{"text_format":"1","workbook":"xlsx","n_sheets":6,"sheets":["Scenario 1","Scenario 2","Scenario 3","Transfer Summary","MAP","2030 MISO_S2B1_INTCH_Fix"],"not_rendered":{"charts":0,"images":5,"macros":1,"external_links":0,"defined_names":3,"comments":2,"pivot_tables":0},"unopened":[],"bounds":{"document_bytes":16777216,"sheet_cells":100000,"rows_first":2000,"rows_last":500,"rows_between":2000,"halvings":0,"cell_chars":16384,"cell_head_chars":4096},"cells_cut":0,"cells_raw":0,"read":"whole","date_system":"1900"}

{"sheet":"Scenario 1","index":0,"n_rows":11643,"n_cols":14,"rows_kept":4500,"cut":true,"hidden":false,"merged":[],"bounds":{"rows_first":2000,"rows_last":500,"rows_between":2000,"halvings":0}}
[null,null,null,null,null,null,null,null,null,null,null,null,"$/MW"]
[null,null,null,null,null,null,null,null,null,null,"$/MWh","$/MWh","Wheel+","$/MWh"]
["Year","Line","From","To","Internal/External","Season","Block","Duration","Transfer Limit","MW flow","From price","To price","Friction","Shadow Price"]
[2015,"ENT_2_MISO_MO-IL","ENT","MISO_MO-IL","Internal","Summer","B1",10,2260,0,91.28,91.28,8,0]
[2015,"FRCC_2_SOCO","FRCC","SOCO","Internal","Summer","B1",10,900,0,103.77,99.28,8,0]
[2015,"IESO_2_MAPP_CA","IESO","MAPP_CA","Internal","Summer","B1",10,269,0,84.67,76.67,7,0]
[2015,"IESO_2_MISO_W","IESO","MISO_W","Internal","Summer","B1",10,195,0,84.67,91.28,7,0]
[2015,"MAPP_US_2_MAPP_CA","MAPP_US","MAPP_CA","Internal","Summer","B1",10,165,0,84.28,76.67,7,0]
[2015,"MISO_IN_2_MISO_MI","MISO_IN","MISO_MI","Internal","Summer","B1",10,5490,0,93.27,91.67,0.01,0]
[2015,"MISO_IN_2_MISO_MO-IL","MISO_IN","MISO_MO-IL","Internal","Summer","B1",10,5000,0,93.27,91.28,0.01,0]
[2015,"MISO_IN_2_NonRTO_Midwest","MISO_IN","NonRTO_Midwest","Internal","Summer","B1",10,4800,0,93.27,96.16,8,0]
[2015,"MISO_IN_2_PJM_ROR","MISO_IN","PJM_ROR","Internal","Summer","B1",10,992,0,93.27,93.28,2,0]
[2015,"MISO_MI_2_MISO_WUMS","MISO_MI","MISO_WUMS","Internal","Summer","B1",10,312,0,91.67,91.28,0.01,0]
[2015,"MISO_MI_2_PJM_ROR","MISO_MI","PJM_ROR","Internal","Summer","B1",10,1424,0,91.67,93.28,2,0]
[2015,"MISO_MO-IL_2_ENT","MISO_MO-IL","ENT","Internal","Summer","B1",10,2540,0,91.28,91.28,8,0]
[2015,"MISO_MO-IL_2_MISO_W","MISO_MO-IL","MISO_W","Internal","Summer","B1",10,1208,0,91.28,91.28,0.01,0]
[2015,"MISO_W_2_IESO","MISO_W","IESO","Internal","Summer","B1",10,145,0,91.28,84.67,8,0]
[2015,"MISO_W_2_MAPP_CA","MISO_W","MAPP_CA","Internal","Summer","B1",10,700,0,91.28,76.67,0.01,0]
[2015,"MISO_W_2_MISO_MO-IL","MISO_W","MISO_MO-IL","Internal","Summer","B1",10,4048,0,91.28,91.28,0.01,0]
[2015,"MISO_W_2_MISO_WUMS","MISO_W","MISO_WUMS","Internal","Summer","B1",10,1747,0,91.28,91.28,0.01,0]
[2015,"MISO_W_2_SPP_N","MISO_W","SPP_N","Internal","Summer","B1",10,3450,0,91.28,92.49,7,0]
[2015,"MISO_WUMS_2_MISO_W","MISO_WUMS","MISO_W","Internal","Summer","B1",10,1255,0,91.28,91.28,0.01,0]
[2015,"NE_2_MAPP_US","NE","MAPP_US","Internal","Summer","B1",10,1600,0,91.28,84.28,5,0]
[2015,"NE_2_MISO_W","NE","MISO_W","Internal","Summer","B1",10,3614,0,91.28,91.28,5,0]
[2015,"NEISO_2_NYISO_A-F","NEISO","NYISO_A-F","Internal","Summer","B1",10,600,0,97.95,91.67,3,0]
[2015,"NEISO_2_NYISO_G-I","NEISO","NYISO_G-I","Internal","Summer","B1",10,600,0,97.95,100.93,3,0]
[2015,"NonRTO_Midwest_2_TVA_Transmission","NonRTO_Midwest","TVA_Transmission","Internal","Summer","B1",10,2400,0,96.16,99.28,8,0]
[2015,"NYISO_A-F_2_PJM_ROM","NYISO_A-F","PJM_ROM","Internal","Summer","B1",10,1000,0,91.67,94.92,8,0]
[2015,"NYISO_G-I_2_NEISO","NYISO_G-I","NEISO","Internal","Summer","B1",10,600,0,100.93,97.95,3,0]
[2015,"NYISO_G-I_2_PJM_E","NYISO_G-I","PJM_E","Internal","Summer","B1",10,1500,0,100.93,94.93,8,0]
[2015,"NYISO_J-K_2_NEISO","NYISO_J-K","NEISO","Internal","Summer","B1",10,608,0,100.95,97.95,3,0]
[2015,"NYISO_J-K_2_PJM_E","NYISO_J-K","PJM_E","Internal","Summer","B1",10,330,0,100.95,94.93,8,0]
[2015,"PJM_E_2_PJM_ROM","PJM_E","PJM_ROM","Internal","Summer","B1",10,8000,0,94.93,94.92,0.01,0]
[2015,"PJM_ROR_2_MISO_IN","PJM_ROR","MISO_IN","Internal","Summer","B1",10,909,0,93.28,93.27,2,0]
[2015,"PJM_ROR_2_MISO_MI","PJM_ROR","MISO_MI","Internal","Summer","B1",10,1305,0,93.28,91.67,2,0]
[2015,"PJM_ROR_2_MISO_MO-IL","PJM_ROR","MISO_MO-IL","Internal","Summer","B1",10,1111,0,93.28,91.28,2,0]
[2015,"PJM_ROR_2_MISO_WUMS","PJM_ROR","MISO_WUMS","Internal","Summer","B1",10,1467,0,93.28,91.28,2,0]
[2015,"PJM_ROM_2_PJM_ROR","PJM_ROM","PJM_ROR","Internal","Summer","B1",10,8000,0,94.92,93.28,0.01,0]
[2015,"SOCO_2_ENT","SOCO","ENT","Internal","Summer","B1",10,2400,0,99.28,91.28,10,0]
[2015,"SOCO_2_FRCC","SOCO","FRCC","Internal","Summer","B1",10,3700,0,99.28,103.77,10,0]
[2015,"SOCO_2_TVA_Transmission","SOCO","TVA_Transmission","Internal","Summer","B1",10,2600,0,99.28,99.28,10,0]
[2015,"SOCO_2_VACAR","SOCO","VACAR","Internal","Summer","B1",10,2000,0,99.28,100.61,10,0]
[2015,"SPP_N_2_ENT","SPP_N","ENT","Internal","Summer","B1",10,7346,0,92.49,91.28,5,0]
[2015,"SPP_N_2_MISO_MO-IL","SPP_N","MISO_MO-IL","Internal","Summer","B1",10,3954,0,92.49,91.28,5,0]
[2015,"SPP_N_2_MISO_W","SPP_N","MISO_W","Internal","Summer","B1",10,1000,0,92.49,91.28,5,0]
[2015,"SPP_N_2_NE","SPP_N","NE","Internal","Summer","B1",10,384,0,92.49,91.28,0.01,0]
[2015,"SPP_N_2_SPP_S","SPP_N","SPP_S","Internal","Summer","B1",10,4000,0,92.49,90.34,0.01,0]
[2015,"SPP_S_2_ENT","SPP_S","ENT","Internal","Summer","B1",10,4280,0,90.34,91.28,5,0]
[2015,"TVA_2_NonRTO_Midwest","TVA","NonRTO_Midwest","Internal","Summer","B1",10,100,0,99.29,96.16,9,0]
[2015,"TVA_2_SOCO","TVA","SOCO","Internal","Summer","B1",10,500,0,99.29,99.28,9,0]
[2015,"TVA_2_VACAR","TVA","VACAR","Internal","Summer","B1",10,150,0,99.29,100.61,9,0]
[2015,"TVA_Transmission_2_NonRTO_Midwest","TVA_Transmission","NonRTO_Midwest","Internal","Summer","B1",10,700,0,99.28,96.16,9,0]
[2015,"TVA_Transmission_2_SOCO","TVA_Transmission","SOCO","Internal","Summer","B1",10,3200,0,99.28,99.28,9,0]
[2015,"TVA_Transmission_2_VACAR","TVA_Transmission","VACAR","Internal","Summer","B1",10,900,0,99.28,100.61,9,0]
[2015,"VACAR_2_PJM_ROR","VACAR","PJM_ROR","Internal","Summer","B1",10,2000,0,100.61,93.28,7,0]
[2015,"VACAR_2_SOCO","VACAR","SOCO","Internal","Summer","B1",10,3000,0,100.61,99.28,7,0]
[2015,"VACAR_2_TVA_Transmission","VACAR","TVA_Transmission","Internal","Summer","B1",10,900,0,100.61,99.28,7,0]
[2015,"AZ_NM_SNV_Coal_2_SPP_S","AZ_NM_SNV_Coal","SPP_S","External","Summer","B1",10,400,0,84.88,90.34,8.17,0]
[2015,"MAPP_US_2_RMPA","MAPP_US","RMPA","External","Summer","B1",10,200,0,84.28,90.06,8,0]
[2015,"NE_2_RMPA","NE","RMPA","External","Summer","B1",10,310,0,91.28,90.06,5,0]
[2015,"RMPA_2_MAPP_US","RMPA","MAPP_US","External","Summer","B1",10,200,0,90.06,84.28,8,0]
[2015,"RMPA_2_NE","RMPA","NE","External","Summer","B1",10,310,0,90.06,91.28,8,0]
[2015,"RMPA_2_SPP_N","RMPA","SPP_N","External","Summer","B1",10,210,0,90.06,92.49,8,0]
[2015,"SPP_N_2_RMPA","SPP_N","RMPA","External","Summer","B1",10,210,0,92.49,90.06,5,0]
[2015,"SPP_S_2_ERCOT","SPP_S","ERCOT","External","Summer","B1",10,800,0,90.34,82.34,5,0]
[2015,"ENT_2_SOCO","ENT","SOCO","Internal","Summer","B1",10,2000,14.43,91.28,99.28,8,0]
[2015,"PJM_E_2_NYISO_G-I","PJM_E","NYISO_G-I","Internal","Summer","B1",10,500,40.18,94.93,100.93,6,0]
[2015,"MISO_MO-IL_2_PJM_ROR","MISO_MO-IL","PJM_ROR","Internal","Summer","B1",10,1212,55.13,91.28,93.28,2,0]
[2015,"MAPP_CA_2_IESO","MAPP_CA","IESO","Internal","Summer","B1",10,337,130.32,76.67,84.67,8,0]
[2015,"NWPP_Coal_2_MAPP_US","NWPP_Coal","MAPP_US","External","Summer","B1",10,150,150,63.25,84.28,8,13.03]
[2015,"IESO_2_NYISO_A-F","IESO","NYISO_A-F","Internal","Summer","B1",10,2224,166.2,84.67,91.67,7,0]
[2015,"ERCOT_2_SPP_S","ERCOT","SPP_S","External","Summer","B1",10,800,181.41,82.34,90.34,8,0]
[2015,"MISO_MO-IL_2_TVA_Transmission","MISO_MO-IL","TVA_Transmission","Internal","Summer","B1",10,4000,270.95999999999998,91.28,99.28,8,0]
[2015,"MISO_WUMS_2_MISO_MI","MISO_WUMS","MISO_MI","Internal","Summer","B1",10,294,294,91.28,91.67,0.01,0.38]
[2015,"PJM_E_2_NYISO_J-K","PJM_E","NYISO_J-K","Internal","Summer","B1",10,330,330,94.93,100.95,6,0.01]
[2015,"MAPP_CA_2_MAPP_US","MAPP_CA","MAPP_US","Internal","Summer","B1",10,372,372,76.67,84.28,7,0.61]
[2015,"HQ_IESO_2_IESO","HQ_IESO","IESO","Internal","Summer","B1",10,99999,400.1,84.66,84.67,0.01,0]
[2015,"ENT_2_TVA_Transmission","ENT","TVA_Transmission","Internal","Summer","B1",10,2100,402.68,91.28,99.28,8,0]
[2015,"MAPP_US_2_NE","MAPP_US","NE","Internal","Summer","B1",10,2000,435.96,84.28,91.28,7,0]
[2015,"MISO_WUMS_2_PJM_ROR","MISO_WUMS","PJM_ROR","Internal","Summer","B1",10,1600,449.61,91.28,93.28,2,0]
[2015,"NYISO_A-F_2_NEISO","NYISO_A-F","NEISO","Internal","Summer","B1",10,600,600,91.67,97.95,3,3.28]
[2015,"SPP_S_2_SPP_N","SPP_S","SPP_N","Internal","Summer","B1",10,640,640,90.34,92.49,0.01,2.14]
[2015,"NEISO_2_NYISO_J-K","NEISO","NYISO_J-K","Internal","Summer","B1",10,1038,840.45,97.95,100.95,3,0]
[2015,"MAPP_US_2_MISO_W","MAPP_US","MISO_W","Internal","Summer","B1",10,2635,968.88,84.28,91.28,7,0]
[2015,"HQ_NY_2_NYISO_A-F","HQ_NY","NYISO_A-F","Internal","Summer","B1",10,99999,1000.1,91.66,91.67,0.01,0]
[2015,"IESO_2_MISO_MI","IESO","MISO_MI","Internal","Summer","B1",10,3125,1262.5,84.67,91.67,7,0]
[2015,"MARITIMES_2_NEISO","MARITIMES","NEISO","Internal","Summer","B1",10,99999,1400.1,97.93,97.95,0.01,0]
[2015,"NE_2_SPP_N","NE","SPP_N","Internal","Summer","B1",10,1854,1854,91.28,92.49,0.01,1.2]
[2015,"MAPP_CA_2_MISO_W","MAPP_CA","MISO_W","Internal","Summer","B1",10,1970,1970,76.67,91.28,0.01,14.6]
[2015,"MISO_MO-IL_2_MISO_IN","MISO_MO-IL","MISO_IN","Internal","Summer","B1",10,2100,2100,91.28,93.27,0.01,1.98]
[2015,"PJM_ROM_2_PJM_E","PJM_ROM","PJM_E","Internal","Summer","B1",10,8000,2409.41,94.92,94.93,0.01,0]
[2015,"PJM_ROR_2_TVA_Transmission","PJM_ROR","TVA_Transmission","Internal","Summer","B1",10,2500,2425.7600000000002,93.28,99.28,6,0]
[2015,"MISO_MI_2_MISO_IN","MISO_MI","MISO_IN","Internal","Summer","B1",10,2535,2535,91.67,93.27,0.01,1.59]
[2015,"MISO_W_2_PJM_ROR","MISO_W","PJM_ROR","Internal","Summer","B1",10,19839,2739.19,91.28,93.28,2,0]
[2015,"HQ_NEISO_2_NEISO","HQ_NEISO","NEISO","Internal","Summer","B1",10,99999,2920.1,97.93,97.95,0.01,0]
[2015,"PJM_ROR_2_VACAR","PJM_ROR","VACAR","Internal","Summer","B1",10,3000,3000,93.28,100.61,6,1.34]
[2015,"TVA_Transmission_2_TVA","TVA_Transmission","TVA","Internal","Summer","B1",10,99999,3099.41,99.28,99.29,0.01,0]
[2015,"NYISO_G-I_2_NYISO_J-K","NYISO_G-I","NYISO_J-K","Internal","Summer","B1",10,6130,4681.47,100.93,100.95,0.01,0]
[2015,"NYISO_A-F_2_NYISO_G-I","NYISO_A-F","NYISO_G-I","Internal","Summer","B1",10,5266,5266,91.67,100.93,0.01,9.25]
[2015,"PJM_ROR_2_PJM_ROM","PJM_ROR","PJM_ROM","Internal","Summer","B1",10,8000,8000,93.28,94.92,0.01,1.63]
[2015,"ENT_2_MISO_MO-IL","ENT","MISO_MO-IL","Internal","Summer","B10",1262,2260,0,56.26,51.42,8,0]
[2015,"ENT_2_SOCO","ENT","SOCO","Internal","Summer","B10",1262,2000,0,56.26,58.49,8,0]
[2015,"ENT_2_TVA_Transmission","ENT","TVA_Transmission","Internal","Summer","B10",1262,2100,0,56.26,56.62,8,0]
[2015,"FRCC_2_SOCO","FRCC","SOCO","Internal","Summer","B10",1262,900,0,63.4,58.49,8,0]
[2015,"IESO_2_MAPP_CA","IESO","MAPP_CA","Internal","Summer","B10",1262,269,0,45.94,52.87,7,0]
[2015,"IESO_2_MISO_W","IESO","MISO_W","Internal","Summer","B10",1262,195,0,45.94,51.4,7,0]
[2015,"MAPP_CA_2_IESO","MAPP_CA","IESO","Internal","Summer","B10",1262,337,0,52.87,45.94,8,0]
[2015,"MAPP_CA_2_MAPP_US","MAPP_CA","MAPP_US","Internal","Summer","B10",1262,372,0,52.87,51.2,7,0]
[2015,"MAPP_CA_2_MISO_W","MAPP_CA","MISO_W","Internal","Summer","B10",1262,1970,0,52.87,51.4,0.01,0]
[2015,"MAPP_US_2_MAPP_CA","MAPP_US","MAPP_CA","Internal","Summer","B10",1262,165,0,51.2,52.87,7,0]
[2015,"MAPP_US_2_MISO_W","MAPP_US","MISO_W","Internal","Summer","B10",1262,2635,0,51.2,51.4,7,0]
[2015,"MAPP_US_2_NE","MAPP_US","NE","Internal","Summer","B10",1262,2000,0,51.2,53.73,7,0]
[2015,"MISO_IN_2_MISO_MO-IL","MISO_IN","MISO_MO-IL","Internal","Summer","B10",1262,5000,0,52.93,51.42,0.01,0]
[2015,"MISO_IN_2_NonRTO_Midwest","MISO_IN","NonRTO_Midwest","Internal","Summer","B10",1262,4800,0,52.93,54.9,8,0]
[2015,"MISO_IN_2_PJM_ROR","MISO_IN","PJM_ROR","Internal","Summer","B10",1262,992,0,52.93,52.05,2,0]
[2015,"MISO_MI_2_MISO_IN","MISO_MI","MISO_IN","Internal","Summer","B10",1262,2535,0,52.94,52.93,0.01,0]
[2015,"MISO_MI_2_MISO_WUMS","MISO_MI","MISO_WUMS","Internal","Summer","B10",1262,312,0,52.94,51.42,0.01,0]
[2015,"MISO_MI_2_PJM_ROR","MISO_MI","PJM_ROR","Internal","Summer","B10",1262,1424,0,52.94,52.05,2,0]
[2015,"MISO_MO-IL_2_ENT","MISO_MO-IL","ENT","Internal","Summer","B10",1262,2540,0,51.42,56.26,8,0]
[2015,"MISO_MO-IL_2_MISO_W","MISO_MO-IL","MISO_W","Internal","Summer","B10",1262,1208,0,51.42,51.4,0.01,0]
[2015,"MISO_MO-IL_2_PJM_ROR","MISO_MO-IL","PJM_ROR","Internal","Summer","B10",1262,1212,0,51.42,52.05,2,0]
[2015,"MISO_MO-IL_2_TVA_Transmission","MISO_MO-IL","TVA_Transmission","Internal","Summer","B10",1262,4000,0,51.42,56.62,8,0]
[2015,"MISO_W_2_IESO","MISO_W","IESO","Internal","Summer","B10",1262,145,0,51.4,45.94,8,0]
[2015,"MISO_W_2_PJM_ROR","MISO_W","PJM_ROR","Internal","Summer","B10",1262,19839,0,51.4,52.05,2,0]
[2015,"MISO_W_2_SPP_N","MISO_W","SPP_N","Internal","Summer","B10",1262,3450,0,51.4,55.92,7,0]
[2015,"MISO_WUMS_2_MISO_W","MISO_WUMS","MISO_W","Internal","Summer","B10",1262,1255,0,51.42,51.4,0.01,0]
[2015,"MISO_WUMS_2_PJM_ROR","MISO_WUMS","PJM_ROR","Internal","Summer","B10",1262,1600,0,51.42,52.05,2,0]
[2015,"NE_2_MAPP_US","NE","MAPP_US","Internal","Summer","B10",1262,1600,0,53.73,51.2,5,0]
[2015,"NE_2_MISO_W","NE","MISO_W","Internal","Summer","B10",1262,3614,0,53.73,51.4,5,0]
[2015,"NEISO_2_NYISO_A-F","NEISO","NYISO_A-F","Internal","Summer","B10",1262,600,0,53.06,55.18,3,0]
[2015,"NEISO_2_NYISO_G-I","NEISO","NYISO_G-I","Internal","Summer","B10",1262,600,0,53.06,55.19,3,0]
[2015,"NEISO_2_NYISO_J-K","NEISO","NYISO_J-K","Internal","Summer","B10",1262,1038,0,53.06,55.2,3,0]
[2015,"NonRTO_Midwest_2_TVA_Transmission","NonRTO_Midwest","TVA_Transmission","Internal","Summer","B10",1262,2400,0,54.9,56.62,8,0]
[2015,"NYISO_A-F_2_NEISO","NYISO_A-F","NEISO","Internal","Summer","B10",1262,600,0,55.18,53.06,3,0]
[2015,"NYISO_A-F_2_PJM_ROM","NYISO_A-F","PJM_ROM","Internal","Summer","B10",1262,1000,0,55.18,52.06,8,0]
[2015,"NYISO_G-I_2_NEISO","NYISO_G-I","NEISO","Internal","Summer","B10",1262,600,0,55.19,53.06,3,0]
[2015,"NYISO_G-I_2_PJM_E","NYISO_G-I","PJM_E","Internal","Summer","B10",1262,1500,0,55.19,52.05,8,0]
[2015,"NYISO_J-K_2_NEISO","NYISO_J-K","NEISO","Internal","Summer","B10",1262,608,0,55.2,53.06,3,0]
[2015,"NYISO_J-K_2_PJM_E","NYISO_J-K","PJM_E","Internal","Summer","B10",1262,330,0,55.2,52.05,8,0]
[2015,"PJM_E_2_NYISO_G-I","PJM_E","NYISO_G-I","Internal","Summer","B10",1262,500,0,52.05,55.19,6,0]
[2015,"PJM_E_2_NYISO_J-K","PJM_E","NYISO_J-K","Internal","Summer","B10",1262,330,0,52.05,55.2,6,0]
[2015,"PJM_ROR_2_MISO_IN","PJM_ROR","MISO_IN","Internal","Summer","B10",1262,909,0,52.05,52.93,2,0]
[2015,"PJM_ROR_2_MISO_MI","PJM_ROR","MISO_MI","Internal","Summer","B10",1262,1305,0,52.05,52.94,2,0]
[2015,"PJM_ROR_2_MISO_MO-IL","PJM_ROR","MISO_MO-IL","Internal","Summer","B10",1262,1111,0,52.05,51.42,2,0]
[2015,"PJM_ROR_2_MISO_WUMS","PJM_ROR","MISO_WUMS","Internal","Summer","B10",1262,1467,0,52.05,51.42,2,0]
[2015,"PJM_ROR_2_TVA_Transmission","PJM_ROR","TVA_Transmission","Internal","Summer","B10",1262,2500,0,52.05,56.62,6,0]
[2015,"PJM_ROM_2_PJM_E","PJM_ROM","PJM_E","Internal","Summer","B10",1262,8000,0,52.06,52.05,0.01,0]
[2015,"PJM_ROM_2_PJM_ROR","PJM_ROM","PJM_ROR","Internal","Summer","B10",1262,8000,0,52.06,52.05,0.01,0]
[2015,"SOCO_2_ENT","SOCO","ENT","Internal","Summer","B10",1262,2400,0,58.49,56.26,10,0]
[2015,"SOCO_2_FRCC","SOCO","FRCC","Internal","Summer","B10",1262,3700,0,58.49,63.4,10,0]
[2015,"SOCO_2_TVA_Transmission","SOCO","TVA_Transmission","Internal","Summer","B10",1262,2600,0,58.49,56.62,10,0]
[2015,"SOCO_2_VACAR","SOCO","VACAR","Internal","Summer","B10",1262,2000,0,58.49,58.05,10,0]
[2015,"SPP_N_2_ENT","SPP_N","ENT","Internal","Summer","B10",1262,7346,0,55.92,56.26,5,0]
[2015,"SPP_N_2_MISO_MO-IL","SPP_N","MISO_MO-IL","Internal","Summer","B10",1262,3954,0,55.92,51.42,5,0]
[2015,"SPP_N_2_MISO_W","SPP_N","MISO_W","Internal","Summer","B10",1262,1000,0,55.92,51.4,5,0]
[2015,"SPP_N_2_NE","SPP_N","NE","Internal","Summer","B10",1262,384,0,55.92,53.73,0.01,0]
[2015,"SPP_S_2_ENT","SPP_S","ENT","Internal","Summer","B10",1262,4280,0,55.94,56.26,5,0]
[2015,"SPP_S_2_SPP_N","SPP_S","SPP_N","Internal","Summer","B10",1262,640,0,55.94,55.92,0.01,0]
[2015,"TVA_2_NonRTO_Midwest","TVA","NonRTO_Midwest","Internal","Summer","B10",1262,100,0,55.41,54.9,9,0]
[2015,"TVA_2_SOCO","TVA","SOCO","Internal","Summer","B10",1262,500,0,55.41,58.49,9,0]
[2015,"TVA_2_VACAR","TVA","VACAR","Internal","Summer","B10",1262,150,0,55.41,58.05,9,0]
[2015,"TVA_Transmission_2_NonRTO_Midwest","TVA_Transmission","NonRTO_Midwest","Internal","Summer","B10",1262,700,0,56.62,54.9,9,0]
[2015,"TVA_Transmission_2_SOCO","TVA_Transmission","SOCO","Internal","Summer","B10",1262,3200,0,56.62,58.49,9,0]
[2015,"TVA_Transmission_2_TVA","TVA_Transmission","TVA","Internal","Summer","B10",1262,99999,0,56.62,55.41,0.01,0]
[2015,"TVA_Transmission_2_VACAR","TVA_Transmission","VACAR","Internal","Summer","B10",1262,900,0,56.62,58.05,9,0]
[2015,"VACAR_2_PJM_ROR","VACAR","PJM_ROR","Internal","Summer","B10",1262,2000,0,58.05,52.05,7,0]
[2015,"VACAR_2_SOCO","VACAR","SOCO","Internal","Summer","B10",1262,3000,0,58.05,58.49,7,0]
[2015,"VACAR_2_TVA_Transmission","VACAR","TVA_Transmission","Internal","Summer","B10",1262,900,0,58.05,56.62,7,0]
[2015,"AZ_NM_SNV_Coal_2_SPP_S","AZ_NM_SNV_Coal","SPP_S","External","Summer","B10",1262,400,0,56.25,55.94,8.17,0]
[2015,"ERCOT_2_SPP_S","ERCOT","SPP_S","External","Summer","B10",1262,800,0,56.13,55.94,8,0]
[2015,"MAPP_US_2_RMPA","MAPP_US","RMPA","External","Summer","B10",1262,200,0,51.2,58.73,8,0]
[2015,"NWPP_Coal_2_MAPP_US","NWPP_Coal","MAPP_US","External","Summer","B10",1262,150,0,57.93,51.2,8,0]
[2015,"RMPA_2_MAPP_US","RMPA","MAPP_US","External","Summer","B10",1262,200,0,58.73,51.2,8,0]
[2015,"RMPA_2_NE","RMPA","NE","External","Summer","B10",1262,310,0,58.73,53.73,8,0]
[2015,"RMPA_2_SPP_N","RMPA","SPP_N","External","Summer","B10",1262,210,0,58.73,55.92,8,0]
[2015,"SPP_N_2_RMPA","SPP_N","RMPA","External","Summer","B10",1262,210,0,55.92,58.73,5,0]
[2015,"SPP_S_2_ERCOT","SPP_S","ERCOT","External","Summer","B10",1262,800,0,55.94,56.13,5,0]
[2015,"HQ_IESO_2_IESO","HQ_IESO","IESO","Internal","Summer","B10",1262,99999,12.04,45.93,45.94,0.01,0]
[2015,"HQ_NY_2_NYISO_A-F","HQ_NY","NYISO_A-F","Internal","Summer","B10",1262,99999,30.11,55.16,55.18,0.01,0]
[2015,"NE_2_RMPA","NE","RMPA","External","Summer","B10",1262,310,202.99,53.73,58.73,5,0]
[2015,"MARITIMES_2_NEISO","MARITIMES","NEISO","Internal","Summer","B10",1262,99999,236.13,53.05,53.06,0.01,0]
[2015,"MISO_WUMS_2_MISO_MI","MISO_WUMS","MISO_MI","Internal","Summer","B10",1262,294,294,51.42,52.94,0.01,1.51]
[2015,"IESO_2_MISO_MI","IESO","MISO_MI","Internal","Summer","B10",1262,3125,344.95,45.94,52.94,7,0]
[2015,"PJM_E_2_PJM_ROM","PJM_E","PJM_ROM","Internal","Summer","B10",1262,8000,486.76,52.05,52.06,0.01,0]
[2015,"MISO_W_2_MISO_WUMS","MISO_W","MISO_WUMS","Internal","Summer","B10",1262,1747,639.53,51.4,51.42,0.01,0]
[2015,"MISO_W_2_MAPP_CA","MISO_W","MAPP_CA","Internal","Summer","B10",1262,700,700,51.4,52.87,0.01,1.45]
[2015,"HQ_NEISO_2_NEISO","HQ_NEISO","NEISO","Internal","Summer","B10",1262,99999,795.94,53.05,53.06,0.01,0]
[2015,"MISO_W_2_MISO_MO-IL","MISO_W","MISO_MO-IL","Internal","Summer","B10",1262,4048,877.78,51.4,51.42,0.01,0]
[2015,"PJM_ROR_2_VACAR","PJM_ROR","VACAR","Internal","Summer","B10",1262,3000,1125.4100000000001,52.05,58.05,6,0]
[2015,"NE_2_SPP_N","NE","SPP_N","Internal","Summer","B10",1262,1854,1854,53.73,55.92,0.01,2.1800000000000002]
[2015,"MISO_MO-IL_2_MISO_IN","MISO_MO-IL","MISO_IN","Internal","Summer","B10",1262,2100,2100,51.42,52.93,0.01,1.5]
[2015,"IESO_2_NYISO_A-F","IESO","NYISO_A-F","Internal","Summer","B10",1262,2224,2224,45.94,55.18,7,2.2400000000000002]
[2015,"MISO_IN_2_MISO_MI","MISO_IN","MISO_MI","Internal","Summer","B10",1262,5490,2385,52.93,52.94,0.01,0]
[2015,"NYISO_A-F_2_NYISO_G-I","NYISO_A-F","NYISO_G-I","Internal","Summer","B10",1262,5266,2688.91,55.18,55.19,0.01,0]
[2015,"NYISO_G-I_2_NYISO_J-K","NYISO_G-I","NYISO_J-K","Internal","Summer","B10",1262,6130,3174.1,55.19,55.2,0.01,0]
[2015,"SPP_N_2_SPP_S","SPP_N","SPP_S","Internal","Summer","B10",1262,4000,3475.67,55.92,55.94,0.01,0]
[2015,"PJM_ROR_2_PJM_ROM","PJM_ROR","PJM_ROM","Internal","Summer","B10",1262,8000,6573.67,52.05,52.06,0.01,0]
[2015,"ENT_2_MISO_MO-IL","ENT","MISO_MO-IL","Internal","Shoulder","B11",25,2260,0,84.03,76.03,8,0]
[2015,"ENT_2_SOCO","ENT","SOCO","Internal","Shoulder","B11",25,2000,0,84.03,89.03,8,0]
[2015,"ENT_2_TVA_Transmission","ENT","TVA_Transmission","Internal","Shoulder","B11",25,2100,0,84.03,80.03,8,0]
[2015,"FRCC_2_SOCO","FRCC","SOCO","Internal","Shoulder","B11",25,900,0,99.03,89.03,8,0]
[2015,"HQ_NEISO_2_NEISO","HQ_NEISO","NEISO","Internal","Shoulder","B11",25,99999,2920,55.75,55.76,0.01,0]
[2015,"HQ_NY_2_NYISO_A-F","HQ_NY","NYISO_A-F","Internal","Shoulder","B11",25,99999,1000,60.45,60.47,0.01,0]
[2015,"HQ_IESO_2_IESO","HQ_IESO","IESO","Internal","Shoulder","B11",25,99999,400,53.45,53.47,0.01,0]
[2015,"IESO_2_MAPP_CA","IESO","MAPP_CA","Internal","Shoulder","B11",25,269,269,53.47,70.97,7,10.51]
[2015,"IESO_2_MISO_MI","IESO","MISO_MI","Internal","Shoulder","B11",25,3125,3125,53.47,72.599999999999994,7,12.13]
[2015,"IESO_2_MISO_W","IESO","MISO_W","Internal","Shoulder","B11",25,195,195,53.47,76.02,7,15.55]
[2015,"IESO_2_NYISO_A-F","IESO","NYISO_A-F","Internal","Shoulder","B11",25,2224,1719.7,53.47,60.47,7,0]
[2015,"MAPP_CA_2_IESO","MAPP_CA","IESO","Internal","Shoulder","B11",25,337,0,70.97,53.47,8,0]
[2015,"MAPP_CA_2_MAPP_US","MAPP_CA","MAPP_US","Internal","Shoulder","B11",25,372,0,70.97,69.02,7,0]
[2015,"MAPP_CA_2_MISO_W","MAPP_CA","MISO_W","Internal","Shoulder","B11",25,1970,1970,70.97,76.02,0.01,5.03]
[2015,"MAPP_US_2_MAPP_CA","MAPP_US","MAPP_CA","Internal","Shoulder","B11",25,165,0,69.02,70.97,7,0]
[2015,"MAPP_US_2_MISO_W","MAPP_US","MISO_W","Internal","Shoulder","B11",25,2635,259.62,69.02,76.02,7,0]
[2015,"MAPP_US_2_NE","MAPP_US","NE","Internal","Shoulder","B11",25,2000,935.61,69.02,76.02,7,0]
[2015,"MARITIMES_2_NEISO","MARITIMES","NEISO","Internal","Shoulder","B11",25,99999,1400,55.75,55.76,0.01,0]
[2015,"MISO_IN_2_MISO_MI","MISO_IN","MISO_MI","Internal","Shoulder","B11",25,5490,0,76.040000000000006,72.599999999999994,0.01,0]
[2015,"MISO_IN_2_MISO_MO-IL","MISO_IN","MISO_MO-IL","Internal","Shoulder","B11",25,5000,0,76.040000000000006,76.03,0.01,0]
[2015,"MISO_IN_2_NonRTO_Midwest","MISO_IN","NonRTO_Midwest","Internal","Shoulder","B11",25,4800,1311.43,76.040000000000006,84.04,8,0]
[2015,"MISO_IN_2_PJM_ROR","MISO_IN","PJM_ROR","Internal","Shoulder","B11",25,992,0,76.040000000000006,74.03,2,0]
[2015,"MISO_MI_2_MISO_IN","MISO_MI","MISO_IN","Internal","Shoulder","B11",25,2535,2535,72.599999999999994,76.040000000000006,0.01,3.43]
[2015,"MISO_MI_2_MISO_WUMS","MISO_MI","MISO_WUMS","Internal","Shoulder","B11",25,312,0,72.599999999999994,72.03,0.01,0]
[2015,"MISO_MI_2_PJM_ROR","MISO_MI","PJM_ROR","Internal","Shoulder","B11",25,1424,0,72.599999999999994,74.03,2,0]
[2015,"MISO_MO-IL_2_ENT","MISO_MO-IL","ENT","Internal","Shoulder","B11",25,2540,55.66,76.03,84.03,8,0]
[2015,"MISO_MO-IL_2_MISO_IN","MISO_MO-IL","MISO_IN","Internal","Shoulder","B11",25,2100,768.89,76.03,76.040000000000006,0.01,0]
[2015,"MISO_MO-IL_2_MISO_W","MISO_MO-IL","MISO_W","Internal","Shoulder","B11",25,1208,0,76.03,76.02,0.01,0]
[2015,"MISO_MO-IL_2_PJM_ROR","MISO_MO-IL","PJM_ROR","Internal","Shoulder","B11",25,1212,0,76.03,74.03,2,0]
[2015,"MISO_MO-IL_2_TVA_Transmission","MISO_MO-IL","TVA_Transmission","Internal","Shoulder","B11",25,4000,0,76.03,80.03,8,0]
[2015,"MISO_W_2_IESO","MISO_W","IESO","Internal","Shoulder","B11",25,145,0,76.02,53.47,8,0]
[2015,"MISO_W_2_MAPP_CA","MISO_W","MAPP_CA","Internal","Shoulder","B11",25,700,0,76.02,70.97,0.01,0]
[2015,"MISO_W_2_MISO_MO-IL","MISO_W","MISO_MO-IL","Internal","Shoulder","B11",25,4048,1313.82,76.02,76.03,0.01,0]
[2015,"MISO_W_2_MISO_WUMS","MISO_W","MISO_WUMS","Internal","Shoulder","B11",25,1747,0,76.02,72.03,0.01,0]
[2015,"MISO_W_2_PJM_ROR","MISO_W","PJM_ROR","Internal","Shoulder","B11",25,19839,0,76.02,74.03,2,0]
[2015,"MISO_W_2_SPP_N","MISO_W","SPP_N","Internal","Shoulder","B11",25,3450,351.36,76.02,83.02,7,0]
[2015,"MISO_WUMS_2_MISO_MI","MISO_WUMS","MISO_MI","Internal","Shoulder","B11",25,294,294,72.03,72.599999999999994,0.01,0.56000000000000005]
[2015,"MISO_WUMS_2_MISO_W","MISO_WUMS","MISO_W","Internal","Shoulder","B11",25,1255,1255,72.03,76.02,0.01,3.98]
[2015,"MISO_WUMS_2_PJM_ROR","MISO_WUMS","PJM_ROR","Internal","Shoulder","B11",25,1600,883.42,72.03,74.03,2,0]
[2015,"NE_2_MAPP_US","NE","MAPP_US","Internal","Shoulder","B11",25,1600,0,76.02,69.02,5,0]
[2015,"NE_2_MISO_W","NE","MISO_W","Internal","Shoulder","B11",25,3614,0,76.02,76.02,5,0]
[2015,"NE_2_SPP_N","NE","SPP_N","Internal","Shoulder","B11",25,1854,1854,76.02,83.02,0.01,6.99]
[2015,"NEISO_2_NYISO_A-F","NEISO","NYISO_A-F","Internal","Shoulder","B11",25,600,600,55.76,60.47,3,1.71]
[2015,"NEISO_2_NYISO_G-I","NEISO","NYISO_G-I","Internal","Shoulder","B11",25,600,600,55.76,60.48,3,1.72]
[2015,"NEISO_2_NYISO_J-K","NEISO","NYISO_J-K","Internal","Shoulder","B11",25,1038,1038,55.76,60.49,3,1.73]
[2015,"NonRTO_Midwest_2_TVA_Transmission","NonRTO_Midwest","TVA_Transmission","Internal","Shoulder","B11",25,2400,0,84.04,80.03,8,0]
[2015,"NYISO_A-F_2_NEISO","NYISO_A-F","NEISO","Internal","Shoulder","B11",25,600,0,60.47,55.76,3,0]
[2015,"NYISO_A-F_2_NYISO_G-I","NYISO_A-F","NYISO_G-I","Internal","Shoulder","B11",25,5266,4785.6400000000003,60.47,60.48,0.01,0]
[2015,"NYISO_A-F_2_PJM_ROM","NYISO_A-F","PJM_ROM","Internal","Shoulder","B11",25,1000,1000,60.47,74.040000000000006,8,5.57]
[2015,"NYISO_G-I_2_NEISO","NYISO_G-I","NEISO","Internal","Shoulder","B11",25,600,0,60.48,55.76,3,0]
[2015,"NYISO_G-I_2_NYISO_J-K","NYISO_G-I","NYISO_J-K","Internal","Shoulder","B11",25,6130,4010.82,60.48,60.49,0.01,0]
[2015,"NYISO_G-I_2_PJM_E","NYISO_G-I","PJM_E","Internal","Shoulder","B11",25,1500,1500,60.48,74.03,8,5.55]
[2015,"NYISO_J-K_2_NEISO","NYISO_J-K","NEISO","Internal","Shoulder","B11",25,608,0,60.49,55.76,3,0]
[2015,"NYISO_J-K_2_PJM_E","NYISO_J-K","PJM_E","Internal","Shoulder","B11",25,330,330,60.49,74.03,8,5.54]
[2015,"PJM_E_2_NYISO_G-I","PJM_E","NYISO_G-I","Internal","Shoulder","B11",25,500,0,74.03,60.48,6,0]
[2015,"PJM_E_2_NYISO_J-K","PJM_E","NYISO_J-K","Internal","Shoulder","B11",25,330,0,74.03,60.49,6,0]
[2015,"PJM_E_2_PJM_ROM","PJM_E","PJM_ROM","Internal","Shoulder","B11",25,8000,4350.47,74.03,74.040000000000006,0.01,0]
[2015,"PJM_ROR_2_MISO_IN","PJM_ROR","MISO_IN","Internal","Shoulder","B11",25,909,909,74.03,76.040000000000006,2,0.01]
[2015,"PJM_ROR_2_MISO_MI","PJM_ROR","MISO_MI","Internal","Shoulder","B11",25,1305,0,74.03,72.599999999999994,2,0]
[2015,"PJM_ROR_2_MISO_MO-IL","PJM_ROR","MISO_MO-IL","Internal","Shoulder","B11",25,1111,855.1,74.03,76.03,2,0]
[2015,"PJM_ROR_2_MISO_WUMS","PJM_ROR","MISO_WUMS","Internal","Shoulder","B11",25,1467,0,74.03,72.03,2,0]
[2015,"PJM_ROR_2_PJM_ROM","PJM_ROR","PJM_ROM","Internal","Shoulder","B11",25,8000,956.14,74.03,74.040000000000006,0.01,0]
[2015,"PJM_ROR_2_TVA_Transmission","PJM_ROR","TVA_Transmission","Internal","Shoulder","B11",25,2500,574.33000000000004,74.03,80.03,6,0]
[2015,"PJM_ROR_2_VACAR","PJM_ROR","VACAR","Internal","Shoulder","B11",25,3000,3000,74.03,82.03,6,2]
[2015,"PJM_ROM_2_PJM_E","PJM_ROM","PJM_E","Internal","Shoulder","B11",25,8000,0,74.040000000000006,74.03,0.01,0]
[2015,"PJM_ROM_2_PJM_ROR","PJM_ROM","PJM_ROR","Internal","Shoulder","B11",25,8000,0,74.040000000000006,74.03,0.01,0]
[2015,"SOCO_2_ENT","SOCO","ENT","Internal","Shoulder","B11",25,2400,0,89.03,84.03,10,0]
[2015,"SOCO_2_FRCC","SOCO","FRCC","Internal","Shoulder","B11",25,3700,3558.65,89.03,99.03,10,0]
[2015,"SOCO_2_TVA_Transmission","SOCO","TVA_Transmission","Internal","Shoulder","B11",25,2600,0,89.03,80.03,10,0]
[2015,"SOCO_2_VACAR","SOCO","VACAR","Internal","Shoulder","B11",25,2000,0,89.03,82.03,10,0]
[2015,"SPP_N_2_ENT","SPP_N","ENT","Internal","Shoulder","B11",25,7346,0,83.02,84.03,5,0]
[2015,"SPP_N_2_MISO_MO-IL","SPP_N","MISO_MO-IL","Internal","Shoulder","B11",25,3954,0,83.02,76.03,5,0]
[2015,"SPP_N_2_MISO_W","SPP_N","MISO_W","Internal","Shoulder","B11",25,1000,0,83.02,76.02,5,0]
[2015,"SPP_N_2_NE","SPP_N","NE","Internal","Shoulder","B11",25,384,0,83.02,76.02,0.01,0]
[2015,"SPP_N_2_SPP_S","SPP_N","SPP_S","Internal","Shoulder","B11",25,4000,0,83.02,82.96,0.01,0]
[2015,"SPP_S_2_ENT","SPP_S","ENT","Internal","Shoulder","B11",25,4280,0,82.96,84.03,5,0]
[2015,"SPP_S_2_SPP_N","SPP_S","SPP_N","Internal","Shoulder","B11",25,640,640,82.96,83.02,0.01,0.05]
[2015,"TVA_2_NonRTO_Midwest","TVA","NonRTO_Midwest","Internal","Shoulder","B11",25,100,0,80.040000000000006,84.04,9,0]
[2015,"TVA_2_SOCO","TVA","SOCO","Internal","Shoulder","B11",25,500,0,80.040000000000006,89.03,9,0]
[2015,"TVA_2_VACAR","TVA","VACAR","Internal","Shoulder","B11",25,150,0,80.040000000000006,82.03,9,0]
[2015,"TVA_Transmission_2_NonRTO_Midwest","TVA_Transmission","NonRTO_Midwest","Internal","Shoulder","B11",25,700,0,80.03,84.04,9,0]
[2015,"TVA_Transmission_2_SOCO","TVA_Transmission","SOCO","Internal","Shoulder","B11",25,3200,55.62,80.03,89.03,9,0]
[2015,"TVA_Transmission_2_TVA","TVA_Transmission","TVA","Internal","Shoulder","B11",25,99999,518.71,80.03,80.040000000000006,0.01,0]
[2015,"TVA_Transmission_2_VACAR","TVA_Transmission","VACAR","Internal","Shoulder","B11",25,900,0,80.03,82.03,9,0]
[2015,"VACAR_2_PJM_ROR","VACAR","PJM_ROR","Internal","Shoulder","B11",25,2000,0,82.03,74.03,7,0]
[2015,"VACAR_2_SOCO","VACAR","SOCO","Internal","Shoulder","B11",25,3000,2611.41,82.03,89.03,7,0]
[2015,"VACAR_2_TVA_Transmission","VACAR","TVA_Transmission","Internal","Shoulder","B11",25,900,0,82.03,80.03,7,0]
[2015,"AZ_NM_SNV_Coal_2_SPP_S","AZ_NM_SNV_Coal","SPP_S","External","Shoulder","B11",25,400,400,57.66,82.96,8.17,17.14]
[2015,"ERCOT_2_SPP_S","ERCOT","SPP_S","External","Shoulder","B11",25,800,0,83.9,82.96,8,0]
[2015,"MAPP_US_2_RMPA","MAPP_US","RMPA","External","Shoulder","B11",25,200,0,69.02,65.819999999999993,8,0]
[2015,"NE_2_RMPA","NE","RMPA","External","Shoulder","B11",25,310,0,76.02,65.819999999999993,5,0]
[2015,"NWPP_Coal_2_MAPP_US","NWPP_Coal","MAPP_US","External","Shoulder","B11",25,150,150,57.98,69.02,8,3.03]
[2015,"RMPA_2_MAPP_US","RMPA","MAPP_US","External","Shoulder","B11",25,200,0,65.819999999999993,69.02,8,0]
[2015,"RMPA_2_NE","RMPA","NE","External","Shoulder","B11",25,310,310,65.819999999999993,76.02,8,2.2000000000000002]
[2015,"RMPA_2_SPP_N","RMPA","SPP_N","External","Shoulder","B11",25,210,210,65.819999999999993,83.02,8,9.1999999999999993]
[2015,"SPP_N_2_RMPA","SPP_N","RMPA","External","Shoulder","B11",25,210,0,83.02,65.819999999999993,5,0]
[2015,"SPP_S_2_ERCOT","SPP_S","ERCOT","External","Shoulder","B11",25,800,0,82.96,83.9,5,0]
[2015,"ENT_2_MISO_MO-IL","ENT","MISO_MO-IL","Internal","Shoulder","B12",200,2260,0,59.84,61.06,8,0]
[2015,"ENT_2_SOCO","ENT","SOCO","Internal","Shoulder","B12",200,2000,0,59.84,61.81,8,0]
[2015,"ENT_2_TVA_Transmission","ENT","TVA_Transmission","Internal","Shoulder","B12",200,2100,0,59.84,64.17,8,0]
[2015,"FRCC_2_SOCO","FRCC","SOCO","Internal","Shoulder","B12",200,900,0,66.84,61.81,8,0]
[2015,"HQ_NEISO_2_NEISO","HQ_NEISO","NEISO","Internal","Shoulder","B12",200,99999,2920,55.75,55.76,0.01,0]
[2015,"HQ_NY_2_NYISO_A-F","HQ_NY","NYISO_A-F","Internal","Shoulder","B12",200,99999,1000,58.74,58.75,0.01,0]
[2015,"HQ_IESO_2_IESO","HQ_IESO","IESO","Internal","Shoulder","B12",200,99999,400,51.74,51.75,0.01,0]
[2015,"IESO_2_MAPP_CA","IESO","MAPP_CA","Internal","Shoulder","B12",200,269,269,51.75,61.04,7,2.29]
[2015,"IESO_2_MISO_MI","IESO","MISO_MI","Internal","Shoulder","B12",200,3125,3125,51.75,61.06,7,2.3199999999999998]
[2015,"IESO_2_MISO_W","IESO","MISO_W","Internal","Shoulder","B12",200,195,195,51.75,61.05,7,2.2999999999999998]
[2015,"IESO_2_NYISO_A-F","IESO","NYISO_A-F","Internal","Shoulder","B12",200,2224,1540.36,51.75,58.75,7,0]
[2015,"MAPP_CA_2_IESO","MAPP_CA","IESO","Internal","Shoulder","B12",200,337,0,61.04,51.75,8,0]
[2015,"MAPP_CA_2_MAPP_US","MAPP_CA","MAPP_US","Internal","Shoulder","B12",200,372,0,61.04,54.05,7,0]
[2015,"MAPP_CA_2_MISO_W","MAPP_CA","MISO_W","Internal","Shoulder","B12",200,1970,1253.32,61.04,61.05,0.01,0]
[2015,"MAPP_US_2_MAPP_CA","MAPP_US","MAPP_CA","Internal","Shoulder","B12",200,165,0,54.05,61.04,7,0]
[2015,"MAPP_US_2_MISO_W","MAPP_US","MISO_W","Internal","Shoulder","B12",200,2635,401.86,54.05,61.05,7,0]
[2015,"MAPP_US_2_NE","MAPP_US","NE","Internal","Shoulder","B12",200,2000,0,54.05,59.97,7,0]
[2015,"MARITIMES_2_NEISO","MARITIMES","NEISO","Internal","Shoulder","B12",200,99999,1400,55.75,55.76,0.01,0]
[2015,"MISO_IN_2_MISO_MI","MISO_IN","MISO_MI","Internal","Shoulder","B12",200,5490,0,61.08,61.06,0.01,0]
[2015,"MISO_IN_2_MISO_MO-IL","MISO_IN","MISO_MO-IL","Internal","Shoulder","B12",200,5000,0,61.08,61.06,0.01,0]
[2015,"MISO_IN_2_NonRTO_Midwest","MISO_IN","NonRTO_Midwest","Internal","Shoulder","B12",200,4800,901.92,61.08,69.08,8,0]
[2015,"MISO_IN_2_PJM_ROR","MISO_IN","PJM_ROR","Internal","Shoulder","B12",200,992,0,61.08,63.04,2,0]
[2015,"MISO_MI_2_MISO_IN","MISO_MI","MISO_IN","Internal","Shoulder","B12",200,2535,1343.28,61.06,61.08,0.01,0]
[2015,"MISO_MI_2_MISO_WUMS","MISO_MI","MISO_WUMS","Internal","Shoulder","B12",200,312,0,61.06,61.04,0.01,0]
[2015,"MISO_MI_2_PJM_ROR","MISO_MI","PJM_ROR","Internal","Shoulder","B12",200,1424,0,61.06,63.04,2,0]
[2015,"MISO_MO-IL_2_ENT","MISO_MO-IL","ENT","Internal","Shoulder","B12",200,2540,0,61.06,59.84,8,0]
[2015,"MISO_MO-IL_2_MISO_IN","MISO_MO-IL","MISO_IN","Internal","Shoulder","B12",200,2100,1801.28,61.06,61.08,0.01,0]
[2015,"MISO_MO-IL_2_MISO_W","MISO_MO-IL","MISO_W","Internal","Shoulder","B12",200,1208,0,61.06,61.05,0.01,0]
[2015,"MISO_MO-IL_2_PJM_ROR","MISO_MO-IL","PJM_ROR","Internal","Shoulder","B12",200,1212,0,61.06,63.04,2,0]
[2015,"MISO_MO-IL_2_TVA_Transmission","MISO_MO-IL","TVA_Transmission","Internal","Shoulder","B12",200,4000,0,61.06,64.17,8,0]
[2015,"MISO_W_2_IESO","MISO_W","IESO","Internal","Shoulder","B12",200,145,0,61.05,51.75,8,0]
[2015,"MISO_W_2_MAPP_CA","MISO_W","MAPP_CA","Internal","Shoulder","B12",200,700,0,61.05,61.04,0.01,0]
[2015,"MISO_W_2_MISO_MO-IL","MISO_W","MISO_MO-IL","Internal","Shoulder","B12",200,4048,1297.94,61.05,61.06,0.01,0]
[2015,"MISO_W_2_MISO_WUMS","MISO_W","MISO_WUMS","Internal","Shoulder","B12",200,1747,0,61.05,61.04,0.01,0]
[2015,"MISO_W_2_PJM_ROR","MISO_W","PJM_ROR","Internal","Shoulder","B12",200,19839,0,61.05,63.04,2,0]
[2015,"MISO_W_2_SPP_N","MISO_W","SPP_N","Internal","Shoulder","B12",200,3450,0,61.05,59.99,7,0]
[2015,"MISO_WUMS_2_MISO_MI","MISO_WUMS","MISO_MI","Internal","Shoulder","B12",200,294,294,61.04,61.06,0.01,0.01]
[2015,"MISO_WUMS_2_MISO_W","MISO_WUMS","MISO_W","Internal","Shoulder","B12",200,1255,195.96,61.04,61.05,0.01,0]
[2015,"MISO_WUMS_2_PJM_ROR","MISO_WUMS","PJM_ROR","Internal","Shoulder","B12",200,1600,1213.51,61.04,63.04,2,0]
[2015,"NE_2_MAPP_US","NE","MAPP_US","Internal","Shoulder","B12",200,1600,0,59.97,54.05,5,0]
[2015,"NE_2_MISO_W","NE","MISO_W","Internal","Shoulder","B12",200,3614,0,59.97,61.05,5,0]
[2015,"NE_2_SPP_N","NE","SPP_N","Internal","Shoulder","B12",200,1854,664.67,59.97,59.99,0.01,0]
[2015,"NEISO_2_NYISO_A-F","NEISO","NYISO_A-F","Internal","Shoulder","B12",200,600,0,55.76,58.75,3,0]
[2015,"NEISO_2_NYISO_G-I","NEISO","NYISO_G-I","Internal","Shoulder","B12",200,600,315.11,55.76,58.76,3,0]
[2015,"NEISO_2_NYISO_J-K","NEISO","NYISO_J-K","Internal","Shoulder","B12",200,1038,1038,55.76,58.77,3,0.01]
[2015,"NonRTO_Midwest_2_TVA_Transmission","NonRTO_Midwest","TVA_Transmission","Internal","Shoulder","B12",200,2400,0,69.08,64.17,8,0]
[2015,"NYISO_A-F_2_NEISO","NYISO_A-F","NEISO","Internal","Shoulder","B12",200,600,0,58.75,55.76,3,0]
[2015,"NYISO_A-F_2_NYISO_G-I","NYISO_A-F","NYISO_G-I","Internal","Shoulder","B12",200,5266,3438.65,58.75,58.76,0.01,0]
[2015,"NYISO_A-F_2_PJM_ROM","NYISO_A-F","PJM_ROM","Internal","Shoulder","B12",200,1000,0,58.75,63.05,8,0]
[2015,"NYISO_G-I_2_NEISO","NYISO_G-I","NEISO","Internal","Shoulder","B12",200,600,0,58.76,55.76,3,0]
[2015,"NYISO_G-I_2_NYISO_J-K","NYISO_G-I","NYISO_J-K","Internal","Shoulder","B12",200,6130,3945.11,58.76,58.77,0.01,0]
[2015,"NYISO_G-I_2_PJM_E","NYISO_G-I","PJM_E","Internal","Shoulder","B12",200,1500,0,58.76,63.04,8,0]
[2015,"NYISO_J-K_2_NEISO","NYISO_J-K","NEISO","Internal","Shoulder","B12",200,608,0,58.77,55.76,3,0]
[2015,"NYISO_J-K_2_PJM_E","NYISO_J-K","PJM_E","Internal","Shoulder","B12",200,330,0,58.77,63.04,8,0]
[2015,"PJM_E_2_NYISO_G-I","PJM_E","NYISO_G-I","Internal","Shoulder","B12",200,500,0,63.04,58.76,6,0]
[2015,"PJM_E_2_NYISO_J-K","PJM_E","NYISO_J-K","Internal","Shoulder","B12",200,330,0,63.04,58.77,6,0]
[2015,"PJM_E_2_PJM_ROM","PJM_E","PJM_ROM","Internal","Shoulder","B12",200,8000,2489.5,63.04,63.05,0.01,0]
[2015,"PJM_ROR_2_MISO_IN","PJM_ROR","MISO_IN","Internal","Shoulder","B12",200,909,0,63.04,61.08,2,0]
[2015,"PJM_ROR_2_MISO_MI","PJM_ROR","MISO_MI","Internal","Shoulder","B12",200,1305,0,63.04,61.06,2,0]
[2015,"PJM_ROR_2_MISO_MO-IL","PJM_ROR","MISO_MO-IL","Internal","Shoulder","B12",200,1111,0,63.04,61.06,2,0]
[2015,"PJM_ROR_2_MISO_WUMS","PJM_ROR","MISO_WUMS","Internal","Shoulder","B12",200,1467,0,63.04,61.04,2,0]
[2015,"PJM_ROR_2_PJM_ROM","PJM_ROR","PJM_ROM","Internal","Shoulder","B12",200,8000,4685.26,63.04,63.05,0.01,0]
[2015,"PJM_ROR_2_TVA_Transmission","PJM_ROR","TVA_Transmission","Internal","Shoulder","B12",200,2500,0,63.04,64.17,6,0]
[2015,"PJM_ROR_2_VACAR","PJM_ROR","VACAR","Internal","Shoulder","B12",200,3000,0,63.04,66.489999999999995,6,0]
[2015,"PJM_ROM_2_PJM_E","PJM_ROM","PJM_E","Internal","Shoulder","B12",200,8000,0,63.05,63.04,0.01,0]
[2015,"PJM_ROM_2_PJM_ROR","PJM_ROM","PJM_ROR","Internal","Shoulder","B12",200,8000,0,63.05,63.04,0.01,0]
[2015,"SOCO_2_ENT","SOCO","ENT","Internal","Shoulder","B12",200,2400,0,61.81,59.84,10,0]
[2015,"SOCO_2_FRCC","SOCO","FRCC","Internal","Shoulder","B12",200,3700,0,61.81,66.84,10,0]
[2015,"SOCO_2_TVA_Transmission","SOCO","TVA_Transmission","Internal","Shoulder","B12",200,2600,0,61.81,64.17,10,0]
[2015,"SOCO_2_VACAR","SOCO","VACAR","Internal","Shoulder","B12",200,2000,0,61.81,66.489999999999995,10,0]
[2015,"SPP_N_2_ENT","SPP_N","ENT","Internal","Shoulder","B12",200,7346,0,59.99,59.84,5,0]
[2015,"SPP_N_2_MISO_MO-IL","SPP_N","MISO_MO-IL","Internal","Shoulder","B12",200,3954,0,59.99,61.06,5,0]
[2015,"SPP_N_2_MISO_W","SPP_N","MISO_W","Internal","Shoulder","B12",200,1000,0,59.99,61.05,5,0]
[2015,"SPP_N_2_NE","SPP_N","NE","Internal","Shoulder","B12",200,384,0,59.99,59.97,0.01,0]
[2015,"SPP_N_2_SPP_S","SPP_N","SPP_S","Internal","Shoulder","B12",200,4000,0,59.99,59.97,0.01,0]
[2015,"SPP_S_2_ENT","SPP_S","ENT","Internal","Shoulder","B12",200,4280,0,59.97,59.84,5,0]
[2015,"SPP_S_2_SPP_N","SPP_S","SPP_N","Internal","Shoulder","B12",200,640,188.67,59.97,59.99,0.01,0]
[2015,"TVA_2_NonRTO_Midwest","TVA","NonRTO_Midwest","Internal","Shoulder","B12",200,100,0,61.7,69.08,9,0]
[2015,"TVA_2_SOCO","TVA","SOCO","Internal","Shoulder","B12",200,500,0,61.7,61.81,9,0]
[2015,"TVA_2_VACAR","TVA","VACAR","Internal","Shoulder","B12",200,150,0,61.7,66.489999999999995,9,0]
[2015,"TVA_Transmission_2_NonRTO_Midwest","TVA_Transmission","NonRTO_Midwest","Internal","Shoulder","B12",200,700,0,64.17,69.08,9,0]
[2015,"TVA_Transmission_2_SOCO","TVA_Transmission","SOCO","Internal","Shoulder","B12",200,3200,0,64.17,61.81,9,0]
[2015,"TVA_Transmission_2_TVA","TVA_Transmission","TVA","Internal","Shoulder","B12",200,99999,0,64.17,61.7,0.01,0]
[2015,"TVA_Transmission_2_VACAR","TVA_Transmission","VACAR","Internal","Shoulder","B12",200,900,0,64.17,66.489999999999995,9,0]
[2015,"VACAR_2_PJM_ROR","VACAR","PJM_ROR","Internal","Shoulder","B12",200,2000,0,66.489999999999995,63.04,7,0]
[2015,"VACAR_2_SOCO","VACAR","SOCO","Internal","Shoulder","B12",200,3000,0,66.489999999999995,61.81,7,0]
[2015,"VACAR_2_TVA_Transmission","VACAR","TVA_Transmission","Internal","Shoulder","B12",200,900,0,66.489999999999995,64.17,7,0]
[2015,"AZ_NM_SNV_Coal_2_SPP_S","AZ_NM_SNV_Coal","SPP_S","External","Shoulder","B12",200,400,0,57.66,59.97,8.17,0]
[2015,"ERCOT_2_SPP_S","ERCOT","SPP_S","External","Shoulder","B12",200,800,0,57.18,59.97,8,0]
[2015,"MAPP_US_2_RMPA","MAPP_US","RMPA","External","Shoulder","B12",200,200,0,54.05,60.73,8,0]
[2015,"NE_2_RMPA","NE","RMPA","External","Shoulder","B12",200,310,0,59.97,60.73,5,0]
[2015,"NWPP_Coal_2_MAPP_US","NWPP_Coal","MAPP_US","External","Shoulder","B12",200,150,0,57.98,54.05,8,0]
[2015,"RMPA_2_MAPP_US","RMPA","MAPP_US","External","Shoulder","B12",200,200,0,60.73,54.05,8,0]
[2015,"RMPA_2_NE","RMPA","NE","External","Shoulder","B12",200,310,0,60.73,59.97,8,0]
[2015,"RMPA_2_SPP_N","RMPA","SPP_N","External","Shoulder","B12",200,210,0,60.73,59.99,8,0]
[2015,"SPP_N_2_RMPA","SPP_N","RMPA","External","Shoulder","B12",200,210,0,59.99,60.73,5,0]
[2015,"SPP_S_2_ERCOT","SPP_S","ERCOT","External","Shoulder","B12",200,800,0,59.97,57.18,5,0]
[2015,"ENT_2_MISO_MO-IL","ENT","MISO_MO-IL","Internal","Shoulder","B13",600,2260,0,59.4,56.97,8,0]
[2015,"ENT_2_SOCO","ENT","SOCO","Internal","Shoulder","B13",600,2000,0,59.4,59.66,8,0]
[2015,"ENT_2_TVA_Transmission","ENT","TVA_Transmission","Internal","Shoulder","B13",600,2100,0,59.4,62.03,8,0]
[2015,"FRCC_2_SOCO","FRCC","SOCO","Internal","Shoulder","B13",600,900,0,65.31,59.66,8,0]
[2015,"HQ_NEISO_2_NEISO","HQ_NEISO","NEISO","Internal","Shoulder","B13",600,99999,2920,55.75,55.76,0.01,0]
[2015,"HQ_NY_2_NYISO_A-F","HQ_NY","NYISO_A-F","Internal","Shoulder","B13",600,99999,1000,57.74,57.76,0.01,0]
[2015,"HQ_IESO_2_IESO","HQ_IESO","IESO","Internal","Shoulder","B13",600,99999,400,49.93,49.94,0.01,0]
[2015,"IESO_2_MAPP_CA","IESO","MAPP_CA","Internal","Shoulder","B13",600,269,89.74,49.94,56.94,7,0]
[2015,"IESO_2_MISO_MI","IESO","MISO_MI","Internal","Shoulder","B13",600,3125,3125,49.94,56.97,7,0.02]
[2015,"IESO_2_MISO_W","IESO","MISO_W","Internal","Shoulder","B13",600,195,195,49.94,56.96,7,0.01]
[2015,"IESO_2_NYISO_A-F","IESO","NYISO_A-F","Internal","Shoulder","B13",600,2224,2224,49.94,57.76,7,0.81]
[2015,"MAPP_CA_2_IESO","MAPP_CA","IESO","Internal","Shoulder","B13",600,337,0,56.94,49.94,8,0]
[2015,"MAPP_CA_2_MAPP_US","MAPP_CA","MAPP_US","Internal","Shoulder","B13",600,372,0,56.94,54.05,7,0]
[2015,"MAPP_CA_2_MISO_W","MAPP_CA","MISO_W","Internal","Shoulder","B13",600,1970,1163.52,56.94,56.96,0.01,0]
[2015,"MAPP_US_2_MAPP_CA","MAPP_US","MAPP_CA","Internal","Shoulder","B13",600,165,0,54.05,56.94,7,0]
[2015,"MAPP_US_2_MISO_W","MAPP_US","MISO_W","Internal","Shoulder","B13",600,2635,0,54.05,56.96,7,0]
[2015,"MAPP_US_2_NE","MAPP_US","NE","Internal","Shoulder","B13",600,2000,0,54.05,57.51,7,0]
[2015,"MARITIMES_2_NEISO","MARITIMES","NEISO","Internal","Shoulder","B13",600,99999,1400,55.75,55.76,0.01,0]
[2015,"MISO_IN_2_MISO_MI","MISO_IN","MISO_MI","Internal","Shoulder","B13",600,5490,0,56.98,56.97,0.01,0]
[2015,"MISO_IN_2_MISO_MO-IL","MISO_IN","MISO_MO-IL","Internal","Shoulder","B13",600,5000,0,56.98,56.97,0.01,0]
[2015,"MISO_IN_2_NonRTO_Midwest","MISO_IN","NonRTO_Midwest","Internal","Shoulder","B13",600,4800,371.31,56.98,64.98,8,0]
[2015,"MISO_IN_2_PJM_ROR","MISO_IN","PJM_ROR","Internal","Shoulder","B13",600,992,0,56.98,58.94,2,0]
[2015,"MISO_MI_2_MISO_IN","MISO_MI","MISO_IN","Internal","Shoulder","B13",600,2535,836.69,56.97,56.98,0.01,0]
[2015,"MISO_MI_2_MISO_WUMS","MISO_MI","MISO_WUMS","Internal","Shoulder","B13",600,312,0,56.97,56.94,0.01,0]
[2015,"MISO_MI_2_PJM_ROR","MISO_MI","PJM_ROR","Internal","Shoulder","B13",600,1424,0,56.97,58.94,2,0]
[2015,"MISO_MO-IL_2_ENT","MISO_MO-IL","ENT","Internal","Shoulder","B13",600,2540,0,56.97,59.4,8,0]
[2015,"MISO_MO-IL_2_MISO_IN","MISO_MO-IL","MISO_IN","Internal","Shoulder","B13",600,2100,1758.23,56.97,56.98,0.01,0]
[2015,"MISO_MO-IL_2_MISO_W","MISO_MO-IL","MISO_W","Internal","Shoulder","B13",600,1208,0,56.97,56.96,0.01,0]
[2015,"MISO_MO-IL_2_PJM_ROR","MISO_MO-IL","PJM_ROR","Internal","Shoulder","B13",600,1212,0,56.97,58.94,2,0]
[2015,"MISO_MO-IL_2_TVA_Transmission","MISO_MO-IL","TVA_Transmission","Internal","Shoulder","B13",600,4000,0,56.97,62.03,8,0]
[2015,"MISO_W_2_IESO","MISO_W","IESO","Internal","Shoulder","B13",600,145,0,56.96,49.94,8,0]
[2015,"MISO_W_2_MAPP_CA","MISO_W","MAPP_CA","Internal","Shoulder","B13",600,700,0,56.96,56.94,0.01,0]
[2015,"MISO_W_2_MISO_MO-IL","MISO_W","MISO_MO-IL","Internal","Shoulder","B13",600,4048,1541.9,56.96,56.97,0.01,0]
[2015,"MISO_W_2_MISO_WUMS","MISO_W","MISO_WUMS","Internal","Shoulder","B13",600,1747,0,56.96,56.94,0.01,0]
[2015,"MISO_W_2_PJM_ROR","MISO_W","PJM_ROR","Internal","Shoulder","B13",600,19839,0,56.96,58.94,2,0]
[2015,"MISO_W_2_SPP_N","MISO_W","SPP_N","Internal","Shoulder","B13",600,3450,0,56.96,57.52,7,0]
[2015,"MISO_WUMS_2_MISO_MI","MISO_WUMS","MISO_MI","Internal","Shoulder","B13",600,294,294,56.94,56.97,0.01,0.01]
[2015,"MISO_WUMS_2_MISO_W","MISO_WUMS","MISO_W","Internal","Shoulder","B13",600,1255,381.33,56.94,56.96,0.01,0]
[2015,"MISO_WUMS_2_PJM_ROR","MISO_WUMS","PJM_ROR","Internal","Shoulder","B13",600,1600,773.48,56.94,58.94,2,0]
[2015,"NE_2_MAPP_US","NE","MAPP_US","Internal","Shoulder","B13",600,1600,0,57.51,54.05,5,0]
[2015,"NE_2_MISO_W","NE","MISO_W","Internal","Shoulder","B13",600,3614,0,57.51,56.96,5,0]
[2015,"NE_2_SPP_N","NE","SPP_N","Internal","Shoulder","B13",600,1854,797.19,57.51,57.52,0.01,0]
[2015,"NEISO_2_NYISO_A-F","NEISO","NYISO_A-F","Internal","Shoulder","B13",600,600,0,55.76,57.76,3,0]
[2015,"NEISO_2_NYISO_G-I","NEISO","NYISO_G-I","Internal","Shoulder","B13",600,600,0,55.76,57.77,3,0]
[2015,"NEISO_2_NYISO_J-K","NEISO","NYISO_J-K","Internal","Shoulder","B13",600,1038,0,55.76,57.78,3,0]
[2015,"NonRTO_Midwest_2_TVA_Transmission","NonRTO_Midwest","TVA_Transmission","Internal","Shoulder","B13",600,2400,0,64.98,62.03,8,0]
[2015,"NYISO_A-F_2_NEISO","NYISO_A-F","NEISO","Internal","Shoulder","B13",600,600,0,57.76,55.76,3,0]
[2015,"NYISO_A-F_2_NYISO_G-I","NYISO_A-F","NYISO_G-I","Internal","Shoulder","B13",600,5266,4538.38,57.76,57.77,0.01,0]
[2015,"NYISO_A-F_2_PJM_ROM","NYISO_A-F","PJM_ROM","Internal","Shoulder","B13",600,1000,0,57.76,58.96,8,0]
[2015,"NYISO_G-I_2_NEISO","NYISO_G-I","NEISO","Internal","Shoulder","B13",600,600,0,57.77,55.76,3,0]
[2015,"NYISO_G-I_2_NYISO_J-K","NYISO_G-I","NYISO_J-K","Internal","Shoulder","B13",600,6130,4717.51,57.77,57.78,0.01,0]
[2015,"NYISO_G-I_2_PJM_E","NYISO_G-I","PJM_E","Internal","Shoulder","B13",600,1500,0,57.77,58.97,8,0]
[2015,"NYISO_J-K_2_NEISO","NYISO_J-K","NEISO","Internal","Shoulder","B13",600,608,0,57.78,55.76,3,0]
[2015,"NYISO_J-K_2_PJM_E","NYISO_J-K","PJM_E","Internal","Shoulder","B13",600,330,0,57.78,58.97,8,0]
[2015,"PJM_E_2_NYISO_G-I","PJM_E","NYISO_G-I","Internal","Shoulder","B13",600,500,0,58.97,57.77,6,0]
[2015,"PJM_E_2_NYISO_J-K","PJM_E","NYISO_J-K","Internal","Shoulder","B13",600,330,0,58.97,57.78,6,0]
[2015,"PJM_E_2_PJM_ROM","PJM_E","PJM_ROM","Internal","Shoulder","B13",600,8000,0,58.97,58.96,0.01,0]
[2015,"PJM_ROR_2_MISO_IN","PJM_ROR","MISO_IN","Internal","Shoulder","B13",600,909,0,58.94,56.98,2,0]
[2015,"PJM_ROR_2_MISO_MI","PJM_ROR","MISO_MI","Internal","Shoulder","B13",600,1305,0,58.94,56.97,2,0]
[2015,"PJM_ROR_2_MISO_MO-IL","PJM_ROR","MISO_MO-IL","Internal","Shoulder","B13",600,1111,0,58.94,56.97,2,0]
[2015,"PJM_ROR_2_MISO_WUMS","PJM_ROR","MISO_WUMS","Internal","Shoulder","B13",600,1467,0,58.94,56.94,2,0]
[2015,"PJM_ROR_2_PJM_ROM","PJM_ROR","PJM_ROM","Internal","Shoulder","B13",600,8000,7039.91,58.94,58.96,0.01,0]
[2015,"PJM_ROR_2_TVA_Transmission","PJM_ROR","TVA_Transmission","Internal","Shoulder","B13",600,2500,0,58.94,62.03,6,0]
[2015,"PJM_ROR_2_VACAR","PJM_ROR","VACAR","Internal","Shoulder","B13",600,3000,98.7,58.94,64.94,6,0]
[2015,"PJM_ROM_2_PJM_E","PJM_ROM","PJM_E","Internal","Shoulder","B13",600,8000,187.54,58.96,58.97,0.01,0]
[2015,"PJM_ROM_2_PJM_ROR","PJM_ROM","PJM_ROR","Internal","Shoulder","B13",600,8000,0,58.96,58.94,0.01,0]
[2015,"SOCO_2_ENT","SOCO","ENT","Internal","Shoulder","B13",600,2400,0,59.66,59.4,10,0]
[2015,"SOCO_2_FRCC","SOCO","FRCC","Internal","Shoulder","B13",600,3700,0,59.66,65.31,10,0]
[2015,"SOCO_2_TVA_Transmission","SOCO","TVA_Transmission","Internal","Shoulder","B13",600,2600,0,59.66,62.03,10,0]
[2015,"SOCO_2_VACAR","SOCO","VACAR","Internal","Shoulder","B13",600,2000,0,59.66,64.94,10,0]
[2015,"SPP_N_2_ENT","SPP_N","ENT","Internal","Shoulder","B13",600,7346,0,57.52,59.4,5,0]
[2015,"SPP_N_2_MISO_MO-IL","SPP_N","MISO_MO-IL","Internal","Shoulder","B13",600,3954,0,57.52,56.97,5,0]
[2015,"SPP_N_2_MISO_W","SPP_N","MISO_W","Internal","Shoulder","B13",600,1000,0,57.52,56.96,5,0]
[2015,"SPP_N_2_NE","SPP_N","NE","Internal","Shoulder","B13",600,384,0,57.52,57.51,0.01,0]
[2015,"SPP_N_2_SPP_S","SPP_N","SPP_S","Internal","Shoulder","B13",600,4000,0,57.52,57.51,0.01,0]
[2015,"SPP_S_2_ENT","SPP_S","ENT","Internal","Shoulder","B13",600,4280,0,57.51,59.4,5,0]
[2015,"SPP_S_2_SPP_N","SPP_S","SPP_N","Internal","Shoulder","B13",600,640,121.07,57.51,57.52,0.01,0]
[2015,"TVA_2_NonRTO_Midwest","TVA","NonRTO_Midwest","Internal","Shoulder","B13",600,100,0,60.18,64.98,9,0]
[2015,"TVA_2_SOCO","TVA","SOCO","Internal","Shoulder","B13",600,500,0,60.18,59.66,9,0]
[2015,"TVA_2_VACAR","TVA","VACAR","Internal","Shoulder","B13",600,150,0,60.18,64.94,9,0]
[2015,"TVA_Transmission_2_NonRTO_Midwest","TVA_Transmission","NonRTO_Midwest","Internal","Shoulder","B13",600,700,0,62.03,64.98,9,0]
[2015,"TVA_Transmission_2_SOCO","TVA_Transmission","SOCO","Internal","Shoulder","B13",600,3200,0,62.03,59.66,9,0]
[2015,"TVA_Transmission_2_TVA","TVA_Transmission","TVA","Internal","Shoulder","B13",600,99999,0,62.03,60.18,0.01,0]
[2015,"TVA_Transmission_2_VACAR","TVA_Transmission","VACAR","Internal","Shoulder","B13",600,900,0,62.03,64.94,9,0]
[2015,"VACAR_2_PJM_ROR","VACAR","PJM_ROR","Internal","Shoulder","B13",600,2000,0,64.94,58.94,7,0]
[2015,"VACAR_2_SOCO","VACAR","SOCO","Internal","Shoulder","B13",600,3000,0,64.94,59.66,7,0]
[2015,"VACAR_2_TVA_Transmission","VACAR","TVA_Transmission","Internal","Shoulder","B13",600,900,0,64.94,62.03,7,0]
[2015,"AZ_NM_SNV_Coal_2_SPP_S","AZ_NM_SNV_Coal","SPP_S","External","Shoulder","B13",600,400,0,57.66,57.51,8.17,0]
[2015,"ERCOT_2_SPP_S","ERCOT","SPP_S","External","Shoulder","B13",600,800,0,57.18,57.51,8,0]
[2015,"MAPP_US_2_RMPA","MAPP_US","RMPA","External","Shoulder","B13",600,200,0,54.05,60.73,8,0]
[2015,"NE_2_RMPA","NE","RMPA","External","Shoulder","B13",600,310,0,57.51,60.73,5,0]
[2015,"NWPP_Coal_2_MAPP_US","NWPP_Coal","MAPP_US","External","Shoulder","B13",600,150,0,57.98,54.05,8,0]
[2015,"RMPA_2_MAPP_US","RMPA","MAPP_US","External","Shoulder","B13",600,200,0,60.73,54.05,8,0]
[2015,"RMPA_2_NE","RMPA","NE","External","Shoulder","B13",600,310,0,60.73,57.51,8,0]
[2015,"RMPA_2_SPP_N","RMPA","SPP_N","External","Shoulder","B13",600,210,0,60.73,57.52,8,0]
[2015,"SPP_N_2_RMPA","SPP_N","RMPA","External","Shoulder","B13",600,210,0,57.52,60.73,5,0]
[2015,"SPP_S_2_ERCOT","SPP_S","ERCOT","External","Shoulder","B13",600,800,0,57.51,57.18,5,0]
[2015,"ENT_2_MISO_MO-IL","ENT","MISO_MO-IL","Internal","Shoulder","B14",900,2260,0,59.4,55.73,8,0]
[2015,"ENT_2_SOCO","ENT","SOCO","Internal","Shoulder","B14",900,2000,0,59.4,59.66,8,0]
[2015,"ENT_2_TVA_Transmission","ENT","TVA_Transmission","Internal","Shoulder","B14",900,2100,0,59.4,61.3,8,0]
[2015,"FRCC_2_SOCO","FRCC","SOCO","Internal","Shoulder","B14",900,900,0,64.06,59.66,8,0]
[2015,"HQ_NEISO_2_NEISO","HQ_NEISO","NEISO","Internal","Shoulder","B14",900,99999,2920,55.75,55.76,0.01,0]
[2015,"HQ_NY_2_NYISO_A-F","HQ_NY","NYISO_A-F","Internal","Shoulder","B14",900,99999,1000,56.81,56.82,0.01,0]
[2015,"HQ_IESO_2_IESO","HQ_IESO","IESO","Internal","Shoulder","B14",900,99999,400,48.72,48.73,0.01,0]
[2015,"IESO_2_MAPP_CA","IESO","MAPP_CA","Internal","Shoulder","B14",900,269,96.45,48.73,55.73,7,0]
[2015,"IESO_2_MISO_MI","IESO","MISO_MI","Internal","Shoulder","B14",900,3125,2157.94,48.73,55.73,7,0]
[2015,"IESO_2_MISO_W","IESO","MISO_W","Internal","Shoulder","B14",900,195,0,48.73,55.72,7,0]
[2015,"IESO_2_NYISO_A-F","IESO","NYISO_A-F","Internal","Shoulder","B14",900,2224,2224,48.73,56.82,7,1.0900000000000001]
[2015,"MAPP_CA_2_IESO","MAPP_CA","IESO","Internal","Shoulder","B14",900,337,0,55.73,48.73,8,0]
[2015,"MAPP_CA_2_MAPP_US","MAPP_CA","MAPP_US","Internal","Shoulder","B14",900,372,0,55.73,54.05,7,0]
[2015,"MAPP_CA_2_MISO_W","MAPP_CA","MISO_W","Internal","Shoulder","B14",900,1970,0,55.73,55.72,0.01,0]
[2015,"MAPP_US_2_MAPP_CA","MAPP_US","MAPP_CA","Internal","Shoulder","B14",900,165,0,54.05,55.73,7,0]
[2015,"MAPP_US_2_MISO_W","MAPP_US","MISO_W","Internal","Shoulder","B14",900,2635,0,54.05,55.72,7,0]
[2015,"MAPP_US_2_NE","MAPP_US","NE","Internal","Shoulder","B14",900,2000,0,54.05,57.31,7,0]
[2015,"MARITIMES_2_NEISO","MARITIMES","NEISO","Internal","Shoulder","B14",900,99999,1400,55.75,55.76,0.01,0]
[2015,"MISO_IN_2_MISO_MI","MISO_IN","MISO_MI","Internal","Shoulder","B14",900,5490,0,55.74,55.73,0.01,0]
[2015,"MISO_IN_2_MISO_MO-IL","MISO_IN","MISO_MO-IL","Internal","Shoulder","B14",900,5000,0,55.74,55.73,0.01,0]
[2015,"MISO_IN_2_NonRTO_Midwest","MISO_IN","NonRTO_Midwest","Internal","Shoulder","B14",900,4800,0,55.74,56.87,8,0]
[2015,"MISO_IN_2_PJM_ROR","MISO_IN","PJM_ROR","Internal","Shoulder","B14",900,992,0,55.74,57.72,2,0]
[2015,"MISO_MI_2_MISO_IN","MISO_MI","MISO_IN","Internal","Shoulder","B14",900,2535,609.96,55.73,55.74,0.01,0]
[2015,"MISO_MI_2_MISO_WUMS","MISO_MI","MISO_WUMS","Internal","Shoulder","B14",900,312,0,55.73,55.72,0.01,0]
[2015,"MISO_MI_2_PJM_ROR","MISO_MI","PJM_ROR","Internal","Shoulder","B14",900,1424,0,55.73,57.72,2,0]
[2015,"MISO_MO-IL_2_ENT","MISO_MO-IL","ENT","Internal","Shoulder","B14",900,2540,0,55.73,59.4,8,0]
[2015,"MISO_MO-IL_2_MISO_IN","MISO_MO-IL","MISO_IN","Internal","Shoulder","B14",900,2100,921.92,55.73,55.74,0.01,0]
[2015,"MISO_MO-IL_2_MISO_W","MISO_MO-IL","MISO_W","Internal","Shoulder","B14",900,1208,0,55.73,55.72,0.01,0]
[2015,"MISO_MO-IL_2_PJM_ROR","MISO_MO-IL","PJM_ROR","Internal","Shoulder","B14",900,1212,0,55.73,57.72,2,0]
[2015,"MISO_MO-IL_2_TVA_Transmission","MISO_MO-IL","TVA_Transmission","Internal","Shoulder","B14",900,4000,0,55.73,61.3,8,0]
[2015,"MISO_W_2_IESO","MISO_W","IESO","Internal","Shoulder","B14",900,145,0,55.72,48.73,8,0]
[2015,"MISO_W_2_MAPP_CA","MISO_W","MAPP_CA","Internal","Shoulder","B14",900,700,74.319999999999993,55.72,55.73,0.01,0]
[2015,"MISO_W_2_MISO_MO-IL","MISO_W","MISO_MO-IL","Internal","Shoulder","B14",900,4048,138.16999999999999,55.72,55.73,0.01,0]
[2015,"MISO_W_2_MISO_WUMS","MISO_W","MISO_WUMS","Internal","Shoulder","B14",900,1747,0,55.72,55.72,0.01,0]
[2015,"MISO_W_2_PJM_ROR","MISO_W","PJM_ROR","Internal","Shoulder","B14",900,19839,709.68,55.72,57.72,2,0]
[2015,"MISO_W_2_SPP_N","MISO_W","SPP_N","Internal","Shoulder","B14",900,3450,0,55.72,57.32,7,0]
[2015,"MISO_WUMS_2_MISO_MI","MISO_WUMS","MISO_MI","Internal","Shoulder","B14",900,294,200.96,55.72,55.73,0.01,0]
[2015,"MISO_WUMS_2_MISO_W","MISO_WUMS","MISO_W","Internal","Shoulder","B14",900,1255,0,55.72,55.72,0.01,0]
[2015,"MISO_WUMS_2_PJM_ROR","MISO_WUMS","PJM_ROR","Internal","Shoulder","B14",900,1600,1508.43,55.72,57.72,2,0]
[2015,"NE_2_MAPP_US","NE","MAPP_US","Internal","Shoulder","B14",900,1600,0,57.31,54.05,5,0]
[2015,"NE_2_MISO_W","NE","MISO_W","Internal","Shoulder","B14",900,3614,0,57.31,55.72,5,0]
[2015,"NE_2_SPP_N","NE","SPP_N","Internal","Shoulder","B14",900,1854,998.71,57.31,57.32,0.01,0]
[2015,"NEISO_2_NYISO_A-F","NEISO","NYISO_A-F","Internal","Shoulder","B14",900,600,0,55.76,56.82,3,0]
[2015,"NEISO_2_NYISO_G-I","NEISO","NYISO_G-I","Internal","Shoulder","B14",900,600,0,55.76,56.83,3,0]
[2015,"NEISO_2_NYISO_J-K","NEISO","NYISO_J-K","Internal","Shoulder","B14",900,1038,0,55.76,56.84,3,0]
[2015,"NonRTO_Midwest_2_TVA_Transmission","NonRTO_Midwest","TVA_Transmission","Internal","Shoulder","B14",900,2400,0,56.87,61.3,8,0]
[2015,"NYISO_A-F_2_NEISO","NYISO_A-F","NEISO","Internal","Shoulder","B14",900,600,0,56.82,55.76,3,0]
[2015,"NYISO_A-F_2_NYISO_G-I","NYISO_A-F","NYISO_G-I","Internal","Shoulder","B14",900,5266,4608.1899999999996,56.82,56.83,0.01,0]
[2015,"NYISO_A-F_2_PJM_ROM","NYISO_A-F","PJM_ROM","Internal","Shoulder","B14",900,1000,0,56.82,58.86,8,0]
[2015,"NYISO_G-I_2_NEISO","NYISO_G-I","NEISO","Internal","Shoulder","B14",900,600,0,56.83,55.76,3,0]
[2015,"NYISO_G-I_2_NYISO_J-K","NYISO_G-I","NYISO_J-K","Internal","Shoulder","B14",900,6130,4225,56.83,56.84,0.01,0]
[2015,"NYISO_G-I_2_PJM_E","NYISO_G-I","PJM_E","Internal","Shoulder","B14",900,1500,0,56.83,58.85,8,0]
[2015,"NYISO_J-K_2_NEISO","NYISO_J-K","NEISO","Internal","Shoulder","B14",900,608,0,56.84,55.76,3,0]
[2015,"NYISO_J-K_2_PJM_E","NYISO_J-K","PJM_E","Internal","Shoulder","B14",900,330,0,56.84,58.85,8,0]
[2015,"PJM_E_2_NYISO_G-I","PJM_E","NYISO_G-I","Internal","Shoulder","B14",900,500,0,58.85,56.83,6,0]
[2015,"PJM_E_2_NYISO_J-K","PJM_E","NYISO_J-K","Internal","Shoulder","B14",900,330,0,58.85,56.84,6,0]
[2015,"PJM_E_2_PJM_ROM","PJM_E","PJM_ROM","Internal","Shoulder","B14",900,8000,67.319999999999993,58.85,58.86,0.01,0]
[2015,"PJM_ROR_2_MISO_IN","PJM_ROR","MISO_IN","Internal","Shoulder","B14",900,909,0,57.72,55.74,2,0]
[2015,"PJM_ROR_2_MISO_MI","PJM_ROR","MISO_MI","Internal","Shoulder","B14",900,1305,0,57.72,55.73,2,0]
[2015,"PJM_ROR_2_MISO_MO-IL","PJM_ROR","MISO_MO-IL","Internal","Shoulder","B14",900,1111,0,57.72,55.73,2,0]
[2015,"PJM_ROR_2_MISO_WUMS","PJM_ROR","MISO_WUMS","Internal","Shoulder","B14",900,1467,0,57.72,55.72,2,0]
[2015,"PJM_ROR_2_PJM_ROM","PJM_ROR","PJM_ROM","Internal","Shoulder","B14",900,8000,8000,57.72,58.86,0.01,1.1299999999999999]
[2015,"PJM_ROR_2_TVA_Transmission","PJM_ROR","TVA_Transmission","Internal","Shoulder","B14",900,2500,0,57.72,61.3,6,0]
[2015,"PJM_ROR_2_VACAR","PJM_ROR","VACAR","Internal","Shoulder","B14",900,3000,476.33,57.72,63.72,6,0]
[2015,"PJM_ROM_2_PJM_E","PJM_ROM","PJM_E","Internal","Shoulder","B14",900,8000,0,58.86,58.85,0.01,0]
[2015,"PJM_ROM_2_PJM_ROR","PJM_ROM","PJM_ROR","Internal","Shoulder","B14",900,8000,0,58.86,57.72,0.01,0]
[2015,"SOCO_2_ENT","SOCO","ENT","Internal","Shoulder","B14",900,2400,0,59.66,59.4,10,0]
[2015,"SOCO_2_FRCC","SOCO","FRCC","Internal","Shoulder","B14",900,3700,0,59.66,64.06,10,0]
[2015,"SOCO_2_TVA_Transmission","SOCO","TVA_Transmission","Internal","Shoulder","B14",900,2600,0,59.66,61.3,10,0]
[2015,"SOCO_2_VACAR","SOCO","VACAR","Internal","Shoulder","B14",900,2000,0,59.66,63.72,10,0]
[2015,"SPP_N_2_ENT","SPP_N","ENT","Internal","Shoulder","B14",900,7346,0,57.32,59.4,5,0]
[2015,"SPP_N_2_MISO_MO-IL","SPP_N","MISO_MO-IL","Internal","Shoulder","B14",900,3954,0,57.32,55.73,5,0]
[2015,"SPP_N_2_MISO_W","SPP_N","MISO_W","Internal","Shoulder","B14",900,1000,0,57.32,55.72,5,0]
[2015,"SPP_N_2_NE","SPP_N","NE","Internal","Shoulder","B14",900,384,0,57.32,57.31,0.01,0]
[2015,"SPP_N_2_SPP_S","SPP_N","SPP_S","Internal","Shoulder","B14",900,4000,0,57.32,57.33,0.01,0]
[2015,"SPP_S_2_ENT","SPP_S","ENT","Internal","Shoulder","B14",900,4280,0,57.33,59.4,5,0]
[2015,"SPP_S_2_SPP_N","SPP_S","SPP_N","Internal","Shoulder","B14",900,640,0,57.33,57.32,0.01,0]
[2015,"TVA_2_NonRTO_Midwest","TVA","NonRTO_Midwest","Internal","Shoulder","B14",900,100,0,60.18,56.87,9,0]
[2015,"TVA_2_SOCO","TVA","SOCO","Internal","Shoulder","B14",900,500,0,60.18,59.66,9,0]
[2015,"TVA_2_VACAR","TVA","VACAR","Internal","Shoulder","B14",900,150,0,60.18,63.72,9,0]
[2015,"TVA_Transmission_2_NonRTO_Midwest","TVA_Transmission","NonRTO_Midwest","Internal","Shoulder","B14",900,700,0,61.3,56.87,9,0]
[2015,"TVA_Transmission_2_SOCO","TVA_Transmission","SOCO","Internal","Shoulder","B14",900,3200,0,61.3,59.66,9,0]
[2015,"TVA_Transmission_2_TVA","TVA_Transmission","TVA","Internal","Shoulder","B14",900,99999,0,61.3,60.18,0.01,0]
[2015,"TVA_Transmission_2_VACAR","TVA_Transmission","VACAR","Internal","Shoulder","B14",900,900,0,61.3,63.72,9,0]
[2015,"VACAR_2_PJM_ROR","VACAR","PJM_ROR","Internal","Shoulder","B14",900,2000,0,63.72,57.72,7,0]
[2015,"VACAR_2_SOCO","VACAR","SOCO","Internal","Shoulder","B14",900,3000,0,63.72,59.66,7,0]
[2015,"VACAR_2_TVA_Transmission","VACAR","TVA_Transmission","Internal","Shoulder","B14",900,900,0,63.72,61.3,7,0]
[2015,"AZ_NM_SNV_Coal_2_SPP_S","AZ_NM_SNV_Coal","SPP_S","External","Shoulder","B14",900,400,0,57.66,57.33,8.17,0]
[2015,"ERCOT_2_SPP_S","ERCOT","SPP_S","External","Shoulder","B14",900,800,0,57.18,57.33,8,0]
[2015,"MAPP_US_2_RMPA","MAPP_US","RMPA","External","Shoulder","B14",900,200,0,54.05,60.73,8,0]
[2015,"NE_2_RMPA","NE","RMPA","External","Shoulder","B14",900,310,0,57.31,60.73,5,0]
[2015,"NWPP_Coal_2_MAPP_US","NWPP_Coal","MAPP_US","External","Shoulder","B14",900,150,0,57.98,54.05,8,0]
[2015,"RMPA_2_MAPP_US","RMPA","MAPP_US","External","Shoulder","B14",900,200,0,60.73,54.05,8,0]
[2015,"RMPA_2_NE","RMPA","NE","External","Shoulder","B14",900,310,0,60.73,57.31,8,0]
[2015,"RMPA_2_SPP_N","RMPA","SPP_N","External","Shoulder","B14",900,210,0,60.73,57.32,8,0]
[2015,"SPP_N_2_RMPA","SPP_N","RMPA","External","Shoulder","B14",900,210,0,57.32,60.73,5,0]
[2015,"SPP_S_2_ERCOT","SPP_S","ERCOT","External","Shoulder","B14",900,800,0,57.33,57.18,5,0]
[2015,"ENT_2_MISO_MO-IL","ENT","MISO_MO-IL","Internal","Shoulder","B15",1203,2260,0,57.43,54.03,8,0]
[2015,"ENT_2_SOCO","ENT","SOCO","Internal","Shoulder","B15",1203,2000,0,57.43,59.66,8,0]
[2015,"ENT_2_TVA_Transmission","ENT","TVA_Transmission","Internal","Shoulder","B15",1203,2100,0,57.43,59.74,8,0]
[2015,"FRCC_2_SOCO","FRCC","SOCO","Internal","Shoulder","B15",1203,900,0,64.06,59.66,8,0]
[2015,"HQ_NEISO_2_NEISO","HQ_NEISO","NEISO","Internal","Shoulder","B15",1203,99999,1143.24,55.75,55.76,0.01,0]
[2015,"HQ_NY_2_NYISO_A-F","HQ_NY","NYISO_A-F","Internal","Shoulder","B15",1203,99999,188.69,56.81,56.82,0.01,0]
[2015,"HQ_IESO_2_IESO","HQ_IESO","IESO","Internal","Shoulder","B15",1203,99999,75.48,48.72,48.73,0.01,0]
[2015,"IESO_2_MAPP_CA","IESO","MAPP_CA","Internal","Shoulder","B15",1203,269,106.68,48.73,55.73,7,0]
[2015,"IESO_2_MISO_MI","IESO","MISO_MI","Internal","Shoulder","B15",1203,3125,0,48.73,54.05,7,0]
[2015,"IESO_2_MISO_W","IESO","MISO_W","Internal","Shoulder","B15",1203,195,0,48.73,54.01,7,0]
[2015,"IESO_2_NYISO_A-F","IESO","NYISO_A-F","Internal","Shoulder","B15",1203,2224,2224,48.73,56.82,7,1.0900000000000001]
[2015,"MAPP_CA_2_IESO","MAPP_CA","IESO","Internal","Shoulder","B15",1203,337,0,55.73,48.73,8,0]
[2015,"MAPP_CA_2_MAPP_US","MAPP_CA","MAPP_US","Internal","Shoulder","B15",1203,372,0,55.73,54.05,7,0]
[2015,"MAPP_CA_2_MISO_W","MAPP_CA","MISO_W","Internal","Shoulder","B15",1203,1970,0,55.73,54.01,0.01,0]
[2015,"MAPP_US_2_MAPP_CA","MAPP_US","MAPP_CA","Internal","Shoulder","B15",1203,165,0,54.05,55.73,7,0]
[2015,"MAPP_US_2_MISO_W","MAPP_US","MISO_W","Internal","Shoulder","B15",1203,2635,0,54.05,54.01,7,0]
[2015,"MAPP_US_2_NE","MAPP_US","NE","Internal","Shoulder","B15",1203,2000,0,54.05,57.31,7,0]
[2015,"MARITIMES_2_NEISO","MARITIMES","NEISO","Internal","Shoulder","B15",1203,99999,426.43,55.75,55.76,0.01,0]
[2015,"MISO_IN_2_MISO_MI","MISO_IN","MISO_MI","Internal","Shoulder","B15",1203,5490,178.86,54.04,54.05,0.01,0]
[2015,"MISO_IN_2_MISO_MO-IL","MISO_IN","MISO_MO-IL","Internal","Shoulder","B15",1203,5000,0,54.04,54.03,0.01,0]
[2015,"MISO_IN_2_NonRTO_Midwest","MISO_IN","NonRTO_Midwest","Internal","Shoulder","B15",1203,4800,0,54.04,55.63,8,0]
[2015,"MISO_IN_2_PJM_ROR","MISO_IN","PJM_ROR","Internal","Shoulder","B15",1203,992,0,54.04,53.74,2,0]
[2015,"MISO_MI_2_MISO_IN","MISO_MI","MISO_IN","Internal","Shoulder","B15",1203,2535,0,54.05,54.04,0.01,0]
[2015,"MISO_MI_2_MISO_WUMS","MISO_MI","MISO_WUMS","Internal","Shoulder","B15",1203,312,0,54.05,54,0.01,0]
[2015,"MISO_MI_2_PJM_ROR","MISO_MI","PJM_ROR","Internal","Shoulder","B15",1203,1424,0,54.05,53.74,2,0]
[2015,"MISO_MO-IL_2_ENT","MISO_MO-IL","ENT","Internal","Shoulder","B15",1203,2540,0,54.03,57.43,8,0]
[2015,"MISO_MO-IL_2_MISO_IN","MISO_MO-IL","MISO_IN","Internal","Shoulder","B15",1203,2100,1442.5,54.03,54.04,0.01,0]
[2015,"MISO_MO-IL_2_MISO_W","MISO_MO-IL","MISO_W","Internal","Shoulder","B15",1203,1208,0,54.03,54.01,0.01,0]
[2015,"MISO_MO-IL_2_PJM_ROR","MISO_MO-IL","PJM_ROR","Internal","Shoulder","B15",1203,1212,0,54.03,53.74,2,0]
[2015,"MISO_MO-IL_2_TVA_Transmission","MISO_MO-IL","TVA_Transmission","Internal","Shoulder","B15",1203,4000,0,54.03,59.74,8,0]
[2015,"MISO_W_2_IESO","MISO_W","IESO","Internal","Shoulder","B15",1203,145,0,54.01,48.73,8,0]
[2015,"MISO_W_2_MAPP_CA","MISO_W","MAPP_CA","Internal","Shoulder","B15",1203,700,700,54.01,55.73,0.01,1.7]
[2015,"MISO_W_2_MISO_MO-IL","MISO_W","MISO_MO-IL","Internal","Shoulder","B15",1203,4048,263.25,54.01,54.03,0.01,0]
[2015,"MISO_W_2_MISO_WUMS","MISO_W","MISO_WUMS","Internal","Shoulder","B15",1203,1747,0,54.01,54,0.01,0]
[2015,"MISO_W_2_PJM_ROR","MISO_W","PJM_ROR","Internal","Shoulder","B15",1203,19839,0,54.01,53.74,2,0]
[2015,"MISO_W_2_SPP_N","MISO_W","SPP_N","Internal","Shoulder","B15",1203,3450,0,54.01,57.32,7,0]
[2015,"MISO_WUMS_2_MISO_MI","MISO_WUMS","MISO_MI","Internal","Shoulder","B15",1203,294,294,54,54.05,0.01,0.04]
[2015,"MISO_WUMS_2_MISO_W","MISO_WUMS","MISO_W","Internal","Shoulder","B15",1203,1255,783.44,54,54.01,0.01,0]
[2015,"MISO_WUMS_2_PJM_ROR","MISO_WUMS","PJM_ROR","Internal","Shoulder","B15",1203,1600,0,54,53.74,2,0]
[2015,"NE_2_MAPP_US","NE","MAPP_US","Internal","Shoulder","B15",1203,1600,0,57.31,54.05,5,0]
[2015,"NE_2_MISO_W","NE","MISO_W","Internal","Shoulder","B15",1203,3614,0,57.31,54.01,5,0]
[2015,"NE_2_SPP_N","NE","SPP_N","Internal","Shoulder","B15",1203,1854,1367.34,57.31,57.32,0.01,0]
[2015,"NEISO_2_NYISO_A-F","NEISO","NYISO_A-F","Internal","Shoulder","B15",1203,600,0,55.76,56.82,3,0]
[2015,"NEISO_2_NYISO_G-I","NEISO","NYISO_G-I","Internal","Shoulder","B15",1203,600,0,55.76,56.83,3,0]
[2015,"NEISO_2_NYISO_J-K","NEISO","NYISO_J-K","Internal","Shoulder","B15",1203,1038,0,55.76,56.84,3,0]
[2015,"NonRTO_Midwest_2_TVA_Transmission","NonRTO_Midwest","TVA_Transmission","Internal","Shoulder","B15",1203,2400,0,55.63,59.74,8,0]
[2015,"NYISO_A-F_2_NEISO","NYISO_A-F","NEISO","Internal","Shoulder","B15",1203,600,0,56.82,55.76,3,0]
[2015,"NYISO_A-F_2_NYISO_G-I","NYISO_A-F","NYISO_G-I","Internal","Shoulder","B15",1203,5266,3156.94,56.82,56.83,0.01,0]
[2015,"NYISO_A-F_2_PJM_ROM","NYISO_A-F","PJM_ROM","Internal","Shoulder","B15",1203,1000,0,56.82,53.75,8,0]
[2015,"NYISO_G-I_2_NEISO","NYISO_G-I","NEISO","Internal","Shoulder","B15",1203,600,0,56.83,55.76,3,0]
[2015,"NYISO_G-I_2_NYISO_J-K","NYISO_G-I","NYISO_J-K","Internal","Shoulder","B15",1203,6130,3180.5,56.83,56.84,0.01,0]
[2015,"NYISO_G-I_2_PJM_E","NYISO_G-I","PJM_E","Internal","Shoulder","B15",1203,1500,0,56.83,53.76,8,0]
[2015,"NYISO_J-K_2_NEISO","NYISO_J-K","NEISO","Internal","Shoulder","B15",1203,608,0,56.84,55.76,3,0]
[2015,"NYISO_J-K_2_PJM_E","NYISO_J-K","PJM_E","Internal","Shoulder","B15",1203,330,0,56.84,53.76,8,0]
[2015,"PJM_E_2_NYISO_G-I","PJM_E","NYISO_G-I","Internal","Shoulder","B15",1203,500,0,53.76,56.83,6,0]
[2015,"PJM_E_2_NYISO_J-K","PJM_E","NYISO_J-K","Internal","Shoulder","B15",1203,330,0,53.76,56.84,6,0]
[2015,"PJM_E_2_PJM_ROM","PJM_E","PJM_ROM","Internal","Shoulder","B15",1203,8000,0,53.76,53.75,0.01,0]
[2015,"PJM_ROR_2_MISO_IN","PJM_ROR","MISO_IN","Internal","Shoulder","B15",1203,909,0,53.74,54.04,2,0]
[2015,"PJM_ROR_2_MISO_MI","PJM_ROR","MISO_MI","Internal","Shoulder","B15",1203,1305,0,53.74,54.05,2,0]
[2015,"PJM_ROR_2_MISO_MO-IL","PJM_ROR","MISO_MO-IL","Internal","Shoulder","B15",1203,1111,0,53.74,54.03,2,0]
[2015,"PJM_ROR_2_MISO_WUMS","PJM_ROR","MISO_WUMS","Internal","Shoulder","B15",1203,1467,0,53.74,54,2,0]
[2015,"PJM_ROR_2_PJM_ROM","PJM_ROR","PJM_ROM","Internal","Shoulder","B15",1203,8000,6201.99,53.74,53.75,0.01,0]
[2015,"PJM_ROR_2_TVA_Transmission","PJM_ROR","TVA_Transmission","Internal","Shoulder","B15",1203,2500,45.3,53.74,59.74,6,0]
[2015,"PJM_ROR_2_VACAR","PJM_ROR","VACAR","Internal","Shoulder","B15",1203,3000,1330.46,53.74,59.74,6,0]
[2015,"PJM_ROM_2_PJM_E","PJM_ROM","PJM_E","Internal","Shoulder","B15",1203,8000,109.25,53.75,53.76,0.01,0]
[2015,"PJM_ROM_2_PJM_ROR","PJM_ROM","PJM_ROR","Internal","Shoulder","B15",1203,8000,0,53.75,53.74,0.01,0]
[2015,"SOCO_2_ENT","SOCO","ENT","Internal","Shoulder","B15",1203,2400,0,59.66,57.43,10,0]
[2015,"SOCO_2_FRCC","SOCO","FRCC","Internal","Shoulder","B15",1203,3700,0,59.66,64.06,10,0]
[2015,"SOCO_2_TVA_Transmission","SOCO","TVA_Transmission","Internal","Shoulder","B15",1203,2600,0,59.66,59.74,10,0]
[2015,"SOCO_2_VACAR","SOCO","VACAR","Internal","Shoulder","B15",1203,2000,0,59.66,59.74,10,0]
[2015,"SPP_N_2_ENT","SPP_N","ENT","Internal","Shoulder","B15",1203,7346,0,57.32,57.43,5,0]
[2015,"SPP_N_2_MISO_MO-IL","SPP_N","MISO_MO-IL","Internal","Shoulder","B15",1203,3954,0,57.32,54.03,5,0]
[2015,"SPP_N_2_MISO_W","SPP_N","MISO_W","Internal","Shoulder","B15",1203,1000,0,57.32,54.01,5,0]
[2015,"SPP_N_2_NE","SPP_N","NE","Internal","Shoulder","B15",1203,384,0,57.32,57.31,0.01,0]
[2015,"SPP_N_2_SPP_S","SPP_N","SPP_S","Internal","Shoulder","B15",1203,4000,1636.2,57.32,57.33,0.01,0]
[2015,"SPP_S_2_ENT","SPP_S","ENT","Internal","Shoulder","B15",1203,4280,0,57.33,57.43,5,0]
[2015,"SPP_S_2_SPP_N","SPP_S","SPP_N","Internal","Shoulder","B15",1203,640,0,57.33,57.32,0.01,0]
[2015,"TVA_2_NonRTO_Midwest","TVA","NonRTO_Midwest","Internal","Shoulder","B15",1203,100,0,59.75,55.63,9,0]
[2015,"TVA_2_SOCO","TVA","SOCO","Internal","Shoulder","B15",1203,500,0,59.75,59.66,9,0]
[2015,"TVA_2_VACAR","TVA","VACAR","Internal","Shoulder","B15",1203,150,0,59.75,59.74,9,0]
[2015,"TVA_Transmission_2_NonRTO_Midwest","TVA_Transmission","NonRTO_Midwest","Internal","Shoulder","B15",1203,700,0,59.74,55.63,9,0]
[2015,"TVA_Transmission_2_SOCO","TVA_Transmission","SOCO","Internal","Shoulder","B15",1203,3200,0,59.74,59.66,9,0]
[2015,"TVA_Transmission_2_TVA","TVA_Transmission","TVA","Internal","Shoulder","B15",1203,99999,45.3,59.74,59.75,0.01,0]
[2015,"TVA_Transmission_2_VACAR","TVA_Transmission","VACAR","Internal","Shoulder","B15",1203,900,0,59.74,59.74,9,0]
[2015,"VACAR_2_PJM_ROR","VACAR","PJM_ROR","Internal","Shoulder","B15",1203,2000,0,59.74,53.74,7,0]
[2015,"VACAR_2_SOCO","VACAR","SOCO","Internal","Shoulder","B15",1203,3000,0,59.74,59.66,7,0]
[2015,"VACAR_2_TVA_Transmission","VACAR","TVA_Transmission","Internal","Shoulder","B15",1203,900,0,59.74,59.74,7,0]
[2015,"AZ_NM_SNV_Coal_2_SPP_S","AZ_NM_SNV_Coal","SPP_S","External","Shoulder","B15",1203,400,0,57.66,57.33,8.17,0]
[2015,"ERCOT_2_SPP_S","ERCOT","SPP_S","External","Shoulder","B15",1203,800,0,57.18,57.33,8,0]
[2015,"MAPP_US_2_RMPA","MAPP_US","RMPA","External","Shoulder","B15",1203,200,0,54.05,60.73,8,0]
[2015,"NE_2_RMPA","NE","RMPA","External","Shoulder","B15",1203,310,0,57.31,60.73,5,0]
[2015,"NWPP_Coal_2_MAPP_US","NWPP_Coal","MAPP_US","External","Shoulder","B15",1203,150,0,57.98,54.05,8,0]
[2015,"RMPA_2_MAPP_US","RMPA","MAPP_US","External","Shoulder","B15",1203,200,0,60.73,54.05,8,0]
[2015,"RMPA_2_NE","RMPA","NE","External","Shoulder","B15",1203,310,0,60.73,57.31,8,0]
[2015,"RMPA_2_SPP_N","RMPA","SPP_N","External","Shoulder","B15",1203,210,0,60.73,57.32,8,0]
[2015,"SPP_N_2_RMPA","SPP_N","RMPA","External","Shoulder","B15",1203,210,0,57.32,60.73,5,0]
[2015,"SPP_S_2_ERCOT","SPP_S","ERCOT","External","Shoulder","B15",1203,800,0,57.33,57.18,5,0]
[2015,"ENT_2_MISO_MO-IL","ENT","MISO_MO-IL","Internal","Winter","B16",25,2260,0,74.89,74.89,8,0]
[2015,"ENT_2_SOCO","ENT","SOCO","Internal","Winter","B16",25,2000,2000,74.89,83.1,8,0.2]
[2015,"ENT_2_TVA_Transmission","ENT","TVA_Transmission","Internal","Winter","B16",25,2100,894.94,74.89,82.89,8,0]
[2015,"FRCC_2_SOCO","FRCC","SOCO","Internal","Winter","B16",25,900,0,92.7,83.1,8,0]
[2015,"HQ_NEISO_2_NEISO","HQ_NEISO","NEISO","Internal","Winter","B16",25,99999,2920,64.14,64.150000000000006,0.01,0]
[2015,"HQ_NY_2_NYISO_A-F","HQ_NY","NYISO_A-F","Internal","Winter","B16",25,99999,1000,67.56,67.569999999999993,0.01,0]
[2015,"HQ_IESO_2_IESO","HQ_IESO","IESO","Internal","Winter","B16",25,99999,400,60.56,60.57,0.01,0]
[2015,"IESO_2_MAPP_CA","IESO","MAPP_CA","Internal","Winter","B16",25,269,269,60.57,74.88,7,7.31]
[2015,"IESO_2_MISO_MI","IESO","MISO_MI","Internal","Winter","B16",25,3125,3125,60.57,73.27,7,5.7]
[2015,"IESO_2_MISO_W","IESO","MISO_W","Internal","Winter","B16",25,195,195,60.57,74.89,7,7.32]
[2015,"IESO_2_NYISO_A-F","IESO","NYISO_A-F","Internal","Winter","B16",25,2224,684.66,60.57,67.569999999999993,7,0]
[2015,"MAPP_CA_2_IESO","MAPP_CA","IESO","Internal","Winter","B16",25,337,0,74.88,60.57,8,0]
[2015,"MAPP_CA_2_MAPP_US","MAPP_CA","MAPP_US","Internal","Winter","B16",25,372,0,74.88,67.89,7,0]
[2015,"MAPP_CA_2_MISO_W","MAPP_CA","MISO_W","Internal","Winter","B16",25,1970,1489.44,74.88,74.89,0.01,0]
[2015,"MAPP_US_2_MAPP_CA","MAPP_US","MAPP_CA","Internal","Winter","B16",25,165,0,67.89,74.88,7,0]
[2015,"MAPP_US_2_MISO_W","MAPP_US","MISO_W","Internal","Winter","B16",25,2635,1319.3,67.89,74.89,7,0]
[2015,"MAPP_US_2_NE","MAPP_US","NE","Internal","Winter","B16",25,2000,0,67.89,69.89,7,0]
[2015,"MARITIMES_2_NEISO","MARITIMES","NEISO","Internal","Winter","B16",25,99999,1400,64.14,64.150000000000006,0.01,0]
[2015,"MISO_IN_2_MISO_MI","MISO_IN","MISO_MI","Internal","Winter","B16",25,5490,0,74.91,73.27,0.01,0]
[2015,"MISO_IN_2_MISO_MO-IL","MISO_IN","MISO_MO-IL","Internal","Winter","B16",25,5000,0,74.91,74.89,0.01,0]
[2015,"MISO_IN_2_NonRTO_Midwest","MISO_IN","NonRTO_Midwest","Internal","Winter","B16",25,4800,1851.86,74.91,82.91,8,0]
[2015,"MISO_IN_2_PJM_ROR","MISO_IN","PJM_ROR","Internal","Winter","B16",25,992,0,74.91,76.89,2,0]
[2015,"MISO_MI_2_MISO_IN","MISO_MI","MISO_IN","Internal","Winter","B16",25,2535,2535,73.27,74.91,0.01,1.62]
[2015,"MISO_MI_2_MISO_WUMS","MISO_MI","MISO_WUMS","Internal","Winter","B16",25,312,312,73.27,74.88,0.01,1.6]
[2015,"MISO_MI_2_PJM_ROR","MISO_MI","PJM_ROR","Internal","Winter","B16",25,1424,1424,73.27,76.89,2,1.62]
[2015,"MISO_MO-IL_2_ENT","MISO_MO-IL","ENT","Internal","Winter","B16",25,2540,0,74.89,74.89,8,0]
[2015,"MISO_MO-IL_2_MISO_IN","MISO_MO-IL","MISO_IN","Internal","Winter","B16",25,2100,1862.03,74.89,74.91,0.01,0]
[2015,"MISO_MO-IL_2_MISO_W","MISO_MO-IL","MISO_W","Internal","Winter","B16",25,1208,0,74.89,74.89,0.01,0]
[2015,"MISO_MO-IL_2_PJM_ROR","MISO_MO-IL","PJM_ROR","Internal","Winter","B16",25,1212,45.38,74.89,76.89,2,0]
[2015,"MISO_MO-IL_2_TVA_Transmission","MISO_MO-IL","TVA_Transmission","Internal","Winter","B16",25,4000,97.89,74.89,82.89,8,0]
[2015,"MISO_W_2_IESO","MISO_W","IESO","Internal","Winter","B16",25,145,0,74.89,60.57,8,0]
[2015,"MISO_W_2_MAPP_CA","MISO_W","MAPP_CA","Internal","Winter","B16",25,700,0,74.89,74.88,0.01,0]
[2015,"MISO_W_2_MISO_MO-IL","MISO_W","MISO_MO-IL","Internal","Winter","B16",25,4048,0,74.89,74.89,0.01,0]
[2015,"MISO_W_2_MISO_WUMS","MISO_W","MISO_WUMS","Internal","Winter","B16",25,1747,0,74.89,74.88,0.01,0]
[2015,"MISO_W_2_PJM_ROR","MISO_W","PJM_ROR","Internal","Winter","B16",25,19839,5130.1099999999997,74.89,76.89,2,0]
[2015,"MISO_W_2_SPP_N","MISO_W","SPP_N","Internal","Winter","B16",25,3450,0,74.89,69.91,7,0]
[2015,"MISO_WUMS_2_MISO_MI","MISO_WUMS","MISO_MI","Internal","Winter","B16",25,294,0,74.88,73.27,0.01,0]
[2015,"MISO_WUMS_2_MISO_W","MISO_WUMS","MISO_W","Internal","Winter","B16",25,1255,526.69000000000005,74.88,74.89,0.01,0]
[2015,"MISO_WUMS_2_PJM_ROR","MISO_WUMS","PJM_ROR","Internal","Winter","B16",25,1600,1600,74.88,76.89,2,0.01]
[2015,"NE_2_MAPP_US","NE","MAPP_US","Internal","Winter","B16",25,1600,0,69.89,67.89,5,0]
[2015,"NE_2_MISO_W","NE","MISO_W","Internal","Winter","B16",25,3614,968.91,69.89,74.89,5,0]
[2015,"NE_2_SPP_N","NE","SPP_N","Internal","Winter","B16",25,1854,353.65,69.89,69.91,0.01,0]
[2015,"NEISO_2_NYISO_A-F","NEISO","NYISO_A-F","Internal","Winter","B16",25,600,600,64.150000000000006,67.569999999999993,3,0.42]
[2015,"NEISO_2_NYISO_G-I","NEISO","NYISO_G-I","Internal","Winter","B16",25,600,600,64.150000000000006,68.89,3,1.74]
[2015,"NEISO_2_NYISO_J-K","NEISO","NYISO_J-K","Internal","Winter","B16",25,1038,1038,64.150000000000006,68.91,3,1.75]
[2015,"NonRTO_Midwest_2_TVA_Transmission","NonRTO_Midwest","TVA_Transmission","Internal","Winter","B16",25,2400,0,82.91,82.89,8,0]
[2015,"NYISO_A-F_2_NEISO","NYISO_A-F","NEISO","Internal","Winter","B16",25,600,0,67.569999999999993,64.150000000000006,3,0]
[2015,"NYISO_A-F_2_NYISO_G-I","NYISO_A-F","NYISO_G-I","Internal","Winter","B16",25,5266,5266,67.569999999999993,68.89,0.01,1.31]
[2015,"NYISO_A-F_2_PJM_ROM","NYISO_A-F","PJM_ROM","Internal","Winter","B16",25,1000,1000,67.569999999999993,76.91,8,1.33]
[2015,"NYISO_G-I_2_NEISO","NYISO_G-I","NEISO","Internal","Winter","B16",25,600,0,68.89,64.150000000000006,3,0]
[2015,"NYISO_G-I_2_NYISO_J-K","NYISO_G-I","NYISO_J-K","Internal","Winter","B16",25,6130,5211.05,68.89,68.91,0.01,0]
[2015,"NYISO_G-I_2_PJM_E","NYISO_G-I","PJM_E","Internal","Winter","B16",25,1500,1288.8399999999999,68.89,76.89,8,0]
[2015,"NYISO_J-K_2_NEISO","NYISO_J-K","NEISO","Internal","Winter","B16",25,608,0,68.91,64.150000000000006,3,0]
[2015,"NYISO_J-K_2_PJM_E","NYISO_J-K","PJM_E","Internal","Winter","B16",25,330,0,68.91,76.89,8,0]
[2015,"PJM_E_2_NYISO_G-I","PJM_E","NYISO_G-I","Internal","Winter","B16",25,500,0,76.89,68.89,6,0]
[2015,"PJM_E_2_NYISO_J-K","PJM_E","NYISO_J-K","Internal","Winter","B16",25,330,0,76.89,68.91,6,0]
[2015,"PJM_E_2_PJM_ROM","PJM_E","PJM_ROM","Internal","Winter","B16",25,8000,826.94,76.89,76.91,0.01,0]
[2015,"PJM_ROR_2_MISO_IN","PJM_ROR","MISO_IN","Internal","Winter","B16",25,909,0,76.89,74.91,2,0]
[2015,"PJM_ROR_2_MISO_MI","PJM_ROR","MISO_MI","Internal","Winter","B16",25,1305,0,76.89,73.27,2,0]
[2015,"PJM_ROR_2_MISO_MO-IL","PJM_ROR","MISO_MO-IL","Internal","Winter","B16",25,1111,0,76.89,74.89,2,0]
[2015,"PJM_ROR_2_MISO_WUMS","PJM_ROR","MISO_WUMS","Internal","Winter","B16",25,1467,0,76.89,74.88,2,0]
[2015,"PJM_ROR_2_PJM_ROM","PJM_ROR","PJM_ROM","Internal","Winter","B16",25,8000,5276.29,76.89,76.91,0.01,0]
[2015,"PJM_ROR_2_TVA_Transmission","PJM_ROR","TVA_Transmission","Internal","Winter","B16",25,2500,2408.56,76.89,82.89,6,0]
[2015,"PJM_ROR_2_VACAR","PJM_ROR","VACAR","Internal","Winter","B16",25,3000,3000,76.89,91.89,6,9]
[2015,"PJM_ROM_2_PJM_E","PJM_ROM","PJM_E","Internal","Winter","B16",25,8000,0,76.91,76.89,0.01,0]
[2015,"PJM_ROM_2_PJM_ROR","PJM_ROM","PJM_ROR","Internal","Winter","B16",25,8000,0,76.91,76.89,0.01,0]
[2015,"SOCO_2_ENT","SOCO","ENT","Internal","Winter","B16",25,2400,0,83.1,74.89,10,0]
[2015,"SOCO_2_FRCC","SOCO","FRCC","Internal","Winter","B16",25,3700,0,83.1,92.7,10,0]
[2015,"SOCO_2_TVA_Transmission","SOCO","TVA_Transmission","Internal","Winter","B16",25,2600,0,83.1,82.89,10,0]
[2015,"SOCO_2_VACAR","SOCO","VACAR","Internal","Winter","B16",25,2000,0,83.1,91.89,10,0]
[2015,"SPP_N_2_ENT","SPP_N","ENT","Internal","Winter","B16",25,7346,0,69.91,74.89,5,0]
[2015,"SPP_N_2_MISO_MO-IL","SPP_N","MISO_MO-IL","Internal","Winter","B16",25,3954,0,69.91,74.89,5,0]
[2015,"SPP_N_2_MISO_W","SPP_N","MISO_W","Internal","Winter","B16",25,1000,0,69.91,74.89,5,0]
[2015,"SPP_N_2_NE","SPP_N","NE","Internal","Winter","B16",25,384,0,69.91,69.89,0.01,0]
[2015,"SPP_N_2_SPP_S","SPP_N","SPP_S","Internal","Winter","B16",25,4000,0,69.91,69.89,0.01,0]
[2015,"SPP_S_2_ENT","SPP_S","ENT","Internal","Winter","B16",25,4280,1292.03,69.89,74.89,5,0]
[2015,"SPP_S_2_SPP_N","SPP_S","SPP_N","Internal","Winter","B16",25,640,69.849999999999994,69.89,69.91,0.01,0]
[2015,"TVA_2_NonRTO_Midwest","TVA","NonRTO_Midwest","Internal","Winter","B16",25,100,0,82.91,82.91,9,0]
[2015,"TVA_2_SOCO","TVA","SOCO","Internal","Winter","B16",25,500,0,82.91,83.1,9,0]
[2015,"TVA_2_VACAR","TVA","VACAR","Internal","Winter","B16",25,150,0,82.91,91.89,9,0]
[2015,"TVA_Transmission_2_NonRTO_Midwest","TVA_Transmission","NonRTO_Midwest","Internal","Winter","B16",25,700,0,82.89,82.91,9,0]
[2015,"TVA_Transmission_2_SOCO","TVA_Transmission","SOCO","Internal","Winter","B16",25,3200,0,82.89,83.1,9,0]
[2015,"TVA_Transmission_2_TVA","TVA_Transmission","TVA","Internal","Winter","B16",25,99999,2646.13,82.89,82.91,0.01,0]
[2015,"TVA_Transmission_2_VACAR","TVA_Transmission","VACAR","Internal","Winter","B16",25,900,755.27,82.89,91.89,9,0]
[2015,"VACAR_2_PJM_ROR","VACAR","PJM_ROR","Internal","Winter","B16",25,2000,0,91.89,76.89,7,0]
[2015,"VACAR_2_SOCO","VACAR","SOCO","Internal","Winter","B16",25,3000,0,91.89,83.1,7,0]
[2015,"VACAR_2_TVA_Transmission","VACAR","TVA_Transmission","Internal","Winter","B16",25,900,0,91.89,82.89,7,0]
[2015,"AZ_NM_SNV_Coal_2_SPP_S","AZ_NM_SNV_Coal","SPP_S","External","Winter","B16",25,400,400,60.3,69.89,8.17,1.43]
[2015,"ERCOT_2_SPP_S","ERCOT","SPP_S","External","Winter","B16",25,800,800,59.38,69.89,8,2.5099999999999998]
[2015,"MAPP_US_2_RMPA","MAPP_US","RMPA","External","Winter","B16",25,200,0,67.89,69.290000000000006,8,0]
[2015,"NE_2_RMPA","NE","RMPA","External","Winter","B16",25,310,0,69.89,69.290000000000006,5,0]
[2015,"NWPP_Coal_2_MAPP_US","NWPP_Coal","MAPP_US","External","Winter","B16",25,150,0,61.13,67.89,8,0]
[2015,"RMPA_2_MAPP_US","RMPA","MAPP_US","External","Winter","B16",25,200,0,69.290000000000006,67.89,8,0]
[2015,"RMPA_2_NE","RMPA","NE","External","Winter","B16",25,310,0,69.290000000000006,69.89,8,0]
[2015,"RMPA_2_SPP_N","RMPA","SPP_N","External","Winter","B16",25,210,0,69.290000000000006,69.91,8,0]
[2015,"SPP_N_2_RMPA","SPP_N","RMPA","External","Winter","B16",25,210,0,69.91,69.290000000000006,5,0]
[2015,"SPP_S_2_ERCOT","SPP_S","ERCOT","External","Winter","B16",25,800,0,69.89,59.38,5,0]
[2015,"ENT_2_MISO_MO-IL","ENT","MISO_MO-IL","Internal","Winter","B17",100,2260,0,61.82,65.67,8,0]
[2015,"ENT_2_SOCO","ENT","SOCO","Internal","Winter","B17",100,2000,0,61.82,65.38,8,0]
[2015,"ENT_2_TVA_Transmission","ENT","TVA_Transmission","Internal","Winter","B17",100,2100,0,61.82,67.819999999999993,8,0]
[2015,"FRCC_2_SOCO","FRCC","SOCO","Internal","Winter","B17",100,900,0,68.959999999999994,65.38,8,0]
[2015,"HQ_NEISO_2_NEISO","HQ_NEISO","NEISO","Internal","Winter","B17",100,99999,2920,64.14,64.150000000000006,0.01,0]
[2015,"HQ_NY_2_NYISO_A-F","HQ_NY","NYISO_A-F","Internal","Winter","B17",100,99999,1000,61.51,61.53,0.01,0]
[2015,"HQ_IESO_2_IESO","HQ_IESO","IESO","Internal","Winter","B17",100,99999,400,54.51,54.53,0.01,0]
[2015,"IESO_2_MAPP_CA","IESO","MAPP_CA","Internal","Winter","B17",100,269,269,54.53,65.66,7,4.13]
[2015,"IESO_2_MISO_MI","IESO","MISO_MI","Internal","Winter","B17",100,3125,3125,54.53,65.67,7,4.1399999999999997]
[2015,"IESO_2_MISO_W","IESO","MISO_W","Internal","Winter","B17",100,195,195,54.53,65.67,7,4.1399999999999997]
[2015,"IESO_2_NYISO_A-F","IESO","NYISO_A-F","Internal","Winter","B17",100,2224,1125.81,54.53,61.53,7,0]
[2015,"MAPP_CA_2_IESO","MAPP_CA","IESO","Internal","Winter","B17",100,337,0,65.66,54.53,8,0]
[2015,"MAPP_CA_2_MAPP_US","MAPP_CA","MAPP_US","Internal","Winter","B17",100,372,0,65.66,58.67,7,0]
[2015,"MAPP_CA_2_MISO_W","MAPP_CA","MISO_W","Internal","Winter","B17",100,1970,443.31,65.66,65.67,0.01,0]
[2015,"MAPP_US_2_MAPP_CA","MAPP_US","MAPP_CA","Internal","Winter","B17",100,165,0,58.67,65.66,7,0]
[2015,"MAPP_US_2_MISO_W","MAPP_US","MISO_W","Internal","Winter","B17",100,2635,1081.3499999999999,58.67,65.67,7,0]
[2015,"MAPP_US_2_NE","MAPP_US","NE","Internal","Winter","B17",100,2000,0,58.67,60.67,7,0]
[2015,"MARITIMES_2_NEISO","MARITIMES","NEISO","Internal","Winter","B17",100,99999,1400,64.14,64.150000000000006,0.01,0]
[2015,"MISO_IN_2_MISO_MI","MISO_IN","MISO_MI","Internal","Winter","B17",100,5490,0,65.680000000000007,65.67,0.01,0]
[2015,"MISO_IN_2_MISO_MO-IL","MISO_IN","MISO_MO-IL","Internal","Winter","B17",100,5000,0,65.680000000000007,65.67,0.01,0]
[2015,"MISO_IN_2_NonRTO_Midwest","MISO_IN","NonRTO_Midwest","Internal","Winter","B17",100,4800,776.56,65.680000000000007,73.680000000000007,8,0]
[2015,"MISO_IN_2_PJM_ROR","MISO_IN","PJM_ROR","Internal","Winter","B17",100,992,0,65.680000000000007,67.67,2,0]
[2015,"MISO_MI_2_MISO_IN","MISO_MI","MISO_IN","Internal","Winter","B17",100,2535,954.38,65.67,65.680000000000007,0.01,0]
[2015,"MISO_MI_2_MISO_WUMS","MISO_MI","MISO_WUMS","Internal","Winter","B17",100,312,0,65.67,65.66,0.01,0]
[2015,"MISO_MI_2_PJM_ROR","MISO_MI","PJM_ROR","Internal","Winter","B17",100,1424,1038.3399999999999,65.67,67.67,2,0]
[2015,"MISO_MO-IL_2_ENT","MISO_MO-IL","ENT","Internal","Winter","B17",100,2540,0,65.67,61.82,8,0]
[2015,"MISO_MO-IL_2_MISO_IN","MISO_MO-IL","MISO_IN","Internal","Winter","B17",100,2100,1601.79,65.67,65.680000000000007,0.01,0]
[2015,"MISO_MO-IL_2_MISO_W","MISO_MO-IL","MISO_W","Internal","Winter","B17",100,1208,0,65.67,65.67,0.01,0]
[2015,"MISO_MO-IL_2_PJM_ROR","MISO_MO-IL","PJM_ROR","Internal","Winter","B17",100,1212,1000.14,65.67,67.67,2,0]
[2015,"MISO_MO-IL_2_TVA_Transmission","MISO_MO-IL","TVA_Transmission","Internal","Winter","B17",100,4000,0,65.67,67.819999999999993,8,0]
[2015,"MISO_W_2_IESO","MISO_W","IESO","Internal","Winter","B17",100,145,0,65.67,54.53,8,0]
[2015,"MISO_W_2_MAPP_CA","MISO_W","MAPP_CA","Internal","Winter","B17",100,700,0,65.67,65.66,0.01,0]
[2015,"MISO_W_2_MISO_MO-IL","MISO_W","MISO_MO-IL","Internal","Winter","B17",100,4048,0,65.67,65.67,0.01,0]
[2015,"MISO_W_2_MISO_WUMS","MISO_W","MISO_WUMS","Internal","Winter","B17",100,1747,0,65.67,65.66,0.01,0]
[2015,"MISO_W_2_PJM_ROR","MISO_W","PJM_ROR","Internal","Winter","B17",100,19839,4797.71,65.67,67.67,2,0]
[2015,"MISO_W_2_SPP_N","MISO_W","SPP_N","Internal","Winter","B17",100,3450,0,65.67,60.67,7,0]
[2015,"MISO_WUMS_2_MISO_MI","MISO_WUMS","MISO_MI","Internal","Winter","B17",100,294,104.98,65.66,65.67,0.01,0]
[2015,"MISO_WUMS_2_MISO_W","MISO_WUMS","MISO_W","Internal","Winter","B17",100,1255,299.39999999999998,65.66,65.67,0.01,0]
[2015,"MISO_WUMS_2_PJM_ROR","MISO_WUMS","PJM_ROR","Internal","Winter","B17",100,1600,1600,65.66,67.67,2,0.01]
[2015,"NE_2_MAPP_US","NE","MAPP_US","Internal","Winter","B17",100,1600,0,60.67,58.67,5,0]
[2015,"NE_2_MISO_W","NE","MISO_W","Internal","Winter","B17",100,3614,1322.01,60.67,65.67,5,0]
[2015,"NE_2_SPP_N","NE","SPP_N","Internal","Winter","B17",100,1854,0,60.67,60.67,0.01,0]
[2015,"NEISO_2_NYISO_A-F","NEISO","NYISO_A-F","Internal","Winter","B17",100,600,0,64.150000000000006,61.53,3,0]
[2015,"NEISO_2_NYISO_G-I","NEISO","NYISO_G-I","Internal","Winter","B17",100,600,0,64.150000000000006,66.989999999999995,3,0]
[2015,"NEISO_2_NYISO_J-K","NEISO","NYISO_J-K","Internal","Winter","B17",100,1038,0,64.150000000000006,67,3,0]
[2015,"NonRTO_Midwest_2_TVA_Transmission","NonRTO_Midwest","TVA_Transmission","Internal","Winter","B17",100,2400,0,73.680000000000007,67.819999999999993,8,0]
[2015,"NYISO_A-F_2_NEISO","NYISO_A-F","NEISO","Internal","Winter","B17",100,600,0,61.53,64.150000000000006,3,0]
[2015,"NYISO_A-F_2_NYISO_G-I","NYISO_A-F","NYISO_G-I","Internal","Winter","B17",100,5266,5266,61.53,66.989999999999995,0.01,5.45]
[2015,"NYISO_A-F_2_PJM_ROM","NYISO_A-F","PJM_ROM","Internal","Winter","B17",100,1000,0,61.53,68.45,8,0]
[2015,"NYISO_G-I_2_NEISO","NYISO_G-I","NEISO","Internal","Winter","B17",100,600,0,66.989999999999995,64.150000000000006,3,0]
[2015,"NYISO_G-I_2_NYISO_J-K","NYISO_G-I","NYISO_J-K","Internal","Winter","B17",100,6130,6027.8,66.989999999999995,67,0.01,0]
[2015,"NYISO_G-I_2_PJM_E","NYISO_G-I","PJM_E","Internal","Winter","B17",100,1500,0,66.989999999999995,68.459999999999994,8,0]
[2015,"NYISO_J-K_2_NEISO","NYISO_J-K","NEISO","Internal","Winter","B17",100,608,0,67,64.150000000000006,3,0]
[2015,"NYISO_J-K_2_PJM_E","NYISO_J-K","PJM_E","Internal","Winter","B17",100,330,0,67,68.459999999999994,8,0]
[2015,"PJM_E_2_NYISO_G-I","PJM_E","NYISO_G-I","Internal","Winter","B17",100,500,0,68.459999999999994,66.989999999999995,6,0]
[2015,"PJM_E_2_NYISO_J-K","PJM_E","NYISO_J-K","Internal","Winter","B17",100,330,0,68.459999999999994,67,6,0]
[2015,"PJM_E_2_PJM_ROM","PJM_E","PJM_ROM","Internal","Winter","B17",100,8000,0,68.459999999999994,68.45,0.01,0]
[2015,"PJM_ROR_2_MISO_IN","PJM_ROR","MISO_IN","Internal","Winter","B17",100,909,0,67.67,65.680000000000007,2,0]
[2015,"PJM_ROR_2_MISO_MI","PJM_ROR","MISO_MI","Internal","Winter","B17",100,1305,0,67.67,65.67,2,0]
[2015,"PJM_ROR_2_MISO_MO-IL","PJM_ROR","MISO_MO-IL","Internal","Winter","B17",100,1111,0,67.67,65.67,2,0]
[2015,"PJM_ROR_2_MISO_WUMS","PJM_ROR","MISO_WUMS","Internal","Winter","B17",100,1467,0,67.67,65.66,2,0]
[2015,"PJM_ROR_2_PJM_ROM","PJM_ROR","PJM_ROM","Internal","Winter","B17",100,8000,8000,67.67,68.45,0.01,0.77]
[2015,"PJM_ROR_2_TVA_Transmission","PJM_ROR","TVA_Transmission","Internal","Winter","B17",100,2500,0,67.67,67.819999999999993,6,0]
[2015,"PJM_ROR_2_VACAR","PJM_ROR","VACAR","Internal","Winter","B17",100,3000,1904.78,67.67,73.67,6,0]
[2015,"PJM_ROM_2_PJM_E","PJM_ROM","PJM_E","Internal","Winter","B17",100,8000,449.59,68.45,68.459999999999994,0.01,0]
[2015,"PJM_ROM_2_PJM_ROR","PJM_ROM","PJM_ROR","Internal","Winter","B17",100,8000,0,68.45,67.67,0.01,0]
[2015,"SOCO_2_ENT","SOCO","ENT","Internal","Winter","B17",100,2400,0,65.38,61.82,10,0]
[2015,"SOCO_2_FRCC","SOCO","FRCC","Internal","Winter","B17",100,3700,0,65.38,68.959999999999994,10,0]
[2015,"SOCO_2_TVA_Transmission","SOCO","TVA_Transmission","Internal","Winter","B17",100,2600,0,65.38,67.819999999999993,10,0]
[2015,"SOCO_2_VACAR","SOCO","VACAR","Internal","Winter","B17",100,2000,0,65.38,73.67,10,0]
[2015,"SPP_N_2_ENT","SPP_N","ENT","Internal","Winter","B17",100,7346,0,60.67,61.82,5,0]
[2015,"SPP_N_2_MISO_MO-IL","SPP_N","MISO_MO-IL","Internal","Winter","B17",100,3954,57.76,60.67,65.67,5,0]
[2015,"SPP_N_2_MISO_W","SPP_N","MISO_W","Internal","Winter","B17",100,1000,73.099999999999994,60.67,65.67,5,0]
[2015,"SPP_N_2_NE","SPP_N","NE","Internal","Winter","B17",100,384,0,60.67,60.67,0.01,0]
[2015,"SPP_N_2_SPP_S","SPP_N","SPP_S","Internal","Winter","B17",100,4000,123.97,60.67,60.68,0.01,0]
[2015,"SPP_S_2_ENT","SPP_S","ENT","Internal","Winter","B17",100,4280,0,60.68,61.82,5,0]
[2015,"SPP_S_2_SPP_N","SPP_S","SPP_N","Internal","Winter","B17",100,640,0,60.68,60.67,0.01,0]
[2015,"TVA_2_NonRTO_Midwest","TVA","NonRTO_Midwest","Internal","Winter","B17",100,100,100,64.239999999999995,73.680000000000007,9,0.44]
[2015,"TVA_2_SOCO","TVA","SOCO","Internal","Winter","B17",100,500,0,64.239999999999995,65.38,9,0]
[2015,"TVA_2_VACAR","TVA","VACAR","Internal","Winter","B17",100,150,150,64.239999999999995,73.67,9,0.42]
[2015,"TVA_Transmission_2_NonRTO_Midwest","TVA_Transmission","NonRTO_Midwest","Internal","Winter","B17",100,700,0,67.819999999999993,73.680000000000007,9,0]
[2015,"TVA_Transmission_2_SOCO","TVA_Transmission","SOCO","Internal","Winter","B17",100,3200,0,67.819999999999993,65.38,9,0]
[2015,"TVA_Transmission_2_TVA","TVA_Transmission","TVA","Internal","Winter","B17",100,99999,0,67.819999999999993,64.239999999999995,0.01,0]
[2015,"TVA_Transmission_2_VACAR","TVA_Transmission","VACAR","Internal","Winter","B17",100,900,0,67.819999999999993,73.67,9,0]
[2015,"VACAR_2_PJM_ROR","VACAR","PJM_ROR","Internal","Winter","B17",100,2000,0,73.67,67.67,7,0]
[2015,"VACAR_2_SOCO","VACAR","SOCO","Internal","Winter","B17",100,3000,0,73.67,65.38,7,0]
[2015,"VACAR_2_TVA_Transmission","VACAR","TVA_Transmission","Internal","Winter","B17",100,900,0,73.67,67.819999999999993,7,0]
[2015,"AZ_NM_SNV_Coal_2_SPP_S","AZ_NM_SNV_Coal","SPP_S","External","Winter","B17",100,400,0,60.3,60.68,8.17,0]
[2015,"ERCOT_2_SPP_S","ERCOT","SPP_S","External","Winter","B17",100,800,0,59.38,60.68,8,0]
[2015,"MAPP_US_2_RMPA","MAPP_US","RMPA","External","Winter","B17",100,200,0,58.67,63.65,8,0]
[2015,"NE_2_RMPA","NE","RMPA","External","Winter","B17",100,310,0,60.67,63.65,5,0]
[2015,"NWPP_Coal_2_MAPP_US","NWPP_Coal","MAPP_US","External","Winter","B17",100,150,0,61.13,58.67,8,0]
[2015,"RMPA_2_MAPP_US","RMPA","MAPP_US","External","Winter","B17",100,200,0,63.65,58.67,8,0]
[2015,"RMPA_2_NE","RMPA","NE","External","Winter","B17",100,310,0,63.65,60.67,8,0]
[2015,"RMPA_2_SPP_N","RMPA","SPP_N","External","Winter","B17",100,210,0,63.65,60.67,8,0]
[2015,"SPP_N_2_RMPA","SPP_N","RMPA","External","Winter","B17",100,210,0,60.67,63.65,5,0]
[2015,"SPP_S_2_ERCOT","SPP_S","ERCOT","External","Winter","B17",100,800,0,60.68,59.38,5,0]
[2015,"ENT_2_MISO_MO-IL","ENT","MISO_MO-IL","Internal","Winter","B18",400,2260,0,61.82,58.59,8,0]
[2015,"ENT_2_SOCO","ENT","SOCO","Internal","Winter","B18",400,2000,0,61.82,62.04,8,0]
[2015,"ENT_2_TVA_Transmission","ENT","TVA_Transmission","Internal","Winter","B18",400,2100,0,61.82,63.55,8,0]
[2015,"FRCC_2_SOCO","FRCC","SOCO","Internal","Winter","B18",400,900,0,66.09,62.04,8,0]
[2015,"HQ_NEISO_2_NEISO","HQ_NEISO","NEISO","Internal","Winter","B18",400,99999,2920,64.14,64.150000000000006,0.01,0]
[2015,"HQ_NY_2_NYISO_A-F","HQ_NY","NYISO_A-F","Internal","Winter","B18",400,99999,1000,61.51,61.53,0.01,0]
[2015,"HQ_IESO_2_IESO","HQ_IESO","IESO","Internal","Winter","B18",400,99999,400,51.59,51.6,0.01,0]
[2015,"IESO_2_MAPP_CA","IESO","MAPP_CA","Internal","Winter","B18",400,269,0,51.6,58.59,7,0]
[2015,"IESO_2_MISO_MI","IESO","MISO_MI","Internal","Winter","B18",400,3125,2967.32,51.6,58.6,7,0]
[2015,"IESO_2_MISO_W","IESO","MISO_W","Internal","Winter","B18",400,195,151.68,51.6,58.6,7,0]
[2015,"IESO_2_NYISO_A-F","IESO","NYISO_A-F","Internal","Winter","B18",400,2224,2224,51.6,61.53,7,2.92]
[2015,"MAPP_CA_2_IESO","MAPP_CA","IESO","Internal","Winter","B18",400,337,0,58.59,51.6,8,0]
[2015,"MAPP_CA_2_MAPP_US","MAPP_CA","MAPP_US","Internal","Winter","B18",400,372,0,58.59,55.65,7,0]
[2015,"MAPP_CA_2_MISO_W","MAPP_CA","MISO_W","Internal","Winter","B18",400,1970,243.51,58.59,58.6,0.01,0]
[2015,"MAPP_US_2_MAPP_CA","MAPP_US","MAPP_CA","Internal","Winter","B18",400,165,0,55.65,58.59,7,0]
[2015,"MAPP_US_2_MISO_W","MAPP_US","MISO_W","Internal","Winter","B18",400,2635,0,55.65,58.6,7,0]
[2015,"MAPP_US_2_NE","MAPP_US","NE","Internal","Winter","B18",400,2000,0,55.65,59.76,7,0]
[2015,"MARITIMES_2_NEISO","MARITIMES","NEISO","Internal","Winter","B18",400,99999,1400,64.14,64.150000000000006,0.01,0]
[2015,"MISO_IN_2_MISO_MI","MISO_IN","MISO_MI","Internal","Winter","B18",400,5490,0,58.6,58.6,0.01,0]
[2015,"MISO_IN_2_MISO_MO-IL","MISO_IN","MISO_MO-IL","Internal","Winter","B18",400,5000,0,58.6,58.59,0.01,0]
[2015,"MISO_IN_2_NonRTO_Midwest","MISO_IN","NonRTO_Midwest","Internal","Winter","B18",400,4800,50.17,58.6,66.599999999999994,8,0]
[2015,"MISO_IN_2_PJM_ROR","MISO_IN","PJM_ROR","Internal","Winter","B18",400,992,18.07,58.6,60.6,2,0]
[2015,"MISO_MI_2_MISO_IN","MISO_MI","MISO_IN","Internal","Winter","B18",400,2535,0,58.6,58.6,0.01,0]
[2015,"MISO_MI_2_MISO_WUMS","MISO_MI","MISO_WUMS","Internal","Winter","B18",400,312,0,58.6,58.6,0.01,0]
[2015,"MISO_MI_2_PJM_ROR","MISO_MI","PJM_ROR","Internal","Winter","B18",400,1424,1320.73,58.6,60.6,2,0]
[2015,"MISO_MO-IL_2_ENT","MISO_MO-IL","ENT","Internal","Winter","B18",400,2540,0,58.59,61.82,8,0]
[2015,"MISO_MO-IL_2_MISO_IN","MISO_MO-IL","MISO_IN","Internal","Winter","B18",400,2100,1641.27,58.59,58.6,0.01,0]
[2015,"MISO_MO-IL_2_MISO_W","MISO_MO-IL","MISO_W","Internal","Winter","B18",400,1208,20.05,58.59,58.6,0.01,0]
[2015,"MISO_MO-IL_2_PJM_ROR","MISO_MO-IL","PJM_ROR","Internal","Winter","B18",400,1212,1212,58.59,60.6,2,0.01]
[2015,"MISO_MO-IL_2_TVA_Transmission","MISO_MO-IL","TVA_Transmission","Internal","Winter","B18",400,4000,0,58.59,63.55,8,0]
[2015,"MISO_W_2_IESO","MISO_W","IESO","Internal","Winter","B18",400,145,0,58.6,51.6,8,0]
[2015,"MISO_W_2_MAPP_CA","MISO_W","MAPP_CA","Internal","Winter","B18",400,700,0,58.6,58.59,0.01,0]
[2015,"MISO_W_2_MISO_MO-IL","MISO_W","MISO_MO-IL","Internal","Winter","B18",400,4048,0,58.6,58.59,0.01,0]
[2015,"MISO_W_2_MISO_WUMS","MISO_W","MISO_WUMS","Internal","Winter","B18",400,1747,0,58.6,58.6,0.01,0]
[2015,"MISO_W_2_PJM_ROR","MISO_W","PJM_ROR","Internal","Winter","B18",400,19839,1418.6,58.6,60.6,2,0]
[2015,"MISO_W_2_SPP_N","MISO_W","SPP_N","Internal","Winter","B18",400,3450,0,58.6,59.77,7,0]
[2015,"MISO_WUMS_2_MISO_MI","MISO_WUMS","MISO_MI","Internal","Winter","B18",400,294,0,58.6,58.6,0.01,0]
[2015,"MISO_WUMS_2_MISO_W","MISO_WUMS","MISO_W","Internal","Winter","B18",400,1255,0,58.6,58.6,0.01,0]
[2015,"MISO_WUMS_2_PJM_ROR","MISO_WUMS","PJM_ROR","Internal","Winter","B18",400,1600,474.27,58.6,60.6,2,0]
[2015,"NE_2_MAPP_US","NE","MAPP_US","Internal","Winter","B18",400,1600,0,59.76,55.65,5,0]
[2015,"NE_2_MISO_W","NE","MISO_W","Internal","Winter","B18",400,3614,0,59.76,58.6,5,0]
[2015,"NE_2_SPP_N","NE","SPP_N","Internal","Winter","B18",400,1854,1407.2,59.76,59.77,0.01,0]
[2015,"NEISO_2_NYISO_A-F","NEISO","NYISO_A-F","Internal","Winter","B18",400,600,0,64.150000000000006,61.53,3,0]
[2015,"NEISO_2_NYISO_G-I","NEISO","NYISO_G-I","Internal","Winter","B18",400,600,0,64.150000000000006,66.989999999999995,3,0]
[2015,"NEISO_2_NYISO_J-K","NEISO","NYISO_J-K","Internal","Winter","B18",400,1038,0,64.150000000000006,67,3,0]
[2015,"NonRTO_Midwest_2_TVA_Transmission","NonRTO_Midwest","TVA_Transmission","Internal","Winter","B18",400,2400,0,66.599999999999994,63.55,8,0]
[2015,"NYISO_A-F_2_NEISO","NYISO_A-F","NEISO","Internal","Winter","B18",400,600,0,61.53,64.150000000000006,3,0]
[2015,"NYISO_A-F_2_NYISO_G-I","NYISO_A-F","NYISO_G-I","Internal","Winter","B18",400,5266,5266,61.53,66.989999999999995,0.01,5.45]
[2015,"NYISO_A-F_2_PJM_ROM","NYISO_A-F","PJM_ROM","Internal","Winter","B18",400,1000,0,61.53,64.069999999999993,8,0]
[2015,"NYISO_G-I_2_NEISO","NYISO_G-I","NEISO","Internal","Winter","B18",400,600,0,66.989999999999995,64.150000000000006,3,0]
[2015,"NYISO_G-I_2_NYISO_J-K","NYISO_G-I","NYISO_J-K","Internal","Winter","B18",400,6130,6098.21,66.989999999999995,67,0.01,0]
[2015,"NYISO_G-I_2_PJM_E","NYISO_G-I","PJM_E","Internal","Winter","B18",400,1500,0,66.989999999999995,64.08,8,0]
[2015,"NYISO_J-K_2_NEISO","NYISO_J-K","NEISO","Internal","Winter","B18",400,608,0,67,64.150000000000006,3,0]
[2015,"NYISO_J-K_2_PJM_E","NYISO_J-K","PJM_E","Internal","Winter","B18",400,330,0,67,64.08,8,0]
[2015,"PJM_E_2_NYISO_G-I","PJM_E","NYISO_G-I","Internal","Winter","B18",400,500,0,64.08,66.989999999999995,6,0]
[2015,"PJM_E_2_NYISO_J-K","PJM_E","NYISO_J-K","Internal","Winter","B18",400,330,0,64.08,67,6,0]
[2015,"PJM_E_2_PJM_ROM","PJM_E","PJM_ROM","Internal","Winter","B18",400,8000,0,64.08,64.069999999999993,0.01,0]
[2015,"PJM_ROR_2_MISO_IN","PJM_ROR","MISO_IN","Internal","Winter","B18",400,909,0,60.6,58.6,2,0]
[2015,"PJM_ROR_2_MISO_MI","PJM_ROR","MISO_MI","Internal","Winter","B18",400,1305,0,60.6,58.6,2,0]
[2015,"PJM_ROR_2_MISO_MO-IL","PJM_ROR","MISO_MO-IL","Internal","Winter","B18",400,1111,0,60.6,58.59,2,0]
[2015,"PJM_ROR_2_MISO_WUMS","PJM_ROR","MISO_WUMS","Internal","Winter","B18",400,1467,0,60.6,58.6,2,0]
[2015,"PJM_ROR_2_PJM_ROM","PJM_ROR","PJM_ROM","Internal","Winter","B18",400,8000,8000,60.6,64.069999999999993,0.01,3.45]
[2015,"PJM_ROR_2_TVA_Transmission","PJM_ROR","TVA_Transmission","Internal","Winter","B18",400,2500,0,60.6,63.55,6,0]
[2015,"PJM_ROR_2_VACAR","PJM_ROR","VACAR","Internal","Winter","B18",400,3000,1646.26,60.6,66.599999999999994,6,0]
[2015,"PJM_ROM_2_PJM_E","PJM_ROM","PJM_E","Internal","Winter","B18",400,8000,1586.51,64.069999999999993,64.08,0.01,0]
[2015,"PJM_ROM_2_PJM_ROR","PJM_ROM","PJM_ROR","Internal","Winter","B18",400,8000,0,64.069999999999993,60.6,0.01,0]
[2015,"SOCO_2_ENT","SOCO","ENT","Internal","Winter","B18",400,2400,0,62.04,61.82,10,0]
[2015,"SOCO_2_FRCC","SOCO","FRCC","Internal","Winter","B18",400,3700,0,62.04,66.09,10,0]
[2015,"SOCO_2_TVA_Transmission","SOCO","TVA_Transmission","Internal","Winter","B18",400,2600,0,62.04,63.55,10,0]
[2015,"SOCO_2_VACAR","SOCO","VACAR","Internal","Winter","B18",400,2000,0,62.04,66.599999999999994,10,0]
[2015,"SPP_N_2_ENT","SPP_N","ENT","Internal","Winter","B18",400,7346,0,59.77,61.82,5,0]
[2015,"SPP_N_2_MISO_MO-IL","SPP_N","MISO_MO-IL","Internal","Winter","B18",400,3954,0,59.77,58.59,5,0]
[2015,"SPP_N_2_MISO_W","SPP_N","MISO_W","Internal","Winter","B18",400,1000,0,59.77,58.6,5,0]
[2015,"SPP_N_2_NE","SPP_N","NE","Internal","Winter","B18",400,384,0,59.77,59.76,0.01,0]
[2015,"SPP_N_2_SPP_S","SPP_N","SPP_S","Internal","Winter","B18",400,4000,1520.4,59.77,59.79,0.01,0]
[2015,"SPP_S_2_ENT","SPP_S","ENT","Internal","Winter","B18",400,4280,0,59.79,61.82,5,0]
[2015,"SPP_S_2_SPP_N","SPP_S","SPP_N","Internal","Winter","B18",400,640,0,59.79,59.77,0.01,0]
[2015,"TVA_2_NonRTO_Midwest","TVA","NonRTO_Midwest","Internal","Winter","B18",400,100,0,61.58,66.599999999999994,9,0]
[2015,"TVA_2_SOCO","TVA","SOCO","Internal","Winter","B18",400,500,0,61.58,62.04,9,0]
[2015,"TVA_2_VACAR","TVA","VACAR","Internal","Winter","B18",400,150,0,61.58,66.599999999999994,9,0]
[2015,"TVA_Transmission_2_NonRTO_Midwest","TVA_Transmission","NonRTO_Midwest","Internal","Winter","B18",400,700,0,63.55,66.599999999999994,9,0]
[2015,"TVA_Transmission_2_SOCO","TVA_Transmission","SOCO","Internal","Winter","B18",400,3200,0,63.55,62.04,9,0]
[2015,"TVA_Transmission_2_TVA","TVA_Transmission","TVA","Internal","Winter","B18",400,99999,0,63.55,61.58,0.01,0]
[2015,"TVA_Transmission_2_VACAR","TVA_Transmission","VACAR","Internal","Winter","B18",400,900,0,63.55,66.599999999999994,9,0]
[2015,"VACAR_2_PJM_ROR","VACAR","PJM_ROR","Internal","Winter","B18",400,2000,0,66.599999999999994,60.6,7,0]
[2015,"VACAR_2_SOCO","VACAR","SOCO","Internal","Winter","B18",400,3000,0,66.599999999999994,62.04,7,0]
[2015,"VACAR_2_TVA_Transmission","VACAR","TVA_Transmission","Internal","Winter","B18",400,900,0,66.599999999999994,63.55,7,0]
[2015,"AZ_NM_SNV_Coal_2_SPP_S","AZ_NM_SNV_Coal","SPP_S","External","Winter","B18",400,400,0,60.3,59.79,8.17,0]
[2015,"ERCOT_2_SPP_S","ERCOT","SPP_S","External","Winter","B18",400,800,0,59.38,59.79,8,0]
[2015,"MAPP_US_2_RMPA","MAPP_US","RMPA","External","Winter","B18",400,200,140.72999999999999,55.65,63.65,8,0]
[2015,"NE_2_RMPA","NE","RMPA","External","Winter","B18",400,310,0,59.76,63.65,5,0]
[2015,"NWPP_Coal_2_MAPP_US","NWPP_Coal","MAPP_US","External","Winter","B18",400,150,0,61.13,55.65,8,0]
[2015,"RMPA_2_MAPP_US","RMPA","MAPP_US","External","Winter","B18",400,200,0,63.65,55.65,8,0]
[2015,"RMPA_2_NE","RMPA","NE","External","Winter","B18",400,310,0,63.65,59.76,8,0]
[2015,"RMPA_2_SPP_N","RMPA","SPP_N","External","Winter","B18",400,210,0,63.65,59.77,8,0]
[2015,"SPP_N_2_RMPA","SPP_N","RMPA","External","Winter","B18",400,210,0,59.77,63.65,5,0]
[2015,"SPP_S_2_ERCOT","SPP_S","ERCOT","External","Winter","B18",400,800,0,59.79,59.38,5,0]
[2015,"ENT_2_MISO_MO-IL","ENT","MISO_MO-IL","Internal","Winter","B19",700,2260,0,59.76,57.82,8,0]
[2015,"ENT_2_SOCO","ENT","SOCO","Internal","Winter","B19",700,2000,0,59.76,62.04,8,0]
[2015,"ENT_2_TVA_Transmission","ENT","TVA_Transmission","Internal","Winter","B19",700,2100,0,59.76,62.64,8,0]
[2015,"FRCC_2_SOCO","FRCC","SOCO","Internal","Winter","B19",700,900,0,66.09,62.04,8,0]
[2015,"HQ_NEISO_2_NEISO","HQ_NEISO","NEISO","Internal","Winter","B19",700,99999,2920,64.14,64.150000000000006,0.01,0]
[2015,"HQ_NY_2_NYISO_A-F","HQ_NY","NYISO_A-F","Internal","Winter","B19",700,99999,1000,61.51,61.53,0.01,0]
[2015,"HQ_IESO_2_IESO","HQ_IESO","IESO","Internal","Winter","B19",700,99999,400,50.82,50.83,0.01,0]
[2015,"IESO_2_MAPP_CA","IESO","MAPP_CA","Internal","Winter","B19",700,269,269,50.83,58.59,7,0.76]
[2015,"IESO_2_MISO_MI","IESO","MISO_MI","Internal","Winter","B19",700,3125,1299.1199999999999,50.83,57.83,7,0]
[2015,"IESO_2_MISO_W","IESO","MISO_W","Internal","Winter","B19",700,195,133.25,50.83,57.83,7,0]
[2015,"IESO_2_NYISO_A-F","IESO","NYISO_A-F","Internal","Winter","B19",700,2224,2224,50.83,61.53,7,3.7]
[2015,"MAPP_CA_2_IESO","MAPP_CA","IESO","Internal","Winter","B19",700,337,0,58.59,50.83,8,0]
[2015,"MAPP_CA_2_MAPP_US","MAPP_CA","MAPP_US","Internal","Winter","B19",700,372,0,58.59,55.65,7,0]
[2015,"MAPP_CA_2_MISO_W","MAPP_CA","MISO_W","Internal","Winter","B19",700,1970,0,58.59,57.83,0.01,0]
[2015,"MAPP_US_2_MAPP_CA","MAPP_US","MAPP_CA","Internal","Winter","B19",700,165,0,55.65,58.59,7,0]
[2015,"MAPP_US_2_MISO_W","MAPP_US","MISO_W","Internal","Winter","B19",700,2635,0,55.65,57.83,7,0]
[2015,"MAPP_US_2_NE","MAPP_US","NE","Internal","Winter","B19",700,2000,0,55.65,59.65,7,0]
[2015,"MARITIMES_2_NEISO","MARITIMES","NEISO","Internal","Winter","B19",700,99999,1400,64.14,64.150000000000006,0.01,0]
[2015,"MISO_IN_2_MISO_MI","MISO_IN","MISO_MI","Internal","Winter","B19",700,5490,0,57.83,57.83,0.01,0]
[2015,"MISO_IN_2_MISO_MO-IL","MISO_IN","MISO_MO-IL","Internal","Winter","B19",700,5000,0,57.83,57.82,0.01,0]
[2015,"MISO_IN_2_NonRTO_Midwest","MISO_IN","NonRTO_Midwest","Internal","Winter","B19",700,4800,0,57.83,56.67,8,0]
[2015,"MISO_IN_2_PJM_ROR","MISO_IN","PJM_ROR","Internal","Winter","B19",700,992,420.03,57.83,59.83,2,0]
[2015,"MISO_MI_2_MISO_IN","MISO_MI","MISO_IN","Internal","Winter","B19",700,2535,0,57.83,57.83,0.01,0]
[2015,"MISO_MI_2_MISO_WUMS","MISO_MI","MISO_WUMS","Internal","Winter","B19",700,312,0,57.83,57.83,0.01,0]
[2015,"MISO_MI_2_PJM_ROR","MISO_MI","PJM_ROR","Internal","Winter","B19",700,1424,445.74,57.83,59.83,2,0]
[2015,"MISO_MO-IL_2_ENT","MISO_MO-IL","ENT","Internal","Winter","B19",700,2540,0,57.82,59.76,8,0]
[2015,"MISO_MO-IL_2_MISO_IN","MISO_MO-IL","MISO_IN","Internal","Winter","B19",700,2100,1202.21,57.82,57.83,0.01,0]
[2015,"MISO_MO-IL_2_MISO_W","MISO_MO-IL","MISO_W","Internal","Winter","B19",700,1208,1119.05,57.82,57.83,0.01,0]
[2015,"MISO_MO-IL_2_PJM_ROR","MISO_MO-IL","PJM_ROR","Internal","Winter","B19",700,1212,1212,57.82,59.83,2,0.01]
[2015,"MISO_MO-IL_2_TVA_Transmission","MISO_MO-IL","TVA_Transmission","Internal","Winter","B19",700,4000,0,57.82,62.64,8,0]
[2015,"MISO_W_2_IESO","MISO_W","IESO","Internal","Winter","B19",700,145,0,57.83,50.83,8,0]
[2015,"MISO_W_2_MAPP_CA","MISO_W","MAPP_CA","Internal","Winter","B19",700,700,700,57.83,58.59,0.01,0.75]
[2015,"MISO_W_2_MISO_MO-IL","MISO_W","MISO_MO-IL","Internal","Winter","B19",700,4048,0,57.83,57.82,0.01,0]
[2015,"MISO_W_2_MISO_WUMS","MISO_W","MISO_WUMS","Internal","Winter","B19",700,1747,0,57.83,57.83,0.01,0]
[2015,"MISO_W_2_PJM_ROR","MISO_W","PJM_ROR","Internal","Winter","B19",700,19839,92.27,57.83,59.83,2,0]
[2015,"MISO_W_2_SPP_N","MISO_W","SPP_N","Internal","Winter","B19",700,3450,0,57.83,59.66,7,0]
[2015,"MISO_WUMS_2_MISO_MI","MISO_WUMS","MISO_MI","Internal","Winter","B19",700,294,0,57.83,57.83,0.01,0]
[2015,"MISO_WUMS_2_MISO_W","MISO_WUMS","MISO_W","Internal","Winter","B19",700,1255,0,57.83,57.83,0.01,0]
[2015,"MISO_WUMS_2_PJM_ROR","MISO_WUMS","PJM_ROR","Internal","Winter","B19",700,1600,763.17,57.83,59.83,2,0]
[2015,"NE_2_MAPP_US","NE","MAPP_US","Internal","Winter","B19",700,1600,0,59.65,55.65,5,0]
[2015,"NE_2_MISO_W","NE","MISO_W","Internal","Winter","B19",700,3614,0,59.65,57.83,5,0]
[2015,"NE_2_SPP_N","NE","SPP_N","Internal","Winter","B19",700,1854,1424.23,59.65,59.66,0.01,0]
[2015,"NEISO_2_NYISO_A-F","NEISO","NYISO_A-F","Internal","Winter","B19",700,600,0,64.150000000000006,61.53,3,0]
[2015,"NEISO_2_NYISO_G-I","NEISO","NYISO_G-I","Internal","Winter","B19",700,600,0,64.150000000000006,64.77,3,0]
[2015,"NEISO_2_NYISO_J-K","NEISO","NYISO_J-K","Internal","Winter","B19",700,1038,0,64.150000000000006,67,3,0]
[2015,"NonRTO_Midwest_2_TVA_Transmission","NonRTO_Midwest","TVA_Transmission","Internal","Winter","B19",700,2400,0,56.67,62.64,8,0]
[2015,"NYISO_A-F_2_NEISO","NYISO_A-F","NEISO","Internal","Winter","B19",700,600,0,61.53,64.150000000000006,3,0]
[2015,"NYISO_A-F_2_NYISO_G-I","NYISO_A-F","NYISO_G-I","Internal","Winter","B19",700,5266,5266,61.53,64.77,0.01,3.23]
[2015,"NYISO_A-F_2_PJM_ROM","NYISO_A-F","PJM_ROM","Internal","Winter","B19",700,1000,0,61.53,64.069999999999993,8,0]
[2015,"NYISO_G-I_2_NEISO","NYISO_G-I","NEISO","Internal","Winter","B19",700,600,0,64.77,64.150000000000006,3,0]
[2015,"NYISO_G-I_2_NYISO_J-K","NYISO_G-I","NYISO_J-K","Internal","Winter","B19",700,6130,6130,64.77,67,0.01,2.2200000000000002]
[2015,"NYISO_G-I_2_PJM_E","NYISO_G-I","PJM_E","Internal","Winter","B19",700,1500,0,64.77,64.08,8,0]
[2015,"NYISO_J-K_2_NEISO","NYISO_J-K","NEISO","Internal","Winter","B19",700,608,0,67,64.150000000000006,3,0]
[2015,"NYISO_J-K_2_PJM_E","NYISO_J-K","PJM_E","Internal","Winter","B19",700,330,0,67,64.08,8,0]
[2015,"PJM_E_2_NYISO_G-I","PJM_E","NYISO_G-I","Internal","Winter","B19",700,500,0,64.08,64.77,6,0]
[2015,"PJM_E_2_NYISO_J-K","PJM_E","NYISO_J-K","Internal","Winter","B19",700,330,0,64.08,67,6,0]
[2015,"PJM_E_2_PJM_ROM","PJM_E","PJM_ROM","Internal","Winter","B19",700,8000,0,64.08,64.069999999999993,0.01,0]
[2015,"PJM_ROR_2_MISO_IN","PJM_ROR","MISO_IN","Internal","Winter","B19",700,909,0,59.83,57.83,2,0]
[2015,"PJM_ROR_2_MISO_MI","PJM_ROR","MISO_MI","Internal","Winter","B19",700,1305,0,59.83,57.83,2,0]
[2015,"PJM_ROR_2_MISO_MO-IL","PJM_ROR","MISO_MO-IL","Internal","Winter","B19",700,1111,0,59.83,57.82,2,0]
[2015,"PJM_ROR_2_MISO_WUMS","PJM_ROR","MISO_WUMS","Internal","Winter","B19",700,1467,0,59.83,57.83,2,0]
[2015,"PJM_ROR_2_PJM_ROM","PJM_ROR","PJM_ROM","Internal","Winter","B19",700,8000,8000,59.83,64.069999999999993,0.01,4.2300000000000004]
[2015,"PJM_ROR_2_TVA_Transmission","PJM_ROR","TVA_Transmission","Internal","Winter","B19",700,2500,0,59.83,62.64,6,0]
[2015,"PJM_ROR_2_VACAR","PJM_ROR","VACAR","Internal","Winter","B19",700,3000,1336.33,59.83,65.83,6,0]
[2015,"PJM_ROM_2_PJM_E","PJM_ROM","PJM_E","Internal","Winter","B19",700,8000,2152.54,64.069999999999993,64.08,0.01,0]
[2015,"PJM_ROM_2_PJM_ROR","PJM_ROM","PJM_ROR","Internal","Winter","B19",700,8000,0,64.069999999999993,59.83,0.01,0]
[2015,"SOCO_2_ENT","SOCO","ENT","Internal","Winter","B19",700,2400,0,62.04,59.76,10,0]
[2015,"SOCO_2_FRCC","SOCO","FRCC","Internal","Winter","B19",700,3700,0,62.04,66.09,10,0]
[2015,"SOCO_2_TVA_Transmission","SOCO","TVA_Transmission","Internal","Winter","B19",700,2600,0,62.04,62.64,10,0]
[2015,"SOCO_2_VACAR","SOCO","VACAR","Internal","Winter","B19",700,2000,0,62.04,65.83,10,0]
[2015,"SPP_N_2_ENT","SPP_N","ENT","Internal","Winter","B19",700,7346,0,59.66,59.76,5,0]
[2015,"SPP_N_2_MISO_MO-IL","SPP_N","MISO_MO-IL","Internal","Winter","B19",700,3954,0,59.66,57.82,5,0]
[2015,"SPP_N_2_MISO_W","SPP_N","MISO_W","Internal","Winter","B19",700,1000,0,59.66,57.83,5,0]
[2015,"SPP_N_2_NE","SPP_N","NE","Internal","Winter","B19",700,384,0,59.66,59.65,0.01,0]
[2015,"SPP_N_2_SPP_S","SPP_N","SPP_S","Internal","Winter","B19",700,4000,2006.23,59.66,59.67,0.01,0]
[2015,"SPP_S_2_ENT","SPP_S","ENT","Internal","Winter","B19",700,4280,0,59.67,59.76,5,0]
[2015,"SPP_S_2_SPP_N","SPP_S","SPP_N","Internal","Winter","B19",700,640,0,59.67,59.66,0.01,0]
[2015,"TVA_2_NonRTO_Midwest","TVA","NonRTO_Midwest","Internal","Winter","B19",700,100,0,61.58,56.67,9,0]
[2015,"TVA_2_SOCO","TVA","SOCO","Internal","Winter","B19",700,500,0,61.58,62.04,9,0]
[2015,"TVA_2_VACAR","TVA","VACAR","Internal","Winter","B19",700,150,0,61.58,65.83,9,0]
[2015,"TVA_Transmission_2_NonRTO_Midwest","TVA_Transmission","NonRTO_Midwest","Internal","Winter","B19",700,700,0,62.64,56.67,9,0]
[2015,"TVA_Transmission_2_SOCO","TVA_Transmission","SOCO","Internal","Winter","B19",700,3200,0,62.64,62.04,9,0]
[2015,"TVA_Transmission_2_TVA","TVA_Transmission","TVA","Internal","Winter","B19",700,99999,0,62.64,61.58,0.01,0]
[2015,"TVA_Transmission_2_VACAR","TVA_Transmission","VACAR","Internal","Winter","B19",700,900,0,62.64,65.83,9,0]
[2015,"VACAR_2_PJM_ROR","VACAR","PJM_ROR","Internal","Winter","B19",700,2000,0,65.83,59.83,7,0]
[2015,"VACAR_2_SOCO","VACAR","SOCO","Internal","Winter","B19",700,3000,0,65.83,62.04,7,0]
[2015,"VACAR_2_TVA_Transmission","VACAR","TVA_Transmission","Internal","Winter","B19",700,900,0,65.83,62.64,7,0]
[2015,"AZ_NM_SNV_Coal_2_SPP_S","AZ_NM_SNV_Coal","SPP_S","External","Winter","B19",700,400,0,60.3,59.67,8.17,0]
[2015,"ERCOT_2_SPP_S","ERCOT","SPP_S","External","Winter","B19",700,800,0,59.38,59.67,8,0]
[2015,"MAPP_US_2_RMPA","MAPP_US","RMPA","External","Winter","B19",700,200,152.28,55.65,63.65,8,0]
[2015,"NE_2_RMPA","NE","RMPA","External","Winter","B19",700,310,0,59.65,63.65,5,0]
[2015,"NWPP_Coal_2_MAPP_US","NWPP_Coal","MAPP_US","External","Winter","B19",700,150,0,61.13,55.65,8,0]
[2015,"RMPA_2_MAPP_US","RMPA","MAPP_US","External","Winter","B19",700,200,0,63.65,55.65,8,0]
[2015,"RMPA_2_NE","RMPA","NE","External","Winter","B19",700,310,0,63.65,59.65,8,0]
[2015,"RMPA_2_SPP_N","RMPA","SPP_N","External","Winter","B19",700,210,0,63.65,59.66,8,0]
[2015,"SPP_N_2_RMPA","SPP_N","RMPA","External","Winter","B19",700,210,0,59.66,63.65,5,0]
[2015,"SPP_S_2_ERCOT","SPP_S","ERCOT","External","Winter","B19",700,800,0,59.67,59.38,5,0]
[2015,"ENT_2_MISO_MO-IL","ENT","MISO_MO-IL","Internal","Summer","B2",25,2260,0,89.77,88.64,8,0]
[2015,"ENT_2_SOCO","ENT","SOCO","Internal","Summer","B2",25,2000,664.41,89.77,97.77,8,0]
[2015,"ENT_2_TVA_Transmission","ENT","TVA_Transmission","Internal","Summer","B2",25,2100,0,89.77,96.16,8,0]
[2015,"FRCC_2_SOCO","FRCC","SOCO","Internal","Summer","B2",25,900,0,103.77,97.77,8,0]
[2015,"HQ_NEISO_2_NEISO","HQ_NEISO","NEISO","Internal","Summer","B2",25,99999,2920,82.4,82.41,0.01,0]
[2015,"HQ_NY_2_NYISO_A-F","HQ_NY","NYISO_A-F","Internal","Summer","B2",25,99999,1000.1,85.38,85.39,0.01,0]
[2015,"HQ_IESO_2_IESO","HQ_IESO","IESO","Internal","Summer","B2",25,99999,400.1,84.66,84.67,0.01,0]
[2015,"IESO_2_MAPP_CA","IESO","MAPP_CA","Internal","Summer","B2",25,269,0,84.67,76.67,7,0]
[2015,"IESO_2_MISO_MI","IESO","MISO_MI","Internal","Summer","B2",25,3125,1865.91,84.67,91.67,7,0]
[2015,"IESO_2_MISO_W","IESO","MISO_W","Internal","Summer","B2",25,195,0,84.67,88.63,7,0]
[2015,"IESO_2_NYISO_A-F","IESO","NYISO_A-F","Internal","Summer","B2",25,2224,0,84.67,85.39,7,0]
[2015,"MAPP_CA_2_IESO","MAPP_CA","IESO","Internal","Summer","B2",25,337,83.55,76.67,84.67,8,0]
[2015,"MAPP_CA_2_MAPP_US","MAPP_CA","MAPP_US","Internal","Summer","B2",25,372,306.87,76.67,83.67,7,0]
[2015,"MAPP_CA_2_MISO_W","MAPP_CA","MISO_W","Internal","Summer","B2",25,1970,1970,76.67,88.63,0.01,11.95]
[2015,"MAPP_US_2_MAPP_CA","MAPP_US","MAPP_CA","Internal","Summer","B2",25,165,0,83.67,76.67,7,0]
[2015,"MAPP_US_2_MISO_W","MAPP_US","MISO_W","Internal","Summer","B2",25,2635,0,83.67,88.63,7,0]
[2015,"MAPP_US_2_NE","MAPP_US","NE","Internal","Summer","B2",25,2000,1371.19,83.67,90.67,7,0]
[2015,"MARITIMES_2_NEISO","MARITIMES","NEISO","Internal","Summer","B2",25,99999,1400,82.4,82.41,0.01,0]
[2015,"MISO_IN_2_MISO_MI","MISO_IN","MISO_MI","Internal","Summer","B2",25,5490,0,91.68,91.67,0.01,0]
[2015,"MISO_IN_2_MISO_MO-IL","MISO_IN","MISO_MO-IL","Internal","Summer","B2",25,5000,0,91.68,88.64,0.01,0]
[2015,"MISO_IN_2_NonRTO_Midwest","MISO_IN","NonRTO_Midwest","Internal","Summer","B2",25,4800,0,91.68,96.16,8,0]
[2015,"MISO_IN_2_PJM_ROR","MISO_IN","PJM_ROR","Internal","Summer","B2",25,992,0,91.68,90.16,2,0]
[2015,"MISO_MI_2_MISO_IN","MISO_MI","MISO_IN","Internal","Summer","B2",25,2535,2518.2600000000002,91.67,91.68,0.01,0]
[2015,"MISO_MI_2_MISO_WUMS","MISO_MI","MISO_WUMS","Internal","Summer","B2",25,312,0,91.67,88.62,0.01,0]
[2015,"MISO_MI_2_PJM_ROR","MISO_MI","PJM_ROR","Internal","Summer","B2",25,1424,0,91.67,90.16,2,0]
[2015,"MISO_MO-IL_2_ENT","MISO_MO-IL","ENT","Internal","Summer","B2",25,2540,0,88.64,89.77,8,0]
[2015,"MISO_MO-IL_2_MISO_IN","MISO_MO-IL","MISO_IN","Internal","Summer","B2",25,2100,2100,88.64,91.68,0.01,3.03]
[2015,"MISO_MO-IL_2_MISO_W","MISO_MO-IL","MISO_W","Internal","Summer","B2",25,1208,0,88.64,88.63,0.01,0]
[2015,"MISO_MO-IL_2_PJM_ROR","MISO_MO-IL","PJM_ROR","Internal","Summer","B2",25,1212,0,88.64,90.16,2,0]
[2015,"MISO_MO-IL_2_TVA_Transmission","MISO_MO-IL","TVA_Transmission","Internal","Summer","B2",25,4000,0,88.64,96.16,8,0]
[2015,"MISO_W_2_IESO","MISO_W","IESO","Internal","Summer","B2",25,145,0,88.63,84.67,8,0]
[2015,"MISO_W_2_MAPP_CA","MISO_W","MAPP_CA","Internal","Summer","B2",25,700,0,88.63,76.67,0.01,0]
[2015,"MISO_W_2_MISO_MO-IL","MISO_W","MISO_MO-IL","Internal","Summer","B2",25,4048,934.61,88.63,88.64,0.01,0]
[2015,"MISO_W_2_MISO_WUMS","MISO_W","MISO_WUMS","Internal","Summer","B2",25,1747,0,88.63,88.62,0.01,0]
[2015,"MISO_W_2_PJM_ROR","MISO_W","PJM_ROR","Internal","Summer","B2",25,19839,0,88.63,90.16,2,0]
[2015,"MISO_W_2_SPP_N","MISO_W","SPP_N","Internal","Summer","B2",25,3450,0,88.63,92.49,7,0]
[2015,"MISO_WUMS_2_MISO_MI","MISO_WUMS","MISO_MI","Internal","Summer","B2",25,294,294,88.62,91.67,0.01,3.04]
[2015,"MISO_WUMS_2_MISO_W","MISO_WUMS","MISO_W","Internal","Summer","B2",25,1255,510.65,88.62,88.63,0.01,0]
[2015,"MISO_WUMS_2_PJM_ROR","MISO_WUMS","PJM_ROR","Internal","Summer","B2",25,1600,0,88.62,90.16,2,0]
[2015,"NE_2_MAPP_US","NE","MAPP_US","Internal","Summer","B2",25,1600,0,90.67,83.67,5,0]
[2015,"NE_2_MISO_W","NE","MISO_W","Internal","Summer","B2",25,3614,0,90.67,88.63,5,0]
[2015,"NE_2_SPP_N","NE","SPP_N","Internal","Summer","B2",25,1854,1854,90.67,92.49,0.01,1.81]
[2015,"NEISO_2_NYISO_A-F","NEISO","NYISO_A-F","Internal","Summer","B2",25,600,0,82.41,85.39,3,0]
[2015,"NEISO_2_NYISO_G-I","NEISO","NYISO_G-I","Internal","Summer","B2",25,600,0,82.41,85.4,3,0]
[2015,"NEISO_2_NYISO_J-K","NEISO","NYISO_J-K","Internal","Summer","B2",25,1038,680.99,82.41,85.41,3,0]
[2015,"NonRTO_Midwest_2_TVA_Transmission","NonRTO_Midwest","TVA_Transmission","Internal","Summer","B2",25,2400,0,96.16,96.16,8,0]
[2015,"NYISO_A-F_2_NEISO","NYISO_A-F","NEISO","Internal","Summer","B2",25,600,0,85.39,82.41,3,0]
[2015,"NYISO_A-F_2_NYISO_G-I","NYISO_A-F","NYISO_G-I","Internal","Summer","B2",25,5266,5199.3599999999997,85.39,85.4,0.01,0]
[2015,"NYISO_A-F_2_PJM_ROM","NYISO_A-F","PJM_ROM","Internal","Summer","B2",25,1000,0,85.39,90.18,8,0]
[2015,"NYISO_G-I_2_NEISO","NYISO_G-I","NEISO","Internal","Summer","B2",25,600,0,85.4,82.41,3,0]
[2015,"NYISO_G-I_2_NYISO_J-K","NYISO_G-I","NYISO_J-K","Internal","Summer","B2",25,6130,4732.67,85.4,85.41,0.01,0]
[2015,"NYISO_G-I_2_PJM_E","NYISO_G-I","PJM_E","Internal","Summer","B2",25,1500,0,85.4,90.19,8,0]
[2015,"NYISO_J-K_2_NEISO","NYISO_J-K","NEISO","Internal","Summer","B2",25,608,0,85.41,82.41,3,0]
[2015,"NYISO_J-K_2_PJM_E","NYISO_J-K","PJM_E","Internal","Summer","B2",25,330,0,85.41,90.19,8,0]
[2015,"PJM_E_2_NYISO_G-I","PJM_E","NYISO_G-I","Internal","Summer","B2",25,500,0,90.19,85.4,6,0]
[2015,"PJM_E_2_NYISO_J-K","PJM_E","NYISO_J-K","Internal","Summer","B2",25,330,0,90.19,85.41,6,0]
[2015,"PJM_E_2_PJM_ROM","PJM_E","PJM_ROM","Internal","Summer","B2",25,8000,0,90.19,90.18,0.01,0]
[2015,"PJM_ROR_2_MISO_IN","PJM_ROR","MISO_IN","Internal","Summer","B2",25,909,0,90.16,91.68,2,0]
[2015,"PJM_ROR_2_MISO_MI","PJM_ROR","MISO_MI","Internal","Summer","B2",25,1305,0,90.16,91.67,2,0]
[2015,"PJM_ROR_2_MISO_MO-IL","PJM_ROR","MISO_MO-IL","Internal","Summer","B2",25,1111,0,90.16,88.64,2,0]
[2015,"PJM_ROR_2_MISO_WUMS","PJM_ROR","MISO_WUMS","Internal","Summer","B2",25,1467,0,90.16,88.62,2,0]
[2015,"PJM_ROR_2_PJM_ROM","PJM_ROR","PJM_ROM","Internal","Summer","B2",25,8000,7584.84,90.16,90.18,0.01,0]
[2015,"PJM_ROR_2_TVA_Transmission","PJM_ROR","TVA_Transmission","Internal","Summer","B2",25,2500,2433.44,90.16,96.16,6,0]
[2015,"PJM_ROR_2_VACAR","PJM_ROR","VACAR","Internal","Summer","B2",25,3000,3000,90.16,100.61,6,4.45]
[2015,"PJM_ROM_2_PJM_E","PJM_ROM","PJM_E","Internal","Summer","B2",25,8000,1857.02,90.18,90.19,0.01,0]
[2015,"PJM_ROM_2_PJM_ROR","PJM_ROM","PJM_ROR","Internal","Summer","B2",25,8000,0,90.18,90.16,0.01,0]
[2015,"SOCO_2_ENT","SOCO","ENT","Internal","Summer","B2",25,2400,0,97.77,89.77,10,0]
[2015,"SOCO_2_FRCC","SOCO","FRCC","Internal","Summer","B2",25,3700,0,97.77,103.77,10,0]
[2015,"SOCO_2_TVA_Transmission","SOCO","TVA_Transmission","Internal","Summer","B2",25,2600,0,97.77,96.16,10,0]
[2015,"SOCO_2_VACAR","SOCO","VACAR","Internal","Summer","B2",25,2000,0,97.77,100.61,10,0]
[2015,"SPP_N_2_ENT","SPP_N","ENT","Internal","Summer","B2",25,7346,0,92.49,89.77,5,0]
[2015,"SPP_N_2_MISO_MO-IL","SPP_N","MISO_MO-IL","Internal","Summer","B2",25,3954,0,92.49,88.64,5,0]
[2015,"SPP_N_2_MISO_W","SPP_N","MISO_W","Internal","Summer","B2",25,1000,0,92.49,88.63,5,0]
[2015,"SPP_N_2_NE","SPP_N","NE","Internal","Summer","B2",25,384,0,92.49,90.67,0.01,0]
[2015,"SPP_N_2_SPP_S","SPP_N","SPP_S","Internal","Summer","B2",25,4000,0,92.49,90.34,0.01,0]
[2015,"SPP_S_2_ENT","SPP_S","ENT","Internal","Summer","B2",25,4280,0,90.34,89.77,5,0]
[2015,"SPP_S_2_SPP_N","SPP_S","SPP_N","Internal","Summer","B2",25,640,640,90.34,92.49,0.01,2.15]
[2015,"TVA_2_NonRTO_Midwest","TVA","NonRTO_Midwest","Internal","Summer","B2",25,100,0,96.18,96.16,9,0]
[2015,"TVA_2_SOCO","TVA","SOCO","Internal","Summer","B2",25,500,0,96.18,97.77,9,0]
[2015,"TVA_2_VACAR","TVA","VACAR","Internal","Summer","B2",25,150,0,96.18,100.61,9,0]
[2015,"TVA_Transmission_2_NonRTO_Midwest","TVA_Transmission","NonRTO_Midwest","Internal","Summer","B2",25,700,0,96.16,96.16,9,0]
[2015,"TVA_Transmission_2_SOCO","TVA_Transmission","SOCO","Internal","Summer","B2",25,3200,0,96.16,97.77,9,0]
[2015,"TVA_Transmission_2_TVA","TVA_Transmission","TVA","Internal","Summer","B2",25,99999,2433.44,96.16,96.18,0.01,0]
[2015,"TVA_Transmission_2_VACAR","TVA_Transmission","VACAR","Internal","Summer","B2",25,900,0,96.16,100.61,9,0]
[2015,"VACAR_2_PJM_ROR","VACAR","PJM_ROR","Internal","Summer","B2",25,2000,0,100.61,90.16,7,0]
[2015,"VACAR_2_SOCO","VACAR","SOCO","Internal","Summer","B2",25,3000,0,100.61,97.77,7,0]
[2015,"VACAR_2_TVA_Transmission","VACAR","TVA_Transmission","Internal","Summer","B2",25,900,0,100.61,96.16,7,0]
[2015,"AZ_NM_SNV_Coal_2_SPP_S","AZ_NM_SNV_Coal","SPP_S","External","Summer","B2",25,400,400,75.53,90.34,8.17,6.64]
[2015,"ERCOT_2_SPP_S","ERCOT","SPP_S","External","Summer","B2",25,800,0,82.34,90.34,8,0]
[2015,"MAPP_US_2_RMPA","MAPP_US","RMPA","External","Summer","B2",25,200,0,83.67,83.69,8,0]
[2015,"NE_2_RMPA","NE","RMPA","External","Summer","B2",25,310,0,90.67,83.69,5,0]
[2015,"NWPP_Coal_2_MAPP_US","NWPP_Coal","MAPP_US","External","Summer","B2",25,150,150,63.25,83.67,8,12.42]
[2015,"RMPA_2_MAPP_US","RMPA","MAPP_US","External","Summer","B2",25,200,0,83.69,83.67,8,0]
[2015,"RMPA_2_NE","RMPA","NE","External","Summer","B2",25,310,0,83.69,90.67,8,0]
[2015,"RMPA_2_SPP_N","RMPA","SPP_N","External","Summer","B2",25,210,210,83.69,92.49,8,0.8]
[2015,"SPP_N_2_RMPA","SPP_N","RMPA","External","Summer","B2",25,210,0,92.49,83.69,5,0]
[2015,"SPP_S_2_ERCOT","SPP_S","ERCOT","External","Summer","B2",25,800,0,90.34,82.34,5,0]
[2015,"ENT_2_MISO_MO-IL","ENT","MISO_MO-IL","Internal","Winter","B20",935,2260,0,59.76,52.78,8,0]
[2015,"ENT_2_SOCO","ENT","SOCO","Internal","Winter","B20",935,2000,0,59.76,62.04,8,0]
[2015,"ENT_2_TVA_Transmission","ENT","TVA_Transmission","Internal","Winter","B20",935,2100,0,59.76,60.78,8,0]
[2015,"FRCC_2_SOCO","FRCC","SOCO","Internal","Winter","B20",935,900,0,66.09,62.04,8,0]
[2015,"HQ_NEISO_2_NEISO","HQ_NEISO","NEISO","Internal","Winter","B20",935,99999,1233.58,64.14,64.150000000000006,0.01,0]
[2015,"HQ_NY_2_NYISO_A-F","HQ_NY","NYISO_A-F","Internal","Winter","B20",935,99999,229.95,61.51,61.53,0.01,0]
[2015,"HQ_IESO_2_IESO","HQ_IESO","IESO","Internal","Winter","B20",935,99999,91.98,50.82,50.83,0.01,0]
[2015,"IESO_2_MAPP_CA","IESO","MAPP_CA","Internal","Winter","B20",935,269,269,50.83,58.59,7,0.76]
[2015,"IESO_2_MISO_MI","IESO","MISO_MI","Internal","Winter","B20",935,3125,0,50.83,53.18,7,0]
[2015,"IESO_2_MISO_W","IESO","MISO_W","Internal","Winter","B20",935,195,0,50.83,52.78,7,0]
[2015,"IESO_2_NYISO_A-F","IESO","NYISO_A-F","Internal","Winter","B20",935,2224,2224,50.83,61.53,7,3.7]
[2015,"MAPP_CA_2_IESO","MAPP_CA","IESO","Internal","Winter","B20",935,337,0,58.59,50.83,8,0]
[2015,"MAPP_CA_2_MAPP_US","MAPP_CA","MAPP_US","Internal","Winter","B20",935,372,0,58.59,55.65,7,0]
[2015,"MAPP_CA_2_MISO_W","MAPP_CA","MISO_W","Internal","Winter","B20",935,1970,0,58.59,52.78,0.01,0]
[2015,"MAPP_US_2_MAPP_CA","MAPP_US","MAPP_CA","Internal","Winter","B20",935,165,0,55.65,58.59,7,0]
[2015,"MAPP_US_2_MISO_W","MAPP_US","MISO_W","Internal","Winter","B20",935,2635,0,55.65,52.78,7,0]
[2015,"MAPP_US_2_NE","MAPP_US","NE","Internal","Winter","B20",935,2000,0,55.65,54.7,7,0]
[2015,"MARITIMES_2_NEISO","MARITIMES","NEISO","Internal","Winter","B20",935,99999,475.94,64.14,64.150000000000006,0.01,0]
[2015,"MISO_IN_2_MISO_MI","MISO_IN","MISO_MI","Internal","Winter","B20",935,5490,1381.81,53.16,53.18,0.01,0]
[2015,"MISO_IN_2_MISO_MO-IL","MISO_IN","MISO_MO-IL","Internal","Winter","B20",935,5000,0,53.16,52.78,0.01,0]
[2015,"MISO_IN_2_NonRTO_Midwest","MISO_IN","NonRTO_Midwest","Internal","Winter","B20",935,4800,0,53.16,55.48,8,0]
[2015,"MISO_IN_2_PJM_ROR","MISO_IN","PJM_ROR","Internal","Winter","B20",935,992,0,53.16,54.78,2,0]
[2015,"MISO_MI_2_MISO_IN","MISO_MI","MISO_IN","Internal","Winter","B20",935,2535,0,53.18,53.16,0.01,0]
[2015,"MISO_MI_2_MISO_WUMS","MISO_MI","MISO_WUMS","Internal","Winter","B20",935,312,0,53.18,52.79,0.01,0]
[2015,"MISO_MI_2_PJM_ROR","MISO_MI","PJM_ROR","Internal","Winter","B20",935,1424,0,53.18,54.78,2,0]
[2015,"MISO_MO-IL_2_ENT","MISO_MO-IL","ENT","Internal","Winter","B20",935,2540,0,52.78,59.76,8,0]
[2015,"MISO_MO-IL_2_MISO_IN","MISO_MO-IL","MISO_IN","Internal","Winter","B20",935,2100,2100,52.78,53.16,0.01,0.37]
[2015,"MISO_MO-IL_2_MISO_W","MISO_MO-IL","MISO_W","Internal","Winter","B20",935,1208,0,52.78,52.78,0.01,0]
[2015,"MISO_MO-IL_2_PJM_ROR","MISO_MO-IL","PJM_ROR","Internal","Winter","B20",935,1212,192.91,52.78,54.78,2,0]
[2015,"MISO_MO-IL_2_TVA_Transmission","MISO_MO-IL","TVA_Transmission","Internal","Winter","B20",935,4000,163.44999999999999,52.78,60.78,8,0]
[2015,"MISO_W_2_IESO","MISO_W","IESO","Internal","Winter","B20",935,145,0,52.78,50.83,8,0]
[2015,"MISO_W_2_MAPP_CA","MISO_W","MAPP_CA","Internal","Winter","B20",935,700,700,52.78,58.59,0.01,5.8]
[2015,"MISO_W_2_MISO_MO-IL","MISO_W","MISO_MO-IL","Internal","Winter","B20",935,4048,0,52.78,52.78,0.01,0]
[2015,"MISO_W_2_MISO_WUMS","MISO_W","MISO_WUMS","Internal","Winter","B20",935,1747,1219.51,52.78,52.79,0.01,0]
[2015,"MISO_W_2_PJM_ROR","MISO_W","PJM_ROR","Internal","Winter","B20",935,19839,133.4,52.78,54.78,2,0]
[2015,"MISO_W_2_SPP_N","MISO_W","SPP_N","Internal","Winter","B20",935,3450,0,52.78,56.03,7,0]
[2015,"MISO_WUMS_2_MISO_MI","MISO_WUMS","MISO_MI","Internal","Winter","B20",935,294,294,52.79,53.18,0.01,0.37]
[2015,"MISO_WUMS_2_MISO_W","MISO_WUMS","MISO_W","Internal","Winter","B20",935,1255,0,52.79,52.78,0.01,0]
[2015,"MISO_WUMS_2_PJM_ROR","MISO_WUMS","PJM_ROR","Internal","Winter","B20",935,1600,0,52.79,54.78,2,0]
[2015,"NE_2_MAPP_US","NE","MAPP_US","Internal","Winter","B20",935,1600,0,54.7,55.65,5,0]
[2015,"NE_2_MISO_W","NE","MISO_W","Internal","Winter","B20",935,3614,0,54.7,52.78,5,0]
[2015,"NE_2_SPP_N","NE","SPP_N","Internal","Winter","B20",935,1854,1854,54.7,56.03,0.01,1.32]
[2015,"NEISO_2_NYISO_A-F","NEISO","NYISO_A-F","Internal","Winter","B20",935,600,0,64.150000000000006,61.53,3,0]
[2015,"NEISO_2_NYISO_G-I","NEISO","NYISO_G-I","Internal","Winter","B20",935,600,0,64.150000000000006,61.54,3,0]
[2015,"NEISO_2_NYISO_J-K","NEISO","NYISO_J-K","Internal","Winter","B20",935,1038,0,64.150000000000006,61.55,3,0]
[2015,"NonRTO_Midwest_2_TVA_Transmission","NonRTO_Midwest","TVA_Transmission","Internal","Winter","B20",935,2400,0,55.48,60.78,8,0]
[2015,"NYISO_A-F_2_NEISO","NYISO_A-F","NEISO","Internal","Winter","B20",935,600,0,61.53,64.150000000000006,3,0]
[2015,"NYISO_A-F_2_NYISO_G-I","NYISO_A-F","NYISO_G-I","Internal","Winter","B20",935,5266,4948.51,61.53,61.54,0.01,0]
[2015,"NYISO_A-F_2_PJM_ROM","NYISO_A-F","PJM_ROM","Internal","Winter","B20",935,1000,0,61.53,55.9,8,0]
[2015,"NYISO_G-I_2_NEISO","NYISO_G-I","NEISO","Internal","Winter","B20",935,600,0,61.54,64.150000000000006,3,0]
[2015,"NYISO_G-I_2_NYISO_J-K","NYISO_G-I","NYISO_J-K","Internal","Winter","B20",935,6130,5267.79,61.54,61.55,0.01,0]
[2015,"NYISO_G-I_2_PJM_E","NYISO_G-I","PJM_E","Internal","Winter","B20",935,1500,0,61.54,55.91,8,0]
[2015,"NYISO_J-K_2_NEISO","NYISO_J-K","NEISO","Internal","Winter","B20",935,608,0,61.55,64.150000000000006,3,0]
[2015,"NYISO_J-K_2_PJM_E","NYISO_J-K","PJM_E","Internal","Winter","B20",935,330,0,61.55,55.91,8,0]
[2015,"PJM_E_2_NYISO_G-I","PJM_E","NYISO_G-I","Internal","Winter","B20",935,500,0,55.91,61.54,6,0]
[2015,"PJM_E_2_NYISO_J-K","PJM_E","NYISO_J-K","Internal","Winter","B20",935,330,0,55.91,61.55,6,0]
[2015,"PJM_E_2_PJM_ROM","PJM_E","PJM_ROM","Internal","Winter","B20",935,8000,0,55.91,55.9,0.01,0]
[2015,"PJM_ROR_2_MISO_IN","PJM_ROR","MISO_IN","Internal","Winter","B20",935,909,0,54.78,53.16,2,0]
[2015,"PJM_ROR_2_MISO_MI","PJM_ROR","MISO_MI","Internal","Winter","B20",935,1305,0,54.78,53.18,2,0]
[2015,"PJM_ROR_2_MISO_MO-IL","PJM_ROR","MISO_MO-IL","Internal","Winter","B20",935,1111,0,54.78,52.78,2,0]
[2015,"PJM_ROR_2_MISO_WUMS","PJM_ROR","MISO_WUMS","Internal","Winter","B20",935,1467,0,54.78,52.79,2,0]
[2015,"PJM_ROR_2_PJM_ROM","PJM_ROR","PJM_ROM","Internal","Winter","B20",935,8000,8000,54.78,55.9,0.01,1.1100000000000001]
[2015,"PJM_ROR_2_TVA_Transmission","PJM_ROR","TVA_Transmission","Internal","Winter","B20",935,2500,1244.03,54.78,60.78,6,0]
[2015,"PJM_ROR_2_VACAR","PJM_ROR","VACAR","Internal","Winter","B20",935,3000,1868.43,54.78,60.78,6,0]
[2015,"PJM_ROM_2_PJM_E","PJM_ROM","PJM_E","Internal","Winter","B20",935,8000,1333.56,55.9,55.91,0.01,0]
[2015,"PJM_ROM_2_PJM_ROR","PJM_ROM","PJM_ROR","Internal","Winter","B20",935,8000,0,55.9,54.78,0.01,0]
[2015,"SOCO_2_ENT","SOCO","ENT","Internal","Winter","B20",935,2400,0,62.04,59.76,10,0]
[2015,"SOCO_2_FRCC","SOCO","FRCC","Internal","Winter","B20",935,3700,0,62.04,66.09,10,0]
[2015,"SOCO_2_TVA_Transmission","SOCO","TVA_Transmission","Internal","Winter","B20",935,2600,0,62.04,60.78,10,0]
[2015,"SOCO_2_VACAR","SOCO","VACAR","Internal","Winter","B20",935,2000,0,62.04,60.78,10,0]
[2015,"SPP_N_2_ENT","SPP_N","ENT","Internal","Winter","B20",935,7346,0,56.03,59.76,5,0]
[2015,"SPP_N_2_MISO_MO-IL","SPP_N","MISO_MO-IL","Internal","Winter","B20",935,3954,0,56.03,52.78,5,0]
[2015,"SPP_N_2_MISO_W","SPP_N","MISO_W","Internal","Winter","B20",935,1000,0,56.03,52.78,5,0]
[2015,"SPP_N_2_NE","SPP_N","NE","Internal","Winter","B20",935,384,0,56.03,54.7,0.01,0]
[2015,"SPP_N_2_SPP_S","SPP_N","SPP_S","Internal","Winter","B20",935,4000,3665.59,56.03,56.04,0.01,0]
[2015,"SPP_S_2_ENT","SPP_S","ENT","Internal","Winter","B20",935,4280,0,56.04,59.76,5,0]
[2015,"SPP_S_2_SPP_N","SPP_S","SPP_N","Internal","Winter","B20",935,640,0,56.04,56.03,0.01,0]
[2015,"TVA_2_NonRTO_Midwest","TVA","NonRTO_Midwest","Internal","Winter","B20",935,100,0,60.79,55.48,9,0]
[2015,"TVA_2_SOCO","TVA","SOCO","Internal","Winter","B20",935,500,0,60.79,62.04,9,0]
[2015,"TVA_2_VACAR","TVA","VACAR","Internal","Winter","B20",935,150,0,60.79,60.78,9,0]
[2015,"TVA_Transmission_2_NonRTO_Midwest","TVA_Transmission","NonRTO_Midwest","Internal","Winter","B20",935,700,0,60.78,55.48,9,0]
[2015,"TVA_Transmission_2_SOCO","TVA_Transmission","SOCO","Internal","Winter","B20",935,3200,0,60.78,62.04,9,0]
[2015,"TVA_Transmission_2_TVA","TVA_Transmission","TVA","Internal","Winter","B20",935,99999,1407.48,60.78,60.79,0.01,0]
[2015,"TVA_Transmission_2_VACAR","TVA_Transmission","VACAR","Internal","Winter","B20",935,900,0,60.78,60.78,9,0]
[2015,"VACAR_2_PJM_ROR","VACAR","PJM_ROR","Internal","Winter","B20",935,2000,0,60.78,54.78,7,0]
[2015,"VACAR_2_SOCO","VACAR","SOCO","Internal","Winter","B20",935,3000,0,60.78,62.04,7,0]
[2015,"VACAR_2_TVA_Transmission","VACAR","TVA_Transmission","Internal","Winter","B20",935,900,0,60.78,60.78,7,0]
[2015,"AZ_NM_SNV_Coal_2_SPP_S","AZ_NM_SNV_Coal","SPP_S","External","Winter","B20",935,400,0,60.3,56.04,8.17,0]
[2015,"ERCOT_2_SPP_S","ERCOT","SPP_S","External","Winter","B20",935,800,0,59.15,56.04,8,0]
[2015,"MAPP_US_2_RMPA","MAPP_US","RMPA","External","Winter","B20",935,200,0,55.65,56.87,8,0]
[2015,"NE_2_RMPA","NE","RMPA","External","Winter","B20",935,310,0,54.7,56.87,5,0]
[2015,"NWPP_Coal_2_MAPP_US","NWPP_Coal","MAPP_US","External","Winter","B20",935,150,0,61.13,55.65,8,0]
[2015,"RMPA_2_MAPP_US","RMPA","MAPP_US","External","Winter","B20",935,200,0,56.87,55.65,8,0]
[2015,"RMPA_2_NE","RMPA","NE","External","Winter","B20",935,310,0,56.87,54.7,8,0]
[2015,"RMPA_2_SPP_N","RMPA","SPP_N","External","Winter","B20",935,210,0,56.87,56.03,8,0]
[2015,"SPP_N_2_RMPA","SPP_N","RMPA","External","Winter","B20",935,210,0,56.03,56.87,5,0]
[2015,"SPP_S_2_ERCOT","SPP_S","ERCOT","External","Winter","B20",935,800,0,56.04,59.15,5,0]
[2015,"ENT_2_MISO_MO-IL","ENT","MISO_MO-IL","Internal","Summer","B3",75,2260,0,89.77,88.53,8,0]
[2015,"ENT_2_TVA_Transmission","ENT","TVA_Transmission","Internal","Summer","B3",75,2100,0,89.77,95.41,8,0]
[2015,"FRCC_2_SOCO","FRCC","SOCO","Internal","Summer","B3",75,900,0,103.77,97.77,8,0]
[2015,"IESO_2_MAPP_CA","IESO","MAPP_CA","Internal","Summer","B3",75,269,0,80.400000000000006,76.56,7,0]
[2015,"IESO_2_NYISO_A-F","IESO","NYISO_A-F","Internal","Summer","B3",75,2224,0,80.400000000000006,79.459999999999994,7,0]
[2015,"MAPP_CA_2_IESO","MAPP_CA","IESO","Internal","Summer","B3",75,337,0,76.56,80.400000000000006,8,0]
[2015,"MAPP_US_2_MAPP_CA","MAPP_US","MAPP_CA","Internal","Summer","B3",75,165,0,83.56,76.56,7,0]
[2015,"MAPP_US_2_MISO_W","MAPP_US","MISO_W","Internal","Summer","B3",75,2635,0,83.56,88.52,7,0]
[2015,"MISO_IN_2_MISO_MI","MISO_IN","MISO_MI","Internal","Summer","B3",75,5490,0,88.55,87.4,0.01,0]
[2015,"MISO_IN_2_MISO_MO-IL","MISO_IN","MISO_MO-IL","Internal","Summer","B3",75,5000,0,88.55,88.53,0.01,0]
[2015,"MISO_IN_2_NonRTO_Midwest","MISO_IN","NonRTO_Midwest","Internal","Summer","B3",75,4800,0,88.55,96.16,8,0]
[2015,"MISO_IN_2_PJM_ROR","MISO_IN","PJM_ROR","Internal","Summer","B3",75,992,0,88.55,89.41,2,0]
[2015,"MISO_MO-IL_2_ENT","MISO_MO-IL","ENT","Internal","Summer","B3",75,2540,0,88.53,89.77,8,0]
[2015,"MISO_MO-IL_2_MISO_W","MISO_MO-IL","MISO_W","Internal","Summer","B3",75,1208,0,88.53,88.52,0.01,0]
[2015,"MISO_MO-IL_2_PJM_ROR","MISO_MO-IL","PJM_ROR","Internal","Summer","B3",75,1212,0,88.53,89.41,2,0]
[2015,"MISO_MO-IL_2_TVA_Transmission","MISO_MO-IL","TVA_Transmission","Internal","Summer","B3",75,4000,0,88.53,95.41,8,0]
[2015,"MISO_W_2_IESO","MISO_W","IESO","Internal","Summer","B3",75,145,0,88.52,80.400000000000006,8,0]
[2015,"MISO_W_2_MAPP_CA","MISO_W","MAPP_CA","Internal","Summer","B3",75,700,0,88.52,76.56,0.01,0]
[2015,"MISO_W_2_MISO_WUMS","MISO_W","MISO_WUMS","Internal","Summer","B3",75,1747,0,88.52,87.41,0.01,0]
[2015,"MISO_W_2_PJM_ROR","MISO_W","PJM_ROR","Internal","Summer","B3",75,19839,0,88.52,89.41,2,0]
[2015,"MISO_W_2_SPP_N","MISO_W","SPP_N","Internal","Summer","B3",75,3450,0,88.52,92.49,7,0]
[2015,"MISO_WUMS_2_MISO_MI","MISO_WUMS","MISO_MI","Internal","Summer","B3",75,294,0,87.41,87.4,0.01,0]
[2015,"NE_2_MAPP_US","NE","MAPP_US","Internal","Summer","B3",75,1600,0,90.56,83.56,5,0]
[2015,"NE_2_MISO_W","NE","MISO_W","Internal","Summer","B3",75,3614,0,90.56,88.52,5,0]
[2015,"NonRTO_Midwest_2_TVA_Transmission","NonRTO_Midwest","TVA_Transmission","Internal","Summer","B3",75,2400,0,96.16,95.41,8,0]
[2015,"NYISO_A-F_2_NEISO","NYISO_A-F","NEISO","Internal","Summer","B3",75,600,0,79.459999999999994,76.459999999999994,3,0]
[2015,"NYISO_G-I_2_NEISO","NYISO_G-I","NEISO","Internal","Summer","B3",75,600,0,79.47,76.459999999999994,3,0]
[2015,"NYISO_J-K_2_NEISO","NYISO_J-K","NEISO","Internal","Summer","B3",75,608,0,79.48,76.459999999999994,3,0]
[2015,"PJM_E_2_NYISO_G-I","PJM_E","NYISO_G-I","Internal","Summer","B3",75,500,0,89.41,79.47,6,0]
[2015,"PJM_E_2_NYISO_J-K","PJM_E","NYISO_J-K","Internal","Summer","B3",75,330,0,89.41,79.48,6,0]
[2015,"PJM_ROR_2_MISO_IN","PJM_ROR","MISO_IN","Internal","Summer","B3",75,909,0,89.41,88.55,2,0]
[2015,"PJM_ROR_2_MISO_MI","PJM_ROR","MISO_MI","Internal","Summer","B3",75,1305,0,89.41,87.4,2,0]
[2015,"PJM_ROR_2_MISO_MO-IL","PJM_ROR","MISO_MO-IL","Internal","Summer","B3",75,1111,0,89.41,88.53,2,0]
[2015,"PJM_ROR_2_MISO_WUMS","PJM_ROR","MISO_WUMS","Internal","Summer","B3",75,1467,0,89.41,87.41,2,0]
[2015,"PJM_ROM_2_PJM_E","PJM_ROM","PJM_E","Internal","Summer","B3",75,8000,0,89.42,89.41,0.01,0]
[2015,"PJM_ROM_2_PJM_ROR","PJM_ROM","PJM_ROR","Internal","Summer","B3",75,8000,0,89.42,89.41,0.01,0]
[2015,"SOCO_2_ENT","SOCO","ENT","Internal","Summer","B3",75,2400,0,97.77,89.77,10,0]
[2015,"SOCO_2_FRCC","SOCO","FRCC","Internal","Summer","B3",75,3700,0,97.77,103.77,10,0]
[2015,"SOCO_2_TVA_Transmission","SOCO","TVA_Transmission","Internal","Summer","B3",75,2600,0,97.77,95.41,10,0]
[2015,"SOCO_2_VACAR","SOCO","VACAR","Internal","Summer","B3",75,2000,0,97.77,100.61,10,0]
[2015,"SPP_N_2_ENT","SPP_N","ENT","Internal","Summer","B3",75,7346,0,92.49,89.77,5,0]
[2015,"SPP_N_2_MISO_MO-IL","SPP_N","MISO_MO-IL","Internal","Summer","B3",75,3954,0,92.49,88.53,5,0]
[2015,"SPP_N_2_MISO_W","SPP_N","MISO_W","Internal","Summer","B3",75,1000,0,92.49,88.52,5,0]
[2015,"SPP_N_2_NE","SPP_N","NE","Internal","Summer","B3",75,384,0,92.49,90.56,0.01,0]
[2015,"SPP_N_2_SPP_S","SPP_N","SPP_S","Internal","Summer","B3",75,4000,0,92.49,84.77,0.01,0]
[2015,"TVA_2_NonRTO_Midwest","TVA","NonRTO_Midwest","Internal","Summer","B3",75,100,0,95.42,96.16,9,0]
[2015,"TVA_2_SOCO","TVA","SOCO","Internal","Summer","B3",75,500,0,95.42,97.77,9,0]
[2015,"TVA_2_VACAR","TVA","VACAR","Internal","Summer","B3",75,150,0,95.42,100.61,9,0]
[2015,"TVA_Transmission_2_NonRTO_Midwest","TVA_Transmission","NonRTO_Midwest","Internal","Summer","B3",75,700,0,95.41,96.16,9,0]
[2015,"TVA_Transmission_2_SOCO","TVA_Transmission","SOCO","Internal","Summer","B3",75,3200,0,95.41,97.77,9,0]
[2015,"TVA_Transmission_2_VACAR","TVA_Transmission","VACAR","Internal","Summer","B3",75,900,0,95.41,100.61,9,0]
[2015,"VACAR_2_PJM_ROR","VACAR","PJM_ROR","Internal","Summer","B3",75,2000,0,100.61,89.41,7,0]
[2015,"VACAR_2_SOCO","VACAR","SOCO","Internal","Summer","B3",75,3000,0,100.61,97.77,7,0]
[2015,"VACAR_2_TVA_Transmission","VACAR","TVA_Transmission","Internal","Summer","B3",75,900,0,100.61,95.41,7,0]
[2015,"ERCOT_2_SPP_S","ERCOT","SPP_S","External","Summer","B3",75,800,0,82.34,84.77,8,0]
[2015,"MAPP_US_2_RMPA","MAPP_US","RMPA","External","Summer","B3",75,200,0,83.56,84.49,8,0]
[2015,"NE_2_RMPA","NE","RMPA","External","Summer","B3",75,310,0,90.56,84.49,5,0]
[2015,"RMPA_2_MAPP_US","RMPA","MAPP_US","External","Summer","B3",75,200,0,84.49,83.56,8,0]
[2015,"RMPA_2_NE","RMPA","NE","External","Summer","B3",75,310,0,84.49,90.56,8,0]
[2015,"SPP_N_2_RMPA","SPP_N","RMPA","External","Summer","B3",75,210,0,92.49,84.49,5,0]
[2015,"SPP_S_2_ERCOT","SPP_S","ERCOT","External","Summer","B3",75,800,0,84.77,82.34,5,0]
[2015,"NWPP_Coal_2_MAPP_US","NWPP_Coal","MAPP_US","External","Summer","B3",75,150,150,57.93,83.56,8,17.63]
[2015,"MISO_MI_2_MISO_WUMS","MISO_MI","MISO_WUMS","Internal","Summer","B3",75,312,175.3,87.4,87.41,0.01,0]
[2015,"IESO_2_MISO_W","IESO","MISO_W","Internal","Summer","B3",75,195,195,80.400000000000006,88.52,7,1.1200000000000001]
[2015,"RMPA_2_SPP_N","RMPA","SPP_N","External","Summer","B3",75,210,202.55,84.49,92.49,8,0]
[2015,"MISO_WUMS_2_PJM_ROR","MISO_WUMS","PJM_ROR","Internal","Summer","B3",75,1600,285.08,87.41,89.41,2,0]
[2015,"SPP_S_2_ENT","SPP_S","ENT","Internal","Summer","B3",75,4280,312.64,84.77,89.77,5,0]
[2015,"MAPP_CA_2_MAPP_US","MAPP_CA","MAPP_US","Internal","Summer","B3",75,372,313.83,76.56,83.56,7,0]
[2015,"NYISO_J-K_2_PJM_E","NYISO_J-K","PJM_E","Internal","Summer","B3",75,330,330,79.48,89.41,8,1.93]
[2015,"HQ_IESO_2_IESO","HQ_IESO","IESO","Internal","Summer","B3",75,99999,400,80.39,80.400000000000006,0.01,0]
[2015,"AZ_NM_SNV_Coal_2_SPP_S","AZ_NM_SNV_Coal","SPP_S","External","Summer","B3",75,400,400,75.53,84.77,8.17,1.07]
[2015,"NEISO_2_NYISO_A-F","NEISO","NYISO_A-F","Internal","Summer","B3",75,600,403.75,76.459999999999994,79.459999999999994,3,0]
[2015,"NEISO_2_NYISO_G-I","NEISO","NYISO_G-I","Internal","Summer","B3",75,600,600,76.459999999999994,79.47,3,0.01]
[2015,"SPP_S_2_SPP_N","SPP_S","SPP_N","Internal","Summer","B3",75,640,640,84.77,92.49,0.01,7.71]
[2015,"HQ_NY_2_NYISO_A-F","HQ_NY","NYISO_A-F","Internal","Summer","B3",75,99999,1000,79.45,79.459999999999994,0.01,0]
[2015,"NYISO_A-F_2_PJM_ROM","NYISO_A-F","PJM_ROM","Internal","Summer","B3",75,1000,1000,79.459999999999994,89.42,8,1.96]
[2015,"NEISO_2_NYISO_J-K","NEISO","NYISO_J-K","Internal","Summer","B3",75,1038,1038,76.459999999999994,79.48,3,0.02]
[2015,"PJM_ROR_2_TVA_Transmission","PJM_ROR","TVA_Transmission","Internal","Summer","B3",75,2500,1163.1199999999999,89.41,95.41,6,0]
[2015,"TVA_Transmission_2_TVA","TVA_Transmission","TVA","Internal","Summer","B3",75,99999,1163.1199999999999,95.41,95.42,0.01,0]
[2015,"MISO_MO-IL_2_MISO_IN","MISO_MO-IL","MISO_IN","Internal","Summer","B3",75,2100,1251.04,88.53,88.55,0.01,0]
[2015,"MISO_WUMS_2_MISO_W","MISO_WUMS","MISO_W","Internal","Summer","B3",75,1255,1255,87.41,88.52,0.01,1.1000000000000001]
[2015,"PJM_E_2_PJM_ROM","PJM_E","PJM_ROM","Internal","Summer","B3",75,8000,1257.0899999999999,89.41,89.42,0.01,0]
[2015,"MAPP_US_2_NE","MAPP_US","NE","Internal","Summer","B3",75,2000,1347.22,83.56,90.56,7,0]
[2015,"MARITIMES_2_NEISO","MARITIMES","NEISO","Internal","Summer","B3",75,99999,1400,76.45,76.459999999999994,0.01,0]
[2015,"MISO_MI_2_PJM_ROR","MISO_MI","PJM_ROR","Internal","Summer","B3",75,1424,1424,87.4,89.41,2,0.01]
[2015,"NYISO_G-I_2_PJM_E","NYISO_G-I","PJM_E","Internal","Summer","B3",75,1500,1500,79.47,89.41,8,1.94]
[2015,"MISO_W_2_MISO_MO-IL","MISO_W","MISO_MO-IL","Internal","Summer","B3",75,4048,1606.96,88.52,88.53,0.01,0]
[2015,"NE_2_SPP_N","NE","SPP_N","Internal","Summer","B3",75,1854,1854,90.56,92.49,0.01,1.92]
[2015,"ENT_2_SOCO","ENT","SOCO","Internal","Summer","B3",75,2000,1918.89,89.77,97.77,8,0]
[2015,"PJM_ROR_2_PJM_ROM","PJM_ROR","PJM_ROM","Internal","Summer","B3",75,8000,1940.49,89.41,89.42,0.01,0]
[2015,"MAPP_CA_2_MISO_W","MAPP_CA","MISO_W","Internal","Summer","B3",75,1970,1970,76.56,88.52,0.01,11.95]
[2015,"MISO_MI_2_MISO_IN","MISO_MI","MISO_IN","Internal","Summer","B3",75,2535,2535,87.4,88.55,0.01,1.1299999999999999]
[2015,"IESO_2_MISO_MI","IESO","MISO_MI","Internal","Summer","B3",75,3125,2542.5100000000002,80.400000000000006,87.4,7,0]
[2015,"HQ_NEISO_2_NEISO","HQ_NEISO","NEISO","Internal","Summer","B3",75,99999,2920,76.45,76.459999999999994,0.01,0]
[2015,"PJM_ROR_2_VACAR","PJM_ROR","VACAR","Internal","Summer","B3",75,3000,3000,89.41,100.61,6,5.2]
[2015,"NYISO_G-I_2_NYISO_J-K","NYISO_G-I","NYISO_J-K","Internal","Summer","B3",75,6130,3791.32,79.47,79.48,0.01,0]
[2015,"NYISO_A-F_2_NYISO_G-I","NYISO_A-F","NYISO_G-I","Internal","Summer","B3",75,5266,4767.51,79.459999999999994,79.47,0.01,0]
[2015,"ENT_2_MISO_MO-IL","ENT","MISO_MO-IL","Internal","Summer","B4",100,2260,0,86.1,86.63,8,0]
[2015,"ENT_2_SOCO","ENT","SOCO","Internal","Summer","B4",100,2000,2000,86.1,97.77,8,3.67]
[2015,"ENT_2_TVA_Transmission","ENT","TVA_Transmission","Internal","Summer","B4",100,2100,0,86.1,90.64,8,0]
[2015,"FRCC_2_SOCO","FRCC","SOCO","Internal","Summer","B4",100,900,0,103.77,97.77,8,0]
[2015,"HQ_NEISO_2_NEISO","HQ_NEISO","NEISO","Internal","Summer","B4",100,99999,2920,70.45,70.459999999999994,0.01,0]
[2015,"HQ_NY_2_NYISO_A-F","HQ_NY","NYISO_A-F","Internal","Summer","B4",100,99999,1000,75.930000000000007,75.94,0.01,0]
[2015,"HQ_IESO_2_IESO","HQ_IESO","IESO","Internal","Summer","B4",100,99999,400,75.63,75.64,0.01,0]
[2015,"IESO_2_MAPP_CA","IESO","MAPP_CA","Internal","Summer","B4",100,269,0,75.64,75.73,7,0]
[2015,"IESO_2_MISO_MI","IESO","MISO_MI","Internal","Summer","B4",100,3125,3013,75.64,82.64,7,0]
[2015,"IESO_2_MISO_W","IESO","MISO_W","Internal","Summer","B4",100,195,195,75.64,86.62,7,3.98]
[2015,"IESO_2_NYISO_A-F","IESO","NYISO_A-F","Internal","Summer","B4",100,2224,0,75.64,75.94,7,0]
[2015,"MAPP_CA_2_IESO","MAPP_CA","IESO","Internal","Summer","B4",100,337,0,75.73,75.64,8,0]
[2015,"MAPP_CA_2_MAPP_US","MAPP_CA","MAPP_US","Internal","Summer","B4",100,372,0,75.73,79.62,7,0]
[2015,"MAPP_CA_2_MISO_W","MAPP_CA","MISO_W","Internal","Summer","B4",100,1970,1970,75.73,86.62,0.01,10.87]
[2015,"MAPP_US_2_MAPP_CA","MAPP_US","MAPP_CA","Internal","Summer","B4",100,165,0,79.62,75.73,7,0]
[2015,"MAPP_US_2_MISO_W","MAPP_US","MISO_W","Internal","Summer","B4",100,2635,59.25,79.62,86.62,7,0]
[2015,"MAPP_US_2_NE","MAPP_US","NE","Internal","Summer","B4",100,2000,998.32,79.62,86.62,7,0]
[2015,"MARITIMES_2_NEISO","MARITIMES","NEISO","Internal","Summer","B4",100,99999,1400,70.45,70.459999999999994,0.01,0]
[2015,"MISO_IN_2_MISO_MI","MISO_IN","MISO_MI","Internal","Summer","B4",100,5490,0,86.64,82.64,0.01,0]
[2015,"MISO_IN_2_MISO_MO-IL","MISO_IN","MISO_MO-IL","Internal","Summer","B4",100,5000,0,86.64,86.63,0.01,0]
[2015,"MISO_IN_2_NonRTO_Midwest","MISO_IN","NonRTO_Midwest","Internal","Summer","B4",100,4800,799.87,86.64,94.64,8,0]
[2015,"MISO_IN_2_PJM_ROR","MISO_IN","PJM_ROR","Internal","Summer","B4",100,992,0,86.64,84.64,2,0]
[2015,"MISO_MI_2_MISO_IN","MISO_MI","MISO_IN","Internal","Summer","B4",100,2535,2535,82.64,86.64,0.01,3.99]
[2015,"MISO_MI_2_MISO_WUMS","MISO_MI","MISO_WUMS","Internal","Summer","B4",100,312,0,82.64,82.64,0.01,0]
[2015,"MISO_MI_2_PJM_ROR","MISO_MI","PJM_ROR","Internal","Summer","B4",100,1424,553.91999999999996,82.64,84.64,2,0]
[2015,"MISO_MO-IL_2_ENT","MISO_MO-IL","ENT","Internal","Summer","B4",100,2540,0,86.63,86.1,8,0]
[2015,"MISO_MO-IL_2_MISO_IN","MISO_MO-IL","MISO_IN","Internal","Summer","B4",100,2100,1310.3800000000001,86.63,86.64,0.01,0]
[2015,"MISO_MO-IL_2_MISO_W","MISO_MO-IL","MISO_W","Internal","Summer","B4",100,1208,0,86.63,86.62,0.01,0]
[2015,"MISO_MO-IL_2_PJM_ROR","MISO_MO-IL","PJM_ROR","Internal","Summer","B4",100,1212,0,86.63,84.64,2,0]
[2015,"MISO_MO-IL_2_TVA_Transmission","MISO_MO-IL","TVA_Transmission","Internal","Summer","B4",100,4000,0,86.63,90.64,8,0]
[2015,"MISO_W_2_IESO","MISO_W","IESO","Internal","Summer","B4",100,145,0,86.62,75.64,8,0]
[2015,"MISO_W_2_MAPP_CA","MISO_W","MAPP_CA","Internal","Summer","B4",100,700,0,86.62,75.73,0.01,0]
[2015,"MISO_W_2_MISO_MO-IL","MISO_W","MISO_MO-IL","Internal","Summer","B4",100,4048,749.63,86.62,86.63,0.01,0]
[2015,"MISO_W_2_MISO_WUMS","MISO_W","MISO_WUMS","Internal","Summer","B4",100,1747,0,86.62,82.64,0.01,0]
[2015,"MISO_W_2_PJM_ROR","MISO_W","PJM_ROR","Internal","Summer","B4",100,19839,0,86.62,84.64,2,0]
[2015,"MISO_W_2_SPP_N","MISO_W","SPP_N","Internal","Summer","B4",100,3450,0,86.62,86.63,7,0]
[2015,"MISO_WUMS_2_MISO_MI","MISO_WUMS","MISO_MI","Internal","Summer","B4",100,294,0,82.64,82.64,0.01,0]
[2015,"MISO_WUMS_2_MISO_W","MISO_WUMS","MISO_W","Internal","Summer","B4",100,1255,1255,82.64,86.62,0.01,3.96]
[2015,"MISO_WUMS_2_PJM_ROR","MISO_WUMS","PJM_ROR","Internal","Summer","B4",100,1600,824.06,82.64,84.64,2,0]
[2015,"NE_2_MAPP_US","NE","MAPP_US","Internal","Summer","B4",100,1600,0,86.62,79.62,5,0]
[2015,"NE_2_MISO_W","NE","MISO_W","Internal","Summer","B4",100,3614,0,86.62,86.62,5,0]
[2015,"NE_2_SPP_N","NE","SPP_N","Internal","Summer","B4",100,1854,1649.17,86.62,86.63,0.01,0]
[2015,"NEISO_2_NYISO_A-F","NEISO","NYISO_A-F","Internal","Summer","B4",100,600,600,70.459999999999994,75.94,3,2.48]
[2015,"NEISO_2_NYISO_G-I","NEISO","NYISO_G-I","Internal","Summer","B4",100,600,600,70.459999999999994,76.66,3,3.2]
[2015,"NEISO_2_NYISO_J-K","NEISO","NYISO_J-K","Internal","Summer","B4",100,1038,1038,70.459999999999994,76.67,3,3.21]
[2015,"NonRTO_Midwest_2_TVA_Transmission","NonRTO_Midwest","TVA_Transmission","Internal","Summer","B4",100,2400,0,94.64,90.64,8,0]
[2015,"NYISO_A-F_2_NEISO","NYISO_A-F","NEISO","Internal","Summer","B4",100,600,0,75.94,70.459999999999994,3,0]
[2015,"NYISO_A-F_2_NYISO_G-I","NYISO_A-F","NYISO_G-I","Internal","Summer","B4",100,5266,5266,75.94,76.66,0.01,0.71]
[2015,"NYISO_A-F_2_PJM_ROM","NYISO_A-F","PJM_ROM","Internal","Summer","B4",100,1000,1000,75.94,84.65,8,0.71]
[2015,"NYISO_G-I_2_NEISO","NYISO_G-I","NEISO","Internal","Summer","B4",100,600,0,76.66,70.459999999999994,3,0]
[2015,"NYISO_G-I_2_NYISO_J-K","NYISO_G-I","NYISO_J-K","Internal","Summer","B4",100,6130,6007.48,76.66,76.67,0.01,0]
[2015,"NYISO_G-I_2_PJM_E","NYISO_G-I","PJM_E","Internal","Summer","B4",100,1500,42.11,76.66,84.66,8,0]
[2015,"NYISO_J-K_2_NEISO","NYISO_J-K","NEISO","Internal","Summer","B4",100,608,0,76.67,70.459999999999994,3,0]
[2015,"NYISO_J-K_2_PJM_E","NYISO_J-K","PJM_E","Internal","Summer","B4",100,330,0,76.67,84.66,8,0]
[2015,"PJM_E_2_NYISO_G-I","PJM_E","NYISO_G-I","Internal","Summer","B4",100,500,0,84.66,76.66,6,0]
[2015,"PJM_E_2_NYISO_J-K","PJM_E","NYISO_J-K","Internal","Summer","B4",100,330,0,84.66,76.67,6,0]
[2015,"PJM_E_2_PJM_ROM","PJM_E","PJM_ROM","Internal","Summer","B4",100,8000,0,84.66,84.65,0.01,0]
[2015,"PJM_ROR_2_MISO_IN","PJM_ROR","MISO_IN","Internal","Summer","B4",100,909,228.77,84.64,86.64,2,0]
[2015,"PJM_ROR_2_MISO_MI","PJM_ROR","MISO_MI","Internal","Summer","B4",100,1305,0,84.64,82.64,2,0]
[2015,"PJM_ROR_2_MISO_MO-IL","PJM_ROR","MISO_MO-IL","Internal","Summer","B4",100,1111,0,84.64,86.63,2,0]
[2015,"PJM_ROR_2_MISO_WUMS","PJM_ROR","MISO_WUMS","Internal","Summer","B4",100,1467,0,84.64,82.64,2,0]
[2015,"PJM_ROR_2_PJM_ROM","PJM_ROR","PJM_ROM","Internal","Summer","B4",100,8000,3082.76,84.64,84.65,0.01,0]
[2015,"PJM_ROR_2_TVA_Transmission","PJM_ROR","TVA_Transmission","Internal","Summer","B4",100,2500,587.45000000000005,84.64,90.64,6,0]
[2015,"PJM_ROR_2_VACAR","PJM_ROR","VACAR","Internal","Summer","B4",100,3000,3000,84.64,90.77,6,0.13]
[2015,"PJM_ROM_2_PJM_E","PJM_ROM","PJM_E","Internal","Summer","B4",100,8000,1026.99,84.65,84.66,0.01,0]
[2015,"PJM_ROM_2_PJM_ROR","PJM_ROM","PJM_ROR","Internal","Summer","B4",100,8000,0,84.65,84.64,0.01,0]
[2015,"SOCO_2_ENT","SOCO","ENT","Internal","Summer","B4",100,2400,0,97.77,86.1,10,0]
[2015,"SOCO_2_FRCC","SOCO","FRCC","Internal","Summer","B4",100,3700,0,97.77,103.77,10,0]
[2015,"SOCO_2_TVA_Transmission","SOCO","TVA_Transmission","Internal","Summer","B4",100,2600,0,97.77,90.64,10,0]
[2015,"SOCO_2_VACAR","SOCO","VACAR","Internal","Summer","B4",100,2000,0,97.77,90.77,10,0]
[2015,"SPP_N_2_ENT","SPP_N","ENT","Internal","Summer","B4",100,7346,0,86.63,86.1,5,0]
[2015,"SPP_N_2_MISO_MO-IL","SPP_N","MISO_MO-IL","Internal","Summer","B4",100,3954,0,86.63,86.63,5,0]
[2015,"SPP_N_2_MISO_W","SPP_N","MISO_W","Internal","Summer","B4",100,1000,0,86.63,86.62,5,0]
[2015,"SPP_N_2_NE","SPP_N","NE","Internal","Summer","B4",100,384,0,86.63,86.62,0.01,0]
[2015,"SPP_N_2_SPP_S","SPP_N","SPP_S","Internal","Summer","B4",100,4000,0,86.63,81.099999999999994,0.01,0]
[2015,"SPP_S_2_ENT","SPP_S","ENT","Internal","Summer","B4",100,4280,760.46,81.099999999999994,86.1,5,0]
[2015,"SPP_S_2_SPP_N","SPP_S","SPP_N","Internal","Summer","B4",100,640,640,81.099999999999994,86.63,0.01,5.51]
[2015,"TVA_2_NonRTO_Midwest","TVA","NonRTO_Midwest","Internal","Summer","B4",100,100,0,90.65,94.64,9,0]
[2015,"TVA_2_SOCO","TVA","SOCO","Internal","Summer","B4",100,500,0,90.65,97.77,9,0]
[2015,"TVA_2_VACAR","TVA","VACAR","Internal","Summer","B4",100,150,0,90.65,90.77,9,0]
[2015,"TVA_Transmission_2_NonRTO_Midwest","TVA_Transmission","NonRTO_Midwest","Internal","Summer","B4",100,700,0,90.64,94.64,9,0]
[2015,"TVA_Transmission_2_SOCO","TVA_Transmission","SOCO","Internal","Summer","B4",100,3200,0,90.64,97.77,9,0]
[2015,"TVA_Transmission_2_TVA","TVA_Transmission","TVA","Internal","Summer","B4",100,99999,587.45000000000005,90.64,90.65,0.01,0]
[2015,"TVA_Transmission_2_VACAR","TVA_Transmission","VACAR","Internal","Summer","B4",100,900,0,90.64,90.77,9,0]
[2015,"VACAR_2_PJM_ROR","VACAR","PJM_ROR","Internal","Summer","B4",100,2000,0,90.77,84.64,7,0]
[2015,"VACAR_2_SOCO","VACAR","SOCO","Internal","Summer","B4",100,3000,586.16999999999996,90.77,97.77,7,0]
[2015,"VACAR_2_TVA_Transmission","VACAR","TVA_Transmission","Internal","Summer","B4",100,900,0,90.77,90.64,7,0]
[2015,"AZ_NM_SNV_Coal_2_SPP_S","AZ_NM_SNV_Coal","SPP_S","External","Summer","B4",100,400,400,66.099999999999994,81.099999999999994,8.17,6.84]
[2015,"ERCOT_2_SPP_S","ERCOT","SPP_S","External","Summer","B4",100,800,0,82.34,81.099999999999994,8,0]
[2015,"MAPP_US_2_RMPA","MAPP_US","RMPA","External","Summer","B4",100,200,0,79.62,78.62,8,0]
[2015,"NE_2_RMPA","NE","RMPA","External","Summer","B4",100,310,0,86.62,78.62,5,0]
[2015,"NWPP_Coal_2_MAPP_US","NWPP_Coal","MAPP_US","External","Summer","B4",100,150,150,57.93,79.62,8,13.68]
[2015,"RMPA_2_MAPP_US","RMPA","MAPP_US","External","Summer","B4",100,200,0,78.62,79.62,8,0]
[2015,"RMPA_2_NE","RMPA","NE","External","Summer","B4",100,310,32.24,78.62,86.62,8,0]
[2015,"RMPA_2_SPP_N","RMPA","SPP_N","External","Summer","B4",100,210,210,78.62,86.63,8,0.01]
[2015,"SPP_N_2_RMPA","SPP_N","RMPA","External","Summer","B4",100,210,0,86.63,78.62,5,0]
[2015,"SPP_S_2_ERCOT","SPP_S","ERCOT","External","Summer","B4",100,800,0,81.099999999999994,82.34,5,0]
[2015,"ENT_2_MISO_MO-IL","ENT","MISO_MO-IL","Internal","Summer","B5",200,2260,0,82.13,74.13,8,0]
[2015,"ENT_2_SOCO","ENT","SOCO","Internal","Summer","B5",200,2000,1484.3,82.13,90.13,8,0]
[2015,"ENT_2_TVA_Transmission","ENT","TVA_Transmission","Internal","Summer","B5",200,2100,0,82.13,81.13,8,0]
[2015,"FRCC_2_SOCO","FRCC","SOCO","Internal","Summer","B5",200,900,0,100.13,90.13,8,0]
[2015,"HQ_NEISO_2_NEISO","HQ_NEISO","NEISO","Internal","Summer","B5",200,99999,2920,53.05,53.06,0.01,0]
[2015,"HQ_NY_2_NYISO_A-F","HQ_NY","NYISO_A-F","Internal","Summer","B5",200,99999,1000,67.13,67.14,0.01,0]
[2015,"HQ_IESO_2_IESO","HQ_IESO","IESO","Internal","Summer","B5",200,99999,400,60.13,60.14,0.01,0]
[2015,"IESO_2_MAPP_CA","IESO","MAPP_CA","Internal","Summer","B5",200,269,269,60.14,70.97,7,3.84]
[2015,"IESO_2_MISO_MI","IESO","MISO_MI","Internal","Summer","B5",200,3125,3125,60.14,73.11,7,5.98]
[2015,"IESO_2_MISO_W","IESO","MISO_W","Internal","Summer","B5",200,195,195,60.14,74.11,7,6.98]
[2015,"IESO_2_NYISO_A-F","IESO","NYISO_A-F","Internal","Summer","B5",200,2224,6.76,60.14,67.14,7,0]
[2015,"MAPP_CA_2_IESO","MAPP_CA","IESO","Internal","Summer","B5",200,337,0,70.97,60.14,8,0]
[2015,"MAPP_CA_2_MAPP_US","MAPP_CA","MAPP_US","Internal","Summer","B5",200,372,0,70.97,67.12,7,0]
[2015,"MAPP_CA_2_MISO_W","MAPP_CA","MISO_W","Internal","Summer","B5",200,1970,1970,70.97,74.11,0.01,3.13]
[2015,"MAPP_US_2_MAPP_CA","MAPP_US","MAPP_CA","Internal","Summer","B5",200,165,0,67.12,70.97,7,0]
[2015,"MAPP_US_2_MISO_W","MAPP_US","MISO_W","Internal","Summer","B5",200,2635,0,67.12,74.11,7,0]
[2015,"MAPP_US_2_NE","MAPP_US","NE","Internal","Summer","B5",200,2000,978.37,67.12,74.12,7,0]
[2015,"MARITIMES_2_NEISO","MARITIMES","NEISO","Internal","Summer","B5",200,99999,1400,53.05,53.06,0.01,0]
[2015,"MISO_IN_2_MISO_MI","MISO_IN","MISO_MI","Internal","Summer","B5",200,5490,0,74.14,73.11,0.01,0]
[2015,"MISO_IN_2_MISO_MO-IL","MISO_IN","MISO_MO-IL","Internal","Summer","B5",200,5000,0,74.14,74.13,0.01,0]
[2015,"MISO_IN_2_NonRTO_Midwest","MISO_IN","NonRTO_Midwest","Internal","Summer","B5",200,4800,496.64,74.14,82.14,8,0]
[2015,"MISO_IN_2_PJM_ROR","MISO_IN","PJM_ROR","Internal","Summer","B5",200,992,0,74.14,75.13,2,0]
[2015,"MISO_MI_2_MISO_IN","MISO_MI","MISO_IN","Internal","Summer","B5",200,2535,2535,73.11,74.14,0.01,1.01]
[2015,"MISO_MI_2_MISO_WUMS","MISO_MI","MISO_WUMS","Internal","Summer","B5",200,312,60.99,73.11,73.13,0.01,0]
[2015,"MISO_MI_2_PJM_ROR","MISO_MI","PJM_ROR","Internal","Summer","B5",200,1424,1424,73.11,75.13,2,0.01]
[2015,"MISO_MO-IL_2_ENT","MISO_MO-IL","ENT","Internal","Summer","B5",200,2540,1375.85,74.13,82.13,8,0]
[2015,"MISO_MO-IL_2_MISO_IN","MISO_MO-IL","MISO_IN","Internal","Summer","B5",200,2100,721.58,74.13,74.14,0.01,0]
[2015,"MISO_MO-IL_2_MISO_W","MISO_MO-IL","MISO_W","Internal","Summer","B5",200,1208,0,74.13,74.11,0.01,0]
[2015,"MISO_MO-IL_2_PJM_ROR","MISO_MO-IL","PJM_ROR","Internal","Summer","B5",200,1212,0,74.13,75.13,2,0]
[2015,"MISO_MO-IL_2_TVA_Transmission","MISO_MO-IL","TVA_Transmission","Internal","Summer","B5",200,4000,0,74.13,81.13,8,0]
[2015,"MISO_W_2_IESO","MISO_W","IESO","Internal","Summer","B5",200,145,0,74.11,60.14,8,0]
[2015,"MISO_W_2_MAPP_CA","MISO_W","MAPP_CA","Internal","Summer","B5",200,700,0,74.11,70.97,0.01,0]
[2015,"MISO_W_2_MISO_MO-IL","MISO_W","MISO_MO-IL","Internal","Summer","B5",200,4048,1115.7,74.11,74.13,0.01,0]
[2015,"MISO_W_2_MISO_WUMS","MISO_W","MISO_WUMS","Internal","Summer","B5",200,1747,0,74.11,73.13,0.01,0]
[2015,"MISO_W_2_PJM_ROR","MISO_W","PJM_ROR","Internal","Summer","B5",200,19839,0,74.11,75.13,2,0]
[2015,"MISO_W_2_SPP_N","MISO_W","SPP_N","Internal","Summer","B5",200,3450,72.150000000000006,74.11,81.11,7,0]
[2015,"MISO_WUMS_2_MISO_MI","MISO_WUMS","MISO_MI","Internal","Summer","B5",200,294,0,73.13,73.11,0.01,0]
[2015,"MISO_WUMS_2_MISO_W","MISO_WUMS","MISO_W","Internal","Summer","B5",200,1255,1255,73.13,74.11,0.01,0.98]
[2015,"MISO_WUMS_2_PJM_ROR","MISO_WUMS","PJM_ROR","Internal","Summer","B5",200,1600,1419.57,73.13,75.13,2,0]
[2015,"NE_2_MAPP_US","NE","MAPP_US","Internal","Summer","B5",200,1600,0,74.12,67.12,5,0]
[2015,"NE_2_MISO_W","NE","MISO_W","Internal","Summer","B5",200,3614,0,74.12,74.11,5,0]
[2015,"NE_2_SPP_N","NE","SPP_N","Internal","Summer","B5",200,1854,1854,74.12,81.11,0.01,6.98]
[2015,"NEISO_2_NYISO_A-F","NEISO","NYISO_A-F","Internal","Summer","B5",200,600,600,53.06,67.14,3,11.07]
[2015,"NEISO_2_NYISO_G-I","NEISO","NYISO_G-I","Internal","Summer","B5",200,600,600,53.06,67.150000000000006,3,11.08]
[2015,"NEISO_2_NYISO_J-K","NEISO","NYISO_J-K","Internal","Summer","B5",200,1038,1038,53.06,67.16,3,11.1]
[2015,"NonRTO_Midwest_2_TVA_Transmission","NonRTO_Midwest","TVA_Transmission","Internal","Summer","B5",200,2400,0,82.14,81.13,8,0]
[2015,"NYISO_A-F_2_NEISO","NYISO_A-F","NEISO","Internal","Summer","B5",200,600,0,67.14,53.06,3,0]
[2015,"NYISO_A-F_2_NYISO_G-I","NYISO_A-F","NYISO_G-I","Internal","Summer","B5",200,5266,4874.09,67.14,67.150000000000006,0.01,0]
[2015,"NYISO_A-F_2_PJM_ROM","NYISO_A-F","PJM_ROM","Internal","Summer","B5",200,1000,178.25,67.14,75.14,8,0]
[2015,"NYISO_G-I_2_NEISO","NYISO_G-I","NEISO","Internal","Summer","B5",200,600,0,67.150000000000006,53.06,3,0]
[2015,"NYISO_G-I_2_NYISO_J-K","NYISO_G-I","NYISO_J-K","Internal","Summer","B5",200,6130,5687.76,67.150000000000006,67.16,0.01,0]
[2015,"NYISO_G-I_2_PJM_E","NYISO_G-I","PJM_E","Internal","Summer","B5",200,1500,101,67.150000000000006,75.150000000000006,8,0]
[2015,"NYISO_J-K_2_NEISO","NYISO_J-K","NEISO","Internal","Summer","B5",200,608,0,67.16,53.06,3,0]
[2015,"NYISO_J-K_2_PJM_E","NYISO_J-K","PJM_E","Internal","Summer","B5",200,330,0,67.16,75.150000000000006,8,0]
[2015,"PJM_E_2_NYISO_G-I","PJM_E","NYISO_G-I","Internal","Summer","B5",200,500,0,75.150000000000006,67.150000000000006,6,0]
[2015,"PJM_E_2_NYISO_J-K","PJM_E","NYISO_J-K","Internal","Summer","B5",200,330,0,75.150000000000006,67.16,6,0]
[2015,"PJM_E_2_PJM_ROM","PJM_E","PJM_ROM","Internal","Summer","B5",200,8000,0,75.150000000000006,75.14,0.01,0]
[2015,"PJM_ROR_2_MISO_IN","PJM_ROR","MISO_IN","Internal","Summer","B5",200,909,0,75.13,74.14,2,0]
[2015,"PJM_ROR_2_MISO_MI","PJM_ROR","MISO_MI","Internal","Summer","B5",200,1305,0,75.13,73.11,2,0]
[2015,"PJM_ROR_2_MISO_MO-IL","PJM_ROR","MISO_MO-IL","Internal","Summer","B5",200,1111,0,75.13,74.13,2,0]
[2015,"PJM_ROR_2_MISO_WUMS","PJM_ROR","MISO_WUMS","Internal","Summer","B5",200,1467,0,75.13,73.13,2,0]
[2015,"PJM_ROR_2_PJM_ROM","PJM_ROR","PJM_ROM","Internal","Summer","B5",200,8000,5981.18,75.13,75.14,0.01,0]
[2015,"PJM_ROR_2_TVA_Transmission","PJM_ROR","TVA_Transmission","Internal","Summer","B5",200,2500,254.71,75.13,81.13,6,0]
[2015,"PJM_ROR_2_VACAR","PJM_ROR","VACAR","Internal","Summer","B5",200,3000,3000,75.13,83.13,6,2]
[2015,"PJM_ROM_2_PJM_E","PJM_ROM","PJM_E","Internal","Summer","B5",200,8000,425.26,75.14,75.150000000000006,0.01,0]
[2015,"PJM_ROM_2_PJM_ROR","PJM_ROM","PJM_ROR","Internal","Summer","B5",200,8000,0,75.14,75.13,0.01,0]
[2015,"SOCO_2_ENT","SOCO","ENT","Internal","Summer","B5",200,2400,0,90.13,82.13,10,0]
[2015,"SOCO_2_FRCC","SOCO","FRCC","Internal","Summer","B5",200,3700,2477.71,90.13,100.13,10,0]
[2015,"SOCO_2_TVA_Transmission","SOCO","TVA_Transmission","Internal","Summer","B5",200,2600,0,90.13,81.13,10,0]
[2015,"SOCO_2_VACAR","SOCO","VACAR","Internal","Summer","B5",200,2000,0,90.13,83.13,10,0]
[2015,"SPP_N_2_ENT","SPP_N","ENT","Internal","Summer","B5",200,7346,0,81.11,82.13,5,0]
[2015,"SPP_N_2_MISO_MO-IL","SPP_N","MISO_MO-IL","Internal","Summer","B5",200,3954,0,81.11,74.13,5,0]
[2015,"SPP_N_2_MISO_W","SPP_N","MISO_W","Internal","Summer","B5",200,1000,0,81.11,74.11,5,0]
[2015,"SPP_N_2_NE","SPP_N","NE","Internal","Summer","B5",200,384,0,81.11,74.12,0.01,0]
[2015,"SPP_N_2_SPP_S","SPP_N","SPP_S","Internal","Summer","B5",200,4000,0,81.11,81.099999999999994,0.01,0]
[2015,"SPP_S_2_ENT","SPP_S","ENT","Internal","Summer","B5",200,4280,0,81.099999999999994,82.13,5,0]
[2015,"SPP_S_2_SPP_N","SPP_S","SPP_N","Internal","Summer","B5",200,640,607.29999999999995,81.099999999999994,81.11,0.01,0]
[2015,"TVA_2_NonRTO_Midwest","TVA","NonRTO_Midwest","Internal","Summer","B5",200,100,0,76.260000000000005,82.14,9,0]
[2015,"TVA_2_SOCO","TVA","SOCO","Internal","Summer","B5",200,500,500,76.260000000000005,90.13,9,4.87]
[2015,"TVA_2_VACAR","TVA","VACAR","Internal","Summer","B5",200,150,0,76.260000000000005,83.13,9,0]
[2015,"TVA_Transmission_2_NonRTO_Midwest","TVA_Transmission","NonRTO_Midwest","Internal","Summer","B5",200,700,0,81.13,82.14,9,0]
[2015,"TVA_Transmission_2_SOCO","TVA_Transmission","SOCO","Internal","Summer","B5",200,3200,254.71,81.13,90.13,9,0]
[2015,"TVA_Transmission_2_TVA","TVA_Transmission","TVA","Internal","Summer","B5",200,99999,0,81.13,76.260000000000005,0.01,0]
[2015,"TVA_Transmission_2_VACAR","TVA_Transmission","VACAR","Internal","Summer","B5",200,900,0,81.13,83.13,9,0]
[2015,"VACAR_2_PJM_ROR","VACAR","PJM_ROR","Internal","Summer","B5",200,2000,0,83.13,75.13,7,0]
[2015,"VACAR_2_SOCO","VACAR","SOCO","Internal","Summer","B5",200,3000,2041.49,83.13,90.13,7,0]
[2015,"VACAR_2_TVA_Transmission","VACAR","TVA_Transmission","Internal","Summer","B5",200,900,0,83.13,81.13,7,0]
[2015,"AZ_NM_SNV_Coal_2_SPP_S","AZ_NM_SNV_Coal","SPP_S","External","Summer","B5",200,400,400,57.96,81.099999999999994,8.17,14.98]
[2015,"ERCOT_2_SPP_S","ERCOT","SPP_S","External","Summer","B5",200,800,0,82.34,81.099999999999994,8,0]
[2015,"MAPP_US_2_RMPA","MAPP_US","RMPA","External","Summer","B5",200,200,0,67.12,66.12,8,0]
[2015,"NE_2_RMPA","NE","RMPA","External","Summer","B5",200,310,0,74.12,66.12,5,0]
[2015,"NWPP_Coal_2_MAPP_US","NWPP_Coal","MAPP_US","External","Summer","B5",200,150,150,57.93,67.12,8,1.19]
[2015,"RMPA_2_MAPP_US","RMPA","MAPP_US","External","Summer","B5",200,200,0,66.12,67.12,8,0]
[2015,"RMPA_2_NE","RMPA","NE","External","Summer","B5",200,310,82.36,66.12,74.12,8,0]
[2015,"RMPA_2_SPP_N","RMPA","SPP_N","External","Summer","B5",200,210,210,66.12,81.11,8,6.99]
[2015,"SPP_N_2_RMPA","SPP_N","RMPA","External","Summer","B5",200,210,0,81.11,66.12,5,0]
[2015,"SPP_S_2_ERCOT","SPP_S","ERCOT","External","Summer","B5",200,800,0,81.099999999999994,82.34,5,0]
[2015,"ENT_2_MISO_MO-IL","ENT","MISO_MO-IL","Internal","Summer","B6",300,2260,0,68.38,60.99,8,0]
[2015,"ENT_2_SOCO","ENT","SOCO","Internal","Summer","B6",300,2000,1417.75,68.38,76.38,8,0]
[2015,"ENT_2_TVA_Transmission","ENT","TVA_Transmission","Internal","Summer","B6",300,2100,0,68.38,67.98,8,0]
[2015,"FRCC_2_SOCO","FRCC","SOCO","Internal","Summer","B6",300,900,0,86.38,76.38,8,0]
[2015,"HQ_NEISO_2_NEISO","HQ_NEISO","NEISO","Internal","Summer","B6",300,99999,2920,53.05,53.06,0.01,0]
[2015,"HQ_NY_2_NYISO_A-F","HQ_NY","NYISO_A-F","Internal","Summer","B6",300,99999,1000,57.76,57.78,0.01,0]
[2015,"HQ_IESO_2_IESO","HQ_IESO","IESO","Internal","Summer","B6",300,99999,400,50.76,50.78,0.01,0]
[2015,"IESO_2_MAPP_CA","IESO","MAPP_CA","Internal","Summer","B6",300,269,269,50.78,60.98,7,3.2]
[2015,"IESO_2_MISO_MI","IESO","MISO_MI","Internal","Summer","B6",300,3125,3125,50.78,60.99,7,3.22]
[2015,"IESO_2_MISO_W","IESO","MISO_W","Internal","Summer","B6",300,195,195,50.78,60.99,7,3.22]
[2015,"IESO_2_NYISO_A-F","IESO","NYISO_A-F","Internal","Summer","B6",300,2224,489.32,50.78,57.78,7,0]
[2015,"MAPP_CA_2_IESO","MAPP_CA","IESO","Internal","Summer","B6",300,337,0,60.98,50.78,8,0]
[2015,"MAPP_CA_2_MAPP_US","MAPP_CA","MAPP_US","Internal","Summer","B6",300,372,0,60.98,53.99,7,0]
[2015,"MAPP_CA_2_MISO_W","MAPP_CA","MISO_W","Internal","Summer","B6",300,1970,1362.98,60.98,60.99,0.01,0]
[2015,"MAPP_US_2_MAPP_CA","MAPP_US","MAPP_CA","Internal","Summer","B6",300,165,0,53.99,60.98,7,0]
[2015,"MAPP_US_2_MISO_W","MAPP_US","MISO_W","Internal","Summer","B6",300,2635,211.31,53.99,60.99,7,0]
[2015,"MAPP_US_2_NE","MAPP_US","NE","Internal","Summer","B6",300,2000,844.97,53.99,60.99,7,0]
[2015,"MARITIMES_2_NEISO","MARITIMES","NEISO","Internal","Summer","B6",300,99999,1400,53.05,53.06,0.01,0]
[2015,"MISO_IN_2_MISO_MI","MISO_IN","MISO_MI","Internal","Summer","B6",300,5490,0,61,60.99,0.01,0]
[2015,"MISO_IN_2_MISO_MO-IL","MISO_IN","MISO_MO-IL","Internal","Summer","B6",300,5000,0,61,60.99,0.01,0]
[2015,"MISO_IN_2_NonRTO_Midwest","MISO_IN","NonRTO_Midwest","Internal","Summer","B6",300,4800,26.91,61,69,8,0]
[2015,"MISO_IN_2_PJM_ROR","MISO_IN","PJM_ROR","Internal","Summer","B6",300,992,0,61,62.99,2,0]
[2015,"MISO_MI_2_MISO_IN","MISO_MI","MISO_IN","Internal","Summer","B6",300,2535,923.39,60.99,61,0.01,0]
[2015,"MISO_MI_2_MISO_WUMS","MISO_MI","MISO_WUMS","Internal","Summer","B6",300,312,0,60.99,60.98,0.01,0]
[2015,"MISO_MI_2_PJM_ROR","MISO_MI","PJM_ROR","Internal","Summer","B6",300,1424,554.48,60.99,62.99,2,0]
[2015,"MISO_MO-IL_2_ENT","MISO_MO-IL","ENT","Internal","Summer","B6",300,2540,0,60.99,68.38,8,0]
[2015,"MISO_MO-IL_2_MISO_IN","MISO_MO-IL","MISO_IN","Internal","Summer","B6",300,2100,977.04,60.99,61,0.01,0]
[2015,"MISO_MO-IL_2_MISO_W","MISO_MO-IL","MISO_W","Internal","Summer","B6",300,1208,0,60.99,60.99,0.01,0]
[2015,"MISO_MO-IL_2_PJM_ROR","MISO_MO-IL","PJM_ROR","Internal","Summer","B6",300,1212,549.80999999999995,60.99,62.99,2,0]
[2015,"MISO_MO-IL_2_TVA_Transmission","MISO_MO-IL","TVA_Transmission","Internal","Summer","B6",300,4000,0,60.99,67.98,8,0]
[2015,"MISO_W_2_IESO","MISO_W","IESO","Internal","Summer","B6",300,145,0,60.99,50.78,8,0]
[2015,"MISO_W_2_MAPP_CA","MISO_W","MAPP_CA","Internal","Summer","B6",300,700,0,60.99,60.98,0.01,0]
[2015,"MISO_W_2_MISO_MO-IL","MISO_W","MISO_MO-IL","Internal","Summer","B6",300,4048,0,60.99,60.99,0.01,0]
[2015,"MISO_W_2_MISO_WUMS","MISO_W","MISO_WUMS","Internal","Summer","B6",300,1747,0,60.99,60.98,0.01,0]
[2015,"MISO_W_2_PJM_ROR","MISO_W","PJM_ROR","Internal","Summer","B6",300,19839,232.56,60.99,62.99,2,0]
[2015,"MISO_W_2_SPP_N","MISO_W","SPP_N","Internal","Summer","B6",300,3450,690.98,60.99,67.989999999999995,7,0]
[2015,"MISO_WUMS_2_MISO_MI","MISO_WUMS","MISO_MI","Internal","Summer","B6",300,294,81.78,60.98,60.99,0.01,0]
[2015,"MISO_WUMS_2_MISO_W","MISO_WUMS","MISO_W","Internal","Summer","B6",300,1255,224.81,60.98,60.99,0.01,0]
[2015,"MISO_WUMS_2_PJM_ROR","MISO_WUMS","PJM_ROR","Internal","Summer","B6",300,1600,1600,60.98,62.99,2,0.01]
[2015,"NE_2_MAPP_US","NE","MAPP_US","Internal","Summer","B6",300,1600,0,60.99,53.99,5,0]
[2015,"NE_2_MISO_W","NE","MISO_W","Internal","Summer","B6",300,3614,0,60.99,60.99,5,0]
[2015,"NE_2_SPP_N","NE","SPP_N","Internal","Summer","B6",300,1854,1854,60.99,67.989999999999995,0.01,6.99]
[2015,"NEISO_2_NYISO_A-F","NEISO","NYISO_A-F","Internal","Summer","B6",300,600,600,53.06,57.78,3,1.71]
[2015,"NEISO_2_NYISO_G-I","NEISO","NYISO_G-I","Internal","Summer","B6",300,600,600,53.06,57.79,3,1.72]
[2015,"NEISO_2_NYISO_J-K","NEISO","NYISO_J-K","Internal","Summer","B6",300,1038,1038,53.06,57.8,3,1.74]
[2015,"NonRTO_Midwest_2_TVA_Transmission","NonRTO_Midwest","TVA_Transmission","Internal","Summer","B6",300,2400,0,69,67.98,8,0]
[2015,"NYISO_A-F_2_NEISO","NYISO_A-F","NEISO","Internal","Summer","B6",300,600,0,57.78,53.06,3,0]
[2015,"NYISO_A-F_2_NYISO_G-I","NYISO_A-F","NYISO_G-I","Internal","Summer","B6",300,5266,3778.39,57.78,57.79,0.01,0]
[2015,"NYISO_A-F_2_PJM_ROM","NYISO_A-F","PJM_ROM","Internal","Summer","B6",300,1000,0,57.78,63,8,0]
[2015,"NYISO_G-I_2_NEISO","NYISO_G-I","NEISO","Internal","Summer","B6",300,600,0,57.79,53.06,3,0]
[2015,"NYISO_G-I_2_NYISO_J-K","NYISO_G-I","NYISO_J-K","Internal","Summer","B6",300,6130,4863.55,57.79,57.8,0.01,0]
[2015,"NYISO_G-I_2_PJM_E","NYISO_G-I","PJM_E","Internal","Summer","B6",300,1500,0,57.79,63.02,8,0]
[2015,"NYISO_J-K_2_NEISO","NYISO_J-K","NEISO","Internal","Summer","B6",300,608,0,57.8,53.06,3,0]
[2015,"NYISO_J-K_2_PJM_E","NYISO_J-K","PJM_E","Internal","Summer","B6",300,330,0,57.8,63.02,8,0]
[2015,"PJM_E_2_NYISO_G-I","PJM_E","NYISO_G-I","Internal","Summer","B6",300,500,0,63.02,57.79,6,0]
[2015,"PJM_E_2_NYISO_J-K","PJM_E","NYISO_J-K","Internal","Summer","B6",300,330,0,63.02,57.8,6,0]
[2015,"PJM_E_2_PJM_ROM","PJM_E","PJM_ROM","Internal","Summer","B6",300,8000,0,63.02,63,0.01,0]
[2015,"PJM_ROR_2_MISO_IN","PJM_ROR","MISO_IN","Internal","Summer","B6",300,909,0,62.99,61,2,0]
[2015,"PJM_ROR_2_MISO_MI","PJM_ROR","MISO_MI","Internal","Summer","B6",300,1305,0,62.99,60.99,2,0]
[2015,"PJM_ROR_2_MISO_MO-IL","PJM_ROR","MISO_MO-IL","Internal","Summer","B6",300,1111,0,62.99,60.99,2,0]
[2015,"PJM_ROR_2_MISO_WUMS","PJM_ROR","MISO_WUMS","Internal","Summer","B6",300,1467,0,62.99,60.98,2,0]
[2015,"PJM_ROR_2_PJM_ROM","PJM_ROR","PJM_ROM","Internal","Summer","B6",300,8000,6647.96,62.99,63,0.01,0]
[2015,"PJM_ROR_2_TVA_Transmission","PJM_ROR","TVA_Transmission","Internal","Summer","B6",300,2500,0,62.99,67.98,6,0]
[2015,"PJM_ROR_2_VACAR","PJM_ROR","VACAR","Internal","Summer","B6",300,3000,3000,62.99,69.38,6,0.39]
[2015,"PJM_ROM_2_PJM_E","PJM_ROM","PJM_E","Internal","Summer","B6",300,8000,129.80000000000001,63,63.02,0.01,0]
[2015,"PJM_ROM_2_PJM_ROR","PJM_ROM","PJM_ROR","Internal","Summer","B6",300,8000,0,63,62.99,0.01,0]
[2015,"SOCO_2_ENT","SOCO","ENT","Internal","Summer","B6",300,2400,0,76.38,68.38,10,0]
[2015,"SOCO_2_FRCC","SOCO","FRCC","Internal","Summer","B6",300,3700,619.55999999999995,76.38,86.38,10,0]
[2015,"SOCO_2_TVA_Transmission","SOCO","TVA_Transmission","Internal","Summer","B6",300,2600,0,76.38,67.98,10,0]
[2015,"SOCO_2_VACAR","SOCO","VACAR","Internal","Summer","B6",300,2000,0,76.38,69.38,10,0]
[2015,"SPP_N_2_ENT","SPP_N","ENT","Internal","Summer","B6",300,7346,0,67.989999999999995,68.38,5,0]
[2015,"SPP_N_2_MISO_MO-IL","SPP_N","MISO_MO-IL","Internal","Summer","B6",300,3954,0,67.989999999999995,60.99,5,0]
[2015,"SPP_N_2_MISO_W","SPP_N","MISO_W","Internal","Summer","B6",300,1000,0,67.989999999999995,60.99,5,0]
[2015,"SPP_N_2_NE","SPP_N","NE","Internal","Summer","B6",300,384,0,67.989999999999995,60.99,0.01,0]
[2015,"SPP_N_2_SPP_S","SPP_N","SPP_S","Internal","Summer","B6",300,4000,800.43,67.989999999999995,68,0.01,0]
[2015,"SPP_S_2_ENT","SPP_S","ENT","Internal","Summer","B6",300,4280,0,68,68.38,5,0]
[2015,"SPP_S_2_SPP_N","SPP_S","SPP_N","Internal","Summer","B6",300,640,0,68,67.989999999999995,0.01,0]
[2015,"TVA_2_NonRTO_Midwest","TVA","NonRTO_Midwest","Internal","Summer","B6",300,100,0,60.38,69,9,0]
[2015,"TVA_2_SOCO","TVA","SOCO","Internal","Summer","B6",300,500,500,60.38,76.38,9,7]
[2015,"TVA_2_VACAR","TVA","VACAR","Internal","Summer","B6",300,150,99.74,60.38,69.38,9,0]
[2015,"TVA_Transmission_2_NonRTO_Midwest","TVA_Transmission","NonRTO_Midwest","Internal","Summer","B6",300,700,0,67.98,69,9,0]
[2015,"TVA_Transmission_2_SOCO","TVA_Transmission","SOCO","Internal","Summer","B6",300,3200,0,67.98,76.38,9,0]
[2015,"TVA_Transmission_2_TVA","TVA_Transmission","TVA","Internal","Summer","B6",300,99999,0,67.98,60.38,0.01,0]
[2015,"TVA_Transmission_2_VACAR","TVA_Transmission","VACAR","Internal","Summer","B6",300,900,0,67.98,69.38,9,0]
[2015,"VACAR_2_PJM_ROR","VACAR","PJM_ROR","Internal","Summer","B6",300,2000,0,69.38,62.99,7,0]
[2015,"VACAR_2_SOCO","VACAR","SOCO","Internal","Summer","B6",300,3000,367.11,69.38,76.38,7,0]
[2015,"VACAR_2_TVA_Transmission","VACAR","TVA_Transmission","Internal","Summer","B6",300,900,0,69.38,67.98,7,0]
[2015,"AZ_NM_SNV_Coal_2_SPP_S","AZ_NM_SNV_Coal","SPP_S","External","Summer","B6",300,400,400,57.95,68,8.17,1.89]
[2015,"ERCOT_2_SPP_S","ERCOT","SPP_S","External","Summer","B6",300,800,0,64.56,68,8,0]
[2015,"MAPP_US_2_RMPA","MAPP_US","RMPA","External","Summer","B6",300,200,0,53.99,59.99,8,0]
[2015,"NE_2_RMPA","NE","RMPA","External","Summer","B6",300,310,0,60.99,59.99,5,0]
[2015,"NWPP_Coal_2_MAPP_US","NWPP_Coal","MAPP_US","External","Summer","B6",300,150,0,57.93,53.99,8,0]
[2015,"RMPA_2_MAPP_US","RMPA","MAPP_US","External","Summer","B6",300,200,0,59.99,53.99,8,0]
[2015,"RMPA_2_NE","RMPA","NE","External","Summer","B6",300,310,0,59.99,60.99,8,0]
[2015,"RMPA_2_SPP_N","RMPA","SPP_N","External","Summer","B6",300,210,47.16,59.99,67.989999999999995,8,0]
[2015,"SPP_N_2_RMPA","SPP_N","RMPA","External","Summer","B6",300,210,0,67.989999999999995,59.99,5,0]
[2015,"SPP_S_2_ERCOT","SPP_S","ERCOT","External","Summer","B6",300,800,0,68,64.56,5,0]
[2015,"ENT_2_MISO_MO-IL","ENT","MISO_MO-IL","Internal","Summer","B7",400,2260,0,58.62,54.35,8,0]
[2015,"ENT_2_SOCO","ENT","SOCO","Internal","Summer","B7",400,2000,2000,58.62,67.239999999999995,8,0.62]
[2015,"ENT_2_TVA_Transmission","ENT","TVA_Transmission","Internal","Summer","B7",400,2100,0,58.62,60.24,8,0]
[2015,"FRCC_2_SOCO","FRCC","SOCO","Internal","Summer","B7",400,900,0,72.430000000000007,67.239999999999995,8,0]
[2015,"HQ_NEISO_2_NEISO","HQ_NEISO","NEISO","Internal","Summer","B7",400,99999,2920,53.05,53.06,0.01,0]
[2015,"HQ_NY_2_NYISO_A-F","HQ_NY","NYISO_A-F","Internal","Summer","B7",400,99999,1000,56.03,56.04,0.01,0]
[2015,"HQ_IESO_2_IESO","HQ_IESO","IESO","Internal","Summer","B7",400,99999,400,47.34,47.35,0.01,0]
[2015,"IESO_2_MAPP_CA","IESO","MAPP_CA","Internal","Summer","B7",400,269,0,47.35,54.32,7,0]
[2015,"IESO_2_MISO_MI","IESO","MISO_MI","Internal","Summer","B7",400,3125,2539.37,47.35,54.35,7,0]
[2015,"IESO_2_MISO_W","IESO","MISO_W","Internal","Summer","B7",400,195,0,47.35,54.34,7,0]
[2015,"IESO_2_NYISO_A-F","IESO","NYISO_A-F","Internal","Summer","B7",400,2224,2224,47.35,56.04,7,1.69]
[2015,"MAPP_CA_2_IESO","MAPP_CA","IESO","Internal","Summer","B7",400,337,0,54.32,47.35,8,0]
[2015,"MAPP_CA_2_MAPP_US","MAPP_CA","MAPP_US","Internal","Summer","B7",400,372,0,54.32,52.46,7,0]
[2015,"MAPP_CA_2_MISO_W","MAPP_CA","MISO_W","Internal","Summer","B7",400,1970,1222.19,54.32,54.34,0.01,0]
[2015,"MAPP_US_2_MAPP_CA","MAPP_US","MAPP_CA","Internal","Summer","B7",400,165,0,52.46,54.32,7,0]
[2015,"MAPP_US_2_MISO_W","MAPP_US","MISO_W","Internal","Summer","B7",400,2635,0,52.46,54.34,7,0]
[2015,"MAPP_US_2_NE","MAPP_US","NE","Internal","Summer","B7",400,2000,451.44,52.46,59.46,7,0]
[2015,"MARITIMES_2_NEISO","MARITIMES","NEISO","Internal","Summer","B7",400,99999,1400,53.05,53.06,0.01,0]
[2015,"MISO_IN_2_MISO_MI","MISO_IN","MISO_MI","Internal","Summer","B7",400,5490,0,54.36,54.35,0.01,0]
[2015,"MISO_IN_2_MISO_MO-IL","MISO_IN","MISO_MO-IL","Internal","Summer","B7",400,5000,0,54.36,54.35,0.01,0]
[2015,"MISO_IN_2_NonRTO_Midwest","MISO_IN","NonRTO_Midwest","Internal","Summer","B7",400,4800,0,54.36,56.67,8,0]
[2015,"MISO_IN_2_PJM_ROR","MISO_IN","PJM_ROR","Internal","Summer","B7",400,992,0,54.36,56.34,2,0]
[2015,"MISO_MI_2_MISO_IN","MISO_MI","MISO_IN","Internal","Summer","B7",400,2535,163.11000000000001,54.35,54.36,0.01,0]
[2015,"MISO_MI_2_MISO_WUMS","MISO_MI","MISO_WUMS","Internal","Summer","B7",400,312,0,54.35,54.34,0.01,0]
[2015,"MISO_MI_2_PJM_ROR","MISO_MI","PJM_ROR","Internal","Summer","B7",400,1424,0,54.35,56.34,2,0]
[2015,"MISO_MO-IL_2_ENT","MISO_MO-IL","ENT","Internal","Summer","B7",400,2540,0,54.35,58.62,8,0]
[2015,"MISO_MO-IL_2_MISO_IN","MISO_MO-IL","MISO_IN","Internal","Summer","B7",400,2100,1186.3800000000001,54.35,54.36,0.01,0]
[2015,"MISO_MO-IL_2_MISO_W","MISO_MO-IL","MISO_W","Internal","Summer","B7",400,1208,0,54.35,54.34,0.01,0]
[2015,"MISO_MO-IL_2_PJM_ROR","MISO_MO-IL","PJM_ROR","Internal","Summer","B7",400,1212,0,54.35,56.34,2,0]
[2015,"MISO_MO-IL_2_TVA_Transmission","MISO_MO-IL","TVA_Transmission","Internal","Summer","B7",400,4000,0,54.35,60.24,8,0]
[2015,"MISO_W_2_IESO","MISO_W","IESO","Internal","Summer","B7",400,145,0,54.34,47.35,8,0]
[2015,"MISO_W_2_MAPP_CA","MISO_W","MAPP_CA","Internal","Summer","B7",400,700,0,54.34,54.32,0.01,0]
[2015,"MISO_W_2_MISO_MO-IL","MISO_W","MISO_MO-IL","Internal","Summer","B7",400,4048,452.29,54.34,54.35,0.01,0]
[2015,"MISO_W_2_MISO_WUMS","MISO_W","MISO_WUMS","Internal","Summer","B7",400,1747,0,54.34,54.34,0.01,0]
[2015,"MISO_W_2_PJM_ROR","MISO_W","PJM_ROR","Internal","Summer","B7",400,19839,713.48,54.34,56.34,2,0]
[2015,"MISO_W_2_SPP_N","MISO_W","SPP_N","Internal","Summer","B7",400,3450,0,54.34,59.47,7,0]
[2015,"MISO_WUMS_2_MISO_MI","MISO_WUMS","MISO_MI","Internal","Summer","B7",400,294,188.81,54.34,54.35,0.01,0]
[2015,"MISO_WUMS_2_MISO_W","MISO_WUMS","MISO_W","Internal","Summer","B7",400,1255,0,54.34,54.34,0.01,0]
[2015,"MISO_WUMS_2_PJM_ROR","MISO_WUMS","PJM_ROR","Internal","Summer","B7",400,1600,434.38,54.34,56.34,2,0]
[2015,"NE_2_MAPP_US","NE","MAPP_US","Internal","Summer","B7",400,1600,0,59.46,52.46,5,0]
[2015,"NE_2_MISO_W","NE","MISO_W","Internal","Summer","B7",400,3614,0,59.46,54.34,5,0]
[2015,"NE_2_SPP_N","NE","SPP_N","Internal","Summer","B7",400,1854,1677.58,59.46,59.47,0.01,0]
[2015,"NEISO_2_NYISO_A-F","NEISO","NYISO_A-F","Internal","Summer","B7",400,600,0,53.06,56.04,3,0]
[2015,"NEISO_2_NYISO_G-I","NEISO","NYISO_G-I","Internal","Summer","B7",400,600,0,53.06,56.05,3,0]
[2015,"NEISO_2_NYISO_J-K","NEISO","NYISO_J-K","Internal","Summer","B7",400,1038,1019.15,53.06,56.06,3,0]
[2015,"NonRTO_Midwest_2_TVA_Transmission","NonRTO_Midwest","TVA_Transmission","Internal","Summer","B7",400,2400,0,56.67,60.24,8,0]
[2015,"NYISO_A-F_2_NEISO","NYISO_A-F","NEISO","Internal","Summer","B7",400,600,0,56.04,53.06,3,0]
[2015,"NYISO_A-F_2_NYISO_G-I","NYISO_A-F","NYISO_G-I","Internal","Summer","B7",400,5266,4637.37,56.04,56.05,0.01,0]
[2015,"NYISO_A-F_2_PJM_ROM","NYISO_A-F","PJM_ROM","Internal","Summer","B7",400,1000,0,56.04,58.79,8,0]
[2015,"NYISO_G-I_2_NEISO","NYISO_G-I","NEISO","Internal","Summer","B7",400,600,0,56.05,53.06,3,0]
[2015,"NYISO_G-I_2_NYISO_J-K","NYISO_G-I","NYISO_J-K","Internal","Summer","B7",400,6130,5311.03,56.05,56.06,0.01,0]
[2015,"NYISO_G-I_2_PJM_E","NYISO_G-I","PJM_E","Internal","Summer","B7",400,1500,0,56.05,58.8,8,0]
[2015,"NYISO_J-K_2_NEISO","NYISO_J-K","NEISO","Internal","Summer","B7",400,608,0,56.06,53.06,3,0]
[2015,"NYISO_J-K_2_PJM_E","NYISO_J-K","PJM_E","Internal","Summer","B7",400,330,0,56.06,58.8,8,0]
[2015,"PJM_E_2_NYISO_G-I","PJM_E","NYISO_G-I","Internal","Summer","B7",400,500,0,58.8,56.05,6,0]
[2015,"PJM_E_2_NYISO_J-K","PJM_E","NYISO_J-K","Internal","Summer","B7",400,330,0,58.8,56.06,6,0]
[2015,"PJM_E_2_PJM_ROM","PJM_E","PJM_ROM","Internal","Summer","B7",400,8000,0,58.8,58.79,0.01,0]
[2015,"PJM_ROR_2_MISO_IN","PJM_ROR","MISO_IN","Internal","Summer","B7",400,909,0,56.34,54.36,2,0]
[2015,"PJM_ROR_2_MISO_MI","PJM_ROR","MISO_MI","Internal","Summer","B7",400,1305,0,56.34,54.35,2,0]
[2015,"PJM_ROR_2_MISO_MO-IL","PJM_ROR","MISO_MO-IL","Internal","Summer","B7",400,1111,0,56.34,54.35,2,0]
[2015,"PJM_ROR_2_MISO_WUMS","PJM_ROR","MISO_WUMS","Internal","Summer","B7",400,1467,0,56.34,54.34,2,0]
[2015,"PJM_ROR_2_PJM_ROM","PJM_ROR","PJM_ROM","Internal","Summer","B7",400,8000,8000,56.34,58.79,0.01,2.44]
[2015,"PJM_ROR_2_TVA_Transmission","PJM_ROR","TVA_Transmission","Internal","Summer","B7",400,2500,0,56.34,60.24,6,0]
[2015,"PJM_ROR_2_VACAR","PJM_ROR","VACAR","Internal","Summer","B7",400,3000,3000,56.34,64.650000000000006,6,2.31]
[2015,"PJM_ROM_2_PJM_E","PJM_ROM","PJM_E","Internal","Summer","B7",400,8000,945.1,58.79,58.8,0.01,0]
[2015,"PJM_ROM_2_PJM_ROR","PJM_ROM","PJM_ROR","Internal","Summer","B7",400,8000,0,58.79,56.34,0.01,0]
[2015,"SOCO_2_ENT","SOCO","ENT","Internal","Summer","B7",400,2400,0,67.239999999999995,58.62,10,0]
[2015,"SOCO_2_FRCC","SOCO","FRCC","Internal","Summer","B7",400,3700,0,67.239999999999995,72.430000000000007,10,0]
[2015,"SOCO_2_TVA_Transmission","SOCO","TVA_Transmission","Internal","Summer","B7",400,2600,0,67.239999999999995,60.24,10,0]
[2015,"SOCO_2_VACAR","SOCO","VACAR","Internal","Summer","B7",400,2000,0,67.239999999999995,64.650000000000006,10,0]
[2015,"SPP_N_2_ENT","SPP_N","ENT","Internal","Summer","B7",400,7346,0,59.47,58.62,5,0]
[2015,"SPP_N_2_MISO_MO-IL","SPP_N","MISO_MO-IL","Internal","Summer","B7",400,3954,0,59.47,54.35,5,0]
[2015,"SPP_N_2_MISO_W","SPP_N","MISO_W","Internal","Summer","B7",400,1000,0,59.47,54.34,5,0]
[2015,"SPP_N_2_NE","SPP_N","NE","Internal","Summer","B7",400,384,0,59.47,59.46,0.01,0]
[2015,"SPP_N_2_SPP_S","SPP_N","SPP_S","Internal","Summer","B7",400,4000,672.65,59.47,59.48,0.01,0]
[2015,"SPP_S_2_ENT","SPP_S","ENT","Internal","Summer","B7",400,4280,0,59.48,58.62,5,0]
[2015,"SPP_S_2_SPP_N","SPP_S","SPP_N","Internal","Summer","B7",400,640,0,59.48,59.47,0.01,0]
[2015,"TVA_2_NonRTO_Midwest","TVA","NonRTO_Midwest","Internal","Summer","B7",400,100,0,57.96,56.67,9,0]
[2015,"TVA_2_SOCO","TVA","SOCO","Internal","Summer","B7",400,500,500,57.96,67.239999999999995,9,0.28000000000000003]
[2015,"TVA_2_VACAR","TVA","VACAR","Internal","Summer","B7",400,150,0,57.96,64.650000000000006,9,0]
[2015,"TVA_Transmission_2_NonRTO_Midwest","TVA_Transmission","NonRTO_Midwest","Internal","Summer","B7",400,700,0,60.24,56.67,9,0]
[2015,"TVA_Transmission_2_SOCO","TVA_Transmission","SOCO","Internal","Summer","B7",400,3200,0,60.24,67.239999999999995,9,0]
[2015,"TVA_Transmission_2_TVA","TVA_Transmission","TVA","Internal","Summer","B7",400,99999,0,60.24,57.96,0.01,0]
[2015,"TVA_Transmission_2_VACAR","TVA_Transmission","VACAR","Internal","Summer","B7",400,900,0,60.24,64.650000000000006,9,0]
[2015,"VACAR_2_PJM_ROR","VACAR","PJM_ROR","Internal","Summer","B7",400,2000,0,64.650000000000006,56.34,7,0]
[2015,"VACAR_2_SOCO","VACAR","SOCO","Internal","Summer","B7",400,3000,0,64.650000000000006,67.239999999999995,7,0]
[2015,"VACAR_2_TVA_Transmission","VACAR","TVA_Transmission","Internal","Summer","B7",400,900,0,64.650000000000006,60.24,7,0]
[2015,"AZ_NM_SNV_Coal_2_SPP_S","AZ_NM_SNV_Coal","SPP_S","External","Summer","B7",400,400,0,56.55,59.48,8.17,0]
[2015,"ERCOT_2_SPP_S","ERCOT","SPP_S","External","Summer","B7",400,800,0,61.26,59.48,8,0]
[2015,"MAPP_US_2_RMPA","MAPP_US","RMPA","External","Summer","B7",400,200,0,52.46,59.2,8,0]
[2015,"NE_2_RMPA","NE","RMPA","External","Summer","B7",400,310,0,59.46,59.2,5,0]
[2015,"NWPP_Coal_2_MAPP_US","NWPP_Coal","MAPP_US","External","Summer","B7",400,150,0,57.93,52.46,8,0]
[2015,"RMPA_2_MAPP_US","RMPA","MAPP_US","External","Summer","B7",400,200,0,59.2,52.46,8,0]
[2015,"RMPA_2_NE","RMPA","NE","External","Summer","B7",400,310,0,59.2,59.46,8,0]
[2015,"RMPA_2_SPP_N","RMPA","SPP_N","External","Summer","B7",400,210,0,59.2,59.47,8,0]
[2015,"SPP_N_2_RMPA","SPP_N","RMPA","External","Summer","B7",400,210,0,59.47,59.2,5,0]
[2015,"SPP_S_2_ERCOT","SPP_S","ERCOT","External","Summer","B7",400,800,0,59.48,61.26,5,0]
[2015,"ENT_2_MISO_MO-IL","ENT","MISO_MO-IL","Internal","Summer","B8",500,2260,0,58.62,53.54,8,0]
[2015,"ENT_2_SOCO","ENT","SOCO","Internal","Summer","B8",500,2000,442.91,58.62,66.62,8,0]
[2015,"ENT_2_TVA_Transmission","ENT","TVA_Transmission","Internal","Summer","B8",500,2100,0,58.62,59.63,8,0]
[2015,"FRCC_2_SOCO","FRCC","SOCO","Internal","Summer","B8",500,900,0,66.14,66.62,8,0]
[2015,"HQ_NEISO_2_NEISO","HQ_NEISO","NEISO","Internal","Summer","B8",500,99999,2920,53.05,53.06,0.01,0]
[2015,"HQ_NY_2_NYISO_A-F","HQ_NY","NYISO_A-F","Internal","Summer","B8",500,99999,1000,55.16,55.18,0.01,0]
[2015,"HQ_IESO_2_IESO","HQ_IESO","IESO","Internal","Summer","B8",500,99999,400,46.52,46.53,0.01,0]
[2015,"IESO_2_MAPP_CA","IESO","MAPP_CA","Internal","Summer","B8",500,269,0,46.53,53.52,7,0]
[2015,"IESO_2_MISO_MI","IESO","MISO_MI","Internal","Summer","B8",500,3125,3125,46.53,53.54,7,0.01]
[2015,"IESO_2_MISO_W","IESO","MISO_W","Internal","Summer","B8",500,195,136.88,46.53,53.53,7,0]
[2015,"IESO_2_NYISO_A-F","IESO","NYISO_A-F","Internal","Summer","B8",500,2224,2224,46.53,55.18,7,1.65]
[2015,"MAPP_CA_2_IESO","MAPP_CA","IESO","Internal","Summer","B8",500,337,0,53.52,46.53,8,0]
[2015,"MAPP_CA_2_MAPP_US","MAPP_CA","MAPP_US","Internal","Summer","B8",500,372,0,53.52,51.2,7,0]
[2015,"MAPP_CA_2_MISO_W","MAPP_CA","MISO_W","Internal","Summer","B8",500,1970,1407.95,53.52,53.53,0.01,0]
[2015,"MAPP_US_2_MAPP_CA","MAPP_US","MAPP_CA","Internal","Summer","B8",500,165,0,51.2,53.52,7,0]
[2015,"MAPP_US_2_MISO_W","MAPP_US","MISO_W","Internal","Summer","B8",500,2635,0,51.2,53.53,7,0]
[2015,"MAPP_US_2_NE","MAPP_US","NE","Internal","Summer","B8",500,2000,0,51.2,58.03,7,0]
[2015,"MARITIMES_2_NEISO","MARITIMES","NEISO","Internal","Summer","B8",500,99999,1400,53.05,53.06,0.01,0]
[2015,"MISO_IN_2_MISO_MI","MISO_IN","MISO_MI","Internal","Summer","B8",500,5490,0,53.55,53.54,0.01,0]
[2015,"MISO_IN_2_MISO_MO-IL","MISO_IN","MISO_MO-IL","Internal","Summer","B8",500,5000,0,53.55,53.54,0.01,0]
[2015,"MISO_IN_2_NonRTO_Midwest","MISO_IN","NonRTO_Midwest","Internal","Summer","B8",500,4800,0,53.55,56.59,8,0]
[2015,"MISO_IN_2_PJM_ROR","MISO_IN","PJM_ROR","Internal","Summer","B8",500,992,0,53.55,55.53,2,0]
[2015,"MISO_MI_2_MISO_IN","MISO_MI","MISO_IN","Internal","Summer","B8",500,2535,664.51,53.54,53.55,0.01,0]
[2015,"MISO_MI_2_MISO_WUMS","MISO_MI","MISO_WUMS","Internal","Summer","B8",500,312,0,53.54,53.53,0.01,0]
[2015,"MISO_MI_2_PJM_ROR","MISO_MI","PJM_ROR","Internal","Summer","B8",500,1424,0,53.54,55.53,2,0]
[2015,"MISO_MO-IL_2_ENT","MISO_MO-IL","ENT","Internal","Summer","B8",500,2540,0,53.54,58.62,8,0]
[2015,"MISO_MO-IL_2_MISO_IN","MISO_MO-IL","MISO_IN","Internal","Summer","B8",500,2100,1110.27,53.54,53.55,0.01,0]
[2015,"MISO_MO-IL_2_MISO_W","MISO_MO-IL","MISO_W","Internal","Summer","B8",500,1208,0,53.54,53.53,0.01,0]
[2015,"MISO_MO-IL_2_PJM_ROR","MISO_MO-IL","PJM_ROR","Internal","Summer","B8",500,1212,0,53.54,55.53,2,0]
[2015,"MISO_MO-IL_2_TVA_Transmission","MISO_MO-IL","TVA_Transmission","Internal","Summer","B8",500,4000,0,53.54,59.63,8,0]
[2015,"MISO_W_2_IESO","MISO_W","IESO","Internal","Summer","B8",500,145,0,53.53,46.53,8,0]
[2015,"MISO_W_2_MAPP_CA","MISO_W","MAPP_CA","Internal","Summer","B8",500,700,0,53.53,53.52,0.01,0]
[2015,"MISO_W_2_MISO_MO-IL","MISO_W","MISO_MO-IL","Internal","Summer","B8",500,4048,44.75,53.53,53.54,0.01,0]
[2015,"MISO_W_2_MISO_WUMS","MISO_W","MISO_WUMS","Internal","Summer","B8",500,1747,0,53.53,53.53,0.01,0]
[2015,"MISO_W_2_PJM_ROR","MISO_W","PJM_ROR","Internal","Summer","B8",500,19839,711.06,53.53,55.53,2,0]
[2015,"MISO_W_2_SPP_N","MISO_W","SPP_N","Internal","Summer","B8",500,3450,0,53.53,58.05,7,0]
[2015,"MISO_WUMS_2_MISO_MI","MISO_WUMS","MISO_MI","Internal","Summer","B8",500,294,40.68,53.53,53.54,0.01,0]
[2015,"MISO_WUMS_2_MISO_W","MISO_WUMS","MISO_W","Internal","Summer","B8",500,1255,0,53.53,53.53,0.01,0]
[2015,"MISO_WUMS_2_PJM_ROR","MISO_WUMS","PJM_ROR","Internal","Summer","B8",500,1600,634.45000000000005,53.53,55.53,2,0]
[2015,"NE_2_MAPP_US","NE","MAPP_US","Internal","Summer","B8",500,1600,0,58.03,51.2,5,0]
[2015,"NE_2_MISO_W","NE","MISO_W","Internal","Summer","B8",500,3614,0,58.03,53.53,5,0]
[2015,"NE_2_SPP_N","NE","SPP_N","Internal","Summer","B8",500,1854,1259.96,58.03,58.05,0.01,0]
[2015,"NEISO_2_NYISO_A-F","NEISO","NYISO_A-F","Internal","Summer","B8",500,600,0,53.06,55.18,3,0]
[2015,"NEISO_2_NYISO_G-I","NEISO","NYISO_G-I","Internal","Summer","B8",500,600,0,53.06,55.19,3,0]
[2015,"NEISO_2_NYISO_J-K","NEISO","NYISO_J-K","Internal","Summer","B8",500,1038,0,53.06,55.2,3,0]
[2015,"NonRTO_Midwest_2_TVA_Transmission","NonRTO_Midwest","TVA_Transmission","Internal","Summer","B8",500,2400,0,56.59,59.63,8,0]
[2015,"NYISO_A-F_2_NEISO","NYISO_A-F","NEISO","Internal","Summer","B8",500,600,0,55.18,53.06,3,0]
[2015,"NYISO_A-F_2_NYISO_G-I","NYISO_A-F","NYISO_G-I","Internal","Summer","B8",500,5266,4914.57,55.18,55.19,0.01,0]
[2015,"NYISO_A-F_2_PJM_ROM","NYISO_A-F","PJM_ROM","Internal","Summer","B8",500,1000,0,55.18,56.86,8,0]
[2015,"NYISO_G-I_2_NEISO","NYISO_G-I","NEISO","Internal","Summer","B8",500,600,0,55.19,53.06,3,0]
[2015,"NYISO_G-I_2_NYISO_J-K","NYISO_G-I","NYISO_J-K","Internal","Summer","B8",500,6130,5681.49,55.19,55.2,0.01,0]
[2015,"NYISO_G-I_2_PJM_E","NYISO_G-I","PJM_E","Internal","Summer","B8",500,1500,0,55.19,56.84,8,0]
[2015,"NYISO_J-K_2_NEISO","NYISO_J-K","NEISO","Internal","Summer","B8",500,608,0,55.2,53.06,3,0]
[2015,"NYISO_J-K_2_PJM_E","NYISO_J-K","PJM_E","Internal","Summer","B8",500,330,0,55.2,56.84,8,0]
[2015,"PJM_E_2_NYISO_G-I","PJM_E","NYISO_G-I","Internal","Summer","B8",500,500,0,56.84,55.19,6,0]
[2015,"PJM_E_2_NYISO_J-K","PJM_E","NYISO_J-K","Internal","Summer","B8",500,330,0,56.84,55.2,6,0]
[2015,"PJM_E_2_PJM_ROM","PJM_E","PJM_ROM","Internal","Summer","B8",500,8000,7.89,56.84,56.86,0.01,0]
[2015,"PJM_ROR_2_MISO_IN","PJM_ROR","MISO_IN","Internal","Summer","B8",500,909,0,55.53,53.55,2,0]
[2015,"PJM_ROR_2_MISO_MI","PJM_ROR","MISO_MI","Internal","Summer","B8",500,1305,0,55.53,53.54,2,0]
[2015,"PJM_ROR_2_MISO_MO-IL","PJM_ROR","MISO_MO-IL","Internal","Summer","B8",500,1111,0,55.53,53.54,2,0]
[2015,"PJM_ROR_2_MISO_WUMS","PJM_ROR","MISO_WUMS","Internal","Summer","B8",500,1467,0,55.53,53.53,2,0]
[2015,"PJM_ROR_2_PJM_ROM","PJM_ROR","PJM_ROM","Internal","Summer","B8",500,8000,8000,55.53,56.86,0.01,1.32]
[2015,"PJM_ROR_2_TVA_Transmission","PJM_ROR","TVA_Transmission","Internal","Summer","B8",500,2500,0,55.53,59.63,6,0]
[2015,"PJM_ROR_2_VACAR","PJM_ROR","VACAR","Internal","Summer","B8",500,3000,3000,55.53,61.58,6,0.05]
[2015,"PJM_ROM_2_PJM_E","PJM_ROM","PJM_E","Internal","Summer","B8",500,8000,0,56.86,56.84,0.01,0]
[2015,"PJM_ROM_2_PJM_ROR","PJM_ROM","PJM_ROR","Internal","Summer","B8",500,8000,0,56.86,55.53,0.01,0]
[2015,"SOCO_2_ENT","SOCO","ENT","Internal","Summer","B8",500,2400,0,66.62,58.62,10,0]
[2015,"SOCO_2_FRCC","SOCO","FRCC","Internal","Summer","B8",500,3700,0,66.62,66.14,10,0]
[2015,"SOCO_2_TVA_Transmission","SOCO","TVA_Transmission","Internal","Summer","B8",500,2600,0,66.62,59.63,10,0]
[2015,"SOCO_2_VACAR","SOCO","VACAR","Internal","Summer","B8",500,2000,0,66.62,61.58,10,0]
[2015,"SPP_N_2_ENT","SPP_N","ENT","Internal","Summer","B8",500,7346,0,58.05,58.62,5,0]
[2015,"SPP_N_2_MISO_MO-IL","SPP_N","MISO_MO-IL","Internal","Summer","B8",500,3954,0,58.05,53.54,5,0]
[2015,"SPP_N_2_MISO_W","SPP_N","MISO_W","Internal","Summer","B8",500,1000,0,58.05,53.53,5,0]
[2015,"SPP_N_2_NE","SPP_N","NE","Internal","Summer","B8",500,384,0,58.05,58.03,0.01,0]
[2015,"SPP_N_2_SPP_S","SPP_N","SPP_S","Internal","Summer","B8",500,4000,1292.99,58.05,58.06,0.01,0]
[2015,"SPP_S_2_ENT","SPP_S","ENT","Internal","Summer","B8",500,4280,0,58.06,58.62,5,0]
[2015,"SPP_S_2_SPP_N","SPP_S","SPP_N","Internal","Summer","B8",500,640,0,58.06,58.05,0.01,0]
[2015,"TVA_2_NonRTO_Midwest","TVA","NonRTO_Midwest","Internal","Summer","B8",500,100,0,57.88,56.59,9,0]
[2015,"TVA_2_SOCO","TVA","SOCO","Internal","Summer","B8",500,500,0,57.88,66.62,9,0]
[2015,"TVA_2_VACAR","TVA","VACAR","Internal","Summer","B8",500,150,0,57.88,61.58,9,0]
[2015,"TVA_Transmission_2_NonRTO_Midwest","TVA_Transmission","NonRTO_Midwest","Internal","Summer","B8",500,700,0,59.63,56.59,9,0]
[2015,"TVA_Transmission_2_SOCO","TVA_Transmission","SOCO","Internal","Summer","B8",500,3200,0,59.63,66.62,9,0]
[2015,"TVA_Transmission_2_TVA","TVA_Transmission","TVA","Internal","Summer","B8",500,99999,0,59.63,57.88,0.01,0]
[2015,"TVA_Transmission_2_VACAR","TVA_Transmission","VACAR","Internal","Summer","B8",500,900,0,59.63,61.58,9,0]
[2015,"VACAR_2_PJM_ROR","VACAR","PJM_ROR","Internal","Summer","B8",500,2000,0,61.58,55.53,7,0]
[2015,"VACAR_2_SOCO","VACAR","SOCO","Internal","Summer","B8",500,3000,0,61.58,66.62,7,0]
[2015,"VACAR_2_TVA_Transmission","VACAR","TVA_Transmission","Internal","Summer","B8",500,900,0,61.58,59.63,7,0]
[2015,"AZ_NM_SNV_Coal_2_SPP_S","AZ_NM_SNV_Coal","SPP_S","External","Summer","B8",500,400,0,56.55,58.06,8.17,0]
[2015,"ERCOT_2_SPP_S","ERCOT","SPP_S","External","Summer","B8",500,800,0,56.13,58.06,8,0]
[2015,"MAPP_US_2_RMPA","MAPP_US","RMPA","External","Summer","B8",500,200,0,51.2,59.2,8,0]
[2015,"NE_2_RMPA","NE","RMPA","External","Summer","B8",500,310,0,58.03,59.2,5,0]
[2015,"NWPP_Coal_2_MAPP_US","NWPP_Coal","MAPP_US","External","Summer","B8",500,150,0,57.93,51.2,8,0]
[2015,"RMPA_2_MAPP_US","RMPA","MAPP_US","External","Summer","B8",500,200,0,59.2,51.2,8,0]
[2015,"RMPA_2_NE","RMPA","NE","External","Summer","B8",500,310,0,59.2,58.03,8,0]
[2015,"RMPA_2_SPP_N","RMPA","SPP_N","External","Summer","B8",500,210,0,59.2,58.05,8,0]
[2015,"SPP_N_2_RMPA","SPP_N","RMPA","External","Summer","B8",500,210,0,58.05,59.2,5,0]
[2015,"SPP_S_2_ERCOT","SPP_S","ERCOT","External","Summer","B8",500,800,0,58.06,56.13,5,0]
[2015,"ENT_2_MISO_MO-IL","ENT","MISO_MO-IL","Internal","Summer","B9",800,2260,0,58.19,52.87,8,0]
[2015,"ENT_2_SOCO","ENT","SOCO","Internal","Summer","B9",800,2000,0,58.19,59.14,8,0]
[2015,"ENT_2_TVA_Transmission","ENT","TVA_Transmission","Internal","Summer","B9",800,2100,0,58.19,58.61,8,0]
[2015,"FRCC_2_SOCO","FRCC","SOCO","Internal","Summer","B9",800,900,0,63.4,59.14,8,0]
[2015,"HQ_NEISO_2_NEISO","HQ_NEISO","NEISO","Internal","Summer","B9",800,99999,2920,53.05,53.06,0.01,0]
[2015,"HQ_NY_2_NYISO_A-F","HQ_NY","NYISO_A-F","Internal","Summer","B9",800,99999,1000,55.16,55.18,0.01,0]
[2015,"HQ_IESO_2_IESO","HQ_IESO","IESO","Internal","Summer","B9",800,99999,400,45.93,45.94,0.01,0]
[2015,"IESO_2_MAPP_CA","IESO","MAPP_CA","Internal","Summer","B9",800,269,0,45.94,52.87,7,0]
[2015,"IESO_2_MISO_MI","IESO","MISO_MI","Internal","Summer","B9",800,3125,2725.6,45.94,52.94,7,0]
[2015,"IESO_2_MISO_W","IESO","MISO_W","Internal","Summer","B9",800,195,0,45.94,52.85,7,0]
[2015,"IESO_2_NYISO_A-F","IESO","NYISO_A-F","Internal","Summer","B9",800,2224,2224,45.94,55.18,7,2.2400000000000002]
[2015,"MAPP_CA_2_IESO","MAPP_CA","IESO","Internal","Summer","B9",800,337,0,52.87,45.94,8,0]
[2015,"MAPP_CA_2_MAPP_US","MAPP_CA","MAPP_US","Internal","Summer","B9",800,372,0,52.87,51.2,7,0]
[2015,"MAPP_CA_2_MISO_W","MAPP_CA","MISO_W","Internal","Summer","B9",800,1970,0,52.87,52.85,0.01,0]
[2015,"MAPP_US_2_MAPP_CA","MAPP_US","MAPP_CA","Internal","Summer","B9",800,165,0,51.2,52.87,7,0]
[2015,"MAPP_US_2_MISO_W","MAPP_US","MISO_W","Internal","Summer","B9",800,2635,0,51.2,52.85,7,0]
[2015,"MAPP_US_2_NE","MAPP_US","NE","Internal","Summer","B9",800,2000,0,51.2,56.04,7,0]
[2015,"MARITIMES_2_NEISO","MARITIMES","NEISO","Internal","Summer","B9",800,99999,1400,53.05,53.06,0.01,0]
[2015,"MISO_IN_2_MISO_MI","MISO_IN","MISO_MI","Internal","Summer","B9",800,5490,1000.05,52.93,52.94,0.01,0]
[2015,"MISO_IN_2_MISO_MO-IL","MISO_IN","MISO_MO-IL","Internal","Summer","B9",800,5000,0,52.93,52.87,0.01,0]
[2015,"MISO_IN_2_NonRTO_Midwest","MISO_IN","NonRTO_Midwest","Internal","Summer","B9",800,4800,0,52.93,55.46,8,0]
[2015,"MISO_IN_2_PJM_ROR","MISO_IN","PJM_ROR","Internal","Summer","B9",800,992,0,52.93,53.6,2,0]
[2015,"MISO_MI_2_MISO_IN","MISO_MI","MISO_IN","Internal","Summer","B9",800,2535,0,52.94,52.93,0.01,0]
[2015,"MISO_MI_2_MISO_WUMS","MISO_MI","MISO_WUMS","Internal","Summer","B9",800,312,0,52.94,52.84,0.01,0]
[2015,"MISO_MI_2_PJM_ROR","MISO_MI","PJM_ROR","Internal","Summer","B9",800,1424,0,52.94,53.6,2,0]
[2015,"MISO_MO-IL_2_ENT","MISO_MO-IL","ENT","Internal","Summer","B9",800,2540,0,52.87,58.19,8,0]
[2015,"MISO_MO-IL_2_MISO_IN","MISO_MO-IL","MISO_IN","Internal","Summer","B9",800,2100,2100,52.87,52.93,0.01,0.05]
[2015,"MISO_MO-IL_2_MISO_W","MISO_MO-IL","MISO_W","Internal","Summer","B9",800,1208,0,52.87,52.85,0.01,0]
[2015,"MISO_MO-IL_2_PJM_ROR","MISO_MO-IL","PJM_ROR","Internal","Summer","B9",800,1212,0,52.87,53.6,2,0]
[2015,"MISO_MO-IL_2_TVA_Transmission","MISO_MO-IL","TVA_Transmission","Internal","Summer","B9",800,4000,0,52.87,58.61,8,0]
[2015,"MISO_W_2_IESO","MISO_W","IESO","Internal","Summer","B9",800,145,0,52.85,45.94,8,0]
[2015,"MISO_W_2_MAPP_CA","MISO_W","MAPP_CA","Internal","Summer","B9",800,700,184.87,52.85,52.87,0.01,0]
[2015,"MISO_W_2_MISO_MO-IL","MISO_W","MISO_MO-IL","Internal","Summer","B9",800,4048,535.92999999999995,52.85,52.87,0.01,0]
[2015,"MISO_W_2_MISO_WUMS","MISO_W","MISO_WUMS","Internal","Summer","B9",800,1747,0,52.85,52.84,0.01,0]
[2015,"MISO_W_2_PJM_ROR","MISO_W","PJM_ROR","Internal","Summer","B9",800,19839,0,52.85,53.6,2,0]
[2015,"MISO_W_2_SPP_N","MISO_W","SPP_N","Internal","Summer","B9",800,3450,0,52.85,56.05,7,0]
[2015,"MISO_WUMS_2_MISO_MI","MISO_WUMS","MISO_MI","Internal","Summer","B9",800,294,294,52.84,52.94,0.01,0.08]
[2015,"MISO_WUMS_2_MISO_W","MISO_WUMS","MISO_W","Internal","Summer","B9",800,1255,539.05999999999995,52.84,52.85,0.01,0]
[2015,"MISO_WUMS_2_PJM_ROR","MISO_WUMS","PJM_ROR","Internal","Summer","B9",800,1600,0,52.84,53.6,2,0]
[2015,"NE_2_MAPP_US","NE","MAPP_US","Internal","Summer","B9",800,1600,0,56.04,51.2,5,0]
[2015,"NE_2_MISO_W","NE","MISO_W","Internal","Summer","B9",800,3614,0,56.04,52.85,5,0]
[2015,"NE_2_SPP_N","NE","SPP_N","Internal","Summer","B9",800,1854,1490.19,56.04,56.05,0.01,0]
[2015,"NEISO_2_NYISO_A-F","NEISO","NYISO_A-F","Internal","Summer","B9",800,600,0,53.06,55.18,3,0]
[2015,"NEISO_2_NYISO_G-I","NEISO","NYISO_G-I","Internal","Summer","B9",800,600,0,53.06,55.19,3,0]
[2015,"NEISO_2_NYISO_J-K","NEISO","NYISO_J-K","Internal","Summer","B9",800,1038,0,53.06,55.2,3,0]
[2015,"NonRTO_Midwest_2_TVA_Transmission","NonRTO_Midwest","TVA_Transmission","Internal","Summer","B9",800,2400,0,55.46,58.61,8,0]
[2015,"NYISO_A-F_2_NEISO","NYISO_A-F","NEISO","Internal","Summer","B9",800,600,0,55.18,53.06,3,0]
[2015,"NYISO_A-F_2_NYISO_G-I","NYISO_A-F","NYISO_G-I","Internal","Summer","B9",800,5266,4628.09,55.18,55.19,0.01,0]
[2015,"NYISO_A-F_2_PJM_ROM","NYISO_A-F","PJM_ROM","Internal","Summer","B9",800,1000,0,55.18,56.6,8,0]
[2015,"NYISO_G-I_2_NEISO","NYISO_G-I","NEISO","Internal","Summer","B9",800,600,0,55.19,53.06,3,0]
[2015,"NYISO_G-I_2_NYISO_J-K","NYISO_G-I","NYISO_J-K","Internal","Summer","B9",800,6130,4852.25,55.19,55.2,0.01,0]
[2015,"NYISO_G-I_2_PJM_E","NYISO_G-I","PJM_E","Internal","Summer","B9",800,1500,0,55.19,56.59,8,0]
[2015,"NYISO_J-K_2_NEISO","NYISO_J-K","NEISO","Internal","Summer","B9",800,608,0,55.2,53.06,3,0]
[2015,"NYISO_J-K_2_PJM_E","NYISO_J-K","PJM_E","Internal","Summer","B9",800,330,0,55.2,56.59,8,0]
[2015,"PJM_E_2_NYISO_G-I","PJM_E","NYISO_G-I","Internal","Summer","B9",800,500,0,56.59,55.19,6,0]
[2015,"PJM_E_2_NYISO_J-K","PJM_E","NYISO_J-K","Internal","Summer","B9",800,330,0,56.59,55.2,6,0]
[2015,"PJM_E_2_PJM_ROM","PJM_E","PJM_ROM","Internal","Summer","B9",800,8000,5.0599999999999996,56.59,56.6,0.01,0]
[2015,"PJM_ROR_2_MISO_IN","PJM_ROR","MISO_IN","Internal","Summer","B9",800,909,0,53.6,52.93,2,0]
[2015,"PJM_ROR_2_MISO_MI","PJM_ROR","MISO_MI","Internal","Summer","B9",800,1305,0,53.6,52.94,2,0]
[2015,"PJM_ROR_2_MISO_MO-IL","PJM_ROR","MISO_MO-IL","Internal","Summer","B9",800,1111,0,53.6,52.87,2,0]
[2015,"PJM_ROR_2_MISO_WUMS","PJM_ROR","MISO_WUMS","Internal","Summer","B9",800,1467,0,53.6,52.84,2,0]
[2015,"PJM_ROR_2_PJM_ROM","PJM_ROR","PJM_ROM","Internal","Summer","B9",800,8000,8000,53.6,56.6,0.01,2.99]
[2015,"PJM_ROR_2_TVA_Transmission","PJM_ROR","TVA_Transmission","Internal","Summer","B9",800,2500,0,53.6,58.61,6,0]
[2015,"PJM_ROR_2_VACAR","PJM_ROR","VACAR","Internal","Summer","B9",800,3000,3000,53.6,59.74,6,0.15]
[2015,"PJM_ROM_2_PJM_E","PJM_ROM","PJM_E","Internal","Summer","B9",800,8000,0,56.6,56.59,0.01,0]
[2015,"PJM_ROM_2_PJM_ROR","PJM_ROM","PJM_ROR","Internal","Summer","B9",800,8000,0,56.6,53.6,0.01,0]
[2015,"SOCO_2_ENT","SOCO","ENT","Internal","Summer","B9",800,2400,0,59.14,58.19,10,0]
[2015,"SOCO_2_FRCC","SOCO","FRCC","Internal","Summer","B9",800,3700,0,59.14,63.4,10,0]
[2015,"SOCO_2_TVA_Transmission","SOCO","TVA_Transmission","Internal","Summer","B9",800,2600,0,59.14,58.61,10,0]
[2015,"SOCO_2_VACAR","SOCO","VACAR","Internal","Summer","B9",800,2000,0,59.14,59.74,10,0]
[2015,"SPP_N_2_ENT","SPP_N","ENT","Internal","Summer","B9",800,7346,0,56.05,58.19,5,0]
[2015,"SPP_N_2_MISO_MO-IL","SPP_N","MISO_MO-IL","Internal","Summer","B9",800,3954,0,56.05,52.87,5,0]
[2015,"SPP_N_2_MISO_W","SPP_N","MISO_W","Internal","Summer","B9",800,1000,0,56.05,52.85,5,0]
[2015,"SPP_N_2_NE","SPP_N","NE","Internal","Summer","B9",800,384,0,56.05,56.04,0.01,0]
[2015,"SPP_N_2_SPP_S","SPP_N","SPP_S","Internal","Summer","B9",800,4000,1450.11,56.05,56.06,0.01,0]
[2015,"SPP_S_2_ENT","SPP_S","ENT","Internal","Summer","B9",800,4280,0,56.06,58.19,5,0]
[2015,"SPP_S_2_SPP_N","SPP_S","SPP_N","Internal","Summer","B9",800,640,0,56.06,56.05,0.01,0]
[2015,"TVA_2_NonRTO_Midwest","TVA","NonRTO_Midwest","Internal","Summer","B9",800,100,0,57.88,55.46,9,0]
[2015,"TVA_2_SOCO","TVA","SOCO","Internal","Summer","B9",800,500,0,57.88,59.14,9,0]
[2015,"TVA_2_VACAR","TVA","VACAR","Internal","Summer","B9",800,150,0,57.88,59.74,9,0]
[2015,"TVA_Transmission_2_NonRTO_Midwest","TVA_Transmission","NonRTO_Midwest","Internal","Summer","B9",800,700,0,58.61,55.46,9,0]
[2015,"TVA_Transmission_2_SOCO","TVA_Transmission","SOCO","Internal","Summer","B9",800,3200,0,58.61,59.14,9,0]
[2015,"TVA_Transmission_2_TVA","TVA_Transmission","TVA","Internal","Summer","B9",800,99999,0,58.61,57.88,0.01,0]
[2015,"TVA_Transmission_2_VACAR","TVA_Transmission","VACAR","Internal","Summer","B9",800,900,0,58.61,59.74,9,0]
[2015,"VACAR_2_PJM_ROR","VACAR","PJM_ROR","Internal","Summer","B9",800,2000,0,59.74,53.6,7,0]
[2015,"VACAR_2_SOCO","VACAR","SOCO","Internal","Summer","B9",800,3000,0,59.74,59.14,7,0]
[2015,"VACAR_2_TVA_Transmission","VACAR","TVA_Transmission","Internal","Summer","B9",800,900,0,59.74,58.61,7,0]
[2015,"AZ_NM_SNV_Coal_2_SPP_S","AZ_NM_SNV_Coal","SPP_S","External","Summer","B9",800,400,0,56.25,56.06,8.17,0]
[2015,"ERCOT_2_SPP_S","ERCOT","SPP_S","External","Summer","B9",800,800,0,56.13,56.06,8,0]
[2015,"MAPP_US_2_RMPA","MAPP_US","RMPA","External","Summer","B9",800,200,0,51.2,59.2,8,0]
[2015,"NE_2_RMPA","NE","RMPA","External","Summer","B9",800,310,0,56.04,59.2,5,0]
[2015,"NWPP_Coal_2_MAPP_US","NWPP_Coal","MAPP_US","External","Summer","B9",800,150,0,57.93,51.2,8,0]
[2015,"RMPA_2_MAPP_US","RMPA","MAPP_US","External","Summer","B9",800,200,0,59.2,51.2,8,0]
[2015,"RMPA_2_NE","RMPA","NE","External","Summer","B9",800,310,0,59.2,56.04,8,0]
[2015,"RMPA_2_SPP_N","RMPA","SPP_N","External","Summer","B9",800,210,0,59.2,56.05,8,0]
[2015,"SPP_N_2_RMPA","SPP_N","RMPA","External","Summer","B9",800,210,0,56.05,59.2,5,0]
[2015,"SPP_S_2_ERCOT","SPP_S","ERCOT","External","Summer","B9",800,800,0,56.06,56.13,5,0]
[2020,"ENT_2_MISO_MO-IL","ENT","MISO_MO-IL","Internal","Summer","B1",10,2260,2260,94.73,105.43,8,2.7]
[2020,"ENT_2_SOCO","ENT","SOCO","Internal","Summer","B1",10,2000,2000,94.73,125.43,8,22.7]
[2020,"ENT_2_TVA_Transmission","ENT","TVA_Transmission","Internal","Summer","B1",10,2100,2100,94.73,116.42,8,13.69]
[2020,"FRCC_2_SOCO","FRCC","SOCO","Internal","Summer","B1",10,900,0,135.43,125.43,8,0]
[2020,"HQ_NEISO_2_NEISO","HQ_NEISO","NEISO","Internal","Summer","B1",10,99999,2920.1,345.26,345.27,0.01,0]
[2020,"HQ_NY_2_NYISO_A-F","HQ_NY","NYISO_A-F","Internal","Summer","B1",10,99999,1000.1,105.39,105.4,0.01,0]
[2020,"HQ_IESO_2_IESO","HQ_IESO","IESO","Internal","Summer","B1",10,99999,400.1,98.39,98.4,0.01,0]
[2020,"IESO_2_MAPP_CA","IESO","MAPP_CA","Internal","Summer","B1",10,269,0,98.4,94.42,7,0]
[2020,"IESO_2_MISO_MI","IESO","MISO_MI","Internal","Summer","B1",10,3125,2479.56,98.4,105.4,7,0]
[2020,"IESO_2_MISO_W","IESO","MISO_W","Internal","Summer","B1",10,195,195,98.4,108.42,7,3.01]
[2020,"IESO_2_NYISO_A-F","IESO","NYISO_A-F","Internal","Summer","B1",10,2224,1026.6199999999999,98.4,105.4,7,0]
[2020,"MAPP_CA_2_IESO","MAPP_CA","IESO","Internal","Summer","B1",10,337,0,94.42,98.4,8,0]
[2020,"MAPP_CA_2_MAPP_US","MAPP_CA","MAPP_US","Internal","Summer","B1",10,372,27.62,94.42,101.42,7,0]
[2020,"MAPP_CA_2_MISO_W","MAPP_CA","MISO_W","Internal","Summer","B1",10,1970,1970,94.42,108.42,0.01,13.99]
[2020,"MAPP_US_2_MAPP_CA","MAPP_US","MAPP_CA","Internal","Summer","B1",10,165,0,101.42,94.42,7,0]
[2020,"MAPP_US_2_MISO_W","MAPP_US","MISO_W","Internal","Summer","B1",10,2635,1528.9,101.42,108.42,7,0]
[2020,"MAPP_US_2_NE","MAPP_US","NE","Internal","Summer","B1",10,2000,0,101.42,103.42,7,0]
[2020,"MARITIMES_2_NEISO","MARITIMES","NEISO","Internal","Summer","B1",10,99999,1400.1,345.26,345.27,0.01,0]
[2020,"MISO_IN_2_MISO_MI","MISO_IN","MISO_MI","Internal","Summer","B1",10,5490,0,105.41,105.4,0.01,0]
[2020,"MISO_IN_2_MISO_MO-IL","MISO_IN","MISO_MO-IL","Internal","Summer","B1",10,5000,1594.26,105.41,105.43,0.01,0]
[2020,"MISO_IN_2_NonRTO_Midwest","MISO_IN","NonRTO_Midwest","Internal","Summer","B1",10,4800,0,105.41,108.42,8,0]
[2020,"MISO_IN_2_PJM_ROR","MISO_IN","PJM_ROR","Internal","Summer","B1",10,992,992,105.41,110.42,2,3]
[2020,"MISO_MI_2_MISO_IN","MISO_MI","MISO_IN","Internal","Summer","B1",10,2535,1653.11,105.4,105.41,0.01,0]
[2020,"MISO_MI_2_MISO_WUMS","MISO_MI","MISO_WUMS","Internal","Summer","B1",10,312,312,105.4,108.4,0.01,2.99]
[2020,"MISO_MI_2_PJM_ROR","MISO_MI","PJM_ROR","Internal","Summer","B1",10,1424,1424,105.4,110.42,2,3.01]
[2020,"MISO_MO-IL_2_ENT","MISO_MO-IL","ENT","Internal","Summer","B1",10,2540,0,105.43,94.73,8,0]
[2020,"MISO_MO-IL_2_MISO_IN","MISO_MO-IL","MISO_IN","Internal","Summer","B1",10,2100,0,105.43,105.41,0.01,0]
[2020,"MISO_MO-IL_2_MISO_W","MISO_MO-IL","MISO_W","Internal","Summer","B1",10,1208,1208,105.43,108.42,0.01,2.98]
[2020,"MISO_MO-IL_2_PJM_ROR","MISO_MO-IL","PJM_ROR","Internal","Summer","B1",10,1212,1212,105.43,110.42,2,2.99]
[2020,"MISO_MO-IL_2_TVA_Transmission","MISO_MO-IL","TVA_Transmission","Internal","Summer","B1",10,4000,4000,105.43,116.42,8,2.99]
[2020,"MISO_W_2_IESO","MISO_W","IESO","Internal","Summer","B1",10,145,0,108.42,98.4,8,0]
[2020,"MISO_W_2_MAPP_CA","MISO_W","MAPP_CA","Internal","Summer","B1",10,700,0,108.42,94.42,0.01,0]
[2020,"MISO_W_2_MISO_MO-IL","MISO_W","MISO_MO-IL","Internal","Summer","B1",10,4048,0,108.42,105.43,0.01,0]
[2020,"MISO_W_2_MISO_WUMS","MISO_W","MISO_WUMS","Internal","Summer","B1",10,1747,0,108.42,108.4,0.01,0]
[2020,"MISO_W_2_PJM_ROR","MISO_W","PJM_ROR","Internal","Summer","B1",10,19839,4904.47,108.42,110.42,2,0]
[2020,"MISO_W_2_SPP_N","MISO_W","SPP_N","Internal","Summer","B1",10,3450,0,108.42,89.73,7,0]
[2020,"MISO_WUMS_2_MISO_MI","MISO_WUMS","MISO_MI","Internal","Summer","B1",10,294,0,108.4,105.4,0.01,0]
[2020,"MISO_WUMS_2_MISO_W","MISO_WUMS","MISO_W","Internal","Summer","B1",10,1255,421.29,108.4,108.42,0.01,0]
[2020,"MISO_WUMS_2_PJM_ROR","MISO_WUMS","PJM_ROR","Internal","Summer","B1",10,1600,1600,108.4,110.42,2,0.01]
[2020,"NE_2_MAPP_US","NE","MAPP_US","Internal","Summer","B1",10,1600,0,103.42,101.42,5,0]
[2020,"NE_2_MISO_W","NE","MISO_W","Internal","Summer","B1",10,3614,1459.48,103.42,108.42,5,0]
[2020,"NE_2_SPP_N","NE","SPP_N","Internal","Summer","B1",10,1854,0,103.42,89.73,0.01,0]
[2020,"NEISO_2_NYISO_A-F","NEISO","NYISO_A-F","Internal","Summer","B1",10,600,0,345.27,105.4,3,0]
[2020,"NEISO_2_NYISO_G-I","NEISO","NYISO_G-I","Internal","Summer","B1",10,600,0,345.27,342.27,3,0]
[2020,"NEISO_2_NYISO_J-K","NEISO","NYISO_J-K","Internal","Summer","B1",10,1038,0,345.27,342.29,3,0]
[2020,"NonRTO_Midwest_2_TVA_Transmission","NonRTO_Midwest","TVA_Transmission","Internal","Summer","B1",10,2400,224.46,108.42,116.42,8,0]
[2020,"NYISO_A-F_2_NEISO","NYISO_A-F","NEISO","Internal","Summer","B1",10,600,600,105.4,345.27,3,236.87]
[2020,"NYISO_A-F_2_NYISO_G-I","NYISO_A-F","NYISO_G-I","Internal","Summer","B1",10,5266,5266,105.4,342.27,0.01,236.86]
[2020,"NYISO_A-F_2_PJM_ROM","NYISO_A-F","PJM_ROM","Internal","Summer","B1",10,1000,1000,105.4,178.02,8,64.61]
[2020,"NYISO_G-I_2_NEISO","NYISO_G-I","NEISO","Internal","Summer","B1",10,600,216.44,342.27,345.27,3,0]
[2020,"NYISO_G-I_2_NYISO_J-K","NYISO_G-I","NYISO_J-K","Internal","Summer","B1",10,6130,5023.12,342.27,342.29,0.01,0]
[2020,"NYISO_G-I_2_PJM_E","NYISO_G-I","PJM_E","Internal","Summer","B1",10,1500,0,342.27,178.03,8,0]
[2020,"NYISO_J-K_2_NEISO","NYISO_J-K","NEISO","Internal","Summer","B1",10,608,0,342.29,345.27,3,0]
[2020,"NYISO_J-K_2_PJM_E","NYISO_J-K","PJM_E","Internal","Summer","B1",10,330,0,342.29,178.03,8,0]
[2020,"PJM_E_2_NYISO_G-I","PJM_E","NYISO_G-I","Internal","Summer","B1",10,500,500,178.03,342.27,6,158.25]
[2020,"PJM_E_2_NYISO_J-K","PJM_E","NYISO_J-K","Internal","Summer","B1",10,330,330,178.03,342.29,6,158.26]
[2020,"PJM_E_2_PJM_ROM","PJM_E","PJM_ROM","Internal","Summer","B1",10,8000,0,178.03,178.02,0.01,0]
[2020,"PJM_ROR_2_MISO_MI","PJM_ROR","MISO_MI","Internal","Summer","B1",10,1305,0,110.42,105.4,2,0]
[2020,"PJM_ROR_2_TVA_Transmission","PJM_ROR","TVA_Transmission","Internal","Summer","B1",10,2500,537.61,110.42,116.42,6,0]
[2020,"SOCO_2_VACAR","SOCO","VACAR","Internal","Summer","B1",10,2000,434.06,125.43,135.43,10,0]
[2020,"SPP_N_2_MISO_W","SPP_N","MISO_W","Internal","Summer","B1",10,1000,1000,89.73,108.42,5,13.69]
[2020,"SPP_S_2_SPP_N","SPP_S","SPP_N","Internal","Summer","B1",10,640,640,64.02,89.73,0.01,25.7]
[2020,"TVA_Transmission_2_SOCO","TVA_Transmission","SOCO","Internal","Summer","B1",10,3200,3200,116.42,125.43,9,0.01]
[2020,"AZ_NM_SNV_Coal_2_SPP_S","AZ_NM_SNV_Coal","SPP_S","External","Summer","B1",10,400,0,105.98,64.02,8.17,0]
[2020,"MAPP_US_2_RMPA","MAPP_US","RMPA","External","Summer","B1",10,200,0,101.42,103.44,8,0]
[2020,"ENT_2_MISO_MO-IL","ENT","MISO_MO-IL","Internal","Summer","B10",1262,2260,0,63.75,60.23,8,0]
[2020,"FRCC_2_SOCO","FRCC","SOCO","Internal","Summer","B10",1262,900,0,71.5,66.03,8,0]
[2020,"IESO_2_MISO_W","IESO","MISO_W","Internal","Summer","B10",1262,195,195,52.56,60.24,7,0.68]
[2020,"IESO_2_NYISO_A-F","IESO","NYISO_A-F","Internal","Summer","B10",1262,2224,2224,52.56,59.96,7,0.39]
[2020,"MAPP_US_2_MAPP_CA","MAPP_US","MAPP_CA","Internal","Summer","B10",1262,165,165,53.24,61.14,7,0.9]
[2020,"MISO_IN_2_MISO_MO-IL","MISO_IN","MISO_MO-IL","Internal","Summer","B10",1262,5000,1363.75,60.22,60.23,0.01,0]
[2020,"MISO_MO-IL_2_MISO_W","MISO_MO-IL","MISO_W","Internal","Summer","B10",1262,1208,196.05,60.23,60.24,0.01,0]
[2020,"MISO_MO-IL_2_TVA_Transmission","MISO_MO-IL","TVA_Transmission","Internal","Summer","B10",1262,4000,0,60.23,65.989999999999995,8,0]
[2020,"MISO_W_2_PJM_ROR","MISO_W","PJM_ROR","Internal","Summer","B10",1262,19839,0,60.24,60.47,2,0]
[2020,"NE_2_MAPP_US","NE","MAPP_US","Internal","Summer","B10",1262,1600,0,55.24,53.24,5,0]
[2020,"NonRTO_Midwest_2_TVA_Transmission","NonRTO_Midwest","TVA_Transmission","Internal","Summer","B10",1262,2400,0,61.53,65.989999999999995,8,0]
[2020,"NYISO_G-I_2_NEISO","NYISO_G-I","NEISO","Internal","Summer","B10",1262,600,0,59.97,58.56,3,0]
[2020,"PJM_E_2_NYISO_G-I","PJM_E","NYISO_G-I","Internal","Summer","B10",1262,500,0,60.47,59.97,6,0]
[2020,"PJM_ROR_2_MISO_MI","PJM_ROR","MISO_MI","Internal","Summer","B10",1262,1305,0,60.47,60.23,2,0]
[2020,"PJM_ROM_2_PJM_E","PJM_ROM","PJM_E","Internal","Summer","B10",1262,8000,0,60.48,60.47,0.01,0]
[2020,"PJM_ROM_2_PJM_ROR","PJM_ROM","PJM_ROR","Internal","Summer","B10",1262,8000,0,60.48,60.47,0.01,0]
[2020,"SOCO_2_VACAR","SOCO","VACAR","Internal","Summer","B10",1262,2000,0,66.03,65.84,10,0]
[2020,"SPP_S_2_SPP_N","SPP_S","SPP_N","Internal","Summer","B10",1262,640,0,58.75,58.73,0.01,0]
[2020,"TVA_2_SOCO","TVA","SOCO","Internal","Summer","B10",1262,500,0,65.62,66.03,9,0]
[2020,"VACAR_2_PJM_ROR","VACAR","PJM_ROR","Internal","Summer","B10",1262,2000,0,65.84,60.47,7,0]
[2020,"MAPP_US_2_RMPA","MAPP_US","RMPA","External","Summer","B10",1262,200,200,53.24,64.28,8,3.03]
[2020,"RMPA_2_SPP_N","RMPA","SPP_N","External","Summer","B10",1262,210,0,64.28,58.73,8,0]
[2020,"FRCC_2_SOCO","FRCC","SOCO","Internal","Shoulder","B11",25,900,0,116.92,106.92,8,0]
[2020,"HQ_IESO_2_IESO","HQ_IESO","IESO","Internal","Shoulder","B11",25,99999,400,57.43,57.44,0.01,0]
[2020,"IESO_2_NYISO_A-F","IESO","NYISO_A-F","Internal","Shoulder","B11",25,2224,2019.04,57.44,64.44,7,0]
[2020,"MAPP_US_2_NE","MAPP_US","NE","Internal","Shoulder","B11",25,2000,0,76.56,78.56,7,0]
[2020,"MISO_IN_2_PJM_ROR","MISO_IN","PJM_ROR","Internal","Shoulder","B11",25,992,0,83.57,85.56,2,0]
[2020,"MISO_MI_2_MISO_WUMS","MISO_MI","MISO_WUMS","Internal","Shoulder","B11",25,312,54.49,83.56,83.57,0.01,0]
[2020,"MISO_W_2_MAPP_CA","MISO_W","MAPP_CA","Internal","Shoulder","B11",25,700,0,83.56,75.52,0.01,0]
[2020,"MISO_W_2_PJM_ROR","MISO_W","PJM_ROR","Internal","Shoulder","B11",25,19839,4321.9799999999996,83.56,85.56,2,0]
[2020,"MISO_WUMS_2_MISO_MI","MISO_WUMS","MISO_MI","Internal","Shoulder","B11",25,294,0,83.57,83.56,0.01,0]
[2020,"NE_2_SPP_N","NE","SPP_N","Internal","Shoulder","B11",25,1854,0,78.56,70.569999999999993,0.01,0]
[2020,"NYISO_A-F_2_NEISO","NYISO_A-F","NEISO","Internal","Shoulder","B11",25,600,0,64.44,61.44,3,0]
[2020,"NYISO_G-I_2_PJM_E","NYISO_G-I","PJM_E","Internal","Shoulder","B11",25,1500,1500,65.569999999999993,85.53,8,11.97]
[2020,"PJM_ROR_2_MISO_MI","PJM_ROR","MISO_MI","Internal","Shoulder","B11",25,1305,0,85.56,83.56,2,0]
[2020,"PJM_ROR_2_PJM_ROM","PJM_ROR","PJM_ROM","Internal","Shoulder","B11",25,8000,0,85.56,85.55,0.01,0]
[2020,"PJM_ROM_2_PJM_ROR","PJM_ROM","PJM_ROR","Internal","Shoulder","B11",25,8000,452.52,85.55,85.56,0.01,0]
[2020,"SPP_N_2_MISO_MO-IL","SPP_N","MISO_MO-IL","Internal","Shoulder","B11",25,3954,3954,70.569999999999993,83.57,5,8]
[2020,"SPP_S_2_SPP_N","SPP_S","SPP_N","Internal","Shoulder","B11",25,640,598.23,70.56,70.569999999999993,0.01,0]
[2020,"TVA_Transmission_2_NonRTO_Midwest","TVA_Transmission","NonRTO_Midwest","Internal","Shoulder","B11",25,700,0,91.57,91.57,9,0]
[2020,"VACAR_2_TVA_Transmission","VACAR","TVA_Transmission","Internal","Shoulder","B11",25,900,0,99.92,91.57,7,0]
[2020,"MAPP_US_2_RMPA","MAPP_US","RMPA","External","Shoulder","B11",25,200,0,76.56,70.27,8,0]
[2020,"NWPP_Coal_2_MAPP_US","NWPP_Coal","MAPP_US","External","Shoulder","B11",25,150,0,72.45,76.56,8,0]
[2020,"SPP_S_2_ERCOT","SPP_S","ERCOT","External","Shoulder","B11",25,800,800,70.56,95.83,5,20.27]
[2020,"FRCC_2_SOCO","FRCC","SOCO","Internal","Shoulder","B12",200,900,0,86,76.19,8,0]
[2020,"IESO_2_NYISO_A-F","IESO","NYISO_A-F","Internal","Shoulder","B12",200,2224,1869.29,57.43,64.430000000000007,7,0]
[2020,"MAPP_CA_2_MISO_W","MAPP_CA","MISO_W","Internal","Shoulder","B12",200,1970,1559.82,70.430000000000007,70.44,0.01,0]
[2020,"MISO_IN_2_MISO_MO-IL","MISO_IN","MISO_MO-IL","Internal","Shoulder","B12",200,5000,0,70.44,70.430000000000007,0.01,0]
[2020,"MISO_MI_2_MISO_WUMS","MISO_MI","MISO_WUMS","Internal","Shoulder","B12",200,312,0,70.45,70.45,0.01,0]
[2020,"MISO_MO-IL_2_PJM_ROR","MISO_MO-IL","PJM_ROR","Internal","Shoulder","B12",200,1212,1212,70.430000000000007,72.44,2,0.01]
[2020,"MISO_W_2_PJM_ROR","MISO_W","PJM_ROR","Internal","Shoulder","B12",200,19839,5706.04,70.44,72.44,2,0]
[2020,"MISO_WUMS_2_PJM_ROR","MISO_WUMS","PJM_ROR","Internal","Shoulder","B12",200,1600,0,70.45,72.44,2,0]
[2020,"NE_2_SPP_N","NE","SPP_N","Internal","Shoulder","B12",200,1854,0,63.21,63.19,0.01,0]
[2020,"NYISO_A-F_2_PJM_ROM","NYISO_A-F","PJM_ROM","Internal","Shoulder","B12",200,1000,1000,64.430000000000007,72.45,8,0.02]
[2020,"NYISO_J-K_2_PJM_E","NYISO_J-K","PJM_E","Internal","Shoulder","B12",200,330,0,64.45,72.44,8,0]
[2020,"PJM_E_2_NYISO_G-I","PJM_E","NYISO_G-I","Internal","Shoulder","B12",200,500,0,72.44,64.44,6,0]
[2020,"PJM_ROR_2_MISO_MI","PJM_ROR","MISO_MI","Internal","Shoulder","B12",200,1305,0,72.44,70.45,2,0]
[2020,"PJM_ROM_2_PJM_ROR","PJM_ROM","PJM_ROR","Internal","Shoulder","B12",200,8000,0,72.45,72.44,0.01,0]
[2020,"SOCO_2_TVA_Transmission","SOCO","TVA_Transmission","Internal","Shoulder","B12",200,2600,0,76.19,75.52,10,0]
[2020,"SPP_N_2_MISO_W","SPP_N","MISO_W","Internal","Shoulder","B12",200,1000,1000,63.19,70.44,5,2.2400000000000002]
[2020,"TVA_2_NonRTO_Midwest","TVA","NonRTO_Midwest","Internal","Shoulder","B12",200,100,0,74.92,78.44,9,0]
[2020,"TVA_Transmission_2_VACAR","TVA_Transmission","VACAR","Internal","Shoulder","B12",200,900,0,75.52,78.44,9,0]
[2020,"MAPP_US_2_RMPA","MAPP_US","RMPA","External","Shoulder","B12",200,200,0,63.44,70.27,8,0]
[2020,"RMPA_2_NE","RMPA","NE","External","Shoulder","B12",200,310,0,70.27,63.21,8,0]
[2020,"SPP_S_2_ERCOT","SPP_S","ERCOT","External","Shoulder","B12",200,800,0,63.19,67.680000000000007,5,0]
[2020,"HQ_NY_2_NYISO_A-F","HQ_NY","NYISO_A-F","Internal","Shoulder","B13",600,99999,1000,62.54,62.55,0.01,0]
[2020,"IESO_2_NYISO_A-F","IESO","NYISO_A-F","Internal","Shoulder","B13",600,2224,2224,54.59,62.55,7,0.96]
[2020,"MAPP_US_2_MISO_W","MAPP_US","MISO_W","Internal","Shoulder","B13",600,2635,2037.79,59.5,66.5,7,0]
[2020,"MAPP_US_2_NE","MAPP_US","NE","Internal","Shoulder","B13",600,2000,0,59.5,61.49,7,0]
[2020,"MISO_MI_2_MISO_WUMS","MISO_MI","MISO_WUMS","Internal","Shoulder","B13",600,312,72.290000000000006,66.5,66.510000000000005,0.01,0]
[2020,"MISO_MO-IL_2_ENT","MISO_MO-IL","ENT","Internal","Shoulder","B13",600,2540,0,66.5,66.5,8,0]
[2020,"MISO_W_2_IESO","MISO_W","IESO","Internal","Shoulder","B13",600,145,0,66.5,54.59,8,0]
[2020,"MISO_W_2_SPP_N","MISO_W","SPP_N","Internal","Shoulder","B13",600,3450,0,66.5,61.5,7,0]
[2020,"NE_2_SPP_N","NE","SPP_N","Internal","Shoulder","B13",600,1854,462.05,61.49,61.5,0.01,0]
[2020,"NonRTO_Midwest_2_TVA_Transmission","NonRTO_Midwest","TVA_Transmission","Internal","Shoulder","B13",600,2400,0,74.5,71.45,8,0]
[2020,"NYISO_G-I_2_NYISO_J-K","NYISO_G-I","NYISO_J-K","Internal","Shoulder","B13",600,6130,4927.2,62.56,62.57,0.01,0]
[2020,"PJM_E_2_NYISO_G-I","PJM_E","NYISO_G-I","Internal","Shoulder","B13",600,500,0,68.5,62.56,6,0]
[2020,"PJM_ROR_2_MISO_WUMS","PJM_ROR","MISO_WUMS","Internal","Shoulder","B13",600,1467,0,68.5,66.510000000000005,2,0]
[2020,"PJM_ROM_2_PJM_ROR","PJM_ROM","PJM_ROR","Internal","Shoulder","B13",600,8000,0,68.510000000000005,68.5,0.01,0]
[2020,"SPP_N_2_ENT","SPP_N","ENT","Internal","Shoulder","B13",600,7346,4511.6400000000003,61.5,66.5,5,0]
[2020,"SPP_N_2_MISO_W","SPP_N","MISO_W","Internal","Shoulder","B13",600,1000,571.73,61.5,66.5,5,0]
[2020,"TVA_2_VACAR","TVA","VACAR","Internal","Shoulder","B13",600,150,0,69.849999999999994,74.5,9,0]
[2020,"TVA_Transmission_2_NonRTO_Midwest","TVA_Transmission","NonRTO_Midwest","Internal","Shoulder","B13",600,700,0,71.45,74.5,9,0]
[2020,"VACAR_2_SOCO","VACAR","SOCO","Internal","Shoulder","B13",600,3000,0,74.5,69.75,7,0]
[2020,"NE_2_RMPA","NE","RMPA","External","Shoulder","B13",600,310,310,61.49,70.27,5,3.78]
[2020,"SPP_S_2_ERCOT","SPP_S","ERCOT","External","Shoulder","B13",600,800,0,61.5,65.2,5,0]
[2020,"ENT_2_TVA_Transmission","ENT","TVA_Transmission","Internal","Shoulder","B14",900,2100,0,63.62,70.33,8,0]
[2020,"HQ_IESO_2_IESO","HQ_IESO","IESO","Internal","Shoulder","B14",900,99999,400,54.57,54.59,0.01,0]
[2020,"MAPP_CA_2_MAPP_US","MAPP_CA","MAPP_US","Internal","Shoulder","B14",900,372,0,63.61,56.62,7,0]
[2020,"MISO_IN_2_MISO_MI","MISO_IN","MISO_MI","Internal","Shoulder","B14",900,5490,0,63.62,63.62,0.01,0]
[2020,"MISO_MI_2_MISO_WUMS","MISO_MI","MISO_WUMS","Internal","Shoulder","B14",900,312,62.27,63.62,63.63,0.01,0]
[2020,"MISO_MO-IL_2_MISO_W","MISO_MO-IL","MISO_W","Internal","Shoulder","B14",900,1208,0,63.62,63.62,0.01,0]
[2020,"MISO_W_2_IESO","MISO_W","IESO","Internal","Shoulder","B14",900,145,0,63.62,54.59,8,0]
[2020,"MISO_WUMS_2_MISO_W","MISO_WUMS","MISO_W","Internal","Shoulder","B14",900,1255,0,63.63,63.62,0.01,0]
[2020,"NE_2_SPP_N","NE","SPP_N","Internal","Shoulder","B14",900,1854,514.78,58.61,58.62,0.01,0]
[2020,"NEISO_2_NYISO_A-F","NEISO","NYISO_A-F","Internal","Shoulder","B14",900,600,0,61.44,61.59,3,0]
[2020,"NYISO_A-F_2_NYISO_G-I","NYISO_A-F","NYISO_G-I","Internal","Shoulder","B14",900,5266,4671.34,61.59,61.6,0.01,0]
[2020,"PJM_E_2_NYISO_G-I","PJM_E","NYISO_G-I","Internal","Shoulder","B14",900,500,0,65.62,61.6,6,0]
[2020,"PJM_ROR_2_MISO_IN","PJM_ROR","MISO_IN","Internal","Shoulder","B14",900,909,0,65.62,63.62,2,0]
[2020,"PJM_ROR_2_PJM_ROM","PJM_ROR","PJM_ROM","Internal","Shoulder","B14",900,8000,3772.87,65.62,65.63,0.01,0]
[2020,"SOCO_2_FRCC","SOCO","FRCC","Internal","Shoulder","B14",900,3700,0,69.75,72.23,10,0]
[2020,"SPP_N_2_MISO_W","SPP_N","MISO_W","Internal","Shoulder","B14",900,1000,762.99,58.62,63.62,5,0]
[2020,"TVA_2_NonRTO_Midwest","TVA","NonRTO_Midwest","Internal","Shoulder","B14",900,100,0,69.849999999999994,71.62,9,0]
[2020,"TVA_Transmission_2_TVA","TVA_Transmission","TVA","Internal","Shoulder","B14",900,99999,0,70.33,69.849999999999994,0.01,0]
[2020,"VACAR_2_SOCO","VACAR","SOCO","Internal","Shoulder","B14",900,3000,0,71.62,69.75,7,0]
[2020,"RMPA_2_MAPP_US","RMPA","MAPP_US","External","Shoulder","B14",900,200,0,70.27,56.62,8,0]
[2020,"SPP_S_2_ERCOT","SPP_S","ERCOT","External","Shoulder","B14",900,800,800,58.62,65.2,5,1.58]
[2020,"HQ_NEISO_2_NEISO","HQ_NEISO","NEISO","Internal","Shoulder","B15",1203,99999,1143.24,61.43,61.44,0.01,0]
[2020,"HQ_IESO_2_IESO","HQ_IESO","IESO","Internal","Shoulder","B15",1203,99999,75.48,54.57,54.59,0.01,0]
[2020,"IESO_2_MISO_W","IESO","MISO_W","Internal","Shoulder","B15",1203,195,0,54.59,60.37,7,0]
[2020,"MAPP_US_2_MISO_W","MAPP_US","MISO_W","Internal","Shoulder","B15",1203,2635,2155.63,53.37,60.37,7,0]
[2020,"MISO_IN_2_MISO_MO-IL","MISO_IN","MISO_MO-IL","Internal","Shoulder","B15",1203,5000,0,60.63,60.37,0.01,0]
[2020,"MISO_MI_2_PJM_ROR","MISO_MI","PJM_ROR","Internal","Shoulder","B15",1203,1424,0,60.64,62.37,2,0]
[2020,"MISO_W_2_IESO","MISO_W","IESO","Internal","Shoulder","B15",1203,145,0,60.37,54.59,8,0]
[2020,"MISO_W_2_PJM_ROR","MISO_W","PJM_ROR","Internal","Shoulder","B15",1203,19839,1213.1300000000001,60.37,62.37,2,0]
[2020,"MISO_WUMS_2_MISO_W","MISO_WUMS","MISO_W","Internal","Shoulder","B15",1203,1255,0,60.38,60.37,0.01,0]
[2020,"NEISO_2_NYISO_J-K","NEISO","NYISO_J-K","Internal","Shoulder","B15",1203,1038,0,61.44,61.61,3,0]
[2020,"NYISO_G-I_2_NEISO","NYISO_G-I","NEISO","Internal","Shoulder","B15",1203,600,0,61.6,61.44,3,0]
[2020,"PJM_E_2_NYISO_G-I","PJM_E","NYISO_G-I","Internal","Shoulder","B15",1203,500,0,62.37,61.6,6,0]
[2020,"PJM_ROR_2_MISO_MO-IL","PJM_ROR","MISO_MO-IL","Internal","Shoulder","B15",1203,1111,0,62.37,60.37,2,0]
[2020,"PJM_ROR_2_PJM_ROM","PJM_ROR","PJM_ROM","Internal","Shoulder","B15",1203,8000,5703.96,62.37,62.38,0.01,0]
[2020,"PJM_ROM_2_PJM_E","PJM_ROM","PJM_E","Internal","Shoulder","B15",1203,8000,0,62.38,62.37,0.01,0]
[2020,"SPP_N_2_MISO_W","SPP_N","MISO_W","Internal","Shoulder","B15",1203,1000,1000,48.38,60.37,5,6.99]
[2020,"SPP_N_2_SPP_S","SPP_N","SPP_S","Internal","Shoulder","B15",1203,4000,0,48.38,45.43,0.01,0]
[2020,"TVA_2_VACAR","TVA","VACAR","Internal","Shoulder","B15",1203,150,0,68,67.16,9,0]
[2020,"VACAR_2_SOCO","VACAR","SOCO","Internal","Shoulder","B15",1203,3000,0,67.16,67.3,7,0]
[2020,"MAPP_US_2_RMPA","MAPP_US","RMPA","External","Shoulder","B15",1203,200,200,53.37,64.290000000000006,8,2.92]
[2020,"RMPA_2_MAPP_US","RMPA","MAPP_US","External","Shoulder","B15",1203,200,0,64.290000000000006,53.37,8,0]
[2020,"ENT_2_SOCO","ENT","SOCO","Internal","Winter","B16",25,2000,2000,73.03,112.52,8,31.49]
[2020,"HQ_IESO_2_IESO","HQ_IESO","IESO","Internal","Winter","B16",25,99999,400,62.5,62.51,0.01,0]
[2020,"MAPP_CA_2_IESO","MAPP_CA","IESO","Internal","Winter","B16",25,337,0,87.31,62.51,8,0]
[2020,"MARITIMES_2_NEISO","MARITIMES","NEISO","Internal","Winter","B16",25,99999,1400,70.349999999999994,70.37,0.01,0]
[2020,"MISO_IN_2_MISO_MO-IL","MISO_IN","MISO_MO-IL","Internal","Winter","B16",25,5000,0,87.32,87.32,0.01,0]
[2020,"MISO_MO-IL_2_MISO_IN","MISO_MO-IL","MISO_IN","Internal","Winter","B16",25,2100,0,87.32,87.32,0.01,0]
[2020,"MISO_W_2_IESO","MISO_W","IESO","Internal","Winter","B16",25,145,0,87.32,62.51,8,0]
[2020,"MISO_W_2_MAPP_CA","MISO_W","MAPP_CA","Internal","Winter","B16",25,700,0,87.32,87.31,0.01,0]
[2020,"MISO_WUMS_2_MISO_W","MISO_WUMS","MISO_W","Internal","Winter","B16",25,1255,223.27,87.31,87.32,0.01,0]
[2020,"NE_2_SPP_N","NE","SPP_N","Internal","Winter","B16",25,1854,1854,55.07,68.03,0.01,12.94]
[2020,"NYISO_A-F_2_NEISO","NYISO_A-F","NEISO","Internal","Winter","B16",25,600,0,69.510000000000005,70.37,3,0]
[2020,"NYISO_G-I_2_NYISO_J-K","NYISO_G-I","NYISO_J-K","Internal","Winter","B16",25,6130,5035.37,76.7,76.709999999999994,0.01,0]
[2020,"PJM_E_2_PJM_ROM","PJM_E","PJM_ROM","Internal","Winter","B16",25,8000,2934.86,89.32,89.33,0.01,0]
[2020,"PJM_ROR_2_PJM_ROM","PJM_ROR","PJM_ROM","Internal","Winter","B16",25,8000,2526.9,89.32,89.33,0.01,0]
[2020,"SOCO_2_ENT","SOCO","ENT","Internal","Winter","B16",25,2400,0,112.52,73.03,10,0]
[2020,"SOCO_2_TVA_Transmission","SOCO","TVA_Transmission","Internal","Winter","B16",25,2600,0,112.52,95.32,10,0]
[2020,"SPP_S_2_SPP_N","SPP_S","SPP_N","Internal","Winter","B16",25,640,0,68.03,68.03,0.01,0]
[2020,"TVA_Transmission_2_SOCO","TVA_Transmission","SOCO","Internal","Winter","B16",25,3200,3200,95.32,112.52,9,8.1999999999999993]
[2020,"VACAR_2_SOCO","VACAR","SOCO","Internal","Winter","B16",25,3000,0,122.52,112.52,7,0]
[2020,"VACAR_2_TVA_Transmission","VACAR","TVA_Transmission","Internal","Winter","B16",25,900,0,122.52,95.32,7,0]
[2020,"RMPA_2_MAPP_US","RMPA","MAPP_US","External","Winter","B16",25,200,0,77.97,60.07,8,0]
[2020,"SPP_N_2_RMPA","SPP_N","RMPA","External","Winter","B16",25,210,210,68.03,77.97,5,4.9400000000000004]
[2020,"HQ_IESO_2_IESO","HQ_IESO","IESO","Internal","Winter","B17",100,99999,400,59.33,59.34,0.01,0]
[2020,"IESO_2_MISO_MI","IESO","MISO_MI","Internal","Winter","B17",100,3125,3125,59.34,77.459999999999994,7,11.11]
[2020,"MAPP_US_2_MAPP_CA","MAPP_US","MAPP_CA","Internal","Winter","B17",100,165,165,65.58,77.44,7,4.87]
[2020,"MISO_IN_2_MISO_MO-IL","MISO_IN","MISO_MO-IL","Internal","Winter","B17",100,5000,0,77.459999999999994,77.44,0.01,0]
[2020,"MISO_MI_2_MISO_WUMS","MISO_MI","MISO_WUMS","Internal","Winter","B17",100,312,0,77.459999999999994,77.44,0.01,0]
[2020,"MISO_MO-IL_2_MISO_IN","MISO_MO-IL","MISO_IN","Internal","Winter","B17",100,2100,786.21,77.44,77.459999999999994,0.01,0]
[2020,"MISO_W_2_MISO_WUMS","MISO_W","MISO_WUMS","Internal","Winter","B17",100,1747,0,77.459999999999994,77.44,0.01,0]
[2020,"MISO_WUMS_2_MISO_W","MISO_WUMS","MISO_W","Internal","Winter","B17",100,1255,353.79,77.44,77.459999999999994,0.01,0]
[2020,"NEISO_2_NYISO_G-I","NEISO","NYISO_G-I","Internal","Winter","B17",100,600,0,69.34,72.33,3,0]
[2020,"NYISO_A-F_2_PJM_ROM","NYISO_A-F","PJM_ROM","Internal","Winter","B17",100,1000,1000,66.34,79.47,8,5.13]
[2020,"NYISO_G-I_2_NYISO_J-K","NYISO_G-I","NYISO_J-K","Internal","Winter","B17",100,6130,6038.88,72.33,72.34,0.01,0]
[2020,"NYISO_J-K_2_PJM_E","NYISO_J-K","PJM_E","Internal","Winter","B17",100,330,0,72.34,79.459999999999994,8,0]
[2020,"PJM_ROR_2_PJM_ROM","PJM_ROR","PJM_ROM","Internal","Winter","B17",100,8000,4747.21,79.459999999999994,79.47,0.01,0]
[2020,"PJM_ROR_2_VACAR","PJM_ROR","VACAR","Internal","Winter","B17",100,3000,3000,79.459999999999994,95.95,6,10.5]
[2020,"SOCO_2_TVA_Transmission","SOCO","TVA_Transmission","Internal","Winter","B17",100,2600,0,85.95,78.400000000000006,10,0]
[2020,"SPP_N_2_NE","SPP_N","NE","Internal","Winter","B17",100,384,0,65.400000000000006,60.59,0.01,0]
[2020,"TVA_2_SOCO","TVA","SOCO","Internal","Winter","B17",100,500,0,78.41,85.95,9,0]
[2020,"TVA_Transmission_2_SOCO","TVA_Transmission","SOCO","Internal","Winter","B17",100,3200,0,78.400000000000006,85.95,9,0]
[2020,"ERCOT_2_SPP_S","ERCOT","SPP_S","External","Winter","B17",100,800,0,67.67,65.400000000000006,8,0]
[2020,"RMPA_2_MAPP_US","RMPA","MAPP_US","External","Winter","B17",100,200,0,73.61,65.58,8,0]
[2020,"ENT_2_MISO_MO-IL","ENT","MISO_MO-IL","Internal","Winter","B18",400,2260,0,68.400000000000006,68.400000000000006,8,0]
[2020,"ENT_2_TVA_Transmission","ENT","TVA_Transmission","Internal","Winter","B18",400,2100,0,68.400000000000006,73.81,8,0]
[2020,"IESO_2_NYISO_A-F","IESO","NYISO_A-F","Internal","Winter","B18",400,2224,2224,57.69,66.05,7,1.36]
[2020,"MAPP_CA_2_IESO","MAPP_CA","IESO","Internal","Winter","B18",400,337,0,68.709999999999994,57.69,8,0]
[2020,"MISO_IN_2_MISO_MO-IL","MISO_IN","MISO_MO-IL","Internal","Winter","B18",400,5000,0,68.41,68.400000000000006,0.01,0]
[2020,"MISO_IN_2_NonRTO_Midwest","MISO_IN","NonRTO_Midwest","Internal","Winter","B18",400,4800,1504.31,68.41,76.41,8,0]
[2020,"MISO_MO-IL_2_MISO_IN","MISO_MO-IL","MISO_IN","Internal","Winter","B18",400,2100,373.04,68.400000000000006,68.41,0.01,0]
[2020,"MISO_W_2_IESO","MISO_W","IESO","Internal","Winter","B18",400,145,0,68.72,57.69,8,0]
[2020,"MISO_WUMS_2_MISO_W","MISO_WUMS","MISO_W","Internal","Winter","B18",400,1255,0,68.72,68.72,0.01,0]
[2020,"NE_2_MISO_W","NE","MISO_W","Internal","Winter","B18",400,3614,3614,62.24,68.72,5,1.48]
[2020,"NonRTO_Midwest_2_TVA_Transmission","NonRTO_Midwest","TVA_Transmission","Internal","Winter","B18",400,2400,0,76.41,73.81,8,0]
[2020,"NYISO_G-I_2_NYISO_J-K","NYISO_G-I","NYISO_J-K","Internal","Winter","B18",400,6130,6103.49,72.03,72.05,0.01,0]
[2020,"PJM_E_2_NYISO_J-K","PJM_E","NYISO_J-K","Internal","Winter","B18",400,330,0,70.72,72.05,6,0]
[2020,"PJM_ROR_2_MISO_IN","PJM_ROR","MISO_IN","Internal","Winter","B18",400,909,0,70.72,68.41,2,0]
[2020,"PJM_ROM_2_PJM_ROR","PJM_ROM","PJM_ROR","Internal","Winter","B18",400,8000,0,70.73,70.72,0.01,0]
[2020,"SOCO_2_TVA_Transmission","SOCO","TVA_Transmission","Internal","Winter","B18",400,2600,0,71.8,73.81,10,0]
[2020,"SPP_N_2_ENT","SPP_N","ENT","Internal","Winter","B18",400,7346,4589.91,63.4,68.400000000000006,5,0]
[2020,"SPP_S_2_ENT","SPP_S","ENT","Internal","Winter","B18",400,4280,686.81,63.4,68.400000000000006,5,0]
[2020,"TVA_Transmission_2_SOCO","TVA_Transmission","SOCO","Internal","Winter","B18",400,3200,0,73.81,71.8,9,0]
[2020,"VACAR_2_SOCO","VACAR","SOCO","Internal","Winter","B18",400,3000,0,76.72,71.8,7,0]
[2020,"RMPA_2_MAPP_US","RMPA","MAPP_US","External","Winter","B18",400,200,0,72.3,61.72,8,0]
[2020,"SPP_N_2_RMPA","SPP_N","RMPA","External","Winter","B18",400,210,210,63.4,72.3,5,3.91]
[2020,"ENT_2_TVA_Transmission","ENT","TVA_Transmission","Internal","Winter","B19",700,2100,0,67.069999999999993,73.260000000000005,8,0]
[2020,"IESO_2_MAPP_CA","IESO","MAPP_CA","Internal","Winter","B19",700,269,269,57.69,67.06,7,2.38]
[2020,"MAPP_CA_2_MISO_W","MAPP_CA","MISO_W","Internal","Winter","B19",700,1970,483.43,67.06,67.069999999999993,0.01,0]
[2020,"MAPP_US_2_MISO_W","MAPP_US","MISO_W","Internal","Winter","B19",700,2635,772.32,60.07,67.069999999999993,7,0]
[2020,"MISO_MI_2_MISO_IN","MISO_MI","MISO_IN","Internal","Winter","B19",700,2535,0,67.06,67.05,0.01,0]
[2020,"MISO_MO-IL_2_MISO_IN","MISO_MO-IL","MISO_IN","Internal","Winter","B19",700,2100,0,67.06,67.05,0.01,0]
[2020,"MISO_W_2_MISO_MO-IL","MISO_W","MISO_MO-IL","Internal","Winter","B19",700,4048,0,67.069999999999993,67.06,0.01,0]
[2020,"MISO_W_2_MISO_WUMS","MISO_W","MISO_WUMS","Internal","Winter","B19",700,1747,0,67.069999999999993,67.069999999999993,0.01,0]
[2020,"MISO_WUMS_2_MISO_W","MISO_WUMS","MISO_W","Internal","Winter","B19",700,1255,0,67.069999999999993,67.069999999999993,0.01,0]
[2020,"NEISO_2_NYISO_A-F","NEISO","NYISO_A-F","Internal","Winter","B19",700,600,0,69.05,66.05,3,0]
[2020,"NYISO_G-I_2_NYISO_J-K","NYISO_G-I","NYISO_J-K","Internal","Winter","B19",700,6130,6130,69.72,72.05,0.01,2.3199999999999998]
[2020,"NYISO_J-K_2_NEISO","NYISO_J-K","NEISO","Internal","Winter","B19",700,608,0,72.05,69.05,3,0]
[2020,"PJM_ROR_2_MISO_IN","PJM_ROR","MISO_IN","Internal","Winter","B19",700,909,0,69.069999999999993,67.05,2,0]
[2020,"PJM_ROR_2_TVA_Transmission","PJM_ROR","TVA_Transmission","Internal","Winter","B19",700,2500,0,69.069999999999993,73.260000000000005,6,0]
[2020,"SOCO_2_TVA_Transmission","SOCO","TVA_Transmission","Internal","Winter","B19",700,2600,0,71.8,73.260000000000005,10,0]
[2020,"SPP_N_2_MISO_W","SPP_N","MISO_W","Internal","Winter","B19",700,1000,1000,62.06,67.069999999999993,5,0.01]
[2020,"TVA_2_NonRTO_Midwest","TVA","NonRTO_Midwest","Internal","Winter","B19",700,100,0,72.540000000000006,75.05,9,0]
[2020,"TVA_Transmission_2_SOCO","TVA_Transmission","SOCO","Internal","Winter","B19",700,3200,0,73.260000000000005,71.8,9,0]
[2020,"AZ_NM_SNV_Coal_2_SPP_S","AZ_NM_SNV_Coal","SPP_S","External","Winter","B19",700,400,0,69.8,62.07,8.17,0]
[2020,"ERCOT_2_SPP_S","ERCOT","SPP_S","External","Winter","B19",700,800,0,67.67,62.07,8,0]
[2020,"RMPA_2_MAPP_US","RMPA","MAPP_US","External","Winter","B19",700,200,0,72.3,60.07,8,0]
[2020,"ENT_2_TVA_Transmission","ENT","TVA_Transmission","Internal","Summer","B2",25,2100,1719.47,104.9,112.9,8,0]
[2020,"HQ_NEISO_2_NEISO","HQ_NEISO","NEISO","Internal","Summer","B2",25,99999,2920.1,126.68,126.7,0.01,0]
[2020,"IESO_2_NYISO_A-F","IESO","NYISO_A-F","Internal","Summer","B2",25,2224,1657.18,97.88,104.88,7,0]
[2020,"MAPP_US_2_MISO_W","MAPP_US","MISO_W","Internal","Summer","B2",25,2635,1786.35,97.9,104.9,7,0]
[2020,"MISO_IN_2_MISO_MO-IL","MISO_IN","MISO_MO-IL","Internal","Summer","B2",25,5000,569.26,104.89,104.9,0.01,0]
[2020,"MISO_MO-IL_2_MISO_IN","MISO_MO-IL","MISO_IN","Internal","Summer","B2",25,2100,0,104.9,104.89,0.01,0]
[2020,"MISO_MO-IL_2_TVA_Transmission","MISO_MO-IL","TVA_Transmission","Internal","Summer","B2",25,4000,2483.38,104.9,112.9,8,0]
[2020,"MISO_W_2_MISO_WUMS","MISO_W","MISO_WUMS","Internal","Summer","B2",25,1747,0,104.9,104.9,0.01,0]
[2020,"NE_2_MAPP_US","NE","MAPP_US","Internal","Summer","B2",25,1600,0,99.9,97.9,5,0]
[2020,"NEISO_2_NYISO_J-K","NEISO","NYISO_J-K","Internal","Summer","B2",25,1038,548.23,126.7,129.69999999999999,3,0]
[2020,"NYISO_A-F_2_NEISO","NYISO_A-F","NEISO","Internal","Summer","B2",25,600,600,104.88,126.7,3,18.82]
[2020,"PJM_E_2_NYISO_G-I","PJM_E","NYISO_G-I","Internal","Summer","B2",25,500,0,123.7,129.68,6,0]
[2020,"PJM_ROR_2_MISO_IN","PJM_ROR","MISO_IN","Internal","Summer","B2",25,909,0,106.9,104.89,2,0]
[2020,"PJM_ROR_2_MISO_MO-IL","PJM_ROR","MISO_MO-IL","Internal","Summer","B2",25,1111,0,106.9,104.9,2,0]
[2020,"PJM_ROM_2_PJM_E","PJM_ROM","PJM_E","Internal","Summer","B2",25,8000,2006.69,123.68,123.7,0.01,0]
[2020,"SOCO_2_VACAR","SOCO","VACAR","Internal","Summer","B2",25,2000,0,112.9,121.9,10,0]
[2020,"SPP_N_2_SPP_S","SPP_N","SPP_S","Internal","Summer","B2",25,4000,0,99.9,92.77,0.01,0]
[2020,"TVA_Transmission_2_SOCO","TVA_Transmission","SOCO","Internal","Summer","B2",25,3200,0,112.9,112.9,9,0]
[2020,"VACAR_2_PJM_ROR","VACAR","PJM_ROR","Internal","Summer","B2",25,2000,0,121.9,106.9,7,0]
[2020,"ERCOT_2_SPP_S","ERCOT","SPP_S","External","Summer","B2",25,800,0,108.12,92.77,8,0]
[2020,"RMPA_2_SPP_N","RMPA","SPP_N","External","Summer","B2",25,210,0,103.44,99.9,8,0]
[2020,"ENT_2_TVA_Transmission","ENT","TVA_Transmission","Internal","Winter","B20",935,2100,769.98,61.71,69.709999999999994,8,0]
[2020,"HQ_IESO_2_IESO","HQ_IESO","IESO","Internal","Winter","B20",935,99999,91.98,55.17,55.18,0.01,0]
[2020,"MAPP_CA_2_MAPP_US","MAPP_CA","MAPP_US","Internal","Winter","B20",935,372,0,67.06,55.18,7,0]
[2020,"MAPP_US_2_MISO_W","MAPP_US","MISO_W","Internal","Winter","B20",935,2635,1088.32,55.18,62.18,7,0]
[2020,"MISO_IN_2_PJM_ROR","MISO_IN","PJM_ROR","Internal","Winter","B20",935,992,992,61.76,64.180000000000007,2,0.42]
[2020,"MISO_MI_2_MISO_IN","MISO_MI","MISO_IN","Internal","Winter","B20",935,2535,0,61.77,61.76,0.01,0]
[2020,"MISO_MO-IL_2_MISO_IN","MISO_MO-IL","MISO_IN","Internal","Winter","B20",935,2100,985.83,61.75,61.76,0.01,0]
[2020,"MISO_W_2_MISO_WUMS","MISO_W","MISO_WUMS","Internal","Winter","B20",935,1747,252.82,62.18,62.2,0.01,0]
[2020,"MISO_WUMS_2_MISO_MI","MISO_WUMS","MISO_MI","Internal","Winter","B20",935,294,0,62.2,61.77,0.01,0]
[2020,"NE_2_SPP_N","NE","SPP_N","Internal","Winter","B20",935,1854,1854,56.64,56.69,0.01,0.04]
[2020,"NYISO_A-F_2_NEISO","NYISO_A-F","NEISO","Internal","Winter","B20",935,600,232.45,66.05,69.05,3,0]
[2020,"NYISO_G-I_2_PJM_E","NYISO_G-I","PJM_E","Internal","Winter","B20",935,1500,0,66.06,64.180000000000007,8,0]
[2020,"PJM_ROR_2_MISO_IN","PJM_ROR","MISO_IN","Internal","Winter","B20",935,909,0,64.180000000000007,61.76,2,0]
[2020,"PJM_ROR_2_PJM_ROM","PJM_ROR","PJM_ROM","Internal","Winter","B20",935,8000,6472.04,64.180000000000007,64.2,0.01,0]
[2020,"PJM_ROM_2_PJM_E","PJM_ROM","PJM_E","Internal","Winter","B20",935,8000,0,64.2,64.180000000000007,0.01,0]
[2020,"SPP_N_2_MISO_MO-IL","SPP_N","MISO_MO-IL","Internal","Winter","B20",935,3954,3954,56.69,61.75,5,0.05]
[2020,"SPP_S_2_SPP_N","SPP_S","SPP_N","Internal","Winter","B20",935,640,0,56.71,56.69,0.01,0]
[2020,"TVA_2_NonRTO_Midwest","TVA","NonRTO_Midwest","Internal","Winter","B20",935,100,0,69.72,65.39,9,0]
[2020,"TVA_Transmission_2_SOCO","TVA_Transmission","SOCO","Internal","Winter","B20",935,3200,0,69.709999999999994,69.91,9,0]
[2020,"ERCOT_2_SPP_S","ERCOT","SPP_S","External","Winter","B20",935,800,0,67.67,56.71,8,0]
[2020,"NWPP_Coal_2_MAPP_US","NWPP_Coal","MAPP_US","External","Winter","B20",935,150,0,76.13,55.18,8,0]
[2020,"SPP_N_2_RMPA","SPP_N","RMPA","External","Winter","B20",935,210,0,56.69,61.64,5,0]
[2020,"FRCC_2_SOCO","FRCC","SOCO","Internal","Summer","B3",75,900,0,116.44,112,8,0]
[2020,"IESO_2_MISO_W","IESO","MISO_W","Internal","Summer","B3",75,195,195,86,102.07,7,9.07]
[2020,"MAPP_US_2_MISO_W","MAPP_US","MISO_W","Internal","Summer","B3",75,2635,1482.83,95.07,102.07,7,0]
[2020,"MISO_IN_2_MISO_MI","MISO_IN","MISO_MI","Internal","Summer","B3",75,5490,0,102.05,99.75,0.01,0]
[2020,"MISO_MI_2_MISO_IN","MISO_MI","MISO_IN","Internal","Summer","B3",75,2535,2535,99.75,102.05,0.01,2.29]
[2020,"MISO_MO-IL_2_PJM_ROR","MISO_MO-IL","PJM_ROR","Internal","Summer","B3",75,1212,0,102.06,101.03,2,0]
[2020,"MISO_W_2_MISO_WUMS","MISO_W","MISO_WUMS","Internal","Summer","B3",75,1747,57.02,102.07,102.08,0.01,0]
[2020,"MISO_WUMS_2_PJM_ROR","MISO_WUMS","PJM_ROR","Internal","Summer","B3",75,1600,0,102.08,101.03,2,0]
[2020,"NEISO_2_NYISO_G-I","NEISO","NYISO_G-I","Internal","Summer","B3",75,600,588.22,90.02,93.02,3,0]
[2020,"NYISO_A-F_2_NEISO","NYISO_A-F","NEISO","Internal","Summer","B3",75,600,0,93,90.02,3,0]
[2020,"NYISO_A-F_2_PJM_ROM","NYISO_A-F","PJM_ROM","Internal","Summer","B3",75,1000,1000,93,101.04,8,0.04]
[2020,"NYISO_J-K_2_PJM_E","NYISO_J-K","PJM_E","Internal","Summer","B3",75,330,127.57,93.03,101.03,8,0]
[2020,"PJM_ROR_2_MISO_MI","PJM_ROR","MISO_MI","Internal","Summer","B3",75,1305,0,101.03,99.75,2,0]
[2020,"PJM_ROM_2_PJM_E","PJM_ROM","PJM_E","Internal","Summer","B3",75,8000,0,101.04,101.03,0.01,0]
[2020,"SOCO_2_TVA_Transmission","SOCO","TVA_Transmission","Internal","Summer","B3",75,2600,0,112,110.06,10,0]
[2020,"SPP_N_2_NE","SPP_N","NE","Internal","Summer","B3",75,384,0,98.46,98.44,0.01,0]
[2020,"TVA_2_NonRTO_Midwest","TVA","NonRTO_Midwest","Internal","Summer","B3",75,100,0,110.07,108.34,9,0]
[2020,"TVA_Transmission_2_VACAR","TVA_Transmission","VACAR","Internal","Summer","B3",75,900,0,110.06,112.67,9,0]
[2020,"ERCOT_2_SPP_S","ERCOT","SPP_S","External","Summer","B3",75,800,0,108.12,98.46,8,0]
[2020,"RMPA_2_NE","RMPA","NE","External","Summer","B3",75,310,0,103.44,98.44,8,0]
[2020,"SPP_N_2_RMPA","SPP_N","RMPA","External","Summer","B3",75,210,0,98.46,103.44,5,0]
[2020,"HQ_NY_2_NYISO_A-F","HQ_NY","NYISO_A-F","Internal","Summer","B4",100,99999,1000,82.3,82.32,0.01,0]
[2020,"HQ_IESO_2_IESO","HQ_IESO","IESO","Internal","Summer","B4",100,99999,400,75.3,75.319999999999993,0.01,0]
[2020,"MAPP_CA_2_IESO","MAPP_CA","IESO","Internal","Summer","B4",100,337,0,89.86,75.319999999999993,8,0]
[2020,"MAPP_US_2_NE","MAPP_US","NE","Internal","Summer","B4",100,2000,0,92.05,94.05,7,0]
[2020,"MISO_MI_2_MISO_IN","MISO_MI","MISO_IN","Internal","Summer","B4",100,2535,1546.94,99.03,99.04,0.01,0]
[2020,"MISO_MO-IL_2_ENT","MISO_MO-IL","ENT","Internal","Summer","B4",100,2540,0,99.05,99.05,8,0]
[2020,"MISO_MO-IL_2_TVA_Transmission","MISO_MO-IL","TVA_Transmission","Internal","Summer","B4",100,4000,98.87,99.05,107.05,8,0]
[2020,"MISO_W_2_SPP_N","MISO_W","SPP_N","Internal","Summer","B4",100,3450,0,99.05,94.05,7,0]
[2020,"NE_2_MISO_W","NE","MISO_W","Internal","Summer","B4",100,3614,1058.8399999999999,94.05,99.05,5,0]
[2020,"NYISO_A-F_2_NEISO","NYISO_A-F","NEISO","Internal","Summer","B4",100,600,0,82.32,80.45,3,0]
[2020,"NYISO_G-I_2_NYISO_J-K","NYISO_G-I","NYISO_J-K","Internal","Summer","B4",100,6130,4559.1499999999996,85.95,85.96,0.01,0]
[2020,"NYISO_J-K_2_PJM_E","NYISO_J-K","PJM_E","Internal","Summer","B4",100,330,330,85.96,101.03,8,7.06]
[2020,"PJM_ROR_2_MISO_WUMS","PJM_ROR","MISO_WUMS","Internal","Summer","B4",100,1467,0,101.03,99.04,2,0]
[2020,"PJM_ROM_2_PJM_E","PJM_ROM","PJM_E","Internal","Summer","B4",100,8000,0,101.04,101.03,0.01,0]
[2020,"PJM_ROM_2_PJM_ROR","PJM_ROM","PJM_ROR","Internal","Summer","B4",100,8000,0,101.04,101.03,0.01,0]
[2020,"SPP_N_2_ENT","SPP_N","ENT","Internal","Summer","B4",100,7346,116.22,94.05,99.05,5,0]
[2020,"TVA_2_NonRTO_Midwest","TVA","NonRTO_Midwest","Internal","Summer","B4",100,100,0,107.06,107.04,9,0]
[2020,"TVA_Transmission_2_NonRTO_Midwest","TVA_Transmission","NonRTO_Midwest","Internal","Summer","B4",100,700,0,107.05,107.04,9,0]
[2020,"VACAR_2_PJM_ROR","VACAR","PJM_ROR","Internal","Summer","B4",100,2000,0,112.67,101.03,7,0]
[2020,"NE_2_RMPA","NE","RMPA","External","Summer","B4",100,310,0,94.05,88.77,5,0]
[2020,"SPP_N_2_RMPA","SPP_N","RMPA","External","Summer","B4",100,210,0,94.05,88.77,5,0]
[2020,"ENT_2_TVA_Transmission","ENT","TVA_Transmission","Internal","Summer","B5",200,2100,1263.3800000000001,97.77,105.77,8,0]
[2020,"IESO_2_MISO_MI","IESO","MISO_MI","Internal","Summer","B5",200,3125,3125,61.86,97.75,7,28.89]
[2020,"MAPP_CA_2_IESO","MAPP_CA","IESO","Internal","Summer","B5",200,337,0,89.86,61.86,8,0]
[2020,"MISO_IN_2_MISO_MI","MISO_IN","MISO_MI","Internal","Summer","B5",200,5490,0,97.77,97.75,0.01,0]
[2020,"MISO_MI_2_MISO_IN","MISO_MI","MISO_IN","Internal","Summer","B5",200,2535,1129.3699999999999,97.75,97.77,0.01,0]
[2020,"MISO_MO-IL_2_MISO_W","MISO_MO-IL","MISO_W","Internal","Summer","B5",200,1208,0,97.78,97.77,0.01,0]
[2020,"MISO_MO-IL_2_TVA_Transmission","MISO_MO-IL","TVA_Transmission","Internal","Summer","B5",200,4000,0,97.78,105.77,8,0]
[2020,"MISO_W_2_MISO_MO-IL","MISO_W","MISO_MO-IL","Internal","Summer","B5",200,4048,36.11,97.77,97.78,0.01,0]
[2020,"MISO_WUMS_2_MISO_W","MISO_WUMS","MISO_W","Internal","Summer","B5",200,1255,0,97.77,97.77,0.01,0]
[2020,"NEISO_2_NYISO_A-F","NEISO","NYISO_A-F","Internal","Summer","B5",200,600,502.53,65.86,68.86,3,0]
[2020,"NYISO_A-F_2_NYISO_G-I","NYISO_A-F","NYISO_G-I","Internal","Summer","B5",200,5266,5266,68.86,83.43,0.01,14.55]
[2020,"NYISO_J-K_2_PJM_E","NYISO_J-K","PJM_E","Internal","Summer","B5",200,330,330,83.44,99.74,8,8.3000000000000007]
[2020,"PJM_ROR_2_MISO_IN","PJM_ROR","MISO_IN","Internal","Summer","B5",200,909,0,99.77,97.77,2,0]
[2020,"PJM_ROR_2_MISO_WUMS","PJM_ROR","MISO_WUMS","Internal","Summer","B5",200,1467,0,99.77,97.77,2,0]
[2020,"SOCO_2_FRCC","SOCO","FRCC","Internal","Summer","B5",200,3700,0,109.79,116.44,10,0]
[2020,"SPP_N_2_MISO_W","SPP_N","MISO_W","Internal","Summer","B5",200,1000,0,92.78,97.77,5,0]
[2020,"TVA_2_NonRTO_Midwest","TVA","NonRTO_Midwest","Internal","Summer","B5",200,100,0,105.78,105.77,9,0]
[2020,"TVA_Transmission_2_TVA","TVA_Transmission","TVA","Internal","Summer","B5",200,99999,1701.92,105.77,105.78,0.01,0]
[2020,"VACAR_2_PJM_ROR","VACAR","PJM_ROR","Internal","Summer","B5",200,2000,0,112.67,99.77,7,0]
[2020,"AZ_NM_SNV_Coal_2_SPP_S","AZ_NM_SNV_Coal","SPP_S","External","Summer","B5",200,400,400,80.61,92.77,8.17,3.99]
[2020,"SPP_N_2_RMPA","SPP_N","RMPA","External","Summer","B5",200,210,0,92.78,88.08,5,0]
[2020,"SPP_S_2_ERCOT","SPP_S","ERCOT","External","Summer","B5",200,800,0,92.77,94.13,5,0]
[2020,"HQ_NY_2_NYISO_A-F","HQ_NY","NYISO_A-F","Internal","Summer","B6",300,99999,1000,62.68,62.69,0.01,0]
[2020,"MAPP_CA_2_IESO","MAPP_CA","IESO","Internal","Summer","B6",300,337,0,82.85,52.56,8,0]
[2020,"MAPP_US_2_MISO_W","MAPP_US","MISO_W","Internal","Summer","B6",300,2635,1563.9,75.86,82.86,7,0]
[2020,"MISO_IN_2_MISO_MI","MISO_IN","MISO_MI","Internal","Summer","B6",300,5490,0,82.86,82.85,0.01,0]
[2020,"MISO_MI_2_PJM_ROR","MISO_MI","PJM_ROR","Internal","Summer","B6",300,1424,1424,82.85,84.86,2,0.01]
[2020,"MISO_MO-IL_2_TVA_Transmission","MISO_MO-IL","TVA_Transmission","Internal","Summer","B6",300,4000,849.58,82.87,90.87,8,0]
[2020,"MISO_W_2_PJM_ROR","MISO_W","PJM_ROR","Internal","Summer","B6",300,19839,1056.45,82.86,84.86,2,0]
[2020,"NE_2_MAPP_US","NE","MAPP_US","Internal","Summer","B6",300,1600,0,77.86,75.86,5,0]
[2020,"NEISO_2_NYISO_A-F","NEISO","NYISO_A-F","Internal","Summer","B6",300,600,600,58.56,62.69,3,1.1399999999999999]
[2020,"NYISO_G-I_2_NEISO","NYISO_G-I","NEISO","Internal","Summer","B6",300,600,0,76.83,58.56,3,0]
[2020,"NYISO_J-K_2_PJM_E","NYISO_J-K","PJM_E","Internal","Summer","B6",300,330,0,76.849999999999994,84.83,8,0]
[2020,"PJM_E_2_NYISO_G-I","PJM_E","NYISO_G-I","Internal","Summer","B6",300,500,0,84.83,76.83,6,0]
[2020,"PJM_ROR_2_MISO_WUMS","PJM_ROR","MISO_WUMS","Internal","Summer","B6",300,1467,0,84.86,82.86,2,0]
[2020,"PJM_ROM_2_PJM_E","PJM_ROM","PJM_E","Internal","Summer","B6",300,8000,0,84.85,84.83,0.01,0]
[2020,"SOCO_2_VACAR","SOCO","VACAR","Internal","Summer","B6",300,2000,0,103.72,99.87,10,0]
[2020,"SPP_N_2_NE","SPP_N","NE","Internal","Summer","B6",300,384,0,77.87,77.86,0.01,0]
[2020,"TVA_2_VACAR","TVA","VACAR","Internal","Summer","B6",300,150,71.599999999999994,90.87,99.87,9,0]
[2020,"VACAR_2_PJM_ROR","VACAR","PJM_ROR","Internal","Summer","B6",300,2000,0,99.87,84.86,7,0]
[2020,"MAPP_US_2_RMPA","MAPP_US","RMPA","External","Summer","B6",300,200,0,75.86,77.87,8,0]
[2020,"NWPP_Coal_2_MAPP_US","NWPP_Coal","MAPP_US","External","Summer","B6",300,150,0,72.44,75.86,8,0]
[2020,"ENT_2_SOCO","ENT","SOCO","Internal","Summer","B7",400,2000,2000,70.39,93.61,8,15.22]
[2020,"IESO_2_MAPP_CA","IESO","MAPP_CA","Internal","Summer","B7",400,269,269,52.56,70.37,7,10.81]
[2020,"MAPP_CA_2_IESO","MAPP_CA","IESO","Internal","Summer","B7",400,337,0,70.37,52.56,8,0]
[2020,"MAPP_CA_2_MAPP_US","MAPP_CA","MAPP_US","Internal","Summer","B7",400,372,0,70.37,63.38,7,0]
[2020,"MISO_IN_2_MISO_MI","MISO_IN","MISO_MI","Internal","Summer","B7",400,5490,0,70.38,70.38,0.01,0]
[2020,"MISO_IN_2_PJM_ROR","MISO_IN","PJM_ROR","Internal","Summer","B7",400,992,489.81,70.38,72.38,2,0]
[2020,"MISO_MO-IL_2_TVA_Transmission","MISO_MO-IL","TVA_Transmission","Internal","Summer","B7",400,4000,1501.85,70.39,78.39,8,0]
[2020,"MISO_W_2_MAPP_CA","MISO_W","MAPP_CA","Internal","Summer","B7",400,700,0,70.38,70.37,0.01,0]
[2020,"MISO_WUMS_2_MISO_MI","MISO_WUMS","MISO_MI","Internal","Summer","B7",400,294,0,70.38,70.38,0.01,0]
[2020,"NEISO_2_NYISO_A-F","NEISO","NYISO_A-F","Internal","Summer","B7",400,600,600,58.56,62.69,3,1.1399999999999999]
[2020,"NYISO_A-F_2_NEISO","NYISO_A-F","NEISO","Internal","Summer","B7",400,600,0,62.69,58.56,3,0]
[2020,"NYISO_G-I_2_NEISO","NYISO_G-I","NEISO","Internal","Summer","B7",400,600,0,62.71,58.56,3,0]
[2020,"PJM_E_2_PJM_ROM","PJM_E","PJM_ROM","Internal","Summer","B7",400,8000,5129.04,72.36,72.37,0.01,0]
[2020,"PJM_ROR_2_MISO_WUMS","PJM_ROR","MISO_WUMS","Internal","Summer","B7",400,1467,0,72.38,70.38,2,0]
[2020,"SOCO_2_ENT","SOCO","ENT","Internal","Summer","B7",400,2400,0,93.61,70.39,10,0]
[2020,"SPP_N_2_MISO_MO-IL","SPP_N","MISO_MO-IL","Internal","Summer","B7",400,3954,101.7,65.39,70.39,5,0]
[2020,"SPP_N_2_NE","SPP_N","NE","Internal","Summer","B7",400,384,0,65.39,65.38,0.01,0]
[2020,"SPP_S_2_SPP_N","SPP_S","SPP_N","Internal","Summer","B7",400,640,0,65.41,65.39,0.01,0]
[2020,"VACAR_2_PJM_ROR","VACAR","PJM_ROR","Internal","Summer","B7",400,2000,0,90.16,72.38,7,0]
[2020,"VACAR_2_TVA_Transmission","VACAR","TVA_Transmission","Internal","Summer","B7",400,900,0,90.16,78.39,7,0]
[2020,"NWPP_Coal_2_MAPP_US","NWPP_Coal","MAPP_US","External","Summer","B7",400,150,0,72.44,63.38,8,0]
[2020,"SPP_N_2_RMPA","SPP_N","RMPA","External","Summer","B7",400,210,0,65.39,70.38,5,0]
[2020,"HQ_NEISO_2_NEISO","HQ_NEISO","NEISO","Internal","Summer","B8",500,99999,2920,58.54,58.56,0.01,0]
[2020,"IESO_2_MAPP_CA","IESO","MAPP_CA","Internal","Summer","B8",500,269,269,52.56,61.14,7,1.58]
[2020,"MAPP_US_2_MAPP_CA","MAPP_US","MAPP_CA","Internal","Summer","B8",500,165,0,56.19,61.14,7,0]
[2020,"MISO_IN_2_MISO_MI","MISO_IN","MISO_MI","Internal","Summer","B8",500,5490,32.799999999999997,63.17,63.19,0.01,0]
[2020,"MISO_MI_2_MISO_WUMS","MISO_MI","MISO_WUMS","Internal","Summer","B8",500,312,0.14000000000000001,63.19,63.2,0.01,0]
[2020,"MISO_MO-IL_2_ENT","MISO_MO-IL","ENT","Internal","Summer","B8",500,2540,0,63.19,66.819999999999993,8,0]
[2020,"MISO_W_2_MISO_WUMS","MISO_W","MISO_WUMS","Internal","Summer","B8",500,1747,0.16,63.19,63.2,0.01,0]
[2020,"MISO_W_2_PJM_ROR","MISO_W","PJM_ROR","Internal","Summer","B8",500,19839,3801.52,63.19,65.19,2,0]
[2020,"NEISO_2_NYISO_A-F","NEISO","NYISO_A-F","Internal","Summer","B8",500,600,0,58.56,59.96,3,0]
[2020,"NEISO_2_NYISO_G-I","NEISO","NYISO_G-I","Internal","Summer","B8",500,600,0,58.56,59.97,3,0]
[2020,"NYISO_G-I_2_NEISO","NYISO_G-I","NEISO","Internal","Summer","B8",500,600,0,59.97,58.56,3,0]
[2020,"NYISO_J-K_2_PJM_E","NYISO_J-K","PJM_E","Internal","Summer","B8",500,330,0,59.98,65.19,8,0]
[2020,"PJM_ROR_2_MISO_WUMS","PJM_ROR","MISO_WUMS","Internal","Summer","B8",500,1467,0,65.19,63.2,2,0]
[2020,"PJM_ROR_2_VACAR","PJM_ROR","VACAR","Internal","Summer","B8",500,3000,3000,65.19,73.19,6,2]
[2020,"SOCO_2_TVA_Transmission","SOCO","TVA_Transmission","Internal","Summer","B8",500,2600,0,80.19,71.19,10,0]
[2020,"SPP_N_2_NE","SPP_N","NE","Internal","Summer","B8",500,384,0,61.82,58.19,0.01,0]
[2020,"TVA_2_SOCO","TVA","SOCO","Internal","Summer","B8",500,500,500,68.459999999999994,80.19,9,2.72]
[2020,"TVA_Transmission_2_NonRTO_Midwest","TVA_Transmission","NonRTO_Midwest","Internal","Summer","B8",500,700,0,71.19,65.39,9,0]
[2020,"ERCOT_2_SPP_S","ERCOT","SPP_S","External","Summer","B8",500,800,0,64.06,63.87,8,0]
[2020,"NWPP_Coal_2_MAPP_US","NWPP_Coal","MAPP_US","External","Summer","B8",500,150,0,72.44,56.19,8,0]
[2020,"ENT_2_MISO_MO-IL","ENT","MISO_MO-IL","Internal","Summer","B9",800,2260,0,66.33,61.15,8,0]
[2020,"ENT_2_SOCO","ENT","SOCO","Internal","Summer","B9",800,2000,0,66.33,68.430000000000007,8,0]
[2020,"IESO_2_MAPP_CA","IESO","MAPP_CA","Internal","Summer","B9",800,269,269,52.56,61.14,7,1.58]
[2020,"MAPP_CA_2_IESO","MAPP_CA","IESO","Internal","Summer","B9",800,337,0,61.14,52.56,8,0]
[2020,"MISO_IN_2_MISO_MI","MISO_IN","MISO_MI","Internal","Summer","B9",800,5490,0,61.14,61.13,0.01,0]
[2020,"MISO_IN_2_NonRTO_Midwest","MISO_IN","NonRTO_Midwest","Internal","Summer","B9",800,4800,0,61.14,65.23,8,0]
[2020,"MISO_MO-IL_2_ENT","MISO_MO-IL","ENT","Internal","Summer","B9",800,2540,0,61.15,66.33,8,0]
[2020,"MISO_W_2_IESO","MISO_W","IESO","Internal","Summer","B9",800,145,0,61.15,52.56,8,0]
[2020,"MISO_WUMS_2_MISO_MI","MISO_WUMS","MISO_MI","Internal","Summer","B9",800,294,0,61.14,61.13,0.01,0]
[2020,"MISO_WUMS_2_PJM_ROR","MISO_WUMS","PJM_ROR","Internal","Summer","B9",800,1600,0,61.14,62.79,2,0]
[2020,"NonRTO_Midwest_2_TVA_Transmission","NonRTO_Midwest","TVA_Transmission","Internal","Summer","B9",800,2400,0,65.23,68.59,8,0]
[2020,"NYISO_G-I_2_NEISO","NYISO_G-I","NEISO","Internal","Summer","B9",800,600,0,59.97,58.56,3,0]
[2020,"PJM_E_2_NYISO_J-K","PJM_E","NYISO_J-K","Internal","Summer","B9",800,330,0,62.79,59.98,6,0]
[2020,"PJM_E_2_PJM_ROM","PJM_E","PJM_ROM","Internal","Summer","B9",800,8000,2598.31,62.79,62.8,0.01,0]
[2020,"PJM_ROR_2_MISO_WUMS","PJM_ROR","MISO_WUMS","Internal","Summer","B9",800,1467,0,62.79,61.14,2,0]
[2020,"PJM_ROM_2_PJM_ROR","PJM_ROM","PJM_ROR","Internal","Summer","B9",800,8000,0,62.8,62.79,0.01,0]
[2020,"SPP_N_2_NE","SPP_N","NE","Internal","Summer","B9",800,384,0,61.33,56.15,0.01,0]
[2020,"SPP_S_2_ENT","SPP_S","ENT","Internal","Summer","B9",800,4280,0,63.84,66.33,5,0]
[2020,"TVA_Transmission_2_NonRTO_Midwest","TVA_Transmission","NonRTO_Midwest","Internal","Summer","B9",800,700,0,68.59,65.23,9,0]
[2020,"VACAR_2_SOCO","VACAR","SOCO","Internal","Summer","B9",800,3000,0,68.790000000000006,68.430000000000007,7,0]
[2020,"NWPP_Coal_2_MAPP_US","NWPP_Coal","MAPP_US","External","Summer","B9",800,150,0,72.44,54.15,8,0]
[2020,"RMPA_2_SPP_N","RMPA","SPP_N","External","Summer","B9",800,210,0,66.33,61.33,8,0]
[2025,"FRCC_2_SOCO","FRCC","SOCO","Internal","Summer","B1",10,900,0,751.19,741.19,8,0]
[2025,"IESO_2_MAPP_CA","IESO","MAPP_CA","Internal","Summer","B1",10,269,0,141.99,133.99,7,0]
[2025,"MAPP_CA_2_MISO_W","MAPP_CA","MISO_W","Internal","Summer","B1",10,1970,1970,133.99,148.99,0.01,14.99]
[2025,"MAPP_US_2_MAPP_CA","MAPP_US","MAPP_CA","Internal","Summer","B1",10,165,0,141.99,133.99,7,0]
[2025,"MISO_MI_2_MISO_IN","MISO_MI","MISO_IN","Internal","Summer","B1",10,2535,2535,148.99,531.58000000000004,0.01,382.57]
[2025,"MISO_MO-IL_2_ENT","MISO_MO-IL","ENT","Internal","Summer","B1",10,2540,0,149.01,117.65,8,0]
[2025,"MISO_MO-IL_2_MISO_W","MISO_MO-IL","MISO_W","Internal","Summer","B1",10,1208,0,149.01,148.99,0.01,0]
[2025,"MISO_W_2_MISO_WUMS","MISO_W","MISO_WUMS","Internal","Summer","B1",10,1747,0,148.99,148.99,0.01,0]
[2025,"MISO_WUMS_2_PJM_ROR","MISO_WUMS","PJM_ROR","Internal","Summer","B1",10,1600,1544.44,148.99,150.99,2,0]
[2025,"NEISO_2_NYISO_A-F","NEISO","NYISO_A-F","Internal","Summer","B1",10,600,0,751.19,148.99,3,0]
[2025,"NYISO_G-I_2_NEISO","NYISO_G-I","NEISO","Internal","Summer","B1",10,600,600,748.18,751.19,3,0.01]
[2025,"NYISO_J-K_2_NEISO","NYISO_J-K","NEISO","Internal","Summer","B1",10,608,423.78,748.19,751.19,3,0]
[2025,"PJM_E_2_PJM_ROM","PJM_E","PJM_ROM","Internal","Summer","B1",10,8000,0,157.01,156.99,0.01,0]
[2025,"PJM_ROR_2_TVA_Transmission","PJM_ROR","TVA_Transmission","Internal","Summer","B1",10,2500,2500,150.99,547.58000000000004,6,390.58]
[2025,"SOCO_2_FRCC","SOCO","FRCC","Internal","Summer","B1",10,3700,1015.25,741.19,751.19,10,0]
[2025,"SOCO_2_VACAR","SOCO","VACAR","Internal","Summer","B1",10,2000,1338.45,741.19,751.19,10,0]
[2025,"TVA_2_NonRTO_Midwest","TVA","NonRTO_Midwest","Internal","Summer","B1",10,100,0,547.59,539.58000000000004,9,0]
[2025,"TVA_Transmission_2_NonRTO_Midwest","TVA_Transmission","NonRTO_Midwest","Internal","Summer","B1",10,700,0,547.58000000000004,539.58000000000004,9,0]
[2025,"TVA_Transmission_2_TVA","TVA_Transmission","TVA","Internal","Summer","B1",10,99999,5674.74,547.58000000000004,547.59,0.01,0]
[2025,"AZ_NM_SNV_Coal_2_SPP_S","AZ_NM_SNV_Coal","SPP_S","External","Summer","B1",10,400,0,751.2,69.08,8.17,0]
[2025,"RMPA_2_MAPP_US","RMPA","MAPP_US","External","Summer","B1",10,200,0,135.99,141.99,8,0]
[2025,"ENT_2_MISO_MO-IL","ENT","MISO_MO-IL","Internal","Summer","B10",1262,2260,0,63.19,58.47,8,0]
[2025,"IESO_2_MAPP_CA","IESO","MAPP_CA","Internal","Summer","B10",1262,269,94.69,51.66,58.66,7,0]
[2025,"IESO_2_NYISO_A-F","IESO","NYISO_A-F","Internal","Summer","B10",1262,2224,2224,51.66,59.57,7,0.91]
[2025,"MAPP_US_2_MAPP_CA","MAPP_US","MAPP_CA","Internal","Summer","B10",1262,165,165,48.9,58.66,7,2.77]
[2025,"MISO_IN_2_MISO_MO-IL","MISO_IN","MISO_MO-IL","Internal","Summer","B10",1262,5000,0,58.65,58.47,0.01,0]
[2025,"MISO_MO-IL_2_ENT","MISO_MO-IL","ENT","Internal","Summer","B10",1262,2540,0,58.47,63.19,8,0]
[2025,"MISO_MO-IL_2_TVA_Transmission","MISO_MO-IL","TVA_Transmission","Internal","Summer","B10",1262,4000,237.97,58.47,66.47,8,0]
[2025,"MISO_W_2_SPP_N","MISO_W","SPP_N","Internal","Summer","B10",1262,3450,0,55.9,58.18,7,0]
[2025,"MISO_WUMS_2_PJM_ROR","MISO_WUMS","PJM_ROR","Internal","Summer","B10",1262,1600,0,57.49,57.9,2,0]
[2025,"NEISO_2_NYISO_J-K","NEISO","NYISO_J-K","Internal","Summer","B10",1262,1038,0,62.57,59.6,3,0]
[2025,"NonRTO_Midwest_2_TVA_Transmission","NonRTO_Midwest","TVA_Transmission","Internal","Summer","B10",1262,2400,0,66.650000000000006,66.47,8,0]
[2025,"NYISO_G-I_2_NEISO","NYISO_G-I","NEISO","Internal","Summer","B10",1262,600,0,59.58,62.57,3,0]
[2025,"PJM_E_2_PJM_ROM","PJM_E","PJM_ROM","Internal","Summer","B10",1262,8000,1536.72,57.9,57.91,0.01,0]
[2025,"PJM_ROR_2_MISO_MO-IL","PJM_ROR","MISO_MO-IL","Internal","Summer","B10",1262,1111,0,57.9,58.47,2,0]
[2025,"PJM_ROM_2_PJM_E","PJM_ROM","PJM_E","Internal","Summer","B10",1262,8000,0,57.91,57.9,0.01,0]
[2025,"SOCO_2_VACAR","SOCO","VACAR","Internal","Summer","B10",1262,2000,0,71.19,64.430000000000007,10,0]
[2025,"SPP_N_2_SPP_S","SPP_N","SPP_S","Internal","Summer","B10",1262,4000,3659.29,58.18,58.19,0.01,0]
[2025,"TVA_Transmission_2_NonRTO_Midwest","TVA_Transmission","NonRTO_Midwest","Internal","Summer","B10",1262,700,0,66.47,66.650000000000006,9,0]
[2025,"VACAR_2_PJM_ROR","VACAR","PJM_ROR","Internal","Summer","B10",1262,2000,0,64.430000000000007,57.9,7,0]
[2025,"AZ_NM_SNV_Coal_2_SPP_S","AZ_NM_SNV_Coal","SPP_S","External","Summer","B10",1262,400,0,70.66,58.19,8.17,0]
[2025,"RMPA_2_SPP_N","RMPA","SPP_N","External","Summer","B10",1262,210,0,77.22,58.18,8,0]
[2025,"ENT_2_TVA_Transmission","ENT","TVA_Transmission","Internal","Shoulder","B11",25,2100,2100,79.099999999999994,87.11,8,0.01]
[2025,"FRCC_2_SOCO","FRCC","SOCO","Internal","Shoulder","B11",25,900,0,123.22,113.22,8,0]
[2025,"IESO_2_MAPP_CA","IESO","MAPP_CA","Internal","Shoulder","B11",25,269,0,58.85,65.099999999999994,7,0]
[2025,"MAPP_US_2_MAPP_CA","MAPP_US","MAPP_CA","Internal","Shoulder","B11",25,165,0,72.099999999999994,65.099999999999994,7,0]
[2025,"MAPP_US_2_NE","MAPP_US","NE","Internal","Shoulder","B11",25,2000,0,72.099999999999994,74.099999999999994,7,0]
[2025,"MISO_IN_2_PJM_ROR","MISO_IN","PJM_ROR","Internal","Shoulder","B11",25,992,0,88.11,81.099999999999994,2,0]
[2025,"MISO_MO-IL_2_MISO_IN","MISO_MO-IL","MISO_IN","Internal","Shoulder","B11",25,2100,2100,79.11,88.11,0.01,8.99]
[2025,"MISO_W_2_MISO_MO-IL","MISO_W","MISO_MO-IL","Internal","Shoulder","B11",25,4048,3102.08,79.099999999999994,79.11,0.01,0]
[2025,"MISO_WUMS_2_PJM_ROR","MISO_WUMS","PJM_ROR","Internal","Shoulder","B11",25,1600,0,79.11,81.099999999999994,2,0]
[2025,"NE_2_SPP_N","NE","SPP_N","Internal","Shoulder","B11",25,1854,0,74.099999999999994,74.099999999999994,0.01,0]
[2025,"NonRTO_Midwest_2_TVA_Transmission","NonRTO_Midwest","TVA_Transmission","Internal","Shoulder","B11",25,2400,0,96.11,87.11,8,0]
[2025,"NYISO_G-I_2_PJM_E","NYISO_G-I","PJM_E","Internal","Shoulder","B11",25,1500,1500,70.430000000000007,81.08,8,2.65]
[2025,"PJM_E_2_PJM_ROM","PJM_E","PJM_ROM","Internal","Shoulder","B11",25,8000,5273.05,81.08,81.09,0.01,0]
[2025,"PJM_ROR_2_PJM_ROM","PJM_ROR","PJM_ROM","Internal","Shoulder","B11",25,8000,0,81.099999999999994,81.09,0.01,0]
[2025,"SOCO_2_ENT","SOCO","ENT","Internal","Shoulder","B11",25,2400,0,113.22,79.099999999999994,10,0]
[2025,"SOCO_2_VACAR","SOCO","VACAR","Internal","Shoulder","B11",25,2000,0,113.22,106.22,10,0]
[2025,"SPP_N_2_MISO_MO-IL","SPP_N","MISO_MO-IL","Internal","Shoulder","B11",25,3954,3954,74.099999999999994,79.11,5,0.01]
[2025,"SPP_S_2_SPP_N","SPP_S","SPP_N","Internal","Shoulder","B11",25,640,640,73.92,74.099999999999994,0.01,0.17]
[2025,"TVA_Transmission_2_SOCO","TVA_Transmission","SOCO","Internal","Shoulder","B11",25,3200,3200,87.11,113.22,9,17.100000000000001]
[2025,"AZ_NM_SNV_Coal_2_SPP_S","AZ_NM_SNV_Coal","SPP_S","External","Shoulder","B11",25,400,0,73.14,73.92,8.17,0]
[2025,"NWPP_Coal_2_MAPP_US","NWPP_Coal","MAPP_US","External","Shoulder","B11",25,150,0,80.63,72.099999999999994,8,0]
[2025,"SPP_S_2_ERCOT","SPP_S","ERCOT","External","Shoulder","B11",25,800,17.32,73.92,78.92,5,0]
[2025,"FRCC_2_SOCO","FRCC","SOCO","Internal","Shoulder","B12",200,900,0,87.11,78.67,8,0]
[2025,"IESO_2_MISO_W","IESO","MISO_W","Internal","Shoulder","B12",200,195,195,58.85,70.64,7,4.79]
[2025,"MAPP_US_2_MAPP_CA","MAPP_US","MAPP_CA","Internal","Shoulder","B12",200,165,0,63.64,65.849999999999994,7,0]
[2025,"MISO_IN_2_MISO_MI","MISO_IN","MISO_MI","Internal","Shoulder","B12",200,5490,0,74.67,74.650000000000006,0.01,0]
[2025,"MISO_IN_2_PJM_ROR","MISO_IN","PJM_ROR","Internal","Shoulder","B12",200,992,0,74.67,72.650000000000006,2,0]
[2025,"MISO_MO-IL_2_PJM_ROR","MISO_MO-IL","PJM_ROR","Internal","Shoulder","B12",200,1212,3.53,70.650000000000006,72.650000000000006,2,0]
[2025,"MISO_MO-IL_2_TVA_Transmission","MISO_MO-IL","TVA_Transmission","Internal","Shoulder","B12",200,4000,3.45,70.650000000000006,78.650000000000006,8,0]
[2025,"MISO_W_2_PJM_ROR","MISO_W","PJM_ROR","Internal","Shoulder","B12",200,19839,19839,70.64,72.650000000000006,2,0.01]
[2025,"MISO_WUMS_2_PJM_ROR","MISO_WUMS","PJM_ROR","Internal","Shoulder","B12",200,1600,139.77000000000001,70.650000000000006,72.650000000000006,2,0]
[2025,"NonRTO_Midwest_2_TVA_Transmission","NonRTO_Midwest","TVA_Transmission","Internal","Shoulder","B12",200,2400,0,82.67,78.650000000000006,8,0]
[2025,"NYISO_A-F_2_PJM_ROM","NYISO_A-F","PJM_ROM","Internal","Shoulder","B12",200,1000,0,65.849999999999994,72.67,8,0]
[2025,"NYISO_J-K_2_NEISO","NYISO_J-K","NEISO","Internal","Shoulder","B12",200,608,0,66.17,63.17,3,0]
[2025,"PJM_ROR_2_MISO_MI","PJM_ROR","MISO_MI","Internal","Shoulder","B12",200,1305,692.38,72.650000000000006,74.650000000000006,2,0]
[2025,"PJM_ROR_2_VACAR","PJM_ROR","VACAR","Internal","Shoulder","B12",200,3000,3000,72.650000000000006,87.65,6,9]
[2025,"SOCO_2_VACAR","SOCO","VACAR","Internal","Shoulder","B12",200,2000,0,78.67,87.65,10,0]
[2025,"SPP_N_2_NE","SPP_N","NE","Internal","Shoulder","B12",200,384,0,65.650000000000006,65.64,0.01,0]
[2025,"SPP_S_2_SPP_N","SPP_S","SPP_N","Internal","Shoulder","B12",200,640,0,65.67,65.650000000000006,0.01,0]
[2025,"TVA_Transmission_2_VACAR","TVA_Transmission","VACAR","Internal","Shoulder","B12",200,900,481.88,78.650000000000006,87.65,9,0]
[2025,"AZ_NM_SNV_Coal_2_SPP_S","AZ_NM_SNV_Coal","SPP_S","External","Shoulder","B12",200,400,0,72.47,65.67,8.17,0]
[2025,"ERCOT_2_SPP_S","ERCOT","SPP_S","External","Shoulder","B12",200,800,0,70.39,65.67,8,0]
[2025,"RMPA_2_NE","RMPA","NE","External","Shoulder","B12",200,310,0,76.42,65.64,8,0]
[2025,"FRCC_2_SOCO","FRCC","SOCO","Internal","Shoulder","B13",600,900,0,81.22,73,8,0]
[2025,"HQ_IESO_2_IESO","HQ_IESO","IESO","Internal","Shoulder","B13",600,99999,400,55.02,55.03,0.01,0]
[2025,"IESO_2_NYISO_A-F","IESO","NYISO_A-F","Internal","Shoulder","B13",600,2224,1275.72,55.03,62.03,7,0]
[2025,"MAPP_US_2_MISO_W","MAPP_US","MISO_W","Internal","Shoulder","B13",600,2635,2408.04,60.64,67.64,7,0]
[2025,"MISO_IN_2_PJM_ROR","MISO_IN","PJM_ROR","Internal","Shoulder","B13",600,992,0,71.66,69.64,2,0]
[2025,"MISO_MO-IL_2_ENT","MISO_MO-IL","ENT","Internal","Shoulder","B13",600,2540,0,70.650000000000006,70.67,8,0]
[2025,"MISO_W_2_MAPP_CA","MISO_W","MAPP_CA","Internal","Shoulder","B13",600,700,0,67.64,62.03,0.01,0]
[2025,"MISO_W_2_PJM_ROR","MISO_W","PJM_ROR","Internal","Shoulder","B13",600,19839,19661.36,67.64,69.64,2,0]
[2025,"NE_2_MISO_W","NE","MISO_W","Internal","Shoulder","B13",600,3614,2375.66,62.64,67.64,5,0]
[2025,"NonRTO_Midwest_2_TVA_Transmission","NonRTO_Midwest","TVA_Transmission","Internal","Shoulder","B13",600,2400,0,79.66,75.45,8,0]
[2025,"NYISO_G-I_2_NYISO_J-K","NYISO_G-I","NYISO_J-K","Internal","Shoulder","B13",600,6130,4791,66.16,66.17,0.01,0]
[2025,"NYISO_J-K_2_NEISO","NYISO_J-K","NEISO","Internal","Shoulder","B13",600,608,0,66.17,63.17,3,0]
[2025,"PJM_E_2_NYISO_J-K","PJM_E","NYISO_J-K","Internal","Shoulder","B13",600,330,0,69.64,66.17,6,0]
[2025,"PJM_ROR_2_MISO_WUMS","PJM_ROR","MISO_WUMS","Internal","Shoulder","B13",600,1467,0,69.64,67.66,2,0]
[2025,"PJM_ROM_2_PJM_ROR","PJM_ROM","PJM_ROR","Internal","Shoulder","B13",600,8000,0,69.66,69.64,0.01,0]
[2025,"SPP_N_2_ENT","SPP_N","ENT","Internal","Shoulder","B13",600,7346,7346,65.650000000000006,70.67,5,0.01]
[2025,"SPP_S_2_SPP_N","SPP_S","SPP_N","Internal","Shoulder","B13",600,640,0,65.67,65.650000000000006,0.01,0]
[2025,"TVA_Transmission_2_NonRTO_Midwest","TVA_Transmission","NonRTO_Midwest","Internal","Shoulder","B13",600,700,0,75.45,79.66,9,0]
[2025,"TVA_Transmission_2_VACAR","TVA_Transmission","VACAR","Internal","Shoulder","B13",600,900,0,75.45,79.36,9,0]
[2025,"NE_2_RMPA","NE","RMPA","External","Shoulder","B13",600,310,310,62.64,76.42,5,8.7799999999999994]
[2025,"SPP_N_2_RMPA","SPP_N","RMPA","External","Shoulder","B13",600,210,210,65.650000000000006,76.42,5,5.77]
[2025,"FRCC_2_SOCO","FRCC","SOCO","Internal","Shoulder","B14",900,900,0,77.819999999999993,73,8,0]
[2025,"IESO_2_MISO_MI","IESO","MISO_MI","Internal","Shoulder","B14",900,3125,3125,55.03,69.569999999999993,7,7.54]
[2025,"IESO_2_NYISO_A-F","IESO","NYISO_A-F","Internal","Shoulder","B14",900,2224,1123.79,55.03,62.03,7,0]
[2025,"MAPP_CA_2_MISO_W","MAPP_CA","MISO_W","Internal","Shoulder","B14",900,1970,1335.14,60.86,60.87,0.01,0]
[2025,"MISO_IN_2_PJM_ROR","MISO_IN","PJM_ROR","Internal","Shoulder","B14",900,992,0,69.58,67.709999999999994,2,0]
[2025,"MISO_MI_2_MISO_IN","MISO_MI","MISO_IN","Internal","Shoulder","B14",900,2535,1197.73,69.569999999999993,69.58,0.01,0]
[2025,"MISO_MO-IL_2_PJM_ROR","MISO_MO-IL","PJM_ROR","Internal","Shoulder","B14",900,1212,1212,65,67.709999999999994,2,0.71]
[2025,"MISO_W_2_PJM_ROR","MISO_W","PJM_ROR","Internal","Shoulder","B14",900,19839,19839,60.87,67.709999999999994,2,4.84]
[2025,"MISO_WUMS_2_MISO_W","MISO_WUMS","MISO_W","Internal","Shoulder","B14",900,1255,0,67.38,60.87,0.01,0]
[2025,"NE_2_SPP_N","NE","SPP_N","Internal","Shoulder","B14",900,1854,604.98,50.63,50.64,0.01,0]
[2025,"NYISO_A-F_2_NYISO_G-I","NYISO_A-F","NYISO_G-I","Internal","Shoulder","B14",900,5266,5266,62.03,66.16,0.01,4.1100000000000003]
[2025,"NYISO_J-K_2_NEISO","NYISO_J-K","NEISO","Internal","Shoulder","B14",900,608,0,66.17,63.17,3,0]
[2025,"PJM_ROR_2_MISO_IN","PJM_ROR","MISO_IN","Internal","Shoulder","B14",900,909,0,67.709999999999994,69.58,2,0]
[2025,"PJM_ROR_2_TVA_Transmission","PJM_ROR","TVA_Transmission","Internal","Shoulder","B14",900,2500,0,67.709999999999994,73,6,0]
[2025,"PJM_ROM_2_PJM_ROR","PJM_ROM","PJM_ROR","Internal","Shoulder","B14",900,8000,0,68.930000000000007,67.709999999999994,0.01,0]
[2025,"SPP_N_2_MISO_W","SPP_N","MISO_W","Internal","Shoulder","B14",900,1000,1000,50.64,60.87,5,5.23]
[2025,"SPP_S_2_SPP_N","SPP_S","SPP_N","Internal","Shoulder","B14",900,640,492.61,50.63,50.64,0.01,0]
[2025,"TVA_2_NonRTO_Midwest","TVA","NonRTO_Midwest","Internal","Shoulder","B14",900,100,0,73.02,77.58,9,0]
[2025,"TVA_Transmission_2_VACAR","TVA_Transmission","VACAR","Internal","Shoulder","B14",900,900,0,73,76.23,9,0]
[2025,"AZ_NM_SNV_Coal_2_SPP_S","AZ_NM_SNV_Coal","SPP_S","External","Shoulder","B14",900,400,0,72.47,50.63,8.17,0]
[2025,"RMPA_2_MAPP_US","RMPA","MAPP_US","External","Shoulder","B14",900,200,0,76.42,53.87,8,0]
[2025,"SPP_S_2_ERCOT","SPP_S","ERCOT","External","Shoulder","B14",900,800,800,50.63,70.39,5,14.76]
[2025,"HQ_NY_2_NYISO_A-F","HQ_NY","NYISO_A-F","Internal","Shoulder","B15",1203,99999,1228.97,62.02,62.03,0.01,0]
[2025,"IESO_2_NYISO_A-F","IESO","NYISO_A-F","Internal","Shoulder","B15",1203,2224,1666.61,55.03,62.03,7,0]
[2025,"MAPP_US_2_MISO_W","MAPP_US","MISO_W","Internal","Shoulder","B15",1203,2635,2635,16.68,30.22,7,6.54]
[2025,"MARITIMES_2_NEISO","MARITIMES","NEISO","Internal","Shoulder","B15",1203,99999,426.43,63.16,63.17,0.01,0]
[2025,"MISO_MI_2_PJM_ROR","MISO_MI","PJM_ROR","Internal","Shoulder","B15",1203,1424,0,62.03,60.02,2,0]
[2025,"MISO_W_2_IESO","MISO_W","IESO","Internal","Shoulder","B15",1203,145,145,30.22,55.03,8,16.82]
[2025,"MISO_W_2_PJM_ROR","MISO_W","PJM_ROR","Internal","Shoulder","B15",1203,19839,19839,30.22,60.02,2,27.8]
[2025,"NE_2_MAPP_US","NE","MAPP_US","Internal","Shoulder","B15",1203,1600,1121.24,11.68,16.68,5,0]
[2025,"NE_2_SPP_N","NE","SPP_N","Internal","Shoulder","B15",1203,1854,0,11.68,0.02,0.01,0]
[2025,"NEISO_2_NYISO_J-K","NEISO","NYISO_J-K","Internal","Shoulder","B15",1203,1038,0,63.17,62.06,3,0]
[2025,"NYISO_J-K_2_NEISO","NYISO_J-K","NEISO","Internal","Shoulder","B15",1203,608,0,62.06,63.17,3,0]
[2025,"PJM_E_2_NYISO_G-I","PJM_E","NYISO_G-I","Internal","Shoulder","B15",1203,500,0,60.02,62.04,6,0]
[2025,"PJM_ROR_2_MISO_MO-IL","PJM_ROR","MISO_MO-IL","Internal","Shoulder","B15",1203,1111,0,60.02,59.18,2,0]
[2025,"PJM_ROM_2_PJM_ROR","PJM_ROM","PJM_ROR","Internal","Shoulder","B15",1203,8000,0,60.03,60.02,0.01,0]
[2025,"SOCO_2_VACAR","SOCO","VACAR","Internal","Shoulder","B15",1203,2000,0,72.59,66.25,10,0]
[2025,"SPP_N_2_MISO_W","SPP_N","MISO_W","Internal","Shoulder","B15",1203,1000,1000,0.02,30.22,5,25.19]
[2025,"TVA_2_VACAR","TVA","VACAR","Internal","Shoulder","B15",1203,150,0,67.2,66.25,9,0]
[2025,"TVA_Transmission_2_VACAR","TVA_Transmission","VACAR","Internal","Shoulder","B15",1203,900,0,67.180000000000007,66.25,9,0]
[2025,"MAPP_US_2_RMPA","MAPP_US","RMPA","External","Shoulder","B15",1203,200,200,16.68,76.42,8,51.75]
[2025,"RMPA_2_SPP_N","RMPA","SPP_N","External","Shoulder","B15",1203,210,0,76.42,0.02,8,0]
[2025,"SPP_S_2_ERCOT","SPP_S","ERCOT","External","Shoulder","B15",1203,800,800,0.01,61.28,5,56.27]
[2025,"ENT_2_TVA_Transmission","ENT","TVA_Transmission","Internal","Winter","B16",25,2100,2100,76.08,93.92,8,9.84]
[2025,"IESO_2_NYISO_A-F","IESO","NYISO_A-F","Internal","Winter","B16",25,2224,1767.46,60.82,67.819999999999993,7,0]
[2025,"MAPP_CA_2_MAPP_US","MAPP_CA","MAPP_US","Internal","Winter","B16",25,372,0,66.06,9.68,7,0]
[2025,"MARITIMES_2_NEISO","MARITIMES","NEISO","Internal","Winter","B16",25,99999,1400,75.52,75.540000000000006,0.01,0]
[2025,"MISO_IN_2_PJM_ROR","MISO_IN","PJM_ROR","Internal","Winter","B16",25,992,0,115.69,85.9,2,0]
[2025,"MISO_MO-IL_2_MISO_W","MISO_MO-IL","MISO_W","Internal","Winter","B16",25,1208,0,81.92,16.68,0.01,0]
[2025,"MISO_W_2_IESO","MISO_W","IESO","Internal","Winter","B16",25,145,145,16.68,60.82,8,36.14]
[2025,"MISO_WUMS_2_MISO_MI","MISO_WUMS","MISO_MI","Internal","Winter","B16",25,294,294,83.9,85.96,0.01,2.04]
[2025,"NE_2_SPP_N","NE","SPP_N","Internal","Winter","B16",25,1854,1854,11.68,71.069999999999993,0.01,59.39]
[2025,"NYISO_A-F_2_NEISO","NYISO_A-F","NEISO","Internal","Winter","B16",25,600,600,67.819999999999993,75.540000000000006,3,4.72]
[2025,"NYISO_A-F_2_PJM_ROM","NYISO_A-F","PJM_ROM","Internal","Winter","B16",25,1000,1000,67.819999999999993,85.91,8,10.09]
[2025,"PJM_E_2_PJM_ROM","PJM_E","PJM_ROM","Internal","Winter","B16",25,8000,2218.1999999999998,85.9,85.91,0.01,0]
[2025,"PJM_ROR_2_PJM_ROM","PJM_ROR","PJM_ROM","Internal","Winter","B16",25,8000,4331.26,85.9,85.91,0.01,0]
[2025,"PJM_ROM_2_PJM_ROR","PJM_ROM","PJM_ROR","Internal","Winter","B16",25,8000,0,85.91,85.9,0.01,0]
[2025,"SOCO_2_ENT","SOCO","ENT","Internal","Winter","B16",25,2400,0,116.9,76.08,10,0]
[2025,"SPP_N_2_MISO_W","SPP_N","MISO_W","Internal","Winter","B16",25,1000,0,71.069999999999993,16.68,5,0]
[2025,"SPP_S_2_SPP_N","SPP_S","SPP_N","Internal","Winter","B16",25,640,0,71.08,71.069999999999993,0.01,0]
[2025,"TVA_Transmission_2_VACAR","TVA_Transmission","VACAR","Internal","Winter","B16",25,900,900,93.92,131.88,9,28.96]
[2025,"VACAR_2_TVA_Transmission","VACAR","TVA_Transmission","Internal","Winter","B16",25,900,0,131.88,93.92,7,0]
[2025,"NWPP_Coal_2_MAPP_US","NWPP_Coal","MAPP_US","External","Winter","B16",25,150,0,84.75,9.68,8,0]
[2025,"SPP_S_2_ERCOT","SPP_S","ERCOT","External","Winter","B16",25,800,800,71.08,76.83,5,0.75]
[2025,"HQ_NEISO_2_NEISO","HQ_NEISO","NEISO","Internal","Winter","B17",100,99999,2920,74.63,74.64,0.01,0]
[2025,"HQ_IESO_2_IESO","HQ_IESO","IESO","Internal","Winter","B17",100,99999,400,59.05,59.06,0.01,0]
[2025,"MAPP_US_2_MAPP_CA","MAPP_US","MAPP_CA","Internal","Winter","B17",100,165,165,54.52,66.06,7,4.54]
[2025,"MARITIMES_2_NEISO","MARITIMES","NEISO","Internal","Winter","B17",100,99999,1400,74.63,74.64,0.01,0]
[2025,"MISO_MI_2_MISO_WUMS","MISO_MI","MISO_WUMS","Internal","Winter","B17",100,312,0,78.91,74.91,0.01,0]
[2025,"MISO_MI_2_PJM_ROR","MISO_MI","PJM_ROR","Internal","Winter","B17",100,1424,0,78.91,76.91,2,0]
[2025,"MISO_W_2_IESO","MISO_W","IESO","Internal","Winter","B17",100,145,0,61.52,59.06,8,0]
[2025,"MISO_W_2_MISO_WUMS","MISO_W","MISO_WUMS","Internal","Winter","B17",100,1747,1747,61.52,74.91,0.01,13.37]
[2025,"NE_2_SPP_N","NE","SPP_N","Internal","Winter","B17",100,1854,1854,49.52,68.52,0.01,18.989999999999998]
[2025,"NEISO_2_NYISO_G-I","NEISO","NYISO_G-I","Internal","Winter","B17",100,600,0,74.64,77.63,3,0]
[2025,"NYISO_A-F_2_PJM_ROM","NYISO_A-F","PJM_ROM","Internal","Winter","B17",100,1000,1000,66.06,76.92,8,2.85]
[2025,"NYISO_J-K_2_PJM_E","NYISO_J-K","PJM_E","Internal","Winter","B17",100,330,0,77.64,76.91,8,0]
[2025,"PJM_ROR_2_MISO_MI","PJM_ROR","MISO_MI","Internal","Winter","B17",100,1305,762.24,76.91,78.91,2,0]
[2025,"PJM_ROR_2_PJM_ROM","PJM_ROR","PJM_ROM","Internal","Winter","B17",100,8000,6764.17,76.91,76.92,0.01,0]
[2025,"SOCO_2_TVA_Transmission","SOCO","TVA_Transmission","Internal","Winter","B17",100,2600,0,86.12,81.52,10,0]
[2025,"SPP_N_2_MISO_W","SPP_N","MISO_W","Internal","Winter","B17",100,1000,0,68.52,61.52,5,0]
[2025,"TVA_2_SOCO","TVA","SOCO","Internal","Winter","B17",100,500,0,81.53,86.12,9,0]
[2025,"TVA_2_VACAR","TVA","VACAR","Internal","Winter","B17",100,150,150,81.53,96.12,9,5.58]
[2025,"TVA_Transmission_2_VACAR","TVA_Transmission","VACAR","Internal","Winter","B17",100,900,900,81.52,96.12,9,5.59]
[2025,"ERCOT_2_SPP_S","ERCOT","SPP_S","External","Winter","B17",100,800,0,73.11,68.53,8,0]
[2025,"SPP_S_2_ERCOT","SPP_S","ERCOT","External","Winter","B17",100,800,0,68.53,73.11,5,0]
[2025,"ENT_2_SOCO","ENT","SOCO","Internal","Winter","B18",400,2000,0,73.53,75.48,8,0]
[2025,"HQ_IESO_2_IESO","HQ_IESO","IESO","Internal","Winter","B18",400,99999,400,59.05,59.06,0.01,0]
[2025,"MAPP_CA_2_IESO","MAPP_CA","IESO","Internal","Winter","B18",400,337,0,68.010000000000005,59.06,8,0]
[2025,"MARITIMES_2_NEISO","MARITIMES","NEISO","Internal","Winter","B18",400,99999,1400,72.02,72.03,0.01,0]
[2025,"MISO_IN_2_NonRTO_Midwest","MISO_IN","NonRTO_Midwest","Internal","Winter","B18",400,4800,3017.94,74.94,82.94,8,0]
[2025,"MISO_MO-IL_2_MISO_IN","MISO_MO-IL","MISO_IN","Internal","Winter","B18",400,2100,2100,72.069999999999993,74.94,0.01,2.86]
[2025,"MISO_W_2_IESO","MISO_W","IESO","Internal","Winter","B18",400,145,0,68.02,59.06,8,0]
[2025,"MISO_W_2_SPP_N","MISO_W","SPP_N","Internal","Winter","B18",400,3450,0,68.02,68.52,7,0]
[2025,"MISO_WUMS_2_MISO_W","MISO_WUMS","MISO_W","Internal","Winter","B18",400,1255,0,70.150000000000006,68.02,0.01,0]
[2025,"NonRTO_Midwest_2_TVA_Transmission","NonRTO_Midwest","TVA_Transmission","Internal","Winter","B18",400,2400,0,82.94,78.55,8,0]
[2025,"NYISO_A-F_2_PJM_ROM","NYISO_A-F","PJM_ROM","Internal","Winter","B18",400,1000,1000,66.06,74.349999999999994,8,0.28000000000000003]
[2025,"NYISO_G-I_2_NYISO_J-K","NYISO_G-I","NYISO_J-K","Internal","Winter","B18",400,6130,6130,75.03,77.64,0.01,2.6]
[2025,"PJM_E_2_NYISO_J-K","PJM_E","NYISO_J-K","Internal","Winter","B18",400,330,0,74.36,77.64,6,0]
[2025,"PJM_ROR_2_PJM_ROM","PJM_ROR","PJM_ROM","Internal","Winter","B18",400,8000,8000,72.94,74.349999999999994,0.01,1.4]
[2025,"PJM_ROM_2_PJM_ROR","PJM_ROM","PJM_ROR","Internal","Winter","B18",400,8000,0,74.349999999999994,72.94,0.01,0]
[2025,"SPP_N_2_MISO_W","SPP_N","MISO_W","Internal","Winter","B18",400,1000,0,68.52,68.02,5,0]
[2025,"SPP_S_2_ENT","SPP_S","ENT","Internal","Winter","B18",400,4280,2451.36,68.53,73.53,5,0]
[2025,"TVA_2_VACAR","TVA","VACAR","Internal","Winter","B18",400,150,0,78.28,82.11,9,0]
[2025,"VACAR_2_SOCO","VACAR","SOCO","Internal","Winter","B18",400,3000,0,82.11,75.48,7,0]
[2025,"NE_2_RMPA","NE","RMPA","External","Winter","B18",400,310,310,63.02,80.16,5,12.14]
[2025,"RMPA_2_MAPP_US","RMPA","MAPP_US","External","Winter","B18",400,200,0,80.16,61.02,8,0]
[2025,"FRCC_2_SOCO","FRCC","SOCO","Internal","Winter","B19",700,900,0,80.28,75.48,8,0]
[2025,"HQ_IESO_2_IESO","HQ_IESO","IESO","Internal","Winter","B19",700,99999,400,59.05,59.06,0.01,0]
[2025,"IESO_2_MISO_MI","IESO","MISO_MI","Internal","Winter","B19",700,3125,3125,59.06,70.81,7,4.75]
[2025,"MAPP_CA_2_MISO_W","MAPP_CA","MISO_W","Internal","Winter","B19",700,1970,1688.76,68.010000000000005,68.02,0.01,0]
[2025,"MARITIMES_2_NEISO","MARITIMES","NEISO","Internal","Winter","B19",700,99999,1400,72.02,72.03,0.01,0]
[2025,"MISO_MI_2_MISO_WUMS","MISO_MI","MISO_WUMS","Internal","Winter","B19",700,312,0,70.81,70.010000000000005,0.01,0]
[2025,"MISO_W_2_IESO","MISO_W","IESO","Internal","Winter","B19",700,145,0,68.02,59.06,8,0]
[2025,"MISO_W_2_MISO_WUMS","MISO_W","MISO_WUMS","Internal","Winter","B19",700,1747,1747,68.02,70.010000000000005,0.01,1.98]
[2025,"MISO_WUMS_2_MISO_W","MISO_WUMS","MISO_W","Internal","Winter","B19",700,1255,0,70.010000000000005,68.02,0.01,0]
[2025,"NEISO_2_NYISO_A-F","NEISO","NYISO_A-F","Internal","Winter","B19",700,600,0,72.03,66.06,3,0]
[2025,"NYISO_A-F_2_PJM_ROM","NYISO_A-F","PJM_ROM","Internal","Winter","B19",700,1000,1000,66.06,74.16,8,0.1]
[2025,"NYISO_J-K_2_NEISO","NYISO_J-K","NEISO","Internal","Winter","B19",700,608,0,75.040000000000006,72.03,3,0]
[2025,"PJM_ROR_2_MISO_IN","PJM_ROR","MISO_IN","Internal","Winter","B19",700,909,0,70.98,70.819999999999993,2,0]
[2025,"PJM_ROR_2_PJM_ROM","PJM_ROR","PJM_ROM","Internal","Winter","B19",700,8000,8000,70.98,74.16,0.01,3.17]
[2025,"SOCO_2_FRCC","SOCO","FRCC","Internal","Winter","B19",700,3700,0,75.48,80.28,10,0]
[2025,"SOCO_2_TVA_Transmission","SOCO","TVA_Transmission","Internal","Winter","B19",700,2600,0,75.48,76.98,10,0]
[2025,"SPP_N_2_MISO_W","SPP_N","MISO_W","Internal","Winter","B19",700,1000,0,63.98,68.02,5,0]
[2025,"TVA_2_VACAR","TVA","VACAR","Internal","Winter","B19",700,150,0,77,81.010000000000005,9,0]
[2025,"TVA_Transmission_2_TVA","TVA_Transmission","TVA","Internal","Winter","B19",700,99999,1535.99,76.98,77,0.01,0]
[2025,"AZ_NM_SNV_Coal_2_SPP_S","AZ_NM_SNV_Coal","SPP_S","External","Winter","B19",700,400,0,75.83,64,8.17,0]
[2025,"RMPA_2_MAPP_US","RMPA","MAPP_US","External","Winter","B19",700,200,0,80.16,61.02,8,0]
[2025,"ENT_2_MISO_MO-IL","ENT","MISO_MO-IL","Internal","Summer","B2",25,2260,0,118.28,118.28,8,0]
[2025,"HQ_IESO_2_IESO","HQ_IESO","IESO","Internal","Summer","B2",25,99999,400.1,107.3,107.31,0.01,0]
[2025,"IESO_2_NYISO_A-F","IESO","NYISO_A-F","Internal","Summer","B2",25,2224,2033.4,107.31,114.31,7,0]
[2025,"MAPP_CA_2_MISO_W","MAPP_CA","MISO_W","Internal","Summer","B2",25,1970,1970,99.31,114.3,0.01,14.98]
[2025,"MISO_IN_2_MISO_MO-IL","MISO_IN","MISO_MO-IL","Internal","Summer","B2",25,5000,0,118.3,118.28,0.01,0]
[2025,"MISO_MO-IL_2_ENT","MISO_MO-IL","ENT","Internal","Summer","B2",25,2540,0,118.28,118.28,8,0]
[2025,"MISO_MO-IL_2_MISO_IN","MISO_MO-IL","MISO_IN","Internal","Summer","B2",25,2100,1788.02,118.28,118.3,0.01,0]
[2025,"MISO_W_2_IESO","MISO_W","IESO","Internal","Summer","B2",25,145,0,114.3,107.31,8,0]
[2025,"MISO_WUMS_2_MISO_W","MISO_WUMS","MISO_W","Internal","Summer","B2",25,1255,0,114.3,114.3,0.01,0]
[2025,"NE_2_MAPP_US","NE","MAPP_US","Internal","Summer","B2",25,1600,0,109.3,107.3,5,0]
[2025,"NEISO_2_NYISO_J-K","NEISO","NYISO_J-K","Internal","Summer","B2",25,1038,0,445.42,442.43,3,0]
[2025,"NYISO_G-I_2_NEISO","NYISO_G-I","NEISO","Internal","Summer","B2",25,600,549.88,442.42,445.42,3,0]
[2025,"PJM_E_2_NYISO_G-I","PJM_E","NYISO_G-I","Internal","Summer","B2",25,500,500,141.84,442.42,6,294.58]
[2025,"PJM_ROR_2_PJM_ROM","PJM_ROR","PJM_ROM","Internal","Summer","B2",25,8000,8000,116.3,141.83000000000001,0.01,25.53]
[2025,"PJM_ROM_2_PJM_E","PJM_ROM","PJM_E","Internal","Summer","B2",25,8000,1631.74,141.83000000000001,141.84,0.01,0]
[2025,"SOCO_2_TVA_Transmission","SOCO","TVA_Transmission","Internal","Summer","B2",25,2600,0,578.98,134.30000000000001,10,0]
[2025,"SPP_N_2_SPP_S","SPP_N","SPP_S","Internal","Summer","B2",25,4000,0,113.28,112.35,0.01,0]
[2025,"TVA_2_VACAR","TVA","VACAR","Internal","Summer","B2",25,150,150,134.31,588.98,9,445.67]
[2025,"VACAR_2_PJM_ROR","VACAR","PJM_ROR","Internal","Summer","B2",25,2000,0,588.98,116.3,7,0]
[2025,"MAPP_US_2_RMPA","MAPP_US","RMPA","External","Summer","B2",25,200,0,107.3,111.97,8,0]
[2025,"RMPA_2_MAPP_US","RMPA","MAPP_US","External","Summer","B2",25,200,0,111.97,107.3,8,0]
[2025,"RMPA_2_SPP_N","RMPA","SPP_N","External","Summer","B2",25,210,0,111.97,113.28,8,0]
[2025,"ENT_2_TVA_Transmission","ENT","TVA_Transmission","Internal","Winter","B20",935,2100,0,63.95,68.66,8,0]
[2025,"IESO_2_MAPP_CA","IESO","MAPP_CA","Internal","Winter","B20",935,269,145.34,59.06,66.06,7,0]
[2025,"MAPP_CA_2_MISO_W","MAPP_CA","MISO_W","Internal","Winter","B20",935,1970,0,66.06,60.64,0.01,0]
[2025,"MAPP_US_2_NE","MAPP_US","NE","Internal","Winter","B20",935,2000,0,53.64,48.64,7,0]
[2025,"MISO_MI_2_MISO_IN","MISO_MI","MISO_IN","Internal","Winter","B20",935,2535,0,64.64,64.64,0.01,0]
[2025,"MISO_MO-IL_2_MISO_IN","MISO_MO-IL","MISO_IN","Internal","Winter","B20",935,2100,2100,60.66,64.64,0.01,3.98]
[2025,"MISO_W_2_MISO_MO-IL","MISO_W","MISO_MO-IL","Internal","Winter","B20",935,4048,3937.88,60.64,60.66,0.01,0]
[2025,"MISO_WUMS_2_MISO_W","MISO_WUMS","MISO_W","Internal","Winter","B20",935,1255,0,61.07,60.64,0.01,0]
[2025,"NE_2_SPP_N","NE","SPP_N","Internal","Winter","B20",935,1854,1380.96,48.64,48.66,0.01,0]
[2025,"NEISO_2_NYISO_J-K","NEISO","NYISO_J-K","Internal","Winter","B20",935,1038,0,70.430000000000007,67.44,3,0]
[2025,"NYISO_G-I_2_PJM_E","NYISO_G-I","PJM_E","Internal","Winter","B20",935,1500,0,67.430000000000007,64.66,8,0]
[2025,"PJM_E_2_PJM_ROM","PJM_E","PJM_ROM","Internal","Winter","B20",935,8000,0,64.66,64.64,0.01,0]
[2025,"PJM_ROR_2_MISO_IN","PJM_ROR","MISO_IN","Internal","Winter","B20",935,909,577.54999999999995,62.64,64.64,2,0]
[2025,"PJM_ROR_2_PJM_ROM","PJM_ROR","PJM_ROM","Internal","Winter","B20",935,8000,8000,62.64,64.64,0.01,1.99]
[2025,"SOCO_2_TVA_Transmission","SOCO","TVA_Transmission","Internal","Winter","B20",935,2600,0,75.48,68.66,10,0]
[2025,"SPP_N_2_MISO_MO-IL","SPP_N","MISO_MO-IL","Internal","Winter","B20",935,3954,3954,48.66,60.66,5,7]
[2025,"SPP_S_2_ENT","SPP_S","ENT","Internal","Winter","B20",935,4280,4280,48.67,63.95,5,10.28]
[2025,"TVA_Transmission_2_SOCO","TVA_Transmission","SOCO","Internal","Winter","B20",935,3200,0,68.66,75.48,9,0]
[2025,"VACAR_2_TVA_Transmission","VACAR","TVA_Transmission","Internal","Winter","B20",935,900,0,70.31,68.66,7,0]
[2025,"RMPA_2_MAPP_US","RMPA","MAPP_US","External","Winter","B20",935,200,0,76.58,53.64,8,0]
[2025,"SPP_S_2_ERCOT","SPP_S","ERCOT","External","Winter","B20",935,800,800,48.67,63.59,5,9.92]
[2025,"ENT_2_TVA_Transmission","ENT","TVA_Transmission","Internal","Summer","B3",75,2100,0,119.74,122.81,8,0]
[2025,"IESO_2_MISO_W","IESO","MISO_W","Internal","Summer","B3",75,195,195,91.83,110.82,7,11.99]
[2025,"MAPP_CA_2_MISO_W","MAPP_CA","MISO_W","Internal","Summer","B3",75,1970,1970,96.82,110.82,0.01,13.99]
[2025,"MISO_IN_2_MISO_MI","MISO_IN","MISO_MI","Internal","Summer","B3",75,5490,0,114.82,113.3,0.01,0]
[2025,"MISO_IN_2_MISO_MO-IL","MISO_IN","MISO_MO-IL","Internal","Summer","B3",75,5000,0,114.82,114.81,0.01,0]
[2025,"MISO_MO-IL_2_MISO_IN","MISO_MO-IL","MISO_IN","Internal","Summer","B3",75,2100,573.6,114.81,114.82,0.01,0]
[2025,"MISO_MO-IL_2_TVA_Transmission","MISO_MO-IL","TVA_Transmission","Internal","Summer","B3",75,4000,2945.08,114.81,122.81,8,0]
[2025,"MISO_W_2_MISO_WUMS","MISO_W","MISO_WUMS","Internal","Summer","B3",75,1747,1253.5999999999999,110.82,110.83,0.01,0]
[2025,"MISO_WUMS_2_PJM_ROR","MISO_WUMS","PJM_ROR","Internal","Summer","B3",75,1600,0,110.83,112.82,2,0]
[2025,"NEISO_2_NYISO_J-K","NEISO","NYISO_J-K","Internal","Summer","B3",75,1038,1003.3,101.83,104.83,3,0]
[2025,"NYISO_A-F_2_PJM_ROM","NYISO_A-F","PJM_ROM","Internal","Summer","B3",75,1000,1000,98.83,112.83,8,6]
[2025,"NYISO_J-K_2_PJM_E","NYISO_J-K","PJM_E","Internal","Summer","B3",75,330,0,104.83,112.82,8,0]
[2025,"PJM_ROR_2_MISO_IN","PJM_ROR","MISO_IN","Internal","Summer","B3",75,909,381.8,112.82,114.82,2,0]
[2025,"PJM_ROR_2_VACAR","PJM_ROR","VACAR","Internal","Summer","B3",75,3000,3000,112.82,131.81,6,12.99]
[2025,"SOCO_2_TVA_Transmission","SOCO","TVA_Transmission","Internal","Summer","B3",75,2600,0,127.74,122.81,10,0]
[2025,"SPP_N_2_NE","SPP_N","NE","Internal","Summer","B3",75,384,0,114.74,106.97,0.01,0]
[2025,"SPP_S_2_ENT","SPP_S","ENT","Internal","Summer","B3",75,4280,1423.36,114.74,119.74,5,0]
[2025,"TVA_2_SOCO","TVA","SOCO","Internal","Summer","B3",75,500,0,122.82,127.74,9,0]
[2025,"TVA_Transmission_2_VACAR","TVA_Transmission","VACAR","Internal","Summer","B3",75,900,556.85,122.81,131.81,9,0]
[2025,"ERCOT_2_SPP_S","ERCOT","SPP_S","External","Summer","B3",75,800,0,218.58,114.74,8,0]
[2025,"RMPA_2_NE","RMPA","NE","External","Summer","B3",75,310,0,111.97,106.97,8,0]
[2025,"ENT_2_TVA_Transmission","ENT","TVA_Transmission","Internal","Summer","B4",100,2100,0,113.27,117.49,8,0]
[2025,"HQ_IESO_2_IESO","HQ_IESO","IESO","Internal","Summer","B4",100,99999,400,75.790000000000006,75.8,0.01,0]
[2025,"IESO_2_MISO_W","IESO","MISO_W","Internal","Summer","B4",100,195,195,75.8,107.23,7,24.43]
[2025,"MAPP_US_2_MISO_W","MAPP_US","MISO_W","Internal","Summer","B4",100,2635,1026.0899999999999,100.23,107.23,7,0]
[2025,"MISO_IN_2_PJM_ROR","MISO_IN","PJM_ROR","Internal","Summer","B4",100,992,0,111.23,109.23,2,0]
[2025,"MISO_MO-IL_2_MISO_IN","MISO_MO-IL","MISO_IN","Internal","Summer","B4",100,2100,2100,109.49,111.23,0.01,1.73]
[2025,"MISO_W_2_MAPP_CA","MISO_W","MAPP_CA","Internal","Summer","B4",100,700,0,107.23,82.8,0.01,0]
[2025,"MISO_W_2_MISO_WUMS","MISO_W","MISO_WUMS","Internal","Summer","B4",100,1747,409.71,107.23,107.24,0.01,0]
[2025,"NE_2_MISO_W","NE","MISO_W","Internal","Summer","B4",100,3614,0,107.23,107.23,5,0]
[2025,"NEISO_2_NYISO_J-K","NEISO","NYISO_J-K","Internal","Summer","B4",100,1038,1038,85.8,91.85,3,3.04]
[2025,"NonRTO_Midwest_2_TVA_Transmission","NonRTO_Midwest","TVA_Transmission","Internal","Summer","B4",100,2400,0,119.23,117.49,8,0]
[2025,"NYISO_G-I_2_PJM_E","NYISO_G-I","PJM_E","Internal","Summer","B4",100,1500,1500,91.83,109.23,8,9.4]
[2025,"PJM_ROR_2_MISO_IN","PJM_ROR","MISO_IN","Internal","Summer","B4",100,909,379.09,109.23,111.23,2,0]
[2025,"PJM_ROR_2_MISO_WUMS","PJM_ROR","MISO_WUMS","Internal","Summer","B4",100,1467,0,109.23,107.24,2,0]
[2025,"PJM_ROM_2_PJM_E","PJM_ROM","PJM_E","Internal","Summer","B4",100,8000,0,109.24,109.23,0.01,0]
[2025,"SPP_N_2_ENT","SPP_N","ENT","Internal","Summer","B4",100,7346,3377.86,108.27,113.27,5,0]
[2025,"SPP_S_2_ENT","SPP_S","ENT","Internal","Summer","B4",100,4280,1033.43,108.27,113.27,5,0]
[2025,"TVA_Transmission_2_NonRTO_Midwest","TVA_Transmission","NonRTO_Midwest","Internal","Summer","B4",100,700,0,117.49,119.23,9,0]
[2025,"VACAR_2_SOCO","VACAR","SOCO","Internal","Summer","B4",100,3000,0,121.03,121.27,7,0]
[2025,"ERCOT_2_SPP_S","ERCOT","SPP_S","External","Summer","B4",100,800,0,116.34,108.27,8,0]
[2025,"SPP_N_2_RMPA","SPP_N","RMPA","External","Summer","B4",100,210,0,108.27,111.97,5,0]
[2025,"ENT_2_TVA_Transmission","ENT","TVA_Transmission","Internal","Summer","B5",200,2100,65.19,109.49,117.49,8,0]
[2025,"FRCC_2_SOCO","FRCC","SOCO","Internal","Summer","B5",200,900,0,125.07,118.02,8,0]
[2025,"IESO_2_MISO_W","IESO","MISO_W","Internal","Summer","B5",200,195,195,70.069999999999993,107.23,7,30.16]
[2025,"MAPP_CA_2_MAPP_US","MAPP_CA","MAPP_US","Internal","Summer","B5",200,372,372,77.069999999999993,100.23,7,16.16]
[2025,"MISO_IN_2_MISO_MI","MISO_IN","MISO_MI","Internal","Summer","B5",200,5490,0,109.5,107.23,0.01,0]
[2025,"MISO_MI_2_MISO_IN","MISO_MI","MISO_IN","Internal","Summer","B5",200,2535,2535,107.23,109.5,0.01,2.2599999999999998]
[2025,"MISO_MO-IL_2_PJM_ROR","MISO_MO-IL","PJM_ROR","Internal","Summer","B5",200,1212,0,109.49,109.23,2,0]
[2025,"MISO_W_2_MISO_WUMS","MISO_W","MISO_WUMS","Internal","Summer","B5",200,1747,0,107.23,107.23,0.01,0]
[2025,"MISO_WUMS_2_MISO_W","MISO_WUMS","MISO_W","Internal","Summer","B5",200,1255,0,107.23,107.23,0.01,0]
[2025,"NE_2_MISO_W","NE","MISO_W","Internal","Summer","B5",200,3614,0,104.48,107.23,5,0]
[2025,"NYISO_A-F_2_NYISO_G-I","NYISO_A-F","NYISO_G-I","Internal","Summer","B5",200,5266,5266,81.8,91.83,0.01,10.02]
[2025,"NYISO_J-K_2_PJM_E","NYISO_J-K","PJM_E","Internal","Summer","B5",200,330,330,91.85,109.21,8,9.36]
[2025,"PJM_ROR_2_MISO_IN","PJM_ROR","MISO_IN","Internal","Summer","B5",200,909,0,109.23,109.5,2,0]
[2025,"PJM_ROR_2_TVA_Transmission","PJM_ROR","TVA_Transmission","Internal","Summer","B5",200,2500,2500,109.23,117.49,6,2.2599999999999998]
[2025,"PJM_ROM_2_PJM_E","PJM_ROM","PJM_E","Internal","Summer","B5",200,8000,0,109.22,109.21,0.01,0]
[2025,"SOCO_2_FRCC","SOCO","FRCC","Internal","Summer","B5",200,3700,0,118.02,125.07,10,0]
[2025,"SPP_S_2_ENT","SPP_S","ENT","Internal","Summer","B5",200,4280,2880.7,104.49,109.49,5,0]
[2025,"TVA_2_NonRTO_Midwest","TVA","NonRTO_Midwest","Internal","Summer","B5",200,100,0,117.5,117.5,9,0]
[2025,"TVA_Transmission_2_TVA","TVA_Transmission","TVA","Internal","Summer","B5",200,99999,2639.27,117.49,117.5,0.01,0]
[2025,"ERCOT_2_SPP_S","ERCOT","SPP_S","External","Summer","B5",200,800,0,109.49,104.49,8,0]
[2025,"RMPA_2_MAPP_US","RMPA","MAPP_US","External","Summer","B5",200,200,0,109.48,100.23,8,0]
[2025,"SPP_N_2_RMPA","SPP_N","RMPA","External","Summer","B5",200,210,0,104.49,109.48,5,0]
[2025,"HQ_NY_2_NYISO_A-F","HQ_NY","NYISO_A-F","Internal","Summer","B6",300,99999,2443.88,65.05,65.06,0.01,0]
[2025,"IESO_2_MISO_W","IESO","MISO_W","Internal","Summer","B6",300,195,195,58.06,101.01,7,35.950000000000003]
[2025,"MAPP_US_2_MISO_W","MAPP_US","MISO_W","Internal","Summer","B6",300,2635,1398.97,94.01,101.01,7,0]
[2025,"MISO_IN_2_NonRTO_Midwest","MISO_IN","NonRTO_Midwest","Internal","Summer","B6",300,4800,2279.96,108.38,116.38,8,0]
[2025,"MISO_MI_2_MISO_IN","MISO_MI","MISO_IN","Internal","Summer","B6",300,2535,2535,101.01,108.38,0.01,7.36]
[2025,"MISO_MO-IL_2_ENT","MISO_MO-IL","ENT","Internal","Summer","B6",300,2540,0,101.02,101.02,8,0]
[2025,"MISO_W_2_MISO_WUMS","MISO_W","MISO_WUMS","Internal","Summer","B6",300,1747,0,101.01,101.01,0.01,0]
[2025,"MISO_W_2_PJM_ROR","MISO_W","PJM_ROR","Internal","Summer","B6",300,19839,9036.1200000000008,101.01,103.01,2,0]
[2025,"NE_2_MISO_W","NE","MISO_W","Internal","Summer","B6",300,3614,430.98,96.01,101.01,5,0]
[2025,"NEISO_2_NYISO_J-K","NEISO","NYISO_J-K","Internal","Summer","B6",300,1038,1038,62.57,89.58,3,24.01]
[2025,"NYISO_G-I_2_NYISO_J-K","NYISO_G-I","NYISO_J-K","Internal","Summer","B6",300,6130,4937.3599999999997,89.57,89.58,0.01,0]
[2025,"NYISO_J-K_2_PJM_E","NYISO_J-K","PJM_E","Internal","Summer","B6",300,330,330,89.58,102.99,8,5.41]
[2025,"PJM_ROR_2_MISO_MO-IL","PJM_ROR","MISO_MO-IL","Internal","Summer","B6",300,1111,0,103.01,101.02,2,0]
[2025,"PJM_ROM_2_PJM_E","PJM_ROM","PJM_E","Internal","Summer","B6",300,8000,0,103,102.99,0.01,0]
[2025,"SOCO_2_VACAR","SOCO","VACAR","Internal","Summer","B6",300,2000,0,118.02,118.02,10,0]
[2025,"SPP_N_2_MISO_MO-IL","SPP_N","MISO_MO-IL","Internal","Summer","B6",300,3954,1057.42,96.02,101.02,5,0]
[2025,"TVA_2_VACAR","TVA","VACAR","Internal","Summer","B6",300,150,0,109.04,118.02,9,0]
[2025,"VACAR_2_PJM_ROR","VACAR","PJM_ROR","Internal","Summer","B6",300,2000,0,118.02,103.01,7,0]
[2025,"ERCOT_2_SPP_S","ERCOT","SPP_S","External","Summer","B6",300,800,800,81.97,96.02,8,6.05]
[2025,"MAPP_US_2_RMPA","MAPP_US","RMPA","External","Summer","B6",300,200,200,94.01,103.31,8,1.3]
[2025,"SPP_N_2_RMPA","SPP_N","RMPA","External","Summer","B6",300,210,210,96.02,103.31,5,2.29]
[2025,"ENT_2_TVA_Transmission","ENT","TVA_Transmission","Internal","Summer","B7",400,2100,0,77.28,85,8,0]
[2025,"IESO_2_MISO_W","IESO","MISO_W","Internal","Summer","B7",400,195,195,52,73,7,14]
[2025,"MAPP_CA_2_MAPP_US","MAPP_CA","MAPP_US","Internal","Summer","B7",400,372,327.24,59,66,7,0]
[2025,"MARITIMES_2_NEISO","MARITIMES","NEISO","Internal","Summer","B7",400,99999,1400,62.56,62.57,0.01,0]
[2025,"MISO_MI_2_MISO_IN","MISO_MI","MISO_IN","Internal","Summer","B7",400,2535,2167.7800000000002,77,77.010000000000005,0.01,0]
[2025,"MISO_MO-IL_2_MISO_W","MISO_MO-IL","MISO_W","Internal","Summer","B7",400,1208,0,77,73,0.01,0]
[2025,"MISO_MO-IL_2_TVA_Transmission","MISO_MO-IL","TVA_Transmission","Internal","Summer","B7",400,4000,1885.43,77,85,8,0]
[2025,"MISO_WUMS_2_MISO_MI","MISO_WUMS","MISO_MI","Internal","Summer","B7",400,294,294,73,77,0.01,3.99]
[2025,"NE_2_MISO_W","NE","MISO_W","Internal","Summer","B7",400,3614,39.85,68,73,5,0]
[2025,"NYISO_A-F_2_NEISO","NYISO_A-F","NEISO","Internal","Summer","B7",400,600,44.33,59.57,62.57,3,0]
[2025,"NYISO_A-F_2_NYISO_G-I","NYISO_A-F","NYISO_G-I","Internal","Summer","B7",400,5266,5266,59.57,66.97,0.01,7.38]
[2025,"NYISO_J-K_2_PJM_E","NYISO_J-K","PJM_E","Internal","Summer","B7",400,330,141.93,66.98,74.98,8,0]
[2025,"PJM_E_2_PJM_ROM","PJM_E","PJM_ROM","Internal","Summer","B7",400,8000,5680.38,74.98,74.989999999999995,0.01,0]
[2025,"PJM_ROM_2_PJM_E","PJM_ROM","PJM_E","Internal","Summer","B7",400,8000,0,74.989999999999995,74.98,0.01,0]
[2025,"SOCO_2_ENT","SOCO","ENT","Internal","Summer","B7",400,2400,0,94.15,77.28,10,0]
[2025,"SPP_N_2_MISO_MO-IL","SPP_N","MISO_MO-IL","Internal","Summer","B7",400,3954,0,72.28,77,5,0]
[2025,"SPP_S_2_SPP_N","SPP_S","SPP_N","Internal","Summer","B7",400,640,0,72.290000000000006,72.28,0.01,0]
[2025,"TVA_Transmission_2_SOCO","TVA_Transmission","SOCO","Internal","Summer","B7",400,3200,3200,85,94.15,9,0.15]
[2025,"VACAR_2_PJM_ROR","VACAR","PJM_ROR","Internal","Summer","B7",400,2000,0,94,75,7,0]
[2025,"NWPP_Coal_2_MAPP_US","NWPP_Coal","MAPP_US","External","Summer","B7",400,150,0,86.98,66,8,0]
[2025,"SPP_N_2_RMPA","SPP_N","RMPA","External","Summer","B7",400,210,210,72.28,95.14,5,17.86]
[2025,"HQ_NEISO_2_NEISO","HQ_NEISO","NEISO","Internal","Summer","B8",500,99999,2920,62.56,62.57,0.01,0]
[2025,"HQ_NY_2_NYISO_A-F","HQ_NY","NYISO_A-F","Internal","Summer","B8",500,99999,2313.58,59.56,59.57,0.01,0]
[2025,"IESO_2_MISO_W","IESO","MISO_W","Internal","Summer","B8",500,195,195,51.66,65.94,7,7.28]
[2025,"MAPP_US_2_MAPP_CA","MAPP_US","MAPP_CA","Internal","Summer","B8",500,165,0,58.94,58.66,7,0]
[2025,"MISO_MI_2_MISO_IN","MISO_MI","MISO_IN","Internal","Summer","B8",500,2535,1286.07,69.94,69.95,0.01,0]
[2025,"MISO_MI_2_PJM_ROR","MISO_MI","PJM_ROR","Internal","Summer","B8",500,1424,0,69.94,67.94,2,0]
[2025,"MISO_MO-IL_2_TVA_Transmission","MISO_MO-IL","TVA_Transmission","Internal","Summer","B8",500,4000,0,69.94,73.94,8,0]
[2025,"MISO_W_2_MISO_WUMS","MISO_W","MISO_WUMS","Internal","Summer","B8",500,1747,0,65.94,65.94,0.01,0]
[2025,"NE_2_MISO_W","NE","MISO_W","Internal","Summer","B8",500,3614,974.1,60.94,65.94,5,0]
[2025,"NEISO_2_NYISO_G-I","NEISO","NYISO_G-I","Internal","Summer","B8",500,600,0,62.57,64.400000000000006,3,0]
[2025,"NYISO_G-I_2_NEISO","NYISO_G-I","NEISO","Internal","Summer","B8",500,600,0,64.400000000000006,62.57,3,0]
[2025,"NYISO_J-K_2_PJM_E","NYISO_J-K","PJM_E","Internal","Summer","B8",500,330,0,64.41,67.94,8,0]
[2025,"PJM_ROR_2_MISO_MI","PJM_ROR","MISO_MI","Internal","Summer","B8",500,1305,201.24,67.94,69.94,2,0]
[2025,"PJM_ROR_2_MISO_WUMS","PJM_ROR","MISO_WUMS","Internal","Summer","B8",500,1467,0,67.94,65.94,2,0]
[2025,"SOCO_2_TVA_Transmission","SOCO","TVA_Transmission","Internal","Summer","B8",500,2600,0,82.94,73.94,10,0]
[2025,"SPP_N_2_MISO_MO-IL","SPP_N","MISO_MO-IL","Internal","Summer","B8",500,3954,0,68.91,69.94,5,0]
[2025,"SPP_N_2_NE","SPP_N","NE","Internal","Summer","B8",500,384,0,68.91,60.94,0.01,0]
[2025,"TVA_2_SOCO","TVA","SOCO","Internal","Summer","B8",500,500,95.28,73.94,82.94,9,0]
[2025,"VACAR_2_PJM_ROR","VACAR","PJM_ROR","Internal","Summer","B8",500,2000,0,80.97,67.94,7,0]
[2025,"ERCOT_2_SPP_S","ERCOT","SPP_S","External","Summer","B8",500,800,0,69.14,68.930000000000007,8,0]
[2025,"SPP_N_2_RMPA","SPP_N","RMPA","External","Summer","B8",500,210,210,68.91,78.81,5,4.9000000000000004]
[2025,"ENT_2_SOCO","ENT","SOCO","Internal","Summer","B9",800,2000,0,71.61,73.790000000000006,8,0]
[2025,"HQ_NY_2_NYISO_A-F","HQ_NY","NYISO_A-F","Internal","Summer","B9",800,99999,2242.2800000000002,59.56,59.57,0.01,0]
[2025,"MAPP_CA_2_IESO","MAPP_CA","IESO","Internal","Summer","B9",800,337,0,58.66,51.66,8,0]
[2025,"MAPP_US_2_NE","MAPP_US","NE","Internal","Summer","B9",800,2000,0,57.41,59.41,7,0]
[2025,"MISO_IN_2_MISO_MI","MISO_IN","MISO_MI","Internal","Summer","B9",800,5490,0,66.36,66.34,0.01,0]
[2025,"MISO_MO-IL_2_MISO_IN","MISO_MO-IL","MISO_IN","Internal","Summer","B9",800,2100,1699.08,66.34,66.36,0.01,0]
[2025,"MISO_MO-IL_2_TVA_Transmission","MISO_MO-IL","TVA_Transmission","Internal","Summer","B9",800,4000,0,66.34,72.41,8,0]
[2025,"MISO_W_2_SPP_N","MISO_W","SPP_N","Internal","Summer","B9",800,3450,0,64.41,66.61,7,0]
[2025,"MISO_WUMS_2_MISO_MI","MISO_WUMS","MISO_MI","Internal","Summer","B9",800,294,294,64.430000000000007,66.34,0.01,1.91]
[2025,"NE_2_MISO_W","NE","MISO_W","Internal","Summer","B9",800,3614,832.41,59.41,64.41,5,0]
[2025,"NYISO_A-F_2_NEISO","NYISO_A-F","NEISO","Internal","Summer","B9",800,600,29.25,59.57,62.57,3,0]
[2025,"NYISO_J-K_2_PJM_E","NYISO_J-K","PJM_E","Internal","Summer","B9",800,330,0,62.92,66.41,8,0]
[2025,"PJM_E_2_NYISO_J-K","PJM_E","NYISO_J-K","Internal","Summer","B9",800,330,0,66.41,62.92,6,0]
[2025,"PJM_ROR_2_MISO_WUMS","PJM_ROR","MISO_WUMS","Internal","Summer","B9",800,1467,0,66.41,64.430000000000007,2,0]
[2025,"PJM_ROM_2_PJM_ROR","PJM_ROM","PJM_ROR","Internal","Summer","B9",800,8000,0,66.430000000000007,66.41,0.01,0]
[2025,"SPP_N_2_MISO_MO-IL","SPP_N","MISO_MO-IL","Internal","Summer","B9",800,3954,0,66.61,66.34,5,0]
[2025,"SPP_S_2_ENT","SPP_S","ENT","Internal","Summer","B9",800,4280,0,68.930000000000007,71.61,5,0]
[2025,"TVA_Transmission_2_NonRTO_Midwest","TVA_Transmission","NonRTO_Midwest","Internal","Summer","B9",800,700,0,72.41,74.36,9,0]
[2025,"VACAR_2_PJM_ROR","VACAR","PJM_ROR","Internal","Summer","B9",800,2000,0,74.099999999999994,66.41,7,0]
[2025,"NE_2_RMPA","NE","RMPA","External","Summer","B9",800,310,310,59.41,77.22,5,12.8]
[2025,"NWPP_Coal_2_MAPP_US","NWPP_Coal","MAPP_US","External","Summer","B9",800,150,0,86.98,57.41,8,0]
[2025,"SPP_N_2_RMPA","SPP_N","RMPA","External","Summer","B9",800,210,210,66.61,77.22,5,5.61]
[2030,"MISO_IN_2_MISO_MO-IL","MISO_IN","MISO_MO-IL","Internal","Summer","B1",10,5000,0,146.47999999999999,145.82,0.01,0]
[2030,"MISO_MO-IL_2_MISO_W","MISO_MO-IL","MISO_W","Internal","Summer","B1",10,1208,0,145.82,145.82,0.01,0]
[2030,"MISO_WUMS_2_MISO_MI","MISO_WUMS","MISO_MI","Internal","Summer","B1",10,294,0,145.83000000000001,145.82,0.01,0]
[2030,"NEISO_2_NYISO_A-F","NEISO","NYISO_A-F","Internal","Summer","B1",10,600,0,540.49,92.91,3,0]
[2030,"NYISO_J-K_2_PJM_E","NYISO_J-K","PJM_E","Internal","Summer","B1",10,330,0,537.5,194.11,8,0]
[2030,"PJM_ROM_2_PJM_ROR","PJM_ROM","PJM_ROR","Internal","Summer","B1",10,8000,0,194.1,147.82,0.01,0]
[2030,"SPP_N_2_SPP_S","SPP_N","SPP_S","Internal","Summer","B1",10,4000,0,92.01,88.64,0.01,0]
[2030,"VACAR_2_SOCO","VACAR","SOCO","Internal","Summer","B1",10,3000,0,751.19,741.19,7,0]
[2030,"NWPP_Coal_2_MAPP_US","NWPP_Coal","MAPP_US","External","Summer","B1",10,150,0,136.01,138.82,8,0]
[2030,"IESO_2_MISO_W","IESO","MISO_W","Internal","Summer","B1",10,195,195,85.91,145.82,7,52.91]
[2030,"SPP_N_2_RMPA","SPP_N","RMPA","External","Summer","B1",10,210,210,92.01,144.16999999999999,5,47.17]
[2030,"TVA_2_SOCO","TVA","SOCO","Internal","Summer","B1",10,500,500,162.49,741.19,9,569.70000000000005]
[2030,"SOCO_2_VACAR","SOCO","VACAR","Internal","Summer","B1",10,2000,576.35,741.19,751.19,10,0]
[2030,"SPP_S_2_SPP_N","SPP_S","SPP_N","Internal","Summer","B1",10,640,640,88.64,92.01,0.01,3.35]
[2030,"MISO_MO-IL_2_PJM_ROR","MISO_MO-IL","PJM_ROR","Internal","Summer","B1",10,1212,1095.42,145.82,147.82,2,0]
[2030,"NE_2_MISO_W","NE","MISO_W","Internal","Summer","B1",10,3614,1778.62,140.82,145.82,5,0]
[2030,"ENT_2_SOCO","ENT","SOCO","Internal","Summer","B1",10,2000,2000,137.82,741.19,8,595.37]
[2030,"IESO_2_MISO_MI","IESO","MISO_MI","Internal","Summer","B1",10,3125,3125,85.91,145.82,7,52.91]
[2030,"HQ_NEISO_2_NEISO","HQ_NEISO","NEISO","Internal","Summer","B1",10,99999,3506.75,540.48,540.49,0.01,0]
[2030,"NYISO_G-I_2_NYISO_J-K","NYISO_G-I","NYISO_J-K","Internal","Summer","B1",10,6130,4929.4799999999996,537.49,537.5,0.01,0]
[2030,"ENT_2_MISO_MO-IL","ENT","MISO_MO-IL","Internal","Summer","B10",1262,2260,0,76.739999999999995,74.55,8,0]
[2030,"MAPP_US_2_MAPP_CA","MAPP_US","MAPP_CA","Internal","Summer","B10",1262,165,0,65.33,72.319999999999993,7,0]
[2030,"MISO_MI_2_MISO_IN","MISO_MI","MISO_IN","Internal","Summer","B10",1262,2535,0,74.569999999999993,74.56,0.01,0]
[2030,"MISO_MO-IL_2_PJM_ROR","MISO_MO-IL","PJM_ROR","Internal","Summer","B10",1262,1212,0,74.55,74.33,2,0]
[2030,"MISO_W_2_MAPP_CA","MISO_W","MAPP_CA","Internal","Summer","B10",1262,700,0,72.33,72.319999999999993,0.01,0]
[2030,"MISO_WUMS_2_MISO_W","MISO_WUMS","MISO_W","Internal","Summer","B10",1262,1255,0,74.3,72.33,0.01,0]
[2030,"NonRTO_Midwest_2_TVA_Transmission","NonRTO_Midwest","TVA_Transmission","Internal","Summer","B10",1262,2400,0,77.989999999999995,80.33,8,0]
[2030,"NYISO_J-K_2_NEISO","NYISO_J-K","NEISO","Internal","Summer","B10",1262,608,0,73.17,70.17,3,0]
[2030,"PJM_ROR_2_MISO_MO-IL","PJM_ROR","MISO_MO-IL","Internal","Summer","B10",1262,1111,0,74.33,74.55,2,0]
[2030,"PJM_ROM_2_PJM_ROR","PJM_ROM","PJM_ROR","Internal","Summer","B10",1262,8000,0,74.34,74.33,0.01,0]
[2030,"SPP_N_2_NE","SPP_N","NE","Internal","Summer","B10",1262,384,0,69.55,67.33,0.01,0]
[2030,"TVA_2_VACAR","TVA","VACAR","Internal","Summer","B10",1262,150,0,80.34,80.819999999999993,9,0]
[2030,"VACAR_2_SOCO","VACAR","SOCO","Internal","Summer","B10",1262,3000,0,80.819999999999993,84.74,7,0]
[2030,"RMPA_2_NE","RMPA","NE","External","Summer","B10",1262,310,0,95.62,67.33,8,0]
[2030,"SPP_N_2_RMPA","SPP_N","RMPA","External","Summer","B10",1262,210,210,69.55,95.62,5,21.07]
[2030,"ENT_2_SOCO","ENT","SOCO","Internal","Summer","B10",1262,2000,296.62,76.739999999999995,84.74,8,0]
[2030,"HQ_NEISO_2_NEISO","HQ_NEISO","NEISO","Internal","Summer","B10",1262,99999,1064.54,70.16,70.17,0.01,0]
[2030,"MAPP_US_2_MISO_W","MAPP_US","MISO_W","Internal","Summer","B10",1262,2635,1749.66,65.33,72.33,7,0]
[2030,"PJM_ROR_2_TVA_Transmission","PJM_ROR","TVA_Transmission","Internal","Summer","B10",1262,2500,1769.35,74.33,80.33,6,0]
[2030,"NE_2_MISO_W","NE","MISO_W","Internal","Summer","B10",1262,3614,2134.2600000000002,67.33,72.33,5,0]
[2030,"SPP_N_2_SPP_S","SPP_N","SPP_S","Internal","Summer","B10",1262,4000,4000,69.55,71.739999999999995,0.01,2.1800000000000002]
[2030,"NYISO_G-I_2_NYISO_J-K","NYISO_G-I","NYISO_J-K","Internal","Summer","B10",1262,6130,4860.76,73.16,73.17,0.01,0]
[2030,"ENT_2_SOCO","ENT","SOCO","Internal","Shoulder","B11",25,2000,0,94.17,100.44,8,0]
[2030,"MISO_IN_2_MISO_MI","MISO_IN","MISO_MI","Internal","Shoulder","B11",25,5490,0,91.74,91.72,0.01,0]
[2030,"MISO_MO-IL_2_ENT","MISO_MO-IL","ENT","Internal","Shoulder","B11",25,2540,0,91.72,94.17,8,0]
[2030,"MISO_W_2_MISO_WUMS","MISO_W","MISO_WUMS","Internal","Shoulder","B11",25,1747,0,91.71,91.71,0.01,0]
[2030,"NEISO_2_NYISO_A-F","NEISO","NYISO_A-F","Internal","Shoulder","B11",25,600,0,72.36,69.36,3,0]
[2030,"NYISO_J-K_2_NEISO","NYISO_J-K","NEISO","Internal","Shoulder","B11",25,608,0,85.72,72.36,3,0]
[2030,"PJM_ROR_2_MISO_WUMS","PJM_ROR","MISO_WUMS","Internal","Shoulder","B11",25,1467,0,93.71,91.71,2,0]
[2030,"SOCO_2_FRCC","SOCO","FRCC","Internal","Shoulder","B11",25,3700,0,100.44,97.57,10,0]
[2030,"SPP_N_2_NE","SPP_N","NE","Internal","Shoulder","B11",25,384,0,89.17,86.71,0.01,0]
[2030,"SPP_S_2_ENT","SPP_S","ENT","Internal","Shoulder","B11",25,4280,0,90.12,94.17,5,0]
[2030,"TVA_Transmission_2_VACAR","TVA_Transmission","VACAR","Internal","Shoulder","B11",25,900,0,99.71,99.71,9,0]
[2030,"VACAR_2_SOCO","VACAR","SOCO","Internal","Shoulder","B11",25,3000,0,99.71,100.44,7,0]
[2030,"NWPP_Coal_2_MAPP_US","NWPP_Coal","MAPP_US","External","Shoulder","B11",25,150,0,96,84.71,8,0]
[2030,"NE_2_MISO_W","NE","MISO_W","Internal","Shoulder","B11",25,3614,114.69,86.71,91.71,5,0]
[2030,"MAPP_CA_2_MAPP_US","MAPP_CA","MAPP_US","Internal","Shoulder","B11",25,372,372,30.67,84.71,7,47.04]
[2030,"SPP_S_2_ERCOT","SPP_S","ERCOT","External","Shoulder","B11",25,800,800,90.12,98.38,5,3.26]
[2030,"TVA_Transmission_2_TVA","TVA_Transmission","TVA","Internal","Shoulder","B11",25,99999,1217.68,99.71,99.72,0.01,0]
[2030,"MARITIMES_2_NEISO","MARITIMES","NEISO","Internal","Shoulder","B11",25,99999,1661.37,72.349999999999994,72.36,0.01,0]
[2030,"MAPP_US_2_MISO_W","MAPP_US","MISO_W","Internal","Shoulder","B11",25,2635,2377.94,84.71,91.71,7,0]
[2030,"PJM_ROR_2_PJM_ROM","PJM_ROR","PJM_ROM","Internal","Shoulder","B11",25,8000,3412.69,93.71,93.72,0.01,0]
[2030,"MISO_W_2_PJM_ROR","MISO_W","PJM_ROR","Internal","Shoulder","B11",25,19839,16491.37,91.71,93.71,2,0]
[2030,"ENT_2_SOCO","ENT","SOCO","Internal","Shoulder","B12",200,2000,0,90.32,92.33,8,0]
[2030,"IESO_2_MAPP_CA","IESO","MAPP_CA","Internal","Shoulder","B12",200,269,0,62.36,54.36,7,0]
[2030,"MISO_IN_2_PJM_ROR","MISO_IN","PJM_ROR","Internal","Shoulder","B12",200,992,0,87.28,89.26,2,0]
[2030,"MISO_MO-IL_2_TVA_Transmission","MISO_MO-IL","TVA_Transmission","Internal","Shoulder","B12",200,4000,0,87.27,95.26,8,0]
[2030,"MISO_WUMS_2_MISO_W","MISO_WUMS","MISO_W","Internal","Shoulder","B12",200,1255,0,87.28,87.26,0.01,0]
[2030,"NYISO_G-I_2_PJM_E","NYISO_G-I","PJM_E","Internal","Shoulder","B12",200,1500,0,84.85,89.26,8,0]
[2030,"PJM_E_2_NYISO_J-K","PJM_E","NYISO_J-K","Internal","Shoulder","B12",200,330,0,89.26,84.86,6,0]
[2030,"PJM_ROR_2_MISO_MO-IL","PJM_ROR","MISO_MO-IL","Internal","Shoulder","B12",200,1111,0,89.26,87.27,2,0]
[2030,"SOCO_2_TVA_Transmission","SOCO","TVA_Transmission","Internal","Shoulder","B12",200,2600,0,92.33,95.26,10,0]
[2030,"TVA_2_NonRTO_Midwest","TVA","NonRTO_Midwest","Internal","Shoulder","B12",200,100,0,95.27,95.28,9,0]
[2030,"TVA_Transmission_2_VACAR","TVA_Transmission","VACAR","Internal","Shoulder","B12",200,900,0,95.26,95.26,9,0]
[2030,"AZ_NM_SNV_Coal_2_SPP_S","AZ_NM_SNV_Coal","SPP_S","External","Shoulder","B12",200,400,0,92.65,85.32,8.17,0]
[2030,"RMPA_2_MAPP_US","RMPA","MAPP_US","External","Shoulder","B12",200,200,0,87.84,79.84,8,0]
[2030,"IESO_2_MISO_W","IESO","MISO_W","Internal","Shoulder","B12",200,195,195,62.36,87.26,7,17.89]
[2030,"NEISO_2_NYISO_G-I","NEISO","NYISO_G-I","Internal","Shoulder","B12",200,600,600,73.08,84.85,3,8.77]
[2030,"NYISO_A-F_2_NEISO","NYISO_A-F","NEISO","Internal","Shoulder","B12",200,600,600,69.89,73.08,3,0.19]
[2030,"TVA_Transmission_2_TVA","TVA_Transmission","TVA","Internal","Shoulder","B12",200,99999,1473.21,95.26,95.27,0.01,0]
[2030,"PJM_E_2_PJM_ROM","PJM_E","PJM_ROM","Internal","Shoulder","B12",200,8000,1747.94,89.26,89.27,0.01,0]
[2030,"MAPP_CA_2_MISO_W","MAPP_CA","MISO_W","Internal","Shoulder","B12",200,1970,1970,54.36,87.26,0.01,32.880000000000003]
[2030,"SPP_N_2_SPP_S","SPP_N","SPP_S","Internal","Shoulder","B12",200,4000,2653.96,85.31,85.32,0.01,0]
[2030,"NYISO_A-F_2_NYISO_G-I","NYISO_A-F","NYISO_G-I","Internal","Shoulder","B12",200,5266,5266,69.89,84.85,0.01,14.94]
[2030,"ENT_2_TVA_Transmission","ENT","TVA_Transmission","Internal","Shoulder","B13",600,2100,0,84.33,91.71,8,0]
[2030,"MISO_IN_2_MISO_MO-IL","MISO_IN","MISO_MO-IL","Internal","Shoulder","B13",600,5000,0,85.51,83.71,0.01,0]
[2030,"MISO_W_2_IESO","MISO_W","IESO","Internal","Shoulder","B13",600,145,0,83.7,62.36,8,0]
[2030,"MISO_WUMS_2_MISO_MI","MISO_WUMS","MISO_MI","Internal","Shoulder","B13",600,294,0,85.5,85.5,0.01,0]
[2030,"NYISO_J-K_2_NEISO","NYISO_J-K","NEISO","Internal","Shoulder","B13",600,608,0,84.86,72.36,3,0]
[2030,"PJM_E_2_PJM_ROM","PJM_E","PJM_ROM","Internal","Shoulder","B13",600,8000,0,87.66,87.64,0.01,0]
[2030,"PJM_ROR_2_MISO_IN","PJM_ROR","MISO_IN","Internal","Shoulder","B13",600,909,0,87.5,85.51,2,0]
[2030,"PJM_ROM_2_PJM_ROR","PJM_ROM","PJM_ROR","Internal","Shoulder","B13",600,8000,0,87.64,87.5,0.01,0]
[2030,"SOCO_2_TVA_Transmission","SOCO","TVA_Transmission","Internal","Shoulder","B13",600,2600,0,92.33,91.71,10,0]
[2030,"TVA_2_NonRTO_Midwest","TVA","NonRTO_Midwest","Internal","Shoulder","B13",600,100,0,91.72,93.51,9,0]
[2030,"TVA_Transmission_2_SOCO","TVA_Transmission","SOCO","Internal","Shoulder","B13",600,3200,0,91.71,92.33,9,0]
[2030,"AZ_NM_SNV_Coal_2_SPP_S","AZ_NM_SNV_Coal","SPP_S","External","Shoulder","B13",600,400,0,92.65,79.33,8.17,0]
[2030,"MISO_MI_2_PJM_ROR","MISO_MI","PJM_ROR","Internal","Shoulder","B13",600,1424,42.25,85.5,87.5,2,0]
[2030,"SPP_N_2_RMPA","SPP_N","RMPA","External","Shoulder","B13",600,210,210,79.319999999999993,87.84,5,3.52]
[2030,"MAPP_CA_2_IESO","MAPP_CA","IESO","Internal","Shoulder","B13",600,337,309.93,54.36,62.36,8,0]
[2030,"TVA_Transmission_2_TVA","TVA_Transmission","TVA","Internal","Shoulder","B13",600,99999,950,91.71,91.72,0.01,0]
[2030,"ENT_2_SOCO","ENT","SOCO","Internal","Shoulder","B13",600,2000,1183.31,84.33,92.33,8,0]
[2030,"NE_2_SPP_N","NE","SPP_N","Internal","Shoulder","B13",600,1854,1854,78.7,79.319999999999993,0.01,0.61]
[2030,"HQ_NY_2_NYISO_A-F","HQ_NY","NYISO_A-F","Internal","Shoulder","B13",600,99999,2662.86,69.349999999999994,69.36,0.01,0]
[2030,"SPP_N_2_SPP_S","SPP_N","SPP_S","Internal","Shoulder","B13",600,4000,2970.82,79.319999999999993,79.33,0.01,0]
[2030,"MISO_W_2_MISO_MO-IL","MISO_W","MISO_MO-IL","Internal","Shoulder","B13",600,4048,3715.58,83.7,83.71,0.01,0]
[2030,"ENT_2_TVA_Transmission","ENT","TVA_Transmission","Internal","Shoulder","B14",900,2100,0,78.23,84.79,8,0]
[2030,"IESO_2_MAPP_CA","IESO","MAPP_CA","Internal","Shoulder","B14",900,269,0,62.36,30.67,7,0]
[2030,"MISO_IN_2_MISO_MI","MISO_IN","MISO_MI","Internal","Shoulder","B14",900,5490,0,76.8,76.790000000000006,0.01,0]
[2030,"MISO_W_2_MAPP_CA","MISO_W","MAPP_CA","Internal","Shoulder","B14",900,700,0,39,30.67,0.01,0]
[2030,"NE_2_SPP_N","NE","SPP_N","Internal","Shoulder","B14",900,1854,0,27,26.99,0.01,0]
[2030,"NYISO_G-I_2_NEISO","NYISO_G-I","NEISO","Internal","Shoulder","B14",900,600,0,75.36,72.36,3,0]
[2030,"PJM_ROR_2_MISO_IN","PJM_ROR","MISO_IN","Internal","Shoulder","B14",900,909,0,78.790000000000006,76.8,2,0]
[2030,"PJM_ROM_2_PJM_ROR","PJM_ROM","PJM_ROR","Internal","Shoulder","B14",900,8000,0,78.8,78.790000000000006,0.01,0]
[2030,"SPP_N_2_SPP_S","SPP_N","SPP_S","Internal","Shoulder","B14",900,4000,0,26.99,0.01,0.01,0]
[2030,"TVA_Transmission_2_VACAR","TVA_Transmission","VACAR","Internal","Shoulder","B14",900,900,0,84.79,84.79,9,0]
[2030,"VACAR_2_TVA_Transmission","VACAR","TVA_Transmission","Internal","Shoulder","B14",900,900,0,84.79,84.79,7,0]
[2030,"NWPP_Coal_2_MAPP_US","NWPP_Coal","MAPP_US","External","Shoulder","B14",900,150,0,96,32,8,0]
[2030,"MISO_MI_2_MISO_IN","MISO_MI","MISO_IN","Internal","Shoulder","B14",900,2535,254.86,76.790000000000006,76.8,0.01,0]
[2030,"NE_2_RMPA","NE","RMPA","External","Shoulder","B14",900,310,310,27,87.84,5,55.84]
[2030,"SPP_S_2_SPP_N","SPP_S","SPP_N","Internal","Shoulder","B14",900,640,640,0.01,26.99,0.01,26.96]
[2030,"PJM_ROR_2_TVA_Transmission","PJM_ROR","TVA_Transmission","Internal","Shoulder","B14",900,2500,920.49,78.790000000000006,84.79,6,0]
[2030,"NEISO_2_NYISO_J-K","NEISO","NYISO_J-K","Internal","Shoulder","B14",900,1038,1038,72.36,75.37,3,0.01]
[2030,"MISO_W_2_MISO_WUMS","MISO_W","MISO_WUMS","Internal","Shoulder","B14",900,1747,1747,39,76.790000000000006,0.01,37.78]
[2030,"HQ_NY_2_NYISO_A-F","HQ_NY","NYISO_A-F","Internal","Shoulder","B14",900,99999,2561.4,69.349999999999994,69.36,0.01,0]
[2030,"NE_2_MISO_W","NE","MISO_W","Internal","Shoulder","B14",900,3614,3614,27,39,5,7]
[2030,"NYISO_G-I_2_NYISO_J-K","NYISO_G-I","NYISO_J-K","Internal","Shoulder","B14",900,6130,5097.7,75.36,75.37,0.01,0]
[2030,"PJM_ROR_2_PJM_ROM","PJM_ROR","PJM_ROM","Internal","Shoulder","B14",900,8000,7337.23,78.790000000000006,78.8,0.01,0]
[2030,"MAPP_CA_2_MAPP_US","MAPP_CA","MAPP_US","Internal","Shoulder","B15",1203,372,0,30.67,5.0199999999999996,7,0]
[2030,"MISO_IN_2_NonRTO_Midwest","MISO_IN","NonRTO_Midwest","Internal","Shoulder","B15",1203,4800,0,75.91,83.66,8,0]
[2030,"MISO_MO-IL_2_MISO_W","MISO_MO-IL","MISO_W","Internal","Shoulder","B15",1203,1208,0,71.569999999999993,12.02,0.01,0]
[2030,"MISO_W_2_SPP_N","MISO_W","SPP_N","Internal","Shoulder","B15",1203,3450,0,12.02,0.01,7,0]
[2030,"NEISO_2_NYISO_G-I","NEISO","NYISO_G-I","Internal","Shoulder","B15",1203,600,0,72.36,73.569999999999993,3,0]
[2030,"NYISO_G-I_2_NEISO","NYISO_G-I","NEISO","Internal","Shoulder","B15",1203,600,0,73.569999999999993,72.36,3,0]
[2030,"PJM_ROR_2_MISO_IN","PJM_ROR","MISO_IN","Internal","Shoulder","B15",1203,909,0,75.83,75.91,2,0]
[2030,"PJM_ROR_2_MISO_MO-IL","PJM_ROR","MISO_MO-IL","Internal","Shoulder","B15",1203,1111,0,75.83,71.569999999999993,2,0]
[2030,"SOCO_2_TVA_Transmission","SOCO","TVA_Transmission","Internal","Shoulder","B15",1203,2600,0,79.94,79.569999999999993,10,0]
[2030,"TVA_2_SOCO","TVA","SOCO","Internal","Shoulder","B15",1203,500,0,79.58,79.94,9,0]
[2030,"VACAR_2_PJM_ROR","VACAR","PJM_ROR","Internal","Shoulder","B15",1203,2000,0,82.78,75.83,7,0]
[2030,"VACAR_2_TVA_Transmission","VACAR","TVA_Transmission","Internal","Shoulder","B15",1203,900,0,82.78,79.569999999999993,7,0]
[2030,"MISO_W_2_IESO","MISO_W","IESO","Internal","Shoulder","B15",1203,145,145,12.02,62.36,8,42.34]
[2030,"SPP_N_2_NE","SPP_N","NE","Internal","Shoulder","B15",1203,384,232.34,0.01,0.02,0.01,0]
[2030,"MISO_W_2_MAPP_CA","MISO_W","MAPP_CA","Internal","Shoulder","B15",1203,700,700,12.02,30.67,0.01,18.64]
[2030,"SPP_N_2_MISO_W","SPP_N","MISO_W","Internal","Shoulder","B15",1203,1000,1000,0.01,12.02,5,7.01]
[2030,"HQ_NEISO_2_NEISO","HQ_NEISO","NEISO","Internal","Shoulder","B15",1203,99999,1403.31,72.349999999999994,72.36,0.01,0]
[2030,"MISO_W_2_MISO_WUMS","MISO_W","MISO_WUMS","Internal","Shoulder","B15",1203,1747,1747,12.02,75.66,0.01,63.63]
[2030,"TVA_Transmission_2_TVA","TVA_Transmission","TVA","Internal","Shoulder","B15",1203,99999,3437.38,79.569999999999993,79.58,0.01,0]
[2030,"SPP_N_2_MISO_MO-IL","SPP_N","MISO_MO-IL","Internal","Shoulder","B15",1203,3954,3954,0.01,71.569999999999993,5,66.56]
[2030,"SPP_N_2_ENT","SPP_N","ENT","Internal","Shoulder","B15",1203,7346,7346,0.01,71.94,5,66.930000000000007]
[2030,"IESO_2_MAPP_CA","IESO","MAPP_CA","Internal","Winter","B16",25,269,0,62.4,54.29,7,0]
[2030,"MISO_IN_2_MISO_MI","MISO_IN","MISO_MI","Internal","Winter","B16",25,5490,0,90.7,90.4,0.01,0]
[2030,"MISO_MO-IL_2_MISO_W","MISO_MO-IL","MISO_W","Internal","Winter","B16",25,1208,0,85.48,11.54,0.01,0]
[2030,"NYISO_J-K_2_NEISO","NYISO_J-K","NEISO","Internal","Winter","B16",25,608,0,97.2,73.5,3,0]
[2030,"PJM_ROR_2_MISO_IN","PJM_ROR","MISO_IN","Internal","Winter","B16",25,909,0,100.44,90.7,2,0]
[2030,"PJM_ROM_2_PJM_ROR","PJM_ROM","PJM_ROR","Internal","Winter","B16",25,8000,0,100.45,100.44,0.01,0]
[2030,"SOCO_2_ENT","SOCO","ENT","Internal","Winter","B16",25,2400,0,101.48,93.48,10,0]
[2030,"TVA_Transmission_2_NonRTO_Midwest","TVA_Transmission","NonRTO_Midwest","Internal","Winter","B16",25,700,0,101.48,98.7,9,0]
[2030,"TVA_Transmission_2_SOCO","TVA_Transmission","SOCO","Internal","Winter","B16",25,3200,0,101.48,101.48,9,0]
[2030,"RMPA_2_NE","RMPA","NE","External","Winter","B16",25,310,0,101.96,6.54,8,0]
[2030,"ENT_2_SOCO","ENT","SOCO","Internal","Winter","B16",25,2000,75.39,93.48,101.48,8,0]
[2030,"MAPP_US_2_RMPA","MAPP_US","RMPA","External","Winter","B16",25,200,200,4.54,101.96,8,89.42]
[2030,"MAPP_CA_2_IESO","MAPP_CA","IESO","Internal","Winter","B16",25,337,337,54.29,62.4,8,0.1]
[2030,"MISO_IN_2_PJM_ROR","MISO_IN","PJM_ROR","Internal","Winter","B16",25,992,992,90.7,100.44,2,7.74]
[2030,"MISO_MO-IL_2_PJM_ROR","MISO_MO-IL","PJM_ROR","Internal","Winter","B16",25,1212,1212,85.48,100.44,2,12.96]
[2030,"MARITIMES_2_NEISO","MARITIMES","NEISO","Internal","Winter","B16",25,99999,1697.7,73.48,73.5,0.01,0]
[2030,"MISO_MO-IL_2_MISO_IN","MISO_MO-IL","MISO_IN","Internal","Winter","B16",25,2100,2100,85.48,90.7,0.01,5.21]
[2030,"IESO_2_MISO_MI","IESO","MISO_MI","Internal","Winter","B16",25,3125,3125,62.4,90.4,7,21]
[2030,"NE_2_MISO_W","NE","MISO_W","Internal","Winter","B16",25,3614,3377.18,6.54,11.54,5,0]
[2030,"MISO_IN_2_NonRTO_Midwest","MISO_IN","NonRTO_Midwest","Internal","Winter","B16",25,4800,4524.82,90.7,98.7,8,0]
[2030,"PJM_ROR_2_PJM_ROM","PJM_ROR","PJM_ROM","Internal","Winter","B16",25,8000,6601.49,100.44,100.45,0.01,0]
[2030,"MISO_W_2_PJM_ROR","MISO_W","PJM_ROR","Internal","Winter","B16",25,19839,19839,11.54,100.44,2,86.9]
[2030,"IESO_2_MISO_W","IESO","MISO_W","Internal","Winter","B17",100,195,0,62.4,54.31,7,0]
[2030,"MISO_MI_2_MISO_WUMS","MISO_MI","MISO_WUMS","Internal","Winter","B17",100,312,0,91.45,90.39,0.01,0]
[2030,"MISO_WUMS_2_MISO_W","MISO_WUMS","MISO_W","Internal","Winter","B17",100,1255,0,90.39,54.31,0.01,0]
[2030,"PJM_E_2_NYISO_G-I","PJM_E","NYISO_G-I","Internal","Winter","B17",100,500,0,95.36,94.37,6,0]
[2030,"PJM_ROR_2_MISO_MI","PJM_ROR","MISO_MI","Internal","Winter","B17",100,1305,0,95.36,91.45,2,0]
[2030,"PJM_ROM_2_PJM_E","PJM_ROM","PJM_E","Internal","Winter","B17",100,8000,0,95.37,95.36,0.01,0]
[2030,"SOCO_2_VACAR","SOCO","VACAR","Internal","Winter","B17",100,2000,0,95.49,101.36,10,0]
[2030,"TVA_2_VACAR","TVA","VACAR","Internal","Winter","B17",100,150,0,94.76,101.36,9,0]
[2030,"TVA_Transmission_2_SOCO","TVA_Transmission","SOCO","Internal","Winter","B17",100,3200,0,94.75,95.49,9,0]
[2030,"RMPA_2_MAPP_US","RMPA","MAPP_US","External","Winter","B17",100,200,0,101.96,47.31,8,0]
[2030,"NE_2_MAPP_US","NE","MAPP_US","Internal","Winter","B17",100,1600,123.47,42.31,47.31,5,0]
[2030,"NE_2_RMPA","NE","RMPA","External","Winter","B17",100,310,310,42.31,101.96,5,54.65]
[2030,"MAPP_CA_2_IESO","MAPP_CA","IESO","Internal","Winter","B17",100,337,337,54.29,62.4,8,0.1]
[2030,"PJM_E_2_PJM_ROM","PJM_E","PJM_ROM","Internal","Winter","B17",100,8000,636.86,95.36,95.37,0.01,0]
[2030,"MISO_MO-IL_2_PJM_ROR","MISO_MO-IL","PJM_ROR","Internal","Winter","B17",100,1212,1212,86.75,95.36,2,6.61]
[2030,"IESO_2_NYISO_A-F","IESO","NYISO_A-F","Internal","Winter","B17",100,2224,2043.39,62.4,69.400000000000006,7,0]
[2030,"MISO_MI_2_MISO_IN","MISO_MI","MISO_IN","Internal","Winter","B17",100,2535,2169.04,91.45,91.46,0.01,0]
[2030,"HQ_NEISO_2_NEISO","HQ_NEISO","NEISO","Internal","Winter","B17",100,99999,3327.54,72.39,72.400000000000006,0.01,0]
[2030,"TVA_Transmission_2_TVA","TVA_Transmission","TVA","Internal","Winter","B17",100,99999,3910.54,94.75,94.76,0.01,0]
[2030,"NYISO_G-I_2_NYISO_J-K","NYISO_G-I","NYISO_J-K","Internal","Winter","B17",100,6130,6130,94.37,97.2,0.01,2.83]
[2030,"ENT_2_SOCO","ENT","SOCO","Internal","Winter","B18",400,2000,0,88.01,95.49,8,0]
[2030,"MAPP_US_2_MAPP_CA","MAPP_US","MAPP_CA","Internal","Winter","B18",400,165,0,73.290000000000006,66.290000000000006,7,0]
[2030,"MISO_MO-IL_2_ENT","MISO_MO-IL","ENT","Internal","Winter","B18",400,2540,0,88,88.01,8,0]
[2030,"MISO_WUMS_2_MISO_W","MISO_WUMS","MISO_W","Internal","Winter","B18",400,1255,0,89.12,80.290000000000006,0.01,0]
[2030,"NE_2_MAPP_US","NE","MAPP_US","Internal","Winter","B18",400,1600,0,75.290000000000006,73.290000000000006,5,0]
[2030,"NYISO_G-I_2_PJM_E","NYISO_G-I","PJM_E","Internal","Winter","B18",400,1500,0,94.37,93.47,8,0]
[2030,"PJM_ROR_2_MISO_MI","PJM_ROR","MISO_MI","Internal","Winter","B18",400,1305,0,91.12,89.1,2,0]
[2030,"PJM_ROR_2_MISO_WUMS","PJM_ROR","MISO_WUMS","Internal","Winter","B18",400,1467,0,91.12,89.12,2,0]
[2030,"SOCO_2_VACAR","SOCO","VACAR","Internal","Winter","B18",400,2000,0,95.49,97.12,10,0]
[2030,"TVA_2_SOCO","TVA","SOCO","Internal","Winter","B18",400,500,0,96.01,95.49,9,0]
[2030,"VACAR_2_PJM_ROR","VACAR","PJM_ROR","Internal","Winter","B18",400,2000,0,97.12,91.12,7,0]
[2030,"RMPA_2_MAPP_US","RMPA","MAPP_US","External","Winter","B18",400,200,0,87.84,73.290000000000006,8,0]
[2030,"SPP_N_2_RMPA","SPP_N","RMPA","External","Winter","B18",400,210,0,83,87.84,5,0]
[2030,"IESO_2_MISO_W","IESO","MISO_W","Internal","Winter","B18",400,195,195,62.4,80.290000000000006,7,10.89]
[2030,"MISO_MO-IL_2_TVA_Transmission","MISO_MO-IL","TVA_Transmission","Internal","Winter","B18",400,4000,796.29,88,96,8,0]
[2030,"NEISO_2_NYISO_J-K","NEISO","NYISO_J-K","Internal","Winter","B18",400,1038,1038,72.400000000000006,97.2,3,21.8]
[2030,"MISO_MO-IL_2_PJM_ROR","MISO_MO-IL","PJM_ROR","Internal","Winter","B18",400,1212,1212,88,91.12,2,1.1100000000000001]
[2030,"MAPP_CA_2_MISO_W","MAPP_CA","MISO_W","Internal","Winter","B18",400,1970,1970,66.290000000000006,80.290000000000006,0.01,13.99]
[2030,"MISO_MO-IL_2_MISO_IN","MISO_MO-IL","MISO_IN","Internal","Winter","B18",400,2100,2100,88,89.12,0.01,1.1000000000000001]
[2030,"SPP_S_2_ENT","SPP_S","ENT","Internal","Winter","B18",400,4280,2598.9,83.01,88.01,5,0]
[2030,"NE_2_MISO_W","NE","MISO_W","Internal","Winter","B18",400,3614,3510.7,75.290000000000006,80.290000000000006,5,0]
[2030,"PJM_ROR_2_PJM_ROM","PJM_ROR","PJM_ROM","Internal","Winter","B18",400,8000,8000,91.12,93.46,0.01,2.33]
[2030,"IESO_2_MAPP_CA","IESO","MAPP_CA","Internal","Winter","B19",700,269,0,62.4,66.290000000000006,7,0]
[2030,"MISO_MO-IL_2_MISO_IN","MISO_MO-IL","MISO_IN","Internal","Winter","B19",700,2100,0,80.3,80.3,0.01,0]
[2030,"MISO_W_2_MAPP_CA","MISO_W","MAPP_CA","Internal","Winter","B19",700,700,0,80.290000000000006,66.290000000000006,0.01,0]
[2030,"NE_2_MAPP_US","NE","MAPP_US","Internal","Winter","B19",700,1600,0,75.290000000000006,73.290000000000006,5,0]
[2030,"NYISO_J-K_2_PJM_E","NYISO_J-K","PJM_E","Internal","Winter","B19",700,330,0,84.08,82.32,8,0]
[2030,"PJM_ROR_2_MISO_MI","PJM_ROR","MISO_MI","Internal","Winter","B19",700,1305,0,82.3,80.290000000000006,2,0]
[2030,"SOCO_2_ENT","SOCO","ENT","Internal","Winter","B19",700,2400,0,95.3,80.91,10,0]
[2030,"SPP_S_2_SPP_N","SPP_S","SPP_N","Internal","Winter","B19",700,640,0,75.31,75.3,0.01,0]
[2030,"TVA_2_VACAR","TVA","VACAR","Internal","Winter","B19",700,150,0,88.31,88.3,9,0]
[2030,"TVA_Transmission_2_SOCO","TVA_Transmission","SOCO","Internal","Winter","B19",700,3200,0,88.3,95.3,9,0]
[2030,"ERCOT_2_SPP_S","ERCOT","SPP_S","External","Winter","B19",700,800,0,92.99,75.31,8,0]
[2030,"RMPA_2_SPP_N","RMPA","SPP_N","External","Winter","B19",700,210,0,87.84,75.3,8,0]
[2030,"NE_2_RMPA","NE","RMPA","External","Winter","B19",700,310,310,75.290000000000006,87.84,5,7.55]
[2030,"PJM_ROM_2_PJM_E","PJM_ROM","PJM_E","Internal","Winter","B19",700,8000,619.08000000000004,82.31,82.32,0.01,0]
[2030,"VACAR_2_SOCO","VACAR","SOCO","Internal","Winter","B19",700,3000,967.13,88.3,95.3,7,0]
[2030,"MISO_W_2_MISO_WUMS","MISO_W","MISO_WUMS","Internal","Winter","B19",700,1747,1206.44,80.290000000000006,80.3,0.01,0]
[2030,"NE_2_SPP_N","NE","SPP_N","Internal","Winter","B19",700,1854,1699.21,75.290000000000006,75.3,0.01,0]
[2030,"SPP_N_2_SPP_S","SPP_N","SPP_S","Internal","Winter","B19",700,4000,2553.61,75.3,75.31,0.01,0]
[2030,"IESO_2_MISO_MI","IESO","MISO_MI","Internal","Winter","B19",700,3125,3125,62.4,80.290000000000006,7,10.89]
[2030,"TVA_Transmission_2_TVA","TVA_Transmission","TVA","Internal","Winter","B19",700,99999,3810.62,88.3,88.31,0.01,0]
[2030,"ENT_2_MISO_MO-IL","ENT","MISO_MO-IL","Internal","Summer","B2",25,2260,0,148.93,146.47,8,0]
[2030,"MISO_IN_2_MISO_MI","MISO_IN","MISO_MI","Internal","Summer","B2",25,5490,0,146.47999999999999,145.82,0.01,0]
[2030,"MISO_IN_2_MISO_MO-IL","MISO_IN","MISO_MO-IL","Internal","Summer","B2",25,5000,0,146.47999999999999,146.47,0.01,0]
[2030,"MISO_MO-IL_2_ENT","MISO_MO-IL","ENT","Internal","Summer","B2",25,2540,0,146.47,148.93,8,0]
[2030,"MISO_WUMS_2_PJM_ROR","MISO_WUMS","PJM_ROR","Internal","Summer","B2",25,1600,0,144.22999999999999,146.22,2,0]
[2030,"NEISO_2_NYISO_G-I","NEISO","NYISO_G-I","Internal","Summer","B2",25,600,0,355.84,352.84,3,0]
[2030,"NYISO_J-K_2_PJM_E","NYISO_J-K","PJM_E","Internal","Summer","B2",25,330,0,352.85,146.24,8,0]
[2030,"PJM_ROR_2_MISO_WUMS","PJM_ROR","MISO_WUMS","Internal","Summer","B2",25,1467,0,146.22,144.22999999999999,2,0]
[2030,"SPP_N_2_NE","SPP_N","NE","Internal","Summer","B2",25,384,0,143.93,139.22,0.01,0]
[2030,"VACAR_2_SOCO","VACAR","SOCO","Internal","Summer","B2",25,3000,0,751.19,673.39,7,0]
[2030,"MAPP_US_2_RMPA","MAPP_US","RMPA","External","Summer","B2",25,200,0,137.22,142.46,8,0]
[2030,"RMPA_2_NE","RMPA","NE","External","Summer","B2",25,310,0,142.46,139.22,8,0]
[2030,"IESO_2_MISO_W","IESO","MISO_W","Internal","Summer","B2",25,195,195,85.91,144.22,7,51.31]
[2030,"NYISO_G-I_2_NEISO","NYISO_G-I","NEISO","Internal","Summer","B2",25,600,421.35,352.84,355.84,3,0]
[2030,"SPP_S_2_ERCOT","SPP_S","ERCOT","External","Summer","B2",25,800,800,143.93,751.19,5,602.26]
[2030,"TVA_Transmission_2_VACAR","TVA_Transmission","VACAR","Internal","Summer","B2",25,900,900,162.47999999999999,751.19,9,579.71]
[2030,"MARITIMES_2_NEISO","MARITIMES","NEISO","Internal","Summer","B2",25,99999,1790.32,355.83,355.84,0.01,0]
[2030,"MAPP_CA_2_MISO_W","MAPP_CA","MISO_W","Internal","Summer","B2",25,1970,1970,72.319999999999993,144.22,0.01,71.89]
[2030,"MAPP_US_2_MISO_W","MAPP_US","MISO_W","Internal","Summer","B2",25,2635,2103.2800000000002,137.22,144.22,7,0]
[2030,"SPP_S_2_ENT","SPP_S","ENT","Internal","Summer","B2",25,4280,3081.71,143.93,148.93,5,0]
[2030,"MISO_W_2_MISO_MO-IL","MISO_W","MISO_MO-IL","Internal","Summer","B2",25,4048,4048,144.22,146.47,0.01,2.2400000000000002]
[2030,"SPP_N_2_ENT","SPP_N","ENT","Internal","Summer","B2",25,7346,6097.43,143.93,148.93,5,0]
[2030,"IESO_2_MAPP_CA","IESO","MAPP_CA","Internal","Winter","B20",935,269,0,62.4,54.29,7,0]
[2030,"MAPP_US_2_NE","MAPP_US","NE","Internal","Winter","B20",935,2000,0,16.86,11.86,7,0]
[2030,"MISO_MO-IL_2_MISO_W","MISO_MO-IL","MISO_W","Internal","Winter","B20",935,1208,0,74.09,23.86,0.01,0]
[2030,"NEISO_2_NYISO_A-F","NEISO","NYISO_A-F","Internal","Winter","B20",935,600,0,72.400000000000006,69.400000000000006,3,0]
[2030,"NYISO_J-K_2_NEISO","NYISO_J-K","NEISO","Internal","Winter","B20",935,608,0,75.400000000000006,72.400000000000006,3,0]
[2030,"PJM_E_2_NYISO_G-I","PJM_E","NYISO_G-I","Internal","Winter","B20",935,500,0,78.930000000000007,75.39,6,0]
[2030,"PJM_ROR_2_MISO_IN","PJM_ROR","MISO_IN","Internal","Winter","B20",935,909,0,78.900000000000006,78.55,2,0]
[2030,"PJM_ROM_2_PJM_ROR","PJM_ROM","PJM_ROR","Internal","Winter","B20",935,8000,0,78.91,78.900000000000006,0.01,0]
[2030,"SPP_N_2_NE","SPP_N","NE","Internal","Winter","B20",935,384,0,11.87,11.86,0.01,0]
[2030,"TVA_Transmission_2_NonRTO_Midwest","TVA_Transmission","NonRTO_Midwest","Internal","Winter","B20",935,700,0,82.09,86.55,9,0]
[2030,"AZ_NM_SNV_Coal_2_SPP_S","AZ_NM_SNV_Coal","SPP_S","External","Winter","B20",935,400,0,90.27,11.88,8.17,0]
[2030,"RMPA_2_MAPP_US","RMPA","MAPP_US","External","Winter","B20",935,200,0,83.86,16.86,8,0]
[2030,"MISO_W_2_IESO","MISO_W","IESO","Internal","Winter","B20",935,145,145,23.86,62.4,8,30.54]
[2030,"NEISO_2_NYISO_J-K","NEISO","NYISO_J-K","Internal","Winter","B20",935,1038,271.29000000000002,72.400000000000006,75.400000000000006,3,0]
[2030,"MISO_W_2_MAPP_CA","MISO_W","MAPP_CA","Internal","Winter","B20",935,700,700,23.86,54.29,0.01,30.43]
[2030,"HQ_IESO_2_IESO","HQ_IESO","IESO","Internal","Winter","B20",935,99999,1007.87,62.39,62.4,0.01,0]
[2030,"HQ_NEISO_2_NEISO","HQ_NEISO","NEISO","Internal","Winter","B20",935,99999,1523.98,72.39,72.400000000000006,0.01,0]
[2030,"MAPP_US_2_MISO_W","MAPP_US","MISO_W","Internal","Winter","B20",935,2635,1891.49,16.86,23.86,7,0]
[2030,"NE_2_MISO_W","NE","MISO_W","Internal","Winter","B20",935,3614,3614,11.86,23.86,5,7]
[2030,"TVA_Transmission_2_TVA","TVA_Transmission","TVA","Internal","Winter","B20",935,99999,4128.5200000000004,82.09,82.1,0.01,0]
[2030,"SPP_S_2_ENT","SPP_S","ENT","Internal","Winter","B20",935,4280,4280,11.88,74.09,5,57.21]
[2030,"MISO_W_2_PJM_ROR","MISO_W","PJM_ROR","Internal","Winter","B20",935,19839,19839,23.86,78.900000000000006,2,53.05]
[2030,"MISO_IN_2_PJM_ROR","MISO_IN","PJM_ROR","Internal","Summer","B3",75,992,0,143.57,141.57,2,0]
[2030,"MISO_MO-IL_2_MISO_W","MISO_MO-IL","MISO_W","Internal","Summer","B3",75,1208,0,143.56,139.57,0.01,0]
[2030,"MISO_W_2_SPP_N","MISO_W","SPP_N","Internal","Summer","B3",75,3450,0,139.57,146.56,7,0]
[2030,"NonRTO_Midwest_2_TVA_Transmission","NonRTO_Midwest","TVA_Transmission","Internal","Summer","B3",75,2400,0,151.57,151.56,8,0]
[2030,"PJM_E_2_NYISO_J-K","PJM_E","NYISO_J-K","Internal","Summer","B3",75,330,0,141.57,133.58000000000001,6,0]
[2030,"PJM_ROM_2_PJM_ROR","PJM_ROM","PJM_ROR","Internal","Summer","B3",75,8000,0,141.58000000000001,141.57,0.01,0]
[2030,"SPP_N_2_MISO_W","SPP_N","MISO_W","Internal","Summer","B3",75,1000,0,146.56,139.57,5,0]
[2030,"SPP_S_2_SPP_N","SPP_S","SPP_N","Internal","Summer","B3",75,640,0,146.57,146.56,0.01,0]
[2030,"AZ_NM_SNV_Coal_2_SPP_S","AZ_NM_SNV_Coal","SPP_S","External","Summer","B3",75,400,0,164.21,146.57,8.17,0]
[2030,"RMPA_2_NE","RMPA","NE","External","Summer","B3",75,310,0,142.46,139.57,8,0]
[2030,"NWPP_Coal_2_MAPP_US","NWPP_Coal","MAPP_US","External","Summer","B3",75,150,150,100.5,132.57,8,24.07]
[2030,"MAPP_US_2_RMPA","MAPP_US","RMPA","External","Summer","B3",75,200,200,132.57,142.46,8,1.9]
[2030,"MAPP_CA_2_IESO","MAPP_CA","IESO","Internal","Summer","B3",75,337,337,72.319999999999993,85.91,8,5.59]
[2030,"NYISO_A-F_2_NEISO","NYISO_A-F","NEISO","Internal","Summer","B3",75,600,600,99.9,130.57,3,27.66]
[2030,"FRCC_2_SOCO","FRCC","SOCO","Internal","Summer","B3",75,900,900,151.51,160.56,8,1.05]
[2030,"NYISO_G-I_2_PJM_E","NYISO_G-I","PJM_E","Internal","Summer","B3",75,1500,1420.58,133.57,141.57,8,0]
[2030,"NE_2_SPP_N","NE","SPP_N","Internal","Summer","B3",75,1854,1854,139.57,146.56,0.01,6.98]
[2030,"SPP_N_2_ENT","SPP_N","ENT","Internal","Summer","B3",75,7346,2406.0500000000002,146.56,151.56,5,0]
[2030,"PJM_E_2_PJM_ROM","PJM_E","PJM_ROM","Internal","Summer","B3",75,8000,2941.6,141.57,141.58000000000001,0.01,0]
[2030,"TVA_Transmission_2_TVA","TVA_Transmission","TVA","Internal","Summer","B3",75,99999,4257.63,151.56,151.57,0.01,0]
[2030,"ENT_2_TVA_Transmission","ENT","TVA_Transmission","Internal","Summer","B4",100,2100,0,148.47,148.47,8,0]
[2030,"MISO_IN_2_MISO_MO-IL","MISO_IN","MISO_MO-IL","Internal","Summer","B4",100,5000,0,140.47999999999999,140.47,0.01,0]
[2030,"MISO_W_2_MAPP_CA","MISO_W","MAPP_CA","Internal","Summer","B4",100,700,0,138.31,72.319999999999993,0.01,0]
[2030,"MISO_WUMS_2_MISO_MI","MISO_WUMS","MISO_MI","Internal","Summer","B4",100,294,0,138.32,138.31,0.01,0]
[2030,"NE_2_MAPP_US","NE","MAPP_US","Internal","Summer","B4",100,1600,0,138.31,131.31,5,0]
[2030,"PJM_ROR_2_MISO_IN","PJM_ROR","MISO_IN","Internal","Summer","B4",100,909,0,140.31,140.47999999999999,2,0]
[2030,"PJM_ROR_2_MISO_MO-IL","PJM_ROR","MISO_MO-IL","Internal","Summer","B4",100,1111,0,140.31,140.47,2,0]
[2030,"SOCO_2_FRCC","SOCO","FRCC","Internal","Summer","B4",100,3700,0,156.47,151.51,10,0]
[2030,"SPP_N_2_SPP_S","SPP_N","SPP_S","Internal","Summer","B4",100,4000,0,143.47,143.47,0.01,0]
[2030,"TVA_2_VACAR","TVA","VACAR","Internal","Summer","B4",100,150,0,148.47999999999999,149.47,9,0]
[2030,"TVA_Transmission_2_VACAR","TVA_Transmission","VACAR","Internal","Summer","B4",100,900,0,148.47,149.47,9,0]
[2030,"RMPA_2_MAPP_US","RMPA","MAPP_US","External","Summer","B4",100,200,0,138.84,131.31,8,0]
[2030,"NEISO_2_NYISO_A-F","NEISO","NYISO_A-F","Internal","Summer","B4",100,600,46.22,95.94,98.94,3,0]
[2030,"IESO_2_MISO_W","IESO","MISO_W","Internal","Summer","B4",100,195,195,80.319999999999993,138.31,7,50.99]
[2030,"SPP_S_2_ERCOT","SPP_S","ERCOT","External","Summer","B4",100,800,439.43,143.47,148.47,5,0]
[2030,"NEISO_2_NYISO_G-I","NEISO","NYISO_G-I","Internal","Summer","B4",100,600,600,95.94,117.22,3,18.28]
[2030,"MAPP_US_2_MISO_W","MAPP_US","MISO_W","Internal","Summer","B4",100,2635,1475.52,131.31,138.31,7,0]
[2030,"SPP_S_2_ENT","SPP_S","ENT","Internal","Summer","B4",100,4280,1661.72,143.47,148.47,5,0]
[2030,"MARITIMES_2_NEISO","MARITIMES","NEISO","Internal","Summer","B4",100,99999,1726.11,95.92,95.94,0.01,0]
[2030,"HQ_NY_2_NYISO_A-F","HQ_NY","NYISO_A-F","Internal","Summer","B4",100,99999,2975.05,98.92,98.94,0.01,0]
[2030,"TVA_Transmission_2_TVA","TVA_Transmission","TVA","Internal","Summer","B4",100,99999,3441.97,148.47,148.47999999999999,0.01,0]
[2030,"NYISO_A-F_2_NYISO_G-I","NYISO_A-F","NYISO_G-I","Internal","Summer","B4",100,5266,5266,98.94,117.22,0.01,18.27]
[2030,"ENT_2_TVA_Transmission","ENT","TVA_Transmission","Internal","Summer","B5",200,2100,0,138.27000000000001,146.16999999999999,8,0]
[2030,"MISO_IN_2_PJM_ROR","MISO_IN","PJM_ROR","Internal","Summer","B5",200,992,0,139.19999999999999,140.16999999999999,2,0]
[2030,"MISO_MO-IL_2_TVA_Transmission","MISO_MO-IL","TVA_Transmission","Internal","Summer","B5",200,4000,0,138.27000000000001,146.16999999999999,8,0]
[2030,"MISO_WUMS_2_MISO_MI","MISO_WUMS","MISO_MI","Internal","Summer","B5",200,294,0,138.16999999999999,138.16999999999999,0.01,0]
[2030,"NE_2_MAPP_US","NE","MAPP_US","Internal","Summer","B5",200,1600,0,133.26,131.16999999999999,5,0]
[2030,"PJM_ROR_2_MISO_IN","PJM_ROR","MISO_IN","Internal","Summer","B5",200,909,0,140.16999999999999,139.19999999999999,2,0]
[2030,"PJM_ROM_2_PJM_E","PJM_ROM","PJM_E","Internal","Summer","B5",200,8000,0,140.15,140.13999999999999,0.01,0]
[2030,"SPP_N_2_NE","SPP_N","NE","Internal","Summer","B5",200,384,0,133.27000000000001,133.26,0.01,0]
[2030,"SPP_N_2_SPP_S","SPP_N","SPP_S","Internal","Summer","B5",200,4000,0,133.27000000000001,133.27000000000001,0.01,0]
[2030,"TVA_Transmission_2_SOCO","TVA_Transmission","SOCO","Internal","Summer","B5",200,3200,0,146.16999999999999,136.16999999999999,9,0]
[2030,"VACAR_2_SOCO","VACAR","SOCO","Internal","Summer","B5",200,3000,0,146.16999999999999,136.16999999999999,7,0]
[2030,"IESO_2_MISO_W","IESO","MISO_W","Internal","Summer","B5",200,195,195,61.1,138.16999999999999,7,70.069999999999993]
[2030,"RMPA_2_SPP_N","RMPA","SPP_N","External","Summer","B5",200,210,210,125.26,133.27000000000001,8,0.01]
[2030,"AZ_NM_SNV_Coal_2_SPP_S","AZ_NM_SNV_Coal","SPP_S","External","Summer","B5",200,400,400,112.11,133.27000000000001,8.17,13]
[2030,"SPP_S_2_ENT","SPP_S","ENT","Internal","Summer","B5",200,4280,815.96,133.27000000000001,138.27000000000001,5,0]
[2030,"PJM_ROR_2_VACAR","PJM_ROR","VACAR","Internal","Summer","B5",200,3000,1182.8399999999999,140.16999999999999,146.16999999999999,6,0]
[2030,"PJM_ROR_2_TVA_Transmission","PJM_ROR","TVA_Transmission","Internal","Summer","B5",200,2500,1442.94,140.16999999999999,146.16999999999999,6,0]
[2030,"MAPP_US_2_MISO_W","MAPP_US","MISO_W","Internal","Summer","B5",200,2635,2063.7600000000002,131.16999999999999,138.16999999999999,7,0]
[2030,"MISO_IN_2_NonRTO_Midwest","MISO_IN","NonRTO_Midwest","Internal","Summer","B5",200,4800,2414.23,139.19999999999999,147.19999999999999,8,0]
[2030,"MISO_W_2_MISO_MO-IL","MISO_W","MISO_MO-IL","Internal","Summer","B5",200,4048,4048,138.16999999999999,138.27000000000001,0.01,0.09]
[2030,"ENT_2_MISO_MO-IL","ENT","MISO_MO-IL","Internal","Summer","B6",300,2260,0,99.52,99.52,8,0]
[2030,"ENT_2_TVA_Transmission","ENT","TVA_Transmission","Internal","Summer","B6",300,2100,0,99.52,107.51,8,0]
[2030,"MAPP_US_2_MAPP_CA","MAPP_US","MAPP_CA","Internal","Summer","B6",300,165,0,92.51,72.319999999999993,7,0]
[2030,"MISO_MO-IL_2_MISO_W","MISO_MO-IL","MISO_W","Internal","Summer","B6",300,1208,0,99.52,99.51,0.01,0]
[2030,"MISO_MO-IL_2_TVA_Transmission","MISO_MO-IL","TVA_Transmission","Internal","Summer","B6",300,4000,0,99.52,107.51,8,0]
[2030,"MISO_WUMS_2_MISO_W","MISO_WUMS","MISO_W","Internal","Summer","B6",300,1255,0,99.51,99.51,0.01,0]
[2030,"NYISO_J-K_2_NEISO","NYISO_J-K","NEISO","Internal","Summer","B6",300,608,0,93.48,77.430000000000007,3,0]
[2030,"PJM_ROR_2_MISO_MO-IL","PJM_ROR","MISO_MO-IL","Internal","Summer","B6",300,1111,0,101.51,99.52,2,0]
[2030,"PJM_ROM_2_PJM_E","PJM_ROM","PJM_E","Internal","Summer","B6",300,8000,0,101.5,101.48,0.01,0]
[2030,"TVA_2_NonRTO_Midwest","TVA","NonRTO_Midwest","Internal","Summer","B6",300,100,0,107.52,109.82,9,0]
[2030,"TVA_Transmission_2_SOCO","TVA_Transmission","SOCO","Internal","Summer","B6",300,3200,0,107.51,97.51,9,0]
[2030,"ERCOT_2_SPP_S","ERCOT","SPP_S","External","Summer","B6",300,800,0,96.87,94.53,8,0]
[2030,"MAPP_US_2_RMPA","MAPP_US","RMPA","External","Summer","B6",300,200,0,92.51,99.51,8,0]
[2030,"NE_2_MISO_W","NE","MISO_W","Internal","Summer","B6",300,3614,133.53,94.51,99.51,5,0]
[2030,"NYISO_J-K_2_PJM_E","NYISO_J-K","PJM_E","Internal","Summer","B6",300,330,192.78,93.48,101.48,8,0]
[2030,"MISO_WUMS_2_PJM_ROR","MISO_WUMS","PJM_ROR","Internal","Summer","B6",300,1600,595.83000000000004,99.51,101.51,2,0]
[2030,"NEISO_2_NYISO_G-I","NEISO","NYISO_G-I","Internal","Summer","B6",300,600,600,77.430000000000007,93.47,3,13.05]
[2030,"PJM_ROR_2_TVA_Transmission","PJM_ROR","TVA_Transmission","Internal","Summer","B6",300,2500,1112.31,101.51,107.51,6,0]
[2030,"HQ_IESO_2_IESO","HQ_IESO","IESO","Internal","Summer","B6",300,99999,1516.2,61.08,61.1,0.01,0]
[2030,"SPP_N_2_ENT","SPP_N","ENT","Internal","Summer","B6",300,7346,2153.1799999999998,94.52,99.52,5,0]
[2030,"HQ_NY_2_NYISO_A-F","HQ_NY","NYISO_A-F","Internal","Summer","B6",300,99999,2805.65,74.41,74.430000000000007,0.01,0]
[2030,"NYISO_G-I_2_NYISO_J-K","NYISO_G-I","NYISO_J-K","Internal","Summer","B6",300,6130,5054.8500000000004,93.47,93.48,0.01,0]
[2030,"ENT_2_TVA_Transmission","ENT","TVA_Transmission","Internal","Summer","B7",400,2100,0,93.63,94.92,8,0]
[2030,"MISO_IN_2_MISO_MI","MISO_IN","MISO_MI","Internal","Summer","B7",400,5490,0,88.22,88.21,0.01,0]
[2030,"MISO_IN_2_PJM_ROR","MISO_IN","PJM_ROR","Internal","Summer","B7",400,992,0,88.22,90.2,2,0]
[2030,"MISO_W_2_MAPP_CA","MISO_W","MAPP_CA","Internal","Summer","B7",400,700,0,88.2,72.319999999999993,0.01,0]
[2030,"MISO_WUMS_2_MISO_W","MISO_WUMS","MISO_W","Internal","Summer","B7",400,1255,0,88.2,88.2,0.01,0]
[2030,"NonRTO_Midwest_2_TVA_Transmission","NonRTO_Midwest","TVA_Transmission","Internal","Summer","B7",400,2400,0,96.22,94.92,8,0]
[2030,"PJM_E_2_NYISO_G-I","PJM_E","NYISO_G-I","Internal","Summer","B7",400,500,0,90.2,82.2,6,0]
[2030,"PJM_ROR_2_TVA_Transmission","PJM_ROR","TVA_Transmission","Internal","Summer","B7",400,2500,0,90.2,94.92,6,0]
[2030,"SOCO_2_FRCC","SOCO","FRCC","Internal","Summer","B7",400,3700,0,94.16,96.66,10,0]
[2030,"SPP_S_2_SPP_N","SPP_S","SPP_N","Internal","Summer","B7",400,640,0,88.64,88.63,0.01,0]
[2030,"TVA_2_VACAR","TVA","VACAR","Internal","Summer","B7",400,150,0,94.25,96.2,9,0]
[2030,"TVA_Transmission_2_VACAR","TVA_Transmission","VACAR","Internal","Summer","B7",400,900,0,94.92,96.2,9,0]
[2030,"ERCOT_2_SPP_S","ERCOT","SPP_S","External","Summer","B7",400,800,0,88.64,88.64,8,0]
[2030,"NEISO_2_NYISO_A-F","NEISO","NYISO_A-F","Internal","Summer","B7",400,600,75.209999999999994,70.17,73.17,3,0]
[2030,"MISO_WUMS_2_MISO_MI","MISO_WUMS","MISO_MI","Internal","Summer","B7",400,294,177.94,88.2,88.21,0.01,0]
[2030,"MAPP_CA_2_MAPP_US","MAPP_CA","MAPP_US","Internal","Summer","B7",400,372,372,72.319999999999993,81.2,7,1.88]
[2030,"NEISO_2_NYISO_J-K","NEISO","NYISO_J-K","Internal","Summer","B7",400,1038,1038,70.17,82.21,3,9.0399999999999991]
[2030,"MARITIMES_2_NEISO","MARITIMES","NEISO","Internal","Summer","B7",400,99999,1670.8,70.16,70.17,0.01,0]
[2030,"PJM_E_2_PJM_ROM","PJM_E","PJM_ROM","Internal","Summer","B7",400,8000,1802.92,90.2,90.21,0.01,0]
[2030,"MAPP_US_2_MISO_W","MAPP_US","MISO_W","Internal","Summer","B7",400,2635,2040.9,81.2,88.2,7,0]
[2030,"SPP_N_2_SPP_S","SPP_N","SPP_S","Internal","Summer","B7",400,4000,3490.2,88.63,88.64,0.01,0]
[2030,"ENT_2_TVA_Transmission","ENT","TVA_Transmission","Internal","Summer","B8",500,2100,0,91.82,91.74,8,0]
[2030,"MAPP_CA_2_IESO","MAPP_CA","IESO","Internal","Summer","B8",500,337,0,72.319999999999993,61.1,8,0]
[2030,"MISO_IN_2_MISO_MO-IL","MISO_IN","MISO_MO-IL","Internal","Summer","B8",500,5000,0,83.83,83.82,0.01,0]
[2030,"MISO_MO-IL_2_PJM_ROR","MISO_MO-IL","PJM_ROR","Internal","Summer","B8",500,1212,0,83.82,85.74,2,0]
[2030,"MISO_WUMS_2_PJM_ROR","MISO_WUMS","PJM_ROR","Internal","Summer","B8",500,1600,0,83.75,85.74,2,0]
[2030,"NYISO_A-F_2_NEISO","NYISO_A-F","NEISO","Internal","Summer","B8",500,600,0,73.150000000000006,70.17,3,0]
[2030,"PJM_E_2_NYISO_G-I","PJM_E","NYISO_G-I","Internal","Summer","B8",500,500,0,85.74,81.31,6,0]
[2030,"PJM_ROR_2_MISO_MO-IL","PJM_ROR","MISO_MO-IL","Internal","Summer","B8",500,1111,0,85.74,83.82,2,0]
[2030,"SOCO_2_TVA_Transmission","SOCO","TVA_Transmission","Internal","Summer","B8",500,2600,0,90.83,91.74,10,0]
[2030,"SOCO_2_VACAR","SOCO","VACAR","Internal","Summer","B8",500,2000,0,90.83,91.74,10,0]
[2030,"SPP_S_2_ENT","SPP_S","ENT","Internal","Summer","B8",500,4280,0,88.44,91.82,5,0]
[2030,"TVA_Transmission_2_VACAR","TVA_Transmission","VACAR","Internal","Summer","B8",500,900,0,91.74,91.74,9,0]
[2030,"VACAR_2_SOCO","VACAR","SOCO","Internal","Summer","B8",500,3000,0,91.74,90.83,7,0]
[2030,"RMPA_2_NE","RMPA","NE","External","Summer","B8",500,310,0,95.62,78.739999999999995,8,0]
[2030,"SPP_N_2_RMPA","SPP_N","RMPA","External","Summer","B8",500,210,210,86.82,95.62,5,3.8]
[2030,"NEISO_2_NYISO_G-I","NEISO","NYISO_G-I","Internal","Summer","B8",500,600,600,70.17,81.31,3,8.14]
[2030,"MISO_W_2_MISO_WUMS","MISO_W","MISO_WUMS","Internal","Summer","B8",500,1747,1157.73,83.74,83.75,0.01,0]
[2030,"MISO_MO-IL_2_MISO_IN","MISO_MO-IL","MISO_IN","Internal","Summer","B8",500,2100,1450.1,83.82,83.83,0.01,0]
[2030,"NE_2_SPP_N","NE","SPP_N","Internal","Summer","B8",500,1854,1854,78.739999999999995,86.82,0.01,8.07]
[2030,"PJM_ROR_2_PJM_ROM","PJM_ROR","PJM_ROM","Internal","Summer","B8",500,8000,2869.45,85.74,85.75,0.01,0]
[2030,"MISO_W_2_MISO_MO-IL","MISO_W","MISO_MO-IL","Internal","Summer","B8",500,4048,4048,83.74,83.82,0.01,7.0000000000000007E-2]
[2030,"NYISO_G-I_2_NYISO_J-K","NYISO_G-I","NYISO_J-K","Internal","Summer","B8",500,6130,5773.06,81.31,81.319999999999993,0.01,0]
[2030,"MAPP_US_2_MAPP_CA","MAPP_US","MAPP_CA","Internal","Summer","B9",800,165,0,73.7,72.319999999999993,7,0]
[2030,"MISO_IN_2_PJM_ROR","MISO_IN","PJM_ROR","Internal","Summer","B9",800,992,0,80.709999999999994,82.7,2,0]
[2030,"MISO_MO-IL_2_MISO_W","MISO_MO-IL","MISO_W","Internal","Summer","B9",800,1208,0,80.72,80.7,0.01,0]
[2030,"MISO_WUMS_2_MISO_MI","MISO_WUMS","MISO_MI","Internal","Summer","B9",800,294,0,80.709999999999994,80.7,0.01,0]
[2030,"NonRTO_Midwest_2_TVA_Transmission","NonRTO_Midwest","TVA_Transmission","Internal","Summer","B9",800,2400,0,88.71,88.72,8,0]
[2030,"PJM_E_2_NYISO_G-I","PJM_E","NYISO_G-I","Internal","Summer","B9",800,500,0,82.7,74.7,6,0]
[2030,"PJM_ROM_2_PJM_E","PJM_ROM","PJM_E","Internal","Summer","B9",800,8000,0,82.71,82.7,0.01,0]
[2030,"SOCO_2_FRCC","SOCO","FRCC","Internal","Summer","B9",800,3700,0,90.83,96.66,10,0]
[2030,"SPP_N_2_MISO_W","SPP_N","MISO_W","Internal","Summer","B9",800,1000,0,83.72,80.7,5,0]
[2030,"TVA_2_VACAR","TVA","VACAR","Internal","Summer","B9",800,150,0,88.74,83.83,9,0]
[2030,"VACAR_2_TVA_Transmission","VACAR","TVA_Transmission","Internal","Summer","B9",800,900,0,83.83,88.72,7,0]
[2030,"RMPA_2_MAPP_US","RMPA","MAPP_US","External","Summer","B9",800,200,0,95.62,73.7,8,0]
[2030,"MISO_MI_2_MISO_WUMS","MISO_MI","MISO_WUMS","Internal","Summer","B9",800,312,113.84,80.7,80.709999999999994,0.01,0]
[2030,"MISO_IN_2_MISO_MO-IL","MISO_IN","MISO_MO-IL","Internal","Summer","B9",800,5000,203.94,80.709999999999994,80.72,0.01,0]
[2030,"MISO_MI_2_PJM_ROR","MISO_MI","PJM_ROR","Internal","Summer","B9",800,1424,660.94,80.7,82.7,2,0]
[2030,"MISO_MI_2_MISO_IN","MISO_MI","MISO_IN","Internal","Summer","B9",800,2535,793.54,80.7,80.709999999999994,0.01,0]
[2030,"NEISO_2_NYISO_J-K","NEISO","NYISO_J-K","Internal","Summer","B9",800,1038,1038,70.17,74.709999999999994,3,1.54]
[2030,"IESO_2_NYISO_A-F","IESO","NYISO_A-F","Internal","Summer","B9",800,2224,2224,61.1,73.150000000000006,7,5.05]
[2030,"MISO_MO-IL_2_ENT","MISO_MO-IL","ENT","Internal","Summer","B9",800,2540,2505.1999999999998,80.72,88.72,8,0]
[2030,"TVA_Transmission_2_TVA","TVA_Transmission","TVA","Internal","Summer","B9",800,99999,3875.6,88.72,88.74,0.01,0]
[2030,"PJM_ROR_2_PJM_ROM","PJM_ROR","PJM_ROM","Internal","Summer","B9",800,8000,6074.97,82.7,82.71,0.01,0]
[2035,"FRCC_2_SOCO","FRCC","SOCO","Internal","Summer","B1",10,900,0,751.19,741.19,8,0]
[2035,"IESO_2_MISO_W","IESO","MISO_W","Internal","Summer","B1",10,195,195,88.23,151.72,7,56.49]
[2035,"MAPP_CA_2_MISO_W","MAPP_CA","MISO_W","Internal","Summer","B1",10,1970,1970,72.510000000000005,151.72,0.01,79.2]
[2035,"MAPP_US_2_NE","MAPP_US","NE","Internal","Summer","B1",10,2000,0,144.72,146.72,7,0]
[2035,"MISO_MI_2_MISO_WUMS","MISO_MI","MISO_WUMS","Internal","Summer","B1",10,312,312,150.77000000000001,151.72,0.01,0.93]
[2035,"MISO_MO-IL_2_PJM_ROR","MISO_MO-IL","PJM_ROR","Internal","Summer","B1",10,1212,1212,151.71,153.72,2,0.01]
[2035,"MISO_MO-IL_2_TVA_Transmission","MISO_MO-IL","TVA_Transmission","Internal","Summer","B1",10,4000,4000,151.71,167.72,8,8.01]
[2035,"MISO_W_2_MISO_WUMS","MISO_W","MISO_WUMS","Internal","Summer","B1",10,1747,0,151.72,151.72,0.01,0]
[2035,"NE_2_MISO_W","NE","MISO_W","Internal","Summer","B1",10,3614,1108.08,146.72,151.72,5,0]
[2035,"NEISO_2_NYISO_G-I","NEISO","NYISO_G-I","Internal","Summer","B1",10,600,0,751.19,748.18,3,0]
[2035,"NYISO_A-F_2_NYISO_G-I","NYISO_A-F","NYISO_G-I","Internal","Summer","B1",10,5266,5266,95.23,748.18,0.01,652.94000000000005]
[2035,"NYISO_J-K_2_NEISO","NYISO_J-K","NEISO","Internal","Summer","B1",10,608,43,748.19,751.19,3,0]
[2035,"PJM_ROR_2_MISO_MI","PJM_ROR","MISO_MI","Internal","Summer","B1",10,1305,0,153.72,150.77000000000001,2,0]
[2035,"PJM_ROM_2_PJM_E","PJM_ROM","PJM_E","Internal","Summer","B1",10,8000,4736.53,153.72999999999999,153.74,0.01,0]
[2035,"SOCO_2_TVA_Transmission","SOCO","TVA_Transmission","Internal","Summer","B1",10,2600,0,741.19,167.72,10,0]
[2035,"SPP_N_2_MISO_MO-IL","SPP_N","MISO_MO-IL","Internal","Summer","B1",10,3954,3954,92.83,151.71,5,53.88]
[2035,"TVA_2_NonRTO_Midwest","TVA","NonRTO_Midwest","Internal","Summer","B1",10,100,0,167.73,159.72,9,0]
[2035,"TVA_Transmission_2_TVA","TVA_Transmission","TVA","Internal","Summer","B1",10,99999,6339.48,167.72,167.73,0.01,0]
[2035,"AZ_NM_SNV_Coal_2_SPP_S","AZ_NM_SNV_Coal","SPP_S","External","Summer","B1",10,400,0,751.2,89.15,8.17,0]
[2035,"RMPA_2_MAPP_US","RMPA","MAPP_US","External","Summer","B1",10,200,0,151.72,144.72,8,0]
[2035,"SPP_N_2_RMPA","SPP_N","RMPA","External","Summer","B1",10,210,210,92.83,151.72,5,53.89]
[2035,"ENT_2_MISO_MO-IL","ENT","MISO_MO-IL","Internal","Summer","B10",1262,2260,0,74.819999999999993,74.81,8,0]
[2035,"HQ_NY_2_NYISO_A-F","HQ_NY","NYISO_A-F","Internal","Summer","B10",1262,99999,1342.41,74.83,74.84,0.01,0]
[2035,"IESO_2_NYISO_A-F","IESO","NYISO_A-F","Internal","Summer","B10",1262,2224,2224,65.510000000000005,74.84,7,2.33]
[2035,"MAPP_US_2_NE","MAPP_US","NE","Internal","Summer","B10",1262,2000,0,65.58,67.58,7,0]
[2035,"MISO_IN_2_NonRTO_Midwest","MISO_IN","NonRTO_Midwest","Internal","Summer","B10",1262,4800,0,74.819999999999993,78.45,8,0]
[2035,"MISO_MO-IL_2_ENT","MISO_MO-IL","ENT","Internal","Summer","B10",1262,2540,0,74.81,74.819999999999993,8,0]
[2035,"MISO_MO-IL_2_TVA_Transmission","MISO_MO-IL","TVA_Transmission","Internal","Summer","B10",1262,4000,0,74.81,80.58,8,0]
[2035,"MISO_W_2_SPP_N","MISO_W","SPP_N","Internal","Summer","B10",1262,3450,0,72.58,69.81,7,0]
[2035,"NE_2_MISO_W","NE","MISO_W","Internal","Summer","B10",1262,3614,1845.27,67.58,72.58,5,0]
[2035,"NonRTO_Midwest_2_TVA_Transmission","NonRTO_Midwest","TVA_Transmission","Internal","Summer","B10",1262,2400,0,78.45,80.58,8,0]
[2035,"NYISO_A-F_2_NYISO_G-I","NYISO_A-F","NYISO_G-I","Internal","Summer","B10",1262,5266,5090.34,74.84,74.849999999999994,0.01,0]
[2035,"PJM_E_2_NYISO_G-I","PJM_E","NYISO_G-I","Internal","Summer","B10",1262,500,0,74.61,74.849999999999994,6,0]
[2035,"PJM_E_2_NYISO_J-K","PJM_E","NYISO_J-K","Internal","Summer","B10",1262,330,0,74.61,74.86,6,0]
[2035,"PJM_ROR_2_MISO_WUMS","PJM_ROR","MISO_WUMS","Internal","Summer","B10",1262,1467,0,74.58,74.64,2,0]
[2035,"PJM_ROM_2_PJM_ROR","PJM_ROM","PJM_ROR","Internal","Summer","B10",1262,8000,0,74.59,74.58,0.01,0]
[2035,"SPP_N_2_MISO_MO-IL","SPP_N","MISO_MO-IL","Internal","Summer","B10",1262,3954,444.22,69.81,74.81,5,0]
[2035,"SPP_N_2_SPP_S","SPP_N","SPP_S","Internal","Summer","B10",1262,4000,3958.53,69.81,69.819999999999993,0.01,0]
[2035,"TVA_2_SOCO","TVA","SOCO","Internal","Summer","B10",1262,500,0,80.59,79.349999999999994,9,0]
[2035,"VACAR_2_PJM_ROR","VACAR","PJM_ROR","Internal","Summer","B10",1262,2000,0,80.38,74.58,7,0]
[2035,"MAPP_US_2_RMPA","MAPP_US","RMPA","External","Summer","B10",1262,200,200,65.58,90.62,8,17.03]
[2035,"SPP_N_2_RMPA","SPP_N","RMPA","External","Summer","B10",1262,210,210,69.81,90.62,5,15.8]
[2035,"ENT_2_TVA_Transmission","ENT","TVA_Transmission","Internal","Shoulder","B11",25,2100,0,94.89,100.37,8,0]
[2035,"HQ_NY_2_NYISO_A-F","HQ_NY","NYISO_A-F","Internal","Shoulder","B11",25,99999,2691.25,73.599999999999994,73.61,0.01,0]
[2035,"MAPP_CA_2_MAPP_US","MAPP_CA","MAPP_US","Internal","Shoulder","B11",25,372,372,58.61,85.37,7,19.760000000000002]
[2035,"MAPP_US_2_NE","MAPP_US","NE","Internal","Shoulder","B11",25,2000,0,85.37,88.37,7,0]
[2035,"MARITIMES_2_NEISO","MARITIMES","NEISO","Internal","Shoulder","B11",25,99999,1720.66,70.88,70.900000000000006,0.01,0]
[2035,"MISO_MI_2_MISO_IN","MISO_MI","MISO_IN","Internal","Shoulder","B11",25,2535,737.38,92.38,92.4,0.01,0]
[2035,"MISO_MO-IL_2_TVA_Transmission","MISO_MO-IL","TVA_Transmission","Internal","Shoulder","B11",25,4000,0,92.38,100.37,8,0]
[2035,"MISO_W_2_MISO_MO-IL","MISO_W","MISO_MO-IL","Internal","Shoulder","B11",25,4048,254.27,92.37,92.38,0.01,0]
[2035,"MISO_WUMS_2_MISO_MI","MISO_WUMS","MISO_MI","Internal","Shoulder","B11",25,294,0,92.38,92.38,0.01,0]
[2035,"NEISO_2_NYISO_A-F","NEISO","NYISO_A-F","Internal","Shoulder","B11",25,600,0,70.900000000000006,73.61,3,0]
[2035,"NYISO_A-F_2_NYISO_G-I","NYISO_A-F","NYISO_G-I","Internal","Shoulder","B11",25,5266,5266,73.61,86.35,0.01,12.73]
[2035,"NYISO_G-I_2_PJM_E","NYISO_G-I","PJM_E","Internal","Shoulder","B11",25,1500,1032.22,86.35,94.35,8,0]
[2035,"PJM_ROR_2_MISO_IN","PJM_ROR","MISO_IN","Internal","Shoulder","B11",25,909,0,94.37,92.4,2,0]
[2035,"PJM_ROR_2_MISO_WUMS","PJM_ROR","MISO_WUMS","Internal","Shoulder","B11",25,1467,0,94.37,92.38,2,0]
[2035,"SOCO_2_FRCC","SOCO","FRCC","Internal","Shoulder","B11",25,3700,0,93.21,98.41,10,0]
[2035,"SPP_N_2_MISO_MO-IL","SPP_N","MISO_MO-IL","Internal","Shoulder","B11",25,3954,0,89.89,92.38,5,0]
[2035,"SPP_S_2_SPP_N","SPP_S","SPP_N","Internal","Shoulder","B11",25,640,0,89.9,89.89,0.01,0]
[2035,"TVA_2_SOCO","TVA","SOCO","Internal","Shoulder","B11",25,500,0,100.38,93.21,9,0]
[2035,"TVA_Transmission_2_SOCO","TVA_Transmission","SOCO","Internal","Shoulder","B11",25,3200,0,100.37,93.21,9,0]
[2035,"VACAR_2_TVA_Transmission","VACAR","TVA_Transmission","Internal","Shoulder","B11",25,900,0,100.37,100.37,7,0]
[2035,"NWPP_Coal_2_MAPP_US","NWPP_Coal","MAPP_US","External","Shoulder","B11",25,150,0,92.54,85.37,8,0]
[2035,"SPP_S_2_ERCOT","SPP_S","ERCOT","External","Shoulder","B11",25,800,0,89.9,91.84,5,0]
[2035,"HQ_NY_2_NYISO_A-F","HQ_NY","NYISO_A-F","Internal","Shoulder","B12",200,99999,2724.3,73.599999999999994,73.61,0.01,0]
[2035,"IESO_2_MISO_W","IESO","MISO_W","Internal","Shoulder","B12",200,195,195,66.61,87.94,7,14.33]
[2035,"MAPP_CA_2_MAPP_US","MAPP_CA","MAPP_US","Internal","Shoulder","B12",200,372,372,58.61,75.94,7,10.33]
[2035,"MISO_IN_2_MISO_MO-IL","MISO_IN","MISO_MO-IL","Internal","Shoulder","B12",200,5000,0,87.96,87.95,0.01,0]
[2035,"MISO_MI_2_PJM_ROR","MISO_MI","PJM_ROR","Internal","Shoulder","B12",200,1424,118.86,87.95,89.95,2,0]
[2035,"MISO_MO-IL_2_TVA_Transmission","MISO_MO-IL","TVA_Transmission","Internal","Shoulder","B12",200,4000,177.97,87.95,95.95,8,0]
[2035,"MISO_W_2_PJM_ROR","MISO_W","PJM_ROR","Internal","Shoulder","B12",200,19839,19839,87.94,89.95,2,0.01]
[2035,"MISO_WUMS_2_MISO_MI","MISO_WUMS","MISO_MI","Internal","Shoulder","B12",200,294,0,87.95,87.95,0.01,0]
[2035,"NE_2_MAPP_US","NE","MAPP_US","Internal","Shoulder","B12",200,1600,0,82.94,75.94,5,0]
[2035,"NYISO_A-F_2_NYISO_G-I","NYISO_A-F","NYISO_G-I","Internal","Shoulder","B12",200,5266,5266,73.61,82.46,0.01,8.84]
[2035,"NYISO_A-F_2_PJM_ROM","NYISO_A-F","PJM_ROM","Internal","Shoulder","B12",200,1000,1000,73.61,89.96,8,8.35]
[2035,"PJM_E_2_NYISO_G-I","PJM_E","NYISO_G-I","Internal","Shoulder","B12",200,500,0,89.98,82.46,6,0]
[2035,"PJM_ROR_2_MISO_WUMS","PJM_ROR","MISO_WUMS","Internal","Shoulder","B12",200,1467,0,89.95,87.95,2,0]
[2035,"PJM_ROM_2_PJM_E","PJM_ROM","PJM_E","Internal","Shoulder","B12",200,8000,112.17,89.96,89.98,0.01,0]
[2035,"SOCO_2_FRCC","SOCO","FRCC","Internal","Shoulder","B12",200,3700,0,93.21,98.41,10,0]
[2035,"SPP_N_2_NE","SPP_N","NE","Internal","Shoulder","B12",200,384,0,85.71,82.94,0.01,0]
[2035,"TVA_2_SOCO","TVA","SOCO","Internal","Shoulder","B12",200,500,0,95.96,93.21,9,0]
[2035,"TVA_Transmission_2_VACAR","TVA_Transmission","VACAR","Internal","Shoulder","B12",200,900,0,95.95,95.34,9,0]
[2035,"ERCOT_2_SPP_S","ERCOT","SPP_S","External","Shoulder","B12",200,800,0,90.72,85.72,8,0]
[2035,"NWPP_Coal_2_MAPP_US","NWPP_Coal","MAPP_US","External","Shoulder","B12",200,150,0,92.54,75.94,8,0]
[2035,"ENT_2_SOCO","ENT","SOCO","Internal","Shoulder","B13",600,2000,1327.75,85.21,93.21,8,0]
[2035,"HQ_NY_2_NYISO_A-F","HQ_NY","NYISO_A-F","Internal","Shoulder","B13",600,99999,2662.86,73.599999999999994,73.61,0.01,0]
[2035,"HQ_IESO_2_IESO","HQ_IESO","IESO","Internal","Shoulder","B13",600,99999,1806.3,66.599999999999994,66.61,0.01,0]
[2035,"MAPP_CA_2_MAPP_US","MAPP_CA","MAPP_US","Internal","Shoulder","B13",600,372,372,58.61,72.36,7,6.75]
[2035,"MAPP_US_2_NE","MAPP_US","NE","Internal","Shoulder","B13",600,2000,285.22000000000003,72.36,79.36,7,0]
[2035,"MISO_IN_2_PJM_ROR","MISO_IN","PJM_ROR","Internal","Shoulder","B13",600,992,0,84.38,86.37,2,0]
[2035,"MISO_MO-IL_2_ENT","MISO_MO-IL","ENT","Internal","Shoulder","B13",600,2540,0,84.37,85.21,8,0]
[2035,"MISO_W_2_MAPP_CA","MISO_W","MAPP_CA","Internal","Shoulder","B13",600,700,0,84.36,58.61,0.01,0]
[2035,"MISO_WUMS_2_MISO_MI","MISO_WUMS","MISO_MI","Internal","Shoulder","B13",600,294,0,87.95,84.4,0.01,0]
[2035,"NE_2_SPP_N","NE","SPP_N","Internal","Shoulder","B13",600,1854,1788.08,79.36,79.37,0.01,0]
[2035,"NEISO_2_NYISO_G-I","NEISO","NYISO_G-I","Internal","Shoulder","B13",600,600,600,70.900000000000006,82.46,3,8.56]
[2035,"NYISO_G-I_2_NYISO_J-K","NYISO_G-I","NYISO_J-K","Internal","Shoulder","B13",600,6130,5102.91,82.46,82.47,0.01,0]
[2035,"PJM_E_2_PJM_ROM","PJM_E","PJM_ROM","Internal","Shoulder","B13",600,8000,555.6,86.37,86.38,0.01,0]
[2035,"PJM_ROR_2_MISO_WUMS","PJM_ROR","MISO_WUMS","Internal","Shoulder","B13",600,1467,0,86.37,87.95,2,0]
[2035,"PJM_ROR_2_PJM_ROM","PJM_ROR","PJM_ROM","Internal","Shoulder","B13",600,8000,344.24,86.37,86.38,0.01,0]
[2035,"SOCO_2_FRCC","SOCO","FRCC","Internal","Shoulder","B13",600,3700,0,93.21,98.41,10,0]
[2035,"SPP_N_2_ENT","SPP_N","ENT","Internal","Shoulder","B13",600,7346,7346,79.37,85.21,5,0.84]
[2035,"TVA_2_SOCO","TVA","SOCO","Internal","Shoulder","B13",600,500,0,92.38,93.21,9,0]
[2035,"TVA_Transmission_2_NonRTO_Midwest","TVA_Transmission","NonRTO_Midwest","Internal","Shoulder","B13",600,700,0,92.37,92.38,9,0]
[2035,"VACAR_2_TVA_Transmission","VACAR","TVA_Transmission","Internal","Shoulder","B13",600,900,0,86.21,92.37,7,0]
[2035,"NWPP_Coal_2_MAPP_US","NWPP_Coal","MAPP_US","External","Shoulder","B13",600,150,0,92.54,72.36,8,0]
[2035,"SPP_N_2_RMPA","SPP_N","RMPA","External","Shoulder","B13",600,210,86,79.37,84.37,5,0]
[2035,"ENT_2_SOCO","ENT","SOCO","Internal","Shoulder","B14",900,2000,2000,78.81,90.01,8,3.19]
[2035,"IESO_2_MISO_MI","IESO","MISO_MI","Internal","Shoulder","B14",900,3125,3125,66.61,78.569999999999993,7,4.96]
[2035,"MAPP_CA_2_MAPP_US","MAPP_CA","MAPP_US","Internal","Shoulder","B14",900,372,0,58.61,51.61,7,0]
[2035,"MISO_IN_2_MISO_MI","MISO_IN","MISO_MI","Internal","Shoulder","B14",900,5490,807.25,78.56,78.569999999999993,0.01,0]
[2035,"MISO_MI_2_MISO_WUMS","MISO_MI","MISO_WUMS","Internal","Shoulder","B14",900,312,312,78.569999999999993,80.150000000000006,0.01,1.57]
[2035,"MISO_MO-IL_2_ENT","MISO_MO-IL","ENT","Internal","Shoulder","B14",900,2540,0,77.72,78.81,8,0]
[2035,"MISO_MO-IL_2_PJM_ROR","MISO_MO-IL","PJM_ROR","Internal","Shoulder","B14",900,1212,1212,77.72,80.569999999999993,2,0.85]
[2035,"MISO_WUMS_2_MISO_MI","MISO_WUMS","MISO_MI","Internal","Shoulder","B14",900,294,0,80.150000000000006,78.569999999999993,0.01,0]
[2035,"MISO_WUMS_2_PJM_ROR","MISO_WUMS","PJM_ROR","Internal","Shoulder","B14",900,1600,0,80.150000000000006,80.569999999999993,2,0]
[2035,"NEISO_2_NYISO_G-I","NEISO","NYISO_G-I","Internal","Shoulder","B14",900,600,600,70.900000000000006,74.16,3,0.26]
[2035,"NYISO_A-F_2_NYISO_G-I","NYISO_A-F","NYISO_G-I","Internal","Shoulder","B14",900,5266,5266,73.61,74.16,0.01,0.54]
[2035,"NYISO_J-K_2_PJM_E","NYISO_J-K","PJM_E","Internal","Shoulder","B14",900,330,0,74.17,80.59,8,0]
[2035,"PJM_E_2_PJM_ROM","PJM_E","PJM_ROM","Internal","Shoulder","B14",900,8000,0,80.59,80.58,0.01,0]
[2035,"PJM_ROR_2_VACAR","PJM_ROR","VACAR","Internal","Shoulder","B14",900,3000,0,80.569999999999993,83.01,6,0]
[2035,"SOCO_2_FRCC","SOCO","FRCC","Internal","Shoulder","B14",900,3700,0,90.01,85.11,10,0]
[2035,"SPP_N_2_MISO_W","SPP_N","MISO_W","Internal","Shoulder","B14",900,1000,1000,21.63,76.61,5,49.98]
[2035,"SPP_N_2_SPP_S","SPP_N","SPP_S","Internal","Shoulder","B14",900,4000,0,21.63,0.01,0.01,0]
[2035,"TVA_Transmission_2_TVA","TVA_Transmission","TVA","Internal","Shoulder","B14",900,99999,3855.31,85.72,85.73,0.01,0]
[2035,"TVA_Transmission_2_VACAR","TVA_Transmission","VACAR","Internal","Shoulder","B14",900,900,0,85.72,83.01,9,0]
[2035,"NWPP_Coal_2_MAPP_US","NWPP_Coal","MAPP_US","External","Shoulder","B14",900,150,0,92.54,51.61,8,0]
[2035,"RMPA_2_MAPP_US","RMPA","MAPP_US","External","Shoulder","B14",900,200,0,84.37,51.61,8,0]
[2035,"ENT_2_SOCO","ENT","SOCO","Internal","Shoulder","B15",1203,2000,1435.26,72.680000000000007,80.680000000000007,8,0]
[2035,"HQ_NY_2_NYISO_A-F","HQ_NY","NYISO_A-F","Internal","Shoulder","B15",1203,99999,1489.61,73.599999999999994,73.61,0.01,0]
[2035,"MAPP_CA_2_MAPP_US","MAPP_CA","MAPP_US","Internal","Shoulder","B15",1203,372,0,58.61,5.01,7,0]
[2035,"MAPP_US_2_MISO_W","MAPP_US","MISO_W","Internal","Shoulder","B15",1203,2635,2635,5.01,58.62,7,46.61]
[2035,"MISO_IN_2_NonRTO_Midwest","MISO_IN","NonRTO_Midwest","Internal","Shoulder","B15",1203,4800,0,76.27,80.27,8,0]
[2035,"MISO_MO-IL_2_ENT","MISO_MO-IL","ENT","Internal","Shoulder","B15",1203,2540,0,72.010000000000005,72.680000000000007,8,0]
[2035,"MISO_W_2_IESO","MISO_W","IESO","Internal","Shoulder","B15",1203,145,0,58.62,66.61,8,0]
[2035,"MISO_W_2_MISO_MO-IL","MISO_W","MISO_MO-IL","Internal","Shoulder","B15",1203,4048,4048,58.62,72.010000000000005,0.01,13.38]
[2035,"NE_2_MISO_W","NE","MISO_W","Internal","Shoulder","B15",1203,3614,3614,0.01,58.62,5,53.61]
[2035,"NEISO_2_NYISO_G-I","NEISO","NYISO_G-I","Internal","Shoulder","B15",1203,600,0,70.900000000000006,73.62,3,0]
[2035,"NYISO_G-I_2_NEISO","NYISO_G-I","NEISO","Internal","Shoulder","B15",1203,600,0,73.62,70.900000000000006,3,0]
[2035,"NYISO_G-I_2_NYISO_J-K","NYISO_G-I","NYISO_J-K","Internal","Shoulder","B15",1203,6130,4700.66,73.62,73.63,0.01,0]
[2035,"PJM_E_2_PJM_ROM","PJM_E","PJM_ROM","Internal","Shoulder","B15",1203,8000,101.33,76.209999999999994,76.23,0.01,0]
[2035,"PJM_ROR_2_MISO_WUMS","PJM_ROR","MISO_WUMS","Internal","Shoulder","B15",1203,1467,0,76.209999999999994,76.209999999999994,2,0]
[2035,"SOCO_2_FRCC","SOCO","FRCC","Internal","Shoulder","B15",1203,3700,0,80.680000000000007,85.11,10,0]
[2035,"SOCO_2_VACAR","SOCO","VACAR","Internal","Shoulder","B15",1203,2000,0,80.680000000000007,82.5,10,0]
[2035,"SPP_N_2_SPP_S","SPP_N","SPP_S","Internal","Shoulder","B15",1203,4000,0,0.01,0.01,0.01,0]
[2035,"TVA_2_VACAR","TVA","VACAR","Internal","Shoulder","B15",1203,150,0,80.02,82.5,9,0]
[2035,"VACAR_2_SOCO","VACAR","SOCO","Internal","Shoulder","B15",1203,3000,0,82.5,80.680000000000007,7,0]
[2035,"AZ_NM_SNV_Coal_2_SPP_S","AZ_NM_SNV_Coal","SPP_S","External","Shoulder","B15",1203,400,0,86.37,0.01,8.17,0]
[2035,"RMPA_2_SPP_N","RMPA","SPP_N","External","Shoulder","B15",1203,210,0,81.17,0.01,8,0]
[2035,"ENT_2_SOCO","ENT","SOCO","Internal","Winter","B16",25,2000,0,91.89,98.89,8,0]
[2035,"IESO_2_MAPP_CA","IESO","MAPP_CA","Internal","Winter","B16",25,269,0,67.75,67.89,7,0]
[2035,"IESO_2_MISO_MI","IESO","MISO_MI","Internal","Winter","B16",25,3125,3125,67.75,91.44,7,16.7]
[2035,"MAPP_CA_2_MAPP_US","MAPP_CA","MAPP_US","Internal","Winter","B16",25,372,0,67.89,5.01,7,0]
[2035,"MARITIMES_2_NEISO","MARITIMES","NEISO","Internal","Winter","B16",25,99999,1765.23,77.73,77.75,0.01,0]
[2035,"MISO_MO-IL_2_ENT","MISO_MO-IL","ENT","Internal","Winter","B16",25,2540,829.03,83.89,91.89,8,0]
[2035,"MISO_MO-IL_2_MISO_W","MISO_MO-IL","MISO_W","Internal","Winter","B16",25,1208,0,83.89,48.89,0.01,0]
[2035,"MISO_W_2_MISO_MO-IL","MISO_W","MISO_MO-IL","Internal","Winter","B16",25,4048,4048,48.89,83.89,0.01,34.99]
[2035,"MISO_WUMS_2_MISO_W","MISO_WUMS","MISO_W","Internal","Winter","B16",25,1255,0,91.43,48.89,0.01,0]
[2035,"NEISO_2_NYISO_G-I","NEISO","NYISO_G-I","Internal","Winter","B16",25,600,600,77.75,94.58,3,13.83]
[2035,"NYISO_A-F_2_NYISO_G-I","NYISO_A-F","NYISO_G-I","Internal","Winter","B16",25,5266,5266,74.75,94.58,0.01,19.82]
[2035,"NYISO_J-K_2_NEISO","NYISO_J-K","NEISO","Internal","Winter","B16",25,608,0,95.57,77.75,3,0]
[2035,"PJM_E_2_PJM_ROM","PJM_E","PJM_ROM","Internal","Winter","B16",25,8000,0,98.25,98.24,0.01,0]
[2035,"PJM_ROR_2_TVA_Transmission","PJM_ROR","TVA_Transmission","Internal","Winter","B16",25,2500,0,98.23,99.89,6,0]
[2035,"PJM_ROR_2_VACAR","PJM_ROR","VACAR","Internal","Winter","B16",25,3000,3000,98.23,108.89,6,4.66]
[2035,"SPP_N_2_MISO_MO-IL","SPP_N","MISO_MO-IL","Internal","Winter","B16",25,3954,3954,55.89,83.89,5,23]
[2035,"SPP_N_2_SPP_S","SPP_N","SPP_S","Internal","Winter","B16",25,4000,3444.32,55.89,55.9,0.01,0]
[2035,"SPP_S_2_SPP_N","SPP_S","SPP_N","Internal","Winter","B16",25,640,0,55.9,55.89,0.01,0]
[2035,"TVA_Transmission_2_TVA","TVA_Transmission","TVA","Internal","Winter","B16",25,99999,3944.6,99.89,99.9,0.01,0]
[2035,"AZ_NM_SNV_Coal_2_SPP_S","AZ_NM_SNV_Coal","SPP_S","External","Winter","B16",25,400,0,91.88,55.9,8.17,0]
[2035,"NWPP_Coal_2_MAPP_US","NWPP_Coal","MAPP_US","External","Winter","B16",25,150,0,92.54,5.01,8,0]
[2035,"ENT_2_SOCO","ENT","SOCO","Internal","Winter","B17",100,2000,528.62,88.69,96.69,8,0]
[2035,"HQ_NEISO_2_NEISO","HQ_NEISO","NEISO","Internal","Winter","B17",100,99999,3692.42,77.73,77.75,0.01,0]
[2035,"IESO_2_MISO_MI","IESO","MISO_MI","Internal","Winter","B17",100,3125,3125,67.75,92.26,7,17.510000000000002]
[2035,"MAPP_US_2_MAPP_CA","MAPP_US","MAPP_CA","Internal","Winter","B17",100,165,0,60.9,67.89,7,0]
[2035,"MISO_IN_2_MISO_MO-IL","MISO_IN","MISO_MO-IL","Internal","Winter","B17",100,5000,0,92.27,87.69,0.01,0]
[2035,"MISO_IN_2_PJM_ROR","MISO_IN","PJM_ROR","Internal","Winter","B17",100,992,992,92.27,94.66,2,0.39]
[2035,"MISO_MO-IL_2_TVA_Transmission","MISO_MO-IL","TVA_Transmission","Internal","Winter","B17",100,4000,3983.65,87.69,95.69,8,0]
[2035,"MISO_W_2_MISO_MO-IL","MISO_W","MISO_MO-IL","Internal","Winter","B17",100,4048,4048,67.900000000000006,87.69,0.01,19.78]
[2035,"MISO_W_2_PJM_ROR","MISO_W","PJM_ROR","Internal","Winter","B17",100,19839,19839,67.900000000000006,94.66,2,24.76]
[2035,"NE_2_MAPP_US","NE","MAPP_US","Internal","Winter","B17",100,1600,158.31,55.9,60.9,5,0]
[2035,"NEISO_2_NYISO_J-K","NEISO","NYISO_J-K","Internal","Winter","B17",100,1038,1038,77.75,92.52,3,11.78]
[2035,"NYISO_G-I_2_NEISO","NYISO_G-I","NEISO","Internal","Winter","B17",100,600,0,92.51,77.75,3,0]
[2035,"PJM_E_2_PJM_ROM","PJM_E","PJM_ROM","Internal","Winter","B17",100,8000,0,94.69,94.67,0.01,0]
[2035,"PJM_ROR_2_MISO_MO-IL","PJM_ROR","MISO_MO-IL","Internal","Winter","B17",100,1111,0,94.66,87.69,2,0]
[2035,"PJM_ROR_2_VACAR","PJM_ROR","VACAR","Internal","Winter","B17",100,3000,3000,94.66,101.02,6,0.36]
[2035,"SOCO_2_TVA_Transmission","SOCO","TVA_Transmission","Internal","Winter","B17",100,2600,0,96.69,95.69,10,0]
[2035,"SPP_N_2_SPP_S","SPP_N","SPP_S","Internal","Winter","B17",100,4000,3025.71,74.900000000000006,74.91,0.01,0]
[2035,"TVA_2_SOCO","TVA","SOCO","Internal","Winter","B17",100,500,0,95.7,96.69,9,0]
[2035,"VACAR_2_PJM_ROR","VACAR","PJM_ROR","Internal","Winter","B17",100,2000,0,101.02,94.66,7,0]
[2035,"AZ_NM_SNV_Coal_2_SPP_S","AZ_NM_SNV_Coal","SPP_S","External","Winter","B17",100,400,0,91.88,74.91,8.17,0]
[2035,"RMPA_2_NE","RMPA","NE","External","Winter","B17",100,310,0,100.7,55.9,8,0]
[2035,"RMPA_2_SPP_N","RMPA","SPP_N","External","Winter","B17",100,210,0,100.7,74.900000000000006,8,0]
[2035,"ENT_2_SOCO","ENT","SOCO","Internal","Winter","B18",400,2000,505.7,88.69,96.69,8,0]
[2035,"IESO_2_MISO_MI","IESO","MISO_MI","Internal","Winter","B18",400,3125,3125,67.75,88.53,7,13.78]
[2035,"MAPP_CA_2_IESO","MAPP_CA","IESO","Internal","Winter","B18",400,337,0,67.89,67.75,8,0]
[2035,"MAPP_US_2_NE","MAPP_US","NE","Internal","Winter","B18",400,2000,0,74.89,77.489999999999995,7,0]
[2035,"MISO_IN_2_PJM_ROR","MISO_IN","PJM_ROR","Internal","Winter","B18",400,992,992,88.54,91.87,2,1.33]
[2035,"MISO_MO-IL_2_MISO_IN","MISO_MO-IL","MISO_IN","Internal","Winter","B18",400,2100,2100,88.03,88.54,0.01,0.5]
[2035,"MISO_W_2_MISO_MO-IL","MISO_W","MISO_MO-IL","Internal","Winter","B18",400,4048,4048,82.49,88.03,0.01,5.53]
[2035,"MISO_WUMS_2_MISO_MI","MISO_WUMS","MISO_MI","Internal","Winter","B18",400,294,0,91.43,88.53,0.01,0]
[2035,"NE_2_MAPP_US","NE","MAPP_US","Internal","Winter","B18",400,1600,0,77.489999999999995,74.89,5,0]
[2035,"NYISO_A-F_2_NEISO","NYISO_A-F","NEISO","Internal","Winter","B18",400,600,344.9,74.75,77.75,3,0]
[2035,"NYISO_G-I_2_PJM_E","NYISO_G-I","PJM_E","Internal","Winter","B18",400,1500,0,92.51,91.89,8,0]
[2035,"NYISO_J-K_2_NEISO","NYISO_J-K","NEISO","Internal","Winter","B18",400,608,0,92.52,77.75,3,0]
[2035,"PJM_E_2_PJM_ROM","PJM_E","PJM_ROM","Internal","Winter","B18",400,8000,0,91.89,91.88,0.01,0]
[2035,"PJM_ROR_2_VACAR","PJM_ROR","VACAR","Internal","Winter","B18",400,3000,0,91.87,93.07,6,0]
[2035,"PJM_ROM_2_PJM_ROR","PJM_ROM","PJM_ROR","Internal","Winter","B18",400,8000,0,91.88,91.87,0.01,0]
[2035,"SPP_N_2_ENT","SPP_N","ENT","Internal","Winter","B18",400,7346,7346,83.68,88.69,5,0.01]
[2035,"SPP_S_2_ENT","SPP_S","ENT","Internal","Winter","B18",400,4280,3438.46,83.69,88.69,5,0]
[2035,"TVA_Transmission_2_SOCO","TVA_Transmission","SOCO","Internal","Winter","B18",400,3200,0,96.03,96.69,9,0]
[2035,"AZ_NM_SNV_Coal_2_SPP_S","AZ_NM_SNV_Coal","SPP_S","External","Winter","B18",400,400,0,91.61,83.69,8.17,0]
[2035,"NE_2_RMPA","NE","RMPA","External","Winter","B18",400,310,310,77.489999999999995,84.92,5,2.4300000000000002]
[2035,"RMPA_2_SPP_N","RMPA","SPP_N","External","Winter","B18",400,210,0,84.92,83.68,8,0]
[2035,"FRCC_2_SOCO","FRCC","SOCO","Internal","Winter","B19",700,900,0,87.59,93.51,8,0]
[2035,"IESO_2_MISO_MI","IESO","MISO_MI","Internal","Winter","B19",700,3125,3125,67.75,81.89,7,7.14]
[2035,"MAPP_CA_2_MISO_W","MAPP_CA","MISO_W","Internal","Winter","B19",700,1970,1970,67.89,81.89,0.01,13.99]
[2035,"MISO_IN_2_MISO_MI","MISO_IN","MISO_MI","Internal","Winter","B19",700,5490,0,81.900000000000006,81.89,0.01,0]
[2035,"MISO_IN_2_PJM_ROR","MISO_IN","PJM_ROR","Internal","Winter","B19",700,992,737.23,81.900000000000006,83.9,2,0]
[2035,"MISO_MI_2_MISO_WUMS","MISO_MI","MISO_WUMS","Internal","Winter","B19",700,312,312,81.89,83.91,0.01,2.0099999999999998]
[2035,"MISO_MO-IL_2_PJM_ROR","MISO_MO-IL","PJM_ROR","Internal","Winter","B19",700,1212,652.4,81.900000000000006,83.9,2,0]
[2035,"MISO_W_2_MISO_WUMS","MISO_W","MISO_WUMS","Internal","Winter","B19",700,1747,1747,81.89,83.91,0.01,2.0099999999999998]
[2035,"NE_2_MAPP_US","NE","MAPP_US","Internal","Winter","B19",700,1600,0,76.89,74.89,5,0]
[2035,"NEISO_2_NYISO_G-I","NEISO","NYISO_G-I","Internal","Winter","B19",700,600,600,77.75,89.91,3,9.17]
[2035,"NYISO_A-F_2_PJM_ROM","NYISO_A-F","PJM_ROM","Internal","Winter","B19",700,1000,1000,74.75,83.91,8,1.17]
[2035,"NYISO_J-K_2_NEISO","NYISO_J-K","NEISO","Internal","Winter","B19",700,608,0,89.93,77.75,3,0]
[2035,"PJM_ROR_2_MISO_MI","PJM_ROR","MISO_MI","Internal","Winter","B19",700,1305,0,83.9,81.89,2,0]
[2035,"PJM_ROR_2_VACAR","PJM_ROR","VACAR","Internal","Winter","B19",700,3000,0,83.9,87.33,6,0]
[2035,"SOCO_2_FRCC","SOCO","FRCC","Internal","Winter","B19",700,3700,0,93.51,87.59,10,0]
[2035,"SPP_N_2_ENT","SPP_N","ENT","Internal","Winter","B19",700,7346,7346,76.900000000000006,81.91,5,0.01]
[2035,"TVA_2_NonRTO_Midwest","TVA","NonRTO_Midwest","Internal","Winter","B19",700,100,0,89.91,89.9,9,0]
[2035,"TVA_2_SOCO","TVA","SOCO","Internal","Winter","B19",700,500,0,89.91,93.51,9,0]
[2035,"TVA_Transmission_2_VACAR","TVA_Transmission","VACAR","Internal","Winter","B19",700,900,0,89.9,87.33,9,0]
[2035,"AZ_NM_SNV_Coal_2_SPP_S","AZ_NM_SNV_Coal","SPP_S","External","Winter","B19",700,400,0,91.61,76.91,8.17,0]
[2035,"RMPA_2_SPP_N","RMPA","SPP_N","External","Winter","B19",700,210,0,84.92,76.900000000000006,8,0]
[2035,"ENT_2_MISO_MO-IL","ENT","MISO_MO-IL","Internal","Summer","B2",25,2260,0,148.93,146.97999999999999,8,0]
[2035,"HQ_NEISO_2_NEISO","HQ_NEISO","NEISO","Internal","Summer","B2",25,99999,3984.73,546.97,546.99,0.01,0]
[2035,"IESO_2_NYISO_A-F","IESO","NYISO_A-F","Internal","Summer","B2",25,2224,2224,89.72,102.16,7,5.44]
[2035,"MAPP_US_2_MISO_W","MAPP_US","MISO_W","Internal","Summer","B2",25,2635,2316.7800000000002,139.88,146.88,7,0]
[2035,"MISO_IN_2_PJM_ROR","MISO_IN","PJM_ROR","Internal","Summer","B2",25,992,0,146.99,148.88,2,0]
[2035,"MISO_MO-IL_2_ENT","MISO_MO-IL","ENT","Internal","Summer","B2",25,2540,0,146.97999999999999,148.93,8,0]
[2035,"MISO_MO-IL_2_PJM_ROR","MISO_MO-IL","PJM_ROR","Internal","Summer","B2",25,1212,0,146.97999999999999,148.88,2,0]
[2035,"MISO_W_2_SPP_N","MISO_W","SPP_N","Internal","Summer","B2",25,3450,0,146.88,143.93,7,0]
[2035,"NE_2_MAPP_US","NE","MAPP_US","Internal","Summer","B2",25,1600,0,141.88,139.88,5,0]
[2035,"NE_2_MISO_W","NE","MISO_W","Internal","Summer","B2",25,3614,894.57,141.88,146.88,5,0]
[2035,"NonRTO_Midwest_2_TVA_Transmission","NonRTO_Midwest","TVA_Transmission","Internal","Summer","B2",25,2400,1124.03,154.99,162.99,8,0]
[2035,"NYISO_J-K_2_NEISO","NYISO_J-K","NEISO","Internal","Summer","B2",25,608,0,544,546.99,3,0]
[2035,"PJM_E_2_NYISO_J-K","PJM_E","NYISO_J-K","Internal","Summer","B2",25,330,330,148.9,544,6,389.09]
[2035,"PJM_ROR_2_MISO_MO-IL","PJM_ROR","MISO_MO-IL","Internal","Summer","B2",25,1111,0,148.88,146.97999999999999,2,0]
[2035,"PJM_ROM_2_PJM_ROR","PJM_ROM","PJM_ROR","Internal","Summer","B2",25,8000,0,148.88999999999999,148.88,0.01,0]
[2035,"SPP_N_2_ENT","SPP_N","ENT","Internal","Summer","B2",25,7346,6174.3,143.93,148.93,5,0]
[2035,"SPP_N_2_SPP_S","SPP_N","SPP_S","Internal","Summer","B2",25,4000,0,143.93,143.93,0.01,0]
[2035,"TVA_Transmission_2_NonRTO_Midwest","TVA_Transmission","NonRTO_Midwest","Internal","Summer","B2",25,700,0,162.99,154.99,9,0]
[2035,"TVA_Transmission_2_VACAR","TVA_Transmission","VACAR","Internal","Summer","B2",25,900,900,162.99,751.19,9,579.20000000000005]
[2035,"MAPP_US_2_RMPA","MAPP_US","RMPA","External","Summer","B2",25,200,0,139.88,143.24,8,0]
[2035,"RMPA_2_SPP_N","RMPA","SPP_N","External","Summer","B2",25,210,0,143.24,143.93,8,0]
[2035,"ENT_2_TVA_Transmission","ENT","TVA_Transmission","Internal","Winter","B20",935,2100,0,75.64,82.79,8,0]
[2035,"HQ_NEISO_2_NEISO","HQ_NEISO","NEISO","Internal","Winter","B20",935,99999,1783.97,77.73,77.75,0.01,0]
[2035,"IESO_2_MAPP_CA","IESO","MAPP_CA","Internal","Winter","B20",935,269,0,67.75,67.89,7,0]
[2035,"MAPP_CA_2_MAPP_US","MAPP_CA","MAPP_US","Internal","Winter","B20",935,372,0,67.89,16.510000000000002,7,0]
[2035,"MARITIMES_2_NEISO","MARITIMES","NEISO","Internal","Winter","B20",935,99999,723.43,77.73,77.75,0.01,0]
[2035,"MISO_MI_2_MISO_IN","MISO_MI","MISO_IN","Internal","Winter","B20",935,2535,2327.2800000000002,78.63,78.64,0.01,0]
[2035,"MISO_MO-IL_2_PJM_ROR","MISO_MO-IL","PJM_ROR","Internal","Winter","B20",935,1212,1212,68.58,79.72,2,9.1300000000000008]
[2035,"MISO_W_2_MISO_MO-IL","MISO_W","MISO_MO-IL","Internal","Winter","B20",935,4048,4048,67.900000000000006,68.58,0.01,0.67]
[2035,"MISO_W_2_SPP_N","MISO_W","SPP_N","Internal","Winter","B20",935,3450,0,67.900000000000006,11.52,7,0]
[2035,"NEISO_2_NYISO_A-F","NEISO","NYISO_A-F","Internal","Winter","B20",935,600,0,77.75,74.75,3,0]
[2035,"NYISO_A-F_2_NYISO_G-I","NYISO_A-F","NYISO_G-I","Internal","Winter","B20",935,5266,5266,74.75,80.73,0.01,5.98]
[2035,"NYISO_J-K_2_NEISO","NYISO_J-K","NEISO","Internal","Winter","B20",935,608,0,80.75,77.75,3,0]
[2035,"PJM_ROR_2_MISO_IN","PJM_ROR","MISO_IN","Internal","Winter","B20",935,909,0,79.72,78.64,2,0]
[2035,"PJM_ROR_2_MISO_MO-IL","PJM_ROR","MISO_MO-IL","Internal","Winter","B20",935,1111,0,79.72,68.58,2,0]
[2035,"PJM_ROR_2_TVA_Transmission","PJM_ROR","TVA_Transmission","Internal","Winter","B20",935,2500,0,79.72,82.79,6,0]
[2035,"SPP_N_2_ENT","SPP_N","ENT","Internal","Winter","B20",935,7346,7346,11.52,75.64,5,59.12]
[2035,"SPP_N_2_MISO_MO-IL","SPP_N","MISO_MO-IL","Internal","Winter","B20",935,3954,3954,11.52,68.58,5,52.06]
[2035,"TVA_2_NonRTO_Midwest","TVA","NonRTO_Midwest","Internal","Winter","B20",935,100,0,82.8,84.18,9,0]
[2035,"TVA_Transmission_2_VACAR","TVA_Transmission","VACAR","Internal","Winter","B20",935,900,0,82.79,87.33,9,0]
[2035,"VACAR_2_TVA_Transmission","VACAR","TVA_Transmission","Internal","Winter","B20",935,900,0,87.33,82.79,7,0]
[2035,"NE_2_RMPA","NE","RMPA","External","Winter","B20",935,310,310,11.51,79.19,5,62.68]
[2035,"SPP_S_2_ERCOT","SPP_S","ERCOT","External","Winter","B20",935,800,800,11.53,81.349999999999994,5,64.819999999999993]
[2035,"HQ_NEISO_2_NEISO","HQ_NEISO","NEISO","Internal","Summer","B3",75,99999,3890.52,136.35,136.36000000000001,0.01,0]
[2035,"IESO_2_MISO_W","IESO","MISO_W","Internal","Summer","B3",75,195,195,88.23,145.33000000000001,7,50.11]
[2035,"MAPP_US_2_MAPP_CA","MAPP_US","MAPP_CA","Internal","Summer","B3",75,165,0,138.33000000000001,72.510000000000005,7,0]
[2035,"MARITIMES_2_NEISO","MARITIMES","NEISO","Internal","Summer","B3",75,99999,1836.48,136.35,136.36000000000001,0.01,0]
[2035,"MISO_MI_2_PJM_ROR","MISO_MI","PJM_ROR","Internal","Summer","B3",75,1424,0,146.6,147.33000000000001,2,0]
[2035,"MISO_MO-IL_2_PJM_ROR","MISO_MO-IL","PJM_ROR","Internal","Summer","B3",75,1212,0,145.35,147.33000000000001,2,0]
[2035,"MISO_MO-IL_2_TVA_Transmission","MISO_MO-IL","TVA_Transmission","Internal","Summer","B3",75,4000,1982.38,145.35,153.35,8,0]
[2035,"MISO_W_2_SPP_N","MISO_W","SPP_N","Internal","Summer","B3",75,3450,0,145.33000000000001,147.82,7,0]
[2035,"NE_2_MAPP_US","NE","MAPP_US","Internal","Summer","B3",75,1600,0,145.33000000000001,138.33000000000001,5,0]
[2035,"NEISO_2_NYISO_J-K","NEISO","NYISO_J-K","Internal","Summer","B3",75,1038,1038,136.36000000000001,139.37,3,0.01]
[2035,"NYISO_A-F_2_PJM_ROM","NYISO_A-F","PJM_ROM","Internal","Summer","B3",75,1000,1000,102.16,147.35,8,37.19]
[2035,"PJM_E_2_NYISO_G-I","PJM_E","NYISO_G-I","Internal","Summer","B3",75,500,0,147.36000000000001,139.36000000000001,6,0]
[2035,"PJM_ROR_2_MISO_MO-IL","PJM_ROR","MISO_MO-IL","Internal","Summer","B3",75,1111,0,147.33000000000001,145.35,2,0]
[2035,"PJM_ROM_2_PJM_E","PJM_ROM","PJM_E","Internal","Summer","B3",75,8000,143.79,147.35,147.36000000000001,0.01,0]
[2035,"SOCO_2_ENT","SOCO","ENT","Internal","Summer","B3",75,2400,0,160.82,152.82,10,0]
[2035,"SPP_N_2_NE","SPP_N","NE","Internal","Summer","B3",75,384,0,147.82,145.33000000000001,0.01,0]
[2035,"TVA_2_VACAR","TVA","VACAR","Internal","Summer","B3",75,150,12.32,153.36000000000001,162.36000000000001,9,0]
[2035,"TVA_Transmission_2_VACAR","TVA_Transmission","VACAR","Internal","Summer","B3",75,900,900,153.35,162.36000000000001,9,0.01]
[2035,"ERCOT_2_SPP_S","ERCOT","SPP_S","External","Summer","B3",75,800,0,217.15,147.83000000000001,8,0]
[2035,"NE_2_RMPA","NE","RMPA","External","Summer","B3",75,310,0,145.33000000000001,143.24,5,0]
[2035,"RMPA_2_NE","RMPA","NE","External","Summer","B3",75,310,0,143.24,145.33000000000001,8,0]
[2035,"HQ_NEISO_2_NEISO","HQ_NEISO","NEISO","Internal","Summer","B4",100,99999,3809.54,98.18,98.19,0.01,0]
[2035,"HQ_IESO_2_IESO","HQ_IESO","IESO","Internal","Summer","B4",100,99999,1980.41,80.5,80.510000000000005,0.01,0]
[2035,"MAPP_CA_2_IESO","MAPP_CA","IESO","Internal","Summer","B4",100,337,216.65,72.510000000000005,80.510000000000005,8,0]
[2035,"MARITIMES_2_NEISO","MARITIMES","NEISO","Internal","Summer","B4",100,99999,1800.07,98.18,98.19,0.01,0]
[2035,"MISO_IN_2_PJM_ROR","MISO_IN","PJM_ROR","Internal","Summer","B4",100,992,0,140.66999999999999,140.78,2,0]
[2035,"MISO_MI_2_PJM_ROR","MISO_MI","PJM_ROR","Internal","Summer","B4",100,1424,0,140.66,140.78,2,0]
[2035,"MISO_W_2_MAPP_CA","MISO_W","MAPP_CA","Internal","Summer","B4",100,700,0,138.78,72.510000000000005,0.01,0]
[2035,"MISO_W_2_SPP_N","MISO_W","SPP_N","Internal","Summer","B4",100,3450,0,138.78,143.66,7,0]
[2035,"NE_2_SPP_N","NE","SPP_N","Internal","Summer","B4",100,1854,1854,138.78,143.66,0.01,4.87]
[2035,"NYISO_A-F_2_NEISO","NYISO_A-F","NEISO","Internal","Summer","B4",100,600,0,101.19,98.19,3,0]
[2035,"NYISO_A-F_2_PJM_ROM","NYISO_A-F","PJM_ROM","Internal","Summer","B4",100,1000,1000,101.19,140.77000000000001,8,31.57]
[2035,"NYISO_G-I_2_PJM_E","NYISO_G-I","PJM_E","Internal","Summer","B4",100,1500,1500,113.6,140.75,8,19.16]
[2035,"PJM_ROR_2_MISO_MO-IL","PJM_ROR","MISO_MO-IL","Internal","Summer","B4",100,1111,0,140.78,140.66,2,0]
[2035,"PJM_ROR_2_PJM_ROM","PJM_ROR","PJM_ROM","Internal","Summer","B4",100,8000,0,140.78,140.77000000000001,0.01,0]
[2035,"SOCO_2_ENT","SOCO","ENT","Internal","Summer","B4",100,2400,0,145.66,148.66,10,0]
[2035,"SPP_N_2_ENT","SPP_N","ENT","Internal","Summer","B4",100,7346,3632.45,143.66,148.66,5,0]
[2035,"SPP_S_2_SPP_N","SPP_S","SPP_N","Internal","Summer","B4",100,640,0,143.66,143.66,0.01,0]
[2035,"TVA_2_VACAR","TVA","VACAR","Internal","Summer","B4",100,150,0,148.66999999999999,146.78,9,0]
[2035,"VACAR_2_SOCO","VACAR","SOCO","Internal","Summer","B4",100,3000,0,146.78,145.66,7,0]
[2035,"NE_2_RMPA","NE","RMPA","External","Summer","B4",100,310,0,138.78,138.84,5,0]
[2035,"SPP_N_2_RMPA","SPP_N","RMPA","External","Summer","B4",100,210,0,143.66,138.84,5,0]
[2035,"ENT_2_MISO_MO-IL","ENT","MISO_MO-IL","Internal","Summer","B5",200,2260,0,138.27000000000001,138.27000000000001,8,0]
[2035,"IESO_2_MISO_MI","IESO","MISO_MI","Internal","Summer","B5",200,3125,3125,65.510000000000005,138.26,7,65.75]
[2035,"MAPP_CA_2_MISO_W","MAPP_CA","MISO_W","Internal","Summer","B5",200,1970,1970,72.510000000000005,138.26,0.01,65.739999999999995]
[2035,"MARITIMES_2_NEISO","MARITIMES","NEISO","Internal","Summer","B5",200,99999,1780.26,98.18,98.19,0.01,0]
[2035,"MISO_IN_2_MISO_MI","MISO_IN","MISO_MI","Internal","Summer","B5",200,5490,0,138.28,138.26,0.01,0]
[2035,"MISO_MI_2_PJM_ROR","MISO_MI","PJM_ROR","Internal","Summer","B5",200,1424,489.27,138.26,140.26,2,0]
[2035,"MISO_MO-IL_2_PJM_ROR","MISO_MO-IL","PJM_ROR","Internal","Summer","B5",200,1212,0,138.27000000000001,140.26,2,0]
[2035,"MISO_W_2_SPP_N","MISO_W","SPP_N","Internal","Summer","B5",200,3450,0,138.26,133.27000000000001,7,0]
[2035,"MISO_WUMS_2_PJM_ROR","MISO_WUMS","PJM_ROR","Internal","Summer","B5",200,1600,0,138.27000000000001,140.26,2,0]
[2035,"NEISO_2_NYISO_G-I","NEISO","NYISO_G-I","Internal","Summer","B5",200,600,600,98.19,113.6,3,12.41]
[2035,"NYISO_A-F_2_PJM_ROM","NYISO_A-F","PJM_ROM","Internal","Summer","B5",200,1000,1000,101.19,140.25,8,31.05]
[2035,"NYISO_J-K_2_PJM_E","NYISO_J-K","PJM_E","Internal","Summer","B5",200,330,330,113.61,140.22999999999999,8,18.62]
[2035,"PJM_E_2_NYISO_J-K","PJM_E","NYISO_J-K","Internal","Summer","B5",200,330,0,140.22999999999999,113.61,6,0]
[2035,"PJM_ROR_2_VACAR","PJM_ROR","VACAR","Internal","Summer","B5",200,3000,0,140.26,138.27000000000001,6,0]
[2035,"SOCO_2_ENT","SOCO","ENT","Internal","Summer","B5",200,2400,248.16,128.27000000000001,138.27000000000001,10,0]
[2035,"SPP_N_2_MISO_W","SPP_N","MISO_W","Internal","Summer","B5",200,1000,0,133.27000000000001,138.26,5,0]
[2035,"SPP_N_2_NE","SPP_N","NE","Internal","Summer","B5",200,384,0,133.27000000000001,133.26,0.01,0]
[2035,"TVA_2_VACAR","TVA","VACAR","Internal","Summer","B5",200,150,0,138.28,138.27000000000001,9,0]
[2035,"TVA_Transmission_2_TVA","TVA_Transmission","TVA","Internal","Summer","B5",200,99999,1434.27,138.27000000000001,138.28,0.01,0]
[2035,"NE_2_RMPA","NE","RMPA","External","Summer","B5",200,310,0,133.26,123.19,5,0]
[2035,"RMPA_2_MAPP_US","RMPA","MAPP_US","External","Summer","B5",200,200,200,123.19,131.26,8,0.06]
[2035,"ENT_2_MISO_MO-IL","ENT","MISO_MO-IL","Internal","Summer","B6",300,2260,0,102.16,102.16,8,0]
[2035,"HQ_NY_2_NYISO_A-F","HQ_NY","NYISO_A-F","Internal","Summer","B6",300,99999,2805.65,75.06,75.069999999999993,0.01,0]
[2035,"IESO_2_NYISO_A-F","IESO","NYISO_A-F","Internal","Summer","B6",300,2224,2224,65.510000000000005,75.069999999999993,7,2.56]
[2035,"MAPP_CA_2_MISO_W","MAPP_CA","MISO_W","Internal","Summer","B6",300,1970,1970,72.510000000000005,102.14,0.01,29.62]
[2035,"MISO_IN_2_NonRTO_Midwest","MISO_IN","NonRTO_Midwest","Internal","Summer","B6",300,4800,1630.99,102.17,110.17,8,0]
[2035,"MISO_MI_2_PJM_ROR","MISO_MI","PJM_ROR","Internal","Summer","B6",300,1424,0,102.16,104.14,2,0]
[2035,"MISO_W_2_IESO","MISO_W","IESO","Internal","Summer","B6",300,145,0,102.14,65.510000000000005,8,0]
[2035,"MISO_W_2_MAPP_CA","MISO_W","MAPP_CA","Internal","Summer","B6",300,700,0,102.14,72.510000000000005,0.01,0]
[2035,"MISO_W_2_SPP_N","MISO_W","SPP_N","Internal","Summer","B6",300,3450,0,102.14,97.16,7,0]
[2035,"NE_2_MISO_W","NE","MISO_W","Internal","Summer","B6",300,3614,523.01,97.14,102.14,5,0]
[2035,"NYISO_A-F_2_PJM_ROM","NYISO_A-F","PJM_ROM","Internal","Summer","B6",300,1000,1000,75.069999999999993,104.13,8,21.06]
[2035,"NYISO_G-I_2_NYISO_J-K","NYISO_G-I","NYISO_J-K","Internal","Summer","B6",300,6130,4794.0200000000004,96.12,96.13,0.01,0]
[2035,"PJM_E_2_NYISO_J-K","PJM_E","NYISO_J-K","Internal","Summer","B6",300,330,0,104.12,96.13,6,0]
[2035,"PJM_ROR_2_MISO_WUMS","PJM_ROR","MISO_WUMS","Internal","Summer","B6",300,1467,0,104.14,102.16,2,0]
[2035,"SOCO_2_ENT","SOCO","ENT","Internal","Summer","B6",300,2400,0,95.8,102.16,10,0]
[2035,"SOCO_2_VACAR","SOCO","VACAR","Internal","Summer","B6",300,2000,1701.4,95.8,105.8,10,0]
[2035,"SPP_S_2_ENT","SPP_S","ENT","Internal","Summer","B6",300,4280,943.07,97.16,102.16,5,0]
[2035,"TVA_2_VACAR","TVA","VACAR","Internal","Summer","B6",300,150,0,105.81,105.8,9,0]
[2035,"VACAR_2_SOCO","VACAR","SOCO","Internal","Summer","B6",300,3000,0,105.8,95.8,7,0]
[2035,"VACAR_2_TVA_Transmission","VACAR","TVA_Transmission","Internal","Summer","B6",300,900,0,105.8,105.8,7,0]
[2035,"RMPA_2_SPP_N","RMPA","SPP_N","External","Summer","B6",300,210,0,102.14,97.16,8,0]
[2035,"ENT_2_MISO_MO-IL","ENT","MISO_MO-IL","Internal","Summer","B7",400,2260,0,94.14,88.89,8,0]
[2035,"ENT_2_TVA_Transmission","ENT","TVA_Transmission","Internal","Summer","B7",400,2100,0,94.14,95.57,8,0]
[2035,"IESO_2_MAPP_CA","IESO","MAPP_CA","Internal","Summer","B7",400,269,55.29,65.510000000000005,72.510000000000005,7,0]
[2035,"MAPP_CA_2_MISO_W","MAPP_CA","MISO_W","Internal","Summer","B7",400,1970,1970,72.510000000000005,88.88,0.01,16.350000000000001]
[2035,"MARITIMES_2_NEISO","MARITIMES","NEISO","Internal","Summer","B7",400,99999,1732.23,73.48,73.5,0.01,0]
[2035,"MISO_MI_2_PJM_ROR","MISO_MI","PJM_ROR","Internal","Summer","B7",400,1424,0,88.89,90.88,2,0]
[2035,"MISO_MO-IL_2_MISO_W","MISO_MO-IL","MISO_W","Internal","Summer","B7",400,1208,0,88.89,88.88,0.01,0]
[2035,"MISO_W_2_MAPP_CA","MISO_W","MAPP_CA","Internal","Summer","B7",400,700,0,88.88,72.510000000000005,0.01,0]
[2035,"MISO_WUMS_2_MISO_W","MISO_WUMS","MISO_W","Internal","Summer","B7",400,1255,0,88.89,88.88,0.01,0]
[2035,"NEISO_2_NYISO_A-F","NEISO","NYISO_A-F","Internal","Summer","B7",400,600,0,73.5,74.84,3,0]
[2035,"NEISO_2_NYISO_J-K","NEISO","NYISO_J-K","Internal","Summer","B7",400,1038,1038,73.5,82.86,3,6.37]
[2035,"NYISO_J-K_2_NEISO","NYISO_J-K","NEISO","Internal","Summer","B7",400,608,0,82.86,73.5,3,0]
[2035,"PJM_E_2_NYISO_J-K","PJM_E","NYISO_J-K","Internal","Summer","B7",400,330,0,90.85,82.86,6,0]
[2035,"PJM_ROR_2_MISO_IN","PJM_ROR","MISO_IN","Internal","Summer","B7",400,909,0,90.88,88.9,2,0]
[2035,"PJM_ROR_2_TVA_Transmission","PJM_ROR","TVA_Transmission","Internal","Summer","B7",400,2500,0,90.88,95.57,6,0]
[2035,"SOCO_2_ENT","SOCO","ENT","Internal","Summer","B7",400,2400,0,91.65,94.14,10,0]
[2035,"SPP_N_2_MISO_W","SPP_N","MISO_W","Internal","Summer","B7",400,1000,0,89.14,88.88,5,0]
[2035,"TVA_2_VACAR","TVA","VACAR","Internal","Summer","B7",400,150,0,94.93,96.88,9,0]
[2035,"TVA_Transmission_2_TVA","TVA_Transmission","TVA","Internal","Summer","B7",400,99999,0,95.57,94.93,0.01,0]
[2035,"VACAR_2_TVA_Transmission","VACAR","TVA_Transmission","Internal","Summer","B7",400,900,0,96.88,95.57,7,0]
[2035,"NWPP_Coal_2_MAPP_US","NWPP_Coal","MAPP_US","External","Summer","B7",400,150,0,96.42,81.88,8,0]
[2035,"ENT_2_MISO_MO-IL","ENT","MISO_MO-IL","Internal","Summer","B8",500,2260,0,93.03,85.03,8,0]
[2035,"HQ_NEISO_2_NEISO","HQ_NEISO","NEISO","Internal","Summer","B8",500,99999,3614.05,73.48,73.5,0.01,0]
[2035,"IESO_2_MISO_W","IESO","MISO_W","Internal","Summer","B8",500,195,195,65.510000000000005,85.02,7,12.51]
[2035,"MAPP_CA_2_MISO_W","MAPP_CA","MISO_W","Internal","Summer","B8",500,1970,1970,72.510000000000005,85.02,0.01,12.5]
[2035,"MISO_IN_2_MISO_MO-IL","MISO_IN","MISO_MO-IL","Internal","Summer","B8",500,5000,0,85.05,85.03,0.01,0]
[2035,"MISO_IN_2_NonRTO_Midwest","MISO_IN","NonRTO_Midwest","Internal","Summer","B8",500,4800,621.23,85.05,93.05,8,0]
[2035,"MISO_MI_2_PJM_ROR","MISO_MI","PJM_ROR","Internal","Summer","B8",500,1424,0,85.06,87.02,2,0]
[2035,"MISO_W_2_MAPP_CA","MISO_W","MAPP_CA","Internal","Summer","B8",500,700,0,85.02,72.510000000000005,0.01,0]
[2035,"MISO_W_2_PJM_ROR","MISO_W","PJM_ROR","Internal","Summer","B8",500,19839,14486.8,85.02,87.02,2,0]
[2035,"NE_2_MAPP_US","NE","MAPP_US","Internal","Summer","B8",500,1600,0,80.02,78.02,5,0]
[2035,"NEISO_2_NYISO_J-K","NEISO","NYISO_J-K","Internal","Summer","B8",500,1038,1038,73.5,79.03,3,2.54]
[2035,"NYISO_G-I_2_NEISO","NYISO_G-I","NEISO","Internal","Summer","B8",500,600,0,79.02,73.5,3,0]
[2035,"PJM_E_2_NYISO_J-K","PJM_E","NYISO_J-K","Internal","Summer","B8",500,330,0,87.02,79.03,6,0]
[2035,"PJM_ROR_2_MISO_MO-IL","PJM_ROR","MISO_MO-IL","Internal","Summer","B8",500,1111,0,87.02,85.03,2,0]
[2035,"PJM_ROR_2_TVA_Transmission","PJM_ROR","TVA_Transmission","Internal","Summer","B8",500,2500,1213.0999999999999,87.02,93.02,6,0]
[2035,"SOCO_2_TVA_Transmission","SOCO","TVA_Transmission","Internal","Summer","B8",500,2600,0,91.65,93.02,10,0]
[2035,"SPP_N_2_SPP_S","SPP_N","SPP_S","Internal","Summer","B8",500,4000,4000,88.03,88.95,0.01,0.9]
[2035,"SPP_S_2_ENT","SPP_S","ENT","Internal","Summer","B8",500,4280,0,88.95,93.03,5,0]
[2035,"TVA_2_VACAR","TVA","VACAR","Internal","Summer","B8",500,150,0,93.03,92.85,9,0]
[2035,"VACAR_2_TVA_Transmission","VACAR","TVA_Transmission","Internal","Summer","B8",500,900,0,92.85,93.02,7,0]
[2035,"ERCOT_2_SPP_S","ERCOT","SPP_S","External","Summer","B8",500,800,0,89.16,88.95,8,0]
[2035,"RMPA_2_NE","RMPA","NE","External","Summer","B8",500,310,0,96.16,80.02,8,0]
[2035,"ENT_2_SOCO","ENT","SOCO","Internal","Summer","B9",800,2000,0,89.23,91.65,8,0]
[2035,"HQ_IESO_2_IESO","HQ_IESO","IESO","Internal","Summer","B9",800,99999,1692.97,65.5,65.510000000000005,0.01,0]
[2035,"MAPP_CA_2_MISO_W","MAPP_CA","MISO_W","Internal","Summer","B9",800,1970,1970,72.510000000000005,80.83,0.01,8.31]
[2035,"MAPP_US_2_NE","MAPP_US","NE","Internal","Summer","B9",800,2000,0,73.83,75.83,7,0]
[2035,"MISO_IN_2_NonRTO_Midwest","MISO_IN","NonRTO_Midwest","Internal","Summer","B9",800,4800,88.83,80.83,88.83,8,0]
[2035,"MISO_MO-IL_2_MISO_IN","MISO_MO-IL","MISO_IN","Internal","Summer","B9",800,2100,0,80.84,80.83,0.01,0]
[2035,"MISO_W_2_MAPP_CA","MISO_W","MAPP_CA","Internal","Summer","B9",800,700,0,80.83,72.510000000000005,0.01,0]
[2035,"MISO_WUMS_2_MISO_MI","MISO_WUMS","MISO_MI","Internal","Summer","B9",800,294,0,80.84,80.83,0.01,0]
[2035,"NE_2_SPP_N","NE","SPP_N","Internal","Summer","B9",800,1854,1854,75.83,84.23,0.01,8.39]
[2035,"NEISO_2_NYISO_J-K","NEISO","NYISO_J-K","Internal","Summer","B9",800,1038,1038,73.5,78.7,3,2.2000000000000002]
[2035,"NYISO_A-F_2_NEISO","NYISO_A-F","NEISO","Internal","Summer","B9",800,600,0,74.84,73.5,3,0]
[2035,"NYISO_G-I_2_PJM_E","NYISO_G-I","PJM_E","Internal","Summer","B9",800,1500,0,78.69,82.83,8,0]
[2035,"PJM_E_2_PJM_ROM","PJM_E","PJM_ROM","Internal","Summer","B9",800,8000,1560.85,82.83,82.84,0.01,0]
[2035,"PJM_ROR_2_TVA_Transmission","PJM_ROR","TVA_Transmission","Internal","Summer","B9",800,2500,2500,82.83,88.84,6,0.01]
[2035,"PJM_ROM_2_PJM_ROR","PJM_ROM","PJM_ROR","Internal","Summer","B9",800,8000,0,82.84,82.83,0.01,0]
[2035,"SPP_N_2_MISO_MO-IL","SPP_N","MISO_MO-IL","Internal","Summer","B9",800,3954,0,84.23,80.84,5,0]
[2035,"SPP_S_2_ENT","SPP_S","ENT","Internal","Summer","B9",800,4280,0,84.24,89.23,5,0]
[2035,"TVA_Transmission_2_SOCO","TVA_Transmission","SOCO","Internal","Summer","B9",800,3200,0,88.84,91.65,9,0]
[2035,"VACAR_2_TVA_Transmission","VACAR","TVA_Transmission","Internal","Summer","B9",800,900,0,84.65,88.84,7,0]
[2035,"NE_2_RMPA","NE","RMPA","External","Summer","B9",800,310,310,75.83,90.62,5,9.7899999999999991]
[2035,"RMPA_2_NE","RMPA","NE","External","Summer","B9",800,310,0,90.62,75.83,8,0]
[2040,"MAPP_US_2_NE","MAPP_US","NE","Internal","Summer","B1",10,2000,0,181.44,183.44,7,0]
[2040,"MISO_W_2_MAPP_CA","MISO_W","MAPP_CA","Internal","Summer","B1",10,700,0,188.44,73.62,0.01,0]
[2040,"MISO_W_2_MISO_MO-IL","MISO_W","MISO_MO-IL","Internal","Summer","B1",10,4048,0,188.44,187.84,0.01,0]
[2040,"MISO_WUMS_2_MISO_W","MISO_WUMS","MISO_W","Internal","Summer","B1",10,1255,0,188.44,188.44,0.01,0]
[2040,"NYISO_J-K_2_NEISO","NYISO_J-K","NEISO","Internal","Summer","B1",10,608,0,551.34,554.33000000000004,3,0]
[2040,"PJM_ROR_2_MISO_IN","PJM_ROR","MISO_IN","Internal","Summer","B1",10,909,0,190.44,187.86,2,0]
[2040,"PJM_ROM_2_PJM_ROR","PJM_ROM","PJM_ROR","Internal","Summer","B1",10,8000,0,190.46,190.44,0.01,0]
[2040,"VACAR_2_PJM_ROR","VACAR","PJM_ROR","Internal","Summer","B1",10,2000,0,751.19,190.44,7,0]
[2040,"MAPP_US_2_RMPA","MAPP_US","RMPA","External","Summer","B1",10,200,0,181.44,188.44,8,0]
[2040,"MISO_WUMS_2_PJM_ROR","MISO_WUMS","PJM_ROR","Internal","Summer","B1",10,1600,176.57,188.44,190.44,2,0]
[2040,"MISO_MI_2_MISO_WUMS","MISO_MI","MISO_WUMS","Internal","Summer","B1",10,312,312,187.84,188.44,0.01,0.59]
[2040,"MAPP_CA_2_MAPP_US","MAPP_CA","MAPP_US","Internal","Summer","B1",10,372,372,73.62,181.44,7,100.82]
[2040,"SPP_S_2_SPP_N","SPP_S","SPP_N","Internal","Summer","B1",10,640,640,92.99,96.97,0.01,3.96]
[2040,"NYISO_A-F_2_PJM_ROM","NYISO_A-F","PJM_ROM","Internal","Summer","B1",10,1000,1000,107.99,190.46,8,74.459999999999994]
[2040,"MAPP_US_2_MISO_W","MAPP_US","MISO_W","Internal","Summer","B1",10,2635,1493.75,181.44,188.44,7,0]
[2040,"SOCO_2_FRCC","SOCO","FRCC","Internal","Summer","B1",10,3700,1700.33,741.19,751.19,10,0]
[2040,"MISO_MI_2_MISO_IN","MISO_MI","MISO_IN","Internal","Summer","B1",10,2535,2111.31,187.84,187.86,0.01,0]
[2040,"HQ_IESO_2_IESO","HQ_IESO","IESO","Internal","Summer","B1",10,99999,2248.1,100.98,100.99,0.01,0]
[2040,"IESO_2_MISO_MI","IESO","MISO_MI","Internal","Summer","B1",10,3125,3125,100.99,187.84,7,79.849999999999994]
[2040,"MISO_MO-IL_2_TVA_Transmission","MISO_MO-IL","TVA_Transmission","Internal","Summer","B1",10,4000,4000,187.84,203.86,8,8.01]
[2040,"PJM_ROM_2_PJM_E","PJM_ROM","PJM_E","Internal","Summer","B1",10,8000,5370,190.46,190.47,0.01,0]
[2040,"ENT_2_MISO_MO-IL","ENT","MISO_MO-IL","Internal","Summer","B10",1262,2260,0,80.489999999999995,77.98,8,0]
[2040,"HQ_IESO_2_IESO","HQ_IESO","IESO","Internal","Summer","B10",1262,99999,1128.42,70.989999999999995,71,0.01,0]
[2040,"IESO_2_MISO_W","IESO","MISO_W","Internal","Summer","B10",1262,195,0,71,75.63,7,0]
[2040,"MAPP_US_2_MISO_W","MAPP_US","MISO_W","Internal","Summer","B10",1262,2635,1810.03,68.63,75.63,7,0]
[2040,"MISO_IN_2_NonRTO_Midwest","MISO_IN","NonRTO_Midwest","Internal","Summer","B10",1262,4800,0,77.989999999999995,81.67,8,0]
[2040,"MISO_MO-IL_2_ENT","MISO_MO-IL","ENT","Internal","Summer","B10",1262,2540,0,77.98,80.489999999999995,8,0]
[2040,"MISO_MO-IL_2_MISO_W","MISO_MO-IL","MISO_W","Internal","Summer","B10",1262,1208,0,77.98,75.63,0.01,0]
[2040,"MISO_W_2_IESO","MISO_W","IESO","Internal","Summer","B10",1262,145,0,75.63,71,8,0]
[2040,"MISO_W_2_SPP_N","MISO_W","SPP_N","Internal","Summer","B10",1262,3450,0,75.63,72.98,7,0]
[2040,"NE_2_MISO_W","NE","MISO_W","Internal","Summer","B10",1262,3614,1884.06,70.63,75.63,5,0]
[2040,"NonRTO_Midwest_2_TVA_Transmission","NonRTO_Midwest","TVA_Transmission","Internal","Summer","B10",1262,2400,0,81.67,82.73,8,0]
[2040,"NYISO_G-I_2_PJM_E","NYISO_G-I","PJM_E","Internal","Summer","B10",1262,1500,0,79.22,77.66,8,0]
[2040,"PJM_E_2_NYISO_J-K","PJM_E","NYISO_J-K","Internal","Summer","B10",1262,330,0,77.66,79.239999999999995,6,0]
[2040,"PJM_ROR_2_MISO_MI","PJM_ROR","MISO_MI","Internal","Summer","B10",1262,1305,0,77.63,78,2,0]
[2040,"PJM_ROM_2_PJM_E","PJM_ROM","PJM_E","Internal","Summer","B10",1262,8000,982.4,77.64,77.66,0.01,0]
[2040,"SPP_N_2_ENT","SPP_N","ENT","Internal","Summer","B10",1262,7346,7346,72.98,80.489999999999995,5,2.52]
[2040,"SPP_S_2_ENT","SPP_S","ENT","Internal","Summer","B10",1262,4280,4228.34,75.489999999999995,80.489999999999995,5,0]
[2040,"TVA_Transmission_2_NonRTO_Midwest","TVA_Transmission","NonRTO_Midwest","Internal","Summer","B10",1262,700,0,82.73,81.67,9,0]
[2040,"TVA_Transmission_2_TVA","TVA_Transmission","TVA","Internal","Summer","B10",1262,99999,0,82.73,82.06,0.01,0]
[2040,"MAPP_US_2_RMPA","MAPP_US","RMPA","External","Summer","B10",1262,200,200,68.63,90.9,8,14.27]
[2040,"RMPA_2_NE","RMPA","NE","External","Summer","B10",1262,310,0,90.9,70.63,8,0]
[2040,"RMPA_2_SPP_N","RMPA","SPP_N","External","Summer","B10",1262,210,0,90.9,72.98,8,0]
[2040,"FRCC_2_SOCO","FRCC","SOCO","Internal","Shoulder","B11",25,900,0,102.45,97.46,8,0]
[2040,"IESO_2_MISO_W","IESO","MISO_W","Internal","Shoulder","B11",25,195,195,72.47,94.48,7,15.01]
[2040,"MAPP_CA_2_MAPP_US","MAPP_CA","MAPP_US","Internal","Shoulder","B11",25,372,372,12.01,87.48,7,68.47]
[2040,"MAPP_US_2_NE","MAPP_US","NE","Internal","Shoulder","B11",25,2000,0,87.48,89.48,7,0]
[2040,"MISO_MI_2_MISO_IN","MISO_MI","MISO_IN","Internal","Shoulder","B11",25,2535,0,94.48,94.48,0.01,0]
[2040,"MISO_MO-IL_2_MISO_W","MISO_MO-IL","MISO_W","Internal","Shoulder","B11",25,1208,0,94.48,94.48,0.01,0]
[2040,"MISO_W_2_MISO_MO-IL","MISO_W","MISO_MO-IL","Internal","Shoulder","B11",25,4048,0,94.48,94.48,0.01,0]
[2040,"MISO_WUMS_2_MISO_W","MISO_WUMS","MISO_W","Internal","Shoulder","B11",25,1255,0,94.49,94.48,0.01,0]
[2040,"NE_2_MISO_W","NE","MISO_W","Internal","Shoulder","B11",25,3614,81.61,89.48,94.48,5,0]
[2040,"NYISO_A-F_2_NYISO_G-I","NYISO_A-F","NYISO_G-I","Internal","Shoulder","B11",25,5266,5266,79.47,88.46,0.01,8.9700000000000006]
[2040,"NYISO_G-I_2_PJM_E","NYISO_G-I","PJM_E","Internal","Shoulder","B11",25,1500,1454.8,88.46,96.46,8,0]
[2040,"NYISO_J-K_2_NEISO","NYISO_J-K","NEISO","Internal","Shoulder","B11",25,608,0,88.47,76.47,3,0]
[2040,"PJM_ROR_2_MISO_MI","PJM_ROR","MISO_MI","Internal","Shoulder","B11",25,1305,0,96.48,94.48,2,0]
[2040,"PJM_ROR_2_TVA_Transmission","PJM_ROR","TVA_Transmission","Internal","Shoulder","B11",25,2500,1466.4,96.48,102.48,6,0]
[2040,"SOCO_2_FRCC","SOCO","FRCC","Internal","Shoulder","B11",25,3700,0,97.46,102.45,10,0]
[2040,"SPP_N_2_MISO_MO-IL","SPP_N","MISO_MO-IL","Internal","Shoulder","B11",25,3954,0,94.05,94.48,5,0]
[2040,"TVA_2_NonRTO_Midwest","TVA","NonRTO_Midwest","Internal","Shoulder","B11",25,100,0,102.49,102.48,9,0]
[2040,"TVA_Transmission_2_TVA","TVA_Transmission","TVA","Internal","Shoulder","B11",25,99999,1845.66,102.48,102.49,0.01,0]
[2040,"VACAR_2_TVA_Transmission","VACAR","TVA_Transmission","Internal","Shoulder","B11",25,900,0,102.48,102.48,7,0]
[2040,"MAPP_US_2_RMPA","MAPP_US","RMPA","External","Shoulder","B11",25,200,0,87.48,86.05,8,0]
[2040,"SPP_S_2_ERCOT","SPP_S","ERCOT","External","Shoulder","B11",25,800,0,94.07,94.72,5,0]
[2040,"HQ_NY_2_NYISO_A-F","HQ_NY","NYISO_A-F","Internal","Shoulder","B12",200,99999,2724.3,83.66,83.67,0.01,0]
[2040,"IESO_2_MISO_W","IESO","MISO_W","Internal","Shoulder","B12",200,195,195,76.67,89.69,7,6.02]
[2040,"MAPP_US_2_MAPP_CA","MAPP_US","MAPP_CA","Internal","Shoulder","B12",200,165,0,77.69,12.01,7,0]
[2040,"MAPP_US_2_NE","MAPP_US","NE","Internal","Shoulder","B12",200,2000,218.26,77.69,84.69,7,0]
[2040,"MISO_IN_2_MISO_MO-IL","MISO_IN","MISO_MO-IL","Internal","Shoulder","B12",200,5000,0,89.72,89.7,0.01,0]
[2040,"MISO_MO-IL_2_MISO_W","MISO_MO-IL","MISO_W","Internal","Shoulder","B12",200,1208,0,89.7,89.69,0.01,0]
[2040,"MISO_MO-IL_2_TVA_Transmission","MISO_MO-IL","TVA_Transmission","Internal","Shoulder","B12",200,4000,7.57,89.7,97.7,8,0]
[2040,"MISO_W_2_PJM_ROR","MISO_W","PJM_ROR","Internal","Shoulder","B12",200,19839,19839,89.69,91.7,2,0.01]
[2040,"NE_2_MISO_W","NE","MISO_W","Internal","Shoulder","B12",200,3614,2272.12,84.69,89.69,5,0]
[2040,"NEISO_2_NYISO_J-K","NEISO","NYISO_J-K","Internal","Shoulder","B12",200,1038,1038,76.47,83.69,3,4.22]
[2040,"NYISO_A-F_2_NYISO_G-I","NYISO_A-F","NYISO_G-I","Internal","Shoulder","B12",200,5266,4892.25,83.67,83.68,0.01,0]
[2040,"PJM_E_2_NYISO_G-I","PJM_E","NYISO_G-I","Internal","Shoulder","B12",200,500,0,91.68,83.68,6,0]
[2040,"PJM_ROR_2_MISO_MI","PJM_ROR","MISO_MI","Internal","Shoulder","B12",200,1305,0,91.7,89.73,2,0]
[2040,"PJM_ROM_2_PJM_E","PJM_ROM","PJM_E","Internal","Shoulder","B12",200,8000,0,91.69,91.68,0.01,0]
[2040,"SOCO_2_VACAR","SOCO","VACAR","Internal","Shoulder","B12",200,2000,0,97.46,94,10,0]
[2040,"SPP_N_2_MISO_MO-IL","SPP_N","MISO_MO-IL","Internal","Shoulder","B12",200,3954,0,89.71,89.7,5,0]
[2040,"SPP_N_2_SPP_S","SPP_N","SPP_S","Internal","Shoulder","B12",200,4000,2744.7,89.71,89.72,0.01,0]
[2040,"TVA_Transmission_2_TVA","TVA_Transmission","TVA","Internal","Shoulder","B12",200,99999,14.48,97.7,97.72,0.01,0]
[2040,"TVA_Transmission_2_VACAR","TVA_Transmission","VACAR","Internal","Shoulder","B12",200,900,0,97.7,94,9,0]
[2040,"MAPP_US_2_RMPA","MAPP_US","RMPA","External","Shoulder","B12",200,200,57.27,77.69,85.69,8,0]
[2040,"RMPA_2_NE","RMPA","NE","External","Shoulder","B12",200,310,0,85.69,84.69,8,0]
[2040,"ENT_2_TVA_Transmission","ENT","TVA_Transmission","Internal","Shoulder","B13",600,2100,0,82.68,87.58,8,0]
[2040,"HQ_NY_2_NYISO_A-F","HQ_NY","NYISO_A-F","Internal","Shoulder","B13",600,99999,2662.86,79.459999999999994,79.47,0.01,0]
[2040,"MAPP_CA_2_IESO","MAPP_CA","IESO","Internal","Shoulder","B13",600,337,337,12.01,72.47,8,52.46]
[2040,"MAPP_US_2_NE","MAPP_US","NE","Internal","Shoulder","B13",600,2000,324.97000000000003,70.650000000000006,77.650000000000006,7,0]
[2040,"MISO_IN_2_PJM_ROR","MISO_IN","PJM_ROR","Internal","Shoulder","B13",600,992,992,84.45,86.46,2,0.01]
[2040,"MISO_MI_2_MISO_WUMS","MISO_MI","MISO_WUMS","Internal","Shoulder","B13",600,312,312,84.46,88.46,0.01,3.99]
[2040,"MISO_W_2_MAPP_CA","MISO_W","MAPP_CA","Internal","Shoulder","B13",600,700,0,82.65,12.01,0.01,0]
[2040,"MISO_WUMS_2_MISO_MI","MISO_WUMS","MISO_MI","Internal","Shoulder","B13",600,294,0,88.46,84.46,0.01,0]
[2040,"NE_2_MISO_W","NE","MISO_W","Internal","Shoulder","B13",600,3614,3189.77,77.650000000000006,82.65,5,0]
[2040,"NE_2_SPP_N","NE","SPP_N","Internal","Shoulder","B13",600,1854,1568.66,77.650000000000006,77.67,0.01,0]
[2040,"NYISO_A-F_2_NYISO_G-I","NYISO_A-F","NYISO_G-I","Internal","Shoulder","B13",600,5266,5266,79.47,83.24,0.01,3.75]
[2040,"NYISO_G-I_2_PJM_E","NYISO_G-I","PJM_E","Internal","Shoulder","B13",600,1500,0,83.24,86.48,8,0]
[2040,"PJM_ROR_2_MISO_MI","PJM_ROR","MISO_MI","Internal","Shoulder","B13",600,1305,0,86.46,84.46,2,0]
[2040,"PJM_ROR_2_PJM_ROM","PJM_ROR","PJM_ROM","Internal","Shoulder","B13",600,8000,225.78,86.46,86.47,0.01,0]
[2040,"SOCO_2_ENT","SOCO","ENT","Internal","Shoulder","B13",600,2400,0,86.99,82.68,10,0]
[2040,"SPP_N_2_MISO_MO-IL","SPP_N","MISO_MO-IL","Internal","Shoulder","B13",600,3954,1141.4100000000001,77.67,82.67,5,0]
[2040,"SPP_S_2_SPP_N","SPP_S","SPP_N","Internal","Shoulder","B13",600,640,0,77.680000000000007,77.67,0.01,0]
[2040,"TVA_2_SOCO","TVA","SOCO","Internal","Shoulder","B13",600,500,0,86.18,86.99,9,0]
[2040,"VACAR_2_SOCO","VACAR","SOCO","Internal","Shoulder","B13",600,3000,0,84.79,86.99,7,0]
[2040,"MAPP_US_2_RMPA","MAPP_US","RMPA","External","Shoulder","B13",600,200,200,70.650000000000006,84.01,8,5.36]
[2040,"SPP_N_2_RMPA","SPP_N","RMPA","External","Shoulder","B13",600,210,210,77.67,84.01,5,1.35]
[2040,"SPP_S_2_ERCOT","SPP_S","ERCOT","External","Shoulder","B13",600,800,800,77.680000000000007,94.72,5,12.04]
[2040,"HQ_NY_2_NYISO_A-F","HQ_NY","NYISO_A-F","Internal","Shoulder","B14",900,99999,2561.4,79.459999999999994,79.47,0.01,0]
[2040,"IESO_2_MISO_MI","IESO","MISO_MI","Internal","Shoulder","B14",900,3125,3125,72.47,79.53,7,0.05]
[2040,"MAPP_US_2_NE","MAPP_US","NE","Internal","Shoulder","B14",900,2000,0,16.53,11.53,7,0]
[2040,"MISO_IN_2_MISO_MI","MISO_IN","MISO_MI","Internal","Shoulder","B14",900,5490,2157.0700000000002,79.510000000000005,79.53,0.01,0]
[2040,"MISO_MI_2_MISO_WUMS","MISO_MI","MISO_WUMS","Internal","Shoulder","B14",900,312,312,79.53,81.88,0.01,2.34]
[2040,"MISO_MO-IL_2_PJM_ROR","MISO_MO-IL","PJM_ROR","Internal","Shoulder","B14",900,1212,1212,78.17,83.88,2,3.7]
[2040,"MISO_W_2_MISO_WUMS","MISO_W","MISO_WUMS","Internal","Shoulder","B14",900,1747,1747,78.16,81.88,0.01,3.7]
[2040,"MISO_WUMS_2_MISO_MI","MISO_WUMS","MISO_MI","Internal","Shoulder","B14",900,294,0,81.88,79.53,0.01,0]
[2040,"NEISO_2_NYISO_G-I","NEISO","NYISO_G-I","Internal","Shoulder","B14",900,600,600,76.47,79.489999999999995,3,0.01]
[2040,"NYISO_A-F_2_NYISO_G-I","NYISO_A-F","NYISO_G-I","Internal","Shoulder","B14",900,5266,4912.95,79.47,79.489999999999995,0.01,0]
[2040,"NYISO_J-K_2_PJM_E","NYISO_J-K","PJM_E","Internal","Shoulder","B14",900,330,0,79.5,83.9,8,0]
[2040,"PJM_E_2_NYISO_G-I","PJM_E","NYISO_G-I","Internal","Shoulder","B14",900,500,0,83.9,79.489999999999995,6,0]
[2040,"PJM_ROR_2_MISO_MI","PJM_ROR","MISO_MI","Internal","Shoulder","B14",900,1305,0,83.88,79.53,2,0]
[2040,"PJM_ROR_2_VACAR","PJM_ROR","VACAR","Internal","Shoulder","B14",900,3000,0,83.88,84.79,6,0]
[2040,"SPP_N_2_MISO_MO-IL","SPP_N","MISO_MO-IL","Internal","Shoulder","B14",900,3954,3954,11.52,78.17,5,61.65]
[2040,"SPP_N_2_NE","SPP_N","NE","Internal","Shoulder","B14",900,384,251.81,11.52,11.53,0.01,0]
[2040,"TVA_2_SOCO","TVA","SOCO","Internal","Shoulder","B14",900,500,0,86.18,86.99,9,0]
[2040,"TVA_Transmission_2_TVA","TVA_Transmission","TVA","Internal","Shoulder","B14",900,99999,1862.57,86.17,86.18,0.01,0]
[2040,"MAPP_US_2_RMPA","MAPP_US","RMPA","External","Shoulder","B14",900,200,200,16.53,84.01,8,59.48]
[2040,"RMPA_2_MAPP_US","RMPA","MAPP_US","External","Shoulder","B14",900,200,0,84.01,16.53,8,0]
[2040,"ENT_2_SOCO","ENT","SOCO","Internal","Shoulder","B15",1203,2000,1070.79,76.3,84.3,8,0]
[2040,"HQ_NY_2_NYISO_A-F","HQ_NY","NYISO_A-F","Internal","Shoulder","B15",1203,99999,1489.61,79.459999999999994,79.47,0.01,0]
[2040,"IESO_2_NYISO_A-F","IESO","NYISO_A-F","Internal","Shoulder","B15",1203,2224,40.1,72.47,79.47,7,0]
[2040,"MAPP_CA_2_MAPP_US","MAPP_CA","MAPP_US","Internal","Shoulder","B15",1203,372,0,12.01,5.01,7,0]
[2040,"MISO_IN_2_NonRTO_Midwest","MISO_IN","NonRTO_Midwest","Internal","Shoulder","B15",1203,4800,0,79.459999999999994,83.24,8,0]
[2040,"MISO_MI_2_MISO_WUMS","MISO_MI","MISO_WUMS","Internal","Shoulder","B15",1203,312,312,79.47,79.59,0.01,0.1]
[2040,"MISO_MO-IL_2_ENT","MISO_MO-IL","ENT","Internal","Shoulder","B15",1203,2540,0,75.37,76.3,8,0]
[2040,"MISO_W_2_IESO","MISO_W","IESO","Internal","Shoulder","B15",1203,145,145,12.02,72.47,8,52.45]
[2040,"MISO_WUMS_2_MISO_MI","MISO_WUMS","MISO_MI","Internal","Shoulder","B15",1203,294,0,79.59,79.47,0.01,0]
[2040,"NE_2_MISO_W","NE","MISO_W","Internal","Shoulder","B15",1203,3614,3614,0.01,12.02,5,7.01]
[2040,"NYISO_A-F_2_NYISO_G-I","NYISO_A-F","NYISO_G-I","Internal","Shoulder","B15",1203,5266,2948.05,79.47,79.489999999999995,0.01,0]
[2040,"NYISO_G-I_2_NYISO_J-K","NYISO_G-I","NYISO_J-K","Internal","Shoulder","B15",1203,6130,3406.32,79.489999999999995,79.5,0.01,0]
[2040,"PJM_E_2_NYISO_G-I","PJM_E","NYISO_G-I","Internal","Shoulder","B15",1203,500,0,79.400000000000006,79.489999999999995,6,0]
[2040,"PJM_ROR_2_MISO_WUMS","PJM_ROR","MISO_WUMS","Internal","Shoulder","B15",1203,1467,0,79.400000000000006,79.59,2,0]
[2040,"PJM_ROM_2_PJM_ROR","PJM_ROM","PJM_ROR","Internal","Shoulder","B15",1203,8000,942.84,79.39,79.400000000000006,0.01,0]
[2040,"SOCO_2_FRCC","SOCO","FRCC","Internal","Shoulder","B15",1203,3700,0,84.3,88.54,10,0]
[2040,"SPP_S_2_ENT","SPP_S","ENT","Internal","Shoulder","B15",1203,4280,4280,0.01,76.3,5,71.290000000000006]
[2040,"TVA_2_SOCO","TVA","SOCO","Internal","Shoulder","B15",1203,500,0,83.39,84.3,9,0]
[2040,"VACAR_2_PJM_ROR","VACAR","PJM_ROR","Internal","Shoulder","B15",1203,2000,0,84.79,79.400000000000006,7,0]
[2040,"VACAR_2_SOCO","VACAR","SOCO","Internal","Shoulder","B15",1203,3000,0,84.79,84.3,7,0]
[2040,"MAPP_US_2_RMPA","MAPP_US","RMPA","External","Shoulder","B15",1203,200,200,5.01,82.81,8,69.8]
[2040,"SPP_N_2_RMPA","SPP_N","RMPA","External","Shoulder","B15",1203,210,210,0.01,82.81,5,77.8]
[2040,"MAPP_CA_2_MAPP_US","MAPP_CA","MAPP_US","Internal","Winter","B16",25,372,0,67.3,0.17,7,0]
[2040,"MAPP_US_2_NE","MAPP_US","NE","Internal","Winter","B16",25,2000,0,0.17,0.01,7,0]
[2040,"MISO_WUMS_2_MISO_W","MISO_WUMS","MISO_W","Internal","Winter","B16",25,1255,0,95.84,7.17,0.01,0]
[2040,"NYISO_G-I_2_NEISO","NYISO_G-I","NEISO","Internal","Winter","B16",25,600,0,96.99,81.53,3,0]
[2040,"PJM_E_2_PJM_ROM","PJM_E","PJM_ROM","Internal","Winter","B16",25,8000,0,101.41,101.4,0.01,0]
[2040,"PJM_ROR_2_MISO_WUMS","PJM_ROR","MISO_WUMS","Internal","Winter","B16",25,1467,0,101.38,95.84,2,0]
[2040,"SOCO_2_TVA_Transmission","SOCO","TVA_Transmission","Internal","Winter","B16",25,2600,0,101.28,99.88,10,0]
[2040,"SPP_S_2_SPP_N","SPP_S","SPP_N","Internal","Winter","B16",25,640,0,14.18,14.17,0.01,0]
[2040,"VACAR_2_PJM_ROR","VACAR","PJM_ROR","Internal","Winter","B16",25,2000,0,108.88,101.38,7,0]
[2040,"VACAR_2_SOCO","VACAR","SOCO","Internal","Winter","B16",25,3000,0,108.88,101.28,7,0]
[2040,"NWPP_Coal_2_MAPP_US","NWPP_Coal","MAPP_US","External","Winter","B16",25,150,0,90.98,0.17,8,0]
[2040,"MAPP_CA_2_IESO","MAPP_CA","IESO","Internal","Winter","B16",25,337,198.92,67.3,75.3,8,0]
[2040,"TVA_Transmission_2_VACAR","TVA_Transmission","VACAR","Internal","Winter","B16",25,900,218.77,99.88,108.88,9,0]
[2040,"SPP_S_2_ERCOT","SPP_S","ERCOT","External","Winter","B16",25,800,800,14.18,98.33,5,79.150000000000006]
[2040,"MISO_MI_2_MISO_IN","MISO_MI","MISO_IN","Internal","Winter","B16",25,2535,1157.1400000000001,95.75,95.77,0.01,0]
[2040,"MISO_WUMS_2_PJM_ROR","MISO_WUMS","PJM_ROR","Internal","Winter","B16",25,1600,1600,95.84,101.38,2,3.54]
[2040,"MAPP_US_2_MISO_W","MAPP_US","MISO_W","Internal","Winter","B16",25,2635,2158.2199999999998,0.17,7.17,7,0]
[2040,"PJM_ROR_2_VACAR","PJM_ROR","VACAR","Internal","Winter","B16",25,3000,3000,101.38,108.88,6,1.5]
[2040,"NE_2_MISO_W","NE","MISO_W","Internal","Winter","B16",25,3614,3614,0.01,7.17,5,2.16]
[2040,"MISO_W_2_MISO_MO-IL","MISO_W","MISO_MO-IL","Internal","Winter","B16",25,4048,4048,7.17,85.28,0.01,78.099999999999994]
[2040,"ENT_2_MISO_MO-IL","ENT","MISO_MO-IL","Internal","Winter","B17",100,2260,0,93.28,85.28,8,0]
[2040,"ENT_2_SOCO","ENT","SOCO","Internal","Winter","B17",100,2000,875.89,93.28,101.28,8,0]
[2040,"IESO_2_MISO_W","IESO","MISO_W","Internal","Winter","B17",100,195,0,75.3,67.31,7,0]
[2040,"MAPP_CA_2_MAPP_US","MAPP_CA","MAPP_US","Internal","Winter","B17",100,372,0,67.3,60.31,7,0]
[2040,"MAPP_US_2_MAPP_CA","MAPP_US","MAPP_CA","Internal","Winter","B17",100,165,0,60.31,67.3,7,0]
[2040,"MISO_IN_2_MISO_MO-IL","MISO_IN","MISO_MO-IL","Internal","Winter","B17",100,5000,0,95.45,85.28,0.01,0]
[2040,"MISO_MI_2_PJM_ROR","MISO_MI","PJM_ROR","Internal","Winter","B17",100,1424,1424,95.44,97.45,2,0.01]
[2040,"MISO_MO-IL_2_TVA_Transmission","MISO_MO-IL","TVA_Transmission","Internal","Winter","B17",100,4000,3456.98,85.28,93.28,8,0]
[2040,"MISO_WUMS_2_MISO_MI","MISO_WUMS","MISO_MI","Internal","Winter","B17",100,294,0,95.45,95.44,0.01,0]
[2040,"NE_2_MAPP_US","NE","MAPP_US","Internal","Winter","B17",100,1600,203.79,55.31,60.31,5,0]
[2040,"NEISO_2_NYISO_G-I","NEISO","NYISO_G-I","Internal","Winter","B17",100,600,600,81.53,93.93,3,9.4]
[2040,"NYISO_G-I_2_NEISO","NYISO_G-I","NEISO","Internal","Winter","B17",100,600,0,93.93,81.53,3,0]
[2040,"PJM_E_2_NYISO_G-I","PJM_E","NYISO_G-I","Internal","Winter","B17",100,500,0,97.47,93.93,6,0]
[2040,"PJM_ROR_2_MISO_MO-IL","PJM_ROR","MISO_MO-IL","Internal","Winter","B17",100,1111,0,97.45,85.28,2,0]
[2040,"PJM_ROM_2_PJM_E","PJM_ROM","PJM_E","Internal","Winter","B17",100,8000,2708.66,97.46,97.47,0.01,0]
[2040,"SOCO_2_FRCC","SOCO","FRCC","Internal","Winter","B17",100,3700,0,101.28,105.61,10,0]
[2040,"SOCO_2_VACAR","SOCO","VACAR","Internal","Winter","B17",100,2000,0,101.28,102.29,10,0]
[2040,"SPP_N_2_SPP_S","SPP_N","SPP_S","Internal","Winter","B17",100,4000,2667.52,74.31,74.33,0.01,0]
[2040,"TVA_2_VACAR","TVA","VACAR","Internal","Winter","B17",100,150,149.72,93.29,102.29,9,0]
[2040,"VACAR_2_SOCO","VACAR","SOCO","Internal","Winter","B17",100,3000,0,102.29,101.28,7,0]
[2040,"ERCOT_2_SPP_S","ERCOT","SPP_S","External","Winter","B17",100,800,0,98.33,74.33,8,0]
[2040,"RMPA_2_SPP_N","RMPA","SPP_N","External","Winter","B17",100,210,0,99.14,74.31,8,0]
[2040,"ENT_2_SOCO","ENT","SOCO","Internal","Winter","B18",400,2000,0,86.06,87.55,8,0]
[2040,"HQ_IESO_2_IESO","HQ_IESO","IESO","Internal","Winter","B18",400,99999,1935.5,75.290000000000006,75.3,0.01,0]
[2040,"MAPP_CA_2_MAPP_US","MAPP_CA","MAPP_US","Internal","Winter","B18",400,372,372,67.3,77.53,7,3.23]
[2040,"MAPP_US_2_NE","MAPP_US","NE","Internal","Winter","B18",400,2000,0,77.53,79.53,7,0]
[2040,"MISO_IN_2_MISO_MO-IL","MISO_IN","MISO_MO-IL","Internal","Winter","B18",400,5000,0,86.06,86.05,0.01,0]
[2040,"MISO_MO-IL_2_MISO_IN","MISO_MO-IL","MISO_IN","Internal","Winter","B18",400,2100,1653.57,86.05,86.06,0.01,0]
[2040,"MISO_W_2_MAPP_CA","MISO_W","MAPP_CA","Internal","Winter","B18",400,700,0,86.03,67.3,0.01,0]
[2040,"MISO_W_2_MISO_MO-IL","MISO_W","MISO_MO-IL","Internal","Winter","B18",400,4048,3009.53,86.03,86.05,0.01,0]
[2040,"MISO_WUMS_2_MISO_MI","MISO_WUMS","MISO_MI","Internal","Winter","B18",400,294,0,91.03,86.05,0.01,0]
[2040,"NEISO_2_NYISO_G-I","NEISO","NYISO_G-I","Internal","Winter","B18",400,600,600,81.53,93.93,3,9.4]
[2040,"NYISO_A-F_2_NEISO","NYISO_A-F","NEISO","Internal","Winter","B18",400,600,0,82.3,81.53,3,0]
[2040,"NYISO_G-I_2_NYISO_J-K","NYISO_G-I","NYISO_J-K","Internal","Winter","B18",400,6130,6129.07,93.93,93.94,0.01,0]
[2040,"PJM_E_2_PJM_ROM","PJM_E","PJM_ROM","Internal","Winter","B18",400,8000,0,93.05,93.04,0.01,0]
[2040,"PJM_ROR_2_PJM_ROM","PJM_ROR","PJM_ROM","Internal","Winter","B18",400,8000,4177.8599999999997,93.03,93.04,0.01,0]
[2040,"SOCO_2_FRCC","SOCO","FRCC","Internal","Winter","B18",400,3700,0,87.55,91.23,10,0]
[2040,"SPP_N_2_MISO_MO-IL","SPP_N","MISO_MO-IL","Internal","Winter","B18",400,3954,23.72,81.05,86.05,5,0]
[2040,"SPP_N_2_SPP_S","SPP_N","SPP_S","Internal","Winter","B18",400,4000,2321.37,81.05,81.06,0.01,0]
[2040,"TVA_Transmission_2_SOCO","TVA_Transmission","SOCO","Internal","Winter","B18",400,3200,0,91.65,87.55,9,0]
[2040,"VACAR_2_SOCO","VACAR","SOCO","Internal","Winter","B18",400,3000,0,90.13,87.55,7,0]
[2040,"NE_2_RMPA","NE","RMPA","External","Winter","B18",400,310,310,79.53,88.7,5,4.17]
[2040,"NWPP_Coal_2_MAPP_US","NWPP_Coal","MAPP_US","External","Winter","B18",400,150,0,90.98,77.53,8,0]
[2040,"ENT_2_SOCO","ENT","SOCO","Internal","Winter","B19",700,2000,0,85.75,87.55,8,0]
[2040,"FRCC_2_SOCO","FRCC","SOCO","Internal","Winter","B19",700,900,0,91.23,87.55,8,0]
[2040,"IESO_2_MISO_MI","IESO","MISO_MI","Internal","Winter","B19",700,3125,3125,75.3,84.52,7,2.2200000000000002]
[2040,"MAPP_CA_2_MISO_W","MAPP_CA","MISO_W","Internal","Winter","B19",700,1970,1970,67.3,84.53,0.01,17.22]
[2040,"MISO_IN_2_MISO_MO-IL","MISO_IN","MISO_MO-IL","Internal","Winter","B19",700,5000,149.43,84.53,84.54,0.01,0]
[2040,"MISO_MI_2_MISO_WUMS","MISO_MI","MISO_WUMS","Internal","Winter","B19",700,312,312,84.52,86.82,0.01,2.29]
[2040,"MISO_MO-IL_2_PJM_ROR","MISO_MO-IL","PJM_ROR","Internal","Winter","B19",700,1212,1212,84.54,88.82,2,2.2799999999999998]
[2040,"MISO_W_2_MISO_MO-IL","MISO_W","MISO_MO-IL","Internal","Winter","B19",700,4048,979.22,84.53,84.54,0.01,0]
[2040,"MISO_WUMS_2_PJM_ROR","MISO_WUMS","PJM_ROR","Internal","Winter","B19",700,1600,303.68,86.82,88.82,2,0]
[2040,"NEISO_2_NYISO_G-I","NEISO","NYISO_G-I","Internal","Winter","B19",700,600,600,81.53,93.93,3,9.4]
[2040,"NYISO_A-F_2_PJM_ROM","NYISO_A-F","PJM_ROM","Internal","Winter","B19",700,1000,0,82.3,88.83,8,0]
[2040,"NYISO_G-I_2_NYISO_J-K","NYISO_G-I","NYISO_J-K","Internal","Winter","B19",700,6130,5718.05,93.93,93.94,0.01,0]
[2040,"NYISO_J-K_2_PJM_E","NYISO_J-K","PJM_E","Internal","Winter","B19",700,330,0,93.94,88.84,8,0]
[2040,"PJM_ROR_2_MISO_MI","PJM_ROR","MISO_MI","Internal","Winter","B19",700,1305,0,88.82,84.52,2,0]
[2040,"PJM_ROR_2_VACAR","PJM_ROR","VACAR","Internal","Winter","B19",700,3000,0,88.82,90.13,6,0]
[2040,"SOCO_2_TVA_Transmission","SOCO","TVA_Transmission","Internal","Winter","B19",700,2600,0,87.55,91.13,10,0]
[2040,"SPP_N_2_SPP_S","SPP_N","SPP_S","Internal","Winter","B19",700,4000,1891.66,79.540000000000006,79.55,0.01,0]
[2040,"TVA_2_SOCO","TVA","SOCO","Internal","Winter","B19",700,500,0,90.49,87.55,9,0]
[2040,"TVA_Transmission_2_SOCO","TVA_Transmission","SOCO","Internal","Winter","B19",700,3200,0,91.13,87.55,9,0]
[2040,"AZ_NM_SNV_Coal_2_SPP_S","AZ_NM_SNV_Coal","SPP_S","External","Winter","B19",700,400,0,87.65,79.55,8.17,0]
[2040,"RMPA_2_NE","RMPA","NE","External","Winter","B19",700,310,0,88.7,79.53,8,0]
[2040,"ENT_2_SOCO","ENT","SOCO","Internal","Summer","B2",25,2000,2000,156.02000000000001,669.93,8,505.9]
[2040,"HQ_NY_2_NYISO_A-F","HQ_NY","NYISO_A-F","Internal","Summer","B2",25,99999,3246,107.98,107.99,0.01,0]
[2040,"IESO_2_MISO_MI","IESO","MISO_MI","Internal","Summer","B2",25,3125,3125,97.04,156.01,7,51.97]
[2040,"MAPP_US_2_MISO_W","MAPP_US","MISO_W","Internal","Summer","B2",25,2635,2349.62,149.01,156.01,7,0]
[2040,"MISO_IN_2_MISO_MO-IL","MISO_IN","MISO_MO-IL","Internal","Summer","B2",25,5000,0,156.04,156.02000000000001,0.01,0]
[2040,"MISO_IN_2_NonRTO_Midwest","MISO_IN","NonRTO_Midwest","Internal","Summer","B2",25,4800,2768.64,156.04,164.04,8,0]
[2040,"MISO_MO-IL_2_ENT","MISO_MO-IL","ENT","Internal","Summer","B2",25,2540,0,156.02000000000001,156.02000000000001,8,0]
[2040,"MISO_W_2_MISO_MO-IL","MISO_W","MISO_MO-IL","Internal","Summer","B2",25,4048,2693.19,156.01,156.02000000000001,0.01,0]
[2040,"MISO_W_2_SPP_N","MISO_W","SPP_N","Internal","Summer","B2",25,3450,0,156.01,151.02000000000001,7,0]
[2040,"NE_2_MAPP_US","NE","MAPP_US","Internal","Summer","B2",25,1600,0,151.01,149.01,5,0]
[2040,"NonRTO_Midwest_2_TVA_Transmission","NonRTO_Midwest","TVA_Transmission","Internal","Summer","B2",25,2400,1439.67,164.04,172.04,8,0]
[2040,"NYISO_G-I_2_NYISO_J-K","NYISO_G-I","NYISO_J-K","Internal","Summer","B2",25,6130,4723.6899999999996,522.24,522.25,0.01,0]
[2040,"PJM_E_2_NYISO_J-K","PJM_E","NYISO_J-K","Internal","Summer","B2",25,330,330,158.04,522.25,6,358.22]
[2040,"PJM_ROR_2_MISO_WUMS","PJM_ROR","MISO_WUMS","Internal","Summer","B2",25,1467,0,158.01,156.02000000000001,2,0]
[2040,"PJM_ROR_2_VACAR","PJM_ROR","VACAR","Internal","Summer","B2",25,3000,3000,158.01,679.93,6,515.91]
[2040,"SPP_N_2_ENT","SPP_N","ENT","Internal","Summer","B2",25,7346,6191.03,151.02000000000001,156.02000000000001,5,0]
[2040,"SPP_N_2_SPP_S","SPP_N","SPP_S","Internal","Summer","B2",25,4000,0,151.02000000000001,151.02000000000001,0.01,0]
[2040,"SPP_S_2_ENT","SPP_S","ENT","Internal","Summer","B2",25,4280,3303.62,151.02000000000001,156.02000000000001,5,0]
[2040,"TVA_Transmission_2_SOCO","TVA_Transmission","SOCO","Internal","Summer","B2",25,3200,3200,172.04,669.93,9,488.89]
[2040,"VACAR_2_PJM_ROR","VACAR","PJM_ROR","Internal","Summer","B2",25,2000,0,679.93,158.01,7,0]
[2040,"NE_2_RMPA","NE","RMPA","External","Summer","B2",25,310,0,151.01,148.79,5,0]
[2040,"RMPA_2_SPP_N","RMPA","SPP_N","External","Summer","B2",25,210,0,148.79,151.02000000000001,8,0]
[2040,"FRCC_2_SOCO","FRCC","SOCO","Internal","Winter","B20",935,900,0,85.56,87.55,8,0]
[2040,"IESO_2_MISO_MI","IESO","MISO_MI","Internal","Winter","B20",935,3125,2351.71,75.3,82.3,7,0]
[2040,"MAPP_CA_2_MAPP_US","MAPP_CA","MAPP_US","Internal","Winter","B20",935,372,0,67.3,14.52,7,0]
[2040,"MAPP_US_2_MISO_W","MAPP_US","MISO_W","Internal","Winter","B20",935,2635,2635,14.52,67.3,7,45.78]
[2040,"MISO_MI_2_MISO_IN","MISO_MI","MISO_IN","Internal","Winter","B20",935,2535,2131.4,82.3,82.31,0.01,0]
[2040,"MISO_MO-IL_2_MISO_W","MISO_MO-IL","MISO_W","Internal","Winter","B20",935,1208,0,71.55,67.3,0.01,0]
[2040,"MISO_W_2_MISO_MO-IL","MISO_W","MISO_MO-IL","Internal","Winter","B20",935,4048,4048,67.3,71.55,0.01,4.24]
[2040,"MISO_WUMS_2_MISO_W","MISO_WUMS","MISO_W","Internal","Winter","B20",935,1255,0,82.92,67.3,0.01,0]
[2040,"NE_2_MAPP_US","NE","MAPP_US","Internal","Winter","B20",935,1600,1105.48,9.52,14.52,5,0]
[2040,"NEISO_2_NYISO_A-F","NEISO","NYISO_A-F","Internal","Winter","B20",935,600,0,81.53,82.3,3,0]
[2040,"NYISO_G-I_2_NYISO_J-K","NYISO_G-I","NYISO_J-K","Internal","Winter","B20",935,6130,5298.61,84.1,84.11,0.01,0]
[2040,"NYISO_J-K_2_NEISO","NYISO_J-K","NEISO","Internal","Winter","B20",935,608,0,84.11,81.53,3,0]
[2040,"PJM_ROR_2_MISO_IN","PJM_ROR","MISO_IN","Internal","Winter","B20",935,909,0,83.36,82.31,2,0]
[2040,"PJM_ROR_2_VACAR","PJM_ROR","VACAR","Internal","Winter","B20",935,3000,0,83.36,87.78,6,0]
[2040,"SOCO_2_FRCC","SOCO","FRCC","Internal","Winter","B20",935,3700,0,87.55,85.56,10,0]
[2040,"SPP_N_2_ENT","SPP_N","ENT","Internal","Winter","B20",935,7346,7346,9.5399999999999991,79.55,5,65.010000000000005]
[2040,"TVA_2_NonRTO_Midwest","TVA","NonRTO_Midwest","Internal","Winter","B20",935,100,0,86.37,87.11,9,0]
[2040,"TVA_Transmission_2_SOCO","TVA_Transmission","SOCO","Internal","Winter","B20",935,3200,0,86.36,87.55,9,0]
[2040,"VACAR_2_TVA_Transmission","VACAR","TVA_Transmission","Internal","Winter","B20",935,900,0,87.78,86.36,7,0]
[2040,"RMPA_2_MAPP_US","RMPA","MAPP_US","External","Winter","B20",935,200,0,75.53,14.52,8,0]
[2040,"RMPA_2_SPP_N","RMPA","SPP_N","External","Winter","B20",935,210,0,75.53,9.5399999999999991,8,0]
[2040,"ENT_2_MISO_MO-IL","ENT","MISO_MO-IL","Internal","Summer","B3",75,2260,0,159.21,151.59,8,0]
[2040,"IESO_2_MISO_MI","IESO","MISO_MI","Internal","Summer","B3",75,3125,3125,90.91,151.59,7,53.68]
[2040,"IESO_2_MISO_W","IESO","MISO_W","Internal","Summer","B3",75,195,195,90.91,151.58000000000001,7,53.67]
[2040,"MAPP_US_2_MISO_W","MAPP_US","MISO_W","Internal","Summer","B3",75,2635,1876.84,144.58000000000001,151.58000000000001,7,0]
[2040,"MISO_IN_2_MISO_MO-IL","MISO_IN","MISO_MO-IL","Internal","Summer","B3",75,5000,0,151.6,151.59,0.01,0]
[2040,"MISO_MI_2_PJM_ROR","MISO_MI","PJM_ROR","Internal","Summer","B3",75,1424,0,151.59,153.58000000000001,2,0]
[2040,"MISO_MO-IL_2_PJM_ROR","MISO_MO-IL","PJM_ROR","Internal","Summer","B3",75,1212,0,151.59,153.58000000000001,2,0]
[2040,"MISO_W_2_PJM_ROR","MISO_W","PJM_ROR","Internal","Summer","B3",75,19839,9297.65,151.58000000000001,153.58000000000001,2,0]
[2040,"NE_2_MAPP_US","NE","MAPP_US","Internal","Summer","B3",75,1600,0,151.58000000000001,144.58000000000001,5,0]
[2040,"NEISO_2_NYISO_J-K","NEISO","NYISO_J-K","Internal","Summer","B3",75,1038,1038,142.58000000000001,145.59,3,0.01]
[2040,"NYISO_A-F_2_NEISO","NYISO_A-F","NEISO","Internal","Summer","B3",75,600,386.69,139.58000000000001,142.58000000000001,3,0]
[2040,"PJM_E_2_NYISO_G-I","PJM_E","NYISO_G-I","Internal","Summer","B3",75,500,0,153.58000000000001,145.58000000000001,6,0]
[2040,"PJM_ROR_2_MISO_MO-IL","PJM_ROR","MISO_MO-IL","Internal","Summer","B3",75,1111,0,153.58000000000001,151.59,2,0]
[2040,"PJM_ROR_2_VACAR","PJM_ROR","VACAR","Internal","Summer","B3",75,3000,3000,153.58000000000001,161.59,6,2.0099999999999998]
[2040,"PJM_ROM_2_PJM_E","PJM_ROM","PJM_E","Internal","Summer","B3",75,8000,882.21,153.56,153.58000000000001,0.01,0]
[2040,"SPP_N_2_ENT","SPP_N","ENT","Internal","Summer","B3",75,7346,4618.46,154.21,159.21,5,0]
[2040,"SPP_N_2_SPP_S","SPP_N","SPP_S","Internal","Summer","B3",75,4000,0,154.21,154.21,0.01,0]
[2040,"TVA_Transmission_2_SOCO","TVA_Transmission","SOCO","Internal","Summer","B3",75,3200,468.78,159.59,168.59,9,0]
[2040,"TVA_Transmission_2_VACAR","TVA_Transmission","VACAR","Internal","Summer","B3",75,900,0,159.59,161.59,9,0]
[2040,"MAPP_US_2_RMPA","MAPP_US","RMPA","External","Summer","B3",75,200,0,144.58000000000001,148.79,8,0]
[2040,"RMPA_2_SPP_N","RMPA","SPP_N","External","Summer","B3",75,210,0,148.79,154.21,8,0]
[2040,"ENT_2_TVA_Transmission","ENT","TVA_Transmission","Internal","Summer","B4",100,2100,0,151.46,152.47,8,0]
[2040,"HQ_NEISO_2_NEISO","HQ_NEISO","NEISO","Internal","Summer","B4",100,99999,3809.54,104.98,104.99,0.01,0]
[2040,"MAPP_CA_2_IESO","MAPP_CA","IESO","Internal","Summer","B4",100,337,337,73.62,89.87,8,8.25]
[2040,"MAPP_US_2_MISO_W","MAPP_US","MISO_W","Internal","Summer","B4",100,2635,1207.3399999999999,137.46,144.46,7,0]
[2040,"MISO_IN_2_PJM_ROR","MISO_IN","PJM_ROR","Internal","Summer","B4",100,992,0,144.47999999999999,146.46,2,0]
[2040,"MISO_MO-IL_2_MISO_IN","MISO_MO-IL","MISO_IN","Internal","Summer","B4",100,2100,1004.78,144.47,144.47999999999999,0.01,0]
[2040,"MISO_MO-IL_2_PJM_ROR","MISO_MO-IL","PJM_ROR","Internal","Summer","B4",100,1212,0,144.47,146.46,2,0]
[2040,"MISO_W_2_MAPP_CA","MISO_W","MAPP_CA","Internal","Summer","B4",100,700,0,144.46,73.62,0.01,0]
[2040,"NE_2_MAPP_US","NE","MAPP_US","Internal","Summer","B4",100,1600,0,144.46,137.46,5,0]
[2040,"NE_2_SPP_N","NE","SPP_N","Internal","Summer","B4",100,1854,1854,144.46,146.46,0.01,1.99]
[2040,"NYISO_A-F_2_NEISO","NYISO_A-F","NEISO","Internal","Summer","B4",100,600,0,107.99,104.99,3,0]
[2040,"NYISO_G-I_2_PJM_E","NYISO_G-I","PJM_E","Internal","Summer","B4",100,1500,1500,114.34,146.43,8,24.09]
[2040,"PJM_E_2_PJM_ROM","PJM_E","PJM_ROM","Internal","Summer","B4",100,8000,1894.39,146.43,146.44,0.01,0]
[2040,"PJM_ROR_2_MISO_MO-IL","PJM_ROR","MISO_MO-IL","Internal","Summer","B4",100,1111,0,146.46,144.47,2,0]
[2040,"SOCO_2_ENT","SOCO","ENT","Internal","Summer","B4",100,2400,0,159.46,151.46,10,0]
[2040,"SPP_N_2_ENT","SPP_N","ENT","Internal","Summer","B4",100,7346,4150.8999999999996,146.46,151.46,5,0]
[2040,"SPP_S_2_SPP_N","SPP_S","SPP_N","Internal","Summer","B4",100,640,0,146.46,146.46,0.01,0]
[2040,"TVA_Transmission_2_SOCO","TVA_Transmission","SOCO","Internal","Summer","B4",100,3200,0,152.47,159.46,9,0]
[2040,"TVA_Transmission_2_TVA","TVA_Transmission","TVA","Internal","Summer","B4",100,99999,3289.23,152.47,152.47999999999999,0.01,0]
[2040,"TVA_Transmission_2_VACAR","TVA_Transmission","VACAR","Internal","Summer","B4",100,900,0,152.47,152.46,9,0]
[2040,"VACAR_2_PJM_ROR","VACAR","PJM_ROR","Internal","Summer","B4",100,2000,0,152.46,146.46,7,0]
[2040,"VACAR_2_SOCO","VACAR","SOCO","Internal","Summer","B4",100,3000,844.63,152.46,159.46,7,0]
[2040,"VACAR_2_TVA_Transmission","VACAR","TVA_Transmission","Internal","Summer","B4",100,900,0,152.46,152.47,7,0]
[2040,"AZ_NM_SNV_Coal_2_SPP_S","AZ_NM_SNV_Coal","SPP_S","External","Summer","B4",100,400,0,153.62,146.46,8.17,0]
[2040,"ERCOT_2_SPP_S","ERCOT","SPP_S","External","Summer","B4",100,800,0,150.56,146.46,8,0]
[2040,"MAPP_US_2_RMPA","MAPP_US","RMPA","External","Summer","B4",100,200,39.369999999999997,137.46,145.46,8,0]
[2040,"NE_2_RMPA","NE","RMPA","External","Summer","B4",100,310,0,144.46,145.46,5,0]
[2040,"NWPP_Coal_2_MAPP_US","NWPP_Coal","MAPP_US","External","Summer","B4",100,150,150,99.06,137.46,8,30.39]
[2040,"RMPA_2_MAPP_US","RMPA","MAPP_US","External","Summer","B4",100,200,0,145.46,137.46,8,0]
[2040,"RMPA_2_NE","RMPA","NE","External","Summer","B4",100,310,0,145.46,144.46,8,0]
[2040,"RMPA_2_SPP_N","RMPA","SPP_N","External","Summer","B4",100,210,0,145.46,146.46,8,0]
[2040,"SPP_N_2_RMPA","SPP_N","RMPA","External","Summer","B4",100,210,0,146.46,145.46,5,0]
[2040,"SPP_S_2_ERCOT","SPP_S","ERCOT","External","Summer","B4",100,800,0,146.46,150.56,5,0]
[2040,"ENT_2_MISO_MO-IL","ENT","MISO_MO-IL","Internal","Summer","B5",200,2260,0,138.26,138.26,8,0]
[2040,"ENT_2_SOCO","ENT","SOCO","Internal","Summer","B5",200,2000,0,138.26,130.25,8,0]
[2040,"ENT_2_TVA_Transmission","ENT","TVA_Transmission","Internal","Summer","B5",200,2100,0,138.26,140.25,8,0]
[2040,"FRCC_2_SOCO","FRCC","SOCO","Internal","Summer","B5",200,900,393.2,122.25,130.25,8,0]
[2040,"HQ_NEISO_2_NEISO","HQ_NEISO","NEISO","Internal","Summer","B5",200,99999,3765.5,104.01,104.02,0.01,0]
[2040,"HQ_NY_2_NYISO_A-F","HQ_NY","NYISO_A-F","Internal","Summer","B5",200,99999,2890.32,107.98,107.99,0.01,0]
[2040,"HQ_IESO_2_IESO","HQ_IESO","IESO","Internal","Summer","B5",200,99999,1925.15,81.61,81.62,0.01,0]
[2040,"IESO_2_MAPP_CA","IESO","MAPP_CA","Internal","Summer","B5",200,269,0,81.62,73.62,7,0]
[2040,"IESO_2_MISO_MI","IESO","MISO_MI","Internal","Summer","B5",200,3125,3125,81.62,138.25,7,49.63]
[2040,"IESO_2_MISO_W","IESO","MISO_W","Internal","Summer","B5",200,195,195,81.62,138.25,7,49.63]
[2040,"IESO_2_NYISO_A-F","IESO","NYISO_A-F","Internal","Summer","B5",200,2224,2224,81.62,107.99,7,19.37]
[2040,"MAPP_CA_2_IESO","MAPP_CA","IESO","Internal","Summer","B5",200,337,75.12,73.62,81.62,8,0]
[2040,"MAPP_CA_2_MAPP_US","MAPP_CA","MAPP_US","Internal","Summer","B5",200,372,372,73.62,131.25,7,50.63]
[2040,"MAPP_CA_2_MISO_W","MAPP_CA","MISO_W","Internal","Summer","B5",200,1970,1970,73.62,138.25,0.01,64.61]
[2040,"MAPP_US_2_MAPP_CA","MAPP_US","MAPP_CA","Internal","Summer","B5",200,165,0,131.25,73.62,7,0]
[2040,"MAPP_US_2_MISO_W","MAPP_US","MISO_W","Internal","Summer","B5",200,2635,1725.7,131.25,138.25,7,0]
[2040,"MAPP_US_2_NE","MAPP_US","NE","Internal","Summer","B5",200,2000,0,131.25,133.25,7,0]
[2040,"MARITIMES_2_NEISO","MARITIMES","NEISO","Internal","Summer","B5",200,99999,1780.26,104.01,104.02,0.01,0]
[2040,"MISO_IN_2_MISO_MI","MISO_IN","MISO_MI","Internal","Summer","B5",200,5490,0,138.27000000000001,138.25,0.01,0]
[2040,"MISO_IN_2_MISO_MO-IL","MISO_IN","MISO_MO-IL","Internal","Summer","B5",200,5000,0,138.27000000000001,138.26,0.01,0]
[2040,"MISO_IN_2_NonRTO_Midwest","MISO_IN","NonRTO_Midwest","Internal","Summer","B5",200,4800,1015.31,138.27000000000001,146.27000000000001,8,0]
[2040,"MISO_IN_2_PJM_ROR","MISO_IN","PJM_ROR","Internal","Summer","B5",200,992,0,138.27000000000001,140.25,2,0]
[2040,"MISO_MI_2_MISO_IN","MISO_MI","MISO_IN","Internal","Summer","B5",200,2535,2535,138.25,138.27000000000001,0.01,0.01]
[2040,"MISO_MI_2_MISO_WUMS","MISO_MI","MISO_WUMS","Internal","Summer","B5",200,312,148.47,138.25,138.26,0.01,0]
[2040,"MISO_MI_2_PJM_ROR","MISO_MI","PJM_ROR","Internal","Summer","B5",200,1424,639.23,138.25,140.25,2,0]
[2040,"MISO_MO-IL_2_ENT","MISO_MO-IL","ENT","Internal","Summer","B5",200,2540,0,138.26,138.26,8,0]
[2040,"MISO_MO-IL_2_MISO_IN","MISO_MO-IL","MISO_IN","Internal","Summer","B5",200,2100,546.94000000000005,138.26,138.27000000000001,0.01,0]
[2040,"MISO_MO-IL_2_MISO_W","MISO_MO-IL","MISO_W","Internal","Summer","B5",200,1208,0,138.26,138.25,0.01,0]
[2040,"MISO_MO-IL_2_PJM_ROR","MISO_MO-IL","PJM_ROR","Internal","Summer","B5",200,1212,0,138.26,140.25,2,0]
[2040,"MISO_MO-IL_2_TVA_Transmission","MISO_MO-IL","TVA_Transmission","Internal","Summer","B5",200,4000,0,138.26,140.25,8,0]
[2040,"MISO_W_2_IESO","MISO_W","IESO","Internal","Summer","B5",200,145,0,138.25,81.62,8,0]
[2040,"MISO_W_2_MAPP_CA","MISO_W","MAPP_CA","Internal","Summer","B5",200,700,0,138.25,73.62,0.01,0]
[2040,"MISO_W_2_MISO_MO-IL","MISO_W","MISO_MO-IL","Internal","Summer","B5",200,4048,2073.6799999999998,138.25,138.26,0.01,0]
[2040,"MISO_W_2_MISO_WUMS","MISO_W","MISO_WUMS","Internal","Summer","B5",200,1747,754.25,138.25,138.26,0.01,0]
[2040,"MISO_W_2_PJM_ROR","MISO_W","PJM_ROR","Internal","Summer","B5",200,19839,8496.48,138.25,140.25,2,0]
[2040,"MISO_W_2_SPP_N","MISO_W","SPP_N","Internal","Summer","B5",200,3450,0,138.25,133.26,7,0]
[2040,"MISO_WUMS_2_MISO_MI","MISO_WUMS","MISO_MI","Internal","Summer","B5",200,294,0,138.26,138.25,0.01,0]
[2040,"MISO_WUMS_2_MISO_W","MISO_WUMS","MISO_W","Internal","Summer","B5",200,1255,0,138.26,138.25,0.01,0]
[2040,"MISO_WUMS_2_PJM_ROR","MISO_WUMS","PJM_ROR","Internal","Summer","B5",200,1600,0,138.26,140.25,2,0]
[2040,"NE_2_MAPP_US","NE","MAPP_US","Internal","Summer","B5",200,1600,0,133.25,131.25,5,0]
[2040,"NE_2_MISO_W","NE","MISO_W","Internal","Summer","B5",200,3614,676.1,133.25,138.25,5,0]
[2040,"NE_2_SPP_N","NE","SPP_N","Internal","Summer","B5",200,1854,577.54999999999995,133.25,133.26,0.01,0]
[2040,"NEISO_2_NYISO_A-F","NEISO","NYISO_A-F","Internal","Summer","B5",200,600,600,104.02,107.99,3,0.97]
[2040,"NEISO_2_NYISO_G-I","NEISO","NYISO_G-I","Internal","Summer","B5",200,600,600,104.02,114.34,3,7.32]
[2040,"NEISO_2_NYISO_J-K","NEISO","NYISO_J-K","Internal","Summer","B5",200,1038,1038,104.02,114.35,3,7.33]
[2040,"NonRTO_Midwest_2_TVA_Transmission","NonRTO_Midwest","TVA_Transmission","Internal","Summer","B5",200,2400,0,146.27000000000001,140.25,8,0]
[2040,"NYISO_A-F_2_NEISO","NYISO_A-F","NEISO","Internal","Summer","B5",200,600,0,107.99,104.02,3,0]
[2040,"NYISO_A-F_2_NYISO_G-I","NYISO_A-F","NYISO_G-I","Internal","Summer","B5",200,5266,5266,107.99,114.34,0.01,6.34]
[2040,"NYISO_A-F_2_PJM_ROM","NYISO_A-F","PJM_ROM","Internal","Summer","B5",200,1000,1000,107.99,140.24,8,24.24]
[2040,"NYISO_G-I_2_NEISO","NYISO_G-I","NEISO","Internal","Summer","B5",200,600,0,114.34,104.02,3,0]
[2040,"NYISO_G-I_2_NYISO_J-K","NYISO_G-I","NYISO_J-K","Internal","Summer","B5",200,6130,4398.4799999999996,114.34,114.35,0.01,0]
[2040,"NYISO_G-I_2_PJM_E","NYISO_G-I","PJM_E","Internal","Summer","B5",200,1500,1500,114.34,140.22,8,17.88]
[2040,"NYISO_J-K_2_NEISO","NYISO_J-K","NEISO","Internal","Summer","B5",200,608,0,114.35,104.02,3,0]
[2040,"NYISO_J-K_2_PJM_E","NYISO_J-K","PJM_E","Internal","Summer","B5",200,330,330,114.35,140.22,8,17.87]
[2040,"PJM_E_2_NYISO_G-I","PJM_E","NYISO_G-I","Internal","Summer","B5",200,500,0,140.22,114.34,6,0]
[2040,"PJM_E_2_NYISO_J-K","PJM_E","NYISO_J-K","Internal","Summer","B5",200,330,0,140.22,114.35,6,0]
[2040,"PJM_E_2_PJM_ROM","PJM_E","PJM_ROM","Internal","Summer","B5",200,8000,2754.63,140.22,140.24,0.01,0]
[2040,"PJM_ROR_2_MISO_IN","PJM_ROR","MISO_IN","Internal","Summer","B5",200,909,0,140.25,138.27000000000001,2,0]
[2040,"PJM_ROR_2_MISO_MI","PJM_ROR","MISO_MI","Internal","Summer","B5",200,1305,0,140.25,138.25,2,0]
[2040,"PJM_ROR_2_MISO_MO-IL","PJM_ROR","MISO_MO-IL","Internal","Summer","B5",200,1111,0,140.25,138.26,2,0]
[2040,"PJM_ROR_2_MISO_WUMS","PJM_ROR","MISO_WUMS","Internal","Summer","B5",200,1467,0,140.25,138.26,2,0]
[2040,"PJM_ROR_2_PJM_ROM","PJM_ROR","PJM_ROM","Internal","Summer","B5",200,8000,0,140.25,140.24,0.01,0]
[2040,"PJM_ROR_2_TVA_Transmission","PJM_ROR","TVA_Transmission","Internal","Summer","B5",200,2500,0,140.25,140.25,6,0]
[2040,"PJM_ROR_2_VACAR","PJM_ROR","VACAR","Internal","Summer","B5",200,3000,0,140.25,133.25,6,0]
[2040,"PJM_ROM_2_PJM_E","PJM_ROM","PJM_E","Internal","Summer","B5",200,8000,0,140.24,140.22,0.01,0]
[2040,"PJM_ROM_2_PJM_ROR","PJM_ROM","PJM_ROR","Internal","Summer","B5",200,8000,6504.63,140.24,140.25,0.01,0]
[2040,"SOCO_2_ENT","SOCO","ENT","Internal","Summer","B5",200,2400,0,130.25,138.26,10,0]
[2040,"SOCO_2_FRCC","SOCO","FRCC","Internal","Summer","B5",200,3700,0,130.25,122.25,10,0]
[2040,"SOCO_2_TVA_Transmission","SOCO","TVA_Transmission","Internal","Summer","B5",200,2600,1757.09,130.25,140.25,10,0]
[2040,"SOCO_2_VACAR","SOCO","VACAR","Internal","Summer","B5",200,2000,0,130.25,133.25,10,0]
[2040,"SPP_N_2_ENT","SPP_N","ENT","Internal","Summer","B5",200,7346,1127.6600000000001,133.26,138.26,5,0]
[2040,"SPP_N_2_MISO_MO-IL","SPP_N","MISO_MO-IL","Internal","Summer","B5",200,3954,1734.49,133.26,138.26,5,0]
[2040,"SPP_N_2_MISO_W","SPP_N","MISO_W","Internal","Summer","B5",200,1000,0,133.26,138.25,5,0]
[2040,"SPP_N_2_NE","SPP_N","NE","Internal","Summer","B5",200,384,0,133.26,133.25,0.01,0]
[2040,"SPP_N_2_SPP_S","SPP_N","SPP_S","Internal","Summer","B5",200,4000,0,133.26,133.26,0.01,0]
[2040,"SPP_S_2_ENT","SPP_S","ENT","Internal","Summer","B5",200,4280,2876.66,133.26,138.26,5,0]
[2040,"SPP_S_2_SPP_N","SPP_S","SPP_N","Internal","Summer","B5",200,640,0,133.26,133.26,0.01,0]
[2040,"TVA_2_NonRTO_Midwest","TVA","NonRTO_Midwest","Internal","Summer","B5",200,100,0,140.26,146.27000000000001,9,0]
[2040,"TVA_2_SOCO","TVA","SOCO","Internal","Summer","B5",200,500,0,140.26,130.25,9,0]
[2040,"TVA_2_VACAR","TVA","VACAR","Internal","Summer","B5",200,150,0,140.26,133.25,9,0]
[2040,"TVA_Transmission_2_NonRTO_Midwest","TVA_Transmission","NonRTO_Midwest","Internal","Summer","B5",200,700,0,140.25,146.27000000000001,9,0]
[2040,"TVA_Transmission_2_SOCO","TVA_Transmission","SOCO","Internal","Summer","B5",200,3200,0,140.25,130.25,9,0]
[2040,"TVA_Transmission_2_TVA","TVA_Transmission","TVA","Internal","Summer","B5",200,99999,1840.07,140.25,140.26,0.01,0]
[2040,"TVA_Transmission_2_VACAR","TVA_Transmission","VACAR","Internal","Summer","B5",200,900,0,140.25,133.25,9,0]
[2040,"VACAR_2_PJM_ROR","VACAR","PJM_ROR","Internal","Summer","B5",200,2000,221.47,133.25,140.25,7,0]
[2040,"VACAR_2_SOCO","VACAR","SOCO","Internal","Summer","B5",200,3000,0,133.25,130.25,7,0]
[2040,"VACAR_2_TVA_Transmission","VACAR","TVA_Transmission","Internal","Summer","B5",200,900,82.98,133.25,140.25,7,0]
[2040,"AZ_NM_SNV_Coal_2_SPP_S","AZ_NM_SNV_Coal","SPP_S","External","Summer","B5",200,400,400,117.05,133.26,8.17,8.0500000000000007]
[2040,"ERCOT_2_SPP_S","ERCOT","SPP_S","External","Summer","B5",200,800,800,105.37,133.26,8,19.89]
[2040,"MAPP_US_2_RMPA","MAPP_US","RMPA","External","Summer","B5",200,200,0,131.25,123.57,8,0]
[2040,"NE_2_RMPA","NE","RMPA","External","Summer","B5",200,310,0,133.25,123.57,5,0]
[2040,"NWPP_Coal_2_MAPP_US","NWPP_Coal","MAPP_US","External","Summer","B5",200,150,150,99.06,131.25,8,24.18]
[2040,"RMPA_2_MAPP_US","RMPA","MAPP_US","External","Summer","B5",200,200,0,123.57,131.25,8,0]
[2040,"RMPA_2_NE","RMPA","NE","External","Summer","B5",200,310,310,123.57,133.25,8,1.68]
[2040,"RMPA_2_SPP_N","RMPA","SPP_N","External","Summer","B5",200,210,210,123.57,133.26,8,1.69]
[2040,"SPP_N_2_RMPA","SPP_N","RMPA","External","Summer","B5",200,210,0,133.26,123.57,5,0]
[2040,"SPP_S_2_ERCOT","SPP_S","ERCOT","External","Summer","B5",200,800,0,133.26,105.37,5,0]
[2040,"ENT_2_MISO_MO-IL","ENT","MISO_MO-IL","Internal","Summer","B6",300,2260,0,105.64,105.64,8,0]
[2040,"ENT_2_SOCO","ENT","SOCO","Internal","Summer","B6",300,2000,0,105.64,95.83,8,0]
[2040,"ENT_2_TVA_Transmission","ENT","TVA_Transmission","Internal","Summer","B6",300,2100,0,105.64,105.83,8,0]
[2040,"FRCC_2_SOCO","FRCC","SOCO","Internal","Summer","B6",300,900,0,101.2,95.83,8,0]
[2040,"HQ_NEISO_2_NEISO","HQ_NEISO","NEISO","Internal","Summer","B6",300,99999,3715.73,78.42,78.430000000000007,0.01,0]
[2040,"HQ_NY_2_NYISO_A-F","HQ_NY","NYISO_A-F","Internal","Summer","B6",300,99999,2805.65,81.42,81.430000000000007,0.01,0]
[2040,"HQ_IESO_2_IESO","HQ_IESO","IESO","Internal","Summer","B6",300,99999,1880.07,70.989999999999995,71,0.01,0]
[2040,"IESO_2_MAPP_CA","IESO","MAPP_CA","Internal","Summer","B6",300,269,0,71,73.62,7,0]
[2040,"IESO_2_MISO_MI","IESO","MISO_MI","Internal","Summer","B6",300,3125,3125,71,105.64,7,27.64]
[2040,"IESO_2_MISO_W","IESO","MISO_W","Internal","Summer","B6",300,195,195,71,105.63,7,27.63]
[2040,"IESO_2_NYISO_A-F","IESO","NYISO_A-F","Internal","Summer","B6",300,2224,2224,71,81.430000000000007,7,3.43]
[2040,"MAPP_CA_2_IESO","MAPP_CA","IESO","Internal","Summer","B6",300,337,0,73.62,71,8,0]
[2040,"MAPP_CA_2_MAPP_US","MAPP_CA","MAPP_US","Internal","Summer","B6",300,372,372,73.62,98.63,7,18.010000000000002]
[2040,"MAPP_CA_2_MISO_W","MAPP_CA","MISO_W","Internal","Summer","B6",300,1970,1970,73.62,105.63,0.01,32]
[2040,"MAPP_US_2_MAPP_CA","MAPP_US","MAPP_CA","Internal","Summer","B6",300,165,0,98.63,73.62,7,0]
[2040,"MAPP_US_2_MISO_W","MAPP_US","MISO_W","Internal","Summer","B6",300,2635,1792.19,98.63,105.63,7,0]
[2040,"MAPP_US_2_NE","MAPP_US","NE","Internal","Summer","B6",300,2000,0,98.63,100.63,7,0]
[2040,"MARITIMES_2_NEISO","MARITIMES","NEISO","Internal","Summer","B6",300,99999,1757.82,78.42,78.430000000000007,0.01,0]
[2040,"MISO_IN_2_MISO_MI","MISO_IN","MISO_MI","Internal","Summer","B6",300,5490,0,105.66,105.64,0.01,0]
[2040,"MISO_IN_2_MISO_MO-IL","MISO_IN","MISO_MO-IL","Internal","Summer","B6",300,5000,0,105.66,105.64,0.01,0]
[2040,"MISO_IN_2_NonRTO_Midwest","MISO_IN","NonRTO_Midwest","Internal","Summer","B6",300,4800,583.52,105.66,113.66,8,0]
[2040,"MISO_IN_2_PJM_ROR","MISO_IN","PJM_ROR","Internal","Summer","B6",300,992,0,105.66,107.63,2,0]
[2040,"MISO_MI_2_MISO_IN","MISO_MI","MISO_IN","Internal","Summer","B6",300,2535,1262.9100000000001,105.64,105.66,0.01,0]
[2040,"MISO_MI_2_MISO_WUMS","MISO_MI","MISO_WUMS","Internal","Summer","B6",300,312,0,105.64,105.64,0.01,0]
[2040,"MISO_MI_2_PJM_ROR","MISO_MI","PJM_ROR","Internal","Summer","B6",300,1424,0,105.64,107.63,2,0]
[2040,"MISO_MO-IL_2_ENT","MISO_MO-IL","ENT","Internal","Summer","B6",300,2540,0,105.64,105.64,8,0]
[2040,"MISO_MO-IL_2_MISO_IN","MISO_MO-IL","MISO_IN","Internal","Summer","B6",300,2100,591.16999999999996,105.64,105.66,0.01,0]
[2040,"MISO_MO-IL_2_MISO_W","MISO_MO-IL","MISO_W","Internal","Summer","B6",300,1208,0,105.64,105.63,0.01,0]
[2040,"MISO_MO-IL_2_PJM_ROR","MISO_MO-IL","PJM_ROR","Internal","Summer","B6",300,1212,0,105.64,107.63,2,0]
[2040,"MISO_MO-IL_2_TVA_Transmission","MISO_MO-IL","TVA_Transmission","Internal","Summer","B6",300,4000,0,105.64,105.83,8,0]
[2040,"MISO_W_2_IESO","MISO_W","IESO","Internal","Summer","B6",300,145,0,105.63,71,8,0]
[2040,"MISO_W_2_MAPP_CA","MISO_W","MAPP_CA","Internal","Summer","B6",300,700,0,105.63,73.62,0.01,0]
[2040,"MISO_W_2_MISO_MO-IL","MISO_W","MISO_MO-IL","Internal","Summer","B6",300,4048,1727.58,105.63,105.64,0.01,0]
[2040,"MISO_W_2_MISO_WUMS","MISO_W","MISO_WUMS","Internal","Summer","B6",300,1747,417.02,105.63,105.64,0.01,0]
[2040,"MISO_W_2_PJM_ROR","MISO_W","PJM_ROR","Internal","Summer","B6",300,19839,9567.64,105.63,107.63,2,0]
[2040,"MISO_W_2_SPP_N","MISO_W","SPP_N","Internal","Summer","B6",300,3450,0,105.63,100.64,7,0]
[2040,"MISO_WUMS_2_MISO_MI","MISO_WUMS","MISO_MI","Internal","Summer","B6",300,294,0,105.64,105.64,0.01,0]
[2040,"MISO_WUMS_2_MISO_W","MISO_WUMS","MISO_W","Internal","Summer","B6",300,1255,0,105.64,105.63,0.01,0]
[2040,"MISO_WUMS_2_PJM_ROR","MISO_WUMS","PJM_ROR","Internal","Summer","B6",300,1600,0,105.64,107.63,2,0]
[2040,"NE_2_MAPP_US","NE","MAPP_US","Internal","Summer","B6",300,1600,0,100.63,98.63,5,0]
[2040,"NE_2_MISO_W","NE","MISO_W","Internal","Summer","B6",300,3614,498.21,100.63,105.63,5,0]
[2040,"NE_2_SPP_N","NE","SPP_N","Internal","Summer","B6",300,1854,464.23,100.63,100.64,0.01,0]
[2040,"NEISO_2_NYISO_A-F","NEISO","NYISO_A-F","Internal","Summer","B6",300,600,549.86,78.430000000000007,81.430000000000007,3,0]
[2040,"NEISO_2_NYISO_G-I","NEISO","NYISO_G-I","Internal","Summer","B6",300,600,600,78.430000000000007,99.61,3,18.170000000000002]
[2040,"NEISO_2_NYISO_J-K","NEISO","NYISO_J-K","Internal","Summer","B6",300,1038,1038,78.430000000000007,99.62,3,18.18]
[2040,"NonRTO_Midwest_2_TVA_Transmission","NonRTO_Midwest","TVA_Transmission","Internal","Summer","B6",300,2400,0,113.66,105.83,8,0]
[2040,"NYISO_A-F_2_NEISO","NYISO_A-F","NEISO","Internal","Summer","B6",300,600,0,81.430000000000007,78.430000000000007,3,0]
[2040,"NYISO_A-F_2_NYISO_G-I","NYISO_A-F","NYISO_G-I","Internal","Summer","B6",300,5266,5266,81.430000000000007,99.61,0.01,18.16]
[2040,"NYISO_A-F_2_PJM_ROM","NYISO_A-F","PJM_ROM","Internal","Summer","B6",300,1000,1000,81.430000000000007,107.62,8,18.18]
[2040,"NYISO_G-I_2_NEISO","NYISO_G-I","NEISO","Internal","Summer","B6",300,600,0,99.61,78.430000000000007,3,0]
[2040,"NYISO_G-I_2_NYISO_J-K","NYISO_G-I","NYISO_J-K","Internal","Summer","B6",300,6130,4714.12,99.61,99.62,0.01,0]
[2040,"NYISO_G-I_2_PJM_E","NYISO_G-I","PJM_E","Internal","Summer","B6",300,1500,1366.22,99.61,107.61,8,0]
[2040,"NYISO_J-K_2_NEISO","NYISO_J-K","NEISO","Internal","Summer","B6",300,608,0,99.62,78.430000000000007,3,0]
[2040,"NYISO_J-K_2_PJM_E","NYISO_J-K","PJM_E","Internal","Summer","B6",300,330,0,99.62,107.61,8,0]
[2040,"PJM_E_2_NYISO_G-I","PJM_E","NYISO_G-I","Internal","Summer","B6",300,500,0,107.61,99.61,6,0]
[2040,"PJM_E_2_NYISO_J-K","PJM_E","NYISO_J-K","Internal","Summer","B6",300,330,0,107.61,99.62,6,0]
[2040,"PJM_E_2_PJM_ROM","PJM_E","PJM_ROM","Internal","Summer","B6",300,8000,1520.9,107.61,107.62,0.01,0]
[2040,"PJM_ROR_2_MISO_IN","PJM_ROR","MISO_IN","Internal","Summer","B6",300,909,0,107.63,105.66,2,0]
[2040,"PJM_ROR_2_MISO_MI","PJM_ROR","MISO_MI","Internal","Summer","B6",300,1305,0,107.63,105.64,2,0]
[2040,"PJM_ROR_2_MISO_MO-IL","PJM_ROR","MISO_MO-IL","Internal","Summer","B6",300,1111,0,107.63,105.64,2,0]
[2040,"PJM_ROR_2_MISO_WUMS","PJM_ROR","MISO_WUMS","Internal","Summer","B6",300,1467,0,107.63,105.64,2,0]
[2040,"PJM_ROR_2_PJM_ROM","PJM_ROR","PJM_ROM","Internal","Summer","B6",300,8000,0,107.63,107.62,0.01,0]
[2040,"PJM_ROR_2_TVA_Transmission","PJM_ROR","TVA_Transmission","Internal","Summer","B6",300,2500,0,107.63,105.83,6,0]
[2040,"PJM_ROR_2_VACAR","PJM_ROR","VACAR","Internal","Summer","B6",300,3000,0,107.63,105.83,6,0]
[2040,"PJM_ROM_2_PJM_E","PJM_ROM","PJM_E","Internal","Summer","B6",300,8000,0,107.62,107.61,0.01,0]
[2040,"PJM_ROM_2_PJM_ROR","PJM_ROM","PJM_ROR","Internal","Summer","B6",300,8000,4838.46,107.62,107.63,0.01,0]
[2040,"SOCO_2_ENT","SOCO","ENT","Internal","Summer","B6",300,2400,0,95.83,105.64,10,0]
[2040,"SOCO_2_FRCC","SOCO","FRCC","Internal","Summer","B6",300,3700,0,95.83,101.2,10,0]
[2040,"SOCO_2_TVA_Transmission","SOCO","TVA_Transmission","Internal","Summer","B6",300,2600,1532.68,95.83,105.83,10,0]
[2040,"SOCO_2_VACAR","SOCO","VACAR","Internal","Summer","B6",300,2000,190.8,95.83,105.83,10,0]
[2040,"SPP_N_2_ENT","SPP_N","ENT","Internal","Summer","B6",300,7346,1833.39,100.64,105.64,5,0]
[2040,"SPP_N_2_MISO_MO-IL","SPP_N","MISO_MO-IL","Internal","Summer","B6",300,3954,1347.06,100.64,105.64,5,0]
[2040,"SPP_N_2_MISO_W","SPP_N","MISO_W","Internal","Summer","B6",300,1000,0,100.64,105.63,5,0]
[2040,"SPP_N_2_NE","SPP_N","NE","Internal","Summer","B6",300,384,0,100.64,100.63,0.01,0]
[2040,"SPP_N_2_SPP_S","SPP_N","SPP_S","Internal","Summer","B6",300,4000,0,100.64,100.64,0.01,0]
[2040,"SPP_S_2_ENT","SPP_S","ENT","Internal","Summer","B6",300,4280,948.28,100.64,105.64,5,0]
[2040,"SPP_S_2_SPP_N","SPP_S","SPP_N","Internal","Summer","B6",300,640,0,100.64,100.64,0.01,0]
[2040,"TVA_2_NonRTO_Midwest","TVA","NonRTO_Midwest","Internal","Summer","B6",300,100,0,105.85,113.66,9,0]
[2040,"TVA_2_SOCO","TVA","SOCO","Internal","Summer","B6",300,500,0,105.85,95.83,9,0]
[2040,"TVA_2_VACAR","TVA","VACAR","Internal","Summer","B6",300,150,0,105.85,105.83,9,0]
[2040,"TVA_Transmission_2_NonRTO_Midwest","TVA_Transmission","NonRTO_Midwest","Internal","Summer","B6",300,700,0,105.83,113.66,9,0]
[2040,"TVA_Transmission_2_SOCO","TVA_Transmission","SOCO","Internal","Summer","B6",300,3200,0,105.83,95.83,9,0]
[2040,"TVA_Transmission_2_TVA","TVA_Transmission","TVA","Internal","Summer","B6",300,99999,1532.68,105.83,105.85,0.01,0]
[2040,"TVA_Transmission_2_VACAR","TVA_Transmission","VACAR","Internal","Summer","B6",300,900,0,105.83,105.83,9,0]
[2040,"VACAR_2_PJM_ROR","VACAR","PJM_ROR","Internal","Summer","B6",300,2000,0,105.83,107.63,7,0]
[2040,"VACAR_2_SOCO","VACAR","SOCO","Internal","Summer","B6",300,3000,0,105.83,95.83,7,0]
[2040,"VACAR_2_TVA_Transmission","VACAR","TVA_Transmission","Internal","Summer","B6",300,900,0,105.83,105.83,7,0]
[2040,"AZ_NM_SNV_Coal_2_SPP_S","AZ_NM_SNV_Coal","SPP_S","External","Summer","B6",300,400,0,108.77,100.64,8.17,0]
[2040,"ERCOT_2_SPP_S","ERCOT","SPP_S","External","Summer","B6",300,800,0,92.99,100.64,8,0]
[2040,"MAPP_US_2_RMPA","MAPP_US","RMPA","External","Summer","B6",300,200,0,98.63,105.63,8,0]
[2040,"NE_2_RMPA","NE","RMPA","External","Summer","B6",300,310,29.39,100.63,105.63,5,0]
[2040,"NWPP_Coal_2_MAPP_US","NWPP_Coal","MAPP_US","External","Summer","B6",300,150,0,99.06,98.63,8,0]
[2040,"RMPA_2_MAPP_US","RMPA","MAPP_US","External","Summer","B6",300,200,0,105.63,98.63,8,0]
[2040,"RMPA_2_NE","RMPA","NE","External","Summer","B6",300,310,0,105.63,100.63,8,0]
[2040,"RMPA_2_SPP_N","RMPA","SPP_N","External","Summer","B6",300,210,0,105.63,100.64,8,0]
[2040,"SPP_N_2_RMPA","SPP_N","RMPA","External","Summer","B6",300,210,0,100.64,105.63,5,0]
[2040,"SPP_S_2_ERCOT","SPP_S","ERCOT","External","Summer","B6",300,800,0,100.64,92.99,5,0]
[2040,"ENT_2_MISO_MO-IL","ENT","MISO_MO-IL","Internal","Summer","B7",400,2260,0,97.98,92.3,8,0]
[2040,"ENT_2_SOCO","ENT","SOCO","Internal","Summer","B7",400,2000,0,97.98,95.83,8,0]
[2040,"ENT_2_TVA_Transmission","ENT","TVA_Transmission","Internal","Summer","B7",400,2100,0,97.98,97.02,8,0]
[2040,"FRCC_2_SOCO","FRCC","SOCO","Internal","Summer","B7",400,900,0,101.2,95.83,8,0]
[2040,"HQ_NEISO_2_NEISO","HQ_NEISO","NEISO","Internal","Summer","B7",400,99999,3658.8,78.42,78.430000000000007,0.01,0]
[2040,"HQ_NY_2_NYISO_A-F","HQ_NY","NYISO_A-F","Internal","Summer","B7",400,99999,2708.49,81.42,81.430000000000007,0.01,0]
[2040,"HQ_IESO_2_IESO","HQ_IESO","IESO","Internal","Summer","B7",400,99999,1823.21,70.989999999999995,71,0.01,0]
[2040,"IESO_2_MAPP_CA","IESO","MAPP_CA","Internal","Summer","B7",400,269,0,71,73.62,7,0]
[2040,"IESO_2_MISO_MI","IESO","MISO_MI","Internal","Summer","B7",400,3125,3125,71,92.29,7,14.29]
[2040,"IESO_2_MISO_W","IESO","MISO_W","Internal","Summer","B7",400,195,195,71,92.29,7,14.29]
[2040,"IESO_2_NYISO_A-F","IESO","NYISO_A-F","Internal","Summer","B7",400,2224,2224,71,81.430000000000007,7,3.43]
[2040,"MAPP_CA_2_IESO","MAPP_CA","IESO","Internal","Summer","B7",400,337,0,73.62,71,8,0]
[2040,"MAPP_CA_2_MAPP_US","MAPP_CA","MAPP_US","Internal","Summer","B7",400,372,372,73.62,85.29,7,4.67]
[2040,"MAPP_CA_2_MISO_W","MAPP_CA","MISO_W","Internal","Summer","B7",400,1970,1970,73.62,92.29,0.01,18.66]
[2040,"MAPP_US_2_MAPP_CA","MAPP_US","MAPP_CA","Internal","Summer","B7",400,165,0,85.29,73.62,7,0]
[2040,"MAPP_US_2_MISO_W","MAPP_US","MISO_W","Internal","Summer","B7",400,2635,1866.09,85.29,92.29,7,0]
[2040,"MAPP_US_2_NE","MAPP_US","NE","Internal","Summer","B7",400,2000,256.08999999999997,85.29,92.29,7,0]
[2040,"MARITIMES_2_NEISO","MARITIMES","NEISO","Internal","Summer","B7",400,99999,1732.23,78.42,78.430000000000007,0.01,0]
[2040,"MISO_IN_2_MISO_MI","MISO_IN","MISO_MI","Internal","Summer","B7",400,5490,0,92.3,92.29,0.01,0]
[2040,"MISO_IN_2_MISO_MO-IL","MISO_IN","MISO_MO-IL","Internal","Summer","B7",400,5000,0,92.3,92.3,0.01,0]
[2040,"MISO_IN_2_NonRTO_Midwest","MISO_IN","NonRTO_Midwest","Internal","Summer","B7",400,4800,52.29,92.3,100.3,8,0]
[2040,"MISO_IN_2_PJM_ROR","MISO_IN","PJM_ROR","Internal","Summer","B7",400,992,0,92.3,94.29,2,0]
[2040,"MISO_MI_2_MISO_IN","MISO_MI","MISO_IN","Internal","Summer","B7",400,2535,746.97,92.29,92.3,0.01,0]
[2040,"MISO_MI_2_MISO_WUMS","MISO_MI","MISO_WUMS","Internal","Summer","B7",400,312,40.049999999999997,92.29,92.3,0.01,0]
[2040,"MISO_MI_2_PJM_ROR","MISO_MI","PJM_ROR","Internal","Summer","B7",400,1424,189.53,92.29,94.29,2,0]
[2040,"MISO_MO-IL_2_ENT","MISO_MO-IL","ENT","Internal","Summer","B7",400,2540,0,92.3,97.98,8,0]
[2040,"MISO_MO-IL_2_MISO_IN","MISO_MO-IL","MISO_IN","Internal","Summer","B7",400,2100,0,92.3,92.3,0.01,0]
[2040,"MISO_MO-IL_2_MISO_W","MISO_MO-IL","MISO_W","Internal","Summer","B7",400,1208,0,92.3,92.29,0.01,0]
[2040,"MISO_MO-IL_2_PJM_ROR","MISO_MO-IL","PJM_ROR","Internal","Summer","B7",400,1212,0,92.3,94.29,2,0]
[2040,"MISO_MO-IL_2_TVA_Transmission","MISO_MO-IL","TVA_Transmission","Internal","Summer","B7",400,4000,0,92.3,97.02,8,0]
[2040,"MISO_W_2_IESO","MISO_W","IESO","Internal","Summer","B7",400,145,0,92.29,71,8,0]
[2040,"MISO_W_2_MAPP_CA","MISO_W","MAPP_CA","Internal","Summer","B7",400,700,0,92.29,73.62,0.01,0]
[2040,"MISO_W_2_MISO_MO-IL","MISO_W","MISO_MO-IL","Internal","Summer","B7",400,4048,1986.82,92.29,92.3,0.01,0]
[2040,"MISO_W_2_MISO_WUMS","MISO_W","MISO_WUMS","Internal","Summer","B7",400,1747,67.78,92.29,92.3,0.01,0]
[2040,"MISO_W_2_PJM_ROR","MISO_W","PJM_ROR","Internal","Summer","B7",400,19839,11786.77,92.29,94.29,2,0]
[2040,"MISO_W_2_SPP_N","MISO_W","SPP_N","Internal","Summer","B7",400,3450,0,92.29,92.98,7,0]
[2040,"MISO_WUMS_2_MISO_MI","MISO_WUMS","MISO_MI","Internal","Summer","B7",400,294,0,92.3,92.29,0.01,0]
[2040,"MISO_WUMS_2_MISO_W","MISO_WUMS","MISO_W","Internal","Summer","B7",400,1255,0,92.3,92.29,0.01,0]
[2040,"MISO_WUMS_2_PJM_ROR","MISO_WUMS","PJM_ROR","Internal","Summer","B7",400,1600,0,92.3,94.29,2,0]
[2040,"NE_2_MAPP_US","NE","MAPP_US","Internal","Summer","B7",400,1600,0,92.29,85.29,5,0]
[2040,"NE_2_MISO_W","NE","MISO_W","Internal","Summer","B7",400,3614,0,92.29,92.29,5,0]
[2040,"NE_2_SPP_N","NE","SPP_N","Internal","Summer","B7",400,1854,1854,92.29,92.98,0.01,0.68]
[2040,"NEISO_2_NYISO_A-F","NEISO","NYISO_A-F","Internal","Summer","B7",400,600,502.36,78.430000000000007,81.430000000000007,3,0]
[2040,"NEISO_2_NYISO_G-I","NEISO","NYISO_G-I","Internal","Summer","B7",400,600,600,78.430000000000007,84.37,3,2.94]
[2040,"NEISO_2_NYISO_J-K","NEISO","NYISO_J-K","Internal","Summer","B7",400,1038,1038,78.430000000000007,84.38,3,2.95]
[2040,"NonRTO_Midwest_2_TVA_Transmission","NonRTO_Midwest","TVA_Transmission","Internal","Summer","B7",400,2400,0,100.3,97.02,8,0]
[2040,"NYISO_A-F_2_NEISO","NYISO_A-F","NEISO","Internal","Summer","B7",400,600,0,81.430000000000007,78.430000000000007,3,0]
[2040,"NYISO_A-F_2_NYISO_G-I","NYISO_A-F","NYISO_G-I","Internal","Summer","B7",400,5266,5266,81.430000000000007,84.37,0.01,2.93]
[2040,"NYISO_A-F_2_PJM_ROM","NYISO_A-F","PJM_ROM","Internal","Summer","B7",400,1000,1000,81.430000000000007,94.28,8,4.84]
[2040,"NYISO_G-I_2_NEISO","NYISO_G-I","NEISO","Internal","Summer","B7",400,600,0,84.37,78.430000000000007,3,0]
[2040,"NYISO_G-I_2_NYISO_J-K","NYISO_G-I","NYISO_J-K","Internal","Summer","B7",400,6130,4717.3500000000004,84.37,84.38,0.01,0]
[2040,"NYISO_G-I_2_PJM_E","NYISO_G-I","PJM_E","Internal","Summer","B7",400,1500,1500,84.37,94.27,8,1.89]
[2040,"NYISO_J-K_2_NEISO","NYISO_J-K","NEISO","Internal","Summer","B7",400,608,0,84.38,78.430000000000007,3,0]
[2040,"NYISO_J-K_2_PJM_E","NYISO_J-K","PJM_E","Internal","Summer","B7",400,330,330,84.38,94.27,8,1.88]
[2040,"PJM_E_2_NYISO_G-I","PJM_E","NYISO_G-I","Internal","Summer","B7",400,500,0,94.27,84.37,6,0]
[2040,"PJM_E_2_NYISO_J-K","PJM_E","NYISO_J-K","Internal","Summer","B7",400,330,0,94.27,84.38,6,0]
[2040,"PJM_E_2_PJM_ROM","PJM_E","PJM_ROM","Internal","Summer","B7",400,8000,2812.94,94.27,94.28,0.01,0]
[2040,"PJM_ROR_2_MISO_IN","PJM_ROR","MISO_IN","Internal","Summer","B7",400,909,0,94.29,92.3,2,0]
[2040,"PJM_ROR_2_MISO_MI","PJM_ROR","MISO_MI","Internal","Summer","B7",400,1305,0,94.29,92.29,2,0]
[2040,"PJM_ROR_2_MISO_MO-IL","PJM_ROR","MISO_MO-IL","Internal","Summer","B7",400,1111,0,94.29,92.3,2,0]
[2040,"PJM_ROR_2_MISO_WUMS","PJM_ROR","MISO_WUMS","Internal","Summer","B7",400,1467,0,94.29,92.3,2,0]
[2040,"PJM_ROR_2_PJM_ROM","PJM_ROR","PJM_ROM","Internal","Summer","B7",400,8000,0,94.29,94.28,0.01,0]
[2040,"PJM_ROR_2_TVA_Transmission","PJM_ROR","TVA_Transmission","Internal","Summer","B7",400,2500,0,94.29,97.02,6,0]
[2040,"PJM_ROR_2_VACAR","PJM_ROR","VACAR","Internal","Summer","B7",400,3000,0,94.29,95.39,6,0]
[2040,"PJM_ROM_2_PJM_E","PJM_ROM","PJM_E","Internal","Summer","B7",400,8000,0,94.28,94.27,0.01,0]
[2040,"PJM_ROM_2_PJM_ROR","PJM_ROM","PJM_ROR","Internal","Summer","B7",400,8000,5112.16,94.28,94.29,0.01,0]
[2040,"SOCO_2_ENT","SOCO","ENT","Internal","Summer","B7",400,2400,0,95.83,97.98,10,0]
[2040,"SOCO_2_FRCC","SOCO","FRCC","Internal","Summer","B7",400,3700,0,95.83,101.2,10,0]
[2040,"SOCO_2_TVA_Transmission","SOCO","TVA_Transmission","Internal","Summer","B7",400,2600,0,95.83,97.02,10,0]
[2040,"SOCO_2_VACAR","SOCO","VACAR","Internal","Summer","B7",400,2000,0,95.83,95.39,10,0]
[2040,"SPP_N_2_ENT","SPP_N","ENT","Internal","Summer","B7",400,7346,1836.57,92.98,97.98,5,0]
[2040,"SPP_N_2_MISO_MO-IL","SPP_N","MISO_MO-IL","Internal","Summer","B7",400,3954,0,92.98,92.3,5,0]
[2040,"SPP_N_2_MISO_W","SPP_N","MISO_W","Internal","Summer","B7",400,1000,0,92.98,92.29,5,0]
[2040,"SPP_N_2_NE","SPP_N","NE","Internal","Summer","B7",400,384,0,92.98,92.29,0.01,0]
[2040,"SPP_N_2_SPP_S","SPP_N","SPP_S","Internal","Summer","B7",400,4000,2930.11,92.98,92.99,0.01,0]
[2040,"SPP_S_2_ENT","SPP_S","ENT","Internal","Summer","B7",400,4280,0,92.99,97.98,5,0]
[2040,"SPP_S_2_SPP_N","SPP_S","SPP_N","Internal","Summer","B7",400,640,0,92.99,92.98,0.01,0]
[2040,"TVA_2_NonRTO_Midwest","TVA","NonRTO_Midwest","Internal","Summer","B7",400,100,0,94.83,100.3,9,0]
[2040,"TVA_2_SOCO","TVA","SOCO","Internal","Summer","B7",400,500,0,94.83,95.83,9,0]
[2040,"TVA_2_VACAR","TVA","VACAR","Internal","Summer","B7",400,150,0,94.83,95.39,9,0]
[2040,"TVA_Transmission_2_NonRTO_Midwest","TVA_Transmission","NonRTO_Midwest","Internal","Summer","B7",400,700,0,97.02,100.3,9,0]
[2040,"TVA_Transmission_2_SOCO","TVA_Transmission","SOCO","Internal","Summer","B7",400,3200,0,97.02,95.83,9,0]
[2040,"TVA_Transmission_2_TVA","TVA_Transmission","TVA","Internal","Summer","B7",400,99999,0,97.02,94.83,0.01,0]
[2040,"TVA_Transmission_2_VACAR","TVA_Transmission","VACAR","Internal","Summer","B7",400,900,0,97.02,95.39,9,0]
[2040,"VACAR_2_PJM_ROR","VACAR","PJM_ROR","Internal","Summer","B7",400,2000,0,95.39,94.29,7,0]
[2040,"VACAR_2_SOCO","VACAR","SOCO","Internal","Summer","B7",400,3000,0,95.39,95.83,7,0]
[2040,"VACAR_2_TVA_Transmission","VACAR","TVA_Transmission","Internal","Summer","B7",400,900,0,95.39,97.02,7,0]
[2040,"AZ_NM_SNV_Coal_2_SPP_S","AZ_NM_SNV_Coal","SPP_S","External","Summer","B7",400,400,0,107.23,92.99,8.17,0]
[2040,"ERCOT_2_SPP_S","ERCOT","SPP_S","External","Summer","B7",400,800,0,92.99,92.99,8,0]
[2040,"MAPP_US_2_RMPA","MAPP_US","RMPA","External","Summer","B7",400,200,200,85.29,100.02,8,6.73]
[2040,"NE_2_RMPA","NE","RMPA","External","Summer","B7",400,310,310,92.29,100.02,5,2.73]
[2040,"NWPP_Coal_2_MAPP_US","NWPP_Coal","MAPP_US","External","Summer","B7",400,150,0,99.06,85.29,8,0]
[2040,"RMPA_2_MAPP_US","RMPA","MAPP_US","External","Summer","B7",400,200,0,100.02,85.29,8,0]
[2040,"RMPA_2_NE","RMPA","NE","External","Summer","B7",400,310,0,100.02,92.29,8,0]
[2040,"RMPA_2_SPP_N","RMPA","SPP_N","External","Summer","B7",400,210,0,100.02,92.98,8,0]
[2040,"SPP_N_2_RMPA","SPP_N","RMPA","External","Summer","B7",400,210,210,92.98,100.02,5,2.04]
[2040,"SPP_S_2_ERCOT","SPP_S","ERCOT","External","Summer","B7",400,800,0,92.99,92.99,5,0]
[2040,"ENT_2_MISO_MO-IL","ENT","MISO_MO-IL","Internal","Summer","B8",500,2260,0,96.31,88.31,8,0]
[2040,"ENT_2_SOCO","ENT","SOCO","Internal","Summer","B8",500,2000,0,96.31,95.83,8,0]
[2040,"ENT_2_TVA_Transmission","ENT","TVA_Transmission","Internal","Summer","B8",500,2100,0,96.31,94.81,8,0]
[2040,"FRCC_2_SOCO","FRCC","SOCO","Internal","Summer","B8",500,900,0,101.2,95.83,8,0]
[2040,"HQ_NEISO_2_NEISO","HQ_NEISO","NEISO","Internal","Summer","B8",500,99999,3614.05,78.42,78.430000000000007,0.01,0]
[2040,"HQ_NY_2_NYISO_A-F","HQ_NY","NYISO_A-F","Internal","Summer","B8",500,99999,2642.7,81.42,81.430000000000007,0.01,0]
[2040,"HQ_IESO_2_IESO","HQ_IESO","IESO","Internal","Summer","B8",500,99999,1760.86,70.989999999999995,71,0.01,0]
[2040,"IESO_2_MAPP_CA","IESO","MAPP_CA","Internal","Summer","B8",500,269,0,71,73.62,7,0]
[2040,"IESO_2_MISO_MI","IESO","MISO_MI","Internal","Summer","B8",500,3125,3125,71,88.33,7,10.33]
[2040,"IESO_2_MISO_W","IESO","MISO_W","Internal","Summer","B8",500,195,195,71,87.62,7,9.6199999999999992]
[2040,"IESO_2_NYISO_A-F","IESO","NYISO_A-F","Internal","Summer","B8",500,2224,2224,71,81.430000000000007,7,3.43]
[2040,"MAPP_CA_2_IESO","MAPP_CA","IESO","Internal","Summer","B8",500,337,0,73.62,71,8,0]
[2040,"MAPP_CA_2_MAPP_US","MAPP_CA","MAPP_US","Internal","Summer","B8",500,372,132.37,73.62,80.62,7,0]
[2040,"MAPP_CA_2_MISO_W","MAPP_CA","MISO_W","Internal","Summer","B8",500,1970,1970,73.62,87.62,0.01,13.99]
[2040,"MAPP_US_2_MAPP_CA","MAPP_US","MAPP_CA","Internal","Summer","B8",500,165,0,80.62,73.62,7,0]
[2040,"MAPP_US_2_MISO_W","MAPP_US","MISO_W","Internal","Summer","B8",500,2635,2452.92,80.62,87.62,7,0]
[2040,"MAPP_US_2_NE","MAPP_US","NE","Internal","Summer","B8",500,2000,0,80.62,82.62,7,0]
[2040,"MARITIMES_2_NEISO","MARITIMES","NEISO","Internal","Summer","B8",500,99999,1712.1,78.42,78.430000000000007,0.01,0]
[2040,"MISO_IN_2_MISO_MI","MISO_IN","MISO_MI","Internal","Summer","B8",500,5490,217.11,88.32,88.33,0.01,0]
[2040,"MISO_IN_2_MISO_MO-IL","MISO_IN","MISO_MO-IL","Internal","Summer","B8",500,5000,0,88.32,88.31,0.01,0]
[2040,"MISO_IN_2_NonRTO_Midwest","MISO_IN","NonRTO_Midwest","Internal","Summer","B8",500,4800,0,88.32,86.81,8,0]
[2040,"MISO_IN_2_PJM_ROR","MISO_IN","PJM_ROR","Internal","Summer","B8",500,992,0,88.32,89.62,2,0]
[2040,"MISO_MI_2_MISO_IN","MISO_MI","MISO_IN","Internal","Summer","B8",500,2535,0,88.33,88.32,0.01,0]
[2040,"MISO_MI_2_MISO_WUMS","MISO_MI","MISO_WUMS","Internal","Summer","B8",500,312,312,88.33,89.8,0.01,1.46]
[2040,"MISO_MI_2_PJM_ROR","MISO_MI","PJM_ROR","Internal","Summer","B8",500,1424,0,88.33,89.62,2,0]
[2040,"MISO_MO-IL_2_ENT","MISO_MO-IL","ENT","Internal","Summer","B8",500,2540,1850.63,88.31,96.31,8,0]
[2040,"MISO_MO-IL_2_MISO_IN","MISO_MO-IL","MISO_IN","Internal","Summer","B8",500,2100,753.72,88.31,88.32,0.01,0]
[2040,"MISO_MO-IL_2_MISO_W","MISO_MO-IL","MISO_W","Internal","Summer","B8",500,1208,0,88.31,87.62,0.01,0]
[2040,"MISO_MO-IL_2_PJM_ROR","MISO_MO-IL","PJM_ROR","Internal","Summer","B8",500,1212,0,88.31,89.62,2,0]
[2040,"MISO_MO-IL_2_TVA_Transmission","MISO_MO-IL","TVA_Transmission","Internal","Summer","B8",500,4000,0,88.31,94.81,8,0]
[2040,"MISO_W_2_IESO","MISO_W","IESO","Internal","Summer","B8",500,145,0,87.62,71,8,0]
[2040,"MISO_W_2_MAPP_CA","MISO_W","MAPP_CA","Internal","Summer","B8",500,700,0,87.62,73.62,0.01,0]
[2040,"MISO_W_2_MISO_MO-IL","MISO_W","MISO_MO-IL","Internal","Summer","B8",500,4048,4048,87.62,88.31,0.01,0.67]
[2040,"MISO_W_2_MISO_WUMS","MISO_W","MISO_WUMS","Internal","Summer","B8",500,1747,1747,87.62,89.8,0.01,2.16]
[2040,"MISO_W_2_PJM_ROR","MISO_W","PJM_ROR","Internal","Summer","B8",500,19839,14627.54,87.62,89.62,2,0]
[2040,"MISO_W_2_SPP_N","MISO_W","SPP_N","Internal","Summer","B8",500,3450,0,87.62,91.31,7,0]
[2040,"MISO_WUMS_2_MISO_MI","MISO_WUMS","MISO_MI","Internal","Summer","B8",500,294,0,89.8,88.33,0.01,0]
[2040,"MISO_WUMS_2_MISO_W","MISO_WUMS","MISO_W","Internal","Summer","B8",500,1255,0,89.8,87.62,0.01,0]
[2040,"MISO_WUMS_2_PJM_ROR","MISO_WUMS","PJM_ROR","Internal","Summer","B8",500,1600,0,89.8,89.62,2,0]
[2040,"NE_2_MAPP_US","NE","MAPP_US","Internal","Summer","B8",500,1600,0,82.62,80.62,5,0]
[2040,"NE_2_MISO_W","NE","MISO_W","Internal","Summer","B8",500,3614,802.24,82.62,87.62,5,0]
[2040,"NE_2_SPP_N","NE","SPP_N","Internal","Summer","B8",500,1854,1854,82.62,91.31,0.01,8.67]
[2040,"NEISO_2_NYISO_A-F","NEISO","NYISO_A-F","Internal","Summer","B8",500,600,97.58,78.430000000000007,81.430000000000007,3,0]
[2040,"NEISO_2_NYISO_G-I","NEISO","NYISO_G-I","Internal","Summer","B8",500,600,600,78.430000000000007,81.59,3,0.15]
[2040,"NEISO_2_NYISO_J-K","NEISO","NYISO_J-K","Internal","Summer","B8",500,1038,1038,78.430000000000007,81.599999999999994,3,0.16]
[2040,"NonRTO_Midwest_2_TVA_Transmission","NonRTO_Midwest","TVA_Transmission","Internal","Summer","B8",500,2400,400.47,86.81,94.81,8,0]
[2040,"NYISO_A-F_2_NEISO","NYISO_A-F","NEISO","Internal","Summer","B8",500,600,0,81.430000000000007,78.430000000000007,3,0]
[2040,"NYISO_A-F_2_NYISO_G-I","NYISO_A-F","NYISO_G-I","Internal","Summer","B8",500,5266,5266,81.430000000000007,81.59,0.01,0.14000000000000001]
[2040,"NYISO_A-F_2_PJM_ROM","NYISO_A-F","PJM_ROM","Internal","Summer","B8",500,1000,1000,81.430000000000007,89.61,8,0.18]
[2040,"NYISO_G-I_2_NEISO","NYISO_G-I","NEISO","Internal","Summer","B8",500,600,0,81.59,78.430000000000007,3,0]
[2040,"NYISO_G-I_2_NYISO_J-K","NYISO_G-I","NYISO_J-K","Internal","Summer","B8",500,6130,4857.96,81.59,81.599999999999994,0.01,0]
[2040,"NYISO_G-I_2_PJM_E","NYISO_G-I","PJM_E","Internal","Summer","B8",500,1500,1500,81.59,89.6,8,0.01]
[2040,"NYISO_J-K_2_NEISO","NYISO_J-K","NEISO","Internal","Summer","B8",500,608,0,81.599999999999994,78.430000000000007,3,0]
[2040,"NYISO_J-K_2_PJM_E","NYISO_J-K","PJM_E","Internal","Summer","B8",500,330,301.31,81.599999999999994,89.6,8,0]
[2040,"PJM_E_2_NYISO_G-I","PJM_E","NYISO_G-I","Internal","Summer","B8",500,500,0,89.6,81.59,6,0]
[2040,"PJM_E_2_NYISO_J-K","PJM_E","NYISO_J-K","Internal","Summer","B8",500,330,0,89.6,81.599999999999994,6,0]
[2040,"PJM_E_2_PJM_ROM","PJM_E","PJM_ROM","Internal","Summer","B8",500,8000,4004.54,89.6,89.61,0.01,0]
[2040,"PJM_ROR_2_MISO_IN","PJM_ROR","MISO_IN","Internal","Summer","B8",500,909,0,89.62,88.32,2,0]
[2040,"PJM_ROR_2_MISO_MI","PJM_ROR","MISO_MI","Internal","Summer","B8",500,1305,0,89.62,88.33,2,0]
[2040,"PJM_ROR_2_MISO_MO-IL","PJM_ROR","MISO_MO-IL","Internal","Summer","B8",500,1111,0,89.62,88.31,2,0]
[2040,"PJM_ROR_2_MISO_WUMS","PJM_ROR","MISO_WUMS","Internal","Summer","B8",500,1467,0,89.62,89.8,2,0]
[2040,"PJM_ROR_2_PJM_ROM","PJM_ROR","PJM_ROM","Internal","Summer","B8",500,8000,0,89.62,89.61,0.01,0]
[2040,"PJM_ROR_2_TVA_Transmission","PJM_ROR","TVA_Transmission","Internal","Summer","B8",500,2500,0,89.62,94.81,6,0]
[2040,"PJM_ROR_2_VACAR","PJM_ROR","VACAR","Internal","Summer","B8",500,3000,0,89.62,88.83,6,0]
[2040,"PJM_ROM_2_PJM_E","PJM_ROM","PJM_E","Internal","Summer","B8",500,8000,0,89.61,89.6,0.01,0]
[2040,"PJM_ROM_2_PJM_ROR","PJM_ROM","PJM_ROR","Internal","Summer","B8",500,8000,5550.02,89.61,89.62,0.01,0]
[2040,"SOCO_2_ENT","SOCO","ENT","Internal","Summer","B8",500,2400,0,95.83,96.31,10,0]
[2040,"SOCO_2_FRCC","SOCO","FRCC","Internal","Summer","B8",500,3700,0,95.83,101.2,10,0]
[2040,"SOCO_2_TVA_Transmission","SOCO","TVA_Transmission","Internal","Summer","B8",500,2600,0,95.83,94.81,10,0]
[2040,"SOCO_2_VACAR","SOCO","VACAR","Internal","Summer","B8",500,2000,0,95.83,88.83,10,0]
[2040,"SPP_N_2_ENT","SPP_N","ENT","Internal","Summer","B8",500,7346,3143.66,91.31,96.31,5,0]
[2040,"SPP_N_2_MISO_MO-IL","SPP_N","MISO_MO-IL","Internal","Summer","B8",500,3954,0,91.31,88.31,5,0]
[2040,"SPP_N_2_MISO_W","SPP_N","MISO_W","Internal","Summer","B8",500,1000,0,91.31,87.62,5,0]
[2040,"SPP_N_2_NE","SPP_N","NE","Internal","Summer","B8",500,384,0,91.31,82.62,0.01,0]
[2040,"SPP_N_2_SPP_S","SPP_N","SPP_S","Internal","Summer","B8",500,4000,4000,91.31,92.78,0.01,1.46]
[2040,"SPP_S_2_ENT","SPP_S","ENT","Internal","Summer","B8",500,4280,0,92.78,96.31,5,0]
[2040,"SPP_S_2_SPP_N","SPP_S","SPP_N","Internal","Summer","B8",500,640,0,92.78,91.31,0.01,0]
[2040,"TVA_2_NonRTO_Midwest","TVA","NonRTO_Midwest","Internal","Summer","B8",500,100,0,94.83,86.81,9,0]
[2040,"TVA_2_SOCO","TVA","SOCO","Internal","Summer","B8",500,500,0,94.83,95.83,9,0]
[2040,"TVA_2_VACAR","TVA","VACAR","Internal","Summer","B8",500,150,0,94.83,88.83,9,0]
[2040,"TVA_Transmission_2_NonRTO_Midwest","TVA_Transmission","NonRTO_Midwest","Internal","Summer","B8",500,700,0,94.81,86.81,9,0]
[2040,"TVA_Transmission_2_SOCO","TVA_Transmission","SOCO","Internal","Summer","B8",500,3200,0,94.81,95.83,9,0]
[2040,"TVA_Transmission_2_TVA","TVA_Transmission","TVA","Internal","Summer","B8",500,99999,400.47,94.81,94.83,0.01,0]
[2040,"TVA_Transmission_2_VACAR","TVA_Transmission","VACAR","Internal","Summer","B8",500,900,0,94.81,88.83,9,0]
[2040,"VACAR_2_PJM_ROR","VACAR","PJM_ROR","Internal","Summer","B8",500,2000,0,88.83,89.62,7,0]
[2040,"VACAR_2_SOCO","VACAR","SOCO","Internal","Summer","B8",500,3000,2196.7600000000002,88.83,95.83,7,0]
[2040,"VACAR_2_TVA_Transmission","VACAR","TVA_Transmission","Internal","Summer","B8",500,900,0,88.83,94.81,7,0]
[2040,"AZ_NM_SNV_Coal_2_SPP_S","AZ_NM_SNV_Coal","SPP_S","External","Summer","B8",500,400,0,99.07,92.78,8.17,0]
[2040,"ERCOT_2_SPP_S","ERCOT","SPP_S","External","Summer","B8",500,800,0,92.99,92.78,8,0]
[2040,"MAPP_US_2_RMPA","MAPP_US","RMPA","External","Summer","B8",500,200,200,80.62,100.02,8,11.39]
[2040,"NE_2_RMPA","NE","RMPA","External","Summer","B8",500,310,310,82.62,100.02,5,12.39]
[2040,"NWPP_Coal_2_MAPP_US","NWPP_Coal","MAPP_US","External","Summer","B8",500,150,0,99.06,80.62,8,0]
[2040,"RMPA_2_MAPP_US","RMPA","MAPP_US","External","Summer","B8",500,200,0,100.02,80.62,8,0]
[2040,"RMPA_2_NE","RMPA","NE","External","Summer","B8",500,310,0,100.02,82.62,8,0]
[2040,"RMPA_2_SPP_N","RMPA","SPP_N","External","Summer","B8",500,210,0,100.02,91.31,8,0]
[2040,"SPP_N_2_RMPA","SPP_N","RMPA","External","Summer","B8",500,210,210,91.31,100.02,5,3.71]
[2040,"SPP_S_2_ERCOT","SPP_S","ERCOT","External","Summer","B8",500,800,0,92.78,92.99,5,0]
[2040,"ENT_2_MISO_MO-IL","ENT","MISO_MO-IL","Internal","Summer","B9",800,2260,0,93.06,81.55,8,0]
[2040,"ENT_2_SOCO","ENT","SOCO","Internal","Summer","B9",800,2000,0,93.06,86.23,8,0]
[2040,"ENT_2_TVA_Transmission","ENT","TVA_Transmission","Internal","Summer","B9",800,2100,0,93.06,89.53,8,0]
[2040,"FRCC_2_SOCO","FRCC","SOCO","Internal","Summer","B9",800,900,0,87.48,86.23,8,0]
[2040,"HQ_NEISO_2_NEISO","HQ_NEISO","NEISO","Internal","Summer","B9",800,99999,3559.23,76.22,76.239999999999995,0.01,0]
[2040,"HQ_NY_2_NYISO_A-F","HQ_NY","NYISO_A-F","Internal","Summer","B9",800,99999,2553.54,79.2,79.209999999999994,0.01,0]
[2040,"HQ_IESO_2_IESO","HQ_IESO","IESO","Internal","Summer","B9",800,99999,1692.97,70.989999999999995,71,0.01,0]
[2040,"IESO_2_MAPP_CA","IESO","MAPP_CA","Internal","Summer","B9",800,269,0,71,73.62,7,0]
[2040,"IESO_2_MISO_MI","IESO","MISO_MI","Internal","Summer","B9",800,3125,3125,71,81.53,7,3.53]
[2040,"IESO_2_MISO_W","IESO","MISO_W","Internal","Summer","B9",800,195,195,71,81.53,7,3.53]
[2040,"IESO_2_NYISO_A-F","IESO","NYISO_A-F","Internal","Summer","B9",800,2224,2224,71,79.209999999999994,7,1.21]
[2040,"MAPP_CA_2_IESO","MAPP_CA","IESO","Internal","Summer","B9",800,337,0,73.62,71,8,0]
[2040,"MAPP_CA_2_MAPP_US","MAPP_CA","MAPP_US","Internal","Summer","B9",800,372,0,73.62,74.53,7,0]
[2040,"MAPP_CA_2_MISO_W","MAPP_CA","MISO_W","Internal","Summer","B9",800,1970,1970,73.62,81.53,0.01,7.9]
[2040,"MAPP_US_2_MAPP_CA","MAPP_US","MAPP_CA","Internal","Summer","B9",800,165,0,74.53,73.62,7,0]
[2040,"MAPP_US_2_MISO_W","MAPP_US","MISO_W","Internal","Summer","B9",800,2635,1719.03,74.53,81.53,7,0]
[2040,"MAPP_US_2_NE","MAPP_US","NE","Internal","Summer","B9",800,2000,0,74.53,76.53,7,0]
[2040,"MARITIMES_2_NEISO","MARITIMES","NEISO","Internal","Summer","B9",800,99999,1687.45,76.22,76.239999999999995,0.01,0]
[2040,"MISO_IN_2_MISO_MI","MISO_IN","MISO_MI","Internal","Summer","B9",800,5490,0,81.53,81.53,0.01,0]
[2040,"MISO_IN_2_MISO_MO-IL","MISO_IN","MISO_MO-IL","Internal","Summer","B9",800,5000,372.22,81.53,81.55,0.01,0]
[2040,"MISO_IN_2_NonRTO_Midwest","MISO_IN","NonRTO_Midwest","Internal","Summer","B9",800,4800,0,81.53,81.67,8,0]
[2040,"MISO_IN_2_PJM_ROR","MISO_IN","PJM_ROR","Internal","Summer","B9",800,992,256.02999999999997,81.53,83.53,2,0]
[2040,"MISO_MI_2_MISO_IN","MISO_MI","MISO_IN","Internal","Summer","B9",800,2535,0,81.53,81.53,0.01,0]
[2040,"MISO_MI_2_MISO_WUMS","MISO_MI","MISO_WUMS","Internal","Summer","B9",800,312,218.91,81.53,81.55,0.01,0]
[2040,"MISO_MI_2_PJM_ROR","MISO_MI","PJM_ROR","Internal","Summer","B9",800,1424,828.14,81.53,83.53,2,0]
[2040,"MISO_MO-IL_2_ENT","MISO_MO-IL","ENT","Internal","Summer","B9",800,2540,2540,81.55,93.06,8,3.51]
[2040,"MISO_MO-IL_2_MISO_IN","MISO_MO-IL","MISO_IN","Internal","Summer","B9",800,2100,0,81.55,81.53,0.01,0]
[2040,"MISO_MO-IL_2_MISO_W","MISO_MO-IL","MISO_W","Internal","Summer","B9",800,1208,0,81.55,81.53,0.01,0]
[2040,"MISO_MO-IL_2_PJM_ROR","MISO_MO-IL","PJM_ROR","Internal","Summer","B9",800,1212,0,81.55,83.53,2,0]
[2040,"MISO_MO-IL_2_TVA_Transmission","MISO_MO-IL","TVA_Transmission","Internal","Summer","B9",800,4000,0,81.55,89.53,8,0]
[2040,"MISO_W_2_IESO","MISO_W","IESO","Internal","Summer","B9",800,145,0,81.53,71,8,0]
[2040,"MISO_W_2_MAPP_CA","MISO_W","MAPP_CA","Internal","Summer","B9",800,700,0,81.53,73.62,0.01,0]
[2040,"MISO_W_2_MISO_MO-IL","MISO_W","MISO_MO-IL","Internal","Summer","B9",800,4048,2336.9299999999998,81.53,81.55,0.01,0]
[2040,"MISO_W_2_MISO_WUMS","MISO_W","MISO_WUMS","Internal","Summer","B9",800,1747,1575.46,81.53,81.55,0.01,0]
[2040,"MISO_W_2_PJM_ROR","MISO_W","PJM_ROR","Internal","Summer","B9",800,19839,16266.8,81.53,83.53,2,0]
[2040,"MISO_W_2_SPP_N","MISO_W","SPP_N","Internal","Summer","B9",800,3450,0,81.53,88.06,7,0]
[2040,"MISO_WUMS_2_MISO_MI","MISO_WUMS","MISO_MI","Internal","Summer","B9",800,294,0,81.55,81.53,0.01,0]
[2040,"MISO_WUMS_2_MISO_W","MISO_WUMS","MISO_W","Internal","Summer","B9",800,1255,0,81.55,81.53,0.01,0]
[2040,"MISO_WUMS_2_PJM_ROR","MISO_WUMS","PJM_ROR","Internal","Summer","B9",800,1600,0,81.55,83.53,2,0]
[2040,"NE_2_MAPP_US","NE","MAPP_US","Internal","Summer","B9",800,1600,0,76.53,74.53,5,0]
[2040,"NE_2_MISO_W","NE","MISO_W","Internal","Summer","B9",800,3614,624.61,76.53,81.53,5,0]
[2040,"NE_2_SPP_N","NE","SPP_N","Internal","Summer","B9",800,1854,1854,76.53,88.06,0.01,11.51]
[2040,"NEISO_2_NYISO_A-F","NEISO","NYISO_A-F","Internal","Summer","B9",800,600,0,76.239999999999995,79.209999999999994,3,0]
[2040,"NEISO_2_NYISO_G-I","NEISO","NYISO_G-I","Internal","Summer","B9",800,600,0,76.239999999999995,79.22,3,0]
[2040,"NEISO_2_NYISO_J-K","NEISO","NYISO_J-K","Internal","Summer","B9",800,1038,873.99,76.239999999999995,79.239999999999995,3,0]
[2040,"NonRTO_Midwest_2_TVA_Transmission","NonRTO_Midwest","TVA_Transmission","Internal","Summer","B9",800,2400,0,81.67,89.53,8,0]
[2040,"NYISO_A-F_2_NEISO","NYISO_A-F","NEISO","Internal","Summer","B9",800,600,0,79.209999999999994,76.239999999999995,3,0]
[2040,"NYISO_A-F_2_NYISO_G-I","NYISO_A-F","NYISO_G-I","Internal","Summer","B9",800,5266,4768.9799999999996,79.209999999999994,79.22,0.01,0]
[2040,"NYISO_A-F_2_PJM_ROM","NYISO_A-F","PJM_ROM","Internal","Summer","B9",800,1000,0,79.209999999999994,83.52,8,0]
[2040,"NYISO_G-I_2_NEISO","NYISO_G-I","NEISO","Internal","Summer","B9",800,600,0,79.22,76.239999999999995,3,0]
[2040,"NYISO_G-I_2_NYISO_J-K","NYISO_G-I","NYISO_J-K","Internal","Summer","B9",800,6130,4393.8,79.22,79.239999999999995,0.01,0]
[2040,"NYISO_G-I_2_PJM_E","NYISO_G-I","PJM_E","Internal","Summer","B9",800,1500,0,79.22,83.51,8,0]
[2040,"NYISO_J-K_2_NEISO","NYISO_J-K","NEISO","Internal","Summer","B9",800,608,0,79.239999999999995,76.239999999999995,3,0]
[2040,"NYISO_J-K_2_PJM_E","NYISO_J-K","PJM_E","Internal","Summer","B9",800,330,0,79.239999999999995,83.51,8,0]
[2040,"PJM_E_2_NYISO_G-I","PJM_E","NYISO_G-I","Internal","Summer","B9",800,500,0,83.51,79.22,6,0]
[2040,"PJM_E_2_NYISO_J-K","PJM_E","NYISO_J-K","Internal","Summer","B9",800,330,0,83.51,79.239999999999995,6,0]
[2040,"PJM_E_2_PJM_ROM","PJM_E","PJM_ROM","Internal","Summer","B9",800,8000,651.23,83.51,83.52,0.01,0]
[2040,"PJM_ROR_2_MISO_IN","PJM_ROR","MISO_IN","Internal","Summer","B9",800,909,0,83.53,81.53,2,0]
[2040,"PJM_ROR_2_MISO_MI","PJM_ROR","MISO_MI","Internal","Summer","B9",800,1305,0,83.53,81.53,2,0]
[2040,"PJM_ROR_2_MISO_MO-IL","PJM_ROR","MISO_MO-IL","Internal","Summer","B9",800,1111,0,83.53,81.55,2,0]
[2040,"PJM_ROR_2_MISO_WUMS","PJM_ROR","MISO_WUMS","Internal","Summer","B9",800,1467,0,83.53,81.55,2,0]
[2040,"PJM_ROR_2_PJM_ROM","PJM_ROR","PJM_ROM","Internal","Summer","B9",800,8000,0,83.53,83.52,0.01,0]
[2040,"PJM_ROR_2_TVA_Transmission","PJM_ROR","TVA_Transmission","Internal","Summer","B9",800,2500,791.31,83.53,89.53,6,0]
[2040,"PJM_ROR_2_VACAR","PJM_ROR","VACAR","Internal","Summer","B9",800,3000,0,83.53,82.53,6,0]
[2040,"PJM_ROM_2_PJM_E","PJM_ROM","PJM_E","Internal","Summer","B9",800,8000,0,83.52,83.51,0.01,0]
[2040,"PJM_ROM_2_PJM_ROR","PJM_ROM","PJM_ROR","Internal","Summer","B9",800,8000,13.57,83.52,83.53,0.01,0]
[2040,"SOCO_2_ENT","SOCO","ENT","Internal","Summer","B9",800,2400,0,86.23,93.06,10,0]
[2040,"SOCO_2_FRCC","SOCO","FRCC","Internal","Summer","B9",800,3700,0,86.23,87.48,10,0]
[2040,"SOCO_2_TVA_Transmission","SOCO","TVA_Transmission","Internal","Summer","B9",800,2600,0,86.23,89.53,10,0]
[2040,"SOCO_2_VACAR","SOCO","VACAR","Internal","Summer","B9",800,2000,0,86.23,82.53,10,0]
[2040,"SPP_N_2_ENT","SPP_N","ENT","Internal","Summer","B9",800,7346,5227.25,88.06,93.06,5,0]
[2040,"SPP_N_2_MISO_MO-IL","SPP_N","MISO_MO-IL","Internal","Summer","B9",800,3954,0,88.06,81.55,5,0]
[2040,"SPP_N_2_MISO_W","SPP_N","MISO_W","Internal","Summer","B9",800,1000,0,88.06,81.53,5,0]
[2040,"SPP_N_2_NE","SPP_N","NE","Internal","Summer","B9",800,384,0,88.06,76.53,0.01,0]
[2040,"SPP_N_2_SPP_S","SPP_N","SPP_S","Internal","Summer","B9",800,4000,2996.79,88.06,88.07,0.01,0]
[2040,"SPP_S_2_ENT","SPP_S","ENT","Internal","Summer","B9",800,4280,0,88.07,93.06,5,0]
[2040,"SPP_S_2_SPP_N","SPP_S","SPP_N","Internal","Summer","B9",800,640,0,88.07,88.06,0.01,0]
[2040,"TVA_2_NonRTO_Midwest","TVA","NonRTO_Midwest","Internal","Summer","B9",800,100,0,89.55,81.67,9,0]
[2040,"TVA_2_SOCO","TVA","SOCO","Internal","Summer","B9",800,500,0,89.55,86.23,9,0]
[2040,"TVA_2_VACAR","TVA","VACAR","Internal","Summer","B9",800,150,0,89.55,82.53,9,0]
[2040,"TVA_Transmission_2_NonRTO_Midwest","TVA_Transmission","NonRTO_Midwest","Internal","Summer","B9",800,700,0,89.53,81.67,9,0]
[2040,"TVA_Transmission_2_SOCO","TVA_Transmission","SOCO","Internal","Summer","B9",800,3200,0,89.53,86.23,9,0]
[2040,"TVA_Transmission_2_TVA","TVA_Transmission","TVA","Internal","Summer","B9",800,99999,950.89,89.53,89.55,0.01,0]
[2040,"TVA_Transmission_2_VACAR","TVA_Transmission","VACAR","Internal","Summer","B9",800,900,0,89.53,82.53,9,0]
[2040,"VACAR_2_PJM_ROR","VACAR","PJM_ROR","Internal","Summer","B9",800,2000,0,82.53,83.53,7,0]
[2040,"VACAR_2_SOCO","VACAR","SOCO","Internal","Summer","B9",800,3000,0,82.53,86.23,7,0]
[2040,"VACAR_2_TVA_Transmission","VACAR","TVA_Transmission","Internal","Summer","B9",800,900,159.58000000000001,82.53,89.53,7,0]
[2040,"AZ_NM_SNV_Coal_2_SPP_S","AZ_NM_SNV_Coal","SPP_S","External","Summer","B9",800,400,0,94.43,88.07,8.17,0]
[2040,"ERCOT_2_SPP_S","ERCOT","SPP_S","External","Summer","B9",800,800,0,92.99,88.07,8,0]
[2040,"MAPP_US_2_RMPA","MAPP_US","RMPA","External","Summer","B9",800,200,200,74.53,90.9,8,8.36]
[2040,"NE_2_RMPA","NE","RMPA","External","Summer","B9",800,310,310,76.53,90.9,5,9.36]
[2040,"NWPP_Coal_2_MAPP_US","NWPP_Coal","MAPP_US","External","Summer","B9",800,150,0,99.06,74.53,8,0]
[2040,"RMPA_2_MAPP_US","RMPA","MAPP_US","External","Summer","B9",800,200,0,90.9,74.53,8,0]
[2040,"RMPA_2_NE","RMPA","NE","External","Summer","B9",800,310,0,90.9,76.53,8,0]
[2040,"RMPA_2_SPP_N","RMPA","SPP_N","External","Summer","B9",800,210,0,90.9,88.06,8,0]
[2040,"SPP_N_2_RMPA","SPP_N","RMPA","External","Summer","B9",800,210,0,88.06,90.9,5,0]
[2040,"SPP_S_2_ERCOT","SPP_S","ERCOT","External","Summer","B9",800,800,0,88.07,92.99,5,0]

{"sheet":"Scenario 2","index":1,"n_rows":11763,"n_cols":14,"rows_kept":4500,"cut":true,"hidden":false,"merged":[],"bounds":{"rows_first":2000,"rows_last":500,"rows_between":2000,"halvings":0}}
[null,null,null,null,null,null,null,null,null,null,null,null,"$/MW"]
[null,null,null,null,null,null,null,null,null,null,"$/MWh","$/MWh","Wheel+","$/MWh"]
["Year","Line","From","To","Internal/External","Season","Block","Duration","Transfer Limit","MW flow","From price","To price","Friction","Shadow Price"]
[2015,"ENT_2_SOCO","ENT","SOCO","Internal","Summer","B1",10,2000,0,60.8,66.430000000000007,8,0]
[2015,"ENT_2_TVA_Transmission","ENT","TVA_Transmission","Internal","Summer","B1",10,2100,685.9,60.8,68.8,8,0]
[2015,"HQ_NEISO_2_NEISO","HQ_NEISO","NEISO","Internal","Summer","B1",10,99999,2920,65.819999999999993,65.84,0.01,0]
[2015,"HQ_NY_2_NYISO_A-F","HQ_NY","NYISO_A-F","Internal","Summer","B1",10,99999,1000,54.8,54.81,0.01,0]
[2015,"HQ_IESO_2_IESO","HQ_IESO","IESO","Internal","Summer","B1",10,99999,400,47.8,47.81,0.01,0]
[2015,"IESO_2_MAPP_CA","IESO","MAPP_CA","Internal","Summer","B1",10,262,8.41,47.81,54.81,7,0]
[2015,"IESO_2_MISO_MI","IESO","MISO_MI","Internal","Summer","B1",10,1840,1840,47.81,59.43,7,4.6100000000000003]
[2015,"IESO_2_MISO_W","IESO","MISO_W","Internal","Summer","B1",10,140,140,47.81,60.79,7,5.98]
[2015,"IESO_2_NYISO_A-F","IESO","NYISO_A-F","Internal","Summer","B1",10,1725,372.32,47.81,54.81,7,0]
[2015,"MAPP_CA_2_IESO","MAPP_CA","IESO","Internal","Summer","B1",10,330,0,54.81,47.81,8,0]
[2015,"MAPP_CA_2_MAPP_US","MAPP_CA","MAPP_US","Internal","Summer","B1",10,372,0,54.81,53.79,7,0]
[2015,"MAPP_CA_2_MISO_W","MAPP_CA","MISO_W","Internal","Summer","B1",10,1988,1988,54.81,60.79,0.01,5.96]
[2015,"MAPP_US_2_MAPP_CA","MAPP_US","MAPP_CA","Internal","Summer","B1",10,165,0,53.79,54.81,7,0]
[2015,"MAPP_US_2_MISO_W","MAPP_US","MISO_W","Internal","Summer","B1",10,2635,223.38,53.79,60.79,7,0]
[2015,"MAPP_US_2_NE","MAPP_US","NE","Internal","Summer","B1",10,2000,1563.17,53.79,60.79,7,0]
[2015,"MARITIMES_2_NEISO","MARITIMES","NEISO","Internal","Summer","B1",10,99999,1400,65.819999999999993,65.84,0.01,0]
[2015,"MISO_IN_2_MISO_MI","MISO_IN","MISO_MI","Internal","Summer","B1",10,5000,0,60.8,59.43,0.01,0]
[2015,"MISO_IN_2_MISO_MO-IL","MISO_IN","MISO_MO-IL","Internal","Summer","B1",10,5000,0,60.8,60.8,0.01,0]
[2015,"MISO_IN_2_NonRTO_Midwest","MISO_IN","NonRTO_Midwest","Internal","Summer","B1",10,4800,0,60.8,65.02,8,0]
[2015,"MISO_IN_2_PJM_ROR","MISO_IN","PJM_ROR","Internal","Summer","B1",10,992,300.51,60.8,62.8,2,0]
[2015,"MISO_MI_2_IESO","MISO_MI","IESO","Internal","Summer","B1",10,1580,0,59.43,47.81,8,0]
[2015,"MISO_MI_2_MISO_IN","MISO_MI","MISO_IN","Internal","Summer","B1",10,2045,2045,59.43,60.8,0.01,1.36]
[2015,"MISO_MI_2_MISO_WUMS","MISO_MI","MISO_WUMS","Internal","Summer","B1",10,947,947,59.43,60.8,0.01,1.36]
[2015,"MISO_MI_2_PJM_ROR","MISO_MI","PJM_ROR","Internal","Summer","B1",10,1424,1424,59.43,62.8,2,1.37]
[2015,"MISO_MO-IL_2_ENT","MISO_MO-IL","ENT","Internal","Summer","B1",10,2540,0,60.8,60.8,8,0]
[2015,"MISO_MO-IL_2_MISO_IN","MISO_MO-IL","MISO_IN","Internal","Summer","B1",10,2100,0,60.8,60.8,0.01,0]
[2015,"MISO_MO-IL_2_MISO_W","MISO_MO-IL","MISO_W","Internal","Summer","B1",10,960,0,60.8,60.79,0.01,0]
[2015,"MISO_MO-IL_2_PJM_ROR","MISO_MO-IL","PJM_ROR","Internal","Summer","B1",10,1212,948.44,60.8,62.8,2,0]
[2015,"MISO_MO-IL_2_SPP_N","MISO_MO-IL","SPP_N","Internal","Summer","B1",10,2000,0,60.8,60.8,8,0]
[2015,"MISO_MO-IL_2_TVA_Transmission","MISO_MO-IL","TVA_Transmission","Internal","Summer","B1",10,4000,2494.17,60.8,68.8,8,0]
[2015,"MISO_W_2_IESO","MISO_W","IESO","Internal","Summer","B1",10,90,0,60.79,47.81,8,0]
[2015,"MISO_W_2_MAPP_CA","MISO_W","MAPP_CA","Internal","Summer","B1",10,718,0,60.79,54.81,0.01,0]
[2015,"MISO_W_2_MISO_MO-IL","MISO_W","MISO_MO-IL","Internal","Summer","B1",10,3800,301.72000000000003,60.79,60.8,0.01,0]
[2015,"MISO_W_2_MISO_WUMS","MISO_W","MISO_WUMS","Internal","Summer","B1",10,1629,12.08,60.79,60.8,0.01,0]
[2015,"MISO_W_2_PJM_ROR","MISO_W","PJM_ROR","Internal","Summer","B1",10,773,773,60.79,62.8,2,0.01]
[2015,"MISO_W_2_SPP_N","MISO_W","SPP_N","Internal","Summer","B1",10,3200,0,60.79,60.8,7,0]
[2015,"MISO_WUMS_2_MISO_MI","MISO_WUMS","MISO_MI","Internal","Summer","B1",10,929,0,60.8,59.43,0.01,0]
[2015,"MISO_WUMS_2_MISO_W","MISO_WUMS","MISO_W","Internal","Summer","B1",10,1137,0,60.8,60.79,0.01,0]
[2015,"MISO_WUMS_2_PJM_ROR","MISO_WUMS","PJM_ROR","Internal","Summer","B1",10,1600,1588.19,60.8,62.8,2,0]
[2015,"NE_2_MISO_W","NE","MISO_W","Internal","Summer","B1",10,1600,0,60.79,60.79,5,0]
[2015,"NE_2_SPP_N","NE","SPP_N","Internal","Summer","B1",10,3001,2991.38,60.79,60.8,0.01,0]
[2015,"NEISO_2_NYISO_A-F","NEISO","NYISO_A-F","Internal","Summer","B1",10,600,0,65.84,54.81,3,0]
[2015,"NEISO_2_NYISO_G-I","NEISO","NYISO_G-I","Internal","Summer","B1",10,600,0,65.84,68.819999999999993,3,0]
[2015,"NEISO_2_NYISO_J-K","NEISO","NYISO_J-K","Internal","Summer","B1",10,500,106.13,65.84,68.84,3,0]
[2015,"NonRTO_Midwest_2_TVA_Transmission","NonRTO_Midwest","TVA_Transmission","Internal","Summer","B1",10,2400,0,65.02,68.8,8,0]
[2015,"NYISO_A-F_2_IESO","NYISO_A-F","IESO","Internal","Summer","B1",10,1600,0,54.81,47.81,7,0]
[2015,"NYISO_A-F_2_NEISO","NYISO_A-F","NEISO","Internal","Summer","B1",10,600,600,54.81,65.84,3,8.02]
[2015,"NYISO_A-F_2_NYISO_G-I","NYISO_A-F","NYISO_G-I","Internal","Summer","B1",10,4757,4757,54.81,68.819999999999993,0.01,14]
[2015,"NYISO_A-F_2_PJM_ROM","NYISO_A-F","PJM_ROM","Internal","Summer","B1",10,1000,486.34,54.81,62.81,8,0]
[2015,"NYISO_G-I_2_NEISO","NYISO_G-I","NEISO","Internal","Summer","B1",10,600,0,68.819999999999993,65.84,3,0]
[2015,"NYISO_G-I_2_NYISO_A-F","NYISO_G-I","NYISO_A-F","Internal","Summer","B1",10,2506,0,68.819999999999993,54.81,0.01,0]
[2015,"NYISO_G-I_2_NYISO_J-K","NYISO_G-I","NYISO_J-K","Internal","Summer","B1",10,6188,4346.21,68.819999999999993,68.84,0.01,0]
[2015,"NYISO_G-I_2_PJM_E","NYISO_G-I","PJM_E","Internal","Summer","B1",10,1500,0,68.819999999999993,62.82,8,0]
[2015,"NYISO_J-K_2_PJM_E","NYISO_J-K","PJM_E","Internal","Summer","B1",10,330,0,68.84,62.82,8,0]
[2015,"PJM_E_2_NYISO_G-I","PJM_E","NYISO_G-I","Internal","Summer","B1",10,500,288.07,62.82,68.819999999999993,6,0]
[2015,"PJM_E_2_NYISO_J-K","PJM_E","NYISO_J-K","Internal","Summer","B1",10,330,330,62.82,68.84,6,0.01]
[2015,"PJM_E_2_PJM_ROM","PJM_E","PJM_ROM","Internal","Summer","B1",10,8000,0,62.82,62.81,0.01,0]
[2015,"PJM_ROR_2_MISO_IN","PJM_ROR","MISO_IN","Internal","Summer","B1",10,909,0,62.8,60.8,2,0]
[2015,"PJM_ROR_2_MISO_MI","PJM_ROR","MISO_MI","Internal","Summer","B1",10,1305,0,62.8,59.43,2,0]
[2015,"PJM_ROR_2_MISO_MO-IL","PJM_ROR","MISO_MO-IL","Internal","Summer","B1",10,1111,0,62.8,60.8,2,0]
[2015,"PJM_ROR_2_MISO_W","PJM_ROR","MISO_W","Internal","Summer","B1",10,709,0,62.8,60.79,2,0]
[2015,"PJM_ROR_2_MISO_WUMS","PJM_ROR","MISO_WUMS","Internal","Summer","B1",10,1467,0,62.8,60.8,2,0]
[2015,"PJM_ROR_2_PJM_ROM","PJM_ROR","PJM_ROM","Internal","Summer","B1",10,8000,5912.81,62.8,62.81,0.01,0]
[2015,"PJM_ROR_2_TVA_Transmission","PJM_ROR","TVA_Transmission","Internal","Summer","B1",10,2500,351.21,62.8,68.8,6,0]
[2015,"PJM_ROR_2_VACAR","PJM_ROR","VACAR","Internal","Summer","B1",10,3000,3000,62.8,69.73,6,0.93]
[2015,"PJM_ROM_2_NYISO_A-F","PJM_ROM","NYISO_A-F","Internal","Summer","B1",10,2000,0,62.81,54.81,6,0]
[2015,"PJM_ROM_2_PJM_E","PJM_ROM","PJM_E","Internal","Summer","B1",10,8000,4167.46,62.81,62.82,0.01,0]
[2015,"PJM_ROM_2_PJM_ROR","PJM_ROM","PJM_ROR","Internal","Summer","B1",10,8000,0,62.81,62.8,0.01,0]
[2015,"SOCO_2_FRCC","SOCO","FRCC","Internal","Summer","B1",10,3700,0,66.430000000000007,73.02,10,0]
[2015,"SOCO_2_VACAR","SOCO","VACAR","Internal","Summer","B1",10,2000,0,66.430000000000007,69.73,10,0]
[2015,"SPP_N_2_ENT","SPP_N","ENT","Internal","Summer","B1",10,1800,0,60.8,60.8,5,0]
[2015,"SPP_N_2_MISO_MO-IL","SPP_N","MISO_MO-IL","Internal","Summer","B1",10,2000,0,60.8,60.8,5,0]
[2015,"SPP_N_2_NE","SPP_N","NE","Internal","Summer","B1",10,1531,0,60.8,60.79,0.01,0]
[2015,"SPP_N_2_SPP_S","SPP_N","SPP_S","Internal","Summer","B1",10,4383,0,60.8,60.79,0.01,0]
[2015,"SPP_S_2_ENT","SPP_S","ENT","Internal","Summer","B1",10,850,0,60.79,60.8,5,0]
[2015,"SPP_S_2_SPP_N","SPP_S","SPP_N","Internal","Summer","B1",10,1023,1014.11,60.79,60.8,0.01,0]
[2015,"TVA_2_ENT","TVA","ENT","Internal","Summer","B1",10,500,0,68.81,60.8,9,0]
[2015,"TVA_2_MISO_MO-IL","TVA","MISO_MO-IL","Internal","Summer","B1",10,50,0,68.81,60.8,9,0]
[2015,"TVA_2_NonRTO_Midwest","TVA","NonRTO_Midwest","Internal","Summer","B1",10,100,0,68.81,65.02,9,0]
[2015,"TVA_2_SOCO","TVA","SOCO","Internal","Summer","B1",10,500,0,68.81,66.430000000000007,9,0]
[2015,"TVA_2_VACAR","TVA","VACAR","Internal","Summer","B1",10,150,0,68.81,69.73,9,0]
[2015,"TVA_Transmission_2_ENT","TVA_Transmission","ENT","Internal","Summer","B1",10,3000,0,68.8,60.8,9,0]
[2015,"TVA_Transmission_2_NonRTO_Midwest","TVA_Transmission","NonRTO_Midwest","Internal","Summer","B1",10,700,0,68.8,65.02,9,0]
[2015,"TVA_Transmission_2_SOCO","TVA_Transmission","SOCO","Internal","Summer","B1",10,3200,0,68.8,66.430000000000007,9,0]
[2015,"TVA_Transmission_2_TVA","TVA_Transmission","TVA","Internal","Summer","B1",10,99999,3531.29,68.8,68.81,0.01,0]
[2015,"TVA_Transmission_2_VACAR","TVA_Transmission","VACAR","Internal","Summer","B1",10,900,0,68.8,69.73,9,0]
[2015,"VACAR_2_PJM_ROR","VACAR","PJM_ROR","Internal","Summer","B1",10,2000,0,69.73,62.8,7,0]
[2015,"VACAR_2_SOCO","VACAR","SOCO","Internal","Summer","B1",10,3000,0,69.73,66.430000000000007,7,0]
[2015,"VACAR_2_TVA_Transmission","VACAR","TVA_Transmission","Internal","Summer","B1",10,900,0,69.73,68.8,7,0]
[2015,"AZ_NM_SNV_Coal_2_SPP_S","AZ_NM_SNV_Coal","SPP_S","External","Summer","B1",10,400,0,57.55,60.79,8.17,0]
[2015,"MAPP_US_2_RMPA","MAPP_US","RMPA","External","Summer","B1",10,200,0,53.79,60.29,8,0]
[2015,"NE_2_RMPA","NE","RMPA","External","Summer","B1",10,310,0,60.79,60.29,5,0]
[2015,"NWPP_Coal_2_MAPP_US","NWPP_Coal","MAPP_US","External","Summer","B1",10,150,150,38.950000000000003,53.79,8,6.83]
[2015,"RMPA_2_MAPP_US","RMPA","MAPP_US","External","Summer","B1",10,200,0,60.29,53.79,8,0]
[2015,"RMPA_2_NE","RMPA","NE","External","Summer","B1",10,310,0,60.29,60.79,8,0]
[2015,"RMPA_2_SPP_N","RMPA","SPP_N","External","Summer","B1",10,210,0,60.29,60.8,8,0]
[2015,"SPP_N_2_RMPA","SPP_N","RMPA","External","Summer","B1",10,210,0,60.8,60.29,5,0]
[2015,"SPP_S_2_ERCOT","SPP_S","ERCOT","External","Summer","B1",10,800,0,60.79,53.11,5,0]
[2015,"ENT_2_SOCO","ENT","SOCO","Internal","Summer","B10",1262,2000,0,36.6,38.83,8,0]
[2015,"ENT_2_TVA_Transmission","ENT","TVA_Transmission","Internal","Summer","B10",1262,2100,0,36.6,36.42,8,0]
[2015,"HQ_NEISO_2_NEISO","HQ_NEISO","NEISO","Internal","Summer","B10",1262,99999,795.94,34.19,34.200000000000003,0.01,0]
[2015,"HQ_NY_2_NYISO_A-F","HQ_NY","NYISO_A-F","Internal","Summer","B10",1262,99999,30.11,37.17,37.18,0.01,0]
[2015,"HQ_IESO_2_IESO","HQ_IESO","IESO","Internal","Summer","B10",1262,99999,12.04,29.5,29.52,0.01,0]
[2015,"IESO_2_MAPP_CA","IESO","MAPP_CA","Internal","Summer","B10",1262,262,168.85,29.52,36.520000000000003,7,0]
[2015,"IESO_2_MISO_MI","IESO","MISO_MI","Internal","Summer","B10",1262,1840,0,29.52,32.57,7,0]
[2015,"IESO_2_MISO_W","IESO","MISO_W","Internal","Summer","B10",1262,140,0,29.52,29.98,7,0]
[2015,"IESO_2_NYISO_A-F","IESO","NYISO_A-F","Internal","Summer","B10",1262,1725,1725,29.52,37.18,7,0.66]
[2015,"MAPP_CA_2_IESO","MAPP_CA","IESO","Internal","Summer","B10",1262,330,0,36.520000000000003,29.52,8,0]
[2015,"MAPP_CA_2_MAPP_US","MAPP_CA","MAPP_US","Internal","Summer","B10",1262,372,0,36.520000000000003,29.11,7,0]
[2015,"MAPP_CA_2_MISO_W","MAPP_CA","MISO_W","Internal","Summer","B10",1262,1988,0,36.520000000000003,29.98,0.01,0]
[2015,"MAPP_US_2_MAPP_CA","MAPP_US","MAPP_CA","Internal","Summer","B10",1262,165,165,29.11,36.520000000000003,7,0.41]
[2015,"MAPP_US_2_MISO_W","MAPP_US","MISO_W","Internal","Summer","B10",1262,2635,0,29.11,29.98,7,0]
[2015,"MAPP_US_2_NE","MAPP_US","NE","Internal","Summer","B10",1262,2000,933.45,29.11,36.11,7,0]
[2015,"MARITIMES_2_NEISO","MARITIMES","NEISO","Internal","Summer","B10",1262,99999,236.13,34.19,34.200000000000003,0.01,0]
[2015,"MISO_IN_2_MISO_MI","MISO_IN","MISO_MI","Internal","Summer","B10",1262,5000,2492.7199999999998,32.56,32.57,0.01,0]
[2015,"MISO_IN_2_MISO_MO-IL","MISO_IN","MISO_MO-IL","Internal","Summer","B10",1262,5000,0,32.56,29.96,0.01,0]
[2015,"MISO_IN_2_NonRTO_Midwest","MISO_IN","NonRTO_Midwest","Internal","Summer","B10",1262,4800,0,32.56,32,8,0]
[2015,"MISO_IN_2_PJM_ROR","MISO_IN","PJM_ROR","Internal","Summer","B10",1262,992,0,32.56,31.96,2,0]
[2015,"MISO_MI_2_IESO","MISO_MI","IESO","Internal","Summer","B10",1262,1580,0,32.57,29.52,8,0]
[2015,"MISO_MI_2_MISO_IN","MISO_MI","MISO_IN","Internal","Summer","B10",1262,2045,0,32.57,32.56,0.01,0]
[2015,"MISO_MI_2_MISO_WUMS","MISO_MI","MISO_WUMS","Internal","Summer","B10",1262,947,783.95,32.57,32.58,0.01,0]
[2015,"MISO_MI_2_PJM_ROR","MISO_MI","PJM_ROR","Internal","Summer","B10",1262,1424,0,32.57,31.96,2,0]
[2015,"MISO_MO-IL_2_ENT","MISO_MO-IL","ENT","Internal","Summer","B10",1262,2540,0,29.96,36.6,8,0]
[2015,"MISO_MO-IL_2_MISO_IN","MISO_MO-IL","MISO_IN","Internal","Summer","B10",1262,2100,2100,29.96,32.56,0.01,2.58]
[2015,"MISO_MO-IL_2_MISO_W","MISO_MO-IL","MISO_W","Internal","Summer","B10",1262,960,953.56,29.96,29.98,0.01,0]
[2015,"MISO_MO-IL_2_PJM_ROR","MISO_MO-IL","PJM_ROR","Internal","Summer","B10",1262,1212,421.19,29.96,31.96,2,0]
[2015,"MISO_MO-IL_2_SPP_N","MISO_MO-IL","SPP_N","Internal","Summer","B10",1262,2000,0,29.96,36.119999999999997,8,0]
[2015,"MISO_MO-IL_2_TVA_Transmission","MISO_MO-IL","TVA_Transmission","Internal","Summer","B10",1262,4000,0,29.96,36.42,8,0]
[2015,"MISO_W_2_IESO","MISO_W","IESO","Internal","Summer","B10",1262,90,0,29.98,29.52,8,0]
[2015,"MISO_W_2_MAPP_CA","MISO_W","MAPP_CA","Internal","Summer","B10",1262,718,718,29.98,36.520000000000003,0.01,6.53]
[2015,"MISO_W_2_MISO_MO-IL","MISO_W","MISO_MO-IL","Internal","Summer","B10",1262,3800,0,29.98,29.96,0.01,0]
[2015,"MISO_W_2_MISO_WUMS","MISO_W","MISO_WUMS","Internal","Summer","B10",1262,1629,1629,29.98,32.58,0.01,2.6]
[2015,"MISO_W_2_PJM_ROR","MISO_W","PJM_ROR","Internal","Summer","B10",1262,773,0,29.98,31.96,2,0]
[2015,"MISO_W_2_SPP_N","MISO_W","SPP_N","Internal","Summer","B10",1262,3200,0,29.98,36.119999999999997,7,0]
[2015,"MISO_WUMS_2_MISO_MI","MISO_WUMS","MISO_MI","Internal","Summer","B10",1262,929,0,32.58,32.57,0.01,0]
[2015,"MISO_WUMS_2_MISO_W","MISO_WUMS","MISO_W","Internal","Summer","B10",1262,1137,0,32.58,29.98,0.01,0]
[2015,"MISO_WUMS_2_PJM_ROR","MISO_WUMS","PJM_ROR","Internal","Summer","B10",1262,1600,0,32.58,31.96,2,0]
[2015,"NE_2_MISO_W","NE","MISO_W","Internal","Summer","B10",1262,1600,0,36.11,29.98,5,0]
[2015,"NE_2_SPP_N","NE","SPP_N","Internal","Summer","B10",1262,3001,2676.66,36.11,36.119999999999997,0.01,0]
[2015,"NEISO_2_NYISO_A-F","NEISO","NYISO_A-F","Internal","Summer","B10",1262,600,0,34.200000000000003,37.18,3,0]
[2015,"NEISO_2_NYISO_G-I","NEISO","NYISO_G-I","Internal","Summer","B10",1262,600,0,34.200000000000003,37.19,3,0]
[2015,"NEISO_2_NYISO_J-K","NEISO","NYISO_J-K","Internal","Summer","B10",1262,500,92.41,34.200000000000003,37.200000000000003,3,0]
[2015,"NonRTO_Midwest_2_TVA_Transmission","NonRTO_Midwest","TVA_Transmission","Internal","Summer","B10",1262,2400,0,32,36.42,8,0]
[2015,"NYISO_A-F_2_IESO","NYISO_A-F","IESO","Internal","Summer","B10",1262,1600,0,37.18,29.52,7,0]
[2015,"NYISO_A-F_2_NEISO","NYISO_A-F","NEISO","Internal","Summer","B10",1262,600,0,37.18,34.200000000000003,3,0]
[2015,"NYISO_A-F_2_NYISO_G-I","NYISO_A-F","NYISO_G-I","Internal","Summer","B10",1262,4757,1846.39,37.18,37.19,0.01,0]
[2015,"NYISO_A-F_2_PJM_ROM","NYISO_A-F","PJM_ROM","Internal","Summer","B10",1262,1000,0,37.18,34.549999999999997,8,0]
[2015,"NYISO_G-I_2_NEISO","NYISO_G-I","NEISO","Internal","Summer","B10",1262,600,0,37.19,34.200000000000003,3,0]
[2015,"NYISO_G-I_2_NYISO_A-F","NYISO_G-I","NYISO_A-F","Internal","Summer","B10",1262,2506,0,37.19,37.18,0.01,0]
[2015,"NYISO_G-I_2_NYISO_J-K","NYISO_G-I","NYISO_J-K","Internal","Summer","B10",1262,6188,3255.87,37.19,37.200000000000003,0.01,0]
[2015,"NYISO_G-I_2_PJM_E","NYISO_G-I","PJM_E","Internal","Summer","B10",1262,1500,0,37.19,34.56,8,0]
[2015,"NYISO_J-K_2_PJM_E","NYISO_J-K","PJM_E","Internal","Summer","B10",1262,330,0,37.200000000000003,34.56,8,0]
[2015,"PJM_E_2_NYISO_G-I","PJM_E","NYISO_G-I","Internal","Summer","B10",1262,500,0,34.56,37.19,6,0]
[2015,"PJM_E_2_NYISO_J-K","PJM_E","NYISO_J-K","Internal","Summer","B10",1262,330,0,34.56,37.200000000000003,6,0]
[2015,"PJM_E_2_PJM_ROM","PJM_E","PJM_ROM","Internal","Summer","B10",1262,8000,0,34.56,34.549999999999997,0.01,0]
[2015,"PJM_ROR_2_MISO_IN","PJM_ROR","MISO_IN","Internal","Summer","B10",1262,909,0,31.96,32.56,2,0]
[2015,"PJM_ROR_2_MISO_MI","PJM_ROR","MISO_MI","Internal","Summer","B10",1262,1305,0,31.96,32.57,2,0]
[2015,"PJM_ROR_2_MISO_MO-IL","PJM_ROR","MISO_MO-IL","Internal","Summer","B10",1262,1111,0,31.96,29.96,2,0]
[2015,"PJM_ROR_2_MISO_W","PJM_ROR","MISO_W","Internal","Summer","B10",1262,709,0,31.96,29.98,2,0]
[2015,"PJM_ROR_2_MISO_WUMS","PJM_ROR","MISO_WUMS","Internal","Summer","B10",1262,1467,0,31.96,32.58,2,0]
[2015,"PJM_ROR_2_PJM_ROM","PJM_ROR","PJM_ROM","Internal","Summer","B10",1262,8000,8000,31.96,34.549999999999997,0.01,2.57]
[2015,"PJM_ROR_2_TVA_Transmission","PJM_ROR","TVA_Transmission","Internal","Summer","B10",1262,2500,0,31.96,36.42,6,0]
[2015,"PJM_ROR_2_VACAR","PJM_ROR","VACAR","Internal","Summer","B10",1262,3000,3000,31.96,41.46,6,3.49]
[2015,"PJM_ROM_2_NYISO_A-F","PJM_ROM","NYISO_A-F","Internal","Summer","B10",1262,2000,0,34.549999999999997,37.18,6,0]
[2015,"PJM_ROM_2_PJM_E","PJM_ROM","PJM_E","Internal","Summer","B10",1262,8000,3835.65,34.549999999999997,34.56,0.01,0]
[2015,"PJM_ROM_2_PJM_ROR","PJM_ROM","PJM_ROR","Internal","Summer","B10",1262,8000,0,34.549999999999997,31.96,0.01,0]
[2015,"SOCO_2_FRCC","SOCO","FRCC","Internal","Summer","B10",1262,3700,0,38.83,43.74,10,0]
[2015,"SOCO_2_VACAR","SOCO","VACAR","Internal","Summer","B10",1262,2000,0,38.83,41.46,10,0]
[2015,"SPP_N_2_ENT","SPP_N","ENT","Internal","Summer","B10",1262,1800,0,36.119999999999997,36.6,5,0]
[2015,"SPP_N_2_MISO_MO-IL","SPP_N","MISO_MO-IL","Internal","Summer","B10",1262,2000,0,36.119999999999997,29.96,5,0]
[2015,"SPP_N_2_NE","SPP_N","NE","Internal","Summer","B10",1262,1531,0,36.119999999999997,36.11,0.01,0]
[2015,"SPP_N_2_SPP_S","SPP_N","SPP_S","Internal","Summer","B10",1262,4383,4383,36.119999999999997,36.28,0.01,0.15]
[2015,"SPP_S_2_ENT","SPP_S","ENT","Internal","Summer","B10",1262,850,0,36.28,36.6,5,0]
[2015,"SPP_S_2_SPP_N","SPP_S","SPP_N","Internal","Summer","B10",1262,1023,0,36.28,36.119999999999997,0.01,0]
[2015,"TVA_2_ENT","TVA","ENT","Internal","Summer","B10",1262,500,0,35.46,36.6,9,0]
[2015,"TVA_2_MISO_MO-IL","TVA","MISO_MO-IL","Internal","Summer","B10",1262,50,0,35.46,29.96,9,0]
[2015,"TVA_2_NonRTO_Midwest","TVA","NonRTO_Midwest","Internal","Summer","B10",1262,100,0,35.46,32,9,0]
[2015,"TVA_2_SOCO","TVA","SOCO","Internal","Summer","B10",1262,500,0,35.46,38.83,9,0]
[2015,"TVA_2_VACAR","TVA","VACAR","Internal","Summer","B10",1262,150,0,35.46,41.46,9,0]
[2015,"TVA_Transmission_2_ENT","TVA_Transmission","ENT","Internal","Summer","B10",1262,3000,0,36.42,36.6,9,0]
[2015,"TVA_Transmission_2_NonRTO_Midwest","TVA_Transmission","NonRTO_Midwest","Internal","Summer","B10",1262,700,0,36.42,32,9,0]
[2015,"TVA_Transmission_2_SOCO","TVA_Transmission","SOCO","Internal","Summer","B10",1262,3200,0,36.42,38.83,9,0]
[2015,"TVA_Transmission_2_TVA","TVA_Transmission","TVA","Internal","Summer","B10",1262,99999,0,36.42,35.46,0.01,0]
[2015,"TVA_Transmission_2_VACAR","TVA_Transmission","VACAR","Internal","Summer","B10",1262,900,0,36.42,41.46,9,0]
[2015,"VACAR_2_PJM_ROR","VACAR","PJM_ROR","Internal","Summer","B10",1262,2000,0,41.46,31.96,7,0]
[2015,"VACAR_2_SOCO","VACAR","SOCO","Internal","Summer","B10",1262,3000,0,41.46,38.83,7,0]
[2015,"VACAR_2_TVA_Transmission","VACAR","TVA_Transmission","Internal","Summer","B10",1262,900,0,41.46,36.42,7,0]
[2015,"AZ_NM_SNV_Coal_2_SPP_S","AZ_NM_SNV_Coal","SPP_S","External","Summer","B10",1262,400,0,37.83,36.28,8.17,0]
[2015,"MAPP_US_2_RMPA","MAPP_US","RMPA","External","Summer","B10",1262,200,200,29.11,38.5,8,1.39]
[2015,"NE_2_RMPA","NE","RMPA","External","Summer","B10",1262,310,0,36.11,38.5,5,0]
[2015,"NWPP_Coal_2_MAPP_US","NWPP_Coal","MAPP_US","External","Summer","B10",1262,150,0,38.950000000000003,29.11,8,0]
[2015,"RMPA_2_MAPP_US","RMPA","MAPP_US","External","Summer","B10",1262,200,0,38.5,29.11,8,0]
[2015,"RMPA_2_NE","RMPA","NE","External","Summer","B10",1262,310,0,38.5,36.11,8,0]
[2015,"RMPA_2_SPP_N","RMPA","SPP_N","External","Summer","B10",1262,210,0,38.5,36.119999999999997,8,0]
[2015,"SPP_N_2_RMPA","SPP_N","RMPA","External","Summer","B10",1262,210,0,36.119999999999997,38.5,5,0]
[2015,"SPP_S_2_ERCOT","SPP_S","ERCOT","External","Summer","B10",1262,800,0,36.28,36.479999999999997,5,0]
[2015,"ENT_2_SOCO","ENT","SOCO","Internal","Shoulder","B11",25,2000,0,55.32,63.26,8,0]
[2015,"ENT_2_TVA_Transmission","ENT","TVA_Transmission","Internal","Shoulder","B11",25,2100,0,55.32,54.26,8,0]
[2015,"HQ_NEISO_2_NEISO","HQ_NEISO","NEISO","Internal","Shoulder","B11",25,99999,2920,36.89,36.9,0.01,0]
[2015,"HQ_NY_2_NYISO_A-F","HQ_NY","NYISO_A-F","Internal","Shoulder","B11",25,99999,1000,40.119999999999997,40.130000000000003,0.01,0]
[2015,"HQ_IESO_2_IESO","HQ_IESO","IESO","Internal","Shoulder","B11",25,99999,400,33.119999999999997,33.130000000000003,0.01,0]
[2015,"IESO_2_MAPP_CA","IESO","MAPP_CA","Internal","Shoulder","B11",25,262,262,33.130000000000003,47.91,7,7.78]
[2015,"IESO_2_MISO_MI","IESO","MISO_MI","Internal","Shoulder","B11",25,1840,1840,33.130000000000003,47.93,7,7.79]
[2015,"IESO_2_MISO_W","IESO","MISO_W","Internal","Shoulder","B11",25,140,140,33.130000000000003,47.93,7,7.79]
[2015,"IESO_2_NYISO_A-F","IESO","NYISO_A-F","Internal","Shoulder","B11",25,1725,1629.98,33.130000000000003,40.130000000000003,7,0]
[2015,"MAPP_CA_2_IESO","MAPP_CA","IESO","Internal","Shoulder","B11",25,330,0,47.91,33.130000000000003,8,0]
[2015,"MAPP_CA_2_MAPP_US","MAPP_CA","MAPP_US","Internal","Shoulder","B11",25,372,0,47.91,47.91,7,0]
[2015,"MAPP_CA_2_MISO_W","MAPP_CA","MISO_W","Internal","Shoulder","B11",25,1988,1842.98,47.91,47.93,0.01,0]
[2015,"MAPP_US_2_MAPP_CA","MAPP_US","MAPP_CA","Internal","Shoulder","B11",25,165,0,47.91,47.91,7,0]
[2015,"MAPP_US_2_MISO_W","MAPP_US","MISO_W","Internal","Shoulder","B11",25,2635,0,47.91,47.93,7,0]
[2015,"MAPP_US_2_NE","MAPP_US","NE","Internal","Shoulder","B11",25,2000,1829.26,47.91,54.91,7,0]
[2015,"MARITIMES_2_NEISO","MARITIMES","NEISO","Internal","Shoulder","B11",25,99999,1400,36.89,36.9,0.01,0]
[2015,"MISO_IN_2_MISO_MI","MISO_IN","MISO_MI","Internal","Shoulder","B11",25,5000,0,47.94,47.93,0.01,0]
[2015,"MISO_IN_2_MISO_MO-IL","MISO_IN","MISO_MO-IL","Internal","Shoulder","B11",25,5000,0,47.94,47.93,0.01,0]
[2015,"MISO_IN_2_NonRTO_Midwest","MISO_IN","NonRTO_Midwest","Internal","Shoulder","B11",25,4800,927.9,47.94,55.94,8,0]
[2015,"MISO_IN_2_PJM_ROR","MISO_IN","PJM_ROR","Internal","Shoulder","B11",25,992,0,47.94,48.26,2,0]
[2015,"MISO_MI_2_IESO","MISO_MI","IESO","Internal","Shoulder","B11",25,1580,0,47.93,33.130000000000003,8,0]
[2015,"MISO_MI_2_MISO_IN","MISO_MI","MISO_IN","Internal","Shoulder","B11",25,2045,1652.73,47.93,47.94,0.01,0]
[2015,"MISO_MI_2_MISO_WUMS","MISO_MI","MISO_WUMS","Internal","Shoulder","B11",25,947,284.20999999999998,47.93,47.94,0.01,0]
[2015,"MISO_MI_2_PJM_ROR","MISO_MI","PJM_ROR","Internal","Shoulder","B11",25,1424,0,47.93,48.26,2,0]
[2015,"MISO_MO-IL_2_ENT","MISO_MO-IL","ENT","Internal","Shoulder","B11",25,2540,0,47.93,55.32,8,0]
[2015,"MISO_MO-IL_2_MISO_IN","MISO_MO-IL","MISO_IN","Internal","Shoulder","B11",25,2100,491.97,47.93,47.94,0.01,0]
[2015,"MISO_MO-IL_2_MISO_W","MISO_MO-IL","MISO_W","Internal","Shoulder","B11",25,960,0,47.93,47.93,0.01,0]
[2015,"MISO_MO-IL_2_PJM_ROR","MISO_MO-IL","PJM_ROR","Internal","Shoulder","B11",25,1212,0,47.93,48.26,2,0]
[2015,"MISO_MO-IL_2_SPP_N","MISO_MO-IL","SPP_N","Internal","Shoulder","B11",25,2000,0,47.93,54.93,8,0]
[2015,"MISO_MO-IL_2_TVA_Transmission","MISO_MO-IL","TVA_Transmission","Internal","Shoulder","B11",25,4000,0,47.93,54.26,8,0]
[2015,"MISO_W_2_IESO","MISO_W","IESO","Internal","Shoulder","B11",25,90,0,47.93,33.130000000000003,8,0]
[2015,"MISO_W_2_MAPP_CA","MISO_W","MAPP_CA","Internal","Shoulder","B11",25,718,0,47.93,47.91,0.01,0]
[2015,"MISO_W_2_MISO_MO-IL","MISO_W","MISO_MO-IL","Internal","Shoulder","B11",25,3800,0,47.93,47.93,0.01,0]
[2015,"MISO_W_2_MISO_WUMS","MISO_W","MISO_WUMS","Internal","Shoulder","B11",25,1629,460.01,47.93,47.94,0.01,0]
[2015,"MISO_W_2_PJM_ROR","MISO_W","PJM_ROR","Internal","Shoulder","B11",25,773,0,47.93,48.26,2,0]
[2015,"MISO_W_2_SPP_N","MISO_W","SPP_N","Internal","Shoulder","B11",25,3200,402.92,47.93,54.93,7,0]
[2015,"MISO_WUMS_2_MISO_MI","MISO_WUMS","MISO_MI","Internal","Shoulder","B11",25,929,0,47.94,47.93,0.01,0]
[2015,"MISO_WUMS_2_MISO_W","MISO_WUMS","MISO_W","Internal","Shoulder","B11",25,1137,0,47.94,47.93,0.01,0]
[2015,"MISO_WUMS_2_PJM_ROR","MISO_WUMS","PJM_ROR","Internal","Shoulder","B11",25,1600,0,47.94,48.26,2,0]
[2015,"NE_2_MISO_W","NE","MISO_W","Internal","Shoulder","B11",25,1600,0,54.91,47.93,5,0]
[2015,"NE_2_SPP_N","NE","SPP_N","Internal","Shoulder","B11",25,3001,2127.9899999999998,54.91,54.93,0.01,0]
[2015,"NEISO_2_NYISO_A-F","NEISO","NYISO_A-F","Internal","Shoulder","B11",25,600,600,36.9,40.130000000000003,3,0.23]
[2015,"NEISO_2_NYISO_G-I","NEISO","NYISO_G-I","Internal","Shoulder","B11",25,600,600,36.9,40.26,3,0.37]
[2015,"NEISO_2_NYISO_J-K","NEISO","NYISO_J-K","Internal","Shoulder","B11",25,500,500,36.9,40.28,3,0.38]
[2015,"NonRTO_Midwest_2_TVA_Transmission","NonRTO_Midwest","TVA_Transmission","Internal","Shoulder","B11",25,2400,0,55.94,54.26,8,0]
[2015,"NYISO_A-F_2_IESO","NYISO_A-F","IESO","Internal","Shoulder","B11",25,1600,0,40.130000000000003,33.130000000000003,7,0]
[2015,"NYISO_A-F_2_NEISO","NYISO_A-F","NEISO","Internal","Shoulder","B11",25,600,0,40.130000000000003,36.9,3,0]
[2015,"NYISO_A-F_2_NYISO_G-I","NYISO_A-F","NYISO_G-I","Internal","Shoulder","B11",25,4757,4757,40.130000000000003,40.26,0.01,0.12]
[2015,"NYISO_A-F_2_PJM_ROM","NYISO_A-F","PJM_ROM","Internal","Shoulder","B11",25,1000,1000,40.130000000000003,48.28,8,0.14000000000000001]
[2015,"NYISO_G-I_2_NEISO","NYISO_G-I","NEISO","Internal","Shoulder","B11",25,600,0,40.26,36.9,3,0]
[2015,"NYISO_G-I_2_NYISO_A-F","NYISO_G-I","NYISO_A-F","Internal","Shoulder","B11",25,2506,0,40.26,40.130000000000003,0.01,0]
[2015,"NYISO_G-I_2_NYISO_J-K","NYISO_G-I","NYISO_J-K","Internal","Shoulder","B11",25,6188,5383.02,40.26,40.28,0.01,0]
[2015,"NYISO_G-I_2_PJM_E","NYISO_G-I","PJM_E","Internal","Shoulder","B11",25,1500,49.39,40.26,48.26,8,0]
[2015,"NYISO_J-K_2_PJM_E","NYISO_J-K","PJM_E","Internal","Shoulder","B11",25,330,0,40.28,48.26,8,0]
[2015,"PJM_E_2_NYISO_G-I","PJM_E","NYISO_G-I","Internal","Shoulder","B11",25,500,0,48.26,40.26,6,0]
[2015,"PJM_E_2_NYISO_J-K","PJM_E","NYISO_J-K","Internal","Shoulder","B11",25,330,0,48.26,40.28,6,0]
[2015,"PJM_E_2_PJM_ROM","PJM_E","PJM_ROM","Internal","Shoulder","B11",25,8000,1408.81,48.26,48.28,0.01,0]
[2015,"PJM_ROR_2_MISO_IN","PJM_ROR","MISO_IN","Internal","Shoulder","B11",25,909,0,48.26,47.94,2,0]
[2015,"PJM_ROR_2_MISO_MI","PJM_ROR","MISO_MI","Internal","Shoulder","B11",25,1305,0,48.26,47.93,2,0]
[2015,"PJM_ROR_2_MISO_MO-IL","PJM_ROR","MISO_MO-IL","Internal","Shoulder","B11",25,1111,0,48.26,47.93,2,0]
[2015,"PJM_ROR_2_MISO_W","PJM_ROR","MISO_W","Internal","Shoulder","B11",25,709,0,48.26,47.93,2,0]
[2015,"PJM_ROR_2_MISO_WUMS","PJM_ROR","MISO_WUMS","Internal","Shoulder","B11",25,1467,0,48.26,47.94,2,0]
[2015,"PJM_ROR_2_PJM_ROM","PJM_ROR","PJM_ROM","Internal","Shoulder","B11",25,8000,313.01,48.26,48.28,0.01,0]
[2015,"PJM_ROR_2_TVA_Transmission","PJM_ROR","TVA_Transmission","Internal","Shoulder","B11",25,2500,1029.26,48.26,54.26,6,0]
[2015,"PJM_ROR_2_VACAR","PJM_ROR","VACAR","Internal","Shoulder","B11",25,3000,3000,48.26,59.25,6,4.99]
[2015,"PJM_ROM_2_NYISO_A-F","PJM_ROM","NYISO_A-F","Internal","Shoulder","B11",25,2000,0,48.28,40.130000000000003,6,0]
[2015,"PJM_ROM_2_PJM_E","PJM_ROM","PJM_E","Internal","Shoulder","B11",25,8000,0,48.28,48.26,0.01,0]
[2015,"PJM_ROM_2_PJM_ROR","PJM_ROM","PJM_ROR","Internal","Shoulder","B11",25,8000,0,48.28,48.26,0.01,0]
[2015,"SOCO_2_FRCC","SOCO","FRCC","Internal","Shoulder","B11",25,3700,530.89,63.26,73.260000000000005,10,0]
[2015,"SOCO_2_VACAR","SOCO","VACAR","Internal","Shoulder","B11",25,2000,0,63.26,59.25,10,0]
[2015,"SPP_N_2_ENT","SPP_N","ENT","Internal","Shoulder","B11",25,1800,0,54.93,55.32,5,0]
[2015,"SPP_N_2_MISO_MO-IL","SPP_N","MISO_MO-IL","Internal","Shoulder","B11",25,2000,0,54.93,47.93,5,0]
[2015,"SPP_N_2_NE","SPP_N","NE","Internal","Shoulder","B11",25,1531,0,54.93,54.91,0.01,0]
[2015,"SPP_N_2_SPP_S","SPP_N","SPP_S","Internal","Shoulder","B11",25,4383,0,54.93,54.07,0.01,0]
[2015,"SPP_S_2_ENT","SPP_S","ENT","Internal","Shoulder","B11",25,850,0,54.07,55.32,5,0]
[2015,"SPP_S_2_SPP_N","SPP_S","SPP_N","Internal","Shoulder","B11",25,1023,1023,54.07,54.93,0.01,0.84]
[2015,"TVA_2_ENT","TVA","ENT","Internal","Shoulder","B11",25,500,0,54.28,55.32,9,0]
[2015,"TVA_2_MISO_MO-IL","TVA","MISO_MO-IL","Internal","Shoulder","B11",25,50,0,54.28,47.93,9,0]
[2015,"TVA_2_NonRTO_Midwest","TVA","NonRTO_Midwest","Internal","Shoulder","B11",25,100,0,54.28,55.94,9,0]
[2015,"TVA_2_SOCO","TVA","SOCO","Internal","Shoulder","B11",25,500,0,54.28,63.26,9,0]
[2015,"TVA_2_VACAR","TVA","VACAR","Internal","Shoulder","B11",25,150,0,54.28,59.25,9,0]
[2015,"TVA_Transmission_2_ENT","TVA_Transmission","ENT","Internal","Shoulder","B11",25,3000,0,54.26,55.32,9,0]
[2015,"TVA_Transmission_2_NonRTO_Midwest","TVA_Transmission","NonRTO_Midwest","Internal","Shoulder","B11",25,700,0,54.26,55.94,9,0]
[2015,"TVA_Transmission_2_SOCO","TVA_Transmission","SOCO","Internal","Shoulder","B11",25,3200,545.16999999999996,54.26,63.26,9,0]
[2015,"TVA_Transmission_2_TVA","TVA_Transmission","TVA","Internal","Shoulder","B11",25,99999,484.1,54.26,54.28,0.01,0]
[2015,"TVA_Transmission_2_VACAR","TVA_Transmission","VACAR","Internal","Shoulder","B11",25,900,0,54.26,59.25,9,0]
[2015,"VACAR_2_PJM_ROR","VACAR","PJM_ROR","Internal","Shoulder","B11",25,2000,0,59.25,48.26,7,0]
[2015,"VACAR_2_SOCO","VACAR","SOCO","Internal","Shoulder","B11",25,3000,0,59.25,63.26,7,0]
[2015,"VACAR_2_TVA_Transmission","VACAR","TVA_Transmission","Internal","Shoulder","B11",25,900,0,59.25,54.26,7,0]
[2015,"AZ_NM_SNV_Coal_2_SPP_S","AZ_NM_SNV_Coal","SPP_S","External","Shoulder","B11",25,400,400,39.01,54.07,8.17,6.89]
[2015,"MAPP_US_2_RMPA","MAPP_US","RMPA","External","Shoulder","B11",25,200,0,47.91,40.04,8,0]
[2015,"NE_2_RMPA","NE","RMPA","External","Shoulder","B11",25,310,0,54.91,40.04,5,0]
[2015,"NWPP_Coal_2_MAPP_US","NWPP_Coal","MAPP_US","External","Shoulder","B11",25,150,150,38.950000000000003,47.91,8,0.96]
[2015,"RMPA_2_MAPP_US","RMPA","MAPP_US","External","Shoulder","B11",25,200,0,40.04,47.91,8,0]
[2015,"RMPA_2_NE","RMPA","NE","External","Shoulder","B11",25,310,310,40.04,54.91,8,6.88]
[2015,"RMPA_2_SPP_N","RMPA","SPP_N","External","Shoulder","B11",25,210,210,40.04,54.93,8,6.89]
[2015,"SPP_N_2_RMPA","SPP_N","RMPA","External","Shoulder","B11",25,210,0,54.93,40.04,5,0]
[2015,"SPP_S_2_ERCOT","SPP_S","ERCOT","External","Shoulder","B11",25,800,0,54.07,54.66,5,0]
[2015,"ENT_2_SOCO","ENT","SOCO","Internal","Shoulder","B12",200,2000,0,39.32,42.99,8,0]
[2015,"ENT_2_TVA_Transmission","ENT","TVA_Transmission","Internal","Shoulder","B12",200,2100,0,39.32,44.39,8,0]
[2015,"HQ_NEISO_2_NEISO","HQ_NEISO","NEISO","Internal","Shoulder","B12",200,99999,2920,36.89,36.9,0.01,0]
[2015,"HQ_NY_2_NYISO_A-F","HQ_NY","NYISO_A-F","Internal","Shoulder","B12",200,99999,1000,39.89,39.9,0.01,0]
[2015,"HQ_IESO_2_IESO","HQ_IESO","IESO","Internal","Shoulder","B12",200,99999,400,32.89,32.9,0.01,0]
[2015,"IESO_2_MAPP_CA","IESO","MAPP_CA","Internal","Shoulder","B12",200,262,262,32.9,40.619999999999997,7,0.72]
[2015,"IESO_2_MISO_MI","IESO","MISO_MI","Internal","Shoulder","B12",200,1840,1840,32.9,40.630000000000003,7,0.73]
[2015,"IESO_2_MISO_W","IESO","MISO_W","Internal","Shoulder","B12",200,140,140,32.9,40.630000000000003,7,0.73]
[2015,"IESO_2_NYISO_A-F","IESO","NYISO_A-F","Internal","Shoulder","B12",200,1725,1431.14,32.9,39.9,7,0]
[2015,"MAPP_CA_2_IESO","MAPP_CA","IESO","Internal","Shoulder","B12",200,330,0,40.619999999999997,32.9,8,0]
[2015,"MAPP_CA_2_MAPP_US","MAPP_CA","MAPP_US","Internal","Shoulder","B12",200,372,0,40.619999999999997,33.630000000000003,7,0]
[2015,"MAPP_CA_2_MISO_W","MAPP_CA","MISO_W","Internal","Shoulder","B12",200,1988,661.16,40.619999999999997,40.630000000000003,0.01,0]
[2015,"MAPP_US_2_MAPP_CA","MAPP_US","MAPP_CA","Internal","Shoulder","B12",200,165,0,33.630000000000003,40.619999999999997,7,0]
[2015,"MAPP_US_2_MISO_W","MAPP_US","MISO_W","Internal","Shoulder","B12",200,2635,659.92,33.630000000000003,40.630000000000003,7,0]
[2015,"MAPP_US_2_NE","MAPP_US","NE","Internal","Shoulder","B12",200,2000,624.63,33.630000000000003,40.630000000000003,7,0]
[2015,"MARITIMES_2_NEISO","MARITIMES","NEISO","Internal","Shoulder","B12",200,99999,1400,36.89,36.9,0.01,0]
[2015,"MISO_IN_2_MISO_MI","MISO_IN","MISO_MI","Internal","Shoulder","B12",200,5000,0,40.64,40.630000000000003,0.01,0]
[2015,"MISO_IN_2_MISO_MO-IL","MISO_IN","MISO_MO-IL","Internal","Shoulder","B12",200,5000,0,40.64,40.630000000000003,0.01,0]
[2015,"MISO_IN_2_NonRTO_Midwest","MISO_IN","NonRTO_Midwest","Internal","Shoulder","B12",200,4800,523.63,40.64,48.64,8,0]
[2015,"MISO_IN_2_PJM_ROR","MISO_IN","PJM_ROR","Internal","Shoulder","B12",200,992,0,40.64,42.63,2,0]
[2015,"MISO_MI_2_IESO","MISO_MI","IESO","Internal","Shoulder","B12",200,1580,0,40.630000000000003,32.9,8,0]
[2015,"MISO_MI_2_MISO_IN","MISO_MI","MISO_IN","Internal","Shoulder","B12",200,2045,86.19,40.630000000000003,40.64,0.01,0]
[2015,"MISO_MI_2_MISO_WUMS","MISO_MI","MISO_WUMS","Internal","Shoulder","B12",200,947,50.24,40.630000000000003,40.64,0.01,0]
[2015,"MISO_MI_2_PJM_ROR","MISO_MI","PJM_ROR","Internal","Shoulder","B12",200,1424,336.59,40.630000000000003,42.63,2,0]
[2015,"MISO_MO-IL_2_ENT","MISO_MO-IL","ENT","Internal","Shoulder","B12",200,2540,0,40.630000000000003,39.32,8,0]
[2015,"MISO_MO-IL_2_MISO_IN","MISO_MO-IL","MISO_IN","Internal","Shoulder","B12",200,2100,1334.55,40.630000000000003,40.64,0.01,0]
[2015,"MISO_MO-IL_2_MISO_W","MISO_MO-IL","MISO_W","Internal","Shoulder","B12",200,960,0,40.630000000000003,40.630000000000003,0.01,0]
[2015,"MISO_MO-IL_2_PJM_ROR","MISO_MO-IL","PJM_ROR","Internal","Shoulder","B12",200,1212,1099.6099999999999,40.630000000000003,42.63,2,0]
[2015,"MISO_MO-IL_2_SPP_N","MISO_MO-IL","SPP_N","Internal","Shoulder","B12",200,2000,0,40.630000000000003,40.64,8,0]
[2015,"MISO_MO-IL_2_TVA_Transmission","MISO_MO-IL","TVA_Transmission","Internal","Shoulder","B12",200,4000,0,40.630000000000003,44.39,8,0]
[2015,"MISO_W_2_IESO","MISO_W","IESO","Internal","Shoulder","B12",200,90,0,40.630000000000003,32.9,8,0]
[2015,"MISO_W_2_MAPP_CA","MISO_W","MAPP_CA","Internal","Shoulder","B12",200,718,0,40.630000000000003,40.619999999999997,0.01,0]
[2015,"MISO_W_2_MISO_MO-IL","MISO_W","MISO_MO-IL","Internal","Shoulder","B12",200,3800,0,40.630000000000003,40.630000000000003,0.01,0]
[2015,"MISO_W_2_MISO_WUMS","MISO_W","MISO_WUMS","Internal","Shoulder","B12",200,1629,969.41,40.630000000000003,40.64,0.01,0]
[2015,"MISO_W_2_PJM_ROR","MISO_W","PJM_ROR","Internal","Shoulder","B12",200,773,715.31,40.630000000000003,42.63,2,0]
[2015,"MISO_W_2_SPP_N","MISO_W","SPP_N","Internal","Shoulder","B12",200,3200,0,40.630000000000003,40.64,7,0]
[2015,"MISO_WUMS_2_MISO_MI","MISO_WUMS","MISO_MI","Internal","Shoulder","B12",200,929,0,40.64,40.630000000000003,0.01,0]
[2015,"MISO_WUMS_2_MISO_W","MISO_WUMS","MISO_W","Internal","Shoulder","B12",200,1137,0,40.64,40.630000000000003,0.01,0]
[2015,"MISO_WUMS_2_PJM_ROR","MISO_WUMS","PJM_ROR","Internal","Shoulder","B12",200,1600,0,40.64,42.63,2,0]
[2015,"NE_2_MISO_W","NE","MISO_W","Internal","Shoulder","B12",200,1600,0,40.630000000000003,40.630000000000003,5,0]
[2015,"NE_2_SPP_N","NE","SPP_N","Internal","Shoulder","B12",200,3001,1037.47,40.630000000000003,40.64,0.01,0]
[2015,"NEISO_2_NYISO_A-F","NEISO","NYISO_A-F","Internal","Shoulder","B12",200,600,411.1,36.9,39.9,3,0]
[2015,"NEISO_2_NYISO_G-I","NEISO","NYISO_G-I","Internal","Shoulder","B12",200,600,600,36.9,39.909999999999997,3,0.01]
[2015,"NEISO_2_NYISO_J-K","NEISO","NYISO_J-K","Internal","Shoulder","B12",200,500,500,36.9,39.92,3,0.02]
[2015,"NonRTO_Midwest_2_TVA_Transmission","NonRTO_Midwest","TVA_Transmission","Internal","Shoulder","B12",200,2400,0,48.64,44.39,8,0]
[2015,"NYISO_A-F_2_IESO","NYISO_A-F","IESO","Internal","Shoulder","B12",200,1600,0,39.9,32.9,7,0]
[2015,"NYISO_A-F_2_NEISO","NYISO_A-F","NEISO","Internal","Shoulder","B12",200,600,0,39.9,36.9,3,0]
[2015,"NYISO_A-F_2_NYISO_G-I","NYISO_A-F","NYISO_G-I","Internal","Shoulder","B12",200,4757,3943.69,39.9,39.909999999999997,0.01,0]
[2015,"NYISO_A-F_2_PJM_ROM","NYISO_A-F","PJM_ROM","Internal","Shoulder","B12",200,1000,0,39.9,42.64,8,0]
[2015,"NYISO_G-I_2_NEISO","NYISO_G-I","NEISO","Internal","Shoulder","B12",200,600,0,39.909999999999997,36.9,3,0]
[2015,"NYISO_G-I_2_NYISO_A-F","NYISO_G-I","NYISO_A-F","Internal","Shoulder","B12",200,2506,0,39.909999999999997,39.9,0.01,0]
[2015,"NYISO_G-I_2_NYISO_J-K","NYISO_G-I","NYISO_J-K","Internal","Shoulder","B12",200,6188,4686.37,39.909999999999997,39.92,0.01,0]
[2015,"NYISO_G-I_2_PJM_E","NYISO_G-I","PJM_E","Internal","Shoulder","B12",200,1500,0,39.909999999999997,42.66,8,0]
[2015,"NYISO_J-K_2_PJM_E","NYISO_J-K","PJM_E","Internal","Shoulder","B12",200,330,0,39.92,42.66,8,0]
[2015,"PJM_E_2_NYISO_G-I","PJM_E","NYISO_G-I","Internal","Shoulder","B12",200,500,0,42.66,39.909999999999997,6,0]
[2015,"PJM_E_2_NYISO_J-K","PJM_E","NYISO_J-K","Internal","Shoulder","B12",200,330,0,42.66,39.92,6,0]
[2015,"PJM_E_2_PJM_ROM","PJM_E","PJM_ROM","Internal","Shoulder","B12",200,8000,0,42.66,42.64,0.01,0]
[2015,"PJM_ROR_2_MISO_IN","PJM_ROR","MISO_IN","Internal","Shoulder","B12",200,909,0,42.63,40.64,2,0]
[2015,"PJM_ROR_2_MISO_MI","PJM_ROR","MISO_MI","Internal","Shoulder","B12",200,1305,0,42.63,40.630000000000003,2,0]
[2015,"PJM_ROR_2_MISO_MO-IL","PJM_ROR","MISO_MO-IL","Internal","Shoulder","B12",200,1111,0,42.63,40.630000000000003,2,0]
[2015,"PJM_ROR_2_MISO_W","PJM_ROR","MISO_W","Internal","Shoulder","B12",200,709,0,42.63,40.630000000000003,2,0]
[2015,"PJM_ROR_2_MISO_WUMS","PJM_ROR","MISO_WUMS","Internal","Shoulder","B12",200,1467,0,42.63,40.64,2,0]
[2015,"PJM_ROR_2_PJM_ROM","PJM_ROR","PJM_ROM","Internal","Shoulder","B12",200,8000,4414.45,42.63,42.64,0.01,0]
[2015,"PJM_ROR_2_TVA_Transmission","PJM_ROR","TVA_Transmission","Internal","Shoulder","B12",200,2500,0,42.63,44.39,6,0]
[2015,"PJM_ROR_2_VACAR","PJM_ROR","VACAR","Internal","Shoulder","B12",200,3000,2691.39,42.63,48.63,6,0]
[2015,"PJM_ROM_2_NYISO_A-F","PJM_ROM","NYISO_A-F","Internal","Shoulder","B12",200,2000,0,42.64,39.9,6,0]
[2015,"PJM_ROM_2_PJM_E","PJM_ROM","PJM_E","Internal","Shoulder","B12",200,8000,653.83000000000004,42.64,42.66,0.01,0]
[2015,"PJM_ROM_2_PJM_ROR","PJM_ROM","PJM_ROR","Internal","Shoulder","B12",200,8000,0,42.64,42.63,0.01,0]
[2015,"SOCO_2_FRCC","SOCO","FRCC","Internal","Shoulder","B12",200,3700,1506.07,42.99,52.99,10,0]
[2015,"SOCO_2_VACAR","SOCO","VACAR","Internal","Shoulder","B12",200,2000,0,42.99,48.63,10,0]
[2015,"SPP_N_2_ENT","SPP_N","ENT","Internal","Shoulder","B12",200,1800,0,40.64,39.32,5,0]
[2015,"SPP_N_2_MISO_MO-IL","SPP_N","MISO_MO-IL","Internal","Shoulder","B12",200,2000,0,40.64,40.630000000000003,5,0]
[2015,"SPP_N_2_NE","SPP_N","NE","Internal","Shoulder","B12",200,1531,0,40.64,40.630000000000003,0.01,0]
[2015,"SPP_N_2_SPP_S","SPP_N","SPP_S","Internal","Shoulder","B12",200,4383,0,40.64,40.630000000000003,0.01,0]
[2015,"SPP_S_2_ENT","SPP_S","ENT","Internal","Shoulder","B12",200,850,0,40.630000000000003,39.32,5,0]
[2015,"SPP_S_2_SPP_N","SPP_S","SPP_N","Internal","Shoulder","B12",200,1023,340.47,40.630000000000003,40.64,0.01,0]
[2015,"TVA_2_ENT","TVA","ENT","Internal","Shoulder","B12",200,500,0,41.16,39.32,9,0]
[2015,"TVA_2_MISO_MO-IL","TVA","MISO_MO-IL","Internal","Shoulder","B12",200,50,0,41.16,40.630000000000003,9,0]
[2015,"TVA_2_NonRTO_Midwest","TVA","NonRTO_Midwest","Internal","Shoulder","B12",200,100,0,41.16,48.64,9,0]
[2015,"TVA_2_SOCO","TVA","SOCO","Internal","Shoulder","B12",200,500,0,41.16,42.99,9,0]
[2015,"TVA_2_VACAR","TVA","VACAR","Internal","Shoulder","B12",200,150,0,41.16,48.63,9,0]
[2015,"TVA_Transmission_2_ENT","TVA_Transmission","ENT","Internal","Shoulder","B12",200,3000,0,44.39,39.32,9,0]
[2015,"TVA_Transmission_2_NonRTO_Midwest","TVA_Transmission","NonRTO_Midwest","Internal","Shoulder","B12",200,700,0,44.39,48.64,9,0]
[2015,"TVA_Transmission_2_SOCO","TVA_Transmission","SOCO","Internal","Shoulder","B12",200,3200,0,44.39,42.99,9,0]
[2015,"TVA_Transmission_2_TVA","TVA_Transmission","TVA","Internal","Shoulder","B12",200,99999,0,44.39,41.16,0.01,0]
[2015,"TVA_Transmission_2_VACAR","TVA_Transmission","VACAR","Internal","Shoulder","B12",200,900,0,44.39,48.63,9,0]
[2015,"VACAR_2_PJM_ROR","VACAR","PJM_ROR","Internal","Shoulder","B12",200,2000,0,48.63,42.63,7,0]
[2015,"VACAR_2_SOCO","VACAR","SOCO","Internal","Shoulder","B12",200,3000,0,48.63,42.99,7,0]
[2015,"VACAR_2_TVA_Transmission","VACAR","TVA_Transmission","Internal","Shoulder","B12",200,900,0,48.63,44.39,7,0]
[2015,"AZ_NM_SNV_Coal_2_SPP_S","AZ_NM_SNV_Coal","SPP_S","External","Shoulder","B12",200,400,0,39.01,40.630000000000003,8.17,0]
[2015,"MAPP_US_2_RMPA","MAPP_US","RMPA","External","Shoulder","B12",200,200,0,33.630000000000003,40.04,8,0]
[2015,"NE_2_RMPA","NE","RMPA","External","Shoulder","B12",200,310,0,40.630000000000003,40.04,5,0]
[2015,"NWPP_Coal_2_MAPP_US","NWPP_Coal","MAPP_US","External","Shoulder","B12",200,150,0,38.950000000000003,33.630000000000003,8,0]
[2015,"RMPA_2_MAPP_US","RMPA","MAPP_US","External","Shoulder","B12",200,200,0,40.04,33.630000000000003,8,0]
[2015,"RMPA_2_NE","RMPA","NE","External","Shoulder","B12",200,310,0,40.04,40.630000000000003,8,0]
[2015,"RMPA_2_SPP_N","RMPA","SPP_N","External","Shoulder","B12",200,210,0,40.04,40.64,8,0]
[2015,"SPP_N_2_RMPA","SPP_N","RMPA","External","Shoulder","B12",200,210,0,40.64,40.04,5,0]
[2015,"SPP_S_2_ERCOT","SPP_S","ERCOT","External","Shoulder","B12",200,800,0,40.630000000000003,40.880000000000003,5,0]
[2015,"ENT_2_SOCO","ENT","SOCO","Internal","Shoulder","B13",600,2000,0,39.32,40,8,0]
[2015,"ENT_2_TVA_Transmission","ENT","TVA_Transmission","Internal","Shoulder","B13",600,2100,0,39.32,42.37,8,0]
[2015,"HQ_NEISO_2_NEISO","HQ_NEISO","NEISO","Internal","Shoulder","B13",600,99999,2920,36.89,36.9,0.01,0]
[2015,"HQ_NY_2_NYISO_A-F","HQ_NY","NYISO_A-F","Internal","Shoulder","B13",600,99999,1000,39.86,39.869999999999997,0.01,0]
[2015,"HQ_IESO_2_IESO","HQ_IESO","IESO","Internal","Shoulder","B13",600,99999,400,30.82,30.84,0.01,0]
[2015,"IESO_2_MAPP_CA","IESO","MAPP_CA","Internal","Shoulder","B13",600,262,262,30.84,38.909999999999997,7,1.08]
[2015,"IESO_2_MISO_MI","IESO","MISO_MI","Internal","Shoulder","B13",600,1840,1840,30.84,37.96,7,0.13]
[2015,"IESO_2_MISO_W","IESO","MISO_W","Internal","Shoulder","B13",600,140,140,30.84,37.96,7,0.13]
[2015,"IESO_2_NYISO_A-F","IESO","NYISO_A-F","Internal","Shoulder","B13",600,1725,1725,30.84,39.869999999999997,7,2.04]
[2015,"MAPP_CA_2_IESO","MAPP_CA","IESO","Internal","Shoulder","B13",600,330,0,38.909999999999997,30.84,8,0]
[2015,"MAPP_CA_2_MAPP_US","MAPP_CA","MAPP_US","Internal","Shoulder","B13",600,372,0,38.909999999999997,32.049999999999997,7,0]
[2015,"MAPP_CA_2_MISO_W","MAPP_CA","MISO_W","Internal","Shoulder","B13",600,1988,0,38.909999999999997,37.96,0.01,0]
[2015,"MAPP_US_2_MAPP_CA","MAPP_US","MAPP_CA","Internal","Shoulder","B13",600,165,0,32.049999999999997,38.909999999999997,7,0]
[2015,"MAPP_US_2_MISO_W","MAPP_US","MISO_W","Internal","Shoulder","B13",600,2635,0,32.049999999999997,37.96,7,0]
[2015,"MAPP_US_2_NE","MAPP_US","NE","Internal","Shoulder","B13",600,2000,1372.38,32.049999999999997,39.049999999999997,7,0]
[2015,"MARITIMES_2_NEISO","MARITIMES","NEISO","Internal","Shoulder","B13",600,99999,1400,36.89,36.9,0.01,0]
[2015,"MISO_IN_2_MISO_MI","MISO_IN","MISO_MI","Internal","Shoulder","B13",600,5000,0,37.96,37.96,0.01,0]
[2015,"MISO_IN_2_MISO_MO-IL","MISO_IN","MISO_MO-IL","Internal","Shoulder","B13",600,5000,0,37.96,37.950000000000003,0.01,0]
[2015,"MISO_IN_2_NonRTO_Midwest","MISO_IN","NonRTO_Midwest","Internal","Shoulder","B13",600,4800,0,37.96,45.66,8,0]
[2015,"MISO_IN_2_PJM_ROR","MISO_IN","PJM_ROR","Internal","Shoulder","B13",600,992,505.71,37.96,39.96,2,0]
[2015,"MISO_MI_2_IESO","MISO_MI","IESO","Internal","Shoulder","B13",600,1580,0,37.96,30.84,8,0]
[2015,"MISO_MI_2_MISO_IN","MISO_MI","MISO_IN","Internal","Shoulder","B13",600,2045,0,37.96,37.96,0.01,0]
[2015,"MISO_MI_2_MISO_WUMS","MISO_MI","MISO_WUMS","Internal","Shoulder","B13",600,947,345.62,37.96,37.97,0.01,0]
[2015,"MISO_MI_2_PJM_ROR","MISO_MI","PJM_ROR","Internal","Shoulder","B13",600,1424,381.81,37.96,39.96,2,0]
[2015,"MISO_MO-IL_2_ENT","MISO_MO-IL","ENT","Internal","Shoulder","B13",600,2540,0,37.950000000000003,39.32,8,0]
[2015,"MISO_MO-IL_2_MISO_IN","MISO_MO-IL","MISO_IN","Internal","Shoulder","B13",600,2100,950.49,37.950000000000003,37.96,0.01,0]
[2015,"MISO_MO-IL_2_MISO_W","MISO_MO-IL","MISO_W","Internal","Shoulder","B13",600,960,598,37.950000000000003,37.96,0.01,0]
[2015,"MISO_MO-IL_2_PJM_ROR","MISO_MO-IL","PJM_ROR","Internal","Shoulder","B13",600,1212,1212,37.950000000000003,39.96,2,0.01]
[2015,"MISO_MO-IL_2_SPP_N","MISO_MO-IL","SPP_N","Internal","Shoulder","B13",600,2000,0,37.950000000000003,39.06,8,0]
[2015,"MISO_MO-IL_2_TVA_Transmission","MISO_MO-IL","TVA_Transmission","Internal","Shoulder","B13",600,4000,0,37.950000000000003,42.37,8,0]
[2015,"MISO_W_2_IESO","MISO_W","IESO","Internal","Shoulder","B13",600,90,0,37.96,30.84,8,0]
[2015,"MISO_W_2_MAPP_CA","MISO_W","MAPP_CA","Internal","Shoulder","B13",600,718,718,37.96,38.909999999999997,0.01,0.94]
[2015,"MISO_W_2_MISO_MO-IL","MISO_W","MISO_MO-IL","Internal","Shoulder","B13",600,3800,0,37.96,37.950000000000003,0.01,0]
[2015,"MISO_W_2_MISO_WUMS","MISO_W","MISO_WUMS","Internal","Shoulder","B13",600,1629,447.06,37.96,37.97,0.01,0]
[2015,"MISO_W_2_PJM_ROR","MISO_W","PJM_ROR","Internal","Shoulder","B13",600,773,273.97000000000003,37.96,39.96,2,0]
[2015,"MISO_W_2_SPP_N","MISO_W","SPP_N","Internal","Shoulder","B13",600,3200,0,37.96,39.06,7,0]
[2015,"MISO_WUMS_2_MISO_MI","MISO_WUMS","MISO_MI","Internal","Shoulder","B13",600,929,0,37.97,37.96,0.01,0]
[2015,"MISO_WUMS_2_MISO_W","MISO_WUMS","MISO_W","Internal","Shoulder","B13",600,1137,0,37.97,37.96,0.01,0]
[2015,"MISO_WUMS_2_PJM_ROR","MISO_WUMS","PJM_ROR","Internal","Shoulder","B13",600,1600,0,37.97,39.96,2,0]
[2015,"NE_2_MISO_W","NE","MISO_W","Internal","Shoulder","B13",600,1600,0,39.049999999999997,37.96,5,0]
[2015,"NE_2_SPP_N","NE","SPP_N","Internal","Shoulder","B13",600,3001,1928.15,39.049999999999997,39.06,0.01,0]
[2015,"NEISO_2_NYISO_A-F","NEISO","NYISO_A-F","Internal","Shoulder","B13",600,600,0,36.9,39.869999999999997,3,0]
[2015,"NEISO_2_NYISO_G-I","NEISO","NYISO_G-I","Internal","Shoulder","B13",600,600,0,36.9,39.89,3,0]
[2015,"NEISO_2_NYISO_J-K","NEISO","NYISO_J-K","Internal","Shoulder","B13",600,500,408.22,36.9,39.9,3,0]
[2015,"NonRTO_Midwest_2_TVA_Transmission","NonRTO_Midwest","TVA_Transmission","Internal","Shoulder","B13",600,2400,0,45.66,42.37,8,0]
[2015,"NYISO_A-F_2_IESO","NYISO_A-F","IESO","Internal","Shoulder","B13",600,1600,0,39.869999999999997,30.84,7,0]
[2015,"NYISO_A-F_2_NEISO","NYISO_A-F","NEISO","Internal","Shoulder","B13",600,600,0,39.869999999999997,36.9,3,0]
[2015,"NYISO_A-F_2_NYISO_G-I","NYISO_A-F","NYISO_G-I","Internal","Shoulder","B13",600,4757,4246.51,39.869999999999997,39.89,0.01,0]
[2015,"NYISO_A-F_2_PJM_ROM","NYISO_A-F","PJM_ROM","Internal","Shoulder","B13",600,1000,0,39.869999999999997,39.97,8,0]
[2015,"NYISO_G-I_2_NEISO","NYISO_G-I","NEISO","Internal","Shoulder","B13",600,600,0,39.89,36.9,3,0]
[2015,"NYISO_G-I_2_NYISO_A-F","NYISO_G-I","NYISO_A-F","Internal","Shoulder","B13",600,2506,0,39.89,39.869999999999997,0.01,0]
[2015,"NYISO_G-I_2_NYISO_J-K","NYISO_G-I","NYISO_J-K","Internal","Shoulder","B13",600,6188,4508.21,39.89,39.9,0.01,0]
[2015,"NYISO_G-I_2_PJM_E","NYISO_G-I","PJM_E","Internal","Shoulder","B13",600,1500,0,39.89,39.979999999999997,8,0]
[2015,"NYISO_J-K_2_PJM_E","NYISO_J-K","PJM_E","Internal","Shoulder","B13",600,330,0,39.9,39.979999999999997,8,0]
[2015,"PJM_E_2_NYISO_G-I","PJM_E","NYISO_G-I","Internal","Shoulder","B13",600,500,0,39.979999999999997,39.89,6,0]
[2015,"PJM_E_2_NYISO_J-K","PJM_E","NYISO_J-K","Internal","Shoulder","B13",600,330,0,39.979999999999997,39.9,6,0]
[2015,"PJM_E_2_PJM_ROM","PJM_E","PJM_ROM","Internal","Shoulder","B13",600,8000,0,39.979999999999997,39.97,0.01,0]
[2015,"PJM_ROR_2_MISO_IN","PJM_ROR","MISO_IN","Internal","Shoulder","B13",600,909,0,39.96,37.96,2,0]
[2015,"PJM_ROR_2_MISO_MI","PJM_ROR","MISO_MI","Internal","Shoulder","B13",600,1305,0,39.96,37.96,2,0]
[2015,"PJM_ROR_2_MISO_MO-IL","PJM_ROR","MISO_MO-IL","Internal","Shoulder","B13",600,1111,0,39.96,37.950000000000003,2,0]
[2015,"PJM_ROR_2_MISO_W","PJM_ROR","MISO_W","Internal","Shoulder","B13",600,709,0,39.96,37.96,2,0]
[2015,"PJM_ROR_2_MISO_WUMS","PJM_ROR","MISO_WUMS","Internal","Shoulder","B13",600,1467,0,39.96,37.97,2,0]
[2015,"PJM_ROR_2_PJM_ROM","PJM_ROR","PJM_ROM","Internal","Shoulder","B13",600,8000,6131.44,39.96,39.97,0.01,0]
[2015,"PJM_ROR_2_TVA_Transmission","PJM_ROR","TVA_Transmission","Internal","Shoulder","B13",600,2500,0,39.96,42.37,6,0]
[2015,"PJM_ROR_2_VACAR","PJM_ROR","VACAR","Internal","Shoulder","B13",600,3000,2616.7399999999998,39.96,45.96,6,0]
[2015,"PJM_ROM_2_NYISO_A-F","PJM_ROM","NYISO_A-F","Internal","Shoulder","B13",600,2000,0,39.97,39.869999999999997,6,0]
[2015,"PJM_ROM_2_PJM_E","PJM_ROM","PJM_E","Internal","Shoulder","B13",600,8000,3253.16,39.97,39.979999999999997,0.01,0]
[2015,"PJM_ROM_2_PJM_ROR","PJM_ROM","PJM_ROR","Internal","Shoulder","B13",600,8000,0,39.97,39.96,0.01,0]
[2015,"SOCO_2_FRCC","SOCO","FRCC","Internal","Shoulder","B13",600,3700,168.7,40,50,10,0]
[2015,"SOCO_2_VACAR","SOCO","VACAR","Internal","Shoulder","B13",600,2000,0,40,45.96,10,0]
[2015,"SPP_N_2_ENT","SPP_N","ENT","Internal","Shoulder","B13",600,1800,0,39.06,39.32,5,0]
[2015,"SPP_N_2_MISO_MO-IL","SPP_N","MISO_MO-IL","Internal","Shoulder","B13",600,2000,0,39.06,37.950000000000003,5,0]
[2015,"SPP_N_2_NE","SPP_N","NE","Internal","Shoulder","B13",600,1531,0,39.06,39.049999999999997,0.01,0]
[2015,"SPP_N_2_SPP_S","SPP_N","SPP_S","Internal","Shoulder","B13",600,4383,1110.44,39.06,39.07,0.01,0]
[2015,"SPP_S_2_ENT","SPP_S","ENT","Internal","Shoulder","B13",600,850,0,39.07,39.32,5,0]
[2015,"SPP_S_2_SPP_N","SPP_S","SPP_N","Internal","Shoulder","B13",600,1023,0,39.07,39.06,0.01,0]
[2015,"TVA_2_ENT","TVA","ENT","Internal","Shoulder","B13",600,500,0,39.49,39.32,9,0]
[2015,"TVA_2_MISO_MO-IL","TVA","MISO_MO-IL","Internal","Shoulder","B13",600,50,0,39.49,37.950000000000003,9,0]
[2015,"TVA_2_NonRTO_Midwest","TVA","NonRTO_Midwest","Internal","Shoulder","B13",600,100,0,39.49,45.66,9,0]
[2015,"TVA_2_SOCO","TVA","SOCO","Internal","Shoulder","B13",600,500,0,39.49,40,9,0]
[2015,"TVA_2_VACAR","TVA","VACAR","Internal","Shoulder","B13",600,150,0,39.49,45.96,9,0]
[2015,"TVA_Transmission_2_ENT","TVA_Transmission","ENT","Internal","Shoulder","B13",600,3000,0,42.37,39.32,9,0]
[2015,"TVA_Transmission_2_NonRTO_Midwest","TVA_Transmission","NonRTO_Midwest","Internal","Shoulder","B13",600,700,0,42.37,45.66,9,0]
[2015,"TVA_Transmission_2_SOCO","TVA_Transmission","SOCO","Internal","Shoulder","B13",600,3200,0,42.37,40,9,0]
[2015,"TVA_Transmission_2_TVA","TVA_Transmission","TVA","Internal","Shoulder","B13",600,99999,0,42.37,39.49,0.01,0]
[2015,"TVA_Transmission_2_VACAR","TVA_Transmission","VACAR","Internal","Shoulder","B13",600,900,0,42.37,45.96,9,0]
[2015,"VACAR_2_PJM_ROR","VACAR","PJM_ROR","Internal","Shoulder","B13",600,2000,0,45.96,39.96,7,0]
[2015,"VACAR_2_SOCO","VACAR","SOCO","Internal","Shoulder","B13",600,3000,0,45.96,40,7,0]
[2015,"VACAR_2_TVA_Transmission","VACAR","TVA_Transmission","Internal","Shoulder","B13",600,900,0,45.96,42.37,7,0]
[2015,"AZ_NM_SNV_Coal_2_SPP_S","AZ_NM_SNV_Coal","SPP_S","External","Shoulder","B13",600,400,0,38.979999999999997,39.07,8.17,0]
[2015,"MAPP_US_2_RMPA","MAPP_US","RMPA","External","Shoulder","B13",600,200,0,32.049999999999997,40.04,8,0]
[2015,"NE_2_RMPA","NE","RMPA","External","Shoulder","B13",600,310,0,39.049999999999997,40.04,5,0]
[2015,"NWPP_Coal_2_MAPP_US","NWPP_Coal","MAPP_US","External","Shoulder","B13",600,150,0,38.950000000000003,32.049999999999997,8,0]
[2015,"RMPA_2_MAPP_US","RMPA","MAPP_US","External","Shoulder","B13",600,200,0,40.04,32.049999999999997,8,0]
[2015,"RMPA_2_NE","RMPA","NE","External","Shoulder","B13",600,310,0,40.04,39.049999999999997,8,0]
[2015,"RMPA_2_SPP_N","RMPA","SPP_N","External","Shoulder","B13",600,210,0,40.04,39.06,8,0]
[2015,"SPP_N_2_RMPA","SPP_N","RMPA","External","Shoulder","B13",600,210,0,39.06,40.04,5,0]
[2015,"SPP_S_2_ERCOT","SPP_S","ERCOT","External","Shoulder","B13",600,800,0,39.07,37.53,5,0]
[2015,"ENT_2_SOCO","ENT","SOCO","Internal","Shoulder","B14",900,2000,0,39.04,40,8,0]
[2015,"ENT_2_TVA_Transmission","ENT","TVA_Transmission","Internal","Shoulder","B14",900,2100,0,39.04,40.93,8,0]
[2015,"HQ_NEISO_2_NEISO","HQ_NEISO","NEISO","Internal","Shoulder","B14",900,99999,2920,36.89,36.9,0.01,0]
[2015,"HQ_NY_2_NYISO_A-F","HQ_NY","NYISO_A-F","Internal","Shoulder","B14",900,99999,1000,38,38.01,0.01,0]
[2015,"HQ_IESO_2_IESO","HQ_IESO","IESO","Internal","Shoulder","B14",900,99999,400,30.82,30.84,0.01,0]
[2015,"IESO_2_MAPP_CA","IESO","MAPP_CA","Internal","Shoulder","B14",900,262,262,30.84,38.909999999999997,7,1.08]
[2015,"IESO_2_MISO_MI","IESO","MISO_MI","Internal","Shoulder","B14",900,1840,0,30.84,35.93,7,0]
[2015,"IESO_2_MISO_W","IESO","MISO_W","Internal","Shoulder","B14",900,140,0,30.84,35.909999999999997,7,0]
[2015,"IESO_2_NYISO_A-F","IESO","NYISO_A-F","Internal","Shoulder","B14",900,1725,1725,30.84,38.01,7,0.18]
[2015,"MAPP_CA_2_IESO","MAPP_CA","IESO","Internal","Shoulder","B14",900,330,0,38.909999999999997,30.84,8,0]
[2015,"MAPP_CA_2_MAPP_US","MAPP_CA","MAPP_US","Internal","Shoulder","B14",900,372,0,38.909999999999997,31.91,7,0]
[2015,"MAPP_CA_2_MISO_W","MAPP_CA","MISO_W","Internal","Shoulder","B14",900,1988,0,38.909999999999997,35.909999999999997,0.01,0]
[2015,"MAPP_US_2_MAPP_CA","MAPP_US","MAPP_CA","Internal","Shoulder","B14",900,165,30.31,31.91,38.909999999999997,7,0]
[2015,"MAPP_US_2_MISO_W","MAPP_US","MISO_W","Internal","Shoulder","B14",900,2635,0,31.91,35.909999999999997,7,0]
[2015,"MAPP_US_2_NE","MAPP_US","NE","Internal","Shoulder","B14",900,2000,76.08,31.91,38.909999999999997,7,0]
[2015,"MARITIMES_2_NEISO","MARITIMES","NEISO","Internal","Shoulder","B14",900,99999,1400,36.89,36.9,0.01,0]
[2015,"MISO_IN_2_MISO_MI","MISO_IN","MISO_MI","Internal","Shoulder","B14",900,5000,1496.87,35.909999999999997,35.93,0.01,0]
[2015,"MISO_IN_2_MISO_MO-IL","MISO_IN","MISO_MO-IL","Internal","Shoulder","B14",900,5000,0,35.909999999999997,35.9,0.01,0]
[2015,"MISO_IN_2_NonRTO_Midwest","MISO_IN","NonRTO_Midwest","Internal","Shoulder","B14",900,4800,0,35.909999999999997,35.9,8,0]
[2015,"MISO_IN_2_PJM_ROR","MISO_IN","PJM_ROR","Internal","Shoulder","B14",900,992,167.24,35.909999999999997,37.909999999999997,2,0]
[2015,"MISO_MI_2_IESO","MISO_MI","IESO","Internal","Shoulder","B14",900,1580,0,35.93,30.84,8,0]
[2015,"MISO_MI_2_MISO_IN","MISO_MI","MISO_IN","Internal","Shoulder","B14",900,2045,0,35.93,35.909999999999997,0.01,0]
[2015,"MISO_MI_2_MISO_WUMS","MISO_MI","MISO_WUMS","Internal","Shoulder","B14",900,947,0,35.93,35.93,0.01,0]
[2015,"MISO_MI_2_PJM_ROR","MISO_MI","PJM_ROR","Internal","Shoulder","B14",900,1424,0,35.93,37.909999999999997,2,0]
[2015,"MISO_MO-IL_2_ENT","MISO_MO-IL","ENT","Internal","Shoulder","B14",900,2540,0,35.9,39.04,8,0]
[2015,"MISO_MO-IL_2_MISO_IN","MISO_MO-IL","MISO_IN","Internal","Shoulder","B14",900,2100,1697.17,35.9,35.909999999999997,0.01,0]
[2015,"MISO_MO-IL_2_MISO_W","MISO_MO-IL","MISO_W","Internal","Shoulder","B14",900,960,184.31,35.9,35.909999999999997,0.01,0]
[2015,"MISO_MO-IL_2_PJM_ROR","MISO_MO-IL","PJM_ROR","Internal","Shoulder","B14",900,1212,1212,35.9,37.909999999999997,2,0.01]
[2015,"MISO_MO-IL_2_SPP_N","MISO_MO-IL","SPP_N","Internal","Shoulder","B14",900,2000,0,35.9,38.93,8,0]
[2015,"MISO_MO-IL_2_TVA_Transmission","MISO_MO-IL","TVA_Transmission","Internal","Shoulder","B14",900,4000,0,35.9,40.93,8,0]
[2015,"MISO_W_2_IESO","MISO_W","IESO","Internal","Shoulder","B14",900,90,0,35.909999999999997,30.84,8,0]
[2015,"MISO_W_2_MAPP_CA","MISO_W","MAPP_CA","Internal","Shoulder","B14",900,718,718,35.909999999999997,38.909999999999997,0.01,2.99]
[2015,"MISO_W_2_MISO_MO-IL","MISO_W","MISO_MO-IL","Internal","Shoulder","B14",900,3800,0,35.909999999999997,35.9,0.01,0]
[2015,"MISO_W_2_MISO_WUMS","MISO_W","MISO_WUMS","Internal","Shoulder","B14",900,1629,803.11,35.909999999999997,35.93,0.01,0]
[2015,"MISO_W_2_PJM_ROR","MISO_W","PJM_ROR","Internal","Shoulder","B14",900,773,380.13,35.909999999999997,37.909999999999997,2,0]
[2015,"MISO_W_2_SPP_N","MISO_W","SPP_N","Internal","Shoulder","B14",900,3200,0,35.909999999999997,38.93,7,0]
[2015,"MISO_WUMS_2_MISO_MI","MISO_WUMS","MISO_MI","Internal","Shoulder","B14",900,929,0,35.93,35.93,0.01,0]
[2015,"MISO_WUMS_2_MISO_W","MISO_WUMS","MISO_W","Internal","Shoulder","B14",900,1137,0,35.93,35.909999999999997,0.01,0]
[2015,"MISO_WUMS_2_PJM_ROR","MISO_WUMS","PJM_ROR","Internal","Shoulder","B14",900,1600,0,35.93,37.909999999999997,2,0]
[2015,"NE_2_MISO_W","NE","MISO_W","Internal","Shoulder","B14",900,1600,0,38.909999999999997,35.909999999999997,5,0]
[2015,"NE_2_SPP_N","NE","SPP_N","Internal","Shoulder","B14",900,3001,853.69,38.909999999999997,38.93,0.01,0]
[2015,"NEISO_2_NYISO_A-F","NEISO","NYISO_A-F","Internal","Shoulder","B14",900,600,0,36.9,38.01,3,0]
[2015,"NEISO_2_NYISO_G-I","NEISO","NYISO_G-I","Internal","Shoulder","B14",900,600,0,36.9,38.020000000000003,3,0]
[2015,"NEISO_2_NYISO_J-K","NEISO","NYISO_J-K","Internal","Shoulder","B14",900,500,0,36.9,38.04,3,0]
[2015,"NonRTO_Midwest_2_TVA_Transmission","NonRTO_Midwest","TVA_Transmission","Internal","Shoulder","B14",900,2400,0,35.9,40.93,8,0]
[2015,"NYISO_A-F_2_IESO","NYISO_A-F","IESO","Internal","Shoulder","B14",900,1600,0,38.01,30.84,7,0]
[2015,"NYISO_A-F_2_NEISO","NYISO_A-F","NEISO","Internal","Shoulder","B14",900,600,0,38.01,36.9,3,0]
[2015,"NYISO_A-F_2_NYISO_G-I","NYISO_A-F","NYISO_G-I","Internal","Shoulder","B14",900,4757,4652.22,38.01,38.020000000000003,0.01,0]
[2015,"NYISO_A-F_2_PJM_ROM","NYISO_A-F","PJM_ROM","Internal","Shoulder","B14",900,1000,0,38.01,39.299999999999997,8,0]
[2015,"NYISO_G-I_2_NEISO","NYISO_G-I","NEISO","Internal","Shoulder","B14",900,600,0,38.020000000000003,36.9,3,0]
[2015,"NYISO_G-I_2_NYISO_A-F","NYISO_G-I","NYISO_A-F","Internal","Shoulder","B14",900,2506,0,38.020000000000003,38.01,0.01,0]
[2015,"NYISO_G-I_2_NYISO_J-K","NYISO_G-I","NYISO_J-K","Internal","Shoulder","B14",900,6188,4224.68,38.020000000000003,38.04,0.01,0]
[2015,"NYISO_G-I_2_PJM_E","NYISO_G-I","PJM_E","Internal","Shoulder","B14",900,1500,0,38.020000000000003,39.31,8,0]
[2015,"NYISO_J-K_2_PJM_E","NYISO_J-K","PJM_E","Internal","Shoulder","B14",900,330,0,38.04,39.31,8,0]
[2015,"PJM_E_2_NYISO_G-I","PJM_E","NYISO_G-I","Internal","Shoulder","B14",900,500,0,39.31,38.020000000000003,6,0]
[2015,"PJM_E_2_NYISO_J-K","PJM_E","NYISO_J-K","Internal","Shoulder","B14",900,330,0,39.31,38.04,6,0]
[2015,"PJM_E_2_PJM_ROM","PJM_E","PJM_ROM","Internal","Shoulder","B14",900,8000,0,39.31,39.299999999999997,0.01,0]
[2015,"PJM_ROR_2_MISO_IN","PJM_ROR","MISO_IN","Internal","Shoulder","B14",900,909,0,37.909999999999997,35.909999999999997,2,0]
[2015,"PJM_ROR_2_MISO_MI","PJM_ROR","MISO_MI","Internal","Shoulder","B14",900,1305,0,37.909999999999997,35.93,2,0]
[2015,"PJM_ROR_2_MISO_MO-IL","PJM_ROR","MISO_MO-IL","Internal","Shoulder","B14",900,1111,0,37.909999999999997,35.9,2,0]
[2015,"PJM_ROR_2_MISO_W","PJM_ROR","MISO_W","Internal","Shoulder","B14",900,709,0,37.909999999999997,35.909999999999997,2,0]
[2015,"PJM_ROR_2_MISO_WUMS","PJM_ROR","MISO_WUMS","Internal","Shoulder","B14",900,1467,0,37.909999999999997,35.93,2,0]
[2015,"PJM_ROR_2_PJM_ROM","PJM_ROR","PJM_ROM","Internal","Shoulder","B14",900,8000,8000,37.909999999999997,39.299999999999997,0.01,1.37]
[2015,"PJM_ROR_2_TVA_Transmission","PJM_ROR","TVA_Transmission","Internal","Shoulder","B14",900,2500,0,37.909999999999997,40.93,6,0]
[2015,"PJM_ROR_2_VACAR","PJM_ROR","VACAR","Internal","Shoulder","B14",900,3000,3000,37.909999999999997,45.66,6,1.74]
[2015,"PJM_ROM_2_NYISO_A-F","PJM_ROM","NYISO_A-F","Internal","Shoulder","B14",900,2000,0,39.299999999999997,38.01,6,0]
[2015,"PJM_ROM_2_PJM_E","PJM_ROM","PJM_E","Internal","Shoulder","B14",900,8000,3157.03,39.299999999999997,39.31,0.01,0]
[2015,"PJM_ROM_2_PJM_ROR","PJM_ROM","PJM_ROR","Internal","Shoulder","B14",900,8000,0,39.299999999999997,37.909999999999997,0.01,0]
[2015,"SOCO_2_FRCC","SOCO","FRCC","Internal","Shoulder","B14",900,3700,0,40,46.3,10,0]
[2015,"SOCO_2_VACAR","SOCO","VACAR","Internal","Shoulder","B14",900,2000,0,40,45.66,10,0]
[2015,"SPP_N_2_ENT","SPP_N","ENT","Internal","Shoulder","B14",900,1800,0,38.93,39.04,5,0]
[2015,"SPP_N_2_MISO_MO-IL","SPP_N","MISO_MO-IL","Internal","Shoulder","B14",900,2000,0,38.93,35.9,5,0]
[2015,"SPP_N_2_NE","SPP_N","NE","Internal","Shoulder","B14",900,1531,0,38.93,38.909999999999997,0.01,0]
[2015,"SPP_N_2_SPP_S","SPP_N","SPP_S","Internal","Shoulder","B14",900,4383,693.96,38.93,38.94,0.01,0]
[2015,"SPP_S_2_ENT","SPP_S","ENT","Internal","Shoulder","B14",900,850,0,38.94,39.04,5,0]
[2015,"SPP_S_2_SPP_N","SPP_S","SPP_N","Internal","Shoulder","B14",900,1023,0,38.94,38.93,0.01,0]
[2015,"TVA_2_ENT","TVA","ENT","Internal","Shoulder","B14",900,500,0,39.49,39.04,9,0]
[2015,"TVA_2_MISO_MO-IL","TVA","MISO_MO-IL","Internal","Shoulder","B14",900,50,0,39.49,35.9,9,0]
[2015,"TVA_2_NonRTO_Midwest","TVA","NonRTO_Midwest","Internal","Shoulder","B14",900,100,0,39.49,35.9,9,0]
[2015,"TVA_2_SOCO","TVA","SOCO","Internal","Shoulder","B14",900,500,0,39.49,40,9,0]
[2015,"TVA_2_VACAR","TVA","VACAR","Internal","Shoulder","B14",900,150,0,39.49,45.66,9,0]
[2015,"TVA_Transmission_2_ENT","TVA_Transmission","ENT","Internal","Shoulder","B14",900,3000,0,40.93,39.04,9,0]
[2015,"TVA_Transmission_2_NonRTO_Midwest","TVA_Transmission","NonRTO_Midwest","Internal","Shoulder","B14",900,700,0,40.93,35.9,9,0]
[2015,"TVA_Transmission_2_SOCO","TVA_Transmission","SOCO","Internal","Shoulder","B14",900,3200,0,40.93,40,9,0]
[2015,"TVA_Transmission_2_TVA","TVA_Transmission","TVA","Internal","Shoulder","B14",900,99999,0,40.93,39.49,0.01,0]
[2015,"TVA_Transmission_2_VACAR","TVA_Transmission","VACAR","Internal","Shoulder","B14",900,900,0,40.93,45.66,9,0]
[2015,"VACAR_2_PJM_ROR","VACAR","PJM_ROR","Internal","Shoulder","B14",900,2000,0,45.66,37.909999999999997,7,0]
[2015,"VACAR_2_SOCO","VACAR","SOCO","Internal","Shoulder","B14",900,3000,0,45.66,40,7,0]
[2015,"VACAR_2_TVA_Transmission","VACAR","TVA_Transmission","Internal","Shoulder","B14",900,900,0,45.66,40.93,7,0]
[2015,"AZ_NM_SNV_Coal_2_SPP_S","AZ_NM_SNV_Coal","SPP_S","External","Shoulder","B14",900,400,0,38.979999999999997,38.94,8.17,0]
[2015,"MAPP_US_2_RMPA","MAPP_US","RMPA","External","Shoulder","B14",900,200,200,31.91,40.04,8,0.12]
[2015,"NE_2_RMPA","NE","RMPA","External","Shoulder","B14",900,310,0,38.909999999999997,40.04,5,0]
[2015,"NWPP_Coal_2_MAPP_US","NWPP_Coal","MAPP_US","External","Shoulder","B14",900,150,0,38.950000000000003,31.91,8,0]
[2015,"RMPA_2_MAPP_US","RMPA","MAPP_US","External","Shoulder","B14",900,200,0,40.04,31.91,8,0]
[2015,"RMPA_2_NE","RMPA","NE","External","Shoulder","B14",900,310,0,40.04,38.909999999999997,8,0]
[2015,"RMPA_2_SPP_N","RMPA","SPP_N","External","Shoulder","B14",900,210,0,40.04,38.93,8,0]
[2015,"SPP_N_2_RMPA","SPP_N","RMPA","External","Shoulder","B14",900,210,0,38.93,40.04,5,0]
[2015,"SPP_S_2_ERCOT","SPP_S","ERCOT","External","Shoulder","B14",900,800,0,38.94,37.53,5,0]
[2015,"ENT_2_SOCO","ENT","SOCO","Internal","Shoulder","B15",1203,2000,0,37.770000000000003,40,8,0]
[2015,"ENT_2_TVA_Transmission","ENT","TVA_Transmission","Internal","Shoulder","B15",1203,2100,0,37.770000000000003,39.9,8,0]
[2015,"HQ_NEISO_2_NEISO","HQ_NEISO","NEISO","Internal","Shoulder","B15",1203,99999,1143.24,36.89,36.9,0.01,0]
[2015,"HQ_NY_2_NYISO_A-F","HQ_NY","NYISO_A-F","Internal","Shoulder","B15",1203,99999,188.69,38,38.01,0.01,0]
[2015,"HQ_IESO_2_IESO","HQ_IESO","IESO","Internal","Shoulder","B15",1203,99999,75.48,30.82,30.84,0.01,0]
[2015,"IESO_2_MAPP_CA","IESO","MAPP_CA","Internal","Shoulder","B15",1203,262,262,30.84,38.909999999999997,7,1.08]
[2015,"IESO_2_MISO_MI","IESO","MISO_MI","Internal","Shoulder","B15",1203,1840,0,30.84,34.31,7,0]
[2015,"IESO_2_MISO_W","IESO","MISO_W","Internal","Shoulder","B15",1203,140,0,30.84,33.79,7,0]
[2015,"IESO_2_NYISO_A-F","IESO","NYISO_A-F","Internal","Shoulder","B15",1203,1725,1725,30.84,38.01,7,0.18]
[2015,"MAPP_CA_2_IESO","MAPP_CA","IESO","Internal","Shoulder","B15",1203,330,0,38.909999999999997,30.84,8,0]
[2015,"MAPP_CA_2_MAPP_US","MAPP_CA","MAPP_US","Internal","Shoulder","B15",1203,372,0,38.909999999999997,31.91,7,0]
[2015,"MAPP_CA_2_MISO_W","MAPP_CA","MISO_W","Internal","Shoulder","B15",1203,1988,0,38.909999999999997,33.79,0.01,0]
[2015,"MAPP_US_2_MAPP_CA","MAPP_US","MAPP_CA","Internal","Shoulder","B15",1203,165,151.30000000000001,31.91,38.909999999999997,7,0]
[2015,"MAPP_US_2_MISO_W","MAPP_US","MISO_W","Internal","Shoulder","B15",1203,2635,0,31.91,33.79,7,0]
[2015,"MAPP_US_2_NE","MAPP_US","NE","Internal","Shoulder","B15",1203,2000,0,31.91,37.6,7,0]
[2015,"MARITIMES_2_NEISO","MARITIMES","NEISO","Internal","Shoulder","B15",1203,99999,426.43,36.89,36.9,0.01,0]
[2015,"MISO_IN_2_MISO_MI","MISO_IN","MISO_MI","Internal","Shoulder","B15",1203,5000,1444.09,34.299999999999997,34.31,0.01,0]
[2015,"MISO_IN_2_MISO_MO-IL","MISO_IN","MISO_MO-IL","Internal","Shoulder","B15",1203,5000,0,34.299999999999997,33.25,0.01,0]
[2015,"MISO_IN_2_NonRTO_Midwest","MISO_IN","NonRTO_Midwest","Internal","Shoulder","B15",1203,4800,0,34.299999999999997,32.85,8,0]
[2015,"MISO_IN_2_PJM_ROR","MISO_IN","PJM_ROR","Internal","Shoulder","B15",1203,992,0,34.299999999999997,35.25,2,0]
[2015,"MISO_MI_2_IESO","MISO_MI","IESO","Internal","Shoulder","B15",1203,1580,0,34.31,30.84,8,0]
[2015,"MISO_MI_2_MISO_IN","MISO_MI","MISO_IN","Internal","Shoulder","B15",1203,2045,0,34.31,34.299999999999997,0.01,0]
[2015,"MISO_MI_2_MISO_WUMS","MISO_MI","MISO_WUMS","Internal","Shoulder","B15",1203,947,566.70000000000005,34.31,34.32,0.01,0]
[2015,"MISO_MI_2_PJM_ROR","MISO_MI","PJM_ROR","Internal","Shoulder","B15",1203,1424,0,34.31,35.25,2,0]
[2015,"MISO_MO-IL_2_ENT","MISO_MO-IL","ENT","Internal","Shoulder","B15",1203,2540,0,33.25,37.770000000000003,8,0]
[2015,"MISO_MO-IL_2_MISO_IN","MISO_MO-IL","MISO_IN","Internal","Shoulder","B15",1203,2100,2100,33.25,34.299999999999997,0.01,1.04]
[2015,"MISO_MO-IL_2_MISO_W","MISO_MO-IL","MISO_W","Internal","Shoulder","B15",1203,960,960,33.25,33.79,0.01,0.53]
[2015,"MISO_MO-IL_2_PJM_ROR","MISO_MO-IL","PJM_ROR","Internal","Shoulder","B15",1203,1212,182.61,33.25,35.25,2,0]
[2015,"MISO_MO-IL_2_SPP_N","MISO_MO-IL","SPP_N","Internal","Shoulder","B15",1203,2000,0,33.25,37.619999999999997,8,0]
[2015,"MISO_MO-IL_2_TVA_Transmission","MISO_MO-IL","TVA_Transmission","Internal","Shoulder","B15",1203,4000,0,33.25,39.9,8,0]
[2015,"MISO_W_2_IESO","MISO_W","IESO","Internal","Shoulder","B15",1203,90,0,33.79,30.84,8,0]
[2015,"MISO_W_2_MAPP_CA","MISO_W","MAPP_CA","Internal","Shoulder","B15",1203,718,718,33.79,38.909999999999997,0.01,5.1100000000000003]
[2015,"MISO_W_2_MISO_MO-IL","MISO_W","MISO_MO-IL","Internal","Shoulder","B15",1203,3800,0,33.79,33.25,0.01,0]
[2015,"MISO_W_2_MISO_WUMS","MISO_W","MISO_WUMS","Internal","Shoulder","B15",1203,1629,1629,33.79,34.32,0.01,0.52]
[2015,"MISO_W_2_PJM_ROR","MISO_W","PJM_ROR","Internal","Shoulder","B15",1203,773,0,33.79,35.25,2,0]
[2015,"MISO_W_2_SPP_N","MISO_W","SPP_N","Internal","Shoulder","B15",1203,3200,0,33.79,37.619999999999997,7,0]
[2015,"MISO_WUMS_2_MISO_MI","MISO_WUMS","MISO_MI","Internal","Shoulder","B15",1203,929,0,34.32,34.31,0.01,0]
[2015,"MISO_WUMS_2_MISO_W","MISO_WUMS","MISO_W","Internal","Shoulder","B15",1203,1137,0,34.32,33.79,0.01,0]
[2015,"MISO_WUMS_2_PJM_ROR","MISO_WUMS","PJM_ROR","Internal","Shoulder","B15",1203,1600,0,34.32,35.25,2,0]
[2015,"NE_2_MISO_W","NE","MISO_W","Internal","Shoulder","B15",1203,1600,0,37.6,33.79,5,0]
[2015,"NE_2_SPP_N","NE","SPP_N","Internal","Shoulder","B15",1203,3001,852,37.6,37.619999999999997,0.01,0]
[2015,"NEISO_2_NYISO_A-F","NEISO","NYISO_A-F","Internal","Shoulder","B15",1203,600,0,36.9,38.01,3,0]
[2015,"NEISO_2_NYISO_G-I","NEISO","NYISO_G-I","Internal","Shoulder","B15",1203,600,0,36.9,38.020000000000003,3,0]
[2015,"NEISO_2_NYISO_J-K","NEISO","NYISO_J-K","Internal","Shoulder","B15",1203,500,0,36.9,38.04,3,0]
[2015,"NonRTO_Midwest_2_TVA_Transmission","NonRTO_Midwest","TVA_Transmission","Internal","Shoulder","B15",1203,2400,0,32.85,39.9,8,0]
[2015,"NYISO_A-F_2_IESO","NYISO_A-F","IESO","Internal","Shoulder","B15",1203,1600,0,38.01,30.84,7,0]
[2015,"NYISO_A-F_2_NEISO","NYISO_A-F","NEISO","Internal","Shoulder","B15",1203,600,0,38.01,36.9,3,0]
[2015,"NYISO_A-F_2_NYISO_G-I","NYISO_A-F","NYISO_G-I","Internal","Shoulder","B15",1203,4757,2642.09,38.01,38.020000000000003,0.01,0]
[2015,"NYISO_A-F_2_PJM_ROM","NYISO_A-F","PJM_ROM","Internal","Shoulder","B15",1203,1000,0,38.01,36.43,8,0]
[2015,"NYISO_G-I_2_NEISO","NYISO_G-I","NEISO","Internal","Shoulder","B15",1203,600,0,38.020000000000003,36.9,3,0]
[2015,"NYISO_G-I_2_NYISO_A-F","NYISO_G-I","NYISO_A-F","Internal","Shoulder","B15",1203,2506,0,38.020000000000003,38.01,0.01,0]
[2015,"NYISO_G-I_2_NYISO_J-K","NYISO_G-I","NYISO_J-K","Internal","Shoulder","B15",1203,6188,2627.95,38.020000000000003,38.04,0.01,0]
[2015,"NYISO_G-I_2_PJM_E","NYISO_G-I","PJM_E","Internal","Shoulder","B15",1203,1500,0,38.020000000000003,36.44,8,0]
[2015,"NYISO_J-K_2_PJM_E","NYISO_J-K","PJM_E","Internal","Shoulder","B15",1203,330,0,38.04,36.44,8,0]
[2015,"PJM_E_2_NYISO_G-I","PJM_E","NYISO_G-I","Internal","Shoulder","B15",1203,500,0,36.44,38.020000000000003,6,0]
[2015,"PJM_E_2_NYISO_J-K","PJM_E","NYISO_J-K","Internal","Shoulder","B15",1203,330,0,36.44,38.04,6,0]
[2015,"PJM_E_2_PJM_ROM","PJM_E","PJM_ROM","Internal","Shoulder","B15",1203,8000,0,36.44,36.43,0.01,0]
[2015,"PJM_ROR_2_MISO_IN","PJM_ROR","MISO_IN","Internal","Shoulder","B15",1203,909,0,35.25,34.299999999999997,2,0]
[2015,"PJM_ROR_2_MISO_MI","PJM_ROR","MISO_MI","Internal","Shoulder","B15",1203,1305,0,35.25,34.31,2,0]
[2015,"PJM_ROR_2_MISO_MO-IL","PJM_ROR","MISO_MO-IL","Internal","Shoulder","B15",1203,1111,0,35.25,33.25,2,0]
[2015,"PJM_ROR_2_MISO_W","PJM_ROR","MISO_W","Internal","Shoulder","B15",1203,709,0,35.25,33.79,2,0]
[2015,"PJM_ROR_2_MISO_WUMS","PJM_ROR","MISO_WUMS","Internal","Shoulder","B15",1203,1467,0,35.25,34.32,2,0]
[2015,"PJM_ROR_2_PJM_ROM","PJM_ROR","PJM_ROM","Internal","Shoulder","B15",1203,8000,8000,35.25,36.43,0.01,1.1599999999999999]
[2015,"PJM_ROR_2_TVA_Transmission","PJM_ROR","TVA_Transmission","Internal","Shoulder","B15",1203,2500,0,35.25,39.9,6,0]
[2015,"PJM_ROR_2_VACAR","PJM_ROR","VACAR","Internal","Shoulder","B15",1203,3000,3000,35.25,42.66,6,1.41]
[2015,"PJM_ROM_2_NYISO_A-F","PJM_ROM","NYISO_A-F","Internal","Shoulder","B15",1203,2000,0,36.43,38.01,6,0]
[2015,"PJM_ROM_2_PJM_E","PJM_ROM","PJM_E","Internal","Shoulder","B15",1203,8000,4381.6899999999996,36.43,36.44,0.01,0]
[2015,"PJM_ROM_2_PJM_ROR","PJM_ROM","PJM_ROR","Internal","Shoulder","B15",1203,8000,0,36.43,35.25,0.01,0]
[2015,"SOCO_2_FRCC","SOCO","FRCC","Internal","Shoulder","B15",1203,3700,0,40,44.41,10,0]
[2015,"SOCO_2_VACAR","SOCO","VACAR","Internal","Shoulder","B15",1203,2000,0,40,42.66,10,0]
[2015,"SPP_N_2_ENT","SPP_N","ENT","Internal","Shoulder","B15",1203,1800,0,37.619999999999997,37.770000000000003,5,0]
[2015,"SPP_N_2_MISO_MO-IL","SPP_N","MISO_MO-IL","Internal","Shoulder","B15",1203,2000,0,37.619999999999997,33.25,5,0]
[2015,"SPP_N_2_NE","SPP_N","NE","Internal","Shoulder","B15",1203,1531,0,37.619999999999997,37.6,0.01,0]
[2015,"SPP_N_2_SPP_S","SPP_N","SPP_S","Internal","Shoulder","B15",1203,4383,1509.36,37.619999999999997,37.630000000000003,0.01,0]
[2015,"SPP_S_2_ENT","SPP_S","ENT","Internal","Shoulder","B15",1203,850,0,37.630000000000003,37.770000000000003,5,0]
[2015,"SPP_S_2_SPP_N","SPP_S","SPP_N","Internal","Shoulder","B15",1203,1023,0,37.630000000000003,37.619999999999997,0.01,0]
[2015,"TVA_2_ENT","TVA","ENT","Internal","Shoulder","B15",1203,500,0,39.49,37.770000000000003,9,0]
[2015,"TVA_2_MISO_MO-IL","TVA","MISO_MO-IL","Internal","Shoulder","B15",1203,50,0,39.49,33.25,9,0]
[2015,"TVA_2_NonRTO_Midwest","TVA","NonRTO_Midwest","Internal","Shoulder","B15",1203,100,0,39.49,32.85,9,0]
[2015,"TVA_2_SOCO","TVA","SOCO","Internal","Shoulder","B15",1203,500,0,39.49,40,9,0]
[2015,"TVA_2_VACAR","TVA","VACAR","Internal","Shoulder","B15",1203,150,0,39.49,42.66,9,0]
[2015,"TVA_Transmission_2_ENT","TVA_Transmission","ENT","Internal","Shoulder","B15",1203,3000,0,39.9,37.770000000000003,9,0]
[2015,"TVA_Transmission_2_NonRTO_Midwest","TVA_Transmission","NonRTO_Midwest","Internal","Shoulder","B15",1203,700,0,39.9,32.85,9,0]
[2015,"TVA_Transmission_2_SOCO","TVA_Transmission","SOCO","Internal","Shoulder","B15",1203,3200,0,39.9,40,9,0]
[2015,"TVA_Transmission_2_TVA","TVA_Transmission","TVA","Internal","Shoulder","B15",1203,99999,0,39.9,39.49,0.01,0]
[2015,"TVA_Transmission_2_VACAR","TVA_Transmission","VACAR","Internal","Shoulder","B15",1203,900,0,39.9,42.66,9,0]
[2015,"VACAR_2_PJM_ROR","VACAR","PJM_ROR","Internal","Shoulder","B15",1203,2000,0,42.66,35.25,7,0]
[2015,"VACAR_2_SOCO","VACAR","SOCO","Internal","Shoulder","B15",1203,3000,0,42.66,40,7,0]
[2015,"VACAR_2_TVA_Transmission","VACAR","TVA_Transmission","Internal","Shoulder","B15",1203,900,0,42.66,39.9,7,0]
[2015,"AZ_NM_SNV_Coal_2_SPP_S","AZ_NM_SNV_Coal","SPP_S","External","Shoulder","B15",1203,400,0,38.950000000000003,37.630000000000003,8.17,0]
[2015,"MAPP_US_2_RMPA","MAPP_US","RMPA","External","Shoulder","B15",1203,200,180.16,31.91,39.909999999999997,8,0]
[2015,"NE_2_RMPA","NE","RMPA","External","Shoulder","B15",1203,310,0,37.6,39.909999999999997,5,0]
[2015,"NWPP_Coal_2_MAPP_US","NWPP_Coal","MAPP_US","External","Shoulder","B15",1203,150,0,38.950000000000003,31.91,8,0]
[2015,"RMPA_2_MAPP_US","RMPA","MAPP_US","External","Shoulder","B15",1203,200,0,39.909999999999997,31.91,8,0]
[2015,"RMPA_2_NE","RMPA","NE","External","Shoulder","B15",1203,310,0,39.909999999999997,37.6,8,0]
[2015,"RMPA_2_SPP_N","RMPA","SPP_N","External","Shoulder","B15",1203,210,0,39.909999999999997,37.619999999999997,8,0]
[2015,"SPP_N_2_RMPA","SPP_N","RMPA","External","Shoulder","B15",1203,210,0,37.619999999999997,39.909999999999997,5,0]
[2015,"SPP_S_2_ERCOT","SPP_S","ERCOT","External","Shoulder","B15",1203,800,0,37.630000000000003,37.53,5,0]
[2015,"ENT_2_SOCO","ENT","SOCO","Internal","Winter","B16",25,2000,2000,53.68,62.05,8,0.37]
[2015,"ENT_2_TVA_Transmission","ENT","TVA_Transmission","Internal","Winter","B16",25,2100,0,53.68,56.68,8,0]
[2015,"HQ_NEISO_2_NEISO","HQ_NEISO","NEISO","Internal","Winter","B16",25,99999,2920,45.28,45.29,0.01,0]
[2015,"HQ_NY_2_NYISO_A-F","HQ_NY","NYISO_A-F","Internal","Winter","B16",25,99999,1000,45.51,45.52,0.01,0]
[2015,"HQ_IESO_2_IESO","HQ_IESO","IESO","Internal","Winter","B16",25,99999,400,38.51,38.520000000000003,0.01,0]
[2015,"IESO_2_MAPP_CA","IESO","MAPP_CA","Internal","Winter","B16",25,262,262,38.520000000000003,48.65,7,3.13]
[2015,"IESO_2_MISO_MI","IESO","MISO_MI","Internal","Winter","B16",25,1840,1840,38.520000000000003,48.67,7,3.15]
[2015,"IESO_2_MISO_W","IESO","MISO_W","Internal","Winter","B16",25,140,140,38.520000000000003,48.67,7,3.15]
[2015,"IESO_2_NYISO_A-F","IESO","NYISO_A-F","Internal","Winter","B16",25,1725,691.59,38.520000000000003,45.52,7,0]
[2015,"MAPP_CA_2_IESO","MAPP_CA","IESO","Internal","Winter","B16",25,330,0,48.65,38.520000000000003,8,0]
[2015,"MAPP_CA_2_MAPP_US","MAPP_CA","MAPP_US","Internal","Winter","B16",25,372,0,48.65,41.67,7,0]
[2015,"MAPP_CA_2_MISO_W","MAPP_CA","MISO_W","Internal","Winter","B16",25,1988,1580.01,48.65,48.67,0.01,0]
[2015,"MAPP_US_2_MAPP_CA","MAPP_US","MAPP_CA","Internal","Winter","B16",25,165,0,41.67,48.65,7,0]
[2015,"MAPP_US_2_MISO_W","MAPP_US","MISO_W","Internal","Winter","B16",25,2635,768.86,41.67,48.67,7,0]
[2015,"MAPP_US_2_NE","MAPP_US","NE","Internal","Winter","B16",25,2000,1219.3399999999999,41.67,48.67,7,0]
[2015,"MARITIMES_2_NEISO","MARITIMES","NEISO","Internal","Winter","B16",25,99999,1400,45.28,45.29,0.01,0]
[2015,"MISO_IN_2_MISO_MI","MISO_IN","MISO_MI","Internal","Winter","B16",25,5000,0,48.69,48.67,0.01,0]
[2015,"MISO_IN_2_MISO_MO-IL","MISO_IN","MISO_MO-IL","Internal","Winter","B16",25,5000,0,48.69,48.68,0.01,0]
[2015,"MISO_IN_2_NonRTO_Midwest","MISO_IN","NonRTO_Midwest","Internal","Winter","B16",25,4800,2407.52,48.69,56.69,8,0]
[2015,"MISO_IN_2_PJM_ROR","MISO_IN","PJM_ROR","Internal","Winter","B16",25,992,0,48.69,50.68,2,0]
[2015,"MISO_MI_2_IESO","MISO_MI","IESO","Internal","Winter","B16",25,1580,0,48.67,38.520000000000003,8,0]
[2015,"MISO_MI_2_MISO_IN","MISO_MI","MISO_IN","Internal","Winter","B16",25,2045,2045,48.67,48.69,0.01,0.01]
[2015,"MISO_MI_2_MISO_WUMS","MISO_MI","MISO_WUMS","Internal","Winter","B16",25,947,378.57,48.67,48.68,0.01,0]
[2015,"MISO_MI_2_PJM_ROR","MISO_MI","PJM_ROR","Internal","Winter","B16",25,1424,1424,48.67,50.68,2,0.01]
[2015,"MISO_MO-IL_2_ENT","MISO_MO-IL","ENT","Internal","Winter","B16",25,2540,0,48.68,53.68,8,0]
[2015,"MISO_MO-IL_2_MISO_IN","MISO_MO-IL","MISO_IN","Internal","Winter","B16",25,2100,1792.99,48.68,48.69,0.01,0]
[2015,"MISO_MO-IL_2_MISO_W","MISO_MO-IL","MISO_W","Internal","Winter","B16",25,960,0,48.68,48.67,0.01,0]
[2015,"MISO_MO-IL_2_PJM_ROR","MISO_MO-IL","PJM_ROR","Internal","Winter","B16",25,1212,995.35,48.68,50.68,2,0]
[2015,"MISO_MO-IL_2_SPP_N","MISO_MO-IL","SPP_N","Internal","Winter","B16",25,2000,0,48.68,48.68,8,0]
[2015,"MISO_MO-IL_2_TVA_Transmission","MISO_MO-IL","TVA_Transmission","Internal","Winter","B16",25,4000,36.840000000000003,48.68,56.68,8,0]
[2015,"MISO_W_2_IESO","MISO_W","IESO","Internal","Winter","B16",25,90,0,48.67,38.520000000000003,8,0]
[2015,"MISO_W_2_MAPP_CA","MISO_W","MAPP_CA","Internal","Winter","B16",25,718,0,48.67,48.65,0.01,0]
[2015,"MISO_W_2_MISO_MO-IL","MISO_W","MISO_MO-IL","Internal","Winter","B16",25,3800,820.98,48.67,48.68,0.01,0]
[2015,"MISO_W_2_MISO_WUMS","MISO_W","MISO_WUMS","Internal","Winter","B16",25,1629,1006.45,48.67,48.68,0.01,0]
[2015,"MISO_W_2_PJM_ROR","MISO_W","PJM_ROR","Internal","Winter","B16",25,773,773,48.67,50.68,2,0.01]
[2015,"MISO_W_2_SPP_N","MISO_W","SPP_N","Internal","Winter","B16",25,3200,0,48.67,48.68,7,0]
[2015,"MISO_WUMS_2_MISO_MI","MISO_WUMS","MISO_MI","Internal","Winter","B16",25,929,0,48.68,48.67,0.01,0]
[2015,"MISO_WUMS_2_MISO_W","MISO_WUMS","MISO_W","Internal","Winter","B16",25,1137,0,48.68,48.67,0.01,0]
[2015,"MISO_WUMS_2_PJM_ROR","MISO_WUMS","PJM_ROR","Internal","Winter","B16",25,1600,1244.95,48.68,50.68,2,0]
[2015,"NE_2_MISO_W","NE","MISO_W","Internal","Winter","B16",25,1600,0,48.67,48.67,5,0]
[2015,"NE_2_SPP_N","NE","SPP_N","Internal","Winter","B16",25,3001,2467.66,48.67,48.68,0.01,0]
[2015,"NEISO_2_NYISO_A-F","NEISO","NYISO_A-F","Internal","Winter","B16",25,600,0,45.29,45.52,3,0]
[2015,"NEISO_2_NYISO_G-I","NEISO","NYISO_G-I","Internal","Winter","B16",25,600,600,45.29,51.19,3,2.9]
[2015,"NEISO_2_NYISO_J-K","NEISO","NYISO_J-K","Internal","Winter","B16",25,500,500,45.29,51.21,3,2.91]
[2015,"NonRTO_Midwest_2_TVA_Transmission","NonRTO_Midwest","TVA_Transmission","Internal","Winter","B16",25,2400,0,56.69,56.68,8,0]
[2015,"NYISO_A-F_2_IESO","NYISO_A-F","IESO","Internal","Winter","B16",25,1600,0,45.52,38.520000000000003,7,0]
[2015,"NYISO_A-F_2_NEISO","NYISO_A-F","NEISO","Internal","Winter","B16",25,600,0,45.52,45.29,3,0]
[2015,"NYISO_A-F_2_NYISO_G-I","NYISO_A-F","NYISO_G-I","Internal","Winter","B16",25,4757,4757,45.52,51.19,0.01,5.66]
[2015,"NYISO_A-F_2_PJM_ROM","NYISO_A-F","PJM_ROM","Internal","Winter","B16",25,1000,0,45.52,50.69,8,0]
[2015,"NYISO_G-I_2_NEISO","NYISO_G-I","NEISO","Internal","Winter","B16",25,600,0,51.19,45.29,3,0]
[2015,"NYISO_G-I_2_NYISO_A-F","NYISO_G-I","NYISO_A-F","Internal","Winter","B16",25,2506,0,51.19,45.52,0.01,0]
[2015,"NYISO_G-I_2_NYISO_J-K","NYISO_G-I","NYISO_J-K","Internal","Winter","B16",25,6188,5955.5,51.19,51.21,0.01,0]
[2015,"NYISO_G-I_2_PJM_E","NYISO_G-I","PJM_E","Internal","Winter","B16",25,1500,0,51.19,50.7,8,0]
[2015,"NYISO_J-K_2_PJM_E","NYISO_J-K","PJM_E","Internal","Winter","B16",25,330,0,51.21,50.7,8,0]
[2015,"PJM_E_2_NYISO_G-I","PJM_E","NYISO_G-I","Internal","Winter","B16",25,500,0,50.7,51.19,6,0]
[2015,"PJM_E_2_NYISO_J-K","PJM_E","NYISO_J-K","Internal","Winter","B16",25,330,0,50.7,51.21,6,0]
[2015,"PJM_E_2_PJM_ROM","PJM_E","PJM_ROM","Internal","Winter","B16",25,8000,0,50.7,50.69,0.01,0]
[2015,"PJM_ROR_2_MISO_IN","PJM_ROR","MISO_IN","Internal","Winter","B16",25,909,0,50.68,48.69,2,0]
[2015,"PJM_ROR_2_MISO_MI","PJM_ROR","MISO_MI","Internal","Winter","B16",25,1305,0,50.68,48.67,2,0]
[2015,"PJM_ROR_2_MISO_MO-IL","PJM_ROR","MISO_MO-IL","Internal","Winter","B16",25,1111,0,50.68,48.68,2,0]
[2015,"PJM_ROR_2_MISO_W","PJM_ROR","MISO_W","Internal","Winter","B16",25,709,0,50.68,48.67,2,0]
[2015,"PJM_ROR_2_MISO_WUMS","PJM_ROR","MISO_WUMS","Internal","Winter","B16",25,1467,0,50.68,48.68,2,0]
[2015,"PJM_ROR_2_PJM_ROM","PJM_ROR","PJM_ROM","Internal","Winter","B16",25,8000,5506.46,50.68,50.69,0.01,0]
[2015,"PJM_ROR_2_TVA_Transmission","PJM_ROR","TVA_Transmission","Internal","Winter","B16",25,2500,32.71,50.68,56.68,6,0]
[2015,"PJM_ROR_2_VACAR","PJM_ROR","VACAR","Internal","Winter","B16",25,3000,3000,50.68,65.680000000000007,6,9]
[2015,"PJM_ROM_2_NYISO_A-F","PJM_ROM","NYISO_A-F","Internal","Winter","B16",25,2000,0,50.69,45.52,6,0]
[2015,"PJM_ROM_2_PJM_E","PJM_ROM","PJM_E","Internal","Winter","B16",25,8000,1268.74,50.69,50.7,0.01,0]
[2015,"PJM_ROM_2_PJM_ROR","PJM_ROM","PJM_ROR","Internal","Winter","B16",25,8000,0,50.69,50.68,0.01,0]
[2015,"SOCO_2_FRCC","SOCO","FRCC","Internal","Winter","B16",25,3700,1986.55,62.05,72.05,10,0]
[2015,"SOCO_2_VACAR","SOCO","VACAR","Internal","Winter","B16",25,2000,0,62.05,65.680000000000007,10,0]
[2015,"SPP_N_2_ENT","SPP_N","ENT","Internal","Winter","B16",25,1800,25.98,48.68,53.68,5,0]
[2015,"SPP_N_2_MISO_MO-IL","SPP_N","MISO_MO-IL","Internal","Winter","B16",25,2000,0,48.68,48.68,5,0]
[2015,"SPP_N_2_NE","SPP_N","NE","Internal","Winter","B16",25,1531,0,48.68,48.67,0.01,0]
[2015,"SPP_N_2_SPP_S","SPP_N","SPP_S","Internal","Winter","B16",25,4383,1439.83,48.68,48.69,0.01,0]
[2015,"SPP_S_2_ENT","SPP_S","ENT","Internal","Winter","B16",25,850,0,48.69,53.68,5,0]
[2015,"SPP_S_2_SPP_N","SPP_S","SPP_N","Internal","Winter","B16",25,1023,0,48.69,48.68,0.01,0]
[2015,"TVA_2_ENT","TVA","ENT","Internal","Winter","B16",25,500,0,55.57,53.68,9,0]
[2015,"TVA_2_MISO_MO-IL","TVA","MISO_MO-IL","Internal","Winter","B16",25,50,0,55.57,48.68,9,0]
[2015,"TVA_2_NonRTO_Midwest","TVA","NonRTO_Midwest","Internal","Winter","B16",25,100,0,55.57,56.69,9,0]
[2015,"TVA_2_SOCO","TVA","SOCO","Internal","Winter","B16",25,500,0,55.57,62.05,9,0]
[2015,"TVA_2_VACAR","TVA","VACAR","Internal","Winter","B16",25,150,150,55.57,65.680000000000007,9,1.1100000000000001]
[2015,"TVA_Transmission_2_ENT","TVA_Transmission","ENT","Internal","Winter","B16",25,3000,0,56.68,53.68,9,0]
[2015,"TVA_Transmission_2_NonRTO_Midwest","TVA_Transmission","NonRTO_Midwest","Internal","Winter","B16",25,700,0,56.68,56.69,9,0]
[2015,"TVA_Transmission_2_SOCO","TVA_Transmission","SOCO","Internal","Winter","B16",25,3200,0,56.68,62.05,9,0]
[2015,"TVA_Transmission_2_TVA","TVA_Transmission","TVA","Internal","Winter","B16",25,99999,0,56.68,55.57,0.01,0]
[2015,"TVA_Transmission_2_VACAR","TVA_Transmission","VACAR","Internal","Winter","B16",25,900,69.56,56.68,65.680000000000007,9,0]
[2015,"VACAR_2_PJM_ROR","VACAR","PJM_ROR","Internal","Winter","B16",25,2000,0,65.680000000000007,50.68,7,0]
[2015,"VACAR_2_SOCO","VACAR","SOCO","Internal","Winter","B16",25,3000,0,65.680000000000007,62.05,7,0]
[2015,"VACAR_2_TVA_Transmission","VACAR","TVA_Transmission","Internal","Winter","B16",25,900,0,65.680000000000007,56.68,7,0]
[2015,"AZ_NM_SNV_Coal_2_SPP_S","AZ_NM_SNV_Coal","SPP_S","External","Winter","B16",25,400,0,41.47,48.69,8.17,0]
[2015,"MAPP_US_2_RMPA","MAPP_US","RMPA","External","Winter","B16",25,200,0,41.67,49.48,8,0]
[2015,"NE_2_RMPA","NE","RMPA","External","Winter","B16",25,310,0,48.67,49.48,5,0]
[2015,"NWPP_Coal_2_MAPP_US","NWPP_Coal","MAPP_US","External","Winter","B16",25,150,0,41.32,41.67,8,0]
[2015,"RMPA_2_MAPP_US","RMPA","MAPP_US","External","Winter","B16",25,200,0,49.48,41.67,8,0]
[2015,"RMPA_2_NE","RMPA","NE","External","Winter","B16",25,310,0,49.48,48.67,8,0]
[2015,"RMPA_2_SPP_N","RMPA","SPP_N","External","Winter","B16",25,210,0,49.48,48.68,8,0]
[2015,"SPP_N_2_RMPA","SPP_N","RMPA","External","Winter","B16",25,210,0,48.68,49.48,5,0]
[2015,"SPP_S_2_ERCOT","SPP_S","ERCOT","External","Winter","B16",25,800,0,48.69,51.14,5,0]
[2015,"ENT_2_SOCO","ENT","SOCO","Internal","Winter","B17",100,2000,0,41.76,43.89,8,0]
[2015,"ENT_2_TVA_Transmission","ENT","TVA_Transmission","Internal","Winter","B17",100,2100,0,41.76,46.84,8,0]
[2015,"HQ_NEISO_2_NEISO","HQ_NEISO","NEISO","Internal","Winter","B17",100,99999,2920,45.28,45.29,0.01,0]
[2015,"HQ_NY_2_NYISO_A-F","HQ_NY","NYISO_A-F","Internal","Winter","B17",100,99999,1000,42.54,42.55,0.01,0]
[2015,"HQ_IESO_2_IESO","HQ_IESO","IESO","Internal","Winter","B17",100,99999,400,35.54,35.549999999999997,0.01,0]
[2015,"IESO_2_MAPP_CA","IESO","MAPP_CA","Internal","Winter","B17",100,262,262,35.549999999999997,43.16,7,0.61]
[2015,"IESO_2_MISO_MI","IESO","MISO_MI","Internal","Winter","B17",100,1840,1840,35.549999999999997,43.18,7,0.63]
[2015,"IESO_2_MISO_W","IESO","MISO_W","Internal","Winter","B17",100,140,140,35.549999999999997,43.17,7,0.62]
[2015,"IESO_2_NYISO_A-F","IESO","NYISO_A-F","Internal","Winter","B17",100,1725,499.77,35.549999999999997,42.55,7,0]
[2015,"MAPP_CA_2_IESO","MAPP_CA","IESO","Internal","Winter","B17",100,330,0,43.16,35.549999999999997,8,0]
[2015,"MAPP_CA_2_MAPP_US","MAPP_CA","MAPP_US","Internal","Winter","B17",100,372,0,43.16,36.17,7,0]
[2015,"MAPP_CA_2_MISO_W","MAPP_CA","MISO_W","Internal","Winter","B17",100,1988,43.85,43.16,43.17,0.01,0]
[2015,"MAPP_US_2_MAPP_CA","MAPP_US","MAPP_CA","Internal","Winter","B17",100,165,0,36.17,43.16,7,0]
[2015,"MAPP_US_2_MISO_W","MAPP_US","MISO_W","Internal","Winter","B17",100,2635,1568.19,36.17,43.17,7,0]
[2015,"MAPP_US_2_NE","MAPP_US","NE","Internal","Winter","B17",100,2000,0,36.17,41.48,7,0]
[2015,"MARITIMES_2_NEISO","MARITIMES","NEISO","Internal","Winter","B17",100,99999,1400,45.28,45.29,0.01,0]
[2015,"MISO_IN_2_MISO_MI","MISO_IN","MISO_MI","Internal","Winter","B17",100,5000,0,43.2,43.18,0.01,0]
[2015,"MISO_IN_2_MISO_MO-IL","MISO_IN","MISO_MO-IL","Internal","Winter","B17",100,5000,0,43.2,43.18,0.01,0]
[2015,"MISO_IN_2_NonRTO_Midwest","MISO_IN","NonRTO_Midwest","Internal","Winter","B17",100,4800,1445.06,43.2,51.2,8,0]
[2015,"MISO_IN_2_PJM_ROR","MISO_IN","PJM_ROR","Internal","Winter","B17",100,992,36.92,43.2,45.2,2,0]
[2015,"MISO_MI_2_IESO","MISO_MI","IESO","Internal","Winter","B17",100,1580,0,43.18,35.549999999999997,8,0]
[2015,"MISO_MI_2_MISO_IN","MISO_MI","MISO_IN","Internal","Winter","B17",100,2045,310.89,43.18,43.2,0.01,0]
[2015,"MISO_MI_2_MISO_WUMS","MISO_MI","MISO_WUMS","Internal","Winter","B17",100,947,0,43.18,43.18,0.01,0]
[2015,"MISO_MI_2_PJM_ROR","MISO_MI","PJM_ROR","Internal","Winter","B17",100,1424,1424,43.18,45.2,2,0.01]
[2015,"MISO_MO-IL_2_ENT","MISO_MO-IL","ENT","Internal","Winter","B17",100,2540,0,43.18,41.76,8,0]
[2015,"MISO_MO-IL_2_MISO_IN","MISO_MO-IL","MISO_IN","Internal","Winter","B17",100,2100,1800.41,43.18,43.2,0.01,0]
[2015,"MISO_MO-IL_2_MISO_W","MISO_MO-IL","MISO_W","Internal","Winter","B17",100,960,0,43.18,43.17,0.01,0]
[2015,"MISO_MO-IL_2_PJM_ROR","MISO_MO-IL","PJM_ROR","Internal","Winter","B17",100,1212,1212,43.18,45.2,2,0.01]
[2015,"MISO_MO-IL_2_SPP_N","MISO_MO-IL","SPP_N","Internal","Winter","B17",100,2000,0,43.18,41.5,8,0]
[2015,"MISO_MO-IL_2_TVA_Transmission","MISO_MO-IL","TVA_Transmission","Internal","Winter","B17",100,4000,0,43.18,46.84,8,0]
[2015,"MISO_W_2_IESO","MISO_W","IESO","Internal","Winter","B17",100,90,0,43.17,35.549999999999997,8,0]
[2015,"MISO_W_2_MAPP_CA","MISO_W","MAPP_CA","Internal","Winter","B17",100,718,0,43.17,43.16,0.01,0]
[2015,"MISO_W_2_MISO_MO-IL","MISO_W","MISO_MO-IL","Internal","Winter","B17",100,3800,426.38,43.17,43.18,0.01,0]
[2015,"MISO_W_2_MISO_WUMS","MISO_W","MISO_WUMS","Internal","Winter","B17",100,1629,1439.78,43.17,43.18,0.01,0]
[2015,"MISO_W_2_PJM_ROR","MISO_W","PJM_ROR","Internal","Winter","B17",100,773,773,43.17,45.2,2,0.02]
[2015,"MISO_W_2_SPP_N","MISO_W","SPP_N","Internal","Winter","B17",100,3200,0,43.17,41.5,7,0]
[2015,"MISO_WUMS_2_MISO_MI","MISO_WUMS","MISO_MI","Internal","Winter","B17",100,929,0,43.18,43.18,0.01,0]
[2015,"MISO_WUMS_2_MISO_W","MISO_WUMS","MISO_W","Internal","Winter","B17",100,1137,0,43.18,43.17,0.01,0]
[2015,"MISO_WUMS_2_PJM_ROR","MISO_WUMS","PJM_ROR","Internal","Winter","B17",100,1600,1600,43.18,45.2,2,0.01]
[2015,"NE_2_MISO_W","NE","MISO_W","Internal","Winter","B17",100,1600,0,41.48,43.17,5,0]
[2015,"NE_2_SPP_N","NE","SPP_N","Internal","Winter","B17",100,3001,1508.26,41.48,41.5,0.01,0]
[2015,"NEISO_2_NYISO_A-F","NEISO","NYISO_A-F","Internal","Winter","B17",100,600,0,45.29,42.55,3,0]
[2015,"NEISO_2_NYISO_G-I","NEISO","NYISO_G-I","Internal","Winter","B17",100,600,126.17,45.29,48.29,3,0]
[2015,"NEISO_2_NYISO_J-K","NEISO","NYISO_J-K","Internal","Winter","B17",100,500,500,45.29,48.3,3,0.01]
[2015,"NonRTO_Midwest_2_TVA_Transmission","NonRTO_Midwest","TVA_Transmission","Internal","Winter","B17",100,2400,0,51.2,46.84,8,0]
[2015,"NYISO_A-F_2_IESO","NYISO_A-F","IESO","Internal","Winter","B17",100,1600,0,42.55,35.549999999999997,7,0]
[2015,"NYISO_A-F_2_NEISO","NYISO_A-F","NEISO","Internal","Winter","B17",100,600,0,42.55,45.29,3,0]
[2015,"NYISO_A-F_2_NYISO_G-I","NYISO_A-F","NYISO_G-I","Internal","Winter","B17",100,4757,4757,42.55,48.29,0.01,5.73]
[2015,"NYISO_A-F_2_PJM_ROM","NYISO_A-F","PJM_ROM","Internal","Winter","B17",100,1000,0,42.55,45.21,8,0]
[2015,"NYISO_G-I_2_NEISO","NYISO_G-I","NEISO","Internal","Winter","B17",100,600,0,48.29,45.29,3,0]
[2015,"NYISO_G-I_2_NYISO_A-F","NYISO_G-I","NYISO_A-F","Internal","Winter","B17",100,2506,0,48.29,42.55,0.01,0]
[2015,"NYISO_G-I_2_NYISO_J-K","NYISO_G-I","NYISO_J-K","Internal","Winter","B17",100,6188,5593.84,48.29,48.3,0.01,0]
[2015,"NYISO_G-I_2_PJM_E","NYISO_G-I","PJM_E","Internal","Winter","B17",100,1500,0,48.29,45.22,8,0]
[2015,"NYISO_J-K_2_PJM_E","NYISO_J-K","PJM_E","Internal","Winter","B17",100,330,0,48.3,45.22,8,0]
[2015,"PJM_E_2_NYISO_G-I","PJM_E","NYISO_G-I","Internal","Winter","B17",100,500,0,45.22,48.29,6,0]
[2015,"PJM_E_2_NYISO_J-K","PJM_E","NYISO_J-K","Internal","Winter","B17",100,330,0,45.22,48.3,6,0]
[2015,"PJM_E_2_PJM_ROM","PJM_E","PJM_ROM","Internal","Winter","B17",100,8000,0,45.22,45.21,0.01,0]
[2015,"PJM_ROR_2_MISO_IN","PJM_ROR","MISO_IN","Internal","Winter","B17",100,909,0,45.2,43.2,2,0]
[2015,"PJM_ROR_2_MISO_MI","PJM_ROR","MISO_MI","Internal","Winter","B17",100,1305,0,45.2,43.18,2,0]
[2015,"PJM_ROR_2_MISO_MO-IL","PJM_ROR","MISO_MO-IL","Internal","Winter","B17",100,1111,0,45.2,43.18,2,0]
[2015,"PJM_ROR_2_MISO_W","PJM_ROR","MISO_W","Internal","Winter","B17",100,709,0,45.2,43.17,2,0]
[2015,"PJM_ROR_2_MISO_WUMS","PJM_ROR","MISO_WUMS","Internal","Winter","B17",100,1467,0,45.2,43.18,2,0]
[2015,"PJM_ROR_2_PJM_ROM","PJM_ROR","PJM_ROM","Internal","Winter","B17",100,8000,7431.81,45.2,45.21,0.01,0]
[2015,"PJM_ROR_2_TVA_Transmission","PJM_ROR","TVA_Transmission","Internal","Winter","B17",100,2500,0,45.2,46.84,6,0]
[2015,"PJM_ROR_2_VACAR","PJM_ROR","VACAR","Internal","Winter","B17",100,3000,1438.01,45.2,51.2,6,0]
[2015,"PJM_ROM_2_NYISO_A-F","PJM_ROM","NYISO_A-F","Internal","Winter","B17",100,2000,0,45.21,42.55,6,0]
[2015,"PJM_ROM_2_PJM_E","PJM_ROM","PJM_E","Internal","Winter","B17",100,8000,3405.54,45.21,45.22,0.01,0]
[2015,"PJM_ROM_2_PJM_ROR","PJM_ROM","PJM_ROR","Internal","Winter","B17",100,8000,0,45.21,45.2,0.01,0]
[2015,"SOCO_2_FRCC","SOCO","FRCC","Internal","Winter","B17",100,3700,1998.67,43.89,53.89,10,0]
[2015,"SOCO_2_VACAR","SOCO","VACAR","Internal","Winter","B17",100,2000,0,43.89,51.2,10,0]
[2015,"SPP_N_2_ENT","SPP_N","ENT","Internal","Winter","B17",100,1800,0,41.5,41.76,5,0]
[2015,"SPP_N_2_MISO_MO-IL","SPP_N","MISO_MO-IL","Internal","Winter","B17",100,2000,0,41.5,43.18,5,0]
[2015,"SPP_N_2_NE","SPP_N","NE","Internal","Winter","B17",100,1531,0,41.5,41.48,0.01,0]
[2015,"SPP_N_2_SPP_S","SPP_N","SPP_S","Internal","Winter","B17",100,4383,1689.03,41.5,41.51,0.01,0]
[2015,"SPP_S_2_ENT","SPP_S","ENT","Internal","Winter","B17",100,850,0,41.51,41.76,5,0]
[2015,"SPP_S_2_SPP_N","SPP_S","SPP_N","Internal","Winter","B17",100,1023,0,41.51,41.5,0.01,0]
[2015,"TVA_2_ENT","TVA","ENT","Internal","Winter","B17",100,500,0,43.7,41.76,9,0]
[2015,"TVA_2_MISO_MO-IL","TVA","MISO_MO-IL","Internal","Winter","B17",100,50,0,43.7,43.18,9,0]
[2015,"TVA_2_NonRTO_Midwest","TVA","NonRTO_Midwest","Internal","Winter","B17",100,100,0,43.7,51.2,9,0]
[2015,"TVA_2_SOCO","TVA","SOCO","Internal","Winter","B17",100,500,0,43.7,43.89,9,0]
[2015,"TVA_2_VACAR","TVA","VACAR","Internal","Winter","B17",100,150,0,43.7,51.2,9,0]
[2015,"TVA_Transmission_2_ENT","TVA_Transmission","ENT","Internal","Winter","B17",100,3000,0,46.84,41.76,9,0]
[2015,"TVA_Transmission_2_NonRTO_Midwest","TVA_Transmission","NonRTO_Midwest","Internal","Winter","B17",100,700,0,46.84,51.2,9,0]
[2015,"TVA_Transmission_2_SOCO","TVA_Transmission","SOCO","Internal","Winter","B17",100,3200,0,46.84,43.89,9,0]
[2015,"TVA_Transmission_2_TVA","TVA_Transmission","TVA","Internal","Winter","B17",100,99999,0,46.84,43.7,0.01,0]
[2015,"TVA_Transmission_2_VACAR","TVA_Transmission","VACAR","Internal","Winter","B17",100,900,0,46.84,51.2,9,0]
[2015,"VACAR_2_PJM_ROR","VACAR","PJM_ROR","Internal","Winter","B17",100,2000,0,51.2,45.2,7,0]
[2015,"VACAR_2_SOCO","VACAR","SOCO","Internal","Winter","B17",100,3000,0,51.2,43.89,7,0]
[2015,"VACAR_2_TVA_Transmission","VACAR","TVA_Transmission","Internal","Winter","B17",100,900,0,51.2,46.84,7,0]
[2015,"AZ_NM_SNV_Coal_2_SPP_S","AZ_NM_SNV_Coal","SPP_S","External","Winter","B17",100,400,0,41.34,41.51,8.17,0]
[2015,"MAPP_US_2_RMPA","MAPP_US","RMPA","External","Winter","B17",100,200,0,36.17,42.95,8,0]
[2015,"NE_2_RMPA","NE","RMPA","External","Winter","B17",100,310,0,41.48,42.95,5,0]
[2015,"NWPP_Coal_2_MAPP_US","NWPP_Coal","MAPP_US","External","Winter","B17",100,150,0,41.32,36.17,8,0]
[2015,"RMPA_2_MAPP_US","RMPA","MAPP_US","External","Winter","B17",100,200,0,42.95,36.17,8,0]
[2015,"RMPA_2_NE","RMPA","NE","External","Winter","B17",100,310,0,42.95,41.48,8,0]
[2015,"RMPA_2_SPP_N","RMPA","SPP_N","External","Winter","B17",100,210,0,42.95,41.5,8,0]
[2015,"SPP_N_2_RMPA","SPP_N","RMPA","External","Winter","B17",100,210,0,41.5,42.95,5,0]
[2015,"SPP_S_2_ERCOT","SPP_S","ERCOT","External","Winter","B17",100,800,0,41.51,43.29,5,0]
[2015,"ENT_2_SOCO","ENT","SOCO","Internal","Winter","B18",400,2000,0,41.46,42.39,8,0]
[2015,"ENT_2_TVA_Transmission","ENT","TVA_Transmission","Internal","Winter","B18",400,2100,0,41.46,43.24,8,0]
[2015,"HQ_NEISO_2_NEISO","HQ_NEISO","NEISO","Internal","Winter","B18",400,99999,2920,45.28,45.29,0.01,0]
[2015,"HQ_NY_2_NYISO_A-F","HQ_NY","NYISO_A-F","Internal","Winter","B18",400,99999,1000,42.54,42.55,0.01,0]
[2015,"HQ_IESO_2_IESO","HQ_IESO","IESO","Internal","Winter","B18",400,99999,400,35.54,35.549999999999997,0.01,0]
[2015,"IESO_2_MAPP_CA","IESO","MAPP_CA","Internal","Winter","B18",400,262,196.73,35.549999999999997,42.55,7,0]
[2015,"IESO_2_MISO_MI","IESO","MISO_MI","Internal","Winter","B18",400,1840,0,35.549999999999997,38.96,7,0]
[2015,"IESO_2_MISO_W","IESO","MISO_W","Internal","Winter","B18",400,140,0,35.549999999999997,38.96,7,0]
[2015,"IESO_2_NYISO_A-F","IESO","NYISO_A-F","Internal","Winter","B18",400,1725,1392.94,35.549999999999997,42.55,7,0]
[2015,"MAPP_CA_2_IESO","MAPP_CA","IESO","Internal","Winter","B18",400,330,0,42.55,35.549999999999997,8,0]
[2015,"MAPP_CA_2_MAPP_US","MAPP_CA","MAPP_US","Internal","Winter","B18",400,372,0,42.55,33.08,7,0]
[2015,"MAPP_CA_2_MISO_W","MAPP_CA","MISO_W","Internal","Winter","B18",400,1988,0,42.55,38.96,0.01,0]
[2015,"MAPP_US_2_MAPP_CA","MAPP_US","MAPP_CA","Internal","Winter","B18",400,165,165,33.08,42.55,7,2.4700000000000002]
[2015,"MAPP_US_2_MISO_W","MAPP_US","MISO_W","Internal","Winter","B18",400,2635,0,33.08,38.96,7,0]
[2015,"MAPP_US_2_NE","MAPP_US","NE","Internal","Winter","B18",400,2000,1201.0899999999999,33.08,40.08,7,0]
[2015,"MARITIMES_2_NEISO","MARITIMES","NEISO","Internal","Winter","B18",400,99999,1400,45.28,45.29,0.01,0]
[2015,"MISO_IN_2_MISO_MI","MISO_IN","MISO_MI","Internal","Winter","B18",400,5000,0,38.96,38.96,0.01,0]
[2015,"MISO_IN_2_MISO_MO-IL","MISO_IN","MISO_MO-IL","Internal","Winter","B18",400,5000,0,38.96,38.94,0.01,0]
[2015,"MISO_IN_2_NonRTO_Midwest","MISO_IN","NonRTO_Midwest","Internal","Winter","B18",400,4800,629.53,38.96,46.96,8,0]
[2015,"MISO_IN_2_PJM_ROR","MISO_IN","PJM_ROR","Internal","Winter","B18",400,992,159.11000000000001,38.96,40.96,2,0]
[2015,"MISO_MI_2_IESO","MISO_MI","IESO","Internal","Winter","B18",400,1580,0,38.96,35.549999999999997,8,0]
[2015,"MISO_MI_2_MISO_IN","MISO_MI","MISO_IN","Internal","Winter","B18",400,2045,0,38.96,38.96,0.01,0]
[2015,"MISO_MI_2_MISO_WUMS","MISO_MI","MISO_WUMS","Internal","Winter","B18",400,947,173.37,38.96,38.97,0.01,0]
[2015,"MISO_MI_2_PJM_ROR","MISO_MI","PJM_ROR","Internal","Winter","B18",400,1424,405.39,38.96,40.96,2,0]
[2015,"MISO_MO-IL_2_ENT","MISO_MO-IL","ENT","Internal","Winter","B18",400,2540,0,38.94,41.46,8,0]
[2015,"MISO_MO-IL_2_MISO_IN","MISO_MO-IL","MISO_IN","Internal","Winter","B18",400,2100,1349.05,38.94,38.96,0.01,0]
[2015,"MISO_MO-IL_2_MISO_W","MISO_MO-IL","MISO_W","Internal","Winter","B18",400,960,480.5,38.94,38.96,0.01,0]
[2015,"MISO_MO-IL_2_PJM_ROR","MISO_MO-IL","PJM_ROR","Internal","Winter","B18",400,1212,1212,38.94,40.96,2,0.01]
[2015,"MISO_MO-IL_2_SPP_N","MISO_MO-IL","SPP_N","Internal","Winter","B18",400,2000,0,38.94,40.090000000000003,8,0]
[2015,"MISO_MO-IL_2_TVA_Transmission","MISO_MO-IL","TVA_Transmission","Internal","Winter","B18",400,4000,0,38.94,43.24,8,0]
[2015,"MISO_W_2_IESO","MISO_W","IESO","Internal","Winter","B18",400,90,0,38.96,35.549999999999997,8,0]
[2015,"MISO_W_2_MAPP_CA","MISO_W","MAPP_CA","Internal","Winter","B18",400,718,718,38.96,42.55,0.01,3.59]
[2015,"MISO_W_2_MISO_MO-IL","MISO_W","MISO_MO-IL","Internal","Winter","B18",400,3800,0,38.96,38.94,0.01,0]
[2015,"MISO_W_2_MISO_WUMS","MISO_W","MISO_WUMS","Internal","Winter","B18",400,1629,126.1,38.96,38.97,0.01,0]
[2015,"MISO_W_2_PJM_ROR","MISO_W","PJM_ROR","Internal","Winter","B18",400,773,175.83,38.96,40.96,2,0]
[2015,"MISO_W_2_SPP_N","MISO_W","SPP_N","Internal","Winter","B18",400,3200,0,38.96,40.090000000000003,7,0]
[2015,"MISO_WUMS_2_MISO_MI","MISO_WUMS","MISO_MI","Internal","Winter","B18",400,929,0,38.97,38.96,0.01,0]
[2015,"MISO_WUMS_2_MISO_W","MISO_WUMS","MISO_W","Internal","Winter","B18",400,1137,0,38.97,38.96,0.01,0]
[2015,"MISO_WUMS_2_PJM_ROR","MISO_WUMS","PJM_ROR","Internal","Winter","B18",400,1600,0,38.97,40.96,2,0]
[2015,"NE_2_MISO_W","NE","MISO_W","Internal","Winter","B18",400,1600,0,40.08,38.96,5,0]
[2015,"NE_2_SPP_N","NE","SPP_N","Internal","Winter","B18",400,3001,2537.71,40.08,40.090000000000003,0.01,0]
[2015,"NEISO_2_NYISO_A-F","NEISO","NYISO_A-F","Internal","Winter","B18",400,600,0,45.29,42.55,3,0]
[2015,"NEISO_2_NYISO_G-I","NEISO","NYISO_G-I","Internal","Winter","B18",400,600,0,45.29,48.28,3,0]
[2015,"NEISO_2_NYISO_J-K","NEISO","NYISO_J-K","Internal","Winter","B18",400,500,465.66,45.29,48.29,3,0]
[2015,"NonRTO_Midwest_2_TVA_Transmission","NonRTO_Midwest","TVA_Transmission","Internal","Winter","B18",400,2400,0,46.96,43.24,8,0]
[2015,"NYISO_A-F_2_IESO","NYISO_A-F","IESO","Internal","Winter","B18",400,1600,0,42.55,35.549999999999997,7,0]
[2015,"NYISO_A-F_2_NEISO","NYISO_A-F","NEISO","Internal","Winter","B18",400,600,0,42.55,45.29,3,0]
[2015,"NYISO_A-F_2_NYISO_G-I","NYISO_A-F","NYISO_G-I","Internal","Winter","B18",400,4757,4757,42.55,48.28,0.01,5.71]
[2015,"NYISO_A-F_2_PJM_ROM","NYISO_A-F","PJM_ROM","Internal","Winter","B18",400,1000,0,42.55,44.02,8,0]
[2015,"NYISO_G-I_2_NEISO","NYISO_G-I","NEISO","Internal","Winter","B18",400,600,0,48.28,45.29,3,0]
[2015,"NYISO_G-I_2_NYISO_A-F","NYISO_G-I","NYISO_A-F","Internal","Winter","B18",400,2506,0,48.28,42.55,0.01,0]
[2015,"NYISO_G-I_2_NYISO_J-K","NYISO_G-I","NYISO_J-K","Internal","Winter","B18",400,6188,5539.24,48.28,48.29,0.01,0]
[2015,"NYISO_G-I_2_PJM_E","NYISO_G-I","PJM_E","Internal","Winter","B18",400,1500,0,48.28,44.03,8,0]
[2015,"NYISO_J-K_2_PJM_E","NYISO_J-K","PJM_E","Internal","Winter","B18",400,330,0,48.29,44.03,8,0]
[2015,"PJM_E_2_NYISO_G-I","PJM_E","NYISO_G-I","Internal","Winter","B18",400,500,0,44.03,48.28,6,0]
[2015,"PJM_E_2_NYISO_J-K","PJM_E","NYISO_J-K","Internal","Winter","B18",400,330,0,44.03,48.29,6,0]
[2015,"PJM_E_2_PJM_ROM","PJM_E","PJM_ROM","Internal","Winter","B18",400,8000,0,44.03,44.02,0.01,0]
[2015,"PJM_ROR_2_MISO_IN","PJM_ROR","MISO_IN","Internal","Winter","B18",400,909,0,40.96,38.96,2,0]
[2015,"PJM_ROR_2_MISO_MI","PJM_ROR","MISO_MI","Internal","Winter","B18",400,1305,0,40.96,38.96,2,0]
[2015,"PJM_ROR_2_MISO_MO-IL","PJM_ROR","MISO_MO-IL","Internal","Winter","B18",400,1111,0,40.96,38.94,2,0]
[2015,"PJM_ROR_2_MISO_W","PJM_ROR","MISO_W","Internal","Winter","B18",400,709,0,40.96,38.96,2,0]
[2015,"PJM_ROR_2_MISO_WUMS","PJM_ROR","MISO_WUMS","Internal","Winter","B18",400,1467,0,40.96,38.97,2,0]
[2015,"PJM_ROR_2_PJM_ROM","PJM_ROR","PJM_ROM","Internal","Winter","B18",400,8000,8000,40.96,44.02,0.01,3.05]
[2015,"PJM_ROR_2_TVA_Transmission","PJM_ROR","TVA_Transmission","Internal","Winter","B18",400,2500,0,40.96,43.24,6,0]
[2015,"PJM_ROR_2_VACAR","PJM_ROR","VACAR","Internal","Winter","B18",400,3000,1052.76,40.96,46.96,6,0]
[2015,"PJM_ROM_2_NYISO_A-F","PJM_ROM","NYISO_A-F","Internal","Winter","B18",400,2000,0,44.02,42.55,6,0]
[2015,"PJM_ROM_2_PJM_E","PJM_ROM","PJM_E","Internal","Winter","B18",400,8000,4669.03,44.02,44.03,0.01,0]
[2015,"PJM_ROM_2_PJM_ROR","PJM_ROM","PJM_ROR","Internal","Winter","B18",400,8000,0,44.02,40.96,0.01,0]
[2015,"SOCO_2_FRCC","SOCO","FRCC","Internal","Winter","B18",400,3700,0,42.39,52.16,10,0]
[2015,"SOCO_2_VACAR","SOCO","VACAR","Internal","Winter","B18",400,2000,0,42.39,46.96,10,0]
[2015,"SPP_N_2_ENT","SPP_N","ENT","Internal","Winter","B18",400,1800,0,40.090000000000003,41.46,5,0]
[2015,"SPP_N_2_MISO_MO-IL","SPP_N","MISO_MO-IL","Internal","Winter","B18",400,2000,0,40.090000000000003,38.94,5,0]
[2015,"SPP_N_2_NE","SPP_N","NE","Internal","Winter","B18",400,1531,0,40.090000000000003,40.08,0.01,0]
[2015,"SPP_N_2_SPP_S","SPP_N","SPP_S","Internal","Winter","B18",400,4383,2649.72,40.090000000000003,40.11,0.01,0]
[2015,"SPP_S_2_ENT","SPP_S","ENT","Internal","Winter","B18",400,850,0,40.11,41.46,5,0]
[2015,"SPP_S_2_SPP_N","SPP_S","SPP_N","Internal","Winter","B18",400,1023,0,40.11,40.090000000000003,0.01,0]
[2015,"TVA_2_ENT","TVA","ENT","Internal","Winter","B18",400,500,0,39.340000000000003,41.46,9,0]
[2015,"TVA_2_MISO_MO-IL","TVA","MISO_MO-IL","Internal","Winter","B18",400,50,0,39.340000000000003,38.94,9,0]
[2015,"TVA_2_NonRTO_Midwest","TVA","NonRTO_Midwest","Internal","Winter","B18",400,100,0,39.340000000000003,46.96,9,0]
[2015,"TVA_2_SOCO","TVA","SOCO","Internal","Winter","B18",400,500,0,39.340000000000003,42.39,9,0]
[2015,"TVA_2_VACAR","TVA","VACAR","Internal","Winter","B18",400,150,0,39.340000000000003,46.96,9,0]
[2015,"TVA_Transmission_2_ENT","TVA_Transmission","ENT","Internal","Winter","B18",400,3000,0,43.24,41.46,9,0]
[2015,"TVA_Transmission_2_NonRTO_Midwest","TVA_Transmission","NonRTO_Midwest","Internal","Winter","B18",400,700,0,43.24,46.96,9,0]
[2015,"TVA_Transmission_2_SOCO","TVA_Transmission","SOCO","Internal","Winter","B18",400,3200,0,43.24,42.39,9,0]
[2015,"TVA_Transmission_2_TVA","TVA_Transmission","TVA","Internal","Winter","B18",400,99999,0,43.24,39.340000000000003,0.01,0]
[2015,"TVA_Transmission_2_VACAR","TVA_Transmission","VACAR","Internal","Winter","B18",400,900,0,43.24,46.96,9,0]
[2015,"VACAR_2_PJM_ROR","VACAR","PJM_ROR","Internal","Winter","B18",400,2000,0,46.96,40.96,7,0]
[2015,"VACAR_2_SOCO","VACAR","SOCO","Internal","Winter","B18",400,3000,0,46.96,42.39,7,0]
[2015,"VACAR_2_TVA_Transmission","VACAR","TVA_Transmission","Internal","Winter","B18",400,900,0,46.96,43.24,7,0]
[2015,"AZ_NM_SNV_Coal_2_SPP_S","AZ_NM_SNV_Coal","SPP_S","External","Winter","B18",400,400,0,41.34,40.11,8.17,0]
[2015,"MAPP_US_2_RMPA","MAPP_US","RMPA","External","Winter","B18",400,200,200,33.08,42.95,8,1.87]
[2015,"NE_2_RMPA","NE","RMPA","External","Winter","B18",400,310,0,40.08,42.95,5,0]
[2015,"NWPP_Coal_2_MAPP_US","NWPP_Coal","MAPP_US","External","Winter","B18",400,150,0,41.32,33.08,8,0]
[2015,"RMPA_2_MAPP_US","RMPA","MAPP_US","External","Winter","B18",400,200,0,42.95,33.08,8,0]
[2015,"RMPA_2_NE","RMPA","NE","External","Winter","B18",400,310,0,42.95,40.08,8,0]
[2015,"RMPA_2_SPP_N","RMPA","SPP_N","External","Winter","B18",400,210,0,42.95,40.090000000000003,8,0]
[2015,"SPP_N_2_RMPA","SPP_N","RMPA","External","Winter","B18",400,210,0,40.090000000000003,42.95,5,0]
[2015,"SPP_S_2_ERCOT","SPP_S","ERCOT","External","Winter","B18",400,800,0,40.11,39.729999999999997,5,0]
[2015,"ENT_2_SOCO","ENT","SOCO","Internal","Winter","B19",700,2000,0,41.46,42.39,8,0]
[2015,"ENT_2_TVA_Transmission","ENT","TVA_Transmission","Internal","Winter","B19",700,2100,0,41.46,41.26,8,0]
[2015,"HQ_NEISO_2_NEISO","HQ_NEISO","NEISO","Internal","Winter","B19",700,99999,2920,45.28,45.29,0.01,0]
[2015,"HQ_NY_2_NYISO_A-F","HQ_NY","NYISO_A-F","Internal","Winter","B19",700,99999,1000,42.54,42.55,0.01,0]
[2015,"HQ_IESO_2_IESO","HQ_IESO","IESO","Internal","Winter","B19",700,99999,400,35.54,35.549999999999997,0.01,0]
[2015,"IESO_2_MAPP_CA","IESO","MAPP_CA","Internal","Winter","B19",700,262,217.17,35.549999999999997,42.55,7,0]
[2015,"IESO_2_MISO_MI","IESO","MISO_MI","Internal","Winter","B19",700,1840,0,35.549999999999997,36.9,7,0]
[2015,"IESO_2_MISO_W","IESO","MISO_W","Internal","Winter","B19",700,140,0,35.549999999999997,37.56,7,0]
[2015,"IESO_2_NYISO_A-F","IESO","NYISO_A-F","Internal","Winter","B19",700,1725,1457.48,35.549999999999997,42.55,7,0]
[2015,"MAPP_CA_2_IESO","MAPP_CA","IESO","Internal","Winter","B19",700,330,0,42.55,35.549999999999997,8,0]
[2015,"MAPP_CA_2_MAPP_US","MAPP_CA","MAPP_US","Internal","Winter","B19",700,372,0,42.55,33.08,7,0]
[2015,"MAPP_CA_2_MISO_W","MAPP_CA","MISO_W","Internal","Winter","B19",700,1988,0,42.55,37.56,0.01,0]
[2015,"MAPP_US_2_MAPP_CA","MAPP_US","MAPP_CA","Internal","Winter","B19",700,165,165,33.08,42.55,7,2.4700000000000002]
[2015,"MAPP_US_2_MISO_W","MAPP_US","MISO_W","Internal","Winter","B19",700,2635,0,33.08,37.56,7,0]
[2015,"MAPP_US_2_NE","MAPP_US","NE","Internal","Winter","B19",700,2000,160.06,33.08,40.08,7,0]
[2015,"MARITIMES_2_NEISO","MARITIMES","NEISO","Internal","Winter","B19",700,99999,1400,45.28,45.29,0.01,0]
[2015,"MISO_IN_2_MISO_MI","MISO_IN","MISO_MI","Internal","Winter","B19",700,5000,438.43,36.89,36.9,0.01,0]
[2015,"MISO_IN_2_MISO_MO-IL","MISO_IN","MISO_MO-IL","Internal","Winter","B19",700,5000,0,36.89,36.880000000000003,0.01,0]
[2015,"MISO_IN_2_NonRTO_Midwest","MISO_IN","NonRTO_Midwest","Internal","Winter","B19",700,4800,0,36.89,36.14,8,0]
[2015,"MISO_IN_2_PJM_ROR","MISO_IN","PJM_ROR","Internal","Winter","B19",700,992,213.79,36.89,38.89,2,0]
[2015,"MISO_MI_2_IESO","MISO_MI","IESO","Internal","Winter","B19",700,1580,0,36.9,35.549999999999997,8,0]
[2015,"MISO_MI_2_MISO_IN","MISO_MI","MISO_IN","Internal","Winter","B19",700,2045,0,36.9,36.89,0.01,0]
[2015,"MISO_MI_2_MISO_WUMS","MISO_MI","MISO_WUMS","Internal","Winter","B19",700,947,947,36.9,37.549999999999997,0.01,0.64]
[2015,"MISO_MI_2_PJM_ROR","MISO_MI","PJM_ROR","Internal","Winter","B19",700,1424,0,36.9,38.89,2,0]
[2015,"MISO_MO-IL_2_ENT","MISO_MO-IL","ENT","Internal","Winter","B19",700,2540,0,36.880000000000003,41.46,8,0]
[2015,"MISO_MO-IL_2_MISO_IN","MISO_MO-IL","MISO_IN","Internal","Winter","B19",700,2100,1098.73,36.880000000000003,36.89,0.01,0]
[2015,"MISO_MO-IL_2_MISO_W","MISO_MO-IL","MISO_W","Internal","Winter","B19",700,960,960,36.880000000000003,37.56,0.01,0.67]
[2015,"MISO_MO-IL_2_PJM_ROR","MISO_MO-IL","PJM_ROR","Internal","Winter","B19",700,1212,1212,36.880000000000003,38.89,2,0.01]
[2015,"MISO_MO-IL_2_SPP_N","MISO_MO-IL","SPP_N","Internal","Winter","B19",700,2000,0,36.880000000000003,40.090000000000003,8,0]
[2015,"MISO_MO-IL_2_TVA_Transmission","MISO_MO-IL","TVA_Transmission","Internal","Winter","B19",700,4000,0,36.880000000000003,41.26,8,0]
[2015,"MISO_W_2_IESO","MISO_W","IESO","Internal","Winter","B19",700,90,0,37.56,35.549999999999997,8,0]
[2015,"MISO_W_2_MAPP_CA","MISO_W","MAPP_CA","Internal","Winter","B19",700,718,718,37.56,42.55,0.01,4.9800000000000004]
[2015,"MISO_W_2_MISO_MO-IL","MISO_W","MISO_MO-IL","Internal","Winter","B19",700,3800,0,37.56,36.880000000000003,0.01,0]
[2015,"MISO_W_2_MISO_WUMS","MISO_W","MISO_WUMS","Internal","Winter","B19",700,1629,0,37.56,37.549999999999997,0.01,0]
[2015,"MISO_W_2_PJM_ROR","MISO_W","PJM_ROR","Internal","Winter","B19",700,773,0,37.56,38.89,2,0]
[2015,"MISO_W_2_SPP_N","MISO_W","SPP_N","Internal","Winter","B19",700,3200,0,37.56,40.090000000000003,7,0]
[2015,"MISO_WUMS_2_MISO_MI","MISO_WUMS","MISO_MI","Internal","Winter","B19",700,929,0,37.549999999999997,36.9,0.01,0]
[2015,"MISO_WUMS_2_MISO_W","MISO_WUMS","MISO_W","Internal","Winter","B19",700,1137,662.03,37.549999999999997,37.56,0.01,0]
[2015,"MISO_WUMS_2_PJM_ROR","MISO_WUMS","PJM_ROR","Internal","Winter","B19",700,1600,0,37.549999999999997,38.89,2,0]
[2015,"NE_2_MISO_W","NE","MISO_W","Internal","Winter","B19",700,1600,0,40.08,37.56,5,0]
[2015,"NE_2_SPP_N","NE","SPP_N","Internal","Winter","B19",700,3001,1572.52,40.08,40.090000000000003,0.01,0]
[2015,"NEISO_2_NYISO_A-F","NEISO","NYISO_A-F","Internal","Winter","B19",700,600,0,45.29,42.55,3,0]
[2015,"NEISO_2_NYISO_G-I","NEISO","NYISO_G-I","Internal","Winter","B19",700,600,0,45.29,48.13,3,0]
[2015,"NEISO_2_NYISO_J-K","NEISO","NYISO_J-K","Internal","Winter","B19",700,500,0,45.29,48.14,3,0]
[2015,"NonRTO_Midwest_2_TVA_Transmission","NonRTO_Midwest","TVA_Transmission","Internal","Winter","B19",700,2400,0,36.14,41.26,8,0]
[2015,"NYISO_A-F_2_IESO","NYISO_A-F","IESO","Internal","Winter","B19",700,1600,0,42.55,35.549999999999997,7,0]
[2015,"NYISO_A-F_2_NEISO","NYISO_A-F","NEISO","Internal","Winter","B19",700,600,0,42.55,45.29,3,0]
[2015,"NYISO_A-F_2_NYISO_G-I","NYISO_A-F","NYISO_G-I","Internal","Winter","B19",700,4757,4757,42.55,48.13,0.01,5.56]
[2015,"NYISO_A-F_2_PJM_ROM","NYISO_A-F","PJM_ROM","Internal","Winter","B19",700,1000,0,42.55,42.12,8,0]
[2015,"NYISO_G-I_2_NEISO","NYISO_G-I","NEISO","Internal","Winter","B19",700,600,0,48.13,45.29,3,0]
[2015,"NYISO_G-I_2_NYISO_A-F","NYISO_G-I","NYISO_A-F","Internal","Winter","B19",700,2506,0,48.13,42.55,0.01,0]
[2015,"NYISO_G-I_2_NYISO_J-K","NYISO_G-I","NYISO_J-K","Internal","Winter","B19",700,6188,6017.55,48.13,48.14,0.01,0]
[2015,"NYISO_G-I_2_PJM_E","NYISO_G-I","PJM_E","Internal","Winter","B19",700,1500,0,48.13,42.13,8,0]
[2015,"NYISO_J-K_2_PJM_E","NYISO_J-K","PJM_E","Internal","Winter","B19",700,330,0,48.14,42.13,8,0]
[2015,"PJM_E_2_NYISO_G-I","PJM_E","NYISO_G-I","Internal","Winter","B19",700,500,308.39999999999998,42.13,48.13,6,0]
[2015,"PJM_E_2_NYISO_J-K","PJM_E","NYISO_J-K","Internal","Winter","B19",700,330,330,42.13,48.14,6,0.01]
[2015,"PJM_E_2_PJM_ROM","PJM_E","PJM_ROM","Internal","Winter","B19",700,8000,0,42.13,42.12,0.01,0]
[2015,"PJM_ROR_2_MISO_IN","PJM_ROR","MISO_IN","Internal","Winter","B19",700,909,0,38.89,36.89,2,0]
[2015,"PJM_ROR_2_MISO_MI","PJM_ROR","MISO_MI","Internal","Winter","B19",700,1305,0,38.89,36.9,2,0]
[2015,"PJM_ROR_2_MISO_MO-IL","PJM_ROR","MISO_MO-IL","Internal","Winter","B19",700,1111,0,38.89,36.880000000000003,2,0]
[2015,"PJM_ROR_2_MISO_W","PJM_ROR","MISO_W","Internal","Winter","B19",700,709,0,38.89,37.56,2,0]
[2015,"PJM_ROR_2_MISO_WUMS","PJM_ROR","MISO_WUMS","Internal","Winter","B19",700,1467,0,38.89,37.549999999999997,2,0]
[2015,"PJM_ROR_2_PJM_ROM","PJM_ROR","PJM_ROM","Internal","Winter","B19",700,8000,8000,38.89,42.12,0.01,3.21]
[2015,"PJM_ROR_2_TVA_Transmission","PJM_ROR","TVA_Transmission","Internal","Winter","B19",700,2500,0,38.89,41.26,6,0]
[2015,"PJM_ROR_2_VACAR","PJM_ROR","VACAR","Internal","Winter","B19",700,3000,1768.25,38.89,44.89,6,0]
[2015,"PJM_ROM_2_NYISO_A-F","PJM_ROM","NYISO_A-F","Internal","Winter","B19",700,2000,0,42.12,42.55,6,0]
[2015,"PJM_ROM_2_PJM_E","PJM_ROM","PJM_E","Internal","Winter","B19",700,8000,4035.95,42.12,42.13,0.01,0]
[2015,"PJM_ROM_2_PJM_ROR","PJM_ROM","PJM_ROR","Internal","Winter","B19",700,8000,0,42.12,38.89,0.01,0]
[2015,"SOCO_2_FRCC","SOCO","FRCC","Internal","Winter","B19",700,3700,0,42.39,48.42,10,0]
[2015,"SOCO_2_VACAR","SOCO","VACAR","Internal","Winter","B19",700,2000,0,42.39,44.89,10,0]
[2015,"SPP_N_2_ENT","SPP_N","ENT","Internal","Winter","B19",700,1800,0,40.090000000000003,41.46,5,0]
[2015,"SPP_N_2_MISO_MO-IL","SPP_N","MISO_MO-IL","Internal","Winter","B19",700,2000,0,40.090000000000003,36.880000000000003,5,0]
[2015,"SPP_N_2_NE","SPP_N","NE","Internal","Winter","B19",700,1531,0,40.090000000000003,40.08,0.01,0]
[2015,"SPP_N_2_SPP_S","SPP_N","SPP_S","Internal","Winter","B19",700,4383,2259.66,40.090000000000003,40.11,0.01,0]
[2015,"SPP_S_2_ENT","SPP_S","ENT","Internal","Winter","B19",700,850,0,40.11,41.46,5,0]
[2015,"SPP_S_2_SPP_N","SPP_S","SPP_N","Internal","Winter","B19",700,1023,0,40.11,40.090000000000003,0.01,0]
[2015,"TVA_2_ENT","TVA","ENT","Internal","Winter","B19",700,500,0,39.340000000000003,41.46,9,0]
[2015,"TVA_2_MISO_MO-IL","TVA","MISO_MO-IL","Internal","Winter","B19",700,50,0,39.340000000000003,36.880000000000003,9,0]
[2015,"TVA_2_NonRTO_Midwest","TVA","NonRTO_Midwest","Internal","Winter","B19",700,100,0,39.340000000000003,36.14,9,0]
[2015,"TVA_2_SOCO","TVA","SOCO","Internal","Winter","B19",700,500,0,39.340000000000003,42.39,9,0]
[2015,"TVA_2_VACAR","TVA","VACAR","Internal","Winter","B19",700,150,0,39.340000000000003,44.89,9,0]
[2015,"TVA_Transmission_2_ENT","TVA_Transmission","ENT","Internal","Winter","B19",700,3000,0,41.26,41.46,9,0]
[2015,"TVA_Transmission_2_NonRTO_Midwest","TVA_Transmission","NonRTO_Midwest","Internal","Winter","B19",700,700,0,41.26,36.14,9,0]
[2015,"TVA_Transmission_2_SOCO","TVA_Transmission","SOCO","Internal","Winter","B19",700,3200,0,41.26,42.39,9,0]
[2015,"TVA_Transmission_2_TVA","TVA_Transmission","TVA","Internal","Winter","B19",700,99999,0,41.26,39.340000000000003,0.01,0]
[2015,"TVA_Transmission_2_VACAR","TVA_Transmission","VACAR","Internal","Winter","B19",700,900,0,41.26,44.89,9,0]
[2015,"VACAR_2_PJM_ROR","VACAR","PJM_ROR","Internal","Winter","B19",700,2000,0,44.89,38.89,7,0]
[2015,"VACAR_2_SOCO","VACAR","SOCO","Internal","Winter","B19",700,3000,0,44.89,42.39,7,0]
[2015,"VACAR_2_TVA_Transmission","VACAR","TVA_Transmission","Internal","Winter","B19",700,900,0,44.89,41.26,7,0]
[2015,"AZ_NM_SNV_Coal_2_SPP_S","AZ_NM_SNV_Coal","SPP_S","External","Winter","B19",700,400,0,41.34,40.11,8.17,0]
[2015,"MAPP_US_2_RMPA","MAPP_US","RMPA","External","Winter","B19",700,200,200,33.08,42.95,8,1.87]
[2015,"NE_2_RMPA","NE","RMPA","External","Winter","B19",700,310,0,40.08,42.95,5,0]
[2015,"NWPP_Coal_2_MAPP_US","NWPP_Coal","MAPP_US","External","Winter","B19",700,150,0,41.32,33.08,8,0]
[2015,"RMPA_2_MAPP_US","RMPA","MAPP_US","External","Winter","B19",700,200,0,42.95,33.08,8,0]
[2015,"RMPA_2_NE","RMPA","NE","External","Winter","B19",700,310,0,42.95,40.08,8,0]
[2015,"RMPA_2_SPP_N","RMPA","SPP_N","External","Winter","B19",700,210,0,42.95,40.090000000000003,8,0]
[2015,"SPP_N_2_RMPA","SPP_N","RMPA","External","Winter","B19",700,210,0,40.090000000000003,42.95,5,0]
[2015,"SPP_S_2_ERCOT","SPP_S","ERCOT","External","Winter","B19",700,800,0,40.11,39.729999999999997,5,0]
[2015,"ENT_2_SOCO","ENT","SOCO","Internal","Summer","B2",25,2000,0,59.29,66.430000000000007,8,0]
[2015,"ENT_2_TVA_Transmission","ENT","TVA_Transmission","Internal","Summer","B2",25,2100,1106.25,59.29,67.290000000000006,8,0]
[2015,"HQ_NEISO_2_NEISO","HQ_NEISO","NEISO","Internal","Summer","B2",25,99999,2920,55.9,55.92,0.01,0]
[2015,"HQ_NY_2_NYISO_A-F","HQ_NY","NYISO_A-F","Internal","Summer","B2",25,99999,1000,52.9,52.92,0.01,0]
[2015,"HQ_IESO_2_IESO","HQ_IESO","IESO","Internal","Summer","B2",25,99999,400,45.9,45.92,0.01,0]
[2015,"IESO_2_MAPP_CA","IESO","MAPP_CA","Internal","Summer","B2",25,262,161.55000000000001,45.92,52.92,7,0]
[2015,"IESO_2_MISO_MI","IESO","MISO_MI","Internal","Summer","B2",25,1840,1840,45.92,59.29,7,6.37]
[2015,"IESO_2_MISO_W","IESO","MISO_W","Internal","Summer","B2",25,140,140,45.92,59.29,7,6.37]
[2015,"IESO_2_NYISO_A-F","IESO","NYISO_A-F","Internal","Summer","B2",25,1725,743.19,45.92,52.92,7,0]
[2015,"MAPP_CA_2_IESO","MAPP_CA","IESO","Internal","Summer","B2",25,330,0,52.92,45.92,8,0]
[2015,"MAPP_CA_2_MAPP_US","MAPP_CA","MAPP_US","Internal","Summer","B2",25,372,0,52.92,52.76,7,0]
[2015,"MAPP_CA_2_MISO_W","MAPP_CA","MISO_W","Internal","Summer","B2",25,1988,1988,52.92,59.29,0.01,6.36]
[2015,"MAPP_US_2_MAPP_CA","MAPP_US","MAPP_CA","Internal","Summer","B2",25,165,0,52.76,52.92,7,0]
[2015,"MAPP_US_2_MISO_W","MAPP_US","MISO_W","Internal","Summer","B2",25,2635,0,52.76,59.29,7,0]
[2015,"MAPP_US_2_NE","MAPP_US","NE","Internal","Summer","B2",25,2000,1603.15,52.76,59.76,7,0]
[2015,"MARITIMES_2_NEISO","MARITIMES","NEISO","Internal","Summer","B2",25,99999,1400,55.9,55.92,0.01,0]
[2015,"MISO_IN_2_MISO_MI","MISO_IN","MISO_MI","Internal","Summer","B2",25,5000,0,59.3,59.29,0.01,0]
[2015,"MISO_IN_2_MISO_MO-IL","MISO_IN","MISO_MO-IL","Internal","Summer","B2",25,5000,0,59.3,59.29,0.01,0]
[2015,"MISO_IN_2_NonRTO_Midwest","MISO_IN","NonRTO_Midwest","Internal","Summer","B2",25,4800,0,59.3,65.02,8,0]
[2015,"MISO_IN_2_PJM_ROR","MISO_IN","PJM_ROR","Internal","Summer","B2",25,992,0,59.3,61.29,2,0]
[2015,"MISO_MI_2_IESO","MISO_MI","IESO","Internal","Summer","B2",25,1580,0,59.29,45.92,8,0]
[2015,"MISO_MI_2_MISO_IN","MISO_MI","MISO_IN","Internal","Summer","B2",25,2045,1314.74,59.29,59.3,0.01,0]
[2015,"MISO_MI_2_MISO_WUMS","MISO_MI","MISO_WUMS","Internal","Summer","B2",25,947,840.11,59.29,59.3,0.01,0]
[2015,"MISO_MI_2_PJM_ROR","MISO_MI","PJM_ROR","Internal","Summer","B2",25,1424,901.56,59.29,61.29,2,0]
[2015,"MISO_MO-IL_2_ENT","MISO_MO-IL","ENT","Internal","Summer","B2",25,2540,0,59.29,59.29,8,0]
[2015,"MISO_MO-IL_2_MISO_IN","MISO_MO-IL","MISO_IN","Internal","Summer","B2",25,2100,1560.79,59.29,59.3,0.01,0]
[2015,"MISO_MO-IL_2_MISO_W","MISO_MO-IL","MISO_W","Internal","Summer","B2",25,960,0,59.29,59.29,0.01,0]
[2015,"MISO_MO-IL_2_PJM_ROR","MISO_MO-IL","PJM_ROR","Internal","Summer","B2",25,1212,856.86,59.29,61.29,2,0]
[2015,"MISO_MO-IL_2_SPP_N","MISO_MO-IL","SPP_N","Internal","Summer","B2",25,2000,0,59.29,59.77,8,0]
[2015,"MISO_MO-IL_2_TVA_Transmission","MISO_MO-IL","TVA_Transmission","Internal","Summer","B2",25,4000,1321.08,59.29,67.290000000000006,8,0]
[2015,"MISO_W_2_IESO","MISO_W","IESO","Internal","Summer","B2",25,90,0,59.29,45.92,8,0]
[2015,"MISO_W_2_MAPP_CA","MISO_W","MAPP_CA","Internal","Summer","B2",25,718,0,59.29,52.92,0.01,0]
[2015,"MISO_W_2_MISO_MO-IL","MISO_W","MISO_MO-IL","Internal","Summer","B2",25,3800,0,59.29,59.29,0.01,0]
[2015,"MISO_W_2_MISO_WUMS","MISO_W","MISO_WUMS","Internal","Summer","B2",25,1629,915.41,59.29,59.3,0.01,0]
[2015,"MISO_W_2_PJM_ROR","MISO_W","PJM_ROR","Internal","Summer","B2",25,773,121.13,59.29,61.29,2,0]
[2015,"MISO_W_2_SPP_N","MISO_W","SPP_N","Internal","Summer","B2",25,3200,0,59.29,59.77,7,0]
[2015,"MISO_WUMS_2_MISO_MI","MISO_WUMS","MISO_MI","Internal","Summer","B2",25,929,0,59.3,59.29,0.01,0]
[2015,"MISO_WUMS_2_MISO_W","MISO_WUMS","MISO_W","Internal","Summer","B2",25,1137,0,59.3,59.29,0.01,0]
[2015,"MISO_WUMS_2_PJM_ROR","MISO_WUMS","PJM_ROR","Internal","Summer","B2",25,1600,0,59.3,61.29,2,0]
[2015,"NE_2_MISO_W","NE","MISO_W","Internal","Summer","B2",25,1600,0,59.76,59.29,5,0]
[2015,"NE_2_SPP_N","NE","SPP_N","Internal","Summer","B2",25,3001,2851.47,59.76,59.77,0.01,0]
[2015,"NEISO_2_NYISO_A-F","NEISO","NYISO_A-F","Internal","Summer","B2",25,600,0,55.92,52.92,3,0]
[2015,"NEISO_2_NYISO_G-I","NEISO","NYISO_G-I","Internal","Summer","B2",25,600,0,55.92,58.9,3,0]
[2015,"NEISO_2_NYISO_J-K","NEISO","NYISO_J-K","Internal","Summer","B2",25,500,118.17,55.92,58.92,3,0]
[2015,"NonRTO_Midwest_2_TVA_Transmission","NonRTO_Midwest","TVA_Transmission","Internal","Summer","B2",25,2400,0,65.02,67.290000000000006,8,0]
[2015,"NYISO_A-F_2_IESO","NYISO_A-F","IESO","Internal","Summer","B2",25,1600,0,52.92,45.92,7,0]
[2015,"NYISO_A-F_2_NEISO","NYISO_A-F","NEISO","Internal","Summer","B2",25,600,100.37,52.92,55.92,3,0]
[2015,"NYISO_A-F_2_NYISO_G-I","NYISO_A-F","NYISO_G-I","Internal","Summer","B2",25,4757,4757,52.92,58.9,0.01,5.98]
[2015,"NYISO_A-F_2_PJM_ROM","NYISO_A-F","PJM_ROM","Internal","Summer","B2",25,1000,1000,52.92,61.3,8,0.39]
[2015,"NYISO_G-I_2_NEISO","NYISO_G-I","NEISO","Internal","Summer","B2",25,600,0,58.9,55.92,3,0]
[2015,"NYISO_G-I_2_NYISO_A-F","NYISO_G-I","NYISO_A-F","Internal","Summer","B2",25,2506,0,58.9,52.92,0.01,0]
[2015,"NYISO_G-I_2_NYISO_J-K","NYISO_G-I","NYISO_J-K","Internal","Summer","B2",25,6188,4218.7700000000004,58.9,58.92,0.01,0]
[2015,"NYISO_G-I_2_PJM_E","NYISO_G-I","PJM_E","Internal","Summer","B2",25,1500,0,58.9,61.31,8,0]
[2015,"NYISO_J-K_2_PJM_E","NYISO_J-K","PJM_E","Internal","Summer","B2",25,330,0,58.92,61.31,8,0]
[2015,"PJM_E_2_NYISO_G-I","PJM_E","NYISO_G-I","Internal","Summer","B2",25,500,0,61.31,58.9,6,0]
[2015,"PJM_E_2_NYISO_J-K","PJM_E","NYISO_J-K","Internal","Summer","B2",25,330,0,61.31,58.92,6,0]
[2015,"PJM_E_2_PJM_ROM","PJM_E","PJM_ROM","Internal","Summer","B2",25,8000,0,61.31,61.3,0.01,0]
[2015,"PJM_ROR_2_MISO_IN","PJM_ROR","MISO_IN","Internal","Summer","B2",25,909,0,61.29,59.3,2,0]
[2015,"PJM_ROR_2_MISO_MI","PJM_ROR","MISO_MI","Internal","Summer","B2",25,1305,0,61.29,59.29,2,0]
[2015,"PJM_ROR_2_MISO_MO-IL","PJM_ROR","MISO_MO-IL","Internal","Summer","B2",25,1111,0,61.29,59.29,2,0]
[2015,"PJM_ROR_2_MISO_W","PJM_ROR","MISO_W","Internal","Summer","B2",25,709,0,61.29,59.29,2,0]
[2015,"PJM_ROR_2_MISO_WUMS","PJM_ROR","MISO_WUMS","Internal","Summer","B2",25,1467,0,61.29,59.3,2,0]
[2015,"PJM_ROR_2_PJM_ROM","PJM_ROR","PJM_ROM","Internal","Summer","B2",25,8000,5652.97,61.29,61.3,0.01,0]
[2015,"PJM_ROR_2_TVA_Transmission","PJM_ROR","TVA_Transmission","Internal","Summer","B2",25,2500,407.36,61.29,67.290000000000006,6,0]
[2015,"PJM_ROR_2_VACAR","PJM_ROR","VACAR","Internal","Summer","B2",25,3000,3000,61.29,69.73,6,2.44]
[2015,"PJM_ROM_2_NYISO_A-F","PJM_ROM","NYISO_A-F","Internal","Summer","B2",25,2000,0,61.3,52.92,6,0]
[2015,"PJM_ROM_2_PJM_E","PJM_ROM","PJM_E","Internal","Summer","B2",25,8000,4908.9799999999996,61.3,61.31,0.01,0]
[2015,"PJM_ROM_2_PJM_ROR","PJM_ROM","PJM_ROR","Internal","Summer","B2",25,8000,0,61.3,61.29,0.01,0]
[2015,"SOCO_2_FRCC","SOCO","FRCC","Internal","Summer","B2",25,3700,0,66.430000000000007,73.02,10,0]
[2015,"SOCO_2_VACAR","SOCO","VACAR","Internal","Summer","B2",25,2000,0,66.430000000000007,69.73,10,0]
[2015,"SPP_N_2_ENT","SPP_N","ENT","Internal","Summer","B2",25,1800,0,59.77,59.29,5,0]
[2015,"SPP_N_2_MISO_MO-IL","SPP_N","MISO_MO-IL","Internal","Summer","B2",25,2000,0,59.77,59.29,5,0]
[2015,"SPP_N_2_NE","SPP_N","NE","Internal","Summer","B2",25,1531,0,59.77,59.76,0.01,0]
[2015,"SPP_N_2_SPP_S","SPP_N","SPP_S","Internal","Summer","B2",25,4383,0,59.77,59.76,0.01,0]
[2015,"SPP_S_2_ENT","SPP_S","ENT","Internal","Summer","B2",25,850,0,59.76,59.29,5,0]
[2015,"SPP_S_2_SPP_N","SPP_S","SPP_N","Internal","Summer","B2",25,1023,885.03,59.76,59.77,0.01,0]
[2015,"TVA_2_ENT","TVA","ENT","Internal","Summer","B2",25,500,0,67.3,59.29,9,0]
[2015,"TVA_2_MISO_MO-IL","TVA","MISO_MO-IL","Internal","Summer","B2",25,50,0,67.3,59.29,9,0]
[2015,"TVA_2_NonRTO_Midwest","TVA","NonRTO_Midwest","Internal","Summer","B2",25,100,0,67.3,65.02,9,0]
[2015,"TVA_2_SOCO","TVA","SOCO","Internal","Summer","B2",25,500,0,67.3,66.430000000000007,9,0]
[2015,"TVA_2_VACAR","TVA","VACAR","Internal","Summer","B2",25,150,0,67.3,69.73,9,0]
[2015,"TVA_Transmission_2_ENT","TVA_Transmission","ENT","Internal","Summer","B2",25,3000,0,67.290000000000006,59.29,9,0]
[2015,"TVA_Transmission_2_NonRTO_Midwest","TVA_Transmission","NonRTO_Midwest","Internal","Summer","B2",25,700,0,67.290000000000006,65.02,9,0]
[2015,"TVA_Transmission_2_SOCO","TVA_Transmission","SOCO","Internal","Summer","B2",25,3200,0,67.290000000000006,66.430000000000007,9,0]
[2015,"TVA_Transmission_2_TVA","TVA_Transmission","TVA","Internal","Summer","B2",25,99999,2834.68,67.290000000000006,67.3,0.01,0]
[2015,"TVA_Transmission_2_VACAR","TVA_Transmission","VACAR","Internal","Summer","B2",25,900,0,67.290000000000006,69.73,9,0]
[2015,"VACAR_2_PJM_ROR","VACAR","PJM_ROR","Internal","Summer","B2",25,2000,0,69.73,61.29,7,0]
[2015,"VACAR_2_SOCO","VACAR","SOCO","Internal","Summer","B2",25,3000,0,69.73,66.430000000000007,7,0]
[2015,"VACAR_2_TVA_Transmission","VACAR","TVA_Transmission","Internal","Summer","B2",25,900,0,69.73,67.290000000000006,7,0]
[2015,"AZ_NM_SNV_Coal_2_SPP_S","AZ_NM_SNV_Coal","SPP_S","External","Summer","B2",25,400,0,57.55,59.76,8.17,0]
[2015,"MAPP_US_2_RMPA","MAPP_US","RMPA","External","Summer","B2",25,200,0,52.76,53.71,8,0]
[2015,"NE_2_RMPA","NE","RMPA","External","Summer","B2",25,310,0,59.76,53.71,5,0]
[2015,"NWPP_Coal_2_MAPP_US","NWPP_Coal","MAPP_US","External","Summer","B2",25,150,150,38.950000000000003,52.76,8,5.81]
[2015,"RMPA_2_MAPP_US","RMPA","MAPP_US","External","Summer","B2",25,200,0,53.71,52.76,8,0]
[2015,"RMPA_2_NE","RMPA","NE","External","Summer","B2",25,310,0,53.71,59.76,8,0]
[2015,"RMPA_2_SPP_N","RMPA","SPP_N","External","Summer","B2",25,210,0,53.71,59.77,8,0]
[2015,"SPP_N_2_RMPA","SPP_N","RMPA","External","Summer","B2",25,210,0,59.77,53.71,5,0]
[2015,"SPP_S_2_ERCOT","SPP_S","ERCOT","External","Summer","B2",25,800,0,59.76,53.11,5,0]
[2015,"ENT_2_SOCO","ENT","SOCO","Internal","Winter","B20",935,2000,0,40.11,42.39,8,0]
[2015,"ENT_2_TVA_Transmission","ENT","TVA_Transmission","Internal","Winter","B20",935,2100,0,40.11,39.57,8,0]
[2015,"HQ_NEISO_2_NEISO","HQ_NEISO","NEISO","Internal","Winter","B20",935,99999,1233.58,45.28,45.29,0.01,0]
[2015,"HQ_NY_2_NYISO_A-F","HQ_NY","NYISO_A-F","Internal","Winter","B20",935,99999,229.95,42.54,42.55,0.01,0]
[2015,"HQ_IESO_2_IESO","HQ_IESO","IESO","Internal","Winter","B20",935,99999,91.98,35.54,35.549999999999997,0.01,0]
[2015,"IESO_2_MAPP_CA","IESO","MAPP_CA","Internal","Winter","B20",935,262,226.48,35.549999999999997,42.55,7,0]
[2015,"IESO_2_MISO_MI","IESO","MISO_MI","Internal","Winter","B20",935,1840,0,35.549999999999997,33.19,7,0]
[2015,"IESO_2_MISO_W","IESO","MISO_W","Internal","Winter","B20",935,140,0,35.549999999999997,32.200000000000003,7,0]
[2015,"IESO_2_NYISO_A-F","IESO","NYISO_A-F","Internal","Winter","B20",935,1725,1521.34,35.549999999999997,42.55,7,0]
[2015,"MAPP_CA_2_IESO","MAPP_CA","IESO","Internal","Winter","B20",935,330,0,42.55,35.549999999999997,8,0]
[2015,"MAPP_CA_2_MAPP_US","MAPP_CA","MAPP_US","Internal","Winter","B20",935,372,0,42.55,32.18,7,0]
[2015,"MAPP_CA_2_MISO_W","MAPP_CA","MISO_W","Internal","Winter","B20",935,1988,0,42.55,32.200000000000003,0.01,0]
[2015,"MAPP_US_2_MAPP_CA","MAPP_US","MAPP_CA","Internal","Winter","B20",935,165,165,32.18,42.55,7,3.37]
[2015,"MAPP_US_2_MISO_W","MAPP_US","MISO_W","Internal","Winter","B20",935,2635,0,32.18,32.200000000000003,7,0]
[2015,"MAPP_US_2_NE","MAPP_US","NE","Internal","Winter","B20",935,2000,571.66999999999996,32.18,39.18,7,0]
[2015,"MARITIMES_2_NEISO","MARITIMES","NEISO","Internal","Winter","B20",935,99999,475.94,45.28,45.29,0.01,0]
[2015,"MISO_IN_2_MISO_MI","MISO_IN","MISO_MI","Internal","Winter","B20",935,5000,1065.8699999999999,33.18,33.19,0.01,0]
[2015,"MISO_IN_2_MISO_MO-IL","MISO_IN","MISO_MO-IL","Internal","Winter","B20",935,5000,0,33.18,32.18,0.01,0]
[2015,"MISO_IN_2_NonRTO_Midwest","MISO_IN","NonRTO_Midwest","Internal","Winter","B20",935,4800,0,33.18,32.93,8,0]
[2015,"MISO_IN_2_PJM_ROR","MISO_IN","PJM_ROR","Internal","Winter","B20",935,992,0,33.18,34.15,2,0]
[2015,"MISO_MI_2_IESO","MISO_MI","IESO","Internal","Winter","B20",935,1580,0,33.19,35.549999999999997,8,0]
[2015,"MISO_MI_2_MISO_IN","MISO_MI","MISO_IN","Internal","Winter","B20",935,2045,0,33.19,33.18,0.01,0]
[2015,"MISO_MI_2_MISO_WUMS","MISO_MI","MISO_WUMS","Internal","Winter","B20",935,947,723.64,33.19,33.200000000000003,0.01,0]
[2015,"MISO_MI_2_PJM_ROR","MISO_MI","PJM_ROR","Internal","Winter","B20",935,1424,0,33.19,34.15,2,0]
[2015,"MISO_MO-IL_2_ENT","MISO_MO-IL","ENT","Internal","Winter","B20",935,2540,0,32.18,40.11,8,0]
[2015,"MISO_MO-IL_2_MISO_IN","MISO_MO-IL","MISO_IN","Internal","Winter","B20",935,2100,2100,32.18,33.18,0.01,0.98]
[2015,"MISO_MO-IL_2_MISO_W","MISO_MO-IL","MISO_W","Internal","Winter","B20",935,960,806.84,32.18,32.200000000000003,0.01,0]
[2015,"MISO_MO-IL_2_PJM_ROR","MISO_MO-IL","PJM_ROR","Internal","Winter","B20",935,1212,0,32.18,34.15,2,0]
[2015,"MISO_MO-IL_2_SPP_N","MISO_MO-IL","SPP_N","Internal","Winter","B20",935,2000,0,32.18,39.200000000000003,8,0]
[2015,"MISO_MO-IL_2_TVA_Transmission","MISO_MO-IL","TVA_Transmission","Internal","Winter","B20",935,4000,0,32.18,39.57,8,0]
[2015,"MISO_W_2_IESO","MISO_W","IESO","Internal","Winter","B20",935,90,0,32.200000000000003,35.549999999999997,8,0]
[2015,"MISO_W_2_MAPP_CA","MISO_W","MAPP_CA","Internal","Winter","B20",935,718,718,32.200000000000003,42.55,0.01,10.35]
[2015,"MISO_W_2_MISO_MO-IL","MISO_W","MISO_MO-IL","Internal","Winter","B20",935,3800,0,32.200000000000003,32.18,0.01,0]
[2015,"MISO_W_2_MISO_WUMS","MISO_W","MISO_WUMS","Internal","Winter","B20",935,1629,1629,32.200000000000003,33.200000000000003,0.01,1]
[2015,"MISO_W_2_PJM_ROR","MISO_W","PJM_ROR","Internal","Winter","B20",935,773,0,32.200000000000003,34.15,2,0]
[2015,"MISO_W_2_SPP_N","MISO_W","SPP_N","Internal","Winter","B20",935,3200,448.92,32.200000000000003,39.200000000000003,7,0]
[2015,"MISO_WUMS_2_MISO_MI","MISO_WUMS","MISO_MI","Internal","Winter","B20",935,929,0,33.200000000000003,33.19,0.01,0]
[2015,"MISO_WUMS_2_MISO_W","MISO_WUMS","MISO_W","Internal","Winter","B20",935,1137,0,33.200000000000003,32.200000000000003,0.01,0]
[2015,"MISO_WUMS_2_PJM_ROR","MISO_WUMS","PJM_ROR","Internal","Winter","B20",935,1600,0,33.200000000000003,34.15,2,0]
[2015,"NE_2_MISO_W","NE","MISO_W","Internal","Winter","B20",935,1600,0,39.18,32.200000000000003,5,0]
[2015,"NE_2_SPP_N","NE","SPP_N","Internal","Winter","B20",935,3001,2436.02,39.18,39.200000000000003,0.01,0]
[2015,"NEISO_2_NYISO_A-F","NEISO","NYISO_A-F","Internal","Winter","B20",935,600,0,45.29,42.55,3,0]
[2015,"NEISO_2_NYISO_G-I","NEISO","NYISO_G-I","Internal","Winter","B20",935,600,0,45.29,44.31,3,0]
[2015,"NEISO_2_NYISO_J-K","NEISO","NYISO_J-K","Internal","Winter","B20",935,500,0,45.29,44.32,3,0]
[2015,"NonRTO_Midwest_2_TVA_Transmission","NonRTO_Midwest","TVA_Transmission","Internal","Winter","B20",935,2400,0,32.93,39.57,8,0]
[2015,"NYISO_A-F_2_IESO","NYISO_A-F","IESO","Internal","Winter","B20",935,1600,0,42.55,35.549999999999997,7,0]
[2015,"NYISO_A-F_2_NEISO","NYISO_A-F","NEISO","Internal","Winter","B20",935,600,0,42.55,45.29,3,0]
[2015,"NYISO_A-F_2_NYISO_G-I","NYISO_A-F","NYISO_G-I","Internal","Winter","B20",935,4757,4757,42.55,44.31,0.01,1.75]
[2015,"NYISO_A-F_2_PJM_ROM","NYISO_A-F","PJM_ROM","Internal","Winter","B20",935,1000,0,42.55,36.729999999999997,8,0]
[2015,"NYISO_G-I_2_NEISO","NYISO_G-I","NEISO","Internal","Winter","B20",935,600,0,44.31,45.29,3,0]
[2015,"NYISO_G-I_2_NYISO_A-F","NYISO_G-I","NYISO_A-F","Internal","Winter","B20",935,2506,0,44.31,42.55,0.01,0]
[2015,"NYISO_G-I_2_NYISO_J-K","NYISO_G-I","NYISO_J-K","Internal","Winter","B20",935,6188,5535.41,44.31,44.32,0.01,0]
[2015,"NYISO_G-I_2_PJM_E","NYISO_G-I","PJM_E","Internal","Winter","B20",935,1500,0,44.31,36.74,8,0]
[2015,"NYISO_J-K_2_PJM_E","NYISO_J-K","PJM_E","Internal","Winter","B20",935,330,0,44.32,36.74,8,0]
[2015,"PJM_E_2_NYISO_G-I","PJM_E","NYISO_G-I","Internal","Winter","B20",935,500,500,36.74,44.31,6,1.57]
[2015,"PJM_E_2_NYISO_J-K","PJM_E","NYISO_J-K","Internal","Winter","B20",935,330,330,36.74,44.32,6,1.59]
[2015,"PJM_E_2_PJM_ROM","PJM_E","PJM_ROM","Internal","Winter","B20",935,8000,0,36.74,36.729999999999997,0.01,0]
[2015,"PJM_ROR_2_MISO_IN","PJM_ROR","MISO_IN","Internal","Winter","B20",935,909,0,34.15,33.18,2,0]
[2015,"PJM_ROR_2_MISO_MI","PJM_ROR","MISO_MI","Internal","Winter","B20",935,1305,0,34.15,33.19,2,0]
[2015,"PJM_ROR_2_MISO_MO-IL","PJM_ROR","MISO_MO-IL","Internal","Winter","B20",935,1111,0,34.15,32.18,2,0]
[2015,"PJM_ROR_2_MISO_W","PJM_ROR","MISO_W","Internal","Winter","B20",935,709,0,34.15,32.200000000000003,2,0]
[2015,"PJM_ROR_2_MISO_WUMS","PJM_ROR","MISO_WUMS","Internal","Winter","B20",935,1467,0,34.15,33.200000000000003,2,0]
[2015,"PJM_ROR_2_PJM_ROM","PJM_ROR","PJM_ROM","Internal","Winter","B20",935,8000,8000,34.15,36.729999999999997,0.01,2.57]
[2015,"PJM_ROR_2_TVA_Transmission","PJM_ROR","TVA_Transmission","Internal","Winter","B20",935,2500,0,34.15,39.57,6,0]
[2015,"PJM_ROR_2_VACAR","PJM_ROR","VACAR","Internal","Winter","B20",935,3000,3000,34.15,42.66,6,2.5099999999999998]
[2015,"PJM_ROM_2_NYISO_A-F","PJM_ROM","NYISO_A-F","Internal","Winter","B20",935,2000,0,36.729999999999997,42.55,6,0]
[2015,"PJM_ROM_2_PJM_E","PJM_ROM","PJM_E","Internal","Winter","B20",935,8000,4403.54,36.729999999999997,36.74,0.01,0]
[2015,"PJM_ROM_2_PJM_ROR","PJM_ROM","PJM_ROR","Internal","Winter","B20",935,8000,0,36.729999999999997,34.15,0.01,0]
[2015,"SOCO_2_FRCC","SOCO","FRCC","Internal","Winter","B20",935,3700,0,42.39,46.43,10,0]
[2015,"SOCO_2_VACAR","SOCO","VACAR","Internal","Winter","B20",935,2000,0,42.39,42.66,10,0]
[2015,"SPP_N_2_ENT","SPP_N","ENT","Internal","Winter","B20",935,1800,0,39.200000000000003,40.11,5,0]
[2015,"SPP_N_2_MISO_MO-IL","SPP_N","MISO_MO-IL","Internal","Winter","B20",935,2000,0,39.200000000000003,32.18,5,0]
[2015,"SPP_N_2_NE","SPP_N","NE","Internal","Winter","B20",935,1531,0,39.200000000000003,39.18,0.01,0]
[2015,"SPP_N_2_SPP_S","SPP_N","SPP_S","Internal","Winter","B20",935,4383,4383,39.200000000000003,40.020000000000003,0.01,0.81]
[2015,"SPP_S_2_ENT","SPP_S","ENT","Internal","Winter","B20",935,850,0,40.020000000000003,40.11,5,0]
[2015,"SPP_S_2_SPP_N","SPP_S","SPP_N","Internal","Winter","B20",935,1023,0,40.020000000000003,39.200000000000003,0.01,0]
[2015,"TVA_2_ENT","TVA","ENT","Internal","Winter","B20",935,500,0,39.340000000000003,40.11,9,0]
[2015,"TVA_2_MISO_MO-IL","TVA","MISO_MO-IL","Internal","Winter","B20",935,50,0,39.340000000000003,32.18,9,0]
[2015,"TVA_2_NonRTO_Midwest","TVA","NonRTO_Midwest","Internal","Winter","B20",935,100,0,39.340000000000003,32.93,9,0]
[2015,"TVA_2_SOCO","TVA","SOCO","Internal","Winter","B20",935,500,0,39.340000000000003,42.39,9,0]
[2015,"TVA_2_VACAR","TVA","VACAR","Internal","Winter","B20",935,150,0,39.340000000000003,42.66,9,0]
[2015,"TVA_Transmission_2_ENT","TVA_Transmission","ENT","Internal","Winter","B20",935,3000,0,39.57,40.11,9,0]
[2015,"TVA_Transmission_2_NonRTO_Midwest","TVA_Transmission","NonRTO_Midwest","Internal","Winter","B20",935,700,0,39.57,32.93,9,0]
[2015,"TVA_Transmission_2_SOCO","TVA_Transmission","SOCO","Internal","Winter","B20",935,3200,0,39.57,42.39,9,0]
[2015,"TVA_Transmission_2_TVA","TVA_Transmission","TVA","Internal","Winter","B20",935,99999,0,39.57,39.340000000000003,0.01,0]
[2015,"TVA_Transmission_2_VACAR","TVA_Transmission","VACAR","Internal","Winter","B20",935,900,0,39.57,42.66,9,0]
[2015,"VACAR_2_PJM_ROR","VACAR","PJM_ROR","Internal","Winter","B20",935,2000,0,42.66,34.15,7,0]
[2015,"VACAR_2_SOCO","VACAR","SOCO","Internal","Winter","B20",935,3000,0,42.66,42.39,7,0]
[2015,"VACAR_2_TVA_Transmission","VACAR","TVA_Transmission","Internal","Winter","B20",935,900,0,42.66,39.57,7,0]
[2015,"AZ_NM_SNV_Coal_2_SPP_S","AZ_NM_SNV_Coal","SPP_S","External","Winter","B20",935,400,0,41.32,40.020000000000003,8.17,0]
[2015,"MAPP_US_2_RMPA","MAPP_US","RMPA","External","Winter","B20",935,200,0,32.18,35.93,8,0]
[2015,"NE_2_RMPA","NE","RMPA","External","Winter","B20",935,310,0,39.18,35.93,5,0]
[2015,"NWPP_Coal_2_MAPP_US","NWPP_Coal","MAPP_US","External","Winter","B20",935,150,0,41.32,32.18,8,0]
[2015,"RMPA_2_MAPP_US","RMPA","MAPP_US","External","Winter","B20",935,200,0,35.93,32.18,8,0]
[2015,"RMPA_2_NE","RMPA","NE","External","Winter","B20",935,310,0,35.93,39.18,8,0]
[2015,"RMPA_2_SPP_N","RMPA","SPP_N","External","Winter","B20",935,210,0,35.93,39.200000000000003,8,0]
[2015,"SPP_N_2_RMPA","SPP_N","RMPA","External","Winter","B20",935,210,0,39.200000000000003,35.93,5,0]
[2015,"SPP_S_2_ERCOT","SPP_S","ERCOT","External","Winter","B20",935,800,0,40.020000000000003,39.729999999999997,5,0]
[2015,"ENT_2_SOCO","ENT","SOCO","Internal","Summer","B3",75,2000,1889.62,58.43,66.430000000000007,8,0]
[2015,"ENT_2_TVA_Transmission","ENT","TVA_Transmission","Internal","Summer","B3",75,2100,0,58.43,64.290000000000006,8,0]
[2015,"HQ_NEISO_2_NEISO","HQ_NEISO","NEISO","Internal","Summer","B3",75,99999,2920,47.97,47.98,0.01,0]
[2015,"HQ_NY_2_NYISO_A-F","HQ_NY","NYISO_A-F","Internal","Summer","B3",75,99999,1000,50.29,50.3,0.01,0]
[2015,"HQ_IESO_2_IESO","HQ_IESO","IESO","Internal","Summer","B3",75,99999,400,43.29,43.3,0.01,0]
[2015,"IESO_2_MAPP_CA","IESO","MAPP_CA","Internal","Summer","B3",75,262,262,43.3,52.92,7,2.61]
[2015,"IESO_2_MISO_MI","IESO","MISO_MI","Internal","Summer","B3",75,1840,1840,43.3,54.01,7,3.71]
[2015,"IESO_2_MISO_W","IESO","MISO_W","Internal","Summer","B3",75,140,140,43.3,58.83,7,8.5299999999999994]
[2015,"IESO_2_NYISO_A-F","IESO","NYISO_A-F","Internal","Summer","B3",75,1725,1655.48,43.3,50.3,7,0]
[2015,"MAPP_CA_2_IESO","MAPP_CA","IESO","Internal","Summer","B3",75,330,0,52.92,43.3,8,0]
[2015,"MAPP_CA_2_MAPP_US","MAPP_CA","MAPP_US","Internal","Summer","B3",75,372,0,52.92,52.76,7,0]
[2015,"MAPP_CA_2_MISO_W","MAPP_CA","MISO_W","Internal","Summer","B3",75,1988,1988,52.92,58.83,0.01,5.9]
[2015,"MAPP_US_2_MAPP_CA","MAPP_US","MAPP_CA","Internal","Summer","B3",75,165,0,52.76,52.92,7,0]
[2015,"MAPP_US_2_MISO_W","MAPP_US","MISO_W","Internal","Summer","B3",75,2635,0,52.76,58.83,7,0]
[2015,"MAPP_US_2_NE","MAPP_US","NE","Internal","Summer","B3",75,2000,1572.66,52.76,59.76,7,0]
[2015,"MARITIMES_2_NEISO","MARITIMES","NEISO","Internal","Summer","B3",75,99999,1400,47.97,47.98,0.01,0]
[2015,"MISO_IN_2_MISO_MI","MISO_IN","MISO_MI","Internal","Summer","B3",75,5000,0,57.02,54.01,0.01,0]
[2015,"MISO_IN_2_MISO_MO-IL","MISO_IN","MISO_MO-IL","Internal","Summer","B3",75,5000,0,57.02,57.02,0.01,0]
[2015,"MISO_IN_2_NonRTO_Midwest","MISO_IN","NonRTO_Midwest","Internal","Summer","B3",75,4800,36.49,57.02,65.02,8,0]
[2015,"MISO_IN_2_PJM_ROR","MISO_IN","PJM_ROR","Internal","Summer","B3",75,992,0,57.02,58.29,2,0]
[2015,"MISO_MI_2_IESO","MISO_MI","IESO","Internal","Summer","B3",75,1580,0,54.01,43.3,8,0]
[2015,"MISO_MI_2_MISO_IN","MISO_MI","MISO_IN","Internal","Summer","B3",75,2045,2045,54.01,57.02,0.01,3]
[2015,"MISO_MI_2_MISO_WUMS","MISO_MI","MISO_WUMS","Internal","Summer","B3",75,947,947,54.01,58.84,0.01,4.82]
[2015,"MISO_MI_2_PJM_ROR","MISO_MI","PJM_ROR","Internal","Summer","B3",75,1424,1424,54.01,58.29,2,2.2799999999999998]
[2015,"MISO_MO-IL_2_ENT","MISO_MO-IL","ENT","Internal","Summer","B3",75,2540,0,57.02,58.43,8,0]
[2015,"MISO_MO-IL_2_MISO_IN","MISO_MO-IL","MISO_IN","Internal","Summer","B3",75,2100,0,57.02,57.02,0.01,0]
[2015,"MISO_MO-IL_2_MISO_W","MISO_MO-IL","MISO_W","Internal","Summer","B3",75,960,960,57.02,58.83,0.01,1.8]
[2015,"MISO_MO-IL_2_PJM_ROR","MISO_MO-IL","PJM_ROR","Internal","Summer","B3",75,1212,0,57.02,58.29,2,0]
[2015,"MISO_MO-IL_2_SPP_N","MISO_MO-IL","SPP_N","Internal","Summer","B3",75,2000,0,57.02,59.77,8,0]
[2015,"MISO_MO-IL_2_TVA_Transmission","MISO_MO-IL","TVA_Transmission","Internal","Summer","B3",75,4000,0,57.02,64.290000000000006,8,0]
[2015,"MISO_W_2_IESO","MISO_W","IESO","Internal","Summer","B3",75,90,0,58.83,43.3,8,0]
[2015,"MISO_W_2_MAPP_CA","MISO_W","MAPP_CA","Internal","Summer","B3",75,718,0,58.83,52.92,0.01,0]
[2015,"MISO_W_2_MISO_MO-IL","MISO_W","MISO_MO-IL","Internal","Summer","B3",75,3800,0,58.83,57.02,0.01,0]
[2015,"MISO_W_2_MISO_WUMS","MISO_W","MISO_WUMS","Internal","Summer","B3",75,1629,698.96,58.83,58.84,0.01,0]
[2015,"MISO_W_2_PJM_ROR","MISO_W","PJM_ROR","Internal","Summer","B3",75,773,0,58.83,58.29,2,0]
[2015,"MISO_W_2_SPP_N","MISO_W","SPP_N","Internal","Summer","B3",75,3200,0,58.83,59.77,7,0]
[2015,"MISO_WUMS_2_MISO_MI","MISO_WUMS","MISO_MI","Internal","Summer","B3",75,929,0,58.84,54.01,0.01,0]
[2015,"MISO_WUMS_2_MISO_W","MISO_WUMS","MISO_W","Internal","Summer","B3",75,1137,0,58.84,58.83,0.01,0]
[2015,"MISO_WUMS_2_PJM_ROR","MISO_WUMS","PJM_ROR","Internal","Summer","B3",75,1600,0,58.84,58.29,2,0]
[2015,"NE_2_MISO_W","NE","MISO_W","Internal","Summer","B3",75,1600,0,59.76,58.83,5,0]
[2015,"NE_2_SPP_N","NE","SPP_N","Internal","Summer","B3",75,3001,2164.71,59.76,59.77,0.01,0]
[2015,"NEISO_2_NYISO_A-F","NEISO","NYISO_A-F","Internal","Summer","B3",75,600,0,47.98,50.3,3,0]
[2015,"NEISO_2_NYISO_G-I","NEISO","NYISO_G-I","Internal","Summer","B3",75,600,0,47.98,50.31,3,0]
[2015,"NEISO_2_NYISO_J-K","NEISO","NYISO_J-K","Internal","Summer","B3",75,500,0,47.98,50.33,3,0]
[2015,"NonRTO_Midwest_2_TVA_Transmission","NonRTO_Midwest","TVA_Transmission","Internal","Summer","B3",75,2400,0,65.02,64.290000000000006,8,0]
[2015,"NYISO_A-F_2_IESO","NYISO_A-F","IESO","Internal","Summer","B3",75,1600,0,50.3,43.3,7,0]
[2015,"NYISO_A-F_2_NEISO","NYISO_A-F","NEISO","Internal","Summer","B3",75,600,0,50.3,47.98,3,0]
[2015,"NYISO_A-F_2_NYISO_G-I","NYISO_A-F","NYISO_G-I","Internal","Summer","B3",75,4757,4714.72,50.3,50.31,0.01,0]
[2015,"NYISO_A-F_2_PJM_ROM","NYISO_A-F","PJM_ROM","Internal","Summer","B3",75,1000,833.36,50.3,58.3,8,0]
[2015,"NYISO_G-I_2_NEISO","NYISO_G-I","NEISO","Internal","Summer","B3",75,600,0,50.31,47.98,3,0]
[2015,"NYISO_G-I_2_NYISO_A-F","NYISO_G-I","NYISO_A-F","Internal","Summer","B3",75,2506,0,50.31,50.3,0.01,0]
[2015,"NYISO_G-I_2_NYISO_J-K","NYISO_G-I","NYISO_J-K","Internal","Summer","B3",75,6188,4519.49,50.31,50.33,0.01,0]
[2015,"NYISO_G-I_2_PJM_E","NYISO_G-I","PJM_E","Internal","Summer","B3",75,1500,53.89,50.31,58.31,8,0]
[2015,"NYISO_J-K_2_PJM_E","NYISO_J-K","PJM_E","Internal","Summer","B3",75,330,0,50.33,58.31,8,0]
[2015,"PJM_E_2_NYISO_G-I","PJM_E","NYISO_G-I","Internal","Summer","B3",75,500,0,58.31,50.31,6,0]
[2015,"PJM_E_2_NYISO_J-K","PJM_E","NYISO_J-K","Internal","Summer","B3",75,330,0,58.31,50.33,6,0]
[2015,"PJM_E_2_PJM_ROM","PJM_E","PJM_ROM","Internal","Summer","B3",75,8000,0,58.31,58.3,0.01,0]
[2015,"PJM_ROR_2_MISO_IN","PJM_ROR","MISO_IN","Internal","Summer","B3",75,909,0,58.29,57.02,2,0]
[2015,"PJM_ROR_2_MISO_MI","PJM_ROR","MISO_MI","Internal","Summer","B3",75,1305,0,58.29,54.01,2,0]
[2015,"PJM_ROR_2_MISO_MO-IL","PJM_ROR","MISO_MO-IL","Internal","Summer","B3",75,1111,0,58.29,57.02,2,0]
[2015,"PJM_ROR_2_MISO_W","PJM_ROR","MISO_W","Internal","Summer","B3",75,709,0,58.29,58.83,2,0]
[2015,"PJM_ROR_2_MISO_WUMS","PJM_ROR","MISO_WUMS","Internal","Summer","B3",75,1467,0,58.29,58.84,2,0]
[2015,"PJM_ROR_2_PJM_ROM","PJM_ROR","PJM_ROM","Internal","Summer","B3",75,8000,1181.18,58.29,58.3,0.01,0]
[2015,"PJM_ROR_2_TVA_Transmission","PJM_ROR","TVA_Transmission","Internal","Summer","B3",75,2500,1506.02,58.29,64.290000000000006,6,0]
[2015,"PJM_ROR_2_VACAR","PJM_ROR","VACAR","Internal","Summer","B3",75,3000,3000,58.29,69.73,6,5.44]
[2015,"PJM_ROM_2_NYISO_A-F","PJM_ROM","NYISO_A-F","Internal","Summer","B3",75,2000,0,58.3,50.3,6,0]
[2015,"PJM_ROM_2_PJM_E","PJM_ROM","PJM_E","Internal","Summer","B3",75,8000,1859.99,58.3,58.31,0.01,0]
[2015,"PJM_ROM_2_PJM_ROR","PJM_ROM","PJM_ROR","Internal","Summer","B3",75,8000,0,58.3,58.29,0.01,0]
[2015,"SOCO_2_FRCC","SOCO","FRCC","Internal","Summer","B3",75,3700,0,66.430000000000007,73.02,10,0]
[2015,"SOCO_2_VACAR","SOCO","VACAR","Internal","Summer","B3",75,2000,0,66.430000000000007,69.73,10,0]
[2015,"SPP_N_2_ENT","SPP_N","ENT","Internal","Summer","B3",75,1800,0,59.77,58.43,5,0]
[2015,"SPP_N_2_MISO_MO-IL","SPP_N","MISO_MO-IL","Internal","Summer","B3",75,2000,0,59.77,57.02,5,0]
[2015,"SPP_N_2_NE","SPP_N","NE","Internal","Summer","B3",75,1531,0,59.77,59.76,0.01,0]
[2015,"SPP_N_2_SPP_S","SPP_N","SPP_S","Internal","Summer","B3",75,4383,0,59.77,53.43,0.01,0]
[2015,"SPP_S_2_ENT","SPP_S","ENT","Internal","Summer","B3",75,850,2.06,53.43,58.43,5,0]
[2015,"SPP_S_2_SPP_N","SPP_S","SPP_N","Internal","Summer","B3",75,1023,1023,53.43,59.77,0.01,6.33]
[2015,"TVA_2_ENT","TVA","ENT","Internal","Summer","B3",75,500,0,64.3,58.43,9,0]
[2015,"TVA_2_MISO_MO-IL","TVA","MISO_MO-IL","Internal","Summer","B3",75,50,0,64.3,57.02,9,0]
[2015,"TVA_2_NonRTO_Midwest","TVA","NonRTO_Midwest","Internal","Summer","B3",75,100,0,64.3,65.02,9,0]
[2015,"TVA_2_SOCO","TVA","SOCO","Internal","Summer","B3",75,500,0,64.3,66.430000000000007,9,0]
[2015,"TVA_2_VACAR","TVA","VACAR","Internal","Summer","B3",75,150,0,64.3,69.73,9,0]
[2015,"TVA_Transmission_2_ENT","TVA_Transmission","ENT","Internal","Summer","B3",75,3000,0,64.290000000000006,58.43,9,0]
[2015,"TVA_Transmission_2_NonRTO_Midwest","TVA_Transmission","NonRTO_Midwest","Internal","Summer","B3",75,700,0,64.290000000000006,65.02,9,0]
[2015,"TVA_Transmission_2_SOCO","TVA_Transmission","SOCO","Internal","Summer","B3",75,3200,0,64.290000000000006,66.430000000000007,9,0]
[2015,"TVA_Transmission_2_TVA","TVA_Transmission","TVA","Internal","Summer","B3",75,99999,1506.02,64.290000000000006,64.3,0.01,0]
[2015,"TVA_Transmission_2_VACAR","TVA_Transmission","VACAR","Internal","Summer","B3",75,900,0,64.290000000000006,69.73,9,0]
[2015,"VACAR_2_PJM_ROR","VACAR","PJM_ROR","Internal","Summer","B3",75,2000,0,69.73,58.29,7,0]
[2015,"VACAR_2_SOCO","VACAR","SOCO","Internal","Summer","B3",75,3000,0,69.73,66.430000000000007,7,0]
[2015,"VACAR_2_TVA_Transmission","VACAR","TVA_Transmission","Internal","Summer","B3",75,900,0,69.73,64.290000000000006,7,0]
[2015,"AZ_NM_SNV_Coal_2_SPP_S","AZ_NM_SNV_Coal","SPP_S","External","Summer","B3",75,400,0,57.55,53.43,8.17,0]
[2015,"MAPP_US_2_RMPA","MAPP_US","RMPA","External","Summer","B3",75,200,0,52.76,53.71,8,0]
[2015,"NE_2_RMPA","NE","RMPA","External","Summer","B3",75,310,0,59.76,53.71,5,0]
[2015,"NWPP_Coal_2_MAPP_US","NWPP_Coal","MAPP_US","External","Summer","B3",75,150,150,38.950000000000003,52.76,8,5.81]
[2015,"RMPA_2_MAPP_US","RMPA","MAPP_US","External","Summer","B3",75,200,0,53.71,52.76,8,0]
[2015,"RMPA_2_NE","RMPA","NE","External","Summer","B3",75,310,0,53.71,59.76,8,0]
[2015,"RMPA_2_SPP_N","RMPA","SPP_N","External","Summer","B3",75,210,0,53.71,59.77,8,0]
[2015,"SPP_N_2_RMPA","SPP_N","RMPA","External","Summer","B3",75,210,0,59.77,53.71,5,0]
[2015,"SPP_S_2_ERCOT","SPP_S","ERCOT","External","Summer","B3",75,800,0,53.43,53.11,5,0]
[2015,"ENT_2_SOCO","ENT","SOCO","Internal","Summer","B4",100,2000,2000,57.64,66.430000000000007,8,0.79]
[2015,"ENT_2_TVA_Transmission","ENT","TVA_Transmission","Internal","Summer","B4",100,2100,0,57.64,63.57,8,0]
[2015,"HQ_NEISO_2_NEISO","HQ_NEISO","NEISO","Internal","Summer","B4",100,99999,2920,42.06,42.07,0.01,0]
[2015,"HQ_NY_2_NYISO_A-F","HQ_NY","NYISO_A-F","Internal","Summer","B4",100,99999,1000,45.06,45.07,0.01,0]
[2015,"HQ_IESO_2_IESO","HQ_IESO","IESO","Internal","Summer","B4",100,99999,400,38.06,38.07,0.01,0]
[2015,"IESO_2_MAPP_CA","IESO","MAPP_CA","Internal","Summer","B4",100,262,262,38.07,47.91,7,2.84]
[2015,"IESO_2_MISO_MI","IESO","MISO_MI","Internal","Summer","B4",100,1840,1840,38.07,54.01,7,8.94]
[2015,"IESO_2_MISO_W","IESO","MISO_W","Internal","Summer","B4",100,140,140,38.07,58.02,7,12.94]
[2015,"IESO_2_NYISO_A-F","IESO","NYISO_A-F","Internal","Summer","B4",100,1725,1692.09,38.07,45.07,7,0]
[2015,"MAPP_CA_2_IESO","MAPP_CA","IESO","Internal","Summer","B4",100,330,0,47.91,38.07,8,0]
[2015,"MAPP_CA_2_MAPP_US","MAPP_CA","MAPP_US","Internal","Summer","B4",100,372,0,47.91,51.02,7,0]
[2015,"MAPP_CA_2_MISO_W","MAPP_CA","MISO_W","Internal","Summer","B4",100,1988,1988,47.91,58.02,0.01,10.09]
[2015,"MAPP_US_2_MAPP_CA","MAPP_US","MAPP_CA","Internal","Summer","B4",100,165,0,51.02,47.91,7,0]
[2015,"MAPP_US_2_MISO_W","MAPP_US","MISO_W","Internal","Summer","B4",100,2635,571.37,51.02,58.02,7,0]
[2015,"MAPP_US_2_NE","MAPP_US","NE","Internal","Summer","B4",100,2000,1032.75,51.02,58.02,7,0]
[2015,"MARITIMES_2_NEISO","MARITIMES","NEISO","Internal","Summer","B4",100,99999,1400,42.06,42.07,0.01,0]
[2015,"MISO_IN_2_MISO_MI","MISO_IN","MISO_MI","Internal","Summer","B4",100,5000,0,55.58,54.01,0.01,0]
[2015,"MISO_IN_2_MISO_MO-IL","MISO_IN","MISO_MO-IL","Internal","Summer","B4",100,5000,0,55.58,55.57,0.01,0]
[2015,"MISO_IN_2_NonRTO_Midwest","MISO_IN","NonRTO_Midwest","Internal","Summer","B4",100,4800,927.03,55.58,63.58,8,0]
[2015,"MISO_IN_2_PJM_ROR","MISO_IN","PJM_ROR","Internal","Summer","B4",100,992,0,55.58,57.57,2,0]
[2015,"MISO_MI_2_IESO","MISO_MI","IESO","Internal","Summer","B4",100,1580,0,54.01,38.07,8,0]
[2015,"MISO_MI_2_MISO_IN","MISO_MI","MISO_IN","Internal","Summer","B4",100,2045,2045,54.01,55.58,0.01,1.56]
[2015,"MISO_MI_2_MISO_WUMS","MISO_MI","MISO_WUMS","Internal","Summer","B4",100,947,947,54.01,58.01,0.01,3.98]
[2015,"MISO_MI_2_PJM_ROR","MISO_MI","PJM_ROR","Internal","Summer","B4",100,1424,1424,54.01,57.57,2,1.56]
[2015,"MISO_MO-IL_2_ENT","MISO_MO-IL","ENT","Internal","Summer","B4",100,2540,0,55.57,57.64,8,0]
[2015,"MISO_MO-IL_2_MISO_IN","MISO_MO-IL","MISO_IN","Internal","Summer","B4",100,2100,85.41,55.57,55.58,0.01,0]
[2015,"MISO_MO-IL_2_MISO_W","MISO_MO-IL","MISO_W","Internal","Summer","B4",100,960,960,55.57,58.02,0.01,2.4300000000000002]
[2015,"MISO_MO-IL_2_PJM_ROR","MISO_MO-IL","PJM_ROR","Internal","Summer","B4",100,1212,172.07,55.57,57.57,2,0]
[2015,"MISO_MO-IL_2_SPP_N","MISO_MO-IL","SPP_N","Internal","Summer","B4",100,2000,0,55.57,58.03,8,0]
[2015,"MISO_MO-IL_2_TVA_Transmission","MISO_MO-IL","TVA_Transmission","Internal","Summer","B4",100,4000,170.39,55.57,63.57,8,0]
[2015,"MISO_W_2_IESO","MISO_W","IESO","Internal","Summer","B4",100,90,0,58.02,38.07,8,0]
[2015,"MISO_W_2_MAPP_CA","MISO_W","MAPP_CA","Internal","Summer","B4",100,718,0,58.02,47.91,0.01,0]
[2015,"MISO_W_2_MISO_MO-IL","MISO_W","MISO_MO-IL","Internal","Summer","B4",100,3800,0,58.02,55.57,0.01,0]
[2015,"MISO_W_2_MISO_WUMS","MISO_W","MISO_WUMS","Internal","Summer","B4",100,1629,0,58.02,58.01,0.01,0]
[2015,"MISO_W_2_PJM_ROR","MISO_W","PJM_ROR","Internal","Summer","B4",100,773,0,58.02,57.57,2,0]
[2015,"MISO_W_2_SPP_N","MISO_W","SPP_N","Internal","Summer","B4",100,3200,0,58.02,58.03,7,0]
[2015,"MISO_WUMS_2_MISO_MI","MISO_WUMS","MISO_MI","Internal","Summer","B4",100,929,0,58.01,54.01,0.01,0]
[2015,"MISO_WUMS_2_MISO_W","MISO_WUMS","MISO_W","Internal","Summer","B4",100,1137,46.42,58.01,58.02,0.01,0]
[2015,"MISO_WUMS_2_PJM_ROR","MISO_WUMS","PJM_ROR","Internal","Summer","B4",100,1600,0,58.01,57.57,2,0]
[2015,"NE_2_MISO_W","NE","MISO_W","Internal","Summer","B4",100,1600,0,58.02,58.02,5,0]
[2015,"NE_2_SPP_N","NE","SPP_N","Internal","Summer","B4",100,3001,1424.98,58.02,58.03,0.01,0]
[2015,"NEISO_2_NYISO_A-F","NEISO","NYISO_A-F","Internal","Summer","B4",100,600,454.12,42.07,45.07,3,0]
[2015,"NEISO_2_NYISO_G-I","NEISO","NYISO_G-I","Internal","Summer","B4",100,600,600,42.07,49.5,3,4.42]
[2015,"NEISO_2_NYISO_J-K","NEISO","NYISO_J-K","Internal","Summer","B4",100,500,500,42.07,49.51,3,4.43]
[2015,"NonRTO_Midwest_2_TVA_Transmission","NonRTO_Midwest","TVA_Transmission","Internal","Summer","B4",100,2400,0,63.58,63.57,8,0]
[2015,"NYISO_A-F_2_IESO","NYISO_A-F","IESO","Internal","Summer","B4",100,1600,0,45.07,38.07,7,0]
[2015,"NYISO_A-F_2_NEISO","NYISO_A-F","NEISO","Internal","Summer","B4",100,600,0,45.07,42.07,3,0]
[2015,"NYISO_A-F_2_NYISO_G-I","NYISO_A-F","NYISO_G-I","Internal","Summer","B4",100,4757,4757,45.07,49.5,0.01,4.41]
[2015,"NYISO_A-F_2_PJM_ROM","NYISO_A-F","PJM_ROM","Internal","Summer","B4",100,1000,1000,45.07,57.56,8,4.49]
[2015,"NYISO_G-I_2_NEISO","NYISO_G-I","NEISO","Internal","Summer","B4",100,600,0,49.5,42.07,3,0]
[2015,"NYISO_G-I_2_NYISO_A-F","NYISO_G-I","NYISO_A-F","Internal","Summer","B4",100,2506,0,49.5,45.07,0.01,0]
[2015,"NYISO_G-I_2_NYISO_J-K","NYISO_G-I","NYISO_J-K","Internal","Summer","B4",100,6188,3979.69,49.5,49.51,0.01,0]
[2015,"NYISO_G-I_2_PJM_E","NYISO_G-I","PJM_E","Internal","Summer","B4",100,1500,1500,49.5,57.55,8,0.05]
[2015,"NYISO_J-K_2_PJM_E","NYISO_J-K","PJM_E","Internal","Summer","B4",100,330,330,49.51,57.55,8,0.04]
[2015,"PJM_E_2_NYISO_G-I","PJM_E","NYISO_G-I","Internal","Summer","B4",100,500,0,57.55,49.5,6,0]
[2015,"PJM_E_2_NYISO_J-K","PJM_E","NYISO_J-K","Internal","Summer","B4",100,330,0,57.55,49.51,6,0]
[2015,"PJM_E_2_PJM_ROM","PJM_E","PJM_ROM","Internal","Summer","B4",100,8000,47.55,57.55,57.56,0.01,0]
[2015,"PJM_ROR_2_MISO_IN","PJM_ROR","MISO_IN","Internal","Summer","B4",100,909,0,57.57,55.58,2,0]
[2015,"PJM_ROR_2_MISO_MI","PJM_ROR","MISO_MI","Internal","Summer","B4",100,1305,0,57.57,54.01,2,0]
[2015,"PJM_ROR_2_MISO_MO-IL","PJM_ROR","MISO_MO-IL","Internal","Summer","B4",100,1111,0,57.57,55.57,2,0]
[2015,"PJM_ROR_2_MISO_W","PJM_ROR","MISO_W","Internal","Summer","B4",100,709,0,57.57,58.02,2,0]
[2015,"PJM_ROR_2_MISO_WUMS","PJM_ROR","MISO_WUMS","Internal","Summer","B4",100,1467,0,57.57,58.01,2,0]
[2015,"PJM_ROR_2_PJM_ROM","PJM_ROR","PJM_ROM","Internal","Summer","B4",100,8000,0,57.57,57.56,0.01,0]
[2015,"PJM_ROR_2_TVA_Transmission","PJM_ROR","TVA_Transmission","Internal","Summer","B4",100,2500,733.52,57.57,63.57,6,0]
[2015,"PJM_ROR_2_VACAR","PJM_ROR","VACAR","Internal","Summer","B4",100,3000,3000,57.57,68.59,6,5.0199999999999996]
[2015,"PJM_ROM_2_NYISO_A-F","PJM_ROM","NYISO_A-F","Internal","Summer","B4",100,2000,0,57.56,45.07,6,0]
[2015,"PJM_ROM_2_PJM_E","PJM_ROM","PJM_E","Internal","Summer","B4",100,8000,0,57.56,57.55,0.01,0]
[2015,"PJM_ROM_2_PJM_ROR","PJM_ROM","PJM_ROR","Internal","Summer","B4",100,8000,2080.86,57.56,57.57,0.01,0]
[2015,"SOCO_2_FRCC","SOCO","FRCC","Internal","Summer","B4",100,3700,0,66.430000000000007,73.02,10,0]
[2015,"SOCO_2_VACAR","SOCO","VACAR","Internal","Summer","B4",100,2000,0,66.430000000000007,68.59,10,0]
[2015,"SPP_N_2_ENT","SPP_N","ENT","Internal","Summer","B4",100,1800,0,58.03,57.64,5,0]
[2015,"SPP_N_2_MISO_MO-IL","SPP_N","MISO_MO-IL","Internal","Summer","B4",100,2000,0,58.03,55.57,5,0]
[2015,"SPP_N_2_NE","SPP_N","NE","Internal","Summer","B4",100,1531,0,58.03,58.02,0.01,0]
[2015,"SPP_N_2_SPP_S","SPP_N","SPP_S","Internal","Summer","B4",100,4383,0,58.03,52.64,0.01,0]
[2015,"SPP_S_2_ENT","SPP_S","ENT","Internal","Summer","B4",100,850,239.03,52.64,57.64,5,0]
[2015,"SPP_S_2_SPP_N","SPP_S","SPP_N","Internal","Summer","B4",100,1023,1023,52.64,58.03,0.01,5.37]
[2015,"TVA_2_ENT","TVA","ENT","Internal","Summer","B4",100,500,0,63.58,57.64,9,0]
[2015,"TVA_2_MISO_MO-IL","TVA","MISO_MO-IL","Internal","Summer","B4",100,50,0,63.58,55.57,9,0]
[2015,"TVA_2_NonRTO_Midwest","TVA","NonRTO_Midwest","Internal","Summer","B4",100,100,0,63.58,63.58,9,0]
[2015,"TVA_2_SOCO","TVA","SOCO","Internal","Summer","B4",100,500,0,63.58,66.430000000000007,9,0]
[2015,"TVA_2_VACAR","TVA","VACAR","Internal","Summer","B4",100,150,0,63.58,68.59,9,0]
[2015,"TVA_Transmission_2_ENT","TVA_Transmission","ENT","Internal","Summer","B4",100,3000,0,63.57,57.64,9,0]
[2015,"TVA_Transmission_2_NonRTO_Midwest","TVA_Transmission","NonRTO_Midwest","Internal","Summer","B4",100,700,0,63.57,63.58,9,0]
[2015,"TVA_Transmission_2_SOCO","TVA_Transmission","SOCO","Internal","Summer","B4",100,3200,0,63.57,66.430000000000007,9,0]
[2015,"TVA_Transmission_2_TVA","TVA_Transmission","TVA","Internal","Summer","B4",100,99999,903.91,63.57,63.58,0.01,0]
[2015,"TVA_Transmission_2_VACAR","TVA_Transmission","VACAR","Internal","Summer","B4",100,900,0,63.57,68.59,9,0]
[2015,"VACAR_2_PJM_ROR","VACAR","PJM_ROR","Internal","Summer","B4",100,2000,0,68.59,57.57,7,0]
[2015,"VACAR_2_SOCO","VACAR","SOCO","Internal","Summer","B4",100,3000,0,68.59,66.430000000000007,7,0]
[2015,"VACAR_2_TVA_Transmission","VACAR","TVA_Transmission","Internal","Summer","B4",100,900,0,68.59,63.57,7,0]
[2015,"AZ_NM_SNV_Coal_2_SPP_S","AZ_NM_SNV_Coal","SPP_S","External","Summer","B4",100,400,0,55.54,52.64,8.17,0]
[2015,"MAPP_US_2_RMPA","MAPP_US","RMPA","External","Summer","B4",100,200,0,51.02,50.03,8,0]
[2015,"NE_2_RMPA","NE","RMPA","External","Summer","B4",100,310,0,58.02,50.03,5,0]
[2015,"NWPP_Coal_2_MAPP_US","NWPP_Coal","MAPP_US","External","Summer","B4",100,150,150,38.950000000000003,51.02,8,4.0599999999999996]
[2015,"RMPA_2_MAPP_US","RMPA","MAPP_US","External","Summer","B4",100,200,0,50.03,51.02,8,0]
[2015,"RMPA_2_NE","RMPA","NE","External","Summer","B4",100,310,0,50.03,58.02,8,0]
[2015,"RMPA_2_SPP_N","RMPA","SPP_N","External","Summer","B4",100,210,153.69,50.03,58.03,8,0]
[2015,"SPP_N_2_RMPA","SPP_N","RMPA","External","Summer","B4",100,210,0,58.03,50.03,5,0]
[2015,"SPP_S_2_ERCOT","SPP_S","ERCOT","External","Summer","B4",100,800,0,52.64,53.11,5,0]
[2015,"ENT_2_SOCO","ENT","SOCO","Internal","Summer","B5",200,2000,2000,53.58,62.02,8,0.44]
[2015,"ENT_2_TVA_Transmission","ENT","TVA_Transmission","Internal","Summer","B5",200,2100,0,53.58,54.85,8,0]
[2015,"HQ_NEISO_2_NEISO","HQ_NEISO","NEISO","Internal","Summer","B5",200,99999,2920,34.19,34.200000000000003,0.01,0]
[2015,"HQ_NY_2_NYISO_A-F","HQ_NY","NYISO_A-F","Internal","Summer","B5",200,99999,1000,42.52,42.53,0.01,0]
[2015,"HQ_IESO_2_IESO","HQ_IESO","IESO","Internal","Summer","B5",200,99999,400,35.520000000000003,35.53,0.01,0]
[2015,"IESO_2_MAPP_CA","IESO","MAPP_CA","Internal","Summer","B5",200,262,262,35.53,47.91,7,5.38]
[2015,"IESO_2_MISO_MI","IESO","MISO_MI","Internal","Summer","B5",200,1840,1840,35.53,48.51,7,5.98]
[2015,"IESO_2_MISO_W","IESO","MISO_W","Internal","Summer","B5",200,140,140,35.53,48.53,7,6]
[2015,"IESO_2_NYISO_A-F","IESO","NYISO_A-F","Internal","Summer","B5",200,1725,384.14,35.53,42.53,7,0]
[2015,"MAPP_CA_2_IESO","MAPP_CA","IESO","Internal","Summer","B5",200,330,0,47.91,35.53,8,0]
[2015,"MAPP_CA_2_MAPP_US","MAPP_CA","MAPP_US","Internal","Summer","B5",200,372,0,47.91,48.12,7,0]
[2015,"MAPP_CA_2_MISO_W","MAPP_CA","MISO_W","Internal","Summer","B5",200,1988,1988,47.91,48.53,0.01,0.6]
[2015,"MAPP_US_2_MAPP_CA","MAPP_US","MAPP_CA","Internal","Summer","B5",200,165,0,48.12,47.91,7,0]
[2015,"MAPP_US_2_MISO_W","MAPP_US","MISO_W","Internal","Summer","B5",200,2635,0,48.12,48.53,7,0]
[2015,"MAPP_US_2_NE","MAPP_US","NE","Internal","Summer","B5",200,2000,1733.12,48.12,55.12,7,0]
[2015,"MARITIMES_2_NEISO","MARITIMES","NEISO","Internal","Summer","B5",200,99999,1400,34.19,34.200000000000003,0.01,0]
[2015,"MISO_IN_2_MISO_MI","MISO_IN","MISO_MI","Internal","Summer","B5",200,5000,0,48.52,48.51,0.01,0]
[2015,"MISO_IN_2_MISO_MO-IL","MISO_IN","MISO_MO-IL","Internal","Summer","B5",200,5000,0,48.52,48.52,0.01,0]
[2015,"MISO_IN_2_NonRTO_Midwest","MISO_IN","NonRTO_Midwest","Internal","Summer","B5",200,4800,627.69000000000005,48.52,56.52,8,0]
[2015,"MISO_IN_2_PJM_ROR","MISO_IN","PJM_ROR","Internal","Summer","B5",200,992,174.21,48.52,50.52,2,0]
[2015,"MISO_MI_2_IESO","MISO_MI","IESO","Internal","Summer","B5",200,1580,0,48.51,35.53,8,0]
[2015,"MISO_MI_2_MISO_IN","MISO_MI","MISO_IN","Internal","Summer","B5",200,2045,1730.68,48.51,48.52,0.01,0]
[2015,"MISO_MI_2_MISO_WUMS","MISO_MI","MISO_WUMS","Internal","Summer","B5",200,947,725.43,48.51,48.52,0.01,0]
[2015,"MISO_MI_2_PJM_ROR","MISO_MI","PJM_ROR","Internal","Summer","B5",200,1424,1424,48.51,50.52,2,0.01]
[2015,"MISO_MO-IL_2_ENT","MISO_MO-IL","ENT","Internal","Summer","B5",200,2540,0,48.52,53.58,8,0]
[2015,"MISO_MO-IL_2_MISO_IN","MISO_MO-IL","MISO_IN","Internal","Summer","B5",200,2100,0,48.52,48.52,0.01,0]
[2015,"MISO_MO-IL_2_MISO_W","MISO_MO-IL","MISO_W","Internal","Summer","B5",200,960,784.34,48.52,48.53,0.01,0]
[2015,"MISO_MO-IL_2_PJM_ROR","MISO_MO-IL","PJM_ROR","Internal","Summer","B5",200,1212,1041,48.52,50.52,2,0]
[2015,"MISO_MO-IL_2_SPP_N","MISO_MO-IL","SPP_N","Internal","Summer","B5",200,2000,0,48.52,55.13,8,0]
[2015,"MISO_MO-IL_2_TVA_Transmission","MISO_MO-IL","TVA_Transmission","Internal","Summer","B5",200,4000,0,48.52,54.85,8,0]
[2015,"MISO_W_2_IESO","MISO_W","IESO","Internal","Summer","B5",200,90,0,48.53,35.53,8,0]
[2015,"MISO_W_2_MAPP_CA","MISO_W","MAPP_CA","Internal","Summer","B5",200,718,0,48.53,47.91,0.01,0]
[2015,"MISO_W_2_MISO_MO-IL","MISO_W","MISO_MO-IL","Internal","Summer","B5",200,3800,0,48.53,48.52,0.01,0]
[2015,"MISO_W_2_MISO_WUMS","MISO_W","MISO_WUMS","Internal","Summer","B5",200,1629,0,48.53,48.52,0.01,0]
[2015,"MISO_W_2_PJM_ROR","MISO_W","PJM_ROR","Internal","Summer","B5",200,773,0,48.53,50.52,2,0]
[2015,"MISO_W_2_SPP_N","MISO_W","SPP_N","Internal","Summer","B5",200,3200,0,48.53,55.13,7,0]
[2015,"MISO_WUMS_2_MISO_MI","MISO_WUMS","MISO_MI","Internal","Summer","B5",200,929,0,48.52,48.51,0.01,0]
[2015,"MISO_WUMS_2_MISO_W","MISO_WUMS","MISO_W","Internal","Summer","B5",200,1137,173.15,48.52,48.53,0.01,0]
[2015,"MISO_WUMS_2_PJM_ROR","MISO_WUMS","PJM_ROR","Internal","Summer","B5",200,1600,208.08,48.52,50.52,2,0]
[2015,"NE_2_MISO_W","NE","MISO_W","Internal","Summer","B5",200,1600,0,55.12,48.53,5,0]
[2015,"NE_2_SPP_N","NE","SPP_N","Internal","Summer","B5",200,3001,2296.87,55.12,55.13,0.01,0]
[2015,"NEISO_2_NYISO_A-F","NEISO","NYISO_A-F","Internal","Summer","B5",200,600,600,34.200000000000003,42.53,3,5.33]
[2015,"NEISO_2_NYISO_G-I","NEISO","NYISO_G-I","Internal","Summer","B5",200,600,600,34.200000000000003,49.5,3,12.29]
[2015,"NEISO_2_NYISO_J-K","NEISO","NYISO_J-K","Internal","Summer","B5",200,500,500,34.200000000000003,49.51,3,12.31]
[2015,"NonRTO_Midwest_2_TVA_Transmission","NonRTO_Midwest","TVA_Transmission","Internal","Summer","B5",200,2400,0,56.52,54.85,8,0]
[2015,"NYISO_A-F_2_IESO","NYISO_A-F","IESO","Internal","Summer","B5",200,1600,0,42.53,35.53,7,0]
[2015,"NYISO_A-F_2_NEISO","NYISO_A-F","NEISO","Internal","Summer","B5",200,600,0,42.53,34.200000000000003,3,0]
[2015,"NYISO_A-F_2_NYISO_G-I","NYISO_A-F","NYISO_G-I","Internal","Summer","B5",200,4757,4757,42.53,49.5,0.01,6.96]
[2015,"NYISO_A-F_2_PJM_ROM","NYISO_A-F","PJM_ROM","Internal","Summer","B5",200,1000,135.16999999999999,42.53,50.53,8,0]
[2015,"NYISO_G-I_2_NEISO","NYISO_G-I","NEISO","Internal","Summer","B5",200,600,0,49.5,34.200000000000003,3,0]
[2015,"NYISO_G-I_2_NYISO_A-F","NYISO_G-I","NYISO_A-F","Internal","Summer","B5",200,2506,0,49.5,42.53,0.01,0]
[2015,"NYISO_G-I_2_NYISO_J-K","NYISO_G-I","NYISO_J-K","Internal","Summer","B5",200,6188,5612.92,49.5,49.51,0.01,0]
[2015,"NYISO_G-I_2_PJM_E","NYISO_G-I","PJM_E","Internal","Summer","B5",200,1500,0,49.5,50.54,8,0]
[2015,"NYISO_J-K_2_PJM_E","NYISO_J-K","PJM_E","Internal","Summer","B5",200,330,0,49.51,50.54,8,0]
[2015,"PJM_E_2_NYISO_G-I","PJM_E","NYISO_G-I","Internal","Summer","B5",200,500,0,50.54,49.5,6,0]
[2015,"PJM_E_2_NYISO_J-K","PJM_E","NYISO_J-K","Internal","Summer","B5",200,330,0,50.54,49.51,6,0]
[2015,"PJM_E_2_PJM_ROM","PJM_E","PJM_ROM","Internal","Summer","B5",200,8000,0,50.54,50.53,0.01,0]
[2015,"PJM_ROR_2_MISO_IN","PJM_ROR","MISO_IN","Internal","Summer","B5",200,909,0,50.52,48.52,2,0]
[2015,"PJM_ROR_2_MISO_MI","PJM_ROR","MISO_MI","Internal","Summer","B5",200,1305,0,50.52,48.51,2,0]
[2015,"PJM_ROR_2_MISO_MO-IL","PJM_ROR","MISO_MO-IL","Internal","Summer","B5",200,1111,0,50.52,48.52,2,0]
[2015,"PJM_ROR_2_MISO_W","PJM_ROR","MISO_W","Internal","Summer","B5",200,709,0,50.52,48.53,2,0]
[2015,"PJM_ROR_2_MISO_WUMS","PJM_ROR","MISO_WUMS","Internal","Summer","B5",200,1467,0,50.52,48.52,2,0]
[2015,"PJM_ROR_2_PJM_ROM","PJM_ROR","PJM_ROM","Internal","Summer","B5",200,8000,2963.56,50.52,50.53,0.01,0]
[2015,"PJM_ROR_2_TVA_Transmission","PJM_ROR","TVA_Transmission","Internal","Summer","B5",200,2500,0,50.52,54.85,6,0]
[2015,"PJM_ROR_2_VACAR","PJM_ROR","VACAR","Internal","Summer","B5",200,3000,3000,50.52,57.65,6,1.1299999999999999]
[2015,"PJM_ROM_2_NYISO_A-F","PJM_ROM","NYISO_A-F","Internal","Summer","B5",200,2000,0,50.53,42.53,6,0]
[2015,"PJM_ROM_2_PJM_E","PJM_ROM","PJM_E","Internal","Summer","B5",200,8000,1476.96,50.53,50.54,0.01,0]
[2015,"PJM_ROM_2_PJM_ROR","PJM_ROM","PJM_ROR","Internal","Summer","B5",200,8000,0,50.53,50.52,0.01,0]
[2015,"SOCO_2_FRCC","SOCO","FRCC","Internal","Summer","B5",200,3700,428.87,62.02,72.02,10,0]
[2015,"SOCO_2_VACAR","SOCO","VACAR","Internal","Summer","B5",200,2000,0,62.02,57.65,10,0]
[2015,"SPP_N_2_ENT","SPP_N","ENT","Internal","Summer","B5",200,1800,0,55.13,53.58,5,0]
[2015,"SPP_N_2_MISO_MO-IL","SPP_N","MISO_MO-IL","Internal","Summer","B5",200,2000,0,55.13,48.52,5,0]
[2015,"SPP_N_2_NE","SPP_N","NE","Internal","Summer","B5",200,1531,0,55.13,55.12,0.01,0]
[2015,"SPP_N_2_SPP_S","SPP_N","SPP_S","Internal","Summer","B5",200,4383,0,55.13,52.64,0.01,0]
[2015,"SPP_S_2_ENT","SPP_S","ENT","Internal","Summer","B5",200,850,0,52.64,53.58,5,0]
[2015,"SPP_S_2_SPP_N","SPP_S","SPP_N","Internal","Summer","B5",200,1023,1023,52.64,55.13,0.01,2.48]
[2015,"TVA_2_ENT","TVA","ENT","Internal","Summer","B5",200,500,0,51.09,53.58,9,0]
[2015,"TVA_2_MISO_MO-IL","TVA","MISO_MO-IL","Internal","Summer","B5",200,50,0,51.09,48.52,9,0]
[2015,"TVA_2_NonRTO_Midwest","TVA","NonRTO_Midwest","Internal","Summer","B5",200,100,0,51.09,56.52,9,0]
[2015,"TVA_2_SOCO","TVA","SOCO","Internal","Summer","B5",200,500,500,51.09,62.02,9,1.92]
[2015,"TVA_2_VACAR","TVA","VACAR","Internal","Summer","B5",200,150,0,51.09,57.65,9,0]
[2015,"TVA_Transmission_2_ENT","TVA_Transmission","ENT","Internal","Summer","B5",200,3000,0,54.85,53.58,9,0]
[2015,"TVA_Transmission_2_NonRTO_Midwest","TVA_Transmission","NonRTO_Midwest","Internal","Summer","B5",200,700,0,54.85,56.52,9,0]
[2015,"TVA_Transmission_2_SOCO","TVA_Transmission","SOCO","Internal","Summer","B5",200,3200,0,54.85,62.02,9,0]
[2015,"TVA_Transmission_2_TVA","TVA_Transmission","TVA","Internal","Summer","B5",200,99999,0,54.85,51.09,0.01,0]
[2015,"TVA_Transmission_2_VACAR","TVA_Transmission","VACAR","Internal","Summer","B5",200,900,0,54.85,57.65,9,0]
[2015,"VACAR_2_PJM_ROR","VACAR","PJM_ROR","Internal","Summer","B5",200,2000,0,57.65,50.52,7,0]
[2015,"VACAR_2_SOCO","VACAR","SOCO","Internal","Summer","B5",200,3000,0,57.65,62.02,7,0]
[2015,"VACAR_2_TVA_Transmission","VACAR","TVA_Transmission","Internal","Summer","B5",200,900,0,57.65,54.85,7,0]
[2015,"AZ_NM_SNV_Coal_2_SPP_S","AZ_NM_SNV_Coal","SPP_S","External","Summer","B5",200,400,0,47.12,52.64,8.17,0]
[2015,"MAPP_US_2_RMPA","MAPP_US","RMPA","External","Summer","B5",200,200,0,48.12,47.12,8,0]
[2015,"NE_2_RMPA","NE","RMPA","External","Summer","B5",200,310,0,55.12,47.12,5,0]
[2015,"NWPP_Coal_2_MAPP_US","NWPP_Coal","MAPP_US","External","Summer","B5",200,150,150,38.950000000000003,48.12,8,1.17]
[2015,"RMPA_2_MAPP_US","RMPA","MAPP_US","External","Summer","B5",200,200,0,47.12,48.12,8,0]
[2015,"RMPA_2_NE","RMPA","NE","External","Summer","B5",200,310,233.86,47.12,55.12,8,0]
[2015,"RMPA_2_SPP_N","RMPA","SPP_N","External","Summer","B5",200,210,210,47.12,55.13,8,0.01]
[2015,"SPP_N_2_RMPA","SPP_N","RMPA","External","Summer","B5",200,210,0,55.13,47.12,5,0]
[2015,"SPP_S_2_ERCOT","SPP_S","ERCOT","External","Summer","B5",200,800,0,52.64,53.11,5,0]
[2015,"ENT_2_SOCO","ENT","SOCO","Internal","Summer","B6",300,2000,443.85,46.15,54.15,8,0]
[2015,"ENT_2_TVA_Transmission","ENT","TVA_Transmission","Internal","Summer","B6",300,2100,0,46.15,47.86,8,0]
[2015,"HQ_NEISO_2_NEISO","HQ_NEISO","NEISO","Internal","Summer","B6",300,99999,2920,34.19,34.200000000000003,0.01,0]
[2015,"HQ_NY_2_NYISO_A-F","HQ_NY","NYISO_A-F","Internal","Summer","B6",300,99999,1000,42.32,42.33,0.01,0]
[2015,"HQ_IESO_2_IESO","HQ_IESO","IESO","Internal","Summer","B6",300,99999,400,35.32,35.33,0.01,0]
[2015,"IESO_2_MAPP_CA","IESO","MAPP_CA","Internal","Summer","B6",300,262,262,35.33,43.97,7,1.64]
[2015,"IESO_2_MISO_MI","IESO","MISO_MI","Internal","Summer","B6",300,1840,1840,35.33,42.98,7,0.65]
[2015,"IESO_2_MISO_W","IESO","MISO_W","Internal","Summer","B6",300,140,140,35.33,43.98,7,1.65]
[2015,"IESO_2_NYISO_A-F","IESO","NYISO_A-F","Internal","Summer","B6",300,1725,766.57,35.33,42.33,7,0]
[2015,"MAPP_CA_2_IESO","MAPP_CA","IESO","Internal","Summer","B6",300,330,0,43.97,35.33,8,0]
[2015,"MAPP_CA_2_MAPP_US","MAPP_CA","MAPP_US","Internal","Summer","B6",300,372,0,43.97,43.97,7,0]
[2015,"MAPP_CA_2_MISO_W","MAPP_CA","MISO_W","Internal","Summer","B6",300,1988,839.41,43.97,43.98,0.01,0]
[2015,"MAPP_US_2_MAPP_CA","MAPP_US","MAPP_CA","Internal","Summer","B6",300,165,0,43.97,43.97,7,0]
[2015,"MAPP_US_2_MISO_W","MAPP_US","MISO_W","Internal","Summer","B6",300,2635,0,43.97,43.98,7,0]
[2015,"MAPP_US_2_NE","MAPP_US","NE","Internal","Summer","B6",300,2000,1815.87,43.97,50.97,7,0]
[2015,"MARITIMES_2_NEISO","MARITIMES","NEISO","Internal","Summer","B6",300,99999,1400,34.19,34.200000000000003,0.01,0]
[2015,"MISO_IN_2_MISO_MI","MISO_IN","MISO_MI","Internal","Summer","B6",300,5000,0,42.99,42.98,0.01,0]
[2015,"MISO_IN_2_MISO_MO-IL","MISO_IN","MISO_MO-IL","Internal","Summer","B6",300,5000,0,42.99,42.98,0.01,0]
[2015,"MISO_IN_2_NonRTO_Midwest","MISO_IN","NonRTO_Midwest","Internal","Summer","B6",300,4800,64.16,42.99,50.99,8,0]
[2015,"MISO_IN_2_PJM_ROR","MISO_IN","PJM_ROR","Internal","Summer","B6",300,992,381.51,42.99,44.99,2,0]
[2015,"MISO_MI_2_IESO","MISO_MI","IESO","Internal","Summer","B6",300,1580,0,42.98,35.33,8,0]
[2015,"MISO_MI_2_MISO_IN","MISO_MI","MISO_IN","Internal","Summer","B6",300,2045,401.04,42.98,42.99,0.01,0]
[2015,"MISO_MI_2_MISO_WUMS","MISO_MI","MISO_WUMS","Internal","Summer","B6",300,947,947,42.98,43.97,0.01,0.98]
[2015,"MISO_MI_2_PJM_ROR","MISO_MI","PJM_ROR","Internal","Summer","B6",300,1424,1424,42.98,44.99,2,0.01]
[2015,"MISO_MO-IL_2_ENT","MISO_MO-IL","ENT","Internal","Summer","B6",300,2540,0,42.98,46.15,8,0]
[2015,"MISO_MO-IL_2_MISO_IN","MISO_MO-IL","MISO_IN","Internal","Summer","B6",300,2100,50.85,42.98,42.99,0.01,0]
[2015,"MISO_MO-IL_2_MISO_W","MISO_MO-IL","MISO_W","Internal","Summer","B6",300,960,960,42.98,43.98,0.01,0.99]
[2015,"MISO_MO-IL_2_PJM_ROR","MISO_MO-IL","PJM_ROR","Internal","Summer","B6",300,1212,1212,42.98,44.99,2,0.01]
[2015,"MISO_MO-IL_2_SPP_N","MISO_MO-IL","SPP_N","Internal","Summer","B6",300,2000,626.24,42.98,50.98,8,0]
[2015,"MISO_MO-IL_2_TVA_Transmission","MISO_MO-IL","TVA_Transmission","Internal","Summer","B6",300,4000,0,42.98,47.86,8,0]
[2015,"MISO_W_2_IESO","MISO_W","IESO","Internal","Summer","B6",300,90,0,43.98,35.33,8,0]
[2015,"MISO_W_2_MAPP_CA","MISO_W","MAPP_CA","Internal","Summer","B6",300,718,0,43.98,43.97,0.01,0]
[2015,"MISO_W_2_MISO_MO-IL","MISO_W","MISO_MO-IL","Internal","Summer","B6",300,3800,0,43.98,42.98,0.01,0]
[2015,"MISO_W_2_MISO_WUMS","MISO_W","MISO_WUMS","Internal","Summer","B6",300,1629,0,43.98,43.97,0.01,0]
[2015,"MISO_W_2_PJM_ROR","MISO_W","PJM_ROR","Internal","Summer","B6",300,773,0,43.98,44.99,2,0]
[2015,"MISO_W_2_SPP_N","MISO_W","SPP_N","Internal","Summer","B6",300,3200,1205.31,43.98,50.98,7,0]
[2015,"MISO_WUMS_2_MISO_MI","MISO_WUMS","MISO_MI","Internal","Summer","B6",300,929,0,43.97,42.98,0.01,0]
[2015,"MISO_WUMS_2_MISO_W","MISO_WUMS","MISO_W","Internal","Summer","B6",300,1137,1117.47,43.97,43.98,0.01,0]
[2015,"MISO_WUMS_2_PJM_ROR","MISO_WUMS","PJM_ROR","Internal","Summer","B6",300,1600,0,43.97,44.99,2,0]
[2015,"NE_2_MISO_W","NE","MISO_W","Internal","Summer","B6",300,1600,0,50.97,43.98,5,0]
[2015,"NE_2_SPP_N","NE","SPP_N","Internal","Summer","B6",300,3001,2690.09,50.97,50.98,0.01,0]
[2015,"NEISO_2_NYISO_A-F","NEISO","NYISO_A-F","Internal","Summer","B6",300,600,600,34.200000000000003,42.33,3,5.13]
[2015,"NEISO_2_NYISO_G-I","NEISO","NYISO_G-I","Internal","Summer","B6",300,600,600,34.200000000000003,42.34,3,5.14]
[2015,"NEISO_2_NYISO_J-K","NEISO","NYISO_J-K","Internal","Summer","B6",300,500,500,34.200000000000003,42.35,3,5.15]
[2015,"NonRTO_Midwest_2_TVA_Transmission","NonRTO_Midwest","TVA_Transmission","Internal","Summer","B6",300,2400,0,50.99,47.86,8,0]
[2015,"NYISO_A-F_2_IESO","NYISO_A-F","IESO","Internal","Summer","B6",300,1600,0,42.33,35.33,7,0]
[2015,"NYISO_A-F_2_NEISO","NYISO_A-F","NEISO","Internal","Summer","B6",300,600,0,42.33,34.200000000000003,3,0]
[2015,"NYISO_A-F_2_NYISO_G-I","NYISO_A-F","NYISO_G-I","Internal","Summer","B6",300,4757,4595.01,42.33,42.34,0.01,0]
[2015,"NYISO_A-F_2_PJM_ROM","NYISO_A-F","PJM_ROM","Internal","Summer","B6",300,1000,0,42.33,45.01,8,0]
[2015,"NYISO_G-I_2_NEISO","NYISO_G-I","NEISO","Internal","Summer","B6",300,600,0,42.34,34.200000000000003,3,0]
[2015,"NYISO_G-I_2_NYISO_A-F","NYISO_G-I","NYISO_A-F","Internal","Summer","B6",300,2506,0,42.34,42.33,0.01,0]
[2015,"NYISO_G-I_2_NYISO_J-K","NYISO_G-I","NYISO_J-K","Internal","Summer","B6",300,6188,5642.35,42.34,42.35,0.01,0]
[2015,"NYISO_G-I_2_PJM_E","NYISO_G-I","PJM_E","Internal","Summer","B6",300,1500,0,42.34,45.02,8,0]
[2015,"NYISO_J-K_2_PJM_E","NYISO_J-K","PJM_E","Internal","Summer","B6",300,330,0,42.35,45.02,8,0]
[2015,"PJM_E_2_NYISO_G-I","PJM_E","NYISO_G-I","Internal","Summer","B6",300,500,0,45.02,42.34,6,0]
[2015,"PJM_E_2_NYISO_J-K","PJM_E","NYISO_J-K","Internal","Summer","B6",300,330,0,45.02,42.35,6,0]
[2015,"PJM_E_2_PJM_ROM","PJM_E","PJM_ROM","Internal","Summer","B6",300,8000,0,45.02,45.01,0.01,0]
[2015,"PJM_ROR_2_MISO_IN","PJM_ROR","MISO_IN","Internal","Summer","B6",300,909,0,44.99,42.99,2,0]
[2015,"PJM_ROR_2_MISO_MI","PJM_ROR","MISO_MI","Internal","Summer","B6",300,1305,0,44.99,42.98,2,0]
[2015,"PJM_ROR_2_MISO_MO-IL","PJM_ROR","MISO_MO-IL","Internal","Summer","B6",300,1111,0,44.99,42.98,2,0]
[2015,"PJM_ROR_2_MISO_W","PJM_ROR","MISO_W","Internal","Summer","B6",300,709,0,44.99,43.98,2,0]
[2015,"PJM_ROR_2_MISO_WUMS","PJM_ROR","MISO_WUMS","Internal","Summer","B6",300,1467,0,44.99,43.97,2,0]
[2015,"PJM_ROR_2_PJM_ROM","PJM_ROR","PJM_ROM","Internal","Summer","B6",300,8000,3059.77,44.99,45.01,0.01,0]
[2015,"PJM_ROR_2_TVA_Transmission","PJM_ROR","TVA_Transmission","Internal","Summer","B6",300,2500,0,44.99,47.86,6,0]
[2015,"PJM_ROR_2_VACAR","PJM_ROR","VACAR","Internal","Summer","B6",300,3000,2898.13,44.99,50.99,6,0]
[2015,"PJM_ROM_2_NYISO_A-F","PJM_ROM","NYISO_A-F","Internal","Summer","B6",300,2000,0,45.01,42.33,6,0]
[2015,"PJM_ROM_2_PJM_E","PJM_ROM","PJM_E","Internal","Summer","B6",300,8000,984.37,45.01,45.02,0.01,0]
[2015,"PJM_ROM_2_PJM_ROR","PJM_ROM","PJM_ROR","Internal","Summer","B6",300,8000,0,45.01,44.99,0.01,0]
[2015,"SOCO_2_FRCC","SOCO","FRCC","Internal","Summer","B6",300,3700,575.83000000000004,54.15,64.150000000000006,10,0]
[2015,"SOCO_2_VACAR","SOCO","VACAR","Internal","Summer","B6",300,2000,0,54.15,50.99,10,0]
[2015,"SPP_N_2_ENT","SPP_N","ENT","Internal","Summer","B6",300,1800,0,50.98,46.15,5,0]
[2015,"SPP_N_2_MISO_MO-IL","SPP_N","MISO_MO-IL","Internal","Summer","B6",300,2000,0,50.98,42.98,5,0]
[2015,"SPP_N_2_NE","SPP_N","NE","Internal","Summer","B6",300,1531,0,50.98,50.97,0.01,0]
[2015,"SPP_N_2_SPP_S","SPP_N","SPP_S","Internal","Summer","B6",300,4383,2233.59,50.98,50.99,0.01,0]
[2015,"SPP_S_2_ENT","SPP_S","ENT","Internal","Summer","B6",300,850,0,50.99,46.15,5,0]
[2015,"SPP_S_2_SPP_N","SPP_S","SPP_N","Internal","Summer","B6",300,1023,0,50.99,50.98,0.01,0]
[2015,"TVA_2_ENT","TVA","ENT","Internal","Summer","B6",300,500,0,39.840000000000003,46.15,9,0]
[2015,"TVA_2_MISO_MO-IL","TVA","MISO_MO-IL","Internal","Summer","B6",300,50,0,39.840000000000003,42.98,9,0]
[2015,"TVA_2_NonRTO_Midwest","TVA","NonRTO_Midwest","Internal","Summer","B6",300,100,100,39.840000000000003,50.99,9,2.16]
[2015,"TVA_2_SOCO","TVA","SOCO","Internal","Summer","B6",300,500,500,39.840000000000003,54.15,9,5.31]
[2015,"TVA_2_VACAR","TVA","VACAR","Internal","Summer","B6",300,150,150,39.840000000000003,50.99,9,2.16]
[2015,"TVA_Transmission_2_ENT","TVA_Transmission","ENT","Internal","Summer","B6",300,3000,0,47.86,46.15,9,0]
[2015,"TVA_Transmission_2_NonRTO_Midwest","TVA_Transmission","NonRTO_Midwest","Internal","Summer","B6",300,700,0,47.86,50.99,9,0]
[2015,"TVA_Transmission_2_SOCO","TVA_Transmission","SOCO","Internal","Summer","B6",300,3200,0,47.86,54.15,9,0]
[2015,"TVA_Transmission_2_TVA","TVA_Transmission","TVA","Internal","Summer","B6",300,99999,0,47.86,39.840000000000003,0.01,0]
[2015,"TVA_Transmission_2_VACAR","TVA_Transmission","VACAR","Internal","Summer","B6",300,900,0,47.86,50.99,9,0]
[2015,"VACAR_2_PJM_ROR","VACAR","PJM_ROR","Internal","Summer","B6",300,2000,0,50.99,44.99,7,0]
[2015,"VACAR_2_SOCO","VACAR","SOCO","Internal","Summer","B6",300,3000,0,50.99,54.15,7,0]
[2015,"VACAR_2_TVA_Transmission","VACAR","TVA_Transmission","Internal","Summer","B6",300,900,0,50.99,47.86,7,0]
[2015,"AZ_NM_SNV_Coal_2_SPP_S","AZ_NM_SNV_Coal","SPP_S","External","Summer","B6",300,400,400,41.65,50.99,8.17,1.17]
[2015,"MAPP_US_2_RMPA","MAPP_US","RMPA","External","Summer","B6",300,200,0,43.97,41.29,8,0]
[2015,"NE_2_RMPA","NE","RMPA","External","Summer","B6",300,310,0,50.97,41.29,5,0]
[2015,"NWPP_Coal_2_MAPP_US","NWPP_Coal","MAPP_US","External","Summer","B6",300,150,0,38.950000000000003,43.97,8,0]
[2015,"RMPA_2_MAPP_US","RMPA","MAPP_US","External","Summer","B6",300,200,0,41.29,43.97,8,0]
[2015,"RMPA_2_NE","RMPA","NE","External","Summer","B6",300,310,310,41.29,50.97,8,1.68]
[2015,"RMPA_2_SPP_N","RMPA","SPP_N","External","Summer","B6",300,210,210,41.29,50.98,8,1.7]
[2015,"SPP_N_2_RMPA","SPP_N","RMPA","External","Summer","B6",300,210,0,50.98,41.29,5,0]
[2015,"SPP_S_2_ERCOT","SPP_S","ERCOT","External","Summer","B6",300,800,0,50.99,53.11,5,0]
[2015,"ENT_2_SOCO","ENT","SOCO","Internal","Summer","B7",400,2000,1318.37,43.72,51.72,8,0]
[2015,"ENT_2_TVA_Transmission","ENT","TVA_Transmission","Internal","Summer","B7",400,2100,0,43.72,43.24,8,0]
[2015,"HQ_NEISO_2_NEISO","HQ_NEISO","NEISO","Internal","Summer","B7",400,99999,2920,34.19,34.200000000000003,0.01,0]
[2015,"HQ_NY_2_NYISO_A-F","HQ_NY","NYISO_A-F","Internal","Summer","B7",400,99999,1000,37.26,37.270000000000003,0.01,0]
[2015,"HQ_IESO_2_IESO","HQ_IESO","IESO","Internal","Summer","B7",400,99999,400,29.52,29.53,0.01,0]
[2015,"IESO_2_MAPP_CA","IESO","MAPP_CA","Internal","Summer","B7",400,262,0,29.53,36.520000000000003,7,0]
[2015,"IESO_2_MISO_MI","IESO","MISO_MI","Internal","Summer","B7",400,1840,828.56,29.53,36.53,7,0]
[2015,"IESO_2_MISO_W","IESO","MISO_W","Internal","Summer","B7",400,140,104.79,29.53,36.53,7,0]
[2015,"IESO_2_NYISO_A-F","IESO","NYISO_A-F","Internal","Summer","B7",400,1725,1725,29.53,37.270000000000003,7,0.74]
[2015,"MAPP_CA_2_IESO","MAPP_CA","IESO","Internal","Summer","B7",400,330,0,36.520000000000003,29.53,8,0]
[2015,"MAPP_CA_2_MAPP_US","MAPP_CA","MAPP_US","Internal","Summer","B7",400,372,0,36.520000000000003,34.340000000000003,7,0]
[2015,"MAPP_CA_2_MISO_W","MAPP_CA","MISO_W","Internal","Summer","B7",400,1988,289.29000000000002,36.520000000000003,36.53,0.01,0]
[2015,"MAPP_US_2_MAPP_CA","MAPP_US","MAPP_CA","Internal","Summer","B7",400,165,0,34.340000000000003,36.520000000000003,7,0]
[2015,"MAPP_US_2_MISO_W","MAPP_US","MISO_W","Internal","Summer","B7",400,2635,0,34.340000000000003,36.53,7,0]
[2015,"MAPP_US_2_NE","MAPP_US","NE","Internal","Summer","B7",400,2000,2000,34.340000000000003,43.52,7,2.1800000000000002]
[2015,"MARITIMES_2_NEISO","MARITIMES","NEISO","Internal","Summer","B7",400,99999,1400,34.19,34.200000000000003,0.01,0]
[2015,"MISO_IN_2_MISO_MI","MISO_IN","MISO_MI","Internal","Summer","B7",400,5000,180.99,36.520000000000003,36.53,0.01,0]
[2015,"MISO_IN_2_MISO_MO-IL","MISO_IN","MISO_MO-IL","Internal","Summer","B7",400,5000,0,36.520000000000003,36.5,0.01,0]
[2015,"MISO_IN_2_NonRTO_Midwest","MISO_IN","NonRTO_Midwest","Internal","Summer","B7",400,4800,0,36.520000000000003,36.020000000000003,8,0]
[2015,"MISO_IN_2_PJM_ROR","MISO_IN","PJM_ROR","Internal","Summer","B7",400,992,992,36.520000000000003,38.53,2,0.01]
[2015,"MISO_MI_2_IESO","MISO_MI","IESO","Internal","Summer","B7",400,1580,0,36.53,29.53,8,0]
[2015,"MISO_MI_2_MISO_IN","MISO_MI","MISO_IN","Internal","Summer","B7",400,2045,0,36.53,36.520000000000003,0.01,0]
[2015,"MISO_MI_2_MISO_WUMS","MISO_MI","MISO_WUMS","Internal","Summer","B7",400,947,375.04,36.53,36.54,0.01,0]
[2015,"MISO_MI_2_PJM_ROR","MISO_MI","PJM_ROR","Internal","Summer","B7",400,1424,804.57,36.53,38.53,2,0]
[2015,"MISO_MO-IL_2_ENT","MISO_MO-IL","ENT","Internal","Summer","B7",400,2540,0,36.5,43.72,8,0]
[2015,"MISO_MO-IL_2_MISO_IN","MISO_MO-IL","MISO_IN","Internal","Summer","B7",400,2100,561.44000000000005,36.5,36.520000000000003,0.01,0]
[2015,"MISO_MO-IL_2_MISO_W","MISO_MO-IL","MISO_W","Internal","Summer","B7",400,960,960,36.5,36.53,0.01,0.01]
[2015,"MISO_MO-IL_2_PJM_ROR","MISO_MO-IL","PJM_ROR","Internal","Summer","B7",400,1212,1212,36.5,38.53,2,0.02]
[2015,"MISO_MO-IL_2_SPP_N","MISO_MO-IL","SPP_N","Internal","Summer","B7",400,2000,0,36.5,43.53,8,0]
[2015,"MISO_MO-IL_2_TVA_Transmission","MISO_MO-IL","TVA_Transmission","Internal","Summer","B7",400,4000,0,36.5,43.24,8,0]
[2015,"MISO_W_2_IESO","MISO_W","IESO","Internal","Summer","B7",400,90,0,36.53,29.53,8,0]
[2015,"MISO_W_2_MAPP_CA","MISO_W","MAPP_CA","Internal","Summer","B7",400,718,0,36.53,36.520000000000003,0.01,0]
[2015,"MISO_W_2_MISO_MO-IL","MISO_W","MISO_MO-IL","Internal","Summer","B7",400,3800,0,36.53,36.5,0.01,0]
[2015,"MISO_W_2_MISO_WUMS","MISO_W","MISO_WUMS","Internal","Summer","B7",400,1629,44.2,36.53,36.54,0.01,0]
[2015,"MISO_W_2_PJM_ROR","MISO_W","PJM_ROR","Internal","Summer","B7",400,773,48.59,36.53,38.53,2,0]
[2015,"MISO_W_2_SPP_N","MISO_W","SPP_N","Internal","Summer","B7",400,3200,722.41,36.53,43.53,7,0]
[2015,"MISO_WUMS_2_MISO_MI","MISO_WUMS","MISO_MI","Internal","Summer","B7",400,929,0,36.54,36.53,0.01,0]
[2015,"MISO_WUMS_2_MISO_W","MISO_WUMS","MISO_W","Internal","Summer","B7",400,1137,0,36.54,36.53,0.01,0]
[2015,"MISO_WUMS_2_PJM_ROR","MISO_WUMS","PJM_ROR","Internal","Summer","B7",400,1600,0,36.54,38.53,2,0]
[2015,"NE_2_MISO_W","NE","MISO_W","Internal","Summer","B7",400,1600,0,43.52,36.53,5,0]
[2015,"NE_2_SPP_N","NE","SPP_N","Internal","Summer","B7",400,3001,2799.12,43.52,43.53,0.01,0]
[2015,"NEISO_2_NYISO_A-F","NEISO","NYISO_A-F","Internal","Summer","B7",400,600,600,34.200000000000003,37.270000000000003,3,7.0000000000000007E-2]
[2015,"NEISO_2_NYISO_G-I","NEISO","NYISO_G-I","Internal","Summer","B7",400,600,600,34.200000000000003,37.28,3,0.08]
[2015,"NEISO_2_NYISO_J-K","NEISO","NYISO_J-K","Internal","Summer","B7",400,500,500,34.200000000000003,37.29,3,0.09]
[2015,"NonRTO_Midwest_2_TVA_Transmission","NonRTO_Midwest","TVA_Transmission","Internal","Summer","B7",400,2400,0,36.020000000000003,43.24,8,0]
[2015,"NYISO_A-F_2_IESO","NYISO_A-F","IESO","Internal","Summer","B7",400,1600,0,37.270000000000003,29.53,7,0]
[2015,"NYISO_A-F_2_NEISO","NYISO_A-F","NEISO","Internal","Summer","B7",400,600,0,37.270000000000003,34.200000000000003,3,0]
[2015,"NYISO_A-F_2_NYISO_G-I","NYISO_A-F","NYISO_G-I","Internal","Summer","B7",400,4757,4282.5,37.270000000000003,37.28,0.01,0]
[2015,"NYISO_A-F_2_PJM_ROM","NYISO_A-F","PJM_ROM","Internal","Summer","B7",400,1000,0,37.270000000000003,38.54,8,0]
[2015,"NYISO_G-I_2_NEISO","NYISO_G-I","NEISO","Internal","Summer","B7",400,600,0,37.28,34.200000000000003,3,0]
[2015,"NYISO_G-I_2_NYISO_A-F","NYISO_G-I","NYISO_A-F","Internal","Summer","B7",400,2506,0,37.28,37.270000000000003,0.01,0]
[2015,"NYISO_G-I_2_NYISO_J-K","NYISO_G-I","NYISO_J-K","Internal","Summer","B7",400,6188,5503.59,37.28,37.29,0.01,0]
[2015,"NYISO_G-I_2_PJM_E","NYISO_G-I","PJM_E","Internal","Summer","B7",400,1500,0,37.28,38.549999999999997,8,0]
[2015,"NYISO_J-K_2_PJM_E","NYISO_J-K","PJM_E","Internal","Summer","B7",400,330,0,37.29,38.549999999999997,8,0]
[2015,"PJM_E_2_NYISO_G-I","PJM_E","NYISO_G-I","Internal","Summer","B7",400,500,0,38.549999999999997,37.28,6,0]
[2015,"PJM_E_2_NYISO_J-K","PJM_E","NYISO_J-K","Internal","Summer","B7",400,330,0,38.549999999999997,37.29,6,0]
[2015,"PJM_E_2_PJM_ROM","PJM_E","PJM_ROM","Internal","Summer","B7",400,8000,0,38.549999999999997,38.54,0.01,0]
[2015,"PJM_ROR_2_MISO_IN","PJM_ROR","MISO_IN","Internal","Summer","B7",400,909,0,38.53,36.520000000000003,2,0]
[2015,"PJM_ROR_2_MISO_MI","PJM_ROR","MISO_MI","Internal","Summer","B7",400,1305,0,38.53,36.53,2,0]
[2015,"PJM_ROR_2_MISO_MO-IL","PJM_ROR","MISO_MO-IL","Internal","Summer","B7",400,1111,0,38.53,36.5,2,0]
[2015,"PJM_ROR_2_MISO_W","PJM_ROR","MISO_W","Internal","Summer","B7",400,709,0,38.53,36.53,2,0]
[2015,"PJM_ROR_2_MISO_WUMS","PJM_ROR","MISO_WUMS","Internal","Summer","B7",400,1467,0,38.53,36.54,2,0]
[2015,"PJM_ROR_2_PJM_ROM","PJM_ROR","PJM_ROM","Internal","Summer","B7",400,8000,4810.3,38.53,38.54,0.01,0]
[2015,"PJM_ROR_2_TVA_Transmission","PJM_ROR","TVA_Transmission","Internal","Summer","B7",400,2500,0,38.53,43.24,6,0]
[2015,"PJM_ROR_2_VACAR","PJM_ROR","VACAR","Internal","Summer","B7",400,3000,3000,38.53,46.41,6,1.89]
[2015,"PJM_ROM_2_NYISO_A-F","PJM_ROM","NYISO_A-F","Internal","Summer","B7",400,2000,0,38.54,37.270000000000003,6,0]
[2015,"PJM_ROM_2_PJM_E","PJM_ROM","PJM_E","Internal","Summer","B7",400,8000,2303.0500000000002,38.54,38.549999999999997,0.01,0]
[2015,"PJM_ROM_2_PJM_ROR","PJM_ROM","PJM_ROR","Internal","Summer","B7",400,8000,0,38.54,38.53,0.01,0]
[2015,"SOCO_2_FRCC","SOCO","FRCC","Internal","Summer","B7",400,3700,1107.6500000000001,51.72,61.72,10,0]
[2015,"SOCO_2_VACAR","SOCO","VACAR","Internal","Summer","B7",400,2000,0,51.72,46.41,10,0]
[2015,"SPP_N_2_ENT","SPP_N","ENT","Internal","Summer","B7",400,1800,0,43.53,43.72,5,0]
[2015,"SPP_N_2_MISO_MO-IL","SPP_N","MISO_MO-IL","Internal","Summer","B7",400,2000,0,43.53,36.5,5,0]
[2015,"SPP_N_2_NE","SPP_N","NE","Internal","Summer","B7",400,1531,0,43.53,43.52,0.01,0]
[2015,"SPP_N_2_SPP_S","SPP_N","SPP_S","Internal","Summer","B7",400,4383,1873.6,43.53,43.54,0.01,0]
[2015,"SPP_S_2_ENT","SPP_S","ENT","Internal","Summer","B7",400,850,0,43.54,43.72,5,0]
[2015,"SPP_S_2_SPP_N","SPP_S","SPP_N","Internal","Summer","B7",400,1023,0,43.54,43.53,0.01,0]
[2015,"TVA_2_ENT","TVA","ENT","Internal","Summer","B7",400,500,0,39.28,43.72,9,0]
[2015,"TVA_2_MISO_MO-IL","TVA","MISO_MO-IL","Internal","Summer","B7",400,50,0,39.28,36.5,9,0]
[2015,"TVA_2_NonRTO_Midwest","TVA","NonRTO_Midwest","Internal","Summer","B7",400,100,0,39.28,36.020000000000003,9,0]
[2015,"TVA_2_SOCO","TVA","SOCO","Internal","Summer","B7",400,500,500,39.28,51.72,9,3.44]
[2015,"TVA_2_VACAR","TVA","VACAR","Internal","Summer","B7",400,150,0,39.28,46.41,9,0]
[2015,"TVA_Transmission_2_ENT","TVA_Transmission","ENT","Internal","Summer","B7",400,3000,0,43.24,43.72,9,0]
[2015,"TVA_Transmission_2_NonRTO_Midwest","TVA_Transmission","NonRTO_Midwest","Internal","Summer","B7",400,700,0,43.24,36.020000000000003,9,0]
[2015,"TVA_Transmission_2_SOCO","TVA_Transmission","SOCO","Internal","Summer","B7",400,3200,0,43.24,51.72,9,0]
[2015,"TVA_Transmission_2_TVA","TVA_Transmission","TVA","Internal","Summer","B7",400,99999,0,43.24,39.28,0.01,0]
[2015,"TVA_Transmission_2_VACAR","TVA_Transmission","VACAR","Internal","Summer","B7",400,900,0,43.24,46.41,9,0]
[2015,"VACAR_2_PJM_ROR","VACAR","PJM_ROR","Internal","Summer","B7",400,2000,0,46.41,38.53,7,0]
[2015,"VACAR_2_SOCO","VACAR","SOCO","Internal","Summer","B7",400,3000,0,46.41,51.72,7,0]
[2015,"VACAR_2_TVA_Transmission","VACAR","TVA_Transmission","Internal","Summer","B7",400,900,0,46.41,43.24,7,0]
[2015,"AZ_NM_SNV_Coal_2_SPP_S","AZ_NM_SNV_Coal","SPP_S","External","Summer","B7",400,400,0,38.979999999999997,43.54,8.17,0]
[2015,"MAPP_US_2_RMPA","MAPP_US","RMPA","External","Summer","B7",400,200,0,34.340000000000003,38.5,8,0]
[2015,"NE_2_RMPA","NE","RMPA","External","Summer","B7",400,310,0,43.52,38.5,5,0]
[2015,"NWPP_Coal_2_MAPP_US","NWPP_Coal","MAPP_US","External","Summer","B7",400,150,0,38.950000000000003,34.340000000000003,8,0]
[2015,"RMPA_2_MAPP_US","RMPA","MAPP_US","External","Summer","B7",400,200,0,38.5,34.340000000000003,8,0]
[2015,"RMPA_2_NE","RMPA","NE","External","Summer","B7",400,310,0,38.5,43.52,8,0]
[2015,"RMPA_2_SPP_N","RMPA","SPP_N","External","Summer","B7",400,210,0,38.5,43.53,8,0]
[2015,"SPP_N_2_RMPA","SPP_N","RMPA","External","Summer","B7",400,210,0,43.53,38.5,5,0]
[2015,"SPP_S_2_ERCOT","SPP_S","ERCOT","External","Summer","B7",400,800,299.44,43.54,48.54,5,0]
[2015,"ENT_2_SOCO","ENT","SOCO","Internal","Summer","B8",500,2000,0,38.1,43.39,8,0]
[2015,"ENT_2_TVA_Transmission","ENT","TVA_Transmission","Internal","Summer","B8",500,2100,0,38.1,39.700000000000003,8,0]
[2015,"HQ_NEISO_2_NEISO","HQ_NEISO","NEISO","Internal","Summer","B8",500,99999,2920,34.19,34.200000000000003,0.01,0]
[2015,"HQ_NY_2_NYISO_A-F","HQ_NY","NYISO_A-F","Internal","Summer","B8",500,99999,1000,37.18,37.19,0.01,0]
[2015,"HQ_IESO_2_IESO","HQ_IESO","IESO","Internal","Summer","B8",500,99999,400,29.5,29.52,0.01,0]
[2015,"IESO_2_MAPP_CA","IESO","MAPP_CA","Internal","Summer","B8",500,262,148.77000000000001,29.52,36.520000000000003,7,0]
[2015,"IESO_2_MISO_MI","IESO","MISO_MI","Internal","Summer","B8",500,1840,0,29.52,34.57,7,0]
[2015,"IESO_2_MISO_W","IESO","MISO_W","Internal","Summer","B8",500,140,0,29.52,34.56,7,0]
[2015,"IESO_2_NYISO_A-F","IESO","NYISO_A-F","Internal","Summer","B8",500,1725,1725,29.52,37.19,7,0.67]
[2015,"MAPP_CA_2_IESO","MAPP_CA","IESO","Internal","Summer","B8",500,330,0,36.520000000000003,29.52,8,0]
[2015,"MAPP_CA_2_MAPP_US","MAPP_CA","MAPP_US","Internal","Summer","B8",500,372,0,36.520000000000003,30.24,7,0]
[2015,"MAPP_CA_2_MISO_W","MAPP_CA","MISO_W","Internal","Summer","B8",500,1988,0,36.520000000000003,34.56,0.01,0]
[2015,"MAPP_US_2_MAPP_CA","MAPP_US","MAPP_CA","Internal","Summer","B8",500,165,0,30.24,36.520000000000003,7,0]
[2015,"MAPP_US_2_MISO_W","MAPP_US","MISO_W","Internal","Summer","B8",500,2635,0,30.24,34.56,7,0]
[2015,"MAPP_US_2_NE","MAPP_US","NE","Internal","Summer","B8",500,2000,1993.93,30.24,37.24,7,0]
[2015,"MARITIMES_2_NEISO","MARITIMES","NEISO","Internal","Summer","B8",500,99999,1400,34.19,34.200000000000003,0.01,0]
[2015,"MISO_IN_2_MISO_MI","MISO_IN","MISO_MI","Internal","Summer","B8",500,5000,551.39,34.56,34.57,0.01,0]
[2015,"MISO_IN_2_MISO_MO-IL","MISO_IN","MISO_MO-IL","Internal","Summer","B8",500,5000,0,34.56,34.549999999999997,0.01,0]
[2015,"MISO_IN_2_NonRTO_Midwest","MISO_IN","NonRTO_Midwest","Internal","Summer","B8",500,4800,0,34.56,34.43,8,0]
[2015,"MISO_IN_2_PJM_ROR","MISO_IN","PJM_ROR","Internal","Summer","B8",500,992,992,34.56,36.57,2,0.01]
[2015,"MISO_MI_2_IESO","MISO_MI","IESO","Internal","Summer","B8",500,1580,0,34.57,29.52,8,0]
[2015,"MISO_MI_2_MISO_IN","MISO_MI","MISO_IN","Internal","Summer","B8",500,2045,0,34.57,34.56,0.01,0]
[2015,"MISO_MI_2_MISO_WUMS","MISO_MI","MISO_WUMS","Internal","Summer","B8",500,947,0,34.57,34.57,0.01,0]
[2015,"MISO_MI_2_PJM_ROR","MISO_MI","PJM_ROR","Internal","Summer","B8",500,1424,112.65,34.57,36.57,2,0]
[2015,"MISO_MO-IL_2_ENT","MISO_MO-IL","ENT","Internal","Summer","B8",500,2540,0,34.549999999999997,38.1,8,0]
[2015,"MISO_MO-IL_2_MISO_IN","MISO_MO-IL","MISO_IN","Internal","Summer","B8",500,2100,1440.62,34.549999999999997,34.56,0.01,0]
[2015,"MISO_MO-IL_2_MISO_W","MISO_MO-IL","MISO_W","Internal","Summer","B8",500,960,926.42,34.549999999999997,34.56,0.01,0]
[2015,"MISO_MO-IL_2_PJM_ROR","MISO_MO-IL","PJM_ROR","Internal","Summer","B8",500,1212,1212,34.549999999999997,36.57,2,0.02]
[2015,"MISO_MO-IL_2_SPP_N","MISO_MO-IL","SPP_N","Internal","Summer","B8",500,2000,0,34.549999999999997,37.979999999999997,8,0]
[2015,"MISO_MO-IL_2_TVA_Transmission","MISO_MO-IL","TVA_Transmission","Internal","Summer","B8",500,4000,0,34.549999999999997,39.700000000000003,8,0]
[2015,"MISO_W_2_IESO","MISO_W","IESO","Internal","Summer","B8",500,90,0,34.56,29.52,8,0]
[2015,"MISO_W_2_MAPP_CA","MISO_W","MAPP_CA","Internal","Summer","B8",500,718,718,34.56,36.520000000000003,0.01,1.95]
[2015,"MISO_W_2_MISO_MO-IL","MISO_W","MISO_MO-IL","Internal","Summer","B8",500,3800,0,34.56,34.549999999999997,0.01,0]
[2015,"MISO_W_2_MISO_WUMS","MISO_W","MISO_WUMS","Internal","Summer","B8",500,1629,737.62,34.56,34.57,0.01,0]
[2015,"MISO_W_2_PJM_ROR","MISO_W","PJM_ROR","Internal","Summer","B8",500,773,773,34.56,36.57,2,0.01]
[2015,"MISO_W_2_SPP_N","MISO_W","SPP_N","Internal","Summer","B8",500,3200,0,34.56,37.979999999999997,7,0]
[2015,"MISO_WUMS_2_MISO_MI","MISO_WUMS","MISO_MI","Internal","Summer","B8",500,929,0,34.57,34.57,0.01,0]
[2015,"MISO_WUMS_2_MISO_W","MISO_WUMS","MISO_W","Internal","Summer","B8",500,1137,0,34.57,34.56,0.01,0]
[2015,"MISO_WUMS_2_PJM_ROR","MISO_WUMS","PJM_ROR","Internal","Summer","B8",500,1600,25.34,34.57,36.57,2,0]
[2015,"NE_2_MISO_W","NE","MISO_W","Internal","Summer","B8",500,1600,0,37.24,34.56,5,0]
[2015,"NE_2_SPP_N","NE","SPP_N","Internal","Summer","B8",500,3001,3001,37.24,37.979999999999997,0.01,0.73]
[2015,"NEISO_2_NYISO_A-F","NEISO","NYISO_A-F","Internal","Summer","B8",500,600,0,34.200000000000003,37.19,3,0]
[2015,"NEISO_2_NYISO_G-I","NEISO","NYISO_G-I","Internal","Summer","B8",500,600,543.54999999999995,34.200000000000003,37.200000000000003,3,0]
[2015,"NEISO_2_NYISO_J-K","NEISO","NYISO_J-K","Internal","Summer","B8",500,500,500,34.200000000000003,37.21,3,0.01]
[2015,"NonRTO_Midwest_2_TVA_Transmission","NonRTO_Midwest","TVA_Transmission","Internal","Summer","B8",500,2400,0,34.43,39.700000000000003,8,0]
[2015,"NYISO_A-F_2_IESO","NYISO_A-F","IESO","Internal","Summer","B8",500,1600,0,37.19,29.52,7,0]
[2015,"NYISO_A-F_2_NEISO","NYISO_A-F","NEISO","Internal","Summer","B8",500,600,0,37.19,34.200000000000003,3,0]
[2015,"NYISO_A-F_2_NYISO_G-I","NYISO_A-F","NYISO_G-I","Internal","Summer","B8",500,4757,4079.54,37.19,37.200000000000003,0.01,0]
[2015,"NYISO_A-F_2_PJM_ROM","NYISO_A-F","PJM_ROM","Internal","Summer","B8",500,1000,0,37.19,37.200000000000003,8,0]
[2015,"NYISO_G-I_2_NEISO","NYISO_G-I","NEISO","Internal","Summer","B8",500,600,0,37.200000000000003,34.200000000000003,3,0]
[2015,"NYISO_G-I_2_NYISO_A-F","NYISO_G-I","NYISO_A-F","Internal","Summer","B8",500,2506,0,37.200000000000003,37.19,0.01,0]
[2015,"NYISO_G-I_2_NYISO_J-K","NYISO_G-I","NYISO_J-K","Internal","Summer","B8",500,6188,5396.57,37.200000000000003,37.21,0.01,0]
[2015,"NYISO_G-I_2_PJM_E","NYISO_G-I","PJM_E","Internal","Summer","B8",500,1500,0,37.200000000000003,37.21,8,0]
[2015,"NYISO_J-K_2_PJM_E","NYISO_J-K","PJM_E","Internal","Summer","B8",500,330,0,37.21,37.21,8,0]
[2015,"PJM_E_2_NYISO_G-I","PJM_E","NYISO_G-I","Internal","Summer","B8",500,500,0,37.21,37.200000000000003,6,0]
[2015,"PJM_E_2_NYISO_J-K","PJM_E","NYISO_J-K","Internal","Summer","B8",500,330,0,37.21,37.21,6,0]
[2015,"PJM_E_2_PJM_ROM","PJM_E","PJM_ROM","Internal","Summer","B8",500,8000,0,37.21,37.200000000000003,0.01,0]
[2015,"PJM_ROR_2_MISO_IN","PJM_ROR","MISO_IN","Internal","Summer","B8",500,909,0,36.57,34.56,2,0]
[2015,"PJM_ROR_2_MISO_MI","PJM_ROR","MISO_MI","Internal","Summer","B8",500,1305,0,36.57,34.57,2,0]
[2015,"PJM_ROR_2_MISO_MO-IL","PJM_ROR","MISO_MO-IL","Internal","Summer","B8",500,1111,0,36.57,34.549999999999997,2,0]
[2015,"PJM_ROR_2_MISO_W","PJM_ROR","MISO_W","Internal","Summer","B8",500,709,0,36.57,34.56,2,0]
[2015,"PJM_ROR_2_MISO_WUMS","PJM_ROR","MISO_WUMS","Internal","Summer","B8",500,1467,0,36.57,34.57,2,0]
[2015,"PJM_ROR_2_PJM_ROM","PJM_ROR","PJM_ROM","Internal","Summer","B8",500,8000,8000,36.57,37.200000000000003,0.01,0.62]
[2015,"PJM_ROR_2_TVA_Transmission","PJM_ROR","TVA_Transmission","Internal","Summer","B8",500,2500,0,36.57,39.700000000000003,6,0]
[2015,"PJM_ROR_2_VACAR","PJM_ROR","VACAR","Internal","Summer","B8",500,3000,3000,36.57,43.81,6,1.24]
[2015,"PJM_ROM_2_NYISO_A-F","PJM_ROM","NYISO_A-F","Internal","Summer","B8",500,2000,0,37.200000000000003,37.19,6,0]
[2015,"PJM_ROM_2_PJM_E","PJM_ROM","PJM_E","Internal","Summer","B8",500,8000,4125.72,37.200000000000003,37.21,0.01,0]
[2015,"PJM_ROM_2_PJM_ROR","PJM_ROM","PJM_ROR","Internal","Summer","B8",500,8000,0,37.200000000000003,36.57,0.01,0]
[2015,"SOCO_2_FRCC","SOCO","FRCC","Internal","Summer","B8",500,3700,694.94,43.39,53.39,10,0]
[2015,"SOCO_2_VACAR","SOCO","VACAR","Internal","Summer","B8",500,2000,0,43.39,43.81,10,0]
[2015,"SPP_N_2_ENT","SPP_N","ENT","Internal","Summer","B8",500,1800,0,37.979999999999997,38.1,5,0]
[2015,"SPP_N_2_MISO_MO-IL","SPP_N","MISO_MO-IL","Internal","Summer","B8",500,2000,0,37.979999999999997,34.549999999999997,5,0]
[2015,"SPP_N_2_NE","SPP_N","NE","Internal","Summer","B8",500,1531,0,37.979999999999997,37.24,0.01,0]
[2015,"SPP_N_2_SPP_S","SPP_N","SPP_S","Internal","Summer","B8",500,4383,2475.5500000000002,37.979999999999997,38,0.01,0]
[2015,"SPP_S_2_ENT","SPP_S","ENT","Internal","Summer","B8",500,850,0,38,38.1,5,0]
[2015,"SPP_S_2_SPP_N","SPP_S","SPP_N","Internal","Summer","B8",500,1023,0,38,37.979999999999997,0.01,0]
[2015,"TVA_2_ENT","TVA","ENT","Internal","Summer","B8",500,500,0,38.22,38.1,9,0]
[2015,"TVA_2_MISO_MO-IL","TVA","MISO_MO-IL","Internal","Summer","B8",500,50,0,38.22,34.549999999999997,9,0]
[2015,"TVA_2_NonRTO_Midwest","TVA","NonRTO_Midwest","Internal","Summer","B8",500,100,0,38.22,34.43,9,0]
[2015,"TVA_2_SOCO","TVA","SOCO","Internal","Summer","B8",500,500,0,38.22,43.39,9,0]
[2015,"TVA_2_VACAR","TVA","VACAR","Internal","Summer","B8",500,150,0,38.22,43.81,9,0]
[2015,"TVA_Transmission_2_ENT","TVA_Transmission","ENT","Internal","Summer","B8",500,3000,0,39.700000000000003,38.1,9,0]
[2015,"TVA_Transmission_2_NonRTO_Midwest","TVA_Transmission","NonRTO_Midwest","Internal","Summer","B8",500,700,0,39.700000000000003,34.43,9,0]
[2015,"TVA_Transmission_2_SOCO","TVA_Transmission","SOCO","Internal","Summer","B8",500,3200,0,39.700000000000003,43.39,9,0]
[2015,"TVA_Transmission_2_TVA","TVA_Transmission","TVA","Internal","Summer","B8",500,99999,0,39.700000000000003,38.22,0.01,0]
[2015,"TVA_Transmission_2_VACAR","TVA_Transmission","VACAR","Internal","Summer","B8",500,900,0,39.700000000000003,43.81,9,0]
[2015,"VACAR_2_PJM_ROR","VACAR","PJM_ROR","Internal","Summer","B8",500,2000,0,43.81,36.57,7,0]
[2015,"VACAR_2_SOCO","VACAR","SOCO","Internal","Summer","B8",500,3000,0,43.81,43.39,7,0]
[2015,"VACAR_2_TVA_Transmission","VACAR","TVA_Transmission","Internal","Summer","B8",500,900,0,43.81,39.700000000000003,7,0]
[2015,"AZ_NM_SNV_Coal_2_SPP_S","AZ_NM_SNV_Coal","SPP_S","External","Summer","B8",500,400,0,38.97,38,8.17,0]
[2015,"MAPP_US_2_RMPA","MAPP_US","RMPA","External","Summer","B8",500,200,200,30.24,38.5,8,0.26]
[2015,"NE_2_RMPA","NE","RMPA","External","Summer","B8",500,310,0,37.24,38.5,5,0]
[2015,"NWPP_Coal_2_MAPP_US","NWPP_Coal","MAPP_US","External","Summer","B8",500,150,0,38.950000000000003,30.24,8,0]
[2015,"RMPA_2_MAPP_US","RMPA","MAPP_US","External","Summer","B8",500,200,0,38.5,30.24,8,0]
[2015,"RMPA_2_NE","RMPA","NE","External","Summer","B8",500,310,0,38.5,37.24,8,0]
[2015,"RMPA_2_SPP_N","RMPA","SPP_N","External","Summer","B8",500,210,0,38.5,37.979999999999997,8,0]
[2015,"SPP_N_2_RMPA","SPP_N","RMPA","External","Summer","B8",500,210,0,37.979999999999997,38.5,5,0]
[2015,"SPP_S_2_ERCOT","SPP_S","ERCOT","External","Summer","B8",500,800,0,38,39.729999999999997,5,0]
[2015,"ENT_2_SOCO","ENT","SOCO","Internal","Summer","B9",800,2000,0,37.83,38.83,8,0]
[2015,"ENT_2_TVA_Transmission","ENT","TVA_Transmission","Internal","Summer","B9",800,2100,0,37.83,39.06,8,0]
[2015,"HQ_NEISO_2_NEISO","HQ_NEISO","NEISO","Internal","Summer","B9",800,99999,2920,34.19,34.200000000000003,0.01,0]
[2015,"HQ_NY_2_NYISO_A-F","HQ_NY","NYISO_A-F","Internal","Summer","B9",800,99999,1000,37.17,37.18,0.01,0]
[2015,"HQ_IESO_2_IESO","HQ_IESO","IESO","Internal","Summer","B9",800,99999,400,29.5,29.52,0.01,0]
[2015,"IESO_2_MAPP_CA","IESO","MAPP_CA","Internal","Summer","B9",800,262,157.31,29.52,36.520000000000003,7,0]
[2015,"IESO_2_MISO_MI","IESO","MISO_MI","Internal","Summer","B9",800,1840,0,29.52,33.53,7,0]
[2015,"IESO_2_MISO_W","IESO","MISO_W","Internal","Summer","B9",800,140,0,29.52,33.56,7,0]
[2015,"IESO_2_NYISO_A-F","IESO","NYISO_A-F","Internal","Summer","B9",800,1725,1725,29.52,37.18,7,0.66]
[2015,"MAPP_CA_2_IESO","MAPP_CA","IESO","Internal","Summer","B9",800,330,0,36.520000000000003,29.52,8,0]
[2015,"MAPP_CA_2_MAPP_US","MAPP_CA","MAPP_US","Internal","Summer","B9",800,372,0,36.520000000000003,29.34,7,0]
[2015,"MAPP_CA_2_MISO_W","MAPP_CA","MISO_W","Internal","Summer","B9",800,1988,0,36.520000000000003,33.56,0.01,0]
[2015,"MAPP_US_2_MAPP_CA","MAPP_US","MAPP_CA","Internal","Summer","B9",800,165,165,29.34,36.520000000000003,7,0.18]
[2015,"MAPP_US_2_MISO_W","MAPP_US","MISO_W","Internal","Summer","B9",800,2635,0,29.34,33.56,7,0]
[2015,"MAPP_US_2_NE","MAPP_US","NE","Internal","Summer","B9",800,2000,1073.71,29.34,36.340000000000003,7,0]
[2015,"MARITIMES_2_NEISO","MARITIMES","NEISO","Internal","Summer","B9",800,99999,1400,34.19,34.200000000000003,0.01,0]
[2015,"MISO_IN_2_MISO_MI","MISO_IN","MISO_MI","Internal","Summer","B9",800,5000,2151.13,33.520000000000003,33.53,0.01,0]
[2015,"MISO_IN_2_MISO_MO-IL","MISO_IN","MISO_MO-IL","Internal","Summer","B9",800,5000,0,33.520000000000003,33.4,0.01,0]
[2015,"MISO_IN_2_NonRTO_Midwest","MISO_IN","NonRTO_Midwest","Internal","Summer","B9",800,4800,0,33.520000000000003,32.85,8,0]
[2015,"MISO_IN_2_PJM_ROR","MISO_IN","PJM_ROR","Internal","Summer","B9",800,992,0,33.520000000000003,35.4,2,0]
[2015,"MISO_MI_2_IESO","MISO_MI","IESO","Internal","Summer","B9",800,1580,0,33.53,29.52,8,0]
[2015,"MISO_MI_2_MISO_IN","MISO_MI","MISO_IN","Internal","Summer","B9",800,2045,0,33.53,33.520000000000003,0.01,0]
[2015,"MISO_MI_2_MISO_WUMS","MISO_MI","MISO_WUMS","Internal","Summer","B9",800,947,270.98,33.53,33.549999999999997,0.01,0]
[2015,"MISO_MI_2_PJM_ROR","MISO_MI","PJM_ROR","Internal","Summer","B9",800,1424,0,33.53,35.4,2,0]
[2015,"MISO_MO-IL_2_ENT","MISO_MO-IL","ENT","Internal","Summer","B9",800,2540,0,33.4,37.83,8,0]
[2015,"MISO_MO-IL_2_MISO_IN","MISO_MO-IL","MISO_IN","Internal","Summer","B9",800,2100,2100,33.4,33.520000000000003,0.01,0.11]
[2015,"MISO_MO-IL_2_MISO_W","MISO_MO-IL","MISO_W","Internal","Summer","B9",800,960,960,33.4,33.56,0.01,0.14000000000000001]
[2015,"MISO_MO-IL_2_PJM_ROR","MISO_MO-IL","PJM_ROR","Internal","Summer","B9",800,1212,564.82000000000005,33.4,35.4,2,0]
[2015,"MISO_MO-IL_2_SPP_N","MISO_MO-IL","SPP_N","Internal","Summer","B9",800,2000,0,33.4,36.35,8,0]
[2015,"MISO_MO-IL_2_TVA_Transmission","MISO_MO-IL","TVA_Transmission","Internal","Summer","B9",800,4000,0,33.4,39.06,8,0]
[2015,"MISO_W_2_IESO","MISO_W","IESO","Internal","Summer","B9",800,90,0,33.56,29.52,8,0]
[2015,"MISO_W_2_MAPP_CA","MISO_W","MAPP_CA","Internal","Summer","B9",800,718,718,33.56,36.520000000000003,0.01,2.95]
[2015,"MISO_W_2_MISO_MO-IL","MISO_W","MISO_MO-IL","Internal","Summer","B9",800,3800,0,33.56,33.4,0.01,0]
[2015,"MISO_W_2_MISO_WUMS","MISO_W","MISO_WUMS","Internal","Summer","B9",800,1629,0,33.56,33.549999999999997,0.01,0]
[2015,"MISO_W_2_PJM_ROR","MISO_W","PJM_ROR","Internal","Summer","B9",800,773,0,33.56,35.4,2,0]
[2015,"MISO_W_2_SPP_N","MISO_W","SPP_N","Internal","Summer","B9",800,3200,0,33.56,36.35,7,0]
[2015,"MISO_WUMS_2_MISO_MI","MISO_WUMS","MISO_MI","Internal","Summer","B9",800,929,0,33.549999999999997,33.53,0.01,0]
[2015,"MISO_WUMS_2_MISO_W","MISO_WUMS","MISO_W","Internal","Summer","B9",800,1137,2.12,33.549999999999997,33.56,0.01,0]
[2015,"MISO_WUMS_2_PJM_ROR","MISO_WUMS","PJM_ROR","Internal","Summer","B9",800,1600,0,33.549999999999997,35.4,2,0]
[2015,"NE_2_MISO_W","NE","MISO_W","Internal","Summer","B9",800,1600,0,36.340000000000003,33.56,5,0]
[2015,"NE_2_SPP_N","NE","SPP_N","Internal","Summer","B9",800,3001,2201.7199999999998,36.340000000000003,36.35,0.01,0]
[2015,"NEISO_2_NYISO_A-F","NEISO","NYISO_A-F","Internal","Summer","B9",800,600,0,34.200000000000003,37.18,3,0]
[2015,"NEISO_2_NYISO_G-I","NEISO","NYISO_G-I","Internal","Summer","B9",800,600,0,34.200000000000003,37.19,3,0]
[2015,"NEISO_2_NYISO_J-K","NEISO","NYISO_J-K","Internal","Summer","B9",800,500,192.53,34.200000000000003,37.200000000000003,3,0]
[2015,"NonRTO_Midwest_2_TVA_Transmission","NonRTO_Midwest","TVA_Transmission","Internal","Summer","B9",800,2400,0,32.85,39.06,8,0]
[2015,"NYISO_A-F_2_IESO","NYISO_A-F","IESO","Internal","Summer","B9",800,1600,0,37.18,29.52,7,0]
[2015,"NYISO_A-F_2_NEISO","NYISO_A-F","NEISO","Internal","Summer","B9",800,600,0,37.18,34.200000000000003,3,0]
[2015,"NYISO_A-F_2_NYISO_G-I","NYISO_A-F","NYISO_G-I","Internal","Summer","B9",800,4757,3886.35,37.18,37.19,0.01,0]
[2015,"NYISO_A-F_2_PJM_ROM","NYISO_A-F","PJM_ROM","Internal","Summer","B9",800,1000,0,37.18,35.409999999999997,8,0]
[2015,"NYISO_G-I_2_NEISO","NYISO_G-I","NEISO","Internal","Summer","B9",800,600,0,37.19,34.200000000000003,3,0]
[2015,"NYISO_G-I_2_NYISO_A-F","NYISO_G-I","NYISO_A-F","Internal","Summer","B9",800,2506,0,37.19,37.18,0.01,0]
[2015,"NYISO_G-I_2_NYISO_J-K","NYISO_G-I","NYISO_J-K","Internal","Summer","B9",800,6188,4861.2700000000004,37.19,37.200000000000003,0.01,0]
[2015,"NYISO_G-I_2_PJM_E","NYISO_G-I","PJM_E","Internal","Summer","B9",800,1500,0,37.19,35.43,8,0]
[2015,"NYISO_J-K_2_PJM_E","NYISO_J-K","PJM_E","Internal","Summer","B9",800,330,0,37.200000000000003,35.43,8,0]
[2015,"PJM_E_2_NYISO_G-I","PJM_E","NYISO_G-I","Internal","Summer","B9",800,500,0,35.43,37.19,6,0]
[2015,"PJM_E_2_NYISO_J-K","PJM_E","NYISO_J-K","Internal","Summer","B9",800,330,0,35.43,37.200000000000003,6,0]
[2015,"PJM_E_2_PJM_ROM","PJM_E","PJM_ROM","Internal","Summer","B9",800,8000,0,35.43,35.409999999999997,0.01,0]
[2015,"PJM_ROR_2_MISO_IN","PJM_ROR","MISO_IN","Internal","Summer","B9",800,909,0,35.4,33.520000000000003,2,0]
[2015,"PJM_ROR_2_MISO_MI","PJM_ROR","MISO_MI","Internal","Summer","B9",800,1305,0,35.4,33.53,2,0]
[2015,"PJM_ROR_2_MISO_MO-IL","PJM_ROR","MISO_MO-IL","Internal","Summer","B9",800,1111,0,35.4,33.4,2,0]
[2015,"PJM_ROR_2_MISO_W","PJM_ROR","MISO_W","Internal","Summer","B9",800,709,0,35.4,33.56,2,0]
[2015,"PJM_ROR_2_MISO_WUMS","PJM_ROR","MISO_WUMS","Internal","Summer","B9",800,1467,0,35.4,33.549999999999997,2,0]
[2015,"PJM_ROR_2_PJM_ROM","PJM_ROR","PJM_ROM","Internal","Summer","B9",800,8000,7426.35,35.4,35.409999999999997,0.01,0]
[2015,"PJM_ROR_2_TVA_Transmission","PJM_ROR","TVA_Transmission","Internal","Summer","B9",800,2500,0,35.4,39.06,6,0]
[2015,"PJM_ROR_2_VACAR","PJM_ROR","VACAR","Internal","Summer","B9",800,3000,3000,35.4,42.27,6,0.87]
[2015,"PJM_ROM_2_NYISO_A-F","PJM_ROM","NYISO_A-F","Internal","Summer","B9",800,2000,0,35.409999999999997,37.18,6,0]
[2015,"PJM_ROM_2_PJM_E","PJM_ROM","PJM_E","Internal","Summer","B9",800,8000,2593.27,35.409999999999997,35.43,0.01,0]
[2015,"PJM_ROM_2_PJM_ROR","PJM_ROM","PJM_ROR","Internal","Summer","B9",800,8000,0,35.409999999999997,35.4,0.01,0]
[2015,"SOCO_2_FRCC","SOCO","FRCC","Internal","Summer","B9",800,3700,0,38.83,46.05,10,0]
[2015,"SOCO_2_VACAR","SOCO","VACAR","Internal","Summer","B9",800,2000,0,38.83,42.27,10,0]
[2015,"SPP_N_2_ENT","SPP_N","ENT","Internal","Summer","B9",800,1800,0,36.35,37.83,5,0]
[2015,"SPP_N_2_MISO_MO-IL","SPP_N","MISO_MO-IL","Internal","Summer","B9",800,2000,0,36.35,33.4,5,0]
[2015,"SPP_N_2_NE","SPP_N","NE","Internal","Summer","B9",800,1531,0,36.35,36.340000000000003,0.01,0]
[2015,"SPP_N_2_SPP_S","SPP_N","SPP_S","Internal","Summer","B9",800,4383,2425.79,36.35,36.36,0.01,0]
[2015,"SPP_S_2_ENT","SPP_S","ENT","Internal","Summer","B9",800,850,0,36.36,37.83,5,0]
[2015,"SPP_S_2_SPP_N","SPP_S","SPP_N","Internal","Summer","B9",800,1023,0,36.36,36.35,0.01,0]
[2015,"TVA_2_ENT","TVA","ENT","Internal","Summer","B9",800,500,0,38.22,37.83,9,0]
[2015,"TVA_2_MISO_MO-IL","TVA","MISO_MO-IL","Internal","Summer","B9",800,50,0,38.22,33.4,9,0]
[2015,"TVA_2_NonRTO_Midwest","TVA","NonRTO_Midwest","Internal","Summer","B9",800,100,0,38.22,32.85,9,0]
[2015,"TVA_2_SOCO","TVA","SOCO","Internal","Summer","B9",800,500,0,38.22,38.83,9,0]
[2015,"TVA_2_VACAR","TVA","VACAR","Internal","Summer","B9",800,150,0,38.22,42.27,9,0]
[2015,"TVA_Transmission_2_ENT","TVA_Transmission","ENT","Internal","Summer","B9",800,3000,0,39.06,37.83,9,0]
[2015,"TVA_Transmission_2_NonRTO_Midwest","TVA_Transmission","NonRTO_Midwest","Internal","Summer","B9",800,700,0,39.06,32.85,9,0]
[2015,"TVA_Transmission_2_SOCO","TVA_Transmission","SOCO","Internal","Summer","B9",800,3200,0,39.06,38.83,9,0]
[2015,"TVA_Transmission_2_TVA","TVA_Transmission","TVA","Internal","Summer","B9",800,99999,0,39.06,38.22,0.01,0]
[2015,"TVA_Transmission_2_VACAR","TVA_Transmission","VACAR","Internal","Summer","B9",800,900,0,39.06,42.27,9,0]
[2015,"VACAR_2_PJM_ROR","VACAR","PJM_ROR","Internal","Summer","B9",800,2000,0,42.27,35.4,7,0]
[2015,"VACAR_2_SOCO","VACAR","SOCO","Internal","Summer","B9",800,3000,0,42.27,38.83,7,0]
[2015,"VACAR_2_TVA_Transmission","VACAR","TVA_Transmission","Internal","Summer","B9",800,900,0,42.27,39.06,7,0]
[2015,"AZ_NM_SNV_Coal_2_SPP_S","AZ_NM_SNV_Coal","SPP_S","External","Summer","B9",800,400,0,38.950000000000003,36.36,8.17,0]
[2015,"MAPP_US_2_RMPA","MAPP_US","RMPA","External","Summer","B9",800,200,200,29.34,38.5,8,1.17]
[2015,"NE_2_RMPA","NE","RMPA","External","Summer","B9",800,310,0,36.340000000000003,38.5,5,0]
[2015,"NWPP_Coal_2_MAPP_US","NWPP_Coal","MAPP_US","External","Summer","B9",800,150,0,38.950000000000003,29.34,8,0]
[2015,"RMPA_2_MAPP_US","RMPA","MAPP_US","External","Summer","B9",800,200,0,38.5,29.34,8,0]
[2015,"RMPA_2_NE","RMPA","NE","External","Summer","B9",800,310,0,38.5,36.340000000000003,8,0]
[2015,"RMPA_2_SPP_N","RMPA","SPP_N","External","Summer","B9",800,210,0,38.5,36.35,8,0]
[2015,"SPP_N_2_RMPA","SPP_N","RMPA","External","Summer","B9",800,210,0,36.35,38.5,5,0]
[2015,"SPP_S_2_ERCOT","SPP_S","ERCOT","External","Summer","B9",800,800,0,36.36,36.479999999999997,5,0]
[2020,"ENT_2_SOCO","ENT","SOCO","Internal","Summer","B1",10,2000,0,64.540000000000006,71.709999999999994,8,0]
[2020,"ENT_2_TVA_Transmission","ENT","TVA_Transmission","Internal","Summer","B1",10,2100,504.89,64.540000000000006,72.540000000000006,8,0]
[2020,"HQ_NEISO_2_NEISO","HQ_NEISO","NEISO","Internal","Summer","B1",10,99999,2920,81.040000000000006,81.05,0.01,0]
[2020,"HQ_NY_2_NYISO_A-F","HQ_NY","NYISO_A-F","Internal","Summer","B1",10,99999,1000,58.54,58.55,0.01,0]
[2020,"HQ_IESO_2_IESO","HQ_IESO","IESO","Internal","Summer","B1",10,99999,400,51.54,51.55,0.01,0]
[2020,"IESO_2_MAPP_CA","IESO","MAPP_CA","Internal","Summer","B1",10,262,40.54,51.55,58.55,7,0]
[2020,"IESO_2_MISO_MI","IESO","MISO_MI","Internal","Summer","B1",10,1840,1840,51.55,64.12,7,5.57]
[2020,"IESO_2_MISO_W","IESO","MISO_W","Internal","Summer","B1",10,140,140,51.55,64.53,7,5.98]
[2020,"IESO_2_NYISO_A-F","IESO","NYISO_A-F","Internal","Summer","B1",10,1725,1245.3,51.55,58.55,7,0]
[2020,"MAPP_CA_2_IESO","MAPP_CA","IESO","Internal","Summer","B1",10,330,0,58.55,51.55,8,0]
[2020,"MAPP_CA_2_MAPP_US","MAPP_CA","MAPP_US","Internal","Summer","B1",10,372,0,58.55,59.75,7,0]
[2020,"MAPP_CA_2_MISO_W","MAPP_CA","MISO_W","Internal","Summer","B1",10,1988,1988,58.55,64.53,0.01,5.96]
[2020,"MAPP_US_2_MAPP_CA","MAPP_US","MAPP_CA","Internal","Summer","B1",10,165,0,59.75,58.55,7,0]
[2020,"MAPP_US_2_MISO_W","MAPP_US","MISO_W","Internal","Summer","B1",10,2635,0,59.75,64.53,7,0]
[2020,"MAPP_US_2_NE","MAPP_US","NE","Internal","Summer","B1",10,2000,1058.8399999999999,59.75,66.75,7,0]
[2020,"MARITIMES_2_NEISO","MARITIMES","NEISO","Internal","Summer","B1",10,99999,1900,81.040000000000006,81.05,0.01,0]
[2020,"MISO_IN_2_MISO_MI","MISO_IN","MISO_MI","Internal","Summer","B1",10,5000,0,64.55,64.12,0.01,0]
[2020,"MISO_IN_2_MISO_MO-IL","MISO_IN","MISO_MO-IL","Internal","Summer","B1",10,5000,0,64.55,64.540000000000006,0.01,0]
[2020,"MISO_IN_2_NonRTO_Midwest","MISO_IN","NonRTO_Midwest","Internal","Summer","B1",10,4800,0,64.55,69.150000000000006,8,0]
[2020,"MISO_IN_2_PJM_ROR","MISO_IN","PJM_ROR","Internal","Summer","B1",10,992,0,64.55,66.540000000000006,2,0]
[2020,"MISO_MI_2_IESO","MISO_MI","IESO","Internal","Summer","B1",10,1580,0,64.12,51.55,8,0]
[2020,"MISO_MI_2_MISO_IN","MISO_MI","MISO_IN","Internal","Summer","B1",10,2045,2045,64.12,64.55,0.01,0.42]
[2020,"MISO_MI_2_MISO_WUMS","MISO_MI","MISO_WUMS","Internal","Summer","B1",10,947,0,64.12,63.96,0.01,0]
[2020,"MISO_MI_2_PJM_ROR","MISO_MI","PJM_ROR","Internal","Summer","B1",10,1424,1424,64.12,66.540000000000006,2,0.42]
[2020,"MISO_MO-IL_2_ENT","MISO_MO-IL","ENT","Internal","Summer","B1",10,2540,0,64.540000000000006,64.540000000000006,8,0]
[2020,"MISO_MO-IL_2_MISO_IN","MISO_MO-IL","MISO_IN","Internal","Summer","B1",10,2100,980.99,64.540000000000006,64.55,0.01,0]
[2020,"MISO_MO-IL_2_MISO_W","MISO_MO-IL","MISO_W","Internal","Summer","B1",10,960,0,64.540000000000006,64.53,0.01,0]
[2020,"MISO_MO-IL_2_PJM_ROR","MISO_MO-IL","PJM_ROR","Internal","Summer","B1",10,1212,280.47000000000003,64.540000000000006,66.540000000000006,2,0]
[2020,"MISO_MO-IL_2_SPP_N","MISO_MO-IL","SPP_N","Internal","Summer","B1",10,2000,0,64.540000000000006,66.760000000000005,8,0]
[2020,"MISO_MO-IL_2_TVA_Transmission","MISO_MO-IL","TVA_Transmission","Internal","Summer","B1",10,4000,1092.94,64.540000000000006,72.540000000000006,8,0]
[2020,"MISO_W_2_IESO","MISO_W","IESO","Internal","Summer","B1",10,90,0,64.53,51.55,8,0]
[2020,"MISO_W_2_MAPP_CA","MISO_W","MAPP_CA","Internal","Summer","B1",10,718,0,64.53,58.55,0.01,0]
[2020,"MISO_W_2_MISO_MO-IL","MISO_W","MISO_MO-IL","Internal","Summer","B1",10,3800,1130.21,64.53,64.540000000000006,0.01,0]
[2020,"MISO_W_2_MISO_WUMS","MISO_W","MISO_WUMS","Internal","Summer","B1",10,1629,0,64.53,63.96,0.01,0]
[2020,"MISO_W_2_PJM_ROR","MISO_W","PJM_ROR","Internal","Summer","B1",10,773,773,64.53,66.540000000000006,2,0.01]
[2020,"MISO_W_2_SPP_N","MISO_W","SPP_N","Internal","Summer","B1",10,3200,0,64.53,66.760000000000005,7,0]
[2020,"MISO_WUMS_2_MISO_MI","MISO_WUMS","MISO_MI","Internal","Summer","B1",10,929,929,63.96,64.12,0.01,0.14000000000000001]
[2020,"MISO_WUMS_2_PJM_ROR","MISO_WUMS","PJM_ROR","Internal","Summer","B1",10,1600,1600,63.96,66.540000000000006,2,0.56999999999999995]
[2020,"NEISO_2_NYISO_G-I","NEISO","NYISO_G-I","Internal","Summer","B1",10,600,0,81.05,78.05,3,0]
[2020,"NYISO_G-I_2_NEISO","NYISO_G-I","NEISO","Internal","Summer","B1",10,600,295.62,78.05,81.05,3,0]
[2020,"NYISO_G-I_2_PJM_E","NYISO_G-I","PJM_E","Internal","Summer","B1",10,1500,0,78.05,66.56,8,0]
[2020,"PJM_ROR_2_MISO_IN","PJM_ROR","MISO_IN","Internal","Summer","B1",10,909,0,66.540000000000006,64.55,2,0]
[2020,"PJM_ROR_2_PJM_ROM","PJM_ROR","PJM_ROM","Internal","Summer","B1",10,8000,3530.5,66.540000000000006,66.55,0.01,0]
[2020,"PJM_ROM_2_PJM_ROR","PJM_ROM","PJM_ROR","Internal","Summer","B1",10,8000,0,66.55,66.540000000000006,0.01,0]
[2020,"SPP_N_2_NE","SPP_N","NE","Internal","Summer","B1",10,1531,0,66.760000000000005,66.75,0.01,0]
[2020,"SPP_S_2_SPP_N","SPP_S","SPP_N","Internal","Summer","B1",10,1023,1023,56.41,66.760000000000005,0.01,10.34]
[2020,"TVA_Transmission_2_NonRTO_Midwest","TVA_Transmission","NonRTO_Midwest","Internal","Summer","B1",10,700,0,72.540000000000006,69.150000000000006,9,0]
[2020,"VACAR_2_PJM_ROR","VACAR","PJM_ROR","Internal","Summer","B1",10,2000,0,73.8,66.540000000000006,7,0]
[2020,"VACAR_2_SOCO","VACAR","SOCO","Internal","Summer","B1",10,3000,0,73.8,71.709999999999994,7,0]
[2020,"NWPP_Coal_2_MAPP_US","NWPP_Coal","MAPP_US","External","Summer","B1",10,150,0,57.81,59.75,8,0]
[2020,"ENT_2_TVA_Transmission","ENT","TVA_Transmission","Internal","Summer","B10",1262,2100,0,40.71,38.22,8,0]
[2020,"HQ_IESO_2_IESO","HQ_IESO","IESO","Internal","Summer","B10",1262,99999,12.04,29.92,29.93,0.01,0]
[2020,"MAPP_CA_2_IESO","MAPP_CA","IESO","Internal","Summer","B10",1262,330,0,40.26,29.93,8,0]
[2020,"MAPP_US_2_NE","MAPP_US","NE","Internal","Summer","B10",1262,2000,776.19,30.32,37.32,7,0]
[2020,"MISO_IN_2_PJM_ROR","MISO_IN","PJM_ROR","Internal","Summer","B10",1262,992,0,36,34.67,2,0]
[2020,"MISO_MO-IL_2_MISO_IN","MISO_MO-IL","MISO_IN","Internal","Summer","B10",1262,2100,1114.44,35.99,36,0.01,0]
[2020,"MISO_MO-IL_2_TVA_Transmission","MISO_MO-IL","TVA_Transmission","Internal","Summer","B10",1262,4000,0,35.99,38.22,8,0]
[2020,"MISO_W_2_PJM_ROR","MISO_W","PJM_ROR","Internal","Summer","B10",1262,773,0,35.979999999999997,34.67,2,0]
[2020,"MISO_WUMS_2_PJM_ROR","MISO_WUMS","PJM_ROR","Internal","Summer","B10",1262,1600,0,36,34.67,2,0]
[2020,"NonRTO_Midwest_2_TVA_Transmission","NonRTO_Midwest","TVA_Transmission","Internal","Summer","B10",1262,2400,0,33.61,38.22,8,0]
[2020,"NYISO_G-I_2_NEISO","NYISO_G-I","NEISO","Internal","Summer","B10",1262,600,0,36.94,34.61,3,0]
[2020,"NYISO_G-I_2_NYISO_J-K","NYISO_G-I","NYISO_J-K","Internal","Summer","B10",1262,6188,2455.12,36.94,36.950000000000003,0.01,0]
[2020,"PJM_E_2_NYISO_G-I","PJM_E","NYISO_G-I","Internal","Summer","B10",1262,500,0,34.69,36.94,6,0]
[2020,"PJM_ROR_2_MISO_MO-IL","PJM_ROR","MISO_MO-IL","Internal","Summer","B10",1262,1111,0,34.67,35.99,2,0]
[2020,"PJM_ROR_2_VACAR","PJM_ROR","VACAR","Internal","Summer","B10",1262,3000,2998.75,34.67,40.67,6,0]
[2020,"SOCO_2_VACAR","SOCO","VACAR","Internal","Summer","B10",1262,2000,0,41.3,40.67,10,0]
[2020,"SPP_S_2_SPP_N","SPP_S","SPP_N","Internal","Summer","B10",1262,1023,0,39.14,39.119999999999997,0.01,0]
[2020,"TVA_2_SOCO","TVA","SOCO","Internal","Summer","B10",1262,500,0,36.22,41.3,9,0]
[2020,"TVA_Transmission_2_TVA","TVA_Transmission","TVA","Internal","Summer","B10",1262,99999,0,38.22,36.22,0.01,0]
[2020,"VACAR_2_TVA_Transmission","VACAR","TVA_Transmission","Internal","Summer","B10",1262,900,0,40.67,38.22,7,0]
[2020,"RMPA_2_NE","RMPA","NE","External","Summer","B10",1262,310,0,42.32,37.32,8,0]
[2020,"ENT_2_TVA_Transmission","ENT","TVA_Transmission","Internal","Shoulder","B11",25,2100,0,59.7,59.21,8,0]
[2020,"HQ_NY_2_NYISO_A-F","HQ_NY","NYISO_A-F","Internal","Shoulder","B11",25,99999,1000,40.479999999999997,40.5,0.01,0]
[2020,"MAPP_CA_2_MISO_W","MAPP_CA","MISO_W","Internal","Shoulder","B11",25,1988,1988,48.69,55.7,0.01,7]
[2020,"MAPP_US_2_NE","MAPP_US","NE","Internal","Shoulder","B11",25,2000,1843.05,55.69,62.69,7,0]
[2020,"MISO_IN_2_MISO_MI","MISO_IN","MISO_MI","Internal","Shoulder","B11",25,5000,0,55.69,55.68,0.01,0]
[2020,"MISO_MI_2_MISO_IN","MISO_MI","MISO_IN","Internal","Shoulder","B11",25,2045,1896.42,55.68,55.69,0.01,0]
[2020,"MISO_MO-IL_2_PJM_ROR","MISO_MO-IL","PJM_ROR","Internal","Shoulder","B11",25,1212,0,55.7,53.69,2,0]
[2020,"MISO_W_2_MAPP_CA","MISO_W","MAPP_CA","Internal","Shoulder","B11",25,718,0,55.7,48.69,0.01,0]
[2020,"MISO_WUMS_2_MISO_W","MISO_WUMS","MISO_W","Internal","Shoulder","B11",25,1137,1094.29,55.69,55.7,0.01,0]
[2020,"NE_2_SPP_N","NE","SPP_N","Internal","Shoulder","B11",25,3001,2413.52,62.69,62.7,0.01,0]
[2020,"NYISO_A-F_2_NEISO","NYISO_A-F","NEISO","Internal","Shoulder","B11",25,600,0,40.5,37.5,3,0]
[2020,"NYISO_G-I_2_PJM_E","NYISO_G-I","PJM_E","Internal","Shoulder","B11",25,1500,746.91,45.67,53.67,8,0]
[2020,"PJM_ROR_2_MISO_IN","PJM_ROR","MISO_IN","Internal","Shoulder","B11",25,909,514.29,53.69,55.69,2,0]
[2020,"PJM_ROR_2_MISO_WUMS","PJM_ROR","MISO_WUMS","Internal","Shoulder","B11",25,1467,822.62,53.69,55.69,2,0]
[2020,"PJM_ROR_2_VACAR","PJM_ROR","VACAR","Internal","Shoulder","B11",25,3000,3000,53.69,60.66,6,0.97]
[2020,"SPP_N_2_MISO_MO-IL","SPP_N","MISO_MO-IL","Internal","Shoulder","B11",25,2000,0,62.7,55.7,5,0]
[2020,"SPP_N_2_NE","SPP_N","NE","Internal","Shoulder","B11",25,1531,0,62.7,62.69,0.01,0]
[2020,"TVA_2_MISO_MO-IL","TVA","MISO_MO-IL","Internal","Shoulder","B11",25,50,0,50.7,55.7,9,0]
[2020,"TVA_Transmission_2_ENT","TVA_Transmission","ENT","Internal","Shoulder","B11",25,3000,0,59.21,59.7,9,0]
[2020,"VACAR_2_SOCO","VACAR","SOCO","Internal","Shoulder","B11",25,3000,2957.39,60.66,67.66,7,0]
[2020,"RMPA_2_NE","RMPA","NE","External","Shoulder","B11",25,310,310,53.59,62.69,8,1.1000000000000001]
[2020,"SPP_S_2_ERCOT","SPP_S","ERCOT","External","Shoulder","B11",25,800,0,58.47,59.04,5,0]
[2020,"HQ_NY_2_NYISO_A-F","HQ_NY","NYISO_A-F","Internal","Shoulder","B12",200,99999,1000,40.35,40.369999999999997,0.01,0]
[2020,"IESO_2_NYISO_A-F","IESO","NYISO_A-F","Internal","Shoulder","B12",200,1725,1725,32.57,40.369999999999997,7,0.8]
[2020,"MAPP_US_2_NE","MAPP_US","NE","Internal","Shoulder","B12",200,2000,0,39.4,44.79,7,0]
[2020,"MISO_IN_2_MISO_MI","MISO_IN","MISO_MI","Internal","Shoulder","B12",200,5000,0,46.41,46.4,0.01,0]
[2020,"MISO_MI_2_PJM_ROR","MISO_MI","PJM_ROR","Internal","Shoulder","B12",200,1424,162.31,46.4,48.4,2,0]
[2020,"MISO_MO-IL_2_TVA_Transmission","MISO_MO-IL","TVA_Transmission","Internal","Shoulder","B12",200,4000,0,46.4,48.41,8,0]
[2020,"MISO_W_2_MISO_WUMS","MISO_W","MISO_WUMS","Internal","Shoulder","B12",200,1629,271.98,46.4,46.41,0.01,0]
[2020,"MISO_W_2_PJM_ROR","MISO_W","PJM_ROR","Internal","Shoulder","B12",200,773,174.77,46.4,48.4,2,0]
[2020,"NE_2_MISO_W","NE","MISO_W","Internal","Shoulder","B12",200,1600,0,44.79,46.4,5,0]
[2020,"NYISO_A-F_2_NEISO","NYISO_A-F","NEISO","Internal","Shoulder","B12",200,600,0,40.369999999999997,37.5,3,0]
[2020,"NYISO_G-I_2_NEISO","NYISO_G-I","NEISO","Internal","Shoulder","B12",200,600,0,40.380000000000003,37.5,3,0]
[2020,"NYISO_J-K_2_PJM_E","NYISO_J-K","PJM_E","Internal","Shoulder","B12",200,330,0,40.39,48.38,8,0]
[2020,"PJM_ROR_2_MISO_MI","PJM_ROR","MISO_MI","Internal","Shoulder","B12",200,1305,0,48.4,46.4,2,0]
[2020,"PJM_ROR_2_VACAR","PJM_ROR","VACAR","Internal","Shoulder","B12",200,3000,97.62,48.4,54.4,6,0]
[2020,"SPP_N_2_ENT","SPP_N","ENT","Internal","Shoulder","B12",200,1800,0,44.8,42.38,5,0]
[2020,"SPP_S_2_ENT","SPP_S","ENT","Internal","Shoulder","B12",200,850,0,42.47,42.38,5,0]
[2020,"TVA_2_SOCO","TVA","SOCO","Internal","Shoulder","B12",200,500,0,42.21,44.4,9,0]
[2020,"TVA_Transmission_2_SOCO","TVA_Transmission","SOCO","Internal","Shoulder","B12",200,3200,0,48.41,44.4,9,0]
[2020,"AZ_NM_SNV_Coal_2_SPP_S","AZ_NM_SNV_Coal","SPP_S","External","Shoulder","B12",200,400,0,45.44,42.47,8.17,0]
[2020,"MAPP_US_2_RMPA","MAPP_US","RMPA","External","Shoulder","B12",200,200,0,39.4,44.56,8,0]
[2020,"RMPA_2_NE","RMPA","NE","External","Shoulder","B12",200,310,0,44.56,44.79,8,0]
[2020,"ENT_2_TVA_Transmission","ENT","TVA_Transmission","Internal","Shoulder","B13",600,2100,0,42.38,45.27,8,0]
[2020,"MAPP_CA_2_IESO","MAPP_CA","IESO","Internal","Shoulder","B13",600,330,0,43.46,31.61,8,0]
[2020,"MAPP_CA_2_MISO_W","MAPP_CA","MISO_W","Internal","Shoulder","B13",600,1988,0,43.46,43.22,0.01,0]
[2020,"MISO_IN_2_MISO_MI","MISO_IN","MISO_MI","Internal","Shoulder","B13",600,5000,276.04000000000002,43.22,43.23,0.01,0]
[2020,"MISO_MI_2_MISO_WUMS","MISO_MI","MISO_WUMS","Internal","Shoulder","B13",600,947,0,43.23,43.24,0.01,0]
[2020,"MISO_MO-IL_2_MISO_W","MISO_MO-IL","MISO_W","Internal","Shoulder","B13",600,960,960,43.21,43.22,0.01,0]
[2020,"MISO_W_2_MAPP_CA","MISO_W","MAPP_CA","Internal","Shoulder","B13",600,718,718,43.22,43.46,0.01,0.23]
[2020,"MISO_W_2_SPP_N","MISO_W","SPP_N","Internal","Shoulder","B13",600,3200,0,43.22,42.06,7,0]
[2020,"NEISO_2_NYISO_A-F","NEISO","NYISO_A-F","Internal","Shoulder","B13",600,600,0,37.5,39.869999999999997,3,0]
[2020,"NYISO_A-F_2_NEISO","NYISO_A-F","NEISO","Internal","Shoulder","B13",600,600,0,39.869999999999997,37.5,3,0]
[2020,"NYISO_G-I_2_NYISO_J-K","NYISO_G-I","NYISO_J-K","Internal","Shoulder","B13",600,6188,4937.96,40.020000000000003,40.03,0.01,0]
[2020,"PJM_E_2_PJM_ROM","PJM_E","PJM_ROM","Internal","Shoulder","B13",600,8000,2906.11,42.86,42.87,0.01,0]
[2020,"PJM_ROR_2_MISO_MO-IL","PJM_ROR","MISO_MO-IL","Internal","Shoulder","B13",600,1111,0,42.88,43.21,2,0]
[2020,"PJM_ROR_2_MISO_WUMS","PJM_ROR","MISO_WUMS","Internal","Shoulder","B13",600,1467,0,42.88,43.24,2,0]
[2020,"PJM_ROM_2_PJM_E","PJM_ROM","PJM_E","Internal","Shoulder","B13",600,8000,0,42.87,42.86,0.01,0]
[2020,"SPP_N_2_NE","SPP_N","NE","Internal","Shoulder","B13",600,1531,0,42.06,42.05,0.01,0]
[2020,"TVA_2_ENT","TVA","ENT","Internal","Shoulder","B13",600,500,0,41.85,42.38,9,0]
[2020,"TVA_Transmission_2_SOCO","TVA_Transmission","SOCO","Internal","Shoulder","B13",600,3200,0,45.27,42.57,9,0]
[2020,"VACAR_2_PJM_ROR","VACAR","PJM_ROR","Internal","Shoulder","B13",600,2000,0,47.61,42.88,7,0]
[2020,"NE_2_RMPA","NE","RMPA","External","Shoulder","B13",600,310,0,42.05,44.22,5,0]
[2020,"SPP_N_2_RMPA","SPP_N","RMPA","External","Shoulder","B13",600,210,0,42.06,44.22,5,0]
[2020,"HQ_NY_2_NYISO_A-F","HQ_NY","NYISO_A-F","Internal","Shoulder","B14",900,99999,1000,38.590000000000003,38.61,0.01,0]
[2020,"IESO_2_NYISO_A-F","IESO","NYISO_A-F","Internal","Shoulder","B14",900,1725,1372.83,31.61,38.61,7,0]
[2020,"MAPP_CA_2_MISO_W","MAPP_CA","MISO_W","Internal","Shoulder","B14",900,1988,0,43.46,40.409999999999997,0.01,0]
[2020,"MISO_IN_2_NonRTO_Midwest","MISO_IN","NonRTO_Midwest","Internal","Shoulder","B14",900,4800,0,40.409999999999997,43.24,8,0]
[2020,"MISO_MI_2_PJM_ROR","MISO_MI","PJM_ROR","Internal","Shoulder","B14",900,1424,0,40.409999999999997,40.17,2,0]
[2020,"MISO_MO-IL_2_ENT","MISO_MO-IL","ENT","Internal","Shoulder","B14",900,2540,0,40.4,42.38,8,0]
[2020,"MISO_MO-IL_2_SPP_N","MISO_MO-IL","SPP_N","Internal","Shoulder","B14",900,2000,0,40.4,40.64,8,0]
[2020,"MISO_W_2_SPP_N","MISO_W","SPP_N","Internal","Shoulder","B14",900,3200,0,40.409999999999997,40.64,7,0]
[2020,"MISO_WUMS_2_PJM_ROR","MISO_WUMS","PJM_ROR","Internal","Shoulder","B14",900,1600,0,40.42,40.17,2,0]
[2020,"NEISO_2_NYISO_J-K","NEISO","NYISO_J-K","Internal","Shoulder","B14",900,500,0,37.5,38.630000000000003,3,0]
[2020,"NYISO_A-F_2_PJM_ROM","NYISO_A-F","PJM_ROM","Internal","Shoulder","B14",900,1000,0,38.61,40.18,8,0]
[2020,"NYISO_J-K_2_PJM_E","NYISO_J-K","PJM_E","Internal","Shoulder","B14",900,330,0,38.630000000000003,40.17,8,0]
[2020,"PJM_ROR_2_MISO_MO-IL","PJM_ROR","MISO_MO-IL","Internal","Shoulder","B14",900,1111,0,40.17,40.4,2,0]
[2020,"PJM_ROR_2_MISO_WUMS","PJM_ROR","MISO_WUMS","Internal","Shoulder","B14",900,1467,0,40.17,40.42,2,0]
[2020,"SOCO_2_FRCC","SOCO","FRCC","Internal","Shoulder","B14",900,3700,0,42.57,49.53,10,0]
[2020,"SPP_N_2_NE","SPP_N","NE","Internal","Shoulder","B14",900,1531,0,40.64,40.630000000000003,0.01,0]
[2020,"TVA_2_NonRTO_Midwest","TVA","NonRTO_Midwest","Internal","Shoulder","B14",900,100,0,41.85,43.24,9,0]
[2020,"TVA_Transmission_2_SOCO","TVA_Transmission","SOCO","Internal","Shoulder","B14",900,3200,0,43.74,42.57,9,0]
[2020,"TVA_Transmission_2_VACAR","TVA_Transmission","VACAR","Internal","Shoulder","B14",900,900,0,43.74,46.17,9,0]
[2020,"VACAR_2_TVA_Transmission","VACAR","TVA_Transmission","Internal","Shoulder","B14",900,900,0,46.17,43.74,7,0]
[2020,"RMPA_2_NE","RMPA","NE","External","Shoulder","B14",900,310,0,44.22,40.630000000000003,8,0]
[2020,"ENT_2_SOCO","ENT","SOCO","Internal","Shoulder","B15",1203,2000,0,42.07,42.57,8,0]
[2020,"IESO_2_MAPP_CA","IESO","MAPP_CA","Internal","Shoulder","B15",1203,262,262,31.61,43.46,7,4.8600000000000003]
[2020,"MAPP_CA_2_MISO_W","MAPP_CA","MISO_W","Internal","Shoulder","B15",1203,1988,0,43.46,38.21,0.01,0]
[2020,"MISO_IN_2_MISO_MO-IL","MISO_IN","MISO_MO-IL","Internal","Shoulder","B15",1203,5000,0,38.200000000000003,38.19,0.01,0]
[2020,"MISO_MI_2_IESO","MISO_MI","IESO","Internal","Shoulder","B15",1203,1580,0,38.21,31.61,8,0]
[2020,"MISO_MO-IL_2_ENT","MISO_MO-IL","ENT","Internal","Shoulder","B15",1203,2540,0,38.19,42.07,8,0]
[2020,"MISO_W_2_IESO","MISO_W","IESO","Internal","Shoulder","B15",1203,90,0,38.21,31.61,8,0]
[2020,"MISO_WUMS_2_MISO_MI","MISO_WUMS","MISO_MI","Internal","Shoulder","B15",1203,929,391.89,38.200000000000003,38.21,0.01,0]
[2020,"MISO_WUMS_2_MISO_W","MISO_WUMS","MISO_W","Internal","Shoulder","B15",1203,1137,450.75,38.200000000000003,38.21,0.01,0]
[2020,"NYISO_A-F_2_IESO","NYISO_A-F","IESO","Internal","Shoulder","B15",1203,1600,0,38.61,31.61,7,0]
[2020,"NYISO_A-F_2_NEISO","NYISO_A-F","NEISO","Internal","Shoulder","B15",1203,600,0,38.61,37.5,3,0]
[2020,"PJM_E_2_NYISO_G-I","PJM_E","NYISO_G-I","Internal","Shoulder","B15",1203,500,0,37.47,38.619999999999997,6,0]
[2020,"PJM_E_2_PJM_ROM","PJM_E","PJM_ROM","Internal","Shoulder","B15",1203,8000,0,37.47,37.46,0.01,0]
[2020,"PJM_ROR_2_MISO_WUMS","PJM_ROR","MISO_WUMS","Internal","Shoulder","B15",1203,1467,0,37.450000000000003,38.200000000000003,2,0]
[2020,"PJM_ROM_2_NYISO_A-F","PJM_ROM","NYISO_A-F","Internal","Shoulder","B15",1203,2000,0,37.46,38.61,6,0]
[2020,"SPP_N_2_MISO_MO-IL","SPP_N","MISO_MO-IL","Internal","Shoulder","B15",1203,2000,0,40.53,38.19,5,0]
[2020,"SPP_S_2_ENT","SPP_S","ENT","Internal","Shoulder","B15",1203,850,0,40.54,42.07,5,0]
[2020,"TVA_2_VACAR","TVA","VACAR","Internal","Shoulder","B15",1203,150,0,39.479999999999997,42.39,9,0]
[2020,"VACAR_2_PJM_ROR","VACAR","PJM_ROR","Internal","Shoulder","B15",1203,2000,0,42.39,37.450000000000003,7,0]
[2020,"NE_2_RMPA","NE","RMPA","External","Shoulder","B15",1203,310,0,40.51,44.22,5,0]
[2020,"SPP_N_2_RMPA","SPP_N","RMPA","External","Shoulder","B15",1203,210,0,40.53,44.22,5,0]
[2020,"HQ_NY_2_NYISO_A-F","HQ_NY","NYISO_A-F","Internal","Winter","B16",25,99999,1000,46.18,46.19,0.01,0]
[2020,"IESO_2_MISO_MI","IESO","MISO_MI","Internal","Winter","B16",25,1840,1840,39.19,52.74,7,6.55]
[2020,"IESO_2_NYISO_A-F","IESO","NYISO_A-F","Internal","Winter","B16",25,1725,929.3,39.19,46.19,7,0]
[2020,"MAPP_US_2_MISO_W","MAPP_US","MISO_W","Internal","Winter","B16",25,2635,1676.91,45.72,52.72,7,0]
[2020,"MISO_IN_2_NonRTO_Midwest","MISO_IN","NonRTO_Midwest","Internal","Winter","B16",25,4800,2280.3000000000002,52.76,60.76,8,0]
[2020,"MISO_MI_2_PJM_ROR","MISO_MI","PJM_ROR","Internal","Winter","B16",25,1424,0,52.74,54.18,2,0]
[2020,"MISO_W_2_IESO","MISO_W","IESO","Internal","Winter","B16",25,90,0,52.72,39.19,8,0]
[2020,"MISO_W_2_MISO_WUMS","MISO_W","MISO_WUMS","Internal","Winter","B16",25,1629,1215.1600000000001,52.72,52.73,0.01,0]
[2020,"MISO_WUMS_2_PJM_ROR","MISO_WUMS","PJM_ROR","Internal","Winter","B16",25,1600,0,52.73,54.18,2,0]
[2020,"NEISO_2_NYISO_J-K","NEISO","NYISO_J-K","Internal","Winter","B16",25,500,500,46.42,51.17,3,1.74]
[2020,"NYISO_A-F_2_PJM_ROM","NYISO_A-F","PJM_ROM","Internal","Winter","B16",25,1000,157.30000000000001,46.19,54.19,8,0]
[2020,"NYISO_G-I_2_NYISO_A-F","NYISO_G-I","NYISO_A-F","Internal","Winter","B16",25,2506,0,51.16,46.19,0.01,0]
[2020,"PJM_ROR_2_MISO_MI","PJM_ROR","MISO_MI","Internal","Winter","B16",25,1305,0,54.18,52.74,2,0]
[2020,"PJM_ROR_2_TVA_Transmission","PJM_ROR","TVA_Transmission","Internal","Winter","B16",25,2500,900,54.18,60.18,6,0]
[2020,"PJM_ROM_2_PJM_ROR","PJM_ROM","PJM_ROR","Internal","Winter","B16",25,8000,0,54.19,54.18,0.01,0]
[2020,"SOCO_2_FRCC","SOCO","FRCC","Internal","Winter","B16",25,3700,1247.0899999999999,64.75,74.75,10,0]
[2020,"SPP_N_2_SPP_S","SPP_N","SPP_S","Internal","Winter","B16",25,4383,0,51.45,51.44,0.01,0]
[2020,"TVA_2_VACAR","TVA","VACAR","Internal","Winter","B16",25,150,150,55.75,74.75,9,10]
[2020,"TVA_Transmission_2_SOCO","TVA_Transmission","SOCO","Internal","Winter","B16",25,3200,0,60.18,64.75,9,0]
[2020,"VACAR_2_TVA_Transmission","VACAR","TVA_Transmission","Internal","Winter","B16",25,900,0,74.75,60.18,7,0]
[2020,"RMPA_2_MAPP_US","RMPA","MAPP_US","External","Winter","B16",25,200,0,56.44,45.72,8,0]
[2020,"ENT_2_SOCO","ENT","SOCO","Internal","Winter","B17",100,2000,0,45.1,46.79,8,0]
[2020,"IESO_2_MISO_MI","IESO","MISO_MI","Internal","Winter","B17",100,1840,1840,36.42,48.2,7,4.7699999999999996]
[2020,"MAPP_CA_2_MAPP_US","MAPP_CA","MAPP_US","Internal","Winter","B17",100,372,0,48.18,41.17,7,0]
[2020,"MARITIMES_2_NEISO","MARITIMES","NEISO","Internal","Winter","B17",100,99999,1747.34,46.41,46.42,0.01,0]
[2020,"MISO_IN_2_PJM_ROR","MISO_IN","PJM_ROR","Internal","Winter","B17",100,992,0,48.2,50.17,2,0]
[2020,"MISO_MO-IL_2_MISO_IN","MISO_MO-IL","MISO_IN","Internal","Winter","B17",100,2100,1688.51,48.18,48.2,0.01,0]
[2020,"MISO_W_2_IESO","MISO_W","IESO","Internal","Winter","B17",100,90,0,48.17,36.42,8,0]
[2020,"MISO_W_2_MISO_MO-IL","MISO_W","MISO_MO-IL","Internal","Winter","B17",100,3800,1078.5899999999999,48.17,48.18,0.01,0]
[2020,"MISO_W_2_SPP_N","MISO_W","SPP_N","Internal","Winter","B17",100,3200,0,48.17,43.38,7,0]
[2020,"NEISO_2_NYISO_J-K","NEISO","NYISO_J-K","Internal","Winter","B17",100,500,500,46.42,51.17,3,1.74]
[2020,"NYISO_A-F_2_IESO","NYISO_A-F","IESO","Internal","Winter","B17",100,1600,0,43.42,36.42,7,0]
[2020,"NYISO_G-I_2_NYISO_A-F","NYISO_G-I","NYISO_A-F","Internal","Winter","B17",100,2506,0,51.16,43.42,0.01,0]
[2020,"PJM_E_2_PJM_ROM","PJM_E","PJM_ROM","Internal","Winter","B17",100,8000,212.28,50.17,50.18,0.01,0]
[2020,"PJM_ROR_2_MISO_W","PJM_ROR","MISO_W","Internal","Winter","B17",100,709,0,50.17,48.17,2,0]
[2020,"PJM_ROM_2_NYISO_A-F","PJM_ROM","NYISO_A-F","Internal","Winter","B17",100,2000,0,50.18,43.42,6,0]
[2020,"SOCO_2_VACAR","SOCO","VACAR","Internal","Winter","B17",100,2000,0,46.79,56.17,10,0]
[2020,"SPP_S_2_SPP_N","SPP_S","SPP_N","Internal","Winter","B17",100,1023,0,43.39,43.38,0.01,0]
[2020,"TVA_2_VACAR","TVA","VACAR","Internal","Winter","B17",100,150,150,44.84,56.17,9,2.34]
[2020,"TVA_Transmission_2_NonRTO_Midwest","TVA_Transmission","NonRTO_Midwest","Internal","Winter","B17",100,700,0,50.64,56.2,9,0]
[2020,"MAPP_US_2_RMPA","MAPP_US","RMPA","External","Winter","B17",100,200,0,41.17,47.57,8,0]
[2020,"RMPA_2_MAPP_US","RMPA","MAPP_US","External","Winter","B17",100,200,0,47.57,41.17,8,0]
[2020,"RMPA_2_SPP_N","RMPA","SPP_N","External","Winter","B17",100,210,0,47.57,43.38,8,0]
[2020,"HQ_NEISO_2_NEISO","HQ_NEISO","NEISO","Internal","Winter","B18",400,99999,2920,46.41,46.42,0.01,0]
[2020,"IESO_2_NYISO_A-F","IESO","NYISO_A-F","Internal","Winter","B18",400,1725,1576.03,35.26,42.26,7,0]
[2020,"MAPP_US_2_MAPP_CA","MAPP_US","MAPP_CA","Internal","Winter","B18",400,165,165,36.270000000000003,48.18,7,4.91]
[2020,"MISO_IN_2_NonRTO_Midwest","MISO_IN","NonRTO_Midwest","Internal","Winter","B18",400,4800,315.33,42.34,50.34,8,0]
[2020,"MISO_MI_2_MISO_IN","MISO_MI","MISO_IN","Internal","Winter","B18",400,2045,95.87,42.33,42.34,0.01,0]
[2020,"MISO_MO-IL_2_PJM_ROR","MISO_MO-IL","PJM_ROR","Internal","Winter","B18",400,1212,231.6,42.33,44.33,2,0]
[2020,"MISO_W_2_MISO_MO-IL","MISO_W","MISO_MO-IL","Internal","Winter","B18",400,3800,0,42.34,42.33,0.01,0]
[2020,"MISO_WUMS_2_MISO_W","MISO_WUMS","MISO_W","Internal","Winter","B18",400,1137,0,42.34,42.34,0.01,0]
[2020,"NEISO_2_NYISO_G-I","NEISO","NYISO_G-I","Internal","Winter","B18",400,600,579.16999999999996,46.42,49.42,3,0]
[2020,"NYISO_A-F_2_IESO","NYISO_A-F","IESO","Internal","Winter","B18",400,1600,0,42.26,35.26,7,0]
[2020,"NYISO_G-I_2_PJM_E","NYISO_G-I","PJM_E","Internal","Winter","B18",400,1500,0,49.42,44.36,8,0]
[2020,"NYISO_J-K_2_PJM_E","NYISO_J-K","PJM_E","Internal","Winter","B18",400,330,0,49.44,44.36,8,0]
[2020,"PJM_ROR_2_MISO_MI","PJM_ROR","MISO_MI","Internal","Winter","B18",400,1305,0,44.33,42.33,2,0]
[2020,"PJM_ROR_2_PJM_ROM","PJM_ROR","PJM_ROM","Internal","Winter","B18",400,8000,6004.98,44.33,44.34,0.01,0]
[2020,"SOCO_2_FRCC","SOCO","FRCC","Internal","Winter","B18",400,3700,0,45.18,51.86,10,0]
[2020,"SPP_S_2_SPP_N","SPP_S","SPP_N","Internal","Winter","B18",400,1023,0,43.29,43.28,0.01,0]
[2020,"TVA_2_NonRTO_Midwest","TVA","NonRTO_Midwest","Internal","Winter","B18",400,100,100,40.61,50.34,9,0.74]
[2020,"TVA_Transmission_2_NonRTO_Midwest","TVA_Transmission","NonRTO_Midwest","Internal","Winter","B18",400,700,0,46.01,50.34,9,0]
[2020,"VACAR_2_SOCO","VACAR","SOCO","Internal","Winter","B18",400,3000,0,48.72,45.18,7,0]
[2020,"RMPA_2_MAPP_US","RMPA","MAPP_US","External","Winter","B18",400,200,0,47.57,36.270000000000003,8,0]
[2020,"RMPA_2_SPP_N","RMPA","SPP_N","External","Winter","B18",400,210,0,47.57,43.28,8,0]
[2020,"HQ_IESO_2_IESO","HQ_IESO","IESO","Internal","Winter","B19",700,99999,400,35.25,35.26,0.01,0]
[2020,"MAPP_CA_2_MAPP_US","MAPP_CA","MAPP_US","Internal","Winter","B19",700,372,0,48.18,36.270000000000003,7,0]
[2020,"MAPP_US_2_NE","MAPP_US","NE","Internal","Winter","B19",700,2000,55.6,36.270000000000003,43.27,7,0]
[2020,"MARITIMES_2_NEISO","MARITIMES","NEISO","Internal","Winter","B19",700,99999,1708.15,46.41,46.42,0.01,0]
[2020,"MISO_MI_2_MISO_IN","MISO_MI","MISO_IN","Internal","Winter","B19",700,2045,0,41.94,41.93,0.01,0]
[2020,"MISO_MO-IL_2_ENT","MISO_MO-IL","ENT","Internal","Winter","B19",700,2540,0,41.91,44.77,8,0]
[2020,"MISO_W_2_IESO","MISO_W","IESO","Internal","Winter","B19",700,90,0,41.96,35.26,8,0]
[2020,"MISO_W_2_PJM_ROR","MISO_W","PJM_ROR","Internal","Winter","B19",700,773,0,41.96,41.99,2,0]
[2020,"NE_2_MISO_W","NE","MISO_W","Internal","Winter","B19",700,1600,0,43.27,41.96,5,0]
[2020,"NYISO_A-F_2_IESO","NYISO_A-F","IESO","Internal","Winter","B19",700,1600,0,42.26,35.26,7,0]
[2020,"NYISO_G-I_2_NYISO_J-K","NYISO_G-I","NYISO_J-K","Internal","Winter","B19",700,6188,6129.09,48.09,48.1,0.01,0]
[2020,"PJM_E_2_NYISO_J-K","PJM_E","NYISO_J-K","Internal","Winter","B19",700,330,330,42.02,48.1,6,0.09]
[2020,"PJM_ROR_2_MISO_W","PJM_ROR","MISO_W","Internal","Winter","B19",700,709,0,41.99,41.96,2,0]
[2020,"PJM_ROR_2_VACAR","PJM_ROR","VACAR","Internal","Winter","B19",700,3000,0,41.99,46.27,6,0]
[2020,"SPP_N_2_ENT","SPP_N","ENT","Internal","Winter","B19",700,1800,0,43.28,44.77,5,0]
[2020,"SPP_N_2_MISO_MO-IL","SPP_N","MISO_MO-IL","Internal","Winter","B19",700,2000,0,43.28,41.91,5,0]
[2020,"SPP_S_2_SPP_N","SPP_S","SPP_N","Internal","Winter","B19",700,1023,0,43.29,43.28,0.01,0]
[2020,"TVA_2_VACAR","TVA","VACAR","Internal","Winter","B19",700,150,0,40.61,46.27,9,0]
[2020,"VACAR_2_TVA_Transmission","VACAR","TVA_Transmission","Internal","Winter","B19",700,900,0,46.27,44.26,7,0]
[2020,"MAPP_US_2_RMPA","MAPP_US","RMPA","External","Winter","B19",700,200,200,36.270000000000003,47.57,8,3.3]
[2020,"RMPA_2_SPP_N","RMPA","SPP_N","External","Winter","B19",700,210,0,47.57,43.28,8,0]
[2020,"HQ_NY_2_NYISO_A-F","HQ_NY","NYISO_A-F","Internal","Summer","B2",25,99999,1000,57.16,57.17,0.01,0]
[2020,"IESO_2_MISO_W","IESO","MISO_W","Internal","Summer","B2",25,140,140,50.17,63.38,7,6.21]
[2020,"MAPP_CA_2_MAPP_US","MAPP_CA","MAPP_US","Internal","Summer","B2",25,372,0,57.17,58.33,7,0]
[2020,"MISO_IN_2_MISO_MO-IL","MISO_IN","MISO_MO-IL","Internal","Summer","B2",25,5000,0,63.38,63.37,0.01,0]
[2020,"MISO_MI_2_MISO_WUMS","MISO_MI","MISO_WUMS","Internal","Summer","B2",25,947,0,63.37,63.36,0.01,0]
[2020,"MISO_MO-IL_2_PJM_ROR","MISO_MO-IL","PJM_ROR","Internal","Summer","B2",25,1212,0,63.37,65.16,2,0]
[2020,"MISO_W_2_MISO_MO-IL","MISO_W","MISO_MO-IL","Internal","Summer","B2",25,3800,0,63.38,63.37,0.01,0]
[2020,"MISO_WUMS_2_MISO_W","MISO_WUMS","MISO_W","Internal","Summer","B2",25,1137,1137,63.36,63.38,0.01,0.01]
[2020,"NE_2_SPP_N","NE","SPP_N","Internal","Summer","B2",25,3001,3001,65.33,66.760000000000005,0.01,1.42]
[2020,"NEISO_2_NYISO_G-I","NEISO","NYISO_G-I","Internal","Summer","B2",25,600,168.74,68.17,71.17,3,0]
[2020,"NYISO_A-F_2_NYISO_G-I","NYISO_A-F","NYISO_G-I","Internal","Summer","B2",25,4757,4757,57.17,71.17,0.01,13.99]
[2020,"NYISO_J-K_2_PJM_E","NYISO_J-K","PJM_E","Internal","Summer","B2",25,330,0,71.180000000000007,65.180000000000007,8,0]
[2020,"PJM_ROR_2_MISO_IN","PJM_ROR","MISO_IN","Internal","Summer","B2",25,909,0,65.16,63.38,2,0]
[2020,"PJM_ROR_2_VACAR","PJM_ROR","VACAR","Internal","Summer","B2",25,3000,3000,65.16,73.8,6,2.65]
[2020,"PJM_ROM_2_PJM_ROR","PJM_ROM","PJM_ROR","Internal","Summer","B2",25,8000,0,65.17,65.16,0.01,0]
[2020,"SPP_N_2_NE","SPP_N","NE","Internal","Summer","B2",25,1531,0,66.760000000000005,65.33,0.01,0]
[2020,"TVA_2_MISO_MO-IL","TVA","MISO_MO-IL","Internal","Summer","B2",25,50,0,71.17,63.37,9,0]
[2020,"TVA_Transmission_2_NonRTO_Midwest","TVA_Transmission","NonRTO_Midwest","Internal","Summer","B2",25,700,0,71.16,69.150000000000006,9,0]
[2020,"VACAR_2_SOCO","VACAR","SOCO","Internal","Summer","B2",25,3000,0,73.8,70.36,7,0]
[2020,"MAPP_US_2_RMPA","MAPP_US","RMPA","External","Summer","B2",25,200,0,58.33,65.97,8,0]
[2020,"SPP_S_2_ERCOT","SPP_S","ERCOT","External","Summer","B2",25,800,0,56.88,57.34,5,0]
[2020,"HQ_NY_2_NYISO_A-F","HQ_NY","NYISO_A-F","Internal","Winter","B20",935,99999,229.95,42.25,42.26,0.01,0]
[2020,"HQ_IESO_2_IESO","HQ_IESO","IESO","Internal","Winter","B20",935,99999,91.98,35.25,35.26,0.01,0]
[2020,"MAPP_CA_2_IESO","MAPP_CA","IESO","Internal","Winter","B20",935,330,0,48.18,35.26,8,0]
[2020,"MISO_IN_2_MISO_MI","MISO_IN","MISO_MI","Internal","Winter","B20",935,5000,611.03,37.770000000000003,37.78,0.01,0]
[2020,"MISO_IN_2_PJM_ROR","MISO_IN","PJM_ROR","Internal","Winter","B20",935,992,0,37.770000000000003,35.85,2,0]
[2020,"MISO_MO-IL_2_ENT","MISO_MO-IL","ENT","Internal","Winter","B20",935,2540,0,37.75,43.65,8,0]
[2020,"MISO_MO-IL_2_TVA_Transmission","MISO_MO-IL","TVA_Transmission","Internal","Winter","B20",935,4000,0,37.75,41.13,8,0]
[2020,"MISO_W_2_PJM_ROR","MISO_W","PJM_ROR","Internal","Winter","B20",935,773,0,37.75,35.85,2,0]
[2020,"NE_2_SPP_N","NE","SPP_N","Internal","Winter","B20",935,3001,2689.22,39.11,39.119999999999997,0.01,0]
[2020,"NEISO_2_NYISO_G-I","NEISO","NYISO_G-I","Internal","Winter","B20",935,600,0,46.42,45.78,3,0]
[2020,"NYISO_G-I_2_NEISO","NYISO_G-I","NEISO","Internal","Winter","B20",935,600,0,45.78,46.42,3,0]
[2020,"NYISO_J-K_2_PJM_E","NYISO_J-K","PJM_E","Internal","Winter","B20",935,330,0,45.79,36.01,8,0]
[2020,"PJM_ROR_2_MISO_MO-IL","PJM_ROR","MISO_MO-IL","Internal","Winter","B20",935,1111,0,35.85,37.75,2,0]
[2020,"PJM_ROR_2_VACAR","PJM_ROR","VACAR","Internal","Winter","B20",935,3000,920.92,35.85,41.85,6,0]
[2020,"PJM_ROM_2_PJM_E","PJM_ROM","PJM_E","Internal","Winter","B20",935,8000,3916.98,35.99,36.01,0.01,0]
[2020,"SOCO_2_VACAR","SOCO","VACAR","Internal","Winter","B20",935,2000,0,44.62,41.85,10,0]
[2020,"SPP_S_2_SPP_N","SPP_S","SPP_N","Internal","Winter","B20",935,1023,0,39.14,39.119999999999997,0.01,0]
[2020,"TVA_2_SOCO","TVA","SOCO","Internal","Winter","B20",935,500,0,40.61,44.62,9,0]
[2020,"TVA_Transmission_2_TVA","TVA_Transmission","TVA","Internal","Winter","B20",935,99999,0,41.13,40.61,0.01,0]
[2020,"MAPP_US_2_RMPA","MAPP_US","RMPA","External","Winter","B20",935,200,182.34,32.11,40.11,8,0]
[2020,"RMPA_2_NE","RMPA","NE","External","Winter","B20",935,310,0,40.11,39.11,8,0]
[2020,"ENT_2_TVA_Transmission","ENT","TVA_Transmission","Internal","Summer","B3",75,2100,0,62.36,67.86,8,0]
[2020,"IESO_2_MAPP_CA","IESO","MAPP_CA","Internal","Summer","B3",75,262,262,39.14,53.22,7,7.08]
[2020,"MAPP_CA_2_MISO_W","MAPP_CA","MISO_W","Internal","Summer","B3",75,1988,1988,53.22,63.38,0.01,10.15]
[2020,"MISO_IN_2_MISO_MO-IL","MISO_IN","MISO_MO-IL","Internal","Summer","B3",75,5000,116.25,61.97,61.99,0.01,0]
[2020,"MISO_IN_2_NonRTO_Midwest","MISO_IN","NonRTO_Midwest","Internal","Summer","B3",75,4800,0,61.97,69.150000000000006,8,0]
[2020,"MISO_MO-IL_2_MISO_W","MISO_MO-IL","MISO_W","Internal","Summer","B3",75,960,960,61.99,63.38,0.01,1.38]
[2020,"MISO_MO-IL_2_PJM_ROR","MISO_MO-IL","PJM_ROR","Internal","Summer","B3",75,1212,0,61.99,61.86,2,0]
[2020,"MISO_W_2_SPP_N","MISO_W","SPP_N","Internal","Summer","B3",75,3200,0,63.38,66.760000000000005,7,0]
[2020,"MISO_WUMS_2_MISO_W","MISO_WUMS","MISO_W","Internal","Summer","B3",75,1137,1137,60.4,63.38,0.01,2.97]
[2020,"NEISO_2_NYISO_G-I","NEISO","NYISO_G-I","Internal","Summer","B3",75,600,600,48.61,52.92,3,1.31]
[2020,"NYISO_A-F_2_NEISO","NYISO_A-F","NEISO","Internal","Summer","B3",75,600,0,51.61,48.61,3,0]
[2020,"NYISO_G-I_2_PJM_E","NYISO_G-I","PJM_E","Internal","Summer","B3",75,1500,1500,52.92,61.84,8,0.92]
[2020,"PJM_E_2_NYISO_J-K","PJM_E","NYISO_J-K","Internal","Summer","B3",75,330,0,61.84,52.93,6,0]
[2020,"PJM_ROR_2_MISO_WUMS","PJM_ROR","MISO_WUMS","Internal","Summer","B3",75,1467,0,61.86,60.4,2,0]
[2020,"PJM_ROM_2_PJM_ROR","PJM_ROM","PJM_ROR","Internal","Summer","B3",75,8000,1254.8800000000001,61.85,61.86,0.01,0]
[2020,"SPP_N_2_NE","SPP_N","NE","Internal","Summer","B3",75,1531,0,66.760000000000005,66.75,0.01,0]
[2020,"TVA_2_MISO_MO-IL","TVA","MISO_MO-IL","Internal","Summer","B3",75,50,0,67.87,61.99,9,0]
[2020,"TVA_2_SOCO","TVA","SOCO","Internal","Summer","B3",75,500,0,67.87,70.36,9,0]
[2020,"VACAR_2_PJM_ROR","VACAR","PJM_ROR","Internal","Summer","B3",75,2000,0,73.8,61.86,7,0]
[2020,"VACAR_2_SOCO","VACAR","SOCO","Internal","Summer","B3",75,3000,0,73.8,70.36,7,0]
[2020,"NWPP_Coal_2_MAPP_US","NWPP_Coal","MAPP_US","External","Summer","B3",75,150,150,45.39,59.75,8,6.36]
[2020,"SPP_S_2_ERCOT","SPP_S","ERCOT","External","Summer","B3",75,800,0,56.88,57.34,5,0]
[2020,"HQ_IESO_2_IESO","HQ_IESO","IESO","Internal","Summer","B4",100,99999,400,39.130000000000003,39.14,0.01,0]
[2020,"MAPP_CA_2_MISO_W","MAPP_CA","MISO_W","Internal","Summer","B4",100,1988,1988,51.33,61.18,0.01,9.84]
[2020,"MAPP_US_2_NE","MAPP_US","NE","Internal","Summer","B4",100,2000,1629.37,58.33,65.33,7,0]
[2020,"MISO_IN_2_PJM_ROR","MISO_IN","PJM_ROR","Internal","Summer","B4",100,992,0,61.15,61.86,2,0]
[2020,"MISO_MO-IL_2_ENT","MISO_MO-IL","ENT","Internal","Summer","B4",100,2540,0,61.17,62.36,8,0]
[2020,"MISO_MO-IL_2_TVA_Transmission","MISO_MO-IL","TVA_Transmission","Internal","Summer","B4",100,4000,0,61.17,67.86,8,0]
[2020,"MISO_W_2_MAPP_CA","MISO_W","MAPP_CA","Internal","Summer","B4",100,718,0,61.18,51.33,0.01,0]
[2020,"NE_2_MISO_W","NE","MISO_W","Internal","Summer","B4",100,1600,0,65.33,61.18,5,0]
[2020,"NonRTO_Midwest_2_TVA_Transmission","NonRTO_Midwest","TVA_Transmission","Internal","Summer","B4",100,2400,0,69.150000000000006,67.86,8,0]
[2020,"NYISO_A-F_2_PJM_ROM","NYISO_A-F","PJM_ROM","Internal","Summer","B4",100,1000,1000,46.14,61.85,8,7.71]
[2020,"NYISO_G-I_2_NEISO","NYISO_G-I","NEISO","Internal","Summer","B4",100,600,0,52.92,43.14,3,0]
[2020,"PJM_E_2_NYISO_G-I","PJM_E","NYISO_G-I","Internal","Summer","B4",100,500,0,61.84,52.92,6,0]
[2020,"PJM_ROR_2_MISO_WUMS","PJM_ROR","MISO_WUMS","Internal","Summer","B4",100,1467,0,61.86,60.4,2,0]
[2020,"PJM_ROR_2_VACAR","PJM_ROR","VACAR","Internal","Summer","B4",100,3000,3000,61.86,72.489999999999995,6,4.62]
[2020,"SOCO_2_FRCC","SOCO","FRCC","Internal","Summer","B4",100,3700,0,70.36,77.75,10,0]
[2020,"SPP_S_2_ENT","SPP_S","ENT","Internal","Summer","B4",100,850,850,56.88,62.36,5,0.48]
[2020,"TVA_2_SOCO","TVA","SOCO","Internal","Summer","B4",100,500,0,67.87,70.36,9,0]
[2020,"TVA_Transmission_2_VACAR","TVA_Transmission","VACAR","Internal","Summer","B4",100,900,0,67.86,72.489999999999995,9,0]
[2020,"AZ_NM_SNV_Coal_2_SPP_S","AZ_NM_SNV_Coal","SPP_S","External","Summer","B4",100,400,0,63.88,56.88,8.17,0]
[2020,"RMPA_2_NE","RMPA","NE","External","Summer","B4",100,310,0,58.8,65.33,8,0]
[2020,"ENT_2_SOCO","ENT","SOCO","Internal","Summer","B5",200,2000,2000,59.66,70.36,8,2.7]
[2020,"IESO_2_MISO_MI","IESO","MISO_MI","Internal","Summer","B5",200,1840,1840,38.82,58.75,7,12.93]
[2020,"MAPP_CA_2_MISO_W","MAPP_CA","MISO_W","Internal","Summer","B5",200,1988,1988,48.18,58.79,0.01,10.59]
[2020,"MAPP_US_2_MISO_W","MAPP_US","MISO_W","Internal","Summer","B5",200,2635,0,55,58.79,7,0]
[2020,"MISO_IN_2_MISO_MI","MISO_IN","MISO_MI","Internal","Summer","B5",200,5000,0,58.77,58.75,0.01,0]
[2020,"MISO_MO-IL_2_ENT","MISO_MO-IL","ENT","Internal","Summer","B5",200,2540,0,58.78,59.66,8,0]
[2020,"MISO_MO-IL_2_MISO_W","MISO_MO-IL","MISO_W","Internal","Summer","B5",200,960,342.13,58.78,58.79,0.01,0]
[2020,"MISO_W_2_MAPP_CA","MISO_W","MAPP_CA","Internal","Summer","B5",200,718,0,58.79,48.18,0.01,0]
[2020,"MISO_WUMS_2_MISO_W","MISO_WUMS","MISO_W","Internal","Summer","B5",200,1137,640.5,58.78,58.79,0.01,0]
[2020,"NEISO_2_NYISO_A-F","NEISO","NYISO_A-F","Internal","Summer","B5",200,600,600,34.61,45.82,3,8.2100000000000009]
[2020,"NYISO_A-F_2_NEISO","NYISO_A-F","NEISO","Internal","Summer","B5",200,600,0,45.82,34.61,3,0]
[2020,"NYISO_G-I_2_NYISO_A-F","NYISO_G-I","NYISO_A-F","Internal","Summer","B5",200,2506,0,48.95,45.82,0.01,0]
[2020,"PJM_E_2_PJM_ROM","PJM_E","PJM_ROM","Internal","Summer","B5",200,8000,106.15,56.95,56.96,0.01,0]
[2020,"PJM_ROR_2_MISO_WUMS","PJM_ROR","MISO_WUMS","Internal","Summer","B5",200,1467,0,56.97,58.78,2,0]
[2020,"PJM_ROM_2_PJM_E","PJM_ROM","PJM_E","Internal","Summer","B5",200,8000,0,56.96,56.95,0.01,0]
[2020,"SPP_N_2_MISO_MO-IL","SPP_N","MISO_MO-IL","Internal","Summer","B5",200,2000,0,62.01,58.78,5,0]
[2020,"SPP_S_2_ENT","SPP_S","ENT","Internal","Summer","B5",200,850,0,56.41,59.66,5,0]
[2020,"TVA_2_ENT","TVA","ENT","Internal","Summer","B5",200,500,178.73,50.66,59.66,9,0]
[2020,"TVA_Transmission_2_ENT","TVA_Transmission","ENT","Internal","Summer","B5",200,3000,0,62.37,59.66,9,0]
[2020,"VACAR_2_SOCO","VACAR","SOCO","Internal","Summer","B5",200,3000,477.73,63.36,70.36,7,0]
[2020,"NE_2_RMPA","NE","RMPA","External","Summer","B5",200,310,0,62,53.56,5,0]
[2020,"SPP_S_2_ERCOT","SPP_S","ERCOT","External","Summer","B5",200,800,0,56.41,57.34,5,0]
[2020,"HQ_NEISO_2_NEISO","HQ_NEISO","NEISO","Internal","Summer","B6",300,99999,2920,34.6,34.61,0.01,0]
[2020,"IESO_2_NYISO_A-F","IESO","NYISO_A-F","Internal","Summer","B6",300,1725,564.66999999999996,35.32,42.32,7,0]
[2020,"MAPP_US_2_MISO_W","MAPP_US","MISO_W","Internal","Summer","B6",300,2635,0,49.09,49.1,7,0]
[2020,"MISO_IN_2_NonRTO_Midwest","MISO_IN","NonRTO_Midwest","Internal","Summer","B6",300,4800,349.86,49.09,57.09,8,0]
[2020,"MISO_MI_2_PJM_ROR","MISO_MI","PJM_ROR","Internal","Summer","B6",300,1424,0,49.08,49.34,2,0]
[2020,"MISO_MO-IL_2_MISO_W","MISO_MO-IL","MISO_W","Internal","Summer","B6",300,960,720.14,49.09,49.1,0.01,0]
[2020,"MISO_W_2_MISO_WUMS","MISO_W","MISO_WUMS","Internal","Summer","B6",300,1629,0,49.1,49.09,0.01,0]
[2020,"MISO_W_2_PJM_ROR","MISO_W","PJM_ROR","Internal","Summer","B6",300,773,0,49.1,49.34,2,0]
[2020,"NE_2_MISO_W","NE","MISO_W","Internal","Summer","B6",300,1600,0,56.09,49.1,5,0]
[2020,"NEISO_2_NYISO_J-K","NEISO","NYISO_J-K","Internal","Summer","B6",300,500,500,34.61,48.96,3,11.34]
[2020,"NYISO_G-I_2_NYISO_A-F","NYISO_G-I","NYISO_A-F","Internal","Summer","B6",300,2506,0,48.95,42.32,0.01,0]
[2020,"NYISO_J-K_2_PJM_E","NYISO_J-K","PJM_E","Internal","Summer","B6",300,330,0,48.96,49.31,8,0]
[2020,"PJM_ROR_2_MISO_MO-IL","PJM_ROR","MISO_MO-IL","Internal","Summer","B6",300,1111,0,49.34,49.09,2,0]
[2020,"PJM_ROR_2_TVA_Transmission","PJM_ROR","TVA_Transmission","Internal","Summer","B6",300,2500,0,49.34,54.98,6,0]
[2020,"SOCO_2_FRCC","SOCO","FRCC","Internal","Summer","B6",300,3700,507.48,63.6,73.599999999999994,10,0]
[2020,"SPP_S_2_ENT","SPP_S","ENT","Internal","Summer","B6",300,850,0,56.11,55.88,5,0]
[2020,"TVA_2_ENT","TVA","ENT","Internal","Summer","B6",300,500,500,42.62,55.88,9,4.26]
[2020,"TVA_Transmission_2_SOCO","TVA_Transmission","SOCO","Internal","Summer","B6",300,3200,0,54.98,63.6,9,0]
[2020,"AZ_NM_SNV_Coal_2_SPP_S","AZ_NM_SNV_Coal","SPP_S","External","Summer","B6",300,400,0,48.46,56.11,8.17,0]
[2020,"RMPA_2_MAPP_US","RMPA","MAPP_US","External","Summer","B6",300,200,0,48.09,49.09,8,0]
[2020,"RMPA_2_NE","RMPA","NE","External","Summer","B6",300,310,223.62,48.09,56.09,8,0]
[2020,"HQ_NEISO_2_NEISO","HQ_NEISO","NEISO","Internal","Summer","B7",400,99999,2920,34.6,34.61,0.01,0]
[2020,"IESO_2_MAPP_CA","IESO","MAPP_CA","Internal","Summer","B7",400,262,262,31.61,40.26,7,1.64]
[2020,"MAPP_CA_2_MISO_W","MAPP_CA","MISO_W","Internal","Summer","B7",400,1988,351.98,40.26,40.270000000000003,0.01,0]
[2020,"MARITIMES_2_NEISO","MARITIMES","NEISO","Internal","Summer","B7",400,99999,1732.23,34.6,34.61,0.01,0]
[2020,"MISO_MI_2_IESO","MISO_MI","IESO","Internal","Summer","B7",400,1580,0,40.28,31.61,8,0]
[2020,"MISO_MO-IL_2_MISO_W","MISO_MO-IL","MISO_W","Internal","Summer","B7",400,960,444.36,40.26,40.270000000000003,0.01,0]
[2020,"MISO_W_2_MISO_MO-IL","MISO_W","MISO_MO-IL","Internal","Summer","B7",400,3800,0,40.270000000000003,40.26,0.01,0]
[2020,"MISO_WUMS_2_MISO_MI","MISO_WUMS","MISO_MI","Internal","Summer","B7",400,929,0,40.28,40.28,0.01,0]
[2020,"NE_2_MISO_W","NE","MISO_W","Internal","Summer","B7",400,1600,0,47.26,40.270000000000003,5,0]
[2020,"NYISO_A-F_2_IESO","NYISO_A-F","IESO","Internal","Summer","B7",400,1600,0,38.61,31.61,7,0]
[2020,"NYISO_G-I_2_NYISO_J-K","NYISO_G-I","NYISO_J-K","Internal","Summer","B7",400,6188,5319.09,38.619999999999997,38.64,0.01,0]
[2020,"NYISO_G-I_2_PJM_E","NYISO_G-I","PJM_E","Internal","Summer","B7",400,1500,0,38.619999999999997,42.23,8,0]
[2020,"PJM_E_2_PJM_ROM","PJM_E","PJM_ROM","Internal","Summer","B7",400,8000,2059.38,42.23,42.24,0.01,0]
[2020,"PJM_ROR_2_MISO_WUMS","PJM_ROR","MISO_WUMS","Internal","Summer","B7",400,1467,0,42.26,40.28,2,0]
[2020,"SOCO_2_VACAR","SOCO","VACAR","Internal","Summer","B7",400,2000,0,56.06,49.06,10,0]
[2020,"SPP_N_2_MISO_MO-IL","SPP_N","MISO_MO-IL","Internal","Summer","B7",400,2000,0,47.27,40.26,5,0]
[2020,"TVA_2_ENT","TVA","ENT","Internal","Summer","B7",400,500,0,40.880000000000003,48.06,9,0]
[2020,"TVA_Transmission_2_NonRTO_Midwest","TVA_Transmission","NonRTO_Midwest","Internal","Summer","B7",400,700,0,47.59,43.74,9,0]
[2020,"VACAR_2_PJM_ROR","VACAR","PJM_ROR","Internal","Summer","B7",400,2000,0,49.06,42.26,7,0]
[2020,"AZ_NM_SNV_Coal_2_SPP_S","AZ_NM_SNV_Coal","SPP_S","External","Summer","B7",400,400,0,45.42,47.28,8.17,0]
[2020,"SPP_N_2_RMPA","SPP_N","RMPA","External","Summer","B7",400,210,0,47.27,42.46,5,0]
[2020,"HQ_NY_2_NYISO_A-F","HQ_NY","NYISO_A-F","Internal","Summer","B8",500,99999,1000,37.590000000000003,37.6,0.01,0]
[2020,"IESO_2_NYISO_A-F","IESO","NYISO_A-F","Internal","Summer","B8",500,1725,1725,29.93,37.6,7,0.67]
[2020,"MAPP_US_2_MISO_W","MAPP_US","MISO_W","Internal","Summer","B8",500,2635,0,33.26,38.03,7,0]
[2020,"MISO_IN_2_NonRTO_Midwest","MISO_IN","NonRTO_Midwest","Internal","Summer","B8",500,4800,0,38.03,41.5,8,0]
[2020,"MISO_MI_2_MISO_IN","MISO_MI","MISO_IN","Internal","Summer","B8",500,2045,0,38.04,38.03,0.01,0]
[2020,"MISO_MI_2_PJM_ROR","MISO_MI","PJM_ROR","Internal","Summer","B8",500,1424,0,38.04,38.01,2,0]
[2020,"MISO_MO-IL_2_SPP_N","MISO_MO-IL","SPP_N","Internal","Summer","B8",500,2000,0,38.04,40.98,8,0]
[2020,"MISO_W_2_MISO_WUMS","MISO_W","MISO_WUMS","Internal","Summer","B8",500,1629,116.43,38.03,38.04,0.01,0]
[2020,"MISO_WUMS_2_PJM_ROR","MISO_WUMS","PJM_ROR","Internal","Summer","B8",500,1600,0,38.04,38.01,2,0]
[2020,"NYISO_A-F_2_IESO","NYISO_A-F","IESO","Internal","Summer","B8",500,1600,0,37.6,29.93,7,0]
[2020,"NYISO_A-F_2_PJM_ROM","NYISO_A-F","PJM_ROM","Internal","Summer","B8",500,1000,0,37.6,38.020000000000003,8,0]
[2020,"NYISO_J-K_2_PJM_E","NYISO_J-K","PJM_E","Internal","Summer","B8",500,330,0,37.630000000000003,38.01,8,0]
[2020,"PJM_ROR_2_MISO_MI","PJM_ROR","MISO_MI","Internal","Summer","B8",500,1305,0,38.01,38.04,2,0]
[2020,"PJM_ROR_2_TVA_Transmission","PJM_ROR","TVA_Transmission","Internal","Summer","B8",500,2500,0,38.01,42.27,6,0]
[2020,"SOCO_2_FRCC","SOCO","FRCC","Internal","Summer","B8",500,3700,1098.17,44.08,54.08,10,0]
[2020,"SPP_N_2_MISO_MO-IL","SPP_N","MISO_MO-IL","Internal","Summer","B8",500,2000,0,40.98,38.04,5,0]
[2020,"TVA_2_NonRTO_Midwest","TVA","NonRTO_Midwest","Internal","Summer","B8",500,100,0,40.880000000000003,41.5,9,0]
[2020,"TVA_Transmission_2_NonRTO_Midwest","TVA_Transmission","NonRTO_Midwest","Internal","Summer","B8",500,700,0,42.27,41.5,9,0]
[2020,"TVA_Transmission_2_SOCO","TVA_Transmission","SOCO","Internal","Summer","B8",500,3200,0,42.27,44.08,9,0]
[2020,"VACAR_2_TVA_Transmission","VACAR","TVA_Transmission","Internal","Summer","B8",500,900,0,44.01,42.27,7,0]
[2020,"RMPA_2_SPP_N","RMPA","SPP_N","External","Summer","B8",500,210,0,42.46,40.98,8,0]
[2020,"ENT_2_SOCO","ENT","SOCO","Internal","Summer","B9",800,2000,0,41,41.3,8,0]
[2020,"IESO_2_MAPP_CA","IESO","MAPP_CA","Internal","Summer","B9",800,262,262,29.93,40.26,7,3.33]
[2020,"MAPP_CA_2_MAPP_US","MAPP_CA","MAPP_US","Internal","Summer","B9",800,372,0,40.26,32.64,7,0]
[2020,"MARITIMES_2_NEISO","MARITIMES","NEISO","Internal","Summer","B9",800,99999,1687.45,34.6,34.61,0.01,0]
[2020,"MISO_MI_2_MISO_IN","MISO_MI","MISO_IN","Internal","Summer","B9",800,2045,0,36.93,36.92,0.01,0]
[2020,"MISO_MO-IL_2_MISO_IN","MISO_MO-IL","MISO_IN","Internal","Summer","B9",800,2100,0,36.93,36.92,0.01,0]
[2020,"MISO_W_2_IESO","MISO_W","IESO","Internal","Summer","B9",800,90,0,36.950000000000003,29.93,8,0]
[2020,"MISO_W_2_PJM_ROR","MISO_W","PJM_ROR","Internal","Summer","B9",800,773,0,36.950000000000003,36.200000000000003,2,0]
[2020,"NE_2_SPP_N","NE","SPP_N","Internal","Summer","B9",800,3001,2409.9699999999998,39.64,39.65,0.01,0]
[2020,"NYISO_A-F_2_IESO","NYISO_A-F","IESO","Internal","Summer","B9",800,1600,0,36.93,29.93,7,0]
[2020,"NYISO_A-F_2_NYISO_G-I","NYISO_A-F","NYISO_G-I","Internal","Summer","B9",800,4757,3385.09,36.93,36.94,0.01,0]
[2020,"NYISO_G-I_2_NYISO_A-F","NYISO_G-I","NYISO_A-F","Internal","Summer","B9",800,2506,0,36.94,36.93,0.01,0]
[2020,"PJM_E_2_PJM_ROM","PJM_E","PJM_ROM","Internal","Summer","B9",800,8000,0,36.22,36.21,0.01,0]
[2020,"PJM_ROR_2_MISO_W","PJM_ROR","MISO_W","Internal","Summer","B9",800,709,0,36.200000000000003,36.950000000000003,2,0]
[2020,"PJM_ROM_2_NYISO_A-F","PJM_ROM","NYISO_A-F","Internal","Summer","B9",800,2000,0,36.21,36.93,6,0]
[2020,"SPP_N_2_MISO_MO-IL","SPP_N","MISO_MO-IL","Internal","Summer","B9",800,2000,0,39.65,36.93,5,0]
[2020,"SPP_S_2_SPP_N","SPP_S","SPP_N","Internal","Summer","B9",800,1023,0,39.659999999999997,39.65,0.01,0]
[2020,"TVA_2_VACAR","TVA","VACAR","Internal","Summer","B9",800,150,0,38.340000000000003,42.2,9,0]
[2020,"TVA_Transmission_2_TVA","TVA_Transmission","TVA","Internal","Summer","B9",800,99999,0,40.08,38.340000000000003,0.01,0]
[2020,"MAPP_US_2_RMPA","MAPP_US","RMPA","External","Summer","B9",800,200,200,32.64,42.46,8,1.82]
[2020,"SPP_N_2_RMPA","SPP_N","RMPA","External","Summer","B9",800,210,0,39.65,42.46,5,0]
[2020,"SPP_S_2_ERCOT","SPP_S","ERCOT","External","Summer","B9",800,800,0,39.659999999999997,39.32,5,0]
[2025,"IESO_2_MISO_W","IESO","MISO_W","Internal","Summer","B1",10,140,140,60.94,68.33,7,0.39]
[2025,"MAPP_CA_2_MAPP_US","MAPP_CA","MAPP_US","Internal","Summer","B1",10,372,0,67.94,63.75,7,0]
[2025,"MAPP_US_2_MAPP_CA","MAPP_US","MAPP_CA","Internal","Summer","B1",10,165,0,63.75,67.94,7,0]
[2025,"MISO_IN_2_NonRTO_Midwest","MISO_IN","NonRTO_Midwest","Internal","Summer","B1",10,4800,0,68.33,72.569999999999993,8,0]
[2025,"MISO_MI_2_PJM_ROR","MISO_MI","PJM_ROR","Internal","Summer","B1",10,1424,0,67.94,69.75,2,0]
[2025,"MISO_MO-IL_2_PJM_ROR","MISO_MO-IL","PJM_ROR","Internal","Summer","B1",10,1212,0,68.34,69.75,2,0]
[2025,"MISO_W_2_MISO_WUMS","MISO_W","MISO_WUMS","Internal","Summer","B1",10,1629,0,68.33,67.75,0.01,0]
[2025,"MISO_WUMS_2_MISO_MI","MISO_WUMS","MISO_MI","Internal","Summer","B1",10,929,929,67.75,67.94,0.01,0.18]
[2025,"NEISO_2_NYISO_G-I","NEISO","NYISO_G-I","Internal","Summer","B1",10,600,0,77.97,80.959999999999994,3,0]
[2025,"NYISO_A-F_2_PJM_ROM","NYISO_A-F","PJM_ROM","Internal","Summer","B1",10,1000,0,67.94,69.760000000000005,8,0]
[2025,"NYISO_J-K_2_PJM_E","NYISO_J-K","PJM_E","Internal","Summer","B1",10,330,0,80.97,69.78,8,0]
[2025,"PJM_ROR_2_MISO_MI","PJM_ROR","MISO_MI","Internal","Summer","B1",10,1305,0,69.75,67.94,2,0]
[2025,"PJM_ROR_2_MISO_W","PJM_ROR","MISO_W","Internal","Summer","B1",10,709,0,69.75,68.33,2,0]
[2025,"PJM_ROM_2_PJM_ROR","PJM_ROM","PJM_ROR","Internal","Summer","B1",10,8000,0,69.760000000000005,69.75,0.01,0]
[2025,"SOCO_2_FRCC","SOCO","FRCC","Internal","Summer","B1",10,3700,1455.11,84.58,94.58,10,0]
[2025,"SPP_N_2_SPP_S","SPP_N","SPP_S","Internal","Summer","B1",10,4383,0,70.77,59.55,0.01,0]
[2025,"TVA_2_NonRTO_Midwest","TVA","NonRTO_Midwest","Internal","Summer","B1",10,100,0,76.36,72.569999999999993,9,0]
[2025,"TVA_Transmission_2_SOCO","TVA_Transmission","SOCO","Internal","Summer","B1",10,3200,0,76.34,84.58,9,0]
[2025,"MAPP_US_2_RMPA","MAPP_US","RMPA","External","Summer","B1",10,200,0,63.75,70.09,8,0]
[2025,"RMPA_2_MAPP_US","RMPA","MAPP_US","External","Summer","B1",10,200,0,70.09,63.75,8,0]
[2025,"SPP_S_2_ERCOT","SPP_S","ERCOT","External","Summer","B1",10,800,546.30999999999995,59.55,64.55,5,0]
[2025,"HQ_IESO_2_IESO","HQ_IESO","IESO","Internal","Summer","B10",1262,99999,12.04,31.71,31.73,0.01,0]
[2025,"MAPP_CA_2_MAPP_US","MAPP_CA","MAPP_US","Internal","Summer","B10",1262,372,0,38.74,30.09,7,0]
[2025,"MAPP_US_2_MAPP_CA","MAPP_US","MAPP_CA","Internal","Summer","B10",1262,165,165,30.09,38.74,7,1.64]
[2025,"MISO_MI_2_IESO","MISO_MI","IESO","Internal","Summer","B10",1262,1580,0,35.78,31.73,8,0]
[2025,"MISO_MO-IL_2_MISO_IN","MISO_MO-IL","MISO_IN","Internal","Summer","B10",1262,2100,1068.23,35.76,35.770000000000003,0.01,0]
[2025,"MISO_MO-IL_2_TVA_Transmission","MISO_MO-IL","TVA_Transmission","Internal","Summer","B10",1262,4000,0,35.76,38.29,8,0]
[2025,"MISO_W_2_IESO","MISO_W","IESO","Internal","Summer","B10",1262,90,0,35.75,31.73,8,0]
[2025,"MISO_W_2_SPP_N","MISO_W","SPP_N","Internal","Summer","B10",1262,3200,0,35.75,38.65,7,0]
[2025,"NEISO_2_NYISO_G-I","NEISO","NYISO_G-I","Internal","Summer","B10",1262,600,600,35.72,38.74,3,0.02]
[2025,"NYISO_A-F_2_IESO","NYISO_A-F","IESO","Internal","Summer","B10",1262,1600,0,38.729999999999997,31.73,7,0]
[2025,"NYISO_G-I_2_NEISO","NYISO_G-I","NEISO","Internal","Summer","B10",1262,600,0,38.74,35.72,3,0]
[2025,"PJM_E_2_NYISO_J-K","PJM_E","NYISO_J-K","Internal","Summer","B10",1262,330,0,33.799999999999997,38.75,6,0]
[2025,"PJM_ROR_2_MISO_W","PJM_ROR","MISO_W","Internal","Summer","B10",1262,709,0,33.78,35.75,2,0]
[2025,"PJM_ROM_2_PJM_E","PJM_ROM","PJM_E","Internal","Summer","B10",1262,8000,2170.04,33.79,33.799999999999997,0.01,0]
[2025,"SPP_N_2_ENT","SPP_N","ENT","Internal","Summer","B10",1262,1800,0,38.65,42.97,5,0]
[2025,"SPP_S_2_SPP_N","SPP_S","SPP_N","Internal","Summer","B10",1262,1023,0,39.15,38.65,0.01,0]
[2025,"TVA_2_SOCO","TVA","SOCO","Internal","Summer","B10",1262,500,0,36.4,43.55,9,0]
[2025,"TVA_Transmission_2_VACAR","TVA_Transmission","VACAR","Internal","Summer","B10",1262,900,0,38.29,39.78,9,0]
[2025,"VACAR_2_PJM_ROR","VACAR","PJM_ROR","Internal","Summer","B10",1262,2000,0,39.78,33.78,7,0]
[2025,"MAPP_US_2_RMPA","MAPP_US","RMPA","External","Summer","B10",1262,200,200,30.09,42.09,8,4]
[2025,"RMPA_2_SPP_N","RMPA","SPP_N","External","Summer","B10",1262,210,0,42.09,38.65,8,0]
[2025,"IESO_2_MAPP_CA","IESO","MAPP_CA","Internal","Shoulder","B11",25,262,262,34.369999999999997,49.42,7,8.0500000000000007]
[2025,"IESO_2_MISO_W","IESO","MISO_W","Internal","Shoulder","B11",25,140,140,34.369999999999997,55.75,7,14.38]
[2025,"MAPP_US_2_MAPP_CA","MAPP_US","MAPP_CA","Internal","Shoulder","B11",25,165,0,55.74,49.42,7,0]
[2025,"MISO_IN_2_NonRTO_Midwest","MISO_IN","NonRTO_Midwest","Internal","Shoulder","B11",25,4800,1509.95,55.75,63.75,8,0]
[2025,"MISO_MI_2_MISO_WUMS","MISO_MI","MISO_WUMS","Internal","Shoulder","B11",25,947,0,55.3,55.29,0.01,0]
[2025,"MISO_MO-IL_2_PJM_ROR","MISO_MO-IL","PJM_ROR","Internal","Shoulder","B11",25,1212,0,55.77,52.64,2,0]
[2025,"MISO_W_2_MAPP_CA","MISO_W","MAPP_CA","Internal","Shoulder","B11",25,718,0,55.75,49.42,0.01,0]
[2025,"MISO_WUMS_2_MISO_W","MISO_WUMS","MISO_W","Internal","Shoulder","B11",25,1137,1137,55.29,55.75,0.01,0.45]
[2025,"NEISO_2_NYISO_G-I","NEISO","NYISO_G-I","Internal","Shoulder","B11",25,600,600,38.89,44.61,3,2.73]
[2025,"NYISO_A-F_2_NYISO_G-I","NYISO_A-F","NYISO_G-I","Internal","Shoulder","B11",25,4757,4757,41.89,44.61,0.01,2.71]
[2025,"NYISO_G-I_2_PJM_E","NYISO_G-I","PJM_E","Internal","Shoulder","B11",25,1500,384.04,44.61,52.61,8,0]
[2025,"PJM_E_2_NYISO_J-K","PJM_E","NYISO_J-K","Internal","Shoulder","B11",25,330,0,52.61,44.63,6,0]
[2025,"PJM_ROR_2_MISO_IN","PJM_ROR","MISO_IN","Internal","Shoulder","B11",25,909,909,52.64,55.75,2,1.1200000000000001]
[2025,"PJM_ROR_2_PJM_ROM","PJM_ROR","PJM_ROM","Internal","Shoulder","B11",25,8000,0,52.64,52.63,0.01,0]
[2025,"SOCO_2_FRCC","SOCO","FRCC","Internal","Shoulder","B11",25,3700,3569.68,67.5,77.5,10,0]
[2025,"SPP_N_2_NE","SPP_N","NE","Internal","Shoulder","B11",25,1531,0,62.75,62.74,0.01,0]
[2025,"TVA_2_SOCO","TVA","SOCO","Internal","Shoulder","B11",25,500,500,54.17,67.5,9,4.33]
[2025,"TVA_Transmission_2_NonRTO_Midwest","TVA_Transmission","NonRTO_Midwest","Internal","Shoulder","B11",25,700,0,58.57,63.75,9,0]
[2025,"VACAR_2_SOCO","VACAR","SOCO","Internal","Shoulder","B11",25,3000,2174.9499999999998,60.5,67.5,7,0]
[2025,"NWPP_Coal_2_MAPP_US","NWPP_Coal","MAPP_US","External","Shoulder","B11",25,150,0,50.97,55.74,8,0]
[2025,"SPP_S_2_ERCOT","SPP_S","ERCOT","External","Shoulder","B11",25,800,0,59.15,62.42,5,0]
[2025,"HQ_IESO_2_IESO","HQ_IESO","IESO","Internal","Shoulder","B12",200,99999,400,34.36,34.369999999999997,0.01,0]
[2025,"IESO_2_MISO_W","IESO","MISO_W","Internal","Shoulder","B12",200,140,140,34.369999999999997,46.88,7,5.5]
[2025,"MAPP_US_2_NE","MAPP_US","NE","Internal","Shoulder","B12",200,2000,0,39.880000000000003,44.48,7,0]
[2025,"MARITIMES_2_NEISO","MARITIMES","NEISO","Internal","Shoulder","B12",200,99999,1717.44,38.869999999999997,38.89,0.01,0]
[2025,"MISO_MI_2_IESO","MISO_MI","IESO","Internal","Shoulder","B12",200,1580,0,46.9,34.369999999999997,8,0]
[2025,"MISO_MO-IL_2_ENT","MISO_MO-IL","ENT","Internal","Shoulder","B12",200,2540,0,46.89,44.8,8,0]
[2025,"MISO_W_2_MAPP_CA","MISO_W","MAPP_CA","Internal","Shoulder","B12",200,718,0,46.88,46.87,0.01,0]
[2025,"MISO_W_2_PJM_ROR","MISO_W","PJM_ROR","Internal","Shoulder","B12",200,773,0,46.88,44.9,2,0]
[2025,"NE_2_SPP_N","NE","SPP_N","Internal","Shoulder","B12",200,3001,651.22,44.48,44.49,0.01,0]
[2025,"NonRTO_Midwest_2_TVA_Transmission","NonRTO_Midwest","TVA_Transmission","Internal","Shoulder","B12",200,2400,0,54.9,48.44,8,0]
[2025,"NYISO_G-I_2_NEISO","NYISO_G-I","NEISO","Internal","Shoulder","B12",200,600,0,41.78,38.89,3,0]
[2025,"PJM_E_2_NYISO_J-K","PJM_E","NYISO_J-K","Internal","Shoulder","B12",200,330,0,44.88,41.79,6,0]
[2025,"PJM_ROR_2_MISO_IN","PJM_ROR","MISO_IN","Internal","Shoulder","B12",200,909,264.58,44.9,46.9,2,0]
[2025,"PJM_ROR_2_VACAR","PJM_ROR","VACAR","Internal","Shoulder","B12",200,3000,333.47,44.9,50.9,6,0]
[2025,"SOCO_2_FRCC","SOCO","FRCC","Internal","Shoulder","B12",200,3700,2390.58,44.95,54.95,10,0]
[2025,"SPP_S_2_ENT","SPP_S","ENT","Internal","Shoulder","B12",200,850,0,42.92,44.8,5,0]
[2025,"SPP_S_2_SPP_N","SPP_S","SPP_N","Internal","Shoulder","B12",200,1023,1023,42.92,44.49,0.01,1.56]
[2025,"TVA_Transmission_2_ENT","TVA_Transmission","ENT","Internal","Shoulder","B12",200,3000,0,48.44,44.8,9,0]
[2025,"TVA_Transmission_2_TVA","TVA_Transmission","TVA","Internal","Shoulder","B12",200,99999,0,48.44,44.49,0.01,0]
[2025,"MAPP_US_2_RMPA","MAPP_US","RMPA","External","Shoulder","B12",200,200,0,39.880000000000003,47.31,8,0]
[2025,"RMPA_2_NE","RMPA","NE","External","Shoulder","B12",200,310,0,47.31,44.48,8,0]
[2025,"ENT_2_TVA_Transmission","ENT","TVA_Transmission","Internal","Shoulder","B13",600,2100,0,44.8,46.21,8,0]
[2025,"IESO_2_MISO_W","IESO","MISO_W","Internal","Shoulder","B13",600,140,140,34.369999999999997,42.9,7,1.52]
[2025,"MAPP_US_2_MISO_W","MAPP_US","MISO_W","Internal","Shoulder","B13",600,2635,0,35.92,42.9,7,0]
[2025,"MISO_IN_2_MISO_MO-IL","MISO_IN","MISO_MO-IL","Internal","Shoulder","B13",600,5000,0,42.92,42.91,0.01,0]
[2025,"MISO_MI_2_IESO","MISO_MI","IESO","Internal","Shoulder","B13",600,1580,0,42.92,34.369999999999997,8,0]
[2025,"MISO_MO-IL_2_MISO_W","MISO_MO-IL","MISO_W","Internal","Shoulder","B13",600,960,0,42.91,42.9,0.01,0]
[2025,"MISO_W_2_MISO_MO-IL","MISO_W","MISO_MO-IL","Internal","Shoulder","B13",600,3800,161.44,42.9,42.91,0.01,0]
[2025,"MISO_W_2_MISO_WUMS","MISO_W","MISO_WUMS","Internal","Shoulder","B13",600,1629,776.37,42.9,42.91,0.01,0]
[2025,"MISO_WUMS_2_MISO_W","MISO_WUMS","MISO_W","Internal","Shoulder","B13",600,1137,0,42.91,42.9,0.01,0]
[2025,"NEISO_2_NYISO_G-I","NEISO","NYISO_G-I","Internal","Shoulder","B13",600,600,0,38.89,41.78,3,0]
[2025,"NYISO_G-I_2_NYISO_A-F","NYISO_G-I","NYISO_A-F","Internal","Shoulder","B13",600,2506,0,41.78,41.7,0.01,0]
[2025,"NYISO_G-I_2_PJM_E","NYISO_G-I","PJM_E","Internal","Shoulder","B13",600,1500,0,41.78,42.08,8,0]
[2025,"PJM_ROR_2_MISO_IN","PJM_ROR","MISO_IN","Internal","Shoulder","B13",600,909,0,42.08,42.92,2,0]
[2025,"PJM_ROR_2_MISO_WUMS","PJM_ROR","MISO_WUMS","Internal","Shoulder","B13",600,1467,0,42.08,42.91,2,0]
[2025,"PJM_ROM_2_PJM_ROR","PJM_ROM","PJM_ROR","Internal","Shoulder","B13",600,8000,0,42.09,42.08,0.01,0]
[2025,"SPP_N_2_ENT","SPP_N","ENT","Internal","Shoulder","B13",600,1800,0,42.94,44.8,5,0]
[2025,"TVA_2_MISO_MO-IL","TVA","MISO_MO-IL","Internal","Shoulder","B13",600,50,0,44.15,42.91,9,0]
[2025,"TVA_Transmission_2_NonRTO_Midwest","TVA_Transmission","NonRTO_Midwest","Internal","Shoulder","B13",600,700,0,46.21,50.92,9,0]
[2025,"VACAR_2_SOCO","VACAR","SOCO","Internal","Shoulder","B13",600,3000,0,47.96,44.95,7,0]
[2025,"NWPP_Coal_2_MAPP_US","NWPP_Coal","MAPP_US","External","Shoulder","B13",600,150,0,50.97,35.92,8,0]
[2025,"SPP_S_2_ERCOT","SPP_S","ERCOT","External","Shoulder","B13",600,800,0,42.92,42.74,5,0]
[2025,"HQ_NEISO_2_NEISO","HQ_NEISO","NEISO","Internal","Shoulder","B14",900,99999,2920,38.869999999999997,38.89,0.01,0]
[2025,"HQ_IESO_2_IESO","HQ_IESO","IESO","Internal","Shoulder","B14",900,99999,400,34.36,34.369999999999997,0.01,0]
[2025,"MAPP_CA_2_IESO","MAPP_CA","IESO","Internal","Shoulder","B14",900,330,0,42.28,34.369999999999997,8,0]
[2025,"MAPP_US_2_NE","MAPP_US","NE","Internal","Shoulder","B14",900,2000,75.63,35.799999999999997,42.8,7,0]
[2025,"MISO_IN_2_PJM_ROR","MISO_IN","PJM_ROR","Internal","Shoulder","B14",900,992,0,42.27,41.63,2,0]
[2025,"MISO_MO-IL_2_MISO_W","MISO_MO-IL","MISO_W","Internal","Shoulder","B14",900,960,774.04,42.26,42.27,0.01,0]
[2025,"MISO_MO-IL_2_TVA_Transmission","MISO_MO-IL","TVA_Transmission","Internal","Shoulder","B14",900,4000,0,42.26,45.59,8,0]
[2025,"MISO_W_2_PJM_ROR","MISO_W","PJM_ROR","Internal","Shoulder","B14",900,773,0,42.27,41.63,2,0]
[2025,"NE_2_MISO_W","NE","MISO_W","Internal","Shoulder","B14",900,1600,0,42.8,42.27,5,0]
[2025,"NonRTO_Midwest_2_TVA_Transmission","NonRTO_Midwest","TVA_Transmission","Internal","Shoulder","B14",900,2400,0,44.04,45.59,8,0]
[2025,"NYISO_A-F_2_NEISO","NYISO_A-F","NEISO","Internal","Shoulder","B14",900,600,0,41.37,38.89,3,0]
[2025,"PJM_E_2_NYISO_G-I","PJM_E","NYISO_G-I","Internal","Shoulder","B14",900,500,0,41.65,41.39,6,0]
[2025,"PJM_ROR_2_MISO_MO-IL","PJM_ROR","MISO_MO-IL","Internal","Shoulder","B14",900,1111,0,41.63,42.26,2,0]
[2025,"PJM_ROR_2_TVA_Transmission","PJM_ROR","TVA_Transmission","Internal","Shoulder","B14",900,2500,0,41.63,45.59,6,0]
[2025,"PJM_ROR_2_VACAR","PJM_ROR","VACAR","Internal","Shoulder","B14",900,3000,0,41.63,45.49,6,0]
[2025,"SOCO_2_VACAR","SOCO","VACAR","Internal","Shoulder","B14",900,2000,0,44.95,45.49,10,0]
[2025,"TVA_2_ENT","TVA","ENT","Internal","Shoulder","B14",900,500,0,44.15,44.8,9,0]
[2025,"TVA_2_SOCO","TVA","SOCO","Internal","Shoulder","B14",900,500,0,44.15,44.95,9,0]
[2025,"TVA_Transmission_2_TVA","TVA_Transmission","TVA","Internal","Shoulder","B14",900,99999,0,45.59,44.15,0.01,0]
[2025,"AZ_NM_SNV_Coal_2_SPP_S","AZ_NM_SNV_Coal","SPP_S","External","Shoulder","B14",900,400,0,50.98,42.83,8.17,0]
[2025,"RMPA_2_NE","RMPA","NE","External","Shoulder","B14",900,310,0,47.31,42.8,8,0]
[2025,"HQ_NEISO_2_NEISO","HQ_NEISO","NEISO","Internal","Shoulder","B15",1203,99999,1143.24,38.869999999999997,38.89,0.01,0]
[2025,"IESO_2_MISO_MI","IESO","MISO_MI","Internal","Shoulder","B15",1203,1840,0,34.369999999999997,39.700000000000003,7,0]
[2025,"MAPP_CA_2_MISO_W","MAPP_CA","MISO_W","Internal","Shoulder","B15",1203,1988,0,42.28,39.69,0.01,0]
[2025,"MARITIMES_2_NEISO","MARITIMES","NEISO","Internal","Shoulder","B15",1203,99999,648.08000000000004,38.869999999999997,38.89,0.01,0]
[2025,"MISO_MI_2_MISO_IN","MISO_MI","MISO_IN","Internal","Shoulder","B15",1203,2045,0,39.700000000000003,39.69,0.01,0]
[2025,"MISO_MO-IL_2_MISO_W","MISO_MO-IL","MISO_W","Internal","Shoulder","B15",1203,960,277.81,39.67,39.69,0.01,0]
[2025,"MISO_MO-IL_2_SPP_N","MISO_MO-IL","SPP_N","Internal","Shoulder","B15",1203,2000,0,39.67,38.840000000000003,8,0]
[2025,"MISO_W_2_MAPP_CA","MISO_W","MAPP_CA","Internal","Shoulder","B15",1203,718,718,39.69,42.28,0.01,2.58]
[2025,"NE_2_MISO_W","NE","MISO_W","Internal","Shoulder","B15",1203,1600,0,38.83,39.69,5,0]
[2025,"NEISO_2_NYISO_A-F","NEISO","NYISO_A-F","Internal","Shoulder","B15",1203,600,0,38.89,41.37,3,0]
[2025,"NYISO_A-F_2_NEISO","NYISO_A-F","NEISO","Internal","Shoulder","B15",1203,600,0,41.37,38.89,3,0]
[2025,"NYISO_G-I_2_PJM_E","NYISO_G-I","PJM_E","Internal","Shoulder","B15",1203,1500,0,41.39,37.72,8,0]
[2025,"PJM_E_2_PJM_ROM","PJM_E","PJM_ROM","Internal","Shoulder","B15",1203,8000,0,37.72,37.71,0.01,0]
[2025,"PJM_ROR_2_MISO_WUMS","PJM_ROR","MISO_WUMS","Internal","Shoulder","B15",1203,1467,632.52,37.700000000000003,39.700000000000003,2,0]
[2025,"PJM_ROM_2_NYISO_A-F","PJM_ROM","NYISO_A-F","Internal","Shoulder","B15",1203,2000,0,37.71,41.37,6,0]
[2025,"SPP_N_2_MISO_MO-IL","SPP_N","MISO_MO-IL","Internal","Shoulder","B15",1203,2000,0,38.840000000000003,39.67,5,0]
[2025,"TVA_2_MISO_MO-IL","TVA","MISO_MO-IL","Internal","Shoulder","B15",1203,50,0,41.06,39.67,9,0]
[2025,"TVA_2_NonRTO_Midwest","TVA","NonRTO_Midwest","Internal","Shoulder","B15",1203,100,0,41.06,37.44,9,0]
[2025,"VACAR_2_PJM_ROR","VACAR","PJM_ROR","Internal","Shoulder","B15",1203,2000,0,42.45,37.700000000000003,7,0]
[2025,"AZ_NM_SNV_Coal_2_SPP_S","AZ_NM_SNV_Coal","SPP_S","External","Shoulder","B15",1203,400,0,47.69,38.85,8.17,0]
[2025,"NE_2_RMPA","NE","RMPA","External","Shoulder","B15",1203,310,0,38.83,42.97,5,0]
[2025,"SPP_S_2_ERCOT","SPP_S","ERCOT","External","Shoulder","B15",1203,800,0,38.85,42.74,5,0]
[2025,"HQ_IESO_2_IESO","HQ_IESO","IESO","Internal","Winter","B16",25,99999,400,42.48,42.49,0.01,0]
[2025,"IESO_2_NYISO_A-F","IESO","NYISO_A-F","Internal","Winter","B16",25,1725,0,42.49,48.54,7,0]
[2025,"MAPP_US_2_NE","MAPP_US","NE","Internal","Winter","B16",25,2000,5.46,44.46,51.46,7,0]
[2025,"MISO_IN_2_MISO_MO-IL","MISO_IN","MISO_MO-IL","Internal","Winter","B16",25,5000,0,51.61,51.47,0.01,0]
[2025,"MISO_MI_2_PJM_ROR","MISO_MI","PJM_ROR","Internal","Winter","B16",25,1424,0,51.6,49.47,2,0]
[2025,"MISO_MO-IL_2_SPP_N","MISO_MO-IL","SPP_N","Internal","Winter","B16",25,2000,0,51.47,51.47,8,0]
[2025,"MISO_W_2_MISO_WUMS","MISO_W","MISO_WUMS","Internal","Winter","B16",25,1629,862.04,51.46,51.47,0.01,0]
[2025,"NE_2_MISO_W","NE","MISO_W","Internal","Winter","B16",25,1600,0,51.46,51.46,5,0]
[2025,"NEISO_2_NYISO_A-F","NEISO","NYISO_A-F","Internal","Winter","B16",25,600,0,48.68,48.54,3,0]
[2025,"NYISO_A-F_2_PJM_ROM","NYISO_A-F","PJM_ROM","Internal","Winter","B16",25,1000,0,48.54,49.48,8,0]
[2025,"NYISO_G-I_2_NEISO","NYISO_G-I","NEISO","Internal","Winter","B16",25,600,0,55.46,48.68,3,0]
[2025,"PJM_E_2_NYISO_G-I","PJM_E","NYISO_G-I","Internal","Winter","B16",25,500,0,49.47,55.46,6,0]
[2025,"PJM_ROR_2_MISO_MO-IL","PJM_ROR","MISO_MO-IL","Internal","Winter","B16",25,1111,503.43,49.47,51.47,2,0]
[2025,"PJM_ROR_2_VACAR","PJM_ROR","VACAR","Internal","Winter","B16",25,3000,3000,49.47,57.47,6,2]
[2025,"SPP_N_2_MISO_MO-IL","SPP_N","MISO_MO-IL","Internal","Winter","B16",25,2000,0,51.47,51.47,5,0]
[2025,"SPP_S_2_ENT","SPP_S","ENT","Internal","Winter","B16",25,850,850,46.26,56.47,5,5.22]
[2025,"TVA_2_NonRTO_Midwest","TVA","NonRTO_Midwest","Internal","Winter","B16",25,100,0,55.48,59.61,9,0]
[2025,"TVA_Transmission_2_SOCO","TVA_Transmission","SOCO","Internal","Winter","B16",25,3200,5.76,55.47,64.47,9,0]
[2025,"AZ_NM_SNV_Coal_2_SPP_S","AZ_NM_SNV_Coal","SPP_S","External","Winter","B16",25,400,0,54.14,46.26,8.17,0]
[2025,"NE_2_RMPA","NE","RMPA","External","Winter","B16",25,310,58.57,51.46,56.46,5,0]
[2025,"ENT_2_TVA_Transmission","ENT","TVA_Transmission","Internal","Winter","B17",100,2100,0,47.79,51.69,8,0]
[2025,"IESO_2_MISO_MI","IESO","MISO_MI","Internal","Winter","B17",100,1840,1840,41.32,48.53,7,0.21]
[2025,"MAPP_CA_2_MAPP_US","MAPP_CA","MAPP_US","Internal","Winter","B17",100,372,0,48.32,41.34,7,0]
[2025,"MAPP_CA_2_MISO_W","MAPP_CA","MISO_W","Internal","Winter","B17",100,1988,107.26,48.32,48.34,0.01,0]
[2025,"MISO_IN_2_MISO_MO-IL","MISO_IN","MISO_MO-IL","Internal","Winter","B17",100,5000,0,48.55,48.35,0.01,0]
[2025,"MISO_MI_2_IESO","MISO_MI","IESO","Internal","Winter","B17",100,1580,0,48.53,41.32,8,0]
[2025,"MISO_MO-IL_2_MISO_W","MISO_MO-IL","MISO_W","Internal","Winter","B17",100,960,0,48.35,48.34,0.01,0]
[2025,"MISO_W_2_IESO","MISO_W","IESO","Internal","Winter","B17",100,90,0,48.34,41.32,8,0]
[2025,"MISO_WUMS_2_MISO_MI","MISO_WUMS","MISO_MI","Internal","Winter","B17",100,929,929,48.35,48.53,0.01,0.17]
[2025,"NEISO_2_NYISO_A-F","NEISO","NYISO_A-F","Internal","Winter","B17",100,600,0,48.68,48.32,3,0]
[2025,"NYISO_A-F_2_NYISO_G-I","NYISO_A-F","NYISO_G-I","Internal","Winter","B17",100,4757,4757,48.32,54.01,0.01,5.68]
[2025,"NYISO_G-I_2_NYISO_J-K","NYISO_G-I","NYISO_J-K","Internal","Winter","B17",100,6188,5935.87,54.01,54.03,0.01,0]
[2025,"PJM_E_2_PJM_ROM","PJM_E","PJM_ROM","Internal","Winter","B17",100,8000,701.27,49.46,49.47,0.01,0]
[2025,"PJM_ROR_2_MISO_W","PJM_ROR","MISO_W","Internal","Winter","B17",100,709,0,49.46,48.34,2,0]
[2025,"PJM_ROM_2_PJM_E","PJM_ROM","PJM_E","Internal","Winter","B17",100,8000,0,49.47,49.46,0.01,0]
[2025,"PJM_ROM_2_PJM_ROR","PJM_ROM","PJM_ROR","Internal","Winter","B17",100,8000,0,49.47,49.46,0.01,0]
[2025,"SPP_N_2_MISO_MO-IL","SPP_N","MISO_MO-IL","Internal","Winter","B17",100,2000,0,45.86,48.35,5,0]
[2025,"TVA_2_ENT","TVA","ENT","Internal","Winter","B17",100,500,0,48.41,47.79,9,0]
[2025,"TVA_Transmission_2_TVA","TVA_Transmission","TVA","Internal","Winter","B17",100,99999,0,51.69,48.41,0.01,0]
[2025,"VACAR_2_PJM_ROR","VACAR","PJM_ROR","Internal","Winter","B17",100,2000,0,55.46,49.46,7,0]
[2025,"NE_2_RMPA","NE","RMPA","External","Winter","B17",100,310,310,45.85,51.05,5,0.2]
[2025,"SPP_S_2_ERCOT","SPP_S","ERCOT","External","Winter","B17",100,800,0,45.87,45.46,5,0]
[2025,"HQ_NY_2_NYISO_A-F","HQ_NY","NYISO_A-F","Internal","Winter","B18",400,99999,1000,44.24,44.25,0.01,0]
[2025,"IESO_2_MISO_MI","IESO","MISO_MI","Internal","Winter","B18",400,1840,1840,37.25,45.57,7,1.32]
[2025,"MAPP_US_2_MISO_W","MAPP_US","MISO_W","Internal","Winter","B18",400,2635,444.09,38.56,45.56,7,0]
[2025,"MISO_IN_2_NonRTO_Midwest","MISO_IN","NonRTO_Midwest","Internal","Winter","B18",400,4800,291.72000000000003,45.56,53.56,8,0]
[2025,"MISO_MI_2_PJM_ROR","MISO_MI","PJM_ROR","Internal","Winter","B18",400,1424,0,45.57,44.44,2,0]
[2025,"MISO_MO-IL_2_SPP_N","MISO_MO-IL","SPP_N","Internal","Winter","B18",400,2000,0,45.55,43.82,8,0]
[2025,"MISO_W_2_MISO_WUMS","MISO_W","MISO_WUMS","Internal","Winter","B18",400,1629,109.92,45.56,45.58,0.01,0]
[2025,"MISO_WUMS_2_MISO_MI","MISO_WUMS","MISO_MI","Internal","Winter","B18",400,929,0,45.58,45.57,0.01,0]
[2025,"MISO_WUMS_2_PJM_ROR","MISO_WUMS","PJM_ROR","Internal","Winter","B18",400,1600,0,45.58,44.44,2,0]
[2025,"NEISO_2_NYISO_J-K","NEISO","NYISO_J-K","Internal","Winter","B18",400,500,500,48.68,51.69,3,0.01]
[2025,"NYISO_G-I_2_NEISO","NYISO_G-I","NEISO","Internal","Winter","B18",400,600,0,51.68,48.68,3,0]
[2025,"NYISO_J-K_2_PJM_E","NYISO_J-K","PJM_E","Internal","Winter","B18",400,330,0,51.69,44.47,8,0]
[2025,"PJM_ROR_2_MISO_W","PJM_ROR","MISO_W","Internal","Winter","B18",400,709,0,44.44,45.56,2,0]
[2025,"PJM_ROR_2_TVA_Transmission","PJM_ROR","TVA_Transmission","Internal","Winter","B18",400,2500,0,44.44,47.98,6,0]
[2025,"SOCO_2_FRCC","SOCO","FRCC","Internal","Winter","B18",400,3700,0,47.83,54.89,10,0]
[2025,"SPP_N_2_SPP_S","SPP_N","SPP_S","Internal","Winter","B18",400,4383,920.18,43.82,43.84,0.01,0]
[2025,"TVA_2_NonRTO_Midwest","TVA","NonRTO_Midwest","Internal","Winter","B18",400,100,100,43.63,53.56,9,0.94]
[2025,"TVA_Transmission_2_SOCO","TVA_Transmission","SOCO","Internal","Winter","B18",400,3200,0,47.98,47.83,9,0]
[2025,"VACAR_2_PJM_ROR","VACAR","PJM_ROR","Internal","Winter","B18",400,2000,0,48.99,44.44,7,0]
[2025,"RMPA_2_MAPP_US","RMPA","MAPP_US","External","Winter","B18",400,200,0,48.81,38.56,8,0]
[2025,"SPP_S_2_ERCOT","SPP_S","ERCOT","External","Winter","B18",400,800,0,43.84,45.46,5,0]
[2025,"ENT_2_SOCO","ENT","SOCO","Internal","Winter","B19",700,2000,0,47.44,47.83,8,0]
[2025,"IESO_2_MAPP_CA","IESO","MAPP_CA","Internal","Winter","B19",700,262,262,37.25,45.58,7,1.32]
[2025,"MAPP_US_2_MAPP_CA","MAPP_US","MAPP_CA","Internal","Winter","B19",700,165,165,38.56,45.58,7,0.01]
[2025,"MARITIMES_2_NEISO","MARITIMES","NEISO","Internal","Winter","B19",700,99999,1708.15,48.67,48.68,0.01,0]
[2025,"MISO_MI_2_MISO_IN","MISO_MI","MISO_IN","Internal","Winter","B19",700,2045,0,44.25,44.24,0.01,0]
[2025,"MISO_MO-IL_2_MISO_IN","MISO_MO-IL","MISO_IN","Internal","Winter","B19",700,2100,777.91,44.23,44.24,0.01,0]
[2025,"MISO_W_2_IESO","MISO_W","IESO","Internal","Winter","B19",700,90,0,44.26,37.25,8,0]
[2025,"MISO_WUMS_2_MISO_MI","MISO_WUMS","MISO_MI","Internal","Winter","B19",700,929,0,44.25,44.25,0.01,0]
[2025,"MISO_WUMS_2_PJM_ROR","MISO_WUMS","PJM_ROR","Internal","Winter","B19",700,1600,0,44.25,43.33,2,0]
[2025,"NYISO_A-F_2_IESO","NYISO_A-F","IESO","Internal","Winter","B19",700,1600,0,44.25,37.25,7,0]
[2025,"NYISO_G-I_2_NEISO","NYISO_G-I","NEISO","Internal","Winter","B19",700,600,0,50.77,48.68,3,0]
[2025,"PJM_E_2_NYISO_J-K","PJM_E","NYISO_J-K","Internal","Winter","B19",700,330,330,43.36,50.78,6,1.43]
[2025,"PJM_E_2_PJM_ROM","PJM_E","PJM_ROM","Internal","Winter","B19",700,8000,0,43.36,43.35,0.01,0]
[2025,"PJM_ROR_2_PJM_ROM","PJM_ROR","PJM_ROM","Internal","Winter","B19",700,8000,6493.09,43.33,43.35,0.01,0]
[2025,"PJM_ROM_2_NYISO_A-F","PJM_ROM","NYISO_A-F","Internal","Winter","B19",700,2000,0,43.35,44.25,6,0]
[2025,"SPP_N_2_MISO_MO-IL","SPP_N","MISO_MO-IL","Internal","Winter","B19",700,2000,0,42.44,44.23,5,0]
[2025,"SPP_S_2_SPP_N","SPP_S","SPP_N","Internal","Winter","B19",700,1023,0,42.46,42.44,0.01,0]
[2025,"TVA_2_VACAR","TVA","VACAR","Internal","Winter","B19",700,150,0,43.63,46.46,9,0]
[2025,"VACAR_2_PJM_ROR","VACAR","PJM_ROR","Internal","Winter","B19",700,2000,0,46.46,43.33,7,0]
[2025,"MAPP_US_2_RMPA","MAPP_US","RMPA","External","Winter","B19",700,200,200,38.56,47.44,8,0.88]
[2025,"SPP_N_2_RMPA","SPP_N","RMPA","External","Winter","B19",700,210,82.02,42.44,47.44,5,0]
[2025,"ENT_2_TVA_Transmission","ENT","TVA_Transmission","Internal","Summer","B2",25,2100,0,72.42,75.94,8,0]
[2025,"IESO_2_MISO_W","IESO","MISO_W","Internal","Summer","B2",25,140,140,58.97,67.930000000000007,7,1.96]
[2025,"MAPP_US_2_MISO_W","MAPP_US","MISO_W","Internal","Summer","B2",25,2635,0,63.75,67.930000000000007,7,0]
[2025,"MAPP_US_2_NE","MAPP_US","NE","Internal","Summer","B2",25,2000,1157.56,63.75,70.75,7,0]
[2025,"MISO_IN_2_NonRTO_Midwest","MISO_IN","NonRTO_Midwest","Internal","Summer","B2",25,4800,0,67.959999999999994,72.569999999999993,8,0]
[2025,"MISO_MI_2_PJM_ROR","MISO_MI","PJM_ROR","Internal","Summer","B2",25,1424,0,67.94,65.94,2,0]
[2025,"MISO_W_2_MAPP_CA","MISO_W","MAPP_CA","Internal","Summer","B2",25,718,0,67.930000000000007,65.97,0.01,0]
[2025,"MISO_W_2_MISO_WUMS","MISO_W","MISO_WUMS","Internal","Summer","B2",25,1629,0,67.930000000000007,63.94,0.01,0]
[2025,"MISO_WUMS_2_PJM_ROR","MISO_WUMS","PJM_ROR","Internal","Summer","B2",25,1600,79.13,63.94,65.94,2,0]
[2025,"NEISO_2_NYISO_G-I","NEISO","NYISO_G-I","Internal","Summer","B2",25,600,282.49,68.97,71.97,3,0]
[2025,"NYISO_A-F_2_PJM_ROM","NYISO_A-F","PJM_ROM","Internal","Summer","B2",25,1000,0,65.97,65.959999999999994,8,0]
[2025,"NYISO_G-I_2_NYISO_J-K","NYISO_G-I","NYISO_J-K","Internal","Summer","B2",25,6188,4409.95,71.97,71.98,0.01,0]
[2025,"PJM_ROR_2_MISO_MI","PJM_ROR","MISO_MI","Internal","Summer","B2",25,1305,69.650000000000006,65.94,67.94,2,0]
[2025,"PJM_ROR_2_TVA_Transmission","PJM_ROR","TVA_Transmission","Internal","Summer","B2",25,2500,2500,65.94,75.94,6,4]
[2025,"SOCO_2_FRCC","SOCO","FRCC","Internal","Summer","B2",25,3700,0,73.95,81.819999999999993,10,0]
[2025,"SPP_N_2_SPP_S","SPP_N","SPP_S","Internal","Summer","B2",25,4383,0,70.77,60.05,0.01,0]
[2025,"SPP_S_2_SPP_N","SPP_S","SPP_N","Internal","Summer","B2",25,1023,1023,60.05,70.77,0.01,10.7]
[2025,"TVA_2_NonRTO_Midwest","TVA","NonRTO_Midwest","Internal","Summer","B2",25,100,0,75.959999999999994,72.569999999999993,9,0]
[2025,"TVA_Transmission_2_SOCO","TVA_Transmission","SOCO","Internal","Summer","B2",25,3200,0,75.94,73.95,9,0]
[2025,"VACAR_2_TVA_Transmission","VACAR","TVA_Transmission","Internal","Summer","B2",25,900,0,77.58,75.94,7,0]
[2025,"RMPA_2_MAPP_US","RMPA","MAPP_US","External","Summer","B2",25,200,0,69.069999999999993,63.75,8,0]
[2025,"ENT_2_SOCO","ENT","SOCO","Internal","Winter","B20",935,2000,0,45.33,44.05,8,0]
[2025,"IESO_2_MISO_W","IESO","MISO_W","Internal","Winter","B20",935,140,0,37.25,37.31,7,0]
[2025,"MAPP_CA_2_MAPP_US","MAPP_CA","MAPP_US","Internal","Winter","B20",935,372,0,45.58,32.04,7,0]
[2025,"MAPP_US_2_NE","MAPP_US","NE","Internal","Winter","B20",935,2000,62.25,32.04,39.04,7,0]
[2025,"MISO_MI_2_IESO","MISO_MI","IESO","Internal","Winter","B20",935,1580,0,37.31,37.25,8,0]
[2025,"MISO_MO-IL_2_MISO_IN","MISO_MO-IL","MISO_IN","Internal","Winter","B20",935,2100,0,37.33,37.31,0.01,0]
[2025,"MISO_MO-IL_2_PJM_ROR","MISO_MO-IL","PJM_ROR","Internal","Winter","B20",935,1212,0,37.33,35.31,2,0]
[2025,"MISO_W_2_SPP_N","MISO_W","SPP_N","Internal","Winter","B20",935,3200,0,37.31,39.049999999999997,7,0]
[2025,"NE_2_SPP_N","NE","SPP_N","Internal","Winter","B20",935,3001,2508.12,39.04,39.049999999999997,0.01,0]
[2025,"NonRTO_Midwest_2_TVA_Transmission","NonRTO_Midwest","TVA_Transmission","Internal","Winter","B20",935,2400,0,37.299999999999997,41.31,8,0]
[2025,"NYISO_A-F_2_IESO","NYISO_A-F","IESO","Internal","Winter","B20",935,1600,0,44.25,37.25,7,0]
[2025,"NYISO_G-I_2_NYISO_A-F","NYISO_G-I","NYISO_A-F","Internal","Winter","B20",935,2506,0,48.18,44.25,0.01,0]
[2025,"PJM_ROR_2_MISO_IN","PJM_ROR","MISO_IN","Internal","Winter","B20",935,909,139.25,35.31,37.31,2,0]
[2025,"PJM_ROR_2_MISO_W","PJM_ROR","MISO_W","Internal","Winter","B20",935,709,0.35,35.31,37.31,2,0]
[2025,"PJM_ROR_2_VACAR","PJM_ROR","VACAR","Internal","Winter","B20",935,3000,668.47,35.31,41.31,6,0]
[2025,"SPP_N_2_ENT","SPP_N","ENT","Internal","Winter","B20",935,1800,1800,39.049999999999997,45.33,5,1.28]
[2025,"SPP_S_2_SPP_N","SPP_S","SPP_N","Internal","Winter","B20",935,1023,0,39.06,39.049999999999997,0.01,0]
[2025,"TVA_Transmission_2_ENT","TVA_Transmission","ENT","Internal","Winter","B20",935,3000,0,41.31,45.33,9,0]
[2025,"TVA_Transmission_2_VACAR","TVA_Transmission","VACAR","Internal","Winter","B20",935,900,0,41.31,41.31,9,0]
[2025,"MAPP_US_2_RMPA","MAPP_US","RMPA","External","Winter","B20",935,200,200,32.04,41.8,8,1.77]
[2025,"RMPA_2_NE","RMPA","NE","External","Winter","B20",935,310,0,41.8,39.04,8,0]
[2025,"HQ_NEISO_2_NEISO","HQ_NEISO","NEISO","Internal","Summer","B3",75,99999,2920,51,51.01,0.01,0]
[2025,"HQ_NY_2_NYISO_A-F","HQ_NY","NYISO_A-F","Internal","Summer","B3",75,99999,1000,54,54.01,0.01,0]
[2025,"IESO_2_MISO_W","IESO","MISO_W","Internal","Summer","B3",75,140,140,47.01,67.48,7,13.47]
[2025,"MAPP_US_2_MAPP_CA","MAPP_US","MAPP_CA","Internal","Summer","B3",75,165,0,63.75,56.75,7,0]
[2025,"MISO_MI_2_IESO","MISO_MI","IESO","Internal","Summer","B3",75,1580,0,63.85,47.01,8,0]
[2025,"MISO_MI_2_MISO_WUMS","MISO_MI","MISO_WUMS","Internal","Summer","B3",75,947,0,63.85,63.83,0.01,0]
[2025,"MISO_MO-IL_2_PJM_ROR","MISO_MO-IL","PJM_ROR","Internal","Summer","B3",75,1212,0,66.27,65.45,2,0]
[2025,"MISO_W_2_MISO_WUMS","MISO_W","MISO_WUMS","Internal","Summer","B3",75,1629,0,67.48,63.83,0.01,0]
[2025,"MISO_WUMS_2_MISO_W","MISO_WUMS","MISO_W","Internal","Summer","B3",75,1137,1137,63.83,67.48,0.01,3.64]
[2025,"NEISO_2_NYISO_G-I","NEISO","NYISO_G-I","Internal","Summer","B3",75,600,600,51.01,57.43,3,3.42]
[2025,"NYISO_A-F_2_NEISO","NYISO_A-F","NEISO","Internal","Summer","B3",75,600,0,54.01,51.01,3,0]
[2025,"NYISO_G-I_2_PJM_E","NYISO_G-I","PJM_E","Internal","Summer","B3",75,1500,1395.86,57.43,65.430000000000007,8,0]
[2025,"PJM_ROR_2_MISO_IN","PJM_ROR","MISO_IN","Internal","Summer","B3",75,909,0,65.45,66.25,2,0]
[2025,"PJM_ROR_2_PJM_ROM","PJM_ROR","PJM_ROM","Internal","Summer","B3",75,8000,0,65.45,65.44,0.01,0]
[2025,"PJM_ROM_2_PJM_ROR","PJM_ROM","PJM_ROR","Internal","Summer","B3",75,8000,4457.46,65.44,65.45,0.01,0]
[2025,"SPP_N_2_ENT","SPP_N","ENT","Internal","Summer","B3",75,1800,0,70.77,65.95,5,0]
[2025,"SPP_N_2_NE","SPP_N","NE","Internal","Summer","B3",75,1531,0,70.77,70.75,0.01,0]
[2025,"TVA_2_NonRTO_Midwest","TVA","NonRTO_Midwest","Internal","Summer","B3",75,100,0,71.47,72.569999999999993,9,0]
[2025,"TVA_Transmission_2_SOCO","TVA_Transmission","SOCO","Internal","Summer","B3",75,3200,0,71.45,73.95,9,0]
[2025,"VACAR_2_SOCO","VACAR","SOCO","Internal","Summer","B3",75,3000,0,77.58,73.95,7,0]
[2025,"RMPA_2_NE","RMPA","NE","External","Summer","B3",75,310,0,66.27,70.75,8,0]
[2025,"SPP_S_2_ERCOT","SPP_S","ERCOT","External","Summer","B3",75,800,0,60.05,60.55,5,0]
[2025,"HQ_IESO_2_IESO","HQ_IESO","IESO","Internal","Summer","B4",100,99999,400,42.83,42.84,0.01,0]
[2025,"MAPP_CA_2_IESO","MAPP_CA","IESO","Internal","Summer","B4",100,330,0,55.63,42.84,8,0]
[2025,"MAPP_US_2_NE","MAPP_US","NE","Internal","Summer","B4",100,2000,1578.7,62.63,69.63,7,0]
[2025,"MISO_MI_2_IESO","MISO_MI","IESO","Internal","Summer","B4",100,1580,0,63.17,42.84,8,0]
[2025,"MISO_MI_2_MISO_WUMS","MISO_MI","MISO_WUMS","Internal","Summer","B4",100,947,947,63.17,63.83,0.01,0.65]
[2025,"MISO_MO-IL_2_TVA_Transmission","MISO_MO-IL","TVA_Transmission","Internal","Summer","B4",100,4000,0,66.27,70.28,8,0]
[2025,"MISO_W_2_IESO","MISO_W","IESO","Internal","Summer","B4",100,90,0,66.28,42.84,8,0]
[2025,"MISO_W_2_SPP_N","MISO_W","SPP_N","Internal","Summer","B4",100,3200,0,66.28,69.64,7,0]
[2025,"NE_2_SPP_N","NE","SPP_N","Internal","Summer","B4",100,3001,2777.36,69.63,69.64,0.01,0]
[2025,"NYISO_A-F_2_NEISO","NYISO_A-F","NEISO","Internal","Summer","B4",100,600,0,49.84,40.78,3,0]
[2025,"NYISO_G-I_2_NEISO","NYISO_G-I","NEISO","Internal","Summer","B4",100,600,0,54.78,40.78,3,0]
[2025,"PJM_E_2_NYISO_J-K","PJM_E","NYISO_J-K","Internal","Summer","B4",100,330,0,64.25,54.8,6,0]
[2025,"PJM_ROR_2_MISO_MO-IL","PJM_ROR","MISO_MO-IL","Internal","Summer","B4",100,1111,0,64.28,66.27,2,0]
[2025,"PJM_ROR_2_VACAR","PJM_ROR","VACAR","Internal","Summer","B4",100,3000,3000,64.28,76.09,6,5.81]
[2025,"SPP_N_2_ENT","SPP_N","ENT","Internal","Summer","B4",100,1800,0,69.64,65.95,5,0]
[2025,"SPP_N_2_NE","SPP_N","NE","Internal","Summer","B4",100,1531,0,69.64,69.63,0.01,0]
[2025,"TVA_2_VACAR","TVA","VACAR","Internal","Summer","B4",100,150,0,70.290000000000006,76.09,9,0]
[2025,"TVA_Transmission_2_SOCO","TVA_Transmission","SOCO","Internal","Summer","B4",100,3200,0,70.28,73.95,9,0]
[2025,"AZ_NM_SNV_Coal_2_SPP_S","AZ_NM_SNV_Coal","SPP_S","External","Summer","B4",100,400,0,71.53,60.05,8.17,0]
[2025,"MAPP_US_2_RMPA","MAPP_US","RMPA","External","Summer","B4",100,200,0,62.63,61.63,8,0]
[2025,"SPP_N_2_RMPA","SPP_N","RMPA","External","Summer","B4",100,210,0,69.64,61.63,5,0]
[2025,"ENT_2_TVA_Transmission","ENT","TVA_Transmission","Internal","Summer","B5",200,2100,0,63.82,63.98,8,0]
[2025,"IESO_2_MISO_W","IESO","MISO_W","Internal","Summer","B5",200,140,140,42.84,60.93,7,11.09]
[2025,"MAPP_CA_2_MISO_W","MAPP_CA","MISO_W","Internal","Summer","B5",200,1988,1988,52.82,60.93,0.01,8.09]
[2025,"MISO_IN_2_MISO_MO-IL","MISO_IN","MISO_MO-IL","Internal","Summer","B5",200,5000,0,60.91,60.91,0.01,0]
[2025,"MISO_MI_2_MISO_WUMS","MISO_MI","MISO_WUMS","Internal","Summer","B5",200,947,108.84,60.9,60.91,0.01,0]
[2025,"MISO_MO-IL_2_SPP_N","MISO_MO-IL","SPP_N","Internal","Summer","B5",200,2000,0,60.91,66.83,8,0]
[2025,"MISO_W_2_MISO_MO-IL","MISO_W","MISO_MO-IL","Internal","Summer","B5",200,3800,0,60.93,60.91,0.01,0]
[2025,"MISO_W_2_SPP_N","MISO_W","SPP_N","Internal","Summer","B5",200,3200,0,60.93,66.83,7,0]
[2025,"NEISO_2_NYISO_G-I","NEISO","NYISO_G-I","Internal","Summer","B5",200,600,600,35.72,50.89,3,12.17]
[2025,"NYISO_A-F_2_NYISO_G-I","NYISO_A-F","NYISO_G-I","Internal","Summer","B5",200,4757,4757,49.84,50.89,0.01,1.04]
[2025,"NYISO_A-F_2_PJM_ROM","NYISO_A-F","PJM_ROM","Internal","Summer","B5",200,1000,1000,49.84,58.9,8,1.06]
[2025,"NYISO_G-I_2_PJM_E","NYISO_G-I","PJM_E","Internal","Summer","B5",200,1500,1007.86,50.89,58.89,8,0]
[2025,"PJM_ROR_2_MISO_IN","PJM_ROR","MISO_IN","Internal","Summer","B5",200,909,836.02,58.91,60.91,2,0]
[2025,"PJM_ROM_2_NYISO_A-F","PJM_ROM","NYISO_A-F","Internal","Summer","B5",200,2000,0,58.9,49.84,6,0]
[2025,"PJM_ROM_2_PJM_ROR","PJM_ROM","PJM_ROR","Internal","Summer","B5",200,8000,4482.59,58.9,58.91,0.01,0]
[2025,"SPP_N_2_NE","SPP_N","NE","Internal","Summer","B5",200,1531,0,66.83,66.819999999999993,0.01,0]
[2025,"TVA_2_MISO_MO-IL","TVA","MISO_MO-IL","Internal","Summer","B5",200,50,0,54.82,60.91,9,0]
[2025,"TVA_Transmission_2_NonRTO_Midwest","TVA_Transmission","NonRTO_Midwest","Internal","Summer","B5",200,700,0,63.98,68.91,9,0]
[2025,"TVA_Transmission_2_VACAR","TVA_Transmission","VACAR","Internal","Summer","B5",200,900,0,63.98,64.91,9,0]
[2025,"NWPP_Coal_2_MAPP_US","NWPP_Coal","MAPP_US","External","Summer","B5",200,150,150,50.88,59.82,8,0.94]
[2025,"SPP_S_2_ERCOT","SPP_S","ERCOT","External","Summer","B5",200,800,0,59.55,60.55,5,0]
[2025,"HQ_IESO_2_IESO","HQ_IESO","IESO","Internal","Summer","B6",300,99999,400,39.58,39.590000000000003,0.01,0]
[2025,"MAPP_CA_2_IESO","MAPP_CA","IESO","Internal","Summer","B6",300,330,0,47.37,39.590000000000003,8,0]
[2025,"MAPP_US_2_NE","MAPP_US","NE","Internal","Summer","B6",300,2000,1312.62,49.47,56.47,7,0]
[2025,"MISO_IN_2_MISO_MO-IL","MISO_IN","MISO_MO-IL","Internal","Summer","B6",300,5000,0,49.47,49.47,0.01,0]
[2025,"MISO_IN_2_PJM_ROR","MISO_IN","PJM_ROR","Internal","Summer","B6",300,992,0,49.47,47.47,2,0]
[2025,"MISO_MO-IL_2_ENT","MISO_MO-IL","ENT","Internal","Summer","B6",300,2540,373.92,49.47,57.47,8,0]
[2025,"MISO_MO-IL_2_TVA_Transmission","MISO_MO-IL","TVA_Transmission","Internal","Summer","B6",300,4000,0,49.47,52.66,8,0]
[2025,"MISO_W_2_PJM_ROR","MISO_W","PJM_ROR","Internal","Summer","B6",300,773,0,49.48,47.47,2,0]
[2025,"NEISO_2_NYISO_A-F","NEISO","NYISO_A-F","Internal","Summer","B6",300,600,600,35.72,46.59,3,7.87]
[2025,"NonRTO_Midwest_2_TVA_Transmission","NonRTO_Midwest","TVA_Transmission","Internal","Summer","B6",300,2400,0,57.47,52.66,8,0]
[2025,"NYISO_G-I_2_NEISO","NYISO_G-I","NEISO","Internal","Summer","B6",300,600,0,50.89,35.72,3,0]
[2025,"PJM_E_2_NYISO_G-I","PJM_E","NYISO_G-I","Internal","Summer","B6",300,500,0,47.45,50.89,6,0]
[2025,"PJM_ROR_2_MISO_MO-IL","PJM_ROR","MISO_MO-IL","Internal","Summer","B6",300,1111,712.61,47.47,49.47,2,0]
[2025,"PJM_ROR_2_MISO_WUMS","PJM_ROR","MISO_WUMS","Internal","Summer","B6",300,1467,832.79,47.47,49.47,2,0]
[2025,"SOCO_2_VACAR","SOCO","VACAR","Internal","Summer","B6",300,2000,0,60.44,53.47,10,0]
[2025,"SPP_S_2_ENT","SPP_S","ENT","Internal","Summer","B6",300,850,0,56.49,57.47,5,0]
[2025,"TVA_2_NonRTO_Midwest","TVA","NonRTO_Midwest","Internal","Summer","B6",300,100,100,44.95,57.47,9,3.52]
[2025,"TVA_2_SOCO","TVA","SOCO","Internal","Summer","B6",300,500,500,44.95,60.44,9,6.48]
[2025,"TVA_Transmission_2_TVA","TVA_Transmission","TVA","Internal","Summer","B6",300,99999,0,52.66,44.95,0.01,0]
[2025,"NE_2_RMPA","NE","RMPA","External","Summer","B6",300,310,0,56.47,46.13,5,0]
[2025,"RMPA_2_NE","RMPA","NE","External","Summer","B6",300,310,310,46.13,56.47,8,2.34]
[2025,"HQ_NEISO_2_NEISO","HQ_NEISO","NEISO","Internal","Summer","B7",400,99999,2920,35.71,35.72,0.01,0]
[2025,"IESO_2_MISO_MI","IESO","MISO_MI","Internal","Summer","B7",400,1840,1229.2,34.58,41.58,7,0]
[2025,"MAPP_CA_2_MISO_W","MAPP_CA","MISO_W","Internal","Summer","B7",400,1988,1130.44,41.54,41.56,0.01,0]
[2025,"MISO_IN_2_MISO_MO-IL","MISO_IN","MISO_MO-IL","Internal","Summer","B7",400,5000,0,41.57,41.56,0.01,0]
[2025,"MISO_MI_2_MISO_IN","MISO_MI","MISO_IN","Internal","Summer","B7",400,2045,0,41.58,41.57,0.01,0]
[2025,"MISO_MO-IL_2_MISO_W","MISO_MO-IL","MISO_W","Internal","Summer","B7",400,960,0,41.56,41.56,0.01,0]
[2025,"MISO_W_2_IESO","MISO_W","IESO","Internal","Summer","B7",400,90,0,41.56,34.58,8,0]
[2025,"MISO_WUMS_2_MISO_MI","MISO_WUMS","MISO_MI","Internal","Summer","B7",400,929,429.05,41.57,41.58,0.01,0]
[2025,"MISO_WUMS_2_MISO_W","MISO_WUMS","MISO_W","Internal","Summer","B7",400,1137,0,41.57,41.56,0.01,0]
[2025,"NEISO_2_NYISO_J-K","NEISO","NYISO_J-K","Internal","Summer","B7",400,500,500,35.72,41.6,3,2.88]
[2025,"NYISO_A-F_2_NEISO","NYISO_A-F","NEISO","Internal","Summer","B7",400,600,0,41.58,35.72,3,0]
[2025,"PJM_E_2_NYISO_G-I","PJM_E","NYISO_G-I","Internal","Summer","B7",400,500,0,42.2,41.59,6,0]
[2025,"PJM_E_2_PJM_ROM","PJM_E","PJM_ROM","Internal","Summer","B7",400,8000,2388.0700000000002,42.2,42.21,0.01,0]
[2025,"PJM_ROR_2_MISO_WUMS","PJM_ROR","MISO_WUMS","Internal","Summer","B7",400,1467,0,42.2,41.57,2,0]
[2025,"PJM_ROM_2_PJM_ROR","PJM_ROM","PJM_ROR","Internal","Summer","B7",400,8000,0,42.21,42.2,0.01,0]
[2025,"SPP_N_2_MISO_MO-IL","SPP_N","MISO_MO-IL","Internal","Summer","B7",400,2000,0,47.39,41.56,5,0]
[2025,"TVA_2_MISO_MO-IL","TVA","MISO_MO-IL","Internal","Summer","B7",400,50,0,43.12,41.56,9,0]
[2025,"TVA_2_VACAR","TVA","VACAR","Internal","Summer","B7",400,150,0,43.12,48.64,9,0]
[2025,"VACAR_2_PJM_ROR","VACAR","PJM_ROR","Internal","Summer","B7",400,2000,0,48.64,42.2,7,0]
[2025,"NWPP_Coal_2_MAPP_US","NWPP_Coal","MAPP_US","External","Summer","B7",400,150,0,50.88,40.380000000000003,8,0]
[2025,"RMPA_2_MAPP_US","RMPA","MAPP_US","External","Summer","B7",400,200,0,45.32,40.380000000000003,8,0]
[2025,"SPP_S_2_ERCOT","SPP_S","ERCOT","External","Summer","B7",400,800,753.97,47.4,52.4,5,0]
[2025,"IESO_2_MISO_MI","IESO","MISO_MI","Internal","Summer","B8",500,1840,1686.15,33.270000000000003,40.270000000000003,7,0]
[2025,"IESO_2_NYISO_A-F","IESO","NYISO_A-F","Internal","Summer","B8",500,1725,1385.36,33.270000000000003,40.270000000000003,7,0]
[2025,"MAPP_US_2_NE","MAPP_US","NE","Internal","Summer","B8",500,2000,1664.26,35.19,42.19,7,0]
[2025,"MISO_IN_2_PJM_ROR","MISO_IN","PJM_ROR","Internal","Summer","B8",500,992,0,40.26,39.56,2,0]
[2025,"MISO_MI_2_PJM_ROR","MISO_MI","PJM_ROR","Internal","Summer","B8",500,1424,0,40.270000000000003,39.56,2,0]
[2025,"MISO_MO-IL_2_TVA_Transmission","MISO_MO-IL","TVA_Transmission","Internal","Summer","B8",500,4000,0,40.25,44.21,8,0]
[2025,"MISO_W_2_MISO_MO-IL","MISO_W","MISO_MO-IL","Internal","Summer","B8",500,3800,0,40.26,40.25,0.01,0]
[2025,"NE_2_MISO_W","NE","MISO_W","Internal","Summer","B8",500,1600,0,42.19,40.26,5,0]
[2025,"NEISO_2_NYISO_J-K","NEISO","NYISO_J-K","Internal","Summer","B8",500,500,500,35.72,40.299999999999997,3,1.58]
[2025,"NYISO_A-F_2_PJM_ROM","NYISO_A-F","PJM_ROM","Internal","Summer","B8",500,1000,0,40.270000000000003,39.57,8,0]
[2025,"PJM_E_2_NYISO_G-I","PJM_E","NYISO_G-I","Internal","Summer","B8",500,500,0,39.56,40.28,6,0]
[2025,"PJM_E_2_PJM_ROM","PJM_E","PJM_ROM","Internal","Summer","B8",500,8000,303.49,39.56,39.57,0.01,0]
[2025,"PJM_ROR_2_MISO_MO-IL","PJM_ROR","MISO_MO-IL","Internal","Summer","B8",500,1111,0,39.56,40.25,2,0]
[2025,"PJM_ROR_2_VACAR","PJM_ROR","VACAR","Internal","Summer","B8",500,3000,1846.59,39.56,45.56,6,0]
[2025,"SOCO_2_VACAR","SOCO","VACAR","Internal","Summer","B8",500,2000,0,44.25,45.56,10,0]
[2025,"SPP_S_2_ENT","SPP_S","ENT","Internal","Summer","B8",500,850,0,42.21,43.28,5,0]
[2025,"TVA_2_SOCO","TVA","SOCO","Internal","Summer","B8",500,500,0,43.12,44.25,9,0]
[2025,"VACAR_2_PJM_ROR","VACAR","PJM_ROR","Internal","Summer","B8",500,2000,0,45.56,39.56,7,0]
[2025,"AZ_NM_SNV_Coal_2_SPP_S","AZ_NM_SNV_Coal","SPP_S","External","Summer","B8",500,400,0,50.9,42.21,8.17,0]
[2025,"RMPA_2_MAPP_US","RMPA","MAPP_US","External","Summer","B8",500,200,0,45.32,35.19,8,0]
[2025,"ENT_2_TVA_Transmission","ENT","TVA_Transmission","Internal","Summer","B9",800,2100,0,43.28,42.38,8,0]
[2025,"IESO_2_MISO_MI","IESO","MISO_MI","Internal","Summer","B9",800,1840,1695.23,31.73,38.729999999999997,7,0]
[2025,"IESO_2_NYISO_A-F","IESO","NYISO_A-F","Internal","Summer","B9",800,1725,341.68,31.73,38.729999999999997,7,0]
[2025,"MISO_IN_2_MISO_MI","MISO_IN","MISO_MI","Internal","Summer","B9",800,5000,1678.9,38.71,38.729999999999997,0.01,0]
[2025,"MISO_MI_2_MISO_IN","MISO_MI","MISO_IN","Internal","Summer","B9",800,2045,0,38.729999999999997,38.71,0.01,0]
[2025,"MISO_MO-IL_2_MISO_IN","MISO_MO-IL","MISO_IN","Internal","Summer","B9",800,2100,0,38.71,38.71,0.01,0]
[2025,"MISO_MO-IL_2_MISO_W","MISO_MO-IL","MISO_W","Internal","Summer","B9",800,960,211.72,38.71,38.729999999999997,0.01,0]
[2025,"MISO_W_2_MISO_MO-IL","MISO_W","MISO_MO-IL","Internal","Summer","B9",800,3800,0,38.729999999999997,38.71,0.01,0]
[2025,"MISO_WUMS_2_MISO_MI","MISO_WUMS","MISO_MI","Internal","Summer","B9",800,929,0,38.74,38.729999999999997,0.01,0]
[2025,"NEISO_2_NYISO_A-F","NEISO","NYISO_A-F","Internal","Summer","B9",800,600,600,35.72,38.729999999999997,3,0.01]
[2025,"NYISO_A-F_2_IESO","NYISO_A-F","IESO","Internal","Summer","B9",800,1600,0,38.729999999999997,31.73,7,0]
[2025,"NYISO_G-I_2_NYISO_J-K","NYISO_G-I","NYISO_J-K","Internal","Summer","B9",800,6188,4038.58,38.74,38.75,0.01,0]
[2025,"PJM_E_2_PJM_ROM","PJM_E","PJM_ROM","Internal","Summer","B9",800,8000,0,36.840000000000003,36.83,0.01,0]
[2025,"PJM_ROR_2_PJM_ROM","PJM_ROR","PJM_ROM","Internal","Summer","B9",800,8000,3871.29,36.82,36.83,0.01,0]
[2025,"PJM_ROM_2_PJM_E","PJM_ROM","PJM_E","Internal","Summer","B9",800,8000,345.91,36.83,36.840000000000003,0.01,0]
[2025,"SPP_N_2_MISO_MO-IL","SPP_N","MISO_MO-IL","Internal","Summer","B9",800,2000,0,41.36,38.71,5,0]
[2025,"SPP_S_2_SPP_N","SPP_S","SPP_N","Internal","Summer","B9",800,1023,0,41.37,41.36,0.01,0]
[2025,"TVA_Transmission_2_ENT","TVA_Transmission","ENT","Internal","Summer","B9",800,3000,0,42.38,43.28,9,0]
[2025,"TVA_Transmission_2_NonRTO_Midwest","TVA_Transmission","NonRTO_Midwest","Internal","Summer","B9",800,700,0,42.38,37.44,9,0]
[2025,"VACAR_2_PJM_ROR","VACAR","PJM_ROR","Internal","Summer","B9",800,2000,0,42.82,36.82,7,0]
[2025,"NE_2_RMPA","NE","RMPA","External","Summer","B9",800,310,0,41.34,42.71,5,0]
[2030,"IESO_2_MAPP_CA","IESO","MAPP_CA","Internal","Summer","B1",10,262,0,65.23,35.18,7,0]
[2030,"MAPP_US_2_MAPP_CA","MAPP_US","MAPP_CA","Internal","Summer","B1",10,165,0,65.48,35.18,7,0]
[2030,"MISO_MI_2_IESO","MISO_MI","IESO","Internal","Summer","B1",10,1580,0,72.23,65.23,8,0]
[2030,"MISO_MO-IL_2_PJM_ROR","MISO_MO-IL","PJM_ROR","Internal","Summer","B1",10,1212,0,72.38,69.28,2,0]
[2030,"MISO_WUMS_2_MISO_W","MISO_WUMS","MISO_W","Internal","Summer","B1",10,1137,0,67.680000000000007,72.37,0.01,4.6900000000000004]
[2030,"MISO_WUMS_2_PJM_ROR","MISO_WUMS","PJM_ROR","Internal","Summer","B1",10,1600,0,67.680000000000007,69.28,2,0]
[2030,"NYISO_G-I_2_NYISO_A-F","NYISO_G-I","NYISO_A-F","Internal","Summer","B1",10,2506,0,75.28,69.28,0.01,0]
[2030,"PJM_ROM_2_PJM_E","PJM_ROM","PJM_E","Internal","Summer","B1",10,8000,0,69.290000000000006,69.28,0.01,0]
[2030,"SPP_N_2_SPP_S","SPP_N","SPP_S","Internal","Summer","B1",10,4383,0,72.489999999999995,45.66,0.01,0]
[2030,"TVA_2_VACAR","TVA","VACAR","Internal","Summer","B1",10,150,0,80.400000000000006,79.19,9,0]
[2030,"VACAR_2_PJM_ROR","VACAR","PJM_ROR","Internal","Summer","B1",10,2000,0,79.19,69.28,7,0]
[2030,"NE_2_RMPA","NE","RMPA","External","Summer","B1",10,310,0,72.48,74.510000000000005,5,0]
[2030,"RMPA_2_MAPP_US","RMPA","MAPP_US","External","Summer","B1",10,200,0,74.510000000000005,65.48,8,0]
[2030,"IESO_2_MISO_W","IESO","MISO_W","Internal","Summer","B1",10,140,140,65.23,72.37,7,0.14000000000000001]
[2030,"NEISO_2_NYISO_G-I","NEISO","NYISO_G-I","Internal","Summer","B1",10,600,249.19,72.28,75.28,3,0]
[2030,"HQ_IESO_2_IESO","HQ_IESO","IESO","Internal","Summer","B1",10,99999,400,65.22,65.23,0.01,0]
[2030,"PJM_ROR_2_MISO_IN","PJM_ROR","MISO_IN","Internal","Summer","B1",10,909,909,69.28,72.37,2,1.0900000000000001]
[2030,"SPP_S_2_SPP_N","SPP_S","SPP_N","Internal","Summer","B1",10,1023,1023,45.66,72.489999999999995,0.01,26.82]
[2030,"PJM_ROR_2_MISO_MI","PJM_ROR","MISO_MI","Internal","Summer","B1",10,1305,1305,69.28,72.23,2,0.95]
[2030,"MAPP_CA_2_MISO_W","MAPP_CA","MISO_W","Internal","Summer","B1",10,1988,1988,35.18,72.37,0.01,37.18]
[2030,"HQ_NEISO_2_NEISO","HQ_NEISO","NEISO","Internal","Summer","B1",10,99999,2920,72.27,72.28,0.01,0]
[2030,"ENT_2_TVA_Transmission","ENT","TVA_Transmission","Internal","Summer","B10",1262,2100,0,43.87,38.049999999999997,8,0]
[2030,"HQ_NY_2_NYISO_A-F","HQ_NY","NYISO_A-F","Internal","Summer","B10",1262,99999,30.11,39.75,39.76,0.01,0]
[2030,"MAPP_CA_2_MAPP_US","MAPP_CA","MAPP_US","Internal","Summer","B10",1262,372,0,35.18,28.19,7,0]
[2030,"MAPP_US_2_NE","MAPP_US","NE","Internal","Summer","B10",1262,2000,1694.93,28.19,35.19,7,0]
[2030,"MARITIMES_2_NEISO","MARITIMES","NEISO","Internal","Summer","B10",1262,99999,465.06,36.770000000000003,36.79,0.01,0]
[2030,"MISO_MI_2_MISO_IN","MISO_MI","MISO_IN","Internal","Summer","B10",1262,2045,0,36.08,36.06,0.01,0]
[2030,"MISO_MO-IL_2_PJM_ROR","MISO_MO-IL","PJM_ROR","Internal","Summer","B10",1262,1212,0,35.200000000000003,33.200000000000003,2,0]
[2030,"MISO_W_2_IESO","MISO_W","IESO","Internal","Summer","B10",1262,90,0,35.19,32.770000000000003,8,0]
[2030,"MISO_WUMS_2_MISO_MI","MISO_WUMS","MISO_MI","Internal","Summer","B10",1262,929,726.53,36.06,36.08,0.01,0]
[2030,"NE_2_SPP_N","NE","SPP_N","Internal","Summer","B10",1262,3001,3001,35.19,38.79,0.01,3.59]
[2030,"NYISO_A-F_2_IESO","NYISO_A-F","IESO","Internal","Summer","B10",1262,1600,0,39.76,32.770000000000003,7,0]
[2030,"NYISO_G-I_2_NYISO_J-K","NYISO_G-I","NYISO_J-K","Internal","Summer","B10",1262,6188,1997.4,39.770000000000003,39.79,0.01,0]
[2030,"NYISO_J-K_2_PJM_E","NYISO_J-K","PJM_E","Internal","Summer","B10",1262,330,0,39.79,33.770000000000003,8,0]
[2030,"PJM_ROR_2_MISO_WUMS","PJM_ROR","MISO_WUMS","Internal","Summer","B10",1262,1467,1467,33.200000000000003,36.06,2,0.86]
[2030,"PJM_ROR_2_VACAR","PJM_ROR","VACAR","Internal","Summer","B10",1262,3000,0,33.200000000000003,36.770000000000003,6,0]
[2030,"SPP_N_2_ENT","SPP_N","ENT","Internal","Summer","B10",1262,1800,1800,38.79,43.87,5,0.08]
[2030,"SPP_N_2_MISO_MO-IL","SPP_N","MISO_MO-IL","Internal","Summer","B10",1262,2000,0,38.79,35.200000000000003,5,0]
[2030,"TVA_2_MISO_MO-IL","TVA","MISO_MO-IL","Internal","Summer","B10",1262,50,0,36.630000000000003,35.200000000000003,9,0]
[2030,"TVA_2_VACAR","TVA","VACAR","Internal","Summer","B10",1262,150,0,36.630000000000003,36.770000000000003,9,0]
[2030,"VACAR_2_PJM_ROR","VACAR","PJM_ROR","Internal","Summer","B10",1262,2000,0,36.770000000000003,33.200000000000003,7,0]
[2030,"MAPP_US_2_RMPA","MAPP_US","RMPA","External","Summer","B10",1262,200,200,28.19,43.79,8,7.6]
[2030,"SPP_N_2_RMPA","SPP_N","RMPA","External","Summer","B10",1262,210,189.55,38.79,43.79,5,0]
[2030,"MAPP_CA_2_IESO","MAPP_CA","IESO","Internal","Shoulder","B11",25,330,0,37.619999999999997,40.53,8,0]
[2030,"MISO_IN_2_PJM_ROR","MISO_IN","PJM_ROR","Internal","Shoulder","B11",25,992,0,53.27,45.2,2,0]
[2030,"MISO_MO-IL_2_PJM_ROR","MISO_MO-IL","PJM_ROR","Internal","Shoulder","B11",25,1212,0,53.26,45.2,2,0]
[2030,"MISO_W_2_IESO","MISO_W","IESO","Internal","Shoulder","B11",25,90,0,53.24,40.53,8,0]
[2030,"NonRTO_Midwest_2_TVA_Transmission","NonRTO_Midwest","TVA_Transmission","Internal","Shoulder","B11",25,2400,0,61.27,51.2,8,0]
[2030,"NYISO_G-I_2_NYISO_A-F","NYISO_G-I","NYISO_A-F","Internal","Shoulder","B11",25,2506,0,47.54,47.53,0.01,0]
[2030,"NYISO_G-I_2_PJM_E","NYISO_G-I","PJM_E","Internal","Shoulder","B11",25,1500,0,47.54,45.18,8,0]
[2030,"PJM_ROR_2_PJM_ROM","PJM_ROR","PJM_ROM","Internal","Shoulder","B11",25,8000,0,45.2,45.19,0.01,0]
[2030,"SPP_N_2_NE","SPP_N","NE","Internal","Shoulder","B11",25,1531,0,53.26,53.24,0.01,0]
[2030,"VACAR_2_TVA_Transmission","VACAR","TVA_Transmission","Internal","Shoulder","B11",25,900,0,51.2,51.2,7,0]
[2030,"MAPP_US_2_RMPA","MAPP_US","RMPA","External","Shoulder","B11",25,200,0,46.24,50.6,8,0]
[2030,"RMPA_2_SPP_N","RMPA","SPP_N","External","Shoulder","B11",25,210,0,50.6,53.26,8,0]
[2030,"MAPP_CA_2_MAPP_US","MAPP_CA","MAPP_US","Internal","Shoulder","B11",25,372,372,37.619999999999997,46.24,7,1.62]
[2030,"TVA_2_SOCO","TVA","SOCO","Internal","Shoulder","B11",25,500,500,48.87,60.2,9,2.33]
[2030,"MISO_WUMS_2_MISO_MI","MISO_WUMS","MISO_MI","Internal","Shoulder","B11",25,929,622.77,53.23,53.24,0.01,0]
[2030,"PJM_ROR_2_MISO_IN","PJM_ROR","MISO_IN","Internal","Shoulder","B11",25,909,909,45.2,53.27,2,6.07]
[2030,"TVA_Transmission_2_SOCO","TVA_Transmission","SOCO","Internal","Shoulder","B11",25,3200,1122.08,51.2,60.2,9,0]
[2030,"MAPP_US_2_NE","MAPP_US","NE","Internal","Shoulder","B11",25,2000,1616.08,46.24,53.24,7,0]
[2030,"MAPP_CA_2_MISO_W","MAPP_CA","MISO_W","Internal","Shoulder","B11",25,1988,1988,37.619999999999997,53.24,0.01,15.61]
[2030,"PJM_ROR_2_VACAR","PJM_ROR","VACAR","Internal","Shoulder","B11",25,3000,2345.5,45.2,51.2,6,0]
[2030,"MISO_W_2_MISO_MO-IL","MISO_W","MISO_MO-IL","Internal","Shoulder","B11",25,3800,3227.64,53.24,53.26,0.01,0]
[2030,"ENT_2_SOCO","ENT","SOCO","Internal","Shoulder","B12",200,2000,0,47.35,47.47,8,0]
[2030,"IESO_2_MAPP_CA","IESO","MAPP_CA","Internal","Shoulder","B12",200,262,0,36.35,37.619999999999997,7,0]
[2030,"MAPP_CA_2_MAPP_US","MAPP_CA","MAPP_US","Internal","Shoulder","B12",200,372,0,37.619999999999997,38.31,7,0]
[2030,"MARITIMES_2_NEISO","MARITIMES","NEISO","Internal","Shoulder","B12",200,99999,1717.44,40.19,40.21,0.01,0]
[2030,"MISO_MI_2_MISO_WUMS","MISO_MI","MISO_WUMS","Internal","Shoulder","B12",200,947,0,48.06,45.6,0.01,0]
[2030,"MISO_MO-IL_2_MISO_IN","MISO_MO-IL","MISO_IN","Internal","Shoulder","B12",200,2100,2100,45.32,48.07,0.01,2.73]
[2030,"MISO_W_2_IESO","MISO_W","IESO","Internal","Shoulder","B12",200,90,0,45.31,36.35,8,0]
[2030,"MISO_W_2_SPP_N","MISO_W","SPP_N","Internal","Shoulder","B12",200,3200,0,45.31,45.28,7,0]
[2030,"NE_2_SPP_N","NE","SPP_N","Internal","Shoulder","B12",200,3001,118.21,45.26,45.28,0.01,0]
[2030,"NEISO_2_NYISO_G-I","NEISO","NYISO_G-I","Internal","Shoulder","B12",200,600,600,40.21,43.36,3,0.15]
[2030,"NYISO_G-I_2_NYISO_A-F","NYISO_G-I","NYISO_A-F","Internal","Shoulder","B12",200,2506,0,43.36,43.35,0.01,0]
[2030,"PJM_E_2_NYISO_J-K","PJM_E","NYISO_J-K","Internal","Shoulder","B12",200,330,0,43.6,43.37,6,0]
[2030,"PJM_ROR_2_MISO_MO-IL","PJM_ROR","MISO_MO-IL","Internal","Shoulder","B12",200,1111,0,43.6,45.32,2,0]
[2030,"PJM_ROR_2_MISO_W","PJM_ROR","MISO_W","Internal","Shoulder","B12",200,709,0,43.6,45.31,2,0]
[2030,"PJM_ROM_2_NYISO_A-F","PJM_ROM","NYISO_A-F","Internal","Shoulder","B12",200,2000,0,43.61,43.35,6,0]
[2030,"SPP_N_2_NE","SPP_N","NE","Internal","Shoulder","B12",200,1531,0,45.28,45.26,0.01,0]
[2030,"SPP_S_2_SPP_N","SPP_S","SPP_N","Internal","Shoulder","B12",200,1023,499.51,45.26,45.28,0.01,0]
[2030,"TVA_2_SOCO","TVA","SOCO","Internal","Shoulder","B12",200,500,0,46.33,47.47,9,0]
[2030,"TVA_Transmission_2_VACAR","TVA_Transmission","VACAR","Internal","Shoulder","B12",200,900,0,48.41,45.13,9,0]
[2030,"MAPP_US_2_RMPA","MAPP_US","RMPA","External","Shoulder","B12",200,200,200,38.31,50.6,8,4.29]
[2030,"SPP_N_2_RMPA","SPP_N","RMPA","External","Shoulder","B12",200,210,210,45.28,50.6,5,0.33]
[2030,"IESO_2_MAPP_CA","IESO","MAPP_CA","Internal","Shoulder","B13",600,262,0,36.340000000000003,37.619999999999997,7,0]
[2030,"MISO_IN_2_PJM_ROR","MISO_IN","PJM_ROR","Internal","Shoulder","B13",600,992,0,44.93,42.93,2,0]
[2030,"MISO_MI_2_PJM_ROR","MISO_MI","PJM_ROR","Internal","Shoulder","B13",600,1424,0,44.94,42.93,2,0]
[2030,"MISO_W_2_IESO","MISO_W","IESO","Internal","Shoulder","B13",600,90,0,44.03,36.340000000000003,8,0]
[2030,"MISO_W_2_MAPP_CA","MISO_W","MAPP_CA","Internal","Shoulder","B13",600,718,0,44.03,37.619999999999997,0.01,0]
[2030,"NonRTO_Midwest_2_TVA_Transmission","NonRTO_Midwest","TVA_Transmission","Internal","Shoulder","B13",600,2400,0,52.93,46.14,8,0]
[2030,"NYISO_A-F_2_PJM_ROM","NYISO_A-F","PJM_ROM","Internal","Shoulder","B13",600,1000,0,43.34,42.94,8,0]
[2030,"PJM_ROR_2_MISO_MO-IL","PJM_ROR","MISO_MO-IL","Internal","Shoulder","B13",600,1111,0,42.93,44.05,2,0]
[2030,"PJM_ROR_2_MISO_WUMS","PJM_ROR","MISO_WUMS","Internal","Shoulder","B13",600,1467,0,42.93,44.05,2,0]
[2030,"SOCO_2_FRCC","SOCO","FRCC","Internal","Shoulder","B13",600,3700,0,47.47,55.86,10,0]
[2030,"SPP_S_2_SPP_N","SPP_S","SPP_N","Internal","Shoulder","B13",600,1023,0,44.06,44.05,0.01,0]
[2030,"TVA_2_VACAR","TVA","VACAR","Internal","Shoulder","B13",600,150,0,43.19,41.7,9,0]
[2030,"VACAR_2_PJM_ROR","VACAR","PJM_ROR","Internal","Shoulder","B13",600,2000,0,41.7,42.93,7,0]
[2030,"AZ_NM_SNV_Coal_2_SPP_S","AZ_NM_SNV_Coal","SPP_S","External","Shoulder","B13",600,400,0,56.53,44.06,8.17,0]
[2030,"TVA_2_NonRTO_Midwest","TVA","NonRTO_Midwest","Internal","Shoulder","B13",600,100,100,43.19,52.93,9,0.74]
[2030,"NE_2_RMPA","NE","RMPA","External","Shoulder","B13",600,310,310,44.03,49.2,5,0.17]
[2030,"NEISO_2_NYISO_J-K","NEISO","NYISO_J-K","Internal","Shoulder","B13",600,500,500,40.21,43.36,3,0.16]
[2030,"NEISO_2_NYISO_A-F","NEISO","NYISO_A-F","Internal","Shoulder","B13",600,600,600,40.21,43.34,3,0.13]
[2030,"PJM_ROR_2_MISO_MI","PJM_ROR","MISO_MI","Internal","Shoulder","B13",600,1305,1305,42.93,44.94,2,0.01]
[2030,"IESO_2_NYISO_A-F","IESO","NYISO_A-F","Internal","Shoulder","B13",600,1725,1604.02,36.340000000000003,43.34,7,0]
[2030,"MISO_W_2_MISO_MO-IL","MISO_W","MISO_MO-IL","Internal","Shoulder","B13",600,3800,2658.28,44.03,44.05,0.01,0]
[2030,"ENT_2_SOCO","ENT","SOCO","Internal","Shoulder","B14",900,2000,0,45.46,47.47,8,0]
[2030,"HQ_IESO_2_IESO","HQ_IESO","IESO","Internal","Shoulder","B14",900,99999,400,35.950000000000003,35.96,0.01,0]
[2030,"MAPP_CA_2_MAPP_US","MAPP_CA","MAPP_US","Internal","Shoulder","B14",900,372,0,37.619999999999997,33.14,7,0]
[2030,"MAPP_US_2_MISO_W","MAPP_US","MISO_W","Internal","Shoulder","B14",900,2635,1651.38,33.14,40.14,7,0]
[2030,"MISO_MI_2_IESO","MISO_MI","IESO","Internal","Shoulder","B14",900,1580,0,42.96,35.96,8,0]
[2030,"MISO_MO-IL_2_ENT","MISO_MO-IL","ENT","Internal","Shoulder","B14",900,2540,0,40.159999999999997,45.46,8,0]
[2030,"MISO_MO-IL_2_TVA_Transmission","MISO_MO-IL","TVA_Transmission","Internal","Shoulder","B14",900,4000,0,40.159999999999997,44.42,8,0]
[2030,"MISO_W_2_SPP_N","MISO_W","SPP_N","Internal","Shoulder","B14",900,3200,0,40.14,40.159999999999997,7,0]
[2030,"MISO_WUMS_2_MISO_W","MISO_WUMS","MISO_W","Internal","Shoulder","B14",900,1137,0,42.45,40.14,0.01,0]
[2030,"NE_2_SPP_N","NE","SPP_N","Internal","Shoulder","B14",900,3001,709.5,40.14,40.159999999999997,0.01,0]
[2030,"NYISO_A-F_2_IESO","NYISO_A-F","IESO","Internal","Shoulder","B14",900,1600,0,43.21,35.96,7,0]
[2030,"NYISO_G-I_2_NYISO_A-F","NYISO_G-I","NYISO_A-F","Internal","Shoulder","B14",900,2506,0,43.22,43.21,0.01,0]
[2030,"PJM_E_2_NYISO_J-K","PJM_E","NYISO_J-K","Internal","Shoulder","B14",900,330,0,40.96,43.23,6,0]
[2030,"PJM_ROR_2_MISO_WUMS","PJM_ROR","MISO_WUMS","Internal","Shoulder","B14",900,1467,0,40.96,42.45,2,0]
[2030,"PJM_ROR_2_VACAR","PJM_ROR","VACAR","Internal","Shoulder","B14",900,3000,0,40.96,40.47,6,0]
[2030,"SPP_N_2_ENT","SPP_N","ENT","Internal","Shoulder","B14",900,1800,1800,40.159999999999997,45.46,5,0.31]
[2030,"SPP_S_2_ENT","SPP_S","ENT","Internal","Shoulder","B14",900,850,850,40.17,45.46,5,0.3]
[2030,"TVA_2_VACAR","TVA","VACAR","Internal","Shoulder","B14",900,150,0,43.19,40.47,9,0]
[2030,"TVA_Transmission_2_VACAR","TVA_Transmission","VACAR","Internal","Shoulder","B14",900,900,0,44.42,40.47,9,0]
[2030,"VACAR_2_SOCO","VACAR","SOCO","Internal","Shoulder","B14",900,3000,420.63,40.47,47.47,7,0]
[2030,"RMPA_2_SPP_N","RMPA","SPP_N","External","Shoulder","B14",900,210,0,49.2,40.159999999999997,8,0]
[2030,"HQ_NEISO_2_NEISO","HQ_NEISO","NEISO","Internal","Shoulder","B15",1203,99999,1143.24,40.19,40.21,0.01,0]
[2030,"IESO_2_MISO_MI","IESO","MISO_MI","Internal","Shoulder","B15",1203,1840,0,34.880000000000003,38.15,7,0]
[2030,"IESO_2_MISO_W","IESO","MISO_W","Internal","Shoulder","B15",1203,140,0,34.880000000000003,37.61,7,0]
[2030,"MAPP_US_2_MISO_W","MAPP_US","MISO_W","Internal","Shoulder","B15",1203,2635,1113.6199999999999,30.61,37.61,7,0]
[2030,"MISO_IN_2_MISO_MO-IL","MISO_IN","MISO_MO-IL","Internal","Shoulder","B15",1203,5000,0,38.14,37.619999999999997,0.01,0]
[2030,"MISO_MI_2_MISO_WUMS","MISO_MI","MISO_WUMS","Internal","Shoulder","B15",1203,947,0,38.15,38.14,0.01,0]
[2030,"MISO_MO-IL_2_MISO_W","MISO_MO-IL","MISO_W","Internal","Shoulder","B15",1203,960,0,37.619999999999997,37.61,0.01,0]
[2030,"MISO_W_2_MISO_MO-IL","MISO_W","MISO_MO-IL","Internal","Shoulder","B15",1203,3800,2874.18,37.61,37.619999999999997,0.01,0]
[2030,"MISO_WUMS_2_MISO_W","MISO_WUMS","MISO_W","Internal","Shoulder","B15",1203,1137,0,38.14,37.61,0.01,0]
[2030,"NEISO_2_NYISO_J-K","NEISO","NYISO_J-K","Internal","Shoulder","B15",1203,500,0,40.21,41.9,3,0]
[2030,"NYISO_A-F_2_NYISO_G-I","NYISO_A-F","NYISO_G-I","Internal","Shoulder","B15",1203,4757,2032.1,41.88,41.89,0.01,0]
[2030,"NYISO_G-I_2_NYISO_A-F","NYISO_G-I","NYISO_A-F","Internal","Shoulder","B15",1203,2506,0,41.89,41.88,0.01,0]
[2030,"PJM_ROR_2_MISO_IN","PJM_ROR","MISO_IN","Internal","Shoulder","B15",1203,909,909,35.869999999999997,38.14,2,0.27]
[2030,"PJM_ROR_2_PJM_ROM","PJM_ROR","PJM_ROM","Internal","Shoulder","B15",1203,8000,7691.48,35.869999999999997,35.880000000000003,0.01,0]
[2030,"PJM_ROR_2_TVA_Transmission","PJM_ROR","TVA_Transmission","Internal","Shoulder","B15",1203,2500,0,35.869999999999997,39.090000000000003,6,0]
[2030,"PJM_ROM_2_PJM_ROR","PJM_ROM","PJM_ROR","Internal","Shoulder","B15",1203,8000,0,35.880000000000003,35.869999999999997,0.01,0]
[2030,"SPP_N_2_NE","SPP_N","NE","Internal","Shoulder","B15",1203,1531,0,37.619999999999997,37.61,0.01,0]
[2030,"TVA_2_VACAR","TVA","VACAR","Internal","Shoulder","B15",1203,150,0,37.119999999999997,36.619999999999997,9,0]
[2030,"TVA_Transmission_2_NonRTO_Midwest","TVA_Transmission","NonRTO_Midwest","Internal","Shoulder","B15",1203,700,0,39.090000000000003,37.74,9,0]
[2030,"VACAR_2_SOCO","VACAR","SOCO","Internal","Shoulder","B15",1203,3000,3000,36.619999999999997,43.77,7,0.15]
[2030,"RMPA_2_MAPP_US","RMPA","MAPP_US","External","Shoulder","B15",1203,200,0,48.35,30.61,8,0]
[2030,"SPP_S_2_ERCOT","SPP_S","ERCOT","External","Shoulder","B15",1203,800,713.35,37.64,42.64,5,0]
[2030,"HQ_NEISO_2_NEISO","HQ_NEISO","NEISO","Internal","Winter","B16",25,99999,2920,50.76,50.77,0.01,0]
[2030,"MAPP_CA_2_IESO","MAPP_CA","IESO","Internal","Winter","B16",25,330,0,42.47,45.43,8,0]
[2030,"MAPP_US_2_NE","MAPP_US","NE","Internal","Winter","B16",25,2000,1808.79,40.47,47.47,7,0]
[2030,"MISO_IN_2_PJM_ROR","MISO_IN","PJM_ROR","Internal","Winter","B16",25,992,0,52.44,46.62,2,0]
[2030,"MISO_MO-IL_2_ENT","MISO_MO-IL","ENT","Internal","Winter","B16",25,2540,0,47.48,52.48,8,0]
[2030,"MISO_MO-IL_2_TVA_Transmission","MISO_MO-IL","TVA_Transmission","Internal","Winter","B16",25,4000,0,47.48,52.62,8,0]
[2030,"MISO_W_2_MISO_MO-IL","MISO_W","MISO_MO-IL","Internal","Winter","B16",25,3800,3690.91,47.47,47.48,0.01,0]
[2030,"MISO_W_2_PJM_ROR","MISO_W","PJM_ROR","Internal","Winter","B16",25,773,0,47.47,46.62,2,0]
[2030,"NE_2_MISO_W","NE","MISO_W","Internal","Winter","B16",25,1600,0,47.47,47.47,5,0]
[2030,"NonRTO_Midwest_2_TVA_Transmission","NonRTO_Midwest","TVA_Transmission","Internal","Winter","B16",25,2400,0,60.44,52.62,8,0]
[2030,"NYISO_G-I_2_NEISO","NYISO_G-I","NEISO","Internal","Winter","B16",25,600,0,53.77,50.77,3,0]
[2030,"PJM_E_2_PJM_ROM","PJM_E","PJM_ROM","Internal","Winter","B16",25,8000,0,46.65,46.64,0.01,0]
[2030,"PJM_ROR_2_MISO_MO-IL","PJM_ROR","MISO_MO-IL","Internal","Winter","B16",25,1111,0,46.62,47.48,2,0]
[2030,"PJM_ROR_2_VACAR","PJM_ROR","VACAR","Internal","Winter","B16",25,3000,642.74,46.62,52.62,6,0]
[2030,"SOCO_2_VACAR","SOCO","VACAR","Internal","Winter","B16",25,2000,0,60.03,52.62,10,0]
[2030,"SPP_S_2_ENT","SPP_S","ENT","Internal","Winter","B16",25,850,0,47.5,52.48,5,0]
[2030,"TVA_2_VACAR","TVA","VACAR","Internal","Winter","B16",25,150,0,52.64,52.62,9,0]
[2030,"TVA_Transmission_2_NonRTO_Midwest","TVA_Transmission","NonRTO_Midwest","Internal","Winter","B16",25,700,0,52.62,60.44,9,0]
[2030,"AZ_NM_SNV_Coal_2_SPP_S","AZ_NM_SNV_Coal","SPP_S","External","Winter","B16",25,400,0,60.82,47.5,8.17,0]
[2030,"RMPA_2_MAPP_US","RMPA","MAPP_US","External","Winter","B16",25,200,0,57.49,40.47,8,0]
[2030,"RMPA_2_NE","RMPA","NE","External","Winter","B16",25,310,0,57.49,47.47,8,0]
[2030,"HQ_NEISO_2_NEISO","HQ_NEISO","NEISO","Internal","Winter","B17",100,99999,2920,50.76,50.77,0.01,0]
[2030,"IESO_2_NYISO_A-F","IESO","NYISO_A-F","Internal","Winter","B17",100,1725,1319.94,41.79,48.79,7,0]
[2030,"MAPP_CA_2_MISO_W","MAPP_CA","MISO_W","Internal","Winter","B17",100,1988,1658.76,44.77,44.78,0.01,0]
[2030,"MISO_IN_2_MISO_MO-IL","MISO_IN","MISO_MO-IL","Internal","Winter","B17",100,5000,0,48.79,44.79,0.01,0]
[2030,"MISO_MI_2_MISO_IN","MISO_MI","MISO_IN","Internal","Winter","B17",100,2045,0,48.79,48.79,0.01,0]
[2030,"MISO_MO-IL_2_MISO_W","MISO_MO-IL","MISO_W","Internal","Winter","B17",100,960,0,44.79,44.78,0.01,0]
[2030,"MISO_W_2_MISO_MO-IL","MISO_W","MISO_MO-IL","Internal","Winter","B17",100,3800,3019.53,44.78,44.79,0.01,0]
[2030,"MISO_WUMS_2_MISO_MI","MISO_WUMS","MISO_MI","Internal","Winter","B17",100,929,929,45.53,48.79,0.01,3.25]
[2030,"NEISO_2_NYISO_G-I","NEISO","NYISO_G-I","Internal","Winter","B17",100,600,352.58,50.77,53.77,3,0]
[2030,"NYISO_A-F_2_IESO","NYISO_A-F","IESO","Internal","Winter","B17",100,1600,0,48.79,41.79,7,0]
[2030,"NYISO_G-I_2_NYISO_J-K","NYISO_G-I","NYISO_J-K","Internal","Winter","B17",100,6188,6188,53.77,56.54,0.01,2.76]
[2030,"NYISO_G-I_2_PJM_E","NYISO_G-I","PJM_E","Internal","Winter","B17",100,1500,0,53.77,46.82,8,0]
[2030,"PJM_ROR_2_MISO_MI","PJM_ROR","MISO_MI","Internal","Winter","B17",100,1305,1152.31,46.79,48.79,2,0]
[2030,"PJM_ROR_2_MISO_WUMS","PJM_ROR","MISO_WUMS","Internal","Winter","B17",100,1467,0,46.79,45.53,2,0]
[2030,"PJM_ROM_2_PJM_ROR","PJM_ROM","PJM_ROR","Internal","Winter","B17",100,8000,0,46.81,46.79,0.01,0]
[2030,"SPP_N_2_MISO_MO-IL","SPP_N","MISO_MO-IL","Internal","Winter","B17",100,2000,0,44.79,44.79,5,0]
[2030,"TVA_2_MISO_MO-IL","TVA","MISO_MO-IL","Internal","Winter","B17",100,50,0,49.9,44.79,9,0]
[2030,"TVA_Transmission_2_NonRTO_Midwest","TVA_Transmission","NonRTO_Midwest","Internal","Winter","B17",100,700,0,50.78,56.79,9,0]
[2030,"VACAR_2_PJM_ROR","VACAR","PJM_ROR","Internal","Winter","B17",100,2000,0,45.7,46.79,7,0]
[2030,"NWPP_Coal_2_MAPP_US","NWPP_Coal","MAPP_US","External","Winter","B17",100,150,0,60.55,37.78,8,0]
[2030,"RMPA_2_SPP_N","RMPA","SPP_N","External","Winter","B17",100,210,0,54.72,44.79,8,0]
[2030,"HQ_IESO_2_IESO","HQ_IESO","IESO","Internal","Winter","B18",400,99999,400,40.130000000000003,40.14,0.01,0]
[2030,"MAPP_CA_2_IESO","MAPP_CA","IESO","Internal","Winter","B18",400,330,0,44.55,40.14,8,0]
[2030,"MAPP_CA_2_MAPP_US","MAPP_CA","MAPP_US","Internal","Winter","B18",400,372,0,44.55,37.56,7,0]
[2030,"MAPP_US_2_NE","MAPP_US","NE","Internal","Winter","B18",400,2000,789.89,37.56,44.56,7,0]
[2030,"MISO_MI_2_MISO_IN","MISO_MI","MISO_IN","Internal","Winter","B18",400,2045,0,47.14,47.13,0.01,0]
[2030,"MISO_MI_2_PJM_ROR","MISO_MI","PJM_ROR","Internal","Winter","B18",400,1424,0,47.14,46.26,2,0]
[2030,"MISO_MO-IL_2_TVA_Transmission","MISO_MO-IL","TVA_Transmission","Internal","Winter","B18",400,4000,0,44.57,47.5,8,0]
[2030,"MISO_W_2_PJM_ROR","MISO_W","PJM_ROR","Internal","Winter","B18",400,773,0,44.56,46.26,2,0]
[2030,"NE_2_MISO_W","NE","MISO_W","Internal","Winter","B18",400,1600,0,44.56,44.56,5,0]
[2030,"NonRTO_Midwest_2_TVA_Transmission","NonRTO_Midwest","TVA_Transmission","Internal","Winter","B18",400,2400,0,55.13,47.5,8,0]
[2030,"NYISO_A-F_2_NYISO_G-I","NYISO_A-F","NYISO_G-I","Internal","Winter","B18",400,4757,4757,47.14,53.77,0.01,6.61]
[2030,"PJM_E_2_NYISO_G-I","PJM_E","NYISO_G-I","Internal","Winter","B18",400,500,500,46.28,53.77,6,1.48]
[2030,"PJM_ROR_2_MISO_MO-IL","PJM_ROR","MISO_MO-IL","Internal","Winter","B18",400,1111,0,46.26,44.57,2,0]
[2030,"PJM_ROR_2_VACAR","PJM_ROR","VACAR","Internal","Winter","B18",400,3000,0,46.26,41.9,6,0]
[2030,"SOCO_2_VACAR","SOCO","VACAR","Internal","Winter","B18",400,2000,0,48.9,41.9,10,0]
[2030,"SPP_N_2_MISO_MO-IL","SPP_N","MISO_MO-IL","Internal","Winter","B18",400,2000,0,44.57,44.57,5,0]
[2030,"SPP_S_2_ENT","SPP_S","ENT","Internal","Winter","B18",400,850,850,44.56,49.57,5,0.01]
[2030,"TVA_2_SOCO","TVA","SOCO","Internal","Winter","B18",400,500,0,41.37,48.9,9,0]
[2030,"TVA_Transmission_2_TVA","TVA_Transmission","TVA","Internal","Winter","B18",400,99999,0,47.5,41.37,0.01,0]
[2030,"AZ_NM_SNV_Coal_2_SPP_S","AZ_NM_SNV_Coal","SPP_S","External","Winter","B18",400,400,0,60.56,44.56,8.17,0]
[2030,"RMPA_2_NE","RMPA","NE","External","Winter","B18",400,310,0,54.72,44.56,8,0]
[2030,"HQ_NY_2_NYISO_A-F","HQ_NY","NYISO_A-F","Internal","Winter","B19",700,99999,1000,47.13,47.14,0.01,0]
[2030,"IESO_2_MISO_MI","IESO","MISO_MI","Internal","Winter","B19",700,1840,0,40.14,44.73,7,0]
[2030,"MAPP_CA_2_MAPP_US","MAPP_CA","MAPP_US","Internal","Winter","B19",700,372,0,42.47,35.479999999999997,7,0]
[2030,"MISO_IN_2_MISO_MI","MISO_IN","MISO_MI","Internal","Winter","B19",700,5000,1676.84,44.72,44.73,0.01,0]
[2030,"MISO_MI_2_MISO_IN","MISO_MI","MISO_IN","Internal","Winter","B19",700,2045,0,44.73,44.72,0.01,0]
[2030,"MISO_MI_2_PJM_ROR","MISO_MI","PJM_ROR","Internal","Winter","B19",700,1424,0,44.73,42.73,2,0]
[2030,"MISO_W_2_MAPP_CA","MISO_W","MAPP_CA","Internal","Winter","B19",700,718,0,42.48,42.47,0.01,0]
[2030,"MISO_WUMS_2_MISO_MI","MISO_WUMS","MISO_MI","Internal","Winter","B19",700,929,194.74,44.72,44.73,0.01,0]
[2030,"NE_2_SPP_N","NE","SPP_N","Internal","Winter","B19",700,3001,635.12,42.47,42.48,0.01,0]
[2030,"NEISO_2_NYISO_A-F","NEISO","NYISO_A-F","Internal","Winter","B19",700,600,0,50.14,47.14,3,0]
[2030,"NYISO_A-F_2_NEISO","NYISO_A-F","NEISO","Internal","Winter","B19",700,600,358.65,47.14,50.14,3,0]
[2030,"NYISO_J-K_2_PJM_E","NYISO_J-K","PJM_E","Internal","Winter","B19",700,330,0,53.14,42.76,8,0]
[2030,"PJM_E_2_PJM_ROM","PJM_E","PJM_ROM","Internal","Winter","B19",700,8000,0,42.76,42.75,0.01,0]
[2030,"PJM_ROR_2_MISO_W","PJM_ROR","MISO_W","Internal","Winter","B19",700,709,0,42.73,42.48,2,0]
[2030,"PJM_ROM_2_PJM_E","PJM_ROM","PJM_E","Internal","Winter","B19",700,8000,2515.7600000000002,42.75,42.76,0.01,0]
[2030,"SPP_N_2_MISO_MO-IL","SPP_N","MISO_MO-IL","Internal","Winter","B19",700,2000,0,42.48,42.49,5,0]
[2030,"TVA_2_MISO_MO-IL","TVA","MISO_MO-IL","Internal","Winter","B19",700,50,0,41.37,42.49,9,0]
[2030,"TVA_Transmission_2_ENT","TVA_Transmission","ENT","Internal","Winter","B19",700,3000,0,44.32,48.62,9,0]
[2030,"VACAR_2_PJM_ROR","VACAR","PJM_ROR","Internal","Winter","B19",700,2000,0,40.57,42.73,7,0]
[2030,"MAPP_US_2_RMPA","MAPP_US","RMPA","External","Winter","B19",700,200,200,35.479999999999997,54.72,8,11.25]
[2030,"SPP_N_2_RMPA","SPP_N","RMPA","External","Winter","B19",700,210,210,42.48,54.72,5,7.24]
[2030,"SPP_S_2_ERCOT","SPP_S","ERCOT","External","Winter","B19",700,800,800,42.48,48.13,5,0.65]
[2030,"HQ_NY_2_NYISO_A-F","HQ_NY","NYISO_A-F","Internal","Summer","B2",25,99999,1000,62.18,62.19,0.01,0]
[2030,"IESO_2_NYISO_A-F","IESO","NYISO_A-F","Internal","Summer","B2",25,1725,408.76,55.19,62.19,7,0]
[2030,"MISO_IN_2_MISO_MI","MISO_IN","MISO_MI","Internal","Summer","B2",25,5000,0,71.86,71.849999999999994,0.01,0]
[2030,"MISO_IN_2_NonRTO_Midwest","MISO_IN","NonRTO_Midwest","Internal","Summer","B2",25,4800,0,71.86,76.13,8,0]
[2030,"MISO_MI_2_PJM_ROR","MISO_MI","PJM_ROR","Internal","Summer","B2",25,1424,0,71.849999999999994,69.28,2,0]
[2030,"MISO_MO-IL_2_TVA_Transmission","MISO_MO-IL","TVA_Transmission","Internal","Summer","B2",25,4000,297.13,71.849999999999994,79.849999999999994,8,0]
[2030,"MISO_W_2_MISO_WUMS","MISO_W","MISO_WUMS","Internal","Summer","B2",25,1629,0,71.83,67.680000000000007,0.01,0]
[2030,"NE_2_MISO_W","NE","MISO_W","Internal","Summer","B2",25,1600,0,74.239999999999995,71.83,5,0]
[2030,"NEISO_2_NYISO_G-I","NEISO","NYISO_G-I","Internal","Summer","B2",25,600,0,61.31,64.3,3,0]
[2030,"NYISO_A-F_2_PJM_ROM","NYISO_A-F","PJM_ROM","Internal","Summer","B2",25,1000,0,62.19,69.290000000000006,8,0]
[2030,"NYISO_J-K_2_PJM_E","NYISO_J-K","PJM_E","Internal","Summer","B2",25,330,0,64.31,69.28,8,0]
[2030,"PJM_ROR_2_MISO_MI","PJM_ROR","MISO_MI","Internal","Summer","B2",25,1305,1305,69.28,71.849999999999994,2,0.56000000000000005]
[2030,"PJM_ROR_2_MISO_MO-IL","PJM_ROR","MISO_MO-IL","Internal","Summer","B2",25,1111,1111,69.28,71.849999999999994,2,0.56000000000000005]
[2030,"PJM_ROM_2_PJM_E","PJM_ROM","PJM_E","Internal","Summer","B2",25,8000,0,69.290000000000006,69.28,0.01,0]
[2030,"SOCO_2_FRCC","SOCO","FRCC","Internal","Summer","B2",25,3700,0,77.81,85.63,10,0]
[2030,"SPP_S_2_ENT","SPP_S","ENT","Internal","Summer","B2",25,850,850,62.94,76.19,5,8.25]
[2030,"TVA_2_SOCO","TVA","SOCO","Internal","Summer","B2",25,500,0,79.86,77.81,9,0]
[2030,"TVA_Transmission_2_SOCO","TVA_Transmission","SOCO","Internal","Summer","B2",25,3200,0,79.849999999999994,77.81,9,0]
[2030,"MAPP_US_2_RMPA","MAPP_US","RMPA","External","Summer","B2",25,200,200,64.83,74.510000000000005,8,1.68]
[2030,"RMPA_2_MAPP_US","RMPA","MAPP_US","External","Summer","B2",25,200,0,74.510000000000005,64.83,8,0]
[2030,"ENT_2_TVA_Transmission","ENT","TVA_Transmission","Internal","Winter","B20",935,2100,0,44.34,39.19,8,0]
[2030,"IESO_2_MAPP_CA","IESO","MAPP_CA","Internal","Winter","B20",935,262,0,40.14,42.47,7,0]
[2030,"MAPP_CA_2_MAPP_US","MAPP_CA","MAPP_US","Internal","Winter","B20",935,372,0,42.47,29.33,7,0]
[2030,"MISO_IN_2_MISO_MI","MISO_IN","MISO_MI","Internal","Winter","B20",935,5000,528.13,36.340000000000003,36.35,0.01,0]
[2030,"MISO_IN_2_NonRTO_Midwest","MISO_IN","NonRTO_Midwest","Internal","Winter","B20",935,4800,0,36.340000000000003,37.74,8,0]
[2030,"MISO_MI_2_MISO_IN","MISO_MI","MISO_IN","Internal","Winter","B20",935,2045,0,36.35,36.340000000000003,0.01,0]
[2030,"MISO_MO-IL_2_MISO_W","MISO_MO-IL","MISO_W","Internal","Winter","B20",935,960,0,36.340000000000003,36.33,0.01,0]
[2030,"MISO_W_2_MAPP_CA","MISO_W","MAPP_CA","Internal","Winter","B20",935,718,718,36.33,42.47,0.01,6.13]
[2030,"MISO_WUMS_2_MISO_MI","MISO_WUMS","MISO_MI","Internal","Winter","B20",935,929,844.78,36.340000000000003,36.35,0.01,0]
[2030,"NEISO_2_NYISO_G-I","NEISO","NYISO_G-I","Internal","Winter","B20",935,600,0,50.14,50.3,3,0]
[2030,"NYISO_A-F_2_IESO","NYISO_A-F","IESO","Internal","Winter","B20",935,1600,0,47.14,40.14,7,0]
[2030,"NYISO_G-I_2_NYISO_J-K","NYISO_G-I","NYISO_J-K","Internal","Winter","B20",935,6188,5867.43,50.3,50.31,0.01,0]
[2030,"PJM_E_2_NYISO_J-K","PJM_E","NYISO_J-K","Internal","Winter","B20",935,330,330,33.340000000000003,50.31,6,10.98]
[2030,"PJM_ROR_2_MISO_WUMS","PJM_ROR","MISO_WUMS","Internal","Winter","B20",935,1467,1467,33.19,36.340000000000003,2,1.1499999999999999]
[2030,"PJM_ROM_2_PJM_E","PJM_ROM","PJM_E","Internal","Winter","B20",935,8000,526.73,33.32,33.340000000000003,0.01,0]
[2030,"SOCO_2_FRCC","SOCO","FRCC","Internal","Winter","B20",935,3700,1935.58,45.37,55.37,10,0]
[2030,"TVA_2_ENT","TVA","ENT","Internal","Winter","B20",935,500,0,39.200000000000003,44.34,9,0]
[2030,"TVA_2_SOCO","TVA","SOCO","Internal","Winter","B20",935,500,0,39.200000000000003,45.37,9,0]
[2030,"TVA_Transmission_2_VACAR","TVA_Transmission","VACAR","Internal","Winter","B20",935,900,0,39.19,36.78,9,0]
[2030,"VACAR_2_PJM_ROR","VACAR","PJM_ROR","Internal","Winter","B20",935,2000,0,36.78,33.19,7,0]
[2030,"NWPP_Coal_2_MAPP_US","NWPP_Coal","MAPP_US","External","Winter","B20",935,150,0,60.55,29.33,8,0]
[2030,"SPP_N_2_RMPA","SPP_N","RMPA","External","Winter","B20",935,210,10.62,36.340000000000003,41.34,5,0]
[2030,"HQ_NY_2_NYISO_A-F","HQ_NY","NYISO_A-F","Internal","Summer","B3",75,99999,1000,55.38,55.39,0.01,0]
[2030,"IESO_2_MISO_W","IESO","MISO_W","Internal","Summer","B3",75,140,140,48.39,71.83,7,16.45]
[2030,"MAPP_US_2_MISO_W","MAPP_US","MISO_W","Internal","Summer","B3",75,2635,67.36,64.83,71.83,7,0]
[2030,"MISO_IN_2_NonRTO_Midwest","MISO_IN","NonRTO_Midwest","Internal","Summer","B3",75,4800,0,70.67,76.13,8,0]
[2030,"MISO_MO-IL_2_ENT","MISO_MO-IL","ENT","Internal","Summer","B3",75,2540,0,70.66,69.81,8,0]
[2030,"MISO_MO-IL_2_SPP_N","MISO_MO-IL","SPP_N","Internal","Summer","B3",75,2000,0,70.66,75.209999999999994,8,0]
[2030,"MISO_W_2_MAPP_CA","MISO_W","MAPP_CA","Internal","Summer","B3",75,718,0,71.83,35.18,0.01,0]
[2030,"MISO_WUMS_2_PJM_ROR","MISO_WUMS","PJM_ROR","Internal","Summer","B3",75,1600,0,67.680000000000007,66.59,2,0]
[2030,"NEISO_2_NYISO_J-K","NEISO","NYISO_J-K","Internal","Summer","B3",75,500,500,51.42,58.58,3,4.16]
[2030,"NonRTO_Midwest_2_TVA_Transmission","NonRTO_Midwest","TVA_Transmission","Internal","Summer","B3",75,2400,0,76.13,72.59,8,0]
[2030,"NYISO_A-F_2_PJM_ROM","NYISO_A-F","PJM_ROM","Internal","Summer","B3",75,1000,1000,55.39,66.58,8,3.19]
[2030,"NYISO_J-K_2_PJM_E","NYISO_J-K","PJM_E","Internal","Summer","B3",75,330,0,58.58,66.569999999999993,8,0]
[2030,"PJM_ROR_2_MISO_WUMS","PJM_ROR","MISO_WUMS","Internal","Summer","B3",75,1467,0,66.59,67.680000000000007,2,0]
[2030,"PJM_ROR_2_TVA_Transmission","PJM_ROR","TVA_Transmission","Internal","Summer","B3",75,2500,1044.17,66.59,72.59,6,0]
[2030,"SOCO_2_FRCC","SOCO","FRCC","Internal","Summer","B3",75,3700,0,77.81,85.63,10,0]
[2030,"SPP_N_2_SPP_S","SPP_N","SPP_S","Internal","Summer","B3",75,4383,0,75.209999999999994,63.47,0.01,0]
[2030,"TVA_2_NonRTO_Midwest","TVA","NonRTO_Midwest","Internal","Summer","B3",75,100,0,72.599999999999994,76.13,9,0]
[2030,"TVA_Transmission_2_ENT","TVA_Transmission","ENT","Internal","Summer","B3",75,3000,0,72.59,69.81,9,0]
[2030,"VACAR_2_TVA_Transmission","VACAR","TVA_Transmission","Internal","Summer","B3",75,900,0,70.81,72.59,7,0]
[2030,"RMPA_2_MAPP_US","RMPA","MAPP_US","External","Summer","B3",75,200,0,74.510000000000005,64.83,8,0]
[2030,"ENT_2_SOCO","ENT","SOCO","Internal","Summer","B4",100,2000,0,67.94,75.63,8,0]
[2030,"IESO_2_MAPP_CA","IESO","MAPP_CA","Internal","Summer","B4",100,262,0,46.12,35.18,7,0]
[2030,"MAPP_CA_2_MAPP_US","MAPP_CA","MAPP_US","Internal","Summer","B4",100,372,372,35.18,63.65,7,21.47]
[2030,"MAPP_US_2_MISO_W","MAPP_US","MISO_W","Internal","Summer","B4",100,2635,254.34,63.65,70.650000000000006,7,0]
[2030,"MARITIMES_2_NEISO","MARITIMES","NEISO","Internal","Summer","B4",100,99999,1799.97,40.76,40.770000000000003,0.01,0]
[2030,"MISO_MI_2_IESO","MISO_MI","IESO","Internal","Summer","B4",100,1580,0,66.95,46.12,8,0]
[2030,"MISO_MO-IL_2_MISO_IN","MISO_MO-IL","MISO_IN","Internal","Summer","B4",100,2100,0,70.66,70.650000000000006,0.01,0]
[2030,"MISO_W_2_IESO","MISO_W","IESO","Internal","Summer","B4",100,90,0,70.650000000000006,46.12,8,0]
[2030,"MISO_WUMS_2_MISO_W","MISO_WUMS","MISO_W","Internal","Summer","B4",100,1137,1137,66.959999999999994,70.650000000000006,0.01,3.67]
[2030,"NE_2_SPP_N","NE","SPP_N","Internal","Summer","B4",100,3001,1806.19,74.239999999999995,74.25,0.01,0]
[2030,"NYISO_A-F_2_IESO","NYISO_A-F","IESO","Internal","Summer","B4",100,1600,0,53.12,46.12,7,0]
[2030,"NYISO_G-I_2_NYISO_A-F","NYISO_G-I","NYISO_A-F","Internal","Summer","B4",100,2506,0,53.14,53.12,0.01,0]
[2030,"PJM_E_2_NYISO_J-K","PJM_E","NYISO_J-K","Internal","Summer","B4",100,330,0,61.14,53.15,6,0]
[2030,"PJM_ROR_2_MISO_IN","PJM_ROR","MISO_IN","Internal","Summer","B4",100,909,909,61.16,70.650000000000006,2,7.49]
[2030,"PJM_ROM_2_NYISO_A-F","PJM_ROM","NYISO_A-F","Internal","Summer","B4",100,2000,0,61.15,53.12,6,0]
[2030,"SPP_N_2_ENT","SPP_N","ENT","Internal","Summer","B4",100,1800,0,74.25,67.94,5,0]
[2030,"SPP_S_2_ENT","SPP_S","ENT","Internal","Summer","B4",100,850,236.78,62.94,67.94,5,0]
[2030,"SPP_S_2_SPP_N","SPP_S","SPP_N","Internal","Summer","B4",100,1023,1023,62.94,74.25,0.01,11.3]
[2030,"TVA_Transmission_2_ENT","TVA_Transmission","ENT","Internal","Summer","B4",100,3000,0,67.13,67.94,9,0]
[2030,"VACAR_2_SOCO","VACAR","SOCO","Internal","Summer","B4",100,3000,3000,54.16,75.63,7,14.47]
[2030,"MAPP_US_2_RMPA","MAPP_US","RMPA","External","Summer","B4",100,200,0,63.65,67.739999999999995,8,0]
[2030,"SPP_N_2_RMPA","SPP_N","RMPA","External","Summer","B4",100,210,0,74.25,67.739999999999995,5,0]
[2030,"HQ_NEISO_2_NEISO","HQ_NEISO","NEISO","Internal","Summer","B5",200,99999,2920,36.770000000000003,36.79,0.01,0]
[2030,"IESO_2_MISO_W","IESO","MISO_W","Internal","Summer","B5",200,140,140,43.42,64.42,7,13.99]
[2030,"MAPP_US_2_MISO_W","MAPP_US","MISO_W","Internal","Summer","B5",200,2635,237.65,57.42,64.42,7,0]
[2030,"MISO_IN_2_MISO_MO-IL","MISO_IN","MISO_MO-IL","Internal","Summer","B5",200,5000,0,64.44,64.430000000000007,0.01,0]
[2030,"MISO_MI_2_PJM_ROR","MISO_MI","PJM_ROR","Internal","Summer","B5",200,1424,0,60.44,58.44,2,0]
[2030,"MISO_MO-IL_2_MISO_W","MISO_MO-IL","MISO_W","Internal","Summer","B5",200,960,0,64.430000000000007,64.42,0.01,0]
[2030,"MISO_W_2_MISO_MO-IL","MISO_W","MISO_MO-IL","Internal","Summer","B5",200,3800,805.34,64.42,64.430000000000007,0.01,0]
[2030,"MISO_W_2_MISO_WUMS","MISO_W","MISO_WUMS","Internal","Summer","B5",200,1629,0,64.42,60.45,0.01,0]
[2030,"NE_2_MISO_W","NE","MISO_W","Internal","Summer","B5",200,1600,0,69.25,64.42,5,0]
[2030,"NEISO_2_NYISO_G-I","NEISO","NYISO_G-I","Internal","Summer","B5",200,600,600,36.79,52.6,3,12.82]
[2030,"NYISO_G-I_2_NYISO_A-F","NYISO_G-I","NYISO_A-F","Internal","Summer","B5",200,2506,0,52.6,50.42,0.01,0]
[2030,"NYISO_G-I_2_PJM_E","NYISO_G-I","PJM_E","Internal","Summer","B5",200,1500,0,52.6,58.41,8,0]
[2030,"PJM_ROR_2_MISO_MI","PJM_ROR","MISO_MI","Internal","Summer","B5",200,1305,1284.47,58.44,60.44,2,0]
[2030,"PJM_ROR_2_TVA_Transmission","PJM_ROR","TVA_Transmission","Internal","Summer","B5",200,2500,0,58.44,63.44,6,0]
[2030,"PJM_ROM_2_PJM_ROR","PJM_ROM","PJM_ROR","Internal","Summer","B5",200,8000,1154.6400000000001,58.42,58.44,0.01,0]
[2030,"SPP_N_2_SPP_S","SPP_N","SPP_S","Internal","Summer","B5",200,4383,0,69.260000000000005,62.94,0.01,0]
[2030,"TVA_2_ENT","TVA","ENT","Internal","Summer","B5",200,500,500,51.21,64.44,9,4.2300000000000004]
[2030,"TVA_Transmission_2_SOCO","TVA_Transmission","SOCO","Internal","Summer","B5",200,3200,104.75,63.44,72.44,9,0]
[2030,"VACAR_2_TVA_Transmission","VACAR","TVA_Transmission","Internal","Summer","B5",200,900,236.69,56.44,63.44,7,0]
[2030,"AZ_NM_SNV_Coal_2_SPP_S","AZ_NM_SNV_Coal","SPP_S","External","Summer","B5",200,400,0,72.03,62.94,8.17,0]
[2030,"RMPA_2_MAPP_US","RMPA","MAPP_US","External","Summer","B5",200,200,0,61.26,57.42,8,0]
[2030,"HQ_NEISO_2_NEISO","HQ_NEISO","NEISO","Internal","Summer","B6",300,99999,2920,36.770000000000003,36.79,0.01,0]
[2030,"HQ_IESO_2_IESO","HQ_IESO","IESO","Internal","Summer","B6",300,99999,400,42.32,42.33,0.01,0]
[2030,"MAPP_CA_2_MAPP_US","MAPP_CA","MAPP_US","Internal","Summer","B6",300,372,372,35.18,42.3,7,0.12]
[2030,"MARITIMES_2_NEISO","MARITIMES","NEISO","Internal","Summer","B6",300,99999,1757.82,36.770000000000003,36.79,0.01,0]
[2030,"MISO_MI_2_IESO","MISO_MI","IESO","Internal","Summer","B6",300,1580,0,49.33,42.33,8,0]
[2030,"MISO_MO-IL_2_MISO_IN","MISO_MO-IL","MISO_IN","Internal","Summer","B6",300,2100,1676.72,49.31,49.32,0.01,0]
[2030,"MISO_MO-IL_2_SPP_N","MISO_MO-IL","SPP_N","Internal","Summer","B6",300,2000,0,49.31,56.3,8,0]
[2030,"MISO_W_2_SPP_N","MISO_W","SPP_N","Internal","Summer","B6",300,3200,111.42,49.3,56.3,7,0]
[2030,"NE_2_MISO_W","NE","MISO_W","Internal","Summer","B6",300,1600,0,56.29,49.3,5,0]
[2030,"NYISO_A-F_2_IESO","NYISO_A-F","IESO","Internal","Summer","B6",300,1600,0,49.33,42.33,7,0]
[2030,"NYISO_G-I_2_NYISO_A-F","NYISO_G-I","NYISO_A-F","Internal","Summer","B6",300,2506,0,52.6,49.33,0.01,0]
[2030,"NYISO_G-I_2_PJM_E","NYISO_G-I","PJM_E","Internal","Summer","B6",300,1500,0,52.6,46.62,8,0]
[2030,"PJM_E_2_NYISO_J-K","PJM_E","NYISO_J-K","Internal","Summer","B6",300,330,0,46.62,52.61,6,0]
[2030,"PJM_ROR_2_MISO_W","PJM_ROR","MISO_W","Internal","Summer","B6",300,709,709,46.64,49.3,2,0.65]
[2030,"PJM_ROM_2_NYISO_A-F","PJM_ROM","NYISO_A-F","Internal","Summer","B6",300,2000,0,46.63,49.33,6,0]
[2030,"SPP_N_2_ENT","SPP_N","ENT","Internal","Summer","B6",300,1800,0,56.3,57.31,5,0]
[2030,"SPP_S_2_SPP_N","SPP_S","SPP_N","Internal","Summer","B6",300,1023,461.73,56.29,56.3,0.01,0]
[2030,"TVA_Transmission_2_NonRTO_Midwest","TVA_Transmission","NonRTO_Midwest","Internal","Summer","B6",300,700,0,51.65,57.32,9,0]
[2030,"TVA_Transmission_2_VACAR","TVA_Transmission","VACAR","Internal","Summer","B6",300,900,0,51.65,51.29,9,0]
[2030,"AZ_NM_SNV_Coal_2_SPP_S","AZ_NM_SNV_Coal","SPP_S","External","Summer","B6",300,400,0,64.66,56.29,8.17,0]
[2030,"RMPA_2_SPP_N","RMPA","SPP_N","External","Summer","B6",300,210,0,50.3,56.3,8,0]
[2030,"HQ_NEISO_2_NEISO","HQ_NEISO","NEISO","Internal","Summer","B7",400,99999,2920,36.770000000000003,36.79,0.01,0]
[2030,"HQ_IESO_2_IESO","HQ_IESO","IESO","Internal","Summer","B7",400,99999,400,36.33,36.340000000000003,0.01,0]
[2030,"MAPP_US_2_MAPP_CA","MAPP_US","MAPP_CA","Internal","Summer","B7",400,165,0,36.31,35.18,7,0]
[2030,"MISO_IN_2_MISO_MO-IL","MISO_IN","MISO_MO-IL","Internal","Summer","B7",400,5000,0,43.33,43.32,0.01,0]
[2030,"MISO_MI_2_MISO_IN","MISO_MI","MISO_IN","Internal","Summer","B7",400,2045,0,43.34,43.33,0.01,0]
[2030,"MISO_MI_2_MISO_WUMS","MISO_MI","MISO_WUMS","Internal","Summer","B7",400,947,0,43.34,43.32,0.01,0]
[2030,"MISO_MO-IL_2_SPP_N","MISO_MO-IL","SPP_N","Internal","Summer","B7",400,2000,0,43.32,45.2,8,0]
[2030,"MISO_W_2_MISO_MO-IL","MISO_W","MISO_MO-IL","Internal","Summer","B7",400,3800,774.15,43.31,43.32,0.01,0]
[2030,"MISO_WUMS_2_MISO_W","MISO_WUMS","MISO_W","Internal","Summer","B7",400,1137,0,43.32,43.31,0.01,0]
[2030,"NEISO_2_NYISO_A-F","NEISO","NYISO_A-F","Internal","Summer","B7",400,600,600,36.79,43.34,3,3.56]
[2030,"NYISO_A-F_2_NYISO_G-I","NYISO_A-F","NYISO_G-I","Internal","Summer","B7",400,4757,4757,43.34,47.32,0.01,3.96]
[2030,"NYISO_G-I_2_PJM_E","NYISO_G-I","PJM_E","Internal","Summer","B7",400,1500,0,47.32,41.33,8,0]
[2030,"PJM_ROR_2_MISO_MI","PJM_ROR","MISO_MI","Internal","Summer","B7",400,1305,1305,41.33,43.34,2,0.01]
[2030,"PJM_ROR_2_PJM_ROM","PJM_ROR","PJM_ROM","Internal","Summer","B7",400,8000,1101.27,41.33,41.34,0.01,0]
[2030,"PJM_ROM_2_PJM_ROR","PJM_ROM","PJM_ROR","Internal","Summer","B7",400,8000,0,41.34,41.33,0.01,0]
[2030,"SPP_N_2_MISO_MO-IL","SPP_N","MISO_MO-IL","Internal","Summer","B7",400,2000,0,45.2,43.32,5,0]
[2030,"TVA_2_MISO_MO-IL","TVA","MISO_MO-IL","Internal","Summer","B7",400,50,0,41.91,43.32,9,0]
[2030,"TVA_2_NonRTO_Midwest","TVA","NonRTO_Midwest","Internal","Summer","B7",400,100,76.14,41.91,50.91,9,0]
[2030,"TVA_Transmission_2_NonRTO_Midwest","TVA_Transmission","NonRTO_Midwest","Internal","Summer","B7",400,700,0,46.22,50.91,9,0]
[2030,"VACAR_2_SOCO","VACAR","SOCO","Internal","Summer","B7",400,3000,1382.96,46.68,53.68,7,0]
[2030,"RMPA_2_SPP_N","RMPA","SPP_N","External","Summer","B7",400,210,0,48.39,45.2,8,0]
[2030,"SPP_S_2_ERCOT","SPP_S","ERCOT","External","Summer","B7",400,800,0,45.21,47.73,5,0]
[2030,"HQ_IESO_2_IESO","HQ_IESO","IESO","Internal","Summer","B8",500,99999,400,34.33,34.340000000000003,0.01,0]
[2030,"MAPP_CA_2_MAPP_US","MAPP_CA","MAPP_US","Internal","Summer","B8",500,372,0,35.18,33.479999999999997,7,0]
[2030,"MAPP_US_2_NE","MAPP_US","NE","Internal","Summer","B8",500,2000,2000,33.479999999999997,43.65,7,3.18]
[2030,"MISO_IN_2_MISO_MO-IL","MISO_IN","MISO_MO-IL","Internal","Summer","B8",500,5000,0,41.33,40.49,0.01,0]
[2030,"MISO_MO-IL_2_ENT","MISO_MO-IL","ENT","Internal","Summer","B8",500,2540,0,40.49,45.68,8,0]
[2030,"MISO_MO-IL_2_TVA_Transmission","MISO_MO-IL","TVA_Transmission","Internal","Summer","B8",500,4000,0,40.49,43.13,8,0]
[2030,"MISO_W_2_PJM_ROR","MISO_W","PJM_ROR","Internal","Summer","B8",500,773,0,40.479999999999997,40.880000000000003,2,0]
[2030,"NE_2_MISO_W","NE","MISO_W","Internal","Summer","B8",500,1600,0,43.65,40.479999999999997,5,0]
[2030,"NE_2_SPP_N","NE","SPP_N","Internal","Summer","B8",500,3001,2649.25,43.65,43.67,0.01,0]
[2030,"NYISO_A-F_2_NYISO_G-I","NYISO_A-F","NYISO_G-I","Internal","Summer","B8",500,4757,3951.63,41.98,41.99,0.01,0]
[2030,"NYISO_G-I_2_NEISO","NYISO_G-I","NEISO","Internal","Summer","B8",500,600,0,41.99,36.79,3,0]
[2030,"PJM_E_2_NYISO_J-K","PJM_E","NYISO_J-K","Internal","Summer","B8",500,330,0,40.909999999999997,42.01,6,0]
[2030,"PJM_ROR_2_MISO_W","PJM_ROR","MISO_W","Internal","Summer","B8",500,709,0,40.880000000000003,40.479999999999997,2,0]
[2030,"PJM_ROR_2_VACAR","PJM_ROR","VACAR","Internal","Summer","B8",500,3000,0,40.880000000000003,43.99,6,0]
[2030,"SPP_N_2_MISO_MO-IL","SPP_N","MISO_MO-IL","Internal","Summer","B8",500,2000,0,43.67,40.49,5,0]
[2030,"SPP_S_2_ENT","SPP_S","ENT","Internal","Summer","B8",500,850,0,43.68,45.68,5,0]
[2030,"TVA_2_VACAR","TVA","VACAR","Internal","Summer","B8",500,150,0,36.97,43.99,9,0]
[2030,"TVA_Transmission_2_TVA","TVA_Transmission","TVA","Internal","Summer","B8",500,99999,0,43.13,36.97,0.01,0]
[2030,"AZ_NM_SNV_Coal_2_SPP_S","AZ_NM_SNV_Coal","SPP_S","External","Summer","B8",500,400,0,56.51,43.68,8.17,0]
[2030,"RMPA_2_SPP_N","RMPA","SPP_N","External","Summer","B8",500,210,0,48.39,43.67,8,0]
[2030,"SPP_S_2_ERCOT","SPP_S","ERCOT","External","Summer","B8",500,800,0,43.68,43.79,5,0]
[2030,"HQ_NEISO_2_NEISO","HQ_NEISO","NEISO","Internal","Summer","B9",800,99999,2920,36.770000000000003,36.79,0.01,0]
[2030,"MAPP_CA_2_MAPP_US","MAPP_CA","MAPP_US","Internal","Summer","B9",800,372,0,35.18,32.61,7,0]
[2030,"MAPP_CA_2_MISO_W","MAPP_CA","MISO_W","Internal","Summer","B9",800,1988,1988,35.18,39.61,0.01,4.42]
[2030,"MISO_IN_2_MISO_MO-IL","MISO_IN","MISO_MO-IL","Internal","Summer","B9",800,5000,0,39.83,39.619999999999997,0.01,0]
[2030,"MISO_MI_2_PJM_ROR","MISO_MI","PJM_ROR","Internal","Summer","B9",800,1424,0,39.840000000000003,37.840000000000003,2,0]
[2030,"MISO_MO-IL_2_MISO_W","MISO_MO-IL","MISO_W","Internal","Summer","B9",800,960,0,39.619999999999997,39.61,0.01,0]
[2030,"MISO_W_2_MISO_MO-IL","MISO_W","MISO_MO-IL","Internal","Summer","B9",800,3800,2308.33,39.61,39.619999999999997,0.01,0]
[2030,"MISO_WUMS_2_MISO_MI","MISO_WUMS","MISO_MI","Internal","Summer","B9",800,929,0,39.840000000000003,39.840000000000003,0.01,0]
[2030,"NEISO_2_NYISO_G-I","NEISO","NYISO_G-I","Internal","Summer","B9",800,600,239.36,36.79,39.79,3,0]
[2030,"NYISO_A-F_2_NYISO_G-I","NYISO_A-F","NYISO_G-I","Internal","Summer","B9",800,4757,3162.55,39.770000000000003,39.79,0.01,0]
[2030,"NYISO_G-I_2_NEISO","NYISO_G-I","NEISO","Internal","Summer","B9",800,600,0,39.79,36.79,3,0]
[2030,"PJM_ROR_2_MISO_IN","PJM_ROR","MISO_IN","Internal","Summer","B9",800,909,0,37.840000000000003,39.83,2,0]
[2030,"PJM_ROR_2_MISO_W","PJM_ROR","MISO_W","Internal","Summer","B9",800,709,0,37.840000000000003,39.61,2,0]
[2030,"PJM_ROM_2_PJM_E","PJM_ROM","PJM_E","Internal","Summer","B9",800,8000,3269.62,37.85,37.86,0.01,0]
[2030,"PJM_ROM_2_PJM_ROR","PJM_ROM","PJM_ROR","Internal","Summer","B9",800,8000,0,37.85,37.840000000000003,0.01,0]
[2030,"SPP_N_2_SPP_S","SPP_N","SPP_S","Internal","Summer","B9",800,4383,3213.86,43.29,43.3,0.01,0]
[2030,"TVA_2_MISO_MO-IL","TVA","MISO_MO-IL","Internal","Summer","B9",800,50,0,36.880000000000003,39.619999999999997,9,0]
[2030,"TVA_Transmission_2_NonRTO_Midwest","TVA_Transmission","NonRTO_Midwest","Internal","Summer","B9",800,700,0,41.12,37.74,9,0]
[2030,"VACAR_2_PJM_ROR","VACAR","PJM_ROR","Internal","Summer","B9",800,2000,0,41.61,37.840000000000003,7,0]
[2030,"NWPP_Coal_2_MAPP_US","NWPP_Coal","MAPP_US","External","Summer","B9",800,150,0,56.49,32.61,8,0]
[2030,"SPP_S_2_ERCOT","SPP_S","ERCOT","External","Summer","B9",800,800,0,43.3,43.79,5,0]
[2035,"HQ_IESO_2_IESO","HQ_IESO","IESO","Internal","Summer","B1",10,99999,400,80.37,80.38,0.01,0]
[2035,"MAPP_CA_2_IESO","MAPP_CA","IESO","Internal","Summer","B1",10,330,330,41.07,80.38,8,31.31]
[2035,"MAPP_US_2_MAPP_CA","MAPP_US","MAPP_CA","Internal","Summer","B1",10,165,0,76.36,41.07,7,0]
[2035,"MISO_IN_2_PJM_ROR","MISO_IN","PJM_ROR","Internal","Summer","B1",10,992,0,83.36,81.37,2,0]
[2035,"MISO_MO-IL_2_ENT","MISO_MO-IL","ENT","Internal","Summer","B1",10,2540,0,83.37,86.3,8,0]
[2035,"MISO_MO-IL_2_MISO_IN","MISO_MO-IL","MISO_IN","Internal","Summer","B1",10,2100,0,83.37,83.36,0.01,0]
[2035,"MISO_MO-IL_2_TVA_Transmission","MISO_MO-IL","TVA_Transmission","Internal","Summer","B1",10,4000,0,83.37,91.04,8,0]
[2035,"MISO_W_2_PJM_ROR","MISO_W","PJM_ROR","Internal","Summer","B1",10,773,0,83.36,81.37,2,0]
[2035,"NEISO_2_NYISO_G-I","NEISO","NYISO_G-I","Internal","Summer","B1",10,600,0,90.38,87.39,3,0]
[2035,"NonRTO_Midwest_2_TVA_Transmission","NonRTO_Midwest","TVA_Transmission","Internal","Summer","B1",10,2400,0,91.36,91.04,8,0]
[2035,"NYISO_G-I_2_NEISO","NYISO_G-I","NEISO","Internal","Summer","B1",10,600,0,87.39,90.38,3,0]
[2035,"PJM_E_2_NYISO_G-I","PJM_E","NYISO_G-I","Internal","Summer","B1",10,500,308.60000000000002,81.39,87.39,6,0]
[2035,"PJM_ROR_2_MISO_MO-IL","PJM_ROR","MISO_MO-IL","Internal","Summer","B1",10,1111,1086.1500000000001,81.37,83.37,2,0]
[2035,"PJM_ROR_2_PJM_ROM","PJM_ROR","PJM_ROM","Internal","Summer","B1",10,8000,7297.52,81.37,81.38,0.01,0]
[2035,"SOCO_2_VACAR","SOCO","VACAR","Internal","Summer","B1",10,2000,0,94.37,87.37,10,0]
[2035,"SPP_S_2_ENT","SPP_S","ENT","Internal","Summer","B1",10,850,850,57.96,86.3,5,23.34]
[2035,"TVA_2_SOCO","TVA","SOCO","Internal","Summer","B1",10,500,0,91.05,94.37,9,0]
[2035,"TVA_Transmission_2_TVA","TVA_Transmission","TVA","Internal","Summer","B1",10,99999,2500,91.04,91.05,0.01,0]
[2035,"VACAR_2_PJM_ROR","VACAR","PJM_ROR","Internal","Summer","B1",10,2000,0,87.37,81.37,7,0]
[2035,"AZ_NM_SNV_Coal_2_SPP_S","AZ_NM_SNV_Coal","SPP_S","External","Summer","B1",10,400,0,115.37,57.96,8.17,0]
[2035,"RMPA_2_NE","RMPA","NE","External","Summer","B1",10,310,0,82.39,83.18,8,0]
[2035,"ENT_2_TVA_Transmission","ENT","TVA_Transmission","Internal","Summer","B10",1262,2100,0,49.07,41.45,8,0]
[2035,"IESO_2_MISO_MI","IESO","MISO_MI","Internal","Summer","B10",1262,1840,0,44.15,41.94,7,0]
[2035,"MAPP_CA_2_MISO_W","MAPP_CA","MISO_W","Internal","Summer","B10",1262,1988,0,41.07,41.06,0.01,0]
[2035,"MISO_IN_2_NonRTO_Midwest","MISO_IN","NonRTO_Midwest","Internal","Summer","B10",1262,4800,0,41.93,34.36,8,0]
[2035,"MISO_MI_2_MISO_IN","MISO_MI","MISO_IN","Internal","Summer","B10",1262,2045,0,41.94,41.93,0.01,0]
[2035,"MISO_MO-IL_2_MISO_W","MISO_MO-IL","MISO_W","Internal","Summer","B10",1262,960,0,41.07,41.06,0.01,0]
[2035,"MISO_W_2_MAPP_CA","MISO_W","MAPP_CA","Internal","Summer","B10",1262,718,410.59,41.06,41.07,0.01,0]
[2035,"MISO_WUMS_2_MISO_MI","MISO_WUMS","MISO_MI","Internal","Summer","B10",1262,929,17.54,41.93,41.94,0.01,0]
[2035,"MISO_WUMS_2_PJM_ROR","MISO_WUMS","PJM_ROR","Internal","Summer","B10",1262,1600,0,41.93,39.93,2,0]
[2035,"NYISO_A-F_2_NEISO","NYISO_A-F","NEISO","Internal","Summer","B10",1262,600,0,43.68,38.700000000000003,3,0]
[2035,"NYISO_G-I_2_NYISO_J-K","NYISO_G-I","NYISO_J-K","Internal","Summer","B10",1262,6188,2836.35,43.67,43.68,0.01,0]
[2035,"PJM_E_2_NYISO_J-K","PJM_E","NYISO_J-K","Internal","Summer","B10",1262,330,0,39.950000000000003,43.68,6,0]
[2035,"PJM_E_2_PJM_ROM","PJM_E","PJM_ROM","Internal","Summer","B10",1262,8000,0,39.950000000000003,39.94,0.01,0]
[2035,"PJM_ROR_2_PJM_ROM","PJM_ROR","PJM_ROM","Internal","Summer","B10",1262,8000,4006.08,39.93,39.94,0.01,0]
[2035,"SOCO_2_FRCC","SOCO","FRCC","Internal","Summer","B10",1262,3700,0,47.31,57.19,10,0]
[2035,"SPP_N_2_MISO_MO-IL","SPP_N","MISO_MO-IL","Internal","Summer","B10",1262,2000,0,41.68,41.07,5,0]
[2035,"SPP_S_2_SPP_N","SPP_S","SPP_N","Internal","Summer","B10",1262,1023,0,41.69,41.68,0.01,0]
[2035,"TVA_Transmission_2_ENT","TVA_Transmission","ENT","Internal","Summer","B10",1262,3000,0,41.45,49.07,9,0]
[2035,"VACAR_2_PJM_ROR","VACAR","PJM_ROR","Internal","Summer","B10",1262,2000,0,43.18,39.93,7,0]
[2035,"NWPP_Coal_2_MAPP_US","NWPP_Coal","MAPP_US","External","Summer","B10",1262,150,0,62.03,34.06,8,0]
[2035,"SPP_N_2_RMPA","SPP_N","RMPA","External","Summer","B10",1262,210,0,41.68,46.67,5,0]
[2035,"HQ_IESO_2_IESO","HQ_IESO","IESO","Internal","Shoulder","B11",25,99999,400,49.64,49.65,0.01,0]
[2035,"IESO_2_MISO_W","IESO","MISO_W","Internal","Shoulder","B11",25,140,140,49.65,66.150000000000006,7,9.5]
[2035,"MAPP_US_2_MISO_W","MAPP_US","MISO_W","Internal","Shoulder","B11",25,2635,1449.18,59.15,66.150000000000006,7,0]
[2035,"MAPP_US_2_NE","MAPP_US","NE","Internal","Shoulder","B11",25,2000,2000,59.15,73.13,7,6.99]
[2035,"MISO_MI_2_IESO","MISO_MI","IESO","Internal","Shoulder","B11",25,1580,0,61.16,49.65,8,0]
[2035,"MISO_MI_2_PJM_ROR","MISO_MI","PJM_ROR","Internal","Shoulder","B11",25,1424,0,61.16,59.15,2,0]
[2035,"MISO_W_2_MAPP_CA","MISO_W","MAPP_CA","Internal","Shoulder","B11",25,718,0,66.150000000000006,49.13,0.01,0]
[2035,"MISO_W_2_MISO_WUMS","MISO_W","MISO_WUMS","Internal","Shoulder","B11",25,1629,0,66.150000000000006,61.15,0.01,0]
[2035,"NE_2_MISO_W","NE","MISO_W","Internal","Shoulder","B11",25,1600,0,73.13,66.150000000000006,5,0]
[2035,"NonRTO_Midwest_2_TVA_Transmission","NonRTO_Midwest","TVA_Transmission","Internal","Shoulder","B11",25,2400,0,74.150000000000006,65.150000000000006,8,0]
[2035,"NYISO_A-F_2_PJM_ROM","NYISO_A-F","PJM_ROM","Internal","Shoulder","B11",25,1000,0,54.41,59.13,8,0]
[2035,"PJM_E_2_NYISO_G-I","PJM_E","NYISO_G-I","Internal","Shoulder","B11",25,500,0,59.12,54.42,6,0]
[2035,"PJM_ROR_2_MISO_IN","PJM_ROR","MISO_IN","Internal","Shoulder","B11",25,909,909,59.15,66.150000000000006,2,5]
[2035,"PJM_ROR_2_VACAR","PJM_ROR","VACAR","Internal","Shoulder","B11",25,3000,3000,59.15,65.540000000000006,6,0.39]
[2035,"SOCO_2_FRCC","SOCO","FRCC","Internal","Shoulder","B11",25,3700,2842.79,72.540000000000006,82.54,10,0]
[2035,"SPP_N_2_SPP_S","SPP_N","SPP_S","Internal","Shoulder","B11",25,4383,0,73.150000000000006,69.150000000000006,0.01,0]
[2035,"SPP_S_2_ENT","SPP_S","ENT","Internal","Shoulder","B11",25,850,430.28,69.150000000000006,74.150000000000006,5,0]
[2035,"TVA_Transmission_2_ENT","TVA_Transmission","ENT","Internal","Shoulder","B11",25,3000,1080.8399999999999,65.150000000000006,74.150000000000006,9,0]
[2035,"TVA_Transmission_2_SOCO","TVA_Transmission","SOCO","Internal","Shoulder","B11",25,3200,0,65.150000000000006,72.540000000000006,9,0]
[2035,"AZ_NM_SNV_Coal_2_SPP_S","AZ_NM_SNV_Coal","SPP_S","External","Shoulder","B11",25,400,0,67.12,69.150000000000006,8.17,0]
[2035,"RMPA_2_NE","RMPA","NE","External","Shoulder","B11",25,310,310,56.34,73.13,8,8.8000000000000007]
[2035,"ENT_2_TVA_Transmission","ENT","TVA_Transmission","Internal","Shoulder","B12",200,2100,0,52.97,56.96,8,0]
[2035,"IESO_2_MISO_MI","IESO","MISO_MI","Internal","Shoulder","B12",200,1840,1662.85,49.65,56.65,7,0]
[2035,"MAPP_CA_2_IESO","MAPP_CA","IESO","Internal","Shoulder","B12",200,330,0,49.13,49.65,8,0]
[2035,"MISO_IN_2_MISO_MI","MISO_IN","MISO_MI","Internal","Shoulder","B12",200,5000,1748.41,56.64,56.65,0.01,0]
[2035,"MISO_MI_2_IESO","MISO_MI","IESO","Internal","Shoulder","B12",200,1580,0,56.65,49.65,8,0]
[2035,"MISO_MO-IL_2_MISO_W","MISO_MO-IL","MISO_W","Internal","Shoulder","B12",200,960,0,56.63,56.61,0.01,0]
[2035,"MISO_W_2_MAPP_CA","MISO_W","MAPP_CA","Internal","Shoulder","B12",200,718,0,56.61,49.13,0.01,0]
[2035,"MISO_W_2_MISO_WUMS","MISO_W","MISO_WUMS","Internal","Shoulder","B12",200,1629,147.72,56.61,56.63,0.01,0]
[2035,"MISO_WUMS_2_MISO_MI","MISO_WUMS","MISO_MI","Internal","Shoulder","B12",200,929,929,56.63,56.65,0.01,0.01]
[2035,"NEISO_2_NYISO_A-F","NEISO","NYISO_A-F","Internal","Shoulder","B12",200,600,600,42.33,50.21,3,4.88]
[2035,"NYISO_A-F_2_NEISO","NYISO_A-F","NEISO","Internal","Shoulder","B12",200,600,0,50.21,42.33,3,0]
[2035,"NYISO_G-I_2_NYISO_J-K","NYISO_G-I","NYISO_J-K","Internal","Shoulder","B12",200,6188,5112.74,50.22,50.23,0.01,0]
[2035,"PJM_ROR_2_MISO_IN","PJM_ROR","MISO_IN","Internal","Shoulder","B12",200,909,0,54.65,56.64,2,0]
[2035,"PJM_ROR_2_MISO_WUMS","PJM_ROR","MISO_WUMS","Internal","Shoulder","B12",200,1467,0,54.65,56.63,2,0]
[2035,"PJM_ROM_2_PJM_E","PJM_ROM","PJM_E","Internal","Shoulder","B12",200,8000,0,54.66,54.65,0.01,0]
[2035,"SPP_N_2_ENT","SPP_N","ENT","Internal","Shoulder","B12",200,1800,0,53.24,52.97,5,0]
[2035,"TVA_2_ENT","TVA","ENT","Internal","Shoulder","B12",200,500,0,52.27,52.97,9,0]
[2035,"TVA_Transmission_2_ENT","TVA_Transmission","ENT","Internal","Shoulder","B12",200,3000,0,56.96,52.97,9,0]
[2035,"TVA_Transmission_2_SOCO","TVA_Transmission","SOCO","Internal","Shoulder","B12",200,3200,0,56.96,53.05,9,0]
[2035,"NE_2_RMPA","NE","RMPA","External","Shoulder","B12",200,310,0,53.25,56.34,5,0]
[2035,"RMPA_2_NE","RMPA","NE","External","Shoulder","B12",200,310,0,56.34,53.25,8,0]
[2035,"SPP_N_2_RMPA","SPP_N","RMPA","External","Shoulder","B12",200,210,0,53.24,56.34,5,0]
[2035,"HQ_NY_2_NYISO_A-F","HQ_NY","NYISO_A-F","Internal","Shoulder","B13",600,99999,1000,45.79,45.81,0.01,0]
[2035,"MAPP_CA_2_IESO","MAPP_CA","IESO","Internal","Shoulder","B13",600,330,0,49.13,45.67,8,0]
[2035,"MAPP_US_2_MISO_W","MAPP_US","MISO_W","Internal","Shoulder","B13",600,2635,2585.42,44.05,51.05,7,0]
[2035,"MISO_IN_2_NonRTO_Midwest","MISO_IN","NonRTO_Midwest","Internal","Shoulder","B13",600,4800,85.92,51.08,59.08,8,0]
[2035,"MISO_MI_2_MISO_WUMS","MISO_MI","MISO_WUMS","Internal","Shoulder","B13",600,947,0,51.09,51.07,0.01,0]
[2035,"MISO_MO-IL_2_SPP_N","MISO_MO-IL","SPP_N","Internal","Shoulder","B13",600,2000,0,51.07,51.05,8,0]
[2035,"MISO_W_2_MISO_WUMS","MISO_W","MISO_WUMS","Internal","Shoulder","B13",600,1629,57.67,51.05,51.07,0.01,0]
[2035,"NE_2_MISO_W","NE","MISO_W","Internal","Shoulder","B13",600,1600,0,51.05,51.05,5,0]
[2035,"NEISO_2_NYISO_J-K","NEISO","NYISO_J-K","Internal","Shoulder","B13",600,500,500,42.33,45.83,3,0.5]
[2035,"NYISO_A-F_2_NEISO","NYISO_A-F","NEISO","Internal","Shoulder","B13",600,600,0,45.81,42.33,3,0]
[2035,"NYISO_J-K_2_PJM_E","NYISO_J-K","PJM_E","Internal","Shoulder","B13",600,330,0,45.83,49.07,8,0]
[2035,"PJM_ROR_2_MISO_MI","PJM_ROR","MISO_MI","Internal","Shoulder","B13",600,1305,803.04,49.09,51.09,2,0]
[2035,"PJM_ROR_2_MISO_MO-IL","PJM_ROR","MISO_MO-IL","Internal","Shoulder","B13",600,1111,0,49.09,51.07,2,0]
[2035,"PJM_ROR_2_TVA_Transmission","PJM_ROR","TVA_Transmission","Internal","Shoulder","B13",600,2500,0,49.09,52.37,6,0]
[2035,"SOCO_2_FRCC","SOCO","FRCC","Internal","Shoulder","B13",600,3700,0,53.05,60.77,10,0]
[2035,"TVA_2_ENT","TVA","ENT","Internal","Shoulder","B13",600,500,0,48.01,52.97,9,0]
[2035,"TVA_2_NonRTO_Midwest","TVA","NonRTO_Midwest","Internal","Shoulder","B13",600,100,100,48.01,59.08,9,2.06]
[2035,"TVA_Transmission_2_SOCO","TVA_Transmission","SOCO","Internal","Shoulder","B13",600,3200,0,52.37,53.05,9,0]
[2035,"VACAR_2_TVA_Transmission","VACAR","TVA_Transmission","Internal","Shoulder","B13",600,900,0,48.37,52.37,7,0]
[2035,"RMPA_2_MAPP_US","RMPA","MAPP_US","External","Shoulder","B13",600,200,0,56.05,44.05,8,0]
[2035,"SPP_N_2_RMPA","SPP_N","RMPA","External","Shoulder","B13",600,210,188.4,51.05,56.05,5,0]
[2035,"IESO_2_MAPP_CA","IESO","MAPP_CA","Internal","Shoulder","B14",900,262,0,45.67,49.13,7,0]
[2035,"MAPP_CA_2_MAPP_US","MAPP_CA","MAPP_US","Internal","Shoulder","B14",900,372,0,49.13,42.14,7,0]
[2035,"MARITIMES_2_NEISO","MARITIMES","NEISO","Internal","Shoulder","B14",900,99999,1682.64,42.32,42.33,0.01,0]
[2035,"MISO_MI_2_IESO","MISO_MI","IESO","Internal","Shoulder","B14",900,1580,0,49.18,45.67,8,0]
[2035,"MISO_MI_2_MISO_IN","MISO_MI","MISO_IN","Internal","Shoulder","B14",900,2045,0,49.18,49.17,0.01,0]
[2035,"MISO_MO-IL_2_SPP_N","MISO_MO-IL","SPP_N","Internal","Shoulder","B14",900,2000,0,49.15,47.58,8,0]
[2035,"MISO_W_2_IESO","MISO_W","IESO","Internal","Shoulder","B14",900,90,0,49.14,45.67,8,0]
[2035,"MISO_W_2_SPP_N","MISO_W","SPP_N","Internal","Shoulder","B14",900,3200,0,49.14,47.58,7,0]
[2035,"NE_2_SPP_N","NE","SPP_N","Internal","Shoulder","B14",900,3001,0,47.59,47.58,0.01,0]
[2035,"NYISO_A-F_2_IESO","NYISO_A-F","IESO","Internal","Shoulder","B14",900,1600,0,45.77,45.67,7,0]
[2035,"NYISO_G-I_2_PJM_E","NYISO_G-I","PJM_E","Internal","Shoulder","B14",900,1500,0,45.79,47.79,8,0]
[2035,"PJM_E_2_NYISO_J-K","PJM_E","NYISO_J-K","Internal","Shoulder","B14",900,330,0,47.79,45.8,6,0]
[2035,"PJM_ROR_2_MISO_WUMS","PJM_ROR","MISO_WUMS","Internal","Shoulder","B14",900,1467,0,47.79,49.13,2,0]
[2035,"PJM_ROM_2_NYISO_A-F","PJM_ROM","NYISO_A-F","Internal","Shoulder","B14",900,2000,0,47.8,45.77,6,0]
[2035,"SPP_N_2_ENT","SPP_N","ENT","Internal","Shoulder","B14",900,1800,979.52,47.58,52.58,5,0]
[2035,"SPP_N_2_NE","SPP_N","NE","Internal","Shoulder","B14",900,1531,433.2,47.58,47.59,0.01,0]
[2035,"TVA_2_VACAR","TVA","VACAR","Internal","Shoulder","B14",900,150,0,48.01,46.05,9,0]
[2035,"TVA_Transmission_2_ENT","TVA_Transmission","ENT","Internal","Shoulder","B14",900,3000,0,50.17,52.58,9,0]
[2035,"AZ_NM_SNV_Coal_2_SPP_S","AZ_NM_SNV_Coal","SPP_S","External","Shoulder","B14",900,400,0,62.04,47.57,8.17,0]
[2035,"MAPP_US_2_RMPA","MAPP_US","RMPA","External","Shoulder","B14",900,200,200,42.14,56.05,8,5.91]
[2035,"SPP_N_2_RMPA","SPP_N","RMPA","External","Shoulder","B14",900,210,210,47.58,56.05,5,3.47]
[2035,"HQ_IESO_2_IESO","HQ_IESO","IESO","Internal","Shoulder","B15",1203,99999,75.48,45.66,45.67,0.01,0]
[2035,"IESO_2_MISO_W","IESO","MISO_W","Internal","Shoulder","B15",1203,140,0,45.67,43.81,7,0]
[2035,"MAPP_US_2_MISO_W","MAPP_US","MISO_W","Internal","Shoulder","B15",1203,2635,2635,35.21,43.81,7,1.6]
[2035,"MISO_IN_2_MISO_MO-IL","MISO_IN","MISO_MO-IL","Internal","Shoulder","B15",1203,5000,0,44.08,43.82,0.01,0]
[2035,"MISO_MI_2_PJM_ROR","MISO_MI","PJM_ROR","Internal","Shoulder","B15",1203,1424,0,44.09,42.35,2,0]
[2035,"MISO_MO-IL_2_SPP_N","MISO_MO-IL","SPP_N","Internal","Shoulder","B15",1203,2000,0,43.82,41.48,8,0]
[2035,"MISO_W_2_MISO_MO-IL","MISO_W","MISO_MO-IL","Internal","Shoulder","B15",1203,3800,1195.1099999999999,43.81,43.82,0.01,0]
[2035,"MISO_WUMS_2_PJM_ROR","MISO_WUMS","PJM_ROR","Internal","Shoulder","B15",1203,1600,0,44.01,42.35,2,0]
[2035,"NEISO_2_NYISO_A-F","NEISO","NYISO_A-F","Internal","Shoulder","B15",1203,600,600,42.33,45.77,3,0.44]
[2035,"NYISO_A-F_2_NYISO_G-I","NYISO_A-F","NYISO_G-I","Internal","Shoulder","B15",1203,4757,0,45.77,45.76,0.01,0]
[2035,"NYISO_A-F_2_PJM_ROM","NYISO_A-F","PJM_ROM","Internal","Shoulder","B15",1203,1000,0,45.77,42.37,8,0]
[2035,"PJM_E_2_NYISO_G-I","PJM_E","NYISO_G-I","Internal","Shoulder","B15",1203,500,0,42.38,45.76,6,0]
[2035,"PJM_ROR_2_MISO_MI","PJM_ROR","MISO_MI","Internal","Shoulder","B15",1203,1305,0,42.35,44.09,2,0]
[2035,"PJM_ROM_2_NYISO_A-F","PJM_ROM","NYISO_A-F","Internal","Shoulder","B15",1203,2000,0,42.37,45.77,6,0]
[2035,"PJM_ROM_2_PJM_ROR","PJM_ROM","PJM_ROR","Internal","Shoulder","B15",1203,8000,0,42.37,42.35,0.01,0]
[2035,"SPP_N_2_SPP_S","SPP_N","SPP_S","Internal","Shoulder","B15",1203,4383,237.24,41.48,41.49,0.01,0]
[2035,"TVA_2_NonRTO_Midwest","TVA","NonRTO_Midwest","Internal","Shoulder","B15",1203,100,0,48.01,40,9,0]
[2035,"TVA_Transmission_2_SOCO","TVA_Transmission","SOCO","Internal","Shoulder","B15",1203,3200,0,48,48.71,9,0]
[2035,"VACAR_2_TVA_Transmission","VACAR","TVA_Transmission","Internal","Shoulder","B15",1203,900,0,41.71,48,7,0]
[2035,"NE_2_RMPA","NE","RMPA","External","Shoulder","B15",1203,310,310,41.46,49.18,5,2.72]
[2035,"ENT_2_SOCO","ENT","SOCO","Internal","Winter","B16",25,2000,1397.79,62.59,70.59,8,0]
[2035,"IESO_2_MAPP_CA","IESO","MAPP_CA","Internal","Winter","B16",25,262,0,52.02,57.65,7,0]
[2035,"IESO_2_MISO_MI","IESO","MISO_MI","Internal","Winter","B16",25,1840,1319.89,52.02,59.02,7,0]
[2035,"MAPP_CA_2_MAPP_US","MAPP_CA","MAPP_US","Internal","Winter","B16",25,372,0,57.65,44.67,7,0]
[2035,"MISO_IN_2_MISO_MO-IL","MISO_IN","MISO_MO-IL","Internal","Winter","B16",25,5000,0,59.03,57.67,0.01,0]
[2035,"MISO_MI_2_IESO","MISO_MI","IESO","Internal","Winter","B16",25,1580,0,59.02,52.02,8,0]
[2035,"MISO_MO-IL_2_MISO_IN","MISO_MO-IL","MISO_IN","Internal","Winter","B16",25,2100,2100,57.67,59.03,0.01,1.34]
[2035,"MISO_W_2_IESO","MISO_W","IESO","Internal","Winter","B16",25,90,0,57.66,52.02,8,0]
[2035,"MISO_W_2_SPP_N","MISO_W","SPP_N","Internal","Winter","B16",25,3200,0,57.66,57.59,7,0]
[2035,"NE_2_SPP_N","NE","SPP_N","Internal","Winter","B16",25,3001,918.94,57.58,57.59,0.01,0]
[2035,"NEISO_2_NYISO_J-K","NEISO","NYISO_J-K","Internal","Winter","B16",25,500,500,53.51,79.89,3,23.38]
[2035,"NYISO_G-I_2_NYISO_A-F","NYISO_G-I","NYISO_A-F","Internal","Winter","B16",25,2506,0,57.7,57.68,0.01,0]
[2035,"PJM_E_2_NYISO_G-I","PJM_E","NYISO_G-I","Internal","Winter","B16",25,500,0,55.7,57.7,6,0]
[2035,"PJM_ROR_2_MISO_W","PJM_ROR","MISO_W","Internal","Winter","B16",25,709,0,55.67,57.66,2,0]
[2035,"PJM_ROM_2_NYISO_A-F","PJM_ROM","NYISO_A-F","Internal","Winter","B16",25,2000,0,55.68,57.68,6,0]
[2035,"PJM_ROM_2_PJM_ROR","PJM_ROM","PJM_ROR","Internal","Winter","B16",25,8000,0,55.68,55.67,0.01,0]
[2035,"SPP_N_2_ENT","SPP_N","ENT","Internal","Winter","B16",25,1800,1215.44,57.59,62.59,5,0]
[2035,"SPP_S_2_SPP_N","SPP_S","SPP_N","Internal","Winter","B16",25,1023,1023,54.52,57.59,0.01,3.06]
[2035,"TVA_2_VACAR","TVA","VACAR","Internal","Winter","B16",25,150,0,61.68,63.59,9,0]
[2035,"TVA_Transmission_2_VACAR","TVA_Transmission","VACAR","Internal","Winter","B16",25,900,0,61.67,63.59,9,0]
[2035,"MAPP_US_2_RMPA","MAPP_US","RMPA","External","Winter","B16",25,200,200,44.67,62.86,8,10.19]
[2035,"SPP_S_2_ERCOT","SPP_S","ERCOT","External","Winter","B16",25,800,0,54.52,58.73,5,0]
[2035,"HQ_NEISO_2_NEISO","HQ_NEISO","NEISO","Internal","Winter","B17",100,99999,2920,53.5,53.51,0.01,0]
[2035,"IESO_2_MISO_MI","IESO","MISO_MI","Internal","Winter","B17",100,1840,744.97,50.02,57.02,7,0]
[2035,"MAPP_US_2_MAPP_CA","MAPP_US","MAPP_CA","Internal","Winter","B17",100,165,165,44.73,55.16,7,3.43]
[2035,"MISO_IN_2_MISO_MO-IL","MISO_IN","MISO_MO-IL","Internal","Winter","B17",100,5000,0,57,55.18,0.01,0]
[2035,"MISO_IN_2_PJM_ROR","MISO_IN","PJM_ROR","Internal","Winter","B17",100,992,0,57,55,2,0]
[2035,"MISO_MO-IL_2_PJM_ROR","MISO_MO-IL","PJM_ROR","Internal","Winter","B17",100,1212,0,55.18,55,2,0]
[2035,"MISO_W_2_MISO_MO-IL","MISO_W","MISO_MO-IL","Internal","Winter","B17",100,3800,3022.67,55.17,55.18,0.01,0]
[2035,"MISO_WUMS_2_MISO_MI","MISO_WUMS","MISO_MI","Internal","Winter","B17",100,929,929,55.44,57.02,0.01,1.56]
[2035,"MISO_WUMS_2_MISO_W","MISO_WUMS","MISO_W","Internal","Winter","B17",100,1137,0,55.44,55.17,0.01,0]
[2035,"NEISO_2_NYISO_J-K","NEISO","NYISO_J-K","Internal","Winter","B17",100,500,500,53.51,59.8,3,3.29]
[2035,"NYISO_A-F_2_NYISO_G-I","NYISO_A-F","NYISO_G-I","Internal","Winter","B17",100,4757,3598.24,56.51,56.52,0.01,0]
[2035,"NYISO_G-I_2_PJM_E","NYISO_G-I","PJM_E","Internal","Winter","B17",100,1500,0,56.52,55.03,8,0]
[2035,"PJM_E_2_PJM_ROM","PJM_E","PJM_ROM","Internal","Winter","B17",100,8000,0,55.03,55.02,0.01,0]
[2035,"PJM_ROR_2_PJM_ROM","PJM_ROR","PJM_ROM","Internal","Winter","B17",100,8000,5156.49,55,55.02,0.01,0]
[2035,"PJM_ROM_2_PJM_ROR","PJM_ROM","PJM_ROR","Internal","Winter","B17",100,8000,0,55.02,55,0.01,0]
[2035,"SPP_N_2_SPP_S","SPP_N","SPP_S","Internal","Winter","B17",100,4383,0,51.74,51.74,0.01,0]
[2035,"TVA_2_MISO_MO-IL","TVA","MISO_MO-IL","Internal","Winter","B17",100,50,0,55.54,55.18,9,0]
[2035,"TVA_Transmission_2_SOCO","TVA_Transmission","SOCO","Internal","Winter","B17",100,3200,0,58.7,56.53,9,0]
[2035,"VACAR_2_PJM_ROR","VACAR","PJM_ROR","Internal","Winter","B17",100,2000,0,58.26,55,7,0]
[2035,"NWPP_Coal_2_MAPP_US","NWPP_Coal","MAPP_US","External","Winter","B17",100,150,0,66.73,44.73,8,0]
[2035,"RMPA_2_MAPP_US","RMPA","MAPP_US","External","Winter","B17",100,200,0,60.97,44.73,8,0]
[2035,"SPP_S_2_ERCOT","SPP_S","ERCOT","External","Winter","B17",100,800,0,51.74,53.83,5,0]
[2035,"HQ_IESO_2_IESO","HQ_IESO","IESO","Internal","Winter","B18",400,99999,400,49.49,49.5,0.01,0]
[2035,"MAPP_US_2_MAPP_CA","MAPP_US","MAPP_CA","Internal","Winter","B18",400,165,165,44.74,54.45,7,2.71]
[2035,"MAPP_US_2_NE","MAPP_US","NE","Internal","Winter","B18",400,2000,991.58,44.74,51.74,7,0]
[2035,"MISO_MI_2_IESO","MISO_MI","IESO","Internal","Winter","B18",400,1580,0,54.5,49.5,8,0]
[2035,"MISO_MO-IL_2_MISO_IN","MISO_MO-IL","MISO_IN","Internal","Winter","B18",400,2100,659.49,54.48,54.49,0.01,0]
[2035,"MISO_MO-IL_2_TVA_Transmission","MISO_MO-IL","TVA_Transmission","Internal","Winter","B18",400,4000,0,54.48,55.15,8,0]
[2035,"MISO_W_2_MISO_MO-IL","MISO_W","MISO_MO-IL","Internal","Winter","B18",400,3800,738.05,54.46,54.48,0.01,0]
[2035,"NE_2_MISO_W","NE","MISO_W","Internal","Winter","B18",400,1600,0,51.74,54.46,5,0]
[2035,"NYISO_A-F_2_IESO","NYISO_A-F","IESO","Internal","Winter","B18",400,1600,0,56.5,49.5,7,0]
[2035,"NYISO_G-I_2_NEISO","NYISO_G-I","NEISO","Internal","Winter","B18",400,600,0,56.51,53.51,3,0]
[2035,"PJM_E_2_NYISO_G-I","PJM_E","NYISO_G-I","Internal","Winter","B18",400,500,0,52.52,56.51,6,0]
[2035,"PJM_E_2_NYISO_J-K","PJM_E","NYISO_J-K","Internal","Winter","B18",400,330,330,52.52,59.8,6,1.28]
[2035,"PJM_ROR_2_PJM_ROM","PJM_ROR","PJM_ROM","Internal","Winter","B18",400,8000,5209.49,52.5,52.51,0.01,0]
[2035,"PJM_ROR_2_VACAR","PJM_ROR","VACAR","Internal","Winter","B18",400,3000,0,52.5,49.53,6,0]
[2035,"SPP_N_2_ENT","SPP_N","ENT","Internal","Winter","B18",400,1800,0,51.76,56.74,5,0]
[2035,"SPP_S_2_SPP_N","SPP_S","SPP_N","Internal","Winter","B18",400,1023,28.18,51.74,51.76,0.01,0]
[2035,"TVA_2_VACAR","TVA","VACAR","Internal","Winter","B18",400,150,0,49.93,49.53,9,0]
[2035,"VACAR_2_PJM_ROR","VACAR","PJM_ROR","Internal","Winter","B18",400,2000,0,49.53,52.5,7,0]
[2035,"AZ_NM_SNV_Coal_2_SPP_S","AZ_NM_SNV_Coal","SPP_S","External","Winter","B18",400,400,0,66.739999999999995,51.74,8.17,0]
[2035,"RMPA_2_SPP_N","RMPA","SPP_N","External","Winter","B18",400,210,0,59.22,51.76,8,0]
[2035,"ENT_2_TVA_Transmission","ENT","TVA_Transmission","Internal","Winter","B19",700,2100,0,55.49,51,8,0]
[2035,"IESO_2_MISO_W","IESO","MISO_W","Internal","Winter","B19",700,140,0,49.5,51.67,7,0]
[2035,"MAPP_US_2_MAPP_CA","MAPP_US","MAPP_CA","Internal","Winter","B19",700,165,0,44.67,51.65,7,0]
[2035,"MAPP_US_2_NE","MAPP_US","NE","Internal","Winter","B19",700,2000,0,44.67,50.5,7,0]
[2035,"MISO_IN_2_MISO_MO-IL","MISO_IN","MISO_MO-IL","Internal","Winter","B19",700,5000,0,51.69,51.68,0.01,0]
[2035,"MISO_MO-IL_2_MISO_IN","MISO_MO-IL","MISO_IN","Internal","Winter","B19",700,2100,330.21,51.68,51.69,0.01,0]
[2035,"MISO_MO-IL_2_MISO_W","MISO_MO-IL","MISO_W","Internal","Winter","B19",700,960,0,51.68,51.67,0.01,0]
[2035,"MISO_W_2_MISO_MO-IL","MISO_W","MISO_MO-IL","Internal","Winter","B19",700,3800,10.029999999999999,51.67,51.68,0.01,0]
[2035,"MISO_WUMS_2_PJM_ROR","MISO_WUMS","PJM_ROR","Internal","Winter","B19",700,1600,0,51.68,50.57,2,0]
[2035,"NEISO_2_NYISO_G-I","NEISO","NYISO_G-I","Internal","Winter","B19",700,600,0,53.51,53.74,3,0]
[2035,"NYISO_A-F_2_NYISO_G-I","NYISO_A-F","NYISO_G-I","Internal","Winter","B19",700,4757,3932.28,53.73,53.74,0.01,0]
[2035,"NYISO_G-I_2_NYISO_J-K","NYISO_G-I","NYISO_J-K","Internal","Winter","B19",700,6188,6188,53.74,57.95,0.01,4.1900000000000004]
[2035,"PJM_ROR_2_MISO_IN","PJM_ROR","MISO_IN","Internal","Winter","B19",700,909,0,50.57,51.69,2,0]
[2035,"PJM_ROR_2_PJM_ROM","PJM_ROR","PJM_ROM","Internal","Winter","B19",700,8000,6185.53,50.57,50.58,0.01,0]
[2035,"PJM_ROR_2_VACAR","PJM_ROR","VACAR","Internal","Winter","B19",700,3000,0,50.57,44.9,6,0]
[2035,"SPP_N_2_NE","SPP_N","NE","Internal","Winter","B19",700,1531,884.14,50.49,50.5,0.01,0]
[2035,"SPP_S_2_SPP_N","SPP_S","SPP_N","Internal","Winter","B19",700,1023,1023,49.69,50.49,0.01,0.78]
[2035,"TVA_2_MISO_MO-IL","TVA","MISO_MO-IL","Internal","Winter","B19",700,50,0,49.93,51.68,9,0]
[2035,"TVA_Transmission_2_NonRTO_Midwest","TVA_Transmission","NonRTO_Midwest","Internal","Winter","B19",700,700,0,51,50.8,9,0]
[2035,"VACAR_2_TVA_Transmission","VACAR","TVA_Transmission","Internal","Winter","B19",700,900,0,44.9,51,7,0]
[2035,"NWPP_Coal_2_MAPP_US","NWPP_Coal","MAPP_US","External","Winter","B19",700,150,0,66.73,44.67,8,0]
[2035,"SPP_S_2_ERCOT","SPP_S","ERCOT","External","Winter","B19",700,800,0,49.69,53.83,5,0]
[2035,"HQ_NY_2_NYISO_A-F","HQ_NY","NYISO_A-F","Internal","Summer","B2",25,99999,1000,84.7,84.71,0.01,0]
[2035,"MAPP_CA_2_IESO","MAPP_CA","IESO","Internal","Summer","B2",25,330,330,41.07,77.709999999999994,8,28.64]
[2035,"MAPP_US_2_NE","MAPP_US","NE","Internal","Summer","B2",25,2000,1896.74,74.290000000000006,81.290000000000006,7,0]
[2035,"MISO_IN_2_PJM_ROR","MISO_IN","PJM_ROR","Internal","Summer","B2",25,992,0,80.73,78.709999999999994,2,0]
[2035,"MISO_MO-IL_2_ENT","MISO_MO-IL","ENT","Internal","Summer","B2",25,2540,0,80.739999999999995,84.7,8,0]
[2035,"MISO_MO-IL_2_PJM_ROR","MISO_MO-IL","PJM_ROR","Internal","Summer","B2",25,1212,0,80.739999999999995,78.709999999999994,2,0]
[2035,"MISO_W_2_PJM_ROR","MISO_W","PJM_ROR","Internal","Summer","B2",25,773,0,81.290000000000006,78.709999999999994,2,0]
[2035,"NE_2_MISO_W","NE","MISO_W","Internal","Summer","B2",25,1600,0,81.290000000000006,81.290000000000006,5,0]
[2035,"NE_2_SPP_N","NE","SPP_N","Internal","Summer","B2",25,3001,63.87,81.290000000000006,81.3,0.01,0]
[2035,"NonRTO_Midwest_2_TVA_Transmission","NonRTO_Midwest","TVA_Transmission","Internal","Summer","B2",25,2400,0,84.43,88.74,8,0]
[2035,"NYISO_G-I_2_NEISO","NYISO_G-I","NEISO","Internal","Summer","B2",25,600,0,84.73,81.739999999999995,3,0]
[2035,"PJM_ROR_2_MISO_IN","PJM_ROR","MISO_IN","Internal","Summer","B2",25,909,909,78.709999999999994,80.73,2,0.01]
[2035,"PJM_ROR_2_MISO_MO-IL","PJM_ROR","MISO_MO-IL","Internal","Summer","B2",25,1111,1111,78.709999999999994,80.739999999999995,2,0.02]
[2035,"PJM_ROR_2_VACAR","PJM_ROR","VACAR","Internal","Summer","B2",25,3000,3000,78.709999999999994,87.37,6,2.66]
[2035,"SOCO_2_VACAR","SOCO","VACAR","Internal","Summer","B2",25,2000,0,86.6,87.37,10,0]
[2035,"SPP_S_2_ENT","SPP_S","ENT","Internal","Summer","B2",25,850,850,70.59,84.7,5,9.11]
[2035,"TVA_2_MISO_MO-IL","TVA","MISO_MO-IL","Internal","Summer","B2",25,50,0,88.75,80.739999999999995,9,0]
[2035,"TVA_Transmission_2_TVA","TVA_Transmission","TVA","Internal","Summer","B2",25,99999,3638.81,88.74,88.75,0.01,0]
[2035,"AZ_NM_SNV_Coal_2_SPP_S","AZ_NM_SNV_Coal","SPP_S","External","Summer","B2",25,400,0,97.49,70.59,8.17,0]
[2035,"RMPA_2_NE","RMPA","NE","External","Summer","B2",25,310,0,82.29,81.290000000000006,8,0]
[2035,"ENT_2_TVA_Transmission","ENT","TVA_Transmission","Internal","Winter","B20",935,2100,0,49.98,45.47,8,0]
[2035,"HQ_NY_2_NYISO_A-F","HQ_NY","NYISO_A-F","Internal","Winter","B20",935,99999,229.95,53.12,53.13,0.01,0]
[2035,"IESO_2_MISO_MI","IESO","MISO_MI","Internal","Winter","B20",935,1840,0,49.5,41.5,7,0]
[2035,"MAPP_CA_2_MISO_W","MAPP_CA","MISO_W","Internal","Winter","B20",935,1988,0,51.65,41.46,0.01,0]
[2035,"MISO_IN_2_MISO_MI","MISO_IN","MISO_MI","Internal","Winter","B20",935,5000,1346.05,41.49,41.5,0.01,0]
[2035,"MISO_MI_2_MISO_IN","MISO_MI","MISO_IN","Internal","Winter","B20",935,2045,0,41.5,41.49,0.01,0]
[2035,"MISO_MO-IL_2_MISO_W","MISO_MO-IL","MISO_W","Internal","Winter","B20",935,960,0,41.47,41.46,0.01,0]
[2035,"MISO_W_2_MISO_WUMS","MISO_W","MISO_WUMS","Internal","Winter","B20",935,1629,1629,41.46,41.51,0.01,0.04]
[2035,"MISO_WUMS_2_MISO_MI","MISO_WUMS","MISO_MI","Internal","Winter","B20",935,929,0,41.51,41.5,0.01,0]
[2035,"NEISO_2_NYISO_G-I","NEISO","NYISO_G-I","Internal","Winter","B20",935,600,0,53.51,53.14,3,0]
[2035,"NYISO_A-F_2_NEISO","NYISO_A-F","NEISO","Internal","Winter","B20",935,600,0,53.13,53.51,3,0]
[2035,"NYISO_G-I_2_NYISO_J-K","NYISO_G-I","NYISO_J-K","Internal","Winter","B20",935,6188,6188,53.14,56.2,0.01,3.04]
[2035,"NYISO_J-K_2_PJM_E","NYISO_J-K","PJM_E","Internal","Winter","B20",935,330,0,56.2,39.5,8,0]
[2035,"PJM_ROR_2_MISO_WUMS","PJM_ROR","MISO_WUMS","Internal","Winter","B20",935,1467,1467,39.47,41.51,2,0.04]
[2035,"PJM_ROR_2_PJM_ROM","PJM_ROR","PJM_ROM","Internal","Winter","B20",935,8000,7842.93,39.47,39.49,0.01,0]
[2035,"SPP_N_2_ENT","SPP_N","ENT","Internal","Winter","B20",935,1800,1800,40.15,49.98,5,4.82]
[2035,"SPP_N_2_MISO_MO-IL","SPP_N","MISO_MO-IL","Internal","Winter","B20",935,2000,0,40.15,41.47,5,0]
[2035,"TVA_2_MISO_MO-IL","TVA","MISO_MO-IL","Internal","Winter","B20",935,50,0,45.49,41.47,9,0]
[2035,"TVA_Transmission_2_SOCO","TVA_Transmission","SOCO","Internal","Winter","B20",935,3200,0,45.47,51.16,9,0]
[2035,"VACAR_2_PJM_ROR","VACAR","PJM_ROR","Internal","Winter","B20",935,2000,0,41.92,39.47,7,0]
[2035,"MAPP_US_2_RMPA","MAPP_US","RMPA","External","Winter","B20",935,200,200,34.1,45.15,8,3.05]
[2035,"SPP_N_2_RMPA","SPP_N","RMPA","External","Winter","B20",935,210,0,40.15,45.15,5,0]
[2035,"HQ_IESO_2_IESO","HQ_IESO","IESO","Internal","Summer","B3",75,99999,400,72.16,72.17,0.01,0]
[2035,"MAPP_CA_2_IESO","MAPP_CA","IESO","Internal","Summer","B3",75,330,330,41.07,72.17,8,23.1]
[2035,"MAPP_US_2_MISO_W","MAPP_US","MISO_W","Internal","Summer","B3",75,2635,1741.86,74.39,81.39,7,0]
[2035,"MISO_IN_2_PJM_ROR","MISO_IN","PJM_ROR","Internal","Summer","B3",75,992,0,79.180000000000007,77.180000000000007,2,0]
[2035,"MISO_MI_2_MISO_WUMS","MISO_MI","MISO_WUMS","Internal","Summer","B3",75,947,0,79.17,75.33,0.01,0]
[2035,"MISO_MO-IL_2_SPP_N","MISO_MO-IL","SPP_N","Internal","Summer","B3",75,2000,0,79.180000000000007,81.38,8,0]
[2035,"MISO_MO-IL_2_TVA_Transmission","MISO_MO-IL","TVA_Transmission","Internal","Summer","B3",75,4000,0,79.180000000000007,83.18,8,0]
[2035,"MISO_W_2_SPP_N","MISO_W","SPP_N","Internal","Summer","B3",75,3200,0,81.39,81.38,7,0]
[2035,"NE_2_MISO_W","NE","MISO_W","Internal","Summer","B3",75,1600,0,81.39,81.39,5,0]
[2035,"NYISO_A-F_2_NEISO","NYISO_A-F","NEISO","Internal","Summer","B3",75,600,0,65.37,62.37,3,0]
[2035,"NYISO_A-F_2_PJM_ROM","NYISO_A-F","PJM_ROM","Internal","Summer","B3",75,1000,1000,65.37,77.17,8,3.81]
[2035,"PJM_E_2_NYISO_G-I","PJM_E","NYISO_G-I","Internal","Summer","B3",75,500,0,77.16,65.38,6,0]
[2035,"PJM_ROR_2_MISO_MO-IL","PJM_ROR","MISO_MO-IL","Internal","Summer","B3",75,1111,128.4,77.180000000000007,79.180000000000007,2,0]
[2035,"PJM_ROR_2_VACAR","PJM_ROR","VACAR","Internal","Summer","B3",75,3000,3000,77.180000000000007,85.46,6,2.27]
[2035,"SOCO_2_VACAR","SOCO","VACAR","Internal","Summer","B3",75,2000,0,86.6,85.46,10,0]
[2035,"SPP_N_2_NE","SPP_N","NE","Internal","Summer","B3",75,1531,1208.68,81.38,81.39,0.01,0]
[2035,"TVA_2_SOCO","TVA","SOCO","Internal","Summer","B3",75,500,0,83.2,86.6,9,0]
[2035,"TVA_Transmission_2_SOCO","TVA_Transmission","SOCO","Internal","Summer","B3",75,3200,0,83.18,86.6,9,0]
[2035,"VACAR_2_TVA_Transmission","VACAR","TVA_Transmission","Internal","Summer","B3",75,900,0,85.46,83.18,7,0]
[2035,"AZ_NM_SNV_Coal_2_SPP_S","AZ_NM_SNV_Coal","SPP_S","External","Summer","B3",75,400,0,97.49,71.180000000000007,8.17,0]
[2035,"SPP_N_2_RMPA","SPP_N","RMPA","External","Summer","B3",75,210,0,81.38,82.39,5,0]
[2035,"ENT_2_TVA_Transmission","ENT","TVA_Transmission","Internal","Summer","B4",100,2100,0,78.599999999999994,81.22,8,0]
[2035,"IESO_2_MISO_MI","IESO","MISO_MI","Internal","Summer","B4",100,1840,1840,53.62,77.209999999999994,7,16.59]
[2035,"MAPP_CA_2_MISO_W","MAPP_CA","MISO_W","Internal","Summer","B4",100,1988,1988,41.07,80.22,0.01,39.14]
[2035,"MISO_IN_2_MISO_MI","MISO_IN","MISO_MI","Internal","Summer","B4",100,5000,0,77.22,77.209999999999994,0.01,0]
[2035,"MISO_MI_2_MISO_IN","MISO_MI","MISO_IN","Internal","Summer","B4",100,2045,1878.43,77.209999999999994,77.22,0.01,0]
[2035,"MISO_MO-IL_2_ENT","MISO_MO-IL","ENT","Internal","Summer","B4",100,2540,0,77.23,78.599999999999994,8,0]
[2035,"MISO_W_2_MAPP_CA","MISO_W","MAPP_CA","Internal","Summer","B4",100,718,0,80.22,41.07,0.01,0]
[2035,"MISO_W_2_SPP_N","MISO_W","SPP_N","Internal","Summer","B4",100,3200,0,80.22,81.3,7,0]
[2035,"NEISO_2_NYISO_A-F","NEISO","NYISO_A-F","Internal","Summer","B4",100,600,600,53.98,60.62,3,3.64]
[2035,"NYISO_A-F_2_NEISO","NYISO_A-F","NEISO","Internal","Summer","B4",100,600,0,60.62,53.98,3,0]
[2035,"NYISO_A-F_2_PJM_ROM","NYISO_A-F","PJM_ROM","Internal","Summer","B4",100,1000,1000,60.62,75.209999999999994,8,6.59]
[2035,"NYISO_G-I_2_NYISO_J-K","NYISO_G-I","NYISO_J-K","Internal","Summer","B4",100,6188,4034.37,60.63,60.64,0.01,0]
[2035,"PJM_E_2_PJM_ROM","PJM_E","PJM_ROM","Internal","Summer","B4",100,8000,4305.8,75.2,75.209999999999994,0.01,0]
[2035,"PJM_ROR_2_MISO_WUMS","PJM_ROR","MISO_WUMS","Internal","Summer","B4",100,1467,0,75.22,75.33,2,0]
[2035,"PJM_ROM_2_PJM_E","PJM_ROM","PJM_E","Internal","Summer","B4",100,8000,0,75.209999999999994,75.2,0.01,0]
[2035,"SPP_N_2_NE","SPP_N","NE","Internal","Summer","B4",100,1531,0,81.3,81.290000000000006,0.01,0]
[2035,"TVA_2_ENT","TVA","ENT","Internal","Summer","B4",100,500,0,81.23,78.599999999999994,9,0]
[2035,"TVA_Transmission_2_ENT","TVA_Transmission","ENT","Internal","Summer","B4",100,3000,0,81.22,78.599999999999994,9,0]
[2035,"TVA_Transmission_2_VACAR","TVA_Transmission","VACAR","Internal","Summer","B4",100,900,0,81.22,81.22,9,0]
[2035,"NE_2_RMPA","NE","RMPA","External","Summer","B4",100,310,0,81.290000000000006,70.2,5,0]
[2035,"SPP_N_2_RMPA","SPP_N","RMPA","External","Summer","B4",100,210,0,81.3,70.2,5,0]
[2035,"ENT_2_SOCO","ENT","SOCO","Internal","Summer","B5",200,2000,840.82,75.59,83.59,8,0]
[2035,"IESO_2_NYISO_A-F","IESO","NYISO_A-F","Internal","Summer","B5",200,1725,1213.5,49.07,56.07,7,0]
[2035,"MAPP_US_2_MISO_W","MAPP_US","MISO_W","Internal","Summer","B5",200,2635,1201.93,73.22,80.22,7,0]
[2035,"MISO_IN_2_MISO_MO-IL","MISO_IN","MISO_MO-IL","Internal","Summer","B5",200,5000,1859.18,75.53,75.540000000000006,0.01,0]
[2035,"MISO_IN_2_NonRTO_Midwest","MISO_IN","NonRTO_Midwest","Internal","Summer","B5",200,4800,1359.19,75.53,83.53,8,0]
[2035,"MISO_MO-IL_2_ENT","MISO_MO-IL","ENT","Internal","Summer","B5",200,2540,0,75.540000000000006,75.59,8,0]
[2035,"MISO_MO-IL_2_SPP_N","MISO_MO-IL","SPP_N","Internal","Summer","B5",200,2000,0,75.540000000000006,81.3,8,0]
[2035,"MISO_W_2_MISO_WUMS","MISO_W","MISO_WUMS","Internal","Summer","B5",200,1629,0,80.22,75.33,0.01,0]
[2035,"MISO_WUMS_2_MISO_W","MISO_WUMS","MISO_W","Internal","Summer","B5",200,1137,1137,75.33,80.22,0.01,4.8899999999999997]
[2035,"NEISO_2_NYISO_J-K","NEISO","NYISO_J-K","Internal","Summer","B5",200,500,500,42.91,56.09,3,10.18]
[2035,"NYISO_A-F_2_PJM_ROM","NYISO_A-F","PJM_ROM","Internal","Summer","B5",200,1000,1000,56.07,73.510000000000005,8,9.44]
[2035,"PJM_E_2_NYISO_G-I","PJM_E","NYISO_G-I","Internal","Summer","B5",200,500,0,73.5,56.08,6,0]
[2035,"PJM_ROR_2_MISO_MI","PJM_ROR","MISO_MI","Internal","Summer","B5",200,1305,494.87,73.52,75.52,2,0]
[2035,"PJM_ROR_2_MISO_WUMS","PJM_ROR","MISO_WUMS","Internal","Summer","B5",200,1467,0,73.52,75.33,2,0]
[2035,"SOCO_2_FRCC","SOCO","FRCC","Internal","Summer","B5",200,3700,170.23,83.59,93.59,10,0]
[2035,"SPP_N_2_SPP_S","SPP_N","SPP_S","Internal","Summer","B5",200,4383,0,81.3,70.59,0.01,0]
[2035,"SPP_S_2_ENT","SPP_S","ENT","Internal","Summer","B5",200,850,210.53,70.59,75.59,5,0]
[2035,"TVA_2_NonRTO_Midwest","TVA","NonRTO_Midwest","Internal","Summer","B5",200,100,100,72.040000000000006,83.53,9,2.4900000000000002]
[2035,"TVA_Transmission_2_SOCO","TVA_Transmission","SOCO","Internal","Summer","B5",200,3200,0,77.87,83.59,9,0]
[2035,"NE_2_RMPA","NE","RMPA","External","Summer","B5",200,310,0,81.290000000000006,64.599999999999994,5,0]
[2035,"RMPA_2_MAPP_US","RMPA","MAPP_US","External","Summer","B5",200,200,200,64.599999999999994,73.22,8,0.63]
[2035,"ENT_2_TVA_Transmission","ENT","TVA_Transmission","Internal","Summer","B6",300,2100,0,71.739999999999995,66.05,8,0]
[2035,"IESO_2_MISO_MI","IESO","MISO_MI","Internal","Summer","B6",300,1840,1840,48.85,63.71,7,7.86]
[2035,"MAPP_CA_2_MAPP_US","MAPP_CA","MAPP_US","Internal","Summer","B6",300,372,372,41.07,57.74,7,9.67]
[2035,"MAPP_US_2_MISO_W","MAPP_US","MISO_W","Internal","Summer","B6",300,2635,735.46,57.74,64.739999999999995,7,0]
[2035,"MISO_MI_2_IESO","MISO_MI","IESO","Internal","Summer","B6",300,1580,0,63.71,48.85,8,0]
[2035,"MISO_MO-IL_2_MISO_W","MISO_MO-IL","MISO_W","Internal","Summer","B6",300,960,960,63.74,64.739999999999995,0.01,0.99]
[2035,"MISO_W_2_IESO","MISO_W","IESO","Internal","Summer","B6",300,90,0,64.739999999999995,48.85,8,0]
[2035,"MISO_W_2_SPP_N","MISO_W","SPP_N","Internal","Summer","B6",300,3200,426.67,64.739999999999995,71.739999999999995,7,0]
[2035,"MISO_WUMS_2_MISO_MI","MISO_WUMS","MISO_MI","Internal","Summer","B6",300,929,0,63.71,63.71,0.01,0]
[2035,"NEISO_2_NYISO_J-K","NEISO","NYISO_J-K","Internal","Summer","B6",300,500,500,38.700000000000003,55.6,3,13.9]
[2035,"NYISO_A-F_2_IESO","NYISO_A-F","IESO","Internal","Summer","B6",300,1600,0,53.7,48.85,7,0]
[2035,"NYISO_G-I_2_NYISO_A-F","NYISO_G-I","NYISO_A-F","Internal","Summer","B6",300,2506,0,53.71,53.7,0.01,0]
[2035,"PJM_E_2_NYISO_J-K","PJM_E","NYISO_J-K","Internal","Summer","B6",300,330,0,61.69,55.6,6,0]
[2035,"PJM_ROR_2_MISO_WUMS","PJM_ROR","MISO_WUMS","Internal","Summer","B6",300,1467,364.03,61.71,63.71,2,0]
[2035,"PJM_ROM_2_PJM_ROR","PJM_ROM","PJM_ROR","Internal","Summer","B6",300,8000,1194.24,61.7,61.71,0.01,0]
[2035,"SPP_N_2_ENT","SPP_N","ENT","Internal","Summer","B6",300,1800,0,71.739999999999995,71.739999999999995,5,0]
[2035,"TVA_2_ENT","TVA","ENT","Internal","Summer","B6",300,500,500,52.95,71.739999999999995,9,9.7799999999999994]
[2035,"TVA_2_VACAR","TVA","VACAR","Internal","Summer","B6",300,150,150,52.95,64.010000000000005,9,2.06]
[2035,"VACAR_2_PJM_ROR","VACAR","PJM_ROR","Internal","Summer","B6",300,2000,0,64.010000000000005,61.71,7,0]
[2035,"NE_2_RMPA","NE","RMPA","External","Summer","B6",300,310,0,71.72,53.87,5,0]
[2035,"RMPA_2_MAPP_US","RMPA","MAPP_US","External","Summer","B6",300,200,0,53.87,57.74,8,0]
[2035,"SPP_N_2_RMPA","SPP_N","RMPA","External","Summer","B6",300,210,0,71.739999999999995,53.87,5,0]
[2035,"IESO_2_MISO_MI","IESO","MISO_MI","Internal","Summer","B7",400,1840,603.15,44.34,51.34,7,0]
[2035,"IESO_2_MISO_W","IESO","MISO_W","Internal","Summer","B7",400,140,0,44.34,51.32,7,0]
[2035,"MAPP_US_2_MISO_W","MAPP_US","MISO_W","Internal","Summer","B7",400,2635,819,44.32,51.32,7,0]
[2035,"MISO_IN_2_PJM_ROR","MISO_IN","PJM_ROR","Internal","Summer","B7",400,992,0,51.32,49.34,2,0]
[2035,"MISO_MI_2_PJM_ROR","MISO_MI","PJM_ROR","Internal","Summer","B7",400,1424,0,51.34,49.34,2,0]
[2035,"MISO_MO-IL_2_SPP_N","MISO_MO-IL","SPP_N","Internal","Summer","B7",400,2000,0,51.34,58.32,8,0]
[2035,"MISO_W_2_MISO_MO-IL","MISO_W","MISO_MO-IL","Internal","Summer","B7",400,3800,8.07,51.32,51.34,0.01,0]
[2035,"MISO_WUMS_2_PJM_ROR","MISO_WUMS","PJM_ROR","Internal","Summer","B7",400,1600,0,51.31,49.34,2,0]
[2035,"NEISO_2_NYISO_J-K","NEISO","NYISO_J-K","Internal","Summer","B7",400,500,500,38.700000000000003,55.6,3,13.9]
[2035,"NYISO_A-F_2_NYISO_G-I","NYISO_A-F","NYISO_G-I","Internal","Summer","B7",400,4757,3075.1,48.78,48.79,0.01,0]
[2035,"NYISO_J-K_2_PJM_E","NYISO_J-K","PJM_E","Internal","Summer","B7",400,330,0,55.6,49.34,8,0]
[2035,"PJM_E_2_PJM_ROM","PJM_E","PJM_ROM","Internal","Summer","B7",400,8000,1470.75,49.34,49.35,0.01,0]
[2035,"PJM_ROR_2_MISO_MI","PJM_ROR","MISO_MI","Internal","Summer","B7",400,1305,138.87,49.34,51.34,2,0]
[2035,"PJM_ROR_2_TVA_Transmission","PJM_ROR","TVA_Transmission","Internal","Summer","B7",400,2500,0,49.34,53.96,6,0]
[2035,"SOCO_2_VACAR","SOCO","VACAR","Internal","Summer","B7",400,2000,0,59.78,55.34,10,0]
[2035,"SPP_N_2_SPP_S","SPP_N","SPP_S","Internal","Summer","B7",400,4383,0,58.32,57.19,0.01,0]
[2035,"TVA_2_NonRTO_Midwest","TVA","NonRTO_Midwest","Internal","Summer","B7",400,100,0,50.78,59.32,9,0]
[2035,"TVA_Transmission_2_NonRTO_Midwest","TVA_Transmission","NonRTO_Midwest","Internal","Summer","B7",400,700,0,53.96,59.32,9,0]
[2035,"VACAR_2_TVA_Transmission","VACAR","TVA_Transmission","Internal","Summer","B7",400,900,0,55.34,53.96,7,0]
[2035,"RMPA_2_MAPP_US","RMPA","MAPP_US","External","Summer","B7",400,200,0,53.87,44.32,8,0]
[2035,"ENT_2_SOCO","ENT","SOCO","Internal","Summer","B8",500,2000,0,51.11,51.48,8,0]
[2035,"IESO_2_MAPP_CA","IESO","MAPP_CA","Internal","Summer","B8",500,262,0,44.15,41.07,7,0]
[2035,"IESO_2_NYISO_A-F","IESO","NYISO_A-F","Internal","Summer","B8",500,1725,0,44.15,44.48,7,0]
[2035,"MARITIMES_2_NEISO","MARITIMES","NEISO","Internal","Summer","B8",500,99999,1712.1,38.69,38.700000000000003,0.01,0]
[2035,"MISO_MI_2_IESO","MISO_MI","IESO","Internal","Summer","B8",500,1580,0,46.17,44.15,8,0]
[2035,"MISO_MI_2_MISO_IN","MISO_MI","MISO_IN","Internal","Summer","B8",500,2045,0,46.17,46.16,0.01,0]
[2035,"MISO_MO-IL_2_MISO_IN","MISO_MO-IL","MISO_IN","Internal","Summer","B8",500,2100,1592.9,46.15,46.16,0.01,0]
[2035,"MISO_W_2_MISO_MO-IL","MISO_W","MISO_MO-IL","Internal","Summer","B8",500,3800,1559.94,46.13,46.15,0.01,0]
[2035,"MISO_W_2_SPP_N","MISO_W","SPP_N","Internal","Summer","B8",500,3200,0,46.13,50.6,7,0]
[2035,"NE_2_SPP_N","NE","SPP_N","Internal","Summer","B8",500,3001,1129.05,50.59,50.6,0.01,0]
[2035,"NYISO_A-F_2_IESO","NYISO_A-F","IESO","Internal","Summer","B8",500,1600,0,44.48,44.15,7,0]
[2035,"NYISO_G-I_2_NYISO_A-F","NYISO_G-I","NYISO_A-F","Internal","Summer","B8",500,2506,0,44.49,44.48,0.01,0]
[2035,"PJM_E_2_NYISO_J-K","PJM_E","NYISO_J-K","Internal","Summer","B8",500,330,0,46.15,44.5,6,0]
[2035,"PJM_ROR_2_MISO_MI","PJM_ROR","MISO_MI","Internal","Summer","B8",500,1305,0,46.15,46.17,2,0]
[2035,"PJM_ROM_2_NYISO_A-F","PJM_ROM","NYISO_A-F","Internal","Summer","B8",500,2000,0,46.16,44.48,6,0]
[2035,"SPP_N_2_ENT","SPP_N","ENT","Internal","Summer","B8",500,1800,0,50.6,51.11,5,0]
[2035,"SPP_S_2_SPP_N","SPP_S","SPP_N","Internal","Summer","B8",500,1023,559.78,50.59,50.6,0.01,0]
[2035,"TVA_2_VACAR","TVA","VACAR","Internal","Summer","B8",500,150,0,50.78,52.15,9,0]
[2035,"TVA_Transmission_2_NonRTO_Midwest","TVA_Transmission","NonRTO_Midwest","Internal","Summer","B8",500,700,0,51.34,46.36,9,0]
[2035,"TVA_Transmission_2_VACAR","TVA_Transmission","VACAR","Internal","Summer","B8",500,900,0,51.34,52.15,9,0]
[2035,"MAPP_US_2_RMPA","MAPP_US","RMPA","External","Summer","B8",500,200,200,39.130000000000003,53.87,8,6.74]
[2035,"RMPA_2_SPP_N","RMPA","SPP_N","External","Summer","B8",500,210,0,53.87,50.6,8,0]
[2035,"HQ_NEISO_2_NEISO","HQ_NEISO","NEISO","Internal","Summer","B9",800,99999,2920,38.69,38.700000000000003,0.01,0]
[2035,"IESO_2_MISO_W","IESO","MISO_W","Internal","Summer","B9",800,140,0,44.15,42.73,7,0]
[2035,"MAPP_US_2_NE","MAPP_US","NE","Internal","Summer","B9",800,2000,2000,35.729999999999997,48.76,7,6.03]
[2035,"MISO_IN_2_MISO_MO-IL","MISO_IN","MISO_MO-IL","Internal","Summer","B9",800,5000,0,42.76,42.74,0.01,0]
[2035,"MISO_MI_2_MISO_IN","MISO_MI","MISO_IN","Internal","Summer","B9",800,2045,0,42.77,42.76,0.01,0]
[2035,"MISO_MO-IL_2_PJM_ROR","MISO_MO-IL","PJM_ROR","Internal","Summer","B9",800,1212,0,42.74,43.22,2,0]
[2035,"MISO_W_2_MISO_MO-IL","MISO_W","MISO_MO-IL","Internal","Summer","B9",800,3800,602.55999999999995,42.73,42.74,0.01,0]
[2035,"MISO_W_2_PJM_ROR","MISO_W","PJM_ROR","Internal","Summer","B9",800,773,0,42.73,43.22,2,0]
[2035,"NEISO_2_NYISO_G-I","NEISO","NYISO_G-I","Internal","Summer","B9",800,600,600,38.700000000000003,43.69,3,1.99]
[2035,"NEISO_2_NYISO_J-K","NEISO","NYISO_J-K","Internal","Summer","B9",800,500,500,38.700000000000003,43.71,3,2]
[2035,"NYISO_G-I_2_NYISO_J-K","NYISO_G-I","NYISO_J-K","Internal","Summer","B9",800,6188,4889.83,43.69,43.71,0.01,0]
[2035,"NYISO_G-I_2_PJM_E","NYISO_G-I","PJM_E","Internal","Summer","B9",800,1500,0,43.69,43.25,8,0]
[2035,"PJM_ROR_2_MISO_MI","PJM_ROR","MISO_MI","Internal","Summer","B9",800,1305,0,43.22,42.77,2,0]
[2035,"PJM_ROR_2_VACAR","PJM_ROR","VACAR","Internal","Summer","B9",800,3000,0,43.22,47.01,6,0]
[2035,"PJM_ROM_2_PJM_ROR","PJM_ROM","PJM_ROR","Internal","Summer","B9",800,8000,0,43.23,43.22,0.01,0]
[2035,"SPP_N_2_MISO_MO-IL","SPP_N","MISO_MO-IL","Internal","Summer","B9",800,2000,0,48.77,42.74,5,0]
[2035,"TVA_2_MISO_MO-IL","TVA","MISO_MO-IL","Internal","Summer","B9",800,50,0,46.68,42.74,9,0]
[2035,"TVA_Transmission_2_SOCO","TVA_Transmission","SOCO","Internal","Summer","B9",800,3200,0,46.82,51.48,9,0]
[2035,"VACAR_2_TVA_Transmission","VACAR","TVA_Transmission","Internal","Summer","B9",800,900,0,47.01,46.82,7,0]
[2035,"NWPP_Coal_2_MAPP_US","NWPP_Coal","MAPP_US","External","Summer","B9",800,150,0,62.03,35.729999999999997,8,0]
[2040,"ENT_2_SOCO","ENT","SOCO","Internal","Summer","B1",10,2000,0,94.69,101.94,8,0]
[2040,"HQ_NY_2_NYISO_A-F","HQ_NY","NYISO_A-F","Internal","Summer","B1",10,99999,1000.1,94.93,94.94,0.01,0]
[2040,"MAPP_CA_2_IESO","MAPP_CA","IESO","Internal","Summer","B1",10,330,330,47.78,87.94,8,32.17]
[2040,"MAPP_CA_2_MAPP_US","MAPP_CA","MAPP_US","Internal","Summer","B1",10,372,372,47.78,84.57,7,29.79]
[2040,"MAPP_US_2_NE","MAPP_US","NE","Internal","Summer","B1",10,2000,0,84.57,90.77,7,0]
[2040,"MISO_MI_2_IESO","MISO_MI","IESO","Internal","Summer","B1",10,1580,0,91.58,87.94,8,0]
[2040,"MISO_MO-IL_2_PJM_ROR","MISO_MO-IL","PJM_ROR","Internal","Summer","B1",10,1212,0,91.58,88.94,2,0]
[2040,"MISO_MO-IL_2_TVA_Transmission","MISO_MO-IL","TVA_Transmission","Internal","Summer","B1",10,4000,2170,91.58,99.58,8,0]
[2040,"MISO_W_2_SPP_N","MISO_W","SPP_N","Internal","Summer","B1",10,3200,0,91.57,90.76,7,0]
[2040,"NE_2_SPP_N","NE","SPP_N","Internal","Summer","B1",10,3001,0,90.77,90.76,0.01,0]
[2040,"NYISO_A-F_2_IESO","NYISO_A-F","IESO","Internal","Summer","B1",10,1600,0,94.94,87.94,7,0]
[2040,"NYISO_G-I_2_NYISO_A-F","NYISO_G-I","NYISO_A-F","Internal","Summer","B1",10,2506,0,94.96,94.94,0.01,0]
[2040,"NYISO_J-K_2_PJM_E","NYISO_J-K","PJM_E","Internal","Summer","B1",10,330,0,94.97,88.97,8,0]
[2040,"PJM_ROR_2_MISO_W","PJM_ROR","MISO_W","Internal","Summer","B1",10,709,709,88.94,91.57,2,0.63]
[2040,"PJM_ROR_2_VACAR","PJM_ROR","VACAR","Internal","Summer","B1",10,3000,391.75,88.94,94.94,6,0]
[2040,"SOCO_2_VACAR","SOCO","VACAR","Internal","Summer","B1",10,2000,0,101.94,94.94,10,0]
[2040,"SPP_N_2_ENT","SPP_N","ENT","Internal","Summer","B1",10,1800,0,90.76,94.69,5,0]
[2040,"TVA_2_MISO_MO-IL","TVA","MISO_MO-IL","Internal","Summer","B1",10,50,0,99.59,91.58,9,0]
[2040,"TVA_2_VACAR","TVA","VACAR","Internal","Summer","B1",10,150,0,99.59,94.94,9,0]
[2040,"TVA_Transmission_2_VACAR","TVA_Transmission","VACAR","Internal","Summer","B1",10,900,0,99.58,94.94,9,0]
[2040,"MAPP_US_2_RMPA","MAPP_US","RMPA","External","Summer","B1",10,200,0,84.57,91.4,8,0]
[2040,"RMPA_2_SPP_N","RMPA","SPP_N","External","Summer","B1",10,210,0,91.4,90.76,8,0]
[2040,"HQ_NY_2_NYISO_A-F","HQ_NY","NYISO_A-F","Internal","Summer","B10",1262,99999,30.11,45.4,45.42,0.01,0]
[2040,"IESO_2_MISO_W","IESO","MISO_W","Internal","Summer","B10",1262,140,0,48.96,40.11,7,0]
[2040,"MAPP_US_2_MAPP_CA","MAPP_US","MAPP_CA","Internal","Summer","B10",1262,165,165,33.11,47.78,7,7.67]
[2040,"MISO_IN_2_MISO_MI","MISO_IN","MISO_MI","Internal","Summer","B10",1262,5000,3129.18,44.11,44.12,0.01,0]
[2040,"MISO_MI_2_MISO_WUMS","MISO_MI","MISO_WUMS","Internal","Summer","B10",1262,947,0,44.12,44.11,0.01,0]
[2040,"MISO_MO-IL_2_PJM_ROR","MISO_MO-IL","PJM_ROR","Internal","Summer","B10",1262,1212,0,40.67,42.11,2,0]
[2040,"MISO_MO-IL_2_TVA_Transmission","MISO_MO-IL","TVA_Transmission","Internal","Summer","B10",1262,4000,0,40.67,44.6,8,0]
[2040,"MISO_W_2_MISO_MO-IL","MISO_W","MISO_MO-IL","Internal","Summer","B10",1262,3800,3800,40.11,40.67,0.01,0.55000000000000004]
[2040,"MISO_WUMS_2_MISO_W","MISO_WUMS","MISO_W","Internal","Summer","B10",1262,1137,0,44.11,40.11,0.01,0]
[2040,"NEISO_2_NYISO_G-I","NEISO","NYISO_G-I","Internal","Summer","B10",1262,600,600,41.35,44.8,3,0.45]
[2040,"NYISO_A-F_2_NYISO_G-I","NYISO_A-F","NYISO_G-I","Internal","Summer","B10",1262,4757,0,45.42,44.8,0.01,0]
[2040,"NYISO_J-K_2_PJM_E","NYISO_J-K","PJM_E","Internal","Summer","B10",1262,330,0,44.81,42.11,8,0]
[2040,"PJM_ROR_2_MISO_IN","PJM_ROR","MISO_IN","Internal","Summer","B10",1262,909,168.48,42.11,44.11,2,0]
[2040,"PJM_ROR_2_PJM_ROM","PJM_ROR","PJM_ROM","Internal","Summer","B10",1262,8000,0,42.11,42.1,0.01,0]
[2040,"PJM_ROM_2_PJM_E","PJM_ROM","PJM_E","Internal","Summer","B10",1262,8000,5645.64,42.1,42.11,0.01,0]
[2040,"SPP_N_2_NE","SPP_N","NE","Internal","Summer","B10",1262,1531,0,42.82,40.11,0.01,0]
[2040,"TVA_2_MISO_MO-IL","TVA","MISO_MO-IL","Internal","Summer","B10",1262,50,0,44.14,40.67,9,0]
[2040,"TVA_2_SOCO","TVA","SOCO","Internal","Summer","B10",1262,500,272.10000000000002,44.14,53.14,9,0]
[2040,"VACAR_2_SOCO","VACAR","SOCO","Internal","Summer","B10",1262,3000,614.42999999999995,46.14,53.14,7,0]
[2040,"MAPP_US_2_RMPA","MAPP_US","RMPA","External","Summer","B10",1262,200,200,33.11,43.32,8,2.21]
[2040,"NWPP_Coal_2_MAPP_US","NWPP_Coal","MAPP_US","External","Summer","B10",1262,150,0,68.61,33.11,8,0]
[2040,"SPP_S_2_ERCOT","SPP_S","ERCOT","External","Summer","B10",1262,800,800,42.83,50.55,5,2.72]
[2040,"IESO_2_MAPP_CA","IESO","MAPP_CA","Internal","Shoulder","B11",25,262,28,52.7,59.7,7,0]
[2040,"MAPP_CA_2_IESO","MAPP_CA","IESO","Internal","Shoulder","B11",25,330,0,59.7,52.7,8,0]
[2040,"MAPP_US_2_NE","MAPP_US","NE","Internal","Shoulder","B11",25,2000,2000,69.25,83.24,7,6.99]
[2040,"MISO_IN_2_NonRTO_Midwest","MISO_IN","NonRTO_Midwest","Internal","Shoulder","B11",25,4800,1302.3399999999999,76.25,84.25,8,0]
[2040,"MISO_MO-IL_2_ENT","MISO_MO-IL","ENT","Internal","Shoulder","B11",25,2540,1142.8900000000001,76.260000000000005,84.26,8,0]
[2040,"MISO_MO-IL_2_TVA_Transmission","MISO_MO-IL","TVA_Transmission","Internal","Shoulder","B11",25,4000,0,76.260000000000005,79,8,0]
[2040,"MISO_W_2_SPP_N","MISO_W","SPP_N","Internal","Shoulder","B11",25,3200,393.38,76.25,83.25,7,0]
[2040,"NE_2_MISO_W","NE","MISO_W","Internal","Shoulder","B11",25,1600,0,83.24,76.25,5,0]
[2040,"NEISO_2_NYISO_G-I","NEISO","NYISO_G-I","Internal","Shoulder","B11",25,600,600,45.22,53.8,3,5.58]
[2040,"NYISO_G-I_2_NEISO","NYISO_G-I","NEISO","Internal","Shoulder","B11",25,600,0,53.8,45.22,3,0]
[2040,"PJM_E_2_NYISO_G-I","PJM_E","NYISO_G-I","Internal","Shoulder","B11",25,500,0,59.38,53.8,6,0]
[2040,"PJM_E_2_NYISO_J-K","PJM_E","NYISO_J-K","Internal","Shoulder","B11",25,330,330,59.38,65.44,6,7.0000000000000007E-2]
[2040,"PJM_ROR_2_MISO_MO-IL","PJM_ROR","MISO_MO-IL","Internal","Shoulder","B11",25,1111,1111,73,76.260000000000005,2,1.26]
[2040,"PJM_ROM_2_NYISO_A-F","PJM_ROM","NYISO_A-F","Internal","Shoulder","B11",25,2000,0,59.39,53.78,6,0]
[2040,"SPP_N_2_NE","SPP_N","NE","Internal","Shoulder","B11",25,1531,0,83.25,83.24,0.01,0]
[2040,"SPP_S_2_ENT","SPP_S","ENT","Internal","Shoulder","B11",25,850,370.14,79.260000000000005,84.26,5,0]
[2040,"TVA_2_SOCO","TVA","SOCO","Internal","Shoulder","B11",25,500,500,72,88,9,7]
[2040,"TVA_Transmission_2_TVA","TVA_Transmission","TVA","Internal","Shoulder","B11",25,99999,0,79,72,0.01,0]
[2040,"AZ_NM_SNV_Coal_2_SPP_S","AZ_NM_SNV_Coal","SPP_S","External","Shoulder","B11",25,400,0,78.81,79.260000000000005,8.17,0]
[2040,"NWPP_Coal_2_MAPP_US","NWPP_Coal","MAPP_US","External","Shoulder","B11",25,150,0,68.41,69.25,8,0]
[2040,"ENT_2_TVA_Transmission","ENT","TVA_Transmission","Internal","Shoulder","B12",200,2100,0,59.51,60.61,8,0]
[2040,"IESO_2_MISO_W","IESO","MISO_W","Internal","Shoulder","B12",200,140,0,51.91,58.62,7,0]
[2040,"MAPP_CA_2_MISO_W","MAPP_CA","MISO_W","Internal","Shoulder","B12",200,1988,1756.21,58.61,58.62,0.01,0]
[2040,"MISO_IN_2_MISO_MI","MISO_IN","MISO_MI","Internal","Shoulder","B12",200,5000,2774.38,58.9,58.91,0.01,0]
[2040,"MISO_IN_2_MISO_MO-IL","MISO_IN","MISO_MO-IL","Internal","Shoulder","B12",200,5000,0,58.9,58.89,0.01,0]
[2040,"MISO_MO-IL_2_ENT","MISO_MO-IL","ENT","Internal","Shoulder","B12",200,2540,0,58.89,59.51,8,0]
[2040,"MISO_MO-IL_2_MISO_W","MISO_MO-IL","MISO_W","Internal","Shoulder","B12",200,960,0,58.89,58.62,0.01,0]
[2040,"MISO_W_2_MAPP_CA","MISO_W","MAPP_CA","Internal","Shoulder","B12",200,718,0,58.62,58.61,0.01,0]
[2040,"MISO_WUMS_2_MISO_MI","MISO_WUMS","MISO_MI","Internal","Shoulder","B12",200,929,929,58.63,58.91,0.01,0.27]
[2040,"NEISO_2_NYISO_G-I","NEISO","NYISO_G-I","Internal","Shoulder","B12",200,600,600,45.22,53.8,3,5.58]
[2040,"NYISO_A-F_2_PJM_ROM","NYISO_A-F","PJM_ROM","Internal","Shoulder","B12",200,1000,0,53.78,56.89,8,0]
[2040,"NYISO_G-I_2_NYISO_J-K","NYISO_G-I","NYISO_J-K","Internal","Shoulder","B12",200,6188,5827.26,53.8,53.81,0.01,0]
[2040,"PJM_ROR_2_MISO_IN","PJM_ROR","MISO_IN","Internal","Shoulder","B12",200,909,685.81,56.9,58.9,2,0]
[2040,"PJM_ROR_2_MISO_WUMS","PJM_ROR","MISO_WUMS","Internal","Shoulder","B12",200,1467,0,56.9,58.63,2,0]
[2040,"PJM_ROM_2_PJM_ROR","PJM_ROM","PJM_ROR","Internal","Shoulder","B12",200,8000,6834.28,56.89,56.9,0.01,0]
[2040,"SOCO_2_FRCC","SOCO","FRCC","Internal","Shoulder","B12",200,3700,0,59.58,67.37,10,0]
[2040,"TVA_2_ENT","TVA","ENT","Internal","Shoulder","B12",200,500,0,58.51,59.51,9,0]
[2040,"TVA_2_MISO_MO-IL","TVA","MISO_MO-IL","Internal","Shoulder","B12",200,50,0,58.51,58.89,9,0]
[2040,"TVA_Transmission_2_VACAR","TVA_Transmission","VACAR","Internal","Shoulder","B12",200,900,0,60.61,56.15,9,0]
[2040,"VACAR_2_PJM_ROR","VACAR","PJM_ROR","Internal","Shoulder","B12",200,2000,0,56.15,56.9,7,0]
[2040,"NWPP_Coal_2_MAPP_US","NWPP_Coal","MAPP_US","External","Shoulder","B12",200,150,0,68.41,51.61,8,0]
[2040,"ENT_2_SOCO","ENT","SOCO","Internal","Shoulder","B13",600,2000,0,59.51,59.58,8,0]
[2040,"HQ_IESO_2_IESO","HQ_IESO","IESO","Internal","Shoulder","B13",600,99999,400,51.9,51.91,0.01,0]
[2040,"MAPP_CA_2_IESO","MAPP_CA","IESO","Internal","Shoulder","B13",600,330,0,57.26,51.91,8,0]
[2040,"MAPP_US_2_MISO_W","MAPP_US","MISO_W","Internal","Shoulder","B13",600,2635,2635,49.89,57.27,7,0.39]
[2040,"MISO_IN_2_PJM_ROR","MISO_IN","PJM_ROR","Internal","Shoulder","B13",600,992,0,57.3,55.29,2,0]
[2040,"MISO_MO-IL_2_ENT","MISO_MO-IL","ENT","Internal","Shoulder","B13",600,2540,0,57.29,59.51,8,0]
[2040,"MISO_MO-IL_2_SPP_N","MISO_MO-IL","SPP_N","Internal","Shoulder","B13",600,2000,0,57.29,56.9,8,0]
[2040,"MISO_W_2_PJM_ROR","MISO_W","PJM_ROR","Internal","Shoulder","B13",600,773,0,57.27,55.29,2,0]
[2040,"MISO_WUMS_2_MISO_W","MISO_WUMS","MISO_W","Internal","Shoulder","B13",600,1137,0,57.29,57.27,0.01,0]
[2040,"NE_2_MISO_W","NE","MISO_W","Internal","Shoulder","B13",600,1600,0,56.89,57.27,5,0]
[2040,"NonRTO_Midwest_2_TVA_Transmission","NonRTO_Midwest","TVA_Transmission","Internal","Shoulder","B13",600,2400,0,65.3,59.68,8,0]
[2040,"NYISO_G-I_2_NYISO_A-F","NYISO_G-I","NYISO_A-F","Internal","Shoulder","B13",600,2506,0,49.08,49.07,0.01,0]
[2040,"PJM_E_2_NYISO_G-I","PJM_E","NYISO_G-I","Internal","Shoulder","B13",600,500,0,52.71,49.08,6,0]
[2040,"PJM_ROR_2_MISO_WUMS","PJM_ROR","MISO_WUMS","Internal","Shoulder","B13",600,1467,111.66,55.29,57.29,2,0]
[2040,"PJM_ROR_2_VACAR","PJM_ROR","VACAR","Internal","Shoulder","B13",600,3000,0,55.29,55.06,6,0]
[2040,"SOCO_2_VACAR","SOCO","VACAR","Internal","Shoulder","B13",600,2000,0,59.58,55.06,10,0]
[2040,"SPP_S_2_ENT","SPP_S","ENT","Internal","Shoulder","B13",600,850,0,56.91,59.51,5,0]
[2040,"TVA_2_SOCO","TVA","SOCO","Internal","Shoulder","B13",600,500,0,58.44,59.58,9,0]
[2040,"TVA_Transmission_2_TVA","TVA_Transmission","TVA","Internal","Shoulder","B13",600,99999,0,59.68,58.44,0.01,0]
[2040,"VACAR_2_SOCO","VACAR","SOCO","Internal","Shoulder","B13",600,3000,0,55.06,59.58,7,0]
[2040,"RMPA_2_NE","RMPA","NE","External","Shoulder","B13",600,310,0,60.26,56.89,8,0]
[2040,"ENT_2_TVA_Transmission","ENT","TVA_Transmission","Internal","Shoulder","B14",900,2100,0,57.12,58.43,8,0]
[2040,"HQ_NEISO_2_NEISO","HQ_NEISO","NEISO","Internal","Shoulder","B14",900,99999,2920,45.21,45.22,0.01,0]
[2040,"IESO_2_MISO_MI","IESO","MISO_MI","Internal","Shoulder","B14",900,1840,0,51.91,54.06,7,0]
[2040,"MAPP_US_2_MISO_W","MAPP_US","MISO_W","Internal","Shoulder","B14",900,2635,2635,45.5,54.03,7,1.52]
[2040,"MISO_IN_2_MISO_MI","MISO_IN","MISO_MI","Internal","Shoulder","B14",900,5000,4011.06,54.05,54.06,0.01,0]
[2040,"MISO_MI_2_MISO_IN","MISO_MI","MISO_IN","Internal","Shoulder","B14",900,2045,0,54.06,54.05,0.01,0]
[2040,"MISO_MO-IL_2_MISO_W","MISO_MO-IL","MISO_W","Internal","Shoulder","B14",900,960,0,54.04,54.03,0.01,0]
[2040,"MISO_W_2_MAPP_CA","MISO_W","MAPP_CA","Internal","Shoulder","B14",900,718,0,54.03,54.01,0.01,0]
[2040,"MISO_WUMS_2_MISO_MI","MISO_WUMS","MISO_MI","Internal","Shoulder","B14",900,929,929,54.04,54.06,0.01,0.01]
[2040,"NE_2_MISO_W","NE","MISO_W","Internal","Shoulder","B14",900,1600,0,52.11,54.03,5,0]
[2040,"NYISO_A-F_2_NEISO","NYISO_A-F","NEISO","Internal","Shoulder","B14",900,600,0,49.02,45.22,3,0]
[2040,"NYISO_G-I_2_NYISO_A-F","NYISO_G-I","NYISO_A-F","Internal","Shoulder","B14",900,2506,0,49.03,49.02,0.01,0]
[2040,"PJM_E_2_PJM_ROM","PJM_E","PJM_ROM","Internal","Shoulder","B14",900,8000,2307.75,52.41,52.42,0.01,0]
[2040,"PJM_ROR_2_MISO_WUMS","PJM_ROR","MISO_WUMS","Internal","Shoulder","B14",900,1467,0,52.43,54.04,2,0]
[2040,"PJM_ROR_2_TVA_Transmission","PJM_ROR","TVA_Transmission","Internal","Shoulder","B14",900,2500,510.39,52.43,58.43,6,0]
[2040,"PJM_ROM_2_PJM_E","PJM_ROM","PJM_E","Internal","Shoulder","B14",900,8000,0,52.42,52.41,0.01,0]
[2040,"SPP_N_2_MISO_MO-IL","SPP_N","MISO_MO-IL","Internal","Shoulder","B14",900,2000,0,52.12,54.04,5,0]
[2040,"TVA_2_ENT","TVA","ENT","Internal","Shoulder","B14",900,500,0,58.44,57.12,9,0]
[2040,"TVA_Transmission_2_ENT","TVA_Transmission","ENT","Internal","Shoulder","B14",900,3000,0,58.43,57.12,9,0]
[2040,"VACAR_2_PJM_ROR","VACAR","PJM_ROR","Internal","Shoulder","B14",900,2000,0,54.12,52.43,7,0]
[2040,"RMPA_2_MAPP_US","RMPA","MAPP_US","External","Shoulder","B14",900,200,0,60.24,45.5,8,0]
[2040,"SPP_N_2_RMPA","SPP_N","RMPA","External","Shoulder","B14",900,210,210,52.12,60.24,5,3.13]
[2040,"HQ_NEISO_2_NEISO","HQ_NEISO","NEISO","Internal","Shoulder","B15",1203,99999,1143.24,45.21,45.22,0.01,0]
[2040,"IESO_2_NYISO_A-F","IESO","NYISO_A-F","Internal","Shoulder","B15",1203,1725,0,51.91,49.02,7,0]
[2040,"MAPP_US_2_MISO_W","MAPP_US","MISO_W","Internal","Shoulder","B15",1203,2635,2635,35.72,47.72,7,5]
[2040,"MARITIMES_2_NEISO","MARITIMES","NEISO","Internal","Shoulder","B15",1203,99999,648.08000000000004,45.21,45.22,0.01,0]
[2040,"MISO_MI_2_PJM_ROR","MISO_MI","PJM_ROR","Internal","Shoulder","B15",1203,1424,0,49.48,47.46,2,0]
[2040,"MISO_MO-IL_2_ENT","MISO_MO-IL","ENT","Internal","Shoulder","B15",1203,2540,2540,47.73,57.12,8,1.39]
[2040,"MISO_W_2_MISO_MO-IL","MISO_W","MISO_MO-IL","Internal","Shoulder","B15",1203,3800,3676.52,47.72,47.73,0.01,0]
[2040,"MISO_W_2_MISO_WUMS","MISO_W","MISO_WUMS","Internal","Shoulder","B15",1203,1629,1629,47.72,49.49,0.01,1.76]
[2040,"NE_2_MISO_W","NE","MISO_W","Internal","Shoulder","B15",1203,1600,170.47,42.72,47.72,5,0]
[2040,"NEISO_2_NYISO_J-K","NEISO","NYISO_J-K","Internal","Shoulder","B15",1203,500,500,45.22,49.02,3,0.8]
[2040,"NYISO_A-F_2_PJM_ROM","NYISO_A-F","PJM_ROM","Internal","Shoulder","B15",1203,1000,0,49.02,47.45,8,0]
[2040,"NYISO_G-I_2_PJM_E","NYISO_G-I","PJM_E","Internal","Shoulder","B15",1203,1500,0,49,47.46,8,0]
[2040,"PJM_ROR_2_MISO_MI","PJM_ROR","MISO_MI","Internal","Shoulder","B15",1203,1305,1305,47.46,49.48,2,0.01]
[2040,"PJM_ROR_2_VACAR","PJM_ROR","VACAR","Internal","Shoulder","B15",1203,3000,0,47.46,44.85,6,0]
[2040,"SOCO_2_VACAR","SOCO","VACAR","Internal","Shoulder","B15",1203,2000,0,54.57,44.85,10,0]
[2040,"SPP_N_2_SPP_S","SPP_N","SPP_S","Internal","Shoulder","B15",1203,4383,663.92,42.73,42.74,0.01,0]
[2040,"TVA_2_SOCO","TVA","SOCO","Internal","Shoulder","B15",1203,500,0,52.22,54.57,9,0]
[2040,"TVA_Transmission_2_NonRTO_Midwest","TVA_Transmission","NonRTO_Midwest","Internal","Shoulder","B15",1203,700,0,52.21,44.21,9,0]
[2040,"VACAR_2_TVA_Transmission","VACAR","TVA_Transmission","Internal","Shoulder","B15",1203,900,900,44.85,52.21,7,0.36]
[2040,"AZ_NM_SNV_Coal_2_SPP_S","AZ_NM_SNV_Coal","SPP_S","External","Shoulder","B15",1203,400,0,58.84,42.74,8.17,0]
[2040,"RMPA_2_MAPP_US","RMPA","MAPP_US","External","Shoulder","B15",1203,200,0,48.64,35.72,8,0]
[2040,"ENT_2_TVA_Transmission","ENT","TVA_Transmission","Internal","Winter","B16",25,2100,0,69.38,69.31,8,0]
[2040,"IESO_2_NYISO_A-F","IESO","NYISO_A-F","Internal","Winter","B16",25,1725,0,55.59,61.65,7,0]
[2040,"MAPP_CA_2_MAPP_US","MAPP_CA","MAPP_US","Internal","Winter","B16",25,372,0,62.58,49.65,7,0]
[2040,"MISO_IN_2_MISO_MI","MISO_IN","MISO_MI","Internal","Winter","B16",25,5000,1315.99,65.099999999999994,65.11,0.01,0]
[2040,"MISO_MI_2_MISO_IN","MISO_MI","MISO_IN","Internal","Winter","B16",25,2045,0,65.11,65.099999999999994,0.01,0]
[2040,"MISO_MO-IL_2_MISO_W","MISO_MO-IL","MISO_W","Internal","Winter","B16",25,960,0,64.459999999999994,62.59,0.01,0]
[2040,"MISO_MO-IL_2_SPP_N","MISO_MO-IL","SPP_N","Internal","Winter","B16",25,2000,0,64.459999999999994,64.38,8,0]
[2040,"MISO_W_2_SPP_N","MISO_W","SPP_N","Internal","Winter","B16",25,3200,0,62.59,64.38,7,0]
[2040,"NEISO_2_NYISO_A-F","NEISO","NYISO_A-F","Internal","Winter","B16",25,600,600,57.12,61.65,3,1.53]
[2040,"NYISO_A-F_2_IESO","NYISO_A-F","IESO","Internal","Winter","B16",25,1600,0,61.65,55.59,7,0]
[2040,"NYISO_G-I_2_NYISO_A-F","NYISO_G-I","NYISO_A-F","Internal","Winter","B16",25,2506,0,61.67,61.65,0.01,0]
[2040,"NYISO_G-I_2_NYISO_J-K","NYISO_G-I","NYISO_J-K","Internal","Winter","B16",25,6188,6188,61.67,85.58,0.01,23.91]
[2040,"PJM_ROR_2_MISO_MI","PJM_ROR","MISO_MI","Internal","Winter","B16",25,1305,1305,62.46,65.11,2,0.65]
[2040,"PJM_ROR_2_MISO_WUMS","PJM_ROR","MISO_WUMS","Internal","Winter","B16",25,1467,481.93,62.46,64.459999999999994,2,0]
[2040,"PJM_ROM_2_PJM_E","PJM_ROM","PJM_E","Internal","Winter","B16",25,8000,920.66,62.45,62.46,0.01,0]
[2040,"SPP_N_2_MISO_MO-IL","SPP_N","MISO_MO-IL","Internal","Winter","B16",25,2000,0,64.38,64.459999999999994,5,0]
[2040,"TVA_2_ENT","TVA","ENT","Internal","Winter","B16",25,500,0,69.319999999999993,69.38,9,0]
[2040,"TVA_Transmission_2_NonRTO_Midwest","TVA_Transmission","NonRTO_Midwest","Internal","Winter","B16",25,700,0,69.31,73.099999999999994,9,0]
[2040,"VACAR_2_PJM_ROR","VACAR","PJM_ROR","Internal","Winter","B16",25,2000,0,71.31,62.46,7,0]
[2040,"NE_2_RMPA","NE","RMPA","External","Winter","B16",25,310,310,64.37,73.52,5,4.16]
[2040,"RMPA_2_SPP_N","RMPA","SPP_N","External","Winter","B16",25,210,0,73.52,64.38,8,0]
[2040,"HQ_NY_2_NYISO_A-F","HQ_NY","NYISO_A-F","Internal","Winter","B17",100,99999,1000,60.11,60.12,0.01,0]
[2040,"IESO_2_NYISO_A-F","IESO","NYISO_A-F","Internal","Winter","B17",100,1725,0,55.05,60.12,7,0]
[2040,"MAPP_CA_2_MAPP_US","MAPP_CA","MAPP_US","Internal","Winter","B17",100,372,0,62.26,49.65,7,0]
[2040,"MAPP_US_2_MISO_W","MAPP_US","MISO_W","Internal","Winter","B17",100,2635,2635,49.65,62.27,7,5.63]
[2040,"MISO_MI_2_MISO_IN","MISO_MI","MISO_IN","Internal","Winter","B17",100,2045,0,62.31,62.3,0.01,0]
[2040,"MISO_MI_2_PJM_ROR","MISO_MI","PJM_ROR","Internal","Winter","B17",100,1424,0,62.31,60.31,2,0]
[2040,"MISO_MO-IL_2_SPP_N","MISO_MO-IL","SPP_N","Internal","Winter","B17",100,2000,0,62.29,58.39,8,0]
[2040,"MISO_W_2_PJM_ROR","MISO_W","PJM_ROR","Internal","Winter","B17",100,773,0,62.27,60.31,2,0]
[2040,"MISO_WUMS_2_PJM_ROR","MISO_WUMS","PJM_ROR","Internal","Winter","B17",100,1600,0,62.3,60.31,2,0]
[2040,"NEISO_2_NYISO_J-K","NEISO","NYISO_J-K","Internal","Winter","B17",100,500,500,57.12,66.77,3,6.65]
[2040,"NYISO_A-F_2_NYISO_G-I","NYISO_A-F","NYISO_G-I","Internal","Winter","B17",100,4757,2350.14,60.12,60.13,0.01,0]
[2040,"NYISO_J-K_2_PJM_E","NYISO_J-K","PJM_E","Internal","Winter","B17",100,330,0,66.77,60.31,8,0]
[2040,"PJM_ROR_2_MISO_MI","PJM_ROR","MISO_MI","Internal","Winter","B17",100,1305,70.34,60.31,62.31,2,0]
[2040,"PJM_ROR_2_MISO_W","PJM_ROR","MISO_W","Internal","Winter","B17",100,709,0,60.31,62.27,2,0]
[2040,"SOCO_2_FRCC","SOCO","FRCC","Internal","Winter","B17",100,3700,0,63.4,70.67,10,0]
[2040,"SPP_N_2_MISO_MO-IL","SPP_N","MISO_MO-IL","Internal","Winter","B17",100,2000,0,58.39,62.29,5,0]
[2040,"SPP_N_2_SPP_S","SPP_N","SPP_S","Internal","Winter","B17",100,4383,110.2,58.39,58.4,0.01,0]
[2040,"TVA_2_NonRTO_Midwest","TVA","NonRTO_Midwest","Internal","Winter","B17",100,100,0,64.7,70.3,9,0]
[2040,"TVA_Transmission_2_TVA","TVA_Transmission","TVA","Internal","Winter","B17",100,99999,0,65.45,64.7,0.01,0]
[2040,"VACAR_2_TVA_Transmission","VACAR","TVA_Transmission","Internal","Winter","B17",100,900,0,62.19,65.45,7,0]
[2040,"RMPA_2_MAPP_US","RMPA","MAPP_US","External","Winter","B17",100,200,0,68.06,49.65,8,0]
[2040,"SPP_S_2_ERCOT","SPP_S","ERCOT","External","Winter","B17",100,800,0,58.4,60.45,5,0]
[2040,"IESO_2_MAPP_CA","IESO","MAPP_CA","Internal","Winter","B18",400,262,0,55.05,60.43,7,0]
[2040,"MAPP_CA_2_MAPP_US","MAPP_CA","MAPP_US","Internal","Winter","B18",400,372,0,60.43,51.39,7,0]
[2040,"MARITIMES_2_NEISO","MARITIMES","NEISO","Internal","Winter","B18",400,99999,1733.65,57.11,57.12,0.01,0]
[2040,"MISO_MI_2_IESO","MISO_MI","IESO","Internal","Winter","B18",400,1580,0,60.48,55.05,8,0]
[2040,"MISO_MI_2_PJM_ROR","MISO_MI","PJM_ROR","Internal","Winter","B18",400,1424,0,60.48,58.48,2,0]
[2040,"MISO_W_2_IESO","MISO_W","IESO","Internal","Winter","B18",400,90,0,60.44,55.05,8,0]
[2040,"MISO_W_2_SPP_N","MISO_W","SPP_N","Internal","Winter","B18",400,3200,0,60.44,58.4,7,0]
[2040,"MISO_WUMS_2_MISO_MI","MISO_WUMS","MISO_MI","Internal","Winter","B18",400,929,929,60.45,60.48,0.01,0.01]
[2040,"NE_2_SPP_N","NE","SPP_N","Internal","Winter","B18",400,3001,2229.14,58.39,58.4,0.01,0]
[2040,"NYISO_A-F_2_NEISO","NYISO_A-F","NEISO","Internal","Winter","B18",400,600,0,60.12,57.12,3,0]
[2040,"NYISO_J-K_2_PJM_E","NYISO_J-K","PJM_E","Internal","Winter","B18",400,330,0,64.48,58.48,8,0]
[2040,"PJM_E_2_NYISO_J-K","PJM_E","NYISO_J-K","Internal","Winter","B18",400,330,229.15,58.48,64.48,6,0]
[2040,"PJM_ROR_2_MISO_W","PJM_ROR","MISO_W","Internal","Winter","B18",400,709,0,58.48,60.44,2,0]
[2040,"PJM_ROM_2_NYISO_A-F","PJM_ROM","NYISO_A-F","Internal","Winter","B18",400,2000,0,58.46,60.12,6,0]
[2040,"SPP_N_2_ENT","SPP_N","ENT","Internal","Winter","B18",400,1800,1391.28,58.4,63.4,5,0]
[2040,"SPP_N_2_SPP_S","SPP_N","SPP_S","Internal","Winter","B18",400,4383,0,58.4,58.4,0.01,0]
[2040,"TVA_2_VACAR","TVA","VACAR","Internal","Winter","B18",400,150,0,61.09,60.67,9,0]
[2040,"VACAR_2_PJM_ROR","VACAR","PJM_ROR","Internal","Winter","B18",400,2000,0,60.67,58.48,7,0]
[2040,"MAPP_US_2_RMPA","MAPP_US","RMPA","External","Winter","B18",400,200,200,51.39,64.86,8,5.47]
[2040,"RMPA_2_SPP_N","RMPA","SPP_N","External","Winter","B18",400,210,0,64.86,58.4,8,0]
[2040,"SPP_S_2_ERCOT","SPP_S","ERCOT","External","Winter","B18",400,800,0,58.4,60.45,5,0]
[2040,"HQ_NEISO_2_NEISO","HQ_NEISO","NEISO","Internal","Winter","B19",700,99999,2920,57.11,57.12,0.01,0]
[2040,"IESO_2_MISO_W","IESO","MISO_W","Internal","Winter","B19",700,140,0,55.05,56.65,7,0]
[2040,"MAPP_US_2_MAPP_CA","MAPP_US","MAPP_CA","Internal","Winter","B19",700,165,165,49.65,56.66,7,0.01]
[2040,"MISO_IN_2_MISO_MO-IL","MISO_IN","MISO_MO-IL","Internal","Winter","B19",700,5000,0,56.66,56.65,0.01,0]
[2040,"MISO_MI_2_PJM_ROR","MISO_MI","PJM_ROR","Internal","Winter","B19",700,1424,0,56.67,54.66,2,0]
[2040,"MISO_MO-IL_2_TVA_Transmission","MISO_MO-IL","TVA_Transmission","Internal","Winter","B19",700,4000,0,56.65,57.96,8,0]
[2040,"MISO_W_2_MISO_MO-IL","MISO_W","MISO_MO-IL","Internal","Winter","B19",700,3800,0,56.65,56.65,0.01,0]
[2040,"MISO_WUMS_2_PJM_ROR","MISO_WUMS","PJM_ROR","Internal","Winter","B19",700,1600,0,56.66,54.66,2,0]
[2040,"NEISO_2_NYISO_G-I","NEISO","NYISO_G-I","Internal","Winter","B19",700,600,0,57.12,57.85,3,0]
[2040,"NYISO_A-F_2_PJM_ROM","NYISO_A-F","PJM_ROM","Internal","Winter","B19",700,1000,0,57.84,54.67,8,0]
[2040,"NYISO_G-I_2_NEISO","NYISO_G-I","NEISO","Internal","Winter","B19",700,600,0,57.85,57.12,3,0]
[2040,"PJM_ROR_2_MISO_IN","PJM_ROR","MISO_IN","Internal","Winter","B19",700,909,181.42,54.66,56.66,2,0]
[2040,"PJM_ROR_2_MISO_MI","PJM_ROR","MISO_MI","Internal","Winter","B19",700,1305,1305,54.66,56.67,2,0.01]
[2040,"PJM_ROM_2_PJM_E","PJM_ROM","PJM_E","Internal","Winter","B19",700,8000,3547.46,54.67,54.68,0.01,0]
[2040,"PJM_ROM_2_PJM_ROR","PJM_ROM","PJM_ROR","Internal","Winter","B19",700,8000,0,54.67,54.66,0.01,0]
[2040,"SPP_N_2_SPP_S","SPP_N","SPP_S","Internal","Winter","B19",700,4383,0,55.95,55.45,0.01,0]
[2040,"TVA_2_SOCO","TVA","SOCO","Internal","Winter","B19",700,500,0,57.97,57.96,9,0]
[2040,"TVA_Transmission_2_SOCO","TVA_Transmission","SOCO","Internal","Winter","B19",700,3200,0,57.96,57.96,9,0]
[2040,"VACAR_2_PJM_ROR","VACAR","PJM_ROR","Internal","Winter","B19",700,2000,0,50.96,54.66,7,0]
[2040,"NWPP_Coal_2_MAPP_US","NWPP_Coal","MAPP_US","External","Winter","B19",700,150,0,73.040000000000006,49.65,8,0]
[2040,"ENT_2_SOCO","ENT","SOCO","Internal","Summer","B2",25,2000,0,94.69,101.94,8,0]
[2040,"IESO_2_MAPP_CA","IESO","MAPP_CA","Internal","Summer","B2",25,262,0,84.43,47.78,7,0]
[2040,"MAPP_CA_2_IESO","MAPP_CA","IESO","Internal","Summer","B2",25,330,330,47.78,84.43,8,28.65]
[2040,"MARITIMES_2_NEISO","MARITIMES","NEISO","Internal","Summer","B2",25,99999,1878.75,88.44,88.46,0.01,0]
[2040,"MISO_IN_2_NonRTO_Midwest","MISO_IN","NonRTO_Midwest","Internal","Summer","B2",25,4800,0,90.66,94.05,8,0]
[2040,"MISO_MI_2_IESO","MISO_MI","IESO","Internal","Summer","B2",25,1580,0,90.67,84.43,8,0]
[2040,"MISO_MO-IL_2_MISO_IN","MISO_MO-IL","MISO_IN","Internal","Summer","B2",25,2100,0,90.67,90.66,0.01,0]
[2040,"MISO_W_2_MAPP_CA","MISO_W","MAPP_CA","Internal","Summer","B2",25,718,0,90.66,47.78,0.01,0]
[2040,"MISO_W_2_SPP_N","MISO_W","SPP_N","Internal","Summer","B2",25,3200,0,90.66,90.76,7,0]
[2040,"NEISO_2_NYISO_G-I","NEISO","NYISO_G-I","Internal","Summer","B2",25,600,0,88.46,91.44,3,0]
[2040,"NYISO_A-F_2_IESO","NYISO_A-F","IESO","Internal","Summer","B2",25,1600,0,91.43,84.43,7,0]
[2040,"NYISO_G-I_2_NYISO_A-F","NYISO_G-I","NYISO_A-F","Internal","Summer","B2",25,2506,0,91.44,91.43,0.01,0]
[2040,"PJM_E_2_NYISO_J-K","PJM_E","NYISO_J-K","Internal","Summer","B2",25,330,0,88.66,91.46,6,0]
[2040,"PJM_ROR_2_MISO_W","PJM_ROR","MISO_W","Internal","Summer","B2",25,709,242.74,88.66,90.66,2,0]
[2040,"PJM_ROM_2_NYISO_A-F","PJM_ROM","NYISO_A-F","Internal","Summer","B2",25,2000,0,88.64,91.43,6,0]
[2040,"SOCO_2_FRCC","SOCO","FRCC","Internal","Summer","B2",25,3700,0,101.94,103.65,10,0]
[2040,"SPP_S_2_SPP_N","SPP_S","SPP_N","Internal","Summer","B2",25,1023,1023,79.58,90.76,0.01,11.17]
[2040,"TVA_2_SOCO","TVA","SOCO","Internal","Summer","B2",25,500,0,98.68,101.94,9,0]
[2040,"TVA_2_VACAR","TVA","VACAR","Internal","Summer","B2",25,150,0,98.68,94.94,9,0]
[2040,"TVA_Transmission_2_VACAR","TVA_Transmission","VACAR","Internal","Summer","B2",25,900,0,98.67,94.94,9,0]
[2040,"NWPP_Coal_2_MAPP_US","NWPP_Coal","MAPP_US","External","Summer","B2",25,150,150,68.61,83.66,8,7.04]
[2040,"RMPA_2_SPP_N","RMPA","SPP_N","External","Summer","B2",25,210,0,91.4,90.76,8,0]
[2040,"HQ_NEISO_2_NEISO","HQ_NEISO","NEISO","Internal","Winter","B20",935,99999,1233.58,57.11,57.12,0.01,0]
[2040,"IESO_2_MISO_W","IESO","MISO_W","Internal","Winter","B20",935,140,0,55.05,44.92,7,0]
[2040,"MAPP_US_2_MAPP_CA","MAPP_US","MAPP_CA","Internal","Winter","B20",935,165,165,33.549999999999997,56.66,7,16.11]
[2040,"MISO_IN_2_MISO_MO-IL","MISO_IN","MISO_MO-IL","Internal","Winter","B20",935,5000,0,47.04,44.93,0.01,0]
[2040,"MISO_MI_2_IESO","MISO_MI","IESO","Internal","Winter","B20",935,1580,231.66,47.05,55.05,8,0]
[2040,"MISO_MO-IL_2_PJM_ROR","MISO_MO-IL","PJM_ROR","Internal","Winter","B20",935,1212,0,44.93,45.07,2,0]
[2040,"MISO_W_2_MAPP_CA","MISO_W","MAPP_CA","Internal","Winter","B20",935,718,718,44.92,56.66,0.01,11.73]
[2040,"MISO_WUMS_2_MISO_W","MISO_WUMS","MISO_W","Internal","Winter","B20",935,1137,0,47.07,44.92,0.01,0]
[2040,"NEISO_2_NYISO_G-I","NEISO","NYISO_G-I","Internal","Winter","B20",935,600,0,57.12,56.85,3,0]
[2040,"NonRTO_Midwest_2_TVA_Transmission","NonRTO_Midwest","TVA_Transmission","Internal","Winter","B20",935,2400,343.3,43.07,51.07,8,0]
[2040,"NYISO_A-F_2_NYISO_G-I","NYISO_A-F","NYISO_G-I","Internal","Winter","B20",935,4757,1789.76,56.83,56.85,0.01,0]
[2040,"NYISO_G-I_2_PJM_E","NYISO_G-I","PJM_E","Internal","Winter","B20",935,1500,0,56.85,50.17,8,0]
[2040,"PJM_ROR_2_MISO_IN","PJM_ROR","MISO_IN","Internal","Winter","B20",935,909,0,45.07,47.04,2,0]
[2040,"PJM_ROR_2_PJM_ROM","PJM_ROR","PJM_ROM","Internal","Winter","B20",935,8000,8000,45.07,50.16,0.01,5.08]
[2040,"SOCO_2_FRCC","SOCO","FRCC","Internal","Winter","B20",935,3700,3411.21,56.95,66.95,10,0]
[2040,"SPP_N_2_NE","SPP_N","NE","Internal","Winter","B20",935,1531,0,40.56,40.549999999999997,0.01,0]
[2040,"TVA_2_MISO_MO-IL","TVA","MISO_MO-IL","Internal","Winter","B20",935,50,0,51.08,44.93,9,0]
[2040,"TVA_Transmission_2_ENT","TVA_Transmission","ENT","Internal","Winter","B20",935,3000,0,51.07,56.07,9,0]
[2040,"VACAR_2_SOCO","VACAR","SOCO","Internal","Winter","B20",935,3000,3000,44.86,56.95,7,5.09]
[2040,"NWPP_Coal_2_MAPP_US","NWPP_Coal","MAPP_US","External","Winter","B20",935,150,0,73.040000000000006,33.549999999999997,8,0]
[2040,"RMPA_2_NE","RMPA","NE","External","Winter","B20",935,310,0,43.09,40.549999999999997,8,0]
[2040,"HQ_IESO_2_IESO","HQ_IESO","IESO","Internal","Summer","B3",75,99999,400,81.459999999999994,81.48,0.01,0]
[2040,"IESO_2_MAPP_CA","IESO","MAPP_CA","Internal","Summer","B3",75,262,0,81.48,59.87,7,0]
[2040,"MAPP_US_2_MISO_W","MAPP_US","MISO_W","Internal","Summer","B3",75,2635,653.39,82.88,89.88,7,0]
[2040,"MAPP_US_2_NE","MAPP_US","NE","Internal","Summer","B3",75,2000,2000,82.88,90.75,7,0.87]
[2040,"MISO_MI_2_IESO","MISO_MI","IESO","Internal","Summer","B3",75,1580,0,88.48,81.48,8,0]
[2040,"MISO_MO-IL_2_ENT","MISO_MO-IL","ENT","Internal","Summer","B3",75,2540,0,88.49,88.91,8,0]
[2040,"MISO_MO-IL_2_TVA_Transmission","MISO_MO-IL","TVA_Transmission","Internal","Summer","B3",75,4000,0,88.49,92.48,8,0]
[2040,"MISO_W_2_MISO_WUMS","MISO_W","MISO_WUMS","Internal","Summer","B3",75,1629,0,89.88,84.3,0.01,0]
[2040,"NE_2_MISO_W","NE","MISO_W","Internal","Summer","B3",75,1600,0,90.75,89.88,5,0]
[2040,"NYISO_A-F_2_IESO","NYISO_A-F","IESO","Internal","Summer","B3",75,1600,488.89,74.48,81.48,7,0]
[2040,"NYISO_G-I_2_NYISO_A-F","NYISO_G-I","NYISO_A-F","Internal","Summer","B3",75,2506,0,74.489999999999995,74.48,0.01,0]
[2040,"PJM_E_2_NYISO_G-I","PJM_E","NYISO_G-I","Internal","Summer","B3",75,500,0,82.5,74.489999999999995,6,0]
[2040,"PJM_ROR_2_MISO_IN","PJM_ROR","MISO_IN","Internal","Summer","B3",75,909,177.39,86.48,88.48,2,0]
[2040,"PJM_ROR_2_VACAR","PJM_ROR","VACAR","Internal","Summer","B3",75,3000,3000,86.48,92.69,6,0.22]
[2040,"PJM_ROM_2_NYISO_A-F","PJM_ROM","NYISO_A-F","Internal","Summer","B3",75,2000,0,82.49,74.48,6,0]
[2040,"SPP_N_2_ENT","SPP_N","ENT","Internal","Summer","B3",75,1800,0,90.76,88.91,5,0]
[2040,"SPP_S_2_ENT","SPP_S","ENT","Internal","Summer","B3",75,850,850,80.25,88.91,5,3.67]
[2040,"TVA_2_VACAR","TVA","VACAR","Internal","Summer","B3",75,150,0,92.49,92.69,9,0]
[2040,"VACAR_2_SOCO","VACAR","SOCO","Internal","Summer","B3",75,3000,0,92.69,96.91,7,0]
[2040,"AZ_NM_SNV_Coal_2_SPP_S","AZ_NM_SNV_Coal","SPP_S","External","Summer","B3",75,400,0,114.23,80.25,8.17,0]
[2040,"RMPA_2_SPP_N","RMPA","SPP_N","External","Summer","B3",75,210,0,91.4,90.76,8,0]
[2040,"HQ_NEISO_2_NEISO","HQ_NEISO","NEISO","Internal","Summer","B4",100,99999,2920,57.49,57.5,0.01,0]
[2040,"IESO_2_MISO_W","IESO","MISO_W","Internal","Summer","B4",100,140,140,73.64,88.3,7,7.67]
[2040,"MAPP_CA_2_IESO","MAPP_CA","IESO","Internal","Summer","B4",100,330,262.66000000000003,65.64,73.64,8,0]
[2040,"MISO_IN_2_MISO_MI","MISO_IN","MISO_MI","Internal","Summer","B4",100,5000,0,88.19,88.18,0.01,0]
[2040,"MISO_MI_2_MISO_WUMS","MISO_MI","MISO_WUMS","Internal","Summer","B4",100,947,0,88.18,84.3,0.01,0]
[2040,"MISO_MO-IL_2_MISO_W","MISO_MO-IL","MISO_W","Internal","Summer","B4",100,960,960,88.2,88.3,0.01,0.09]
[2040,"MISO_W_2_MAPP_CA","MISO_W","MAPP_CA","Internal","Summer","B4",100,718,0,88.3,65.64,0.01,0]
[2040,"MISO_W_2_MISO_MO-IL","MISO_W","MISO_MO-IL","Internal","Summer","B4",100,3800,0,88.3,88.2,0.01,0]
[2040,"NE_2_MISO_W","NE","MISO_W","Internal","Summer","B4",100,1600,0,90.75,88.3,5,0]
[2040,"NEISO_2_NYISO_G-I","NEISO","NYISO_G-I","Internal","Summer","B4",100,600,600,57.5,66.650000000000006,3,6.14]
[2040,"NYISO_A-F_2_NEISO","NYISO_A-F","NEISO","Internal","Summer","B4",100,600,0,66.64,57.5,3,0]
[2040,"NYISO_G-I_2_NYISO_J-K","NYISO_G-I","NYISO_J-K","Internal","Summer","B4",100,6188,4589.7700000000004,66.650000000000006,66.66,0.01,0]
[2040,"PJM_ROR_2_MISO_IN","PJM_ROR","MISO_IN","Internal","Summer","B4",100,909,0,86.3,88.19,2,0]
[2040,"PJM_ROR_2_TVA_Transmission","PJM_ROR","TVA_Transmission","Internal","Summer","B4",100,2500,1378.11,86.3,92.3,6,0]
[2040,"PJM_ROM_2_PJM_ROR","PJM_ROM","PJM_ROR","Internal","Summer","B4",100,8000,8000,74.650000000000006,86.3,0.01,11.64]
[2040,"SPP_N_2_NE","SPP_N","NE","Internal","Summer","B4",100,1531,0,90.76,90.75,0.01,0]
[2040,"TVA_2_ENT","TVA","ENT","Internal","Summer","B4",100,500,0,92.31,88.91,9,0]
[2040,"TVA_Transmission_2_NonRTO_Midwest","TVA_Transmission","NonRTO_Midwest","Internal","Summer","B4",100,700,0,92.3,94.05,9,0]
[2040,"VACAR_2_SOCO","VACAR","SOCO","Internal","Summer","B4",100,3000,0,92.3,96.91,7,0]
[2040,"VACAR_2_TVA_Transmission","VACAR","TVA_Transmission","Internal","Summer","B4",100,900,0,92.3,92.3,7,0]
[2040,"AZ_NM_SNV_Coal_2_SPP_S","AZ_NM_SNV_Coal","SPP_S","External","Summer","B4",100,400,0,114.23,80.25,8.17,0]
[2040,"MAPP_US_2_RMPA","MAPP_US","RMPA","External","Summer","B4",100,200,0,81.3,76.78,8,0]
[2040,"NE_2_RMPA","NE","RMPA","External","Summer","B4",100,310,0,90.75,76.78,5,0]
[2040,"NWPP_Coal_2_MAPP_US","NWPP_Coal","MAPP_US","External","Summer","B4",100,150,150,68.61,81.3,8,4.6900000000000004]
[2040,"RMPA_2_MAPP_US","RMPA","MAPP_US","External","Summer","B4",100,200,0,76.78,81.3,8,0]
[2040,"RMPA_2_NE","RMPA","NE","External","Summer","B4",100,310,310,76.78,90.75,8,5.97]
[2040,"RMPA_2_SPP_N","RMPA","SPP_N","External","Summer","B4",100,210,210,76.78,90.76,8,5.98]
[2040,"SPP_N_2_RMPA","SPP_N","RMPA","External","Summer","B4",100,210,0,90.76,76.78,5,0]
[2040,"SPP_S_2_ERCOT","SPP_S","ERCOT","External","Summer","B4",100,800,0,80.25,80.81,5,0]
[2040,"ENT_2_SOCO","ENT","SOCO","Internal","Summer","B5",200,2000,1377.87,84.58,92.58,8,0]
[2040,"ENT_2_TVA_Transmission","ENT","TVA_Transmission","Internal","Summer","B5",200,2100,0,84.58,90.04,8,0]
[2040,"HQ_NEISO_2_NEISO","HQ_NEISO","NEISO","Internal","Summer","B5",200,99999,2920,52.22,52.24,0.01,0]
[2040,"HQ_NY_2_NYISO_A-F","HQ_NY","NYISO_A-F","Internal","Summer","B5",200,99999,1000,62.92,62.93,0.01,0]
[2040,"HQ_IESO_2_IESO","HQ_IESO","IESO","Internal","Summer","B5",200,99999,400,67.849999999999994,67.87,0.01,0]
[2040,"IESO_2_MAPP_CA","IESO","MAPP_CA","Internal","Summer","B5",200,262,0,67.87,59.87,7,0]
[2040,"IESO_2_MISO_MI","IESO","MISO_MI","Internal","Summer","B5",200,1840,1840,67.87,85.58,7,10.71]
[2040,"IESO_2_MISO_W","IESO","MISO_W","Internal","Summer","B5",200,140,140,67.87,86.05,7,11.18]
[2040,"IESO_2_NYISO_A-F","IESO","NYISO_A-F","Internal","Summer","B5",200,1725,0,67.87,62.93,7,0]
[2040,"MAPP_CA_2_IESO","MAPP_CA","IESO","Internal","Summer","B5",200,330,128.75,59.87,67.87,8,0]
[2040,"MAPP_CA_2_MAPP_US","MAPP_CA","MAPP_US","Internal","Summer","B5",200,372,372,59.87,79.05,7,12.18]
[2040,"MAPP_CA_2_MISO_W","MAPP_CA","MISO_W","Internal","Summer","B5",200,1988,1988,59.87,86.05,0.01,26.17]
[2040,"MAPP_US_2_MAPP_CA","MAPP_US","MAPP_CA","Internal","Summer","B5",200,165,0,79.05,59.87,7,0]
[2040,"MAPP_US_2_MISO_W","MAPP_US","MISO_W","Internal","Summer","B5",200,2635,948,79.05,86.05,7,0]
[2040,"MAPP_US_2_NE","MAPP_US","NE","Internal","Summer","B5",200,2000,2000,79.05,90.75,7,4.7]
[2040,"MARITIMES_2_NEISO","MARITIMES","NEISO","Internal","Summer","B5",200,99999,1780.16,52.22,52.24,0.01,0]
[2040,"MISO_IN_2_MISO_MI","MISO_IN","MISO_MI","Internal","Summer","B5",200,5000,0,86.02,85.58,0.01,0]
[2040,"MISO_IN_2_MISO_MO-IL","MISO_IN","MISO_MO-IL","Internal","Summer","B5",200,5000,2314.5,86.02,86.04,0.01,0]
[2040,"MISO_IN_2_NonRTO_Midwest","MISO_IN","NonRTO_Midwest","Internal","Summer","B5",200,4800,1470.06,86.02,94.02,8,0]
[2040,"MISO_IN_2_PJM_ROR","MISO_IN","PJM_ROR","Internal","Summer","B5",200,992,0,86.02,84.04,2,0]
[2040,"MISO_MI_2_IESO","MISO_MI","IESO","Internal","Summer","B5",200,1580,0,85.58,67.87,8,0]
[2040,"MISO_MI_2_MISO_IN","MISO_MI","MISO_IN","Internal","Summer","B5",200,2045,2045,85.58,86.02,0.01,0.43]
[2040,"MISO_MI_2_MISO_WUMS","MISO_MI","MISO_WUMS","Internal","Summer","B5",200,947,0,85.58,84.3,0.01,0]
[2040,"MISO_MI_2_PJM_ROR","MISO_MI","PJM_ROR","Internal","Summer","B5",200,1424,0,85.58,84.04,2,0]
[2040,"MISO_MO-IL_2_ENT","MISO_MO-IL","ENT","Internal","Summer","B5",200,2540,0,86.04,84.58,8,0]
[2040,"MISO_MO-IL_2_MISO_IN","MISO_MO-IL","MISO_IN","Internal","Summer","B5",200,2100,0,86.04,86.02,0.01,0]
[2040,"MISO_MO-IL_2_MISO_W","MISO_MO-IL","MISO_W","Internal","Summer","B5",200,960,40.58,86.04,86.05,0.01,0]
[2040,"MISO_MO-IL_2_PJM_ROR","MISO_MO-IL","PJM_ROR","Internal","Summer","B5",200,1212,0,86.04,84.04,2,0]
[2040,"MISO_MO-IL_2_SPP_N","MISO_MO-IL","SPP_N","Internal","Summer","B5",200,2000,0,86.04,90.76,8,0]
[2040,"MISO_MO-IL_2_TVA_Transmission","MISO_MO-IL","TVA_Transmission","Internal","Summer","B5",200,4000,0,86.04,90.04,8,0]
[2040,"MISO_W_2_IESO","MISO_W","IESO","Internal","Summer","B5",200,90,0,86.05,67.87,8,0]
[2040,"MISO_W_2_MAPP_CA","MISO_W","MAPP_CA","Internal","Summer","B5",200,718,0,86.05,59.87,0.01,0]
[2040,"MISO_W_2_MISO_MO-IL","MISO_W","MISO_MO-IL","Internal","Summer","B5",200,3800,0,86.05,86.04,0.01,0]
[2040,"MISO_W_2_MISO_WUMS","MISO_W","MISO_WUMS","Internal","Summer","B5",200,1629,0,86.05,84.3,0.01,0]
[2040,"MISO_W_2_PJM_ROR","MISO_W","PJM_ROR","Internal","Summer","B5",200,773,0,86.05,84.04,2,0]
[2040,"MISO_W_2_SPP_N","MISO_W","SPP_N","Internal","Summer","B5",200,3200,0,86.05,90.76,7,0]
[2040,"MISO_WUMS_2_MISO_MI","MISO_WUMS","MISO_MI","Internal","Summer","B5",200,929,929,84.3,85.58,0.01,1.26]
[2040,"MISO_WUMS_2_MISO_W","MISO_WUMS","MISO_W","Internal","Summer","B5",200,1137,1137,84.3,86.05,0.01,1.73]
[2040,"MISO_WUMS_2_PJM_ROR","MISO_WUMS","PJM_ROR","Internal","Summer","B5",200,1600,0,84.3,84.04,2,0]
[2040,"NE_2_MISO_W","NE","MISO_W","Internal","Summer","B5",200,1600,0,90.75,86.05,5,0]
[2040,"NE_2_SPP_N","NE","SPP_N","Internal","Summer","B5",200,3001,1638.09,90.75,90.76,0.01,0]
[2040,"NEISO_2_NYISO_A-F","NEISO","NYISO_A-F","Internal","Summer","B5",200,600,600,52.24,62.93,3,7.69]
[2040,"NEISO_2_NYISO_G-I","NEISO","NYISO_G-I","Internal","Summer","B5",200,600,600,52.24,62.94,3,7.7]
[2040,"NEISO_2_NYISO_J-K","NEISO","NYISO_J-K","Internal","Summer","B5",200,500,500,52.24,62.95,3,7.72]
[2040,"NonRTO_Midwest_2_TVA_Transmission","NonRTO_Midwest","TVA_Transmission","Internal","Summer","B5",200,2400,0,94.02,90.04,8,0]
[2040,"NYISO_A-F_2_IESO","NYISO_A-F","IESO","Internal","Summer","B5",200,1600,0,62.93,67.87,7,0]
[2040,"NYISO_A-F_2_NEISO","NYISO_A-F","NEISO","Internal","Summer","B5",200,600,0,62.93,52.24,3,0]
[2040,"NYISO_A-F_2_NYISO_G-I","NYISO_A-F","NYISO_G-I","Internal","Summer","B5",200,4757,2308.09,62.93,62.94,0.01,0]
[2040,"NYISO_A-F_2_PJM_ROM","NYISO_A-F","PJM_ROM","Internal","Summer","B5",200,1000,917.32,62.93,70.930000000000007,8,0]
[2040,"NYISO_G-I_2_NEISO","NYISO_G-I","NEISO","Internal","Summer","B5",200,600,0,62.94,52.24,3,0]
[2040,"NYISO_G-I_2_NYISO_A-F","NYISO_G-I","NYISO_A-F","Internal","Summer","B5",200,2506,0,62.94,62.93,0.01,0]
[2040,"NYISO_G-I_2_NYISO_J-K","NYISO_G-I","NYISO_J-K","Internal","Summer","B5",200,6188,5394.5,62.94,62.95,0.01,0]
[2040,"NYISO_G-I_2_PJM_E","NYISO_G-I","PJM_E","Internal","Summer","B5",200,1500,1387.54,62.94,70.94,8,0]
[2040,"NYISO_J-K_2_PJM_E","NYISO_J-K","PJM_E","Internal","Summer","B5",200,330,0,62.95,70.94,8,0]
[2040,"PJM_E_2_NYISO_G-I","PJM_E","NYISO_G-I","Internal","Summer","B5",200,500,0,70.94,62.94,6,0]
[2040,"PJM_E_2_NYISO_J-K","PJM_E","NYISO_J-K","Internal","Summer","B5",200,330,0,70.94,62.95,6,0]
[2040,"PJM_E_2_PJM_ROM","PJM_E","PJM_ROM","Internal","Summer","B5",200,8000,0,70.94,70.930000000000007,0.01,0]
[2040,"PJM_ROR_2_MISO_IN","PJM_ROR","MISO_IN","Internal","Summer","B5",200,909,0,84.04,86.02,2,0]
[2040,"PJM_ROR_2_MISO_MI","PJM_ROR","MISO_MI","Internal","Summer","B5",200,1305,0,84.04,85.58,2,0]
[2040,"PJM_ROR_2_MISO_MO-IL","PJM_ROR","MISO_MO-IL","Internal","Summer","B5",200,1111,420.54,84.04,86.04,2,0]
[2040,"PJM_ROR_2_MISO_W","PJM_ROR","MISO_W","Internal","Summer","B5",200,709,709,84.04,86.05,2,0.01]
[2040,"PJM_ROR_2_MISO_WUMS","PJM_ROR","MISO_WUMS","Internal","Summer","B5",200,1467,0,84.04,84.3,2,0]
[2040,"PJM_ROR_2_PJM_ROM","PJM_ROR","PJM_ROM","Internal","Summer","B5",200,8000,0,84.04,70.930000000000007,0.01,0]
[2040,"PJM_ROR_2_TVA_Transmission","PJM_ROR","TVA_Transmission","Internal","Summer","B5",200,2500,207.62,84.04,90.04,6,0]
[2040,"PJM_ROR_2_VACAR","PJM_ROR","VACAR","Internal","Summer","B5",200,3000,3000,84.04,92.69,6,2.66]
[2040,"PJM_ROM_2_NYISO_A-F","PJM_ROM","NYISO_A-F","Internal","Summer","B5",200,2000,0,70.930000000000007,62.93,6,0]
[2040,"PJM_ROM_2_PJM_E","PJM_ROM","PJM_E","Internal","Summer","B5",200,8000,951.58,70.930000000000007,70.94,0.01,0]
[2040,"PJM_ROM_2_PJM_ROR","PJM_ROM","PJM_ROR","Internal","Summer","B5",200,8000,8000,70.930000000000007,84.04,0.01,13.1]
[2040,"SOCO_2_FRCC","SOCO","FRCC","Internal","Summer","B5",200,3700,0,92.58,101.43,10,0]
[2040,"SOCO_2_VACAR","SOCO","VACAR","Internal","Summer","B5",200,2000,0,92.58,92.69,10,0]
[2040,"SPP_N_2_ENT","SPP_N","ENT","Internal","Summer","B5",200,1800,0,90.76,84.58,5,0]
[2040,"SPP_N_2_MISO_MO-IL","SPP_N","MISO_MO-IL","Internal","Summer","B5",200,2000,0,90.76,86.04,5,0]
[2040,"SPP_N_2_NE","SPP_N","NE","Internal","Summer","B5",200,1531,0,90.76,90.75,0.01,0]
[2040,"SPP_N_2_SPP_S","SPP_N","SPP_S","Internal","Summer","B5",200,4383,0,90.76,79.58,0.01,0]
[2040,"SPP_S_2_ENT","SPP_S","ENT","Internal","Summer","B5",200,850,680.84,79.58,84.58,5,0]
[2040,"SPP_S_2_SPP_N","SPP_S","SPP_N","Internal","Summer","B5",200,1023,1023,79.58,90.76,0.01,11.17]
[2040,"TVA_2_ENT","TVA","ENT","Internal","Summer","B5",200,500,0,90.05,84.58,9,0]
[2040,"TVA_2_MISO_MO-IL","TVA","MISO_MO-IL","Internal","Summer","B5",200,50,0,90.05,86.04,9,0]
[2040,"TVA_2_NonRTO_Midwest","TVA","NonRTO_Midwest","Internal","Summer","B5",200,100,0,90.05,94.02,9,0]
[2040,"TVA_2_SOCO","TVA","SOCO","Internal","Summer","B5",200,500,0,90.05,92.58,9,0]
[2040,"TVA_2_VACAR","TVA","VACAR","Internal","Summer","B5",200,150,0,90.05,92.69,9,0]
[2040,"TVA_Transmission_2_ENT","TVA_Transmission","ENT","Internal","Summer","B5",200,3000,0,90.04,84.58,9,0]
[2040,"TVA_Transmission_2_NonRTO_Midwest","TVA_Transmission","NonRTO_Midwest","Internal","Summer","B5",200,700,0,90.04,94.02,9,0]
[2040,"TVA_Transmission_2_SOCO","TVA_Transmission","SOCO","Internal","Summer","B5",200,3200,0,90.04,92.58,9,0]
[2040,"TVA_Transmission_2_TVA","TVA_Transmission","TVA","Internal","Summer","B5",200,99999,207.62,90.04,90.05,0.01,0]
[2040,"TVA_Transmission_2_VACAR","TVA_Transmission","VACAR","Internal","Summer","B5",200,900,0,90.04,92.69,9,0]
[2040,"VACAR_2_PJM_ROR","VACAR","PJM_ROR","Internal","Summer","B5",200,2000,0,92.69,84.04,7,0]
[2040,"VACAR_2_SOCO","VACAR","SOCO","Internal","Summer","B5",200,3000,0,92.69,92.58,7,0]
[2040,"VACAR_2_TVA_Transmission","VACAR","TVA_Transmission","Internal","Summer","B5",200,900,0,92.69,90.04,7,0]
[2040,"AZ_NM_SNV_Coal_2_SPP_S","AZ_NM_SNV_Coal","SPP_S","External","Summer","B5",200,400,0,84.1,79.58,8.17,0]
[2040,"MAPP_US_2_RMPA","MAPP_US","RMPA","External","Summer","B5",200,200,0,79.05,60.45,8,0]
[2040,"NE_2_RMPA","NE","RMPA","External","Summer","B5",200,310,0,90.75,60.45,5,0]
[2040,"NWPP_Coal_2_MAPP_US","NWPP_Coal","MAPP_US","External","Summer","B5",200,150,150,68.61,79.05,8,2.4300000000000002]
[2040,"RMPA_2_MAPP_US","RMPA","MAPP_US","External","Summer","B5",200,200,200,60.45,79.05,8,10.6]
[2040,"RMPA_2_NE","RMPA","NE","External","Summer","B5",200,310,310,60.45,90.75,8,22.3]
[2040,"RMPA_2_SPP_N","RMPA","SPP_N","External","Summer","B5",200,210,210,60.45,90.76,8,22.31]
[2040,"SPP_N_2_RMPA","SPP_N","RMPA","External","Summer","B5",200,210,0,90.76,60.45,5,0]
[2040,"SPP_S_2_ERCOT","SPP_S","ERCOT","External","Summer","B5",200,800,0,79.58,80.81,5,0]
[2040,"ENT_2_SOCO","ENT","SOCO","Internal","Summer","B6",300,2000,0,76.08,79.08,8,0]
[2040,"ENT_2_TVA_Transmission","ENT","TVA_Transmission","Internal","Summer","B6",300,2100,0,76.08,71.25,8,0]
[2040,"HQ_NEISO_2_NEISO","HQ_NEISO","NEISO","Internal","Summer","B6",300,99999,2920,41.34,41.35,0.01,0]
[2040,"HQ_NY_2_NYISO_A-F","HQ_NY","NYISO_A-F","Internal","Summer","B6",300,99999,1000,58.06,58.07,0.01,0]
[2040,"HQ_IESO_2_IESO","HQ_IESO","IESO","Internal","Summer","B6",300,99999,400,51.99,52,0.01,0]
[2040,"IESO_2_MAPP_CA","IESO","MAPP_CA","Internal","Summer","B6",300,262,0,52,55.08,7,0]
[2040,"IESO_2_MISO_MI","IESO","MISO_MI","Internal","Summer","B6",300,1840,1840,52,68.08,7,9.08]
[2040,"IESO_2_MISO_W","IESO","MISO_W","Internal","Summer","B6",300,140,140,52,69.08,7,10.08]
[2040,"IESO_2_NYISO_A-F","IESO","NYISO_A-F","Internal","Summer","B6",300,1725,0,52,58.07,7,0]
[2040,"MAPP_CA_2_IESO","MAPP_CA","IESO","Internal","Summer","B6",300,330,0,55.08,52,8,0]
[2040,"MAPP_CA_2_MAPP_US","MAPP_CA","MAPP_US","Internal","Summer","B6",300,372,263.76,55.08,62.08,7,0]
[2040,"MAPP_CA_2_MISO_W","MAPP_CA","MISO_W","Internal","Summer","B6",300,1988,1988,55.08,69.08,0.01,13.99]
[2040,"MAPP_US_2_MAPP_CA","MAPP_US","MAPP_CA","Internal","Summer","B6",300,165,0,62.08,55.08,7,0]
[2040,"MAPP_US_2_MISO_W","MAPP_US","MISO_W","Internal","Summer","B6",300,2635,821.08,62.08,69.08,7,0]
[2040,"MAPP_US_2_NE","MAPP_US","NE","Internal","Summer","B6",300,2000,2000,62.08,76.069999999999993,7,6.99]
[2040,"MARITIMES_2_NEISO","MARITIMES","NEISO","Internal","Summer","B6",300,99999,1757.82,41.34,41.35,0.01,0]
[2040,"MISO_IN_2_MISO_MI","MISO_IN","MISO_MI","Internal","Summer","B6",300,5000,85.58,68.069999999999993,68.08,0.01,0]
[2040,"MISO_IN_2_MISO_MO-IL","MISO_IN","MISO_MO-IL","Internal","Summer","B6",300,5000,1678.33,68.069999999999993,68.08,0.01,0]
[2040,"MISO_IN_2_NonRTO_Midwest","MISO_IN","NonRTO_Midwest","Internal","Summer","B6",300,4800,831.15,68.069999999999993,76.069999999999993,8,0]
[2040,"MISO_IN_2_PJM_ROR","MISO_IN","PJM_ROR","Internal","Summer","B6",300,992,0,68.069999999999993,66.08,2,0]
[2040,"MISO_MI_2_IESO","MISO_MI","IESO","Internal","Summer","B6",300,1580,0,68.08,52,8,0]
[2040,"MISO_MI_2_MISO_IN","MISO_MI","MISO_IN","Internal","Summer","B6",300,2045,0,68.08,68.069999999999993,0.01,0]
[2040,"MISO_MI_2_MISO_WUMS","MISO_MI","MISO_WUMS","Internal","Summer","B6",300,947,0,68.08,68.08,0.01,0]
[2040,"MISO_MI_2_PJM_ROR","MISO_MI","PJM_ROR","Internal","Summer","B6",300,1424,0,68.08,66.08,2,0]
[2040,"MISO_MO-IL_2_ENT","MISO_MO-IL","ENT","Internal","Summer","B6",300,2540,33.26,68.08,76.08,8,0]
[2040,"MISO_MO-IL_2_MISO_IN","MISO_MO-IL","MISO_IN","Internal","Summer","B6",300,2100,0,68.08,68.069999999999993,0.01,0]
[2040,"MISO_MO-IL_2_MISO_W","MISO_MO-IL","MISO_W","Internal","Summer","B6",300,960,960,68.08,69.08,0.01,0.99]
[2040,"MISO_MO-IL_2_PJM_ROR","MISO_MO-IL","PJM_ROR","Internal","Summer","B6",300,1212,0,68.08,66.08,2,0]
[2040,"MISO_MO-IL_2_SPP_N","MISO_MO-IL","SPP_N","Internal","Summer","B6",300,2000,281.2,68.08,76.08,8,0]
[2040,"MISO_MO-IL_2_TVA_Transmission","MISO_MO-IL","TVA_Transmission","Internal","Summer","B6",300,4000,0,68.08,71.25,8,0]
[2040,"MISO_W_2_IESO","MISO_W","IESO","Internal","Summer","B6",300,90,0,69.08,52,8,0]
[2040,"MISO_W_2_MAPP_CA","MISO_W","MAPP_CA","Internal","Summer","B6",300,718,0,69.08,55.08,0.01,0]
[2040,"MISO_W_2_MISO_MO-IL","MISO_W","MISO_MO-IL","Internal","Summer","B6",300,3800,0,69.08,68.08,0.01,0]
[2040,"MISO_W_2_MISO_WUMS","MISO_W","MISO_WUMS","Internal","Summer","B6",300,1629,0,69.08,68.08,0.01,0]
[2040,"MISO_W_2_PJM_ROR","MISO_W","PJM_ROR","Internal","Summer","B6",300,773,0,69.08,66.08,2,0]
[2040,"MISO_W_2_SPP_N","MISO_W","SPP_N","Internal","Summer","B6",300,3200,2264.2399999999998,69.08,76.08,7,0]
[2040,"MISO_WUMS_2_MISO_MI","MISO_WUMS","MISO_MI","Internal","Summer","B6",300,929,0,68.08,68.08,0.01,0]
[2040,"MISO_WUMS_2_MISO_W","MISO_WUMS","MISO_W","Internal","Summer","B6",300,1137,1137,68.08,69.08,0.01,0.99]
[2040,"MISO_WUMS_2_PJM_ROR","MISO_WUMS","PJM_ROR","Internal","Summer","B6",300,1600,0,68.08,66.08,2,0]
[2040,"NE_2_MISO_W","NE","MISO_W","Internal","Summer","B6",300,1600,0,76.069999999999993,69.08,5,0]
[2040,"NE_2_SPP_N","NE","SPP_N","Internal","Summer","B6",300,3001,1966.7,76.069999999999993,76.08,0.01,0]
[2040,"NEISO_2_NYISO_A-F","NEISO","NYISO_A-F","Internal","Summer","B6",300,600,600,41.35,58.07,3,13.73]
[2040,"NEISO_2_NYISO_G-I","NEISO","NYISO_G-I","Internal","Summer","B6",300,600,600,41.35,58.08,3,13.74]
[2040,"NEISO_2_NYISO_J-K","NEISO","NYISO_J-K","Internal","Summer","B6",300,500,500,41.35,59.66,3,15.31]
[2040,"NonRTO_Midwest_2_TVA_Transmission","NonRTO_Midwest","TVA_Transmission","Internal","Summer","B6",300,2400,0,76.069999999999993,71.25,8,0]
[2040,"NYISO_A-F_2_IESO","NYISO_A-F","IESO","Internal","Summer","B6",300,1600,0,58.07,52,7,0]
[2040,"NYISO_A-F_2_NEISO","NYISO_A-F","NEISO","Internal","Summer","B6",300,600,0,58.07,41.35,3,0]
[2040,"NYISO_A-F_2_NYISO_G-I","NYISO_A-F","NYISO_G-I","Internal","Summer","B6",300,4757,2080.34,58.07,58.08,0.01,0]
[2040,"NYISO_A-F_2_PJM_ROM","NYISO_A-F","PJM_ROM","Internal","Summer","B6",300,1000,700.87,58.07,66.069999999999993,8,0]
[2040,"NYISO_G-I_2_NEISO","NYISO_G-I","NEISO","Internal","Summer","B6",300,600,0,58.08,41.35,3,0]
[2040,"NYISO_G-I_2_NYISO_A-F","NYISO_G-I","NYISO_A-F","Internal","Summer","B6",300,2506,0,58.08,58.07,0.01,0]
[2040,"NYISO_G-I_2_NYISO_J-K","NYISO_G-I","NYISO_J-K","Internal","Summer","B6",300,6188,6188,58.08,59.66,0.01,1.56]
[2040,"NYISO_G-I_2_PJM_E","NYISO_G-I","PJM_E","Internal","Summer","B6",300,1500,590.09,58.08,66.08,8,0]
[2040,"NYISO_J-K_2_PJM_E","NYISO_J-K","PJM_E","Internal","Summer","B6",300,330,0,59.66,66.08,8,0]
[2040,"PJM_E_2_NYISO_G-I","PJM_E","NYISO_G-I","Internal","Summer","B6",300,500,0,66.08,58.08,6,0]
[2040,"PJM_E_2_NYISO_J-K","PJM_E","NYISO_J-K","Internal","Summer","B6",300,330,0,66.08,59.66,6,0]
[2040,"PJM_E_2_PJM_ROM","PJM_E","PJM_ROM","Internal","Summer","B6",300,8000,0,66.08,66.069999999999993,0.01,0]
[2040,"PJM_ROR_2_MISO_IN","PJM_ROR","MISO_IN","Internal","Summer","B6",300,909,0,66.08,68.069999999999993,2,0]
[2040,"PJM_ROR_2_MISO_MI","PJM_ROR","MISO_MI","Internal","Summer","B6",300,1305,246.97,66.08,68.08,2,0]
[2040,"PJM_ROR_2_MISO_MO-IL","PJM_ROR","MISO_MO-IL","Internal","Summer","B6",300,1111,1000.26,66.08,68.08,2,0]
[2040,"PJM_ROR_2_MISO_W","PJM_ROR","MISO_W","Internal","Summer","B6",300,709,709,66.08,69.08,2,1]
[2040,"PJM_ROR_2_MISO_WUMS","PJM_ROR","MISO_WUMS","Internal","Summer","B6",300,1467,783.1,66.08,68.08,2,0]
[2040,"PJM_ROR_2_PJM_ROM","PJM_ROR","PJM_ROM","Internal","Summer","B6",300,8000,0,66.08,66.069999999999993,0.01,0]
[2040,"PJM_ROR_2_TVA_Transmission","PJM_ROR","TVA_Transmission","Internal","Summer","B6",300,2500,0,66.08,71.25,6,0]
[2040,"PJM_ROR_2_VACAR","PJM_ROR","VACAR","Internal","Summer","B6",300,3000,1217.99,66.08,72.08,6,0]
[2040,"PJM_ROM_2_NYISO_A-F","PJM_ROM","NYISO_A-F","Internal","Summer","B6",300,2000,0,66.069999999999993,58.07,6,0]
[2040,"PJM_ROM_2_PJM_E","PJM_ROM","PJM_E","Internal","Summer","B6",300,8000,337.04,66.069999999999993,66.08,0.01,0]
[2040,"PJM_ROM_2_PJM_ROR","PJM_ROM","PJM_ROR","Internal","Summer","B6",300,8000,7611.82,66.069999999999993,66.08,0.01,0]
[2040,"SOCO_2_FRCC","SOCO","FRCC","Internal","Summer","B6",300,3700,3347.89,79.08,89.08,10,0]
[2040,"SOCO_2_VACAR","SOCO","VACAR","Internal","Summer","B6",300,2000,0,79.08,72.08,10,0]
[2040,"SPP_N_2_ENT","SPP_N","ENT","Internal","Summer","B6",300,1800,0,76.08,76.08,5,0]
[2040,"SPP_N_2_MISO_MO-IL","SPP_N","MISO_MO-IL","Internal","Summer","B6",300,2000,0,76.08,68.08,5,0]
[2040,"SPP_N_2_NE","SPP_N","NE","Internal","Summer","B6",300,1531,0,76.08,76.069999999999993,0.01,0]
[2040,"SPP_N_2_SPP_S","SPP_N","SPP_S","Internal","Summer","B6",300,4383,456.29,76.08,76.099999999999994,0.01,0]
[2040,"SPP_S_2_ENT","SPP_S","ENT","Internal","Summer","B6",300,850,0,76.099999999999994,76.08,5,0]
[2040,"SPP_S_2_SPP_N","SPP_S","SPP_N","Internal","Summer","B6",300,1023,0,76.099999999999994,76.08,0.01,0]
[2040,"TVA_2_ENT","TVA","ENT","Internal","Summer","B6",300,500,500,61.23,76.08,9,5.85]
[2040,"TVA_2_MISO_MO-IL","TVA","MISO_MO-IL","Internal","Summer","B6",300,50,0,61.23,68.08,9,0]
[2040,"TVA_2_NonRTO_Midwest","TVA","NonRTO_Midwest","Internal","Summer","B6",300,100,100,61.23,76.069999999999993,9,5.84]
[2040,"TVA_2_SOCO","TVA","SOCO","Internal","Summer","B6",300,500,500,61.23,79.08,9,8.85]
[2040,"TVA_2_VACAR","TVA","VACAR","Internal","Summer","B6",300,150,150,61.23,72.08,9,1.85]
[2040,"TVA_Transmission_2_ENT","TVA_Transmission","ENT","Internal","Summer","B6",300,3000,0,71.25,76.08,9,0]
[2040,"TVA_Transmission_2_NonRTO_Midwest","TVA_Transmission","NonRTO_Midwest","Internal","Summer","B6",300,700,0,71.25,76.069999999999993,9,0]
[2040,"TVA_Transmission_2_SOCO","TVA_Transmission","SOCO","Internal","Summer","B6",300,3200,0,71.25,79.08,9,0]
[2040,"TVA_Transmission_2_TVA","TVA_Transmission","TVA","Internal","Summer","B6",300,99999,0,71.25,61.23,0.01,0]
[2040,"TVA_Transmission_2_VACAR","TVA_Transmission","VACAR","Internal","Summer","B6",300,900,0,71.25,72.08,9,0]
[2040,"VACAR_2_PJM_ROR","VACAR","PJM_ROR","Internal","Summer","B6",300,2000,0,72.08,66.08,7,0]
[2040,"VACAR_2_SOCO","VACAR","SOCO","Internal","Summer","B6",300,3000,1146.44,72.08,79.08,7,0]
[2040,"VACAR_2_TVA_Transmission","VACAR","TVA_Transmission","Internal","Summer","B6",300,900,0,72.08,71.25,7,0]
[2040,"AZ_NM_SNV_Coal_2_SPP_S","AZ_NM_SNV_Coal","SPP_S","External","Summer","B6",300,400,0,77.09,76.099999999999994,8.17,0]
[2040,"MAPP_US_2_RMPA","MAPP_US","RMPA","External","Summer","B6",300,200,0,62.08,60.13,8,0]
[2040,"NE_2_RMPA","NE","RMPA","External","Summer","B6",300,310,0,76.069999999999993,60.13,5,0]
[2040,"NWPP_Coal_2_MAPP_US","NWPP_Coal","MAPP_US","External","Summer","B6",300,150,0,68.61,62.08,8,0]
[2040,"RMPA_2_MAPP_US","RMPA","MAPP_US","External","Summer","B6",300,200,0,60.13,62.08,8,0]
[2040,"RMPA_2_NE","RMPA","NE","External","Summer","B6",300,310,310,60.13,76.069999999999993,8,7.94]
[2040,"RMPA_2_SPP_N","RMPA","SPP_N","External","Summer","B6",300,210,210,60.13,76.08,8,7.95]
[2040,"SPP_N_2_RMPA","SPP_N","RMPA","External","Summer","B6",300,210,0,76.08,60.13,5,0]
[2040,"SPP_S_2_ERCOT","SPP_S","ERCOT","External","Summer","B6",300,800,0,76.099999999999994,80.81,5,0]
[2040,"ENT_2_SOCO","ENT","SOCO","Internal","Summer","B7",400,2000,0,57.49,65.33,8,0]
[2040,"ENT_2_TVA_Transmission","ENT","TVA_Transmission","Internal","Summer","B7",400,2100,0,57.49,59.15,8,0]
[2040,"HQ_NEISO_2_NEISO","HQ_NEISO","NEISO","Internal","Summer","B7",400,99999,2920,41.34,41.35,0.01,0]
[2040,"HQ_NY_2_NYISO_A-F","HQ_NY","NYISO_A-F","Internal","Summer","B7",400,99999,1000,47.72,47.73,0.01,0]
[2040,"HQ_IESO_2_IESO","HQ_IESO","IESO","Internal","Summer","B7",400,99999,400,48.95,48.96,0.01,0]
[2040,"IESO_2_MAPP_CA","IESO","MAPP_CA","Internal","Summer","B7",400,262,0,48.96,47.78,7,0]
[2040,"IESO_2_MISO_MI","IESO","MISO_MI","Internal","Summer","B7",400,1840,79.150000000000006,48.96,55.96,7,0]
[2040,"IESO_2_MISO_W","IESO","MISO_W","Internal","Summer","B7",400,140,0,48.96,55.92,7,0]
[2040,"IESO_2_NYISO_A-F","IESO","NYISO_A-F","Internal","Summer","B7",400,1725,0,48.96,47.73,7,0]
[2040,"MAPP_CA_2_IESO","MAPP_CA","IESO","Internal","Summer","B7",400,330,0,47.78,48.96,8,0]
[2040,"MAPP_CA_2_MAPP_US","MAPP_CA","MAPP_US","Internal","Summer","B7",400,372,0,47.78,48.92,7,0]
[2040,"MAPP_CA_2_MISO_W","MAPP_CA","MISO_W","Internal","Summer","B7",400,1988,1988,47.78,55.92,0.01,8.1300000000000008]
[2040,"MAPP_US_2_MAPP_CA","MAPP_US","MAPP_CA","Internal","Summer","B7",400,165,0,48.92,47.78,7,0]
[2040,"MAPP_US_2_MISO_W","MAPP_US","MISO_W","Internal","Summer","B7",400,2635,1144.77,48.92,55.92,7,0]
[2040,"MAPP_US_2_NE","MAPP_US","NE","Internal","Summer","B7",400,2000,2000,48.92,60.1,7,4.17]
[2040,"MARITIMES_2_NEISO","MARITIMES","NEISO","Internal","Summer","B7",400,99999,1732.23,41.34,41.35,0.01,0]
[2040,"MISO_IN_2_MISO_MI","MISO_IN","MISO_MI","Internal","Summer","B7",400,5000,4530.6899999999996,55.95,55.96,0.01,0]
[2040,"MISO_IN_2_MISO_MO-IL","MISO_IN","MISO_MO-IL","Internal","Summer","B7",400,5000,0,55.95,55.93,0.01,0]
[2040,"MISO_IN_2_NonRTO_Midwest","MISO_IN","NonRTO_Midwest","Internal","Summer","B7",400,4800,270.69,55.95,63.95,8,0]
[2040,"MISO_IN_2_PJM_ROR","MISO_IN","PJM_ROR","Internal","Summer","B7",400,992,0,55.95,54.38,2,0]
[2040,"MISO_MI_2_IESO","MISO_MI","IESO","Internal","Summer","B7",400,1580,0,55.96,48.96,8,0]
[2040,"MISO_MI_2_MISO_IN","MISO_MI","MISO_IN","Internal","Summer","B7",400,2045,0,55.96,55.95,0.01,0]
[2040,"MISO_MI_2_MISO_WUMS","MISO_MI","MISO_WUMS","Internal","Summer","B7",400,947,0,55.96,55.93,0.01,0]
[2040,"MISO_MI_2_PJM_ROR","MISO_MI","PJM_ROR","Internal","Summer","B7",400,1424,0,55.96,54.38,2,0]
[2040,"MISO_MO-IL_2_ENT","MISO_MO-IL","ENT","Internal","Summer","B7",400,2540,0,55.93,57.49,8,0]
[2040,"MISO_MO-IL_2_MISO_IN","MISO_MO-IL","MISO_IN","Internal","Summer","B7",400,2100,867.92,55.93,55.95,0.01,0]
[2040,"MISO_MO-IL_2_MISO_W","MISO_MO-IL","MISO_W","Internal","Summer","B7",400,960,0,55.93,55.92,0.01,0]
[2040,"MISO_MO-IL_2_PJM_ROR","MISO_MO-IL","PJM_ROR","Internal","Summer","B7",400,1212,0,55.93,54.38,2,0]
[2040,"MISO_MO-IL_2_SPP_N","MISO_MO-IL","SPP_N","Internal","Summer","B7",400,2000,0,55.93,60.11,8,0]
[2040,"MISO_MO-IL_2_TVA_Transmission","MISO_MO-IL","TVA_Transmission","Internal","Summer","B7",400,4000,0,55.93,59.15,8,0]
[2040,"MISO_W_2_IESO","MISO_W","IESO","Internal","Summer","B7",400,90,0,55.92,48.96,8,0]
[2040,"MISO_W_2_MAPP_CA","MISO_W","MAPP_CA","Internal","Summer","B7",400,718,0,55.92,47.78,0.01,0]
[2040,"MISO_W_2_MISO_MO-IL","MISO_W","MISO_MO-IL","Internal","Summer","B7",400,3800,1999.16,55.92,55.93,0.01,0]
[2040,"MISO_W_2_MISO_WUMS","MISO_W","MISO_WUMS","Internal","Summer","B7",400,1629,134.46,55.92,55.93,0.01,0]
[2040,"MISO_W_2_PJM_ROR","MISO_W","PJM_ROR","Internal","Summer","B7",400,773,0,55.92,54.38,2,0]
[2040,"MISO_W_2_SPP_N","MISO_W","SPP_N","Internal","Summer","B7",400,3200,0,55.92,60.11,7,0]
[2040,"MISO_WUMS_2_MISO_MI","MISO_WUMS","MISO_MI","Internal","Summer","B7",400,929,929,55.93,55.96,0.01,0.01]
[2040,"MISO_WUMS_2_MISO_W","MISO_WUMS","MISO_W","Internal","Summer","B7",400,1137,0,55.93,55.92,0.01,0]
[2040,"MISO_WUMS_2_PJM_ROR","MISO_WUMS","PJM_ROR","Internal","Summer","B7",400,1600,0,55.93,54.38,2,0]
[2040,"NE_2_MISO_W","NE","MISO_W","Internal","Summer","B7",400,1600,0,60.1,55.92,5,0]
[2040,"NE_2_SPP_N","NE","SPP_N","Internal","Summer","B7",400,3001,1808.04,60.1,60.11,0.01,0]
[2040,"NEISO_2_NYISO_A-F","NEISO","NYISO_A-F","Internal","Summer","B7",400,600,600,41.35,47.73,3,3.38]
[2040,"NEISO_2_NYISO_G-I","NEISO","NYISO_G-I","Internal","Summer","B7",400,600,600,41.35,47.74,3,3.39]
[2040,"NEISO_2_NYISO_J-K","NEISO","NYISO_J-K","Internal","Summer","B7",400,500,500,41.35,59.66,3,15.31]
[2040,"NonRTO_Midwest_2_TVA_Transmission","NonRTO_Midwest","TVA_Transmission","Internal","Summer","B7",400,2400,0,63.95,59.15,8,0]
[2040,"NYISO_A-F_2_IESO","NYISO_A-F","IESO","Internal","Summer","B7",400,1600,0,47.73,48.96,7,0]
[2040,"NYISO_A-F_2_NEISO","NYISO_A-F","NEISO","Internal","Summer","B7",400,600,0,47.73,41.35,3,0]
[2040,"NYISO_A-F_2_NYISO_G-I","NYISO_A-F","NYISO_G-I","Internal","Summer","B7",400,4757,1290.5999999999999,47.73,47.74,0.01,0]
[2040,"NYISO_A-F_2_PJM_ROM","NYISO_A-F","PJM_ROM","Internal","Summer","B7",400,1000,0,47.73,54.37,8,0]
[2040,"NYISO_G-I_2_NEISO","NYISO_G-I","NEISO","Internal","Summer","B7",400,600,0,47.74,41.35,3,0]
[2040,"NYISO_G-I_2_NYISO_A-F","NYISO_G-I","NYISO_A-F","Internal","Summer","B7",400,2506,0,47.74,47.73,0.01,0]
[2040,"NYISO_G-I_2_NYISO_J-K","NYISO_G-I","NYISO_J-K","Internal","Summer","B7",400,6188,6188,47.74,59.66,0.01,11.91]
[2040,"NYISO_G-I_2_PJM_E","NYISO_G-I","PJM_E","Internal","Summer","B7",400,1500,0,47.74,54.38,8,0]
[2040,"NYISO_J-K_2_PJM_E","NYISO_J-K","PJM_E","Internal","Summer","B7",400,330,0,59.66,54.38,8,0]
[2040,"PJM_E_2_NYISO_G-I","PJM_E","NYISO_G-I","Internal","Summer","B7",400,500,0,54.38,47.74,6,0]
[2040,"PJM_E_2_NYISO_J-K","PJM_E","NYISO_J-K","Internal","Summer","B7",400,330,0,54.38,59.66,6,0]
[2040,"PJM_E_2_PJM_ROM","PJM_E","PJM_ROM","Internal","Summer","B7",400,8000,0,54.38,54.37,0.01,0]
[2040,"PJM_ROR_2_MISO_IN","PJM_ROR","MISO_IN","Internal","Summer","B7",400,909,0,54.38,55.95,2,0]
[2040,"PJM_ROR_2_MISO_MI","PJM_ROR","MISO_MI","Internal","Summer","B7",400,1305,0,54.38,55.96,2,0]
[2040,"PJM_ROR_2_MISO_MO-IL","PJM_ROR","MISO_MO-IL","Internal","Summer","B7",400,1111,0,54.38,55.93,2,0]
[2040,"PJM_ROR_2_MISO_W","PJM_ROR","MISO_W","Internal","Summer","B7",400,709,0,54.38,55.92,2,0]
[2040,"PJM_ROR_2_MISO_WUMS","PJM_ROR","MISO_WUMS","Internal","Summer","B7",400,1467,0,54.38,55.93,2,0]
[2040,"PJM_ROR_2_PJM_ROM","PJM_ROR","PJM_ROM","Internal","Summer","B7",400,8000,0,54.38,54.37,0.01,0]
[2040,"PJM_ROR_2_TVA_Transmission","PJM_ROR","TVA_Transmission","Internal","Summer","B7",400,2500,0,54.38,59.15,6,0]
[2040,"PJM_ROR_2_VACAR","PJM_ROR","VACAR","Internal","Summer","B7",400,3000,1292.0899999999999,54.38,60.38,6,0]
[2040,"PJM_ROM_2_NYISO_A-F","PJM_ROM","NYISO_A-F","Internal","Summer","B7",400,2000,0,54.37,47.73,6,0]
[2040,"PJM_ROM_2_PJM_E","PJM_ROM","PJM_E","Internal","Summer","B7",400,8000,155.07,54.37,54.38,0.01,0]
[2040,"PJM_ROM_2_PJM_ROR","PJM_ROM","PJM_ROR","Internal","Summer","B7",400,8000,5497.74,54.37,54.38,0.01,0]
[2040,"SOCO_2_FRCC","SOCO","FRCC","Internal","Summer","B7",400,3700,1338.15,65.33,75.33,10,0]
[2040,"SOCO_2_VACAR","SOCO","VACAR","Internal","Summer","B7",400,2000,0,65.33,60.38,10,0]
[2040,"SPP_N_2_ENT","SPP_N","ENT","Internal","Summer","B7",400,1800,0,60.11,57.49,5,0]
[2040,"SPP_N_2_MISO_MO-IL","SPP_N","MISO_MO-IL","Internal","Summer","B7",400,2000,0,60.11,55.93,5,0]
[2040,"SPP_N_2_NE","SPP_N","NE","Internal","Summer","B7",400,1531,0,60.11,60.1,0.01,0]
[2040,"SPP_N_2_SPP_S","SPP_N","SPP_S","Internal","Summer","B7",400,4383,0,60.11,60.1,0.01,0]
[2040,"SPP_S_2_ENT","SPP_S","ENT","Internal","Summer","B7",400,850,0,60.1,57.49,5,0]
[2040,"SPP_S_2_SPP_N","SPP_S","SPP_N","Internal","Summer","B7",400,1023,1011.99,60.1,60.11,0.01,0]
[2040,"TVA_2_ENT","TVA","ENT","Internal","Summer","B7",400,500,0,56.94,57.49,9,0]
[2040,"TVA_2_MISO_MO-IL","TVA","MISO_MO-IL","Internal","Summer","B7",400,50,0,56.94,55.93,9,0]
[2040,"TVA_2_NonRTO_Midwest","TVA","NonRTO_Midwest","Internal","Summer","B7",400,100,0,56.94,63.95,9,0]
[2040,"TVA_2_SOCO","TVA","SOCO","Internal","Summer","B7",400,500,0,56.94,65.33,9,0]
[2040,"TVA_2_VACAR","TVA","VACAR","Internal","Summer","B7",400,150,0,56.94,60.38,9,0]
[2040,"TVA_Transmission_2_ENT","TVA_Transmission","ENT","Internal","Summer","B7",400,3000,0,59.15,57.49,9,0]
[2040,"TVA_Transmission_2_NonRTO_Midwest","TVA_Transmission","NonRTO_Midwest","Internal","Summer","B7",400,700,0,59.15,63.95,9,0]
[2040,"TVA_Transmission_2_SOCO","TVA_Transmission","SOCO","Internal","Summer","B7",400,3200,0,59.15,65.33,9,0]
[2040,"TVA_Transmission_2_TVA","TVA_Transmission","TVA","Internal","Summer","B7",400,99999,0,59.15,56.94,0.01,0]
[2040,"TVA_Transmission_2_VACAR","TVA_Transmission","VACAR","Internal","Summer","B7",400,900,0,59.15,60.38,9,0]
[2040,"VACAR_2_PJM_ROR","VACAR","PJM_ROR","Internal","Summer","B7",400,2000,0,60.38,54.38,7,0]
[2040,"VACAR_2_SOCO","VACAR","SOCO","Internal","Summer","B7",400,3000,0,60.38,65.33,7,0]
[2040,"VACAR_2_TVA_Transmission","VACAR","TVA_Transmission","Internal","Summer","B7",400,900,0,60.38,59.15,7,0]
[2040,"AZ_NM_SNV_Coal_2_SPP_S","AZ_NM_SNV_Coal","SPP_S","External","Summer","B7",400,400,0,76.87,60.1,8.17,0]
[2040,"MAPP_US_2_RMPA","MAPP_US","RMPA","External","Summer","B7",400,200,200,48.92,60.13,8,3.21]
[2040,"NE_2_RMPA","NE","RMPA","External","Summer","B7",400,310,0,60.1,60.13,5,0]
[2040,"NWPP_Coal_2_MAPP_US","NWPP_Coal","MAPP_US","External","Summer","B7",400,150,0,68.61,48.92,8,0]
[2040,"RMPA_2_MAPP_US","RMPA","MAPP_US","External","Summer","B7",400,200,0,60.13,48.92,8,0]
[2040,"RMPA_2_NE","RMPA","NE","External","Summer","B7",400,310,0,60.13,60.1,8,0]
[2040,"RMPA_2_SPP_N","RMPA","SPP_N","External","Summer","B7",400,210,0,60.13,60.11,8,0]
[2040,"SPP_N_2_RMPA","SPP_N","RMPA","External","Summer","B7",400,210,0,60.11,60.13,5,0]
[2040,"SPP_S_2_ERCOT","SPP_S","ERCOT","External","Summer","B7",400,800,0,60.1,60.13,5,0]
[2040,"ENT_2_SOCO","ENT","SOCO","Internal","Summer","B8",500,2000,0,57.49,57.95,8,0]
[2040,"ENT_2_TVA_Transmission","ENT","TVA_Transmission","Internal","Summer","B8",500,2100,0,57.49,57.26,8,0]
[2040,"HQ_NEISO_2_NEISO","HQ_NEISO","NEISO","Internal","Summer","B8",500,99999,2920,41.34,41.35,0.01,0]
[2040,"HQ_NY_2_NYISO_A-F","HQ_NY","NYISO_A-F","Internal","Summer","B8",500,99999,1000,47.72,47.73,0.01,0]
[2040,"HQ_IESO_2_IESO","HQ_IESO","IESO","Internal","Summer","B8",500,99999,400,48.95,48.96,0.01,0]
[2040,"IESO_2_MAPP_CA","IESO","MAPP_CA","Internal","Summer","B8",500,262,0,48.96,47.78,7,0]
[2040,"IESO_2_MISO_MI","IESO","MISO_MI","Internal","Summer","B8",500,1840,0,48.96,52.58,7,0]
[2040,"IESO_2_MISO_W","IESO","MISO_W","Internal","Summer","B8",500,140,0,48.96,50.72,7,0]
[2040,"IESO_2_NYISO_A-F","IESO","NYISO_A-F","Internal","Summer","B8",500,1725,0,48.96,47.73,7,0]
[2040,"MAPP_CA_2_IESO","MAPP_CA","IESO","Internal","Summer","B8",500,330,0,47.78,48.96,8,0]
[2040,"MAPP_CA_2_MAPP_US","MAPP_CA","MAPP_US","Internal","Summer","B8",500,372,0,47.78,43.72,7,0]
[2040,"MAPP_CA_2_MISO_W","MAPP_CA","MISO_W","Internal","Summer","B8",500,1988,1988,47.78,50.72,0.01,2.93]
[2040,"MAPP_US_2_MAPP_CA","MAPP_US","MAPP_CA","Internal","Summer","B8",500,165,0,43.72,47.78,7,0]
[2040,"MAPP_US_2_MISO_W","MAPP_US","MISO_W","Internal","Summer","B8",500,2635,1931.04,43.72,50.72,7,0]
[2040,"MAPP_US_2_NE","MAPP_US","NE","Internal","Summer","B8",500,2000,2000,43.72,55.02,7,4.3]
[2040,"MARITIMES_2_NEISO","MARITIMES","NEISO","Internal","Summer","B8",500,99999,1712.1,41.34,41.35,0.01,0]
[2040,"MISO_IN_2_MISO_MI","MISO_IN","MISO_MI","Internal","Summer","B8",500,5000,5000,50.75,52.58,0.01,1.82]
[2040,"MISO_IN_2_MISO_MO-IL","MISO_IN","MISO_MO-IL","Internal","Summer","B8",500,5000,0,50.75,50.74,0.01,0]
[2040,"MISO_IN_2_NonRTO_Midwest","MISO_IN","NonRTO_Midwest","Internal","Summer","B8",500,4800,0,50.75,51.79,8,0]
[2040,"MISO_IN_2_PJM_ROR","MISO_IN","PJM_ROR","Internal","Summer","B8",500,992,0,50.75,51.74,2,0]
[2040,"MISO_MI_2_IESO","MISO_MI","IESO","Internal","Summer","B8",500,1580,0,52.58,48.96,8,0]
[2040,"MISO_MI_2_MISO_IN","MISO_MI","MISO_IN","Internal","Summer","B8",500,2045,0,52.58,50.75,0.01,0]
[2040,"MISO_MI_2_MISO_WUMS","MISO_MI","MISO_WUMS","Internal","Summer","B8",500,947,0,52.58,51.92,0.01,0]
[2040,"MISO_MI_2_PJM_ROR","MISO_MI","PJM_ROR","Internal","Summer","B8",500,1424,0,52.58,51.74,2,0]
[2040,"MISO_MO-IL_2_ENT","MISO_MO-IL","ENT","Internal","Summer","B8",500,2540,0,50.74,57.49,8,0]
[2040,"MISO_MO-IL_2_MISO_IN","MISO_MO-IL","MISO_IN","Internal","Summer","B8",500,2100,1105.3900000000001,50.74,50.75,0.01,0]
[2040,"MISO_MO-IL_2_MISO_W","MISO_MO-IL","MISO_W","Internal","Summer","B8",500,960,0,50.74,50.72,0.01,0]
[2040,"MISO_MO-IL_2_PJM_ROR","MISO_MO-IL","PJM_ROR","Internal","Summer","B8",500,1212,0,50.74,51.74,2,0]
[2040,"MISO_MO-IL_2_SPP_N","MISO_MO-IL","SPP_N","Internal","Summer","B8",500,2000,0,50.74,55.03,8,0]
[2040,"MISO_MO-IL_2_TVA_Transmission","MISO_MO-IL","TVA_Transmission","Internal","Summer","B8",500,4000,0,50.74,57.26,8,0]
[2040,"MISO_W_2_IESO","MISO_W","IESO","Internal","Summer","B8",500,90,0,50.72,48.96,8,0]
[2040,"MISO_W_2_MAPP_CA","MISO_W","MAPP_CA","Internal","Summer","B8",500,718,0,50.72,47.78,0.01,0]
[2040,"MISO_W_2_MISO_MO-IL","MISO_W","MISO_MO-IL","Internal","Summer","B8",500,3800,1620.3,50.72,50.74,0.01,0]
[2040,"MISO_W_2_MISO_WUMS","MISO_W","MISO_WUMS","Internal","Summer","B8",500,1629,1629,50.72,51.92,0.01,1.18]
[2040,"MISO_W_2_PJM_ROR","MISO_W","PJM_ROR","Internal","Summer","B8",500,773,0,50.72,51.74,2,0]
[2040,"MISO_W_2_SPP_N","MISO_W","SPP_N","Internal","Summer","B8",500,3200,0,50.72,55.03,7,0]
[2040,"MISO_WUMS_2_MISO_MI","MISO_WUMS","MISO_MI","Internal","Summer","B8",500,929,929,51.92,52.58,0.01,0.65]
[2040,"MISO_WUMS_2_MISO_W","MISO_WUMS","MISO_W","Internal","Summer","B8",500,1137,0,51.92,50.72,0.01,0]
[2040,"MISO_WUMS_2_PJM_ROR","MISO_WUMS","PJM_ROR","Internal","Summer","B8",500,1600,0,51.92,51.74,2,0]
[2040,"NE_2_MISO_W","NE","MISO_W","Internal","Summer","B8",500,1600,0,55.02,50.72,5,0]
[2040,"NE_2_SPP_N","NE","SPP_N","Internal","Summer","B8",500,3001,2054.48,55.02,55.03,0.01,0]
[2040,"NEISO_2_NYISO_A-F","NEISO","NYISO_A-F","Internal","Summer","B8",500,600,600,41.35,47.73,3,3.38]
[2040,"NEISO_2_NYISO_G-I","NEISO","NYISO_G-I","Internal","Summer","B8",500,600,600,41.35,47.74,3,3.39]
[2040,"NEISO_2_NYISO_J-K","NEISO","NYISO_J-K","Internal","Summer","B8",500,500,500,41.35,57.72,3,13.37]
[2040,"NonRTO_Midwest_2_TVA_Transmission","NonRTO_Midwest","TVA_Transmission","Internal","Summer","B8",500,2400,0,51.79,57.26,8,0]
[2040,"NYISO_A-F_2_IESO","NYISO_A-F","IESO","Internal","Summer","B8",500,1600,0,47.73,48.96,7,0]
[2040,"NYISO_A-F_2_NEISO","NYISO_A-F","NEISO","Internal","Summer","B8",500,600,0,47.73,41.35,3,0]
[2040,"NYISO_A-F_2_NYISO_G-I","NYISO_A-F","NYISO_G-I","Internal","Summer","B8",500,4757,1114.53,47.73,47.74,0.01,0]
[2040,"NYISO_A-F_2_PJM_ROM","NYISO_A-F","PJM_ROM","Internal","Summer","B8",500,1000,0,47.73,51.73,8,0]
[2040,"NYISO_G-I_2_NEISO","NYISO_G-I","NEISO","Internal","Summer","B8",500,600,0,47.74,41.35,3,0]
[2040,"NYISO_G-I_2_NYISO_A-F","NYISO_G-I","NYISO_A-F","Internal","Summer","B8",500,2506,0,47.74,47.73,0.01,0]
[2040,"NYISO_G-I_2_NYISO_J-K","NYISO_G-I","NYISO_J-K","Internal","Summer","B8",500,6188,6188,47.74,57.72,0.01,9.9700000000000006]
[2040,"NYISO_G-I_2_PJM_E","NYISO_G-I","PJM_E","Internal","Summer","B8",500,1500,0,47.74,51.72,8,0]
[2040,"NYISO_J-K_2_PJM_E","NYISO_J-K","PJM_E","Internal","Summer","B8",500,330,0,57.72,51.72,8,0]
[2040,"PJM_E_2_NYISO_G-I","PJM_E","NYISO_G-I","Internal","Summer","B8",500,500,0,51.72,47.74,6,0]
[2040,"PJM_E_2_NYISO_J-K","PJM_E","NYISO_J-K","Internal","Summer","B8",500,330,309.70999999999998,51.72,57.72,6,0]
[2040,"PJM_E_2_PJM_ROM","PJM_E","PJM_ROM","Internal","Summer","B8",500,8000,621.84,51.72,51.73,0.01,0]
[2040,"PJM_ROR_2_MISO_IN","PJM_ROR","MISO_IN","Internal","Summer","B8",500,909,0,51.74,50.75,2,0]
[2040,"PJM_ROR_2_MISO_MI","PJM_ROR","MISO_MI","Internal","Summer","B8",500,1305,0,51.74,52.58,2,0]
[2040,"PJM_ROR_2_MISO_MO-IL","PJM_ROR","MISO_MO-IL","Internal","Summer","B8",500,1111,0,51.74,50.74,2,0]
[2040,"PJM_ROR_2_MISO_W","PJM_ROR","MISO_W","Internal","Summer","B8",500,709,0,51.74,50.72,2,0]
[2040,"PJM_ROR_2_MISO_WUMS","PJM_ROR","MISO_WUMS","Internal","Summer","B8",500,1467,0,51.74,51.92,2,0]
[2040,"PJM_ROR_2_PJM_ROM","PJM_ROR","PJM_ROM","Internal","Summer","B8",500,8000,0,51.74,51.73,0.01,0]
[2040,"PJM_ROR_2_TVA_Transmission","PJM_ROR","TVA_Transmission","Internal","Summer","B8",500,2500,0,51.74,57.26,6,0]
[2040,"PJM_ROR_2_VACAR","PJM_ROR","VACAR","Internal","Summer","B8",500,3000,0,51.74,57.5,6,0]
[2040,"PJM_ROM_2_NYISO_A-F","PJM_ROM","NYISO_A-F","Internal","Summer","B8",500,2000,0,51.73,47.73,6,0]
[2040,"PJM_ROM_2_PJM_E","PJM_ROM","PJM_E","Internal","Summer","B8",500,8000,0,51.73,51.72,0.01,0]
[2040,"PJM_ROM_2_PJM_ROR","PJM_ROM","PJM_ROR","Internal","Summer","B8",500,8000,6793.52,51.73,51.74,0.01,0]
[2040,"SOCO_2_FRCC","SOCO","FRCC","Internal","Summer","B8",500,3700,0,57.95,66.06,10,0]
[2040,"SOCO_2_VACAR","SOCO","VACAR","Internal","Summer","B8",500,2000,0,57.95,57.5,10,0]
[2040,"SPP_N_2_ENT","SPP_N","ENT","Internal","Summer","B8",500,1800,0,55.03,57.49,5,0]
[2040,"SPP_N_2_MISO_MO-IL","SPP_N","MISO_MO-IL","Internal","Summer","B8",500,2000,0,55.03,50.74,5,0]
[2040,"SPP_N_2_NE","SPP_N","NE","Internal","Summer","B8",500,1531,0,55.03,55.02,0.01,0]
[2040,"SPP_N_2_SPP_S","SPP_N","SPP_S","Internal","Summer","B8",500,4383,0,55.03,55.02,0.01,0]
[2040,"SPP_S_2_ENT","SPP_S","ENT","Internal","Summer","B8",500,850,0,55.02,57.49,5,0]
[2040,"SPP_S_2_SPP_N","SPP_S","SPP_N","Internal","Summer","B8",500,1023,363.71,55.02,55.03,0.01,0]
[2040,"TVA_2_ENT","TVA","ENT","Internal","Summer","B8",500,500,0,56.94,57.49,9,0]
[2040,"TVA_2_MISO_MO-IL","TVA","MISO_MO-IL","Internal","Summer","B8",500,50,0,56.94,50.74,9,0]
[2040,"TVA_2_NonRTO_Midwest","TVA","NonRTO_Midwest","Internal","Summer","B8",500,100,0,56.94,51.79,9,0]
[2040,"TVA_2_SOCO","TVA","SOCO","Internal","Summer","B8",500,500,0,56.94,57.95,9,0]
[2040,"TVA_2_VACAR","TVA","VACAR","Internal","Summer","B8",500,150,0,56.94,57.5,9,0]
[2040,"TVA_Transmission_2_ENT","TVA_Transmission","ENT","Internal","Summer","B8",500,3000,0,57.26,57.49,9,0]
[2040,"TVA_Transmission_2_NonRTO_Midwest","TVA_Transmission","NonRTO_Midwest","Internal","Summer","B8",500,700,0,57.26,51.79,9,0]
[2040,"TVA_Transmission_2_SOCO","TVA_Transmission","SOCO","Internal","Summer","B8",500,3200,0,57.26,57.95,9,0]
[2040,"TVA_Transmission_2_TVA","TVA_Transmission","TVA","Internal","Summer","B8",500,99999,0,57.26,56.94,0.01,0]
[2040,"TVA_Transmission_2_VACAR","TVA_Transmission","VACAR","Internal","Summer","B8",500,900,0,57.26,57.5,9,0]
[2040,"VACAR_2_PJM_ROR","VACAR","PJM_ROR","Internal","Summer","B8",500,2000,0,57.5,51.74,7,0]
[2040,"VACAR_2_SOCO","VACAR","SOCO","Internal","Summer","B8",500,3000,0,57.5,57.95,7,0]
[2040,"VACAR_2_TVA_Transmission","VACAR","TVA_Transmission","Internal","Summer","B8",500,900,0,57.5,57.26,7,0]
[2040,"AZ_NM_SNV_Coal_2_SPP_S","AZ_NM_SNV_Coal","SPP_S","External","Summer","B8",500,400,0,76.87,55.02,8.17,0]
[2040,"MAPP_US_2_RMPA","MAPP_US","RMPA","External","Summer","B8",500,200,200,43.72,60.13,8,8.41]
[2040,"NE_2_RMPA","NE","RMPA","External","Summer","B8",500,310,310,55.02,60.13,5,0.11]
[2040,"NWPP_Coal_2_MAPP_US","NWPP_Coal","MAPP_US","External","Summer","B8",500,150,0,68.61,43.72,8,0]
[2040,"RMPA_2_MAPP_US","RMPA","MAPP_US","External","Summer","B8",500,200,0,60.13,43.72,8,0]
[2040,"RMPA_2_NE","RMPA","NE","External","Summer","B8",500,310,0,60.13,55.02,8,0]
[2040,"RMPA_2_SPP_N","RMPA","SPP_N","External","Summer","B8",500,210,0,60.13,55.03,8,0]
[2040,"SPP_N_2_RMPA","SPP_N","RMPA","External","Summer","B8",500,210,210,55.03,60.13,5,0.1]
[2040,"SPP_S_2_ERCOT","SPP_S","ERCOT","External","Summer","B8",500,800,0,55.02,55.11,5,0]
[2040,"ENT_2_SOCO","ENT","SOCO","Internal","Summer","B9",800,2000,0,55.8,57.95,8,0]
[2040,"ENT_2_TVA_Transmission","ENT","TVA_Transmission","Internal","Summer","B9",800,2100,0,55.8,53.36,8,0]
[2040,"HQ_NEISO_2_NEISO","HQ_NEISO","NEISO","Internal","Summer","B9",800,99999,2920,41.34,41.35,0.01,0]
[2040,"HQ_NY_2_NYISO_A-F","HQ_NY","NYISO_A-F","Internal","Summer","B9",800,99999,1000,45.4,45.42,0.01,0]
[2040,"HQ_IESO_2_IESO","HQ_IESO","IESO","Internal","Summer","B9",800,99999,400,48.95,48.96,0.01,0]
[2040,"IESO_2_MAPP_CA","IESO","MAPP_CA","Internal","Summer","B9",800,262,0,48.96,47.78,7,0]
[2040,"IESO_2_MISO_MI","IESO","MISO_MI","Internal","Summer","B9",800,1840,0,48.96,47.81,7,0]
[2040,"IESO_2_MISO_W","IESO","MISO_W","Internal","Summer","B9",800,140,0,48.96,47.79,7,0]
[2040,"IESO_2_NYISO_A-F","IESO","NYISO_A-F","Internal","Summer","B9",800,1725,0,48.96,45.42,7,0]
[2040,"MAPP_CA_2_IESO","MAPP_CA","IESO","Internal","Summer","B9",800,330,0,47.78,48.96,8,0]
[2040,"MAPP_CA_2_MAPP_US","MAPP_CA","MAPP_US","Internal","Summer","B9",800,372,0,47.78,40.79,7,0]
[2040,"MAPP_CA_2_MISO_W","MAPP_CA","MISO_W","Internal","Summer","B9",800,1988,1254.3900000000001,47.78,47.79,0.01,0]
[2040,"MAPP_US_2_MAPP_CA","MAPP_US","MAPP_CA","Internal","Summer","B9",800,165,0,40.79,47.78,7,0]
[2040,"MAPP_US_2_MISO_W","MAPP_US","MISO_W","Internal","Summer","B9",800,2635,1506.11,40.79,47.79,7,0]
[2040,"MAPP_US_2_NE","MAPP_US","NE","Internal","Summer","B9",800,2000,2000,40.79,54.78,7,6.99]
[2040,"MARITIMES_2_NEISO","MARITIMES","NEISO","Internal","Summer","B9",800,99999,1687.45,41.34,41.35,0.01,0]
[2040,"MISO_IN_2_MISO_MI","MISO_IN","MISO_MI","Internal","Summer","B9",800,5000,5000,47.79,47.81,0.01,0.01]
[2040,"MISO_IN_2_MISO_MO-IL","MISO_IN","MISO_MO-IL","Internal","Summer","B9",800,5000,0.5,47.79,47.8,0.01,0]
[2040,"MISO_IN_2_NonRTO_Midwest","MISO_IN","NonRTO_Midwest","Internal","Summer","B9",800,4800,0,47.79,45.36,8,0]
[2040,"MISO_IN_2_PJM_ROR","MISO_IN","PJM_ROR","Internal","Summer","B9",800,992,0,47.79,47.36,2,0]
[2040,"MISO_MI_2_IESO","MISO_MI","IESO","Internal","Summer","B9",800,1580,0,47.81,48.96,8,0]
[2040,"MISO_MI_2_MISO_IN","MISO_MI","MISO_IN","Internal","Summer","B9",800,2045,0,47.81,47.79,0.01,0]
[2040,"MISO_MI_2_MISO_WUMS","MISO_MI","MISO_WUMS","Internal","Summer","B9",800,947,0,47.81,47.8,0.01,0]
[2040,"MISO_MI_2_PJM_ROR","MISO_MI","PJM_ROR","Internal","Summer","B9",800,1424,0,47.81,47.36,2,0]
[2040,"MISO_MO-IL_2_ENT","MISO_MO-IL","ENT","Internal","Summer","B9",800,2540,2159.7600000000002,47.8,55.8,8,0]
[2040,"MISO_MO-IL_2_MISO_IN","MISO_MO-IL","MISO_IN","Internal","Summer","B9",800,2100,0,47.8,47.79,0.01,0]
[2040,"MISO_MO-IL_2_MISO_W","MISO_MO-IL","MISO_W","Internal","Summer","B9",800,960,0,47.8,47.79,0.01,0]
[2040,"MISO_MO-IL_2_PJM_ROR","MISO_MO-IL","PJM_ROR","Internal","Summer","B9",800,1212,0,47.8,47.36,2,0]
[2040,"MISO_MO-IL_2_SPP_N","MISO_MO-IL","SPP_N","Internal","Summer","B9",800,2000,0,47.8,54.79,8,0]
[2040,"MISO_MO-IL_2_TVA_Transmission","MISO_MO-IL","TVA_Transmission","Internal","Summer","B9",800,4000,0,47.8,53.36,8,0]
[2040,"MISO_W_2_IESO","MISO_W","IESO","Internal","Summer","B9",800,90,0,47.79,48.96,8,0]
[2040,"MISO_W_2_MAPP_CA","MISO_W","MAPP_CA","Internal","Summer","B9",800,718,0,47.79,47.78,0.01,0]
[2040,"MISO_W_2_MISO_MO-IL","MISO_W","MISO_MO-IL","Internal","Summer","B9",800,3800,1196.75,47.79,47.8,0.01,0]
[2040,"MISO_W_2_MISO_WUMS","MISO_W","MISO_WUMS","Internal","Summer","B9",800,1629,705.75,47.79,47.8,0.01,0]
[2040,"MISO_W_2_PJM_ROR","MISO_W","PJM_ROR","Internal","Summer","B9",800,773,0,47.79,47.36,2,0]
[2040,"MISO_W_2_SPP_N","MISO_W","SPP_N","Internal","Summer","B9",800,3200,1521.35,47.79,54.79,7,0]
[2040,"MISO_WUMS_2_MISO_MI","MISO_WUMS","MISO_MI","Internal","Summer","B9",800,929,69.290000000000006,47.8,47.81,0.01,0]
[2040,"MISO_WUMS_2_MISO_W","MISO_WUMS","MISO_W","Internal","Summer","B9",800,1137,0,47.8,47.79,0.01,0]
[2040,"MISO_WUMS_2_PJM_ROR","MISO_WUMS","PJM_ROR","Internal","Summer","B9",800,1600,0,47.8,47.36,2,0]
[2040,"NE_2_MISO_W","NE","MISO_W","Internal","Summer","B9",800,1600,0,54.78,47.79,5,0]
[2040,"NE_2_SPP_N","NE","SPP_N","Internal","Summer","B9",800,3001,2689.24,54.78,54.79,0.01,0]
[2040,"NEISO_2_NYISO_A-F","NEISO","NYISO_A-F","Internal","Summer","B9",800,600,600,41.35,45.42,3,1.07]
[2040,"NEISO_2_NYISO_G-I","NEISO","NYISO_G-I","Internal","Summer","B9",800,600,600,41.35,45.43,3,1.08]
[2040,"NEISO_2_NYISO_J-K","NEISO","NYISO_J-K","Internal","Summer","B9",800,500,500,41.35,45.44,3,1.0900000000000001]
[2040,"NonRTO_Midwest_2_TVA_Transmission","NonRTO_Midwest","TVA_Transmission","Internal","Summer","B9",800,2400,333.23,45.36,53.36,8,0]
[2040,"NYISO_A-F_2_IESO","NYISO_A-F","IESO","Internal","Summer","B9",800,1600,0,45.42,48.96,7,0]
[2040,"NYISO_A-F_2_NEISO","NYISO_A-F","NEISO","Internal","Summer","B9",800,600,0,45.42,41.35,3,0]
[2040,"NYISO_A-F_2_NYISO_G-I","NYISO_A-F","NYISO_G-I","Internal","Summer","B9",800,4757,135.65,45.42,45.43,0.01,0]
[2040,"NYISO_A-F_2_PJM_ROM","NYISO_A-F","PJM_ROM","Internal","Summer","B9",800,1000,0,45.42,47.35,8,0]
[2040,"NYISO_G-I_2_NEISO","NYISO_G-I","NEISO","Internal","Summer","B9",800,600,0,45.43,41.35,3,0]
[2040,"NYISO_G-I_2_NYISO_A-F","NYISO_G-I","NYISO_A-F","Internal","Summer","B9",800,2506,0,45.43,45.42,0.01,0]
[2040,"NYISO_G-I_2_NYISO_J-K","NYISO_G-I","NYISO_J-K","Internal","Summer","B9",800,6188,5449.64,45.43,45.44,0.01,0]
[2040,"NYISO_G-I_2_PJM_E","NYISO_G-I","PJM_E","Internal","Summer","B9",800,1500,0,45.43,47.36,8,0]
[2040,"NYISO_J-K_2_PJM_E","NYISO_J-K","PJM_E","Internal","Summer","B9",800,330,0,45.44,47.36,8,0]
[2040,"PJM_E_2_NYISO_G-I","PJM_E","NYISO_G-I","Internal","Summer","B9",800,500,0,47.36,45.43,6,0]
[2040,"PJM_E_2_NYISO_J-K","PJM_E","NYISO_J-K","Internal","Summer","B9",800,330,0,47.36,45.44,6,0]
[2040,"PJM_E_2_PJM_ROM","PJM_E","PJM_ROM","Internal","Summer","B9",800,8000,0,47.36,47.35,0.01,0]
[2040,"PJM_ROR_2_MISO_IN","PJM_ROR","MISO_IN","Internal","Summer","B9",800,909,0,47.36,47.79,2,0]
[2040,"PJM_ROR_2_MISO_MI","PJM_ROR","MISO_MI","Internal","Summer","B9",800,1305,0,47.36,47.81,2,0]
[2040,"PJM_ROR_2_MISO_MO-IL","PJM_ROR","MISO_MO-IL","Internal","Summer","B9",800,1111,0,47.36,47.8,2,0]
[2040,"PJM_ROR_2_MISO_W","PJM_ROR","MISO_W","Internal","Summer","B9",800,709,0,47.36,47.79,2,0]
[2040,"PJM_ROR_2_MISO_WUMS","PJM_ROR","MISO_WUMS","Internal","Summer","B9",800,1467,0,47.36,47.8,2,0]
[2040,"PJM_ROR_2_PJM_ROM","PJM_ROR","PJM_ROM","Internal","Summer","B9",800,8000,0,47.36,47.35,0.01,0]
[2040,"PJM_ROR_2_TVA_Transmission","PJM_ROR","TVA_Transmission","Internal","Summer","B9",800,2500,420.55,47.36,53.36,6,0]
[2040,"PJM_ROR_2_VACAR","PJM_ROR","VACAR","Internal","Summer","B9",800,3000,0,47.36,52.69,6,0]
[2040,"PJM_ROM_2_NYISO_A-F","PJM_ROM","NYISO_A-F","Internal","Summer","B9",800,2000,0,47.35,45.42,6,0]
[2040,"PJM_ROM_2_PJM_E","PJM_ROM","PJM_E","Internal","Summer","B9",800,8000,525.49,47.35,47.36,0.01,0]
[2040,"PJM_ROM_2_PJM_ROR","PJM_ROM","PJM_ROR","Internal","Summer","B9",800,8000,6389.61,47.35,47.36,0.01,0]
[2040,"SOCO_2_FRCC","SOCO","FRCC","Internal","Summer","B9",800,3700,0,57.95,63.32,10,0]
[2040,"SOCO_2_VACAR","SOCO","VACAR","Internal","Summer","B9",800,2000,0,57.95,52.69,10,0]
[2040,"SPP_N_2_ENT","SPP_N","ENT","Internal","Summer","B9",800,1800,0,54.79,55.8,5,0]
[2040,"SPP_N_2_MISO_MO-IL","SPP_N","MISO_MO-IL","Internal","Summer","B9",800,2000,0,54.79,47.8,5,0]
[2040,"SPP_N_2_NE","SPP_N","NE","Internal","Summer","B9",800,1531,0,54.79,54.78,0.01,0]
[2040,"SPP_N_2_SPP_S","SPP_N","SPP_S","Internal","Summer","B9",800,4383,3726.77,54.79,54.8,0.01,0]
[2040,"SPP_S_2_ENT","SPP_S","ENT","Internal","Summer","B9",800,850,0,54.8,55.8,5,0]
[2040,"SPP_S_2_SPP_N","SPP_S","SPP_N","Internal","Summer","B9",800,1023,0,54.8,54.79,0.01,0]
[2040,"TVA_2_ENT","TVA","ENT","Internal","Summer","B9",800,500,0,53.37,55.8,9,0]
[2040,"TVA_2_MISO_MO-IL","TVA","MISO_MO-IL","Internal","Summer","B9",800,50,0,53.37,47.8,9,0]
[2040,"TVA_2_NonRTO_Midwest","TVA","NonRTO_Midwest","Internal","Summer","B9",800,100,0,53.37,45.36,9,0]
[2040,"TVA_2_SOCO","TVA","SOCO","Internal","Summer","B9",800,500,0,53.37,57.95,9,0]
[2040,"TVA_2_VACAR","TVA","VACAR","Internal","Summer","B9",800,150,0,53.37,52.69,9,0]
[2040,"TVA_Transmission_2_ENT","TVA_Transmission","ENT","Internal","Summer","B9",800,3000,0,53.36,55.8,9,0]
[2040,"TVA_Transmission_2_NonRTO_Midwest","TVA_Transmission","NonRTO_Midwest","Internal","Summer","B9",800,700,0,53.36,45.36,9,0]
[2040,"TVA_Transmission_2_SOCO","TVA_Transmission","SOCO","Internal","Summer","B9",800,3200,0,53.36,57.95,9,0]
[2040,"TVA_Transmission_2_TVA","TVA_Transmission","TVA","Internal","Summer","B9",800,99999,753.78,53.36,53.37,0.01,0]
[2040,"TVA_Transmission_2_VACAR","TVA_Transmission","VACAR","Internal","Summer","B9",800,900,0,53.36,52.69,9,0]
[2040,"VACAR_2_PJM_ROR","VACAR","PJM_ROR","Internal","Summer","B9",800,2000,0,52.69,47.36,7,0]
[2040,"VACAR_2_SOCO","VACAR","SOCO","Internal","Summer","B9",800,3000,0,52.69,57.95,7,0]
[2040,"VACAR_2_TVA_Transmission","VACAR","TVA_Transmission","Internal","Summer","B9",800,900,0,52.69,53.36,7,0]
[2040,"AZ_NM_SNV_Coal_2_SPP_S","AZ_NM_SNV_Coal","SPP_S","External","Summer","B9",800,400,0,76.78,54.8,8.17,0]
[2040,"MAPP_US_2_RMPA","MAPP_US","RMPA","External","Summer","B9",800,200,200,40.79,59.78,8,10.99]
[2040,"NE_2_RMPA","NE","RMPA","External","Summer","B9",800,310,59.69,54.78,59.78,5,0]
[2040,"NWPP_Coal_2_MAPP_US","NWPP_Coal","MAPP_US","External","Summer","B9",800,150,0,68.61,40.79,8,0]
[2040,"RMPA_2_MAPP_US","RMPA","MAPP_US","External","Summer","B9",800,200,0,59.78,40.79,8,0]
[2040,"RMPA_2_NE","RMPA","NE","External","Summer","B9",800,310,0,59.78,54.78,8,0]
[2040,"RMPA_2_SPP_N","RMPA","SPP_N","External","Summer","B9",800,210,0,59.78,54.79,8,0]
[2040,"SPP_N_2_RMPA","SPP_N","RMPA","External","Summer","B9",800,210,0,54.79,59.78,5,0]
[2040,"SPP_S_2_ERCOT","SPP_S","ERCOT","External","Summer","B9",800,800,0,54.8,55.11,5,0]

{"sheet":"Scenario 3","index":2,"n_rows":11763,"n_cols":14,"rows_kept":4500,"cut":true,"hidden":false,"merged":[],"bounds":{"rows_first":2000,"rows_last":500,"rows_between":2000,"halvings":0}}
[null,null,null,null,null,null,null,null,null,null,null,null,"$/MW"]
[null,null,null,null,null,null,null,null,null,null,"$/MWh","$/MWh","Wheel+","$/MWh"]
["Year","Line","From","To","Internal/External","Season","Block","Duration","Transfer Limit","MW flow","From price","To price","Friction","Shadow Price"]
[2015,"ENT_2_SOCO","ENT","SOCO","Internal","Summer","B1",10,2000,0,59.38,64.92,8,0]
[2015,"ENT_2_TVA_Transmission","ENT","TVA_Transmission","Internal","Summer","B1",10,2100,511.56,59.38,67.38,8,0]
[2015,"HQ_NEISO_2_NEISO","HQ_NEISO","NEISO","Internal","Summer","B1",10,99999,2920,64.39,64.400000000000006,0.01,0]
[2015,"HQ_NY_2_NYISO_A-F","HQ_NY","NYISO_A-F","Internal","Summer","B1",10,99999,1000,53.38,53.39,0.01,0]
[2015,"HQ_IESO_2_IESO","HQ_IESO","IESO","Internal","Summer","B1",10,99999,400,46.38,46.39,0.01,0]
[2015,"IESO_2_MAPP_CA","IESO","MAPP_CA","Internal","Summer","B1",10,262,0,46.39,48.74,7,0]
[2015,"IESO_2_MISO_MI","IESO","MISO_MI","Internal","Summer","B1",10,1840,1840,46.39,57.41,7,4.0199999999999996]
[2015,"IESO_2_MISO_W","IESO","MISO_W","Internal","Summer","B1",10,140,140,46.39,59.37,7,5.98]
[2015,"IESO_2_NYISO_A-F","IESO","NYISO_A-F","Internal","Summer","B1",10,1725,591.03,46.39,53.39,7,0]
[2015,"MAPP_CA_2_IESO","MAPP_CA","IESO","Internal","Summer","B1",10,330,0,48.74,46.39,8,0]
[2015,"MAPP_CA_2_MAPP_US","MAPP_CA","MAPP_US","Internal","Summer","B1",10,372,0,48.74,52.37,7,0]
[2015,"MAPP_CA_2_MISO_W","MAPP_CA","MISO_W","Internal","Summer","B1",10,1970,1970,48.74,59.37,0.01,10.61]
[2015,"MAPP_US_2_MAPP_CA","MAPP_US","MAPP_CA","Internal","Summer","B1",10,165,0,52.37,48.74,7,0]
[2015,"MAPP_US_2_MISO_W","MAPP_US","MISO_W","Internal","Summer","B1",10,2635,1091.72,52.37,59.37,7,0]
[2015,"MAPP_US_2_NE","MAPP_US","NE","Internal","Summer","B1",10,2000,0,52.37,58.75,7,0]
[2015,"MARITIMES_2_NEISO","MARITIMES","NEISO","Internal","Summer","B1",10,99999,1400,64.39,64.400000000000006,0.01,0]
[2015,"MISO_IN_2_MISO_MI","MISO_IN","MISO_MI","Internal","Summer","B1",10,5000,0,59.38,57.41,0.01,0]
[2015,"MISO_IN_2_MISO_MO-IL","MISO_IN","MISO_MO-IL","Internal","Summer","B1",10,5000,0,59.38,59.38,0.01,0]
[2015,"MISO_IN_2_NonRTO_Midwest","MISO_IN","NonRTO_Midwest","Internal","Summer","B1",10,4800,0,59.38,63.36,8,0]
[2015,"MISO_IN_2_PJM_ROR","MISO_IN","PJM_ROR","Internal","Summer","B1",10,992,249.04,59.38,61.38,2,0]
[2015,"MISO_MI_2_MISO_IN","MISO_MI","MISO_IN","Internal","Summer","B1",10,2045,2045,57.41,59.38,0.01,1.96]
[2015,"MISO_MI_2_MISO_WUMS","MISO_MI","MISO_WUMS","Internal","Summer","B1",10,117,117,57.41,59.38,0.01,1.96]
[2015,"MISO_MI_2_PJM_ROR","MISO_MI","PJM_ROR","Internal","Summer","B1",10,1424,1424,57.41,61.38,2,1.97]
[2015,"MISO_MO-IL_2_ENT","MISO_MO-IL","ENT","Internal","Summer","B1",10,2540,0,59.38,59.38,8,0]
[2015,"MISO_MO-IL_2_MISO_IN","MISO_MO-IL","MISO_IN","Internal","Summer","B1",10,2100,0.01,59.38,59.38,0.01,0]
[2015,"MISO_MO-IL_2_MISO_W","MISO_MO-IL","MISO_W","Internal","Summer","B1",10,960,0,59.38,59.37,0.01,0]
[2015,"MISO_MO-IL_2_PJM_ROR","MISO_MO-IL","PJM_ROR","Internal","Summer","B1",10,1212,1179.9100000000001,59.38,61.38,2,0]
[2015,"MISO_MO-IL_2_SPP_N","MISO_MO-IL","SPP_N","Internal","Summer","B1",10,2000,0,59.38,58.76,8,0]
[2015,"MISO_MO-IL_2_TVA_Transmission","MISO_MO-IL","TVA_Transmission","Internal","Summer","B1",10,4000,2869.16,59.38,67.38,8,0]
[2015,"MISO_W_2_MAPP_CA","MISO_W","MAPP_CA","Internal","Summer","B1",10,700,0,59.37,48.74,0.01,0]
[2015,"MISO_W_2_MISO_MO-IL","MISO_W","MISO_MO-IL","Internal","Summer","B1",10,3800,1331.99,59.37,59.38,0.01,0]
[2015,"MISO_W_2_MISO_WUMS","MISO_W","MISO_WUMS","Internal","Summer","B1",10,1629,305.54000000000002,59.37,59.38,0.01,0]
[2015,"MISO_W_2_NE","MISO_W","NE","Internal","Summer","B1",10,2800,0,59.37,58.75,7,0]
[2015,"MISO_W_2_PJM_ROR","MISO_W","PJM_ROR","Internal","Summer","B1",10,773,772.99,59.37,61.38,2,0.01]
[2015,"MISO_W_2_SPP_N","MISO_W","SPP_N","Internal","Summer","B1",10,3200,0,59.37,58.76,7,0]
[2015,"MISO_WUMS_2_MISO_MI","MISO_WUMS","MISO_MI","Internal","Summer","B1",10,99,0,59.38,57.41,0.01,0]
[2015,"MISO_WUMS_2_MISO_W","MISO_WUMS","MISO_W","Internal","Summer","B1",10,1137,0,59.38,59.37,0.01,0]
[2015,"MISO_WUMS_2_PJM_ROR","MISO_WUMS","PJM_ROR","Internal","Summer","B1",10,1600,1570.9,59.38,61.38,2,0]
[2015,"NE_2_MISO_W","NE","MISO_W","Internal","Summer","B1",10,1600,0,58.75,59.37,5,0]
[2015,"NE_2_SPP_N","NE","SPP_N","Internal","Summer","B1",10,1800,1326.67,58.75,58.76,0.01,0]
[2015,"NEISO_2_NYISO_A-F","NEISO","NYISO_A-F","Internal","Summer","B1",10,600,0,64.400000000000006,53.39,3,0]
[2015,"NEISO_2_NYISO_G-I","NEISO","NYISO_G-I","Internal","Summer","B1",10,600,0,64.400000000000006,67.39,3,0]
[2015,"NEISO_2_NYISO_J-K","NEISO","NYISO_J-K","Internal","Summer","B1",10,430,243.23,64.400000000000006,67.400000000000006,3,0]
[2015,"NonRTO_Midwest_2_MISO_IN","NonRTO_Midwest","MISO_IN","Internal","Summer","B1",10,4450,0,63.36,59.38,8,0]
[2015,"NonRTO_Midwest_2_TVA_Transmission","NonRTO_Midwest","TVA_Transmission","Internal","Summer","B1",10,2400,0,63.36,67.38,8,0]
[2015,"NYISO_A-F_2_IESO","NYISO_A-F","IESO","Internal","Summer","B1",10,1600,0,53.39,46.39,7,0]
[2015,"NYISO_A-F_2_NEISO","NYISO_A-F","NEISO","Internal","Summer","B1",10,600,600,53.39,64.400000000000006,3,8.01]
[2015,"NYISO_A-F_2_NYISO_G-I","NYISO_A-F","NYISO_G-I","Internal","Summer","B1",10,4250,4250,53.39,67.39,0.01,13.99]
[2015,"NYISO_A-F_2_PJM_ROM","NYISO_A-F","PJM_ROM","Internal","Summer","B1",10,1000,708.8,53.39,61.39,8,0]
[2015,"NYISO_G-I_2_NEISO","NYISO_G-I","NEISO","Internal","Summer","B1",10,600,0,67.39,64.400000000000006,3,0]
[2015,"NYISO_G-I_2_NYISO_A-F","NYISO_G-I","NYISO_A-F","Internal","Summer","B1",10,1999,0,67.39,53.39,0.01,0]
[2015,"NYISO_G-I_2_NYISO_J-K","NYISO_G-I","NYISO_J-K","Internal","Summer","B1",10,6130,3457.69,67.39,67.400000000000006,0.01,0]
[2015,"NYISO_G-I_2_PJM_E","NYISO_G-I","PJM_E","Internal","Summer","B1",10,1500,0,67.39,61.4,8,0]
[2015,"NYISO_J-K_2_NEISO","NYISO_J-K","NEISO","Internal","Summer","B1",10,0.01,0,67.400000000000006,64.400000000000006,3,0.01]
[2015,"NYISO_J-K_2_NYISO_G-I","NYISO_J-K","NYISO_G-I","Internal","Summer","B1",10,1999,0,67.400000000000006,67.39,0.01,0]
[2015,"NYISO_J-K_2_PJM_E","NYISO_J-K","PJM_E","Internal","Summer","B1",10,0.01,0,67.400000000000006,61.4,8,0.01]
[2015,"PJM_E_2_NYISO_G-I","PJM_E","NYISO_G-I","Internal","Summer","B1",10,500,0,61.4,67.39,6,0]
[2015,"PJM_E_2_NYISO_J-K","PJM_E","NYISO_J-K","Internal","Summer","B1",10,330,237.16,61.4,67.400000000000006,6,0]
[2015,"PJM_E_2_PJM_ROM","PJM_E","PJM_ROM","Internal","Summer","B1",10,8000,0,61.4,61.39,0.01,0]
[2015,"PJM_ROR_2_MISO_IN","PJM_ROR","MISO_IN","Internal","Summer","B1",10,909,0,61.38,59.38,2,0]
[2015,"PJM_ROR_2_MISO_MI","PJM_ROR","MISO_MI","Internal","Summer","B1",10,1305,0,61.38,57.41,2,0]
[2015,"PJM_ROR_2_MISO_MO-IL","PJM_ROR","MISO_MO-IL","Internal","Summer","B1",10,1111,0,61.38,59.38,2,0]
[2015,"PJM_ROR_2_MISO_W","PJM_ROR","MISO_W","Internal","Summer","B1",10,709,0,61.38,59.37,2,0]
[2015,"PJM_ROR_2_MISO_WUMS","PJM_ROR","MISO_WUMS","Internal","Summer","B1",10,1467,0,61.38,59.38,2,0]
[2015,"PJM_ROR_2_PJM_ROM","PJM_ROR","PJM_ROM","Internal","Summer","B1",10,8000,5856.61,61.38,61.39,0.01,0]
[2015,"PJM_ROR_2_TVA_Transmission","PJM_ROR","TVA_Transmission","Internal","Summer","B1",10,2500,35.47,61.38,67.38,6,0]
[2015,"PJM_ROR_2_VACAR","PJM_ROR","VACAR","Internal","Summer","B1",10,3000,3000,61.38,68.16,6,0.78]
[2015,"PJM_ROM_2_NYISO_A-F","PJM_ROM","NYISO_A-F","Internal","Summer","B1",10,2000,0,61.39,53.39,6,0]
[2015,"PJM_ROM_2_PJM_E","PJM_ROM","PJM_E","Internal","Summer","B1",10,8000,5426.24,61.39,61.4,0.01,0]
[2015,"PJM_ROM_2_PJM_ROR","PJM_ROM","PJM_ROR","Internal","Summer","B1",10,8000,0,61.39,61.38,0.01,0]
[2015,"SOCO_2_FRCC","SOCO","FRCC","Internal","Summer","B1",10,3700,0,64.92,71.2,10,0]
[2015,"SOCO_2_VACAR","SOCO","VACAR","Internal","Summer","B1",10,2000,0,64.92,68.16,10,0]
[2015,"SPP_N_2_ENT","SPP_N","ENT","Internal","Summer","B1",10,1800,0,58.76,59.38,5,0]
[2015,"SPP_N_2_MISO_MO-IL","SPP_N","MISO_MO-IL","Internal","Summer","B1",10,2000,0,58.76,59.38,5,0]
[2015,"SPP_N_2_MISO_W","SPP_N","MISO_W","Internal","Summer","B1",10,750,0,58.76,59.37,5,0]
[2015,"SPP_N_2_NE","SPP_N","NE","Internal","Summer","B1",10,330,0,58.76,58.75,0.01,0]
[2015,"SPP_N_2_SPP_S","SPP_N","SPP_S","Internal","Summer","B1",10,4000,0,58.76,58.75,0.01,0]
[2015,"SPP_S_2_ENT","SPP_S","ENT","Internal","Summer","B1",10,850,0,58.75,59.38,5,0]
[2015,"SPP_S_2_SPP_N","SPP_S","SPP_N","Internal","Summer","B1",10,640,95.21,58.75,58.76,0.01,0]
[2015,"TVA_2_ENT","TVA","ENT","Internal","Summer","B1",10,500,0,67.39,59.38,9,0]
[2015,"TVA_2_NonRTO_Midwest","TVA","NonRTO_Midwest","Internal","Summer","B1",10,100,0,67.39,63.36,9,0]
[2015,"TVA_2_SOCO","TVA","SOCO","Internal","Summer","B1",10,500,0,67.39,64.92,9,0]
[2015,"TVA_2_VACAR","TVA","VACAR","Internal","Summer","B1",10,150,0,67.39,68.16,9,0]
[2015,"TVA_Transmission_2_NonRTO_Midwest","TVA_Transmission","NonRTO_Midwest","Internal","Summer","B1",10,700,0,67.38,63.36,9,0]
[2015,"TVA_Transmission_2_SOCO","TVA_Transmission","SOCO","Internal","Summer","B1",10,3200,0,67.38,64.92,9,0]
[2015,"TVA_Transmission_2_TVA","TVA_Transmission","TVA","Internal","Summer","B1",10,99999,3416.19,67.38,67.39,0.01,0]
[2015,"TVA_Transmission_2_VACAR","TVA_Transmission","VACAR","Internal","Summer","B1",10,900,0,67.38,68.16,9,0]
[2015,"VACAR_2_SOCO","VACAR","SOCO","Internal","Summer","B1",10,3000,0,68.16,64.92,7,0]
[2015,"AZ_NM_SNV_Coal_2_SPP_S","AZ_NM_SNV_Coal","SPP_S","External","Summer","B1",10,400,0,54.72,58.75,8.17,0]
[2015,"ERCOT_2_SPP_S","ERCOT","SPP_S","External","Summer","B1",10,800,0,51.3,58.75,8,0]
[2015,"MAPP_US_2_RMPA","MAPP_US","RMPA","External","Summer","B1",10,200,0,52.37,57.71,8,0]
[2015,"NE_2_RMPA","NE","RMPA","External","Summer","B1",10,310,0,58.75,57.71,5,0]
[2015,"NWPP_Coal_2_MAPP_US","NWPP_Coal","MAPP_US","External","Summer","B1",10,150,150,36.99,52.37,8,7.37]
[2015,"RMPA_2_MAPP_US","RMPA","MAPP_US","External","Summer","B1",10,200,0,57.71,52.37,8,0]
[2015,"RMPA_2_NE","RMPA","NE","External","Summer","B1",10,310,0,57.71,58.75,8,0]
[2015,"RMPA_2_SPP_N","RMPA","SPP_N","External","Summer","B1",10,210,0,57.71,58.76,8,0]
[2015,"SPP_N_2_RMPA","SPP_N","RMPA","External","Summer","B1",10,210,0,58.76,57.71,5,0]
[2015,"SPP_S_2_ERCOT","SPP_S","ERCOT","External","Summer","B1",10,800,0,58.75,51.3,5,0]
[2015,"ENT_2_SOCO","ENT","SOCO","Internal","Summer","B10",1262,2000,0,35.44,37.880000000000003,8,0]
[2015,"ENT_2_TVA_Transmission","ENT","TVA_Transmission","Internal","Summer","B10",1262,2100,0,35.44,36.380000000000003,8,0]
[2015,"HQ_NEISO_2_NEISO","HQ_NEISO","NEISO","Internal","Summer","B10",1262,99999,795.94,34.07,34.08,0.01,0]
[2015,"HQ_NY_2_NYISO_A-F","HQ_NY","NYISO_A-F","Internal","Summer","B10",1262,99999,30.11,37.06,37.07,0.01,0]
[2015,"HQ_IESO_2_IESO","HQ_IESO","IESO","Internal","Summer","B10",1262,99999,12.04,27.25,27.27,0.01,0]
[2015,"IESO_2_MAPP_CA","IESO","MAPP_CA","Internal","Summer","B10",1262,262,0,27.27,32.92,7,0]
[2015,"IESO_2_MISO_MI","IESO","MISO_MI","Internal","Summer","B10",1262,1840,0,27.27,32.299999999999997,7,0]
[2015,"IESO_2_MISO_W","IESO","MISO_W","Internal","Summer","B10",1262,140,0,27.27,30.8,7,0]
[2015,"IESO_2_NYISO_A-F","IESO","NYISO_A-F","Internal","Summer","B10",1262,1725,1725,27.27,37.07,7,2.8]
[2015,"MAPP_CA_2_IESO","MAPP_CA","IESO","Internal","Summer","B10",1262,330,0,32.92,27.27,8,0]
[2015,"MAPP_CA_2_MAPP_US","MAPP_CA","MAPP_US","Internal","Summer","B10",1262,372,0,32.92,25.98,7,0]
[2015,"MAPP_CA_2_MISO_W","MAPP_CA","MISO_W","Internal","Summer","B10",1262,1970,0,32.92,30.8,0.01,0]
[2015,"MAPP_US_2_MAPP_CA","MAPP_US","MAPP_CA","Internal","Summer","B10",1262,165,0,25.98,32.92,7,0]
[2015,"MAPP_US_2_MISO_W","MAPP_US","MISO_W","Internal","Summer","B10",1262,2635,0,25.98,30.8,7,0]
[2015,"MAPP_US_2_NE","MAPP_US","NE","Internal","Summer","B10",1262,2000,0,25.98,32.840000000000003,7,0]
[2015,"MARITIMES_2_NEISO","MARITIMES","NEISO","Internal","Summer","B10",1262,99999,236.13,34.07,34.08,0.01,0]
[2015,"MISO_IN_2_MISO_MI","MISO_IN","MISO_MI","Internal","Summer","B10",1262,5000,1897.61,32.29,32.299999999999997,0.01,0]
[2015,"MISO_IN_2_MISO_MO-IL","MISO_IN","MISO_MO-IL","Internal","Summer","B10",1262,5000,0,32.29,30.79,0.01,0]
[2015,"MISO_IN_2_NonRTO_Midwest","MISO_IN","NonRTO_Midwest","Internal","Summer","B10",1262,4800,0,32.29,33.32,8,0]
[2015,"MISO_IN_2_PJM_ROR","MISO_IN","PJM_ROR","Internal","Summer","B10",1262,992,0,32.29,32.79,2,0]
[2015,"MISO_MI_2_MISO_IN","MISO_MI","MISO_IN","Internal","Summer","B10",1262,2045,0,32.299999999999997,32.29,0.01,0]
[2015,"MISO_MI_2_MISO_WUMS","MISO_MI","MISO_WUMS","Internal","Summer","B10",1262,117,0,32.299999999999997,31.97,0.01,0]
[2015,"MISO_MI_2_PJM_ROR","MISO_MI","PJM_ROR","Internal","Summer","B10",1262,1424,0,32.299999999999997,32.79,2,0]
[2015,"MISO_MO-IL_2_ENT","MISO_MO-IL","ENT","Internal","Summer","B10",1262,2540,0,30.79,35.44,8,0]
[2015,"MISO_MO-IL_2_MISO_IN","MISO_MO-IL","MISO_IN","Internal","Summer","B10",1262,2100,2100,30.79,32.29,0.01,1.49]
[2015,"MISO_MO-IL_2_MISO_W","MISO_MO-IL","MISO_W","Internal","Summer","B10",1262,960,538.35,30.79,30.8,0.01,0]
[2015,"MISO_MO-IL_2_PJM_ROR","MISO_MO-IL","PJM_ROR","Internal","Summer","B10",1262,1212,563.4,30.79,32.79,2,0]
[2015,"MISO_MO-IL_2_SPP_N","MISO_MO-IL","SPP_N","Internal","Summer","B10",1262,2000,0,30.79,34.549999999999997,8,0]
[2015,"MISO_MO-IL_2_TVA_Transmission","MISO_MO-IL","TVA_Transmission","Internal","Summer","B10",1262,4000,0,30.79,36.380000000000003,8,0]
[2015,"MISO_W_2_MAPP_CA","MISO_W","MAPP_CA","Internal","Summer","B10",1262,700,700,30.8,32.92,0.01,2.1]
[2015,"MISO_W_2_MISO_MO-IL","MISO_W","MISO_MO-IL","Internal","Summer","B10",1262,3800,0,30.8,30.79,0.01,0]
[2015,"MISO_W_2_MISO_WUMS","MISO_W","MISO_WUMS","Internal","Summer","B10",1262,1629,1629,30.8,31.97,0.01,1.1599999999999999]
[2015,"MISO_W_2_NE","MISO_W","NE","Internal","Summer","B10",1262,2800,0,30.8,32.840000000000003,7,0]
[2015,"MISO_W_2_PJM_ROR","MISO_W","PJM_ROR","Internal","Summer","B10",1262,773,0,30.8,32.79,2,0]
[2015,"MISO_W_2_SPP_N","MISO_W","SPP_N","Internal","Summer","B10",1262,3200,0,30.8,34.549999999999997,7,0]
[2015,"MISO_WUMS_2_MISO_MI","MISO_WUMS","MISO_MI","Internal","Summer","B10",1262,99,99,31.97,32.299999999999997,0.01,0.32]
[2015,"MISO_WUMS_2_MISO_W","MISO_WUMS","MISO_W","Internal","Summer","B10",1262,1137,0,31.97,30.8,0.01,0]
[2015,"MISO_WUMS_2_PJM_ROR","MISO_WUMS","PJM_ROR","Internal","Summer","B10",1262,1600,0,31.97,32.79,2,0]
[2015,"NE_2_MISO_W","NE","MISO_W","Internal","Summer","B10",1262,1600,0,32.840000000000003,30.8,5,0]
[2015,"NE_2_SPP_N","NE","SPP_N","Internal","Summer","B10",1262,1800,1800,32.840000000000003,34.549999999999997,0.01,1.7]
[2015,"NEISO_2_NYISO_A-F","NEISO","NYISO_A-F","Internal","Summer","B10",1262,600,0,34.08,37.07,3,0]
[2015,"NEISO_2_NYISO_G-I","NEISO","NYISO_G-I","Internal","Summer","B10",1262,600,246.54,34.08,37.08,3,0]
[2015,"NEISO_2_NYISO_J-K","NEISO","NYISO_J-K","Internal","Summer","B10",1262,430,430,34.08,37.090000000000003,3,0.01]
[2015,"NonRTO_Midwest_2_MISO_IN","NonRTO_Midwest","MISO_IN","Internal","Summer","B10",1262,4450,0,33.32,32.29,8,0]
[2015,"NonRTO_Midwest_2_TVA_Transmission","NonRTO_Midwest","TVA_Transmission","Internal","Summer","B10",1262,2400,0,33.32,36.380000000000003,8,0]
[2015,"NYISO_A-F_2_IESO","NYISO_A-F","IESO","Internal","Summer","B10",1262,1600,0,37.07,27.27,7,0]
[2015,"NYISO_A-F_2_NEISO","NYISO_A-F","NEISO","Internal","Summer","B10",1262,600,0,37.07,34.08,3,0]
[2015,"NYISO_A-F_2_NYISO_G-I","NYISO_A-F","NYISO_G-I","Internal","Summer","B10",1262,4250,1465.97,37.07,37.08,0.01,0]
[2015,"NYISO_A-F_2_PJM_ROM","NYISO_A-F","PJM_ROM","Internal","Summer","B10",1262,1000,0,37.07,34.75,8,0]
[2015,"NYISO_G-I_2_NEISO","NYISO_G-I","NEISO","Internal","Summer","B10",1262,600,0,37.08,34.08,3,0]
[2015,"NYISO_G-I_2_NYISO_A-F","NYISO_G-I","NYISO_A-F","Internal","Summer","B10",1262,1999,0,37.08,37.07,0.01,0]
[2015,"NYISO_G-I_2_NYISO_J-K","NYISO_G-I","NYISO_J-K","Internal","Summer","B10",1262,6130,3080.08,37.08,37.090000000000003,0.01,0]
[2015,"NYISO_G-I_2_PJM_E","NYISO_G-I","PJM_E","Internal","Summer","B10",1262,1500,0,37.08,34.770000000000003,8,0]
[2015,"NYISO_J-K_2_NEISO","NYISO_J-K","NEISO","Internal","Summer","B10",1262,0.01,0,37.090000000000003,34.08,3,0]
[2015,"NYISO_J-K_2_NYISO_G-I","NYISO_J-K","NYISO_G-I","Internal","Summer","B10",1262,1999,0,37.090000000000003,37.08,0.01,0]
[2015,"NYISO_J-K_2_PJM_E","NYISO_J-K","PJM_E","Internal","Summer","B10",1262,0.01,0,37.090000000000003,34.770000000000003,8,0]
[2015,"PJM_E_2_NYISO_G-I","PJM_E","NYISO_G-I","Internal","Summer","B10",1262,500,0,34.770000000000003,37.08,6,0]
[2015,"PJM_E_2_NYISO_J-K","PJM_E","NYISO_J-K","Internal","Summer","B10",1262,330,0,34.770000000000003,37.090000000000003,6,0]
[2015,"PJM_E_2_PJM_ROM","PJM_E","PJM_ROM","Internal","Summer","B10",1262,8000,0,34.770000000000003,34.75,0.01,0]
[2015,"PJM_ROR_2_MISO_IN","PJM_ROR","MISO_IN","Internal","Summer","B10",1262,909,0,32.79,32.29,2,0]
[2015,"PJM_ROR_2_MISO_MI","PJM_ROR","MISO_MI","Internal","Summer","B10",1262,1305,0,32.79,32.299999999999997,2,0]
[2015,"PJM_ROR_2_MISO_MO-IL","PJM_ROR","MISO_MO-IL","Internal","Summer","B10",1262,1111,0,32.79,30.79,2,0]
[2015,"PJM_ROR_2_MISO_W","PJM_ROR","MISO_W","Internal","Summer","B10",1262,709,0,32.79,30.8,2,0]
[2015,"PJM_ROR_2_MISO_WUMS","PJM_ROR","MISO_WUMS","Internal","Summer","B10",1262,1467,0,32.79,31.97,2,0]
[2015,"PJM_ROR_2_PJM_ROM","PJM_ROR","PJM_ROM","Internal","Summer","B10",1262,8000,8000,32.79,34.75,0.01,1.95]
[2015,"PJM_ROR_2_TVA_Transmission","PJM_ROR","TVA_Transmission","Internal","Summer","B10",1262,2500,0,32.79,36.380000000000003,6,0]
[2015,"PJM_ROR_2_VACAR","PJM_ROR","VACAR","Internal","Summer","B10",1262,3000,3000,32.79,40.200000000000003,6,1.41]
[2015,"PJM_ROM_2_NYISO_A-F","PJM_ROM","NYISO_A-F","Internal","Summer","B10",1262,2000,0,34.75,37.07,6,0]
[2015,"PJM_ROM_2_PJM_E","PJM_ROM","PJM_E","Internal","Summer","B10",1262,8000,3880.64,34.75,34.770000000000003,0.01,0]
[2015,"PJM_ROM_2_PJM_ROR","PJM_ROM","PJM_ROR","Internal","Summer","B10",1262,8000,0,34.75,32.79,0.01,0]
[2015,"SOCO_2_FRCC","SOCO","FRCC","Internal","Summer","B10",1262,3700,0,37.880000000000003,42.58,10,0]
[2015,"SOCO_2_VACAR","SOCO","VACAR","Internal","Summer","B10",1262,2000,0,37.880000000000003,40.200000000000003,10,0]
[2015,"SPP_N_2_ENT","SPP_N","ENT","Internal","Summer","B10",1262,1800,0,34.549999999999997,35.44,5,0]
[2015,"SPP_N_2_MISO_MO-IL","SPP_N","MISO_MO-IL","Internal","Summer","B10",1262,2000,0,34.549999999999997,30.79,5,0]
[2015,"SPP_N_2_MISO_W","SPP_N","MISO_W","Internal","Summer","B10",1262,750,0,34.549999999999997,30.8,5,0]
[2015,"SPP_N_2_NE","SPP_N","NE","Internal","Summer","B10",1262,330,0,34.549999999999997,32.840000000000003,0.01,0]
[2015,"SPP_N_2_SPP_S","SPP_N","SPP_S","Internal","Summer","B10",1262,4000,4000,34.549999999999997,35.049999999999997,0.01,0.49]
[2015,"SPP_S_2_ENT","SPP_S","ENT","Internal","Summer","B10",1262,850,0,35.049999999999997,35.44,5,0]
[2015,"SPP_S_2_SPP_N","SPP_S","SPP_N","Internal","Summer","B10",1262,640,0,35.049999999999997,34.549999999999997,0.01,0]
[2015,"TVA_2_ENT","TVA","ENT","Internal","Summer","B10",1262,500,0,34.92,35.44,9,0]
[2015,"TVA_2_NonRTO_Midwest","TVA","NonRTO_Midwest","Internal","Summer","B10",1262,100,0,34.92,33.32,9,0]
[2015,"TVA_2_SOCO","TVA","SOCO","Internal","Summer","B10",1262,500,0,34.92,37.880000000000003,9,0]
[2015,"TVA_2_VACAR","TVA","VACAR","Internal","Summer","B10",1262,150,0,34.92,40.200000000000003,9,0]
[2015,"TVA_Transmission_2_NonRTO_Midwest","TVA_Transmission","NonRTO_Midwest","Internal","Summer","B10",1262,700,0,36.380000000000003,33.32,9,0]
[2015,"TVA_Transmission_2_SOCO","TVA_Transmission","SOCO","Internal","Summer","B10",1262,3200,0,36.380000000000003,37.880000000000003,9,0]
[2015,"TVA_Transmission_2_TVA","TVA_Transmission","TVA","Internal","Summer","B10",1262,99999,0,36.380000000000003,34.92,0.01,0]
[2015,"TVA_Transmission_2_VACAR","TVA_Transmission","VACAR","Internal","Summer","B10",1262,900,0,36.380000000000003,40.200000000000003,9,0]
[2015,"VACAR_2_SOCO","VACAR","SOCO","Internal","Summer","B10",1262,3000,0,40.200000000000003,37.880000000000003,7,0]
[2015,"AZ_NM_SNV_Coal_2_SPP_S","AZ_NM_SNV_Coal","SPP_S","External","Summer","B10",1262,400,0,35.880000000000003,35.049999999999997,8.17,0]
[2015,"ERCOT_2_SPP_S","ERCOT","SPP_S","External","Summer","B10",1262,800,0,35.270000000000003,35.049999999999997,8,0]
[2015,"MAPP_US_2_RMPA","MAPP_US","RMPA","External","Summer","B10",1262,200,200,25.98,36.71,8,2.73]
[2015,"NE_2_RMPA","NE","RMPA","External","Summer","B10",1262,310,0,32.840000000000003,36.71,5,0]
[2015,"NWPP_Coal_2_MAPP_US","NWPP_Coal","MAPP_US","External","Summer","B10",1262,150,0,36.99,25.98,8,0]
[2015,"RMPA_2_MAPP_US","RMPA","MAPP_US","External","Summer","B10",1262,200,0,36.71,25.98,8,0]
[2015,"RMPA_2_NE","RMPA","NE","External","Summer","B10",1262,310,0,36.71,32.840000000000003,8,0]
[2015,"RMPA_2_SPP_N","RMPA","SPP_N","External","Summer","B10",1262,210,0,36.71,34.549999999999997,8,0]
[2015,"SPP_N_2_RMPA","SPP_N","RMPA","External","Summer","B10",1262,210,0,34.549999999999997,36.71,5,0]
[2015,"SPP_S_2_ERCOT","SPP_S","ERCOT","External","Summer","B10",1262,800,0,35.049999999999997,35.270000000000003,5,0]
[2015,"ENT_2_SOCO","ENT","SOCO","Internal","Shoulder","B11",25,2000,0,53.5,61.24,8,0]
[2015,"ENT_2_TVA_Transmission","ENT","TVA_Transmission","Internal","Shoulder","B11",25,2100,0,53.5,53.96,8,0]
[2015,"HQ_NEISO_2_NEISO","HQ_NEISO","NEISO","Internal","Shoulder","B11",25,99999,2920,36.72,36.729999999999997,0.01,0]
[2015,"HQ_NY_2_NYISO_A-F","HQ_NY","NYISO_A-F","Internal","Shoulder","B11",25,99999,1000,40.56,40.57,0.01,0]
[2015,"HQ_IESO_2_IESO","HQ_IESO","IESO","Internal","Shoulder","B11",25,99999,400,33.56,33.57,0.01,0]
[2015,"IESO_2_MAPP_CA","IESO","MAPP_CA","Internal","Shoulder","B11",25,262,262,33.57,46.58,7,6.01]
[2015,"IESO_2_MISO_MI","IESO","MISO_MI","Internal","Shoulder","B11",25,1840,1840,33.57,46.58,7,6.01]
[2015,"IESO_2_MISO_W","IESO","MISO_W","Internal","Shoulder","B11",25,140,140,33.57,46.6,7,6.02]
[2015,"IESO_2_NYISO_A-F","IESO","NYISO_A-F","Internal","Shoulder","B11",25,1725,1467.76,33.57,40.57,7,0]
[2015,"MAPP_CA_2_IESO","MAPP_CA","IESO","Internal","Shoulder","B11",25,330,0,46.58,33.57,8,0]
[2015,"MAPP_CA_2_MAPP_US","MAPP_CA","MAPP_US","Internal","Shoulder","B11",25,372,0,46.58,39.6,7,0]
[2015,"MAPP_CA_2_MISO_W","MAPP_CA","MISO_W","Internal","Shoulder","B11",25,1970,1939.42,46.58,46.6,0.01,0]
[2015,"MAPP_US_2_MAPP_CA","MAPP_US","MAPP_CA","Internal","Shoulder","B11",25,165,0,39.6,46.58,7,0]
[2015,"MAPP_US_2_MISO_W","MAPP_US","MISO_W","Internal","Shoulder","B11",25,2635,1068.99,39.6,46.6,7,0]
[2015,"MAPP_US_2_NE","MAPP_US","NE","Internal","Shoulder","B11",25,2000,860.83,39.6,46.6,7,0]
[2015,"MARITIMES_2_NEISO","MARITIMES","NEISO","Internal","Shoulder","B11",25,99999,1400,36.72,36.729999999999997,0.01,0]
[2015,"MISO_IN_2_MISO_MI","MISO_IN","MISO_MI","Internal","Shoulder","B11",25,5000,0,46.6,46.58,0.01,0]
[2015,"MISO_IN_2_MISO_MO-IL","MISO_IN","MISO_MO-IL","Internal","Shoulder","B11",25,5000,0,46.6,46.58,0.01,0]
[2015,"MISO_IN_2_NonRTO_Midwest","MISO_IN","NonRTO_Midwest","Internal","Shoulder","B11",25,4800,978.51,46.6,54.6,8,0]
[2015,"MISO_IN_2_PJM_ROR","MISO_IN","PJM_ROR","Internal","Shoulder","B11",25,992,0,46.6,48.58,2,0]
[2015,"MISO_MI_2_MISO_IN","MISO_MI","MISO_IN","Internal","Shoulder","B11",25,2045,1832.06,46.58,46.6,0.01,0]
[2015,"MISO_MI_2_MISO_WUMS","MISO_MI","MISO_WUMS","Internal","Shoulder","B11",25,117,117,46.58,46.61,0.01,0.01]
[2015,"MISO_MI_2_PJM_ROR","MISO_MI","PJM_ROR","Internal","Shoulder","B11",25,1424,146.94,46.58,48.58,2,0]
[2015,"MISO_MO-IL_2_ENT","MISO_MO-IL","ENT","Internal","Shoulder","B11",25,2540,0,46.58,53.5,8,0]
[2015,"MISO_MO-IL_2_MISO_IN","MISO_MO-IL","MISO_IN","Internal","Shoulder","B11",25,2100,845.47,46.58,46.6,0.01,0]
[2015,"MISO_MO-IL_2_MISO_W","MISO_MO-IL","MISO_W","Internal","Shoulder","B11",25,960,297.39,46.58,46.6,0.01,0]
[2015,"MISO_MO-IL_2_PJM_ROR","MISO_MO-IL","PJM_ROR","Internal","Shoulder","B11",25,1212,86.66,46.58,48.58,2,0]
[2015,"MISO_MO-IL_2_SPP_N","MISO_MO-IL","SPP_N","Internal","Shoulder","B11",25,2000,0,46.58,53.6,8,0]
[2015,"MISO_MO-IL_2_TVA_Transmission","MISO_MO-IL","TVA_Transmission","Internal","Shoulder","B11",25,4000,0,46.58,53.96,8,0]
[2015,"MISO_W_2_MAPP_CA","MISO_W","MAPP_CA","Internal","Shoulder","B11",25,700,0,46.6,46.58,0.01,0]
[2015,"MISO_W_2_MISO_MO-IL","MISO_W","MISO_MO-IL","Internal","Shoulder","B11",25,3800,0,46.6,46.58,0.01,0]
[2015,"MISO_W_2_MISO_WUMS","MISO_W","MISO_WUMS","Internal","Shoulder","B11",25,1629,266.70999999999998,46.6,46.61,0.01,0]
[2015,"MISO_W_2_NE","MISO_W","NE","Internal","Shoulder","B11",25,2800,0,46.6,46.6,7,0]
[2015,"MISO_W_2_PJM_ROR","MISO_W","PJM_ROR","Internal","Shoulder","B11",25,773,0,46.6,48.58,2,0]
[2015,"MISO_W_2_SPP_N","MISO_W","SPP_N","Internal","Shoulder","B11",25,3200,705.56,46.6,53.6,7,0]
[2015,"MISO_WUMS_2_MISO_MI","MISO_WUMS","MISO_MI","Internal","Shoulder","B11",25,99,0,46.61,46.58,0.01,0]
[2015,"MISO_WUMS_2_MISO_W","MISO_WUMS","MISO_W","Internal","Shoulder","B11",25,1137,0,46.61,46.6,0.01,0]
[2015,"MISO_WUMS_2_PJM_ROR","MISO_WUMS","PJM_ROR","Internal","Shoulder","B11",25,1600,0,46.61,48.58,2,0]
[2015,"NE_2_MISO_W","NE","MISO_W","Internal","Shoulder","B11",25,1600,0,46.6,46.6,5,0]
[2015,"NE_2_SPP_N","NE","SPP_N","Internal","Shoulder","B11",25,1800,1800,46.6,53.6,0.01,6.99]
[2015,"NEISO_2_NYISO_A-F","NEISO","NYISO_A-F","Internal","Shoulder","B11",25,600,600,36.729999999999997,40.57,3,0.84]
[2015,"NEISO_2_NYISO_G-I","NEISO","NYISO_G-I","Internal","Shoulder","B11",25,600,600,36.729999999999997,40.85,3,1.1200000000000001]
[2015,"NEISO_2_NYISO_J-K","NEISO","NYISO_J-K","Internal","Shoulder","B11",25,430,430,36.729999999999997,40.86,3,1.1299999999999999]
[2015,"NonRTO_Midwest_2_MISO_IN","NonRTO_Midwest","MISO_IN","Internal","Shoulder","B11",25,4450,0,54.6,46.6,8,0]
[2015,"NonRTO_Midwest_2_TVA_Transmission","NonRTO_Midwest","TVA_Transmission","Internal","Shoulder","B11",25,2400,0,54.6,53.96,8,0]
[2015,"NYISO_A-F_2_IESO","NYISO_A-F","IESO","Internal","Shoulder","B11",25,1600,0,40.57,33.57,7,0]
[2015,"NYISO_A-F_2_NEISO","NYISO_A-F","NEISO","Internal","Shoulder","B11",25,600,0,40.57,36.729999999999997,3,0]
[2015,"NYISO_A-F_2_NYISO_G-I","NYISO_A-F","NYISO_G-I","Internal","Shoulder","B11",25,4250,4250,40.57,40.85,0.01,0.26]
[2015,"NYISO_A-F_2_PJM_ROM","NYISO_A-F","PJM_ROM","Internal","Shoulder","B11",25,1000,364.31,40.57,48.57,8,0]
[2015,"NYISO_G-I_2_NEISO","NYISO_G-I","NEISO","Internal","Shoulder","B11",25,600,0,40.85,36.729999999999997,3,0]
[2015,"NYISO_G-I_2_NYISO_A-F","NYISO_G-I","NYISO_A-F","Internal","Shoulder","B11",25,1999,0,40.85,40.57,0.01,0]
[2015,"NYISO_G-I_2_NYISO_J-K","NYISO_G-I","NYISO_J-K","Internal","Shoulder","B11",25,6130,4868.62,40.85,40.86,0.01,0]
[2015,"NYISO_G-I_2_PJM_E","NYISO_G-I","PJM_E","Internal","Shoulder","B11",25,1500,0,40.85,48.56,8,0]
[2015,"NYISO_J-K_2_NEISO","NYISO_J-K","NEISO","Internal","Shoulder","B11",25,0.01,0,40.86,36.729999999999997,3,0.01]
[2015,"NYISO_J-K_2_NYISO_G-I","NYISO_J-K","NYISO_G-I","Internal","Shoulder","B11",25,1999,0,40.86,40.85,0.01,0]
[2015,"NYISO_J-K_2_PJM_E","NYISO_J-K","PJM_E","Internal","Shoulder","B11",25,0.01,0,40.86,48.56,8,0]
[2015,"PJM_E_2_NYISO_G-I","PJM_E","NYISO_G-I","Internal","Shoulder","B11",25,500,0,48.56,40.85,6,0]
[2015,"PJM_E_2_NYISO_J-K","PJM_E","NYISO_J-K","Internal","Shoulder","B11",25,330,0,48.56,40.86,6,0]
[2015,"PJM_E_2_PJM_ROM","PJM_E","PJM_ROM","Internal","Shoulder","B11",25,8000,1619.85,48.56,48.57,0.01,0]
[2015,"PJM_ROR_2_MISO_IN","PJM_ROR","MISO_IN","Internal","Shoulder","B11",25,909,0,48.58,46.6,2,0]
[2015,"PJM_ROR_2_MISO_MI","PJM_ROR","MISO_MI","Internal","Shoulder","B11",25,1305,0,48.58,46.58,2,0]
[2015,"PJM_ROR_2_MISO_MO-IL","PJM_ROR","MISO_MO-IL","Internal","Shoulder","B11",25,1111,0,48.58,46.58,2,0]
[2015,"PJM_ROR_2_MISO_W","PJM_ROR","MISO_W","Internal","Shoulder","B11",25,709,0,48.58,46.6,2,0]
[2015,"PJM_ROR_2_MISO_WUMS","PJM_ROR","MISO_WUMS","Internal","Shoulder","B11",25,1467,0,48.58,46.61,2,0]
[2015,"PJM_ROR_2_PJM_ROM","PJM_ROR","PJM_ROM","Internal","Shoulder","B11",25,8000,0,48.58,48.57,0.01,0]
[2015,"PJM_ROR_2_TVA_Transmission","PJM_ROR","TVA_Transmission","Internal","Shoulder","B11",25,2500,0,48.58,53.96,6,0]
[2015,"PJM_ROR_2_VACAR","PJM_ROR","VACAR","Internal","Shoulder","B11",25,3000,1342.74,48.58,54.58,6,0]
[2015,"PJM_ROM_2_NYISO_A-F","PJM_ROM","NYISO_A-F","Internal","Shoulder","B11",25,2000,0,48.57,40.57,6,0]
[2015,"PJM_ROM_2_PJM_E","PJM_ROM","PJM_E","Internal","Shoulder","B11",25,8000,0,48.57,48.56,0.01,0]
[2015,"PJM_ROM_2_PJM_ROR","PJM_ROM","PJM_ROR","Internal","Shoulder","B11",25,8000,42.03,48.57,48.58,0.01,0]
[2015,"SOCO_2_FRCC","SOCO","FRCC","Internal","Shoulder","B11",25,3700,603.4,61.24,71.239999999999995,10,0]
[2015,"SOCO_2_VACAR","SOCO","VACAR","Internal","Shoulder","B11",25,2000,0,61.24,54.58,10,0]
[2015,"SPP_N_2_ENT","SPP_N","ENT","Internal","Shoulder","B11",25,1800,0,53.6,53.5,5,0]
[2015,"SPP_N_2_MISO_MO-IL","SPP_N","MISO_MO-IL","Internal","Shoulder","B11",25,2000,0,53.6,46.58,5,0]
[2015,"SPP_N_2_MISO_W","SPP_N","MISO_W","Internal","Shoulder","B11",25,750,0,53.6,46.6,5,0]
[2015,"SPP_N_2_NE","SPP_N","NE","Internal","Shoulder","B11",25,330,0,53.6,46.6,0.01,0]
[2015,"SPP_N_2_SPP_S","SPP_N","SPP_S","Internal","Shoulder","B11",25,4000,0,53.6,52.2,0.01,0]
[2015,"SPP_S_2_ENT","SPP_S","ENT","Internal","Shoulder","B11",25,850,0,52.2,53.5,5,0]
[2015,"SPP_S_2_SPP_N","SPP_S","SPP_N","Internal","Shoulder","B11",25,640,640,52.2,53.6,0.01,1.38]
[2015,"TVA_2_ENT","TVA","ENT","Internal","Shoulder","B11",25,500,0,53.58,53.5,9,0]
[2015,"TVA_2_NonRTO_Midwest","TVA","NonRTO_Midwest","Internal","Shoulder","B11",25,100,0,53.58,54.6,9,0]
[2015,"TVA_2_SOCO","TVA","SOCO","Internal","Shoulder","B11",25,500,0,53.58,61.24,9,0]
[2015,"TVA_2_VACAR","TVA","VACAR","Internal","Shoulder","B11",25,150,0,53.58,54.58,9,0]
[2015,"TVA_Transmission_2_NonRTO_Midwest","TVA_Transmission","NonRTO_Midwest","Internal","Shoulder","B11",25,700,0,53.96,54.6,9,0]
[2015,"TVA_Transmission_2_SOCO","TVA_Transmission","SOCO","Internal","Shoulder","B11",25,3200,0,53.96,61.24,9,0]
[2015,"TVA_Transmission_2_TVA","TVA_Transmission","TVA","Internal","Shoulder","B11",25,99999,0,53.96,53.58,0.01,0]
[2015,"TVA_Transmission_2_VACAR","TVA_Transmission","VACAR","Internal","Shoulder","B11",25,900,0,53.96,54.58,9,0]
[2015,"VACAR_2_SOCO","VACAR","SOCO","Internal","Shoulder","B11",25,3000,0,54.58,61.24,7,0]
[2015,"AZ_NM_SNV_Coal_2_SPP_S","AZ_NM_SNV_Coal","SPP_S","External","Shoulder","B11",25,400,400,37.020000000000003,52.2,8.17,7.02]
[2015,"ERCOT_2_SPP_S","ERCOT","SPP_S","External","Shoulder","B11",25,800,0,52.82,52.2,8,0]
[2015,"MAPP_US_2_RMPA","MAPP_US","RMPA","External","Shoulder","B11",25,200,0,39.6,38.159999999999997,8,0]
[2015,"NE_2_RMPA","NE","RMPA","External","Shoulder","B11",25,310,0,46.6,38.159999999999997,5,0]
[2015,"NWPP_Coal_2_MAPP_US","NWPP_Coal","MAPP_US","External","Shoulder","B11",25,150,0,36.99,39.6,8,0]
[2015,"RMPA_2_MAPP_US","RMPA","MAPP_US","External","Shoulder","B11",25,200,0,38.159999999999997,39.6,8,0]
[2015,"RMPA_2_NE","RMPA","NE","External","Shoulder","B11",25,310,310,38.159999999999997,46.6,8,0.43]
[2015,"RMPA_2_SPP_N","RMPA","SPP_N","External","Shoulder","B11",25,210,210,38.159999999999997,53.6,8,7.43]
[2015,"SPP_N_2_RMPA","SPP_N","RMPA","External","Shoulder","B11",25,210,0,53.6,38.159999999999997,5,0]
[2015,"SPP_S_2_ERCOT","SPP_S","ERCOT","External","Shoulder","B11",25,800,0,52.2,52.82,5,0]
[2015,"ENT_2_SOCO","ENT","SOCO","Internal","Shoulder","B12",200,2000,0,38.049999999999997,41.79,8,0]
[2015,"ENT_2_TVA_Transmission","ENT","TVA_Transmission","Internal","Shoulder","B12",200,2100,0,38.049999999999997,43.39,8,0]
[2015,"HQ_NEISO_2_NEISO","HQ_NEISO","NEISO","Internal","Shoulder","B12",200,99999,2920,36.72,36.729999999999997,0.01,0]
[2015,"HQ_NY_2_NYISO_A-F","HQ_NY","NYISO_A-F","Internal","Shoulder","B12",200,99999,1000,39.96,39.979999999999997,0.01,0]
[2015,"HQ_IESO_2_IESO","HQ_IESO","IESO","Internal","Shoulder","B12",200,99999,400,32.96,32.979999999999997,0.01,0]
[2015,"IESO_2_MAPP_CA","IESO","MAPP_CA","Internal","Shoulder","B12",200,262,91.73,32.979999999999997,39.979999999999997,7,0]
[2015,"IESO_2_MISO_MI","IESO","MISO_MI","Internal","Shoulder","B12",200,1840,1840,32.979999999999997,40,7,0.02]
[2015,"IESO_2_MISO_W","IESO","MISO_W","Internal","Shoulder","B12",200,140,140,32.979999999999997,39.99,7,0.01]
[2015,"IESO_2_NYISO_A-F","IESO","NYISO_A-F","Internal","Shoulder","B12",200,1725,1440.22,32.979999999999997,39.979999999999997,7,0]
[2015,"MAPP_CA_2_IESO","MAPP_CA","IESO","Internal","Shoulder","B12",200,330,0,39.979999999999997,32.979999999999997,8,0]
[2015,"MAPP_CA_2_MAPP_US","MAPP_CA","MAPP_US","Internal","Shoulder","B12",200,372,0,39.979999999999997,32.99,7,0]
[2015,"MAPP_CA_2_MISO_W","MAPP_CA","MISO_W","Internal","Shoulder","B12",200,1970,1371.19,39.979999999999997,39.99,0.01,0]
[2015,"MAPP_US_2_MAPP_CA","MAPP_US","MAPP_CA","Internal","Shoulder","B12",200,165,0,32.99,39.979999999999997,7,0]
[2015,"MAPP_US_2_MISO_W","MAPP_US","MISO_W","Internal","Shoulder","B12",200,2635,1522.52,32.99,39.99,7,0]
[2015,"MAPP_US_2_NE","MAPP_US","NE","Internal","Shoulder","B12",200,2000,0,32.99,39.22,7,0]
[2015,"MARITIMES_2_NEISO","MARITIMES","NEISO","Internal","Shoulder","B12",200,99999,1400,36.72,36.729999999999997,0.01,0]
[2015,"MISO_IN_2_MISO_MI","MISO_IN","MISO_MI","Internal","Shoulder","B12",200,5000,0,40,40,0.01,0]
[2015,"MISO_IN_2_MISO_MO-IL","MISO_IN","MISO_MO-IL","Internal","Shoulder","B12",200,5000,0,40,39.99,0.01,0]
[2015,"MISO_IN_2_NonRTO_Midwest","MISO_IN","NonRTO_Midwest","Internal","Shoulder","B12",200,4800,552.32000000000005,40,48,8,0]
[2015,"MISO_IN_2_PJM_ROR","MISO_IN","PJM_ROR","Internal","Shoulder","B12",200,992,31.22,40,42,2,0]
[2015,"MISO_MI_2_MISO_IN","MISO_MI","MISO_IN","Internal","Shoulder","B12",200,2045,0,40,40,0.01,0]
[2015,"MISO_MI_2_MISO_WUMS","MISO_MI","MISO_WUMS","Internal","Shoulder","B12",200,117,0,40,40,0.01,0]
[2015,"MISO_MI_2_PJM_ROR","MISO_MI","PJM_ROR","Internal","Shoulder","B12",200,1424,895.49,40,42,2,0]
[2015,"MISO_MO-IL_2_ENT","MISO_MO-IL","ENT","Internal","Shoulder","B12",200,2540,0,39.99,38.049999999999997,8,0]
[2015,"MISO_MO-IL_2_MISO_IN","MISO_MO-IL","MISO_IN","Internal","Shoulder","B12",200,2100,1962.69,39.99,40,0.01,0]
[2015,"MISO_MO-IL_2_MISO_W","MISO_MO-IL","MISO_W","Internal","Shoulder","B12",200,960,0,39.99,39.99,0.01,0]
[2015,"MISO_MO-IL_2_PJM_ROR","MISO_MO-IL","PJM_ROR","Internal","Shoulder","B12",200,1212,1212,39.99,42,2,0.01]
[2015,"MISO_MO-IL_2_SPP_N","MISO_MO-IL","SPP_N","Internal","Shoulder","B12",200,2000,0,39.99,39.229999999999997,8,0]
[2015,"MISO_MO-IL_2_TVA_Transmission","MISO_MO-IL","TVA_Transmission","Internal","Shoulder","B12",200,4000,0,39.99,43.39,8,0]
[2015,"MISO_W_2_MAPP_CA","MISO_W","MAPP_CA","Internal","Shoulder","B12",200,700,0,39.99,39.979999999999997,0.01,0]
[2015,"MISO_W_2_MISO_MO-IL","MISO_W","MISO_MO-IL","Internal","Shoulder","B12",200,3800,0,39.99,39.99,0.01,0]
[2015,"MISO_W_2_MISO_WUMS","MISO_W","MISO_WUMS","Internal","Shoulder","B12",200,1629,1146.57,39.99,40,0.01,0]
[2015,"MISO_W_2_NE","MISO_W","NE","Internal","Shoulder","B12",200,2800,0,39.99,39.22,7,0]
[2015,"MISO_W_2_PJM_ROR","MISO_W","PJM_ROR","Internal","Shoulder","B12",200,773,773,39.99,42,2,0.01]
[2015,"MISO_W_2_SPP_N","MISO_W","SPP_N","Internal","Shoulder","B12",200,3200,0,39.99,39.229999999999997,7,0]
[2015,"MISO_WUMS_2_MISO_MI","MISO_WUMS","MISO_MI","Internal","Shoulder","B12",200,99,0,40,40,0.01,0]
[2015,"MISO_WUMS_2_MISO_W","MISO_WUMS","MISO_W","Internal","Shoulder","B12",200,1137,0,40,39.99,0.01,0]
[2015,"MISO_WUMS_2_PJM_ROR","MISO_WUMS","PJM_ROR","Internal","Shoulder","B12",200,1600,487.45,40,42,2,0]
[2015,"NE_2_MISO_W","NE","MISO_W","Internal","Shoulder","B12",200,1600,0,39.22,39.99,5,0]
[2015,"NE_2_SPP_N","NE","SPP_N","Internal","Shoulder","B12",200,1800,1036.44,39.22,39.229999999999997,0.01,0]
[2015,"NEISO_2_NYISO_A-F","NEISO","NYISO_A-F","Internal","Shoulder","B12",200,600,600,36.729999999999997,39.979999999999997,3,0.25]
[2015,"NEISO_2_NYISO_G-I","NEISO","NYISO_G-I","Internal","Shoulder","B12",200,600,600,36.729999999999997,40.85,3,1.1200000000000001]
[2015,"NEISO_2_NYISO_J-K","NEISO","NYISO_J-K","Internal","Shoulder","B12",200,430,430,36.729999999999997,40.86,3,1.1299999999999999]
[2015,"NonRTO_Midwest_2_MISO_IN","NonRTO_Midwest","MISO_IN","Internal","Shoulder","B12",200,4450,0,48,40,8,0]
[2015,"NonRTO_Midwest_2_TVA_Transmission","NonRTO_Midwest","TVA_Transmission","Internal","Shoulder","B12",200,2400,0,48,43.39,8,0]
[2015,"NYISO_A-F_2_IESO","NYISO_A-F","IESO","Internal","Shoulder","B12",200,1600,0,39.979999999999997,32.979999999999997,7,0]
[2015,"NYISO_A-F_2_NEISO","NYISO_A-F","NEISO","Internal","Shoulder","B12",200,600,0,39.979999999999997,36.729999999999997,3,0]
[2015,"NYISO_A-F_2_NYISO_G-I","NYISO_A-F","NYISO_G-I","Internal","Shoulder","B12",200,4250,4250,39.979999999999997,40.85,0.01,0.86]
[2015,"NYISO_A-F_2_PJM_ROM","NYISO_A-F","PJM_ROM","Internal","Shoulder","B12",200,1000,0,39.979999999999997,42.01,8,0]
[2015,"NYISO_G-I_2_NEISO","NYISO_G-I","NEISO","Internal","Shoulder","B12",200,600,0,40.85,36.729999999999997,3,0]
[2015,"NYISO_G-I_2_NYISO_A-F","NYISO_G-I","NYISO_A-F","Internal","Shoulder","B12",200,1999,0,40.85,39.979999999999997,0.01,0]
[2015,"NYISO_G-I_2_NYISO_J-K","NYISO_G-I","NYISO_J-K","Internal","Shoulder","B12",200,6130,4937.51,40.85,40.86,0.01,0]
[2015,"NYISO_G-I_2_PJM_E","NYISO_G-I","PJM_E","Internal","Shoulder","B12",200,1500,0,40.85,42.02,8,0]
[2015,"NYISO_J-K_2_NEISO","NYISO_J-K","NEISO","Internal","Shoulder","B12",200,0.01,0,40.86,36.729999999999997,3,0]
[2015,"NYISO_J-K_2_NYISO_G-I","NYISO_J-K","NYISO_G-I","Internal","Shoulder","B12",200,1999,0,40.86,40.85,0.01,0]
[2015,"NYISO_J-K_2_PJM_E","NYISO_J-K","PJM_E","Internal","Shoulder","B12",200,0.01,0,40.86,42.02,8,0]
[2015,"PJM_E_2_NYISO_G-I","PJM_E","NYISO_G-I","Internal","Shoulder","B12",200,500,0,42.02,40.85,6,0]
[2015,"PJM_E_2_NYISO_J-K","PJM_E","NYISO_J-K","Internal","Shoulder","B12",200,330,0,42.02,40.86,6,0]
[2015,"PJM_E_2_PJM_ROM","PJM_E","PJM_ROM","Internal","Shoulder","B12",200,8000,0,42.02,42.01,0.01,0]
[2015,"PJM_ROR_2_MISO_IN","PJM_ROR","MISO_IN","Internal","Shoulder","B12",200,909,0,42,40,2,0]
[2015,"PJM_ROR_2_MISO_MI","PJM_ROR","MISO_MI","Internal","Shoulder","B12",200,1305,0,42,40,2,0]
[2015,"PJM_ROR_2_MISO_MO-IL","PJM_ROR","MISO_MO-IL","Internal","Shoulder","B12",200,1111,0,42,39.99,2,0]
[2015,"PJM_ROR_2_MISO_W","PJM_ROR","MISO_W","Internal","Shoulder","B12",200,709,0,42,39.99,2,0]
[2015,"PJM_ROR_2_MISO_WUMS","PJM_ROR","MISO_WUMS","Internal","Shoulder","B12",200,1467,0,42,40,2,0]
[2015,"PJM_ROR_2_PJM_ROM","PJM_ROR","PJM_ROM","Internal","Shoulder","B12",200,8000,4040.14,42,42.01,0.01,0]
[2015,"PJM_ROR_2_TVA_Transmission","PJM_ROR","TVA_Transmission","Internal","Shoulder","B12",200,2500,0,42,43.39,6,0]
[2015,"PJM_ROR_2_VACAR","PJM_ROR","VACAR","Internal","Shoulder","B12",200,3000,496.74,42,48,6,0]
[2015,"PJM_ROM_2_NYISO_A-F","PJM_ROM","NYISO_A-F","Internal","Shoulder","B12",200,2000,0,42.01,39.979999999999997,6,0]
[2015,"PJM_ROM_2_PJM_E","PJM_ROM","PJM_E","Internal","Shoulder","B12",200,8000,1059.93,42.01,42.02,0.01,0]
[2015,"PJM_ROM_2_PJM_ROR","PJM_ROM","PJM_ROR","Internal","Shoulder","B12",200,8000,0,42.01,42,0.01,0]
[2015,"SOCO_2_FRCC","SOCO","FRCC","Internal","Shoulder","B12",200,3700,1555.65,41.79,51.79,10,0]
[2015,"SOCO_2_VACAR","SOCO","VACAR","Internal","Shoulder","B12",200,2000,0,41.79,48,10,0]
[2015,"SPP_N_2_ENT","SPP_N","ENT","Internal","Shoulder","B12",200,1800,0,39.229999999999997,38.049999999999997,5,0]
[2015,"SPP_N_2_MISO_MO-IL","SPP_N","MISO_MO-IL","Internal","Shoulder","B12",200,2000,0,39.229999999999997,39.99,5,0]
[2015,"SPP_N_2_MISO_W","SPP_N","MISO_W","Internal","Shoulder","B12",200,750,0,39.229999999999997,39.99,5,0]
[2015,"SPP_N_2_NE","SPP_N","NE","Internal","Shoulder","B12",200,330,0,39.229999999999997,39.22,0.01,0]
[2015,"SPP_N_2_SPP_S","SPP_N","SPP_S","Internal","Shoulder","B12",200,4000,0,39.229999999999997,39.22,0.01,0]
[2015,"SPP_S_2_ENT","SPP_S","ENT","Internal","Shoulder","B12",200,850,0,39.22,38.049999999999997,5,0]
[2015,"SPP_S_2_SPP_N","SPP_S","SPP_N","Internal","Shoulder","B12",200,640,26.27,39.22,39.229999999999997,0.01,0]
[2015,"TVA_2_ENT","TVA","ENT","Internal","Shoulder","B12",200,500,0,40.020000000000003,38.049999999999997,9,0]
[2015,"TVA_2_NonRTO_Midwest","TVA","NonRTO_Midwest","Internal","Shoulder","B12",200,100,0,40.020000000000003,48,9,0]
[2015,"TVA_2_SOCO","TVA","SOCO","Internal","Shoulder","B12",200,500,0,40.020000000000003,41.79,9,0]
[2015,"TVA_2_VACAR","TVA","VACAR","Internal","Shoulder","B12",200,150,0,40.020000000000003,48,9,0]
[2015,"TVA_Transmission_2_NonRTO_Midwest","TVA_Transmission","NonRTO_Midwest","Internal","Shoulder","B12",200,700,0,43.39,48,9,0]
[2015,"TVA_Transmission_2_SOCO","TVA_Transmission","SOCO","Internal","Shoulder","B12",200,3200,0,43.39,41.79,9,0]
[2015,"TVA_Transmission_2_TVA","TVA_Transmission","TVA","Internal","Shoulder","B12",200,99999,0,43.39,40.020000000000003,0.01,0]
[2015,"TVA_Transmission_2_VACAR","TVA_Transmission","VACAR","Internal","Shoulder","B12",200,900,0,43.39,48,9,0]
[2015,"VACAR_2_SOCO","VACAR","SOCO","Internal","Shoulder","B12",200,3000,0,48,41.79,7,0]
[2015,"AZ_NM_SNV_Coal_2_SPP_S","AZ_NM_SNV_Coal","SPP_S","External","Shoulder","B12",200,400,0,37,39.22,8.17,0]
[2015,"ERCOT_2_SPP_S","ERCOT","SPP_S","External","Shoulder","B12",200,800,0,39.520000000000003,39.22,8,0]
[2015,"MAPP_US_2_RMPA","MAPP_US","RMPA","External","Shoulder","B12",200,200,0,32.99,38.159999999999997,8,0]
[2015,"NE_2_RMPA","NE","RMPA","External","Shoulder","B12",200,310,0,39.22,38.159999999999997,5,0]
[2015,"NWPP_Coal_2_MAPP_US","NWPP_Coal","MAPP_US","External","Shoulder","B12",200,150,0,36.99,32.99,8,0]
[2015,"RMPA_2_MAPP_US","RMPA","MAPP_US","External","Shoulder","B12",200,200,0,38.159999999999997,32.99,8,0]
[2015,"RMPA_2_NE","RMPA","NE","External","Shoulder","B12",200,310,0,38.159999999999997,39.22,8,0]
[2015,"RMPA_2_SPP_N","RMPA","SPP_N","External","Shoulder","B12",200,210,0,38.159999999999997,39.229999999999997,8,0]
[2015,"SPP_N_2_RMPA","SPP_N","RMPA","External","Shoulder","B12",200,210,0,39.229999999999997,38.159999999999997,5,0]
[2015,"SPP_S_2_ERCOT","SPP_S","ERCOT","External","Shoulder","B12",200,800,0,39.22,39.520000000000003,5,0]
[2015,"ENT_2_SOCO","ENT","SOCO","Internal","Shoulder","B13",600,2000,0,37.78,39.4,8,0]
[2015,"ENT_2_TVA_Transmission","ENT","TVA_Transmission","Internal","Shoulder","B13",600,2100,0,37.78,41.46,8,0]
[2015,"HQ_NEISO_2_NEISO","HQ_NEISO","NEISO","Internal","Shoulder","B13",600,99999,2920,36.72,36.729999999999997,0.01,0]
[2015,"HQ_NY_2_NYISO_A-F","HQ_NY","NYISO_A-F","Internal","Shoulder","B13",600,99999,1000,38.409999999999997,38.42,0.01,0]
[2015,"HQ_IESO_2_IESO","HQ_IESO","IESO","Internal","Shoulder","B13",600,99999,400,28.92,28.94,0.01,0]
[2015,"IESO_2_MAPP_CA","IESO","MAPP_CA","Internal","Shoulder","B13",600,262,262,28.94,37.28,7,1.34]
[2015,"IESO_2_MISO_MI","IESO","MISO_MI","Internal","Shoulder","B13",600,1840,1840,28.94,37.450000000000003,7,1.51]
[2015,"IESO_2_MISO_W","IESO","MISO_W","Internal","Shoulder","B13",600,140,140,28.94,37.29,7,1.36]
[2015,"IESO_2_NYISO_A-F","IESO","NYISO_A-F","Internal","Shoulder","B13",600,1725,1725,28.94,38.42,7,2.48]
[2015,"MAPP_CA_2_IESO","MAPP_CA","IESO","Internal","Shoulder","B13",600,330,0,37.28,28.94,8,0]
[2015,"MAPP_CA_2_MAPP_US","MAPP_CA","MAPP_US","Internal","Shoulder","B13",600,372,0,37.28,30.29,7,0]
[2015,"MAPP_CA_2_MISO_W","MAPP_CA","MISO_W","Internal","Shoulder","B13",600,1970,1634.82,37.28,37.29,0.01,0]
[2015,"MAPP_US_2_MAPP_CA","MAPP_US","MAPP_CA","Internal","Shoulder","B13",600,165,0,30.29,37.28,7,0]
[2015,"MAPP_US_2_MISO_W","MAPP_US","MISO_W","Internal","Shoulder","B13",600,2635,986.87,30.29,37.29,7,0]
[2015,"MAPP_US_2_NE","MAPP_US","NE","Internal","Shoulder","B13",600,2000,626.16999999999996,30.29,37.29,7,0]
[2015,"MARITIMES_2_NEISO","MARITIMES","NEISO","Internal","Shoulder","B13",600,99999,1400,36.72,36.729999999999997,0.01,0]
[2015,"MISO_IN_2_MISO_MI","MISO_IN","MISO_MI","Internal","Shoulder","B13",600,5000,181.29,37.44,37.450000000000003,0.01,0]
[2015,"MISO_IN_2_MISO_MO-IL","MISO_IN","MISO_MO-IL","Internal","Shoulder","B13",600,5000,0,37.44,37.28,0.01,0]
[2015,"MISO_IN_2_NonRTO_Midwest","MISO_IN","NonRTO_Midwest","Internal","Shoulder","B13",600,4800,0,37.44,44.82,8,0]
[2015,"MISO_IN_2_PJM_ROR","MISO_IN","PJM_ROR","Internal","Shoulder","B13",600,992,992,37.44,39.450000000000003,2,0.01]
[2015,"MISO_MI_2_MISO_IN","MISO_MI","MISO_IN","Internal","Shoulder","B13",600,2045,0,37.450000000000003,37.44,0.01,0]
[2015,"MISO_MI_2_MISO_WUMS","MISO_MI","MISO_WUMS","Internal","Shoulder","B13",600,117,0,37.450000000000003,37.450000000000003,0.01,0]
[2015,"MISO_MI_2_PJM_ROR","MISO_MI","PJM_ROR","Internal","Shoulder","B13",600,1424,1331.5,37.450000000000003,39.450000000000003,2,0]
[2015,"MISO_MO-IL_2_ENT","MISO_MO-IL","ENT","Internal","Shoulder","B13",600,2540,0,37.28,37.78,8,0]
[2015,"MISO_MO-IL_2_MISO_IN","MISO_MO-IL","MISO_IN","Internal","Shoulder","B13",600,2100,2100,37.28,37.44,0.01,0.15]
[2015,"MISO_MO-IL_2_MISO_W","MISO_MO-IL","MISO_W","Internal","Shoulder","B13",600,960,266.74,37.28,37.29,0.01,0]
[2015,"MISO_MO-IL_2_PJM_ROR","MISO_MO-IL","PJM_ROR","Internal","Shoulder","B13",600,1212,1212,37.28,39.450000000000003,2,0.17]
[2015,"MISO_MO-IL_2_SPP_N","MISO_MO-IL","SPP_N","Internal","Shoulder","B13",600,2000,0,37.28,37.6,8,0]
[2015,"MISO_MO-IL_2_TVA_Transmission","MISO_MO-IL","TVA_Transmission","Internal","Shoulder","B13",600,4000,0,37.28,41.46,8,0]
[2015,"MISO_W_2_MAPP_CA","MISO_W","MAPP_CA","Internal","Shoulder","B13",600,700,0,37.29,37.28,0.01,0]
[2015,"MISO_W_2_MISO_MO-IL","MISO_W","MISO_MO-IL","Internal","Shoulder","B13",600,3800,0,37.29,37.28,0.01,0]
[2015,"MISO_W_2_MISO_WUMS","MISO_W","MISO_WUMS","Internal","Shoulder","B13",600,1629,1629,37.29,37.450000000000003,0.01,0.15]
[2015,"MISO_W_2_NE","MISO_W","NE","Internal","Shoulder","B13",600,2800,0,37.29,37.29,7,0]
[2015,"MISO_W_2_PJM_ROR","MISO_W","PJM_ROR","Internal","Shoulder","B13",600,773,773,37.29,39.450000000000003,2,0.16]
[2015,"MISO_W_2_SPP_N","MISO_W","SPP_N","Internal","Shoulder","B13",600,3200,0,37.29,37.6,7,0]
[2015,"MISO_WUMS_2_MISO_MI","MISO_WUMS","MISO_MI","Internal","Shoulder","B13",600,99,0,37.450000000000003,37.450000000000003,0.01,0]
[2015,"MISO_WUMS_2_MISO_W","MISO_WUMS","MISO_W","Internal","Shoulder","B13",600,1137,0,37.450000000000003,37.29,0.01,0]
[2015,"MISO_WUMS_2_PJM_ROR","MISO_WUMS","PJM_ROR","Internal","Shoulder","B13",600,1600,852.73,37.450000000000003,39.450000000000003,2,0]
[2015,"NE_2_MISO_W","NE","MISO_W","Internal","Shoulder","B13",600,1600,0,37.29,37.29,5,0]
[2015,"NE_2_SPP_N","NE","SPP_N","Internal","Shoulder","B13",600,1800,1800,37.29,37.6,0.01,0.3]
[2015,"NEISO_2_NYISO_A-F","NEISO","NYISO_A-F","Internal","Shoulder","B13",600,600,0,36.729999999999997,38.42,3,0]
[2015,"NEISO_2_NYISO_G-I","NEISO","NYISO_G-I","Internal","Shoulder","B13",600,600,226.29,36.729999999999997,39.729999999999997,3,0]
[2015,"NEISO_2_NYISO_J-K","NEISO","NYISO_J-K","Internal","Shoulder","B13",600,430,430,36.729999999999997,39.74,3,0.01]
[2015,"NonRTO_Midwest_2_MISO_IN","NonRTO_Midwest","MISO_IN","Internal","Shoulder","B13",600,4450,0,44.82,37.44,8,0]
[2015,"NonRTO_Midwest_2_TVA_Transmission","NonRTO_Midwest","TVA_Transmission","Internal","Shoulder","B13",600,2400,0,44.82,41.46,8,0]
[2015,"NYISO_A-F_2_IESO","NYISO_A-F","IESO","Internal","Shoulder","B13",600,1600,0,38.42,28.94,7,0]
[2015,"NYISO_A-F_2_NEISO","NYISO_A-F","NEISO","Internal","Shoulder","B13",600,600,0,38.42,36.729999999999997,3,0]
[2015,"NYISO_A-F_2_NYISO_G-I","NYISO_A-F","NYISO_G-I","Internal","Shoulder","B13",600,4250,4250,38.42,39.729999999999997,0.01,1.3]
[2015,"NYISO_A-F_2_PJM_ROM","NYISO_A-F","PJM_ROM","Internal","Shoulder","B13",600,1000,0,38.42,39.57,8,0]
[2015,"NYISO_G-I_2_NEISO","NYISO_G-I","NEISO","Internal","Shoulder","B13",600,600,0,39.729999999999997,36.729999999999997,3,0]
[2015,"NYISO_G-I_2_NYISO_A-F","NYISO_G-I","NYISO_A-F","Internal","Shoulder","B13",600,1999,0,39.729999999999997,38.42,0.01,0]
[2015,"NYISO_G-I_2_NYISO_J-K","NYISO_G-I","NYISO_J-K","Internal","Shoulder","B13",600,6130,4685.71,39.729999999999997,39.74,0.01,0]
[2015,"NYISO_G-I_2_PJM_E","NYISO_G-I","PJM_E","Internal","Shoulder","B13",600,1500,0,39.729999999999997,39.58,8,0]
[2015,"NYISO_J-K_2_NEISO","NYISO_J-K","NEISO","Internal","Shoulder","B13",600,0.01,0,39.74,36.729999999999997,3,0]
[2015,"NYISO_J-K_2_NYISO_G-I","NYISO_J-K","NYISO_G-I","Internal","Shoulder","B13",600,1999,0,39.74,39.729999999999997,0.01,0]
[2015,"NYISO_J-K_2_PJM_E","NYISO_J-K","PJM_E","Internal","Shoulder","B13",600,0.01,0,39.74,39.58,8,0]
[2015,"PJM_E_2_NYISO_G-I","PJM_E","NYISO_G-I","Internal","Shoulder","B13",600,500,0,39.58,39.729999999999997,6,0]
[2015,"PJM_E_2_NYISO_J-K","PJM_E","NYISO_J-K","Internal","Shoulder","B13",600,330,0,39.58,39.74,6,0]
[2015,"PJM_E_2_PJM_ROM","PJM_E","PJM_ROM","Internal","Shoulder","B13",600,8000,0,39.58,39.57,0.01,0]
[2015,"PJM_ROR_2_MISO_IN","PJM_ROR","MISO_IN","Internal","Shoulder","B13",600,909,0,39.450000000000003,37.44,2,0]
[2015,"PJM_ROR_2_MISO_MI","PJM_ROR","MISO_MI","Internal","Shoulder","B13",600,1305,0,39.450000000000003,37.450000000000003,2,0]
[2015,"PJM_ROR_2_MISO_MO-IL","PJM_ROR","MISO_MO-IL","Internal","Shoulder","B13",600,1111,0,39.450000000000003,37.28,2,0]
[2015,"PJM_ROR_2_MISO_W","PJM_ROR","MISO_W","Internal","Shoulder","B13",600,709,0,39.450000000000003,37.29,2,0]
[2015,"PJM_ROR_2_MISO_WUMS","PJM_ROR","MISO_WUMS","Internal","Shoulder","B13",600,1467,0,39.450000000000003,37.450000000000003,2,0]
[2015,"PJM_ROR_2_PJM_ROM","PJM_ROR","PJM_ROM","Internal","Shoulder","B13",600,8000,8000,39.450000000000003,39.57,0.01,0.1]
[2015,"PJM_ROR_2_TVA_Transmission","PJM_ROR","TVA_Transmission","Internal","Shoulder","B13",600,2500,0,39.450000000000003,41.46,6,0]
[2015,"PJM_ROR_2_VACAR","PJM_ROR","VACAR","Internal","Shoulder","B13",600,3000,93.87,39.450000000000003,45.45,6,0]
[2015,"PJM_ROM_2_NYISO_A-F","PJM_ROM","NYISO_A-F","Internal","Shoulder","B13",600,2000,0,39.57,38.42,6,0]
[2015,"PJM_ROM_2_PJM_E","PJM_ROM","PJM_E","Internal","Shoulder","B13",600,8000,4297.24,39.57,39.58,0.01,0]
[2015,"PJM_ROM_2_PJM_ROR","PJM_ROM","PJM_ROR","Internal","Shoulder","B13",600,8000,0,39.57,39.450000000000003,0.01,0]
[2015,"SOCO_2_FRCC","SOCO","FRCC","Internal","Shoulder","B13",600,3700,129.25,39.4,49.4,10,0]
[2015,"SOCO_2_VACAR","SOCO","VACAR","Internal","Shoulder","B13",600,2000,0,39.4,45.45,10,0]
[2015,"SPP_N_2_ENT","SPP_N","ENT","Internal","Shoulder","B13",600,1800,0,37.6,37.78,5,0]
[2015,"SPP_N_2_MISO_MO-IL","SPP_N","MISO_MO-IL","Internal","Shoulder","B13",600,2000,0,37.6,37.28,5,0]
[2015,"SPP_N_2_MISO_W","SPP_N","MISO_W","Internal","Shoulder","B13",600,750,0,37.6,37.29,5,0]
[2015,"SPP_N_2_NE","SPP_N","NE","Internal","Shoulder","B13",600,330,0,37.6,37.29,0.01,0]
[2015,"SPP_N_2_SPP_S","SPP_N","SPP_S","Internal","Shoulder","B13",600,4000,1275.77,37.6,37.619999999999997,0.01,0]
[2015,"SPP_S_2_ENT","SPP_S","ENT","Internal","Shoulder","B13",600,850,0,37.619999999999997,37.78,5,0]
[2015,"SPP_S_2_SPP_N","SPP_S","SPP_N","Internal","Shoulder","B13",600,640,0,37.619999999999997,37.6,0.01,0]
[2015,"TVA_2_ENT","TVA","ENT","Internal","Shoulder","B13",600,500,0,38.4,37.78,9,0]
[2015,"TVA_2_NonRTO_Midwest","TVA","NonRTO_Midwest","Internal","Shoulder","B13",600,100,0,38.4,44.82,9,0]
[2015,"TVA_2_SOCO","TVA","SOCO","Internal","Shoulder","B13",600,500,0,38.4,39.4,9,0]
[2015,"TVA_2_VACAR","TVA","VACAR","Internal","Shoulder","B13",600,150,0,38.4,45.45,9,0]
[2015,"TVA_Transmission_2_NonRTO_Midwest","TVA_Transmission","NonRTO_Midwest","Internal","Shoulder","B13",600,700,0,41.46,44.82,9,0]
[2015,"TVA_Transmission_2_SOCO","TVA_Transmission","SOCO","Internal","Shoulder","B13",600,3200,0,41.46,39.4,9,0]
[2015,"TVA_Transmission_2_TVA","TVA_Transmission","TVA","Internal","Shoulder","B13",600,99999,0,41.46,38.4,0.01,0]
[2015,"TVA_Transmission_2_VACAR","TVA_Transmission","VACAR","Internal","Shoulder","B13",600,900,0,41.46,45.45,9,0]
[2015,"VACAR_2_SOCO","VACAR","SOCO","Internal","Shoulder","B13",600,3000,0,45.45,39.4,7,0]
[2015,"AZ_NM_SNV_Coal_2_SPP_S","AZ_NM_SNV_Coal","SPP_S","External","Shoulder","B13",600,400,0,37,37.619999999999997,8.17,0]
[2015,"ERCOT_2_SPP_S","ERCOT","SPP_S","External","Shoulder","B13",600,800,0,36.29,37.619999999999997,8,0]
[2015,"MAPP_US_2_RMPA","MAPP_US","RMPA","External","Shoulder","B13",600,200,0,30.29,38.159999999999997,8,0]
[2015,"NE_2_RMPA","NE","RMPA","External","Shoulder","B13",600,310,0,37.29,38.159999999999997,5,0]
[2015,"NWPP_Coal_2_MAPP_US","NWPP_Coal","MAPP_US","External","Shoulder","B13",600,150,0,36.99,30.29,8,0]
[2015,"RMPA_2_MAPP_US","RMPA","MAPP_US","External","Shoulder","B13",600,200,0,38.159999999999997,30.29,8,0]
[2015,"RMPA_2_NE","RMPA","NE","External","Shoulder","B13",600,310,0,38.159999999999997,37.29,8,0]
[2015,"RMPA_2_SPP_N","RMPA","SPP_N","External","Shoulder","B13",600,210,0,38.159999999999997,37.6,8,0]
[2015,"SPP_N_2_RMPA","SPP_N","RMPA","External","Shoulder","B13",600,210,0,37.6,38.159999999999997,5,0]
[2015,"SPP_S_2_ERCOT","SPP_S","ERCOT","External","Shoulder","B13",600,800,0,37.619999999999997,36.29,5,0]
[2015,"ENT_2_SOCO","ENT","SOCO","Internal","Shoulder","B14",900,2000,0,37.78,39.4,8,0]
[2015,"ENT_2_TVA_Transmission","ENT","TVA_Transmission","Internal","Shoulder","B14",900,2100,0,37.78,40.14,8,0]
[2015,"HQ_NEISO_2_NEISO","HQ_NEISO","NEISO","Internal","Shoulder","B14",900,99999,2920,36.72,36.729999999999997,0.01,0]
[2015,"HQ_NY_2_NYISO_A-F","HQ_NY","NYISO_A-F","Internal","Shoulder","B14",900,99999,1000,38.409999999999997,38.42,0.01,0]
[2015,"HQ_IESO_2_IESO","HQ_IESO","IESO","Internal","Shoulder","B14",900,99999,400,28.92,28.94,0.01,0]
[2015,"IESO_2_MAPP_CA","IESO","MAPP_CA","Internal","Shoulder","B14",900,262,53.3,28.94,35.94,7,0]
[2015,"IESO_2_MISO_MI","IESO","MISO_MI","Internal","Shoulder","B14",900,1840,0,28.94,35.94,7,0]
[2015,"IESO_2_MISO_W","IESO","MISO_W","Internal","Shoulder","B14",900,140,0,28.94,35.92,7,0]
[2015,"IESO_2_NYISO_A-F","IESO","NYISO_A-F","Internal","Shoulder","B14",900,1725,1725,28.94,38.42,7,2.48]
[2015,"MAPP_CA_2_IESO","MAPP_CA","IESO","Internal","Shoulder","B14",900,330,0,35.94,28.94,8,0]
[2015,"MAPP_CA_2_MAPP_US","MAPP_CA","MAPP_US","Internal","Shoulder","B14",900,372,0,35.94,29.33,7,0]
[2015,"MAPP_CA_2_MISO_W","MAPP_CA","MISO_W","Internal","Shoulder","B14",900,1970,0,35.94,35.92,0.01,0]
[2015,"MAPP_US_2_MAPP_CA","MAPP_US","MAPP_CA","Internal","Shoulder","B14",900,165,0,29.33,35.94,7,0]
[2015,"MAPP_US_2_MISO_W","MAPP_US","MISO_W","Internal","Shoulder","B14",900,2635,0,29.33,35.92,7,0]
[2015,"MAPP_US_2_NE","MAPP_US","NE","Internal","Shoulder","B14",900,2000,373.25,29.33,36.33,7,0]
[2015,"MARITIMES_2_NEISO","MARITIMES","NEISO","Internal","Shoulder","B14",900,99999,1400,36.72,36.729999999999997,0.01,0]
[2015,"MISO_IN_2_MISO_MI","MISO_IN","MISO_MI","Internal","Shoulder","B14",900,5000,0,35.92,35.94,0.01,0]
[2015,"MISO_IN_2_MISO_MO-IL","MISO_IN","MISO_MO-IL","Internal","Shoulder","B14",900,5000,0,35.92,35.909999999999997,0.01,0]
[2015,"MISO_IN_2_NonRTO_Midwest","MISO_IN","NonRTO_Midwest","Internal","Shoulder","B14",900,4800,0,35.92,35.83,8,0]
[2015,"MISO_IN_2_PJM_ROR","MISO_IN","PJM_ROR","Internal","Shoulder","B14",900,992,986.96,35.92,37.92,2,0]
[2015,"MISO_MI_2_MISO_IN","MISO_MI","MISO_IN","Internal","Shoulder","B14",900,2045,0,35.94,35.92,0.01,0]
[2015,"MISO_MI_2_MISO_WUMS","MISO_MI","MISO_WUMS","Internal","Shoulder","B14",900,117,0,35.94,35.94,0.01,0]
[2015,"MISO_MI_2_PJM_ROR","MISO_MI","PJM_ROR","Internal","Shoulder","B14",900,1424,0,35.94,37.92,2,0]
[2015,"MISO_MO-IL_2_ENT","MISO_MO-IL","ENT","Internal","Shoulder","B14",900,2540,0,35.909999999999997,37.78,8,0]
[2015,"MISO_MO-IL_2_MISO_IN","MISO_MO-IL","MISO_IN","Internal","Shoulder","B14",900,2100,1668.64,35.909999999999997,35.92,0.01,0]
[2015,"MISO_MO-IL_2_MISO_W","MISO_MO-IL","MISO_W","Internal","Shoulder","B14",900,960,955.08,35.909999999999997,35.92,0.01,0]
[2015,"MISO_MO-IL_2_PJM_ROR","MISO_MO-IL","PJM_ROR","Internal","Shoulder","B14",900,1212,1212,35.909999999999997,37.92,2,0.01]
[2015,"MISO_MO-IL_2_SPP_N","MISO_MO-IL","SPP_N","Internal","Shoulder","B14",900,2000,0,35.909999999999997,36.340000000000003,8,0]
[2015,"MISO_MO-IL_2_TVA_Transmission","MISO_MO-IL","TVA_Transmission","Internal","Shoulder","B14",900,4000,0,35.909999999999997,40.14,8,0]
[2015,"MISO_W_2_MAPP_CA","MISO_W","MAPP_CA","Internal","Shoulder","B14",900,700,369.95,35.92,35.94,0.01,0]
[2015,"MISO_W_2_MISO_MO-IL","MISO_W","MISO_MO-IL","Internal","Shoulder","B14",900,3800,0,35.92,35.909999999999997,0.01,0]
[2015,"MISO_W_2_MISO_WUMS","MISO_W","MISO_WUMS","Internal","Shoulder","B14",900,1629,459.7,35.92,35.94,0.01,0]
[2015,"MISO_W_2_NE","MISO_W","NE","Internal","Shoulder","B14",900,2800,0,35.92,36.33,7,0]
[2015,"MISO_W_2_PJM_ROR","MISO_W","PJM_ROR","Internal","Shoulder","B14",900,773,659.93,35.92,37.92,2,0]
[2015,"MISO_W_2_SPP_N","MISO_W","SPP_N","Internal","Shoulder","B14",900,3200,0,35.92,36.340000000000003,7,0]
[2015,"MISO_WUMS_2_MISO_MI","MISO_WUMS","MISO_MI","Internal","Shoulder","B14",900,99,0,35.94,35.94,0.01,0]
[2015,"MISO_WUMS_2_MISO_W","MISO_WUMS","MISO_W","Internal","Shoulder","B14",900,1137,0,35.94,35.92,0.01,0]
[2015,"MISO_WUMS_2_PJM_ROR","MISO_WUMS","PJM_ROR","Internal","Shoulder","B14",900,1600,0,35.94,37.92,2,0]
[2015,"NE_2_MISO_W","NE","MISO_W","Internal","Shoulder","B14",900,1600,0,36.33,35.92,5,0]
[2015,"NE_2_SPP_N","NE","SPP_N","Internal","Shoulder","B14",900,1800,1421.97,36.33,36.340000000000003,0.01,0]
[2015,"NEISO_2_NYISO_A-F","NEISO","NYISO_A-F","Internal","Shoulder","B14",900,600,0,36.729999999999997,38.42,3,0]
[2015,"NEISO_2_NYISO_G-I","NEISO","NYISO_G-I","Internal","Shoulder","B14",900,600,0,36.729999999999997,39.380000000000003,3,0]
[2015,"NEISO_2_NYISO_J-K","NEISO","NYISO_J-K","Internal","Shoulder","B14",900,430,0,36.729999999999997,39.39,3,0]
[2015,"NonRTO_Midwest_2_MISO_IN","NonRTO_Midwest","MISO_IN","Internal","Shoulder","B14",900,4450,0,35.83,35.92,8,0]
[2015,"NonRTO_Midwest_2_TVA_Transmission","NonRTO_Midwest","TVA_Transmission","Internal","Shoulder","B14",900,2400,0,35.83,40.14,8,0]
[2015,"NYISO_A-F_2_IESO","NYISO_A-F","IESO","Internal","Shoulder","B14",900,1600,0,38.42,28.94,7,0]
[2015,"NYISO_A-F_2_NEISO","NYISO_A-F","NEISO","Internal","Shoulder","B14",900,600,0,38.42,36.729999999999997,3,0]
[2015,"NYISO_A-F_2_NYISO_G-I","NYISO_A-F","NYISO_G-I","Internal","Shoulder","B14",900,4250,4250,38.42,39.380000000000003,0.01,0.95]
[2015,"NYISO_A-F_2_PJM_ROM","NYISO_A-F","PJM_ROM","Internal","Shoulder","B14",900,1000,0,38.42,37.94,8,0]
[2015,"NYISO_G-I_2_NEISO","NYISO_G-I","NEISO","Internal","Shoulder","B14",900,600,0,39.380000000000003,36.729999999999997,3,0]
[2015,"NYISO_G-I_2_NYISO_A-F","NYISO_G-I","NYISO_A-F","Internal","Shoulder","B14",900,1999,0,39.380000000000003,38.42,0.01,0]
[2015,"NYISO_G-I_2_NYISO_J-K","NYISO_G-I","NYISO_J-K","Internal","Shoulder","B14",900,6130,4407.1400000000003,39.380000000000003,39.39,0.01,0]
[2015,"NYISO_G-I_2_PJM_E","NYISO_G-I","PJM_E","Internal","Shoulder","B14",900,1500,0,39.380000000000003,37.950000000000003,8,0]
[2015,"NYISO_J-K_2_NEISO","NYISO_J-K","NEISO","Internal","Shoulder","B14",900,0.01,0,39.39,36.729999999999997,3,0]
[2015,"NYISO_J-K_2_NYISO_G-I","NYISO_J-K","NYISO_G-I","Internal","Shoulder","B14",900,1999,0,39.39,39.380000000000003,0.01,0]
[2015,"NYISO_J-K_2_PJM_E","NYISO_J-K","PJM_E","Internal","Shoulder","B14",900,0.01,0,39.39,37.950000000000003,8,0]
[2015,"PJM_E_2_NYISO_G-I","PJM_E","NYISO_G-I","Internal","Shoulder","B14",900,500,0,37.950000000000003,39.380000000000003,6,0]
[2015,"PJM_E_2_NYISO_J-K","PJM_E","NYISO_J-K","Internal","Shoulder","B14",900,330,0,37.950000000000003,39.39,6,0]
[2015,"PJM_E_2_PJM_ROM","PJM_E","PJM_ROM","Internal","Shoulder","B14",900,8000,0,37.950000000000003,37.94,0.01,0]
[2015,"PJM_ROR_2_MISO_IN","PJM_ROR","MISO_IN","Internal","Shoulder","B14",900,909,0,37.92,35.92,2,0]
[2015,"PJM_ROR_2_MISO_MI","PJM_ROR","MISO_MI","Internal","Shoulder","B14",900,1305,0,37.92,35.94,2,0]
[2015,"PJM_ROR_2_MISO_MO-IL","PJM_ROR","MISO_MO-IL","Internal","Shoulder","B14",900,1111,0,37.92,35.909999999999997,2,0]
[2015,"PJM_ROR_2_MISO_W","PJM_ROR","MISO_W","Internal","Shoulder","B14",900,709,0,37.92,35.92,2,0]
[2015,"PJM_ROR_2_MISO_WUMS","PJM_ROR","MISO_WUMS","Internal","Shoulder","B14",900,1467,0,37.92,35.94,2,0]
[2015,"PJM_ROR_2_PJM_ROM","PJM_ROR","PJM_ROM","Internal","Shoulder","B14",900,8000,7934.72,37.92,37.94,0.01,0]
[2015,"PJM_ROR_2_TVA_Transmission","PJM_ROR","TVA_Transmission","Internal","Shoulder","B14",900,2500,0,37.92,40.14,6,0]
[2015,"PJM_ROR_2_VACAR","PJM_ROR","VACAR","Internal","Shoulder","B14",900,3000,761.99,37.92,43.92,6,0]
[2015,"PJM_ROM_2_NYISO_A-F","PJM_ROM","NYISO_A-F","Internal","Shoulder","B14",900,2000,0,37.94,38.42,6,0]
[2015,"PJM_ROM_2_PJM_E","PJM_ROM","PJM_E","Internal","Shoulder","B14",900,8000,3192.52,37.94,37.950000000000003,0.01,0]
[2015,"PJM_ROM_2_PJM_ROR","PJM_ROM","PJM_ROR","Internal","Shoulder","B14",900,8000,0,37.94,37.92,0.01,0]
[2015,"SOCO_2_FRCC","SOCO","FRCC","Internal","Shoulder","B14",900,3700,0,39.4,45.06,10,0]
[2015,"SOCO_2_VACAR","SOCO","VACAR","Internal","Shoulder","B14",900,2000,0,39.4,43.92,10,0]
[2015,"SPP_N_2_ENT","SPP_N","ENT","Internal","Shoulder","B14",900,1800,0,36.340000000000003,37.78,5,0]
[2015,"SPP_N_2_MISO_MO-IL","SPP_N","MISO_MO-IL","Internal","Shoulder","B14",900,2000,0,36.340000000000003,35.909999999999997,5,0]
[2015,"SPP_N_2_MISO_W","SPP_N","MISO_W","Internal","Shoulder","B14",900,750,0,36.340000000000003,35.92,5,0]
[2015,"SPP_N_2_NE","SPP_N","NE","Internal","Shoulder","B14",900,330,0,36.340000000000003,36.33,0.01,0]
[2015,"SPP_N_2_SPP_S","SPP_N","SPP_S","Internal","Shoulder","B14",900,4000,1533.06,36.340000000000003,36.35,0.01,0]
[2015,"SPP_S_2_ENT","SPP_S","ENT","Internal","Shoulder","B14",900,850,0,36.35,37.78,5,0]
[2015,"SPP_S_2_SPP_N","SPP_S","SPP_N","Internal","Shoulder","B14",900,640,0,36.35,36.340000000000003,0.01,0]
[2015,"TVA_2_ENT","TVA","ENT","Internal","Shoulder","B14",900,500,0,38.4,37.78,9,0]
[2015,"TVA_2_NonRTO_Midwest","TVA","NonRTO_Midwest","Internal","Shoulder","B14",900,100,0,38.4,35.83,9,0]
[2015,"TVA_2_SOCO","TVA","SOCO","Internal","Shoulder","B14",900,500,0,38.4,39.4,9,0]
[2015,"TVA_2_VACAR","TVA","VACAR","Internal","Shoulder","B14",900,150,0,38.4,43.92,9,0]
[2015,"TVA_Transmission_2_NonRTO_Midwest","TVA_Transmission","NonRTO_Midwest","Internal","Shoulder","B14",900,700,0,40.14,35.83,9,0]
[2015,"TVA_Transmission_2_SOCO","TVA_Transmission","SOCO","Internal","Shoulder","B14",900,3200,0,40.14,39.4,9,0]
[2015,"TVA_Transmission_2_TVA","TVA_Transmission","TVA","Internal","Shoulder","B14",900,99999,0,40.14,38.4,0.01,0]
[2015,"TVA_Transmission_2_VACAR","TVA_Transmission","VACAR","Internal","Shoulder","B14",900,900,0,40.14,43.92,9,0]
[2015,"VACAR_2_SOCO","VACAR","SOCO","Internal","Shoulder","B14",900,3000,0,43.92,39.4,7,0]
[2015,"AZ_NM_SNV_Coal_2_SPP_S","AZ_NM_SNV_Coal","SPP_S","External","Shoulder","B14",900,400,0,37,36.35,8.17,0]
[2015,"ERCOT_2_SPP_S","ERCOT","SPP_S","External","Shoulder","B14",900,800,0,36.29,36.35,8,0]
[2015,"MAPP_US_2_RMPA","MAPP_US","RMPA","External","Shoulder","B14",900,200,200,29.33,38.159999999999997,8,0.83]
[2015,"NE_2_RMPA","NE","RMPA","External","Shoulder","B14",900,310,0,36.33,38.159999999999997,5,0]
[2015,"NWPP_Coal_2_MAPP_US","NWPP_Coal","MAPP_US","External","Shoulder","B14",900,150,0,36.99,29.33,8,0]
[2015,"RMPA_2_MAPP_US","RMPA","MAPP_US","External","Shoulder","B14",900,200,0,38.159999999999997,29.33,8,0]
[2015,"RMPA_2_NE","RMPA","NE","External","Shoulder","B14",900,310,0,38.159999999999997,36.33,8,0]
[2015,"RMPA_2_SPP_N","RMPA","SPP_N","External","Shoulder","B14",900,210,0,38.159999999999997,36.340000000000003,8,0]
[2015,"SPP_N_2_RMPA","SPP_N","RMPA","External","Shoulder","B14",900,210,0,36.340000000000003,38.159999999999997,5,0]
[2015,"SPP_S_2_ERCOT","SPP_S","ERCOT","External","Shoulder","B14",900,800,0,36.35,36.29,5,0]
[2015,"ENT_2_SOCO","ENT","SOCO","Internal","Shoulder","B15",1203,2000,0,36.549999999999997,39.020000000000003,8,0]
[2015,"ENT_2_TVA_Transmission","ENT","TVA_Transmission","Internal","Shoulder","B15",1203,2100,0,36.549999999999997,39.15,8,0]
[2015,"HQ_NEISO_2_NEISO","HQ_NEISO","NEISO","Internal","Shoulder","B15",1203,99999,1143.24,36.72,36.729999999999997,0.01,0]
[2015,"HQ_NY_2_NYISO_A-F","HQ_NY","NYISO_A-F","Internal","Shoulder","B15",1203,99999,188.69,38.409999999999997,38.42,0.01,0]
[2015,"HQ_IESO_2_IESO","HQ_IESO","IESO","Internal","Shoulder","B15",1203,99999,75.48,28.92,28.94,0.01,0]
[2015,"IESO_2_MAPP_CA","IESO","MAPP_CA","Internal","Shoulder","B15",1203,262,43.64,28.94,35.94,7,0]
[2015,"IESO_2_MISO_MI","IESO","MISO_MI","Internal","Shoulder","B15",1203,1840,0,28.94,33.53,7,0]
[2015,"IESO_2_MISO_W","IESO","MISO_W","Internal","Shoulder","B15",1203,140,0,28.94,33.07,7,0]
[2015,"IESO_2_NYISO_A-F","IESO","NYISO_A-F","Internal","Shoulder","B15",1203,1725,1725,28.94,38.42,7,2.48]
[2015,"MAPP_CA_2_IESO","MAPP_CA","IESO","Internal","Shoulder","B15",1203,330,0,35.94,28.94,8,0]
[2015,"MAPP_CA_2_MAPP_US","MAPP_CA","MAPP_US","Internal","Shoulder","B15",1203,372,0,35.94,28.94,7,0]
[2015,"MAPP_CA_2_MISO_W","MAPP_CA","MISO_W","Internal","Shoulder","B15",1203,1970,0,35.94,33.07,0.01,0]
[2015,"MAPP_US_2_MAPP_CA","MAPP_US","MAPP_CA","Internal","Shoulder","B15",1203,165,19.91,28.94,35.94,7,0]
[2015,"MAPP_US_2_MISO_W","MAPP_US","MISO_W","Internal","Shoulder","B15",1203,2635,0,28.94,33.07,7,0]
[2015,"MAPP_US_2_NE","MAPP_US","NE","Internal","Shoulder","B15",1203,2000,362.99,28.94,35.94,7,0]
[2015,"MARITIMES_2_NEISO","MARITIMES","NEISO","Internal","Shoulder","B15",1203,99999,426.43,36.72,36.729999999999997,0.01,0]
[2015,"MISO_IN_2_MISO_MI","MISO_IN","MISO_MI","Internal","Shoulder","B15",1203,5000,238.26,33.520000000000003,33.53,0.01,0]
[2015,"MISO_IN_2_MISO_MO-IL","MISO_IN","MISO_MO-IL","Internal","Shoulder","B15",1203,5000,0,33.520000000000003,33.049999999999997,0.01,0]
[2015,"MISO_IN_2_NonRTO_Midwest","MISO_IN","NonRTO_Midwest","Internal","Shoulder","B15",1203,4800,0,33.520000000000003,33.61,8,0]
[2015,"MISO_IN_2_PJM_ROR","MISO_IN","PJM_ROR","Internal","Shoulder","B15",1203,992,0,33.520000000000003,35.049999999999997,2,0]
[2015,"MISO_MI_2_MISO_IN","MISO_MI","MISO_IN","Internal","Shoulder","B15",1203,2045,0,33.53,33.520000000000003,0.01,0]
[2015,"MISO_MI_2_MISO_WUMS","MISO_MI","MISO_WUMS","Internal","Shoulder","B15",1203,117,0,33.53,33.08,0.01,0]
[2015,"MISO_MI_2_PJM_ROR","MISO_MI","PJM_ROR","Internal","Shoulder","B15",1203,1424,0,33.53,35.049999999999997,2,0]
[2015,"MISO_MO-IL_2_ENT","MISO_MO-IL","ENT","Internal","Shoulder","B15",1203,2540,0,33.049999999999997,36.549999999999997,8,0]
[2015,"MISO_MO-IL_2_MISO_IN","MISO_MO-IL","MISO_IN","Internal","Shoulder","B15",1203,2100,2100,33.049999999999997,33.520000000000003,0.01,0.46]
[2015,"MISO_MO-IL_2_MISO_W","MISO_MO-IL","MISO_W","Internal","Shoulder","B15",1203,960,960,33.049999999999997,33.07,0.01,0.01]
[2015,"MISO_MO-IL_2_PJM_ROR","MISO_MO-IL","PJM_ROR","Internal","Shoulder","B15",1203,1212,547.27,33.049999999999997,35.049999999999997,2,0]
[2015,"MISO_MO-IL_2_SPP_N","MISO_MO-IL","SPP_N","Internal","Shoulder","B15",1203,2000,0,33.049999999999997,36.299999999999997,8,0]
[2015,"MISO_MO-IL_2_TVA_Transmission","MISO_MO-IL","TVA_Transmission","Internal","Shoulder","B15",1203,4000,0,33.049999999999997,39.15,8,0]
[2015,"MISO_W_2_MAPP_CA","MISO_W","MAPP_CA","Internal","Shoulder","B15",1203,700,700,33.07,35.94,0.01,2.86]
[2015,"MISO_W_2_MISO_MO-IL","MISO_W","MISO_MO-IL","Internal","Shoulder","B15",1203,3800,0,33.07,33.049999999999997,0.01,0]
[2015,"MISO_W_2_MISO_WUMS","MISO_W","MISO_WUMS","Internal","Shoulder","B15",1203,1629,389.51,33.07,33.08,0.01,0]
[2015,"MISO_W_2_NE","MISO_W","NE","Internal","Shoulder","B15",1203,2800,0,33.07,35.94,7,0]
[2015,"MISO_W_2_PJM_ROR","MISO_W","PJM_ROR","Internal","Shoulder","B15",1203,773,0,33.07,35.049999999999997,2,0]
[2015,"MISO_W_2_SPP_N","MISO_W","SPP_N","Internal","Shoulder","B15",1203,3200,0,33.07,36.299999999999997,7,0]
[2015,"MISO_WUMS_2_MISO_MI","MISO_WUMS","MISO_MI","Internal","Shoulder","B15",1203,99,99,33.08,33.53,0.01,0.44]
[2015,"MISO_WUMS_2_MISO_W","MISO_WUMS","MISO_W","Internal","Shoulder","B15",1203,1137,0,33.08,33.07,0.01,0]
[2015,"MISO_WUMS_2_PJM_ROR","MISO_WUMS","PJM_ROR","Internal","Shoulder","B15",1203,1600,0,33.08,35.049999999999997,2,0]
[2015,"NE_2_MISO_W","NE","MISO_W","Internal","Shoulder","B15",1203,1600,0,35.94,33.07,5,0]
[2015,"NE_2_SPP_N","NE","SPP_N","Internal","Shoulder","B15",1203,1800,1800,35.94,36.299999999999997,0.01,0.35]
[2015,"NEISO_2_NYISO_A-F","NEISO","NYISO_A-F","Internal","Shoulder","B15",1203,600,0,36.729999999999997,38.42,3,0]
[2015,"NEISO_2_NYISO_G-I","NEISO","NYISO_G-I","Internal","Shoulder","B15",1203,600,0,36.729999999999997,38.43,3,0]
[2015,"NEISO_2_NYISO_J-K","NEISO","NYISO_J-K","Internal","Shoulder","B15",1203,430,0,36.729999999999997,38.44,3,0]
[2015,"NonRTO_Midwest_2_MISO_IN","NonRTO_Midwest","MISO_IN","Internal","Shoulder","B15",1203,4450,0,33.61,33.520000000000003,8,0]
[2015,"NonRTO_Midwest_2_TVA_Transmission","NonRTO_Midwest","TVA_Transmission","Internal","Shoulder","B15",1203,2400,0,33.61,39.15,8,0]
[2015,"NYISO_A-F_2_IESO","NYISO_A-F","IESO","Internal","Shoulder","B15",1203,1600,0,38.42,28.94,7,0]
[2015,"NYISO_A-F_2_NEISO","NYISO_A-F","NEISO","Internal","Shoulder","B15",1203,600,0,38.42,36.729999999999997,3,0]
[2015,"NYISO_A-F_2_NYISO_G-I","NYISO_A-F","NYISO_G-I","Internal","Shoulder","B15",1203,4250,3249.58,38.42,38.43,0.01,0]
[2015,"NYISO_A-F_2_PJM_ROM","NYISO_A-F","PJM_ROM","Internal","Shoulder","B15",1203,1000,0,38.42,37.24,8,0]
[2015,"NYISO_G-I_2_NEISO","NYISO_G-I","NEISO","Internal","Shoulder","B15",1203,600,0,38.43,36.729999999999997,3,0]
[2015,"NYISO_G-I_2_NYISO_A-F","NYISO_G-I","NYISO_A-F","Internal","Shoulder","B15",1203,1999,0,38.43,38.42,0.01,0]
[2015,"NYISO_G-I_2_NYISO_J-K","NYISO_G-I","NYISO_J-K","Internal","Shoulder","B15",1203,6130,3196.78,38.43,38.44,0.01,0]
[2015,"NYISO_G-I_2_PJM_E","NYISO_G-I","PJM_E","Internal","Shoulder","B15",1203,1500,0,38.43,37.25,8,0]
[2015,"NYISO_J-K_2_NEISO","NYISO_J-K","NEISO","Internal","Shoulder","B15",1203,0.01,0,38.44,36.729999999999997,3,0]
[2015,"NYISO_J-K_2_NYISO_G-I","NYISO_J-K","NYISO_G-I","Internal","Shoulder","B15",1203,1999,0,38.44,38.43,0.01,0]
[2015,"NYISO_J-K_2_PJM_E","NYISO_J-K","PJM_E","Internal","Shoulder","B15",1203,0.01,0,38.44,37.25,8,0]
[2015,"PJM_E_2_NYISO_G-I","PJM_E","NYISO_G-I","Internal","Shoulder","B15",1203,500,0,37.25,38.43,6,0]
[2015,"PJM_E_2_NYISO_J-K","PJM_E","NYISO_J-K","Internal","Shoulder","B15",1203,330,0,37.25,38.44,6,0]
[2015,"PJM_E_2_PJM_ROM","PJM_E","PJM_ROM","Internal","Shoulder","B15",1203,8000,0,37.25,37.24,0.01,0]
[2015,"PJM_ROR_2_MISO_IN","PJM_ROR","MISO_IN","Internal","Shoulder","B15",1203,909,0,35.049999999999997,33.520000000000003,2,0]
[2015,"PJM_ROR_2_MISO_MI","PJM_ROR","MISO_MI","Internal","Shoulder","B15",1203,1305,0,35.049999999999997,33.53,2,0]
[2015,"PJM_ROR_2_MISO_MO-IL","PJM_ROR","MISO_MO-IL","Internal","Shoulder","B15",1203,1111,0,35.049999999999997,33.049999999999997,2,0]
[2015,"PJM_ROR_2_MISO_W","PJM_ROR","MISO_W","Internal","Shoulder","B15",1203,709,0,35.049999999999997,33.07,2,0]
[2015,"PJM_ROR_2_MISO_WUMS","PJM_ROR","MISO_WUMS","Internal","Shoulder","B15",1203,1467,0,35.049999999999997,33.08,2,0]
[2015,"PJM_ROR_2_PJM_ROM","PJM_ROR","PJM_ROM","Internal","Shoulder","B15",1203,8000,8000,35.049999999999997,37.24,0.01,2.1800000000000002]
[2015,"PJM_ROR_2_TVA_Transmission","PJM_ROR","TVA_Transmission","Internal","Shoulder","B15",1203,2500,0,35.049999999999997,39.15,6,0]
[2015,"PJM_ROR_2_VACAR","PJM_ROR","VACAR","Internal","Shoulder","B15",1203,3000,3000,35.049999999999997,41.5,6,0.46]
[2015,"PJM_ROM_2_NYISO_A-F","PJM_ROM","NYISO_A-F","Internal","Shoulder","B15",1203,2000,0,37.24,38.42,6,0]
[2015,"PJM_ROM_2_PJM_E","PJM_ROM","PJM_E","Internal","Shoulder","B15",1203,8000,4396.88,37.24,37.25,0.01,0]
[2015,"PJM_ROM_2_PJM_ROR","PJM_ROM","PJM_ROR","Internal","Shoulder","B15",1203,8000,0,37.24,35.049999999999997,0.01,0]
[2015,"SOCO_2_FRCC","SOCO","FRCC","Internal","Shoulder","B15",1203,3700,0,39.020000000000003,43.22,10,0]
[2015,"SOCO_2_VACAR","SOCO","VACAR","Internal","Shoulder","B15",1203,2000,0,39.020000000000003,41.5,10,0]
[2015,"SPP_N_2_ENT","SPP_N","ENT","Internal","Shoulder","B15",1203,1800,0,36.299999999999997,36.549999999999997,5,0]
[2015,"SPP_N_2_MISO_MO-IL","SPP_N","MISO_MO-IL","Internal","Shoulder","B15",1203,2000,0,36.299999999999997,33.049999999999997,5,0]
[2015,"SPP_N_2_MISO_W","SPP_N","MISO_W","Internal","Shoulder","B15",1203,750,0,36.299999999999997,33.07,5,0]
[2015,"SPP_N_2_NE","SPP_N","NE","Internal","Shoulder","B15",1203,330,0,36.299999999999997,35.94,0.01,0]
[2015,"SPP_N_2_SPP_S","SPP_N","SPP_S","Internal","Shoulder","B15",1203,4000,3241.98,36.299999999999997,36.31,0.01,0]
[2015,"SPP_S_2_ENT","SPP_S","ENT","Internal","Shoulder","B15",1203,850,0,36.31,36.549999999999997,5,0]
[2015,"SPP_S_2_SPP_N","SPP_S","SPP_N","Internal","Shoulder","B15",1203,640,0,36.31,36.299999999999997,0.01,0]
[2015,"TVA_2_ENT","TVA","ENT","Internal","Shoulder","B15",1203,500,0,38.4,36.549999999999997,9,0]
[2015,"TVA_2_NonRTO_Midwest","TVA","NonRTO_Midwest","Internal","Shoulder","B15",1203,100,0,38.4,33.61,9,0]
[2015,"TVA_2_SOCO","TVA","SOCO","Internal","Shoulder","B15",1203,500,0,38.4,39.020000000000003,9,0]
[2015,"TVA_2_VACAR","TVA","VACAR","Internal","Shoulder","B15",1203,150,0,38.4,41.5,9,0]
[2015,"TVA_Transmission_2_NonRTO_Midwest","TVA_Transmission","NonRTO_Midwest","Internal","Shoulder","B15",1203,700,0,39.15,33.61,9,0]
[2015,"TVA_Transmission_2_SOCO","TVA_Transmission","SOCO","Internal","Shoulder","B15",1203,3200,0,39.15,39.020000000000003,9,0]
[2015,"TVA_Transmission_2_TVA","TVA_Transmission","TVA","Internal","Shoulder","B15",1203,99999,0,39.15,38.4,0.01,0]
[2015,"TVA_Transmission_2_VACAR","TVA_Transmission","VACAR","Internal","Shoulder","B15",1203,900,0,39.15,41.5,9,0]
[2015,"VACAR_2_SOCO","VACAR","SOCO","Internal","Shoulder","B15",1203,3000,0,41.5,39.020000000000003,7,0]
[2015,"AZ_NM_SNV_Coal_2_SPP_S","AZ_NM_SNV_Coal","SPP_S","External","Shoulder","B15",1203,400,0,37,36.31,8.17,0]
[2015,"ERCOT_2_SPP_S","ERCOT","SPP_S","External","Shoulder","B15",1203,800,0,36.29,36.31,8,0]
[2015,"MAPP_US_2_RMPA","MAPP_US","RMPA","External","Shoulder","B15",1203,200,200,28.94,38.159999999999997,8,1.23]
[2015,"NE_2_RMPA","NE","RMPA","External","Shoulder","B15",1203,310,0,35.94,38.159999999999997,5,0]
[2015,"NWPP_Coal_2_MAPP_US","NWPP_Coal","MAPP_US","External","Shoulder","B15",1203,150,0,36.99,28.94,8,0]
[2015,"RMPA_2_MAPP_US","RMPA","MAPP_US","External","Shoulder","B15",1203,200,0,38.159999999999997,28.94,8,0]
[2015,"RMPA_2_NE","RMPA","NE","External","Shoulder","B15",1203,310,0,38.159999999999997,35.94,8,0]
[2015,"RMPA_2_SPP_N","RMPA","SPP_N","External","Shoulder","B15",1203,210,0,38.159999999999997,36.299999999999997,8,0]
[2015,"SPP_N_2_RMPA","SPP_N","RMPA","External","Shoulder","B15",1203,210,0,36.299999999999997,38.159999999999997,5,0]
[2015,"SPP_S_2_ERCOT","SPP_S","ERCOT","External","Shoulder","B15",1203,800,0,36.31,36.29,5,0]
[2015,"ENT_2_SOCO","ENT","SOCO","Internal","Winter","B16",25,2000,1597.41,51.78,59.78,8,0]
[2015,"ENT_2_TVA_Transmission","ENT","TVA_Transmission","Internal","Winter","B16",25,2100,0,51.78,54.7,8,0]
[2015,"HQ_NEISO_2_NEISO","HQ_NEISO","NEISO","Internal","Winter","B16",25,99999,2920,44.98,44.99,0.01,0]
[2015,"HQ_NY_2_NYISO_A-F","HQ_NY","NYISO_A-F","Internal","Winter","B16",25,99999,1000,45.85,45.86,0.01,0]
[2015,"HQ_IESO_2_IESO","HQ_IESO","IESO","Internal","Winter","B16",25,99999,400,38.85,38.86,0.01,0]
[2015,"IESO_2_MAPP_CA","IESO","MAPP_CA","Internal","Winter","B16",25,262,262,38.86,46.83,7,0.97]
[2015,"IESO_2_MISO_MI","IESO","MISO_MI","Internal","Winter","B16",25,1840,1840,38.86,46.85,7,0.99]
[2015,"IESO_2_MISO_W","IESO","MISO_W","Internal","Winter","B16",25,140,140,38.86,46.84,7,0.98]
[2015,"IESO_2_NYISO_A-F","IESO","NYISO_A-F","Internal","Winter","B16",25,1725,400.8,38.86,45.86,7,0]
[2015,"MAPP_CA_2_IESO","MAPP_CA","IESO","Internal","Winter","B16",25,330,0,46.83,38.86,8,0]
[2015,"MAPP_CA_2_MAPP_US","MAPP_CA","MAPP_US","Internal","Winter","B16",25,372,0,46.83,39.840000000000003,7,0]
[2015,"MAPP_CA_2_MISO_W","MAPP_CA","MISO_W","Internal","Winter","B16",25,1970,768.77,46.83,46.84,0.01,0]
[2015,"MAPP_US_2_MAPP_CA","MAPP_US","MAPP_CA","Internal","Winter","B16",25,165,0,39.840000000000003,46.83,7,0]
[2015,"MAPP_US_2_MISO_W","MAPP_US","MISO_W","Internal","Winter","B16",25,2635,1011.11,39.840000000000003,46.84,7,0]
[2015,"MAPP_US_2_NE","MAPP_US","NE","Internal","Winter","B16",25,2000,674.01,39.840000000000003,46.84,7,0]
[2015,"MARITIMES_2_NEISO","MARITIMES","NEISO","Internal","Winter","B16",25,99999,1400,44.98,44.99,0.01,0]
[2015,"MISO_IN_2_MISO_MI","MISO_IN","MISO_MI","Internal","Winter","B16",25,5000,0,46.86,46.85,0.01,0]
[2015,"MISO_IN_2_MISO_MO-IL","MISO_IN","MISO_MO-IL","Internal","Winter","B16",25,5000,0,46.86,46.85,0.01,0]
[2015,"MISO_IN_2_NonRTO_Midwest","MISO_IN","NonRTO_Midwest","Internal","Winter","B16",25,4800,2120.6,46.86,54.86,8,0]
[2015,"MISO_IN_2_PJM_ROR","MISO_IN","PJM_ROR","Internal","Winter","B16",25,992,0,46.86,48.85,2,0]
[2015,"MISO_MI_2_MISO_IN","MISO_MI","MISO_IN","Internal","Winter","B16",25,2045,1832.29,46.85,46.86,0.01,0]
[2015,"MISO_MI_2_MISO_WUMS","MISO_MI","MISO_WUMS","Internal","Winter","B16",25,117,0,46.85,46.85,0.01,0]
[2015,"MISO_MI_2_PJM_ROR","MISO_MI","PJM_ROR","Internal","Winter","B16",25,1424,1370.11,46.85,48.85,2,0]
[2015,"MISO_MO-IL_2_ENT","MISO_MO-IL","ENT","Internal","Winter","B16",25,2540,0,46.85,51.78,8,0]
[2015,"MISO_MO-IL_2_MISO_IN","MISO_MO-IL","MISO_IN","Internal","Winter","B16",25,2100,943.81,46.85,46.86,0.01,0]
[2015,"MISO_MO-IL_2_MISO_W","MISO_MO-IL","MISO_W","Internal","Winter","B16",25,960,0,46.85,46.84,0.01,0]
[2015,"MISO_MO-IL_2_PJM_ROR","MISO_MO-IL","PJM_ROR","Internal","Winter","B16",25,1212,1140.76,46.85,48.85,2,0]
[2015,"MISO_MO-IL_2_SPP_N","MISO_MO-IL","SPP_N","Internal","Winter","B16",25,2000,0,46.85,46.85,8,0]
[2015,"MISO_MO-IL_2_TVA_Transmission","MISO_MO-IL","TVA_Transmission","Internal","Winter","B16",25,4000,0,46.85,54.7,8,0]
[2015,"MISO_W_2_MAPP_CA","MISO_W","MAPP_CA","Internal","Winter","B16",25,700,0,46.84,46.83,0.01,0]
[2015,"MISO_W_2_MISO_MO-IL","MISO_W","MISO_MO-IL","Internal","Winter","B16",25,3800,440.11,46.84,46.85,0.01,0]
[2015,"MISO_W_2_MISO_WUMS","MISO_W","MISO_WUMS","Internal","Winter","B16",25,1629,1126.57,46.84,46.85,0.01,0]
[2015,"MISO_W_2_NE","MISO_W","NE","Internal","Winter","B16",25,2800,0,46.84,46.84,7,0]
[2015,"MISO_W_2_PJM_ROR","MISO_W","PJM_ROR","Internal","Winter","B16",25,773,773,46.84,48.85,2,0.01]
[2015,"MISO_W_2_SPP_N","MISO_W","SPP_N","Internal","Winter","B16",25,3200,0,46.84,46.85,7,0]
[2015,"MISO_WUMS_2_MISO_MI","MISO_WUMS","MISO_MI","Internal","Winter","B16",25,99,0,46.85,46.85,0.01,0]
[2015,"MISO_WUMS_2_MISO_W","MISO_WUMS","MISO_W","Internal","Winter","B16",25,1137,0,46.85,46.84,0.01,0]
[2015,"MISO_WUMS_2_PJM_ROR","MISO_WUMS","PJM_ROR","Internal","Winter","B16",25,1600,1506.05,46.85,48.85,2,0]
[2015,"NE_2_MISO_W","NE","MISO_W","Internal","Winter","B16",25,1600,0,46.84,46.84,5,0]
[2015,"NE_2_SPP_N","NE","SPP_N","Internal","Winter","B16",25,1800,1646.73,46.84,46.85,0.01,0]
[2015,"NEISO_2_NYISO_A-F","NEISO","NYISO_A-F","Internal","Winter","B16",25,600,0,44.99,45.86,3,0]
[2015,"NEISO_2_NYISO_G-I","NEISO","NYISO_G-I","Internal","Winter","B16",25,600,600,44.99,51.77,3,3.78]
[2015,"NEISO_2_NYISO_J-K","NEISO","NYISO_J-K","Internal","Winter","B16",25,430,430,44.99,51.78,3,3.79]
[2015,"NonRTO_Midwest_2_MISO_IN","NonRTO_Midwest","MISO_IN","Internal","Winter","B16",25,4450,0,54.86,46.86,8,0]
[2015,"NonRTO_Midwest_2_TVA_Transmission","NonRTO_Midwest","TVA_Transmission","Internal","Winter","B16",25,2400,0,54.86,54.7,8,0]
[2015,"NYISO_A-F_2_IESO","NYISO_A-F","IESO","Internal","Winter","B16",25,1600,0,45.86,38.86,7,0]
[2015,"NYISO_A-F_2_NEISO","NYISO_A-F","NEISO","Internal","Winter","B16",25,600,0,45.86,44.99,3,0]
[2015,"NYISO_A-F_2_NYISO_G-I","NYISO_A-F","NYISO_G-I","Internal","Winter","B16",25,4250,4250,45.86,51.77,0.01,5.9]
[2015,"NYISO_A-F_2_PJM_ROM","NYISO_A-F","PJM_ROM","Internal","Winter","B16",25,1000,0,45.86,48.86,8,0]
[2015,"NYISO_G-I_2_NEISO","NYISO_G-I","NEISO","Internal","Winter","B16",25,600,0,51.77,44.99,3,0]
[2015,"NYISO_G-I_2_NYISO_A-F","NYISO_G-I","NYISO_A-F","Internal","Winter","B16",25,1999,0,51.77,45.86,0.01,0]
[2015,"NYISO_G-I_2_NYISO_J-K","NYISO_G-I","NYISO_J-K","Internal","Winter","B16",25,6130,5386.5,51.77,51.78,0.01,0]
[2015,"NYISO_G-I_2_PJM_E","NYISO_G-I","PJM_E","Internal","Winter","B16",25,1500,0,51.77,48.87,8,0]
[2015,"NYISO_J-K_2_NEISO","NYISO_J-K","NEISO","Internal","Winter","B16",25,0.01,0,51.78,44.99,3,0.01]
[2015,"NYISO_J-K_2_NYISO_G-I","NYISO_J-K","NYISO_G-I","Internal","Winter","B16",25,1999,0,51.78,51.77,0.01,0]
[2015,"NYISO_J-K_2_PJM_E","NYISO_J-K","PJM_E","Internal","Winter","B16",25,0.01,0,51.78,48.87,8,0.01]
[2015,"PJM_E_2_NYISO_G-I","PJM_E","NYISO_G-I","Internal","Winter","B16",25,500,0,48.87,51.77,6,0]
[2015,"PJM_E_2_NYISO_J-K","PJM_E","NYISO_J-K","Internal","Winter","B16",25,330,0,48.87,51.78,6,0]
[2015,"PJM_E_2_PJM_ROM","PJM_E","PJM_ROM","Internal","Winter","B16",25,8000,0,48.87,48.86,0.01,0]
[2015,"PJM_ROR_2_MISO_IN","PJM_ROR","MISO_IN","Internal","Winter","B16",25,909,0,48.85,46.86,2,0]
[2015,"PJM_ROR_2_MISO_MI","PJM_ROR","MISO_MI","Internal","Winter","B16",25,1305,0,48.85,46.85,2,0]
[2015,"PJM_ROR_2_MISO_MO-IL","PJM_ROR","MISO_MO-IL","Internal","Winter","B16",25,1111,0,48.85,46.85,2,0]
[2015,"PJM_ROR_2_MISO_W","PJM_ROR","MISO_W","Internal","Winter","B16",25,709,0,48.85,46.84,2,0]
[2015,"PJM_ROR_2_MISO_WUMS","PJM_ROR","MISO_WUMS","Internal","Winter","B16",25,1467,0,48.85,46.85,2,0]
[2015,"PJM_ROR_2_PJM_ROM","PJM_ROR","PJM_ROM","Internal","Winter","B16",25,8000,4443.49,48.85,48.86,0.01,0]
[2015,"PJM_ROR_2_TVA_Transmission","PJM_ROR","TVA_Transmission","Internal","Winter","B16",25,2500,0,48.85,54.7,6,0]
[2015,"PJM_ROR_2_VACAR","PJM_ROR","VACAR","Internal","Winter","B16",25,3000,3000,48.85,58.89,6,4.04]
[2015,"PJM_ROM_2_NYISO_A-F","PJM_ROM","NYISO_A-F","Internal","Winter","B16",25,2000,0,48.86,45.86,6,0]
[2015,"PJM_ROM_2_PJM_E","PJM_ROM","PJM_E","Internal","Winter","B16",25,8000,1322.43,48.86,48.87,0.01,0]
[2015,"PJM_ROM_2_PJM_ROR","PJM_ROM","PJM_ROR","Internal","Winter","B16",25,8000,0,48.86,48.85,0.01,0]
[2015,"SOCO_2_FRCC","SOCO","FRCC","Internal","Winter","B16",25,3700,2389.66,59.78,69.78,10,0]
[2015,"SOCO_2_VACAR","SOCO","VACAR","Internal","Winter","B16",25,2000,0,59.78,58.89,10,0]
[2015,"SPP_N_2_ENT","SPP_N","ENT","Internal","Winter","B16",25,1800,0,46.85,51.78,5,0]
[2015,"SPP_N_2_MISO_MO-IL","SPP_N","MISO_MO-IL","Internal","Winter","B16",25,2000,0,46.85,46.85,5,0]
[2015,"SPP_N_2_MISO_W","SPP_N","MISO_W","Internal","Winter","B16",25,750,0,46.85,46.84,5,0]
[2015,"SPP_N_2_NE","SPP_N","NE","Internal","Winter","B16",25,330,0,46.85,46.84,0.01,0]
[2015,"SPP_N_2_SPP_S","SPP_N","SPP_S","Internal","Winter","B16",25,4000,1117.8699999999999,46.85,46.86,0.01,0]
[2015,"SPP_S_2_ENT","SPP_S","ENT","Internal","Winter","B16",25,850,0,46.86,51.78,5,0]
[2015,"SPP_S_2_SPP_N","SPP_S","SPP_N","Internal","Winter","B16",25,640,0,46.86,46.85,0.01,0]
[2015,"TVA_2_ENT","TVA","ENT","Internal","Winter","B16",25,500,0,54.64,51.78,9,0]
[2015,"TVA_2_NonRTO_Midwest","TVA","NonRTO_Midwest","Internal","Winter","B16",25,100,0,54.64,54.86,9,0]
[2015,"TVA_2_SOCO","TVA","SOCO","Internal","Winter","B16",25,500,0,54.64,59.78,9,0]
[2015,"TVA_2_VACAR","TVA","VACAR","Internal","Winter","B16",25,150,0,54.64,58.89,9,0]
[2015,"TVA_Transmission_2_NonRTO_Midwest","TVA_Transmission","NonRTO_Midwest","Internal","Winter","B16",25,700,0,54.7,54.86,9,0]
[2015,"TVA_Transmission_2_SOCO","TVA_Transmission","SOCO","Internal","Winter","B16",25,3200,0,54.7,59.78,9,0]
[2015,"TVA_Transmission_2_TVA","TVA_Transmission","TVA","Internal","Winter","B16",25,99999,0,54.7,54.64,0.01,0]
[2015,"TVA_Transmission_2_VACAR","TVA_Transmission","VACAR","Internal","Winter","B16",25,900,0,54.7,58.89,9,0]
[2015,"VACAR_2_SOCO","VACAR","SOCO","Internal","Winter","B16",25,3000,0,58.89,59.78,7,0]
[2015,"AZ_NM_SNV_Coal_2_SPP_S","AZ_NM_SNV_Coal","SPP_S","External","Winter","B16",25,400,0,39.31,46.86,8.17,0]
[2015,"ERCOT_2_SPP_S","ERCOT","SPP_S","External","Winter","B16",25,800,0,42.59,46.86,8,0]
[2015,"MAPP_US_2_RMPA","MAPP_US","RMPA","External","Winter","B16",25,200,0,39.840000000000003,47.45,8,0]
[2015,"NE_2_RMPA","NE","RMPA","External","Winter","B16",25,310,0,46.84,47.45,5,0]
[2015,"NWPP_Coal_2_MAPP_US","NWPP_Coal","MAPP_US","External","Winter","B16",25,150,0,39.29,39.840000000000003,8,0]
[2015,"RMPA_2_MAPP_US","RMPA","MAPP_US","External","Winter","B16",25,200,0,47.45,39.840000000000003,8,0]
[2015,"RMPA_2_NE","RMPA","NE","External","Winter","B16",25,310,0,47.45,46.84,8,0]
[2015,"RMPA_2_SPP_N","RMPA","SPP_N","External","Winter","B16",25,210,0,47.45,46.85,8,0]
[2015,"SPP_N_2_RMPA","SPP_N","RMPA","External","Winter","B16",25,210,0,46.85,47.45,5,0]
[2015,"SPP_S_2_ERCOT","SPP_S","ERCOT","External","Winter","B16",25,800,0,46.86,42.59,5,0]
[2015,"ENT_2_SOCO","ENT","SOCO","Internal","Winter","B17",100,2000,0,40.380000000000003,43.76,8,0]
[2015,"ENT_2_TVA_Transmission","ENT","TVA_Transmission","Internal","Winter","B17",100,2100,0,40.380000000000003,45.86,8,0]
[2015,"HQ_NEISO_2_NEISO","HQ_NEISO","NEISO","Internal","Winter","B17",100,99999,2920,44.98,44.99,0.01,0]
[2015,"HQ_NY_2_NYISO_A-F","HQ_NY","NYISO_A-F","Internal","Winter","B17",100,99999,1000,43.07,43.08,0.01,0]
[2015,"HQ_IESO_2_IESO","HQ_IESO","IESO","Internal","Winter","B17",100,99999,400,35.74,35.75,0.01,0]
[2015,"IESO_2_MAPP_CA","IESO","MAPP_CA","Internal","Winter","B17",100,262,0,35.75,42.02,7,0]
[2015,"IESO_2_MISO_MI","IESO","MISO_MI","Internal","Winter","B17",100,1840,1061.23,35.75,42.75,7,0]
[2015,"IESO_2_MISO_W","IESO","MISO_W","Internal","Winter","B17",100,140,0,35.75,42.03,7,0]
[2015,"IESO_2_NYISO_A-F","IESO","NYISO_A-F","Internal","Winter","B17",100,1725,1725,35.75,43.08,7,0.33]
[2015,"MAPP_CA_2_IESO","MAPP_CA","IESO","Internal","Winter","B17",100,330,0,42.02,35.75,8,0]
[2015,"MAPP_CA_2_MAPP_US","MAPP_CA","MAPP_US","Internal","Winter","B17",100,372,0,42.02,35.03,7,0]
[2015,"MAPP_CA_2_MISO_W","MAPP_CA","MISO_W","Internal","Winter","B17",100,1970,392.62,42.02,42.03,0.01,0]
[2015,"MAPP_US_2_MAPP_CA","MAPP_US","MAPP_CA","Internal","Winter","B17",100,165,0,35.03,42.02,7,0]
[2015,"MAPP_US_2_MISO_W","MAPP_US","MISO_W","Internal","Winter","B17",100,2635,1261.93,35.03,42.03,7,0]
[2015,"MAPP_US_2_NE","MAPP_US","NE","Internal","Winter","B17",100,2000,0,35.03,39.880000000000003,7,0]
[2015,"MARITIMES_2_NEISO","MARITIMES","NEISO","Internal","Winter","B17",100,99999,1400,44.98,44.99,0.01,0]
[2015,"MISO_IN_2_MISO_MI","MISO_IN","MISO_MI","Internal","Winter","B17",100,5000,0,42.76,42.75,0.01,0]
[2015,"MISO_IN_2_MISO_MO-IL","MISO_IN","MISO_MO-IL","Internal","Winter","B17",100,5000,0,42.76,42.04,0.01,0]
[2015,"MISO_IN_2_NonRTO_Midwest","MISO_IN","NonRTO_Midwest","Internal","Winter","B17",100,4800,1105.0899999999999,42.76,50.76,8,0]
[2015,"MISO_IN_2_PJM_ROR","MISO_IN","PJM_ROR","Internal","Winter","B17",100,992,935.09,42.76,44.76,2,0]
[2015,"MISO_MI_2_MISO_IN","MISO_MI","MISO_IN","Internal","Winter","B17",100,2045,51.87,42.75,42.76,0.01,0]
[2015,"MISO_MI_2_MISO_WUMS","MISO_MI","MISO_WUMS","Internal","Winter","B17",100,117,0,42.75,42.04,0.01,0]
[2015,"MISO_MI_2_PJM_ROR","MISO_MI","PJM_ROR","Internal","Winter","B17",100,1424,1424,42.75,44.76,2,0.01]
[2015,"MISO_MO-IL_2_ENT","MISO_MO-IL","ENT","Internal","Winter","B17",100,2540,0,42.04,40.380000000000003,8,0]
[2015,"MISO_MO-IL_2_MISO_IN","MISO_MO-IL","MISO_IN","Internal","Winter","B17",100,2100,2100,42.04,42.76,0.01,0.71]
[2015,"MISO_MO-IL_2_MISO_W","MISO_MO-IL","MISO_W","Internal","Winter","B17",100,960,0,42.04,42.03,0.01,0]
[2015,"MISO_MO-IL_2_PJM_ROR","MISO_MO-IL","PJM_ROR","Internal","Winter","B17",100,1212,1212,42.04,44.76,2,0.72]
[2015,"MISO_MO-IL_2_SPP_N","MISO_MO-IL","SPP_N","Internal","Winter","B17",100,2000,0,42.04,39.89,8,0]
[2015,"MISO_MO-IL_2_TVA_Transmission","MISO_MO-IL","TVA_Transmission","Internal","Winter","B17",100,4000,0,42.04,45.86,8,0]
[2015,"MISO_W_2_MAPP_CA","MISO_W","MAPP_CA","Internal","Winter","B17",100,700,0,42.03,42.02,0.01,0]
[2015,"MISO_W_2_MISO_MO-IL","MISO_W","MISO_MO-IL","Internal","Winter","B17",100,3800,1084.3499999999999,42.03,42.04,0.01,0]
[2015,"MISO_W_2_MISO_WUMS","MISO_W","MISO_WUMS","Internal","Winter","B17",100,1629,1019.18,42.03,42.04,0.01,0]
[2015,"MISO_W_2_NE","MISO_W","NE","Internal","Winter","B17",100,2800,0,42.03,39.880000000000003,7,0]
[2015,"MISO_W_2_PJM_ROR","MISO_W","PJM_ROR","Internal","Winter","B17",100,773,773,42.03,44.76,2,0.73]
[2015,"MISO_W_2_SPP_N","MISO_W","SPP_N","Internal","Winter","B17",100,3200,0,42.03,39.89,7,0]
[2015,"MISO_WUMS_2_MISO_MI","MISO_WUMS","MISO_MI","Internal","Winter","B17",100,99,99,42.04,42.75,0.01,0.69]
[2015,"MISO_WUMS_2_MISO_W","MISO_WUMS","MISO_W","Internal","Winter","B17",100,1137,0,42.04,42.03,0.01,0]
[2015,"MISO_WUMS_2_PJM_ROR","MISO_WUMS","PJM_ROR","Internal","Winter","B17",100,1600,1600,42.04,44.76,2,0.72]
[2015,"NE_2_MISO_W","NE","MISO_W","Internal","Winter","B17",100,1600,0,39.880000000000003,42.03,5,0]
[2015,"NE_2_SPP_N","NE","SPP_N","Internal","Winter","B17",100,1800,1220.6099999999999,39.880000000000003,39.89,0.01,0]
[2015,"NEISO_2_NYISO_A-F","NEISO","NYISO_A-F","Internal","Winter","B17",100,600,0,44.99,43.08,3,0]
[2015,"NEISO_2_NYISO_G-I","NEISO","NYISO_G-I","Internal","Winter","B17",100,600,600,44.99,51.49,3,3.5]
[2015,"NEISO_2_NYISO_J-K","NEISO","NYISO_J-K","Internal","Winter","B17",100,430,430,44.99,51.5,3,3.51]
[2015,"NonRTO_Midwest_2_MISO_IN","NonRTO_Midwest","MISO_IN","Internal","Winter","B17",100,4450,0,50.76,42.76,8,0]
[2015,"NonRTO_Midwest_2_TVA_Transmission","NonRTO_Midwest","TVA_Transmission","Internal","Winter","B17",100,2400,0,50.76,45.86,8,0]
[2015,"NYISO_A-F_2_IESO","NYISO_A-F","IESO","Internal","Winter","B17",100,1600,0,43.08,35.75,7,0]
[2015,"NYISO_A-F_2_NEISO","NYISO_A-F","NEISO","Internal","Winter","B17",100,600,0,43.08,44.99,3,0]
[2015,"NYISO_A-F_2_NYISO_G-I","NYISO_A-F","NYISO_G-I","Internal","Winter","B17",100,4250,4250,43.08,51.49,0.01,8.4]
[2015,"NYISO_A-F_2_PJM_ROM","NYISO_A-F","PJM_ROM","Internal","Winter","B17",100,1000,0,43.08,45.48,8,0]
[2015,"NYISO_G-I_2_NEISO","NYISO_G-I","NEISO","Internal","Winter","B17",100,600,0,51.49,44.99,3,0]
[2015,"NYISO_G-I_2_NYISO_A-F","NYISO_G-I","NYISO_A-F","Internal","Winter","B17",100,1999,0,51.49,43.08,0.01,0]
[2015,"NYISO_G-I_2_NYISO_J-K","NYISO_G-I","NYISO_J-K","Internal","Winter","B17",100,6130,5539.82,51.49,51.5,0.01,0]
[2015,"NYISO_G-I_2_PJM_E","NYISO_G-I","PJM_E","Internal","Winter","B17",100,1500,0,51.49,45.49,8,0]
[2015,"NYISO_J-K_2_NEISO","NYISO_J-K","NEISO","Internal","Winter","B17",100,0.01,0,51.5,44.99,3,0]
[2015,"NYISO_J-K_2_NYISO_G-I","NYISO_J-K","NYISO_G-I","Internal","Winter","B17",100,1999,0,51.5,51.49,0.01,0]
[2015,"NYISO_J-K_2_PJM_E","NYISO_J-K","PJM_E","Internal","Winter","B17",100,0.01,0,51.5,45.49,8,0]
[2015,"PJM_E_2_NYISO_G-I","PJM_E","NYISO_G-I","Internal","Winter","B17",100,500,20.170000000000002,45.49,51.49,6,0]
[2015,"PJM_E_2_NYISO_J-K","PJM_E","NYISO_J-K","Internal","Winter","B17",100,330,330,45.49,51.5,6,0.01]
[2015,"PJM_E_2_PJM_ROM","PJM_E","PJM_ROM","Internal","Winter","B17",100,8000,0,45.49,45.48,0.01,0]
[2015,"PJM_ROR_2_MISO_IN","PJM_ROR","MISO_IN","Internal","Winter","B17",100,909,0,44.76,42.76,2,0]
[2015,"PJM_ROR_2_MISO_MI","PJM_ROR","MISO_MI","Internal","Winter","B17",100,1305,0,44.76,42.75,2,0]
[2015,"PJM_ROR_2_MISO_MO-IL","PJM_ROR","MISO_MO-IL","Internal","Winter","B17",100,1111,0,44.76,42.04,2,0]
[2015,"PJM_ROR_2_MISO_W","PJM_ROR","MISO_W","Internal","Winter","B17",100,709,0,44.76,42.03,2,0]
[2015,"PJM_ROR_2_MISO_WUMS","PJM_ROR","MISO_WUMS","Internal","Winter","B17",100,1467,0,44.76,42.04,2,0]
[2015,"PJM_ROR_2_PJM_ROM","PJM_ROR","PJM_ROM","Internal","Winter","B17",100,8000,8000,44.76,45.48,0.01,0.7]
[2015,"PJM_ROR_2_TVA_Transmission","PJM_ROR","TVA_Transmission","Internal","Winter","B17",100,2500,0,44.76,45.86,6,0]
[2015,"PJM_ROR_2_VACAR","PJM_ROR","VACAR","Internal","Winter","B17",100,3000,364.09,44.76,50.76,6,0]
[2015,"PJM_ROM_2_NYISO_A-F","PJM_ROM","NYISO_A-F","Internal","Winter","B17",100,2000,0,45.48,43.08,6,0]
[2015,"PJM_ROM_2_PJM_E","PJM_ROM","PJM_E","Internal","Winter","B17",100,8000,5092.72,45.48,45.49,0.01,0]
[2015,"PJM_ROM_2_PJM_ROR","PJM_ROM","PJM_ROR","Internal","Winter","B17",100,8000,0,45.48,44.76,0.01,0]
[2015,"SOCO_2_FRCC","SOCO","FRCC","Internal","Winter","B17",100,3700,1601.29,43.76,53.76,10,0]
[2015,"SOCO_2_VACAR","SOCO","VACAR","Internal","Winter","B17",100,2000,0,43.76,50.76,10,0]
[2015,"SPP_N_2_ENT","SPP_N","ENT","Internal","Winter","B17",100,1800,0,39.89,40.380000000000003,5,0]
[2015,"SPP_N_2_MISO_MO-IL","SPP_N","MISO_MO-IL","Internal","Winter","B17",100,2000,0,39.89,42.04,5,0]
[2015,"SPP_N_2_MISO_W","SPP_N","MISO_W","Internal","Winter","B17",100,750,0,39.89,42.03,5,0]
[2015,"SPP_N_2_NE","SPP_N","NE","Internal","Winter","B17",100,330,0,39.89,39.880000000000003,0.01,0]
[2015,"SPP_N_2_SPP_S","SPP_N","SPP_S","Internal","Winter","B17",100,4000,1827.49,39.89,39.9,0.01,0]
[2015,"SPP_S_2_ENT","SPP_S","ENT","Internal","Winter","B17",100,850,0,39.9,40.380000000000003,5,0]
[2015,"SPP_S_2_SPP_N","SPP_S","SPP_N","Internal","Winter","B17",100,640,0,39.9,39.89,0.01,0]
[2015,"TVA_2_ENT","TVA","ENT","Internal","Winter","B17",100,500,0,42.52,40.380000000000003,9,0]
[2015,"TVA_2_NonRTO_Midwest","TVA","NonRTO_Midwest","Internal","Winter","B17",100,100,0,42.52,50.76,9,0]
[2015,"TVA_2_SOCO","TVA","SOCO","Internal","Winter","B17",100,500,0,42.52,43.76,9,0]
[2015,"TVA_2_VACAR","TVA","VACAR","Internal","Winter","B17",100,150,0,42.52,50.76,9,0]
[2015,"TVA_Transmission_2_NonRTO_Midwest","TVA_Transmission","NonRTO_Midwest","Internal","Winter","B17",100,700,0,45.86,50.76,9,0]
[2015,"TVA_Transmission_2_SOCO","TVA_Transmission","SOCO","Internal","Winter","B17",100,3200,0,45.86,43.76,9,0]
[2015,"TVA_Transmission_2_TVA","TVA_Transmission","TVA","Internal","Winter","B17",100,99999,0,45.86,42.52,0.01,0]
[2015,"TVA_Transmission_2_VACAR","TVA_Transmission","VACAR","Internal","Winter","B17",100,900,0,45.86,50.76,9,0]
[2015,"VACAR_2_SOCO","VACAR","SOCO","Internal","Winter","B17",100,3000,0,50.76,43.76,7,0]
[2015,"AZ_NM_SNV_Coal_2_SPP_S","AZ_NM_SNV_Coal","SPP_S","External","Winter","B17",100,400,0,39.299999999999997,39.9,8.17,0]
[2015,"ERCOT_2_SPP_S","ERCOT","SPP_S","External","Winter","B17",100,800,0,40.33,39.9,8,0]
[2015,"MAPP_US_2_RMPA","MAPP_US","RMPA","External","Winter","B17",100,200,0,35.03,40.909999999999997,8,0]
[2015,"NE_2_RMPA","NE","RMPA","External","Winter","B17",100,310,0,39.880000000000003,40.909999999999997,5,0]
[2015,"NWPP_Coal_2_MAPP_US","NWPP_Coal","MAPP_US","External","Winter","B17",100,150,0,39.29,35.03,8,0]
[2015,"RMPA_2_MAPP_US","RMPA","MAPP_US","External","Winter","B17",100,200,0,40.909999999999997,35.03,8,0]
[2015,"RMPA_2_NE","RMPA","NE","External","Winter","B17",100,310,0,40.909999999999997,39.880000000000003,8,0]
[2015,"RMPA_2_SPP_N","RMPA","SPP_N","External","Winter","B17",100,210,0,40.909999999999997,39.89,8,0]
[2015,"SPP_N_2_RMPA","SPP_N","RMPA","External","Winter","B17",100,210,0,39.89,40.909999999999997,5,0]
[2015,"SPP_S_2_ERCOT","SPP_S","ERCOT","External","Winter","B17",100,800,0,39.9,40.33,5,0]
[2015,"ENT_2_SOCO","ENT","SOCO","Internal","Winter","B18",400,2000,0,40.1,41.34,8,0]
[2015,"ENT_2_TVA_Transmission","ENT","TVA_Transmission","Internal","Winter","B18",400,2100,0,40.1,42.25,8,0]
[2015,"HQ_NEISO_2_NEISO","HQ_NEISO","NEISO","Internal","Winter","B18",400,99999,2920,44.98,44.99,0.01,0]
[2015,"HQ_NY_2_NYISO_A-F","HQ_NY","NYISO_A-F","Internal","Winter","B18",400,99999,1000,43.07,43.08,0.01,0]
[2015,"HQ_IESO_2_IESO","HQ_IESO","IESO","Internal","Winter","B18",400,99999,400,31.54,31.55,0.01,0]
[2015,"IESO_2_MAPP_CA","IESO","MAPP_CA","Internal","Winter","B18",400,262,5.32,31.55,38.549999999999997,7,0]
[2015,"IESO_2_MISO_MI","IESO","MISO_MI","Internal","Winter","B18",400,1840,0,31.55,38.08,7,0]
[2015,"IESO_2_MISO_W","IESO","MISO_W","Internal","Winter","B18",400,140,0,31.55,38.07,7,0]
[2015,"IESO_2_NYISO_A-F","IESO","NYISO_A-F","Internal","Winter","B18",400,1725,1725,31.55,43.08,7,4.53]
[2015,"MAPP_CA_2_IESO","MAPP_CA","IESO","Internal","Winter","B18",400,330,0,38.549999999999997,31.55,8,0]
[2015,"MAPP_CA_2_MAPP_US","MAPP_CA","MAPP_US","Internal","Winter","B18",400,372,0,38.549999999999997,31.66,7,0]
[2015,"MAPP_CA_2_MISO_W","MAPP_CA","MISO_W","Internal","Winter","B18",400,1970,0,38.549999999999997,38.07,0.01,0]
[2015,"MAPP_US_2_MAPP_CA","MAPP_US","MAPP_CA","Internal","Winter","B18",400,165,0,31.66,38.549999999999997,7,0]
[2015,"MAPP_US_2_MISO_W","MAPP_US","MISO_W","Internal","Winter","B18",400,2635,0,31.66,38.07,7,0]
[2015,"MAPP_US_2_NE","MAPP_US","NE","Internal","Winter","B18",400,2000,815.29,31.66,38.659999999999997,7,0]
[2015,"MARITIMES_2_NEISO","MARITIMES","NEISO","Internal","Winter","B18",400,99999,1400,44.98,44.99,0.01,0]
[2015,"MISO_IN_2_MISO_MI","MISO_IN","MISO_MI","Internal","Winter","B18",400,5000,526.59,38.07,38.08,0.01,0]
[2015,"MISO_IN_2_MISO_MO-IL","MISO_IN","MISO_MO-IL","Internal","Winter","B18",400,5000,0,38.07,38.06,0.01,0]
[2015,"MISO_IN_2_NonRTO_Midwest","MISO_IN","NonRTO_Midwest","Internal","Winter","B18",400,4800,244.9,38.07,46.07,8,0]
[2015,"MISO_IN_2_PJM_ROR","MISO_IN","PJM_ROR","Internal","Winter","B18",400,992,575.16999999999996,38.07,40.07,2,0]
[2015,"MISO_MI_2_MISO_IN","MISO_MI","MISO_IN","Internal","Winter","B18",400,2045,0,38.08,38.07,0.01,0]
[2015,"MISO_MI_2_MISO_WUMS","MISO_MI","MISO_WUMS","Internal","Winter","B18",400,117,0,38.08,38.07,0.01,0]
[2015,"MISO_MI_2_PJM_ROR","MISO_MI","PJM_ROR","Internal","Winter","B18",400,1424,0,38.08,40.07,2,0]
[2015,"MISO_MO-IL_2_ENT","MISO_MO-IL","ENT","Internal","Winter","B18",400,2540,0,38.06,40.1,8,0]
[2015,"MISO_MO-IL_2_MISO_IN","MISO_MO-IL","MISO_IN","Internal","Winter","B18",400,2100,1131.69,38.06,38.07,0.01,0]
[2015,"MISO_MO-IL_2_MISO_W","MISO_MO-IL","MISO_W","Internal","Winter","B18",400,960,340.33,38.06,38.07,0.01,0]
[2015,"MISO_MO-IL_2_PJM_ROR","MISO_MO-IL","PJM_ROR","Internal","Winter","B18",400,1212,1212,38.06,40.07,2,0.01]
[2015,"MISO_MO-IL_2_SPP_N","MISO_MO-IL","SPP_N","Internal","Winter","B18",400,2000,0,38.06,38.72,8,0]
[2015,"MISO_MO-IL_2_TVA_Transmission","MISO_MO-IL","TVA_Transmission","Internal","Winter","B18",400,4000,0,38.06,42.25,8,0]
[2015,"MISO_W_2_MAPP_CA","MISO_W","MAPP_CA","Internal","Winter","B18",400,700,700,38.07,38.549999999999997,0.01,0.47]
[2015,"MISO_W_2_MISO_MO-IL","MISO_W","MISO_MO-IL","Internal","Winter","B18",400,3800,0,38.07,38.06,0.01,0]
[2015,"MISO_W_2_MISO_WUMS","MISO_W","MISO_WUMS","Internal","Winter","B18",400,1629,0,38.07,38.07,0.01,0]
[2015,"MISO_W_2_NE","MISO_W","NE","Internal","Winter","B18",400,2800,0,38.07,38.659999999999997,7,0]
[2015,"MISO_W_2_PJM_ROR","MISO_W","PJM_ROR","Internal","Winter","B18",400,773,524.66999999999996,38.07,40.07,2,0]
[2015,"MISO_W_2_SPP_N","MISO_W","SPP_N","Internal","Winter","B18",400,3200,0,38.07,38.72,7,0]
[2015,"MISO_WUMS_2_MISO_MI","MISO_WUMS","MISO_MI","Internal","Winter","B18",400,99,41.89,38.07,38.08,0.01,0]
[2015,"MISO_WUMS_2_MISO_W","MISO_WUMS","MISO_W","Internal","Winter","B18",400,1137,0,38.07,38.07,0.01,0]
[2015,"MISO_WUMS_2_PJM_ROR","MISO_WUMS","PJM_ROR","Internal","Winter","B18",400,1600,249.95,38.07,40.07,2,0]
[2015,"NE_2_MISO_W","NE","MISO_W","Internal","Winter","B18",400,1600,0,38.659999999999997,38.07,5,0]
[2015,"NE_2_SPP_N","NE","SPP_N","Internal","Winter","B18",400,1800,1800,38.659999999999997,38.72,0.01,0.05]
[2015,"NEISO_2_NYISO_A-F","NEISO","NYISO_A-F","Internal","Winter","B18",400,600,0,44.99,43.08,3,0]
[2015,"NEISO_2_NYISO_G-I","NEISO","NYISO_G-I","Internal","Winter","B18",400,600,600,44.99,50.29,3,2.2999999999999998]
[2015,"NEISO_2_NYISO_J-K","NEISO","NYISO_J-K","Internal","Winter","B18",400,430,430,44.99,50.3,3,2.31]
[2015,"NonRTO_Midwest_2_MISO_IN","NonRTO_Midwest","MISO_IN","Internal","Winter","B18",400,4450,0,46.07,38.07,8,0]
[2015,"NonRTO_Midwest_2_TVA_Transmission","NonRTO_Midwest","TVA_Transmission","Internal","Winter","B18",400,2400,0,46.07,42.25,8,0]
[2015,"NYISO_A-F_2_IESO","NYISO_A-F","IESO","Internal","Winter","B18",400,1600,0,43.08,31.55,7,0]
[2015,"NYISO_A-F_2_NEISO","NYISO_A-F","NEISO","Internal","Winter","B18",400,600,0,43.08,44.99,3,0]
[2015,"NYISO_A-F_2_NYISO_G-I","NYISO_A-F","NYISO_G-I","Internal","Winter","B18",400,4250,4250,43.08,50.29,0.01,7.2]
[2015,"NYISO_A-F_2_PJM_ROM","NYISO_A-F","PJM_ROM","Internal","Winter","B18",400,1000,0,43.08,44.29,8,0]
[2015,"NYISO_G-I_2_NEISO","NYISO_G-I","NEISO","Internal","Winter","B18",400,600,0,50.29,44.99,3,0]
[2015,"NYISO_G-I_2_NYISO_A-F","NYISO_G-I","NYISO_A-F","Internal","Winter","B18",400,1999,0,50.29,43.08,0.01,0]
[2015,"NYISO_G-I_2_NYISO_J-K","NYISO_G-I","NYISO_J-K","Internal","Winter","B18",400,6130,5575.12,50.29,50.3,0.01,0]
[2015,"NYISO_G-I_2_PJM_E","NYISO_G-I","PJM_E","Internal","Winter","B18",400,1500,0,50.29,44.3,8,0]
[2015,"NYISO_J-K_2_NEISO","NYISO_J-K","NEISO","Internal","Winter","B18",400,0.01,0,50.3,44.99,3,0]
[2015,"NYISO_J-K_2_NYISO_G-I","NYISO_J-K","NYISO_G-I","Internal","Winter","B18",400,1999,0,50.3,50.29,0.01,0]
[2015,"NYISO_J-K_2_PJM_E","NYISO_J-K","PJM_E","Internal","Winter","B18",400,0.01,0,50.3,44.3,8,0]
[2015,"PJM_E_2_NYISO_G-I","PJM_E","NYISO_G-I","Internal","Winter","B18",400,500,0,44.3,50.29,6,0]
[2015,"PJM_E_2_NYISO_J-K","PJM_E","NYISO_J-K","Internal","Winter","B18",400,330,203.59,44.3,50.3,6,0]
[2015,"PJM_E_2_PJM_ROM","PJM_E","PJM_ROM","Internal","Winter","B18",400,8000,0,44.3,44.29,0.01,0]
[2015,"PJM_ROR_2_MISO_IN","PJM_ROR","MISO_IN","Internal","Winter","B18",400,909,0,40.07,38.07,2,0]
[2015,"PJM_ROR_2_MISO_MI","PJM_ROR","MISO_MI","Internal","Winter","B18",400,1305,0,40.07,38.08,2,0]
[2015,"PJM_ROR_2_MISO_MO-IL","PJM_ROR","MISO_MO-IL","Internal","Winter","B18",400,1111,0,40.07,38.06,2,0]
[2015,"PJM_ROR_2_MISO_W","PJM_ROR","MISO_W","Internal","Winter","B18",400,709,0,40.07,38.07,2,0]
[2015,"PJM_ROR_2_MISO_WUMS","PJM_ROR","MISO_WUMS","Internal","Winter","B18",400,1467,0,40.07,38.07,2,0]
[2015,"PJM_ROR_2_PJM_ROM","PJM_ROR","PJM_ROM","Internal","Winter","B18",400,8000,8000,40.07,44.29,0.01,4.21]
[2015,"PJM_ROR_2_TVA_Transmission","PJM_ROR","TVA_Transmission","Internal","Winter","B18",400,2500,0,40.07,42.25,6,0]
[2015,"PJM_ROR_2_VACAR","PJM_ROR","VACAR","Internal","Winter","B18",400,3000,0,40.07,45.97,6,0]
[2015,"PJM_ROM_2_NYISO_A-F","PJM_ROM","NYISO_A-F","Internal","Winter","B18",400,2000,0,44.29,43.08,6,0]
[2015,"PJM_ROM_2_PJM_E","PJM_ROM","PJM_E","Internal","Winter","B18",400,8000,4914.54,44.29,44.3,0.01,0]
[2015,"PJM_ROM_2_PJM_ROR","PJM_ROM","PJM_ROR","Internal","Winter","B18",400,8000,0,44.29,40.07,0.01,0]
[2015,"SOCO_2_FRCC","SOCO","FRCC","Internal","Winter","B18",400,3700,473.64,41.34,51.34,10,0]
[2015,"SOCO_2_VACAR","SOCO","VACAR","Internal","Winter","B18",400,2000,0,41.34,45.97,10,0]
[2015,"SPP_N_2_ENT","SPP_N","ENT","Internal","Winter","B18",400,1800,0,38.72,40.1,5,0]
[2015,"SPP_N_2_MISO_MO-IL","SPP_N","MISO_MO-IL","Internal","Winter","B18",400,2000,0,38.72,38.06,5,0]
[2015,"SPP_N_2_MISO_W","SPP_N","MISO_W","Internal","Winter","B18",400,750,0,38.72,38.07,5,0]
[2015,"SPP_N_2_NE","SPP_N","NE","Internal","Winter","B18",400,330,0,38.72,38.659999999999997,0.01,0]
[2015,"SPP_N_2_SPP_S","SPP_N","SPP_S","Internal","Winter","B18",400,4000,2743.67,38.72,38.729999999999997,0.01,0]
[2015,"SPP_S_2_ENT","SPP_S","ENT","Internal","Winter","B18",400,850,0,38.729999999999997,40.1,5,0]
[2015,"SPP_S_2_SPP_N","SPP_S","SPP_N","Internal","Winter","B18",400,640,0,38.729999999999997,38.72,0.01,0]
[2015,"TVA_2_ENT","TVA","ENT","Internal","Winter","B18",400,500,0,38.26,40.1,9,0]
[2015,"TVA_2_NonRTO_Midwest","TVA","NonRTO_Midwest","Internal","Winter","B18",400,100,0,38.26,46.07,9,0]
[2015,"TVA_2_SOCO","TVA","SOCO","Internal","Winter","B18",400,500,0,38.26,41.34,9,0]
[2015,"TVA_2_VACAR","TVA","VACAR","Internal","Winter","B18",400,150,0,38.26,45.97,9,0]
[2015,"TVA_Transmission_2_NonRTO_Midwest","TVA_Transmission","NonRTO_Midwest","Internal","Winter","B18",400,700,0,42.25,46.07,9,0]
[2015,"TVA_Transmission_2_SOCO","TVA_Transmission","SOCO","Internal","Winter","B18",400,3200,0,42.25,41.34,9,0]
[2015,"TVA_Transmission_2_TVA","TVA_Transmission","TVA","Internal","Winter","B18",400,99999,0,42.25,38.26,0.01,0]
[2015,"TVA_Transmission_2_VACAR","TVA_Transmission","VACAR","Internal","Winter","B18",400,900,0,42.25,45.97,9,0]
[2015,"VACAR_2_SOCO","VACAR","SOCO","Internal","Winter","B18",400,3000,0,45.97,41.34,7,0]
[2015,"AZ_NM_SNV_Coal_2_SPP_S","AZ_NM_SNV_Coal","SPP_S","External","Winter","B18",400,400,0,39.299999999999997,38.729999999999997,8.17,0]
[2015,"ERCOT_2_SPP_S","ERCOT","SPP_S","External","Winter","B18",400,800,0,38.39,38.729999999999997,8,0]
[2015,"MAPP_US_2_RMPA","MAPP_US","RMPA","External","Winter","B18",400,200,200,31.66,40.909999999999997,8,1.26]
[2015,"NE_2_RMPA","NE","RMPA","External","Winter","B18",400,310,0,38.659999999999997,40.909999999999997,5,0]
[2015,"NWPP_Coal_2_MAPP_US","NWPP_Coal","MAPP_US","External","Winter","B18",400,150,0,39.29,31.66,8,0]
[2015,"RMPA_2_MAPP_US","RMPA","MAPP_US","External","Winter","B18",400,200,0,40.909999999999997,31.66,8,0]
[2015,"RMPA_2_NE","RMPA","NE","External","Winter","B18",400,310,0,40.909999999999997,38.659999999999997,8,0]
[2015,"RMPA_2_SPP_N","RMPA","SPP_N","External","Winter","B18",400,210,0,40.909999999999997,38.72,8,0]
[2015,"SPP_N_2_RMPA","SPP_N","RMPA","External","Winter","B18",400,210,0,38.72,40.909999999999997,5,0]
[2015,"SPP_S_2_ERCOT","SPP_S","ERCOT","External","Winter","B18",400,800,0,38.729999999999997,38.39,5,0]
[2015,"ENT_2_SOCO","ENT","SOCO","Internal","Winter","B19",700,2000,0,40.049999999999997,41.34,8,0]
[2015,"ENT_2_TVA_Transmission","ENT","TVA_Transmission","Internal","Winter","B19",700,2100,0,40.049999999999997,40.51,8,0]
[2015,"HQ_NEISO_2_NEISO","HQ_NEISO","NEISO","Internal","Winter","B19",700,99999,2920,44.98,44.99,0.01,0]
[2015,"HQ_NY_2_NYISO_A-F","HQ_NY","NYISO_A-F","Internal","Winter","B19",700,99999,1000,43.07,43.08,0.01,0]
[2015,"HQ_IESO_2_IESO","HQ_IESO","IESO","Internal","Winter","B19",700,99999,400,31.54,31.55,0.01,0]
[2015,"IESO_2_MAPP_CA","IESO","MAPP_CA","Internal","Winter","B19",700,262,3.16,31.55,38.549999999999997,7,0]
[2015,"IESO_2_MISO_MI","IESO","MISO_MI","Internal","Winter","B19",700,1840,0,31.55,36.549999999999997,7,0]
[2015,"IESO_2_MISO_W","IESO","MISO_W","Internal","Winter","B19",700,140,0,31.55,36.56,7,0]
[2015,"IESO_2_NYISO_A-F","IESO","NYISO_A-F","Internal","Winter","B19",700,1725,1725,31.55,43.08,7,4.53]
[2015,"MAPP_CA_2_IESO","MAPP_CA","IESO","Internal","Winter","B19",700,330,0,38.549999999999997,31.55,8,0]
[2015,"MAPP_CA_2_MAPP_US","MAPP_CA","MAPP_US","Internal","Winter","B19",700,372,0,38.549999999999997,31.66,7,0]
[2015,"MAPP_CA_2_MISO_W","MAPP_CA","MISO_W","Internal","Winter","B19",700,1970,0,38.549999999999997,36.56,0.01,0]
[2015,"MAPP_US_2_MAPP_CA","MAPP_US","MAPP_CA","Internal","Winter","B19",700,165,0,31.66,38.549999999999997,7,0]
[2015,"MAPP_US_2_MISO_W","MAPP_US","MISO_W","Internal","Winter","B19",700,2635,0,31.66,36.56,7,0]
[2015,"MAPP_US_2_NE","MAPP_US","NE","Internal","Winter","B19",700,2000,175.21,31.66,38.659999999999997,7,0]
[2015,"MARITIMES_2_NEISO","MARITIMES","NEISO","Internal","Winter","B19",700,99999,1400,44.98,44.99,0.01,0]
[2015,"MISO_IN_2_MISO_MI","MISO_IN","MISO_MI","Internal","Winter","B19",700,5000,716.89,36.54,36.549999999999997,0.01,0]
[2015,"MISO_IN_2_MISO_MO-IL","MISO_IN","MISO_MO-IL","Internal","Winter","B19",700,5000,0,36.54,36.520000000000003,0.01,0]
[2015,"MISO_IN_2_NonRTO_Midwest","MISO_IN","NonRTO_Midwest","Internal","Winter","B19",700,4800,0,36.54,36.01,8,0]
[2015,"MISO_IN_2_PJM_ROR","MISO_IN","PJM_ROR","Internal","Winter","B19",700,992,100.69,36.54,38.54,2,0]
[2015,"MISO_MI_2_MISO_IN","MISO_MI","MISO_IN","Internal","Winter","B19",700,2045,0,36.549999999999997,36.54,0.01,0]
[2015,"MISO_MI_2_MISO_WUMS","MISO_MI","MISO_WUMS","Internal","Winter","B19",700,117,0,36.549999999999997,36.549999999999997,0.01,0]
[2015,"MISO_MI_2_PJM_ROR","MISO_MI","PJM_ROR","Internal","Winter","B19",700,1424,0,36.549999999999997,38.54,2,0]
[2015,"MISO_MO-IL_2_ENT","MISO_MO-IL","ENT","Internal","Winter","B19",700,2540,0,36.520000000000003,40.049999999999997,8,0]
[2015,"MISO_MO-IL_2_MISO_IN","MISO_MO-IL","MISO_IN","Internal","Winter","B19",700,2100,488.5,36.520000000000003,36.54,0.01,0]
[2015,"MISO_MO-IL_2_MISO_W","MISO_MO-IL","MISO_W","Internal","Winter","B19",700,960,960,36.520000000000003,36.56,0.01,0.03]
[2015,"MISO_MO-IL_2_PJM_ROR","MISO_MO-IL","PJM_ROR","Internal","Winter","B19",700,1212,1212,36.520000000000003,38.54,2,0.01]
[2015,"MISO_MO-IL_2_SPP_N","MISO_MO-IL","SPP_N","Internal","Winter","B19",700,2000,0,36.520000000000003,38.67,8,0]
[2015,"MISO_MO-IL_2_TVA_Transmission","MISO_MO-IL","TVA_Transmission","Internal","Winter","B19",700,4000,0,36.520000000000003,40.51,8,0]
[2015,"MISO_W_2_MAPP_CA","MISO_W","MAPP_CA","Internal","Winter","B19",700,700,700,36.56,38.549999999999997,0.01,1.98]
[2015,"MISO_W_2_MISO_MO-IL","MISO_W","MISO_MO-IL","Internal","Winter","B19",700,3800,0,36.56,36.520000000000003,0.01,0]
[2015,"MISO_W_2_MISO_WUMS","MISO_W","MISO_WUMS","Internal","Winter","B19",700,1629,0,36.56,36.549999999999997,0.01,0]
[2015,"MISO_W_2_NE","MISO_W","NE","Internal","Winter","B19",700,2800,0,36.56,38.659999999999997,7,0]
[2015,"MISO_W_2_PJM_ROR","MISO_W","PJM_ROR","Internal","Winter","B19",700,773,0,36.56,38.54,2,0]
[2015,"MISO_W_2_SPP_N","MISO_W","SPP_N","Internal","Winter","B19",700,3200,0,36.56,38.67,7,0]
[2015,"MISO_WUMS_2_MISO_MI","MISO_WUMS","MISO_MI","Internal","Winter","B19",700,99,0,36.549999999999997,36.549999999999997,0.01,0]
[2015,"MISO_WUMS_2_MISO_W","MISO_WUMS","MISO_W","Internal","Winter","B19",700,1137,33.71,36.549999999999997,36.56,0.01,0]
[2015,"MISO_WUMS_2_PJM_ROR","MISO_WUMS","PJM_ROR","Internal","Winter","B19",700,1600,0,36.549999999999997,38.54,2,0]
[2015,"NE_2_MISO_W","NE","MISO_W","Internal","Winter","B19",700,1600,0,38.659999999999997,36.56,5,0]
[2015,"NE_2_SPP_N","NE","SPP_N","Internal","Winter","B19",700,1800,1321.51,38.659999999999997,38.67,0.01,0]
[2015,"NEISO_2_NYISO_A-F","NEISO","NYISO_A-F","Internal","Winter","B19",700,600,0,44.99,43.08,3,0]
[2015,"NEISO_2_NYISO_G-I","NEISO","NYISO_G-I","Internal","Winter","B19",700,600,480.85,44.99,47.99,3,0]
[2015,"NEISO_2_NYISO_J-K","NEISO","NYISO_J-K","Internal","Winter","B19",700,430,430,44.99,48.68,3,0.69]
[2015,"NonRTO_Midwest_2_MISO_IN","NonRTO_Midwest","MISO_IN","Internal","Winter","B19",700,4450,0,36.01,36.54,8,0]
[2015,"NonRTO_Midwest_2_TVA_Transmission","NonRTO_Midwest","TVA_Transmission","Internal","Winter","B19",700,2400,0,36.01,40.51,8,0]
[2015,"NYISO_A-F_2_IESO","NYISO_A-F","IESO","Internal","Winter","B19",700,1600,0,43.08,31.55,7,0]
[2015,"NYISO_A-F_2_NEISO","NYISO_A-F","NEISO","Internal","Winter","B19",700,600,0,43.08,44.99,3,0]
[2015,"NYISO_A-F_2_NYISO_G-I","NYISO_A-F","NYISO_G-I","Internal","Winter","B19",700,4250,4250,43.08,47.99,0.01,4.9000000000000004]
[2015,"NYISO_A-F_2_PJM_ROM","NYISO_A-F","PJM_ROM","Internal","Winter","B19",700,1000,0,43.08,41.95,8,0]
[2015,"NYISO_G-I_2_NEISO","NYISO_G-I","NEISO","Internal","Winter","B19",700,600,0,47.99,44.99,3,0]
[2015,"NYISO_G-I_2_NYISO_A-F","NYISO_G-I","NYISO_A-F","Internal","Winter","B19",700,1999,0,47.99,43.08,0.01,0]
[2015,"NYISO_G-I_2_NYISO_J-K","NYISO_G-I","NYISO_J-K","Internal","Winter","B19",700,6130,6130,47.99,48.68,0.01,0.68]
[2015,"NYISO_G-I_2_PJM_E","NYISO_G-I","PJM_E","Internal","Winter","B19",700,1500,0,47.99,41.96,8,0]
[2015,"NYISO_J-K_2_NEISO","NYISO_J-K","NEISO","Internal","Winter","B19",700,0.01,0,48.68,44.99,3,0]
[2015,"NYISO_J-K_2_NYISO_G-I","NYISO_J-K","NYISO_G-I","Internal","Winter","B19",700,1999,0,48.68,47.99,0.01,0]
[2015,"NYISO_J-K_2_PJM_E","NYISO_J-K","PJM_E","Internal","Winter","B19",700,0.01,0,48.68,41.96,8,0]
[2015,"PJM_E_2_NYISO_G-I","PJM_E","NYISO_G-I","Internal","Winter","B19",700,500,500,41.96,47.99,6,0.04]
[2015,"PJM_E_2_NYISO_J-K","PJM_E","NYISO_J-K","Internal","Winter","B19",700,330,330,41.96,48.68,6,0.73]
[2015,"PJM_E_2_PJM_ROM","PJM_E","PJM_ROM","Internal","Winter","B19",700,8000,0,41.96,41.95,0.01,0]
[2015,"PJM_ROR_2_MISO_IN","PJM_ROR","MISO_IN","Internal","Winter","B19",700,909,0,38.54,36.54,2,0]
[2015,"PJM_ROR_2_MISO_MI","PJM_ROR","MISO_MI","Internal","Winter","B19",700,1305,0,38.54,36.549999999999997,2,0]
[2015,"PJM_ROR_2_MISO_MO-IL","PJM_ROR","MISO_MO-IL","Internal","Winter","B19",700,1111,0,38.54,36.520000000000003,2,0]
[2015,"PJM_ROR_2_MISO_W","PJM_ROR","MISO_W","Internal","Winter","B19",700,709,0,38.54,36.56,2,0]
[2015,"PJM_ROR_2_MISO_WUMS","PJM_ROR","MISO_WUMS","Internal","Winter","B19",700,1467,0,38.54,36.549999999999997,2,0]
[2015,"PJM_ROR_2_PJM_ROM","PJM_ROR","PJM_ROM","Internal","Winter","B19",700,8000,8000,38.54,41.95,0.01,3.4]
[2015,"PJM_ROR_2_TVA_Transmission","PJM_ROR","TVA_Transmission","Internal","Winter","B19",700,2500,0,38.54,40.51,6,0]
[2015,"PJM_ROR_2_VACAR","PJM_ROR","VACAR","Internal","Winter","B19",700,3000,154.30000000000001,38.54,44.54,6,0]
[2015,"PJM_ROM_2_NYISO_A-F","PJM_ROM","NYISO_A-F","Internal","Winter","B19",700,2000,0,41.95,43.08,6,0]
[2015,"PJM_ROM_2_PJM_E","PJM_ROM","PJM_E","Internal","Winter","B19",700,8000,5160.99,41.95,41.96,0.01,0]
[2015,"PJM_ROM_2_PJM_ROR","PJM_ROM","PJM_ROR","Internal","Winter","B19",700,8000,0,41.95,38.54,0.01,0]
[2015,"SOCO_2_FRCC","SOCO","FRCC","Internal","Winter","B19",700,3700,0,41.34,47.11,10,0]
[2015,"SOCO_2_VACAR","SOCO","VACAR","Internal","Winter","B19",700,2000,0,41.34,44.54,10,0]
[2015,"SPP_N_2_ENT","SPP_N","ENT","Internal","Winter","B19",700,1800,0,38.67,40.049999999999997,5,0]
[2015,"SPP_N_2_MISO_MO-IL","SPP_N","MISO_MO-IL","Internal","Winter","B19",700,2000,0,38.67,36.520000000000003,5,0]
[2015,"SPP_N_2_MISO_W","SPP_N","MISO_W","Internal","Winter","B19",700,750,0,38.67,36.56,5,0]
[2015,"SPP_N_2_NE","SPP_N","NE","Internal","Winter","B19",700,330,0,38.67,38.659999999999997,0.01,0]
[2015,"SPP_N_2_SPP_S","SPP_N","SPP_S","Internal","Winter","B19",700,4000,2587.4,38.67,38.68,0.01,0]
[2015,"SPP_S_2_ENT","SPP_S","ENT","Internal","Winter","B19",700,850,0,38.68,40.049999999999997,5,0]
[2015,"SPP_S_2_SPP_N","SPP_S","SPP_N","Internal","Winter","B19",700,640,0,38.68,38.67,0.01,0]
[2015,"TVA_2_ENT","TVA","ENT","Internal","Winter","B19",700,500,0,38.26,40.049999999999997,9,0]
[2015,"TVA_2_NonRTO_Midwest","TVA","NonRTO_Midwest","Internal","Winter","B19",700,100,0,38.26,36.01,9,0]
[2015,"TVA_2_SOCO","TVA","SOCO","Internal","Winter","B19",700,500,0,38.26,41.34,9,0]
[2015,"TVA_2_VACAR","TVA","VACAR","Internal","Winter","B19",700,150,0,38.26,44.54,9,0]
[2015,"TVA_Transmission_2_NonRTO_Midwest","TVA_Transmission","NonRTO_Midwest","Internal","Winter","B19",700,700,0,40.51,36.01,9,0]
[2015,"TVA_Transmission_2_SOCO","TVA_Transmission","SOCO","Internal","Winter","B19",700,3200,0,40.51,41.34,9,0]
[2015,"TVA_Transmission_2_TVA","TVA_Transmission","TVA","Internal","Winter","B19",700,99999,0,40.51,38.26,0.01,0]
[2015,"TVA_Transmission_2_VACAR","TVA_Transmission","VACAR","Internal","Winter","B19",700,900,0,40.51,44.54,9,0]
[2015,"VACAR_2_SOCO","VACAR","SOCO","Internal","Winter","B19",700,3000,0,44.54,41.34,7,0]
[2015,"AZ_NM_SNV_Coal_2_SPP_S","AZ_NM_SNV_Coal","SPP_S","External","Winter","B19",700,400,0,39.299999999999997,38.68,8.17,0]
[2015,"ERCOT_2_SPP_S","ERCOT","SPP_S","External","Winter","B19",700,800,0,38.39,38.68,8,0]
[2015,"MAPP_US_2_RMPA","MAPP_US","RMPA","External","Winter","B19",700,200,200,31.66,40.909999999999997,8,1.26]
[2015,"NE_2_RMPA","NE","RMPA","External","Winter","B19",700,310,0,38.659999999999997,40.909999999999997,5,0]
[2015,"NWPP_Coal_2_MAPP_US","NWPP_Coal","MAPP_US","External","Winter","B19",700,150,0,39.29,31.66,8,0]
[2015,"RMPA_2_MAPP_US","RMPA","MAPP_US","External","Winter","B19",700,200,0,40.909999999999997,31.66,8,0]
[2015,"RMPA_2_NE","RMPA","NE","External","Winter","B19",700,310,0,40.909999999999997,38.659999999999997,8,0]
[2015,"RMPA_2_SPP_N","RMPA","SPP_N","External","Winter","B19",700,210,0,40.909999999999997,38.67,8,0]
[2015,"SPP_N_2_RMPA","SPP_N","RMPA","External","Winter","B19",700,210,0,38.67,40.909999999999997,5,0]
[2015,"SPP_S_2_ERCOT","SPP_S","ERCOT","External","Winter","B19",700,800,0,38.68,38.39,5,0]
[2015,"ENT_2_SOCO","ENT","SOCO","Internal","Summer","B2",25,2000,60.75,56.92,64.92,8,0]
[2015,"ENT_2_TVA_Transmission","ENT","TVA_Transmission","Internal","Summer","B2",25,2100,814.11,56.92,64.92,8,0]
[2015,"HQ_NEISO_2_NEISO","HQ_NEISO","NEISO","Internal","Summer","B2",25,99999,2920,53.65,53.66,0.01,0]
[2015,"HQ_NY_2_NYISO_A-F","HQ_NY","NYISO_A-F","Internal","Summer","B2",25,99999,1000,50.92,50.93,0.01,0]
[2015,"HQ_IESO_2_IESO","HQ_IESO","IESO","Internal","Summer","B2",25,99999,400,43.92,43.93,0.01,0]
[2015,"IESO_2_MAPP_CA","IESO","MAPP_CA","Internal","Summer","B2",25,262,65.430000000000007,43.93,50.93,7,0]
[2015,"IESO_2_MISO_MI","IESO","MISO_MI","Internal","Summer","B2",25,1840,1840,43.93,56.92,7,5.99]
[2015,"IESO_2_MISO_W","IESO","MISO_W","Internal","Summer","B2",25,140,140,43.93,56.93,7,6]
[2015,"IESO_2_NYISO_A-F","IESO","NYISO_A-F","Internal","Summer","B2",25,1725,1047.49,43.93,50.93,7,0]
[2015,"MAPP_CA_2_IESO","MAPP_CA","IESO","Internal","Summer","B2",25,330,0,50.93,43.93,8,0]
[2015,"MAPP_CA_2_MAPP_US","MAPP_CA","MAPP_US","Internal","Summer","B2",25,372,0,50.93,50.36,7,0]
[2015,"MAPP_CA_2_MISO_W","MAPP_CA","MISO_W","Internal","Summer","B2",25,1970,1970,50.93,56.93,0.01,5.99]
[2015,"MAPP_US_2_MAPP_CA","MAPP_US","MAPP_CA","Internal","Summer","B2",25,165,0,50.36,50.93,7,0]
[2015,"MAPP_US_2_MISO_W","MAPP_US","MISO_W","Internal","Summer","B2",25,2635,0,50.36,56.93,7,0]
[2015,"MAPP_US_2_NE","MAPP_US","NE","Internal","Summer","B2",25,2000,898.4,50.36,57.36,7,0]
[2015,"MARITIMES_2_NEISO","MARITIMES","NEISO","Internal","Summer","B2",25,99999,1400,53.65,53.66,0.01,0]
[2015,"MISO_IN_2_MISO_MI","MISO_IN","MISO_MI","Internal","Summer","B2",25,5000,0,56.93,56.92,0.01,0]
[2015,"MISO_IN_2_MISO_MO-IL","MISO_IN","MISO_MO-IL","Internal","Summer","B2",25,5000,0,56.93,56.92,0.01,0]
[2015,"MISO_IN_2_NonRTO_Midwest","MISO_IN","NonRTO_Midwest","Internal","Summer","B2",25,4800,0,56.93,63.36,8,0]
[2015,"MISO_IN_2_PJM_ROR","MISO_IN","PJM_ROR","Internal","Summer","B2",25,992,0,56.93,58.92,2,0]
[2015,"MISO_MI_2_MISO_IN","MISO_MI","MISO_IN","Internal","Summer","B2",25,2045,1625.43,56.92,56.93,0.01,0]
[2015,"MISO_MI_2_MISO_WUMS","MISO_MI","MISO_WUMS","Internal","Summer","B2",25,117,117,56.92,56.94,0.01,0.01]
[2015,"MISO_MI_2_PJM_ROR","MISO_MI","PJM_ROR","Internal","Summer","B2",25,1424,1098.53,56.92,58.92,2,0]
[2015,"MISO_MO-IL_2_ENT","MISO_MO-IL","ENT","Internal","Summer","B2",25,2540,0,56.92,56.92,8,0]
[2015,"MISO_MO-IL_2_MISO_IN","MISO_MO-IL","MISO_IN","Internal","Summer","B2",25,2100,1187.8699999999999,56.92,56.93,0.01,0]
[2015,"MISO_MO-IL_2_MISO_W","MISO_MO-IL","MISO_W","Internal","Summer","B2",25,960,114.62,56.92,56.93,0.01,0]
[2015,"MISO_MO-IL_2_PJM_ROR","MISO_MO-IL","PJM_ROR","Internal","Summer","B2",25,1212,726.63,56.92,58.92,2,0]
[2015,"MISO_MO-IL_2_SPP_N","MISO_MO-IL","SPP_N","Internal","Summer","B2",25,2000,0,56.92,58.76,8,0]
[2015,"MISO_MO-IL_2_TVA_Transmission","MISO_MO-IL","TVA_Transmission","Internal","Summer","B2",25,4000,1286.6099999999999,56.92,64.92,8,0]
[2015,"MISO_W_2_MAPP_CA","MISO_W","MAPP_CA","Internal","Summer","B2",25,700,0,56.93,50.93,0.01,0]
[2015,"MISO_W_2_MISO_MO-IL","MISO_W","MISO_MO-IL","Internal","Summer","B2",25,3800,0,56.93,56.92,0.01,0]
[2015,"MISO_W_2_MISO_WUMS","MISO_W","MISO_WUMS","Internal","Summer","B2",25,1629,1597.59,56.93,56.94,0.01,0]
[2015,"MISO_W_2_NE","MISO_W","NE","Internal","Summer","B2",25,2800,0,56.93,57.36,7,0]
[2015,"MISO_W_2_PJM_ROR","MISO_W","PJM_ROR","Internal","Summer","B2",25,773,0,56.93,58.92,2,0]
[2015,"MISO_W_2_SPP_N","MISO_W","SPP_N","Internal","Summer","B2",25,3200,0,56.93,58.76,7,0]
[2015,"MISO_WUMS_2_MISO_MI","MISO_WUMS","MISO_MI","Internal","Summer","B2",25,99,0,56.94,56.92,0.01,0]
[2015,"MISO_WUMS_2_MISO_W","MISO_WUMS","MISO_W","Internal","Summer","B2",25,1137,0,56.94,56.93,0.01,0]
[2015,"MISO_WUMS_2_PJM_ROR","MISO_WUMS","PJM_ROR","Internal","Summer","B2",25,1600,0,56.94,58.92,2,0]
[2015,"NE_2_MISO_W","NE","MISO_W","Internal","Summer","B2",25,1600,0,57.36,56.93,5,0]
[2015,"NE_2_SPP_N","NE","SPP_N","Internal","Summer","B2",25,1800,1800,57.36,58.76,0.01,1.4]
[2015,"NEISO_2_NYISO_A-F","NEISO","NYISO_A-F","Internal","Summer","B2",25,600,0,53.66,50.93,3,0]
[2015,"NEISO_2_NYISO_G-I","NEISO","NYISO_G-I","Internal","Summer","B2",25,600,0,53.66,54.06,3,0]
[2015,"NEISO_2_NYISO_J-K","NEISO","NYISO_J-K","Internal","Summer","B2",25,430,0,53.66,54.07,3,0]
[2015,"NonRTO_Midwest_2_MISO_IN","NonRTO_Midwest","MISO_IN","Internal","Summer","B2",25,4450,0,63.36,56.93,8,0]
[2015,"NonRTO_Midwest_2_TVA_Transmission","NonRTO_Midwest","TVA_Transmission","Internal","Summer","B2",25,2400,0,63.36,64.92,8,0]
[2015,"NYISO_A-F_2_IESO","NYISO_A-F","IESO","Internal","Summer","B2",25,1600,0,50.93,43.93,7,0]
[2015,"NYISO_A-F_2_NEISO","NYISO_A-F","NEISO","Internal","Summer","B2",25,600,0,50.93,53.66,3,0]
[2015,"NYISO_A-F_2_NYISO_G-I","NYISO_A-F","NYISO_G-I","Internal","Summer","B2",25,4250,4250,50.93,54.06,0.01,3.12]
[2015,"NYISO_A-F_2_PJM_ROM","NYISO_A-F","PJM_ROM","Internal","Summer","B2",25,1000,6.13,50.93,58.93,8,0]
[2015,"NYISO_G-I_2_NEISO","NYISO_G-I","NEISO","Internal","Summer","B2",25,600,0,54.06,53.66,3,0]
[2015,"NYISO_G-I_2_NYISO_A-F","NYISO_G-I","NYISO_A-F","Internal","Summer","B2",25,1999,0,54.06,50.93,0.01,0]
[2015,"NYISO_G-I_2_NYISO_J-K","NYISO_G-I","NYISO_J-K","Internal","Summer","B2",25,6130,3622.21,54.06,54.07,0.01,0]
[2015,"NYISO_G-I_2_PJM_E","NYISO_G-I","PJM_E","Internal","Summer","B2",25,1500,0,54.06,58.94,8,0]
[2015,"NYISO_J-K_2_NEISO","NYISO_J-K","NEISO","Internal","Summer","B2",25,0.01,0,54.07,53.66,3,0.01]
[2015,"NYISO_J-K_2_NYISO_G-I","NYISO_J-K","NYISO_G-I","Internal","Summer","B2",25,1999,0,54.07,54.06,0.01,0]
[2015,"NYISO_J-K_2_PJM_E","NYISO_J-K","PJM_E","Internal","Summer","B2",25,0.01,0,54.07,58.94,8,0.01]
[2015,"PJM_E_2_NYISO_G-I","PJM_E","NYISO_G-I","Internal","Summer","B2",25,500,0,58.94,54.06,6,0]
[2015,"PJM_E_2_NYISO_J-K","PJM_E","NYISO_J-K","Internal","Summer","B2",25,330,0,58.94,54.07,6,0]
[2015,"PJM_E_2_PJM_ROM","PJM_E","PJM_ROM","Internal","Summer","B2",25,8000,0,58.94,58.93,0.01,0]
[2015,"PJM_ROR_2_MISO_IN","PJM_ROR","MISO_IN","Internal","Summer","B2",25,909,0,58.92,56.93,2,0]
[2015,"PJM_ROR_2_MISO_MI","PJM_ROR","MISO_MI","Internal","Summer","B2",25,1305,0,58.92,56.92,2,0]
[2015,"PJM_ROR_2_MISO_MO-IL","PJM_ROR","MISO_MO-IL","Internal","Summer","B2",25,1111,0,58.92,56.92,2,0]
[2015,"PJM_ROR_2_MISO_W","PJM_ROR","MISO_W","Internal","Summer","B2",25,709,0,58.92,56.93,2,0]
[2015,"PJM_ROR_2_MISO_WUMS","PJM_ROR","MISO_WUMS","Internal","Summer","B2",25,1467,0,58.92,56.94,2,0]
[2015,"PJM_ROR_2_PJM_ROM","PJM_ROR","PJM_ROM","Internal","Summer","B2",25,8000,4882.53,58.92,58.93,0.01,0]
[2015,"PJM_ROR_2_TVA_Transmission","PJM_ROR","TVA_Transmission","Internal","Summer","B2",25,2500,622.16999999999996,58.92,64.92,6,0]
[2015,"PJM_ROR_2_VACAR","PJM_ROR","VACAR","Internal","Summer","B2",25,3000,3000,58.92,68.16,6,3.24]
[2015,"PJM_ROM_2_NYISO_A-F","PJM_ROM","NYISO_A-F","Internal","Summer","B2",25,2000,0,58.93,50.93,6,0]
[2015,"PJM_ROM_2_PJM_E","PJM_ROM","PJM_E","Internal","Summer","B2",25,8000,4253.25,58.93,58.94,0.01,0]
[2015,"PJM_ROM_2_PJM_ROR","PJM_ROM","PJM_ROR","Internal","Summer","B2",25,8000,0,58.93,58.92,0.01,0]
[2015,"SOCO_2_FRCC","SOCO","FRCC","Internal","Summer","B2",25,3700,0,64.92,71.2,10,0]
[2015,"SOCO_2_VACAR","SOCO","VACAR","Internal","Summer","B2",25,2000,0,64.92,68.16,10,0]
[2015,"SPP_N_2_ENT","SPP_N","ENT","Internal","Summer","B2",25,1800,0,58.76,56.92,5,0]
[2015,"SPP_N_2_MISO_MO-IL","SPP_N","MISO_MO-IL","Internal","Summer","B2",25,2000,0,58.76,56.92,5,0]
[2015,"SPP_N_2_MISO_W","SPP_N","MISO_W","Internal","Summer","B2",25,750,0,58.76,56.93,5,0]
[2015,"SPP_N_2_NE","SPP_N","NE","Internal","Summer","B2",25,330,0,58.76,57.36,0.01,0]
[2015,"SPP_N_2_SPP_S","SPP_N","SPP_S","Internal","Summer","B2",25,4000,51.38,58.76,58.78,0.01,0]
[2015,"SPP_S_2_ENT","SPP_S","ENT","Internal","Summer","B2",25,850,0,58.78,56.92,5,0]
[2015,"SPP_S_2_SPP_N","SPP_S","SPP_N","Internal","Summer","B2",25,640,0,58.78,58.76,0.01,0]
[2015,"TVA_2_ENT","TVA","ENT","Internal","Summer","B2",25,500,0,64.930000000000007,56.92,9,0]
[2015,"TVA_2_NonRTO_Midwest","TVA","NonRTO_Midwest","Internal","Summer","B2",25,100,0,64.930000000000007,63.36,9,0]
[2015,"TVA_2_SOCO","TVA","SOCO","Internal","Summer","B2",25,500,0,64.930000000000007,64.92,9,0]
[2015,"TVA_2_VACAR","TVA","VACAR","Internal","Summer","B2",25,150,0,64.930000000000007,68.16,9,0]
[2015,"TVA_Transmission_2_NonRTO_Midwest","TVA_Transmission","NonRTO_Midwest","Internal","Summer","B2",25,700,0,64.92,63.36,9,0]
[2015,"TVA_Transmission_2_SOCO","TVA_Transmission","SOCO","Internal","Summer","B2",25,3200,0,64.92,64.92,9,0]
[2015,"TVA_Transmission_2_TVA","TVA_Transmission","TVA","Internal","Summer","B2",25,99999,2722.89,64.92,64.930000000000007,0.01,0]
[2015,"TVA_Transmission_2_VACAR","TVA_Transmission","VACAR","Internal","Summer","B2",25,900,0,64.92,68.16,9,0]
[2015,"VACAR_2_SOCO","VACAR","SOCO","Internal","Summer","B2",25,3000,0,68.16,64.92,7,0]
[2015,"AZ_NM_SNV_Coal_2_SPP_S","AZ_NM_SNV_Coal","SPP_S","External","Summer","B2",25,400,0,54.72,58.78,8.17,0]
[2015,"ERCOT_2_SPP_S","ERCOT","SPP_S","External","Summer","B2",25,800,0,51.3,58.78,8,0]
[2015,"MAPP_US_2_RMPA","MAPP_US","RMPA","External","Summer","B2",25,200,0,50.36,57.71,8,0]
[2015,"NE_2_RMPA","NE","RMPA","External","Summer","B2",25,310,0,57.36,57.71,5,0]
[2015,"NWPP_Coal_2_MAPP_US","NWPP_Coal","MAPP_US","External","Summer","B2",25,150,150,36.99,50.36,8,5.36]
[2015,"RMPA_2_MAPP_US","RMPA","MAPP_US","External","Summer","B2",25,200,0,57.71,50.36,8,0]
[2015,"RMPA_2_NE","RMPA","NE","External","Summer","B2",25,310,0,57.71,57.36,8,0]
[2015,"RMPA_2_SPP_N","RMPA","SPP_N","External","Summer","B2",25,210,0,57.71,58.76,8,0]
[2015,"SPP_N_2_RMPA","SPP_N","RMPA","External","Summer","B2",25,210,0,58.76,57.71,5,0]
[2015,"SPP_S_2_ERCOT","SPP_S","ERCOT","External","Summer","B2",25,800,0,58.78,51.3,5,0]
[2015,"ENT_2_SOCO","ENT","SOCO","Internal","Winter","B20",935,2000,0,38.79,41.34,8,0]
[2015,"ENT_2_TVA_Transmission","ENT","TVA_Transmission","Internal","Winter","B20",935,2100,0,38.79,38.96,8,0]
[2015,"HQ_NEISO_2_NEISO","HQ_NEISO","NEISO","Internal","Winter","B20",935,99999,1233.58,44.98,44.99,0.01,0]
[2015,"HQ_NY_2_NYISO_A-F","HQ_NY","NYISO_A-F","Internal","Winter","B20",935,99999,229.95,43.07,43.08,0.01,0]
[2015,"HQ_IESO_2_IESO","HQ_IESO","IESO","Internal","Winter","B20",935,99999,91.98,31.54,31.55,0.01,0]
[2015,"IESO_2_MAPP_CA","IESO","MAPP_CA","Internal","Winter","B20",935,262,2.4300000000000002,31.55,38.549999999999997,7,0]
[2015,"IESO_2_MISO_MI","IESO","MISO_MI","Internal","Winter","B20",935,1840,0,31.55,32.82,7,0]
[2015,"IESO_2_MISO_W","IESO","MISO_W","Internal","Winter","B20",935,140,0,31.55,32.369999999999997,7,0]
[2015,"IESO_2_NYISO_A-F","IESO","NYISO_A-F","Internal","Winter","B20",935,1725,1725,31.55,43.08,7,4.53]
[2015,"MAPP_CA_2_IESO","MAPP_CA","IESO","Internal","Winter","B20",935,330,0,38.549999999999997,31.55,8,0]
[2015,"MAPP_CA_2_MAPP_US","MAPP_CA","MAPP_US","Internal","Winter","B20",935,372,0,38.549999999999997,26.68,7,0]
[2015,"MAPP_CA_2_MISO_W","MAPP_CA","MISO_W","Internal","Winter","B20",935,1970,0,38.549999999999997,32.369999999999997,0.01,0]
[2015,"MAPP_US_2_MAPP_CA","MAPP_US","MAPP_CA","Internal","Winter","B20",935,165,165,26.68,38.549999999999997,7,4.88]
[2015,"MAPP_US_2_MISO_W","MAPP_US","MISO_W","Internal","Winter","B20",935,2635,0,26.68,32.369999999999997,7,0]
[2015,"MAPP_US_2_NE","MAPP_US","NE","Internal","Winter","B20",935,2000,256.08,26.68,33.68,7,0]
[2015,"MARITIMES_2_NEISO","MARITIMES","NEISO","Internal","Winter","B20",935,99999,475.94,44.98,44.99,0.01,0]
[2015,"MISO_IN_2_MISO_MI","MISO_IN","MISO_MI","Internal","Winter","B20",935,5000,1457.1,32.81,32.82,0.01,0]
[2015,"MISO_IN_2_MISO_MO-IL","MISO_IN","MISO_MO-IL","Internal","Winter","B20",935,5000,0,32.81,32.369999999999997,0.01,0]
[2015,"MISO_IN_2_NonRTO_Midwest","MISO_IN","NonRTO_Midwest","Internal","Winter","B20",935,4800,0,32.81,33.64,8,0]
[2015,"MISO_IN_2_PJM_ROR","MISO_IN","PJM_ROR","Internal","Winter","B20",935,992,0,32.81,34.369999999999997,2,0]
[2015,"MISO_MI_2_MISO_IN","MISO_MI","MISO_IN","Internal","Winter","B20",935,2045,0,32.82,32.81,0.01,0]
[2015,"MISO_MI_2_MISO_WUMS","MISO_MI","MISO_WUMS","Internal","Winter","B20",935,117,117,32.82,33.68,0.01,0.85]
[2015,"MISO_MI_2_PJM_ROR","MISO_MI","PJM_ROR","Internal","Winter","B20",935,1424,0,32.82,34.369999999999997,2,0]
[2015,"MISO_MO-IL_2_ENT","MISO_MO-IL","ENT","Internal","Winter","B20",935,2540,0,32.369999999999997,38.79,8,0]
[2015,"MISO_MO-IL_2_MISO_IN","MISO_MO-IL","MISO_IN","Internal","Winter","B20",935,2100,2100,32.369999999999997,32.81,0.01,0.43]
[2015,"MISO_MO-IL_2_MISO_W","MISO_MO-IL","MISO_W","Internal","Winter","B20",935,960,0,32.369999999999997,32.369999999999997,0.01,0]
[2015,"MISO_MO-IL_2_PJM_ROR","MISO_MO-IL","PJM_ROR","Internal","Winter","B20",935,1212,452.02,32.369999999999997,34.369999999999997,2,0]
[2015,"MISO_MO-IL_2_SPP_N","MISO_MO-IL","SPP_N","Internal","Winter","B20",935,2000,0,32.369999999999997,38.07,8,0]
[2015,"MISO_MO-IL_2_TVA_Transmission","MISO_MO-IL","TVA_Transmission","Internal","Winter","B20",935,4000,0,32.369999999999997,38.96,8,0]
[2015,"MISO_W_2_MAPP_CA","MISO_W","MAPP_CA","Internal","Winter","B20",935,700,700,32.369999999999997,38.549999999999997,0.01,6.17]
[2015,"MISO_W_2_MISO_MO-IL","MISO_W","MISO_MO-IL","Internal","Winter","B20",935,3800,0,32.369999999999997,32.369999999999997,0.01,0]
[2015,"MISO_W_2_MISO_WUMS","MISO_W","MISO_WUMS","Internal","Winter","B20",935,1629,1629,32.369999999999997,33.68,0.01,1.3]
[2015,"MISO_W_2_NE","MISO_W","NE","Internal","Winter","B20",935,2800,0,32.369999999999997,33.68,7,0]
[2015,"MISO_W_2_PJM_ROR","MISO_W","PJM_ROR","Internal","Winter","B20",935,773,79.569999999999993,32.369999999999997,34.369999999999997,2,0]
[2015,"MISO_W_2_SPP_N","MISO_W","SPP_N","Internal","Winter","B20",935,3200,0,32.369999999999997,38.07,7,0]
[2015,"MISO_WUMS_2_MISO_MI","MISO_WUMS","MISO_MI","Internal","Winter","B20",935,99,0,33.68,32.82,0.01,0]
[2015,"MISO_WUMS_2_MISO_W","MISO_WUMS","MISO_W","Internal","Winter","B20",935,1137,0,33.68,32.369999999999997,0.01,0]
[2015,"MISO_WUMS_2_PJM_ROR","MISO_WUMS","PJM_ROR","Internal","Winter","B20",935,1600,0,33.68,34.369999999999997,2,0]
[2015,"NE_2_MISO_W","NE","MISO_W","Internal","Winter","B20",935,1600,0,33.68,32.369999999999997,5,0]
[2015,"NE_2_SPP_N","NE","SPP_N","Internal","Winter","B20",935,1800,1800,33.68,38.07,0.01,4.38]
[2015,"NEISO_2_NYISO_A-F","NEISO","NYISO_A-F","Internal","Winter","B20",935,600,0,44.99,43.08,3,0]
[2015,"NEISO_2_NYISO_G-I","NEISO","NYISO_G-I","Internal","Winter","B20",935,600,0,44.99,46.43,3,0]
[2015,"NEISO_2_NYISO_J-K","NEISO","NYISO_J-K","Internal","Winter","B20",935,430,0,44.99,46.44,3,0]
[2015,"NonRTO_Midwest_2_MISO_IN","NonRTO_Midwest","MISO_IN","Internal","Winter","B20",935,4450,0,33.64,32.81,8,0]
[2015,"NonRTO_Midwest_2_TVA_Transmission","NonRTO_Midwest","TVA_Transmission","Internal","Winter","B20",935,2400,0,33.64,38.96,8,0]
[2015,"NYISO_A-F_2_IESO","NYISO_A-F","IESO","Internal","Winter","B20",935,1600,0,43.08,31.55,7,0]
[2015,"NYISO_A-F_2_NEISO","NYISO_A-F","NEISO","Internal","Winter","B20",935,600,0,43.08,44.99,3,0]
[2015,"NYISO_A-F_2_NYISO_G-I","NYISO_A-F","NYISO_G-I","Internal","Winter","B20",935,4250,4250,43.08,46.43,0.01,3.34]
[2015,"NYISO_A-F_2_PJM_ROM","NYISO_A-F","PJM_ROM","Internal","Winter","B20",935,1000,0,43.08,37.44,8,0]
[2015,"NYISO_G-I_2_NEISO","NYISO_G-I","NEISO","Internal","Winter","B20",935,600,0,46.43,44.99,3,0]
[2015,"NYISO_G-I_2_NYISO_A-F","NYISO_G-I","NYISO_A-F","Internal","Winter","B20",935,1999,0,46.43,43.08,0.01,0]
[2015,"NYISO_G-I_2_NYISO_J-K","NYISO_G-I","NYISO_J-K","Internal","Winter","B20",935,6130,5261.3,46.43,46.44,0.01,0]
[2015,"NYISO_G-I_2_PJM_E","NYISO_G-I","PJM_E","Internal","Winter","B20",935,1500,0,46.43,37.450000000000003,8,0]
[2015,"NYISO_J-K_2_NEISO","NYISO_J-K","NEISO","Internal","Winter","B20",935,0.01,0,46.44,44.99,3,0]
[2015,"NYISO_J-K_2_NYISO_G-I","NYISO_J-K","NYISO_G-I","Internal","Winter","B20",935,1999,0,46.44,46.43,0.01,0]
[2015,"NYISO_J-K_2_PJM_E","NYISO_J-K","PJM_E","Internal","Winter","B20",935,0.01,0,46.44,37.450000000000003,8,0]
[2015,"PJM_E_2_NYISO_G-I","PJM_E","NYISO_G-I","Internal","Winter","B20",935,500,500,37.450000000000003,46.43,6,2.98]
[2015,"PJM_E_2_NYISO_J-K","PJM_E","NYISO_J-K","Internal","Winter","B20",935,330,330,37.450000000000003,46.44,6,2.99]
[2015,"PJM_E_2_PJM_ROM","PJM_E","PJM_ROM","Internal","Winter","B20",935,8000,0,37.450000000000003,37.44,0.01,0]
[2015,"PJM_ROR_2_MISO_IN","PJM_ROR","MISO_IN","Internal","Winter","B20",935,909,0,34.369999999999997,32.81,2,0]
[2015,"PJM_ROR_2_MISO_MI","PJM_ROR","MISO_MI","Internal","Winter","B20",935,1305,0,34.369999999999997,32.82,2,0]
[2015,"PJM_ROR_2_MISO_MO-IL","PJM_ROR","MISO_MO-IL","Internal","Winter","B20",935,1111,0,34.369999999999997,32.369999999999997,2,0]
[2015,"PJM_ROR_2_MISO_W","PJM_ROR","MISO_W","Internal","Winter","B20",935,709,0,34.369999999999997,32.369999999999997,2,0]
[2015,"PJM_ROR_2_MISO_WUMS","PJM_ROR","MISO_WUMS","Internal","Winter","B20",935,1467,0,34.369999999999997,33.68,2,0]
[2015,"PJM_ROR_2_PJM_ROM","PJM_ROR","PJM_ROM","Internal","Winter","B20",935,8000,8000,34.369999999999997,37.44,0.01,3.06]
[2015,"PJM_ROR_2_TVA_Transmission","PJM_ROR","TVA_Transmission","Internal","Winter","B20",935,2500,0,34.369999999999997,38.96,6,0]
[2015,"PJM_ROR_2_VACAR","PJM_ROR","VACAR","Internal","Winter","B20",935,3000,3000,34.369999999999997,42.38,6,2.0099999999999998]
[2015,"PJM_ROM_2_NYISO_A-F","PJM_ROM","NYISO_A-F","Internal","Winter","B20",935,2000,0,37.44,43.08,6,0]
[2015,"PJM_ROM_2_PJM_E","PJM_ROM","PJM_E","Internal","Winter","B20",935,8000,4435.99,37.44,37.450000000000003,0.01,0]
[2015,"PJM_ROM_2_PJM_ROR","PJM_ROM","PJM_ROR","Internal","Winter","B20",935,8000,0,37.44,34.369999999999997,0.01,0]
[2015,"SOCO_2_FRCC","SOCO","FRCC","Internal","Winter","B20",935,3700,0,41.34,45.18,10,0]
[2015,"SOCO_2_VACAR","SOCO","VACAR","Internal","Winter","B20",935,2000,0,41.34,42.38,10,0]
[2015,"SPP_N_2_ENT","SPP_N","ENT","Internal","Winter","B20",935,1800,0,38.07,38.79,5,0]
[2015,"SPP_N_2_MISO_MO-IL","SPP_N","MISO_MO-IL","Internal","Winter","B20",935,2000,0,38.07,32.369999999999997,5,0]
[2015,"SPP_N_2_MISO_W","SPP_N","MISO_W","Internal","Winter","B20",935,750,0,38.07,32.369999999999997,5,0]
[2015,"SPP_N_2_NE","SPP_N","NE","Internal","Winter","B20",935,330,0,38.07,33.68,0.01,0]
[2015,"SPP_N_2_SPP_S","SPP_N","SPP_S","Internal","Winter","B20",935,4000,4000,38.07,38.64,0.01,0.56000000000000005]
[2015,"SPP_S_2_ENT","SPP_S","ENT","Internal","Winter","B20",935,850,0,38.64,38.79,5,0]
[2015,"SPP_S_2_SPP_N","SPP_S","SPP_N","Internal","Winter","B20",935,640,0,38.64,38.07,0.01,0]
[2015,"TVA_2_ENT","TVA","ENT","Internal","Winter","B20",935,500,0,38.26,38.79,9,0]
[2015,"TVA_2_NonRTO_Midwest","TVA","NonRTO_Midwest","Internal","Winter","B20",935,100,0,38.26,33.64,9,0]
[2015,"TVA_2_SOCO","TVA","SOCO","Internal","Winter","B20",935,500,0,38.26,41.34,9,0]
[2015,"TVA_2_VACAR","TVA","VACAR","Internal","Winter","B20",935,150,0,38.26,42.38,9,0]
[2015,"TVA_Transmission_2_NonRTO_Midwest","TVA_Transmission","NonRTO_Midwest","Internal","Winter","B20",935,700,0,38.96,33.64,9,0]
[2015,"TVA_Transmission_2_SOCO","TVA_Transmission","SOCO","Internal","Winter","B20",935,3200,0,38.96,41.34,9,0]
[2015,"TVA_Transmission_2_TVA","TVA_Transmission","TVA","Internal","Winter","B20",935,99999,0,38.96,38.26,0.01,0]
[2015,"TVA_Transmission_2_VACAR","TVA_Transmission","VACAR","Internal","Winter","B20",935,900,0,38.96,42.38,9,0]
[2015,"VACAR_2_SOCO","VACAR","SOCO","Internal","Winter","B20",935,3000,0,42.38,41.34,7,0]
[2015,"AZ_NM_SNV_Coal_2_SPP_S","AZ_NM_SNV_Coal","SPP_S","External","Winter","B20",935,400,0,39.29,38.64,8.17,0]
[2015,"ERCOT_2_SPP_S","ERCOT","SPP_S","External","Winter","B20",935,800,0,38.39,38.64,8,0]
[2015,"MAPP_US_2_RMPA","MAPP_US","RMPA","External","Winter","B20",935,200,0,26.68,34.380000000000003,8,0]
[2015,"NE_2_RMPA","NE","RMPA","External","Winter","B20",935,310,0,33.68,34.380000000000003,5,0]
[2015,"NWPP_Coal_2_MAPP_US","NWPP_Coal","MAPP_US","External","Winter","B20",935,150,0,39.29,26.68,8,0]
[2015,"RMPA_2_MAPP_US","RMPA","MAPP_US","External","Winter","B20",935,200,0,34.380000000000003,26.68,8,0]
[2015,"RMPA_2_NE","RMPA","NE","External","Winter","B20",935,310,0,34.380000000000003,33.68,8,0]
[2015,"RMPA_2_SPP_N","RMPA","SPP_N","External","Winter","B20",935,210,0,34.380000000000003,38.07,8,0]
[2015,"SPP_N_2_RMPA","SPP_N","RMPA","External","Winter","B20",935,210,0,38.07,34.380000000000003,5,0]
[2015,"SPP_S_2_ERCOT","SPP_S","ERCOT","External","Winter","B20",935,800,0,38.64,38.39,5,0]
[2015,"ENT_2_SOCO","ENT","SOCO","Internal","Summer","B3",75,2000,1735.54,56.92,64.92,8,0]
[2015,"ENT_2_TVA_Transmission","ENT","TVA_Transmission","Internal","Summer","B3",75,2100,0,56.92,62.94,8,0]
[2015,"HQ_NEISO_2_NEISO","HQ_NEISO","NEISO","Internal","Summer","B3",75,99999,2920,47.8,47.82,0.01,0]
[2015,"HQ_NY_2_NYISO_A-F","HQ_NY","NYISO_A-F","Internal","Summer","B3",75,99999,1000,48.94,48.95,0.01,0]
[2015,"HQ_IESO_2_IESO","HQ_IESO","IESO","Internal","Summer","B3",75,99999,400,38.270000000000003,38.28,0.01,0]
[2015,"IESO_2_MAPP_CA","IESO","MAPP_CA","Internal","Summer","B3",75,262,262,38.28,48.74,7,3.46]
[2015,"IESO_2_MISO_MI","IESO","MISO_MI","Internal","Summer","B3",75,1840,1840,38.28,51.97,7,6.7]
[2015,"IESO_2_MISO_W","IESO","MISO_W","Internal","Summer","B3",75,140,140,38.28,56.47,7,11.19]
[2015,"IESO_2_NYISO_A-F","IESO","NYISO_A-F","Internal","Summer","B3",75,1725,1725,38.28,48.95,7,3.67]
[2015,"MAPP_CA_2_IESO","MAPP_CA","IESO","Internal","Summer","B3",75,330,0,48.74,38.28,8,0]
[2015,"MAPP_CA_2_MAPP_US","MAPP_CA","MAPP_US","Internal","Summer","B3",75,372,0,48.74,50.36,7,0]
[2015,"MAPP_CA_2_MISO_W","MAPP_CA","MISO_W","Internal","Summer","B3",75,1970,1970,48.74,56.47,0.01,7.71]
[2015,"MAPP_US_2_MAPP_CA","MAPP_US","MAPP_CA","Internal","Summer","B3",75,165,0,50.36,48.74,7,0]
[2015,"MAPP_US_2_MISO_W","MAPP_US","MISO_W","Internal","Summer","B3",75,2635,0,50.36,56.47,7,0]
[2015,"MAPP_US_2_NE","MAPP_US","NE","Internal","Summer","B3",75,2000,866.89,50.36,57.36,7,0]
[2015,"MARITIMES_2_NEISO","MARITIMES","NEISO","Internal","Summer","B3",75,99999,1400,47.8,47.82,0.01,0]
[2015,"MISO_IN_2_MISO_MI","MISO_IN","MISO_MI","Internal","Summer","B3",75,5000,0,56.39,51.97,0.01,0]
[2015,"MISO_IN_2_MISO_MO-IL","MISO_IN","MISO_MO-IL","Internal","Summer","B3",75,5000,98.94,56.39,56.4,0.01,0]
[2015,"MISO_IN_2_NonRTO_Midwest","MISO_IN","NonRTO_Midwest","Internal","Summer","B3",75,4800,0,56.39,63.36,8,0]
[2015,"MISO_IN_2_PJM_ROR","MISO_IN","PJM_ROR","Internal","Summer","B3",75,992,0,56.39,56.94,2,0]
[2015,"MISO_MI_2_MISO_IN","MISO_MI","MISO_IN","Internal","Summer","B3",75,2045,2045,51.97,56.39,0.01,4.4000000000000004]
[2015,"MISO_MI_2_MISO_WUMS","MISO_MI","MISO_WUMS","Internal","Summer","B3",75,117,117,51.97,56.48,0.01,4.49]
[2015,"MISO_MI_2_PJM_ROR","MISO_MI","PJM_ROR","Internal","Summer","B3",75,1424,1424,51.97,56.94,2,2.96]
[2015,"MISO_MO-IL_2_ENT","MISO_MO-IL","ENT","Internal","Summer","B3",75,2540,0,56.4,56.92,8,0]
[2015,"MISO_MO-IL_2_MISO_IN","MISO_MO-IL","MISO_IN","Internal","Summer","B3",75,2100,0,56.4,56.39,0.01,0]
[2015,"MISO_MO-IL_2_MISO_W","MISO_MO-IL","MISO_W","Internal","Summer","B3",75,960,960,56.4,56.47,0.01,0.05]
[2015,"MISO_MO-IL_2_PJM_ROR","MISO_MO-IL","PJM_ROR","Internal","Summer","B3",75,1212,0,56.4,56.94,2,0]
[2015,"MISO_MO-IL_2_SPP_N","MISO_MO-IL","SPP_N","Internal","Summer","B3",75,2000,0,56.4,58.76,8,0]
[2015,"MISO_MO-IL_2_TVA_Transmission","MISO_MO-IL","TVA_Transmission","Internal","Summer","B3",75,4000,0,56.4,62.94,8,0]
[2015,"MISO_W_2_MAPP_CA","MISO_W","MAPP_CA","Internal","Summer","B3",75,700,0,56.47,48.74,0.01,0]
[2015,"MISO_W_2_MISO_MO-IL","MISO_W","MISO_MO-IL","Internal","Summer","B3",75,3800,0,56.47,56.4,0.01,0]
[2015,"MISO_W_2_MISO_WUMS","MISO_W","MISO_WUMS","Internal","Summer","B3",75,1629,1009.59,56.47,56.48,0.01,0]
[2015,"MISO_W_2_NE","MISO_W","NE","Internal","Summer","B3",75,2800,0,56.47,57.36,7,0]
[2015,"MISO_W_2_PJM_ROR","MISO_W","PJM_ROR","Internal","Summer","B3",75,773,0,56.47,56.94,2,0]
[2015,"MISO_W_2_SPP_N","MISO_W","SPP_N","Internal","Summer","B3",75,3200,0,56.47,58.76,7,0]
[2015,"MISO_WUMS_2_MISO_MI","MISO_WUMS","MISO_MI","Internal","Summer","B3",75,99,0,56.48,51.97,0.01,0]
[2015,"MISO_WUMS_2_MISO_W","MISO_WUMS","MISO_W","Internal","Summer","B3",75,1137,0,56.48,56.47,0.01,0]
[2015,"MISO_WUMS_2_PJM_ROR","MISO_WUMS","PJM_ROR","Internal","Summer","B3",75,1600,0,56.48,56.94,2,0]
[2015,"NE_2_MISO_W","NE","MISO_W","Internal","Summer","B3",75,1600,0,57.36,56.47,5,0]
[2015,"NE_2_SPP_N","NE","SPP_N","Internal","Summer","B3",75,1800,1800,57.36,58.76,0.01,1.4]
[2015,"NEISO_2_NYISO_A-F","NEISO","NYISO_A-F","Internal","Summer","B3",75,600,0,47.82,48.95,3,0]
[2015,"NEISO_2_NYISO_G-I","NEISO","NYISO_G-I","Internal","Summer","B3",75,600,0,47.82,50.14,3,0]
[2015,"NEISO_2_NYISO_J-K","NEISO","NYISO_J-K","Internal","Summer","B3",75,430,0,47.82,50.15,3,0]
[2015,"NonRTO_Midwest_2_MISO_IN","NonRTO_Midwest","MISO_IN","Internal","Summer","B3",75,4450,0,63.36,56.39,8,0]
[2015,"NonRTO_Midwest_2_TVA_Transmission","NonRTO_Midwest","TVA_Transmission","Internal","Summer","B3",75,2400,0,63.36,62.94,8,0]
[2015,"NYISO_A-F_2_IESO","NYISO_A-F","IESO","Internal","Summer","B3",75,1600,0,48.95,38.28,7,0]
[2015,"NYISO_A-F_2_NEISO","NYISO_A-F","NEISO","Internal","Summer","B3",75,600,0,48.95,47.82,3,0]
[2015,"NYISO_A-F_2_NYISO_G-I","NYISO_A-F","NYISO_G-I","Internal","Summer","B3",75,4250,4250,48.95,50.14,0.01,1.17]
[2015,"NYISO_A-F_2_PJM_ROM","NYISO_A-F","PJM_ROM","Internal","Summer","B3",75,1000,888.61,48.95,56.95,8,0]
[2015,"NYISO_G-I_2_NEISO","NYISO_G-I","NEISO","Internal","Summer","B3",75,600,0,50.14,47.82,3,0]
[2015,"NYISO_G-I_2_NYISO_A-F","NYISO_G-I","NYISO_A-F","Internal","Summer","B3",75,1999,0,50.14,48.95,0.01,0]
[2015,"NYISO_G-I_2_NYISO_J-K","NYISO_G-I","NYISO_J-K","Internal","Summer","B3",75,6130,4028.73,50.14,50.15,0.01,0]
[2015,"NYISO_G-I_2_PJM_E","NYISO_G-I","PJM_E","Internal","Summer","B3",75,1500,0,50.14,56.96,8,0]
[2015,"NYISO_J-K_2_NEISO","NYISO_J-K","NEISO","Internal","Summer","B3",75,0.01,0,50.15,47.82,3,0]
[2015,"NYISO_J-K_2_NYISO_G-I","NYISO_J-K","NYISO_G-I","Internal","Summer","B3",75,1999,0,50.15,50.14,0.01,0]
[2015,"NYISO_J-K_2_PJM_E","NYISO_J-K","PJM_E","Internal","Summer","B3",75,0.01,0,50.15,56.96,8,0]
[2015,"PJM_E_2_NYISO_G-I","PJM_E","NYISO_G-I","Internal","Summer","B3",75,500,0,56.96,50.14,6,0]
[2015,"PJM_E_2_NYISO_J-K","PJM_E","NYISO_J-K","Internal","Summer","B3",75,330,0,56.96,50.15,6,0]
[2015,"PJM_E_2_PJM_ROM","PJM_E","PJM_ROM","Internal","Summer","B3",75,8000,0,56.96,56.95,0.01,0]
[2015,"PJM_ROR_2_MISO_IN","PJM_ROR","MISO_IN","Internal","Summer","B3",75,909,0,56.94,56.39,2,0]
[2015,"PJM_ROR_2_MISO_MI","PJM_ROR","MISO_MI","Internal","Summer","B3",75,1305,0,56.94,51.97,2,0]
[2015,"PJM_ROR_2_MISO_MO-IL","PJM_ROR","MISO_MO-IL","Internal","Summer","B3",75,1111,0,56.94,56.4,2,0]
[2015,"PJM_ROR_2_MISO_W","PJM_ROR","MISO_W","Internal","Summer","B3",75,709,0,56.94,56.47,2,0]
[2015,"PJM_ROR_2_MISO_WUMS","PJM_ROR","MISO_WUMS","Internal","Summer","B3",75,1467,0,56.94,56.48,2,0]
[2015,"PJM_ROR_2_PJM_ROM","PJM_ROR","PJM_ROM","Internal","Summer","B3",75,8000,1845.29,56.94,56.95,0.01,0]
[2015,"PJM_ROR_2_TVA_Transmission","PJM_ROR","TVA_Transmission","Internal","Summer","B3",75,2500,1400.53,56.94,62.94,6,0]
[2015,"PJM_ROR_2_VACAR","PJM_ROR","VACAR","Internal","Summer","B3",75,3000,3000,56.94,68.16,6,5.22]
[2015,"PJM_ROM_2_NYISO_A-F","PJM_ROM","NYISO_A-F","Internal","Summer","B3",75,2000,0,56.95,48.95,6,0]
[2015,"PJM_ROM_2_PJM_E","PJM_ROM","PJM_E","Internal","Summer","B3",75,8000,3691.5,56.95,56.96,0.01,0]
[2015,"PJM_ROM_2_PJM_ROR","PJM_ROM","PJM_ROR","Internal","Summer","B3",75,8000,0,56.95,56.94,0.01,0]
[2015,"SOCO_2_FRCC","SOCO","FRCC","Internal","Summer","B3",75,3700,0,64.92,71.2,10,0]
[2015,"SOCO_2_VACAR","SOCO","VACAR","Internal","Summer","B3",75,2000,0,64.92,68.16,10,0]
[2015,"SPP_N_2_ENT","SPP_N","ENT","Internal","Summer","B3",75,1800,0,58.76,56.92,5,0]
[2015,"SPP_N_2_MISO_MO-IL","SPP_N","MISO_MO-IL","Internal","Summer","B3",75,2000,0,58.76,56.4,5,0]
[2015,"SPP_N_2_MISO_W","SPP_N","MISO_W","Internal","Summer","B3",75,750,0,58.76,56.47,5,0]
[2015,"SPP_N_2_NE","SPP_N","NE","Internal","Summer","B3",75,330,0,58.76,57.36,0.01,0]
[2015,"SPP_N_2_SPP_S","SPP_N","SPP_S","Internal","Summer","B3",75,4000,0,58.76,58.75,0.01,0]
[2015,"SPP_S_2_ENT","SPP_S","ENT","Internal","Summer","B3",75,850,0,58.75,56.92,5,0]
[2015,"SPP_S_2_SPP_N","SPP_S","SPP_N","Internal","Summer","B3",75,640,636.1,58.75,58.76,0.01,0]
[2015,"TVA_2_ENT","TVA","ENT","Internal","Summer","B3",75,500,0,62.95,56.92,9,0]
[2015,"TVA_2_NonRTO_Midwest","TVA","NonRTO_Midwest","Internal","Summer","B3",75,100,0,62.95,63.36,9,0]
[2015,"TVA_2_SOCO","TVA","SOCO","Internal","Summer","B3",75,500,0,62.95,64.92,9,0]
[2015,"TVA_2_VACAR","TVA","VACAR","Internal","Summer","B3",75,150,0,62.95,68.16,9,0]
[2015,"TVA_Transmission_2_NonRTO_Midwest","TVA_Transmission","NonRTO_Midwest","Internal","Summer","B3",75,700,0,62.94,63.36,9,0]
[2015,"TVA_Transmission_2_SOCO","TVA_Transmission","SOCO","Internal","Summer","B3",75,3200,0,62.94,64.92,9,0]
[2015,"TVA_Transmission_2_TVA","TVA_Transmission","TVA","Internal","Summer","B3",75,99999,1400.53,62.94,62.95,0.01,0]
[2015,"TVA_Transmission_2_VACAR","TVA_Transmission","VACAR","Internal","Summer","B3",75,900,0,62.94,68.16,9,0]
[2015,"VACAR_2_SOCO","VACAR","SOCO","Internal","Summer","B3",75,3000,0,68.16,64.92,7,0]
[2015,"AZ_NM_SNV_Coal_2_SPP_S","AZ_NM_SNV_Coal","SPP_S","External","Summer","B3",75,400,0,54.72,58.75,8.17,0]
[2015,"ERCOT_2_SPP_S","ERCOT","SPP_S","External","Summer","B3",75,800,0,51.3,58.75,8,0]
[2015,"MAPP_US_2_RMPA","MAPP_US","RMPA","External","Summer","B3",75,200,0,50.36,57.71,8,0]
[2015,"NE_2_RMPA","NE","RMPA","External","Summer","B3",75,310,0,57.36,57.71,5,0]
[2015,"NWPP_Coal_2_MAPP_US","NWPP_Coal","MAPP_US","External","Summer","B3",75,150,150,36.99,50.36,8,5.36]
[2015,"RMPA_2_MAPP_US","RMPA","MAPP_US","External","Summer","B3",75,200,0,57.71,50.36,8,0]
[2015,"RMPA_2_NE","RMPA","NE","External","Summer","B3",75,310,0,57.71,57.36,8,0]
[2015,"RMPA_2_SPP_N","RMPA","SPP_N","External","Summer","B3",75,210,0,57.71,58.76,8,0]
[2015,"SPP_N_2_RMPA","SPP_N","RMPA","External","Summer","B3",75,210,0,58.76,57.71,5,0]
[2015,"SPP_S_2_ERCOT","SPP_S","ERCOT","External","Summer","B3",75,800,0,58.75,51.3,5,0]
[2015,"ENT_2_SOCO","ENT","SOCO","Internal","Summer","B4",100,2000,2000,55.82,64.92,8,1.0900000000000001]
[2015,"ENT_2_TVA_Transmission","ENT","TVA_Transmission","Internal","Summer","B4",100,2100,0,55.82,62.29,8,0]
[2015,"HQ_NEISO_2_NEISO","HQ_NEISO","NEISO","Internal","Summer","B4",100,99999,2920,42.27,42.28,0.01,0]
[2015,"HQ_NY_2_NYISO_A-F","HQ_NY","NYISO_A-F","Internal","Summer","B4",100,99999,1000,45.27,45.28,0.01,0]
[2015,"HQ_IESO_2_IESO","HQ_IESO","IESO","Internal","Summer","B4",100,99999,400,38.270000000000003,38.28,0.01,0]
[2015,"IESO_2_MAPP_CA","IESO","MAPP_CA","Internal","Summer","B4",100,262,262,38.28,48.74,7,3.46]
[2015,"IESO_2_MISO_MI","IESO","MISO_MI","Internal","Summer","B4",100,1840,1840,38.28,51.97,7,6.7]
[2015,"IESO_2_MISO_W","IESO","MISO_W","Internal","Summer","B4",100,140,140,38.28,55.69,7,10.41]
[2015,"IESO_2_NYISO_A-F","IESO","NYISO_A-F","Internal","Summer","B4",100,1725,1554.83,38.28,45.28,7,0]
[2015,"MAPP_CA_2_IESO","MAPP_CA","IESO","Internal","Summer","B4",100,330,0,48.74,38.28,8,0]
[2015,"MAPP_CA_2_MAPP_US","MAPP_CA","MAPP_US","Internal","Summer","B4",100,372,0,48.74,49.95,7,0]
[2015,"MAPP_CA_2_MISO_W","MAPP_CA","MISO_W","Internal","Summer","B4",100,1970,1970,48.74,55.69,0.01,6.93]
[2015,"MAPP_US_2_MAPP_CA","MAPP_US","MAPP_CA","Internal","Summer","B4",100,165,0,49.95,48.74,7,0]
[2015,"MAPP_US_2_MISO_W","MAPP_US","MISO_W","Internal","Summer","B4",100,2635,0,49.95,55.69,7,0]
[2015,"MAPP_US_2_NE","MAPP_US","NE","Internal","Summer","B4",100,2000,1074.26,49.95,56.95,7,0]
[2015,"MARITIMES_2_NEISO","MARITIMES","NEISO","Internal","Summer","B4",100,99999,1400,42.27,42.28,0.01,0]
[2015,"MISO_IN_2_MISO_MI","MISO_IN","MISO_MI","Internal","Summer","B4",100,5000,0,54.29,51.97,0.01,0]
[2015,"MISO_IN_2_MISO_MO-IL","MISO_IN","MISO_MO-IL","Internal","Summer","B4",100,5000,0,54.29,54.29,0.01,0]
[2015,"MISO_IN_2_NonRTO_Midwest","MISO_IN","NonRTO_Midwest","Internal","Summer","B4",100,4800,815.69,54.29,62.29,8,0]
[2015,"MISO_IN_2_PJM_ROR","MISO_IN","PJM_ROR","Internal","Summer","B4",100,992,88.59,54.29,56.29,2,0]
[2015,"MISO_MI_2_MISO_IN","MISO_MI","MISO_IN","Internal","Summer","B4",100,2045,2045,51.97,54.29,0.01,2.2999999999999998]
[2015,"MISO_MI_2_MISO_WUMS","MISO_MI","MISO_WUMS","Internal","Summer","B4",100,117,117,51.97,55.7,0.01,3.72]
[2015,"MISO_MI_2_PJM_ROR","MISO_MI","PJM_ROR","Internal","Summer","B4",100,1424,1424,51.97,56.29,2,2.31]
[2015,"MISO_MO-IL_2_ENT","MISO_MO-IL","ENT","Internal","Summer","B4",100,2540,0,54.29,55.82,8,0]
[2015,"MISO_MO-IL_2_MISO_IN","MISO_MO-IL","MISO_IN","Internal","Summer","B4",100,2100,0,54.29,54.29,0.01,0]
[2015,"MISO_MO-IL_2_MISO_W","MISO_MO-IL","MISO_W","Internal","Summer","B4",100,960,960,54.29,55.69,0.01,1.39]
[2015,"MISO_MO-IL_2_PJM_ROR","MISO_MO-IL","PJM_ROR","Internal","Summer","B4",100,1212,90.26,54.29,56.29,2,0]
[2015,"MISO_MO-IL_2_SPP_N","MISO_MO-IL","SPP_N","Internal","Summer","B4",100,2000,0,54.29,56.96,8,0]
[2015,"MISO_MO-IL_2_TVA_Transmission","MISO_MO-IL","TVA_Transmission","Internal","Summer","B4",100,4000,88.9,54.29,62.29,8,0]
[2015,"MISO_W_2_MAPP_CA","MISO_W","MAPP_CA","Internal","Summer","B4",100,700,0,55.69,48.74,0.01,0]
[2015,"MISO_W_2_MISO_MO-IL","MISO_W","MISO_MO-IL","Internal","Summer","B4",100,3800,0,55.69,54.29,0.01,0]
[2015,"MISO_W_2_MISO_WUMS","MISO_W","MISO_WUMS","Internal","Summer","B4",100,1629,264.13,55.69,55.7,0.01,0]
[2015,"MISO_W_2_NE","MISO_W","NE","Internal","Summer","B4",100,2800,0,55.69,56.95,7,0]
[2015,"MISO_W_2_PJM_ROR","MISO_W","PJM_ROR","Internal","Summer","B4",100,773,0,55.69,56.29,2,0]
[2015,"MISO_W_2_SPP_N","MISO_W","SPP_N","Internal","Summer","B4",100,3200,0,55.69,56.96,7,0]
[2015,"MISO_WUMS_2_MISO_MI","MISO_WUMS","MISO_MI","Internal","Summer","B4",100,99,0,55.7,51.97,0.01,0]
[2015,"MISO_WUMS_2_MISO_W","MISO_WUMS","MISO_W","Internal","Summer","B4",100,1137,0,55.7,55.69,0.01,0]
[2015,"MISO_WUMS_2_PJM_ROR","MISO_WUMS","PJM_ROR","Internal","Summer","B4",100,1600,0,55.7,56.29,2,0]
[2015,"NE_2_MISO_W","NE","MISO_W","Internal","Summer","B4",100,1600,0,56.95,55.69,5,0]
[2015,"NE_2_SPP_N","NE","SPP_N","Internal","Summer","B4",100,1800,1358.7,56.95,56.96,0.01,0]
[2015,"NEISO_2_NYISO_A-F","NEISO","NYISO_A-F","Internal","Summer","B4",100,600,547.74,42.28,45.28,3,0]
[2015,"NEISO_2_NYISO_G-I","NEISO","NYISO_G-I","Internal","Summer","B4",100,600,600,42.28,50.14,3,4.8600000000000003]
[2015,"NEISO_2_NYISO_J-K","NEISO","NYISO_J-K","Internal","Summer","B4",100,430,430,42.28,50.15,3,4.87]
[2015,"NonRTO_Midwest_2_MISO_IN","NonRTO_Midwest","MISO_IN","Internal","Summer","B4",100,4450,0,62.29,54.29,8,0]
[2015,"NonRTO_Midwest_2_TVA_Transmission","NonRTO_Midwest","TVA_Transmission","Internal","Summer","B4",100,2400,0,62.29,62.29,8,0]
[2015,"NYISO_A-F_2_IESO","NYISO_A-F","IESO","Internal","Summer","B4",100,1600,0,45.28,38.28,7,0]
[2015,"NYISO_A-F_2_NEISO","NYISO_A-F","NEISO","Internal","Summer","B4",100,600,0,45.28,42.28,3,0]
[2015,"NYISO_A-F_2_NYISO_G-I","NYISO_A-F","NYISO_G-I","Internal","Summer","B4",100,4250,4250,45.28,50.14,0.01,4.84]
[2015,"NYISO_A-F_2_PJM_ROM","NYISO_A-F","PJM_ROM","Internal","Summer","B4",100,1000,1000,45.28,56.28,8,3]
[2015,"NYISO_G-I_2_NEISO","NYISO_G-I","NEISO","Internal","Summer","B4",100,600,0,50.14,42.28,3,0]
[2015,"NYISO_G-I_2_NYISO_A-F","NYISO_G-I","NYISO_A-F","Internal","Summer","B4",100,1999,0,50.14,45.28,0.01,0]
[2015,"NYISO_G-I_2_NYISO_J-K","NYISO_G-I","NYISO_J-K","Internal","Summer","B4",100,6130,4899.16,50.14,50.15,0.01,0]
[2015,"NYISO_G-I_2_PJM_E","NYISO_G-I","PJM_E","Internal","Summer","B4",100,1500,0,50.14,56.29,8,0]
[2015,"NYISO_J-K_2_NEISO","NYISO_J-K","NEISO","Internal","Summer","B4",100,0.01,0,50.15,42.28,3,0]
[2015,"NYISO_J-K_2_NYISO_G-I","NYISO_J-K","NYISO_G-I","Internal","Summer","B4",100,1999,0,50.15,50.14,0.01,0]
[2015,"NYISO_J-K_2_PJM_E","NYISO_J-K","PJM_E","Internal","Summer","B4",100,0.01,0,50.15,56.29,8,0]
[2015,"PJM_E_2_NYISO_G-I","PJM_E","NYISO_G-I","Internal","Summer","B4",100,500,0,56.29,50.14,6,0]
[2015,"PJM_E_2_NYISO_J-K","PJM_E","NYISO_J-K","Internal","Summer","B4",100,330,0,56.29,50.15,6,0]
[2015,"PJM_E_2_PJM_ROM","PJM_E","PJM_ROM","Internal","Summer","B4",100,8000,0,56.29,56.28,0.01,0]
[2015,"PJM_ROR_2_MISO_IN","PJM_ROR","MISO_IN","Internal","Summer","B4",100,909,0,56.29,54.29,2,0]
[2015,"PJM_ROR_2_MISO_MI","PJM_ROR","MISO_MI","Internal","Summer","B4",100,1305,0,56.29,51.97,2,0]
[2015,"PJM_ROR_2_MISO_MO-IL","PJM_ROR","MISO_MO-IL","Internal","Summer","B4",100,1111,0,56.29,54.29,2,0]
[2015,"PJM_ROR_2_MISO_W","PJM_ROR","MISO_W","Internal","Summer","B4",100,709,0,56.29,55.69,2,0]
[2015,"PJM_ROR_2_MISO_WUMS","PJM_ROR","MISO_WUMS","Internal","Summer","B4",100,1467,0,56.29,55.7,2,0]
[2015,"PJM_ROR_2_PJM_ROM","PJM_ROR","PJM_ROM","Internal","Summer","B4",100,8000,0,56.29,56.28,0.01,0]
[2015,"PJM_ROR_2_TVA_Transmission","PJM_ROR","TVA_Transmission","Internal","Summer","B4",100,2500,712.37,56.29,62.29,6,0]
[2015,"PJM_ROR_2_VACAR","PJM_ROR","VACAR","Internal","Summer","B4",100,3000,2028.39,56.29,62.29,6,0]
[2015,"PJM_ROM_2_NYISO_A-F","PJM_ROM","NYISO_A-F","Internal","Summer","B4",100,2000,0,56.28,45.28,6,0]
[2015,"PJM_ROM_2_PJM_E","PJM_ROM","PJM_E","Internal","Summer","B4",100,8000,1666.66,56.28,56.29,0.01,0]
[2015,"PJM_ROM_2_PJM_ROR","PJM_ROM","PJM_ROR","Internal","Summer","B4",100,8000,1481.58,56.28,56.29,0.01,0]
[2015,"SOCO_2_FRCC","SOCO","FRCC","Internal","Summer","B4",100,3700,0,64.92,71.2,10,0]
[2015,"SOCO_2_VACAR","SOCO","VACAR","Internal","Summer","B4",100,2000,0,64.92,62.29,10,0]
[2015,"SPP_N_2_ENT","SPP_N","ENT","Internal","Summer","B4",100,1800,0,56.96,55.82,5,0]
[2015,"SPP_N_2_MISO_MO-IL","SPP_N","MISO_MO-IL","Internal","Summer","B4",100,2000,0,56.96,54.29,5,0]
[2015,"SPP_N_2_MISO_W","SPP_N","MISO_W","Internal","Summer","B4",100,750,0,56.96,55.69,5,0]
[2015,"SPP_N_2_NE","SPP_N","NE","Internal","Summer","B4",100,330,0,56.96,56.95,0.01,0]
[2015,"SPP_N_2_SPP_S","SPP_N","SPP_S","Internal","Summer","B4",100,4000,0,56.96,50.82,0.01,0]
[2015,"SPP_S_2_ENT","SPP_S","ENT","Internal","Summer","B4",100,850,410.2,50.82,55.82,5,0]
[2015,"SPP_S_2_SPP_N","SPP_S","SPP_N","Internal","Summer","B4",100,640,640,50.82,56.96,0.01,6.12]
[2015,"TVA_2_ENT","TVA","ENT","Internal","Summer","B4",100,500,0,62.3,55.82,9,0]
[2015,"TVA_2_NonRTO_Midwest","TVA","NonRTO_Midwest","Internal","Summer","B4",100,100,0,62.3,62.29,9,0]
[2015,"TVA_2_SOCO","TVA","SOCO","Internal","Summer","B4",100,500,0,62.3,64.92,9,0]
[2015,"TVA_2_VACAR","TVA","VACAR","Internal","Summer","B4",100,150,0,62.3,62.29,9,0]
[2015,"TVA_Transmission_2_NonRTO_Midwest","TVA_Transmission","NonRTO_Midwest","Internal","Summer","B4",100,700,0,62.29,62.29,9,0]
[2015,"TVA_Transmission_2_SOCO","TVA_Transmission","SOCO","Internal","Summer","B4",100,3200,0,62.29,64.92,9,0]
[2015,"TVA_Transmission_2_TVA","TVA_Transmission","TVA","Internal","Summer","B4",100,99999,801.27,62.29,62.3,0.01,0]
[2015,"TVA_Transmission_2_VACAR","TVA_Transmission","VACAR","Internal","Summer","B4",100,900,0,62.29,62.29,9,0]
[2015,"VACAR_2_SOCO","VACAR","SOCO","Internal","Summer","B4",100,3000,0,62.29,64.92,7,0]
[2015,"AZ_NM_SNV_Coal_2_SPP_S","AZ_NM_SNV_Coal","SPP_S","External","Summer","B4",100,400,0,52.94,50.82,8.17,0]
[2015,"ERCOT_2_SPP_S","ERCOT","SPP_S","External","Summer","B4",100,800,0,51.3,50.82,8,0]
[2015,"MAPP_US_2_RMPA","MAPP_US","RMPA","External","Summer","B4",100,200,0,49.95,50.58,8,0]
[2015,"NE_2_RMPA","NE","RMPA","External","Summer","B4",100,310,0,56.95,50.58,5,0]
[2015,"NWPP_Coal_2_MAPP_US","NWPP_Coal","MAPP_US","External","Summer","B4",100,150,150,36.99,49.95,8,4.95]
[2015,"RMPA_2_MAPP_US","RMPA","MAPP_US","External","Summer","B4",100,200,0,50.58,49.95,8,0]
[2015,"RMPA_2_NE","RMPA","NE","External","Summer","B4",100,310,0,50.58,56.95,8,0]
[2015,"RMPA_2_SPP_N","RMPA","SPP_N","External","Summer","B4",100,210,0,50.58,56.96,8,0]
[2015,"SPP_N_2_RMPA","SPP_N","RMPA","External","Summer","B4",100,210,0,56.96,50.58,5,0]
[2015,"SPP_S_2_ERCOT","SPP_S","ERCOT","External","Summer","B4",100,800,0,50.82,51.3,5,0]
[2015,"ENT_2_SOCO","ENT","SOCO","Internal","Summer","B5",200,2000,2000,51.84,60.27,8,0.43]
[2015,"ENT_2_TVA_Transmission","ENT","TVA_Transmission","Internal","Summer","B5",200,2100,0,51.84,52.81,8,0]
[2015,"HQ_NEISO_2_NEISO","HQ_NEISO","NEISO","Internal","Summer","B5",200,99999,2920,34.07,34.08,0.01,0]
[2015,"HQ_NY_2_NYISO_A-F","HQ_NY","NYISO_A-F","Internal","Summer","B5",200,99999,1000,42.99,43,0.01,0]
[2015,"HQ_IESO_2_IESO","HQ_IESO","IESO","Internal","Summer","B5",200,99999,400,35.99,36,0.01,0]
[2015,"IESO_2_MAPP_CA","IESO","MAPP_CA","Internal","Summer","B5",200,262,262,36,46.71,7,3.7]
[2015,"IESO_2_MISO_MI","IESO","MISO_MI","Internal","Summer","B5",200,1840,1840,36,45.44,7,2.44]
[2015,"IESO_2_MISO_W","IESO","MISO_W","Internal","Summer","B5",200,140,140,36,46.72,7,3.72]
[2015,"IESO_2_NYISO_A-F","IESO","NYISO_A-F","Internal","Summer","B5",200,1725,585.23,36,43,7,0]
[2015,"MAPP_CA_2_IESO","MAPP_CA","IESO","Internal","Summer","B5",200,330,0,46.71,36,8,0]
[2015,"MAPP_CA_2_MAPP_US","MAPP_CA","MAPP_US","Internal","Summer","B5",200,372,0,46.71,45.81,7,0]
[2015,"MAPP_CA_2_MISO_W","MAPP_CA","MISO_W","Internal","Summer","B5",200,1970,1587.47,46.71,46.72,0.01,0]
[2015,"MAPP_US_2_MAPP_CA","MAPP_US","MAPP_CA","Internal","Summer","B5",200,165,0,45.81,46.71,7,0]
[2015,"MAPP_US_2_MISO_W","MAPP_US","MISO_W","Internal","Summer","B5",200,2635,0,45.81,46.72,7,0]
[2015,"MAPP_US_2_NE","MAPP_US","NE","Internal","Summer","B5",200,2000,1047.8599999999999,45.81,52.81,7,0]
[2015,"MARITIMES_2_NEISO","MARITIMES","NEISO","Internal","Summer","B5",200,99999,1400,34.07,34.08,0.01,0]
[2015,"MISO_IN_2_MISO_MI","MISO_IN","MISO_MI","Internal","Summer","B5",200,5000,0,46.71,45.44,0.01,0]
[2015,"MISO_IN_2_MISO_MO-IL","MISO_IN","MISO_MO-IL","Internal","Summer","B5",200,5000,0,46.71,46.71,0.01,0]
[2015,"MISO_IN_2_NonRTO_Midwest","MISO_IN","NonRTO_Midwest","Internal","Summer","B5",200,4800,499.98,46.71,54.71,8,0]
[2015,"MISO_IN_2_PJM_ROR","MISO_IN","PJM_ROR","Internal","Summer","B5",200,992,679.03,46.71,48.71,2,0]
[2015,"MISO_MI_2_MISO_IN","MISO_MI","MISO_IN","Internal","Summer","B5",200,2045,2045,45.44,46.71,0.01,1.25]
[2015,"MISO_MI_2_MISO_WUMS","MISO_MI","MISO_WUMS","Internal","Summer","B5",200,117,117,45.44,46.71,0.01,1.25]
[2015,"MISO_MI_2_PJM_ROR","MISO_MI","PJM_ROR","Internal","Summer","B5",200,1424,1424,45.44,48.71,2,1.26]
[2015,"MISO_MO-IL_2_ENT","MISO_MO-IL","ENT","Internal","Summer","B5",200,2540,0,46.71,51.84,8,0]
[2015,"MISO_MO-IL_2_MISO_IN","MISO_MO-IL","MISO_IN","Internal","Summer","B5",200,2100,0,46.71,46.71,0.01,0]
[2015,"MISO_MO-IL_2_MISO_W","MISO_MO-IL","MISO_W","Internal","Summer","B5",200,960,704.34,46.71,46.72,0.01,0]
[2015,"MISO_MO-IL_2_PJM_ROR","MISO_MO-IL","PJM_ROR","Internal","Summer","B5",200,1212,701.26,46.71,48.71,2,0]
[2015,"MISO_MO-IL_2_SPP_N","MISO_MO-IL","SPP_N","Internal","Summer","B5",200,2000,0,46.71,52.82,8,0]
[2015,"MISO_MO-IL_2_TVA_Transmission","MISO_MO-IL","TVA_Transmission","Internal","Summer","B5",200,4000,0,46.71,52.81,8,0]
[2015,"MISO_W_2_MAPP_CA","MISO_W","MAPP_CA","Internal","Summer","B5",200,700,0,46.72,46.71,0.01,0]
[2015,"MISO_W_2_MISO_MO-IL","MISO_W","MISO_MO-IL","Internal","Summer","B5",200,3800,0,46.72,46.71,0.01,0]
[2015,"MISO_W_2_MISO_WUMS","MISO_W","MISO_WUMS","Internal","Summer","B5",200,1629,0,46.72,46.71,0.01,0]
[2015,"MISO_W_2_NE","MISO_W","NE","Internal","Summer","B5",200,2800,0,46.72,52.81,7,0]
[2015,"MISO_W_2_PJM_ROR","MISO_W","PJM_ROR","Internal","Summer","B5",200,773,0,46.72,48.71,2,0]
[2015,"MISO_W_2_SPP_N","MISO_W","SPP_N","Internal","Summer","B5",200,3200,0,46.72,52.82,7,0]
[2015,"MISO_WUMS_2_MISO_MI","MISO_WUMS","MISO_MI","Internal","Summer","B5",200,99,0,46.71,45.44,0.01,0]
[2015,"MISO_WUMS_2_MISO_W","MISO_WUMS","MISO_W","Internal","Summer","B5",200,1137,131.37,46.71,46.72,0.01,0]
[2015,"MISO_WUMS_2_PJM_ROR","MISO_WUMS","PJM_ROR","Internal","Summer","B5",200,1600,160.94999999999999,46.71,48.71,2,0]
[2015,"NE_2_MISO_W","NE","MISO_W","Internal","Summer","B5",200,1600,0,52.81,46.72,5,0]
[2015,"NE_2_SPP_N","NE","SPP_N","Internal","Summer","B5",200,1800,1513.97,52.81,52.82,0.01,0]
[2015,"NEISO_2_NYISO_A-F","NEISO","NYISO_A-F","Internal","Summer","B5",200,600,600,34.08,43,3,5.92]
[2015,"NEISO_2_NYISO_G-I","NEISO","NYISO_G-I","Internal","Summer","B5",200,600,600,34.08,50.14,3,13.05]
[2015,"NEISO_2_NYISO_J-K","NEISO","NYISO_J-K","Internal","Summer","B5",200,430,430,34.08,50.15,3,13.07]
[2015,"NonRTO_Midwest_2_MISO_IN","NonRTO_Midwest","MISO_IN","Internal","Summer","B5",200,4450,0,54.71,46.71,8,0]
[2015,"NonRTO_Midwest_2_TVA_Transmission","NonRTO_Midwest","TVA_Transmission","Internal","Summer","B5",200,2400,0,54.71,52.81,8,0]
[2015,"NYISO_A-F_2_IESO","NYISO_A-F","IESO","Internal","Summer","B5",200,1600,0,43,36,7,0]
[2015,"NYISO_A-F_2_NEISO","NYISO_A-F","NEISO","Internal","Summer","B5",200,600,0,43,34.08,3,0]
[2015,"NYISO_A-F_2_NYISO_G-I","NYISO_A-F","NYISO_G-I","Internal","Summer","B5",200,4250,4250,43,50.14,0.01,7.12]
[2015,"NYISO_A-F_2_PJM_ROM","NYISO_A-F","PJM_ROM","Internal","Summer","B5",200,1000,0,43,48.72,8,0]
[2015,"NYISO_G-I_2_NEISO","NYISO_G-I","NEISO","Internal","Summer","B5",200,600,0,50.14,34.08,3,0]
[2015,"NYISO_G-I_2_NYISO_A-F","NYISO_G-I","NYISO_A-F","Internal","Summer","B5",200,1999,0,50.14,43,0.01,0]
[2015,"NYISO_G-I_2_NYISO_J-K","NYISO_G-I","NYISO_J-K","Internal","Summer","B5",200,6130,5035.6099999999997,50.14,50.15,0.01,0]
[2015,"NYISO_G-I_2_PJM_E","NYISO_G-I","PJM_E","Internal","Summer","B5",200,1500,0,50.14,48.73,8,0]
[2015,"NYISO_J-K_2_NEISO","NYISO_J-K","NEISO","Internal","Summer","B5",200,0.01,0,50.15,34.08,3,0]
[2015,"NYISO_J-K_2_NYISO_G-I","NYISO_J-K","NYISO_G-I","Internal","Summer","B5",200,1999,0,50.15,50.14,0.01,0]
[2015,"NYISO_J-K_2_PJM_E","NYISO_J-K","PJM_E","Internal","Summer","B5",200,0.01,0,50.15,48.73,8,0]
[2015,"PJM_E_2_NYISO_G-I","PJM_E","NYISO_G-I","Internal","Summer","B5",200,500,0,48.73,50.14,6,0]
[2015,"PJM_E_2_NYISO_J-K","PJM_E","NYISO_J-K","Internal","Summer","B5",200,330,0,48.73,50.15,6,0]
[2015,"PJM_E_2_PJM_ROM","PJM_E","PJM_ROM","Internal","Summer","B5",200,8000,0,48.73,48.72,0.01,0]
[2015,"PJM_ROR_2_MISO_IN","PJM_ROR","MISO_IN","Internal","Summer","B5",200,909,0,48.71,46.71,2,0]
[2015,"PJM_ROR_2_MISO_MI","PJM_ROR","MISO_MI","Internal","Summer","B5",200,1305,0,48.71,45.44,2,0]
[2015,"PJM_ROR_2_MISO_MO-IL","PJM_ROR","MISO_MO-IL","Internal","Summer","B5",200,1111,0,48.71,46.71,2,0]
[2015,"PJM_ROR_2_MISO_W","PJM_ROR","MISO_W","Internal","Summer","B5",200,709,0,48.71,46.72,2,0]
[2015,"PJM_ROR_2_MISO_WUMS","PJM_ROR","MISO_WUMS","Internal","Summer","B5",200,1467,0,48.71,46.71,2,0]
[2015,"PJM_ROR_2_PJM_ROM","PJM_ROR","PJM_ROM","Internal","Summer","B5",200,8000,2178.89,48.71,48.72,0.01,0]
[2015,"PJM_ROR_2_TVA_Transmission","PJM_ROR","TVA_Transmission","Internal","Summer","B5",200,2500,0,48.71,52.81,6,0]
[2015,"PJM_ROR_2_VACAR","PJM_ROR","VACAR","Internal","Summer","B5",200,3000,3000,48.71,55.3,6,0.6]
[2015,"PJM_ROM_2_NYISO_A-F","PJM_ROM","NYISO_A-F","Internal","Summer","B5",200,2000,0,48.72,43,6,0]
[2015,"PJM_ROM_2_PJM_E","PJM_ROM","PJM_E","Internal","Summer","B5",200,8000,1673.45,48.72,48.73,0.01,0]
[2015,"PJM_ROM_2_PJM_ROR","PJM_ROM","PJM_ROR","Internal","Summer","B5",200,8000,0,48.72,48.71,0.01,0]
[2015,"SOCO_2_FRCC","SOCO","FRCC","Internal","Summer","B5",200,3700,1208.03,60.27,70.27,10,0]
[2015,"SOCO_2_VACAR","SOCO","VACAR","Internal","Summer","B5",200,2000,0,60.27,55.3,10,0]
[2015,"SPP_N_2_ENT","SPP_N","ENT","Internal","Summer","B5",200,1800,0,52.82,51.84,5,0]
[2015,"SPP_N_2_MISO_MO-IL","SPP_N","MISO_MO-IL","Internal","Summer","B5",200,2000,0,52.82,46.71,5,0]
[2015,"SPP_N_2_MISO_W","SPP_N","MISO_W","Internal","Summer","B5",200,750,0,52.82,46.72,5,0]
[2015,"SPP_N_2_NE","SPP_N","NE","Internal","Summer","B5",200,330,0,52.82,52.81,0.01,0]
[2015,"SPP_N_2_SPP_S","SPP_N","SPP_S","Internal","Summer","B5",200,4000,0,52.82,50.41,0.01,0]
[2015,"SPP_S_2_ENT","SPP_S","ENT","Internal","Summer","B5",200,850,0,50.41,51.84,5,0]
[2015,"SPP_S_2_SPP_N","SPP_S","SPP_N","Internal","Summer","B5",200,640,640,50.41,52.82,0.01,2.4]
[2015,"TVA_2_ENT","TVA","ENT","Internal","Summer","B5",200,500,0,48.93,51.84,9,0]
[2015,"TVA_2_NonRTO_Midwest","TVA","NonRTO_Midwest","Internal","Summer","B5",200,100,0,48.93,54.71,9,0]
[2015,"TVA_2_SOCO","TVA","SOCO","Internal","Summer","B5",200,500,500,48.93,60.27,9,2.34]
[2015,"TVA_2_VACAR","TVA","VACAR","Internal","Summer","B5",200,150,0,48.93,55.3,9,0]
[2015,"TVA_Transmission_2_NonRTO_Midwest","TVA_Transmission","NonRTO_Midwest","Internal","Summer","B5",200,700,0,52.81,54.71,9,0]
[2015,"TVA_Transmission_2_SOCO","TVA_Transmission","SOCO","Internal","Summer","B5",200,3200,0,52.81,60.27,9,0]
[2015,"TVA_Transmission_2_TVA","TVA_Transmission","TVA","Internal","Summer","B5",200,99999,0,52.81,48.93,0.01,0]
[2015,"TVA_Transmission_2_VACAR","TVA_Transmission","VACAR","Internal","Summer","B5",200,900,0,52.81,55.3,9,0]
[2015,"VACAR_2_SOCO","VACAR","SOCO","Internal","Summer","B5",200,3000,0,55.3,60.27,7,0]
[2015,"AZ_NM_SNV_Coal_2_SPP_S","AZ_NM_SNV_Coal","SPP_S","External","Summer","B5",200,400,0,45.03,50.41,8.17,0]
[2015,"ERCOT_2_SPP_S","ERCOT","SPP_S","External","Summer","B5",200,800,0,51.3,50.41,8,0]
[2015,"MAPP_US_2_RMPA","MAPP_US","RMPA","External","Summer","B5",200,200,0,45.81,44.82,8,0]
[2015,"NE_2_RMPA","NE","RMPA","External","Summer","B5",200,310,0,52.81,44.82,5,0]
[2015,"NWPP_Coal_2_MAPP_US","NWPP_Coal","MAPP_US","External","Summer","B5",200,150,150,36.99,45.81,8,0.82]
[2015,"RMPA_2_MAPP_US","RMPA","MAPP_US","External","Summer","B5",200,200,0,44.82,45.81,8,0]
[2015,"RMPA_2_NE","RMPA","NE","External","Summer","B5",200,310,0,44.82,52.81,8,0]
[2015,"RMPA_2_SPP_N","RMPA","SPP_N","External","Summer","B5",200,210,24.57,44.82,52.82,8,0]
[2015,"SPP_N_2_RMPA","SPP_N","RMPA","External","Summer","B5",200,210,0,52.82,44.82,5,0]
[2015,"SPP_S_2_ERCOT","SPP_S","ERCOT","External","Summer","B5",200,800,0,50.41,51.3,5,0]
[2015,"ENT_2_SOCO","ENT","SOCO","Internal","Summer","B6",300,2000,837.08,42.05,50.05,8,0]
[2015,"ENT_2_TVA_Transmission","ENT","TVA_Transmission","Internal","Summer","B6",300,2100,0,42.05,45.79,8,0]
[2015,"HQ_NEISO_2_NEISO","HQ_NEISO","NEISO","Internal","Summer","B6",300,99999,2920,34.07,34.08,0.01,0]
[2015,"HQ_NY_2_NYISO_A-F","HQ_NY","NYISO_A-F","Internal","Summer","B6",300,99999,1000,42.08,42.09,0.01,0]
[2015,"HQ_IESO_2_IESO","HQ_IESO","IESO","Internal","Summer","B6",300,99999,400,35.08,35.090000000000003,0.01,0]
[2015,"IESO_2_MAPP_CA","IESO","MAPP_CA","Internal","Summer","B6",300,262,253.46,35.090000000000003,42.09,7,0]
[2015,"IESO_2_MISO_MI","IESO","MISO_MI","Internal","Summer","B6",300,1840,885.45,35.090000000000003,42.09,7,0]
[2015,"IESO_2_MISO_W","IESO","MISO_W","Internal","Summer","B6",300,140,140,35.090000000000003,42.1,7,0.01]
[2015,"IESO_2_NYISO_A-F","IESO","NYISO_A-F","Internal","Summer","B6",300,1725,866.11,35.090000000000003,42.09,7,0]
[2015,"MAPP_CA_2_IESO","MAPP_CA","IESO","Internal","Summer","B6",300,330,0,42.09,35.090000000000003,8,0]
[2015,"MAPP_CA_2_MAPP_US","MAPP_CA","MAPP_US","Internal","Summer","B6",300,372,0,42.09,35.1,7,0]
[2015,"MAPP_CA_2_MISO_W","MAPP_CA","MISO_W","Internal","Summer","B6",300,1970,1702.39,42.09,42.1,0.01,0]
[2015,"MAPP_US_2_MAPP_CA","MAPP_US","MAPP_CA","Internal","Summer","B6",300,165,0,35.1,42.09,7,0]
[2015,"MAPP_US_2_MISO_W","MAPP_US","MISO_W","Internal","Summer","B6",300,2635,25.97,35.1,42.1,7,0]
[2015,"MAPP_US_2_NE","MAPP_US","NE","Internal","Summer","B6",300,2000,1109.42,35.1,42.1,7,0]
[2015,"MARITIMES_2_NEISO","MARITIMES","NEISO","Internal","Summer","B6",300,99999,1400,34.07,34.08,0.01,0]
[2015,"MISO_IN_2_MISO_MI","MISO_IN","MISO_MI","Internal","Summer","B6",300,5000,0,42.1,42.09,0.01,0]
[2015,"MISO_IN_2_MISO_MO-IL","MISO_IN","MISO_MO-IL","Internal","Summer","B6",300,5000,0,42.1,42.09,0.01,0]
[2015,"MISO_IN_2_NonRTO_Midwest","MISO_IN","NonRTO_Midwest","Internal","Summer","B6",300,4800,0,42.1,47.73,8,0]
[2015,"MISO_IN_2_PJM_ROR","MISO_IN","PJM_ROR","Internal","Summer","B6",300,992,0,42.1,44.09,2,0]
[2015,"MISO_MI_2_MISO_IN","MISO_MI","MISO_IN","Internal","Summer","B6",300,2045,191.47,42.09,42.1,0.01,0]
[2015,"MISO_MI_2_MISO_WUMS","MISO_MI","MISO_WUMS","Internal","Summer","B6",300,117,0,42.09,42.09,0.01,0]
[2015,"MISO_MI_2_PJM_ROR","MISO_MI","PJM_ROR","Internal","Summer","B6",300,1424,1414.71,42.09,44.09,2,0]
[2015,"MISO_MO-IL_2_ENT","MISO_MO-IL","ENT","Internal","Summer","B6",300,2540,0,42.09,42.05,8,0]
[2015,"MISO_MO-IL_2_MISO_IN","MISO_MO-IL","MISO_IN","Internal","Summer","B6",300,2100,9.3000000000000007,42.09,42.1,0.01,0]
[2015,"MISO_MO-IL_2_MISO_W","MISO_MO-IL","MISO_W","Internal","Summer","B6",300,960,924.25,42.09,42.1,0.01,0]
[2015,"MISO_MO-IL_2_PJM_ROR","MISO_MO-IL","PJM_ROR","Internal","Summer","B6",300,1212,1057.02,42.09,44.09,2,0]
[2015,"MISO_MO-IL_2_SPP_N","MISO_MO-IL","SPP_N","Internal","Summer","B6",300,2000,0,42.09,49.1,8,0]
[2015,"MISO_MO-IL_2_TVA_Transmission","MISO_MO-IL","TVA_Transmission","Internal","Summer","B6",300,4000,0,42.09,45.79,8,0]
[2015,"MISO_W_2_MAPP_CA","MISO_W","MAPP_CA","Internal","Summer","B6",300,700,0,42.1,42.09,0.01,0]
[2015,"MISO_W_2_MISO_MO-IL","MISO_W","MISO_MO-IL","Internal","Summer","B6",300,3800,0,42.1,42.09,0.01,0]
[2015,"MISO_W_2_MISO_WUMS","MISO_W","MISO_WUMS","Internal","Summer","B6",300,1629,0,42.1,42.09,0.01,0]
[2015,"MISO_W_2_NE","MISO_W","NE","Internal","Summer","B6",300,2800,0,42.1,42.1,7,0]
[2015,"MISO_W_2_PJM_ROR","MISO_W","PJM_ROR","Internal","Summer","B6",300,773,0,42.1,44.09,2,0]
[2015,"MISO_W_2_SPP_N","MISO_W","SPP_N","Internal","Summer","B6",300,3200,2133.33,42.1,49.1,7,0]
[2015,"MISO_WUMS_2_MISO_MI","MISO_WUMS","MISO_MI","Internal","Summer","B6",300,99,0,42.09,42.09,0.01,0]
[2015,"MISO_WUMS_2_MISO_W","MISO_WUMS","MISO_W","Internal","Summer","B6",300,1137,641.39,42.09,42.1,0.01,0]
[2015,"MISO_WUMS_2_PJM_ROR","MISO_WUMS","PJM_ROR","Internal","Summer","B6",300,1600,48.64,42.09,44.09,2,0]
[2015,"NE_2_MISO_W","NE","MISO_W","Internal","Summer","B6",300,1600,0,42.1,42.1,5,0]
[2015,"NE_2_SPP_N","NE","SPP_N","Internal","Summer","B6",300,1800,1800,42.1,49.1,0.01,6.99]
[2015,"NEISO_2_NYISO_A-F","NEISO","NYISO_A-F","Internal","Summer","B6",300,600,600,34.08,42.09,3,5.01]
[2015,"NEISO_2_NYISO_G-I","NEISO","NYISO_G-I","Internal","Summer","B6",300,600,600,34.08,50.11,3,13.03]
[2015,"NEISO_2_NYISO_J-K","NEISO","NYISO_J-K","Internal","Summer","B6",300,430,430,34.08,50.12,3,13.04]
[2015,"NonRTO_Midwest_2_MISO_IN","NonRTO_Midwest","MISO_IN","Internal","Summer","B6",300,4450,0,47.73,42.1,8,0]
[2015,"NonRTO_Midwest_2_TVA_Transmission","NonRTO_Midwest","TVA_Transmission","Internal","Summer","B6",300,2400,0,47.73,45.79,8,0]
[2015,"NYISO_A-F_2_IESO","NYISO_A-F","IESO","Internal","Summer","B6",300,1600,0,42.09,35.090000000000003,7,0]
[2015,"NYISO_A-F_2_NEISO","NYISO_A-F","NEISO","Internal","Summer","B6",300,600,0,42.09,34.08,3,0]
[2015,"NYISO_A-F_2_NYISO_G-I","NYISO_A-F","NYISO_G-I","Internal","Summer","B6",300,4250,4250,42.09,50.11,0.01,8.01]
[2015,"NYISO_A-F_2_PJM_ROM","NYISO_A-F","PJM_ROM","Internal","Summer","B6",300,1000,0,42.09,44.1,8,0]
[2015,"NYISO_G-I_2_NEISO","NYISO_G-I","NEISO","Internal","Summer","B6",300,600,0,50.11,34.08,3,0]
[2015,"NYISO_G-I_2_NYISO_A-F","NYISO_G-I","NYISO_A-F","Internal","Summer","B6",300,1999,0,50.11,42.09,0.01,0]
[2015,"NYISO_G-I_2_NYISO_J-K","NYISO_G-I","NYISO_J-K","Internal","Summer","B6",300,6130,5645.07,50.11,50.12,0.01,0]
[2015,"NYISO_G-I_2_PJM_E","NYISO_G-I","PJM_E","Internal","Summer","B6",300,1500,0,50.11,44.11,8,0]
[2015,"NYISO_J-K_2_NEISO","NYISO_J-K","NEISO","Internal","Summer","B6",300,0.01,0,50.12,34.08,3,0]
[2015,"NYISO_J-K_2_NYISO_G-I","NYISO_J-K","NYISO_G-I","Internal","Summer","B6",300,1999,0,50.12,50.11,0.01,0]
[2015,"NYISO_J-K_2_PJM_E","NYISO_J-K","PJM_E","Internal","Summer","B6",300,0.01,0,50.12,44.11,8,0]
[2015,"PJM_E_2_NYISO_G-I","PJM_E","NYISO_G-I","Internal","Summer","B6",300,500,413.4,44.11,50.11,6,0]
[2015,"PJM_E_2_NYISO_J-K","PJM_E","NYISO_J-K","Internal","Summer","B6",300,330,330,44.11,50.12,6,0.01]
[2015,"PJM_E_2_PJM_ROM","PJM_E","PJM_ROM","Internal","Summer","B6",300,8000,0,44.11,44.1,0.01,0]
[2015,"PJM_ROR_2_MISO_IN","PJM_ROR","MISO_IN","Internal","Summer","B6",300,909,0,44.09,42.1,2,0]
[2015,"PJM_ROR_2_MISO_MI","PJM_ROR","MISO_MI","Internal","Summer","B6",300,1305,0,44.09,42.09,2,0]
[2015,"PJM_ROR_2_MISO_MO-IL","PJM_ROR","MISO_MO-IL","Internal","Summer","B6",300,1111,0,44.09,42.09,2,0]
[2015,"PJM_ROR_2_MISO_W","PJM_ROR","MISO_W","Internal","Summer","B6",300,709,0,44.09,42.1,2,0]
[2015,"PJM_ROR_2_MISO_WUMS","PJM_ROR","MISO_WUMS","Internal","Summer","B6",300,1467,0,44.09,42.09,2,0]
[2015,"PJM_ROR_2_PJM_ROM","PJM_ROR","PJM_ROM","Internal","Summer","B6",300,8000,2736.71,44.09,44.1,0.01,0]
[2015,"PJM_ROR_2_TVA_Transmission","PJM_ROR","TVA_Transmission","Internal","Summer","B6",300,2500,0,44.09,45.79,6,0]
[2015,"PJM_ROR_2_VACAR","PJM_ROR","VACAR","Internal","Summer","B6",300,3000,921.83,44.09,50.09,6,0]
[2015,"PJM_ROM_2_NYISO_A-F","PJM_ROM","NYISO_A-F","Internal","Summer","B6",300,2000,0,44.1,42.09,6,0]
[2015,"PJM_ROM_2_PJM_E","PJM_ROM","PJM_E","Internal","Summer","B6",300,8000,1779.97,44.1,44.11,0.01,0]
[2015,"PJM_ROM_2_PJM_ROR","PJM_ROM","PJM_ROR","Internal","Summer","B6",300,8000,0,44.1,44.09,0.01,0]
[2015,"SOCO_2_FRCC","SOCO","FRCC","Internal","Summer","B6",300,3700,840.38,50.05,60.05,10,0]
[2015,"SOCO_2_VACAR","SOCO","VACAR","Internal","Summer","B6",300,2000,0,50.05,50.09,10,0]
[2015,"SPP_N_2_ENT","SPP_N","ENT","Internal","Summer","B6",300,1800,0,49.1,42.05,5,0]
[2015,"SPP_N_2_MISO_MO-IL","SPP_N","MISO_MO-IL","Internal","Summer","B6",300,2000,0,49.1,42.09,5,0]
[2015,"SPP_N_2_MISO_W","SPP_N","MISO_W","Internal","Summer","B6",300,750,0,49.1,42.1,5,0]
[2015,"SPP_N_2_NE","SPP_N","NE","Internal","Summer","B6",300,330,0,49.1,42.1,0.01,0]
[2015,"SPP_N_2_SPP_S","SPP_N","SPP_S","Internal","Summer","B6",300,4000,2183.06,49.1,49.11,0.01,0]
[2015,"SPP_S_2_ENT","SPP_S","ENT","Internal","Summer","B6",300,850,0,49.11,42.05,5,0]
[2015,"SPP_S_2_SPP_N","SPP_S","SPP_N","Internal","Summer","B6",300,640,0,49.11,49.1,0.01,0]
[2015,"TVA_2_ENT","TVA","ENT","Internal","Summer","B6",300,500,0,38.729999999999997,42.05,9,0]
[2015,"TVA_2_NonRTO_Midwest","TVA","NonRTO_Midwest","Internal","Summer","B6",300,100,10.98,38.729999999999997,47.73,9,0]
[2015,"TVA_2_SOCO","TVA","SOCO","Internal","Summer","B6",300,500,500,38.729999999999997,50.05,9,2.3199999999999998]
[2015,"TVA_2_VACAR","TVA","VACAR","Internal","Summer","B6",300,150,150,38.729999999999997,50.09,9,2.36]
[2015,"TVA_Transmission_2_NonRTO_Midwest","TVA_Transmission","NonRTO_Midwest","Internal","Summer","B6",300,700,0,45.79,47.73,9,0]
[2015,"TVA_Transmission_2_SOCO","TVA_Transmission","SOCO","Internal","Summer","B6",300,3200,0,45.79,50.05,9,0]
[2015,"TVA_Transmission_2_TVA","TVA_Transmission","TVA","Internal","Summer","B6",300,99999,0,45.79,38.729999999999997,0.01,0]
[2015,"TVA_Transmission_2_VACAR","TVA_Transmission","VACAR","Internal","Summer","B6",300,900,0,45.79,50.09,9,0]
[2015,"VACAR_2_SOCO","VACAR","SOCO","Internal","Summer","B6",300,3000,0,50.09,50.05,7,0]
[2015,"AZ_NM_SNV_Coal_2_SPP_S","AZ_NM_SNV_Coal","SPP_S","External","Summer","B6",300,400,400,39.53,49.11,8.17,1.42]
[2015,"ERCOT_2_SPP_S","ERCOT","SPP_S","External","Summer","B6",300,800,0,51.3,49.11,8,0]
[2015,"MAPP_US_2_RMPA","MAPP_US","RMPA","External","Summer","B6",300,200,0,35.1,36.71,8,0]
[2015,"NE_2_RMPA","NE","RMPA","External","Summer","B6",300,310,0,42.1,36.71,5,0]
[2015,"NWPP_Coal_2_MAPP_US","NWPP_Coal","MAPP_US","External","Summer","B6",300,150,0,36.99,35.1,8,0]
[2015,"RMPA_2_MAPP_US","RMPA","MAPP_US","External","Summer","B6",300,200,0,36.71,35.1,8,0]
[2015,"RMPA_2_NE","RMPA","NE","External","Summer","B6",300,310,0,36.71,42.1,8,0]
[2015,"RMPA_2_SPP_N","RMPA","SPP_N","External","Summer","B6",300,210,210,36.71,49.1,8,4.38]
[2015,"SPP_N_2_RMPA","SPP_N","RMPA","External","Summer","B6",300,210,0,49.1,36.71,5,0]
[2015,"SPP_S_2_ERCOT","SPP_S","ERCOT","External","Summer","B6",300,800,0,49.11,51.3,5,0]
[2015,"ENT_2_SOCO","ENT","SOCO","Internal","Summer","B7",400,2000,1909.76,42.05,50.05,8,0]
[2015,"ENT_2_TVA_Transmission","ENT","TVA_Transmission","Internal","Summer","B7",400,2100,0,42.05,41.81,8,0]
[2015,"HQ_NEISO_2_NEISO","HQ_NEISO","NEISO","Internal","Summer","B7",400,99999,2920,34.07,34.08,0.01,0]
[2015,"HQ_NY_2_NYISO_A-F","HQ_NY","NYISO_A-F","Internal","Summer","B7",400,99999,1000,38.299999999999997,38.31,0.01,0]
[2015,"HQ_IESO_2_IESO","HQ_IESO","IESO","Internal","Summer","B7",400,99999,400,28.91,28.93,0.01,0]
[2015,"IESO_2_MAPP_CA","IESO","MAPP_CA","Internal","Summer","B7",400,262,0,28.93,35.9,7,0]
[2015,"IESO_2_MISO_MI","IESO","MISO_MI","Internal","Summer","B7",400,1840,1131.78,28.93,35.93,7,0]
[2015,"IESO_2_MISO_W","IESO","MISO_W","Internal","Summer","B7",400,140,0,28.93,35.909999999999997,7,0]
[2015,"IESO_2_NYISO_A-F","IESO","NYISO_A-F","Internal","Summer","B7",400,1725,1725,28.93,38.31,7,2.39]
[2015,"MAPP_CA_2_IESO","MAPP_CA","IESO","Internal","Summer","B7",400,330,0,35.9,28.93,8,0]
[2015,"MAPP_CA_2_MAPP_US","MAPP_CA","MAPP_US","Internal","Summer","B7",400,372,0,35.9,28.91,7,0]
[2015,"MAPP_CA_2_MISO_W","MAPP_CA","MISO_W","Internal","Summer","B7",400,1970,1582.16,35.9,35.909999999999997,0.01,0]
[2015,"MAPP_US_2_MAPP_CA","MAPP_US","MAPP_CA","Internal","Summer","B7",400,165,0,28.91,35.9,7,0]
[2015,"MAPP_US_2_MISO_W","MAPP_US","MISO_W","Internal","Summer","B7",400,2635,310.08,28.91,35.909999999999997,7,0]
[2015,"MAPP_US_2_NE","MAPP_US","NE","Internal","Summer","B7",400,2000,883.97,28.91,35.909999999999997,7,0]
[2015,"MARITIMES_2_NEISO","MARITIMES","NEISO","Internal","Summer","B7",400,99999,1400,34.07,34.08,0.01,0]
[2015,"MISO_IN_2_MISO_MI","MISO_IN","MISO_MI","Internal","Summer","B7",400,5000,288.32,35.909999999999997,35.93,0.01,0]
[2015,"MISO_IN_2_MISO_MO-IL","MISO_IN","MISO_MO-IL","Internal","Summer","B7",400,5000,0,35.909999999999997,35.9,0.01,0]
[2015,"MISO_IN_2_NonRTO_Midwest","MISO_IN","NonRTO_Midwest","Internal","Summer","B7",400,4800,0,35.909999999999997,35.200000000000003,8,0]
[2015,"MISO_IN_2_PJM_ROR","MISO_IN","PJM_ROR","Internal","Summer","B7",400,992,992,35.909999999999997,37.93,2,0.01]
[2015,"MISO_MI_2_MISO_IN","MISO_MI","MISO_IN","Internal","Summer","B7",400,2045,0,35.93,35.909999999999997,0.01,0]
[2015,"MISO_MI_2_MISO_WUMS","MISO_MI","MISO_WUMS","Internal","Summer","B7",400,117,0,35.93,35.93,0.01,0]
[2015,"MISO_MI_2_PJM_ROR","MISO_MI","PJM_ROR","Internal","Summer","B7",400,1424,1153.83,35.93,37.93,2,0]
[2015,"MISO_MO-IL_2_ENT","MISO_MO-IL","ENT","Internal","Summer","B7",400,2540,0,35.9,42.05,8,0]
[2015,"MISO_MO-IL_2_MISO_IN","MISO_MO-IL","MISO_IN","Internal","Summer","B7",400,2100,905.17,35.9,35.909999999999997,0.01,0]
[2015,"MISO_MO-IL_2_MISO_W","MISO_MO-IL","MISO_W","Internal","Summer","B7",400,960,358.74,35.9,35.909999999999997,0.01,0]
[2015,"MISO_MO-IL_2_PJM_ROR","MISO_MO-IL","PJM_ROR","Internal","Summer","B7",400,1212,1212,35.9,37.93,2,0.02]
[2015,"MISO_MO-IL_2_SPP_N","MISO_MO-IL","SPP_N","Internal","Summer","B7",400,2000,0,35.9,42.91,8,0]
[2015,"MISO_MO-IL_2_TVA_Transmission","MISO_MO-IL","TVA_Transmission","Internal","Summer","B7",400,4000,0,35.9,41.81,8,0]
[2015,"MISO_W_2_MAPP_CA","MISO_W","MAPP_CA","Internal","Summer","B7",400,700,0,35.909999999999997,35.9,0.01,0]
[2015,"MISO_W_2_MISO_MO-IL","MISO_W","MISO_MO-IL","Internal","Summer","B7",400,3800,0,35.909999999999997,35.9,0.01,0]
[2015,"MISO_W_2_MISO_WUMS","MISO_W","MISO_WUMS","Internal","Summer","B7",400,1629,1008.1,35.909999999999997,35.93,0.01,0]
[2015,"MISO_W_2_NE","MISO_W","NE","Internal","Summer","B7",400,2800,0,35.909999999999997,35.909999999999997,7,0]
[2015,"MISO_W_2_PJM_ROR","MISO_W","PJM_ROR","Internal","Summer","B7",400,773,773,35.909999999999997,37.93,2,0.01]
[2015,"MISO_W_2_SPP_N","MISO_W","SPP_N","Internal","Summer","B7",400,3200,493.74,35.909999999999997,42.91,7,0]
[2015,"MISO_WUMS_2_MISO_MI","MISO_WUMS","MISO_MI","Internal","Summer","B7",400,99,0,35.93,35.93,0.01,0]
[2015,"MISO_WUMS_2_MISO_W","MISO_WUMS","MISO_W","Internal","Summer","B7",400,1137,0,35.93,35.909999999999997,0.01,0]
[2015,"MISO_WUMS_2_PJM_ROR","MISO_WUMS","PJM_ROR","Internal","Summer","B7",400,1600,868.28,35.93,37.93,2,0]
[2015,"NE_2_MISO_W","NE","MISO_W","Internal","Summer","B7",400,1600,0,35.909999999999997,35.909999999999997,5,0]
[2015,"NE_2_SPP_N","NE","SPP_N","Internal","Summer","B7",400,1800,1800,35.909999999999997,42.91,0.01,6.99]
[2015,"NEISO_2_NYISO_A-F","NEISO","NYISO_A-F","Internal","Summer","B7",400,600,600,34.08,38.31,3,1.23]
[2015,"NEISO_2_NYISO_G-I","NEISO","NYISO_G-I","Internal","Summer","B7",400,600,600,34.08,38.33,3,1.25]
[2015,"NEISO_2_NYISO_J-K","NEISO","NYISO_J-K","Internal","Summer","B7",400,430,430,34.08,38.340000000000003,3,1.26]
[2015,"NonRTO_Midwest_2_MISO_IN","NonRTO_Midwest","MISO_IN","Internal","Summer","B7",400,4450,0,35.200000000000003,35.909999999999997,8,0]
[2015,"NonRTO_Midwest_2_TVA_Transmission","NonRTO_Midwest","TVA_Transmission","Internal","Summer","B7",400,2400,0,35.200000000000003,41.81,8,0]
[2015,"NYISO_A-F_2_IESO","NYISO_A-F","IESO","Internal","Summer","B7",400,1600,0,38.31,28.93,7,0]
[2015,"NYISO_A-F_2_NEISO","NYISO_A-F","NEISO","Internal","Summer","B7",400,600,0,38.31,34.08,3,0]
[2015,"NYISO_A-F_2_NYISO_G-I","NYISO_A-F","NYISO_G-I","Internal","Summer","B7",400,4250,3848.7,38.31,38.33,0.01,0]
[2015,"NYISO_A-F_2_PJM_ROM","NYISO_A-F","PJM_ROM","Internal","Summer","B7",400,1000,0,38.31,37.94,8,0]
[2015,"NYISO_G-I_2_NEISO","NYISO_G-I","NEISO","Internal","Summer","B7",400,600,0,38.33,34.08,3,0]
[2015,"NYISO_G-I_2_NYISO_A-F","NYISO_G-I","NYISO_A-F","Internal","Summer","B7",400,1999,0,38.33,38.31,0.01,0]
[2015,"NYISO_G-I_2_NYISO_J-K","NYISO_G-I","NYISO_J-K","Internal","Summer","B7",400,6130,5008.7700000000004,38.33,38.340000000000003,0.01,0]
[2015,"NYISO_G-I_2_PJM_E","NYISO_G-I","PJM_E","Internal","Summer","B7",400,1500,0,38.33,37.950000000000003,8,0]
[2015,"NYISO_J-K_2_NEISO","NYISO_J-K","NEISO","Internal","Summer","B7",400,0.01,0,38.340000000000003,34.08,3,0]
[2015,"NYISO_J-K_2_NYISO_G-I","NYISO_J-K","NYISO_G-I","Internal","Summer","B7",400,1999,0,38.340000000000003,38.33,0.01,0]
[2015,"NYISO_J-K_2_PJM_E","NYISO_J-K","PJM_E","Internal","Summer","B7",400,0.01,0,38.340000000000003,37.950000000000003,8,0]
[2015,"PJM_E_2_NYISO_G-I","PJM_E","NYISO_G-I","Internal","Summer","B7",400,500,0,37.950000000000003,38.33,6,0]
[2015,"PJM_E_2_NYISO_J-K","PJM_E","NYISO_J-K","Internal","Summer","B7",400,330,0,37.950000000000003,38.340000000000003,6,0]
[2015,"PJM_E_2_PJM_ROM","PJM_E","PJM_ROM","Internal","Summer","B7",400,8000,0,37.950000000000003,37.94,0.01,0]
[2015,"PJM_ROR_2_MISO_IN","PJM_ROR","MISO_IN","Internal","Summer","B7",400,909,0,37.93,35.909999999999997,2,0]
[2015,"PJM_ROR_2_MISO_MI","PJM_ROR","MISO_MI","Internal","Summer","B7",400,1305,0,37.93,35.93,2,0]
[2015,"PJM_ROR_2_MISO_MO-IL","PJM_ROR","MISO_MO-IL","Internal","Summer","B7",400,1111,0,37.93,35.9,2,0]
[2015,"PJM_ROR_2_MISO_W","PJM_ROR","MISO_W","Internal","Summer","B7",400,709,0,37.93,35.909999999999997,2,0]
[2015,"PJM_ROR_2_MISO_WUMS","PJM_ROR","MISO_WUMS","Internal","Summer","B7",400,1467,0,37.93,35.93,2,0]
[2015,"PJM_ROR_2_PJM_ROM","PJM_ROR","PJM_ROM","Internal","Summer","B7",400,8000,6258.98,37.93,37.94,0.01,0]
[2015,"PJM_ROR_2_TVA_Transmission","PJM_ROR","TVA_Transmission","Internal","Summer","B7",400,2500,0,37.93,41.81,6,0]
[2015,"PJM_ROR_2_VACAR","PJM_ROR","VACAR","Internal","Summer","B7",400,3000,2372.1999999999998,37.93,43.93,6,0]
[2015,"PJM_ROM_2_NYISO_A-F","PJM_ROM","NYISO_A-F","Internal","Summer","B7",400,2000,0,37.94,38.31,6,0]
[2015,"PJM_ROM_2_PJM_E","PJM_ROM","PJM_E","Internal","Summer","B7",400,8000,4271.18,37.94,37.950000000000003,0.01,0]
[2015,"PJM_ROM_2_PJM_ROR","PJM_ROM","PJM_ROR","Internal","Summer","B7",400,8000,0,37.94,37.93,0.01,0]
[2015,"SOCO_2_FRCC","SOCO","FRCC","Internal","Summer","B7",400,3700,2568.37,50.05,60.05,10,0]
[2015,"SOCO_2_VACAR","SOCO","VACAR","Internal","Summer","B7",400,2000,0,50.05,43.93,10,0]
[2015,"SPP_N_2_ENT","SPP_N","ENT","Internal","Summer","B7",400,1800,0,42.91,42.05,5,0]
[2015,"SPP_N_2_MISO_MO-IL","SPP_N","MISO_MO-IL","Internal","Summer","B7",400,2000,0,42.91,35.9,5,0]
[2015,"SPP_N_2_MISO_W","SPP_N","MISO_W","Internal","Summer","B7",400,750,0,42.91,35.909999999999997,5,0]
[2015,"SPP_N_2_NE","SPP_N","NE","Internal","Summer","B7",400,330,0,42.91,35.909999999999997,0.01,0]
[2015,"SPP_N_2_SPP_S","SPP_N","SPP_S","Internal","Summer","B7",400,4000,1151.52,42.91,42.93,0.01,0]
[2015,"SPP_S_2_ENT","SPP_S","ENT","Internal","Summer","B7",400,850,0,42.93,42.05,5,0]
[2015,"SPP_S_2_SPP_N","SPP_S","SPP_N","Internal","Summer","B7",400,640,0,42.93,42.91,0.01,0]
[2015,"TVA_2_ENT","TVA","ENT","Internal","Summer","B7",400,500,0,37.159999999999997,42.05,9,0]
[2015,"TVA_2_NonRTO_Midwest","TVA","NonRTO_Midwest","Internal","Summer","B7",400,100,0,37.159999999999997,35.200000000000003,9,0]
[2015,"TVA_2_SOCO","TVA","SOCO","Internal","Summer","B7",400,500,500,37.159999999999997,50.05,9,3.89]
[2015,"TVA_2_VACAR","TVA","VACAR","Internal","Summer","B7",400,150,0,37.159999999999997,43.93,9,0]
[2015,"TVA_Transmission_2_NonRTO_Midwest","TVA_Transmission","NonRTO_Midwest","Internal","Summer","B7",400,700,0,41.81,35.200000000000003,9,0]
[2015,"TVA_Transmission_2_SOCO","TVA_Transmission","SOCO","Internal","Summer","B7",400,3200,0,41.81,50.05,9,0]
[2015,"TVA_Transmission_2_TVA","TVA_Transmission","TVA","Internal","Summer","B7",400,99999,0,41.81,37.159999999999997,0.01,0]
[2015,"TVA_Transmission_2_VACAR","TVA_Transmission","VACAR","Internal","Summer","B7",400,900,0,41.81,43.93,9,0]
[2015,"VACAR_2_SOCO","VACAR","SOCO","Internal","Summer","B7",400,3000,0,43.93,50.05,7,0]
[2015,"AZ_NM_SNV_Coal_2_SPP_S","AZ_NM_SNV_Coal","SPP_S","External","Summer","B7",400,400,0,37.020000000000003,42.93,8.17,0]
[2015,"ERCOT_2_SPP_S","ERCOT","SPP_S","External","Summer","B7",400,800,0,39.08,42.93,8,0]
[2015,"MAPP_US_2_RMPA","MAPP_US","RMPA","External","Summer","B7",400,200,0,28.91,36.71,8,0]
[2015,"NE_2_RMPA","NE","RMPA","External","Summer","B7",400,310,0,35.909999999999997,36.71,5,0]
[2015,"NWPP_Coal_2_MAPP_US","NWPP_Coal","MAPP_US","External","Summer","B7",400,150,0,36.99,28.91,8,0]
[2015,"RMPA_2_MAPP_US","RMPA","MAPP_US","External","Summer","B7",400,200,0,36.71,28.91,8,0]
[2015,"RMPA_2_NE","RMPA","NE","External","Summer","B7",400,310,0,36.71,35.909999999999997,8,0]
[2015,"RMPA_2_SPP_N","RMPA","SPP_N","External","Summer","B7",400,210,0,36.71,42.91,8,0]
[2015,"SPP_N_2_RMPA","SPP_N","RMPA","External","Summer","B7",400,210,0,42.91,36.71,5,0]
[2015,"SPP_S_2_ERCOT","SPP_S","ERCOT","External","Summer","B7",400,800,0,42.93,39.08,5,0]
[2015,"ENT_2_SOCO","ENT","SOCO","Internal","Summer","B8",500,2000,0,36.89,43.76,8,0]
[2015,"ENT_2_TVA_Transmission","ENT","TVA_Transmission","Internal","Summer","B8",500,2100,0,36.89,38.909999999999997,8,0]
[2015,"HQ_NEISO_2_NEISO","HQ_NEISO","NEISO","Internal","Summer","B8",500,99999,2920,34.07,34.08,0.01,0]
[2015,"HQ_NY_2_NYISO_A-F","HQ_NY","NYISO_A-F","Internal","Summer","B8",500,99999,1000,37.07,37.08,0.01,0]
[2015,"HQ_IESO_2_IESO","HQ_IESO","IESO","Internal","Summer","B8",500,99999,400,27.25,27.27,0.01,0]
[2015,"IESO_2_MAPP_CA","IESO","MAPP_CA","Internal","Summer","B8",500,262,0,27.27,33.49,7,0]
[2015,"IESO_2_MISO_MI","IESO","MISO_MI","Internal","Summer","B8",500,1840,1840,27.27,34.270000000000003,7,0]
[2015,"IESO_2_MISO_W","IESO","MISO_W","Internal","Summer","B8",500,140,0,27.27,33.51,7,0]
[2015,"IESO_2_NYISO_A-F","IESO","NYISO_A-F","Internal","Summer","B8",500,1725,1725,27.27,37.08,7,2.82]
[2015,"MAPP_CA_2_IESO","MAPP_CA","IESO","Internal","Summer","B8",500,330,0,33.49,27.27,8,0]
[2015,"MAPP_CA_2_MAPP_US","MAPP_CA","MAPP_US","Internal","Summer","B8",500,372,0,33.49,26.51,7,0]
[2015,"MAPP_CA_2_MISO_W","MAPP_CA","MISO_W","Internal","Summer","B8",500,1970,1368.01,33.49,33.51,0.01,0]
[2015,"MAPP_US_2_MAPP_CA","MAPP_US","MAPP_CA","Internal","Summer","B8",500,165,0,26.51,33.49,7,0]
[2015,"MAPP_US_2_MISO_W","MAPP_US","MISO_W","Internal","Summer","B8",500,2635,0,26.51,33.51,7,0]
[2015,"MAPP_US_2_NE","MAPP_US","NE","Internal","Summer","B8",500,2000,919.12,26.51,33.51,7,0]
[2015,"MARITIMES_2_NEISO","MARITIMES","NEISO","Internal","Summer","B8",500,99999,1400,34.07,34.08,0.01,0]
[2015,"MISO_IN_2_MISO_MI","MISO_IN","MISO_MI","Internal","Summer","B8",500,5000,1161.5,34.26,34.270000000000003,0.01,0]
[2015,"MISO_IN_2_MISO_MO-IL","MISO_IN","MISO_MO-IL","Internal","Summer","B8",500,5000,0,34.26,33.520000000000003,0.01,0]
[2015,"MISO_IN_2_NonRTO_Midwest","MISO_IN","NonRTO_Midwest","Internal","Summer","B8",500,4800,0,34.26,34.29,8,0]
[2015,"MISO_IN_2_PJM_ROR","MISO_IN","PJM_ROR","Internal","Summer","B8",500,992,992,34.26,36.270000000000003,2,0.01]
[2015,"MISO_MI_2_MISO_IN","MISO_MI","MISO_IN","Internal","Summer","B8",500,2045,0,34.270000000000003,34.26,0.01,0]
[2015,"MISO_MI_2_MISO_WUMS","MISO_MI","MISO_WUMS","Internal","Summer","B8",500,117,0,34.270000000000003,34.270000000000003,0.01,0]
[2015,"MISO_MI_2_PJM_ROR","MISO_MI","PJM_ROR","Internal","Summer","B8",500,1424,891.07,34.270000000000003,36.270000000000003,2,0]
[2015,"MISO_MO-IL_2_ENT","MISO_MO-IL","ENT","Internal","Summer","B8",500,2540,0,33.520000000000003,36.89,8,0]
[2015,"MISO_MO-IL_2_MISO_IN","MISO_MO-IL","MISO_IN","Internal","Summer","B8",500,2100,2100,33.520000000000003,34.26,0.01,0.73]
[2015,"MISO_MO-IL_2_MISO_W","MISO_MO-IL","MISO_W","Internal","Summer","B8",500,960,0,33.520000000000003,33.51,0.01,0]
[2015,"MISO_MO-IL_2_PJM_ROR","MISO_MO-IL","PJM_ROR","Internal","Summer","B8",500,1212,1212,33.520000000000003,36.270000000000003,2,0.75]
[2015,"MISO_MO-IL_2_SPP_N","MISO_MO-IL","SPP_N","Internal","Summer","B8",500,2000,0,33.520000000000003,36.69,8,0]
[2015,"MISO_MO-IL_2_TVA_Transmission","MISO_MO-IL","TVA_Transmission","Internal","Summer","B8",500,4000,0,33.520000000000003,38.909999999999997,8,0]
[2015,"MISO_W_2_MAPP_CA","MISO_W","MAPP_CA","Internal","Summer","B8",500,700,0,33.51,33.49,0.01,0]
[2015,"MISO_W_2_MISO_MO-IL","MISO_W","MISO_MO-IL","Internal","Summer","B8",500,3800,1021.83,33.51,33.520000000000003,0.01,0]
[2015,"MISO_W_2_MISO_WUMS","MISO_W","MISO_WUMS","Internal","Summer","B8",500,1629,1629,33.51,34.270000000000003,0.01,0.75]
[2015,"MISO_W_2_NE","MISO_W","NE","Internal","Summer","B8",500,2800,0,33.51,33.51,7,0]
[2015,"MISO_W_2_PJM_ROR","MISO_W","PJM_ROR","Internal","Summer","B8",500,773,773,33.51,36.270000000000003,2,0.76]
[2015,"MISO_W_2_SPP_N","MISO_W","SPP_N","Internal","Summer","B8",500,3200,0,33.51,36.69,7,0]
[2015,"MISO_WUMS_2_MISO_MI","MISO_WUMS","MISO_MI","Internal","Summer","B8",500,99,0,34.270000000000003,34.270000000000003,0.01,0]
[2015,"MISO_WUMS_2_MISO_W","MISO_WUMS","MISO_W","Internal","Summer","B8",500,1137,0,34.270000000000003,33.51,0.01,0]
[2015,"MISO_WUMS_2_PJM_ROR","MISO_WUMS","PJM_ROR","Internal","Summer","B8",500,1600,1436.39,34.270000000000003,36.270000000000003,2,0]
[2015,"NE_2_MISO_W","NE","MISO_W","Internal","Summer","B8",500,1600,0,33.51,33.51,5,0]
[2015,"NE_2_SPP_N","NE","SPP_N","Internal","Summer","B8",500,1800,1800,33.51,36.69,0.01,3.17]
[2015,"NEISO_2_NYISO_A-F","NEISO","NYISO_A-F","Internal","Summer","B8",500,600,596.95000000000005,34.08,37.08,3,0]
[2015,"NEISO_2_NYISO_G-I","NEISO","NYISO_G-I","Internal","Summer","B8",500,600,600,34.08,37.75,3,0.67]
[2015,"NEISO_2_NYISO_J-K","NEISO","NYISO_J-K","Internal","Summer","B8",500,430,430,34.08,37.770000000000003,3,0.69]
[2015,"NonRTO_Midwest_2_MISO_IN","NonRTO_Midwest","MISO_IN","Internal","Summer","B8",500,4450,0,34.29,34.26,8,0]
[2015,"NonRTO_Midwest_2_TVA_Transmission","NonRTO_Midwest","TVA_Transmission","Internal","Summer","B8",500,2400,0,34.29,38.909999999999997,8,0]
[2015,"NYISO_A-F_2_IESO","NYISO_A-F","IESO","Internal","Summer","B8",500,1600,0,37.08,27.27,7,0]
[2015,"NYISO_A-F_2_NEISO","NYISO_A-F","NEISO","Internal","Summer","B8",500,600,0,37.08,34.08,3,0]
[2015,"NYISO_A-F_2_NYISO_G-I","NYISO_A-F","NYISO_G-I","Internal","Summer","B8",500,4250,4250,37.08,37.75,0.01,0.66]
[2015,"NYISO_A-F_2_PJM_ROM","NYISO_A-F","PJM_ROM","Internal","Summer","B8",500,1000,0,37.08,37.43,8,0]
[2015,"NYISO_G-I_2_NEISO","NYISO_G-I","NEISO","Internal","Summer","B8",500,600,0,37.75,34.08,3,0]
[2015,"NYISO_G-I_2_NYISO_A-F","NYISO_G-I","NYISO_A-F","Internal","Summer","B8",500,1999,0,37.75,37.08,0.01,0]
[2015,"NYISO_G-I_2_NYISO_J-K","NYISO_G-I","NYISO_J-K","Internal","Summer","B8",500,6130,5566.14,37.75,37.770000000000003,0.01,0]
[2015,"NYISO_G-I_2_PJM_E","NYISO_G-I","PJM_E","Internal","Summer","B8",500,1500,0,37.75,37.44,8,0]
[2015,"NYISO_J-K_2_NEISO","NYISO_J-K","NEISO","Internal","Summer","B8",500,0.01,0,37.770000000000003,34.08,3,0]
[2015,"NYISO_J-K_2_NYISO_G-I","NYISO_J-K","NYISO_G-I","Internal","Summer","B8",500,1999,0,37.770000000000003,37.75,0.01,0]
[2015,"NYISO_J-K_2_PJM_E","NYISO_J-K","PJM_E","Internal","Summer","B8",500,0.01,0,37.770000000000003,37.44,8,0]
[2015,"PJM_E_2_NYISO_G-I","PJM_E","NYISO_G-I","Internal","Summer","B8",500,500,0,37.44,37.75,6,0]
[2015,"PJM_E_2_NYISO_J-K","PJM_E","NYISO_J-K","Internal","Summer","B8",500,330,0,37.44,37.770000000000003,6,0]
[2015,"PJM_E_2_PJM_ROM","PJM_E","PJM_ROM","Internal","Summer","B8",500,8000,0,37.44,37.43,0.01,0]
[2015,"PJM_ROR_2_MISO_IN","PJM_ROR","MISO_IN","Internal","Summer","B8",500,909,0,36.270000000000003,34.26,2,0]
[2015,"PJM_ROR_2_MISO_MI","PJM_ROR","MISO_MI","Internal","Summer","B8",500,1305,0,36.270000000000003,34.270000000000003,2,0]
[2015,"PJM_ROR_2_MISO_MO-IL","PJM_ROR","MISO_MO-IL","Internal","Summer","B8",500,1111,0,36.270000000000003,33.520000000000003,2,0]
[2015,"PJM_ROR_2_MISO_W","PJM_ROR","MISO_W","Internal","Summer","B8",500,709,0,36.270000000000003,33.51,2,0]
[2015,"PJM_ROR_2_MISO_WUMS","PJM_ROR","MISO_WUMS","Internal","Summer","B8",500,1467,0,36.270000000000003,34.270000000000003,2,0]
[2015,"PJM_ROR_2_PJM_ROM","PJM_ROR","PJM_ROM","Internal","Summer","B8",500,8000,8000,36.270000000000003,37.43,0.01,1.1499999999999999]
[2015,"PJM_ROR_2_TVA_Transmission","PJM_ROR","TVA_Transmission","Internal","Summer","B8",500,2500,0,36.270000000000003,38.909999999999997,6,0]
[2015,"PJM_ROR_2_VACAR","PJM_ROR","VACAR","Internal","Summer","B8",500,3000,3000,36.270000000000003,42.73,6,0.47]
[2015,"PJM_ROM_2_NYISO_A-F","PJM_ROM","NYISO_A-F","Internal","Summer","B8",500,2000,0,37.43,37.08,6,0]
[2015,"PJM_ROM_2_PJM_E","PJM_ROM","PJM_E","Internal","Summer","B8",500,8000,4168.67,37.43,37.44,0.01,0]
[2015,"PJM_ROM_2_PJM_ROR","PJM_ROM","PJM_ROR","Internal","Summer","B8",500,8000,0,37.43,36.270000000000003,0.01,0]
[2015,"SOCO_2_FRCC","SOCO","FRCC","Internal","Summer","B8",500,3700,803.7,43.76,53.76,10,0]
[2015,"SOCO_2_VACAR","SOCO","VACAR","Internal","Summer","B8",500,2000,0,43.76,42.73,10,0]
[2015,"SPP_N_2_ENT","SPP_N","ENT","Internal","Summer","B8",500,1800,0,36.69,36.89,5,0]
[2015,"SPP_N_2_MISO_MO-IL","SPP_N","MISO_MO-IL","Internal","Summer","B8",500,2000,0,36.69,33.520000000000003,5,0]
[2015,"SPP_N_2_MISO_W","SPP_N","MISO_W","Internal","Summer","B8",500,750,0,36.69,33.51,5,0]
[2015,"SPP_N_2_NE","SPP_N","NE","Internal","Summer","B8",500,330,0,36.69,33.51,0.01,0]
[2015,"SPP_N_2_SPP_S","SPP_N","SPP_S","Internal","Summer","B8",500,4000,1737.48,36.69,36.71,0.01,0]
[2015,"SPP_S_2_ENT","SPP_S","ENT","Internal","Summer","B8",500,850,0,36.71,36.89,5,0]
[2015,"SPP_S_2_SPP_N","SPP_S","SPP_N","Internal","Summer","B8",500,640,0,36.71,36.69,0.01,0]
[2015,"TVA_2_ENT","TVA","ENT","Internal","Summer","B8",500,500,0,37.159999999999997,36.89,9,0]
[2015,"TVA_2_NonRTO_Midwest","TVA","NonRTO_Midwest","Internal","Summer","B8",500,100,0,37.159999999999997,34.29,9,0]
[2015,"TVA_2_SOCO","TVA","SOCO","Internal","Summer","B8",500,500,0,37.159999999999997,43.76,9,0]
[2015,"TVA_2_VACAR","TVA","VACAR","Internal","Summer","B8",500,150,0,37.159999999999997,42.73,9,0]
[2015,"TVA_Transmission_2_NonRTO_Midwest","TVA_Transmission","NonRTO_Midwest","Internal","Summer","B8",500,700,0,38.909999999999997,34.29,9,0]
[2015,"TVA_Transmission_2_SOCO","TVA_Transmission","SOCO","Internal","Summer","B8",500,3200,0,38.909999999999997,43.76,9,0]
[2015,"TVA_Transmission_2_TVA","TVA_Transmission","TVA","Internal","Summer","B8",500,99999,0,38.909999999999997,37.159999999999997,0.01,0]
[2015,"TVA_Transmission_2_VACAR","TVA_Transmission","VACAR","Internal","Summer","B8",500,900,0,38.909999999999997,42.73,9,0]
[2015,"VACAR_2_SOCO","VACAR","SOCO","Internal","Summer","B8",500,3000,0,42.73,43.76,7,0]
[2015,"AZ_NM_SNV_Coal_2_SPP_S","AZ_NM_SNV_Coal","SPP_S","External","Summer","B8",500,400,0,37.020000000000003,36.71,8.17,0]
[2015,"ERCOT_2_SPP_S","ERCOT","SPP_S","External","Summer","B8",500,800,0,38.4,36.71,8,0]
[2015,"MAPP_US_2_RMPA","MAPP_US","RMPA","External","Summer","B8",500,200,200,26.51,36.71,8,2.2000000000000002]
[2015,"NE_2_RMPA","NE","RMPA","External","Summer","B8",500,310,0,33.51,36.71,5,0]
[2015,"NWPP_Coal_2_MAPP_US","NWPP_Coal","MAPP_US","External","Summer","B8",500,150,0,36.99,26.51,8,0]
[2015,"RMPA_2_MAPP_US","RMPA","MAPP_US","External","Summer","B8",500,200,0,36.71,26.51,8,0]
[2015,"RMPA_2_NE","RMPA","NE","External","Summer","B8",500,310,0,36.71,33.51,8,0]
[2015,"RMPA_2_SPP_N","RMPA","SPP_N","External","Summer","B8",500,210,0,36.71,36.69,8,0]
[2015,"SPP_N_2_RMPA","SPP_N","RMPA","External","Summer","B8",500,210,0,36.69,36.71,5,0]
[2015,"SPP_S_2_ERCOT","SPP_S","ERCOT","External","Summer","B8",500,800,0,36.71,38.4,5,0]
[2015,"ENT_2_SOCO","ENT","SOCO","Internal","Summer","B9",800,2000,0,36.630000000000003,37.880000000000003,8,0]
[2015,"ENT_2_TVA_Transmission","ENT","TVA_Transmission","Internal","Summer","B9",800,2100,0,36.630000000000003,38.299999999999997,8,0]
[2015,"HQ_NEISO_2_NEISO","HQ_NEISO","NEISO","Internal","Summer","B9",800,99999,2920,34.07,34.08,0.01,0]
[2015,"HQ_NY_2_NYISO_A-F","HQ_NY","NYISO_A-F","Internal","Summer","B9",800,99999,1000,37.06,37.07,0.01,0]
[2015,"HQ_IESO_2_IESO","HQ_IESO","IESO","Internal","Summer","B9",800,99999,400,27.25,27.27,0.01,0]
[2015,"IESO_2_MAPP_CA","IESO","MAPP_CA","Internal","Summer","B9",800,262,0,27.27,32.92,7,0]
[2015,"IESO_2_MISO_MI","IESO","MISO_MI","Internal","Summer","B9",800,1840,0,27.27,32.93,7,0]
[2015,"IESO_2_MISO_W","IESO","MISO_W","Internal","Summer","B9",800,140,0,27.27,32.9,7,0]
[2015,"IESO_2_NYISO_A-F","IESO","NYISO_A-F","Internal","Summer","B9",800,1725,1725,27.27,37.07,7,2.8]
[2015,"MAPP_CA_2_IESO","MAPP_CA","IESO","Internal","Summer","B9",800,330,0,32.92,27.27,8,0]
[2015,"MAPP_CA_2_MAPP_US","MAPP_CA","MAPP_US","Internal","Summer","B9",800,372,0,32.92,26.51,7,0]
[2015,"MAPP_CA_2_MISO_W","MAPP_CA","MISO_W","Internal","Summer","B9",800,1970,0,32.92,32.9,0.01,0]
[2015,"MAPP_US_2_MAPP_CA","MAPP_US","MAPP_CA","Internal","Summer","B9",800,165,0,26.51,32.92,7,0]
[2015,"MAPP_US_2_MISO_W","MAPP_US","MISO_W","Internal","Summer","B9",800,2635,0,26.51,32.9,7,0]
[2015,"MAPP_US_2_NE","MAPP_US","NE","Internal","Summer","B9",800,2000,537.44000000000005,26.51,33.51,7,0]
[2015,"MARITIMES_2_NEISO","MARITIMES","NEISO","Internal","Summer","B9",800,99999,1400,34.07,34.08,0.01,0]
[2015,"MISO_IN_2_MISO_MI","MISO_IN","MISO_MI","Internal","Summer","B9",800,5000,1154.06,32.92,32.93,0.01,0]
[2015,"MISO_IN_2_MISO_MO-IL","MISO_IN","MISO_MO-IL","Internal","Summer","B9",800,5000,0,32.92,32.89,0.01,0]
[2015,"MISO_IN_2_NonRTO_Midwest","MISO_IN","NonRTO_Midwest","Internal","Summer","B9",800,4800,0,32.92,33.61,8,0]
[2015,"MISO_IN_2_PJM_ROR","MISO_IN","PJM_ROR","Internal","Summer","B9",800,992,0,32.92,34.729999999999997,2,0]
[2015,"MISO_MI_2_MISO_IN","MISO_MI","MISO_IN","Internal","Summer","B9",800,2045,0,32.93,32.92,0.01,0]
[2015,"MISO_MI_2_MISO_WUMS","MISO_MI","MISO_WUMS","Internal","Summer","B9",800,117,0,32.93,32.92,0.01,0]
[2015,"MISO_MI_2_PJM_ROR","MISO_MI","PJM_ROR","Internal","Summer","B9",800,1424,0,32.93,34.729999999999997,2,0]
[2015,"MISO_MO-IL_2_ENT","MISO_MO-IL","ENT","Internal","Summer","B9",800,2540,0,32.89,36.630000000000003,8,0]
[2015,"MISO_MO-IL_2_MISO_IN","MISO_MO-IL","MISO_IN","Internal","Summer","B9",800,2100,2100,32.89,32.92,0.01,0.01]
[2015,"MISO_MO-IL_2_MISO_W","MISO_MO-IL","MISO_W","Internal","Summer","B9",800,960,245.39,32.89,32.9,0.01,0]
[2015,"MISO_MO-IL_2_PJM_ROR","MISO_MO-IL","PJM_ROR","Internal","Summer","B9",800,1212,0,32.89,34.729999999999997,2,0]
[2015,"MISO_MO-IL_2_SPP_N","MISO_MO-IL","SPP_N","Internal","Summer","B9",800,2000,0,32.89,35.119999999999997,8,0]
[2015,"MISO_MO-IL_2_TVA_Transmission","MISO_MO-IL","TVA_Transmission","Internal","Summer","B9",800,4000,0,32.89,38.299999999999997,8,0]
[2015,"MISO_W_2_MAPP_CA","MISO_W","MAPP_CA","Internal","Summer","B9",800,700,214.46,32.9,32.92,0.01,0]
[2015,"MISO_W_2_MISO_MO-IL","MISO_W","MISO_MO-IL","Internal","Summer","B9",800,3800,0,32.9,32.89,0.01,0]
[2015,"MISO_W_2_MISO_WUMS","MISO_W","MISO_WUMS","Internal","Summer","B9",800,1629,962.15,32.9,32.92,0.01,0]
[2015,"MISO_W_2_NE","MISO_W","NE","Internal","Summer","B9",800,2800,0,32.9,33.51,7,0]
[2015,"MISO_W_2_PJM_ROR","MISO_W","PJM_ROR","Internal","Summer","B9",800,773,0,32.9,34.729999999999997,2,0]
[2015,"MISO_W_2_SPP_N","MISO_W","SPP_N","Internal","Summer","B9",800,3200,0,32.9,35.119999999999997,7,0]
[2015,"MISO_WUMS_2_MISO_MI","MISO_WUMS","MISO_MI","Internal","Summer","B9",800,99,73.510000000000005,32.92,32.93,0.01,0]
[2015,"MISO_WUMS_2_MISO_W","MISO_WUMS","MISO_W","Internal","Summer","B9",800,1137,0,32.92,32.9,0.01,0]
[2015,"MISO_WUMS_2_PJM_ROR","MISO_WUMS","PJM_ROR","Internal","Summer","B9",800,1600,0,32.92,34.729999999999997,2,0]
[2015,"NE_2_MISO_W","NE","MISO_W","Internal","Summer","B9",800,1600,0,33.51,32.9,5,0]
[2015,"NE_2_SPP_N","NE","SPP_N","Internal","Summer","B9",800,1800,1800,33.51,35.119999999999997,0.01,1.59]
[2015,"NEISO_2_NYISO_A-F","NEISO","NYISO_A-F","Internal","Summer","B9",800,600,0,34.08,37.07,3,0]
[2015,"NEISO_2_NYISO_G-I","NEISO","NYISO_G-I","Internal","Summer","B9",800,600,390.1,34.08,37.08,3,0]
[2015,"NEISO_2_NYISO_J-K","NEISO","NYISO_J-K","Internal","Summer","B9",800,430,430,34.08,37.090000000000003,3,0.01]
[2015,"NonRTO_Midwest_2_MISO_IN","NonRTO_Midwest","MISO_IN","Internal","Summer","B9",800,4450,0,33.61,32.92,8,0]
[2015,"NonRTO_Midwest_2_TVA_Transmission","NonRTO_Midwest","TVA_Transmission","Internal","Summer","B9",800,2400,0,33.61,38.299999999999997,8,0]
[2015,"NYISO_A-F_2_IESO","NYISO_A-F","IESO","Internal","Summer","B9",800,1600,0,37.07,27.27,7,0]
[2015,"NYISO_A-F_2_NEISO","NYISO_A-F","NEISO","Internal","Summer","B9",800,600,0,37.07,34.08,3,0]
[2015,"NYISO_A-F_2_NYISO_G-I","NYISO_A-F","NYISO_G-I","Internal","Summer","B9",800,4250,3514.5,37.07,37.08,0.01,0]
[2015,"NYISO_A-F_2_PJM_ROM","NYISO_A-F","PJM_ROM","Internal","Summer","B9",800,1000,0,37.07,35.21,8,0]
[2015,"NYISO_G-I_2_NEISO","NYISO_G-I","NEISO","Internal","Summer","B9",800,600,0,37.08,34.08,3,0]
[2015,"NYISO_G-I_2_NYISO_A-F","NYISO_G-I","NYISO_A-F","Internal","Summer","B9",800,1999,0,37.08,37.07,0.01,0]
[2015,"NYISO_G-I_2_NYISO_J-K","NYISO_G-I","NYISO_J-K","Internal","Summer","B9",800,6130,4827.07,37.08,37.090000000000003,0.01,0]
[2015,"NYISO_G-I_2_PJM_E","NYISO_G-I","PJM_E","Internal","Summer","B9",800,1500,0,37.08,35.22,8,0]
[2015,"NYISO_J-K_2_NEISO","NYISO_J-K","NEISO","Internal","Summer","B9",800,0.01,0,37.090000000000003,34.08,3,0]
[2015,"NYISO_J-K_2_NYISO_G-I","NYISO_J-K","NYISO_G-I","Internal","Summer","B9",800,1999,0,37.090000000000003,37.08,0.01,0]
[2015,"NYISO_J-K_2_PJM_E","NYISO_J-K","PJM_E","Internal","Summer","B9",800,0.01,0,37.090000000000003,35.22,8,0]
[2015,"PJM_E_2_NYISO_G-I","PJM_E","NYISO_G-I","Internal","Summer","B9",800,500,0,35.22,37.08,6,0]
[2015,"PJM_E_2_NYISO_J-K","PJM_E","NYISO_J-K","Internal","Summer","B9",800,330,0,35.22,37.090000000000003,6,0]
[2015,"PJM_E_2_PJM_ROM","PJM_E","PJM_ROM","Internal","Summer","B9",800,8000,0,35.22,35.21,0.01,0]
[2015,"PJM_ROR_2_MISO_IN","PJM_ROR","MISO_IN","Internal","Summer","B9",800,909,0,34.729999999999997,32.92,2,0]
[2015,"PJM_ROR_2_MISO_MI","PJM_ROR","MISO_MI","Internal","Summer","B9",800,1305,0,34.729999999999997,32.93,2,0]
[2015,"PJM_ROR_2_MISO_MO-IL","PJM_ROR","MISO_MO-IL","Internal","Summer","B9",800,1111,0,34.729999999999997,32.89,2,0]
[2015,"PJM_ROR_2_MISO_W","PJM_ROR","MISO_W","Internal","Summer","B9",800,709,0,34.729999999999997,32.9,2,0]
[2015,"PJM_ROR_2_MISO_WUMS","PJM_ROR","MISO_WUMS","Internal","Summer","B9",800,1467,0,34.729999999999997,32.92,2,0]
[2015,"PJM_ROR_2_PJM_ROM","PJM_ROR","PJM_ROM","Internal","Summer","B9",800,8000,8000,34.729999999999997,35.21,0.01,0.47]
[2015,"PJM_ROR_2_TVA_Transmission","PJM_ROR","TVA_Transmission","Internal","Summer","B9",800,2500,0,34.729999999999997,38.299999999999997,6,0]
[2015,"PJM_ROR_2_VACAR","PJM_ROR","VACAR","Internal","Summer","B9",800,3000,3000,34.729999999999997,41.46,6,0.74]
[2015,"PJM_ROM_2_NYISO_A-F","PJM_ROM","NYISO_A-F","Internal","Summer","B9",800,2000,0,35.21,37.07,6,0]
[2015,"PJM_ROM_2_PJM_E","PJM_ROM","PJM_E","Internal","Summer","B9",800,8000,3017.72,35.21,35.22,0.01,0]
[2015,"PJM_ROM_2_PJM_ROR","PJM_ROM","PJM_ROR","Internal","Summer","B9",800,8000,0,35.21,34.729999999999997,0.01,0]
[2015,"SOCO_2_FRCC","SOCO","FRCC","Internal","Summer","B9",800,3700,0,37.880000000000003,46.7,10,0]
[2015,"SOCO_2_VACAR","SOCO","VACAR","Internal","Summer","B9",800,2000,0,37.880000000000003,41.46,10,0]
[2015,"SPP_N_2_ENT","SPP_N","ENT","Internal","Summer","B9",800,1800,0,35.119999999999997,36.630000000000003,5,0]
[2015,"SPP_N_2_MISO_MO-IL","SPP_N","MISO_MO-IL","Internal","Summer","B9",800,2000,0,35.119999999999997,32.89,5,0]
[2015,"SPP_N_2_MISO_W","SPP_N","MISO_W","Internal","Summer","B9",800,750,0,35.119999999999997,32.9,5,0]
[2015,"SPP_N_2_NE","SPP_N","NE","Internal","Summer","B9",800,330,0,35.119999999999997,33.51,0.01,0]
[2015,"SPP_N_2_SPP_S","SPP_N","SPP_S","Internal","Summer","B9",800,4000,3016.86,35.119999999999997,35.130000000000003,0.01,0]
[2015,"SPP_S_2_ENT","SPP_S","ENT","Internal","Summer","B9",800,850,0,35.130000000000003,36.630000000000003,5,0]
[2015,"SPP_S_2_SPP_N","SPP_S","SPP_N","Internal","Summer","B9",800,640,0,35.130000000000003,35.119999999999997,0.01,0]
[2015,"TVA_2_ENT","TVA","ENT","Internal","Summer","B9",800,500,0,37.159999999999997,36.630000000000003,9,0]
[2015,"TVA_2_NonRTO_Midwest","TVA","NonRTO_Midwest","Internal","Summer","B9",800,100,0,37.159999999999997,33.61,9,0]
[2015,"TVA_2_SOCO","TVA","SOCO","Internal","Summer","B9",800,500,0,37.159999999999997,37.880000000000003,9,0]
[2015,"TVA_2_VACAR","TVA","VACAR","Internal","Summer","B9",800,150,0,37.159999999999997,41.46,9,0]
[2015,"TVA_Transmission_2_NonRTO_Midwest","TVA_Transmission","NonRTO_Midwest","Internal","Summer","B9",800,700,0,38.299999999999997,33.61,9,0]
[2015,"TVA_Transmission_2_SOCO","TVA_Transmission","SOCO","Internal","Summer","B9",800,3200,0,38.299999999999997,37.880000000000003,9,0]
[2015,"TVA_Transmission_2_TVA","TVA_Transmission","TVA","Internal","Summer","B9",800,99999,0,38.299999999999997,37.159999999999997,0.01,0]
[2015,"TVA_Transmission_2_VACAR","TVA_Transmission","VACAR","Internal","Summer","B9",800,900,0,38.299999999999997,41.46,9,0]
[2015,"VACAR_2_SOCO","VACAR","SOCO","Internal","Summer","B9",800,3000,0,41.46,37.880000000000003,7,0]
[2015,"AZ_NM_SNV_Coal_2_SPP_S","AZ_NM_SNV_Coal","SPP_S","External","Summer","B9",800,400,0,37,35.130000000000003,8.17,0]
[2015,"ERCOT_2_SPP_S","ERCOT","SPP_S","External","Summer","B9",800,800,0,35.270000000000003,35.130000000000003,8,0]
[2015,"MAPP_US_2_RMPA","MAPP_US","RMPA","External","Summer","B9",800,200,200,26.51,36.71,8,2.2000000000000002]
[2015,"NE_2_RMPA","NE","RMPA","External","Summer","B9",800,310,0,33.51,36.71,5,0]
[2015,"NWPP_Coal_2_MAPP_US","NWPP_Coal","MAPP_US","External","Summer","B9",800,150,0,36.99,26.51,8,0]
[2015,"RMPA_2_MAPP_US","RMPA","MAPP_US","External","Summer","B9",800,200,0,36.71,26.51,8,0]
[2015,"RMPA_2_NE","RMPA","NE","External","Summer","B9",800,310,0,36.71,33.51,8,0]
[2015,"RMPA_2_SPP_N","RMPA","SPP_N","External","Summer","B9",800,210,0,36.71,35.119999999999997,8,0]
[2015,"SPP_N_2_RMPA","SPP_N","RMPA","External","Summer","B9",800,210,0,35.119999999999997,36.71,5,0]
[2015,"SPP_S_2_ERCOT","SPP_S","ERCOT","External","Summer","B9",800,800,0,35.130000000000003,35.270000000000003,5,0]
[2020,"ENT_2_SOCO","ENT","SOCO","Internal","Summer","B1",10,2000,0,68.209999999999994,71.02,8,0]
[2020,"ENT_2_TVA_Transmission","ENT","TVA_Transmission","Internal","Summer","B1",10,2100,0,68.209999999999994,71.94,8,0]
[2020,"HQ_NEISO_2_NEISO","HQ_NEISO","NEISO","Internal","Summer","B1",10,99999,2920,75.39,75.400000000000006,0.01,0]
[2020,"HQ_NY_2_NYISO_A-F","HQ_NY","NYISO_A-F","Internal","Summer","B1",10,99999,1000,57.94,57.96,0.01,0]
[2020,"HQ_IESO_2_IESO","HQ_IESO","IESO","Internal","Summer","B1",10,99999,400,50.94,50.96,0.01,0]
[2020,"IESO_2_MAPP_CA","IESO","MAPP_CA","Internal","Summer","B1",10,262,0,50.96,50.47,7,0]
[2020,"IESO_2_MISO_MI","IESO","MISO_MI","Internal","Summer","B1",10,1840,1840,50.96,63.92,7,5.96]
[2020,"IESO_2_MISO_W","IESO","MISO_W","Internal","Summer","B1",10,140,140,50.96,63.93,7,5.98]
[2020,"IESO_2_NYISO_A-F","IESO","NYISO_A-F","Internal","Summer","B1",10,1725,423.26,50.96,57.96,7,0]
[2020,"MAPP_CA_2_IESO","MAPP_CA","IESO","Internal","Summer","B1",10,330,0,50.47,50.96,8,0]
[2020,"MAPP_CA_2_MAPP_US","MAPP_CA","MAPP_US","Internal","Summer","B1",10,372,68.53,50.47,57.47,7,0]
[2020,"MAPP_CA_2_MISO_W","MAPP_CA","MISO_W","Internal","Summer","B1",10,1970,1970,50.47,63.93,0.01,13.45]
[2020,"MAPP_US_2_MAPP_CA","MAPP_US","MAPP_CA","Internal","Summer","B1",10,165,0,57.47,50.47,7,0]
[2020,"MAPP_US_2_MISO_W","MAPP_US","MISO_W","Internal","Summer","B1",10,2635,0,57.47,63.93,7,0]
[2020,"MAPP_US_2_NE","MAPP_US","NE","Internal","Summer","B1",10,2000,983.72,57.47,64.47,7,0]
[2020,"MARITIMES_2_NEISO","MARITIMES","NEISO","Internal","Summer","B1",10,99999,1400,75.39,75.400000000000006,0.01,0]
[2020,"MISO_IN_2_MISO_MI","MISO_IN","MISO_MI","Internal","Summer","B1",10,5000,0,63.93,63.92,0.01,0]
[2020,"MISO_IN_2_MISO_MO-IL","MISO_IN","MISO_MO-IL","Internal","Summer","B1",10,5000,355.02,63.93,63.94,0.01,0]
[2020,"MISO_IN_2_NonRTO_Midwest","MISO_IN","NonRTO_Midwest","Internal","Summer","B1",10,4800,0,63.93,68.510000000000005,8,0]
[2020,"MISO_IN_2_PJM_ROR","MISO_IN","PJM_ROR","Internal","Summer","B1",10,992,991.99,63.93,65.94,2,0.01]
[2020,"MISO_MI_2_MISO_IN","MISO_MI","MISO_IN","Internal","Summer","B1",10,2045,1776.47,63.92,63.93,0.01,0]
[2020,"MISO_MI_2_MISO_WUMS","MISO_MI","MISO_WUMS","Internal","Summer","B1",10,117,0,63.92,63.4,0.01,0]
[2020,"MISO_MI_2_PJM_ROR","MISO_MI","PJM_ROR","Internal","Summer","B1",10,1424,1423.99,63.92,65.94,2,0.02]
[2020,"MISO_MO-IL_2_ENT","MISO_MO-IL","ENT","Internal","Summer","B1",10,2540,0,63.94,68.209999999999994,8,0]
[2020,"MISO_MO-IL_2_MISO_IN","MISO_MO-IL","MISO_IN","Internal","Summer","B1",10,2100,0,63.94,63.93,0.01,0]
[2020,"MISO_MO-IL_2_MISO_W","MISO_MO-IL","MISO_W","Internal","Summer","B1",10,960,0,63.94,63.93,0.01,0]
[2020,"MISO_MO-IL_2_PJM_ROR","MISO_MO-IL","PJM_ROR","Internal","Summer","B1",10,1212,853.28,63.94,65.94,2,0]
[2020,"MISO_MO-IL_2_SPP_N","MISO_MO-IL","SPP_N","Internal","Summer","B1",10,2000,0,63.94,66.03,8,0]
[2020,"MISO_MO-IL_2_TVA_Transmission","MISO_MO-IL","TVA_Transmission","Internal","Summer","B1",10,4000,2360.81,63.94,71.94,8,0]
[2020,"MISO_W_2_MAPP_CA","MISO_W","MAPP_CA","Internal","Summer","B1",10,700,0,63.93,50.47,0.01,0]
[2020,"MISO_W_2_MISO_MO-IL","MISO_W","MISO_MO-IL","Internal","Summer","B1",10,3800,1039.17,63.93,63.94,0.01,0]
[2020,"MISO_W_2_MISO_WUMS","MISO_W","MISO_WUMS","Internal","Summer","B1",10,1629,0,63.93,63.4,0.01,0]
[2020,"MISO_W_2_NE","MISO_W","NE","Internal","Summer","B1",10,2800,0,63.93,64.47,7,0]
[2020,"MISO_W_2_PJM_ROR","MISO_W","PJM_ROR","Internal","Summer","B1",10,773,772.99,63.93,65.94,2,0.01]
[2020,"MISO_W_2_SPP_N","MISO_W","SPP_N","Internal","Summer","B1",10,3200,0,63.93,66.03,7,0]
[2020,"MISO_WUMS_2_MISO_MI","MISO_WUMS","MISO_MI","Internal","Summer","B1",10,99,99,63.4,63.92,0.01,0.51]
[2020,"MISO_WUMS_2_MISO_W","MISO_WUMS","MISO_W","Internal","Summer","B1",10,1137,1137,63.4,63.93,0.01,0.52]
[2020,"NE_2_MISO_W","NE","MISO_W","Internal","Summer","B1",10,1600,0,64.47,63.93,5,0]
[2020,"NEISO_2_NYISO_J-K","NEISO","NYISO_J-K","Internal","Summer","B1",10,430,235.49,75.400000000000006,78.400000000000006,3,0]
[2020,"NYISO_G-I_2_NEISO","NYISO_G-I","NEISO","Internal","Summer","B1",10,600,0,78.39,75.400000000000006,3,0]
[2020,"NYISO_G-I_2_PJM_E","NYISO_G-I","PJM_E","Internal","Summer","B1",10,1500,0,78.39,65.97,8,0]
[2020,"PJM_E_2_NYISO_J-K","PJM_E","NYISO_J-K","Internal","Summer","B1",10,330,330,65.97,78.400000000000006,6,6.43]
[2020,"PJM_ROR_2_MISO_W","PJM_ROR","MISO_W","Internal","Summer","B1",10,709,0,65.94,63.93,2,0]
[2020,"PJM_ROM_2_NYISO_A-F","PJM_ROM","NYISO_A-F","Internal","Summer","B1",10,2000,0,65.959999999999994,57.96,6,0]
[2020,"SPP_N_2_ENT","SPP_N","ENT","Internal","Summer","B1",10,1800,0,66.03,68.209999999999994,5,0]
[2020,"SPP_N_2_NE","SPP_N","NE","Internal","Summer","B1",10,330,0,66.03,64.47,0.01,0]
[2020,"TVA_2_VACAR","TVA","VACAR","Internal","Summer","B1",10,150,0,71.959999999999994,73.05,9,0]
[2020,"TVA_Transmission_2_VACAR","TVA_Transmission","VACAR","Internal","Summer","B1",10,900,0,71.94,73.05,9,0]
[2020,"VACAR_2_SOCO","VACAR","SOCO","Internal","Summer","B1",10,3000,0,73.05,71.02,7,0]
[2020,"NWPP_Coal_2_MAPP_US","NWPP_Coal","MAPP_US","External","Summer","B1",10,150,0,56.46,57.47,8,0]
[2020,"ENT_2_TVA_Transmission","ENT","TVA_Transmission","Internal","Summer","B10",1262,2100,0,40.299999999999997,39.31,8,0]
[2020,"HQ_IESO_2_IESO","HQ_IESO","IESO","Internal","Summer","B10",1262,99999,12.04,30.52,30.53,0.01,0]
[2020,"MAPP_CA_2_IESO","MAPP_CA","IESO","Internal","Summer","B10",1262,330,0,37.33,30.53,8,0]
[2020,"MAPP_US_2_NE","MAPP_US","NE","Internal","Summer","B10",1262,2000,349.87,28.78,35.78,7,0]
[2020,"MISO_IN_2_PJM_ROR","MISO_IN","PJM_ROR","Internal","Summer","B10",1262,992,0,36.020000000000003,35.76,2,0]
[2020,"MISO_MO-IL_2_MISO_W","MISO_MO-IL","MISO_W","Internal","Summer","B10",1262,960,0,35.79,35.78,0.01,0]
[2020,"MISO_W_2_MAPP_CA","MISO_W","MAPP_CA","Internal","Summer","B10",1262,700,700,35.78,37.33,0.01,1.54]
[2020,"MISO_W_2_SPP_N","MISO_W","SPP_N","Internal","Summer","B10",1262,3200,0,35.78,38.97,7,0]
[2020,"NE_2_MISO_W","NE","MISO_W","Internal","Summer","B10",1262,1600,0,35.78,35.78,5,0]
[2020,"NonRTO_Midwest_2_TVA_Transmission","NonRTO_Midwest","TVA_Transmission","Internal","Summer","B10",1262,2400,0,35.6,39.31,8,0]
[2020,"NYISO_G-I_2_NEISO","NYISO_G-I","NEISO","Internal","Summer","B10",1262,600,0,37.880000000000003,34.9,3,0]
[2020,"NYISO_G-I_2_NYISO_J-K","NYISO_G-I","NYISO_J-K","Internal","Summer","B10",1262,6130,2653.95,37.880000000000003,37.9,0.01,0]
[2020,"NYISO_J-K_2_NYISO_G-I","NYISO_J-K","NYISO_G-I","Internal","Summer","B10",1262,1999,0,37.9,37.880000000000003,0.01,0]
[2020,"PJM_ROR_2_MISO_IN","PJM_ROR","MISO_IN","Internal","Summer","B10",1262,909,0,35.76,36.020000000000003,2,0]
[2020,"PJM_ROR_2_PJM_ROM","PJM_ROR","PJM_ROM","Internal","Summer","B10",1262,8000,2692.52,35.76,35.770000000000003,0.01,0]
[2020,"PJM_ROM_2_PJM_ROR","PJM_ROM","PJM_ROR","Internal","Summer","B10",1262,8000,0,35.770000000000003,35.76,0.01,0]
[2020,"SPP_N_2_NE","SPP_N","NE","Internal","Summer","B10",1262,330,0,38.97,35.78,0.01,0]
[2020,"TVA_2_ENT","TVA","ENT","Internal","Summer","B10",1262,500,0,37.450000000000003,40.299999999999997,9,0]
[2020,"TVA_Transmission_2_SOCO","TVA_Transmission","SOCO","Internal","Summer","B10",1262,3200,0,39.31,40.869999999999997,9,0]
[2020,"AZ_NM_SNV_Coal_2_SPP_S","AZ_NM_SNV_Coal","SPP_S","External","Summer","B10",1262,400,0,42.54,38.979999999999997,8.17,0]
[2020,"RMPA_2_NE","RMPA","NE","External","Summer","B10",1262,310,0,40.78,35.78,8,0]
[2020,"ENT_2_TVA_Transmission","ENT","TVA_Transmission","Internal","Shoulder","B11",25,2100,0,59.03,59.32,8,0]
[2020,"HQ_NY_2_NYISO_A-F","HQ_NY","NYISO_A-F","Internal","Shoulder","B11",25,99999,1000,40.659999999999997,40.67,0.01,0]
[2020,"MAPP_CA_2_MISO_W","MAPP_CA","MISO_W","Internal","Shoulder","B11",25,1970,1970,46.89,55.98,0.01,9.08]
[2020,"MAPP_US_2_NE","MAPP_US","NE","Internal","Shoulder","B11",25,2000,1697.92,53.89,60.89,7,0]
[2020,"MISO_IN_2_MISO_MI","MISO_IN","MISO_MI","Internal","Shoulder","B11",25,5000,0,55.98,53.68,0.01,0]
[2020,"MISO_MI_2_MISO_WUMS","MISO_MI","MISO_WUMS","Internal","Shoulder","B11",25,117,0,53.68,51.98,0.01,0]
[2020,"MISO_MO-IL_2_SPP_N","MISO_MO-IL","SPP_N","Internal","Shoulder","B11",25,2000,0,55.99,62.26,8,0]
[2020,"MISO_W_2_MISO_WUMS","MISO_W","MISO_WUMS","Internal","Shoulder","B11",25,1629,0,55.98,51.98,0.01,0]
[2020,"MISO_WUMS_2_PJM_ROR","MISO_WUMS","PJM_ROR","Internal","Shoulder","B11",25,1600,1068.46,51.98,53.98,2,0]
[2020,"NEISO_2_NYISO_A-F","NEISO","NYISO_A-F","Internal","Shoulder","B11",25,600,167.29,37.67,40.67,3,0]
[2020,"NYISO_A-F_2_NEISO","NYISO_A-F","NEISO","Internal","Shoulder","B11",25,600,0,40.67,37.67,3,0]
[2020,"NYISO_G-I_2_PJM_E","NYISO_G-I","PJM_E","Internal","Shoulder","B11",25,1500,0,53.27,53.96,8,0]
[2020,"PJM_E_2_NYISO_J-K","PJM_E","NYISO_J-K","Internal","Shoulder","B11",25,330,0,53.96,53.28,6,0]
[2020,"PJM_ROR_2_MISO_MO-IL","PJM_ROR","MISO_MO-IL","Internal","Shoulder","B11",25,1111,1110.99,53.98,55.99,2,0.01]
[2020,"PJM_ROR_2_PJM_ROM","PJM_ROR","PJM_ROM","Internal","Shoulder","B11",25,8000,0,53.98,53.97,0.01,0]
[2020,"SOCO_2_VACAR","SOCO","VACAR","Internal","Shoulder","B11",25,2000,0,66.98,59.98,10,0]
[2020,"SPP_N_2_ENT","SPP_N","ENT","Internal","Shoulder","B11",25,1800,0,62.26,59.03,5,0]
[2020,"SPP_S_2_ENT","SPP_S","ENT","Internal","Shoulder","B11",25,850,0,57.84,59.03,5,0]
[2020,"TVA_2_SOCO","TVA","SOCO","Internal","Shoulder","B11",25,500,0,58.04,66.98,9,0]
[2020,"VACAR_2_SOCO","VACAR","SOCO","Internal","Shoulder","B11",25,3000,1248.1199999999999,59.98,66.98,7,0]
[2020,"RMPA_2_NE","RMPA","NE","External","Shoulder","B11",25,310,279.61,52.89,60.89,8,0]
[2020,"SPP_S_2_ERCOT","SPP_S","ERCOT","External","Shoulder","B11",25,800,0,57.84,58.4,5,0]
[2020,"HQ_NY_2_NYISO_A-F","HQ_NY","NYISO_A-F","Internal","Shoulder","B12",200,99999,1000,39.840000000000003,39.85,0.01,0]
[2020,"IESO_2_NYISO_A-F","IESO","NYISO_A-F","Internal","Shoulder","B12",200,1725,1725,32.18,39.85,7,0.67]
[2020,"MAPP_US_2_NE","MAPP_US","NE","Internal","Shoulder","B12",200,2000,0,38.85,43.39,7,0]
[2020,"MISO_IN_2_MISO_MI","MISO_IN","MISO_MI","Internal","Shoulder","B12",200,5000,0,45.87,45.86,0.01,0]
[2020,"MISO_MO-IL_2_ENT","MISO_MO-IL","ENT","Internal","Shoulder","B12",200,2540,0,45.86,41.91,8,0]
[2020,"MISO_W_2_MAPP_CA","MISO_W","MAPP_CA","Internal","Shoulder","B12",200,700,0,45.85,45.84,0.01,0]
[2020,"MISO_W_2_PJM_ROR","MISO_W","PJM_ROR","Internal","Shoulder","B12",200,773,773,45.85,47.86,2,0.01]
[2020,"MISO_W_2_SPP_N","MISO_W","SPP_N","Internal","Shoulder","B12",200,3200,0,45.85,43.4,7,0]
[2020,"NE_2_SPP_N","NE","SPP_N","Internal","Shoulder","B12",200,1800,258.44,43.39,43.4,0.01,0]
[2020,"NYISO_A-F_2_NEISO","NYISO_A-F","NEISO","Internal","Shoulder","B12",200,600,0,39.85,37.67,3,0]
[2020,"NYISO_G-I_2_NEISO","NYISO_G-I","NEISO","Internal","Shoulder","B12",200,600,0,40.67,37.67,3,0]
[2020,"NYISO_J-K_2_NEISO","NYISO_J-K","NEISO","Internal","Shoulder","B12",200,0.01,0,40.68,37.67,3,0]
[2020,"PJM_E_2_PJM_ROM","PJM_E","PJM_ROM","Internal","Shoulder","B12",200,8000,2505.77,47.84,47.85,0.01,0]
[2020,"PJM_ROR_2_PJM_ROM","PJM_ROR","PJM_ROM","Internal","Shoulder","B12",200,8000,0,47.86,47.85,0.01,0]
[2020,"SOCO_2_FRCC","SOCO","FRCC","Internal","Shoulder","B12",200,3700,1325.01,44.51,54.51,10,0]
[2020,"SPP_N_2_MISO_W","SPP_N","MISO_W","Internal","Shoulder","B12",200,750,0,43.4,45.85,5,0]
[2020,"TVA_2_ENT","TVA","ENT","Internal","Shoulder","B12",200,500,0,43.52,41.91,9,0]
[2020,"TVA_Transmission_2_NonRTO_Midwest","TVA_Transmission","NonRTO_Midwest","Internal","Shoulder","B12",200,700,0,47.67,53.87,9,0]
[2020,"ERCOT_2_SPP_S","ERCOT","SPP_S","External","Shoulder","B12",200,800,0,43.63,43.39,8,0]
[2020,"MAPP_US_2_RMPA","MAPP_US","RMPA","External","Shoulder","B12",200,200,0,38.85,43.61,8,0]
[2020,"RMPA_2_NE","RMPA","NE","External","Shoulder","B12",200,310,0,43.61,43.39,8,0]
[2020,"ENT_2_TVA_Transmission","ENT","TVA_Transmission","Internal","Shoulder","B13",600,2100,0,41.91,44.87,8,0]
[2020,"MAPP_CA_2_IESO","MAPP_CA","IESO","Internal","Shoulder","B13",600,330,0,41.6,32.18,8,0]
[2020,"MAPP_CA_2_MISO_W","MAPP_CA","MISO_W","Internal","Shoulder","B13",600,1970,1319.05,41.6,41.61,0.01,0]
[2020,"MISO_IN_2_MISO_MI","MISO_IN","MISO_MI","Internal","Shoulder","B13",600,5000,619.51,41.63,41.64,0.01,0]
[2020,"MISO_MI_2_PJM_ROR","MISO_MI","PJM_ROR","Internal","Shoulder","B13",600,1424,0,41.64,43.6,2,0]
[2020,"MISO_MO-IL_2_PJM_ROR","MISO_MO-IL","PJM_ROR","Internal","Shoulder","B13",600,1212,0,41.62,43.6,2,0]
[2020,"MISO_W_2_MISO_WUMS","MISO_W","MISO_WUMS","Internal","Shoulder","B13",600,1629,0,41.61,41.6,0.01,0]
[2020,"MISO_WUMS_2_MISO_MI","MISO_WUMS","MISO_MI","Internal","Shoulder","B13",600,99,99,41.6,41.64,0.01,0.04]
[2020,"NEISO_2_NYISO_G-I","NEISO","NYISO_G-I","Internal","Shoulder","B13",600,600,0,37.67,40.659999999999997,3,0]
[2020,"NYISO_A-F_2_NEISO","NYISO_A-F","NEISO","Internal","Shoulder","B13",600,600,0,39.85,37.67,3,0]
[2020,"NYISO_G-I_2_NYISO_J-K","NYISO_G-I","NYISO_J-K","Internal","Shoulder","B13",600,6130,4341.59,40.659999999999997,40.67,0.01,0]
[2020,"PJM_E_2_NYISO_G-I","PJM_E","NYISO_G-I","Internal","Shoulder","B13",600,500,0,43.57,40.659999999999997,6,0]
[2020,"PJM_ROR_2_MISO_IN","PJM_ROR","MISO_IN","Internal","Shoulder","B13",600,909,0,43.6,41.63,2,0]
[2020,"PJM_ROR_2_MISO_MO-IL","PJM_ROR","MISO_MO-IL","Internal","Shoulder","B13",600,1111,0,43.6,41.62,2,0]
[2020,"PJM_ROR_2_VACAR","PJM_ROR","VACAR","Internal","Shoulder","B13",600,3000,0,43.6,47.35,6,0]
[2020,"SPP_N_2_ENT","SPP_N","ENT","Internal","Shoulder","B13",600,1800,0,41.62,41.91,5,0]
[2020,"SPP_N_2_SPP_S","SPP_N","SPP_S","Internal","Shoulder","B13",600,4000,1124.56,41.62,41.63,0.01,0]
[2020,"TVA_Transmission_2_NonRTO_Midwest","TVA_Transmission","NonRTO_Midwest","Internal","Shoulder","B13",600,700,0,44.87,46.16,9,0]
[2020,"TVA_Transmission_2_VACAR","TVA_Transmission","VACAR","Internal","Shoulder","B13",600,900,0,44.87,47.35,9,0]
[2020,"NE_2_RMPA","NE","RMPA","External","Shoulder","B13",600,310,0,41.61,43.61,5,0]
[2020,"SPP_N_2_RMPA","SPP_N","RMPA","External","Shoulder","B13",600,210,0,41.62,43.61,5,0]
[2020,"HQ_NY_2_NYISO_A-F","HQ_NY","NYISO_A-F","Internal","Shoulder","B14",900,99999,1000,39.31,39.32,0.01,0]
[2020,"IESO_2_NYISO_A-F","IESO","NYISO_A-F","Internal","Shoulder","B14",900,1725,1725,32.18,39.32,7,0.14000000000000001]
[2020,"MAPP_CA_2_MISO_W","MAPP_CA","MISO_W","Internal","Shoulder","B14",900,1970,426.68,39.619999999999997,39.64,0.01,0]
[2020,"MISO_IN_2_NonRTO_Midwest","MISO_IN","NonRTO_Midwest","Internal","Shoulder","B14",900,4800,0,39.659999999999997,43.82,8,0]
[2020,"MISO_MO-IL_2_ENT","MISO_MO-IL","ENT","Internal","Shoulder","B14",900,2540,0,39.65,41.67,8,0]
[2020,"MISO_MO-IL_2_MISO_IN","MISO_MO-IL","MISO_IN","Internal","Shoulder","B14",900,2100,339.7,39.65,39.659999999999997,0.01,0]
[2020,"MISO_MO-IL_2_TVA_Transmission","MISO_MO-IL","TVA_Transmission","Internal","Shoulder","B14",900,4000,0,39.65,43.96,8,0]
[2020,"MISO_WUMS_2_MISO_MI","MISO_WUMS","MISO_MI","Internal","Shoulder","B14",900,99,99,39.619999999999997,39.65,0.01,0.01]
[2020,"NE_2_MISO_W","NE","MISO_W","Internal","Shoulder","B14",900,1600,0,40.76,39.64,5,0]
[2020,"NonRTO_Midwest_2_MISO_IN","NonRTO_Midwest","MISO_IN","Internal","Shoulder","B14",900,4450,0,43.82,39.659999999999997,8,0]
[2020,"NYISO_A-F_2_PJM_ROM","NYISO_A-F","PJM_ROM","Internal","Shoulder","B14",900,1000,0,39.32,41.64,8,0]
[2020,"NYISO_J-K_2_NEISO","NYISO_J-K","NEISO","Internal","Shoulder","B14",900,0.01,0,40.090000000000003,37.67,3,0]
[2020,"PJM_ROR_2_MISO_IN","PJM_ROR","MISO_IN","Internal","Shoulder","B14",900,909,0,41.62,39.659999999999997,2,0]
[2020,"PJM_ROR_2_MISO_MO-IL","PJM_ROR","MISO_MO-IL","Internal","Shoulder","B14",900,1111,0,41.62,39.65,2,0]
[2020,"PJM_ROM_2_PJM_E","PJM_ROM","PJM_E","Internal","Shoulder","B14",900,8000,0,41.64,41.62,0.01,0]
[2020,"SPP_N_2_ENT","SPP_N","ENT","Internal","Shoulder","B14",900,1800,0,40.770000000000003,41.67,5,0]
[2020,"SPP_S_2_SPP_N","SPP_S","SPP_N","Internal","Shoulder","B14",900,640,0,40.78,40.770000000000003,0.01,0]
[2020,"TVA_Transmission_2_NonRTO_Midwest","TVA_Transmission","NonRTO_Midwest","Internal","Shoulder","B14",900,700,0,43.96,43.82,9,0]
[2020,"TVA_Transmission_2_TVA","TVA_Transmission","TVA","Internal","Shoulder","B14",900,99999,0,43.96,41.94,0.01,0]
[2020,"AZ_NM_SNV_Coal_2_SPP_S","AZ_NM_SNV_Coal","SPP_S","External","Shoulder","B14",900,400,0,44.72,40.78,8.17,0]
[2020,"RMPA_2_NE","RMPA","NE","External","Shoulder","B14",900,310,0,43.61,40.76,8,0]
[2020,"ENT_2_SOCO","ENT","SOCO","Internal","Shoulder","B15",1203,2000,0,41.61,42.1,8,0]
[2020,"IESO_2_MAPP_CA","IESO","MAPP_CA","Internal","Shoulder","B15",1203,262,262,32.18,39.619999999999997,7,0.45]
[2020,"MAPP_CA_2_MISO_W","MAPP_CA","MISO_W","Internal","Shoulder","B15",1203,1970,0,39.619999999999997,38.47,0.01,0]
[2020,"MISO_IN_2_MISO_MO-IL","MISO_IN","MISO_MO-IL","Internal","Shoulder","B15",1203,5000,0,38.47,38.46,0.01,0]
[2020,"MISO_MI_2_MISO_IN","MISO_MI","MISO_IN","Internal","Shoulder","B15",1203,2045,0,38.479999999999997,38.47,0.01,0]
[2020,"MISO_MO-IL_2_MISO_IN","MISO_MO-IL","MISO_IN","Internal","Shoulder","B15",1203,2100,628.9,38.46,38.47,0.01,0]
[2020,"MISO_W_2_MISO_MO-IL","MISO_W","MISO_MO-IL","Internal","Shoulder","B15",1203,3800,0,38.47,38.46,0.01,0]
[2020,"MISO_WUMS_2_MISO_W","MISO_WUMS","MISO_W","Internal","Shoulder","B15",1203,1137,1137,36.909999999999997,38.47,0.01,1.55]
[2020,"MISO_WUMS_2_PJM_ROR","MISO_WUMS","PJM_ROR","Internal","Shoulder","B15",1203,1600,0,36.909999999999997,37.21,2,0]
[2020,"NYISO_A-F_2_IESO","NYISO_A-F","IESO","Internal","Shoulder","B15",1203,1600,0,39.32,32.18,7,0]
[2020,"NYISO_A-F_2_NEISO","NYISO_A-F","NEISO","Internal","Shoulder","B15",1203,600,0,39.32,37.67,3,0]
[2020,"NYISO_J-K_2_NYISO_G-I","NYISO_J-K","NYISO_G-I","Internal","Shoulder","B15",1203,1999,0,39.340000000000003,39.33,0.01,0]
[2020,"PJM_E_2_NYISO_G-I","PJM_E","NYISO_G-I","Internal","Shoulder","B15",1203,500,0,37.229999999999997,39.33,6,0]
[2020,"PJM_ROR_2_MISO_MO-IL","PJM_ROR","MISO_MO-IL","Internal","Shoulder","B15",1203,1111,0,37.21,38.46,2,0]
[2020,"PJM_ROR_2_TVA_Transmission","PJM_ROR","TVA_Transmission","Internal","Shoulder","B15",1203,2500,0,37.21,42.35,6,0]
[2020,"SOCO_2_VACAR","SOCO","VACAR","Internal","Shoulder","B15",1203,2000,0,42.1,43.21,10,0]
[2020,"SPP_N_2_MISO_W","SPP_N","MISO_W","Internal","Shoulder","B15",1203,750,0,40.19,38.47,5,0]
[2020,"TVA_2_NonRTO_Midwest","TVA","NonRTO_Midwest","Internal","Shoulder","B15",1203,100,0,41.75,36.909999999999997,9,0]
[2020,"TVA_Transmission_2_VACAR","TVA_Transmission","VACAR","Internal","Shoulder","B15",1203,900,0,42.35,43.21,9,0]
[2020,"NE_2_RMPA","NE","RMPA","External","Shoulder","B15",1203,310,0,40.17,43.61,5,0]
[2020,"SPP_N_2_RMPA","SPP_N","RMPA","External","Shoulder","B15",1203,210,0,40.19,43.61,5,0]
[2020,"HQ_NY_2_NYISO_A-F","HQ_NY","NYISO_A-F","Internal","Winter","B16",25,99999,1000,44.95,44.97,0.01,0]
[2020,"IESO_2_MISO_MI","IESO","MISO_MI","Internal","Winter","B16",25,1840,1840,37.97,54.16,7,9.19]
[2020,"IESO_2_NYISO_A-F","IESO","NYISO_A-F","Internal","Winter","B16",25,1725,1523.12,37.97,44.97,7,0]
[2020,"MAPP_US_2_MISO_W","MAPP_US","MISO_W","Internal","Winter","B16",25,2635,708.54,47.15,54.15,7,0]
[2020,"MISO_IN_2_NonRTO_Midwest","MISO_IN","NonRTO_Midwest","Internal","Winter","B16",25,4800,2098.52,54.17,62.17,8,0]
[2020,"MISO_MO-IL_2_ENT","MISO_MO-IL","ENT","Internal","Winter","B16",25,2540,0,54.16,59.21,8,0]
[2020,"MISO_W_2_MISO_MO-IL","MISO_W","MISO_MO-IL","Internal","Winter","B16",25,3800,1472.84,54.15,54.16,0.01,0]
[2020,"MISO_W_2_PJM_ROR","MISO_W","PJM_ROR","Internal","Winter","B16",25,773,773,54.15,56.16,2,0.01]
[2020,"NE_2_MISO_W","NE","MISO_W","Internal","Winter","B16",25,1600,0,54.15,54.15,5,0]
[2020,"NonRTO_Midwest_2_MISO_IN","NonRTO_Midwest","MISO_IN","Internal","Winter","B16",25,4450,0,62.17,54.17,8,0]
[2020,"NYISO_A-F_2_PJM_ROM","NYISO_A-F","PJM_ROM","Internal","Winter","B16",25,1000,1000,44.97,56.17,8,3.2]
[2020,"NYISO_G-I_2_NYISO_A-F","NYISO_G-I","NYISO_A-F","Internal","Winter","B16",25,1999,0,62.18,44.97,0.01,0]
[2020,"PJM_E_2_PJM_ROM","PJM_E","PJM_ROM","Internal","Winter","B16",25,8000,0,56.18,56.17,0.01,0]
[2020,"PJM_ROR_2_MISO_WUMS","PJM_ROR","MISO_WUMS","Internal","Winter","B16",25,1467,0,56.16,54.13,2,0]
[2020,"PJM_ROM_2_NYISO_A-F","PJM_ROM","NYISO_A-F","Internal","Winter","B16",25,2000,0,56.17,44.97,6,0]
[2020,"PJM_ROM_2_PJM_E","PJM_ROM","PJM_E","Internal","Winter","B16",25,8000,625.13,56.17,56.18,0.01,0]
[2020,"SPP_N_2_MISO_MO-IL","SPP_N","MISO_MO-IL","Internal","Winter","B16",25,2000,0,54.28,54.16,5,0]
[2020,"TVA_2_NonRTO_Midwest","TVA","NonRTO_Midwest","Internal","Winter","B16",25,100,0,59.5,62.17,9,0]
[2020,"TVA_Transmission_2_NonRTO_Midwest","TVA_Transmission","NonRTO_Midwest","Internal","Winter","B16",25,700,0,60.66,62.17,9,0]
[2020,"AZ_NM_SNV_Coal_2_SPP_S","AZ_NM_SNV_Coal","SPP_S","External","Winter","B16",25,400,0,47.32,54.3,8.17,0]
[2020,"RMPA_2_MAPP_US","RMPA","MAPP_US","External","Winter","B16",25,200,0,55.15,47.15,8,0]
[2020,"ENT_2_SOCO","ENT","SOCO","Internal","Winter","B17",100,2000,0,44.52,46.18,8,0]
[2020,"IESO_2_MISO_MI","IESO","MISO_MI","Internal","Winter","B17",100,1840,1840,36.270000000000003,46.3,7,3.02]
[2020,"MAPP_CA_2_MAPP_US","MAPP_CA","MAPP_US","Internal","Winter","B17",100,372,0,46.25,39.26,7,0]
[2020,"MARITIMES_2_NEISO","MARITIMES","NEISO","Internal","Winter","B17",100,99999,1400,46.26,46.27,0.01,0]
[2020,"MISO_IN_2_PJM_ROR","MISO_IN","PJM_ROR","Internal","Winter","B17",100,992,992,46.28,48.3,2,0.01]
[2020,"MISO_MO-IL_2_MISO_W","MISO_MO-IL","MISO_W","Internal","Winter","B17",100,960,0,46.27,46.26,0.01,0]
[2020,"MISO_W_2_MISO_MO-IL","MISO_W","MISO_MO-IL","Internal","Winter","B17",100,3800,2001.97,46.26,46.27,0.01,0]
[2020,"MISO_W_2_NE","MISO_W","NE","Internal","Winter","B17",100,2800,0,46.26,43.98,7,0]
[2020,"MISO_WUMS_2_MISO_MI","MISO_WUMS","MISO_MI","Internal","Winter","B17",100,99,99,46.25,46.3,0.01,0.04]
[2020,"NonRTO_Midwest_2_MISO_IN","NonRTO_Midwest","MISO_IN","Internal","Winter","B17",100,4450,0,54.28,46.28,8,0]
[2020,"NYISO_A-F_2_IESO","NYISO_A-F","IESO","Internal","Winter","B17",100,1600,0,43.27,36.270000000000003,7,0]
[2020,"NYISO_G-I_2_NYISO_A-F","NYISO_G-I","NYISO_A-F","Internal","Winter","B17",100,1999,0,53.81,43.27,0.01,0]
[2020,"PJM_E_2_NYISO_G-I","PJM_E","NYISO_G-I","Internal","Winter","B17",100,500,0,48.32,53.81,6,0]
[2020,"PJM_ROR_2_MISO_MI","PJM_ROR","MISO_MI","Internal","Winter","B17",100,1305,0,48.3,46.3,2,0]
[2020,"PJM_ROR_2_TVA_Transmission","PJM_ROR","TVA_Transmission","Internal","Winter","B17",100,2500,0,48.3,49.61,6,0]
[2020,"PJM_ROM_2_PJM_ROR","PJM_ROM","PJM_ROR","Internal","Winter","B17",100,8000,0,48.31,48.3,0.01,0]
[2020,"SPP_N_2_NE","SPP_N","NE","Internal","Winter","B17",100,330,0,43.99,43.98,0.01,0]
[2020,"TVA_2_NonRTO_Midwest","TVA","NonRTO_Midwest","Internal","Winter","B17",100,100,0,46.15,54.28,9,0]
[2020,"TVA_2_VACAR","TVA","VACAR","Internal","Winter","B17",100,150,0,46.15,54.3,9,0]
[2020,"MAPP_US_2_RMPA","MAPP_US","RMPA","External","Winter","B17",100,200,0,39.26,46.79,8,0]
[2020,"RMPA_2_MAPP_US","RMPA","MAPP_US","External","Winter","B17",100,200,0,46.79,39.26,8,0]
[2020,"RMPA_2_SPP_N","RMPA","SPP_N","External","Winter","B17",100,210,0,46.79,43.99,8,0]
[2020,"HQ_NEISO_2_NEISO","HQ_NEISO","NEISO","Internal","Winter","B18",400,99999,2920,46.26,46.27,0.01,0]
[2020,"IESO_2_NYISO_A-F","IESO","NYISO_A-F","Internal","Winter","B18",400,1725,1212.67,35.19,42.19,7,0]
[2020,"MAPP_US_2_MAPP_CA","MAPP_US","MAPP_CA","Internal","Winter","B18",400,165,0,35.82,42.79,7,0]
[2020,"MISO_IN_2_NonRTO_Midwest","MISO_IN","NonRTO_Midwest","Internal","Winter","B18",400,4800,85.31,42.19,50.19,8,0]
[2020,"MISO_MI_2_MISO_WUMS","MISO_MI","MISO_WUMS","Internal","Winter","B18",400,117,0,42.19,42.18,0.01,0]
[2020,"MISO_MO-IL_2_SPP_N","MISO_MO-IL","SPP_N","Internal","Winter","B18",400,2000,0,42.18,42.83,8,0]
[2020,"MISO_W_2_NE","MISO_W","NE","Internal","Winter","B18",400,2800,0,42.19,42.82,7,0]
[2020,"MISO_WUMS_2_PJM_ROR","MISO_WUMS","PJM_ROR","Internal","Winter","B18",400,1600,1600,42.18,44.19,2,0.01]
[2020,"NEISO_2_NYISO_J-K","NEISO","NYISO_J-K","Internal","Winter","B18",400,430,430,46.27,50.79,3,1.52]
[2020,"NYISO_A-F_2_IESO","NYISO_A-F","IESO","Internal","Winter","B18",400,1600,0,42.19,35.19,7,0]
[2020,"NYISO_G-I_2_PJM_E","NYISO_G-I","PJM_E","Internal","Winter","B18",400,1500,0,50.78,44.21,8,0]
[2020,"NYISO_J-K_2_NEISO","NYISO_J-K","NEISO","Internal","Winter","B18",400,0.01,0,50.79,46.27,3,0]
[2020,"PJM_E_2_PJM_ROM","PJM_E","PJM_ROM","Internal","Winter","B18",400,8000,0,44.21,44.2,0.01,0]
[2020,"PJM_ROR_2_MISO_W","PJM_ROR","MISO_W","Internal","Winter","B18",400,709,0,44.19,42.19,2,0]
[2020,"PJM_ROM_2_PJM_E","PJM_ROM","PJM_E","Internal","Winter","B18",400,8000,5074.72,44.2,44.21,0.01,0]
[2020,"SPP_N_2_NE","SPP_N","NE","Internal","Winter","B18",400,330,0,42.83,42.82,0.01,0]
[2020,"SPP_S_2_SPP_N","SPP_S","SPP_N","Internal","Winter","B18",400,640,0,42.84,42.83,0.01,0]
[2020,"TVA_2_VACAR","TVA","VACAR","Internal","Winter","B18",400,150,0,42.85,47.55,9,0]
[2020,"VACAR_2_SOCO","VACAR","SOCO","Internal","Winter","B18",400,3000,0,47.55,44.59,7,0]
[2020,"RMPA_2_MAPP_US","RMPA","MAPP_US","External","Winter","B18",400,200,0,46.79,35.82,8,0]
[2020,"RMPA_2_SPP_N","RMPA","SPP_N","External","Winter","B18",400,210,0,46.79,42.83,8,0]
[2020,"HQ_IESO_2_IESO","HQ_IESO","IESO","Internal","Winter","B19",700,99999,400,35.18,35.19,0.01,0]
[2020,"MAPP_CA_2_MAPP_US","MAPP_CA","MAPP_US","Internal","Winter","B19",700,372,0,42.79,35.82,7,0]
[2020,"MAPP_US_2_NE","MAPP_US","NE","Internal","Winter","B19",700,2000,117.87,35.82,42.82,7,0]
[2020,"MARITIMES_2_NEISO","MARITIMES","NEISO","Internal","Winter","B19",700,99999,1400,46.26,46.27,0.01,0]
[2020,"MISO_MI_2_MISO_WUMS","MISO_MI","MISO_WUMS","Internal","Winter","B19",700,117,36.700000000000003,41.28,41.29,0.01,0]
[2020,"MISO_MO-IL_2_MISO_IN","MISO_MO-IL","MISO_IN","Internal","Winter","B19",700,2100,501.83,41.25,41.26,0.01,0]
[2020,"MISO_W_2_MISO_MO-IL","MISO_W","MISO_MO-IL","Internal","Winter","B19",700,3800,0,41.3,41.25,0.01,0]
[2020,"MISO_W_2_SPP_N","MISO_W","SPP_N","Internal","Winter","B19",700,3200,0,41.3,42.83,7,0]
[2020,"NE_2_SPP_N","NE","SPP_N","Internal","Winter","B19",700,1800,1426.49,42.82,42.83,0.01,0]
[2020,"NYISO_A-F_2_IESO","NYISO_A-F","IESO","Internal","Winter","B19",700,1600,0,42.19,35.19,7,0]
[2020,"NYISO_G-I_2_NYISO_J-K","NYISO_G-I","NYISO_J-K","Internal","Winter","B19",700,6130,5669.64,49.28,49.29,0.01,0]
[2020,"NYISO_J-K_2_PJM_E","NYISO_J-K","PJM_E","Internal","Winter","B19",700,0.01,0,49.29,43.28,8,0]
[2020,"PJM_ROR_2_MISO_MI","PJM_ROR","MISO_MI","Internal","Winter","B19",700,1305,0,43.25,41.28,2,0]
[2020,"PJM_ROR_2_PJM_ROM","PJM_ROR","PJM_ROM","Internal","Winter","B19",700,8000,6511.38,43.25,43.26,0.01,0]
[2020,"SOCO_2_FRCC","SOCO","FRCC","Internal","Winter","B19",700,3700,0,44.59,50.61,10,0]
[2020,"SOCO_2_VACAR","SOCO","VACAR","Internal","Winter","B19",700,2000,0,44.59,45.6,10,0]
[2020,"SPP_N_2_NE","SPP_N","NE","Internal","Winter","B19",700,330,0,42.83,42.82,0.01,0]
[2020,"TVA_2_NonRTO_Midwest","TVA","NonRTO_Midwest","Internal","Winter","B19",700,100,0,42.85,42.56,9,0]
[2020,"AZ_NM_SNV_Coal_2_SPP_S","AZ_NM_SNV_Coal","SPP_S","External","Winter","B19",700,400,0,47.29,42.84,8.17,0]
[2020,"MAPP_US_2_RMPA","MAPP_US","RMPA","External","Winter","B19",700,200,200,35.82,46.79,8,2.96]
[2020,"RMPA_2_SPP_N","RMPA","SPP_N","External","Winter","B19",700,210,0,46.79,42.83,8,0]
[2020,"HQ_NY_2_NYISO_A-F","HQ_NY","NYISO_A-F","Internal","Summer","B2",25,99999,1000,57.4,57.41,0.01,0]
[2020,"IESO_2_MISO_W","IESO","MISO_W","Internal","Summer","B2",25,140,140,50.41,63.41,7,6]
[2020,"MAPP_CA_2_MAPP_US","MAPP_CA","MAPP_US","Internal","Summer","B2",25,372,0,57.41,57.47,7,0]
[2020,"MISO_IN_2_MISO_MO-IL","MISO_IN","MISO_MO-IL","Internal","Summer","B2",25,5000,0,63.41,63.4,0.01,0]
[2020,"MISO_MI_2_PJM_ROR","MISO_MI","PJM_ROR","Internal","Summer","B2",25,1424,357.09,63.4,65.400000000000006,2,0]
[2020,"MISO_MO-IL_2_SPP_N","MISO_MO-IL","SPP_N","Internal","Summer","B2",25,2000,0,63.4,66.03,8,0]
[2020,"MISO_W_2_NE","MISO_W","NE","Internal","Summer","B2",25,2800,0,63.41,64.47,7,0]
[2020,"MISO_WUMS_2_PJM_ROR","MISO_WUMS","PJM_ROR","Internal","Summer","B2",25,1600,636.87,63.4,65.400000000000006,2,0]
[2020,"NEISO_2_NYISO_A-F","NEISO","NYISO_A-F","Internal","Summer","B2",25,600,0,68.41,57.41,3,0]
[2020,"NEISO_2_NYISO_J-K","NEISO","NYISO_J-K","Internal","Summer","B2",25,430,430,68.41,71.42,3,0.01]
[2020,"NYISO_A-F_2_NYISO_G-I","NYISO_A-F","NYISO_G-I","Internal","Summer","B2",25,4250,4250,57.41,71.41,0.01,13.99]
[2020,"NYISO_J-K_2_NEISO","NYISO_J-K","NEISO","Internal","Summer","B2",25,0.01,0,71.42,68.41,3,0.01]
[2020,"PJM_E_2_NYISO_J-K","PJM_E","NYISO_J-K","Internal","Summer","B2",25,330,67.17,65.42,71.42,6,0]
[2020,"PJM_ROR_2_PJM_ROM","PJM_ROR","PJM_ROM","Internal","Summer","B2",25,8000,660.83,65.400000000000006,65.41,0.01,0]
[2020,"PJM_ROM_2_NYISO_A-F","PJM_ROM","NYISO_A-F","Internal","Summer","B2",25,2000,0,65.41,57.41,6,0]
[2020,"SPP_N_2_ENT","SPP_N","ENT","Internal","Summer","B2",25,1800,0,66.03,63.4,5,0]
[2020,"SPP_S_2_ENT","SPP_S","ENT","Internal","Summer","B2",25,850,0,65.22,63.4,5,0]
[2020,"TVA_2_VACAR","TVA","VACAR","Internal","Summer","B2",25,150,0,71.41,73.05,9,0]
[2020,"VACAR_2_SOCO","VACAR","SOCO","Internal","Summer","B2",25,3000,0,73.05,71.02,7,0]
[2020,"MAPP_US_2_RMPA","MAPP_US","RMPA","External","Summer","B2",25,200,0,57.47,65.22,8,0]
[2020,"SPP_S_2_ERCOT","SPP_S","ERCOT","External","Summer","B2",25,800,0,65.22,64.819999999999993,5,0]
[2020,"HQ_NY_2_NYISO_A-F","HQ_NY","NYISO_A-F","Internal","Winter","B20",935,99999,229.95,42.18,42.19,0.01,0]
[2020,"HQ_IESO_2_IESO","HQ_IESO","IESO","Internal","Winter","B20",935,99999,91.98,35.18,35.19,0.01,0]
[2020,"MAPP_CA_2_IESO","MAPP_CA","IESO","Internal","Winter","B20",935,330,0,42.79,35.19,8,0]
[2020,"MISO_IN_2_MISO_MI","MISO_IN","MISO_MI","Internal","Winter","B20",935,5000,2085.5,37.380000000000003,37.4,0.01,0]
[2020,"MISO_IN_2_PJM_ROR","MISO_IN","PJM_ROR","Internal","Winter","B20",935,992,0,37.380000000000003,38.68,2,0]
[2020,"MISO_MO-IL_2_MISO_IN","MISO_MO-IL","MISO_IN","Internal","Winter","B20",935,2100,371.63,37.369999999999997,37.380000000000003,0.01,0]
[2020,"MISO_W_2_MAPP_CA","MISO_W","MAPP_CA","Internal","Winter","B20",935,700,700,37.36,42.79,0.01,5.42]
[2020,"MISO_W_2_SPP_N","MISO_W","SPP_N","Internal","Winter","B20",935,3200,0,37.36,42.74,7,0]
[2020,"NEISO_2_NYISO_A-F","NEISO","NYISO_A-F","Internal","Winter","B20",935,600,0,46.27,42.19,3,0]
[2020,"NEISO_2_NYISO_J-K","NEISO","NYISO_J-K","Internal","Winter","B20",935,430,0,46.27,45.55,3,0]
[2020,"NYISO_G-I_2_NEISO","NYISO_G-I","NEISO","Internal","Winter","B20",935,600,0,45.54,46.27,3,0]
[2020,"NYISO_J-K_2_NEISO","NYISO_J-K","NEISO","Internal","Winter","B20",935,0.01,0,45.55,46.27,3,0]
[2020,"PJM_ROR_2_MISO_IN","PJM_ROR","MISO_IN","Internal","Winter","B20",935,909,0,38.68,37.380000000000003,2,0]
[2020,"PJM_ROR_2_PJM_ROM","PJM_ROR","PJM_ROM","Internal","Winter","B20",935,8000,6094.44,38.68,38.700000000000003,0.01,0]
[2020,"PJM_ROR_2_VACAR","PJM_ROR","VACAR","Internal","Winter","B20",935,3000,1754.45,38.68,44.68,6,0]
[2020,"PJM_ROM_2_PJM_ROR","PJM_ROM","PJM_ROR","Internal","Winter","B20",935,8000,0,38.700000000000003,38.68,0.01,0]
[2020,"SPP_N_2_NE","SPP_N","NE","Internal","Winter","B20",935,330,0,42.74,39.94,0.01,0]
[2020,"TVA_2_ENT","TVA","ENT","Internal","Winter","B20",935,500,0,42.85,43.38,9,0]
[2020,"TVA_Transmission_2_SOCO","TVA_Transmission","SOCO","Internal","Winter","B20",935,3200,0,43.41,44.59,9,0]
[2020,"MAPP_US_2_RMPA","MAPP_US","RMPA","External","Winter","B20",935,200,0,32.94,39.409999999999997,8,0]
[2020,"RMPA_2_NE","RMPA","NE","External","Winter","B20",935,310,0,39.409999999999997,39.94,8,0]
[2020,"ENT_2_TVA_Transmission","ENT","TVA_Transmission","Internal","Summer","B3",75,2100,0,61.69,67.28,8,0]
[2020,"IESO_2_MAPP_CA","IESO","MAPP_CA","Internal","Summer","B3",75,262,238.97,43.47,50.47,7,0]
[2020,"MAPP_CA_2_MISO_W","MAPP_CA","MISO_W","Internal","Summer","B3",75,1970,1970,50.47,62.58,0.01,12.1]
[2020,"MISO_IN_2_MISO_MO-IL","MISO_IN","MISO_MO-IL","Internal","Summer","B3",75,5000,753.52,61.13,61.14,0.01,0]
[2020,"MISO_IN_2_NonRTO_Midwest","MISO_IN","NonRTO_Midwest","Internal","Summer","B3",75,4800,0,61.13,68.510000000000005,8,0]
[2020,"MISO_MO-IL_2_PJM_ROR","MISO_MO-IL","PJM_ROR","Internal","Summer","B3",75,1212,0,61.14,61.28,2,0]
[2020,"MISO_MO-IL_2_SPP_N","MISO_MO-IL","SPP_N","Internal","Summer","B3",75,2000,0,61.14,66.03,8,0]
[2020,"MISO_WUMS_2_MISO_MI","MISO_WUMS","MISO_MI","Internal","Summer","B3",75,99,0,59.88,59.28,0.01,0]
[2020,"MISO_WUMS_2_PJM_ROR","MISO_WUMS","PJM_ROR","Internal","Summer","B3",75,1600,0,59.88,61.28,2,0]
[2020,"NEISO_2_NYISO_J-K","NEISO","NYISO_J-K","Internal","Summer","B3",75,430,430,48.9,53.15,3,1.24]
[2020,"NYISO_A-F_2_NEISO","NYISO_A-F","NEISO","Internal","Summer","B3",75,600,0,51.9,48.9,3,0]
[2020,"NYISO_G-I_2_PJM_E","NYISO_G-I","PJM_E","Internal","Summer","B3",75,1500,1500,53.14,61.26,8,0.12]
[2020,"NYISO_J-K_2_PJM_E","NYISO_J-K","PJM_E","Internal","Summer","B3",75,0.01,0,53.15,61.26,8,0.11]
[2020,"PJM_ROR_2_MISO_MO-IL","PJM_ROR","MISO_MO-IL","Internal","Summer","B3",75,1111,0,61.28,61.14,2,0]
[2020,"PJM_ROM_2_NYISO_A-F","PJM_ROM","NYISO_A-F","Internal","Summer","B3",75,2000,0,61.27,51.9,6,0]
[2020,"SPP_N_2_ENT","SPP_N","ENT","Internal","Summer","B3",75,1800,0,66.03,61.69,5,0]
[2020,"SPP_S_2_ENT","SPP_S","ENT","Internal","Summer","B3",75,850,0,64.77,61.69,5,0]
[2020,"TVA_2_ENT","TVA","ENT","Internal","Summer","B3",75,500,0,67.290000000000006,61.69,9,0]
[2020,"TVA_Transmission_2_VACAR","TVA_Transmission","VACAR","Internal","Summer","B3",75,900,0,67.28,73.05,9,0]
[2020,"VACAR_2_SOCO","VACAR","SOCO","Internal","Summer","B3",75,3000,0,73.05,69.69,7,0]
[2020,"NWPP_Coal_2_MAPP_US","NWPP_Coal","MAPP_US","External","Summer","B3",75,150,150,44.61,57.47,8,4.8600000000000003]
[2020,"SPP_S_2_ERCOT","SPP_S","ERCOT","External","Summer","B3",75,800,0,64.77,56.77,5,0]
[2020,"HQ_IESO_2_IESO","HQ_IESO","IESO","Internal","Summer","B4",100,99999,400,37.729999999999997,37.74,0.01,0]
[2020,"MAPP_CA_2_MISO_W","MAPP_CA","MISO_W","Internal","Summer","B4",100,1970,1970,50.14,62.4,0.01,12.25]
[2020,"MAPP_US_2_NE","MAPP_US","NE","Internal","Summer","B4",100,2000,1512.59,57.14,64.14,7,0]
[2020,"MISO_IN_2_PJM_ROR","MISO_IN","PJM_ROR","Internal","Summer","B4",100,992,0,60.51,60.4,2,0]
[2020,"MISO_MO-IL_2_MISO_IN","MISO_MO-IL","MISO_IN","Internal","Summer","B4",100,2100,0,60.52,60.51,0.01,0]
[2020,"MISO_W_2_MAPP_CA","MISO_W","MAPP_CA","Internal","Summer","B4",100,700,0,62.4,50.14,0.01,0]
[2020,"MISO_W_2_MISO_WUMS","MISO_W","MISO_WUMS","Internal","Summer","B4",100,1629,0,62.4,58.4,0.01,0]
[2020,"NE_2_SPP_N","NE","SPP_N","Internal","Summer","B4",100,1800,1462.71,64.14,64.16,0.01,0]
[2020,"NonRTO_Midwest_2_TVA_Transmission","NonRTO_Midwest","TVA_Transmission","Internal","Summer","B4",100,2400,0,68.510000000000005,66.400000000000006,8,0]
[2020,"NYISO_A-F_2_PJM_ROM","NYISO_A-F","PJM_ROM","Internal","Summer","B4",100,1000,1000,45.81,60.39,8,6.58]
[2020,"NYISO_G-I_2_NEISO","NYISO_G-I","NEISO","Internal","Summer","B4",100,600,0,49.17,42.81,3,0]
[2020,"NYISO_J-K_2_NYISO_G-I","NYISO_J-K","NYISO_G-I","Internal","Summer","B4",100,1999,0,49.18,49.17,0.01,0]
[2020,"PJM_ROR_2_MISO_MO-IL","PJM_ROR","MISO_MO-IL","Internal","Summer","B4",100,1111,0,60.4,60.52,2,0]
[2020,"PJM_ROR_2_PJM_ROM","PJM_ROR","PJM_ROM","Internal","Summer","B4",100,8000,0,60.4,60.39,0.01,0]
[2020,"PJM_ROM_2_PJM_E","PJM_ROM","PJM_E","Internal","Summer","B4",100,8000,0,60.39,60.38,0.01,0]
[2020,"SPP_N_2_MISO_W","SPP_N","MISO_W","Internal","Summer","B4",100,750,0,64.16,62.4,5,0]
[2020,"TVA_2_ENT","TVA","ENT","Internal","Summer","B4",100,500,0,66.42,61.69,9,0]
[2020,"TVA_Transmission_2_TVA","TVA_Transmission","TVA","Internal","Summer","B4",100,99999,1346.06,66.400000000000006,66.42,0.01,0]
[2020,"ERCOT_2_SPP_S","ERCOT","SPP_S","External","Summer","B4",100,800,0,56.77,56.69,8,0]
[2020,"RMPA_2_NE","RMPA","NE","External","Summer","B4",100,310,0,56.75,64.14,8,0]
[2020,"ENT_2_SOCO","ENT","SOCO","Internal","Summer","B5",200,2000,1818.66,58.83,66.83,8,0]
[2020,"IESO_2_MISO_MI","IESO","MISO_MI","Internal","Summer","B5",200,1840,1840,37.74,52.08,7,7.34]
[2020,"MAPP_CA_2_MISO_W","MAPP_CA","MISO_W","Internal","Summer","B5",200,1970,1970,49.22,53.09,0.01,3.86]
[2020,"MAPP_US_2_MISO_W","MAPP_US","MISO_W","Internal","Summer","B5",200,2635,0,53.08,53.09,7,0]
[2020,"MISO_IN_2_MISO_MI","MISO_IN","MISO_MI","Internal","Summer","B5",200,5000,0,53.07,52.08,0.01,0]
[2020,"MISO_MO-IL_2_MISO_IN","MISO_MO-IL","MISO_IN","Internal","Summer","B5",200,2100,0,53.08,53.07,0.01,0]
[2020,"MISO_MO-IL_2_PJM_ROR","MISO_MO-IL","PJM_ROR","Internal","Summer","B5",200,1212,0,53.08,53.83,2,0]
[2020,"MISO_W_2_MISO_WUMS","MISO_W","MISO_WUMS","Internal","Summer","B5",200,1629,0,53.09,51.83,0.01,0]
[2020,"MISO_WUMS_2_PJM_ROR","MISO_WUMS","PJM_ROR","Internal","Summer","B5",200,1600,1066.08,51.83,53.83,2,0]
[2020,"NEISO_2_NYISO_G-I","NEISO","NYISO_G-I","Internal","Summer","B5",200,600,600,34.9,49.17,3,11.27]
[2020,"NYISO_A-F_2_NEISO","NYISO_A-F","NEISO","Internal","Summer","B5",200,600,0,44.74,34.9,3,0]
[2020,"NYISO_G-I_2_NYISO_A-F","NYISO_G-I","NYISO_A-F","Internal","Summer","B5",200,1999,0,49.17,44.74,0.01,0]
[2020,"PJM_E_2_NYISO_G-I","PJM_E","NYISO_G-I","Internal","Summer","B5",200,500,0,53.83,49.17,6,0]
[2020,"PJM_ROR_2_MISO_MO-IL","PJM_ROR","MISO_MO-IL","Internal","Summer","B5",200,1111,0,53.83,53.08,2,0]
[2020,"PJM_ROR_2_VACAR","PJM_ROR","VACAR","Internal","Summer","B5",200,3000,1782.62,53.83,59.83,6,0]
[2020,"SOCO_2_VACAR","SOCO","VACAR","Internal","Summer","B5",200,2000,0,66.83,59.83,10,0]
[2020,"SPP_N_2_MISO_W","SPP_N","MISO_W","Internal","Summer","B5",200,750,0,60.09,53.09,5,0]
[2020,"SPP_N_2_SPP_S","SPP_N","SPP_S","Internal","Summer","B5",200,4000,0,60.09,56.34,0.01,0]
[2020,"TVA_2_SOCO","TVA","SOCO","Internal","Summer","B5",200,500,413.06,57.83,66.83,9,0]
[2020,"VACAR_2_SOCO","VACAR","SOCO","Internal","Summer","B5",200,3000,1038.79,59.83,66.83,7,0]
[2020,"NE_2_RMPA","NE","RMPA","External","Summer","B5",200,310,0,60.08,52.35,5,0]
[2020,"SPP_S_2_ERCOT","SPP_S","ERCOT","External","Summer","B5",200,800,0,56.34,56.77,5,0]
[2020,"HQ_NEISO_2_NEISO","HQ_NEISO","NEISO","Internal","Summer","B6",300,99999,2920,34.880000000000003,34.9,0.01,0]
[2020,"IESO_2_NYISO_A-F","IESO","NYISO_A-F","Internal","Summer","B6",300,1725,955.94,35.06,42.06,7,0]
[2020,"MAPP_US_2_MISO_W","MAPP_US","MISO_W","Internal","Summer","B6",300,2635,0,48.85,48.86,7,0]
[2020,"MISO_IN_2_NonRTO_Midwest","MISO_IN","NonRTO_Midwest","Internal","Summer","B6",300,4800,353.81,48.05,56.05,8,0]
[2020,"MISO_MO-IL_2_ENT","MISO_MO-IL","ENT","Internal","Summer","B6",300,2540,0,48.06,48.87,8,0]
[2020,"MISO_MO-IL_2_PJM_ROR","MISO_MO-IL","PJM_ROR","Internal","Summer","B6",300,1212,0,48.06,50.05,2,0]
[2020,"MISO_W_2_PJM_ROR","MISO_W","PJM_ROR","Internal","Summer","B6",300,773,0,48.86,50.05,2,0]
[2020,"MISO_W_2_SPP_N","MISO_W","SPP_N","Internal","Summer","B6",300,3200,1337.96,48.86,55.86,7,0]
[2020,"NE_2_SPP_N","NE","SPP_N","Internal","Summer","B6",300,1800,1741.98,55.85,55.86,0.01,0]
[2020,"NonRTO_Midwest_2_MISO_IN","NonRTO_Midwest","MISO_IN","Internal","Summer","B6",300,4450,0,56.05,48.05,8,0]
[2020,"NYISO_G-I_2_NYISO_A-F","NYISO_G-I","NYISO_A-F","Internal","Summer","B6",300,1999,0,49.17,42.06,0.01,0]
[2020,"NYISO_J-K_2_NEISO","NYISO_J-K","NEISO","Internal","Summer","B6",300,0.01,0,49.18,34.9,3,0]
[2020,"PJM_ROR_2_MISO_IN","PJM_ROR","MISO_IN","Internal","Summer","B6",300,909,0,50.05,48.05,2,0]
[2020,"PJM_ROR_2_MISO_WUMS","PJM_ROR","MISO_WUMS","Internal","Summer","B6",300,1467,0,50.05,45.18,2,0]
[2020,"PJM_ROM_2_PJM_E","PJM_ROM","PJM_E","Internal","Summer","B6",300,8000,0,50.06,50.05,0.01,0]
[2020,"SPP_N_2_MISO_W","SPP_N","MISO_W","Internal","Summer","B6",300,750,0,55.86,48.86,5,0]
[2020,"SPP_N_2_SPP_S","SPP_N","SPP_S","Internal","Summer","B6",300,4000,1538.95,55.86,55.88,0.01,0]
[2020,"TVA_Transmission_2_NonRTO_Midwest","TVA_Transmission","NonRTO_Midwest","Internal","Summer","B6",300,700,0,52.13,56.05,9,0]
[2020,"ERCOT_2_SPP_S","ERCOT","SPP_S","External","Summer","B6",300,800,0,56.77,55.88,8,0]
[2020,"RMPA_2_MAPP_US","RMPA","MAPP_US","External","Summer","B6",300,200,0,47.85,48.85,8,0]
[2020,"RMPA_2_NE","RMPA","NE","External","Summer","B6",300,310,185.77,47.85,55.85,8,0]
[2020,"HQ_NEISO_2_NEISO","HQ_NEISO","NEISO","Internal","Summer","B7",400,99999,2920,34.880000000000003,34.9,0.01,0]
[2020,"IESO_2_MAPP_CA","IESO","MAPP_CA","Internal","Summer","B7",400,262,122.38,32.65,39.65,7,0]
[2020,"MAPP_CA_2_MISO_W","MAPP_CA","MISO_W","Internal","Summer","B7",400,1970,1324.52,39.65,39.659999999999997,0.01,0]
[2020,"MARITIMES_2_NEISO","MARITIMES","NEISO","Internal","Summer","B7",400,99999,1400,34.880000000000003,34.9,0.01,0]
[2020,"MISO_MI_2_MISO_IN","MISO_MI","MISO_IN","Internal","Summer","B7",400,2045,0,39.659999999999997,39.65,0.01,0]
[2020,"MISO_MO-IL_2_PJM_ROR","MISO_MO-IL","PJM_ROR","Internal","Summer","B7",400,1212,0,39.659999999999997,41.65,2,0]
[2020,"MISO_W_2_NE","MISO_W","NE","Internal","Summer","B7",400,2800,0,39.659999999999997,40.93,7,0]
[2020,"MISO_WUMS_2_MISO_W","MISO_WUMS","MISO_W","Internal","Summer","B7",400,1137,244.68,39.65,39.659999999999997,0.01,0]
[2020,"NE_2_SPP_N","NE","SPP_N","Internal","Summer","B7",400,1800,1800,40.93,46.66,0.01,5.71]
[2020,"NYISO_A-F_2_IESO","NYISO_A-F","IESO","Internal","Summer","B7",400,1600,0,39.65,32.65,7,0]
[2020,"NYISO_G-I_2_NYISO_J-K","NYISO_G-I","NYISO_J-K","Internal","Summer","B7",400,6130,5477.82,47.63,47.64,0.01,0]
[2020,"NYISO_G-I_2_PJM_E","NYISO_G-I","PJM_E","Internal","Summer","B7",400,1500,0,47.63,41.63,8,0]
[2020,"PJM_E_2_NYISO_G-I","PJM_E","NYISO_G-I","Internal","Summer","B7",400,500,192.89,41.63,47.63,6,0]
[2020,"PJM_ROR_2_MISO_MO-IL","PJM_ROR","MISO_MO-IL","Internal","Summer","B7",400,1111,0,41.65,39.659999999999997,2,0]
[2020,"PJM_ROM_2_PJM_ROR","PJM_ROM","PJM_ROR","Internal","Summer","B7",400,8000,388.6,41.64,41.65,0.01,0]
[2020,"SOCO_2_VACAR","SOCO","VACAR","Internal","Summer","B7",400,2000,0,54.65,47.65,10,0]
[2020,"SPP_N_2_SPP_S","SPP_N","SPP_S","Internal","Summer","B7",400,4000,1605.09,46.66,46.67,0.01,0]
[2020,"TVA_2_VACAR","TVA","VACAR","Internal","Summer","B7",400,150,0,40.44,47.65,9,0]
[2020,"TVA_Transmission_2_VACAR","TVA_Transmission","VACAR","Internal","Summer","B7",400,900,0,46.36,47.65,9,0]
[2020,"ERCOT_2_SPP_S","ERCOT","SPP_S","External","Summer","B7",400,800,0,42.43,46.67,8,0]
[2020,"SPP_N_2_RMPA","SPP_N","RMPA","External","Summer","B7",400,210,0,46.66,41.93,5,0]
[2020,"HQ_NY_2_NYISO_A-F","HQ_NY","NYISO_A-F","Internal","Summer","B8",500,99999,1000,37.880000000000003,37.9,0.01,0]
[2020,"IESO_2_NYISO_A-F","IESO","NYISO_A-F","Internal","Summer","B8",500,1725,1725,30.53,37.9,7,0.36]
[2020,"MAPP_US_2_MISO_W","MAPP_US","MISO_W","Internal","Summer","B8",500,2635,0,31.39,37.5,7,0]
[2020,"MISO_IN_2_NonRTO_Midwest","MISO_IN","NonRTO_Midwest","Internal","Summer","B8",500,4800,0,37.520000000000003,38.44,8,0]
[2020,"MISO_MI_2_MISO_WUMS","MISO_MI","MISO_WUMS","Internal","Summer","B8",500,117,0,37.53,37.49,0.01,0]
[2020,"MISO_MO-IL_2_ENT","MISO_MO-IL","ENT","Internal","Summer","B8",500,2540,0,37.51,40.590000000000003,8,0]
[2020,"MISO_MO-IL_2_TVA_Transmission","MISO_MO-IL","TVA_Transmission","Internal","Summer","B8",500,4000,0,37.51,42.03,8,0]
[2020,"MISO_W_2_PJM_ROR","MISO_W","PJM_ROR","Internal","Summer","B8",500,773,0,37.5,38.53,2,0]
[2020,"NE_2_MISO_W","NE","MISO_W","Internal","Summer","B8",500,1600,0,38.39,37.5,5,0]
[2020,"NYISO_A-F_2_IESO","NYISO_A-F","IESO","Internal","Summer","B8",500,1600,0,37.9,30.53,7,0]
[2020,"NYISO_A-F_2_PJM_ROM","NYISO_A-F","PJM_ROM","Internal","Summer","B8",500,1000,0,37.9,38.549999999999997,8,0]
[2020,"NYISO_J-K_2_NEISO","NYISO_J-K","NEISO","Internal","Summer","B8",500,0.01,0,37.92,34.9,3,0]
[2020,"PJM_E_2_PJM_ROM","PJM_E","PJM_ROM","Internal","Summer","B8",500,8000,0,38.56,38.549999999999997,0.01,0]
[2020,"PJM_ROR_2_MISO_WUMS","PJM_ROR","MISO_WUMS","Internal","Summer","B8",500,1467,0,38.53,37.49,2,0]
[2020,"PJM_ROM_2_PJM_E","PJM_ROM","PJM_E","Internal","Summer","B8",500,8000,255.04,38.549999999999997,38.56,0.01,0]
[2020,"SOCO_2_VACAR","SOCO","VACAR","Internal","Summer","B8",500,2000,0,44.93,44.53,10,0]
[2020,"SPP_S_2_SPP_N","SPP_S","SPP_N","Internal","Summer","B8",500,640,0,40.78,40.770000000000003,0.01,0]
[2020,"TVA_2_VACAR","TVA","VACAR","Internal","Summer","B8",500,150,0,40.44,44.53,9,0]
[2020,"TVA_Transmission_2_NonRTO_Midwest","TVA_Transmission","NonRTO_Midwest","Internal","Summer","B8",500,700,0,42.03,38.44,9,0]
[2020,"AZ_NM_SNV_Coal_2_SPP_S","AZ_NM_SNV_Coal","SPP_S","External","Summer","B8",500,400,0,44.62,40.78,8.17,0]
[2020,"RMPA_2_SPP_N","RMPA","SPP_N","External","Summer","B8",500,210,0,41.93,40.770000000000003,8,0]
[2020,"ENT_2_SOCO","ENT","SOCO","Internal","Summer","B9",800,2000,0,40.590000000000003,41.66,8,0]
[2020,"IESO_2_MAPP_CA","IESO","MAPP_CA","Internal","Summer","B9",800,262,0,30.53,37.33,7,0]
[2020,"MAPP_CA_2_MAPP_US","MAPP_CA","MAPP_US","Internal","Summer","B9",800,372,0,37.33,31.39,7,0]
[2020,"MARITIMES_2_NEISO","MARITIMES","NEISO","Internal","Summer","B9",800,99999,1400,34.880000000000003,34.9,0.01,0]
[2020,"MISO_MI_2_MISO_WUMS","MISO_MI","MISO_WUMS","Internal","Summer","B9",800,117,0,37.380000000000003,35.950000000000003,0.01,0]
[2020,"MISO_MO-IL_2_MISO_W","MISO_MO-IL","MISO_W","Internal","Summer","B9",800,960,0,37.35,37.340000000000003,0.01,0]
[2020,"MISO_W_2_MISO_MO-IL","MISO_W","MISO_MO-IL","Internal","Summer","B9",800,3800,678.89,37.340000000000003,37.35,0.01,0]
[2020,"MISO_W_2_SPP_N","MISO_W","SPP_N","Internal","Summer","B9",800,3200,0,37.340000000000003,40.200000000000003,7,0]
[2020,"NEISO_2_NYISO_A-F","NEISO","NYISO_A-F","Internal","Summer","B9",800,600,0,34.9,37.869999999999997,3,0]
[2020,"NYISO_A-F_2_IESO","NYISO_A-F","IESO","Internal","Summer","B9",800,1600,0,37.869999999999997,30.53,7,0]
[2020,"NYISO_A-F_2_NYISO_G-I","NYISO_A-F","NYISO_G-I","Internal","Summer","B9",800,4250,3642.36,37.869999999999997,37.880000000000003,0.01,0]
[2020,"NYISO_G-I_2_NYISO_A-F","NYISO_G-I","NYISO_A-F","Internal","Summer","B9",800,1999,0,37.880000000000003,37.869999999999997,0.01,0]
[2020,"PJM_E_2_NYISO_G-I","PJM_E","NYISO_G-I","Internal","Summer","B9",800,500,0,37.33,37.880000000000003,6,0]
[2020,"PJM_ROR_2_MISO_MI","PJM_ROR","MISO_MI","Internal","Summer","B9",800,1305,0,37.31,37.380000000000003,2,0]
[2020,"PJM_ROR_2_TVA_Transmission","PJM_ROR","TVA_Transmission","Internal","Summer","B9",800,2500,0,37.31,41.56,6,0]
[2020,"SOCO_2_VACAR","SOCO","VACAR","Internal","Summer","B9",800,2000,0,41.66,43.31,10,0]
[2020,"SPP_N_2_NE","SPP_N","NE","Internal","Summer","B9",800,330,0,40.200000000000003,38.39,0.01,0]
[2020,"TVA_2_NonRTO_Midwest","TVA","NonRTO_Midwest","Internal","Summer","B9",800,100,0,40.44,37.380000000000003,9,0]
[2020,"TVA_Transmission_2_SOCO","TVA_Transmission","SOCO","Internal","Summer","B9",800,3200,0,41.56,41.66,9,0]
[2020,"MAPP_US_2_RMPA","MAPP_US","RMPA","External","Summer","B9",800,200,200,31.39,41.93,8,2.54]
[2020,"SPP_N_2_RMPA","SPP_N","RMPA","External","Summer","B9",800,210,0,40.200000000000003,41.93,5,0]
[2020,"SPP_S_2_ERCOT","SPP_S","ERCOT","External","Summer","B9",800,800,0,40.22,38.950000000000003,5,0]
[2025,"IESO_2_MISO_W","IESO","MISO_W","Internal","Summer","B1",10,140,0,68.16,75.12,7,0]
[2025,"MAPP_CA_2_MAPP_US","MAPP_CA","MAPP_US","Internal","Summer","B1",10,372,0,71.58,68.12,7,0]
[2025,"MAPP_US_2_MAPP_CA","MAPP_US","MAPP_CA","Internal","Summer","B1",10,165,0,68.12,71.58,7,0]
[2025,"MISO_IN_2_NonRTO_Midwest","MISO_IN","NonRTO_Midwest","Internal","Summer","B1",10,4800,0,75.150000000000006,75.819999999999993,8,0]
[2025,"MISO_MO-IL_2_ENT","MISO_MO-IL","ENT","Internal","Summer","B1",10,2540,0,75.14,80.14,8,0]
[2025,"MISO_MO-IL_2_SPP_N","MISO_MO-IL","SPP_N","Internal","Summer","B1",10,2000,0,75.14,75.14,8,0]
[2025,"MISO_W_2_PJM_ROR","MISO_W","PJM_ROR","Internal","Summer","B1",10,773,773,75.12,86.14,2,9.01]
[2025,"MISO_WUMS_2_MISO_W","MISO_WUMS","MISO_W","Internal","Summer","B1",10,1137,1137,70.760000000000005,75.12,0.01,4.3499999999999996]
[2025,"NEISO_2_NYISO_J-K","NEISO","NYISO_J-K","Internal","Summer","B1",10,430,429.99,82.15,85.17,3,0.01]
[2025,"NYISO_A-F_2_PJM_ROM","NYISO_A-F","PJM_ROM","Internal","Summer","B1",10,1000,1000,75.16,86.15,8,2.99]
[2025,"NYISO_J-K_2_NEISO","NYISO_J-K","NEISO","Internal","Summer","B1",10,0.01,0,85.17,82.15,3,0.02]
[2025,"PJM_E_2_PJM_ROM","PJM_E","PJM_ROM","Internal","Summer","B1",10,8000,0,86.16,86.15,0.01,0]
[2025,"PJM_ROR_2_MISO_MI","PJM_ROR","MISO_MI","Internal","Summer","B1",10,1305,0,86.14,75.16,2,0]
[2025,"PJM_ROM_2_NYISO_A-F","PJM_ROM","NYISO_A-F","Internal","Summer","B1",10,2000,0,86.15,75.16,6,0]
[2025,"PJM_ROM_2_PJM_E","PJM_ROM","PJM_E","Internal","Summer","B1",10,8000,2605.1799999999998,86.15,86.16,0.01,0]
[2025,"SPP_N_2_MISO_MO-IL","SPP_N","MISO_MO-IL","Internal","Summer","B1",10,2000,0,75.14,75.14,5,0]
[2025,"SPP_S_2_SPP_N","SPP_S","SPP_N","Internal","Summer","B1",10,640,640,72.92,75.14,0.01,2.2000000000000002]
[2025,"TVA_Transmission_2_NonRTO_Midwest","TVA_Transmission","NonRTO_Midwest","Internal","Summer","B1",10,700,0,83.14,75.819999999999993,9,0]
[2025,"MAPP_US_2_RMPA","MAPP_US","RMPA","External","Summer","B1",10,200,0,68.12,72.569999999999993,8,0]
[2025,"RMPA_2_MAPP_US","RMPA","MAPP_US","External","Summer","B1",10,200,0,72.569999999999993,68.12,8,0]
[2025,"SPP_S_2_ERCOT","SPP_S","ERCOT","External","Summer","B1",10,800,0,72.92,74.84,5,0]
[2025,"HQ_IESO_2_IESO","HQ_IESO","IESO","Internal","Summer","B10",1262,99999,12.04,33.69,33.700000000000003,0.01,0]
[2025,"MAPP_CA_2_MAPP_US","MAPP_CA","MAPP_US","Internal","Summer","B10",1262,372,0,40.5,30.14,7,0]
[2025,"MAPP_US_2_MAPP_CA","MAPP_US","MAPP_CA","Internal","Summer","B10",1262,165,165,30.14,40.5,7,3.37]
[2025,"MISO_MI_2_MISO_IN","MISO_MI","MISO_IN","Internal","Summer","B10",1262,2045,0,37.58,37.56,0.01,0]
[2025,"MISO_MO-IL_2_MISO_W","MISO_MO-IL","MISO_W","Internal","Summer","B10",1262,960,0,37.15,37.14,0.01,0]
[2025,"MISO_W_2_MAPP_CA","MISO_W","MAPP_CA","Internal","Summer","B10",1262,700,700,37.14,40.5,0.01,3.35]
[2025,"MISO_W_2_MISO_MO-IL","MISO_W","MISO_MO-IL","Internal","Summer","B10",1262,3800,1441.91,37.14,37.15,0.01,0]
[2025,"MISO_WUMS_2_MISO_MI","MISO_WUMS","MISO_MI","Internal","Summer","B10",1262,99,99,37.15,37.58,0.01,0.41]
[2025,"NEISO_2_NYISO_J-K","NEISO","NYISO_J-K","Internal","Summer","B10",1262,430,430,37.700000000000003,40.72,3,0.02]
[2025,"NYISO_A-F_2_IESO","NYISO_A-F","IESO","Internal","Summer","B10",1262,1600,0,40.700000000000003,33.700000000000003,7,0]
[2025,"NYISO_G-I_2_NEISO","NYISO_G-I","NEISO","Internal","Summer","B10",1262,600,0,40.71,37.700000000000003,3,0]
[2025,"NYISO_J-K_2_PJM_E","NYISO_J-K","PJM_E","Internal","Summer","B10",1262,0.01,0,40.72,38.56,8,0]
[2025,"PJM_ROR_2_MISO_MI","PJM_ROR","MISO_MI","Internal","Summer","B10",1262,1305,0,38.54,37.58,2,0]
[2025,"PJM_ROR_2_VACAR","PJM_ROR","VACAR","Internal","Summer","B10",1262,3000,1700.61,38.54,44.54,6,0]
[2025,"SOCO_2_FRCC","SOCO","FRCC","Internal","Summer","B10",1262,3700,0,45.53,51.34,10,0]
[2025,"SPP_N_2_NE","SPP_N","NE","Internal","Summer","B10",1262,330,0,41.04,37.14,0.01,0]
[2025,"TVA_2_ENT","TVA","ENT","Internal","Summer","B10",1262,500,0,41.65,43.56,9,0]
[2025,"TVA_Transmission_2_TVA","TVA_Transmission","TVA","Internal","Summer","B10",1262,99999,0,42.6,41.65,0.01,0]
[2025,"TVA_Transmission_2_VACAR","TVA_Transmission","VACAR","Internal","Summer","B10",1262,900,0,42.6,44.54,9,0]
[2025,"MAPP_US_2_RMPA","MAPP_US","RMPA","External","Summer","B10",1262,200,200,30.14,40.72,8,2.58]
[2025,"RMPA_2_SPP_N","RMPA","SPP_N","External","Summer","B10",1262,210,0,40.72,41.04,8,0]
[2025,"IESO_2_MAPP_CA","IESO","MAPP_CA","Internal","Shoulder","B11",25,262,262,36.31,49.8,7,6.5]
[2025,"IESO_2_MISO_W","IESO","MISO_W","Internal","Shoulder","B11",25,140,140,36.31,64.459999999999994,7,21.15]
[2025,"MAPP_US_2_MAPP_CA","MAPP_US","MAPP_CA","Internal","Shoulder","B11",25,165,0,57.46,49.8,7,0]
[2025,"MISO_IN_2_NonRTO_Midwest","MISO_IN","NonRTO_Midwest","Internal","Shoulder","B11",25,4800,1230.02,64.459999999999994,72.459999999999994,8,0]
[2025,"MISO_MI_2_PJM_ROR","MISO_MI","PJM_ROR","Internal","Shoulder","B11",25,1424,0,64.45,62.46,2,0]
[2025,"MISO_MO-IL_2_SPP_N","MISO_MO-IL","SPP_N","Internal","Shoulder","B11",25,2000,0,64.47,70.09,8,0]
[2025,"MISO_W_2_MISO_WUMS","MISO_W","MISO_WUMS","Internal","Shoulder","B11",25,1629,0,64.459999999999994,60.46,0.01,0]
[2025,"MISO_WUMS_2_PJM_ROR","MISO_WUMS","PJM_ROR","Internal","Shoulder","B11",25,1600,1327.95,60.46,62.46,2,0]
[2025,"NEISO_2_NYISO_J-K","NEISO","NYISO_J-K","Internal","Shoulder","B11",25,430,430,40.76,58.19,3,14.43]
[2025,"NYISO_A-F_2_NYISO_G-I","NYISO_A-F","NYISO_G-I","Internal","Shoulder","B11",25,4250,4250,43.47,58.18,0.01,14.7]
[2025,"NYISO_G-I_2_PJM_E","NYISO_G-I","PJM_E","Internal","Shoulder","B11",25,1500,0,58.18,62.43,8,0]
[2025,"NYISO_J-K_2_PJM_E","NYISO_J-K","PJM_E","Internal","Shoulder","B11",25,0.01,0,58.19,62.43,8,0.01]
[2025,"PJM_E_2_NYISO_J-K","PJM_E","NYISO_J-K","Internal","Shoulder","B11",25,330,0,62.43,58.19,6,0]
[2025,"PJM_ROR_2_MISO_W","PJM_ROR","MISO_W","Internal","Shoulder","B11",25,709,528.79999999999995,62.46,64.459999999999994,2,0]
[2025,"PJM_ROM_2_PJM_E","PJM_ROM","PJM_E","Internal","Shoulder","B11",25,8000,0,62.45,62.43,0.01,0]
[2025,"SPP_N_2_ENT","SPP_N","ENT","Internal","Shoulder","B11",25,1800,0,70.09,69.709999999999994,5,0]
[2025,"TVA_2_ENT","TVA","ENT","Internal","Shoulder","B11",25,500,0,64.37,69.709999999999994,9,0]
[2025,"TVA_2_VACAR","TVA","VACAR","Internal","Shoulder","B11",25,150,0,64.37,68.459999999999994,9,0]
[2025,"VACAR_2_SOCO","VACAR","SOCO","Internal","Shoulder","B11",25,3000,3000,68.459999999999994,76.13,7,0.67]
[2025,"NWPP_Coal_2_MAPP_US","NWPP_Coal","MAPP_US","External","Shoulder","B11",25,150,0,54.57,57.46,8,0]
[2025,"SPP_S_2_ERCOT","SPP_S","ERCOT","External","Shoulder","B11",25,800,0,64.709999999999994,65.349999999999994,5,0]
[2025,"HQ_IESO_2_IESO","HQ_IESO","IESO","Internal","Shoulder","B12",200,99999,400,36.29,36.31,0.01,0]
[2025,"IESO_2_MISO_W","IESO","MISO_W","Internal","Shoulder","B12",200,140,140,36.31,51.05,7,7.75]
[2025,"MAPP_US_2_NE","MAPP_US","NE","Internal","Shoulder","B12",200,2000,199.85,44.05,51.05,7,0]
[2025,"MARITIMES_2_NEISO","MARITIMES","NEISO","Internal","Shoulder","B12",200,99999,1400,40.75,40.76,0.01,0]
[2025,"MISO_MI_2_MISO_IN","MISO_MI","MISO_IN","Internal","Shoulder","B12",200,2045,27.46,51.06,51.08,0.01,0]
[2025,"MISO_MO-IL_2_MISO_IN","MISO_MO-IL","MISO_IN","Internal","Shoulder","B12",200,2100,1314.94,51.06,51.08,0.01,0]
[2025,"MISO_W_2_MISO_WUMS","MISO_W","MISO_WUMS","Internal","Shoulder","B12",200,1629,0,51.05,51.04,0.01,0]
[2025,"MISO_W_2_SPP_N","MISO_W","SPP_N","Internal","Shoulder","B12",200,3200,0,51.05,51.06,7,0]
[2025,"NEISO_2_NYISO_A-F","NEISO","NYISO_A-F","Internal","Shoulder","B12",200,600,356.53,40.76,43.76,3,0]
[2025,"NonRTO_Midwest_2_TVA_Transmission","NonRTO_Midwest","TVA_Transmission","Internal","Shoulder","B12",200,2400,0,59.08,53.11,8,0]
[2025,"NYISO_G-I_2_NEISO","NYISO_G-I","NEISO","Internal","Shoulder","B12",200,600,0,45.04,40.76,3,0]
[2025,"NYISO_J-K_2_PJM_E","NYISO_J-K","PJM_E","Internal","Shoulder","B12",200,0.01,0,45.05,53.04,8,0]
[2025,"PJM_E_2_NYISO_J-K","PJM_E","NYISO_J-K","Internal","Shoulder","B12",200,330,0,53.04,45.05,6,0]
[2025,"PJM_ROR_2_PJM_ROM","PJM_ROR","PJM_ROM","Internal","Shoulder","B12",200,8000,0,53.06,53.05,0.01,0]
[2025,"PJM_ROM_2_PJM_E","PJM_ROM","PJM_E","Internal","Shoulder","B12",200,8000,0,53.05,53.04,0.01,0]
[2025,"SPP_N_2_MISO_W","SPP_N","MISO_W","Internal","Shoulder","B12",200,750,0,51.06,51.05,5,0]
[2025,"SPP_N_2_NE","SPP_N","NE","Internal","Shoulder","B12",200,330,0,51.06,51.05,0.01,0]
[2025,"TVA_2_SOCO","TVA","SOCO","Internal","Shoulder","B12",200,500,0,48.48,49.65,9,0]
[2025,"TVA_Transmission_2_SOCO","TVA_Transmission","SOCO","Internal","Shoulder","B12",200,3200,0,53.11,49.65,9,0]
[2025,"MAPP_US_2_RMPA","MAPP_US","RMPA","External","Shoulder","B12",200,200,0,44.05,48.96,8,0]
[2025,"RMPA_2_NE","RMPA","NE","External","Shoulder","B12",200,310,0,48.96,51.05,8,0]
[2025,"ENT_2_TVA_Transmission","ENT","TVA_Transmission","Internal","Shoulder","B13",600,2100,0,46.83,49.27,8,0]
[2025,"IESO_2_MISO_W","IESO","MISO_W","Internal","Shoulder","B13",600,140,140,36.31,45.11,7,1.81]
[2025,"MAPP_US_2_MISO_W","MAPP_US","MISO_W","Internal","Shoulder","B13",600,2635,0,39.44,45.11,7,0]
[2025,"MISO_IN_2_MISO_MO-IL","MISO_IN","MISO_MO-IL","Internal","Shoulder","B13",600,5000,0,45.14,45.12,0.01,0]
[2025,"MISO_MI_2_MISO_IN","MISO_MI","MISO_IN","Internal","Shoulder","B13",600,2045,0,45.15,45.14,0.01,0]
[2025,"MISO_MO-IL_2_PJM_ROR","MISO_MO-IL","PJM_ROR","Internal","Shoulder","B13",600,1212,0,45.12,47.11,2,0]
[2025,"MISO_W_2_NE","MISO_W","NE","Internal","Shoulder","B13",600,2800,0,45.11,46.44,7,0]
[2025,"MISO_W_2_PJM_ROR","MISO_W","PJM_ROR","Internal","Shoulder","B13",600,773,520.99,45.11,47.11,2,0]
[2025,"MISO_WUMS_2_PJM_ROR","MISO_WUMS","PJM_ROR","Internal","Shoulder","B13",600,1600,1600,45.1,47.11,2,0.01]
[2025,"NEISO_2_NYISO_J-K","NEISO","NYISO_J-K","Internal","Shoulder","B13",600,430,430,40.76,43.77,3,0.01]
[2025,"NYISO_G-I_2_NYISO_A-F","NYISO_G-I","NYISO_A-F","Internal","Shoulder","B13",600,1999,0,43.76,43.47,0.01,0]
[2025,"NYISO_G-I_2_PJM_E","NYISO_G-I","PJM_E","Internal","Shoulder","B13",600,1500,0,43.76,47.09,8,0]
[2025,"PJM_E_2_NYISO_J-K","PJM_E","NYISO_J-K","Internal","Shoulder","B13",600,330,0,47.09,43.77,6,0]
[2025,"PJM_ROR_2_MISO_MO-IL","PJM_ROR","MISO_MO-IL","Internal","Shoulder","B13",600,1111,0,47.11,45.12,2,0]
[2025,"PJM_ROM_2_NYISO_A-F","PJM_ROM","NYISO_A-F","Internal","Shoulder","B13",600,2000,0,47.1,43.47,6,0]
[2025,"SOCO_2_FRCC","SOCO","FRCC","Internal","Shoulder","B13",600,3700,0,46.88,54.36,10,0]
[2025,"SPP_S_2_ENT","SPP_S","ENT","Internal","Shoulder","B13",600,850,0,46.46,46.83,5,0]
[2025,"TVA_2_VACAR","TVA","VACAR","Internal","Shoulder","B13",600,150,0,46.63,50.45,9,0]
[2025,"VACAR_2_SOCO","VACAR","SOCO","Internal","Shoulder","B13",600,3000,0,50.45,46.88,7,0]
[2025,"NWPP_Coal_2_MAPP_US","NWPP_Coal","MAPP_US","External","Shoulder","B13",600,150,0,54.57,39.44,8,0]
[2025,"SPP_S_2_ERCOT","SPP_S","ERCOT","External","Shoulder","B13",600,800,0,46.46,44.71,5,0]
[2025,"HQ_NEISO_2_NEISO","HQ_NEISO","NEISO","Internal","Shoulder","B14",900,99999,2920,40.75,40.76,0.01,0]
[2025,"HQ_IESO_2_IESO","HQ_IESO","IESO","Internal","Shoulder","B14",900,99999,400,36.29,36.31,0.01,0]
[2025,"MAPP_CA_2_IESO","MAPP_CA","IESO","Internal","Shoulder","B14",900,330,0,43.96,36.31,8,0]
[2025,"MAPP_US_2_NE","MAPP_US","NE","Internal","Shoulder","B14",900,2000,76.38,38.549999999999997,45.55,7,0]
[2025,"MISO_IN_2_PJM_ROR","MISO_IN","PJM_ROR","Internal","Shoulder","B14",900,992,0,43.95,45.8,2,0]
[2025,"MISO_MO-IL_2_PJM_ROR","MISO_MO-IL","PJM_ROR","Internal","Shoulder","B14",900,1212,0,43.93,45.8,2,0]
[2025,"MISO_W_2_MAPP_CA","MISO_W","MAPP_CA","Internal","Shoulder","B14",900,700,61.33,43.95,43.96,0.01,0]
[2025,"MISO_W_2_SPP_N","MISO_W","SPP_N","Internal","Shoulder","B14",900,3200,0,43.95,45.56,7,0]
[2025,"NE_2_SPP_N","NE","SPP_N","Internal","Shoulder","B14",900,1800,294.23,45.55,45.56,0.01,0]
[2025,"NonRTO_Midwest_2_TVA_Transmission","NonRTO_Midwest","TVA_Transmission","Internal","Shoulder","B14",900,2400,0,45.37,48.33,8,0]
[2025,"NYISO_A-F_2_NEISO","NYISO_A-F","NEISO","Internal","Shoulder","B14",900,600,0,43.31,40.76,3,0]
[2025,"NYISO_J-K_2_NYISO_G-I","NYISO_J-K","NYISO_G-I","Internal","Shoulder","B14",900,1999,0,43.73,43.72,0.01,0]
[2025,"PJM_ROR_2_MISO_IN","PJM_ROR","MISO_IN","Internal","Shoulder","B14",900,909,0,45.8,43.95,2,0]
[2025,"PJM_ROR_2_MISO_WUMS","PJM_ROR","MISO_WUMS","Internal","Shoulder","B14",900,1467,0,45.8,42.47,2,0]
[2025,"PJM_ROR_2_PJM_ROM","PJM_ROR","PJM_ROM","Internal","Shoulder","B14",900,8000,1676.7,45.8,45.82,0.01,0]
[2025,"PJM_ROM_2_PJM_ROR","PJM_ROM","PJM_ROR","Internal","Shoulder","B14",900,8000,0,45.82,45.8,0.01,0]
[2025,"SPP_N_2_SPP_S","SPP_N","SPP_S","Internal","Shoulder","B14",900,4000,0,45.56,45.55,0.01,0]
[2025,"TVA_2_ENT","TVA","ENT","Internal","Shoulder","B14",900,500,0,46.63,46.5,9,0]
[2025,"TVA_Transmission_2_SOCO","TVA_Transmission","SOCO","Internal","Shoulder","B14",900,3200,0,48.33,46.88,9,0]
[2025,"ERCOT_2_SPP_S","ERCOT","SPP_S","External","Shoulder","B14",900,800,0,44.71,45.55,8,0]
[2025,"RMPA_2_NE","RMPA","NE","External","Shoulder","B14",900,310,0,46.55,45.55,8,0]
[2025,"HQ_NEISO_2_NEISO","HQ_NEISO","NEISO","Internal","Shoulder","B15",1203,99999,1143.24,40.75,40.76,0.01,0]
[2025,"IESO_2_MISO_MI","IESO","MISO_MI","Internal","Shoulder","B15",1203,1840,0,36.31,41.46,7,0]
[2025,"MAPP_CA_2_MISO_W","MAPP_CA","MISO_W","Internal","Shoulder","B15",1203,1970,0,43.96,41.43,0.01,0]
[2025,"MARITIMES_2_NEISO","MARITIMES","NEISO","Internal","Shoulder","B15",1203,99999,426.43,40.75,40.76,0.01,0]
[2025,"MISO_MI_2_MISO_WUMS","MISO_MI","MISO_WUMS","Internal","Shoulder","B15",1203,117,0,41.46,41.15,0.01,0]
[2025,"MISO_MO-IL_2_PJM_ROR","MISO_MO-IL","PJM_ROR","Internal","Shoulder","B15",1203,1212,0,41.44,41.88,2,0]
[2025,"MISO_MO-IL_2_TVA_Transmission","MISO_MO-IL","TVA_Transmission","Internal","Shoulder","B15",1203,4000,0,41.44,46.59,8,0]
[2025,"MISO_W_2_MISO_WUMS","MISO_W","MISO_WUMS","Internal","Shoulder","B15",1203,1629,0,41.43,41.15,0.01,0]
[2025,"NE_2_SPP_N","NE","SPP_N","Internal","Shoulder","B15",1203,1800,666.17,44.86,44.87,0.01,0]
[2025,"NEISO_2_NYISO_G-I","NEISO","NYISO_G-I","Internal","Shoulder","B15",1203,600,0,40.76,43.32,3,0]
[2025,"NYISO_A-F_2_NEISO","NYISO_A-F","NEISO","Internal","Shoulder","B15",1203,600,0,43.31,40.76,3,0]
[2025,"NYISO_G-I_2_PJM_E","NYISO_G-I","PJM_E","Internal","Shoulder","B15",1203,1500,0,43.32,41.9,8,0]
[2025,"PJM_E_2_NYISO_G-I","PJM_E","NYISO_G-I","Internal","Shoulder","B15",1203,500,0,41.9,43.32,6,0]
[2025,"PJM_ROR_2_MISO_MO-IL","PJM_ROR","MISO_MO-IL","Internal","Shoulder","B15",1203,1111,0,41.88,41.44,2,0]
[2025,"PJM_ROR_2_TVA_Transmission","PJM_ROR","TVA_Transmission","Internal","Shoulder","B15",1203,2500,0,41.88,46.59,6,0]
[2025,"SOCO_2_VACAR","SOCO","VACAR","Internal","Shoulder","B15",1203,2000,0,46.88,46.39,10,0]
[2025,"SPP_S_2_ENT","SPP_S","ENT","Internal","Shoulder","B15",1203,850,0,44.88,45.25,5,0]
[2025,"SPP_S_2_SPP_N","SPP_S","SPP_N","Internal","Shoulder","B15",1203,640,0,44.88,44.87,0.01,0]
[2025,"TVA_Transmission_2_VACAR","TVA_Transmission","VACAR","Internal","Shoulder","B15",1203,900,0,46.59,46.39,9,0]
[2025,"ERCOT_2_SPP_S","ERCOT","SPP_S","External","Shoulder","B15",1203,800,0,44.71,44.88,8,0]
[2025,"NE_2_RMPA","NE","RMPA","External","Shoulder","B15",1203,310,0,44.86,45.86,5,0]
[2025,"SPP_S_2_ERCOT","SPP_S","ERCOT","External","Shoulder","B15",1203,800,0,44.88,44.71,5,0]
[2025,"HQ_IESO_2_IESO","HQ_IESO","IESO","Internal","Winter","B16",25,99999,400,43.38,43.39,0.01,0]
[2025,"IESO_2_NYISO_A-F","IESO","NYISO_A-F","Internal","Winter","B16",25,1725,900.56,43.39,50.39,7,0]
[2025,"MAPP_US_2_NE","MAPP_US","NE","Internal","Winter","B16",25,2000,485.02,57.39,64.39,7,0]
[2025,"MISO_IN_2_MISO_MO-IL","MISO_IN","MISO_MO-IL","Internal","Winter","B16",25,5000,0,64.41,64.400000000000006,0.01,0]
[2025,"MISO_MO-IL_2_ENT","MISO_MO-IL","ENT","Internal","Winter","B16",25,2540,0,64.400000000000006,70.260000000000005,8,0]
[2025,"MISO_MO-IL_2_TVA_Transmission","MISO_MO-IL","TVA_Transmission","Internal","Winter","B16",25,4000,277.13,64.400000000000006,72.400000000000006,8,0]
[2025,"MISO_W_2_PJM_ROR","MISO_W","PJM_ROR","Internal","Winter","B16",25,773,772.99,64.39,66.400000000000006,2,0.01]
[2025,"NE_2_SPP_N","NE","SPP_N","Internal","Winter","B16",25,1800,1800,64.39,65.47,0.01,1.07]
[2025,"NEISO_2_NYISO_G-I","NEISO","NYISO_G-I","Internal","Winter","B16",25,600,600,50.21,72.42,3,19.21]
[2025,"NYISO_A-F_2_PJM_ROM","NYISO_A-F","PJM_ROM","Internal","Winter","B16",25,1000,1000,50.39,66.41,8,8.02]
[2025,"NYISO_G-I_2_NEISO","NYISO_G-I","NEISO","Internal","Winter","B16",25,600,0,72.42,50.21,3,0]
[2025,"NYISO_J-K_2_NYISO_G-I","NYISO_J-K","NYISO_G-I","Internal","Winter","B16",25,1999,0,72.430000000000007,72.42,0.01,0]
[2025,"PJM_ROR_2_MISO_IN","PJM_ROR","MISO_IN","Internal","Winter","B16",25,909,0,66.400000000000006,64.41,2,0]
[2025,"PJM_ROR_2_PJM_ROM","PJM_ROR","PJM_ROM","Internal","Winter","B16",25,8000,1412.51,66.400000000000006,66.41,0.01,0]
[2025,"SOCO_2_VACAR","SOCO","VACAR","Internal","Winter","B16",25,2000,0,78.260000000000005,81.400000000000006,10,0]
[2025,"SPP_N_2_MISO_W","SPP_N","MISO_W","Internal","Winter","B16",25,750,0,65.47,64.39,5,0]
[2025,"SPP_S_2_SPP_N","SPP_S","SPP_N","Internal","Winter","B16",25,640,0,65.48,65.47,0.01,0]
[2025,"TVA_Transmission_2_NonRTO_Midwest","TVA_Transmission","NonRTO_Midwest","Internal","Winter","B16",25,700,0,72.400000000000006,72.41,9,0]
[2025,"ERCOT_2_SPP_S","ERCOT","SPP_S","External","Winter","B16",25,800,0,69.260000000000005,65.48,8,0]
[2025,"NE_2_RMPA","NE","RMPA","External","Winter","B16",25,310,0,64.39,54.46,5,0]
[2025,"ENT_2_TVA_Transmission","ENT","TVA_Transmission","Internal","Winter","B17",100,2100,0,49.74,55.32,8,0]
[2025,"IESO_2_MISO_MI","IESO","MISO_MI","Internal","Winter","B17",100,1840,1840,41.19,53.45,7,5.26]
[2025,"MAPP_CA_2_MAPP_US","MAPP_CA","MAPP_US","Internal","Winter","B17",100,372,0,49.8,42.81,7,0]
[2025,"MAPP_CA_2_MISO_W","MAPP_CA","MISO_W","Internal","Winter","B17",100,1970,493.57,49.8,49.81,0.01,0]
[2025,"MISO_IN_2_MISO_MO-IL","MISO_IN","MISO_MO-IL","Internal","Winter","B17",100,5000,0,53.44,49.83,0.01,0]
[2025,"MISO_MI_2_MISO_IN","MISO_MI","MISO_IN","Internal","Winter","B17",100,2045,0,53.45,53.44,0.01,0]
[2025,"MISO_MO-IL_2_PJM_ROR","MISO_MO-IL","PJM_ROR","Internal","Winter","B17",100,1212,1212,49.83,55.45,2,3.63]
[2025,"MISO_W_2_MISO_MO-IL","MISO_W","MISO_MO-IL","Internal","Winter","B17",100,3800,2642.74,49.81,49.83,0.01,0]
[2025,"MISO_WUMS_2_MISO_W","MISO_WUMS","MISO_W","Internal","Winter","B17",100,1137,482.39,49.8,49.81,0.01,0]
[2025,"NEISO_2_NYISO_G-I","NEISO","NYISO_G-I","Internal","Winter","B17",100,600,600,50.21,56.16,3,2.94]
[2025,"NYISO_A-F_2_NYISO_G-I","NYISO_A-F","NYISO_G-I","Internal","Winter","B17",100,4250,4250,48.19,56.16,0.01,7.95]
[2025,"NYISO_G-I_2_NYISO_J-K","NYISO_G-I","NYISO_J-K","Internal","Winter","B17",100,6130,5737.51,56.16,56.17,0.01,0]
[2025,"PJM_E_2_NYISO_G-I","PJM_E","NYISO_G-I","Internal","Winter","B17",100,500,0,55.45,56.16,6,0]
[2025,"PJM_ROR_2_MISO_MI","PJM_ROR","MISO_MI","Internal","Winter","B17",100,1305,0,55.45,53.45,2,0]
[2025,"PJM_ROR_2_VACAR","PJM_ROR","VACAR","Internal","Winter","B17",100,3000,1095.0899999999999,55.45,61.45,6,0]
[2025,"PJM_ROM_2_NYISO_A-F","PJM_ROM","NYISO_A-F","Internal","Winter","B17",100,2000,0,55.46,48.19,6,0]
[2025,"SOCO_2_VACAR","SOCO","VACAR","Internal","Winter","B17",100,2000,64.87,51.45,61.45,10,0]
[2025,"SPP_N_2_SPP_S","SPP_N","SPP_S","Internal","Winter","B17",100,4000,1323.49,49.83,49.84,0.01,0]
[2025,"TVA_Transmission_2_SOCO","TVA_Transmission","SOCO","Internal","Winter","B17",100,3200,0,55.32,51.45,9,0]
[2025,"TVA_Transmission_2_VACAR","TVA_Transmission","VACAR","Internal","Winter","B17",100,900,0,55.32,61.45,9,0]
[2025,"NE_2_RMPA","NE","RMPA","External","Winter","B17",100,310,0,49.81,52.57,5,0]
[2025,"SPP_S_2_ERCOT","SPP_S","ERCOT","External","Winter","B17",100,800,0,49.84,51.63,5,0]
[2025,"HQ_NY_2_NYISO_A-F","HQ_NY","NYISO_A-F","Internal","Winter","B18",400,99999,1000,47.2,47.21,0.01,0]
[2025,"IESO_2_MISO_MI","IESO","MISO_MI","Internal","Winter","B18",400,1840,1839.3,40.21,47.21,7,0]
[2025,"MAPP_US_2_MISO_W","MAPP_US","MISO_W","Internal","Winter","B18",400,2635,0,40.81,47.21,7,0]
[2025,"MISO_IN_2_NonRTO_Midwest","MISO_IN","NonRTO_Midwest","Internal","Winter","B18",400,4800,295.54000000000002,47.2,55.2,8,0]
[2025,"MISO_MO-IL_2_ENT","MISO_MO-IL","ENT","Internal","Winter","B18",400,2540,0,47.21,49.56,8,0]
[2025,"MISO_MO-IL_2_TVA_Transmission","MISO_MO-IL","TVA_Transmission","Internal","Winter","B18",400,4000,0,47.21,50.69,8,0]
[2025,"MISO_W_2_PJM_ROR","MISO_W","PJM_ROR","Internal","Winter","B18",400,773,295.68,47.21,49.21,2,0]
[2025,"MISO_WUMS_2_MISO_W","MISO_WUMS","MISO_W","Internal","Winter","B18",400,1137,695.22,47.2,47.21,0.01,0]
[2025,"NE_2_MISO_W","NE","MISO_W","Internal","Winter","B18",400,1600,0,47.81,47.21,5,0]
[2025,"NonRTO_Midwest_2_MISO_IN","NonRTO_Midwest","MISO_IN","Internal","Winter","B18",400,4450,0,55.2,47.2,8,0]
[2025,"NYISO_G-I_2_NEISO","NYISO_G-I","NEISO","Internal","Winter","B18",400,600,0,55.24,50.21,3,0]
[2025,"NYISO_J-K_2_NEISO","NYISO_J-K","NEISO","Internal","Winter","B18",400,0.01,0,55.56,50.21,3,0]
[2025,"PJM_ROR_2_MISO_MI","PJM_ROR","MISO_MI","Internal","Winter","B18",400,1305,0,49.21,47.21,2,0]
[2025,"PJM_ROR_2_MISO_WUMS","PJM_ROR","MISO_WUMS","Internal","Winter","B18",400,1467,0,49.21,47.2,2,0]
[2025,"PJM_ROM_2_PJM_E","PJM_ROM","PJM_E","Internal","Winter","B18",400,8000,4459.38,49.23,49.24,0.01,0]
[2025,"SPP_N_2_MISO_MO-IL","SPP_N","MISO_MO-IL","Internal","Winter","B18",400,2000,0,47.82,47.21,5,0]
[2025,"SPP_S_2_SPP_N","SPP_S","SPP_N","Internal","Winter","B18",400,640,0,47.83,47.82,0.01,0]
[2025,"TVA_Transmission_2_NonRTO_Midwest","TVA_Transmission","NonRTO_Midwest","Internal","Winter","B18",400,700,0,50.69,55.2,9,0]
[2025,"TVA_Transmission_2_VACAR","TVA_Transmission","VACAR","Internal","Winter","B18",400,900,0,50.69,50.54,9,0]
[2025,"RMPA_2_MAPP_US","RMPA","MAPP_US","External","Winter","B18",400,200,0,51.99,40.81,8,0]
[2025,"SPP_S_2_ERCOT","SPP_S","ERCOT","External","Winter","B18",400,800,0,47.83,47.34,5,0]
[2025,"ENT_2_SOCO","ENT","SOCO","Internal","Winter","B19",700,2000,0,49.38,49.67,8,0]
[2025,"IESO_2_MAPP_CA","IESO","MAPP_CA","Internal","Winter","B19",700,262,262,40.21,47.37,7,0.15]
[2025,"MAPP_US_2_MAPP_CA","MAPP_US","MAPP_CA","Internal","Winter","B19",700,165,0,40.81,47.37,7,0]
[2025,"MARITIMES_2_NEISO","MARITIMES","NEISO","Internal","Winter","B19",700,99999,1400,50.2,50.21,0.01,0]
[2025,"MISO_MI_2_MISO_WUMS","MISO_MI","MISO_WUMS","Internal","Winter","B19",700,117,0,45.3,45.3,0.01,0]
[2025,"MISO_MO-IL_2_MISO_W","MISO_MO-IL","MISO_W","Internal","Winter","B19",700,960,526.16999999999996,45.3,45.32,0.01,0]
[2025,"MISO_W_2_MISO_MO-IL","MISO_W","MISO_MO-IL","Internal","Winter","B19",700,3800,0,45.32,45.3,0.01,0]
[2025,"MISO_WUMS_2_MISO_W","MISO_WUMS","MISO_W","Internal","Winter","B19",700,1137,775,45.3,45.32,0.01,0]
[2025,"NE_2_MISO_W","NE","MISO_W","Internal","Winter","B19",700,1600,0,47.81,45.32,5,0]
[2025,"NYISO_A-F_2_IESO","NYISO_A-F","IESO","Internal","Winter","B19",700,1600,0,47.21,40.21,7,0]
[2025,"NYISO_G-I_2_NEISO","NYISO_G-I","NEISO","Internal","Winter","B19",700,600,0,53.33,50.21,3,0]
[2025,"NYISO_J-K_2_PJM_E","NYISO_J-K","PJM_E","Internal","Winter","B19",700,0.01,0,53.34,47.33,8,0]
[2025,"PJM_E_2_NYISO_G-I","PJM_E","NYISO_G-I","Internal","Winter","B19",700,500,82.44,47.33,53.33,6,0]
[2025,"PJM_ROR_2_MISO_W","PJM_ROR","MISO_W","Internal","Winter","B19",700,709,0,47.3,45.32,2,0]
[2025,"PJM_ROR_2_TVA_Transmission","PJM_ROR","TVA_Transmission","Internal","Winter","B19",700,2500,0,47.3,48.87,6,0]
[2025,"SOCO_2_VACAR","SOCO","VACAR","Internal","Winter","B19",700,2000,0,49.67,50.54,10,0]
[2025,"SPP_N_2_NE","SPP_N","NE","Internal","Winter","B19",700,330,0,47.82,47.81,0.01,0]
[2025,"TVA_2_NonRTO_Midwest","TVA","NonRTO_Midwest","Internal","Winter","B19",700,100,0,46.35,45.45,9,0]
[2025,"TVA_Transmission_2_VACAR","TVA_Transmission","VACAR","Internal","Winter","B19",700,900,0,48.87,50.54,9,0]
[2025,"MAPP_US_2_RMPA","MAPP_US","RMPA","External","Winter","B19",700,200,200,40.81,51.99,8,3.18]
[2025,"SPP_N_2_RMPA","SPP_N","RMPA","External","Winter","B19",700,210,0,47.82,51.99,5,0]
[2025,"ENT_2_TVA_Transmission","ENT","TVA_Transmission","Internal","Summer","B2",25,2100,0,75.69,79.430000000000007,8,0]
[2025,"IESO_2_MISO_W","IESO","MISO_W","Internal","Summer","B2",25,140,140,63.9,71.42,7,0.52]
[2025,"MAPP_US_2_MISO_W","MAPP_US","MISO_W","Internal","Summer","B2",25,2635,0,66.58,71.42,7,0]
[2025,"MAPP_US_2_NE","MAPP_US","NE","Internal","Summer","B2",25,2000,954.36,66.58,73.58,7,0]
[2025,"MISO_IN_2_NonRTO_Midwest","MISO_IN","NonRTO_Midwest","Internal","Summer","B2",25,4800,0,71.42,75.819999999999993,8,0]
[2025,"MISO_MO-IL_2_ENT","MISO_MO-IL","ENT","Internal","Summer","B2",25,2540,0,71.430000000000007,75.69,8,0]
[2025,"MISO_W_2_MISO_WUMS","MISO_W","MISO_WUMS","Internal","Summer","B2",25,1629,0,71.42,70.760000000000005,0.01,0]
[2025,"MISO_W_2_PJM_ROR","MISO_W","PJM_ROR","Internal","Summer","B2",25,773,772.99,71.42,73.430000000000007,2,0.01]
[2025,"NE_2_MISO_W","NE","MISO_W","Internal","Summer","B2",25,1600,0,73.58,71.42,5,0]
[2025,"NEISO_2_NYISO_J-K","NEISO","NYISO_J-K","Internal","Summer","B2",25,430,429.99,73.900000000000006,76.91,3,0.01]
[2025,"NYISO_A-F_2_PJM_ROM","NYISO_A-F","PJM_ROM","Internal","Summer","B2",25,1000,0,70.900000000000006,73.44,8,0]
[2025,"NYISO_G-I_2_NYISO_J-K","NYISO_G-I","NYISO_J-K","Internal","Summer","B2",25,6130,4281.74,76.900000000000006,76.91,0.01,0]
[2025,"PJM_E_2_PJM_ROM","PJM_E","PJM_ROM","Internal","Summer","B2",25,8000,0,73.45,73.44,0.01,0]
[2025,"PJM_ROR_2_MISO_WUMS","PJM_ROR","MISO_WUMS","Internal","Summer","B2",25,1467,0,73.430000000000007,70.760000000000005,2,0]
[2025,"PJM_ROM_2_PJM_E","PJM_ROM","PJM_E","Internal","Summer","B2",25,8000,1771.49,73.44,73.45,0.01,0]
[2025,"SPP_N_2_MISO_MO-IL","SPP_N","MISO_MO-IL","Internal","Summer","B2",25,2000,0,73.59,71.430000000000007,5,0]
[2025,"SPP_N_2_NE","SPP_N","NE","Internal","Summer","B2",25,330,0,73.59,73.58,0.01,0]
[2025,"SPP_S_2_SPP_N","SPP_S","SPP_N","Internal","Summer","B2",25,640,640,72.92,73.59,0.01,0.66]
[2025,"TVA_Transmission_2_NonRTO_Midwest","TVA_Transmission","NonRTO_Midwest","Internal","Summer","B2",25,700,0,79.430000000000007,75.819999999999993,9,0]
[2025,"AZ_NM_SNV_Coal_2_SPP_S","AZ_NM_SNV_Coal","SPP_S","External","Summer","B2",25,400,0,76.88,72.92,8.17,0]
[2025,"RMPA_2_MAPP_US","RMPA","MAPP_US","External","Summer","B2",25,200,0,68.709999999999994,66.58,8,0]
[2025,"ENT_2_SOCO","ENT","SOCO","Internal","Winter","B20",935,2000,0,47.76,49.67,8,0]
[2025,"IESO_2_MISO_W","IESO","MISO_W","Internal","Winter","B20",935,140,0,40.21,40.06,7,0]
[2025,"MAPP_CA_2_MAPP_US","MAPP_CA","MAPP_US","Internal","Winter","B20",935,372,0,47.37,35.93,7,0]
[2025,"MAPP_US_2_NE","MAPP_US","NE","Internal","Winter","B20",935,2000,168.24,35.93,42.93,7,0]
[2025,"MISO_MI_2_MISO_IN","MISO_MI","MISO_IN","Internal","Winter","B20",935,2045,0,40.08,40.06,0.01,0]
[2025,"MISO_MO-IL_2_MISO_W","MISO_MO-IL","MISO_W","Internal","Winter","B20",935,960,43.39,40.049999999999997,40.06,0.01,0]
[2025,"MISO_MO-IL_2_SPP_N","MISO_MO-IL","SPP_N","Internal","Winter","B20",935,2000,0,40.049999999999997,47.06,8,0]
[2025,"MISO_WUMS_2_MISO_MI","MISO_WUMS","MISO_MI","Internal","Winter","B20",935,99,0,40.08,40.08,0.01,0]
[2025,"NEISO_2_NYISO_A-F","NEISO","NYISO_A-F","Internal","Winter","B20",935,600,0,50.21,47.21,3,0]
[2025,"NonRTO_Midwest_2_TVA_Transmission","NonRTO_Midwest","TVA_Transmission","Internal","Winter","B20",935,2400,0,38.700000000000003,46.5,8,0]
[2025,"NYISO_A-F_2_IESO","NYISO_A-F","IESO","Internal","Winter","B20",935,1600,0,47.21,40.21,7,0]
[2025,"NYISO_G-I_2_NYISO_A-F","NYISO_G-I","NYISO_A-F","Internal","Winter","B20",935,1999,0,49.71,47.21,0.01,0]
[2025,"PJM_E_2_NYISO_J-K","PJM_E","NYISO_J-K","Internal","Winter","B20",935,330,330,42.08,49.72,6,1.65]
[2025,"PJM_ROR_2_MISO_MI","PJM_ROR","MISO_MI","Internal","Winter","B20",935,1305,0,42.05,40.08,2,0]
[2025,"PJM_ROR_2_PJM_ROM","PJM_ROR","PJM_ROM","Internal","Winter","B20",935,8000,5919.78,42.05,42.06,0.01,0]
[2025,"SOCO_2_FRCC","SOCO","FRCC","Internal","Winter","B20",935,3700,0,49.67,54.51,10,0]
[2025,"SPP_N_2_NE","SPP_N","NE","Internal","Winter","B20",935,330,0,47.06,42.93,0.01,0]
[2025,"TVA_2_SOCO","TVA","SOCO","Internal","Winter","B20",935,500,0,46.35,49.67,9,0]
[2025,"TVA_Transmission_2_TVA","TVA_Transmission","TVA","Internal","Winter","B20",935,99999,0,46.5,46.35,0.01,0]
[2025,"MAPP_US_2_RMPA","MAPP_US","RMPA","External","Winter","B20",935,200,0,35.93,39.06,8,0]
[2025,"RMPA_2_NE","RMPA","NE","External","Winter","B20",935,310,0,39.06,42.93,8,0]
[2025,"HQ_NEISO_2_NEISO","HQ_NEISO","NEISO","Internal","Summer","B3",75,99999,2920,53.63,53.64,0.01,0]
[2025,"HQ_NY_2_NYISO_A-F","HQ_NY","NYISO_A-F","Internal","Summer","B3",75,99999,1000,56.63,56.64,0.01,0]
[2025,"IESO_2_MISO_W","IESO","MISO_W","Internal","Summer","B3",75,140,140,49.64,70.2,7,13.55]
[2025,"MAPP_US_2_MAPP_CA","MAPP_US","MAPP_CA","Internal","Summer","B3",75,165,0,65.42,58.42,7,0]
[2025,"MISO_MI_2_MISO_IN","MISO_MI","MISO_IN","Internal","Summer","B3",75,2045,2045,66.58,68.89,0.01,2.2999999999999998]
[2025,"MISO_MI_2_PJM_ROR","MISO_MI","PJM_ROR","Internal","Summer","B3",75,1424,0,66.58,68.430000000000007,2,0]
[2025,"MISO_MO-IL_2_SPP_N","MISO_MO-IL","SPP_N","Internal","Summer","B3",75,2000,0,68.900000000000006,73.59,8,0]
[2025,"MISO_W_2_PJM_ROR","MISO_W","PJM_ROR","Internal","Summer","B3",75,773,0,70.2,68.430000000000007,2,0]
[2025,"MISO_WUMS_2_PJM_ROR","MISO_WUMS","PJM_ROR","Internal","Summer","B3",75,1600,0,66.56,68.430000000000007,2,0]
[2025,"NEISO_2_NYISO_J-K","NEISO","NYISO_J-K","Internal","Summer","B3",75,430,430,53.64,57.48,3,0.84]
[2025,"NYISO_A-F_2_NEISO","NYISO_A-F","NEISO","Internal","Summer","B3",75,600,0,56.64,53.64,3,0]
[2025,"NYISO_G-I_2_PJM_E","NYISO_G-I","PJM_E","Internal","Summer","B3",75,1500,1500,57.47,68.400000000000006,8,2.94]
[2025,"PJM_E_2_NYISO_J-K","PJM_E","NYISO_J-K","Internal","Summer","B3",75,330,0,68.400000000000006,57.48,6,0]
[2025,"PJM_ROR_2_MISO_W","PJM_ROR","MISO_W","Internal","Summer","B3",75,709,0,68.430000000000007,70.2,2,0]
[2025,"PJM_ROM_2_NYISO_A-F","PJM_ROM","NYISO_A-F","Internal","Summer","B3",75,2000,0,68.42,56.64,6,0]
[2025,"SOCO_2_FRCC","SOCO","FRCC","Internal","Summer","B3",75,3700,0,78.61,84.92,10,0]
[2025,"SPP_N_2_ENT","SPP_N","ENT","Internal","Summer","B3",75,1800,0,73.59,75.69,5,0]
[2025,"SPP_S_2_SPP_N","SPP_S","SPP_N","Internal","Summer","B3",75,640,640,72.25,73.59,0.01,1.33]
[2025,"TVA_Transmission_2_NonRTO_Midwest","TVA_Transmission","NonRTO_Midwest","Internal","Summer","B3",75,700,0,74.430000000000007,75.819999999999993,9,0]
[2025,"VACAR_2_SOCO","VACAR","SOCO","Internal","Summer","B3",75,3000,0,80.599999999999994,78.61,7,0]
[2025,"RMPA_2_NE","RMPA","NE","External","Summer","B3",75,310,0,65.92,72.42,8,0]
[2025,"SPP_S_2_ERCOT","SPP_S","ERCOT","External","Summer","B3",75,800,0,72.25,71.64,5,0]
[2025,"HQ_IESO_2_IESO","HQ_IESO","IESO","Internal","Summer","B4",100,99999,400,44.29,44.3,0.01,0]
[2025,"MAPP_CA_2_IESO","MAPP_CA","IESO","Internal","Summer","B4",100,330,0,58.42,44.3,8,0]
[2025,"MAPP_US_2_NE","MAPP_US","NE","Internal","Summer","B4",100,2000,1481.93,65.42,72.42,7,0]
[2025,"MISO_MI_2_MISO_IN","MISO_MI","MISO_IN","Internal","Summer","B4",100,2045,2045,66.430000000000007,67.819999999999993,0.01,1.38]
[2025,"MISO_MI_2_PJM_ROR","MISO_MI","PJM_ROR","Internal","Summer","B4",100,1424,1171.69,66.430000000000007,68.430000000000007,2,0]
[2025,"MISO_W_2_MAPP_CA","MISO_W","MAPP_CA","Internal","Summer","B4",100,700,0,69.78,58.42,0.01,0]
[2025,"MISO_W_2_MISO_MO-IL","MISO_W","MISO_MO-IL","Internal","Summer","B4",100,3800,0,69.78,67.84,0.01,0]
[2025,"MISO_WUMS_2_MISO_MI","MISO_WUMS","MISO_MI","Internal","Summer","B4",100,99,0,66.430000000000007,66.430000000000007,0.01,0]
[2025,"NEISO_2_NYISO_A-F","NEISO","NYISO_A-F","Internal","Summer","B4",100,600,531.57000000000005,48.3,51.3,3,0]
[2025,"NYISO_A-F_2_NEISO","NYISO_A-F","NEISO","Internal","Summer","B4",100,600,0,51.3,48.3,3,0]
[2025,"NYISO_G-I_2_NEISO","NYISO_G-I","NEISO","Internal","Summer","B4",100,600,0,55.08,48.3,3,0]
[2025,"NYISO_J-K_2_PJM_E","NYISO_J-K","PJM_E","Internal","Summer","B4",100,0.01,0,55.1,68.400000000000006,8,5.31]
[2025,"PJM_ROR_2_MISO_IN","PJM_ROR","MISO_IN","Internal","Summer","B4",100,909,0,68.430000000000007,67.819999999999993,2,0]
[2025,"PJM_ROR_2_PJM_ROM","PJM_ROR","PJM_ROM","Internal","Summer","B4",100,8000,0,68.430000000000007,68.42,0.01,0]
[2025,"SOCO_2_FRCC","SOCO","FRCC","Internal","Summer","B4",100,3700,0,77.11,84.92,10,0]
[2025,"SPP_N_2_ENT","SPP_N","ENT","Internal","Summer","B4",100,1800,0,73.59,75.69,5,0]
[2025,"TVA_2_NonRTO_Midwest","TVA","NonRTO_Midwest","Internal","Summer","B4",100,100,0,74.44,75.819999999999993,9,0]
[2025,"TVA_Transmission_2_NonRTO_Midwest","TVA_Transmission","NonRTO_Midwest","Internal","Summer","B4",100,700,0,74.430000000000007,75.819999999999993,9,0]
[2025,"ERCOT_2_SPP_S","ERCOT","SPP_S","External","Summer","B4",100,800,183.74,63.53,71.53,8,0]
[2025,"MAPP_US_2_RMPA","MAPP_US","RMPA","External","Summer","B4",100,200,0,65.42,63.46,8,0]
[2025,"SPP_N_2_RMPA","SPP_N","RMPA","External","Summer","B4",100,210,0,73.59,63.46,5,0]
[2025,"ENT_2_TVA_Transmission","ENT","TVA_Transmission","Internal","Summer","B5",200,2100,0,69.11,69.349999999999994,8,0]
[2025,"IESO_2_MISO_W","IESO","MISO_W","Internal","Summer","B5",200,140,140,41.41,65.349999999999994,7,16.940000000000001]
[2025,"MAPP_CA_2_MISO_W","MAPP_CA","MISO_W","Internal","Summer","B5",200,1970,1970,53.64,65.349999999999994,0.01,11.71]
[2025,"MISO_IN_2_MISO_MO-IL","MISO_IN","MISO_MO-IL","Internal","Summer","B5",200,5000,507.37,65.33,65.34,0.01,0]
[2025,"MISO_MI_2_PJM_ROR","MISO_MI","PJM_ROR","Internal","Summer","B5",200,1424,0,65.319999999999993,63.35,2,0]
[2025,"MISO_MO-IL_2_TVA_Transmission","MISO_MO-IL","TVA_Transmission","Internal","Summer","B5",200,4000,0,65.34,69.349999999999994,8,0]
[2025,"MISO_W_2_NE","MISO_W","NE","Internal","Summer","B5",200,2800,0,65.349999999999994,67.64,7,0]
[2025,"MISO_WUMS_2_MISO_MI","MISO_WUMS","MISO_MI","Internal","Summer","B5",200,99,99,61.35,65.319999999999993,0.01,3.95]
[2025,"NEISO_2_NYISO_J-K","NEISO","NYISO_J-K","Internal","Summer","B5",200,430,430,37.700000000000003,53.7,3,13]
[2025,"NYISO_A-F_2_NYISO_G-I","NYISO_A-F","NYISO_G-I","Internal","Summer","B5",200,4250,4250,48.41,53.69,0.01,5.27]
[2025,"NYISO_A-F_2_PJM_ROM","NYISO_A-F","PJM_ROM","Internal","Summer","B5",200,1000,1000,48.41,63.34,8,6.93]
[2025,"NYISO_G-I_2_PJM_E","NYISO_G-I","PJM_E","Internal","Summer","B5",200,1500,1500,53.69,63.33,8,1.64]
[2025,"PJM_E_2_NYISO_J-K","PJM_E","NYISO_J-K","Internal","Summer","B5",200,330,0,63.33,53.7,6,0]
[2025,"PJM_ROR_2_TVA_Transmission","PJM_ROR","TVA_Transmission","Internal","Summer","B5",200,2500,20.07,63.35,69.349999999999994,6,0]
[2025,"PJM_ROM_2_NYISO_A-F","PJM_ROM","NYISO_A-F","Internal","Summer","B5",200,2000,0,63.34,48.41,6,0]
[2025,"SPP_N_2_ENT","SPP_N","ENT","Internal","Summer","B5",200,1800,0,67.650000000000006,69.11,5,0]
[2025,"SPP_S_2_ENT","SPP_S","ENT","Internal","Summer","B5",200,850,797.56,64.11,69.11,5,0]
[2025,"TVA_2_VACAR","TVA","VACAR","Internal","Summer","B5",200,150,0,69.37,70.11,9,0]
[2025,"TVA_Transmission_2_TVA","TVA_Transmission","TVA","Internal","Summer","B5",200,99999,20.07,69.349999999999994,69.37,0.01,0]
[2025,"NWPP_Coal_2_MAPP_US","NWPP_Coal","MAPP_US","External","Summer","B5",200,150,0,55.3,60.64,8,0]
[2025,"SPP_S_2_ERCOT","SPP_S","ERCOT","External","Summer","B5",200,800,0,64.11,63.53,5,0]
[2025,"HQ_IESO_2_IESO","HQ_IESO","IESO","Internal","Summer","B6",300,99999,400,41.4,41.41,0.01,0]
[2025,"MAPP_CA_2_IESO","MAPP_CA","IESO","Internal","Summer","B6",300,330,0,49.8,41.41,8,0]
[2025,"MAPP_US_2_NE","MAPP_US","NE","Internal","Summer","B6",300,2000,1165.22,55.46,62.46,7,0]
[2025,"MISO_IN_2_MISO_MO-IL","MISO_IN","MISO_MO-IL","Internal","Summer","B6",300,5000,2010.68,53.77,53.78,0.01,0]
[2025,"MISO_IN_2_PJM_ROR","MISO_IN","PJM_ROR","Internal","Summer","B6",300,992,0,53.77,55.76,2,0]
[2025,"MISO_MO-IL_2_MISO_IN","MISO_MO-IL","MISO_IN","Internal","Summer","B6",300,2100,0,53.78,53.77,0.01,0]
[2025,"MISO_W_2_MAPP_CA","MISO_W","MAPP_CA","Internal","Summer","B6",300,700,0,55.48,49.8,0.01,0]
[2025,"MISO_W_2_SPP_N","MISO_W","SPP_N","Internal","Summer","B6",300,3200,1527.7,55.48,62.48,7,0]
[2025,"NEISO_2_NYISO_G-I","NEISO","NYISO_G-I","Internal","Summer","B6",300,600,600,37.700000000000003,53.69,3,12.99]
[2025,"NonRTO_Midwest_2_TVA_Transmission","NonRTO_Midwest","TVA_Transmission","Internal","Summer","B6",300,2400,0,61.77,60.54,8,0]
[2025,"NYISO_G-I_2_NEISO","NYISO_G-I","NEISO","Internal","Summer","B6",300,600,0,53.69,37.700000000000003,3,0]
[2025,"NYISO_J-K_2_NYISO_G-I","NYISO_J-K","NYISO_G-I","Internal","Summer","B6",300,1999,0,53.7,53.69,0.01,0]
[2025,"PJM_ROR_2_MISO_IN","PJM_ROR","MISO_IN","Internal","Summer","B6",300,909,0,55.76,53.77,2,0]
[2025,"PJM_ROR_2_MISO_MO-IL","PJM_ROR","MISO_MO-IL","Internal","Summer","B6",300,1111,0,55.76,53.78,2,0]
[2025,"PJM_ROM_2_PJM_ROR","PJM_ROM","PJM_ROR","Internal","Summer","B6",300,8000,452.11,55.74,55.76,0.01,0]
[2025,"SPP_N_2_MISO_W","SPP_N","MISO_W","Internal","Summer","B6",300,750,0,62.48,55.48,5,0]
[2025,"SPP_S_2_SPP_N","SPP_S","SPP_N","Internal","Summer","B6",300,640,0,62.49,62.48,0.01,0]
[2025,"TVA_2_ENT","TVA","ENT","Internal","Summer","B6",300,500,189.6,52.77,61.77,9,0]
[2025,"TVA_Transmission_2_SOCO","TVA_Transmission","SOCO","Internal","Summer","B6",300,3200,0,60.54,68.760000000000005,9,0]
[2025,"NE_2_RMPA","NE","RMPA","External","Summer","B6",300,310,0,62.46,47.96,5,0]
[2025,"RMPA_2_NE","RMPA","NE","External","Summer","B6",300,310,310,47.96,62.46,8,6.5]
[2025,"HQ_NEISO_2_NEISO","HQ_NEISO","NEISO","Internal","Summer","B7",400,99999,2920,37.69,37.700000000000003,0.01,0]
[2025,"IESO_2_MISO_MI","IESO","MISO_MI","Internal","Summer","B7",400,1840,1389.14,38.31,45.31,7,0]
[2025,"MAPP_CA_2_MISO_W","MAPP_CA","MISO_W","Internal","Summer","B7",400,1970,1409.76,45.82,45.83,0.01,0]
[2025,"MISO_IN_2_MISO_MO-IL","MISO_IN","MISO_MO-IL","Internal","Summer","B7",400,5000,376.62,45.3,45.31,0.01,0]
[2025,"MISO_MI_2_MISO_WUMS","MISO_MI","MISO_WUMS","Internal","Summer","B7",400,117,0,45.31,43.48,0.01,0]
[2025,"MISO_MO-IL_2_PJM_ROR","MISO_MO-IL","PJM_ROR","Internal","Summer","B7",400,1212,159.77000000000001,45.31,47.31,2,0]
[2025,"MISO_W_2_MISO_MO-IL","MISO_W","MISO_MO-IL","Internal","Summer","B7",400,3800,0,45.83,45.31,0.01,0]
[2025,"MISO_WUMS_2_MISO_W","MISO_WUMS","MISO_W","Internal","Summer","B7",400,1137,1137,43.48,45.83,0.01,2.35]
[2025,"MISO_WUMS_2_PJM_ROR","MISO_WUMS","PJM_ROR","Internal","Summer","B7",400,1600,1600,43.48,47.31,2,1.84]
[2025,"NonRTO_Midwest_2_MISO_IN","NonRTO_Midwest","MISO_IN","Internal","Summer","B7",400,4450,0,45.45,45.3,8,0]
[2025,"NYISO_A-F_2_NEISO","NYISO_A-F","NEISO","Internal","Summer","B7",400,600,0,45.31,37.700000000000003,3,0]
[2025,"NYISO_J-K_2_NYISO_G-I","NYISO_J-K","NYISO_G-I","Internal","Summer","B7",400,1999,0,53.33,53.31,0.01,0]
[2025,"PJM_E_2_NYISO_G-I","PJM_E","NYISO_G-I","Internal","Summer","B7",400,500,346.26,47.31,53.31,6,0]
[2025,"PJM_ROR_2_MISO_MO-IL","PJM_ROR","MISO_MO-IL","Internal","Summer","B7",400,1111,0,47.31,45.31,2,0]
[2025,"PJM_ROM_2_NYISO_A-F","PJM_ROM","NYISO_A-F","Internal","Summer","B7",400,2000,0,47.33,45.31,6,0]
[2025,"SOCO_2_VACAR","SOCO","VACAR","Internal","Summer","B7",400,2000,0,61.31,53.31,10,0]
[2025,"SPP_S_2_ENT","SPP_S","ENT","Internal","Summer","B7",400,850,0,52.85,53.31,5,0]
[2025,"TVA_2_NonRTO_Midwest","TVA","NonRTO_Midwest","Internal","Summer","B7",400,100,0,45.14,45.45,9,0]
[2025,"TVA_Transmission_2_VACAR","TVA_Transmission","VACAR","Internal","Summer","B7",400,900,0,52.58,53.31,9,0]
[2025,"NWPP_Coal_2_MAPP_US","NWPP_Coal","MAPP_US","External","Summer","B7",400,150,0,55.3,42.14,8,0]
[2025,"RMPA_2_MAPP_US","RMPA","MAPP_US","External","Summer","B7",400,200,0,47.04,42.14,8,0]
[2025,"SPP_S_2_ERCOT","SPP_S","ERCOT","External","Summer","B7",400,800,800,52.85,63.53,5,5.68]
[2025,"IESO_2_MISO_MI","IESO","MISO_MI","Internal","Summer","B8",500,1840,583.54999999999995,33.700000000000003,40.700000000000003,7,0]
[2025,"IESO_2_NYISO_A-F","IESO","NYISO_A-F","Internal","Summer","B8",500,1725,1725,33.700000000000003,42.19,7,1.49]
[2025,"MAPP_US_2_NE","MAPP_US","NE","Internal","Summer","B8",500,2000,1306.32,35.159999999999997,42.16,7,0]
[2025,"MISO_IN_2_PJM_ROR","MISO_IN","PJM_ROR","Internal","Summer","B8",500,992,0,40.69,42.46,2,0]
[2025,"MISO_MO-IL_2_ENT","MISO_MO-IL","ENT","Internal","Summer","B8",500,2540,0,40.68,45.36,8,0]
[2025,"MISO_W_2_MAPP_CA","MISO_W","MAPP_CA","Internal","Summer","B8",500,700,0,40.67,40.65,0.01,0]
[2025,"MISO_W_2_NE","MISO_W","NE","Internal","Summer","B8",500,2800,0,40.67,42.16,7,0]
[2025,"NE_2_SPP_N","NE","SPP_N","Internal","Summer","B8",500,1800,1800,42.16,45.33,0.01,3.16]
[2025,"NonRTO_Midwest_2_MISO_IN","NonRTO_Midwest","MISO_IN","Internal","Summer","B8",500,4450,0,44.07,40.69,8,0]
[2025,"NYISO_A-F_2_PJM_ROM","NYISO_A-F","PJM_ROM","Internal","Summer","B8",500,1000,0,42.19,42.47,8,0]
[2025,"NYISO_J-K_2_NYISO_G-I","NYISO_J-K","NYISO_G-I","Internal","Summer","B8",500,1999,0,42.22,42.21,0.01,0]
[2025,"PJM_E_2_NYISO_G-I","PJM_E","NYISO_G-I","Internal","Summer","B8",500,500,0,42.49,42.21,6,0]
[2025,"PJM_ROR_2_MISO_IN","PJM_ROR","MISO_IN","Internal","Summer","B8",500,909,0,42.46,40.69,2,0]
[2025,"PJM_ROR_2_PJM_ROM","PJM_ROR","PJM_ROM","Internal","Summer","B8",500,8000,1715.11,42.46,42.47,0.01,0]
[2025,"PJM_ROM_2_PJM_ROR","PJM_ROM","PJM_ROR","Internal","Summer","B8",500,8000,0,42.47,42.46,0.01,0]
[2025,"SPP_N_2_MISO_W","SPP_N","MISO_W","Internal","Summer","B8",500,750,0,45.33,40.67,5,0]
[2025,"TVA_2_ENT","TVA","ENT","Internal","Summer","B8",500,500,0,45.14,45.36,9,0]
[2025,"TVA_Transmission_2_VACAR","TVA_Transmission","VACAR","Internal","Summer","B8",500,900,0,46.46,48.38,9,0]
[2025,"ERCOT_2_SPP_S","ERCOT","SPP_S","External","Summer","B8",500,800,0,47.41,45.34,8,0]
[2025,"RMPA_2_MAPP_US","RMPA","MAPP_US","External","Summer","B8",500,200,0,47.04,35.159999999999997,8,0]
[2025,"ENT_2_TVA_Transmission","ENT","TVA_Transmission","Internal","Summer","B9",800,2100,0,45.04,45.67,8,0]
[2025,"IESO_2_MISO_MI","IESO","MISO_MI","Internal","Summer","B9",800,1840,0,33.700000000000003,40.53,7,0]
[2025,"IESO_2_NYISO_A-F","IESO","NYISO_A-F","Internal","Summer","B9",800,1725,1180.1199999999999,33.700000000000003,40.700000000000003,7,0]
[2025,"MISO_IN_2_MISO_MI","MISO_IN","MISO_MI","Internal","Summer","B9",800,5000,2950,40.520000000000003,40.53,0.01,0]
[2025,"MISO_MI_2_MISO_WUMS","MISO_MI","MISO_WUMS","Internal","Summer","B9",800,117,0,40.53,40.11,0.01,0]
[2025,"MISO_MO-IL_2_MISO_W","MISO_MO-IL","MISO_W","Internal","Summer","B9",800,960,0,40.5,40.49,0.01,0]
[2025,"MISO_MO-IL_2_PJM_ROR","MISO_MO-IL","PJM_ROR","Internal","Summer","B9",800,1212,0,40.5,40.93,2,0]
[2025,"MISO_W_2_NE","MISO_W","NE","Internal","Summer","B9",800,2800,0,40.49,42.16,7,0]
[2025,"MISO_WUMS_2_MISO_W","MISO_WUMS","MISO_W","Internal","Summer","B9",800,1137,1137,40.11,40.49,0.01,0.37]
[2025,"NEISO_2_NYISO_G-I","NEISO","NYISO_G-I","Internal","Summer","B9",800,600,600,37.700000000000003,40.71,3,0.01]
[2025,"NYISO_A-F_2_IESO","NYISO_A-F","IESO","Internal","Summer","B9",800,1600,0,40.700000000000003,33.700000000000003,7,0]
[2025,"NYISO_G-I_2_NYISO_J-K","NYISO_G-I","NYISO_J-K","Internal","Summer","B9",800,6130,4610.97,40.71,40.72,0.01,0]
[2025,"PJM_E_2_NYISO_G-I","PJM_E","NYISO_G-I","Internal","Summer","B9",800,500,0,40.950000000000003,40.71,6,0]
[2025,"PJM_ROR_2_MISO_W","PJM_ROR","MISO_W","Internal","Summer","B9",800,709,0,40.93,40.49,2,0]
[2025,"PJM_ROR_2_VACAR","PJM_ROR","VACAR","Internal","Summer","B9",800,3000,0,40.93,45.15,6,0]
[2025,"SOCO_2_VACAR","SOCO","VACAR","Internal","Summer","B9",800,2000,0,45.53,45.15,10,0]
[2025,"SPP_N_2_NE","SPP_N","NE","Internal","Summer","B9",800,330,0,44.01,42.16,0.01,0]
[2025,"TVA_2_SOCO","TVA","SOCO","Internal","Summer","B9",800,500,0,45.14,45.53,9,0]
[2025,"TVA_2_VACAR","TVA","VACAR","Internal","Summer","B9",800,150,0,45.14,45.15,9,0]
[2025,"TVA_Transmission_2_VACAR","TVA_Transmission","VACAR","Internal","Summer","B9",800,900,0,45.67,45.15,9,0]
[2025,"NE_2_RMPA","NE","RMPA","External","Summer","B9",800,310,0,42.16,47.04,5,0]
[2030,"IESO_2_MISO_MI","IESO","MISO_MI","Internal","Summer","B1",10,1840,0,76.06,82.1,7,0]
[2030,"MAPP_US_2_MAPP_CA","MAPP_US","MAPP_CA","Internal","Summer","B1",10,165,0,75.06,68.06,7,0]
[2030,"MISO_MO-IL_2_SPP_N","MISO_MO-IL","SPP_N","Internal","Summer","B1",10,2000,0,82.07,82.07,8,0]
[2030,"NEISO_2_NYISO_A-F","NEISO","NYISO_A-F","Internal","Summer","B1",10,600,0,86.06,83.06,3,0]
[2030,"NYISO_G-I_2_NYISO_A-F","NYISO_G-I","NYISO_A-F","Internal","Summer","B1",10,1999,0,89.06,83.06,0.01,0]
[2030,"NYISO_J-K_2_NYISO_G-I","NYISO_J-K","NYISO_G-I","Internal","Summer","B1",10,1999,0,89.07,89.06,0.01,0]
[2030,"PJM_ROR_2_MISO_MO-IL","PJM_ROR","MISO_MO-IL","Internal","Summer","B1",10,1111,0,93.07,82.07,2,0]
[2030,"PJM_ROM_2_PJM_ROR","PJM_ROM","PJM_ROR","Internal","Summer","B1",10,8000,0,93.08,93.07,0.01,0]
[2030,"SPP_N_2_NE","SPP_N","NE","Internal","Summer","B1",10,330,0,82.07,82.06,0.01,0]
[2030,"TVA_Transmission_2_NonRTO_Midwest","TVA_Transmission","NonRTO_Midwest","Internal","Summer","B1",10,700,0,90.07,82.07,9,0]
[2030,"ERCOT_2_SPP_S","ERCOT","SPP_S","External","Summer","B1",10,800,0,79.8,77.069999999999993,8,0]
[2030,"RMPA_2_MAPP_US","RMPA","MAPP_US","External","Summer","B1",10,200,0,78.67,75.06,8,0]
[2030,"RMPA_2_SPP_N","RMPA","SPP_N","External","Summer","B1",10,210,0,78.67,82.07,8,0]
[2030,"MISO_MO-IL_2_TVA_Transmission","MISO_MO-IL","TVA_Transmission","Internal","Summer","B1",10,4000,10.92,82.07,90.07,8,0]
[2030,"TVA_2_VACAR","TVA","VACAR","Internal","Summer","B1",10,150,150,86.55,99.07,9,3.52]
[2030,"HQ_IESO_2_IESO","HQ_IESO","IESO","Internal","Summer","B1",10,99999,400,76.05,76.06,0.01,0]
[2030,"MISO_IN_2_MISO_MI","MISO_IN","MISO_MI","Internal","Summer","B1",10,5000,803.36,82.08,82.1,0.01,0]
[2030,"SOCO_2_FRCC","SOCO","FRCC","Internal","Summer","B1",10,3700,904.9,90.07,100.07,10,0]
[2030,"HQ_NY_2_NYISO_A-F","HQ_NY","NYISO_A-F","Internal","Summer","B1",10,99999,1000,83.05,83.06,0.01,0]
[2030,"MISO_MI_2_PJM_ROR","MISO_MI","PJM_ROR","Internal","Summer","B1",10,1424,1424,82.1,93.07,2,8.98]
[2030,"HQ_NEISO_2_NEISO","HQ_NEISO","NEISO","Internal","Summer","B1",10,99999,2920,86.05,86.06,0.01,0]
[2030,"ENT_2_TVA_Transmission","ENT","TVA_Transmission","Internal","Summer","B10",1262,2100,0,46.65,44.78,8,0]
[2030,"HQ_NY_2_NYISO_A-F","HQ_NY","NYISO_A-F","Internal","Summer","B10",1262,99999,30.11,44.59,44.61,0.01,0]
[2030,"MAPP_CA_2_MAPP_US","MAPP_CA","MAPP_US","Internal","Summer","B10",1262,372,0,42.71,37.409999999999997,7,0]
[2030,"MAPP_US_2_NE","MAPP_US","NE","Internal","Summer","B10",1262,2000,696.47,37.409999999999997,44.41,7,0]
[2030,"MARITIMES_2_NEISO","MARITIMES","NEISO","Internal","Summer","B10",1262,99999,236.13,40.81,40.82,0.01,0]
[2030,"MISO_MI_2_MISO_WUMS","MISO_MI","MISO_WUMS","Internal","Summer","B10",1262,117,0,40.630000000000003,40.32,0.01,0]
[2030,"MISO_MO-IL_2_SPP_N","MISO_MO-IL","SPP_N","Internal","Summer","B10",1262,2000,0,40.32,45.34,8,0]
[2030,"MISO_W_2_MISO_MO-IL","MISO_W","MISO_MO-IL","Internal","Summer","B10",1262,3800,561.4,40.31,40.32,0.01,0]
[2030,"MISO_WUMS_2_MISO_W","MISO_WUMS","MISO_W","Internal","Summer","B10",1262,1137,0,40.32,40.31,0.01,0]
[2030,"NEISO_2_NYISO_A-F","NEISO","NYISO_A-F","Internal","Summer","B10",1262,600,600,40.82,44.61,3,0.79]
[2030,"NYISO_A-F_2_IESO","NYISO_A-F","IESO","Internal","Summer","B10",1262,1600,0,44.61,37.61,7,0]
[2030,"NYISO_G-I_2_NYISO_J-K","NYISO_G-I","NYISO_J-K","Internal","Summer","B10",1262,6130,2916.81,44.59,44.61,0.01,0]
[2030,"NYISO_J-K_2_NEISO","NYISO_J-K","NEISO","Internal","Summer","B10",1262,0.01,0,44.61,40.82,3,0]
[2030,"PJM_ROR_2_MISO_MO-IL","PJM_ROR","MISO_MO-IL","Internal","Summer","B10",1262,1111,0,40.94,40.32,2,0]
[2030,"PJM_ROR_2_PJM_ROM","PJM_ROR","PJM_ROM","Internal","Summer","B10",1262,8000,5496.85,40.94,40.950000000000003,0.01,0]
[2030,"SOCO_2_FRCC","SOCO","FRCC","Internal","Summer","B10",1262,3700,0,48.64,54.47,10,0]
[2030,"SOCO_2_VACAR","SOCO","VACAR","Internal","Summer","B10",1262,2000,0,48.64,47.46,10,0]
[2030,"SPP_S_2_ENT","SPP_S","ENT","Internal","Summer","B10",1262,850,0,46.36,46.65,5,0]
[2030,"TVA_2_NonRTO_Midwest","TVA","NonRTO_Midwest","Internal","Summer","B10",1262,100,0,44.33,37.340000000000003,9,0]
[2030,"TVA_Transmission_2_VACAR","TVA_Transmission","VACAR","Internal","Summer","B10",1262,900,0,44.78,47.46,9,0]
[2030,"MAPP_US_2_RMPA","MAPP_US","RMPA","External","Summer","B10",1262,200,200,37.409999999999997,49.41,8,4]
[2030,"SPP_N_2_RMPA","SPP_N","RMPA","External","Summer","B10",1262,210,0,45.34,49.41,5,0]
[2030,"MAPP_US_2_MAPP_CA","MAPP_US","MAPP_CA","Internal","Shoulder","B11",25,165,0,69.06,52.06,7,0]
[2030,"MISO_MI_2_MISO_WUMS","MISO_MI","MISO_WUMS","Internal","Shoulder","B11",25,117,0,68.44,64.44,0.01,0]
[2030,"MISO_MO-IL_2_SPP_N","MISO_MO-IL","SPP_N","Internal","Shoulder","B11",25,2000,0,73.33,76.069999999999993,8,0]
[2030,"MISO_W_2_MISO_WUMS","MISO_W","MISO_WUMS","Internal","Shoulder","B11",25,1629,0,73.319999999999993,64.44,0.01,0]
[2030,"NYISO_A-F_2_IESO","NYISO_A-F","IESO","Internal","Shoulder","B11",25,1600,0,51.8,42.49,7,0]
[2030,"NYISO_J-K_2_NEISO","NYISO_J-K","NEISO","Internal","Shoulder","B11",25,0.01,0,63.31,44.17,3,0.01]
[2030,"NYISO_J-K_2_NYISO_G-I","NYISO_J-K","NYISO_G-I","Internal","Shoulder","B11",25,1999,0,63.31,63.3,0.01,0]
[2030,"PJM_ROR_2_MISO_WUMS","PJM_ROR","MISO_WUMS","Internal","Shoulder","B11",25,1467,0,66.44,64.44,2,0]
[2030,"SOCO_2_VACAR","SOCO","VACAR","Internal","Shoulder","B11",25,2000,0,79.44,72.44,10,0]
[2030,"TVA_Transmission_2_NonRTO_Midwest","TVA_Transmission","NonRTO_Midwest","Internal","Shoulder","B11",25,700,0,72.38,81.319999999999993,9,0]
[2030,"TVA_Transmission_2_TVA","TVA_Transmission","TVA","Internal","Shoulder","B11",25,99999,0,72.38,68.44,0.01,0]
[2030,"SPP_N_2_RMPA","SPP_N","RMPA","External","Shoulder","B11",25,210,0,76.069999999999993,53.4,5,0]
[2030,"NWPP_Coal_2_MAPP_US","NWPP_Coal","MAPP_US","External","Shoulder","B11",25,150,150,58.64,69.06,8,2.42]
[2030,"RMPA_2_NE","RMPA","NE","External","Shoulder","B11",25,310,310,53.4,76.06,8,14.66]
[2030,"HQ_IESO_2_IESO","HQ_IESO","IESO","Internal","Shoulder","B11",25,99999,400,42.48,42.49,0.01,0]
[2030,"NEISO_2_NYISO_G-I","NEISO","NYISO_G-I","Internal","Shoulder","B11",25,600,600,44.17,63.3,3,16.13]
[2030,"PJM_ROR_2_MISO_IN","PJM_ROR","MISO_IN","Internal","Shoulder","B11",25,909,909,66.44,73.319999999999993,2,4.8899999999999997]
[2030,"MARITIMES_2_NEISO","MARITIMES","NEISO","Internal","Shoulder","B11",25,99999,1400,44.15,44.17,0.01,0]
[2030,"MAPP_US_2_NE","MAPP_US","NE","Internal","Shoulder","B11",25,2000,1945.02,69.06,76.06,7,0]
[2030,"MAPP_CA_2_MISO_W","MAPP_CA","MISO_W","Internal","Shoulder","B11",25,1970,1970,52.06,73.319999999999993,0.01,21.25]
[2030,"PJM_E_2_PJM_ROM","PJM_E","PJM_ROM","Internal","Shoulder","B11",25,8000,2850.94,66.41,66.42,0.01,0]
[2030,"ENT_2_SOCO","ENT","SOCO","Internal","Shoulder","B12",200,2000,0,50.17,51.92,8,0]
[2030,"IESO_2_MAPP_CA","IESO","MAPP_CA","Internal","Shoulder","B12",200,262,262,42.49,52.06,7,2.57]
[2030,"MAPP_CA_2_MAPP_US","MAPP_CA","MAPP_US","Internal","Shoulder","B12",200,372,0,52.06,48.67,7,0]
[2030,"MARITIMES_2_NEISO","MARITIMES","NEISO","Internal","Shoulder","B12",200,99999,1400,44.15,44.17,0.01,0]
[2030,"MISO_MI_2_PJM_ROR","MISO_MI","PJM_ROR","Internal","Shoulder","B12",200,1424,0,55.7,57.65,2,0]
[2030,"MISO_MO-IL_2_MISO_W","MISO_MO-IL","MISO_W","Internal","Shoulder","B12",200,960,0,55.68,55.67,0.01,0]
[2030,"MISO_W_2_MISO_MO-IL","MISO_W","MISO_MO-IL","Internal","Shoulder","B12",200,3800,1255.1400000000001,55.67,55.68,0.01,0]
[2030,"MISO_WUMS_2_MISO_MI","MISO_WUMS","MISO_MI","Internal","Shoulder","B12",200,99,99,55.65,55.7,0.01,0.04]
[2030,"NEISO_2_NYISO_A-F","NEISO","NYISO_A-F","Internal","Shoulder","B12",200,600,600,44.17,49.64,3,2.48]
[2030,"NEISO_2_NYISO_J-K","NEISO","NYISO_J-K","Internal","Shoulder","B12",200,430,430,44.17,49.67,3,2.5]
[2030,"NYISO_G-I_2_NYISO_A-F","NYISO_G-I","NYISO_A-F","Internal","Shoulder","B12",200,1999,0,49.65,49.64,0.01,0]
[2030,"NYISO_J-K_2_PJM_E","NYISO_J-K","PJM_E","Internal","Shoulder","B12",200,0.01,0,49.67,57.63,8,0]
[2030,"PJM_ROR_2_MISO_IN","PJM_ROR","MISO_IN","Internal","Shoulder","B12",200,909,0,57.65,55.69,2,0]
[2030,"PJM_ROR_2_MISO_MI","PJM_ROR","MISO_MI","Internal","Shoulder","B12",200,1305,0,57.65,55.7,2,0]
[2030,"PJM_ROR_2_TVA_Transmission","PJM_ROR","TVA_Transmission","Internal","Shoulder","B12",200,2500,0,57.65,56.51,6,0]
[2030,"SPP_N_2_ENT","SPP_N","ENT","Internal","Shoulder","B12",200,1800,0,55.68,50.17,5,0]
[2030,"SPP_N_2_NE","SPP_N","NE","Internal","Shoulder","B12",200,330,0,55.68,55.67,0.01,0]
[2030,"TVA_2_ENT","TVA","ENT","Internal","Shoulder","B12",200,500,0,51.68,50.17,9,0]
[2030,"TVA_Transmission_2_TVA","TVA_Transmission","TVA","Internal","Shoulder","B12",200,99999,0,56.51,51.68,0.01,0]
[2030,"MAPP_US_2_RMPA","MAPP_US","RMPA","External","Shoulder","B12",200,200,0,48.67,53.4,8,0]
[2030,"SPP_N_2_RMPA","SPP_N","RMPA","External","Shoulder","B12",200,210,0,55.68,53.4,5,0]
[2030,"MAPP_CA_2_IESO","MAPP_CA","IESO","Internal","Shoulder","B13",600,330,0,48.66,40.21,8,0]
[2030,"MISO_IN_2_MISO_MO-IL","MISO_IN","MISO_MO-IL","Internal","Shoulder","B13",600,5000,0,48.7,48.69,0.01,0]
[2030,"MISO_MI_2_MISO_WUMS","MISO_MI","MISO_WUMS","Internal","Shoulder","B13",600,117,0,48.71,48.66,0.01,0]
[2030,"MISO_MO-IL_2_TVA_Transmission","MISO_MO-IL","TVA_Transmission","Internal","Shoulder","B13",600,4000,0,48.69,52.53,8,0]
[2030,"MISO_W_2_MAPP_CA","MISO_W","MAPP_CA","Internal","Shoulder","B13",600,700,0,48.67,48.66,0.01,0]
[2030,"NE_2_SPP_N","NE","SPP_N","Internal","Shoulder","B13",600,1800,0,50.17,50.16,0.01,0]
[2030,"NYISO_A-F_2_IESO","NYISO_A-F","IESO","Internal","Shoulder","B13",600,1600,0,47.21,40.21,7,0]
[2030,"NYISO_J-K_2_PJM_E","NYISO_J-K","PJM_E","Internal","Shoulder","B13",600,0.01,0,47.52,50.66,8,0]
[2030,"PJM_E_2_NYISO_J-K","PJM_E","NYISO_J-K","Internal","Shoulder","B13",600,330,0,50.66,47.52,6,0]
[2030,"PJM_ROR_2_MISO_WUMS","PJM_ROR","MISO_WUMS","Internal","Shoulder","B13",600,1467,0,50.66,48.66,2,0]
[2030,"PJM_ROM_2_PJM_ROR","PJM_ROM","PJM_ROR","Internal","Shoulder","B13",600,8000,0,50.67,50.66,0.01,0]
[2030,"SPP_N_2_MISO_MO-IL","SPP_N","MISO_MO-IL","Internal","Shoulder","B13",600,2000,0,50.16,48.69,5,0]
[2030,"TVA_2_SOCO","TVA","SOCO","Internal","Shoulder","B13",600,500,0,49.55,50.12,9,0]
[2030,"TVA_Transmission_2_SOCO","TVA_Transmission","SOCO","Internal","Shoulder","B13",600,3200,0,52.53,50.12,9,0]
[2030,"NE_2_RMPA","NE","RMPA","External","Shoulder","B13",600,310,0,50.17,53.4,5,0]
[2030,"SPP_N_2_RMPA","SPP_N","RMPA","External","Shoulder","B13",600,210,0,50.16,53.4,5,0]
[2030,"MAPP_US_2_RMPA","MAPP_US","RMPA","External","Shoulder","B13",600,200,200,44.17,53.4,8,1.23]
[2030,"IESO_2_MAPP_CA","IESO","MAPP_CA","Internal","Shoulder","B13",600,262,262,40.21,48.66,7,1.45]
[2030,"MISO_WUMS_2_MISO_W","MISO_WUMS","MISO_W","Internal","Shoulder","B13",600,1137,795.89,48.66,48.67,0.01,0]
[2030,"HQ_NY_2_NYISO_A-F","HQ_NY","NYISO_A-F","Internal","Shoulder","B13",600,99999,1000,47.2,47.21,0.01,0]
[2030,"IESO_2_NYISO_A-F","IESO","NYISO_A-F","Internal","Shoulder","B13",600,1725,1542.55,40.21,47.21,7,0]
[2030,"ENT_2_SOCO","ENT","SOCO","Internal","Shoulder","B14",900,2000,0,49.81,50.12,8,0]
[2030,"HQ_IESO_2_IESO","HQ_IESO","IESO","Internal","Shoulder","B14",900,99999,400,40.200000000000003,40.21,0.01,0]
[2030,"MAPP_CA_2_MAPP_US","MAPP_CA","MAPP_US","Internal","Shoulder","B14",900,372,0,47.85,44.17,7,0]
[2030,"MAPP_US_2_MISO_W","MAPP_US","MISO_W","Internal","Shoulder","B14",900,2635,0,44.17,47.86,7,0]
[2030,"MISO_MI_2_MISO_IN","MISO_MI","MISO_IN","Internal","Shoulder","B14",900,2045,0,47.86,47.84,0.01,0]
[2030,"MISO_MO-IL_2_MISO_IN","MISO_MO-IL","MISO_IN","Internal","Shoulder","B14",900,2100,0,47.85,47.84,0.01,0]
[2030,"MISO_W_2_MAPP_CA","MISO_W","MAPP_CA","Internal","Shoulder","B14",900,700,0,47.86,47.85,0.01,0]
[2030,"MISO_WUMS_2_MISO_MI","MISO_WUMS","MISO_MI","Internal","Shoulder","B14",900,99,99,45.74,47.86,0.01,2.11]
[2030,"MISO_WUMS_2_PJM_ROR","MISO_WUMS","PJM_ROR","Internal","Shoulder","B14",900,1600,1148.1300000000001,45.74,47.74,2,0]
[2030,"NEISO_2_NYISO_A-F","NEISO","NYISO_A-F","Internal","Shoulder","B14",900,600,600,44.17,47.21,3,0.05]
[2030,"NYISO_A-F_2_IESO","NYISO_A-F","IESO","Internal","Shoulder","B14",900,1600,0,47.21,40.21,7,0]
[2030,"NYISO_G-I_2_NYISO_A-F","NYISO_G-I","NYISO_A-F","Internal","Shoulder","B14",900,1999,0,47.23,47.21,0.01,0]
[2030,"NYISO_J-K_2_PJM_E","NYISO_J-K","PJM_E","Internal","Shoulder","B14",900,0.01,0,47.24,47.74,8,0]
[2030,"PJM_ROR_2_MISO_MO-IL","PJM_ROR","MISO_MO-IL","Internal","Shoulder","B14",900,1111,0,47.74,47.85,2,0]
[2030,"PJM_ROR_2_PJM_ROM","PJM_ROR","PJM_ROM","Internal","Shoulder","B14",900,8000,907.57,47.74,47.75,0.01,0]
[2030,"SOCO_2_FRCC","SOCO","FRCC","Internal","Shoulder","B14",900,3700,0,50.12,55.34,10,0]
[2030,"SPP_N_2_MISO_W","SPP_N","MISO_W","Internal","Shoulder","B14",900,750,0,49.38,47.86,5,0]
[2030,"TVA_2_NonRTO_Midwest","TVA","NonRTO_Midwest","Internal","Shoulder","B14",900,100,0,49.55,45.63,9,0]
[2030,"TVA_Transmission_2_TVA","TVA_Transmission","TVA","Internal","Shoulder","B14",900,99999,0,50.81,49.55,0.01,0]
[2030,"VACAR_2_SOCO","VACAR","SOCO","Internal","Shoulder","B14",900,3000,0,49.86,50.12,7,0]
[2030,"RMPA_2_SPP_N","RMPA","SPP_N","External","Shoulder","B14",900,210,0,53.4,49.38,8,0]
[2030,"HQ_NEISO_2_NEISO","HQ_NEISO","NEISO","Internal","Shoulder","B15",1203,99999,1143.24,44.15,44.17,0.01,0]
[2030,"IESO_2_MISO_MI","IESO","MISO_MI","Internal","Shoulder","B15",1203,1840,0,40.21,43.46,7,0]
[2030,"IESO_2_MISO_W","IESO","MISO_W","Internal","Shoulder","B15",1203,140,0,40.21,43.43,7,0]
[2030,"MAPP_US_2_MISO_W","MAPP_US","MISO_W","Internal","Shoulder","B15",1203,2635,0,44.17,43.43,7,0]
[2030,"MISO_IN_2_MISO_MO-IL","MISO_IN","MISO_MO-IL","Internal","Shoulder","B15",1203,5000,0,43.45,43.44,0.01,0]
[2030,"MISO_MI_2_PJM_ROR","MISO_MI","PJM_ROR","Internal","Shoulder","B15",1203,1424,0,43.46,45.04,2,0]
[2030,"MISO_MO-IL_2_PJM_ROR","MISO_MO-IL","PJM_ROR","Internal","Shoulder","B15",1203,1212,0,43.44,45.04,2,0]
[2030,"MISO_W_2_NE","MISO_W","NE","Internal","Shoulder","B15",1203,2800,0,43.43,47.96,7,0]
[2030,"MISO_WUMS_2_PJM_ROR","MISO_WUMS","PJM_ROR","Internal","Shoulder","B15",1203,1600,0,43.25,45.04,2,0]
[2030,"NonRTO_Midwest_2_MISO_IN","NonRTO_Midwest","MISO_IN","Internal","Shoulder","B15",1203,4450,0,41.54,43.45,8,0]
[2030,"NYISO_A-F_2_NYISO_G-I","NYISO_A-F","NYISO_G-I","Internal","Shoulder","B15",1203,4250,1145.29,47.21,47.23,0.01,0]
[2030,"NYISO_G-I_2_NYISO_A-F","NYISO_G-I","NYISO_A-F","Internal","Shoulder","B15",1203,1999,0,47.23,47.21,0.01,0]
[2030,"PJM_E_2_NYISO_J-K","PJM_E","NYISO_J-K","Internal","Shoulder","B15",1203,330,0,45.06,47.24,6,0]
[2030,"PJM_ROR_2_MISO_W","PJM_ROR","MISO_W","Internal","Shoulder","B15",1203,709,0,45.04,43.43,2,0]
[2030,"PJM_ROR_2_MISO_WUMS","PJM_ROR","MISO_WUMS","Internal","Shoulder","B15",1203,1467,0,45.04,43.25,2,0]
[2030,"PJM_ROM_2_NYISO_A-F","PJM_ROM","NYISO_A-F","Internal","Shoulder","B15",1203,2000,0,45.05,47.21,6,0]
[2030,"SPP_N_2_ENT","SPP_N","ENT","Internal","Shoulder","B15",1203,1800,0,47.97,48.17,5,0]
[2030,"TVA_2_NonRTO_Midwest","TVA","NonRTO_Midwest","Internal","Shoulder","B15",1203,100,0,49.55,41.54,9,0]
[2030,"TVA_2_VACAR","TVA","VACAR","Internal","Shoulder","B15",1203,150,0,49.55,49.45,9,0]
[2030,"VACAR_2_SOCO","VACAR","SOCO","Internal","Shoulder","B15",1203,3000,0,49.45,50.12,7,0]
[2030,"RMPA_2_MAPP_US","RMPA","MAPP_US","External","Shoulder","B15",1203,200,0,52.59,44.17,8,0]
[2030,"SPP_S_2_ERCOT","SPP_S","ERCOT","External","Shoulder","B15",1203,800,0,47.98,47.87,5,0]
[2030,"HQ_NEISO_2_NEISO","HQ_NEISO","NEISO","Internal","Winter","B16",25,99999,2920,54.5,54.51,0.01,0]
[2030,"MAPP_CA_2_IESO","MAPP_CA","IESO","Internal","Winter","B16",25,330,0,69.040000000000006,48.45,8,0]
[2030,"MAPP_US_2_NE","MAPP_US","NE","Internal","Winter","B16",25,2000,975.84,62.05,69.05,7,0]
[2030,"MISO_IN_2_PJM_ROR","MISO_IN","PJM_ROR","Internal","Winter","B16",25,992,0,69.08,71.06,2,0]
[2030,"MISO_MO-IL_2_MISO_IN","MISO_MO-IL","MISO_IN","Internal","Winter","B16",25,2100,1098.92,69.06,69.08,0.01,0]
[2030,"MISO_W_2_MAPP_CA","MISO_W","MAPP_CA","Internal","Winter","B16",25,700,0,69.05,69.040000000000006,0.01,0]
[2030,"MISO_W_2_NE","MISO_W","NE","Internal","Winter","B16",25,2800,0,69.05,69.05,7,0]
[2030,"MISO_W_2_SPP_N","MISO_W","SPP_N","Internal","Winter","B16",25,3200,0,69.05,69.73,7,0]
[2030,"NE_2_SPP_N","NE","SPP_N","Internal","Winter","B16",25,1800,1800,69.05,69.73,0.01,0.66]
[2030,"NonRTO_Midwest_2_TVA_Transmission","NonRTO_Midwest","TVA_Transmission","Internal","Winter","B16",25,2400,0,77.08,74.28,8,0]
[2030,"NYISO_G-I_2_NEISO","NYISO_G-I","NEISO","Internal","Winter","B16",25,600,0,77.09,54.51,3,0]
[2030,"PJM_E_2_NYISO_G-I","PJM_E","NYISO_G-I","Internal","Winter","B16",25,500,127.08,71.09,77.09,6,0]
[2030,"PJM_ROR_2_MISO_IN","PJM_ROR","MISO_IN","Internal","Winter","B16",25,909,0,71.06,69.08,2,0]
[2030,"PJM_ROR_2_PJM_ROM","PJM_ROR","PJM_ROM","Internal","Winter","B16",25,8000,72.010000000000005,71.06,71.08,0.01,0]
[2030,"PJM_ROM_2_PJM_ROR","PJM_ROM","PJM_ROR","Internal","Winter","B16",25,8000,0,71.08,71.06,0.01,0]
[2030,"SPP_N_2_MISO_W","SPP_N","MISO_W","Internal","Winter","B16",25,750,0,69.73,69.05,5,0]
[2030,"TVA_2_NonRTO_Midwest","TVA","NonRTO_Midwest","Internal","Winter","B16",25,100,0,70.180000000000007,77.08,9,0]
[2030,"TVA_2_VACAR","TVA","VACAR","Internal","Winter","B16",25,150,91.44,70.180000000000007,79.180000000000007,9,0]
[2030,"ERCOT_2_SPP_S","ERCOT","SPP_S","External","Winter","B16",25,800,0,73.5,69.739999999999995,8,0]
[2030,"RMPA_2_MAPP_US","RMPA","MAPP_US","External","Winter","B16",25,200,0,70.72,62.05,8,0]
[2030,"RMPA_2_NE","RMPA","NE","External","Winter","B16",25,310,0,70.72,69.05,8,0]
[2030,"HQ_NEISO_2_NEISO","HQ_NEISO","NEISO","Internal","Winter","B17",100,99999,2920,54.5,54.51,0.01,0]
[2030,"IESO_2_NYISO_A-F","IESO","NYISO_A-F","Internal","Winter","B17",100,1725,719.46,47.75,54.75,7,0]
[2030,"MAPP_CA_2_MISO_W","MAPP_CA","MISO_W","Internal","Winter","B17",100,1970,429.4,55.22,55.23,0.01,0]
[2030,"MISO_IN_2_MISO_MO-IL","MISO_IN","MISO_MO-IL","Internal","Winter","B17",100,5000,0,55.26,55.25,0.01,0]
[2030,"MISO_MI_2_MISO_WUMS","MISO_MI","MISO_WUMS","Internal","Winter","B17",100,117,0,55.27,55.22,0.01,0]
[2030,"MISO_MO-IL_2_PJM_ROR","MISO_MO-IL","PJM_ROR","Internal","Winter","B17",100,1212,1212,55.25,57.26,2,0.01]
[2030,"MISO_W_2_NE","MISO_W","NE","Internal","Winter","B17",100,2800,0,55.23,53.5,7,0]
[2030,"MISO_WUMS_2_MISO_W","MISO_WUMS","MISO_W","Internal","Winter","B17",100,1137,170.99,55.22,55.23,0.01,0]
[2030,"NEISO_2_NYISO_J-K","NEISO","NYISO_J-K","Internal","Winter","B17",100,430,430,54.51,61.42,3,3.91]
[2030,"NYISO_A-F_2_IESO","NYISO_A-F","IESO","Internal","Winter","B17",100,1600,0,54.75,47.75,7,0]
[2030,"NYISO_G-I_2_NYISO_J-K","NYISO_G-I","NYISO_J-K","Internal","Winter","B17",100,6130,6130,58.42,61.42,0.01,2.98]
[2030,"NYISO_G-I_2_PJM_E","NYISO_G-I","PJM_E","Internal","Winter","B17",100,1500,0,58.42,57.28,8,0]
[2030,"PJM_E_2_PJM_ROM","PJM_E","PJM_ROM","Internal","Winter","B17",100,8000,0,57.28,57.27,0.01,0]
[2030,"PJM_ROR_2_MISO_MO-IL","PJM_ROR","MISO_MO-IL","Internal","Winter","B17",100,1111,0,57.26,55.25,2,0]
[2030,"PJM_ROM_2_NYISO_A-F","PJM_ROM","NYISO_A-F","Internal","Winter","B17",100,2000,0,57.27,54.75,6,0]
[2030,"SOCO_2_VACAR","SOCO","VACAR","Internal","Winter","B17",100,2000,0,54.72,63.26,10,0]
[2030,"SPP_S_2_ENT","SPP_S","ENT","Internal","Winter","B17",100,850,0,53.52,53.3,5,0]
[2030,"TVA_2_VACAR","TVA","VACAR","Internal","Winter","B17",100,150,0,54.75,63.26,9,0]
[2030,"TVA_Transmission_2_VACAR","TVA_Transmission","VACAR","Internal","Winter","B17",100,900,0,58.45,63.26,9,0]
[2030,"NWPP_Coal_2_MAPP_US","NWPP_Coal","MAPP_US","External","Winter","B17",100,150,0,62.55,48.23,8,0]
[2030,"RMPA_2_SPP_N","RMPA","SPP_N","External","Winter","B17",100,210,0,57.33,53.51,8,0]
[2030,"HQ_IESO_2_IESO","HQ_IESO","IESO","Internal","Winter","B18",400,99999,400,44.15,44.16,0.01,0]
[2030,"MAPP_CA_2_IESO","MAPP_CA","IESO","Internal","Winter","B18",400,330,0,51.16,44.16,8,0]
[2030,"MAPP_CA_2_MAPP_US","MAPP_CA","MAPP_US","Internal","Winter","B18",400,372,0,51.16,47.34,7,0]
[2030,"MAPP_US_2_NE","MAPP_US","NE","Internal","Winter","B18",400,2000,0,47.34,52.33,7,0]
[2030,"MISO_MI_2_MISO_WUMS","MISO_MI","MISO_WUMS","Internal","Winter","B18",400,117,0,51.16,51.15,0.01,0]
[2030,"MISO_MO-IL_2_ENT","MISO_MO-IL","ENT","Internal","Winter","B18",400,2540,0,51.15,52.92,8,0]
[2030,"MISO_W_2_MAPP_CA","MISO_W","MAPP_CA","Internal","Winter","B18",400,700,0,51.16,51.16,0.01,0]
[2030,"MISO_W_2_SPP_N","MISO_W","SPP_N","Internal","Winter","B18",400,3200,0,51.16,52.34,7,0]
[2030,"NE_2_SPP_N","NE","SPP_N","Internal","Winter","B18",400,1800,660.47,52.33,52.34,0.01,0]
[2030,"NonRTO_Midwest_2_TVA_Transmission","NonRTO_Midwest","TVA_Transmission","Internal","Winter","B18",400,2400,0,59.15,54.5,8,0]
[2030,"NYISO_A-F_2_NYISO_G-I","NYISO_A-F","NYISO_G-I","Internal","Winter","B18",400,4250,4250,51.16,57.16,0.01,5.99]
[2030,"NYISO_J-K_2_NYISO_G-I","NYISO_J-K","NYISO_G-I","Internal","Winter","B18",400,1999,0,60.41,57.16,0.01,0]
[2030,"PJM_ROR_2_MISO_IN","PJM_ROR","MISO_IN","Internal","Winter","B18",400,909,0,53.15,51.15,2,0]
[2030,"PJM_ROR_2_PJM_ROM","PJM_ROR","PJM_ROM","Internal","Winter","B18",400,8000,5272.79,53.15,53.16,0.01,0]
[2030,"PJM_ROM_2_PJM_ROR","PJM_ROM","PJM_ROR","Internal","Winter","B18",400,8000,0,53.16,53.15,0.01,0]
[2030,"SOCO_2_VACAR","SOCO","VACAR","Internal","Winter","B18",400,2000,0,53.17,53.9,10,0]
[2030,"SPP_N_2_MISO_W","SPP_N","MISO_W","Internal","Winter","B18",400,750,0,52.34,51.16,5,0]
[2030,"TVA_2_ENT","TVA","ENT","Internal","Winter","B18",400,500,0,50.34,52.92,9,0]
[2030,"TVA_Transmission_2_SOCO","TVA_Transmission","SOCO","Internal","Winter","B18",400,3200,0,54.5,53.17,9,0]
[2030,"ERCOT_2_SPP_S","ERCOT","SPP_S","External","Winter","B18",400,800,0,50.72,52.35,8,0]
[2030,"RMPA_2_NE","RMPA","NE","External","Winter","B18",400,310,0,57.33,52.33,8,0]
[2030,"HQ_NY_2_NYISO_A-F","HQ_NY","NYISO_A-F","Internal","Winter","B19",700,99999,1000,51.15,51.16,0.01,0]
[2030,"IESO_2_MISO_MI","IESO","MISO_MI","Internal","Winter","B19",700,1840,0,44.16,47.9,7,0]
[2030,"MAPP_CA_2_MAPP_US","MAPP_CA","MAPP_US","Internal","Winter","B19",700,372,0,51.16,47.34,7,0]
[2030,"MISO_IN_2_MISO_MI","MISO_IN","MISO_MI","Internal","Winter","B19",700,5000,1761.49,47.89,47.9,0.01,0]
[2030,"MISO_MI_2_MISO_WUMS","MISO_MI","MISO_WUMS","Internal","Winter","B19",700,117,0,47.9,47.89,0.01,0]
[2030,"MISO_MO-IL_2_ENT","MISO_MO-IL","ENT","Internal","Winter","B19",700,2540,0,47.89,52.92,8,0]
[2030,"MISO_W_2_MISO_WUMS","MISO_W","MISO_WUMS","Internal","Winter","B19",700,1629,0,47.9,47.89,0.01,0]
[2030,"MISO_WUMS_2_MISO_W","MISO_WUMS","MISO_W","Internal","Winter","B19",700,1137,720.43,47.89,47.9,0.01,0]
[2030,"NEISO_2_NYISO_A-F","NEISO","NYISO_A-F","Internal","Winter","B19",700,600,0,54.16,51.16,3,0]
[2030,"NEISO_2_NYISO_G-I","NEISO","NYISO_G-I","Internal","Winter","B19",700,600,0,54.16,55.91,3,0]
[2030,"NYISO_A-F_2_NEISO","NYISO_A-F","NEISO","Internal","Winter","B19",700,600,86.44,51.16,54.16,3,0]
[2030,"NYISO_J-K_2_NEISO","NYISO_J-K","NEISO","Internal","Winter","B19",700,0.01,0,60.41,54.16,3,0]
[2030,"PJM_E_2_NYISO_G-I","PJM_E","NYISO_G-I","Internal","Winter","B19",700,500,326.48,49.91,55.91,6,0]
[2030,"PJM_ROR_2_MISO_MI","PJM_ROR","MISO_MI","Internal","Winter","B19",700,1305,0,49.89,47.9,2,0]
[2030,"PJM_ROR_2_VACAR","PJM_ROR","VACAR","Internal","Winter","B19",700,3000,0,49.89,53.9,6,0]
[2030,"SOCO_2_VACAR","SOCO","VACAR","Internal","Winter","B19",700,2000,0,53.17,53.9,10,0]
[2030,"SPP_S_2_ENT","SPP_S","ENT","Internal","Winter","B19",700,850,0,51.3,52.92,5,0]
[2030,"TVA_2_SOCO","TVA","SOCO","Internal","Winter","B19",700,500,0,50.34,53.17,9,0]
[2030,"TVA_Transmission_2_VACAR","TVA_Transmission","VACAR","Internal","Winter","B19",700,900,0,52.19,53.9,9,0]
[2030,"MAPP_US_2_RMPA","MAPP_US","RMPA","External","Winter","B19",700,200,200,47.34,57.33,8,1.99]
[2030,"SPP_N_2_RMPA","SPP_N","RMPA","External","Winter","B19",700,210,210,51.29,57.33,5,1.04]
[2030,"SPP_S_2_ERCOT","SPP_S","ERCOT","External","Winter","B19",700,800,0,51.3,50.72,5,0]
[2030,"HQ_NY_2_NYISO_A-F","HQ_NY","NYISO_A-F","Internal","Summer","B2",25,99999,1000,71.08,71.09,0.01,0]
[2030,"IESO_2_NYISO_A-F","IESO","NYISO_A-F","Internal","Summer","B2",25,1725,0,70.06,71.09,7,0]
[2030,"MISO_IN_2_MISO_MI","MISO_IN","MISO_MI","Internal","Summer","B2",25,5000,0,77.069999999999993,77.06,0.01,0]
[2030,"MISO_IN_2_NonRTO_Midwest","MISO_IN","NonRTO_Midwest","Internal","Summer","B2",25,4800,0,77.069999999999993,80.48,8,0]
[2030,"MISO_MO-IL_2_ENT","MISO_MO-IL","ENT","Internal","Summer","B2",25,2540,0,77.08,80.73,8,0]
[2030,"MISO_W_2_MAPP_CA","MISO_W","MAPP_CA","Internal","Summer","B2",25,700,0,77.08,77.06,0.01,0]
[2030,"MISO_W_2_PJM_ROR","MISO_W","PJM_ROR","Internal","Summer","B2",25,773,508.75,77.08,79.08,2,0]
[2030,"NE_2_SPP_N","NE","SPP_N","Internal","Summer","B2",25,1800,1565.13,79.400000000000006,79.41,0.01,0]
[2030,"NEISO_2_NYISO_J-K","NEISO","NYISO_J-K","Internal","Summer","B2",25,430,429.99,68.11,71.12,3,0.01]
[2030,"NYISO_A-F_2_PJM_ROM","NYISO_A-F","PJM_ROM","Internal","Summer","B2",25,1000,360.4,71.09,79.09,8,0]
[2030,"NYISO_J-K_2_NEISO","NYISO_J-K","NEISO","Internal","Summer","B2",25,0.01,0,71.12,68.11,3,0.01]
[2030,"PJM_E_2_PJM_ROM","PJM_E","PJM_ROM","Internal","Summer","B2",25,8000,0,79.11,79.09,0.01,0]
[2030,"PJM_ROR_2_MISO_IN","PJM_ROR","MISO_IN","Internal","Summer","B2",25,909,0,79.08,77.069999999999993,2,0]
[2030,"PJM_ROR_2_VACAR","PJM_ROR","VACAR","Internal","Summer","B2",25,3000,3000,79.08,85.75,6,0.66]
[2030,"PJM_ROM_2_PJM_E","PJM_ROM","PJM_E","Internal","Summer","B2",25,8000,2456.73,79.09,79.11,0.01,0]
[2030,"SPP_N_2_MISO_W","SPP_N","MISO_W","Internal","Summer","B2",25,750,0,79.41,77.08,5,0]
[2030,"TVA_2_ENT","TVA","ENT","Internal","Summer","B2",25,500,0,85.09,80.73,9,0]
[2030,"TVA_Transmission_2_NonRTO_Midwest","TVA_Transmission","NonRTO_Midwest","Internal","Summer","B2",25,700,0,85.08,80.48,9,0]
[2030,"MAPP_US_2_RMPA","MAPP_US","RMPA","External","Summer","B2",25,200,0,72.400000000000006,78.67,8,0]
[2030,"RMPA_2_MAPP_US","RMPA","MAPP_US","External","Summer","B2",25,200,0,78.67,72.400000000000006,8,0]
[2030,"ENT_2_TVA_Transmission","ENT","TVA_Transmission","Internal","Winter","B20",935,2100,0,51.17,48.21,8,0]
[2030,"IESO_2_MAPP_CA","IESO","MAPP_CA","Internal","Winter","B20",935,262,216.68,44.16,51.16,7,0]
[2030,"MAPP_CA_2_MAPP_US","MAPP_CA","MAPP_US","Internal","Winter","B20",935,372,0,51.16,40.729999999999997,7,0]
[2030,"MISO_IN_2_MISO_MI","MISO_IN","MISO_MI","Internal","Winter","B20",935,5000,1079.3499999999999,43.01,43.02,0.01,0]
[2030,"MISO_IN_2_NonRTO_Midwest","MISO_IN","NonRTO_Midwest","Internal","Winter","B20",935,4800,0,43.01,40.21,8,0]
[2030,"MISO_MI_2_MISO_WUMS","MISO_MI","MISO_WUMS","Internal","Winter","B20",935,117,0,43.02,43,0.01,0]
[2030,"MISO_MO-IL_2_PJM_ROR","MISO_MO-IL","PJM_ROR","Internal","Winter","B20",935,1212,0,43,44.97,2,0]
[2030,"MISO_W_2_MISO_WUMS","MISO_W","MISO_WUMS","Internal","Winter","B20",935,1629,1305.1199999999999,42.99,43,0.01,0]
[2030,"MISO_WUMS_2_MISO_W","MISO_WUMS","MISO_W","Internal","Winter","B20",935,1137,0,43,42.99,0.01,0]
[2030,"NEISO_2_NYISO_J-K","NEISO","NYISO_J-K","Internal","Winter","B20",935,430,0,54.16,55.11,3,0]
[2030,"NYISO_A-F_2_IESO","NYISO_A-F","IESO","Internal","Winter","B20",935,1600,0,51.16,44.16,7,0]
[2030,"NYISO_G-I_2_NYISO_J-K","NYISO_G-I","NYISO_J-K","Internal","Winter","B20",935,6130,6130,54.01,55.11,0.01,1.0900000000000001]
[2030,"NYISO_J-K_2_PJM_E","NYISO_J-K","PJM_E","Internal","Winter","B20",935,0.01,0,55.11,45,8,0]
[2030,"PJM_ROR_2_MISO_MO-IL","PJM_ROR","MISO_MO-IL","Internal","Winter","B20",935,1111,0,44.97,43,2,0]
[2030,"PJM_ROR_2_VACAR","PJM_ROR","VACAR","Internal","Winter","B20",935,3000,864.37,44.97,50.97,6,0]
[2030,"PJM_ROM_2_PJM_E","PJM_ROM","PJM_E","Internal","Winter","B20",935,8000,4527.1499999999996,44.98,45,0.01,0]
[2030,"SPP_N_2_SPP_S","SPP_N","SPP_S","Internal","Winter","B20",935,4000,3220.74,47.74,47.75,0.01,0]
[2030,"TVA_2_ENT","TVA","ENT","Internal","Winter","B20",935,500,0,48.22,51.17,9,0]
[2030,"TVA_Transmission_2_TVA","TVA_Transmission","TVA","Internal","Winter","B20",935,99999,366.38,48.21,48.22,0.01,0]
[2030,"TVA_Transmission_2_VACAR","TVA_Transmission","VACAR","Internal","Winter","B20",935,900,0,48.21,50.97,9,0]
[2030,"NWPP_Coal_2_MAPP_US","NWPP_Coal","MAPP_US","External","Winter","B20",935,150,0,62.55,40.729999999999997,8,0]
[2030,"SPP_N_2_RMPA","SPP_N","RMPA","External","Winter","B20",935,210,0,47.74,47.12,5,0]
[2030,"HQ_NY_2_NYISO_A-F","HQ_NY","NYISO_A-F","Internal","Summer","B3",75,99999,1000,65.75,65.760000000000005,0.01,0]
[2030,"IESO_2_MISO_W","IESO","MISO_W","Internal","Summer","B3",75,140,140,58.76,75.989999999999995,7,10.220000000000001]
[2030,"MAPP_US_2_MISO_W","MAPP_US","MISO_W","Internal","Summer","B3",75,2635,0,72.400000000000006,75.989999999999995,7,0]
[2030,"MISO_IN_2_NonRTO_Midwest","MISO_IN","NonRTO_Midwest","Internal","Summer","B3",75,4800,0,74.349999999999994,80.48,8,0]
[2030,"MISO_MO-IL_2_MISO_IN","MISO_MO-IL","MISO_IN","Internal","Summer","B3",75,2100,0,74.36,74.349999999999994,0.01,0]
[2030,"MISO_MO-IL_2_TVA_Transmission","MISO_MO-IL","TVA_Transmission","Internal","Summer","B3",75,4000,0,74.36,79.8,8,0]
[2030,"MISO_W_2_MISO_WUMS","MISO_W","MISO_WUMS","Internal","Summer","B3",75,1629,0,75.989999999999995,71.900000000000006,0.01,0]
[2030,"NE_2_MISO_W","NE","MISO_W","Internal","Summer","B3",75,1600,0,79.400000000000006,75.989999999999995,5,0]
[2030,"NonRTO_Midwest_2_MISO_IN","NonRTO_Midwest","MISO_IN","Internal","Summer","B3",75,4450,0,80.48,74.349999999999994,8,0]
[2030,"NonRTO_Midwest_2_TVA_Transmission","NonRTO_Midwest","TVA_Transmission","Internal","Summer","B3",75,2400,0,80.48,79.8,8,0]
[2030,"NYISO_A-F_2_PJM_ROM","NYISO_A-F","PJM_ROM","Internal","Summer","B3",75,1000,1000,65.760000000000005,73.790000000000006,8,0.02]
[2030,"NYISO_J-K_2_NEISO","NYISO_J-K","NEISO","Internal","Summer","B3",75,0.01,0,65.790000000000006,56.8,3,0]
[2030,"PJM_ROR_2_MISO_MO-IL","PJM_ROR","MISO_MO-IL","Internal","Summer","B3",75,1111,0,73.8,74.36,2,0]
[2030,"PJM_ROR_2_MISO_WUMS","PJM_ROR","MISO_WUMS","Internal","Summer","B3",75,1467,0,73.8,71.900000000000006,2,0]
[2030,"PJM_ROM_2_PJM_E","PJM_ROM","PJM_E","Internal","Summer","B3",75,8000,0,73.790000000000006,73.78,0.01,0]
[2030,"SPP_N_2_MISO_MO-IL","SPP_N","MISO_MO-IL","Internal","Summer","B3",75,2000,0,79.41,74.36,5,0]
[2030,"SPP_S_2_SPP_N","SPP_S","SPP_N","Internal","Summer","B3",75,640,640,77.069999999999993,79.41,0.01,2.33]
[2030,"TVA_2_SOCO","TVA","SOCO","Internal","Summer","B3",75,500,0,79.81,83.67,9,0]
[2030,"AZ_NM_SNV_Coal_2_SPP_S","AZ_NM_SNV_Coal","SPP_S","External","Summer","B3",75,400,0,87.3,77.069999999999993,8.17,0]
[2030,"RMPA_2_MAPP_US","RMPA","MAPP_US","External","Summer","B3",75,200,0,78.67,72.400000000000006,8,0]
[2030,"ENT_2_SOCO","ENT","SOCO","Internal","Summer","B4",100,2000,0,80.489999999999995,82.07,8,0]
[2030,"IESO_2_MAPP_CA","IESO","MAPP_CA","Internal","Summer","B4",100,262,262,54.85,64.44,7,2.59]
[2030,"MAPP_CA_2_MAPP_US","MAPP_CA","MAPP_US","Internal","Summer","B4",100,372,220.15,64.44,71.44,7,0]
[2030,"MAPP_US_2_MISO_W","MAPP_US","MISO_W","Internal","Summer","B4",100,2635,0,71.44,75.39,7,0]
[2030,"MARITIMES_2_NEISO","MARITIMES","NEISO","Internal","Summer","B4",100,99999,1400,45.26,45.27,0.01,0]
[2030,"MISO_MI_2_MISO_IN","MISO_MI","MISO_IN","Internal","Summer","B4",100,2045,2045,71.8,72.48,0.01,0.67]
[2030,"MISO_MO-IL_2_MISO_W","MISO_MO-IL","MISO_W","Internal","Summer","B4",100,960,960,72.489999999999995,75.39,0.01,2.88]
[2030,"MISO_W_2_MISO_MO-IL","MISO_W","MISO_MO-IL","Internal","Summer","B4",100,3800,0,75.39,72.489999999999995,0.01,0]
[2030,"MISO_WUMS_2_PJM_ROR","MISO_WUMS","PJM_ROR","Internal","Summer","B4",100,1600,587.15,71.8,73.8,2,0]
[2030,"NEISO_2_NYISO_A-F","NEISO","NYISO_A-F","Internal","Summer","B4",100,600,600,45.27,61.85,3,13.58]
[2030,"NYISO_A-F_2_IESO","NYISO_A-F","IESO","Internal","Summer","B4",100,1600,0,61.85,54.85,7,0]
[2030,"NYISO_G-I_2_NYISO_A-F","NYISO_G-I","NYISO_A-F","Internal","Summer","B4",100,1999,0,61.86,61.85,0.01,0]
[2030,"NYISO_J-K_2_PJM_E","NYISO_J-K","PJM_E","Internal","Summer","B4",100,0.01,0,61.87,73.78,8,3.91]
[2030,"PJM_E_2_NYISO_J-K","PJM_E","NYISO_J-K","Internal","Summer","B4",100,330,0,73.78,61.87,6,0]
[2030,"PJM_ROR_2_TVA_Transmission","PJM_ROR","TVA_Transmission","Internal","Summer","B4",100,2500,0,73.8,79.13,6,0]
[2030,"SOCO_2_FRCC","SOCO","FRCC","Internal","Summer","B4",100,3700,0,82.07,89.81,10,0]
[2030,"SPP_N_2_MISO_W","SPP_N","MISO_W","Internal","Summer","B4",100,750,0,79.41,75.39,5,0]
[2030,"SPP_N_2_NE","SPP_N","NE","Internal","Summer","B4",100,330,0,79.41,78.44,0.01,0]
[2030,"TVA_2_SOCO","TVA","SOCO","Internal","Summer","B4",100,500,0,78.63,82.07,9,0]
[2030,"VACAR_2_SOCO","VACAR","SOCO","Internal","Summer","B4",100,3000,0,83.9,82.07,7,0]
[2030,"MAPP_US_2_RMPA","MAPP_US","RMPA","External","Summer","B4",100,200,0,71.44,72.17,8,0]
[2030,"SPP_N_2_RMPA","SPP_N","RMPA","External","Summer","B4",100,210,0,79.41,72.17,5,0]
[2030,"HQ_NEISO_2_NEISO","HQ_NEISO","NEISO","Internal","Summer","B5",200,99999,2920,40.81,40.82,0.01,0]
[2030,"IESO_2_MISO_W","IESO","MISO_W","Internal","Summer","B5",200,140,140,47.54,70.69,7,16.149999999999999]
[2030,"MAPP_US_2_MISO_W","MAPP_US","MISO_W","Internal","Summer","B5",200,2635,0,67.8,70.69,7,0]
[2030,"MISO_IN_2_MISO_MO-IL","MISO_IN","MISO_MO-IL","Internal","Summer","B5",200,5000,683.52,70.67,70.680000000000007,0.01,0]
[2030,"MISO_MO-IL_2_ENT","MISO_MO-IL","ENT","Internal","Summer","B5",200,2540,0,70.680000000000007,74.069999999999993,8,0]
[2030,"MISO_MO-IL_2_PJM_ROR","MISO_MO-IL","PJM_ROR","Internal","Summer","B5",200,1212,0,70.680000000000007,68.680000000000007,2,0]
[2030,"MISO_W_2_NE","MISO_W","NE","Internal","Summer","B5",200,2800,0,70.69,74.8,7,0]
[2030,"MISO_W_2_PJM_ROR","MISO_W","PJM_ROR","Internal","Summer","B5",200,773,0,70.69,68.680000000000007,2,0]
[2030,"NE_2_SPP_N","NE","SPP_N","Internal","Summer","B5",200,1800,1478.37,74.8,74.819999999999993,0.01,0]
[2030,"NEISO_2_NYISO_J-K","NEISO","NYISO_J-K","Internal","Summer","B5",200,430,430,40.82,58.34,3,14.52]
[2030,"NYISO_G-I_2_NYISO_A-F","NYISO_G-I","NYISO_A-F","Internal","Summer","B5",200,1999,0,58.33,54.54,0.01,0]
[2030,"NYISO_G-I_2_PJM_E","NYISO_G-I","PJM_E","Internal","Summer","B5",200,1500,1500,58.33,68.66,8,2.33]
[2030,"PJM_E_2_PJM_ROM","PJM_E","PJM_ROM","Internal","Summer","B5",200,8000,2037,68.66,68.67,0.01,0]
[2030,"PJM_ROR_2_MISO_WUMS","PJM_ROR","MISO_WUMS","Internal","Summer","B5",200,1467,0,68.680000000000007,66.680000000000007,2,0]
[2030,"PJM_ROM_2_NYISO_A-F","PJM_ROM","NYISO_A-F","Internal","Summer","B5",200,2000,0,68.67,54.54,6,0]
[2030,"SPP_N_2_MISO_MO-IL","SPP_N","MISO_MO-IL","Internal","Summer","B5",200,2000,0,74.819999999999993,70.680000000000007,5,0]
[2030,"SPP_N_2_SPP_S","SPP_N","SPP_S","Internal","Summer","B5",200,4000,0,74.819999999999993,67.59,0.01,0]
[2030,"TVA_Transmission_2_NonRTO_Midwest","TVA_Transmission","NonRTO_Midwest","Internal","Summer","B5",200,700,0,74.14,78.67,9,0]
[2030,"AZ_NM_SNV_Coal_2_SPP_S","AZ_NM_SNV_Coal","SPP_S","External","Summer","B5",200,400,0,74.16,67.59,8.17,0]
[2030,"ERCOT_2_SPP_S","ERCOT","SPP_S","External","Summer","B5",200,800,0,68.099999999999994,67.59,8,0]
[2030,"RMPA_2_MAPP_US","RMPA","MAPP_US","External","Summer","B5",200,200,0,66.8,67.8,8,0]
[2030,"HQ_NEISO_2_NEISO","HQ_NEISO","NEISO","Internal","Summer","B6",300,99999,2920,40.81,40.82,0.01,0]
[2030,"HQ_IESO_2_IESO","HQ_IESO","IESO","Internal","Summer","B6",300,99999,400,45.15,45.17,0.01,0]
[2030,"MAPP_CA_2_MAPP_US","MAPP_CA","MAPP_US","Internal","Summer","B6",300,372,372,52.17,60,7,0.83]
[2030,"MARITIMES_2_NEISO","MARITIMES","NEISO","Internal","Summer","B6",300,99999,1400,40.81,40.82,0.01,0]
[2030,"MISO_MI_2_MISO_IN","MISO_MI","MISO_IN","Internal","Summer","B6",300,2045,1515.8,57.66,57.67,0.01,0]
[2030,"MISO_MO-IL_2_MISO_W","MISO_MO-IL","MISO_W","Internal","Summer","B6",300,960,960,57.68,60.01,0.01,2.3199999999999998]
[2030,"MISO_MO-IL_2_TVA_Transmission","MISO_MO-IL","TVA_Transmission","Internal","Summer","B6",300,4000,0,57.68,64.39,8,0]
[2030,"MISO_WUMS_2_MISO_MI","MISO_WUMS","MISO_MI","Internal","Summer","B6",300,99,99,56.65,57.66,0.01,1]
[2030,"NE_2_SPP_N","NE","SPP_N","Internal","Summer","B6",300,1800,1788.61,67,67.010000000000005,0.01,0]
[2030,"NYISO_A-F_2_IESO","NYISO_A-F","IESO","Internal","Summer","B6",300,1600,0,52.17,45.17,7,0]
[2030,"NYISO_G-I_2_NYISO_A-F","NYISO_G-I","NYISO_A-F","Internal","Summer","B6",300,1999,0,58.33,52.17,0.01,0]
[2030,"NYISO_G-I_2_PJM_E","NYISO_G-I","PJM_E","Internal","Summer","B6",300,1500,0,58.33,59.66,8,0]
[2030,"NYISO_J-K_2_PJM_E","NYISO_J-K","PJM_E","Internal","Summer","B6",300,0.01,0,58.34,59.66,8,0]
[2030,"PJM_ROR_2_MISO_MI","PJM_ROR","MISO_MI","Internal","Summer","B6",300,1305,0,59.66,57.66,2,0]
[2030,"PJM_ROR_2_TVA_Transmission","PJM_ROR","TVA_Transmission","Internal","Summer","B6",300,2500,0,59.66,64.39,6,0]
[2030,"SOCO_2_FRCC","SOCO","FRCC","Internal","Summer","B6",300,3700,0,72.66,77.12,10,0]
[2030,"SPP_N_2_NE","SPP_N","NE","Internal","Summer","B6",300,330,0,67.010000000000005,67,0.01,0]
[2030,"TVA_2_VACAR","TVA","VACAR","Internal","Summer","B6",300,150,150,55.66,65.66,9,1]
[2030,"TVA_Transmission_2_TVA","TVA_Transmission","TVA","Internal","Summer","B6",300,99999,0,64.39,55.66,0.01,0]
[2030,"ERCOT_2_SPP_S","ERCOT","SPP_S","External","Summer","B6",300,800,0,68.099999999999994,67.02,8,0]
[2030,"RMPA_2_SPP_N","RMPA","SPP_N","External","Summer","B6",300,210,210,55.77,67.010000000000005,8,3.24]
[2030,"HQ_NEISO_2_NEISO","HQ_NEISO","NEISO","Internal","Summer","B7",400,99999,2920,40.81,40.82,0.01,0]
[2030,"HQ_IESO_2_IESO","HQ_IESO","IESO","Internal","Summer","B7",400,99999,400,40.29,40.299999999999997,0.01,0]
[2030,"MAPP_US_2_MAPP_CA","MAPP_US","MAPP_CA","Internal","Summer","B7",400,165,0,47.3,47.3,7,0]
[2030,"MISO_IN_2_MISO_MO-IL","MISO_IN","MISO_MO-IL","Internal","Summer","B7",400,5000,511.81,47.06,47.07,0.01,0]
[2030,"MISO_MI_2_MISO_WUMS","MISO_MI","MISO_WUMS","Internal","Summer","B7",400,117,0,47.07,46.62,0.01,0]
[2030,"MISO_MI_2_PJM_ROR","MISO_MI","PJM_ROR","Internal","Summer","B7",400,1424,0,47.07,48.62,2,0]
[2030,"MISO_MO-IL_2_TVA_Transmission","MISO_MO-IL","TVA_Transmission","Internal","Summer","B7",400,4000,0,47.07,53.11,8,0]
[2030,"MISO_W_2_NE","MISO_W","NE","Internal","Summer","B7",400,2800,0,47.32,54.3,7,0]
[2030,"MISO_WUMS_2_PJM_ROR","MISO_WUMS","PJM_ROR","Internal","Summer","B7",400,1600,1484.27,46.62,48.62,2,0]
[2030,"NEISO_2_NYISO_G-I","NEISO","NYISO_G-I","Internal","Summer","B7",400,600,600,40.82,47.32,3,3.5]
[2030,"NYISO_A-F_2_NYISO_G-I","NYISO_A-F","NYISO_G-I","Internal","Summer","B7",400,4250,4041.49,47.3,47.32,0.01,0]
[2030,"NYISO_G-I_2_PJM_E","NYISO_G-I","PJM_E","Internal","Summer","B7",400,1500,0,47.32,48.62,8,0]
[2030,"PJM_E_2_PJM_ROM","PJM_E","PJM_ROM","Internal","Summer","B7",400,8000,543.46,48.62,48.63,0.01,0]
[2030,"PJM_ROR_2_MISO_W","PJM_ROR","MISO_W","Internal","Summer","B7",400,709,0,48.62,47.32,2,0]
[2030,"PJM_ROM_2_NYISO_A-F","PJM_ROM","NYISO_A-F","Internal","Summer","B7",400,2000,0,48.63,47.3,6,0]
[2030,"SOCO_2_VACAR","SOCO","VACAR","Internal","Summer","B7",400,2000,0,61.62,54.62,10,0]
[2030,"SPP_S_2_ENT","SPP_S","ENT","Internal","Summer","B7",400,850,0,54.33,53.62,5,0]
[2030,"SPP_S_2_SPP_N","SPP_S","SPP_N","Internal","Summer","B7",400,640,0,54.33,54.32,0.01,0]
[2030,"TVA_2_VACAR","TVA","VACAR","Internal","Summer","B7",400,150,0,48.14,54.62,9,0]
[2030,"VACAR_2_SOCO","VACAR","SOCO","Internal","Summer","B7",400,3000,2292.4299999999998,54.62,61.62,7,0]
[2030,"RMPA_2_SPP_N","RMPA","SPP_N","External","Summer","B7",400,210,0,51.28,54.32,8,0]
[2030,"SPP_S_2_ERCOT","SPP_S","ERCOT","External","Summer","B7",400,800,800,54.33,68.099999999999994,5,8.77]
[2030,"HQ_IESO_2_IESO","HQ_IESO","IESO","Internal","Summer","B8",500,99999,400,37.590000000000003,37.61,0.01,0]
[2030,"MAPP_CA_2_MAPP_US","MAPP_CA","MAPP_US","Internal","Summer","B8",500,372,0,43.96,39.44,7,0]
[2030,"MAPP_US_2_NE","MAPP_US","NE","Internal","Summer","B8",500,2000,1420.47,39.44,46.44,7,0]
[2030,"MISO_IN_2_MISO_MO-IL","MISO_IN","MISO_MO-IL","Internal","Summer","B8",500,5000,0,44,43.98,0.01,0]
[2030,"MISO_MO-IL_2_MISO_IN","MISO_MO-IL","MISO_IN","Internal","Summer","B8",500,2100,1595.76,43.98,44,0.01,0]
[2030,"MISO_W_2_MAPP_CA","MISO_W","MAPP_CA","Internal","Summer","B8",500,700,0,43.97,43.96,0.01,0]
[2030,"MISO_W_2_SPP_N","MISO_W","SPP_N","Internal","Summer","B8",500,3200,0,43.97,48.57,7,0]
[2030,"NE_2_SPP_N","NE","SPP_N","Internal","Summer","B8",500,1800,1800,46.44,48.57,0.01,2.12]
[2030,"NEISO_2_NYISO_A-F","NEISO","NYISO_A-F","Internal","Summer","B8",500,600,600,40.82,45.88,3,2.0699999999999998]
[2030,"NYISO_A-F_2_NYISO_G-I","NYISO_A-F","NYISO_G-I","Internal","Summer","B8",500,4250,3726.76,45.88,45.89,0.01,0]
[2030,"NYISO_G-I_2_NEISO","NYISO_G-I","NEISO","Internal","Summer","B8",500,600,0,45.89,40.82,3,0]
[2030,"NYISO_J-K_2_PJM_E","NYISO_J-K","PJM_E","Internal","Summer","B8",500,0.01,0,45.91,45.9,8,0]
[2030,"PJM_ROR_2_MISO_MI","PJM_ROR","MISO_MI","Internal","Summer","B8",500,1305,0,45.88,44.01,2,0]
[2030,"PJM_ROR_2_PJM_ROM","PJM_ROR","PJM_ROM","Internal","Summer","B8",500,8000,3105.43,45.88,45.89,0.01,0]
[2030,"SOCO_2_VACAR","SOCO","VACAR","Internal","Summer","B8",500,2000,0,50.38,49.86,10,0]
[2030,"SPP_N_2_MISO_W","SPP_N","MISO_W","Internal","Summer","B8",500,750,0,48.57,43.97,5,0]
[2030,"TVA_2_NonRTO_Midwest","TVA","NonRTO_Midwest","Internal","Summer","B8",500,100,0,48.14,44.13,9,0]
[2030,"TVA_Transmission_2_SOCO","TVA_Transmission","SOCO","Internal","Summer","B8",500,3200,0,49.25,50.38,9,0]
[2030,"ERCOT_2_SPP_S","ERCOT","SPP_S","External","Summer","B8",500,800,0,50.77,48.58,8,0]
[2030,"RMPA_2_SPP_N","RMPA","SPP_N","External","Summer","B8",500,210,0,51.28,48.57,8,0]
[2030,"SPP_S_2_ERCOT","SPP_S","ERCOT","External","Summer","B8",500,800,0,48.58,50.77,5,0]
[2030,"HQ_NEISO_2_NEISO","HQ_NEISO","NEISO","Internal","Summer","B9",800,99999,2920,40.81,40.82,0.01,0]
[2030,"MAPP_CA_2_MAPP_US","MAPP_CA","MAPP_US","Internal","Summer","B9",800,372,0,42.71,39.44,7,0]
[2030,"MAPP_CA_2_MISO_W","MAPP_CA","MISO_W","Internal","Summer","B9",800,1970,0,42.71,42.7,0.01,0]
[2030,"MISO_IN_2_MISO_MO-IL","MISO_IN","MISO_MO-IL","Internal","Summer","B9",800,5000,0,42.7,42.69,0.01,0]
[2030,"MISO_MO-IL_2_ENT","MISO_MO-IL","ENT","Internal","Summer","B9",800,2540,0,42.69,48.23,8,0]
[2030,"MISO_MO-IL_2_PJM_ROR","MISO_MO-IL","PJM_ROR","Internal","Summer","B9",800,1212,0,42.69,43.74,2,0]
[2030,"MISO_W_2_NE","MISO_W","NE","Internal","Summer","B9",800,2800,0,42.7,46.44,7,0]
[2030,"MISO_WUMS_2_MISO_W","MISO_WUMS","MISO_W","Internal","Summer","B9",800,1137,284.27999999999997,42.69,42.7,0.01,0]
[2030,"NEISO_2_NYISO_J-K","NEISO","NYISO_J-K","Internal","Summer","B9",800,430,430,40.82,44.63,3,0.81]
[2030,"NYISO_A-F_2_NYISO_G-I","NYISO_A-F","NYISO_G-I","Internal","Summer","B9",800,4250,2495.13,44.61,44.62,0.01,0]
[2030,"NYISO_G-I_2_NEISO","NYISO_G-I","NEISO","Internal","Summer","B9",800,600,0,44.62,40.82,3,0]
[2030,"PJM_E_2_NYISO_J-K","PJM_E","NYISO_J-K","Internal","Summer","B9",800,330,0,43.76,44.63,6,0]
[2030,"PJM_ROR_2_MISO_MI","PJM_ROR","MISO_MI","Internal","Summer","B9",800,1305,0,43.74,42.71,2,0]
[2030,"PJM_ROR_2_VACAR","PJM_ROR","VACAR","Internal","Summer","B9",800,3000,0,43.74,47.46,6,0]
[2030,"PJM_ROM_2_NYISO_A-F","PJM_ROM","NYISO_A-F","Internal","Summer","B9",800,2000,0,43.75,44.61,6,0]
[2030,"SPP_N_2_MISO_MO-IL","SPP_N","MISO_MO-IL","Internal","Summer","B9",800,2000,0,46.45,42.69,5,0]
[2030,"SPP_S_2_ENT","SPP_S","ENT","Internal","Summer","B9",800,850,0,46.46,48.23,5,0]
[2030,"TVA_2_VACAR","TVA","VACAR","Internal","Summer","B9",800,150,0,46.28,47.46,9,0]
[2030,"TVA_Transmission_2_VACAR","TVA_Transmission","VACAR","Internal","Summer","B9",800,900,0,47.6,47.46,9,0]
[2030,"NWPP_Coal_2_MAPP_US","NWPP_Coal","MAPP_US","External","Summer","B9",800,150,0,58.64,39.44,8,0]
[2030,"SPP_S_2_ERCOT","SPP_S","ERCOT","External","Summer","B9",800,800,0,46.46,46.56,5,0]
[2035,"HQ_IESO_2_IESO","HQ_IESO","IESO","Internal","Summer","B1",10,99999,400,89.61,89.62,0.01,0]
[2035,"MAPP_CA_2_IESO","MAPP_CA","IESO","Internal","Summer","B1",10,330,95.19,81.62,89.62,8,0]
[2035,"MAPP_US_2_MAPP_CA","MAPP_US","MAPP_CA","Internal","Summer","B1",10,165,0,83.62,81.62,7,0]
[2035,"MISO_IN_2_PJM_ROR","MISO_IN","PJM_ROR","Internal","Summer","B1",10,992,991.98,90.62,92.63,2,0.01]
[2035,"MISO_MO-IL_2_MISO_IN","MISO_MO-IL","MISO_IN","Internal","Summer","B1",10,2100,0.01,90.63,90.62,0.01,0]
[2035,"MISO_MO-IL_2_MISO_W","MISO_MO-IL","MISO_W","Internal","Summer","B1",10,960,0.01,90.63,90.62,0.01,0]
[2035,"MISO_W_2_MAPP_CA","MISO_W","MAPP_CA","Internal","Summer","B1",10,700,0,90.62,81.62,0.01,0]
[2035,"MISO_W_2_SPP_N","MISO_W","SPP_N","Internal","Summer","B1",10,3200,0,90.62,90.63,7,0]
[2035,"NEISO_2_NYISO_J-K","NEISO","NYISO_J-K","Internal","Summer","B1",10,430,0,99.62,96.65,3,0]
[2035,"NonRTO_Midwest_2_TVA_Transmission","NonRTO_Midwest","TVA_Transmission","Internal","Summer","B1",10,2400,0,88.93,96.22,8,0]
[2035,"NYISO_G-I_2_NEISO","NYISO_G-I","NEISO","Internal","Summer","B1",10,600,0.02,96.63,99.62,3,0]
[2035,"NYISO_J-K_2_NYISO_G-I","NYISO_J-K","NYISO_G-I","Internal","Summer","B1",10,1999,0.01,96.65,96.63,0.01,0]
[2035,"PJM_ROR_2_MISO_IN","PJM_ROR","MISO_IN","Internal","Summer","B1",10,909,0,92.63,90.62,2,0]
[2035,"PJM_ROR_2_MISO_W","PJM_ROR","MISO_W","Internal","Summer","B1",10,709,0,92.63,90.62,2,0]
[2035,"PJM_ROM_2_PJM_ROR","PJM_ROM","PJM_ROR","Internal","Summer","B1",10,8000,0,104.62,92.63,0.01,0]
[2035,"SPP_N_2_MISO_W","SPP_N","MISO_W","Internal","Summer","B1",10,750,0,90.63,90.62,5,0]
[2035,"TVA_2_ENT","TVA","ENT","Internal","Summer","B1",10,500,0,95.85,89.32,9,0]
[2035,"TVA_Transmission_2_SOCO","TVA_Transmission","SOCO","Internal","Summer","B1",10,3200,0,96.22,97.32,9,0]
[2035,"TVA_Transmission_2_VACAR","TVA_Transmission","VACAR","Internal","Summer","B1",10,900,0,96.22,98.63,9,0]
[2035,"ERCOT_2_SPP_S","ERCOT","SPP_S","External","Summer","B1",10,800,0,88.33,73.569999999999993,8,0]
[2035,"RMPA_2_NE","RMPA","NE","External","Summer","B1",10,310,0,86.76,90.62,8,0]
[2035,"ENT_2_TVA_Transmission","ENT","TVA_Transmission","Internal","Summer","B10",1262,2100,0,51.9,48.2,8,0]
[2035,"IESO_2_MISO_MI","IESO","MISO_MI","Internal","Summer","B10",1262,1840,0,43.92,45.17,7,0]
[2035,"MAPP_CA_2_MISO_W","MAPP_CA","MISO_W","Internal","Summer","B10",1262,1970,0,48.6,44.05,0.01,0]
[2035,"MISO_IN_2_NonRTO_Midwest","MISO_IN","NonRTO_Midwest","Internal","Summer","B10",1262,4800,0,45.16,40.200000000000003,8,0]
[2035,"MISO_MI_2_MISO_WUMS","MISO_MI","MISO_WUMS","Internal","Summer","B10",1262,117,0,45.17,44.93,0.01,0]
[2035,"MISO_MO-IL_2_PJM_ROR","MISO_MO-IL","PJM_ROR","Internal","Summer","B10",1262,1212,0,44.04,44.9,2,0]
[2035,"MISO_W_2_MISO_WUMS","MISO_W","MISO_WUMS","Internal","Summer","B10",1262,1629,1629,44.05,44.93,0.01,0.87]
[2035,"MISO_WUMS_2_MISO_W","MISO_WUMS","MISO_W","Internal","Summer","B10",1262,1137,0,44.93,44.05,0.01,0]
[2035,"NE_2_MISO_W","NE","MISO_W","Internal","Summer","B10",1262,1600,0,44.85,44.05,5,0]
[2035,"NYISO_A-F_2_NEISO","NYISO_A-F","NEISO","Internal","Summer","B10",1262,600,0,46.08,42.77,3,0]
[2035,"NYISO_G-I_2_NYISO_J-K","NYISO_G-I","NYISO_J-K","Internal","Summer","B10",1262,6130,3442.27,46.07,46.08,0.01,0]
[2035,"NYISO_J-K_2_PJM_E","NYISO_J-K","PJM_E","Internal","Summer","B10",1262,0.01,0,46.08,44.93,8,0]
[2035,"PJM_E_2_NYISO_G-I","PJM_E","NYISO_G-I","Internal","Summer","B10",1262,500,0,44.93,46.07,6,0]
[2035,"PJM_ROR_2_MISO_W","PJM_ROR","MISO_W","Internal","Summer","B10",1262,709,0,44.9,44.05,2,0]
[2035,"PJM_ROM_2_PJM_E","PJM_ROM","PJM_E","Internal","Summer","B10",1262,8000,2880.72,44.92,44.93,0.01,0]
[2035,"SOCO_2_VACAR","SOCO","VACAR","Internal","Summer","B10",1262,2000,0,54.18,51.32,10,0]
[2035,"SPP_N_2_NE","SPP_N","NE","Internal","Summer","B10",1262,330,0,46.9,44.85,0.01,0]
[2035,"TVA_2_SOCO","TVA","SOCO","Internal","Summer","B10",1262,500,0,48.22,54.18,9,0]
[2035,"TVA_Transmission_2_VACAR","TVA_Transmission","VACAR","Internal","Summer","B10",1262,900,0,48.2,51.32,9,0]
[2035,"NWPP_Coal_2_MAPP_US","NWPP_Coal","MAPP_US","External","Summer","B10",1262,150,0,64.239999999999995,37.85,8,0]
[2035,"SPP_N_2_RMPA","SPP_N","RMPA","External","Summer","B10",1262,210,0,46.9,49.05,5,0]
[2035,"HQ_IESO_2_IESO","HQ_IESO","IESO","Internal","Shoulder","B11",25,99999,400,48.5,48.51,0.01,0]
[2035,"IESO_2_MISO_W","IESO","MISO_W","Internal","Shoulder","B11",25,140,140,48.51,78.16,7,22.65]
[2035,"MAPP_US_2_MISO_W","MAPP_US","MISO_W","Internal","Shoulder","B11",25,2635,0,78.150000000000006,78.16,7,0]
[2035,"MAPP_US_2_NE","MAPP_US","NE","Internal","Shoulder","B11",25,2000,1944.21,78.150000000000006,85.15,7,0]
[2035,"MISO_MI_2_MISO_IN","MISO_MI","MISO_IN","Internal","Shoulder","B11",25,2045,1560.16,77.14,77.150000000000006,0.01,0]
[2035,"MISO_MO-IL_2_ENT","MISO_MO-IL","ENT","Internal","Shoulder","B11",25,2540,0,77.16,79.63,8,0]
[2035,"MISO_W_2_MISO_WUMS","MISO_W","MISO_WUMS","Internal","Shoulder","B11",25,1629,0,78.16,74.63,0.01,0]
[2035,"MISO_W_2_PJM_ROR","MISO_W","PJM_ROR","Internal","Shoulder","B11",25,773,0,78.16,72.63,2,0]
[2035,"NE_2_SPP_N","NE","SPP_N","Internal","Shoulder","B11",25,1800,1745.77,85.15,85.16,0.01,0]
[2035,"NonRTO_Midwest_2_TVA_Transmission","NonRTO_Midwest","TVA_Transmission","Internal","Shoulder","B11",25,2400,0,85.15,78.63,8,0]
[2035,"NYISO_A-F_2_PJM_ROM","NYISO_A-F","PJM_ROM","Internal","Shoulder","B11",25,1000,1000,59.06,72.62,8,5.56]
[2035,"NYISO_J-K_2_NYISO_G-I","NYISO_J-K","NYISO_G-I","Internal","Shoulder","B11",25,1999,0,66.67,59.07,0.01,0]
[2035,"PJM_E_2_NYISO_J-K","PJM_E","NYISO_J-K","Internal","Shoulder","B11",25,330,0,72.61,66.67,6,0]
[2035,"PJM_ROR_2_PJM_ROM","PJM_ROR","PJM_ROM","Internal","Shoulder","B11",25,8000,0,72.63,72.62,0.01,0]
[2035,"PJM_ROM_2_PJM_E","PJM_ROM","PJM_E","Internal","Shoulder","B11",25,8000,0,72.62,72.61,0.01,0]
[2035,"SPP_N_2_MISO_MO-IL","SPP_N","MISO_MO-IL","Internal","Shoulder","B11",25,2000,0,85.16,77.16,5,0]
[2035,"SPP_N_2_MISO_W","SPP_N","MISO_W","Internal","Shoulder","B11",25,750,0,85.16,78.16,5,0]
[2035,"TVA_2_SOCO","TVA","SOCO","Internal","Shoulder","B11",25,500,500,73.709999999999994,87.63,9,4.92]
[2035,"TVA_Transmission_2_NonRTO_Midwest","TVA_Transmission","NonRTO_Midwest","Internal","Shoulder","B11",25,700,0,78.63,85.15,9,0]
[2035,"ERCOT_2_SPP_S","ERCOT","SPP_S","External","Shoulder","B11",25,800,0,78.16,73.16,8,0]
[2035,"RMPA_2_NE","RMPA","NE","External","Shoulder","B11",25,310,310,59.27,85.15,8,17.88]
[2035,"ENT_2_TVA_Transmission","ENT","TVA_Transmission","Internal","Shoulder","B12",200,2100,0,55.85,62.66,8,0]
[2035,"IESO_2_MISO_MI","IESO","MISO_MI","Internal","Shoulder","B12",200,1840,1840,48.93,62.17,7,6.24]
[2035,"MAPP_CA_2_IESO","MAPP_CA","IESO","Internal","Shoulder","B12",200,330,0,61.49,48.93,8,0]
[2035,"MISO_IN_2_MISO_MI","MISO_IN","MISO_MI","Internal","Shoulder","B12",200,5000,1862.83,62.15,62.17,0.01,0]
[2035,"MISO_MI_2_MISO_IN","MISO_MI","MISO_IN","Internal","Shoulder","B12",200,2045,0,62.17,62.15,0.01,0]
[2035,"MISO_MO-IL_2_PJM_ROR","MISO_MO-IL","PJM_ROR","Internal","Shoulder","B12",200,1212,0,62.14,63.94,2,0]
[2035,"MISO_W_2_MISO_WUMS","MISO_W","MISO_WUMS","Internal","Shoulder","B12",200,1629,0,62.13,62.12,0.01,0]
[2035,"MISO_W_2_PJM_ROR","MISO_W","PJM_ROR","Internal","Shoulder","B12",200,773,0,62.13,63.94,2,0]
[2035,"MISO_WUMS_2_MISO_W","MISO_WUMS","MISO_W","Internal","Shoulder","B12",200,1137,423.5,62.12,62.13,0.01,0]
[2035,"NEISO_2_NYISO_G-I","NEISO","NYISO_G-I","Internal","Shoulder","B12",200,600,600,46.31,55.94,3,6.63]
[2035,"NYISO_A-F_2_NEISO","NYISO_A-F","NEISO","Internal","Shoulder","B12",200,600,0,55.93,46.31,3,0]
[2035,"NYISO_G-I_2_NYISO_J-K","NYISO_G-I","NYISO_J-K","Internal","Shoulder","B12",200,6130,6090.25,55.94,55.95,0.01,0]
[2035,"PJM_E_2_NYISO_J-K","PJM_E","NYISO_J-K","Internal","Shoulder","B12",200,330,0,63.94,55.95,6,0]
[2035,"PJM_ROR_2_MISO_MO-IL","PJM_ROR","MISO_MO-IL","Internal","Shoulder","B12",200,1111,0,63.94,62.14,2,0]
[2035,"PJM_ROR_2_VACAR","PJM_ROR","VACAR","Internal","Shoulder","B12",200,3000,0,63.94,66.42,6,0]
[2035,"SOCO_2_FRCC","SOCO","FRCC","Internal","Shoulder","B12",200,3700,0,57.56,63.63,10,0]
[2035,"SPP_N_2_SPP_S","SPP_N","SPP_S","Internal","Shoulder","B12",200,4000,0,62.14,53.52,0.01,0]
[2035,"TVA_2_SOCO","TVA","SOCO","Internal","Shoulder","B12",200,500,0,57.42,57.56,9,0]
[2035,"TVA_Transmission_2_NonRTO_Midwest","TVA_Transmission","NonRTO_Midwest","Internal","Shoulder","B12",200,700,0,62.66,70.150000000000006,9,0]
[2035,"NE_2_RMPA","NE","RMPA","External","Shoulder","B12",200,310,0,62.13,59.27,5,0]
[2035,"RMPA_2_NE","RMPA","NE","External","Shoulder","B12",200,310,0,59.27,62.13,8,0]
[2035,"SPP_N_2_RMPA","SPP_N","RMPA","External","Shoulder","B12",200,210,0,62.14,59.27,5,0]
[2035,"HQ_NY_2_NYISO_A-F","HQ_NY","NYISO_A-F","Internal","Shoulder","B13",600,99999,1000,49.88,49.89,0.01,0]
[2035,"MAPP_CA_2_IESO","MAPP_CA","IESO","Internal","Shoulder","B13",600,330,0,53.95,46.72,8,0]
[2035,"MAPP_US_2_MISO_W","MAPP_US","MISO_W","Internal","Shoulder","B13",600,2635,0,48.29,53.96,7,0]
[2035,"MISO_IN_2_NonRTO_Midwest","MISO_IN","NonRTO_Midwest","Internal","Shoulder","B13",600,4800,0,53.93,58.41,8,0]
[2035,"MISO_MI_2_PJM_ROR","MISO_MI","PJM_ROR","Internal","Shoulder","B13",600,1424,0,53.95,53.23,2,0]
[2035,"MISO_MO-IL_2_TVA_Transmission","MISO_MO-IL","TVA_Transmission","Internal","Shoulder","B13",600,4000,0,53.95,56.67,8,0]
[2035,"MISO_W_2_PJM_ROR","MISO_W","PJM_ROR","Internal","Shoulder","B13",600,773,0,53.96,53.23,2,0]
[2035,"NE_2_SPP_N","NE","SPP_N","Internal","Shoulder","B13",600,1800,158.26,55.29,55.3,0.01,0]
[2035,"NonRTO_Midwest_2_MISO_IN","NonRTO_Midwest","MISO_IN","Internal","Shoulder","B13",600,4450,0,58.41,53.93,8,0]
[2035,"NYISO_A-F_2_NEISO","NYISO_A-F","NEISO","Internal","Shoulder","B13",600,600,0,49.89,46.31,3,0]
[2035,"NYISO_J-K_2_NEISO","NYISO_J-K","NEISO","Internal","Shoulder","B13",600,0.01,0,50.01,46.31,3,0]
[2035,"PJM_E_2_PJM_ROM","PJM_E","PJM_ROM","Internal","Shoulder","B13",600,8000,713.27,53.23,53.24,0.01,0]
[2035,"PJM_ROR_2_MISO_IN","PJM_ROR","MISO_IN","Internal","Shoulder","B13",600,909,0,53.23,53.93,2,0]
[2035,"PJM_ROR_2_MISO_WUMS","PJM_ROR","MISO_WUMS","Internal","Shoulder","B13",600,1467,0,53.23,53.95,2,0]
[2035,"PJM_ROM_2_PJM_E","PJM_ROM","PJM_E","Internal","Shoulder","B13",600,8000,0,53.24,53.23,0.01,0]
[2035,"SPP_N_2_SPP_S","SPP_N","SPP_S","Internal","Shoulder","B13",600,4000,0,55.3,53.4,0.01,0]
[2035,"SPP_S_2_SPP_N","SPP_S","SPP_N","Internal","Shoulder","B13",600,640,640,53.4,55.3,0.01,1.89]
[2035,"TVA_Transmission_2_NonRTO_Midwest","TVA_Transmission","NonRTO_Midwest","Internal","Shoulder","B13",600,700,0,56.67,58.41,9,0]
[2035,"AZ_NM_SNV_Coal_2_SPP_S","AZ_NM_SNV_Coal","SPP_S","External","Shoulder","B13",600,400,0,64.25,53.4,8.17,0]
[2035,"RMPA_2_MAPP_US","RMPA","MAPP_US","External","Shoulder","B13",600,200,0,58.51,48.29,8,0]
[2035,"SPP_N_2_RMPA","SPP_N","RMPA","External","Shoulder","B13",600,210,0,55.3,58.51,5,0]
[2035,"IESO_2_MAPP_CA","IESO","MAPP_CA","Internal","Shoulder","B14",900,262,0,46.72,53.7,7,0]
[2035,"MAPP_CA_2_MAPP_US","MAPP_CA","MAPP_US","Internal","Shoulder","B14",900,372,0,53.7,48.29,7,0]
[2035,"MARITIMES_2_NEISO","MARITIMES","NEISO","Internal","Shoulder","B14",900,99999,1400,46.3,46.31,0.01,0]
[2035,"MISO_MI_2_MISO_IN","MISO_MI","MISO_IN","Internal","Shoulder","B14",900,2045,0,53.72,53.71,0.01,0]
[2035,"MISO_MI_2_MISO_WUMS","MISO_MI","MISO_WUMS","Internal","Shoulder","B14",900,117,0,53.72,51.87,0.01,0]
[2035,"MISO_MO-IL_2_TVA_Transmission","MISO_MO-IL","TVA_Transmission","Internal","Shoulder","B14",900,4000,0,53.7,56.12,8,0]
[2035,"MISO_W_2_MISO_MO-IL","MISO_W","MISO_MO-IL","Internal","Shoulder","B14",900,3800,0,53.71,53.7,0.01,0]
[2035,"MISO_WUMS_2_MISO_MI","MISO_WUMS","MISO_MI","Internal","Shoulder","B14",900,99,99,51.87,53.72,0.01,1.84]
[2035,"NEISO_2_NYISO_A-F","NEISO","NYISO_A-F","Internal","Shoulder","B14",900,600,600,46.31,49.65,3,0.34]
[2035,"NYISO_A-F_2_IESO","NYISO_A-F","IESO","Internal","Shoulder","B14",900,1600,0,49.65,46.72,7,0]
[2035,"NYISO_G-I_2_PJM_E","NYISO_G-I","PJM_E","Internal","Shoulder","B14",900,1500,0,49.67,53.22,8,0]
[2035,"NYISO_J-K_2_PJM_E","NYISO_J-K","PJM_E","Internal","Shoulder","B14",900,0.01,0,49.68,53.22,8,0]
[2035,"PJM_ROR_2_MISO_MO-IL","PJM_ROR","MISO_MO-IL","Internal","Shoulder","B14",900,1111,0,53.2,53.7,2,0]
[2035,"PJM_ROR_2_TVA_Transmission","PJM_ROR","TVA_Transmission","Internal","Shoulder","B14",900,2500,0,53.2,56.12,6,0]
[2035,"SOCO_2_FRCC","SOCO","FRCC","Internal","Shoulder","B14",900,3700,0,55.72,60.99,10,0]
[2035,"SPP_N_2_ENT","SPP_N","ENT","Internal","Shoulder","B14",900,1800,0,53.52,55.45,5,0]
[2035,"TVA_2_NonRTO_Midwest","TVA","NonRTO_Midwest","Internal","Shoulder","B14",900,100,0,55.04,50.47,9,0]
[2035,"TVA_2_SOCO","TVA","SOCO","Internal","Shoulder","B14",900,500,0,55.04,55.72,9,0]
[2035,"ERCOT_2_SPP_S","ERCOT","SPP_S","External","Shoulder","B14",900,800,0,53.32,50.45,8,0]
[2035,"MAPP_US_2_RMPA","MAPP_US","RMPA","External","Shoulder","B14",900,200,200,48.29,58.51,8,2.23]
[2035,"SPP_N_2_RMPA","SPP_N","RMPA","External","Shoulder","B14",900,210,0,53.52,58.51,5,0]
[2035,"HQ_IESO_2_IESO","HQ_IESO","IESO","Internal","Shoulder","B15",1203,99999,75.48,46.71,46.72,0.01,0]
[2035,"IESO_2_MISO_W","IESO","MISO_W","Internal","Shoulder","B15",1203,140,0,46.72,47.79,7,0]
[2035,"MAPP_US_2_MISO_W","MAPP_US","MISO_W","Internal","Shoulder","B15",1203,2635,0,46.7,47.79,7,0]
[2035,"MISO_IN_2_MISO_MO-IL","MISO_IN","MISO_MO-IL","Internal","Shoulder","B15",1203,5000,0,46.63,46.62,0.01,0]
[2035,"MISO_MO-IL_2_ENT","MISO_MO-IL","ENT","Internal","Shoulder","B15",1203,2540,0,46.62,53.61,8,0]
[2035,"MISO_MO-IL_2_TVA_Transmission","MISO_MO-IL","TVA_Transmission","Internal","Shoulder","B15",1203,4000,0,46.62,53.49,8,0]
[2035,"MISO_W_2_NE","MISO_W","NE","Internal","Shoulder","B15",1203,2800,0,47.79,49.7,7,0]
[2035,"NE_2_MISO_W","NE","MISO_W","Internal","Shoulder","B15",1203,1600,0,49.7,47.79,5,0]
[2035,"NEISO_2_NYISO_G-I","NEISO","NYISO_G-I","Internal","Shoulder","B15",1203,600,296.92,46.31,49.31,3,0]
[2035,"NYISO_A-F_2_NYISO_G-I","NYISO_A-F","NYISO_G-I","Internal","Shoulder","B15",1203,4250,0,49.32,49.31,0.01,0]
[2035,"NYISO_A-F_2_PJM_ROM","NYISO_A-F","PJM_ROM","Internal","Shoulder","B15",1203,1000,0,49.32,47.5,8,0]
[2035,"NYISO_J-K_2_NYISO_G-I","NYISO_J-K","NYISO_G-I","Internal","Shoulder","B15",1203,1999,0,49.32,49.31,0.01,0]
[2035,"PJM_E_2_PJM_ROM","PJM_E","PJM_ROM","Internal","Shoulder","B15",1203,8000,0,47.51,47.5,0.01,0]
[2035,"PJM_ROR_2_TVA_Transmission","PJM_ROR","TVA_Transmission","Internal","Shoulder","B15",1203,2500,722.35,47.49,53.49,6,0]
[2035,"PJM_ROM_2_NYISO_A-F","PJM_ROM","NYISO_A-F","Internal","Shoulder","B15",1203,2000,0,47.5,49.32,6,0]
[2035,"SPP_N_2_MISO_MO-IL","SPP_N","MISO_MO-IL","Internal","Shoulder","B15",1203,2000,0,49.71,46.62,5,0]
[2035,"SPP_S_2_SPP_N","SPP_S","SPP_N","Internal","Shoulder","B15",1203,640,640,48.61,49.71,0.01,1.0900000000000001]
[2035,"TVA_Transmission_2_NonRTO_Midwest","TVA_Transmission","NonRTO_Midwest","Internal","Shoulder","B15",1203,700,0,53.49,45.49,9,0]
[2035,"AZ_NM_SNV_Coal_2_SPP_S","AZ_NM_SNV_Coal","SPP_S","External","Shoulder","B15",1203,400,0,56.07,48.61,8.17,0]
[2035,"NE_2_RMPA","NE","RMPA","External","Shoulder","B15",1203,310,213.25,49.7,54.7,5,0]
[2035,"ENT_2_SOCO","ENT","SOCO","Internal","Winter","B16",25,2000,1341.78,76.959999999999994,84.96,8,0]
[2035,"IESO_2_MAPP_CA","IESO","MAPP_CA","Internal","Winter","B16",25,262,262,64.849999999999994,77.81,7,5.96]
[2035,"IESO_2_MISO_MI","IESO","MISO_MI","Internal","Winter","B16",25,1840,1840,64.849999999999994,77.83,7,5.99]
[2035,"MAPP_CA_2_MAPP_US","MAPP_CA","MAPP_US","Internal","Winter","B16",25,372,0,77.81,70.819999999999993,7,0]
[2035,"MISO_IN_2_MISO_MO-IL","MISO_IN","MISO_MO-IL","Internal","Winter","B16",25,5000,0,77.849999999999994,77.83,0.01,0]
[2035,"MISO_MI_2_MISO_IN","MISO_MI","MISO_IN","Internal","Winter","B16",25,2045,126.13,77.83,77.849999999999994,0.01,0]
[2035,"MISO_MO-IL_2_MISO_W","MISO_MO-IL","MISO_W","Internal","Winter","B16",25,960,0,77.83,77.819999999999993,0.01,0]
[2035,"MISO_W_2_MISO_MO-IL","MISO_W","MISO_MO-IL","Internal","Winter","B16",25,3800,722.43,77.819999999999993,77.83,0.01,0]
[2035,"MISO_WUMS_2_MISO_MI","MISO_WUMS","MISO_MI","Internal","Winter","B16",25,99,0,77.83,77.83,0.01,0]
[2035,"NEISO_2_NYISO_A-F","NEISO","NYISO_A-F","Internal","Winter","B16",25,600,600,57.22,71.849999999999994,3,11.62]
[2035,"NonRTO_Midwest_2_MISO_IN","NonRTO_Midwest","MISO_IN","Internal","Winter","B16",25,4450,0,85.85,77.849999999999994,8,0]
[2035,"NYISO_G-I_2_NYISO_A-F","NYISO_G-I","NYISO_A-F","Internal","Winter","B16",25,1999,0,71.86,71.849999999999994,0.01,0]
[2035,"NYISO_J-K_2_NYISO_G-I","NYISO_J-K","NYISO_G-I","Internal","Winter","B16",25,1999,0,85.06,71.86,0.01,0]
[2035,"PJM_ROR_2_MISO_MI","PJM_ROR","MISO_MI","Internal","Winter","B16",25,1305,0,79.83,77.83,2,0]
[2035,"PJM_ROR_2_TVA_Transmission","PJM_ROR","TVA_Transmission","Internal","Winter","B16",25,2500,0,79.83,84.96,6,0]
[2035,"PJM_ROM_2_NYISO_A-F","PJM_ROM","NYISO_A-F","Internal","Winter","B16",25,2000,0,79.849999999999994,71.849999999999994,6,0]
[2035,"SOCO_2_FRCC","SOCO","FRCC","Internal","Winter","B16",25,3700,0,84.96,91.66,10,0]
[2035,"SPP_N_2_NE","SPP_N","NE","Internal","Winter","B16",25,330,0,77.83,77.819999999999993,0.01,0]
[2035,"TVA_2_NonRTO_Midwest","TVA","NonRTO_Midwest","Internal","Winter","B16",25,100,100,75.959999999999994,85.85,9,0.88]
[2035,"TVA_Transmission_2_TVA","TVA_Transmission","TVA","Internal","Winter","B16",25,99999,0,84.96,75.959999999999994,0.01,0]
[2035,"MAPP_US_2_RMPA","MAPP_US","RMPA","External","Winter","B16",25,200,0,70.819999999999993,71.38,8,0]
[2035,"SPP_S_2_ERCOT","SPP_S","ERCOT","External","Winter","B16",25,800,763.56,57.13,62.13,5,0]
[2035,"HQ_NEISO_2_NEISO","HQ_NEISO","NEISO","Internal","Winter","B17",100,99999,2920,57.21,57.22,0.01,0]
[2035,"IESO_2_MISO_MI","IESO","MISO_MI","Internal","Winter","B17",100,1840,1840,50.96,63.96,7,6]
[2035,"MAPP_US_2_MAPP_CA","MAPP_US","MAPP_CA","Internal","Winter","B17",100,165,0,56.93,63.91,7,0]
[2035,"MISO_IN_2_MISO_MO-IL","MISO_IN","MISO_MO-IL","Internal","Winter","B17",100,5000,0,63.95,63.94,0.01,0]
[2035,"MISO_IN_2_PJM_ROR","MISO_IN","PJM_ROR","Internal","Winter","B17",100,992,343.12,63.95,65.95,2,0]
[2035,"MISO_MO-IL_2_SPP_N","MISO_MO-IL","SPP_N","Internal","Winter","B17",100,2000,0,63.94,58.94,8,0]
[2035,"MISO_W_2_NE","MISO_W","NE","Internal","Winter","B17",100,2800,0,63.93,58.93,7,0]
[2035,"MISO_WUMS_2_MISO_W","MISO_WUMS","MISO_W","Internal","Winter","B17",100,1137,0,63.94,63.93,0.01,0]
[2035,"MISO_WUMS_2_PJM_ROR","MISO_WUMS","PJM_ROR","Internal","Winter","B17",100,1600,1600,63.94,65.95,2,0.01]
[2035,"NonRTO_Midwest_2_MISO_IN","NonRTO_Midwest","MISO_IN","Internal","Winter","B17",100,4450,0,71.95,63.95,8,0]
[2035,"NYISO_A-F_2_NYISO_G-I","NYISO_A-F","NYISO_G-I","Internal","Winter","B17",100,4250,4250,57.96,60.22,0.01,2.25]
[2035,"NYISO_G-I_2_PJM_E","NYISO_G-I","PJM_E","Internal","Winter","B17",100,1500,0,60.22,65.97,8,0]
[2035,"PJM_E_2_NYISO_G-I","PJM_E","NYISO_G-I","Internal","Winter","B17",100,500,0,65.97,60.22,6,0]
[2035,"PJM_ROR_2_MISO_W","PJM_ROR","MISO_W","Internal","Winter","B17",100,709,0,65.95,63.93,2,0]
[2035,"PJM_ROM_2_NYISO_A-F","PJM_ROM","NYISO_A-F","Internal","Winter","B17",100,2000,0,65.959999999999994,57.96,6,0]
[2035,"SPP_N_2_MISO_MO-IL","SPP_N","MISO_MO-IL","Internal","Winter","B17",100,2000,408.37,58.94,63.94,5,0]
[2035,"SPP_S_2_ENT","SPP_S","ENT","Internal","Winter","B17",100,850,0,57,59.42,5,0]
[2035,"TVA_Transmission_2_NonRTO_Midwest","TVA_Transmission","NonRTO_Midwest","Internal","Winter","B17",100,700,0,65.78,71.95,9,0]
[2035,"TVA_Transmission_2_VACAR","TVA_Transmission","VACAR","Internal","Winter","B17",100,900,0,65.78,71.95,9,0]
[2035,"NWPP_Coal_2_MAPP_US","NWPP_Coal","MAPP_US","External","Winter","B17",100,150,0,68.7,56.93,8,0]
[2035,"RMPA_2_MAPP_US","RMPA","MAPP_US","External","Winter","B17",100,200,0,63.7,56.93,8,0]
[2035,"SPP_S_2_ERCOT","SPP_S","ERCOT","External","Winter","B17",100,800,0,57,59.57,5,0]
[2035,"HQ_IESO_2_IESO","HQ_IESO","IESO","Internal","Winter","B18",400,99999,400,50.87,50.89,0.01,0]
[2035,"MAPP_US_2_MAPP_CA","MAPP_US","MAPP_CA","Internal","Winter","B18",400,165,0,50.92,57.62,7,0]
[2035,"MAPP_US_2_NE","MAPP_US","NE","Internal","Winter","B18",400,2000,0,50.92,55.52,7,0]
[2035,"MISO_MI_2_MISO_IN","MISO_MI","MISO_IN","Internal","Winter","B18",400,2045,0,57.63,57.62,0.01,0]
[2035,"MISO_MO-IL_2_MISO_W","MISO_MO-IL","MISO_W","Internal","Winter","B18",400,960,944.76,57.62,57.63,0.01,0]
[2035,"MISO_W_2_MAPP_CA","MISO_W","MAPP_CA","Internal","Winter","B18",400,700,0,57.63,57.62,0.01,0]
[2035,"MISO_W_2_NE","MISO_W","NE","Internal","Winter","B18",400,2800,0,57.63,55.52,7,0]
[2035,"NE_2_SPP_N","NE","SPP_N","Internal","Winter","B18",400,1800,261.47000000000003,55.52,55.53,0.01,0]
[2035,"NYISO_A-F_2_IESO","NYISO_A-F","IESO","Internal","Winter","B18",400,1600,0,57.89,50.89,7,0]
[2035,"NYISO_G-I_2_NEISO","NYISO_G-I","NEISO","Internal","Winter","B18",400,600,0,59.01,57.22,3,0]
[2035,"NYISO_J-K_2_NYISO_G-I","NYISO_J-K","NYISO_G-I","Internal","Winter","B18",400,1999,0,63.63,59.01,0.01,0]
[2035,"NYISO_J-K_2_PJM_E","NYISO_J-K","PJM_E","Internal","Winter","B18",400,0.01,0,63.63,59.64,8,0]
[2035,"PJM_ROR_2_MISO_W","PJM_ROR","MISO_W","Internal","Winter","B18",400,709,0,59.62,57.63,2,0]
[2035,"PJM_ROR_2_PJM_ROM","PJM_ROR","PJM_ROM","Internal","Winter","B18",400,8000,5808.32,59.62,59.63,0.01,0]
[2035,"SOCO_2_FRCC","SOCO","FRCC","Internal","Winter","B18",400,3700,0,59.07,63.81,10,0]
[2035,"SPP_N_2_NE","SPP_N","NE","Internal","Winter","B18",400,330,0,55.53,55.52,0.01,0]
[2035,"TVA_2_NonRTO_Midwest","TVA","NonRTO_Midwest","Internal","Winter","B18",400,100,86.32,54.89,63.89,9,0]
[2035,"TVA_Transmission_2_VACAR","TVA_Transmission","VACAR","Internal","Winter","B18",400,900,0,59.98,58.61,9,0]
[2035,"ERCOT_2_SPP_S","ERCOT","SPP_S","External","Winter","B18",400,800,0,56.47,55.52,8,0]
[2035,"RMPA_2_SPP_N","RMPA","SPP_N","External","Winter","B18",400,210,0,60.53,55.53,8,0]
[2035,"ENT_2_TVA_Transmission","ENT","TVA_Transmission","Internal","Winter","B19",700,2100,0,58.26,55.97,8,0]
[2035,"IESO_2_MISO_W","IESO","MISO_W","Internal","Winter","B19",700,140,0,50.89,57.56,7,0]
[2035,"MAPP_US_2_MAPP_CA","MAPP_US","MAPP_CA","Internal","Winter","B19",700,165,0,50.92,57.58,7,0]
[2035,"MAPP_US_2_NE","MAPP_US","NE","Internal","Winter","B19",700,2000,0,50.92,53.25,7,0]
[2035,"MISO_IN_2_MISO_MO-IL","MISO_IN","MISO_MO-IL","Internal","Winter","B19",700,5000,0,53.56,53.56,0.01,0]
[2035,"MISO_MO-IL_2_MISO_W","MISO_MO-IL","MISO_W","Internal","Winter","B19",700,960,960,53.56,57.56,0.01,3.99]
[2035,"MISO_MO-IL_2_PJM_ROR","MISO_MO-IL","PJM_ROR","Internal","Winter","B19",700,1212,852.62,53.56,55.56,2,0]
[2035,"MISO_W_2_NE","MISO_W","NE","Internal","Winter","B19",700,2800,0,57.56,53.25,7,0]
[2035,"NE_2_MISO_W","NE","MISO_W","Internal","Winter","B19",700,1600,0,53.25,57.56,5,0]
[2035,"NEISO_2_NYISO_J-K","NEISO","NYISO_J-K","Internal","Winter","B19",700,430,430,57.22,63.63,3,3.41]
[2035,"NYISO_A-F_2_NYISO_G-I","NYISO_A-F","NYISO_G-I","Internal","Winter","B19",700,4250,4045.48,57.47,57.48,0.01,0]
[2035,"NYISO_G-I_2_NYISO_J-K","NYISO_G-I","NYISO_J-K","Internal","Winter","B19",700,6130,6130,57.48,63.63,0.01,6.14]
[2035,"PJM_E_2_NYISO_J-K","PJM_E","NYISO_J-K","Internal","Winter","B19",700,330,330,55.59,63.63,6,2.04]
[2035,"PJM_ROR_2_MISO_W","PJM_ROR","MISO_W","Internal","Winter","B19",700,709,174.35,55.56,57.56,2,0]
[2035,"PJM_ROR_2_PJM_ROM","PJM_ROR","PJM_ROM","Internal","Winter","B19",700,8000,6799.64,55.56,55.58,0.01,0]
[2035,"SPP_N_2_ENT","SPP_N","ENT","Internal","Winter","B19",700,1800,347.95,53.26,58.26,5,0]
[2035,"SPP_N_2_NE","SPP_N","NE","Internal","Winter","B19",700,330,0,53.26,53.25,0.01,0]
[2035,"SPP_S_2_ENT","SPP_S","ENT","Internal","Winter","B19",700,850,850,52.24,58.26,5,1.02]
[2035,"TVA_2_VACAR","TVA","VACAR","Internal","Winter","B19",700,150,0,54.89,58.37,9,0]
[2035,"AZ_NM_SNV_Coal_2_SPP_S","AZ_NM_SNV_Coal","SPP_S","External","Winter","B19",700,400,0,68.7,52.24,8.17,0]
[2035,"NWPP_Coal_2_MAPP_US","NWPP_Coal","MAPP_US","External","Winter","B19",700,150,0,68.7,50.92,8,0]
[2035,"SPP_S_2_ERCOT","SPP_S","ERCOT","External","Winter","B19",700,800,0,52.24,56.47,5,0]
[2035,"HQ_NY_2_NYISO_A-F","HQ_NY","NYISO_A-F","Internal","Summer","B2",25,99999,1000,79.37,79.38,0.01,0]
[2035,"MAPP_CA_2_IESO","MAPP_CA","IESO","Internal","Summer","B2",25,330,0,85.37,78.38,8,0]
[2035,"MAPP_US_2_NE","MAPP_US","NE","Internal","Summer","B2",25,2000,1221.3399999999999,83.62,90.62,7,0]
[2035,"MISO_IN_2_PJM_ROR","MISO_IN","PJM_ROR","Internal","Summer","B2",25,992,858.1,85.37,87.37,2,0]
[2035,"MISO_MO-IL_2_MISO_IN","MISO_MO-IL","MISO_IN","Internal","Summer","B2",25,2100,0,85.37,85.37,0.01,0]
[2035,"MISO_MO-IL_2_SPP_N","MISO_MO-IL","SPP_N","Internal","Summer","B2",25,2000,0,85.37,90.63,8,0]
[2035,"MISO_W_2_SPP_N","MISO_W","SPP_N","Internal","Summer","B2",25,3200,0,85.38,90.63,7,0]
[2035,"NE_2_SPP_N","NE","SPP_N","Internal","Summer","B2",25,1800,1566.81,90.62,90.63,0.01,0]
[2035,"NEISO_2_NYISO_A-F","NEISO","NYISO_A-F","Internal","Summer","B2",25,600,0,76.41,79.38,3,0]
[2035,"NonRTO_Midwest_2_TVA_Transmission","NonRTO_Midwest","TVA_Transmission","Internal","Summer","B2",25,2400,0,88.93,93.37,8,0]
[2035,"NYISO_G-I_2_NEISO","NYISO_G-I","NEISO","Internal","Summer","B2",25,600,0,79.39,76.41,3,0]
[2035,"PJM_E_2_NYISO_J-K","PJM_E","NYISO_J-K","Internal","Summer","B2",25,330,0,87.39,79.41,6,0]
[2035,"PJM_ROR_2_MISO_IN","PJM_ROR","MISO_IN","Internal","Summer","B2",25,909,0,87.37,85.37,2,0]
[2035,"PJM_ROR_2_PJM_ROM","PJM_ROR","PJM_ROM","Internal","Summer","B2",25,8000,6798.46,87.37,87.38,0.01,0]
[2035,"PJM_ROM_2_PJM_ROR","PJM_ROM","PJM_ROR","Internal","Summer","B2",25,8000,0,87.38,87.37,0.01,0]
[2035,"SPP_N_2_MISO_W","SPP_N","MISO_W","Internal","Summer","B2",25,750,0,90.63,85.38,5,0]
[2035,"SPP_S_2_ENT","SPP_S","ENT","Internal","Summer","B2",25,850,850,74.739999999999995,88.01,5,8.27]
[2035,"TVA_Transmission_2_SOCO","TVA_Transmission","SOCO","Internal","Summer","B2",25,3200,0,93.37,92.69,9,0]
[2035,"ERCOT_2_SPP_S","ERCOT","SPP_S","External","Summer","B2",25,800,0,88.33,74.739999999999995,8,0]
[2035,"RMPA_2_NE","RMPA","NE","External","Summer","B2",25,310,0,86.76,90.62,8,0]
[2035,"ENT_2_TVA_Transmission","ENT","TVA_Transmission","Internal","Winter","B20",935,2100,0,56.07,53.32,8,0]
[2035,"HQ_NY_2_NYISO_A-F","HQ_NY","NYISO_A-F","Internal","Winter","B20",935,99999,229.95,57.03,57.04,0.01,0]
[2035,"IESO_2_MISO_MI","IESO","MISO_MI","Internal","Winter","B20",935,1840,0,50.89,48.09,7,0]
[2035,"MAPP_CA_2_MISO_W","MAPP_CA","MISO_W","Internal","Winter","B20",935,1970,0,57.58,48.08,0.01,0]
[2035,"MISO_IN_2_MISO_MI","MISO_IN","MISO_MI","Internal","Winter","B20",935,5000,1906.46,48.08,48.09,0.01,0]
[2035,"MISO_MI_2_MISO_WUMS","MISO_MI","MISO_WUMS","Internal","Winter","B20",935,117,117,48.09,49.46,0.01,1.35]
[2035,"MISO_MO-IL_2_PJM_ROR","MISO_MO-IL","PJM_ROR","Internal","Winter","B20",935,1212,784.79,48.07,50.07,2,0]
[2035,"MISO_W_2_PJM_ROR","MISO_W","PJM_ROR","Internal","Winter","B20",935,773,0,48.08,50.07,2,0]
[2035,"MISO_WUMS_2_MISO_W","MISO_WUMS","MISO_W","Internal","Winter","B20",935,1137,0,49.46,48.08,0.01,0]
[2035,"NEISO_2_NYISO_J-K","NEISO","NYISO_J-K","Internal","Winter","B20",935,430,0,57.22,59.79,3,0]
[2035,"NYISO_A-F_2_NEISO","NYISO_A-F","NEISO","Internal","Winter","B20",935,600,0,57.04,57.22,3,0]
[2035,"NYISO_G-I_2_NYISO_J-K","NYISO_G-I","NYISO_J-K","Internal","Winter","B20",935,6130,6130,57.05,59.79,0.01,2.72]
[2035,"NYISO_J-K_2_NEISO","NYISO_J-K","NEISO","Internal","Winter","B20",935,0.01,0,59.79,57.22,3,0]
[2035,"PJM_ROR_2_MISO_MO-IL","PJM_ROR","MISO_MO-IL","Internal","Winter","B20",935,1111,0,50.07,48.07,2,0]
[2035,"PJM_ROR_2_MISO_W","PJM_ROR","MISO_W","Internal","Winter","B20",935,709,0,50.07,48.08,2,0]
[2035,"SOCO_2_FRCC","SOCO","FRCC","Internal","Winter","B20",935,3700,0,58.25,63.81,10,0]
[2035,"SOCO_2_VACAR","SOCO","VACAR","Internal","Winter","B20",935,2000,0,58.25,58.37,10,0]
[2035,"SPP_S_2_ENT","SPP_S","ENT","Internal","Winter","B20",935,850,850,50.83,56.07,5,0.24]
[2035,"TVA_Transmission_2_NonRTO_Midwest","TVA_Transmission","NonRTO_Midwest","Internal","Winter","B20",935,700,0,53.32,45.32,9,0]
[2035,"TVA_Transmission_2_VACAR","TVA_Transmission","VACAR","Internal","Winter","B20",935,900,0,53.32,58.37,9,0]
[2035,"MAPP_US_2_RMPA","MAPP_US","RMPA","External","Winter","B20",935,200,0,43.83,51.75,8,0]
[2035,"SPP_N_2_RMPA","SPP_N","RMPA","External","Winter","B20",935,210,0,50.84,51.75,5,0]
[2035,"HQ_IESO_2_IESO","HQ_IESO","IESO","Internal","Summer","B3",75,99999,400,76.2,76.22,0.01,0]
[2035,"MAPP_CA_2_IESO","MAPP_CA","IESO","Internal","Summer","B3",75,330,0,83.22,76.22,8,0]
[2035,"MAPP_US_2_MISO_W","MAPP_US","MISO_W","Internal","Summer","B3",75,2635,0,81.31,84.55,7,0]
[2035,"MISO_IN_2_PJM_ROR","MISO_IN","PJM_ROR","Internal","Summer","B3",75,992,0,83.2,81.8,2,0]
[2035,"MISO_MI_2_PJM_ROR","MISO_MI","PJM_ROR","Internal","Summer","B3",75,1424,0,83.22,81.8,2,0]
[2035,"MISO_MO-IL_2_TVA_Transmission","MISO_MO-IL","TVA_Transmission","Internal","Summer","B3",75,4000,0,83.22,87.8,8,0]
[2035,"MISO_W_2_MAPP_CA","MISO_W","MAPP_CA","Internal","Summer","B3",75,700,0,84.55,83.22,0.01,0]
[2035,"MISO_WUMS_2_MISO_MI","MISO_WUMS","MISO_MI","Internal","Summer","B3",75,99,0,83.8,83.22,0.01,0]
[2035,"NE_2_SPP_N","NE","SPP_N","Internal","Summer","B3",75,1800,1252.31,88.31,88.32,0.01,0]
[2035,"NYISO_A-F_2_NEISO","NYISO_A-F","NEISO","Internal","Summer","B3",75,600,0,71.39,68.39,3,0]
[2035,"NYISO_A-F_2_PJM_ROM","NYISO_A-F","PJM_ROM","Internal","Summer","B3",75,1000,1000,71.39,81.790000000000006,8,2.4]
[2035,"NYISO_J-K_2_NYISO_G-I","NYISO_J-K","NYISO_G-I","Internal","Summer","B3",75,1999,0,71.41,71.400000000000006,0.01,0]
[2035,"PJM_ROR_2_MISO_IN","PJM_ROR","MISO_IN","Internal","Summer","B3",75,909,0,81.8,83.2,2,0]
[2035,"PJM_ROR_2_PJM_ROM","PJM_ROR","PJM_ROM","Internal","Summer","B3",75,8000,0,81.8,81.790000000000006,0.01,0]
[2035,"PJM_ROM_2_PJM_ROR","PJM_ROM","PJM_ROR","Internal","Summer","B3",75,8000,475.79,81.790000000000006,81.8,0.01,0]
[2035,"SPP_N_2_ENT","SPP_N","ENT","Internal","Summer","B3",75,1800,0,88.32,84.69,5,0]
[2035,"TVA_2_ENT","TVA","ENT","Internal","Summer","B3",75,500,0,87.81,84.69,9,0]
[2035,"TVA_Transmission_2_NonRTO_Midwest","TVA_Transmission","NonRTO_Midwest","Internal","Summer","B3",75,700,0,87.8,88.93,9,0]
[2035,"AZ_NM_SNV_Coal_2_SPP_S","AZ_NM_SNV_Coal","SPP_S","External","Summer","B3",75,400,0,101.54,75.37,8.17,0]
[2035,"ERCOT_2_SPP_S","ERCOT","SPP_S","External","Summer","B3",75,800,0,75.930000000000007,75.37,8,0]
[2035,"SPP_N_2_RMPA","SPP_N","RMPA","External","Summer","B3",75,210,0,88.32,86.76,5,0]
[2035,"ENT_2_TVA_Transmission","ENT","TVA_Transmission","Internal","Summer","B4",100,2100,0,82.9,86.78,8,0]
[2035,"IESO_2_MISO_MI","IESO","MISO_MI","Internal","Summer","B4",100,1840,1840,71.8,80.45,7,1.66]
[2035,"MAPP_CA_2_MISO_W","MAPP_CA","MISO_W","Internal","Summer","B4",100,1970,1970,74.31,83.67,0.01,9.35]
[2035,"MISO_IN_2_MISO_MI","MISO_IN","MISO_MI","Internal","Summer","B4",100,5000,0,80.47,80.45,0.01,0]
[2035,"MISO_MI_2_MISO_WUMS","MISO_MI","MISO_WUMS","Internal","Summer","B4",100,117,0,80.45,79.650000000000006,0.01,0]
[2035,"MISO_MO-IL_2_MISO_IN","MISO_MO-IL","MISO_IN","Internal","Summer","B4",100,2100,0,80.48,80.47,0.01,0]
[2035,"MISO_W_2_MISO_WUMS","MISO_W","MISO_WUMS","Internal","Summer","B4",100,1629,0,83.67,79.650000000000006,0.01,0]
[2035,"MISO_WUMS_2_MISO_MI","MISO_WUMS","MISO_MI","Internal","Summer","B4",100,99,99,79.650000000000006,80.45,0.01,0.79]
[2035,"NEISO_2_NYISO_G-I","NEISO","NYISO_G-I","Internal","Summer","B4",100,600,600,59.4,64.81,3,2.41]
[2035,"NYISO_A-F_2_NEISO","NYISO_A-F","NEISO","Internal","Summer","B4",100,600,0,64.8,59.4,3,0]
[2035,"NYISO_A-F_2_PJM_ROM","NYISO_A-F","PJM_ROM","Internal","Summer","B4",100,1000,1000,64.8,80.77,8,7.97]
[2035,"NYISO_G-I_2_NYISO_J-K","NYISO_G-I","NYISO_J-K","Internal","Summer","B4",100,6130,4533.28,64.81,64.819999999999993,0.01,0]
[2035,"PJM_E_2_NYISO_G-I","PJM_E","NYISO_G-I","Internal","Summer","B4",100,500,0,80.760000000000005,64.81,6,0]
[2035,"PJM_ROR_2_MISO_MO-IL","PJM_ROR","MISO_MO-IL","Internal","Summer","B4",100,1111,0,80.78,80.48,2,0]
[2035,"PJM_ROR_2_VACAR","PJM_ROR","VACAR","Internal","Summer","B4",100,3000,3000,80.78,90.38,6,3.6]
[2035,"SPP_N_2_ENT","SPP_N","ENT","Internal","Summer","B4",100,1800,0,88.32,82.9,5,0]
[2035,"SPP_N_2_SPP_S","SPP_N","SPP_S","Internal","Summer","B4",100,4000,0,88.32,74.739999999999995,0.01,0]
[2035,"TVA_2_SOCO","TVA","SOCO","Internal","Summer","B4",100,500,0,86.8,90.9,9,0]
[2035,"TVA_Transmission_2_TVA","TVA_Transmission","TVA","Internal","Summer","B4",100,99999,1231.72,86.78,86.8,0.01,0]
[2035,"NE_2_RMPA","NE","RMPA","External","Summer","B4",100,310,0,88.31,80.31,5,0]
[2035,"SPP_N_2_RMPA","SPP_N","RMPA","External","Summer","B4",100,210,0,88.32,80.31,5,0]
[2035,"ENT_2_SOCO","ENT","SOCO","Internal","Summer","B5",200,2000,1828.71,82.9,90.9,8,0]
[2035,"IESO_2_NYISO_A-F","IESO","NYISO_A-F","Internal","Summer","B5",200,1725,0,57.37,63.81,7,0]
[2035,"MAPP_US_2_MISO_W","MAPP_US","MISO_W","Internal","Summer","B5",200,2635,0,78.989999999999995,83.67,7,0]
[2035,"MISO_IN_2_MISO_MO-IL","MISO_IN","MISO_MO-IL","Internal","Summer","B5",200,5000,2990.99,77.989999999999995,78,0.01,0]
[2035,"MISO_IN_2_NonRTO_Midwest","MISO_IN","NonRTO_Midwest","Internal","Summer","B5",200,4800,1229.42,77.989999999999995,85.99,8,0]
[2035,"MISO_MO-IL_2_MISO_IN","MISO_MO-IL","MISO_IN","Internal","Summer","B5",200,2100,0,78,77.989999999999995,0.01,0]
[2035,"MISO_MO-IL_2_TVA_Transmission","MISO_MO-IL","TVA_Transmission","Internal","Summer","B5",200,4000,0,78,81.95,8,0]
[2035,"MISO_W_2_PJM_ROR","MISO_W","PJM_ROR","Internal","Summer","B5",200,773,0,83.67,75.98,2,0]
[2035,"MISO_WUMS_2_PJM_ROR","MISO_WUMS","PJM_ROR","Internal","Summer","B5",200,1600,0,77.98,75.98,2,0]
[2035,"NonRTO_Midwest_2_MISO_IN","NonRTO_Midwest","MISO_IN","Internal","Summer","B5",200,4450,0,85.99,77.989999999999995,8,0]
[2035,"NYISO_A-F_2_PJM_ROM","NYISO_A-F","PJM_ROM","Internal","Summer","B5",200,1000,1000,63.81,75.97,8,4.1500000000000004]
[2035,"NYISO_J-K_2_NYISO_G-I","NYISO_J-K","NYISO_G-I","Internal","Summer","B5",200,1999,0,63.84,63.82,0.01,0]
[2035,"PJM_E_2_PJM_ROM","PJM_E","PJM_ROM","Internal","Summer","B5",200,8000,661.79,75.95,75.97,0.01,0]
[2035,"PJM_ROR_2_MISO_MO-IL","PJM_ROR","MISO_MO-IL","Internal","Summer","B5",200,1111,1111,75.98,78,2,0.02]
[2035,"PJM_ROM_2_PJM_E","PJM_ROM","PJM_E","Internal","Summer","B5",200,8000,0,75.97,75.95,0.01,0]
[2035,"SPP_N_2_MISO_MO-IL","SPP_N","MISO_MO-IL","Internal","Summer","B5",200,2000,0,86,78,5,0]
[2035,"SPP_N_2_MISO_W","SPP_N","MISO_W","Internal","Summer","B5",200,750,0,86,83.67,5,0]
[2035,"SPP_S_2_SPP_N","SPP_S","SPP_N","Internal","Summer","B5",200,640,640,74.739999999999995,86,0.01,11.25]
[2035,"TVA_Transmission_2_NonRTO_Midwest","TVA_Transmission","NonRTO_Midwest","Internal","Summer","B5",200,700,0,81.95,85.99,9,0]
[2035,"NE_2_RMPA","NE","RMPA","External","Summer","B5",200,310,0,85.99,72.400000000000006,5,0]
[2035,"RMPA_2_MAPP_US","RMPA","MAPP_US","External","Summer","B5",200,200,0,72.400000000000006,78.989999999999995,8,0]
[2035,"ENT_2_TVA_Transmission","ENT","TVA_Transmission","Internal","Summer","B6",300,2100,0,69.12,68.19,8,0]
[2035,"IESO_2_MISO_MI","IESO","MISO_MI","Internal","Summer","B6",300,1840,1840,47.68,62.92,7,8.24]
[2035,"MAPP_CA_2_MAPP_US","MAPP_CA","MAPP_US","Internal","Summer","B6",300,372,372,56.01,63.93,7,0.92]
[2035,"MAPP_US_2_MISO_W","MAPP_US","MISO_W","Internal","Summer","B6",300,2635,0,63.93,64.25,7,0]
[2035,"MISO_MI_2_MISO_IN","MISO_MI","MISO_IN","Internal","Summer","B6",300,2045,416.26,62.92,62.93,0.01,0]
[2035,"MISO_MO-IL_2_PJM_ROR","MISO_MO-IL","PJM_ROR","Internal","Summer","B6",300,1212,0,62.94,62.25,2,0]
[2035,"MISO_W_2_MISO_MO-IL","MISO_W","MISO_MO-IL","Internal","Summer","B6",300,3800,0,64.25,62.94,0.01,0]
[2035,"MISO_WUMS_2_MISO_MI","MISO_WUMS","MISO_MI","Internal","Summer","B6",300,99,0,62.93,62.92,0.01,0]
[2035,"MISO_WUMS_2_MISO_W","MISO_WUMS","MISO_W","Internal","Summer","B6",300,1137,1137,62.93,64.25,0.01,1.31]
[2035,"NonRTO_Midwest_2_MISO_IN","NonRTO_Midwest","MISO_IN","Internal","Summer","B6",300,4450,0,70.930000000000007,62.93,8,0]
[2035,"NYISO_A-F_2_IESO","NYISO_A-F","IESO","Internal","Summer","B6",300,1600,0,54.26,47.68,7,0]
[2035,"NYISO_G-I_2_NYISO_A-F","NYISO_G-I","NYISO_A-F","Internal","Summer","B6",300,1999,0,54.27,54.26,0.01,0]
[2035,"NYISO_J-K_2_PJM_E","NYISO_J-K","PJM_E","Internal","Summer","B6",300,0.01,0,61.37,62.27,8,0]
[2035,"PJM_ROR_2_MISO_MO-IL","PJM_ROR","MISO_MO-IL","Internal","Summer","B6",300,1111,0,62.25,62.94,2,0]
[2035,"PJM_ROM_2_NYISO_A-F","PJM_ROM","NYISO_A-F","Internal","Summer","B6",300,2000,0,62.26,54.26,6,0]
[2035,"SOCO_2_FRCC","SOCO","FRCC","Internal","Summer","B6",300,3700,0,77.12,85.04,10,0]
[2035,"SPP_N_2_SPP_S","SPP_N","SPP_S","Internal","Summer","B6",300,4000,0,70.94,70.930000000000007,0.01,0]
[2035,"TVA_2_NonRTO_Midwest","TVA","NonRTO_Midwest","Internal","Summer","B6",300,100,100,60.12,70.930000000000007,9,1.81]
[2035,"TVA_Transmission_2_VACAR","TVA_Transmission","VACAR","Internal","Summer","B6",300,900,0,68.19,70.12,9,0]
[2035,"NE_2_RMPA","NE","RMPA","External","Summer","B6",300,310,0,70.930000000000007,62.93,5,0]
[2035,"RMPA_2_MAPP_US","RMPA","MAPP_US","External","Summer","B6",300,200,0,62.93,63.93,8,0]
[2035,"SPP_N_2_RMPA","SPP_N","RMPA","External","Summer","B6",300,210,0,70.94,62.93,5,0]
[2035,"IESO_2_MISO_MI","IESO","MISO_MI","Internal","Summer","B7",400,1840,758.27,45.32,52.32,7,0]
[2035,"IESO_2_MISO_W","IESO","MISO_W","Internal","Summer","B7",400,140,0,45.32,52.31,7,0]
[2035,"MAPP_US_2_MISO_W","MAPP_US","MISO_W","Internal","Summer","B7",400,2635,0,49.06,52.31,7,0]
[2035,"MISO_IN_2_PJM_ROR","MISO_IN","PJM_ROR","Internal","Summer","B7",400,992,0,52.31,51.27,2,0]
[2035,"MISO_MO-IL_2_ENT","MISO_MO-IL","ENT","Internal","Summer","B7",400,2540,0,52.32,56.27,8,0]
[2035,"MISO_MO-IL_2_TVA_Transmission","MISO_MO-IL","TVA_Transmission","Internal","Summer","B7",400,4000,0,52.32,56.11,8,0]
[2035,"MISO_W_2_NE","MISO_W","NE","Internal","Summer","B7",400,2800,0,52.31,56.06,7,0]
[2035,"NE_2_MISO_W","NE","MISO_W","Internal","Summer","B7",400,1600,0,56.06,52.31,5,0]
[2035,"NonRTO_Midwest_2_MISO_IN","NonRTO_Midwest","MISO_IN","Internal","Summer","B7",400,4450,0,50.07,52.31,8,0]
[2035,"NYISO_A-F_2_NYISO_G-I","NYISO_A-F","NYISO_G-I","Internal","Summer","B7",400,4250,2550.34,52.32,52.33,0.01,0]
[2035,"NYISO_J-K_2_NEISO","NYISO_J-K","NEISO","Internal","Summer","B7",400,0.01,0,61.37,42.77,3,0]
[2035,"PJM_E_2_NYISO_G-I","PJM_E","NYISO_G-I","Internal","Summer","B7",400,500,0,51.3,52.33,6,0]
[2035,"PJM_E_2_PJM_ROM","PJM_E","PJM_ROM","Internal","Summer","B7",400,8000,0,51.3,51.28,0.01,0]
[2035,"PJM_ROR_2_MISO_WUMS","PJM_ROR","MISO_WUMS","Internal","Summer","B7",400,1467,0,51.27,49.27,2,0]
[2035,"PJM_ROM_2_PJM_ROR","PJM_ROM","PJM_ROR","Internal","Summer","B7",400,8000,0,51.28,51.27,0.01,0]
[2035,"SPP_N_2_MISO_MO-IL","SPP_N","MISO_MO-IL","Internal","Summer","B7",400,2000,0,56.07,52.32,5,0]
[2035,"SPP_S_2_SPP_N","SPP_S","SPP_N","Internal","Summer","B7",400,640,640,54.1,56.07,0.01,1.96]
[2035,"TVA_2_VACAR","TVA","VACAR","Internal","Summer","B7",400,150,0,53.58,57.27,9,0]
[2035,"AZ_NM_SNV_Coal_2_SPP_S","AZ_NM_SNV_Coal","SPP_S","External","Summer","B7",400,400,0,68.36,54.1,8.17,0]
[2035,"RMPA_2_MAPP_US","RMPA","MAPP_US","External","Summer","B7",400,200,0,56.9,49.06,8,0]
[2035,"ENT_2_SOCO","ENT","SOCO","Internal","Summer","B8",500,2000,0,54.06,56.13,8,0]
[2035,"IESO_2_MAPP_CA","IESO","MAPP_CA","Internal","Summer","B8",500,262,0,43.92,49.36,7,0]
[2035,"IESO_2_NYISO_A-F","IESO","NYISO_A-F","Internal","Summer","B8",500,1725,0,43.92,48.35,7,0]
[2035,"MARITIMES_2_NEISO","MARITIMES","NEISO","Internal","Summer","B8",500,99999,1400,42.76,42.77,0.01,0]
[2035,"MISO_MI_2_MISO_IN","MISO_MI","MISO_IN","Internal","Summer","B8",500,2045,0,49.36,49.34,0.01,0]
[2035,"MISO_MI_2_MISO_WUMS","MISO_MI","MISO_WUMS","Internal","Summer","B8",500,117,0,49.36,48.82,0.01,0]
[2035,"MISO_MO-IL_2_MISO_W","MISO_MO-IL","MISO_W","Internal","Summer","B8",500,960,255.74,49.36,49.37,0.01,0]
[2035,"MISO_W_2_NE","MISO_W","NE","Internal","Summer","B8",500,2800,0,49.37,51.73,7,0]
[2035,"MISO_WUMS_2_MISO_MI","MISO_WUMS","MISO_MI","Internal","Summer","B8",500,99,99,48.82,49.36,0.01,0.52]
[2035,"NEISO_2_NYISO_A-F","NEISO","NYISO_A-F","Internal","Summer","B8",500,600,600,42.77,48.35,3,2.58]
[2035,"NYISO_A-F_2_IESO","NYISO_A-F","IESO","Internal","Summer","B8",500,1600,0,48.35,43.92,7,0]
[2035,"NYISO_G-I_2_NYISO_A-F","NYISO_G-I","NYISO_A-F","Internal","Summer","B8",500,1999,0,48.36,48.35,0.01,0]
[2035,"NYISO_J-K_2_PJM_E","NYISO_J-K","PJM_E","Internal","Summer","B8",500,0.01,0,61.37,48.81,8,0]
[2035,"PJM_E_2_PJM_ROM","PJM_E","PJM_ROM","Internal","Summer","B8",500,8000,0,48.81,48.8,0.01,0]
[2035,"PJM_ROR_2_TVA_Transmission","PJM_ROR","TVA_Transmission","Internal","Summer","B8",500,2500,0,48.79,54.09,6,0]
[2035,"SOCO_2_FRCC","SOCO","FRCC","Internal","Summer","B8",500,3700,0,56.13,62.59,10,0]
[2035,"SPP_N_2_NE","SPP_N","NE","Internal","Summer","B8",500,330,0,51.74,51.73,0.01,0]
[2035,"TVA_2_NonRTO_Midwest","TVA","NonRTO_Midwest","Internal","Summer","B8",500,100,0,53.58,48.9,9,0]
[2035,"TVA_2_VACAR","TVA","VACAR","Internal","Summer","B8",500,150,0,53.58,52.55,9,0]
[2035,"TVA_Transmission_2_TVA","TVA_Transmission","TVA","Internal","Summer","B8",500,99999,0,54.09,53.58,0.01,0]
[2035,"MAPP_US_2_RMPA","MAPP_US","RMPA","External","Summer","B8",500,200,200,44.73,56.9,8,4.17]
[2035,"RMPA_2_SPP_N","RMPA","SPP_N","External","Summer","B8",500,210,0,56.9,51.74,8,0]
[2035,"HQ_NEISO_2_NEISO","HQ_NEISO","NEISO","Internal","Summer","B9",800,99999,2920,42.76,42.77,0.01,0]
[2035,"IESO_2_MISO_W","IESO","MISO_W","Internal","Summer","B9",800,140,0,43.92,48.62,7,0]
[2035,"MAPP_US_2_NE","MAPP_US","NE","Internal","Summer","B9",800,2000,728.64,44.59,51.59,7,0]
[2035,"MISO_IN_2_MISO_MO-IL","MISO_IN","MISO_MO-IL","Internal","Summer","B9",800,5000,1078.33,45.66,45.67,0.01,0]
[2035,"MISO_MI_2_MISO_WUMS","MISO_MI","MISO_WUMS","Internal","Summer","B9",800,117,117,45.67,48.6,0.01,2.92]
[2035,"MISO_MO-IL_2_SPP_N","MISO_MO-IL","SPP_N","Internal","Summer","B9",800,2000,0,45.67,51.6,8,0]
[2035,"MISO_W_2_NE","MISO_W","NE","Internal","Summer","B9",800,2800,0,48.62,51.59,7,0]
[2035,"MISO_W_2_SPP_N","MISO_W","SPP_N","Internal","Summer","B9",800,3200,0,48.62,51.6,7,0]
[2035,"NEISO_2_NYISO_J-K","NEISO","NYISO_J-K","Internal","Summer","B9",800,430,430,42.77,46.1,3,0.33]
[2035,"NonRTO_Midwest_2_MISO_IN","NonRTO_Midwest","MISO_IN","Internal","Summer","B9",800,4450,0,46.85,45.66,8,0]
[2035,"NYISO_G-I_2_NYISO_J-K","NYISO_G-I","NYISO_J-K","Internal","Summer","B9",800,6130,5436.96,46.09,46.1,0.01,0]
[2035,"NYISO_G-I_2_PJM_E","NYISO_G-I","PJM_E","Internal","Summer","B9",800,1500,0,46.09,46.64,8,0]
[2035,"PJM_E_2_PJM_ROM","PJM_E","PJM_ROM","Internal","Summer","B9",800,8000,0,46.64,46.63,0.01,0]
[2035,"PJM_ROR_2_PJM_ROM","PJM_ROR","PJM_ROM","Internal","Summer","B9",800,8000,7660.08,46.62,46.63,0.01,0]
[2035,"PJM_ROM_2_NYISO_A-F","PJM_ROM","NYISO_A-F","Internal","Summer","B9",800,2000,0,46.63,46.08,6,0]
[2035,"SOCO_2_VACAR","SOCO","VACAR","Internal","Summer","B9",800,2000,0,54.18,51.32,10,0]
[2035,"SPP_S_2_ENT","SPP_S","ENT","Internal","Summer","B9",800,850,0,51.61,53.67,5,0]
[2035,"TVA_Transmission_2_NonRTO_Midwest","TVA_Transmission","NonRTO_Midwest","Internal","Summer","B9",800,700,0,50.54,46.85,9,0]
[2035,"AZ_NM_SNV_Coal_2_SPP_S","AZ_NM_SNV_Coal","SPP_S","External","Summer","B9",800,400,0,68.13,51.61,8.17,0]
[2035,"NWPP_Coal_2_MAPP_US","NWPP_Coal","MAPP_US","External","Summer","B9",800,150,0,64.239999999999995,44.59,8,0]
[2040,"ENT_2_SOCO","ENT","SOCO","Internal","Summer","B1",10,2000,1325.85,98.63,106.63,8,0]
[2040,"HQ_NY_2_NYISO_A-F","HQ_NY","NYISO_A-F","Internal","Summer","B1",10,99999,1000.1,99.45,99.46,0.01,0]
[2040,"MAPP_CA_2_IESO","MAPP_CA","IESO","Internal","Summer","B1",10,330,0,92.47,92.46,8,0]
[2040,"MAPP_CA_2_MAPP_US","MAPP_CA","MAPP_US","Internal","Summer","B1",10,372,0,92.47,90.66,7,0]
[2040,"MAPP_US_2_NE","MAPP_US","NE","Internal","Summer","B1",10,2000,79.739999999999995,90.66,97.66,7,0]
[2040,"MISO_MI_2_MISO_IN","MISO_MI","MISO_IN","Internal","Summer","B1",10,2045,0.02,97.7,97.68,0.01,0]
[2040,"MISO_MO-IL_2_SPP_N","MISO_MO-IL","SPP_N","Internal","Summer","B1",10,2000,0,97.67,97.67,8,0]
[2040,"MISO_W_2_MAPP_CA","MISO_W","MAPP_CA","Internal","Summer","B1",10,700,0,97.66,92.47,0.01,0]
[2040,"MISO_WUMS_2_MISO_MI","MISO_WUMS","MISO_MI","Internal","Summer","B1",10,99,98.99,97.65,97.7,0.01,0.04]
[2040,"NEISO_2_NYISO_A-F","NEISO","NYISO_A-F","Internal","Summer","B1",10,600,0.01,96.48,99.46,3,0]
[2040,"NYISO_A-F_2_IESO","NYISO_A-F","IESO","Internal","Summer","B1",10,1600,0,99.46,92.46,7,0]
[2040,"NYISO_G-I_2_NYISO_A-F","NYISO_G-I","NYISO_A-F","Internal","Summer","B1",10,1999,0.02,99.47,99.46,0.01,0]
[2040,"NYISO_J-K_2_NEISO","NYISO_J-K","NEISO","Internal","Summer","B1",10,0.01,0,99.48,96.48,3,0.05]
[2040,"PJM_ROR_2_MISO_MI","PJM_ROR","MISO_MI","Internal","Summer","B1",10,1305,0,107.45,97.7,2,0]
[2040,"PJM_ROR_2_PJM_ROM","PJM_ROR","PJM_ROM","Internal","Summer","B1",10,8000,712.86,107.45,107.46,0.01,0]
[2040,"PJM_ROM_2_PJM_ROR","PJM_ROM","PJM_ROR","Internal","Summer","B1",10,8000,0.02,107.46,107.45,0.01,0]
[2040,"SOCO_2_FRCC","SOCO","FRCC","Internal","Summer","B1",10,3700,648.05999999999995,106.63,116.63,10,0]
[2040,"SPP_S_2_ENT","SPP_S","ENT","Internal","Summer","B1",10,850,850,83.11,98.63,5,10.52]
[2040,"TVA_2_NonRTO_Midwest","TVA","NonRTO_Midwest","Internal","Summer","B1",10,100,0,105.68,97.9,9,0]
[2040,"TVA_Transmission_2_TVA","TVA_Transmission","TVA","Internal","Summer","B1",10,99999,255.2,105.67,105.68,0.01,0]
[2040,"MAPP_US_2_RMPA","MAPP_US","RMPA","External","Summer","B1",10,200,0,90.66,95.17,8,0]
[2040,"RMPA_2_SPP_N","RMPA","SPP_N","External","Summer","B1",10,210,0,95.17,97.67,8,0]
[2040,"HQ_NY_2_NYISO_A-F","HQ_NY","NYISO_A-F","Internal","Summer","B10",1262,99999,30.11,49.48,49.5,0.01,0]
[2040,"IESO_2_MISO_W","IESO","MISO_W","Internal","Summer","B10",1262,140,0,46.66,47.31,7,0]
[2040,"MAPP_US_2_MAPP_CA","MAPP_US","MAPP_CA","Internal","Summer","B10",1262,165,165,40.31,52.56,7,5.25]
[2040,"MISO_IN_2_MISO_MI","MISO_IN","MISO_MI","Internal","Summer","B10",1262,5000,4270.74,50.03,50.04,0.01,0]
[2040,"MISO_MI_2_PJM_ROR","MISO_MI","PJM_ROR","Internal","Summer","B10",1262,1424,0,50.04,49.38,2,0]
[2040,"MISO_MO-IL_2_SPP_N","MISO_MO-IL","SPP_N","Internal","Summer","B10",1262,2000,0,47.38,52.5,8,0]
[2040,"MISO_W_2_MAPP_CA","MISO_W","MAPP_CA","Internal","Summer","B10",1262,700,700,47.31,52.56,0.01,5.24]
[2040,"MISO_W_2_NE","MISO_W","NE","Internal","Summer","B10",1262,2800,0,47.31,42.31,7,0]
[2040,"MISO_WUMS_2_PJM_ROR","MISO_WUMS","PJM_ROR","Internal","Summer","B10",1262,1600,0,49.9,49.38,2,0]
[2040,"NEISO_2_NYISO_J-K","NEISO","NYISO_J-K","Internal","Summer","B10",1262,430,430,45.19,48.84,3,0.65]
[2040,"NYISO_A-F_2_NYISO_G-I","NYISO_A-F","NYISO_G-I","Internal","Summer","B10",1262,4250,0,49.5,48.83,0.01,0]
[2040,"NYISO_J-K_2_NEISO","NYISO_J-K","NEISO","Internal","Summer","B10",1262,0.01,0,48.84,45.19,3,0]
[2040,"PJM_E_2_NYISO_J-K","PJM_E","NYISO_J-K","Internal","Summer","B10",1262,330,0,49.38,48.84,6,0]
[2040,"PJM_ROR_2_MISO_W","PJM_ROR","MISO_W","Internal","Summer","B10",1262,709,0,49.38,47.31,2,0]
[2040,"PJM_ROR_2_VACAR","PJM_ROR","VACAR","Internal","Summer","B10",1262,3000,0,49.38,55.34,6,0]
[2040,"SPP_N_2_ENT","SPP_N","ENT","Internal","Summer","B10",1262,1800,1195.04,52.5,57.5,5,0]
[2040,"SPP_S_2_ENT","SPP_S","ENT","Internal","Summer","B10",1262,850,0,52.51,57.5,5,0]
[2040,"TVA_2_ENT","TVA","ENT","Internal","Summer","B10",1262,500,0,50.04,57.5,9,0]
[2040,"VACAR_2_SOCO","VACAR","SOCO","Internal","Summer","B10",1262,3000,0,55.34,55.74,7,0]
[2040,"MAPP_US_2_RMPA","MAPP_US","RMPA","External","Summer","B10",1262,200,0,40.31,47.31,8,0]
[2040,"NWPP_Coal_2_MAPP_US","NWPP_Coal","MAPP_US","External","Summer","B10",1262,150,0,70.16,40.31,8,0]
[2040,"SPP_S_2_ERCOT","SPP_S","ERCOT","External","Summer","B10",1262,800,800,52.51,57.52,5,0]
[2040,"IESO_2_MAPP_CA","IESO","MAPP_CA","Internal","Shoulder","B11",25,262,262,51.5,64.959999999999994,7,6.46]
[2040,"MAPP_CA_2_IESO","MAPP_CA","IESO","Internal","Shoulder","B11",25,330,0,64.959999999999994,51.5,8,0]
[2040,"MAPP_US_2_NE","MAPP_US","NE","Internal","Shoulder","B11",25,2000,753.18,77.77,84.77,7,0]
[2040,"MISO_IN_2_NonRTO_Midwest","MISO_IN","NonRTO_Midwest","Internal","Shoulder","B11",25,4800,1059.56,84.77,92.77,8,0]
[2040,"MISO_MO-IL_2_MISO_IN","MISO_MO-IL","MISO_IN","Internal","Shoulder","B11",25,2100,0,84.78,84.77,0.01,0]
[2040,"MISO_W_2_MAPP_CA","MISO_W","MAPP_CA","Internal","Shoulder","B11",25,700,0,84.77,64.959999999999994,0.01,0]
[2040,"MISO_WUMS_2_MISO_MI","MISO_WUMS","MISO_MI","Internal","Shoulder","B11",25,99,18.66,84.76,84.77,0.01,0]
[2040,"NE_2_SPP_N","NE","SPP_N","Internal","Shoulder","B11",25,1800,1800,84.77,91.77,0.01,6.99]
[2040,"NEISO_2_NYISO_J-K","NEISO","NYISO_J-K","Internal","Shoulder","B11",25,430,430,48.97,70.739999999999995,3,18.77]
[2040,"NYISO_G-I_2_NEISO","NYISO_G-I","NEISO","Internal","Shoulder","B11",25,600,0,58.51,48.97,3,0]
[2040,"NYISO_J-K_2_NYISO_G-I","NYISO_J-K","NYISO_G-I","Internal","Shoulder","B11",25,1999,0,70.739999999999995,58.51,0.01,0]
[2040,"NYISO_J-K_2_PJM_E","NYISO_J-K","PJM_E","Internal","Shoulder","B11",25,0.01,0,70.739999999999995,66.510000000000005,8,0.02]
[2040,"PJM_ROR_2_MISO_IN","PJM_ROR","MISO_IN","Internal","Shoulder","B11",25,909,632.52,82.77,84.77,2,0]
[2040,"PJM_ROR_2_TVA_Transmission","PJM_ROR","TVA_Transmission","Internal","Shoulder","B11",25,2500,0,82.77,87.84,6,0]
[2040,"SPP_N_2_ENT","SPP_N","ENT","Internal","Shoulder","B11",25,1800,0,91.77,87.77,5,0]
[2040,"SPP_N_2_MISO_W","SPP_N","MISO_W","Internal","Shoulder","B11",25,750,0,91.77,84.77,5,0]
[2040,"TVA_2_ENT","TVA","ENT","Internal","Shoulder","B11",25,500,500,77.09,87.77,9,1.67]
[2040,"TVA_Transmission_2_SOCO","TVA_Transmission","SOCO","Internal","Shoulder","B11",25,3200,0,87.84,95.77,9,0]
[2040,"ERCOT_2_SPP_S","ERCOT","SPP_S","External","Shoulder","B11",25,800,0,86.87,81.87,8,0]
[2040,"NWPP_Coal_2_MAPP_US","NWPP_Coal","MAPP_US","External","Shoulder","B11",25,150,0,70.16,77.77,8,0]
[2040,"ENT_2_TVA_Transmission","ENT","TVA_Transmission","Internal","Shoulder","B12",200,2100,0,61.96,66.62,8,0]
[2040,"IESO_2_MISO_W","IESO","MISO_W","Internal","Shoulder","B12",200,140,140,51.5,64.430000000000007,7,5.93]
[2040,"MAPP_CA_2_MISO_W","MAPP_CA","MISO_W","Internal","Shoulder","B12",200,1970,1634.05,64.42,64.430000000000007,0.01,0]
[2040,"MISO_IN_2_MISO_MI","MISO_IN","MISO_MI","Internal","Shoulder","B12",200,5000,3294.56,64.45,64.459999999999994,0.01,0]
[2040,"MISO_IN_2_MISO_MO-IL","MISO_IN","MISO_MO-IL","Internal","Shoulder","B12",200,5000,0,64.45,64.44,0.01,0]
[2040,"MISO_MO-IL_2_MISO_IN","MISO_MO-IL","MISO_IN","Internal","Shoulder","B12",200,2100,1892.82,64.44,64.45,0.01,0]
[2040,"MISO_MO-IL_2_PJM_ROR","MISO_MO-IL","PJM_ROR","Internal","Shoulder","B12",200,1212,0,64.44,66.42,2,0]
[2040,"MISO_W_2_MISO_WUMS","MISO_W","MISO_WUMS","Internal","Shoulder","B12",200,1629,0,64.430000000000007,64.42,0.01,0]
[2040,"MISO_WUMS_2_MISO_W","MISO_WUMS","MISO_W","Internal","Shoulder","B12",200,1137,103.3,64.42,64.430000000000007,0.01,0]
[2040,"NEISO_2_NYISO_J-K","NEISO","NYISO_J-K","Internal","Shoulder","B12",200,430,430,48.97,70.739999999999995,3,18.77]
[2040,"NYISO_A-F_2_PJM_ROM","NYISO_A-F","PJM_ROM","Internal","Shoulder","B12",200,1000,370.36,58.4,66.400000000000006,8,0]
[2040,"NYISO_G-I_2_NYISO_J-K","NYISO_G-I","NYISO_J-K","Internal","Shoulder","B12",200,6130,6130,58.42,70.739999999999995,0.01,12.31]
[2040,"PJM_E_2_NYISO_J-K","PJM_E","NYISO_J-K","Internal","Shoulder","B12",200,330,0,66.42,70.739999999999995,6,0]
[2040,"PJM_ROR_2_MISO_MO-IL","PJM_ROR","MISO_MO-IL","Internal","Shoulder","B12",200,1111,0,66.42,64.44,2,0]
[2040,"PJM_ROM_2_NYISO_A-F","PJM_ROM","NYISO_A-F","Internal","Shoulder","B12",200,2000,0,66.400000000000006,58.4,6,0]
[2040,"PJM_ROM_2_PJM_E","PJM_ROM","PJM_E","Internal","Shoulder","B12",200,8000,716.46,66.400000000000006,66.42,0.01,0]
[2040,"SPP_N_2_SPP_S","SPP_N","SPP_S","Internal","Shoulder","B12",200,4000,0,59.79,59.39,0.01,0]
[2040,"SPP_S_2_ENT","SPP_S","ENT","Internal","Shoulder","B12",200,850,0,59.39,61.96,5,0]
[2040,"TVA_Transmission_2_TVA","TVA_Transmission","TVA","Internal","Shoulder","B12",200,99999,0,66.62,60.87,0.01,0]
[2040,"TVA_Transmission_2_VACAR","TVA_Transmission","VACAR","Internal","Shoulder","B12",200,900,0,66.62,68.56,9,0]
[2040,"NWPP_Coal_2_MAPP_US","NWPP_Coal","MAPP_US","External","Shoulder","B12",200,150,0,70.16,57.43,8,0]
[2040,"ENT_2_SOCO","ENT","SOCO","Internal","Shoulder","B13",600,2000,0,61.51,61.82,8,0]
[2040,"HQ_IESO_2_IESO","HQ_IESO","IESO","Internal","Shoulder","B13",600,99999,400,51.48,51.5,0.01,0]
[2040,"MAPP_CA_2_IESO","MAPP_CA","IESO","Internal","Shoulder","B13",600,330,0,59.84,51.5,8,0]
[2040,"MAPP_US_2_MISO_W","MAPP_US","MISO_W","Internal","Shoulder","B13",600,2635,1008.46,52.85,59.85,7,0]
[2040,"MISO_IN_2_PJM_ROR","MISO_IN","PJM_ROR","Internal","Shoulder","B13",600,992,0,59.88,59.14,2,0]
[2040,"MISO_MO-IL_2_MISO_IN","MISO_MO-IL","MISO_IN","Internal","Shoulder","B13",600,2100,1440.59,59.86,59.88,0.01,0]
[2040,"MISO_MO-IL_2_TVA_Transmission","MISO_MO-IL","TVA_Transmission","Internal","Shoulder","B13",600,4000,0,59.86,62.31,8,0]
[2040,"MISO_W_2_SPP_N","MISO_W","SPP_N","Internal","Shoulder","B13",600,3200,0,59.85,59.24,7,0]
[2040,"MISO_WUMS_2_PJM_ROR","MISO_WUMS","PJM_ROR","Internal","Shoulder","B13",600,1600,0,59.84,59.14,2,0]
[2040,"NE_2_SPP_N","NE","SPP_N","Internal","Shoulder","B13",600,1800,1073.92,59.23,59.24,0.01,0]
[2040,"NonRTO_Midwest_2_TVA_Transmission","NonRTO_Midwest","TVA_Transmission","Internal","Shoulder","B13",600,2400,0,64.209999999999994,62.31,8,0]
[2040,"NYISO_G-I_2_NYISO_A-F","NYISO_G-I","NYISO_A-F","Internal","Shoulder","B13",600,1999,0,52.66,52.65,0.01,0]
[2040,"NYISO_J-K_2_NYISO_G-I","NYISO_J-K","NYISO_G-I","Internal","Shoulder","B13",600,1999,0,65.14,52.66,0.01,0]
[2040,"PJM_ROR_2_MISO_MO-IL","PJM_ROR","MISO_MO-IL","Internal","Shoulder","B13",600,1111,0,59.14,59.86,2,0]
[2040,"PJM_ROR_2_PJM_ROM","PJM_ROR","PJM_ROM","Internal","Shoulder","B13",600,8000,0,59.14,59.13,0.01,0]
[2040,"PJM_ROM_2_PJM_ROR","PJM_ROM","PJM_ROR","Internal","Shoulder","B13",600,8000,7983.19,59.13,59.14,0.01,0]
[2040,"SPP_N_2_MISO_W","SPP_N","MISO_W","Internal","Shoulder","B13",600,750,0,59.24,59.85,5,0]
[2040,"TVA_2_ENT","TVA","ENT","Internal","Shoulder","B13",600,500,0,60.87,61.51,9,0]
[2040,"TVA_Transmission_2_SOCO","TVA_Transmission","SOCO","Internal","Shoulder","B13",600,3200,0,62.31,61.82,9,0]
[2040,"VACAR_2_SOCO","VACAR","SOCO","Internal","Shoulder","B13",600,3000,0,57.65,61.82,7,0]
[2040,"RMPA_2_NE","RMPA","NE","External","Shoulder","B13",600,310,0,62,59.23,8,0]
[2040,"ENT_2_TVA_Transmission","ENT","TVA_Transmission","Internal","Shoulder","B14",900,2100,0,59.84,61.39,8,0]
[2040,"HQ_NEISO_2_NEISO","HQ_NEISO","NEISO","Internal","Shoulder","B14",900,99999,2920,48.96,48.97,0.01,0]
[2040,"IESO_2_MISO_MI","IESO","MISO_MI","Internal","Shoulder","B14",900,1840,521,50.81,57.81,7,0]
[2040,"MAPP_US_2_MISO_W","MAPP_US","MISO_W","Internal","Shoulder","B14",900,2635,0,51.97,57.78,7,0]
[2040,"MISO_IN_2_MISO_MI","MISO_IN","MISO_MI","Internal","Shoulder","B14",900,5000,4175.1899999999996,57.8,57.81,0.01,0]
[2040,"MISO_MI_2_MISO_WUMS","MISO_MI","MISO_WUMS","Internal","Shoulder","B14",900,117,0,57.81,57.77,0.01,0]
[2040,"MISO_MO-IL_2_PJM_ROR","MISO_MO-IL","PJM_ROR","Internal","Shoulder","B14",900,1212,0,57.79,56.26,2,0]
[2040,"MISO_W_2_MISO_WUMS","MISO_W","MISO_WUMS","Internal","Shoulder","B14",900,1629,0,57.78,57.77,0.01,0]
[2040,"MISO_WUMS_2_MISO_W","MISO_WUMS","MISO_W","Internal","Shoulder","B14",900,1137,1110.17,57.77,57.78,0.01,0]
[2040,"NE_2_SPP_N","NE","SPP_N","Internal","Shoulder","B14",900,1800,1136.5,55.24,55.25,0.01,0]
[2040,"NYISO_A-F_2_NEISO","NYISO_A-F","NEISO","Internal","Shoulder","B14",900,600,0,52.62,48.97,3,0]
[2040,"NYISO_G-I_2_NYISO_A-F","NYISO_G-I","NYISO_A-F","Internal","Shoulder","B14",900,1999,0,52.63,52.62,0.01,0]
[2040,"PJM_E_2_NYISO_G-I","PJM_E","NYISO_G-I","Internal","Shoulder","B14",900,500,0,56.26,52.63,6,0]
[2040,"PJM_ROR_2_MISO_MO-IL","PJM_ROR","MISO_MO-IL","Internal","Shoulder","B14",900,1111,0,56.26,57.79,2,0]
[2040,"PJM_ROR_2_MISO_WUMS","PJM_ROR","MISO_WUMS","Internal","Shoulder","B14",900,1467,0,56.26,57.77,2,0]
[2040,"PJM_ROR_2_VACAR","PJM_ROR","VACAR","Internal","Shoulder","B14",900,3000,0,56.26,57.65,6,0]
[2040,"SOCO_2_VACAR","SOCO","VACAR","Internal","Shoulder","B14",900,2000,0,61.82,57.65,10,0]
[2040,"SPP_N_2_SPP_S","SPP_N","SPP_S","Internal","Shoulder","B14",900,4000,0,55.25,54.84,0.01,0]
[2040,"TVA_2_SOCO","TVA","SOCO","Internal","Shoulder","B14",900,500,0,60.87,61.82,9,0]
[2040,"TVA_Transmission_2_VACAR","TVA_Transmission","VACAR","Internal","Shoulder","B14",900,900,0,61.39,57.65,9,0]
[2040,"RMPA_2_MAPP_US","RMPA","MAPP_US","External","Shoulder","B14",900,200,0,60.24,51.97,8,0]
[2040,"SPP_N_2_RMPA","SPP_N","RMPA","External","Shoulder","B14",900,210,0,55.25,60.24,5,0]
[2040,"HQ_NEISO_2_NEISO","HQ_NEISO","NEISO","Internal","Shoulder","B15",1203,99999,1143.24,48.96,48.97,0.01,0]
[2040,"IESO_2_NYISO_A-F","IESO","NYISO_A-F","Internal","Shoulder","B15",1203,1725,0,50.81,51.98,7,0]
[2040,"MAPP_US_2_MISO_W","MAPP_US","MISO_W","Internal","Shoulder","B15",1203,2635,0,45.18,51.62,7,0]
[2040,"MARITIMES_2_NEISO","MARITIMES","NEISO","Internal","Shoulder","B15",1203,99999,426.43,48.96,48.97,0.01,0]
[2040,"MISO_MO-IL_2_ENT","MISO_MO-IL","ENT","Internal","Shoulder","B15",1203,2540,0,51.63,59.46,8,0]
[2040,"MISO_MO-IL_2_MISO_IN","MISO_MO-IL","MISO_IN","Internal","Shoulder","B15",1203,2100,1443.14,51.63,51.64,0.01,0]
[2040,"MISO_W_2_NE","MISO_W","NE","Internal","Shoulder","B15",1203,2800,0,51.62,48.18,7,0]
[2040,"MISO_W_2_PJM_ROR","MISO_W","PJM_ROR","Internal","Shoulder","B15",1203,773,0,51.62,51.58,2,0]
[2040,"NE_2_SPP_N","NE","SPP_N","Internal","Shoulder","B15",1203,1800,1800,48.18,54.26,0.01,6.07]
[2040,"NonRTO_Midwest_2_MISO_IN","NonRTO_Midwest","MISO_IN","Internal","Shoulder","B15",1203,4450,0,48.03,51.64,8,0]
[2040,"NYISO_A-F_2_PJM_ROM","NYISO_A-F","PJM_ROM","Internal","Shoulder","B15",1203,1000,0,51.98,51.57,8,0]
[2040,"NYISO_G-I_2_PJM_E","NYISO_G-I","PJM_E","Internal","Shoulder","B15",1203,1500,0,51.97,51.58,8,0]
[2040,"PJM_E_2_PJM_ROM","PJM_E","PJM_ROM","Internal","Shoulder","B15",1203,8000,0,51.58,51.57,0.01,0]
[2040,"PJM_ROR_2_PJM_ROM","PJM_ROR","PJM_ROM","Internal","Shoulder","B15",1203,8000,0,51.58,51.57,0.01,0]
[2040,"PJM_ROM_2_PJM_ROR","PJM_ROM","PJM_ROR","Internal","Shoulder","B15",1203,8000,5192.21,51.57,51.58,0.01,0]
[2040,"SPP_N_2_MISO_MO-IL","SPP_N","MISO_MO-IL","Internal","Shoulder","B15",1203,2000,0,54.26,51.63,5,0]
[2040,"TVA_2_ENT","TVA","ENT","Internal","Shoulder","B15",1203,500,0,56.04,59.46,9,0]
[2040,"TVA_2_VACAR","TVA","VACAR","Internal","Shoulder","B15",1203,150,0,56.04,57.65,9,0]
[2040,"AZ_NM_SNV_Coal_2_SPP_S","AZ_NM_SNV_Coal","SPP_S","External","Shoulder","B15",1203,400,0,61.35,54.25,8.17,0]
[2040,"ERCOT_2_SPP_S","ERCOT","SPP_S","External","Shoulder","B15",1203,800,0,56.93,54.25,8,0]
[2040,"RMPA_2_MAPP_US","RMPA","MAPP_US","External","Shoulder","B15",1203,200,0,53.18,45.18,8,0]
[2040,"ENT_2_TVA_Transmission","ENT","TVA_Transmission","Internal","Winter","B16",25,2100,899.98,82.55,90.55,8,0]
[2040,"IESO_2_NYISO_A-F","IESO","NYISO_A-F","Internal","Winter","B16",25,1725,226.83,69.56,76.56,7,0]
[2040,"MAPP_CA_2_MAPP_US","MAPP_CA","MAPP_US","Internal","Winter","B16",25,372,0,82.53,75.55,7,0]
[2040,"MISO_IN_2_MISO_MI","MISO_IN","MISO_MI","Internal","Winter","B16",25,5000,629.19000000000005,82.57,82.58,0.01,0]
[2040,"MISO_MI_2_MISO_WUMS","MISO_MI","MISO_WUMS","Internal","Winter","B16",25,117,0,82.58,82.57,0.01,0]
[2040,"MISO_MO-IL_2_PJM_ROR","MISO_MO-IL","PJM_ROR","Internal","Winter","B16",25,1212,1211.99,82.56,84.57,2,0.01]
[2040,"MISO_MO-IL_2_TVA_Transmission","MISO_MO-IL","TVA_Transmission","Internal","Winter","B16",25,4000,0.01,82.56,90.55,8,0]
[2040,"MISO_WUMS_2_MISO_MI","MISO_WUMS","MISO_MI","Internal","Winter","B16",25,99,58.13,82.57,82.58,0.01,0]
[2040,"NEISO_2_NYISO_G-I","NEISO","NYISO_G-I","Internal","Winter","B16",25,600,600,60.59,76.569999999999993,3,12.99]
[2040,"NYISO_A-F_2_IESO","NYISO_A-F","IESO","Internal","Winter","B16",25,1600,0,76.56,69.56,7,0]
[2040,"NYISO_G-I_2_NYISO_A-F","NYISO_G-I","NYISO_A-F","Internal","Winter","B16",25,1999,0,76.569999999999993,76.56,0.01,0]
[2040,"NYISO_G-I_2_NYISO_J-K","NYISO_G-I","NYISO_J-K","Internal","Winter","B16",25,6130,6130,76.569999999999993,90.38,0.01,13.79]
[2040,"PJM_E_2_PJM_ROM","PJM_E","PJM_ROM","Internal","Winter","B16",25,8000,0,84.57,84.56,0.01,0]
[2040,"PJM_ROR_2_MISO_MO-IL","PJM_ROR","MISO_MO-IL","Internal","Winter","B16",25,1111,0,84.57,82.56,2,0]
[2040,"PJM_ROR_2_VACAR","PJM_ROR","VACAR","Internal","Winter","B16",25,3000,3000,84.57,100.55,6,9.9700000000000006]
[2040,"SOCO_2_VACAR","SOCO","VACAR","Internal","Winter","B16",25,2000,79.680000000000007,90.55,100.55,10,0]
[2040,"SPP_N_2_SPP_S","SPP_N","SPP_S","Internal","Winter","B16",25,4000,0,82.56,64.31,0.01,0]
[2040,"TVA_2_VACAR","TVA","VACAR","Internal","Winter","B16",25,150,150,80.400000000000006,100.55,9,11.14]
[2040,"TVA_Transmission_2_VACAR","TVA_Transmission","VACAR","Internal","Winter","B16",25,900,900,90.55,100.55,9,1]
[2040,"NE_2_RMPA","NE","RMPA","External","Winter","B16",25,310,0,82.55,76.83,5,0]
[2040,"RMPA_2_SPP_N","RMPA","SPP_N","External","Winter","B16",25,210,0,76.83,82.56,8,0]
[2040,"HQ_NY_2_NYISO_A-F","HQ_NY","NYISO_A-F","Internal","Winter","B17",100,99999,1000,63.56,63.57,0.01,0]
[2040,"IESO_2_NYISO_A-F","IESO","NYISO_A-F","Internal","Winter","B17",100,1725,821.65,56.57,63.57,7,0]
[2040,"MAPP_CA_2_MAPP_US","MAPP_CA","MAPP_US","Internal","Winter","B17",100,372,0,68.97,61.98,7,0]
[2040,"MAPP_US_2_MISO_W","MAPP_US","MISO_W","Internal","Winter","B17",100,2635,850.37,61.98,68.98,7,0]
[2040,"MISO_MI_2_MISO_WUMS","MISO_MI","MISO_WUMS","Internal","Winter","B17",100,117,0,69.58,69.56,0.01,0]
[2040,"MISO_MO-IL_2_ENT","MISO_MO-IL","ENT","Internal","Winter","B17",100,2540,0,68.989999999999995,66.069999999999993,8,0]
[2040,"MISO_MO-IL_2_TVA_Transmission","MISO_MO-IL","TVA_Transmission","Internal","Winter","B17",100,4000,0,68.989999999999995,71.430000000000007,8,0]
[2040,"MISO_W_2_SPP_N","MISO_W","SPP_N","Internal","Winter","B17",100,3200,0,68.98,63.99,7,0]
[2040,"NE_2_MISO_W","NE","MISO_W","Internal","Winter","B17",100,1600,102.58,63.98,68.98,5,0]
[2040,"NonRTO_Midwest_2_MISO_IN","NonRTO_Midwest","MISO_IN","Internal","Winter","B17",100,4450,0,77.56,69.56,8,0]
[2040,"NYISO_A-F_2_NYISO_G-I","NYISO_A-F","NYISO_G-I","Internal","Winter","B17",100,4250,3052.87,63.57,63.59,0.01,0]
[2040,"NYISO_J-K_2_NEISO","NYISO_J-K","NEISO","Internal","Winter","B17",100,0.01,0,90.38,60.59,3,0]
[2040,"PJM_E_2_PJM_ROM","PJM_E","PJM_ROM","Internal","Winter","B17",100,8000,0,71.59,71.569999999999993,0.01,0]
[2040,"PJM_ROR_2_MISO_MI","PJM_ROR","MISO_MI","Internal","Winter","B17",100,1305,0,71.56,69.58,2,0]
[2040,"PJM_ROM_2_PJM_E","PJM_ROM","PJM_E","Internal","Winter","B17",100,8000,4725.05,71.569999999999993,71.59,0.01,0]
[2040,"SOCO_2_VACAR","SOCO","VACAR","Internal","Winter","B17",100,2000,1033.29,65.5,75.5,10,0]
[2040,"SPP_N_2_MISO_MO-IL","SPP_N","MISO_MO-IL","Internal","Winter","B17",100,2000,124.36,63.99,68.989999999999995,5,0]
[2040,"SPP_S_2_SPP_N","SPP_S","SPP_N","Internal","Winter","B17",100,640,640,63.27,63.99,0.01,0.71]
[2040,"TVA_Transmission_2_SOCO","TVA_Transmission","SOCO","Internal","Winter","B17",100,3200,0,71.430000000000007,65.5,9,0]
[2040,"AZ_NM_SNV_Coal_2_SPP_S","AZ_NM_SNV_Coal","SPP_S","External","Winter","B17",100,400,0,75.23,63.27,8.17,0]
[2040,"RMPA_2_MAPP_US","RMPA","MAPP_US","External","Winter","B17",100,200,0,70.34,61.98,8,0]
[2040,"SPP_S_2_ERCOT","SPP_S","ERCOT","External","Winter","B17",100,800,0,63.27,62.65,5,0]
[2040,"IESO_2_MAPP_CA","IESO","MAPP_CA","Internal","Winter","B18",400,262,262,53.85,62.51,7,1.65]
[2040,"MAPP_CA_2_MAPP_US","MAPP_CA","MAPP_US","Internal","Winter","B18",400,372,0,62.51,55.1,7,0]
[2040,"MARITIMES_2_NEISO","MARITIMES","NEISO","Internal","Winter","B18",400,99999,1400,60.57,60.59,0.01,0]
[2040,"MISO_MI_2_MISO_IN","MISO_MI","MISO_IN","Internal","Winter","B18",400,2045,0,61.77,61.75,0.01,0]
[2040,"MISO_MO-IL_2_ENT","MISO_MO-IL","ENT","Internal","Winter","B18",400,2540,0,61.75,65.59,8,0]
[2040,"MISO_W_2_MISO_MO-IL","MISO_W","MISO_MO-IL","Internal","Winter","B18",400,3800,0,61.75,61.75,0.01,0]
[2040,"MISO_WUMS_2_MISO_MI","MISO_WUMS","MISO_MI","Internal","Winter","B18",400,99,0,61.77,61.77,0.01,0]
[2040,"MISO_WUMS_2_MISO_W","MISO_WUMS","MISO_W","Internal","Winter","B18",400,1137,0,61.77,61.75,0.01,0]
[2040,"NEISO_2_NYISO_A-F","NEISO","NYISO_A-F","Internal","Winter","B18",400,600,0,60.59,60.85,3,0]
[2040,"NYISO_A-F_2_NEISO","NYISO_A-F","NEISO","Internal","Winter","B18",400,600,0,60.85,60.59,3,0]
[2040,"NYISO_J-K_2_NEISO","NYISO_J-K","NEISO","Internal","Winter","B18",400,0.01,0,83.53,60.59,3,0]
[2040,"NYISO_J-K_2_PJM_E","NYISO_J-K","PJM_E","Internal","Winter","B18",400,0.01,0,83.53,63.75,8,0]
[2040,"PJM_ROR_2_MISO_MI","PJM_ROR","MISO_MI","Internal","Winter","B18",400,1305,0,63.75,61.77,2,0]
[2040,"PJM_ROR_2_TVA_Transmission","PJM_ROR","TVA_Transmission","Internal","Winter","B18",400,2500,0,63.75,63.3,6,0]
[2040,"SOCO_2_FRCC","SOCO","FRCC","Internal","Winter","B18",400,3700,0,65.5,69.97,10,0]
[2040,"SPP_N_2_MISO_MO-IL","SPP_N","MISO_MO-IL","Internal","Winter","B18",400,2000,0,60.59,61.75,5,0]
[2040,"TVA_2_NonRTO_Midwest","TVA","NonRTO_Midwest","Internal","Winter","B18",400,100,0,58.75,59.41,9,0]
[2040,"TVA_Transmission_2_VACAR","TVA_Transmission","VACAR","Internal","Winter","B18",400,900,0,63.3,63.05,9,0]
[2040,"MAPP_US_2_RMPA","MAPP_US","RMPA","External","Winter","B18",400,200,200,55.1,65.53,8,2.4300000000000002]
[2040,"RMPA_2_SPP_N","RMPA","SPP_N","External","Winter","B18",400,210,0,65.53,60.59,8,0]
[2040,"SPP_S_2_ERCOT","SPP_S","ERCOT","External","Winter","B18",400,800,0,60.6,62.65,5,0]
[2040,"HQ_NEISO_2_NEISO","HQ_NEISO","NEISO","Internal","Winter","B19",700,99999,2920,60.57,60.59,0.01,0]
[2040,"IESO_2_MISO_W","IESO","MISO_W","Internal","Winter","B19",700,140,0,53.85,59.42,7,0]
[2040,"MAPP_US_2_MAPP_CA","MAPP_US","MAPP_CA","Internal","Winter","B19",700,165,165,55.1,62.51,7,0.4]
[2040,"MISO_IN_2_MISO_MO-IL","MISO_IN","MISO_MO-IL","Internal","Winter","B19",700,5000,0,59.42,59.41,0.01,0]
[2040,"MISO_MO-IL_2_ENT","MISO_MO-IL","ENT","Internal","Winter","B19",700,2540,0,59.41,64.010000000000005,8,0]
[2040,"MISO_W_2_MAPP_CA","MISO_W","MAPP_CA","Internal","Winter","B19",700,700,700,59.42,62.51,0.01,3.07]
[2040,"MISO_W_2_NE","MISO_W","NE","Internal","Winter","B19",700,2800,0,59.42,59.01,7,0]
[2040,"NE_2_MISO_W","NE","MISO_W","Internal","Winter","B19",700,1600,0,59.01,59.42,5,0]
[2040,"NEISO_2_NYISO_J-K","NEISO","NYISO_J-K","Internal","Winter","B19",700,430,430,60.59,67.569999999999993,3,3.98]
[2040,"NYISO_A-F_2_PJM_ROM","NYISO_A-F","PJM_ROM","Internal","Winter","B19",700,1000,0,60.85,60.68,8,0]
[2040,"NYISO_G-I_2_NEISO","NYISO_G-I","NEISO","Internal","Winter","B19",700,600,0,60.86,60.59,3,0]
[2040,"PJM_E_2_NYISO_J-K","PJM_E","NYISO_J-K","Internal","Winter","B19",700,330,330,60.69,67.569999999999993,6,0.87]
[2040,"PJM_E_2_PJM_ROM","PJM_E","PJM_ROM","Internal","Winter","B19",700,8000,0,60.69,60.68,0.01,0]
[2040,"PJM_ROR_2_VACAR","PJM_ROR","VACAR","Internal","Winter","B19",700,3000,0,60.69,63.05,6,0]
[2040,"PJM_ROM_2_NYISO_A-F","PJM_ROM","NYISO_A-F","Internal","Winter","B19",700,2000,0,60.68,60.85,6,0]
[2040,"SPP_N_2_MISO_MO-IL","SPP_N","MISO_MO-IL","Internal","Winter","B19",700,2000,0,59.02,59.41,5,0]
[2040,"TVA_2_ENT","TVA","ENT","Internal","Winter","B19",700,500,0,58.75,64.010000000000005,9,0]
[2040,"TVA_Transmission_2_NonRTO_Midwest","TVA_Transmission","NonRTO_Midwest","Internal","Winter","B19",700,700,0,62.31,59.41,9,0]
[2040,"TVA_Transmission_2_VACAR","TVA_Transmission","VACAR","Internal","Winter","B19",700,900,0,62.31,63.05,9,0]
[2040,"NWPP_Coal_2_MAPP_US","NWPP_Coal","MAPP_US","External","Winter","B19",700,150,0,75.22,55.1,8,0]
[2040,"ENT_2_SOCO","ENT","SOCO","Internal","Summer","B2",25,2000,70.099999999999994,94.52,102.52,8,0]
[2040,"IESO_2_MAPP_CA","IESO","MAPP_CA","Internal","Summer","B2",25,262,0,87.42,94.37,7,0]
[2040,"MAPP_CA_2_IESO","MAPP_CA","IESO","Internal","Summer","B2",25,330,0,94.37,87.42,8,0]
[2040,"MARITIMES_2_NEISO","MARITIMES","NEISO","Internal","Summer","B2",25,99999,1400,85.37,85.38,0.01,0]
[2040,"MISO_IN_2_NonRTO_Midwest","MISO_IN","NonRTO_Midwest","Internal","Summer","B2",25,4800,0,94.4,97.9,8,0]
[2040,"MISO_MI_2_MISO_IN","MISO_MI","MISO_IN","Internal","Summer","B2",25,2045,0,94.42,94.4,0.01,0]
[2040,"MISO_MO-IL_2_MISO_W","MISO_MO-IL","MISO_W","Internal","Summer","B2",25,960,0,94.39,94.38,0.01,0]
[2040,"MISO_W_2_MISO_WUMS","MISO_W","MISO_WUMS","Internal","Summer","B2",25,1629,0,94.38,94.37,0.01,0]
[2040,"MISO_WUMS_2_MISO_MI","MISO_WUMS","MISO_MI","Internal","Summer","B2",25,99,99,94.37,94.42,0.01,0.04]
[2040,"NEISO_2_NYISO_J-K","NEISO","NYISO_J-K","Internal","Summer","B2",25,430,429.99,85.38,88.39,3,0.01]
[2040,"NYISO_A-F_2_IESO","NYISO_A-F","IESO","Internal","Summer","B2",25,1600,0,88.37,87.42,7,0]
[2040,"NYISO_G-I_2_NYISO_A-F","NYISO_G-I","NYISO_A-F","Internal","Summer","B2",25,1999,0,88.38,88.37,0.01,0]
[2040,"NYISO_J-K_2_PJM_E","NYISO_J-K","PJM_E","Internal","Summer","B2",25,0.01,0,88.39,96.38,8,0.03]
[2040,"PJM_ROR_2_MISO_MI","PJM_ROR","MISO_MI","Internal","Summer","B2",25,1305,0,96.38,94.42,2,0]
[2040,"PJM_ROR_2_TVA_Transmission","PJM_ROR","TVA_Transmission","Internal","Summer","B2",25,2500,2499.9899999999998,96.38,102.39,6,0.01]
[2040,"PJM_ROM_2_PJM_E","PJM_ROM","PJM_E","Internal","Summer","B2",25,8000,6768.08,96.37,96.38,0.01,0]
[2040,"SPP_N_2_NE","SPP_N","NE","Internal","Summer","B2",25,330,0,97.66,97.13,0.01,0]
[2040,"TVA_2_ENT","TVA","ENT","Internal","Summer","B2",25,500,0,102.4,94.52,9,0]
[2040,"TVA_2_NonRTO_Midwest","TVA","NonRTO_Midwest","Internal","Summer","B2",25,100,0,102.4,97.9,9,0]
[2040,"TVA_Transmission_2_TVA","TVA_Transmission","TVA","Internal","Summer","B2",25,99999,2676.65,102.39,102.4,0.01,0]
[2040,"NWPP_Coal_2_MAPP_US","NWPP_Coal","MAPP_US","External","Summer","B2",25,150,150,70.16,90.13,8,11.97]
[2040,"RMPA_2_SPP_N","RMPA","SPP_N","External","Summer","B2",25,210,0,95.17,97.66,8,0]
[2040,"HQ_NEISO_2_NEISO","HQ_NEISO","NEISO","Internal","Winter","B20",935,99999,1233.58,60.57,60.59,0.01,0]
[2040,"IESO_2_MISO_W","IESO","MISO_W","Internal","Winter","B20",935,140,0,53.85,49.95,7,0]
[2040,"MAPP_US_2_MAPP_CA","MAPP_US","MAPP_CA","Internal","Winter","B20",935,165,165,42.95,62.51,7,12.55]
[2040,"MISO_IN_2_MISO_MO-IL","MISO_IN","MISO_MO-IL","Internal","Winter","B20",935,5000,0,53.54,49.96,0.01,0]
[2040,"MISO_MI_2_MISO_IN","MISO_MI","MISO_IN","Internal","Winter","B20",935,2045,0,53.55,53.54,0.01,0]
[2040,"MISO_MO-IL_2_SPP_N","MISO_MO-IL","SPP_N","Internal","Winter","B20",935,2000,0,49.96,50.86,8,0]
[2040,"MISO_W_2_MISO_WUMS","MISO_W","MISO_WUMS","Internal","Winter","B20",935,1629,1629,49.95,55.03,0.01,5.07]
[2040,"MISO_WUMS_2_PJM_ROR","MISO_WUMS","PJM_ROR","Internal","Winter","B20",935,1600,0,55.03,55.54,2,0]
[2040,"NEISO_2_NYISO_J-K","NEISO","NYISO_J-K","Internal","Winter","B20",935,430,0,60.59,63.48,3,0]
[2040,"NonRTO_Midwest_2_TVA_Transmission","NonRTO_Midwest","TVA_Transmission","Internal","Winter","B20",935,2400,1036.3699999999999,49.96,57.96,8,0]
[2040,"NYISO_A-F_2_NYISO_G-I","NYISO_A-F","NYISO_G-I","Internal","Winter","B20",935,4250,2141.4499999999998,60.85,60.86,0.01,0]
[2040,"NYISO_G-I_2_PJM_E","NYISO_G-I","PJM_E","Internal","Winter","B20",935,1500,0,60.86,55.54,8,0]
[2040,"PJM_E_2_NYISO_J-K","PJM_E","NYISO_J-K","Internal","Winter","B20",935,330,330,55.54,63.48,6,1.93]
[2040,"PJM_ROR_2_MISO_W","PJM_ROR","MISO_W","Internal","Winter","B20",935,709,0,55.54,49.95,2,0]
[2040,"PJM_ROM_2_PJM_E","PJM_ROM","PJM_E","Internal","Winter","B20",935,8000,5097.25,55.53,55.54,0.01,0]
[2040,"SPP_N_2_ENT","SPP_N","ENT","Internal","Winter","B20",935,1800,1800,50.86,57.96,5,2.1]
[2040,"SPP_S_2_ENT","SPP_S","ENT","Internal","Winter","B20",935,850,850,50.88,57.96,5,2.09]
[2040,"TVA_2_SOCO","TVA","SOCO","Internal","Winter","B20",935,500,0,57.97,59.84,9,0]
[2040,"VACAR_2_SOCO","VACAR","SOCO","Internal","Winter","B20",935,3000,0,63.05,59.84,7,0]
[2040,"NWPP_Coal_2_MAPP_US","NWPP_Coal","MAPP_US","External","Winter","B20",935,150,0,75.22,42.95,8,0]
[2040,"RMPA_2_NE","RMPA","NE","External","Winter","B20",935,310,0,47.37,44.95,8,0]
[2040,"HQ_IESO_2_IESO","HQ_IESO","IESO","Internal","Summer","B3",75,99999,400,83.26,83.27,0.01,0]
[2040,"IESO_2_MAPP_CA","IESO","MAPP_CA","Internal","Summer","B3",75,262,262,83.27,92.37,7,2.09]
[2040,"MAPP_US_2_MISO_W","MAPP_US","MISO_W","Internal","Summer","B3",75,2635,0,90.13,92.38,7,0]
[2040,"MAPP_US_2_NE","MAPP_US","NE","Internal","Summer","B3",75,2000,708.48,90.13,97.13,7,0]
[2040,"MISO_MI_2_MISO_IN","MISO_MI","MISO_IN","Internal","Summer","B3",75,2045,646.09,91.98,91.99,0.01,0]
[2040,"MISO_MO-IL_2_MISO_IN","MISO_MO-IL","MISO_IN","Internal","Summer","B3",75,2100,0,92.01,91.99,0.01,0]
[2040,"MISO_W_2_MAPP_CA","MISO_W","MAPP_CA","Internal","Summer","B3",75,700,0,92.38,92.37,0.01,0]
[2040,"MISO_W_2_PJM_ROR","MISO_W","PJM_ROR","Internal","Summer","B3",75,773,0,92.38,90.44,2,0]
[2040,"NE_2_SPP_N","NE","SPP_N","Internal","Summer","B3",75,1800,1800,97.13,97.66,0.01,0.52]
[2040,"NYISO_A-F_2_IESO","NYISO_A-F","IESO","Internal","Summer","B3",75,1600,439.41,76.27,83.27,7,0]
[2040,"NYISO_G-I_2_NYISO_A-F","NYISO_G-I","NYISO_A-F","Internal","Summer","B3",75,1999,0,76.290000000000006,76.27,0.01,0]
[2040,"NYISO_J-K_2_NYISO_G-I","NYISO_J-K","NYISO_G-I","Internal","Summer","B3",75,1999,0,76.3,76.290000000000006,0.01,0]
[2040,"PJM_E_2_NYISO_J-K","PJM_E","NYISO_J-K","Internal","Summer","B3",75,330,0,84.29,76.3,6,0]
[2040,"PJM_ROR_2_PJM_ROM","PJM_ROR","PJM_ROM","Internal","Summer","B3",75,8000,0,90.44,84.27,0.01,0]
[2040,"PJM_ROR_2_TVA_Transmission","PJM_ROR","TVA_Transmission","Internal","Summer","B3",75,2500,846.19,90.44,96.44,6,0]
[2040,"SOCO_2_FRCC","SOCO","FRCC","Internal","Summer","B3",75,3700,0,100.52,107.43,10,0]
[2040,"SPP_N_2_MISO_W","SPP_N","MISO_W","Internal","Summer","B3",75,750,0,97.66,92.38,5,0]
[2040,"TVA_2_NonRTO_Midwest","TVA","NonRTO_Midwest","Internal","Summer","B3",75,100,0,96.45,97.9,9,0]
[2040,"VACAR_2_SOCO","VACAR","SOCO","Internal","Summer","B3",75,3000,0,99.6,100.52,7,0]
[2040,"ERCOT_2_SPP_S","ERCOT","SPP_S","External","Summer","B3",75,800,0,84.4,83.82,8,0]
[2040,"RMPA_2_SPP_N","RMPA","SPP_N","External","Summer","B3",75,210,0,95.17,97.66,8,0]
[2040,"HQ_NEISO_2_NEISO","HQ_NEISO","NEISO","Internal","Summer","B4",100,99999,2920,62.62,62.63,0.01,0]
[2040,"IESO_2_MISO_W","IESO","MISO_W","Internal","Summer","B4",100,140,140,75.37,90.66,7,8.2899999999999991]
[2040,"MAPP_CA_2_IESO","MAPP_CA","IESO","Internal","Summer","B4",100,330,0,90.65,75.37,8,0]
[2040,"MISO_IN_2_MISO_MI","MISO_IN","MISO_MI","Internal","Summer","B4",100,5000,0,89.9,89.89,0.01,0]
[2040,"MISO_MI_2_PJM_ROR","MISO_MI","PJM_ROR","Internal","Summer","B4",100,1424,0,89.89,90.44,2,0]
[2040,"MISO_MO-IL_2_PJM_ROR","MISO_MO-IL","PJM_ROR","Internal","Summer","B4",100,1212,0,90.3,90.44,2,0]
[2040,"MISO_W_2_MISO_WUMS","MISO_W","MISO_WUMS","Internal","Summer","B4",100,1629,0,90.66,89.9,0.01,0]
[2040,"MISO_W_2_NE","MISO_W","NE","Internal","Summer","B4",100,2800,0,90.66,97.13,7,0]
[2040,"NE_2_SPP_N","NE","SPP_N","Internal","Summer","B4",100,1800,1800,97.13,97.66,0.01,0.52]
[2040,"NEISO_2_NYISO_J-K","NEISO","NYISO_J-K","Internal","Summer","B4",100,430,430,62.63,68.39,3,2.76]
[2040,"NYISO_A-F_2_NEISO","NYISO_A-F","NEISO","Internal","Summer","B4",100,600,0,68.37,62.63,3,0]
[2040,"NYISO_G-I_2_NYISO_J-K","NYISO_G-I","NYISO_J-K","Internal","Summer","B4",100,6130,4152.75,68.38,68.39,0.01,0]
[2040,"PJM_E_2_NYISO_J-K","PJM_E","NYISO_J-K","Internal","Summer","B4",100,330,0,80.22,68.39,6,0]
[2040,"PJM_ROR_2_MISO_WUMS","PJM_ROR","MISO_WUMS","Internal","Summer","B4",100,1467,0,90.44,89.9,2,0]
[2040,"PJM_ROM_2_NYISO_A-F","PJM_ROM","NYISO_A-F","Internal","Summer","B4",100,2000,0,80.209999999999994,68.37,6,0]
[2040,"SPP_N_2_ENT","SPP_N","ENT","Internal","Summer","B4",100,1800,0,97.66,92.52,5,0]
[2040,"SPP_N_2_SPP_S","SPP_N","SPP_S","Internal","Summer","B4",100,4000,0,97.66,83.11,0.01,0]
[2040,"TVA_2_VACAR","TVA","VACAR","Internal","Summer","B4",100,150,0,96.45,97.15,9,0]
[2040,"VACAR_2_SOCO","VACAR","SOCO","Internal","Summer","B4",100,3000,0,97.15,100.52,7,0]
[2040,"AZ_NM_SNV_Coal_2_SPP_S","AZ_NM_SNV_Coal","SPP_S","External","Summer","B4",100,400,0,117.69,83.11,8.17,0]
[2040,"ERCOT_2_SPP_S","ERCOT","SPP_S","External","Summer","B4",100,800,0,84.4,83.11,8,0]
[2040,"MAPP_US_2_RMPA","MAPP_US","RMPA","External","Summer","B4",100,200,0,90.13,89.13,8,0]
[2040,"NE_2_RMPA","NE","RMPA","External","Summer","B4",100,310,0,97.13,89.13,5,0]
[2040,"NWPP_Coal_2_MAPP_US","NWPP_Coal","MAPP_US","External","Summer","B4",100,150,150,70.16,90.13,8,11.97]
[2040,"RMPA_2_MAPP_US","RMPA","MAPP_US","External","Summer","B4",100,200,0,89.13,90.13,8,0]
[2040,"RMPA_2_NE","RMPA","NE","External","Summer","B4",100,310,97.15,89.13,97.13,8,0]
[2040,"RMPA_2_SPP_N","RMPA","SPP_N","External","Summer","B4",100,210,210,89.13,97.66,8,0.53]
[2040,"SPP_N_2_RMPA","SPP_N","RMPA","External","Summer","B4",100,210,0,97.66,89.13,5,0]
[2040,"SPP_S_2_ERCOT","SPP_S","ERCOT","External","Summer","B4",100,800,0,83.11,84.4,5,0]
[2040,"ENT_2_SOCO","ENT","SOCO","Internal","Summer","B5",200,2000,2000,88.11,100.52,8,4.4000000000000004]
[2040,"ENT_2_TVA_Transmission","ENT","TVA_Transmission","Internal","Summer","B5",200,2100,0,88.11,91.97,8,0]
[2040,"HQ_NEISO_2_NEISO","HQ_NEISO","NEISO","Internal","Summer","B5",200,99999,2920,60.08,60.1,0.01,0]
[2040,"HQ_NY_2_NYISO_A-F","HQ_NY","NYISO_A-F","Internal","Summer","B5",200,99999,1000,68.36,68.37,0.01,0]
[2040,"HQ_IESO_2_IESO","HQ_IESO","IESO","Internal","Summer","B5",200,99999,400,67.59,67.599999999999994,0.01,0]
[2040,"IESO_2_MAPP_CA","IESO","MAPP_CA","Internal","Summer","B5",200,262,262,67.599999999999994,88.21,7,13.6]
[2040,"IESO_2_MISO_MI","IESO","MISO_MI","Internal","Summer","B5",200,1840,1840,67.599999999999994,88.22,7,13.62]
[2040,"IESO_2_MISO_W","IESO","MISO_W","Internal","Summer","B5",200,140,140,67.599999999999994,88.22,7,13.62]
[2040,"IESO_2_NYISO_A-F","IESO","NYISO_A-F","Internal","Summer","B5",200,1725,0,67.599999999999994,68.37,7,0]
[2040,"MAPP_CA_2_IESO","MAPP_CA","IESO","Internal","Summer","B5",200,330,0,88.21,67.599999999999994,8,0]
[2040,"MAPP_CA_2_MAPP_US","MAPP_CA","MAPP_US","Internal","Summer","B5",200,372,0,88.21,81.22,7,0]
[2040,"MAPP_CA_2_MISO_W","MAPP_CA","MISO_W","Internal","Summer","B5",200,1970,1931.01,88.21,88.22,0.01,0]
[2040,"MAPP_US_2_MAPP_CA","MAPP_US","MAPP_CA","Internal","Summer","B5",200,165,0,81.22,88.21,7,0]
[2040,"MAPP_US_2_MISO_W","MAPP_US","MISO_W","Internal","Summer","B5",200,2635,10.57,81.22,88.22,7,0]
[2040,"MAPP_US_2_NE","MAPP_US","NE","Internal","Summer","B5",200,2000,767.38,81.22,88.22,7,0]
[2040,"MARITIMES_2_NEISO","MARITIMES","NEISO","Internal","Summer","B5",200,99999,1400,60.08,60.1,0.01,0]
[2040,"MISO_IN_2_MISO_MI","MISO_IN","MISO_MI","Internal","Summer","B5",200,5000,0,88.22,88.22,0.01,0]
[2040,"MISO_IN_2_MISO_MO-IL","MISO_IN","MISO_MO-IL","Internal","Summer","B5",200,5000,1580.3,88.22,88.23,0.01,0]
[2040,"MISO_IN_2_NonRTO_Midwest","MISO_IN","NonRTO_Midwest","Internal","Summer","B5",200,4800,932.55,88.22,96.22,8,0]
[2040,"MISO_IN_2_PJM_ROR","MISO_IN","PJM_ROR","Internal","Summer","B5",200,992,0,88.22,86.22,2,0]
[2040,"MISO_MI_2_MISO_IN","MISO_MI","MISO_IN","Internal","Summer","B5",200,2045,0,88.22,88.22,0.01,0]
[2040,"MISO_MI_2_MISO_WUMS","MISO_MI","MISO_WUMS","Internal","Summer","B5",200,117,0,88.22,87.99,0.01,0]
[2040,"MISO_MI_2_PJM_ROR","MISO_MI","PJM_ROR","Internal","Summer","B5",200,1424,0,88.22,86.22,2,0]
[2040,"MISO_MO-IL_2_ENT","MISO_MO-IL","ENT","Internal","Summer","B5",200,2540,0,88.23,88.11,8,0]
[2040,"MISO_MO-IL_2_MISO_IN","MISO_MO-IL","MISO_IN","Internal","Summer","B5",200,2100,0,88.23,88.22,0.01,0]
[2040,"MISO_MO-IL_2_MISO_W","MISO_MO-IL","MISO_W","Internal","Summer","B5",200,960,0,88.23,88.22,0.01,0]
[2040,"MISO_MO-IL_2_PJM_ROR","MISO_MO-IL","PJM_ROR","Internal","Summer","B5",200,1212,0,88.23,86.22,2,0]
[2040,"MISO_MO-IL_2_SPP_N","MISO_MO-IL","SPP_N","Internal","Summer","B5",200,2000,0,88.23,91.71,8,0]
[2040,"MISO_MO-IL_2_TVA_Transmission","MISO_MO-IL","TVA_Transmission","Internal","Summer","B5",200,4000,0,88.23,91.97,8,0]
[2040,"MISO_W_2_MAPP_CA","MISO_W","MAPP_CA","Internal","Summer","B5",200,700,0,88.22,88.21,0.01,0]
[2040,"MISO_W_2_MISO_MO-IL","MISO_W","MISO_MO-IL","Internal","Summer","B5",200,3800,830.11,88.22,88.23,0.01,0]
[2040,"MISO_W_2_MISO_WUMS","MISO_W","MISO_WUMS","Internal","Summer","B5",200,1629,0,88.22,87.99,0.01,0]
[2040,"MISO_W_2_NE","MISO_W","NE","Internal","Summer","B5",200,2800,0,88.22,88.22,7,0]
[2040,"MISO_W_2_PJM_ROR","MISO_W","PJM_ROR","Internal","Summer","B5",200,773,0,88.22,86.22,2,0]
[2040,"MISO_W_2_SPP_N","MISO_W","SPP_N","Internal","Summer","B5",200,3200,0,88.22,91.71,7,0]
[2040,"MISO_WUMS_2_MISO_MI","MISO_WUMS","MISO_MI","Internal","Summer","B5",200,99,99,87.99,88.22,0.01,0.21]
[2040,"MISO_WUMS_2_MISO_W","MISO_WUMS","MISO_W","Internal","Summer","B5",200,1137,1137,87.99,88.22,0.01,0.21]
[2040,"MISO_WUMS_2_PJM_ROR","MISO_WUMS","PJM_ROR","Internal","Summer","B5",200,1600,0,87.99,86.22,2,0]
[2040,"NE_2_MISO_W","NE","MISO_W","Internal","Summer","B5",200,1600,0,88.22,88.22,5,0]
[2040,"NE_2_SPP_N","NE","SPP_N","Internal","Summer","B5",200,1800,1800,88.22,91.71,0.01,3.48]
[2040,"NEISO_2_NYISO_A-F","NEISO","NYISO_A-F","Internal","Summer","B5",200,600,600,60.1,68.37,3,5.27]
[2040,"NEISO_2_NYISO_G-I","NEISO","NYISO_G-I","Internal","Summer","B5",200,600,600,60.1,68.38,3,5.29]
[2040,"NEISO_2_NYISO_J-K","NEISO","NYISO_J-K","Internal","Summer","B5",200,430,430,60.1,68.39,3,5.3]
[2040,"NonRTO_Midwest_2_MISO_IN","NonRTO_Midwest","MISO_IN","Internal","Summer","B5",200,4450,0,96.22,88.22,8,0]
[2040,"NonRTO_Midwest_2_TVA_Transmission","NonRTO_Midwest","TVA_Transmission","Internal","Summer","B5",200,2400,0,96.22,91.97,8,0]
[2040,"NYISO_A-F_2_IESO","NYISO_A-F","IESO","Internal","Summer","B5",200,1600,0,68.37,67.599999999999994,7,0]
[2040,"NYISO_A-F_2_NEISO","NYISO_A-F","NEISO","Internal","Summer","B5",200,600,0,68.37,60.1,3,0]
[2040,"NYISO_A-F_2_NYISO_G-I","NYISO_A-F","NYISO_G-I","Internal","Summer","B5",200,4250,1455.34,68.37,68.38,0.01,0]
[2040,"NYISO_A-F_2_PJM_ROM","NYISO_A-F","PJM_ROM","Internal","Summer","B5",200,1000,1000,68.37,76.67,8,0.3]
[2040,"NYISO_G-I_2_NEISO","NYISO_G-I","NEISO","Internal","Summer","B5",200,600,0,68.38,60.1,3,0]
[2040,"NYISO_G-I_2_NYISO_A-F","NYISO_G-I","NYISO_A-F","Internal","Summer","B5",200,1999,0,68.38,68.37,0.01,0]
[2040,"NYISO_G-I_2_NYISO_J-K","NYISO_G-I","NYISO_J-K","Internal","Summer","B5",200,6130,4611.88,68.38,68.39,0.01,0]
[2040,"NYISO_G-I_2_PJM_E","NYISO_G-I","PJM_E","Internal","Summer","B5",200,1500,1500,68.38,76.680000000000007,8,0.3]
[2040,"NYISO_J-K_2_NEISO","NYISO_J-K","NEISO","Internal","Summer","B5",200,0.01,0,68.39,60.1,3,0]
[2040,"NYISO_J-K_2_NYISO_G-I","NYISO_J-K","NYISO_G-I","Internal","Summer","B5",200,1999,0,68.39,68.38,0.01,0]
[2040,"NYISO_J-K_2_PJM_E","NYISO_J-K","PJM_E","Internal","Summer","B5",200,0.01,0,68.39,76.680000000000007,8,0.28999999999999998]
[2040,"PJM_E_2_NYISO_G-I","PJM_E","NYISO_G-I","Internal","Summer","B5",200,500,0,76.680000000000007,68.38,6,0]
[2040,"PJM_E_2_NYISO_J-K","PJM_E","NYISO_J-K","Internal","Summer","B5",200,330,0,76.680000000000007,68.39,6,0]
[2040,"PJM_E_2_PJM_ROM","PJM_E","PJM_ROM","Internal","Summer","B5",200,8000,0,76.680000000000007,76.67,0.01,0]
[2040,"PJM_ROR_2_MISO_IN","PJM_ROR","MISO_IN","Internal","Summer","B5",200,909,147.97,86.22,88.22,2,0]
[2040,"PJM_ROR_2_MISO_MI","PJM_ROR","MISO_MI","Internal","Summer","B5",200,1305,1014.37,86.22,88.22,2,0]
[2040,"PJM_ROR_2_MISO_MO-IL","PJM_ROR","MISO_MO-IL","Internal","Summer","B5",200,1111,1111,86.22,88.23,2,0.01]
[2040,"PJM_ROR_2_MISO_W","PJM_ROR","MISO_W","Internal","Summer","B5",200,709,147.32,86.22,88.22,2,0]
[2040,"PJM_ROR_2_MISO_WUMS","PJM_ROR","MISO_WUMS","Internal","Summer","B5",200,1467,0,86.22,87.99,2,0]
[2040,"PJM_ROR_2_PJM_ROM","PJM_ROR","PJM_ROM","Internal","Summer","B5",200,8000,0,86.22,76.67,0.01,0]
[2040,"PJM_ROR_2_TVA_Transmission","PJM_ROR","TVA_Transmission","Internal","Summer","B5",200,2500,0,86.22,91.97,6,0]
[2040,"PJM_ROR_2_VACAR","PJM_ROR","VACAR","Internal","Summer","B5",200,3000,3000,86.22,93.52,6,1.3]
[2040,"PJM_ROM_2_NYISO_A-F","PJM_ROM","NYISO_A-F","Internal","Summer","B5",200,2000,0,76.67,68.37,6,0]
[2040,"PJM_ROM_2_PJM_E","PJM_ROM","PJM_E","Internal","Summer","B5",200,8000,3216.57,76.67,76.680000000000007,0.01,0]
[2040,"PJM_ROM_2_PJM_ROR","PJM_ROM","PJM_ROR","Internal","Summer","B5",200,8000,8000,76.67,86.22,0.01,9.5299999999999994]
[2040,"SOCO_2_FRCC","SOCO","FRCC","Internal","Summer","B5",200,3700,0,100.52,105.06,10,0]
[2040,"SOCO_2_VACAR","SOCO","VACAR","Internal","Summer","B5",200,2000,0,100.52,93.52,10,0]
[2040,"SPP_N_2_ENT","SPP_N","ENT","Internal","Summer","B5",200,1800,0,91.71,88.11,5,0]
[2040,"SPP_N_2_MISO_MO-IL","SPP_N","MISO_MO-IL","Internal","Summer","B5",200,2000,0,91.71,88.23,5,0]
[2040,"SPP_N_2_MISO_W","SPP_N","MISO_W","Internal","Summer","B5",200,750,0,91.71,88.22,5,0]
[2040,"SPP_N_2_NE","SPP_N","NE","Internal","Summer","B5",200,330,0,91.71,88.22,0.01,0]
[2040,"SPP_N_2_SPP_S","SPP_N","SPP_S","Internal","Summer","B5",200,4000,0,91.71,83.11,0.01,0]
[2040,"SPP_S_2_ENT","SPP_S","ENT","Internal","Summer","B5",200,850,704.06,83.11,88.11,5,0]
[2040,"SPP_S_2_SPP_N","SPP_S","SPP_N","Internal","Summer","B5",200,640,640,83.11,91.71,0.01,8.58]
[2040,"TVA_2_ENT","TVA","ENT","Internal","Summer","B5",200,500,0,91.52,88.11,9,0]
[2040,"TVA_2_NonRTO_Midwest","TVA","NonRTO_Midwest","Internal","Summer","B5",200,100,0,91.52,96.22,9,0]
[2040,"TVA_2_SOCO","TVA","SOCO","Internal","Summer","B5",200,500,167.57,91.52,100.52,9,0]
[2040,"TVA_2_VACAR","TVA","VACAR","Internal","Summer","B5",200,150,0,91.52,93.52,9,0]
[2040,"TVA_Transmission_2_NonRTO_Midwest","TVA_Transmission","NonRTO_Midwest","Internal","Summer","B5",200,700,0,91.97,96.22,9,0]
[2040,"TVA_Transmission_2_SOCO","TVA_Transmission","SOCO","Internal","Summer","B5",200,3200,0,91.97,100.52,9,0]
[2040,"TVA_Transmission_2_TVA","TVA_Transmission","TVA","Internal","Summer","B5",200,99999,0,91.97,91.52,0.01,0]
[2040,"TVA_Transmission_2_VACAR","TVA_Transmission","VACAR","Internal","Summer","B5",200,900,0,91.97,93.52,9,0]
[2040,"VACAR_2_SOCO","VACAR","SOCO","Internal","Summer","B5",200,3000,642.61,93.52,100.52,7,0]
[2040,"AZ_NM_SNV_Coal_2_SPP_S","AZ_NM_SNV_Coal","SPP_S","External","Summer","B5",200,400,0,86.7,83.11,8.17,0]
[2040,"ERCOT_2_SPP_S","ERCOT","SPP_S","External","Summer","B5",200,800,0,84.4,83.11,8,0]
[2040,"MAPP_US_2_RMPA","MAPP_US","RMPA","External","Summer","B5",200,200,0,81.22,73.22,8,0]
[2040,"NE_2_RMPA","NE","RMPA","External","Summer","B5",200,310,0,88.22,73.22,5,0]
[2040,"NWPP_Coal_2_MAPP_US","NWPP_Coal","MAPP_US","External","Summer","B5",200,150,150,70.16,81.22,8,3.06]
[2040,"RMPA_2_MAPP_US","RMPA","MAPP_US","External","Summer","B5",200,200,33.299999999999997,73.22,81.22,8,0]
[2040,"RMPA_2_NE","RMPA","NE","External","Summer","B5",200,310,310,73.22,88.22,8,7]
[2040,"RMPA_2_SPP_N","RMPA","SPP_N","External","Summer","B5",200,210,210,73.22,91.71,8,10.49]
[2040,"SPP_N_2_RMPA","SPP_N","RMPA","External","Summer","B5",200,210,0,91.71,73.22,5,0]
[2040,"SPP_S_2_ERCOT","SPP_S","ERCOT","External","Summer","B5",200,800,0,83.11,84.4,5,0]
[2040,"ENT_2_SOCO","ENT","SOCO","Internal","Summer","B6",300,2000,634.12,75.16,83.16,8,0]
[2040,"ENT_2_TVA_Transmission","ENT","TVA_Transmission","Internal","Summer","B6",300,2100,0,75.16,74.19,8,0]
[2040,"HQ_NEISO_2_NEISO","HQ_NEISO","NEISO","Internal","Summer","B6",300,99999,2920,45.18,45.19,0.01,0]
[2040,"HQ_NY_2_NYISO_A-F","HQ_NY","NYISO_A-F","Internal","Summer","B6",300,99999,1000,60.18,60.2,0.01,0]
[2040,"HQ_IESO_2_IESO","HQ_IESO","IESO","Internal","Summer","B6",300,99999,400,53.18,53.2,0.01,0]
[2040,"IESO_2_MAPP_CA","IESO","MAPP_CA","Internal","Summer","B6",300,262,262,53.2,62.45,7,2.25]
[2040,"IESO_2_MISO_MI","IESO","MISO_MI","Internal","Summer","B6",300,1840,1840,53.2,69.099999999999994,7,8.9]
[2040,"IESO_2_MISO_W","IESO","MISO_W","Internal","Summer","B6",300,140,140,53.2,69.09,7,8.89]
[2040,"IESO_2_NYISO_A-F","IESO","NYISO_A-F","Internal","Summer","B6",300,1725,489.2,53.2,60.2,7,0]
[2040,"MAPP_CA_2_IESO","MAPP_CA","IESO","Internal","Summer","B6",300,330,0,62.45,53.2,8,0]
[2040,"MAPP_CA_2_MAPP_US","MAPP_CA","MAPP_US","Internal","Summer","B6",300,372,0,62.45,62.09,7,0]
[2040,"MAPP_CA_2_MISO_W","MAPP_CA","MISO_W","Internal","Summer","B6",300,1970,1970,62.45,69.09,0.01,6.62]
[2040,"MAPP_US_2_MAPP_CA","MAPP_US","MAPP_CA","Internal","Summer","B6",300,165,0,62.09,62.45,7,0]
[2040,"MAPP_US_2_MISO_W","MAPP_US","MISO_W","Internal","Summer","B6",300,2635,86.36,62.09,69.09,7,0]
[2040,"MAPP_US_2_NE","MAPP_US","NE","Internal","Summer","B6",300,2000,800.26,62.09,69.09,7,0]
[2040,"MARITIMES_2_NEISO","MARITIMES","NEISO","Internal","Summer","B6",300,99999,1400,45.18,45.19,0.01,0]
[2040,"MISO_IN_2_MISO_MI","MISO_IN","MISO_MI","Internal","Summer","B6",300,5000,523.58000000000004,69.09,69.099999999999994,0.01,0]
[2040,"MISO_IN_2_MISO_MO-IL","MISO_IN","MISO_MO-IL","Internal","Summer","B6",300,5000,1975.33,69.09,69.099999999999994,0.01,0]
[2040,"MISO_IN_2_NonRTO_Midwest","MISO_IN","NonRTO_Midwest","Internal","Summer","B6",300,4800,588.89,69.09,77.09,8,0]
[2040,"MISO_IN_2_PJM_ROR","MISO_IN","PJM_ROR","Internal","Summer","B6",300,992,0,69.09,68.209999999999994,2,0]
[2040,"MISO_MI_2_MISO_IN","MISO_MI","MISO_IN","Internal","Summer","B6",300,2045,0,69.099999999999994,69.09,0.01,0]
[2040,"MISO_MI_2_MISO_WUMS","MISO_MI","MISO_WUMS","Internal","Summer","B6",300,117,0,69.099999999999994,69.069999999999993,0.01,0]
[2040,"MISO_MI_2_PJM_ROR","MISO_MI","PJM_ROR","Internal","Summer","B6",300,1424,0,69.099999999999994,68.209999999999994,2,0]
[2040,"MISO_MO-IL_2_ENT","MISO_MO-IL","ENT","Internal","Summer","B6",300,2540,0,69.099999999999994,75.16,8,0]
[2040,"MISO_MO-IL_2_MISO_IN","MISO_MO-IL","MISO_IN","Internal","Summer","B6",300,2100,0,69.099999999999994,69.09,0.01,0]
[2040,"MISO_MO-IL_2_MISO_W","MISO_MO-IL","MISO_W","Internal","Summer","B6",300,960,0,69.099999999999994,69.09,0.01,0]
[2040,"MISO_MO-IL_2_PJM_ROR","MISO_MO-IL","PJM_ROR","Internal","Summer","B6",300,1212,0,69.099999999999994,68.209999999999994,2,0]
[2040,"MISO_MO-IL_2_SPP_N","MISO_MO-IL","SPP_N","Internal","Summer","B6",300,2000,0,69.099999999999994,76.09,8,0]
[2040,"MISO_MO-IL_2_TVA_Transmission","MISO_MO-IL","TVA_Transmission","Internal","Summer","B6",300,4000,0,69.099999999999994,74.19,8,0]
[2040,"MISO_W_2_MAPP_CA","MISO_W","MAPP_CA","Internal","Summer","B6",300,700,0,69.09,62.45,0.01,0]
[2040,"MISO_W_2_MISO_MO-IL","MISO_W","MISO_MO-IL","Internal","Summer","B6",300,3800,279.64,69.09,69.099999999999994,0.01,0]
[2040,"MISO_W_2_MISO_WUMS","MISO_W","MISO_WUMS","Internal","Summer","B6",300,1629,0,69.09,69.069999999999993,0.01,0]
[2040,"MISO_W_2_NE","MISO_W","NE","Internal","Summer","B6",300,2800,0,69.09,69.09,7,0]
[2040,"MISO_W_2_PJM_ROR","MISO_W","PJM_ROR","Internal","Summer","B6",300,773,0,69.09,68.209999999999994,2,0]
[2040,"MISO_W_2_SPP_N","MISO_W","SPP_N","Internal","Summer","B6",300,3200,1189.3499999999999,69.09,76.09,7,0]
[2040,"MISO_WUMS_2_MISO_MI","MISO_WUMS","MISO_MI","Internal","Summer","B6",300,99,99,69.069999999999993,69.099999999999994,0.01,0.01]
[2040,"MISO_WUMS_2_MISO_W","MISO_WUMS","MISO_W","Internal","Summer","B6",300,1137,642.38,69.069999999999993,69.09,0.01,0]
[2040,"MISO_WUMS_2_PJM_ROR","MISO_WUMS","PJM_ROR","Internal","Summer","B6",300,1600,0,69.069999999999993,68.209999999999994,2,0]
[2040,"NE_2_MISO_W","NE","MISO_W","Internal","Summer","B6",300,1600,0,69.09,69.09,5,0]
[2040,"NE_2_SPP_N","NE","SPP_N","Internal","Summer","B6",300,1800,1800,69.09,76.09,0.01,6.99]
[2040,"NEISO_2_NYISO_A-F","NEISO","NYISO_A-F","Internal","Summer","B6",300,600,600,45.19,60.2,3,12]
[2040,"NEISO_2_NYISO_G-I","NEISO","NYISO_G-I","Internal","Summer","B6",300,600,600,45.19,60.21,3,12.01]
[2040,"NEISO_2_NYISO_J-K","NEISO","NYISO_J-K","Internal","Summer","B6",300,430,430,45.19,65.099999999999994,3,16.899999999999999]
[2040,"NonRTO_Midwest_2_MISO_IN","NonRTO_Midwest","MISO_IN","Internal","Summer","B6",300,4450,0,77.09,69.09,8,0]
[2040,"NonRTO_Midwest_2_TVA_Transmission","NonRTO_Midwest","TVA_Transmission","Internal","Summer","B6",300,2400,0,77.09,74.19,8,0]
[2040,"NYISO_A-F_2_IESO","NYISO_A-F","IESO","Internal","Summer","B6",300,1600,0,60.2,53.2,7,0]
[2040,"NYISO_A-F_2_NEISO","NYISO_A-F","NEISO","Internal","Summer","B6",300,600,0,60.2,45.19,3,0]
[2040,"NYISO_A-F_2_NYISO_G-I","NYISO_A-F","NYISO_G-I","Internal","Summer","B6",300,4250,2059.37,60.2,60.21,0.01,0]
[2040,"NYISO_A-F_2_PJM_ROM","NYISO_A-F","PJM_ROM","Internal","Summer","B6",300,1000,533.16,60.2,68.2,8,0]
[2040,"NYISO_G-I_2_NEISO","NYISO_G-I","NEISO","Internal","Summer","B6",300,600,0,60.21,45.19,3,0]
[2040,"NYISO_G-I_2_NYISO_A-F","NYISO_G-I","NYISO_A-F","Internal","Summer","B6",300,1999,0,60.21,60.2,0.01,0]
[2040,"NYISO_G-I_2_NYISO_J-K","NYISO_G-I","NYISO_J-K","Internal","Summer","B6",300,6130,6130,60.21,65.099999999999994,0.01,4.88]
[2040,"NYISO_G-I_2_PJM_E","NYISO_G-I","PJM_E","Internal","Summer","B6",300,1500,825.09,60.21,68.209999999999994,8,0]
[2040,"NYISO_J-K_2_NEISO","NYISO_J-K","NEISO","Internal","Summer","B6",300,0.01,0,65.099999999999994,45.19,3,0]
[2040,"NYISO_J-K_2_NYISO_G-I","NYISO_J-K","NYISO_G-I","Internal","Summer","B6",300,1999,0,65.099999999999994,60.21,0.01,0]
[2040,"NYISO_J-K_2_PJM_E","NYISO_J-K","PJM_E","Internal","Summer","B6",300,0.01,0,65.099999999999994,68.209999999999994,8,0]
[2040,"PJM_E_2_NYISO_G-I","PJM_E","NYISO_G-I","Internal","Summer","B6",300,500,0,68.209999999999994,60.21,6,0]
[2040,"PJM_E_2_NYISO_J-K","PJM_E","NYISO_J-K","Internal","Summer","B6",300,330,0,68.209999999999994,65.099999999999994,6,0]
[2040,"PJM_E_2_PJM_ROM","PJM_E","PJM_ROM","Internal","Summer","B6",300,8000,0,68.209999999999994,68.2,0.01,0]
[2040,"PJM_ROR_2_MISO_IN","PJM_ROR","MISO_IN","Internal","Summer","B6",300,909,0,68.209999999999994,69.09,2,0]
[2040,"PJM_ROR_2_MISO_MI","PJM_ROR","MISO_MI","Internal","Summer","B6",300,1305,0,68.209999999999994,69.099999999999994,2,0]
[2040,"PJM_ROR_2_MISO_MO-IL","PJM_ROR","MISO_MO-IL","Internal","Summer","B6",300,1111,0,68.209999999999994,69.099999999999994,2,0]
[2040,"PJM_ROR_2_MISO_W","PJM_ROR","MISO_W","Internal","Summer","B6",300,709,0,68.209999999999994,69.09,2,0]
[2040,"PJM_ROR_2_MISO_WUMS","PJM_ROR","MISO_WUMS","Internal","Summer","B6",300,1467,0,68.209999999999994,69.069999999999993,2,0]
[2040,"PJM_ROR_2_PJM_ROM","PJM_ROR","PJM_ROM","Internal","Summer","B6",300,8000,0,68.209999999999994,68.2,0.01,0]
[2040,"PJM_ROR_2_TVA_Transmission","PJM_ROR","TVA_Transmission","Internal","Summer","B6",300,2500,0,68.209999999999994,74.19,6,0]
[2040,"PJM_ROR_2_VACAR","PJM_ROR","VACAR","Internal","Summer","B6",300,3000,3000,68.209999999999994,76.16,6,1.96]
[2040,"PJM_ROM_2_NYISO_A-F","PJM_ROM","NYISO_A-F","Internal","Summer","B6",300,2000,0,68.2,60.2,6,0]
[2040,"PJM_ROM_2_PJM_E","PJM_ROM","PJM_E","Internal","Summer","B6",300,8000,3619.19,68.2,68.209999999999994,0.01,0]
[2040,"PJM_ROM_2_PJM_ROR","PJM_ROM","PJM_ROR","Internal","Summer","B6",300,8000,5213.58,68.2,68.209999999999994,0.01,0]
[2040,"SOCO_2_FRCC","SOCO","FRCC","Internal","Summer","B6",300,3700,1975.62,83.16,93.16,10,0]
[2040,"SOCO_2_VACAR","SOCO","VACAR","Internal","Summer","B6",300,2000,0,83.16,76.16,10,0]
[2040,"SPP_N_2_ENT","SPP_N","ENT","Internal","Summer","B6",300,1800,0,76.09,75.16,5,0]
[2040,"SPP_N_2_MISO_MO-IL","SPP_N","MISO_MO-IL","Internal","Summer","B6",300,2000,0,76.09,69.099999999999994,5,0]
[2040,"SPP_N_2_MISO_W","SPP_N","MISO_W","Internal","Summer","B6",300,750,0,76.09,69.09,5,0]
[2040,"SPP_N_2_NE","SPP_N","NE","Internal","Summer","B6",300,330,0,76.09,69.09,0.01,0]
[2040,"SPP_N_2_SPP_S","SPP_N","SPP_S","Internal","Summer","B6",300,4000,595.45000000000005,76.09,76.099999999999994,0.01,0]
[2040,"SPP_S_2_ENT","SPP_S","ENT","Internal","Summer","B6",300,850,0,76.099999999999994,75.16,5,0]
[2040,"SPP_S_2_SPP_N","SPP_S","SPP_N","Internal","Summer","B6",300,640,0,76.099999999999994,76.09,0.01,0]
[2040,"TVA_2_ENT","TVA","ENT","Internal","Summer","B6",300,500,414.35,66.16,75.16,9,0]
[2040,"TVA_2_NonRTO_Midwest","TVA","NonRTO_Midwest","Internal","Summer","B6",300,100,100,66.16,77.09,9,1.92]
[2040,"TVA_2_SOCO","TVA","SOCO","Internal","Summer","B6",300,500,500,66.16,83.16,9,8]
[2040,"TVA_2_VACAR","TVA","VACAR","Internal","Summer","B6",300,150,150,66.16,76.16,9,1]
[2040,"TVA_Transmission_2_NonRTO_Midwest","TVA_Transmission","NonRTO_Midwest","Internal","Summer","B6",300,700,0,74.19,77.09,9,0]
[2040,"TVA_Transmission_2_SOCO","TVA_Transmission","SOCO","Internal","Summer","B6",300,3200,0,74.19,83.16,9,0]
[2040,"TVA_Transmission_2_TVA","TVA_Transmission","TVA","Internal","Summer","B6",300,99999,0,74.19,66.16,0.01,0]
[2040,"TVA_Transmission_2_VACAR","TVA_Transmission","VACAR","Internal","Summer","B6",300,900,0,74.19,76.16,9,0]
[2040,"VACAR_2_SOCO","VACAR","SOCO","Internal","Summer","B6",300,3000,1841.7,76.16,83.16,7,0]
[2040,"AZ_NM_SNV_Coal_2_SPP_S","AZ_NM_SNV_Coal","SPP_S","External","Summer","B6",300,400,0,79.48,76.099999999999994,8.17,0]
[2040,"ERCOT_2_SPP_S","ERCOT","SPP_S","External","Summer","B6",300,800,0,84.4,76.099999999999994,8,0]
[2040,"MAPP_US_2_RMPA","MAPP_US","RMPA","External","Summer","B6",300,200,0,62.09,62.75,8,0]
[2040,"NE_2_RMPA","NE","RMPA","External","Summer","B6",300,310,0,69.09,62.75,5,0]
[2040,"NWPP_Coal_2_MAPP_US","NWPP_Coal","MAPP_US","External","Summer","B6",300,150,0,70.16,62.09,8,0]
[2040,"RMPA_2_MAPP_US","RMPA","MAPP_US","External","Summer","B6",300,200,0,62.75,62.09,8,0]
[2040,"RMPA_2_NE","RMPA","NE","External","Summer","B6",300,310,0,62.75,69.09,8,0]
[2040,"RMPA_2_SPP_N","RMPA","SPP_N","External","Summer","B6",300,210,210,62.75,76.09,8,5.34]
[2040,"SPP_N_2_RMPA","SPP_N","RMPA","External","Summer","B6",300,210,0,76.09,62.75,5,0]
[2040,"SPP_S_2_ERCOT","SPP_S","ERCOT","External","Summer","B6",300,800,800,76.099999999999994,84.4,5,3.3]
[2040,"ENT_2_SOCO","ENT","SOCO","Internal","Summer","B7",400,2000,1290.1300000000001,60.31,68.31,8,0]
[2040,"ENT_2_TVA_Transmission","ENT","TVA_Transmission","Internal","Summer","B7",400,2100,0,60.31,60.56,8,0]
[2040,"HQ_NEISO_2_NEISO","HQ_NEISO","NEISO","Internal","Summer","B7",400,99999,2920,45.18,45.19,0.01,0]
[2040,"HQ_NY_2_NYISO_A-F","HQ_NY","NYISO_A-F","Internal","Summer","B7",400,99999,1000,51.35,51.36,0.01,0]
[2040,"HQ_IESO_2_IESO","HQ_IESO","IESO","Internal","Summer","B7",400,99999,400,50.29,50.31,0.01,0]
[2040,"IESO_2_MAPP_CA","IESO","MAPP_CA","Internal","Summer","B7",400,262,0,50.31,57.28,7,0]
[2040,"IESO_2_MISO_MI","IESO","MISO_MI","Internal","Summer","B7",400,1840,868.99,50.31,57.31,7,0]
[2040,"IESO_2_MISO_W","IESO","MISO_W","Internal","Summer","B7",400,140,0,50.31,57.29,7,0]
[2040,"IESO_2_NYISO_A-F","IESO","NYISO_A-F","Internal","Summer","B7",400,1725,0,50.31,51.36,7,0]
[2040,"MAPP_CA_2_IESO","MAPP_CA","IESO","Internal","Summer","B7",400,330,0,57.28,50.31,8,0]
[2040,"MAPP_CA_2_MAPP_US","MAPP_CA","MAPP_US","Internal","Summer","B7",400,372,0,57.28,53.08,7,0]
[2040,"MAPP_CA_2_MISO_W","MAPP_CA","MISO_W","Internal","Summer","B7",400,1970,1288.1500000000001,57.28,57.29,0.01,0]
[2040,"MAPP_US_2_MAPP_CA","MAPP_US","MAPP_CA","Internal","Summer","B7",400,165,0,53.08,57.28,7,0]
[2040,"MAPP_US_2_MISO_W","MAPP_US","MISO_W","Internal","Summer","B7",400,2635,0,53.08,57.29,7,0]
[2040,"MAPP_US_2_NE","MAPP_US","NE","Internal","Summer","B7",400,2000,855.1,53.08,60.08,7,0]
[2040,"MARITIMES_2_NEISO","MARITIMES","NEISO","Internal","Summer","B7",400,99999,1400,45.18,45.19,0.01,0]
[2040,"MISO_IN_2_MISO_MI","MISO_IN","MISO_MI","Internal","Summer","B7",400,5000,3667.93,57.29,57.31,0.01,0]
[2040,"MISO_IN_2_MISO_MO-IL","MISO_IN","MISO_MO-IL","Internal","Summer","B7",400,5000,439.82,57.29,57.31,0.01,0]
[2040,"MISO_IN_2_NonRTO_Midwest","MISO_IN","NonRTO_Midwest","Internal","Summer","B7",400,4800,0,57.29,58.05,8,0]
[2040,"MISO_IN_2_PJM_ROR","MISO_IN","PJM_ROR","Internal","Summer","B7",400,992,0,57.29,55.31,2,0]
[2040,"MISO_MI_2_MISO_IN","MISO_MI","MISO_IN","Internal","Summer","B7",400,2045,0,57.31,57.29,0.01,0]
[2040,"MISO_MI_2_MISO_WUMS","MISO_MI","MISO_WUMS","Internal","Summer","B7",400,117,0,57.31,57.28,0.01,0]
[2040,"MISO_MI_2_PJM_ROR","MISO_MI","PJM_ROR","Internal","Summer","B7",400,1424,0,57.31,55.31,2,0]
[2040,"MISO_MO-IL_2_ENT","MISO_MO-IL","ENT","Internal","Summer","B7",400,2540,0,57.31,60.31,8,0]
[2040,"MISO_MO-IL_2_MISO_IN","MISO_MO-IL","MISO_IN","Internal","Summer","B7",400,2100,0,57.31,57.29,0.01,0]
[2040,"MISO_MO-IL_2_MISO_W","MISO_MO-IL","MISO_W","Internal","Summer","B7",400,960,0,57.31,57.29,0.01,0]
[2040,"MISO_MO-IL_2_PJM_ROR","MISO_MO-IL","PJM_ROR","Internal","Summer","B7",400,1212,0,57.31,55.31,2,0]
[2040,"MISO_MO-IL_2_SPP_N","MISO_MO-IL","SPP_N","Internal","Summer","B7",400,2000,0,57.31,60.09,8,0]
[2040,"MISO_MO-IL_2_TVA_Transmission","MISO_MO-IL","TVA_Transmission","Internal","Summer","B7",400,4000,0,57.31,60.56,8,0]
[2040,"MISO_W_2_MAPP_CA","MISO_W","MAPP_CA","Internal","Summer","B7",400,700,0,57.29,57.28,0.01,0]
[2040,"MISO_W_2_MISO_MO-IL","MISO_W","MISO_MO-IL","Internal","Summer","B7",400,3800,1269.8800000000001,57.29,57.31,0.01,0]
[2040,"MISO_W_2_MISO_WUMS","MISO_W","MISO_WUMS","Internal","Summer","B7",400,1629,0,57.29,57.28,0.01,0]
[2040,"MISO_W_2_NE","MISO_W","NE","Internal","Summer","B7",400,2800,0,57.29,60.08,7,0]
[2040,"MISO_W_2_PJM_ROR","MISO_W","PJM_ROR","Internal","Summer","B7",400,773,0,57.29,55.31,2,0]
[2040,"MISO_W_2_SPP_N","MISO_W","SPP_N","Internal","Summer","B7",400,3200,0,57.29,60.09,7,0]
[2040,"MISO_WUMS_2_MISO_MI","MISO_WUMS","MISO_MI","Internal","Summer","B7",400,99,99,57.28,57.31,0.01,0.01]
[2040,"MISO_WUMS_2_MISO_W","MISO_WUMS","MISO_W","Internal","Summer","B7",400,1137,1078.08,57.28,57.29,0.01,0]
[2040,"MISO_WUMS_2_PJM_ROR","MISO_WUMS","PJM_ROR","Internal","Summer","B7",400,1600,0,57.28,55.31,2,0]
[2040,"NE_2_MISO_W","NE","MISO_W","Internal","Summer","B7",400,1600,0,60.08,57.29,5,0]
[2040,"NE_2_SPP_N","NE","SPP_N","Internal","Summer","B7",400,1800,1795.61,60.08,60.09,0.01,0]
[2040,"NEISO_2_NYISO_A-F","NEISO","NYISO_A-F","Internal","Summer","B7",400,600,600,45.19,51.36,3,3.17]
[2040,"NEISO_2_NYISO_G-I","NEISO","NYISO_G-I","Internal","Summer","B7",400,600,600,45.19,51.37,3,3.18]
[2040,"NEISO_2_NYISO_J-K","NEISO","NYISO_J-K","Internal","Summer","B7",400,430,430,45.19,65.099999999999994,3,16.899999999999999]
[2040,"NonRTO_Midwest_2_MISO_IN","NonRTO_Midwest","MISO_IN","Internal","Summer","B7",400,4450,0,58.05,57.29,8,0]
[2040,"NonRTO_Midwest_2_TVA_Transmission","NonRTO_Midwest","TVA_Transmission","Internal","Summer","B7",400,2400,0,58.05,60.56,8,0]
[2040,"NYISO_A-F_2_IESO","NYISO_A-F","IESO","Internal","Summer","B7",400,1600,0,51.36,50.31,7,0]
[2040,"NYISO_A-F_2_NEISO","NYISO_A-F","NEISO","Internal","Summer","B7",400,600,0,51.36,45.19,3,0]
[2040,"NYISO_A-F_2_NYISO_G-I","NYISO_A-F","NYISO_G-I","Internal","Summer","B7",400,4250,1019.36,51.36,51.37,0.01,0]
[2040,"NYISO_A-F_2_PJM_ROM","NYISO_A-F","PJM_ROM","Internal","Summer","B7",400,1000,0,51.36,55.29,8,0]
[2040,"NYISO_G-I_2_NEISO","NYISO_G-I","NEISO","Internal","Summer","B7",400,600,0,51.37,45.19,3,0]
[2040,"NYISO_G-I_2_NYISO_A-F","NYISO_G-I","NYISO_A-F","Internal","Summer","B7",400,1999,0,51.37,51.36,0.01,0]
[2040,"NYISO_G-I_2_NYISO_J-K","NYISO_G-I","NYISO_J-K","Internal","Summer","B7",400,6130,6130,51.37,65.099999999999994,0.01,13.71]
[2040,"NYISO_G-I_2_PJM_E","NYISO_G-I","PJM_E","Internal","Summer","B7",400,1500,0,51.37,55.31,8,0]
[2040,"NYISO_J-K_2_NEISO","NYISO_J-K","NEISO","Internal","Summer","B7",400,0.01,0,65.099999999999994,45.19,3,0]
[2040,"NYISO_J-K_2_NYISO_G-I","NYISO_J-K","NYISO_G-I","Internal","Summer","B7",400,1999,0,65.099999999999994,51.37,0.01,0]
[2040,"NYISO_J-K_2_PJM_E","NYISO_J-K","PJM_E","Internal","Summer","B7",400,0.01,0,65.099999999999994,55.31,8,0]
[2040,"PJM_E_2_NYISO_G-I","PJM_E","NYISO_G-I","Internal","Summer","B7",400,500,0,55.31,51.37,6,0]
[2040,"PJM_E_2_NYISO_J-K","PJM_E","NYISO_J-K","Internal","Summer","B7",400,330,330,55.31,65.099999999999994,6,3.79]
[2040,"PJM_E_2_PJM_ROM","PJM_E","PJM_ROM","Internal","Summer","B7",400,8000,0,55.31,55.29,0.01,0]
[2040,"PJM_ROR_2_MISO_IN","PJM_ROR","MISO_IN","Internal","Summer","B7",400,909,0,55.31,57.29,2,0]
[2040,"PJM_ROR_2_MISO_MI","PJM_ROR","MISO_MI","Internal","Summer","B7",400,1305,761.91,55.31,57.31,2,0]
[2040,"PJM_ROR_2_MISO_MO-IL","PJM_ROR","MISO_MO-IL","Internal","Summer","B7",400,1111,296.57,55.31,57.31,2,0]
[2040,"PJM_ROR_2_MISO_W","PJM_ROR","MISO_W","Internal","Summer","B7",400,709,0,55.31,57.29,2,0]
[2040,"PJM_ROR_2_MISO_WUMS","PJM_ROR","MISO_WUMS","Internal","Summer","B7",400,1467,0,55.31,57.28,2,0]
[2040,"PJM_ROR_2_PJM_ROM","PJM_ROR","PJM_ROM","Internal","Summer","B7",400,8000,0,55.31,55.29,0.01,0]
[2040,"PJM_ROR_2_TVA_Transmission","PJM_ROR","TVA_Transmission","Internal","Summer","B7",400,2500,0,55.31,60.56,6,0]
[2040,"PJM_ROR_2_VACAR","PJM_ROR","VACAR","Internal","Summer","B7",400,3000,471.45,55.31,61.31,6,0]
[2040,"PJM_ROM_2_NYISO_A-F","PJM_ROM","NYISO_A-F","Internal","Summer","B7",400,2000,0,55.29,51.36,6,0]
[2040,"PJM_ROM_2_PJM_E","PJM_ROM","PJM_E","Internal","Summer","B7",400,8000,3631.02,55.29,55.31,0.01,0]
[2040,"PJM_ROM_2_PJM_ROR","PJM_ROM","PJM_ROR","Internal","Summer","B7",400,8000,4022.05,55.29,55.31,0.01,0]
[2040,"SOCO_2_FRCC","SOCO","FRCC","Internal","Summer","B7",400,3700,0,68.31,78.23,10,0]
[2040,"SOCO_2_VACAR","SOCO","VACAR","Internal","Summer","B7",400,2000,0,68.31,61.31,10,0]
[2040,"SPP_N_2_ENT","SPP_N","ENT","Internal","Summer","B7",400,1800,0,60.09,60.31,5,0]
[2040,"SPP_N_2_MISO_MO-IL","SPP_N","MISO_MO-IL","Internal","Summer","B7",400,2000,0,60.09,57.31,5,0]
[2040,"SPP_N_2_MISO_W","SPP_N","MISO_W","Internal","Summer","B7",400,750,0,60.09,57.29,5,0]
[2040,"SPP_N_2_NE","SPP_N","NE","Internal","Summer","B7",400,330,0,60.09,60.08,0.01,0]
[2040,"SPP_N_2_SPP_S","SPP_N","SPP_S","Internal","Summer","B7",400,4000,0,60.09,60.08,0.01,0]
[2040,"SPP_S_2_ENT","SPP_S","ENT","Internal","Summer","B7",400,850,0,60.08,60.31,5,0]
[2040,"SPP_S_2_SPP_N","SPP_S","SPP_N","Internal","Summer","B7",400,640,197.82,60.08,60.09,0.01,0]
[2040,"TVA_2_ENT","TVA","ENT","Internal","Summer","B7",400,500,0,59.33,60.31,9,0]
[2040,"TVA_2_NonRTO_Midwest","TVA","NonRTO_Midwest","Internal","Summer","B7",400,100,0,59.33,58.05,9,0]
[2040,"TVA_2_SOCO","TVA","SOCO","Internal","Summer","B7",400,500,0,59.33,68.31,9,0]
[2040,"TVA_2_VACAR","TVA","VACAR","Internal","Summer","B7",400,150,0,59.33,61.31,9,0]
[2040,"TVA_Transmission_2_NonRTO_Midwest","TVA_Transmission","NonRTO_Midwest","Internal","Summer","B7",400,700,0,60.56,58.05,9,0]
[2040,"TVA_Transmission_2_SOCO","TVA_Transmission","SOCO","Internal","Summer","B7",400,3200,0,60.56,68.31,9,0]
[2040,"TVA_Transmission_2_TVA","TVA_Transmission","TVA","Internal","Summer","B7",400,99999,0,60.56,59.33,0.01,0]
[2040,"TVA_Transmission_2_VACAR","TVA_Transmission","VACAR","Internal","Summer","B7",400,900,0,60.56,61.31,9,0]
[2040,"VACAR_2_SOCO","VACAR","SOCO","Internal","Summer","B7",400,3000,85.53,61.31,68.31,7,0]
[2040,"AZ_NM_SNV_Coal_2_SPP_S","AZ_NM_SNV_Coal","SPP_S","External","Summer","B7",400,400,0,79.45,60.08,8.17,0]
[2040,"ERCOT_2_SPP_S","ERCOT","SPP_S","External","Summer","B7",400,800,0,62.77,60.08,8,0]
[2040,"MAPP_US_2_RMPA","MAPP_US","RMPA","External","Summer","B7",400,200,200,53.08,62.75,8,1.66]
[2040,"NE_2_RMPA","NE","RMPA","External","Summer","B7",400,310,0,60.08,62.75,5,0]
[2040,"NWPP_Coal_2_MAPP_US","NWPP_Coal","MAPP_US","External","Summer","B7",400,150,0,70.16,53.08,8,0]
[2040,"RMPA_2_MAPP_US","RMPA","MAPP_US","External","Summer","B7",400,200,0,62.75,53.08,8,0]
[2040,"RMPA_2_NE","RMPA","NE","External","Summer","B7",400,310,0,62.75,60.08,8,0]
[2040,"RMPA_2_SPP_N","RMPA","SPP_N","External","Summer","B7",400,210,0,62.75,60.09,8,0]
[2040,"SPP_N_2_RMPA","SPP_N","RMPA","External","Summer","B7",400,210,0,60.09,62.75,5,0]
[2040,"SPP_S_2_ERCOT","SPP_S","ERCOT","External","Summer","B7",400,800,0,60.08,62.77,5,0]
[2040,"ENT_2_SOCO","ENT","SOCO","Internal","Summer","B8",500,2000,0,60,60.21,8,0]
[2040,"ENT_2_TVA_Transmission","ENT","TVA_Transmission","Internal","Summer","B8",500,2100,0,60,57.01,8,0]
[2040,"HQ_NEISO_2_NEISO","HQ_NEISO","NEISO","Internal","Summer","B8",500,99999,2920,45.18,45.19,0.01,0]
[2040,"HQ_NY_2_NYISO_A-F","HQ_NY","NYISO_A-F","Internal","Summer","B8",500,99999,1000,51.35,51.36,0.01,0]
[2040,"HQ_IESO_2_IESO","HQ_IESO","IESO","Internal","Summer","B8",500,99999,400,46.65,46.66,0.01,0]
[2040,"IESO_2_MAPP_CA","IESO","MAPP_CA","Internal","Summer","B8",500,262,0,46.66,53.18,7,0]
[2040,"IESO_2_MISO_MI","IESO","MISO_MI","Internal","Summer","B8",500,1840,930.51,46.66,53.66,7,0]
[2040,"IESO_2_MISO_W","IESO","MISO_W","Internal","Summer","B8",500,140,0,46.66,53.2,7,0]
[2040,"IESO_2_NYISO_A-F","IESO","NYISO_A-F","Internal","Summer","B8",500,1725,0,46.66,51.36,7,0]
[2040,"MAPP_CA_2_IESO","MAPP_CA","IESO","Internal","Summer","B8",500,330,0,53.18,46.66,8,0]
[2040,"MAPP_CA_2_MAPP_US","MAPP_CA","MAPP_US","Internal","Summer","B8",500,372,0,53.18,46.2,7,0]
[2040,"MAPP_CA_2_MISO_W","MAPP_CA","MISO_W","Internal","Summer","B8",500,1970,1520.92,53.18,53.2,0.01,0]
[2040,"MAPP_US_2_MAPP_CA","MAPP_US","MAPP_CA","Internal","Summer","B8",500,165,0,46.2,53.18,7,0]
[2040,"MAPP_US_2_MISO_W","MAPP_US","MISO_W","Internal","Summer","B8",500,2635,607.66,46.2,53.2,7,0]
[2040,"MAPP_US_2_NE","MAPP_US","NE","Internal","Summer","B8",500,2000,695.54,46.2,53.2,7,0]
[2040,"MARITIMES_2_NEISO","MARITIMES","NEISO","Internal","Summer","B8",500,99999,1400,45.18,45.19,0.01,0]
[2040,"MISO_IN_2_MISO_MI","MISO_IN","MISO_MI","Internal","Summer","B8",500,5000,5000,53.22,53.66,0.01,0.43]
[2040,"MISO_IN_2_MISO_MO-IL","MISO_IN","MISO_MO-IL","Internal","Summer","B8",500,5000,0,53.22,53.21,0.01,0]
[2040,"MISO_IN_2_NonRTO_Midwest","MISO_IN","NonRTO_Midwest","Internal","Summer","B8",500,4800,0,53.22,53.96,8,0]
[2040,"MISO_IN_2_PJM_ROR","MISO_IN","PJM_ROR","Internal","Summer","B8",500,992,0,53.22,53.37,2,0]
[2040,"MISO_MI_2_MISO_IN","MISO_MI","MISO_IN","Internal","Summer","B8",500,2045,0,53.66,53.22,0.01,0]
[2040,"MISO_MI_2_MISO_WUMS","MISO_MI","MISO_WUMS","Internal","Summer","B8",500,117,0,53.66,53.21,0.01,0]
[2040,"MISO_MI_2_PJM_ROR","MISO_MI","PJM_ROR","Internal","Summer","B8",500,1424,0,53.66,53.37,2,0]
[2040,"MISO_MO-IL_2_ENT","MISO_MO-IL","ENT","Internal","Summer","B8",500,2540,0,53.21,60,8,0]
[2040,"MISO_MO-IL_2_MISO_IN","MISO_MO-IL","MISO_IN","Internal","Summer","B8",500,2100,633,53.21,53.22,0.01,0]
[2040,"MISO_MO-IL_2_MISO_W","MISO_MO-IL","MISO_W","Internal","Summer","B8",500,960,0,53.21,53.2,0.01,0]
[2040,"MISO_MO-IL_2_PJM_ROR","MISO_MO-IL","PJM_ROR","Internal","Summer","B8",500,1212,0,53.21,53.37,2,0]
[2040,"MISO_MO-IL_2_SPP_N","MISO_MO-IL","SPP_N","Internal","Summer","B8",500,2000,0,53.21,57.42,8,0]
[2040,"MISO_MO-IL_2_TVA_Transmission","MISO_MO-IL","TVA_Transmission","Internal","Summer","B8",500,4000,0,53.21,57.01,8,0]
[2040,"MISO_W_2_MAPP_CA","MISO_W","MAPP_CA","Internal","Summer","B8",500,700,0,53.2,53.18,0.01,0]
[2040,"MISO_W_2_MISO_MO-IL","MISO_W","MISO_MO-IL","Internal","Summer","B8",500,3800,2025.04,53.2,53.21,0.01,0]
[2040,"MISO_W_2_MISO_WUMS","MISO_W","MISO_WUMS","Internal","Summer","B8",500,1629,829.4,53.2,53.21,0.01,0]
[2040,"MISO_W_2_NE","MISO_W","NE","Internal","Summer","B8",500,2800,0,53.2,53.2,7,0]
[2040,"MISO_W_2_PJM_ROR","MISO_W","PJM_ROR","Internal","Summer","B8",500,773,0,53.2,53.37,2,0]
[2040,"MISO_W_2_SPP_N","MISO_W","SPP_N","Internal","Summer","B8",500,3200,0,53.2,57.42,7,0]
[2040,"MISO_WUMS_2_MISO_MI","MISO_WUMS","MISO_MI","Internal","Summer","B8",500,99,99,53.21,53.66,0.01,0.44]
[2040,"MISO_WUMS_2_MISO_W","MISO_WUMS","MISO_W","Internal","Summer","B8",500,1137,0,53.21,53.2,0.01,0]
[2040,"MISO_WUMS_2_PJM_ROR","MISO_WUMS","PJM_ROR","Internal","Summer","B8",500,1600,0,53.21,53.37,2,0]
[2040,"NE_2_MISO_W","NE","MISO_W","Internal","Summer","B8",500,1600,0,53.2,53.2,5,0]
[2040,"NE_2_SPP_N","NE","SPP_N","Internal","Summer","B8",500,1800,1800,53.2,57.42,0.01,4.21]
[2040,"NEISO_2_NYISO_A-F","NEISO","NYISO_A-F","Internal","Summer","B8",500,600,600,45.19,51.36,3,3.17]
[2040,"NEISO_2_NYISO_G-I","NEISO","NYISO_G-I","Internal","Summer","B8",500,600,600,45.19,51.37,3,3.18]
[2040,"NEISO_2_NYISO_J-K","NEISO","NYISO_J-K","Internal","Summer","B8",500,430,430,45.19,65.099999999999994,3,16.899999999999999]
[2040,"NonRTO_Midwest_2_MISO_IN","NonRTO_Midwest","MISO_IN","Internal","Summer","B8",500,4450,0,53.96,53.22,8,0]
[2040,"NonRTO_Midwest_2_TVA_Transmission","NonRTO_Midwest","TVA_Transmission","Internal","Summer","B8",500,2400,0,53.96,57.01,8,0]
[2040,"NYISO_A-F_2_IESO","NYISO_A-F","IESO","Internal","Summer","B8",500,1600,0,51.36,46.66,7,0]
[2040,"NYISO_A-F_2_NEISO","NYISO_A-F","NEISO","Internal","Summer","B8",500,600,0,51.36,45.19,3,0]
[2040,"NYISO_A-F_2_NYISO_G-I","NYISO_A-F","NYISO_G-I","Internal","Summer","B8",500,4250,831.17,51.36,51.37,0.01,0]
[2040,"NYISO_A-F_2_PJM_ROM","NYISO_A-F","PJM_ROM","Internal","Summer","B8",500,1000,0,51.36,53.36,8,0]
[2040,"NYISO_G-I_2_NEISO","NYISO_G-I","NEISO","Internal","Summer","B8",500,600,0,51.37,45.19,3,0]
[2040,"NYISO_G-I_2_NYISO_A-F","NYISO_G-I","NYISO_A-F","Internal","Summer","B8",500,1999,0,51.37,51.36,0.01,0]
[2040,"NYISO_G-I_2_NYISO_J-K","NYISO_G-I","NYISO_J-K","Internal","Summer","B8",500,6130,6130,51.37,65.099999999999994,0.01,13.71]
[2040,"NYISO_G-I_2_PJM_E","NYISO_G-I","PJM_E","Internal","Summer","B8",500,1500,0,51.37,53.37,8,0]
[2040,"NYISO_J-K_2_NEISO","NYISO_J-K","NEISO","Internal","Summer","B8",500,0.01,0,65.099999999999994,45.19,3,0]
[2040,"NYISO_J-K_2_NYISO_G-I","NYISO_J-K","NYISO_G-I","Internal","Summer","B8",500,1999,0,65.099999999999994,51.37,0.01,0]
[2040,"NYISO_J-K_2_PJM_E","NYISO_J-K","PJM_E","Internal","Summer","B8",500,0.01,0,65.099999999999994,53.37,8,0]
[2040,"PJM_E_2_NYISO_G-I","PJM_E","NYISO_G-I","Internal","Summer","B8",500,500,0,53.37,51.37,6,0]
[2040,"PJM_E_2_NYISO_J-K","PJM_E","NYISO_J-K","Internal","Summer","B8",500,330,330,53.37,65.099999999999994,6,5.73]
[2040,"PJM_E_2_PJM_ROM","PJM_E","PJM_ROM","Internal","Summer","B8",500,8000,0,53.37,53.36,0.01,0]
[2040,"PJM_ROR_2_MISO_IN","PJM_ROR","MISO_IN","Internal","Summer","B8",500,909,0,53.37,53.22,2,0]
[2040,"PJM_ROR_2_MISO_MI","PJM_ROR","MISO_MI","Internal","Summer","B8",500,1305,0,53.37,53.66,2,0]
[2040,"PJM_ROR_2_MISO_MO-IL","PJM_ROR","MISO_MO-IL","Internal","Summer","B8",500,1111,0,53.37,53.21,2,0]
[2040,"PJM_ROR_2_MISO_W","PJM_ROR","MISO_W","Internal","Summer","B8",500,709,0,53.37,53.2,2,0]
[2040,"PJM_ROR_2_MISO_WUMS","PJM_ROR","MISO_WUMS","Internal","Summer","B8",500,1467,0,53.37,53.21,2,0]
[2040,"PJM_ROR_2_PJM_ROM","PJM_ROR","PJM_ROM","Internal","Summer","B8",500,8000,0,53.37,53.36,0.01,0]
[2040,"PJM_ROR_2_TVA_Transmission","PJM_ROR","TVA_Transmission","Internal","Summer","B8",500,2500,0,53.37,57.01,6,0]
[2040,"PJM_ROR_2_VACAR","PJM_ROR","VACAR","Internal","Summer","B8",500,3000,0,53.37,55.34,6,0]
[2040,"PJM_ROM_2_NYISO_A-F","PJM_ROM","NYISO_A-F","Internal","Summer","B8",500,2000,0,53.36,51.36,6,0]
[2040,"PJM_ROM_2_PJM_E","PJM_ROM","PJM_E","Internal","Summer","B8",500,8000,3075.3,53.36,53.37,0.01,0]
[2040,"PJM_ROM_2_PJM_ROR","PJM_ROM","PJM_ROR","Internal","Summer","B8",500,8000,4226.01,53.36,53.37,0.01,0]
[2040,"SOCO_2_FRCC","SOCO","FRCC","Internal","Summer","B8",500,3700,0,60.21,68.59,10,0]
[2040,"SOCO_2_VACAR","SOCO","VACAR","Internal","Summer","B8",500,2000,0,60.21,55.34,10,0]
[2040,"SPP_N_2_ENT","SPP_N","ENT","Internal","Summer","B8",500,1800,0,57.42,60,5,0]
[2040,"SPP_N_2_MISO_MO-IL","SPP_N","MISO_MO-IL","Internal","Summer","B8",500,2000,0,57.42,53.21,5,0]
[2040,"SPP_N_2_MISO_W","SPP_N","MISO_W","Internal","Summer","B8",500,750,0,57.42,53.2,5,0]
[2040,"SPP_N_2_NE","SPP_N","NE","Internal","Summer","B8",500,330,0,57.42,53.2,0.01,0]
[2040,"SPP_N_2_SPP_S","SPP_N","SPP_S","Internal","Summer","B8",500,4000,424.32,57.42,57.43,0.01,0]
[2040,"SPP_S_2_ENT","SPP_S","ENT","Internal","Summer","B8",500,850,0,57.43,60,5,0]
[2040,"SPP_S_2_SPP_N","SPP_S","SPP_N","Internal","Summer","B8",500,640,0,57.43,57.42,0.01,0]
[2040,"TVA_2_ENT","TVA","ENT","Internal","Summer","B8",500,500,0,55.48,60,9,0]
[2040,"TVA_2_NonRTO_Midwest","TVA","NonRTO_Midwest","Internal","Summer","B8",500,100,0,55.48,53.96,9,0]
[2040,"TVA_2_SOCO","TVA","SOCO","Internal","Summer","B8",500,500,0,55.48,60.21,9,0]
[2040,"TVA_2_VACAR","TVA","VACAR","Internal","Summer","B8",500,150,0,55.48,55.34,9,0]
[2040,"TVA_Transmission_2_NonRTO_Midwest","TVA_Transmission","NonRTO_Midwest","Internal","Summer","B8",500,700,0,57.01,53.96,9,0]
[2040,"TVA_Transmission_2_SOCO","TVA_Transmission","SOCO","Internal","Summer","B8",500,3200,0,57.01,60.21,9,0]
[2040,"TVA_Transmission_2_TVA","TVA_Transmission","TVA","Internal","Summer","B8",500,99999,0,57.01,55.48,0.01,0]
[2040,"TVA_Transmission_2_VACAR","TVA_Transmission","VACAR","Internal","Summer","B8",500,900,0,57.01,55.34,9,0]
[2040,"VACAR_2_SOCO","VACAR","SOCO","Internal","Summer","B8",500,3000,0,55.34,60.21,7,0]
[2040,"AZ_NM_SNV_Coal_2_SPP_S","AZ_NM_SNV_Coal","SPP_S","External","Summer","B8",500,400,0,79.25,57.43,8.17,0]
[2040,"ERCOT_2_SPP_S","ERCOT","SPP_S","External","Summer","B8",500,800,0,57.52,57.43,8,0]
[2040,"MAPP_US_2_RMPA","MAPP_US","RMPA","External","Summer","B8",500,200,200,46.2,62.75,8,8.5500000000000007]
[2040,"NE_2_RMPA","NE","RMPA","External","Summer","B8",500,310,310,53.2,62.75,5,4.55]
[2040,"NWPP_Coal_2_MAPP_US","NWPP_Coal","MAPP_US","External","Summer","B8",500,150,0,70.16,46.2,8,0]
[2040,"RMPA_2_MAPP_US","RMPA","MAPP_US","External","Summer","B8",500,200,0,62.75,46.2,8,0]
[2040,"RMPA_2_NE","RMPA","NE","External","Summer","B8",500,310,0,62.75,53.2,8,0]
[2040,"RMPA_2_SPP_N","RMPA","SPP_N","External","Summer","B8",500,210,0,62.75,57.42,8,0]
[2040,"SPP_N_2_RMPA","SPP_N","RMPA","External","Summer","B8",500,210,210,57.42,62.75,5,0.32]
[2040,"SPP_S_2_ERCOT","SPP_S","ERCOT","External","Summer","B8",500,800,0,57.43,57.52,5,0]
[2040,"ENT_2_SOCO","ENT","SOCO","Internal","Summer","B9",800,2000,0,58.04,60.21,8,0]
[2040,"ENT_2_TVA_Transmission","ENT","TVA_Transmission","Internal","Summer","B9",800,2100,0,58.04,54.84,8,0]
[2040,"HQ_NEISO_2_NEISO","HQ_NEISO","NEISO","Internal","Summer","B9",800,99999,2920,45.18,45.19,0.01,0]
[2040,"HQ_NY_2_NYISO_A-F","HQ_NY","NYISO_A-F","Internal","Summer","B9",800,99999,1000,49.48,49.5,0.01,0]
[2040,"HQ_IESO_2_IESO","HQ_IESO","IESO","Internal","Summer","B9",800,99999,400,46.65,46.66,0.01,0]
[2040,"IESO_2_MAPP_CA","IESO","MAPP_CA","Internal","Summer","B9",800,262,0,46.66,52.56,7,0]
[2040,"IESO_2_MISO_MI","IESO","MISO_MI","Internal","Summer","B9",800,1840,0,46.66,50.05,7,0]
[2040,"IESO_2_MISO_W","IESO","MISO_W","Internal","Summer","B9",800,140,0,46.66,50.03,7,0]
[2040,"IESO_2_NYISO_A-F","IESO","NYISO_A-F","Internal","Summer","B9",800,1725,0,46.66,49.5,7,0]
[2040,"MAPP_CA_2_IESO","MAPP_CA","IESO","Internal","Summer","B9",800,330,0,52.56,46.66,8,0]
[2040,"MAPP_CA_2_MAPP_US","MAPP_CA","MAPP_US","Internal","Summer","B9",800,372,0,52.56,43.03,7,0]
[2040,"MAPP_CA_2_MISO_W","MAPP_CA","MISO_W","Internal","Summer","B9",800,1970,0,52.56,50.03,0.01,0]
[2040,"MAPP_US_2_MAPP_CA","MAPP_US","MAPP_CA","Internal","Summer","B9",800,165,165,43.03,52.56,7,2.5299999999999998]
[2040,"MAPP_US_2_MISO_W","MAPP_US","MISO_W","Internal","Summer","B9",800,2635,176.29,43.03,50.03,7,0]
[2040,"MAPP_US_2_NE","MAPP_US","NE","Internal","Summer","B9",800,2000,301.63,43.03,50.03,7,0]
[2040,"MARITIMES_2_NEISO","MARITIMES","NEISO","Internal","Summer","B9",800,99999,1400,45.18,45.19,0.01,0]
[2040,"MISO_IN_2_MISO_MI","MISO_IN","MISO_MI","Internal","Summer","B9",800,5000,5000,50.03,50.05,0.01,0.01]
[2040,"MISO_IN_2_MISO_MO-IL","MISO_IN","MISO_MO-IL","Internal","Summer","B9",800,5000,338.72,50.03,50.04,0.01,0]
[2040,"MISO_IN_2_NonRTO_Midwest","MISO_IN","NonRTO_Midwest","Internal","Summer","B9",800,4800,0,50.03,48.03,8,0]
[2040,"MISO_IN_2_PJM_ROR","MISO_IN","PJM_ROR","Internal","Summer","B9",800,992,0,50.03,49.78,2,0]
[2040,"MISO_MI_2_MISO_IN","MISO_MI","MISO_IN","Internal","Summer","B9",800,2045,0,50.05,50.03,0.01,0]
[2040,"MISO_MI_2_MISO_WUMS","MISO_MI","MISO_WUMS","Internal","Summer","B9",800,117,0,50.05,50.04,0.01,0]
[2040,"MISO_MI_2_PJM_ROR","MISO_MI","PJM_ROR","Internal","Summer","B9",800,1424,0,50.05,49.78,2,0]
[2040,"MISO_MO-IL_2_ENT","MISO_MO-IL","ENT","Internal","Summer","B9",800,2540,711.13,50.04,58.04,8,0]
[2040,"MISO_MO-IL_2_MISO_IN","MISO_MO-IL","MISO_IN","Internal","Summer","B9",800,2100,0,50.04,50.03,0.01,0]
[2040,"MISO_MO-IL_2_MISO_W","MISO_MO-IL","MISO_W","Internal","Summer","B9",800,960,0,50.04,50.03,0.01,0]
[2040,"MISO_MO-IL_2_PJM_ROR","MISO_MO-IL","PJM_ROR","Internal","Summer","B9",800,1212,0,50.04,49.78,2,0]
[2040,"MISO_MO-IL_2_SPP_N","MISO_MO-IL","SPP_N","Internal","Summer","B9",800,2000,0,50.04,57.03,8,0]
[2040,"MISO_MO-IL_2_TVA_Transmission","MISO_MO-IL","TVA_Transmission","Internal","Summer","B9",800,4000,0,50.04,54.84,8,0]
[2040,"MISO_W_2_MAPP_CA","MISO_W","MAPP_CA","Internal","Summer","B9",800,700,700,50.03,52.56,0.01,2.52]
[2040,"MISO_W_2_MISO_MO-IL","MISO_W","MISO_MO-IL","Internal","Summer","B9",800,3800,328.7,50.03,50.04,0.01,0]
[2040,"MISO_W_2_MISO_WUMS","MISO_W","MISO_WUMS","Internal","Summer","B9",800,1629,253.42,50.03,50.04,0.01,0]
[2040,"MISO_W_2_NE","MISO_W","NE","Internal","Summer","B9",800,2800,0,50.03,50.03,7,0]
[2040,"MISO_W_2_PJM_ROR","MISO_W","PJM_ROR","Internal","Summer","B9",800,773,0,50.03,49.78,2,0]
[2040,"MISO_W_2_SPP_N","MISO_W","SPP_N","Internal","Summer","B9",800,3200,986.37,50.03,57.03,7,0]
[2040,"MISO_WUMS_2_MISO_MI","MISO_WUMS","MISO_MI","Internal","Summer","B9",800,99,83.12,50.04,50.05,0.01,0]
[2040,"MISO_WUMS_2_MISO_W","MISO_WUMS","MISO_W","Internal","Summer","B9",800,1137,0,50.04,50.03,0.01,0]
[2040,"MISO_WUMS_2_PJM_ROR","MISO_WUMS","PJM_ROR","Internal","Summer","B9",800,1600,0,50.04,49.78,2,0]
[2040,"NE_2_MISO_W","NE","MISO_W","Internal","Summer","B9",800,1600,0,50.03,50.03,5,0]
[2040,"NE_2_SPP_N","NE","SPP_N","Internal","Summer","B9",800,1800,1800,50.03,57.03,0.01,6.99]
[2040,"NEISO_2_NYISO_A-F","NEISO","NYISO_A-F","Internal","Summer","B9",800,600,600,45.19,49.5,3,1.3]
[2040,"NEISO_2_NYISO_G-I","NEISO","NYISO_G-I","Internal","Summer","B9",800,600,600,45.19,49.51,3,1.32]
[2040,"NEISO_2_NYISO_J-K","NEISO","NYISO_J-K","Internal","Summer","B9",800,430,430,45.19,49.52,3,1.33]
[2040,"NonRTO_Midwest_2_MISO_IN","NonRTO_Midwest","MISO_IN","Internal","Summer","B9",800,4450,0,48.03,50.03,8,0]
[2040,"NonRTO_Midwest_2_TVA_Transmission","NonRTO_Midwest","TVA_Transmission","Internal","Summer","B9",800,2400,0,48.03,54.84,8,0]
[2040,"NYISO_A-F_2_IESO","NYISO_A-F","IESO","Internal","Summer","B9",800,1600,0,49.5,46.66,7,0]
[2040,"NYISO_A-F_2_NEISO","NYISO_A-F","NEISO","Internal","Summer","B9",800,600,0,49.5,45.19,3,0]
[2040,"NYISO_A-F_2_NYISO_G-I","NYISO_A-F","NYISO_G-I","Internal","Summer","B9",800,4250,355.58,49.5,49.51,0.01,0]
[2040,"NYISO_A-F_2_PJM_ROM","NYISO_A-F","PJM_ROM","Internal","Summer","B9",800,1000,0,49.5,49.77,8,0]
[2040,"NYISO_G-I_2_NEISO","NYISO_G-I","NEISO","Internal","Summer","B9",800,600,0,49.51,45.19,3,0]
[2040,"NYISO_G-I_2_NYISO_A-F","NYISO_G-I","NYISO_A-F","Internal","Summer","B9",800,1999,0,49.51,49.5,0.01,0]
[2040,"NYISO_G-I_2_NYISO_J-K","NYISO_G-I","NYISO_J-K","Internal","Summer","B9",800,6130,5911.37,49.51,49.52,0.01,0]
[2040,"NYISO_G-I_2_PJM_E","NYISO_G-I","PJM_E","Internal","Summer","B9",800,1500,0,49.51,49.78,8,0]
[2040,"NYISO_J-K_2_NEISO","NYISO_J-K","NEISO","Internal","Summer","B9",800,0.01,0,49.52,45.19,3,0]
[2040,"NYISO_J-K_2_NYISO_G-I","NYISO_J-K","NYISO_G-I","Internal","Summer","B9",800,1999,0,49.52,49.51,0.01,0]
[2040,"NYISO_J-K_2_PJM_E","NYISO_J-K","PJM_E","Internal","Summer","B9",800,0.01,0,49.52,49.78,8,0]
[2040,"PJM_E_2_NYISO_G-I","PJM_E","NYISO_G-I","Internal","Summer","B9",800,500,0,49.78,49.51,6,0]
[2040,"PJM_E_2_NYISO_J-K","PJM_E","NYISO_J-K","Internal","Summer","B9",800,330,0,49.78,49.52,6,0]
[2040,"PJM_E_2_PJM_ROM","PJM_E","PJM_ROM","Internal","Summer","B9",800,8000,0,49.78,49.77,0.01,0]
[2040,"PJM_ROR_2_MISO_IN","PJM_ROR","MISO_IN","Internal","Summer","B9",800,909,0,49.78,50.03,2,0]
[2040,"PJM_ROR_2_MISO_MI","PJM_ROR","MISO_MI","Internal","Summer","B9",800,1305,0,49.78,50.05,2,0]
[2040,"PJM_ROR_2_MISO_MO-IL","PJM_ROR","MISO_MO-IL","Internal","Summer","B9",800,1111,0,49.78,50.04,2,0]
[2040,"PJM_ROR_2_MISO_W","PJM_ROR","MISO_W","Internal","Summer","B9",800,709,0,49.78,50.03,2,0]
[2040,"PJM_ROR_2_MISO_WUMS","PJM_ROR","MISO_WUMS","Internal","Summer","B9",800,1467,0,49.78,50.04,2,0]
[2040,"PJM_ROR_2_PJM_ROM","PJM_ROR","PJM_ROM","Internal","Summer","B9",800,8000,0,49.78,49.77,0.01,0]
[2040,"PJM_ROR_2_TVA_Transmission","PJM_ROR","TVA_Transmission","Internal","Summer","B9",800,2500,0,49.78,54.84,6,0]
[2040,"PJM_ROR_2_VACAR","PJM_ROR","VACAR","Internal","Summer","B9",800,3000,0,49.78,55.34,6,0]
[2040,"PJM_ROM_2_NYISO_A-F","PJM_ROM","NYISO_A-F","Internal","Summer","B9",800,2000,0,49.77,49.5,6,0]
[2040,"PJM_ROM_2_PJM_E","PJM_ROM","PJM_E","Internal","Summer","B9",800,8000,7195.07,49.77,49.78,0.01,0]
[2040,"PJM_ROM_2_PJM_ROR","PJM_ROM","PJM_ROR","Internal","Summer","B9",800,8000,1944.06,49.77,49.78,0.01,0]
[2040,"SOCO_2_FRCC","SOCO","FRCC","Internal","Summer","B9",800,3700,0,60.21,65.739999999999995,10,0]
[2040,"SOCO_2_VACAR","SOCO","VACAR","Internal","Summer","B9",800,2000,0,60.21,55.34,10,0]
[2040,"SPP_N_2_ENT","SPP_N","ENT","Internal","Summer","B9",800,1800,0,57.03,58.04,5,0]
[2040,"SPP_N_2_MISO_MO-IL","SPP_N","MISO_MO-IL","Internal","Summer","B9",800,2000,0,57.03,50.04,5,0]
[2040,"SPP_N_2_MISO_W","SPP_N","MISO_W","Internal","Summer","B9",800,750,0,57.03,50.03,5,0]
[2040,"SPP_N_2_NE","SPP_N","NE","Internal","Summer","B9",800,330,0,57.03,50.03,0.01,0]
[2040,"SPP_N_2_SPP_S","SPP_N","SPP_S","Internal","Summer","B9",800,4000,3333.42,57.03,57.04,0.01,0]
[2040,"SPP_S_2_ENT","SPP_S","ENT","Internal","Summer","B9",800,850,0,57.04,58.04,5,0]
[2040,"SPP_S_2_SPP_N","SPP_S","SPP_N","Internal","Summer","B9",800,640,0,57.04,57.03,0.01,0]
[2040,"TVA_2_ENT","TVA","ENT","Internal","Summer","B9",800,500,0,54.33,58.04,9,0]
[2040,"TVA_2_NonRTO_Midwest","TVA","NonRTO_Midwest","Internal","Summer","B9",800,100,0,54.33,48.03,9,0]
[2040,"TVA_2_SOCO","TVA","SOCO","Internal","Summer","B9",800,500,0,54.33,60.21,9,0]
[2040,"TVA_2_VACAR","TVA","VACAR","Internal","Summer","B9",800,150,0,54.33,55.34,9,0]
[2040,"TVA_Transmission_2_NonRTO_Midwest","TVA_Transmission","NonRTO_Midwest","Internal","Summer","B9",800,700,0,54.84,48.03,9,0]
[2040,"TVA_Transmission_2_SOCO","TVA_Transmission","SOCO","Internal","Summer","B9",800,3200,0,54.84,60.21,9,0]
[2040,"TVA_Transmission_2_TVA","TVA_Transmission","TVA","Internal","Summer","B9",800,99999,0,54.84,54.33,0.01,0]
[2040,"TVA_Transmission_2_VACAR","TVA_Transmission","VACAR","Internal","Summer","B9",800,900,0,54.84,55.34,9,0]
[2040,"VACAR_2_SOCO","VACAR","SOCO","Internal","Summer","B9",800,3000,0,55.34,60.21,7,0]
[2040,"AZ_NM_SNV_Coal_2_SPP_S","AZ_NM_SNV_Coal","SPP_S","External","Summer","B9",800,400,0,78.33,57.04,8.17,0]
[2040,"ERCOT_2_SPP_S","ERCOT","SPP_S","External","Summer","B9",800,800,0,57.52,57.04,8,0]
[2040,"MAPP_US_2_RMPA","MAPP_US","RMPA","External","Summer","B9",800,200,200,43.03,55.03,8,4]
[2040,"NE_2_RMPA","NE","RMPA","External","Summer","B9",800,310,265.82,50.03,55.03,5,0]
[2040,"NWPP_Coal_2_MAPP_US","NWPP_Coal","MAPP_US","External","Summer","B9",800,150,0,70.16,43.03,8,0]
[2040,"RMPA_2_MAPP_US","RMPA","MAPP_US","External","Summer","B9",800,200,0,55.03,43.03,8,0]
[2040,"RMPA_2_NE","RMPA","NE","External","Summer","B9",800,310,0,55.03,50.03,8,0]
[2040,"RMPA_2_SPP_N","RMPA","SPP_N","External","Summer","B9",800,210,0,55.03,57.03,8,0]
[2040,"SPP_N_2_RMPA","SPP_N","RMPA","External","Summer","B9",800,210,0,57.03,55.03,5,0]
[2040,"SPP_S_2_ERCOT","SPP_S","ERCOT","External","Summer","B9",800,800,0,57.04,57.52,5,0]

{"sheet":"Transfer Summary","index":3,"n_rows":71,"n_cols":8,"rows_kept":71,"cut":false,"hidden":false,"merged":[[1,1,1,7],[25,1,25,7],[49,1,49,7]]}
[]
[null,"Scenario 1 Transfer Levels (MW)"]
[null,null,2015,2020,2025,2030,2035,2040]
[null,"B1",{"$f":"SUMIF('Scenario 1'!$G$4:$G$1943,$B4,'Scenario 1'!$J$4:$J$1943)","v":53405.35},{"$f":"SUMIF('Scenario 1'!$G$1944:$G$3883,$B4,'Scenario 1'!$J$1944:$J$3883)","v":94846.46},{"$f":"SUMIF('Scenario 1'!$G$3884:$G$5823,$B4,'Scenario 1'!$J$3884:$J$5823)","v":117954.72000000002},{"$f":"SUMIF('Scenario 1'!$G$5824:$G$7763,$B4,'Scenario 1'!$J$5824:$J$7763)","v":118520.04},{"$f":"SUMIF('Scenario 1'!$G$7764:$G$9703,$B4,'Scenario 1'!$J$7764:$J$9703)","v":126392.69},{"$f":"SUMIF('Scenario 1'!$G$9704:$G$11643,$B4,'Scenario 1'!$J$9704:$J$11643)","v":128432.74}]
[null,"B2",{"$f":"SUMIF('Scenario 1'!$G$4:$G$1943,$B5,'Scenario 1'!$J$4:$J$1943)","v":49515.410000000011},{"$f":"SUMIF('Scenario 1'!$G$1944:$G$3883,$B5,'Scenario 1'!$J$1944:$J$3883)","v":78461.149999999994},{"$f":"SUMIF('Scenario 1'!$G$3884:$G$5823,$B5,'Scenario 1'!$J$3884:$J$5823)","v":110815.76},{"$f":"SUMIF('Scenario 1'!$G$5824:$G$7763,$B5,'Scenario 1'!$J$5824:$J$7763)","v":110768.17},{"$f":"SUMIF('Scenario 1'!$G$7764:$G$9703,$B5,'Scenario 1'!$J$7764:$J$9703)","v":116255.9},{"$f":"SUMIF('Scenario 1'!$G$9704:$G$11643,$B5,'Scenario 1'!$J$9704:$J$11643)","v":114071.68999999999}]
[null,"B3",{"$f":"SUMIF('Scenario 1'!$G$4:$G$1943,$B6,'Scenario 1'!$J$4:$J$1943)","v":48053.42},{"$f":"SUMIF('Scenario 1'!$G$1944:$G$3883,$B6,'Scenario 1'!$J$1944:$J$3883)","v":58617.170000000006},{"$f":"SUMIF('Scenario 1'!$G$3884:$G$5823,$B6,'Scenario 1'!$J$3884:$J$5823)","v":74456.310000000012},{"$f":"SUMIF('Scenario 1'!$G$5824:$G$7763,$B6,'Scenario 1'!$J$5824:$J$7763)","v":80002.5},{"$f":"SUMIF('Scenario 1'!$G$7764:$G$9703,$B6,'Scenario 1'!$J$7764:$J$9703)","v":75375.780000000013},{"$f":"SUMIF('Scenario 1'!$G$9704:$G$11643,$B6,'Scenario 1'!$J$9704:$J$11643)","v":77013.750000000015}]
[null,"B4",{"$f":"SUMIF('Scenario 1'!$G$4:$G$1943,$B7,'Scenario 1'!$J$4:$J$1943)","v":49478.479999999989},{"$f":"SUMIF('Scenario 1'!$G$1944:$G$3883,$B7,'Scenario 1'!$J$1944:$J$3883)","v":59483.97},{"$f":"SUMIF('Scenario 1'!$G$3884:$G$5823,$B7,'Scenario 1'!$J$3884:$J$5823)","v":72928.319999999992},{"$f":"SUMIF('Scenario 1'!$G$5824:$G$7763,$B7,'Scenario 1'!$J$5824:$J$7763)","v":76770.429999999993},{"$f":"SUMIF('Scenario 1'!$G$7764:$G$9703,$B7,'Scenario 1'!$J$7764:$J$9703)","v":70141.61},{"$f":"SUMIF('Scenario 1'!$G$9704:$G$11643,$B7,'Scenario 1'!$J$9704:$J$11643)","v":74297.349999999991}]
[null,"B5",{"$f":"SUMIF('Scenario 1'!$G$4:$G$1943,$B8,'Scenario 1'!$J$4:$J$1943)","v":55542.73},{"$f":"SUMIF('Scenario 1'!$G$1944:$G$3883,$B8,'Scenario 1'!$J$1944:$J$3883)","v":59782.609999999993},{"$f":"SUMIF('Scenario 1'!$G$3884:$G$5823,$B8,'Scenario 1'!$J$3884:$J$5823)","v":74936.81},{"$f":"SUMIF('Scenario 1'!$G$5824:$G$7763,$B8,'Scenario 1'!$J$5824:$J$7763)","v":78528.810000000012},{"$f":"SUMIF('Scenario 1'!$G$7764:$G$9703,$B8,'Scenario 1'!$J$7764:$J$9703)","v":73364.31},{"$f":"SUMIF('Scenario 1'!$G$9704:$G$11643,$B8,'Scenario 1'!$J$9704:$J$11643)","v":73406.420000000013}]
[null,"B6",{"$f":"SUMIF('Scenario 1'!$G$4:$G$1943,$B9,'Scenario 1'!$J$4:$J$1943)","v":44842.79},{"$f":"SUMIF('Scenario 1'!$G$1944:$G$3883,$B9,'Scenario 1'!$J$1944:$J$3883)","v":64837.570000000022},{"$f":"SUMIF('Scenario 1'!$G$3884:$G$5823,$B9,'Scenario 1'!$J$3884:$J$5823)","v":80313.899999999994},{"$f":"SUMIF('Scenario 1'!$G$5824:$G$7763,$B9,'Scenario 1'!$J$5824:$J$7763)","v":70628.87999999999},{"$f":"SUMIF('Scenario 1'!$G$7764:$G$9703,$B9,'Scenario 1'!$J$7764:$J$9703)","v":63631.74},{"$f":"SUMIF('Scenario 1'!$G$9704:$G$11643,$B9,'Scenario 1'!$J$9704:$J$11643)","v":63257.580000000009}]
[null,"B7",{"$f":"SUMIF('Scenario 1'!$G$4:$G$1943,$B10,'Scenario 1'!$J$4:$J$1943)","v":43058.33},{"$f":"SUMIF('Scenario 1'!$G$1944:$G$3883,$B10,'Scenario 1'!$J$1944:$J$3883)","v":64763.509999999987},{"$f":"SUMIF('Scenario 1'!$G$3884:$G$5823,$B10,'Scenario 1'!$J$3884:$J$5823)","v":87130.03},{"$f":"SUMIF('Scenario 1'!$G$5824:$G$7763,$B10,'Scenario 1'!$J$5824:$J$7763)","v":70696.139999999985},{"$f":"SUMIF('Scenario 1'!$G$7764:$G$9703,$B10,'Scenario 1'!$J$7764:$J$9703)","v":64024.830000000016},{"$f":"SUMIF('Scenario 1'!$G$9704:$G$11643,$B10,'Scenario 1'!$J$9704:$J$11643)","v":65020.609999999993}]
[null,"B8",{"$f":"SUMIF('Scenario 1'!$G$4:$G$1943,$B11,'Scenario 1'!$J$4:$J$1943)","v":40419.360000000001},{"$f":"SUMIF('Scenario 1'!$G$1944:$G$3883,$B11,'Scenario 1'!$J$1944:$J$3883)","v":57689.390000000007},{"$f":"SUMIF('Scenario 1'!$G$3884:$G$5823,$B11,'Scenario 1'!$J$3884:$J$5823)","v":78067.42},{"$f":"SUMIF('Scenario 1'!$G$5824:$G$7763,$B11,'Scenario 1'!$J$5824:$J$7763)","v":79344.990000000005},{"$f":"SUMIF('Scenario 1'!$G$7764:$G$9703,$B11,'Scenario 1'!$J$7764:$J$9703)","v":70862.61},{"$f":"SUMIF('Scenario 1'!$G$9704:$G$11643,$B11,'Scenario 1'!$J$9704:$J$11643)","v":81118.009999999995}]
[null,"B9",{"$f":"SUMIF('Scenario 1'!$G$4:$G$1943,$B12,'Scenario 1'!$J$4:$J$1943)","v":38749.210000000006},{"$f":"SUMIF('Scenario 1'!$G$1944:$G$3883,$B12,'Scenario 1'!$J$1944:$J$3883)","v":47204.710000000006},{"$f":"SUMIF('Scenario 1'!$G$3884:$G$5823,$B12,'Scenario 1'!$J$3884:$J$5823)","v":76616.39},{"$f":"SUMIF('Scenario 1'!$G$5824:$G$7763,$B12,'Scenario 1'!$J$5824:$J$7763)","v":86982.12},{"$f":"SUMIF('Scenario 1'!$G$7764:$G$9703,$B12,'Scenario 1'!$J$7764:$J$9703)","v":77897.409999999989},{"$f":"SUMIF('Scenario 1'!$G$9704:$G$11643,$B12,'Scenario 1'!$J$9704:$J$11643)","v":66936.710000000006}]
[null,"B10",{"$f":"SUMIF('Scenario 1'!$G$4:$G$1943,$B13,'Scenario 1'!$J$4:$J$1943)","v":30220.989999999998},{"$f":"SUMIF('Scenario 1'!$G$1944:$G$3883,$B13,'Scenario 1'!$J$1944:$J$3883)","v":41591.049999999996},{"$f":"SUMIF('Scenario 1'!$G$3884:$G$5823,$B13,'Scenario 1'!$J$3884:$J$5823)","v":79544.14},{"$f":"SUMIF('Scenario 1'!$G$5824:$G$7763,$B13,'Scenario 1'!$J$5824:$J$7763)","v":83929.239999999991},{"$f":"SUMIF('Scenario 1'!$G$7764:$G$9703,$B13,'Scenario 1'!$J$7764:$J$9703)","v":77173.64},{"$f":"SUMIF('Scenario 1'!$G$9704:$G$11643,$B13,'Scenario 1'!$J$9704:$J$11643)","v":72006.69}]
[null,"B11",{"$f":"SUMIF('Scenario 1'!$G$4:$G$1943,$B14,'Scenario 1'!$J$4:$J$1943)","v":57780.399999999994},{"$f":"SUMIF('Scenario 1'!$G$1944:$G$3883,$B14,'Scenario 1'!$J$1944:$J$3883)","v":84211.859999999986},{"$f":"SUMIF('Scenario 1'!$G$3884:$G$5823,$B14,'Scenario 1'!$J$3884:$J$5823)","v":105718.36},{"$f":"SUMIF('Scenario 1'!$G$5824:$G$7763,$B14,'Scenario 1'!$J$5824:$J$7763)","v":77909.170000000013},{"$f":"SUMIF('Scenario 1'!$G$7764:$G$9703,$B14,'Scenario 1'!$J$7764:$J$9703)","v":72885.320000000007},{"$f":"SUMIF('Scenario 1'!$G$9704:$G$11643,$B14,'Scenario 1'!$J$9704:$J$11643)","v":73676.26999999999}]
[null,"B12",{"$f":"SUMIF('Scenario 1'!$G$4:$G$1943,$B15,'Scenario 1'!$J$4:$J$1943)","v":36317.399999999994},{"$f":"SUMIF('Scenario 1'!$G$1944:$G$3883,$B15,'Scenario 1'!$J$1944:$J$3883)","v":56502.31},{"$f":"SUMIF('Scenario 1'!$G$3884:$G$5823,$B15,'Scenario 1'!$J$3884:$J$5823)","v":85219.92},{"$f":"SUMIF('Scenario 1'!$G$5824:$G$7763,$B15,'Scenario 1'!$J$5824:$J$7763)","v":90127.7},{"$f":"SUMIF('Scenario 1'!$G$7764:$G$9703,$B15,'Scenario 1'!$J$7764:$J$9703)","v":82409.149999999994},{"$f":"SUMIF('Scenario 1'!$G$9704:$G$11643,$B15,'Scenario 1'!$J$9704:$J$11643)","v":79665.05}]
[null,"B13",{"$f":"SUMIF('Scenario 1'!$G$4:$G$1943,$B16,'Scenario 1'!$J$4:$J$1943)","v":35974.5},{"$f":"SUMIF('Scenario 1'!$G$1944:$G$3883,$B16,'Scenario 1'!$J$1944:$J$3883)","v":54544.329999999994},{"$f":"SUMIF('Scenario 1'!$G$3884:$G$5823,$B16,'Scenario 1'!$J$3884:$J$5823)","v":84290.69},{"$f":"SUMIF('Scenario 1'!$G$5824:$G$7763,$B16,'Scenario 1'!$J$5824:$J$7763)","v":96345.94},{"$f":"SUMIF('Scenario 1'!$G$7764:$G$9703,$B16,'Scenario 1'!$J$7764:$J$9703)","v":89361.76},{"$f":"SUMIF('Scenario 1'!$G$9704:$G$11643,$B16,'Scenario 1'!$J$9704:$J$11643)","v":82113.35000000002}]
[null,"B14",{"$f":"SUMIF('Scenario 1'!$G$4:$G$1943,$B17,'Scenario 1'!$J$4:$J$1943)","v":32737.379999999997},{"$f":"SUMIF('Scenario 1'!$G$1944:$G$3883,$B17,'Scenario 1'!$J$1944:$J$3883)","v":54496.28},{"$f":"SUMIF('Scenario 1'!$G$3884:$G$5823,$B17,'Scenario 1'!$J$3884:$J$5823)","v":97156.340000000011},{"$f":"SUMIF('Scenario 1'!$G$5824:$G$7763,$B17,'Scenario 1'!$J$5824:$J$7763)","v":108570.65},{"$f":"SUMIF('Scenario 1'!$G$7764:$G$9703,$B17,'Scenario 1'!$J$7764:$J$9703)","v":107003.67000000001},{"$f":"SUMIF('Scenario 1'!$G$9704:$G$11643,$B17,'Scenario 1'!$J$9704:$J$11643)","v":96904.59}]
[null,"B15",{"$f":"SUMIF('Scenario 1'!$G$4:$G$1943,$B18,'Scenario 1'!$J$4:$J$1943)","v":24899.85},{"$f":"SUMIF('Scenario 1'!$G$1944:$G$3883,$B18,'Scenario 1'!$J$1944:$J$3883)","v":55949.960000000006},{"$f":"SUMIF('Scenario 1'!$G$3884:$G$5823,$B18,'Scenario 1'!$J$3884:$J$5823)","v":91869.449999999983},{"$f":"SUMIF('Scenario 1'!$G$5824:$G$7763,$B18,'Scenario 1'!$J$5824:$J$7763)","v":99024.93},{"$f":"SUMIF('Scenario 1'!$G$7764:$G$9703,$B18,'Scenario 1'!$J$7764:$J$9703)","v":90345.220000000016},{"$f":"SUMIF('Scenario 1'!$G$9704:$G$11643,$B18,'Scenario 1'!$J$9704:$J$11643)","v":83044.580000000016}]
[null,"B16",{"$f":"SUMIF('Scenario 1'!$G$4:$G$1943,$B19,'Scenario 1'!$J$4:$J$1943)","v":64883.819999999992},{"$f":"SUMIF('Scenario 1'!$G$1944:$G$3883,$B19,'Scenario 1'!$J$1944:$J$3883)","v":97063.309999999969},{"$f":"SUMIF('Scenario 1'!$G$3884:$G$5823,$B19,'Scenario 1'!$J$3884:$J$5823)","v":125818.70000000001},{"$f":"SUMIF('Scenario 1'!$G$5824:$G$7763,$B19,'Scenario 1'!$J$5824:$J$7763)","v":125845.13000000002},{"$f":"SUMIF('Scenario 1'!$G$7764:$G$9703,$B19,'Scenario 1'!$J$7764:$J$9703)","v":124994.39000000001},{"$f":"SUMIF('Scenario 1'!$G$9704:$G$11643,$B19,'Scenario 1'!$J$9704:$J$11643)","v":115529.60000000001}]
[null,"B17",{"$f":"SUMIF('Scenario 1'!$G$4:$G$1943,$B20,'Scenario 1'!$J$4:$J$1943)","v":47607.779999999992},{"$f":"SUMIF('Scenario 1'!$G$1944:$G$3883,$B20,'Scenario 1'!$J$1944:$J$3883)","v":78545.73},{"$f":"SUMIF('Scenario 1'!$G$3884:$G$5823,$B20,'Scenario 1'!$J$3884:$J$5823)","v":109638.32},{"$f":"SUMIF('Scenario 1'!$G$5824:$G$7763,$B20,'Scenario 1'!$J$5824:$J$7763)","v":116243.27000000002},{"$f":"SUMIF('Scenario 1'!$G$7764:$G$9703,$B20,'Scenario 1'!$J$7764:$J$9703)","v":117305.59},{"$f":"SUMIF('Scenario 1'!$G$9704:$G$11643,$B20,'Scenario 1'!$J$9704:$J$11643)","v":107998.29}]
[null,"B18",{"$f":"SUMIF('Scenario 1'!$G$4:$G$1943,$B21,'Scenario 1'!$J$4:$J$1943)","v":43126.98000000001},{"$f":"SUMIF('Scenario 1'!$G$1944:$G$3883,$B21,'Scenario 1'!$J$1944:$J$3883)","v":67861.540000000008},{"$f":"SUMIF('Scenario 1'!$G$3884:$G$5823,$B21,'Scenario 1'!$J$3884:$J$5823)","v":95120.170000000013},{"$f":"SUMIF('Scenario 1'!$G$5824:$G$7763,$B21,'Scenario 1'!$J$5824:$J$7763)","v":101217.62},{"$f":"SUMIF('Scenario 1'!$G$7764:$G$9703,$B21,'Scenario 1'!$J$7764:$J$9703)","v":98588.500000000015},{"$f":"SUMIF('Scenario 1'!$G$9704:$G$11643,$B21,'Scenario 1'!$J$9704:$J$11643)","v":92420.869999999981}]
[null,"B19",{"$f":"SUMIF('Scenario 1'!$G$4:$G$1943,$B22,'Scenario 1'!$J$4:$J$1943)","v":42067.450000000004},{"$f":"SUMIF('Scenario 1'!$G$1944:$G$3883,$B22,'Scenario 1'!$J$1944:$J$3883)","v":64757.630000000005},{"$f":"SUMIF('Scenario 1'!$G$3884:$G$5823,$B22,'Scenario 1'!$J$3884:$J$5823)","v":97102.190000000017},{"$f":"SUMIF('Scenario 1'!$G$5824:$G$7763,$B22,'Scenario 1'!$J$5824:$J$7763)","v":105037.79000000001},{"$f":"SUMIF('Scenario 1'!$G$7764:$G$9703,$B22,'Scenario 1'!$J$7764:$J$9703)","v":98443.48000000001},{"$f":"SUMIF('Scenario 1'!$G$9704:$G$11643,$B22,'Scenario 1'!$J$9704:$J$11643)","v":91461.659999999989}]
[null,"B20",{"$f":"SUMIF('Scenario 1'!$G$4:$G$1943,$B23,'Scenario 1'!$J$4:$J$1943)","v":40298.920000000006},{"$f":"SUMIF('Scenario 1'!$G$1944:$G$3883,$B23,'Scenario 1'!$J$1944:$J$3883)","v":63261.970000000008},{"$f":"SUMIF('Scenario 1'!$G$3884:$G$5823,$B23,'Scenario 1'!$J$3884:$J$5823)","v":97132.959999999992},{"$f":"SUMIF('Scenario 1'!$G$5824:$G$7763,$B23,'Scenario 1'!$J$5824:$J$7763)","v":103846.37000000001},{"$f":"SUMIF('Scenario 1'!$G$7764:$G$9703,$B23,'Scenario 1'!$J$7764:$J$9703)","v":98039.67},{"$f":"SUMIF('Scenario 1'!$G$9704:$G$11643,$B23,'Scenario 1'!$J$9704:$J$11643)","v":91711.790000000008}]
[]
[]
[null,"Scenario 2 Transfer Levels (MW)"]
[null,null,2015,2020,2025,2030,2035,2040]
[null,"B1",{"$f":"SUMIF('Scenario 2'!$G$4:$G$1963,$B28,'Scenario 2'!$J$4:$J$1963)","v":55407.299999999996},{"$f":"SUMIF('Scenario 2'!$G$1964:$G$3923,$B28,'Scenario 2'!$J$1964:$J$3923)","v":56174.49},{"$f":"SUMIF('Scenario 2'!$G$3924:$G$5883,$B28,'Scenario 2'!$J$3924:$J$5883)","v":51466.509999999995},{"$f":"SUMIF('Scenario 2'!$G$5884:$G$7843,$B28,'Scenario 2'!$J$5884:$J$7843)","v":52704.299999999996},{"$f":"SUMIF('Scenario 2'!$G$7844:$G$9803,$B28,'Scenario 2'!$J$7844:$J$9803)","v":54227.279999999992},{"$f":"SUMIF('Scenario 2'!$G$9804:$G$11763,$B28,'Scenario 2'!$J$9804:$J$11763)","v":53913.079999999994}]
[null,"B2",{"$f":"SUMIF('Scenario 2'!$G$4:$G$1963,$B29,'Scenario 2'!$J$4:$J$1963)","v":52018.62},{"$f":"SUMIF('Scenario 2'!$G$1964:$G$3923,$B29,'Scenario 2'!$J$1964:$J$3923)","v":46598.15},{"$f":"SUMIF('Scenario 2'!$G$3924:$G$5883,$B29,'Scenario 2'!$J$3924:$J$5883)","v":45280.18},{"$f":"SUMIF('Scenario 2'!$G$5884:$G$7843,$B29,'Scenario 2'!$J$5884:$J$7843)","v":48597.689999999995},{"$f":"SUMIF('Scenario 2'!$G$7844:$G$9803,$B29,'Scenario 2'!$J$7844:$J$9803)","v":50957.529999999992},{"$f":"SUMIF('Scenario 2'!$G$9804:$G$11763,$B29,'Scenario 2'!$J$9804:$J$11763)","v":49587.880000000012}]
[null,"B3",{"$f":"SUMIF('Scenario 2'!$G$4:$G$1963,$B30,'Scenario 2'!$J$4:$J$1963)","v":43693.649999999987},{"$f":"SUMIF('Scenario 2'!$G$1964:$G$3923,$B30,'Scenario 2'!$J$1964:$J$3923)","v":44917.959999999992},{"$f":"SUMIF('Scenario 2'!$G$3924:$G$5883,$B30,'Scenario 2'!$J$3924:$J$5883)","v":50953.069999999985},{"$f":"SUMIF('Scenario 2'!$G$5884:$G$7843,$B30,'Scenario 2'!$J$5884:$J$7843)","v":52292.95},{"$f":"SUMIF('Scenario 2'!$G$7844:$G$9803,$B30,'Scenario 2'!$J$7844:$J$9803)","v":44111.73},{"$f":"SUMIF('Scenario 2'!$G$9804:$G$11763,$B30,'Scenario 2'!$J$9804:$J$11763)","v":50492.489999999991}]
[null,"B4",{"$f":"SUMIF('Scenario 2'!$G$4:$G$1963,$B31,'Scenario 2'!$J$4:$J$1963)","v":44900.880000000005},{"$f":"SUMIF('Scenario 2'!$G$1964:$G$3923,$B31,'Scenario 2'!$J$1964:$J$3923)","v":50611.8},{"$f":"SUMIF('Scenario 2'!$G$3924:$G$5883,$B31,'Scenario 2'!$J$3924:$J$5883)","v":52940.77},{"$f":"SUMIF('Scenario 2'!$G$5884:$G$7843,$B31,'Scenario 2'!$J$5884:$J$7843)","v":51526.539999999994},{"$f":"SUMIF('Scenario 2'!$G$7844:$G$9803,$B31,'Scenario 2'!$J$7844:$J$9803)","v":51751.80999999999},{"$f":"SUMIF('Scenario 2'!$G$9804:$G$11763,$B31,'Scenario 2'!$J$9804:$J$11763)","v":50202.579999999994}]
[null,"B5",{"$f":"SUMIF('Scenario 2'!$G$4:$G$1963,$B32,'Scenario 2'!$J$4:$J$1963)","v":45444.049999999996},{"$f":"SUMIF('Scenario 2'!$G$1964:$G$3923,$B32,'Scenario 2'!$J$1964:$J$3923)","v":43004.66},{"$f":"SUMIF('Scenario 2'!$G$3924:$G$5883,$B32,'Scenario 2'!$J$3924:$J$5883)","v":47076.53},{"$f":"SUMIF('Scenario 2'!$G$5884:$G$7843,$B32,'Scenario 2'!$J$5884:$J$7843)","v":51589.41},{"$f":"SUMIF('Scenario 2'!$G$7844:$G$9803,$B32,'Scenario 2'!$J$7844:$J$9803)","v":56970.720000000008},{"$f":"SUMIF('Scenario 2'!$G$9804:$G$11763,$B32,'Scenario 2'!$J$9804:$J$11763)","v":52246.66}]
[null,"B6",{"$f":"SUMIF('Scenario 2'!$G$4:$G$1963,$B33,'Scenario 2'!$J$4:$J$1963)","v":46266.42},{"$f":"SUMIF('Scenario 2'!$G$1964:$G$3923,$B33,'Scenario 2'!$J$1964:$J$3923)","v":39114.19},{"$f":"SUMIF('Scenario 2'!$G$3924:$G$5883,$B33,'Scenario 2'!$J$3924:$J$5883)","v":42139.5},{"$f":"SUMIF('Scenario 2'!$G$5884:$G$7843,$B33,'Scenario 2'!$J$5884:$J$7843)","v":49582.44},{"$f":"SUMIF('Scenario 2'!$G$7844:$G$9803,$B33,'Scenario 2'!$J$7844:$J$9803)","v":45596.859999999993},{"$f":"SUMIF('Scenario 2'!$G$9804:$G$11763,$B33,'Scenario 2'!$J$9804:$J$11763)","v":52254.22}]
[null,"B7",{"$f":"SUMIF('Scenario 2'!$G$4:$G$1963,$B34,'Scenario 2'!$J$4:$J$1963)","v":46066.500000000007},{"$f":"SUMIF('Scenario 2'!$G$1964:$G$3923,$B34,'Scenario 2'!$J$1964:$J$3923)","v":38198.880000000005},{"$f":"SUMIF('Scenario 2'!$G$3924:$G$5883,$B34,'Scenario 2'!$J$3924:$J$5883)","v":40199.21},{"$f":"SUMIF('Scenario 2'!$G$5884:$G$7843,$B34,'Scenario 2'!$J$5884:$J$7843)","v":40379.939999999988},{"$f":"SUMIF('Scenario 2'!$G$7844:$G$9803,$B34,'Scenario 2'!$J$7844:$J$9803)","v":35277.22},{"$f":"SUMIF('Scenario 2'!$G$9804:$G$11763,$B34,'Scenario 2'!$J$9804:$J$11763)","v":40477.75}]
[null,"B8",{"$f":"SUMIF('Scenario 2'!$G$4:$G$1963,$B35,'Scenario 2'!$J$4:$J$1963)","v":49093.610000000008},{"$f":"SUMIF('Scenario 2'!$G$1964:$G$3923,$B35,'Scenario 2'!$J$1964:$J$3923)","v":33985.200000000004},{"$f":"SUMIF('Scenario 2'!$G$3924:$G$5883,$B35,'Scenario 2'!$J$3924:$J$5883)","v":35227.100000000006},{"$f":"SUMIF('Scenario 2'!$G$5884:$G$7843,$B35,'Scenario 2'!$J$5884:$J$7843)","v":43470.200000000004},{"$f":"SUMIF('Scenario 2'!$G$7844:$G$9803,$B35,'Scenario 2'!$J$7844:$J$9803)","v":36804.840000000004},{"$f":"SUMIF('Scenario 2'!$G$9804:$G$11763,$B35,'Scenario 2'!$J$9804:$J$11763)","v":42100.619999999988}]
[null,"B9",{"$f":"SUMIF('Scenario 2'!$G$4:$G$1963,$B36,'Scenario 2'!$J$4:$J$1963)","v":42395.35},{"$f":"SUMIF('Scenario 2'!$G$1964:$G$3923,$B36,'Scenario 2'!$J$1964:$J$3923)","v":34809.629999999997},{"$f":"SUMIF('Scenario 2'!$G$3924:$G$5883,$B36,'Scenario 2'!$J$3924:$J$5883)","v":29724.429999999997},{"$f":"SUMIF('Scenario 2'!$G$5884:$G$7843,$B36,'Scenario 2'!$J$5884:$J$7843)","v":45613.21},{"$f":"SUMIF('Scenario 2'!$G$7844:$G$9803,$B36,'Scenario 2'!$J$7844:$J$9803)","v":36057.900000000009},{"$f":"SUMIF('Scenario 2'!$G$9804:$G$11763,$B36,'Scenario 2'!$J$9804:$J$11763)","v":43804.999999999993}]
[null,"B10",{"$f":"SUMIF('Scenario 2'!$G$4:$G$1963,$B37,'Scenario 2'!$J$4:$J$1963)","v":40454.92},{"$f":"SUMIF('Scenario 2'!$G$1964:$G$3923,$B37,'Scenario 2'!$J$1964:$J$3923)","v":35073.200000000004},{"$f":"SUMIF('Scenario 2'!$G$3924:$G$5883,$B37,'Scenario 2'!$J$3924:$J$5883)","v":32569.840000000004},{"$f":"SUMIF('Scenario 2'!$G$5884:$G$7843,$B37,'Scenario 2'!$J$5884:$J$7843)","v":47431.390000000007},{"$f":"SUMIF('Scenario 2'!$G$7844:$G$9803,$B37,'Scenario 2'!$J$7844:$J$9803)","v":41550.39},{"$f":"SUMIF('Scenario 2'!$G$9804:$G$11763,$B37,'Scenario 2'!$J$9804:$J$11763)","v":51859.759999999995}]
[null,"B11",{"$f":"SUMIF('Scenario 2'!$G$4:$G$1963,$B38,'Scenario 2'!$J$4:$J$1963)","v":41905.599999999999},{"$f":"SUMIF('Scenario 2'!$G$1964:$G$3923,$B38,'Scenario 2'!$J$1964:$J$3923)","v":57413.340000000011},{"$f":"SUMIF('Scenario 2'!$G$3924:$G$5883,$B38,'Scenario 2'!$J$3924:$J$5883)","v":62978.039999999994},{"$f":"SUMIF('Scenario 2'!$G$5884:$G$7843,$B38,'Scenario 2'!$J$5884:$J$7843)","v":63307.46},{"$f":"SUMIF('Scenario 2'!$G$7844:$G$9803,$B38,'Scenario 2'!$J$7844:$J$9803)","v":61085.19999999999},{"$f":"SUMIF('Scenario 2'!$G$9804:$G$11763,$B38,'Scenario 2'!$J$9804:$J$11763)","v":61594.680000000008}]
[null,"B12",{"$f":"SUMIF('Scenario 2'!$G$4:$G$1963,$B39,'Scenario 2'!$J$4:$J$1963)","v":37239.22},{"$f":"SUMIF('Scenario 2'!$G$1964:$G$3923,$B39,'Scenario 2'!$J$1964:$J$3923)","v":34239.820000000007},{"$f":"SUMIF('Scenario 2'!$G$3924:$G$5883,$B39,'Scenario 2'!$J$3924:$J$5883)","v":36853.220000000008},{"$f":"SUMIF('Scenario 2'!$G$5884:$G$7843,$B39,'Scenario 2'!$J$5884:$J$7843)","v":42805.61},{"$f":"SUMIF('Scenario 2'!$G$7844:$G$9803,$B39,'Scenario 2'!$J$7844:$J$9803)","v":36210.55000000001},{"$f":"SUMIF('Scenario 2'!$G$9804:$G$11763,$B39,'Scenario 2'!$J$9804:$J$11763)","v":43415.87}]
[null,"B13",{"$f":"SUMIF('Scenario 2'!$G$4:$G$1963,$B40,'Scenario 2'!$J$4:$J$1963)","v":40863.61},{"$f":"SUMIF('Scenario 2'!$G$1964:$G$3923,$B40,'Scenario 2'!$J$1964:$J$3923)","v":29298.13},{"$f":"SUMIF('Scenario 2'!$G$3924:$G$5883,$B40,'Scenario 2'!$J$3924:$J$5883)","v":29072.910000000003},{"$f":"SUMIF('Scenario 2'!$G$5884:$G$7843,$B40,'Scenario 2'!$J$5884:$J$7843)","v":42767.37},{"$f":"SUMIF('Scenario 2'!$G$7844:$G$9803,$B40,'Scenario 2'!$J$7844:$J$9803)","v":34236.090000000004},{"$f":"SUMIF('Scenario 2'!$G$9804:$G$11763,$B40,'Scenario 2'!$J$9804:$J$11763)","v":44392.729999999996}]
[null,"B14",{"$f":"SUMIF('Scenario 2'!$G$4:$G$1963,$B41,'Scenario 2'!$J$4:$J$1963)","v":39253.799999999996},{"$f":"SUMIF('Scenario 2'!$G$1964:$G$3923,$B41,'Scenario 2'!$J$1964:$J$3923)","v":24667.379999999997},{"$f":"SUMIF('Scenario 2'!$G$3924:$G$5883,$B41,'Scenario 2'!$J$3924:$J$5883)","v":26122.160000000007},{"$f":"SUMIF('Scenario 2'!$G$5884:$G$7843,$B41,'Scenario 2'!$J$5884:$J$7843)","v":40561.579999999994},{"$f":"SUMIF('Scenario 2'!$G$7844:$G$9803,$B41,'Scenario 2'!$J$7844:$J$9803)","v":35637.15},{"$f":"SUMIF('Scenario 2'!$G$9804:$G$11763,$B41,'Scenario 2'!$J$9804:$J$11763)","v":44356.649999999994}]
[null,"B15",{"$f":"SUMIF('Scenario 2'!$G$4:$G$1963,$B42,'Scenario 2'!$J$4:$J$1963)","v":34765.790000000008},{"$f":"SUMIF('Scenario 2'!$G$1964:$G$3923,$B42,'Scenario 2'!$J$1964:$J$3923)","v":16858.66},{"$f":"SUMIF('Scenario 2'!$G$3924:$G$5883,$B42,'Scenario 2'!$J$3924:$J$5883)","v":24561.790000000005},{"$f":"SUMIF('Scenario 2'!$G$5884:$G$7843,$B42,'Scenario 2'!$J$5884:$J$7843)","v":45593.919999999998},{"$f":"SUMIF('Scenario 2'!$G$7844:$G$9803,$B42,'Scenario 2'!$J$7844:$J$9803)","v":31414.030000000002},{"$f":"SUMIF('Scenario 2'!$G$9804:$G$11763,$B42,'Scenario 2'!$J$9804:$J$11763)","v":52058.729999999989}]
[null,"B16",{"$f":"SUMIF('Scenario 2'!$G$4:$G$1963,$B43,'Scenario 2'!$J$4:$J$1963)","v":54907.44},{"$f":"SUMIF('Scenario 2'!$G$1964:$G$3923,$B43,'Scenario 2'!$J$1964:$J$3923)","v":49495.489999999991},{"$f":"SUMIF('Scenario 2'!$G$3924:$G$5883,$B43,'Scenario 2'!$J$3924:$J$5883)","v":52448.150000000016},{"$f":"SUMIF('Scenario 2'!$G$5884:$G$7843,$B43,'Scenario 2'!$J$5884:$J$7843)","v":62453.759999999987},{"$f":"SUMIF('Scenario 2'!$G$7844:$G$9803,$B43,'Scenario 2'!$J$7844:$J$9803)","v":61902.07},{"$f":"SUMIF('Scenario 2'!$G$9804:$G$11763,$B43,'Scenario 2'!$J$9804:$J$11763)","v":63690.32}]
[null,"B17",{"$f":"SUMIF('Scenario 2'!$G$4:$G$1963,$B44,'Scenario 2'!$J$4:$J$1963)","v":48990.579999999994},{"$f":"SUMIF('Scenario 2'!$G$1964:$G$3923,$B44,'Scenario 2'!$J$1964:$J$3923)","v":36294.689999999995},{"$f":"SUMIF('Scenario 2'!$G$3924:$G$5883,$B44,'Scenario 2'!$J$3924:$J$5883)","v":38422.089999999997},{"$f":"SUMIF('Scenario 2'!$G$5884:$G$7843,$B44,'Scenario 2'!$J$5884:$J$7843)","v":50742.069999999992},{"$f":"SUMIF('Scenario 2'!$G$7844:$G$9803,$B44,'Scenario 2'!$J$7844:$J$9803)","v":43451.759999999995},{"$f":"SUMIF('Scenario 2'!$G$9804:$G$11763,$B44,'Scenario 2'!$J$9804:$J$11763)","v":43434.149999999987}]
[null,"B18",{"$f":"SUMIF('Scenario 2'!$G$4:$G$1963,$B45,'Scenario 2'!$J$4:$J$1963)","v":43975.76},{"$f":"SUMIF('Scenario 2'!$G$1964:$G$3923,$B45,'Scenario 2'!$J$1964:$J$3923)","v":39180.600000000006},{"$f":"SUMIF('Scenario 2'!$G$3924:$G$5883,$B45,'Scenario 2'!$J$3924:$J$5883)","v":35691.39},{"$f":"SUMIF('Scenario 2'!$G$5884:$G$7843,$B45,'Scenario 2'!$J$5884:$J$7843)","v":45950.69},{"$f":"SUMIF('Scenario 2'!$G$7844:$G$9803,$B45,'Scenario 2'!$J$7844:$J$9803)","v":38725.79},{"$f":"SUMIF('Scenario 2'!$G$9804:$G$11763,$B45,'Scenario 2'!$J$9804:$J$11763)","v":37530.250000000007}]
[null,"B19",{"$f":"SUMIF('Scenario 2'!$G$4:$G$1963,$B46,'Scenario 2'!$J$4:$J$1963)","v":43219.020000000004},{"$f":"SUMIF('Scenario 2'!$G$1964:$G$3923,$B46,'Scenario 2'!$J$1964:$J$3923)","v":40093.67},{"$f":"SUMIF('Scenario 2'!$G$3924:$G$5883,$B46,'Scenario 2'!$J$3924:$J$5883)","v":38022},{"$f":"SUMIF('Scenario 2'!$G$5884:$G$7843,$B46,'Scenario 2'!$J$5884:$J$7843)","v":45088.81},{"$f":"SUMIF('Scenario 2'!$G$7844:$G$9803,$B46,'Scenario 2'!$J$7844:$J$9803)","v":38187.229999999996},{"$f":"SUMIF('Scenario 2'!$G$9804:$G$11763,$B46,'Scenario 2'!$J$9804:$J$11763)","v":36905.80999999999}]
[null,"B20",{"$f":"SUMIF('Scenario 2'!$G$4:$G$1963,$B47,'Scenario 2'!$J$4:$J$1963)","v":45353.18},{"$f":"SUMIF('Scenario 2'!$G$1964:$G$3923,$B47,'Scenario 2'!$J$1964:$J$3923)","v":40511.569999999992},{"$f":"SUMIF('Scenario 2'!$G$3924:$G$5883,$B47,'Scenario 2'!$J$3924:$J$5883)","v":44043.909999999989},{"$f":"SUMIF('Scenario 2'!$G$5884:$G$7843,$B47,'Scenario 2'!$J$5884:$J$7843)","v":55906.990000000005},{"$f":"SUMIF('Scenario 2'!$G$7844:$G$9803,$B47,'Scenario 2'!$J$7844:$J$9803)","v":52169.01999999999},{"$f":"SUMIF('Scenario 2'!$G$9804:$G$11763,$B47,'Scenario 2'!$J$9804:$J$11763)","v":60745.31}]
[]
[]
[null,"Scenario 3 Transfer Levels (MW)"]
[null,null,2015,2020,2025,2030,2035,2040]
[null,"B1",{"$f":"SUMIF('Scenario 3'!$G$4:$G$1963,$B52,'Scenario 3'!$J$4:$J$1963)","v":52533.12000000001},{"$f":"SUMIF('Scenario 3'!$G$1964:$G$3923,$B52,'Scenario 3'!$J$1964:$J$3923)","v":48794.09},{"$f":"SUMIF('Scenario 3'!$G$3924:$G$5883,$B52,'Scenario 3'!$J$3924:$J$5883)","v":44103.01},{"$f":"SUMIF('Scenario 3'!$G$5884:$G$7843,$B52,'Scenario 3'!$J$5884:$J$7843)","v":45822.26},{"$f":"SUMIF('Scenario 3'!$G$7844:$G$9803,$B52,'Scenario 3'!$J$7844:$J$9803)","v":51720.639999999999},{"$f":"SUMIF('Scenario 3'!$G$9804:$G$11763,$B52,'Scenario 3'!$J$9804:$J$11763)","v":46747.34}]
[null,"B2",{"$f":"SUMIF('Scenario 3'!$G$4:$G$1963,$B53,'Scenario 3'!$J$4:$J$1963)","v":45671.02},{"$f":"SUMIF('Scenario 3'!$G$1964:$G$3923,$B53,'Scenario 3'!$J$1964:$J$3923)","v":37952.879999999997},{"$f":"SUMIF('Scenario 3'!$G$3924:$G$5883,$B53,'Scenario 3'!$J$3924:$J$5883)","v":43961.279999999992},{"$f":"SUMIF('Scenario 3'!$G$5884:$G$7843,$B53,'Scenario 3'!$J$5884:$J$7843)","v":43550.160000000011},{"$f":"SUMIF('Scenario 3'!$G$7844:$G$9803,$B53,'Scenario 3'!$J$7844:$J$9803)","v":44391.13},{"$f":"SUMIF('Scenario 3'!$G$9804:$G$11763,$B53,'Scenario 3'!$J$9804:$J$11763)","v":42060.549999999996}]
[null,"B3",{"$f":"SUMIF('Scenario 3'!$G$4:$G$1963,$B54,'Scenario 3'!$J$4:$J$1963)","v":43005.25},{"$f":"SUMIF('Scenario 3'!$G$1964:$G$3923,$B54,'Scenario 3'!$J$1964:$J$3923)","v":39196.589999999997},{"$f":"SUMIF('Scenario 3'!$G$3924:$G$5883,$B54,'Scenario 3'!$J$3924:$J$5883)","v":41808.29},{"$f":"SUMIF('Scenario 3'!$G$5884:$G$7843,$B54,'Scenario 3'!$J$5884:$J$7843)","v":39433.56},{"$f":"SUMIF('Scenario 3'!$G$7844:$G$9803,$B54,'Scenario 3'!$J$7844:$J$9803)","v":36001.089999999997},{"$f":"SUMIF('Scenario 3'!$G$9804:$G$11763,$B54,'Scenario 3'!$J$9804:$J$11763)","v":42747.16}]
[null,"B4",{"$f":"SUMIF('Scenario 3'!$G$4:$G$1963,$B55,'Scenario 3'!$J$4:$J$1963)","v":41430.73000000001},{"$f":"SUMIF('Scenario 3'!$G$1964:$G$3923,$B55,'Scenario 3'!$J$1964:$J$3923)","v":49295.389999999992},{"$f":"SUMIF('Scenario 3'!$G$3924:$G$5883,$B55,'Scenario 3'!$J$3924:$J$5883)","v":50473.670000000006},{"$f":"SUMIF('Scenario 3'!$G$5884:$G$7843,$B55,'Scenario 3'!$J$5884:$J$7843)","v":47915.06},{"$f":"SUMIF('Scenario 3'!$G$7844:$G$9803,$B55,'Scenario 3'!$J$7844:$J$9803)","v":47869.729999999996},{"$f":"SUMIF('Scenario 3'!$G$9804:$G$11763,$B55,'Scenario 3'!$J$9804:$J$11763)","v":49167.12000000001}]
[null,"B5",{"$f":"SUMIF('Scenario 3'!$G$4:$G$1963,$B56,'Scenario 3'!$J$4:$J$1963)","v":41450.009999999995},{"$f":"SUMIF('Scenario 3'!$G$1964:$G$3923,$B56,'Scenario 3'!$J$1964:$J$3923)","v":39776.92},{"$f":"SUMIF('Scenario 3'!$G$3924:$G$5883,$B56,'Scenario 3'!$J$3924:$J$5883)","v":47799.26},{"$f":"SUMIF('Scenario 3'!$G$5884:$G$7843,$B56,'Scenario 3'!$J$5884:$J$7843)","v":48841.68},{"$f":"SUMIF('Scenario 3'!$G$7844:$G$9803,$B56,'Scenario 3'!$J$7844:$J$9803)","v":47435.77},{"$f":"SUMIF('Scenario 3'!$G$9804:$G$11763,$B56,'Scenario 3'!$J$9804:$J$11763)","v":48741.91}]
[null,"B6",{"$f":"SUMIF('Scenario 3'!$G$4:$G$1963,$B57,'Scenario 3'!$J$4:$J$1963)","v":41761.39},{"$f":"SUMIF('Scenario 3'!$G$1964:$G$3923,$B57,'Scenario 3'!$J$1964:$J$3923)","v":37346.159999999989},{"$f":"SUMIF('Scenario 3'!$G$3924:$G$5883,$B57,'Scenario 3'!$J$3924:$J$5883)","v":47230.069999999992},{"$f":"SUMIF('Scenario 3'!$G$5884:$G$7843,$B57,'Scenario 3'!$J$5884:$J$7843)","v":46433.94000000001},{"$f":"SUMIF('Scenario 3'!$G$7844:$G$9803,$B57,'Scenario 3'!$J$7844:$J$9803)","v":45080.619999999995},{"$f":"SUMIF('Scenario 3'!$G$9804:$G$11763,$B57,'Scenario 3'!$J$9804:$J$11763)","v":48637.619999999995}]
[null,"B7",{"$f":"SUMIF('Scenario 3'!$G$4:$G$1963,$B58,'Scenario 3'!$J$4:$J$1963)","v":50725.65},{"$f":"SUMIF('Scenario 3'!$G$1964:$G$3923,$B58,'Scenario 3'!$J$1964:$J$3923)","v":37563},{"$f":"SUMIF('Scenario 3'!$G$3924:$G$5883,$B58,'Scenario 3'!$J$3924:$J$5883)","v":50294.879999999997},{"$f":"SUMIF('Scenario 3'!$G$5884:$G$7843,$B58,'Scenario 3'!$J$5884:$J$7843)","v":44167.41},{"$f":"SUMIF('Scenario 3'!$G$7844:$G$9803,$B58,'Scenario 3'!$J$7844:$J$9803)","v":39648.579999999994},{"$f":"SUMIF('Scenario 3'!$G$9804:$G$11763,$B58,'Scenario 3'!$J$9804:$J$11763)","v":37148.400000000001}]
[null,"B8",{"$f":"SUMIF('Scenario 3'!$G$4:$G$1963,$B59,'Scenario 3'!$J$4:$J$1963)","v":53941.86},{"$f":"SUMIF('Scenario 3'!$G$1964:$G$3923,$B59,'Scenario 3'!$J$1964:$J$3923)","v":35869.57},{"$f":"SUMIF('Scenario 3'!$G$3924:$G$5883,$B59,'Scenario 3'!$J$3924:$J$5883)","v":33055.15},{"$f":"SUMIF('Scenario 3'!$G$5884:$G$7843,$B59,'Scenario 3'!$J$5884:$J$7843)","v":38199.759999999995},{"$f":"SUMIF('Scenario 3'!$G$7844:$G$9803,$B59,'Scenario 3'!$J$7844:$J$9803)","v":37369.449999999997},{"$f":"SUMIF('Scenario 3'!$G$9804:$G$11763,$B59,'Scenario 3'!$J$9804:$J$11763)","v":37227.870000000003}]
[null,"B9",{"$f":"SUMIF('Scenario 3'!$G$4:$G$1963,$B60,'Scenario 3'!$J$4:$J$1963)","v":40928.26},{"$f":"SUMIF('Scenario 3'!$G$1964:$G$3923,$B60,'Scenario 3'!$J$1964:$J$3923)","v":34719.4},{"$f":"SUMIF('Scenario 3'!$G$3924:$G$5883,$B60,'Scenario 3'!$J$3924:$J$5883)","v":33422.979999999996},{"$f":"SUMIF('Scenario 3'!$G$5884:$G$7843,$B60,'Scenario 3'!$J$5884:$J$7843)","v":34167.11},{"$f":"SUMIF('Scenario 3'!$G$7844:$G$9803,$B60,'Scenario 3'!$J$7844:$J$9803)","v":38752.490000000005},{"$f":"SUMIF('Scenario 3'!$G$9804:$G$11763,$B60,'Scenario 3'!$J$9804:$J$11763)","v":37399.699999999997}]
[null,"B10",{"$f":"SUMIF('Scenario 3'!$G$4:$G$1963,$B61,'Scenario 3'!$J$4:$J$1963)","v":36429.81},{"$f":"SUMIF('Scenario 3'!$G$1964:$G$3923,$B61,'Scenario 3'!$J$1964:$J$3923)","v":26030.140000000003},{"$f":"SUMIF('Scenario 3'!$G$3924:$G$5883,$B61,'Scenario 3'!$J$3924:$J$5883)","v":27130.86},{"$f":"SUMIF('Scenario 3'!$G$5884:$G$7843,$B61,'Scenario 3'!$J$5884:$J$7843)","v":33752.689999999995},{"$f":"SUMIF('Scenario 3'!$G$7844:$G$9803,$B61,'Scenario 3'!$J$7844:$J$9803)","v":30623.61},{"$f":"SUMIF('Scenario 3'!$G$9804:$G$11763,$B61,'Scenario 3'!$J$9804:$J$11763)","v":45390.23}]
[null,"B11",{"$f":"SUMIF('Scenario 3'!$G$4:$G$1963,$B62,'Scenario 3'!$J$4:$J$1963)","v":36656.25},{"$f":"SUMIF('Scenario 3'!$G$1964:$G$3923,$B62,'Scenario 3'!$J$1964:$J$3923)","v":44915.48000000001},{"$f":"SUMIF('Scenario 3'!$G$3924:$G$5883,$B62,'Scenario 3'!$J$3924:$J$5883)","v":52679.62},{"$f":"SUMIF('Scenario 3'!$G$5884:$G$7843,$B62,'Scenario 3'!$J$5884:$J$7843)","v":52877.57},{"$f":"SUMIF('Scenario 3'!$G$7844:$G$9803,$B62,'Scenario 3'!$J$7844:$J$9803)","v":64721.85},{"$f":"SUMIF('Scenario 3'!$G$9804:$G$11763,$B62,'Scenario 3'!$J$9804:$J$11763)","v":53334.429999999993}]
[null,"B12",{"$f":"SUMIF('Scenario 3'!$G$4:$G$1963,$B63,'Scenario 3'!$J$4:$J$1963)","v":38219.079999999994},{"$f":"SUMIF('Scenario 3'!$G$1964:$G$3923,$B63,'Scenario 3'!$J$1964:$J$3923)","v":33802.189999999995},{"$f":"SUMIF('Scenario 3'!$G$3924:$G$5883,$B63,'Scenario 3'!$J$3924:$J$5883)","v":39285.75},{"$f":"SUMIF('Scenario 3'!$G$5884:$G$7843,$B63,'Scenario 3'!$J$5884:$J$7843)","v":34255.009999999995},{"$f":"SUMIF('Scenario 3'!$G$7844:$G$9803,$B63,'Scenario 3'!$J$7844:$J$9803)","v":30935.87},{"$f":"SUMIF('Scenario 3'!$G$9804:$G$11763,$B63,'Scenario 3'!$J$9804:$J$11763)","v":40405.97}]
[null,"B13",{"$f":"SUMIF('Scenario 3'!$G$4:$G$1963,$B64,'Scenario 3'!$J$4:$J$1963)","v":47461.25},{"$f":"SUMIF('Scenario 3'!$G$1964:$G$3923,$B64,'Scenario 3'!$J$1964:$J$3923)","v":31668.730000000003},{"$f":"SUMIF('Scenario 3'!$G$3924:$G$5883,$B64,'Scenario 3'!$J$3924:$J$5883)","v":33006.6},{"$f":"SUMIF('Scenario 3'!$G$5884:$G$7843,$B64,'Scenario 3'!$J$5884:$J$7843)","v":29946.379999999997},{"$f":"SUMIF('Scenario 3'!$G$7844:$G$9803,$B64,'Scenario 3'!$J$7844:$J$9803)","v":27813.69},{"$f":"SUMIF('Scenario 3'!$G$9804:$G$11763,$B64,'Scenario 3'!$J$9804:$J$11763)","v":37929.410000000003}]
[null,"B14",{"$f":"SUMIF('Scenario 3'!$G$4:$G$1963,$B65,'Scenario 3'!$J$4:$J$1963)","v":37885.209999999992},{"$f":"SUMIF('Scenario 3'!$G$1964:$G$3923,$B65,'Scenario 3'!$J$1964:$J$3923)","v":25415.75},{"$f":"SUMIF('Scenario 3'!$G$3924:$G$5883,$B65,'Scenario 3'!$J$3924:$J$5883)","v":27205.09},{"$f":"SUMIF('Scenario 3'!$G$5884:$G$7843,$B65,'Scenario 3'!$J$5884:$J$7843)","v":26550.45},{"$f":"SUMIF('Scenario 3'!$G$7844:$G$9803,$B65,'Scenario 3'!$J$7844:$J$9803)","v":27972.989999999998},{"$f":"SUMIF('Scenario 3'!$G$9804:$G$11763,$B65,'Scenario 3'!$J$9804:$J$11763)","v":34877.31}]
[null,"B15",{"$f":"SUMIF('Scenario 3'!$G$4:$G$1963,$B66,'Scenario 3'!$J$4:$J$1963)","v":36104.639999999999},{"$f":"SUMIF('Scenario 3'!$G$1964:$G$3923,$B66,'Scenario 3'!$J$1964:$J$3923)","v":19926.189999999999},{"$f":"SUMIF('Scenario 3'!$G$3924:$G$5883,$B66,'Scenario 3'!$J$3924:$J$5883)","v":21550.82},{"$f":"SUMIF('Scenario 3'!$G$5884:$G$7843,$B66,'Scenario 3'!$J$5884:$J$7843)","v":20398.509999999998},{"$f":"SUMIF('Scenario 3'!$G$7844:$G$9803,$B66,'Scenario 3'!$J$7844:$J$9803)","v":25902.41},{"$f":"SUMIF('Scenario 3'!$G$9804:$G$11763,$B66,'Scenario 3'!$J$9804:$J$11763)","v":33923.129999999997}]
[null,"B16",{"$f":"SUMIF('Scenario 3'!$G$4:$G$1963,$B67,'Scenario 3'!$J$4:$J$1963)","v":48254.080000000009},{"$f":"SUMIF('Scenario 3'!$G$1964:$G$3923,$B67,'Scenario 3'!$J$1964:$J$3923)","v":44423.959999999992},{"$f":"SUMIF('Scenario 3'!$G$3924:$G$5883,$B67,'Scenario 3'!$J$3924:$J$5883)","v":48250.950000000004},{"$f":"SUMIF('Scenario 3'!$G$5884:$G$7843,$B67,'Scenario 3'!$J$5884:$J$7843)","v":42467.460000000006},{"$f":"SUMIF('Scenario 3'!$G$7844:$G$9803,$B67,'Scenario 3'!$J$7844:$J$9803)","v":44775.959999999992},{"$f":"SUMIF('Scenario 3'!$G$9804:$G$11763,$B67,'Scenario 3'!$J$9804:$J$11763)","v":53152.39}]
[null,"B17",{"$f":"SUMIF('Scenario 3'!$G$4:$G$1963,$B68,'Scenario 3'!$J$4:$J$1963)","v":50840.549999999996},{"$f":"SUMIF('Scenario 3'!$G$1964:$G$3923,$B68,'Scenario 3'!$J$1964:$J$3923)","v":41855.73000000001},{"$f":"SUMIF('Scenario 3'!$G$3924:$G$5883,$B68,'Scenario 3'!$J$3924:$J$5883)","v":40975.1},{"$f":"SUMIF('Scenario 3'!$G$5884:$G$7843,$B68,'Scenario 3'!$J$5884:$J$7843)","v":35591.339999999997},{"$f":"SUMIF('Scenario 3'!$G$7844:$G$9803,$B68,'Scenario 3'!$J$7844:$J$9803)","v":43126.450000000004},{"$f":"SUMIF('Scenario 3'!$G$9804:$G$11763,$B68,'Scenario 3'!$J$9804:$J$11763)","v":43362.840000000011}]
[null,"B18",{"$f":"SUMIF('Scenario 3'!$G$4:$G$1963,$B69,'Scenario 3'!$J$4:$J$1963)","v":43003.360000000001},{"$f":"SUMIF('Scenario 3'!$G$1964:$G$3923,$B69,'Scenario 3'!$J$1964:$J$3923)","v":42855.93},{"$f":"SUMIF('Scenario 3'!$G$3924:$G$5883,$B69,'Scenario 3'!$J$3924:$J$5883)","v":41449.89},{"$f":"SUMIF('Scenario 3'!$G$5884:$G$7843,$B69,'Scenario 3'!$J$5884:$J$7843)","v":37019.94},{"$f":"SUMIF('Scenario 3'!$G$7844:$G$9803,$B69,'Scenario 3'!$J$7844:$J$9803)","v":34377.06},{"$f":"SUMIF('Scenario 3'!$G$9804:$G$11763,$B69,'Scenario 3'!$J$9804:$J$11763)","v":30124.569999999996}]
[null,"B19",{"$f":"SUMIF('Scenario 3'!$G$4:$G$1963,$B70,'Scenario 3'!$J$4:$J$1963)","v":41380.210000000006},{"$f":"SUMIF('Scenario 3'!$G$1964:$G$3923,$B70,'Scenario 3'!$J$1964:$J$3923)","v":38012.299999999996},{"$f":"SUMIF('Scenario 3'!$G$3924:$G$5883,$B70,'Scenario 3'!$J$3924:$J$5883)","v":38680.86},{"$f":"SUMIF('Scenario 3'!$G$5884:$G$7843,$B70,'Scenario 3'!$J$5884:$J$7843)","v":34398.39},{"$f":"SUMIF('Scenario 3'!$G$7844:$G$9803,$B70,'Scenario 3'!$J$7844:$J$9803)","v":39591.249999999993},{"$f":"SUMIF('Scenario 3'!$G$9804:$G$11763,$B70,'Scenario 3'!$J$9804:$J$11763)","v":31395.610000000004}]
[null,"B20",{"$f":"SUMIF('Scenario 3'!$G$4:$G$1963,$B71,'Scenario 3'!$J$4:$J$1963)","v":42291.939999999995},{"$f":"SUMIF('Scenario 3'!$G$1964:$G$3923,$B71,'Scenario 3'!$J$1964:$J$3923)","v":37586.9},{"$f":"SUMIF('Scenario 3'!$G$3924:$G$5883,$B71,'Scenario 3'!$J$3924:$J$5883)","v":35646.93},{"$f":"SUMIF('Scenario 3'!$G$5884:$G$7843,$B71,'Scenario 3'!$J$5884:$J$7843)","v":40689.189999999995},{"$f":"SUMIF('Scenario 3'!$G$7844:$G$9803,$B71,'Scenario 3'!$J$7844:$J$9803)","v":44582.479999999996},{"$f":"SUMIF('Scenario 3'!$G$9804:$G$11763,$B71,'Scenario 3'!$J$9804:$J$11763)","v":44426.240000000005}]

{"sheet":"MAP","index":4,"n_rows":215,"n_cols":21,"rows_kept":215,"cut":false,"hidden":false,"merged":[[85,12,88,35]]}
[]
[]
[]
[]
[]
[]
[]
[]
[]
[]
[]
[]
[]
[]
[]
[]
[]
[]
[]
[]
[]
[]
[]
[]
[]
[]
[]
[]
[]
[]
[]
[]
[]
[]
[]
[]
[]
[]
[]
[]
[]
[]
[]
[]
[]
[]
[]
[]
[]
[]
[]
[]
[]
[]
[]
[]
[]
[]
[]
[]
[]
[]
[]
[]
[]
[]
[]
[]
[]
[]
[]
[]
[]
[]
[]
[]
[]
[]
[]
[]
[]
[]
[]
[]
[]
[null,null,null,null,null,null,null,null,null,null,null,null,"***Enter the desired Scenario and Block information and then press the \"Populate\" button to update the diagram with the corresponding flows.***"]
[]
[]
[]
[]
[]
[]
[]
[]
[]
[]
[]
[]
[null,null,null,null,"From","To",null,"Link Name","Connector","Textbox",null,"Begin"]
["ENT","TVA_Transmission",{"$f":"A100 & \"__TO__\" & B100","v":"ENT__TO__TVA_Transmission"},0,{"$f":"LEFT(H100,SEARCH(\"__TO__\",H100)-1)","v":"ERCOT"},{"$f":"RIGHT(H100,LEN(H100)-(6+SEARCH(\"__TO__\",H100)-1))","v":"SPP_S"},null,"ERCOT__TO__SPP_S",46,105,{"$f":"IF(ISNA(ROUND(VLOOKUP(H100,C$100:D$197,2,FALSE),0)),0,ROUND(VLOOKUP(H100,C$100:D$197,2,FALSE),0))","v":0},"ERCOT",null,null,{"$f":"VLOOKUP(C100,H$100:H$214,1,FALSE)","v":"ENT__TO__TVA_Transmission"}]
["IESO","MAPP_CA",{"$f":"A101 & \"__TO__\" & B101","v":"IESO__TO__MAPP_CA"},0,{"$f":"LEFT(H101,SEARCH(\"__TO__\",H101)-1)","v":"NYISO_J-K"},{"$f":"RIGHT(H101,LEN(H101)-(6+SEARCH(\"__TO__\",H101)-1))","v":"NEISO"},null,"NYISO_J-K__TO__NEISO",74,137,{"$f":"IF(ISNA(ROUND(VLOOKUP(H101,C$100:D$197,2,FALSE),0)),0,ROUND(VLOOKUP(H101,C$100:D$197,2,FALSE),0))","v":0},"NEISO",null,null,"IESO__TO__MAPP_CA"]
["IESO","NYISO_A-F",{"$f":"A102 & \"__TO__\" & B102","v":"IESO__TO__NYISO_A-F"},0,{"$f":"LEFT(H102,SEARCH(\"__TO__\",H102)-1)","v":"SOCO"},{"$f":"RIGHT(H102,LEN(H102)-(6+SEARCH(\"__TO__\",H102)-1))","v":"ENT"},null,"SOCO__TO__ENT",82,144,{"$f":"IF(ISNA(ROUND(VLOOKUP(H102,C$100:D$197,2,FALSE),0)),0,ROUND(VLOOKUP(H102,C$100:D$197,2,FALSE),0))","v":0},"ENT",null,null,"IESO__TO__NYISO_A-F"]
["MAPP_US","MAPP_CA",{"$f":"A103 & \"__TO__\" & B103","v":"MAPP_US__TO__MAPP_CA"},0,{"$f":"LEFT(H103,SEARCH(\"__TO__\",H103)-1)","v":"VACAR"},{"$f":"RIGHT(H103,LEN(H103)-(6+SEARCH(\"__TO__\",H103)-1))","v":"PJM_ROR"},null,"VACAR__TO__PJM_ROR",65,149,{"$f":"IF(ISNA(ROUND(VLOOKUP(H103,C$100:D$197,2,FALSE),0)),0,ROUND(VLOOKUP(H103,C$100:D$197,2,FALSE),0))","v":0},"PJM_ROR",null,null,"MAPP_US__TO__MAPP_CA"]
["MAPP_US","MISO_W",{"$f":"A104 & \"__TO__\" & B104","v":"MAPP_US__TO__MISO_W"},0,{"$f":"LEFT(H104,SEARCH(\"__TO__\",H104)-1)","v":"VACAR"},{"$f":"RIGHT(H104,LEN(H104)-(6+SEARCH(\"__TO__\",H104)-1))","v":"TVA_Transmission"},null,"VACAR__TO__TVA_Transmission",94,147,{"$f":"IF(ISNA(ROUND(VLOOKUP(H104,C$100:D$197,2,FALSE),0)),0,ROUND(VLOOKUP(H104,C$100:D$197,2,FALSE),0))","v":0},"TVA_Transmission",null,null,"MAPP_US__TO__MISO_W"]
["MISO_IN","MISO_MI",{"$f":"A105 & \"__TO__\" & B105","v":"MISO_IN__TO__MISO_MI"},0,"MISO_W","NE",null,"MISO_W__TO__NE",42,103,{"$f":"IF(ISNA(ROUND(VLOOKUP(H105,C$100:D$197,2,FALSE),0)),0,ROUND(VLOOKUP(H105,C$100:D$197,2,FALSE),0))","v":0},"MISO_W",null,null,"MISO_IN__TO__MISO_MI"]
["MISO_IN","NonRTO_Midwest",{"$f":"A106 & \"__TO__\" & B106","v":"MISO_IN__TO__NonRTO_Midwest"},0,"TVA_Transmission","PJM_ROR",null,"TVA_Transmission__TO__PJM_ROR",93,153,{"$f":"IF(ISNA(ROUND(VLOOKUP(H106,C$100:D$197,2,FALSE),0)),0,ROUND(VLOOKUP(H106,C$100:D$197,2,FALSE),0))","v":0},"TVA_Transmission",null,null,"MISO_IN__TO__NonRTO_Midwest"]
["MISO_IN","PJM_ROR",{"$f":"A107 & \"__TO__\" & B107","v":"MISO_IN__TO__PJM_ROR"},0,"ENT","SPP_N",null,"ENT__TO__SPP_N",48,112,{"$f":"IF(ISNA(ROUND(VLOOKUP(H107,C$100:D$197,2,FALSE),0)),0,ROUND(VLOOKUP(H107,C$100:D$197,2,FALSE),0))","v":0},"SPP_N",null,null,"MISO_IN__TO__PJM_ROR"]
["MISO_MI","IESO",{"$f":"A108 & \"__TO__\" & B108","v":"MISO_MI__TO__IESO"},0,"ENT","SPP_S",null,"ENT__TO__SPP_S",47,108,{"$f":"IF(ISNA(ROUND(VLOOKUP(H108,C$100:D$197,2,FALSE),0)),0,ROUND(VLOOKUP(H108,C$100:D$197,2,FALSE),0))","v":0},"SPP_S",null,null,"MISO_MI__TO__IESO"]
["MISO_MI","MISO_WUMS",{"$f":"A109 & \"__TO__\" & B109","v":"MISO_MI__TO__MISO_WUMS"},0,"MISO_MI","IESO",null,"MISO_MI__TO__IESO",70,128,{"$f":"IF(ISNA(ROUND(VLOOKUP(H109,C$100:D$197,2,FALSE),0)),0,ROUND(VLOOKUP(H109,C$100:D$197,2,FALSE),0))","v":0},"IESO",null,null,"MISO_MI__TO__MISO_WUMS"]
["MISO_MI","PJM_ROR",{"$f":"A110 & \"__TO__\" & B110","v":"MISO_MI__TO__PJM_ROR"},0,"MISO_MO-IL","SPP_N",null,"MISO_MO-IL__TO__SPP_N",53,111,{"$f":"IF(ISNA(ROUND(VLOOKUP(H110,C$100:D$197,2,FALSE),0)),0,ROUND(VLOOKUP(H110,C$100:D$197,2,FALSE),0))","v":0},"SPP_N",null,null,"MISO_MI__TO__PJM_ROR"]
["MISO_MO-IL","ENT",{"$f":"A111 & \"__TO__\" & B111","v":"MISO_MO-IL__TO__ENT"},0,"MISO_W","MAPP_US",null,"MISO_W__TO__MAPP_US",39,171,{"$f":"IF(ISNA(ROUND(VLOOKUP(H111,C$100:D$197,2,FALSE),0)),0,ROUND(VLOOKUP(H111,C$100:D$197,2,FALSE),0))","v":0},"MAPP_US",null,null,"MISO_MO-IL__TO__ENT"]
["MISO_MO-IL","MISO_IN",{"$f":"A112 & \"__TO__\" & B112","v":"MISO_MO-IL__TO__MISO_IN"},0,"NYISO_A-F","IESO",null,"NYISO_A-F__TO__IESO",71,129,{"$f":"IF(ISNA(ROUND(VLOOKUP(H112,C$100:D$197,2,FALSE),0)),0,ROUND(VLOOKUP(H112,C$100:D$197,2,FALSE),0))","v":0},"IESO",null,null,"MISO_MO-IL__TO__MISO_IN"]
["MISO_W","MISO_MO-IL",{"$f":"A113 & \"__TO__\" & B113","v":"MISO_W__TO__MISO_MO-IL"},0,"NYISO_G-I","NYISO_A-F",null,"NYISO_G-I__TO__NYISO_A-F",76,135,{"$f":"IF(ISNA(ROUND(VLOOKUP(H113,C$100:D$197,2,FALSE),0)),0,ROUND(VLOOKUP(H113,C$100:D$197,2,FALSE),0))","v":0},"NYISO_A-F",null,null,"MISO_W__TO__MISO_MO-IL"]
["MISO_MO-IL","PJM_ROR",{"$f":"A114 & \"__TO__\" & B114","v":"MISO_MO-IL__TO__PJM_ROR"},0,"PJM_ROM","NYISO_A-F",null,"PJM_ROM__TO__NYISO_A-F",77,140,{"$f":"IF(ISNA(ROUND(VLOOKUP(H114,C$100:D$197,2,FALSE),0)),0,ROUND(VLOOKUP(H114,C$100:D$197,2,FALSE),0))","v":0},"NYISO_A-F",null,null,"MISO_MO-IL__TO__PJM_ROR"]
["MISO_MO-IL","SPP_N",{"$f":"A115 & \"__TO__\" & B115","v":"MISO_MO-IL__TO__SPP_N"},0,"TVA","MISO_MO-IL",null,"TVA__TO__MISO_MO-IL",178,168,{"$f":"IF(ISNA(ROUND(VLOOKUP(H115,C$100:D$197,2,FALSE),0)),0,ROUND(VLOOKUP(H115,C$100:D$197,2,FALSE),0))","v":0},"MISO_MO-IL",null,null,"MISO_MO-IL__TO__SPP_N"]
["MISO_W","IESO",{"$f":"A116 & \"__TO__\" & B116","v":"MISO_W__TO__IESO"},0,"TVA","PJM_ROR",null,"TVA__TO__PJM_ROR",183,176,{"$f":"IF(ISNA(ROUND(VLOOKUP(H116,C$100:D$197,2,FALSE),0)),0,ROUND(VLOOKUP(H116,C$100:D$197,2,FALSE),0))","v":0},"PJM_ROR",null,null,"MISO_W__TO__IESO"]
["MISO_W","MAPP_CA",{"$f":"A117 & \"__TO__\" & B117","v":"MISO_W__TO__MAPP_CA"},0,"TVA_Transmission","ENT",null,"TVA_Transmission__TO__ENT",88,125,{"$f":"IF(ISNA(ROUND(VLOOKUP(H117,C$100:D$197,2,FALSE),0)),0,ROUND(VLOOKUP(H117,C$100:D$197,2,FALSE),0))","v":0},"TVA_Transmission",null,null,"MISO_W__TO__MAPP_CA"]
["MISO_WUMS","MISO_W",{"$f":"A118 & \"__TO__\" & B118","v":"MISO_WUMS__TO__MISO_W"},0,"TVA_Transmission","MISO_MO-IL",null,"TVA_Transmission__TO__MISO_MO-IL",89,124,{"$f":"IF(ISNA(ROUND(VLOOKUP(H118,C$100:D$197,2,FALSE),0)),0,ROUND(VLOOKUP(H118,C$100:D$197,2,FALSE),0))","v":0},"TVA_Transmission",null,null,"MISO_WUMS__TO__MISO_W"]
["MISO_W","PJM_ROR",{"$f":"A119 & \"__TO__\" & B119","v":"MISO_W__TO__PJM_ROR"},0,"TVA","ENT",null,"TVA__TO__ENT",186,198,{"$f":"IF(ISNA(ROUND(VLOOKUP(H119,C$100:D$197,2,FALSE),0)),0,ROUND(VLOOKUP(H119,C$100:D$197,2,FALSE),0))","v":0},"TVA",null,null,"MISO_W__TO__PJM_ROR"]
["MISO_W","SPP_N",{"$f":"A120 & \"__TO__\" & B120","v":"MISO_W__TO__SPP_N"},0,{"$f":"LEFT(H120,SEARCH(\"__TO__\",H120)-1)","v":"TVA_Transmission"},{"$f":"RIGHT(H120,LEN(H120)-(6+SEARCH(\"__TO__\",H120)-1))","v":"NonRTO_Midwest"},null,"TVA_Transmission__TO__NonRTO_Midwest",91,126,{"$f":"IF(ISNA(ROUND(VLOOKUP(H120,C$100:D$197,2,FALSE),0)),0,ROUND(VLOOKUP(H120,C$100:D$197,2,FALSE),0))","v":0},"NonRTO_Midwest",null,null,"MISO_W__TO__SPP_N"]
["MISO_WUMS","PJM_ROR",{"$f":"A121 & \"__TO__\" & B121","v":"MISO_WUMS__TO__PJM_ROR"},0,{"$f":"LEFT(H121,SEARCH(\"__TO__\",H121)-1)","v":"PJM_ROR"},{"$f":"RIGHT(H121,LEN(H121)-(6+SEARCH(\"__TO__\",H121)-1))","v":"MISO_WUMS"},null,"PJM_ROR__TO__MISO_WUMS",68,121,{"$f":"IF(ISNA(ROUND(VLOOKUP(H121,C$100:D$197,2,FALSE),0)),0,ROUND(VLOOKUP(H121,C$100:D$197,2,FALSE),0))","v":0},"PJM_ROR",null,null,"MISO_WUMS__TO__PJM_ROR"]
["NE","MISO_W",{"$f":"A122 & \"__TO__\" & B122","v":"NE__TO__MISO_W"},0,"NYISO_J-K","NYISO_G-I",null,"NYISO_J-K__TO__NYISO_G-I",196,138,{"$f":"IF(ISNA(ROUND(VLOOKUP(H122,C$100:D$197,2,FALSE),0)),0,ROUND(VLOOKUP(H122,C$100:D$197,2,FALSE),0))","v":0},"NYISO_G-I",null,null,"NE__TO__MISO_W"]
["NEISO","NYISO_A-F",{"$f":"A123 & \"__TO__\" & B123","v":"NEISO__TO__NYISO_A-F"},0,"NonRTO_Midwest","MISO_IN",null,"NonRTO_Midwest__TO__MISO_IN",59,122,{"$f":"IF(ISNA(ROUND(VLOOKUP(H123,C$100:D$197,2,FALSE),0)),0,ROUND(VLOOKUP(H123,C$100:D$197,2,FALSE),0))","v":0},"MISO_IN",null,null,"NEISO__TO__NYISO_A-F"]
["NonRTO_Midwest","TVA_Transmission",{"$f":"A124 & \"__TO__\" & B124","v":"NonRTO_Midwest__TO__TVA_Transmission"},0,{"$f":"LEFT(H124,SEARCH(\"__TO__\",H124)-1)","v":"RMPA"},{"$f":"RIGHT(H124,LEN(H124)-(6+SEARCH(\"__TO__\",H124)-1))","v":"MAPP_US"},null,"RMPA__TO__MAPP_US",34,100,{"$f":"IF(ISNA(ROUND(VLOOKUP(H124,C$100:D$197,2,FALSE),0)),0,ROUND(VLOOKUP(H124,C$100:D$197,2,FALSE),0))","v":0},"RMPA",null,null,"NonRTO_Midwest__TO__TVA_Transmission"]
["NYISO_A-F","IESO",{"$f":"A125 & \"__TO__\" & B125","v":"NYISO_A-F__TO__IESO"},0,{"$f":"LEFT(H125,SEARCH(\"__TO__\",H125)-1)","v":"NE"},{"$f":"RIGHT(H125,LEN(H125)-(6+SEARCH(\"__TO__\",H125)-1))","v":"MAPP_US"},null,"NE__TO__MAPP_US",35,102,{"$f":"IF(ISNA(ROUND(VLOOKUP(H125,C$100:D$197,2,FALSE),0)),0,ROUND(VLOOKUP(H125,C$100:D$197,2,FALSE),0))","v":0},"MAPP_US",null,null,"NYISO_A-F__TO__IESO"]
["NYISO_A-F","PJM_ROM",{"$f":"A126 & \"__TO__\" & B126","v":"NYISO_A-F__TO__PJM_ROM"},0,{"$f":"LEFT(H126,SEARCH(\"__TO__\",H126)-1)","v":"RMPA"},{"$f":"RIGHT(H126,LEN(H126)-(6+SEARCH(\"__TO__\",H126)-1))","v":"SPP_N"},null,"RMPA__TO__SPP_N",40,104,{"$f":"IF(ISNA(ROUND(VLOOKUP(H126,C$100:D$197,2,FALSE),0)),0,ROUND(VLOOKUP(H126,C$100:D$197,2,FALSE),0))","v":0},"RMPA",null,null,"NYISO_A-F__TO__PJM_ROM"]
["NYISO_G-I","NEISO",{"$f":"A127 & \"__TO__\" & B127","v":"NYISO_G-I__TO__NEISO"},0,{"$f":"LEFT(H127,SEARCH(\"__TO__\",H127)-1)","v":"RMPA"},{"$f":"RIGHT(H127,LEN(H127)-(6+SEARCH(\"__TO__\",H127)-1))","v":"NE"},null,"RMPA__TO__NE",40,101,{"$f":"IF(ISNA(ROUND(VLOOKUP(H127,C$100:D$197,2,FALSE),0)),0,ROUND(VLOOKUP(H127,C$100:D$197,2,FALSE),0))","v":0},"RMPA",null,null,"NYISO_G-I__TO__NEISO"]
["NYISO_G-I","NYISO_A-F",{"$f":"A128 & \"__TO__\" & B128","v":"NYISO_G-I__TO__NYISO_A-F"},0,{"$f":"LEFT(H128,SEARCH(\"__TO__\",H128)-1)","v":"SOCO"},{"$f":"RIGHT(H128,LEN(H128)-(6+SEARCH(\"__TO__\",H128)-1))","v":"TVA_Transmission"},null,"SOCO__TO__TVA_Transmission",90,155,{"$f":"IF(ISNA(ROUND(VLOOKUP(H128,C$100:D$197,2,FALSE),0)),0,ROUND(VLOOKUP(H128,C$100:D$197,2,FALSE),0))","v":0},"TVA_Transmission",null,null,"NYISO_G-I__TO__NYISO_A-F"]
["NYISO_G-I","PJM_E",{"$f":"A129 & \"__TO__\" & B129","v":"NYISO_G-I__TO__PJM_E"},0,{"$f":"LEFT(H129,SEARCH(\"__TO__\",H129)-1)","v":"FRCC"},{"$f":"RIGHT(H129,LEN(H129)-(6+SEARCH(\"__TO__\",H129)-1))","v":"SOCO"},null,"FRCC__TO__SOCO",80,145,{"$f":"IF(ISNA(ROUND(VLOOKUP(H129,C$100:D$197,2,FALSE),0)),0,ROUND(VLOOKUP(H129,C$100:D$197,2,FALSE),0))","v":0},"SOCO",null,null,"NYISO_G-I__TO__PJM_E"]
["NYISO_J-K","PJM_E",{"$f":"A130 & \"__TO__\" & B130","v":"NYISO_J-K__TO__PJM_E"},0,{"$f":"LEFT(H130,SEARCH(\"__TO__\",H130)-1)","v":"AZ_NM_SNV_Coal"},{"$f":"RIGHT(H130,LEN(H130)-(6+SEARCH(\"__TO__\",H130)-1))","v":"SPP_S"},null,"AZ_NM_SNV_Coal__TO__SPP_S",45,105,{"$f":"IF(ISNA(ROUND(VLOOKUP(H130,C$100:D$197,2,FALSE),0)),0,ROUND(VLOOKUP(H130,C$100:D$197,2,FALSE),0))","v":0},"AZ_NM_SW_Coal",null,null,"NYISO_J-K__TO__PJM_E"]
["PJM_ROR","MISO_WUMS",{"$f":"A131 & \"__TO__\" & B131","v":"PJM_ROR__TO__MISO_WUMS"},0,{"$f":"LEFT(H131,SEARCH(\"__TO__\",H131)-1)","v":"NYISO_J-K"},{"$f":"RIGHT(H131,LEN(H131)-(6+SEARCH(\"__TO__\",H131)-1))","v":"PJM_E"},null,"NYISO_J-K__TO__PJM_E",81,139,{"$f":"IF(ISNA(ROUND(VLOOKUP(H131,C$100:D$197,2,FALSE),0)),0,ROUND(VLOOKUP(H131,C$100:D$197,2,FALSE),0))","v":0},"PJM_E",null,null,"PJM_ROR__TO__MISO_WUMS"]
["PJM_ROM","NYISO_A-F",{"$f":"A132 & \"__TO__\" & B132","v":"PJM_ROM__TO__NYISO_A-F"},0,{"$f":"LEFT(H132,SEARCH(\"__TO__\",H132)-1)","v":"NYISO_G-I"},{"$f":"RIGHT(H132,LEN(H132)-(6+SEARCH(\"__TO__\",H132)-1))","v":"PJM_E"},null,"NYISO_G-I__TO__PJM_E",81,150,{"$f":"IF(ISNA(ROUND(VLOOKUP(H132,C$100:D$197,2,FALSE),0)),0,ROUND(VLOOKUP(H132,C$100:D$197,2,FALSE),0))","v":0},"NYISO_G-I",null,null,{"$f":"VLOOKUP(C132,H$100:H$214,1,FALSE)","v":"PJM_ROM__TO__NYISO_A-F"}]
["PJM_ROM","PJM_E",{"$f":"A133 & \"__TO__\" & B133","v":"PJM_ROM__TO__PJM_E"},0,{"$f":"LEFT(H133,SEARCH(\"__TO__\",H133)-1)","v":"PJM_ROM"},{"$f":"RIGHT(H133,LEN(H133)-(6+SEARCH(\"__TO__\",H133)-1))","v":"PJM_ROR"},null,"PJM_ROM__TO__PJM_ROR",66,152,{"$f":"IF(ISNA(ROUND(VLOOKUP(H133,C$100:D$197,2,FALSE),0)),0,ROUND(VLOOKUP(H133,C$100:D$197,2,FALSE),0))","v":0},"PJM_ROR",null,null,"PJM_ROM__TO__PJM_E"]
["PJM_ROM","PJM_ROR",{"$f":"A134 & \"__TO__\" & B134","v":"PJM_ROM__TO__PJM_ROR"},0,{"$f":"LEFT(H134,SEARCH(\"__TO__\",H134)-1)","v":"IESO"},{"$f":"RIGHT(H134,LEN(H134)-(6+SEARCH(\"__TO__\",H134)-1))","v":"MAPP_CA"},null,"IESO__TO__MAPP_CA",38,99,{"$f":"IF(ISNA(ROUND(VLOOKUP(H134,C$100:D$197,2,FALSE),0)),0,ROUND(VLOOKUP(H134,C$100:D$197,2,FALSE),0))","v":0},"MAPP_CA",null,null,"PJM_ROM__TO__PJM_ROR"]
["SOCO","VACAR",{"$f":"A135 & \"__TO__\" & B135","v":"SOCO__TO__VACAR"},0,{"$f":"LEFT(H135,SEARCH(\"__TO__\",H135)-1)","v":"MISO_W"},{"$f":"RIGHT(H135,LEN(H135)-(6+SEARCH(\"__TO__\",H135)-1))","v":"IESO"},null,"MISO_W__TO__IESO",50,115,{"$f":"IF(ISNA(ROUND(VLOOKUP(H135,C$100:D$197,2,FALSE),0)),0,ROUND(VLOOKUP(H135,C$100:D$197,2,FALSE),0))","v":0},"IESO",null,null,"SOCO__TO__VACAR"]
["SPP_N","MISO_MO-IL",{"$f":"A136 & \"__TO__\" & B136","v":"SPP_N__TO__MISO_MO-IL"},0,{"$f":"LEFT(H136,SEARCH(\"__TO__\",H136)-1)","v":"MAPP_US"},{"$f":"RIGHT(H136,LEN(H136)-(6+SEARCH(\"__TO__\",H136)-1))","v":"MAPP_CA"},null,"MAPP_US__TO__MAPP_CA",36,98,{"$f":"IF(ISNA(ROUND(VLOOKUP(H136,C$100:D$197,2,FALSE),0)),0,ROUND(VLOOKUP(H136,C$100:D$197,2,FALSE),0))","v":0},"MAPP_CA",null,null,"SPP_N__TO__MISO_MO-IL"]
["SPP_N","NE",{"$f":"A137 & \"__TO__\" & B137","v":"SPP_N__TO__NE"},0,{"$f":"LEFT(H137,SEARCH(\"__TO__\",H137)-1)","v":"MISO_W"},{"$f":"RIGHT(H137,LEN(H137)-(6+SEARCH(\"__TO__\",H137)-1))","v":"MAPP_CA"},null,"MISO_W__TO__MAPP_CA",37,114,{"$f":"IF(ISNA(ROUND(VLOOKUP(H137,C$100:D$197,2,FALSE),0)),0,ROUND(VLOOKUP(H137,C$100:D$197,2,FALSE),0))","v":0},"MAPP_CA",null,null,"SPP_N__TO__NE"]
["SPP_N","SPP_S",{"$f":"A138 & \"__TO__\" & B138","v":"SPP_N__TO__SPP_S"},0,{"$f":"LEFT(H138,SEARCH(\"__TO__\",H138)-1)","v":"MISO_MO-IL"},{"$f":"RIGHT(H138,LEN(H138)-(6+SEARCH(\"__TO__\",H138)-1))","v":"ENT"},null,"MISO_MO-IL__TO__ENT",49,113,{"$f":"IF(ISNA(ROUND(VLOOKUP(H138,C$100:D$197,2,FALSE),0)),0,ROUND(VLOOKUP(H138,C$100:D$197,2,FALSE),0))","v":0},"MISO_MO-IL",null,null,"SPP_N__TO__SPP_S"]
["TVA","ENT",{"$f":"A139 & \"__TO__\" & B139","v":"TVA__TO__ENT"},0,{"$f":"LEFT(H139,SEARCH(\"__TO__\",H139)-1)","v":"MISO_W"},{"$f":"RIGHT(H139,LEN(H139)-(6+SEARCH(\"__TO__\",H139)-1))","v":"SPP_N"},null,"MISO_W__TO__SPP_N",54,110,{"$f":"IF(ISNA(ROUND(VLOOKUP(H139,C$100:D$197,2,FALSE),0)),0,ROUND(VLOOKUP(H139,C$100:D$197,2,FALSE),0))","v":0},"SPP_N",null,null,"TVA__TO__ENT"]
["TVA","MISO_MO-IL",{"$f":"A140 & \"__TO__\" & B140","v":"TVA__TO__MISO_MO-IL"},0,{"$f":"LEFT(H140,SEARCH(\"__TO__\",H140)-1)","v":"MISO_MI"},{"$f":"RIGHT(H140,LEN(H140)-(6+SEARCH(\"__TO__\",H140)-1))","v":"MISO_WUMS"},null,"MISO_MI__TO__MISO_WUMS",69,142,{"$f":"IF(ISNA(ROUND(VLOOKUP(H140,C$100:D$197,2,FALSE),0)),0,ROUND(VLOOKUP(H140,C$100:D$197,2,FALSE),0))","v":0},"MISO_WUMS",null,null,"TVA__TO__MISO_MO-IL"]
["TVA","NonRTO_Midwest",{"$f":"A141 & \"__TO__\" & B141","v":"TVA__TO__NonRTO_Midwest"},0,{"$f":"LEFT(H141,SEARCH(\"__TO__\",H141)-1)","v":"SPP_N"},{"$f":"RIGHT(H141,LEN(H141)-(6+SEARCH(\"__TO__\",H141)-1))","v":"NE"},null,"SPP_N__TO__NE",41,109,{"$f":"IF(ISNA(ROUND(VLOOKUP(H141,C$100:D$197,2,FALSE),0)),0,ROUND(VLOOKUP(H141,C$100:D$197,2,FALSE),0))","v":0},"NE",null,null,"TVA__TO__NonRTO_Midwest"]
["TVA","SOCO",{"$f":"A142 & \"__TO__\" & B142","v":"TVA__TO__SOCO"},0,{"$f":"LEFT(H142,SEARCH(\"__TO__\",H142)-1)","v":"TVA"},{"$f":"RIGHT(H142,LEN(H142)-(6+SEARCH(\"__TO__\",H142)-1))","v":"SOCO"},null,"TVA__TO__SOCO",64,154,{"$f":"IF(ISNA(ROUND(VLOOKUP(H142,C$100:D$197,2,FALSE),0)),0,ROUND(VLOOKUP(H142,C$100:D$197,2,FALSE),0))","v":0},"TVA",null,null,"TVA__TO__SOCO"]
["TVA","VACAR",{"$f":"A143 & \"__TO__\" & B143","v":"TVA__TO__VACAR"},0,{"$f":"LEFT(H143,SEARCH(\"__TO__\",H143)-1)","v":"NYISO_G-I"},{"$f":"RIGHT(H143,LEN(H143)-(6+SEARCH(\"__TO__\",H143)-1))","v":"NEISO"},null,"NYISO_G-I__TO__NEISO",73,136,{"$f":"IF(ISNA(ROUND(VLOOKUP(H143,C$100:D$197,2,FALSE),0)),0,ROUND(VLOOKUP(H143,C$100:D$197,2,FALSE),0))","v":0},"NEISO",null,null,"TVA__TO__VACAR"]
["TVA_Transmission","ENT",{"$f":"A144 & \"__TO__\" & B144","v":"TVA_Transmission__TO__ENT"},0,{"$f":"LEFT(H144,SEARCH(\"__TO__\",H144)-1)","v":"SOCO"},{"$f":"RIGHT(H144,LEN(H144)-(6+SEARCH(\"__TO__\",H144)-1))","v":"VACAR"},null,"SOCO__TO__VACAR",79,146,{"$f":"IF(ISNA(ROUND(VLOOKUP(H144,C$100:D$197,2,FALSE),0)),0,ROUND(VLOOKUP(H144,C$100:D$197,2,FALSE),0))","v":0},"SOCO",null,null,"TVA_Transmission__TO__ENT"]
["TVA_Transmission","NonRTO_Midwest",{"$f":"A145 & \"__TO__\" & B145","v":"TVA_Transmission__TO__NonRTO_Midwest"},0,{"$f":"LEFT(H145,SEARCH(\"__TO__\",H145)-1)","v":"SPP_N"},{"$f":"RIGHT(H145,LEN(H145)-(6+SEARCH(\"__TO__\",H145)-1))","v":"MISO_W"},null,"SPP_N__TO__MISO_W",54,110,{"$f":"IF(ISNA(ROUND(VLOOKUP(H145,C$100:D$197,2,FALSE),0)),0,ROUND(VLOOKUP(H145,C$100:D$197,2,FALSE),0))","v":0},"SPP_N",null,null,"TVA_Transmission__TO__NonRTO_Midwest"]
["TVA_Transmission","SOCO",{"$f":"A146 & \"__TO__\" & B146","v":"TVA_Transmission__TO__SOCO"},0,{"$f":"LEFT(H146,SEARCH(\"__TO__\",H146)-1)","v":"ENT"},{"$f":"RIGHT(H146,LEN(H146)-(6+SEARCH(\"__TO__\",H146)-1))","v":"MISO_MO-IL"},null,"ENT__TO__MISO_MO-IL",49,113,{"$f":"IF(ISNA(ROUND(VLOOKUP(H146,C$100:D$197,2,FALSE),0)),0,ROUND(VLOOKUP(H146,C$100:D$197,2,FALSE),0))","v":0},"MISO_MO-IL",null,null,"TVA_Transmission__TO__SOCO"]
["TVA_Transmission","VACAR",{"$f":"A147 & \"__TO__\" & B147","v":"TVA_Transmission__TO__VACAR"},0,{"$f":"LEFT(H147,SEARCH(\"__TO__\",H147)-1)","v":"TVA_Transmission"},{"$f":"RIGHT(H147,LEN(H147)-(6+SEARCH(\"__TO__\",H147)-1))","v":"SOCO"},null,"TVA_Transmission__TO__SOCO",90,155,{"$f":"IF(ISNA(ROUND(VLOOKUP(H147,C$100:D$197,2,FALSE),0)),0,ROUND(VLOOKUP(H147,C$100:D$197,2,FALSE),0))","v":0},"TVA_Transmission",null,null,"TVA_Transmission__TO__VACAR"]
["VACAR","PJM_ROR",{"$f":"A148 & \"__TO__\" & B148","v":"VACAR__TO__PJM_ROR"},0,{"$f":"LEFT(H148,SEARCH(\"__TO__\",H148)-1)","v":"SPP_N"},{"$f":"RIGHT(H148,LEN(H148)-(6+SEARCH(\"__TO__\",H148)-1))","v":"MISO_MO-IL"},null,"SPP_N__TO__MISO_MO-IL",53,111,{"$f":"IF(ISNA(ROUND(VLOOKUP(H148,C$100:D$197,2,FALSE),0)),0,ROUND(VLOOKUP(H148,C$100:D$197,2,FALSE),0))","v":0},"SPP_N",null,null,"VACAR__TO__PJM_ROR"]
["VACAR","TVA_Transmission",{"$f":"A149 & \"__TO__\" & B149","v":"VACAR__TO__TVA_Transmission"},0,{"$f":"LEFT(H149,SEARCH(\"__TO__\",H149)-1)","v":"NE"},{"$f":"RIGHT(H149,LEN(H149)-(6+SEARCH(\"__TO__\",H149)-1))","v":"MISO_W"},null,"NE__TO__MISO_W",42,103,{"$f":"IF(ISNA(ROUND(VLOOKUP(H149,C$100:D$197,2,FALSE),0)),0,ROUND(VLOOKUP(H149,C$100:D$197,2,FALSE),0))","v":0},"MISO_W",null,null,"VACAR__TO__TVA_Transmission"]
["AZ_NM_SNV_Coal","SPP_S",{"$f":"A150 & \"__TO__\" & B150","v":"AZ_NM_SNV_Coal__TO__SPP_S"},0,{"$f":"LEFT(H150,SEARCH(\"__TO__\",H150)-1)","v":"TVA"},{"$f":"RIGHT(H150,LEN(H150)-(6+SEARCH(\"__TO__\",H150)-1))","v":"NonRTO_Midwest"},null,"TVA__TO__NonRTO_Midwest",60,127,{"$f":"IF(ISNA(ROUND(VLOOKUP(H150,C$100:D$197,2,FALSE),0)),0,ROUND(VLOOKUP(H150,C$100:D$197,2,FALSE),0))","v":0},"NonRTO_Midwest",null,null,"AZ_NM_SNV_Coal__TO__SPP_S"]
["NE","RMPA",{"$f":"A151 & \"__TO__\" & B151","v":"NE__TO__RMPA"},0,{"$f":"LEFT(H151,SEARCH(\"__TO__\",H151)-1)","v":"SPP_N"},{"$f":"RIGHT(H151,LEN(H151)-(6+SEARCH(\"__TO__\",H151)-1))","v":"RMPA"},null,"SPP_N__TO__RMPA",43,104,{"$f":"IF(ISNA(ROUND(VLOOKUP(H151,C$100:D$197,2,FALSE),0)),0,ROUND(VLOOKUP(H151,C$100:D$197,2,FALSE),0))","v":0},"RMPA",null,null,"NE__TO__RMPA"]
["NWPP_Coal","MAPP_US",{"$f":"A152 & \"__TO__\" & B152","v":"NWPP_Coal__TO__MAPP_US"},0,{"$f":"LEFT(H152,SEARCH(\"__TO__\",H152)-1)","v":"NE"},{"$f":"RIGHT(H152,LEN(H152)-(6+SEARCH(\"__TO__\",H152)-1))","v":"RMPA"},null,"NE__TO__RMPA",40,101,{"$f":"IF(ISNA(ROUND(VLOOKUP(H152,C$100:D$197,2,FALSE),0)),0,ROUND(VLOOKUP(H152,C$100:D$197,2,FALSE),0))","v":0},"RMPA",null,null,"NWPP_Coal__TO__MAPP_US"]
["RMPA","MAPP_US",{"$f":"A153 & \"__TO__\" & B153","v":"RMPA__TO__MAPP_US"},0,{"$f":"LEFT(H153,SEARCH(\"__TO__\",H153)-1)","v":"MISO_IN"},{"$f":"RIGHT(H153,LEN(H153)-(6+SEARCH(\"__TO__\",H153)-1))","v":"NonRTO_Midwest"},null,"MISO_IN__TO__NonRTO_Midwest",59,122,{"$f":"IF(ISNA(ROUND(VLOOKUP(H153,C$100:D$197,2,FALSE),0)),0,ROUND(VLOOKUP(H153,C$100:D$197,2,FALSE),0))","v":0},"MISO_IN",null,null,"RMPA__TO__MAPP_US"]
["RMPA","NE",{"$f":"A154 & \"__TO__\" & B154","v":"RMPA__TO__NE"},0,{"$f":"LEFT(H154,SEARCH(\"__TO__\",H154)-1)","v":"NEISO"},{"$f":"RIGHT(H154,LEN(H154)-(6+SEARCH(\"__TO__\",H154)-1))","v":"NYISO_A-F"},null,"NEISO__TO__NYISO_A-F",72,134,{"$f":"IF(ISNA(ROUND(VLOOKUP(H154,C$100:D$197,2,FALSE),0)),0,ROUND(VLOOKUP(H154,C$100:D$197,2,FALSE),0))","v":0},"NEISO",null,null,"RMPA__TO__NE"]
["RMPA","SPP_N",{"$f":"A155 & \"__TO__\" & B155","v":"RMPA__TO__SPP_N"},0,{"$f":"LEFT(H155,SEARCH(\"__TO__\",H155)-1)","v":"SPP_N"},{"$f":"RIGHT(H155,LEN(H155)-(6+SEARCH(\"__TO__\",H155)-1))","v":"SPP_S"},null,"SPP_N__TO__SPP_S",44,107,{"$f":"IF(ISNA(ROUND(VLOOKUP(H155,C$100:D$197,2,FALSE),0)),0,ROUND(VLOOKUP(H155,C$100:D$197,2,FALSE),0))","v":0},"SPP_N",null,null,"RMPA__TO__SPP_N"]
["SPP_N","RMPA",{"$f":"A156 & \"__TO__\" & B156","v":"SPP_N__TO__RMPA"},0,{"$f":"LEFT(H156,SEARCH(\"__TO__\",H156)-1)","v":"ENT"},{"$f":"RIGHT(H156,LEN(H156)-(6+SEARCH(\"__TO__\",H156)-1))","v":"TVA_Transmission"},null,"ENT__TO__TVA_Transmission",88,125,{"$f":"IF(ISNA(ROUND(VLOOKUP(H156,C$100:D$197,2,FALSE),0)),0,ROUND(VLOOKUP(H156,C$100:D$197,2,FALSE),0))","v":0},"TVA_Transmission",null,null,"SPP_N__TO__RMPA"]
["PJM_E","NYISO_G-I",{"$f":"A157 & \"__TO__\" & B157","v":"PJM_E__TO__NYISO_G-I"},57.83,{"$f":"LEFT(H157,SEARCH(\"__TO__\",H157)-1)","v":"MAPP_US"},{"$f":"RIGHT(H157,LEN(H157)-(6+SEARCH(\"__TO__\",H157)-1))","v":"MISO_W"},null,"MAPP_US__TO__MISO_W",39,171,{"$f":"IF(ISNA(ROUND(VLOOKUP(H157,C$100:D$197,2,FALSE),0)),0,ROUND(VLOOKUP(H157,C$100:D$197,2,FALSE),0))","v":0},"MAPP_US",null,null,"PJM_E__TO__NYISO_G-I"]
["MISO_MO-IL","MISO_W",{"$f":"A158 & \"__TO__\" & B158","v":"MISO_MO-IL__TO__MISO_W"},156,{"$f":"LEFT(H158,SEARCH(\"__TO__\",H158)-1)","v":"NWPP_Coal"},{"$f":"RIGHT(H158,LEN(H158)-(6+SEARCH(\"__TO__\",H158)-1))","v":"MAPP_US"},null,"NWPP_Coal__TO__MAPP_US",33,97,{"$f":"IF(ISNA(ROUND(VLOOKUP(H158,C$100:D$197,2,FALSE),0)),0,ROUND(VLOOKUP(H158,C$100:D$197,2,FALSE),0))","v":0},"NWPP_Coal",null,null,"MISO_MO-IL__TO__MISO_W"]
["IESO","MISO_W",{"$f":"A159 & \"__TO__\" & B159","v":"IESO__TO__MISO_W"},140,{"$f":"LEFT(H159,SEARCH(\"__TO__\",H159)-1)","v":"TVA"},{"$f":"RIGHT(H159,LEN(H159)-(6+SEARCH(\"__TO__\",H159)-1))","v":"VACAR"},null,"TVA__TO__VACAR",63,148,{"$f":"IF(ISNA(ROUND(VLOOKUP(H159,C$100:D$197,2,FALSE),0)),0,ROUND(VLOOKUP(H159,C$100:D$197,2,FALSE),0))","v":0},"TVA",null,null,"IESO__TO__MISO_W"]
["VACAR","SOCO",{"$f":"A160 & \"__TO__\" & B160","v":"VACAR__TO__SOCO"},188.9,{"$f":"LEFT(H160,SEARCH(\"__TO__\",H160)-1)","v":"MISO_MO-IL"},{"$f":"RIGHT(H160,LEN(H160)-(6+SEARCH(\"__TO__\",H160)-1))","v":"MISO_IN"},null,"MISO_MO-IL__TO__MISO_IN",58,118,{"$f":"IF(ISNA(ROUND(VLOOKUP(H160,C$100:D$197,2,FALSE),0)),0,ROUND(VLOOKUP(H160,C$100:D$197,2,FALSE),0))","v":0},"MISO_MO-IL",null,null,"VACAR__TO__SOCO"]
["MAPP_US","RMPA",{"$f":"A161 & \"__TO__\" & B161","v":"MAPP_US__TO__RMPA"},200,{"$f":"LEFT(H161,SEARCH(\"__TO__\",H161)-1)","v":"NonRTO_Midwest"},{"$f":"RIGHT(H161,LEN(H161)-(6+SEARCH(\"__TO__\",H161)-1))","v":"TVA_Transmission"},null,"NonRTO_Midwest__TO__TVA_Transmission",91,126,{"$f":"IF(ISNA(ROUND(VLOOKUP(H161,C$100:D$197,2,FALSE),0)),0,ROUND(VLOOKUP(H161,C$100:D$197,2,FALSE),0))","v":0},"NonRTO_Midwest",null,null,"MAPP_US__TO__RMPA"]
["SPP_N","ENT",{"$f":"A162 & \"__TO__\" & B162","v":"SPP_N__TO__ENT"},227.26,{"$f":"LEFT(H162,SEARCH(\"__TO__\",H162)-1)","v":"TVA_Transmission"},{"$f":"RIGHT(H162,LEN(H162)-(6+SEARCH(\"__TO__\",H162)-1))","v":"VACAR"},null,"TVA_Transmission__TO__VACAR",94,147,{"$f":"IF(ISNA(ROUND(VLOOKUP(H162,C$100:D$197,2,FALSE),0)),0,ROUND(VLOOKUP(H162,C$100:D$197,2,FALSE),0))","v":0},"TVA_Transmission",null,null,"SPP_N__TO__ENT"]
["NYISO_A-F","NEISO",{"$f":"A163 & \"__TO__\" & B163","v":"NYISO_A-F__TO__NEISO"},248.19,{"$f":"LEFT(H163,SEARCH(\"__TO__\",H163)-1)","v":"MISO_W"},{"$f":"RIGHT(H163,LEN(H163)-(6+SEARCH(\"__TO__\",H163)-1))","v":"PJM_ROR"},null,"MISO_W__TO__PJM_ROR",56,117,{"$f":"IF(ISNA(ROUND(VLOOKUP(H163,C$100:D$197,2,FALSE),0)),0,ROUND(VLOOKUP(H163,C$100:D$197,2,FALSE),0))","v":0},"MISO_W",null,null,"NYISO_A-F__TO__NEISO"]
["NEISO","NYISO_G-I",{"$f":"A164 & \"__TO__\" & B164","v":"NEISO__TO__NYISO_G-I"},249.19,{"$f":"LEFT(H164,SEARCH(\"__TO__\",H164)-1)","v":"MISO_IN"},{"$f":"RIGHT(H164,LEN(H164)-(6+SEARCH(\"__TO__\",H164)-1))","v":"MISO_MI"},null,"MISO_IN__TO__MISO_MI",61,119,{"$f":"IF(ISNA(ROUND(VLOOKUP(H164,C$100:D$197,2,FALSE),0)),0,ROUND(VLOOKUP(H164,C$100:D$197,2,FALSE),0))","v":0},"MISO_IN",null,null,{"$f":"VLOOKUP(C164,H$100:H$214,1,FALSE)","v":"NEISO__TO__NYISO_G-I"}]
["MAPP_CA","IESO",{"$f":"A165 & \"__TO__\" & B165","v":"MAPP_CA__TO__IESO"},330,{"$f":"LEFT(H165,SEARCH(\"__TO__\",H165)-1)","v":"MISO_W"},{"$f":"RIGHT(H165,LEN(H165)-(6+SEARCH(\"__TO__\",H165)-1))","v":"MISO_MO-IL"},null,"MISO_W__TO__MISO_MO-IL",51,143,{"$f":"IF(ISNA(ROUND(VLOOKUP(H165,C$100:D$197,2,FALSE),0)),0,ROUND(VLOOKUP(H165,C$100:D$197,2,FALSE),0))","v":0},"MISO_W",null,null,"MAPP_CA__TO__IESO"]
["PJM_E","NYISO_J-K",{"$f":"A166 & \"__TO__\" & B166","v":"PJM_E__TO__NYISO_J-K"},330,{"$f":"LEFT(H166,SEARCH(\"__TO__\",H166)-1)","v":"IESO"},{"$f":"RIGHT(H166,LEN(H166)-(6+SEARCH(\"__TO__\",H166)-1))","v":"NYISO_A-F"},null,"IESO__TO__NYISO_A-F",71,129,{"$f":"IF(ISNA(ROUND(VLOOKUP(H166,C$100:D$197,2,FALSE),0)),0,ROUND(VLOOKUP(H166,C$100:D$197,2,FALSE),0))","v":0},"IESO",null,null,"PJM_E__TO__NYISO_J-K"]
["MAPP_CA","MAPP_US",{"$f":"A167 & \"__TO__\" & B167","v":"MAPP_CA__TO__MAPP_US"},372,{"$f":"LEFT(H167,SEARCH(\"__TO__\",H167)-1)","v":"MISO_IN"},{"$f":"RIGHT(H167,LEN(H167)-(6+SEARCH(\"__TO__\",H167)-1))","v":"PJM_ROR"},null,"MISO_IN__TO__PJM_ROR",62,120,{"$f":"IF(ISNA(ROUND(VLOOKUP(H167,C$100:D$197,2,FALSE),0)),0,ROUND(VLOOKUP(H167,C$100:D$197,2,FALSE),0))","v":0},"MISO_IN",null,null,"MAPP_CA__TO__MAPP_US"]
["HQ_IESO","IESO",{"$f":"A168 & \"__TO__\" & B168","v":"HQ_IESO__TO__IESO"},400,{"$f":"LEFT(H168,SEARCH(\"__TO__\",H168)-1)","v":"NYISO_A-F"},{"$f":"RIGHT(H168,LEN(H168)-(6+SEARCH(\"__TO__\",H168)-1))","v":"PJM_ROM"},null,"NYISO_A-F__TO__PJM_ROM",77,140,{"$f":"IF(ISNA(ROUND(VLOOKUP(H168,C$100:D$197,2,FALSE),0)),0,ROUND(VLOOKUP(H168,C$100:D$197,2,FALSE),0))","v":0},"NYISO_A-F",null,null,"HQ_IESO__TO__IESO"]
["PJM_E","PJM_ROM",{"$f":"A169 & \"__TO__\" & B169","v":"PJM_E__TO__PJM_ROM"},442.97,{"$f":"LEFT(H169,SEARCH(\"__TO__\",H169)-1)","v":"MISO_WUMS"},{"$f":"RIGHT(H169,LEN(H169)-(6+SEARCH(\"__TO__\",H169)-1))","v":"MISO_W"},null,"MISO_WUMS__TO__MISO_W",52,116,{"$f":"IF(ISNA(ROUND(VLOOKUP(H169,C$100:D$197,2,FALSE),0)),0,ROUND(VLOOKUP(H169,C$100:D$197,2,FALSE),0))","v":0},"MISO_W",null,null,"PJM_E__TO__PJM_ROM"]
["NEISO","NYISO_J-K",{"$f":"A170 & \"__TO__\" & B170","v":"NEISO__TO__NYISO_J-K"},500,{"$f":"LEFT(H170,SEARCH(\"__TO__\",H170)-1)","v":"MISO_MO-IL"},{"$f":"RIGHT(H170,LEN(H170)-(6+SEARCH(\"__TO__\",H170)-1))","v":"PJM_ROR"},null,"MISO_MO-IL__TO__PJM_ROR",57,123,{"$f":"IF(ISNA(ROUND(VLOOKUP(H170,C$100:D$197,2,FALSE),0)),0,ROUND(VLOOKUP(H170,C$100:D$197,2,FALSE),0))","v":0},"MISO_MO-IL",null,null,"NEISO__TO__NYISO_J-K"]
["MISO_WUMS","MISO_MI",{"$f":"A171 & \"__TO__\" & B171","v":"MISO_WUMS__TO__MISO_MI"},219,{"$f":"LEFT(H171,SEARCH(\"__TO__\",H171)-1)","v":"MISO_MI"},{"$f":"RIGHT(H171,LEN(H171)-(6+SEARCH(\"__TO__\",H171)-1))","v":"PJM_ROR"},null,"MISO_MI__TO__PJM_ROR",113,141,{"$f":"IF(ISNA(ROUND(VLOOKUP(H171,C$100:D$197,2,FALSE),0)),0,ROUND(VLOOKUP(H171,C$100:D$197,2,FALSE),0))","v":0},"MISO_MI",null,null,"MISO_WUMS__TO__MISO_MI"]
["PJM_ROR","MISO_W",{"$f":"A172 & \"__TO__\" & B172","v":"PJM_ROR__TO__MISO_W"},709,{"$f":"LEFT(H172,SEARCH(\"__TO__\",H172)-1)","v":"MISO_WUMS"},{"$f":"RIGHT(H172,LEN(H172)-(6+SEARCH(\"__TO__\",H172)-1))","v":"PJM_ROR"},null,"MISO_WUMS__TO__PJM_ROR",68,121,{"$f":"IF(ISNA(ROUND(VLOOKUP(H172,C$100:D$197,2,FALSE),0)),0,ROUND(VLOOKUP(H172,C$100:D$197,2,FALSE),0))","v":0},"PJM_ROR",null,null,"PJM_ROR__TO__MISO_W"]
["SPP_S","ERCOT",{"$f":"A173 & \"__TO__\" & B173","v":"SPP_S__TO__ERCOT"},800,{"$f":"LEFT(H173,SEARCH(\"__TO__\",H173)-1)","v":"PJM_ROM"},{"$f":"RIGHT(H173,LEN(H173)-(6+SEARCH(\"__TO__\",H173)-1))","v":"PJM_E"},null,"PJM_ROM__TO__PJM_E",78,151,{"$f":"IF(ISNA(ROUND(VLOOKUP(H173,C$100:D$197,2,FALSE),0)),0,ROUND(VLOOKUP(H173,C$100:D$197,2,FALSE),0))","v":0},"PJM_ROM",null,null,"SPP_S__TO__ERCOT"]
["SPP_S","ENT",{"$f":"A174 & \"__TO__\" & B174","v":"SPP_S__TO__ENT"},850,{"$f":"LEFT(H174,SEARCH(\"__TO__\",H174)-1)","v":"PJM_E"},{"$f":"RIGHT(H174,LEN(H174)-(6+SEARCH(\"__TO__\",H174)-1))","v":"NYISO_G-I"},null,"PJM_E__TO__NYISO_G-I",75,150,{"$f":"IF(ISNA(ROUND(VLOOKUP(H174,C$100:D$197,2,FALSE),0)),0,ROUND(VLOOKUP(H174,C$100:D$197,2,FALSE),0))","v":58},"NYISO_G-I",null,null,"SPP_S__TO__ENT"]
["PJM_ROR","MISO_IN",{"$f":"A175 & \"__TO__\" & B175","v":"PJM_ROR__TO__MISO_IN"},909,{"$f":"LEFT(H175,SEARCH(\"__TO__\",H175)-1)","v":"IESO"},{"$f":"RIGHT(H175,LEN(H175)-(6+SEARCH(\"__TO__\",H175)-1))","v":"MISO_W"},null,"IESO__TO__MISO_W",50,115,{"$f":"IF(ISNA(ROUND(VLOOKUP(H175,C$100:D$197,2,FALSE),0)),0,ROUND(VLOOKUP(H175,C$100:D$197,2,FALSE),0))","v":140},"IESO",null,null,"PJM_ROR__TO__MISO_IN"]
["MISO_IN","MISO_MO-IL",{"$f":"A176 & \"__TO__\" & B176","v":"MISO_IN__TO__MISO_MO-IL"},478,{"$f":"LEFT(H176,SEARCH(\"__TO__\",H176)-1)","v":"MISO_MO-IL"},{"$f":"RIGHT(H176,LEN(H176)-(6+SEARCH(\"__TO__\",H176)-1))","v":"MISO_W"},null,"MISO_MO-IL__TO__MISO_W",51,143,{"$f":"IF(ISNA(ROUND(VLOOKUP(H176,C$100:D$197,2,FALSE),0)),0,ROUND(VLOOKUP(H176,C$100:D$197,2,FALSE),0))","v":156},"MISO_W",null,null,"MISO_IN__TO__MISO_MO-IL"]
["HQ_NY","NYISO_A-F",{"$f":"A177 & \"__TO__\" & B177","v":"HQ_NY__TO__NYISO_A-F"},1000,{"$f":"LEFT(H177,SEARCH(\"__TO__\",H177)-1)","v":"VACAR"},{"$f":"RIGHT(H177,LEN(H177)-(6+SEARCH(\"__TO__\",H177)-1))","v":"SOCO"},null,"VACAR__TO__SOCO",79,146,{"$f":"IF(ISNA(ROUND(VLOOKUP(H177,C$100:D$197,2,FALSE),0)),0,ROUND(VLOOKUP(H177,C$100:D$197,2,FALSE),0))","v":189},"SOCO",null,null,"HQ_NY__TO__NYISO_A-F"]
["SPP_S","SPP_N",{"$f":"A178 & \"__TO__\" & B178","v":"SPP_S__TO__SPP_N"},1023,{"$f":"LEFT(H178,SEARCH(\"__TO__\",H178)-1)","v":"MAPP_US"},{"$f":"RIGHT(H178,LEN(H178)-(6+SEARCH(\"__TO__\",H178)-1))","v":"RMPA"},null,"MAPP_US__TO__RMPA",34,100,{"$f":"IF(ISNA(ROUND(VLOOKUP(H178,C$100:D$197,2,FALSE),0)),0,ROUND(VLOOKUP(H178,C$100:D$197,2,FALSE),0))","v":200},"RMPA",null,null,"SPP_S__TO__SPP_N"]
["NE","SPP_N",{"$f":"A179 & \"__TO__\" & B179","v":"NE__TO__SPP_N"},1087.6199999999999,{"$f":"LEFT(H179,SEARCH(\"__TO__\",H179)-1)","v":"MISO_WUMS"},{"$f":"RIGHT(H179,LEN(H179)-(6+SEARCH(\"__TO__\",H179)-1))","v":"MISO_MI"},null,"MISO_WUMS__TO__MISO_MI",69,142,{"$f":"IF(ISNA(ROUND(VLOOKUP(H179,C$100:D$197,2,FALSE),0)),0,ROUND(VLOOKUP(H179,C$100:D$197,2,FALSE),0))","v":219},"MISO_WUMS",null,null,"NE__TO__SPP_N"]
["PJM_ROR","MISO_MO-IL",{"$f":"A180 & \"__TO__\" & B180","v":"PJM_ROR__TO__MISO_MO-IL"},1111,{"$f":"LEFT(H180,SEARCH(\"__TO__\",H180)-1)","v":"SPP_N"},{"$f":"RIGHT(H180,LEN(H180)-(6+SEARCH(\"__TO__\",H180)-1))","v":"ENT"},null,"SPP_N__TO__ENT",48,112,{"$f":"IF(ISNA(ROUND(VLOOKUP(H180,C$100:D$197,2,FALSE),0)),0,ROUND(VLOOKUP(H180,C$100:D$197,2,FALSE),0))","v":227},"SPP_N",null,null,"PJM_ROR__TO__MISO_MO-IL"]
["MISO_MI","MISO_IN",{"$f":"A181 & \"__TO__\" & B181","v":"MISO_MI__TO__MISO_IN"},2045,{"$f":"LEFT(H181,SEARCH(\"__TO__\",H181)-1)","v":"NYISO_A-F"},{"$f":"RIGHT(H181,LEN(H181)-(6+SEARCH(\"__TO__\",H181)-1))","v":"NEISO"},null,"NYISO_A-F__TO__NEISO",72,134,{"$f":"IF(ISNA(ROUND(VLOOKUP(H181,C$100:D$197,2,FALSE),0)),0,ROUND(VLOOKUP(H181,C$100:D$197,2,FALSE),0))","v":248},"NEISO",null,null,"MISO_MI__TO__MISO_IN"]
["MISO_MO-IL","TVA_Transmission",{"$f":"A182 & \"__TO__\" & B182","v":"MISO_MO-IL__TO__TVA_Transmission"},1187,{"$f":"LEFT(H182,SEARCH(\"__TO__\",H182)-1)","v":"NEISO"},{"$f":"RIGHT(H182,LEN(H182)-(6+SEARCH(\"__TO__\",H182)-1))","v":"NYISO_G-I"},null,"NEISO__TO__NYISO_G-I",73,136,{"$f":"IF(ISNA(ROUND(VLOOKUP(H182,C$100:D$197,2,FALSE),0)),0,ROUND(VLOOKUP(H182,C$100:D$197,2,FALSE),0))","v":249},"NEISO",null,null,"MISO_MO-IL__TO__TVA_Transmission"]
["PJM_ROR","MISO_MI",{"$f":"A183 & \"__TO__\" & B183","v":"PJM_ROR__TO__MISO_MI"},1305,{"$f":"LEFT(H183,SEARCH(\"__TO__\",H183)-1)","v":"PJM_E"},{"$f":"RIGHT(H183,LEN(H183)-(6+SEARCH(\"__TO__\",H183)-1))","v":"NYISO_J-K"},null,"PJM_E__TO__NYISO_J-K",81,139,{"$f":"IF(ISNA(ROUND(VLOOKUP(H183,C$100:D$197,2,FALSE),0)),0,ROUND(VLOOKUP(H183,C$100:D$197,2,FALSE),0))","v":330},"PJM_E",null,null,"PJM_ROR__TO__MISO_MI"]
["MAPP_US","NE",{"$f":"A184 & \"__TO__\" & B184","v":"MAPP_US__TO__NE"},1535.99,{"$f":"LEFT(H184,SEARCH(\"__TO__\",H184)-1)","v":"MAPP_CA"},{"$f":"RIGHT(H184,LEN(H184)-(6+SEARCH(\"__TO__\",H184)-1))","v":"IESO"},null,"MAPP_CA__TO__IESO",38,99,{"$f":"IF(ISNA(ROUND(VLOOKUP(H184,C$100:D$197,2,FALSE),0)),0,ROUND(VLOOKUP(H184,C$100:D$197,2,FALSE),0))","v":330},"MAPP_CA",null,null,"MAPP_US__TO__NE"]
["IESO","MISO_MI",{"$f":"A185 & \"__TO__\" & B185","v":"IESO__TO__MISO_MI"},1667.98,{"$f":"LEFT(H185,SEARCH(\"__TO__\",H185)-1)","v":"MAPP_CA"},{"$f":"RIGHT(H185,LEN(H185)-(6+SEARCH(\"__TO__\",H185)-1))","v":"MAPP_US"},null,"MAPP_CA__TO__MAPP_US",36,98,{"$f":"IF(ISNA(ROUND(VLOOKUP(H185,C$100:D$197,2,FALSE),0)),0,ROUND(VLOOKUP(H185,C$100:D$197,2,FALSE),0))","v":372},"MAPP_CA",null,null,"IESO__TO__MISO_MI"]
["SOCO","FRCC",{"$f":"A186 & \"__TO__\" & B186","v":"SOCO__TO__FRCC"},1685.24,{"$f":"LEFT(H186,SEARCH(\"__TO__\",H186)-1)","v":"HQ_IESO"},{"$f":"RIGHT(H186,LEN(H186)-(6+SEARCH(\"__TO__\",H186)-1))","v":"IESO"},null,"HQ_IESO__TO__IESO",83,130,{"$f":"IF(ISNA(ROUND(VLOOKUP(H186,C$100:D$197,2,FALSE),0)),0,ROUND(VLOOKUP(H186,C$100:D$197,2,FALSE),0))","v":400},"IESO",null,null,"SOCO__TO__FRCC"]
["MARITIMES","NEISO",{"$f":"A187 & \"__TO__\" & B187","v":"MARITIMES__TO__NEISO"},1900,{"$f":"LEFT(H187,SEARCH(\"__TO__\",H187)-1)","v":"PJM_E"},{"$f":"RIGHT(H187,LEN(H187)-(6+SEARCH(\"__TO__\",H187)-1))","v":"PJM_ROM"},null,"PJM_E__TO__PJM_ROM",78,151,{"$f":"IF(ISNA(ROUND(VLOOKUP(H187,C$100:D$197,2,FALSE),0)),0,ROUND(VLOOKUP(H187,C$100:D$197,2,FALSE),0))","v":443},"PJM_ROM",null,null,"MARITIMES__TO__NEISO"]
["MAPP_CA","MISO_W",{"$f":"A188 & \"__TO__\" & B188","v":"MAPP_CA__TO__MISO_W"},1988,{"$f":"LEFT(H188,SEARCH(\"__TO__\",H188)-1)","v":"MISO_IN"},{"$f":"RIGHT(H188,LEN(H188)-(6+SEARCH(\"__TO__\",H188)-1))","v":"MISO_MO-IL"},null,"MISO_IN__TO__MISO_MO-IL",58,118,{"$f":"IF(ISNA(ROUND(VLOOKUP(H188,C$100:D$197,2,FALSE),0)),0,ROUND(VLOOKUP(H188,C$100:D$197,2,FALSE),0))","v":478},"MISO_MO-IL",null,null,"MAPP_CA__TO__MISO_W"]
["ENT","SOCO",{"$f":"A189 & \"__TO__\" & B189","v":"ENT__TO__SOCO"},2000,{"$f":"LEFT(H189,SEARCH(\"__TO__\",H189)-1)","v":"NEISO"},{"$f":"RIGHT(H189,LEN(H189)-(6+SEARCH(\"__TO__\",H189)-1))","v":"NYISO_J-K"},null,"NEISO__TO__NYISO_J-K",74,137,{"$f":"IF(ISNA(ROUND(VLOOKUP(H189,C$100:D$197,2,FALSE),0)),0,ROUND(VLOOKUP(H189,C$100:D$197,2,FALSE),0))","v":500},"NEISO",null,null,"ENT__TO__SOCO"]
["MISO_W","MISO_WUMS",{"$f":"A190 & \"__TO__\" & B190","v":"MISO_W__TO__MISO_WUMS"},2276,"PJM_ROR","MISO_W",null,"PJM_ROR__TO__MISO_W",56,117,{"$f":"IF(ISNA(ROUND(VLOOKUP(H190,C$100:D$197,2,FALSE),0)),0,ROUND(VLOOKUP(H190,C$100:D$197,2,FALSE),0))","v":709},"MISO_W",null,null,"MISO_W__TO__MISO_WUMS"]
["PJM_ROR","PJM_ROM",{"$f":"A191 & \"__TO__\" & B191","v":"PJM_ROR__TO__PJM_ROM"},2084.64,{"$f":"LEFT(H191,SEARCH(\"__TO__\",H191)-1)","v":"SPP_S"},{"$f":"RIGHT(H191,LEN(H191)-(6+SEARCH(\"__TO__\",H191)-1))","v":"ERCOT"},null,"SPP_S__TO__ERCOT",46,106,{"$f":"IF(ISNA(ROUND(VLOOKUP(H191,C$100:D$197,2,FALSE),0)),0,ROUND(VLOOKUP(H191,C$100:D$197,2,FALSE),0))","v":800},"ERCOT",null,null,"PJM_ROR__TO__PJM_ROM"]
["PJM_ROR","TVA_Transmission",{"$f":"A192 & \"__TO__\" & B192","v":"PJM_ROR__TO__TVA_Transmission"},2500,{"$f":"LEFT(H192,SEARCH(\"__TO__\",H192)-1)","v":"SPP_S"},{"$f":"RIGHT(H192,LEN(H192)-(6+SEARCH(\"__TO__\",H192)-1))","v":"ENT"},null,"SPP_S__TO__ENT",47,108,{"$f":"IF(ISNA(ROUND(VLOOKUP(H192,C$100:D$197,2,FALSE),0)),0,ROUND(VLOOKUP(H192,C$100:D$197,2,FALSE),0))","v":850},"SPP_S",null,null,"PJM_ROR__TO__TVA_Transmission"]
["HQ_NEISO","NEISO",{"$f":"A193 & \"__TO__\" & B193","v":"HQ_NEISO__TO__NEISO"},2920,{"$f":"LEFT(H193,SEARCH(\"__TO__\",H193)-1)","v":"PJM_ROR"},{"$f":"RIGHT(H193,LEN(H193)-(6+SEARCH(\"__TO__\",H193)-1))","v":"MISO_IN"},null,"PJM_ROR__TO__MISO_IN",62,120,{"$f":"IF(ISNA(ROUND(VLOOKUP(H193,C$100:D$197,2,FALSE),0)),0,ROUND(VLOOKUP(H193,C$100:D$197,2,FALSE),0))","v":909},"MISO_IN",null,null,"HQ_NEISO__TO__NEISO",null,null,null,null,null,{"$f":"IF(ISNA(K193),0,K193)","v":909}]
["PJM_ROR","VACAR",{"$f":"A194 & \"__TO__\" & B194","v":"PJM_ROR__TO__VACAR"},3000,{"$f":"LEFT(H194,SEARCH(\"__TO__\",H194)-1)","v":"HQ_NY"},{"$f":"RIGHT(H194,LEN(H194)-(6+SEARCH(\"__TO__\",H194)-1))","v":"NYISO_A-F"},null,"HQ_NY__TO__NYISO_A-F",84,131,{"$f":"IF(ISNA(ROUND(VLOOKUP(H194,C$100:D$197,2,FALSE),0)),0,ROUND(VLOOKUP(H194,C$100:D$197,2,FALSE),0))","v":1000},"HQ_NY",null,null,"PJM_ROR__TO__VACAR",null,null,null,null,null,1000]
["TVA_Transmission","TVA",{"$f":"A195 & \"__TO__\" & B195","v":"TVA_Transmission__TO__TVA"},3687,{"$f":"LEFT(H195,SEARCH(\"__TO__\",H195)-1)","v":"SPP_S"},{"$f":"RIGHT(H195,LEN(H195)-(6+SEARCH(\"__TO__\",H195)-1))","v":"SPP_N"},null,"SPP_S__TO__SPP_N",44,107,{"$f":"IF(ISNA(ROUND(VLOOKUP(H195,C$100:D$197,2,FALSE),0)),0,ROUND(VLOOKUP(H195,C$100:D$197,2,FALSE),0))","v":1023},"SPP_N",null,null,"TVA_Transmission__TO__TVA",null,null,null,null,null,1023]
["NYISO_G-I","NYISO_J-K",{"$f":"A196 & \"__TO__\" & B196","v":"NYISO_G-I__TO__NYISO_J-K"},4136.49,{"$f":"LEFT(H196,SEARCH(\"__TO__\",H196)-1)","v":"NE"},{"$f":"RIGHT(H196,LEN(H196)-(6+SEARCH(\"__TO__\",H196)-1))","v":"SPP_N"},null,"NE__TO__SPP_N",41,109,{"$f":"IF(ISNA(ROUND(VLOOKUP(H196,C$100:D$197,2,FALSE),0)),0,ROUND(VLOOKUP(H196,C$100:D$197,2,FALSE),0))","v":1088},"NE",null,null,{"$f":"VLOOKUP(C196,H$100:H$214,1,FALSE)","v":"NYISO_G-I__TO__NYISO_J-K"},null,null,null,null,null,1088]
["NYISO_A-F","NYISO_G-I",{"$f":"A197 & \"__TO__\" & B197","v":"NYISO_A-F__TO__NYISO_G-I"},4757,{"$f":"LEFT(H197,SEARCH(\"__TO__\",H197)-1)","v":"PJM_ROR"},{"$f":"RIGHT(H197,LEN(H197)-(6+SEARCH(\"__TO__\",H197)-1))","v":"MISO_MO-IL"},null,"PJM_ROR__TO__MISO_MO-IL",57,123,{"$f":"IF(ISNA(ROUND(VLOOKUP(H197,C$100:D$197,2,FALSE),0)),0,ROUND(VLOOKUP(H197,C$100:D$197,2,FALSE),0))","v":1111},"MISO_MO-IL",null,null,"NYISO_A-F__TO__NYISO_G-I",null,null,null,null,null,{"$f":"IF(ISNA(ROUND(VLOOKUP(H196,C$100:D$196,2,FALSE),0)),0,ROUND(VLOOKUP(H196,C$100:D$196,2,FALSE),0))","v":1088}]
["MISO_IN","MISO_MO-IL",{"$f":"A198 & \"__TO__\" & B198","v":"MISO_IN__TO__MISO_MO-IL"},478,{"$f":"LEFT(H198,SEARCH(\"__TO__\",H198)-1)","v":"MISO_MO-IL"},{"$f":"RIGHT(H198,LEN(H198)-(6+SEARCH(\"__TO__\",H198)-1))","v":"TVA_Transmission"},null,"MISO_MO-IL__TO__TVA_Transmission",89,124,{"$f":"IF(ISNA(ROUND(VLOOKUP(H198,C$100:D$197,2,FALSE),0)),0,ROUND(VLOOKUP(H198,C$100:D$197,2,FALSE),0))","v":1187},"TVA_Transmission",null,null,"MISO_IN__TO__MISO_MO-IL",null,null,null,null,null,{"$f":"IF(ISNA(ROUND(VLOOKUP(H197,C$100:D$196,2,FALSE),0)),0,ROUND(VLOOKUP(H197,C$100:D$196,2,FALSE),0))","v":1111}]
["PJM_ROR","MISO_W",{"$f":"A199 & \"__TO__\" & B199","v":"PJM_ROR__TO__MISO_W"},709,{"$f":"LEFT(H199,SEARCH(\"__TO__\",H199)-1)","v":"PJM_ROR"},{"$f":"RIGHT(H199,LEN(H199)-(6+SEARCH(\"__TO__\",H199)-1))","v":"MISO_MI"},null,"PJM_ROR__TO__MISO_MI",113,141,{"$f":"IF(ISNA(ROUND(VLOOKUP(H199,C$100:D$197,2,FALSE),0)),0,ROUND(VLOOKUP(H199,C$100:D$197,2,FALSE),0))","v":1305},"MISO MI",null,null,"PJM_ROR__TO__MISO_W",null,null,null,null,null,1187]
["MISO_MI","PJM_ROR",{"$f":"A200 & \"__TO__\" & B200","v":"MISO_MI__TO__PJM_ROR"},1424,{"$f":"LEFT(H200,SEARCH(\"__TO__\",H200)-1)","v":"MAPP_US"},{"$f":"RIGHT(H200,LEN(H200)-(6+SEARCH(\"__TO__\",H200)-1))","v":"NE"},null,"MAPP_US__TO__NE",35,102,{"$f":"IF(ISNA(ROUND(VLOOKUP(H200,C$100:D$197,2,FALSE),0)),0,ROUND(VLOOKUP(H200,C$100:D$197,2,FALSE),0))","v":1536},"MAPP_US",null,null,"MISO_MI__TO__PJM_ROR",null,null,null,null,null,1305]
["SPP_S","ENT",{"$f":"A201 & \"__TO__\" & B201","v":"SPP_S__TO__ENT"},850,{"$f":"LEFT(H201,SEARCH(\"__TO__\",H201)-1)","v":"IESO"},{"$f":"RIGHT(H201,LEN(H201)-(6+SEARCH(\"__TO__\",H201)-1))","v":"MISO_MI"},null,"IESO__TO__MISO_MI",70,128,{"$f":"IF(ISNA(ROUND(VLOOKUP(H201,C$100:D$197,2,FALSE),0)),0,ROUND(VLOOKUP(H201,C$100:D$197,2,FALSE),0))","v":1668},"IESO",null,null,"SPP_S__TO__ENT",null,null,null,null,null,1536]
["TVA_Transmission","TVA",{"$f":"A202 & \"__TO__\" & B202","v":"TVA_Transmission__TO__TVA"},3687,{"$f":"LEFT(H202,SEARCH(\"__TO__\",H202)-1)","v":"SOCO"},{"$f":"RIGHT(H202,LEN(H202)-(6+SEARCH(\"__TO__\",H202)-1))","v":"FRCC"},null,"SOCO__TO__FRCC",80,145,{"$f":"IF(ISNA(ROUND(VLOOKUP(H202,C$100:D$197,2,FALSE),0)),0,ROUND(VLOOKUP(H202,C$100:D$197,2,FALSE),0))","v":1685},"SOCO",null,null,"TVA_Transmission__TO__TVA",null,null,null,null,null,1668]
["NYISO_G-I","NYISO_J-K",{"$f":"A203 & \"__TO__\" & B203","v":"NYISO_G-I__TO__NYISO_J-K"},4136.49,{"$f":"LEFT(H203,SEARCH(\"__TO__\",H203)-1)","v":"MARITIMES"},{"$f":"RIGHT(H203,LEN(H203)-(6+SEARCH(\"__TO__\",H203)-1))","v":"NEISO"},null,"MARITIMES__TO__NEISO",86,133,{"$f":"IF(ISNA(ROUND(VLOOKUP(H203,C$100:D$197,2,FALSE),0)),0,ROUND(VLOOKUP(H203,C$100:D$197,2,FALSE),0))","v":1900},"MARITIMES",null,null,"NYISO_G-I__TO__NYISO_J-K",null,null,null,null,null,1685]
["SPP_N","ENT",{"$f":"A204 & \"__TO__\" & B204","v":"SPP_N__TO__ENT"},7346,{"$f":"LEFT(H204,SEARCH(\"__TO__\",H204)-1)","v":"MAPP_CA"},{"$f":"RIGHT(H204,LEN(H204)-(6+SEARCH(\"__TO__\",H204)-1))","v":"MISO_W"},null,"MAPP_CA__TO__MISO_W",37,114,{"$f":"IF(ISNA(ROUND(VLOOKUP(H204,C$100:D$197,2,FALSE),0)),0,ROUND(VLOOKUP(H204,C$100:D$197,2,FALSE),0))","v":1988},"MAPP_CA",null,null,"SPP_N__TO__ENT",null,null,null,null,null,1900]
["IESO","NYISO_A-F",{"$f":"A205 & \"__TO__\" & B205","v":"IESO__TO__NYISO_A-F"},942.84,{"$f":"LEFT(H205,SEARCH(\"__TO__\",H205)-1)","v":"ENT"},{"$f":"RIGHT(H205,LEN(H205)-(6+SEARCH(\"__TO__\",H205)-1))","v":"SOCO"},null,"ENT__TO__SOCO",82,144,{"$f":"IF(ISNA(ROUND(VLOOKUP(H205,C$100:D$197,2,FALSE),0)),0,ROUND(VLOOKUP(H205,C$100:D$197,2,FALSE),0))","v":2000},"ENT",null,null,"IESO__TO__NYISO_A-F",null,null,null,null,null,1988]
["VACAR","SOCO",{"$f":"A206 & \"__TO__\" & B206","v":"VACAR__TO__SOCO"},188.9,{"$f":"LEFT(H206,SEARCH(\"__TO__\",H206)-1)","v":"MISO_MI"},{"$f":"RIGHT(H206,LEN(H206)-(6+SEARCH(\"__TO__\",H206)-1))","v":"MISO_IN"},null,"MISO_MI__TO__MISO_IN",61,119,{"$f":"IF(ISNA(ROUND(VLOOKUP(H206,C$100:D$197,2,FALSE),0)),0,ROUND(VLOOKUP(H206,C$100:D$197,2,FALSE),0))","v":2045},"MISO_IN",null,null,"VACAR__TO__SOCO",null,null,null,null,null,2000]
["SPP_S","ENT",{"$f":"A207 & \"__TO__\" & B207","v":"SPP_S__TO__ENT"},4280,{"$f":"LEFT(H207,SEARCH(\"__TO__\",H207)-1)","v":"PJM_ROR"},{"$f":"RIGHT(H207,LEN(H207)-(6+SEARCH(\"__TO__\",H207)-1))","v":"PJM_ROM"},null,"PJM_ROR__TO__PJM_ROM",66,152,{"$f":"IF(ISNA(ROUND(VLOOKUP(H207,C$100:D$197,2,FALSE),0)),0,ROUND(VLOOKUP(H207,C$100:D$197,2,FALSE),0))","v":2085},"PJM_ROR",null,null,"SPP_S__TO__ENT",null,null,null,null,null,2045]
["SPP_S","ERCOT",{"$f":"A208 & \"__TO__\" & B208","v":"SPP_S__TO__ERCOT"},800,{"$f":"LEFT(H208,SEARCH(\"__TO__\",H208)-1)","v":"MISO_W"},{"$f":"RIGHT(H208,LEN(H208)-(6+SEARCH(\"__TO__\",H208)-1))","v":"MISO_WUMS"},null,"MISO_W__TO__MISO_WUMS",52,116,{"$f":"IF(ISNA(ROUND(VLOOKUP(H208,C$100:D$197,2,FALSE),0)),0,ROUND(VLOOKUP(H208,C$100:D$197,2,FALSE),0))","v":2276},"MISO_W",null,null,"SPP_S__TO__ERCOT",null,null,null,null,null,2085]
["MAPP_US","RMPA",{"$f":"A209 & \"__TO__\" & B209","v":"MAPP_US__TO__RMPA"},200,{"$f":"LEFT(H209,SEARCH(\"__TO__\",H209)-1)","v":"PJM_ROR"},{"$f":"RIGHT(H209,LEN(H209)-(6+SEARCH(\"__TO__\",H209)-1))","v":"TVA_Transmission"},null,"PJM_ROR__TO__TVA_Transmission",93,153,{"$f":"IF(ISNA(ROUND(VLOOKUP(H209,C$100:D$197,2,FALSE),0)),0,ROUND(VLOOKUP(H209,C$100:D$197,2,FALSE),0))","v":2500},"TVA_Transmission",null,null,"MAPP_US__TO__RMPA",null,null,null,null,null,2276]
["SPP_N","ENT",{"$f":"A210 & \"__TO__\" & B210","v":"SPP_N__TO__ENT"},4112.1899999999996,{"$f":"LEFT(H210,SEARCH(\"__TO__\",H210)-1)","v":"HQ_NEISO"},{"$f":"RIGHT(H210,LEN(H210)-(6+SEARCH(\"__TO__\",H210)-1))","v":"NEISO"},null,"HQ_NEISO__TO__NEISO",85,132,{"$f":"IF(ISNA(ROUND(VLOOKUP(H210,C$100:D$197,2,FALSE),0)),0,ROUND(VLOOKUP(H210,C$100:D$197,2,FALSE),0))","v":2920},"HQ_NEISO",null,null,"SPP_N__TO__ENT",null,null,null,null,null,2500]
["NYISO_A-F","NYISO_G-I",{"$f":"A211 & \"__TO__\" & B211","v":"NYISO_A-F__TO__NYISO_G-I"},4757,{"$f":"LEFT(H211,SEARCH(\"__TO__\",H211)-1)","v":"PJM_ROR"},{"$f":"RIGHT(H211,LEN(H211)-(6+SEARCH(\"__TO__\",H211)-1))","v":"VACAR"},null,"PJM_ROR__TO__VACAR",65,149,{"$f":"IF(ISNA(ROUND(VLOOKUP(H211,C$100:D$197,2,FALSE),0)),0,ROUND(VLOOKUP(H211,C$100:D$197,2,FALSE),0))","v":3000},"PJM_ROR",null,null,"NYISO_A-F__TO__NYISO_G-I",null,null,null,null,null,2920]
["SPP_N","ENT",{"$f":"A212 & \"__TO__\" & B212","v":"SPP_N__TO__ENT"},227.26,{"$f":"LEFT(H212,SEARCH(\"__TO__\",H212)-1)","v":"TVA_Transmission"},{"$f":"RIGHT(H212,LEN(H212)-(6+SEARCH(\"__TO__\",H212)-1))","v":"TVA"},null,"TVA_Transmission__TO__TVA",92,156,{"$f":"IF(ISNA(ROUND(VLOOKUP(H212,C$100:D$197,2,FALSE),0)),0,ROUND(VLOOKUP(H212,C$100:D$197,2,FALSE),0))","v":3687},"TVA_Transmission",null,null,"SPP_N__TO__ENT",null,null,null,null,null,3000]
["NYISO_G-I","NYISO_J-K",{"$f":"A213 & \"__TO__\" & B213","v":"NYISO_G-I__TO__NYISO_J-K"},3560.76,{"$f":"LEFT(H213,SEARCH(\"__TO__\",H213)-1)","v":"NYISO_G-I"},{"$f":"RIGHT(H213,LEN(H213)-(6+SEARCH(\"__TO__\",H213)-1))","v":"NYISO_J-K"},null,"NYISO_G-I__TO__NYISO_J-K",196,138,{"$f":"IF(ISNA(ROUND(VLOOKUP(H213,C$100:D$197,2,FALSE),0)),0,ROUND(VLOOKUP(H213,C$100:D$197,2,FALSE),0))","v":4136},"NYISO_G-I",null,null,"NYISO_G-I__TO__NYISO_J-K",null,null,null,null,null,3687]
["NYISO_A-F","NYISO_G-I",{"$f":"A214 & \"__TO__\" & B214","v":"NYISO_A-F__TO__NYISO_G-I"},4250,{"$f":"LEFT(H214,SEARCH(\"__TO__\",H214)-1)","v":"NYISO_A-F"},{"$f":"RIGHT(H214,LEN(H214)-(6+SEARCH(\"__TO__\",H214)-1))","v":"NYISO_G-I"},null,"NYISO_A-F__TO__NYISO_G-I",76,135,{"$f":"IF(ISNA(ROUND(VLOOKUP(H214,C$100:D$197,2,FALSE),0)),0,ROUND(VLOOKUP(H214,C$100:D$197,2,FALSE),0))","v":4757},"NYISO_A-F",null,null,"NYISO_A-F__TO__NYISO_G-I",null,null,null,null,null,4136]
[null,null,null,null,null,null,null,null,null,null,{"$f":"SUM(K100:K214)","v":52704}]

{"sheet":"2030 MISO_S2B1_INTCH_Fix","index":5,"n_rows":19,"n_cols":23,"rows_kept":19,"cut":false,"hidden":false,"merged":[]}
[]
[null,null,"MISO_WUMS",null,null,null,null,null,null,null,"MISO_MI",null,null,null,null,null,null,null,"MISO_MO_IL"]
[null,null,"From ","To","Intch   was","MISO_WUMS import limit","Intch    Now",null,null,null,"From","To","Intch     was","MISO_MI import limit","Intch    Now",null,null,null,"From","To","Intch   was","MISO_MO_IL import limit","Intch    Now"]
[null,null,"MISO_WUMS","MISO_MI",929,-947,219,null,null,null,"MISO_MI","MISO_WUMS",-929,929,-219,null,null,null,"MISO_MO-IL","MISO_IN",-67.14,5000,-478]
[null,null,"MISO_WUMS","MISO_W",1137,-1629,-2276,null,null,null,"MISO_MI","PJM_ROR",-1305,null,-1305,null,null,null,"MISO_MO-IL","MISO_W",-702.75,3800,156]
[null,null,null,"Original Total",2066,"New Total",-2057,null,null,null,"MISO_MI","IESO",-1667.98,null,-1667.98,null,null,null,"MISO_MO-IL","PJM_ROR",-1111,null,-1111]
[null,null,null,null,null,null,null,null,null,null,"MISO_MI","MISO_IN",2045,5000,2045,null,null,null,"MISO_MO-IL","TVA_Transmission",1187,null,1187]
[null,null,null,null,null,null,null,null,null,null,null,"Original Total",-1856.98,"New Total",-1146.98,null,null,null,null,"Original Total",-693.88999999999987,"New Total",-246]
[]
[]
[]
[null,null,"MISO_W",null,null,null,null,null,null,null,"MISO_IN"]
[null,null,"From","To","Intch   was","MISO_W import limit","Intch    Now",null,null,null,"From","To","Intch     was","MISO_IN import limit","Intch    Now"]
[null,null,"MISO_W","MISO_MO-IL",702.75,960,-156,null,null,null,"MISO_IN","MISO_MO-IL",67.14,2100,478]
[null,null,"MISO_W","IESO",-140,null,-140,null,null,null,"MISO_IN","PJM_ROR",-909,null,-909]
[null,null,"MISO_W","PJM_ROR",-709,null,-709,null,null,null,"MISO_IN","MISO_MI",-2045,2045,-2045]
[null,null,"MISO_W","MISO_WUMS",-1137,1137,2276,null,null,null,"MISO_IN","NonRTO_Midwest",0,null,0]
[null,null,"MISO_W","MAPP_CA",-1988,null,-1988,null,null,null,null,"Original Total",-2886.86,"New Total",-2476]
[null,null,null,"Original Total",-3271.25,"New Total",-717]