## Exhibit4A_HydroShapes
Appendix A, Exhibit 4a - NEEM Hydro Shapes
hydro Capacity Factors by Block - Eastern Interconnection
(Blanks indicate no hydro from non-power dam potential in the region)
New Hydro from non-power dams |  | Summer | [9 empty] | Shoulder |  |  |  |  | Winter |  |  |  |  | Annual
| Hours | 10 | 25 | 75 | 100 | 200 | 300 | 400 | 500 | 800 | 1262 | 25 | 200 | 600 | 900 | 1203 | 25 | 100 | 400 | 700 | 935 | Capacity Factor
NEEM Region | Year | B1 | B2 | B3 | B4 | B5 | B6 | B7 | B8 | B9 | B10 | B11 | B12 | B13 | B14 | B15 | B16 | B17 | B18 | B19 | B20 | (calculated)
ENT | All | 0.172 | 0.222 | 0.238 | 0.245 | 0.24 | 0.241 | 0.258 | 0.242 | 0.284 | 0.299 | 0.173 | 0.378 | 0.387 | 0.43 | 0.404 | 0.476 | 0.543 | 0.533 | 0.524 | 0.515 | 0.378
FRCC | All | 0.352 | 0.318 | 0.307 | 0.294 | 0.282 | 0.262 | 0.255 | 0.294 | 0.259 | 0.252 | 0.492 | 0.336 | 0.33 | 0.271 | 0.297 | 0.249 | 0.223 | 0.22 | 0.217 | 0.231 | 0.267
IESO | All
MAPP_CA | All
MAPP_US | All
MISO_IN | All
MISO_MI | All
MISO_MO-IL | All | 0.461 | 0.559 | 0.592 | 0.618 | 0.626 | 0.646 | 0.681 | 0.623 | 0.684 | 0.719 | 0.366 | 0.487 | 0.503 | 0.556 | 0.547 | 0.368 | 0.418 | 0.406 | 0.397 | 0.39 | 0.56
MISO_W | All
MISO_WUMS | All | 0.456 | 0.504 | 0.52 | 0.558 | 0.59 | 0.62 | 0.653 | 0.598 | 0.62 | 0.654 | 0.367 | 0.529 | 0.545 | 0.598 | 0.581 | 0.41 | 0.458 | 0.441 | 0.431 | 0.422 | 0.56
NE | All
NEISO | All | 0.189 | 0.202 | 0.207 | 0.242 | 0.278 | 0.302 | 0.332 | 0.315 | 0.372 | 0.402 | 0.381 | 0.607 | 0.619 | 0.684 | 0.658 | 0.643 | 0.652 | 0.641 | 0.634 | 0.637 | 0.522
NonRTO_Midwest | All | 0.204 | 0.224 | 0.231 | 0.248 | 0.261 | 0.268 | 0.29 | 0.287 | 0.345 | 0.365 | 0.286 | 0.511 | 0.517 | 0.563 | 0.537 | 0.614 | 0.682 | 0.682 | 0.674 | 0.668 | 0.48
NYISO_A-F | All
NYISO_G-I | All
NYISO_J-K | All
PJM_E | All
PJM_ROM | All | 0.23 | 0.244 | 0.249 | 0.261 | 0.27 | 0.274 | 0.293 | 0.3 | 0.342 | 0.358 | 0.326 | 0.541 | 0.544 | 0.587 | 0.563 | 0.612 | 0.63 | 0.633 | 0.627 | 0.636 | 0.479
PJM_ROR | All | 0.363 | 0.436 | 0.46 | 0.481 | 0.488 | 0.502 | 0.532 | 0.493 | 0.551 | 0.58 | 0.327 | 0.507 | 0.517 | 0.571 | 0.554 | 0.446 | 0.501 | 0.492 | 0.483 | 0.476 | 0.527
SOCO | All | 0.117 | 0.142 | 0.151 | 0.154 | 0.151 | 0.15 | 0.159 | 0.153 | 0.173 | 0.182 | 0.136 | 0.286 | 0.289 | 0.312 | 0.296 | 0.354 | 0.424 | 0.408 | 0.397 | 0.382 | 0.267
SPP_N | All
SPP_S | All | 0.28 | 0.432 | 0.482 | 0.503 | 0.493 | 0.512 | 0.55 | 0.468 | 0.518 | 0.552 | 0.098 | 0.255 | 0.268 | 0.305 | 0.284 | 0.143 | 0.2 | 0.192 | 0.185 | 0.174 | 0.358
TVA | All | 0.251 | 0.273 | 0.281 | 0.284 | 0.279 | 0.274 | 0.286 | 0.291 | 0.322 | 0.332 | 0.262 | 0.423 | 0.422 | 0.443 | 0.429 | 0.586 | 0.637 | 0.629 | 0.62 | 0.616 | 0.426
VACAR | All | 0.188 | 0.182 | 0.18 | 0.182 | 0.184 | 0.18 | 0.19 | 0.214 | 0.213 | 0.218 | 0.211 | 0.298 | 0.303 | 0.315 | 0.308 | 0.304 | 0.324 | 0.318 | 0.311 | 0.314 | 0.267
ERCOT | All | 0.22 | 0.284 | 0.305 | 0.299 | 0.277 | 0.269 | 0.272 | 0.239 | 0.243 | 0.252 | 0.167 | 0.272 | 0.271 | 0.278 | 0.268 | 0.226 | 0.255 | 0.247 | 0.241 | 0.238 | 0.257
NWPP | All | 0.362 | 0.397 | 0.408 | 0.425 | 0.435 | 0.443 | 0.452 | 0.407 | 0.441 | 0.463 | 0.26 | 0.321 | 0.322 | 0.331 | 0.331 | 0.286 | 0.315 | 0.315 | 0.308 | 0.311 | 0.372
The input assumptions contained herein reflect a joint assumptions development process between EIPC, EIPC stakeholders and CRA for purposes of EIPC capacity expansion modeling.
As such, these inputs do not necessarily reflect the opinions or views of CRA or any individual EIPC stakeholder.

## Exhibit4B_DGGenShapes
Appendix A, Exhibit 4b - NEEM DG Shapes
Load shapes are multiplied by the Capacity in each region. Resulting generation is subtracted from Demand
|  | Summer | [9 empty] | Shoulder |  |  |  |  | Winter
hours | 10 | 25 | 75 | 100 | 200 | 300 | 400 | 500 | 800 | 1262 | 25 | 200 | 600 | 900 | 1203 | 25 | 100 | 400 | 700 | 935
Regions | B1 | B2 | B3 | B4 | B5 | B6 | B7 | B8 | B9 | B10 | B11 | B12 | B13 | B14 | B15 | B16 | B17 | B18 | B19 | B20 | Annual
ENT | 0.19 | 0.27 | 0.25 | 0.25 | 0.25 | 0.25 | 0.23 | 0.19 | 0.19 | 0.06 | 0.08 | 0.15 | 0.22 | 0.19 | 0.06 | 0.06 | 0.09 | 0.1 | 0.14 | 0.06 | 0.14
FRCC | 0.18 | 0.22 | 0.21 | 0.19 | 0.18 | 0.2 | 0.21 | 0.19 | 0.19 | 0.05 | 0.11 | 0.13 | 0.25 | 0.2 | 0.07 | 0.08 | 0.11 | 0.13 | 0.2 | 0.07 | 0.14
MAPP_US | 0.12 | 0.16 | 0.2 | 0.22 | 0.24 | 0.25 | 0.23 | 0.23 | 0.22 | 0.07 | 0.07 | 0.13 | 0.24 | 0.2 | 0.06 | 0.05 | 0.1 | 0.13 | 0.17 | 0.06 | 0.15
MISO_IN | 0.37 | 0.31 | 0.3 | 0.28 | 0.23 | 0.23 | 0.2 | 0.18 | 0.16 | 0.04 | 0.18 | 0.13 | 0.19 | 0.16 | 0.06 | 0.04 | 0.03 | 0.08 | 0.14 | 0.05 | 0.12
MISO_MI | 0.19 | 0.23 | 0.23 | 0.2 | 0.23 | 0.23 | 0.2 | 0.18 | 0.17 | 0.05 | 0.12 | 0.09 | 0.22 | 0.2 | 0.06 | 0.06 | 0.08 | 0.11 | 0.16 | 0.07 | 0.13
MISO_MO-IL | 0.21 | 0.22 | 0.21 | 0.2 | 0.22 | 0.24 | 0.2 | 0.21 | 0.16 | 0.05 | 0.1 | 0.11 | 0.2 | 0.15 | 0.05 | 0.01 | 0.09 | 0.13 | 0.17 | 0.04 | 0.12
MISO_W | 0.24 | 0.26 | 0.23 | 0.23 | 0.2 | 0.2 | 0.18 | 0.16 | 0.15 | 0.04 | 0.15 | 0.12 | 0.19 | 0.17 | 0.05 | 0.03 | 0.07 | 0.11 | 0.16 | 0.05 | 0.12
MISO_WUMS | 0.26 | 0.24 | 0.21 | 0.21 | 0.2 | 0.24 | 0.21 | 0.2 | 0.19 | 0.07 | 0.08 | 0.1 | 0.22 | 0.17 | 0.05 | 0.06 | 0.1 | 0.14 | 0.17 | 0.06 | 0.14
NE | 0.39 | 0.38 | 0.34 | 0.3 | 0.28 | 0.26 | 0.23 | 0.2 | 0.18 | 0.05 | 0.12 | 0.11 | 0.21 | 0.19 | 0.07 | 0.01 | 0.06 | 0.1 | 0.19 | 0.07 | 0.14
NEISO | 0.22 | 0.27 | 0.21 | 0.19 | 0.2 | 0.2 | 0.21 | 0.21 | 0.19 | 0.07 | 0.05 | 0.09 | 0.19 | 0.2 | 0.06 | 0.11 | 0.11 | 0.11 | 0.15 | 0.05 | 0.13
NYISO_A-F | 0.23 | 0.19 | 0.24 | 0.23 | 0.22 | 0.24 | 0.21 | 0.2 | 0.19 | 0.06 | 0.03 | 0.1 | 0.21 | 0.15 | 0.05 | 0.06 | 0.06 | 0.11 | 0.14 | 0.04 | 0.13
NYISO_G-I | 0.11 | 0.17 | 0.18 | 0.19 | 0.19 | 0.21 | 0.18 | 0.16 | 0.15 | 0.06 | 0.02 | 0.1 | 0.21 | 0.17 | 0.05 | 0.09 | 0.08 | 0.11 | 0.16 | 0.06 | 0.12
NYISO_J-K | 0.25 | 0.25 | 0.24 | 0.22 | 0.22 | 0.23 | 0.2 | 0.19 | 0.19 | 0.07 | 0.12 | 0.1 | 0.2 | 0.18 | 0.06 | 0.08 | 0.12 | 0.13 | 0.16 | 0.05 | 0.13
NonRTO_Midwest | 0.29 | 0.29 | 0.3 | 0.28 | 0.26 | 0.23 | 0.21 | 0.21 | 0.17 | 0.04 | 0.19 | 0.12 | 0.22 | 0.15 | 0.06 | 0.03 | 0.06 | 0.1 | 0.16 | 0.05 | 0.13
PJM_E | 0.21 | 0.24 | 0.2 | 0.22 | 0.22 | 0.24 | 0.22 | 0.2 | 0.18 | 0.06 | 0.06 | 0.13 | 0.22 | 0.18 | 0.07 | 0.02 | 0.07 | 0.13 | 0.19 | 0.06 | 0.14
PJM_ROM | 0.27 | 0.29 | 0.27 | 0.23 | 0.22 | 0.22 | 0.2 | 0.18 | 0.15 | 0.04 | 0.16 | 0.11 | 0.21 | 0.2 | 0.07 | 0.09 | 0.06 | 0.1 | 0.13 | 0.05 | 0.13
PJM_ROR | 0.25 | 0.32 | 0.26 | 0.23 | 0.23 | 0.22 | 0.21 | 0.18 | 0.16 | 0.04 | 0.07 | 0.13 | 0.19 | 0.17 | 0.05 | 0.07 | 0.05 | 0.11 | 0.14 | 0.07 | 0.12
SOCO | 0.23 | 0.27 | 0.25 | 0.22 | 0.23 | 0.25 | 0.23 | 0.23 | 0.21 | 0.07 | 0.13 | 0.14 | 0.23 | 0.2 | 0.08 | 0.12 | 0.1 | 0.13 | 0.17 | 0.08 | 0.15
SPP_N | 0.14 | 0.27 | 0.31 | 0.27 | 0.26 | 0.27 | 0.24 | 0.23 | 0.19 | 0.05 | 0.11 | 0.13 | 0.27 | 0.2 | 0.06 | 0.04 | 0.08 | 0.16 | 0.21 | 0.08 | 0.16
SPP_S | 0.35 | 0.35 | 0.34 | 0.32 | 0.31 | 0.3 | 0.28 | 0.24 | 0.21 | 0.05 | 0.19 | 0.13 | 0.23 | 0.19 | 0.06 | 0.06 | 0.12 | 0.13 | 0.23 | 0.08 | 0.16
TVA | 0.24 | 0.28 | 0.23 | 0.2 | 0.19 | 0.2 | 0.18 | 0.18 | 0.18 | 0.06 | 0.11 | 0.08 | 0.18 | 0.16 | 0.06 | 0.05 | 0.06 | 0.07 | 0.14 | 0.05 | 0.12
VACAR | 0.29 | 0.23 | 0.23 | 0.24 | 0.24 | 0.25 | 0.23 | 0.2 | 0.19 | 0.06 | 0.12 | 0.14 | 0.28 | 0.19 | 0.07 | 0.06 | 0.09 | 0.12 | 0.21 | 0.07 | 0.15
ERCOT | 0.27 | 0.3 | 0.29 | 0.27 | 0.27 | 0.27 | 0.24 | 0.23 | 0.2 | 0.06 | 0.17 | 0.17 | 0.31 | 0.22 | 0.07 | 0.06 | 0.07 | 0.14 | 0.24 | 0.07 | 0.16
AZ_NM_SNV_Coal | 0.28 | 0.2 | 0.19 | 0.21 | 0.23 | 0.27 | 0.26 | 0.25 | 0.24 | 0.07 | 0.17 | 0.18 | 0.34 | 0.27 | 0.09 | 0.04 | 0.09 | 0.17 | 0.3 | 0.1 | 0.19
NP15 | 0.32 | 0.33 | 0.3 | 0.28 | 0.28 | 0.29 | 0.26 | 0.25 | 0.23 | 0.07 | 0.1 | 0.12 | 0.22 | 0.18 | 0.06 | 0.05 | 0.08 | 0.12 | 0.16 | 0.06 | 0.15
NWPP_Coal | 0.42 | 0.37 | 0.34 | 0.31 | 0.31 | 0.3 | 0.28 | 0.26 | 0.23 | 0.06 | 0.13 | 0.14 | 0.26 | 0.19 | 0.07 | 0.06 | 0.06 | 0.09 | 0.12 | 0.04 | 0.15
RMPA | 0.12 | 0.15 | 0.19 | 0.2 | 0.22 | 0.24 | 0.23 | 0.22 | 0.21 | 0.07 | 0.09 | 0.12 | 0.26 | 0.24 | 0.07 | 0.03 | 0.1 | 0.17 | 0.24 | 0.07 | 0.16
SP15 | 0.24 | 0.28 | 0.27 | 0.25 | 0.26 | 0.28 | 0.26 | 0.26 | 0.25 | 0.09 | 0.13 | 0.15 | 0.31 | 0.26 | 0.09 | 0.11 | 0.16 | 0.2 | 0.26 | 0.08 | 0.19
ALB | 0.42 | 0.37 | 0.34 | 0.31 | 0.31 | 0.3 | 0.28 | 0.26 | 0.23 | 0.06 | 0.13 | 0.14 | 0.26 | 0.19 | 0.07 | 0.06 | 0.06 | 0.09 | 0.12 | 0.04 | 0.15
BC | 0.42 | 0.37 | 0.34 | 0.31 | 0.31 | 0.3 | 0.28 | 0.26 | 0.23 | 0.06 | 0.13 | 0.14 | 0.26 | 0.19 | 0.07 | 0.06 | 0.06 | 0.09 | 0.12 | 0.04 | 0.15
HQ | 0.22 | 0.27 | 0.21 | 0.19 | 0.2 | 0.2 | 0.21 | 0.21 | 0.19 | 0.07 | 0.05 | 0.09 | 0.19 | 0.2 | 0.06 | 0.11 | 0.11 | 0.11 | 0.15 | 0.05 | 0.13
HQ_Dummy | 0.22 | 0.27 | 0.21 | 0.19 | 0.2 | 0.2 | 0.21 | 0.21 | 0.19 | 0.07 | 0.05 | 0.09 | 0.19 | 0.2 | 0.06 | 0.11 | 0.11 | 0.11 | 0.15 | 0.05 | 0.13
MAPP_CA | 0.12 | 0.16 | 0.2 | 0.22 | 0.24 | 0.25 | 0.23 | 0.23 | 0.22 | 0.07 | 0.07 | 0.13 | 0.24 | 0.2 | 0.06 | 0.05 | 0.1 | 0.13 | 0.17 | 0.06 | 0.15
IESO | 0.3 | 0.32 | 0.21 | 0.19 | 0.2 | 0.22 | 0.19 | 0.17 | 0.15 | 0.05 | 0.14 | 0.12 | 0.15 | 0.16 | 0.05 | 0.05 | 0.08 | 0.09 | 0.12 | 0.04 | 0.11

## Exhibit9_CapitalCostDetail
Appendix A, Exhibit 9 - Capital Cost Detail
| Technology |  | AEO: Base Overnight Costs in 2011 (2010$/kW) | Learning by 2025 | Base Overnight Capital Costs in 2025 ($2010/kW) | Gas Pipeline Cost | Electrical transmission | Rail Spur | Nuclear Decommissioning Cost | All-in Capital Cost in 2011 w/o IDC ($2010/kW) | All-in Capital Cost in 2025 w/o IDC ($2010/kW) | Sources
Nuclear | Nuclear |  | 5339 | 10% | 4805.1 | 0 | 21.92 | 0 | 253.9714 |  |  | [1]
PC Bituminous | Advanced Coal |  | 2844 | 5% | 2701.8 | 0 | 21.92 | 18.9873 | 0 |  |  | [2]
CC F-Frame | CC F-Frame |  | 978 | 5% | 929.1 | 9.98 | 21.92 | 0 | 0 |  |  | [3]
CC H-Frame | CC H-Frame |  | 1003 | 5% | 952.85 | 9.98 | 21.92 | 0 | 0 |  |  | [4]
CT F -Frame | CT F-Frame |  | 665 | 5% | 631.75 | 24.41 | 21.92 | 0 | 0 |  |  | [5]
IGCC Bituminous | IGCC |  | 3221 | 5% | 3059.95 | 0 | 21.92 | 18.9873 | 0 |  |  | [6]
IGCC Bituminous w/ Sequestration | IGCC w/seq |  | 5348 | 10.97% | 4761.55 | 0 | 21.92 | 18.9873 | 0 |  |  | [7]
Wind Cost Class 1 & 2 | Wind (options B&A) |  | 2438 | 10% |  | 0 | 21.92 | 0 | 0 |  |  | [8]
Wind Offshore | Wind Offshore |  | 5975 | 20% | 4780 | 0 | 21.92 | 0 | 0 |  |  | [9]
PV | Photovoltaic |  | 4755 | 20% | 3804 | 0 | 21.92 | 0 | 0 |  |  | [10]
Solar Thermal | Solar Thermal |  | 4692 | 20% | 3753.6 | 0 | 21.92 | 0 | 0 |  |  | [11]
Landfill Gas | Landfill Gas |  | 2503.386 | 5% | 2378.2167 | 0 | 21.92 | 0 | 0 |  |  | [12]
Biomass | Biomass |  | 3860 | 20% | 3088 | 0 | 21.92 | 18.9873 | 0 |  |  | [13]
Geothermal | Geothermal |  | 4141 | 10% | 3726.9 | 0 | 21.92 | 0 | 0 |  |  | [14]
| US Hydro |  | 3076 | 0 | 3076 |  | 21.92 |  |  | 3098 | 3098
Wind Options A&B based on New Gen Subteam Recommendations (see summary document)
| [1] | Overnight Capital Costs: AEO 2011 ER, Table 1. Learning Assumptions: AEO 2010 Assumptions, Table 8.3. Contingency and Optimism factors included in AEO 2011 ER overnight costs;
22% Owner's costs also included, Table 12-1. Electric transmission source: PJM's "CONE Combined Cycle Revenue Requirements Update", Aug 26, 2008, Table 2, page 3.
Nuclear Decommissioning Cost: CRA analysis.
| [2] | Overnight Capital Costs: AEO 2011 ER, Table 1. Learning Assumptions: AEO 2010 Assumptions, Table 8.3. Contingency and Optimism factors included in AEO 2011 ER overnight costs;
18% Owner's costs also included, Table 3-2. Electric transmission source: PJM's "CONE Combined Cycle Revenue Requirements Update", Aug 26, 2008, Table 2, page 3. Rail spur: CRA assumption.
| [3] | Overnight Capital Costs: AEO 2011 ER, Table 1. Learning Assumptions: AEO 2010 Assumptions, Table 8.3. Contingency and Optimism factors included in AEO 2011 ER overnight costs;
20% Owner's costs also included, Table 5-1. Owner's Cost: CRA analysis. Gas pipeline source: PJM's "CONE Combined Cycle Revenue Requirements Update", Aug 26, 2008, Table 2, page 3.
Electric transmission source: PJM's "CONE Combined Cycle Revenue Requirements Update", Aug 26, 2008, Table 2, page 3.
| [4] | Overnight Capital Costs: AEO 2011 ER, Table 1. Learning Assumptions: AEO 2010 Assumptions, Table 8.3. Contingency and Optimism factors included in AEO 2011 ER overnight costs;
20% Owner's costs also included, Table 6-1. Gas pipeline source: PJM's "CONE Combined Cycle Revenue Requirements Update", Aug 26, 2008, Table 2, page 3. Electric transmission source: PJM's
CONE Combined Cycle Revenue Requirements Update, Aug 26, 2008, Table 2, page 3.
| [5] | Overnight Capital Costs: AEO 2011 ER, Table 1. Learning Assumptions: AEO 2010 Assumptions, Table 8.3. Contingency and Optimism factors included in AEO 2011 ER overnight costs;
20% Owner's costs also included, Table 9-1. Gas pipeline source: PJM's "CONE Revenue Requirements 2008 Update", Table 5, page 14. PJM's "CONE Revenue Requirements 2008 Update", Table 5, p14.
| [6] | Overnight Capital Costs: AEO 2011 ER, Table 1. Learning Assumptions: AEO 2010 Assumptions, Table 8.3. Contingency and Optimism factors included in AEO 2011 ER overnight costs;
18% Owner's costs also included, Table 10-2. Electric transmission source: PJM's "CONE Combined Cycle Revenue Requirements Update", Aug 26, 2008, Table 2, page 3. Rail spur: CRA assumption.
| [7] | Overnight Capital Costs: AEO 2011 ER, Table 1. Learning Assumptions: AEO 2010 Assumptions, Table 8.3. Learning for IGCC with CCS equals the weighted average of the 5% learning for IGCC
and the 20% learning for CCS from AEO 2010. Contingency and Optimism factors included in AEO 2011 ER overnight costs; 20% Owner's costs also included, Table 11-1. Electric transmission source:
PJM's "CONE Combined Cycle Revenue Requirements Update", Aug 26, 2008, Table 2, page 3. Rail spur source: CRA assumption.
| [8] | Overnight Capital Costs: AEO 2011 ER, Table 1. Learning Assumptions: AEO 2010 Assumptions, Table 8.3. Contingency and Optimism factors included in AEO 2011 ER overnight costs;
6% Owner's costs also included, Table 21-1. Electric transmission source: NREL's Wind Deployment System (WinDS) Model - average interconnection cost for the least expensive 300 GW in the US.
| [9] | Overnight Capital Costs: AEO 2011 ER, Table 1. Learning Assumptions: AEO 2010 Assumptions, Table 8.3. Contingency and Optimism factors included in AEO 2011 ER overnight costs;
25% Owner's costs also included, Table 22-1. Electric transmission source: assumed to be located near load center.
| [10] | Overnight Capital Costs: AEO 2011 ER, Table 1. Learning Assumptions: AEO 2010 Assumptions, Table 8.3. Contingency and Optimism factors included in AEO 2011 ER overnight costs;
12% Owner's costs also included, Table 24-2. Electric transmission source: Assumed to be the same as wind.
| [11] | Overnight Capital Costs: AEO 2011 ER, Table 1. Learning Assumptions: AEO 2010 Assumptions, Table 8.3. Contingency and Optimism factors included in AEO 2011 ER overnight costs;
15% Owner's costs also included, Table 23-1. Electric transmission source: Assumed to be the same as wind.
| [12] | AEO 2010 Assumptions, Tables 8.2 & 8.3. Learning Assumptions: AEO 2010 Assumptions, Table 8.3. Electrical transmission cost assumed to be the same as nuclear, coal, CC's, etc.
| [13] | Overnight Capital Costs: AEO 2011 ER, Table 1. Learning Assumptions: AEO 2010 Assumptions, Table 8.3. Contingency and Optimism factors included in AEO 2011 ER overnight costs;
20% Owner's costs also included, Table 14-1. Electric transmission source: PJM's "CONE Combined Cycle Revenue Requirements Update", Aug 26, 2008, Table 2, page 3. Rail spur: CRA assumption.
| [14] | Overnight Capital Costs: AEO 2011 ER, Table 1. Learning Assumptions: AEO 2010 Assumptions, Table 8.3. Contingency and Optimism factors included in AEO 2011 ER overnight costs;
18% Owner's costs also included, Table 17-1. Electric transmission source: Assumed to be the same as wind.
All-in Capital Cost w/o IDC ($2010/kW)
| Technology |  | 2011 | 2015 | 2020 | 2025 | 2030
| Nuclear |  | 5615 | 5462 | 5272 | 5081 | 5081
| Advanced Coal |  | 2885 | 2844 | 2793 | 2743 | 2743
| CC H-Frame |  | 1035 | 1021 | 1003 | 985 | 985
| CT |  | 711 | 702 | 690 | 678 | 678
| IGCC |  | 3262 | 3216 | 3158 | 3101 | 3101
| IGCC w/seq |  | 5389 | 5221 | 5012 | 4802 | 4802
| Wind |  | 2460 | 2390 | 2303 | 2216 | 2216
| Wind Offshore |  | 5997 | 5655 | 5229 | 4802 | 4802
| Photovoltaic |  | 4777 | 4505 | 4166 | 3826 | 3826
| Solar Thermal |  | 4714 | 4446 | 4111 | 3776 | 3776
| Landfill Gas |  | 2525 | 2490 | 2445 | 2400 | 2400
| Biomass |  | 3901 | 3680 | 3405 | 3129 | 3129
| Geothermal |  | 4163 | 4045 | 3897 | 3749 | 3749
| US Hydro |  | 3098 | 3098 | 3098 | 3098 | 3098
Note: 2010 costs are assumed to equal 2011 costs. 2015 and 2020 costs are interpolated on a straightline basis between 2010 and 2025. 2030 costs are assumed to equal 2025 costs.
CCs are assumed to use F-Frame technology until 2015 when the switch is made to H-Frame technology.

## Exhibit12_NewResourceLimits
Appendix A, Exhibit 12 - New Resource Limits
Cumulative New Build GW Limit Potential by NEEM Region | [5 empty] | Note: Forced New Builds are included in this constraint
| Pulverized Coal | Nuclear | On-Shore Wind Class 3 | On-Shore Wind Class 4+ | Off-Shore Wind | Biomass | Photo-voltaic | Landfill Gas | Geoth- ermal | Solar Thermal | IGCC-CCS | Hydro from Non-Power Dams
AZ_NM_SNV | ∞ | ∞ | 224.9 | 107 | - | 6.5 | 10 | 0.05 | 1.5 | 10 | ∞
ENT | ∞ | ∞ | 2.3 | 0.1 | - | 10.1 | 5 | 0.1 | 0 | 0 | ∞ | 1.109
ERCOT | ∞ | ∞ | 286.9 | 97.2 | - | 4.1 | 10 | 0.4 | 0 | 0 | ∞ | 0.628
FRCC | ∞ | ∞ | - | - | - | 2 | 10 | 0.2 | 0 | 0 | ∞ | 0.028
MAPP_US | ∞ | ∞ | 279.5 | 602.5 | - | 5.4 | 1 | 0 | 0 | 0 | ∞
MISO_IN | ∞ | ∞ | 102.3 | 0 | 0.8 | 6.1 | 1.3 | 0.1 | 0 | 0 | ∞
MISO_MI | ∞ | ∞ | 56.8 | 0.6 | 4.4 | 6.1 | 1.3 | 0.1 | 0 | 0 | ∞
MISO_MO_IL | ∞ | ∞ | 105.7 | 5.9 | - | 8.9 | 7 | 0.4 | 0 | 0 | ∞ | 0.28
MISO_W | ∞ | ∞ | 775 | 1199.9 | - | 5.4 | 1 | 0 | 0 | 0 | ∞
MISO_WUMS | ∞ | ∞ | 16.5 | 0.3 | 2.1 | 3.2 | 2 | 0.2 | 0 | 0 | ∞ | 0.001
NE | ∞ | ∞ | 417.8 | 464.2 | - | 10.8 | 2 | 0.1 | 0 | 0 | ∞
NEISO | 0 | ∞ | 16.9 | 5.28 | 8.5 | 1.7 | 12 | 0.7 | 0 | 0 | 4 | 0.003
NonRTO_Midwest | ∞ | ∞ | 0.1 | 0 | - | 6.1 | 1.3 | 0.1 | 0 | 0 | ∞ | 0.746
NP15 | 0 | 0 | 10.8 | 3.4 | 0.1 | 0.8 | 10 | 0.6 | 0.6 | 0.1 | ∞
NWPP | ∞ | ∞ | 653.3 | 591.1 | 0.2 | 9.1 | 5 | 0.3 | 0.5 | 0 | ∞ | 0.335
NYISO_A-F | 0 | ∞ | 12.7 | 0.8 | 0.5 | 1 | 4 | 0.4 | 0 | 0 | ∞
NYISO_G-I | 0 | 0 | 0.3 | 0.1 | 0.2 | 0.8 | 2 | 0.2 | 0 | 0 | ∞
NYISO_J-K | 0 | 0 | 0.2 | 0.2 | 2.4 | 0 | 4 | 0.4 | 0 | 0 | 0
PJM_E | 0 | ∞ | 3.2 | 0.5 | 9.6 | 0.3 | 2 | 0.1 | 0 | 0 | ∞
PJM_ROM | ∞ | ∞ | 5.8 | 1.2 | 16.9 | 2.4 | 4 | 0.3 | 0 | 0 | ∞ | 0.678
PJM_ROR | ∞ | ∞ | 50.4 | 3.2 | 20.2 | 10.6 | 6.9 | 0.4 | 0 | 0 | ∞ | 0.503
RMPA | ∞ | ∞ | 417.1 | 539.9 | - | 3.7 | 5 | 0.1 | 2.6 | 9.4 | ∞
SOCO | ∞ | ∞ | 0.1 | 0 | - | 6.6 | 2 | 0.1 | 0 | 0 | ∞ | 0.867
SP15 | 0 | 0 | 31.2 | 14.9 | - | 0.7 | 10 | 0.6 | 1.5 | 10 | ∞
SPP_N | ∞ | ∞ | 292.8 | 597.7 | - | 6.4 | 2 | 0.1 | 0 | 0 | ∞
SPP_S | ∞ | ∞ | 420.4 | 496.5 | - | 4.5 | 2 | 0.1 | 0 | 0 | ∞ | 0.091
TVA | ∞ | ∞ | 0.1 | 0 | - | 7.4 | 2 | 0.1 | 0 | 0 | ∞ | 0.027
VACAR | ∞ | ∞ | 2.8 | 0.7 | 39.3 | 7 | 1.3 | 0.1 | 0 | 0 | ∞ | 0.052
ALB | 0 | ∞ | 0 | 0.1 | 0 | 0 | 0 | 0 | 0 | 0 | 0
BC | 0 | ∞ | 0 | 0.3 | 0 | 0 | 0 | 0 | 0 | 0 | 0
OH | 0 | ∞ | 0 | 300 | 6.4 | 0 | 0.1 | 0 | 0 | 0 | 0
MAPP_CA | 0 | ∞ | 0 | 300 | 0 | 0 | 0 | 0 | 0 | 0 | 0
Total | ∞ | ∞ | 4202.7 | 5338.5 | 111.5 | 137.7 | 126.1 | 6.5 | 6.7 | 29.5 | ∞ | 5.348
New Pulverized Coal assumed not to be built in California, New York, New England, PJM East, and Canada
New Nuclear assumed not to be built in California or near New York City
CCS is a proposed CRA assumption. |  | PV and solar thermal are proposed CRA assumptions.
On- and Off-shore wind resource potential based on Win DS base case
Biomass based on CRA judgment, informed by USDA/DOE 2005 "Billion Ton Study".
Landfill gas based on CRA judgment, informed by EPA NEEDS report (2006).
Geothermal based on Lovekin & Pletka, GRC Transactions, vol. 33, 2009 (note: could be used for capital costs in lieu of AEO 2011)
Yellow values are updates from CRA 2/3/11
Onshore Winds have had a Class 3 category added and Class 4+ values changed based on NREL data, see Exhibit 11
Cumulative GW of New Build Allowed in Total U.S. and Canada through This Year
Note: If %, represents % of total in table above; Forced Builds are included in constraint; if no figure listed the table above applies
| 2010 | 2015 | 2020 | 2025 | 2030 | 2035 | 2040 | 2045 | 2050
Pulverized Coal | 0 | F | F+10
Nuclear | 0 | F1 | *F2 | *F2+15 | *F2+50 | *F2+100 | *F2+150 | *F2+200 | *F2+250
On-Shore Wind | 0 | F | F+175
Off-Shore Wind | 0 | F | F+20
Biomass | 0 | F | 25% | 0.5 | 75% | 100%
Photovoltaic | 0 | F | 10
Landfill Gas | 0 | F | 33% | 0.67 | 100%
Geo Thermal | 0 | F | 33%
Solar Thermal | 0 | F | 33%
IGCC-CCS | 0 | F | F+2 | F+12 | F+32
IGCC | 0 | F | F+60
CCS Retrofits | 0 | F | F+5 | F+25 | F+65
Hydro from non-power dams |  |  | 0.5 | 1
F: Forced builds only | * F2 = F1 + (2016-2020 nuclear builds)
Represents practical constraints on building over time, such as permitting/siting, construction lead times. CRA assumptions.
2020 limits in place for all technologies, most other types unlimited (other than in table above) by 2025
Transfer limits, reserve margins, hurdle rates, and intermittent resource limits will limit construction inside any particular NEEM region
Nuclear likely to be highly economic in certain scenarios, thus on-going limitations in place to represent licensing issues.
IGCC-CCS not available until 2020 (for economic builds); CCS Retrofits available in the same year.
The input assumptions contained herein reflect a joint assumptions development process between EIPC, EIPC stakeholders and CRA for purposes of EIPC capacity expansion modeling.
As such, these inputs do not necessarily reflect the opinions or views of CRA or any individual EIPC stakeholder.

## Exhibit 20 Demand Response
| BAU% | 1 | 1 | 1 | 1 | 1 | 1 | 0.9 | 0.8 | 0.7 | 0.6 | 0.5 | 0.4 | 0.3 | 0.2 | 0.1 | 0 | 0 | 0 | 0 | 0 | 0 | 0 | 0 | 0 | 0 | 0 | 0 | 0 | 0 | 0 | 0 | 0 | 0 | 0 | 0 | 0 | 0 | 0 | 0 | 0 | 0
| Full Participation % | 0 | 0 | 0 | 0 | 0 | 0 | 0.1 | 0.2 | 0.3 | 0.4 | 0.5 | 0.6 | 0.7 | 0.8 | 0.9 | 1 | 1 | 1 | 1 | 1 | 1 | 1 | 1 | 1 | 1 | 1 | 1 | 1 | 1 | 1 | 1 | 1 | 1 | 1 | 1 | 1 | 1 | 1 | 1 | 1 | 1
NEEM Region | State to use | 2010 | 2011 | 2012 | 2013 | 2014 | 2015 | 2016 | 2017 | 2018 | 2019 | 2020 | 2021 | 2022 | 2023 | 2024 | 2025 | 2026 | 2027 | 2028 | 2029 | 2030 | 2031 | 2032 | 2033 | 2034 | 2035 | 2036 | 2037 | 2038 | 2039 | 2040 | 2041 | 2042 | 2043 | 2044 | 2045 | 2046 | 2047 | 2048 | 2049 | 2050
ENT | AR+LA+MS | 0.01 | 0.01 | 0.009 | 0.009 | 0.009 | 0.009 | 0.021 | 0.036 | 0.057 | 0.081 | 0.099 | 0.117 | 0.135 | 0.153 | 0.171 | 0.189 | 0.189 | 0.189 | 0.189 | 0.189 | 0.189 | 0.189 | 0.189 | 0.189 | 0.189 | 0.189 | 0.189 | 0.189 | 0.189 | 0.189 | 0.189 | 0.189 | 0.189 | 0.189 | 0.189 | 0.189 | 0.189 | 0.189 | 0.189 | 0.189 | 0.189
FRCC | FL | 0.057 | 0.056 | 0.054 | 0.053 | 0.052 | 0.051 | 0.064 | 0.082 | 0.104 | 0.13 | 0.15 | 0.171 | 0.192 | 0.212 | 0.233 | 0.254 | 0.254 | 0.254 | 0.254 | 0.254 | 0.254 | 0.254 | 0.254 | 0.254 | 0.254 | 0.254 | 0.254 | 0.254 | 0.254 | 0.254 | 0.254 | 0.254 | 0.254 | 0.254 | 0.254 | 0.254 | 0.254 | 0.254 | 0.254 | 0.254 | 0.254
MAPP_US | ND | 0.011 | 0.01 | 0.01 | 0.01 | 0.01 | 0.01 | 0.016 | 0.027 | 0.042 | 0.061 | 0.074 | 0.087 | 0.1 | 0.113 | 0.126 | 0.139 | 0.139 | 0.139 | 0.139 | 0.139 | 0.139 | 0.139 | 0.139 | 0.139 | 0.139 | 0.139 | 0.139 | 0.139 | 0.139 | 0.139 | 0.139 | 0.139 | 0.139 | 0.139 | 0.139 | 0.139 | 0.139 | 0.139 | 0.139 | 0.139 | 0.139
MISO_IN | IN | 0.057 | 0.056 | 0.055 | 0.054 | 0.054 | 0.053 | 0.06 | 0.07 | 0.084 | 0.103 | 0.117 | 0.13 | 0.143 | 0.156 | 0.17 | 0.183 | 0.183 | 0.183 | 0.183 | 0.183 | 0.183 | 0.183 | 0.183 | 0.183 | 0.183 | 0.183 | 0.183 | 0.183 | 0.183 | 0.183 | 0.183 | 0.183 | 0.183 | 0.183 | 0.183 | 0.183 | 0.183 | 0.183 | 0.183 | 0.183 | 0.183
MISO_MI | MI | 0.088 | 0.087 | 0.086 | 0.085 | 0.083 | 0.082 | 0.088 | 0.095 | 0.102 | 0.111 | 0.119 | 0.128 | 0.136 | 0.144 | 0.152 | 0.16 | 0.16 | 0.16 | 0.16 | 0.16 | 0.16 | 0.16 | 0.16 | 0.16 | 0.16 | 0.16 | 0.16 | 0.16 | 0.16 | 0.16 | 0.16 | 0.16 | 0.16 | 0.16 | 0.16 | 0.16 | 0.16 | 0.16 | 0.16 | 0.16 | 0.16
MISO_MO-IL | MO | 0.016 | 0.015 | 0.015 | 0.015 | 0.015 | 0.014 | 0.028 | 0.045 | 0.064 | 0.085 | 0.103 | 0.12 | 0.138 | 0.156 | 0.174 | 0.192 | 0.192 | 0.192 | 0.192 | 0.192 | 0.192 | 0.192 | 0.192 | 0.192 | 0.192 | 0.192 | 0.192 | 0.192 | 0.192 | 0.192 | 0.192 | 0.192 | 0.192 | 0.192 | 0.192 | 0.192 | 0.192 | 0.192 | 0.192 | 0.192 | 0.192
MISO_W | MN+IA+SD | 0.098 | 0.096 | 0.094 | 0.093 | 0.091 | 0.09 | 0.094 | 0.101 | 0.111 | 0.123 | 0.133 | 0.143 | 0.152 | 0.162 | 0.172 | 0.182 | 0.182 | 0.182 | 0.182 | 0.182 | 0.182 | 0.182 | 0.182 | 0.182 | 0.182 | 0.182 | 0.182 | 0.182 | 0.182 | 0.182 | 0.182 | 0.182 | 0.182 | 0.182 | 0.182 | 0.182 | 0.182 | 0.182 | 0.182 | 0.182 | 0.182
MISO_WUMS | WI | 0.014 | 0.014 | 0.014 | 0.014 | 0.014 | 0.013 | 0.02 | 0.029 | 0.04 | 0.052 | 0.061 | 0.071 | 0.081 | 0.09 | 0.1 | 0.11 | 0.11 | 0.11 | 0.11 | 0.11 | 0.11 | 0.11 | 0.11 | 0.11 | 0.11 | 0.11 | 0.11 | 0.11 | 0.11 | 0.11 | 0.11 | 0.11 | 0.11 | 0.11 | 0.11 | 0.11 | 0.11 | 0.11 | 0.11 | 0.11 | 0.11
NE | NE | 0.107 | 0.105 | 0.103 | 0.101 | 0.1 | 0.098 | 0.104 | 0.114 | 0.13 | 0.15 | 0.165 | 0.179 | 0.194 | 0.209 | 0.223 | 0.238 | 0.238 | 0.238 | 0.238 | 0.238 | 0.238 | 0.238 | 0.238 | 0.238 | 0.238 | 0.238 | 0.238 | 0.238 | 0.238 | 0.238 | 0.238 | 0.238 | 0.238 | 0.238 | 0.238 | 0.238 | 0.238 | 0.238 | 0.238 | 0.238 | 0.238
NEISO | ME+NH+VT+MA+RI+CT | 0.075 | 0.107 | 0.105 | 0.104 | 0.103 | 0.102 | 0.108 | 0.117 | 0.128 | 0.141 | 0.151 | 0.161 | 0.172 | 0.182 | 0.192 | 0.203 | 0.203 | 0.203 | 0.203 | 0.203 | 0.203 | 0.203 | 0.203 | 0.203 | 0.203 | 0.203 | 0.203 | 0.203 | 0.203 | 0.203 | 0.203 | 0.203 | 0.203 | 0.203 | 0.203 | 0.203 | 0.203 | 0.203 | 0.203 | 0.203 | 0.203
NYISO_A-F | NY | 0.081 | 0.081 | 0.08 | 0.079 | 0.078 | 0.078 | 0.082 | 0.089 | 0.099 | 0.111 | 0.12 | 0.129 | 0.138 | 0.147 | 0.156 | 0.165 | 0.165 | 0.165 | 0.165 | 0.165 | 0.165 | 0.165 | 0.165 | 0.165 | 0.165 | 0.165 | 0.165 | 0.165 | 0.165 | 0.165 | 0.165 | 0.165 | 0.165 | 0.165 | 0.165 | 0.165 | 0.165 | 0.165 | 0.165 | 0.165 | 0.165
NYISO_G-I | NY | 0.081 | 0.081 | 0.08 | 0.079 | 0.078 | 0.078 | 0.082 | 0.089 | 0.099 | 0.111 | 0.12 | 0.129 | 0.138 | 0.147 | 0.156 | 0.165 | 0.165 | 0.165 | 0.165 | 0.165 | 0.165 | 0.165 | 0.165 | 0.165 | 0.165 | 0.165 | 0.165 | 0.165 | 0.165 | 0.165 | 0.165 | 0.165 | 0.165 | 0.165 | 0.165 | 0.165 | 0.165 | 0.165 | 0.165 | 0.165 | 0.165
NYISO_J-K | NY | 0.081 | 0.081 | 0.08 | 0.079 | 0.078 | 0.078 | 0.082 | 0.089 | 0.099 | 0.111 | 0.12 | 0.129 | 0.138 | 0.147 | 0.156 | 0.165 | 0.165 | 0.165 | 0.165 | 0.165 | 0.165 | 0.165 | 0.165 | 0.165 | 0.165 | 0.165 | 0.165 | 0.165 | 0.165 | 0.165 | 0.165 | 0.165 | 0.165 | 0.165 | 0.165 | 0.165 | 0.165 | 0.165 | 0.165 | 0.165 | 0.165
NonRTO_Midwest | KY | 0.017 | 0.017 | 0.016 | 0.016 | 0.016 | 0.016 | 0.024 | 0.037 | 0.055 | 0.079 | 0.095 | 0.111 | 0.127 | 0.143 | 0.159 | 0.175 | 0.175 | 0.175 | 0.175 | 0.175 | 0.175 | 0.175 | 0.175 | 0.175 | 0.175 | 0.175 | 0.175 | 0.175 | 0.175 | 0.175 | 0.175 | 0.175 | 0.175 | 0.175 | 0.175 | 0.175 | 0.175 | 0.175 | 0.175 | 0.175 | 0.175
PJM_E | NJ+DE | 0.042 | 0.041 | 0.04 | 0.04 | 0.039 | 0.038 | 0.047 | 0.058 | 0.074 | 0.093 | 0.107 | 0.121 | 0.135 | 0.149 | 0.163 | 0.177 | 0.177 | 0.177 | 0.177 | 0.177 | 0.177 | 0.177 | 0.177 | 0.177 | 0.177 | 0.177 | 0.177 | 0.177 | 0.177 | 0.177 | 0.177 | 0.177 | 0.177 | 0.177 | 0.177 | 0.177 | 0.177 | 0.177 | 0.177 | 0.177 | 0.177
PJM_ROM | PA+MD | 0.09 | 0.088 | 0.086 | 0.084 | 0.083 | 0.082 | 0.094 | 0.107 | 0.123 | 0.139 | 0.155 | 0.17 | 0.185 | 0.201 | 0.216 | 0.231 | 0.231 | 0.231 | 0.231 | 0.231 | 0.231 | 0.231 | 0.231 | 0.231 | 0.231 | 0.231 | 0.231 | 0.231 | 0.231 | 0.231 | 0.231 | 0.231 | 0.231 | 0.231 | 0.231 | 0.231 | 0.231 | 0.231 | 0.231 | 0.231 | 0.231
PJM_ROR | VA+WV+OH+IL | 0.034 | 0.033 | 0.033 | 0.032 | 0.031 | 0.031 | 0.039 | 0.051 | 0.065 | 0.083 | 0.097 | 0.11 | 0.124 | 0.137 | 0.151 | 0.164 | 0.164 | 0.164 | 0.164 | 0.164 | 0.164 | 0.164 | 0.164 | 0.164 | 0.164 | 0.164 | 0.164 | 0.164 | 0.164 | 0.164 | 0.164 | 0.164 | 0.164 | 0.164 | 0.164 | 0.164 | 0.164 | 0.164 | 0.164 | 0.164 | 0.164
SOCO | GA+AL | 0.049 | 0.048 | 0.048 | 0.047 | 0.046 | 0.045 | 0.059 | 0.076 | 0.095 | 0.117 | 0.136 | 0.155 | 0.174 | 0.193 | 0.211 | 0.23 | 0.23 | 0.23 | 0.23 | 0.23 | 0.23 | 0.23 | 0.23 | 0.23 | 0.23 | 0.23 | 0.23 | 0.23 | 0.23 | 0.23 | 0.23 | 0.23 | 0.23 | 0.23 | 0.23 | 0.23 | 0.23 | 0.23 | 0.23 | 0.23 | 0.23
SPP_N | KS | 0.027 | 0.027 | 0.026 | 0.026 | 0.026 | 0.025 | 0.034 | 0.047 | 0.064 | 0.084 | 0.099 | 0.114 | 0.13 | 0.145 | 0.16 | 0.175 | 0.175 | 0.175 | 0.175 | 0.175 | 0.175 | 0.175 | 0.175 | 0.175 | 0.175 | 0.175 | 0.175 | 0.175 | 0.175 | 0.175 | 0.175 | 0.175 | 0.175 | 0.175 | 0.175 | 0.175 | 0.175 | 0.175 | 0.175 | 0.175 | 0.175
SPP_S | OK | 0.002 | 0.002 | 0.002 | 0.002 | 0.002 | 0.002 | 0.015 | 0.031 | 0.052 | 0.076 | 0.095 | 0.113 | 0.132 | 0.15 | 0.169 | 0.187 | 0.187 | 0.187 | 0.187 | 0.187 | 0.187 | 0.187 | 0.187 | 0.187 | 0.187 | 0.187 | 0.187 | 0.187 | 0.187 | 0.187 | 0.187 | 0.187 | 0.187 | 0.187 | 0.187 | 0.187 | 0.187 | 0.187 | 0.187 | 0.187 | 0.187
TVA | TN | 0.053 | 0.052 | 0.051 | 0.05 | 0.049 | 0.048 | 0.056 | 0.072 | 0.095 | 0.124 | 0.144 | 0.164 | 0.184 | 0.203 | 0.223 | 0.243 | 0.243 | 0.243 | 0.243 | 0.243 | 0.243 | 0.243 | 0.243 | 0.243 | 0.243 | 0.243 | 0.243 | 0.243 | 0.243 | 0.243 | 0.243 | 0.243 | 0.243 | 0.243 | 0.243 | 0.243 | 0.243 | 0.243 | 0.243 | 0.243 | 0.243
VACAR | SC+NC | 0.048 | 0.048 | 0.047 | 0.046 | 0.045 | 0.044 | 0.053 | 0.068 | 0.091 | 0.121 | 0.141 | 0.161 | 0.181 | 0.201 | 0.221 | 0.241 | 0.241 | 0.241 | 0.241 | 0.241 | 0.241 | 0.241 | 0.241 | 0.241 | 0.241 | 0.241 | 0.241 | 0.241 | 0.241 | 0.241 | 0.241 | 0.241 | 0.241 | 0.241 | 0.241 | 0.241 | 0.241 | 0.241 | 0.241 | 0.241 | 0.241
ERCOT | TX | 0.011 | 0.011 | 0.01 | 0.01 | 0.01 | 0.01 | 0.026 | 0.045 | 0.066 | 0.091 | 0.111 | 0.131 | 0.152 | 0.172 | 0.193 | 0.213 | 0.213 | 0.213 | 0.213 | 0.213 | 0.213 | 0.213 | 0.213 | 0.213 | 0.213 | 0.213 | 0.213 | 0.213 | 0.213 | 0.213 | 0.213 | 0.213 | 0.213 | 0.213 | 0.213 | 0.213 | 0.213 | 0.213 | 0.213 | 0.213 | 0.213
AZ_NM_SNV_Coal | AZ | 0.012 | 0.011 | 0.011 | 0.011 | 0.011 | 0.011 | 0.033 | 0.058 | 0.086 | 0.117 | 0.143 | 0.17 | 0.197 | 0.223 | 0.25 | 0.277 | 0.277 | 0.277 | 0.277 | 0.277 | 0.277 | 0.277 | 0.277 | 0.277 | 0.277 | 0.277 | 0.277 | 0.277 | 0.277 | 0.277 | 0.277 | 0.277 | 0.277 | 0.277 | 0.277 | 0.277 | 0.277 | 0.277 | 0.277 | 0.277 | 0.277
NP15 | CA | 0.064 | 0.071 | 0.069 | 0.068 | 0.067 | 0.066 | 0.075 | 0.084 | 0.095 | 0.106 | 0.117 | 0.128 | 0.14 | 0.151 | 0.162 | 0.173 | 0.173 | 0.173 | 0.173 | 0.173 | 0.173 | 0.173 | 0.173 | 0.173 | 0.173 | 0.173 | 0.173 | 0.173 | 0.173 | 0.173 | 0.173 | 0.173 | 0.173 | 0.173 | 0.173 | 0.173 | 0.173 | 0.173 | 0.173 | 0.173 | 0.173
NWPP_Coal | WA | 0 | 0 | 0 | 0 | 0 | 0 | 0.009 | 0.02 | 0.034 | 0.049 | 0.062 | 0.074 | 0.087 | 0.099 | 0.111 | 0.124 | 0.124 | 0.124 | 0.124 | 0.124 | 0.124 | 0.124 | 0.124 | 0.124 | 0.124 | 0.124 | 0.124 | 0.124 | 0.124 | 0.124 | 0.124 | 0.124 | 0.124 | 0.124 | 0.124 | 0.124 | 0.124 | 0.124 | 0.124 | 0.124 | 0.124
RMPA | CO | 0.038 | 0.037 | 0.036 | 0.036 | 0.035 | 0.035 | 0.041 | 0.052 | 0.067 | 0.088 | 0.102 | 0.115 | 0.129 | 0.143 | 0.157 | 0.171 | 0.171 | 0.171 | 0.171 | 0.171 | 0.171 | 0.171 | 0.171 | 0.171 | 0.171 | 0.171 | 0.171 | 0.171 | 0.171 | 0.171 | 0.171 | 0.171 | 0.171 | 0.171 | 0.171 | 0.171 | 0.171 | 0.171 | 0.171 | 0.171 | 0.171
SP15 | CA | 0.064 | 0.071 | 0.069 | 0.068 | 0.067 | 0.066 | 0.075 | 0.084 | 0.095 | 0.106 | 0.117 | 0.128 | 0.14 | 0.151 | 0.162 | 0.173 | 0.173 | 0.173 | 0.173 | 0.173 | 0.173 | 0.173 | 0.173 | 0.173 | 0.173 | 0.173 | 0.173 | 0.173 | 0.173 | 0.173 | 0.173 | 0.173 | 0.173 | 0.173 | 0.173 | 0.173 | 0.173 | 0.173 | 0.173 | 0.173 | 0.173
ALB | ND | 0.011 | 0.01 | 0.01 | 0.01 | 0.01 | 0.01 | 0.016 | 0.027 | 0.042 | 0.061 | 0.074 | 0.087 | 0.1 | 0.113 | 0.126 | 0.139 | 0.139 | 0.139 | 0.139 | 0.139 | 0.139 | 0.139 | 0.139 | 0.139 | 0.139 | 0.139 | 0.139 | 0.139 | 0.139 | 0.139 | 0.139 | 0.139 | 0.139 | 0.139 | 0.139 | 0.139 | 0.139 | 0.139 | 0.139 | 0.139 | 0.139
BC | WA | 0 | 0 | 0 | 0 | 0 | 0 | 0.009 | 0.02 | 0.034 | 0.049 | 0.062 | 0.074 | 0.087 | 0.099 | 0.111 | 0.124 | 0.124 | 0.124 | 0.124 | 0.124 | 0.124 | 0.124 | 0.124 | 0.124 | 0.124 | 0.124 | 0.124 | 0.124 | 0.124 | 0.124 | 0.124 | 0.124 | 0.124 | 0.124 | 0.124 | 0.124 | 0.124 | 0.124 | 0.124 | 0.124 | 0.124
MAPP_CA | ND | 0.011 | 0.01 | 0.01 | 0.01 | 0.01 | 0.01 | 0.016 | 0.027 | 0.042 | 0.061 | 0.074 | 0.087 | 0.1 | 0.113 | 0.126 | 0.139 | 0.139 | 0.139 | 0.139 | 0.139 | 0.139 | 0.139 | 0.139 | 0.139 | 0.139 | 0.139 | 0.139 | 0.139 | 0.139 | 0.139 | 0.139 | 0.139 | 0.139 | 0.139 | 0.139 | 0.139 | 0.139 | 0.139 | 0.139 | 0.139 | 0.139
IESO | NY | 0.081 | 0.081 | 0.08 | 0.079 | 0.078 | 0.078 | 0.082 | 0.089 | 0.099 | 0.111 | 0.12 | 0.129 | 0.138 | 0.147 | 0.156 | 0.165 | 0.165 | 0.165 | 0.165 | 0.165 | 0.165 | 0.165 | 0.165 | 0.165 | 0.165 | 0.165 | 0.165 | 0.165 | 0.165 | 0.165 | 0.165 | 0.165 | 0.165 | 0.165 | 0.165 | 0.165 | 0.165 | 0.165 | 0.165 | 0.165 | 0.165

## Exhibit_21_MRN Inputs
MRN-NEEM is not interated for this Future. All runs in Future 4 will be similar in formulation to BAU Future 1 Sensitivity 3.

## Table2_Demand
Table 2 - Energy Demand
Energy Demand starts with Low energy demand (F1S4) and then have DG calculation further decrease load growth.
NEEM Region | AEO Region for 2020+ Growth Rate | 2011 Energy (GWh) | 2011-2020 Growth Rate before aggressive DG adjustment | 2020-2050 Growth Rate before aggressive DG adjustment | 2011-2020 Growth Rate after aggressive DG adjustment | 2020-2050 Growth Rate after aggressive DG adjustment
AZ_NM_SNV_Coal | AZNM | 124203 | 0.0086 | 0.003 | 0.008 | 0.0029
ENT | SRDA | 159507 | 0.0036 | -0.0048 | 0.0024 | -0.0054
ERCOT | ERCT | 316195 | 0.0068 | -0.0036 | 0.0065 | -0.0036
FRCC | FRCC | 229020 | 0.0072 | 0.0023 | 0.0069 | 0.0022
MAPP_US | MROW | 29828 | -0.0014 | -0.0023 | -0.0016 | -0.0024
MISO_IN | RFCW | 97101 | 0.0004 | -0.004 | -0.0001 | -0.0044
MISO_MI | RFCM | 94678 | -0.0021 | -0.0022 | -0.0023 | -0.0022
MISO_MO-IL | SRGW | 96157 | -0.0014 | -0.0019 | -0.0016 | -0.0019
MISO_W | MROW | 137739 | -0.0016 | -0.0023 | -0.0021 | -0.0025
MISO_WUMS | MROE | 66425 | 0.0009 | -0.0035 | -0.0002 | -0.0082
NE | MROW | 29481 | 0.0079 | -0.0023 | 0.0072 | -0.0026
NEISO | NEWE | 129768 | -0.0098 | -0.01 | -0.0114 | -0.0106
NonRTO_Midwest | SRCE | 58092 | 0.0065 | -0.0051 | 0.0063 | -0.0053
NP15 | CAMX | 110014 | -0.0007 | -0.0001 | -0.0018 | -0.0004
NWPP_Coal | NWPP | 246983 | 0.0029 | -0.0007 | 0.0009 | -0.0012
NYISO_A-F (note A) | NYUP | 63281 | -0.0081 | -0.005 | -0.0091 | -0.0055
NYISO_G-I (note A) | NYCW | 19524 | -0.0086 | -0.0016 | -0.0091 | -0.0018
NYISO_J-K (note A) | NYLI | 73315 | -0.0062 | -0.0013 | -0.007 | -0.0016
PJM_E | RFCE | 135784 | -0.0197 | -0.0034 | -0.0205 | -0.0037
PJM_ROM | RFCE | 144050 | -0.0015 | -0.0034 | -0.0024 | -0.0037
PJM_ROR | RFCW | 520031 | -0.0061 | -0.004 | -0.0064 | -0.0043
RMPA | RMPA | 72067 | 0.002 | 0.0026 | 0.0018 | 0.0025
SOCO | SRSE | 249461 | 0.0092 | -0.002 | 0.0088 | -0.0023
SP15 | CAMX | 179898 | 0.003 | -0.0001 | 0.0022 | -0.0003
SPP_N | SPNO | 75955 | 0.0021 | -0.001 | 0.0019 | -0.001
SPP_S | SPSO | 163927 | 0.0014 | -0.0037 | 0 | -0.0043
TVA | SRCE | 173627 | -0.0004 | -0.0051 | -0.0006 | -0.0053
VACAR | SRVC | 236109 | 0.0061 | -0.0005 | 0.0056 | -0.0006
ALB | NA | 64239 | 0.0056 | 0.0039 | 0.0056 | 0.0039
BC | NA | 63168 | 0.0014 | -0.0005 | 0.0014 | -0.0005
IESO | NA | 142313 | -0.0129 | -0.0034 | -0.0129 | -0.0034
MAPP_CA | NA | 48058 | 0.0098 | -0.0023 | 0.0098 | -0.0023

## Table3_Peak
Table 3 - Peak Demand
Energy Demand starts with Low energy demand (F1S4) and then have DG calculation further decrease load growth.
NEEM Region | Reserve Margin Region | AEO Region for 2020+ Growth Rate | 2011 Peak (MW) | 2011-2020 Growth Rate before aggressive DG adjustment | 2020-2050 Growth Rate before aggressive DG adjustment | 2011-2020 Growth Rate after aggressive DG adjustment | 2020-2050 Growth Rate after aggressive DG adjustment
AZ_NM_SNV_Coal | AZ_NM_SNV | AZNM | 26896.9338 | 0.8939% | 0.2971% | 0.0086 | 0.0029
ENT | ENT | SRDA | 29326.4928 | 0.2676% | -0.4753% | 0.0015 | -0.0054
ERCOT | ERCOT | ERCT | 64314.36 | 0.6769% | -0.3563% | 0.0066 | -0.0036
FRCC | FRCC | FRCC | 46114.1307 | 0.6291% | 0.2276% | 0.006 | 0.0022
MAPP_US | MAPP_US | MROW | 5456.9216 | -0.1203% | -0.2278% | -0.0016 | -0.0025
MISO_IN | MISO | RFCW | 17614.0147 | 0.09565% | -0.3961% | 0.0007 | -0.0042
MISO_MI | MISO | RFCM | 19730.7 | -0.2179% | -0.2179% | -0.0024 | -0.0022
MISO_MO-IL | MISO | SRGW | 18525.8809 | -0.08475% | -0.1882% | -0.0011 | -0.0019
MISO_W | MISO | MROW | 25669.908 | -0.08268% | -0.2278% | -0.0012 | -0.0025
MISO_WUMS | MISO | MROE | 12662.1 | 0.089% | -0.3466% | 0.0001 | -0.0066
NE | SPP | MROW | 5524.0238 | 0.5085% | -0.2278% | 0.0047 | -0.0025
NEISO | NEISO | NEWE | 26893.35 | -0.5117% | -0.8854% | -0.0062 | -0.0093
NonRTO_Midwest | NonRTO_Midwest | SRCE | 10749.3111 | 0.5396% | -0.5149% | 0.0053 | -0.0053
NP15 | CA | CAMX | 24005.8764 | 0.2272% | -0.0101% | 0.0017 | -0.0003
NWPP_Coal | NWPP | NWPP | 41342.5683 | -0.001845% | -0.07007% | -0.001 | -0.001
NYISO_A-F (Note A) | NYISO | NYUP | 11156.6347 | -0.9035% | -0.4951% | -0.0099 | -0.0054
NYISO_G-I (Note A) | NYISO | NYCW | 4237.2119 | -1.086% | -0.1585% | -0.0116 | -0.0019
NYISO_J-K (Note A) | NYISO | NYLI | 16455.7523 | -0.8969% | -0.1288% | -0.0095 | -0.0015
PJM_E | PJM | RFCE | 30878.0831 | -1.914% | -0.3367% | -0.0197 | -0.0036
PJM_ROM | PJM | RFCE | 25538.7503 | -0.2948% | -0.3367% | -0.0036 | -0.0036
PJM_ROR | PJM | RFCW | 94196.8067 | -0.5801% | -0.3961% | -0.0061 | -0.0042
RMPA | RMPA | RMPA | 12430.143 | 0.3217% | 0.2552% | 0.0029 | 0.0025
SOCO | SOCO | SRSE | 47623.3263 | 1.161% | -0.1981% | 0.0114 | -0.0022
SP15 | CA | CAMX | 34697.9061 | 0.3% | -0.0101% | 0.0024 | -0.0003
SPP_N | SPP | SPNO | 15374.205 | 1.008% | -0.0991% | 0.0099 | -0.001
SPP_S | SPP | SPSO | 32424.3216 | 0.04566% | -0.3664% | -0.0002 | -0.004
TVA | TVA | SRCE | 32742.1215 | 0.6001% | -0.5149% | 0.0059 | -0.0053
VACAR | VACAR | SRVC | 46072.8378 | 0.5126% | -0.0496% | 0.0049 | -0.0006
ALB | ALB | NA | 9084.24 | 0.6103% | 0.3927% | 0.0061 | 0.0039
BC | BC | NA | 11326.59 | 0.1461% | -0.04845% | 0.0015 | -0.0005
IESO | IESO | NA | 23388.75 | -1.283% | -0.3268% | -0.0128 | -0.0033
MAPP_CA | MAPP_CA | NA | 7926.93 | 0.6735% | -0.2278% | 0.0067 | -0.0023

## Table5_IntermittentRsvContr
Table 5 - Intermittent Resource Contributions
NEEM Region | Technology | Reserve Contribution
All Regions | Photovoltaic | 30%
All Regions | Solar Thermal | 30%
All Regions | Offshore Wind | 30% | Based on EWITS ELCC for Isolated Regions Scenario (weighted average extrapolation) and GE integration studies for NY, New England (CRA had 20%)
California | Wind | 25%
Canada | Wind | 20%
ERCOT | Wind | 9%
New York | Wind | 15% | Based on NYISO input and consideration of September 2010 NYISO Wind Integration Study (http://bit.ly/hP7bm3 ) and wind data for subsequent years from the ISO (CRA had 10%)
PJM (-E, -ROM, -ROR) | Wind | 13%
SPP (including NE) | Wind | 15% | Changed per SSC approval of SPP request for change
TVA | Wind | 12%
IESO | Wind | 11%
MAPP_CA | Wind | 11%
All Other Regions | Wind | 15%

## Table 7_NewBuildCostParameters
Table 7 - New Build Costs and Characteristics
2/15/11- Capital costs changed to match 2015 and 2025 costs from Exhibit 9. Previously, this table mistakenly had costs for 2010 and 2020.
| Capital Costs |  | Performance Data
Technology | 2015 All-in Capital Cost (2010$/kW) | 2025 All-in Capital Cost (2010$/kW) | Total FOM (2010$/kW-yr) | Total VOM (2010$/MWh) | 2010 Heat Rate - HHV (Btu/kWh) | 2015+ Heat Rate - HHV (Btu/kWh)
Nuclear | 5462.3485 | 5080.9914 | 88.75 | 2.04 | 10488 | 10488
Advanced Coal | 2844.2788 | 2742.7073 | 29.67 | 4.25 |  | 8800
CC H-Frame | 1020.5714 | 984.75 | 14.39 | 3.43 | 7050 | 6430
CT | 701.83 | 678.08 | 6.7 | 9.87 | 9750 | 9750
IGCC | 3215.8931 | 3100.8573 | 48.9 | 6.87 | 8700 | 8700
IGCC w/seq | 5221.3502 | 4802.4573 | 69.3 | 8.04 | 10700 | 10235
Wind | 2390.2629 | 2216.12 | 28.07 | 0 | NA | NA
Wind Offshore | 5655.4914 | 4801.92 | 53.33 | 0 | NA | NA
Photovoltaic | 4505.2057 | 3825.92 | 16.7 | 0 | NA | NA
Solar Thermal | 4445.8057 | 3775.52 | 64 | 0 | NA | NA
Landfill Gas | 2489.5433 | 2400.1367 | 120.3265 | 0 | 13648 | 13648
Biomass | 3680.3359 | 3128.9073 | 100.5 | 5 | 13500 | 13500
Geothermal | 4044.6057 | 3748.82 | 84.27 | 9.64 | NA | NA
US Hydro | 3098 | 3098 | 14.24 | 0 | NA | NA
CRA only models H-Frame CC so F-frame CC not listed.
Wind Options A&B based on New Gen Subteam Recommendations (see summary document)
The input assumptions contained herein reflect a joint assumptions development process between EIPC, EIPC stakeholders and CRA for purposes of EIPC capacity expansion modeling.
As such, these inputs do not necessarily reflect the opinions or views of CRA or any individual EIPC stakeholder.
Note on F7: CRA International: add 400 to start at AEO 2010 starting value
Note on G11: CRA International: ratio

## Table14_IntermittentGenLimits
Table 14 - Intermittent Generation Limits (annual MWh basis)
Intermittency Region | NEEM Regions | CRA Initial | SSC Consensus
SPP | SPP-S, SPP-N, NE | 0.2 | 0.25
PJM | PJM_E, PJM_ROM, PJM_ROR | 0.2 | 0.25
MAPP_CA | MAPP_CA | 0.2 | 0.25
MAPP_US | MAPP_US | 0.2 | 0.25
MISO | MISO_W, MISO_MI, MISO_WUMS, MISO_IN, MISO_MO_IL | 0.2 | 0.25
Non-RTO Midwest | Non-RTO Midwest | 0.2 | 0.25
New York | NYISO_A-F, NYISO_G-I, NYISO_J-K | 0.2 | 0.25
NEISO | NEISO | 0.2 | 0.25
ENT | ENT | 0.2 | 0.25
TVA | TVA | 0.2 | 0.25
VACAR | VACAR | 0.2 | 0.25
SOCO | SOCO | 0.2 | 0.25
FRCC | FRCC | 0.2 | 0.25
IESO | IESO | 0.2 | 0.25
The input assumptions contained herein reflect a joint assumptions development process between EIPC, EIPC stakeholders and CRA for purposes of EIPC capacity expansion modeling.
As such, these inputs do not necessarily reflect the opinions or views of CRA or any individual EIPC stakeholder.

## F4S1-High PHEV
| Title | Short Description
Future | F4:EE/DR/DG | Future 4: Aggressive EE/DR/DG/Smart Grid
Sensitivity | F4S2:Higher PHEV | Higher PHEV levels
Worksheets Affected | Exhibit 21 MRN Impacts | PHEV/EV fleet and consequent VMT will be increased over the AEO2011 amounts by 2x in 2015, 4X in 2020, 7x in 2025, and 10x in 2030 and beyond
2040-2050 fleet growth based on AEO sales trend rather than inventory trend
| Exhibit 1 Load Blocks | Load block schedules per 1 million vehicles calculated using heavy charging at peak and light charging at peak. Values multiplied by number of PHEVs (minus BAU amounts) and added to demand and peak demands.
Appendix A, Exhibit 21: Key MRN Parameters
Original BAU Values
|  |  | 2010 | 2015 | 2020 | 2025 | 2030 | 2035 | 2040 | 2045 | 2050
| New vehicle stock (millions) | Plug-in 10/40 Gasoline Hybrid | 0 | 0.17 | 0.49 | 1.14 | 2.23 | 3.55 | 5.65 | 9 | 14.32
|  | 100/200 Mile Electric Vehicle | 0.02 | 0.13 | 0.32 | 0.64 | 1.07 | 1.51 | 2.12 | 2.99 | 4.2
| Total VMT for Light-Duty Vehicles (billions of miles) |  | 2734 | 2947 | 3199 | 3465 | 3754 | 4044
| Alternative Fuel VMT (billions of miles) | Plug-in 10/40 Gasoline Hybrid | 0 | 1.95 | 5.94 | 14.38 | 28.64 | 46.2
|  | 100/200 Mile Electric Vehicle | 0.29 | 1.49 | 3.74 | 7.78 | 13.28 | 18.92
Fraction of VMT that are electric
Millions of PEVs
|  |  | Growth Factor | 3 | 6 | 9 | 10 | 10 | 10 | 10 | 10
| High PHEV Values | Only used in Senstivity so not used in MRN
|  |  | 2010 | 2015 | 2020 | 2025 | 2030 | 2035 | 2040 | 2045 | 2050
| New vehicle stock (millions) | Electric and Plug-in Electric Vehicles | 2040: 69.94; 2045: 89.4; 2050: 112.72
Based on 2030-2035 sales growth rate instead of 2030-2035 inventory growth rate
Load Blocks for 1 million vehicles (MW)
|  |  | 2010: Summer (May-Sep) |  | Shoulder (Mar-Apr, Oct-Nov) |  |  |  |  | Winter (Dec-Feb)
Hours |  |  | 10 | 25 | 75 | 100 | 200 | 300 | 400 | 500 | 800 | 1262 | 25 | 200 | 600 | 900 | 1203 | 25 | 100 | 400 | 700 | 935
|  |  | B1 | B2 | B3 | B4 | B5 | B6 | B7 | B8 | B9 | B10 | B11 | B12 | B13 | B14 | B15 | B16 | B17 | B18 | B19 | B20
| Time Zone | Highest in top 10 hours | [20 empty] | GWh
Peaking | Eastern
Peaking | Central
Smart Grid | Eastern | 216.775 | 43.35 | 115.26 | 72.23 | 76.83 | 86.81 | 73.36 | 98.9 | 180.64 | 315.01 | 816.2 | 162.23 | 155.68 | 83.33 | 69.63 | 841.32 | 168.66 | 162.38 | 125.75 | 94.96 | 761.48 | 3477
Smart Grid | Central | 216.775 | 0 | 70.79 | 52.56 | 57.43 | 77.12 | 87.43 | 73.62 | 130.47 | 257.68 | 883.17 | 150.32 | 181.19 | 87.4 | 55.87 | 844.94 | 189.85 | 162.84 | 127.27 | 92.23 | 761.43 | 3476

## F4S1 Table2_Demand
Table 2 - Energy Demand
Energy Demand starts with Low energy demand (F1S4) and then have DG calculation further decrease load growth. Then PHEV growth is added to Demand
NEEM Region | AEO Region for 2020+ Growth Rate | 2011 Energy (GWh) | 2011-2020 Growth Rate before aggressive DG adjustment | 2020-2050 Growth Rate before aggressive DG adjustment | 2011-2020 Growth Rate after aggressive DG adjustment | 2020-2050 Growth Rate after aggressive DG adjustment | 2011-2020 Growth Rate after DG adjustment and added PHEV | 2020-2050 Growth Rate after DG adjustment and added PHEV
AZ_NM_SNV_Coal | AZNM | 124203 | 0.0086 | 0.003 | 0.008 | 0.0029 | 0.0086 | 0.006
ENT | SRDA | 159507 | 0.0036 | -0.0048 | 0.0024 | -0.0054 | 0.0027 | -0.0031
ERCOT | ERCT | 316195 | 0.0068 | -0.0036 | 0.0065 | -0.0036 | 0.0068 | -0.0013
FRCC | FRCC | 229020 | 0.0072 | 0.0023 | 0.0069 | 0.0022 | 0.0074 | 0.0053
MAPP_US | MROW | 29828 | -0.0014 | -0.0023 | -0.0016 | -0.0024 | -0.0015 | -0.0016
MISO_IN | RFCW | 97101 | 0.0004 | -0.004 | -0.0001 | -0.0044 | 0.0003 | -0.0017
MISO_MI | RFCM | 94678 | -0.0021 | -0.0022 | -0.0023 | -0.0022 | -0.0018 | 0.0014
MISO_MO-IL | SRGW | 96157 | -0.0014 | -0.0019 | -0.0016 | -0.0019 | -0.0012 | 0.0011
MISO_W | MROW | 137739 | -0.0016 | -0.0023 | -0.0021 | -0.0025 | -0.0017 | -0.0002
MISO_WUMS | MROE | 66425 | 0.0009 | -0.0035 | -0.0002 | -0.0082 | 0.0002 | -0.0045
NE | MROW | 29481 | 0.0079 | -0.0023 | 0.0072 | -0.0026 | 0.0075 | -0.0009
NEISO | NEWE | 129768 | -0.0098 | -0.01 | -0.0114 | -0.0106 | -0.0109 | -0.0052
NonRTO_Midwest | SRCE | 58092 | 0.0065 | -0.0051 | 0.0063 | -0.0053 | 0.0066 | -0.0031
NP15 | CAMX | 110014 | -0.0007 | -0.0001 | -0.0018 | -0.0004 | -0.0009 | 0.006
NWPP_Coal | NWPP | 246983 | 0.0029 | -0.0007 | 0.0009 | -0.0012 | 0.0012 | 0.0009
NYISO_A-F (note A) | NYUP | 63281 | -0.0081 | -0.005 | -0.0091 | -0.0055 | -0.0085 | -0.0007
NYISO_G-I (note A) | NYCW | 19524 | -0.0086 | -0.0016 | -0.0091 | -0.0018 | -0.0085 | 0.0025
NYISO_J-K (note A) | NYLI | 73315 | -0.0062 | -0.0013 | -0.007 | -0.0016 | -0.0065 | 0.0027
PJM_E | RFCE | 135784 | -0.0197 | -0.0034 | -0.0205 | -0.0037 | -0.0201 | -0.0006
PJM_ROM | RFCE | 144050 | -0.0015 | -0.0034 | -0.0024 | -0.0037 | -0.0017 | 0.0015
PJM_ROR | RFCW | 520031 | -0.0061 | -0.004 | -0.0064 | -0.0043 | -0.0061 | -0.0016
RMPA | RMPA | 72067 | 0.002 | 0.0026 | 0.0018 | 0.0025 | 0.0023 | 0.0055
SOCO | SRSE | 249461 | 0.0092 | -0.002 | 0.0088 | -0.0023 | 0.0091 | -0.0001
SP15 | CAMX | 179898 | 0.003 | -0.0001 | 0.0022 | -0.0003 | 0.0027 | 0.0036
SPP_N | SPNO | 75955 | 0.0021 | -0.001 | 0.0019 | -0.001 | 0.0022 | 0.0005
SPP_S | SPSO | 163927 | 0.0014 | -0.0037 | 0 | -0.0043 | 0.0001 | -0.0031
TVA | SRCE | 173627 | -0.0004 | -0.0051 | -0.0006 | -0.0053 | -0.0004 | -0.0038
VACAR | SRVC | 236109 | 0.0061 | -0.0005 | 0.0056 | -0.0006 | 0.006 | 0.0017
ALB | NA | 64239 | 0.0056 | 0.0039 | 0.0056 | 0.0039 | 0.0056 | 0.0039
BC | NA | 63168 | 0.0014 | -0.0005 | 0.0014 | -0.0005 | 0.0014 | -0.0005
IESO | NA | 142313 | -0.0129 | -0.0034 | -0.0129 | -0.0034 | -0.0123 | 0.0011
MAPP_CA | NA | 48058 | 0.0098 | -0.0023 | 0.0098 | -0.0023 | 0.0099 | -0.0015

## F4S1 Table3_Peak
Table 3 - Peak Demand
Energy Demand starts with Low energy demand (F1S4) and then have DG calculation further decrease load growth.
NEEM Region | Reserve Margin Region | AEO Region for 2020+ Growth Rate | 2011 Peak (MW) | 2011-2020 Growth Rate before aggressive DG adjustment | 2020-2050 Growth Rate before aggressive DG adjustment | 2011-2020 Growth Rate after aggressive DG adjustment | 2020-2050 Growth Rate after aggressive DG adjustment | 2011-2020 Growth Rate after DG adjustment and added PHEV | 2020-2050 Growth Rate after DG adjustment and added PHEV
AZ_NM_SNV_Coal | AZ_NM_SNV | AZNM | 26896.9338 | 0.8939% | 0.2971% | 0.0086 | 0.0029 | 0.0088 | 0.0038
ENT | ENT | SRDA | 29326.4928 | 0.2676% | -0.4753% | 0.0015 | -0.0054 | 0.0016 | -0.0046
ERCOT | ERCOT | ERCT | 64314.36 | 0.6769% | -0.3563% | 0.0066 | -0.0036 | 0.0067 | -0.0029
FRCC | FRCC | FRCC | 46114.1307 | 0.6291% | 0.2276% | 0.006 | 0.0022 | 0.0062 | 0.0032
MAPP_US | MAPP_US | MROW | 5456.9216 | -0.1203% | -0.2278% | -0.0016 | -0.0025 | -0.0015 | -0.0022
MISO_IN | MISO | RFCW | 17614.0147 | 0.09565% | -0.3961% | 0.0007 | -0.0042 | 0.0008 | -0.0032
MISO_MI | MISO | RFCM | 19730.7 | -0.2179% | -0.2179% | -0.0024 | -0.0022 | -0.0022 | -0.0011
MISO_MO-IL | MISO | SRGW | 18525.8809 | -0.08475% | -0.1882% | -0.0011 | -0.0019 | -0.0009 | -0.0009
MISO_W | MISO | MROW | 25669.908 | -0.08268% | -0.2278% | -0.0012 | -0.0025 | -0.0011 | -0.0017
MISO_WUMS | MISO | MROE | 12662.1 | 0.089% | -0.3466% | 0.0001 | -0.0066 | 0.0003 | -0.0054
NE | SPP | MROW | 5524.0238 | 0.5085% | -0.2278% | 0.0047 | -0.0025 | 0.0048 | -0.0019
NEISO | NEISO | NEWE | 26893.35 | -0.5117% | -0.8854% | -0.0062 | -0.0093 | -0.0061 | -0.0077
NonRTO_Midwest | NonRTO_Midwest | SRCE | 10749.3111 | 0.5396% | -0.5149% | 0.0053 | -0.0053 | 0.0054 | -0.0045
NP15 | CA | CAMX | 24005.8764 | 0.2272% | -0.0101% | 0.0017 | -0.0003 | 0.002 | 0.0016
NWPP_Coal | NWPP | NWPP | 41342.5683 | -0.001845% | -0.07007% | -0.001 | -0.001 | -0.0009 | -0.0001
NYISO_A-F (Note A) | NYISO | NYUP | 11156.6347 | -0.9035% | -0.4951% | -0.0099 | -0.0054 | -0.0097 | -0.0036
NYISO_G-I (Note A) | NYISO | NYCW | 4237.2119 | -1.086% | -0.1585% | -0.0116 | -0.0019 | -0.0114 | -0.0006
NYISO_J-K (Note A) | NYISO | NYLI | 16455.7523 | -0.8969% | -0.1288% | -0.0095 | -0.0015 | -0.0093 | -0.0002
PJM_E | PJM | RFCE | 30878.0831 | -1.914% | -0.3367% | -0.0197 | -0.0036 | -0.0196 | -0.0027
PJM_ROM | PJM | RFCE | 25538.7503 | -0.2948% | -0.3367% | -0.0036 | -0.0036 | -0.0033 | -0.0017
PJM_ROR | PJM | RFCW | 94196.8067 | -0.5801% | -0.3961% | -0.0061 | -0.0042 | -0.006 | -0.0032
RMPA | RMPA | RMPA | 12430.143 | 0.3217% | 0.2552% | 0.0029 | 0.0025 | 0.0031 | 0.0036
SOCO | SOCO | SRSE | 47623.3263 | 1.161% | -0.1981% | 0.0114 | -0.0022 | 0.0115 | -0.0015
SP15 | CA | CAMX | 34697.9061 | 0.3% | -0.0101% | 0.0024 | -0.0003 | 0.0026 | 0.001
SPP_N | SPP | SPNO | 15374.205 | 1.008% | -0.0991% | 0.0099 | -0.001 | 0.01 | -0.0006
SPP_S | SPP | SPSO | 32424.3216 | 0.04566% | -0.3664% | -0.0002 | -0.004 | -0.0002 | -0.0036
TVA | TVA | SRCE | 32742.1215 | 0.6001% | -0.5149% | 0.0059 | -0.0053 | 0.006 | -0.0048
VACAR | VACAR | SRVC | 46072.8378 | 0.5126% | -0.0496% | 0.0049 | -0.0006 | 0.005 | 0.0002
ALB | ALB | NA | 9084.24 | 0.6103% | 0.3927% | 0.0061 | 0.0039 | 0.0061 | 0.0039
BC | BC | NA | 11326.59 | 0.1461% | -0.04845% | 0.0015 | -0.0005 | 0.0015 | -0.0005
IESO | IESO | NA | 23388.75 | -1.283% | -0.3268% | -0.0128 | -0.0033 | -0.0126 | -0.0015
MAPP_CA | MAPP_CA | NA | 7926.93 | 0.6735% | -0.2278% | 0.0067 | -0.0023 | 0.0068 | -0.002

## F4S2-High PHEV-Peak
| Title | Short Description
Future | F4:EE/DR/DG | Future 4: Aggressive EE/DR/DG/Smart Grid
Sensitivity | F4S3:Higher PHEV-Peak | Higher PHEV levels with modified load shape (increasing peak)
Worksheets Affected | Exhibit 21 MRN Impacts | PHEV/EV fleet and consequent VMT will be increased over the AEO2011 amounts by 2x in 2015, 4X in 2020, 7x in 2025, and 10x in 2030 and beyond
2040-2050 fleet growth based on AEO sales trend rather than inventory trend
| Exhibit 1 Load Blocks | Load block schedules per 1 million vehicles calculated using heavy charging at peak and light charging at peak. Values multiplied by number of PHEVs (minus BAU amounts) and added to demand and peak demands.
Appendix A, Exhibit 19: Key MRN Parameters
Original BAU Values
|  |  | 2010 | 2015 | 2020 | 2025 | 2030 | 2035 | 2040 | 2045 | 2050
| New vehicle stock (millions) | Plug-in 10/40 Gasoline Hybrid | 0 | 0.17 | 0.49 | 1.14 | 2.23 | 3.55 | 5.65 | 9 | 14.32
|  | 100/200 Mile Electric Vehicle | 0.02 | 0.13 | 0.32 | 0.64 | 1.07 | 1.51 | 2.12 | 2.99 | 4.2
| Total VMT for Light-Duty Vehicles (billions of miles) |  | 2734 | 2947 | 3199 | 3465 | 3754 | 4044
| Alternative Fuel VMT (billions of miles) | Plug-in 10/40 Gasoline Hybrid | 0 | 1.95 | 5.94 | 14.38 | 28.64 | 46.2
|  | 100/200 Mile Electric Vehicle | 0.29 | 1.49 | 3.74 | 7.78 | 13.28 | 18.92
Fraction of VMT that are electric
Millions of PEVs
|  |  | Growth Factor | 3 | 6 | 9 | 10 | 10 | 10 | 10 | 10
| High PHEV Values | Only used in Senstivity so not used in MRN
|  |  | 2010 | 2015 | 2020 | 2025 | 2030 | 2035 | 2040 | 2045 | 2050
| New vehicle stock (millions) | Electric and Plug-in Electric Vehicles | 2040: 69.94; 2045: 89.4; 2050: 112.72
Based on 2030-2035 sales growth rate instead of 2030-2035 inventory growth rate
Load Blocks for 1 million vehicles (MW)
|  |  | 2010: Summer (May-Sep) |  | Shoulder (Mar-Apr, Oct-Nov) |  |  |  |  | Winter (Dec-Feb)
Hours |  |  | 10 | 25 | 75 | 100 | 200 | 300 | 400 | 500 | 800 | 1262 | 25 | 200 | 600 | 900 | 1203 | 25 | 100 | 400 | 700 | 935
|  |  | B1 | B2 | B3 | B4 | B5 | B6 | B7 | B8 | B9 | B10 | B11 | B12 | B13 | B14 | B15 | B16 | B17 | B18 | B19 | B20
| Time Zone | Highest in top 10 hours | [20 empty] | GWh
Peaking | Eastern | 1083.875 | 216.73 | 576.32 | 358.92 | 381.36 | 425.18 | 276.48 | 266.86 | 270.82 | 331.22 | 588.01 | 811.13 | 684.2 | 299.96 | 133.89 | 604.21 | 615.15 | 555.92 | 445.74 | 145.48 | 551.88 | 3550
Peaking | Central | 1083.875 | 0 | 350.63 | 256 | 271.43 | 354.35 | 352.97 | 238.98 | 262.67 | 296.65 | 636.66 | 751.58 | 821.24 | 283.97 | 109.46 | 608.27 | 802.95 | 617.77 | 459.17 | 118.48 | 553.88 | 3550
Smart Grid | Eastern
Smart Grid | Central

## F4S2 Table2_Demand
Table 2 - Energy Demand
Energy Demand starts with Low energy demand (F1S4) and then have DG calculation further decrease load growth. Then PHEV growth is added to Demand
NEEM Region | AEO Region for 2020+ Growth Rate | 2011 Energy (GWh) | 2011-2020 Growth Rate before aggressive DG adjustment | 2020-2050 Growth Rate before aggressive DG adjustment | 2011-2020 Growth Rate after aggressive DG adjustment | 2020-2050 Growth Rate after aggressive DG adjustment | 2011-2020 Growth Rate after DG adjustment and added PHEV | 2020-2050 Growth Rate after DG adjustment and added PHEV
AZ_NM_SNV_Coal | AZNM | 124203 | 0.0086 | 0.003 | 0.008 | 0.0029 | 0.0086 | 0.0061
ENT | SRDA | 159507 | 0.0036 | -0.0048 | 0.0024 | -0.0054 | 0.0027 | -0.0031
ERCOT | ERCT | 316195 | 0.0068 | -0.0036 | 0.0065 | -0.0036 | 0.0068 | -0.0012
FRCC | FRCC | 229020 | 0.0072 | 0.0023 | 0.0069 | 0.0022 | 0.0074 | 0.0054
MAPP_US | MROW | 29828 | -0.0014 | -0.0023 | -0.0016 | -0.0024 | -0.0015 | -0.0016
MISO_IN | RFCW | 97101 | 0.0004 | -0.004 | -0.0001 | -0.0044 | 0.0003 | -0.0016
MISO_MI | RFCM | 94678 | -0.0021 | -0.0022 | -0.0023 | -0.0022 | -0.0018 | 0.0015
MISO_MO-IL | SRGW | 96157 | -0.0014 | -0.0019 | -0.0016 | -0.0019 | -0.0012 | 0.0011
MISO_W | MROW | 137739 | -0.0016 | -0.0023 | -0.0021 | -0.0025 | -0.0017 | -0.0002
MISO_WUMS | MROE | 66425 | 0.0009 | -0.0035 | -0.0002 | -0.0082 | 0.0002 | -0.0044
NE | MROW | 29481 | 0.0079 | -0.0023 | 0.0072 | -0.0026 | 0.0075 | -0.0009
NEISO | NEWE | 129768 | -0.0098 | -0.01 | -0.0114 | -0.0106 | -0.0109 | -0.005
NonRTO_Midwest | SRCE | 58092 | 0.0065 | -0.0051 | 0.0063 | -0.0053 | 0.0066 | -0.003
NP15 | CAMX | 110014 | -0.0007 | -0.0001 | -0.0018 | -0.0004 | -0.0009 | 0.0061
NWPP_Coal | NWPP | 246983 | 0.0029 | -0.0007 | 0.0009 | -0.0012 | 0.0012 | 0.001
NYISO_A-F (note A) | NYUP | 63281 | -0.0081 | -0.005 | -0.0091 | -0.0055 | -0.0085 | -0.0006
NYISO_G-I (note A) | NYCW | 19524 | -0.0086 | -0.0016 | -0.0091 | -0.0018 | -0.0085 | 0.0026
NYISO_J-K (note A) | NYLI | 73315 | -0.0062 | -0.0013 | -0.007 | -0.0016 | -0.0065 | 0.0028
PJM_E | RFCE | 135784 | -0.0197 | -0.0034 | -0.0205 | -0.0037 | -0.0201 | -0.0005
PJM_ROM | RFCE | 144050 | -0.0015 | -0.0034 | -0.0024 | -0.0037 | -0.0017 | 0.0017
PJM_ROR | RFCW | 520031 | -0.0061 | -0.004 | -0.0064 | -0.0043 | -0.0061 | -0.0015
RMPA | RMPA | 72067 | 0.002 | 0.0026 | 0.0018 | 0.0025 | 0.0023 | 0.0055
SOCO | SRSE | 249461 | 0.0092 | -0.002 | 0.0088 | -0.0023 | 0.0091 | 0
SP15 | CAMX | 179898 | 0.003 | -0.0001 | 0.0022 | -0.0003 | 0.0027 | 0.0037
SPP_N | SPNO | 75955 | 0.0021 | -0.001 | 0.0019 | -0.001 | 0.0022 | 0.0005
SPP_S | SPSO | 163927 | 0.0014 | -0.0037 | 0 | -0.0043 | 0.0001 | -0.0031
TVA | SRCE | 173627 | -0.0004 | -0.0051 | -0.0006 | -0.0053 | -0.0004 | -0.0037
VACAR | SRVC | 236109 | 0.0061 | -0.0005 | 0.0056 | -0.0006 | 0.006 | 0.0017
ALB | NA | 64239 | 0.0056 | 0.0039 | 0.0056 | 0.0039 | 0.0056 | 0.0039
BC | NA | 63168 | 0.0014 | -0.0005 | 0.0014 | -0.0005 | 0.0014 | -0.0005
IESO | NA | 142313 | -0.0129 | -0.0034 | -0.0129 | -0.0034 | -0.0123 | 0.0011
MAPP_CA | NA | 48058 | 0.0098 | -0.0023 | 0.0098 | -0.0023 | 0.0099 | -0.0015

## F4S2 Table3_Peak
Table 3 - Peak Demand
Energy Demand starts with Low energy demand (F1S4) and then have DG calculation further decrease load growth.
NEEM Region | Reserve Margin Region | AEO Region for 2020+ Growth Rate | 2011 Peak (MW) | 2011-2020 Growth Rate before aggressive DG adjustment | 2020-2050 Growth Rate before aggressive DG adjustment | 2011-2020 Growth Rate after aggressive DG adjustment | 2020-2050 Growth Rate after aggressive DG adjustment | 2011-2020 Growth Rate after DG adjustment and added PHEV | 2020-2050 Growth Rate after DG adjustment and added PHEV
AZ_NM_SNV_Coal | AZ_NM_SNV | AZNM | 26896.9338 | 0.8939% | 0.2971% | 0.0086 | 0.0029 | 0.0094 | 0.0073
ENT | ENT | SRDA | 29326.4928 | 0.2676% | -0.4753% | 0.0015 | -0.0054 | 0.002 | -0.0016
ERCOT | ERCOT | ERCT | 64314.36 | 0.6769% | -0.3563% | 0.0066 | -0.0036 | 0.0071 | -0.0001
FRCC | FRCC | FRCC | 46114.1307 | 0.6291% | 0.2276% | 0.006 | 0.0022 | 0.0068 | 0.0069
MAPP_US | MAPP_US | MROW | 5456.9216 | -0.1203% | -0.2278% | -0.0016 | -0.0025 | -0.0014 | -0.0011
MISO_IN | MISO | RFCW | 17614.0147 | 0.09565% | -0.3961% | 0.0007 | -0.0042 | 0.0013 | 0.0002
MISO_MI | MISO | RFCM | 19730.7 | -0.2179% | -0.2179% | -0.0024 | -0.0022 | -0.0016 | 0.003
MISO_MO-IL | MISO | SRGW | 18525.8809 | -0.08475% | -0.1882% | -0.0011 | -0.0019 | -0.0004 | 0.0027
MISO_W | MISO | MROW | 25669.908 | -0.08268% | -0.2278% | -0.0012 | -0.0025 | -0.0006 | 0.0012
MISO_WUMS | MISO | MROE | 12662.1 | 0.089% | -0.3466% | 0.0001 | -0.0066 | 0.0008 | -0.0011
NE | SPP | MROW | 5524.0238 | 0.5085% | -0.2278% | 0.0047 | -0.0025 | 0.0052 | 0.0004
NEISO | NEISO | NEWE | 26893.35 | -0.5117% | -0.8854% | -0.0062 | -0.0093 | -0.0056 | -0.0021
NonRTO_Midwest | NonRTO_Midwest | SRCE | 10749.3111 | 0.5396% | -0.5149% | 0.0053 | -0.0053 | 0.0058 | -0.0016
NP15 | CA | CAMX | 24005.8764 | 0.2272% | -0.0101% | 0.0017 | -0.0003 | 0.003 | 0.0081
NWPP_Coal | NWPP | NWPP | 41342.5683 | -0.001845% | -0.07007% | -0.001 | -0.001 | -0.0005 | 0.0029
NYISO_A-F (Note A) | NYISO | NYUP | 11156.6347 | -0.9035% | -0.4951% | -0.0099 | -0.0054 | -0.0089 | 0.0026
NYISO_G-I (Note A) | NYISO | NYCW | 4237.2119 | -1.086% | -0.1585% | -0.0116 | -0.0019 | -0.0108 | 0.0043
NYISO_J-K (Note A) | NYISO | NYLI | 16455.7523 | -0.8969% | -0.1288% | -0.0095 | -0.0015 | -0.0087 | 0.0043
PJM_E | PJM | RFCE | 30878.0831 | -1.914% | -0.3367% | -0.0197 | -0.0036 | -0.0192 | 0.0005
PJM_ROM | PJM | RFCE | 25538.7503 | -0.2948% | -0.3367% | -0.0036 | -0.0036 | -0.0024 | 0.0051
PJM_ROR | PJM | RFCW | 94196.8067 | -0.5801% | -0.3961% | -0.0061 | -0.0042 | -0.0055 | 0.0002
RMPA | RMPA | RMPA | 12430.143 | 0.3217% | 0.2552% | 0.0029 | 0.0025 | 0.0038 | 0.0075
SOCO | SOCO | SRSE | 47623.3263 | 1.161% | -0.1981% | 0.0114 | -0.0022 | 0.0118 | 0.0012
SP15 | CA | CAMX | 34697.9061 | 0.3% | -0.0101% | 0.0024 | -0.0003 | 0.0033 | 0.0057
SPP_N | SPP | SPNO | 15374.205 | 1.008% | -0.0991% | 0.0099 | -0.001 | 0.0103 | 0.001
SPP_S | SPP | SPSO | 32424.3216 | 0.04566% | -0.3664% | -0.0002 | -0.004 | 0 | -0.0021
TVA | TVA | SRCE | 32742.1215 | 0.6001% | -0.5149% | 0.0059 | -0.0053 | 0.0062 | -0.0029
VACAR | VACAR | SRVC | 46072.8378 | 0.5126% | -0.0496% | 0.0049 | -0.0006 | 0.0054 | 0.003
ALB | ALB | NA | 9084.24 | 0.6103% | 0.3927% | 0.0061 | 0.0039 | 0.0061 | 0.0039
BC | BC | NA | 11326.59 | 0.1461% | -0.04845% | 0.0015 | -0.0005 | 0.0015 | -0.0005
IESO | IESO | NA | 23388.75 | -1.283% | -0.3268% | -0.0128 | -0.0033 | -0.0118 | 0.0046
MAPP_CA | MAPP_CA | NA | 7926.93 | 0.6735% | -0.2278% | 0.0067 | -0.0023 | 0.007 | -0.0008

## F4S3-EEDR+1%
| Title | Short Description
Future | F4:EE/DR/DG | Future 4: Aggressive EE/DR/DG/Smart Grid
Sensitivity | F4S4:EE/DR+1% | Additional 1% mandated energy consumption reductions & comparable increase in DR
Worksheets Affected | Table 2 | BELOW
| Table 3 | BELOW
| Exhibit 20 | BELOW
Table 2 - Energy Demand | [5 empty] | Table 3 - Peak Demand
Includes Impact of same DG addition as F4Base
NEEM Region | AEO Region for 2020+ Growth Rate | 2011 Energy (GWh) | 2011-2020 Growth Rate | 2020-2050 Growth Rate |  | NEEM Region | Reserve Margin Region | AEO Region for 2020+ Growth Rate | 2011 Peak (MW) | 2011-2020 Growth Rate | 2020-2050 Growth Rate
AZ_NM_SNV_Coal | AZNM | 124203 | -0.22% | -0.74% |  | AZ_NM_SNV_Coal | AZ_NM_SNV | AZNM | 27169 | -0.16% | -0.73%
ENT | SRDA | 159507 | -0.79% | -1.61% |  | ENT | ENT | SRDA | 29623 | -0.88% | -1.6%
ERCOT | ERCT | 316195 | -0.37% | -1.37% |  | ERCOT | ERCOT | ERCT | 64964 | -0.36% | -1.37%
FRCC | FRCC | 229020 | -0.33% | -0.8% |  | FRCC | FRCC | FRCC | 46580 | -0.42% | -0.8%
MAPP_US | MROW | 29828 | -1.17% | -1.26% |  | MAPP_US | MAPP_US | MROW | 5512 | -1.17% | -1.27%
MISO_IN | RFCW | 97101 | -1.03% | -1.48% |  | MISO_IN | MISO | RFCW | 17792 | -0.94% | -1.44%
MISO_MI | RFCM | 94678 | -1.24% | -1.24% |  | MISO_MI | MISO | RFCM | 19930 | -1.25% | -1.24%
MISO_MO-IL | SRGW | 96157 | -1.18% | -1.2% |  | MISO_MO-IL | MISO | SRGW | 18713 | -1.12% | -1.2%
MISO_W | MROW | 137739 | -1.22% | -1.28% |  | MISO_W | MISO | MROW | 25929 | -1.14% | -1.27%
MISO_WUMS | MROE | 66425 | -1.05% | -2.11% |  | MISO_WUMS | MISO | MROE | 12790 | -1.01% | -1.85%
NE | MROW | 29481 | -0.31% | -1.31% |  | NE | SPP | MROW | 5580 | -0.55% | -1.27%
NEISO | NEWE | 129768 | -2.17% | -2.13% |  | NEISO | NEISO | NEWE | 27165 | -1.65% | -1.98%
NonRTO_Midwest | SRCE | 58092 | -0.39% | -1.55% |  | NonRTO_Midwest | NonRTO_Midwest | SRCE | 10858 | -0.49% | -1.54%
NP15 | CAMX | 110014 | -1.22% | -1.1% |  | NP15 | CA | CAMX | 24248 | -0.85% | -1.06%
NWPP_Coal | NWPP | 246983 | -0.96% | -1.2% |  | NWPP_Coal | NWPP | NWPP | 41760 | -1.13% | -1.14%
NYISO_A-F | NYUP | 63281 | -1.92% | -1.6% |  | NYISO_A-F | NYISO | NYUP | 11269 | -2% | -1.58%
NYISO_G-I | NYCW | 19524 | -1.91% | -1.21% |  | NYISO_G-I | NYISO | NYCW | 4280 | -2.17% | -1.23%
NYISO_J-K | NYLI | 73315 | -1.72% | -1.19% |  | NYISO_J-K | NYISO | NYLI | 16622 | -1.96% | -1.17%
PJM_E | RFCE | 135784 | -3.05% | -1.41% |  | PJM_E | PJM | RFCE | 31190 | -2.97% | -1.39%
PJM_ROM | RFCE | 144050 | -1.26% | -1.42% |  | PJM_ROM | PJM | RFCE | 25797 | -1.37% | -1.39%
PJM_ROR | RFCW | 520031 | -1.66% | -1.45% |  | PJM_ROR | PJM | RFCW | 95148 | -1.62% | -1.44%
RMPA | RMPA | 72067 | -0.84% | -0.76% |  | RMPA | RMPA | RMPA | 12556 | -0.73% | -0.77%
SOCO | SRSE | 249461 | -0.15% | -1.27% |  | SOCO | SOCO | SRSE | 48104 | 0.1% | -1.25%
SP15 | CAMX | 179898 | -0.81% | -1.07% |  | SP15 | CA | CAMX | 35048 | -0.78% | -1.06%
SPP_N | SPNO | 75955 | -0.82% | -1.11% |  | SPP_N | SPP | SPNO | 15530 | -0.03% | -1.11%
SPP_S | SPSO | 163927 | -1.03% | -1.5% |  | SPP_S | SPP | SPSO | 32752 | -1.04% | -1.43%
TVA | SRCE | 173627 | -1.08% | -1.55% |  | TVA | TVA | SRCE | 33073 | -0.43% | -1.54%
VACAR | SRVC | 236109 | -0.46% | -1.1% |  | VACAR | VACAR | SRVC | 46538 | -0.54% | -1.08%
ALB | NA | 64239 | -0.46% | -0.62% |  | ALB | ALB | NA | 9176 | -0.41% | -0.62%
BC | NA | 63168 | -0.87% | -1.06% |  | BC | BC | NA | 11441 | -0.87% | -1.06%
IESO | NA | 142313 | -2.28% | -1.34% |  | IESO | IESO | NA | 23625 | -2.28% | -1.33%
MAPP_CA | NA | 48058 | -0.04% | -1.24% |  | MAPP_CA | MAPP_CA | NA | 8007 | -0.34% | -1.24%
Exhibit 20
| Slide title | Aggressive DR Supply + 1% Growth
NEEM Region | State to use | 2010 | 2011 | 2012 | 2013 | 2014 | 2015 | 2016 | 2017 | 2018 | 2019 | 2020 | 2021 | 2022 | 2023 | 2024 | 2025 | 2026 | 2027 | 2028 | 2029 | 2030 | 2031 | 2032 | 2033 | 2034 | 2035 | 2036 | 2037 | 2038 | 2039 | 2040 | 2041 | 2042 | 2043 | 2044 | 2045 | 2046 | 2047 | 2048 | 2049 | 2050 | 2051 | 2052 | 2053 | 2054 | 2055 | 2056 | 2057 | 2058 | 2059 | 2060 | 2061 | 2062 | 2063 | 2064 | 2065 | 2066 | 2067 | 2068 | 2069 | 2070 | 2071 | 2072 | 2073 | 2074 | 2075 | 2076 | 2077 | 2078 | 2079 | 2080 | 2081 | 2082 | 2083 | 2084 | 2085 | 2086 | 2087 | 2088 | 2089 | 2090 | 2091 | 2092 | 2093 | 2094 | 2095 | 2096 | 2097 | 2098 | 2099 | 2100
ENT | ENT | 0.9832% | 0.9752% | 0.9686% | 0.9611% | 0.9523% | 0.9444% | 2.193% | 3.912% | 6.121% | 8.833% | 10.92% | 13.05% | 15.22% | 17.43% | 19.68% | 21.98% | 22.2% | 22.42% | 22.65% | 22.87% | 23.1% | 23.1% | 23.1% | 23.1% | 23.1% | 23.1% | 23.1% | 23.1% | 23.1% | 23.1% | 23.1% | 23.1% | 23.1% | 23.1% | 23.1% | 23.1% | 23.1% | 23.1% | 23.1% | 23.1% | 23.1% | 23.1% | 23.1% | 23.1% | 23.1% | 23.1% | 23.1% | 23.1% | 23.1% | 23.1% | 23.1% | 23.1% | 23.1% | 23.1% | 23.1% | 23.1% | 23.1% | 23.1% | 23.1% | 23.1% | 23.1% | 23.1% | 23.1% | 23.1% | 23.1% | 23.1% | 23.1% | 23.1% | 23.1% | 23.1% | 23.1% | 23.1% | 23.1% | 23.1% | 23.1% | 23.1% | 23.1% | 23.1% | 23.1% | 23.1% | 23.1% | 23.1% | 23.1% | 23.1% | 23.1% | 23.1% | 23.1% | 23.1% | 23.1% | 23.1% | 23.1%
FRCC | FL | 5.707% | 5.629% | 5.553% | 5.487% | 5.439% | 5.372% | 6.795% | 8.745% | 11.23% | 14.17% | 16.6% | 19.07% | 21.59% | 24.16% | 26.78% | 29.45% | 29.74% | 30.04% | 30.34% | 30.64% | 30.95% | 30.95% | 30.95% | 30.95% | 30.95% | 30.95% | 30.95% | 30.95% | 30.95% | 30.95% | 30.95% | 30.95% | 30.95% | 30.95% | 30.95% | 30.95% | 30.95% | 30.95% | 30.95% | 30.95% | 30.95% | 30.95% | 30.95% | 30.95% | 30.95% | 30.95% | 30.95% | 30.95% | 30.95% | 30.95% | 30.95% | 30.95% | 30.95% | 30.95% | 30.95% | 30.95% | 30.95% | 30.95% | 30.95% | 30.95% | 30.95% | 30.95% | 30.95% | 30.95% | 30.95% | 30.95% | 30.95% | 30.95% | 30.95% | 30.95% | 30.95% | 30.95% | 30.95% | 30.95% | 30.95% | 30.95% | 30.95% | 30.95% | 30.95% | 30.95% | 30.95% | 30.95% | 30.95% | 30.95% | 30.95% | 30.95% | 30.95% | 30.95% | 30.95% | 30.95% | 30.95%
MAPP_US | ND | 1.066% | 1.053% | 1.045% | 1.038% | 1.031% | 1.025% | 1.74% | 2.891% | 4.514% | 6.7% | 8.206% | 9.742% | 11.31% | 12.9% | 14.53% | 16.19% | 16.35% | 16.51% | 16.68% | 16.84% | 17.01% | 17.01% | 17.01% | 17.01% | 17.01% | 17.01% | 17.01% | 17.01% | 17.01% | 17.01% | 17.01% | 17.01% | 17.01% | 17.01% | 17.01% | 17.01% | 17.01% | 17.01% | 17.01% | 17.01% | 17.01% | 17.01% | 17.01% | 17.01% | 17.01% | 17.01% | 17.01% | 17.01% | 17.01% | 17.01% | 17.01% | 17.01% | 17.01% | 17.01% | 17.01% | 17.01% | 17.01% | 17.01% | 17.01% | 17.01% | 17.01% | 17.01% | 17.01% | 17.01% | 17.01% | 17.01% | 17.01% | 17.01% | 17.01% | 17.01% | 17.01% | 17.01% | 17.01% | 17.01% | 17.01% | 17.01% | 17.01% | 17.01% | 17.01% | 17.01% | 17.01% | 17.01% | 17.01% | 17.01% | 17.01% | 17.01% | 17.01% | 17.01% | 17.01% | 17.01% | 17.01%
MISO_IN | IN | 5.745% | 5.689% | 5.645% | 5.59% | 5.57% | 5.557% | 6.319% | 7.499% | 9.133% | 11.31% | 12.89% | 14.49% | 16.13% | 17.8% | 19.5% | 21.24% | 21.45% | 21.66% | 21.88% | 22.1% | 22.32% | 22.32% | 22.32% | 22.32% | 22.32% | 22.32% | 22.32% | 22.32% | 22.32% | 22.32% | 22.32% | 22.32% | 22.32% | 22.32% | 22.32% | 22.32% | 22.32% | 22.32% | 22.32% | 22.32% | 22.32% | 22.32% | 22.32% | 22.32% | 22.32% | 22.32% | 22.32% | 22.32% | 22.32% | 22.32% | 22.32% | 22.32% | 22.32% | 22.32% | 22.32% | 22.32% | 22.32% | 22.32% | 22.32% | 22.32% | 22.32% | 22.32% | 22.32% | 22.32% | 22.32% | 22.32% | 22.32% | 22.32% | 22.32% | 22.32% | 22.32% | 22.32% | 22.32% | 22.32% | 22.32% | 22.32% | 22.32% | 22.32% | 22.32% | 22.32% | 22.32% | 22.32% | 22.32% | 22.32% | 22.32% | 22.32% | 22.32% | 22.32% | 22.32% | 22.32% | 22.32%
MISO_MI | MI | 8.839% | 8.782% | 8.751% | 8.709% | 8.672% | 8.645% | 9.347% | 10.15% | 11.03% | 12.15% | 13.18% | 14.23% | 15.3% | 16.39% | 17.49% | 18.62% | 18.81% | 19% | 19.19% | 19.38% | 19.57% | 19.57% | 19.57% | 19.57% | 19.57% | 19.57% | 19.57% | 19.57% | 19.57% | 19.57% | 19.57% | 19.57% | 19.57% | 19.57% | 19.57% | 19.57% | 19.57% | 19.57% | 19.57% | 19.57% | 19.57% | 19.57% | 19.57% | 19.57% | 19.57% | 19.57% | 19.57% | 19.57% | 19.57% | 19.57% | 19.57% | 19.57% | 19.57% | 19.57% | 19.57% | 19.57% | 19.57% | 19.57% | 19.57% | 19.57% | 19.57% | 19.57% | 19.57% | 19.57% | 19.57% | 19.57% | 19.57% | 19.57% | 19.57% | 19.57% | 19.57% | 19.57% | 19.57% | 19.57% | 19.57% | 19.57% | 19.57% | 19.57% | 19.57% | 19.57% | 19.57% | 19.57% | 19.57% | 19.57% | 19.57% | 19.57% | 19.57% | 19.57% | 19.57% | 19.57% | 19.57%
MISO_MO-IL | MO | 1.557% | 1.545% | 1.535% | 1.524% | 1.511% | 1.5% | 3.016% | 4.827% | 6.884% | 9.261% | 11.32% | 13.43% | 15.57% | 17.76% | 19.98% | 22.26% | 22.48% | 22.7% | 22.93% | 23.16% | 23.39% | 23.39% | 23.39% | 23.39% | 23.39% | 23.39% | 23.39% | 23.39% | 23.39% | 23.39% | 23.39% | 23.39% | 23.39% | 23.39% | 23.39% | 23.39% | 23.39% | 23.39% | 23.39% | 23.39% | 23.39% | 23.39% | 23.39% | 23.39% | 23.39% | 23.39% | 23.39% | 23.39% | 23.39% | 23.39% | 23.39% | 23.39% | 23.39% | 23.39% | 23.39% | 23.39% | 23.39% | 23.39% | 23.39% | 23.39% | 23.39% | 23.39% | 23.39% | 23.39% | 23.39% | 23.39% | 23.39% | 23.39% | 23.39% | 23.39% | 23.39% | 23.39% | 23.39% | 23.39% | 23.39% | 23.39% | 23.39% | 23.39% | 23.39% | 23.39% | 23.39% | 23.39% | 23.39% | 23.39% | 23.39% | 23.39% | 23.39% | 23.39% | 23.39% | 23.39% | 23.39%
MISO_W | NW | 9.809% | 9.682% | 9.609% | 9.548% | 9.483% | 9.426% | 10.01% | 10.87% | 12.02% | 13.47% | 14.68% | 15.92% | 17.17% | 18.45% | 19.76% | 21.09% | 21.3% | 21.51% | 21.73% | 21.94% | 22.16% | 22.16% | 22.16% | 22.16% | 22.16% | 22.16% | 22.16% | 22.16% | 22.16% | 22.16% | 22.16% | 22.16% | 22.16% | 22.16% | 22.16% | 22.16% | 22.16% | 22.16% | 22.16% | 22.16% | 22.16% | 22.16% | 22.16% | 22.16% | 22.16% | 22.16% | 22.16% | 22.16% | 22.16% | 22.16% | 22.16% | 22.16% | 22.16% | 22.16% | 22.16% | 22.16% | 22.16% | 22.16% | 22.16% | 22.16% | 22.16% | 22.16% | 22.16% | 22.16% | 22.16% | 22.16% | 22.16% | 22.16% | 22.16% | 22.16% | 22.16% | 22.16% | 22.16% | 22.16% | 22.16% | 22.16% | 22.16% | 22.16% | 22.16% | 22.16% | 22.16% | 22.16% | 22.16% | 22.16% | 22.16% | 22.16% | 22.16% | 22.16% | 22.16% | 22.16% | 22.16%
MISO_WUMS | WI | 1.449% | 1.433% | 1.423% | 1.415% | 1.406% | 1.399% | 2.161% | 3.133% | 4.287% | 5.634% | 6.767% | 7.921% | 9.098% | 10.3% | 11.52% | 12.77% | 12.9% | 13.02% | 13.15% | 13.29% | 13.42% | 13.42% | 13.42% | 13.42% | 13.42% | 13.42% | 13.42% | 13.42% | 13.42% | 13.42% | 13.42% | 13.42% | 13.42% | 13.42% | 13.42% | 13.42% | 13.42% | 13.42% | 13.42% | 13.42% | 13.42% | 13.42% | 13.42% | 13.42% | 13.42% | 13.42% | 13.42% | 13.42% | 13.42% | 13.42% | 13.42% | 13.42% | 13.42% | 13.42% | 13.42% | 13.42% | 13.42% | 13.42% | 13.42% | 13.42% | 13.42% | 13.42% | 13.42% | 13.42% | 13.42% | 13.42% | 13.42% | 13.42% | 13.42% | 13.42% | 13.42% | 13.42% | 13.42% | 13.42% | 13.42% | 13.42% | 13.42% | 13.42% | 13.42% | 13.42% | 13.42% | 13.42% | 13.42% | 13.42% | 13.42% | 13.42% | 13.42% | 13.42% | 13.42% | 13.42% | 13.42%
NE | NE | 10.72% | 10.59% | 10.51% | 10.44% | 10.37% | 10.31% | 11% | 12.25% | 14.06% | 16.44% | 18.21% | 20.02% | 21.86% | 23.74% | 25.65% | 27.59% | 27.87% | 28.15% | 28.43% | 28.71% | 29% | 29% | 29% | 29% | 29% | 29% | 29% | 29% | 29% | 29% | 29% | 29% | 29% | 29% | 29% | 29% | 29% | 29% | 29% | 29% | 29% | 29% | 29% | 29% | 29% | 29% | 29% | 29% | 29% | 29% | 29% | 29% | 29% | 29% | 29% | 29% | 29% | 29% | 29% | 29% | 29% | 29% | 29% | 29% | 29% | 29% | 29% | 29% | 29% | 29% | 29% | 29% | 29% | 29% | 29% | 29% | 29% | 29% | 29% | 29% | 29% | 29% | 29% | 29% | 29% | 29% | 29% | 29% | 29% | 29% | 29%
NEISO | NEWE | 7.527% | 10.78% | 10.76% | 10.73% | 10.73% | 10.74% | 11.51% | 12.54% | 13.82% | 15.38% | 16.68% | 17.99% | 19.34% | 20.71% | 22.1% | 23.52% | 23.75% | 23.99% | 24.23% | 24.47% | 24.72% | 24.72% | 24.72% | 24.72% | 24.72% | 24.72% | 24.72% | 24.72% | 24.72% | 24.72% | 24.72% | 24.72% | 24.72% | 24.72% | 24.72% | 24.72% | 24.72% | 24.72% | 24.72% | 24.72% | 24.72% | 24.72% | 24.72% | 24.72% | 24.72% | 24.72% | 24.72% | 24.72% | 24.72% | 24.72% | 24.72% | 24.72% | 24.72% | 24.72% | 24.72% | 24.72% | 24.72% | 24.72% | 24.72% | 24.72% | 24.72% | 24.72% | 24.72% | 24.72% | 24.72% | 24.72% | 24.72% | 24.72% | 24.72% | 24.72% | 24.72% | 24.72% | 24.72% | 24.72% | 24.72% | 24.72% | 24.72% | 24.72% | 24.72% | 24.72% | 24.72% | 24.72% | 24.72% | 24.72% | 24.72% | 24.72% | 24.72% | 24.72% | 24.72% | 24.72% | 24.72%
NYISO_A-F | NY | 8.138% | 8.142% | 8.143% | 8.141% | 8.146% | 8.153% | 8.718% | 9.559% | 10.69% | 12.14% | 13.26% | 14.39% | 15.56% | 16.74% | 17.94% | 19.17% | 19.36% | 19.55% | 19.75% | 19.95% | 20.15% | 20.15% | 20.15% | 20.15% | 20.15% | 20.15% | 20.15% | 20.15% | 20.15% | 20.15% | 20.15% | 20.15% | 20.15% | 20.15% | 20.15% | 20.15% | 20.15% | 20.15% | 20.15% | 20.15% | 20.15% | 20.15% | 20.15% | 20.15% | 20.15% | 20.15% | 20.15% | 20.15% | 20.15% | 20.15% | 20.15% | 20.15% | 20.15% | 20.15% | 20.15% | 20.15% | 20.15% | 20.15% | 20.15% | 20.15% | 20.15% | 20.15% | 20.15% | 20.15% | 20.15% | 20.15% | 20.15% | 20.15% | 20.15% | 20.15% | 20.15% | 20.15% | 20.15% | 20.15% | 20.15% | 20.15% | 20.15% | 20.15% | 20.15% | 20.15% | 20.15% | 20.15% | 20.15% | 20.15% | 20.15% | 20.15% | 20.15% | 20.15% | 20.15% | 20.15% | 20.15%
NYISO_G-I | NY | 8.138% | 8.142% | 8.143% | 8.141% | 8.146% | 8.153% | 8.718% | 9.559% | 10.69% | 12.14% | 13.26% | 14.39% | 15.56% | 16.74% | 17.94% | 19.17% | 19.36% | 19.55% | 19.75% | 19.95% | 20.15% | 20.15% | 20.15% | 20.15% | 20.15% | 20.15% | 20.15% | 20.15% | 20.15% | 20.15% | 20.15% | 20.15% | 20.15% | 20.15% | 20.15% | 20.15% | 20.15% | 20.15% | 20.15% | 20.15% | 20.15% | 20.15% | 20.15% | 20.15% | 20.15% | 20.15% | 20.15% | 20.15% | 20.15% | 20.15% | 20.15% | 20.15% | 20.15% | 20.15% | 20.15% | 20.15% | 20.15% | 20.15% | 20.15% | 20.15% | 20.15% | 20.15% | 20.15% | 20.15% | 20.15% | 20.15% | 20.15% | 20.15% | 20.15% | 20.15% | 20.15% | 20.15% | 20.15% | 20.15% | 20.15% | 20.15% | 20.15% | 20.15% | 20.15% | 20.15% | 20.15% | 20.15% | 20.15% | 20.15% | 20.15% | 20.15% | 20.15% | 20.15% | 20.15% | 20.15% | 20.15%
NYISO_J-K | NY | 8.138% | 8.142% | 8.143% | 8.141% | 8.146% | 8.153% | 8.718% | 9.559% | 10.69% | 12.14% | 13.26% | 14.39% | 15.56% | 16.74% | 17.94% | 19.17% | 19.36% | 19.55% | 19.75% | 19.95% | 20.15% | 20.15% | 20.15% | 20.15% | 20.15% | 20.15% | 20.15% | 20.15% | 20.15% | 20.15% | 20.15% | 20.15% | 20.15% | 20.15% | 20.15% | 20.15% | 20.15% | 20.15% | 20.15% | 20.15% | 20.15% | 20.15% | 20.15% | 20.15% | 20.15% | 20.15% | 20.15% | 20.15% | 20.15% | 20.15% | 20.15% | 20.15% | 20.15% | 20.15% | 20.15% | 20.15% | 20.15% | 20.15% | 20.15% | 20.15% | 20.15% | 20.15% | 20.15% | 20.15% | 20.15% | 20.15% | 20.15% | 20.15% | 20.15% | 20.15% | 20.15% | 20.15% | 20.15% | 20.15% | 20.15% | 20.15% | 20.15% | 20.15% | 20.15% | 20.15% | 20.15% | 20.15% | 20.15% | 20.15% | 20.15% | 20.15% | 20.15% | 20.15% | 20.15% | 20.15% | 20.15%
NonRTO_Midwest | KY | 1.704% | 1.689% | 1.678% | 1.664% | 1.652% | 1.642% | 2.52% | 3.921% | 5.904% | 8.639% | 10.5% | 12.4% | 14.33% | 16.31% | 18.32% | 20.36% | 20.57% | 20.77% | 20.98% | 21.19% | 21.4% | 21.4% | 21.4% | 21.4% | 21.4% | 21.4% | 21.4% | 21.4% | 21.4% | 21.4% | 21.4% | 21.4% | 21.4% | 21.4% | 21.4% | 21.4% | 21.4% | 21.4% | 21.4% | 21.4% | 21.4% | 21.4% | 21.4% | 21.4% | 21.4% | 21.4% | 21.4% | 21.4% | 21.4% | 21.4% | 21.4% | 21.4% | 21.4% | 21.4% | 21.4% | 21.4% | 21.4% | 21.4% | 21.4% | 21.4% | 21.4% | 21.4% | 21.4% | 21.4% | 21.4% | 21.4% | 21.4% | 21.4% | 21.4% | 21.4% | 21.4% | 21.4% | 21.4% | 21.4% | 21.4% | 21.4% | 21.4% | 21.4% | 21.4% | 21.4% | 21.4% | 21.4% | 21.4% | 21.4% | 21.4% | 21.4% | 21.4% | 21.4% | 21.4% | 21.4% | 21.4%
PJM_E | PJME | 4.244% | 4.183% | 4.131% | 4.073% | 4.022% | 4.013% | 4.962% | 6.266% | 7.992% | 10.15% | 11.8% | 13.49% | 15.21% | 16.97% | 18.76% | 20.58% | 20.79% | 20.99% | 21.2% | 21.42% | 21.63% | 21.63% | 21.63% | 21.63% | 21.63% | 21.63% | 21.63% | 21.63% | 21.63% | 21.63% | 21.63% | 21.63% | 21.63% | 21.63% | 21.63% | 21.63% | 21.63% | 21.63% | 21.63% | 21.63% | 21.63% | 21.63% | 21.63% | 21.63% | 21.63% | 21.63% | 21.63% | 21.63% | 21.63% | 21.63% | 21.63% | 21.63% | 21.63% | 21.63% | 21.63% | 21.63% | 21.63% | 21.63% | 21.63% | 21.63% | 21.63% | 21.63% | 21.63% | 21.63% | 21.63% | 21.63% | 21.63% | 21.63% | 21.63% | 21.63% | 21.63% | 21.63% | 21.63% | 21.63% | 21.63% | 21.63% | 21.63% | 21.63% | 21.63% | 21.63% | 21.63% | 21.63% | 21.63% | 21.63% | 21.63% | 21.63% | 21.63% | 21.63% | 21.63% | 21.63% | 21.63%
PJM_ROM | ROM | 9.001% | 8.879% | 8.778% | 8.661% | 8.63% | 8.609% | 9.966% | 11.52% | 13.28% | 15.25% | 17.1% | 18.98% | 20.9% | 22.85% | 24.84% | 26.87% | 27.14% | 27.41% | 27.68% | 27.96% | 28.24% | 28.24% | 28.24% | 28.24% | 28.24% | 28.24% | 28.24% | 28.24% | 28.24% | 28.24% | 28.24% | 28.24% | 28.24% | 28.24% | 28.24% | 28.24% | 28.24% | 28.24% | 28.24% | 28.24% | 28.24% | 28.24% | 28.24% | 28.24% | 28.24% | 28.24% | 28.24% | 28.24% | 28.24% | 28.24% | 28.24% | 28.24% | 28.24% | 28.24% | 28.24% | 28.24% | 28.24% | 28.24% | 28.24% | 28.24% | 28.24% | 28.24% | 28.24% | 28.24% | 28.24% | 28.24% | 28.24% | 28.24% | 28.24% | 28.24% | 28.24% | 28.24% | 28.24% | 28.24% | 28.24% | 28.24% | 28.24% | 28.24% | 28.24% | 28.24% | 28.24% | 28.24% | 28.24% | 28.24% | 28.24% | 28.24% | 28.24% | 28.24% | 28.24% | 28.24% | 28.24%
PJM_ROR | ROR | 3.421% | 3.365% | 3.316% | 3.263% | 3.244% | 3.229% | 4.179% | 5.428% | 7.029% | 9.092% | 10.68% | 12.29% | 13.94% | 15.62% | 17.33% | 19.07% | 19.26% | 19.45% | 19.65% | 19.84% | 20.04% | 20.04% | 20.04% | 20.04% | 20.04% | 20.04% | 20.04% | 20.04% | 20.04% | 20.04% | 20.04% | 20.04% | 20.04% | 20.04% | 20.04% | 20.04% | 20.04% | 20.04% | 20.04% | 20.04% | 20.04% | 20.04% | 20.04% | 20.04% | 20.04% | 20.04% | 20.04% | 20.04% | 20.04% | 20.04% | 20.04% | 20.04% | 20.04% | 20.04% | 20.04% | 20.04% | 20.04% | 20.04% | 20.04% | 20.04% | 20.04% | 20.04% | 20.04% | 20.04% | 20.04% | 20.04% | 20.04% | 20.04% | 20.04% | 20.04% | 20.04% | 20.04% | 20.04% | 20.04% | 20.04% | 20.04% | 20.04% | 20.04% | 20.04% | 20.04% | 20.04% | 20.04% | 20.04% | 20.04% | 20.04% | 20.04% | 20.04% | 20.04% | 20.04% | 20.04% | 20.04%
SOCO | SOCO | 4.934% | 4.891% | 4.855% | 4.815% | 4.767% | 4.724% | 6.292% | 8.141% | 10.28% | 12.82% | 15.03% | 17.28% | 19.57% | 21.91% | 24.29% | 26.72% | 26.99% | 27.26% | 27.53% | 27.81% | 28.09% | 28.09% | 28.09% | 28.09% | 28.09% | 28.09% | 28.09% | 28.09% | 28.09% | 28.09% | 28.09% | 28.09% | 28.09% | 28.09% | 28.09% | 28.09% | 28.09% | 28.09% | 28.09% | 28.09% | 28.09% | 28.09% | 28.09% | 28.09% | 28.09% | 28.09% | 28.09% | 28.09% | 28.09% | 28.09% | 28.09% | 28.09% | 28.09% | 28.09% | 28.09% | 28.09% | 28.09% | 28.09% | 28.09% | 28.09% | 28.09% | 28.09% | 28.09% | 28.09% | 28.09% | 28.09% | 28.09% | 28.09% | 28.09% | 28.09% | 28.09% | 28.09% | 28.09% | 28.09% | 28.09% | 28.09% | 28.09% | 28.09% | 28.09% | 28.09% | 28.09% | 28.09% | 28.09% | 28.09% | 28.09% | 28.09% | 28.09% | 28.09% | 28.09% | 28.09% | 28.09%
SPP_N | KS | 2.715% | 2.701% | 2.69% | 2.677% | 2.664% | 2.651% | 3.63% | 5.081% | 6.91% | 9.212% | 10.97% | 12.77% | 14.6% | 16.47% | 18.37% | 20.31% | 20.52% | 20.72% | 20.93% | 21.14% | 21.35% | 21.35% | 21.35% | 21.35% | 21.35% | 21.35% | 21.35% | 21.35% | 21.35% | 21.35% | 21.35% | 21.35% | 21.35% | 21.35% | 21.35% | 21.35% | 21.35% | 21.35% | 21.35% | 21.35% | 21.35% | 21.35% | 21.35% | 21.35% | 21.35% | 21.35% | 21.35% | 21.35% | 21.35% | 21.35% | 21.35% | 21.35% | 21.35% | 21.35% | 21.35% | 21.35% | 21.35% | 21.35% | 21.35% | 21.35% | 21.35% | 21.35% | 21.35% | 21.35% | 21.35% | 21.35% | 21.35% | 21.35% | 21.35% | 21.35% | 21.35% | 21.35% | 21.35% | 21.35% | 21.35% | 21.35% | 21.35% | 21.35% | 21.35% | 21.35% | 21.35% | 21.35% | 21.35% | 21.35% | 21.35% | 21.35% | 21.35% | 21.35% | 21.35% | 21.35% | 21.35%
SPP_S | OK | 0.1788% | 0.1779% | 0.1771% | 0.1763% | 0.1754% | 0.1746% | 1.547% | 3.355% | 5.597% | 8.304% | 10.44% | 12.62% | 14.84% | 17.11% | 19.41% | 21.77% | 21.98% | 22.2% | 22.43% | 22.65% | 22.88% | 22.88% | 22.88% | 22.88% | 22.88% | 22.88% | 22.88% | 22.88% | 22.88% | 22.88% | 22.88% | 22.88% | 22.88% | 22.88% | 22.88% | 22.88% | 22.88% | 22.88% | 22.88% | 22.88% | 22.88% | 22.88% | 22.88% | 22.88% | 22.88% | 22.88% | 22.88% | 22.88% | 22.88% | 22.88% | 22.88% | 22.88% | 22.88% | 22.88% | 22.88% | 22.88% | 22.88% | 22.88% | 22.88% | 22.88% | 22.88% | 22.88% | 22.88% | 22.88% | 22.88% | 22.88% | 22.88% | 22.88% | 22.88% | 22.88% | 22.88% | 22.88% | 22.88% | 22.88% | 22.88% | 22.88% | 22.88% | 22.88% | 22.88% | 22.88% | 22.88% | 22.88% | 22.88% | 22.88% | 22.88% | 22.88% | 22.88% | 22.88% | 22.88% | 22.88% | 22.88%
TVA | TN | 5.264% | 5.218% | 5.18% | 5.137% | 5.086% | 5.041% | 5.98% | 7.711% | 10.24% | 13.57% | 15.9% | 18.27% | 20.69% | 23.15% | 25.67% | 28.23% | 28.51% | 28.8% | 29.08% | 29.37% | 29.67% | 29.67% | 29.67% | 29.67% | 29.67% | 29.67% | 29.67% | 29.67% | 29.67% | 29.67% | 29.67% | 29.67% | 29.67% | 29.67% | 29.67% | 29.67% | 29.67% | 29.67% | 29.67% | 29.67% | 29.67% | 29.67% | 29.67% | 29.67% | 29.67% | 29.67% | 29.67% | 29.67% | 29.67% | 29.67% | 29.67% | 29.67% | 29.67% | 29.67% | 29.67% | 29.67% | 29.67% | 29.67% | 29.67% | 29.67% | 29.67% | 29.67% | 29.67% | 29.67% | 29.67% | 29.67% | 29.67% | 29.67% | 29.67% | 29.67% | 29.67% | 29.67% | 29.67% | 29.67% | 29.67% | 29.67% | 29.67% | 29.67% | 29.67% | 29.67% | 29.67% | 29.67% | 29.67% | 29.67% | 29.67% | 29.67% | 29.67% | 29.67% | 29.67% | 29.67% | 29.67%
VACAR | VACAR | 4.848% | 4.806% | 4.77% | 4.731% | 4.684% | 4.642% | 5.622% | 7.318% | 9.839% | 13.23% | 15.57% | 17.95% | 20.38% | 22.86% | 25.38% | 27.95% | 28.23% | 28.51% | 28.8% | 29.09% | 29.38% | 29.38% | 29.38% | 29.38% | 29.38% | 29.38% | 29.38% | 29.38% | 29.38% | 29.38% | 29.38% | 29.38% | 29.38% | 29.38% | 29.38% | 29.38% | 29.38% | 29.38% | 29.38% | 29.38% | 29.38% | 29.38% | 29.38% | 29.38% | 29.38% | 29.38% | 29.38% | 29.38% | 29.38% | 29.38% | 29.38% | 29.38% | 29.38% | 29.38% | 29.38% | 29.38% | 29.38% | 29.38% | 29.38% | 29.38% | 29.38% | 29.38% | 29.38% | 29.38% | 29.38% | 29.38% | 29.38% | 29.38% | 29.38% | 29.38% | 29.38% | 29.38% | 29.38% | 29.38% | 29.38% | 29.38% | 29.38% | 29.38% | 29.38% | 29.38% | 29.38% | 29.38% | 29.38% | 29.38% | 29.38% | 29.38% | 29.38% | 29.38% | 29.38% | 29.38% | 29.38%
ERCOT | TX | 1.07% | 1.061% | 1.055% | 1.045% | 1.038% | 1.031% | 2.764% | 4.806% | 7.178% | 9.92% | 12.27% | 14.67% | 17.11% | 19.6% | 22.14% | 24.73% | 24.98% | 25.23% | 25.48% | 25.74% | 25.99% | 25.99% | 25.99% | 25.99% | 25.99% | 25.99% | 25.99% | 25.99% | 25.99% | 25.99% | 25.99% | 25.99% | 25.99% | 25.99% | 25.99% | 25.99% | 25.99% | 25.99% | 25.99% | 25.99% | 25.99% | 25.99% | 25.99% | 25.99% | 25.99% | 25.99% | 25.99% | 25.99% | 25.99% | 25.99% | 25.99% | 25.99% | 25.99% | 25.99% | 25.99% | 25.99% | 25.99% | 25.99% | 25.99% | 25.99% | 25.99% | 25.99% | 25.99% | 25.99% | 25.99% | 25.99% | 25.99% | 25.99% | 25.99% | 25.99% | 25.99% | 25.99% | 25.99% | 25.99% | 25.99% | 25.99% | 25.99% | 25.99% | 25.99% | 25.99% | 25.99% | 25.99% | 25.99% | 25.99% | 25.99% | 25.99% | 25.99% | 25.99% | 25.99% | 25.99% | 25.99%
AZ_NM_SNV_Coal | AZ | 1.163% | 1.153% | 1.142% | 1.133% | 1.125% | 1.117% | 3.504% | 6.231% | 9.308% | 12.75% | 15.83% | 18.96% | 22.15% | 25.41% | 28.73% | 32.11% | 32.43% | 32.75% | 33.08% | 33.41% | 33.75% | 33.75% | 33.75% | 33.75% | 33.75% | 33.75% | 33.75% | 33.75% | 33.75% | 33.75% | 33.75% | 33.75% | 33.75% | 33.75% | 33.75% | 33.75% | 33.75% | 33.75% | 33.75% | 33.75% | 33.75% | 33.75% | 33.75% | 33.75% | 33.75% | 33.75% | 33.75% | 33.75% | 33.75% | 33.75% | 33.75% | 33.75% | 33.75% | 33.75% | 33.75% | 33.75% | 33.75% | 33.75% | 33.75% | 33.75% | 33.75% | 33.75% | 33.75% | 33.75% | 33.75% | 33.75% | 33.75% | 33.75% | 33.75% | 33.75% | 33.75% | 33.75% | 33.75% | 33.75% | 33.75% | 33.75% | 33.75% | 33.75% | 33.75% | 33.75% | 33.75% | 33.75% | 33.75% | 33.75% | 33.75% | 33.75% | 33.75% | 33.75% | 33.75% | 33.75% | 33.75%
NP15 | CA | 6.358% | 7.127% | 7.057% | 7.001% | 6.947% | 6.895% | 7.918% | 9.048% | 10.28% | 11.61% | 12.95% | 14.33% | 15.73% | 17.16% | 18.62% | 20.1% | 20.3% | 20.5% | 20.71% | 20.92% | 21.13% | 21.13% | 21.13% | 21.13% | 21.13% | 21.13% | 21.13% | 21.13% | 21.13% | 21.13% | 21.13% | 21.13% | 21.13% | 21.13% | 21.13% | 21.13% | 21.13% | 21.13% | 21.13% | 21.13% | 21.13% | 21.13% | 21.13% | 21.13% | 21.13% | 21.13% | 21.13% | 21.13% | 21.13% | 21.13% | 21.13% | 21.13% | 21.13% | 21.13% | 21.13% | 21.13% | 21.13% | 21.13% | 21.13% | 21.13% | 21.13% | 21.13% | 21.13% | 21.13% | 21.13% | 21.13% | 21.13% | 21.13% | 21.13% | 21.13% | 21.13% | 21.13% | 21.13% | 21.13% | 21.13% | 21.13% | 21.13% | 21.13% | 21.13% | 21.13% | 21.13% | 21.13% | 21.13% | 21.13% | 21.13% | 21.13% | 21.13% | 21.13% | 21.13% | 21.13% | 21.13%
NWPP_Coal | WA | 0% | 0% | 0% | 0% | 0% | 0% | 0.9627% | 2.181% | 3.661% | 5.408% | 6.827% | 8.275% | 9.75% | 11.25% | 12.79% | 14.35% | 14.49% | 14.64% | 14.79% | 14.93% | 15.08% | 15.08% | 15.08% | 15.08% | 15.08% | 15.08% | 15.08% | 15.08% | 15.08% | 15.08% | 15.08% | 15.08% | 15.08% | 15.08% | 15.08% | 15.08% | 15.08% | 15.08% | 15.08% | 15.08% | 15.08% | 15.08% | 15.08% | 15.08% | 15.08% | 15.08% | 15.08% | 15.08% | 15.08% | 15.08% | 15.08% | 15.08% | 15.08% | 15.08% | 15.08% | 15.08% | 15.08% | 15.08% | 15.08% | 15.08% | 15.08% | 15.08% | 15.08% | 15.08% | 15.08% | 15.08% | 15.08% | 15.08% | 15.08% | 15.08% | 15.08% | 15.08% | 15.08% | 15.08% | 15.08% | 15.08% | 15.08% | 15.08% | 15.08% | 15.08% | 15.08% | 15.08% | 15.08% | 15.08% | 15.08% | 15.08% | 15.08% | 15.08% | 15.08% | 15.08% | 15.08%
RMPA | CO | 3.791% | 3.758% | 3.721% | 3.692% | 3.664% | 3.636% | 4.33% | 5.54% | 7.271% | 9.6% | 11.23% | 12.88% | 14.57% | 16.29% | 18.05% | 19.84% | 20.03% | 20.23% | 20.44% | 20.64% | 20.85% | 20.85% | 20.85% | 20.85% | 20.85% | 20.85% | 20.85% | 20.85% | 20.85% | 20.85% | 20.85% | 20.85% | 20.85% | 20.85% | 20.85% | 20.85% | 20.85% | 20.85% | 20.85% | 20.85% | 20.85% | 20.85% | 20.85% | 20.85% | 20.85% | 20.85% | 20.85% | 20.85% | 20.85% | 20.85% | 20.85% | 20.85% | 20.85% | 20.85% | 20.85% | 20.85% | 20.85% | 20.85% | 20.85% | 20.85% | 20.85% | 20.85% | 20.85% | 20.85% | 20.85% | 20.85% | 20.85% | 20.85% | 20.85% | 20.85% | 20.85% | 20.85% | 20.85% | 20.85% | 20.85% | 20.85% | 20.85% | 20.85% | 20.85% | 20.85% | 20.85% | 20.85% | 20.85% | 20.85% | 20.85% | 20.85% | 20.85% | 20.85% | 20.85% | 20.85% | 20.85%
SP15 | CA | 6.358% | 7.127% | 7.057% | 7.001% | 6.947% | 6.895% | 7.918% | 9.048% | 10.28% | 11.61% | 12.95% | 14.33% | 15.73% | 17.16% | 18.62% | 20.1% | 20.3% | 20.5% | 20.71% | 20.92% | 21.13% | 21.13% | 21.13% | 21.13% | 21.13% | 21.13% | 21.13% | 21.13% | 21.13% | 21.13% | 21.13% | 21.13% | 21.13% | 21.13% | 21.13% | 21.13% | 21.13% | 21.13% | 21.13% | 21.13% | 21.13% | 21.13% | 21.13% | 21.13% | 21.13% | 21.13% | 21.13% | 21.13% | 21.13% | 21.13% | 21.13% | 21.13% | 21.13% | 21.13% | 21.13% | 21.13% | 21.13% | 21.13% | 21.13% | 21.13% | 21.13% | 21.13% | 21.13% | 21.13% | 21.13% | 21.13% | 21.13% | 21.13% | 21.13% | 21.13% | 21.13% | 21.13% | 21.13% | 21.13% | 21.13% | 21.13% | 21.13% | 21.13% | 21.13% | 21.13% | 21.13% | 21.13% | 21.13% | 21.13% | 21.13% | 21.13% | 21.13% | 21.13% | 21.13% | 21.13% | 21.13%
ALB | ND | 1.066% | 1.053% | 1.045% | 1.038% | 1.031% | 1.025% | 1.74% | 2.891% | 4.514% | 6.7% | 8.206% | 9.742% | 11.31% | 12.9% | 14.53% | 16.19% | 16.35% | 16.51% | 16.68% | 16.84% | 17.01% | 17.01% | 17.01% | 17.01% | 17.01% | 17.01% | 17.01% | 17.01% | 17.01% | 17.01% | 17.01% | 17.01% | 17.01% | 17.01% | 17.01% | 17.01% | 17.01% | 17.01% | 17.01% | 17.01% | 17.01% | 17.01% | 17.01% | 17.01% | 17.01% | 17.01% | 17.01% | 17.01% | 17.01% | 17.01% | 17.01% | 17.01% | 17.01% | 17.01% | 17.01% | 17.01% | 17.01% | 17.01% | 17.01% | 17.01% | 17.01% | 17.01% | 17.01% | 17.01% | 17.01% | 17.01% | 17.01% | 17.01% | 17.01% | 17.01% | 17.01% | 17.01% | 17.01% | 17.01% | 17.01% | 17.01% | 17.01% | 17.01% | 17.01% | 17.01% | 17.01% | 17.01% | 17.01% | 17.01% | 17.01% | 17.01% | 17.01% | 17.01% | 17.01% | 17.01% | 17.01%
BC | WA | 0% | 0% | 0% | 0% | 0% | 0% | 0.9627% | 2.181% | 3.661% | 5.408% | 6.827% | 8.275% | 9.75% | 11.25% | 12.79% | 14.35% | 14.49% | 14.64% | 14.79% | 14.93% | 15.08% | 15.08% | 15.08% | 15.08% | 15.08% | 15.08% | 15.08% | 15.08% | 15.08% | 15.08% | 15.08% | 15.08% | 15.08% | 15.08% | 15.08% | 15.08% | 15.08% | 15.08% | 15.08% | 15.08% | 15.08% | 15.08% | 15.08% | 15.08% | 15.08% | 15.08% | 15.08% | 15.08% | 15.08% | 15.08% | 15.08% | 15.08% | 15.08% | 15.08% | 15.08% | 15.08% | 15.08% | 15.08% | 15.08% | 15.08% | 15.08% | 15.08% | 15.08% | 15.08% | 15.08% | 15.08% | 15.08% | 15.08% | 15.08% | 15.08% | 15.08% | 15.08% | 15.08% | 15.08% | 15.08% | 15.08% | 15.08% | 15.08% | 15.08% | 15.08% | 15.08% | 15.08% | 15.08% | 15.08% | 15.08% | 15.08% | 15.08% | 15.08% | 15.08% | 15.08% | 15.08%
MAPP_CA | ND | 1.066% | 1.053% | 1.045% | 1.038% | 1.031% | 1.025% | 1.74% | 2.891% | 4.514% | 6.7% | 8.206% | 9.742% | 11.31% | 12.9% | 14.53% | 16.19% | 16.35% | 16.51% | 16.68% | 16.84% | 17.01% | 17.01% | 17.01% | 17.01% | 17.01% | 17.01% | 17.01% | 17.01% | 17.01% | 17.01% | 17.01% | 17.01% | 17.01% | 17.01% | 17.01% | 17.01% | 17.01% | 17.01% | 17.01% | 17.01% | 17.01% | 17.01% | 17.01% | 17.01% | 17.01% | 17.01% | 17.01% | 17.01% | 17.01% | 17.01% | 17.01% | 17.01% | 17.01% | 17.01% | 17.01% | 17.01% | 17.01% | 17.01% | 17.01% | 17.01% | 17.01% | 17.01% | 17.01% | 17.01% | 17.01% | 17.01% | 17.01% | 17.01% | 17.01% | 17.01% | 17.01% | 17.01% | 17.01% | 17.01% | 17.01% | 17.01% | 17.01% | 17.01% | 17.01% | 17.01% | 17.01% | 17.01% | 17.01% | 17.01% | 17.01% | 17.01% | 17.01% | 17.01% | 17.01% | 17.01% | 17.01%
IESO | NY | 8.138% | 8.142% | 8.143% | 8.141% | 8.146% | 8.153% | 8.718% | 9.559% | 10.69% | 12.14% | 13.26% | 14.39% | 15.56% | 16.74% | 17.94% | 19.17% | 19.36% | 19.55% | 19.75% | 19.95% | 20.15% | 20.15% | 20.15% | 20.15% | 20.15% | 20.15% | 20.15% | 20.15% | 20.15% | 20.15% | 20.15% | 20.15% | 20.15% | 20.15% | 20.15% | 20.15% | 20.15% | 20.15% | 20.15% | 20.15% | 20.15% | 20.15% | 20.15% | 20.15% | 20.15% | 20.15% | 20.15% | 20.15% | 20.15% | 20.15% | 20.15% | 20.15% | 20.15% | 20.15% | 20.15% | 20.15% | 20.15% | 20.15% | 20.15% | 20.15% | 20.15% | 20.15% | 20.15% | 20.15% | 20.15% | 20.15% | 20.15% | 20.15% | 20.15% | 20.15% | 20.15% | 20.15% | 20.15% | 20.15% | 20.15% | 20.15% | 20.15% | 20.15% | 20.15% | 20.15% | 20.15% | 20.15% | 20.15% | 20.15% | 20.15% | 20.15% | 20.15% | 20.15% | 20.15% | 20.15% | 20.15%