## General
Working Draft 1/25/11
Information in this file was released on 1/25/2011. The 12/22/2010 MRN-NEEM Assumptions Document has not been revised as yet.
The input assumptions contained herein reflect a joint assumptions development process between EIPC, EIPC stakeholders and CRA for purposes of EIPC capacity expansion modeling.
As such, these inputs do not necessarily reflect the opinions or views of CRA or any individual EIPC stakeholder.

## Exhibit1_2011 load shapes
Appendix A, Exhibit 1 - 2011 Load Shapes
Based on eastern interconnection sorting.
By Load Blocks - Eastern Interconnection Regions
Average Load during block relative to average of highest block
| Season | Summer | [9 empty] | Shoulder |  |  |  |  | Winter
| Hours | 10 | 25 | 75 | 100 | 200 | 300 | 400 | 500 | 800 | 1262 | 25 | 200 | 600 | 900 | 1203 | 25 | 100 | 400 | 700 | 935
NEEM Region | Year | B1 | B2 | B3 | B4 | B5 | B6 | B7 | B8 | B9 | B10 | B11 | B12 | B13 | B14 | B15 | B16 | B17 | B18 | B19 | B20
ENT | 2011 | 1 | 0.99576 | 0.94636 | 0.94637 | 0.91019 | 0.86162 | 0.82448 | 0.77365 | 0.69836 | 0.60079 | 0.82161 | 0.68073 | 0.62881 | 0.59432 | 0.53162 | 0.74692 | 0.68673 | 0.64746 | 0.61253 | 0.56111
FRCC | 2011 | 1 | 0.94335 | 0.91416 | 0.90032 | 0.87603 | 0.8315 | 0.79278 | 0.74336 | 0.67381 | 0.51529 | 0.79997 | 0.6798 | 0.6309 | 0.58262 | 0.4447 | 0.70437 | 0.63153 | 0.58172 | 0.55154 | 0.44971
MAPP_US | 2011 | 1 | 1.0643 | 1.0581 | 1.0048 | 0.96016 | 0.90533 | 0.85245 | 0.78403 | 0.721 | 0.62666 | 0.79245 | 0.85142 | 0.83746 | 0.80628 | 0.71531 | 0.99556 | 1.0108 | 0.98868 | 0.94377 | 0.78191
MISO_IN | 2011 | 1 | 0.98609 | 0.92711 | 0.87542 | 0.84209 | 0.78465 | 0.71636 | 0.65158 | 0.59119 | 0.51439 | 0.69454 | 0.65654 | 0.63156 | 0.59359 | 0.52127 | 0.80565 | 0.7369 | 0.68256 | 0.63651 | 0.55954
MISO_MI | 2011 | 1 | 0.92108 | 0.82932 | 0.77161 | 0.7296 | 0.68985 | 0.64711 | 0.60735 | 0.56479 | 0.48547 | 0.60472 | 0.60174 | 0.58503 | 0.53924 | 0.45008 | 0.7137 | 0.65358 | 0.62175 | 0.57373 | 0.47301
MISO_MO-IL | 2011 | 1 | 0.96388 | 0.88197 | 0.82273 | 0.79535 | 0.73326 | 0.68152 | 0.61715 | 0.54274 | 0.45754 | 0.70523 | 0.5862 | 0.55257 | 0.51751 | 0.44512 | 0.74156 | 0.65334 | 0.60524 | 0.55988 | 0.49172
MISO_W | 2011 | 1 | 1.0583 | 1.0173 | 0.95764 | 0.90558 | 0.83741 | 0.78471 | 0.70206 | 0.63366 | 0.53276 | 0.73538 | 0.70632 | 0.68634 | 0.63836 | 0.54239 | 0.86765 | 0.79815 | 0.77075 | 0.70783 | 0.54465
MISO_WUMS | 2011 | 1 | 0.98451 | 0.90702 | 0.83844 | 0.78661 | 0.74042 | 0.69281 | 0.64586 | 0.59575 | 0.49468 | 0.66725 | 0.65695 | 0.63726 | 0.58782 | 0.48135 | 0.77307 | 0.70772 | 0.67325 | 0.6247 | 0.51286
NE | 2011 | 1 | 1.0313 | 1.0126 | 0.98891 | 0.95118 | 0.90782 | 0.86546 | 0.79473 | 0.71727 | 0.60996 | 0.77237 | 0.70304 | 0.67942 | 0.63498 | 0.5424 | 0.79694 | 0.74238 | 0.72064 | 0.68483 | 0.59064
NEISO | 2011 | 1 | 0.93543 | 0.86035 | 0.78518 | 0.74775 | 0.7034 | 0.65252 | 0.6137 | 0.56474 | 0.44954 | 0.63011 | 0.62418 | 0.59917 | 0.55534 | 0.4354 | 0.71805 | 0.68271 | 0.65612 | 0.60553 | 0.4861
NYISO_A-F | 2011 | 1 | 0.95234 | 0.90181 | 0.84266 | 0.80839 | 0.77326 | 0.73367 | 0.70683 | 0.66956 | 0.56588 | 0.72713 | 0.74181 | 0.71525 | 0.67122 | 0.55914 | 0.82254 | 0.80076 | 0.77586 | 0.73023 | 0.6153
NYISO_G-I | 2011 | 1 | 0.94951 | 0.85163 | 0.78024 | 0.74758 | 0.69779 | 0.64864 | 0.60934 | 0.55725 | 0.44533 | 0.60358 | 0.5864 | 0.55592 | 0.51723 | 0.41074 | 0.65901 | 0.62548 | 0.60735 | 0.56329 | 0.46131
NYISO_J-K | 2011 | 1 | 0.95923 | 0.87411 | 0.79653 | 0.76337 | 0.70546 | 0.64123 | 0.59684 | 0.54024 | 0.42941 | 0.59476 | 0.54972 | 0.5321 | 0.48713 | 0.38344 | 0.57694 | 0.55145 | 0.5451 | 0.51609 | 0.41131
NonRTO_Midwest | 2011 | 1 | 0.98064 | 0.93033 | 0.88805 | 0.85696 | 0.80815 | 0.74991 | 0.69565 | 0.62725 | 0.52924 | 0.74494 | 0.70777 | 0.65788 | 0.61301 | 0.52917 | 0.93256 | 0.83631 | 0.75692 | 0.68718 | 0.60473
PJM_E | 2011 | 1 | 0.95983 | 0.86791 | 0.79966 | 0.76765 | 0.70823 | 0.64267 | 0.59216 | 0.53822 | 0.4387 | 0.58025 | 0.55212 | 0.5262 | 0.4875 | 0.39909 | 0.63502 | 0.60061 | 0.57477 | 0.53323 | 0.44649
PJM_ROM | 2011 | 1 | 0.97114 | 0.90843 | 0.8528 | 0.82693 | 0.78291 | 0.71923 | 0.66908 | 0.61916 | 0.51258 | 0.68344 | 0.67217 | 0.64123 | 0.59686 | 0.4957 | 0.83292 | 0.7765 | 0.7187 | 0.66433 | 0.56544
PJM_ROR | 2011 | 1 | 0.95893 | 0.8888 | 0.83789 | 0.80454 | 0.76036 | 0.70508 | 0.65775 | 0.60644 | 0.51207 | 0.67512 | 0.66137 | 0.63074 | 0.58776 | 0.50056 | 0.81416 | 0.75209 | 0.69437 | 0.64351 | 0.55728
SOCO | 2011 | 1 | 0.97549 | 0.9617 | 0.93821 | 0.90685 | 0.86052 | 0.80086 | 0.73378 | 0.65013 | 0.52775 | 0.74883 | 0.64794 | 0.59541 | 0.55455 | 0.47285 | 0.80086 | 0.70818 | 0.62904 | 0.57883 | 0.51172
SPP_N | 2011 | 1 | 0.98041 | 0.93545 | 0.90736 | 0.86887 | 0.81082 | 0.76371 | 0.6992 | 0.61797 | 0.51008 | 0.75955 | 0.60932 | 0.57362 | 0.53721 | 0.4508 | 0.7124 | 0.63797 | 0.61034 | 0.57657 | 0.49752
SPP_S | 2011 | 1 | 0.99519 | 0.95816 | 0.9462 | 0.89651 | 0.8364 | 0.79208 | 0.73259 | 0.65354 | 0.55215 | 0.77315 | 0.61885 | 0.57877 | 0.54907 | 0.4785 | 0.70411 | 0.63975 | 0.60667 | 0.57536 | 0.518
TVA | 2011 | 1 | 0.98158 | 0.94158 | 0.92584 | 0.88397 | 0.82448 | 0.76345 | 0.705 | 0.62924 | 0.53279 | 0.74599 | 0.68117 | 0.63407 | 0.59765 | 0.52678 | 0.92072 | 0.79935 | 0.70187 | 0.6439 | 0.57986
VACAR | 2011 | 1 | 0.96996 | 0.93697 | 0.89428 | 0.8594 | 0.81069 | 0.7369 | 0.67737 | 0.61023 | 0.4959 | 0.67154 | 0.64054 | 0.58828 | 0.55135 | 0.47235 | 0.84324 | 0.74552 | 0.64747 | 0.59063 | 0.52469
MAPP_CA | 2011 | 1 | 1.0137 | 1.0118 | 0.99346 | 0.9787 | 0.95661 | 0.93377 | 0.90127 | 0.85345 | 0.75318 | 0.89782 | 0.96463 | 0.94882 | 0.91349 | 0.81042 | 1.0777 | 1.0933 | 1.0763 | 1.0434 | 0.93088
IESO | 2011 | 1 | 0.95599 | 0.89414 | 0.85493 | 0.82517 | 0.80008 | 0.76978 | 0.73611 | 0.69934 | 0.60364 | 0.76457 | 0.78562 | 0.76078 | 0.7156 | 0.60337 | 0.88247 | 0.85828 | 0.83043 | 0.7809 | 0.65668
The input assumptions contained herein reflect a joint assumptions development process between EIPC, EIPC stakeholders and CRA for purposes of EIPC capacity expansion modeling.
As such, these inputs do not necessarily reflect the opinions or views of CRA or any individual EIPC stakeholder.

## Exhibit2_Top10hours
Appendix A, Exhibit 2 - Top 10 hours (load block 1)
Hours in Top Load Block, B1
Descending Order in 2006 Load Shape
Based on total Eastern Interconnection Load
Hour No. | Date | Hour (1-24)
1 | 2006-08-02 | 17
2 | 2006-08-01 | 17
3 | 2006-08-02 | 16
4 | 2006-08-01 | 16
5 | 2006-08-02 | 18
6 | 2006-08-01 | 18
7 | 2006-08-02 | 15
8 | 2006-08-01 | 15
9 | 2006-07-17 | 17
10 | 2006-08-02 | 14 | Note: the change is b/c of the updated NEISO forecast - it altered the EIC-wide load sorting a small amount.
The input assumptions contained herein reflect a joint assumptions development process between EIPC, EIPC stakeholders and CRA for purposes of EIPC capacity expansion modeling.
As such, these inputs do not necessarily reflect the opinions or views of CRA or any individual EIPC stakeholder.

## Exhibit3_Control Ent to NEEM
Appendix A, Exhibit 3 - Mapping of Control Entities to NEEM Regions (for load mapping)
Planning Area | NEEM Region
Arizona Electric Power Coop Inc | AZ_NM_SNV
Arizona Public Service Co | AZ_NM_SNV
El Paso Electric Co | AZ_NM_SNV
Nevada Power Co | AZ_NM_SNV
Public Service Co of New Mexico | AZ_NM_SNV
Salt River Project | AZ_NM_SNV
Tucson Electric Power Co | AZ_NM_SNV
WAPA Lower Colorado Region | AZ_NM_SNV
Associated Electric Coop Inc | ENT
City of Conway | ENT
Entergy Services Inc | ENT
North Little Rock AR (City of) | ENT
Sam Rayburn G&T Electric Coop Inc | ENT
Clarksdale Public Utilities Commission | ENT
Louisiana Generating LLC | ENT
ERCOT | ERCOT
Florida Municipal Power Agency | FRCC
Florida Power & Light Co | FRCC
Gainesville Regional Utilities | FRCC
JEA | FRCC
Lakeland Dept of Electric Water Utilities | FRCC
Orlando Utilities Commission | FRCC
Progress Energy (Florida Power Corp.) | FRCC
Seminole Electric Coop Inc | FRCC
St Cloud (City of) | FRCC
Tallahassee FL (City of) | FRCC
Tampa Electric Co | FRCC
Basin Electric Power Cooperative | MAPP_US
Heartland Consumers Power District | MAPP_US
Minnkota Power Coop | MAPP_US
Missouri River Energy Services | MAPP_US
NorthWestern Energy (South Dakota) | MAPP_US
Square Butte Electric Coop | MAPP_US
WAPA Upper Great Plains East | MAPP_US
Big Rivers Electric Corp | MISO_IN
Duke Energy Corp. (INDIANA) | MISO_IN
Hoosier Energy REC, Inc. | MISO_IN
Indiana Municipal Power Agency | MISO_IN
Indianapolis Power & Light Company | MISO_IN
Northern Indiana Public Service Company | MISO_IN
Southern Indiana Gas & Electric Company | MISO_IN
Wabash Valley Power Association | MISO_IN
Consumers Energy Company | MISO_MI
Detroit Edison Company | MISO_MI
Wolverine Power Supply Coop Inc | MISO_MI
Ameren (Illinois Power Co. Control Area) | MISO_MO-IL
Ameren Corporation Control Area | MISO_MO-IL
City of Springfield | MISO_MO-IL
Columbia (MO) Water & Light | MISO_MO-IL
Southern Illinois Power Coop | MISO_MO-IL
Algona Municipal Utilities | MISO_W
Allete (Minnesota Power) | MISO_W
Alliant Energy-West | MISO_W
Ames Municipal Electric System | MISO_W
Atlantic Municipal Utilities | MISO_W
Central Minnesota Municipal Power Agency | MISO_W
Dairyland Power Coop | MISO_W
Great River Energy | MISO_W
Harlan Municipal Utilities | MISO_W
Hutchinson Utilities Commission | MISO_W
Marshall Municipal Utilities | MISO_W
MidAmerican Energy Company | MISO_W
Minnesota Municipal Power Agency | MISO_W
Montana-Dakota Utilities Company | MISO_W
Muscatine Power & Water | MISO_W
New Ulm Public Utilities | MISO_W
Northern States Power Company | MISO_W
Otter Tail Power Company | MISO_W
Pella (City of) | MISO_W
Rochester Public Utilities | MISO_W
Southern Minnesota Municipal Power Agency | MISO_W
Willmar Municipal Utilities Commission | MISO_W
Alliant Energy-East | MISO_WUMS
Madison Gas & Electric Company | MISO_WUMS
Upper Peninsula Power Company | MISO_WUMS
Wisconsin Electric Power Company | MISO_WUMS
Wisconsin Public Service Corporation | MISO_WUMS
WPPI Energy | MISO_WUMS
Hastings Utilities (NE) | NE
Lincoln Electric System | NE
Municipal Energy Agency of Nebraska | NE
Nebraska Public Power District | NE
Omaha Public Power District | NE
NEISO | NEISO
Commonwealth Edison | PJM_ROR
Buckeye Power Inc | NonRTO_Midwest
East Kentucky Power Coop Inc | NonRTO_Midwest
Louisville Gas & Electric Co | NonRTO_Midwest
Ohio Valley Electric Corp | NonRTO_Midwest
Modesto Irrigation District | NP15
Pacific Gas & Electric Co | NP15
Sacramento Municipal Utility District | NP15
Turlock Irrigation District | NP15
Avista Corp | NWPP
Bonneville Power Administration | NWPP
Eugene Water & Electric Board | NWPP
Idaho Power Co | NWPP
NorthWestern Energy | NWPP
PacifiCorp | NWPP
Portland General Electric Co | NWPP
PUD No 1 of Chelan County | NWPP
PUD No 1 of Douglas County | NWPP
PUD No 2 of Grant County | NWPP
Puget Sound Energy Inc | NWPP
Seattle City Light | NWPP
Sierra Pacific Power Co | NWPP
Tacoma Power | NWPP
WAPA Upper Great Plains West | NWPP
NYISO Zone A | NYISO_A-F
NYISO Zone B | NYISO_A-F
NYISO Zone C | NYISO_A-F
NYISO Zone D | NYISO_A-F
NYISO Zone E | NYISO_A-F
NYISO Zone F | NYISO_A-F
NYISO Zone G | NYISO_G-I
NYISO Zone H | NYISO_G-I
NYISO Zone I | NYISO_G-I
NYISO Zone J | NYISO_J-K
NYISO Zone K | NYISO_J-K
Atlantic Electric | PJM_E
Delmarva Power & Light | PJM_E
Jersey Central | PJM_E
PECO | PJM_E
Public Service | PJM_E
Rockland Electric | PJM_E
Baltimore Gas & Electric | PJM_ROM
Metropolitan Edison | PJM_ROM
PennElec | PJM_ROM
PEPCO | PJM_ROM
PP&L and UGI | PJM_ROM
Allegheney Power | PJM_ROR
American Electric Power | PJM_ROR
American Municipal Power-Ohio, Inc. | PJM_ROR
Dayton Power & Light | PJM_ROR
Dominion | PJM_ROR
Duke Energy Corp. (OHIO/KENTUCKY) | PJM_ROR
Duquesne Light Company | PJM_ROR
First Energy | PJM_ROR
Black Hills Corp | RMPA
Colorado Springs Utilities | RMPA
Platte River Power Authority | RMPA
Public Service Co of Colorado | RMPA
Tri State G & T Association Inc | RMPA
WAPA Rocky Mountain Region | RMPA
Alabama Power Co | SOCO
Georgia Power Co | SOCO
Gulf Power Co | SOCO
Mississippi Power Co | SOCO
Oglethorpe Power Corp | SOCO
PowerSouth Energy Coop | SOCO
South Mississippi Electric Power Association | SOCO
Southern Power Co | SOCO
MEAG Power | SOCO
Burbank (City of) | SP15
Imperial Irrigation District | SP15
Los Angeles Dept of Water & Power | SP15
Metropolitan Water District | SP15
San Diego Gas & Electric Co | SP15
Southern California Edison | SP15
City of Independence MO | SPP_N
City Utilities of Springfield (MO) | SPP_N
Empire District Electric Co (The) | SPP_N
Kansas City KS (City of) | SPP_N
Kansas City Power & Light Co | SPP_N
KCP&L Greater Missouri Operations | SPP_N
Sunflower Electric Power Corp | SPP_N
Westar Energy (KPL) | SPP_N
American Electric Power Co Inc (AEP West) | SPP_S
Cleco Corp | SPP_S
Golden Spread Electric Coop Inc | SPP_S
Grand River Dam Authority | SPP_S
Lafayette Utilities System | SPP_S
Louisiana Energy & Power Authority | SPP_S
Northeast Texas Electric Coop Inc | SPP_S
Oklahoma Gas & Electric Co | SPP_S
Oklahoma Municipal Power Authority | SPP_S
Southwestern Power Administration | SPP_S
Southwestern Public Service Co | SPP_S
Tex La Electric Coop of Texas Inc | SPP_S
Western Farmers Electric Coop | SPP_S
Arkansas Electric Cooperative | SPP_S
Fayetteville Public Service | TVA
Tennessee Valley Authority | TVA
Central Electric Power Coop Inc | VACAR
Duke Energy Carolinas LLC | VACAR
Greenville Utilities Commission | VACAR
Progress Energy Carolina | VACAR
South Carolina Electric & Gas | VACAR
South Carolina Public Service Authority | VACAR
The input assumptions contained herein reflect a joint assumptions development process between EIPC, EIPC stakeholders and CRA for purposes of EIPC capacity expansion modeling.
As such, these inputs do not necessarily reflect the opinions or views of CRA or any individual EIPC stakeholder.

## Exhibit4_WindShapes
Appendix A, Exhibit 4 - NEEM Wind Shapes (Existing Units and New Installations)
Sorted into load blocks based on a EIC load in 2006.
Wind Capacity Factors by Block - Eastern Interconnection
(Blanks indicate no onshore/offshore wind potential in the region)
ONSHORE WIND |  | Summer | [9 empty] | Shoulder |  |  |  |  | Winter
| Hours | 10 | 25 | 75 | 100 | 200 | 300 | 400 | 500 | 800 | 1262 | 25 | 200 | 600 | 900 | 1203 | 25 | 100 | 400 | 700 | 935
NEEM Region | Year | B1 | B2 | B3 | B4 | B5 | B6 | B7 | B8 | B9 | B10 | B11 | B12 | B13 | B14 | B15 | B16 | B17 | B18 | B19 | B20
ENT | All | 13.87% | 8.875% | 13.31% | 12.94% | 13.21% | 16.51% | 16.25% | 21.89% | 27.47% | 33.62% | 16.65% | 29.86% | 29.73% | 36.27% | 46.75% | 41.31% | 39.7% | 36.15% | 37.8% | 46.36%
FRCC | All
IESO | All | 45.33% | 32.36% | 21.18% | 20.29% | 19.99% | 18.77% | 19.7% | 20.16% | 23.11% | 21.82% | 25.18% | 32.56% | 32.5% | 32.61% | 32.85% | 38.51% | 37.06% | 37.55% | 36.15% | 32.95%
MAPP_CA | All | 45.33% | 32.36% | 21.18% | 20.29% | 19.99% | 18.77% | 19.7% | 20.16% | 23.11% | 21.82% | 25.18% | 32.56% | 32.5% | 32.61% | 32.85% | 38.51% | 37.06% | 37.55% | 36.15% | 32.95%
MAPP_US | All | 18.67% | 29.29% | 28.31% | 29.22% | 26.47% | 25.94% | 32.3% | 34.96% | 36.64% | 39.6% | 31.24% | 37.86% | 39.72% | 39.99% | 43.84% | 64.01% | 54.25% | 49.54% | 42.93% | 45.25%
MISO_IN | All | 40.99% | 29.71% | 25.64% | 18.84% | 20.58% | 21.27% | 20.73% | 21.98% | 25.06% | 25.92% | 44.37% | 36.72% | 33.74% | 35.02% | 38.4% | 58.64% | 38.79% | 42.4% | 42.06% | 47.57%
MISO_MI | All | 63.32% | 45.54% | 23.92% | 20.76% | 20.8% | 19.76% | 19.96% | 20.13% | 22.62% | 23.59% | 30.33% | 28.65% | 29.17% | 30.6% | 31.99% | 63.58% | 43.78% | 46.66% | 43.51% | 43.02%
MISO_MO-IL | All | 41.31% | 31.78% | 23.15% | 18.55% | 20.42% | 21.95% | 22.56% | 24.84% | 26.94% | 29.23% | 53.29% | 40.41% | 35.76% | 37.3% | 41.38% | 58.59% | 44.1% | 42.06% | 41.28% | 48.92%
MISO_W | All | 28.46% | 34.98% | 27.01% | 26.85% | 25.36% | 23.86% | 29.78% | 35.01% | 34.53% | 38.98% | 28.03% | 35.69% | 37.26% | 40.08% | 41.22% | 55.89% | 50.5% | 42.28% | 39.05% | 41.76%
MISO_WUMS | All | 58.69% | 40.17% | 22.88% | 19.67% | 20.05% | 21.06% | 22.02% | 24.99% | 26.64% | 30% | 31.31% | 31.81% | 29.6% | 32.97% | 37.71% | 66.93% | 45.69% | 40.57% | 38.05% | 43.15%
NE | All | 25.43% | 35.54% | 28.94% | 23.75% | 25.18% | 25.59% | 29.54% | 36.48% | 35.39% | 38.65% | 28.43% | 36.86% | 41.09% | 42.65% | 46.34% | 60.35% | 52.89% | 47.56% | 44.62% | 48.14%
NEISO_CT | All | 29.11% | 23.12% | 21.49% | 18.25% | 19.36% | 20.6% | 16.4% | 16.95% | 20.72% | 22.04% | 31.1% | 30.41% | 27.81% | 27.23% | 28.1% | 44.05% | 40.62% | 35.67% | 33.7% | 34.87%
NEISO_MA | All | 35.8% | 25.91% | 24.88% | 20.31% | 21.81% | 23.35% | 17.99% | 19.55% | 24.99% | 25.65% | 37.63% | 33.69% | 32.15% | 31.45% | 31.98% | 54.01% | 46.54% | 42.32% | 40.17% | 40.82%
NEISO_ME | All | 26.88% | 16.67% | 19.2% | 20.04% | 22.27% | 24.53% | 20.5% | 20.92% | 26.58% | 28.86% | 43.03% | 38.76% | 32.29% | 35.39% | 38.47% | 57.8% | 48.98% | 45.98% | 43.93% | 47.5%
NEISO_NH | All | 38.37% | 20.75% | 19.38% | 17.71% | 20% | 21.79% | 17.64% | 19.02% | 26.42% | 28.91% | 39.52% | 37.16% | 34.38% | 34.5% | 36.08% | 56.58% | 48.31% | 45.89% | 44.56% | 45.35%
NEISO_RI | All | 37.55% | 23.44% | 20.2% | 17.49% | 19.39% | 19.12% | 15.08% | 14.43% | 19.44% | 18.74% | 31.68% | 21.96% | 21.14% | 21.98% | 24.26% | 32.15% | 31.25% | 29.96% | 28.85% | 28.83%
NEISO_VT | All | 48.78% | 25.75% | 21.57% | 19.02% | 20.74% | 23.13% | 18.84% | 19.84% | 27.57% | 30.06% | 39.17% | 36.01% | 35.8% | 34.69% | 35.77% | 56.4% | 49.43% | 48.93% | 47.18% | 46.61%
NonRTO_Midwest | All | 5.32% | 9.438% | 16.24% | 12.18% | 13.73% | 14.26% | 14.72% | 14.87% | 18.7% | 22.24% | 17.43% | 24.87% | 26.55% | 25.78% | 32.42% | 33.72% | 29.35% | 33.29% | 35.04% | 41.3%
NYISO_A-F | All | 58.79% | 37.65% | 26.62% | 21.42% | 21.09% | 21.37% | 17.78% | 20.85% | 26.2% | 26.4% | 35.26% | 29.59% | 33.72% | 33.58% | 34.94% | 49.05% | 47.99% | 48.26% | 48.62% | 46.18%
NYISO_G-I | All | 51.03% | 40.46% | 35.88% | 29.66% | 31.95% | 32.71% | 25.93% | 25.79% | 28.79% | 25.86% | 48.51% | 37.19% | 35.66% | 35.06% | 33.18% | 52.37% | 48.65% | 44.3% | 41.35% | 43.4%
NYISO_J-K | All | 50.28% | 34.95% | 31.6% | 29.76% | 31.53% | 32.33% | 27.75% | 23.29% | 26.78% | 23.67% | 50.81% | 34.35% | 33.12% | 31.73% | 32.4% | 48.34% | 42.22% | 38.01% | 38.16% | 39.36%
PJM_E | All | 13.48% | 11.16% | 15.03% | 13.9% | 14.41% | 15.65% | 16.27% | 15.73% | 17.8% | 16.16% | 24.12% | 24.78% | 26.19% | 24.51% | 23.52% | 39.17% | 33.92% | 29.8% | 31.48% | 30.65%
PJM_ROM | All | 16.68% | 16.94% | 16.99% | 13.17% | 13.65% | 16.12% | 15.29% | 16.61% | 21.05% | 21.14% | 29.9% | 26.02% | 29.81% | 29.65% | 30.82% | 52.3% | 47.79% | 42.82% | 42.93% | 42.55%
PJM_ROR | All | 37.6% | 30.49% | 22.17% | 17.42% | 17.92% | 18.63% | 19.15% | 21.36% | 24.64% | 24.73% | 39.5% | 32.78% | 32.16% | 32.96% | 35.41% | 61.67% | 42.92% | 43.88% | 42.68% | 46.38%
SOCO | All
SPP_N | All | 59.56% | 39.57% | 28.06% | 30.81% | 30.47% | 29.08% | 31.09% | 34.35% | 33.29% | 37.85% | 39.31% | 38.11% | 37.67% | 45% | 47.35% | 45.65% | 43.82% | 36.87% | 38.56% | 45.15%
SPP_S | All | 64.17% | 41.08% | 27.27% | 33.42% | 32.62% | 28.63% | 29.53% | 32.49% | 31.53% | 37.64% | 38% | 37.65% | 36.76% | 45.94% | 48.71% | 46.36% | 41.54% | 38.32% | 38.76% | 45.12%
TVA | All | 5.263% | 3.868% | 9.373% | 11.23% | 9.747% | 11.42% | 13.18% | 15.44% | 21.61% | 25.96% | 11.1% | 32.07% | 31.33% | 28.47% | 39.55% | 26.92% | 29.74% | 32.57% | 35.97% | 47.31%
VACAR | All | 18.07% | 12.42% | 24.67% | 27.53% | 21.75% | 23.29% | 24.5% | 21.76% | 24.9% | 23.02% | 15.11% | 29.05% | 31.43% | 29.73% | 35.29% | 42.1% | 35.1% | 35.35% | 35.2% | 39.1%
OFFSHORE WIND |  | Summer | [9 empty] | Shoulder |  |  |  |  | Winter
| Hours | 10 | 25 | 75 | 100 | 200 | 300 | 400 | 500 | 800 | 1262 | 25 | 200 | 600 | 900 | 1203 | 25 | 100 | 400 | 700 | 935
NEEM Region | Year | B1 | B2 | B3 | B4 | B5 | B6 | B7 | B8 | B9 | B10 | B11 | B12 | B13 | B14 | B15 | B16 | B17 | B18 | B19 | B20
AE | All
EMO | All
ENT | All
FRCC | All
MAPP_US | All
MI | All | 7.702% | 16.85% | 32.17% | 32.13% | 24.62% | 25.75% | 29.08% | 25.33% | 33.34% | 30.94% | 12.19% | 21.9% | 37.26% | 35.36% | 38.37% | 69.44% | 47.29% | 43.37% | 51.15% | 42.2%
MISO_E | All | 10.15% | 32.24% | 23.31% | 25.22% | 23.39% | 25.08% | 28.42% | 22.41% | 29.79% | 23.8% | 17.33% | 27.45% | 39.02% | 34.85% | 40.41% | 83.53% | 56.77% | 51.37% | 54.28% | 46.93%
NE | All
NEISO_CT | All | 51.51% | 51.59% | 36.1% | 34.73% | 29.71% | 31.57% | 32.67% | 26.71% | 27.63% | 26.8% | 36.11% | 38.59% | 40.96% | 35.06% | 31.61% | 69.1% | 38.48% | 42.14% | 49.09% | 44.58%
NEISO_MA | All | 54.51% | 45.42% | 39.9% | 46.76% | 41.5% | 43.88% | 44.38% | 38.97% | 40.5% | 41.46% | 47.12% | 43.23% | 47.36% | 47.1% | 42.3% | 65.04% | 47.76% | 50.94% | 57.51% | 51.67%
NEISO_NH | All | 17.01% | 19.85% | 26.27% | 34.76% | 30.22% | 33.6% | 33.55% | 33.17% | 36.06% | 33.29% | 25.82% | 37.72% | 39.44% | 34.14% | 34.28% | 51.54% | 35.14% | 37.76% | 47.24% | 42.7%
NEISO_VT | All
NEISO_ME | All | 11.21% | 19.48% | 30.74% | 37.64% | 36.11% | 39.42% | 39.42% | 36.79% | 40.55% | 37.55% | 24.35% | 34.76% | 39.58% | 37.71% | 37.55% | 56.65% | 41.41% | 42.42% | 49.56% | 44.96%
NI | All | 4.314% | 39.52% | 20.76% | 21.82% | 21.48% | 26.08% | 26.73% | 25.79% | 28.52% | 28.82% | 18.66% | 30.89% | 40.12% | 39.11% | 46.17% | 74.51% | 53.12% | 43.75% | 47.83% | 41.76%
NYISO_Capital | All
NYISO_Downstate | All
NYISO_LIPA | All | 45.43% | 44.08% | 37.79% | 47.07% | 39.19% | 41.04% | 43.79% | 33.13% | 35.19% | 32.86% | 48.58% | 42.86% | 46.03% | 41.58% | 37.24% | 67.49% | 43.67% | 45.21% | 51.86% | 46.29%
NYISO_NYC | All
NYISO_Upstate | All | 16.65% | 33.57% | 26.03% | 30.76% | 25.49% | 27.75% | 31.4% | 23.47% | 31.98% | 22.89% | 21.39% | 28.97% | 39.81% | 34.57% | 37.82% | 85.21% | 58.12% | 54.53% | 57.67% | 48.28%
NonRTO_Midwest | All | 10.15% | 32.24% | 23.31% | 25.22% | 23.39% | 25.08% | 28.42% | 22.41% | 29.79% | 23.8% | 17.33% | 27.45% | 39.02% | 34.85% | 40.41% | 83.53% | 56.77% | 51.37% | 54.28% | 46.93%
OH | All | TBD
PJM_D | All | 50.13% | 29.88% | 33.81% | 41.89% | 40.65% | 39.99% | 37.24% | 31.86% | 34.11% | 31.57% | 37.54% | 41.44% | 40.95% | 44.23% | 40.21% | 31.25% | 31.35% | 39.11% | 44.71% | 45.08%
PJM_E | All | 46.78% | 37.2% | 36.02% | 42.66% | 38.01% | 44.35% | 42.56% | 33.31% | 35.6% | 33.69% | 44.62% | 43.51% | 45.6% | 44.66% | 38.71% | 53.57% | 43.5% | 44.92% | 52.2% | 47.39%
PJM_Midwest | All | 10.15% | 32.24% | 23.31% | 25.22% | 23.39% | 25.08% | 28.42% | 22.41% | 29.79% | 23.8% | 17.33% | 27.45% | 39.02% | 34.85% | 40.41% | 83.53% | 56.77% | 51.37% | 54.28% | 46.93%
PJM_SW | All | 34.78% | 27.74% | 38.23% | 40.91% | 40.92% | 42.88% | 41.76% | 33.82% | 33.83% | 32.73% | 41.41% | 42.82% | 43.04% | 43.76% | 38.34% | 39% | 35.35% | 41.73% | 48.66% | 46.34%
PJM_W | All | 16.65% | 33.57% | 26.03% | 30.76% | 25.49% | 27.75% | 31.4% | 23.47% | 31.98% | 22.89% | 21.39% | 28.97% | 39.81% | 34.57% | 37.82% | 85.21% | 58.12% | 54.53% | 57.67% | 48.28%
SCIL | All
SOCO | All
SPP_N | All
SPP_S | All
TVA | All
VACAR | All | 50.13% | 29.88% | 33.81% | 41.89% | 40.65% | 39.99% | 37.24% | 31.86% | 34.11% | 31.57% | 37.54% | 41.44% | 40.95% | 44.23% | 40.21% | 31.25% | 31.35% | 39.11% | 44.71% | 45.08%
WUMS | All | 13.9% | 25.31% | 30.31% | 29.87% | 22.99% | 24.34% | 27.49% | 25.58% | 31.62% | 31.95% | 17.19% | 21.11% | 33.35% | 33.85% | 38.82% | 62.41% | 44.91% | 36.93% | 44.2% | 37.38%
The input assumptions contained herein reflect a joint assumptions development process between EIPC, EIPC stakeholders and CRA for purposes of EIPC capacity expansion modeling.
As such, these inputs do not necessarily reflect the opinions or views of CRA or any individual EIPC stakeholder.
Forthcoming

## Exhibit5_BAs to NEEM Regions
Appendix A, Exhibit 5 - Mapping of BA's to NEEM Regions (for generator mapping)
Plant Balancing Authority Area Name | NEEM Region(s)
Alberta Electric System Operator | ALB
Allegheny Power Service | PJM_ROR
Alliant Energy | MISO_W
Alliant Energy East | MISO_WUMS
Ameren | MISO_MO-IL
American Electric Power | PJM_ROR
American Electric Power West | SPP_S
Aquila Networks MPS | SPP_N
Arizona Public Service Co | AZ_NM_SNV
Associated Electric Coop Inc | ENT
Avista Corp | NWPP
Big Rivers Electric Corp | MISO_IN
Bonneville Power Administration | NWPP
British Columbia Hydro & Power Authority | BC
British Columbia Transmission Corp | BC
California Independent System Operator | NP15, SP15
Central & Southwest Services | SPP_S
Central Illinois Light Co | MISO_MO-IL
Cleco Corp | SPP_S
Columbia Water & Light | MISO_MO-IL
Commonwealth Edison Co | PJM_ROR
Dairyland Power Coop | MISO_W
Dayton Power & Light | PJM_ROR
Duke Energy Carolinas LLC | VACAR
Duke Energy Corp (INDIANA) | MISO_IN
Duke Energy Corp (OHIO/KENTUCKY) | PJM_ROR
Duquesne Light | PJM_ROR
East Kentucky Power Coop Inc | NonRTO_Midwest
El Paso Electric | AZ_NM_SNV
Electric Energy Inc | MISO_MO-IL
Empire District Electric Co | SPP_N
Entergy | ENT
ERCOT ISO | ERCOT
FirstEnergy | PJM_ROR
Florida Municipal Power Pool | FRCC
Florida Power & Light | FRCC
Gainesville Regional Utilities | FRCC
Grand River Dam Authority | SPP_S
Great River Energy | MISO_W
Homestead (City of) | FRCC
Hoosier Energy | MISO_IN
Idaho Power Co | NWPP
IESO (Ontario) | IESO
Illinois Power Co | MISO_MO-IL
Imperial Irrigation District | SP15
Independence MO (City of) | SPP_N
Indianapolis Power & Light Co | MISO_IN
JEA | FRCC
Kansas City KS (City of) | SPP_N
Kansas City Power & Light | SPP_N
KGE A Westar Energy Co | SPP_N
Lafayette Utilities System | SPP_S
Lake Worth Utilities | FRCC
Lincoln Electric System | NE
Los Angeles Dept of Water & Power | SP15
Louisiana Energy & Power Authority | SPP_S
Louisiana Generating LLC | ENT
Louisville Gas & Electric Co | NonRTO_Midwest
Madison Gas & Electric Co | MISO_WUMS
Michigan Electric Coordinated System | MISO_MI
MidAmerican Energy Co | MISO_W
Mid-Columbia (includes CHPD,GCPD,DOPD) | NWPP
Minnesota Power Co | MISO_W
Muscatine Power & Water | MISO_W
Nebraska Public Power District | NE
Nevada Power Co | AZ_NM_SNV
New England ISO | NEISO
New Smyrna Beach Utilities Commission | FRCC
New York ISO | NYISO_A-F, NYISO_G-I, NYISO_J-K
Northern Indiana Public Service Co | MISO_IN
Northern States Power | MISO_W
Northwestern Energy | NWPP
Oglethorpe Power Corp | SOCO
Ohio Valley Electric Corp | NonRTO_Midwest
Oklahoma Gas & Electric Co | SPP_S
Omaha Public Power District | NE
Otter Tail Power Co | MISO_W
PacifiCorp | NWPP
PacifiCorp East | NWPP
PacifiCorp West | NWPP
PJM Interconnection | PJM_E, PJM_ROM, PJM_ROR
Portland General Electric | NWPP
PowerSouth Energy Coop | SOCO
Progress Energy Carolina East | VACAR
Progress Energy Carolina West | VACAR
Progress Energy Florida | FRCC
Public Service Co of Colorado | RMPA
Public Service Co of New Mexico | AZ_NM_SNV
PUD No 1 of Douglas County | NWPP
PUD No 2 of Grant County | NWPP
Puget Sound Energy Inc | NWPP
Sacramento Municipal Utility District | NP15
Salt River Project | AZ_NM_SNV
Seattle City Light | NWPP
Seminole Electric Coop Inc | FRCC
Sierra Pacific Power Co | NWPP
South Carolina Electric & Gas Co | VACAR
South Carolina Public Service Authority | VACAR
South Mississippi Electric Power Association | SOCO
Southern Co Services Inc | SOCO
Southern Illinois Power Coop | MISO_MO-IL
Southern Indiana Gas & Electric Co | MISO_IN
Southern Minnesota Municipal Power | MISO_W
Southwestern Power Administration | SPP_S
Southwestern Public Service Co | SPP_S
Springfield IL City Water Light & Power | MISO_MO-IL
Sunflower Electric Power Corp | SPP_N
Tacoma Power | NWPP
Tallahassee FL (City of) | FRCC
Tampa Electric Co | FRCC
Tennessee Valley Authority | TVA
Tucson Electric Power Co | AZ_NM_SNV
TXU Electric Co | ERCOT
Upper Peninsula Power Co | MISO_WUMS
Virginia Electric & Power Co | PJM_ROR
WAPA Desert Southwest Region | AZ_NM_SNV
WAPA Rocky Mountain Region | RMPA
WAPA Upper Great Plains Region East | MAPP_US
WAPA Upper Great Plains Region West | NWPP
Westar Energy | SPP_N
Western Farmers Electric Coop | SPP_S
Westplains Energy (KS) | SPP_N
Wisconsin Electric Power | MISO_WUMS
Wisconsin Public Service Corp | MISO_WUMS
The input assumptions contained herein reflect a joint assumptions development process between EIPC, EIPC stakeholders and CRA for purposes of EIPC capacity expansion modeling.
As such, these inputs do not necessarily reflect the opinions or views of CRA or any individual EIPC stakeholder.

## Exhibit6_ExistingUnits
Appendix A, Exhibit 6 - Existing Units
Note: Not Final, still under review/audit | [6 empty] | LEGEND
Capacity Description | Aggregated/Stand Alone | Gen Type | NEEM Region | Summer Capacity MW | Wtd. Avg. Forced Outage Rate | Wtd. Avg. Planned Outage Days | Gen Type | Description
Big Cajun 2 | Stand Alone | Coal | ENT | 1743 | 7.7% | 34.4195 | CC | Combined Cycle - Natural Gas
Independence (AR) | Stand Alone | Coal | ENT | 1678 | 3.56% | 31.609 | Coal | Steam Turbine - Coal
New Madrid (Memphis) | Stand Alone | Coal | ENT | 1160 | 7.7% | 34.4195 | CT | Combustion Turbine - Natural Gas or Oil
Roy S Nelson | Stand Alone | Coal | ENT | 550 | 7.7% | 34.4195 | GEO | Geothermal
Thomas Hill | Stand Alone | Coal | ENT | 945 | 6.206% | 32.1692 | HY | Hydro - Conventional
White Bluff | Stand Alone | Coal | ENT | 1655 | 3.56% | 31.609 | LFG | Landfill Gas
Big Bend (FL) | Stand Alone | Coal | FRCC | 1550 | 6.713% | 31.1378 | NU | Nuclear
C D McIntosh Jr | Stand Alone | Coal | FRCC | 342 | 6.35% | 29.93 | PS | Hydro - Pumped Storage
Cedar Bay Generating Co LP | Stand Alone | Coal | FRCC | 250 | 6% | 28.2875 | PV | Solar - Photovoltaic
Crystal River | Stand Alone | Coal | FRCC | 2388 | 6.591% | 33.2966 | ST | Solar - Solar Thermal/Conc Solar Power
Deerhaven Generating Station | Stand Alone | Coal | FRCC | 228.4 | 6% | 28.2875 | STOG | Steam Turbine - Oil/Gas
Indiantown Cogeneration Facility | Stand Alone | Coal | FRCC | 330 | 6.35% | 29.93 | STWD | Steam Turbine - Wood
Northside Generating | Stand Alone | Coal | FRCC | 550 | 6% | 28.2875 | WT | Wind Turbine
Polk Station | Stand Alone | Coal | FRCC | 235 | 6% | 28.2875
Seminole (FL) | Stand Alone | Coal | FRCC | 1316 | 6.29% | 33.7625
St Johns River Power Park | Stand Alone | Coal | FRCC | 1252 | 6.29% | 33.7625
Stanton Energy Center | Stand Alone | Coal | FRCC | 886 | 7.7% | 34.4195
Atikokan GS | Stand Alone | Coal | IESO | 211 | 6% | 28.2875
Lambton GS | Stand Alone | Coal | IESO | 1961 | 7.7% | 34.4195
Nanticoke | Stand Alone | Coal | IESO | 3938 | 7.7% | 34.4195
Boundary Dam | Stand Alone | Coal | MAPP_CA | 272.5 | 6.62% | 27.3
Poplar River | Stand Alone | Coal | MAPP_CA | 562 | 6.62% | 27.3
Shand | Stand Alone | Coal | MAPP_CA | 276.3 | 6.62% | 27.3
Antelope Valley | Stand Alone | Coal | MAPP_US | 900 | 6.73% | 29.8023
Coal Creek | Stand Alone | Coal | MAPP_US | 1114.3 | 5.76% | 25.185
Coyote | Stand Alone | Coal | MAPP_US | 427 | 5.76% | 25.185
Laramie River | Stand Alone | Coal | MAPP_US | 565 | 7.7% | 34.4195
Leland Olds 1 & 2 | Stand Alone | Coal | MAPP_US | 669 | 5.76% | 25.185
Milton R Young | Stand Alone | Coal | MAPP_US | 697 | 5.76% | 25.185
A B Brown | Stand Alone | Coal | MISO_IN | 490 | 6% | 28.2875
AES Petersburg (IN) | Stand Alone | Coal | MISO_IN | 1752 | 7.475% | 33.6075
Bailly | Stand Alone | Coal | MISO_IN | 320 | 6.35% | 29.93
D B Wilson | Stand Alone | Coal | MISO_IN | 416.8 | 7.7% | 34.4195
F B Culley | Stand Alone | Coal | MISO_IN | 270 | 6% | 28.2875
Gibson Station | Stand Alone | Coal | MISO_IN | 3131.001 | 6.29% | 33.7625
Harding Street | Stand Alone | Coal | MISO_IN | 435 | 7.7% | 34.4195
Merom | Stand Alone | Coal | MISO_IN | 955 | 7.7% | 34.4195
Michigan City | Stand Alone | Coal | MISO_IN | 469 | 7.7% | 34.4195
R M Schahfer | Stand Alone | Coal | MISO_IN | 1625 | 7.1% | 32.4248
Robert D Green | Stand Alone | Coal | MISO_IN | 454 | 6% | 28.2875
Wabash River | Stand Alone | Coal | MISO_IN | 592 | 6.188% | 29.1698
Belle River | Stand Alone | Coal | MISO_MI | 1270.002 | 6.29% | 33.7625
D E Karn | Stand Alone | Coal | MISO_MI | 515 | 6% | 28.2875
J H Campbell | Stand Alone | Coal | MISO_MI | 1440.001 | 4.688% | 30.5954
Monroe (MI) | Stand Alone | Coal | MISO_MI | 3115 | 6.29% | 33.7625
River Rouge | Stand Alone | Coal | MISO_MI | 523 | 6% | 28.2875
St Clair | Stand Alone | Coal | MISO_MI | 752 | 7.14% | 32.5568
Trenton Channel | Stand Alone | Coal | MISO_MI | 520 | 7.7% | 34.4195
Baldwin Energy Complex | Stand Alone | Coal | MISO_MO-IL | 1764 | 7.7% | 34.4195
Coffeen | Stand Alone | Coal | MISO_MO-IL | 900 | 7.19% | 32.7235
Dallman | Stand Alone | Coal | MISO_MO-IL | 200 | 6% | 28.2875
Duck Creek | Stand Alone | Coal | MISO_MO-IL | 358 | 6.35% | 29.93
E D Edwards | Stand Alone | Coal | MISO_MO-IL | 598 | 6.196% | 29.2076
Havana | Stand Alone | Coal | MISO_MO-IL | 438 | 7.7% | 34.4195
Hennepin Power Station | Stand Alone | Coal | MISO_MO-IL | 215 | 6% | 28.2875
Labadie | Stand Alone | Coal | MISO_MO-IL | 2406 | 6.638% | 33.9247
Meramec | Stand Alone | Coal | MISO_MO-IL | 603 | 6.199% | 29.2191
Meredosia | Stand Alone | Coal | MISO_MO-IL | 203 | 6% | 28.2875
Newton (IL) | Stand Alone | Coal | MISO_MO-IL | 1201 | 6.992% | 34.0896
Rush Island | Stand Alone | Coal | MISO_MO-IL | 1181 | 6.984% | 34.0857
Sioux | Stand Alone | Coal | MISO_MO-IL | 993 | 7.7% | 34.4195
Wood River (IL) | Stand Alone | Coal | MISO_MO-IL | 355 | 6.35% | 29.93
Allen S King Plant | Stand Alone | Coal | MISO_W | 527.76 | 7.7% | 34.4195
Big Stone | Stand Alone | Coal | MISO_W | 475 | 7.7% | 34.4195
Clay Boswell | Stand Alone | Coal | MISO_W | 885.53 | 7.166% | 32.6424
Genoa No3 | Stand Alone | Coal | MISO_W | 351.3 | 6.35% | 29.93
George Neal North | Stand Alone | Coal | MISO_W | 809.9 | 7.081% | 32.1867
George Neal South | Stand Alone | Coal | MISO_W | 644 | 6.29% | 33.7625
John P Madgett | Stand Alone | Coal | MISO_W | 392.5 | 6.35% | 29.93
Lansing | Stand Alone | Coal | MISO_W | 262.1 | 6% | 28.2875
Louisa | Stand Alone | Coal | MISO_W | 745 | 6.29% | 33.7625
M L Kapp | Stand Alone | Coal | MISO_W | 212.4 | 6% | 28.2875
Ottumwa (IA IPL) | Stand Alone | Coal | MISO_W | 710.4 | 6.29% | 33.7625
Sherburne County | Stand Alone | Coal | MISO_W | 2243.4 | 5.238% | 32.9327
Walter Scott Jr Energy Center | Stand Alone | Coal | MISO_W | 1490 | 4.824% | 32.6063
Columbia (WI) | Stand Alone | Coal | MISO_WUMS | 1118 | 7.7% | 34.4195
Edgewater (WI) | Stand Alone | Coal | MISO_WUMS | 734 | 7.111% | 32.4598
Oak Creek Power Plant | Stand Alone | Coal | MISO_WUMS | 615.001 | 6.29% | 33.7625
Pleasant Prairie | Stand Alone | Coal | MISO_WUMS | 1216 | 6.29% | 33.7625
South Oak Creek | Stand Alone | Coal | MISO_WUMS | 1135 | 6.096% | 28.739
Weston | Stand Alone | Coal | MISO_WUMS | 870.1 | 7.183% | 32.7008
Gerald Gentleman | Stand Alone | Coal | NE | 1365 | 6.29% | 33.7625
Nebraska City | Stand Alone | Coal | NE | 1328.2 | 6.018% | 29.3569
North Omaha | Stand Alone | Coal | NE | 224 | 6% | 28.2875
Brayton PT | Stand Alone | Coal | NEISO | 1099.5 | 6.161% | 31.335
Bridgeport Station | Stand Alone | Coal | NEISO | 383.426 | 6.35% | 29.93
Merrimack | Stand Alone | Coal | NEISO | 320 | 6.35% | 29.93
Cane Run | Stand Alone | Coal | NonRTO_Midwest | 240 | 6% | 28.2875
Clifty Creek | Stand Alone | Coal | NonRTO_Midwest | 1203 | 6% | 28.2875
E W Brown | Stand Alone | Coal | NonRTO_Midwest | 429 | 7.7% | 34.4195
Elmer Smith | Stand Alone | Coal | NonRTO_Midwest | 260.8 | 6% | 28.2875
Ghent | Stand Alone | Coal | NonRTO_Midwest | 1918 | 7.7% | 34.4195
Hugh L Spurlock | Stand Alone | Coal | NonRTO_Midwest | 1381 | 6.71% | 30.9386
J Sherman Cooper | Stand Alone | Coal | NonRTO_Midwest | 225 | 6% | 28.2875
Kyger Creek | Stand Alone | Coal | NonRTO_Midwest | 200 | 6% | 28.2875
Mill Creek (KY) | Stand Alone | Coal | NonRTO_Midwest | 1472 | 6.787% | 31.3848
Trimble Station (LGE) | Stand Alone | Coal | NonRTO_Midwest | 1242.901 | 6.87% | 34.0326
AES Somerset LLC | Stand Alone | Coal | NYISO_A-F | 684.2 | 6.29% | 33.7625
Cayuga | Stand Alone | Coal | NYISO_A-F | 995 | 7.7% | 34.4195
Danskammer Generating Station | Stand Alone | Coal | NYISO_G-I | 232.5 | 6% | 28.2875
Carneys Point Generating Plant | Stand Alone | Coal | PJM_E | 262 | 6% | 28.2875
Eddystone Generating Station | Stand Alone | Coal | PJM_E | 588 | 6.184% | 29.1507
Hudson Generating Station | Stand Alone | Coal | PJM_E | 568 | 7.7% | 34.4195
Indian River Generating Station (DE) | Stand Alone | Coal | PJM_E | 436 | 7.7% | 34.4195
Logan Generating Plant | Stand Alone | Coal | PJM_E | 219 | 6% | 28.2875
Mercer Generating Station | Stand Alone | Coal | PJM_E | 648 | 6.35% | 29.93
Brandon Shores | Stand Alone | Coal | PJM_ROM | 1286 | 6.29% | 33.7625
Chalk Point | Stand Alone | Coal | PJM_ROM | 683 | 6.35% | 29.93
Conemaugh | Stand Alone | Coal | PJM_ROM | 1700 | 3.56% | 31.609
Herbert A Wagner | Stand Alone | Coal | PJM_ROM | 324 | 6.35% | 29.93
Homer City Station | Stand Alone | Coal | PJM_ROM | 1884 | 6.29% | 33.7625
Keystone (PA) | Stand Alone | Coal | PJM_ROM | 1700 | 3.56% | 31.609
Montour | Stand Alone | Coal | PJM_ROM | 1525 | 6.29% | 33.7625
Morgantown Generating Station | Stand Alone | Coal | PJM_ROM | 1244 | 6.29% | 33.7625
Portland (PA) | Stand Alone | Coal | PJM_ROM | 243 | 6% | 28.2875
PPL Brunner Island | Stand Alone | Coal | PJM_ROM | 1442 | 6.319% | 31.918
Seward | Stand Alone | Coal | PJM_ROM | 521 | 7.7% | 34.4195
Ashtabula | Stand Alone | Coal | PJM_ROR | 244 | 6% | 28.2875
Avon Lake | Stand Alone | Coal | PJM_ROR | 625 | 6.29% | 33.7625
Bay Shore | Stand Alone | Coal | PJM_ROR | 215 | 6% | 28.2875
Big Sandy | Stand Alone | Coal | PJM_ROR | 1060 | 4.158% | 30.7943
Birchwood Power Facility | Stand Alone | Coal | PJM_ROR | 237.8 | 6% | 28.2875
Bruce Mansfield | Stand Alone | Coal | PJM_ROR | 2510 | 3.56% | 31.609
Cardinal | Stand Alone | Coal | PJM_ROR | 1800 | 7.206% | 34.1896
Chesapeake | Stand Alone | Coal | PJM_ROR | 217 | 6% | 28.2875
Chesterfield | Stand Alone | Coal | PJM_ROR | 982 | 6.31% | 32.498
Cheswick Power Plant | Stand Alone | Coal | PJM_ROR | 580 | 7.7% | 34.4195
Clinch River | Stand Alone | Coal | PJM_ROR | 690 | 6% | 28.2875
Clover | Stand Alone | Coal | PJM_ROR | 865 | 7.7% | 34.4195
Conesville | Stand Alone | Coal | PJM_ROR | 1530 | 6.319% | 31.8838
Crawford (IL) | Stand Alone | Coal | PJM_ROR | 532 | 6.21% | 29.2724
East Bend | Stand Alone | Coal | PJM_ROR | 600 | 6.29% | 33.7625
Eastlake (OH) | Stand Alone | Coal | PJM_ROR | 837 | 7.213% | 32.6612
Fisk Street | Stand Alone | Coal | PJM_ROR | 326 | 6.35% | 29.93
Fort Martin | Stand Alone | Coal | PJM_ROR | 1107 | 7.7% | 34.4195
Gavin | Stand Alone | Coal | PJM_ROR | 2640 | 7.61% | 35.332
Glen Lyn | Stand Alone | Coal | PJM_ROR | 235 | 6% | 28.2875
Harrison (WV) | Stand Alone | Coal | PJM_ROR | 1954 | 6.29% | 33.7625
Hatfields Ferry Power Station | Stand Alone | Coal | PJM_ROR | 1590 | 7.7% | 34.4195
J M Stuart | Stand Alone | Coal | PJM_ROR | 2340 | 7.7% | 34.4195
John E Amos | Stand Alone | Coal | PJM_ROR | 2900 | 5.376% | 33.2779
Joliet 29 | Stand Alone | Coal | PJM_ROR | 1036 | 7.7% | 34.4195
Joliet 9 | Stand Alone | Coal | PJM_ROR | 314 | 6.35% | 29.93
Kammer | Stand Alone | Coal | PJM_ROR | 600 | 6% | 28.2875
Kanawha River | Stand Alone | Coal | PJM_ROR | 400 | 6% | 28.2875
Killen Station | Stand Alone | Coal | PJM_ROR | 600 | 6.29% | 33.7625
Kincaid Generation LLC | Stand Alone | Coal | PJM_ROR | 1158 | 7.7% | 34.4195
Lake Shore | Stand Alone | Coal | PJM_ROR | 245 | 6% | 28.2875
Miami Fort | Stand Alone | Coal | PJM_ROR | 1000 | 7.7% | 34.4195
Mitchell (WV) | Stand Alone | Coal | PJM_ROR | 1560 | 6.29% | 33.7625
Mitchell Power Station | Stand Alone | Coal | PJM_ROR | 277 | 6% | 28.2875
Mountaineer | Stand Alone | Coal | PJM_ROR | 1310 | 7.61% | 35.332
MT Storm | Stand Alone | Coal | PJM_ROR | 1560 | 7.7% | 34.4195
Muskingum River | Stand Alone | Coal | PJM_ROR | 995 | 6.999% | 31.8927
Phil Sporn | Stand Alone | Coal | PJM_ROR | 440 | 7.7% | 34.4195
Pleasants | Stand Alone | Coal | PJM_ROR | 1278 | 6.29% | 33.7625
Powerton | Stand Alone | Coal | PJM_ROR | 1538 | 6.29% | 33.7625
Rockport | Stand Alone | Coal | PJM_ROR | 2600 | 7.61% | 35.332
State Line Energy | Stand Alone | Coal | PJM_ROR | 318 | 6.35% | 29.93
Tanners Creek | Stand Alone | Coal | PJM_ROR | 700 | 7.214% | 32.6675
W H Sammis | Stand Alone | Coal | PJM_ROR | 1500 | 6.302% | 32.996
W H Zimmer | Stand Alone | Coal | PJM_ROR | 1300 | 7.61% | 35.332
Walter C Beckjord | Stand Alone | Coal | PJM_ROR | 652 | 7.079% | 32.1811
Waukegan | Stand Alone | Coal | PJM_ROR | 689 | 6.35% | 29.93
Will County | Stand Alone | Coal | PJM_ROR | 761 | 7.139% | 32.397
Bowen | Stand Alone | Coal | SOCO | 3221 | 4.773% | 32.5657
Charles R Lowman | Stand Alone | Coal | SOCO | 470 | 6% | 28.2875
Crist | Stand Alone | Coal | SOCO | 774 | 7.173% | 32.6678
E C Gaston | Stand Alone | Coal | SOCO | 1862 | 4.897% | 29.7895
Gorgas 2 & 3 | Stand Alone | Coal | SOCO | 677 | 6.29% | 33.7625
Greene County (AL) | Stand Alone | Coal | SOCO | 497 | 6% | 28.2875
Hammond | Stand Alone | Coal | SOCO | 503 | 7.7% | 34.4195
Harllee Branch | Stand Alone | Coal | SOCO | 1607 | 7.146% | 32.4965
Jack McDonough | Stand Alone | Coal | SOCO | 503 | 6% | 28.2875
Jack Watson | Stand Alone | Coal | SOCO | 706 | 7.146% | 32.4218
James H Miller Jr | Stand Alone | Coal | SOCO | 2751.8 | 6.29% | 33.7625
James M Barry Electric Generating Plant | Stand Alone | Coal | SOCO | 1345 | 6.252% | 31.7174
Scherer | Stand Alone | Coal | SOCO | 3404.7 | 3.56% | 31.609
Victor J Daniel Jr | Stand Alone | Coal | SOCO | 1020 | 7.7% | 34.4195
Wansley (GPC) | Stand Alone | Coal | SOCO | 1752 | 3.56% | 31.609
Yates | Stand Alone | Coal | SOCO | 707 | 6.35% | 29.93
Hawthorne (MO) | Stand Alone | Coal | SPP_N | 563 | 7.7% | 34.4195
Holcomb East | Stand Alone | Coal | SPP_N | 362 | 6.35% | 29.93
Iatan | Stand Alone | Coal | SPP_N | 651 | 6.29% | 33.7625
Jeffrey Energy Center | Stand Alone | Coal | SPP_N | 2170 | 6.29% | 33.7625
La Cygne | Stand Alone | Coal | SPP_N | 1418 | 6.29% | 33.7625
Lawrence Energy Center (KS) | Stand Alone | Coal | SPP_N | 373 | 6.35% | 29.93
Nearman Creek | Stand Alone | Coal | SPP_N | 229 | 6% | 28.2875
Sibley (MO) | Stand Alone | Coal | SPP_N | 400.6 | 7.7% | 34.4195
Brame Energy Center | Stand Alone | Coal | SPP_S | 1112 | 7.7% | 34.4195
Dolet Hills | Stand Alone | Coal | SPP_S | 672 | 5.76% | 25.185
Flint Creek (AR) | Stand Alone | Coal | SPP_S | 528 | 7.7% | 34.4195
Grda 1 & 2 | Stand Alone | Coal | SPP_S | 1010 | 7.7% | 34.4195
Harrington | Stand Alone | Coal | SPP_S | 1041 | 6.35% | 29.93
Hugo (OK) | Stand Alone | Coal | SPP_S | 440 | 7.7% | 34.4195
Muskogee | Stand Alone | Coal | SPP_S | 1529.8 | 7.7% | 34.4195
Northeastern | Stand Alone | Coal | SPP_S | 920 | 7.7% | 34.4195
Oklaunion | Stand Alone | Coal | SPP_S | 533.13 | 6% | 28.2875
Pirkey | Stand Alone | Coal | SPP_S | 675 | 5.76% | 25.185
Sikeston | Stand Alone | Coal | SPP_S | 233 | 6% | 28.2875
Sooner | Stand Alone | Coal | SPP_S | 1046 | 7.7% | 34.4195
Tolk | Stand Alone | Coal | SPP_S | 1080 | 7.7% | 34.4195
Welsh Station | Stand Alone | Coal | SPP_S | 1584 | 7.7% | 34.4195
Allen Steam Plant (TN) | Stand Alone | Coal | TVA | 741 | 6% | 28.2875
Bull Run (TN) | Stand Alone | Coal | TVA | 870 | 3.56% | 31.609
Colbert | Stand Alone | Coal | TVA | 472 | 7.7% | 34.4195
Cumberland (TN) | Stand Alone | Coal | TVA | 2478 | 7.61% | 35.332
Gallatin (TN) | Stand Alone | Coal | TVA | 976 | 6% | 28.2875
Paradise (KY) | Stand Alone | Coal | TVA | 2201 | 5.086% | 32.8125
Red Hills Generating Facility | Stand Alone | Coal | TVA | 440 | 5.76% | 25.185
Widows Creek | Stand Alone | Coal | TVA | 938 | 7.7% | 34.4195
Belews Creek | Stand Alone | Coal | VACAR | 2270 | 7.61% | 35.332
Cliffside | Stand Alone | Coal | VACAR | 562 | 7.7% | 34.4195
Cope | Stand Alone | Coal | VACAR | 420 | 7.7% | 34.4195
Cross | Stand Alone | Coal | VACAR | 2320 | 7.323% | 34.2439
G G Allen | Stand Alone | Coal | VACAR | 815 | 6% | 28.2875
L V Sutton | Stand Alone | Coal | VACAR | 403 | 7.7% | 34.4195
Lee | Stand Alone | Coal | VACAR | 246 | 6% | 28.2875
Marshall (NC DUKE) | Stand Alone | Coal | VACAR | 2110 | 6.312% | 32.3639
Mayo | Stand Alone | Coal | VACAR | 742 | 6.29% | 33.7625
Roxboro | Stand Alone | Coal | VACAR | 2424 | 6.299% | 33.1791
Wateree | Stand Alone | Coal | VACAR | 700 | 6.35% | 29.93
Williams (SC SCGC) | Stand Alone | Coal | VACAR | 615 | 6.29% | 33.7625
Winyah | Stand Alone | Coal | VACAR | 1155 | 6% | 28.2875
ENT Aggregated CC | Aggregated | CC | ENT | 13885.0898 | 6.1% | 24.747
ENT Aggregated Coal | Aggregated | Coal | ENT | 752.9 | 6.915% | 26.8144
ENT Aggregated CT | Aggregated | CT | ENT | 2959.6903 | 8.426% | 15.3579
ENT Aggregated HY | Aggregated | HY | ENT | 743.7 | 4.91% | 0
ENT Aggregated LFG | Aggregated | LFG | ENT | 7.8 | 5% | 18.25
ENT Aggregated NU | Aggregated | NU | ENT | 5252 | 3.24% | 28.616
ENT Aggregated PS | Aggregated | PS | ENT | 59 | 0% | 0
ENT Aggregated STOG | Aggregated | STOG | ENT | 14865.2373 | 6.68% | 32.12
ENT Aggregated STWD | Aggregated | STWD | ENT | 205.912 | 10% | 36.5
ENT Aggregated WT | Aggregated | WT | ENT | 107.11 | 0% | 0
FRCC Aggregated CC | Aggregated | CC | FRCC | 21784.2762 | 6.1% | 24.747
FRCC Aggregated Coal | Aggregated | Coal | FRCC | 136 | 6.62% | 27.2655
FRCC Aggregated CT | Aggregated | CT | FRCC | 10878.4132 | 8.753% | 14.0089
FRCC Aggregated HY | Aggregated | HY | FRCC | 54.5 | 4.91% | 0
FRCC Aggregated LFG | Aggregated | LFG | FRCC | 486.12 | 5% | 18.25
FRCC Aggregated NU | Aggregated | NU | FRCC | 3901.999 | 3.24% | 28.616
FRCC Aggregated PV | Aggregated | PV | FRCC | 50.82 | 60% | 36.5
FRCC Aggregated STOG | Aggregated | STOG | FRCC | 9833 | 6.68% | 32.12
FRCC Aggregated STWD | Aggregated | STWD | FRCC | 195.4086 | 10% | 36.5
IESO Aggregated CC | Aggregated | CC | IESO | 5942.6 | 6.1% | 24.747
IESO Aggregated Coal | Aggregated | Coal | IESO | 4244 | 6.62% | 27.3
IESO Aggregated CT | Aggregated | CT | IESO | 760.113 | 8.799% | 13.8199
IESO Aggregated HY | Aggregated | HY | IESO | 8004.005 | 4.91% | 0
IESO Aggregated LFG | Aggregated | LFG | IESO | 103.488 | 5% | 18.25
IESO Aggregated NU | Aggregated | NU | IESO | 11478 | 6.936% | 28.616
IESO Aggregated PS | Aggregated | PS | IESO | 123 | 0% | 0
IESO Aggregated PV | Aggregated | PV | IESO | 29.5 | 60% | 36.5
IESO Aggregated STOG | Aggregated | STOG | IESO | 2126.45 | 6.68% | 32.12
IESO Aggregated STWD | Aggregated | STWD | IESO | 139.2 | 10% | 36.5
IESO Aggregated WT | Aggregated | WT | IESO | 1279.75 | 0% | 0
MAPP_CA Aggregated CC | Aggregated | CC | MAPP_CA | 730.2 | 6.1% | 24.747
MAPP_CA Aggregated Coal | Aggregated | Coal | MAPP_CA | 635.1 | 7.022% | 26.6513
MAPP_CA Aggregated CT | Aggregated | CT | MAPP_CA | 562.64 | 8.316% | 15.8129
MAPP_CA Aggregated HY | Aggregated | HY | MAPP_CA | 5833.962 | 4.91% | 0
MAPP_CA Aggregated STOG | Aggregated | STOG | MAPP_CA | 125.8 | 6.68% | 32.12
MAPP_CA Aggregated WT | Aggregated | WT | MAPP_CA | 275 | 0% | 0
MAPP_US Aggregated CC | Aggregated | CC | MAPP_US | 289.38 | 6.1% | 24.747
MAPP_US Aggregated Coal | Aggregated | Coal | MAPP_US | 317.8 | 7.79% | 25.477
MAPP_US Aggregated CT | Aggregated | CT | MAPP_US | 1055.7394 | 9.009% | 12.9555
MAPP_US Aggregated GEO | Aggregated | GEO | MAPP_US | 44 | 8% | 0
MAPP_US Aggregated HY | Aggregated | HY | MAPP_US | 2186.1 | 4.91% | 0
MAPP_US Aggregated LFG | Aggregated | LFG | MAPP_US | 1.7971 | 5% | 18.25
MAPP_US Aggregated STOG | Aggregated | STOG | MAPP_US | 35.6 | 6.68% | 32.12
MAPP_US Aggregated WT | Aggregated | WT | MAPP_US | 1268.02 | 0% | 0
MISO_IN Aggregated CC | Aggregated | CC | MISO_IN | 1395.7689 | 6.1% | 24.747
MISO_IN Aggregated Coal | Aggregated | Coal | MISO_IN | 2841.9 | 6.935% | 26.8154
MISO_IN Aggregated CT | Aggregated | CT | MISO_IN | 3414.5 | 8.529% | 14.9346
MISO_IN Aggregated HY | Aggregated | HY | MISO_IN | 74.8 | 4.91% | 0
MISO_IN Aggregated LFG | Aggregated | LFG | MISO_IN | 36.9264 | 5% | 18.25
MISO_IN Aggregated STOG | Aggregated | STOG | MISO_IN | 279.2 | 6.68% | 32.12
MISO_IN Aggregated WT | Aggregated | WT | MISO_IN | 535.2 | 0% | 0
MISO_MI Aggregated CC | Aggregated | CC | MISO_MI | 4338.3326 | 6.1% | 24.747
MISO_MI Aggregated Coal | Aggregated | Coal | MISO_MI | 2657 | 6.897% | 26.874
MISO_MI Aggregated CT | Aggregated | CT | MISO_MI | 4094.2609 | 8.581% | 14.7177
MISO_MI Aggregated HY | Aggregated | HY | MISO_MI | 140.808 | 4.91% | 0
MISO_MI Aggregated LFG | Aggregated | LFG | MISO_MI | 162.522 | 5% | 18.25
MISO_MI Aggregated NU | Aggregated | NU | MISO_MI | 1889 | 3.24% | 28.616
MISO_MI Aggregated PS | Aggregated | PS | MISO_MI | 1872 | 0% | 0
MISO_MI Aggregated STOG | Aggregated | STOG | MISO_MI | 2852.3 | 6.68% | 32.12
MISO_MI Aggregated STWD | Aggregated | STWD | MISO_MI | 162.6147 | 10% | 36.5
MISO_MI Aggregated WT | Aggregated | WT | MISO_MI | 161.05 | 0% | 0
MISO_MO-IL Aggregated CC | Aggregated | CC | MISO_MO-IL | 1058.1184 | 6.1% | 24.747
MISO_MO-IL Aggregated Coal | Aggregated | Coal | MISO_MO-IL | 3550.7 | 6.891% | 26.8834
MISO_MO-IL Aggregated CT | Aggregated | CT | MISO_MO-IL | 5360.0415 | 8.609% | 14.6053
MISO_MO-IL Aggregated HY | Aggregated | HY | MISO_MO-IL | 351.53 | 4.91% | 0
MISO_MO-IL Aggregated LFG | Aggregated | LFG | MISO_MO-IL | 18.48 | 5% | 18.25
MISO_MO-IL Aggregated NU | Aggregated | NU | MISO_MO-IL | 2233 | 3.24% | 28.616
MISO_MO-IL Aggregated PS | Aggregated | PS | MISO_MO-IL | 440 | 0% | 0
MISO_MO-IL Aggregated STOG | Aggregated | STOG | MISO_MO-IL | 592.4972 | 6.68% | 32.12
MISO_MO-IL Aggregated WT | Aggregated | WT | MISO_MO-IL | 378.064 | 0% | 0
MISO_W Aggregated CC | Aggregated | CC | MISO_W | 3023.8336 | 6.1% | 24.747
MISO_W Aggregated Coal | Aggregated | Coal | MISO_W | 3071 | 7.321% | 26.2217
MISO_W Aggregated CT | Aggregated | CT | MISO_W | 6677.377 | 8.997% | 13.0036
MISO_W Aggregated HY | Aggregated | HY | MISO_W | 497.2095 | 4.91% | 0
MISO_W Aggregated LFG | Aggregated | LFG | MISO_W | 205.028 | 5% | 18.25
MISO_W Aggregated NU | Aggregated | NU | MISO_W | 2266.9 | 3.24% | 28.616
MISO_W Aggregated STOG | Aggregated | STOG | MISO_W | 172.691 | 6.68% | 32.12
MISO_W Aggregated STWD | Aggregated | STWD | MISO_W | 313.3736 | 10% | 36.5
MISO_W Aggregated WT | Aggregated | WT | MISO_W | 5558.285 | 0% | 0
MISO_WUMS Aggregated CC | Aggregated | CC | MISO_WUMS | 2724.3886 | 6.1% | 24.747
MISO_WUMS Aggregated Coal | Aggregated | Coal | MISO_WUMS | 1857.1 | 7.398% | 26.1029
MISO_WUMS Aggregated CT | Aggregated | CT | MISO_WUMS | 3720.34 | 8.585% | 14.7044
MISO_WUMS Aggregated HY | Aggregated | HY | MISO_WUMS | 335.5711 | 4.91% | 0
MISO_WUMS Aggregated LFG | Aggregated | LFG | MISO_WUMS | 70.7809 | 5% | 18.25
MISO_WUMS Aggregated NU | Aggregated | NU | MISO_WUMS | 1582 | 3.24% | 28.616
MISO_WUMS Aggregated STOG | Aggregated | STOG | MISO_WUMS | 359.34 | 6.68% | 32.12
MISO_WUMS Aggregated STWD | Aggregated | STWD | MISO_WUMS | 104.8749 | 10% | 36.5
MISO_WUMS Aggregated WT | Aggregated | WT | MISO_WUMS | 559.6 | 0% | 0
NE Aggregated CC | Aggregated | CC | NE | 357.9 | 6.1% | 24.747
NE Aggregated Coal | Aggregated | Coal | NE | 960.8 | 6.956% | 26.7525
NE Aggregated CT | Aggregated | CT | NE | 1631.325 | 8.732% | 14.0971
NE Aggregated HY | Aggregated | HY | NE | 166.7 | 4.91% | 0
NE Aggregated LFG | Aggregated | LFG | NE | 6.4 | 5% | 18.25
NE Aggregated NU | Aggregated | NU | NE | 1251.8 | 3.24% | 28.616
NE Aggregated STOG | Aggregated | STOG | NE | 270.3 | 6.68% | 32.12
NE Aggregated WT | Aggregated | WT | NE | 141.612 | 0% | 0
NEISO Aggregated CC | Aggregated | CC | NEISO | 11462.819 | 6.1% | 24.747
NEISO Aggregated Coal | Aggregated | Coal | NEISO | 767.205 | 7.013% | 26.6654
NEISO Aggregated CT | Aggregated | CT | NEISO | 2383.7944 | 9.372% | 11.4562
NEISO Aggregated HY | Aggregated | HY | NEISO | 1933.4857 | 4.91% | 0
NEISO Aggregated LFG | Aggregated | LFG | NEISO | 531.512 | 5% | 18.25
NEISO Aggregated NU | Aggregated | NU | NEISO | 4644.529 | 3.24% | 28.616
NEISO Aggregated PS | Aggregated | PS | NEISO | 1674.41 | 0% | 0
NEISO Aggregated PV | Aggregated | PV | NEISO | 1.979 | 60% | 36.5
NEISO Aggregated STOG | Aggregated | STOG | NEISO | 6236.4346 | 6.68% | 32.12
NEISO Aggregated STWD | Aggregated | STWD | NEISO | 609.4296 | 10% | 36.5
NEISO Aggregated WT | Aggregated | WT | NEISO | 202.329 | 0% | 0
NonRTO_Midwest Aggregated Coal | Aggregated | Coal | NonRTO_Midwest | 2326.5 | 6.836% | 26.9357
NonRTO_Midwest Aggregated CT | Aggregated | CT | NonRTO_Midwest | 3364.9 | 8.308% | 15.846
NonRTO_Midwest Aggregated HY | Aggregated | HY | NonRTO_Midwest | 143.04 | 4.91% | 0
NonRTO_Midwest Aggregated LFG | Aggregated | LFG | NonRTO_Midwest | 13.6 | 5% | 18.25
NonRTO_Midwest Aggregated WT | Aggregated | WT | NonRTO_Midwest | 66 | 0% | 0
NYISO_A-F Aggregated CC | Aggregated | CC | NYISO_A-F | 3593.6499 | 6.1% | 24.747
NYISO_A-F Aggregated Coal | Aggregated | Coal | NYISO_A-F | 1567.7 | 6.92% | 26.839
NYISO_A-F Aggregated CT | Aggregated | CT | NYISO_A-F | 260.2043 | 8.624% | 14.5414
NYISO_A-F Aggregated HY | Aggregated | HY | NYISO_A-F | 4394.7881 | 4.91% | 0
NYISO_A-F Aggregated LFG | Aggregated | LFG | NYISO_A-F | 166.4121 | 5% | 18.25
NYISO_A-F Aggregated NU | Aggregated | NU | NYISO_A-F | 3196.6 | 3.24% | 28.616
NYISO_A-F Aggregated PS | Aggregated | PS | NYISO_A-F | 1411.9 | 0% | 0
NYISO_A-F Aggregated STOG | Aggregated | STOG | NYISO_A-F | 1700.928 | 6.68% | 32.12
NYISO_A-F Aggregated STWD | Aggregated | STWD | NYISO_A-F | 86.2023 | 10% | 36.5
NYISO_A-F Aggregated WT | Aggregated | WT | NYISO_A-F | 1283.362 | 0% | 0
NYISO_G-I Aggregated CC | Aggregated | CC | NYISO_G-I | 1156.9563 | 6.1% | 24.747
NYISO_G-I Aggregated Coal | Aggregated | Coal | NYISO_G-I | 135.7 | 6.62% | 27.3
NYISO_G-I Aggregated CT | Aggregated | CT | NYISO_G-I | 152.1 | 9.534% | 10.7892
NYISO_G-I Aggregated HY | Aggregated | HY | NYISO_G-I | 32.335 | 4.91% | 0
NYISO_G-I Aggregated LFG | Aggregated | LFG | NYISO_G-I | 64.1 | 5% | 18.25
NYISO_G-I Aggregated NU | Aggregated | NU | NYISO_G-I | 2044.6 | 3.24% | 28.616
NYISO_G-I Aggregated STOG | Aggregated | STOG | NYISO_G-I | 2431.4 | 6.68% | 32.12
NYISO_J-K Aggregated CC | Aggregated | CC | NYISO_J-K | 2940.5994 | 6.1% | 24.747
NYISO_J-K Aggregated CT | Aggregated | CT | NYISO_J-K | 4947.6408 | 9.247% | 11.9726
NYISO_J-K Aggregated LFG | Aggregated | LFG | NYISO_J-K | 124.1 | 5% | 18.25
NYISO_J-K Aggregated STOG | Aggregated | STOG | NYISO_J-K | 6799.3 | 6.68% | 32.12
PJM_E Aggregated CC | Aggregated | CC | PJM_E | 8366.4643 | 6.1% | 24.747
PJM_E Aggregated Coal | Aggregated | Coal | PJM_E | 1132 | 7.018% | 26.6572
PJM_E Aggregated CT | Aggregated | CT | PJM_E | 6898.5698 | 9.162% | 12.3237
PJM_E Aggregated HY | Aggregated | HY | PJM_E | 4.45 | 4.91% | 0
PJM_E Aggregated LFG | Aggregated | LFG | PJM_E | 462.4671 | 5% | 18.25
PJM_E Aggregated NU | Aggregated | NU | PJM_E | 8471.5 | 3.24% | 28.616
PJM_E Aggregated PS | Aggregated | PS | PJM_E | 400 | 0% | 0
PJM_E Aggregated PV | Aggregated | PV | PJM_E | 22.274 | 60% | 36.5
PJM_E Aggregated STOG | Aggregated | STOG | PJM_E | 3252.0442 | 6.68% | 32.12
PJM_E Aggregated WT | Aggregated | WT | PJM_E | 9.5 | 0% | 0
PJM_ROM Aggregated CC | Aggregated | CC | PJM_ROM | 3985.6475 | 6.1% | 24.747
PJM_ROM Aggregated Coal | Aggregated | Coal | PJM_ROM | 4374.5 | 6.981% | 26.7439
PJM_ROM Aggregated CT | Aggregated | CT | PJM_ROM | 3555.2408 | 9.416% | 11.2772
PJM_ROM Aggregated HY | Aggregated | HY | PJM_ROM | 1235.68 | 4.91% | 0
PJM_ROM Aggregated LFG | Aggregated | LFG | PJM_ROM | 337.5208 | 5% | 18.25
PJM_ROM Aggregated NU | Aggregated | NU | PJM_ROM | 5035.5 | 3.24% | 28.616
PJM_ROM Aggregated PS | Aggregated | PS | PJM_ROM | 1513 | 0% | 0
PJM_ROM Aggregated PV | Aggregated | PV | PJM_ROM | 4.144 | 60% | 36.5
PJM_ROM Aggregated STOG | Aggregated | STOG | PJM_ROM | 4109.1662 | 6.68% | 32.12
PJM_ROM Aggregated STWD | Aggregated | STWD | PJM_ROM | 69.7497 | 10% | 36.5
PJM_ROM Aggregated WT | Aggregated | WT | PJM_ROM | 730.7 | 0% | 0
PJM_ROR Aggregated CC | Aggregated | CC | PJM_ROR | 10541.6734 | 6.1% | 24.747
PJM_ROR Aggregated Coal | Aggregated | Coal | PJM_ROR | 11892.4 | 6.956% | 26.7828
PJM_ROR Aggregated CT | Aggregated | CT | PJM_ROR | 21072.6523 | 8.481% | 15.1331
PJM_ROR Aggregated HY | Aggregated | HY | PJM_ROR | 1604.134 | 4.91% | 0
PJM_ROR Aggregated LFG | Aggregated | LFG | PJM_ROR | 482.3615 | 5% | 18.25
PJM_ROR Aggregated NU | Aggregated | NU | PJM_ROR | 20000.32 | 3.24% | 28.616
PJM_ROR Aggregated PS | Aggregated | PS | PJM_ROR | 3081 | 0% | 0
PJM_ROR Aggregated PV | Aggregated | PV | PJM_ROR | 23.542 | 60% | 36.5
PJM_ROR Aggregated STOG | Aggregated | STOG | PJM_ROR | 2121.7 | 6.68% | 32.12
PJM_ROR Aggregated STWD | Aggregated | STWD | PJM_ROR | 193.5707 | 10% | 36.5
PJM_ROR Aggregated WT | Aggregated | WT | PJM_ROR | 2596.618 | 0% | 0
SOCO Aggregated CC | Aggregated | CC | SOCO | 14812.3652 | 6.1% | 24.747
SOCO Aggregated Coal | Aggregated | Coal | SOCO | 4072.5 | 6.811% | 26.9735
SOCO Aggregated CT | Aggregated | CT | SOCO | 12062.3254 | 8.504% | 15.0368
SOCO Aggregated HY | Aggregated | HY | SOCO | 4194.323 | 4.91% | 0
SOCO Aggregated LFG | Aggregated | LFG | SOCO | 37.26 | 5% | 18.25
SOCO Aggregated NU | Aggregated | NU | SOCO | 5771.05 | 3.24% | 28.616
SOCO Aggregated PS | Aggregated | PS | SOCO | 1675 | 0% | 0
SOCO Aggregated STOG | Aggregated | STOG | SOCO | 854.384 | 6.68% | 32.12
SOCO Aggregated STWD | Aggregated | STWD | SOCO | 668.4482 | 10% | 36.5
SPP_N Aggregated CC | Aggregated | CC | SPP_N | 1386 | 6.1% | 24.747
SPP_N Aggregated Coal | Aggregated | Coal | SPP_N | 1715.9 | 7.071% | 26.5756
SPP_N Aggregated CT | Aggregated | CT | SPP_N | 5596.33 | 8.763% | 13.9678
SPP_N Aggregated HY | Aggregated | HY | SPP_N | 20.64 | 4.91% | 0
SPP_N Aggregated LFG | Aggregated | LFG | SPP_N | 7.2 | 5% | 18.25
SPP_N Aggregated NU | Aggregated | NU | SPP_N | 1160 | 3.24% | 28.616
SPP_N Aggregated STOG | Aggregated | STOG | SPP_N | 1748.13 | 6.68% | 32.12
SPP_N Aggregated WT | Aggregated | WT | SPP_N | 1227.124 | 0% | 0
SPP_S Aggregated CC | Aggregated | CC | SPP_S | 10917.4376 | 6.1% | 24.747
SPP_S Aggregated Coal | Aggregated | Coal | SPP_S | 736 | 6.998% | 26.6872
SPP_S Aggregated CT | Aggregated | CT | SPP_S | 3564.483 | 8.374% | 15.5726
SPP_S Aggregated HY | Aggregated | HY | SPP_S | 2108.285 | 4.91% | 0
SPP_S Aggregated LFG | Aggregated | LFG | SPP_S | 18.62 | 5% | 18.25
SPP_S Aggregated PS | Aggregated | PS | SPP_S | 446 | 0% | 0
SPP_S Aggregated STOG | Aggregated | STOG | SPP_S | 10570.3537 | 6.68% | 32.12
SPP_S Aggregated STWD | Aggregated | STWD | SPP_S | 84.4815 | 10% | 36.5
SPP_S Aggregated WT | Aggregated | WT | SPP_S | 2297.305 | 0% | 0
TVA Aggregated CC | Aggregated | CC | TVA | 4463.2131 | 6.1% | 24.747
TVA Aggregated Coal | Aggregated | Coal | TVA | 6043 | 6.62% | 27.2655
TVA Aggregated CT | Aggregated | CT | TVA | 5948.9627 | 8.33% | 15.7526
TVA Aggregated HY | Aggregated | HY | TVA | 5110.534 | 4.91% | 0
TVA Aggregated LFG | Aggregated | LFG | TVA | 12.5 | 5% | 18.25
TVA Aggregated NU | Aggregated | NU | TVA | 6697 | 3.24% | 28.616
TVA Aggregated PS | Aggregated | PS | TVA | 1742.5 | 0% | 0
TVA Aggregated STWD | Aggregated | STWD | TVA | 5.3235 | 10% | 36.5
TVA Aggregated WT | Aggregated | WT | TVA | 28.8 | 0% | 0
VACAR Aggregated CC | Aggregated | CC | VACAR | 3524.4322 | 6.1% | 24.747
VACAR Aggregated Coal | Aggregated | Coal | VACAR | 6053 | 7.01% | 26.6698
VACAR Aggregated CT | Aggregated | CT | VACAR | 9575.8303 | 8.586% | 14.6983
VACAR Aggregated HY | Aggregated | HY | VACAR | 2121.602 | 4.91% | 0
VACAR Aggregated LFG | Aggregated | LFG | VACAR | 63.1936 | 5% | 18.25
VACAR Aggregated NU | Aggregated | NU | VACAR | 11430 | 3.24% | 28.616
VACAR Aggregated PS | Aggregated | PS | VACAR | 2616 | 0% | 0
VACAR Aggregated PV | Aggregated | PV | VACAR | 16.263 | 60% | 36.5
VACAR Aggregated STOG | Aggregated | STOG | VACAR | 92.002 | 6.68% | 32.12
VACAR Aggregated STWD | Aggregated | STWD | VACAR | 280.6123 | 10% | 36.5
The input assumptions contained herein reflect a joint assumptions development process between EIPC, EIPC stakeholders and CRA for purposes of EIPC capacity expansion modeling.
As such, these inputs do not necessarily reflect the opinions or views of CRA or any individual EIPC stakeholder.

## Exhibit7_ForcedNewBuilds
Appendix A, Exhibit 7 - Forced New Builds
To Be Completed based on BaseLine Infrastructure Case.
The input assumptions contained herein reflect a joint assumptions development process between EIPC, EIPC stakeholders and CRA for purposes of EIPC capacity expansion modeling.
As such, these inputs do not necessarily reflect the opinions or views of CRA or any individual EIPC stakeholder.

## Exhibit8_ForcedRetirements
Appendix A, Exhibit 8 - Forced Retirements
TO BE COMPLETED BASED ON BASELINE INFRASTRUTURE
NEEM Region | Retire Year | Plant Name | Unit | MW | Tech-nology | Plant State
The input assumptions contained herein reflect a joint assumptions development process between EIPC, EIPC stakeholders and CRA for purposes of EIPC capacity expansion modeling.
As such, these inputs do not necessarily reflect the opinions or views of CRA or any individual EIPC stakeholder.
not updated Map to new NEEM regions and separate EIC we'll finalize when locked down and BA's are provided PJM has already been provided (can check)

## Exhibit9_CapitalCostDetail
Appendix A, Exhibit 9 - Capital Cost Detail
| Technology |  | AEO: Base Overnight Costs in 2011 (2010$/kW) | Learning by 2025 | Base Overnight Capital Costs in 2025 ($2010/kW) | Gas Pipeline Cost | Electrical transmission | Rail Spur | Nuclear Decommissioning Cost | All-in Capital Cost in 2011 w/o IDC ($2010/kW) | All-in Capital Cost in 2025 w/o IDC ($2010/kW) | Sources
Nuclear | Nuclear |  | 5339 | 10% | 4805.1 | 0 | 21.92 | 0 | 253.9714 | 5614.8914 | 5080.9914 | [1]
PC Bituminous | Advanced Coal |  | 2844 | 5% | 2701.8 | 0 | 21.92 | 18.9873 | 0 | 2884.9073 | 2742.7073 | [2]
CC F-Frame | CC F-Frame |  | 978 | 5% | 929.1 | 9.98 | 21.92 | 0 | 0 | 1009.9 | 961 | [3]
CC H-Frame | CC H-Frame |  | 1003 | 5% | 952.85 | 9.98 | 21.92 | 0 | 0 | 1034.9 | 984.75 | [4]
CT F -Frame | CT F-Frame |  | 665 | 5% | 631.75 | 24.41 | 20.66 | 0 | 0 | 710.07 | 676.82 | [5]
IGCC Bituminous | IGCC |  | 3221 | 5% | 3059.95 | 0 | 21.92 | 18.9873 | 0 | 3261.9073 | 3100.8573 | [6]
IGCC Bituminous w/ Sequestration | IGCC w/seq |  | 5348 | 10.97% | 4761.55 | 0 | 21.92 | 18.9873 | 0 | 5388.9073 | 4802.4573 | [7]
Wind Cost Class 1 & 2 | Wind |  | 2438 | 1% | 2413.62 | 0 | 172.9815 | 0 | 0 | 2610.9815 | 2586.6015 | [8]
Wind Offshore | Wind Offshore |  | 5975 | 20% | 4780 | 0 | 0 | 0 | 0 | 5975 | 4780 | [9]
PV | Photovoltaic |  | 4755 | 20% | 3804 | 0 | 172.9815 | 0 | 0 | 4927.9815 | 3976.9815 | [10]
Solar Thermal | Solar Thermal |  | 4692 | 20% | 3753.6 | 0 | 172.9815 | 0 | 0 | 4864.9815 | 3926.5815 | [11]
Landfill Gas | Landfill Gas |  | 2503.386 | 5% | 2378.2167 | 0 | 21.92 | 0 | 0 | 2525.306 | 2400.1367 | [12]
Biomass | Biomass |  | 3860 | 20% | 3088 | 0 | 21.92 | 18.9873 | 0 | 3900.9073 | 3128.9073 | [13]
Geothermal | Geothermal |  | 4141 | 10% | 3726.9 | 0 | 172.9815 | 0 | 0 | 4313.9815 | 3899.8815 | [14]
| [1] | Overnight Capital Costs: AEO 2011 ER, Table 1. Learning Assumptions: AEO 2010 Assumptions, Table 8.3. Contingency and Optimism factors included in AEO 2011 ER overnight costs;
22% Owner's costs also included, Table 12-1. Electric transmission source: PJM's "CONE Combined Cycle Revenue Requirements Update", Aug 26, 2008, Table 2, page 3.
Nuclear Decommissioning Cost: CRA analysis.
| [2] | Overnight Capital Costs: AEO 2011 ER, Table 1. Learning Assumptions: AEO 2010 Assumptions, Table 8.3. Contingency and Optimism factors included in AEO 2011 ER overnight costs;
18% Owner's costs also included, Table 3-2. Electric transmission source: PJM's "CONE Combined Cycle Revenue Requirements Update", Aug 26, 2008, Table 2, page 3. Rail spur: CRA assumption.
| [3] | Overnight Capital Costs: AEO 2011 ER, Table 1. Learning Assumptions: AEO 2010 Assumptions, Table 8.3. Contingency and Optimism factors included in AEO 2011 ER overnight costs;
20% Owner's costs also included, Table 5-1. Owner's Cost: CRA analysis. Gas pipeline source: PJM's "CONE Combined Cycle Revenue Requirements Update", Aug 26, 2008, Table 2, page 3.
Electric transmission source: PJM's "CONE Combined Cycle Revenue Requirements Update", Aug 26, 2008, Table 2, page 3.
| [4] | Overnight Capital Costs: AEO 2011 ER, Table 1. Learning Assumptions: AEO 2010 Assumptions, Table 8.3. Contingency and Optimism factors included in AEO 2011 ER overnight costs;
20% Owner's costs also included, Table 6-1. Gas pipeline source: PJM's "CONE Combined Cycle Revenue Requirements Update", Aug 26, 2008, Table 2, page 3. Electric transmission source: PJM's
CONE Combined Cycle Revenue Requirements Update, Aug 26, 2008, Table 2, page 3.
| [5] | Overnight Capital Costs: AEO 2011 ER, Table 1. Learning Assumptions: AEO 2010 Assumptions, Table 8.3. Contingency and Optimism factors included in AEO 2011 ER overnight costs;
20% Owner's costs also included, Table 9-1. Gas pipeline source: PJM's "CONE Revenue Requirements 2008 Update", Table 5, page 14. PJM's "CONE Revenue Requirements 2008 Update", Table 5, p14.
| [6] | Overnight Capital Costs: AEO 2011 ER, Table 1. Learning Assumptions: AEO 2010 Assumptions, Table 8.3. Contingency and Optimism factors included in AEO 2011 ER overnight costs;
18% Owner's costs also included, Table 10-2. Electric transmission source: PJM's "CONE Combined Cycle Revenue Requirements Update", Aug 26, 2008, Table 2, page 3. Rail spur: CRA assumption.
| [7] | Overnight Capital Costs: AEO 2011 ER, Table 1. Learning Assumptions: AEO 2010 Assumptions, Table 8.3. Learning for IGCC with CCS equals the weighted average of the 5% learning for IGCC
and the 20% learning for CCS from AEO 2010. Contingency and Optimism factors included in AEO 2011 ER overnight costs; 20% Owner's costs also included, Table 11-1. Electric transmission source:
PJM's "CONE Combined Cycle Revenue Requirements Update", Aug 26, 2008, Table 2, page 3. Rail spur source: CRA assumption.
| [8] | Overnight Capital Costs: AEO 2011 ER, Table 1. Learning Assumptions: AEO 2010 Assumptions, Table 8.3. Contingency and Optimism factors included in AEO 2011 ER overnight costs;
6% Owner's costs also included, Table 21-1. Electric transmission source: NREL's Wind Deployment System (WinDS) Model - average interconnection cost for the least expensive 300 GW in the US.
| [9] | Overnight Capital Costs: AEO 2011 ER, Table 1. Learning Assumptions: AEO 2010 Assumptions, Table 8.3. Contingency and Optimism factors included in AEO 2011 ER overnight costs;
25% Owner's costs also included, Table 22-1. Electric transmission source: assumed to be located near load center.
| [10] | Overnight Capital Costs: AEO 2011 ER, Table 1. Learning Assumptions: AEO 2010 Assumptions, Table 8.3. Contingency and Optimism factors included in AEO 2011 ER overnight costs;
12% Owner's costs also included, Table 24-2. Electric transmission source: Assumed to be the same as wind.
| [11] | Overnight Capital Costs: AEO 2011 ER, Table 1. Learning Assumptions: AEO 2010 Assumptions, Table 8.3. Contingency and Optimism factors included in AEO 2011 ER overnight costs;
15% Owner's costs also included, Table 23-1. Electric transmission source: Assumed to be the same as wind.
| [12] | AEO 2010 Assumptions, Tables 8.2 & 8.3. Learning Assumptions: AEO 2010 Assumptions, Table 8.3. Electrical transmission cost assumed to be the same as nuclear, coal, CC's, etc.
| [13] | Overnight Capital Costs: AEO 2011 ER, Table 1. Learning Assumptions: AEO 2010 Assumptions, Table 8.3. Contingency and Optimism factors included in AEO 2011 ER overnight costs;
20% Owner's costs also included, Table 14-1. Electric transmission source: PJM's "CONE Combined Cycle Revenue Requirements Update", Aug 26, 2008, Table 2, page 3. Rail spur: CRA assumption.
| [14] | Overnight Capital Costs: AEO 2011 ER, Table 1. Learning Assumptions: AEO 2010 Assumptions, Table 8.3. Contingency and Optimism factors included in AEO 2011 ER overnight costs;
18% Owner's costs also included, Table 17-1. Electric transmission source: Assumed to be the same as wind.
All-in Capital Cost in 2011 w/o IDC ($2010/kW)
| Technology |  | 2010 | 2015 | 2020 | 2025 | 2030
| Nuclear |  | 5614.8914 | 5436.9247 | 5258.958 | 5080.9914 | 5080.9914
| Advanced Coal |  | 2884.9073 | 2837.5073 | 2790.1073 | 2742.7073 | 2742.7073
| CC |  | 1009.9 | 1018.1833 | 1001.4667 | 984.75 | 984.75
| CT |  | 710.07 | 698.9867 | 687.9033 | 676.82 | 676.82
| IGCC |  | 3261.9073 | 3208.224 | 3154.5407 | 3100.8573 | 3100.8573
| IGCC w/seq |  | 5388.9073 | 5193.424 | 4997.9407 | 4802.4573 | 4802.4573
| Wind |  | 2610.9815 | 2602.8548 | 2594.7281 | 2586.6015 | 2586.6015
| Wind Offshore |  | 5975 | 5576.6667 | 5178.3333 | 4780 | 4780
| Photovoltaic |  | 4927.9815 | 4610.9815 | 4293.9815 | 3976.9815 | 3976.9815
| Solar Thermal |  | 4864.9815 | 4552.1815 | 4239.3815 | 3926.5815 | 3926.5815
| Landfill Gas |  | 2525.306 | 2483.5829 | 2441.8598 | 2400.1367 | 2400.1367
| Biomass |  | 3900.9073 | 3643.574 | 3386.2407 | 3128.9073 | 3128.9073
| Geothermal |  | 4313.9815 | 4175.9481 | 4037.9148 | 3899.8815 | 3899.8815
Note: 2010 costs are assumed to equal 2011 costs. 2015 and 2020 costs are interpolated on a straightline basis between 2010 and 2025. 2030 costs are assumed to equal 2025 costs.
CCs are assumed to use F-Frame technology until 2015 when the switch is made to H-Frame technology.
The input assumptions contained herein reflect a joint assumptions development process between EIPC, EIPC stakeholders and CRA for purposes of EIPC capacity expansion modeling.
As such, these inputs do not necessarily reflect the opinions or views of CRA or any individual EIPC stakeholder.

## Exhibit10_RegionalMultipliers
Appendix A, Exhibit 10 - Regional Multipliers
(based on AEO 2011 early release)
Representative AEO Region | NEEM Region | Nuclear | Adv Coal | CC F-Frame | CC H-Frame | CT F-Frame | IGCC | IGCC w/Seq | Wind | Wind Offshr | Photo-voltaic | Solar Thermal | Landfill Gas | Bio-mass | Geo-thermal
Phoenix, Arizona | AZ_NM_SNV_Coal | 0.976 | 0.943 | 1.026 | 1.026 | 1.044 | 0.954 | 0.945 | 0.976 | 1 | 0.938 | 0.911 | 0.955 | 1 | 0.97
Little Rock, Arkansas | ENT | 0.975 | 0.941 | 0.925 | 0.933 | 0.966 | 0.952 | 0.943 | 0.975 | 1 | 0.935 | 0.907 | 0.953 | 0.919 | 1
Houston, Texas | ERCOT | 0.961 | 0.897 | 0.912 | 0.915 | 1.012 | 0.915 | 0.917 | 0.952 | 0.918 | 0.899 | 0.858 | 0.927 | 0.884 | 1
Tampa, Florida | FRCC | 0.979 | 0.946 | 0.94 | 0.942 | 0.954 | 0.956 | 0.955 | 0.978 | 1 | 0.89 | 0.936 | 0.921 | 0.943 | 1
Bismarck, ND | MAPP_US and MAPP_CA | 0.967 | 0.92 | 0.946 | 0.948 | 1.013 | 0.928 | 0.922 | 1.021 | 1 | 0.947 | 0.912 | 0.944 | 0.903 | 1
Indianapolis, Indiana | MISO_IN | 1.02 | 1.035 | 1.009 | 1.009 | 1.017 | 1.033 | 1.012 | 0.997 | 0.99 | 0.988 | 0.981 | 0.991 | 1.015 | 1
Detroit, Michigan | MISO_MI | 1.016 | 1.04 | 1.053 | 1.052 | 0.97 | 1.035 | 1.035 | 0.973 | 1.028 | 1.034 | 1.048 | 1.027 | 1.039 | 1
St. Louis, Missouri | MISO_MO-IL | 1.028 | 1.077 | 1.056 | 1.054 | 1.01 | 1.069 | 1.055 | 1.036 | 1 | 1.044 | 0.943 | 1.03 | 1.047 | 1
St. Pual, Minnesota | MISO_W | 1.019 | 1.041 | 1.045 | 1.044 | 0.994 | 1.036 | 1.034 | 0.925 | 1.048 | 1.06 | 1.072 | 1.023 | 1.043 | 1
Green Bay, Wisconsin | MISO_WUMS | 1.01 | 1.006 | 0.987 | 0.987 | 0.948 | 1.008 | 0.995 | 0.99 | 0.973 | 0.966 | 0.951 | 0.977 | 0.99 | 1
Omaha, Nebraska | NE | 0.985 | 0.961 | 0.985 | 0.986 | 1.343 | 0.969 | 0.962 | 1.035 | 1 | 0.983 | 0.965 | 0.97 | 0.949 | 1
Boston, Massachusetts | NEISO | 1.183 | 1.387 | 1.4 | 1.389 | 1.126 | 1.338 | 1.262 | 1.111 | 1.132 | 1.164 | 1.222 | 1.118 | 1.335 | 1
Louisville, Kentucky | NonRTO_Midwest | 0.976 | 0.939 | 0.946 | 0.948 | 0.954 | 0.951 | 0.942 | 0.971 | 1 | 0.934 | 0.906 | 0.952 | 0.924 | 1
Sacramento, California | NP15 | 1.065 | 1.157 | 1.205 | 1.199 | 1.013 | 1.137 | 1.111 | 1.105 | 1 | 1.105 | 1.133 | 1.057 | 1.119 | 1.054
Salt Lake City, Utah | NWPP_Coal | 0.985 | 0.967 | 0.96 | 0.962 | 1.047 | 0.976 | 0.954 | 1.037 | 1 | 0.962 | 0.931 | 0.951 | 1 | 0.971
Syracuse, New York | NYISO_A-F | 1.066 | 1.12 | 1.163 | 1.159 | 1.056 | 1.108 | 1.055 | 1.008 | 0.988 | 0.986 | 0.976 | 0.996 | 1.075 | 1
Syracuse, New York | NYISO_G-I | 1.066 | 1.12 | 1.163 | 1.159 | 1.056 | 1.108 | 1.055 | 1.008 | 0.988 | 0.986 | 0.976 | 0.996 | 1.075 | 1
New York City, New York | NYISO_J-K | 1.134 | 1.348 | 1.684 | 1.664 | 0.966 | 1.295 | 1.314 | 1.246 | 1.294 | 1.366 | 1.501 | 1.263 | 1.383 | 1
Syracuse, New York | OH (IESO) | 1.066 | 1.12 | 1.163 | 1.159 | 1.056 | 1.108 | 1.055 | 1.008 | 0.988 | 0.986 | 0.976 | 0.996 | 1.075 | 1
Philadelphia, Pennsylvania | PJM_E | 1.049 | 1.129 | 1.261 | 1.253 | 1.037 | 1.11 | 1.113 | 1.061 | 1 | 1.116 | 1.161 | 1.085 | 1.131 | 1
Baltimore, Maryland | PJM_ROM | 1.034 | 1.053 | 1.204 | 1.199 | 1.056 | 1.05 | 1.011 | 1.017 | 0.979 | 0.974 | 0.956 | 0.983 | 1.016 | 1
Cincinnati, Ohio | PJM_ROR | 1.008 | 1.005 | 0.983 | 0.984 | 0.998 | 1.008 | 0.985 | 0.981 | 1 | 0.954 | 0.934 | 0.969 | 0.98 | 1
Denver, Colorado | RMPA | 0.974 | 0.934 | 1.021 | 1.021 | 1.206 | 0.946 | 0.937 | 1.022 | 1 | 0.956 | 0.927 | 0.953 | 0.918 | 0.973
Atlanta, Georgia | SOCO | 0.965 | 0.911 | 0.934 | 0.937 | 0.985 | 0.927 | 0.919 | 0.961 | 0.93 | 0.913 | 0.877 | 0.937 | 0.895 | 1
Los Angeles, California | SP15 | 1.095 | 1.224 | 1.29 | 1.282 | 1.056 | 1.198 | 1.137 | 1.124 | 1.077 | 1.096 | 1.114 | 1.052 | 1.134 | 0.935
Wichita, Kansas | SPP_N | 0.972 | 0.927 | 0.95 | 0.957 | 0.97 | 0.94 | 0.931 | 1.019 | 1 | 0.949 | 0.917 | 0.946 | 0.909 | 1
Wichita, Kansas | SPP_S | 0.972 | 0.927 | 0.95 | 0.957 | 0.97 | 0.94 | 0.931 | 1.019 | 1 | 0.949 | 0.917 | 0.946 | 0.909 | 1
Knoxville, Tennessee | TVA | 0.963 | 0.903 | 0.915 | 0.918 | 0.985 | 0.921 | 0.909 | 0.954 | 1 | 0.898 | 0.856 | 0.927 | 0.883 | 1
Charlotte, North Carolina | VACAR | 0.959 | 0.896 | 0.895 | 0.909 | 1.012 | 0.915 | 0.899 | 0.951 | 0.907 | 0.884 | 0.836 | 0.917 | 0.866 | 1
Source: EIA Updated Capital Cost Estimates for Electricity Generation Plants, Nov 2010
http://www.eia.gov/oiaf/beck_plantcosts/pdf/updatedplantcosts.pdf
The input assumptions contained herein reflect a joint assumptions development process between EIPC, EIPC stakeholders and CRA for purposes of EIPC capacity expansion modeling.
As such, these inputs do not necessarily reflect the opinions or views of CRA or any individual EIPC stakeholder.

## Exhibit11_WindCF & Potential
Appendix A, Exhibit 11 - NEEM Capacity Factors (New and Existing) and Resource Potentials
NEEM Region | Onshore Potential (Class 4+), MW | Avg Capacity Factor | Offshore Potential (shallow offshore only, Class 4+), MW | Avg Capacity Factor
AZ_NM_SNV | 63277 | 30.6% | 0 | NA
ENT | 396 | 33.62% | 0 | NA
ERCOT | 14967 | 33.31% | 0 | NA
FRCC | 0 | 0% | 0 | NA
MAPP_US | TBD | 39.82% | 0 | NA
MAPP_CA | 300000 | 28.52% | NA | NA
MISO_IN | TBD | 33.12% | TBD | TBD
MISO_MI | 200 | 30.48% | 4360 | TBD
MISO_MO_IL | 2061 | 35.04% | 0 | NA
MISO_W | TBD | 37.66% | TBD | TBD
MISO_WUMS | 350 | 32.59% | 2054 | TBD
NE | 157050 | 40.47% | 0 | NA
NEISO_CT | 2 | 26.4% | 176 | 35.05%
NEISO_MA | 668 | 30.66% | 7944 | 45.62%
NEISO_ME | 3404 | 34.08% | 174 | 39.88%
NEISO_NH | 1014 | 33.17% | 20 | 36.51%
NEISO_RI | 36 | 22.4% | 223 | 42.72%
NEISO_VT | 2102 | 34.2% | 0 | NA
NonRTO_Midwest | 200 | 26.24% | 0 | TBD
NP15 | 1908 | 29.68% | 135 | 40%
NWPP | 302688 | 26.4% | 193 | 40%
NYISO_A-F | 451 | 33.1% | 486 | TBD
NYISO_G-I | 63 | 33.93% | 245 | NA
NYISO_J-K | 915 | 31.56% | 2368 | TBD
IESO | 300000 | 28.52% | 6414 | 38.1%
PJM_E | 2 | 22.62% | 9588
PJM_ROM | 344 | 28.46% | 16918 | TBD
PJM_ROR | 2333 | 31.82% | 20230 | TBD
RMPA | 338965 | 34.32% | 0 | NA
SOCO | 398 | 0% | 0 | NA
SP15 | 15646 | 29.68% | 0 | NA
SPP_N | 238677 | 39.24% | 0 | NA
SPP_S | 354053 | 39.2% | 0 | NA
TVA | 442 | 29.13% | 0 | NA
VACAR | 602 | 29.71% | 39250 | TBD
The input assumptions contained herein reflect a joint assumptions development process between EIPC, EIPC stakeholders and CRA for purposes of EIPC capacity expansion modeling.
As such, these inputs do not necessarily reflect the opinions or views of CRA or any individual EIPC stakeholder.
done, except offshore wind and MISO_IN / MISO_W

## Exhibit12_NewResourceLimits
Appendix A, Exhibit 12 - New Resource Limits
Cumulative New Build GW Limit Potential by NEEM Region |  |  |  |  | Note: Forced New Builds are included in this constraint
| Pulverized Coal | Nuclear | On-Shore Wind | Off-Shore Wind | Biomass | Photo-voltaic | Landfill Gas | Geoth- ermal | Solar Thermal | IGCC-CCS
AZ_NM_SNV | ∞ | ∞ | 63.277 | 0 | 6.54 | 10 | 0.0455 | 1.45 | 10 | ∞
ENT | ∞ | ∞ | 0.396 | 0 | 10.0749 | 5 | 0.13425 | 0 | 0 | ∞
ERCOT | ∞ | ∞ | 14.967 | 0 | 4.065 | 10 | 0.354 | 0 | 0 | ∞
FRCC | ∞ | ∞ | 0 | 0 | 2.0019 | 10 | 0.198 | 0 | 0 | ∞
MAPP_US | ∞ | ∞ | new TBD | new TBD | new TBD | new TBD | new TBD | 0 | 0 | ∞
MISO_IN | ∞ | ∞ | new TBD | new TBD | new TBD | new TBD | new TBD | 0 | 0 | ∞
MISO_MI | ∞ | ∞ | 0.2 | 4.36 | 6.1445 | 1.25 | 0.1282 | 0 | 0 | ∞
MISO_MO_IL | ∞ | ∞ | 2.061 | 0 | 8.8789 | 7 | 0.4355 | 0 | 0 | ∞
MISO_W | ∞ | ∞ | new TBD | new TBD | new TBD | new TBD | new TBD | 0 | 0 | ∞
MISO_WUMS | ∞ | ∞ | 0.35 | 2.054 | 3.2008 | 2 | 0.1675 | 0 | 0 | ∞
NE | ∞ | ∞ | 157.05 | 0 | 10.8177 | 2 | 0.071667 | 0 | 0 | ∞
NEISO | 0 | ∞ | 7.2 | 8.5 | 1.7 | 12 | 0.71 | 0 | 0 | 4
NonRTO_Midwest | ∞ | ∞ | 0.2 | 0 | 6.1445 | 1.25 | 0.1282 | 0 | 0 | ∞
NP15 | 0 | 0 | 1.908 | 0.135 | 0.84324 | 10 | 0.565 | 0.64 | 0.1 | ∞
NWPP | ∞ | ∞ | 302.688 | 0.193 | 9.05 | 5 | 0.26 | 0.52 | 0.003 | ∞
NYISO_A-F | 0 | ∞ | 0.451 | 0.486 | 1.0007 | 4 | 0.446 | 0 | 0 | ∞
NYISO_G-I | 0 | 0 | 0.063 | 0.245 | 0.81872 | 2 | 0.223 | 0 | 0 | ∞
NYISO_J-K | 0 | 0 | 0.915 | 2.368 | 0 | 4 | 0.446 | 0 | 0 | 0
PJM_E | 0 | ∞ | 0.002 | 9.588 | 0.33231 | 2 | 0.142 | 0 | 0 | ∞
PJM_ROM | ∞ | ∞ | 0.344 | 16.918 | 2.3578 | 4 | 0.284 | 0 | 0 | ∞
PJM_ROR | ∞ | ∞ | 2.333 | 20.23 | 10.5563 | 6.9167 | 0.36815 | 0 | 0 | ∞
RMPA | ∞ | ∞ | 338.965 | 0 | 3.7268 | 5 | 0.05 | 2.57 | 9.3548 | ∞
SOCO | ∞ | ∞ | 0.398 | 0 | 6.5552 | 2 | 0.13425 | 0 | 0 | ∞
SP15 | 0 | 0 | 15.646 | 0 | 0.67459 | 10 | 0.565 | 1.49 | 10 | ∞
SPP_N | ∞ | ∞ | 238.677 | 0 | 6.4056 | 2 | 0.095 | 0 | 0 | ∞
SPP_S | ∞ | ∞ | 354.053 | 0 | 4.5073 | 2 | 0.095 | 0 | 0 | ∞
TVA | ∞ | ∞ | 0.442 | 0 | 7.3943 | 2 | 0.13425 | 0 | 0 | ∞
VACAR | ∞ | ∞ | 0.602 | 39.25 | 6.9863 | 1.3333 | 0.0895 | 0 | 0 | ∞
ALB | 0 | ∞ | 0.1 | 0 | 0 | 0 | 0 | 0 | 0 | 0
BC | 0 | ∞ | 0.3 | 0 | 0 | 0 | 0 | 0 | 0 | 0
OH | 0 | ∞ | 300 | 6.414 | 0 | 0.1 | 0 | 0 | 0 | 0
MAPP_CA | 0 | ∞ | 300 | 0 | 0 | 0 | 0 | 0 | 0 | 0
Total | ∞ | ∞ | 3409.969 | 117.92 | 155.964 | 136.35 | 7.201 | 6.67 | 29.4578 | ∞
New Pulverized Coal assumed not to be built in California, New York, New England, PJM East, and Canada
New Nuclear assumed not to be built in California or near New York City
CCS is a proposed CRA assumption. |  | PV and solar thermal are proposed CRA assumptions.
On- and Off-shore wind resource potential based on Win DS base case
Biomass based on CRA judgment, informed by USDA/DOE 2005 "Billion Ton Study".
Landfill gas based on CRA judgment, informed by EPA NEEDS report (2006).
Geothermal based on Lovekin & Pletka, GRC Transactions, vol. 33, 2009 (note: could be used for capital costs in lieu of AEO 2011)
Cumulative GW of New Build Allowed in Total U.S. and Canada through This Year
Note: If %, represents % of total in table above; Forced Builds are included in constraint; if no figure listed the table above applies
| 2010 | 2015 | 2020 | 2025 | 2030 | 2035 | 2040 | 2045 | 2050
Pulverized Coal | 0 | F | F+10
Nuclear | 0 | F1 | *F2 | *F2+15 | *F2+50 | *F2+100 | *F2+150 | *F2+200 | *F2+250
On-Shore Wind | 0 | F | F+175
Off-Shore Wind | 0 | F | F+20
Biomass | 0 | F | 25% | 50% | 75% | 100%
Photovoltaic | 0 | F | 10
Landfill Gas | 0 | F | 33% | 67% | 100%
Geo Thermal | 0 | F | 33%
Solar Thermal | 0 | F | 33%
IGCC-CCS | 0 | F | F+2 | F+12 | F+32
IGCC | 0 | F | F+60
CCS Retrofits | 0 | F | F+5 | F+25 | F+65
F: Forced builds only | * F2 = F1 + (2016-2020 nuclear builds)
Represents practical constraints on building over time, such as permitting/siting, construction lead times. CRA assumptions.
2020 limits in place for all technologies, most other types unlimited (other than in table above) by 2025
Transfer limits, reserve margins, hurdle rates, and intermittent resource limits will limit construction inside any particular NEEM region
Nuclear likely to be highly economic in certain scenarios, thus on-going limitations in place to represent licensing issues.
IGCC-CCS not available until 2020 (for economic builds); CCS Retrofits available in the same year.
The input assumptions contained herein reflect a joint assumptions development process between EIPC, EIPC stakeholders and CRA for purposes of EIPC capacity expansion modeling.
As such, these inputs do not necessarily reflect the opinions or views of CRA or any individual EIPC stakeholder.
still in NEED of revision will need MAPP_CA resource potential (e.g., wind)
MISO_IN and MISO_W pending and need to add hydro

## Exhibit13_RetrofitCosts
Appendix A, Exhibit 13 - Retrofit Costs Source Information
Retrofit Type | Emissions Type | Capital Cost | Fixed O&M | Variable O&M
FGD | SO2 | Sargent & Lundy. "IPM Model - Revisions to Cost and Performance for APC Technologies. Wet FGD Cost Development Methodology." August 2010. [Table 1] | Sargent & Lundy. "IPM Model - Revisions to Cost and Performance for APC Technologies. Wet FGD Cost Development Methodology." August 2010. [Table 1] | Sargent & Lundy. "IPM Model - Revisions to Cost and Performance for APC Technologies. Wet FGD Cost Development Methodology." August 2010. [Table 1]
SCR | NOx | Cichanowicz, J Edward. "Current Capital Cost and Cost-Effectiveness of Power Plant Emissions Control Technologies." January 2010. [Figure 6-1] | Cichanowicz, J Edward. "Current Capital Cost and Cost-Effectiveness of Power Plant Emissions Control Technologies." January 2010. [Table 6-1] | Cichanowicz, J Edward. "Current Capital Cost and Cost-Effectiveness of Power Plant Emissions Control Technologies." January 2010. [Table 6-1]
SNCR | NOx | EPA IPM 2006 Documentation | EPA IPM 2006 Documentation | EPA IPM 2006 Documentation
ACI | Hg | Cichanowicz, J Edward. "Testimony of J E Cichanowicz to the Illinois Pollution Control Board. A Review of the Status of Mercury Control Technology." July 28, 2006. [Figures B-6 and B-8] | Cichanowicz, J Edward. "Testimony of J E Cichanowicz to the Illinois Pollution Control Board. A Review of the Status of Mercury Control Technology." July 28, 2006. [Figure B-7] | Cichanowicz, J Edward. "Testimony of J E Cichanowicz to the Illinois Pollution Control Board. A Review of the Status of Mercury Control Technology." July 28, 2006. [Pages 65-66]; CRA discussion with Cichanowicz.
RPJ | Hg | Cichanowicz, J Edward. "Testimony of J E Cichanowicz to the Illinois Pollution Control Board. A Review of the Status of Mercury Control Technology." July 28, 2006. [Figures B-6 and B-8] | Cichanowicz, J Edward. "Testimony of J E Cichanowicz to the Illinois Pollution Control Board. A Review of the Status of Mercury Control Technology." July 28, 2006. [Figure B-7] | Cichanowicz, J Edward. "Testimony of J E Cichanowicz to the Illinois Pollution Control Board. A Review of the Status of Mercury Control Technology." July 28, 2006. [Pages 65-66]; CRA discussion with Cichanowicz.
The input assumptions contained herein reflect a joint assumptions development process between EIPC, EIPC stakeholders and CRA for purposes of EIPC capacity expansion modeling.
As such, these inputs do not necessarily reflect the opinions or views of CRA or any individual EIPC stakeholder.

## Exhibit14_ForcedRetrofits
Appendix A, Exhibit 14 - Forced Retrofits
NEEM Region | Installation Year Modeled | Plant Name | Unit | Control Type (NOx, SO2, PM, HG, CO, VOC, Multi, CO2) | Control Equipment | Install Date | Retrofit Modeled
MISO_MO_IL | 2011 | Sioux | 1 | SO2 | Wet Lime FGD | 2010-09-30 | FGD
MISO_MO_IL | 2011 | Sioux | 2 | SO2 | Wet Lime FGD | 2010-09-30 | FGD
MISO_W | 2011 | Lansing | 4 | NOx | Selective Catalytic Reduction | 2010-09-30 | SCR
MAPP_US | 2011 | Leland Olds 1 & 2 | 1 | SO2 | Wet Limestone | 2011-03-31 | FGD
MAPP_US | 2011 | Leland Olds 1 & 2 | 2 | SO2 | Wet Limestone | 2010-10-31 | FGD
MISO_W | 2011 | Sutherland (IA) | 3 | NOx | Selective Non-catalytic Reduction | 2010-10-31 | SNCR
MI | 2012 | J H Campbell | 2 | NOx | Selective Catalytic Reduction | 2011-09-30 | SCR
NEISO | 2012 | Merrimack | 1 | SO2 | Wet Limestone | 2011-12-31 | FGD
NEISO | 2012 | Merrimack | 2 | SO2 | Wet Limestone | 2011-12-31 | FGD
NonRTO_Midwest | 2011 | Clifty Creek | 1 | SO2 | Wet Limestone | 2011-06-30 | FGD
NonRTO_Midwest | 2011 | Clifty Creek | 2 | SO2 | Wet Limestone | 2011-06-30 | FGD
NonRTO_Midwest | 2011 | Clifty Creek | 3 | SO2 | Wet Limestone | 2011-06-30 | FGD
NonRTO_Midwest | 2011 | Clifty Creek | 4 | SO2 | Wet Limestone | 2011-06-30 | FGD
NonRTO_Midwest | 2011 | Clifty Creek | 5 | SO2 | Wet Limestone | 2011-06-30 | FGD
NonRTO_Midwest | 2011 | Clifty Creek | 6 | SO2 | Wet Limestone | 2011-06-30 | FGD
NonRTO_Midwest | 2011 | Kyger Creek | 1 | SO2 | Flue Gas Desulfurization | 2011-03-31 | FGD
NonRTO_Midwest | 2011 | Kyger Creek | 2 | SO2 | Flue Gas Desulfurization | 2011-03-31 | FGD
NonRTO_Midwest | 2011 | Kyger Creek | 3 | SO2 | Flue Gas Desulfurization | 2011-03-31 | FGD
NonRTO_Midwest | 2011 | Kyger Creek | 4 | SO2 | Flue Gas Desulfurization | 2011-06-30 | FGD
NonRTO_Midwest | 2011 | Kyger Creek | 5 | SO2 | Flue Gas Desulfurization | 2011-06-30 | FGD
PJM_ROR | 2011 | Chesterfield | 3 | SO2 | Flue Gas Desulfurization | 2011-06-30 | FGD
PJM_ROR | 2011 | Chesterfield | 4 | SO2 | Flue Gas Desulfurization | 2011-06-30 | FGD
PJM_ROR | 2011 | Chesterfield | 5 | SO2 | Flue Gas Desulfurization | 2011-06-30 | FGD
PJM_E | 2011 | Hudson Generating Station | 2 | NOx | Selective Catalytic Reduction | 2010-12-31 | SCR
PJM_E | 2011 | Hudson Generating Station | 2 | SO2 | Dry Lime FGD | 2010-12-31 | FGD
PJM_Midwest | 2011 | Cardinal | 3 | SO2 | Wet Limestone | 2011-03-31 | FGD
PJM_Midwest | 2011 | W H Sammis | 1 | NOx | Selective Non-catalytic Reduction | 2010-12-31 | SNCR
PJM_Midwest | 2011 | W H Sammis | 3 | NOx | Selective Non-catalytic Reduction | 2010-12-31 | SNCR
PJM_Midwest | 2011 | W H Sammis | 4 | NOx | Selective Non-catalytic Reduction | 2010-12-31 | SNCR
MISO_MO_IL | 2011 | Baldwin Energy Complex | 3 | SO2 | Dry Lime FGD | 2010-12-31 | FGD
MISO_MO_IL | 2013 | Havana | 6 | SO2 | Dry Lime FGD | 2012-12-01 | FGD
SOCO | 2012 | R D Morrow | 1 | SO2 | Wet Limestone | 2011-08-30 | FGD
SOCO | 2012 | R D Morrow | 2 | SO2 | Wet Limestone | 2011-08-30 | FGD
SOCO | 2014 | Scherer | 1 | NOx | Selective Catalytic Reduction | 2013-12-31 | SCR
SOCO | 2014 | Scherer | 1 | SO2 | Flue Gas Desulfurization | 2013-12-31 | FGD
SOCO | 2014 | Scherer | 2 | NOx | Selective Catalytic Reduction | 2013-12-31 | SCR
SOCO | 2014 | Scherer | 2 | SO2 | Flue Gas Desulfurization | 2013-12-31 | FGD
SOCO | 2014 | Scherer | 3 | NOx | Selective Catalytic Reduction | 2013-12-31 | SCR
SOCO | 2014 | Scherer | 3 | SO2 | Flue Gas Desulfurization | 2013-12-31 | FGD
SOCO | 2014 | Scherer | 4 | NOx | Selective Catalytic Reduction | 2013-12-31 | SCR
SOCO | 2014 | Scherer | 4 | SO2 | Flue Gas Desulfurization | 2013-12-31 | FGD
SOCO | 2011 | Miller | 1 | NOx | Selective Catalytic Reduction | 2013-12-31 | SCR
SOCO | 2011 | Miller | 1 | SO2 | Flue Gas Desulfurization | 2013-12-31 | FGD
SOCO | 2010 | Miller | 2 | NOx | Selective Catalytic Reduction | 2013-12-31 | SCR
SOCO | 2010 | Miller | 2 | SO2 | Flue Gas Desulfurization | 2013-12-31 | FGD
SOCO | 2009 | Miller | 3 | NOx | Selective Catalytic Reduction | 2013-12-31 | SCR
SOCO | 2009 | Miller | 3 | SO2 | Flue Gas Desulfurization | 2013-12-31 | FGD
SOCO | 2010 | Miller | 4 | NOx | Selective Catalytic Reduction | 2013-12-31 | SCR
SOCO | 2010 | Miller | 4 | SO2 | Flue Gas Desulfurization | 2013-12-31 | FGD
SOCO | 2012 | Crist | 6 | NOx | Selective Catalytic Reduction | 2013-12-31 | SCR
VACAR | 2011 | Cliffside | 5 | SO2 | Wet Limestone | 2010-10-31 | FGD
MISO_WUMS | 2012 | South Oak Creek | 7 | NOx | Selective Catalytic Reduction | 2012-06-01 | SCR
MISO_WUMS | 2012 | South Oak Creek | 7 | SO2 | Wet Limestone | 2012-06-01 | FGD
MISO_WUMS | 2012 | South Oak Creek | 8 | NOx | Selective Catalytic Reduction | 2012-06-01 | SCR
MISO_WUMS | 2012 | South Oak Creek | 8 | SO2 | Wet Limestone | 2012-06-01 | FGD
MISO_WUMS | 2013 | Edgewater (WI) | 5 | NOx | Selective Catalytic Reduction | 2012-10-31 | SCR
MISO_WUMS | 2013 | South Oak Creek | 5 | NOx | Selective Catalytic Reduction | 2012-12-01 | SCR
MISO_WUMS | 2013 | South Oak Creek | 5 | SO2 | Wet Limestone | 2012-12-01 | FGD
MISO_WUMS | 2013 | South Oak Creek | 6 | NOx | Selective Catalytic Reduction | 2012-12-01 | SCR
MISO_WUMS | 2013 | South Oak Creek | 6 | SO2 | Wet Limestone | 2012-12-01 | FGD
The input assumptions contained herein reflect a joint assumptions development process between EIPC, EIPC stakeholders and CRA for purposes of EIPC capacity expansion modeling.
As such, these inputs do not necessarily reflect the opinions or views of CRA or any individual EIPC stakeholder.

## Exhibit15_State_RPS
Appendix A, Exhibit 15 - State RPS Mapping to NEEM Region
* See separate workbook (App. C) that shows the buildup and percent requirements over time for the State RPS policies, along with eligibility.
NEEM RPS | State RPS | Component Pools | State Alternative Compliance Payment in 2020 ($2010/MWh) | Average of state ACPs in NEEM RPS region in 2020 ($2010/MWh)*
PJM | PA | PJM_E, PJM_ROM | 45 | 53
PJM | NJ | PJM_E, PJM_ROM | 50 | 53
PJM | DE | PJM_E, PJM_ROM | 80 | 53
PJM | MD | PJM_E, PJM_ROM | 40 | 53
PJM | DC | PJM_E, PJM_ROM | 50 | 53
PJM Solar | PA Solar | PJM_E, PJM_ROM | 550.15 | 508.63
PJM Solar | NJ Solar | PJM_E, PJM_ROM | 693 | 508.63
PJM Solar | DE Solar | PJM_E, PJM_ROM | 500 | 508.63
PJM Solar | MD Solar | PJM_E, PJM_ROM | 300 | 508.63
PJM Solar | DC Solar | PJM_E, PJM_ROM | 500 | 508.63
AZNMSNV | AZ | AZ_NM_SNV | 39.31 | 39.31
AZNMSNV | NM | AZ_NM_SNV | 39.31 | 39.31
AZNMSNV | NV | AZ_NM_SNV | 39.31 | 39.31
AZNMSNV Solar | AZ Solar | AZ_NM_SNV | 235.89 | 235.89
AZNMSNV Solar | NM Solar | AZ_NM_SNV | 235.89 | 235.89
AZNMSNV Solar | NV Solar | AZ_NM_SNV | 235.89 | 235.89
NWPP | WA | NWPP | 48.52 | 48.52
NWPP | OR | NWPP | 48.52 | 48.52
NWPP | MT | NWPP | 48.52 | 48.52
MRETS | WI | MAPP_US, WUMS, MISO_MO_IL** | 40 | 53.0333
MRETS | MN | MAPP_US, WUMS, MISO_MO_IL** | 100 | 53.0333
MRETS | IL | MAPP_US, WUMS, MISO_MO_IL** | 19.1 | 53.0333
MRETS Solar | IL | MAPP_US, WUMS, MISO_MO_IL** | 19.1 | 19.1
MI | MI | MISO_MI | 40 | 40
Ohio | OH | PJM_ROR | 45 | 45
Ohio Solar | OH Solar | PJM_ROR | 400 | 400
KS | KS | SPP_N | NA | NA
MO | MO | ENT, MISO_MO_IL** | 100 | 100
MO Solar | MO Solar | ENT, MISO_MO_IL** | 600 | 600
CO | CO | RMPA | 59.35 | 59.35
CO Solar | CO Solar | RMPA | 356.1 | 356.1
CA*** | CA | NP15, SP15 | 50 | 50
TX | TX | ERCOT | NA | NA
NY | NY | NYISO | 20 | 20
NEISO | MA | NEISO | 60.93 | 59.744
NEISO | CT | NEISO | 55 | 59.744
NEISO | ME | NEISO | 60.93 | 59.744
NEISO | RI | NEISO | 60.93 | 59.744
NEISO | NH | NEISO | 60.93 | 59.744
MA Solar | MA Solar | NEISO | 600 | 380.005
NH Solar | NH Solar | NEISO | 160.01 | 380.005
NC | NC | VACAR | 40 | 120
NC Solar | NC Solar | VACAR | 200 | 120
*As a starting point, we have proposed calculating the NEEM RPS region ACP as the simple average of the constituent state ACPs. This may be an oversimplification since the APS will play the most important role in states where the RPS is difficult to reach and the ACP is relatively low.
**The NEEM region, MISO_MO_IL, includes parts of both the MRETS and the MO NEEM RPS regions.
***Through 2013.
The input assumptions contained herein reflect a joint assumptions development process between EIPC, EIPC stakeholders and CRA for purposes of EIPC capacity expansion modeling.
As such, these inputs do not necessarily reflect the opinions or views of CRA or any individual EIPC stakeholder.

## Exhibit16A_HH NaturalGasPrices
Appendix A, Exhibit 16A - HH Natural Gas Prices, Base Case
AEO 2011 Reference Case (early release)
Year | Henry Hub Spot Price (2010$/MMBtu)
2011 | 4.1506
2012 | 4.5282
2013 | 4.6664
2014 | 4.6967
2015 | 4.8057
2016 | 4.8346
2017 | 4.882
2018 | 4.9594
2019 | 5.0365
2020 | 5.178
2021 | 5.3327
2022 | 5.4849
2023 | 5.6668
2024 | 5.8459
2025 | 6.0129
2026 | 6.1524
2027 | 6.2799
2028 | 6.3645
2029 | 6.4259
2030 | 6.5026
2031 | 6.6224
2032 | 6.7588
2033 | 6.876
2034 | 7.0088
2035 | 7.1911
Between 2035 and 2050, CRA proposes to increase gas prices at the
same rate of increase for the 2030-2035 period.
The input assumptions contained herein reflect a joint assumptions development process between EIPC, EIPC stakeholders and CRA for purposes of EIPC capacity expansion modeling.
As such, these inputs do not necessarily reflect the opinions or views of CRA or any individual EIPC stakeholder.

## Exhibit16B_NaturalGasPrices
Appendix A, Exhibit 16B - Natural Gas Prices, Base Case | [8 empty] | 1.0088 | convert 2009$ to 2010$
AEO 2011 Reference Case (early release)
Between 2035 and 2050, CRA proposes to increase gas prices at the
| 2010$/MMBtu |  |  |  | same rate of increase for the 2030-2035 period.
| Region | Season | 2011 | 2012 | 2013 | 2014 | 2015 | 2016 | 2017 | 2018 | 2019 | 2020 | 2021 | 2022 | 2023 | 2024 | 2025 | 2026 | 2027 | 2028 | 2029 | 2030 | 2031 | 2032 | 2033 | 2034 | 2035
| ALB | Summer | 3.6645 | 3.9728 | 4.0744 | 4.0899 | 4.1814 | 4.2044 | 4.2432 | 4.3078 | 4.3723 | 4.492 | 4.6231 | 4.7521 | 4.9067 | 5.0588 | 5.2007 | 5.319 | 5.4271 | 5.4984 | 5.5498 | 5.6144 | 5.716 | 5.8319 | 5.9314 | 6.0442 | 6.1996
| ALB | Winter | 3.9487 | 4.3035 | 4.5005 | 4.5434 | 4.6455 | 4.6711 | 4.7145 | 4.7866 | 4.8585 | 4.9919 | 5.1379 | 5.2816 | 5.4537 | 5.6231 | 5.7811 | 5.9129 | 6.0332 | 6.1127 | 6.17 | 6.242 | 6.3552 | 6.4842 | 6.595 | 6.7207 | 6.8936
| ALB | Shoulder | 3.8056 | 4.0998 | 4.2144 | 4.2383 | 4.3333 | 4.3571 | 4.3974 | 4.4645 | 4.5314 | 4.6556 | 4.7916 | 4.9254 | 5.0857 | 5.2436 | 5.3907 | 5.5134 | 5.6255 | 5.6995 | 5.7528 | 5.8199 | 5.9253 | 6.0455 | 6.1486 | 6.2657 | 6.4268
| AZ_NM_SNV_Gas | Summer | 3.9942 | 4.2533 | 4.3514 | 4.3458 | 4.4433 | 4.4678 | 4.5092 | 4.5781 | 4.6467 | 4.7742 | 4.9137 | 5.051 | 5.2155 | 5.3774 | 5.5284 | 5.6543 | 5.7693 | 5.8452 | 5.9 | 5.9688 | 6.0769 | 6.2002 | 6.3061 | 6.4262 | 6.5915
| AZ_NM_SNV_Gas | Winter | 4.1328 | 4.6153 | 4.805 | 4.8558 | 4.9651 | 4.9927 | 5.0393 | 5.1165 | 5.1935 | 5.3363 | 5.4926 | 5.6464 | 5.8306 | 6.012 | 6.1811 | 6.3221 | 6.4509 | 6.536 | 6.5975 | 6.6746 | 6.7957 | 6.9338 | 7.0524 | 7.1869 | 7.372
| AZ_NM_SNV_Gas | Shoulder | 3.9843 | 4.3727 | 4.505 | 4.523 | 4.6246 | 4.6502 | 4.6934 | 4.7652 | 4.8367 | 4.9695 | 5.1149 | 5.258 | 5.4293 | 5.598 | 5.7552 | 5.8864 | 6.0062 | 6.0853 | 6.1424 | 6.2141 | 6.3268 | 6.4552 | 6.5655 | 6.6906 | 6.8628
| BC | Summer | 3.6984 | 3.9843 | 4.0803 | 4.0961 | 4.1878 | 4.2107 | 4.2496 | 4.3144 | 4.3789 | 4.4988 | 4.6301 | 4.7593 | 4.9141 | 5.0665 | 5.2086 | 5.3271 | 5.4353 | 5.5068 | 5.5583 | 5.623 | 5.7247 | 5.8408 | 5.9404 | 6.0535 | 6.2091
| BC | Winter | 4.13 | 4.5479 | 4.7459 | 4.7901 | 4.8979 | 4.9251 | 4.971 | 5.0471 | 5.123 | 5.2638 | 5.418 | 5.5697 | 5.7513 | 5.9302 | 6.0969 | 6.236 | 6.3631 | 6.447 | 6.5075 | 6.5836 | 6.703 | 6.8392 | 6.9561 | 7.0888 | 7.2713
| BC | Shoulder | 3.8584 | 4.2118 | 4.3453 | 4.3701 | 4.4681 | 4.4928 | 4.5344 | 4.6037 | 4.6727 | 4.8009 | 4.9412 | 5.0793 | 5.2447 | 5.4076 | 5.5594 | 5.6861 | 5.8017 | 5.8781 | 5.9332 | 6.0023 | 6.1111 | 6.2351 | 6.3416 | 6.4624 | 6.6286
| ENT | Summer | 4.2209 | 4.5246 | 4.6432 | 4.6642 | 4.7691 | 4.7955 | 4.8402 | 4.9143 | 4.9881 | 5.1252 | 5.2752 | 5.4228 | 5.5996 | 5.7737 | 5.936 | 6.0713 | 6.195 | 6.2766 | 6.3356 | 6.4096 | 6.5258 | 6.6584 | 6.7722 | 6.9013 | 7.079
| ENT | Winter | 4.4194 | 4.9036 | 5.0902 | 5.1377 | 5.2536 | 5.2829 | 5.3323 | 5.4142 | 5.4958 | 5.6471 | 5.8127 | 5.9756 | 6.1707 | 6.3629 | 6.542 | 6.6914 | 6.8279 | 6.918 | 6.9831 | 7.0648 | 7.1932 | 7.3395 | 7.4651 | 7.6076 | 7.8036
| ENT | Shoulder | 4.2911 | 4.6521 | 4.7935 | 4.8224 | 4.931 | 4.9584 | 5.0046 | 5.0813 | 5.1578 | 5.2996 | 5.4548 | 5.6076 | 5.7905 | 5.9706 | 6.1385 | 6.2786 | 6.4065 | 6.491 | 6.552 | 6.6286 | 6.7489 | 6.8861 | 7.0038 | 7.1374 | 7.3212
| ERCOT | Summer | 4.2097 | 4.4806 | 4.5916 | 4.6207 | 4.7169 | 4.743 | 4.7872 | 4.8604 | 4.9335 | 5.0689 | 5.2173 | 5.3633 | 5.5381 | 5.7102 | 5.8707 | 6.0045 | 6.1268 | 6.2075 | 6.2658 | 6.339 | 6.4539 | 6.585 | 6.6975 | 6.8252 | 7.0009
| ERCOT | Winter | 4.2962 | 4.8128 | 4.9894 | 5.035 | 5.1595 | 5.1882 | 5.2367 | 5.3171 | 5.3972 | 5.5457 | 5.7083 | 5.8682 | 6.0598 | 6.2484 | 6.4242 | 6.5709 | 6.7049 | 6.7934 | 6.8573 | 6.9375 | 7.0635 | 7.2071 | 7.3304 | 7.4703 | 7.6628
| ERCOT | Shoulder | 4.242 | 4.5838 | 4.7166 | 4.7501 | 4.8581 | 4.8851 | 4.9306 | 5.0061 | 5.0814 | 5.221 | 5.3739 | 5.5244 | 5.7045 | 5.8819 | 6.0473 | 6.1853 | 6.3113 | 6.3945 | 6.4546 | 6.53 | 6.6484 | 6.7835 | 6.8995 | 7.0311 | 7.2121
| FRCC | Summer | 4.5772 | 4.9047 | 5.0258 | 5.047 | 5.1607 | 5.1895 | 5.238 | 5.3184 | 5.3986 | 5.5472 | 5.7098 | 5.8698 | 6.0614 | 6.2501 | 6.426 | 6.5727 | 6.7068 | 6.7953 | 6.8593 | 6.9395 | 7.0655 | 7.2092 | 7.3325 | 7.4725 | 7.665
| FRCC | Winter | 4.5815 | 5.1307 | 5.3259 | 5.3748 | 5.4961 | 5.5269 | 5.5787 | 5.6645 | 5.75 | 5.9084 | 6.0818 | 6.2525 | 6.4568 | 6.6579 | 6.8454 | 7.0019 | 7.1448 | 7.2393 | 7.3075 | 7.393 | 7.5274 | 7.6806 | 7.8121 | 7.9613 | 8.1665
| FRCC | Shoulder | 4.5623 | 4.9538 | 5.1003 | 5.1298 | 5.2455 | 5.2748 | 5.3241 | 5.4059 | 5.4874 | 5.6384 | 5.8038 | 5.9665 | 6.1613 | 6.3532 | 6.532 | 6.6812 | 6.8175 | 6.9075 | 6.9725 | 7.0541 | 7.1823 | 7.3284 | 7.4538 | 7.596 | 7.7918
| HQ | Summer | 4.5028 | 4.7838 | 4.8828 | 4.8958 | 5.0111 | 5.0423 | 5.0929 | 5.1749 | 5.2566 | 5.4058 | 5.5688 | 5.7291 | 5.9206 | 6.1091 | 6.2849 | 6.4319 | 6.5662 | 6.6555 | 6.7205 | 6.8015 | 6.9277 | 7.0713 | 7.1947 | 7.3345 | 7.5262
| HQ | Winter | 7.6965 | 6.6447 | 6.4897 | 6.497 | 6.6419 | 6.6779 | 6.7392 | 6.8415 | 6.9434 | 7.133 | 7.3407 | 7.5451 | 7.79 | 8.0311 | 8.2559 | 8.4433 | 8.6145 | 8.7274 | 8.8088 | 8.911 | 9.072 | 9.2556 | 9.4132 | 9.5921 | 9.8383
| HQ | Shoulder | 4.9521 | 5.27 | 5.3218 | 5.3355 | 5.4572 | 5.4886 | 5.5409 | 5.6271 | 5.713 | 5.8715 | 6.045 | 6.2157 | 6.4199 | 6.621 | 6.8085 | 6.9649 | 7.1079 | 7.2025 | 7.271 | 7.3568 | 7.4912 | 7.6443 | 7.7758 | 7.9249 | 8.1299
| MAPP_CA | Summer | 4.0498 | 4.3665 | 4.4696 | 4.4822 | 4.5757 | 4.5961 | 4.6337 | 4.6989 | 4.764 | 4.8881 | 5.0244 | 5.1586 | 5.3201 | 5.4792 | 5.6273 | 5.7505 | 5.8629 | 5.9362 | 5.9884 | 6.0547 | 6.1605 | 6.2817 | 6.3853 | 6.5034 | 6.6667
| MAPP_CA | Winter | 4.3914 | 4.7845 | 4.9915 | 5.0346 | 5.1421 | 5.1669 | 5.2109 | 5.2862 | 5.3614 | 5.5034 | 5.6593 | 5.8127 | 5.997 | 6.1785 | 6.3476 | 6.4884 | 6.6168 | 6.701 | 6.7612 | 6.8373 | 6.9582 | 7.0965 | 7.2149 | 7.3496 | 7.5356
| MAPP_CA | Shoulder | 4.2152 | 4.5309 | 4.6512 | 4.6732 | 4.7718 | 4.7939 | 4.8339 | 4.9027 | 4.9715 | 5.102 | 5.2453 | 5.3864 | 5.556 | 5.7231 | 5.8787 | 6.0082 | 6.1263 | 6.2035 | 6.2586 | 6.3285 | 6.4397 | 6.5669 | 6.6759 | 6.7998 | 6.9713
| MAPP_US | Summer | 4.0498 | 4.3665 | 4.4696 | 4.4822 | 4.5757 | 4.5961 | 4.6337 | 4.6989 | 4.764 | 4.8881 | 5.0244 | 5.1586 | 5.3201 | 5.4792 | 5.6273 | 5.7505 | 5.8629 | 5.9362 | 5.9884 | 6.0547 | 6.1605 | 6.2817 | 6.3853 | 6.5034 | 6.6667
| MAPP_US | Winter | 4.3914 | 4.7845 | 4.9915 | 5.0346 | 5.1421 | 5.1669 | 5.2109 | 5.2862 | 5.3614 | 5.5034 | 5.6593 | 5.8127 | 5.997 | 6.1785 | 6.3476 | 6.4884 | 6.6168 | 6.701 | 6.7612 | 6.8373 | 6.9582 | 7.0965 | 7.2149 | 7.3496 | 7.5356
| MAPP_US | Shoulder | 4.2152 | 4.5309 | 4.6512 | 4.6732 | 4.7718 | 4.7939 | 4.8339 | 4.9027 | 4.9715 | 5.102 | 5.2453 | 5.3864 | 5.556 | 5.7231 | 5.8787 | 6.0082 | 6.1263 | 6.2035 | 6.2586 | 6.3285 | 6.4397 | 6.5669 | 6.6759 | 6.7998 | 6.9713
| MISO_IN | Summer | 4.284 | 4.5432 | 4.6769 | 4.6963 | 4.8019 | 4.8286 | 4.8735 | 4.9482 | 5.0225 | 5.1605 | 5.3116 | 5.4603 | 5.6383 | 5.8136 | 5.977 | 6.1134 | 6.2379 | 6.3201 | 6.3795 | 6.454 | 6.5711 | 6.7046 | 6.8192 | 6.9492 | 7.1281
| MISO_IN | Winter | 4.5717 | 4.9815 | 5.1503 | 5.1975 | 5.3147 | 5.3444 | 5.3944 | 5.4773 | 5.5599 | 5.713 | 5.8806 | 6.0455 | 6.2429 | 6.4373 | 6.6185 | 6.7697 | 6.9078 | 6.999 | 7.0649 | 7.1476 | 7.2775 | 7.4255 | 7.5526 | 7.6968 | 7.8951
| MISO_IN | Shoulder | 4.3714 | 4.698 | 4.8406 | 4.8686 | 4.9782 | 5.0059 | 5.0526 | 5.1301 | 5.2073 | 5.3505 | 5.5072 | 5.6615 | 5.8462 | 6.028 | 6.1976 | 6.339 | 6.4682 | 6.5535 | 6.6152 | 6.6925 | 6.814 | 6.9525 | 7.0713 | 7.2062 | 7.3918
| MISO_MI | Summer | 4.4109 | 4.6684 | 4.7397 | 4.7664 | 4.8736 | 4.9007 | 4.9464 | 5.0221 | 5.0977 | 5.2378 | 5.3912 | 5.5421 | 5.7229 | 5.9008 | 6.0667 | 6.2051 | 6.3316 | 6.4151 | 6.4753 | 6.551 | 6.6698 | 6.8054 | 6.9217 | 7.0537 | 7.2353
| MISO_MI | Winter | 4.5152 | 4.9498 | 5.1082 | 5.1596 | 5.2759 | 5.3054 | 5.355 | 5.4373 | 5.5192 | 5.6712 | 5.8375 | 6.0012 | 6.1971 | 6.3901 | 6.5699 | 6.72 | 6.8571 | 6.9476 | 7.013 | 7.0951 | 7.224 | 7.3709 | 7.4971 | 7.6402 | 7.837
| MISO_MI | Shoulder | 4.4472 | 4.7433 | 4.8513 | 4.8843 | 4.9943 | 5.0221 | 5.069 | 5.1467 | 5.2242 | 5.3679 | 5.5251 | 5.6799 | 5.8652 | 6.0477 | 6.2178 | 6.3597 | 6.4893 | 6.5749 | 6.6368 | 6.7143 | 6.8362 | 6.9752 | 7.0945 | 7.2298 | 7.416
| MISO_MO_IL | Summer | 4.2037 | 4.4806 | 4.6129 | 4.6346 | 4.7388 | 4.7651 | 4.8094 | 4.883 | 4.9564 | 5.0925 | 5.2416 | 5.3883 | 5.5639 | 5.7369 | 5.8981 | 6.0326 | 6.1554 | 6.2365 | 6.2951 | 6.3686 | 6.4841 | 6.6158 | 6.7289 | 6.8571 | 7.0336
| MISO_MO_IL | Winter | 4.5257 | 4.9232 | 5.0999 | 5.1479 | 5.264 | 5.2934 | 5.3429 | 5.425 | 5.5068 | 5.6584 | 5.8243 | 5.9876 | 6.1831 | 6.3756 | 6.555 | 6.7048 | 6.8415 | 6.9319 | 6.9971 | 7.079 | 7.2076 | 7.3542 | 7.48 | 7.6228 | 7.8192
| MISO_MO_IL | Shoulder | 4.305 | 4.6385 | 4.7834 | 4.8129 | 4.9212 | 4.9486 | 4.9947 | 5.0713 | 5.1476 | 5.2891 | 5.444 | 5.5964 | 5.779 | 5.9587 | 6.1263 | 6.2661 | 6.3938 | 6.4781 | 6.539 | 6.6154 | 6.7355 | 6.8723 | 6.9898 | 7.1232 | 7.3066
| MISO_W | Summer | 4.0866 | 4.3922 | 4.5093 | 4.5275 | 4.6257 | 4.6489 | 4.6895 | 4.7584 | 4.8271 | 4.9563 | 5.098 | 5.2374 | 5.4048 | 5.5696 | 5.7232 | 5.8511 | 5.9679 | 6.0446 | 6.0995 | 6.169 | 6.2788 | 6.4043 | 6.5119 | 6.6342 | 6.803
| MISO_W | Winter | 4.4356 | 4.8246 | 5.0205 | 5.0665 | 5.1777 | 5.2046 | 5.2512 | 5.3294 | 5.4075 | 5.5536 | 5.7136 | 5.8712 | 6.0601 | 6.2462 | 6.4196 | 6.5641 | 6.6961 | 6.7828 | 6.8452 | 6.9239 | 7.048 | 7.1897 | 7.3112 | 7.4492 | 7.6395
| MISO_W | Shoulder | 4.2269 | 4.555 | 4.6887 | 4.7152 | 4.818 | 4.8426 | 4.8854 | 4.9576 | 5.0297 | 5.1648 | 5.313 | 5.4589 | 5.6339 | 5.8063 | 5.9669 | 6.1007 | 6.2228 | 6.3031 | 6.3607 | 6.4334 | 6.5483 | 6.6796 | 6.7921 | 6.92 | 7.0963
| MISO_WUMS | Summer | 4.284 | 4.5432 | 4.6769 | 4.6963 | 4.8019 | 4.8286 | 4.8735 | 4.9482 | 5.0225 | 5.1605 | 5.3116 | 5.4603 | 5.6383 | 5.8136 | 5.977 | 6.1134 | 6.2379 | 6.3201 | 6.3795 | 6.454 | 6.5711 | 6.7046 | 6.8192 | 6.9492 | 7.1281
| MISO_WUMS | Winter | 4.5717 | 4.9815 | 5.1503 | 5.1975 | 5.3147 | 5.3444 | 5.3944 | 5.4773 | 5.5599 | 5.713 | 5.8806 | 6.0455 | 6.2429 | 6.4373 | 6.6185 | 6.7697 | 6.9078 | 6.999 | 7.0649 | 7.1476 | 7.2775 | 7.4255 | 7.5526 | 7.6968 | 7.8951
| MISO_WUMS | Shoulder | 4.3714 | 4.698 | 4.8406 | 4.8686 | 4.9782 | 5.0059 | 5.0526 | 5.1301 | 5.2073 | 5.3505 | 5.5072 | 5.6615 | 5.8462 | 6.028 | 6.1976 | 6.339 | 6.4682 | 6.5535 | 6.6152 | 6.6925 | 6.814 | 6.9525 | 7.0713 | 7.2062 | 7.3918
| NE | Summer | 4.1235 | 4.418 | 4.5489 | 4.5729 | 4.6757 | 4.7016 | 4.7453 | 4.8179 | 4.8903 | 5.0245 | 5.1716 | 5.3162 | 5.4895 | 5.6601 | 5.8191 | 5.9518 | 6.0729 | 6.1529 | 6.2107 | 6.2832 | 6.3971 | 6.527 | 6.6386 | 6.7651 | 6.9392
| NE | Winter | 4.4797 | 4.8648 | 5.0495 | 5.0984 | 5.2133 | 5.2424 | 5.2914 | 5.3727 | 5.4536 | 5.6037 | 5.768 | 5.9297 | 6.1233 | 6.3139 | 6.4916 | 6.6398 | 6.7753 | 6.8647 | 6.9293 | 7.0104 | 7.1377 | 7.2829 | 7.4075 | 7.5489 | 7.7433
| NE | Shoulder | 4.2386 | 4.5791 | 4.7262 | 4.7572 | 4.8643 | 4.8913 | 4.9368 | 5.0125 | 5.0879 | 5.2277 | 5.3808 | 5.5314 | 5.7118 | 5.8895 | 6.055 | 6.1932 | 6.3193 | 6.4027 | 6.4628 | 6.5383 | 6.657 | 6.7922 | 6.9083 | 7.0401 | 7.2213
| NEISO | Summer | 4.5893 | 4.8737 | 4.9692 | 4.9814 | 5.0889 | 5.1141 | 5.1585 | 5.2339 | 5.3091 | 5.4507 | 5.6061 | 5.759 | 5.9426 | 6.1234 | 6.2919 | 6.4322 | 6.5602 | 6.6442 | 6.7044 | 6.7805 | 6.901 | 7.0387 | 7.1567 | 7.2908 | 7.476
| NEISO | Winter | 7.9689 | 6.8798 | 6.6921 | 6.725 | 6.8764 | 6.9147 | 6.9792 | 7.0862 | 7.1929 | 7.3907 | 7.6072 | 7.8203 | 8.0754 | 8.3267 | 8.5609 | 8.7563 | 8.9347 | 9.0526 | 9.1377 | 9.2445 | 9.4123 | 9.6037 | 9.7679 | 9.9542 | 10.2106
| NEISO | Shoulder | 4.9821 | 5.3311 | 5.3776 | 5.3977 | 5.5166 | 5.5455 | 5.5954 | 5.6791 | 5.7626 | 5.9186 | 6.0896 | 6.2578 | 6.4595 | 6.6582 | 6.8434 | 6.9977 | 7.1386 | 7.2313 | 7.298 | 7.382 | 7.5146 | 7.6659 | 7.7956 | 7.943 | 8.1461
| NonRTO_midwest | Summer | 4.4265 | 4.7014 | 4.7761 | 4.7882 | 4.8971 | 4.925 | 4.9717 | 5.0488 | 5.1256 | 5.2675 | 5.4228 | 5.5757 | 5.7585 | 5.9386 | 6.1065 | 6.2466 | 6.3746 | 6.4593 | 6.5205 | 6.5972 | 6.7176 | 6.8547 | 6.9725 | 7.106 | 7.2896
| NonRTO_midwest | Winter | 4.7328 | 5.1242 | 5.2661 | 5.3039 | 5.4236 | 5.454 | 5.5051 | 5.5897 | 5.674 | 5.8303 | 6.0014 | 6.1697 | 6.3713 | 6.5697 | 6.7548 | 6.9091 | 7.0501 | 7.1433 | 7.2106 | 7.295 | 7.4275 | 7.5787 | 7.7084 | 7.8556 | 8.0581
| NonRTO_midwest | Shoulder | 4.5089 | 4.8396 | 4.9476 | 4.9677 | 5.0802 | 5.1088 | 5.157 | 5.2365 | 5.3158 | 5.4626 | 5.6232 | 5.7812 | 5.9704 | 6.1567 | 6.3304 | 6.4753 | 6.6077 | 6.6952 | 6.7584 | 6.8377 | 6.9622 | 7.104 | 7.2258 | 7.364 | 7.554
| NP15 | Summer | 4.2936 | 4.5872 | 4.6999 | 4.7195 | 4.8256 | 4.8524 | 4.8976 | 4.9726 | 5.0474 | 5.1861 | 5.3379 | 5.4874 | 5.6663 | 5.8425 | 6.0067 | 6.1437 | 6.2689 | 6.3515 | 6.4112 | 6.4861 | 6.6037 | 6.7379 | 6.8531 | 6.9838 | 7.1636
| NP15 | Winter | 4.4003 | 4.9076 | 5.0946 | 5.1414 | 5.2573 | 5.2867 | 5.3361 | 5.4181 | 5.4997 | 5.6511 | 5.8169 | 5.9799 | 6.1752 | 6.3674 | 6.5467 | 6.6962 | 6.8328 | 6.923 | 6.9882 | 7.0699 | 7.1984 | 7.3448 | 7.4704 | 7.613 | 7.8092
| NP15 | Shoulder | 4.328 | 4.6797 | 4.818 | 4.8457 | 4.9548 | 4.9824 | 5.0289 | 5.1059 | 5.1828 | 5.3253 | 5.4813 | 5.6348 | 5.8186 | 5.9996 | 6.1684 | 6.3091 | 6.4377 | 6.5226 | 6.5839 | 6.6609 | 6.7818 | 6.9196 | 7.0379 | 7.1722 | 7.3569
| NWPP_Gas | Summer | 3.8848 | 4.203 | 4.2979 | 4.3165 | 4.413 | 4.437 | 4.4779 | 4.546 | 4.6138 | 4.74 | 4.8782 | 5.0142 | 5.1771 | 5.3375 | 5.487 | 5.6117 | 5.7256 | 5.8007 | 5.8549 | 5.923 | 6.0301 | 6.1522 | 6.257 | 6.376 | 6.5398
| NWPP_Gas | Winter | 4.2604 | 4.7583 | 4.9387 | 4.9853 | 5.0975 | 5.1258 | 5.1735 | 5.2527 | 5.3317 | 5.4782 | 5.6386 | 5.7964 | 5.9854 | 6.1715 | 6.345 | 6.4897 | 6.6219 | 6.7092 | 6.7722 | 6.8513 | 6.9756 | 7.1173 | 7.239 | 7.377 | 7.5669
| NWPP_Gas | Shoulder | 4.0107 | 4.4129 | 4.5468 | 4.5743 | 4.6768 | 4.7025 | 4.7461 | 4.8185 | 4.8906 | 5.0247 | 5.1714 | 5.3159 | 5.4889 | 5.6592 | 5.818 | 5.9505 | 6.0714 | 6.1513 | 6.2089 | 6.2812 | 6.3949 | 6.5247 | 6.636 | 6.7624 | 6.9362
| NYISO_A-F | Summer | 4.4222 | 4.6809 | 4.7449 | 4.7682 | 4.8755 | 4.9026 | 4.9483 | 5.0241 | 5.0997 | 5.2399 | 5.3933 | 5.5443 | 5.7251 | 5.9032 | 6.0692 | 6.2076 | 6.3341 | 6.4176 | 6.4779 | 6.5536 | 6.6725 | 6.8081 | 6.9245 | 7.0565 | 7.2382
| NYISO_A-F | Winter | 4.7275 | 5.1132 | 5.2503 | 5.2938 | 5.4058 | 5.4311 | 5.4766 | 5.5549 | 5.6331 | 5.7813 | 5.944 | 6.1042 | 6.2968 | 6.4864 | 6.6631 | 6.8101 | 6.9443 | 7.0319 | 7.0946 | 7.174 | 7.3003 | 7.4447 | 7.5684 | 7.7091 | 7.9036
| NYISO_A-F | Shoulder | 4.5266 | 4.8275 | 4.9291 | 4.9571 | 5.0651 | 5.0908 | 5.1357 | 5.2116 | 5.2873 | 5.4293 | 5.5849 | 5.7382 | 5.922 | 6.1031 | 6.2718 | 6.4124 | 6.5407 | 6.625 | 6.6855 | 6.7619 | 6.8826 | 7.0205 | 7.1387 | 7.273 | 7.4583
| NYISO_G-I | Summer | 4.5038 | 4.7675 | 4.8472 | 4.8673 | 4.9778 | 5.0061 | 5.0535 | 5.1317 | 5.2097 | 5.3538 | 5.5115 | 5.6667 | 5.8524 | 6.0353 | 6.2058 | 6.3481 | 6.4781 | 6.564 | 6.6262 | 6.7041 | 6.8263 | 6.9656 | 7.0851 | 7.2208 | 7.4072
| NYISO_G-I | Winter | 7.0605 | 6.347 | 6.256 | 6.2796 | 6.4188 | 6.4531 | 6.5118 | 6.6099 | 6.7077 | 6.8902 | 7.0901 | 7.2868 | 7.5225 | 7.7547 | 7.971 | 8.1514 | 8.3162 | 8.4247 | 8.5029 | 8.6012 | 8.7561 | 8.9329 | 9.0846 | 9.2568 | 9.494
| NYISO_G-I | Shoulder | 4.8546 | 5.1721 | 5.2296 | 5.2511 | 5.3685 | 5.3978 | 5.4476 | 5.5305 | 5.6131 | 5.7667 | 5.9349 | 6.1004 | 6.2986 | 6.4939 | 6.6759 | 6.8277 | 6.9663 | 7.0577 | 7.1237 | 7.2066 | 7.3369 | 7.4856 | 7.6132 | 7.758 | 7.9574
| NYISO_J-K | Summer | 4.8267 | 5.1131 | 5.1942 | 5.2166 | 5.3343 | 5.3641 | 5.4143 | 5.4975 | 5.5805 | 5.7341 | 5.9024 | 6.0679 | 6.2661 | 6.4612 | 6.6431 | 6.7949 | 6.9335 | 7.0251 | 7.0913 | 7.1743 | 7.3047 | 7.4533 | 7.5808 | 7.7256 | 7.9247
| NYISO_J-K | Winter | 8.7495 | 7.512 | 7.2669 | 7.3285 | 7.4952 | 7.538 | 7.6095 | 7.7275 | 7.8451 | 8.0624 | 8.3001 | 8.5341 | 8.814 | 9.0897 | 9.3467 | 9.5612 | 9.7571 | 9.8867 | 9.9805 | 10.098 | 10.2822 | 10.4921 | 10.6724 | 10.8768 | 11.1579
| NYISO_J-K | Shoulder | 5.2242 | 5.6151 | 5.6475 | 5.6806 | 5.8091 | 5.8418 | 5.8966 | 5.9875 | 6.078 | 6.2457 | 6.4292 | 6.6098 | 6.8259 | 7.0388 | 7.2372 | 7.4027 | 7.554 | 7.6539 | 7.7261 | 7.8167 | 7.9589 | 8.121 | 8.2601 | 8.418 | 8.6351
| OH | Summer | 4.4334 | 4.6841 | 4.7479 | 4.7747 | 4.8821 | 4.9092 | 4.955 | 5.0309 | 5.1066 | 5.2469 | 5.4006 | 5.5518 | 5.7329 | 5.9112 | 6.0774 | 6.216 | 6.3427 | 6.4263 | 6.4867 | 6.5625 | 6.6816 | 6.8173 | 6.9339 | 7.0661 | 7.2481
| OH | Winter | 4.7734 | 5.1336 | 5.2637 | 5.303 | 5.4077 | 5.428 | 5.4683 | 5.5406 | 5.6128 | 5.7536 | 5.9086 | 6.0612 | 6.2455 | 6.4272 | 6.5963 | 6.7365 | 6.8642 | 6.9468 | 7.0051 | 7.0797 | 7.2002 | 7.3385 | 7.4566 | 7.5914 | 7.7788
| OH | Shoulder | 4.5523 | 4.8369 | 4.9312 | 4.9588 | 5.063 | 5.0863 | 5.1285 | 5.2013 | 5.2741 | 5.4122 | 5.564 | 5.7134 | 5.893 | 6.07 | 6.2348 | 6.3719 | 6.497 | 6.5787 | 6.637 | 6.711 | 6.8287 | 6.9635 | 7.0789 | 7.2102 | 7.3918
| PJM_E | Summer | 4.5641 | 4.8442 | 4.941 | 4.9526 | 5.0652 | 5.094 | 5.1422 | 5.2219 | 5.3012 | 5.4479 | 5.6084 | 5.7664 | 5.9554 | 6.1416 | 6.3151 | 6.4599 | 6.5922 | 6.6797 | 6.743 | 6.8223 | 6.9467 | 7.0884 | 7.2101 | 7.3482 | 7.538
| PJM_E | Winter | 6.9101 | 6.1226 | 6.0536 | 6.037 | 6.1706 | 6.2034 | 6.2596 | 6.3537 | 6.4476 | 6.6227 | 6.8146 | 7.0034 | 7.2298 | 7.4527 | 7.6605 | 7.8336 | 7.9918 | 8.096 | 8.1709 | 8.2653 | 8.4141 | 8.5838 | 8.7294 | 8.8948 | 9.1225
| PJM_E | Shoulder | 4.9212 | 5.2101 | 5.2763 | 5.283 | 5.4011 | 5.4306 | 5.4807 | 5.5641 | 5.6473 | 5.8018 | 5.9711 | 6.1376 | 6.3371 | 6.5336 | 6.7167 | 6.8695 | 7.0089 | 7.101 | 7.1674 | 7.2507 | 7.3819 | 7.5315 | 7.6599 | 7.8056 | 8.0062
| PJM_ROM | Summer | 4.5365 | 4.8156 | 4.908 | 4.9198 | 5.0315 | 5.0602 | 5.1081 | 5.1872 | 5.2661 | 5.4118 | 5.5713 | 5.7282 | 5.916 | 6.101 | 6.2734 | 6.4172 | 6.5487 | 6.6356 | 6.6985 | 6.7773 | 6.9008 | 7.0417 | 7.1626 | 7.2997 | 7.4883
| PJM_ROM | Winter | 6.4747 | 5.9229 | 5.8961 | 5.8904 | 6.0212 | 6.0535 | 6.1087 | 6.2009 | 6.2929 | 6.4643 | 6.652 | 6.8367 | 7.0581 | 7.2761 | 7.4793 | 7.6487 | 7.8035 | 7.9054 | 7.9789 | 8.0712 | 8.2168 | 8.3828 | 8.5252 | 8.6869 | 8.9096
| PJM_ROM | Shoulder | 4.8387 | 5.136 | 5.2106 | 5.2199 | 5.3369 | 5.3663 | 5.416 | 5.4986 | 5.581 | 5.734 | 5.9015 | 6.0663 | 6.2638 | 6.4582 | 6.6395 | 6.7906 | 6.9287 | 7.0198 | 7.0856 | 7.1681 | 7.298 | 7.446 | 7.5731 | 7.7173 | 7.9158
| PJM_ROR | Summer | 4.4156 | 4.6889 | 4.7801 | 4.7941 | 4.9027 | 4.9304 | 4.9769 | 5.0537 | 5.1303 | 5.272 | 5.427 | 5.5796 | 5.7623 | 5.9421 | 6.1098 | 6.2497 | 6.3775 | 6.462 | 6.5231 | 6.5996 | 6.7198 | 6.8568 | 6.9743 | 7.1077 | 7.2911
| PJM_ROR | Winter | 5.0591 | 5.2503 | 5.3622 | 5.3925 | 5.5144 | 5.5453 | 5.5974 | 5.6835 | 5.7694 | 5.9284 | 6.1025 | 6.2738 | 6.4789 | 6.6808 | 6.8691 | 7.0261 | 7.1696 | 7.2644 | 7.3329 | 7.4188 | 7.5537 | 7.7075 | 7.8395 | 7.9893 | 8.1953
| PJM_ROR | Shoulder | 4.5418 | 4.8648 | 4.9732 | 4.9929 | 5.1058 | 5.1346 | 5.1828 | 5.2627 | 5.3422 | 5.4896 | 5.6509 | 5.8096 | 5.9996 | 6.1866 | 6.361 | 6.5065 | 6.6395 | 6.7273 | 6.7908 | 6.8704 | 6.9954 | 7.1378 | 7.2601 | 7.3989 | 7.5897
| RMPA | Summer | 3.8046 | 4.1553 | 4.2435 | 4.2601 | 4.3557 | 4.3796 | 4.4202 | 4.4876 | 4.5548 | 4.6797 | 4.8164 | 4.951 | 5.1121 | 5.2708 | 5.4187 | 5.542 | 5.6547 | 5.7291 | 5.7828 | 5.8501 | 5.9561 | 6.0769 | 6.1806 | 6.2983 | 6.4603
| RMPA | Winter | 4.0775 | 4.5842 | 4.7383 | 4.7827 | 4.8904 | 4.9175 | 4.9633 | 5.0394 | 5.1152 | 5.2558 | 5.4097 | 5.5611 | 5.7425 | 5.9211 | 6.0875 | 6.2264 | 6.3532 | 6.437 | 6.4975 | 6.5734 | 6.6927 | 6.8287 | 6.9454 | 7.0778 | 7.2601
| RMPA | Shoulder | 3.8793 | 4.2981 | 4.4159 | 4.441 | 4.5407 | 4.5658 | 4.6082 | 4.6786 | 4.7488 | 4.8791 | 5.0218 | 5.1622 | 5.3303 | 5.4959 | 5.6503 | 5.779 | 5.8966 | 5.9742 | 6.0302 | 6.1006 | 6.2111 | 6.3372 | 6.4454 | 6.5683 | 6.7372
| SOCO | Summer | 4.279 | 4.5724 | 4.6764 | 4.7019 | 4.8078 | 4.8345 | 4.8796 | 4.9545 | 5.0291 | 5.1674 | 5.3188 | 5.4678 | 5.6462 | 5.8218 | 5.9856 | 6.1222 | 6.247 | 6.3294 | 6.389 | 6.4636 | 6.581 | 6.7148 | 6.8296 | 6.9599 | 7.1391
| SOCO | Winter | 4.4229 | 4.9305 | 5.109 | 5.1559 | 5.2721 | 5.3015 | 5.3511 | 5.4332 | 5.5151 | 5.6669 | 5.833 | 5.9965 | 6.1922 | 6.385 | 6.5647 | 6.7146 | 6.8515 | 6.9419 | 7.0073 | 7.0892 | 7.218 | 7.3647 | 7.4907 | 7.6337 | 7.8304
| SOCO | Shoulder | 4.3289 | 4.6884 | 4.8194 | 4.8503 | 4.9595 | 4.9871 | 5.0337 | 5.1109 | 5.1878 | 5.3305 | 5.4867 | 5.6404 | 5.8244 | 6.0057 | 6.1746 | 6.3155 | 6.4443 | 6.5293 | 6.5907 | 6.6677 | 6.7888 | 6.9268 | 7.0453 | 7.1797 | 7.3646
| SP15 | Summer | 4.1043 | 4.411 | 4.513 | 4.5338 | 4.6357 | 4.6613 | 4.7046 | 4.7766 | 4.8483 | 4.9814 | 5.1271 | 5.2705 | 5.4423 | 5.6114 | 5.769 | 5.9005 | 6.0206 | 6.0999 | 6.1572 | 6.229 | 6.342 | 6.4708 | 6.5813 | 6.7067 | 6.8793
| SP15 | Winter | 4.2781 | 4.7614 | 4.945 | 4.9863 | 5.0986 | 5.127 | 5.1749 | 5.2543 | 5.3334 | 5.4802 | 5.6408 | 5.7988 | 5.9881 | 6.1744 | 6.3481 | 6.493 | 6.6254 | 6.7128 | 6.776 | 6.8552 | 6.9797 | 7.1216 | 7.2434 | 7.3816 | 7.5717
| SP15 | Shoulder | 4.1575 | 4.524 | 4.6555 | 4.6806 | 4.7859 | 4.8125 | 4.8573 | 4.9316 | 5.0058 | 5.1433 | 5.2939 | 5.442 | 5.6194 | 5.7941 | 5.957 | 6.0929 | 6.217 | 6.2989 | 6.3581 | 6.4323 | 6.549 | 6.682 | 6.7962 | 6.9258 | 7.1041
| SPP_N | Summer | 3.9941 | 4.2858 | 4.3761 | 4.4078 | 4.5067 | 4.5316 | 4.5736 | 4.6435 | 4.7131 | 4.8425 | 4.984 | 5.1233 | 5.2902 | 5.4545 | 5.6077 | 5.7354 | 5.8521 | 5.9291 | 5.9847 | 6.0545 | 6.1642 | 6.2894 | 6.3968 | 6.5186 | 6.6863
| SPP_N | Winter | 4.1933 | 4.6465 | 4.8306 | 4.8864 | 4.9964 | 5.0242 | 5.0711 | 5.1488 | 5.2263 | 5.37 | 5.5274 | 5.6822 | 5.8675 | 6.0501 | 6.2202 | 6.3622 | 6.4919 | 6.5775 | 6.6393 | 6.7169 | 6.8388 | 6.9778 | 7.0972 | 7.2325 | 7.4188
| SPP_N | Shoulder | 4.0488 | 4.4034 | 4.5308 | 4.5692 | 4.6719 | 4.6978 | 4.7414 | 4.814 | 4.8863 | 5.0204 | 5.1673 | 5.3119 | 5.485 | 5.6555 | 5.8144 | 5.9469 | 6.068 | 6.1479 | 6.2056 | 6.278 | 6.3919 | 6.5217 | 6.6331 | 6.7595 | 6.9335
| SPP_S | Summer | 3.9941 | 4.2858 | 4.3761 | 4.4078 | 4.5067 | 4.5316 | 4.5736 | 4.6435 | 4.7131 | 4.8425 | 4.984 | 5.1233 | 5.2902 | 5.4545 | 5.6077 | 5.7354 | 5.8521 | 5.9291 | 5.9847 | 6.0545 | 6.1642 | 6.2894 | 6.3968 | 6.5186 | 6.6863
| SPP_S | Winter | 4.1933 | 4.6465 | 4.8306 | 4.8864 | 4.9964 | 5.0242 | 5.0711 | 5.1488 | 5.2263 | 5.37 | 5.5274 | 5.6822 | 5.8675 | 6.0501 | 6.2202 | 6.3622 | 6.4919 | 6.5775 | 6.6393 | 6.7169 | 6.8388 | 6.9778 | 7.0972 | 7.2325 | 7.4188
| SPP_S | Shoulder | 4.0488 | 4.4034 | 4.5308 | 4.5692 | 4.6719 | 4.6978 | 4.7414 | 4.814 | 4.8863 | 5.0204 | 5.1673 | 5.3119 | 5.485 | 5.6555 | 5.8144 | 5.9469 | 6.068 | 6.1479 | 6.2056 | 6.278 | 6.3919 | 6.5217 | 6.6331 | 6.7595 | 6.9335
| TVA | Summer | 4.3335 | 4.6326 | 4.7395 | 4.7551 | 4.8561 | 4.8792 | 4.9204 | 4.9911 | 5.0617 | 5.1953 | 5.342 | 5.4864 | 5.6599 | 5.8308 | 5.99 | 6.1225 | 6.2434 | 6.3225 | 6.379 | 6.4506 | 6.5644 | 6.6946 | 6.806 | 6.9328 | 7.1081
| TVA | Winter | 4.5539 | 5.0493 | 5.226 | 5.2649 | 5.3716 | 5.3936 | 5.4355 | 5.5095 | 5.5835 | 5.726 | 5.8828 | 6.0372 | 6.2233 | 6.4067 | 6.5774 | 6.7192 | 6.8484 | 6.9323 | 6.9918 | 7.0677 | 7.1895 | 7.3291 | 7.4485 | 7.5846 | 7.7734
| TVA | Shoulder | 4.4215 | 4.7788 | 4.9092 | 4.9311 | 5.0332 | 5.0552 | 5.0961 | 5.1672 | 5.2382 | 5.3739 | 5.5231 | 5.6699 | 5.8468 | 6.0209 | 6.1832 | 6.318 | 6.4409 | 6.521 | 6.5781 | 6.6505 | 6.7664 | 6.899 | 7.0125 | 7.1417 | 7.3207
| VACAR | Summer | 4.3865 | 4.6741 | 4.7751 | 4.7955 | 4.9042 | 4.9319 | 4.9784 | 5.0553 | 5.1319 | 5.2736 | 5.4288 | 5.5814 | 5.7641 | 5.9441 | 6.1118 | 6.2517 | 6.3796 | 6.4641 | 6.5252 | 6.6018 | 6.7221 | 6.8591 | 6.9767 | 7.1101 | 7.2936
| VACAR | Winter | 5.4546 | 5.3939 | 5.4657 | 5.4853 | 5.6105 | 5.6428 | 5.6966 | 5.7852 | 5.8736 | 6.0366 | 6.215 | 6.3905 | 6.6005 | 6.8072 | 7 | 7.1609 | 7.3079 | 7.4052 | 7.4756 | 7.5638 | 7.702 | 7.8595 | 7.9947 | 8.148 | 8.3588
| VACAR | Shoulder | 4.5547 | 4.8825 | 4.9857 | 5.007 | 5.1208 | 5.15 | 5.1988 | 5.2794 | 5.3597 | 5.508 | 5.6704 | 5.8302 | 6.0214 | 6.2096 | 6.3851 | 6.5316 | 6.6654 | 6.7539 | 6.818 | 6.8982 | 7.024 | 7.1674 | 7.2905 | 7.4301 | 7.622
The input assumptions contained herein reflect a joint assumptions development process between EIPC, EIPC stakeholders and CRA for purposes of EIPC capacity expansion modeling.
As such, these inputs do not necessarily reflect the opinions or views of CRA or any individual EIPC stakeholder.

## Exhibit17_NatGasBasis
Appendix A, Exhibit 17 - Natural Gas Basis Point Mapping
NEEM Region | Basis Point(s)
AZ_NM_SNV | EPNB (50%), EPP (50%)
BC | WCST2 (100%)
ENT | HENRY (67%), VENT (33%)
ERCOT | SHIP (100%)
FRCC | FGTCG (100%)
HQ | DRACT (50%), TENN6 (50%)
MAPP_CA | VIKEM (100%)
MAPP_US | VIKEM (75%), VENT (25%)
MISO_IN | CHI (100%)
MISO_MI | MICMC (100%)
MISO_MO_IL | CHI (50%), VENT (50%)
MISO_W | CHI (50%), VENT (50%)
MISO_WUMS | CHI (100%)
NEISO | ALGCG (50%), DRACT (25%), TENN6 (25%)
NP15 | MALIN (50%), PGECG (50%)
NWPP | NWWYO (19%), CIG (13%), NWSTA (25%), SUMAS (19%), MALIN (6%), KINGS (6%), QUEST (6%), KERN (6%)
NYISO_A-F | DAWN (25%), DOMS (50%), NIAG (25%)
NYISO_G-I | IROWA (50%), TRNON (50%)
NYISO_J-K | TRNY (100%) plus 4.5% tax
OH | NIAG (50%), DAWN (50%)
PJM_E | TRNON (50%), TETM3 (50%)
PJM_ROM | CNGL (5%), COLAP (5%), DOMS (10%), TETM3 (40%), TRNON (40%)
PJM_ROR | CHI (20%), CNGL (15%), COLAP (15%), DOMS (30%), FGTMB (4%), TETM3 (16%)
RMPA | CIG (75%), NWWYO (25%)
SOCO | TRS85 (50%), FGTMB (50%)
SP15 | SOCAL (100%)
SPP_N | NGPLM (100%)
SPP_S | NGPLM (100%)
TVA | TETM1 (100%)
VACAR | TETM3 (50%), FGTMB (50%)
ALB | AECO (100%)
NE | VENT (100%)
The input assumptions contained herein reflect a joint assumptions development process between EIPC, EIPC stakeholders and CRA for purposes of EIPC capacity expansion modeling.
As such, these inputs do not necessarily reflect the opinions or views of CRA or any individual EIPC stakeholder.

## Exhibit18_WheelCost&TransCost
Appendix A, Exhibit 18 - Wheeling Charges, Trading Friction, and Total Hurdle
Working DRAFT
From | To | Wheeling Cost 2010$/MWh | Trading Friction 2010$/MWh | Total Hurdle 2010$/MWh
ENT | MISO_MO-IL | 3 | 5 | 8
ENT | SOCO | 3 | 5 | 8
ENT | SPP_N | 3 | 5 | 8
ENT | SPP_S | 3 | 5 | 8
ENT | TVA | 3 | 5 | 8
ERCOT | SPP_S | 3 | 5 | 8
FRCC | SOCO | 3 | 5 | 8
MAPP_CA | MAPP_US | 4 | 3 | 7
MAPP_CA | MISO_W | 0 | 0 | 0
MAPP_CA | OH | 5 | 3 | 8
MAPP_US | MAPP_CA | 4 | 3 | 7
MAPP_US | NE | 4 | 3 | 7
MAPP_US | NWPP_Coal | 5 | 3 | 8
MAPP_US | RMPA | 5 | 3 | 8
MISO_IN | MISO_MI | 0 | 0 | 0
MISO_IN | MISO_MO-IL | 0 | 0 | 0
MISO_IN | NonRTO_Midwest | 5 | 3 | 8
MISO_IN | PJM_ROR | 0 | 2 | 2
MISO_MI | MISO_IN | 0 | 0 | 0
MISO_MI | MISO_WUMS | 0 | 0 | 0
MISO_MI | OH | 5 | 3 | 8
MISO_MI | PJM_ROR | 0 | 2 | 2
MISO_MO-IL | ENT | 5 | 3 | 8
MISO_MO-IL | MISO_IN | 0 | 0 | 0
MISO_MO-IL | MISO_W | 0 | 0 | 0
MISO_MO-IL | PJM ROR | 0 | 2 | 2
MISO_MO-IL | SPP_N | 5 | 3 | 8
MISO_MO-IL | TVA | 5 | 3 | 8
MISO_W | MAPP_CA | 0 | 0 | 0
MISO_W | MAPP_US | 4 | 3 | 7
MISO_W | MISO_IN | 0 | 0 | 0
MISO_W | MISO_MO-IL | 0 | 0 | 0
MISO_W | NE | 4 | 3 | 7
MISO_W | OH | 5 | 3 | 8
MISO_W | PJM ROR | 0 | 2 | 2
MISO_W | SPP-N | 4 | 3 | 7
MISO_WUMS | MISO_MI | 0 | 0 | 0
MISO_WUMS | MISO_W | 0 | 0 | 0
MISO_WUMS | PJM_ROR | 0 | 2 | 2
NE | MAPP_US | 2 | 3 | 5
NE | MISO_W | 2 | 3 | 5
NE | RMPA | 2 | 3 | 5
NE | SPP_N | 0 | 0 | 0
NEISO | NYISO_A-F | 0 | 3 | 3
NEISO | NYISO_GHI | 0 | 3 | 3
NEISO | NYISO_JK | 0 | 3 | 3
NonRTO_Midwest | MISO_IN | 3 | 5 | 8
NonRTO_Midwest | TVA | 3 | 5 | 8
NWPP_Coal | MAPP_US | 3 | 5 | 8
NYISO_A-F | NEISO | 0 | 3 | 3
NYISO_A-F | NYISO_GHI | 0 | 0 | 0
NYISO_A-F | OH | 4 | 3 | 7
NYISO_A-F | PJM_ROM | 5 | 3 | 8
NYISO_GHI | NEISO | 0 | 3 | 3
NYISO_GHI | NYISO_A-F | 0 | 0 | 0
NYISO_GHI | NYISO_JK | 0 | 0 | 0
NYISO_GHI | PJM_E | 5 | 3 | 8
NYISO_JK | NEISO | 0 | 3 | 3
NYISO_JK | NYISO_GHI | 0 | 0 | 0
NYISO_JK | PJM_E | 5 | 3 | 8
OH | MAPP_CA | 2 | 5 | 7
OH | MISO_MI | 2 | 5 | 7
OH | MISO_W | 2 | 5 | 7
OH | NYISO_A-F | 2 | 5 | 7
PJM_E | NYISO_GHI | 3 | 3 | 6
PJM_E | NYISO_JK | 3 | 3 | 6
PJM_E | PJM_ROR | 0 | 0 | 0
PJM_ROM | NYISO_A-F | 0 | 0 | 0
PJM_ROM | PJM_E | 0 | 0 | 0
PJM_ROM | PJM_ROR | 0 | 0 | 0
PJM_ROR | MISO_IN | 0 | 2 | 2
PJM_ROR | MISO_MI | 0 | 2 | 2
PJM_ROR | MISO_MO-IL | 0 | 2 | 2
PJM_ROR | MISO_W | 0 | 2 | 2
PJM_ROR | MISO_WUMS | 0 | 2 | 2
PJM_ROR | NonRTO_Midwest | 3 | 3 | 6
PJM_ROR | PJM_ROM | 0 | 0 | 0
PJM_ROR | TVA | 3 | 3 | 6
RMPA | MAPP_US | 3 | 5 | 8
RMPA | NE | 3 | 5 | 8
RMPA | SPP_N | 3 | 5 | 8
SOCO | ENT | 5 | 5 | 10
SOCO | FRCC | 5 | 5 | 10
SOCO | TVA | 5 | 5 | 10
SOCO | VACAR | 5 | 5 | 10
SPP_N | ENT | 2 | 3 | 5
SPP_N | MISO_MO-IL | 2 | 3 | 5
SPP_N | MISO_W | 2 | 3 | 5
SPP_N | NE | 0 | 0 | 0
SPP_N | RMPA | 2 | 3 | 5
SPP_N | SPP_S | 0 | 0 | 0
SPP_S | AZ_NM_SNV_Coal | 2 | 3 | 5
SPP_S | ENT | 2 | 3 | 5
SPP_S | ERCOT | 2 | 3 | 5
SPP_S | SPP_N | 0 | 0 | 0
TVA | ENT | 4 | 5 | 9
TVA | MISO-MO-IL | 4 | 5 | 9
TVA | NonRTO_Midwest | 4 | 5 | 9
TVA | PJM_ROR | 4 | 5 | 9
TVA | SOCO | 4 | 5 | 9
TVA | VACAR | 4 | 5 | 9
VACAR | PJM_ROR | 2 | 5 | 7
VACAR | SOCO | 2 | 5 | 7
VACAR | TVA | 2 | 5 | 7
The input assumptions contained herein reflect a joint assumptions development process between EIPC, EIPC stakeholders and CRA for purposes of EIPC capacity expansion modeling.
As such, these inputs do not necessarily reflect the opinions or views of CRA or any individual EIPC stakeholder.

## Exhibit19_MRN Inputs
Appendix A, Exhibit 19: Key MRN Parameters
|  | 2010 | 2015 | 2020 | 2025 | 2030 | 2035 | 2040 | 2045 | 2050
Energy Prices | Gas price (2009 dollars per million Btu)* | 4.0951 | 4.2562 | 4.5855 | 5.324 | 5.757 | 6.3658 | 7.039 | 7.7833 | 8.6064 | (a)
| World crude oil price (2009 dollars per barrel) | 74.8593 | 86.9385 | 98.709 | 107.5323 | 112.3452 | 114.0502 | 115.7811 | 117.5382 | 119.322 | (a)
Resources/Endowments | Gas supply resource index (2010 = 1)* | 1 | 1.0365 | 1.0795 | 1.1086 | 1.1587 | 1.224 | 1.2929 | 1.3658 | 1.4427 | (a)
Macro economic | GDP Index (2010 = 1) | 1 | 1.1601 | 1.3177 | 1.5138 | 1.7196 | 1.9432 | 2.1959 | 2.4814 | 2.804 | (a) (c)
Alternate transporation fuels defaults | Cost of Ethanol (relative to gasoline) | 1.09 | 1.34 | 1.41 | 1.44 | 1.44 | 1.44 | 1.44 | 1.44 | 1.44
| Cost of advanced biodiesel (relative to gasoline) | 0.15 | 0.33 | 0.58 | 1.19 | 1.38 | 1.38 | 1.38 | 1.38 | 1.38
New vehicle technologies defaults | Plug to Wheels Electricity Usage for PHEV40 KWH per Mile | 0.36 | 0.345 | 0.33 | 0.31 | 0.29 | 0.28 | 0.27 | 0.255 | 0.24
| Plug to Wheels Electricity Usage for BEV100 KWH per Mile | 0.36 | 0.345 | 0.33 | 0.31 | 0.29 | 0.28 | 0.27 | 0.255 | 0.24
| % of time on electric engine for PHEV40 | 0.5 | 0.55 | 0.6 | 0.62 | 0.64 | 0.655 | 0.67 | 0.685 | 0.7
| Vehicle cost premium for PHEV40 (relative to conventional) | 2 | 1.8 | 1.71 | 1.65 | 1.59 | 1.54 | 1.5 | 1.46 | 1.42 | (b)
| Vehicle cost premium for BEV100 (relative to conventional) | 4.19 | 3.46 | 3.16 | 2.92 | 2.73 | 2.55 | 2.4 | 2.25 | 2.12 | (b)
| miles per gallon of Internal Combustion Engine in PHEV40 | 30 | 34.55 | 39.1 | 41 | 42.9 | 44.35 | 45.8 | 47 | 48.2
New vehicle stock (millions) | Plug-in 10/40 Gasoline Hybrid | 0 | 0.089462 | 0.3354 | 0.80362 | 1.492 | 2.2905 | 3.5162 | 5.3979 | 8.2866 | (a)
| 100/200 Mile Electric Vehicle | 0.022961 | 0.12685 | 0.30783 | 0.61965 | 1.017 | 1.3572 | 1.8114 | 2.4174 | 3.2263 | (a)
Total VMT for Light-Duty Vehicles (billions of miles) |  | 2733.552 | 2947.1597 | 3199.0596 | 3465.4707 | 3753.7415 | 4043.7061 | 4356.0695 | 4692.562 | 5055.0475 | (a)
Alternative Fuel VMT (billions of miles) | Plug-in 10/40 Gasoline Hybrid | 0 | 1.9531 | 5.935 | 14.3818 | 28.6389 | 46.2024 | 74.5372 | 120.2491 | 193.9949 | (a)
| 100/200 Mile Electric Vehicle | 0.2882 | 1.4878 | 3.7443 | 7.776 | 13.2829 | 18.9172 | 26.9413 | 38.369 | 54.6441 | (a)
Emissions factors for transport fuel defaults | Gasoline (CO2e/MJ) | 96 | 96 | 96 | 96 | 96 | 96 | 96 | 96 | 96
| Ethanol (CO2e/MJ) | 73 | 73 | 73 | 73 | 73 | 73 | 73 | 73 | 73
| Advanced biodiesel (CO2e/MJ) | 19 | 19 | 19 | 19 | 19 | 19 | 19 | 19 | 19
Carbon tax | Carbon tax (in $ per metric ton of CO2) | 0 | 0 | 0 | 0 | 0 | 0 | 0 | 0 | 0
* Gas price and gas resource are interdependent. Tightening or loosening the gas resource will be used to obtain high and low gas price sensitivities
(a) Data based on ER AEO2011 through 2035. Growth after 2035 based on growth from 2030 to 2035
(b) CRA may modify these two parameters as needed to approximately match the PHEV/BEV AEO 2011 new vehicle stock projection. These two parameters then will be modified to create higher EV penetration sensitivities.
(c) The GDP parameters can be modified to create high or low economic growth sensitivities
Default values of Elasticities in the MRN Model
|  | Non-energy Sectors |  |  |  |  | Energy Sectors |  |  | Final Demand
|  | AGR | EIS | MAN | SRV | TRN | CRU | GAS | OIL | C | G | I
es_s | Top level elasticity | 0 | 0 | 0 | 0 | 0 | 0 | 0 | 0 | 0.5 | 0 | 0
es_e | Energy versus value-added | 0.5 | 0.5 | 0.5 | 0.5 | 0.5 | 0.5 | 0.5 | 0.5 | NA | NA | NA
es_oil | Oil versus non-energy | 0 | 0.4 | 0.4 | 0.4 | 0.4 | 0.4 | 0.4 | 0.4 | 0.4 | 0.4 | 0.4
es_va | Capital vesus Labor | 0.8 | 0.8 | 0.8 | 0.8 | 0.8 | 0.8 | 0.8 | 0.8 | NA | NA | NA
es_ele | Electricity versus Coal-gas | 0.8 | 0.8 | 0.8 | 0.8 | 0.8 | 0.8 | 0.8 | 0.8 | 0.5 | 0.8 | 0.8
es_cg | Coal versus Gas | 0.5 | 0.5 | 0.5 | 0.5 | 0.5 | 0.5 | 0.5 | 0.5 | 0.5 | 0.5 | 0.5
es_n | Non-energy | 0 | 0 | 0 | 0 | 0 | 0 | 0 | 0 | 1 | 0 | 0
etae | Elasticity of export supply | 4 | 4 | 4 | 4 | 4 | 4 | 4 | 4
es_dm | Domestic versus imports | 3 | 3 | 3 | 1 | 1 | 3 | 3 | 3
NA: not applicable
Deafault Resource Supply Elasticities in the MRN Model
|  | 2010 | 2015 | 2020 | 2025 | 2030 | 2035 | 2040 | 2045 | 2050
Crude Oil | CRU | 0.3 | 0.51 | 0.65 | 0.76 | 0.83 | 0.88 | 0.91 | 0.94 | 0.96
Natural gas | GAS | 0.6 | 0.72 | 0.8 | 0.86 | 0.9 | 0.93 | 0.95 | 0.97 | 0.98
The input assumptions contained herein reflect a joint assumptions development process between EIPC, EIPC stakeholders and CRA for purposes of EIPC capacity expansion modeling.
As such, these inputs do not necessarily reflect the opinions or views of CRA or any individual EIPC stakeholder.

## Table1_LoadBlocks
Table 1 - Load Blocks
Load Block | Season | Number of Hours
B1 | Summer | 10
B2 | Summer | 25
B3 | Summer | 75
B4 | Summer | 100
B5 | Summer | 200
B6 | Summer | 300
B7 | Summer | 400
B8 | Summer | 500
B9 | Summer | 800
B10 | Summer | 1262
B11 | Shoulder | 25
B12 | Shoulder | 200
B13 | Shoulder | 600
B14 | Shoulder | 900
B15 | Shoulder | 1203
B16 | Winter | 25
B17 | Winter | 100
B18 | Winter | 400
B19 | Winter | 700
B20 | Winter | 935
TOTAL |  | 8760
The input assumptions contained herein reflect a joint assumptions development process between EIPC, EIPC stakeholders and CRA for purposes of EIPC capacity expansion modeling.
As such, these inputs do not necessarily reflect the opinions or views of CRA or any individual EIPC stakeholder.

## Table2_Demand
Table 2 - Energy Demand
AEO2011 growth rates after 2020
NEEM Region | 2011 Energy (GWh) | 2011-2020 Growth Rate | 2020-2050 Growth Rate
AZ_NM_SNV_Coal | 124202.8346 | 1.883% | 1.31%
ENT | 159506.527 | 1.375% | 0.5277%
ERCOT | 316194.5467 | 1.693% | 0.6502%
FRCC | 229020.2861 | 1.734% | 1.244%
MAPP_US | 29827.5652 | 0.8735% | 0.8555%
MISO_IN | 106811.2985 | 0.6257% | 2.802%
MISO_MI | 94677.8649 | 0.8024% | 0.7867%
MISO_MO-IL | 97501.052 | 0.7727% | 0.8208%
MISO_W | 135455.06 | 0.7799% | 0.6559%
MISO_WUMS | 64931.7448 | 0.7798% | 0.6574%
NE | 29481.3808 | 1.81% | 1.217%
NEISO | 124091.2889 | 0.9916% | 0.8391%
NonRTO_Midwest | 58091.5592 | 1.665% | 1.13%
NP15 | 110014.1527 | 0.9418% | 0.7386%
NWPP_Coal | 246982.5178 | 1.3% | 0.9393%
NYISO_A-F | 65364.4665 | 0.73% | 0.5055%
NYISO_G-I | 20093.3527 | 0.8198% | 0.8469%
NYISO_J-K | 74986.7962 | 0.9874% | 0.8845%
PJM_E | 151268.5586 | 1.497% | 0.6247%
PJM_ROM | 150031.9245 | 1.501% | 0.7177%
PJM_ROR | 537249.3413 | 1.035% | 0.2011%
RMPA | 72067.3976 | 1.21% | 1.268%
SOCO | 249460.9366 | 1.937% | 0.805%
SP15 | 179897.6698 | 1.311% | 1.156%
SPP_N | 75955.384 | 1.219% | 0.9102%
SPP_S | 163926.8385 | 1.149% | 0.6395%
TVA | 173627.4024 | 0.9677% | 0.2689%
VACAR | 236108.8141 | 1.625% | 0.9642%
ALB | 64239.3132 | 1.573% | 1.407%
BC | 63168.0159 | 1.149% | 0.9612%
IESO | 142312.9853 | -0.2897% | 0.6676%
MAPP_CA | 48057.705 | 1.996% | 0.8555%
The input assumptions contained herein reflect a joint assumptions development process between EIPC, EIPC stakeholders and CRA for purposes of EIPC capacity expansion modeling.
As such, these inputs do not necessarily reflect the opinions or views of CRA or any individual EIPC stakeholder.

## Table3_Peak
Table 3 - Peak Demand
AEO2011 growth rates after 2020
NEEM Region | Reserve Margin Region | 2011 Peak (MW) | 2011-2020 Growth Rate | 2020-2050 Growth Rate
AZ_NM_SNV_Coal | AZ_NM_SNV | 27168.62 | 1.913% | 1.31%
ENT | ENT | 29622.72 | 1.28% | 0.5277%
ERCOT | ERCOT | 64964 | 1.694% | 0.6502%
FRCC | FRCC | 46579.93 | 1.646% | 1.244%
MAPP_US | MAPP_US | 5512.042 | 0.8886% | 0.8555%
MISO_IN | MISO | 20743.04 | 0.6088% | 2.802%
MISO_MI | MISO | 19929.5 | 0.7898% | 0.7867%
MISO_MO-IL | MISO | 20733.44 | 0.7566% | 0.8208%
MISO_W | MISO | 28112.34 | 0.7912% | 0.6559%
MISO_WUMS | MISO | 13420.9 | 0.7792% | 0.6574%
NE | SPP | 5579.822 | 1.524% | 1.217%
NEISO | NEISO | 26043 | 1.462% | 0.8391%
NonRTO_Midwest | NonRTO_Midwest | 10857.89 | 1.555% | 1.13%
NP15 | CA | 24248.36 | 1.24% | 0.7386%
NWPP_Coal | NWPP | 41760.17 | 1.008% | 0.9393%
NYISO_A-F | NYISO | 11503.65 | 0.7378% | 0.5055%
NYISO_G-I | NYISO | 4365.829 | 0.6731% | 0.8469%
NYISO_J-K | NYISO | 17095.26 | 0.7063% | 0.8845%
PJM_E | PJM | 33727.13 | 1.393% | 0.6247%
PJM_ROM | PJM | 27968.69 | 1.433% | 0.7177%
PJM_ROR | PJM | 101916.2 | 1.038% | 0.2011%
RMPA | RMPA | 12555.7 | 1.335% | 1.268%
SOCO | SOCO | 48104.37 | 2.183% | 0.805%
SP15 | CA | 35048.39 | 1.313% | 1.156%
SPP_N | SPP | 15529.5 | 2.029% | 0.9102%
SPP_S | SPP | 32751.84 | 1.056% | 0.6395%
TVA | TVA | 33072.85 | 1.616% | 0.2689%
VACAR | VACAR | 46538.22 | 1.528% | 0.9642%
ALB | ALB | 9176 | 1.627% | 1.407%
BC | BC | 11441 | 1.158% | 0.9612%
IESO | IESO | 23625 | -0.2855% | 0.6759%
MAPP_CA | MAPP_CA | 8007 | 1.69% | 0.8555%
The input assumptions contained herein reflect a joint assumptions development process between EIPC, EIPC stakeholders and CRA for purposes of EIPC capacity expansion modeling.
As such, these inputs do not necessarily reflect the opinions or views of CRA or any individual EIPC stakeholder.

## Table4_OM
Table 4 - Existing Unit O&M Costs
Unit Type | FOM ($2010/kW-yr) | VOM ($2010/MWh)
Coal | 48.22* | 3.56**
CC | 29.68 | 2.37
Peak Gas | 16.62 | 8.31
Peak Oil | 22.55 | 8.31
STOG | 37.15 | 2.37
Nuclear | 112.77 | 2.37
Hydro | 14.24 | NA
Pumped Storage | 23.74 | 2.37
Photovoltaic | 14.66 | NA
Solar Thermal | 60.32 | NA
Wind | 34.22 | NA
Steam Wood | 32.05 | 2.37
Landfill Gas | 120.65 | NA
Geothermal | 89.76 | NA
* For a 30-40 year-old coal unit with no scrubber and no NOx controls.
This is expressed prior to the addition of the $17.90/kW-yr capital expenditure adder.
** For a coal unit with no retrofits.
The input assumptions contained herein reflect a joint assumptions development process between EIPC, EIPC stakeholders and CRA for purposes of EIPC capacity expansion modeling.
As such, these inputs do not necessarily reflect the opinions or views of CRA or any individual EIPC stakeholder.

## Table5_Intermittent
Table 5 - Intermittent Resource Capacity Credit
NEEM Region | Technology | Reserve Contribution
All Regions | Photovoltaic | 30%
All Regions | Solar Thermal | 30%
All Regions | Offshore Wind | 20%
California | Wind | 25%
Canada | Wind | 20%
ERCOT | Wind | 9%
New York | Wind | 10%
PJM (-E, -ROM, -ROR) | Wind | 13%
SPP | Wind | 6%
TVA | Wind | 12%
IESO | Wind | 5%
All Other Regions | Wind | 15%
The input assumptions contained herein reflect a joint assumptions development process between EIPC, EIPC stakeholders and CRA for purposes of EIPC capacity expansion modeling.
As such, these inputs do not necessarily reflect the opinions or views of CRA or any individual EIPC stakeholder.

## Table6_InstalledCapacity
Table 6 - Installed Capacity
Forthcoming: To Be Completed when Exhibit 6 is Finalized
Net of reserve derates
NEEM Region | Installed Capacity - 2010 (GW) | Reserve Capacity - 2010 (GW)
AE | 10.6279 | 10.6149
AZ_NM_SNV | 10.913 | 10.913
EMO | 13.4015 | 13.1831
ENT | 42.7469 | 42.7469
ERCOT | 85.281 | 77.1272
FRCC | 56.6484 | 56.6127
MAPP_US | 39.21 | 34.0335
MI | 26.467 | 26.3302
MISO_E | 30.9111 | 30.4564
NE | 8.27 | 8.14
NEISO | 37.5271 | 37.3532
NI | 28.589 | 27.1682
NonRTO_Midwest | 14.6023 | 14.5462
NP15 | 31.4629 | 30.6068
NWPP_Coal | 13.9665 | 13.9665
NYISO_Capital | 3.1427 | 3.1427
NYISO_Downstate | 6.5336 | 6.5336
NYISO_LIPA | 5.747 | 5.747
NYISO_NYC | 9.903 | 9.903
NYISO_Upstate | 16.3308 | 15.1761
PJM_D | 22.6206 | 22.3909
PJM_E | 31.9543 | 31.9302
PJM_Midwest | 48.4689 | 47.8562
PJM_SW | 12.442 | 12.4413
PJM_W | 32.2733 | 31.6352
RMPA | 16.2323 | 15.0381
SCIL | 15.1692 | 14.9754
SOCO | 65.408 | 65.408
SP15 | 33.7627 | 32.191
SPP_N | 19.2615 | 18.1081
SPP_S | 42.3859 | 40.2268
TVA | 39.168 | 39.1433
VACAR | 48.358 | 48.3468
WUMS | 18.0929 | 16.9913
ALB | 12.2668 | 11.7364
BC | 14.125 | 14.0434
MAPP_CA | 9.27 | 9.04
OH | 37.142 | 36.097
Grand Total | 1010.6832 | 981.9006
The input assumptions contained herein reflect a joint assumptions development process between EIPC, EIPC stakeholders and CRA for purposes of EIPC capacity expansion modeling.
As such, these inputs do not necessarily reflect the opinions or views of CRA or any individual EIPC stakeholder.

## Table 7_NewBuildCostParameters
Table 7 - New Build Costs and Characteristics
| Capital Costs |  | Performance Data
Technology | 2015 All-in Capital Cost (2010$/kW) | 2025 All-in Capital Cost (2010$/kW) | Total FOM (2010$/kW-yr) | Total VOM (2010$/MWh) | 2010 Heat Rate - HHV (Btu/kWh) | 2015+ Heat Rate - HHV (Btu/kWh)
Nuclear | 5614.8914 | 5258.958 | 88.75 | 2.04 | 10488 | 10488
Advanced Coal | 2884.9073 | 2790.1073 | 29.67 | 4.25 | 9200 | 8800
CC | 1009.9 | 1001.4667 | 14.39 | 3.43 | 7050 | 6430
CT | 710.07 | 687.9033 | 6.7 | 9.87 | 9750 | 9750
IGCC | 3261.9073 | 3154.5407 | 48.9 | 6.87 | 8700 | 8700
IGCC w/seq | 5388.9073 | 4997.9407 | 69.3 | 8.04 | 10700 | 10234.7826
Wind | 2610.9815 | 2594.7281 | 28.07 | 0 | NA | NA
Wind Offshore | 5975 | 5178.3333 | 53.33 | 0 | NA | NA
Photovoltaic | 4927.9815 | 4293.9815 | 16.7 | 0 | NA | NA
Solar Thermal | 4864.9815 | 4239.3815 | 64 | 0 | NA | NA
Landfill Gas | 2525.306 | 2441.8598 | 120.3265 | 0 | 13648 | 13648
Biomass | 3900.9073 | 3386.2407 | 100.5 | 5 | 13500 | 13500
Geothermal | 4313.9815 | 4037.9148 | 84.27 | 9.64 | NA | NA
The input assumptions contained herein reflect a joint assumptions development process between EIPC, EIPC stakeholders and CRA for purposes of EIPC capacity expansion modeling.
As such, these inputs do not necessarily reflect the opinions or views of CRA or any individual EIPC stakeholder.
Note on F7: CRA International: add 400 to start at AEO 2010 starting value
Note on G11: CRA International: ratio

## Table11_CCSRetro
Table 11 - Carbon Catpure Retrofit Example
Retrofit | Unit Size (MW) | *Capital Cost (2010$/kW) | Fixed O&M ($2010/kW-yr) | Variable O&M ($2010/MWh) | Heat Rate Penalty | Capacity Penalty
Carbon Capture | any | 1287 | 1.58 | 2.8 | 30% | 23.1%
* Based on the capacity prior to the retrofit derate.
Note: Units must have existing or planned FGDs and SCRs to be eligible for this retrofit.
The input assumptions contained herein reflect a joint assumptions development process between EIPC, EIPC stakeholders and CRA for purposes of EIPC capacity expansion modeling.
As such, these inputs do not necessarily reflect the opinions or views of CRA or any individual EIPC stakeholder.

## Table 12_FCR
Table 12 - Real Capital Fixed Charge Rates for New Construction (based on 5% Real Discount Rate)
Technology | Operating Life (yrs) | FCR
NG Combined-Cycle | 25 | 11.3%
NG Combustion Turbine | 20 | 11.8%
Advanced Pulverized Coal, Coal IGCC, Coal IGCC-CCS | 40 | 10.5%
Nuclear | 40 | 11.2%
Photvoltaics | 20 | 11.8%
Biomass | 30 | 11.6%
Landfill Gas | 20 | 11.8%
Wind | 20 | 11.8%
Wind Offshore | 20 | 11.8%
Solar Thermal | 20 | 11.8%
Geothermal | 20 | 11.8%
The input assumptions contained herein reflect a joint assumptions development process between EIPC, EIPC stakeholders and CRA for purposes of EIPC capacity expansion modeling.
As such, these inputs do not necessarily reflect the opinions or views of CRA or any individual EIPC stakeholder.

## Table13_CAIRIV
Table 13 - CAIR and Title IV emission constraints
Emission Constraint | Pollutant | Year | Cap | Units
CAIR NOx Seasonal | NOx | 2009 | 0.57 | MM Short tons
CAIR NOx Seasonal | NOx | 2015 | 0.48 | MM Short tons
TitleIV SO2 | SO2 | 2010 | 8.95 | MM Short tons
CAIR NOx Annual | NOx | 2010 | 1.52 | MM Short tons
CAIR NOx Annual | NOx | 2015 | 1.27 | MM Short tons
The input assumptions contained herein reflect a joint assumptions development process between EIPC, EIPC stakeholders and CRA for purposes of EIPC capacity expansion modeling.
As such, these inputs do not necessarily reflect the opinions or views of CRA or any individual EIPC stakeholder.

## Table14_IntermittentGenLimits
Table 14 - Intermittent Generation Limits (annual MWh basis)
Intermittency Region | NEEM Regions | Proposed Limit
SPP | SPP-S, SPP-N, NE | 20%
PJM | PJM_E, PJM_ROM, PJM_ROR | 20%
MAPP_CA | MAPP_CA | 20%
MAPP_US | MAPP_US | 20%
MISO | MISO_W, MISO_MI, MISO_WUMS, MISO_IN, MISO_MO_IL | 20%
Non-RTO Midwest | Non-RTO Midwest | 20%
New York | NYISO_A-F, NYISO_G-I, NYISO_J-K | 20%
NEISO | NEISO | 20%
ENT | ENT | 20%
TVA | TVA | 20%
VACAR | VACAR | 20%
SOCO | SOCO | 20%
FRCC | FRCC | 20%
IESO | IESO | 20%
The input assumptions contained herein reflect a joint assumptions development process between EIPC, EIPC stakeholders and CRA for purposes of EIPC capacity expansion modeling.
As such, these inputs do not necessarily reflect the opinions or views of CRA or any individual EIPC stakeholder.

## Table15_Reserve Margin
Table 15 - Reserve Margin Regions, Reserve Requirements, NEEM Regions
Working Draft
Reserve Margin Area | Reserve Requirement | NEEM Region(s)
ALB | 18% | ALB
AZ_NM_SNV | 15.7% | AZ_NM_SNV
BC | 18% | BC
CA | 16.6% | NP15
SP15
ENT | 14% | ENT
ERCOT | NA | ERCOT
FRCC | 16% | FRCC
MAPP_US | 14% | MAPP_US
MAPP_CA | 12% | MAPP_CA
MISO | 17.4%* | MISO_IN
MISO_MI
MISO_MO-IL
MISO_W
MISO_WUMS
NEISO | 16% | NEISO
NonRTO_Midwest | 14% | NonRTO_Midwest
NWPP | 18% | NWPP
NYISO | 16.5%* | NYISO_A-F
NYISO_GHI
NYISO_JK
NYISO_GHI_JK | -5% | NYISO_GHI
NYISO_JK
NYISO_JK | -8% | NYISO_JK
OH (IESO) | 17% | OH
PJM | 15.3%* | PJM_E
PJM_ROM
PJM_ROR
PJM_E | -2.2% | PJM_E**
RMPA | 14% | RMPA
SOCO | 14% | SOCO
SPP | 13.6% | NE
SPP_N
SPP_S
TVA | 15% | TVA
VACAR | 14% | VACAR
* Based on coincident peak in reserve margin area. For PJM, CRA will apply a diversity factor to the non-coincident peaks.
** For purposes of this study, set equal to actual 2010 Reserve Margin
The input assumptions contained herein reflect a joint assumptions development process between EIPC, EIPC stakeholders and CRA for purposes of EIPC capacity expansion modeling.
As such, these inputs do not necessarily reflect the opinions or views of CRA or any individual EIPC stakeholder.

## Table16_MMCoalPricesIndicative
Table 16 - Indicative 2012 Minemouth Coal Prices, with Proposed EPA Transport Rule
| 2012 Minemouth Price, 2010$/MMBtu | MMBtu per Ton | 2012 Minemouth Price, 2010$ per Ton
Central Appalachian Compliance | 2.2909 | 25.0138 | 57.3045
Illinois Basin, medium-sulfur | 1.7686 | 23.0049 | 40.6871
Northern Appalachian, high-Btu, high-sulfur | 2.006 | 25.877 | 51.91
Power River Basin South | 0.68846 | 17.6 | 12.1169
The input assumptions contained herein reflect a joint assumptions development process between EIPC, EIPC stakeholders and CRA for purposes of EIPC capacity expansion modeling.
As such, these inputs do not necessarily reflect the opinions or views of CRA or any individual EIPC stakeholder.

## Table17_CoalCharacteristics
Table 17 - Coal Characteristics
|  | lbs/MMBtu | lbs/Tbtu
Coal Name | Rank | SO2 | Hg | Btu/lb | MMBtu/Ton
Northern Appalachia High Btu Low Sulfur | Bituminous | 2.4422 | 12.3 | 12840.4683 | 25.6809
Northern Appalachia High Btu High Sulfur | Bituminous | 4.0671 | 12.5 | 12938.4887 | 25.877
Northern Appalachia Low Btu Low Sulfur | Bituminous | 1.7612 | 16 | 12097.5848 | 24.1952
Northern Appalachia Low Btu High Sulfur | Bituminous | 3.7703 | 20.9 | 11515.6746 | 23.0313
Central Appalachia Compliance | Bituminous | 1.1188 | 5.9 | 12506.9213 | 25.0138
Central Appalachia Hi Hg Btu Non-Compliance | Bituminous | 2 | 8.2 | 12325.2895 | 24.6506
Southern Appalachia | Bituminous | 2.5225 | 8.7 | 11747.2074 | 23.4944
Illinois Basin Hi Sulphur | Bituminous | 2.5 | 4.5 | 12091.2253 | 24.1825
Illinois Basin Hi Sulphur | Bituminous | 3.5 | 6.5 | 11502.4377 | 23.0049
Illinois Basin Hi Sulphur | Bituminous | 5 | 6.3 | 11664.9421 | 23.3299
Central Basin | Bituminous | 4.9245 | 12.7 | 12174.0026 | 24.348
Gulf Lignite | Lignite | 3.3695 | 10.8 | 6839.7016 | 13.6794
Lignite | Lignite | 2.3001 | 10.8 | 6584.6302 | 13.1693
Montana Powder River Basin | Subbituminous | 1.1836 | 5.2 | 9052.2977 | 18.1046
Northern (WY) Powder River Basin | Subbituminous | 0.83393 | 7.1 | 8400 | 16.8
Southern (WY) Powder River Basin | Subbituminous | 0.70656 | 5.8 | 8800 | 17.6
Wyoming - Other | Subbituminous | 1.1432 | 3.7 | 9184.6788 | 18.3694
Rocky Mountain Colorado | WesternBit | 0.98036 | 3.7 | 11218.0809 | 22.4362
Rocky Mountain Utah | WesternBit | 1.2838 | 4.1 | 11790.4682 | 23.5809
Arizona Bituminous | Bituminous | 0.92878 | 4.2 | 10914.6278 | 21.8293
New Mexico Bituminous | Bituminous | 1.5459 | 4.2 | 9392.8132 | 18.7856
Import | Bituminous | 1 | 5.5 | 12000 | 24
The input assumptions contained herein reflect a joint assumptions development process between EIPC, EIPC stakeholders and CRA for purposes of EIPC capacity expansion modeling.
As such, these inputs do not necessarily reflect the opinions or views of CRA or any individual EIPC stakeholder.

## Table18_MAPP_CA & OH D and MaxD
Table 18 - Energy Demand and Peak Demand in MAPP-CA and Ontario
| 2011 Energy (GWh) | 2011-2020 Growth Rate | 2020-2050 Growth Rate
OH (IESO) | 142312.9853 | -0.2897% | 0.6676%
MAPP-CA | 48057.705 | 1.996% | 0.8555%
2011 Peak (MW)
OH (IESO) | 23625 | -0.2855% | 0.6759%
MAPP-CA | 8007 | 1.69% | 0.8555%
The input assumptions contained herein reflect a joint assumptions development process between EIPC, EIPC stakeholders and CRA for purposes of EIPC capacity expansion modeling.
As such, these inputs do not necessarily reflect the opinions or views of CRA or any individual EIPC stakeholder.