## Title
Future 1 BAU, Sensitivity 5: Low Load Growth
"The results presented herein use modeling assumptions developed by EIPC, EIPC stakeholders and CRA for purposes of EIPC capacity expansion modeling. As such, these results do not necessarily reflect the opinions or views of CRA or any individual EIPC stakeholder."

## Build Summary
EI New Build Summary
EI New Builds by Type
|  | Additions |  |  | Retirements
| 2010 | 2015 | 2020 | 2030 | 2015 | 2020 | 2030 | Total
Coal | 271.9155 | 8.4766 | 0 | 0 | 70.5706 | 22.7219 | 5.8867 | 181.213
Nuclear | 99.849 | 2.7406 | 4.53 | 0 | 0 | 0.6145 | 1.4882 | 105.0169
CC | 132.682 | 25.9988 | 2.1563 | 0.60623 | 9.5678 | 1.2363 | 3.6909 | 146.9485
CT | 120.329 | 5.0587 | 0.38461 | 0 | 6.2277 | 0 | 7.3597 | 112.1849
Steam Oil/Gas | 74.547 | 0 | 0 | 0 | 53.1594 | 2.6868 | 9.7039 | 8.9969
Hydro | 44.6048 | 0 | 0 | 0 | 0 | 0 | 0 | 44.6048
On-Shore Wind | 18.707 | 22.1949 | 10.2196 | 3.6864 | 0 | 0 | 0 | 54.8079
Off-Shore Wind | 0 | 0.469 | 0 | 1.1 | 0 | 0 | 0 | 1.569
Other Renewable | 3.613 | 2.3484 | 2.6595 | 3.9655 | 0 | 0 | 0 | 12.5864
New HQ/Maritimes | 0 | 0 | 0 | 0 | 0 | 0 | 0 | 0
Other | 17.054 | 0 | 0 | 0 | 0 | 0 | 0 | 17.054
Total w/o DR | 783.3012 | 67.287 | 19.9501 | 9.3581 | 139.5255 | 27.2595 | 28.1293 | 684.9822
DR | 33.1 | -2.5954 | 13.8863 | 14.0259 | 0 | 0 | 0 | 58.4168
Total w/DR | 816.4012 | 64.6916 | 33.8364 | 23.384 | 139.5255 | 27.2595 | 28.1293 | 743.399
EI New Builds by Region
| EI Cumulative New Builds |  |  |  | EI Cumulative New CCs |  |  |  | EI Cumulative New On-Shore Wind |  |  |  | EI Cumulative Coal Retirements
| 2015 | 2020 | 2030 |  |  | 2015 | 2020 | 2030 |  | 2015 | 2020 | 2030 |  | 2015 | 2020 | 2030
ENT | 890.29 | 949.22 | 1084.15 |  | ENT | 0 | 0 | 0 | ENT | 0 | 0 | 0 | ENT | 892.9 | 892.9 | 892.9
FRCC | 4226.23 | 6075.57 | 6879.79 |  | FRCC | 1516.9 | 3366.24 | 3972.46 | FRCC | 0 | 0 | 0 | FRCC | 136 | 1005 | 1005
IESO | 5144.99 | 5144.99 | 5144.99 |  | IESO | 1263 | 1263 | 1263 | IESO | 2105.9 | 2105.9 | 2105.9 | IESO | 6416 | 6416 | 6416
MAPP_CA | 462.55 | 477.38 | 477.39 |  | MAPP_CA | 0 | 0 | 0.01 | MAPP_CA | 302.4 | 302.4 | 302.4 | MAPP_CA | 635.1 | 635.1 | 1037.99
MAPP_US | 729.6 | 1007.12 | 1078.79 |  | MAPP_US | 0 | 0 | 0 | MAPP_US | 421.3 | 698.82 | 698.82 | MAPP_US | 715.5 | 1186.5 | 1186.5
MISO_IN | 618 | 836.87 | 1030.22 |  | MISO_IN | 0 | 0 | 0 | MISO_IN | 0 | 0 | 0 | MISO_IN | 1360.9 | 1360.9 | 1829.9
MISO_MI | 2000 | 2125.94 | 2160.25 |  | MISO_MI | 0 | 0 | 0 | MISO_MI | 2000 | 2000 | 2000 | MISO_MI | 4067.21 | 4958.88 | 5581.98
MISO_MO-IL | 2090 | 2090 | 2313.33 |  | MISO_MO-IL | 0 | 0 | 0 | MISO_MO-IL | 300 | 300 | 300 | MISO_MO-IL | 2576.66 | 3534.66 | 3797.68
MISO_W | 2894.83 | 3955.27 | 6035.73 |  | MISO_W | 0 | 0 | 0 | MISO_W | 2800.5 | 3860.94 | 5869.73 | MISO_W | 2928.56 | 2928.56 | 3190.64
MISO_WUMS | 1818.9 | 1818.9 | 2042.23 |  | MISO_WUMS | 0 | 0 | 0 | MISO_WUMS | 968.9 | 968.9 | 968.9 | MISO_WUMS | 2450.25 | 2650.81 | 3496.05
NE | 434.1 | 434.1 | 505.77 |  | NE | 0 | 0 | 0 | NE | 202 | 202 | 202 | NE | 0 | 0 | 0
NEISO | 3384.16 | 6299.82 | 7105.31 |  | NEISO | 2049.5 | 2049.5 | 2049.5 | NEISO | 231.2 | 2874.43 | 3610.18 | NEISO | 2250.13 | 2570.13 | 2570.13
NonRTO_Midwest | 206.83 | 276.61 | 436.86 |  | NonRTO_Midwest | 0 | 0 | 0 | NonRTO_Midwest | 0 | 0 | 0 | NonRTO_Midwest | 1821.23 | 1821.23 | 2680.15
NYISO_A-F | 3289.7 | 3999.5 | 4067.43 |  | NYISO_A-F | 639 | 639 | 639 | NYISO_A-F | 2476.3 | 3186.1 | 3186.1 | NYISO_A-F | 2251.9 | 2251.9 | 2251.9
NYISO_G-I | 0 | 60 | 134.33 |  | NYISO_G-I | 0 | 0 | 0 | NYISO_G-I | 0 | 60 | 60 | NYISO_G-I | 368.2 | 368.2 | 368.2
NYISO_J-K | 1207.4 | 1207.4 | 1281.73 |  | NYISO_J-K | 1175.4 | 1175.4 | 1175.4 | NYISO_J-K | 0 | 0 | 0 | NYISO_J-K | 0 | 0 | 0
PJM_E | 5940.05 | 5940.05 | 7172.95 |  | PJM_E | 4634.3 | 4634.3 | 4634.3 | PJM_E | 1150 | 1150 | 1150 | PJM_E | 3284.99 | 3852.98 | 3852.98
PJM_ROM | 2243.7 | 3824.29 | 5374.08 |  | PJM_ROM | 1678.5 | 1678.5 | 1678.5 | PJM_ROM | 479.8 | 479.8 | 1230 | PJM_ROM | 8308.04 | 8308.05 | 8308.05
PJM_ROR | 14076.1 | 14196.1 | 14901.5 |  | PJM_ROR | 3077 | 3197 | 3197 | PJM_ROR | 8325.7 | 8325.7 | 8517.39 | PJM_ROR | 13338.86 | 25506.34 | 25506.34
SOCO | 5151.9 | 7538.9 | 7646.3 |  | SOCO | 5026.9 | 5213.9 | 5213.9 | SOCO | 0 | 0 | 0 | SOCO | 9189.05 | 11135.97 | 11135.97
SPP_N | 465.04 | 465.05 | 560.05 |  | SPP_N | 0 | 0 | 0 | SPP_N | 0 | 0.01 | 0.01 | SPP_N | 0 | 0 | 0
SPP_S | 1830.99 | 4100.51 | 4195.51 |  | SPP_S | 0 | 0 | 0 | SPP_S | 430 | 2399.52 | 2399.52 | SPP_S | 203.53 | 1422.53 | 1586
TVA | 3115.89 | 3115.89 | 3223.29 |  | TVA | 1418 | 1418 | 1418 | TVA | 0 | 0 | 0 | TVA | 4421.59 | 4421.59 | 5086.98
VACAR | 5065.69 | 11297.54 | 11743.19 |  | VACAR | 3520.33 | 3520.33 | 3520.33 | VACAR | 0.9 | 3500 | 3500 | VACAR | 2954 | 6064.23 | 7397.74
| 67286.94 | 87237.02 | 96595.17 |  |  | 25998.83 | 28155.17 | 28761.4 |  | 22194.9 | 32414.52 | 36100.95 |  | 70570.6 | 93292.46 | 99179.08

## Generation
#1 | Total Generation (GWh)
Total Generation by Reporting Type: Entergy
ReportingType | 2015 | 2020 | 2025 | 2030 | 2035 | 2040
BM | 0 | 0 | 0 | 0 | 0 | 0
CC | 59980.96 | 70667.37 | 53189.97 | 44877.23 | 46930.12 | 39210.46
CSP | 0 | 0 | 0 | 0 | 0 | 0
CT | 0 | 0 | 0 | 0 | 0 | 0
Coal | 60751.53 | 51509.49 | 58932.12 | 60276.31 | 60276.31 | 62550.58
Geo | 0 | 0 | 0 | 0 | 0 | 0
H | 153 | 153 | 153 | 153 | 153 | 153
LFG | 63.07 | 63.07 | 909.8 | 909.81 | 909.81 | 909.81
Nuc | 42234.08 | 42234.08 | 42234.08 | 42234.08 | 35675.42 | 27909.39
PS | 25.66 | 25.66 | 25.66 | 24.19 | 24.19 | 24.19
PV | 0.57 | 114.14 | 167.18 | 167.18 | 166.61 | 158.88
PeakG | 0 | 11.54 | 136.65 | 58.14 | 60.31 | 31.14
PeakO | 0 | 0 | 0 | 0 | 0 | 0
ST | 0 | 0 | 0 | 0 | 0 | 0
STOG | 941.09 | 703.03 | 0 | 0 | 0 | 0
STWD | 0 | 0 | 0 | 0 | 0 | 0
WT | 315.27 | 315.27 | 315.27 | 315.27 | 315.28 | 315.28
IGCC | 0 | 0 | 0 | 0 | 0 | 0
DemandResponse | 0 | 0 | 0 | 0 | 0 | 0
IGCC-CCS | 0 | 0 | 0 | 0 | 0 | 0
WT_off | 0 | 0 | 0 | 0 | 0 | 0
PseudoUnit | 0 | 0 | 0 | 0 | 0 | 0
FixedInterchange | 0 | 0 | 0 | 0 | 0 | 0
Total Generation by Reporting Type: FRCC
ReportingType | 2015 | 2020 | 2025 | 2030 | 2035 | 2040
BM | 0 | 0 | 0 | 0 | 0 | 0
CC | 145558.82 | 149845.07 | 145459.06 | 147183.25 | 161297.36 | 159981.46
CSP | 0 | 0 | 0 | 0 | 0 | 0
CT | 657.39 | 986.77 | 960.08 | 758.16 | 964.35 | 922.46
Coal | 52881.9 | 53624.43 | 58977.79 | 60361.17 | 61870.88 | 77885.56
Geo | 0 | 0 | 0 | 0 | 0 | 0
H | 27.85 | 27.85 | 27.85 | 27.85 | 27.85 | 27.85
LFG | 3831.62 | 3831.62 | 5392.66 | 5392.66 | 5392.66 | 5392.66
Nuc | 32180.57 | 32180.57 | 32180.57 | 32180.57 | 19598.11 | 6535.31
PS | 0 | 0 | 0 | 0 | 0 | 0
PV | 134.03 | 134.03 | 134.03 | 134.03 | 134.03 | 134.03
PeakG | 507.38 | 657.1 | 885.43 | 763.25 | 815.92 | 742.07
PeakO | 0 | 0 | 0 | 0 | 0 | 0
ST | 0 | 0 | 0 | 0 | 0 | 0
STOG | 1074.54 | 1307 | 786.39 | 462.69 | 462.69 | 462.69
STWD | 0 | 76.34 | 78.75 | 105.17 | 131.4 | 201.6
WT | 0 | 0 | 0 | 0 | 0 | 0
IGCC | 0 | 0 | 0 | 0 | 0 | 0
DemandResponse | 0 | 0 | 0 | 0 | 0 | 0
IGCC-CCS | 0 | 0 | 0 | 0 | 0 | 0
WT_off | 0 | 0 | 0 | 0 | 0 | 0
PseudoUnit | 0 | 0 | 0 | 0 | 0 | 0
FixedInterchange | 0 | 0 | 0 | 0 | 0 | 0
Total Generation by Reporting Type: MAPP_US
ReportingType | 2015 | 2020 | 2025 | 2030 | 2035 | 2040
BM | 0 | 0 | 0 | 0 | 0 | 0
CC | 63.91 | 106.26 | 103.76 | 61.41 | 103.77 | 61.41
CSP | 0 | 0 | 0 | 0 | 0 | 0
CT | 0 | 0 | 0 | 0 | 0 | 0
Coal | 20165.01 | 17658.89 | 17658.89 | 17658.9 | 17658.91 | 17658.91
Geo | 354.6 | 354.6 | 354.6 | 354.6 | 354.6 | 354.6
H | 10150.02 | 10150.02 | 10150.02 | 10150.02 | 10150.02 | 10150.02
LFG | 15.77 | 15.77 | 580.79 | 580.79 | 580.79 | 580.79
Nuc | 0 | 0 | 0 | 0 | 0 | 0
PS | 0 | 0 | 0 | 0 | 0 | 0
PV | 0 | 0 | 0 | 0 | 0 | 0
PeakG | 25.29 | 90.12 | 90.12 | 82.87 | 132.12 | 90.12
PeakO | 0 | 0 | 0 | 0 | 0 | 0
ST | 0 | 0 | 0 | 0 | 0 | 0
STOG | 0 | 0 | 0 | 0 | 0 | 0
STWD | 0 | 0 | 0 | 0 | 0 | 0
WT | 5908.78 | 6879.49 | 6879.49 | 6879.49 | 6879.49 | 6879.49
IGCC | 0 | 0 | 0 | 0 | 0 | 0
DemandResponse | 0 | 0 | 0 | 0 | 0 | 0
IGCC-CCS | 0 | 0 | 0 | 0 | 0 | 0
WT_off | 0 | 0 | 0 | 0 | 0 | 0
PseudoUnit | 0 | 0 | 0 | 0 | 0 | 0
FixedInterchange | 0 | 0 | 0 | 0 | 0 | 0
Total Generation by Reporting Type: MISO_IN
ReportingType | 2015 | 2020 | 2025 | 2030 | 2035 | 2040
BM | 0 | 0 | 0 | 0 | 0 | 0
CC | 3650.11 | 5589.77 | 3530.61 | 2544.67 | 2628.04 | 2045.02
CSP | 0 | 0 | 0 | 0 | 0 | 0
CT | 0 | 0 | 0 | 0 | 0 | 0
Coal | 85375.59 | 87653.64 | 88714.76 | 90167.1 | 93908.94 | 94983.59
Geo | 0 | 0 | 0 | 0 | 0 | 0
H | 417.2 | 417.2 | 417.2 | 417.2 | 417.2 | 417.2
LFG | 291.71 | 291.71 | 291.71 | 923.41 | 923.41 | 923.41
Nuc | 0 | 0 | 0 | 0 | 0 | 0.02
PS | 0 | 0 | 0 | 0 | 0 | 0
PV | 0 | 364.28 | 552.74 | 552.74 | 552.74 | 529.87
PeakG | 10.43 | 25.81 | 25.81 | 25.81 | 40.41 | 90.35
PeakO | 0 | 0 | 0 | 0 | 0 | 0
ST | 0 | 0 | 0 | 0 | 0 | 0
STOG | 54.68 | 54.68 | 54.68 | 54.68 | 54.68 | 0
STWD | 0 | 0 | 0 | 0 | 0 | 0
WT | 1553.06 | 1553.06 | 1553.06 | 1553.06 | 1553.06 | 1553.06
IGCC | 4427.31 | 4427.31 | 4427.31 | 4427.31 | 4427.31 | 4427.31
DemandResponse | 0 | 0 | 0 | 0 | 0 | 0
IGCC-CCS | 0 | 0 | 0 | 0 | 0 | 0
WT_off | 0 | 0 | 0 | 0 | 0 | 0
PseudoUnit | 0 | 0 | 0 | 0 | 0 | 0
FixedInterchange | 0 | 0 | 0 | 0 | 0 | 0
Total Generation by Reporting Type: MISO_MI
ReportingType | 2015 | 2020 | 2025 | 2030 | 2035 | 2040
BM | 0 | 0 | 0 | 0 | 0 | 0
CC | 12260.13 | 12992.38 | 7245.19 | 5896.04 | 6515.53 | 4943.93
CSP | 0 | 0 | 0 | 0 | 0 | 0
CT | 0 | 0 | 0 | 0 | 0 | 0
Coal | 43426.29 | 39116.48 | 38389.14 | 38389.15 | 38389.19 | 38389.2
Geo | 0 | 0 | 0 | 0 | 0 | 0
H | 410 | 410 | 410 | 410 | 410 | 410
LFG | 1285.09 | 2278 | 2548.5 | 2548.5 | 2548.5 | 2548.5
Nuc | 14714.16 | 14714.16 | 14714.16 | 14714.16 | 8654.01 | 8654.01
PS | 623.81 | 821.52 | 857.04 | 1005.5 | 1360.62 | 1411.1
PV | 0 | 0 | 0 | 0 | 0 | 0
PeakG | 29.96 | 60.25 | 33.63 | 53.59 | 104.85 | 102.48
PeakO | 0 | 0 | 0 | 0 | 0 | 0
ST | 0 | 0 | 0 | 0 | 0 | 0
STOG | 461.47 | 540.49 | 419.25 | 181.98 | 181.98 | 0
STWD | 124.94 | 511.48 | 549.37 | 450.91 | 352.28 | 254.73
WT | 5161.16 | 5161.16 | 5161.16 | 5161.16 | 5161.16 | 5161.16
IGCC | 0 | 0 | 0 | 0 | 0 | 0
DemandResponse | 0 | 0 | 0 | 0 | 0 | 0
IGCC-CCS | 0 | 0 | 0 | 0 | 0 | 0
WT_off | 0 | 0 | 0 | 0 | 0 | 0
PseudoUnit | 0 | 0 | 0 | 0 | 0 | 0
FixedInterchange | 0 | 0 | 0 | 0 | 0 | 0
Total Generation by Reporting Type: MISO_MO-IL
ReportingType | 2015 | 2020 | 2025 | 2030 | 2035 | 2040
BM | 0 | 0 | 0 | 0 | 0 | 0
CC | 2441.29 | 3278.38 | 2009.65 | 1502.81 | 1317.63 | 1139.51
CSP | 0 | 0 | 0 | 0 | 0 | 0
CT | 0 | 0 | 0 | 0 | 0 | 0
Coal | 90543.66 | 73463.34 | 77873.94 | 79313.51 | 86367.35 | 87484.12
Geo | 0 | 0 | 0 | 0 | 0 | 0
H | 1317.1 | 1317.1 | 1317.1 | 1317.1 | 1317.1 | 1317.1
LFG | 141.91 | 141.91 | 1902.67 | 1902.67 | 1902.67 | 1902.67
Nuc | 17393.71 | 17393.71 | 17393.71 | 17393.71 | 17393.71 | 17393.71
PS | 191.4 | 191.4 | 191.4 | 190.25 | 334.37 | 377.77
PV | 0 | 0 | 0 | 0 | 0 | 0
PeakG | 170.66 | 195.19 | 266.35 | 393.7 | 350.76 | 609.46
PeakO | 0 | 0 | 0 | 0 | 0 | 0
ST | 0 | 0 | 0 | 0 | 0 | 0
STOG | 110.53 | 110.53 | 0 | 0 | 0 | 0
STWD | 0 | 0 | 0 | 0 | 0 | 0
WT | 2075.16 | 2075.16 | 2075.16 | 2075.16 | 2075.16 | 2075.16
IGCC | 0 | 0 | 0 | 0 | 0 | 0
DemandResponse | 0 | 0 | 0 | 0 | 0 | 0
IGCC-CCS | 0 | 0 | 0 | 0 | 0 | 0
WT_off | 0 | 0 | 0 | 0 | 0 | 0
PseudoUnit | 0 | 0 | 0 | 0 | 0 | 0
FixedInterchange | 0 | 0 | 0 | 0 | 0 | 0
Total Generation by Reporting Type: MISO_W
ReportingType | 2015 | 2020 | 2025 | 2030 | 2035 | 2040
BM | 0 | 0 | 0 | 0 | 0 | 0
CC | 10141.81 | 8765.89 | 4208.02 | 2287.96 | 2626.91 | 2068.21
CSP | 0 | 0 | 0 | 0 | 0 | 0
CT | 0 | 0 | 0 | 0 | 0 | 0
Coal | 81498.44 | 79707.61 | 78829.69 | 78829.69 | 106204.63 | 106204.63
Geo | 0 | 0 | 0 | 0 | 0 | 0
H | 1643.74 | 1643.74 | 1643.74 | 1643.74 | 1643.74 | 1643.74
LFG | 1616.22 | 1616.22 | 2181.24 | 2181.24 | 2181.24 | 2181.24
Nuc | 18393.35 | 18393.35 | 18393.35 | 18393.35 | 0.78 | 0.78
PS | 0 | 0 | 0 | 0 | 0 | 0
PV | 0 | 0 | 0 | 0 | 0 | 0
PeakG | 307.2 | 214.33 | 205.42 | 90.41 | 91.22 | 91.23
PeakO | 0 | 0 | 0 | 0 | 0 | 0
ST | 0 | 0 | 0 | 0 | 0 | 0
STOG | 27.24 | 5.87 | 0 | 0 | 0 | 0
STWD | 0 | 122.54 | 226.39 | 569.82 | 86.13 | 115.5
WT | 27590.66 | 31091.08 | 37721.91 | 37721.91 | 37721.91 | 37721.91
IGCC | 0 | 0 | 0 | 0 | 0 | 0
DemandResponse | 0 | 0 | 0 | 0 | 0 | 0
IGCC-CCS | 0 | 0 | 0 | 0 | 0 | 0
WT_off | 0 | 0 | 0 | 0 | 0 | 0
PseudoUnit | 0 | 0 | 0 | 0 | 0 | 0
FixedInterchange | 0 | 0 | 0 | 0 | 0 | 0
Total Generation by Reporting Type: MISO_WUMS
ReportingType | 2015 | 2020 | 2025 | 2030 | 2035 | 2040
BM | 0 | 0 | 0 | 0 | 0 | 0
CC | 15085.95 | 15121.75 | 9160.8 | 6891.58 | 9254.51 | 7036.67
CSP | 0 | 0 | 0 | 0 | 0 | 0
CT | 0 | 0 | 0 | 0 | 0 | 0
Coal | 26647.75 | 27049.68 | 29118.54 | 28915.64 | 33721.83 | 34487.7
Geo | 0 | 0 | 0 | 0 | 0 | 0
H | 1018.41 | 1018.41 | 1018.41 | 1018.41 | 1018.41 | 1018.41
LFG | 559.76 | 559.76 | 2320.52 | 2320.52 | 2320.52 | 2320.52
Nuc | 14153.33 | 14153.33 | 14153.33 | 14153.33 | 0.78 | 0.78
PS | 0 | 0 | 0 | 0 | 0 | 0
PV | 0 | 0 | 0 | 0 | 0 | 0
PeakG | 43.4 | 94.39 | 94.39 | 72.79 | 94.39 | 94.39
PeakO | 0 | 0 | 0 | 0 | 0 | 0
ST | 0 | 0 | 0 | 0 | 0 | 0
STOG | 8.15 | 2.33 | 0 | 0 | 0 | 0
STWD | 0 | 19.85 | 41.1 | 38.75 | 38.74 | 38.75
WT | 4109.61 | 4109.61 | 4109.61 | 4109.61 | 4109.61 | 4109.61
IGCC | 0 | 0 | 0 | 0 | 0 | 0
DemandResponse | 0 | 0 | 0 | 0 | 0 | 0
IGCC-CCS | 0 | 0 | 0 | 0 | 0 | 0
WT_off | 0 | 0 | 0 | 0 | 0 | 0
PseudoUnit | 0 | 0 | 0 | 0 | 0 | 0
FixedInterchange | 0 | 0 | 0 | 0 | 0 | 0
Total Generation by Reporting Type: Nebraska
ReportingType | 2015 | 2020 | 2025 | 2030 | 2035 | 2040
BM | 0 | 0 | 0 | 0 | 0 | 0
CC | 320.26 | 403.49 | 247.08 | 236.67 | 253.03 | 146.23
CSP | 0 | 0 | 0 | 0 | 0 | 0
CT | 0 | 0 | 0 | 0 | 0 | 0
Coal | 30719.51 | 30421.41 | 30161.83 | 30161.83 | 30424.37 | 30424.37
Geo | 0 | 0 | 0 | 0 | 0 | 0
H | 591 | 591 | 591 | 591 | 591 | 591
LFG | 47.3 | 47.3 | 47.31 | 612.32 | 612.32 | 612.32
Nuc | 9752.32 | 9752.32 | 9752.32 | 9752.32 | 1.56 | 1.56
PS | 0 | 0 | 0 | 0 | 0 | 0
PV | 0 | 0 | 0 | 0 | 0 | 0
PeakG | 61.76 | 101.23 | 64.33 | 36.09 | 167.27 | 100.24
PeakO | 0 | 0 | 0 | 0 | 0 | 0
ST | 0 | 0 | 0 | 0 | 0 | 0
STOG | 0 | 0 | 0 | 0 | 0 | 0
STWD | 0 | 0 | 0 | 0 | 0 | 0
WT | 1220.72 | 1220.72 | 1220.72 | 1220.72 | 2382.32 | 5557.03
IGCC | 0 | 0 | 0 | 0 | 0 | 0
DemandResponse | 0 | 0 | 0 | 0 | 0 | 0
IGCC-CCS | 0 | 0 | 0 | 0 | 0 | 0
WT_off | 0 | 0 | 0 | 0 | 0 | 0
PseudoUnit | 0 | 0 | 0 | 0 | 0 | 0
FixedInterchange | 0 | 0 | 0 | 0 | 0 | 0
Total Generation by Reporting Type: NEISO
ReportingType | 2015 | 2020 | 2025 | 2030 | 2035 | 2040
BM | 1882.96 | 1077.88 | 531.61 | 1276.89 | 1789.4 | 611.19
CC | 39490.2 | 26880.4 | 19761.97 | 15617.56 | 24742.01 | 30767.05
CSP | 0 | 0 | 0 | 0 | 0 | 0
CT | 4.72 | 10.92 | 0.31 | 0 | 0 | 0
Coal | 32.28 | 0.01 | 0.01 | 0.01 | 0.02 | 0.02
Geo | 0 | 0 | 0 | 0 | 0 | 0
H | 12289.94 | 12289.94 | 12289.94 | 12289.94 | 12289.94 | 12289.94
LFG | 4582.65 | 4582.66 | 5132.48 | 5132.48 | 5132.48 | 5132.48
Nuc | 36181.73 | 36181.73 | 36181.73 | 36181.73 | 26141.23 | 19310.53
PS | 150.54 | 148.96 | 112.7 | 58.59 | 184.14 | 194.09
PV | 5.26 | 482.55 | 482.55 | 482.55 | 482.55 | 416.23
PeakG | 38.51 | 38.51 | 27.59 | 1.44 | 38.51 | 38.51
PeakO | 0 | 0 | 0 | 0 | 0 | 0
ST | 0 | 0 | 0 | 0 | 0 | 0
STOG | 0 | 0 | 0 | 0 | 0 | 0
STWD | 3243.75 | 523.45 | 80.61 | 504.73 | 538.48 | 457.47
WT | 1283.3 | 9095.48 | 11270 | 11270 | 11270 | 11270
IGCC | 0 | 0 | 0 | 0 | 0 | 0
DemandResponse | 0 | 0 | 0 | 0 | 0 | 0
IGCC-CCS | 0 | 0 | 0 | 0 | 0 | 0
WT_off | 1870.13 | 1870.13 | 1870.13 | 1870.13 | 0 | 0
PseudoUnit | 0 | 0 | 0 | 0 | 0 | 0
FixedInterchange | 0 | 0 | 0 | 0 | 0 | 0
Total Generation by Reporting Type: NonRTO_Midwest
ReportingType | 2015 | 2020 | 2025 | 2030 | 2035 | 2040
BM | 0 | 0 | 0 | 0 | 0 | 0
CC | 0 | 0.01 | 0.01 | 0.01 | 0 | 0
CSP | 0 | 0 | 0 | 0 | 0 | 0
CT | 40.57 | 54.26 | 54.26 | 54.26 | 13.69 | 0
Coal | 58191.38 | 59159.32 | 57072.45 | 55582.2 | 58234.08 | 58630.51
Geo | 0 | 0 | 0 | 0 | 0 | 0
H | 457.8 | 457.8 | 457.8 | 457.8 | 457.8 | 457.8
LFG | 110.38 | 110.38 | 110.38 | 1373.79 | 1373.79 | 1373.79
Nuc | 0 | 0 | 0 | 0 | 0 | 0.04
PS | 0 | 0 | 0 | 0 | 0 | 0
PV | 0 | 0 | 0 | 0 | 0 | 0
PeakG | 173.33 | 192.21 | 359.84 | 375.47 | 405.03 | 352.75
PeakO | 0 | 0 | 0 | 0 | 0 | 0
ST | 0 | 0 | 0 | 0 | 0 | 0
STOG | 0 | 0 | 0 | 0 | 0 | 0
STWD | 0 | 0 | 0 | 0 | 0 | 0
WT | 151.43 | 151.43 | 151.43 | 151.43 | 151.43 | 151.43
IGCC | 0 | 0 | 0 | 0 | 0 | 0
DemandResponse | 0 | 0 | 0 | 0 | 0 | 0
IGCC-CCS | 0 | 0 | 0 | 0 | 0 | 0
WT_off | 0 | 0 | 0 | 0 | 0 | 0
PseudoUnit | 0 | 0 | 0 | 0 | 0 | 0
FixedInterchange | 0 | 0 | 0 | 0 | 0 | 0
Total Generation by Reporting Type: NYISO_A-F
ReportingType | 2015 | 2020 | 2025 | 2030 | 2035 | 2040
BM | 0 | 0 | 0 | 0 | 0 | 0
CC | 6094.65 | 5953.61 | 5602.84 | 5150.71 | 6356.62 | 10507.58
CSP | 0 | 0 | 0 | 0 | 0 | 0
CT | 0 | 0 | 0 | 0 | 0 | 0
Coal | 0.02 | 0.01 | 0.02 | 0.02 | 0.02 | 0.02
Geo | 0 | 0 | 0 | 0 | 0 | 0
H | 27149.99 | 27149.99 | 27149.99 | 27149.99 | 27149.99 | 27149.99
LFG | 1359.2 | 1359.2 | 1359.2 | 1894.79 | 1894.79 | 1894.79
Nuc | 26211.3 | 26211.3 | 26211.3 | 21372.53 | 16850.79 | 10212.67
PS | 66.92 | 73.56 | 42.62 | 24.57 | 96.02 | 247.7
PV | 0 | 0 | 0 | 0 | 0 | 0
PeakG | 0 | 1.88 | 0 | 0 | 6.58 | 20.68
PeakO | 0 | 0 | 0 | 0 | 0 | 0
ST | 0 | 0 | 0 | 0 | 0 | 0
STOG | 0 | 0 | 0 | 0 | 0 | 0
STWD | 0 | 0 | 0 | 0 | 0 | 2.71
WT | 10101.82 | 11933.66 | 11933.66 | 11933.66 | 11933.66 | 11933.66
IGCC | 0 | 0 | 0 | 0 | 0 | 0
DemandResponse | 0 | 0 | 0 | 0 | 0 | 0
IGCC-CCS | 0 | 0 | 0 | 0 | 0 | 0
WT_off | 0 | 0 | 0 | 0 | 0 | 0
PseudoUnit | 0 | 0 | 0 | 0 | 0 | 0
FixedInterchange | 0 | 0 | 0 | 0 | 0 | 0
Total Generation by Reporting Type: NYISO_G-I
ReportingType | 2015 | 2020 | 2025 | 2030 | 2035 | 2040
BM | 0 | 0 | 0 | 0 | 0 | 0
CC | 6161.53 | 6047.69 | 5169.08 | 4846.73 | 9469.17 | 22834.72
CSP | 0 | 0 | 0 | 0 | 0 | 0
CT | 0 | 0 | 0 | 0 | 0 | 0
Coal | 0.04 | 0 | 0 | 0 | 0.01 | 0.01
Geo | 0 | 0 | 0 | 0 | 0 | 0
H | 266.56 | 266.56 | 266.56 | 266.56 | 266.56 | 266.56
LFG | 504.58 | 504.58 | 504.58 | 1090.62 | 1090.62 | 1090.62
Nuc | 15929.31 | 15929.31 | 15929.31 | 15929.31 | 7987.24 | 3.12
PS | 0 | 0 | 0 | 0 | 0 | 0
PV | 0 | 0 | 0 | 0 | 0 | 0
PeakG | 0.04 | 0.04 | 0.04 | 0.04 | 0.11 | 0.11
PeakO | 0 | 0 | 0 | 0 | 0 | 0
ST | 0 | 0 | 0 | 0 | 0 | 0
STOG | 0 | 0 | 0 | 0 | 0 | 0
STWD | 0 | 0 | 0 | 0 | 0 | 0
WT | 0 | 178.23 | 178.23 | 178.23 | 178.23 | 178.23
IGCC | 0 | 0 | 0 | 0 | 0 | 0
DemandResponse | 0 | 0 | 0 | 0 | 0 | 0
IGCC-CCS | 0 | 0 | 0 | 0 | 0 | 0
WT_off | 0 | 0 | 0 | 0 | 0 | 0
PseudoUnit | 0 | 0 | 0 | 0 | 0 | 0
FixedInterchange | 0 | 0 | 0 | 0 | 0 | 0
Total Generation by Reporting Type: NYISO_J-K
ReportingType | 2015 | 2020 | 2025 | 2030 | 2035 | 2040
BM | 0 | 0 | 0 | 0 | 0 | 0
CC | 22231.44 | 25419.75 | 23632.46 | 21355.23 | 25059.23 | 27034.44
CSP | 0 | 0 | 0 | 0 | 0 | 0
CT | 0 | 0 | 0 | 0 | 34.69 | 34.69
Coal | 0 | 0 | 0 | 0 | 0 | 0
Geo | 0 | 0 | 0 | 0 | 0 | 0
H | 0 | 0 | 0 | 0 | 0 | 0
LFG | 977.62 | 977.62 | 977.62 | 1563.66 | 1563.66 | 1563.66
Nuc | 0 | 0 | 0 | 0 | 0 | 0
PS | 0 | 0 | 0 | 0 | 0 | 0
PV | 53.26 | 53.26 | 53.26 | 53.26 | 0 | 0
PeakG | 75.86 | 237.51 | 250.22 | 223.3 | 339.54 | 221.23
PeakO | 0 | 0 | 0 | 0 | 0 | 0
ST | 0 | 0 | 0 | 0 | 0 | 0
STOG | 750.97 | 1035.27 | 934.94 | 783.94 | 1268.38 | 1117.95
STWD | 0 | 0 | 0 | 0 | 0 | 0
WT | 0 | 0 | 0 | 0 | 0 | 0
IGCC | 0 | 0 | 0 | 0 | 0 | 0
DemandResponse | 0 | 0 | 0 | 0 | 0 | 0
IGCC-CCS | 0 | 0 | 0 | 0 | 0 | 0
WT_off | 0 | 0 | 0 | 0 | 0 | 0
PseudoUnit | 0 | 0 | 0 | 0 | 0 | 0
FixedInterchange | 0 | 0 | 0 | 0 | 0 | 0
Total Generation by Reporting Type: PJM_E
ReportingType | 2015 | 2020 | 2025 | 2030 | 2035 | 2040
BM | 0 | 223.98 | 223.98 | 223.98 | 223.98 | 223.98
CC | 20678.19 | 36277.86 | 27620.84 | 25694.24 | 42877.2 | 52441.38
CSP | 0 | 0 | 0 | 0 | 0 | 0
CT | 0.24 | 0.86 | 0.86 | 0 | 0 | 0
Coal | 229.91 | 174.77 | 174.79 | 174.81 | 207.69 | 207.72
Geo | 0 | 0 | 0 | 0 | 0 | 0
H | 1839.28 | 1839.28 | 1839.28 | 1839.28 | 1839.28 | 1839.28
LFG | 3714.15 | 3714.15 | 4761.94 | 4761.94 | 4761.94 | 4761.94
Nuc | 66287.73 | 61501.14 | 61501.14 | 61501.14 | 44177.54 | 35032.79
PS | 164 | 164.02 | 174 | 174.03 | 174.01 | 164.03
PV | 102.4 | 102.4 | 102.4 | 102.4 | 57.82 | 57.82
PeakG | 80.25 | 80.26 | 481.53 | 481.53 | 927.83 | 940.13
PeakO | 0 | 0 | 0 | 0 | 0 | 0
ST | 0 | 0 | 0 | 0 | 0 | 0
STOG | 0 | 0 | 0 | 0 | 0 | 0
STWD | 0 | 0 | 0 | 0 | 0 | 0
WT | 2143.36 | 2143.36 | 2143.36 | 2143.36 | 2143.36 | 2143.36
IGCC | 0 | 0 | 0 | 0 | 0 | 0
DemandResponse | 0 | 0 | 0 | 0 | 0 | 0
IGCC-CCS | 0 | 0 | 0 | 0 | 0 | 0
WT_off | 0 | 0 | 3990.53 | 3990.53 | 3990.53 | 3990.53
PseudoUnit | 0 | 0 | 0 | 0 | 0 | 0
FixedInterchange | 0 | 0 | 0 | 0 | 0 | 0
Total Generation by Reporting Type: PJM_ROM
ReportingType | 2015 | 2020 | 2025 | 2030 | 2035 | 2040
BM | 0 | 134.39 | 134.39 | 134.39 | 134.39 | 134.39
CC | 11923.9 | 20715.01 | 19084.76 | 14975.99 | 22458.54 | 57115.14
CSP | 0 | 0 | 0 | 0 | 0 | 0
CT | 0.49 | 0.52 | 3.14 | 3.14 | 3.14 | 6.13
Coal | 49781.5 | 56194.08 | 58805.17 | 60151.18 | 60758.07 | 60758.08
Geo | 0 | 0 | 0 | 0 | 0 | 0
H | 3645.46 | 3645.46 | 3645.46 | 3645.46 | 3645.46 | 3645.46
LFG | 2813.8 | 4903.85 | 4903.85 | 4903.85 | 4903.85 | 4903.85
Nuc | 39227.38 | 39227.38 | 39227.38 | 39227.38 | 25736.15 | 18733.49
PS | 620.33 | 620.4 | 658.16 | 658.21 | 658.17 | 620.37
PV | 10.51 | 2315.25 | 3566.82 | 3716.12 | 3716.12 | 3634.03
PeakG | 13.86 | 48.51 | 48.51 | 48.51 | 291.06 | 291.06
PeakO | 0 | 0 | 0 | 0 | 0 | 0
ST | 0 | 0 | 0 | 0 | 0 | 0
STOG | 0 | 0 | 0 | 0 | 0 | 0
STWD | 0 | 490.56 | 490.56 | 490.56 | 490.56 | 490.56
WT | 3032.09 | 3032.09 | 4910.74 | 4910.74 | 8707.38 | 8707.39
IGCC | 0 | 0 | 0 | 0 | 0 | 0
DemandResponse | 0 | 0 | 0 | 0 | 0 | 0
IGCC-CCS | 0 | 0 | 0 | 0 | 0 | 0
WT_off | 0 | 0 | 0 | 0 | 0 | 0
PseudoUnit | 0 | 0 | 0 | 0 | 0 | 0
FixedInterchange | 0 | 0 | 0 | 0 | 0 | 0
Total Generation by Reporting Type: PJM_ROR
ReportingType | 2015 | 2020 | 2025 | 2030 | 2035 | 2040
BM | 0 | 161.29 | 196.79 | 445.3 | 1480.15 | 1216.37
CC | 60121.11 | 62545.82 | 46931.92 | 41680.95 | 46716.7 | 40415.34
CSP | 0 | 0 | 0 | 0 | 0 | 0
CT | 5.69 | 5.69 | 5.69 | 5.69 | 5.69 | 5.69
Coal | 353886.38 | 267474.34 | 267597.5 | 267855.06 | 268207.88 | 268798.32
Geo | 0 | 0 | 0 | 0 | 0 | 0
H | 4602.26 | 4602.26 | 4602.26 | 4602.26 | 4602.26 | 4602.26
LFG | 4252.63 | 4252.63 | 8302.71 | 8302.71 | 8302.71 | 8302.71
Nuc | 156083.84 | 156083.84 | 156083.84 | 149330.43 | 116030.78 | 77993.94
PS | 1340.24 | 1383.48 | 1340.24 | 1575.69 | 1347.21 | 1629.83
PV | 63.07 | 63.07 | 63.07 | 63.07 | 63.07 | 63.07
PeakG | 1427.97 | 1911.7 | 1272.3 | 1296.33 | 2012.24 | 2012.57
PeakO | 0 | 0 | 0 | 0 | 0 | 0
ST | 0 | 0 | 0 | 0 | 0 | 0
STOG | 642.15 | 81.65 | 0 | 0 | 0 | 0
STWD | 0 | 608.76 | 975.95 | 975.96 | 1359.55 | 1359.55
WT | 28147.97 | 28147.97 | 28147.97 | 28682.01 | 28682.04 | 28682.04
IGCC | 0 | 0 | 0 | 0 | 0 | 0
DemandResponse | 0 | 0 | 0 | 0 | 0 | 0
IGCC-CCS | 0 | 0 | 0 | 0 | 0 | 0
WT_off | 0 | 0 | 0 | 0 | 0 | 0
PseudoUnit | 0 | 0 | 0 | 0 | 0 | 0
FixedInterchange | 0 | 0 | 0 | 0 | 0 | 0
Total Generation by Reporting Type: SOCO
ReportingType | 2015 | 2020 | 2025 | 2030 | 2035 | 2040
BM | 0 | 0 | 20.79 | 20.79 | 22.94 | 23.04
CC | 106711.77 | 106477.44 | 87380.14 | 84101.73 | 82439.54 | 56424.83
CSP | 0 | 0 | 0 | 0 | 0 | 0
CT | 0 | 0 | 0 | 0 | 0 | 0
Coal | 98810.42 | 90078.31 | 106062.8 | 106062.82 | 106062.84 | 151967.1
Geo | 0 | 0 | 0 | 0 | 0 | 0
H | 10893.11 | 10893.11 | 10893.11 | 10893.11 | 10893.11 | 10893.11
LFG | 291.71 | 291.71 | 1138.45 | 1138.45 | 1138.45 | 1138.45
Nuc | 45497.84 | 62634.5 | 62634.5 | 62634.5 | 62634.5 | 42031.17
PS | 728.63 | 897.08 | 728.64 | 687.23 | 728.63 | 712.84
PV | 0 | 0 | 0 | 0 | 0 | 0
PeakG | 278.87 | 782.88 | 721.85 | 620.75 | 520.85 | 395.22
PeakO | 0 | 0 | 0 | 0 | 0 | 0
ST | 0 | 0 | 0 | 0 | 0 | 0
STOG | 0 | 0 | 0 | 0 | 0 | 0
STWD | 0 | 0 | 0 | 0 | 0 | 0
WT | 0 | 0 | 0 | 0 | 0 | 0
IGCC | 0 | 0 | 0 | 0 | 0 | 0
DemandResponse | 0 | 0 | 0 | 0 | 0 | 0
IGCC-CCS | 0 | 0 | 0 | 0 | 0 | 0
WT_off | 0 | 0 | 0 | 0 | 0 | 0
PseudoUnit | 0 | 0 | 0 | 0 | 0 | 0
FixedInterchange | 0 | 0 | 0 | 0 | 0 | 0
Total Generation by Reporting Type: SPP_N
ReportingType | 2015 | 2020 | 2025 | 2030 | 2035 | 2040
BM | 0 | 0 | 0 | 0 | 0 | 0
CC | 6835.82 | 3247.74 | 1683.84 | 1500.17 | 1267.3 | 968.97
CSP | 0 | 0 | 0 | 0 | 0 | 0
CT | 0 | 0 | 0 | 0 | 0 | 0
Coal | 61836.51 | 61676.23 | 61676.24 | 61676.24 | 61676.4 | 61676.4
Geo | 0 | 0 | 0 | 0 | 0 | 0
H | 60 | 60 | 60 | 60 | 60 | 60
LFG | 55.19 | 55.19 | 114.67 | 804.17 | 804.17 | 804.17
Nuc | 9035.69 | 9035.69 | 9035.69 | 9035.69 | 9035.69 | 9035.69
PS | 0 | 0 | 0 | 0 | 0 | 0
PV | 0 | 0 | 0 | 0 | 0 | 0
PeakG | 81.92 | 163.64 | 321.82 | 288.67 | 239.54 | 131.9
PeakO | 0 | 0 | 0 | 0 | 0 | 0
ST | 0 | 0 | 0 | 0 | 0 | 0
STOG | 195.57 | 195.57 | 0 | 0 | 0.01 | 0
STWD | 0 | 0 | 0 | 0 | 0 | 0
WT | 4213.48 | 4213.5 | 4213.5 | 4213.5 | 4213.62 | 11127.87
IGCC | 0 | 0 | 0 | 0 | 0 | 0
DemandResponse | 0 | 0 | 0 | 0 | 0 | 0
IGCC-CCS | 0 | 0 | 0 | 0 | 0 | 0
WT_off | 0 | 0 | 0 | 0 | 0 | 0
PseudoUnit | 0 | 0 | 0 | 0 | 0 | 0
FixedInterchange | 0 | 0 | 0 | 0 | 0 | 0
Total Generation by Reporting Type: SPP_S
ReportingType | 2015 | 2020 | 2025 | 2030 | 2035 | 2040
BM | 0 | 0 | 0 | 0 | 0 | 0
CC | 27791.47 | 43287.58 | 28419.96 | 23515.46 | 20936.39 | 12145.49
CSP | 0 | 0 | 0 | 0 | 0 | 0
CT | 0 | 70.93 | 139.86 | 139.86 | 70.57 | 38.58
Coal | 95165.49 | 80005.44 | 89844.01 | 90359.83 | 91770.49 | 91488.77
Geo | 0 | 0 | 0 | 0 | 0 | 0
H | 10050.79 | 10050.79 | 10050.79 | 10050.79 | 10050.79 | 10050.79
LFG | 149.8 | 149.8 | 898.76 | 898.78 | 898.78 | 898.78
Nuc | 0 | 0 | 0 | 0 | 0 | 0.01
PS | 194.01 | 194.01 | 182.87 | 182.86 | 194.01 | 194.01
PV | 0 | 0 | 0 | 0 | 0 | 0
PeakG | 0 | 9.78 | 114.06 | 147.2 | 1.61 | 0
PeakO | 0 | 0 | 0 | 0 | 0 | 0
ST | 0 | 0 | 0 | 0 | 0 | 0
STOG | 1214.37 | 1399.34 | 847.94 | 633.6 | 632.16 | 233.93
STWD | 0 | 0 | 0 | 0 | 0 | 15.12
WT | 9404.55 | 16196.8 | 16196.8 | 16196.8 | 24212.78 | 32395.24
IGCC | 0 | 0 | 0 | 0 | 0 | 0
DemandResponse | 0 | 0 | 0 | 0 | 0 | 0
IGCC-CCS | 0 | 0 | 0 | 0 | 0 | 0
WT_off | 0 | 0 | 0 | 0 | 0 | 0
PseudoUnit | 0 | 0 | 0 | 0 | 0 | 0
FixedInterchange | 0 | 0 | 0 | 0 | 0 | 0
Total Generation by Reporting Type: TVA
ReportingType | 2015 | 2020 | 2025 | 2030 | 2035 | 2040
BM | 0 | 0 | 0 | 0 | 0 | 0
CC | 17367.17 | 14562.77 | 10342.26 | 6500.96 | 13960.02 | 14226.8
CSP | 0 | 0 | 0 | 0 | 0 | 0
CT | 0 | 0 | 0 | 0 | 0 | 0
Coal | 78639.12 | 75879.72 | 74171.02 | 74602.82 | 74602.87 | 77699.38
Geo | 0 | 0 | 0 | 0 | 0 | 0
H | 17444.81 | 17444.81 | 17444.81 | 17444.81 | 17444.81 | 17444.81
LFG | 102.49 | 102.49 | 102.49 | 949.23 | 949.23 | 949.23
Nuc | 65391.09 | 65391.09 | 65391.09 | 65391.09 | 45821.54 | 35861.5
PS | 613.89 | 672.44 | 714.63 | 714.63 | 754.5 | 782.24
PV | 0 | 0 | 0 | 0 | 0 | 0
PeakG | 0 | 0 | 0 | 0 | 39.13 | 41.51
PeakO | 0 | 0 | 0 | 0 | 0 | 0
ST | 0 | 0 | 0 | 0 | 0 | 0
STOG | 0 | 0 | 0 | 0 | 0 | 0
STWD | 0 | 0 | 0 | 0 | 0 | 0
WT | 73.94 | 73.94 | 73.94 | 73.94 | 73.94 | 73.94
IGCC | 0 | 0 | 0 | 0 | 0 | 0
DemandResponse | 0 | 0 | 0 | 0 | 0 | 0
IGCC-CCS | 0 | 0 | 0 | 0 | 0 | 0
WT_off | 0 | 0 | 0 | 0 | 0 | 0
PseudoUnit | 0 | 0 | 0 | 0 | 0 | 0
FixedInterchange | 0 | 0 | 0 | 0 | 0 | 0
Total Generation by Reporting Type: TVA_Transmission
ReportingType | 2015 | 2020 | 2025 | 2030 | 2035 | 2040
BM | 0 | 0 | 0 | 0 | 0 | 0
CC | 0 | 0 | 0 | 0 | 0 | 0
CSP | 0 | 0 | 0 | 0 | 0 | 0
CT | 0 | 0 | 0 | 0 | 0 | 0
Coal | 0 | 0 | 0 | 0 | 0 | 0
Geo | 0 | 0 | 0 | 0 | 0 | 0
H | 0 | 0 | 0 | 0 | 0 | 0
LFG | 0 | 0 | 0 | 0 | 0 | 0
Nuc | 0 | 0 | 0 | 0 | 0 | 0
PS | 0 | 0 | 0 | 0 | 0 | 0
PV | 0 | 0 | 0 | 0 | 0 | 0
PeakG | 0 | 0 | 0 | 0 | 0 | 0
PeakO | 0 | 0 | 0 | 0 | 0 | 0
ST | 0 | 0 | 0 | 0 | 0 | 0
STOG | 0 | 0 | 0 | 0 | 0 | 0
STWD | 0 | 0 | 0 | 0 | 0 | 0
WT | 0 | 0 | 0 | 0 | 0 | 0
IGCC | 0 | 0 | 0 | 0 | 0 | 0
DemandResponse | 0 | 0 | 0 | 0 | 0 | 0
IGCC-CCS | 0 | 0 | 0 | 0 | 0 | 0
WT_off | 0 | 0 | 0 | 0 | 0 | 0
PseudoUnit | 0 | 0 | 0 | 0 | 0 | 0
FixedInterchange | 0 | 0 | 0 | 0 | 0 | 0
Total Generation by Reporting Type: VACAR
ReportingType | 2015 | 2020 | 2025 | 2030 | 2035 | 2040
BM | 6.84 | 1308.04 | 4635.39 | 4635.39 | 4635.39 | 4635.39
CC | 35945.37 | 33550.47 | 19999.6 | 19347.18 | 38130.45 | 46921.32
CSP | 0 | 0 | 0 | 0 | 0 | 0
CT | 73.69 | 73.69 | 140.68 | 115.28 | 140.69 | 140.69
Coal | 86584.63 | 76760.04 | 85824.77 | 89068.29 | 99768.5 | 100118.49
Geo | 0 | 0 | 0 | 0 | 0 | 0
H | 4325 | 4325 | 4325 | 4325 | 4325 | 4325
LFG | 499.37 | 1343.43 | 1343.43 | 1343.43 | 1343.43 | 1343.43
Nuc | 89032.75 | 107182.03 | 107182.03 | 107182.03 | 81882.09 | 67409.4
PS | 647.39 | 1127.19 | 1137.96 | 1157.95 | 1297.03 | 1317.84
PV | 42.05 | 276.04 | 276.04 | 276.04 | 276.04 | 274.27
PeakG | 133.9 | 234.29 | 305.92 | 293.36 | 504.8 | 516.43
PeakO | 0 | 0 | 0 | 0 | 0 | 0
ST | 0 | 0 | 0 | 0 | 0 | 0
STOG | 0 | 0 | 0 | 0 | 0 | 0
STWD | 1969.25 | 1969.25 | 1969.25 | 1925.62 | 1851.93 | 1778.42
WT | 2.34 | 7866.99 | 7866.99 | 7866.99 | 7866.99 | 7866.99
IGCC | 0 | 0 | 0 | 0 | 0 | 0
DemandResponse | 0 | 0 | 0 | 0 | 0 | 0
IGCC-CCS | 0 | 0 | 0 | 0 | 0 | 0
WT_off | 3.46 | 3.46 | 3.46 | 3.46 | 3.46 | 3.46
PseudoUnit | 0 | 0 | 0 | 0 | 0 | 0
FixedInterchange | 0 | 0 | 0 | 0 | 0 | 0
Total Generation by Reporting Type: IESO
ReportingType | 2015 | 2020 | 2025 | 2030 | 2035 | 2040
BM | 0 | 0 | 0 | 0 | 0 | 3.01
CC | 387.04 | 291.67 | 177.81 | 95.91 | 463.23 | 3409.18
CSP | 0 | 0 | 0 | 0 | 0 | 0
CT | 0 | 0 | 0 | 0 | 0 | 0
Coal | 0 | 0 | 0 | 0 | 0 | 0
Geo | 0 | 0 | 0 | 0 | 0 | 0
H | 46189.03 | 46189.03 | 46189.03 | 46189.03 | 46189.03 | 46189.03
LFG | 926.37 | 926.37 | 926.37 | 926.37 | 926.37 | 926.37
Nuc | 101402.3 | 101402.3 | 100640.72 | 99089.31 | 93379.23 | 81383.57
PS | 25.83 | 13.53 | 25.83 | 23.06 | 13.53 | 25.84
PV | 78.84 | 78.84 | 78.84 | 78.84 | 78.84 | 78.84
PeakG | 0 | 0 | 0 | 0 | 0 | 0
PeakO | 0 | 0 | 0 | 0 | 0 | 0
ST | 0 | 0 | 0 | 0 | 0 | 0
STOG | 0 | 0 | 0 | 0 | 0 | 0
STWD | 0 | 0 | 0 | 0 | 0 | 0
WT | 8479.75 | 8479.75 | 8479.75 | 8479.75 | 3205.67 | 3205.67
IGCC | 0 | 0 | 0 | 0 | 0 | 0
DemandResponse | 0 | 0 | 0 | 0 | 0 | 0
IGCC-CCS | 0 | 0 | 0 | 0 | 0 | 0
WT_off | 0 | 0 | 0 | 0 | 0 | 0
PseudoUnit | 0 | 0 | 0 | 0 | 0 | 0
FixedInterchange | 0 | 0 | 0 | 0 | 0 | 0
Total Generation by Reporting Type: MAPP_CA
ReportingType | 2015 | 2020 | 2025 | 2030 | 2035 | 2040
BM | 0 | 0 | 0 | 0 | 0 | 0
CC | 2885.96 | 3056.83 | 1767.75 | 442.58 | 584.89 | 385.53
CSP | 0 | 0 | 0 | 0 | 0 | 0
CT | 14.72 | 17.54 | 17.98 | 17.98 | 11.09 | 3.05
Coal | 217.83 | 468.37 | 915.49 | 1378.23 | 3593.85 | 4530.93
Geo | 0 | 0 | 0 | 0 | 0 | 0
H | 41520.42 | 41520.42 | 41520.42 | 41520.42 | 41520.42 | 41520.42
LFG | 0 | 0 | 0 | 0 | 0 | 0
Nuc | 0 | 0 | 0 | 0 | 0 | 0.02
PS | 0 | 0 | 0 | 0 | 0 | 0
PV | 0 | 0 | 0 | 0 | 0 | 0
PeakG | 1.01 | 0 | 0 | 0 | 4.33 | 4.33
PeakO | 0 | 0 | 0 | 0 | 0 | 0
ST | 0 | 0 | 0 | 0 | 0 | 0
STOG | 3.4 | 0.33 | 0 | 0 | 0 | 0
STWD | 0 | 0 | 0 | 0 | 0 | 0
WT | 1446.06 | 1446.06 | 1446.06 | 1446.06 | 688.72 | 688.72
IGCC | 0 | 0 | 0 | 0 | 0 | 0
DemandResponse | 0 | 0 | 0 | 0 | 0 | 0
IGCC-CCS | 0 | 0 | 0 | 0 | 0 | 0
WT_off | 0 | 0 | 0 | 0 | 0 | 0
PseudoUnit | 0 | 0 | 0 | 0 | 0 | 0
FixedInterchange | 0 | 0 | 0 | 0 | 0 | 0
Total Generation by Reporting Type: AZ_NM_SNV_Coal
ReportingType | 2015 | 2020 | 2025 | 2030 | 2035 | 2040
BM | 0 | 0 | 0 | 0 | 0 | 0
CC | 0 | 0 | 0 | 0 | 0 | 0
CSP | 0 | 0 | 0 | 0 | 0 | 0
CT | 0 | 0 | 0 | 0 | 0 | 0
Coal | 73490.49 | 77472.96 | 77472.96 | 77472.96 | 86767.23 | 109399.55
Geo | 0 | 0 | 0 | 0 | 0 | 0
H | 0 | 0 | 0 | 0 | 0 | 0
LFG | 0 | 0 | 0 | 0 | 0 | 0
Nuc | 0 | 0 | 0 | 0 | 0 | 0
PS | 0 | 0 | 0 | 0 | 0 | 0
PV | 0 | 0 | 0 | 0 | 0 | 0
PeakG | 0 | 0 | 0 | 0 | 0 | 0
PeakO | 0 | 0 | 0 | 0 | 0 | 0
ST | 0 | 0 | 0 | 0 | 0 | 0
STOG | 0 | 0 | 0 | 0 | 0 | 0
STWD | 0 | 0 | 0 | 0 | 0 | 0
WT | 0 | 0 | 0 | 0 | 0 | 0
IGCC | 0 | 0 | 0 | 0 | 0 | 0
DemandResponse | 0 | 0 | 0 | 0 | 0 | 0
IGCC-CCS | 0 | 0 | 0 | 0 | 0 | 0
WT_off | 0 | 0 | 0 | 0 | 0 | 0
PseudoUnit | 0 | 0 | 0 | 0 | 0 | 0
FixedInterchange | 0 | 0 | 0 | 0 | 0 | 0
Total Generation by Reporting Type: AZ_NM_SNV_Gas
ReportingType | 2015 | 2020 | 2025 | 2030 | 2035 | 2040
BM | 0 | 0 | 0 | 0 | 0 | 0
CC | 102356.44 | 101190.49 | 97383.17 | 100606.91 | 98563.75 | 87595.62
CSP | 0 | 0 | 0 | 0 | 0 | 0
CT | 0 | 0 | 6.87 | 12.36 | 0 | 0
Coal | 0 | 0 | 0 | 0 | 0 | 0
Geo | 0 | 0 | 0 | 0 | 0 | 0
H | 0 | 0 | 0 | 0 | 0 | 0
LFG | 0 | 0 | 0 | 0 | 0 | 0
Nuc | 0 | 0 | 0 | 0 | 0 | 0
PS | 0 | 0 | 0 | 0 | 0 | 0
PV | 0 | 0 | 0 | 0 | 0 | 0
PeakG | 0 | 0 | 8.15 | 22.67 | 22.67 | 0
PeakO | 0 | 0 | 0 | 0 | 0 | 0
ST | 0 | 0 | 0 | 0 | 0 | 0
STOG | 0 | 0 | 0 | 0 | 0 | 0
STWD | 0 | 0 | 0 | 0 | 0 | 0
WT | 0 | 0 | 0 | 0 | 0 | 0
IGCC | 0 | 0 | 0 | 0 | 0 | 0
DemandResponse | 0 | 0 | 0 | 0 | 0 | 0
IGCC-CCS | 0 | 0 | 0 | 0 | 0 | 0
WT_off | 0 | 0 | 0 | 0 | 0 | 0
PseudoUnit | 0 | 0 | 0 | 0 | 0 | 0
FixedInterchange | 0 | 0 | 0 | 0 | 0 | 0
Total Generation by Reporting Type: AZ_NM_SNV_NucRenew
ReportingType | 2015 | 2020 | 2025 | 2030 | 2035 | 2040
BM | 0 | 0 | 0 | 0 | 0 | 0
CC | 0 | 0 | 0 | 0 | 0 | 0
CSP | 0 | 0 | 0 | 0 | 0 | 0
CT | 0 | 0 | 0 | 0 | 0 | 0
Coal | 0 | 0 | 0 | 0 | 0 | 0
Geo | 0 | 0 | 12066.9 | 12066.9 | 12066.9 | 12066.9
H | 8952 | 8952 | 8952 | 8952 | 8952 | 8952
LFG | 55.19 | 533.48 | 533.48 | 533.48 | 533.48 | 533.48
Nuc | 30183.89 | 30183.89 | 30183.89 | 30183.89 | 30183.89 | 30183.89
PS | 23.76 | 23.76 | 23.76 | 23.76 | 45.36 | 23.76
PV | 365.63 | 365.63 | 365.63 | 365.63 | 365.63 | 365.63
PeakG | 0 | 0 | 0 | 0 | 0 | 0
PeakO | 0 | 0 | 0 | 0 | 0 | 0
ST | 981.12 | 2350.54 | 3064.68 | 3113.78 | 3113.78 | 3113.78
STOG | 0 | 0 | 0 | 0 | 0 | 0
STWD | 182.21 | 182.21 | 4.91 | 152.32 | 152.3 | 152.34
WT | 1407.73 | 10787.88 | 10787.88 | 10787.88 | 10787.88 | 10787.88
IGCC | 0 | 0 | 0 | 0 | 0 | 0
DemandResponse | 0 | 0 | 0 | 0 | 0 | 0
IGCC-CCS | 0 | 0 | 0 | 0 | 0 | 0
WT_off | 0 | 0 | 0 | 0 | 0 | 0
PseudoUnit | 0 | 0 | 0 | 0 | 0 | 0
FixedInterchange | 0 | 0 | 0 | 0 | 0 | 0
Total Generation by Reporting Type: ERCOT
ReportingType | 2015 | 2020 | 2025 | 2030 | 2035 | 2040
BM | 0 | 0 | 14.71 | 14.71 | 58.16 | 58.16
CC | 144936.89 | 138065.52 | 114607.6 | 108539.8 | 103201.2 | 96481.07
CSP | 0 | 0 | 0 | 0 | 0 | 0
CT | 0 | 8.17 | 25.69 | 25.69 | 0 | 0
Coal | 111756.46 | 124916.07 | 141005.37 | 141005.37 | 141005.38 | 141005.38
Geo | 0 | 0 | 0 | 0 | 0 | 0
H | 607.38 | 607.38 | 607.38 | 607.38 | 607.38 | 607.38
LFG | 591.3 | 591.3 | 3382.24 | 3382.24 | 3382.24 | 3382.24
Nuc | 39655.79 | 39655.79 | 39655.79 | 39655.79 | 39655.79 | 39655.79
PS | 0 | 0 | 0 | 0 | 0 | 0
PV | 30.84 | 30.84 | 30.84 | 30.84 | 2.63 | 2.63
PeakG | 0 | 16.57 | 111.8 | 114.61 | 117.18 | 94.21
PeakO | 0 | 0 | 0 | 0 | 0 | 0
ST | 0 | 0 | 0 | 0 | 0 | 0
STOG | 3605.64 | 4617.88 | 3553.21 | 2678.49 | 2088.64 | 1637.29
STWD | 0 | 0 | 0 | 0 | 0 | 0
WT | 27080.39 | 27080.39 | 27080.39 | 27080.39 | 27080.39 | 27080.39
IGCC | 0 | 0 | 0 | 0 | 0 | 0
DemandResponse | 0 | 0 | 0 | 0 | 0 | 0
IGCC-CCS | 0 | 0 | 0 | 0 | 0 | 0
WT_off | 0 | 0 | 0 | 0 | 0 | 0
PseudoUnit | 0 | 0 | 0 | 0 | 0 | 0
FixedInterchange | 0 | 0 | 0 | 0 | 0 | 0
Total Generation by Reporting Type: NP15
ReportingType | 2015 | 2020 | 2025 | 2030 | 2035 | 2040
BM | 0 | 0 | 0 | 0 | 0 | 0
CC | 37750.66 | 19379.27 | 7683.9 | 7882.69 | 4438.3 | 1191.32
CSP | 0 | 0 | 0 | 0 | 0 | 0
CT | 0 | 0 | 0 | 0 | 0 | 0
Coal | 213.44 | 0 | 0 | 0 | 0 | 0
Geo | 9050.48 | 11564.88 | 14043.68 | 14043.68 | 14043.68 | 14043.68
H | 24182 | 24182 | 24182 | 24182 | 24182 | 24182
LFG | 670.14 | 5124.6 | 5124.6 | 5124.6 | 5124.6 | 5124.6
Nuc | 17915.6 | 17915.6 | 17915.6 | 17915.6 | 17915.6 | 17915.6
PS | 0 | 0 | 0 | 0 | 7.21 | 18.92
PV | 153.52 | 153.52 | 153.52 | 153.52 | 139.29 | 139.29
PeakG | 0 | 0 | 0 | 0 | 0 | 0
PeakO | 0 | 0 | 0 | 0 | 0 | 0
ST | 99.08 | 99.08 | 99.08 | 99.08 | 99.08 | 99.08
STOG | 67.91 | 45.52 | 15 | 7.83 | 0 | 0
STWD | 3097.54 | 3097.54 | 13.92 | 197.74 | 163.14 | 282.44
WT | 3102.31 | 3483.33 | 3483.33 | 3483.33 | 3681.9 | 3696.7
IGCC | 0 | 0 | 0 | 0 | 0 | 0
DemandResponse | 0 | 0 | 0 | 0 | 0 | 0
IGCC-CCS | 0 | 0 | 0 | 0 | 0 | 0
WT_off | 0 | 0 | 0 | 0 | 0 | 0
PseudoUnit | 0 | 0 | 0 | 0 | 0 | 0
FixedInterchange | 0 | 0 | 0 | 0 | 0 | 0
Total Generation by Reporting Type: NWPP_Coal
ReportingType | 2015 | 2020 | 2025 | 2030 | 2035 | 2040
BM | 0 | 0 | 0 | 0 | 0 | 0
CC | 0 | 0 | 0 | 0 | 0 | 0
CSP | 0 | 0 | 0 | 0 | 0 | 0
CT | 0 | 0 | 0 | 0 | 0 | 0
Coal | 96899.72 | 96781.62 | 96781.62 | 96781.62 | 96781.62 | 96781.63
Geo | 0 | 0 | 0 | 0 | 0 | 0
H | 0 | 0 | 0 | 0 | 0 | 0
LFG | 0 | 0 | 0 | 0 | 0 | 0
Nuc | 0 | 0 | 0 | 0 | 0 | 0
PS | 0 | 0 | 0 | 0 | 0 | 0
PV | 0 | 0 | 0 | 0 | 0 | 0
PeakG | 0 | 0 | 0 | 0 | 0 | 0
PeakO | 0 | 0 | 0 | 0 | 0 | 0
ST | 0 | 0 | 0 | 0 | 0 | 0
STOG | 0 | 0 | 0 | 0 | 0 | 0
STWD | 0 | 0 | 0 | 0 | 0 | 0
WT | 0 | 0 | 0 | 0 | 0 | 0
IGCC | 0 | 0 | 0 | 0 | 0 | 0
DemandResponse | 0 | 0 | 0 | 0 | 0 | 0
IGCC-CCS | 0 | 0 | 0 | 0 | 0 | 0
WT_off | 0 | 0 | 0 | 0 | 0 | 0
PseudoUnit | 0 | 0 | 0 | 0 | 0 | 0
FixedInterchange | 0 | 0 | 0 | 0 | 0 | 0
Total Generation by Reporting Type: NWPP_Gas
ReportingType | 2015 | 2020 | 2025 | 2030 | 2035 | 2040
BM | 0 | 0 | 0 | 0 | 0 | 0
CC | 29274.17 | 29274.17 | 29274.17 | 29274.18 | 29274.18 | 25409.38
CSP | 0 | 0 | 0 | 0 | 0 | 0
CT | 0 | 0 | 0 | 0 | 0 | 0
Coal | 0 | 0 | 0 | 0 | 0.01 | 0.01
Geo | 0 | 0 | 0 | 0 | 0 | 0
H | 0 | 0 | 0 | 0 | 0 | 0
LFG | 0 | 0 | 0 | 0 | 0 | 0
Nuc | 0 | 0 | 0 | 0 | 0 | 0
PS | 0 | 0 | 0 | 0 | 0 | 0
PV | 0 | 0 | 0 | 0 | 0 | 0
PeakG | 0 | 0 | 0 | 0 | 0 | 0
PeakO | 0 | 0 | 0 | 0 | 0 | 0
ST | 0 | 0 | 0 | 0 | 0 | 0
STOG | 0 | 0 | 0 | 0 | 0 | 0
STWD | 0 | 0 | 0 | 0 | 0 | 0
WT | 0 | 0 | 0 | 0 | 0 | 0
IGCC | 0 | 0 | 0 | 0 | 0 | 0
DemandResponse | 0 | 0 | 0 | 0 | 0 | 0
IGCC-CCS | 0 | 0 | 0 | 0 | 0 | 0
WT_off | 0 | 0 | 0 | 0 | 0 | 0
PseudoUnit | 0 | 0 | 0 | 0 | 0 | 0
FixedInterchange | 0 | 0 | 0 | 0 | 0 | 0
Total Generation by Reporting Type: NWPP_NucRenew
ReportingType | 2015 | 2020 | 2025 | 2030 | 2035 | 2040
BM | 0 | 0 | 0 | 0 | 0 | 0.07
CC | 0 | 0 | 0 | 0 | 0 | 0
CSP | 0 | 0 | 0 | 0 | 0 | 0
CT | 0 | 0 | 0 | 0 | 0 | 0
Coal | 0 | 0 | 0 | 0 | 0 | 0
Geo | 3280.13 | 3280.13 | 6891.88 | 6891.88 | 6891.88 | 6891.88
H | 133486 | 133486 | 133486 | 133486 | 133486 | 133486
LFG | 1013.09 | 2940.73 | 2940.73 | 2940.73 | 2940.73 | 2940.73
Nuc | 8809.8 | 8809.8 | 8809.8 | 8809.8 | 8809.8 | 8809.8
PS | 0 | 0 | 0 | 0 | 0 | 0
PV | 7.88 | 7.88 | 7.88 | 7.88 | 7.88 | 7.88
PeakG | 0 | 0 | 0 | 0 | 0 | 0
PeakO | 0 | 0 | 0 | 0 | 0 | 0
ST | 0 | 0 | 0 | 0 | 0 | 0
STOG | 0 | 0 | 0 | 0 | 0 | 0
STWD | 0 | 0 | 0 | 0 | 0 | 0
WT | 15874.4 | 15874.4 | 15874.4 | 15874.4 | 15874.4 | 15874.4
IGCC | 0 | 0 | 0 | 0 | 0 | 0
DemandResponse | 0 | 0 | 0 | 0 | 0 | 0
IGCC-CCS | 0 | 0 | 0 | 0 | 0 | 0
WT_off | 0 | 0 | 0 | 0 | 0 | 0
PseudoUnit | 0 | 0 | 0 | 0 | 0 | 0
FixedInterchange | 0 | 0 | 0 | 0 | 0 | 0
Total Generation by Reporting Type: RMPA
ReportingType | 2015 | 2020 | 2025 | 2030 | 2035 | 2040
BM | 0 | 0 | 0 | 0 | 0 | 0
CC | 5381.81 | 4270.48 | 34.48 | 34.48 | 89.97 | 34.48
CSP | 0 | 0 | 0 | 0 | 0 | 0
CT | 0 | 0 | 0 | 0 | 0 | 0
Coal | 53568.9 | 52211.7 | 49427.61 | 49576.78 | 50984.04 | 52423.19
Geo | 0 | 2686.85 | 21215.46 | 21387.54 | 21387.54 | 21387.54
H | 4353 | 4353 | 4353 | 4353 | 4353 | 4353
LFG | 58.34 | 286.45 | 286.45 | 286.45 | 286.45 | 286.45
Nuc | 0 | 0 | 0 | 0 | 0 | 0.01
PS | 99.64 | 132.31 | 361.16 | 747.44 | 627.23 | 1019.73
PV | 54.93 | 54.93 | 54.93 | 54.93 | 54.93 | 54.93
PeakG | 49.66 | 71.79 | 14.21 | 45.24 | 15.27 | 9.87
PeakO | 0 | 0 | 0 | 0 | 0 | 0
ST | 9.83 | 1129.86 | 1144.99 | 1160.49 | 1160.49 | 1160.49
STOG | 0 | 0 | 0 | 0 | 0 | 0
STWD | 0 | 0 | 0 | 0 | 0 | 0
WT | 6354.34 | 6354.34 | 6354.34 | 6354.34 | 6354.34 | 6354.34
IGCC | 0 | 0 | 0 | 0 | 0 | 0
DemandResponse | 0 | 0 | 0 | 0 | 0 | 0
IGCC-CCS | 0 | 0 | 0 | 0 | 0 | 0
WT_off | 0 | 0 | 0 | 0 | 0 | 0
PseudoUnit | 0 | 0 | 0 | 0 | 0 | 0
FixedInterchange | 0 | 0 | 0 | 0 | 0 | 0
Total Generation by Reporting Type: SP15
ReportingType | 2015 | 2020 | 2025 | 2030 | 2035 | 2040
BM | 44.8 | 44.8 | 32.66 | 37.81 | 27.57 | 32.66
CC | 31117.4 | 17965.27 | 9637.13 | 8632.79 | 5339.65 | 2122.07
CSP | 0 | 0 | 0 | 0 | 0 | 0
CT | 0 | 0 | 0 | 0 | 0 | 0
Coal | 761.6 | 0 | 0 | 0 | 0 | 0
Geo | 7774.15 | 19841.05 | 19841.05 | 19841.05 | 19841.05 | 19841.05
H | 5920 | 5920 | 5920 | 5920 | 5920 | 5920
LFG | 1759.71 | 6141.64 | 6141.64 | 6141.64 | 6141.64 | 6141.64
Nuc | 17526.13 | 17526.13 | 17526.13 | 17526.13 | 17526.13 | 17526.13
PS | 140.69 | 72.39 | 44.79 | 88.19 | 62.57 | 105.62
PV | 331.57 | 331.57 | 331.57 | 331.57 | 323.24 | 323.24
PeakG | 0 | 0 | 0 | 0 | 0 | 0
PeakO | 0 | 0 | 0 | 0 | 0 | 0
ST | 1569.79 | 1569.79 | 1569.79 | 1569.79 | 1569.79 | 1569.79
STOG | 69.04 | 40.16 | 0 | 0 | 0 | 0
STWD | 833.95 | 833.95 | 22.49 | 389.31 | 258.11 | 118.95
WT | 5740.26 | 5740.26 | 5740.26 | 5740.26 | 5740.26 | 5740.26
IGCC | 0 | 0 | 0 | 0 | 0 | 0
DemandResponse | 0 | 0 | 0 | 0 | 0 | 0
IGCC-CCS | 0 | 0 | 0 | 0 | 0 | 0
WT_off | 0 | 0 | 0 | 0 | 0 | 0
PseudoUnit | 0 | 0 | 0 | 0 | 0 | 0
FixedInterchange | 0 | 0 | 0 | 0 | 0 | 0
Total Generation by Reporting Type: ALB
ReportingType | 2015 | 2020 | 2025 | 2030 | 2035 | 2040
BM | 0 | 0 | 0 | 0 | 0 | 0
CC | 16093.87 | 18186.05 | 18965.48 | 20409.14 | 22444.39 | 22790.84
CSP | 0 | 0 | 0 | 0 | 0 | 0
CT | 0 | 0 | 0 | 0 | 0 | 0
Coal | 46350.59 | 46350.59 | 46350.59 | 46350.59 | 46350.59 | 46350.59
Geo | 0 | 0 | 0 | 0 | 0 | 0
H | 1979.87 | 1979.87 | 1979.87 | 1979.87 | 1979.87 | 1979.87
LFG | 78.84 | 78.84 | 78.84 | 78.84 | 78.84 | 78.84
Nuc | 0 | 0 | 0 | 0 | 0 | 0
PS | 0 | 0 | 0 | 0 | 0 | 0
PV | 0 | 0 | 0 | 0 | 0 | 0
PeakG | 0 | 0 | 0 | 0 | 0 | 0
PeakO | 0 | 0 | 0 | 0 | 0 | 0
ST | 0 | 0 | 0 | 0 | 0 | 0
STOG | 0 | 0 | 0 | 0 | 0 | 0
STWD | 0 | 0 | 0 | 0 | 0 | 0
WT | 1553.84 | 1553.84 | 1553.84 | 1553.84 | 1553.84 | 1553.84
IGCC | 0 | 0 | 0 | 0 | 0 | 0
DemandResponse | 0 | 0 | 0 | 0 | 0 | 0
IGCC-CCS | 0 | 0 | 0 | 0 | 0 | 0
WT_off | 0 | 0 | 0 | 0 | 0 | 0
PseudoUnit | 0 | 0 | 0 | 0 | 0 | 0
FixedInterchange | 0 | 0 | 0 | 0 | 0 | 0
Total Generation by Reporting Type: BC
ReportingType | 2015 | 2020 | 2025 | 2030 | 2035 | 2040
BM | 0 | 0 | 0 | 0 | 0 | 0
CC | 6847.93 | 6847.96 | 6847.96 | 6847.97 | 6847.97 | 6788.97
CSP | 0 | 0 | 0 | 0 | 0 | 0
CT | 0 | 0 | 0 | 0 | 0 | 0
Coal | 0 | 0 | 0 | 0 | 0 | 0
Geo | 0 | 0 | 0 | 0 | 0 | 0
H | 54411.22 | 54411.22 | 54411.22 | 54411.22 | 54411.22 | 54411.22
LFG | 189.22 | 189.22 | 189.22 | 189.22 | 189.22 | 189.22
Nuc | 0 | 0 | 0 | 0 | 0 | 0
PS | 0 | 0 | 0 | 0 | 0 | 0
PV | 0 | 0 | 0 | 0 | 0 | 0
PeakG | 0 | 0 | 0 | 0 | 0 | 0
PeakO | 0 | 0 | 0 | 0 | 0 | 0
ST | 0 | 0 | 0 | 0 | 0 | 0
STOG | 0 | 0 | 0 | 0 | 0 | 0
STWD | 0 | 0 | 0 | 0 | 0 | 0
WT | 568.82 | 568.82 | 568.82 | 568.82 | 568.82 | 568.82
IGCC | 0 | 0 | 0 | 0 | 0 | 0
DemandResponse | 0 | 0 | 0 | 0 | 0 | 0
IGCC-CCS | 0 | 0 | 0 | 0 | 0 | 0
WT_off | 0 | 0 | 0 | 0 | 0 | 0
PseudoUnit | 0 | 0 | 0 | 0 | 0 | 0
FixedInterchange | 0 | 0 | 0 | 0 | 0 | 0
Total Generation by Reporting Type: HQ_IESO
ReportingType | 2015 | 2020 | 2025 | 2030 | 2035 | 2040
BM | 0 | 0 | 0 | 0 | 0 | 0
CC | 0 | 0 | 0 | 0 | 0 | 0
CSP | 0 | 0 | 0 | 0 | 0 | 0
CT | 0 | 0 | 0 | 0 | 0 | 0
Coal | 0 | 0 | 0 | 0 | 0 | 0
Geo | 0 | 0 | 0 | 0 | 0 | 0
H | 0 | 0 | 0 | 0 | 0 | 0
LFG | 0 | 0 | 0 | 0 | 0 | 0
Nuc | 0 | 0 | 0 | 0 | 0 | 0
PS | 0 | 0 | 0 | 0 | 0 | 0
PV | 0 | 0 | 0 | 0 | 0 | 0
PeakG | 0 | 0 | 0 | 0 | 0 | 0
PeakO | 0 | 0 | 0 | 0 | 0 | 0
ST | 0 | 0 | 0 | 0 | 0 | 0
STOG | 0 | 0 | 0 | 0 | 0 | 0
STWD | 0 | 0 | 0 | 0 | 0 | 0
WT | 0 | 0 | 0 | 0 | 0 | 0
IGCC | 0 | 0 | 0 | 0 | 0 | 0
DemandResponse | 0 | 0 | 0 | 0 | 0 | 0
IGCC-CCS | 0 | 0 | 0 | 0 | 0 | 0
WT_off | 0 | 0 | 0 | 0 | 0 | 0
PseudoUnit | 0 | 0 | 0 | 0 | 0 | 0
FixedInterchange | 2336 | 2336 | 2336 | 2336 | 2336 | 2336
Total Generation by Reporting Type: HQ_NEISO
ReportingType | 2015 | 2020 | 2025 | 2030 | 2035 | 2040
BM | 0 | 0 | 0 | 0 | 0 | 0
CC | 0 | 0 | 0 | 0 | 0 | 0
CSP | 0 | 0 | 0 | 0 | 0 | 0
CT | 0 | 0 | 0 | 0 | 0 | 0
Coal | 0 | 0 | 0 | 0 | 0 | 0
Geo | 0 | 0 | 0 | 0 | 0 | 0
H | 0 | 0 | 0 | 0 | 0 | 0
LFG | 0 | 0 | 0 | 0 | 0 | 0
Nuc | 0 | 0 | 0 | 0 | 0 | 0
PS | 0 | 0 | 0 | 0 | 0 | 0
PV | 0 | 0 | 0 | 0 | 0 | 0
PeakG | 0 | 0 | 0 | 0 | 0 | 0
PeakO | 0 | 0 | 0 | 0 | 0 | 0
ST | 0 | 0 | 0 | 0 | 0 | 0
STOG | 0 | 0 | 0 | 0 | 0 | 0
STWD | 0 | 0 | 0 | 0 | 0 | 0
WT | 0 | 0 | 0 | 0 | 0 | 0
IGCC | 0 | 0 | 0 | 0 | 0 | 0
DemandResponse | 0 | 0 | 0 | 0 | 0 | 0
IGCC-CCS | 0 | 0 | 0 | 0 | 0 | 0
WT_off | 0 | 0 | 0 | 0 | 0 | 0
PseudoUnit | 0 | 0 | 0 | 0 | 0 | 0
FixedInterchange | 19184.4 | 19184.4 | 19184.4 | 19184.4 | 19184.4 | 19184.4
Total Generation by Reporting Type: HQ_NY
ReportingType | 2015 | 2020 | 2025 | 2030 | 2035 | 2040
BM | 0 | 0 | 0 | 0 | 0 | 0
CC | 0 | 0 | 0 | 0 | 0 | 0
CSP | 0 | 0 | 0 | 0 | 0 | 0
CT | 0 | 0 | 0 | 0 | 0 | 0
Coal | 0 | 0 | 0 | 0 | 0 | 0
Geo | 0 | 0 | 0 | 0 | 0 | 0
H | 0 | 0 | 0 | 0 | 0 | 0
LFG | 0 | 0 | 0 | 0 | 0 | 0
Nuc | 0 | 0 | 0 | 0 | 0 | 0
PS | 0 | 0 | 0 | 0 | 0 | 0
PV | 0 | 0 | 0 | 0 | 0 | 0
PeakG | 0 | 0 | 0 | 0 | 0 | 0
PeakO | 0 | 0 | 0 | 0 | 0 | 0
ST | 0 | 0 | 0 | 0 | 0 | 0
STOG | 0 | 0 | 0 | 0 | 0 | 0
STWD | 0 | 0 | 0 | 0 | 0 | 0
WT | 0 | 0 | 0 | 0 | 0 | 0
IGCC | 0 | 0 | 0 | 0 | 0 | 0
DemandResponse | 0 | 0 | 0 | 0 | 0 | 0
IGCC-CCS | 0 | 0 | 0 | 0 | 0 | 0
WT_off | 0 | 0 | 0 | 0 | 0 | 0
PseudoUnit | 0 | 0 | 0 | 0 | 0 | 0
FixedInterchange | 5840 | 5840 | 5840 | 5840 | 5840 | 5840
Total Generation by Reporting Type: MARITIMES
ReportingType | 2015 | 2020 | 2025 | 2030 | 2035 | 2040
BM | 0 | 0 | 0 | 0 | 0 | 0
CC | 0 | 0 | 0 | 0 | 0 | 0
CSP | 0 | 0 | 0 | 0 | 0 | 0
CT | 0 | 0 | 0 | 0 | 0 | 0
Coal | 0 | 0 | 0 | 0 | 0 | 0
Geo | 0 | 0 | 0 | 0 | 0 | 0
H | 0 | 0 | 0 | 0 | 0 | 0
LFG | 0 | 0 | 0 | 0 | 0 | 0
Nuc | 0 | 0 | 0 | 0 | 0 | 0
PS | 0 | 0 | 0 | 0 | 0 | 0
PV | 0 | 0 | 0 | 0 | 0 | 0
PeakG | 0 | 0 | 0 | 0 | 0 | 0
PeakO | 0 | 0 | 0 | 0 | 0 | 0
ST | 0 | 0 | 0 | 0 | 0 | 0
STOG | 0 | 0 | 0 | 0 | 0 | 0
STWD | 0 | 0 | 0 | 0 | 0 | 0
WT | 0 | 0 | 0 | 0 | 0 | 0
IGCC | 0 | 0 | 0 | 0 | 0 | 0
DemandResponse | 0 | 0 | 0 | 0 | 0 | 0
IGCC-CCS | 0 | 0 | 0 | 0 | 0 | 0
WT_off | 0 | 0 | 0 | 0 | 0 | 0
PseudoUnit | 0 | 0 | 0 | 0 | 0 | 0
FixedInterchange | 8760 | 8760 | 8760 | 8760 | 8760 | 8760
Total Generation by Reporting Type: All
ReportingType | 2015 | 2020 | 2025 | 2030 | 2035 | 2040
BM | 1934.6 | 2950.39 | 5790.33 | 6789.27 | 8372 | 6938.28
CC | 987888.06 | 990264.19 | 807163.3 | 758534.99 | 836587.61 | 834644.42
CSP | 0 | 0 | 0 | 0 | 0 | 0
CT | 797.53 | 1229.35 | 1355.42 | 1132.41 | 1243.92 | 1151.29
Coal | 1758426.38 | 1625808.57 | 1691839.11 | 1702172.12 | 1775594 | 1871904.78
Geo | 20459.37 | 37727.52 | 74413.58 | 74585.65 | 74585.65 | 74585.65
H | 430354.22 | 430354.22 | 430354.22 | 430354.22 | 430354.22 | 430354.22
LFG | 32608.23 | 48005.68 | 65429.32 | 71133.39 | 71133.39 | 71133.39
Nuc | 913193.7 | 943693.07 | 942931.48 | 929787.9 | 725092.39 | 571594.75
PS | 5656.73 | 6561.71 | 6621.45 | 7336.15 | 7908.81 | 8869.87
PV | 1434.35 | 4928.23 | 6421.3 | 6570.6 | 6421.42 | 6240.64
PeakG | 3511.26 | 5239.52 | 5839.97 | 5535.77 | 7343.53 | 7021.99
PeakO | 0 | 0 | 0 | 0 | 0 | 0
ST | 2659.82 | 5149.27 | 5878.54 | 5943.14 | 5943.14 | 5943.14
STOG | 9226.74 | 10139.64 | 6611.41 | 4803.22 | 4688.52 | 3451.88
STWD | 9451.64 | 8435.92 | 4453.32 | 5800.88 | 5422.64 | 5268.13
WT | 178096.59 | 216808.07 | 227492.08 | 228026.12 | 235167.65 | 253453.88
IGCC | 4427.31 | 4427.31 | 4427.31 | 4427.31 | 4427.33 | 4427.34
DemandResponse | 0 | 0 | 0 | 0 | 0 | 0
IGCC-CCS | 0 | 0 | 0 | 0 | 0 | 0
WT_off | 1873.58 | 1873.58 | 5864.11 | 5864.11 | 3993.99 | 3993.99
PseudoUnit | 0 | 0 | 0 | 0 | 0 | 0
FixedInterchange | 36120.4 | 36120.4 | 36120.4 | 36120.4 | 36120.4 | 36120.4
Total Generation by Reporting Type: EI_US
ReportingType | 2015 | 2020 | 2025 | 2030 | 2035 | 2040
BM | 1889.8 | 2905.59 | 5742.96 | 6736.75 | 8286.26 | 6844.37
CC | 610855.88 | 651736.48 | 520783.84 | 475768.55 | 565340.09 | 588435.96
CSP | 0 | 0 | 0 | 0 | 0 | 0
CT | 782.8 | 1203.64 | 1304.88 | 1076.38 | 1232.82 | 1148.23
Coal | 1375167.35 | 1227607.26 | 1279885.47 | 1289606.56 | 1350111.28 | 1421413.49
Geo | 354.6 | 354.6 | 354.6 | 354.6 | 354.6 | 354.6
H | 108753.3 | 108753.3 | 108753.3 | 108753.3 | 108753.3 | 108753.3
LFG | 27266.03 | 31193.05 | 45825.75 | 51529.82 | 51529.82 | 51529.82
Nuc | 697700.18 | 728199.54 | 728199.54 | 716607.37 | 517621.93 | 376119.93
PS | 5366.81 | 6319.72 | 6165.91 | 6453.7 | 7152.91 | 7676.01
PV | 411.15 | 3905.03 | 5398.1 | 5547.4 | 5448.98 | 5268.2
PeakG | 3460.59 | 5151.16 | 5705.8 | 5353.25 | 7184.08 | 6913.59
PeakO | 0 | 0 | 0 | 0 | 0 | 0
ST | 0 | 0 | 0 | 0 | 0 | 0
STOG | 5480.74 | 5435.75 | 3043.2 | 2116.89 | 2599.88 | 1814.58
STWD | 5337.94 | 4322.22 | 4411.99 | 5061.51 | 4849.09 | 4714.4
WT | 106488.69 | 135439 | 146123.01 | 146657.05 | 159631.42 | 177902.85
IGCC | 4427.31 | 4427.31 | 4427.31 | 4427.31 | 4427.33 | 4427.34
DemandResponse | 0 | 0 | 0 | 0 | 0 | 0
IGCC-CCS | 0 | 0 | 0 | 0 | 0 | 0
WT_off | 1873.58 | 1873.58 | 5864.11 | 5864.11 | 3993.98 | 3993.98
PseudoUnit | 0 | 0 | 0 | 0 | 0 | 0
FixedInterchange | 33784.4 | 33784.4 | 33784.4 | 33784.4 | 33784.4 | 33784.4
Total Generation by Reporting Type: EI_Canada
ReportingType | 2015 | 2020 | 2025 | 2030 | 2035 | 2040
BM | 0 | 0 | 0 | 0 | 0 | 3.01
CC | 3273 | 3348.5 | 1945.56 | 538.48 | 1048.12 | 3794.71
CSP | 0 | 0 | 0 | 0 | 0 | 0
CT | 14.72 | 17.54 | 17.98 | 17.98 | 11.09 | 3.05
Coal | 217.83 | 468.37 | 915.49 | 1378.23 | 3593.85 | 4530.93
Geo | 0 | 0 | 0 | 0 | 0 | 0
H | 87709.45 | 87709.45 | 87709.45 | 87709.45 | 87709.45 | 87709.45
LFG | 926.37 | 926.37 | 926.37 | 926.37 | 926.37 | 926.37
Nuc | 101402.3 | 101402.3 | 100640.72 | 99089.31 | 93379.23 | 81383.59
PS | 25.83 | 13.53 | 25.83 | 23.06 | 13.53 | 25.84
PV | 78.84 | 78.84 | 78.84 | 78.84 | 78.84 | 78.84
PeakG | 1.01 | 0 | 0 | 0 | 4.33 | 4.33
PeakO | 0 | 0 | 0 | 0 | 0 | 0
ST | 0 | 0 | 0 | 0 | 0 | 0
STOG | 3.4 | 0.33 | 0 | 0 | 0 | 0
STWD | 0 | 0 | 0 | 0 | 0 | 0
WT | 9925.81 | 9925.81 | 9925.81 | 9925.81 | 3894.39 | 3894.39
IGCC | 0 | 0 | 0 | 0 | 0 | 0
DemandResponse | 0 | 0 | 0 | 0 | 0 | 0
IGCC-CCS | 0 | 0 | 0 | 0 | 0 | 0
WT_off | 0 | 0 | 0 | 0 | 0 | 0
PseudoUnit | 0 | 0 | 0 | 0 | 0 | 0
FixedInterchange | 2336 | 2336 | 2336 | 2336 | 2336 | 2336
Total Generation by Reporting Type: EI
ReportingType | 2015 | 2020 | 2025 | 2030 | 2035 | 2040
BM | 1889.8 | 2905.59 | 5742.96 | 6736.75 | 8286.26 | 6847.38
CC | 614128.88 | 655084.98 | 522729.4 | 476307.04 | 566388.2 | 592230.66
CSP | 0 | 0 | 0 | 0 | 0 | 0
CT | 797.53 | 1221.18 | 1322.86 | 1094.36 | 1243.91 | 1151.29
Coal | 1375385.18 | 1228075.64 | 1280800.96 | 1290984.79 | 1353705.13 | 1425944.43
Geo | 354.6 | 354.6 | 354.6 | 354.6 | 354.6 | 354.6
H | 196462.75 | 196462.75 | 196462.75 | 196462.75 | 196462.75 | 196462.75
LFG | 28192.4 | 32119.42 | 46752.12 | 52456.19 | 52456.19 | 52456.19
Nuc | 799102.48 | 829601.84 | 828840.26 | 815696.68 | 611001.16 | 457503.51
PS | 5392.64 | 6333.25 | 6191.74 | 6476.76 | 7166.44 | 7701.84
PV | 489.99 | 3983.87 | 5476.94 | 5626.24 | 5527.82 | 5347.04
PeakG | 3461.6 | 5151.16 | 5705.8 | 5353.25 | 7188.41 | 6917.91
PeakO | 0 | 0 | 0 | 0 | 0 | 0
ST | 0 | 0 | 0 | 0 | 0 | 0
STOG | 5484.15 | 5436.08 | 3043.2 | 2116.89 | 2599.88 | 1814.58
STWD | 5337.94 | 4322.22 | 4411.99 | 5061.51 | 4849.09 | 4714.4
WT | 116414.5 | 145364.81 | 156048.82 | 156582.86 | 163525.82 | 181797.24
IGCC | 4427.31 | 4427.31 | 4427.31 | 4427.31 | 4427.33 | 4427.34
DemandResponse | 0 | 0 | 0 | 0 | 0 | 0
IGCC-CCS | 0 | 0 | 0 | 0 | 0 | 0
WT_off | 1873.58 | 1873.58 | 5864.11 | 5864.11 | 3993.98 | 3993.98
PseudoUnit | 0 | 0 | 0 | 0 | 0 | 0
FixedInterchange | 36120.4 | 36120.4 | 36120.4 | 36120.4 | 36120.4 | 36120.4
Total Generation by Reporting Type: Outside_EI
ReportingType | 2015 | 2020 | 2025 | 2030 | 2035 | 2040
BM | 44.8 | 44.8 | 47.37 | 52.52 | 85.74 | 90.9
CC | 373759.18 | 335179.21 | 284433.9 | 282227.95 | 270199.4 | 242413.75
CSP | 0 | 0 | 0 | 0 | 0 | 0
CT | 0 | 8.17 | 32.56 | 38.04 | 0 | 0
Coal | 383041.2 | 397732.93 | 411038.15 | 411187.33 | 421888.87 | 445960.35
Geo | 20104.76 | 37372.91 | 74058.97 | 74231.05 | 74231.05 | 74231.05
H | 233891.47 | 233891.47 | 233891.47 | 233891.47 | 233891.47 | 233891.47
LFG | 4415.83 | 15886.26 | 18677.2 | 18677.2 | 18677.2 | 18677.2
Nuc | 114091.22 | 114091.22 | 114091.22 | 114091.22 | 114091.23 | 114091.24
PS | 264.09 | 228.46 | 429.71 | 859.39 | 742.37 | 1168.03
PV | 944.36 | 944.36 | 944.36 | 944.36 | 893.6 | 893.6
PeakG | 49.66 | 88.36 | 134.16 | 182.52 | 155.12 | 104.08
PeakO | 0 | 0 | 0 | 0 | 0 | 0
ST | 2659.82 | 5149.27 | 5878.54 | 5943.14 | 5943.14 | 5943.14
STOG | 3742.59 | 4703.56 | 3568.21 | 2686.33 | 2088.64 | 1637.3
STWD | 4113.7 | 4113.7 | 41.33 | 739.37 | 573.55 | 553.73
WT | 61682.09 | 71443.26 | 71443.26 | 71443.26 | 71641.84 | 71656.64
IGCC | 0 | 0 | 0 | 0 | 0 | 0
DemandResponse | 0 | 0 | 0 | 0 | 0 | 0
IGCC-CCS | 0 | 0 | 0 | 0 | 0 | 0
WT_off | 0 | 0 | 0 | 0 | 0 | 0
PseudoUnit | 0 | 0 | 0 | 0 | 0 | 0
FixedInterchange | 0 | 0 | 0 | 0 | 0 | 0
#2 | Energy Demand (TWh)
Energy Demand by Pool & Region:
Pool/Region | 2015 | 2020 | 2025 | 2030 | 2035 | 2040
ENT | 163.84 | 164.76 | 160.88 | 157.1 | 153.4 | 149.79
FRCC | 239.2 | 244.23 | 247.02 | 249.85 | 252.71 | 255.59
MAPP_US | 29.42 | 29.47 | 29.13 | 28.8 | 28.48 | 28.15
MISO_IN | 97.25 | 97.44 | 95.52 | 93.65 | 91.81 | 90
MISO_MI | 93.89 | 92.92 | 91.91 | 90.92 | 89.93 | 88.95
MISO_MO-IL | 95.63 | 94.98 | 94.09 | 93.21 | 92.33 | 91.47
MISO_W | 136.88 | 135.81 | 134.27 | 132.75 | 131.25 | 129.76
MISO_WUMS | 66.66 | 66.96 | 65.81 | 64.67 | 63.56 | 62.47
NE | 30.92 | 31.65 | 31.29 | 30.94 | 30.59 | 30.24
NEISO | 124.61 | 118.77 | 112.9 | 107.45 | 102.2 | 97.21
NonRTO_Midwest | 60.18 | 61.57 | 60 | 58.47 | 56.98 | 55.53
NYISO_A-F | 58.8 | 58.83 | 57.39 | 55.98 | 54.61 | 53.27
NYISO_G-I | 17.87 | 18.07 | 17.93 | 17.79 | 17.64 | 17.51
NYISO_J-K | 67.46 | 69.34 | 68.89 | 68.45 | 68.01 | 67.57
PJM_E | 126.5 | 113.55 | 111.65 | 109.78 | 107.95 | 106.14
PJM_ROM | 141.6 | 142.11 | 139.74 | 137.4 | 135.1 | 132.84
PJM_ROR | 525.71 | 492.32 | 482.65 | 473.17 | 463.87 | 454.75
SOCO | 261.51 | 270.83 | 268.16 | 265.51 | 262.89 | 260.3
SPP_N | 75.22 | 77.38 | 77 | 76.62 | 76.24 | 75.86
SPP_S | 165.59 | 165.97 | 162.95 | 159.98 | 157.07 | 154.22
TVA | 178.73 | 172.97 | 168.56 | 164.27 | 160.08 | 156
TVA_Transmission | 0 | 0 | 0 | 0 | 0 | 0
VACAR | 242.12 | 249.35 | 248.74 | 248.12 | 247.51 | 246.89
IESO | 135.56 | 126.65 | 124.54 | 122.45 | 120.41 | 118.39
MAPP_CA | 51.41 | 52.45 | 51.85 | 51.26 | 50.68 | 50.11
AZ_NM_SNV_Coal | 128.63 | 134.21 | 136.2 | 138.35 | 140.31 | 142.41
AZ_NM_SNV_Gas | 0 | 0 | 0 | 0 | 0 | 0
AZ_NM_SNV_NucRenew | 0 | 0 | 0 | 0 | 0 | 0
ERCOT | 328.5 | 335.96 | 330.7 | 324.13 | 318.45 | 312.82
NP15 | 110.27 | 109.35 | 108.58 | 109.13 | 109.18 | 109.13
NWPP_Coal | 252.68 | 253.44 | 251.39 | 251.38 | 250.79 | 249.91
NWPP_Gas | 0 | 0 | 0 | 0 | 0 | 0
NWPP_NucRenew | 0 | 0 | 0 | 0 | 0 | 0
RMPA | 71.58 | 73.36 | 74.3 | 75.26 | 76.22 | 77.2
SP15 | 182.01 | 184.77 | 183.47 | 184.41 | 184.49 | 184.4
ALB | 66.23 | 67.54 | 68.87 | 70.24 | 71.63 | 73.04
BC | 64.11 | 63.95 | 63.8 | 63.64 | 63.49 | 63.34
HQ_IESO | 0 | 0 | 0 | 0 | 0 | 0
HQ_NEISO | 0 | 0 | 0 | 0 | 0 | 0
HQ_NY | 0 | 0 | 0 | 0 | 0 | 0
MARITIMES | 0 | 0 | 0 | 0 | 0 | 0
All | 4390.58 | 4370.97 | 4320.18 | 4275.14 | 4229.86 | 4185.27
EI_US | 2999.6 | 2969.29 | 2926.49 | 2884.87 | 2844.2 | 2804.53
EI_Canada | 186.97 | 179.1 | 176.39 | 173.72 | 171.09 | 168.5
EI | 3186.57 | 3148.39 | 3102.88 | 3058.59 | 3015.29 | 2973.03
Outside_EI | 1204 | 1222.58 | 1217.3 | 1216.54 | 1214.56 | 1212.24
#3 | Generation Minus Energy (TWh)
Generation Minus Energy by Pool & Region:
Pool/Region | 2015 | 2020 | 2025 | 2030 | 2035 | 2040
ENT | 0.62 | 1.03 | -4.82 | -8.08 | -8.89 | -18.52
FRCC | -2.34 | -1.56 | -2.14 | -2.48 | -2.01 | -3.31
MAPP_US | 7.26 | 5.79 | 6.69 | 6.97 | 7.38 | 7.62
MISO_IN | -1.47 | 2.94 | 4.04 | 7.02 | 12.7 | 14.97
MISO_MI | -15.4 | -16.31 | -21.58 | -22.1 | -26.25 | -27.08
MISO_MO-IL | 18.75 | 3.19 | 8.94 | 10.88 | 18.72 | 20.83
MISO_W | 4.34 | 5.75 | 9.13 | 8.97 | 19.31 | 20.27
MISO_WUMS | -5.04 | -4.83 | -5.79 | -7.15 | -13 | -13.36
NE | 11.79 | 10.89 | 10.79 | 11.68 | 3.85 | 7.19
NEISO | -23.55 | -25.59 | -25.16 | -22.77 | -19.59 | -16.72
NonRTO_Midwest | -1.05 | -1.44 | -1.8 | -0.48 | 3.65 | 5.44
NYISO_A-F | 12.19 | 13.85 | 14.91 | 11.54 | 9.68 | 8.7
NYISO_G-I | 4.99 | 4.86 | 4.12 | 4.53 | 1.35 | 6.87
NYISO_J-K | -43.37 | -41.61 | -43.04 | -44.47 | -39.75 | -37.6
PJM_E | -31.26 | -7.32 | -8.63 | -8.69 | -6.56 | -4.34
PJM_ROM | -30.53 | -10.79 | -4.26 | -4.54 | -3.6 | 26.2
PJM_ROR | 84.87 | 35 | 32.87 | 31.65 | 14.94 | -19.67
SOCO | 1.7 | 1.23 | 1.42 | 0.65 | 1.55 | 3.29
SPP_N | 7.09 | 1.27 | 0.11 | 0.96 | 1.06 | 7.94
SPP_S | -21.62 | -14.6 | -16.25 | -17.86 | -8.31 | -6.76
TVA | 0.9 | 1.16 | -0.32 | 1.41 | -6.44 | -8.92
TVA_Transmission | 0 | 0 | 0 | 0 | 0 | 0
VACAR | -22.85 | -13.33 | -13.73 | -10.58 | -5.48 | -10.24
IESO | 21.93 | 30.73 | 31.98 | 32.43 | 23.85 | 16.83
MAPP_CA | -5.32 | -5.94 | -6.18 | -6.46 | -4.28 | -2.97
AZ_NM_SNV_Coal | -55.14 | -56.73 | -58.72 | -60.88 | -53.54 | -33.01
AZ_NM_SNV_Gas | 102.36 | 101.19 | 97.4 | 100.64 | 98.59 | 87.6
AZ_NM_SNV_NucRenew | 42.15 | 53.38 | 65.98 | 66.18 | 66.2 | 66.18
ERCOT | -0.24 | -0.37 | -0.62 | -0.99 | -1.25 | -2.81
NP15 | -13.97 | -24.3 | -35.86 | -36.04 | -39.39 | -42.43
NWPP_Coal | -155.78 | -156.66 | -154.61 | -154.6 | -154.01 | -153.13
NWPP_Gas | 29.27 | 29.27 | 29.27 | 29.27 | 29.27 | 25.41
NWPP_NucRenew | 162.47 | 164.4 | 168.01 | 168.01 | 168.01 | 168.01
RMPA | -1.65 | -1.81 | 8.95 | 8.74 | 9.09 | 9.89
SP15 | -108.42 | -108.75 | -116.67 | -118.2 | -121.74 | -124.96
ALB | -0.17 | 0.61 | 0.06 | 0.14 | 0.78 | -0.29
BC | -2.09 | -1.94 | -1.78 | -1.63 | -1.47 | -1.38
HQ_IESO | 2.34 | 2.34 | 2.34 | 2.34 | 2.34 | 2.34
HQ_NEISO | 19.18 | 19.18 | 19.18 | 19.18 | 19.18 | 19.18
HQ_NY | 5.84 | 5.84 | 5.84 | 5.84 | 5.84 | 5.84
MARITIMES | 8.76 | 8.76 | 8.76 | 8.76 | 8.76 | 8.76
All | 7.54 | 8.75 | 8.83 | 9.78 | 10.55 | 11.83
EI_US | -10.2 | -16.68 | -20.71 | -19.17 | -11.9 | -3.43
EI_Canada | 18.94 | 27.13 | 28.13 | 28.31 | 21.91 | 16.19
EI | 8.74 | 10.45 | 7.42 | 9.13 | 10 | 12.76
Outside_EI | -1.2 | -1.7 | 1.41 | 0.65 | 0.54 | -0.93
#4 | Fuel Use (TBtu)
Total Fuel Consumption by Reporting Type: Entergy
ReportingType | 2015 | 2020 | 2025 | 2030 | 2035 | 2040
BM | 0 | 0 | 0 | 0 | 0 | 0
CC | 435.29 | 513.82 | 386.08 | 325.49 | 340.45 | 284.82
CSP | 0 | 0 | 0 | 0 | 0 | 0
CT | 0 | 0 | 0 | 0 | 0 | 0
Coal | 609.92 | 520.59 | 598.06 | 612.4 | 612.4 | 633.32
Geo | 0 | 0 | 0 | 0 | 0 | 0
H | 0 | 0 | 0 | 0 | 0 | 0
LFG | 0 | 0 | 11.56 | 11.56 | 11.56 | 11.56
Nuc | 464.87 | 464.87 | 464.87 | 464.87 | 392.68 | 307.2
PS | 0 | 0 | 0 | 0 | 0 | 0
PV | 0 | 0 | 0 | 0 | 0 | 0
PeakG | 0 | 0.14 | 1.61 | 0.68 | 0.71 | 0.37
PeakO | 0 | 0 | 0 | 0 | 0 | 0
ST | 0 | 0 | 0 | 0 | 0 | 0
STOG | 10.13 | 7.57 | 0 | 0 | 0 | 0
STWD | 0 | 0 | 0 | 0 | 0 | 0
WT | 0 | 0 | 0 | 0 | 0 | 0
IGCC | 0 | 0 | 0 | 0 | 0 | 0
DemandResponse | 0 | 0 | 0 | 0 | 0 | 0
IGCC-CCS | 0 | 0 | 0 | 0 | 0 | 0
WT_off | 0 | 0 | 0 | 0 | 0 | 0
PseudoUnit | 0 | 0 | 0 | 0 | 0 | 0
FixedInterchange | 0 | 0 | 0 | 0 | 0 | 0
Total Fuel Consumption by Reporting Type: FRCC
ReportingType | 2015 | 2020 | 2025 | 2030 | 2035 | 2040
BM | 0 | 0 | 0 | 0 | 0 | 0
CC | 1045.61 | 1063.93 | 1031.99 | 1040.56 | 1128.75 | 1116.78
CSP | 0 | 0 | 0 | 0 | 0 | 0
CT | 7.11 | 10.67 | 10.38 | 8.2 | 10.42 | 9.97
Coal | 561.21 | 572.07 | 627.75 | 643.29 | 660.75 | 810.17
Geo | 0 | 0 | 0 | 0 | 0 | 0
H | 0 | 0 | 0 | 0 | 0 | 0
LFG | 0 | 0 | 21.31 | 21.31 | 21.31 | 21.31
Nuc | 352.09 | 352.09 | 352.09 | 352.09 | 214.42 | 71.5
PS | 0 | 0 | 0 | 0 | 0 | 0
PV | 0 | 0 | 0 | 0 | 0 | 0
PeakG | 5.71 | 7.4 | 9.97 | 8.59 | 9.18 | 8.35
PeakO | 0 | 0 | 0 | 0 | 0 | 0
ST | 0 | 0 | 0 | 0 | 0 | 0
STOG | 11.09 | 13.49 | 8.12 | 4.78 | 4.78 | 4.78
STWD | 0 | 0.86 | 0.89 | 1.19 | 1.49 | 2.28
WT | 0 | 0 | 0 | 0 | 0 | 0
IGCC | 0 | 0 | 0 | 0 | 0 | 0
DemandResponse | 0 | 0 | 0 | 0 | 0 | 0
IGCC-CCS | 0 | 0 | 0 | 0 | 0 | 0
WT_off | 0 | 0 | 0 | 0 | 0 | 0
PseudoUnit | 0 | 0 | 0 | 0 | 0 | 0
FixedInterchange | 0 | 0 | 0 | 0 | 0 | 0
Total Fuel Consumption by Reporting Type: MAPP_US
ReportingType | 2015 | 2020 | 2025 | 2030 | 2035 | 2040
BM | 0 | 0 | 0 | 0 | 0 | 0
CC | 0.46 | 0.76 | 0.75 | 0.44 | 0.75 | 0.44
CSP | 0 | 0 | 0 | 0 | 0 | 0
CT | 0 | 0 | 0 | 0 | 0 | 0
Coal | 212.07 | 185.28 | 185.28 | 185.28 | 185.28 | 185.28
Geo | 0 | 0 | 0 | 0 | 0 | 0
H | 0 | 0 | 0 | 0 | 0 | 0
LFG | 0 | 0 | 7.71 | 7.71 | 7.71 | 7.71
Nuc | 0 | 0 | 0 | 0 | 0 | 0
PS | 0 | 0 | 0 | 0 | 0 | 0
PV | 0 | 0 | 0 | 0 | 0 | 0
PeakG | 0.25 | 0.9 | 0.9 | 0.82 | 1.31 | 0.9
PeakO | 0 | 0 | 0 | 0 | 0 | 0
ST | 0 | 0 | 0 | 0 | 0 | 0
STOG | 0 | 0 | 0 | 0 | 0 | 0
STWD | 0 | 0 | 0 | 0 | 0 | 0
WT | 0.01 | 0.01 | 0.01 | 0.01 | 0.01 | 0.01
IGCC | 0 | 0 | 0 | 0 | 0 | 0
DemandResponse | 0 | 0 | 0 | 0 | 0 | 0
IGCC-CCS | 0 | 0 | 0 | 0 | 0 | 0
WT_off | 0 | 0 | 0 | 0 | 0 | 0
PseudoUnit | 0 | 0 | 0 | 0 | 0 | 0
FixedInterchange | 0 | 0 | 0 | 0 | 0 | 0
Total Fuel Consumption by Reporting Type: MISO_IN
ReportingType | 2015 | 2020 | 2025 | 2030 | 2035 | 2040
BM | 0 | 0 | 0 | 0 | 0 | 0
CC | 26.46 | 40.51 | 25.55 | 18.42 | 19.06 | 14.85
CSP | 0 | 0 | 0 | 0 | 0 | 0
CT | 0 | 0 | 0 | 0 | 0 | 0
Coal | 864.14 | 896.13 | 908.63 | 924.74 | 965.9 | 977.99
Geo | 0 | 0 | 0 | 0 | 0 | 0
H | 0 | 0 | 0 | 0 | 0 | 0
LFG | 0 | 0 | 0 | 8.62 | 8.62 | 8.62
Nuc | 0 | 0 | 0 | 0 | 0 | 0
PS | 0 | 0 | 0 | 0 | 0 | 0
PV | 0 | 0 | 0 | 0 | 0 | 0
PeakG | 0.12 | 0.31 | 0.31 | 0.31 | 0.48 | 1.07
PeakO | 0 | 0 | 0 | 0 | 0 | 0
ST | 0 | 0 | 0 | 0 | 0 | 0
STOG | 0.65 | 0.65 | 0.65 | 0.65 | 0.65 | 0
STWD | 0 | 0 | 0 | 0 | 0 | 0
WT | 0 | 0 | 0 | 0 | 0 | 0
IGCC | 40.45 | 40.45 | 40.45 | 40.45 | 40.45 | 40.45
DemandResponse | 0 | 0 | 0 | 0 | 0 | 0
IGCC-CCS | 0 | 0 | 0 | 0 | 0 | 0
WT_off | 0 | 0 | 0 | 0 | 0 | 0
PseudoUnit | 0 | 0 | 0 | 0 | 0 | 0
FixedInterchange | 0 | 0 | 0 | 0 | 0 | 0
Total Fuel Consumption by Reporting Type: MISO_MI
ReportingType | 2015 | 2020 | 2025 | 2030 | 2035 | 2040
BM | 0 | 0 | 0 | 0 | 0 | 0
CC | 90.58 | 97.12 | 53.92 | 43.96 | 48.57 | 37.1
CSP | 0 | 0 | 0 | 0 | 0 | 0
CT | 0 | 0 | 0 | 0 | 0 | 0
Coal | 433.09 | 394.08 | 386.82 | 386.82 | 386.82 | 386.82
Geo | 0 | 0 | 0 | 0 | 0 | 0
H | 0 | 0 | 0 | 0 | 0 | 0
LFG | 0 | 13.55 | 17.24 | 17.24 | 17.24 | 17.24
Nuc | 174.19 | 174.19 | 174.19 | 174.19 | 102.45 | 102.45
PS | 0 | 0 | 0 | 0 | 0 | 0
PV | 0 | 0 | 0 | 0 | 0 | 0
PeakG | 0.35 | 0.71 | 0.4 | 0.63 | 1.24 | 1.21
PeakO | 0 | 0 | 0 | 0 | 0 | 0
ST | 0 | 0 | 0 | 0 | 0 | 0
STOG | 5.5 | 6.45 | 5 | 2.17 | 2.17 | 0
STWD | 1.46 | 6 | 6.44 | 5.29 | 4.13 | 2.99
WT | 0.01 | 0.01 | 0.01 | 0.01 | 0.01 | 0.01
IGCC | 0 | 0 | 0 | 0 | 0 | 0
DemandResponse | 0 | 0 | 0 | 0 | 0 | 0
IGCC-CCS | 0 | 0 | 0 | 0 | 0 | 0
WT_off | 0 | 0 | 0 | 0 | 0 | 0
PseudoUnit | 0 | 0 | 0 | 0 | 0 | 0
FixedInterchange | 0 | 0 | 0 | 0 | 0 | 0
Total Fuel Consumption by Reporting Type: MISO_MO-IL
ReportingType | 2015 | 2020 | 2025 | 2030 | 2035 | 2040
BM | 0 | 0 | 0 | 0 | 0 | 0
CC | 17.78 | 23.93 | 14.64 | 10.97 | 9.64 | 8.36
CSP | 0 | 0 | 0 | 0 | 0 | 0
CT | 0 | 0 | 0 | 0 | 0 | 0
Coal | 907.12 | 738.7 | 784.32 | 799.09 | 872.91 | 884.76
Geo | 0 | 0 | 0 | 0 | 0 | 0
H | 0 | 0 | 0 | 0 | 0 | 0
LFG | 0 | 0 | 24.03 | 24.03 | 24.03 | 24.03
Nuc | 178.81 | 178.81 | 178.81 | 178.81 | 178.81 | 178.81
PS | 0 | 0 | 0 | 0 | 0 | 0
PV | 0 | 0 | 0 | 0 | 0 | 0
PeakG | 1.92 | 2.2 | 3 | 4.43 | 3.95 | 6.86
PeakO | 0 | 0 | 0 | 0 | 0 | 0
ST | 0 | 0 | 0 | 0 | 0 | 0
STOG | 1.34 | 1.34 | 0 | 0 | 0 | 0
STWD | 0 | 0 | 0 | 0 | 0 | 0
WT | 0 | 0 | 0 | 0 | 0 | 0
IGCC | 0 | 0 | 0 | 0 | 0 | 0
DemandResponse | 0 | 0 | 0 | 0 | 0 | 0
IGCC-CCS | 0 | 0 | 0 | 0 | 0 | 0
WT_off | 0 | 0 | 0 | 0 | 0 | 0
PseudoUnit | 0 | 0 | 0 | 0 | 0 | 0
FixedInterchange | 0 | 0 | 0 | 0 | 0 | 0
Total Fuel Consumption by Reporting Type: MISO_W
ReportingType | 2015 | 2020 | 2025 | 2030 | 2035 | 2040
BM | 0 | 0 | 0 | 0 | 0 | 0
CC | 73.2 | 63.27 | 30.42 | 16.56 | 19.01 | 14.94
CSP | 0 | 0 | 0 | 0 | 0 | 0
CT | 0 | 0 | 0 | 0 | 0 | 0
Coal | 841.31 | 825.94 | 815.65 | 815.65 | 1068.62 | 1068.62
Geo | 0 | 0 | 0 | 0 | 0 | 0
H | 0 | 0 | 0 | 0 | 0 | 0
LFG | 0 | 0 | 7.71 | 7.71 | 7.71 | 7.71
Nuc | 190.11 | 190.11 | 190.11 | 190.11 | 0.01 | 0.01
PS | 0 | 0 | 0 | 0 | 0 | 0
PV | 0 | 0 | 0 | 0 | 0 | 0
PeakG | 3.44 | 2.4 | 2.3 | 1.01 | 1.02 | 1.02
PeakO | 0 | 0 | 0 | 0 | 0 | 0
ST | 0 | 0 | 0 | 0 | 0 | 0
STOG | 0.34 | 0.07 | 0 | 0 | 0 | 0
STWD | 0 | 1.39 | 2.57 | 6.48 | 0.98 | 1.31
WT | 0.03 | 0.03 | 0.04 | 0.04 | 0.04 | 0.04
IGCC | 0 | 0 | 0 | 0 | 0 | 0
DemandResponse | 0 | 0 | 0 | 0 | 0 | 0
IGCC-CCS | 0 | 0 | 0 | 0 | 0 | 0
WT_off | 0 | 0 | 0 | 0 | 0 | 0
PseudoUnit | 0 | 0 | 0 | 0 | 0 | 0
FixedInterchange | 0 | 0 | 0 | 0 | 0 | 0
Total Fuel Consumption by Reporting Type: MISO_WUMS
ReportingType | 2015 | 2020 | 2025 | 2030 | 2035 | 2040
BM | 0 | 0 | 0 | 0 | 0 | 0
CC | 108.77 | 109.03 | 66.03 | 49.67 | 66.67 | 50.71
CSP | 0 | 0 | 0 | 0 | 0 | 0
CT | 0 | 0 | 0 | 0 | 0 | 0
Coal | 272.69 | 281.56 | 301.13 | 299.11 | 345.37 | 352.9
Geo | 0 | 0 | 0 | 0 | 0 | 0
H | 0 | 0 | 0 | 0 | 0 | 0
LFG | 0 | 0 | 24.03 | 24.03 | 24.03 | 24.03
Nuc | 150.68 | 150.68 | 150.68 | 150.68 | 0.01 | 0.01
PS | 0 | 0 | 0 | 0 | 0 | 0
PV | 0 | 0 | 0 | 0 | 0 | 0
PeakG | 0.52 | 1.12 | 1.12 | 0.87 | 1.12 | 1.12
PeakO | 0 | 0 | 0 | 0 | 0 | 0
ST | 0 | 0 | 0 | 0 | 0 | 0
STOG | 0.11 | 0.03 | 0 | 0 | 0 | 0
STWD | 0 | 0.26 | 0.54 | 0.51 | 0.51 | 0.51
WT | 0 | 0 | 0 | 0 | 0 | 0
IGCC | 0 | 0 | 0 | 0 | 0 | 0
DemandResponse | 0 | 0 | 0 | 0 | 0 | 0
IGCC-CCS | 0 | 0 | 0 | 0 | 0 | 0
WT_off | 0 | 0 | 0 | 0 | 0 | 0
PseudoUnit | 0 | 0 | 0 | 0 | 0 | 0
FixedInterchange | 0 | 0 | 0 | 0 | 0 | 0
Total Fuel Consumption by Reporting Type: Nebraska
ReportingType | 2015 | 2020 | 2025 | 2030 | 2035 | 2040
BM | 0 | 0 | 0 | 0 | 0 | 0
CC | 2.5 | 3.15 | 1.93 | 1.85 | 1.98 | 1.14
CSP | 0 | 0 | 0 | 0 | 0 | 0
CT | 0 | 0 | 0 | 0 | 0 | 0
Coal | 332.69 | 332.34 | 329.52 | 329.52 | 332.38 | 332.38
Geo | 0 | 0 | 0 | 0 | 0 | 0
H | 0 | 0 | 0 | 0 | 0 | 0
LFG | 0 | 0 | 0 | 7.71 | 7.71 | 7.71
Nuc | 104.28 | 104.28 | 104.28 | 104.28 | 0.02 | 0.02
PS | 0 | 0 | 0 | 0 | 0 | 0
PV | 0 | 0 | 0 | 0 | 0 | 0
PeakG | 0.71 | 1.17 | 0.74 | 0.42 | 1.93 | 1.16
PeakO | 0 | 0 | 0 | 0 | 0 | 0
ST | 0 | 0 | 0 | 0 | 0 | 0
STOG | 0 | 0 | 0 | 0 | 0 | 0
STWD | 0 | 0 | 0 | 0 | 0 | 0
WT | 0 | 0 | 0 | 0 | 0 | 0.01
IGCC | 0 | 0 | 0 | 0 | 0 | 0
DemandResponse | 0 | 0 | 0 | 0 | 0 | 0
IGCC-CCS | 0 | 0 | 0 | 0 | 0 | 0
WT_off | 0 | 0 | 0 | 0 | 0 | 0
PseudoUnit | 0 | 0 | 0 | 0 | 0 | 0
FixedInterchange | 0 | 0 | 0 | 0 | 0 | 0
Total Fuel Consumption by Reporting Type: NEISO
ReportingType | 2015 | 2020 | 2025 | 2030 | 2035 | 2040
BM | 24.48 | 14.01 | 6.91 | 16.6 | 23.26 | 7.95
CC | 272.19 | 181.45 | 130.61 | 102.21 | 166.06 | 209.42
CSP | 0 | 0 | 0 | 0 | 0 | 0
CT | 0.05 | 0.12 | 0 | 0 | 0 | 0
Coal | 0.36 | 0 | 0 | 0 | 0 | 0
Geo | 0 | 0 | 0 | 0 | 0 | 0
H | 0 | 0 | 0 | 0 | 0 | 0
LFG | 5.3 | 5.3 | 12.81 | 12.81 | 12.81 | 12.81
Nuc | 365.51 | 365.51 | 365.51 | 365.51 | 264.08 | 195.08
PS | 0 | 0 | 0 | 0 | 0 | 0
PV | 0 | 0 | 0 | 0 | 0 | 0
PeakG | 0.4 | 0.4 | 0.29 | 0.01 | 0.4 | 0.4
PeakO | 0 | 0 | 0 | 0 | 0 | 0
ST | 0 | 0 | 0 | 0 | 0 | 0
STOG | 0 | 0 | 0 | 0 | 0 | 0
STWD | 38.85 | 5.92 | 0.89 | 5.72 | 6.09 | 5.22
WT | 0 | 0.01 | 0.01 | 0.01 | 0.01 | 0.01
IGCC | 0 | 0 | 0 | 0 | 0 | 0
DemandResponse | 0 | 0 | 0 | 0 | 0 | 0
IGCC-CCS | 0 | 0 | 0 | 0 | 0 | 0
WT_off | 0 | 0 | 0 | 0 | 0 | 0
PseudoUnit | 0 | 0 | 0 | 0 | 0 | 0
FixedInterchange | 0 | 0 | 0 | 0 | 0 | 0
Total Fuel Consumption by Reporting Type: NonRTO_Midwest
ReportingType | 2015 | 2020 | 2025 | 2030 | 2035 | 2040
BM | 0 | 0 | 0 | 0 | 0 | 0
CC | 0 | 0 | 0 | 0 | 0 | 0
CSP | 0 | 0 | 0 | 0 | 0 | 0
CT | 0.44 | 0.59 | 0.59 | 0.59 | 0.15 | 0
Coal | 580.72 | 589.62 | 568.35 | 552.66 | 579.1 | 582.99
Geo | 0 | 0 | 0 | 0 | 0 | 0
H | 0 | 0 | 0 | 0 | 0 | 0
LFG | 0 | 0 | 0 | 17.24 | 17.24 | 17.24
Nuc | 0 | 0 | 0 | 0 | 0 | 0
PS | 0 | 0 | 0 | 0 | 0 | 0
PV | 0 | 0 | 0 | 0 | 0 | 0
PeakG | 1.98 | 2.19 | 4.1 | 4.28 | 4.62 | 4.02
PeakO | 0 | 0 | 0 | 0 | 0 | 0
ST | 0 | 0 | 0 | 0 | 0 | 0
STOG | 0 | 0 | 0 | 0 | 0 | 0
STWD | 0 | 0 | 0 | 0 | 0 | 0
WT | 0 | 0 | 0 | 0 | 0 | 0
IGCC | 0 | 0 | 0 | 0 | 0 | 0
DemandResponse | 0 | 0 | 0 | 0 | 0 | 0
IGCC-CCS | 0 | 0 | 0 | 0 | 0 | 0
WT_off | 0 | 0 | 0 | 0 | 0 | 0
PseudoUnit | 0 | 0 | 0 | 0 | 0 | 0
FixedInterchange | 0 | 0 | 0 | 0 | 0 | 0
Total Fuel Consumption by Reporting Type: NYISO_A-F
ReportingType | 2015 | 2020 | 2025 | 2030 | 2035 | 2040
BM | 0 | 0 | 0 | 0 | 0 | 0
CC | 40.42 | 39.29 | 36.72 | 33.94 | 42.27 | 72.59
CSP | 0 | 0 | 0 | 0 | 0 | 0
CT | 0 | 0 | 0 | 0 | 0 | 0
Coal | 0 | 0 | 0 | 0 | 0 | 0
Geo | 0 | 0 | 0 | 0 | 0 | 0
H | 0 | 0 | 0 | 0 | 0 | 0
LFG | 0.69 | 0.69 | 0.69 | 8 | 8 | 8
Nuc | 270.5 | 270.5 | 270.5 | 220.56 | 173.9 | 105.39
PS | 0 | 0 | 0 | 0 | 0 | 0
PV | 0 | 0 | 0 | 0 | 0 | 0
PeakG | 0 | 0.02 | 0 | 0 | 0.07 | 0.21
PeakO | 0 | 0 | 0 | 0 | 0 | 0
ST | 0 | 0 | 0 | 0 | 0 | 0
STOG | 0 | 0 | 0 | 0 | 0 | 0
STWD | 0 | 0 | 0 | 0 | 0 | 0.03
WT | 0.01 | 0.01 | 0.01 | 0.01 | 0.01 | 0.01
IGCC | 0 | 0 | 0 | 0 | 0 | 0
DemandResponse | 0 | 0 | 0 | 0 | 0 | 0
IGCC-CCS | 0 | 0 | 0 | 0 | 0 | 0
WT_off | 0 | 0 | 0 | 0 | 0 | 0
PseudoUnit | 0 | 0 | 0 | 0 | 0 | 0
FixedInterchange | 0 | 0 | 0 | 0 | 0 | 0
Total Fuel Consumption by Reporting Type: NYISO_G-I
ReportingType | 2015 | 2020 | 2025 | 2030 | 2035 | 2040
BM | 0 | 0 | 0 | 0 | 0 | 0
CC | 44.35 | 43.53 | 37.21 | 34.89 | 65.27 | 152.73
CSP | 0 | 0 | 0 | 0 | 0 | 0
CT | 0 | 0 | 0 | 0 | 0 | 0
Coal | 0 | 0 | 0 | 0 | 0 | 0
Geo | 0 | 0 | 0 | 0 | 0 | 0
H | 0 | 0 | 0 | 0 | 0 | 0
LFG | 0 | 0 | 0 | 8 | 8 | 8
Nuc | 162.83 | 162.83 | 162.83 | 162.83 | 81.65 | 0.03
PS | 0 | 0 | 0 | 0 | 0 | 0
PV | 0 | 0 | 0 | 0 | 0 | 0
PeakG | 0 | 0 | 0 | 0 | 0 | 0
PeakO | 0 | 0 | 0 | 0 | 0 | 0
ST | 0 | 0 | 0 | 0 | 0 | 0
STOG | 0 | 0 | 0 | 0 | 0 | 0
STWD | 0 | 0 | 0 | 0 | 0 | 0
WT | 0 | 0 | 0 | 0 | 0 | 0
IGCC | 0 | 0 | 0 | 0 | 0 | 0
DemandResponse | 0 | 0 | 0 | 0 | 0 | 0
IGCC-CCS | 0 | 0 | 0 | 0 | 0 | 0
WT_off | 0 | 0 | 0 | 0 | 0 | 0
PseudoUnit | 0 | 0 | 0 | 0 | 0 | 0
FixedInterchange | 0 | 0 | 0 | 0 | 0 | 0
Total Fuel Consumption by Reporting Type: NYISO_J-K
ReportingType | 2015 | 2020 | 2025 | 2030 | 2035 | 2040
BM | 0 | 0 | 0 | 0 | 0 | 0
CC | 153.75 | 177.08 | 164.16 | 147.54 | 174.14 | 189.2
CSP | 0 | 0 | 0 | 0 | 0 | 0
CT | 0 | 0 | 0 | 0 | 0.38 | 0.38
Coal | 0 | 0 | 0 | 0 | 0 | 0
Geo | 0 | 0 | 0 | 0 | 0 | 0
H | 0 | 0 | 0 | 0 | 0 | 0
LFG | 0 | 0 | 0 | 8 | 8 | 8
Nuc | 0 | 0 | 0 | 0 | 0 | 0
PS | 0 | 0 | 0 | 0 | 0 | 0
PV | 0 | 0 | 0 | 0 | 0 | 0
PeakG | 0.77 | 2.4 | 2.51 | 2.23 | 3.41 | 2.24
PeakO | 0 | 0 | 0 | 0 | 0 | 0
ST | 0 | 0 | 0 | 0 | 0 | 0
STOG | 7.78 | 10.73 | 9.69 | 8.12 | 13.15 | 11.59
STWD | 0 | 0 | 0 | 0 | 0 | 0
WT | 0 | 0 | 0 | 0 | 0 | 0
IGCC | 0 | 0 | 0 | 0 | 0 | 0
DemandResponse | 0 | 0 | 0 | 0 | 0 | 0
IGCC-CCS | 0 | 0 | 0 | 0 | 0 | 0
WT_off | 0 | 0 | 0 | 0 | 0 | 0
PseudoUnit | 0 | 0 | 0 | 0 | 0 | 0
FixedInterchange | 0 | 0 | 0 | 0 | 0 | 0
Total Fuel Consumption by Reporting Type: PJM_E
ReportingType | 2015 | 2020 | 2025 | 2030 | 2035 | 2040
BM | 0 | 2.91 | 2.91 | 2.91 | 2.91 | 2.91
CC | 138.95 | 246.49 | 187.22 | 173.23 | 293.2 | 364.66
CSP | 0 | 0 | 0 | 0 | 0 | 0
CT | 0 | 0.01 | 0.01 | 0 | 0 | 0
Coal | 2.39 | 1.61 | 1.61 | 1.61 | 1.91 | 1.91
Geo | 0 | 0 | 0 | 0 | 0 | 0
H | 0 | 0 | 0 | 0 | 0 | 0
LFG | 0.98 | 0.98 | 15.28 | 15.28 | 15.28 | 15.28
Nuc | 702.72 | 651.97 | 651.97 | 651.97 | 468.33 | 371.38
PS | 0 | 0 | 0 | 0 | 0 | 0
PV | 0 | 0 | 0 | 0 | 0 | 0
PeakG | 0.87 | 0.87 | 5.23 | 5.23 | 10.08 | 10.22
PeakO | 0 | 0 | 0 | 0 | 0 | 0
ST | 0 | 0 | 0 | 0 | 0 | 0
STOG | 0 | 0 | 0 | 0 | 0 | 0
STWD | 0 | 0 | 0 | 0 | 0 | 0
WT | 0 | 0 | 0 | 0 | 0 | 0
IGCC | 0 | 0 | 0 | 0 | 0 | 0
DemandResponse | 0 | 0 | 0 | 0 | 0 | 0
IGCC-CCS | 0 | 0 | 0 | 0 | 0 | 0
WT_off | 0 | 0 | 0 | 0 | 0 | 0
PseudoUnit | 0 | 0 | 0 | 0 | 0 | 0
FixedInterchange | 0 | 0 | 0 | 0 | 0 | 0
Total Fuel Consumption by Reporting Type: PJM_ROM
ReportingType | 2015 | 2020 | 2025 | 2030 | 2035 | 2040
BM | 0 | 1.75 | 1.75 | 1.75 | 1.75 | 1.75
CC | 80.42 | 141.39 | 130.58 | 102.45 | 155.37 | 380.97
CSP | 0 | 0 | 0 | 0 | 0 | 0
CT | 0.01 | 0.01 | 0.03 | 0.03 | 0.03 | 0.07
Coal | 480.88 | 544.76 | 570.07 | 583.28 | 589.17 | 589.17
Geo | 0 | 0 | 0 | 0 | 0 | 0
H | 0 | 0 | 0 | 0 | 0 | 0
LFG | 2.04 | 30.56 | 30.56 | 30.56 | 30.56 | 30.56
Nuc | 420.79 | 420.79 | 420.79 | 420.79 | 276.07 | 200.95
PS | 0 | 0 | 0 | 0 | 0 | 0
PV | 0 | 0 | 0 | 0 | 0 | 0
PeakG | 0.16 | 0.55 | 0.55 | 0.55 | 3.33 | 3.33
PeakO | 0 | 0 | 0 | 0 | 0 | 0
ST | 0 | 0 | 0 | 0 | 0 | 0
STOG | 0 | 0 | 0 | 0 | 0 | 0
STWD | 0 | 5.38 | 5.38 | 5.38 | 5.38 | 5.38
WT | 0 | 0 | 0 | 0 | 0.01 | 0.01
IGCC | 0 | 0 | 0 | 0 | 0 | 0
DemandResponse | 0 | 0 | 0 | 0 | 0 | 0
IGCC-CCS | 0 | 0 | 0 | 0 | 0 | 0
WT_off | 0 | 0 | 0 | 0 | 0 | 0
PseudoUnit | 0 | 0 | 0 | 0 | 0 | 0
FixedInterchange | 0 | 0 | 0 | 0 | 0 | 0
Total Fuel Consumption by Reporting Type: PJM_ROR
ReportingType | 2015 | 2020 | 2025 | 2030 | 2035 | 2040
BM | 0 | 2.1 | 2.56 | 5.79 | 19.24 | 15.81
CC | 423.19 | 440.36 | 327.33 | 290.31 | 325.83 | 279.46
CSP | 0 | 0 | 0 | 0 | 0 | 0
CT | 0.06 | 0.06 | 0.06 | 0.06 | 0.06 | 0.06
Coal | 3501.59 | 2617.38 | 2618.58 | 2621.08 | 2624.51 | 2630.25
Geo | 0 | 0 | 0 | 0 | 0 | 0
H | 0 | 0 | 0 | 0 | 0 | 0
LFG | 6.18 | 6.18 | 61.46 | 61.46 | 61.46 | 61.46
Nuc | 1644.81 | 1644.81 | 1644.81 | 1573.64 | 1222.73 | 821.9
PS | 0 | 0 | 0 | 0 | 0 | 0
PV | 0 | 0 | 0 | 0 | 0 | 0
PeakG | 16.27 | 21.78 | 14.5 | 14.77 | 22.93 | 22.93
PeakO | 0 | 0 | 0 | 0 | 0 | 0
ST | 0 | 0 | 0 | 0 | 0 | 0
STOG | 6.73 | 0.86 | 0 | 0 | 0 | 0
STWD | 0 | 7.12 | 11.42 | 11.42 | 15.91 | 15.91
WT | 0.03 | 0.03 | 0.03 | 0.03 | 0.03 | 0.03
IGCC | 0 | 0 | 0 | 0 | 0 | 0
DemandResponse | 0 | 0 | 0 | 0 | 0 | 0
IGCC-CCS | 0 | 0 | 0 | 0 | 0 | 0
WT_off | 0 | 0 | 0 | 0 | 0 | 0
PseudoUnit | 0 | 0 | 0 | 0 | 0 | 0
FixedInterchange | 0 | 0 | 0 | 0 | 0 | 0
Total Fuel Consumption by Reporting Type: SOCO
ReportingType | 2015 | 2020 | 2025 | 2030 | 2035 | 2040
BM | 0 | 0 | 0.27 | 0.27 | 0.3 | 0.3
CC | 739.61 | 736.7 | 599.01 | 575.42 | 563.46 | 396.19
CSP | 0 | 0 | 0 | 0 | 0 | 0
CT | 0 | 0 | 0 | 0 | 0 | 0
Coal | 1011.22 | 924.03 | 1086.96 | 1086.96 | 1086.96 | 1509.28
Geo | 0 | 0 | 0 | 0 | 0 | 0
H | 0 | 0 | 0 | 0 | 0 | 0
LFG | 0 | 0 | 11.56 | 11.56 | 11.56 | 11.56
Nuc | 494.38 | 673.18 | 673.18 | 673.18 | 673.18 | 449.31
PS | 0 | 0 | 0 | 0 | 0 | 0
PV | 0 | 0 | 0 | 0 | 0 | 0
PeakG | 3.2 | 8.98 | 8.28 | 7.12 | 5.98 | 4.53
PeakO | 0 | 0 | 0 | 0 | 0 | 0
ST | 0 | 0 | 0 | 0 | 0 | 0
STOG | 0 | 0 | 0 | 0 | 0 | 0
STWD | 0 | 0 | 0 | 0 | 0 | 0
WT | 0 | 0 | 0 | 0 | 0 | 0
IGCC | 0 | 0 | 0 | 0 | 0 | 0
DemandResponse | 0 | 0 | 0 | 0 | 0 | 0
IGCC-CCS | 0 | 0 | 0 | 0 | 0 | 0
WT_off | 0 | 0 | 0 | 0 | 0 | 0
PseudoUnit | 0 | 0 | 0 | 0 | 0 | 0
FixedInterchange | 0 | 0 | 0 | 0 | 0 | 0
Total Fuel Consumption by Reporting Type: SPP_N
ReportingType | 2015 | 2020 | 2025 | 2030 | 2035 | 2040
BM | 0 | 0 | 0 | 0 | 0 | 0
CC | 50.15 | 23.84 | 12.37 | 11.03 | 9.3 | 7.12
CSP | 0 | 0 | 0 | 0 | 0 | 0
CT | 0 | 0 | 0 | 0 | 0 | 0
Coal | 647.03 | 646.89 | 646.89 | 646.89 | 646.89 | 646.89
Geo | 0 | 0 | 0 | 0 | 0 | 0
H | 0 | 0 | 0 | 0 | 0 | 0
LFG | 0 | 0 | 0.81 | 10.22 | 10.22 | 10.22
Nuc | 93.19 | 93.19 | 93.19 | 93.19 | 93.19 | 93.19
PS | 0 | 0 | 0 | 0 | 0 | 0
PV | 0 | 0 | 0 | 0 | 0 | 0
PeakG | 0.94 | 1.87 | 3.68 | 3.3 | 2.74 | 1.51
PeakO | 0 | 0 | 0 | 0 | 0 | 0
ST | 0 | 0 | 0 | 0 | 0 | 0
STOG | 2.24 | 2.24 | 0 | 0 | 0 | 0
STWD | 0 | 0 | 0 | 0 | 0 | 0
WT | 0 | 0 | 0 | 0 | 0 | 0.01
IGCC | 0 | 0 | 0 | 0 | 0 | 0
DemandResponse | 0 | 0 | 0 | 0 | 0 | 0
IGCC-CCS | 0 | 0 | 0 | 0 | 0 | 0
WT_off | 0 | 0 | 0 | 0 | 0 | 0
PseudoUnit | 0 | 0 | 0 | 0 | 0 | 0
FixedInterchange | 0 | 0 | 0 | 0 | 0 | 0
Total Fuel Consumption by Reporting Type: SPP_S
ReportingType | 2015 | 2020 | 2025 | 2030 | 2035 | 2040
BM | 0 | 0 | 0 | 0 | 0 | 0
CC | 201.93 | 313.99 | 206.37 | 170.95 | 152.38 | 88.61
CSP | 0 | 0 | 0 | 0 | 0 | 0
CT | 0 | 0.77 | 1.51 | 1.51 | 0.76 | 0.42
Coal | 964.29 | 818 | 921.39 | 926.64 | 940.98 | 938.15
Geo | 0 | 0 | 0 | 0 | 0 | 0
H | 0 | 0 | 0 | 0 | 0 | 0
LFG | 0 | 0 | 10.22 | 10.22 | 10.22 | 10.22
Nuc | 0 | 0 | 0 | 0 | 0 | 0
PS | 0 | 0 | 0 | 0 | 0 | 0
PV | 0 | 0 | 0 | 0 | 0 | 0
PeakG | 0 | 0.11 | 1.28 | 1.66 | 0.02 | 0
PeakO | 0 | 0 | 0 | 0 | 0 | 0
ST | 0 | 0 | 0 | 0 | 0 | 0
STOG | 12.84 | 14.8 | 8.97 | 6.7 | 6.69 | 2.47
STWD | 0 | 0 | 0 | 0 | 0 | 0.2
WT | 0.01 | 0.02 | 0.02 | 0.02 | 0.02 | 0.03
IGCC | 0 | 0 | 0 | 0 | 0 | 0
DemandResponse | 0 | 0 | 0 | 0 | 0 | 0
IGCC-CCS | 0 | 0 | 0 | 0 | 0 | 0
WT_off | 0 | 0 | 0 | 0 | 0 | 0
PseudoUnit | 0 | 0 | 0 | 0 | 0 | 0
FixedInterchange | 0 | 0 | 0 | 0 | 0 | 0
Total Fuel Consumption by Reporting Type: TVA
ReportingType | 2015 | 2020 | 2025 | 2030 | 2035 | 2040
BM | 0 | 0 | 0 | 0 | 0 | 0
CC | 119.22 | 99.75 | 70.26 | 44.29 | 96.04 | 97.96
CSP | 0 | 0 | 0 | 0 | 0 | 0
CT | 0 | 0 | 0 | 0 | 0 | 0
Coal | 799.81 | 775.24 | 758.57 | 762.76 | 762.76 | 791.25
Geo | 0 | 0 | 0 | 0 | 0 | 0
H | 0 | 0 | 0 | 0 | 0 | 0
LFG | 0 | 0 | 0 | 11.56 | 11.56 | 11.56
Nuc | 676.63 | 676.63 | 676.63 | 676.63 | 474.42 | 371.5
PS | 0 | 0 | 0 | 0 | 0 | 0
PV | 0 | 0 | 0 | 0 | 0 | 0
PeakG | 0 | 0 | 0 | 0 | 0.48 | 0.51
PeakO | 0 | 0 | 0 | 0 | 0 | 0
ST | 0 | 0 | 0 | 0 | 0 | 0
STOG | 0 | 0 | 0 | 0 | 0 | 0
STWD | 0 | 0 | 0 | 0 | 0 | 0
WT | 0 | 0 | 0 | 0 | 0 | 0
IGCC | 0 | 0 | 0 | 0 | 0 | 0
DemandResponse | 0 | 0 | 0 | 0 | 0 | 0
IGCC-CCS | 0 | 0 | 0 | 0 | 0 | 0
WT_off | 0 | 0 | 0 | 0 | 0 | 0
PseudoUnit | 0 | 0 | 0 | 0 | 0 | 0
FixedInterchange | 0 | 0 | 0 | 0 | 0 | 0
Total Fuel Consumption by Reporting Type: TVA_Transmission
ReportingType | 2015 | 2020 | 2025 | 2030 | 2035 | 2040
BM | 0 | 0 | 0 | 0 | 0 | 0
CC | 0 | 0 | 0 | 0 | 0 | 0
CSP | 0 | 0 | 0 | 0 | 0 | 0
CT | 0 | 0 | 0 | 0 | 0 | 0
Coal | 0 | 0 | 0 | 0 | 0 | 0
Geo | 0 | 0 | 0 | 0 | 0 | 0
H | 0 | 0 | 0 | 0 | 0 | 0
LFG | 0 | 0 | 0 | 0 | 0 | 0
Nuc | 0 | 0 | 0 | 0 | 0 | 0
PS | 0 | 0 | 0 | 0 | 0 | 0
PV | 0 | 0 | 0 | 0 | 0 | 0
PeakG | 0 | 0 | 0 | 0 | 0 | 0
PeakO | 0 | 0 | 0 | 0 | 0 | 0
ST | 0 | 0 | 0 | 0 | 0 | 0
STOG | 0 | 0 | 0 | 0 | 0 | 0
STWD | 0 | 0 | 0 | 0 | 0 | 0
WT | 0 | 0 | 0 | 0 | 0 | 0
IGCC | 0 | 0 | 0 | 0 | 0 | 0
DemandResponse | 0 | 0 | 0 | 0 | 0 | 0
IGCC-CCS | 0 | 0 | 0 | 0 | 0 | 0
WT_off | 0 | 0 | 0 | 0 | 0 | 0
PseudoUnit | 0 | 0 | 0 | 0 | 0 | 0
FixedInterchange | 0 | 0 | 0 | 0 | 0 | 0
Total Fuel Consumption by Reporting Type: VACAR
ReportingType | 2015 | 2020 | 2025 | 2030 | 2035 | 2040
BM | 0.09 | 17 | 60.26 | 60.26 | 60.26 | 60.26
CC | 240.62 | 223.44 | 131.83 | 127.78 | 251.09 | 306.42
CSP | 0 | 0 | 0 | 0 | 0 | 0
CT | 0.8 | 0.8 | 1.52 | 1.25 | 1.52 | 1.52
Coal | 860.23 | 757.15 | 849.93 | 883.71 | 995 | 998.7
Geo | 0 | 0 | 0 | 0 | 0 | 0
H | 0 | 0 | 0 | 0 | 0 | 0
LFG | 0.04 | 11.56 | 11.56 | 11.56 | 11.56 | 11.56
Nuc | 910.72 | 1100.09 | 1100.09 | 1100.09 | 841.29 | 693.25
PS | 0 | 0 | 0 | 0 | 0 | 0
PV | 0 | 0 | 0 | 0 | 0 | 0
PeakG | 1.51 | 2.65 | 3.46 | 3.32 | 5.71 | 5.84
PeakO | 0 | 0 | 0 | 0 | 0 | 0
ST | 0 | 0 | 0 | 0 | 0 | 0
STOG | 0 | 0 | 0 | 0 | 0 | 0
STWD | 24.47 | 24.47 | 24.47 | 23.92 | 23.01 | 22.1
WT | 0 | 0.01 | 0.01 | 0.01 | 0.01 | 0.01
IGCC | 0 | 0 | 0 | 0 | 0 | 0
DemandResponse | 0 | 0 | 0 | 0 | 0 | 0
IGCC-CCS | 0 | 0 | 0 | 0 | 0 | 0
WT_off | 0 | 0 | 0 | 0 | 0 | 0
PseudoUnit | 0 | 0 | 0 | 0 | 0 | 0
FixedInterchange | 0 | 0 | 0 | 0 | 0 | 0
Total Fuel Consumption by Reporting Type: IESO
ReportingType | 2015 | 2020 | 2025 | 2030 | 2035 | 2040
BM | 0 | 0 | 0 | 0 | 0 | 0.04
CC | 2.49 | 1.88 | 1.14 | 0.62 | 2.98 | 21.92
CSP | 0 | 0 | 0 | 0 | 0 | 0
CT | 0 | 0 | 0 | 0 | 0 | 0
Coal | 0 | 0 | 0 | 0 | 0 | 0
Geo | 0 | 0 | 0 | 0 | 0 | 0
H | 0 | 0 | 0 | 0 | 0 | 0
LFG | 1.56 | 1.56 | 1.56 | 1.56 | 1.56 | 1.56
Nuc | 1064.72 | 1064.72 | 1056.73 | 1040.44 | 980.48 | 854.53
PS | 0 | 0 | 0 | 0 | 0 | 0
PV | 0 | 0 | 0 | 0 | 0 | 0
PeakG | 0 | 0 | 0 | 0 | 0 | 0
PeakO | 0 | 0 | 0 | 0 | 0 | 0
ST | 0 | 0 | 0 | 0 | 0 | 0
STOG | 0 | 0 | 0 | 0 | 0 | 0
STWD | 0 | 0 | 0 | 0 | 0 | 0
WT | 0.01 | 0.01 | 0.01 | 0.01 | 0 | 0
IGCC | 0 | 0 | 0 | 0 | 0 | 0
DemandResponse | 0 | 0 | 0 | 0 | 0 | 0
IGCC-CCS | 0 | 0 | 0 | 0 | 0 | 0
WT_off | 0 | 0 | 0 | 0 | 0 | 0
PseudoUnit | 0 | 0 | 0 | 0 | 0 | 0
FixedInterchange | 0 | 0 | 0 | 0 | 0 | 0
Total Fuel Consumption by Reporting Type: MAPP_CA
ReportingType | 2015 | 2020 | 2025 | 2030 | 2035 | 2040
BM | 0 | 0 | 0 | 0 | 0 | 0
CC | 21.18 | 22.52 | 12.92 | 3.3 | 4.41 | 2.89
CSP | 0 | 0 | 0 | 0 | 0 | 0
CT | 0.16 | 0.19 | 0.19 | 0.19 | 0.12 | 0.03
Coal | 2.18 | 4.68 | 9.15 | 13.78 | 35.94 | 45.31
Geo | 0 | 0 | 0 | 0 | 0 | 0
H | 0 | 0 | 0 | 0 | 0 | 0
LFG | 0 | 0 | 0 | 0 | 0 | 0
Nuc | 0 | 0 | 0 | 0 | 0 | 0
PS | 0 | 0 | 0 | 0 | 0 | 0
PV | 0 | 0 | 0 | 0 | 0 | 0
PeakG | 0.01 | 0 | 0 | 0 | 0.05 | 0.05
PeakO | 0 | 0 | 0 | 0 | 0 | 0
ST | 0 | 0 | 0 | 0 | 0 | 0
STOG | 0.04 | 0 | 0 | 0 | 0 | 0
STWD | 0 | 0 | 0 | 0 | 0 | 0
WT | 0 | 0 | 0 | 0 | 0 | 0
IGCC | 0 | 0 | 0 | 0 | 0 | 0
DemandResponse | 0 | 0 | 0 | 0 | 0 | 0
IGCC-CCS | 0 | 0 | 0 | 0 | 0 | 0
WT_off | 0 | 0 | 0 | 0 | 0 | 0
PseudoUnit | 0 | 0 | 0 | 0 | 0 | 0
FixedInterchange | 0 | 0 | 0 | 0 | 0 | 0
Total Fuel Consumption by Reporting Type: AZ_NM_SNV_Coal
ReportingType | 2015 | 2020 | 2025 | 2030 | 2035 | 2040
BM | 0 | 0 | 0 | 0 | 0 | 0
CC | 0 | 0 | 0 | 0 | 0 | 0
CSP | 0 | 0 | 0 | 0 | 0 | 0
CT | 0 | 0 | 0 | 0 | 0 | 0
Coal | 735.78 | 775.36 | 775.36 | 775.36 | 860.87 | 1069.09
Geo | 0 | 0 | 0 | 0 | 0 | 0
H | 0 | 0 | 0 | 0 | 0 | 0
LFG | 0 | 0 | 0 | 0 | 0 | 0
Nuc | 0 | 0 | 0 | 0 | 0 | 0
PS | 0 | 0 | 0 | 0 | 0 | 0
PV | 0 | 0 | 0 | 0 | 0 | 0
PeakG | 0 | 0 | 0 | 0 | 0 | 0
PeakO | 0 | 0 | 0 | 0 | 0 | 0
ST | 0 | 0 | 0 | 0 | 0 | 0
STOG | 0 | 0 | 0 | 0 | 0 | 0
STWD | 0 | 0 | 0 | 0 | 0 | 0
WT | 0 | 0 | 0 | 0 | 0 | 0
IGCC | 0 | 0 | 0 | 0 | 0 | 0
DemandResponse | 0 | 0 | 0 | 0 | 0 | 0
IGCC-CCS | 0 | 0 | 0 | 0 | 0 | 0
WT_off | 0 | 0 | 0 | 0 | 0 | 0
PseudoUnit | 0 | 0 | 0 | 0 | 0 | 0
FixedInterchange | 0 | 0 | 0 | 0 | 0 | 0
Total Fuel Consumption by Reporting Type: AZ_NM_SNV_Gas
ReportingType | 2015 | 2020 | 2025 | 2030 | 2035 | 2040
BM | 0 | 0 | 0 | 0 | 0 | 0
CC | 733.83 | 725.92 | 699.01 | 722.7 | 708 | 628.24
CSP | 0 | 0 | 0 | 0 | 0 | 0
CT | 0 | 0 | 0.07 | 0.13 | 0 | 0
Coal | 0 | 0 | 0 | 0 | 0 | 0
Geo | 0 | 0 | 0 | 0 | 0 | 0
H | 0 | 0 | 0 | 0 | 0 | 0
LFG | 0 | 0 | 0 | 0 | 0 | 0
Nuc | 0 | 0 | 0 | 0 | 0 | 0
PS | 0 | 0 | 0 | 0 | 0 | 0
PV | 0 | 0 | 0 | 0 | 0 | 0
PeakG | 0 | 0 | 0.09 | 0.25 | 0.25 | 0
PeakO | 0 | 0 | 0 | 0 | 0 | 0
ST | 0 | 0 | 0 | 0 | 0 | 0
STOG | 0 | 0 | 0 | 0 | 0 | 0
STWD | 0 | 0 | 0 | 0 | 0 | 0
WT | 0 | 0 | 0 | 0 | 0 | 0
IGCC | 0 | 0 | 0 | 0 | 0 | 0
DemandResponse | 0 | 0 | 0 | 0 | 0 | 0
IGCC-CCS | 0 | 0 | 0 | 0 | 0 | 0
WT_off | 0 | 0 | 0 | 0 | 0 | 0
PseudoUnit | 0 | 0 | 0 | 0 | 0 | 0
FixedInterchange | 0 | 0 | 0 | 0 | 0 | 0
Total Fuel Consumption by Reporting Type: AZ_NM_SNV_NucRenew
ReportingType | 2015 | 2020 | 2025 | 2030 | 2035 | 2040
BM | 0 | 0 | 0 | 0 | 0 | 0
CC | 0 | 0 | 0 | 0 | 0 | 0
CSP | 0 | 0 | 0 | 0 | 0 | 0
CT | 0 | 0 | 0 | 0 | 0 | 0
Coal | 0 | 0 | 0 | 0 | 0 | 0
Geo | 0 | 0 | 0.01 | 0.01 | 0.01 | 0.01
H | 0 | 0 | 0 | 0 | 0 | 0
LFG | 0 | 6.53 | 6.53 | 6.53 | 6.53 | 6.53
Nuc | 317.72 | 317.72 | 317.72 | 317.72 | 317.72 | 317.72
PS | 0 | 0 | 0 | 0 | 0 | 0
PV | 0 | 0 | 0 | 0 | 0 | 0
PeakG | 0 | 0 | 0 | 0 | 0 | 0
PeakO | 0 | 0 | 0 | 0 | 0 | 0
ST | 0 | 0 | 0 | 0 | 0 | 0
STOG | 0 | 0 | 0 | 0 | 0 | 0
STWD | 1.77 | 1.77 | 0.05 | 1.48 | 1.48 | 1.48
WT | 0 | 0.01 | 0.01 | 0.01 | 0.01 | 0.01
IGCC | 0 | 0 | 0 | 0 | 0 | 0
DemandResponse | 0 | 0 | 0 | 0 | 0 | 0
IGCC-CCS | 0 | 0 | 0 | 0 | 0 | 0
WT_off | 0 | 0 | 0 | 0 | 0 | 0
PseudoUnit | 0 | 0 | 0 | 0 | 0 | 0
FixedInterchange | 0 | 0 | 0 | 0 | 0 | 0
Total Fuel Consumption by Reporting Type: ERCOT
ReportingType | 2015 | 2020 | 2025 | 2030 | 2035 | 2040
BM | 0 | 0 | 0.19 | 0.19 | 0.76 | 0.76
CC | 1046.16 | 996.56 | 827.34 | 783.25 | 744.17 | 695.35
CSP | 0 | 0 | 0 | 0 | 0 | 0
CT | 0 | 0.09 | 0.28 | 0.28 | 0 | 0
Coal | 1138.1 | 1293.14 | 1481.07 | 1481.07 | 1481.07 | 1481.07
Geo | 0 | 0 | 0 | 0 | 0 | 0
H | 0 | 0 | 0 | 0 | 0 | 0
LFG | 0 | 0 | 38.09 | 38.09 | 38.09 | 38.09
Nuc | 422.69 | 422.69 | 422.69 | 422.69 | 422.69 | 422.69
PS | 0 | 0 | 0 | 0 | 0 | 0
PV | 0 | 0 | 0 | 0 | 0 | 0
PeakG | 0 | 0.19 | 1.3 | 1.33 | 1.36 | 1.1
PeakO | 0 | 0 | 0 | 0 | 0 | 0
ST | 0 | 0 | 0 | 0 | 0 | 0
STOG | 38.59 | 49.43 | 38.03 | 28.67 | 22.36 | 17.53
STWD | 0 | 0 | 0 | 0 | 0 | 0
WT | 0.03 | 0.03 | 0.03 | 0.03 | 0.03 | 0.03
IGCC | 0 | 0 | 0 | 0 | 0 | 0
DemandResponse | 0 | 0 | 0 | 0 | 0 | 0
IGCC-CCS | 0 | 0 | 0 | 0 | 0 | 0
WT_off | 0 | 0 | 0 | 0 | 0 | 0
PseudoUnit | 0 | 0 | 0 | 0 | 0 | 0
FixedInterchange | 0 | 0 | 0 | 0 | 0 | 0
Total Fuel Consumption by Reporting Type: NP15
ReportingType | 2015 | 2020 | 2025 | 2030 | 2035 | 2040
BM | 0 | 0 | 0 | 0 | 0 | 0
CC | 266.31 | 134.06 | 50.5 | 51.74 | 29.39 | 8.13
CSP | 0 | 0 | 0 | 0 | 0 | 0
CT | 0 | 0 | 0 | 0 | 0 | 0
Coal | 2.5 | 0 | 0 | 0 | 0 | 0
Geo | 0.01 | 0.01 | 0.01 | 0.01 | 0.01 | 0.01
H | 0 | 0 | 0 | 0 | 0 | 0
LFG | 0 | 60.8 | 60.8 | 60.8 | 60.8 | 60.8
Nuc | 187.74 | 187.74 | 187.74 | 187.74 | 187.74 | 187.74
PS | 0 | 0 | 0 | 0 | 0 | 0
PV | 0 | 0 | 0 | 0 | 0 | 0
PeakG | 0 | 0 | 0 | 0 | 0 | 0
PeakO | 0 | 0 | 0 | 0 | 0 | 0
ST | 0 | 0 | 0 | 0 | 0 | 0
STOG | 0.67 | 0.45 | 0.15 | 0.08 | 0 | 0
STWD | 37.44 | 37.44 | 0.17 | 2.39 | 1.97 | 3.41
WT | 0 | 0 | 0 | 0 | 0 | 0
IGCC | 0 | 0 | 0 | 0 | 0 | 0
DemandResponse | 0 | 0 | 0 | 0 | 0 | 0
IGCC-CCS | 0 | 0 | 0 | 0 | 0 | 0
WT_off | 0 | 0 | 0 | 0 | 0 | 0
PseudoUnit | 0 | 0 | 0 | 0 | 0 | 0
FixedInterchange | 0 | 0 | 0 | 0 | 0 | 0
Total Fuel Consumption by Reporting Type: NWPP_Coal
ReportingType | 2015 | 2020 | 2025 | 2030 | 2035 | 2040
BM | 0 | 0 | 0 | 0 | 0 | 0
CC | 0 | 0 | 0 | 0 | 0 | 0
CSP | 0 | 0 | 0 | 0 | 0 | 0
CT | 0 | 0 | 0 | 0 | 0 | 0
Coal | 1029.64 | 1029.53 | 1029.53 | 1029.53 | 1029.53 | 1029.53
Geo | 0 | 0 | 0 | 0 | 0 | 0
H | 0 | 0 | 0 | 0 | 0 | 0
LFG | 0 | 0 | 0 | 0 | 0 | 0
Nuc | 0 | 0 | 0 | 0 | 0 | 0
PS | 0 | 0 | 0 | 0 | 0 | 0
PV | 0 | 0 | 0 | 0 | 0 | 0
PeakG | 0 | 0 | 0 | 0 | 0 | 0
PeakO | 0 | 0 | 0 | 0 | 0 | 0
ST | 0 | 0 | 0 | 0 | 0 | 0
STOG | 0 | 0 | 0 | 0 | 0 | 0
STWD | 0 | 0 | 0 | 0 | 0 | 0
WT | 0 | 0 | 0 | 0 | 0 | 0
IGCC | 0 | 0 | 0 | 0 | 0 | 0
DemandResponse | 0 | 0 | 0 | 0 | 0 | 0
IGCC-CCS | 0 | 0 | 0 | 0 | 0 | 0
WT_off | 0 | 0 | 0 | 0 | 0 | 0
PseudoUnit | 0 | 0 | 0 | 0 | 0 | 0
FixedInterchange | 0 | 0 | 0 | 0 | 0 | 0
Total Fuel Consumption by Reporting Type: NWPP_Gas
ReportingType | 2015 | 2020 | 2025 | 2030 | 2035 | 2040
BM | 0 | 0 | 0 | 0 | 0 | 0
CC | 208.9 | 208.9 | 208.9 | 208.9 | 208.9 | 181.09
CSP | 0 | 0 | 0 | 0 | 0 | 0
CT | 0 | 0 | 0 | 0 | 0 | 0
Coal | 0 | 0 | 0 | 0 | 0 | 0
Geo | 0 | 0 | 0 | 0 | 0 | 0
H | 0 | 0 | 0 | 0 | 0 | 0
LFG | 0 | 0 | 0 | 0 | 0 | 0
Nuc | 0 | 0 | 0 | 0 | 0 | 0
PS | 0 | 0 | 0 | 0 | 0 | 0
PV | 0 | 0 | 0 | 0 | 0 | 0
PeakG | 0 | 0 | 0 | 0 | 0 | 0
PeakO | 0 | 0 | 0 | 0 | 0 | 0
ST | 0 | 0 | 0 | 0 | 0 | 0
STOG | 0 | 0 | 0 | 0 | 0 | 0
STWD | 0 | 0 | 0 | 0 | 0 | 0
WT | 0 | 0 | 0 | 0 | 0 | 0
IGCC | 0 | 0 | 0 | 0 | 0 | 0
DemandResponse | 0 | 0 | 0 | 0 | 0 | 0
IGCC-CCS | 0 | 0 | 0 | 0 | 0 | 0
WT_off | 0 | 0 | 0 | 0 | 0 | 0
PseudoUnit | 0 | 0 | 0 | 0 | 0 | 0
FixedInterchange | 0 | 0 | 0 | 0 | 0 | 0
Total Fuel Consumption by Reporting Type: NWPP_NucRenew
ReportingType | 2015 | 2020 | 2025 | 2030 | 2035 | 2040
BM | 0 | 0 | 0 | 0 | 0 | 0
CC | 0 | 0 | 0 | 0 | 0 | 0
CSP | 0 | 0 | 0 | 0 | 0 | 0
CT | 0 | 0 | 0 | 0 | 0 | 0
Coal | 0 | 0 | 0 | 0 | 0 | 0
Geo | 0 | 0 | 0.01 | 0.01 | 0.01 | 0.01
H | 0 | 0 | 0 | 0 | 0 | 0
LFG | 2.74 | 29.05 | 29.05 | 29.05 | 29.05 | 29.05
Nuc | 88.66 | 88.66 | 88.66 | 88.66 | 88.66 | 88.66
PS | 0 | 0 | 0 | 0 | 0 | 0
PV | 0 | 0 | 0 | 0 | 0 | 0
PeakG | 0 | 0 | 0 | 0 | 0 | 0
PeakO | 0 | 0 | 0 | 0 | 0 | 0
ST | 0 | 0 | 0 | 0 | 0 | 0
STOG | 0 | 0 | 0 | 0 | 0 | 0
STWD | 0 | 0 | 0 | 0 | 0 | 0
WT | 0.02 | 0.02 | 0.02 | 0.02 | 0.02 | 0.02
IGCC | 0 | 0 | 0 | 0 | 0 | 0
DemandResponse | 0 | 0 | 0 | 0 | 0 | 0
IGCC-CCS | 0 | 0 | 0 | 0 | 0 | 0
WT_off | 0 | 0 | 0 | 0 | 0 | 0
PseudoUnit | 0 | 0 | 0 | 0 | 0 | 0
FixedInterchange | 0 | 0 | 0 | 0 | 0 | 0
Total Fuel Consumption by Reporting Type: RMPA
ReportingType | 2015 | 2020 | 2025 | 2030 | 2035 | 2040
BM | 0 | 0 | 0 | 0 | 0 | 0
CC | 40.78 | 32.36 | 0.26 | 0.26 | 0.68 | 0.26
CSP | 0 | 0 | 0 | 0 | 0 | 0
CT | 0 | 0 | 0 | 0 | 0 | 0
Coal | 557.69 | 544.7 | 516.51 | 518.05 | 531 | 544.24
Geo | 0 | 0 | 0.02 | 0.02 | 0.02 | 0.02
H | 0 | 0 | 0 | 0 | 0 | 0
LFG | 0.15 | 3.26 | 3.26 | 3.26 | 3.26 | 3.26
Nuc | 0 | 0 | 0 | 0 | 0 | 0
PS | 0 | 0 | 0 | 0 | 0 | 0
PV | 0 | 0 | 0 | 0 | 0 | 0
PeakG | 0.54 | 0.78 | 0.15 | 0.49 | 0.17 | 0.11
PeakO | 0 | 0 | 0 | 0 | 0 | 0
ST | 0 | 0 | 0 | 0 | 0 | 0
STOG | 0 | 0 | 0 | 0 | 0 | 0
STWD | 0 | 0 | 0 | 0 | 0 | 0
WT | 0.01 | 0.01 | 0.01 | 0.01 | 0.01 | 0.01
IGCC | 0 | 0 | 0 | 0 | 0 | 0
DemandResponse | 0 | 0 | 0 | 0 | 0 | 0
IGCC-CCS | 0 | 0 | 0 | 0 | 0 | 0
WT_off | 0 | 0 | 0 | 0 | 0 | 0
PseudoUnit | 0 | 0 | 0 | 0 | 0 | 0
FixedInterchange | 0 | 0 | 0 | 0 | 0 | 0
Total Fuel Consumption by Reporting Type: SP15
ReportingType | 2015 | 2020 | 2025 | 2030 | 2035 | 2040
BM | 0.58 | 0.58 | 0.42 | 0.49 | 0.36 | 0.42
CC | 222.35 | 127.36 | 68.53 | 61.27 | 37.4 | 15.09
CSP | 0 | 0 | 0 | 0 | 0 | 0
CT | 0 | 0 | 0 | 0 | 0 | 0
Coal | 8.42 | 0 | 0 | 0 | 0 | 0
Geo | 0.01 | 0.02 | 0.02 | 0.02 | 0.02 | 0.02
H | 0 | 0 | 0 | 0 | 0 | 0
LFG | 0.99 | 60.8 | 60.8 | 60.8 | 60.8 | 60.8
Nuc | 173.28 | 173.28 | 173.28 | 173.28 | 173.28 | 173.28
PS | 0 | 0 | 0 | 0 | 0 | 0
PV | 0 | 0 | 0 | 0 | 0 | 0
PeakG | 0 | 0 | 0 | 0 | 0 | 0
PeakO | 0 | 0 | 0 | 0 | 0 | 0
ST | 0 | 0 | 0 | 0 | 0 | 0
STOG | 0.72 | 0.42 | 0 | 0 | 0 | 0
STWD | 9.59 | 9.59 | 0.26 | 4.48 | 2.97 | 1.37
WT | 0.01 | 0.01 | 0.01 | 0.01 | 0.01 | 0.01
IGCC | 0 | 0 | 0 | 0 | 0 | 0
DemandResponse | 0 | 0 | 0 | 0 | 0 | 0
IGCC-CCS | 0 | 0 | 0 | 0 | 0 | 0
WT_off | 0 | 0 | 0 | 0 | 0 | 0
PseudoUnit | 0 | 0 | 0 | 0 | 0 | 0
FixedInterchange | 0 | 0 | 0 | 0 | 0 | 0
Total Fuel Consumption by Reporting Type: ALB
ReportingType | 2015 | 2020 | 2025 | 2030 | 2035 | 2040
BM | 0 | 0 | 0 | 0 | 0 | 0
CC | 123.04 | 137.52 | 142.15 | 151.34 | 162.81 | 153.41
CSP | 0 | 0 | 0 | 0 | 0 | 0
CT | 0 | 0 | 0 | 0 | 0 | 0
Coal | 470.15 | 470.15 | 470.15 | 470.15 | 470.15 | 470.15
Geo | 0 | 0 | 0 | 0 | 0 | 0
H | 0 | 0 | 0 | 0 | 0 | 0
LFG | 0 | 0 | 0 | 0 | 0 | 0
Nuc | 0 | 0 | 0 | 0 | 0 | 0
PS | 0 | 0 | 0 | 0 | 0 | 0
PV | 0 | 0 | 0 | 0 | 0 | 0
PeakG | 0 | 0 | 0 | 0 | 0 | 0
PeakO | 0 | 0 | 0 | 0 | 0 | 0
ST | 0 | 0 | 0 | 0 | 0 | 0
STOG | 0 | 0 | 0 | 0 | 0 | 0
STWD | 0 | 0 | 0 | 0 | 0 | 0
WT | 0 | 0 | 0 | 0 | 0 | 0
IGCC | 0 | 0 | 0 | 0 | 0 | 0
DemandResponse | 0 | 0 | 0 | 0 | 0 | 0
IGCC-CCS | 0 | 0 | 0 | 0 | 0 | 0
WT_off | 0 | 0 | 0 | 0 | 0 | 0
PseudoUnit | 0 | 0 | 0 | 0 | 0 | 0
FixedInterchange | 0 | 0 | 0 | 0 | 0 | 0
Total Fuel Consumption by Reporting Type: BC
ReportingType | 2015 | 2020 | 2025 | 2030 | 2035 | 2040
BM | 0 | 0 | 0 | 0 | 0 | 0
CC | 45.23 | 45.23 | 45.23 | 45.23 | 45.23 | 44.81
CSP | 0 | 0 | 0 | 0 | 0 | 0
CT | 0 | 0 | 0 | 0 | 0 | 0
Coal | 0 | 0 | 0 | 0 | 0 | 0
Geo | 0 | 0 | 0 | 0 | 0 | 0
H | 0 | 0 | 0 | 0 | 0 | 0
LFG | 0 | 0 | 0 | 0 | 0 | 0
Nuc | 0 | 0 | 0 | 0 | 0 | 0
PS | 0 | 0 | 0 | 0 | 0 | 0
PV | 0 | 0 | 0 | 0 | 0 | 0
PeakG | 0 | 0 | 0 | 0 | 0 | 0
PeakO | 0 | 0 | 0 | 0 | 0 | 0
ST | 0 | 0 | 0 | 0 | 0 | 0
STOG | 0 | 0 | 0 | 0 | 0 | 0
STWD | 0 | 0 | 0 | 0 | 0 | 0
WT | 0 | 0 | 0 | 0 | 0 | 0
IGCC | 0 | 0 | 0 | 0 | 0 | 0
DemandResponse | 0 | 0 | 0 | 0 | 0 | 0
IGCC-CCS | 0 | 0 | 0 | 0 | 0 | 0
WT_off | 0 | 0 | 0 | 0 | 0 | 0
PseudoUnit | 0 | 0 | 0 | 0 | 0 | 0
FixedInterchange | 0 | 0 | 0 | 0 | 0 | 0
Total Fuel Consumption by Reporting Type: HQ_IESO
ReportingType | 2015 | 2020 | 2025 | 2030 | 2035 | 2040
BM | 0 | 0 | 0 | 0 | 0 | 0
CC | 0 | 0 | 0 | 0 | 0 | 0
CSP | 0 | 0 | 0 | 0 | 0 | 0
CT | 0 | 0 | 0 | 0 | 0 | 0
Coal | 0 | 0 | 0 | 0 | 0 | 0
Geo | 0 | 0 | 0 | 0 | 0 | 0
H | 0 | 0 | 0 | 0 | 0 | 0
LFG | 0 | 0 | 0 | 0 | 0 | 0
Nuc | 0 | 0 | 0 | 0 | 0 | 0
PS | 0 | 0 | 0 | 0 | 0 | 0
PV | 0 | 0 | 0 | 0 | 0 | 0
PeakG | 0 | 0 | 0 | 0 | 0 | 0
PeakO | 0 | 0 | 0 | 0 | 0 | 0
ST | 0 | 0 | 0 | 0 | 0 | 0
STOG | 0 | 0 | 0 | 0 | 0 | 0
STWD | 0 | 0 | 0 | 0 | 0 | 0
WT | 0 | 0 | 0 | 0 | 0 | 0
IGCC | 0 | 0 | 0 | 0 | 0 | 0
DemandResponse | 0 | 0 | 0 | 0 | 0 | 0
IGCC-CCS | 0 | 0 | 0 | 0 | 0 | 0
WT_off | 0 | 0 | 0 | 0 | 0 | 0
PseudoUnit | 0 | 0 | 0 | 0 | 0 | 0
FixedInterchange | 0 | 0 | 0 | 0 | 0 | 0
Total Fuel Consumption by Reporting Type: HQ_NEISO
ReportingType | 2015 | 2020 | 2025 | 2030 | 2035 | 2040
BM | 0 | 0 | 0 | 0 | 0 | 0
CC | 0 | 0 | 0 | 0 | 0 | 0
CSP | 0 | 0 | 0 | 0 | 0 | 0
CT | 0 | 0 | 0 | 0 | 0 | 0
Coal | 0 | 0 | 0 | 0 | 0 | 0
Geo | 0 | 0 | 0 | 0 | 0 | 0
H | 0 | 0 | 0 | 0 | 0 | 0
LFG | 0 | 0 | 0 | 0 | 0 | 0
Nuc | 0 | 0 | 0 | 0 | 0 | 0
PS | 0 | 0 | 0 | 0 | 0 | 0
PV | 0 | 0 | 0 | 0 | 0 | 0
PeakG | 0 | 0 | 0 | 0 | 0 | 0
PeakO | 0 | 0 | 0 | 0 | 0 | 0
ST | 0 | 0 | 0 | 0 | 0 | 0
STOG | 0 | 0 | 0 | 0 | 0 | 0
STWD | 0 | 0 | 0 | 0 | 0 | 0
WT | 0 | 0 | 0 | 0 | 0 | 0
IGCC | 0 | 0 | 0 | 0 | 0 | 0
DemandResponse | 0 | 0 | 0 | 0 | 0 | 0
IGCC-CCS | 0 | 0 | 0 | 0 | 0 | 0
WT_off | 0 | 0 | 0 | 0 | 0 | 0
PseudoUnit | 0 | 0 | 0 | 0 | 0 | 0
FixedInterchange | 0.02 | 0.02 | 0.02 | 0.02 | 0.02 | 0.02
Total Fuel Consumption by Reporting Type: HQ_NY
ReportingType | 2015 | 2020 | 2025 | 2030 | 2035 | 2040
BM | 0 | 0 | 0 | 0 | 0 | 0
CC | 0 | 0 | 0 | 0 | 0 | 0
CSP | 0 | 0 | 0 | 0 | 0 | 0
CT | 0 | 0 | 0 | 0 | 0 | 0
Coal | 0 | 0 | 0 | 0 | 0 | 0
Geo | 0 | 0 | 0 | 0 | 0 | 0
H | 0 | 0 | 0 | 0 | 0 | 0
LFG | 0 | 0 | 0 | 0 | 0 | 0
Nuc | 0 | 0 | 0 | 0 | 0 | 0
PS | 0 | 0 | 0 | 0 | 0 | 0
PV | 0 | 0 | 0 | 0 | 0 | 0
PeakG | 0 | 0 | 0 | 0 | 0 | 0
PeakO | 0 | 0 | 0 | 0 | 0 | 0
ST | 0 | 0 | 0 | 0 | 0 | 0
STOG | 0 | 0 | 0 | 0 | 0 | 0
STWD | 0 | 0 | 0 | 0 | 0 | 0
WT | 0 | 0 | 0 | 0 | 0 | 0
IGCC | 0 | 0 | 0 | 0 | 0 | 0
DemandResponse | 0 | 0 | 0 | 0 | 0 | 0
IGCC-CCS | 0 | 0 | 0 | 0 | 0 | 0
WT_off | 0 | 0 | 0 | 0 | 0 | 0
PseudoUnit | 0 | 0 | 0 | 0 | 0 | 0
FixedInterchange | 0.01 | 0.01 | 0.01 | 0.01 | 0.01 | 0.01
Total Fuel Consumption by Reporting Type: MARITIMES
ReportingType | 2015 | 2020 | 2025 | 2030 | 2035 | 2040
BM | 0 | 0 | 0 | 0 | 0 | 0
CC | 0 | 0 | 0 | 0 | 0 | 0
CSP | 0 | 0 | 0 | 0 | 0 | 0
CT | 0 | 0 | 0 | 0 | 0 | 0
Coal | 0 | 0 | 0 | 0 | 0 | 0
Geo | 0 | 0 | 0 | 0 | 0 | 0
H | 0 | 0 | 0 | 0 | 0 | 0
LFG | 0 | 0 | 0 | 0 | 0 | 0
Nuc | 0 | 0 | 0 | 0 | 0 | 0
PS | 0 | 0 | 0 | 0 | 0 | 0
PV | 0 | 0 | 0 | 0 | 0 | 0
PeakG | 0 | 0 | 0 | 0 | 0 | 0
PeakO | 0 | 0 | 0 | 0 | 0 | 0
ST | 0 | 0 | 0 | 0 | 0 | 0
STOG | 0 | 0 | 0 | 0 | 0 | 0
STWD | 0 | 0 | 0 | 0 | 0 | 0
WT | 0 | 0 | 0 | 0 | 0 | 0
IGCC | 0 | 0 | 0 | 0 | 0 | 0
DemandResponse | 0 | 0 | 0 | 0 | 0 | 0
IGCC-CCS | 0 | 0 | 0 | 0 | 0 | 0
WT_off | 0 | 0 | 0 | 0 | 0 | 0
PseudoUnit | 0 | 0 | 0 | 0 | 0 | 0
FixedInterchange | 0.01 | 0.01 | 0.01 | 0.01 | 0.01 | 0.01
Total Fuel Consumption by Reporting Type: All
ReportingType | 2015 | 2020 | 2025 | 2030 | 2035 | 2040
BM | 25.15 | 38.36 | 75.27 | 88.26 | 108.84 | 90.2
CC | 7015.72 | 7015.15 | 5700.96 | 5350.58 | 5873.25 | 5825.66
CSP | 0 | 0 | 0 | 0 | 0 | 0
CT | 8.62 | 13.29 | 14.65 | 12.24 | 13.45 | 12.45
Coal | 17827.21 | 16538.94 | 17241.29 | 17349.45 | 18066.27 | 18960.22
Geo | 0.02 | 0.04 | 0.07 | 0.07 | 0.07 | 0.07
H | 0 | 0 | 0 | 0 | 0 | 0
LFG | 20.69 | 230.83 | 468.63 | 546.48 | 546.48 | 546.48
Nuc | 9611.91 | 9929.34 | 9921.34 | 9783.95 | 7627.8 | 6006.6
PS | 0 | 0 | 0 | 0 | 0 | 0
PV | 0 | 0 | 0.01 | 0.01 | 0.01 | 0.01
PeakG | 39.69 | 59.15 | 65.78 | 62.33 | 82.54 | 79.06
PeakO | 0 | 0 | 0 | 0 | 0 | 0
ST | 0 | 0.01 | 0.01 | 0.01 | 0.01 | 0.01
STOG | 98.78 | 108.53 | 70.61 | 51.17 | 49.78 | 36.36
STWD | 113.59 | 100.2 | 53.08 | 68.25 | 63.91 | 62.18
WT | 0.18 | 0.22 | 0.23 | 0.23 | 0.24 | 0.25
IGCC | 40.45 | 40.45 | 40.45 | 40.45 | 40.45 | 40.45
DemandResponse | 0 | 0 | 0 | 0 | 0 | 0
IGCC-CCS | 0 | 0 | 0 | 0 | 0 | 0
WT_off | 0 | 0 | 0.01 | 0.01 | 0 | 0
PseudoUnit | 0 | 0 | 0 | 0 | 0 | 0
FixedInterchange | 0.04 | 0.04 | 0.04 | 0.04 | 0.04 | 0.04
Total Fuel Consumption by Reporting Type: EI_US
ReportingType | 2015 | 2020 | 2025 | 2030 | 2035 | 2040
BM | 24.57 | 37.77 | 74.66 | 87.58 | 107.72 | 88.98
CC | 4305.44 | 4582.83 | 3644.98 | 3321.97 | 3929.29 | 4074.48
CSP | 0 | 0 | 0 | 0 | 0 | 0
CT | 8.46 | 13.01 | 14.11 | 11.64 | 13.33 | 12.41
Coal | 13882.76 | 12421.37 | 12959.51 | 13061.5 | 13657.71 | 14320.83
Geo | 0 | 0 | 0 | 0 | 0 | 0
H | 0 | 0 | 0 | 0 | 0 | 0
LFG | 15.24 | 68.84 | 268.54 | 346.39 | 346.39 | 346.39
Nuc | 7357.09 | 7674.53 | 7674.53 | 7553.42 | 5457.23 | 3961.98
PS | 0 | 0 | 0 | 0 | 0 | 0
PV | 0 | 0 | 0.01 | 0.01 | 0.01 | 0.01
PeakG | 39.14 | 58.17 | 64.23 | 60.25 | 80.71 | 77.81
PeakO | 0 | 0 | 0 | 0 | 0 | 0
ST | 0 | 0 | 0 | 0 | 0 | 0
STOG | 58.75 | 58.22 | 32.42 | 22.42 | 27.43 | 18.84
STWD | 64.78 | 51.4 | 52.6 | 59.9 | 57.49 | 55.92
WT | 0.11 | 0.14 | 0.15 | 0.15 | 0.16 | 0.18
IGCC | 40.45 | 40.45 | 40.45 | 40.45 | 40.45 | 40.45
DemandResponse | 0 | 0 | 0 | 0 | 0 | 0
IGCC-CCS | 0 | 0 | 0 | 0 | 0 | 0
WT_off | 0 | 0 | 0.01 | 0.01 | 0 | 0
PseudoUnit | 0 | 0 | 0 | 0 | 0 | 0
FixedInterchange | 0.03 | 0.03 | 0.03 | 0.03 | 0.03 | 0.03
Total Fuel Consumption by Reporting Type: EI_Canada
ReportingType | 2015 | 2020 | 2025 | 2030 | 2035 | 2040
BM | 0 | 0 | 0 | 0 | 0 | 0.04
CC | 23.67 | 24.4 | 14.06 | 3.92 | 7.39 | 24.81
CSP | 0 | 0 | 0 | 0 | 0 | 0
CT | 0.16 | 0.19 | 0.19 | 0.19 | 0.12 | 0.03
Coal | 2.18 | 4.68 | 9.15 | 13.78 | 35.94 | 45.31
Geo | 0 | 0 | 0 | 0 | 0 | 0
H | 0 | 0 | 0 | 0 | 0 | 0
LFG | 1.56 | 1.56 | 1.56 | 1.56 | 1.56 | 1.56
Nuc | 1064.72 | 1064.72 | 1056.73 | 1040.44 | 980.48 | 854.53
PS | 0 | 0 | 0 | 0 | 0 | 0
PV | 0 | 0 | 0 | 0 | 0 | 0
PeakG | 0.01 | 0 | 0 | 0 | 0.05 | 0.05
PeakO | 0 | 0 | 0 | 0 | 0 | 0
ST | 0 | 0 | 0 | 0 | 0 | 0
STOG | 0.04 | 0 | 0 | 0 | 0 | 0
STWD | 0 | 0 | 0 | 0 | 0 | 0
WT | 0.01 | 0.01 | 0.01 | 0.01 | 0 | 0
IGCC | 0 | 0 | 0 | 0 | 0 | 0
DemandResponse | 0 | 0 | 0 | 0 | 0 | 0
IGCC-CCS | 0 | 0 | 0 | 0 | 0 | 0
WT_off | 0 | 0 | 0 | 0 | 0 | 0
PseudoUnit | 0 | 0 | 0 | 0 | 0 | 0
FixedInterchange | 0 | 0 | 0 | 0 | 0 | 0
Total Fuel Consumption by Reporting Type: EI
ReportingType | 2015 | 2020 | 2025 | 2030 | 2035 | 2040
BM | 24.57 | 37.77 | 74.66 | 87.58 | 107.72 | 89.02
CC | 4329.11 | 4607.23 | 3659.04 | 3325.89 | 3936.67 | 4099.3
CSP | 0 | 0 | 0 | 0 | 0 | 0
CT | 8.62 | 13.2 | 14.3 | 11.83 | 13.45 | 12.45
Coal | 13884.94 | 12426.05 | 12968.67 | 13075.29 | 13693.65 | 14366.14
Geo | 0 | 0 | 0 | 0 | 0 | 0
H | 0 | 0 | 0 | 0 | 0 | 0
LFG | 16.8 | 70.4 | 270.11 | 347.95 | 347.95 | 347.95
Nuc | 8421.82 | 8739.25 | 8731.25 | 8593.86 | 6437.71 | 4816.51
PS | 0 | 0 | 0 | 0 | 0 | 0
PV | 0 | 0 | 0.01 | 0.01 | 0.01 | 0.01
PeakG | 39.15 | 58.17 | 64.23 | 60.25 | 80.76 | 77.86
PeakO | 0 | 0 | 0 | 0 | 0 | 0
ST | 0 | 0 | 0 | 0 | 0 | 0
STOG | 58.8 | 58.23 | 32.42 | 22.42 | 27.43 | 18.84
STWD | 64.78 | 51.4 | 52.6 | 59.9 | 57.49 | 55.92
WT | 0.12 | 0.15 | 0.16 | 0.16 | 0.16 | 0.18
IGCC | 40.45 | 40.45 | 40.45 | 40.45 | 40.45 | 40.45
DemandResponse | 0 | 0 | 0 | 0 | 0 | 0
IGCC-CCS | 0 | 0 | 0 | 0 | 0 | 0
WT_off | 0 | 0 | 0.01 | 0.01 | 0 | 0
PseudoUnit | 0 | 0 | 0 | 0 | 0 | 0
FixedInterchange | 0.04 | 0.04 | 0.04 | 0.04 | 0.04 | 0.04
Total Fuel Consumption by Reporting Type: Outside_EI
ReportingType | 2015 | 2020 | 2025 | 2030 | 2035 | 2040
BM | 0.58 | 0.58 | 0.62 | 0.68 | 1.11 | 1.18
CC | 2686.61 | 2407.91 | 2041.92 | 2024.7 | 1936.58 | 1726.37
CSP | 0 | 0 | 0 | 0 | 0 | 0
CT | 0 | 0.09 | 0.35 | 0.41 | 0 | 0
Coal | 3942.27 | 4112.89 | 4272.62 | 4274.17 | 4372.62 | 4594.08
Geo | 0.02 | 0.04 | 0.07 | 0.07 | 0.07 | 0.07
H | 0 | 0 | 0 | 0 | 0 | 0
LFG | 3.89 | 160.44 | 198.53 | 198.53 | 198.53 | 198.53
Nuc | 1190.09 | 1190.09 | 1190.09 | 1190.09 | 1190.09 | 1190.09
PS | 0 | 0 | 0 | 0 | 0 | 0
PV | 0 | 0 | 0 | 0 | 0 | 0
PeakG | 0.54 | 0.98 | 1.55 | 2.08 | 1.78 | 1.2
PeakO | 0 | 0 | 0 | 0 | 0 | 0
ST | 0 | 0.01 | 0.01 | 0.01 | 0.01 | 0.01
STOG | 39.99 | 50.3 | 38.18 | 28.75 | 22.36 | 17.53
STWD | 48.8 | 48.8 | 0.47 | 8.35 | 6.42 | 6.26
WT | 0.06 | 0.07 | 0.07 | 0.07 | 0.07 | 0.07
IGCC | 0 | 0 | 0 | 0 | 0 | 0
DemandResponse | 0 | 0 | 0 | 0 | 0 | 0
IGCC-CCS | 0 | 0 | 0 | 0 | 0 | 0
WT_off | 0 | 0 | 0 | 0 | 0 | 0
PseudoUnit | 0 | 0 | 0 | 0 | 0 | 0
FixedInterchange | 0 | 0 | 0 | 0 | 0 | 0
#5 | Annual Emmission Levels
SO2 Emissions (MMshortTons): Entergy
ReportingType | 2015 | 2020 | 2025 | 2030 | 2035 | 2040
BM | 0 | 0 | 0 | 0 | 0 | 0
CC | 0 | 0 | 0 | 0 | 0 | 0
CSP | 0 | 0 | 0 | 0 | 0 | 0
CT | 0 | 0 | 0 | 0 | 0 | 0
Coal | 0.37 | 0.08 | 0.16 | 0.17 | 0.17 | 0.17
Geo | 0 | 0 | 0 | 0 | 0 | 0
H | 0 | 0 | 0 | 0 | 0 | 0
LFG | 0 | 0 | 0 | 0 | 0 | 0
Nuc | 0 | 0 | 0 | 0 | 0 | 0
PS | 0 | 0 | 0 | 0 | 0 | 0
PV | 0 | 0 | 0 | 0 | 0 | 0
PeakG | 0 | 0 | 0 | 0 | 0 | 0
PeakO | 0 | 0 | 0 | 0 | 0 | 0
ST | 0 | 0 | 0 | 0 | 0 | 0
STOG | 0 | 0 | 0 | 0 | 0 | 0
STWD | 0 | 0 | 0 | 0 | 0 | 0
WT | 0 | 0 | 0 | 0 | 0 | 0
IGCC | 0 | 0 | 0 | 0 | 0 | 0
DemandResponse | 0 | 0 | 0 | 0 | 0 | 0
IGCC-CCS | 0 | 0 | 0 | 0 | 0 | 0
WT_off | 0 | 0 | 0 | 0 | 0 | 0
PseudoUnit | 0 | 0 | 0 | 0 | 0 | 0
FixedInterchange | 0 | 0 | 0 | 0 | 0 | 0
SO2 Emissions (MMshortTons): FRCC
ReportingType | 2015 | 2020 | 2025 | 2030 | 2035 | 2040
BM | 0 | 0 | 0 | 0 | 0 | 0
CC | 0 | 0 | 0 | 0 | 0 | 0
CSP | 0 | 0 | 0 | 0 | 0 | 0
CT | 0 | 0 | 0 | 0 | 0 | 0
Coal | 0.06 | 0.03 | 0.03 | 0.03 | 0.04 | 0.05
Geo | 0 | 0 | 0 | 0 | 0 | 0
H | 0 | 0 | 0 | 0 | 0 | 0
LFG | 0 | 0 | 0 | 0 | 0 | 0
Nuc | 0 | 0 | 0 | 0 | 0 | 0
PS | 0 | 0 | 0 | 0 | 0 | 0
PV | 0 | 0 | 0 | 0 | 0 | 0
PeakG | 0 | 0 | 0 | 0 | 0 | 0
PeakO | 0 | 0 | 0 | 0 | 0 | 0
ST | 0 | 0 | 0 | 0 | 0 | 0
STOG | 0 | 0 | 0 | 0 | 0 | 0
STWD | 0 | 0 | 0 | 0 | 0 | 0
WT | 0 | 0 | 0 | 0 | 0 | 0
IGCC | 0 | 0 | 0 | 0 | 0 | 0
DemandResponse | 0 | 0 | 0 | 0 | 0 | 0
IGCC-CCS | 0 | 0 | 0 | 0 | 0 | 0
WT_off | 0 | 0 | 0 | 0 | 0 | 0
PseudoUnit | 0 | 0 | 0 | 0 | 0 | 0
FixedInterchange | 0 | 0 | 0 | 0 | 0 | 0
SO2 Emissions (MMshortTons): MAPP_US
ReportingType | 2015 | 2020 | 2025 | 2030 | 2035 | 2040
BM | 0 | 0 | 0 | 0 | 0 | 0
CC | 0 | 0 | 0 | 0 | 0 | 0
CSP | 0 | 0 | 0 | 0 | 0 | 0
CT | 0 | 0 | 0 | 0 | 0 | 0
Coal | 0.03 | 0.01 | 0.01 | 0.01 | 0.01 | 0.01
Geo | 0 | 0 | 0 | 0 | 0 | 0
H | 0 | 0 | 0 | 0 | 0 | 0
LFG | 0 | 0 | 0 | 0 | 0 | 0
Nuc | 0 | 0 | 0 | 0 | 0 | 0
PS | 0 | 0 | 0 | 0 | 0 | 0
PV | 0 | 0 | 0 | 0 | 0 | 0
PeakG | 0 | 0 | 0 | 0 | 0 | 0
PeakO | 0 | 0 | 0 | 0 | 0 | 0
ST | 0 | 0 | 0 | 0 | 0 | 0
STOG | 0 | 0 | 0 | 0 | 0 | 0
STWD | 0 | 0 | 0 | 0 | 0 | 0
WT | 0 | 0 | 0 | 0 | 0 | 0
IGCC | 0 | 0 | 0 | 0 | 0 | 0
DemandResponse | 0 | 0 | 0 | 0 | 0 | 0
IGCC-CCS | 0 | 0 | 0 | 0 | 0 | 0
WT_off | 0 | 0 | 0 | 0 | 0 | 0
PseudoUnit | 0 | 0 | 0 | 0 | 0 | 0
FixedInterchange | 0 | 0 | 0 | 0 | 0 | 0
SO2 Emissions (MMshortTons): MISO_IN
ReportingType | 2015 | 2020 | 2025 | 2030 | 2035 | 2040
BM | 0 | 0 | 0 | 0 | 0 | 0
CC | 0 | 0 | 0 | 0 | 0 | 0
CSP | 0 | 0 | 0 | 0 | 0 | 0
CT | 0 | 0 | 0 | 0 | 0 | 0
Coal | 0.25 | 0.13 | 0.14 | 0.15 | 0.15 | 0.16
Geo | 0 | 0 | 0 | 0 | 0 | 0
H | 0 | 0 | 0 | 0 | 0 | 0
LFG | 0 | 0 | 0 | 0 | 0 | 0
Nuc | 0 | 0 | 0 | 0 | 0 | 0
PS | 0 | 0 | 0 | 0 | 0 | 0
PV | 0 | 0 | 0 | 0 | 0 | 0
PeakG | 0 | 0 | 0 | 0 | 0 | 0
PeakO | 0 | 0 | 0 | 0 | 0 | 0
ST | 0 | 0 | 0 | 0 | 0 | 0
STOG | 0 | 0 | 0 | 0 | 0 | 0
STWD | 0 | 0 | 0 | 0 | 0 | 0
WT | 0 | 0 | 0 | 0 | 0 | 0
IGCC | 0 | 0 | 0 | 0 | 0 | 0
DemandResponse | 0 | 0 | 0 | 0 | 0 | 0
IGCC-CCS | 0 | 0 | 0 | 0 | 0 | 0
WT_off | 0 | 0 | 0 | 0 | 0 | 0
PseudoUnit | 0 | 0 | 0 | 0 | 0 | 0
FixedInterchange | 0 | 0 | 0 | 0 | 0 | 0
SO2 Emissions (MMshortTons): MISO_MI
ReportingType | 2015 | 2020 | 2025 | 2030 | 2035 | 2040
BM | 0 | 0 | 0 | 0 | 0 | 0
CC | 0 | 0 | 0 | 0 | 0 | 0
CSP | 0 | 0 | 0 | 0 | 0 | 0
CT | 0 | 0 | 0 | 0 | 0 | 0
Coal | 0.18 | 0.01 | 0.01 | 0.01 | 0.01 | 0.01
Geo | 0 | 0 | 0 | 0 | 0 | 0
H | 0 | 0 | 0 | 0 | 0 | 0
LFG | 0 | 0 | 0 | 0 | 0 | 0
Nuc | 0 | 0 | 0 | 0 | 0 | 0
PS | 0 | 0 | 0 | 0 | 0 | 0
PV | 0 | 0 | 0 | 0 | 0 | 0
PeakG | 0 | 0 | 0 | 0 | 0 | 0
PeakO | 0 | 0 | 0 | 0 | 0 | 0
ST | 0 | 0 | 0 | 0 | 0 | 0
STOG | 0 | 0 | 0 | 0 | 0 | 0
STWD | 0 | 0 | 0 | 0 | 0 | 0
WT | 0 | 0 | 0 | 0 | 0 | 0
IGCC | 0 | 0 | 0 | 0 | 0 | 0
DemandResponse | 0 | 0 | 0 | 0 | 0 | 0
IGCC-CCS | 0 | 0 | 0 | 0 | 0 | 0
WT_off | 0 | 0 | 0 | 0 | 0 | 0
PseudoUnit | 0 | 0 | 0 | 0 | 0 | 0
FixedInterchange | 0 | 0 | 0 | 0 | 0 | 0
SO2 Emissions (MMshortTons): MISO_MO-IL
ReportingType | 2015 | 2020 | 2025 | 2030 | 2035 | 2040
BM | 0 | 0 | 0 | 0 | 0 | 0
CC | 0 | 0 | 0 | 0 | 0 | 0
CSP | 0 | 0 | 0 | 0 | 0 | 0
CT | 0 | 0 | 0 | 0 | 0 | 0
Coal | 0.44 | 0.1 | 0.14 | 0.15 | 0.21 | 0.23
Geo | 0 | 0 | 0 | 0 | 0 | 0
H | 0 | 0 | 0 | 0 | 0 | 0
LFG | 0 | 0 | 0 | 0 | 0 | 0
Nuc | 0 | 0 | 0 | 0 | 0 | 0
PS | 0 | 0 | 0 | 0 | 0 | 0
PV | 0 | 0 | 0 | 0 | 0 | 0
PeakG | 0 | 0 | 0 | 0 | 0 | 0
PeakO | 0 | 0 | 0 | 0 | 0 | 0
ST | 0 | 0 | 0 | 0 | 0 | 0
STOG | 0 | 0 | 0 | 0 | 0 | 0
STWD | 0 | 0 | 0 | 0 | 0 | 0
WT | 0 | 0 | 0 | 0 | 0 | 0
IGCC | 0 | 0 | 0 | 0 | 0 | 0
DemandResponse | 0 | 0 | 0 | 0 | 0 | 0
IGCC-CCS | 0 | 0 | 0 | 0 | 0 | 0
WT_off | 0 | 0 | 0 | 0 | 0 | 0
PseudoUnit | 0 | 0 | 0 | 0 | 0 | 0
FixedInterchange | 0 | 0 | 0 | 0 | 0 | 0
SO2 Emissions (MMshortTons): MISO_W
ReportingType | 2015 | 2020 | 2025 | 2030 | 2035 | 2040
BM | 0 | 0 | 0 | 0 | 0 | 0
CC | 0 | 0 | 0 | 0 | 0 | 0
CSP | 0 | 0 | 0 | 0 | 0 | 0
CT | 0 | 0 | 0 | 0 | 0 | 0
Coal | 0.21 | 0.05 | 0.05 | 0.05 | 0.06 | 0.06
Geo | 0 | 0 | 0 | 0 | 0 | 0
H | 0 | 0 | 0 | 0 | 0 | 0
LFG | 0 | 0 | 0 | 0 | 0 | 0
Nuc | 0 | 0 | 0 | 0 | 0 | 0
PS | 0 | 0 | 0 | 0 | 0 | 0
PV | 0 | 0 | 0 | 0 | 0 | 0
PeakG | 0 | 0 | 0 | 0 | 0 | 0
PeakO | 0 | 0 | 0 | 0 | 0 | 0
ST | 0 | 0 | 0 | 0 | 0 | 0
STOG | 0 | 0 | 0 | 0 | 0 | 0
STWD | 0 | 0 | 0 | 0 | 0 | 0
WT | 0 | 0 | 0 | 0 | 0 | 0
IGCC | 0 | 0 | 0 | 0 | 0 | 0
DemandResponse | 0 | 0 | 0 | 0 | 0 | 0
IGCC-CCS | 0 | 0 | 0 | 0 | 0 | 0
WT_off | 0 | 0 | 0 | 0 | 0 | 0
PseudoUnit | 0 | 0 | 0 | 0 | 0 | 0
FixedInterchange | 0 | 0 | 0 | 0 | 0 | 0
SO2 Emissions (MMshortTons): MISO_WUMS
ReportingType | 2015 | 2020 | 2025 | 2030 | 2035 | 2040
BM | 0 | 0 | 0 | 0 | 0 | 0
CC | 0 | 0 | 0 | 0 | 0 | 0
CSP | 0 | 0 | 0 | 0 | 0 | 0
CT | 0 | 0 | 0 | 0 | 0 | 0
Coal | 0.05 | 0.01 | 0.01 | 0.01 | 0.01 | 0.01
Geo | 0 | 0 | 0 | 0 | 0 | 0
H | 0 | 0 | 0 | 0 | 0 | 0
LFG | 0 | 0 | 0 | 0 | 0 | 0
Nuc | 0 | 0 | 0 | 0 | 0 | 0
PS | 0 | 0 | 0 | 0 | 0 | 0
PV | 0 | 0 | 0 | 0 | 0 | 0
PeakG | 0 | 0 | 0 | 0 | 0 | 0
PeakO | 0 | 0 | 0 | 0 | 0 | 0
ST | 0 | 0 | 0 | 0 | 0 | 0
STOG | 0 | 0 | 0 | 0 | 0 | 0
STWD | 0 | 0 | 0 | 0 | 0 | 0
WT | 0 | 0 | 0 | 0 | 0 | 0
IGCC | 0 | 0 | 0 | 0 | 0 | 0
DemandResponse | 0 | 0 | 0 | 0 | 0 | 0
IGCC-CCS | 0 | 0 | 0 | 0 | 0 | 0
WT_off | 0 | 0 | 0 | 0 | 0 | 0
PseudoUnit | 0 | 0 | 0 | 0 | 0 | 0
FixedInterchange | 0 | 0 | 0 | 0 | 0 | 0
SO2 Emissions (MMshortTons): Nebraska
ReportingType | 2015 | 2020 | 2025 | 2030 | 2035 | 2040
BM | 0 | 0 | 0 | 0 | 0 | 0
CC | 0 | 0 | 0 | 0 | 0 | 0
CSP | 0 | 0 | 0 | 0 | 0 | 0
CT | 0 | 0 | 0 | 0 | 0 | 0
Coal | 0.1 | 0.02 | 0.02 | 0.02 | 0.02 | 0.02
Geo | 0 | 0 | 0 | 0 | 0 | 0
H | 0 | 0 | 0 | 0 | 0 | 0
LFG | 0 | 0 | 0 | 0 | 0 | 0
Nuc | 0 | 0 | 0 | 0 | 0 | 0
PS | 0 | 0 | 0 | 0 | 0 | 0
PV | 0 | 0 | 0 | 0 | 0 | 0
PeakG | 0 | 0 | 0 | 0 | 0 | 0
PeakO | 0 | 0 | 0 | 0 | 0 | 0
ST | 0 | 0 | 0 | 0 | 0 | 0
STOG | 0 | 0 | 0 | 0 | 0 | 0
STWD | 0 | 0 | 0 | 0 | 0 | 0
WT | 0 | 0 | 0 | 0 | 0 | 0
IGCC | 0 | 0 | 0 | 0 | 0 | 0
DemandResponse | 0 | 0 | 0 | 0 | 0 | 0
IGCC-CCS | 0 | 0 | 0 | 0 | 0 | 0
WT_off | 0 | 0 | 0 | 0 | 0 | 0
PseudoUnit | 0 | 0 | 0 | 0 | 0 | 0
FixedInterchange | 0 | 0 | 0 | 0 | 0 | 0
SO2 Emissions (MMshortTons): NEISO
ReportingType | 2015 | 2020 | 2025 | 2030 | 2035 | 2040
BM | 0 | 0 | 0 | 0 | 0 | 0
CC | 0 | 0 | 0 | 0 | 0 | 0
CSP | 0 | 0 | 0 | 0 | 0 | 0
CT | 0 | 0 | 0 | 0 | 0 | 0
Coal | 0 | 0 | 0 | 0 | 0 | 0
Geo | 0 | 0 | 0 | 0 | 0 | 0
H | 0 | 0 | 0 | 0 | 0 | 0
LFG | 0 | 0 | 0 | 0 | 0 | 0
Nuc | 0 | 0 | 0 | 0 | 0 | 0
PS | 0 | 0 | 0 | 0 | 0 | 0
PV | 0 | 0 | 0 | 0 | 0 | 0
PeakG | 0 | 0 | 0 | 0 | 0 | 0
PeakO | 0 | 0 | 0 | 0 | 0 | 0
ST | 0 | 0 | 0 | 0 | 0 | 0
STOG | 0 | 0 | 0 | 0 | 0 | 0
STWD | 0 | 0 | 0 | 0 | 0 | 0
WT | 0 | 0 | 0 | 0 | 0 | 0
IGCC | 0 | 0 | 0 | 0 | 0 | 0
DemandResponse | 0 | 0 | 0 | 0 | 0 | 0
IGCC-CCS | 0 | 0 | 0 | 0 | 0 | 0
WT_off | 0 | 0 | 0 | 0 | 0 | 0
PseudoUnit | 0 | 0 | 0 | 0 | 0 | 0
FixedInterchange | 0 | 0 | 0 | 0 | 0 | 0
SO2 Emissions (MMshortTons): NonRTO_Midwest
ReportingType | 2015 | 2020 | 2025 | 2030 | 2035 | 2040
BM | 0 | 0 | 0 | 0 | 0 | 0
CC | 0 | 0 | 0 | 0 | 0 | 0
CSP | 0 | 0 | 0 | 0 | 0 | 0
CT | 0 | 0 | 0 | 0 | 0 | 0
Coal | 0.14 | 0.09 | 0.07 | 0.07 | 0.08 | 0.07
Geo | 0 | 0 | 0 | 0 | 0 | 0
H | 0 | 0 | 0 | 0 | 0 | 0
LFG | 0 | 0 | 0 | 0 | 0 | 0
Nuc | 0 | 0 | 0 | 0 | 0 | 0
PS | 0 | 0 | 0 | 0 | 0 | 0
PV | 0 | 0 | 0 | 0 | 0 | 0
PeakG | 0 | 0 | 0 | 0 | 0 | 0
PeakO | 0 | 0 | 0 | 0 | 0 | 0
ST | 0 | 0 | 0 | 0 | 0 | 0
STOG | 0 | 0 | 0 | 0 | 0 | 0
STWD | 0 | 0 | 0 | 0 | 0 | 0
WT | 0 | 0 | 0 | 0 | 0 | 0
IGCC | 0 | 0 | 0 | 0 | 0 | 0
DemandResponse | 0 | 0 | 0 | 0 | 0 | 0
IGCC-CCS | 0 | 0 | 0 | 0 | 0 | 0
WT_off | 0 | 0 | 0 | 0 | 0 | 0
PseudoUnit | 0 | 0 | 0 | 0 | 0 | 0
FixedInterchange | 0 | 0 | 0 | 0 | 0 | 0
SO2 Emissions (MMshortTons): NYISO_A-F
ReportingType | 2015 | 2020 | 2025 | 2030 | 2035 | 2040
BM | 0 | 0 | 0 | 0 | 0 | 0
CC | 0 | 0 | 0 | 0 | 0 | 0
CSP | 0 | 0 | 0 | 0 | 0 | 0
CT | 0 | 0 | 0 | 0 | 0 | 0
Coal | 0 | 0 | 0 | 0 | 0 | 0
Geo | 0 | 0 | 0 | 0 | 0 | 0
H | 0 | 0 | 0 | 0 | 0 | 0
LFG | 0 | 0 | 0 | 0 | 0 | 0
Nuc | 0 | 0 | 0 | 0 | 0 | 0
PS | 0 | 0 | 0 | 0 | 0 | 0
PV | 0 | 0 | 0 | 0 | 0 | 0
PeakG | 0 | 0 | 0 | 0 | 0 | 0
PeakO | 0 | 0 | 0 | 0 | 0 | 0
ST | 0 | 0 | 0 | 0 | 0 | 0
STOG | 0 | 0 | 0 | 0 | 0 | 0
STWD | 0 | 0 | 0 | 0 | 0 | 0
WT | 0 | 0 | 0 | 0 | 0 | 0
IGCC | 0 | 0 | 0 | 0 | 0 | 0
DemandResponse | 0 | 0 | 0 | 0 | 0 | 0
IGCC-CCS | 0 | 0 | 0 | 0 | 0 | 0
WT_off | 0 | 0 | 0 | 0 | 0 | 0
PseudoUnit | 0 | 0 | 0 | 0 | 0 | 0
FixedInterchange | 0 | 0 | 0 | 0 | 0 | 0
SO2 Emissions (MMshortTons): NYISO_G-I
ReportingType | 2015 | 2020 | 2025 | 2030 | 2035 | 2040
BM | 0 | 0 | 0 | 0 | 0 | 0
CC | 0 | 0 | 0 | 0 | 0 | 0
CSP | 0 | 0 | 0 | 0 | 0 | 0
CT | 0 | 0 | 0 | 0 | 0 | 0
Coal | 0 | 0 | 0 | 0 | 0 | 0
Geo | 0 | 0 | 0 | 0 | 0 | 0
H | 0 | 0 | 0 | 0 | 0 | 0
LFG | 0 | 0 | 0 | 0 | 0 | 0
Nuc | 0 | 0 | 0 | 0 | 0 | 0
PS | 0 | 0 | 0 | 0 | 0 | 0
PV | 0 | 0 | 0 | 0 | 0 | 0
PeakG | 0 | 0 | 0 | 0 | 0 | 0
PeakO | 0 | 0 | 0 | 0 | 0 | 0
ST | 0 | 0 | 0 | 0 | 0 | 0
STOG | 0 | 0 | 0 | 0 | 0 | 0
STWD | 0 | 0 | 0 | 0 | 0 | 0
WT | 0 | 0 | 0 | 0 | 0 | 0
IGCC | 0 | 0 | 0 | 0 | 0 | 0
DemandResponse | 0 | 0 | 0 | 0 | 0 | 0
IGCC-CCS | 0 | 0 | 0 | 0 | 0 | 0
WT_off | 0 | 0 | 0 | 0 | 0 | 0
PseudoUnit | 0 | 0 | 0 | 0 | 0 | 0
FixedInterchange | 0 | 0 | 0 | 0 | 0 | 0
SO2 Emissions (MMshortTons): NYISO_J-K
ReportingType | 2015 | 2020 | 2025 | 2030 | 2035 | 2040
BM | 0 | 0 | 0 | 0 | 0 | 0
CC | 0 | 0 | 0 | 0 | 0 | 0
CSP | 0 | 0 | 0 | 0 | 0 | 0
CT | 0 | 0 | 0 | 0 | 0 | 0
Coal | 0 | 0 | 0 | 0 | 0 | 0
Geo | 0 | 0 | 0 | 0 | 0 | 0
H | 0 | 0 | 0 | 0 | 0 | 0
LFG | 0 | 0 | 0 | 0 | 0 | 0
Nuc | 0 | 0 | 0 | 0 | 0 | 0
PS | 0 | 0 | 0 | 0 | 0 | 0
PV | 0 | 0 | 0 | 0 | 0 | 0
PeakG | 0 | 0 | 0 | 0 | 0 | 0
PeakO | 0 | 0 | 0 | 0 | 0 | 0
ST | 0 | 0 | 0 | 0 | 0 | 0
STOG | 0 | 0 | 0 | 0 | 0 | 0
STWD | 0 | 0 | 0 | 0 | 0 | 0
WT | 0 | 0 | 0 | 0 | 0 | 0
IGCC | 0 | 0 | 0 | 0 | 0 | 0
DemandResponse | 0 | 0 | 0 | 0 | 0 | 0
IGCC-CCS | 0 | 0 | 0 | 0 | 0 | 0
WT_off | 0 | 0 | 0 | 0 | 0 | 0
PseudoUnit | 0 | 0 | 0 | 0 | 0 | 0
FixedInterchange | 0 | 0 | 0 | 0 | 0 | 0
SO2 Emissions (MMshortTons): PJM_E
ReportingType | 2015 | 2020 | 2025 | 2030 | 2035 | 2040
BM | 0 | 0 | 0 | 0 | 0 | 0
CC | 0 | 0 | 0 | 0 | 0 | 0
CSP | 0 | 0 | 0 | 0 | 0 | 0
CT | 0 | 0 | 0 | 0 | 0 | 0
Coal | 0 | 0 | 0 | 0 | 0 | 0
Geo | 0 | 0 | 0 | 0 | 0 | 0
H | 0 | 0 | 0 | 0 | 0 | 0
LFG | 0 | 0 | 0 | 0 | 0 | 0
Nuc | 0 | 0 | 0 | 0 | 0 | 0
PS | 0 | 0 | 0 | 0 | 0 | 0
PV | 0 | 0 | 0 | 0 | 0 | 0
PeakG | 0 | 0 | 0 | 0 | 0 | 0
PeakO | 0 | 0 | 0 | 0 | 0 | 0
ST | 0 | 0 | 0 | 0 | 0 | 0
STOG | 0 | 0 | 0 | 0 | 0 | 0
STWD | 0 | 0 | 0 | 0 | 0 | 0
WT | 0 | 0 | 0 | 0 | 0 | 0
IGCC | 0 | 0 | 0 | 0 | 0 | 0
DemandResponse | 0 | 0 | 0 | 0 | 0 | 0
IGCC-CCS | 0 | 0 | 0 | 0 | 0 | 0
WT_off | 0 | 0 | 0 | 0 | 0 | 0
PseudoUnit | 0 | 0 | 0 | 0 | 0 | 0
FixedInterchange | 0 | 0 | 0 | 0 | 0 | 0
SO2 Emissions (MMshortTons): PJM_ROM
ReportingType | 2015 | 2020 | 2025 | 2030 | 2035 | 2040
BM | 0 | 0 | 0 | 0 | 0 | 0
CC | 0 | 0 | 0 | 0 | 0 | 0
CSP | 0 | 0 | 0 | 0 | 0 | 0
CT | 0 | 0 | 0 | 0 | 0 | 0
Coal | 0.13 | 0.05 | 0.06 | 0.06 | 0.06 | 0.06
Geo | 0 | 0 | 0 | 0 | 0 | 0
H | 0 | 0 | 0 | 0 | 0 | 0
LFG | 0 | 0 | 0 | 0 | 0 | 0
Nuc | 0 | 0 | 0 | 0 | 0 | 0
PS | 0 | 0 | 0 | 0 | 0 | 0
PV | 0 | 0 | 0 | 0 | 0 | 0
PeakG | 0 | 0 | 0 | 0 | 0 | 0
PeakO | 0 | 0 | 0 | 0 | 0 | 0
ST | 0 | 0 | 0 | 0 | 0 | 0
STOG | 0 | 0 | 0 | 0 | 0 | 0
STWD | 0 | 0 | 0 | 0 | 0 | 0
WT | 0 | 0 | 0 | 0 | 0 | 0
IGCC | 0 | 0 | 0 | 0 | 0 | 0
DemandResponse | 0 | 0 | 0 | 0 | 0 | 0
IGCC-CCS | 0 | 0 | 0 | 0 | 0 | 0
WT_off | 0 | 0 | 0 | 0 | 0 | 0
PseudoUnit | 0 | 0 | 0 | 0 | 0 | 0
FixedInterchange | 0 | 0 | 0 | 0 | 0 | 0
SO2 Emissions (MMshortTons): PJM_ROR
ReportingType | 2015 | 2020 | 2025 | 2030 | 2035 | 2040
BM | 0 | 0 | 0 | 0 | 0 | 0
CC | 0 | 0 | 0 | 0 | 0 | 0
CSP | 0 | 0 | 0 | 0 | 0 | 0
CT | 0 | 0 | 0 | 0 | 0 | 0
Coal | 1.37 | 0.23 | 0.24 | 0.25 | 0.25 | 0.25
Geo | 0 | 0 | 0 | 0 | 0 | 0
H | 0 | 0 | 0 | 0 | 0 | 0
LFG | 0 | 0 | 0 | 0 | 0 | 0
Nuc | 0 | 0 | 0 | 0 | 0 | 0
PS | 0 | 0 | 0 | 0 | 0 | 0
PV | 0 | 0 | 0 | 0 | 0 | 0
PeakG | 0 | 0 | 0 | 0 | 0 | 0
PeakO | 0 | 0 | 0 | 0 | 0 | 0
ST | 0 | 0 | 0 | 0 | 0 | 0
STOG | 0 | 0 | 0 | 0 | 0 | 0
STWD | 0 | 0 | 0 | 0 | 0 | 0
WT | 0 | 0 | 0 | 0 | 0 | 0
IGCC | 0 | 0 | 0 | 0 | 0 | 0
DemandResponse | 0 | 0 | 0 | 0 | 0 | 0
IGCC-CCS | 0 | 0 | 0 | 0 | 0 | 0
WT_off | 0 | 0 | 0 | 0 | 0 | 0
PseudoUnit | 0 | 0 | 0 | 0 | 0 | 0
FixedInterchange | 0 | 0 | 0 | 0 | 0 | 0
SO2 Emissions (MMshortTons): SOCO
ReportingType | 2015 | 2020 | 2025 | 2030 | 2035 | 2040
BM | 0 | 0 | 0 | 0 | 0 | 0
CC | 0 | 0 | 0 | 0 | 0 | 0
CSP | 0 | 0 | 0 | 0 | 0 | 0
CT | 0 | 0 | 0 | 0 | 0 | 0
Coal | 0.45 | 0.14 | 0.17 | 0.16 | 0.16 | 0.15
Geo | 0 | 0 | 0 | 0 | 0 | 0
H | 0 | 0 | 0 | 0 | 0 | 0
LFG | 0 | 0 | 0 | 0 | 0 | 0
Nuc | 0 | 0 | 0 | 0 | 0 | 0
PS | 0 | 0 | 0 | 0 | 0 | 0
PV | 0 | 0 | 0 | 0 | 0 | 0
PeakG | 0 | 0 | 0 | 0 | 0 | 0
PeakO | 0 | 0 | 0 | 0 | 0 | 0
ST | 0 | 0 | 0 | 0 | 0 | 0
STOG | 0 | 0 | 0 | 0 | 0 | 0
STWD | 0 | 0 | 0 | 0 | 0 | 0
WT | 0 | 0 | 0 | 0 | 0 | 0
IGCC | 0 | 0 | 0 | 0 | 0 | 0
DemandResponse | 0 | 0 | 0 | 0 | 0 | 0
IGCC-CCS | 0 | 0 | 0 | 0 | 0 | 0
WT_off | 0 | 0 | 0 | 0 | 0 | 0
PseudoUnit | 0 | 0 | 0 | 0 | 0 | 0
FixedInterchange | 0 | 0 | 0 | 0 | 0 | 0
SO2 Emissions (MMshortTons): SPP_N
ReportingType | 2015 | 2020 | 2025 | 2030 | 2035 | 2040
BM | 0 | 0 | 0 | 0 | 0 | 0
CC | 0 | 0 | 0 | 0 | 0 | 0
CSP | 0 | 0 | 0 | 0 | 0 | 0
CT | 0 | 0 | 0 | 0 | 0 | 0
Coal | 0.08 | 0.04 | 0.04 | 0.04 | 0.04 | 0.04
Geo | 0 | 0 | 0 | 0 | 0 | 0
H | 0 | 0 | 0 | 0 | 0 | 0
LFG | 0 | 0 | 0 | 0 | 0 | 0
Nuc | 0 | 0 | 0 | 0 | 0 | 0
PS | 0 | 0 | 0 | 0 | 0 | 0
PV | 0 | 0 | 0 | 0 | 0 | 0
PeakG | 0 | 0 | 0 | 0 | 0 | 0
PeakO | 0 | 0 | 0 | 0 | 0 | 0
ST | 0 | 0 | 0 | 0 | 0 | 0
STOG | 0 | 0 | 0 | 0 | 0 | 0
STWD | 0 | 0 | 0 | 0 | 0 | 0
WT | 0 | 0 | 0 | 0 | 0 | 0
IGCC | 0 | 0 | 0 | 0 | 0 | 0
DemandResponse | 0 | 0 | 0 | 0 | 0 | 0
IGCC-CCS | 0 | 0 | 0 | 0 | 0 | 0
WT_off | 0 | 0 | 0 | 0 | 0 | 0
PseudoUnit | 0 | 0 | 0 | 0 | 0 | 0
FixedInterchange | 0 | 0 | 0 | 0 | 0 | 0
SO2 Emissions (MMshortTons): SPP_S
ReportingType | 2015 | 2020 | 2025 | 2030 | 2035 | 2040
BM | 0 | 0 | 0 | 0 | 0 | 0
CC | 0 | 0 | 0 | 0 | 0 | 0
CSP | 0 | 0 | 0 | 0 | 0 | 0
CT | 0 | 0 | 0 | 0 | 0 | 0
Coal | 0.33 | 0.09 | 0.13 | 0.14 | 0.15 | 0.15
Geo | 0 | 0 | 0 | 0 | 0 | 0
H | 0 | 0 | 0 | 0 | 0 | 0
LFG | 0 | 0 | 0 | 0 | 0 | 0
Nuc | 0 | 0 | 0 | 0 | 0 | 0
PS | 0 | 0 | 0 | 0 | 0 | 0
PV | 0 | 0 | 0 | 0 | 0 | 0
PeakG | 0 | 0 | 0 | 0 | 0 | 0
PeakO | 0 | 0 | 0 | 0 | 0 | 0
ST | 0 | 0 | 0 | 0 | 0 | 0
STOG | 0 | 0 | 0 | 0 | 0 | 0
STWD | 0 | 0 | 0 | 0 | 0 | 0
WT | 0 | 0 | 0 | 0 | 0 | 0
IGCC | 0 | 0 | 0 | 0 | 0 | 0
DemandResponse | 0 | 0 | 0 | 0 | 0 | 0
IGCC-CCS | 0 | 0 | 0 | 0 | 0 | 0
WT_off | 0 | 0 | 0 | 0 | 0 | 0
PseudoUnit | 0 | 0 | 0 | 0 | 0 | 0
FixedInterchange | 0 | 0 | 0 | 0 | 0 | 0
SO2 Emissions (MMshortTons): TVA
ReportingType | 2015 | 2020 | 2025 | 2030 | 2035 | 2040
BM | 0 | 0 | 0 | 0 | 0 | 0
CC | 0 | 0 | 0 | 0 | 0 | 0
CSP | 0 | 0 | 0 | 0 | 0 | 0
CT | 0 | 0 | 0 | 0 | 0 | 0
Coal | 0.22 | 0.12 | 0.25 | 0.23 | 0.23 | 0.25
Geo | 0 | 0 | 0 | 0 | 0 | 0
H | 0 | 0 | 0 | 0 | 0 | 0
LFG | 0 | 0 | 0 | 0 | 0 | 0
Nuc | 0 | 0 | 0 | 0 | 0 | 0
PS | 0 | 0 | 0 | 0 | 0 | 0
PV | 0 | 0 | 0 | 0 | 0 | 0
PeakG | 0 | 0 | 0 | 0 | 0 | 0
PeakO | 0 | 0 | 0 | 0 | 0 | 0
ST | 0 | 0 | 0 | 0 | 0 | 0
STOG | 0 | 0 | 0 | 0 | 0 | 0
STWD | 0 | 0 | 0 | 0 | 0 | 0
WT | 0 | 0 | 0 | 0 | 0 | 0
IGCC | 0 | 0 | 0 | 0 | 0 | 0
DemandResponse | 0 | 0 | 0 | 0 | 0 | 0
IGCC-CCS | 0 | 0 | 0 | 0 | 0 | 0
WT_off | 0 | 0 | 0 | 0 | 0 | 0
PseudoUnit | 0 | 0 | 0 | 0 | 0 | 0
FixedInterchange | 0 | 0 | 0 | 0 | 0 | 0
SO2 Emissions (MMshortTons): TVA_Transmission
ReportingType | 2015 | 2020 | 2025 | 2030 | 2035 | 2040
BM | 0 | 0 | 0 | 0 | 0 | 0
CC | 0 | 0 | 0 | 0 | 0 | 0
CSP | 0 | 0 | 0 | 0 | 0 | 0
CT | 0 | 0 | 0 | 0 | 0 | 0
Coal | 0 | 0 | 0 | 0 | 0 | 0
Geo | 0 | 0 | 0 | 0 | 0 | 0
H | 0 | 0 | 0 | 0 | 0 | 0
LFG | 0 | 0 | 0 | 0 | 0 | 0
Nuc | 0 | 0 | 0 | 0 | 0 | 0
PS | 0 | 0 | 0 | 0 | 0 | 0
PV | 0 | 0 | 0 | 0 | 0 | 0
PeakG | 0 | 0 | 0 | 0 | 0 | 0
PeakO | 0 | 0 | 0 | 0 | 0 | 0
ST | 0 | 0 | 0 | 0 | 0 | 0
STOG | 0 | 0 | 0 | 0 | 0 | 0
STWD | 0 | 0 | 0 | 0 | 0 | 0
WT | 0 | 0 | 0 | 0 | 0 | 0
IGCC | 0 | 0 | 0 | 0 | 0 | 0
DemandResponse | 0 | 0 | 0 | 0 | 0 | 0
IGCC-CCS | 0 | 0 | 0 | 0 | 0 | 0
WT_off | 0 | 0 | 0 | 0 | 0 | 0
PseudoUnit | 0 | 0 | 0 | 0 | 0 | 0
FixedInterchange | 0 | 0 | 0 | 0 | 0 | 0
SO2 Emissions (MMshortTons): VACAR
ReportingType | 2015 | 2020 | 2025 | 2030 | 2035 | 2040
BM | 0 | 0 | 0 | 0 | 0 | 0
CC | 0 | 0 | 0 | 0 | 0 | 0
CSP | 0 | 0 | 0 | 0 | 0 | 0
CT | 0 | 0 | 0 | 0 | 0 | 0
Coal | 0.15 | 0.04 | 0.05 | 0.06 | 0.07 | 0.07
Geo | 0 | 0 | 0 | 0 | 0 | 0
H | 0 | 0 | 0 | 0 | 0 | 0
LFG | 0 | 0 | 0 | 0 | 0 | 0
Nuc | 0 | 0 | 0 | 0 | 0 | 0
PS | 0 | 0 | 0 | 0 | 0 | 0
PV | 0 | 0 | 0 | 0 | 0 | 0
PeakG | 0 | 0 | 0 | 0 | 0 | 0
PeakO | 0 | 0 | 0 | 0 | 0 | 0
ST | 0 | 0 | 0 | 0 | 0 | 0
STOG | 0 | 0 | 0 | 0 | 0 | 0
STWD | 0 | 0 | 0 | 0 | 0 | 0
WT | 0 | 0 | 0 | 0 | 0 | 0
IGCC | 0 | 0 | 0 | 0 | 0 | 0
DemandResponse | 0 | 0 | 0 | 0 | 0 | 0
IGCC-CCS | 0 | 0 | 0 | 0 | 0 | 0
WT_off | 0 | 0 | 0 | 0 | 0 | 0
PseudoUnit | 0 | 0 | 0 | 0 | 0 | 0
FixedInterchange | 0 | 0 | 0 | 0 | 0 | 0
SO2 Emissions (MMshortTons): IESO
ReportingType | 2015 | 2020 | 2025 | 2030 | 2035 | 2040
BM | 0 | 0 | 0 | 0 | 0 | 0
CC | 0 | 0 | 0 | 0 | 0 | 0
CSP | 0 | 0 | 0 | 0 | 0 | 0
CT | 0 | 0 | 0 | 0 | 0 | 0
Coal | 0 | 0 | 0 | 0 | 0 | 0
Geo | 0 | 0 | 0 | 0 | 0 | 0
H | 0 | 0 | 0 | 0 | 0 | 0
LFG | 0 | 0 | 0 | 0 | 0 | 0
Nuc | 0 | 0 | 0 | 0 | 0 | 0
PS | 0 | 0 | 0 | 0 | 0 | 0
PV | 0 | 0 | 0 | 0 | 0 | 0
PeakG | 0 | 0 | 0 | 0 | 0 | 0
PeakO | 0 | 0 | 0 | 0 | 0 | 0
ST | 0 | 0 | 0 | 0 | 0 | 0
STOG | 0 | 0 | 0 | 0 | 0 | 0
STWD | 0 | 0 | 0 | 0 | 0 | 0
WT | 0 | 0 | 0 | 0 | 0 | 0
IGCC | 0 | 0 | 0 | 0 | 0 | 0
DemandResponse | 0 | 0 | 0 | 0 | 0 | 0
IGCC-CCS | 0 | 0 | 0 | 0 | 0 | 0
WT_off | 0 | 0 | 0 | 0 | 0 | 0
PseudoUnit | 0 | 0 | 0 | 0 | 0 | 0
FixedInterchange | 0 | 0 | 0 | 0 | 0 | 0
SO2 Emissions (MMshortTons): MAPP_CA
ReportingType | 2015 | 2020 | 2025 | 2030 | 2035 | 2040
BM | 0 | 0 | 0 | 0 | 0 | 0
CC | 0 | 0 | 0 | 0 | 0 | 0
CSP | 0 | 0 | 0 | 0 | 0 | 0
CT | 0 | 0 | 0 | 0 | 0 | 0
Coal | 0 | 0.01 | 0.02 | 0.03 | 0.07 | 0.09
Geo | 0 | 0 | 0 | 0 | 0 | 0
H | 0 | 0 | 0 | 0 | 0 | 0
LFG | 0 | 0 | 0 | 0 | 0 | 0
Nuc | 0 | 0 | 0 | 0 | 0 | 0
PS | 0 | 0 | 0 | 0 | 0 | 0
PV | 0 | 0 | 0 | 0 | 0 | 0
PeakG | 0 | 0 | 0 | 0 | 0 | 0
PeakO | 0 | 0 | 0 | 0 | 0 | 0
ST | 0 | 0 | 0 | 0 | 0 | 0
STOG | 0 | 0 | 0 | 0 | 0 | 0
STWD | 0 | 0 | 0 | 0 | 0 | 0
WT | 0 | 0 | 0 | 0 | 0 | 0
IGCC | 0 | 0 | 0 | 0 | 0 | 0
DemandResponse | 0 | 0 | 0 | 0 | 0 | 0
IGCC-CCS | 0 | 0 | 0 | 0 | 0 | 0
WT_off | 0 | 0 | 0 | 0 | 0 | 0
PseudoUnit | 0 | 0 | 0 | 0 | 0 | 0
FixedInterchange | 0 | 0 | 0 | 0 | 0 | 0
SO2 Emissions (MMshortTons): AZ_NM_SNV_Coal
ReportingType | 2015 | 2020 | 2025 | 2030 | 2035 | 2040
BM | 0 | 0 | 0 | 0 | 0 | 0
CC | 0 | 0 | 0 | 0 | 0 | 0
CSP | 0 | 0 | 0 | 0 | 0 | 0
CT | 0 | 0 | 0 | 0 | 0 | 0
Coal | 0.03 | 0.02 | 0.02 | 0.02 | 0.02 | 0.03
Geo | 0 | 0 | 0 | 0 | 0 | 0
H | 0 | 0 | 0 | 0 | 0 | 0
LFG | 0 | 0 | 0 | 0 | 0 | 0
Nuc | 0 | 0 | 0 | 0 | 0 | 0
PS | 0 | 0 | 0 | 0 | 0 | 0
PV | 0 | 0 | 0 | 0 | 0 | 0
PeakG | 0 | 0 | 0 | 0 | 0 | 0
PeakO | 0 | 0 | 0 | 0 | 0 | 0
ST | 0 | 0 | 0 | 0 | 0 | 0
STOG | 0 | 0 | 0 | 0 | 0 | 0
STWD | 0 | 0 | 0 | 0 | 0 | 0
WT | 0 | 0 | 0 | 0 | 0 | 0
IGCC | 0 | 0 | 0 | 0 | 0 | 0
DemandResponse | 0 | 0 | 0 | 0 | 0 | 0
IGCC-CCS | 0 | 0 | 0 | 0 | 0 | 0
WT_off | 0 | 0 | 0 | 0 | 0 | 0
PseudoUnit | 0 | 0 | 0 | 0 | 0 | 0
FixedInterchange | 0 | 0 | 0 | 0 | 0 | 0
SO2 Emissions (MMshortTons): AZ_NM_SNV_Gas
ReportingType | 2015 | 2020 | 2025 | 2030 | 2035 | 2040
BM | 0 | 0 | 0 | 0 | 0 | 0
CC | 0 | 0 | 0 | 0 | 0 | 0
CSP | 0 | 0 | 0 | 0 | 0 | 0
CT | 0 | 0 | 0 | 0 | 0 | 0
Coal | 0 | 0 | 0 | 0 | 0 | 0
Geo | 0 | 0 | 0 | 0 | 0 | 0
H | 0 | 0 | 0 | 0 | 0 | 0
LFG | 0 | 0 | 0 | 0 | 0 | 0
Nuc | 0 | 0 | 0 | 0 | 0 | 0
PS | 0 | 0 | 0 | 0 | 0 | 0
PV | 0 | 0 | 0 | 0 | 0 | 0
PeakG | 0 | 0 | 0 | 0 | 0 | 0
PeakO | 0 | 0 | 0 | 0 | 0 | 0
ST | 0 | 0 | 0 | 0 | 0 | 0
STOG | 0 | 0 | 0 | 0 | 0 | 0
STWD | 0 | 0 | 0 | 0 | 0 | 0
WT | 0 | 0 | 0 | 0 | 0 | 0
IGCC | 0 | 0 | 0 | 0 | 0 | 0
DemandResponse | 0 | 0 | 0 | 0 | 0 | 0
IGCC-CCS | 0 | 0 | 0 | 0 | 0 | 0
WT_off | 0 | 0 | 0 | 0 | 0 | 0
PseudoUnit | 0 | 0 | 0 | 0 | 0 | 0
FixedInterchange | 0 | 0 | 0 | 0 | 0 | 0
SO2 Emissions (MMshortTons): AZ_NM_SNV_NucRenew
ReportingType | 2015 | 2020 | 2025 | 2030 | 2035 | 2040
BM | 0 | 0 | 0 | 0 | 0 | 0
CC | 0 | 0 | 0 | 0 | 0 | 0
CSP | 0 | 0 | 0 | 0 | 0 | 0
CT | 0 | 0 | 0 | 0 | 0 | 0
Coal | 0 | 0 | 0 | 0 | 0 | 0
Geo | 0 | 0 | 0 | 0 | 0 | 0
H | 0 | 0 | 0 | 0 | 0 | 0
LFG | 0 | 0 | 0 | 0 | 0 | 0
Nuc | 0 | 0 | 0 | 0 | 0 | 0
PS | 0 | 0 | 0 | 0 | 0 | 0
PV | 0 | 0 | 0 | 0 | 0 | 0
PeakG | 0 | 0 | 0 | 0 | 0 | 0
PeakO | 0 | 0 | 0 | 0 | 0 | 0
ST | 0 | 0 | 0 | 0 | 0 | 0
STOG | 0 | 0 | 0 | 0 | 0 | 0
STWD | 0 | 0 | 0 | 0 | 0 | 0
WT | 0 | 0 | 0 | 0 | 0 | 0
IGCC | 0 | 0 | 0 | 0 | 0 | 0
DemandResponse | 0 | 0 | 0 | 0 | 0 | 0
IGCC-CCS | 0 | 0 | 0 | 0 | 0 | 0
WT_off | 0 | 0 | 0 | 0 | 0 | 0
PseudoUnit | 0 | 0 | 0 | 0 | 0 | 0
FixedInterchange | 0 | 0 | 0 | 0 | 0 | 0
SO2 Emissions (MMshortTons): ERCOT
ReportingType | 2015 | 2020 | 2025 | 2030 | 2035 | 2040
BM | 0 | 0 | 0 | 0 | 0 | 0
CC | 0 | 0 | 0 | 0 | 0 | 0
CSP | 0 | 0 | 0 | 0 | 0 | 0
CT | 0 | 0 | 0 | 0 | 0 | 0
Coal | 0.2 | 0.07 | 0.09 | 0.09 | 0.09 | 0.09
Geo | 0 | 0 | 0 | 0 | 0 | 0
H | 0 | 0 | 0 | 0 | 0 | 0
LFG | 0 | 0 | 0 | 0 | 0 | 0
Nuc | 0 | 0 | 0 | 0 | 0 | 0
PS | 0 | 0 | 0 | 0 | 0 | 0
PV | 0 | 0 | 0 | 0 | 0 | 0
PeakG | 0 | 0 | 0 | 0 | 0 | 0
PeakO | 0 | 0 | 0 | 0 | 0 | 0
ST | 0 | 0 | 0 | 0 | 0 | 0
STOG | 0 | 0 | 0 | 0 | 0 | 0
STWD | 0 | 0 | 0 | 0 | 0 | 0
WT | 0 | 0 | 0 | 0 | 0 | 0
IGCC | 0 | 0 | 0 | 0 | 0 | 0
DemandResponse | 0 | 0 | 0 | 0 | 0 | 0
IGCC-CCS | 0 | 0 | 0 | 0 | 0 | 0
WT_off | 0 | 0 | 0 | 0 | 0 | 0
PseudoUnit | 0 | 0 | 0 | 0 | 0 | 0
FixedInterchange | 0 | 0 | 0 | 0 | 0 | 0
SO2 Emissions (MMshortTons): NP15
ReportingType | 2015 | 2020 | 2025 | 2030 | 2035 | 2040
BM | 0 | 0 | 0 | 0 | 0 | 0
CC | 0 | 0 | 0 | 0 | 0 | 0
CSP | 0 | 0 | 0 | 0 | 0 | 0
CT | 0 | 0 | 0 | 0 | 0 | 0
Coal | 0 | 0 | 0 | 0 | 0 | 0
Geo | 0 | 0 | 0 | 0 | 0 | 0
H | 0 | 0 | 0 | 0 | 0 | 0
LFG | 0 | 0 | 0 | 0 | 0 | 0
Nuc | 0 | 0 | 0 | 0 | 0 | 0
PS | 0 | 0 | 0 | 0 | 0 | 0
PV | 0 | 0 | 0 | 0 | 0 | 0
PeakG | 0 | 0 | 0 | 0 | 0 | 0
PeakO | 0 | 0 | 0 | 0 | 0 | 0
ST | 0 | 0 | 0 | 0 | 0 | 0
STOG | 0 | 0 | 0 | 0 | 0 | 0
STWD | 0 | 0 | 0 | 0 | 0 | 0
WT | 0 | 0 | 0 | 0 | 0 | 0
IGCC | 0 | 0 | 0 | 0 | 0 | 0
DemandResponse | 0 | 0 | 0 | 0 | 0 | 0
IGCC-CCS | 0 | 0 | 0 | 0 | 0 | 0
WT_off | 0 | 0 | 0 | 0 | 0 | 0
PseudoUnit | 0 | 0 | 0 | 0 | 0 | 0
FixedInterchange | 0 | 0 | 0 | 0 | 0 | 0
SO2 Emissions (MMshortTons): NWPP_Coal
ReportingType | 2015 | 2020 | 2025 | 2030 | 2035 | 2040
BM | 0 | 0 | 0 | 0 | 0 | 0
CC | 0 | 0 | 0 | 0 | 0 | 0
CSP | 0 | 0 | 0 | 0 | 0 | 0
CT | 0 | 0 | 0 | 0 | 0 | 0
Coal | 0.09 | 0.05 | 0.05 | 0.05 | 0.05 | 0.05
Geo | 0 | 0 | 0 | 0 | 0 | 0
H | 0 | 0 | 0 | 0 | 0 | 0
LFG | 0 | 0 | 0 | 0 | 0 | 0
Nuc | 0 | 0 | 0 | 0 | 0 | 0
PS | 0 | 0 | 0 | 0 | 0 | 0
PV | 0 | 0 | 0 | 0 | 0 | 0
PeakG | 0 | 0 | 0 | 0 | 0 | 0
PeakO | 0 | 0 | 0 | 0 | 0 | 0
ST | 0 | 0 | 0 | 0 | 0 | 0
STOG | 0 | 0 | 0 | 0 | 0 | 0
STWD | 0 | 0 | 0 | 0 | 0 | 0
WT | 0 | 0 | 0 | 0 | 0 | 0
IGCC | 0 | 0 | 0 | 0 | 0 | 0
DemandResponse | 0 | 0 | 0 | 0 | 0 | 0
IGCC-CCS | 0 | 0 | 0 | 0 | 0 | 0
WT_off | 0 | 0 | 0 | 0 | 0 | 0
PseudoUnit | 0 | 0 | 0 | 0 | 0 | 0
FixedInterchange | 0 | 0 | 0 | 0 | 0 | 0
SO2 Emissions (MMshortTons): NWPP_Gas
ReportingType | 2015 | 2020 | 2025 | 2030 | 2035 | 2040
BM | 0 | 0 | 0 | 0 | 0 | 0
CC | 0 | 0 | 0 | 0 | 0 | 0
CSP | 0 | 0 | 0 | 0 | 0 | 0
CT | 0 | 0 | 0 | 0 | 0 | 0
Coal | 0 | 0 | 0 | 0 | 0 | 0
Geo | 0 | 0 | 0 | 0 | 0 | 0
H | 0 | 0 | 0 | 0 | 0 | 0
LFG | 0 | 0 | 0 | 0 | 0 | 0
Nuc | 0 | 0 | 0 | 0 | 0 | 0
PS | 0 | 0 | 0 | 0 | 0 | 0
PV | 0 | 0 | 0 | 0 | 0 | 0
PeakG | 0 | 0 | 0 | 0 | 0 | 0
PeakO | 0 | 0 | 0 | 0 | 0 | 0
ST | 0 | 0 | 0 | 0 | 0 | 0
STOG | 0 | 0 | 0 | 0 | 0 | 0
STWD | 0 | 0 | 0 | 0 | 0 | 0
WT | 0 | 0 | 0 | 0 | 0 | 0
IGCC | 0 | 0 | 0 | 0 | 0 | 0
DemandResponse | 0 | 0 | 0 | 0 | 0 | 0
IGCC-CCS | 0 | 0 | 0 | 0 | 0 | 0
WT_off | 0 | 0 | 0 | 0 | 0 | 0
PseudoUnit | 0 | 0 | 0 | 0 | 0 | 0
FixedInterchange | 0 | 0 | 0 | 0 | 0 | 0
SO2 Emissions (MMshortTons): NWPP_NucRenew
ReportingType | 2015 | 2020 | 2025 | 2030 | 2035 | 2040
BM | 0 | 0 | 0 | 0 | 0 | 0
CC | 0 | 0 | 0 | 0 | 0 | 0
CSP | 0 | 0 | 0 | 0 | 0 | 0
CT | 0 | 0 | 0 | 0 | 0 | 0
Coal | 0 | 0 | 0 | 0 | 0 | 0
Geo | 0 | 0 | 0 | 0 | 0 | 0
H | 0 | 0 | 0 | 0 | 0 | 0
LFG | 0 | 0 | 0 | 0 | 0 | 0
Nuc | 0 | 0 | 0 | 0 | 0 | 0
PS | 0 | 0 | 0 | 0 | 0 | 0
PV | 0 | 0 | 0 | 0 | 0 | 0
PeakG | 0 | 0 | 0 | 0 | 0 | 0
PeakO | 0 | 0 | 0 | 0 | 0 | 0
ST | 0 | 0 | 0 | 0 | 0 | 0
STOG | 0 | 0 | 0 | 0 | 0 | 0
STWD | 0 | 0 | 0 | 0 | 0 | 0
WT | 0 | 0 | 0 | 0 | 0 | 0
IGCC | 0 | 0 | 0 | 0 | 0 | 0
DemandResponse | 0 | 0 | 0 | 0 | 0 | 0
IGCC-CCS | 0 | 0 | 0 | 0 | 0 | 0
WT_off | 0 | 0 | 0 | 0 | 0 | 0
PseudoUnit | 0 | 0 | 0 | 0 | 0 | 0
FixedInterchange | 0 | 0 | 0 | 0 | 0 | 0
SO2 Emissions (MMshortTons): RMPA
ReportingType | 2015 | 2020 | 2025 | 2030 | 2035 | 2040
BM | 0 | 0 | 0 | 0 | 0 | 0
CC | 0 | 0 | 0 | 0 | 0 | 0
CSP | 0 | 0 | 0 | 0 | 0 | 0
CT | 0 | 0 | 0 | 0 | 0 | 0
Coal | 0.06 | 0.03 | 0.02 | 0.02 | 0.03 | 0.03
Geo | 0 | 0 | 0 | 0 | 0 | 0
H | 0 | 0 | 0 | 0 | 0 | 0
LFG | 0 | 0 | 0 | 0 | 0 | 0
Nuc | 0 | 0 | 0 | 0 | 0 | 0
PS | 0 | 0 | 0 | 0 | 0 | 0
PV | 0 | 0 | 0 | 0 | 0 | 0
PeakG | 0 | 0 | 0 | 0 | 0 | 0
PeakO | 0 | 0 | 0 | 0 | 0 | 0
ST | 0 | 0 | 0 | 0 | 0 | 0
STOG | 0 | 0 | 0 | 0 | 0 | 0
STWD | 0 | 0 | 0 | 0 | 0 | 0
WT | 0 | 0 | 0 | 0 | 0 | 0
IGCC | 0 | 0 | 0 | 0 | 0 | 0
DemandResponse | 0 | 0 | 0 | 0 | 0 | 0
IGCC-CCS | 0 | 0 | 0 | 0 | 0 | 0
WT_off | 0 | 0 | 0 | 0 | 0 | 0
PseudoUnit | 0 | 0 | 0 | 0 | 0 | 0
FixedInterchange | 0 | 0 | 0 | 0 | 0 | 0
SO2 Emissions (MMshortTons): SP15
ReportingType | 2015 | 2020 | 2025 | 2030 | 2035 | 2040
BM | 0 | 0 | 0 | 0 | 0 | 0
CC | 0 | 0 | 0 | 0 | 0 | 0
CSP | 0 | 0 | 0 | 0 | 0 | 0
CT | 0 | 0 | 0 | 0 | 0 | 0
Coal | 0 | 0 | 0 | 0 | 0 | 0
Geo | 0 | 0 | 0 | 0 | 0 | 0
H | 0 | 0 | 0 | 0 | 0 | 0
LFG | 0 | 0 | 0 | 0 | 0 | 0
Nuc | 0 | 0 | 0 | 0 | 0 | 0
PS | 0 | 0 | 0 | 0 | 0 | 0
PV | 0 | 0 | 0 | 0 | 0 | 0
PeakG | 0 | 0 | 0 | 0 | 0 | 0
PeakO | 0 | 0 | 0 | 0 | 0 | 0
ST | 0 | 0 | 0 | 0 | 0 | 0
STOG | 0 | 0 | 0 | 0 | 0 | 0
STWD | 0 | 0 | 0 | 0 | 0 | 0
WT | 0 | 0 | 0 | 0 | 0 | 0
IGCC | 0 | 0 | 0 | 0 | 0 | 0
DemandResponse | 0 | 0 | 0 | 0 | 0 | 0
IGCC-CCS | 0 | 0 | 0 | 0 | 0 | 0
WT_off | 0 | 0 | 0 | 0 | 0 | 0
PseudoUnit | 0 | 0 | 0 | 0 | 0 | 0
FixedInterchange | 0 | 0 | 0 | 0 | 0 | 0
SO2 Emissions (MMshortTons): ALB
ReportingType | 2015 | 2020 | 2025 | 2030 | 2035 | 2040
BM | 0 | 0 | 0 | 0 | 0 | 0
CC | 0 | 0 | 0 | 0 | 0 | 0
CSP | 0 | 0 | 0 | 0 | 0 | 0
CT | 0 | 0 | 0 | 0 | 0 | 0
Coal | 0.16 | 0.14 | 0.14 | 0.14 | 0.14 | 0.14
Geo | 0 | 0 | 0 | 0 | 0 | 0
H | 0 | 0 | 0 | 0 | 0 | 0
LFG | 0 | 0 | 0 | 0 | 0 | 0
Nuc | 0 | 0 | 0 | 0 | 0 | 0
PS | 0 | 0 | 0 | 0 | 0 | 0
PV | 0 | 0 | 0 | 0 | 0 | 0
PeakG | 0 | 0 | 0 | 0 | 0 | 0
PeakO | 0 | 0 | 0 | 0 | 0 | 0
ST | 0 | 0 | 0 | 0 | 0 | 0
STOG | 0 | 0 | 0 | 0 | 0 | 0
STWD | 0 | 0 | 0 | 0 | 0 | 0
WT | 0 | 0 | 0 | 0 | 0 | 0
IGCC | 0 | 0 | 0 | 0 | 0 | 0
DemandResponse | 0 | 0 | 0 | 0 | 0 | 0
IGCC-CCS | 0 | 0 | 0 | 0 | 0 | 0
WT_off | 0 | 0 | 0 | 0 | 0 | 0
PseudoUnit | 0 | 0 | 0 | 0 | 0 | 0
FixedInterchange | 0 | 0 | 0 | 0 | 0 | 0
SO2 Emissions (MMshortTons): BC
ReportingType | 2015 | 2020 | 2025 | 2030 | 2035 | 2040
BM | 0 | 0 | 0 | 0 | 0 | 0
CC | 0 | 0 | 0 | 0 | 0 | 0
CSP | 0 | 0 | 0 | 0 | 0 | 0
CT | 0 | 0 | 0 | 0 | 0 | 0
Coal | 0 | 0 | 0 | 0 | 0 | 0
Geo | 0 | 0 | 0 | 0 | 0 | 0
H | 0 | 0 | 0 | 0 | 0 | 0
LFG | 0 | 0 | 0 | 0 | 0 | 0
Nuc | 0 | 0 | 0 | 0 | 0 | 0
PS | 0 | 0 | 0 | 0 | 0 | 0
PV | 0 | 0 | 0 | 0 | 0 | 0
PeakG | 0 | 0 | 0 | 0 | 0 | 0
PeakO | 0 | 0 | 0 | 0 | 0 | 0
ST | 0 | 0 | 0 | 0 | 0 | 0
STOG | 0 | 0 | 0 | 0 | 0 | 0
STWD | 0 | 0 | 0 | 0 | 0 | 0
WT | 0 | 0 | 0 | 0 | 0 | 0
IGCC | 0 | 0 | 0 | 0 | 0 | 0
DemandResponse | 0 | 0 | 0 | 0 | 0 | 0
IGCC-CCS | 0 | 0 | 0 | 0 | 0 | 0
WT_off | 0 | 0 | 0 | 0 | 0 | 0
PseudoUnit | 0 | 0 | 0 | 0 | 0 | 0
FixedInterchange | 0 | 0 | 0 | 0 | 0 | 0
SO2 Emissions (MMshortTons): HQ_IESO
ReportingType | 2015 | 2020 | 2025 | 2030 | 2035 | 2040
BM | 0 | 0 | 0 | 0 | 0 | 0
CC | 0 | 0 | 0 | 0 | 0 | 0
CSP | 0 | 0 | 0 | 0 | 0 | 0
CT | 0 | 0 | 0 | 0 | 0 | 0
Coal | 0 | 0 | 0 | 0 | 0 | 0
Geo | 0 | 0 | 0 | 0 | 0 | 0
H | 0 | 0 | 0 | 0 | 0 | 0
LFG | 0 | 0 | 0 | 0 | 0 | 0
Nuc | 0 | 0 | 0 | 0 | 0 | 0
PS | 0 | 0 | 0 | 0 | 0 | 0
PV | 0 | 0 | 0 | 0 | 0 | 0
PeakG | 0 | 0 | 0 | 0 | 0 | 0
PeakO | 0 | 0 | 0 | 0 | 0 | 0
ST | 0 | 0 | 0 | 0 | 0 | 0
STOG | 0 | 0 | 0 | 0 | 0 | 0
STWD | 0 | 0 | 0 | 0 | 0 | 0
WT | 0 | 0 | 0 | 0 | 0 | 0
IGCC | 0 | 0 | 0 | 0 | 0 | 0
DemandResponse | 0 | 0 | 0 | 0 | 0 | 0
IGCC-CCS | 0 | 0 | 0 | 0 | 0 | 0
WT_off | 0 | 0 | 0 | 0 | 0 | 0
PseudoUnit | 0 | 0 | 0 | 0 | 0 | 0
FixedInterchange | 0 | 0 | 0 | 0 | 0 | 0
SO2 Emissions (MMshortTons): HQ_NEISO
ReportingType | 2015 | 2020 | 2025 | 2030 | 2035 | 2040
BM | 0 | 0 | 0 | 0 | 0 | 0
CC | 0 | 0 | 0 | 0 | 0 | 0
CSP | 0 | 0 | 0 | 0 | 0 | 0
CT | 0 | 0 | 0 | 0 | 0 | 0
Coal | 0 | 0 | 0 | 0 | 0 | 0
Geo | 0 | 0 | 0 | 0 | 0 | 0
H | 0 | 0 | 0 | 0 | 0 | 0
LFG | 0 | 0 | 0 | 0 | 0 | 0
Nuc | 0 | 0 | 0 | 0 | 0 | 0
PS | 0 | 0 | 0 | 0 | 0 | 0
PV | 0 | 0 | 0 | 0 | 0 | 0
PeakG | 0 | 0 | 0 | 0 | 0 | 0
PeakO | 0 | 0 | 0 | 0 | 0 | 0
ST | 0 | 0 | 0 | 0 | 0 | 0
STOG | 0 | 0 | 0 | 0 | 0 | 0
STWD | 0 | 0 | 0 | 0 | 0 | 0
WT | 0 | 0 | 0 | 0 | 0 | 0
IGCC | 0 | 0 | 0 | 0 | 0 | 0
DemandResponse | 0 | 0 | 0 | 0 | 0 | 0
IGCC-CCS | 0 | 0 | 0 | 0 | 0 | 0
WT_off | 0 | 0 | 0 | 0 | 0 | 0
PseudoUnit | 0 | 0 | 0 | 0 | 0 | 0
FixedInterchange | 0 | 0 | 0 | 0 | 0 | 0
SO2 Emissions (MMshortTons): HQ_NY
ReportingType | 2015 | 2020 | 2025 | 2030 | 2035 | 2040
BM | 0 | 0 | 0 | 0 | 0 | 0
CC | 0 | 0 | 0 | 0 | 0 | 0
CSP | 0 | 0 | 0 | 0 | 0 | 0
CT | 0 | 0 | 0 | 0 | 0 | 0
Coal | 0 | 0 | 0 | 0 | 0 | 0
Geo | 0 | 0 | 0 | 0 | 0 | 0
H | 0 | 0 | 0 | 0 | 0 | 0
LFG | 0 | 0 | 0 | 0 | 0 | 0
Nuc | 0 | 0 | 0 | 0 | 0 | 0
PS | 0 | 0 | 0 | 0 | 0 | 0
PV | 0 | 0 | 0 | 0 | 0 | 0
PeakG | 0 | 0 | 0 | 0 | 0 | 0
PeakO | 0 | 0 | 0 | 0 | 0 | 0
ST | 0 | 0 | 0 | 0 | 0 | 0
STOG | 0 | 0 | 0 | 0 | 0 | 0
STWD | 0 | 0 | 0 | 0 | 0 | 0
WT | 0 | 0 | 0 | 0 | 0 | 0
IGCC | 0 | 0 | 0 | 0 | 0 | 0
DemandResponse | 0 | 0 | 0 | 0 | 0 | 0
IGCC-CCS | 0 | 0 | 0 | 0 | 0 | 0
WT_off | 0 | 0 | 0 | 0 | 0 | 0
PseudoUnit | 0 | 0 | 0 | 0 | 0 | 0
FixedInterchange | 0 | 0 | 0 | 0 | 0 | 0
SO2 Emissions (MMshortTons): MARITIMES
ReportingType | 2015 | 2020 | 2025 | 2030 | 2035 | 2040
BM | 0 | 0 | 0 | 0 | 0 | 0
CC | 0 | 0 | 0 | 0 | 0 | 0
CSP | 0 | 0 | 0 | 0 | 0 | 0
CT | 0 | 0 | 0 | 0 | 0 | 0
Coal | 0 | 0 | 0 | 0 | 0 | 0
Geo | 0 | 0 | 0 | 0 | 0 | 0
H | 0 | 0 | 0 | 0 | 0 | 0
LFG | 0 | 0 | 0 | 0 | 0 | 0
Nuc | 0 | 0 | 0 | 0 | 0 | 0
PS | 0 | 0 | 0 | 0 | 0 | 0
PV | 0 | 0 | 0 | 0 | 0 | 0
PeakG | 0 | 0 | 0 | 0 | 0 | 0
PeakO | 0 | 0 | 0 | 0 | 0 | 0
ST | 0 | 0 | 0 | 0 | 0 | 0
STOG | 0 | 0 | 0 | 0 | 0 | 0
STWD | 0 | 0 | 0 | 0 | 0 | 0
WT | 0 | 0 | 0 | 0 | 0 | 0
IGCC | 0 | 0 | 0 | 0 | 0 | 0
DemandResponse | 0 | 0 | 0 | 0 | 0 | 0
IGCC-CCS | 0 | 0 | 0 | 0 | 0 | 0
WT_off | 0 | 0 | 0 | 0 | 0 | 0
PseudoUnit | 0 | 0 | 0 | 0 | 0 | 0
FixedInterchange | 0 | 0 | 0 | 0 | 0 | 0
SO2 Emissions (MMshortTons): All
ReportingType | 2015 | 2020 | 2025 | 2030 | 2035 | 2040
BM | 0 | 0 | 0 | 0 | 0 | 0
CC | 0 | 0 | 0 | 0 | 0 | 0
CSP | 0 | 0 | 0 | 0 | 0 | 0
CT | 0 | 0 | 0 | 0 | 0 | 0
Coal | 5.11 | 1.57 | 1.94 | 1.98 | 2.12 | 2.19
Geo | 0 | 0 | 0 | 0 | 0 | 0
H | 0 | 0 | 0 | 0 | 0 | 0
LFG | 0 | 0 | 0 | 0 | 0 | 0
Nuc | 0 | 0 | 0 | 0 | 0 | 0
PS | 0 | 0 | 0 | 0 | 0 | 0
PV | 0 | 0 | 0 | 0 | 0 | 0
PeakG | 0 | 0 | 0 | 0 | 0 | 0
PeakO | 0 | 0 | 0 | 0 | 0 | 0
ST | 0 | 0 | 0 | 0 | 0 | 0
STOG | 0 | 0 | 0 | 0 | 0 | 0
STWD | 0 | 0 | 0 | 0 | 0 | 0
WT | 0 | 0 | 0 | 0 | 0 | 0
IGCC | 0 | 0 | 0 | 0 | 0 | 0
DemandResponse | 0 | 0 | 0 | 0 | 0 | 0
IGCC-CCS | 0 | 0 | 0 | 0 | 0 | 0
WT_off | 0 | 0 | 0 | 0 | 0 | 0
PseudoUnit | 0 | 0 | 0 | 0 | 0 | 0
FixedInterchange | 0 | 0 | 0 | 0 | 0 | 0
SO2 Emissions (MMshortTons): EI_US
ReportingType | 2015 | 2020 | 2025 | 2030 | 2035 | 2040
BM | 0 | 0 | 0 | 0 | 0 | 0
CC | 0 | 0 | 0 | 0 | 0 | 0
CSP | 0 | 0 | 0 | 0 | 0 | 0
CT | 0 | 0 | 0 | 0 | 0 | 0
Coal | 4.57 | 1.25 | 1.59 | 1.62 | 1.72 | 1.77
Geo | 0 | 0 | 0 | 0 | 0 | 0
H | 0 | 0 | 0 | 0 | 0 | 0
LFG | 0 | 0 | 0 | 0 | 0 | 0
Nuc | 0 | 0 | 0 | 0 | 0 | 0
PS | 0 | 0 | 0 | 0 | 0 | 0
PV | 0 | 0 | 0 | 0 | 0 | 0
PeakG | 0 | 0 | 0 | 0 | 0 | 0
PeakO | 0 | 0 | 0 | 0 | 0 | 0
ST | 0 | 0 | 0 | 0 | 0 | 0
STOG | 0 | 0 | 0 | 0 | 0 | 0
STWD | 0 | 0 | 0 | 0 | 0 | 0
WT | 0 | 0 | 0 | 0 | 0 | 0
IGCC | 0 | 0 | 0 | 0 | 0 | 0
DemandResponse | 0 | 0 | 0 | 0 | 0 | 0
IGCC-CCS | 0 | 0 | 0 | 0 | 0 | 0
WT_off | 0 | 0 | 0 | 0 | 0 | 0
PseudoUnit | 0 | 0 | 0 | 0 | 0 | 0
FixedInterchange | 0 | 0 | 0 | 0 | 0 | 0
SO2 Emissions (MMshortTons): EI_Canada
ReportingType | 2015 | 2020 | 2025 | 2030 | 2035 | 2040
BM | 0 | 0 | 0 | 0 | 0 | 0
CC | 0 | 0 | 0 | 0 | 0 | 0
CSP | 0 | 0 | 0 | 0 | 0 | 0
CT | 0 | 0 | 0 | 0 | 0 | 0
Coal | 0 | 0.01 | 0.02 | 0.03 | 0.07 | 0.09
Geo | 0 | 0 | 0 | 0 | 0 | 0
H | 0 | 0 | 0 | 0 | 0 | 0
LFG | 0 | 0 | 0 | 0 | 0 | 0
Nuc | 0 | 0 | 0 | 0 | 0 | 0
PS | 0 | 0 | 0 | 0 | 0 | 0
PV | 0 | 0 | 0 | 0 | 0 | 0
PeakG | 0 | 0 | 0 | 0 | 0 | 0
PeakO | 0 | 0 | 0 | 0 | 0 | 0
ST | 0 | 0 | 0 | 0 | 0 | 0
STOG | 0 | 0 | 0 | 0 | 0 | 0
STWD | 0 | 0 | 0 | 0 | 0 | 0
WT | 0 | 0 | 0 | 0 | 0 | 0
IGCC | 0 | 0 | 0 | 0 | 0 | 0
DemandResponse | 0 | 0 | 0 | 0 | 0 | 0
IGCC-CCS | 0 | 0 | 0 | 0 | 0 | 0
WT_off | 0 | 0 | 0 | 0 | 0 | 0
PseudoUnit | 0 | 0 | 0 | 0 | 0 | 0
FixedInterchange | 0 | 0 | 0 | 0 | 0 | 0
SO2 Emissions (MMshortTons): EI
ReportingType | 2015 | 2020 | 2025 | 2030 | 2035 | 2040
BM | 0 | 0 | 0 | 0 | 0 | 0
CC | 0 | 0 | 0 | 0 | 0 | 0
CSP | 0 | 0 | 0 | 0 | 0 | 0
CT | 0 | 0 | 0 | 0 | 0 | 0
Coal | 4.58 | 1.26 | 1.61 | 1.65 | 1.79 | 1.86
Geo | 0 | 0 | 0 | 0 | 0 | 0
H | 0 | 0 | 0 | 0 | 0 | 0
LFG | 0 | 0 | 0 | 0 | 0 | 0
Nuc | 0 | 0 | 0 | 0 | 0 | 0
PS | 0 | 0 | 0 | 0 | 0 | 0
PV | 0 | 0 | 0 | 0 | 0 | 0
PeakG | 0 | 0 | 0 | 0 | 0 | 0
PeakO | 0 | 0 | 0 | 0 | 0 | 0
ST | 0 | 0 | 0 | 0 | 0 | 0
STOG | 0 | 0 | 0 | 0 | 0 | 0
STWD | 0 | 0 | 0 | 0 | 0 | 0
WT | 0 | 0 | 0 | 0 | 0 | 0
IGCC | 0 | 0 | 0 | 0 | 0 | 0
DemandResponse | 0 | 0 | 0 | 0 | 0 | 0
IGCC-CCS | 0 | 0 | 0 | 0 | 0 | 0
WT_off | 0 | 0 | 0 | 0 | 0 | 0
PseudoUnit | 0 | 0 | 0 | 0 | 0 | 0
FixedInterchange | 0 | 0 | 0 | 0 | 0 | 0
SO2 Emissions (MMshortTons): Outside_EI
ReportingType | 2015 | 2020 | 2025 | 2030 | 2035 | 2040
BM | 0 | 0 | 0 | 0 | 0 | 0
CC | 0 | 0 | 0 | 0 | 0 | 0
CSP | 0 | 0 | 0 | 0 | 0 | 0
CT | 0 | 0 | 0 | 0 | 0 | 0
Coal | 0.54 | 0.31 | 0.33 | 0.33 | 0.33 | 0.33
Geo | 0 | 0 | 0 | 0 | 0 | 0
H | 0 | 0 | 0 | 0 | 0 | 0
LFG | 0 | 0 | 0 | 0 | 0 | 0
Nuc | 0 | 0 | 0 | 0 | 0 | 0
PS | 0 | 0 | 0 | 0 | 0 | 0
PV | 0 | 0 | 0 | 0 | 0 | 0
PeakG | 0 | 0 | 0 | 0 | 0 | 0
PeakO | 0 | 0 | 0 | 0 | 0 | 0
ST | 0 | 0 | 0 | 0 | 0 | 0
STOG | 0 | 0 | 0 | 0 | 0 | 0
STWD | 0 | 0 | 0 | 0 | 0 | 0
WT | 0 | 0 | 0 | 0 | 0 | 0
IGCC | 0 | 0 | 0 | 0 | 0 | 0
DemandResponse | 0 | 0 | 0 | 0 | 0 | 0
IGCC-CCS | 0 | 0 | 0 | 0 | 0 | 0
WT_off | 0 | 0 | 0 | 0 | 0 | 0
PseudoUnit | 0 | 0 | 0 | 0 | 0 | 0
FixedInterchange | 0 | 0 | 0 | 0 | 0 | 0
NOx Emissions (MMshortTons): Entergy
ReportingType | 2015 | 2020 | 2025 | 2030 | 2035 | 2040
BM | 0 | 0 | 0 | 0 | 0 | 0
CC | 0 | 0.01 | 0 | 0 | 0 | 0
CSP | 0 | 0 | 0 | 0 | 0 | 0
CT | 0 | 0 | 0 | 0 | 0 | 0
Coal | 0.05 | 0.04 | 0.05 | 0.05 | 0.05 | 0.05
Geo | 0 | 0 | 0 | 0 | 0 | 0
H | 0 | 0 | 0 | 0 | 0 | 0
LFG | 0 | 0 | 0 | 0 | 0 | 0
Nuc | 0 | 0 | 0 | 0 | 0 | 0
PS | 0 | 0 | 0 | 0 | 0 | 0
PV | 0 | 0 | 0 | 0 | 0 | 0
PeakG | 0 | 0 | 0 | 0 | 0 | 0
PeakO | 0 | 0 | 0 | 0 | 0 | 0
ST | 0 | 0 | 0 | 0 | 0 | 0
STOG | 0 | 0 | 0 | 0 | 0 | 0
STWD | 0 | 0 | 0 | 0 | 0 | 0
WT | 0 | 0 | 0 | 0 | 0 | 0
IGCC | 0 | 0 | 0 | 0 | 0 | 0
DemandResponse | 0 | 0 | 0 | 0 | 0 | 0
IGCC-CCS | 0 | 0 | 0 | 0 | 0 | 0
WT_off | 0 | 0 | 0 | 0 | 0 | 0
PseudoUnit | 0 | 0 | 0 | 0 | 0 | 0
FixedInterchange | 0 | 0 | 0 | 0 | 0 | 0
NOx Emissions (MMshortTons): FRCC
ReportingType | 2015 | 2020 | 2025 | 2030 | 2035 | 2040
BM | 0 | 0 | 0 | 0 | 0 | 0
CC | 0.01 | 0.01 | 0.01 | 0.01 | 0.01 | 0.01
CSP | 0 | 0 | 0 | 0 | 0 | 0
CT | 0 | 0 | 0 | 0 | 0 | 0
Coal | 0.04 | 0.03 | 0.04 | 0.04 | 0.04 | 0.05
Geo | 0 | 0 | 0 | 0 | 0 | 0
H | 0 | 0 | 0 | 0 | 0 | 0
LFG | 0 | 0 | 0 | 0 | 0 | 0
Nuc | 0 | 0 | 0 | 0 | 0 | 0
PS | 0 | 0 | 0 | 0 | 0 | 0
PV | 0 | 0 | 0 | 0 | 0 | 0
PeakG | 0 | 0 | 0 | 0 | 0 | 0
PeakO | 0 | 0 | 0 | 0 | 0 | 0
ST | 0 | 0 | 0 | 0 | 0 | 0
STOG | 0 | 0 | 0 | 0 | 0 | 0
STWD | 0 | 0 | 0 | 0 | 0 | 0
WT | 0 | 0 | 0 | 0 | 0 | 0
IGCC | 0 | 0 | 0 | 0 | 0 | 0
DemandResponse | 0 | 0 | 0 | 0 | 0 | 0
IGCC-CCS | 0 | 0 | 0 | 0 | 0 | 0
WT_off | 0 | 0 | 0 | 0 | 0 | 0
PseudoUnit | 0 | 0 | 0 | 0 | 0 | 0
FixedInterchange | 0 | 0 | 0 | 0 | 0 | 0
NOx Emissions (MMshortTons): MAPP_US
ReportingType | 2015 | 2020 | 2025 | 2030 | 2035 | 2040
BM | 0 | 0 | 0 | 0 | 0 | 0
CC | 0 | 0 | 0 | 0 | 0 | 0
CSP | 0 | 0 | 0 | 0 | 0 | 0
CT | 0 | 0 | 0 | 0 | 0 | 0
Coal | 0.04 | 0.03 | 0.03 | 0.03 | 0.03 | 0.03
Geo | 0 | 0 | 0 | 0 | 0 | 0
H | 0 | 0 | 0 | 0 | 0 | 0
LFG | 0 | 0 | 0 | 0 | 0 | 0
Nuc | 0 | 0 | 0 | 0 | 0 | 0
PS | 0 | 0 | 0 | 0 | 0 | 0
PV | 0 | 0 | 0 | 0 | 0 | 0
PeakG | 0 | 0 | 0 | 0 | 0 | 0
PeakO | 0 | 0 | 0 | 0 | 0 | 0
ST | 0 | 0 | 0 | 0 | 0 | 0
STOG | 0 | 0 | 0 | 0 | 0 | 0
STWD | 0 | 0 | 0 | 0 | 0 | 0
WT | 0 | 0 | 0 | 0 | 0 | 0
IGCC | 0 | 0 | 0 | 0 | 0 | 0
DemandResponse | 0 | 0 | 0 | 0 | 0 | 0
IGCC-CCS | 0 | 0 | 0 | 0 | 0 | 0
WT_off | 0 | 0 | 0 | 0 | 0 | 0
PseudoUnit | 0 | 0 | 0 | 0 | 0 | 0
FixedInterchange | 0 | 0 | 0 | 0 | 0 | 0
NOx Emissions (MMshortTons): MISO_IN
ReportingType | 2015 | 2020 | 2025 | 2030 | 2035 | 2040
BM | 0 | 0 | 0 | 0 | 0 | 0
CC | 0 | 0 | 0 | 0 | 0 | 0
CSP | 0 | 0 | 0 | 0 | 0 | 0
CT | 0 | 0 | 0 | 0 | 0 | 0
Coal | 0.07 | 0.07 | 0.07 | 0.07 | 0.07 | 0.08
Geo | 0 | 0 | 0 | 0 | 0 | 0
H | 0 | 0 | 0 | 0 | 0 | 0
LFG | 0 | 0 | 0 | 0 | 0 | 0
Nuc | 0 | 0 | 0 | 0 | 0 | 0
PS | 0 | 0 | 0 | 0 | 0 | 0
PV | 0 | 0 | 0 | 0 | 0 | 0
PeakG | 0 | 0 | 0 | 0 | 0 | 0
PeakO | 0 | 0 | 0 | 0 | 0 | 0
ST | 0 | 0 | 0 | 0 | 0 | 0
STOG | 0 | 0 | 0 | 0 | 0 | 0
STWD | 0 | 0 | 0 | 0 | 0 | 0
WT | 0 | 0 | 0 | 0 | 0 | 0
IGCC | 0 | 0 | 0 | 0 | 0 | 0
DemandResponse | 0 | 0 | 0 | 0 | 0 | 0
IGCC-CCS | 0 | 0 | 0 | 0 | 0 | 0
WT_off | 0 | 0 | 0 | 0 | 0 | 0
PseudoUnit | 0 | 0 | 0 | 0 | 0 | 0
FixedInterchange | 0 | 0 | 0 | 0 | 0 | 0
NOx Emissions (MMshortTons): MISO_MI
ReportingType | 2015 | 2020 | 2025 | 2030 | 2035 | 2040
BM | 0 | 0 | 0 | 0 | 0 | 0
CC | 0 | 0 | 0 | 0 | 0 | 0
CSP | 0 | 0 | 0 | 0 | 0 | 0
CT | 0 | 0 | 0 | 0 | 0 | 0
Coal | 0.04 | 0.04 | 0.03 | 0.03 | 0.03 | 0.03
Geo | 0 | 0 | 0 | 0 | 0 | 0
H | 0 | 0 | 0 | 0 | 0 | 0
LFG | 0 | 0 | 0 | 0 | 0 | 0
Nuc | 0 | 0 | 0 | 0 | 0 | 0
PS | 0 | 0 | 0 | 0 | 0 | 0
PV | 0 | 0 | 0 | 0 | 0 | 0
PeakG | 0 | 0 | 0 | 0 | 0 | 0
PeakO | 0 | 0 | 0 | 0 | 0 | 0
ST | 0 | 0 | 0 | 0 | 0 | 0
STOG | 0 | 0 | 0 | 0 | 0 | 0
STWD | 0 | 0 | 0 | 0 | 0 | 0
WT | 0 | 0 | 0 | 0 | 0 | 0
IGCC | 0 | 0 | 0 | 0 | 0 | 0
DemandResponse | 0 | 0 | 0 | 0 | 0 | 0
IGCC-CCS | 0 | 0 | 0 | 0 | 0 | 0
WT_off | 0 | 0 | 0 | 0 | 0 | 0
PseudoUnit | 0 | 0 | 0 | 0 | 0 | 0
FixedInterchange | 0 | 0 | 0 | 0 | 0 | 0
NOx Emissions (MMshortTons): MISO_MO-IL
ReportingType | 2015 | 2020 | 2025 | 2030 | 2035 | 2040
BM | 0 | 0 | 0 | 0 | 0 | 0
CC | 0 | 0 | 0 | 0 | 0 | 0
CSP | 0 | 0 | 0 | 0 | 0 | 0
CT | 0 | 0 | 0 | 0 | 0 | 0
Coal | 0.05 | 0.04 | 0.04 | 0.04 | 0.04 | 0.04
Geo | 0 | 0 | 0 | 0 | 0 | 0
H | 0 | 0 | 0 | 0 | 0 | 0
LFG | 0 | 0 | 0 | 0 | 0 | 0
Nuc | 0 | 0 | 0 | 0 | 0 | 0
PS | 0 | 0 | 0 | 0 | 0 | 0
PV | 0 | 0 | 0 | 0 | 0 | 0
PeakG | 0 | 0 | 0 | 0 | 0 | 0
PeakO | 0 | 0 | 0 | 0 | 0 | 0
ST | 0 | 0 | 0 | 0 | 0 | 0
STOG | 0 | 0 | 0 | 0 | 0 | 0
STWD | 0 | 0 | 0 | 0 | 0 | 0
WT | 0 | 0 | 0 | 0 | 0 | 0
IGCC | 0 | 0 | 0 | 0 | 0 | 0
DemandResponse | 0 | 0 | 0 | 0 | 0 | 0
IGCC-CCS | 0 | 0 | 0 | 0 | 0 | 0
WT_off | 0 | 0 | 0 | 0 | 0 | 0
PseudoUnit | 0 | 0 | 0 | 0 | 0 | 0
FixedInterchange | 0 | 0 | 0 | 0 | 0 | 0
NOx Emissions (MMshortTons): MISO_W
ReportingType | 2015 | 2020 | 2025 | 2030 | 2035 | 2040
BM | 0 | 0 | 0 | 0 | 0 | 0
CC | 0 | 0 | 0 | 0 | 0 | 0
CSP | 0 | 0 | 0 | 0 | 0 | 0
CT | 0 | 0 | 0 | 0 | 0 | 0
Coal | 0.09 | 0.09 | 0.09 | 0.09 | 0.1 | 0.1
Geo | 0 | 0 | 0 | 0 | 0 | 0
H | 0 | 0 | 0 | 0 | 0 | 0
LFG | 0 | 0 | 0 | 0 | 0 | 0
Nuc | 0 | 0 | 0 | 0 | 0 | 0
PS | 0 | 0 | 0 | 0 | 0 | 0
PV | 0 | 0 | 0 | 0 | 0 | 0
PeakG | 0 | 0 | 0 | 0 | 0 | 0
PeakO | 0 | 0 | 0 | 0 | 0 | 0
ST | 0 | 0 | 0 | 0 | 0 | 0
STOG | 0 | 0 | 0 | 0 | 0 | 0
STWD | 0 | 0 | 0 | 0 | 0 | 0
WT | 0 | 0 | 0 | 0 | 0 | 0
IGCC | 0 | 0 | 0 | 0 | 0 | 0
DemandResponse | 0 | 0 | 0 | 0 | 0 | 0
IGCC-CCS | 0 | 0 | 0 | 0 | 0 | 0
WT_off | 0 | 0 | 0 | 0 | 0 | 0
PseudoUnit | 0 | 0 | 0 | 0 | 0 | 0
FixedInterchange | 0 | 0 | 0 | 0 | 0 | 0
NOx Emissions (MMshortTons): MISO_WUMS
ReportingType | 2015 | 2020 | 2025 | 2030 | 2035 | 2040
BM | 0 | 0 | 0 | 0 | 0 | 0
CC | 0 | 0 | 0 | 0 | 0 | 0
CSP | 0 | 0 | 0 | 0 | 0 | 0
CT | 0 | 0 | 0 | 0 | 0 | 0
Coal | 0.01 | 0.01 | 0.01 | 0.01 | 0.01 | 0.01
Geo | 0 | 0 | 0 | 0 | 0 | 0
H | 0 | 0 | 0 | 0 | 0 | 0
LFG | 0 | 0 | 0 | 0 | 0 | 0
Nuc | 0 | 0 | 0 | 0 | 0 | 0
PS | 0 | 0 | 0 | 0 | 0 | 0
PV | 0 | 0 | 0 | 0 | 0 | 0
PeakG | 0 | 0 | 0 | 0 | 0 | 0
PeakO | 0 | 0 | 0 | 0 | 0 | 0
ST | 0 | 0 | 0 | 0 | 0 | 0
STOG | 0 | 0 | 0 | 0 | 0 | 0
STWD | 0 | 0 | 0 | 0 | 0 | 0
WT | 0 | 0 | 0 | 0 | 0 | 0
IGCC | 0 | 0 | 0 | 0 | 0 | 0
DemandResponse | 0 | 0 | 0 | 0 | 0 | 0
IGCC-CCS | 0 | 0 | 0 | 0 | 0 | 0
WT_off | 0 | 0 | 0 | 0 | 0 | 0
PseudoUnit | 0 | 0 | 0 | 0 | 0 | 0
FixedInterchange | 0 | 0 | 0 | 0 | 0 | 0
NOx Emissions (MMshortTons): Nebraska
ReportingType | 2015 | 2020 | 2025 | 2030 | 2035 | 2040
BM | 0 | 0 | 0 | 0 | 0 | 0
CC | 0 | 0 | 0 | 0 | 0 | 0
CSP | 0 | 0 | 0 | 0 | 0 | 0
CT | 0 | 0 | 0 | 0 | 0 | 0
Coal | 0.04 | 0.04 | 0.04 | 0.04 | 0.04 | 0.04
Geo | 0 | 0 | 0 | 0 | 0 | 0
H | 0 | 0 | 0 | 0 | 0 | 0
LFG | 0 | 0 | 0 | 0 | 0 | 0
Nuc | 0 | 0 | 0 | 0 | 0 | 0
PS | 0 | 0 | 0 | 0 | 0 | 0
PV | 0 | 0 | 0 | 0 | 0 | 0
PeakG | 0 | 0 | 0 | 0 | 0 | 0
PeakO | 0 | 0 | 0 | 0 | 0 | 0
ST | 0 | 0 | 0 | 0 | 0 | 0
STOG | 0 | 0 | 0 | 0 | 0 | 0
STWD | 0 | 0 | 0 | 0 | 0 | 0
WT | 0 | 0 | 0 | 0 | 0 | 0
IGCC | 0 | 0 | 0 | 0 | 0 | 0
DemandResponse | 0 | 0 | 0 | 0 | 0 | 0
IGCC-CCS | 0 | 0 | 0 | 0 | 0 | 0
WT_off | 0 | 0 | 0 | 0 | 0 | 0
PseudoUnit | 0 | 0 | 0 | 0 | 0 | 0
FixedInterchange | 0 | 0 | 0 | 0 | 0 | 0
NOx Emissions (MMshortTons): NEISO
ReportingType | 2015 | 2020 | 2025 | 2030 | 2035 | 2040
BM | 0 | 0 | 0 | 0 | 0 | 0
CC | 0 | 0 | 0 | 0 | 0 | 0
CSP | 0 | 0 | 0 | 0 | 0 | 0
CT | 0 | 0 | 0 | 0 | 0 | 0
Coal | 0 | 0 | 0 | 0 | 0 | 0
Geo | 0 | 0 | 0 | 0 | 0 | 0
H | 0 | 0 | 0 | 0 | 0 | 0
LFG | 0 | 0 | 0 | 0 | 0 | 0
Nuc | 0 | 0 | 0 | 0 | 0 | 0
PS | 0 | 0 | 0 | 0 | 0 | 0
PV | 0 | 0 | 0 | 0 | 0 | 0
PeakG | 0 | 0 | 0 | 0 | 0 | 0
PeakO | 0 | 0 | 0 | 0 | 0 | 0
ST | 0 | 0 | 0 | 0 | 0 | 0
STOG | 0 | 0 | 0 | 0 | 0 | 0
STWD | 0 | 0 | 0 | 0 | 0 | 0
WT | 0 | 0 | 0 | 0 | 0 | 0
IGCC | 0 | 0 | 0 | 0 | 0 | 0
DemandResponse | 0 | 0 | 0 | 0 | 0 | 0
IGCC-CCS | 0 | 0 | 0 | 0 | 0 | 0
WT_off | 0 | 0 | 0 | 0 | 0 | 0
PseudoUnit | 0 | 0 | 0 | 0 | 0 | 0
FixedInterchange | 0 | 0 | 0 | 0 | 0 | 0
NOx Emissions (MMshortTons): NonRTO_Midwest
ReportingType | 2015 | 2020 | 2025 | 2030 | 2035 | 2040
BM | 0 | 0 | 0 | 0 | 0 | 0
CC | 0 | 0 | 0 | 0 | 0 | 0
CSP | 0 | 0 | 0 | 0 | 0 | 0
CT | 0 | 0 | 0 | 0 | 0 | 0
Coal | 0.04 | 0.04 | 0.04 | 0.04 | 0.04 | 0.04
Geo | 0 | 0 | 0 | 0 | 0 | 0
H | 0 | 0 | 0 | 0 | 0 | 0
LFG | 0 | 0 | 0 | 0 | 0 | 0
Nuc | 0 | 0 | 0 | 0 | 0 | 0
PS | 0 | 0 | 0 | 0 | 0 | 0
PV | 0 | 0 | 0 | 0 | 0 | 0
PeakG | 0 | 0 | 0 | 0 | 0 | 0
PeakO | 0 | 0 | 0 | 0 | 0 | 0
ST | 0 | 0 | 0 | 0 | 0 | 0
STOG | 0 | 0 | 0 | 0 | 0 | 0
STWD | 0 | 0 | 0 | 0 | 0 | 0
WT | 0 | 0 | 0 | 0 | 0 | 0
IGCC | 0 | 0 | 0 | 0 | 0 | 0
DemandResponse | 0 | 0 | 0 | 0 | 0 | 0
IGCC-CCS | 0 | 0 | 0 | 0 | 0 | 0
WT_off | 0 | 0 | 0 | 0 | 0 | 0
PseudoUnit | 0 | 0 | 0 | 0 | 0 | 0
FixedInterchange | 0 | 0 | 0 | 0 | 0 | 0
NOx Emissions (MMshortTons): NYISO_A-F
ReportingType | 2015 | 2020 | 2025 | 2030 | 2035 | 2040
BM | 0 | 0 | 0 | 0 | 0 | 0
CC | 0 | 0 | 0 | 0 | 0 | 0
CSP | 0 | 0 | 0 | 0 | 0 | 0
CT | 0 | 0 | 0 | 0 | 0 | 0
Coal | 0 | 0 | 0 | 0 | 0 | 0
Geo | 0 | 0 | 0 | 0 | 0 | 0
H | 0 | 0 | 0 | 0 | 0 | 0
LFG | 0 | 0 | 0 | 0 | 0 | 0
Nuc | 0 | 0 | 0 | 0 | 0 | 0
PS | 0 | 0 | 0 | 0 | 0 | 0
PV | 0 | 0 | 0 | 0 | 0 | 0
PeakG | 0 | 0 | 0 | 0 | 0 | 0
PeakO | 0 | 0 | 0 | 0 | 0 | 0
ST | 0 | 0 | 0 | 0 | 0 | 0
STOG | 0 | 0 | 0 | 0 | 0 | 0
STWD | 0 | 0 | 0 | 0 | 0 | 0
WT | 0 | 0 | 0 | 0 | 0 | 0
IGCC | 0 | 0 | 0 | 0 | 0 | 0
DemandResponse | 0 | 0 | 0 | 0 | 0 | 0
IGCC-CCS | 0 | 0 | 0 | 0 | 0 | 0
WT_off | 0 | 0 | 0 | 0 | 0 | 0
PseudoUnit | 0 | 0 | 0 | 0 | 0 | 0
FixedInterchange | 0 | 0 | 0 | 0 | 0 | 0
NOx Emissions (MMshortTons): NYISO_G-I
ReportingType | 2015 | 2020 | 2025 | 2030 | 2035 | 2040
BM | 0 | 0 | 0 | 0 | 0 | 0
CC | 0 | 0 | 0 | 0 | 0 | 0
CSP | 0 | 0 | 0 | 0 | 0 | 0
CT | 0 | 0 | 0 | 0 | 0 | 0
Coal | 0 | 0 | 0 | 0 | 0 | 0
Geo | 0 | 0 | 0 | 0 | 0 | 0
H | 0 | 0 | 0 | 0 | 0 | 0
LFG | 0 | 0 | 0 | 0 | 0 | 0
Nuc | 0 | 0 | 0 | 0 | 0 | 0
PS | 0 | 0 | 0 | 0 | 0 | 0
PV | 0 | 0 | 0 | 0 | 0 | 0
PeakG | 0 | 0 | 0 | 0 | 0 | 0
PeakO | 0 | 0 | 0 | 0 | 0 | 0
ST | 0 | 0 | 0 | 0 | 0 | 0
STOG | 0 | 0 | 0 | 0 | 0 | 0
STWD | 0 | 0 | 0 | 0 | 0 | 0
WT | 0 | 0 | 0 | 0 | 0 | 0
IGCC | 0 | 0 | 0 | 0 | 0 | 0
DemandResponse | 0 | 0 | 0 | 0 | 0 | 0
IGCC-CCS | 0 | 0 | 0 | 0 | 0 | 0
WT_off | 0 | 0 | 0 | 0 | 0 | 0
PseudoUnit | 0 | 0 | 0 | 0 | 0 | 0
FixedInterchange | 0 | 0 | 0 | 0 | 0 | 0
NOx Emissions (MMshortTons): NYISO_J-K
ReportingType | 2015 | 2020 | 2025 | 2030 | 2035 | 2040
BM | 0 | 0 | 0 | 0 | 0 | 0
CC | 0 | 0 | 0 | 0 | 0 | 0
CSP | 0 | 0 | 0 | 0 | 0 | 0
CT | 0 | 0 | 0 | 0 | 0 | 0
Coal | 0 | 0 | 0 | 0 | 0 | 0
Geo | 0 | 0 | 0 | 0 | 0 | 0
H | 0 | 0 | 0 | 0 | 0 | 0
LFG | 0 | 0 | 0 | 0 | 0 | 0
Nuc | 0 | 0 | 0 | 0 | 0 | 0
PS | 0 | 0 | 0 | 0 | 0 | 0
PV | 0 | 0 | 0 | 0 | 0 | 0
PeakG | 0 | 0 | 0 | 0 | 0 | 0
PeakO | 0 | 0 | 0 | 0 | 0 | 0
ST | 0 | 0 | 0 | 0 | 0 | 0
STOG | 0 | 0 | 0 | 0 | 0 | 0
STWD | 0 | 0 | 0 | 0 | 0 | 0
WT | 0 | 0 | 0 | 0 | 0 | 0
IGCC | 0 | 0 | 0 | 0 | 0 | 0
DemandResponse | 0 | 0 | 0 | 0 | 0 | 0
IGCC-CCS | 0 | 0 | 0 | 0 | 0 | 0
WT_off | 0 | 0 | 0 | 0 | 0 | 0
PseudoUnit | 0 | 0 | 0 | 0 | 0 | 0
FixedInterchange | 0 | 0 | 0 | 0 | 0 | 0
NOx Emissions (MMshortTons): PJM_E
ReportingType | 2015 | 2020 | 2025 | 2030 | 2035 | 2040
BM | 0 | 0 | 0 | 0 | 0 | 0
CC | 0 | 0 | 0 | 0 | 0 | 0
CSP | 0 | 0 | 0 | 0 | 0 | 0
CT | 0 | 0 | 0 | 0 | 0 | 0
Coal | 0 | 0 | 0 | 0 | 0 | 0
Geo | 0 | 0 | 0 | 0 | 0 | 0
H | 0 | 0 | 0 | 0 | 0 | 0
LFG | 0 | 0 | 0 | 0 | 0 | 0
Nuc | 0 | 0 | 0 | 0 | 0 | 0
PS | 0 | 0 | 0 | 0 | 0 | 0
PV | 0 | 0 | 0 | 0 | 0 | 0
PeakG | 0 | 0 | 0 | 0 | 0 | 0
PeakO | 0 | 0 | 0 | 0 | 0 | 0
ST | 0 | 0 | 0 | 0 | 0 | 0
STOG | 0 | 0 | 0 | 0 | 0 | 0
STWD | 0 | 0 | 0 | 0 | 0 | 0
WT | 0 | 0 | 0 | 0 | 0 | 0
IGCC | 0 | 0 | 0 | 0 | 0 | 0
DemandResponse | 0 | 0 | 0 | 0 | 0 | 0
IGCC-CCS | 0 | 0 | 0 | 0 | 0 | 0
WT_off | 0 | 0 | 0 | 0 | 0 | 0
PseudoUnit | 0 | 0 | 0 | 0 | 0 | 0
FixedInterchange | 0 | 0 | 0 | 0 | 0 | 0
NOx Emissions (MMshortTons): PJM_ROM
ReportingType | 2015 | 2020 | 2025 | 2030 | 2035 | 2040
BM | 0 | 0 | 0 | 0 | 0 | 0
CC | 0 | 0 | 0 | 0 | 0 | 0
CSP | 0 | 0 | 0 | 0 | 0 | 0
CT | 0 | 0 | 0 | 0 | 0 | 0
Coal | 0.04 | 0.04 | 0.04 | 0.04 | 0.04 | 0.04
Geo | 0 | 0 | 0 | 0 | 0 | 0
H | 0 | 0 | 0 | 0 | 0 | 0
LFG | 0 | 0 | 0 | 0 | 0 | 0
Nuc | 0 | 0 | 0 | 0 | 0 | 0
PS | 0 | 0 | 0 | 0 | 0 | 0
PV | 0 | 0 | 0 | 0 | 0 | 0
PeakG | 0 | 0 | 0 | 0 | 0 | 0
PeakO | 0 | 0 | 0 | 0 | 0 | 0
ST | 0 | 0 | 0 | 0 | 0 | 0
STOG | 0 | 0 | 0 | 0 | 0 | 0
STWD | 0 | 0 | 0 | 0 | 0 | 0
WT | 0 | 0 | 0 | 0 | 0 | 0
IGCC | 0 | 0 | 0 | 0 | 0 | 0
DemandResponse | 0 | 0 | 0 | 0 | 0 | 0
IGCC-CCS | 0 | 0 | 0 | 0 | 0 | 0
WT_off | 0 | 0 | 0 | 0 | 0 | 0
PseudoUnit | 0 | 0 | 0 | 0 | 0 | 0
FixedInterchange | 0 | 0 | 0 | 0 | 0 | 0
NOx Emissions (MMshortTons): PJM_ROR
ReportingType | 2015 | 2020 | 2025 | 2030 | 2035 | 2040
BM | 0 | 0 | 0 | 0 | 0 | 0
CC | 0 | 0 | 0 | 0 | 0 | 0
CSP | 0 | 0 | 0 | 0 | 0 | 0
CT | 0 | 0 | 0 | 0 | 0 | 0
Coal | 0.27 | 0.16 | 0.16 | 0.16 | 0.16 | 0.16
Geo | 0 | 0 | 0 | 0 | 0 | 0
H | 0 | 0 | 0 | 0 | 0 | 0
LFG | 0 | 0 | 0 | 0 | 0 | 0
Nuc | 0 | 0 | 0 | 0 | 0 | 0
PS | 0 | 0 | 0 | 0 | 0 | 0
PV | 0 | 0 | 0 | 0 | 0 | 0
PeakG | 0 | 0 | 0 | 0 | 0 | 0
PeakO | 0 | 0 | 0 | 0 | 0 | 0
ST | 0 | 0 | 0 | 0 | 0 | 0
STOG | 0 | 0 | 0 | 0 | 0 | 0
STWD | 0 | 0 | 0 | 0 | 0 | 0
WT | 0 | 0 | 0 | 0 | 0 | 0
IGCC | 0 | 0 | 0 | 0 | 0 | 0
DemandResponse | 0 | 0 | 0 | 0 | 0 | 0
IGCC-CCS | 0 | 0 | 0 | 0 | 0 | 0
WT_off | 0 | 0 | 0 | 0 | 0 | 0
PseudoUnit | 0 | 0 | 0 | 0 | 0 | 0
FixedInterchange | 0 | 0 | 0 | 0 | 0 | 0
NOx Emissions (MMshortTons): SOCO
ReportingType | 2015 | 2020 | 2025 | 2030 | 2035 | 2040
BM | 0 | 0 | 0 | 0 | 0 | 0
CC | 0.01 | 0.01 | 0.01 | 0.01 | 0.01 | 0
CSP | 0 | 0 | 0 | 0 | 0 | 0
CT | 0 | 0 | 0 | 0 | 0 | 0
Coal | 0.07 | 0.05 | 0.06 | 0.06 | 0.06 | 0.07
Geo | 0 | 0 | 0 | 0 | 0 | 0
H | 0 | 0 | 0 | 0 | 0 | 0
LFG | 0 | 0 | 0 | 0 | 0 | 0
Nuc | 0 | 0 | 0 | 0 | 0 | 0
PS | 0 | 0 | 0 | 0 | 0 | 0
PV | 0 | 0 | 0 | 0 | 0 | 0
PeakG | 0 | 0 | 0 | 0 | 0 | 0
PeakO | 0 | 0 | 0 | 0 | 0 | 0
ST | 0 | 0 | 0 | 0 | 0 | 0
STOG | 0 | 0 | 0 | 0 | 0 | 0
STWD | 0 | 0 | 0 | 0 | 0 | 0
WT | 0 | 0 | 0 | 0 | 0 | 0
IGCC | 0 | 0 | 0 | 0 | 0 | 0
DemandResponse | 0 | 0 | 0 | 0 | 0 | 0
IGCC-CCS | 0 | 0 | 0 | 0 | 0 | 0
WT_off | 0 | 0 | 0 | 0 | 0 | 0
PseudoUnit | 0 | 0 | 0 | 0 | 0 | 0
FixedInterchange | 0 | 0 | 0 | 0 | 0 | 0
NOx Emissions (MMshortTons): SPP_N
ReportingType | 2015 | 2020 | 2025 | 2030 | 2035 | 2040
BM | 0 | 0 | 0 | 0 | 0 | 0
CC | 0 | 0 | 0 | 0 | 0 | 0
CSP | 0 | 0 | 0 | 0 | 0 | 0
CT | 0 | 0 | 0 | 0 | 0 | 0
Coal | 0.07 | 0.07 | 0.07 | 0.07 | 0.07 | 0.07
Geo | 0 | 0 | 0 | 0 | 0 | 0
H | 0 | 0 | 0 | 0 | 0 | 0
LFG | 0 | 0 | 0 | 0 | 0 | 0
Nuc | 0 | 0 | 0 | 0 | 0 | 0
PS | 0 | 0 | 0 | 0 | 0 | 0
PV | 0 | 0 | 0 | 0 | 0 | 0
PeakG | 0 | 0 | 0 | 0 | 0 | 0
PeakO | 0 | 0 | 0 | 0 | 0 | 0
ST | 0 | 0 | 0 | 0 | 0 | 0
STOG | 0 | 0 | 0 | 0 | 0 | 0
STWD | 0 | 0 | 0 | 0 | 0 | 0
WT | 0 | 0 | 0 | 0 | 0 | 0
IGCC | 0 | 0 | 0 | 0 | 0 | 0
DemandResponse | 0 | 0 | 0 | 0 | 0 | 0
IGCC-CCS | 0 | 0 | 0 | 0 | 0 | 0
WT_off | 0 | 0 | 0 | 0 | 0 | 0
PseudoUnit | 0 | 0 | 0 | 0 | 0 | 0
FixedInterchange | 0 | 0 | 0 | 0 | 0 | 0
NOx Emissions (MMshortTons): SPP_S
ReportingType | 2015 | 2020 | 2025 | 2030 | 2035 | 2040
BM | 0 | 0 | 0 | 0 | 0 | 0
CC | 0 | 0 | 0 | 0 | 0 | 0
CSP | 0 | 0 | 0 | 0 | 0 | 0
CT | 0 | 0 | 0 | 0 | 0 | 0
Coal | 0.11 | 0.1 | 0.11 | 0.11 | 0.11 | 0.11
Geo | 0 | 0 | 0 | 0 | 0 | 0
H | 0 | 0 | 0 | 0 | 0 | 0
LFG | 0 | 0 | 0 | 0 | 0 | 0
Nuc | 0 | 0 | 0 | 0 | 0 | 0
PS | 0 | 0 | 0 | 0 | 0 | 0
PV | 0 | 0 | 0 | 0 | 0 | 0
PeakG | 0 | 0 | 0 | 0 | 0 | 0
PeakO | 0 | 0 | 0 | 0 | 0 | 0
ST | 0 | 0 | 0 | 0 | 0 | 0
STOG | 0 | 0 | 0 | 0 | 0 | 0
STWD | 0 | 0 | 0 | 0 | 0 | 0
WT | 0 | 0 | 0 | 0 | 0 | 0
IGCC | 0 | 0 | 0 | 0 | 0 | 0
DemandResponse | 0 | 0 | 0 | 0 | 0 | 0
IGCC-CCS | 0 | 0 | 0 | 0 | 0 | 0
WT_off | 0 | 0 | 0 | 0 | 0 | 0
PseudoUnit | 0 | 0 | 0 | 0 | 0 | 0
FixedInterchange | 0 | 0 | 0 | 0 | 0 | 0
NOx Emissions (MMshortTons): TVA
ReportingType | 2015 | 2020 | 2025 | 2030 | 2035 | 2040
BM | 0 | 0 | 0 | 0 | 0 | 0
CC | 0 | 0 | 0 | 0 | 0 | 0
CSP | 0 | 0 | 0 | 0 | 0 | 0
CT | 0 | 0 | 0 | 0 | 0 | 0
Coal | 0.06 | 0.06 | 0.06 | 0.06 | 0.06 | 0.06
Geo | 0 | 0 | 0 | 0 | 0 | 0
H | 0 | 0 | 0 | 0 | 0 | 0
LFG | 0 | 0 | 0 | 0 | 0 | 0
Nuc | 0 | 0 | 0 | 0 | 0 | 0
PS | 0 | 0 | 0 | 0 | 0 | 0
PV | 0 | 0 | 0 | 0 | 0 | 0
PeakG | 0 | 0 | 0 | 0 | 0 | 0
PeakO | 0 | 0 | 0 | 0 | 0 | 0
ST | 0 | 0 | 0 | 0 | 0 | 0
STOG | 0 | 0 | 0 | 0 | 0 | 0
STWD | 0 | 0 | 0 | 0 | 0 | 0
WT | 0 | 0 | 0 | 0 | 0 | 0
IGCC | 0 | 0 | 0 | 0 | 0 | 0
DemandResponse | 0 | 0 | 0 | 0 | 0 | 0
IGCC-CCS | 0 | 0 | 0 | 0 | 0 | 0
WT_off | 0 | 0 | 0 | 0 | 0 | 0
PseudoUnit | 0 | 0 | 0 | 0 | 0 | 0
FixedInterchange | 0 | 0 | 0 | 0 | 0 | 0
NOx Emissions (MMshortTons): TVA_Transmission
ReportingType | 2015 | 2020 | 2025 | 2030 | 2035 | 2040
BM | 0 | 0 | 0 | 0 | 0 | 0
CC | 0 | 0 | 0 | 0 | 0 | 0
CSP | 0 | 0 | 0 | 0 | 0 | 0
CT | 0 | 0 | 0 | 0 | 0 | 0
Coal | 0 | 0 | 0 | 0 | 0 | 0
Geo | 0 | 0 | 0 | 0 | 0 | 0
H | 0 | 0 | 0 | 0 | 0 | 0
LFG | 0 | 0 | 0 | 0 | 0 | 0
Nuc | 0 | 0 | 0 | 0 | 0 | 0
PS | 0 | 0 | 0 | 0 | 0 | 0
PV | 0 | 0 | 0 | 0 | 0 | 0
PeakG | 0 | 0 | 0 | 0 | 0 | 0
PeakO | 0 | 0 | 0 | 0 | 0 | 0
ST | 0 | 0 | 0 | 0 | 0 | 0
STOG | 0 | 0 | 0 | 0 | 0 | 0
STWD | 0 | 0 | 0 | 0 | 0 | 0
WT | 0 | 0 | 0 | 0 | 0 | 0
IGCC | 0 | 0 | 0 | 0 | 0 | 0
DemandResponse | 0 | 0 | 0 | 0 | 0 | 0
IGCC-CCS | 0 | 0 | 0 | 0 | 0 | 0
WT_off | 0 | 0 | 0 | 0 | 0 | 0
PseudoUnit | 0 | 0 | 0 | 0 | 0 | 0
FixedInterchange | 0 | 0 | 0 | 0 | 0 | 0
NOx Emissions (MMshortTons): VACAR
ReportingType | 2015 | 2020 | 2025 | 2030 | 2035 | 2040
BM | 0 | 0 | 0 | 0 | 0 | 0
CC | 0 | 0 | 0 | 0 | 0 | 0
CSP | 0 | 0 | 0 | 0 | 0 | 0
CT | 0 | 0 | 0 | 0 | 0 | 0
Coal | 0.04 | 0.03 | 0.04 | 0.04 | 0.04 | 0.04
Geo | 0 | 0 | 0 | 0 | 0 | 0
H | 0 | 0 | 0 | 0 | 0 | 0
LFG | 0 | 0 | 0 | 0 | 0 | 0
Nuc | 0 | 0 | 0 | 0 | 0 | 0
PS | 0 | 0 | 0 | 0 | 0 | 0
PV | 0 | 0 | 0 | 0 | 0 | 0
PeakG | 0 | 0 | 0 | 0 | 0 | 0
PeakO | 0 | 0 | 0 | 0 | 0 | 0
ST | 0 | 0 | 0 | 0 | 0 | 0
STOG | 0 | 0 | 0 | 0 | 0 | 0
STWD | 0 | 0 | 0 | 0 | 0 | 0
WT | 0 | 0 | 0 | 0 | 0 | 0
IGCC | 0 | 0 | 0 | 0 | 0 | 0
DemandResponse | 0 | 0 | 0 | 0 | 0 | 0
IGCC-CCS | 0 | 0 | 0 | 0 | 0 | 0
WT_off | 0 | 0 | 0 | 0 | 0 | 0
PseudoUnit | 0 | 0 | 0 | 0 | 0 | 0
FixedInterchange | 0 | 0 | 0 | 0 | 0 | 0
NOx Emissions (MMshortTons): IESO
ReportingType | 2015 | 2020 | 2025 | 2030 | 2035 | 2040
BM | 0 | 0 | 0 | 0 | 0 | 0
CC | 0 | 0 | 0 | 0 | 0 | 0
CSP | 0 | 0 | 0 | 0 | 0 | 0
CT | 0 | 0 | 0 | 0 | 0 | 0
Coal | 0 | 0 | 0 | 0 | 0 | 0
Geo | 0 | 0 | 0 | 0 | 0 | 0
H | 0 | 0 | 0 | 0 | 0 | 0
LFG | 0 | 0 | 0 | 0 | 0 | 0
Nuc | 0 | 0 | 0 | 0 | 0 | 0
PS | 0 | 0 | 0 | 0 | 0 | 0
PV | 0 | 0 | 0 | 0 | 0 | 0
PeakG | 0 | 0 | 0 | 0 | 0 | 0
PeakO | 0 | 0 | 0 | 0 | 0 | 0
ST | 0 | 0 | 0 | 0 | 0 | 0
STOG | 0 | 0 | 0 | 0 | 0 | 0
STWD | 0 | 0 | 0 | 0 | 0 | 0
WT | 0 | 0 | 0 | 0 | 0 | 0
IGCC | 0 | 0 | 0 | 0 | 0 | 0
DemandResponse | 0 | 0 | 0 | 0 | 0 | 0
IGCC-CCS | 0 | 0 | 0 | 0 | 0 | 0
WT_off | 0 | 0 | 0 | 0 | 0 | 0
PseudoUnit | 0 | 0 | 0 | 0 | 0 | 0
FixedInterchange | 0 | 0 | 0 | 0 | 0 | 0
NOx Emissions (MMshortTons): MAPP_CA
ReportingType | 2015 | 2020 | 2025 | 2030 | 2035 | 2040
BM | 0 | 0 | 0 | 0 | 0 | 0
CC | 0 | 0 | 0 | 0 | 0 | 0
CSP | 0 | 0 | 0 | 0 | 0 | 0
CT | 0 | 0 | 0 | 0 | 0 | 0
Coal | 0 | 0 | 0 | 0 | 0 | 0
Geo | 0 | 0 | 0 | 0 | 0 | 0
H | 0 | 0 | 0 | 0 | 0 | 0
LFG | 0 | 0 | 0 | 0 | 0 | 0
Nuc | 0 | 0 | 0 | 0 | 0 | 0
PS | 0 | 0 | 0 | 0 | 0 | 0
PV | 0 | 0 | 0 | 0 | 0 | 0
PeakG | 0 | 0 | 0 | 0 | 0 | 0
PeakO | 0 | 0 | 0 | 0 | 0 | 0
ST | 0 | 0 | 0 | 0 | 0 | 0
STOG | 0 | 0 | 0 | 0 | 0 | 0
STWD | 0 | 0 | 0 | 0 | 0 | 0
WT | 0 | 0 | 0 | 0 | 0 | 0
IGCC | 0 | 0 | 0 | 0 | 0 | 0
DemandResponse | 0 | 0 | 0 | 0 | 0 | 0
IGCC-CCS | 0 | 0 | 0 | 0 | 0 | 0
WT_off | 0 | 0 | 0 | 0 | 0 | 0
PseudoUnit | 0 | 0 | 0 | 0 | 0 | 0
FixedInterchange | 0 | 0 | 0 | 0 | 0 | 0
NOx Emissions (MMshortTons): AZ_NM_SNV_Coal
ReportingType | 2015 | 2020 | 2025 | 2030 | 2035 | 2040
BM | 0 | 0 | 0 | 0 | 0 | 0
CC | 0 | 0 | 0 | 0 | 0 | 0
CSP | 0 | 0 | 0 | 0 | 0 | 0
CT | 0 | 0 | 0 | 0 | 0 | 0
Coal | 0.12 | 0.12 | 0.12 | 0.12 | 0.13 | 0.13
Geo | 0 | 0 | 0 | 0 | 0 | 0
H | 0 | 0 | 0 | 0 | 0 | 0
LFG | 0 | 0 | 0 | 0 | 0 | 0
Nuc | 0 | 0 | 0 | 0 | 0 | 0
PS | 0 | 0 | 0 | 0 | 0 | 0
PV | 0 | 0 | 0 | 0 | 0 | 0
PeakG | 0 | 0 | 0 | 0 | 0 | 0
PeakO | 0 | 0 | 0 | 0 | 0 | 0
ST | 0 | 0 | 0 | 0 | 0 | 0
STOG | 0 | 0 | 0 | 0 | 0 | 0
STWD | 0 | 0 | 0 | 0 | 0 | 0
WT | 0 | 0 | 0 | 0 | 0 | 0
IGCC | 0 | 0 | 0 | 0 | 0 | 0
DemandResponse | 0 | 0 | 0 | 0 | 0 | 0
IGCC-CCS | 0 | 0 | 0 | 0 | 0 | 0
WT_off | 0 | 0 | 0 | 0 | 0 | 0
PseudoUnit | 0 | 0 | 0 | 0 | 0 | 0
FixedInterchange | 0 | 0 | 0 | 0 | 0 | 0
NOx Emissions (MMshortTons): AZ_NM_SNV_Gas
ReportingType | 2015 | 2020 | 2025 | 2030 | 2035 | 2040
BM | 0 | 0 | 0 | 0 | 0 | 0
CC | 0.01 | 0.01 | 0.01 | 0.01 | 0.01 | 0.01
CSP | 0 | 0 | 0 | 0 | 0 | 0
CT | 0 | 0 | 0 | 0 | 0 | 0
Coal | 0 | 0 | 0 | 0 | 0 | 0
Geo | 0 | 0 | 0 | 0 | 0 | 0
H | 0 | 0 | 0 | 0 | 0 | 0
LFG | 0 | 0 | 0 | 0 | 0 | 0
Nuc | 0 | 0 | 0 | 0 | 0 | 0
PS | 0 | 0 | 0 | 0 | 0 | 0
PV | 0 | 0 | 0 | 0 | 0 | 0
PeakG | 0 | 0 | 0 | 0 | 0 | 0
PeakO | 0 | 0 | 0 | 0 | 0 | 0
ST | 0 | 0 | 0 | 0 | 0 | 0
STOG | 0 | 0 | 0 | 0 | 0 | 0
STWD | 0 | 0 | 0 | 0 | 0 | 0
WT | 0 | 0 | 0 | 0 | 0 | 0
IGCC | 0 | 0 | 0 | 0 | 0 | 0
DemandResponse | 0 | 0 | 0 | 0 | 0 | 0
IGCC-CCS | 0 | 0 | 0 | 0 | 0 | 0
WT_off | 0 | 0 | 0 | 0 | 0 | 0
PseudoUnit | 0 | 0 | 0 | 0 | 0 | 0
FixedInterchange | 0 | 0 | 0 | 0 | 0 | 0
NOx Emissions (MMshortTons): AZ_NM_SNV_NucRenew
ReportingType | 2015 | 2020 | 2025 | 2030 | 2035 | 2040
BM | 0 | 0 | 0 | 0 | 0 | 0
CC | 0 | 0 | 0 | 0 | 0 | 0
CSP | 0 | 0 | 0 | 0 | 0 | 0
CT | 0 | 0 | 0 | 0 | 0 | 0
Coal | 0 | 0 | 0 | 0 | 0 | 0
Geo | 0 | 0 | 0 | 0 | 0 | 0
H | 0 | 0 | 0 | 0 | 0 | 0
LFG | 0 | 0 | 0 | 0 | 0 | 0
Nuc | 0 | 0 | 0 | 0 | 0 | 0
PS | 0 | 0 | 0 | 0 | 0 | 0
PV | 0 | 0 | 0 | 0 | 0 | 0
PeakG | 0 | 0 | 0 | 0 | 0 | 0
PeakO | 0 | 0 | 0 | 0 | 0 | 0
ST | 0 | 0 | 0 | 0 | 0 | 0
STOG | 0 | 0 | 0 | 0 | 0 | 0
STWD | 0 | 0 | 0 | 0 | 0 | 0
WT | 0 | 0 | 0 | 0 | 0 | 0
IGCC | 0 | 0 | 0 | 0 | 0 | 0
DemandResponse | 0 | 0 | 0 | 0 | 0 | 0
IGCC-CCS | 0 | 0 | 0 | 0 | 0 | 0
WT_off | 0 | 0 | 0 | 0 | 0 | 0
PseudoUnit | 0 | 0 | 0 | 0 | 0 | 0
FixedInterchange | 0 | 0 | 0 | 0 | 0 | 0
NOx Emissions (MMshortTons): ERCOT
ReportingType | 2015 | 2020 | 2025 | 2030 | 2035 | 2040
BM | 0 | 0 | 0 | 0 | 0 | 0
CC | 0.01 | 0.01 | 0.01 | 0.01 | 0.01 | 0.01
CSP | 0 | 0 | 0 | 0 | 0 | 0
CT | 0 | 0 | 0 | 0 | 0 | 0
Coal | 0.07 | 0.08 | 0.09 | 0.09 | 0.09 | 0.09
Geo | 0 | 0 | 0 | 0 | 0 | 0
H | 0 | 0 | 0 | 0 | 0 | 0
LFG | 0 | 0 | 0 | 0 | 0 | 0
Nuc | 0 | 0 | 0 | 0 | 0 | 0
PS | 0 | 0 | 0 | 0 | 0 | 0
PV | 0 | 0 | 0 | 0 | 0 | 0
PeakG | 0 | 0 | 0 | 0 | 0 | 0
PeakO | 0 | 0 | 0 | 0 | 0 | 0
ST | 0 | 0 | 0 | 0 | 0 | 0
STOG | 0 | 0 | 0 | 0 | 0 | 0
STWD | 0 | 0 | 0 | 0 | 0 | 0
WT | 0 | 0 | 0 | 0 | 0 | 0
IGCC | 0 | 0 | 0 | 0 | 0 | 0
DemandResponse | 0 | 0 | 0 | 0 | 0 | 0
IGCC-CCS | 0 | 0 | 0 | 0 | 0 | 0
WT_off | 0 | 0 | 0 | 0 | 0 | 0
PseudoUnit | 0 | 0 | 0 | 0 | 0 | 0
FixedInterchange | 0 | 0 | 0 | 0 | 0 | 0
NOx Emissions (MMshortTons): NP15
ReportingType | 2015 | 2020 | 2025 | 2030 | 2035 | 2040
BM | 0 | 0 | 0 | 0 | 0 | 0
CC | 0 | 0 | 0 | 0 | 0 | 0
CSP | 0 | 0 | 0 | 0 | 0 | 0
CT | 0 | 0 | 0 | 0 | 0 | 0
Coal | 0 | 0 | 0 | 0 | 0 | 0
Geo | 0 | 0 | 0 | 0 | 0 | 0
H | 0 | 0 | 0 | 0 | 0 | 0
LFG | 0 | 0 | 0 | 0 | 0 | 0
Nuc | 0 | 0 | 0 | 0 | 0 | 0
PS | 0 | 0 | 0 | 0 | 0 | 0
PV | 0 | 0 | 0 | 0 | 0 | 0
PeakG | 0 | 0 | 0 | 0 | 0 | 0
PeakO | 0 | 0 | 0 | 0 | 0 | 0
ST | 0 | 0 | 0 | 0 | 0 | 0
STOG | 0 | 0 | 0 | 0 | 0 | 0
STWD | 0 | 0 | 0 | 0 | 0 | 0
WT | 0 | 0 | 0 | 0 | 0 | 0
IGCC | 0 | 0 | 0 | 0 | 0 | 0
DemandResponse | 0 | 0 | 0 | 0 | 0 | 0
IGCC-CCS | 0 | 0 | 0 | 0 | 0 | 0
WT_off | 0 | 0 | 0 | 0 | 0 | 0
PseudoUnit | 0 | 0 | 0 | 0 | 0 | 0
FixedInterchange | 0 | 0 | 0 | 0 | 0 | 0
NOx Emissions (MMshortTons): NWPP_Coal
ReportingType | 2015 | 2020 | 2025 | 2030 | 2035 | 2040
BM | 0 | 0 | 0 | 0 | 0 | 0
CC | 0 | 0 | 0 | 0 | 0 | 0
CSP | 0 | 0 | 0 | 0 | 0 | 0
CT | 0 | 0 | 0 | 0 | 0 | 0
Coal | 0.15 | 0.15 | 0.15 | 0.15 | 0.15 | 0.15
Geo | 0 | 0 | 0 | 0 | 0 | 0
H | 0 | 0 | 0 | 0 | 0 | 0
LFG | 0 | 0 | 0 | 0 | 0 | 0
Nuc | 0 | 0 | 0 | 0 | 0 | 0
PS | 0 | 0 | 0 | 0 | 0 | 0
PV | 0 | 0 | 0 | 0 | 0 | 0
PeakG | 0 | 0 | 0 | 0 | 0 | 0
PeakO | 0 | 0 | 0 | 0 | 0 | 0
ST | 0 | 0 | 0 | 0 | 0 | 0
STOG | 0 | 0 | 0 | 0 | 0 | 0
STWD | 0 | 0 | 0 | 0 | 0 | 0
WT | 0 | 0 | 0 | 0 | 0 | 0
IGCC | 0 | 0 | 0 | 0 | 0 | 0
DemandResponse | 0 | 0 | 0 | 0 | 0 | 0
IGCC-CCS | 0 | 0 | 0 | 0 | 0 | 0
WT_off | 0 | 0 | 0 | 0 | 0 | 0
PseudoUnit | 0 | 0 | 0 | 0 | 0 | 0
FixedInterchange | 0 | 0 | 0 | 0 | 0 | 0
NOx Emissions (MMshortTons): NWPP_Gas
ReportingType | 2015 | 2020 | 2025 | 2030 | 2035 | 2040
BM | 0 | 0 | 0 | 0 | 0 | 0
CC | 0 | 0 | 0 | 0 | 0 | 0
CSP | 0 | 0 | 0 | 0 | 0 | 0
CT | 0 | 0 | 0 | 0 | 0 | 0
Coal | 0 | 0 | 0 | 0 | 0 | 0
Geo | 0 | 0 | 0 | 0 | 0 | 0
H | 0 | 0 | 0 | 0 | 0 | 0
LFG | 0 | 0 | 0 | 0 | 0 | 0
Nuc | 0 | 0 | 0 | 0 | 0 | 0
PS | 0 | 0 | 0 | 0 | 0 | 0
PV | 0 | 0 | 0 | 0 | 0 | 0
PeakG | 0 | 0 | 0 | 0 | 0 | 0
PeakO | 0 | 0 | 0 | 0 | 0 | 0
ST | 0 | 0 | 0 | 0 | 0 | 0
STOG | 0 | 0 | 0 | 0 | 0 | 0
STWD | 0 | 0 | 0 | 0 | 0 | 0
WT | 0 | 0 | 0 | 0 | 0 | 0
IGCC | 0 | 0 | 0 | 0 | 0 | 0
DemandResponse | 0 | 0 | 0 | 0 | 0 | 0
IGCC-CCS | 0 | 0 | 0 | 0 | 0 | 0
WT_off | 0 | 0 | 0 | 0 | 0 | 0
PseudoUnit | 0 | 0 | 0 | 0 | 0 | 0
FixedInterchange | 0 | 0 | 0 | 0 | 0 | 0
NOx Emissions (MMshortTons): NWPP_NucRenew
ReportingType | 2015 | 2020 | 2025 | 2030 | 2035 | 2040
BM | 0 | 0 | 0 | 0 | 0 | 0
CC | 0 | 0 | 0 | 0 | 0 | 0
CSP | 0 | 0 | 0 | 0 | 0 | 0
CT | 0 | 0 | 0 | 0 | 0 | 0
Coal | 0 | 0 | 0 | 0 | 0 | 0
Geo | 0 | 0 | 0 | 0 | 0 | 0
H | 0 | 0 | 0 | 0 | 0 | 0
LFG | 0 | 0 | 0 | 0 | 0 | 0
Nuc | 0 | 0 | 0 | 0 | 0 | 0
PS | 0 | 0 | 0 | 0 | 0 | 0
PV | 0 | 0 | 0 | 0 | 0 | 0
PeakG | 0 | 0 | 0 | 0 | 0 | 0
PeakO | 0 | 0 | 0 | 0 | 0 | 0
ST | 0 | 0 | 0 | 0 | 0 | 0
STOG | 0 | 0 | 0 | 0 | 0 | 0
STWD | 0 | 0 | 0 | 0 | 0 | 0
WT | 0 | 0 | 0 | 0 | 0 | 0
IGCC | 0 | 0 | 0 | 0 | 0 | 0
DemandResponse | 0 | 0 | 0 | 0 | 0 | 0
IGCC-CCS | 0 | 0 | 0 | 0 | 0 | 0
WT_off | 0 | 0 | 0 | 0 | 0 | 0
PseudoUnit | 0 | 0 | 0 | 0 | 0 | 0
FixedInterchange | 0 | 0 | 0 | 0 | 0 | 0
NOx Emissions (MMshortTons): RMPA
ReportingType | 2015 | 2020 | 2025 | 2030 | 2035 | 2040
BM | 0 | 0 | 0 | 0 | 0 | 0
CC | 0 | 0 | 0 | 0 | 0 | 0
CSP | 0 | 0 | 0 | 0 | 0 | 0
CT | 0 | 0 | 0 | 0 | 0 | 0
Coal | 0.06 | 0.06 | 0.05 | 0.05 | 0.05 | 0.05
Geo | 0 | 0 | 0 | 0 | 0 | 0
H | 0 | 0 | 0 | 0 | 0 | 0
LFG | 0 | 0 | 0 | 0 | 0 | 0
Nuc | 0 | 0 | 0 | 0 | 0 | 0
PS | 0 | 0 | 0 | 0 | 0 | 0
PV | 0 | 0 | 0 | 0 | 0 | 0
PeakG | 0 | 0 | 0 | 0 | 0 | 0
PeakO | 0 | 0 | 0 | 0 | 0 | 0
ST | 0 | 0 | 0 | 0 | 0 | 0
STOG | 0 | 0 | 0 | 0 | 0 | 0
STWD | 0 | 0 | 0 | 0 | 0 | 0
WT | 0 | 0 | 0 | 0 | 0 | 0
IGCC | 0 | 0 | 0 | 0 | 0 | 0
DemandResponse | 0 | 0 | 0 | 0 | 0 | 0
IGCC-CCS | 0 | 0 | 0 | 0 | 0 | 0
WT_off | 0 | 0 | 0 | 0 | 0 | 0
PseudoUnit | 0 | 0 | 0 | 0 | 0 | 0
FixedInterchange | 0 | 0 | 0 | 0 | 0 | 0
NOx Emissions (MMshortTons): SP15
ReportingType | 2015 | 2020 | 2025 | 2030 | 2035 | 2040
BM | 0 | 0 | 0 | 0 | 0 | 0
CC | 0 | 0 | 0 | 0 | 0 | 0
CSP | 0 | 0 | 0 | 0 | 0 | 0
CT | 0 | 0 | 0 | 0 | 0 | 0
Coal | 0 | 0 | 0 | 0 | 0 | 0
Geo | 0 | 0 | 0 | 0 | 0 | 0
H | 0 | 0 | 0 | 0 | 0 | 0
LFG | 0 | 0 | 0 | 0 | 0 | 0
Nuc | 0 | 0 | 0 | 0 | 0 | 0
PS | 0 | 0 | 0 | 0 | 0 | 0
PV | 0 | 0 | 0 | 0 | 0 | 0
PeakG | 0 | 0 | 0 | 0 | 0 | 0
PeakO | 0 | 0 | 0 | 0 | 0 | 0
ST | 0 | 0 | 0 | 0 | 0 | 0
STOG | 0 | 0 | 0 | 0 | 0 | 0
STWD | 0 | 0 | 0 | 0 | 0 | 0
WT | 0 | 0 | 0 | 0 | 0 | 0
IGCC | 0 | 0 | 0 | 0 | 0 | 0
DemandResponse | 0 | 0 | 0 | 0 | 0 | 0
IGCC-CCS | 0 | 0 | 0 | 0 | 0 | 0
WT_off | 0 | 0 | 0 | 0 | 0 | 0
PseudoUnit | 0 | 0 | 0 | 0 | 0 | 0
FixedInterchange | 0 | 0 | 0 | 0 | 0 | 0
NOx Emissions (MMshortTons): ALB
ReportingType | 2015 | 2020 | 2025 | 2030 | 2035 | 2040
BM | 0 | 0 | 0 | 0 | 0 | 0
CC | 0 | 0 | 0 | 0 | 0 | 0
CSP | 0 | 0 | 0 | 0 | 0 | 0
CT | 0 | 0 | 0 | 0 | 0 | 0
Coal | 0.01 | 0.01 | 0.01 | 0.01 | 0.01 | 0.01
Geo | 0 | 0 | 0 | 0 | 0 | 0
H | 0 | 0 | 0 | 0 | 0 | 0
LFG | 0 | 0 | 0 | 0 | 0 | 0
Nuc | 0 | 0 | 0 | 0 | 0 | 0
PS | 0 | 0 | 0 | 0 | 0 | 0
PV | 0 | 0 | 0 | 0 | 0 | 0
PeakG | 0 | 0 | 0 | 0 | 0 | 0
PeakO | 0 | 0 | 0 | 0 | 0 | 0
ST | 0 | 0 | 0 | 0 | 0 | 0
STOG | 0 | 0 | 0 | 0 | 0 | 0
STWD | 0 | 0 | 0 | 0 | 0 | 0
WT | 0 | 0 | 0 | 0 | 0 | 0
IGCC | 0 | 0 | 0 | 0 | 0 | 0
DemandResponse | 0 | 0 | 0 | 0 | 0 | 0
IGCC-CCS | 0 | 0 | 0 | 0 | 0 | 0
WT_off | 0 | 0 | 0 | 0 | 0 | 0
PseudoUnit | 0 | 0 | 0 | 0 | 0 | 0
FixedInterchange | 0 | 0 | 0 | 0 | 0 | 0
NOx Emissions (MMshortTons): BC
ReportingType | 2015 | 2020 | 2025 | 2030 | 2035 | 2040
BM | 0 | 0 | 0 | 0 | 0 | 0
CC | 0 | 0 | 0 | 0 | 0 | 0
CSP | 0 | 0 | 0 | 0 | 0 | 0
CT | 0 | 0 | 0 | 0 | 0 | 0
Coal | 0 | 0 | 0 | 0 | 0 | 0
Geo | 0 | 0 | 0 | 0 | 0 | 0
H | 0 | 0 | 0 | 0 | 0 | 0
LFG | 0 | 0 | 0 | 0 | 0 | 0
Nuc | 0 | 0 | 0 | 0 | 0 | 0
PS | 0 | 0 | 0 | 0 | 0 | 0
PV | 0 | 0 | 0 | 0 | 0 | 0
PeakG | 0 | 0 | 0 | 0 | 0 | 0
PeakO | 0 | 0 | 0 | 0 | 0 | 0
ST | 0 | 0 | 0 | 0 | 0 | 0
STOG | 0 | 0 | 0 | 0 | 0 | 0
STWD | 0 | 0 | 0 | 0 | 0 | 0
WT | 0 | 0 | 0 | 0 | 0 | 0
IGCC | 0 | 0 | 0 | 0 | 0 | 0
DemandResponse | 0 | 0 | 0 | 0 | 0 | 0
IGCC-CCS | 0 | 0 | 0 | 0 | 0 | 0
WT_off | 0 | 0 | 0 | 0 | 0 | 0
PseudoUnit | 0 | 0 | 0 | 0 | 0 | 0
FixedInterchange | 0 | 0 | 0 | 0 | 0 | 0
NOx Emissions (MMshortTons): HQ_IESO
ReportingType | 2015 | 2020 | 2025 | 2030 | 2035 | 2040
BM | 0 | 0 | 0 | 0 | 0 | 0
CC | 0 | 0 | 0 | 0 | 0 | 0
CSP | 0 | 0 | 0 | 0 | 0 | 0
CT | 0 | 0 | 0 | 0 | 0 | 0
Coal | 0 | 0 | 0 | 0 | 0 | 0
Geo | 0 | 0 | 0 | 0 | 0 | 0
H | 0 | 0 | 0 | 0 | 0 | 0
LFG | 0 | 0 | 0 | 0 | 0 | 0
Nuc | 0 | 0 | 0 | 0 | 0 | 0
PS | 0 | 0 | 0 | 0 | 0 | 0
PV | 0 | 0 | 0 | 0 | 0 | 0
PeakG | 0 | 0 | 0 | 0 | 0 | 0
PeakO | 0 | 0 | 0 | 0 | 0 | 0
ST | 0 | 0 | 0 | 0 | 0 | 0
STOG | 0 | 0 | 0 | 0 | 0 | 0
STWD | 0 | 0 | 0 | 0 | 0 | 0
WT | 0 | 0 | 0 | 0 | 0 | 0
IGCC | 0 | 0 | 0 | 0 | 0 | 0
DemandResponse | 0 | 0 | 0 | 0 | 0 | 0
IGCC-CCS | 0 | 0 | 0 | 0 | 0 | 0
WT_off | 0 | 0 | 0 | 0 | 0 | 0
PseudoUnit | 0 | 0 | 0 | 0 | 0 | 0
FixedInterchange | 0 | 0 | 0 | 0 | 0 | 0
NOx Emissions (MMshortTons): HQ_NEISO
ReportingType | 2015 | 2020 | 2025 | 2030 | 2035 | 2040
BM | 0 | 0 | 0 | 0 | 0 | 0
CC | 0 | 0 | 0 | 0 | 0 | 0
CSP | 0 | 0 | 0 | 0 | 0 | 0
CT | 0 | 0 | 0 | 0 | 0 | 0
Coal | 0 | 0 | 0 | 0 | 0 | 0
Geo | 0 | 0 | 0 | 0 | 0 | 0
H | 0 | 0 | 0 | 0 | 0 | 0
LFG | 0 | 0 | 0 | 0 | 0 | 0
Nuc | 0 | 0 | 0 | 0 | 0 | 0
PS | 0 | 0 | 0 | 0 | 0 | 0
PV | 0 | 0 | 0 | 0 | 0 | 0
PeakG | 0 | 0 | 0 | 0 | 0 | 0
PeakO | 0 | 0 | 0 | 0 | 0 | 0
ST | 0 | 0 | 0 | 0 | 0 | 0
STOG | 0 | 0 | 0 | 0 | 0 | 0
STWD | 0 | 0 | 0 | 0 | 0 | 0
WT | 0 | 0 | 0 | 0 | 0 | 0
IGCC | 0 | 0 | 0 | 0 | 0 | 0
DemandResponse | 0 | 0 | 0 | 0 | 0 | 0
IGCC-CCS | 0 | 0 | 0 | 0 | 0 | 0
WT_off | 0 | 0 | 0 | 0 | 0 | 0
PseudoUnit | 0 | 0 | 0 | 0 | 0 | 0
FixedInterchange | 0 | 0 | 0 | 0 | 0 | 0
NOx Emissions (MMshortTons): HQ_NY
ReportingType | 2015 | 2020 | 2025 | 2030 | 2035 | 2040
BM | 0 | 0 | 0 | 0 | 0 | 0
CC | 0 | 0 | 0 | 0 | 0 | 0
CSP | 0 | 0 | 0 | 0 | 0 | 0
CT | 0 | 0 | 0 | 0 | 0 | 0
Coal | 0 | 0 | 0 | 0 | 0 | 0
Geo | 0 | 0 | 0 | 0 | 0 | 0
H | 0 | 0 | 0 | 0 | 0 | 0
LFG | 0 | 0 | 0 | 0 | 0 | 0
Nuc | 0 | 0 | 0 | 0 | 0 | 0
PS | 0 | 0 | 0 | 0 | 0 | 0
PV | 0 | 0 | 0 | 0 | 0 | 0
PeakG | 0 | 0 | 0 | 0 | 0 | 0
PeakO | 0 | 0 | 0 | 0 | 0 | 0
ST | 0 | 0 | 0 | 0 | 0 | 0
STOG | 0 | 0 | 0 | 0 | 0 | 0
STWD | 0 | 0 | 0 | 0 | 0 | 0
WT | 0 | 0 | 0 | 0 | 0 | 0
IGCC | 0 | 0 | 0 | 0 | 0 | 0
DemandResponse | 0 | 0 | 0 | 0 | 0 | 0
IGCC-CCS | 0 | 0 | 0 | 0 | 0 | 0
WT_off | 0 | 0 | 0 | 0 | 0 | 0
PseudoUnit | 0 | 0 | 0 | 0 | 0 | 0
FixedInterchange | 0 | 0 | 0 | 0 | 0 | 0
NOx Emissions (MMshortTons): MARITIMES
ReportingType | 2015 | 2020 | 2025 | 2030 | 2035 | 2040
BM | 0 | 0 | 0 | 0 | 0 | 0
CC | 0 | 0 | 0 | 0 | 0 | 0
CSP | 0 | 0 | 0 | 0 | 0 | 0
CT | 0 | 0 | 0 | 0 | 0 | 0
Coal | 0 | 0 | 0 | 0 | 0 | 0
Geo | 0 | 0 | 0 | 0 | 0 | 0
H | 0 | 0 | 0 | 0 | 0 | 0
LFG | 0 | 0 | 0 | 0 | 0 | 0
Nuc | 0 | 0 | 0 | 0 | 0 | 0
PS | 0 | 0 | 0 | 0 | 0 | 0
PV | 0 | 0 | 0 | 0 | 0 | 0
PeakG | 0 | 0 | 0 | 0 | 0 | 0
PeakO | 0 | 0 | 0 | 0 | 0 | 0
ST | 0 | 0 | 0 | 0 | 0 | 0
STOG | 0 | 0 | 0 | 0 | 0 | 0
STWD | 0 | 0 | 0 | 0 | 0 | 0
WT | 0 | 0 | 0 | 0 | 0 | 0
IGCC | 0 | 0 | 0 | 0 | 0 | 0
DemandResponse | 0 | 0 | 0 | 0 | 0 | 0
IGCC-CCS | 0 | 0 | 0 | 0 | 0 | 0
WT_off | 0 | 0 | 0 | 0 | 0 | 0
PseudoUnit | 0 | 0 | 0 | 0 | 0 | 0
FixedInterchange | 0 | 0 | 0 | 0 | 0 | 0
NOx Emissions (MMshortTons): All
ReportingType | 2015 | 2020 | 2025 | 2030 | 2035 | 2040
BM | 0 | 0 | 0 | 0 | 0 | 0
CC | 0.07 | 0.07 | 0.06 | 0.05 | 0.06 | 0.06
CSP | 0 | 0 | 0 | 0 | 0 | 0
CT | 0 | 0 | 0 | 0 | 0 | 0
Coal | 1.54 | 1.36 | 1.4 | 1.4 | 1.44 | 1.47
Geo | 0 | 0 | 0 | 0 | 0 | 0
H | 0 | 0 | 0 | 0 | 0 | 0
LFG | 0 | 0 | 0 | 0 | 0 | 0
Nuc | 0 | 0 | 0 | 0 | 0 | 0
PS | 0 | 0 | 0 | 0 | 0 | 0
PV | 0 | 0 | 0 | 0 | 0 | 0
PeakG | 0 | 0 | 0 | 0 | 0 | 0
PeakO | 0 | 0 | 0 | 0 | 0 | 0
ST | 0 | 0 | 0 | 0 | 0 | 0
STOG | 0.01 | 0.01 | 0.01 | 0 | 0 | 0
STWD | 0 | 0 | 0 | 0 | 0 | 0
WT | 0 | 0 | 0 | 0 | 0 | 0
IGCC | 0 | 0 | 0 | 0 | 0 | 0
DemandResponse | 0 | 0 | 0 | 0 | 0 | 0
IGCC-CCS | 0 | 0 | 0 | 0 | 0 | 0
WT_off | 0 | 0 | 0 | 0 | 0 | 0
PseudoUnit | 0 | 0 | 0 | 0 | 0 | 0
FixedInterchange | 0 | 0 | 0 | 0 | 0 | 0
NOx Emissions (MMshortTons): EI_US
ReportingType | 2015 | 2020 | 2025 | 2030 | 2035 | 2040
BM | 0 | 0 | 0 | 0 | 0 | 0
CC | 0.04 | 0.05 | 0.04 | 0.03 | 0.04 | 0.04
CSP | 0 | 0 | 0 | 0 | 0 | 0
CT | 0 | 0 | 0 | 0 | 0 | 0
Coal | 1.14 | 0.94 | 0.98 | 0.99 | 1.01 | 1.03
Geo | 0 | 0 | 0 | 0 | 0 | 0
H | 0 | 0 | 0 | 0 | 0 | 0
LFG | 0 | 0 | 0 | 0 | 0 | 0
Nuc | 0 | 0 | 0 | 0 | 0 | 0
PS | 0 | 0 | 0 | 0 | 0 | 0
PV | 0 | 0 | 0 | 0 | 0 | 0
PeakG | 0 | 0 | 0 | 0 | 0 | 0
PeakO | 0 | 0 | 0 | 0 | 0 | 0
ST | 0 | 0 | 0 | 0 | 0 | 0
STOG | 0.01 | 0.01 | 0 | 0 | 0 | 0
STWD | 0 | 0 | 0 | 0 | 0 | 0
WT | 0 | 0 | 0 | 0 | 0 | 0
IGCC | 0 | 0 | 0 | 0 | 0 | 0
DemandResponse | 0 | 0 | 0 | 0 | 0 | 0
IGCC-CCS | 0 | 0 | 0 | 0 | 0 | 0
WT_off | 0 | 0 | 0 | 0 | 0 | 0
PseudoUnit | 0 | 0 | 0 | 0 | 0 | 0
FixedInterchange | 0 | 0 | 0 | 0 | 0 | 0
NOx Emissions (MMshortTons): EI_Canada
ReportingType | 2015 | 2020 | 2025 | 2030 | 2035 | 2040
BM | 0 | 0 | 0 | 0 | 0 | 0
CC | 0 | 0 | 0 | 0 | 0 | 0
CSP | 0 | 0 | 0 | 0 | 0 | 0
CT | 0 | 0 | 0 | 0 | 0 | 0
Coal | 0 | 0 | 0 | 0 | 0 | 0
Geo | 0 | 0 | 0 | 0 | 0 | 0
H | 0 | 0 | 0 | 0 | 0 | 0
LFG | 0 | 0 | 0 | 0 | 0 | 0
Nuc | 0 | 0 | 0 | 0 | 0 | 0
PS | 0 | 0 | 0 | 0 | 0 | 0
PV | 0 | 0 | 0 | 0 | 0 | 0
PeakG | 0 | 0 | 0 | 0 | 0 | 0
PeakO | 0 | 0 | 0 | 0 | 0 | 0
ST | 0 | 0 | 0 | 0 | 0 | 0
STOG | 0 | 0 | 0 | 0 | 0 | 0
STWD | 0 | 0 | 0 | 0 | 0 | 0
WT | 0 | 0 | 0 | 0 | 0 | 0
IGCC | 0 | 0 | 0 | 0 | 0 | 0
DemandResponse | 0 | 0 | 0 | 0 | 0 | 0
IGCC-CCS | 0 | 0 | 0 | 0 | 0 | 0
WT_off | 0 | 0 | 0 | 0 | 0 | 0
PseudoUnit | 0 | 0 | 0 | 0 | 0 | 0
FixedInterchange | 0 | 0 | 0 | 0 | 0 | 0
NOx Emissions (MMshortTons): EI
ReportingType | 2015 | 2020 | 2025 | 2030 | 2035 | 2040
BM | 0 | 0 | 0 | 0 | 0 | 0
CC | 0.04 | 0.05 | 0.04 | 0.03 | 0.04 | 0.04
CSP | 0 | 0 | 0 | 0 | 0 | 0
CT | 0 | 0 | 0 | 0 | 0 | 0
Coal | 1.14 | 0.95 | 0.98 | 0.99 | 1.02 | 1.04
Geo | 0 | 0 | 0 | 0 | 0 | 0
H | 0 | 0 | 0 | 0 | 0 | 0
LFG | 0 | 0 | 0 | 0 | 0 | 0
Nuc | 0 | 0 | 0 | 0 | 0 | 0
PS | 0 | 0 | 0 | 0 | 0 | 0
PV | 0 | 0 | 0 | 0 | 0 | 0
PeakG | 0 | 0 | 0 | 0 | 0 | 0
PeakO | 0 | 0 | 0 | 0 | 0 | 0
ST | 0 | 0 | 0 | 0 | 0 | 0
STOG | 0.01 | 0.01 | 0 | 0 | 0 | 0
STWD | 0 | 0 | 0 | 0 | 0 | 0
WT | 0 | 0 | 0 | 0 | 0 | 0
IGCC | 0 | 0 | 0 | 0 | 0 | 0
DemandResponse | 0 | 0 | 0 | 0 | 0 | 0
IGCC-CCS | 0 | 0 | 0 | 0 | 0 | 0
WT_off | 0 | 0 | 0 | 0 | 0 | 0
PseudoUnit | 0 | 0 | 0 | 0 | 0 | 0
FixedInterchange | 0 | 0 | 0 | 0 | 0 | 0
NOx Emissions (MMshortTons): Outside_EI
ReportingType | 2015 | 2020 | 2025 | 2030 | 2035 | 2040
BM | 0 | 0 | 0 | 0 | 0 | 0
CC | 0.03 | 0.02 | 0.02 | 0.02 | 0.02 | 0.02
CSP | 0 | 0 | 0 | 0 | 0 | 0
CT | 0 | 0 | 0 | 0 | 0 | 0
Coal | 0.4 | 0.41 | 0.42 | 0.42 | 0.42 | 0.43
Geo | 0 | 0 | 0 | 0 | 0 | 0
H | 0 | 0 | 0 | 0 | 0 | 0
LFG | 0 | 0 | 0 | 0 | 0 | 0
Nuc | 0 | 0 | 0 | 0 | 0 | 0
PS | 0 | 0 | 0 | 0 | 0 | 0
PV | 0 | 0 | 0 | 0 | 0 | 0
PeakG | 0 | 0 | 0 | 0 | 0 | 0
PeakO | 0 | 0 | 0 | 0 | 0 | 0
ST | 0 | 0 | 0 | 0 | 0 | 0
STOG | 0 | 0 | 0 | 0 | 0 | 0
STWD | 0 | 0 | 0 | 0 | 0 | 0
WT | 0 | 0 | 0 | 0 | 0 | 0
IGCC | 0 | 0 | 0 | 0 | 0 | 0
DemandResponse | 0 | 0 | 0 | 0 | 0 | 0
IGCC-CCS | 0 | 0 | 0 | 0 | 0 | 0
WT_off | 0 | 0 | 0 | 0 | 0 | 0
PseudoUnit | 0 | 0 | 0 | 0 | 0 | 0
FixedInterchange | 0 | 0 | 0 | 0 | 0 | 0
CO2 Emissions (MMshortTons): Entergy
ReportingType | 2015 | 2020 | 2025 | 2030 | 2035 | 2040
BM | 0 | 0 | 0 | 0 | 0 | 0
CC | 25.4 | 29.98 | 22.53 | 18.99 | 19.86 | 16.62
CSP | 0 | 0 | 0 | 0 | 0 | 0
CT | 0 | 0 | 0 | 0 | 0 | 0
Coal | 64.36 | 55.13 | 63.1 | 64.57 | 64.57 | 66.8
Geo | 0 | 0 | 0 | 0 | 0 | 0
H | 0 | 0 | 0 | 0 | 0 | 0
LFG | 0 | 0 | 0 | 0 | 0 | 0
Nuc | 0 | 0 | 0 | 0 | 0 | 0
PS | 0 | 0 | 0 | 0 | 0 | 0
PV | 0 | 0 | 0 | 0 | 0 | 0
PeakG | 0 | 0.01 | 0.09 | 0.04 | 0.04 | 0.02
PeakO | 0 | 0 | 0 | 0 | 0 | 0
ST | 0 | 0 | 0 | 0 | 0 | 0
STOG | 0.59 | 0.44 | 0 | 0 | 0 | 0
STWD | 0 | 0 | 0 | 0 | 0 | 0
WT | 0 | 0 | 0 | 0 | 0 | 0
IGCC | 0 | 0 | 0 | 0 | 0 | 0
DemandResponse | 0 | 0 | 0 | 0 | 0 | 0
IGCC-CCS | 0 | 0 | 0 | 0 | 0 | 0
WT_off | 0 | 0 | 0 | 0 | 0 | 0
PseudoUnit | 0 | 0 | 0 | 0 | 0 | 0
FixedInterchange | 0 | 0 | 0 | 0 | 0 | 0
CO2 Emissions (MMshortTons): FRCC
ReportingType | 2015 | 2020 | 2025 | 2030 | 2035 | 2040
BM | 0 | 0 | 0 | 0 | 0 | 0
CC | 61.01 | 62.08 | 60.22 | 60.72 | 65.86 | 65.16
CSP | 0 | 0 | 0 | 0 | 0 | 0
CT | 0.41 | 0.62 | 0.61 | 0.48 | 0.61 | 0.58
Coal | 57.61 | 58.72 | 64.44 | 66.03 | 67.83 | 83.15
Geo | 0 | 0 | 0 | 0 | 0 | 0
H | 0 | 0 | 0 | 0 | 0 | 0
LFG | 0 | 0 | 0 | 0 | 0 | 0
Nuc | 0 | 0 | 0 | 0 | 0 | 0
PS | 0 | 0 | 0 | 0 | 0 | 0
PV | 0 | 0 | 0 | 0 | 0 | 0
PeakG | 0.33 | 0.43 | 0.58 | 0.5 | 0.54 | 0.49
PeakO | 0 | 0 | 0 | 0 | 0 | 0
ST | 0 | 0 | 0 | 0 | 0 | 0
STOG | 0.65 | 0.79 | 0.47 | 0.28 | 0.28 | 0.28
STWD | 0 | 0 | 0 | 0 | 0 | 0
WT | 0 | 0 | 0 | 0 | 0 | 0
IGCC | 0 | 0 | 0 | 0 | 0 | 0
DemandResponse | 0 | 0 | 0 | 0 | 0 | 0
IGCC-CCS | 0 | 0 | 0 | 0 | 0 | 0
WT_off | 0 | 0 | 0 | 0 | 0 | 0
PseudoUnit | 0 | 0 | 0 | 0 | 0 | 0
FixedInterchange | 0 | 0 | 0 | 0 | 0 | 0
CO2 Emissions (MMshortTons): MAPP_US
ReportingType | 2015 | 2020 | 2025 | 2030 | 2035 | 2040
BM | 0 | 0 | 0 | 0 | 0 | 0
CC | 0.03 | 0.04 | 0.04 | 0.03 | 0.04 | 0.03
CSP | 0 | 0 | 0 | 0 | 0 | 0
CT | 0 | 0 | 0 | 0 | 0 | 0
Coal | 22.72 | 19.85 | 19.85 | 19.85 | 19.85 | 19.85
Geo | 0 | 0 | 0 | 0 | 0 | 0
H | 0 | 0 | 0 | 0 | 0 | 0
LFG | 0 | 0 | 0 | 0 | 0 | 0
Nuc | 0 | 0 | 0 | 0 | 0 | 0
PS | 0 | 0 | 0 | 0 | 0 | 0
PV | 0 | 0 | 0 | 0 | 0 | 0
PeakG | 0.01 | 0.05 | 0.05 | 0.05 | 0.08 | 0.05
PeakO | 0 | 0 | 0 | 0 | 0 | 0
ST | 0 | 0 | 0 | 0 | 0 | 0
STOG | 0 | 0 | 0 | 0 | 0 | 0
STWD | 0 | 0 | 0 | 0 | 0 | 0
WT | 0 | 0 | 0 | 0 | 0 | 0
IGCC | 0 | 0 | 0 | 0 | 0 | 0
DemandResponse | 0 | 0 | 0 | 0 | 0 | 0
IGCC-CCS | 0 | 0 | 0 | 0 | 0 | 0
WT_off | 0 | 0 | 0 | 0 | 0 | 0
PseudoUnit | 0 | 0 | 0 | 0 | 0 | 0
FixedInterchange | 0 | 0 | 0 | 0 | 0 | 0
CO2 Emissions (MMshortTons): MISO_IN
ReportingType | 2015 | 2020 | 2025 | 2030 | 2035 | 2040
BM | 0 | 0 | 0 | 0 | 0 | 0
CC | 1.54 | 2.36 | 1.49 | 1.07 | 1.11 | 0.87
CSP | 0 | 0 | 0 | 0 | 0 | 0
CT | 0 | 0 | 0 | 0 | 0 | 0
Coal | 89.22 | 92.57 | 93.85 | 95.49 | 99.81 | 101.07
Geo | 0 | 0 | 0 | 0 | 0 | 0
H | 0 | 0 | 0 | 0 | 0 | 0
LFG | 0 | 0 | 0 | 0 | 0 | 0
Nuc | 0 | 0 | 0 | 0 | 0 | 0
PS | 0 | 0 | 0 | 0 | 0 | 0
PV | 0 | 0 | 0 | 0 | 0 | 0
PeakG | 0.01 | 0.02 | 0.02 | 0.02 | 0.03 | 0.06
PeakO | 0 | 0 | 0 | 0 | 0 | 0
ST | 0 | 0 | 0 | 0 | 0 | 0
STOG | 0.04 | 0.04 | 0.04 | 0.04 | 0.04 | 0
STWD | 0 | 0 | 0 | 0 | 0 | 0
WT | 0 | 0 | 0 | 0 | 0 | 0
IGCC | 4.15 | 4.15 | 4.15 | 4.15 | 4.15 | 4.15
DemandResponse | 0 | 0 | 0 | 0 | 0 | 0
IGCC-CCS | 0 | 0 | 0 | 0 | 0 | 0
WT_off | 0 | 0 | 0 | 0 | 0 | 0
PseudoUnit | 0 | 0 | 0 | 0 | 0 | 0
FixedInterchange | 0 | 0 | 0 | 0 | 0 | 0
CO2 Emissions (MMshortTons): MISO_MI
ReportingType | 2015 | 2020 | 2025 | 2030 | 2035 | 2040
BM | 0 | 0 | 0 | 0 | 0 | 0
CC | 5.29 | 5.67 | 3.15 | 2.56 | 2.83 | 2.16
CSP | 0 | 0 | 0 | 0 | 0 | 0
CT | 0 | 0 | 0 | 0 | 0 | 0
Coal | 46.06 | 41.91 | 41.14 | 41.14 | 41.14 | 41.14
Geo | 0 | 0 | 0 | 0 | 0 | 0
H | 0 | 0 | 0 | 0 | 0 | 0
LFG | 0 | 0 | 0 | 0 | 0 | 0
Nuc | 0 | 0 | 0 | 0 | 0 | 0
PS | 0 | 0 | 0 | 0 | 0 | 0
PV | 0 | 0 | 0 | 0 | 0 | 0
PeakG | 0.02 | 0.04 | 0.02 | 0.04 | 0.07 | 0.07
PeakO | 0 | 0 | 0 | 0 | 0 | 0
ST | 0 | 0 | 0 | 0 | 0 | 0
STOG | 0.32 | 0.38 | 0.29 | 0.13 | 0.13 | 0
STWD | 0 | 0 | 0 | 0 | 0 | 0
WT | 0 | 0 | 0 | 0 | 0 | 0
IGCC | 0 | 0 | 0 | 0 | 0 | 0
DemandResponse | 0 | 0 | 0 | 0 | 0 | 0
IGCC-CCS | 0 | 0 | 0 | 0 | 0 | 0
WT_off | 0 | 0 | 0 | 0 | 0 | 0
PseudoUnit | 0 | 0 | 0 | 0 | 0 | 0
FixedInterchange | 0 | 0 | 0 | 0 | 0 | 0
CO2 Emissions (MMshortTons): MISO_MO-IL
ReportingType | 2015 | 2020 | 2025 | 2030 | 2035 | 2040
BM | 0 | 0 | 0 | 0 | 0 | 0
CC | 1.04 | 1.4 | 0.85 | 0.64 | 0.56 | 0.49
CSP | 0 | 0 | 0 | 0 | 0 | 0
CT | 0 | 0 | 0 | 0 | 0 | 0
Coal | 95.59 | 77.71 | 82.39 | 83.91 | 91.54 | 92.75
Geo | 0 | 0 | 0 | 0 | 0 | 0
H | 0 | 0 | 0 | 0 | 0 | 0
LFG | 0 | 0 | 0 | 0 | 0 | 0
Nuc | 0 | 0 | 0 | 0 | 0 | 0
PS | 0 | 0 | 0 | 0 | 0 | 0
PV | 0 | 0 | 0 | 0 | 0 | 0
PeakG | 0.11 | 0.13 | 0.17 | 0.26 | 0.23 | 0.4
PeakO | 0 | 0 | 0 | 0 | 0 | 0
ST | 0 | 0 | 0 | 0 | 0 | 0
STOG | 0.08 | 0.08 | 0 | 0 | 0 | 0
STWD | 0 | 0 | 0 | 0 | 0 | 0
WT | 0 | 0 | 0 | 0 | 0 | 0
IGCC | 0 | 0 | 0 | 0 | 0 | 0
DemandResponse | 0 | 0 | 0 | 0 | 0 | 0
IGCC-CCS | 0 | 0 | 0 | 0 | 0 | 0
WT_off | 0 | 0 | 0 | 0 | 0 | 0
PseudoUnit | 0 | 0 | 0 | 0 | 0 | 0
FixedInterchange | 0 | 0 | 0 | 0 | 0 | 0
CO2 Emissions (MMshortTons): MISO_W
ReportingType | 2015 | 2020 | 2025 | 2030 | 2035 | 2040
BM | 0 | 0 | 0 | 0 | 0 | 0
CC | 4.27 | 3.69 | 1.78 | 0.97 | 1.11 | 0.87
CSP | 0 | 0 | 0 | 0 | 0 | 0
CT | 0 | 0 | 0 | 0 | 0 | 0
Coal | 89.6 | 87.96 | 86.87 | 86.87 | 113.75 | 113.75
Geo | 0 | 0 | 0 | 0 | 0 | 0
H | 0 | 0 | 0 | 0 | 0 | 0
LFG | 0 | 0 | 0 | 0 | 0 | 0
Nuc | 0 | 0 | 0 | 0 | 0 | 0
PS | 0 | 0 | 0 | 0 | 0 | 0
PV | 0 | 0 | 0 | 0 | 0 | 0
PeakG | 0.2 | 0.14 | 0.13 | 0.06 | 0.06 | 0.06
PeakO | 0 | 0 | 0 | 0 | 0 | 0
ST | 0 | 0 | 0 | 0 | 0 | 0
STOG | 0.02 | 0 | 0 | 0 | 0 | 0
STWD | 0 | 0 | 0 | 0 | 0 | 0
WT | 0 | 0 | 0 | 0 | 0 | 0
IGCC | 0 | 0 | 0 | 0 | 0 | 0
DemandResponse | 0 | 0 | 0 | 0 | 0 | 0
IGCC-CCS | 0 | 0 | 0 | 0 | 0 | 0
WT_off | 0 | 0 | 0 | 0 | 0 | 0
PseudoUnit | 0 | 0 | 0 | 0 | 0 | 0
FixedInterchange | 0 | 0 | 0 | 0 | 0 | 0
CO2 Emissions (MMshortTons): MISO_WUMS
ReportingType | 2015 | 2020 | 2025 | 2030 | 2035 | 2040
BM | 0 | 0 | 0 | 0 | 0 | 0
CC | 6.35 | 6.36 | 3.85 | 2.9 | 3.89 | 2.96
CSP | 0 | 0 | 0 | 0 | 0 | 0
CT | 0 | 0 | 0 | 0 | 0 | 0
Coal | 28.99 | 29.91 | 31.95 | 31.73 | 36.57 | 37.36
Geo | 0 | 0 | 0 | 0 | 0 | 0
H | 0 | 0 | 0 | 0 | 0 | 0
LFG | 0 | 0 | 0 | 0 | 0 | 0
Nuc | 0 | 0 | 0 | 0 | 0 | 0
PS | 0 | 0 | 0 | 0 | 0 | 0
PV | 0 | 0 | 0 | 0 | 0 | 0
PeakG | 0.03 | 0.07 | 0.07 | 0.05 | 0.07 | 0.07
PeakO | 0 | 0 | 0 | 0 | 0 | 0
ST | 0 | 0 | 0 | 0 | 0 | 0
STOG | 0.01 | 0 | 0 | 0 | 0 | 0
STWD | 0 | 0 | 0 | 0 | 0 | 0
WT | 0 | 0 | 0 | 0 | 0 | 0
IGCC | 0 | 0 | 0 | 0 | 0 | 0
DemandResponse | 0 | 0 | 0 | 0 | 0 | 0
IGCC-CCS | 0 | 0 | 0 | 0 | 0 | 0
WT_off | 0 | 0 | 0 | 0 | 0 | 0
PseudoUnit | 0 | 0 | 0 | 0 | 0 | 0
FixedInterchange | 0 | 0 | 0 | 0 | 0 | 0
CO2 Emissions (MMshortTons): Nebraska
ReportingType | 2015 | 2020 | 2025 | 2030 | 2035 | 2040
BM | 0 | 0 | 0 | 0 | 0 | 0
CC | 0.15 | 0.18 | 0.11 | 0.11 | 0.12 | 0.07
CSP | 0 | 0 | 0 | 0 | 0 | 0
CT | 0 | 0 | 0 | 0 | 0 | 0
Coal | 35.38 | 35.34 | 35.04 | 35.04 | 35.35 | 35.35
Geo | 0 | 0 | 0 | 0 | 0 | 0
H | 0 | 0 | 0 | 0 | 0 | 0
LFG | 0 | 0 | 0 | 0 | 0 | 0
Nuc | 0 | 0 | 0 | 0 | 0 | 0
PS | 0 | 0 | 0 | 0 | 0 | 0
PV | 0 | 0 | 0 | 0 | 0 | 0
PeakG | 0.04 | 0.07 | 0.04 | 0.02 | 0.11 | 0.07
PeakO | 0 | 0 | 0 | 0 | 0 | 0
ST | 0 | 0 | 0 | 0 | 0 | 0
STOG | 0 | 0 | 0 | 0 | 0 | 0
STWD | 0 | 0 | 0 | 0 | 0 | 0
WT | 0 | 0 | 0 | 0 | 0 | 0
IGCC | 0 | 0 | 0 | 0 | 0 | 0
DemandResponse | 0 | 0 | 0 | 0 | 0 | 0
IGCC-CCS | 0 | 0 | 0 | 0 | 0 | 0
WT_off | 0 | 0 | 0 | 0 | 0 | 0
PseudoUnit | 0 | 0 | 0 | 0 | 0 | 0
FixedInterchange | 0 | 0 | 0 | 0 | 0 | 0
CO2 Emissions (MMshortTons): NEISO
ReportingType | 2015 | 2020 | 2025 | 2030 | 2035 | 2040
BM | 0 | 0 | 0 | 0 | 0 | 0
CC | 15.88 | 10.59 | 7.62 | 5.96 | 9.69 | 12.22
CSP | 0 | 0 | 0 | 0 | 0 | 0
CT | 0 | 0.01 | 0 | 0 | 0 | 0
Coal | 0.04 | 0 | 0 | 0 | 0 | 0
Geo | 0 | 0 | 0 | 0 | 0 | 0
H | 0 | 0 | 0 | 0 | 0 | 0
LFG | 0 | 0 | 0 | 0 | 0 | 0
Nuc | 0 | 0 | 0 | 0 | 0 | 0
PS | 0 | 0 | 0 | 0 | 0 | 0
PV | 0 | 0 | 0 | 0 | 0 | 0
PeakG | 0.02 | 0.02 | 0.02 | 0 | 0.02 | 0.02
PeakO | 0 | 0 | 0 | 0 | 0 | 0
ST | 0 | 0 | 0 | 0 | 0 | 0
STOG | 0 | 0 | 0 | 0 | 0 | 0
STWD | 0 | 0 | 0 | 0 | 0 | 0
WT | 0 | 0 | 0 | 0 | 0 | 0
IGCC | 0 | 0 | 0 | 0 | 0 | 0
DemandResponse | 0 | 0 | 0 | 0 | 0 | 0
IGCC-CCS | 0 | 0 | 0 | 0 | 0 | 0
WT_off | 0 | 0 | 0 | 0 | 0 | 0
PseudoUnit | 0 | 0 | 0 | 0 | 0 | 0
FixedInterchange | 0 | 0 | 0 | 0 | 0 | 0
CO2 Emissions (MMshortTons): NonRTO_Midwest
ReportingType | 2015 | 2020 | 2025 | 2030 | 2035 | 2040
BM | 0 | 0 | 0 | 0 | 0 | 0
CC | 0 | 0 | 0 | 0 | 0 | 0
CSP | 0 | 0 | 0 | 0 | 0 | 0
CT | 0.03 | 0.03 | 0.03 | 0.03 | 0.01 | 0
Coal | 59.61 | 60.52 | 58.4 | 56.78 | 59.44 | 59.84
Geo | 0 | 0 | 0 | 0 | 0 | 0
H | 0 | 0 | 0 | 0 | 0 | 0
LFG | 0 | 0 | 0 | 0 | 0 | 0
Nuc | 0 | 0 | 0 | 0 | 0 | 0
PS | 0 | 0 | 0 | 0 | 0 | 0
PV | 0 | 0 | 0 | 0 | 0 | 0
PeakG | 0.12 | 0.13 | 0.24 | 0.25 | 0.27 | 0.23
PeakO | 0 | 0 | 0 | 0 | 0 | 0
ST | 0 | 0 | 0 | 0 | 0 | 0
STOG | 0 | 0 | 0 | 0 | 0 | 0
STWD | 0 | 0 | 0 | 0 | 0 | 0
WT | 0 | 0 | 0 | 0 | 0 | 0
IGCC | 0 | 0 | 0 | 0 | 0 | 0
DemandResponse | 0 | 0 | 0 | 0 | 0 | 0
IGCC-CCS | 0 | 0 | 0 | 0 | 0 | 0
WT_off | 0 | 0 | 0 | 0 | 0 | 0
PseudoUnit | 0 | 0 | 0 | 0 | 0 | 0
FixedInterchange | 0 | 0 | 0 | 0 | 0 | 0
CO2 Emissions (MMshortTons): NYISO_A-F
ReportingType | 2015 | 2020 | 2025 | 2030 | 2035 | 2040
BM | 0 | 0 | 0 | 0 | 0 | 0
CC | 2.36 | 2.29 | 2.14 | 1.98 | 2.47 | 4.24
CSP | 0 | 0 | 0 | 0 | 0 | 0
CT | 0 | 0 | 0 | 0 | 0 | 0
Coal | 0 | 0 | 0 | 0 | 0 | 0
Geo | 0 | 0 | 0 | 0 | 0 | 0
H | 0 | 0 | 0 | 0 | 0 | 0
LFG | 0 | 0 | 0 | 0 | 0 | 0
Nuc | 0 | 0 | 0 | 0 | 0 | 0
PS | 0 | 0 | 0 | 0 | 0 | 0
PV | 0 | 0 | 0 | 0 | 0 | 0
PeakG | 0 | 0 | 0 | 0 | 0 | 0.01
PeakO | 0 | 0 | 0 | 0 | 0 | 0
ST | 0 | 0 | 0 | 0 | 0 | 0
STOG | 0 | 0 | 0 | 0 | 0 | 0
STWD | 0 | 0 | 0 | 0 | 0 | 0
WT | 0 | 0 | 0 | 0 | 0 | 0
IGCC | 0 | 0 | 0 | 0 | 0 | 0
DemandResponse | 0 | 0 | 0 | 0 | 0 | 0
IGCC-CCS | 0 | 0 | 0 | 0 | 0 | 0
WT_off | 0 | 0 | 0 | 0 | 0 | 0
PseudoUnit | 0 | 0 | 0 | 0 | 0 | 0
FixedInterchange | 0 | 0 | 0 | 0 | 0 | 0
CO2 Emissions (MMshortTons): NYISO_G-I
ReportingType | 2015 | 2020 | 2025 | 2030 | 2035 | 2040
BM | 0 | 0 | 0 | 0 | 0 | 0
CC | 2.59 | 2.54 | 2.17 | 2.04 | 3.81 | 8.91
CSP | 0 | 0 | 0 | 0 | 0 | 0
CT | 0 | 0 | 0 | 0 | 0 | 0
Coal | 0 | 0 | 0 | 0 | 0 | 0
Geo | 0 | 0 | 0 | 0 | 0 | 0
H | 0 | 0 | 0 | 0 | 0 | 0
LFG | 0 | 0 | 0 | 0 | 0 | 0
Nuc | 0 | 0 | 0 | 0 | 0 | 0
PS | 0 | 0 | 0 | 0 | 0 | 0
PV | 0 | 0 | 0 | 0 | 0 | 0
PeakG | 0 | 0 | 0 | 0 | 0 | 0
PeakO | 0 | 0 | 0 | 0 | 0 | 0
ST | 0 | 0 | 0 | 0 | 0 | 0
STOG | 0 | 0 | 0 | 0 | 0 | 0
STWD | 0 | 0 | 0 | 0 | 0 | 0
WT | 0 | 0 | 0 | 0 | 0 | 0
IGCC | 0 | 0 | 0 | 0 | 0 | 0
DemandResponse | 0 | 0 | 0 | 0 | 0 | 0
IGCC-CCS | 0 | 0 | 0 | 0 | 0 | 0
WT_off | 0 | 0 | 0 | 0 | 0 | 0
PseudoUnit | 0 | 0 | 0 | 0 | 0 | 0
FixedInterchange | 0 | 0 | 0 | 0 | 0 | 0
CO2 Emissions (MMshortTons): NYISO_J-K
ReportingType | 2015 | 2020 | 2025 | 2030 | 2035 | 2040
BM | 0 | 0 | 0 | 0 | 0 | 0
CC | 8.97 | 10.33 | 9.58 | 8.61 | 10.16 | 11.04
CSP | 0 | 0 | 0 | 0 | 0 | 0
CT | 0 | 0 | 0 | 0 | 0.02 | 0.02
Coal | 0 | 0 | 0 | 0 | 0 | 0
Geo | 0 | 0 | 0 | 0 | 0 | 0
H | 0 | 0 | 0 | 0 | 0 | 0
LFG | 0 | 0 | 0 | 0 | 0 | 0
Nuc | 0 | 0 | 0 | 0 | 0 | 0
PS | 0 | 0 | 0 | 0 | 0 | 0
PV | 0 | 0 | 0 | 0 | 0 | 0
PeakG | 0.05 | 0.14 | 0.15 | 0.13 | 0.2 | 0.13
PeakO | 0 | 0 | 0 | 0 | 0 | 0
ST | 0 | 0 | 0 | 0 | 0 | 0
STOG | 0.45 | 0.63 | 0.57 | 0.47 | 0.77 | 0.68
STWD | 0 | 0 | 0 | 0 | 0 | 0
WT | 0 | 0 | 0 | 0 | 0 | 0
IGCC | 0 | 0 | 0 | 0 | 0 | 0
DemandResponse | 0 | 0 | 0 | 0 | 0 | 0
IGCC-CCS | 0 | 0 | 0 | 0 | 0 | 0
WT_off | 0 | 0 | 0 | 0 | 0 | 0
PseudoUnit | 0 | 0 | 0 | 0 | 0 | 0
FixedInterchange | 0 | 0 | 0 | 0 | 0 | 0
CO2 Emissions (MMshortTons): PJM_E
ReportingType | 2015 | 2020 | 2025 | 2030 | 2035 | 2040
BM | 0 | 0 | 0 | 0 | 0 | 0
CC | 8.11 | 14.38 | 10.92 | 10.11 | 17.11 | 21.28
CSP | 0 | 0 | 0 | 0 | 0 | 0
CT | 0 | 0 | 0 | 0 | 0 | 0
Coal | 0.25 | 0.16 | 0.16 | 0.16 | 0.2 | 0.2
Geo | 0 | 0 | 0 | 0 | 0 | 0
H | 0 | 0 | 0 | 0 | 0 | 0
LFG | 0 | 0 | 0 | 0 | 0 | 0
Nuc | 0 | 0 | 0 | 0 | 0 | 0
PS | 0 | 0 | 0 | 0 | 0 | 0
PV | 0 | 0 | 0 | 0 | 0 | 0
PeakG | 0.05 | 0.05 | 0.31 | 0.31 | 0.59 | 0.6
PeakO | 0 | 0 | 0 | 0 | 0 | 0
ST | 0 | 0 | 0 | 0 | 0 | 0
STOG | 0 | 0 | 0 | 0 | 0 | 0
STWD | 0 | 0 | 0 | 0 | 0 | 0
WT | 0 | 0 | 0 | 0 | 0 | 0
IGCC | 0 | 0 | 0 | 0 | 0 | 0
DemandResponse | 0 | 0 | 0 | 0 | 0 | 0
IGCC-CCS | 0 | 0 | 0 | 0 | 0 | 0
WT_off | 0 | 0 | 0 | 0 | 0 | 0
PseudoUnit | 0 | 0 | 0 | 0 | 0 | 0
FixedInterchange | 0 | 0 | 0 | 0 | 0 | 0
CO2 Emissions (MMshortTons): PJM_ROM
ReportingType | 2015 | 2020 | 2025 | 2030 | 2035 | 2040
BM | 0 | 0 | 0 | 0 | 0 | 0
CC | 4.69 | 8.25 | 7.62 | 5.98 | 9.07 | 22.23
CSP | 0 | 0 | 0 | 0 | 0 | 0
CT | 0 | 0 | 0 | 0 | 0 | 0
Coal | 49.36 | 55.92 | 58.52 | 59.87 | 60.48 | 60.48
Geo | 0 | 0 | 0 | 0 | 0 | 0
H | 0 | 0 | 0 | 0 | 0 | 0
LFG | 0 | 0 | 0 | 0 | 0 | 0
Nuc | 0 | 0 | 0 | 0 | 0 | 0
PS | 0 | 0 | 0 | 0 | 0 | 0
PV | 0 | 0 | 0 | 0 | 0 | 0
PeakG | 0.01 | 0.03 | 0.03 | 0.03 | 0.19 | 0.19
PeakO | 0 | 0 | 0 | 0 | 0 | 0
ST | 0 | 0 | 0 | 0 | 0 | 0
STOG | 0 | 0 | 0 | 0 | 0 | 0
STWD | 0 | 0 | 0 | 0 | 0 | 0
WT | 0 | 0 | 0 | 0 | 0 | 0
IGCC | 0 | 0 | 0 | 0 | 0 | 0
DemandResponse | 0 | 0 | 0 | 0 | 0 | 0
IGCC-CCS | 0 | 0 | 0 | 0 | 0 | 0
WT_off | 0 | 0 | 0 | 0 | 0 | 0
PseudoUnit | 0 | 0 | 0 | 0 | 0 | 0
FixedInterchange | 0 | 0 | 0 | 0 | 0 | 0
CO2 Emissions (MMshortTons): PJM_ROR
ReportingType | 2015 | 2020 | 2025 | 2030 | 2035 | 2040
BM | 0 | 0 | 0 | 0 | 0 | 0
CC | 24.69 | 25.69 | 19.1 | 16.94 | 19.01 | 16.31
CSP | 0 | 0 | 0 | 0 | 0 | 0
CT | 0 | 0 | 0 | 0 | 0 | 0
Coal | 361.31 | 269.11 | 269.24 | 269.49 | 269.85 | 270.43
Geo | 0 | 0 | 0 | 0 | 0 | 0
H | 0 | 0 | 0 | 0 | 0 | 0
LFG | 0 | 0 | 0 | 0 | 0 | 0
Nuc | 0 | 0 | 0 | 0 | 0 | 0
PS | 0 | 0 | 0 | 0 | 0 | 0
PV | 0 | 0 | 0 | 0 | 0 | 0
PeakG | 0.95 | 1.27 | 0.85 | 0.86 | 1.34 | 1.34
PeakO | 0 | 0 | 0 | 0 | 0 | 0
ST | 0 | 0 | 0 | 0 | 0 | 0
STOG | 0.39 | 0.05 | 0 | 0 | 0 | 0
STWD | 0 | 0 | 0 | 0 | 0 | 0
WT | 0 | 0 | 0 | 0 | 0 | 0
IGCC | 0 | 0 | 0 | 0 | 0 | 0
DemandResponse | 0 | 0 | 0 | 0 | 0 | 0
IGCC-CCS | 0 | 0 | 0 | 0 | 0 | 0
WT_off | 0 | 0 | 0 | 0 | 0 | 0
PseudoUnit | 0 | 0 | 0 | 0 | 0 | 0
FixedInterchange | 0 | 0 | 0 | 0 | 0 | 0
CO2 Emissions (MMshortTons): SOCO
ReportingType | 2015 | 2020 | 2025 | 2030 | 2035 | 2040
BM | 0 | 0 | 0 | 0 | 0 | 0
CC | 43.16 | 42.99 | 34.95 | 33.58 | 32.88 | 23.12
CSP | 0 | 0 | 0 | 0 | 0 | 0
CT | 0 | 0 | 0 | 0 | 0 | 0
Coal | 103.96 | 94.85 | 111.58 | 111.58 | 111.58 | 156.45
Geo | 0 | 0 | 0 | 0 | 0 | 0
H | 0 | 0 | 0 | 0 | 0 | 0
LFG | 0 | 0 | 0 | 0 | 0 | 0
Nuc | 0 | 0 | 0 | 0 | 0 | 0
PS | 0 | 0 | 0 | 0 | 0 | 0
PV | 0 | 0 | 0 | 0 | 0 | 0
PeakG | 0.19 | 0.52 | 0.48 | 0.42 | 0.35 | 0.26
PeakO | 0 | 0 | 0 | 0 | 0 | 0
ST | 0 | 0 | 0 | 0 | 0 | 0
STOG | 0 | 0 | 0 | 0 | 0 | 0
STWD | 0 | 0 | 0 | 0 | 0 | 0
WT | 0 | 0 | 0 | 0 | 0 | 0
IGCC | 0 | 0 | 0 | 0 | 0 | 0
DemandResponse | 0 | 0 | 0 | 0 | 0 | 0
IGCC-CCS | 0 | 0 | 0 | 0 | 0 | 0
WT_off | 0 | 0 | 0 | 0 | 0 | 0
PseudoUnit | 0 | 0 | 0 | 0 | 0 | 0
FixedInterchange | 0 | 0 | 0 | 0 | 0 | 0
CO2 Emissions (MMshortTons): SPP_N
ReportingType | 2015 | 2020 | 2025 | 2030 | 2035 | 2040
BM | 0 | 0 | 0 | 0 | 0 | 0
CC | 2.93 | 1.39 | 0.72 | 0.64 | 0.54 | 0.42
CSP | 0 | 0 | 0 | 0 | 0 | 0
CT | 0 | 0 | 0 | 0 | 0 | 0
Coal | 68.81 | 68.79 | 68.79 | 68.79 | 68.79 | 68.79
Geo | 0 | 0 | 0 | 0 | 0 | 0
H | 0 | 0 | 0 | 0 | 0 | 0
LFG | 0 | 0 | 0 | 0 | 0 | 0
Nuc | 0 | 0 | 0 | 0 | 0 | 0
PS | 0 | 0 | 0 | 0 | 0 | 0
PV | 0 | 0 | 0 | 0 | 0 | 0
PeakG | 0.05 | 0.11 | 0.21 | 0.19 | 0.16 | 0.09
PeakO | 0 | 0 | 0 | 0 | 0 | 0
ST | 0 | 0 | 0 | 0 | 0 | 0
STOG | 0.13 | 0.13 | 0 | 0 | 0 | 0
STWD | 0 | 0 | 0 | 0 | 0 | 0
WT | 0 | 0 | 0 | 0 | 0 | 0
IGCC | 0 | 0 | 0 | 0 | 0 | 0
DemandResponse | 0 | 0 | 0 | 0 | 0 | 0
IGCC-CCS | 0 | 0 | 0 | 0 | 0 | 0
WT_off | 0 | 0 | 0 | 0 | 0 | 0
PseudoUnit | 0 | 0 | 0 | 0 | 0 | 0
FixedInterchange | 0 | 0 | 0 | 0 | 0 | 0
CO2 Emissions (MMshortTons): SPP_S
ReportingType | 2015 | 2020 | 2025 | 2030 | 2035 | 2040
BM | 0 | 0 | 0 | 0 | 0 | 0
CC | 11.78 | 18.32 | 12.04 | 9.98 | 8.89 | 5.17
CSP | 0 | 0 | 0 | 0 | 0 | 0
CT | 0 | 0.04 | 0.09 | 0.09 | 0.04 | 0.02
Coal | 102.54 | 87.13 | 97.89 | 98.42 | 99.9 | 99.6
Geo | 0 | 0 | 0 | 0 | 0 | 0
H | 0 | 0 | 0 | 0 | 0 | 0
LFG | 0 | 0 | 0 | 0 | 0 | 0
Nuc | 0 | 0 | 0 | 0 | 0 | 0
PS | 0 | 0 | 0 | 0 | 0 | 0
PV | 0 | 0 | 0 | 0 | 0 | 0
PeakG | 0 | 0.01 | 0.07 | 0.1 | 0 | 0
PeakO | 0 | 0 | 0 | 0 | 0 | 0
ST | 0 | 0 | 0 | 0 | 0 | 0
STOG | 0.75 | 0.86 | 0.52 | 0.39 | 0.39 | 0.14
STWD | 0 | 0 | 0 | 0 | 0 | 0
WT | 0 | 0 | 0 | 0 | 0 | 0
IGCC | 0 | 0 | 0 | 0 | 0 | 0
DemandResponse | 0 | 0 | 0 | 0 | 0 | 0
IGCC-CCS | 0 | 0 | 0 | 0 | 0 | 0
WT_off | 0 | 0 | 0 | 0 | 0 | 0
PseudoUnit | 0 | 0 | 0 | 0 | 0 | 0
FixedInterchange | 0 | 0 | 0 | 0 | 0 | 0
CO2 Emissions (MMshortTons): TVA
ReportingType | 2015 | 2020 | 2025 | 2030 | 2035 | 2040
BM | 0 | 0 | 0 | 0 | 0 | 0
CC | 6.96 | 5.82 | 4.1 | 2.58 | 5.6 | 5.72
CSP | 0 | 0 | 0 | 0 | 0 | 0
CT | 0 | 0 | 0 | 0 | 0 | 0
Coal | 83.4 | 80.7 | 78.06 | 78.49 | 78.49 | 81.41
Geo | 0 | 0 | 0 | 0 | 0 | 0
H | 0 | 0 | 0 | 0 | 0 | 0
LFG | 0 | 0 | 0 | 0 | 0 | 0
Nuc | 0 | 0 | 0 | 0 | 0 | 0
PS | 0 | 0 | 0 | 0 | 0 | 0
PV | 0 | 0 | 0 | 0 | 0 | 0
PeakG | 0 | 0 | 0 | 0 | 0.03 | 0.03
PeakO | 0 | 0 | 0 | 0 | 0 | 0
ST | 0 | 0 | 0 | 0 | 0 | 0
STOG | 0 | 0 | 0 | 0 | 0 | 0
STWD | 0 | 0 | 0 | 0 | 0 | 0
WT | 0 | 0 | 0 | 0 | 0 | 0
IGCC | 0 | 0 | 0 | 0 | 0 | 0
DemandResponse | 0 | 0 | 0 | 0 | 0 | 0
IGCC-CCS | 0 | 0 | 0 | 0 | 0 | 0
WT_off | 0 | 0 | 0 | 0 | 0 | 0
PseudoUnit | 0 | 0 | 0 | 0 | 0 | 0
FixedInterchange | 0 | 0 | 0 | 0 | 0 | 0
CO2 Emissions (MMshortTons): TVA_Transmission
ReportingType | 2015 | 2020 | 2025 | 2030 | 2035 | 2040
BM | 0 | 0 | 0 | 0 | 0 | 0
CC | 0 | 0 | 0 | 0 | 0 | 0
CSP | 0 | 0 | 0 | 0 | 0 | 0
CT | 0 | 0 | 0 | 0 | 0 | 0
Coal | 0 | 0 | 0 | 0 | 0 | 0
Geo | 0 | 0 | 0 | 0 | 0 | 0
H | 0 | 0 | 0 | 0 | 0 | 0
LFG | 0 | 0 | 0 | 0 | 0 | 0
Nuc | 0 | 0 | 0 | 0 | 0 | 0
PS | 0 | 0 | 0 | 0 | 0 | 0
PV | 0 | 0 | 0 | 0 | 0 | 0
PeakG | 0 | 0 | 0 | 0 | 0 | 0
PeakO | 0 | 0 | 0 | 0 | 0 | 0
ST | 0 | 0 | 0 | 0 | 0 | 0
STOG | 0 | 0 | 0 | 0 | 0 | 0
STWD | 0 | 0 | 0 | 0 | 0 | 0
WT | 0 | 0 | 0 | 0 | 0 | 0
IGCC | 0 | 0 | 0 | 0 | 0 | 0
DemandResponse | 0 | 0 | 0 | 0 | 0 | 0
IGCC-CCS | 0 | 0 | 0 | 0 | 0 | 0
WT_off | 0 | 0 | 0 | 0 | 0 | 0
PseudoUnit | 0 | 0 | 0 | 0 | 0 | 0
FixedInterchange | 0 | 0 | 0 | 0 | 0 | 0
CO2 Emissions (MMshortTons): VACAR
ReportingType | 2015 | 2020 | 2025 | 2030 | 2035 | 2040
BM | 0 | 0 | 0 | 0 | 0 | 0
CC | 14.04 | 13.04 | 7.69 | 7.46 | 14.65 | 17.88
CSP | 0 | 0 | 0 | 0 | 0 | 0
CT | 0.05 | 0.05 | 0.09 | 0.07 | 0.09 | 0.09
Coal | 88.3 | 77.72 | 87.24 | 90.71 | 102.13 | 102.51
Geo | 0 | 0 | 0 | 0 | 0 | 0
H | 0 | 0 | 0 | 0 | 0 | 0
LFG | 0 | 0 | 0 | 0 | 0 | 0
Nuc | 0 | 0 | 0 | 0 | 0 | 0
PS | 0 | 0 | 0 | 0 | 0 | 0
PV | 0 | 0 | 0 | 0 | 0 | 0
PeakG | 0.09 | 0.15 | 0.2 | 0.19 | 0.33 | 0.34
PeakO | 0 | 0 | 0 | 0 | 0 | 0
ST | 0 | 0 | 0 | 0 | 0 | 0
STOG | 0 | 0 | 0 | 0 | 0 | 0
STWD | 0 | 0 | 0 | 0 | 0 | 0
WT | 0 | 0 | 0 | 0 | 0 | 0
IGCC | 0 | 0 | 0 | 0 | 0 | 0
DemandResponse | 0 | 0 | 0 | 0 | 0 | 0
IGCC-CCS | 0 | 0 | 0 | 0 | 0 | 0
WT_off | 0 | 0 | 0 | 0 | 0 | 0
PseudoUnit | 0 | 0 | 0 | 0 | 0 | 0
FixedInterchange | 0 | 0 | 0 | 0 | 0 | 0
CO2 Emissions (MMshortTons): IESO
ReportingType | 2015 | 2020 | 2025 | 2030 | 2035 | 2040
BM | 0 | 0 | 0 | 0 | 0 | 0
CC | 0.15 | 0.11 | 0.07 | 0.04 | 0.17 | 1.28
CSP | 0 | 0 | 0 | 0 | 0 | 0
CT | 0 | 0 | 0 | 0 | 0 | 0
Coal | 0 | 0 | 0 | 0 | 0 | 0
Geo | 0 | 0 | 0 | 0 | 0 | 0
H | 0 | 0 | 0 | 0 | 0 | 0
LFG | 0 | 0 | 0 | 0 | 0 | 0
Nuc | 0 | 0 | 0 | 0 | 0 | 0
PS | 0 | 0 | 0 | 0 | 0 | 0
PV | 0 | 0 | 0 | 0 | 0 | 0
PeakG | 0 | 0 | 0 | 0 | 0 | 0
PeakO | 0 | 0 | 0 | 0 | 0 | 0
ST | 0 | 0 | 0 | 0 | 0 | 0
STOG | 0 | 0 | 0 | 0 | 0 | 0
STWD | 0 | 0 | 0 | 0 | 0 | 0
WT | 0 | 0 | 0 | 0 | 0 | 0
IGCC | 0 | 0 | 0 | 0 | 0 | 0
DemandResponse | 0 | 0 | 0 | 0 | 0 | 0
IGCC-CCS | 0 | 0 | 0 | 0 | 0 | 0
WT_off | 0 | 0 | 0 | 0 | 0 | 0
PseudoUnit | 0 | 0 | 0 | 0 | 0 | 0
FixedInterchange | 0 | 0 | 0 | 0 | 0 | 0
CO2 Emissions (MMshortTons): MAPP_CA
ReportingType | 2015 | 2020 | 2025 | 2030 | 2035 | 2040
BM | 0 | 0 | 0 | 0 | 0 | 0
CC | 1.24 | 1.31 | 0.75 | 0.19 | 0.26 | 0.17
CSP | 0 | 0 | 0 | 0 | 0 | 0
CT | 0.01 | 0.01 | 0.01 | 0.01 | 0.01 | 0
Coal | 0.22 | 0.48 | 0.94 | 1.41 | 3.69 | 4.65
Geo | 0 | 0 | 0 | 0 | 0 | 0
H | 0 | 0 | 0 | 0 | 0 | 0
LFG | 0 | 0 | 0 | 0 | 0 | 0
Nuc | 0 | 0 | 0 | 0 | 0 | 0
PS | 0 | 0 | 0 | 0 | 0 | 0
PV | 0 | 0 | 0 | 0 | 0 | 0
PeakG | 0 | 0 | 0 | 0 | 0 | 0
PeakO | 0 | 0 | 0 | 0 | 0 | 0
ST | 0 | 0 | 0 | 0 | 0 | 0
STOG | 0 | 0 | 0 | 0 | 0 | 0
STWD | 0 | 0 | 0 | 0 | 0 | 0
WT | 0 | 0 | 0 | 0 | 0 | 0
IGCC | 0 | 0 | 0 | 0 | 0 | 0
DemandResponse | 0 | 0 | 0 | 0 | 0 | 0
IGCC-CCS | 0 | 0 | 0 | 0 | 0 | 0
WT_off | 0 | 0 | 0 | 0 | 0 | 0
PseudoUnit | 0 | 0 | 0 | 0 | 0 | 0
FixedInterchange | 0 | 0 | 0 | 0 | 0 | 0
CO2 Emissions (MMshortTons): AZ_NM_SNV_Coal
ReportingType | 2015 | 2020 | 2025 | 2030 | 2035 | 2040
BM | 0 | 0 | 0 | 0 | 0 | 0
CC | 0 | 0 | 0 | 0 | 0 | 0
CSP | 0 | 0 | 0 | 0 | 0 | 0
CT | 0 | 0 | 0 | 0 | 0 | 0
Coal | 76.03 | 80.51 | 80.51 | 80.51 | 89.59 | 111.71
Geo | 0 | 0 | 0 | 0 | 0 | 0
H | 0 | 0 | 0 | 0 | 0 | 0
LFG | 0 | 0 | 0 | 0 | 0 | 0
Nuc | 0 | 0 | 0 | 0 | 0 | 0
PS | 0 | 0 | 0 | 0 | 0 | 0
PV | 0 | 0 | 0 | 0 | 0 | 0
PeakG | 0 | 0 | 0 | 0 | 0 | 0
PeakO | 0 | 0 | 0 | 0 | 0 | 0
ST | 0 | 0 | 0 | 0 | 0 | 0
STOG | 0 | 0 | 0 | 0 | 0 | 0
STWD | 0 | 0 | 0 | 0 | 0 | 0
WT | 0 | 0 | 0 | 0 | 0 | 0
IGCC | 0 | 0 | 0 | 0 | 0 | 0
DemandResponse | 0 | 0 | 0 | 0 | 0 | 0
IGCC-CCS | 0 | 0 | 0 | 0 | 0 | 0
WT_off | 0 | 0 | 0 | 0 | 0 | 0
PseudoUnit | 0 | 0 | 0 | 0 | 0 | 0
FixedInterchange | 0 | 0 | 0 | 0 | 0 | 0
CO2 Emissions (MMshortTons): AZ_NM_SNV_Gas
ReportingType | 2015 | 2020 | 2025 | 2030 | 2035 | 2040
BM | 0 | 0 | 0 | 0 | 0 | 0
CC | 42.82 | 42.36 | 40.79 | 42.17 | 41.31 | 36.66
CSP | 0 | 0 | 0 | 0 | 0 | 0
CT | 0 | 0 | 0 | 0.01 | 0 | 0
Coal | 0 | 0 | 0 | 0 | 0 | 0
Geo | 0 | 0 | 0 | 0 | 0 | 0
H | 0 | 0 | 0 | 0 | 0 | 0
LFG | 0 | 0 | 0 | 0 | 0 | 0
Nuc | 0 | 0 | 0 | 0 | 0 | 0
PS | 0 | 0 | 0 | 0 | 0 | 0
PV | 0 | 0 | 0 | 0 | 0 | 0
PeakG | 0 | 0 | 0.01 | 0.01 | 0.01 | 0
PeakO | 0 | 0 | 0 | 0 | 0 | 0
ST | 0 | 0 | 0 | 0 | 0 | 0
STOG | 0 | 0 | 0 | 0 | 0 | 0
STWD | 0 | 0 | 0 | 0 | 0 | 0
WT | 0 | 0 | 0 | 0 | 0 | 0
IGCC | 0 | 0 | 0 | 0 | 0 | 0
DemandResponse | 0 | 0 | 0 | 0 | 0 | 0
IGCC-CCS | 0 | 0 | 0 | 0 | 0 | 0
WT_off | 0 | 0 | 0 | 0 | 0 | 0
PseudoUnit | 0 | 0 | 0 | 0 | 0 | 0
FixedInterchange | 0 | 0 | 0 | 0 | 0 | 0
CO2 Emissions (MMshortTons): AZ_NM_SNV_NucRenew
ReportingType | 2015 | 2020 | 2025 | 2030 | 2035 | 2040
BM | 0 | 0 | 0 | 0 | 0 | 0
CC | 0 | 0 | 0 | 0 | 0 | 0
CSP | 0 | 0 | 0 | 0 | 0 | 0
CT | 0 | 0 | 0 | 0 | 0 | 0
Coal | 0 | 0 | 0 | 0 | 0 | 0
Geo | 0 | 0 | 0 | 0 | 0 | 0
H | 0 | 0 | 0 | 0 | 0 | 0
LFG | 0 | 0 | 0 | 0 | 0 | 0
Nuc | 0 | 0 | 0 | 0 | 0 | 0
PS | 0 | 0 | 0 | 0 | 0 | 0
PV | 0 | 0 | 0 | 0 | 0 | 0
PeakG | 0 | 0 | 0 | 0 | 0 | 0
PeakO | 0 | 0 | 0 | 0 | 0 | 0
ST | 0 | 0 | 0 | 0 | 0 | 0
STOG | 0 | 0 | 0 | 0 | 0 | 0
STWD | 0 | 0 | 0 | 0 | 0 | 0
WT | 0 | 0 | 0 | 0 | 0 | 0
IGCC | 0 | 0 | 0 | 0 | 0 | 0
DemandResponse | 0 | 0 | 0 | 0 | 0 | 0
IGCC-CCS | 0 | 0 | 0 | 0 | 0 | 0
WT_off | 0 | 0 | 0 | 0 | 0 | 0
PseudoUnit | 0 | 0 | 0 | 0 | 0 | 0
FixedInterchange | 0 | 0 | 0 | 0 | 0 | 0
CO2 Emissions (MMshortTons): ERCOT
ReportingType | 2015 | 2020 | 2025 | 2030 | 2035 | 2040
BM | 0 | 0 | 0 | 0 | 0 | 0
CC | 61.04 | 58.15 | 48.27 | 45.7 | 43.42 | 40.57
CSP | 0 | 0 | 0 | 0 | 0 | 0
CT | 0 | 0.01 | 0.02 | 0.02 | 0 | 0
Coal | 121.32 | 137.83 | 157.9 | 157.9 | 157.9 | 157.9
Geo | 0 | 0 | 0 | 0 | 0 | 0
H | 0 | 0 | 0 | 0 | 0 | 0
LFG | 0 | 0 | 0 | 0 | 0 | 0
Nuc | 0 | 0 | 0 | 0 | 0 | 0
PS | 0 | 0 | 0 | 0 | 0 | 0
PV | 0 | 0 | 0 | 0 | 0 | 0
PeakG | 0 | 0.01 | 0.08 | 0.08 | 0.08 | 0.06
PeakO | 0 | 0 | 0 | 0 | 0 | 0
ST | 0 | 0 | 0 | 0 | 0 | 0
STOG | 2.25 | 2.88 | 2.22 | 1.67 | 1.3 | 1.02
STWD | 0 | 0 | 0 | 0 | 0 | 0
WT | 0 | 0 | 0 | 0 | 0 | 0
IGCC | 0 | 0 | 0 | 0 | 0 | 0
DemandResponse | 0 | 0 | 0 | 0 | 0 | 0
IGCC-CCS | 0 | 0 | 0 | 0 | 0 | 0
WT_off | 0 | 0 | 0 | 0 | 0 | 0
PseudoUnit | 0 | 0 | 0 | 0 | 0 | 0
FixedInterchange | 0 | 0 | 0 | 0 | 0 | 0
CO2 Emissions (MMshortTons): NP15
ReportingType | 2015 | 2020 | 2025 | 2030 | 2035 | 2040
BM | 0 | 0 | 0 | 0 | 0 | 0
CC | 15.54 | 7.82 | 2.95 | 3.02 | 1.71 | 0.47
CSP | 0 | 0 | 0 | 0 | 0 | 0
CT | 0 | 0 | 0 | 0 | 0 | 0
Coal | 0.27 | 0 | 0 | 0 | 0 | 0
Geo | 0 | 0 | 0 | 0 | 0 | 0
H | 0 | 0 | 0 | 0 | 0 | 0
LFG | 0 | 0 | 0 | 0 | 0 | 0
Nuc | 0 | 0 | 0 | 0 | 0 | 0
PS | 0 | 0 | 0 | 0 | 0 | 0
PV | 0 | 0 | 0 | 0 | 0 | 0
PeakG | 0 | 0 | 0 | 0 | 0 | 0
PeakO | 0 | 0 | 0 | 0 | 0 | 0
ST | 0 | 0 | 0 | 0 | 0 | 0
STOG | 0.04 | 0.03 | 0.01 | 0 | 0 | 0
STWD | 0 | 0 | 0 | 0 | 0 | 0
WT | 0 | 0 | 0 | 0 | 0 | 0
IGCC | 0 | 0 | 0 | 0 | 0 | 0
DemandResponse | 0 | 0 | 0 | 0 | 0 | 0
IGCC-CCS | 0 | 0 | 0 | 0 | 0 | 0
WT_off | 0 | 0 | 0 | 0 | 0 | 0
PseudoUnit | 0 | 0 | 0 | 0 | 0 | 0
FixedInterchange | 0 | 0 | 0 | 0 | 0 | 0
CO2 Emissions (MMshortTons): NWPP_Coal
ReportingType | 2015 | 2020 | 2025 | 2030 | 2035 | 2040
BM | 0 | 0 | 0 | 0 | 0 | 0
CC | 0 | 0 | 0 | 0 | 0 | 0
CSP | 0 | 0 | 0 | 0 | 0 | 0
CT | 0 | 0 | 0 | 0 | 0 | 0
Coal | 108.62 | 108.75 | 108.75 | 108.75 | 108.25 | 108.25
Geo | 0 | 0 | 0 | 0 | 0 | 0
H | 0 | 0 | 0 | 0 | 0 | 0
LFG | 0 | 0 | 0 | 0 | 0 | 0
Nuc | 0 | 0 | 0 | 0 | 0 | 0
PS | 0 | 0 | 0 | 0 | 0 | 0
PV | 0 | 0 | 0 | 0 | 0 | 0
PeakG | 0 | 0 | 0 | 0 | 0 | 0
PeakO | 0 | 0 | 0 | 0 | 0 | 0
ST | 0 | 0 | 0 | 0 | 0 | 0
STOG | 0 | 0 | 0 | 0 | 0 | 0
STWD | 0 | 0 | 0 | 0 | 0 | 0
WT | 0 | 0 | 0 | 0 | 0 | 0
IGCC | 0 | 0 | 0 | 0 | 0 | 0
DemandResponse | 0 | 0 | 0 | 0 | 0 | 0
IGCC-CCS | 0 | 0 | 0 | 0 | 0 | 0
WT_off | 0 | 0 | 0 | 0 | 0 | 0
PseudoUnit | 0 | 0 | 0 | 0 | 0 | 0
FixedInterchange | 0 | 0 | 0 | 0 | 0 | 0
CO2 Emissions (MMshortTons): NWPP_Gas
ReportingType | 2015 | 2020 | 2025 | 2030 | 2035 | 2040
BM | 0 | 0 | 0 | 0 | 0 | 0
CC | 12.19 | 12.19 | 12.19 | 12.19 | 12.19 | 10.57
CSP | 0 | 0 | 0 | 0 | 0 | 0
CT | 0 | 0 | 0 | 0 | 0 | 0
Coal | 0 | 0 | 0 | 0 | 0 | 0
Geo | 0 | 0 | 0 | 0 | 0 | 0
H | 0 | 0 | 0 | 0 | 0 | 0
LFG | 0 | 0 | 0 | 0 | 0 | 0
Nuc | 0 | 0 | 0 | 0 | 0 | 0
PS | 0 | 0 | 0 | 0 | 0 | 0
PV | 0 | 0 | 0 | 0 | 0 | 0
PeakG | 0 | 0 | 0 | 0 | 0 | 0
PeakO | 0 | 0 | 0 | 0 | 0 | 0
ST | 0 | 0 | 0 | 0 | 0 | 0
STOG | 0 | 0 | 0 | 0 | 0 | 0
STWD | 0 | 0 | 0 | 0 | 0 | 0
WT | 0 | 0 | 0 | 0 | 0 | 0
IGCC | 0 | 0 | 0 | 0 | 0 | 0
DemandResponse | 0 | 0 | 0 | 0 | 0 | 0
IGCC-CCS | 0 | 0 | 0 | 0 | 0 | 0
WT_off | 0 | 0 | 0 | 0 | 0 | 0
PseudoUnit | 0 | 0 | 0 | 0 | 0 | 0
FixedInterchange | 0 | 0 | 0 | 0 | 0 | 0
CO2 Emissions (MMshortTons): NWPP_NucRenew
ReportingType | 2015 | 2020 | 2025 | 2030 | 2035 | 2040
BM | 0 | 0 | 0 | 0 | 0 | 0
CC | 0 | 0 | 0 | 0 | 0 | 0
CSP | 0 | 0 | 0 | 0 | 0 | 0
CT | 0 | 0 | 0 | 0 | 0 | 0
Coal | 0 | 0 | 0 | 0 | 0 | 0
Geo | 0 | 0 | 0 | 0 | 0 | 0
H | 0 | 0 | 0 | 0 | 0 | 0
LFG | 0 | 0 | 0 | 0 | 0 | 0
Nuc | 0 | 0 | 0 | 0 | 0 | 0
PS | 0 | 0 | 0 | 0 | 0 | 0
PV | 0 | 0 | 0 | 0 | 0 | 0
PeakG | 0 | 0 | 0 | 0 | 0 | 0
PeakO | 0 | 0 | 0 | 0 | 0 | 0
ST | 0 | 0 | 0 | 0 | 0 | 0
STOG | 0 | 0 | 0 | 0 | 0 | 0
STWD | 0 | 0 | 0 | 0 | 0 | 0
WT | 0 | 0 | 0 | 0 | 0 | 0
IGCC | 0 | 0 | 0 | 0 | 0 | 0
DemandResponse | 0 | 0 | 0 | 0 | 0 | 0
IGCC-CCS | 0 | 0 | 0 | 0 | 0 | 0
WT_off | 0 | 0 | 0 | 0 | 0 | 0
PseudoUnit | 0 | 0 | 0 | 0 | 0 | 0
FixedInterchange | 0 | 0 | 0 | 0 | 0 | 0
CO2 Emissions (MMshortTons): RMPA
ReportingType | 2015 | 2020 | 2025 | 2030 | 2035 | 2040
BM | 0 | 0 | 0 | 0 | 0 | 0
CC | 2.38 | 1.89 | 0.02 | 0.02 | 0.04 | 0.02
CSP | 0 | 0 | 0 | 0 | 0 | 0
CT | 0 | 0 | 0 | 0 | 0 | 0
Coal | 59.23 | 57.85 | 54.86 | 55.02 | 56.39 | 57.8
Geo | 0 | 0 | 0 | 0 | 0 | 0
H | 0 | 0 | 0 | 0 | 0 | 0
LFG | 0 | 0 | 0 | 0 | 0 | 0
Nuc | 0 | 0 | 0 | 0 | 0 | 0
PS | 0 | 0 | 0 | 0 | 0 | 0
PV | 0 | 0 | 0 | 0 | 0 | 0
PeakG | 0.03 | 0.05 | 0.01 | 0.03 | 0.01 | 0.01
PeakO | 0 | 0 | 0 | 0 | 0 | 0
ST | 0 | 0 | 0 | 0 | 0 | 0
STOG | 0 | 0 | 0 | 0 | 0 | 0
STWD | 0 | 0 | 0 | 0 | 0 | 0
WT | 0 | 0 | 0 | 0 | 0 | 0
IGCC | 0 | 0 | 0 | 0 | 0 | 0
DemandResponse | 0 | 0 | 0 | 0 | 0 | 0
IGCC-CCS | 0 | 0 | 0 | 0 | 0 | 0
WT_off | 0 | 0 | 0 | 0 | 0 | 0
PseudoUnit | 0 | 0 | 0 | 0 | 0 | 0
FixedInterchange | 0 | 0 | 0 | 0 | 0 | 0
CO2 Emissions (MMshortTons): SP15
ReportingType | 2015 | 2020 | 2025 | 2030 | 2035 | 2040
BM | 0 | 0 | 0 | 0 | 0 | 0
CC | 12.97 | 7.43 | 4 | 3.57 | 2.18 | 0.88
CSP | 0 | 0 | 0 | 0 | 0 | 0
CT | 0 | 0 | 0 | 0 | 0 | 0
Coal | 0.9 | 0 | 0 | 0 | 0 | 0
Geo | 0 | 0 | 0 | 0 | 0 | 0
H | 0 | 0 | 0 | 0 | 0 | 0
LFG | 0 | 0 | 0 | 0 | 0 | 0
Nuc | 0 | 0 | 0 | 0 | 0 | 0
PS | 0 | 0 | 0 | 0 | 0 | 0
PV | 0 | 0 | 0 | 0 | 0 | 0
PeakG | 0 | 0 | 0 | 0 | 0 | 0
PeakO | 0 | 0 | 0 | 0 | 0 | 0
ST | 0 | 0 | 0 | 0 | 0 | 0
STOG | 0.04 | 0.02 | 0 | 0 | 0 | 0
STWD | 0 | 0 | 0 | 0 | 0 | 0
WT | 0 | 0 | 0 | 0 | 0 | 0
IGCC | 0 | 0 | 0 | 0 | 0 | 0
DemandResponse | 0 | 0 | 0 | 0 | 0 | 0
IGCC-CCS | 0 | 0 | 0 | 0 | 0 | 0
WT_off | 0 | 0 | 0 | 0 | 0 | 0
PseudoUnit | 0 | 0 | 0 | 0 | 0 | 0
FixedInterchange | 0 | 0 | 0 | 0 | 0 | 0
CO2 Emissions (MMshortTons): ALB
ReportingType | 2015 | 2020 | 2025 | 2030 | 2035 | 2040
BM | 0 | 0 | 0 | 0 | 0 | 0
CC | 7.18 | 8.02 | 8.29 | 8.83 | 9.5 | 8.95
CSP | 0 | 0 | 0 | 0 | 0 | 0
CT | 0 | 0 | 0 | 0 | 0 | 0
Coal | 50 | 50 | 50 | 50 | 50 | 50
Geo | 0 | 0 | 0 | 0 | 0 | 0
H | 0 | 0 | 0 | 0 | 0 | 0
LFG | 0 | 0 | 0 | 0 | 0 | 0
Nuc | 0 | 0 | 0 | 0 | 0 | 0
PS | 0 | 0 | 0 | 0 | 0 | 0
PV | 0 | 0 | 0 | 0 | 0 | 0
PeakG | 0 | 0 | 0 | 0 | 0 | 0
PeakO | 0 | 0 | 0 | 0 | 0 | 0
ST | 0 | 0 | 0 | 0 | 0 | 0
STOG | 0 | 0 | 0 | 0 | 0 | 0
STWD | 0 | 0 | 0 | 0 | 0 | 0
WT | 0 | 0 | 0 | 0 | 0 | 0
IGCC | 0 | 0 | 0 | 0 | 0 | 0
DemandResponse | 0 | 0 | 0 | 0 | 0 | 0
IGCC-CCS | 0 | 0 | 0 | 0 | 0 | 0
WT_off | 0 | 0 | 0 | 0 | 0 | 0
PseudoUnit | 0 | 0 | 0 | 0 | 0 | 0
FixedInterchange | 0 | 0 | 0 | 0 | 0 | 0
CO2 Emissions (MMshortTons): BC
ReportingType | 2015 | 2020 | 2025 | 2030 | 2035 | 2040
BM | 0 | 0 | 0 | 0 | 0 | 0
CC | 2.64 | 2.64 | 2.64 | 2.64 | 2.64 | 2.61
CSP | 0 | 0 | 0 | 0 | 0 | 0
CT | 0 | 0 | 0 | 0 | 0 | 0
Coal | 0 | 0 | 0 | 0 | 0 | 0
Geo | 0 | 0 | 0 | 0 | 0 | 0
H | 0 | 0 | 0 | 0 | 0 | 0
LFG | 0 | 0 | 0 | 0 | 0 | 0
Nuc | 0 | 0 | 0 | 0 | 0 | 0
PS | 0 | 0 | 0 | 0 | 0 | 0
PV | 0 | 0 | 0 | 0 | 0 | 0
PeakG | 0 | 0 | 0 | 0 | 0 | 0
PeakO | 0 | 0 | 0 | 0 | 0 | 0
ST | 0 | 0 | 0 | 0 | 0 | 0
STOG | 0 | 0 | 0 | 0 | 0 | 0
STWD | 0 | 0 | 0 | 0 | 0 | 0
WT | 0 | 0 | 0 | 0 | 0 | 0
IGCC | 0 | 0 | 0 | 0 | 0 | 0
DemandResponse | 0 | 0 | 0 | 0 | 0 | 0
IGCC-CCS | 0 | 0 | 0 | 0 | 0 | 0
WT_off | 0 | 0 | 0 | 0 | 0 | 0
PseudoUnit | 0 | 0 | 0 | 0 | 0 | 0
FixedInterchange | 0 | 0 | 0 | 0 | 0 | 0
CO2 Emissions (MMshortTons): HQ_IESO
ReportingType | 2015 | 2020 | 2025 | 2030 | 2035 | 2040
BM | 0 | 0 | 0 | 0 | 0 | 0
CC | 0 | 0 | 0 | 0 | 0 | 0
CSP | 0 | 0 | 0 | 0 | 0 | 0
CT | 0 | 0 | 0 | 0 | 0 | 0
Coal | 0 | 0 | 0 | 0 | 0 | 0
Geo | 0 | 0 | 0 | 0 | 0 | 0
H | 0 | 0 | 0 | 0 | 0 | 0
LFG | 0 | 0 | 0 | 0 | 0 | 0
Nuc | 0 | 0 | 0 | 0 | 0 | 0
PS | 0 | 0 | 0 | 0 | 0 | 0
PV | 0 | 0 | 0 | 0 | 0 | 0
PeakG | 0 | 0 | 0 | 0 | 0 | 0
PeakO | 0 | 0 | 0 | 0 | 0 | 0
ST | 0 | 0 | 0 | 0 | 0 | 0
STOG | 0 | 0 | 0 | 0 | 0 | 0
STWD | 0 | 0 | 0 | 0 | 0 | 0
WT | 0 | 0 | 0 | 0 | 0 | 0
IGCC | 0 | 0 | 0 | 0 | 0 | 0
DemandResponse | 0 | 0 | 0 | 0 | 0 | 0
IGCC-CCS | 0 | 0 | 0 | 0 | 0 | 0
WT_off | 0 | 0 | 0 | 0 | 0 | 0
PseudoUnit | 0 | 0 | 0 | 0 | 0 | 0
FixedInterchange | 0 | 0 | 0 | 0 | 0 | 0
CO2 Emissions (MMshortTons): HQ_NEISO
ReportingType | 2015 | 2020 | 2025 | 2030 | 2035 | 2040
BM | 0 | 0 | 0 | 0 | 0 | 0
CC | 0 | 0 | 0 | 0 | 0 | 0
CSP | 0 | 0 | 0 | 0 | 0 | 0
CT | 0 | 0 | 0 | 0 | 0 | 0
Coal | 0 | 0 | 0 | 0 | 0 | 0
Geo | 0 | 0 | 0 | 0 | 0 | 0
H | 0 | 0 | 0 | 0 | 0 | 0
LFG | 0 | 0 | 0 | 0 | 0 | 0
Nuc | 0 | 0 | 0 | 0 | 0 | 0
PS | 0 | 0 | 0 | 0 | 0 | 0
PV | 0 | 0 | 0 | 0 | 0 | 0
PeakG | 0 | 0 | 0 | 0 | 0 | 0
PeakO | 0 | 0 | 0 | 0 | 0 | 0
ST | 0 | 0 | 0 | 0 | 0 | 0
STOG | 0 | 0 | 0 | 0 | 0 | 0
STWD | 0 | 0 | 0 | 0 | 0 | 0
WT | 0 | 0 | 0 | 0 | 0 | 0
IGCC | 0 | 0 | 0 | 0 | 0 | 0
DemandResponse | 0 | 0 | 0 | 0 | 0 | 0
IGCC-CCS | 0 | 0 | 0 | 0 | 0 | 0
WT_off | 0 | 0 | 0 | 0 | 0 | 0
PseudoUnit | 0 | 0 | 0 | 0 | 0 | 0
FixedInterchange | 0 | 0 | 0 | 0 | 0 | 0
CO2 Emissions (MMshortTons): HQ_NY
ReportingType | 2015 | 2020 | 2025 | 2030 | 2035 | 2040
BM | 0 | 0 | 0 | 0 | 0 | 0
CC | 0 | 0 | 0 | 0 | 0 | 0
CSP | 0 | 0 | 0 | 0 | 0 | 0
CT | 0 | 0 | 0 | 0 | 0 | 0
Coal | 0 | 0 | 0 | 0 | 0 | 0
Geo | 0 | 0 | 0 | 0 | 0 | 0
H | 0 | 0 | 0 | 0 | 0 | 0
LFG | 0 | 0 | 0 | 0 | 0 | 0
Nuc | 0 | 0 | 0 | 0 | 0 | 0
PS | 0 | 0 | 0 | 0 | 0 | 0
PV | 0 | 0 | 0 | 0 | 0 | 0
PeakG | 0 | 0 | 0 | 0 | 0 | 0
PeakO | 0 | 0 | 0 | 0 | 0 | 0
ST | 0 | 0 | 0 | 0 | 0 | 0
STOG | 0 | 0 | 0 | 0 | 0 | 0
STWD | 0 | 0 | 0 | 0 | 0 | 0
WT | 0 | 0 | 0 | 0 | 0 | 0
IGCC | 0 | 0 | 0 | 0 | 0 | 0
DemandResponse | 0 | 0 | 0 | 0 | 0 | 0
IGCC-CCS | 0 | 0 | 0 | 0 | 0 | 0
WT_off | 0 | 0 | 0 | 0 | 0 | 0
PseudoUnit | 0 | 0 | 0 | 0 | 0 | 0
FixedInterchange | 0 | 0 | 0 | 0 | 0 | 0
CO2 Emissions (MMshortTons): MARITIMES
ReportingType | 2015 | 2020 | 2025 | 2030 | 2035 | 2040
BM | 0 | 0 | 0 | 0 | 0 | 0
CC | 0 | 0 | 0 | 0 | 0 | 0
CSP | 0 | 0 | 0 | 0 | 0 | 0
CT | 0 | 0 | 0 | 0 | 0 | 0
Coal | 0 | 0 | 0 | 0 | 0 | 0
Geo | 0 | 0 | 0 | 0 | 0 | 0
H | 0 | 0 | 0 | 0 | 0 | 0
LFG | 0 | 0 | 0 | 0 | 0 | 0
Nuc | 0 | 0 | 0 | 0 | 0 | 0
PS | 0 | 0 | 0 | 0 | 0 | 0
PV | 0 | 0 | 0 | 0 | 0 | 0
PeakG | 0 | 0 | 0 | 0 | 0 | 0
PeakO | 0 | 0 | 0 | 0 | 0 | 0
ST | 0 | 0 | 0 | 0 | 0 | 0
STOG | 0 | 0 | 0 | 0 | 0 | 0
STWD | 0 | 0 | 0 | 0 | 0 | 0
WT | 0 | 0 | 0 | 0 | 0 | 0
IGCC | 0 | 0 | 0 | 0 | 0 | 0
DemandResponse | 0 | 0 | 0 | 0 | 0 | 0
IGCC-CCS | 0 | 0 | 0 | 0 | 0 | 0
WT_off | 0 | 0 | 0 | 0 | 0 | 0
PseudoUnit | 0 | 0 | 0 | 0 | 0 | 0
FixedInterchange | 0 | 0 | 0 | 0 | 0 | 0
CO2 Emissions (MMshortTons): All
ReportingType | 2015 | 2020 | 2025 | 2030 | 2035 | 2040
BM | 0 | 0 | 0 | 0 | 0 | 0
CC | 409.36 | 409.33 | 332.65 | 312.2 | 342.7 | 339.92
CSP | 0 | 0 | 0 | 0 | 0 | 0
CT | 0.5 | 0.78 | 0.85 | 0.71 | 0.78 | 0.73
Coal | 1863.69 | 1729.45 | 1801.47 | 1812.53 | 1887.07 | 1981.23
Geo | 0 | 0 | 0 | 0 | 0 | 0
H | 0 | 0 | 0 | 0 | 0 | 0
LFG | 0 | 0 | 0 | 0 | 0 | 0
Nuc | 0 | 0 | 0 | 0 | 0 | 0
PS | 0 | 0 | 0 | 0 | 0 | 0
PV | 0 | 0 | 0 | 0 | 0 | 0
PeakG | 2.32 | 3.45 | 3.84 | 3.64 | 4.82 | 4.61
PeakO | 0 | 0 | 0 | 0 | 0 | 0
ST | 0 | 0 | 0 | 0 | 0 | 0
STOG | 5.76 | 6.33 | 4.12 | 2.99 | 2.9 | 2.12
STWD | 0 | 0 | 0 | 0 | 0 | 0
WT | 0 | 0 | 0 | 0 | 0 | 0
IGCC | 4.15 | 4.15 | 4.15 | 4.15 | 4.15 | 4.15
DemandResponse | 0 | 0 | 0 | 0 | 0 | 0
IGCC-CCS | 0 | 0 | 0 | 0 | 0 | 0
WT_off | 0 | 0 | 0 | 0 | 0 | 0
PseudoUnit | 0 | 0 | 0 | 0 | 0 | 0
FixedInterchange | 0 | 0 | 0 | 0 | 0 | 0
CO2 Emissions (MMshortTons): EI_US
ReportingType | 2015 | 2020 | 2025 | 2030 | 2035 | 2040
BM | 0 | 0 | 0 | 0 | 0 | 0
CC | 251.22 | 267.4 | 212.68 | 193.83 | 229.27 | 237.74
CSP | 0 | 0 | 0 | 0 | 0 | 0
CT | 0.49 | 0.76 | 0.82 | 0.68 | 0.78 | 0.72
Coal | 1447.11 | 1294.03 | 1348.51 | 1358.94 | 1421.25 | 1490.92
Geo | 0 | 0 | 0 | 0 | 0 | 0
H | 0 | 0 | 0 | 0 | 0 | 0
LFG | 0 | 0 | 0 | 0 | 0 | 0
Nuc | 0 | 0 | 0 | 0 | 0 | 0
PS | 0 | 0 | 0 | 0 | 0 | 0
PV | 0 | 0 | 0 | 0 | 0 | 0
PeakG | 2.28 | 3.39 | 3.75 | 3.52 | 4.71 | 4.54
PeakO | 0 | 0 | 0 | 0 | 0 | 0
ST | 0 | 0 | 0 | 0 | 0 | 0
STOG | 3.43 | 3.4 | 1.89 | 1.31 | 1.6 | 1.1
STWD | 0 | 0 | 0 | 0 | 0 | 0
WT | 0 | 0 | 0 | 0 | 0 | 0
IGCC | 4.15 | 4.15 | 4.15 | 4.15 | 4.15 | 4.15
DemandResponse | 0 | 0 | 0 | 0 | 0 | 0
IGCC-CCS | 0 | 0 | 0 | 0 | 0 | 0
WT_off | 0 | 0 | 0 | 0 | 0 | 0
PseudoUnit | 0 | 0 | 0 | 0 | 0 | 0
FixedInterchange | 0 | 0 | 0 | 0 | 0 | 0
CO2 Emissions (MMshortTons): EI_Canada
ReportingType | 2015 | 2020 | 2025 | 2030 | 2035 | 2040
BM | 0 | 0 | 0 | 0 | 0 | 0
CC | 1.38 | 1.42 | 0.82 | 0.23 | 0.43 | 1.45
CSP | 0 | 0 | 0 | 0 | 0 | 0
CT | 0.01 | 0.01 | 0.01 | 0.01 | 0.01 | 0
Coal | 0.22 | 0.48 | 0.94 | 1.41 | 3.69 | 4.65
Geo | 0 | 0 | 0 | 0 | 0 | 0
H | 0 | 0 | 0 | 0 | 0 | 0
LFG | 0 | 0 | 0 | 0 | 0 | 0
Nuc | 0 | 0 | 0 | 0 | 0 | 0
PS | 0 | 0 | 0 | 0 | 0 | 0
PV | 0 | 0 | 0 | 0 | 0 | 0
PeakG | 0 | 0 | 0 | 0 | 0 | 0
PeakO | 0 | 0 | 0 | 0 | 0 | 0
ST | 0 | 0 | 0 | 0 | 0 | 0
STOG | 0 | 0 | 0 | 0 | 0 | 0
STWD | 0 | 0 | 0 | 0 | 0 | 0
WT | 0 | 0 | 0 | 0 | 0 | 0
IGCC | 0 | 0 | 0 | 0 | 0 | 0
DemandResponse | 0 | 0 | 0 | 0 | 0 | 0
IGCC-CCS | 0 | 0 | 0 | 0 | 0 | 0
WT_off | 0 | 0 | 0 | 0 | 0 | 0
PseudoUnit | 0 | 0 | 0 | 0 | 0 | 0
FixedInterchange | 0 | 0 | 0 | 0 | 0 | 0
CO2 Emissions (MMshortTons): EI
ReportingType | 2015 | 2020 | 2025 | 2030 | 2035 | 2040
BM | 0 | 0 | 0 | 0 | 0 | 0
CC | 252.6 | 268.83 | 213.5 | 194.06 | 229.7 | 239.19
CSP | 0 | 0 | 0 | 0 | 0 | 0
CT | 0.5 | 0.77 | 0.83 | 0.69 | 0.78 | 0.73
Coal | 1447.33 | 1294.51 | 1349.45 | 1360.36 | 1424.94 | 1495.58
Geo | 0 | 0 | 0 | 0 | 0 | 0
H | 0 | 0 | 0 | 0 | 0 | 0
LFG | 0 | 0 | 0 | 0 | 0 | 0
Nuc | 0 | 0 | 0 | 0 | 0 | 0
PS | 0 | 0 | 0 | 0 | 0 | 0
PV | 0 | 0 | 0 | 0 | 0 | 0
PeakG | 2.28 | 3.39 | 3.75 | 3.52 | 4.71 | 4.54
PeakO | 0 | 0 | 0 | 0 | 0 | 0
ST | 0 | 0 | 0 | 0 | 0 | 0
STOG | 3.43 | 3.4 | 1.89 | 1.31 | 1.6 | 1.1
STWD | 0 | 0 | 0 | 0 | 0 | 0
WT | 0 | 0 | 0 | 0 | 0 | 0
IGCC | 4.15 | 4.15 | 4.15 | 4.15 | 4.15 | 4.15
DemandResponse | 0 | 0 | 0 | 0 | 0 | 0
IGCC-CCS | 0 | 0 | 0 | 0 | 0 | 0
WT_off | 0 | 0 | 0 | 0 | 0 | 0
PseudoUnit | 0 | 0 | 0 | 0 | 0 | 0
FixedInterchange | 0 | 0 | 0 | 0 | 0 | 0
CO2 Emissions (MMshortTons): Outside_EI
ReportingType | 2015 | 2020 | 2025 | 2030 | 2035 | 2040
BM | 0 | 0 | 0 | 0 | 0 | 0
CC | 156.76 | 140.5 | 119.14 | 118.14 | 113 | 100.73
CSP | 0 | 0 | 0 | 0 | 0 | 0
CT | 0 | 0.01 | 0.02 | 0.02 | 0 | 0
Coal | 416.36 | 434.94 | 452.02 | 452.17 | 462.13 | 485.66
Geo | 0 | 0 | 0 | 0 | 0 | 0
H | 0 | 0 | 0 | 0 | 0 | 0
LFG | 0 | 0 | 0 | 0 | 0 | 0
Nuc | 0 | 0 | 0 | 0 | 0 | 0
PS | 0 | 0 | 0 | 0 | 0 | 0
PV | 0 | 0 | 0 | 0 | 0 | 0
PeakG | 0.03 | 0.06 | 0.09 | 0.12 | 0.1 | 0.07
PeakO | 0 | 0 | 0 | 0 | 0 | 0
ST | 0 | 0 | 0 | 0 | 0 | 0
STOG | 2.33 | 2.93 | 2.23 | 1.68 | 1.3 | 1.02
STWD | 0 | 0 | 0 | 0 | 0 | 0
WT | 0 | 0 | 0 | 0 | 0 | 0
IGCC | 0 | 0 | 0 | 0 | 0 | 0
DemandResponse | 0 | 0 | 0 | 0 | 0 | 0
IGCC-CCS | 0 | 0 | 0 | 0 | 0 | 0
WT_off | 0 | 0 | 0 | 0 | 0 | 0
PseudoUnit | 0 | 0 | 0 | 0 | 0 | 0
FixedInterchange | 0 | 0 | 0 | 0 | 0 | 0
CO2 Emissions (MMmetricTons): Entergy
ReportingType | 2015 | 2020 | 2025 | 2030 | 2035 | 2040
BM | 0 | 0 | 0 | 0 | 0 | 0
CC | 23.04 | 27.2 | 20.44 | 17.23 | 18.02 | 15.08
CSP | 0 | 0 | 0 | 0 | 0 | 0
CT | 0 | 0 | 0 | 0 | 0 | 0
Coal | 58.38 | 50.02 | 57.25 | 58.58 | 58.58 | 60.6
Geo | 0 | 0 | 0 | 0 | 0 | 0
H | 0 | 0 | 0 | 0 | 0 | 0
LFG | 0 | 0 | 0 | 0 | 0 | 0
Nuc | 0 | 0 | 0 | 0 | 0 | 0
PS | 0 | 0 | 0 | 0 | 0 | 0
PV | 0 | 0 | 0 | 0 | 0 | 0
PeakG | 0 | 0.01 | 0.09 | 0.04 | 0.04 | 0.02
PeakO | 0 | 0 | 0 | 0 | 0 | 0
ST | 0 | 0 | 0 | 0 | 0 | 0
STOG | 0.54 | 0.4 | 0 | 0 | 0 | 0
STWD | 0 | 0 | 0 | 0 | 0 | 0
WT | 0 | 0 | 0 | 0 | 0 | 0
IGCC | 0 | 0 | 0 | 0 | 0 | 0
DemandResponse | 0 | 0 | 0 | 0 | 0 | 0
IGCC-CCS | 0 | 0 | 0 | 0 | 0 | 0
WT_off | 0 | 0 | 0 | 0 | 0 | 0
PseudoUnit | 0 | 0 | 0 | 0 | 0 | 0
FixedInterchange | 0 | 0 | 0 | 0 | 0 | 0
CO2 Emissions (MMmetricTons): FRCC
ReportingType | 2015 | 2020 | 2025 | 2030 | 2035 | 2040
BM | 0 | 0 | 0 | 0 | 0 | 0
CC | 55.35 | 56.32 | 54.63 | 55.08 | 59.75 | 59.12
CSP | 0 | 0 | 0 | 0 | 0 | 0
CT | 0.38 | 0.56 | 0.55 | 0.43 | 0.55 | 0.53
Coal | 52.26 | 53.27 | 58.46 | 59.91 | 61.53 | 75.43
Geo | 0 | 0 | 0 | 0 | 0 | 0
H | 0 | 0 | 0 | 0 | 0 | 0
LFG | 0 | 0 | 0 | 0 | 0 | 0
Nuc | 0 | 0 | 0 | 0 | 0 | 0
PS | 0 | 0 | 0 | 0 | 0 | 0
PV | 0 | 0 | 0 | 0 | 0 | 0
PeakG | 0.3 | 0.39 | 0.53 | 0.45 | 0.49 | 0.44
PeakO | 0 | 0 | 0 | 0 | 0 | 0
ST | 0 | 0 | 0 | 0 | 0 | 0
STOG | 0.59 | 0.71 | 0.43 | 0.25 | 0.25 | 0.25
STWD | 0 | 0 | 0 | 0 | 0 | 0
WT | 0 | 0 | 0 | 0 | 0 | 0
IGCC | 0 | 0 | 0 | 0 | 0 | 0
DemandResponse | 0 | 0 | 0 | 0 | 0 | 0
IGCC-CCS | 0 | 0 | 0 | 0 | 0 | 0
WT_off | 0 | 0 | 0 | 0 | 0 | 0
PseudoUnit | 0 | 0 | 0 | 0 | 0 | 0
FixedInterchange | 0 | 0 | 0 | 0 | 0 | 0
CO2 Emissions (MMmetricTons): MAPP_US
ReportingType | 2015 | 2020 | 2025 | 2030 | 2035 | 2040
BM | 0 | 0 | 0 | 0 | 0 | 0
CC | 0.02 | 0.04 | 0.04 | 0.02 | 0.04 | 0.02
CSP | 0 | 0 | 0 | 0 | 0 | 0
CT | 0 | 0 | 0 | 0 | 0 | 0
Coal | 20.61 | 18.01 | 18.01 | 18.01 | 18.01 | 18.01
Geo | 0 | 0 | 0 | 0 | 0 | 0
H | 0 | 0 | 0 | 0 | 0 | 0
LFG | 0 | 0 | 0 | 0 | 0 | 0
Nuc | 0 | 0 | 0 | 0 | 0 | 0
PS | 0 | 0 | 0 | 0 | 0 | 0
PV | 0 | 0 | 0 | 0 | 0 | 0
PeakG | 0.01 | 0.05 | 0.05 | 0.04 | 0.07 | 0.05
PeakO | 0 | 0 | 0 | 0 | 0 | 0
ST | 0 | 0 | 0 | 0 | 0 | 0
STOG | 0 | 0 | 0 | 0 | 0 | 0
STWD | 0 | 0 | 0 | 0 | 0 | 0
WT | 0 | 0 | 0 | 0 | 0 | 0
IGCC | 0 | 0 | 0 | 0 | 0 | 0
DemandResponse | 0 | 0 | 0 | 0 | 0 | 0
IGCC-CCS | 0 | 0 | 0 | 0 | 0 | 0
WT_off | 0 | 0 | 0 | 0 | 0 | 0
PseudoUnit | 0 | 0 | 0 | 0 | 0 | 0
FixedInterchange | 0 | 0 | 0 | 0 | 0 | 0
CO2 Emissions (MMmetricTons): MISO_IN
ReportingType | 2015 | 2020 | 2025 | 2030 | 2035 | 2040
BM | 0 | 0 | 0 | 0 | 0 | 0
CC | 1.4 | 2.14 | 1.35 | 0.97 | 1.01 | 0.79
CSP | 0 | 0 | 0 | 0 | 0 | 0
CT | 0 | 0 | 0 | 0 | 0 | 0
Coal | 80.94 | 83.98 | 85.14 | 86.63 | 90.54 | 91.69
Geo | 0 | 0 | 0 | 0 | 0 | 0
H | 0 | 0 | 0 | 0 | 0 | 0
LFG | 0 | 0 | 0 | 0 | 0 | 0
Nuc | 0 | 0 | 0 | 0 | 0 | 0
PS | 0 | 0 | 0 | 0 | 0 | 0
PV | 0 | 0 | 0 | 0 | 0 | 0
PeakG | 0.01 | 0.02 | 0.02 | 0.02 | 0.03 | 0.06
PeakO | 0 | 0 | 0 | 0 | 0 | 0
ST | 0 | 0 | 0 | 0 | 0 | 0
STOG | 0.03 | 0.03 | 0.03 | 0.03 | 0.03 | 0
STWD | 0 | 0 | 0 | 0 | 0 | 0
WT | 0 | 0 | 0 | 0 | 0 | 0
IGCC | 3.76 | 3.76 | 3.76 | 3.76 | 3.76 | 3.76
DemandResponse | 0 | 0 | 0 | 0 | 0 | 0
IGCC-CCS | 0 | 0 | 0 | 0 | 0 | 0
WT_off | 0 | 0 | 0 | 0 | 0 | 0
PseudoUnit | 0 | 0 | 0 | 0 | 0 | 0
FixedInterchange | 0 | 0 | 0 | 0 | 0 | 0
CO2 Emissions (MMmetricTons): MISO_MI
ReportingType | 2015 | 2020 | 2025 | 2030 | 2035 | 2040
BM | 0 | 0 | 0 | 0 | 0 | 0
CC | 4.79 | 5.14 | 2.85 | 2.33 | 2.57 | 1.96
CSP | 0 | 0 | 0 | 0 | 0 | 0
CT | 0 | 0 | 0 | 0 | 0 | 0
Coal | 41.78 | 38.02 | 37.32 | 37.32 | 37.32 | 37.32
Geo | 0 | 0 | 0 | 0 | 0 | 0
H | 0 | 0 | 0 | 0 | 0 | 0
LFG | 0 | 0 | 0 | 0 | 0 | 0
Nuc | 0 | 0 | 0 | 0 | 0 | 0
PS | 0 | 0 | 0 | 0 | 0 | 0
PV | 0 | 0 | 0 | 0 | 0 | 0
PeakG | 0.02 | 0.04 | 0.02 | 0.03 | 0.07 | 0.06
PeakO | 0 | 0 | 0 | 0 | 0 | 0
ST | 0 | 0 | 0 | 0 | 0 | 0
STOG | 0.29 | 0.34 | 0.26 | 0.11 | 0.11 | 0
STWD | 0 | 0 | 0 | 0 | 0 | 0
WT | 0 | 0 | 0 | 0 | 0 | 0
IGCC | 0 | 0 | 0 | 0 | 0 | 0
DemandResponse | 0 | 0 | 0 | 0 | 0 | 0
IGCC-CCS | 0 | 0 | 0 | 0 | 0 | 0
WT_off | 0 | 0 | 0 | 0 | 0 | 0
PseudoUnit | 0 | 0 | 0 | 0 | 0 | 0
FixedInterchange | 0 | 0 | 0 | 0 | 0 | 0
CO2 Emissions (MMmetricTons): MISO_MO-IL
ReportingType | 2015 | 2020 | 2025 | 2030 | 2035 | 2040
BM | 0 | 0 | 0 | 0 | 0 | 0
CC | 0.94 | 1.27 | 0.77 | 0.58 | 0.51 | 0.44
CSP | 0 | 0 | 0 | 0 | 0 | 0
CT | 0 | 0 | 0 | 0 | 0 | 0
Coal | 86.72 | 70.5 | 74.74 | 76.13 | 83.04 | 84.14
Geo | 0 | 0 | 0 | 0 | 0 | 0
H | 0 | 0 | 0 | 0 | 0 | 0
LFG | 0 | 0 | 0 | 0 | 0 | 0
Nuc | 0 | 0 | 0 | 0 | 0 | 0
PS | 0 | 0 | 0 | 0 | 0 | 0
PV | 0 | 0 | 0 | 0 | 0 | 0
PeakG | 0.1 | 0.12 | 0.16 | 0.23 | 0.21 | 0.36
PeakO | 0 | 0 | 0 | 0 | 0 | 0
ST | 0 | 0 | 0 | 0 | 0 | 0
STOG | 0.07 | 0.07 | 0 | 0 | 0 | 0
STWD | 0 | 0 | 0 | 0 | 0 | 0
WT | 0 | 0 | 0 | 0 | 0 | 0
IGCC | 0 | 0 | 0 | 0 | 0 | 0
DemandResponse | 0 | 0 | 0 | 0 | 0 | 0
IGCC-CCS | 0 | 0 | 0 | 0 | 0 | 0
WT_off | 0 | 0 | 0 | 0 | 0 | 0
PseudoUnit | 0 | 0 | 0 | 0 | 0 | 0
FixedInterchange | 0 | 0 | 0 | 0 | 0 | 0
CO2 Emissions (MMmetricTons): MISO_W
ReportingType | 2015 | 2020 | 2025 | 2030 | 2035 | 2040
BM | 0 | 0 | 0 | 0 | 0 | 0
CC | 3.87 | 3.35 | 1.61 | 0.88 | 1.01 | 0.79
CSP | 0 | 0 | 0 | 0 | 0 | 0
CT | 0 | 0 | 0 | 0 | 0 | 0
Coal | 81.28 | 79.8 | 78.81 | 78.81 | 103.19 | 103.19
Geo | 0 | 0 | 0 | 0 | 0 | 0
H | 0 | 0 | 0 | 0 | 0 | 0
LFG | 0 | 0 | 0 | 0 | 0 | 0
Nuc | 0 | 0 | 0 | 0 | 0 | 0
PS | 0 | 0 | 0 | 0 | 0 | 0
PV | 0 | 0 | 0 | 0 | 0 | 0
PeakG | 0.18 | 0.13 | 0.12 | 0.05 | 0.05 | 0.05
PeakO | 0 | 0 | 0 | 0 | 0 | 0
ST | 0 | 0 | 0 | 0 | 0 | 0
STOG | 0.02 | 0 | 0 | 0 | 0 | 0
STWD | 0 | 0 | 0 | 0 | 0 | 0
WT | 0 | 0 | 0 | 0 | 0 | 0
IGCC | 0 | 0 | 0 | 0 | 0 | 0
DemandResponse | 0 | 0 | 0 | 0 | 0 | 0
IGCC-CCS | 0 | 0 | 0 | 0 | 0 | 0
WT_off | 0 | 0 | 0 | 0 | 0 | 0
PseudoUnit | 0 | 0 | 0 | 0 | 0 | 0
FixedInterchange | 0 | 0 | 0 | 0 | 0 | 0
CO2 Emissions (MMmetricTons): MISO_WUMS
ReportingType | 2015 | 2020 | 2025 | 2030 | 2035 | 2040
BM | 0 | 0 | 0 | 0 | 0 | 0
CC | 5.76 | 5.77 | 3.5 | 2.63 | 3.53 | 2.68
CSP | 0 | 0 | 0 | 0 | 0 | 0
CT | 0 | 0 | 0 | 0 | 0 | 0
Coal | 26.3 | 27.13 | 28.99 | 28.78 | 33.18 | 33.9
Geo | 0 | 0 | 0 | 0 | 0 | 0
H | 0 | 0 | 0 | 0 | 0 | 0
LFG | 0 | 0 | 0 | 0 | 0 | 0
Nuc | 0 | 0 | 0 | 0 | 0 | 0
PS | 0 | 0 | 0 | 0 | 0 | 0
PV | 0 | 0 | 0 | 0 | 0 | 0
PeakG | 0.03 | 0.06 | 0.06 | 0.05 | 0.06 | 0.06
PeakO | 0 | 0 | 0 | 0 | 0 | 0
ST | 0 | 0 | 0 | 0 | 0 | 0
STOG | 0.01 | 0 | 0 | 0 | 0 | 0
STWD | 0 | 0 | 0 | 0 | 0 | 0
WT | 0 | 0 | 0 | 0 | 0 | 0
IGCC | 0 | 0 | 0 | 0 | 0 | 0
DemandResponse | 0 | 0 | 0 | 0 | 0 | 0
IGCC-CCS | 0 | 0 | 0 | 0 | 0 | 0
WT_off | 0 | 0 | 0 | 0 | 0 | 0
PseudoUnit | 0 | 0 | 0 | 0 | 0 | 0
FixedInterchange | 0 | 0 | 0 | 0 | 0 | 0
CO2 Emissions (MMmetricTons): Nebraska
ReportingType | 2015 | 2020 | 2025 | 2030 | 2035 | 2040
BM | 0 | 0 | 0 | 0 | 0 | 0
CC | 0.13 | 0.17 | 0.1 | 0.1 | 0.1 | 0.06
CSP | 0 | 0 | 0 | 0 | 0 | 0
CT | 0 | 0 | 0 | 0 | 0 | 0
Coal | 32.1 | 32.06 | 31.79 | 31.79 | 32.07 | 32.07
Geo | 0 | 0 | 0 | 0 | 0 | 0
H | 0 | 0 | 0 | 0 | 0 | 0
LFG | 0 | 0 | 0 | 0 | 0 | 0
Nuc | 0 | 0 | 0 | 0 | 0 | 0
PS | 0 | 0 | 0 | 0 | 0 | 0
PV | 0 | 0 | 0 | 0 | 0 | 0
PeakG | 0.04 | 0.06 | 0.04 | 0.02 | 0.1 | 0.06
PeakO | 0 | 0 | 0 | 0 | 0 | 0
ST | 0 | 0 | 0 | 0 | 0 | 0
STOG | 0 | 0 | 0 | 0 | 0 | 0
STWD | 0 | 0 | 0 | 0 | 0 | 0
WT | 0 | 0 | 0 | 0 | 0 | 0
IGCC | 0 | 0 | 0 | 0 | 0 | 0
DemandResponse | 0 | 0 | 0 | 0 | 0 | 0
IGCC-CCS | 0 | 0 | 0 | 0 | 0 | 0
WT_off | 0 | 0 | 0 | 0 | 0 | 0
PseudoUnit | 0 | 0 | 0 | 0 | 0 | 0
FixedInterchange | 0 | 0 | 0 | 0 | 0 | 0
CO2 Emissions (MMmetricTons): NEISO
ReportingType | 2015 | 2020 | 2025 | 2030 | 2035 | 2040
BM | 0 | 0 | 0 | 0 | 0 | 0
CC | 14.41 | 9.6 | 6.91 | 5.41 | 8.79 | 11.09
CSP | 0 | 0 | 0 | 0 | 0 | 0
CT | 0 | 0.01 | 0 | 0 | 0 | 0
Coal | 0.03 | 0 | 0 | 0 | 0 | 0
Geo | 0 | 0 | 0 | 0 | 0 | 0
H | 0 | 0 | 0 | 0 | 0 | 0
LFG | 0 | 0 | 0 | 0 | 0 | 0
Nuc | 0 | 0 | 0 | 0 | 0 | 0
PS | 0 | 0 | 0 | 0 | 0 | 0
PV | 0 | 0 | 0 | 0 | 0 | 0
PeakG | 0.02 | 0.02 | 0.02 | 0 | 0.02 | 0.02
PeakO | 0 | 0 | 0 | 0 | 0 | 0
ST | 0 | 0 | 0 | 0 | 0 | 0
STOG | 0 | 0 | 0 | 0 | 0 | 0
STWD | 0 | 0 | 0 | 0 | 0 | 0
WT | 0 | 0 | 0 | 0 | 0 | 0
IGCC | 0 | 0 | 0 | 0 | 0 | 0
DemandResponse | 0 | 0 | 0 | 0 | 0 | 0
IGCC-CCS | 0 | 0 | 0 | 0 | 0 | 0
WT_off | 0 | 0 | 0 | 0 | 0 | 0
PseudoUnit | 0 | 0 | 0 | 0 | 0 | 0
FixedInterchange | 0 | 0 | 0 | 0 | 0 | 0
CO2 Emissions (MMmetricTons): NonRTO_Midwest
ReportingType | 2015 | 2020 | 2025 | 2030 | 2035 | 2040
BM | 0 | 0 | 0 | 0 | 0 | 0
CC | 0 | 0 | 0 | 0 | 0 | 0
CSP | 0 | 0 | 0 | 0 | 0 | 0
CT | 0.02 | 0.03 | 0.03 | 0.03 | 0.01 | 0
Coal | 54.08 | 54.91 | 52.98 | 51.51 | 53.93 | 54.29
Geo | 0 | 0 | 0 | 0 | 0 | 0
H | 0 | 0 | 0 | 0 | 0 | 0
LFG | 0 | 0 | 0 | 0 | 0 | 0
Nuc | 0 | 0 | 0 | 0 | 0 | 0
PS | 0 | 0 | 0 | 0 | 0 | 0
PV | 0 | 0 | 0 | 0 | 0 | 0
PeakG | 0.1 | 0.12 | 0.22 | 0.23 | 0.24 | 0.21
PeakO | 0 | 0 | 0 | 0 | 0 | 0
ST | 0 | 0 | 0 | 0 | 0 | 0
STOG | 0 | 0 | 0 | 0 | 0 | 0
STWD | 0 | 0 | 0 | 0 | 0 | 0
WT | 0 | 0 | 0 | 0 | 0 | 0
IGCC | 0 | 0 | 0 | 0 | 0 | 0
DemandResponse | 0 | 0 | 0 | 0 | 0 | 0
IGCC-CCS | 0 | 0 | 0 | 0 | 0 | 0
WT_off | 0 | 0 | 0 | 0 | 0 | 0
PseudoUnit | 0 | 0 | 0 | 0 | 0 | 0
FixedInterchange | 0 | 0 | 0 | 0 | 0 | 0
CO2 Emissions (MMmetricTons): NYISO_A-F
ReportingType | 2015 | 2020 | 2025 | 2030 | 2035 | 2040
BM | 0 | 0 | 0 | 0 | 0 | 0
CC | 2.14 | 2.08 | 1.94 | 1.8 | 2.24 | 3.84
CSP | 0 | 0 | 0 | 0 | 0 | 0
CT | 0 | 0 | 0 | 0 | 0 | 0
Coal | 0 | 0 | 0 | 0 | 0 | 0
Geo | 0 | 0 | 0 | 0 | 0 | 0
H | 0 | 0 | 0 | 0 | 0 | 0
LFG | 0 | 0 | 0 | 0 | 0 | 0
Nuc | 0 | 0 | 0 | 0 | 0 | 0
PS | 0 | 0 | 0 | 0 | 0 | 0
PV | 0 | 0 | 0 | 0 | 0 | 0
PeakG | 0 | 0 | 0 | 0 | 0 | 0.01
PeakO | 0 | 0 | 0 | 0 | 0 | 0
ST | 0 | 0 | 0 | 0 | 0 | 0
STOG | 0 | 0 | 0 | 0 | 0 | 0
STWD | 0 | 0 | 0 | 0 | 0 | 0
WT | 0 | 0 | 0 | 0 | 0 | 0
IGCC | 0 | 0 | 0 | 0 | 0 | 0
DemandResponse | 0 | 0 | 0 | 0 | 0 | 0
IGCC-CCS | 0 | 0 | 0 | 0 | 0 | 0
WT_off | 0 | 0 | 0 | 0 | 0 | 0
PseudoUnit | 0 | 0 | 0 | 0 | 0 | 0
FixedInterchange | 0 | 0 | 0 | 0 | 0 | 0
CO2 Emissions (MMmetricTons): NYISO_G-I
ReportingType | 2015 | 2020 | 2025 | 2030 | 2035 | 2040
BM | 0 | 0 | 0 | 0 | 0 | 0
CC | 2.35 | 2.3 | 1.97 | 1.85 | 3.45 | 8.08
CSP | 0 | 0 | 0 | 0 | 0 | 0
CT | 0 | 0 | 0 | 0 | 0 | 0
Coal | 0 | 0 | 0 | 0 | 0 | 0
Geo | 0 | 0 | 0 | 0 | 0 | 0
H | 0 | 0 | 0 | 0 | 0 | 0
LFG | 0 | 0 | 0 | 0 | 0 | 0
Nuc | 0 | 0 | 0 | 0 | 0 | 0
PS | 0 | 0 | 0 | 0 | 0 | 0
PV | 0 | 0 | 0 | 0 | 0 | 0
PeakG | 0 | 0 | 0 | 0 | 0 | 0
PeakO | 0 | 0 | 0 | 0 | 0 | 0
ST | 0 | 0 | 0 | 0 | 0 | 0
STOG | 0 | 0 | 0 | 0 | 0 | 0
STWD | 0 | 0 | 0 | 0 | 0 | 0
WT | 0 | 0 | 0 | 0 | 0 | 0
IGCC | 0 | 0 | 0 | 0 | 0 | 0
DemandResponse | 0 | 0 | 0 | 0 | 0 | 0
IGCC-CCS | 0 | 0 | 0 | 0 | 0 | 0
WT_off | 0 | 0 | 0 | 0 | 0 | 0
PseudoUnit | 0 | 0 | 0 | 0 | 0 | 0
FixedInterchange | 0 | 0 | 0 | 0 | 0 | 0
CO2 Emissions (MMmetricTons): NYISO_J-K
ReportingType | 2015 | 2020 | 2025 | 2030 | 2035 | 2040
BM | 0 | 0 | 0 | 0 | 0 | 0
CC | 8.14 | 9.37 | 8.69 | 7.81 | 9.22 | 10.01
CSP | 0 | 0 | 0 | 0 | 0 | 0
CT | 0 | 0 | 0 | 0 | 0.02 | 0.02
Coal | 0 | 0 | 0 | 0 | 0 | 0
Geo | 0 | 0 | 0 | 0 | 0 | 0
H | 0 | 0 | 0 | 0 | 0 | 0
LFG | 0 | 0 | 0 | 0 | 0 | 0
Nuc | 0 | 0 | 0 | 0 | 0 | 0
PS | 0 | 0 | 0 | 0 | 0 | 0
PV | 0 | 0 | 0 | 0 | 0 | 0
PeakG | 0.04 | 0.13 | 0.13 | 0.12 | 0.18 | 0.12
PeakO | 0 | 0 | 0 | 0 | 0 | 0
ST | 0 | 0 | 0 | 0 | 0 | 0
STOG | 0.41 | 0.57 | 0.51 | 0.43 | 0.7 | 0.61
STWD | 0 | 0 | 0 | 0 | 0 | 0
WT | 0 | 0 | 0 | 0 | 0 | 0
IGCC | 0 | 0 | 0 | 0 | 0 | 0
DemandResponse | 0 | 0 | 0 | 0 | 0 | 0
IGCC-CCS | 0 | 0 | 0 | 0 | 0 | 0
WT_off | 0 | 0 | 0 | 0 | 0 | 0
PseudoUnit | 0 | 0 | 0 | 0 | 0 | 0
FixedInterchange | 0 | 0 | 0 | 0 | 0 | 0
CO2 Emissions (MMmetricTons): PJM_E
ReportingType | 2015 | 2020 | 2025 | 2030 | 2035 | 2040
BM | 0 | 0 | 0 | 0 | 0 | 0
CC | 7.36 | 13.05 | 9.91 | 9.17 | 15.52 | 19.3
CSP | 0 | 0 | 0 | 0 | 0 | 0
CT | 0 | 0 | 0 | 0 | 0 | 0
Coal | 0.22 | 0.15 | 0.15 | 0.15 | 0.18 | 0.18
Geo | 0 | 0 | 0 | 0 | 0 | 0
H | 0 | 0 | 0 | 0 | 0 | 0
LFG | 0 | 0 | 0 | 0 | 0 | 0
Nuc | 0 | 0 | 0 | 0 | 0 | 0
PS | 0 | 0 | 0 | 0 | 0 | 0
PV | 0 | 0 | 0 | 0 | 0 | 0
PeakG | 0.05 | 0.05 | 0.28 | 0.28 | 0.53 | 0.54
PeakO | 0 | 0 | 0 | 0 | 0 | 0
ST | 0 | 0 | 0 | 0 | 0 | 0
STOG | 0 | 0 | 0 | 0 | 0 | 0
STWD | 0 | 0 | 0 | 0 | 0 | 0
WT | 0 | 0 | 0 | 0 | 0 | 0
IGCC | 0 | 0 | 0 | 0 | 0 | 0
DemandResponse | 0 | 0 | 0 | 0 | 0 | 0
IGCC-CCS | 0 | 0 | 0 | 0 | 0 | 0
WT_off | 0 | 0 | 0 | 0 | 0 | 0
PseudoUnit | 0 | 0 | 0 | 0 | 0 | 0
FixedInterchange | 0 | 0 | 0 | 0 | 0 | 0
CO2 Emissions (MMmetricTons): PJM_ROM
ReportingType | 2015 | 2020 | 2025 | 2030 | 2035 | 2040
BM | 0 | 0 | 0 | 0 | 0 | 0
CC | 4.26 | 7.48 | 6.91 | 5.42 | 8.22 | 20.17
CSP | 0 | 0 | 0 | 0 | 0 | 0
CT | 0 | 0 | 0 | 0 | 0 | 0
Coal | 44.78 | 50.73 | 53.09 | 54.32 | 54.87 | 54.87
Geo | 0 | 0 | 0 | 0 | 0 | 0
H | 0 | 0 | 0 | 0 | 0 | 0
LFG | 0 | 0 | 0 | 0 | 0 | 0
Nuc | 0 | 0 | 0 | 0 | 0 | 0
PS | 0 | 0 | 0 | 0 | 0 | 0
PV | 0 | 0 | 0 | 0 | 0 | 0
PeakG | 0.01 | 0.03 | 0.03 | 0.03 | 0.18 | 0.18
PeakO | 0 | 0 | 0 | 0 | 0 | 0
ST | 0 | 0 | 0 | 0 | 0 | 0
STOG | 0 | 0 | 0 | 0 | 0 | 0
STWD | 0 | 0 | 0 | 0 | 0 | 0
WT | 0 | 0 | 0 | 0 | 0 | 0
IGCC | 0 | 0 | 0 | 0 | 0 | 0
DemandResponse | 0 | 0 | 0 | 0 | 0 | 0
IGCC-CCS | 0 | 0 | 0 | 0 | 0 | 0
WT_off | 0 | 0 | 0 | 0 | 0 | 0
PseudoUnit | 0 | 0 | 0 | 0 | 0 | 0
FixedInterchange | 0 | 0 | 0 | 0 | 0 | 0
CO2 Emissions (MMmetricTons): PJM_ROR
ReportingType | 2015 | 2020 | 2025 | 2030 | 2035 | 2040
BM | 0 | 0 | 0 | 0 | 0 | 0
CC | 22.4 | 23.31 | 17.33 | 15.37 | 17.25 | 14.79
CSP | 0 | 0 | 0 | 0 | 0 | 0
CT | 0 | 0 | 0 | 0 | 0 | 0
Coal | 327.78 | 244.14 | 244.25 | 244.48 | 244.8 | 245.34
Geo | 0 | 0 | 0 | 0 | 0 | 0
H | 0 | 0 | 0 | 0 | 0 | 0
LFG | 0 | 0 | 0 | 0 | 0 | 0
Nuc | 0 | 0 | 0 | 0 | 0 | 0
PS | 0 | 0 | 0 | 0 | 0 | 0
PV | 0 | 0 | 0 | 0 | 0 | 0
PeakG | 0.86 | 1.15 | 0.77 | 0.78 | 1.21 | 1.21
PeakO | 0 | 0 | 0 | 0 | 0 | 0
ST | 0 | 0 | 0 | 0 | 0 | 0
STOG | 0.36 | 0.05 | 0 | 0 | 0 | 0
STWD | 0 | 0 | 0 | 0 | 0 | 0
WT | 0 | 0 | 0 | 0 | 0 | 0
IGCC | 0 | 0 | 0 | 0 | 0 | 0
DemandResponse | 0 | 0 | 0 | 0 | 0 | 0
IGCC-CCS | 0 | 0 | 0 | 0 | 0 | 0
WT_off | 0 | 0 | 0 | 0 | 0 | 0
PseudoUnit | 0 | 0 | 0 | 0 | 0 | 0
FixedInterchange | 0 | 0 | 0 | 0 | 0 | 0
CO2 Emissions (MMmetricTons): SOCO
ReportingType | 2015 | 2020 | 2025 | 2030 | 2035 | 2040
BM | 0 | 0 | 0 | 0 | 0 | 0
CC | 39.15 | 39 | 31.71 | 30.46 | 29.83 | 20.97
CSP | 0 | 0 | 0 | 0 | 0 | 0
CT | 0 | 0 | 0 | 0 | 0 | 0
Coal | 94.32 | 86.05 | 101.22 | 101.22 | 101.22 | 141.93
Geo | 0 | 0 | 0 | 0 | 0 | 0
H | 0 | 0 | 0 | 0 | 0 | 0
LFG | 0 | 0 | 0 | 0 | 0 | 0
Nuc | 0 | 0 | 0 | 0 | 0 | 0
PS | 0 | 0 | 0 | 0 | 0 | 0
PV | 0 | 0 | 0 | 0 | 0 | 0
PeakG | 0.17 | 0.48 | 0.44 | 0.38 | 0.32 | 0.24
PeakO | 0 | 0 | 0 | 0 | 0 | 0
ST | 0 | 0 | 0 | 0 | 0 | 0
STOG | 0 | 0 | 0 | 0 | 0 | 0
STWD | 0 | 0 | 0 | 0 | 0 | 0
WT | 0 | 0 | 0 | 0 | 0 | 0
IGCC | 0 | 0 | 0 | 0 | 0 | 0
DemandResponse | 0 | 0 | 0 | 0 | 0 | 0
IGCC-CCS | 0 | 0 | 0 | 0 | 0 | 0
WT_off | 0 | 0 | 0 | 0 | 0 | 0
PseudoUnit | 0 | 0 | 0 | 0 | 0 | 0
FixedInterchange | 0 | 0 | 0 | 0 | 0 | 0
CO2 Emissions (MMmetricTons): SPP_N
ReportingType | 2015 | 2020 | 2025 | 2030 | 2035 | 2040
BM | 0 | 0 | 0 | 0 | 0 | 0
CC | 2.65 | 1.26 | 0.65 | 0.58 | 0.49 | 0.38
CSP | 0 | 0 | 0 | 0 | 0 | 0
CT | 0 | 0 | 0 | 0 | 0 | 0
Coal | 62.42 | 62.41 | 62.41 | 62.41 | 62.41 | 62.41
Geo | 0 | 0 | 0 | 0 | 0 | 0
H | 0 | 0 | 0 | 0 | 0 | 0
LFG | 0 | 0 | 0 | 0 | 0 | 0
Nuc | 0 | 0 | 0 | 0 | 0 | 0
PS | 0 | 0 | 0 | 0 | 0 | 0
PV | 0 | 0 | 0 | 0 | 0 | 0
PeakG | 0.05 | 0.1 | 0.19 | 0.17 | 0.15 | 0.08
PeakO | 0 | 0 | 0 | 0 | 0 | 0
ST | 0 | 0 | 0 | 0 | 0 | 0
STOG | 0.12 | 0.12 | 0 | 0 | 0 | 0
STWD | 0 | 0 | 0 | 0 | 0 | 0
WT | 0 | 0 | 0 | 0 | 0 | 0
IGCC | 0 | 0 | 0 | 0 | 0 | 0
DemandResponse | 0 | 0 | 0 | 0 | 0 | 0
IGCC-CCS | 0 | 0 | 0 | 0 | 0 | 0
WT_off | 0 | 0 | 0 | 0 | 0 | 0
PseudoUnit | 0 | 0 | 0 | 0 | 0 | 0
FixedInterchange | 0 | 0 | 0 | 0 | 0 | 0
CO2 Emissions (MMmetricTons): SPP_S
ReportingType | 2015 | 2020 | 2025 | 2030 | 2035 | 2040
BM | 0 | 0 | 0 | 0 | 0 | 0
CC | 10.69 | 16.62 | 10.92 | 9.05 | 8.07 | 4.69
CSP | 0 | 0 | 0 | 0 | 0 | 0
CT | 0 | 0.04 | 0.08 | 0.08 | 0.04 | 0.02
Coal | 93.02 | 79.05 | 88.8 | 89.29 | 90.63 | 90.35
Geo | 0 | 0 | 0 | 0 | 0 | 0
H | 0 | 0 | 0 | 0 | 0 | 0
LFG | 0 | 0 | 0 | 0 | 0 | 0
Nuc | 0 | 0 | 0 | 0 | 0 | 0
PS | 0 | 0 | 0 | 0 | 0 | 0
PV | 0 | 0 | 0 | 0 | 0 | 0
PeakG | 0 | 0.01 | 0.07 | 0.09 | 0 | 0
PeakO | 0 | 0 | 0 | 0 | 0 | 0
ST | 0 | 0 | 0 | 0 | 0 | 0
STOG | 0.68 | 0.78 | 0.47 | 0.35 | 0.35 | 0.13
STWD | 0 | 0 | 0 | 0 | 0 | 0
WT | 0 | 0 | 0 | 0 | 0 | 0
IGCC | 0 | 0 | 0 | 0 | 0 | 0
DemandResponse | 0 | 0 | 0 | 0 | 0 | 0
IGCC-CCS | 0 | 0 | 0 | 0 | 0 | 0
WT_off | 0 | 0 | 0 | 0 | 0 | 0
PseudoUnit | 0 | 0 | 0 | 0 | 0 | 0
FixedInterchange | 0 | 0 | 0 | 0 | 0 | 0
CO2 Emissions (MMmetricTons): TVA
ReportingType | 2015 | 2020 | 2025 | 2030 | 2035 | 2040
BM | 0 | 0 | 0 | 0 | 0 | 0
CC | 6.31 | 5.28 | 3.72 | 2.34 | 5.08 | 5.19
CSP | 0 | 0 | 0 | 0 | 0 | 0
CT | 0 | 0 | 0 | 0 | 0 | 0
Coal | 75.66 | 73.21 | 70.82 | 71.21 | 71.21 | 73.86
Geo | 0 | 0 | 0 | 0 | 0 | 0
H | 0 | 0 | 0 | 0 | 0 | 0
LFG | 0 | 0 | 0 | 0 | 0 | 0
Nuc | 0 | 0 | 0 | 0 | 0 | 0
PS | 0 | 0 | 0 | 0 | 0 | 0
PV | 0 | 0 | 0 | 0 | 0 | 0
PeakG | 0 | 0 | 0 | 0 | 0.03 | 0.03
PeakO | 0 | 0 | 0 | 0 | 0 | 0
ST | 0 | 0 | 0 | 0 | 0 | 0
STOG | 0 | 0 | 0 | 0 | 0 | 0
STWD | 0 | 0 | 0 | 0 | 0 | 0
WT | 0 | 0 | 0 | 0 | 0 | 0
IGCC | 0 | 0 | 0 | 0 | 0 | 0
DemandResponse | 0 | 0 | 0 | 0 | 0 | 0
IGCC-CCS | 0 | 0 | 0 | 0 | 0 | 0
WT_off | 0 | 0 | 0 | 0 | 0 | 0
PseudoUnit | 0 | 0 | 0 | 0 | 0 | 0
FixedInterchange | 0 | 0 | 0 | 0 | 0 | 0
CO2 Emissions (MMmetricTons): TVA_Transmission
ReportingType | 2015 | 2020 | 2025 | 2030 | 2035 | 2040
BM | 0 | 0 | 0 | 0 | 0 | 0
CC | 0 | 0 | 0 | 0 | 0 | 0
CSP | 0 | 0 | 0 | 0 | 0 | 0
CT | 0 | 0 | 0 | 0 | 0 | 0
Coal | 0 | 0 | 0 | 0 | 0 | 0
Geo | 0 | 0 | 0 | 0 | 0 | 0
H | 0 | 0 | 0 | 0 | 0 | 0
LFG | 0 | 0 | 0 | 0 | 0 | 0
Nuc | 0 | 0 | 0 | 0 | 0 | 0
PS | 0 | 0 | 0 | 0 | 0 | 0
PV | 0 | 0 | 0 | 0 | 0 | 0
PeakG | 0 | 0 | 0 | 0 | 0 | 0
PeakO | 0 | 0 | 0 | 0 | 0 | 0
ST | 0 | 0 | 0 | 0 | 0 | 0
STOG | 0 | 0 | 0 | 0 | 0 | 0
STWD | 0 | 0 | 0 | 0 | 0 | 0
WT | 0 | 0 | 0 | 0 | 0 | 0
IGCC | 0 | 0 | 0 | 0 | 0 | 0
DemandResponse | 0 | 0 | 0 | 0 | 0 | 0
IGCC-CCS | 0 | 0 | 0 | 0 | 0 | 0
WT_off | 0 | 0 | 0 | 0 | 0 | 0
PseudoUnit | 0 | 0 | 0 | 0 | 0 | 0
FixedInterchange | 0 | 0 | 0 | 0 | 0 | 0
CO2 Emissions (MMmetricTons): VACAR
ReportingType | 2015 | 2020 | 2025 | 2030 | 2035 | 2040
BM | 0 | 0 | 0 | 0 | 0 | 0
CC | 12.74 | 11.83 | 6.98 | 6.76 | 13.29 | 16.22
CSP | 0 | 0 | 0 | 0 | 0 | 0
CT | 0.04 | 0.04 | 0.08 | 0.07 | 0.08 | 0.08
Coal | 80.1 | 70.5 | 79.14 | 82.29 | 92.65 | 93
Geo | 0 | 0 | 0 | 0 | 0 | 0
H | 0 | 0 | 0 | 0 | 0 | 0
LFG | 0 | 0 | 0 | 0 | 0 | 0
Nuc | 0 | 0 | 0 | 0 | 0 | 0
PS | 0 | 0 | 0 | 0 | 0 | 0
PV | 0 | 0 | 0 | 0 | 0 | 0
PeakG | 0.08 | 0.14 | 0.18 | 0.18 | 0.3 | 0.31
PeakO | 0 | 0 | 0 | 0 | 0 | 0
ST | 0 | 0 | 0 | 0 | 0 | 0
STOG | 0 | 0 | 0 | 0 | 0 | 0
STWD | 0 | 0 | 0 | 0 | 0 | 0
WT | 0 | 0 | 0 | 0 | 0 | 0
IGCC | 0 | 0 | 0 | 0 | 0 | 0
DemandResponse | 0 | 0 | 0 | 0 | 0 | 0
IGCC-CCS | 0 | 0 | 0 | 0 | 0 | 0
WT_off | 0 | 0 | 0 | 0 | 0 | 0
PseudoUnit | 0 | 0 | 0 | 0 | 0 | 0
FixedInterchange | 0 | 0 | 0 | 0 | 0 | 0
CO2 Emissions (MMmetricTons): IESO
ReportingType | 2015 | 2020 | 2025 | 2030 | 2035 | 2040
BM | 0 | 0 | 0 | 0 | 0 | 0
CC | 0.13 | 0.1 | 0.06 | 0.03 | 0.16 | 1.16
CSP | 0 | 0 | 0 | 0 | 0 | 0
CT | 0 | 0 | 0 | 0 | 0 | 0
Coal | 0 | 0 | 0 | 0 | 0 | 0
Geo | 0 | 0 | 0 | 0 | 0 | 0
H | 0 | 0 | 0 | 0 | 0 | 0
LFG | 0 | 0 | 0 | 0 | 0 | 0
Nuc | 0 | 0 | 0 | 0 | 0 | 0
PS | 0 | 0 | 0 | 0 | 0 | 0
PV | 0 | 0 | 0 | 0 | 0 | 0
PeakG | 0 | 0 | 0 | 0 | 0 | 0
PeakO | 0 | 0 | 0 | 0 | 0 | 0
ST | 0 | 0 | 0 | 0 | 0 | 0
STOG | 0 | 0 | 0 | 0 | 0 | 0
STWD | 0 | 0 | 0 | 0 | 0 | 0
WT | 0 | 0 | 0 | 0 | 0 | 0
IGCC | 0 | 0 | 0 | 0 | 0 | 0
DemandResponse | 0 | 0 | 0 | 0 | 0 | 0
IGCC-CCS | 0 | 0 | 0 | 0 | 0 | 0
WT_off | 0 | 0 | 0 | 0 | 0 | 0
PseudoUnit | 0 | 0 | 0 | 0 | 0 | 0
FixedInterchange | 0 | 0 | 0 | 0 | 0 | 0
CO2 Emissions (MMmetricTons): MAPP_CA
ReportingType | 2015 | 2020 | 2025 | 2030 | 2035 | 2040
BM | 0 | 0 | 0 | 0 | 0 | 0
CC | 1.12 | 1.19 | 0.68 | 0.17 | 0.23 | 0.15
CSP | 0 | 0 | 0 | 0 | 0 | 0
CT | 0.01 | 0.01 | 0.01 | 0.01 | 0.01 | 0
Coal | 0.2 | 0.44 | 0.85 | 1.28 | 3.35 | 4.22
Geo | 0 | 0 | 0 | 0 | 0 | 0
H | 0 | 0 | 0 | 0 | 0 | 0
LFG | 0 | 0 | 0 | 0 | 0 | 0
Nuc | 0 | 0 | 0 | 0 | 0 | 0
PS | 0 | 0 | 0 | 0 | 0 | 0
PV | 0 | 0 | 0 | 0 | 0 | 0
PeakG | 0 | 0 | 0 | 0 | 0 | 0
PeakO | 0 | 0 | 0 | 0 | 0 | 0
ST | 0 | 0 | 0 | 0 | 0 | 0
STOG | 0 | 0 | 0 | 0 | 0 | 0
STWD | 0 | 0 | 0 | 0 | 0 | 0
WT | 0 | 0 | 0 | 0 | 0 | 0
IGCC | 0 | 0 | 0 | 0 | 0 | 0
DemandResponse | 0 | 0 | 0 | 0 | 0 | 0
IGCC-CCS | 0 | 0 | 0 | 0 | 0 | 0
WT_off | 0 | 0 | 0 | 0 | 0 | 0
PseudoUnit | 0 | 0 | 0 | 0 | 0 | 0
FixedInterchange | 0 | 0 | 0 | 0 | 0 | 0
CO2 Emissions (MMmetricTons): AZ_NM_SNV_Coal
ReportingType | 2015 | 2020 | 2025 | 2030 | 2035 | 2040
BM | 0 | 0 | 0 | 0 | 0 | 0
CC | 0 | 0 | 0 | 0 | 0 | 0
CSP | 0 | 0 | 0 | 0 | 0 | 0
CT | 0 | 0 | 0 | 0 | 0 | 0
Coal | 68.98 | 73.03 | 73.03 | 73.03 | 81.28 | 101.34
Geo | 0 | 0 | 0 | 0 | 0 | 0
H | 0 | 0 | 0 | 0 | 0 | 0
LFG | 0 | 0 | 0 | 0 | 0 | 0
Nuc | 0 | 0 | 0 | 0 | 0 | 0
PS | 0 | 0 | 0 | 0 | 0 | 0
PV | 0 | 0 | 0 | 0 | 0 | 0
PeakG | 0 | 0 | 0 | 0 | 0 | 0
PeakO | 0 | 0 | 0 | 0 | 0 | 0
ST | 0 | 0 | 0 | 0 | 0 | 0
STOG | 0 | 0 | 0 | 0 | 0 | 0
STWD | 0 | 0 | 0 | 0 | 0 | 0
WT | 0 | 0 | 0 | 0 | 0 | 0
IGCC | 0 | 0 | 0 | 0 | 0 | 0
DemandResponse | 0 | 0 | 0 | 0 | 0 | 0
IGCC-CCS | 0 | 0 | 0 | 0 | 0 | 0
WT_off | 0 | 0 | 0 | 0 | 0 | 0
PseudoUnit | 0 | 0 | 0 | 0 | 0 | 0
FixedInterchange | 0 | 0 | 0 | 0 | 0 | 0
CO2 Emissions (MMmetricTons): AZ_NM_SNV_Gas
ReportingType | 2015 | 2020 | 2025 | 2030 | 2035 | 2040
BM | 0 | 0 | 0 | 0 | 0 | 0
CC | 38.84 | 38.43 | 37 | 38.26 | 37.48 | 33.26
CSP | 0 | 0 | 0 | 0 | 0 | 0
CT | 0 | 0 | 0 | 0.01 | 0 | 0
Coal | 0 | 0 | 0 | 0 | 0 | 0
Geo | 0 | 0 | 0 | 0 | 0 | 0
H | 0 | 0 | 0 | 0 | 0 | 0
LFG | 0 | 0 | 0 | 0 | 0 | 0
Nuc | 0 | 0 | 0 | 0 | 0 | 0
PS | 0 | 0 | 0 | 0 | 0 | 0
PV | 0 | 0 | 0 | 0 | 0 | 0
PeakG | 0 | 0 | 0 | 0.01 | 0.01 | 0
PeakO | 0 | 0 | 0 | 0 | 0 | 0
ST | 0 | 0 | 0 | 0 | 0 | 0
STOG | 0 | 0 | 0 | 0 | 0 | 0
STWD | 0 | 0 | 0 | 0 | 0 | 0
WT | 0 | 0 | 0 | 0 | 0 | 0
IGCC | 0 | 0 | 0 | 0 | 0 | 0
DemandResponse | 0 | 0 | 0 | 0 | 0 | 0
IGCC-CCS | 0 | 0 | 0 | 0 | 0 | 0
WT_off | 0 | 0 | 0 | 0 | 0 | 0
PseudoUnit | 0 | 0 | 0 | 0 | 0 | 0
FixedInterchange | 0 | 0 | 0 | 0 | 0 | 0
CO2 Emissions (MMmetricTons): AZ_NM_SNV_NucRenew
ReportingType | 2015 | 2020 | 2025 | 2030 | 2035 | 2040
BM | 0 | 0 | 0 | 0 | 0 | 0
CC | 0 | 0 | 0 | 0 | 0 | 0
CSP | 0 | 0 | 0 | 0 | 0 | 0
CT | 0 | 0 | 0 | 0 | 0 | 0
Coal | 0 | 0 | 0 | 0 | 0 | 0
Geo | 0 | 0 | 0 | 0 | 0 | 0
H | 0 | 0 | 0 | 0 | 0 | 0
LFG | 0 | 0 | 0 | 0 | 0 | 0
Nuc | 0 | 0 | 0 | 0 | 0 | 0
PS | 0 | 0 | 0 | 0 | 0 | 0
PV | 0 | 0 | 0 | 0 | 0 | 0
PeakG | 0 | 0 | 0 | 0 | 0 | 0
PeakO | 0 | 0 | 0 | 0 | 0 | 0
ST | 0 | 0 | 0 | 0 | 0 | 0
STOG | 0 | 0 | 0 | 0 | 0 | 0
STWD | 0 | 0 | 0 | 0 | 0 | 0
WT | 0 | 0 | 0 | 0 | 0 | 0
IGCC | 0 | 0 | 0 | 0 | 0 | 0
DemandResponse | 0 | 0 | 0 | 0 | 0 | 0
IGCC-CCS | 0 | 0 | 0 | 0 | 0 | 0
WT_off | 0 | 0 | 0 | 0 | 0 | 0
PseudoUnit | 0 | 0 | 0 | 0 | 0 | 0
FixedInterchange | 0 | 0 | 0 | 0 | 0 | 0
CO2 Emissions (MMmetricTons): ERCOT
ReportingType | 2015 | 2020 | 2025 | 2030 | 2035 | 2040
BM | 0 | 0 | 0 | 0 | 0 | 0
CC | 55.38 | 52.75 | 43.79 | 41.46 | 39.39 | 36.81
CSP | 0 | 0 | 0 | 0 | 0 | 0
CT | 0 | 0 | 0.01 | 0.01 | 0 | 0
Coal | 110.06 | 125.04 | 143.25 | 143.25 | 143.25 | 143.25
Geo | 0 | 0 | 0 | 0 | 0 | 0
H | 0 | 0 | 0 | 0 | 0 | 0
LFG | 0 | 0 | 0 | 0 | 0 | 0
Nuc | 0 | 0 | 0 | 0 | 0 | 0
PS | 0 | 0 | 0 | 0 | 0 | 0
PV | 0 | 0 | 0 | 0 | 0 | 0
PeakG | 0 | 0.01 | 0.07 | 0.07 | 0.07 | 0.06
PeakO | 0 | 0 | 0 | 0 | 0 | 0
ST | 0 | 0 | 0 | 0 | 0 | 0
STOG | 2.04 | 2.62 | 2.01 | 1.52 | 1.18 | 0.93
STWD | 0 | 0 | 0 | 0 | 0 | 0
WT | 0 | 0 | 0 | 0 | 0 | 0
IGCC | 0 | 0 | 0 | 0 | 0 | 0
DemandResponse | 0 | 0 | 0 | 0 | 0 | 0
IGCC-CCS | 0 | 0 | 0 | 0 | 0 | 0
WT_off | 0 | 0 | 0 | 0 | 0 | 0
PseudoUnit | 0 | 0 | 0 | 0 | 0 | 0
FixedInterchange | 0 | 0 | 0 | 0 | 0 | 0
CO2 Emissions (MMmetricTons): NP15
ReportingType | 2015 | 2020 | 2025 | 2030 | 2035 | 2040
BM | 0 | 0 | 0 | 0 | 0 | 0
CC | 14.1 | 7.1 | 2.67 | 2.74 | 1.56 | 0.43
CSP | 0 | 0 | 0 | 0 | 0 | 0
CT | 0 | 0 | 0 | 0 | 0 | 0
Coal | 0.24 | 0 | 0 | 0 | 0 | 0
Geo | 0 | 0 | 0 | 0 | 0 | 0
H | 0 | 0 | 0 | 0 | 0 | 0
LFG | 0 | 0 | 0 | 0 | 0 | 0
Nuc | 0 | 0 | 0 | 0 | 0 | 0
PS | 0 | 0 | 0 | 0 | 0 | 0
PV | 0 | 0 | 0 | 0 | 0 | 0
PeakG | 0 | 0 | 0 | 0 | 0 | 0
PeakO | 0 | 0 | 0 | 0 | 0 | 0
ST | 0 | 0 | 0 | 0 | 0 | 0
STOG | 0.04 | 0.02 | 0.01 | 0 | 0 | 0
STWD | 0 | 0 | 0 | 0 | 0 | 0
WT | 0 | 0 | 0 | 0 | 0 | 0
IGCC | 0 | 0 | 0 | 0 | 0 | 0
DemandResponse | 0 | 0 | 0 | 0 | 0 | 0
IGCC-CCS | 0 | 0 | 0 | 0 | 0 | 0
WT_off | 0 | 0 | 0 | 0 | 0 | 0
PseudoUnit | 0 | 0 | 0 | 0 | 0 | 0
FixedInterchange | 0 | 0 | 0 | 0 | 0 | 0
CO2 Emissions (MMmetricTons): NWPP_Coal
ReportingType | 2015 | 2020 | 2025 | 2030 | 2035 | 2040
BM | 0 | 0 | 0 | 0 | 0 | 0
CC | 0 | 0 | 0 | 0 | 0 | 0
CSP | 0 | 0 | 0 | 0 | 0 | 0
CT | 0 | 0 | 0 | 0 | 0 | 0
Coal | 98.54 | 98.66 | 98.66 | 98.66 | 98.2 | 98.2
Geo | 0 | 0 | 0 | 0 | 0 | 0
H | 0 | 0 | 0 | 0 | 0 | 0
LFG | 0 | 0 | 0 | 0 | 0 | 0
Nuc | 0 | 0 | 0 | 0 | 0 | 0
PS | 0 | 0 | 0 | 0 | 0 | 0
PV | 0 | 0 | 0 | 0 | 0 | 0
PeakG | 0 | 0 | 0 | 0 | 0 | 0
PeakO | 0 | 0 | 0 | 0 | 0 | 0
ST | 0 | 0 | 0 | 0 | 0 | 0
STOG | 0 | 0 | 0 | 0 | 0 | 0
STWD | 0 | 0 | 0 | 0 | 0 | 0
WT | 0 | 0 | 0 | 0 | 0 | 0
IGCC | 0 | 0 | 0 | 0 | 0 | 0
DemandResponse | 0 | 0 | 0 | 0 | 0 | 0
IGCC-CCS | 0 | 0 | 0 | 0 | 0 | 0
WT_off | 0 | 0 | 0 | 0 | 0 | 0
PseudoUnit | 0 | 0 | 0 | 0 | 0 | 0
FixedInterchange | 0 | 0 | 0 | 0 | 0 | 0
CO2 Emissions (MMmetricTons): NWPP_Gas
ReportingType | 2015 | 2020 | 2025 | 2030 | 2035 | 2040
BM | 0 | 0 | 0 | 0 | 0 | 0
CC | 11.06 | 11.06 | 11.06 | 11.06 | 11.06 | 9.59
CSP | 0 | 0 | 0 | 0 | 0 | 0
CT | 0 | 0 | 0 | 0 | 0 | 0
Coal | 0 | 0 | 0 | 0 | 0 | 0
Geo | 0 | 0 | 0 | 0 | 0 | 0
H | 0 | 0 | 0 | 0 | 0 | 0
LFG | 0 | 0 | 0 | 0 | 0 | 0
Nuc | 0 | 0 | 0 | 0 | 0 | 0
PS | 0 | 0 | 0 | 0 | 0 | 0
PV | 0 | 0 | 0 | 0 | 0 | 0
PeakG | 0 | 0 | 0 | 0 | 0 | 0
PeakO | 0 | 0 | 0 | 0 | 0 | 0
ST | 0 | 0 | 0 | 0 | 0 | 0
STOG | 0 | 0 | 0 | 0 | 0 | 0
STWD | 0 | 0 | 0 | 0 | 0 | 0
WT | 0 | 0 | 0 | 0 | 0 | 0
IGCC | 0 | 0 | 0 | 0 | 0 | 0
DemandResponse | 0 | 0 | 0 | 0 | 0 | 0
IGCC-CCS | 0 | 0 | 0 | 0 | 0 | 0
WT_off | 0 | 0 | 0 | 0 | 0 | 0
PseudoUnit | 0 | 0 | 0 | 0 | 0 | 0
FixedInterchange | 0 | 0 | 0 | 0 | 0 | 0
CO2 Emissions (MMmetricTons): NWPP_NucRenew
ReportingType | 2015 | 2020 | 2025 | 2030 | 2035 | 2040
BM | 0 | 0 | 0 | 0 | 0 | 0
CC | 0 | 0 | 0 | 0 | 0 | 0
CSP | 0 | 0 | 0 | 0 | 0 | 0
CT | 0 | 0 | 0 | 0 | 0 | 0
Coal | 0 | 0 | 0 | 0 | 0 | 0
Geo | 0 | 0 | 0 | 0 | 0 | 0
H | 0 | 0 | 0 | 0 | 0 | 0
LFG | 0 | 0 | 0 | 0 | 0 | 0
Nuc | 0 | 0 | 0 | 0 | 0 | 0
PS | 0 | 0 | 0 | 0 | 0 | 0
PV | 0 | 0 | 0 | 0 | 0 | 0
PeakG | 0 | 0 | 0 | 0 | 0 | 0
PeakO | 0 | 0 | 0 | 0 | 0 | 0
ST | 0 | 0 | 0 | 0 | 0 | 0
STOG | 0 | 0 | 0 | 0 | 0 | 0
STWD | 0 | 0 | 0 | 0 | 0 | 0
WT | 0 | 0 | 0 | 0 | 0 | 0
IGCC | 0 | 0 | 0 | 0 | 0 | 0
DemandResponse | 0 | 0 | 0 | 0 | 0 | 0
IGCC-CCS | 0 | 0 | 0 | 0 | 0 | 0
WT_off | 0 | 0 | 0 | 0 | 0 | 0
PseudoUnit | 0 | 0 | 0 | 0 | 0 | 0
FixedInterchange | 0 | 0 | 0 | 0 | 0 | 0
CO2 Emissions (MMmetricTons): RMPA
ReportingType | 2015 | 2020 | 2025 | 2030 | 2035 | 2040
BM | 0 | 0 | 0 | 0 | 0 | 0
CC | 2.16 | 1.71 | 0.01 | 0.01 | 0.04 | 0.01
CSP | 0 | 0 | 0 | 0 | 0 | 0
CT | 0 | 0 | 0 | 0 | 0 | 0
Coal | 53.74 | 52.48 | 49.77 | 49.91 | 51.16 | 52.43
Geo | 0 | 0 | 0 | 0 | 0 | 0
H | 0 | 0 | 0 | 0 | 0 | 0
LFG | 0 | 0 | 0 | 0 | 0 | 0
Nuc | 0 | 0 | 0 | 0 | 0 | 0
PS | 0 | 0 | 0 | 0 | 0 | 0
PV | 0 | 0 | 0 | 0 | 0 | 0
PeakG | 0.03 | 0.04 | 0.01 | 0.03 | 0.01 | 0.01
PeakO | 0 | 0 | 0 | 0 | 0 | 0
ST | 0 | 0 | 0 | 0 | 0 | 0
STOG | 0 | 0 | 0 | 0 | 0 | 0
STWD | 0 | 0 | 0 | 0 | 0 | 0
WT | 0 | 0 | 0 | 0 | 0 | 0
IGCC | 0 | 0 | 0 | 0 | 0 | 0
DemandResponse | 0 | 0 | 0 | 0 | 0 | 0
IGCC-CCS | 0 | 0 | 0 | 0 | 0 | 0
WT_off | 0 | 0 | 0 | 0 | 0 | 0
PseudoUnit | 0 | 0 | 0 | 0 | 0 | 0
FixedInterchange | 0 | 0 | 0 | 0 | 0 | 0
CO2 Emissions (MMmetricTons): SP15
ReportingType | 2015 | 2020 | 2025 | 2030 | 2035 | 2040
BM | 0 | 0 | 0 | 0 | 0 | 0
CC | 11.77 | 6.74 | 3.63 | 3.24 | 1.98 | 0.8
CSP | 0 | 0 | 0 | 0 | 0 | 0
CT | 0 | 0 | 0 | 0 | 0 | 0
Coal | 0.81 | 0 | 0 | 0 | 0 | 0
Geo | 0 | 0 | 0 | 0 | 0 | 0
H | 0 | 0 | 0 | 0 | 0 | 0
LFG | 0 | 0 | 0 | 0 | 0 | 0
Nuc | 0 | 0 | 0 | 0 | 0 | 0
PS | 0 | 0 | 0 | 0 | 0 | 0
PV | 0 | 0 | 0 | 0 | 0 | 0
PeakG | 0 | 0 | 0 | 0 | 0 | 0
PeakO | 0 | 0 | 0 | 0 | 0 | 0
ST | 0 | 0 | 0 | 0 | 0 | 0
STOG | 0.04 | 0.02 | 0 | 0 | 0 | 0
STWD | 0 | 0 | 0 | 0 | 0 | 0
WT | 0 | 0 | 0 | 0 | 0 | 0
IGCC | 0 | 0 | 0 | 0 | 0 | 0
DemandResponse | 0 | 0 | 0 | 0 | 0 | 0
IGCC-CCS | 0 | 0 | 0 | 0 | 0 | 0
WT_off | 0 | 0 | 0 | 0 | 0 | 0
PseudoUnit | 0 | 0 | 0 | 0 | 0 | 0
FixedInterchange | 0 | 0 | 0 | 0 | 0 | 0
CO2 Emissions (MMmetricTons): ALB
ReportingType | 2015 | 2020 | 2025 | 2030 | 2035 | 2040
BM | 0 | 0 | 0 | 0 | 0 | 0
CC | 6.51 | 7.28 | 7.52 | 8.01 | 8.62 | 8.12
CSP | 0 | 0 | 0 | 0 | 0 | 0
CT | 0 | 0 | 0 | 0 | 0 | 0
Coal | 45.36 | 45.36 | 45.36 | 45.36 | 45.36 | 45.36
Geo | 0 | 0 | 0 | 0 | 0 | 0
H | 0 | 0 | 0 | 0 | 0 | 0
LFG | 0 | 0 | 0 | 0 | 0 | 0
Nuc | 0 | 0 | 0 | 0 | 0 | 0
PS | 0 | 0 | 0 | 0 | 0 | 0
PV | 0 | 0 | 0 | 0 | 0 | 0
PeakG | 0 | 0 | 0 | 0 | 0 | 0
PeakO | 0 | 0 | 0 | 0 | 0 | 0
ST | 0 | 0 | 0 | 0 | 0 | 0
STOG | 0 | 0 | 0 | 0 | 0 | 0
STWD | 0 | 0 | 0 | 0 | 0 | 0
WT | 0 | 0 | 0 | 0 | 0 | 0
IGCC | 0 | 0 | 0 | 0 | 0 | 0
DemandResponse | 0 | 0 | 0 | 0 | 0 | 0
IGCC-CCS | 0 | 0 | 0 | 0 | 0 | 0
WT_off | 0 | 0 | 0 | 0 | 0 | 0
PseudoUnit | 0 | 0 | 0 | 0 | 0 | 0
FixedInterchange | 0 | 0 | 0 | 0 | 0 | 0
CO2 Emissions (MMmetricTons): BC
ReportingType | 2015 | 2020 | 2025 | 2030 | 2035 | 2040
BM | 0 | 0 | 0 | 0 | 0 | 0
CC | 2.39 | 2.39 | 2.39 | 2.39 | 2.39 | 2.37
CSP | 0 | 0 | 0 | 0 | 0 | 0
CT | 0 | 0 | 0 | 0 | 0 | 0
Coal | 0 | 0 | 0 | 0 | 0 | 0
Geo | 0 | 0 | 0 | 0 | 0 | 0
H | 0 | 0 | 0 | 0 | 0 | 0
LFG | 0 | 0 | 0 | 0 | 0 | 0
Nuc | 0 | 0 | 0 | 0 | 0 | 0
PS | 0 | 0 | 0 | 0 | 0 | 0
PV | 0 | 0 | 0 | 0 | 0 | 0
PeakG | 0 | 0 | 0 | 0 | 0 | 0
PeakO | 0 | 0 | 0 | 0 | 0 | 0
ST | 0 | 0 | 0 | 0 | 0 | 0
STOG | 0 | 0 | 0 | 0 | 0 | 0
STWD | 0 | 0 | 0 | 0 | 0 | 0
WT | 0 | 0 | 0 | 0 | 0 | 0
IGCC | 0 | 0 | 0 | 0 | 0 | 0
DemandResponse | 0 | 0 | 0 | 0 | 0 | 0
IGCC-CCS | 0 | 0 | 0 | 0 | 0 | 0
WT_off | 0 | 0 | 0 | 0 | 0 | 0
PseudoUnit | 0 | 0 | 0 | 0 | 0 | 0
FixedInterchange | 0 | 0 | 0 | 0 | 0 | 0
CO2 Emissions (MMmetricTons): HQ_IESO
ReportingType | 2015 | 2020 | 2025 | 2030 | 2035 | 2040
BM | 0 | 0 | 0 | 0 | 0 | 0
CC | 0 | 0 | 0 | 0 | 0 | 0
CSP | 0 | 0 | 0 | 0 | 0 | 0
CT | 0 | 0 | 0 | 0 | 0 | 0
Coal | 0 | 0 | 0 | 0 | 0 | 0
Geo | 0 | 0 | 0 | 0 | 0 | 0
H | 0 | 0 | 0 | 0 | 0 | 0
LFG | 0 | 0 | 0 | 0 | 0 | 0
Nuc | 0 | 0 | 0 | 0 | 0 | 0
PS | 0 | 0 | 0 | 0 | 0 | 0
PV | 0 | 0 | 0 | 0 | 0 | 0
PeakG | 0 | 0 | 0 | 0 | 0 | 0
PeakO | 0 | 0 | 0 | 0 | 0 | 0
ST | 0 | 0 | 0 | 0 | 0 | 0
STOG | 0 | 0 | 0 | 0 | 0 | 0
STWD | 0 | 0 | 0 | 0 | 0 | 0
WT | 0 | 0 | 0 | 0 | 0 | 0
IGCC | 0 | 0 | 0 | 0 | 0 | 0
DemandResponse | 0 | 0 | 0 | 0 | 0 | 0
IGCC-CCS | 0 | 0 | 0 | 0 | 0 | 0
WT_off | 0 | 0 | 0 | 0 | 0 | 0
PseudoUnit | 0 | 0 | 0 | 0 | 0 | 0
FixedInterchange | 0 | 0 | 0 | 0 | 0 | 0
CO2 Emissions (MMmetricTons): HQ_NEISO
ReportingType | 2015 | 2020 | 2025 | 2030 | 2035 | 2040
BM | 0 | 0 | 0 | 0 | 0 | 0
CC | 0 | 0 | 0 | 0 | 0 | 0
CSP | 0 | 0 | 0 | 0 | 0 | 0
CT | 0 | 0 | 0 | 0 | 0 | 0
Coal | 0 | 0 | 0 | 0 | 0 | 0
Geo | 0 | 0 | 0 | 0 | 0 | 0
H | 0 | 0 | 0 | 0 | 0 | 0
LFG | 0 | 0 | 0 | 0 | 0 | 0
Nuc | 0 | 0 | 0 | 0 | 0 | 0
PS | 0 | 0 | 0 | 0 | 0 | 0
PV | 0 | 0 | 0 | 0 | 0 | 0
PeakG | 0 | 0 | 0 | 0 | 0 | 0
PeakO | 0 | 0 | 0 | 0 | 0 | 0
ST | 0 | 0 | 0 | 0 | 0 | 0
STOG | 0 | 0 | 0 | 0 | 0 | 0
STWD | 0 | 0 | 0 | 0 | 0 | 0
WT | 0 | 0 | 0 | 0 | 0 | 0
IGCC | 0 | 0 | 0 | 0 | 0 | 0
DemandResponse | 0 | 0 | 0 | 0 | 0 | 0
IGCC-CCS | 0 | 0 | 0 | 0 | 0 | 0
WT_off | 0 | 0 | 0 | 0 | 0 | 0
PseudoUnit | 0 | 0 | 0 | 0 | 0 | 0
FixedInterchange | 0 | 0 | 0 | 0 | 0 | 0
CO2 Emissions (MMmetricTons): HQ_NY
ReportingType | 2015 | 2020 | 2025 | 2030 | 2035 | 2040
BM | 0 | 0 | 0 | 0 | 0 | 0
CC | 0 | 0 | 0 | 0 | 0 | 0
CSP | 0 | 0 | 0 | 0 | 0 | 0
CT | 0 | 0 | 0 | 0 | 0 | 0
Coal | 0 | 0 | 0 | 0 | 0 | 0
Geo | 0 | 0 | 0 | 0 | 0 | 0
H | 0 | 0 | 0 | 0 | 0 | 0
LFG | 0 | 0 | 0 | 0 | 0 | 0
Nuc | 0 | 0 | 0 | 0 | 0 | 0
PS | 0 | 0 | 0 | 0 | 0 | 0
PV | 0 | 0 | 0 | 0 | 0 | 0
PeakG | 0 | 0 | 0 | 0 | 0 | 0
PeakO | 0 | 0 | 0 | 0 | 0 | 0
ST | 0 | 0 | 0 | 0 | 0 | 0
STOG | 0 | 0 | 0 | 0 | 0 | 0
STWD | 0 | 0 | 0 | 0 | 0 | 0
WT | 0 | 0 | 0 | 0 | 0 | 0
IGCC | 0 | 0 | 0 | 0 | 0 | 0
DemandResponse | 0 | 0 | 0 | 0 | 0 | 0
IGCC-CCS | 0 | 0 | 0 | 0 | 0 | 0
WT_off | 0 | 0 | 0 | 0 | 0 | 0
PseudoUnit | 0 | 0 | 0 | 0 | 0 | 0
FixedInterchange | 0 | 0 | 0 | 0 | 0 | 0
CO2 Emissions (MMmetricTons): MARITIMES
ReportingType | 2015 | 2020 | 2025 | 2030 | 2035 | 2040
BM | 0 | 0 | 0 | 0 | 0 | 0
CC | 0 | 0 | 0 | 0 | 0 | 0
CSP | 0 | 0 | 0 | 0 | 0 | 0
CT | 0 | 0 | 0 | 0 | 0 | 0
Coal | 0 | 0 | 0 | 0 | 0 | 0
Geo | 0 | 0 | 0 | 0 | 0 | 0
H | 0 | 0 | 0 | 0 | 0 | 0
LFG | 0 | 0 | 0 | 0 | 0 | 0
Nuc | 0 | 0 | 0 | 0 | 0 | 0
PS | 0 | 0 | 0 | 0 | 0 | 0
PV | 0 | 0 | 0 | 0 | 0 | 0
PeakG | 0 | 0 | 0 | 0 | 0 | 0
PeakO | 0 | 0 | 0 | 0 | 0 | 0
ST | 0 | 0 | 0 | 0 | 0 | 0
STOG | 0 | 0 | 0 | 0 | 0 | 0
STWD | 0 | 0 | 0 | 0 | 0 | 0
WT | 0 | 0 | 0 | 0 | 0 | 0
IGCC | 0 | 0 | 0 | 0 | 0 | 0
DemandResponse | 0 | 0 | 0 | 0 | 0 | 0
IGCC-CCS | 0 | 0 | 0 | 0 | 0 | 0
WT_off | 0 | 0 | 0 | 0 | 0 | 0
PseudoUnit | 0 | 0 | 0 | 0 | 0 | 0
FixedInterchange | 0 | 0 | 0 | 0 | 0 | 0
CO2 Emissions (MMmetricTons): All
ReportingType | 2015 | 2020 | 2025 | 2030 | 2035 | 2040
BM | 0 | 0 | 0 | 0 | 0 | 0
CC | 371.37 | 371.34 | 301.77 | 283.23 | 310.89 | 308.37
CSP | 0 | 0 | 0 | 0 | 0 | 0
CT | 0.46 | 0.7 | 0.78 | 0.65 | 0.71 | 0.66
Coal | 1690.72 | 1568.94 | 1634.27 | 1644.31 | 1711.93 | 1797.35
Geo | 0 | 0 | 0 | 0 | 0 | 0
H | 0 | 0 | 0 | 0 | 0 | 0
LFG | 0 | 0 | 0 | 0 | 0 | 0
Nuc | 0 | 0 | 0 | 0 | 0 | 0
PS | 0 | 0 | 0 | 0 | 0 | 0
PV | 0 | 0 | 0 | 0 | 0 | 0
PeakG | 2.1 | 3.13 | 3.48 | 3.3 | 4.37 | 4.19
PeakO | 0 | 0 | 0 | 0 | 0 | 0
ST | 0 | 0 | 0 | 0 | 0 | 0
STOG | 5.23 | 5.74 | 3.74 | 2.71 | 2.64 | 1.92
STWD | 0 | 0 | 0 | 0 | 0 | 0
WT | 0 | 0 | 0 | 0 | 0 | 0
IGCC | 3.76 | 3.76 | 3.76 | 3.76 | 3.76 | 3.76
DemandResponse | 0 | 0 | 0 | 0 | 0 | 0
IGCC-CCS | 0 | 0 | 0 | 0 | 0 | 0
WT_off | 0 | 0 | 0 | 0 | 0 | 0
PseudoUnit | 0 | 0 | 0 | 0 | 0 | 0
FixedInterchange | 0 | 0 | 0 | 0 | 0 | 0
CO2 Emissions (MMmetricTons): EI_US
ReportingType | 2015 | 2020 | 2025 | 2030 | 2035 | 2040
BM | 0 | 0 | 0 | 0 | 0 | 0
CC | 227.9 | 242.59 | 192.94 | 175.84 | 207.99 | 215.68
CSP | 0 | 0 | 0 | 0 | 0 | 0
CT | 0.45 | 0.69 | 0.75 | 0.62 | 0.71 | 0.66
Coal | 1312.8 | 1173.93 | 1223.36 | 1232.82 | 1289.35 | 1352.55
Geo | 0 | 0 | 0 | 0 | 0 | 0
H | 0 | 0 | 0 | 0 | 0 | 0
LFG | 0 | 0 | 0 | 0 | 0 | 0
Nuc | 0 | 0 | 0 | 0 | 0 | 0
PS | 0 | 0 | 0 | 0 | 0 | 0
PV | 0 | 0 | 0 | 0 | 0 | 0
PeakG | 2.07 | 3.08 | 3.4 | 3.19 | 4.27 | 4.12
PeakO | 0 | 0 | 0 | 0 | 0 | 0
ST | 0 | 0 | 0 | 0 | 0 | 0
STOG | 3.11 | 3.08 | 1.72 | 1.19 | 1.45 | 1
STWD | 0 | 0 | 0 | 0 | 0 | 0
WT | 0 | 0 | 0 | 0 | 0 | 0
IGCC | 3.76 | 3.76 | 3.76 | 3.76 | 3.76 | 3.76
DemandResponse | 0 | 0 | 0 | 0 | 0 | 0
IGCC-CCS | 0 | 0 | 0 | 0 | 0 | 0
WT_off | 0 | 0 | 0 | 0 | 0 | 0
PseudoUnit | 0 | 0 | 0 | 0 | 0 | 0
FixedInterchange | 0 | 0 | 0 | 0 | 0 | 0
CO2 Emissions (MMmetricTons): EI_Canada
ReportingType | 2015 | 2020 | 2025 | 2030 | 2035 | 2040
BM | 0 | 0 | 0 | 0 | 0 | 0
CC | 1.25 | 1.29 | 0.74 | 0.21 | 0.39 | 1.31
CSP | 0 | 0 | 0 | 0 | 0 | 0
CT | 0.01 | 0.01 | 0.01 | 0.01 | 0.01 | 0
Coal | 0.2 | 0.44 | 0.85 | 1.28 | 3.35 | 4.22
Geo | 0 | 0 | 0 | 0 | 0 | 0
H | 0 | 0 | 0 | 0 | 0 | 0
LFG | 0 | 0 | 0 | 0 | 0 | 0
Nuc | 0 | 0 | 0 | 0 | 0 | 0
PS | 0 | 0 | 0 | 0 | 0 | 0
PV | 0 | 0 | 0 | 0 | 0 | 0
PeakG | 0 | 0 | 0 | 0 | 0 | 0
PeakO | 0 | 0 | 0 | 0 | 0 | 0
ST | 0 | 0 | 0 | 0 | 0 | 0
STOG | 0 | 0 | 0 | 0 | 0 | 0
STWD | 0 | 0 | 0 | 0 | 0 | 0
WT | 0 | 0 | 0 | 0 | 0 | 0
IGCC | 0 | 0 | 0 | 0 | 0 | 0
DemandResponse | 0 | 0 | 0 | 0 | 0 | 0
IGCC-CCS | 0 | 0 | 0 | 0 | 0 | 0
WT_off | 0 | 0 | 0 | 0 | 0 | 0
PseudoUnit | 0 | 0 | 0 | 0 | 0 | 0
FixedInterchange | 0 | 0 | 0 | 0 | 0 | 0
CO2 Emissions (MMmetricTons): EI
ReportingType | 2015 | 2020 | 2025 | 2030 | 2035 | 2040
BM | 0 | 0 | 0 | 0 | 0 | 0
CC | 229.16 | 243.88 | 193.69 | 176.05 | 208.38 | 216.99
CSP | 0 | 0 | 0 | 0 | 0 | 0
CT | 0.46 | 0.7 | 0.76 | 0.63 | 0.71 | 0.66
Coal | 1313 | 1174.37 | 1224.21 | 1234.1 | 1292.69 | 1356.77
Geo | 0 | 0 | 0 | 0 | 0 | 0
H | 0 | 0 | 0 | 0 | 0 | 0
LFG | 0 | 0 | 0 | 0 | 0 | 0
Nuc | 0 | 0 | 0 | 0 | 0 | 0
PS | 0 | 0 | 0 | 0 | 0 | 0
PV | 0 | 0 | 0 | 0 | 0 | 0
PeakG | 2.07 | 3.08 | 3.4 | 3.19 | 4.27 | 4.12
PeakO | 0 | 0 | 0 | 0 | 0 | 0
ST | 0 | 0 | 0 | 0 | 0 | 0
STOG | 3.11 | 3.08 | 1.72 | 1.19 | 1.45 | 1
STWD | 0 | 0 | 0 | 0 | 0 | 0
WT | 0 | 0 | 0 | 0 | 0 | 0
IGCC | 3.76 | 3.76 | 3.76 | 3.76 | 3.76 | 3.76
DemandResponse | 0 | 0 | 0 | 0 | 0 | 0
IGCC-CCS | 0 | 0 | 0 | 0 | 0 | 0
WT_off | 0 | 0 | 0 | 0 | 0 | 0
PseudoUnit | 0 | 0 | 0 | 0 | 0 | 0
FixedInterchange | 0 | 0 | 0 | 0 | 0 | 0
CO2 Emissions (MMmetricTons): Outside_EI
ReportingType | 2015 | 2020 | 2025 | 2030 | 2035 | 2040
BM | 0 | 0 | 0 | 0 | 0 | 0
CC | 142.21 | 127.46 | 108.09 | 107.17 | 102.51 | 91.38
CSP | 0 | 0 | 0 | 0 | 0 | 0
CT | 0 | 0 | 0.02 | 0.02 | 0 | 0
Coal | 377.72 | 394.57 | 410.06 | 410.21 | 419.24 | 440.58
Geo | 0 | 0 | 0 | 0 | 0 | 0
H | 0 | 0 | 0 | 0 | 0 | 0
LFG | 0 | 0 | 0 | 0 | 0 | 0
Nuc | 0 | 0 | 0 | 0 | 0 | 0
PS | 0 | 0 | 0 | 0 | 0 | 0
PV | 0 | 0 | 0 | 0 | 0 | 0
PeakG | 0.03 | 0.05 | 0.08 | 0.11 | 0.09 | 0.06
PeakO | 0 | 0 | 0 | 0 | 0 | 0
ST | 0 | 0 | 0 | 0 | 0 | 0
STOG | 2.12 | 2.66 | 2.02 | 1.52 | 1.18 | 0.93
STWD | 0 | 0 | 0 | 0 | 0 | 0
WT | 0 | 0 | 0 | 0 | 0 | 0
IGCC | 0 | 0 | 0 | 0 | 0 | 0
DemandResponse | 0 | 0 | 0 | 0 | 0 | 0
IGCC-CCS | 0 | 0 | 0 | 0 | 0 | 0
WT_off | 0 | 0 | 0 | 0 | 0 | 0
PseudoUnit | 0 | 0 | 0 | 0 | 0 | 0
FixedInterchange | 0 | 0 | 0 | 0 | 0 | 0
#6 | Fuel Cost [includes coal shadow price] ($million)
Fuel Cost by Reporting Type: Entergy
ReportingType | 2015 | 2020 | 2025 | 2030 | 2035 | 2040
BM | 0 | 0 | 0 | 0 | 0 | 0
CC | 2053.41 | 2686.51 | 2263.7 | 2052.34 | 2405.27 | 2242.27
CSP | 0 | 0 | 0 | 0 | 0 | 0
CT | 0 | 0 | 0 | 0 | 0 | 0
Coal | 1404.91 | 1119.04 | 1303.57 | 1337.53 | 1423.76 | 1590.58
Geo | 0 | 0 | 0 | 0 | 0 | 0
H | 0 | 0 | 0 | 0 | 0 | 0
LFG | 0 | 0 | 0.14 | 0.14 | 0.14 | 0.14
Nuc | 372.97 | 380.57 | 404.36 | 412.26 | 348.24 | 272.43
PS | 0 | 0 | 0 | 0 | 0 | 0
PV | 0 | 0 | 0 | 0 | 0 | 0
PeakG | 0 | 0.69 | 9.21 | 4.21 | 4.89 | 2.81
PeakO | 0 | 0 | 0 | 0 | 0 | 0
ST | 0 | 0 | 0 | 0 | 0 | 0
STOG | 46.57 | 38.52 | 0 | 0 | 0 | 0
STWD | 0 | 0 | 0 | 0 | 0 | 0
WT | 0 | 0 | 0 | 0 | 0 | 0
IGCC | 0 | 0 | 0 | 0 | 0 | 0
DemandResponse | 0 | 0 | 0 | 0 | 0 | 0
IGCC-CCS | 0 | 0 | 0 | 0 | 0 | 0
WT_off | 0 | 0 | 0 | 0 | 0 | 0
PseudoUnit | 0 | 0 | 0 | 0 | 0 | 0
FixedInterchange | 0 | 0 | 0 | 0 | 0 | 0
Fuel Cost by Reporting Type: FRCC
ReportingType | 2015 | 2020 | 2025 | 2030 | 2035 | 2040
BM | 0 | 0 | 0 | 0 | 0 | 0
CC | 5943 | 6580.41 | 7143.18 | 7665.9 | 9201.88 | 10014.09
CSP | 0 | 0 | 0 | 0 | 0 | 0
CT | 39.7 | 64.9 | 70.64 | 59.35 | 83.49 | 87.84
Coal | 1640.21 | 1674.34 | 1923.29 | 1953.62 | 2064.03 | 2693.74
Geo | 0 | 0 | 0 | 0 | 0 | 0
H | 0 | 0 | 0 | 0 | 0 | 0
LFG | 0 | 0 | 0.25 | 0.25 | 0.25 | 0.25
Nuc | 282.48 | 288.24 | 306.26 | 312.24 | 190.15 | 63.41
PS | 0 | 0 | 0 | 0 | 0 | 0
PV | 0 | 0 | 0 | 0 | 0 | 0
PeakG | 31.91 | 44.98 | 67.83 | 62.21 | 73.54 | 73.56
PeakO | 0 | 0 | 0 | 0 | 0 | 0
ST | 0 | 0 | 0 | 0 | 0 | 0
STOG | 62.12 | 82.2 | 55.3 | 34.62 | 38.29 | 42.11
STWD | 0 | 5.63 | 5.81 | 7.76 | 9.7 | 14.88
WT | 0 | 0 | 0 | 0 | 0 | 0
IGCC | 0 | 0 | 0 | 0 | 0 | 0
DemandResponse | 0 | 0 | 0 | 0 | 0 | 0
IGCC-CCS | 0 | 0 | 0 | 0 | 0 | 0
WT_off | 0 | 0 | 0 | 0 | 0 | 0
PseudoUnit | 0 | 0 | 0 | 0 | 0 | 0
FixedInterchange | 0 | 0 | 0 | 0 | 0 | 0
Fuel Cost by Reporting Type: MAPP_US
ReportingType | 2015 | 2020 | 2025 | 2030 | 2035 | 2040
BM | 0 | 0 | 0 | 0 | 0 | 0
CC | 1.96 | 3.72 | 4.13 | 2.68 | 5.1 | 3.38
CSP | 0 | 0 | 0 | 0 | 0 | 0
CT | 0 | 0 | 0 | 0 | 0 | 0
Coal | 265.64 | 225.45 | 225.45 | 225.45 | 225.45 | 271.16
Geo | 0 | 0 | 0 | 0 | 0 | 0
H | 0 | 0 | 0 | 0 | 0 | 0
LFG | 0 | 0 | 0.09 | 0.09 | 0.09 | 0.09
Nuc | 0 | 0 | 0 | 0 | 0 | 0
PS | 0 | 0 | 0 | 0 | 0 | 0
PV | 0 | 0 | 0 | 0 | 0 | 0
PeakG | 1.06 | 4.35 | 4.96 | 4.98 | 8.94 | 6.86
PeakO | 0 | 0 | 0 | 0 | 0 | 0
ST | 0 | 0 | 0 | 0 | 0 | 0
STOG | 0 | 0 | 0 | 0 | 0 | 0
STWD | 0 | 0 | 0 | 0 | 0 | 0
WT | 0 | 0 | 0 | 0 | 0 | 0
IGCC | 0 | 0 | 0 | 0 | 0 | 0
DemandResponse | 0 | 0 | 0 | 0 | 0 | 0
IGCC-CCS | 0 | 0 | 0 | 0 | 0 | 0
WT_off | 0 | 0 | 0 | 0 | 0 | 0
PseudoUnit | 0 | 0 | 0 | 0 | 0 | 0
FixedInterchange | 0 | 0 | 0 | 0 | 0 | 0
Fuel Cost by Reporting Type: MISO_IN
ReportingType | 2015 | 2020 | 2025 | 2030 | 2035 | 2040
BM | 0 | 0 | 0 | 0 | 0 | 0
CC | 117.08 | 195.23 | 139.84 | 109.52 | 127.17 | 109.41
CSP | 0 | 0 | 0 | 0 | 0 | 0
CT | 0 | 0 | 0 | 0 | 0 | 0
Coal | 1760.7 | 1809.86 | 1853.53 | 1888.2 | 2108.87 | 2200.53
Geo | 0 | 0 | 0 | 0 | 0 | 0
H | 0 | 0 | 0 | 0 | 0 | 0
LFG | 0 | 0 | 0 | 0.1 | 0.1 | 0.1
Nuc | 0 | 0 | 0 | 0 | 0 | 0
PS | 0 | 0 | 0 | 0 | 0 | 0
PV | 0 | 0 | 0 | 0 | 0 | 0
PeakG | 0.53 | 1.44 | 1.63 | 1.77 | 3.12 | 7.78
PeakO | 0 | 0 | 0 | 0 | 0 | 0
ST | 0 | 0 | 0 | 0 | 0 | 0
STOG | 2.78 | 3.03 | 3.43 | 3.74 | 4.2 | 0
STWD | 0 | 0 | 0 | 0 | 0 | 0
WT | 0 | 0 | 0 | 0 | 0 | 0
IGCC | 90.46 | 91.1 | 92.5 | 92.45 | 97.46 | 99.94
DemandResponse | 0 | 0 | 0 | 0 | 0 | 0
IGCC-CCS | 0 | 0 | 0 | 0 | 0 | 0
WT_off | 0 | 0 | 0 | 0 | 0 | 0
PseudoUnit | 0 | 0 | 0 | 0 | 0 | 0
FixedInterchange | 0 | 0 | 0 | 0 | 0 | 0
Fuel Cost by Reporting Type: MISO_MI
ReportingType | 2015 | 2020 | 2025 | 2030 | 2035 | 2040
BM | 0 | 0 | 0 | 0 | 0 | 0
CC | 384.23 | 464.01 | 292.35 | 259.82 | 323.04 | 276.75
CSP | 0 | 0 | 0 | 0 | 0 | 0
CT | 0 | 0 | 0 | 0 | 0 | 0
Coal | 1059.02 | 928.45 | 918.25 | 924.7 | 985.11 | 1020.28
Geo | 0 | 0 | 0 | 0 | 0 | 0
H | 0 | 0 | 0 | 0 | 0 | 0
LFG | 0 | 0.16 | 0.2 | 0.2 | 0.2 | 0.2
Nuc | 139.75 | 142.6 | 151.51 | 154.47 | 90.85 | 90.85
PS | 0 | 0 | 0 | 0 | 0 | 0
PV | 0 | 0 | 0 | 0 | 0 | 0
PeakG | 1.47 | 3.33 | 2.1 | 3.67 | 8.08 | 8.85
PeakO | 0 | 0 | 0 | 0 | 0 | 0
ST | 0 | 0 | 0 | 0 | 0 | 0
STOG | 22.89 | 30.15 | 26.51 | 12.59 | 14.17 | 0
STWD | 9.56 | 39.15 | 42.05 | 34.51 | 26.96 | 19.5
WT | 0 | 0 | 0 | 0 | 0 | 0
IGCC | 0 | 0 | 0 | 0 | 0 | 0
DemandResponse | 0 | 0 | 0 | 0 | 0 | 0
IGCC-CCS | 0 | 0 | 0 | 0 | 0 | 0
WT_off | 0 | 0 | 0 | 0 | 0 | 0
PseudoUnit | 0 | 0 | 0 | 0 | 0 | 0
FixedInterchange | 0 | 0 | 0 | 0 | 0 | 0
Fuel Cost by Reporting Type: MISO_MO-IL
ReportingType | 2015 | 2020 | 2025 | 2030 | 2035 | 2040
BM | 0 | 0 | 0 | 0 | 0 | 0
CC | 78.38 | 116.49 | 81.1 | 66.1 | 65.64 | 62.88
CSP | 0 | 0 | 0 | 0 | 0 | 0
CT | 0 | 0 | 0 | 0 | 0 | 0
Coal | 1869.64 | 1424.82 | 1527.79 | 1557.55 | 1858.72 | 1951.75
Geo | 0 | 0 | 0 | 0 | 0 | 0
H | 0 | 0 | 0 | 0 | 0 | 0
LFG | 0 | 0 | 0.29 | 0.29 | 0.29 | 0.29
Nuc | 143.46 | 146.38 | 155.53 | 158.57 | 158.57 | 158.57
PS | 0 | 0 | 0 | 0 | 0 | 0
PV | 0 | 0 | 0 | 0 | 0 | 0
PeakG | 8.21 | 10.31 | 16.14 | 26.26 | 26.27 | 51.01
PeakO | 0 | 0 | 0 | 0 | 0 | 0
ST | 0 | 0 | 0 | 0 | 0 | 0
STOG | 5.74 | 6.3 | 0 | 0 | 0 | 0
STWD | 0 | 0 | 0 | 0 | 0 | 0
WT | 0 | 0 | 0 | 0 | 0 | 0
IGCC | 0 | 0 | 0 | 0 | 0 | 0
DemandResponse | 0 | 0 | 0 | 0 | 0 | 0
IGCC-CCS | 0 | 0 | 0 | 0 | 0 | 0
WT_off | 0 | 0 | 0 | 0 | 0 | 0
PseudoUnit | 0 | 0 | 0 | 0 | 0 | 0
FixedInterchange | 0 | 0 | 0 | 0 | 0 | 0
Fuel Cost by Reporting Type: MISO_W
ReportingType | 2015 | 2020 | 2025 | 2030 | 2035 | 2040
BM | 0 | 0 | 0 | 0 | 0 | 0
CC | 320.28 | 316.65 | 173.1 | 101.13 | 132.17 | 114.52
CSP | 0 | 0 | 0 | 0 | 0 | 0
CT | 0 | 0 | 0 | 0 | 0 | 0
Coal | 1410.21 | 1349.83 | 1344.81 | 1360.86 | 1733.69 | 2031.95
Geo | 0 | 0 | 0 | 0 | 0 | 0
H | 0 | 0 | 0 | 0 | 0 | 0
LFG | 0 | 0 | 0.09 | 0.09 | 0.09 | 0.09
Nuc | 152.53 | 155.64 | 165.37 | 168.6 | 0.01 | 0.01
PS | 0 | 0 | 0 | 0 | 0 | 0
PV | 0 | 0 | 0 | 0 | 0 | 0
PeakG | 14.6 | 11.65 | 12.73 | 6.14 | 6.98 | 7.8
PeakO | 0 | 0 | 0 | 0 | 0 | 0
ST | 0 | 0 | 0 | 0 | 0 | 0
STOG | 1.44 | 0.35 | 0 | 0 | 0 | 0
STWD | 0 | 9.1 | 16.81 | 42.3 | 6.39 | 8.57
WT | 0 | 0 | 0 | 0 | 0 | 0
IGCC | 0 | 0 | 0 | 0 | 0 | 0
DemandResponse | 0 | 0 | 0 | 0 | 0 | 0
IGCC-CCS | 0 | 0 | 0 | 0 | 0 | 0
WT_off | 0 | 0 | 0 | 0 | 0 | 0
PseudoUnit | 0 | 0 | 0 | 0 | 0 | 0
FixedInterchange | 0 | 0 | 0 | 0 | 0 | 0
Fuel Cost by Reporting Type: MISO_WUMS
ReportingType | 2015 | 2020 | 2025 | 2030 | 2035 | 2040
BM | 0 | 0 | 0 | 0 | 0 | 0
CC | 461.63 | 520.69 | 355.73 | 293.44 | 444.96 | 378.21
CSP | 0 | 0 | 0 | 0 | 0 | 0
CT | 0 | 0 | 0 | 0 | 0 | 0
Coal | 638.87 | 608.91 | 670.56 | 668.76 | 871.92 | 922.59
Geo | 0 | 0 | 0 | 0 | 0 | 0
H | 0 | 0 | 0 | 0 | 0 | 0
LFG | 0 | 0 | 0.29 | 0.29 | 0.29 | 0.29
Nuc | 120.89 | 123.35 | 131.06 | 133.62 | 0.01 | 0.01
PS | 0 | 0 | 0 | 0 | 0 | 0
PV | 0 | 0 | 0 | 0 | 0 | 0
PeakG | 2.13 | 5.2 | 5.89 | 4.97 | 7.26 | 8.12
PeakO | 0 | 0 | 0 | 0 | 0 | 0
ST | 0 | 0 | 0 | 0 | 0 | 0
STOG | 0.45 | 0.14 | 0 | 0 | 0 | 0
STWD | 0 | 1.71 | 3.54 | 3.33 | 3.33 | 3.33
WT | 0 | 0 | 0 | 0 | 0 | 0
IGCC | 0 | 0 | 0 | 0 | 0 | 0
DemandResponse | 0 | 0 | 0 | 0 | 0 | 0
IGCC-CCS | 0 | 0 | 0 | 0 | 0 | 0
WT_off | 0 | 0 | 0 | 0 | 0 | 0
PseudoUnit | 0 | 0 | 0 | 0 | 0 | 0
FixedInterchange | 0 | 0 | 0 | 0 | 0 | 0
Fuel Cost by Reporting Type: Nebraska
ReportingType | 2015 | 2020 | 2025 | 2030 | 2035 | 2040
BM | 0 | 0 | 0 | 0 | 0 | 0
CC | 10.77 | 15.5 | 10.75 | 11.26 | 13.64 | 8.82
CSP | 0 | 0 | 0 | 0 | 0 | 0
CT | 0 | 0 | 0 | 0 | 0 | 0
Coal | 445.65 | 414.57 | 410.69 | 410.69 | 436.94 | 579.19
Geo | 0 | 0 | 0 | 0 | 0 | 0
H | 0 | 0 | 0 | 0 | 0 | 0
LFG | 0 | 0 | 0 | 0.09 | 0.09 | 0.09
Nuc | 83.67 | 85.37 | 90.71 | 92.48 | 0.01 | 0.01
PS | 0 | 0 | 0 | 0 | 0 | 0
PV | 0 | 0 | 0 | 0 | 0 | 0
PeakG | 3.03 | 5.68 | 4.12 | 2.53 | 13.25 | 8.9
PeakO | 0 | 0 | 0 | 0 | 0 | 0
ST | 0 | 0 | 0 | 0 | 0 | 0
STOG | 0 | 0 | 0 | 0 | 0 | 0
STWD | 0 | 0 | 0 | 0 | 0 | 0
WT | 0 | 0 | 0 | 0 | 0 | 0
IGCC | 0 | 0 | 0 | 0 | 0 | 0
DemandResponse | 0 | 0 | 0 | 0 | 0 | 0
IGCC-CCS | 0 | 0 | 0 | 0 | 0 | 0
WT_off | 0 | 0 | 0 | 0 | 0 | 0
PseudoUnit | 0 | 0 | 0 | 0 | 0 | 0
FixedInterchange | 0 | 0 | 0 | 0 | 0 | 0
Fuel Cost by Reporting Type: NEISO
ReportingType | 2015 | 2020 | 2025 | 2030 | 2035 | 2040
BM | 128.98 | 73.83 | 36.41 | 87.47 | 122.57 | 41.87
CC | 1278.09 | 854.36 | 669.62 | 558.73 | 978.86 | 1305.45
CSP | 0 | 0 | 0 | 0 | 0 | 0
CT | 0.22 | 0.52 | 0.02 | 0 | 0 | 0
Coal | 1.14 | 0 | 0 | 0 | 0 | 0
Geo | 0 | 0 | 0 | 0 | 0 | 0
H | 0 | 0 | 0 | 0 | 0 | 0
LFG | 0.06 | 0.06 | 0.15 | 0.15 | 0.15 | 0.15
Nuc | 293.25 | 299.23 | 317.93 | 324.14 | 234.19 | 173
PS | 0 | 0 | 0 | 0 | 0 | 0
PV | 0 | 0 | 0 | 0 | 0 | 0
PeakG | 1.73 | 1.78 | 1.37 | 0.08 | 2.22 | 2.36
PeakO | 0 | 0 | 0 | 0 | 0 | 0
ST | 0 | 0 | 0 | 0 | 0 | 0
STOG | 0 | 0 | 0 | 0 | 0 | 0
STWD | 253.66 | 38.65 | 5.82 | 37.32 | 39.78 | 34.05
WT | 0 | 0 | 0 | 0 | 0 | 0
IGCC | 0 | 0 | 0 | 0 | 0 | 0
DemandResponse | 0 | 0 | 0 | 0 | 0 | 0
IGCC-CCS | 0 | 0 | 0 | 0 | 0 | 0
WT_off | 0 | 0 | 0 | 0 | 0 | 0
PseudoUnit | 0 | 0 | 0 | 0 | 0 | 0
FixedInterchange | 0 | 0 | 0 | 0 | 0 | 0
Fuel Cost by Reporting Type: NonRTO_Midwest
ReportingType | 2015 | 2020 | 2025 | 2030 | 2035 | 2040
BM | 0 | 0 | 0 | 0 | 0 | 0
CC | 0 | 0 | 0 | 0 | 0 | 0
CSP | 0 | 0 | 0 | 0 | 0 | 0
CT | 2.12 | 3.1 | 3.47 | 3.71 | 1.05 | 0
Coal | 1307.13 | 1329.92 | 1296.44 | 1273.57 | 1405.3 | 1464.77
Geo | 0 | 0 | 0 | 0 | 0 | 0
H | 0 | 0 | 0 | 0 | 0 | 0
LFG | 0 | 0 | 0 | 0.2 | 0.2 | 0.2
Nuc | 0 | 0 | 0 | 0 | 0 | 0
PS | 0 | 0 | 0 | 0 | 0 | 0
PV | 0 | 0 | 0 | 0 | 0 | 0
PeakG | 9.54 | 11.57 | 24.29 | 27.1 | 32.65 | 31.6
PeakO | 0 | 0 | 0 | 0 | 0 | 0
ST | 0 | 0 | 0 | 0 | 0 | 0
STOG | 0 | 0 | 0 | 0 | 0 | 0
STWD | 0 | 0 | 0 | 0 | 0 | 0
WT | 0 | 0 | 0 | 0 | 0 | 0
IGCC | 0 | 0 | 0 | 0 | 0 | 0
DemandResponse | 0 | 0 | 0 | 0 | 0 | 0
IGCC-CCS | 0 | 0 | 0 | 0 | 0 | 0
WT_off | 0 | 0 | 0 | 0 | 0 | 0
PseudoUnit | 0 | 0 | 0 | 0 | 0 | 0
FixedInterchange | 0 | 0 | 0 | 0 | 0 | 0
Fuel Cost by Reporting Type: NYISO_A-F
ReportingType | 2015 | 2020 | 2025 | 2030 | 2035 | 2040
BM | 0 | 0 | 0 | 0 | 0 | 0
CC | 207.56 | 198.18 | 203.83 | 203.56 | 270.36 | 503.87
CSP | 0 | 0 | 0 | 0 | 0 | 0
CT | 0 | 0 | 0 | 0 | 0 | 0
Coal | 0 | 0 | 0 | 0 | 0 | 0
Geo | 0 | 0 | 0 | 0 | 0 | 0
H | 0 | 0 | 0 | 0 | 0 | 0
LFG | 0.01 | 0.01 | 0.01 | 0.09 | 0.09 | 0.09
Nuc | 217.02 | 221.45 | 235.29 | 195.6 | 154.22 | 93.47
PS | 0 | 0 | 0 | 0 | 0 | 0
PV | 0 | 0 | 0 | 0 | 0 | 0
PeakG | 0 | 0.09 | 0 | 0 | 0.41 | 1.39
PeakO | 0 | 0 | 0 | 0 | 0 | 0
ST | 0 | 0 | 0 | 0 | 0 | 0
STOG | 0 | 0 | 0 | 0 | 0 | 0
STWD | 0 | 0 | 0 | 0 | 0 | 0.22
WT | 0 | 0 | 0 | 0 | 0 | 0
IGCC | 0 | 0 | 0 | 0 | 0 | 0
DemandResponse | 0 | 0 | 0 | 0 | 0 | 0
IGCC-CCS | 0 | 0 | 0 | 0 | 0 | 0
WT_off | 0 | 0 | 0 | 0 | 0 | 0
PseudoUnit | 0 | 0 | 0 | 0 | 0 | 0
FixedInterchange | 0 | 0 | 0 | 0 | 0 | 0
Fuel Cost by Reporting Type: NYISO_G-I
ReportingType | 2015 | 2020 | 2025 | 2030 | 2035 | 2040
BM | 0 | 0 | 0 | 0 | 0 | 0
CC | 222.08 | 214.48 | 201.78 | 207.24 | 410.11 | 1028.01
CSP | 0 | 0 | 0 | 0 | 0 | 0
CT | 0 | 0 | 0 | 0 | 0 | 0
Coal | 0 | 0 | 0 | 0 | 0 | 0
Geo | 0 | 0 | 0 | 0 | 0 | 0
H | 0 | 0 | 0 | 0 | 0 | 0
LFG | 0 | 0 | 0 | 0.09 | 0.09 | 0.09
Nuc | 130.64 | 133.3 | 141.63 | 144.4 | 72.41 | 0.03
PS | 0 | 0 | 0 | 0 | 0 | 0
PV | 0 | 0 | 0 | 0 | 0 | 0
PeakG | 0 | 0 | 0 | 0 | 0.01 | 0.01
PeakO | 0 | 0 | 0 | 0 | 0 | 0
ST | 0 | 0 | 0 | 0 | 0 | 0
STOG | 0 | 0 | 0 | 0 | 0 | 0
STWD | 0 | 0 | 0 | 0 | 0 | 0
WT | 0 | 0 | 0 | 0 | 0 | 0
IGCC | 0 | 0 | 0 | 0 | 0 | 0
DemandResponse | 0 | 0 | 0 | 0 | 0 | 0
IGCC-CCS | 0 | 0 | 0 | 0 | 0 | 0
WT_off | 0 | 0 | 0 | 0 | 0 | 0
PseudoUnit | 0 | 0 | 0 | 0 | 0 | 0
FixedInterchange | 0 | 0 | 0 | 0 | 0 | 0
Fuel Cost by Reporting Type: NYISO_J-K
ReportingType | 2015 | 2020 | 2025 | 2030 | 2035 | 2040
BM | 0 | 0 | 0 | 0 | 0 | 0
CC | 736.19 | 845.65 | 851.09 | 832.68 | 1055.85 | 1207.35
CSP | 0 | 0 | 0 | 0 | 0 | 0
CT | 0 | 0 | 0 | 0 | 2.09 | 2.23
Coal | 0 | 0 | 0 | 0 | 0 | 0
Geo | 0 | 0 | 0 | 0 | 0 | 0
H | 0 | 0 | 0 | 0 | 0 | 0
LFG | 0 | 0 | 0 | 0.09 | 0.09 | 0.09
Nuc | 0 | 0 | 0 | 0 | 0 | 0
PS | 0 | 0 | 0 | 0 | 0 | 0
PV | 0 | 0 | 0 | 0 | 0 | 0
PeakG | 3.48 | 10.58 | 12.17 | 11.8 | 19.03 | 13.32
PeakO | 0 | 0 | 0 | 0 | 0 | 0
ST | 0 | 0 | 0 | 0 | 0 | 0
STOG | 35.02 | 47.28 | 46.92 | 42.98 | 73.38 | 68.84
STWD | 0 | 0 | 0 | 0 | 0 | 0
WT | 0 | 0 | 0 | 0 | 0 | 0
IGCC | 0 | 0 | 0 | 0 | 0 | 0
DemandResponse | 0 | 0 | 0 | 0 | 0 | 0
IGCC-CCS | 0 | 0 | 0 | 0 | 0 | 0
WT_off | 0 | 0 | 0 | 0 | 0 | 0
PseudoUnit | 0 | 0 | 0 | 0 | 0 | 0
FixedInterchange | 0 | 0 | 0 | 0 | 0 | 0
Fuel Cost by Reporting Type: PJM_E
ReportingType | 2015 | 2020 | 2025 | 2030 | 2035 | 2040
BM | 0 | 15.34 | 15.34 | 15.34 | 15.34 | 15.34
CC | 695.86 | 1242.17 | 1030.8 | 1034.14 | 1882.04 | 2492.32
CSP | 0 | 0 | 0 | 0 | 0 | 0
CT | 0.01 | 0.04 | 0.05 | 0 | 0 | 0
Coal | 7.38 | 5.05 | 5.02 | 5.34 | 6.48 | 6.77
Geo | 0 | 0 | 0 | 0 | 0 | 0
H | 0 | 0 | 0 | 0 | 0 | 0
LFG | 0.01 | 0.01 | 0.18 | 0.18 | 0.18 | 0.18
Nuc | 563.79 | 533.75 | 567.11 | 578.18 | 415.32 | 329.35
PS | 0 | 0 | 0 | 0 | 0 | 0
PV | 0 | 0 | 0 | 0 | 0 | 0
PeakG | 4.22 | 4.2 | 27.83 | 30.31 | 61.65 | 66.48
PeakO | 0 | 0 | 0 | 0 | 0 | 0
ST | 0 | 0 | 0 | 0 | 0 | 0
STOG | 0 | 0 | 0 | 0 | 0 | 0
STWD | 0 | 0 | 0 | 0 | 0 | 0
WT | 0 | 0 | 0 | 0 | 0 | 0
IGCC | 0 | 0 | 0 | 0 | 0 | 0
DemandResponse | 0 | 0 | 0 | 0 | 0 | 0
IGCC-CCS | 0 | 0 | 0 | 0 | 0 | 0
WT_off | 0 | 0 | 0 | 0 | 0 | 0
PseudoUnit | 0 | 0 | 0 | 0 | 0 | 0
FixedInterchange | 0 | 0 | 0 | 0 | 0 | 0
Fuel Cost by Reporting Type: PJM_ROM
ReportingType | 2015 | 2020 | 2025 | 2030 | 2035 | 2040
BM | 0 | 9.21 | 9.21 | 9.21 | 9.21 | 9.21
CC | 407.52 | 714.07 | 729.28 | 620.1 | 996.59 | 2610.08
CSP | 0 | 0 | 0 | 0 | 0 | 0
CT | 0.03 | 0.03 | 0.18 | 0.2 | 0.21 | 0.43
Coal | 1188.98 | 1344.49 | 1416.86 | 1477.44 | 1521.13 | 1607.38
Geo | 0 | 0 | 0 | 0 | 0 | 0
H | 0 | 0 | 0 | 0 | 0 | 0
LFG | 0.02 | 0.36 | 0.36 | 0.36 | 0.36 | 0.36
Nuc | 337.6 | 344.49 | 366.02 | 373.17 | 244.83 | 178.21
PS | 0 | 0 | 0 | 0 | 0 | 0
PV | 0 | 0 | 0 | 0 | 0 | 0
PeakG | 0.77 | 2.7 | 2.97 | 3.24 | 20.48 | 21.74
PeakO | 0 | 0 | 0 | 0 | 0 | 0
ST | 0 | 0 | 0 | 0 | 0 | 0
STOG | 0 | 0 | 0 | 0 | 0 | 0
STWD | 0 | 35.1 | 35.1 | 35.1 | 35.1 | 35.1
WT | 0 | 0 | 0 | 0 | 0 | 0
IGCC | 0 | 0 | 0 | 0 | 0 | 0
DemandResponse | 0 | 0 | 0 | 0 | 0 | 0
IGCC-CCS | 0 | 0 | 0 | 0 | 0 | 0
WT_off | 0 | 0 | 0 | 0 | 0 | 0
PseudoUnit | 0 | 0 | 0 | 0 | 0 | 0
FixedInterchange | 0 | 0 | 0 | 0 | 0 | 0
Fuel Cost by Reporting Type: PJM_ROR
ReportingType | 2015 | 2020 | 2025 | 2030 | 2035 | 2040
BM | 0 | 11.05 | 13.48 | 30.5 | 101.39 | 83.32
CC | 1866.06 | 2114.85 | 1793.53 | 1725.95 | 2177.86 | 2079.02
CSP | 0 | 0 | 0 | 0 | 0 | 0
CT | 0.26 | 0.29 | 0.32 | 0.35 | 0.4 | 0.44
Coal | 7639.26 | 5608.69 | 5657.83 | 5934.28 | 6266.01 | 6590.5
Geo | 0 | 0 | 0 | 0 | 0 | 0
H | 0 | 0 | 0 | 0 | 0 | 0
LFG | 0.07 | 0.07 | 0.73 | 0.73 | 0.73 | 0.73
Nuc | 1319.64 | 1346.55 | 1430.71 | 1395.54 | 1084.35 | 728.88
PS | 0 | 0 | 0 | 0 | 0 | 0
PV | 0 | 0 | 0 | 0 | 0 | 0
PeakG | 69.44 | 101.26 | 76.49 | 84.9 | 147.88 | 165.29
PeakO | 0 | 0 | 0 | 0 | 0 | 0
ST | 0 | 0 | 0 | 0 | 0 | 0
STOG | 28.7 | 3.98 | 0 | 0 | 0 | 0
STWD | 0 | 46.51 | 74.56 | 74.56 | 103.86 | 103.86
WT | 0 | 0 | 0 | 0 | 0 | 0
IGCC | 0 | 0 | 0 | 0 | 0 | 0
DemandResponse | 0 | 0 | 0 | 0 | 0 | 0
IGCC-CCS | 0 | 0 | 0 | 0 | 0 | 0
WT_off | 0 | 0 | 0 | 0 | 0 | 0
PseudoUnit | 0 | 0 | 0 | 0 | 0 | 0
FixedInterchange | 0 | 0 | 0 | 0 | 0 | 0
Fuel Cost by Reporting Type: SOCO
ReportingType | 2015 | 2020 | 2025 | 2030 | 2035 | 2040
BM | 0 | 0 | 1.42 | 1.42 | 1.57 | 1.58
CC | 3751.18 | 4033.67 | 3680.45 | 3790.66 | 4149.91 | 3242.49
CSP | 0 | 0 | 0 | 0 | 0 | 0
CT | 0 | 0 | 0 | 0 | 0 | 0
Coal | 2582.23 | 2433.14 | 2990.44 | 3006.49 | 3130.46 | 4320.65
Geo | 0 | 0 | 0 | 0 | 0 | 0
H | 0 | 0 | 0 | 0 | 0 | 0
LFG | 0 | 0 | 0.14 | 0.14 | 0.14 | 0.14
Nuc | 396.64 | 551.11 | 585.56 | 596.99 | 596.99 | 398.46
PS | 0 | 0 | 0 | 0 | 0 | 0
PV | 0 | 0 | 0 | 0 | 0 | 0
PeakG | 15.79 | 48.05 | 49.67 | 45.79 | 43.02 | 36.44
PeakO | 0 | 0 | 0 | 0 | 0 | 0
ST | 0 | 0 | 0 | 0 | 0 | 0
STOG | 0 | 0 | 0 | 0 | 0 | 0
STWD | 0 | 0 | 0 | 0 | 0 | 0
WT | 0 | 0 | 0 | 0 | 0 | 0
IGCC | 0 | 0 | 0 | 0 | 0 | 0
DemandResponse | 0 | 0 | 0 | 0 | 0 | 0
IGCC-CCS | 0 | 0 | 0 | 0 | 0 | 0
WT_off | 0 | 0 | 0 | 0 | 0 | 0
PseudoUnit | 0 | 0 | 0 | 0 | 0 | 0
FixedInterchange | 0 | 0 | 0 | 0 | 0 | 0
Fuel Cost by Reporting Type: SPP_N
ReportingType | 2015 | 2020 | 2025 | 2030 | 2035 | 2040
BM | 0 | 0 | 0 | 0 | 0 | 0
CC | 227.03 | 121.31 | 70.95 | 68.7 | 65.22 | 55.75
CSP | 0 | 0 | 0 | 0 | 0 | 0
CT | 0 | 0 | 0 | 0 | 0 | 0
Coal | 1097.32 | 1019.77 | 1019.51 | 1019.52 | 1084.93 | 1306.37
Geo | 0 | 0 | 0 | 0 | 0 | 0
H | 0 | 0 | 0 | 0 | 0 | 0
LFG | 0 | 0 | 0.01 | 0.12 | 0.12 | 0.12
Nuc | 74.76 | 76.29 | 81.06 | 82.64 | 82.64 | 82.64
PS | 0 | 0 | 0 | 0 | 0 | 0
PV | 0 | 0 | 0 | 0 | 0 | 0
PeakG | 4.13 | 9.45 | 21.01 | 20.52 | 19.17 | 11.79
PeakO | 0 | 0 | 0 | 0 | 0 | 0
ST | 0 | 0 | 0 | 0 | 0 | 0
STOG | 9.87 | 11.29 | 0 | 0 | 0 | 0
STWD | 0 | 0 | 0 | 0 | 0 | 0
WT | 0 | 0 | 0 | 0 | 0 | 0
IGCC | 0 | 0 | 0 | 0 | 0 | 0
DemandResponse | 0 | 0 | 0 | 0 | 0 | 0
IGCC-CCS | 0 | 0 | 0 | 0 | 0 | 0
WT_off | 0 | 0 | 0 | 0 | 0 | 0
PseudoUnit | 0 | 0 | 0 | 0 | 0 | 0
FixedInterchange | 0 | 0 | 0 | 0 | 0 | 0
Fuel Cost by Reporting Type: SPP_S
ReportingType | 2015 | 2020 | 2025 | 2030 | 2035 | 2040
BM | 0 | 0 | 0 | 0 | 0 | 0
CC | 932.82 | 1620.09 | 1192.81 | 1060.79 | 1059.05 | 679.7
CSP | 0 | 0 | 0 | 0 | 0 | 0
CT | 0 | 3.88 | 8.59 | 9.24 | 5.22 | 3.18
Coal | 2045.16 | 1598.82 | 1865.22 | 1878.71 | 2025.76 | 2218.97
Geo | 0 | 0 | 0 | 0 | 0 | 0
H | 0 | 0 | 0 | 0 | 0 | 0
LFG | 0 | 0 | 0.12 | 0.12 | 0.12 | 0.12
Nuc | 0 | 0 | 0 | 0 | 0 | 0
PS | 0 | 0 | 0 | 0 | 0 | 0
PV | 0 | 0 | 0 | 0 | 0 | 0
PeakG | 0 | 0.56 | 7.3 | 10.13 | 0.12 | 0
PeakO | 0 | 0 | 0 | 0 | 0 | 0
ST | 0 | 0 | 0 | 0 | 0 | 0
STOG | 58.38 | 74.93 | 50.97 | 40.96 | 45.75 | 18.89
STWD | 0 | 0 | 0 | 0 | 0 | 1.29
WT | 0 | 0 | 0 | 0 | 0 | 0
IGCC | 0 | 0 | 0 | 0 | 0 | 0
DemandResponse | 0 | 0 | 0 | 0 | 0 | 0
IGCC-CCS | 0 | 0 | 0 | 0 | 0 | 0
WT_off | 0 | 0 | 0 | 0 | 0 | 0
PseudoUnit | 0 | 0 | 0 | 0 | 0 | 0
FixedInterchange | 0 | 0 | 0 | 0 | 0 | 0
Fuel Cost by Reporting Type: TVA
ReportingType | 2015 | 2020 | 2025 | 2030 | 2035 | 2040
BM | 0 | 0 | 0 | 0 | 0 | 0
CC | 590.59 | 539.44 | 424.32 | 284.61 | 696.14 | 789.16
CSP | 0 | 0 | 0 | 0 | 0 | 0
CT | 0 | 0 | 0 | 0 | 0 | 0
Coal | 1838.21 | 1738.68 | 1745.32 | 1756.96 | 1848.95 | 1968.89
Geo | 0 | 0 | 0 | 0 | 0 | 0
H | 0 | 0 | 0 | 0 | 0 | 0
LFG | 0 | 0 | 0 | 0.14 | 0.14 | 0.14
Nuc | 542.87 | 553.94 | 588.56 | 600.05 | 420.73 | 329.46
PS | 0 | 0 | 0 | 0 | 0 | 0
PV | 0 | 0 | 0 | 0 | 0 | 0
PeakG | 0 | 0 | 0 | 0 | 3.42 | 4.04
PeakO | 0 | 0 | 0 | 0 | 0 | 0
ST | 0 | 0 | 0 | 0 | 0 | 0
STOG | 0 | 0 | 0 | 0 | 0 | 0
STWD | 0 | 0 | 0 | 0 | 0 | 0
WT | 0 | 0 | 0 | 0 | 0 | 0
IGCC | 0 | 0 | 0 | 0 | 0 | 0
DemandResponse | 0 | 0 | 0 | 0 | 0 | 0
IGCC-CCS | 0 | 0 | 0 | 0 | 0 | 0
WT_off | 0 | 0 | 0 | 0 | 0 | 0
PseudoUnit | 0 | 0 | 0 | 0 | 0 | 0
FixedInterchange | 0 | 0 | 0 | 0 | 0 | 0
Fuel Cost by Reporting Type: TVA_Transmission
ReportingType | 2015 | 2020 | 2025 | 2030 | 2035 | 2040
BM | 0 | 0 | 0 | 0 | 0 | 0
CC | 0 | 0 | 0 | 0 | 0 | 0
CSP | 0 | 0 | 0 | 0 | 0 | 0
CT | 0 | 0 | 0 | 0 | 0 | 0
Coal | 0 | 0 | 0 | 0 | 0 | 0
Geo | 0 | 0 | 0 | 0 | 0 | 0
H | 0 | 0 | 0 | 0 | 0 | 0
LFG | 0 | 0 | 0 | 0 | 0 | 0
Nuc | 0 | 0 | 0 | 0 | 0 | 0
PS | 0 | 0 | 0 | 0 | 0 | 0
PV | 0 | 0 | 0 | 0 | 0 | 0
PeakG | 0 | 0 | 0 | 0 | 0 | 0
PeakO | 0 | 0 | 0 | 0 | 0 | 0
ST | 0 | 0 | 0 | 0 | 0 | 0
STOG | 0 | 0 | 0 | 0 | 0 | 0
STWD | 0 | 0 | 0 | 0 | 0 | 0
WT | 0 | 0 | 0 | 0 | 0 | 0
IGCC | 0 | 0 | 0 | 0 | 0 | 0
DemandResponse | 0 | 0 | 0 | 0 | 0 | 0
IGCC-CCS | 0 | 0 | 0 | 0 | 0 | 0
WT_off | 0 | 0 | 0 | 0 | 0 | 0
PseudoUnit | 0 | 0 | 0 | 0 | 0 | 0
FixedInterchange | 0 | 0 | 0 | 0 | 0 | 0
Fuel Cost by Reporting Type: VACAR
ReportingType | 2015 | 2020 | 2025 | 2030 | 2035 | 2040
BM | 0.47 | 89.6 | 317.52 | 317.52 | 317.52 | 317.52
CC | 1310.27 | 1319.62 | 873.36 | 907.55 | 1943.4 | 2572.06
CSP | 0 | 0 | 0 | 0 | 0 | 0
CT | 4.22 | 4.56 | 9.72 | 8.53 | 11.33 | 12.28
Coal | 2619.98 | 2287.07 | 2750.43 | 2869.22 | 3442.31 | 3519.5
Geo | 0 | 0 | 0 | 0 | 0 | 0
H | 0 | 0 | 0 | 0 | 0 | 0
LFG | 0 | 0.14 | 0.14 | 0.14 | 0.14 | 0.14
Nuc | 730.67 | 900.6 | 956.89 | 975.58 | 746.08 | 614.79
PS | 0 | 0 | 0 | 0 | 0 | 0
PV | 0 | 0 | 0 | 0 | 0 | 0
PeakG | 8.01 | 15.17 | 22.11 | 22.72 | 42.51 | 47.15
PeakO | 0 | 0 | 0 | 0 | 0 | 0
ST | 0 | 0 | 0 | 0 | 0 | 0
STOG | 0 | 0 | 0 | 0 | 0 | 0
STWD | 159.73 | 159.73 | 159.73 | 156.19 | 150.21 | 144.25
WT | 0 | 0 | 0 | 0 | 0 | 0
IGCC | 0 | 0 | 0 | 0 | 0 | 0
DemandResponse | 0 | 0 | 0 | 0 | 0 | 0
IGCC-CCS | 0 | 0 | 0 | 0 | 0 | 0
WT_off | 0 | 0 | 0 | 0 | 0 | 0
PseudoUnit | 0 | 0 | 0 | 0 | 0 | 0
FixedInterchange | 0 | 0 | 0 | 0 | 0 | 0
Fuel Cost by Reporting Type: IESO
ReportingType | 2015 | 2020 | 2025 | 2030 | 2035 | 2040
BM | 0 | 0 | 0 | 0 | 0 | 0.26
CC | 12.42 | 9.22 | 6.2 | 3.67 | 18.79 | 154.48
CSP | 0 | 0 | 0 | 0 | 0 | 0
CT | 0 | 0 | 0 | 0 | 0 | 0
Coal | 0 | 0 | 0 | 0 | 0 | 0
Geo | 0 | 0 | 0 | 0 | 0 | 0
H | 0 | 0 | 0 | 0 | 0 | 0
LFG | 0.02 | 0.02 | 0.02 | 0.02 | 0.02 | 0.02
Nuc | 854.23 | 871.65 | 919.17 | 922.68 | 869.51 | 757.81
PS | 0 | 0 | 0 | 0 | 0 | 0
PV | 0 | 0 | 0 | 0 | 0 | 0
PeakG | 0 | 0 | 0 | 0 | 0 | 0
PeakO | 0 | 0 | 0 | 0 | 0 | 0
ST | 0 | 0 | 0 | 0 | 0 | 0
STOG | 0 | 0 | 0 | 0 | 0 | 0
STWD | 0 | 0 | 0 | 0 | 0 | 0
WT | 0 | 0 | 0 | 0 | 0 | 0
IGCC | 0 | 0 | 0 | 0 | 0 | 0
DemandResponse | 0 | 0 | 0 | 0 | 0 | 0
IGCC-CCS | 0 | 0 | 0 | 0 | 0 | 0
WT_off | 0 | 0 | 0 | 0 | 0 | 0
PseudoUnit | 0 | 0 | 0 | 0 | 0 | 0
FixedInterchange | 0 | 0 | 0 | 0 | 0 | 0
Fuel Cost by Reporting Type: MAPP_CA
ReportingType | 2015 | 2020 | 2025 | 2030 | 2035 | 2040
BM | 0 | 0 | 0 | 0 | 0 | 0
CC | 93.94 | 114.94 | 75.65 | 20.13 | 30.39 | 22.16
CSP | 0 | 0 | 0 | 0 | 0 | 0
CT | 0.67 | 0.92 | 1.07 | 1.17 | 0.82 | 0.25
Coal | 9.46 | 20.34 | 39.73 | 61.56 | 165.89 | 212.4
Geo | 0 | 0 | 0 | 0 | 0 | 0
H | 0 | 0 | 0 | 0 | 0 | 0
LFG | 0 | 0 | 0 | 0 | 0 | 0
Nuc | 0 | 0 | 0 | 0 | 0 | 0
PS | 0 | 0 | 0 | 0 | 0 | 0
PV | 0 | 0 | 0 | 0 | 0 | 0
PeakG | 0.05 | 0 | 0 | 0 | 0.34 | 0.38
PeakO | 0 | 0 | 0 | 0 | 0 | 0
ST | 0 | 0 | 0 | 0 | 0 | 0
STOG | 0.18 | 0.02 | 0 | 0 | 0 | 0
STWD | 0 | 0 | 0 | 0 | 0 | 0
WT | 0 | 0 | 0 | 0 | 0 | 0
IGCC | 0 | 0 | 0 | 0 | 0 | 0
DemandResponse | 0 | 0 | 0 | 0 | 0 | 0
IGCC-CCS | 0 | 0 | 0 | 0 | 0 | 0
WT_off | 0 | 0 | 0 | 0 | 0 | 0
PseudoUnit | 0 | 0 | 0 | 0 | 0 | 0
FixedInterchange | 0 | 0 | 0 | 0 | 0 | 0
Fuel Cost by Reporting Type: AZ_NM_SNV_Coal
ReportingType | 2015 | 2020 | 2025 | 2030 | 2035 | 2040
BM | 0 | 0 | 0 | 0 | 0 | 0
CC | 0 | 0 | 0 | 0 | 0 | 0
CSP | 0 | 0 | 0 | 0 | 0 | 0
CT | 0 | 0 | 0 | 0 | 0 | 0
Coal | 1244.1 | 1320.44 | 1320.25 | 1320.25 | 1663.4 | 2270.82
Geo | 0 | 0 | 0 | 0 | 0 | 0
H | 0 | 0 | 0 | 0 | 0 | 0
LFG | 0 | 0 | 0 | 0 | 0 | 0
Nuc | 0 | 0 | 0 | 0 | 0 | 0
PS | 0 | 0 | 0 | 0 | 0 | 0
PV | 0 | 0 | 0 | 0 | 0 | 0
PeakG | 0 | 0 | 0 | 0 | 0 | 0
PeakO | 0 | 0 | 0 | 0 | 0 | 0
ST | 0 | 0 | 0 | 0 | 0 | 0
STOG | 0 | 0 | 0 | 0 | 0 | 0
STWD | 0 | 0 | 0 | 0 | 0 | 0
WT | 0 | 0 | 0 | 0 | 0 | 0
IGCC | 0 | 0 | 0 | 0 | 0 | 0
DemandResponse | 0 | 0 | 0 | 0 | 0 | 0
IGCC-CCS | 0 | 0 | 0 | 0 | 0 | 0
WT_off | 0 | 0 | 0 | 0 | 0 | 0
PseudoUnit | 0 | 0 | 0 | 0 | 0 | 0
FixedInterchange | 0 | 0 | 0 | 0 | 0 | 0
Fuel Cost by Reporting Type: AZ_NM_SNV_Gas
ReportingType | 2015 | 2020 | 2025 | 2030 | 2035 | 2040
BM | 0 | 0 | 0 | 0 | 0 | 0
CC | 3425.74 | 3929.35 | 4246.76 | 4805.66 | 5221.41 | 5105.66
CSP | 0 | 0 | 0 | 0 | 0 | 0
CT | 0 | 0 | 0.44 | 0.86 | 0 | 0
Coal | 0 | 0 | 0 | 0 | 0 | 0
Geo | 0 | 0 | 0 | 0 | 0 | 0
H | 0 | 0 | 0 | 0 | 0 | 0
LFG | 0 | 0 | 0 | 0 | 0 | 0
Nuc | 0 | 0 | 0 | 0 | 0 | 0
PS | 0 | 0 | 0 | 0 | 0 | 0
PV | 0 | 0 | 0 | 0 | 0 | 0
PeakG | 0 | 0 | 0.54 | 1.63 | 1.81 | 0
PeakO | 0 | 0 | 0 | 0 | 0 | 0
ST | 0 | 0 | 0 | 0 | 0 | 0
STOG | 0 | 0 | 0 | 0 | 0 | 0
STWD | 0 | 0 | 0 | 0 | 0 | 0
WT | 0 | 0 | 0 | 0 | 0 | 0
IGCC | 0 | 0 | 0 | 0 | 0 | 0
DemandResponse | 0 | 0 | 0 | 0 | 0 | 0
IGCC-CCS | 0 | 0 | 0 | 0 | 0 | 0
WT_off | 0 | 0 | 0 | 0 | 0 | 0
PseudoUnit | 0 | 0 | 0 | 0 | 0 | 0
FixedInterchange | 0 | 0 | 0 | 0 | 0 | 0
Fuel Cost by Reporting Type: AZ_NM_SNV_NucRenew
ReportingType | 2015 | 2020 | 2025 | 2030 | 2035 | 2040
BM | 0 | 0 | 0 | 0 | 0 | 0
CC | 0 | 0 | 0 | 0 | 0 | 0
CSP | 0 | 0 | 0 | 0 | 0 | 0
CT | 0 | 0 | 0 | 0 | 0 | 0
Coal | 0 | 0 | 0 | 0 | 0 | 0
Geo | 0 | 0 | 0 | 0 | 0 | 0
H | 0 | 0 | 0 | 0 | 0 | 0
LFG | 0 | 0.08 | 0.08 | 0.08 | 0.08 | 0.08
Nuc | 254.91 | 260.1 | 276.36 | 281.76 | 281.76 | 281.76
PS | 0 | 0 | 0 | 0 | 0 | 0
PV | 0 | 0 | 0 | 0 | 0 | 0
PeakG | 0 | 0 | 0 | 0 | 0 | 0
PeakO | 0 | 0 | 0 | 0 | 0 | 0
ST | 0 | 0 | 0 | 0 | 0 | 0
STOG | 0 | 0 | 0 | 0 | 0 | 0
STWD | 11.54 | 11.54 | 0.31 | 9.65 | 9.65 | 9.65
WT | 0 | 0 | 0 | 0 | 0 | 0
IGCC | 0 | 0 | 0 | 0 | 0 | 0
DemandResponse | 0 | 0 | 0 | 0 | 0 | 0
IGCC-CCS | 0 | 0 | 0 | 0 | 0 | 0
WT_off | 0 | 0 | 0 | 0 | 0 | 0
PseudoUnit | 0 | 0 | 0 | 0 | 0 | 0
FixedInterchange | 0 | 0 | 0 | 0 | 0 | 0
Fuel Cost by Reporting Type: ERCOT
ReportingType | 2015 | 2020 | 2025 | 2030 | 2035 | 2040
BM | 0 | 0 | 1.01 | 1.01 | 3.98 | 3.98
CC | 4891.55 | 5174.8 | 4827.92 | 4908.05 | 5217.34 | 5432.31
CSP | 0 | 0 | 0 | 0 | 0 | 0
CT | 0 | 0.45 | 1.59 | 1.71 | 0 | 0
Coal | 2719.7 | 3100 | 3623.37 | 3623.37 | 3633.14 | 4316.05
Geo | 0 | 0 | 0 | 0 | 0 | 0
H | 0 | 0 | 0 | 0 | 0 | 0
LFG | 0 | 0 | 0.45 | 0.45 | 0.45 | 0.45
Nuc | 339.13 | 346.04 | 367.67 | 374.85 | 374.85 | 374.85
PS | 0 | 0 | 0 | 0 | 0 | 0
PV | 0 | 0 | 0 | 0 | 0 | 0
PeakG | 0 | 0.98 | 7.44 | 8.19 | 9.38 | 8.41
PeakO | 0 | 0 | 0 | 0 | 0 | 0
ST | 0 | 0 | 0 | 0 | 0 | 0
STOG | 176.64 | 251.52 | 217.59 | 176.26 | 153.83 | 134.45
STWD | 0 | 0 | 0 | 0 | 0 | 0
WT | 0 | 0 | 0 | 0 | 0 | 0
IGCC | 0 | 0 | 0 | 0 | 0 | 0
DemandResponse | 0 | 0 | 0 | 0 | 0 | 0
IGCC-CCS | 0 | 0 | 0 | 0 | 0 | 0
WT_off | 0 | 0 | 0 | 0 | 0 | 0
PseudoUnit | 0 | 0 | 0 | 0 | 0 | 0
FixedInterchange | 0 | 0 | 0 | 0 | 0 | 0
Fuel Cost by Reporting Type: NP15
ReportingType | 2015 | 2020 | 2025 | 2030 | 2035 | 2040
BM | 0 | 0 | 0 | 0 | 0 | 0
CC | 1318.83 | 756.65 | 322.68 | 359.98 | 224.11 | 68.44
CSP | 0 | 0 | 0 | 0 | 0 | 0
CT | 0 | 0 | 0 | 0 | 0 | 0
Coal | 1.66 | 0 | 0 | 0 | 0 | 0
Geo | 0 | 0 | 0 | 0 | 0 | 0
H | 0 | 0 | 0 | 0 | 0 | 0
LFG | 0 | 0.72 | 0.72 | 0.72 | 0.72 | 0.72
Nuc | 150.62 | 153.69 | 163.3 | 166.49 | 166.49 | 166.49
PS | 0 | 0 | 0 | 0 | 0 | 0
PV | 0 | 0 | 0 | 0 | 0 | 0
PeakG | 0 | 0 | 0 | 0 | 0 | 0
PeakO | 0 | 0 | 0 | 0 | 0 | 0
ST | 0 | 0 | 0 | 0 | 0 | 0
STOG | 3.22 | 2.51 | 0.93 | 0.53 | 0 | 0
STWD | 244.45 | 244.45 | 1.1 | 15.6 | 12.87 | 22.29
WT | 0 | 0 | 0 | 0 | 0 | 0
IGCC | 0 | 0 | 0 | 0 | 0 | 0
DemandResponse | 0 | 0 | 0 | 0 | 0 | 0
IGCC-CCS | 0 | 0 | 0 | 0 | 0 | 0
WT_off | 0 | 0 | 0 | 0 | 0 | 0
PseudoUnit | 0 | 0 | 0 | 0 | 0 | 0
FixedInterchange | 0 | 0 | 0 | 0 | 0 | 0
Fuel Cost by Reporting Type: NWPP_Coal
ReportingType | 2015 | 2020 | 2025 | 2030 | 2035 | 2040
BM | 0 | 0 | 0 | 0 | 0 | 0
CC | 0 | 0 | 0 | 0 | 0 | 0
CSP | 0 | 0 | 0 | 0 | 0 | 0
CT | 0 | 0 | 0 | 0 | 0 | 0
Coal | 1405.51 | 1342.41 | 1363.01 | 1383.8 | 1432.02 | 1859.61
Geo | 0 | 0 | 0 | 0 | 0 | 0
H | 0 | 0 | 0 | 0 | 0 | 0
LFG | 0 | 0 | 0 | 0 | 0 | 0
Nuc | 0 | 0 | 0 | 0 | 0 | 0
PS | 0 | 0 | 0 | 0 | 0 | 0
PV | 0 | 0 | 0 | 0 | 0 | 0
PeakG | 0 | 0 | 0 | 0 | 0 | 0
PeakO | 0 | 0 | 0 | 0 | 0 | 0
ST | 0 | 0 | 0 | 0 | 0 | 0
STOG | 0 | 0 | 0 | 0 | 0 | 0
STWD | 0 | 0 | 0 | 0 | 0 | 0
WT | 0 | 0 | 0 | 0 | 0 | 0
IGCC | 0 | 0 | 0 | 0 | 0 | 0
DemandResponse | 0 | 0 | 0 | 0 | 0 | 0
IGCC-CCS | 0 | 0 | 0 | 0 | 0 | 0
WT_off | 0 | 0 | 0 | 0 | 0 | 0
PseudoUnit | 0 | 0 | 0 | 0 | 0 | 0
FixedInterchange | 0 | 0 | 0 | 0 | 0 | 0
Fuel Cost by Reporting Type: NWPP_Gas
ReportingType | 2015 | 2020 | 2025 | 2030 | 2035 | 2040
BM | 0 | 0 | 0 | 0 | 0 | 0
CC | 941.1 | 1106.2 | 1250.62 | 1375.63 | 1560.9 | 1499.38
CSP | 0 | 0 | 0 | 0 | 0 | 0
CT | 0 | 0 | 0 | 0 | 0 | 0
Coal | 0 | 0 | 0 | 0 | 0 | 0
Geo | 0 | 0 | 0 | 0 | 0 | 0
H | 0 | 0 | 0 | 0 | 0 | 0
LFG | 0 | 0 | 0 | 0 | 0 | 0
Nuc | 0 | 0 | 0 | 0 | 0 | 0
PS | 0 | 0 | 0 | 0 | 0 | 0
PV | 0 | 0 | 0 | 0 | 0 | 0
PeakG | 0 | 0 | 0 | 0 | 0 | 0
PeakO | 0 | 0 | 0 | 0 | 0 | 0
ST | 0 | 0 | 0 | 0 | 0 | 0
STOG | 0 | 0 | 0 | 0 | 0 | 0
STWD | 0 | 0 | 0 | 0 | 0 | 0
WT | 0 | 0 | 0 | 0 | 0 | 0
IGCC | 0 | 0 | 0 | 0 | 0 | 0
DemandResponse | 0 | 0 | 0 | 0 | 0 | 0
IGCC-CCS | 0 | 0 | 0 | 0 | 0 | 0
WT_off | 0 | 0 | 0 | 0 | 0 | 0
PseudoUnit | 0 | 0 | 0 | 0 | 0 | 0
FixedInterchange | 0 | 0 | 0 | 0 | 0 | 0
Fuel Cost by Reporting Type: NWPP_NucRenew
ReportingType | 2015 | 2020 | 2025 | 2030 | 2035 | 2040
BM | 0 | 0 | 0 | 0 | 0 | 0
CC | 0 | 0 | 0 | 0 | 0 | 0
CSP | 0 | 0 | 0 | 0 | 0 | 0
CT | 0 | 0 | 0 | 0 | 0 | 0
Coal | 0 | 0 | 0 | 0 | 0 | 0
Geo | 0 | 0 | 0 | 0 | 0 | 0
H | 0 | 0 | 0 | 0 | 0 | 0
LFG | 0.03 | 0.34 | 0.34 | 0.34 | 0.34 | 0.34
Nuc | 71.13 | 72.58 | 77.12 | 78.63 | 78.63 | 78.63
PS | 0 | 0 | 0 | 0 | 0 | 0
PV | 0 | 0 | 0 | 0 | 0 | 0
PeakG | 0 | 0 | 0 | 0 | 0 | 0
PeakO | 0 | 0 | 0 | 0 | 0 | 0
ST | 0 | 0 | 0 | 0 | 0 | 0
STOG | 0 | 0 | 0 | 0 | 0 | 0
STWD | 0 | 0 | 0 | 0 | 0 | 0
WT | 0 | 0 | 0 | 0 | 0 | 0
IGCC | 0 | 0 | 0 | 0 | 0 | 0
DemandResponse | 0 | 0 | 0 | 0 | 0 | 0
IGCC-CCS | 0 | 0 | 0 | 0 | 0 | 0
WT_off | 0 | 0 | 0 | 0 | 0 | 0
PseudoUnit | 0 | 0 | 0 | 0 | 0 | 0
FixedInterchange | 0 | 0 | 0 | 0 | 0 | 0
Fuel Cost by Reporting Type: RMPA
ReportingType | 2015 | 2020 | 2025 | 2030 | 2035 | 2040
BM | 0 | 0 | 0 | 0 | 0 | 0
CC | 193.11 | 176.58 | 1.55 | 1.7 | 4.92 | 2.1
CSP | 0 | 0 | 0 | 0 | 0 | 0
CT | 0 | 0 | 0 | 0 | 0 | 0
Coal | 672.54 | 593.45 | 564.91 | 567.7 | 632.66 | 830.95
Geo | 0 | 0 | 0 | 0 | 0 | 0
H | 0 | 0 | 0 | 0 | 0 | 0
LFG | 0 | 0.04 | 0.04 | 0.04 | 0.04 | 0.04
Nuc | 0 | 0 | 0 | 0 | 0 | 0
PS | 0 | 0 | 0 | 0 | 0 | 0
PV | 0 | 0 | 0 | 0 | 0 | 0
PeakG | 2.45 | 4.09 | 0.91 | 3.18 | 1.2 | 0.86
PeakO | 0 | 0 | 0 | 0 | 0 | 0
ST | 0 | 0 | 0 | 0 | 0 | 0
STOG | 0 | 0 | 0 | 0 | 0 | 0
STWD | 0 | 0 | 0 | 0 | 0 | 0
WT | 0 | 0 | 0 | 0 | 0 | 0
IGCC | 0 | 0 | 0 | 0 | 0 | 0
DemandResponse | 0 | 0 | 0 | 0 | 0 | 0
IGCC-CCS | 0 | 0 | 0 | 0 | 0 | 0
WT_off | 0 | 0 | 0 | 0 | 0 | 0
PseudoUnit | 0 | 0 | 0 | 0 | 0 | 0
FixedInterchange | 0 | 0 | 0 | 0 | 0 | 0
Fuel Cost by Reporting Type: SP15
ReportingType | 2015 | 2020 | 2025 | 2030 | 2035 | 2040
BM | 3.07 | 3.07 | 2.24 | 2.59 | 1.89 | 2.24
CC | 1076.09 | 712.12 | 430.13 | 417.87 | 284.81 | 126.63
CSP | 0 | 0 | 0 | 0 | 0 | 0
CT | 0 | 0 | 0 | 0 | 0 | 0
Coal | 5.6 | 0 | 0 | 0 | 0 | 0
Geo | 0 | 0 | 0 | 0 | 0 | 0
H | 0 | 0 | 0 | 0 | 0 | 0
LFG | 0.01 | 0.72 | 0.72 | 0.72 | 0.72 | 0.72
Nuc | 139.02 | 141.86 | 150.73 | 153.67 | 153.67 | 153.67
PS | 0 | 0 | 0 | 0 | 0 | 0
PV | 0 | 0 | 0 | 0 | 0 | 0
PeakG | 0 | 0 | 0 | 0 | 0 | 0
PeakO | 0 | 0 | 0 | 0 | 0 | 0
ST | 0 | 0 | 0 | 0 | 0 | 0
STOG | 3.45 | 2.33 | 0 | 0 | 0 | 0
STWD | 62.63 | 62.63 | 1.69 | 29.24 | 19.39 | 8.93
WT | 0 | 0 | 0 | 0 | 0 | 0
IGCC | 0 | 0 | 0 | 0 | 0 | 0
DemandResponse | 0 | 0 | 0 | 0 | 0 | 0
IGCC-CCS | 0 | 0 | 0 | 0 | 0 | 0
WT_off | 0 | 0 | 0 | 0 | 0 | 0
PseudoUnit | 0 | 0 | 0 | 0 | 0 | 0
FixedInterchange | 0 | 0 | 0 | 0 | 0 | 0
Fuel Cost by Reporting Type: ALB
ReportingType | 2015 | 2020 | 2025 | 2030 | 2035 | 2040
BM | 0 | 0 | 0 | 0 | 0 | 0
CC | 556.85 | 732.9 | 855.52 | 1002.17 | 1222.56 | 1296.95
CSP | 0 | 0 | 0 | 0 | 0 | 0
CT | 0 | 0 | 0 | 0 | 0 | 0
Coal | 268.09 | 218.08 | 217.7 | 217.7 | 312.91 | 352.59
Geo | 0 | 0 | 0 | 0 | 0 | 0
H | 0 | 0 | 0 | 0 | 0 | 0
LFG | 0 | 0 | 0 | 0 | 0 | 0
Nuc | 0 | 0 | 0 | 0 | 0 | 0
PS | 0 | 0 | 0 | 0 | 0 | 0
PV | 0 | 0 | 0 | 0 | 0 | 0
PeakG | 0 | 0 | 0 | 0 | 0 | 0
PeakO | 0 | 0 | 0 | 0 | 0 | 0
ST | 0 | 0 | 0 | 0 | 0 | 0
STOG | 0 | 0 | 0 | 0 | 0 | 0
STWD | 0 | 0 | 0 | 0 | 0 | 0
WT | 0 | 0 | 0 | 0 | 0 | 0
IGCC | 0 | 0 | 0 | 0 | 0 | 0
DemandResponse | 0 | 0 | 0 | 0 | 0 | 0
IGCC-CCS | 0 | 0 | 0 | 0 | 0 | 0
WT_off | 0 | 0 | 0 | 0 | 0 | 0
PseudoUnit | 0 | 0 | 0 | 0 | 0 | 0
FixedInterchange | 0 | 0 | 0 | 0 | 0 | 0
Fuel Cost by Reporting Type: BC
ReportingType | 2015 | 2020 | 2025 | 2030 | 2035 | 2040
BM | 0 | 0 | 0 | 0 | 0 | 0
CC | 206.01 | 242.16 | 272.98 | 301.28 | 341.87 | 381.45
CSP | 0 | 0 | 0 | 0 | 0 | 0
CT | 0 | 0 | 0 | 0 | 0 | 0
Coal | 0 | 0 | 0 | 0 | 0 | 0
Geo | 0 | 0 | 0 | 0 | 0 | 0
H | 0 | 0 | 0 | 0 | 0 | 0
LFG | 0 | 0 | 0 | 0 | 0 | 0
Nuc | 0 | 0 | 0 | 0 | 0 | 0
PS | 0 | 0 | 0 | 0 | 0 | 0
PV | 0 | 0 | 0 | 0 | 0 | 0
PeakG | 0 | 0 | 0 | 0 | 0 | 0
PeakO | 0 | 0 | 0 | 0 | 0 | 0
ST | 0 | 0 | 0 | 0 | 0 | 0
STOG | 0 | 0 | 0 | 0 | 0 | 0
STWD | 0 | 0 | 0 | 0 | 0 | 0
WT | 0 | 0 | 0 | 0 | 0 | 0
IGCC | 0 | 0 | 0 | 0 | 0 | 0
DemandResponse | 0 | 0 | 0 | 0 | 0 | 0
IGCC-CCS | 0 | 0 | 0 | 0 | 0 | 0
WT_off | 0 | 0 | 0 | 0 | 0 | 0
PseudoUnit | 0 | 0 | 0 | 0 | 0 | 0
FixedInterchange | 0 | 0 | 0 | 0 | 0 | 0
Fuel Cost by Reporting Type: HQ_IESO
ReportingType | 2015 | 2020 | 2025 | 2030 | 2035 | 2040
BM | 0 | 0 | 0 | 0 | 0 | 0
CC | 0 | 0 | 0 | 0 | 0 | 0
CSP | 0 | 0 | 0 | 0 | 0 | 0
CT | 0 | 0 | 0 | 0 | 0 | 0
Coal | 0 | 0 | 0 | 0 | 0 | 0
Geo | 0 | 0 | 0 | 0 | 0 | 0
H | 0 | 0 | 0 | 0 | 0 | 0
LFG | 0 | 0 | 0 | 0 | 0 | 0
Nuc | 0 | 0 | 0 | 0 | 0 | 0
PS | 0 | 0 | 0 | 0 | 0 | 0
PV | 0 | 0 | 0 | 0 | 0 | 0
PeakG | 0 | 0 | 0 | 0 | 0 | 0
PeakO | 0 | 0 | 0 | 0 | 0 | 0
ST | 0 | 0 | 0 | 0 | 0 | 0
STOG | 0 | 0 | 0 | 0 | 0 | 0
STWD | 0 | 0 | 0 | 0 | 0 | 0
WT | 0 | 0 | 0 | 0 | 0 | 0
IGCC | 0 | 0 | 0 | 0 | 0 | 0
DemandResponse | 0 | 0 | 0 | 0 | 0 | 0
IGCC-CCS | 0 | 0 | 0 | 0 | 0 | 0
WT_off | 0 | 0 | 0 | 0 | 0 | 0
PseudoUnit | 0 | 0 | 0 | 0 | 0 | 0
FixedInterchange | 0 | 0 | 0 | 0 | 0 | 0
Fuel Cost by Reporting Type: HQ_NEISO
ReportingType | 2015 | 2020 | 2025 | 2030 | 2035 | 2040
BM | 0 | 0 | 0 | 0 | 0 | 0
CC | 0 | 0 | 0 | 0 | 0 | 0
CSP | 0 | 0 | 0 | 0 | 0 | 0
CT | 0 | 0 | 0 | 0 | 0 | 0
Coal | 0 | 0 | 0 | 0 | 0 | 0
Geo | 0 | 0 | 0 | 0 | 0 | 0
H | 0 | 0 | 0 | 0 | 0 | 0
LFG | 0 | 0 | 0 | 0 | 0 | 0
Nuc | 0 | 0 | 0 | 0 | 0 | 0
PS | 0 | 0 | 0 | 0 | 0 | 0
PV | 0 | 0 | 0 | 0 | 0 | 0
PeakG | 0 | 0 | 0 | 0 | 0 | 0
PeakO | 0 | 0 | 0 | 0 | 0 | 0
ST | 0 | 0 | 0 | 0 | 0 | 0
STOG | 0 | 0 | 0 | 0 | 0 | 0
STWD | 0 | 0 | 0 | 0 | 0 | 0
WT | 0 | 0 | 0 | 0 | 0 | 0
IGCC | 0 | 0 | 0 | 0 | 0 | 0
DemandResponse | 0 | 0 | 0 | 0 | 0 | 0
IGCC-CCS | 0 | 0 | 0 | 0 | 0 | 0
WT_off | 0 | 0 | 0 | 0 | 0 | 0
PseudoUnit | 0 | 0 | 0 | 0 | 0 | 0
FixedInterchange | 0 | 0 | 0 | 0 | 0 | 0
Fuel Cost by Reporting Type: HQ_NY
ReportingType | 2015 | 2020 | 2025 | 2030 | 2035 | 2040
BM | 0 | 0 | 0 | 0 | 0 | 0
CC | 0 | 0 | 0 | 0 | 0 | 0
CSP | 0 | 0 | 0 | 0 | 0 | 0
CT | 0 | 0 | 0 | 0 | 0 | 0
Coal | 0 | 0 | 0 | 0 | 0 | 0
Geo | 0 | 0 | 0 | 0 | 0 | 0
H | 0 | 0 | 0 | 0 | 0 | 0
LFG | 0 | 0 | 0 | 0 | 0 | 0
Nuc | 0 | 0 | 0 | 0 | 0 | 0
PS | 0 | 0 | 0 | 0 | 0 | 0
PV | 0 | 0 | 0 | 0 | 0 | 0
PeakG | 0 | 0 | 0 | 0 | 0 | 0
PeakO | 0 | 0 | 0 | 0 | 0 | 0
ST | 0 | 0 | 0 | 0 | 0 | 0
STOG | 0 | 0 | 0 | 0 | 0 | 0
STWD | 0 | 0 | 0 | 0 | 0 | 0
WT | 0 | 0 | 0 | 0 | 0 | 0
IGCC | 0 | 0 | 0 | 0 | 0 | 0
DemandResponse | 0 | 0 | 0 | 0 | 0 | 0
IGCC-CCS | 0 | 0 | 0 | 0 | 0 | 0
WT_off | 0 | 0 | 0 | 0 | 0 | 0
PseudoUnit | 0 | 0 | 0 | 0 | 0 | 0
FixedInterchange | 0 | 0 | 0 | 0 | 0 | 0
Fuel Cost by Reporting Type: MARITIMES
ReportingType | 2015 | 2020 | 2025 | 2030 | 2035 | 2040
BM | 0 | 0 | 0 | 0 | 0 | 0
CC | 0 | 0 | 0 | 0 | 0 | 0
CSP | 0 | 0 | 0 | 0 | 0 | 0
CT | 0 | 0 | 0 | 0 | 0 | 0
Coal | 0 | 0 | 0 | 0 | 0 | 0
Geo | 0 | 0 | 0 | 0 | 0 | 0
H | 0 | 0 | 0 | 0 | 0 | 0
LFG | 0 | 0 | 0 | 0 | 0 | 0
Nuc | 0 | 0 | 0 | 0 | 0 | 0
PS | 0 | 0 | 0 | 0 | 0 | 0
PV | 0 | 0 | 0 | 0 | 0 | 0
PeakG | 0 | 0 | 0 | 0 | 0 | 0
PeakO | 0 | 0 | 0 | 0 | 0 | 0
ST | 0 | 0 | 0 | 0 | 0 | 0
STOG | 0 | 0 | 0 | 0 | 0 | 0
STWD | 0 | 0 | 0 | 0 | 0 | 0
WT | 0 | 0 | 0 | 0 | 0 | 0
IGCC | 0 | 0 | 0 | 0 | 0 | 0
DemandResponse | 0 | 0 | 0 | 0 | 0 | 0
IGCC-CCS | 0 | 0 | 0 | 0 | 0 | 0
WT_off | 0 | 0 | 0 | 0 | 0 | 0
PseudoUnit | 0 | 0 | 0 | 0 | 0 | 0
FixedInterchange | 0 | 0 | 0 | 0 | 0 | 0
Fuel Cost by Reporting Type: All
ReportingType | 2015 | 2020 | 2025 | 2030 | 2035 | 2040
BM | 132.52 | 202.1 | 396.64 | 465.06 | 573.48 | 475.32
CC | 34311.63 | 37672.03 | 34475.72 | 35053.02 | 42531.34 | 45865.16
CSP | 0 | 0 | 0 | 0 | 0 | 0
CT | 47.23 | 78.68 | 96.1 | 85.13 | 104.6 | 106.66
Coal | 37148.29 | 33515.64 | 36053.99 | 36723.27 | 40279.83 | 46107.98
Geo | 0 | 0 | 0 | 0 | 0 | 0
H | 0 | 0 | 0 | 0 | 0 | 0
LFG | 0.25 | 2.74 | 5.56 | 6.49 | 6.49 | 6.49
Nuc | 7711.69 | 8128.82 | 8629.89 | 8676.62 | 6764.49 | 5326.78
PS | 0 | 0 | 0 | 0 | 0 | 0
PV | 0 | 0 | 0 | 0 | 0 | 0
PeakG | 182.56 | 298.11 | 378.72 | 386.33 | 557.62 | 586.94
PeakO | 0 | 0 | 0 | 0 | 0 | 0
ST | 0 | 0 | 0 | 0 | 0 | 0
STOG | 457.43 | 554.54 | 401.66 | 311.68 | 329.61 | 264.29
STWD | 741.57 | 654.19 | 346.51 | 445.57 | 417.25 | 405.93
WT | 0 | 0 | 0 | 0 | 0 | 0
IGCC | 90.46 | 91.1 | 92.5 | 92.45 | 97.46 | 99.94
DemandResponse | 0 | 0 | 0 | 0 | 0 | 0
IGCC-CCS | 0 | 0 | 0 | 0 | 0 | 0
WT_off | 0 | 0 | 0 | 0 | 0 | 0
PseudoUnit | 0 | 0 | 0 | 0 | 0 | 0
FixedInterchange | 0 | 0 | 0 | 0 | 0 | 0
Fuel Cost by Reporting Type: EI_US
ReportingType | 2015 | 2020 | 2025 | 2030 | 2035 | 2040
BM | 129.45 | 199.03 | 393.39 | 461.46 | 567.61 | 468.84
CC | 21595.99 | 24717.1 | 22185.72 | 21856.89 | 28404.25 | 31775.59
CSP | 0 | 0 | 0 | 0 | 0 | 0
CT | 46.56 | 77.31 | 93 | 81.39 | 103.78 | 106.41
Coal | 30821.64 | 26920.92 | 28925.02 | 29548.9 | 32439.8 | 36265.56
Geo | 0 | 0 | 0 | 0 | 0 | 0
H | 0 | 0 | 0 | 0 | 0 | 0
LFG | 0.18 | 0.82 | 3.19 | 4.11 | 4.11 | 4.11
Nuc | 5902.64 | 6282.88 | 6675.54 | 6698.54 | 4839.59 | 3513.57
PS | 0 | 0 | 0 | 0 | 0 | 0
PV | 0 | 0 | 0 | 0 | 0 | 0
PeakG | 180.05 | 293.04 | 369.83 | 373.32 | 544.9 | 577.29
PeakO | 0 | 0 | 0 | 0 | 0 | 0
ST | 0 | 0 | 0 | 0 | 0 | 0
STOG | 273.94 | 298.16 | 183.14 | 134.89 | 175.78 | 129.84
STWD | 422.94 | 335.57 | 343.41 | 391.08 | 375.35 | 365.06
WT | 0 | 0 | 0 | 0 | 0 | 0
IGCC | 90.46 | 91.1 | 92.5 | 92.45 | 97.46 | 99.94
DemandResponse | 0 | 0 | 0 | 0 | 0 | 0
IGCC-CCS | 0 | 0 | 0 | 0 | 0 | 0
WT_off | 0 | 0 | 0 | 0 | 0 | 0
PseudoUnit | 0 | 0 | 0 | 0 | 0 | 0
FixedInterchange | 0 | 0 | 0 | 0 | 0 | 0
Fuel Cost by Reporting Type: EI_Canada
ReportingType | 2015 | 2020 | 2025 | 2030 | 2035 | 2040
BM | 0 | 0 | 0 | 0 | 0 | 0.26
CC | 106.36 | 124.15 | 81.86 | 23.8 | 49.18 | 176.65
CSP | 0 | 0 | 0 | 0 | 0 | 0
CT | 0.67 | 0.92 | 1.07 | 1.17 | 0.82 | 0.25
Coal | 9.46 | 20.34 | 39.73 | 61.56 | 165.89 | 212.4
Geo | 0 | 0 | 0 | 0 | 0 | 0
H | 0 | 0 | 0 | 0 | 0 | 0
LFG | 0.02 | 0.02 | 0.02 | 0.02 | 0.02 | 0.02
Nuc | 854.23 | 871.65 | 919.17 | 922.68 | 869.51 | 757.82
PS | 0 | 0 | 0 | 0 | 0 | 0
PV | 0 | 0 | 0 | 0 | 0 | 0
PeakG | 0.05 | 0 | 0 | 0 | 0.34 | 0.38
PeakO | 0 | 0 | 0 | 0 | 0 | 0
ST | 0 | 0 | 0 | 0 | 0 | 0
STOG | 0.18 | 0.02 | 0 | 0 | 0 | 0
STWD | 0 | 0 | 0 | 0 | 0 | 0
WT | 0 | 0 | 0 | 0 | 0 | 0
IGCC | 0 | 0 | 0 | 0 | 0 | 0
DemandResponse | 0 | 0 | 0 | 0 | 0 | 0
IGCC-CCS | 0 | 0 | 0 | 0 | 0 | 0
WT_off | 0 | 0 | 0 | 0 | 0 | 0
PseudoUnit | 0 | 0 | 0 | 0 | 0 | 0
FixedInterchange | 0 | 0 | 0 | 0 | 0 | 0
Fuel Cost by Reporting Type: EI
ReportingType | 2015 | 2020 | 2025 | 2030 | 2035 | 2040
BM | 129.45 | 199.03 | 393.39 | 461.46 | 567.61 | 469.09
CC | 21702.35 | 24841.25 | 22267.57 | 21880.69 | 28453.44 | 31952.24
CSP | 0 | 0 | 0 | 0 | 0 | 0
CT | 47.23 | 78.23 | 94.07 | 82.57 | 104.6 | 106.66
Coal | 30831.1 | 26941.26 | 28964.76 | 29610.45 | 32605.69 | 36477.95
Geo | 0 | 0 | 0 | 0 | 0 | 0
H | 0 | 0 | 0 | 0 | 0 | 0
LFG | 0.2 | 0.84 | 3.21 | 4.13 | 4.13 | 4.13
Nuc | 6756.88 | 7154.54 | 7594.72 | 7621.22 | 5709.1 | 4271.39
PS | 0 | 0 | 0 | 0 | 0 | 0
PV | 0 | 0 | 0 | 0 | 0 | 0
PeakG | 180.1 | 293.04 | 369.83 | 373.32 | 545.24 | 577.67
PeakO | 0 | 0 | 0 | 0 | 0 | 0
ST | 0 | 0 | 0 | 0 | 0 | 0
STOG | 274.12 | 298.18 | 183.14 | 134.89 | 175.78 | 129.84
STWD | 422.94 | 335.57 | 343.41 | 391.08 | 375.35 | 365.06
WT | 0 | 0 | 0 | 0 | 0 | 0
IGCC | 90.46 | 91.1 | 92.5 | 92.45 | 97.46 | 99.94
DemandResponse | 0 | 0 | 0 | 0 | 0 | 0
IGCC-CCS | 0 | 0 | 0 | 0 | 0 | 0
WT_off | 0 | 0 | 0 | 0 | 0 | 0
PseudoUnit | 0 | 0 | 0 | 0 | 0 | 0
FixedInterchange | 0 | 0 | 0 | 0 | 0 | 0
Fuel Cost by Reporting Type: Outside_EI
ReportingType | 2015 | 2020 | 2025 | 2030 | 2035 | 2040
BM | 3.07 | 3.07 | 3.24 | 3.6 | 5.87 | 6.23
CC | 12609.28 | 12830.78 | 12208.15 | 13172.34 | 14077.9 | 13912.92
CSP | 0 | 0 | 0 | 0 | 0 | 0
CT | 0 | 0.45 | 2.02 | 2.56 | 0 | 0
Coal | 6317.19 | 6574.38 | 7089.24 | 7112.82 | 7674.13 | 9630.03
Geo | 0 | 0 | 0 | 0 | 0 | 0
H | 0 | 0 | 0 | 0 | 0 | 0
LFG | 0.05 | 1.9 | 2.36 | 2.36 | 2.36 | 2.36
Nuc | 954.81 | 974.28 | 1035.18 | 1055.4 | 1055.4 | 1055.4
PS | 0 | 0 | 0 | 0 | 0 | 0
PV | 0 | 0 | 0 | 0 | 0 | 0
PeakG | 2.45 | 5.07 | 8.89 | 13.01 | 12.39 | 9.26
PeakO | 0 | 0 | 0 | 0 | 0 | 0
ST | 0 | 0 | 0 | 0 | 0 | 0
STOG | 183.31 | 256.36 | 218.53 | 176.79 | 153.83 | 134.45
STWD | 318.62 | 318.62 | 3.1 | 54.49 | 41.91 | 40.87
WT | 0 | 0 | 0 | 0 | 0 | 0
IGCC | 0 | 0 | 0 | 0 | 0 | 0
DemandResponse | 0 | 0 | 0 | 0 | 0 | 0
IGCC-CCS | 0 | 0 | 0 | 0 | 0 | 0
WT_off | 0 | 0 | 0 | 0 | 0 | 0
PseudoUnit | 0 | 0 | 0 | 0 | 0 | 0
FixedInterchange | 0 | 0 | 0 | 0 | 0 | 0
#7 | Emission Cost ($million)
==== Emission Program: TitleIV_CAIRSO2 : (SO2) ====
Emission Cost by Reporting Type: Entergy
ReportingType | 2015 | 2020 | 2025 | 2030 | 2035 | 2040
BM | 0 | 0 | 0 | 0 | 0 | 0
CC | 0 | 0 | 0 | 0 | 0 | 0
CSP | 0 | 0 | 0 | 0 | 0 | 0
CT | 0 | 0 | 0 | 0 | 0 | 0
Coal | 42.53 | 0 | 0 | 0 | 0 | 0
Geo | 0 | 0 | 0 | 0 | 0 | 0
H | 0 | 0 | 0 | 0 | 0 | 0
LFG | 0 | 0 | 0 | 0 | 0 | 0
Nuc | 0 | 0 | 0 | 0 | 0 | 0
PS | 0 | 0 | 0 | 0 | 0 | 0
PV | 0 | 0 | 0 | 0 | 0 | 0
PeakG | 0 | 0 | 0 | 0 | 0 | 0
PeakO | 0 | 0 | 0 | 0 | 0 | 0
ST | 0 | 0 | 0 | 0 | 0 | 0
STOG | 0 | 0 | 0 | 0 | 0 | 0
STWD | 0 | 0 | 0 | 0 | 0 | 0
WT | 0 | 0 | 0 | 0 | 0 | 0
IGCC | 0 | 0 | 0 | 0 | 0 | 0
DemandResponse | 0 | 0 | 0 | 0 | 0 | 0
IGCC-CCS | 0 | 0 | 0 | 0 | 0 | 0
WT_off | 0 | 0 | 0 | 0 | 0 | 0
PseudoUnit | 0 | 0 | 0 | 0 | 0 | 0
FixedInterchange | 0 | 0 | 0 | 0 | 0 | 0
Emission Cost by Reporting Type: FRCC
ReportingType | 2015 | 2020 | 2025 | 2030 | 2035 | 2040
BM | 0 | 0 | 0 | 0 | 0 | 0
CC | 0 | 0 | 0 | 0 | 0 | 0
CSP | 0 | 0 | 0 | 0 | 0 | 0
CT | 0 | 0 | 0 | 0 | 0 | 0
Coal | 8.91 | 0 | 0 | 0 | 0 | 0
Geo | 0 | 0 | 0 | 0 | 0 | 0
H | 0 | 0 | 0 | 0 | 0 | 0
LFG | 0 | 0 | 0 | 0 | 0 | 0
Nuc | 0 | 0 | 0 | 0 | 0 | 0
PS | 0 | 0 | 0 | 0 | 0 | 0
PV | 0 | 0 | 0 | 0 | 0 | 0
PeakG | 0 | 0 | 0 | 0 | 0 | 0
PeakO | 0 | 0 | 0 | 0 | 0 | 0
ST | 0 | 0 | 0 | 0 | 0 | 0
STOG | 0 | 0 | 0 | 0 | 0 | 0
STWD | 0 | 0 | 0 | 0 | 0 | 0
WT | 0 | 0 | 0 | 0 | 0 | 0
IGCC | 0 | 0 | 0 | 0 | 0 | 0
DemandResponse | 0 | 0 | 0 | 0 | 0 | 0
IGCC-CCS | 0 | 0 | 0 | 0 | 0 | 0
WT_off | 0 | 0 | 0 | 0 | 0 | 0
PseudoUnit | 0 | 0 | 0 | 0 | 0 | 0
FixedInterchange | 0 | 0 | 0 | 0 | 0 | 0
Emission Cost by Reporting Type: MAPP_US
ReportingType | 2015 | 2020 | 2025 | 2030 | 2035 | 2040
BM | 0 | 0 | 0 | 0 | 0 | 0
CC | 0 | 0 | 0 | 0 | 0 | 0
CSP | 0 | 0 | 0 | 0 | 0 | 0
CT | 0 | 0 | 0 | 0 | 0 | 0
Coal | 1.7 | 0 | 0 | 0 | 0 | 0
Geo | 0 | 0 | 0 | 0 | 0 | 0
H | 0 | 0 | 0 | 0 | 0 | 0
LFG | 0 | 0 | 0 | 0 | 0 | 0
Nuc | 0 | 0 | 0 | 0 | 0 | 0
PS | 0 | 0 | 0 | 0 | 0 | 0
PV | 0 | 0 | 0 | 0 | 0 | 0
PeakG | 0 | 0 | 0 | 0 | 0 | 0
PeakO | 0 | 0 | 0 | 0 | 0 | 0
ST | 0 | 0 | 0 | 0 | 0 | 0
STOG | 0 | 0 | 0 | 0 | 0 | 0
STWD | 0 | 0 | 0 | 0 | 0 | 0
WT | 0 | 0 | 0 | 0 | 0 | 0
IGCC | 0 | 0 | 0 | 0 | 0 | 0
DemandResponse | 0 | 0 | 0 | 0 | 0 | 0
IGCC-CCS | 0 | 0 | 0 | 0 | 0 | 0
WT_off | 0 | 0 | 0 | 0 | 0 | 0
PseudoUnit | 0 | 0 | 0 | 0 | 0 | 0
FixedInterchange | 0 | 0 | 0 | 0 | 0 | 0
Emission Cost by Reporting Type: MISO_IN
ReportingType | 2015 | 2020 | 2025 | 2030 | 2035 | 2040
BM | 0 | 0 | 0 | 0 | 0 | 0
CC | 0 | 0 | 0 | 0 | 0 | 0
CSP | 0 | 0 | 0 | 0 | 0 | 0
CT | 0 | 0 | 0 | 0 | 0 | 0
Coal | 35.16 | 0 | 0 | 0 | 0 | 0
Geo | 0 | 0 | 0 | 0 | 0 | 0
H | 0 | 0 | 0 | 0 | 0 | 0
LFG | 0 | 0 | 0 | 0 | 0 | 0
Nuc | 0 | 0 | 0 | 0 | 0 | 0
PS | 0 | 0 | 0 | 0 | 0 | 0
PV | 0 | 0 | 0 | 0 | 0 | 0
PeakG | 0 | 0 | 0 | 0 | 0 | 0
PeakO | 0 | 0 | 0 | 0 | 0 | 0
ST | 0 | 0 | 0 | 0 | 0 | 0
STOG | 0 | 0 | 0 | 0 | 0 | 0
STWD | 0 | 0 | 0 | 0 | 0 | 0
WT | 0 | 0 | 0 | 0 | 0 | 0
IGCC | 0.28 | 0 | 0 | 0 | 0 | 0
DemandResponse | 0 | 0 | 0 | 0 | 0 | 0
IGCC-CCS | 0 | 0 | 0 | 0 | 0 | 0
WT_off | 0 | 0 | 0 | 0 | 0 | 0
PseudoUnit | 0 | 0 | 0 | 0 | 0 | 0
FixedInterchange | 0 | 0 | 0 | 0 | 0 | 0
Emission Cost by Reporting Type: MISO_MI
ReportingType | 2015 | 2020 | 2025 | 2030 | 2035 | 2040
BM | 0 | 0 | 0 | 0 | 0 | 0
CC | 0 | 0 | 0 | 0 | 0 | 0
CSP | 0 | 0 | 0 | 0 | 0 | 0
CT | 0 | 0 | 0 | 0 | 0 | 0
Coal | 24.71 | 0 | 0 | 0 | 0 | 0
Geo | 0 | 0 | 0 | 0 | 0 | 0
H | 0 | 0 | 0 | 0 | 0 | 0
LFG | 0 | 0 | 0 | 0 | 0 | 0
Nuc | 0 | 0 | 0 | 0 | 0 | 0
PS | 0 | 0 | 0 | 0 | 0 | 0
PV | 0 | 0 | 0 | 0 | 0 | 0
PeakG | 0 | 0 | 0 | 0 | 0 | 0
PeakO | 0 | 0 | 0 | 0 | 0 | 0
ST | 0 | 0 | 0 | 0 | 0 | 0
STOG | 0 | 0 | 0 | 0 | 0 | 0
STWD | 0 | 0 | 0 | 0 | 0 | 0
WT | 0 | 0 | 0 | 0 | 0 | 0
IGCC | 0 | 0 | 0 | 0 | 0 | 0
DemandResponse | 0 | 0 | 0 | 0 | 0 | 0
IGCC-CCS | 0 | 0 | 0 | 0 | 0 | 0
WT_off | 0 | 0 | 0 | 0 | 0 | 0
PseudoUnit | 0 | 0 | 0 | 0 | 0 | 0
FixedInterchange | 0 | 0 | 0 | 0 | 0 | 0
Emission Cost by Reporting Type: MISO_MO-IL
ReportingType | 2015 | 2020 | 2025 | 2030 | 2035 | 2040
BM | 0 | 0 | 0 | 0 | 0 | 0
CC | 0 | 0 | 0 | 0 | 0 | 0
CSP | 0 | 0 | 0 | 0 | 0 | 0
CT | 0 | 0 | 0 | 0 | 0 | 0
Coal | 61 | 0 | 0 | 0 | 0 | 0
Geo | 0 | 0 | 0 | 0 | 0 | 0
H | 0 | 0 | 0 | 0 | 0 | 0
LFG | 0 | 0 | 0 | 0 | 0 | 0
Nuc | 0 | 0 | 0 | 0 | 0 | 0
PS | 0 | 0 | 0 | 0 | 0 | 0
PV | 0 | 0 | 0 | 0 | 0 | 0
PeakG | 0 | 0 | 0 | 0 | 0 | 0
PeakO | 0 | 0 | 0 | 0 | 0 | 0
ST | 0 | 0 | 0 | 0 | 0 | 0
STOG | 0 | 0 | 0 | 0 | 0 | 0
STWD | 0 | 0 | 0 | 0 | 0 | 0
WT | 0 | 0 | 0 | 0 | 0 | 0
IGCC | 0 | 0 | 0 | 0 | 0 | 0
DemandResponse | 0 | 0 | 0 | 0 | 0 | 0
IGCC-CCS | 0 | 0 | 0 | 0 | 0 | 0
WT_off | 0 | 0 | 0 | 0 | 0 | 0
PseudoUnit | 0 | 0 | 0 | 0 | 0 | 0
FixedInterchange | 0 | 0 | 0 | 0 | 0 | 0
Emission Cost by Reporting Type: MISO_W
ReportingType | 2015 | 2020 | 2025 | 2030 | 2035 | 2040
BM | 0 | 0 | 0 | 0 | 0 | 0
CC | 0 | 0 | 0 | 0 | 0 | 0
CSP | 0 | 0 | 0 | 0 | 0 | 0
CT | 0 | 0 | 0 | 0 | 0 | 0
Coal | 29.51 | 0 | 0 | 0 | 0 | 0
Geo | 0 | 0 | 0 | 0 | 0 | 0
H | 0 | 0 | 0 | 0 | 0 | 0
LFG | 0 | 0 | 0 | 0 | 0 | 0
Nuc | 0 | 0 | 0 | 0 | 0 | 0
PS | 0 | 0 | 0 | 0 | 0 | 0
PV | 0 | 0 | 0 | 0 | 0 | 0
PeakG | 0 | 0 | 0 | 0 | 0 | 0
PeakO | 0 | 0 | 0 | 0 | 0 | 0
ST | 0 | 0 | 0 | 0 | 0 | 0
STOG | 0 | 0 | 0 | 0 | 0 | 0
STWD | 0 | 0 | 0 | 0 | 0 | 0
WT | 0 | 0 | 0 | 0 | 0 | 0
IGCC | 0 | 0 | 0 | 0 | 0 | 0
DemandResponse | 0 | 0 | 0 | 0 | 0 | 0
IGCC-CCS | 0 | 0 | 0 | 0 | 0 | 0
WT_off | 0 | 0 | 0 | 0 | 0 | 0
PseudoUnit | 0 | 0 | 0 | 0 | 0 | 0
FixedInterchange | 0 | 0 | 0 | 0 | 0 | 0
Emission Cost by Reporting Type: MISO_WUMS
ReportingType | 2015 | 2020 | 2025 | 2030 | 2035 | 2040
BM | 0 | 0 | 0 | 0 | 0 | 0
CC | 0 | 0 | 0 | 0 | 0 | 0
CSP | 0 | 0 | 0 | 0 | 0 | 0
CT | 0 | 0 | 0 | 0 | 0 | 0
Coal | 6.47 | 0 | 0 | 0 | 0 | 0
Geo | 0 | 0 | 0 | 0 | 0 | 0
H | 0 | 0 | 0 | 0 | 0 | 0
LFG | 0 | 0 | 0 | 0 | 0 | 0
Nuc | 0 | 0 | 0 | 0 | 0 | 0
PS | 0 | 0 | 0 | 0 | 0 | 0
PV | 0 | 0 | 0 | 0 | 0 | 0
PeakG | 0 | 0 | 0 | 0 | 0 | 0
PeakO | 0 | 0 | 0 | 0 | 0 | 0
ST | 0 | 0 | 0 | 0 | 0 | 0
STOG | 0 | 0 | 0 | 0 | 0 | 0
STWD | 0 | 0 | 0 | 0 | 0 | 0
WT | 0 | 0 | 0 | 0 | 0 | 0
IGCC | 0 | 0 | 0 | 0 | 0 | 0
DemandResponse | 0 | 0 | 0 | 0 | 0 | 0
IGCC-CCS | 0 | 0 | 0 | 0 | 0 | 0
WT_off | 0 | 0 | 0 | 0 | 0 | 0
PseudoUnit | 0 | 0 | 0 | 0 | 0 | 0
FixedInterchange | 0 | 0 | 0 | 0 | 0 | 0
Emission Cost by Reporting Type: Nebraska
ReportingType | 2015 | 2020 | 2025 | 2030 | 2035 | 2040
BM | 0 | 0 | 0 | 0 | 0 | 0
CC | 0 | 0 | 0 | 0 | 0 | 0
CSP | 0 | 0 | 0 | 0 | 0 | 0
CT | 0 | 0 | 0 | 0 | 0 | 0
Coal | 5.1 | 0 | 0 | 0 | 0 | 0
Geo | 0 | 0 | 0 | 0 | 0 | 0
H | 0 | 0 | 0 | 0 | 0 | 0
LFG | 0 | 0 | 0 | 0 | 0 | 0
Nuc | 0 | 0 | 0 | 0 | 0 | 0
PS | 0 | 0 | 0 | 0 | 0 | 0
PV | 0 | 0 | 0 | 0 | 0 | 0
PeakG | 0 | 0 | 0 | 0 | 0 | 0
PeakO | 0 | 0 | 0 | 0 | 0 | 0
ST | 0 | 0 | 0 | 0 | 0 | 0
STOG | 0 | 0 | 0 | 0 | 0 | 0
STWD | 0 | 0 | 0 | 0 | 0 | 0
WT | 0 | 0 | 0 | 0 | 0 | 0
IGCC | 0 | 0 | 0 | 0 | 0 | 0
DemandResponse | 0 | 0 | 0 | 0 | 0 | 0
IGCC-CCS | 0 | 0 | 0 | 0 | 0 | 0
WT_off | 0 | 0 | 0 | 0 | 0 | 0
PseudoUnit | 0 | 0 | 0 | 0 | 0 | 0
FixedInterchange | 0 | 0 | 0 | 0 | 0 | 0
Emission Cost by Reporting Type: NEISO
ReportingType | 2015 | 2020 | 2025 | 2030 | 2035 | 2040
BM | 0 | 0 | 0 | 0 | 0 | 0
CC | 0 | 0 | 0 | 0 | 0 | 0
CSP | 0 | 0 | 0 | 0 | 0 | 0
CT | 0 | 0 | 0 | 0 | 0 | 0
Coal | 0 | 0 | 0 | 0 | 0 | 0
Geo | 0 | 0 | 0 | 0 | 0 | 0
H | 0 | 0 | 0 | 0 | 0 | 0
LFG | 0 | 0 | 0 | 0 | 0 | 0
Nuc | 0 | 0 | 0 | 0 | 0 | 0
PS | 0 | 0 | 0 | 0 | 0 | 0
PV | 0 | 0 | 0 | 0 | 0 | 0
PeakG | 0 | 0 | 0 | 0 | 0 | 0
PeakO | 0 | 0 | 0 | 0 | 0 | 0
ST | 0 | 0 | 0 | 0 | 0 | 0
STOG | 0 | 0 | 0 | 0 | 0 | 0
STWD | 0 | 0 | 0 | 0 | 0 | 0
WT | 0 | 0 | 0 | 0 | 0 | 0
IGCC | 0 | 0 | 0 | 0 | 0 | 0
DemandResponse | 0 | 0 | 0 | 0 | 0 | 0
IGCC-CCS | 0 | 0 | 0 | 0 | 0 | 0
WT_off | 0 | 0 | 0 | 0 | 0 | 0
PseudoUnit | 0 | 0 | 0 | 0 | 0 | 0
FixedInterchange | 0 | 0 | 0 | 0 | 0 | 0
Emission Cost by Reporting Type: NonRTO_Midwest
ReportingType | 2015 | 2020 | 2025 | 2030 | 2035 | 2040
BM | 0 | 0 | 0 | 0 | 0 | 0
CC | 0 | 0 | 0 | 0 | 0 | 0
CSP | 0 | 0 | 0 | 0 | 0 | 0
CT | 0 | 0 | 0 | 0 | 0 | 0
Coal | 19.43 | 0 | 0 | 0 | 0 | 0
Geo | 0 | 0 | 0 | 0 | 0 | 0
H | 0 | 0 | 0 | 0 | 0 | 0
LFG | 0 | 0 | 0 | 0 | 0 | 0
Nuc | 0 | 0 | 0 | 0 | 0 | 0
PS | 0 | 0 | 0 | 0 | 0 | 0
PV | 0 | 0 | 0 | 0 | 0 | 0
PeakG | 0 | 0 | 0 | 0 | 0 | 0
PeakO | 0 | 0 | 0 | 0 | 0 | 0
ST | 0 | 0 | 0 | 0 | 0 | 0
STOG | 0 | 0 | 0 | 0 | 0 | 0
STWD | 0 | 0 | 0 | 0 | 0 | 0
WT | 0 | 0 | 0 | 0 | 0 | 0
IGCC | 0 | 0 | 0 | 0 | 0 | 0
DemandResponse | 0 | 0 | 0 | 0 | 0 | 0
IGCC-CCS | 0 | 0 | 0 | 0 | 0 | 0
WT_off | 0 | 0 | 0 | 0 | 0 | 0
PseudoUnit | 0 | 0 | 0 | 0 | 0 | 0
FixedInterchange | 0 | 0 | 0 | 0 | 0 | 0
Emission Cost by Reporting Type: NYISO_A-F
ReportingType | 2015 | 2020 | 2025 | 2030 | 2035 | 2040
BM | 0 | 0 | 0 | 0 | 0 | 0
CC | 0 | 0 | 0 | 0 | 0 | 0
CSP | 0 | 0 | 0 | 0 | 0 | 0
CT | 0 | 0 | 0 | 0 | 0 | 0
Coal | 0 | 0 | 0 | 0 | 0 | 0
Geo | 0 | 0 | 0 | 0 | 0 | 0
H | 0 | 0 | 0 | 0 | 0 | 0
LFG | 0 | 0 | 0 | 0 | 0 | 0
Nuc | 0 | 0 | 0 | 0 | 0 | 0
PS | 0 | 0 | 0 | 0 | 0 | 0
PV | 0 | 0 | 0 | 0 | 0 | 0
PeakG | 0 | 0 | 0 | 0 | 0 | 0
PeakO | 0 | 0 | 0 | 0 | 0 | 0
ST | 0 | 0 | 0 | 0 | 0 | 0
STOG | 0 | 0 | 0 | 0 | 0 | 0
STWD | 0 | 0 | 0 | 0 | 0 | 0
WT | 0 | 0 | 0 | 0 | 0 | 0
IGCC | 0 | 0 | 0 | 0 | 0 | 0
DemandResponse | 0 | 0 | 0 | 0 | 0 | 0
IGCC-CCS | 0 | 0 | 0 | 0 | 0 | 0
WT_off | 0 | 0 | 0 | 0 | 0 | 0
PseudoUnit | 0 | 0 | 0 | 0 | 0 | 0
FixedInterchange | 0 | 0 | 0 | 0 | 0 | 0
Emission Cost by Reporting Type: NYISO_G-I
ReportingType | 2015 | 2020 | 2025 | 2030 | 2035 | 2040
BM | 0 | 0 | 0 | 0 | 0 | 0
CC | 0 | 0 | 0 | 0 | 0 | 0
CSP | 0 | 0 | 0 | 0 | 0 | 0
CT | 0 | 0 | 0 | 0 | 0 | 0
Coal | 0 | 0 | 0 | 0 | 0 | 0
Geo | 0 | 0 | 0 | 0 | 0 | 0
H | 0 | 0 | 0 | 0 | 0 | 0
LFG | 0 | 0 | 0 | 0 | 0 | 0
Nuc | 0 | 0 | 0 | 0 | 0 | 0
PS | 0 | 0 | 0 | 0 | 0 | 0
PV | 0 | 0 | 0 | 0 | 0 | 0
PeakG | 0 | 0 | 0 | 0 | 0 | 0
PeakO | 0 | 0 | 0 | 0 | 0 | 0
ST | 0 | 0 | 0 | 0 | 0 | 0
STOG | 0 | 0 | 0 | 0 | 0 | 0
STWD | 0 | 0 | 0 | 0 | 0 | 0
WT | 0 | 0 | 0 | 0 | 0 | 0
IGCC | 0 | 0 | 0 | 0 | 0 | 0
DemandResponse | 0 | 0 | 0 | 0 | 0 | 0
IGCC-CCS | 0 | 0 | 0 | 0 | 0 | 0
WT_off | 0 | 0 | 0 | 0 | 0 | 0
PseudoUnit | 0 | 0 | 0 | 0 | 0 | 0
FixedInterchange | 0 | 0 | 0 | 0 | 0 | 0
Emission Cost by Reporting Type: NYISO_J-K
ReportingType | 2015 | 2020 | 2025 | 2030 | 2035 | 2040
BM | 0 | 0 | 0 | 0 | 0 | 0
CC | 0 | 0 | 0 | 0 | 0 | 0
CSP | 0 | 0 | 0 | 0 | 0 | 0
CT | 0 | 0 | 0 | 0 | 0 | 0
Coal | 0 | 0 | 0 | 0 | 0 | 0
Geo | 0 | 0 | 0 | 0 | 0 | 0
H | 0 | 0 | 0 | 0 | 0 | 0
LFG | 0 | 0 | 0 | 0 | 0 | 0
Nuc | 0 | 0 | 0 | 0 | 0 | 0
PS | 0 | 0 | 0 | 0 | 0 | 0
PV | 0 | 0 | 0 | 0 | 0 | 0
PeakG | 0 | 0 | 0 | 0 | 0 | 0
PeakO | 0 | 0 | 0 | 0 | 0 | 0
ST | 0 | 0 | 0 | 0 | 0 | 0
STOG | 0 | 0 | 0 | 0 | 0 | 0
STWD | 0 | 0 | 0 | 0 | 0 | 0
WT | 0 | 0 | 0 | 0 | 0 | 0
IGCC | 0 | 0 | 0 | 0 | 0 | 0
DemandResponse | 0 | 0 | 0 | 0 | 0 | 0
IGCC-CCS | 0 | 0 | 0 | 0 | 0 | 0
WT_off | 0 | 0 | 0 | 0 | 0 | 0
PseudoUnit | 0 | 0 | 0 | 0 | 0 | 0
FixedInterchange | 0 | 0 | 0 | 0 | 0 | 0
Emission Cost by Reporting Type: PJM_E
ReportingType | 2015 | 2020 | 2025 | 2030 | 2035 | 2040
BM | 0 | 0 | 0 | 0 | 0 | 0
CC | 0 | 0 | 0 | 0 | 0 | 0
CSP | 0 | 0 | 0 | 0 | 0 | 0
CT | 0 | 0 | 0 | 0 | 0 | 0
Coal | 0.02 | 0 | 0 | 0 | 0 | 0
Geo | 0 | 0 | 0 | 0 | 0 | 0
H | 0 | 0 | 0 | 0 | 0 | 0
LFG | 0 | 0 | 0 | 0 | 0 | 0
Nuc | 0 | 0 | 0 | 0 | 0 | 0
PS | 0 | 0 | 0 | 0 | 0 | 0
PV | 0 | 0 | 0 | 0 | 0 | 0
PeakG | 0 | 0 | 0 | 0 | 0 | 0
PeakO | 0 | 0 | 0 | 0 | 0 | 0
ST | 0 | 0 | 0 | 0 | 0 | 0
STOG | 0 | 0 | 0 | 0 | 0 | 0
STWD | 0 | 0 | 0 | 0 | 0 | 0
WT | 0 | 0 | 0 | 0 | 0 | 0
IGCC | 0 | 0 | 0 | 0 | 0 | 0
DemandResponse | 0 | 0 | 0 | 0 | 0 | 0
IGCC-CCS | 0 | 0 | 0 | 0 | 0 | 0
WT_off | 0 | 0 | 0 | 0 | 0 | 0
PseudoUnit | 0 | 0 | 0 | 0 | 0 | 0
FixedInterchange | 0 | 0 | 0 | 0 | 0 | 0
Emission Cost by Reporting Type: PJM_ROM
ReportingType | 2015 | 2020 | 2025 | 2030 | 2035 | 2040
BM | 0 | 0 | 0 | 0 | 0 | 0
CC | 0 | 0 | 0 | 0 | 0 | 0
CSP | 0 | 0 | 0 | 0 | 0 | 0
CT | 0 | 0 | 0 | 0 | 0 | 0
Coal | 18.79 | 0 | 0 | 0 | 0 | 0
Geo | 0 | 0 | 0 | 0 | 0 | 0
H | 0 | 0 | 0 | 0 | 0 | 0
LFG | 0 | 0 | 0 | 0 | 0 | 0
Nuc | 0 | 0 | 0 | 0 | 0 | 0
PS | 0 | 0 | 0 | 0 | 0 | 0
PV | 0 | 0 | 0 | 0 | 0 | 0
PeakG | 0 | 0 | 0 | 0 | 0 | 0
PeakO | 0 | 0 | 0 | 0 | 0 | 0
ST | 0 | 0 | 0 | 0 | 0 | 0
STOG | 0 | 0 | 0 | 0 | 0 | 0
STWD | 0 | 0 | 0 | 0 | 0 | 0
WT | 0 | 0 | 0 | 0 | 0 | 0
IGCC | 0 | 0 | 0 | 0 | 0 | 0
DemandResponse | 0 | 0 | 0 | 0 | 0 | 0
IGCC-CCS | 0 | 0 | 0 | 0 | 0 | 0
WT_off | 0 | 0 | 0 | 0 | 0 | 0
PseudoUnit | 0 | 0 | 0 | 0 | 0 | 0
FixedInterchange | 0 | 0 | 0 | 0 | 0 | 0
Emission Cost by Reporting Type: PJM_ROR
ReportingType | 2015 | 2020 | 2025 | 2030 | 2035 | 2040
BM | 0 | 0 | 0 | 0 | 0 | 0
CC | 0 | 0 | 0 | 0 | 0 | 0
CSP | 0 | 0 | 0 | 0 | 0 | 0
CT | 0 | 0 | 0 | 0 | 0 | 0
Coal | 191.24 | 0 | 0 | 0 | 0 | 0
Geo | 0 | 0 | 0 | 0 | 0 | 0
H | 0 | 0 | 0 | 0 | 0 | 0
LFG | 0 | 0 | 0 | 0 | 0 | 0
Nuc | 0 | 0 | 0 | 0 | 0 | 0
PS | 0 | 0 | 0 | 0 | 0 | 0
PV | 0 | 0 | 0 | 0 | 0 | 0
PeakG | 0 | 0 | 0 | 0 | 0 | 0
PeakO | 0 | 0 | 0 | 0 | 0 | 0
ST | 0 | 0 | 0 | 0 | 0 | 0
STOG | 0 | 0 | 0 | 0 | 0 | 0
STWD | 0 | 0 | 0 | 0 | 0 | 0
WT | 0 | 0 | 0 | 0 | 0 | 0
IGCC | 0 | 0 | 0 | 0 | 0 | 0
DemandResponse | 0 | 0 | 0 | 0 | 0 | 0
IGCC-CCS | 0 | 0 | 0 | 0 | 0 | 0
WT_off | 0 | 0 | 0 | 0 | 0 | 0
PseudoUnit | 0 | 0 | 0 | 0 | 0 | 0
FixedInterchange | 0 | 0 | 0 | 0 | 0 | 0
Emission Cost by Reporting Type: SOCO
ReportingType | 2015 | 2020 | 2025 | 2030 | 2035 | 2040
BM | 0 | 0 | 0 | 0 | 0 | 0
CC | 0 | 0 | 0 | 0 | 0 | 0
CSP | 0 | 0 | 0 | 0 | 0 | 0
CT | 0 | 0 | 0 | 0 | 0 | 0
Coal | 62.4 | 0 | 0 | 0 | 0 | 0
Geo | 0 | 0 | 0 | 0 | 0 | 0
H | 0 | 0 | 0 | 0 | 0 | 0
LFG | 0 | 0 | 0 | 0 | 0 | 0
Nuc | 0 | 0 | 0 | 0 | 0 | 0
PS | 0 | 0 | 0 | 0 | 0 | 0
PV | 0 | 0 | 0 | 0 | 0 | 0
PeakG | 0 | 0 | 0 | 0 | 0 | 0
PeakO | 0 | 0 | 0 | 0 | 0 | 0
ST | 0 | 0 | 0 | 0 | 0 | 0
STOG | 0 | 0 | 0 | 0 | 0 | 0
STWD | 0 | 0 | 0 | 0 | 0 | 0
WT | 0 | 0 | 0 | 0 | 0 | 0
IGCC | 0 | 0 | 0 | 0 | 0 | 0
DemandResponse | 0 | 0 | 0 | 0 | 0 | 0
IGCC-CCS | 0 | 0 | 0 | 0 | 0 | 0
WT_off | 0 | 0 | 0 | 0 | 0 | 0
PseudoUnit | 0 | 0 | 0 | 0 | 0 | 0
FixedInterchange | 0 | 0 | 0 | 0 | 0 | 0
Emission Cost by Reporting Type: SPP_N
ReportingType | 2015 | 2020 | 2025 | 2030 | 2035 | 2040
BM | 0 | 0 | 0 | 0 | 0 | 0
CC | 0 | 0 | 0 | 0 | 0 | 0
CSP | 0 | 0 | 0 | 0 | 0 | 0
CT | 0 | 0 | 0 | 0 | 0 | 0
Coal | 7.29 | 0 | 0 | 0 | 0 | 0
Geo | 0 | 0 | 0 | 0 | 0 | 0
H | 0 | 0 | 0 | 0 | 0 | 0
LFG | 0 | 0 | 0 | 0 | 0 | 0
Nuc | 0 | 0 | 0 | 0 | 0 | 0
PS | 0 | 0 | 0 | 0 | 0 | 0
PV | 0 | 0 | 0 | 0 | 0 | 0
PeakG | 0 | 0 | 0 | 0 | 0 | 0
PeakO | 0 | 0 | 0 | 0 | 0 | 0
ST | 0 | 0 | 0 | 0 | 0 | 0
STOG | 0 | 0 | 0 | 0 | 0 | 0
STWD | 0 | 0 | 0 | 0 | 0 | 0
WT | 0 | 0 | 0 | 0 | 0 | 0
IGCC | 0 | 0 | 0 | 0 | 0 | 0
DemandResponse | 0 | 0 | 0 | 0 | 0 | 0
IGCC-CCS | 0 | 0 | 0 | 0 | 0 | 0
WT_off | 0 | 0 | 0 | 0 | 0 | 0
PseudoUnit | 0 | 0 | 0 | 0 | 0 | 0
FixedInterchange | 0 | 0 | 0 | 0 | 0 | 0
Emission Cost by Reporting Type: SPP_S
ReportingType | 2015 | 2020 | 2025 | 2030 | 2035 | 2040
BM | 0 | 0 | 0 | 0 | 0 | 0
CC | 0 | 0 | 0 | 0 | 0 | 0
CSP | 0 | 0 | 0 | 0 | 0 | 0
CT | 0 | 0 | 0 | 0 | 0 | 0
Coal | 25.42 | 0 | 0 | 0 | 0 | 0
Geo | 0 | 0 | 0 | 0 | 0 | 0
H | 0 | 0 | 0 | 0 | 0 | 0
LFG | 0 | 0 | 0 | 0 | 0 | 0
Nuc | 0 | 0 | 0 | 0 | 0 | 0
PS | 0 | 0 | 0 | 0 | 0 | 0
PV | 0 | 0 | 0 | 0 | 0 | 0
PeakG | 0 | 0 | 0 | 0 | 0 | 0
PeakO | 0 | 0 | 0 | 0 | 0 | 0
ST | 0 | 0 | 0 | 0 | 0 | 0
STOG | 0 | 0 | 0 | 0 | 0 | 0
STWD | 0 | 0 | 0 | 0 | 0 | 0
WT | 0 | 0 | 0 | 0 | 0 | 0
IGCC | 0 | 0 | 0 | 0 | 0 | 0
DemandResponse | 0 | 0 | 0 | 0 | 0 | 0
IGCC-CCS | 0 | 0 | 0 | 0 | 0 | 0
WT_off | 0 | 0 | 0 | 0 | 0 | 0
PseudoUnit | 0 | 0 | 0 | 0 | 0 | 0
FixedInterchange | 0 | 0 | 0 | 0 | 0 | 0
Emission Cost by Reporting Type: TVA
ReportingType | 2015 | 2020 | 2025 | 2030 | 2035 | 2040
BM | 0 | 0 | 0 | 0 | 0 | 0
CC | 0 | 0 | 0 | 0 | 0 | 0
CSP | 0 | 0 | 0 | 0 | 0 | 0
CT | 0 | 0 | 0 | 0 | 0 | 0
Coal | 30.69 | 0 | 0 | 0 | 0 | 0
Geo | 0 | 0 | 0 | 0 | 0 | 0
H | 0 | 0 | 0 | 0 | 0 | 0
LFG | 0 | 0 | 0 | 0 | 0 | 0
Nuc | 0 | 0 | 0 | 0 | 0 | 0
PS | 0 | 0 | 0 | 0 | 0 | 0
PV | 0 | 0 | 0 | 0 | 0 | 0
PeakG | 0 | 0 | 0 | 0 | 0 | 0
PeakO | 0 | 0 | 0 | 0 | 0 | 0
ST | 0 | 0 | 0 | 0 | 0 | 0
STOG | 0 | 0 | 0 | 0 | 0 | 0
STWD | 0 | 0 | 0 | 0 | 0 | 0
WT | 0 | 0 | 0 | 0 | 0 | 0
IGCC | 0 | 0 | 0 | 0 | 0 | 0
DemandResponse | 0 | 0 | 0 | 0 | 0 | 0
IGCC-CCS | 0 | 0 | 0 | 0 | 0 | 0
WT_off | 0 | 0 | 0 | 0 | 0 | 0
PseudoUnit | 0 | 0 | 0 | 0 | 0 | 0
FixedInterchange | 0 | 0 | 0 | 0 | 0 | 0
Emission Cost by Reporting Type: TVA_Transmission
ReportingType | 2015 | 2020 | 2025 | 2030 | 2035 | 2040
BM | 0 | 0 | 0 | 0 | 0 | 0
CC | 0 | 0 | 0 | 0 | 0 | 0
CSP | 0 | 0 | 0 | 0 | 0 | 0
CT | 0 | 0 | 0 | 0 | 0 | 0
Coal | 0 | 0 | 0 | 0 | 0 | 0
Geo | 0 | 0 | 0 | 0 | 0 | 0
H | 0 | 0 | 0 | 0 | 0 | 0
LFG | 0 | 0 | 0 | 0 | 0 | 0
Nuc | 0 | 0 | 0 | 0 | 0 | 0
PS | 0 | 0 | 0 | 0 | 0 | 0
PV | 0 | 0 | 0 | 0 | 0 | 0
PeakG | 0 | 0 | 0 | 0 | 0 | 0
PeakO | 0 | 0 | 0 | 0 | 0 | 0
ST | 0 | 0 | 0 | 0 | 0 | 0
STOG | 0 | 0 | 0 | 0 | 0 | 0
STWD | 0 | 0 | 0 | 0 | 0 | 0
WT | 0 | 0 | 0 | 0 | 0 | 0
IGCC | 0 | 0 | 0 | 0 | 0 | 0
DemandResponse | 0 | 0 | 0 | 0 | 0 | 0
IGCC-CCS | 0 | 0 | 0 | 0 | 0 | 0
WT_off | 0 | 0 | 0 | 0 | 0 | 0
PseudoUnit | 0 | 0 | 0 | 0 | 0 | 0
FixedInterchange | 0 | 0 | 0 | 0 | 0 | 0
Emission Cost by Reporting Type: VACAR
ReportingType | 2015 | 2020 | 2025 | 2030 | 2035 | 2040
BM | 0 | 0 | 0 | 0 | 0 | 0
CC | 0 | 0 | 0 | 0 | 0 | 0
CSP | 0 | 0 | 0 | 0 | 0 | 0
CT | 0 | 0 | 0 | 0 | 0 | 0
Coal | 21.51 | 0 | 0 | 0 | 0 | 0
Geo | 0 | 0 | 0 | 0 | 0 | 0
H | 0 | 0 | 0 | 0 | 0 | 0
LFG | 0 | 0 | 0 | 0 | 0 | 0
Nuc | 0 | 0 | 0 | 0 | 0 | 0
PS | 0 | 0 | 0 | 0 | 0 | 0
PV | 0 | 0 | 0 | 0 | 0 | 0
PeakG | 0 | 0 | 0 | 0 | 0 | 0
PeakO | 0 | 0 | 0 | 0 | 0 | 0
ST | 0 | 0 | 0 | 0 | 0 | 0
STOG | 0 | 0 | 0 | 0 | 0 | 0
STWD | 0 | 0 | 0 | 0 | 0 | 0
WT | 0 | 0 | 0 | 0 | 0 | 0
IGCC | 0 | 0 | 0 | 0 | 0 | 0
DemandResponse | 0 | 0 | 0 | 0 | 0 | 0
IGCC-CCS | 0 | 0 | 0 | 0 | 0 | 0
WT_off | 0 | 0 | 0 | 0 | 0 | 0
PseudoUnit | 0 | 0 | 0 | 0 | 0 | 0
FixedInterchange | 0 | 0 | 0 | 0 | 0 | 0
Emission Cost by Reporting Type: IESO
ReportingType | 2015 | 2020 | 2025 | 2030 | 2035 | 2040
BM | 0 | 0 | 0 | 0 | 0 | 0
CC | 0 | 0 | 0 | 0 | 0 | 0
CSP | 0 | 0 | 0 | 0 | 0 | 0
CT | 0 | 0 | 0 | 0 | 0 | 0
Coal | 0 | 0 | 0 | 0 | 0 | 0
Geo | 0 | 0 | 0 | 0 | 0 | 0
H | 0 | 0 | 0 | 0 | 0 | 0
LFG | 0 | 0 | 0 | 0 | 0 | 0
Nuc | 0 | 0 | 0 | 0 | 0 | 0
PS | 0 | 0 | 0 | 0 | 0 | 0
PV | 0 | 0 | 0 | 0 | 0 | 0
PeakG | 0 | 0 | 0 | 0 | 0 | 0
PeakO | 0 | 0 | 0 | 0 | 0 | 0
ST | 0 | 0 | 0 | 0 | 0 | 0
STOG | 0 | 0 | 0 | 0 | 0 | 0
STWD | 0 | 0 | 0 | 0 | 0 | 0
WT | 0 | 0 | 0 | 0 | 0 | 0
IGCC | 0 | 0 | 0 | 0 | 0 | 0
DemandResponse | 0 | 0 | 0 | 0 | 0 | 0
IGCC-CCS | 0 | 0 | 0 | 0 | 0 | 0
WT_off | 0 | 0 | 0 | 0 | 0 | 0
PseudoUnit | 0 | 0 | 0 | 0 | 0 | 0
FixedInterchange | 0 | 0 | 0 | 0 | 0 | 0
Emission Cost by Reporting Type: MAPP_CA
ReportingType | 2015 | 2020 | 2025 | 2030 | 2035 | 2040
BM | 0 | 0 | 0 | 0 | 0 | 0
CC | 0 | 0 | 0 | 0 | 0 | 0
CSP | 0 | 0 | 0 | 0 | 0 | 0
CT | 0 | 0 | 0 | 0 | 0 | 0
Coal | 0 | 0 | 0 | 0 | 0 | 0
Geo | 0 | 0 | 0 | 0 | 0 | 0
H | 0 | 0 | 0 | 0 | 0 | 0
LFG | 0 | 0 | 0 | 0 | 0 | 0
Nuc | 0 | 0 | 0 | 0 | 0 | 0
PS | 0 | 0 | 0 | 0 | 0 | 0
PV | 0 | 0 | 0 | 0 | 0 | 0
PeakG | 0 | 0 | 0 | 0 | 0 | 0
PeakO | 0 | 0 | 0 | 0 | 0 | 0
ST | 0 | 0 | 0 | 0 | 0 | 0
STOG | 0 | 0 | 0 | 0 | 0 | 0
STWD | 0 | 0 | 0 | 0 | 0 | 0
WT | 0 | 0 | 0 | 0 | 0 | 0
IGCC | 0 | 0 | 0 | 0 | 0 | 0
DemandResponse | 0 | 0 | 0 | 0 | 0 | 0
IGCC-CCS | 0 | 0 | 0 | 0 | 0 | 0
WT_off | 0 | 0 | 0 | 0 | 0 | 0
PseudoUnit | 0 | 0 | 0 | 0 | 0 | 0
FixedInterchange | 0 | 0 | 0 | 0 | 0 | 0
Emission Cost by Reporting Type: AZ_NM_SNV_Coal
ReportingType | 2015 | 2020 | 2025 | 2030 | 2035 | 2040
BM | 0 | 0 | 0 | 0 | 0 | 0
CC | 0 | 0 | 0 | 0 | 0 | 0
CSP | 0 | 0 | 0 | 0 | 0 | 0
CT | 0 | 0 | 0 | 0 | 0 | 0
Coal | 1.36 | 0 | 0 | 0 | 0 | 0
Geo | 0 | 0 | 0 | 0 | 0 | 0
H | 0 | 0 | 0 | 0 | 0 | 0
LFG | 0 | 0 | 0 | 0 | 0 | 0
Nuc | 0 | 0 | 0 | 0 | 0 | 0
PS | 0 | 0 | 0 | 0 | 0 | 0
PV | 0 | 0 | 0 | 0 | 0 | 0
PeakG | 0 | 0 | 0 | 0 | 0 | 0
PeakO | 0 | 0 | 0 | 0 | 0 | 0
ST | 0 | 0 | 0 | 0 | 0 | 0
STOG | 0 | 0 | 0 | 0 | 0 | 0
STWD | 0 | 0 | 0 | 0 | 0 | 0
WT | 0 | 0 | 0 | 0 | 0 | 0
IGCC | 0 | 0 | 0 | 0 | 0 | 0
DemandResponse | 0 | 0 | 0 | 0 | 0 | 0
IGCC-CCS | 0 | 0 | 0 | 0 | 0 | 0
WT_off | 0 | 0 | 0 | 0 | 0 | 0
PseudoUnit | 0 | 0 | 0 | 0 | 0 | 0
FixedInterchange | 0 | 0 | 0 | 0 | 0 | 0
Emission Cost by Reporting Type: AZ_NM_SNV_Gas
ReportingType | 2015 | 2020 | 2025 | 2030 | 2035 | 2040
BM | 0 | 0 | 0 | 0 | 0 | 0
CC | 0 | 0 | 0 | 0 | 0 | 0
CSP | 0 | 0 | 0 | 0 | 0 | 0
CT | 0 | 0 | 0 | 0 | 0 | 0
Coal | 0 | 0 | 0 | 0 | 0 | 0
Geo | 0 | 0 | 0 | 0 | 0 | 0
H | 0 | 0 | 0 | 0 | 0 | 0
LFG | 0 | 0 | 0 | 0 | 0 | 0
Nuc | 0 | 0 | 0 | 0 | 0 | 0
PS | 0 | 0 | 0 | 0 | 0 | 0
PV | 0 | 0 | 0 | 0 | 0 | 0
PeakG | 0 | 0 | 0 | 0 | 0 | 0
PeakO | 0 | 0 | 0 | 0 | 0 | 0
ST | 0 | 0 | 0 | 0 | 0 | 0
STOG | 0 | 0 | 0 | 0 | 0 | 0
STWD | 0 | 0 | 0 | 0 | 0 | 0
WT | 0 | 0 | 0 | 0 | 0 | 0
IGCC | 0 | 0 | 0 | 0 | 0 | 0
DemandResponse | 0 | 0 | 0 | 0 | 0 | 0
IGCC-CCS | 0 | 0 | 0 | 0 | 0 | 0
WT_off | 0 | 0 | 0 | 0 | 0 | 0
PseudoUnit | 0 | 0 | 0 | 0 | 0 | 0
FixedInterchange | 0 | 0 | 0 | 0 | 0 | 0
Emission Cost by Reporting Type: AZ_NM_SNV_NucRenew
ReportingType | 2015 | 2020 | 2025 | 2030 | 2035 | 2040
BM | 0 | 0 | 0 | 0 | 0 | 0
CC | 0 | 0 | 0 | 0 | 0 | 0
CSP | 0 | 0 | 0 | 0 | 0 | 0
CT | 0 | 0 | 0 | 0 | 0 | 0
Coal | 0 | 0 | 0 | 0 | 0 | 0
Geo | 0 | 0 | 0 | 0 | 0 | 0
H | 0 | 0 | 0 | 0 | 0 | 0
LFG | 0 | 0 | 0 | 0 | 0 | 0
Nuc | 0 | 0 | 0 | 0 | 0 | 0
PS | 0 | 0 | 0 | 0 | 0 | 0
PV | 0 | 0 | 0 | 0 | 0 | 0
PeakG | 0 | 0 | 0 | 0 | 0 | 0
PeakO | 0 | 0 | 0 | 0 | 0 | 0
ST | 0 | 0 | 0 | 0 | 0 | 0
STOG | 0 | 0 | 0 | 0 | 0 | 0
STWD | 0 | 0 | 0 | 0 | 0 | 0
WT | 0 | 0 | 0 | 0 | 0 | 0
IGCC | 0 | 0 | 0 | 0 | 0 | 0
DemandResponse | 0 | 0 | 0 | 0 | 0 | 0
IGCC-CCS | 0 | 0 | 0 | 0 | 0 | 0
WT_off | 0 | 0 | 0 | 0 | 0 | 0
PseudoUnit | 0 | 0 | 0 | 0 | 0 | 0
FixedInterchange | 0 | 0 | 0 | 0 | 0 | 0
Emission Cost by Reporting Type: ERCOT
ReportingType | 2015 | 2020 | 2025 | 2030 | 2035 | 2040
BM | 0 | 0 | 0 | 0 | 0 | 0
CC | 0 | 0 | 0 | 0 | 0 | 0
CSP | 0 | 0 | 0 | 0 | 0 | 0
CT | 0 | 0 | 0 | 0 | 0 | 0
Coal | 28.14 | 0 | 0 | 0 | 0 | 0
Geo | 0 | 0 | 0 | 0 | 0 | 0
H | 0 | 0 | 0 | 0 | 0 | 0
LFG | 0 | 0 | 0 | 0 | 0 | 0
Nuc | 0 | 0 | 0 | 0 | 0 | 0
PS | 0 | 0 | 0 | 0 | 0 | 0
PV | 0 | 0 | 0 | 0 | 0 | 0
PeakG | 0 | 0 | 0 | 0 | 0 | 0
PeakO | 0 | 0 | 0 | 0 | 0 | 0
ST | 0 | 0 | 0 | 0 | 0 | 0
STOG | 0 | 0 | 0 | 0 | 0 | 0
STWD | 0 | 0 | 0 | 0 | 0 | 0
WT | 0 | 0 | 0 | 0 | 0 | 0
IGCC | 0 | 0 | 0 | 0 | 0 | 0
DemandResponse | 0 | 0 | 0 | 0 | 0 | 0
IGCC-CCS | 0 | 0 | 0 | 0 | 0 | 0
WT_off | 0 | 0 | 0 | 0 | 0 | 0
PseudoUnit | 0 | 0 | 0 | 0 | 0 | 0
FixedInterchange | 0 | 0 | 0 | 0 | 0 | 0
Emission Cost by Reporting Type: NP15
ReportingType | 2015 | 2020 | 2025 | 2030 | 2035 | 2040
BM | 0 | 0 | 0 | 0 | 0 | 0
CC | 0 | 0 | 0 | 0 | 0 | 0
CSP | 0 | 0 | 0 | 0 | 0 | 0
CT | 0 | 0 | 0 | 0 | 0 | 0
Coal | 0 | 0 | 0 | 0 | 0 | 0
Geo | 0 | 0 | 0 | 0 | 0 | 0
H | 0 | 0 | 0 | 0 | 0 | 0
LFG | 0 | 0 | 0 | 0 | 0 | 0
Nuc | 0 | 0 | 0 | 0 | 0 | 0
PS | 0 | 0 | 0 | 0 | 0 | 0
PV | 0 | 0 | 0 | 0 | 0 | 0
PeakG | 0 | 0 | 0 | 0 | 0 | 0
PeakO | 0 | 0 | 0 | 0 | 0 | 0
ST | 0 | 0 | 0 | 0 | 0 | 0
STOG | 0 | 0 | 0 | 0 | 0 | 0
STWD | 0 | 0 | 0 | 0 | 0 | 0
WT | 0 | 0 | 0 | 0 | 0 | 0
IGCC | 0 | 0 | 0 | 0 | 0 | 0
DemandResponse | 0 | 0 | 0 | 0 | 0 | 0
IGCC-CCS | 0 | 0 | 0 | 0 | 0 | 0
WT_off | 0 | 0 | 0 | 0 | 0 | 0
PseudoUnit | 0 | 0 | 0 | 0 | 0 | 0
FixedInterchange | 0 | 0 | 0 | 0 | 0 | 0
Emission Cost by Reporting Type: NWPP_Coal
ReportingType | 2015 | 2020 | 2025 | 2030 | 2035 | 2040
BM | 0 | 0 | 0 | 0 | 0 | 0
CC | 0 | 0 | 0 | 0 | 0 | 0
CSP | 0 | 0 | 0 | 0 | 0 | 0
CT | 0 | 0 | 0 | 0 | 0 | 0
Coal | 4.44 | 0 | 0 | 0 | 0 | 0
Geo | 0 | 0 | 0 | 0 | 0 | 0
H | 0 | 0 | 0 | 0 | 0 | 0
LFG | 0 | 0 | 0 | 0 | 0 | 0
Nuc | 0 | 0 | 0 | 0 | 0 | 0
PS | 0 | 0 | 0 | 0 | 0 | 0
PV | 0 | 0 | 0 | 0 | 0 | 0
PeakG | 0 | 0 | 0 | 0 | 0 | 0
PeakO | 0 | 0 | 0 | 0 | 0 | 0
ST | 0 | 0 | 0 | 0 | 0 | 0
STOG | 0 | 0 | 0 | 0 | 0 | 0
STWD | 0 | 0 | 0 | 0 | 0 | 0
WT | 0 | 0 | 0 | 0 | 0 | 0
IGCC | 0 | 0 | 0 | 0 | 0 | 0
DemandResponse | 0 | 0 | 0 | 0 | 0 | 0
IGCC-CCS | 0 | 0 | 0 | 0 | 0 | 0
WT_off | 0 | 0 | 0 | 0 | 0 | 0
PseudoUnit | 0 | 0 | 0 | 0 | 0 | 0
FixedInterchange | 0 | 0 | 0 | 0 | 0 | 0
Emission Cost by Reporting Type: NWPP_Gas
ReportingType | 2015 | 2020 | 2025 | 2030 | 2035 | 2040
BM | 0 | 0 | 0 | 0 | 0 | 0
CC | 0 | 0 | 0 | 0 | 0 | 0
CSP | 0 | 0 | 0 | 0 | 0 | 0
CT | 0 | 0 | 0 | 0 | 0 | 0
Coal | 0 | 0 | 0 | 0 | 0 | 0
Geo | 0 | 0 | 0 | 0 | 0 | 0
H | 0 | 0 | 0 | 0 | 0 | 0
LFG | 0 | 0 | 0 | 0 | 0 | 0
Nuc | 0 | 0 | 0 | 0 | 0 | 0
PS | 0 | 0 | 0 | 0 | 0 | 0
PV | 0 | 0 | 0 | 0 | 0 | 0
PeakG | 0 | 0 | 0 | 0 | 0 | 0
PeakO | 0 | 0 | 0 | 0 | 0 | 0
ST | 0 | 0 | 0 | 0 | 0 | 0
STOG | 0 | 0 | 0 | 0 | 0 | 0
STWD | 0 | 0 | 0 | 0 | 0 | 0
WT | 0 | 0 | 0 | 0 | 0 | 0
IGCC | 0 | 0 | 0 | 0 | 0 | 0
DemandResponse | 0 | 0 | 0 | 0 | 0 | 0
IGCC-CCS | 0 | 0 | 0 | 0 | 0 | 0
WT_off | 0 | 0 | 0 | 0 | 0 | 0
PseudoUnit | 0 | 0 | 0 | 0 | 0 | 0
FixedInterchange | 0 | 0 | 0 | 0 | 0 | 0
Emission Cost by Reporting Type: NWPP_NucRenew
ReportingType | 2015 | 2020 | 2025 | 2030 | 2035 | 2040
BM | 0 | 0 | 0 | 0 | 0 | 0
CC | 0 | 0 | 0 | 0 | 0 | 0
CSP | 0 | 0 | 0 | 0 | 0 | 0
CT | 0 | 0 | 0 | 0 | 0 | 0
Coal | 0 | 0 | 0 | 0 | 0 | 0
Geo | 0 | 0 | 0 | 0 | 0 | 0
H | 0 | 0 | 0 | 0 | 0 | 0
LFG | 0 | 0 | 0 | 0 | 0 | 0
Nuc | 0 | 0 | 0 | 0 | 0 | 0
PS | 0 | 0 | 0 | 0 | 0 | 0
PV | 0 | 0 | 0 | 0 | 0 | 0
PeakG | 0 | 0 | 0 | 0 | 0 | 0
PeakO | 0 | 0 | 0 | 0 | 0 | 0
ST | 0 | 0 | 0 | 0 | 0 | 0
STOG | 0 | 0 | 0 | 0 | 0 | 0
STWD | 0 | 0 | 0 | 0 | 0 | 0
WT | 0 | 0 | 0 | 0 | 0 | 0
IGCC | 0 | 0 | 0 | 0 | 0 | 0
DemandResponse | 0 | 0 | 0 | 0 | 0 | 0
IGCC-CCS | 0 | 0 | 0 | 0 | 0 | 0
WT_off | 0 | 0 | 0 | 0 | 0 | 0
PseudoUnit | 0 | 0 | 0 | 0 | 0 | 0
FixedInterchange | 0 | 0 | 0 | 0 | 0 | 0
Emission Cost by Reporting Type: RMPA
ReportingType | 2015 | 2020 | 2025 | 2030 | 2035 | 2040
BM | 0 | 0 | 0 | 0 | 0 | 0
CC | 0 | 0 | 0 | 0 | 0 | 0
CSP | 0 | 0 | 0 | 0 | 0 | 0
CT | 0 | 0 | 0 | 0 | 0 | 0
Coal | 2.77 | 0 | 0 | 0 | 0 | 0
Geo | 0 | 0 | 0 | 0 | 0 | 0
H | 0 | 0 | 0 | 0 | 0 | 0
LFG | 0 | 0 | 0 | 0 | 0 | 0
Nuc | 0 | 0 | 0 | 0 | 0 | 0
PS | 0 | 0 | 0 | 0 | 0 | 0
PV | 0 | 0 | 0 | 0 | 0 | 0
PeakG | 0 | 0 | 0 | 0 | 0 | 0
PeakO | 0 | 0 | 0 | 0 | 0 | 0
ST | 0 | 0 | 0 | 0 | 0 | 0
STOG | 0 | 0 | 0 | 0 | 0 | 0
STWD | 0 | 0 | 0 | 0 | 0 | 0
WT | 0 | 0 | 0 | 0 | 0 | 0
IGCC | 0 | 0 | 0 | 0 | 0 | 0
DemandResponse | 0 | 0 | 0 | 0 | 0 | 0
IGCC-CCS | 0 | 0 | 0 | 0 | 0 | 0
WT_off | 0 | 0 | 0 | 0 | 0 | 0
PseudoUnit | 0 | 0 | 0 | 0 | 0 | 0
FixedInterchange | 0 | 0 | 0 | 0 | 0 | 0
Emission Cost by Reporting Type: SP15
ReportingType | 2015 | 2020 | 2025 | 2030 | 2035 | 2040
BM | 0 | 0 | 0 | 0 | 0 | 0
CC | 0 | 0 | 0 | 0 | 0 | 0
CSP | 0 | 0 | 0 | 0 | 0 | 0
CT | 0 | 0 | 0 | 0 | 0 | 0
Coal | 0.01 | 0 | 0 | 0 | 0 | 0
Geo | 0 | 0 | 0 | 0 | 0 | 0
H | 0 | 0 | 0 | 0 | 0 | 0
LFG | 0 | 0 | 0 | 0 | 0 | 0
Nuc | 0 | 0 | 0 | 0 | 0 | 0
PS | 0 | 0 | 0 | 0 | 0 | 0
PV | 0 | 0 | 0 | 0 | 0 | 0
PeakG | 0 | 0 | 0 | 0 | 0 | 0
PeakO | 0 | 0 | 0 | 0 | 0 | 0
ST | 0 | 0 | 0 | 0 | 0 | 0
STOG | 0 | 0 | 0 | 0 | 0 | 0
STWD | 0 | 0 | 0 | 0 | 0 | 0
WT | 0 | 0 | 0 | 0 | 0 | 0
IGCC | 0 | 0 | 0 | 0 | 0 | 0
DemandResponse | 0 | 0 | 0 | 0 | 0 | 0
IGCC-CCS | 0 | 0 | 0 | 0 | 0 | 0
WT_off | 0 | 0 | 0 | 0 | 0 | 0
PseudoUnit | 0 | 0 | 0 | 0 | 0 | 0
FixedInterchange | 0 | 0 | 0 | 0 | 0 | 0
Emission Cost by Reporting Type: ALB
ReportingType | 2015 | 2020 | 2025 | 2030 | 2035 | 2040
BM | 0 | 0 | 0 | 0 | 0 | 0
CC | 0 | 0 | 0 | 0 | 0 | 0
CSP | 0 | 0 | 0 | 0 | 0 | 0
CT | 0 | 0 | 0 | 0 | 0 | 0
Coal | 0 | 0 | 0 | 0 | 0 | 0
Geo | 0 | 0 | 0 | 0 | 0 | 0
H | 0 | 0 | 0 | 0 | 0 | 0
LFG | 0 | 0 | 0 | 0 | 0 | 0
Nuc | 0 | 0 | 0 | 0 | 0 | 0
PS | 0 | 0 | 0 | 0 | 0 | 0
PV | 0 | 0 | 0 | 0 | 0 | 0
PeakG | 0 | 0 | 0 | 0 | 0 | 0
PeakO | 0 | 0 | 0 | 0 | 0 | 0
ST | 0 | 0 | 0 | 0 | 0 | 0
STOG | 0 | 0 | 0 | 0 | 0 | 0
STWD | 0 | 0 | 0 | 0 | 0 | 0
WT | 0 | 0 | 0 | 0 | 0 | 0
IGCC | 0 | 0 | 0 | 0 | 0 | 0
DemandResponse | 0 | 0 | 0 | 0 | 0 | 0
IGCC-CCS | 0 | 0 | 0 | 0 | 0 | 0
WT_off | 0 | 0 | 0 | 0 | 0 | 0
PseudoUnit | 0 | 0 | 0 | 0 | 0 | 0
FixedInterchange | 0 | 0 | 0 | 0 | 0 | 0
Emission Cost by Reporting Type: BC
ReportingType | 2015 | 2020 | 2025 | 2030 | 2035 | 2040
BM | 0 | 0 | 0 | 0 | 0 | 0
CC | 0 | 0 | 0 | 0 | 0 | 0
CSP | 0 | 0 | 0 | 0 | 0 | 0
CT | 0 | 0 | 0 | 0 | 0 | 0
Coal | 0 | 0 | 0 | 0 | 0 | 0
Geo | 0 | 0 | 0 | 0 | 0 | 0
H | 0 | 0 | 0 | 0 | 0 | 0
LFG | 0 | 0 | 0 | 0 | 0 | 0
Nuc | 0 | 0 | 0 | 0 | 0 | 0
PS | 0 | 0 | 0 | 0 | 0 | 0
PV | 0 | 0 | 0 | 0 | 0 | 0
PeakG | 0 | 0 | 0 | 0 | 0 | 0
PeakO | 0 | 0 | 0 | 0 | 0 | 0
ST | 0 | 0 | 0 | 0 | 0 | 0
STOG | 0 | 0 | 0 | 0 | 0 | 0
STWD | 0 | 0 | 0 | 0 | 0 | 0
WT | 0 | 0 | 0 | 0 | 0 | 0
IGCC | 0 | 0 | 0 | 0 | 0 | 0
DemandResponse | 0 | 0 | 0 | 0 | 0 | 0
IGCC-CCS | 0 | 0 | 0 | 0 | 0 | 0
WT_off | 0 | 0 | 0 | 0 | 0 | 0
PseudoUnit | 0 | 0 | 0 | 0 | 0 | 0
FixedInterchange | 0 | 0 | 0 | 0 | 0 | 0
Emission Cost by Reporting Type: HQ_IESO
ReportingType | 2015 | 2020 | 2025 | 2030 | 2035 | 2040
BM | 0 | 0 | 0 | 0 | 0 | 0
CC | 0 | 0 | 0 | 0 | 0 | 0
CSP | 0 | 0 | 0 | 0 | 0 | 0
CT | 0 | 0 | 0 | 0 | 0 | 0
Coal | 0 | 0 | 0 | 0 | 0 | 0
Geo | 0 | 0 | 0 | 0 | 0 | 0
H | 0 | 0 | 0 | 0 | 0 | 0
LFG | 0 | 0 | 0 | 0 | 0 | 0
Nuc | 0 | 0 | 0 | 0 | 0 | 0
PS | 0 | 0 | 0 | 0 | 0 | 0
PV | 0 | 0 | 0 | 0 | 0 | 0
PeakG | 0 | 0 | 0 | 0 | 0 | 0
PeakO | 0 | 0 | 0 | 0 | 0 | 0
ST | 0 | 0 | 0 | 0 | 0 | 0
STOG | 0 | 0 | 0 | 0 | 0 | 0
STWD | 0 | 0 | 0 | 0 | 0 | 0
WT | 0 | 0 | 0 | 0 | 0 | 0
IGCC | 0 | 0 | 0 | 0 | 0 | 0
DemandResponse | 0 | 0 | 0 | 0 | 0 | 0
IGCC-CCS | 0 | 0 | 0 | 0 | 0 | 0
WT_off | 0 | 0 | 0 | 0 | 0 | 0
PseudoUnit | 0 | 0 | 0 | 0 | 0 | 0
FixedInterchange | 0 | 0 | 0 | 0 | 0 | 0
Emission Cost by Reporting Type: HQ_NEISO
ReportingType | 2015 | 2020 | 2025 | 2030 | 2035 | 2040
BM | 0 | 0 | 0 | 0 | 0 | 0
CC | 0 | 0 | 0 | 0 | 0 | 0
CSP | 0 | 0 | 0 | 0 | 0 | 0
CT | 0 | 0 | 0 | 0 | 0 | 0
Coal | 0 | 0 | 0 | 0 | 0 | 0
Geo | 0 | 0 | 0 | 0 | 0 | 0
H | 0 | 0 | 0 | 0 | 0 | 0
LFG | 0 | 0 | 0 | 0 | 0 | 0
Nuc | 0 | 0 | 0 | 0 | 0 | 0
PS | 0 | 0 | 0 | 0 | 0 | 0
PV | 0 | 0 | 0 | 0 | 0 | 0
PeakG | 0 | 0 | 0 | 0 | 0 | 0
PeakO | 0 | 0 | 0 | 0 | 0 | 0
ST | 0 | 0 | 0 | 0 | 0 | 0
STOG | 0 | 0 | 0 | 0 | 0 | 0
STWD | 0 | 0 | 0 | 0 | 0 | 0
WT | 0 | 0 | 0 | 0 | 0 | 0
IGCC | 0 | 0 | 0 | 0 | 0 | 0
DemandResponse | 0 | 0 | 0 | 0 | 0 | 0
IGCC-CCS | 0 | 0 | 0 | 0 | 0 | 0
WT_off | 0 | 0 | 0 | 0 | 0 | 0
PseudoUnit | 0 | 0 | 0 | 0 | 0 | 0
FixedInterchange | 0 | 0 | 0 | 0 | 0 | 0
Emission Cost by Reporting Type: HQ_NY
ReportingType | 2015 | 2020 | 2025 | 2030 | 2035 | 2040
BM | 0 | 0 | 0 | 0 | 0 | 0
CC | 0 | 0 | 0 | 0 | 0 | 0
CSP | 0 | 0 | 0 | 0 | 0 | 0
CT | 0 | 0 | 0 | 0 | 0 | 0
Coal | 0 | 0 | 0 | 0 | 0 | 0
Geo | 0 | 0 | 0 | 0 | 0 | 0
H | 0 | 0 | 0 | 0 | 0 | 0
LFG | 0 | 0 | 0 | 0 | 0 | 0
Nuc | 0 | 0 | 0 | 0 | 0 | 0
PS | 0 | 0 | 0 | 0 | 0 | 0
PV | 0 | 0 | 0 | 0 | 0 | 0
PeakG | 0 | 0 | 0 | 0 | 0 | 0
PeakO | 0 | 0 | 0 | 0 | 0 | 0
ST | 0 | 0 | 0 | 0 | 0 | 0
STOG | 0 | 0 | 0 | 0 | 0 | 0
STWD | 0 | 0 | 0 | 0 | 0 | 0
WT | 0 | 0 | 0 | 0 | 0 | 0
IGCC | 0 | 0 | 0 | 0 | 0 | 0
DemandResponse | 0 | 0 | 0 | 0 | 0 | 0
IGCC-CCS | 0 | 0 | 0 | 0 | 0 | 0
WT_off | 0 | 0 | 0 | 0 | 0 | 0
PseudoUnit | 0 | 0 | 0 | 0 | 0 | 0
FixedInterchange | 0 | 0 | 0 | 0 | 0 | 0
Emission Cost by Reporting Type: MARITIMES
ReportingType | 2015 | 2020 | 2025 | 2030 | 2035 | 2040
BM | 0 | 0 | 0 | 0 | 0 | 0
CC | 0 | 0 | 0 | 0 | 0 | 0
CSP | 0 | 0 | 0 | 0 | 0 | 0
CT | 0 | 0 | 0 | 0 | 0 | 0
Coal | 0 | 0 | 0 | 0 | 0 | 0
Geo | 0 | 0 | 0 | 0 | 0 | 0
H | 0 | 0 | 0 | 0 | 0 | 0
LFG | 0 | 0 | 0 | 0 | 0 | 0
Nuc | 0 | 0 | 0 | 0 | 0 | 0
PS | 0 | 0 | 0 | 0 | 0 | 0
PV | 0 | 0 | 0 | 0 | 0 | 0
PeakG | 0 | 0 | 0 | 0 | 0 | 0
PeakO | 0 | 0 | 0 | 0 | 0 | 0
ST | 0 | 0 | 0 | 0 | 0 | 0
STOG | 0 | 0 | 0 | 0 | 0 | 0
STWD | 0 | 0 | 0 | 0 | 0 | 0
WT | 0 | 0 | 0 | 0 | 0 | 0
IGCC | 0 | 0 | 0 | 0 | 0 | 0
DemandResponse | 0 | 0 | 0 | 0 | 0 | 0
IGCC-CCS | 0 | 0 | 0 | 0 | 0 | 0
WT_off | 0 | 0 | 0 | 0 | 0 | 0
PseudoUnit | 0 | 0 | 0 | 0 | 0 | 0
FixedInterchange | 0 | 0 | 0 | 0 | 0 | 0
Emission Cost by Reporting Type: All
ReportingType | 2015 | 2020 | 2025 | 2030 | 2035 | 2040
BM | 0 | 0 | 0 | 0 | 0 | 0
CC | 0 | 0 | 0 | 0 | 0 | 0
CSP | 0 | 0 | 0 | 0 | 0 | 0
CT | 0 | 0 | 0 | 0 | 0 | 0
Coal | 628.57 | 0 | 0 | 0 | 0 | 0
Geo | 0 | 0 | 0 | 0 | 0 | 0
H | 0 | 0 | 0 | 0 | 0 | 0
LFG | 0 | 0 | 0 | 0 | 0 | 0
Nuc | 0 | 0 | 0 | 0 | 0 | 0
PS | 0 | 0 | 0 | 0 | 0 | 0
PV | 0 | 0 | 0 | 0 | 0 | 0
PeakG | 0 | 0 | 0 | 0 | 0 | 0
PeakO | 0 | 0 | 0 | 0 | 0 | 0
ST | 0 | 0 | 0 | 0 | 0 | 0
STOG | 0 | 0 | 0 | 0 | 0 | 0
STWD | 0 | 0 | 0 | 0 | 0 | 0
WT | 0 | 0 | 0 | 0 | 0 | 0
IGCC | 0.28 | 0 | 0 | 0 | 0 | 0
DemandResponse | 0 | 0 | 0 | 0 | 0 | 0
IGCC-CCS | 0 | 0 | 0 | 0 | 0 | 0
WT_off | 0 | 0 | 0 | 0 | 0 | 0
PseudoUnit | 0 | 0 | 0 | 0 | 0 | 0
FixedInterchange | 0 | 0 | 0 | 0 | 0 | 0
Emission Cost by Reporting Type: EI_US
ReportingType | 2015 | 2020 | 2025 | 2030 | 2035 | 2040
BM | 0 | 0 | 0 | 0 | 0 | 0
CC | 0 | 0 | 0 | 0 | 0 | 0
CSP | 0 | 0 | 0 | 0 | 0 | 0
CT | 0 | 0 | 0 | 0 | 0 | 0
Coal | 591.85 | 0 | 0 | 0 | 0 | 0
Geo | 0 | 0 | 0 | 0 | 0 | 0
H | 0 | 0 | 0 | 0 | 0 | 0
LFG | 0 | 0 | 0 | 0 | 0 | 0
Nuc | 0 | 0 | 0 | 0 | 0 | 0
PS | 0 | 0 | 0 | 0 | 0 | 0
PV | 0 | 0 | 0 | 0 | 0 | 0
PeakG | 0 | 0 | 0 | 0 | 0 | 0
PeakO | 0 | 0 | 0 | 0 | 0 | 0
ST | 0 | 0 | 0 | 0 | 0 | 0
STOG | 0 | 0 | 0 | 0 | 0 | 0
STWD | 0 | 0 | 0 | 0 | 0 | 0
WT | 0 | 0 | 0 | 0 | 0 | 0
IGCC | 0.28 | 0 | 0 | 0 | 0 | 0
DemandResponse | 0 | 0 | 0 | 0 | 0 | 0
IGCC-CCS | 0 | 0 | 0 | 0 | 0 | 0
WT_off | 0 | 0 | 0 | 0 | 0 | 0
PseudoUnit | 0 | 0 | 0 | 0 | 0 | 0
FixedInterchange | 0 | 0 | 0 | 0 | 0 | 0
Emission Cost by Reporting Type: EI_Canada
ReportingType | 2015 | 2020 | 2025 | 2030 | 2035 | 2040
BM | 0 | 0 | 0 | 0 | 0 | 0
CC | 0 | 0 | 0 | 0 | 0 | 0
CSP | 0 | 0 | 0 | 0 | 0 | 0
CT | 0 | 0 | 0 | 0 | 0 | 0
Coal | 0 | 0 | 0 | 0 | 0 | 0
Geo | 0 | 0 | 0 | 0 | 0 | 0
H | 0 | 0 | 0 | 0 | 0 | 0
LFG | 0 | 0 | 0 | 0 | 0 | 0
Nuc | 0 | 0 | 0 | 0 | 0 | 0
PS | 0 | 0 | 0 | 0 | 0 | 0
PV | 0 | 0 | 0 | 0 | 0 | 0
PeakG | 0 | 0 | 0 | 0 | 0 | 0
PeakO | 0 | 0 | 0 | 0 | 0 | 0
ST | 0 | 0 | 0 | 0 | 0 | 0
STOG | 0 | 0 | 0 | 0 | 0 | 0
STWD | 0 | 0 | 0 | 0 | 0 | 0
WT | 0 | 0 | 0 | 0 | 0 | 0
IGCC | 0 | 0 | 0 | 0 | 0 | 0
DemandResponse | 0 | 0 | 0 | 0 | 0 | 0
IGCC-CCS | 0 | 0 | 0 | 0 | 0 | 0
WT_off | 0 | 0 | 0 | 0 | 0 | 0
PseudoUnit | 0 | 0 | 0 | 0 | 0 | 0
FixedInterchange | 0 | 0 | 0 | 0 | 0 | 0
Emission Cost by Reporting Type: EI
ReportingType | 2015 | 2020 | 2025 | 2030 | 2035 | 2040
BM | 0 | 0 | 0 | 0 | 0 | 0
CC | 0 | 0 | 0 | 0 | 0 | 0
CSP | 0 | 0 | 0 | 0 | 0 | 0
CT | 0 | 0 | 0 | 0 | 0 | 0
Coal | 591.85 | 0 | 0 | 0 | 0 | 0
Geo | 0 | 0 | 0 | 0 | 0 | 0
H | 0 | 0 | 0 | 0 | 0 | 0
LFG | 0 | 0 | 0 | 0 | 0 | 0
Nuc | 0 | 0 | 0 | 0 | 0 | 0
PS | 0 | 0 | 0 | 0 | 0 | 0
PV | 0 | 0 | 0 | 0 | 0 | 0
PeakG | 0 | 0 | 0 | 0 | 0 | 0
PeakO | 0 | 0 | 0 | 0 | 0 | 0
ST | 0 | 0 | 0 | 0 | 0 | 0
STOG | 0 | 0 | 0 | 0 | 0 | 0
STWD | 0 | 0 | 0 | 0 | 0 | 0
WT | 0 | 0 | 0 | 0 | 0 | 0
IGCC | 0.28 | 0 | 0 | 0 | 0 | 0
DemandResponse | 0 | 0 | 0 | 0 | 0 | 0
IGCC-CCS | 0 | 0 | 0 | 0 | 0 | 0
WT_off | 0 | 0 | 0 | 0 | 0 | 0
PseudoUnit | 0 | 0 | 0 | 0 | 0 | 0
FixedInterchange | 0 | 0 | 0 | 0 | 0 | 0
Emission Cost by Reporting Type: Outside_EI
ReportingType | 2015 | 2020 | 2025 | 2030 | 2035 | 2040
BM | 0 | 0 | 0 | 0 | 0 | 0
CC | 0 | 0 | 0 | 0 | 0 | 0
CSP | 0 | 0 | 0 | 0 | 0 | 0
CT | 0 | 0 | 0 | 0 | 0 | 0
Coal | 36.72 | 0 | 0 | 0 | 0 | 0
Geo | 0 | 0 | 0 | 0 | 0 | 0
H | 0 | 0 | 0 | 0 | 0 | 0
LFG | 0 | 0 | 0 | 0 | 0 | 0
Nuc | 0 | 0 | 0 | 0 | 0 | 0
PS | 0 | 0 | 0 | 0 | 0 | 0
PV | 0 | 0 | 0 | 0 | 0 | 0
PeakG | 0 | 0 | 0 | 0 | 0 | 0
PeakO | 0 | 0 | 0 | 0 | 0 | 0
ST | 0 | 0 | 0 | 0 | 0 | 0
STOG | 0 | 0 | 0 | 0 | 0 | 0
STWD | 0 | 0 | 0 | 0 | 0 | 0
WT | 0 | 0 | 0 | 0 | 0 | 0
IGCC | 0 | 0 | 0 | 0 | 0 | 0
DemandResponse | 0 | 0 | 0 | 0 | 0 | 0
IGCC-CCS | 0 | 0 | 0 | 0 | 0 | 0
WT_off | 0 | 0 | 0 | 0 | 0 | 0
PseudoUnit | 0 | 0 | 0 | 0 | 0 | 0
FixedInterchange | 0 | 0 | 0 | 0 | 0 | 0
==== Emission Program: CAIRNoxSeasonal : (NOx) ====
Emission Cost by Reporting Type: Entergy
ReportingType | 2015 | 2020 | 2025 | 2030 | 2035 | 2040
BM | 0 | 0 | 0 | 0 | 0 | 0
CC | 0 | 0 | 0 | 0 | 0 | 0
CSP | 0 | 0 | 0 | 0 | 0 | 0
CT | 0 | 0 | 0 | 0 | 0 | 0
Coal | 0 | 0 | 0 | 0 | 0 | 0
Geo | 0 | 0 | 0 | 0 | 0 | 0
H | 0 | 0 | 0 | 0 | 0 | 0
LFG | 0 | 0 | 0 | 0 | 0 | 0
Nuc | 0 | 0 | 0 | 0 | 0 | 0
PS | 0 | 0 | 0 | 0 | 0 | 0
PV | 0 | 0 | 0 | 0 | 0 | 0
PeakG | 0 | 0 | 0 | 0 | 0 | 0
PeakO | 0 | 0 | 0 | 0 | 0 | 0
ST | 0 | 0 | 0 | 0 | 0 | 0
STOG | 0 | 0 | 0 | 0 | 0 | 0
STWD | 0 | 0 | 0 | 0 | 0 | 0
WT | 0 | 0 | 0 | 0 | 0 | 0
IGCC | 0 | 0 | 0 | 0 | 0 | 0
DemandResponse | 0 | 0 | 0 | 0 | 0 | 0
IGCC-CCS | 0 | 0 | 0 | 0 | 0 | 0
WT_off | 0 | 0 | 0 | 0 | 0 | 0
PseudoUnit | 0 | 0 | 0 | 0 | 0 | 0
FixedInterchange | 0 | 0 | 0 | 0 | 0 | 0
Emission Cost by Reporting Type: FRCC
ReportingType | 2015 | 2020 | 2025 | 2030 | 2035 | 2040
BM | 0 | 0 | 0 | 0 | 0 | 0
CC | 0 | 0 | 0 | 0 | 0 | 0
CSP | 0 | 0 | 0 | 0 | 0 | 0
CT | 0 | 0 | 0 | 0 | 0 | 0
Coal | 0 | 0 | 0 | 0 | 0 | 0
Geo | 0 | 0 | 0 | 0 | 0 | 0
H | 0 | 0 | 0 | 0 | 0 | 0
LFG | 0 | 0 | 0 | 0 | 0 | 0
Nuc | 0 | 0 | 0 | 0 | 0 | 0
PS | 0 | 0 | 0 | 0 | 0 | 0
PV | 0 | 0 | 0 | 0 | 0 | 0
PeakG | 0 | 0 | 0 | 0 | 0 | 0
PeakO | 0 | 0 | 0 | 0 | 0 | 0
ST | 0 | 0 | 0 | 0 | 0 | 0
STOG | 0 | 0 | 0 | 0 | 0 | 0
STWD | 0 | 0 | 0 | 0 | 0 | 0
WT | 0 | 0 | 0 | 0 | 0 | 0
IGCC | 0 | 0 | 0 | 0 | 0 | 0
DemandResponse | 0 | 0 | 0 | 0 | 0 | 0
IGCC-CCS | 0 | 0 | 0 | 0 | 0 | 0
WT_off | 0 | 0 | 0 | 0 | 0 | 0
PseudoUnit | 0 | 0 | 0 | 0 | 0 | 0
FixedInterchange | 0 | 0 | 0 | 0 | 0 | 0
Emission Cost by Reporting Type: MAPP_US
ReportingType | 2015 | 2020 | 2025 | 2030 | 2035 | 2040
BM | 0 | 0 | 0 | 0 | 0 | 0
CC | 0 | 0 | 0 | 0 | 0 | 0
CSP | 0 | 0 | 0 | 0 | 0 | 0
CT | 0 | 0 | 0 | 0 | 0 | 0
Coal | 0 | 0 | 0 | 0 | 0 | 0
Geo | 0 | 0 | 0 | 0 | 0 | 0
H | 0 | 0 | 0 | 0 | 0 | 0
LFG | 0 | 0 | 0 | 0 | 0 | 0
Nuc | 0 | 0 | 0 | 0 | 0 | 0
PS | 0 | 0 | 0 | 0 | 0 | 0
PV | 0 | 0 | 0 | 0 | 0 | 0
PeakG | 0 | 0 | 0 | 0 | 0 | 0
PeakO | 0 | 0 | 0 | 0 | 0 | 0
ST | 0 | 0 | 0 | 0 | 0 | 0
STOG | 0 | 0 | 0 | 0 | 0 | 0
STWD | 0 | 0 | 0 | 0 | 0 | 0
WT | 0 | 0 | 0 | 0 | 0 | 0
IGCC | 0 | 0 | 0 | 0 | 0 | 0
DemandResponse | 0 | 0 | 0 | 0 | 0 | 0
IGCC-CCS | 0 | 0 | 0 | 0 | 0 | 0
WT_off | 0 | 0 | 0 | 0 | 0 | 0
PseudoUnit | 0 | 0 | 0 | 0 | 0 | 0
FixedInterchange | 0 | 0 | 0 | 0 | 0 | 0
Emission Cost by Reporting Type: MISO_IN
ReportingType | 2015 | 2020 | 2025 | 2030 | 2035 | 2040
BM | 0 | 0 | 0 | 0 | 0 | 0
CC | 0 | 0 | 0 | 0 | 0 | 0
CSP | 0 | 0 | 0 | 0 | 0 | 0
CT | 0 | 0 | 0 | 0 | 0 | 0
Coal | 0 | 0 | 0 | 0 | 0 | 0
Geo | 0 | 0 | 0 | 0 | 0 | 0
H | 0 | 0 | 0 | 0 | 0 | 0
LFG | 0 | 0 | 0 | 0 | 0 | 0
Nuc | 0 | 0 | 0 | 0 | 0 | 0
PS | 0 | 0 | 0 | 0 | 0 | 0
PV | 0 | 0 | 0 | 0 | 0 | 0
PeakG | 0 | 0 | 0 | 0 | 0 | 0
PeakO | 0 | 0 | 0 | 0 | 0 | 0
ST | 0 | 0 | 0 | 0 | 0 | 0
STOG | 0 | 0 | 0 | 0 | 0 | 0
STWD | 0 | 0 | 0 | 0 | 0 | 0
WT | 0 | 0 | 0 | 0 | 0 | 0
IGCC | 0 | 0 | 0 | 0 | 0 | 0
DemandResponse | 0 | 0 | 0 | 0 | 0 | 0
IGCC-CCS | 0 | 0 | 0 | 0 | 0 | 0
WT_off | 0 | 0 | 0 | 0 | 0 | 0
PseudoUnit | 0 | 0 | 0 | 0 | 0 | 0
FixedInterchange | 0 | 0 | 0 | 0 | 0 | 0
Emission Cost by Reporting Type: MISO_MI
ReportingType | 2015 | 2020 | 2025 | 2030 | 2035 | 2040
BM | 0 | 0 | 0 | 0 | 0 | 0
CC | 0 | 0 | 0 | 0 | 0 | 0
CSP | 0 | 0 | 0 | 0 | 0 | 0
CT | 0 | 0 | 0 | 0 | 0 | 0
Coal | 0 | 0 | 0 | 0 | 0 | 0
Geo | 0 | 0 | 0 | 0 | 0 | 0
H | 0 | 0 | 0 | 0 | 0 | 0
LFG | 0 | 0 | 0 | 0 | 0 | 0
Nuc | 0 | 0 | 0 | 0 | 0 | 0
PS | 0 | 0 | 0 | 0 | 0 | 0
PV | 0 | 0 | 0 | 0 | 0 | 0
PeakG | 0 | 0 | 0 | 0 | 0 | 0
PeakO | 0 | 0 | 0 | 0 | 0 | 0
ST | 0 | 0 | 0 | 0 | 0 | 0
STOG | 0 | 0 | 0 | 0 | 0 | 0
STWD | 0 | 0 | 0 | 0 | 0 | 0
WT | 0 | 0 | 0 | 0 | 0 | 0
IGCC | 0 | 0 | 0 | 0 | 0 | 0
DemandResponse | 0 | 0 | 0 | 0 | 0 | 0
IGCC-CCS | 0 | 0 | 0 | 0 | 0 | 0
WT_off | 0 | 0 | 0 | 0 | 0 | 0
PseudoUnit | 0 | 0 | 0 | 0 | 0 | 0
FixedInterchange | 0 | 0 | 0 | 0 | 0 | 0
Emission Cost by Reporting Type: MISO_MO-IL
ReportingType | 2015 | 2020 | 2025 | 2030 | 2035 | 2040
BM | 0 | 0 | 0 | 0 | 0 | 0
CC | 0 | 0 | 0 | 0 | 0 | 0
CSP | 0 | 0 | 0 | 0 | 0 | 0
CT | 0 | 0 | 0 | 0 | 0 | 0
Coal | 0 | 0 | 0 | 0 | 0 | 0
Geo | 0 | 0 | 0 | 0 | 0 | 0
H | 0 | 0 | 0 | 0 | 0 | 0
LFG | 0 | 0 | 0 | 0 | 0 | 0
Nuc | 0 | 0 | 0 | 0 | 0 | 0
PS | 0 | 0 | 0 | 0 | 0 | 0
PV | 0 | 0 | 0 | 0 | 0 | 0
PeakG | 0 | 0 | 0 | 0 | 0 | 0
PeakO | 0 | 0 | 0 | 0 | 0 | 0
ST | 0 | 0 | 0 | 0 | 0 | 0
STOG | 0 | 0 | 0 | 0 | 0 | 0
STWD | 0 | 0 | 0 | 0 | 0 | 0
WT | 0 | 0 | 0 | 0 | 0 | 0
IGCC | 0 | 0 | 0 | 0 | 0 | 0
DemandResponse | 0 | 0 | 0 | 0 | 0 | 0
IGCC-CCS | 0 | 0 | 0 | 0 | 0 | 0
WT_off | 0 | 0 | 0 | 0 | 0 | 0
PseudoUnit | 0 | 0 | 0 | 0 | 0 | 0
FixedInterchange | 0 | 0 | 0 | 0 | 0 | 0
Emission Cost by Reporting Type: MISO_W
ReportingType | 2015 | 2020 | 2025 | 2030 | 2035 | 2040
BM | 0 | 0 | 0 | 0 | 0 | 0
CC | 0 | 0 | 0 | 0 | 0 | 0
CSP | 0 | 0 | 0 | 0 | 0 | 0
CT | 0 | 0 | 0 | 0 | 0 | 0
Coal | 0 | 0 | 0 | 0 | 0 | 0
Geo | 0 | 0 | 0 | 0 | 0 | 0
H | 0 | 0 | 0 | 0 | 0 | 0
LFG | 0 | 0 | 0 | 0 | 0 | 0
Nuc | 0 | 0 | 0 | 0 | 0 | 0
PS | 0 | 0 | 0 | 0 | 0 | 0
PV | 0 | 0 | 0 | 0 | 0 | 0
PeakG | 0 | 0 | 0 | 0 | 0 | 0
PeakO | 0 | 0 | 0 | 0 | 0 | 0
ST | 0 | 0 | 0 | 0 | 0 | 0
STOG | 0 | 0 | 0 | 0 | 0 | 0
STWD | 0 | 0 | 0 | 0 | 0 | 0
WT | 0 | 0 | 0 | 0 | 0 | 0
IGCC | 0 | 0 | 0 | 0 | 0 | 0
DemandResponse | 0 | 0 | 0 | 0 | 0 | 0
IGCC-CCS | 0 | 0 | 0 | 0 | 0 | 0
WT_off | 0 | 0 | 0 | 0 | 0 | 0
PseudoUnit | 0 | 0 | 0 | 0 | 0 | 0
FixedInterchange | 0 | 0 | 0 | 0 | 0 | 0
Emission Cost by Reporting Type: MISO_WUMS
ReportingType | 2015 | 2020 | 2025 | 2030 | 2035 | 2040
BM | 0 | 0 | 0 | 0 | 0 | 0
CC | 0 | 0 | 0 | 0 | 0 | 0
CSP | 0 | 0 | 0 | 0 | 0 | 0
CT | 0 | 0 | 0 | 0 | 0 | 0
Coal | 0 | 0 | 0 | 0 | 0 | 0
Geo | 0 | 0 | 0 | 0 | 0 | 0
H | 0 | 0 | 0 | 0 | 0 | 0
LFG | 0 | 0 | 0 | 0 | 0 | 0
Nuc | 0 | 0 | 0 | 0 | 0 | 0
PS | 0 | 0 | 0 | 0 | 0 | 0
PV | 0 | 0 | 0 | 0 | 0 | 0
PeakG | 0 | 0 | 0 | 0 | 0 | 0
PeakO | 0 | 0 | 0 | 0 | 0 | 0
ST | 0 | 0 | 0 | 0 | 0 | 0
STOG | 0 | 0 | 0 | 0 | 0 | 0
STWD | 0 | 0 | 0 | 0 | 0 | 0
WT | 0 | 0 | 0 | 0 | 0 | 0
IGCC | 0 | 0 | 0 | 0 | 0 | 0
DemandResponse | 0 | 0 | 0 | 0 | 0 | 0
IGCC-CCS | 0 | 0 | 0 | 0 | 0 | 0
WT_off | 0 | 0 | 0 | 0 | 0 | 0
PseudoUnit | 0 | 0 | 0 | 0 | 0 | 0
FixedInterchange | 0 | 0 | 0 | 0 | 0 | 0
Emission Cost by Reporting Type: Nebraska
ReportingType | 2015 | 2020 | 2025 | 2030 | 2035 | 2040
BM | 0 | 0 | 0 | 0 | 0 | 0
CC | 0 | 0 | 0 | 0 | 0 | 0
CSP | 0 | 0 | 0 | 0 | 0 | 0
CT | 0 | 0 | 0 | 0 | 0 | 0
Coal | 0 | 0 | 0 | 0 | 0 | 0
Geo | 0 | 0 | 0 | 0 | 0 | 0
H | 0 | 0 | 0 | 0 | 0 | 0
LFG | 0 | 0 | 0 | 0 | 0 | 0
Nuc | 0 | 0 | 0 | 0 | 0 | 0
PS | 0 | 0 | 0 | 0 | 0 | 0
PV | 0 | 0 | 0 | 0 | 0 | 0
PeakG | 0 | 0 | 0 | 0 | 0 | 0
PeakO | 0 | 0 | 0 | 0 | 0 | 0
ST | 0 | 0 | 0 | 0 | 0 | 0
STOG | 0 | 0 | 0 | 0 | 0 | 0
STWD | 0 | 0 | 0 | 0 | 0 | 0
WT | 0 | 0 | 0 | 0 | 0 | 0
IGCC | 0 | 0 | 0 | 0 | 0 | 0
DemandResponse | 0 | 0 | 0 | 0 | 0 | 0
IGCC-CCS | 0 | 0 | 0 | 0 | 0 | 0
WT_off | 0 | 0 | 0 | 0 | 0 | 0
PseudoUnit | 0 | 0 | 0 | 0 | 0 | 0
FixedInterchange | 0 | 0 | 0 | 0 | 0 | 0
Emission Cost by Reporting Type: NEISO
ReportingType | 2015 | 2020 | 2025 | 2030 | 2035 | 2040
BM | 0 | 0 | 0 | 0 | 0 | 0
CC | 0 | 0 | 0 | 0 | 0 | 0
CSP | 0 | 0 | 0 | 0 | 0 | 0
CT | 0 | 0 | 0 | 0 | 0 | 0
Coal | 0 | 0 | 0 | 0 | 0 | 0
Geo | 0 | 0 | 0 | 0 | 0 | 0
H | 0 | 0 | 0 | 0 | 0 | 0
LFG | 0 | 0 | 0 | 0 | 0 | 0
Nuc | 0 | 0 | 0 | 0 | 0 | 0
PS | 0 | 0 | 0 | 0 | 0 | 0
PV | 0 | 0 | 0 | 0 | 0 | 0
PeakG | 0 | 0 | 0 | 0 | 0 | 0
PeakO | 0 | 0 | 0 | 0 | 0 | 0
ST | 0 | 0 | 0 | 0 | 0 | 0
STOG | 0 | 0 | 0 | 0 | 0 | 0
STWD | 0 | 0 | 0 | 0 | 0 | 0
WT | 0 | 0 | 0 | 0 | 0 | 0
IGCC | 0 | 0 | 0 | 0 | 0 | 0
DemandResponse | 0 | 0 | 0 | 0 | 0 | 0
IGCC-CCS | 0 | 0 | 0 | 0 | 0 | 0
WT_off | 0 | 0 | 0 | 0 | 0 | 0
PseudoUnit | 0 | 0 | 0 | 0 | 0 | 0
FixedInterchange | 0 | 0 | 0 | 0 | 0 | 0
Emission Cost by Reporting Type: NonRTO_Midwest
ReportingType | 2015 | 2020 | 2025 | 2030 | 2035 | 2040
BM | 0 | 0 | 0 | 0 | 0 | 0
CC | 0 | 0 | 0 | 0 | 0 | 0
CSP | 0 | 0 | 0 | 0 | 0 | 0
CT | 0 | 0 | 0 | 0 | 0 | 0
Coal | 0 | 0 | 0 | 0 | 0 | 0
Geo | 0 | 0 | 0 | 0 | 0 | 0
H | 0 | 0 | 0 | 0 | 0 | 0
LFG | 0 | 0 | 0 | 0 | 0 | 0
Nuc | 0 | 0 | 0 | 0 | 0 | 0
PS | 0 | 0 | 0 | 0 | 0 | 0
PV | 0 | 0 | 0 | 0 | 0 | 0
PeakG | 0 | 0 | 0 | 0 | 0 | 0
PeakO | 0 | 0 | 0 | 0 | 0 | 0
ST | 0 | 0 | 0 | 0 | 0 | 0
STOG | 0 | 0 | 0 | 0 | 0 | 0
STWD | 0 | 0 | 0 | 0 | 0 | 0
WT | 0 | 0 | 0 | 0 | 0 | 0
IGCC | 0 | 0 | 0 | 0 | 0 | 0
DemandResponse | 0 | 0 | 0 | 0 | 0 | 0
IGCC-CCS | 0 | 0 | 0 | 0 | 0 | 0
WT_off | 0 | 0 | 0 | 0 | 0 | 0
PseudoUnit | 0 | 0 | 0 | 0 | 0 | 0
FixedInterchange | 0 | 0 | 0 | 0 | 0 | 0
Emission Cost by Reporting Type: NYISO_A-F
ReportingType | 2015 | 2020 | 2025 | 2030 | 2035 | 2040
BM | 0 | 0 | 0 | 0 | 0 | 0
CC | 0 | 0 | 0 | 0 | 0 | 0
CSP | 0 | 0 | 0 | 0 | 0 | 0
CT | 0 | 0 | 0 | 0 | 0 | 0
Coal | 0 | 0 | 0 | 0 | 0 | 0
Geo | 0 | 0 | 0 | 0 | 0 | 0
H | 0 | 0 | 0 | 0 | 0 | 0
LFG | 0 | 0 | 0 | 0 | 0 | 0
Nuc | 0 | 0 | 0 | 0 | 0 | 0
PS | 0 | 0 | 0 | 0 | 0 | 0
PV | 0 | 0 | 0 | 0 | 0 | 0
PeakG | 0 | 0 | 0 | 0 | 0 | 0
PeakO | 0 | 0 | 0 | 0 | 0 | 0
ST | 0 | 0 | 0 | 0 | 0 | 0
STOG | 0 | 0 | 0 | 0 | 0 | 0
STWD | 0 | 0 | 0 | 0 | 0 | 0
WT | 0 | 0 | 0 | 0 | 0 | 0
IGCC | 0 | 0 | 0 | 0 | 0 | 0
DemandResponse | 0 | 0 | 0 | 0 | 0 | 0
IGCC-CCS | 0 | 0 | 0 | 0 | 0 | 0
WT_off | 0 | 0 | 0 | 0 | 0 | 0
PseudoUnit | 0 | 0 | 0 | 0 | 0 | 0
FixedInterchange | 0 | 0 | 0 | 0 | 0 | 0
Emission Cost by Reporting Type: NYISO_G-I
ReportingType | 2015 | 2020 | 2025 | 2030 | 2035 | 2040
BM | 0 | 0 | 0 | 0 | 0 | 0
CC | 0 | 0 | 0 | 0 | 0 | 0
CSP | 0 | 0 | 0 | 0 | 0 | 0
CT | 0 | 0 | 0 | 0 | 0 | 0
Coal | 0 | 0 | 0 | 0 | 0 | 0
Geo | 0 | 0 | 0 | 0 | 0 | 0
H | 0 | 0 | 0 | 0 | 0 | 0
LFG | 0 | 0 | 0 | 0 | 0 | 0
Nuc | 0 | 0 | 0 | 0 | 0 | 0
PS | 0 | 0 | 0 | 0 | 0 | 0
PV | 0 | 0 | 0 | 0 | 0 | 0
PeakG | 0 | 0 | 0 | 0 | 0 | 0
PeakO | 0 | 0 | 0 | 0 | 0 | 0
ST | 0 | 0 | 0 | 0 | 0 | 0
STOG | 0 | 0 | 0 | 0 | 0 | 0
STWD | 0 | 0 | 0 | 0 | 0 | 0
WT | 0 | 0 | 0 | 0 | 0 | 0
IGCC | 0 | 0 | 0 | 0 | 0 | 0
DemandResponse | 0 | 0 | 0 | 0 | 0 | 0
IGCC-CCS | 0 | 0 | 0 | 0 | 0 | 0
WT_off | 0 | 0 | 0 | 0 | 0 | 0
PseudoUnit | 0 | 0 | 0 | 0 | 0 | 0
FixedInterchange | 0 | 0 | 0 | 0 | 0 | 0
Emission Cost by Reporting Type: NYISO_J-K
ReportingType | 2015 | 2020 | 2025 | 2030 | 2035 | 2040
BM | 0 | 0 | 0 | 0 | 0 | 0
CC | 0 | 0 | 0 | 0 | 0 | 0
CSP | 0 | 0 | 0 | 0 | 0 | 0
CT | 0 | 0 | 0 | 0 | 0 | 0
Coal | 0 | 0 | 0 | 0 | 0 | 0
Geo | 0 | 0 | 0 | 0 | 0 | 0
H | 0 | 0 | 0 | 0 | 0 | 0
LFG | 0 | 0 | 0 | 0 | 0 | 0
Nuc | 0 | 0 | 0 | 0 | 0 | 0
PS | 0 | 0 | 0 | 0 | 0 | 0
PV | 0 | 0 | 0 | 0 | 0 | 0
PeakG | 0 | 0 | 0 | 0 | 0 | 0
PeakO | 0 | 0 | 0 | 0 | 0 | 0
ST | 0 | 0 | 0 | 0 | 0 | 0
STOG | 0 | 0 | 0 | 0 | 0 | 0
STWD | 0 | 0 | 0 | 0 | 0 | 0
WT | 0 | 0 | 0 | 0 | 0 | 0
IGCC | 0 | 0 | 0 | 0 | 0 | 0
DemandResponse | 0 | 0 | 0 | 0 | 0 | 0
IGCC-CCS | 0 | 0 | 0 | 0 | 0 | 0
WT_off | 0 | 0 | 0 | 0 | 0 | 0
PseudoUnit | 0 | 0 | 0 | 0 | 0 | 0
FixedInterchange | 0 | 0 | 0 | 0 | 0 | 0
Emission Cost by Reporting Type: PJM_E
ReportingType | 2015 | 2020 | 2025 | 2030 | 2035 | 2040
BM | 0 | 0 | 0 | 0 | 0 | 0
CC | 0 | 0 | 0 | 0 | 0 | 0
CSP | 0 | 0 | 0 | 0 | 0 | 0
CT | 0 | 0 | 0 | 0 | 0 | 0
Coal | 0 | 0 | 0 | 0 | 0 | 0
Geo | 0 | 0 | 0 | 0 | 0 | 0
H | 0 | 0 | 0 | 0 | 0 | 0
LFG | 0 | 0 | 0 | 0 | 0 | 0
Nuc | 0 | 0 | 0 | 0 | 0 | 0
PS | 0 | 0 | 0 | 0 | 0 | 0
PV | 0 | 0 | 0 | 0 | 0 | 0
PeakG | 0 | 0 | 0 | 0 | 0 | 0
PeakO | 0 | 0 | 0 | 0 | 0 | 0
ST | 0 | 0 | 0 | 0 | 0 | 0
STOG | 0 | 0 | 0 | 0 | 0 | 0
STWD | 0 | 0 | 0 | 0 | 0 | 0
WT | 0 | 0 | 0 | 0 | 0 | 0
IGCC | 0 | 0 | 0 | 0 | 0 | 0
DemandResponse | 0 | 0 | 0 | 0 | 0 | 0
IGCC-CCS | 0 | 0 | 0 | 0 | 0 | 0
WT_off | 0 | 0 | 0 | 0 | 0 | 0
PseudoUnit | 0 | 0 | 0 | 0 | 0 | 0
FixedInterchange | 0 | 0 | 0 | 0 | 0 | 0
Emission Cost by Reporting Type: PJM_ROM
ReportingType | 2015 | 2020 | 2025 | 2030 | 2035 | 2040
BM | 0 | 0 | 0 | 0 | 0 | 0
CC | 0 | 0 | 0 | 0 | 0 | 0
CSP | 0 | 0 | 0 | 0 | 0 | 0
CT | 0 | 0 | 0 | 0 | 0 | 0
Coal | 0 | 0 | 0 | 0 | 0 | 0
Geo | 0 | 0 | 0 | 0 | 0 | 0
H | 0 | 0 | 0 | 0 | 0 | 0
LFG | 0 | 0 | 0 | 0 | 0 | 0
Nuc | 0 | 0 | 0 | 0 | 0 | 0
PS | 0 | 0 | 0 | 0 | 0 | 0
PV | 0 | 0 | 0 | 0 | 0 | 0
PeakG | 0 | 0 | 0 | 0 | 0 | 0
PeakO | 0 | 0 | 0 | 0 | 0 | 0
ST | 0 | 0 | 0 | 0 | 0 | 0
STOG | 0 | 0 | 0 | 0 | 0 | 0
STWD | 0 | 0 | 0 | 0 | 0 | 0
WT | 0 | 0 | 0 | 0 | 0 | 0
IGCC | 0 | 0 | 0 | 0 | 0 | 0
DemandResponse | 0 | 0 | 0 | 0 | 0 | 0
IGCC-CCS | 0 | 0 | 0 | 0 | 0 | 0
WT_off | 0 | 0 | 0 | 0 | 0 | 0
PseudoUnit | 0 | 0 | 0 | 0 | 0 | 0
FixedInterchange | 0 | 0 | 0 | 0 | 0 | 0
Emission Cost by Reporting Type: PJM_ROR
ReportingType | 2015 | 2020 | 2025 | 2030 | 2035 | 2040
BM | 0 | 0 | 0 | 0 | 0 | 0
CC | 0 | 0 | 0 | 0 | 0 | 0
CSP | 0 | 0 | 0 | 0 | 0 | 0
CT | 0 | 0 | 0 | 0 | 0 | 0
Coal | 0 | 0 | 0 | 0 | 0 | 0
Geo | 0 | 0 | 0 | 0 | 0 | 0
H | 0 | 0 | 0 | 0 | 0 | 0
LFG | 0 | 0 | 0 | 0 | 0 | 0
Nuc | 0 | 0 | 0 | 0 | 0 | 0
PS | 0 | 0 | 0 | 0 | 0 | 0
PV | 0 | 0 | 0 | 0 | 0 | 0
PeakG | 0 | 0 | 0 | 0 | 0 | 0
PeakO | 0 | 0 | 0 | 0 | 0 | 0
ST | 0 | 0 | 0 | 0 | 0 | 0
STOG | 0 | 0 | 0 | 0 | 0 | 0
STWD | 0 | 0 | 0 | 0 | 0 | 0
WT | 0 | 0 | 0 | 0 | 0 | 0
IGCC | 0 | 0 | 0 | 0 | 0 | 0
DemandResponse | 0 | 0 | 0 | 0 | 0 | 0
IGCC-CCS | 0 | 0 | 0 | 0 | 0 | 0
WT_off | 0 | 0 | 0 | 0 | 0 | 0
PseudoUnit | 0 | 0 | 0 | 0 | 0 | 0
FixedInterchange | 0 | 0 | 0 | 0 | 0 | 0
Emission Cost by Reporting Type: SOCO
ReportingType | 2015 | 2020 | 2025 | 2030 | 2035 | 2040
BM | 0 | 0 | 0 | 0 | 0 | 0
CC | 0 | 0 | 0 | 0 | 0 | 0
CSP | 0 | 0 | 0 | 0 | 0 | 0
CT | 0 | 0 | 0 | 0 | 0 | 0
Coal | 0 | 0 | 0 | 0 | 0 | 0
Geo | 0 | 0 | 0 | 0 | 0 | 0
H | 0 | 0 | 0 | 0 | 0 | 0
LFG | 0 | 0 | 0 | 0 | 0 | 0
Nuc | 0 | 0 | 0 | 0 | 0 | 0
PS | 0 | 0 | 0 | 0 | 0 | 0
PV | 0 | 0 | 0 | 0 | 0 | 0
PeakG | 0 | 0 | 0 | 0 | 0 | 0
PeakO | 0 | 0 | 0 | 0 | 0 | 0
ST | 0 | 0 | 0 | 0 | 0 | 0
STOG | 0 | 0 | 0 | 0 | 0 | 0
STWD | 0 | 0 | 0 | 0 | 0 | 0
WT | 0 | 0 | 0 | 0 | 0 | 0
IGCC | 0 | 0 | 0 | 0 | 0 | 0
DemandResponse | 0 | 0 | 0 | 0 | 0 | 0
IGCC-CCS | 0 | 0 | 0 | 0 | 0 | 0
WT_off | 0 | 0 | 0 | 0 | 0 | 0
PseudoUnit | 0 | 0 | 0 | 0 | 0 | 0
FixedInterchange | 0 | 0 | 0 | 0 | 0 | 0
Emission Cost by Reporting Type: SPP_N
ReportingType | 2015 | 2020 | 2025 | 2030 | 2035 | 2040
BM | 0 | 0 | 0 | 0 | 0 | 0
CC | 0 | 0 | 0 | 0 | 0 | 0
CSP | 0 | 0 | 0 | 0 | 0 | 0
CT | 0 | 0 | 0 | 0 | 0 | 0
Coal | 0 | 0 | 0 | 0 | 0 | 0
Geo | 0 | 0 | 0 | 0 | 0 | 0
H | 0 | 0 | 0 | 0 | 0 | 0
LFG | 0 | 0 | 0 | 0 | 0 | 0
Nuc | 0 | 0 | 0 | 0 | 0 | 0
PS | 0 | 0 | 0 | 0 | 0 | 0
PV | 0 | 0 | 0 | 0 | 0 | 0
PeakG | 0 | 0 | 0 | 0 | 0 | 0
PeakO | 0 | 0 | 0 | 0 | 0 | 0
ST | 0 | 0 | 0 | 0 | 0 | 0
STOG | 0 | 0 | 0 | 0 | 0 | 0
STWD | 0 | 0 | 0 | 0 | 0 | 0
WT | 0 | 0 | 0 | 0 | 0 | 0
IGCC | 0 | 0 | 0 | 0 | 0 | 0
DemandResponse | 0 | 0 | 0 | 0 | 0 | 0
IGCC-CCS | 0 | 0 | 0 | 0 | 0 | 0
WT_off | 0 | 0 | 0 | 0 | 0 | 0
PseudoUnit | 0 | 0 | 0 | 0 | 0 | 0
FixedInterchange | 0 | 0 | 0 | 0 | 0 | 0
Emission Cost by Reporting Type: SPP_S
ReportingType | 2015 | 2020 | 2025 | 2030 | 2035 | 2040
BM | 0 | 0 | 0 | 0 | 0 | 0
CC | 0 | 0 | 0 | 0 | 0 | 0
CSP | 0 | 0 | 0 | 0 | 0 | 0
CT | 0 | 0 | 0 | 0 | 0 | 0
Coal | 0 | 0 | 0 | 0 | 0 | 0
Geo | 0 | 0 | 0 | 0 | 0 | 0
H | 0 | 0 | 0 | 0 | 0 | 0
LFG | 0 | 0 | 0 | 0 | 0 | 0
Nuc | 0 | 0 | 0 | 0 | 0 | 0
PS | 0 | 0 | 0 | 0 | 0 | 0
PV | 0 | 0 | 0 | 0 | 0 | 0
PeakG | 0 | 0 | 0 | 0 | 0 | 0
PeakO | 0 | 0 | 0 | 0 | 0 | 0
ST | 0 | 0 | 0 | 0 | 0 | 0
STOG | 0 | 0 | 0 | 0 | 0 | 0
STWD | 0 | 0 | 0 | 0 | 0 | 0
WT | 0 | 0 | 0 | 0 | 0 | 0
IGCC | 0 | 0 | 0 | 0 | 0 | 0
DemandResponse | 0 | 0 | 0 | 0 | 0 | 0
IGCC-CCS | 0 | 0 | 0 | 0 | 0 | 0
WT_off | 0 | 0 | 0 | 0 | 0 | 0
PseudoUnit | 0 | 0 | 0 | 0 | 0 | 0
FixedInterchange | 0 | 0 | 0 | 0 | 0 | 0
Emission Cost by Reporting Type: TVA
ReportingType | 2015 | 2020 | 2025 | 2030 | 2035 | 2040
BM | 0 | 0 | 0 | 0 | 0 | 0
CC | 0 | 0 | 0 | 0 | 0 | 0
CSP | 0 | 0 | 0 | 0 | 0 | 0
CT | 0 | 0 | 0 | 0 | 0 | 0
Coal | 0 | 0 | 0 | 0 | 0 | 0
Geo | 0 | 0 | 0 | 0 | 0 | 0
H | 0 | 0 | 0 | 0 | 0 | 0
LFG | 0 | 0 | 0 | 0 | 0 | 0
Nuc | 0 | 0 | 0 | 0 | 0 | 0
PS | 0 | 0 | 0 | 0 | 0 | 0
PV | 0 | 0 | 0 | 0 | 0 | 0
PeakG | 0 | 0 | 0 | 0 | 0 | 0
PeakO | 0 | 0 | 0 | 0 | 0 | 0
ST | 0 | 0 | 0 | 0 | 0 | 0
STOG | 0 | 0 | 0 | 0 | 0 | 0
STWD | 0 | 0 | 0 | 0 | 0 | 0
WT | 0 | 0 | 0 | 0 | 0 | 0
IGCC | 0 | 0 | 0 | 0 | 0 | 0
DemandResponse | 0 | 0 | 0 | 0 | 0 | 0
IGCC-CCS | 0 | 0 | 0 | 0 | 0 | 0
WT_off | 0 | 0 | 0 | 0 | 0 | 0
PseudoUnit | 0 | 0 | 0 | 0 | 0 | 0
FixedInterchange | 0 | 0 | 0 | 0 | 0 | 0
Emission Cost by Reporting Type: TVA_Transmission
ReportingType | 2015 | 2020 | 2025 | 2030 | 2035 | 2040
BM | 0 | 0 | 0 | 0 | 0 | 0
CC | 0 | 0 | 0 | 0 | 0 | 0
CSP | 0 | 0 | 0 | 0 | 0 | 0
CT | 0 | 0 | 0 | 0 | 0 | 0
Coal | 0 | 0 | 0 | 0 | 0 | 0
Geo | 0 | 0 | 0 | 0 | 0 | 0
H | 0 | 0 | 0 | 0 | 0 | 0
LFG | 0 | 0 | 0 | 0 | 0 | 0
Nuc | 0 | 0 | 0 | 0 | 0 | 0
PS | 0 | 0 | 0 | 0 | 0 | 0
PV | 0 | 0 | 0 | 0 | 0 | 0
PeakG | 0 | 0 | 0 | 0 | 0 | 0
PeakO | 0 | 0 | 0 | 0 | 0 | 0
ST | 0 | 0 | 0 | 0 | 0 | 0
STOG | 0 | 0 | 0 | 0 | 0 | 0
STWD | 0 | 0 | 0 | 0 | 0 | 0
WT | 0 | 0 | 0 | 0 | 0 | 0
IGCC | 0 | 0 | 0 | 0 | 0 | 0
DemandResponse | 0 | 0 | 0 | 0 | 0 | 0
IGCC-CCS | 0 | 0 | 0 | 0 | 0 | 0
WT_off | 0 | 0 | 0 | 0 | 0 | 0
PseudoUnit | 0 | 0 | 0 | 0 | 0 | 0
FixedInterchange | 0 | 0 | 0 | 0 | 0 | 0
Emission Cost by Reporting Type: VACAR
ReportingType | 2015 | 2020 | 2025 | 2030 | 2035 | 2040
BM | 0 | 0 | 0 | 0 | 0 | 0
CC | 0 | 0 | 0 | 0 | 0 | 0
CSP | 0 | 0 | 0 | 0 | 0 | 0
CT | 0 | 0 | 0 | 0 | 0 | 0
Coal | 0 | 0 | 0 | 0 | 0 | 0
Geo | 0 | 0 | 0 | 0 | 0 | 0
H | 0 | 0 | 0 | 0 | 0 | 0
LFG | 0 | 0 | 0 | 0 | 0 | 0
Nuc | 0 | 0 | 0 | 0 | 0 | 0
PS | 0 | 0 | 0 | 0 | 0 | 0
PV | 0 | 0 | 0 | 0 | 0 | 0
PeakG | 0 | 0 | 0 | 0 | 0 | 0
PeakO | 0 | 0 | 0 | 0 | 0 | 0
ST | 0 | 0 | 0 | 0 | 0 | 0
STOG | 0 | 0 | 0 | 0 | 0 | 0
STWD | 0 | 0 | 0 | 0 | 0 | 0
WT | 0 | 0 | 0 | 0 | 0 | 0
IGCC | 0 | 0 | 0 | 0 | 0 | 0
DemandResponse | 0 | 0 | 0 | 0 | 0 | 0
IGCC-CCS | 0 | 0 | 0 | 0 | 0 | 0
WT_off | 0 | 0 | 0 | 0 | 0 | 0
PseudoUnit | 0 | 0 | 0 | 0 | 0 | 0
FixedInterchange | 0 | 0 | 0 | 0 | 0 | 0
Emission Cost by Reporting Type: IESO
ReportingType | 2015 | 2020 | 2025 | 2030 | 2035 | 2040
BM | 0 | 0 | 0 | 0 | 0 | 0
CC | 0 | 0 | 0 | 0 | 0 | 0
CSP | 0 | 0 | 0 | 0 | 0 | 0
CT | 0 | 0 | 0 | 0 | 0 | 0
Coal | 0 | 0 | 0 | 0 | 0 | 0
Geo | 0 | 0 | 0 | 0 | 0 | 0
H | 0 | 0 | 0 | 0 | 0 | 0
LFG | 0 | 0 | 0 | 0 | 0 | 0
Nuc | 0 | 0 | 0 | 0 | 0 | 0
PS | 0 | 0 | 0 | 0 | 0 | 0
PV | 0 | 0 | 0 | 0 | 0 | 0
PeakG | 0 | 0 | 0 | 0 | 0 | 0
PeakO | 0 | 0 | 0 | 0 | 0 | 0
ST | 0 | 0 | 0 | 0 | 0 | 0
STOG | 0 | 0 | 0 | 0 | 0 | 0
STWD | 0 | 0 | 0 | 0 | 0 | 0
WT | 0 | 0 | 0 | 0 | 0 | 0
IGCC | 0 | 0 | 0 | 0 | 0 | 0
DemandResponse | 0 | 0 | 0 | 0 | 0 | 0
IGCC-CCS | 0 | 0 | 0 | 0 | 0 | 0
WT_off | 0 | 0 | 0 | 0 | 0 | 0
PseudoUnit | 0 | 0 | 0 | 0 | 0 | 0
FixedInterchange | 0 | 0 | 0 | 0 | 0 | 0
Emission Cost by Reporting Type: MAPP_CA
ReportingType | 2015 | 2020 | 2025 | 2030 | 2035 | 2040
BM | 0 | 0 | 0 | 0 | 0 | 0
CC | 0 | 0 | 0 | 0 | 0 | 0
CSP | 0 | 0 | 0 | 0 | 0 | 0
CT | 0 | 0 | 0 | 0 | 0 | 0
Coal | 0 | 0 | 0 | 0 | 0 | 0
Geo | 0 | 0 | 0 | 0 | 0 | 0
H | 0 | 0 | 0 | 0 | 0 | 0
LFG | 0 | 0 | 0 | 0 | 0 | 0
Nuc | 0 | 0 | 0 | 0 | 0 | 0
PS | 0 | 0 | 0 | 0 | 0 | 0
PV | 0 | 0 | 0 | 0 | 0 | 0
PeakG | 0 | 0 | 0 | 0 | 0 | 0
PeakO | 0 | 0 | 0 | 0 | 0 | 0
ST | 0 | 0 | 0 | 0 | 0 | 0
STOG | 0 | 0 | 0 | 0 | 0 | 0
STWD | 0 | 0 | 0 | 0 | 0 | 0
WT | 0 | 0 | 0 | 0 | 0 | 0
IGCC | 0 | 0 | 0 | 0 | 0 | 0
DemandResponse | 0 | 0 | 0 | 0 | 0 | 0
IGCC-CCS | 0 | 0 | 0 | 0 | 0 | 0
WT_off | 0 | 0 | 0 | 0 | 0 | 0
PseudoUnit | 0 | 0 | 0 | 0 | 0 | 0
FixedInterchange | 0 | 0 | 0 | 0 | 0 | 0
Emission Cost by Reporting Type: AZ_NM_SNV_Coal
ReportingType | 2015 | 2020 | 2025 | 2030 | 2035 | 2040
BM | 0 | 0 | 0 | 0 | 0 | 0
CC | 0 | 0 | 0 | 0 | 0 | 0
CSP | 0 | 0 | 0 | 0 | 0 | 0
CT | 0 | 0 | 0 | 0 | 0 | 0
Coal | 0 | 0 | 0 | 0 | 0 | 0
Geo | 0 | 0 | 0 | 0 | 0 | 0
H | 0 | 0 | 0 | 0 | 0 | 0
LFG | 0 | 0 | 0 | 0 | 0 | 0
Nuc | 0 | 0 | 0 | 0 | 0 | 0
PS | 0 | 0 | 0 | 0 | 0 | 0
PV | 0 | 0 | 0 | 0 | 0 | 0
PeakG | 0 | 0 | 0 | 0 | 0 | 0
PeakO | 0 | 0 | 0 | 0 | 0 | 0
ST | 0 | 0 | 0 | 0 | 0 | 0
STOG | 0 | 0 | 0 | 0 | 0 | 0
STWD | 0 | 0 | 0 | 0 | 0 | 0
WT | 0 | 0 | 0 | 0 | 0 | 0
IGCC | 0 | 0 | 0 | 0 | 0 | 0
DemandResponse | 0 | 0 | 0 | 0 | 0 | 0
IGCC-CCS | 0 | 0 | 0 | 0 | 0 | 0
WT_off | 0 | 0 | 0 | 0 | 0 | 0
PseudoUnit | 0 | 0 | 0 | 0 | 0 | 0
FixedInterchange | 0 | 0 | 0 | 0 | 0 | 0
Emission Cost by Reporting Type: AZ_NM_SNV_Gas
ReportingType | 2015 | 2020 | 2025 | 2030 | 2035 | 2040
BM | 0 | 0 | 0 | 0 | 0 | 0
CC | 0 | 0 | 0 | 0 | 0 | 0
CSP | 0 | 0 | 0 | 0 | 0 | 0
CT | 0 | 0 | 0 | 0 | 0 | 0
Coal | 0 | 0 | 0 | 0 | 0 | 0
Geo | 0 | 0 | 0 | 0 | 0 | 0
H | 0 | 0 | 0 | 0 | 0 | 0
LFG | 0 | 0 | 0 | 0 | 0 | 0
Nuc | 0 | 0 | 0 | 0 | 0 | 0
PS | 0 | 0 | 0 | 0 | 0 | 0
PV | 0 | 0 | 0 | 0 | 0 | 0
PeakG | 0 | 0 | 0 | 0 | 0 | 0
PeakO | 0 | 0 | 0 | 0 | 0 | 0
ST | 0 | 0 | 0 | 0 | 0 | 0
STOG | 0 | 0 | 0 | 0 | 0 | 0
STWD | 0 | 0 | 0 | 0 | 0 | 0
WT | 0 | 0 | 0 | 0 | 0 | 0
IGCC | 0 | 0 | 0 | 0 | 0 | 0
DemandResponse | 0 | 0 | 0 | 0 | 0 | 0
IGCC-CCS | 0 | 0 | 0 | 0 | 0 | 0
WT_off | 0 | 0 | 0 | 0 | 0 | 0
PseudoUnit | 0 | 0 | 0 | 0 | 0 | 0
FixedInterchange | 0 | 0 | 0 | 0 | 0 | 0
Emission Cost by Reporting Type: AZ_NM_SNV_NucRenew
ReportingType | 2015 | 2020 | 2025 | 2030 | 2035 | 2040
BM | 0 | 0 | 0 | 0 | 0 | 0
CC | 0 | 0 | 0 | 0 | 0 | 0
CSP | 0 | 0 | 0 | 0 | 0 | 0
CT | 0 | 0 | 0 | 0 | 0 | 0
Coal | 0 | 0 | 0 | 0 | 0 | 0
Geo | 0 | 0 | 0 | 0 | 0 | 0
H | 0 | 0 | 0 | 0 | 0 | 0
LFG | 0 | 0 | 0 | 0 | 0 | 0
Nuc | 0 | 0 | 0 | 0 | 0 | 0
PS | 0 | 0 | 0 | 0 | 0 | 0
PV | 0 | 0 | 0 | 0 | 0 | 0
PeakG | 0 | 0 | 0 | 0 | 0 | 0
PeakO | 0 | 0 | 0 | 0 | 0 | 0
ST | 0 | 0 | 0 | 0 | 0 | 0
STOG | 0 | 0 | 0 | 0 | 0 | 0
STWD | 0 | 0 | 0 | 0 | 0 | 0
WT | 0 | 0 | 0 | 0 | 0 | 0
IGCC | 0 | 0 | 0 | 0 | 0 | 0
DemandResponse | 0 | 0 | 0 | 0 | 0 | 0
IGCC-CCS | 0 | 0 | 0 | 0 | 0 | 0
WT_off | 0 | 0 | 0 | 0 | 0 | 0
PseudoUnit | 0 | 0 | 0 | 0 | 0 | 0
FixedInterchange | 0 | 0 | 0 | 0 | 0 | 0
Emission Cost by Reporting Type: ERCOT
ReportingType | 2015 | 2020 | 2025 | 2030 | 2035 | 2040
BM | 0 | 0 | 0 | 0 | 0 | 0
CC | 0 | 0 | 0 | 0 | 0 | 0
CSP | 0 | 0 | 0 | 0 | 0 | 0
CT | 0 | 0 | 0 | 0 | 0 | 0
Coal | 0 | 0 | 0 | 0 | 0 | 0
Geo | 0 | 0 | 0 | 0 | 0 | 0
H | 0 | 0 | 0 | 0 | 0 | 0
LFG | 0 | 0 | 0 | 0 | 0 | 0
Nuc | 0 | 0 | 0 | 0 | 0 | 0
PS | 0 | 0 | 0 | 0 | 0 | 0
PV | 0 | 0 | 0 | 0 | 0 | 0
PeakG | 0 | 0 | 0 | 0 | 0 | 0
PeakO | 0 | 0 | 0 | 0 | 0 | 0
ST | 0 | 0 | 0 | 0 | 0 | 0
STOG | 0 | 0 | 0 | 0 | 0 | 0
STWD | 0 | 0 | 0 | 0 | 0 | 0
WT | 0 | 0 | 0 | 0 | 0 | 0
IGCC | 0 | 0 | 0 | 0 | 0 | 0
DemandResponse | 0 | 0 | 0 | 0 | 0 | 0
IGCC-CCS | 0 | 0 | 0 | 0 | 0 | 0
WT_off | 0 | 0 | 0 | 0 | 0 | 0
PseudoUnit | 0 | 0 | 0 | 0 | 0 | 0
FixedInterchange | 0 | 0 | 0 | 0 | 0 | 0
Emission Cost by Reporting Type: NP15
ReportingType | 2015 | 2020 | 2025 | 2030 | 2035 | 2040
BM | 0 | 0 | 0 | 0 | 0 | 0
CC | 0 | 0 | 0 | 0 | 0 | 0
CSP | 0 | 0 | 0 | 0 | 0 | 0
CT | 0 | 0 | 0 | 0 | 0 | 0
Coal | 0 | 0 | 0 | 0 | 0 | 0
Geo | 0 | 0 | 0 | 0 | 0 | 0
H | 0 | 0 | 0 | 0 | 0 | 0
LFG | 0 | 0 | 0 | 0 | 0 | 0
Nuc | 0 | 0 | 0 | 0 | 0 | 0
PS | 0 | 0 | 0 | 0 | 0 | 0
PV | 0 | 0 | 0 | 0 | 0 | 0
PeakG | 0 | 0 | 0 | 0 | 0 | 0
PeakO | 0 | 0 | 0 | 0 | 0 | 0
ST | 0 | 0 | 0 | 0 | 0 | 0
STOG | 0 | 0 | 0 | 0 | 0 | 0
STWD | 0 | 0 | 0 | 0 | 0 | 0
WT | 0 | 0 | 0 | 0 | 0 | 0
IGCC | 0 | 0 | 0 | 0 | 0 | 0
DemandResponse | 0 | 0 | 0 | 0 | 0 | 0
IGCC-CCS | 0 | 0 | 0 | 0 | 0 | 0
WT_off | 0 | 0 | 0 | 0 | 0 | 0
PseudoUnit | 0 | 0 | 0 | 0 | 0 | 0
FixedInterchange | 0 | 0 | 0 | 0 | 0 | 0
Emission Cost by Reporting Type: NWPP_Coal
ReportingType | 2015 | 2020 | 2025 | 2030 | 2035 | 2040
BM | 0 | 0 | 0 | 0 | 0 | 0
CC | 0 | 0 | 0 | 0 | 0 | 0
CSP | 0 | 0 | 0 | 0 | 0 | 0
CT | 0 | 0 | 0 | 0 | 0 | 0
Coal | 0 | 0 | 0 | 0 | 0 | 0
Geo | 0 | 0 | 0 | 0 | 0 | 0
H | 0 | 0 | 0 | 0 | 0 | 0
LFG | 0 | 0 | 0 | 0 | 0 | 0
Nuc | 0 | 0 | 0 | 0 | 0 | 0
PS | 0 | 0 | 0 | 0 | 0 | 0
PV | 0 | 0 | 0 | 0 | 0 | 0
PeakG | 0 | 0 | 0 | 0 | 0 | 0
PeakO | 0 | 0 | 0 | 0 | 0 | 0
ST | 0 | 0 | 0 | 0 | 0 | 0
STOG | 0 | 0 | 0 | 0 | 0 | 0
STWD | 0 | 0 | 0 | 0 | 0 | 0
WT | 0 | 0 | 0 | 0 | 0 | 0
IGCC | 0 | 0 | 0 | 0 | 0 | 0
DemandResponse | 0 | 0 | 0 | 0 | 0 | 0
IGCC-CCS | 0 | 0 | 0 | 0 | 0 | 0
WT_off | 0 | 0 | 0 | 0 | 0 | 0
PseudoUnit | 0 | 0 | 0 | 0 | 0 | 0
FixedInterchange | 0 | 0 | 0 | 0 | 0 | 0
Emission Cost by Reporting Type: NWPP_Gas
ReportingType | 2015 | 2020 | 2025 | 2030 | 2035 | 2040
BM | 0 | 0 | 0 | 0 | 0 | 0
CC | 0 | 0 | 0 | 0 | 0 | 0
CSP | 0 | 0 | 0 | 0 | 0 | 0
CT | 0 | 0 | 0 | 0 | 0 | 0
Coal | 0 | 0 | 0 | 0 | 0 | 0
Geo | 0 | 0 | 0 | 0 | 0 | 0
H | 0 | 0 | 0 | 0 | 0 | 0
LFG | 0 | 0 | 0 | 0 | 0 | 0
Nuc | 0 | 0 | 0 | 0 | 0 | 0
PS | 0 | 0 | 0 | 0 | 0 | 0
PV | 0 | 0 | 0 | 0 | 0 | 0
PeakG | 0 | 0 | 0 | 0 | 0 | 0
PeakO | 0 | 0 | 0 | 0 | 0 | 0
ST | 0 | 0 | 0 | 0 | 0 | 0
STOG | 0 | 0 | 0 | 0 | 0 | 0
STWD | 0 | 0 | 0 | 0 | 0 | 0
WT | 0 | 0 | 0 | 0 | 0 | 0
IGCC | 0 | 0 | 0 | 0 | 0 | 0
DemandResponse | 0 | 0 | 0 | 0 | 0 | 0
IGCC-CCS | 0 | 0 | 0 | 0 | 0 | 0
WT_off | 0 | 0 | 0 | 0 | 0 | 0
PseudoUnit | 0 | 0 | 0 | 0 | 0 | 0
FixedInterchange | 0 | 0 | 0 | 0 | 0 | 0
Emission Cost by Reporting Type: NWPP_NucRenew
ReportingType | 2015 | 2020 | 2025 | 2030 | 2035 | 2040
BM | 0 | 0 | 0 | 0 | 0 | 0
CC | 0 | 0 | 0 | 0 | 0 | 0
CSP | 0 | 0 | 0 | 0 | 0 | 0
CT | 0 | 0 | 0 | 0 | 0 | 0
Coal | 0 | 0 | 0 | 0 | 0 | 0
Geo | 0 | 0 | 0 | 0 | 0 | 0
H | 0 | 0 | 0 | 0 | 0 | 0
LFG | 0 | 0 | 0 | 0 | 0 | 0
Nuc | 0 | 0 | 0 | 0 | 0 | 0
PS | 0 | 0 | 0 | 0 | 0 | 0
PV | 0 | 0 | 0 | 0 | 0 | 0
PeakG | 0 | 0 | 0 | 0 | 0 | 0
PeakO | 0 | 0 | 0 | 0 | 0 | 0
ST | 0 | 0 | 0 | 0 | 0 | 0
STOG | 0 | 0 | 0 | 0 | 0 | 0
STWD | 0 | 0 | 0 | 0 | 0 | 0
WT | 0 | 0 | 0 | 0 | 0 | 0
IGCC | 0 | 0 | 0 | 0 | 0 | 0
DemandResponse | 0 | 0 | 0 | 0 | 0 | 0
IGCC-CCS | 0 | 0 | 0 | 0 | 0 | 0
WT_off | 0 | 0 | 0 | 0 | 0 | 0
PseudoUnit | 0 | 0 | 0 | 0 | 0 | 0
FixedInterchange | 0 | 0 | 0 | 0 | 0 | 0
Emission Cost by Reporting Type: RMPA
ReportingType | 2015 | 2020 | 2025 | 2030 | 2035 | 2040
BM | 0 | 0 | 0 | 0 | 0 | 0
CC | 0 | 0 | 0 | 0 | 0 | 0
CSP | 0 | 0 | 0 | 0 | 0 | 0
CT | 0 | 0 | 0 | 0 | 0 | 0
Coal | 0 | 0 | 0 | 0 | 0 | 0
Geo | 0 | 0 | 0 | 0 | 0 | 0
H | 0 | 0 | 0 | 0 | 0 | 0
LFG | 0 | 0 | 0 | 0 | 0 | 0
Nuc | 0 | 0 | 0 | 0 | 0 | 0
PS | 0 | 0 | 0 | 0 | 0 | 0
PV | 0 | 0 | 0 | 0 | 0 | 0
PeakG | 0 | 0 | 0 | 0 | 0 | 0
PeakO | 0 | 0 | 0 | 0 | 0 | 0
ST | 0 | 0 | 0 | 0 | 0 | 0
STOG | 0 | 0 | 0 | 0 | 0 | 0
STWD | 0 | 0 | 0 | 0 | 0 | 0
WT | 0 | 0 | 0 | 0 | 0 | 0
IGCC | 0 | 0 | 0 | 0 | 0 | 0
DemandResponse | 0 | 0 | 0 | 0 | 0 | 0
IGCC-CCS | 0 | 0 | 0 | 0 | 0 | 0
WT_off | 0 | 0 | 0 | 0 | 0 | 0
PseudoUnit | 0 | 0 | 0 | 0 | 0 | 0
FixedInterchange | 0 | 0 | 0 | 0 | 0 | 0
Emission Cost by Reporting Type: SP15
ReportingType | 2015 | 2020 | 2025 | 2030 | 2035 | 2040
BM | 0 | 0 | 0 | 0 | 0 | 0
CC | 0 | 0 | 0 | 0 | 0 | 0
CSP | 0 | 0 | 0 | 0 | 0 | 0
CT | 0 | 0 | 0 | 0 | 0 | 0
Coal | 0 | 0 | 0 | 0 | 0 | 0
Geo | 0 | 0 | 0 | 0 | 0 | 0
H | 0 | 0 | 0 | 0 | 0 | 0
LFG | 0 | 0 | 0 | 0 | 0 | 0
Nuc | 0 | 0 | 0 | 0 | 0 | 0
PS | 0 | 0 | 0 | 0 | 0 | 0
PV | 0 | 0 | 0 | 0 | 0 | 0
PeakG | 0 | 0 | 0 | 0 | 0 | 0
PeakO | 0 | 0 | 0 | 0 | 0 | 0
ST | 0 | 0 | 0 | 0 | 0 | 0
STOG | 0 | 0 | 0 | 0 | 0 | 0
STWD | 0 | 0 | 0 | 0 | 0 | 0
WT | 0 | 0 | 0 | 0 | 0 | 0
IGCC | 0 | 0 | 0 | 0 | 0 | 0
DemandResponse | 0 | 0 | 0 | 0 | 0 | 0
IGCC-CCS | 0 | 0 | 0 | 0 | 0 | 0
WT_off | 0 | 0 | 0 | 0 | 0 | 0
PseudoUnit | 0 | 0 | 0 | 0 | 0 | 0
FixedInterchange | 0 | 0 | 0 | 0 | 0 | 0
Emission Cost by Reporting Type: ALB
ReportingType | 2015 | 2020 | 2025 | 2030 | 2035 | 2040
BM | 0 | 0 | 0 | 0 | 0 | 0
CC | 0 | 0 | 0 | 0 | 0 | 0
CSP | 0 | 0 | 0 | 0 | 0 | 0
CT | 0 | 0 | 0 | 0 | 0 | 0
Coal | 0 | 0 | 0 | 0 | 0 | 0
Geo | 0 | 0 | 0 | 0 | 0 | 0
H | 0 | 0 | 0 | 0 | 0 | 0
LFG | 0 | 0 | 0 | 0 | 0 | 0
Nuc | 0 | 0 | 0 | 0 | 0 | 0
PS | 0 | 0 | 0 | 0 | 0 | 0
PV | 0 | 0 | 0 | 0 | 0 | 0
PeakG | 0 | 0 | 0 | 0 | 0 | 0
PeakO | 0 | 0 | 0 | 0 | 0 | 0
ST | 0 | 0 | 0 | 0 | 0 | 0
STOG | 0 | 0 | 0 | 0 | 0 | 0
STWD | 0 | 0 | 0 | 0 | 0 | 0
WT | 0 | 0 | 0 | 0 | 0 | 0
IGCC | 0 | 0 | 0 | 0 | 0 | 0
DemandResponse | 0 | 0 | 0 | 0 | 0 | 0
IGCC-CCS | 0 | 0 | 0 | 0 | 0 | 0
WT_off | 0 | 0 | 0 | 0 | 0 | 0
PseudoUnit | 0 | 0 | 0 | 0 | 0 | 0
FixedInterchange | 0 | 0 | 0 | 0 | 0 | 0
Emission Cost by Reporting Type: BC
ReportingType | 2015 | 2020 | 2025 | 2030 | 2035 | 2040
BM | 0 | 0 | 0 | 0 | 0 | 0
CC | 0 | 0 | 0 | 0 | 0 | 0
CSP | 0 | 0 | 0 | 0 | 0 | 0
CT | 0 | 0 | 0 | 0 | 0 | 0
Coal | 0 | 0 | 0 | 0 | 0 | 0
Geo | 0 | 0 | 0 | 0 | 0 | 0
H | 0 | 0 | 0 | 0 | 0 | 0
LFG | 0 | 0 | 0 | 0 | 0 | 0
Nuc | 0 | 0 | 0 | 0 | 0 | 0
PS | 0 | 0 | 0 | 0 | 0 | 0
PV | 0 | 0 | 0 | 0 | 0 | 0
PeakG | 0 | 0 | 0 | 0 | 0 | 0
PeakO | 0 | 0 | 0 | 0 | 0 | 0
ST | 0 | 0 | 0 | 0 | 0 | 0
STOG | 0 | 0 | 0 | 0 | 0 | 0
STWD | 0 | 0 | 0 | 0 | 0 | 0
WT | 0 | 0 | 0 | 0 | 0 | 0
IGCC | 0 | 0 | 0 | 0 | 0 | 0
DemandResponse | 0 | 0 | 0 | 0 | 0 | 0
IGCC-CCS | 0 | 0 | 0 | 0 | 0 | 0
WT_off | 0 | 0 | 0 | 0 | 0 | 0
PseudoUnit | 0 | 0 | 0 | 0 | 0 | 0
FixedInterchange | 0 | 0 | 0 | 0 | 0 | 0
Emission Cost by Reporting Type: HQ_IESO
ReportingType | 2015 | 2020 | 2025 | 2030 | 2035 | 2040
BM | 0 | 0 | 0 | 0 | 0 | 0
CC | 0 | 0 | 0 | 0 | 0 | 0
CSP | 0 | 0 | 0 | 0 | 0 | 0
CT | 0 | 0 | 0 | 0 | 0 | 0
Coal | 0 | 0 | 0 | 0 | 0 | 0
Geo | 0 | 0 | 0 | 0 | 0 | 0
H | 0 | 0 | 0 | 0 | 0 | 0
LFG | 0 | 0 | 0 | 0 | 0 | 0
Nuc | 0 | 0 | 0 | 0 | 0 | 0
PS | 0 | 0 | 0 | 0 | 0 | 0
PV | 0 | 0 | 0 | 0 | 0 | 0
PeakG | 0 | 0 | 0 | 0 | 0 | 0
PeakO | 0 | 0 | 0 | 0 | 0 | 0
ST | 0 | 0 | 0 | 0 | 0 | 0
STOG | 0 | 0 | 0 | 0 | 0 | 0
STWD | 0 | 0 | 0 | 0 | 0 | 0
WT | 0 | 0 | 0 | 0 | 0 | 0
IGCC | 0 | 0 | 0 | 0 | 0 | 0
DemandResponse | 0 | 0 | 0 | 0 | 0 | 0
IGCC-CCS | 0 | 0 | 0 | 0 | 0 | 0
WT_off | 0 | 0 | 0 | 0 | 0 | 0
PseudoUnit | 0 | 0 | 0 | 0 | 0 | 0
FixedInterchange | 0 | 0 | 0 | 0 | 0 | 0
Emission Cost by Reporting Type: HQ_NEISO
ReportingType | 2015 | 2020 | 2025 | 2030 | 2035 | 2040
BM | 0 | 0 | 0 | 0 | 0 | 0
CC | 0 | 0 | 0 | 0 | 0 | 0
CSP | 0 | 0 | 0 | 0 | 0 | 0
CT | 0 | 0 | 0 | 0 | 0 | 0
Coal | 0 | 0 | 0 | 0 | 0 | 0
Geo | 0 | 0 | 0 | 0 | 0 | 0
H | 0 | 0 | 0 | 0 | 0 | 0
LFG | 0 | 0 | 0 | 0 | 0 | 0
Nuc | 0 | 0 | 0 | 0 | 0 | 0
PS | 0 | 0 | 0 | 0 | 0 | 0
PV | 0 | 0 | 0 | 0 | 0 | 0
PeakG | 0 | 0 | 0 | 0 | 0 | 0
PeakO | 0 | 0 | 0 | 0 | 0 | 0
ST | 0 | 0 | 0 | 0 | 0 | 0
STOG | 0 | 0 | 0 | 0 | 0 | 0
STWD | 0 | 0 | 0 | 0 | 0 | 0
WT | 0 | 0 | 0 | 0 | 0 | 0
IGCC | 0 | 0 | 0 | 0 | 0 | 0
DemandResponse | 0 | 0 | 0 | 0 | 0 | 0
IGCC-CCS | 0 | 0 | 0 | 0 | 0 | 0
WT_off | 0 | 0 | 0 | 0 | 0 | 0
PseudoUnit | 0 | 0 | 0 | 0 | 0 | 0
FixedInterchange | 0 | 0 | 0 | 0 | 0 | 0
Emission Cost by Reporting Type: HQ_NY
ReportingType | 2015 | 2020 | 2025 | 2030 | 2035 | 2040
BM | 0 | 0 | 0 | 0 | 0 | 0
CC | 0 | 0 | 0 | 0 | 0 | 0
CSP | 0 | 0 | 0 | 0 | 0 | 0
CT | 0 | 0 | 0 | 0 | 0 | 0
Coal | 0 | 0 | 0 | 0 | 0 | 0
Geo | 0 | 0 | 0 | 0 | 0 | 0
H | 0 | 0 | 0 | 0 | 0 | 0
LFG | 0 | 0 | 0 | 0 | 0 | 0
Nuc | 0 | 0 | 0 | 0 | 0 | 0
PS | 0 | 0 | 0 | 0 | 0 | 0
PV | 0 | 0 | 0 | 0 | 0 | 0
PeakG | 0 | 0 | 0 | 0 | 0 | 0
PeakO | 0 | 0 | 0 | 0 | 0 | 0
ST | 0 | 0 | 0 | 0 | 0 | 0
STOG | 0 | 0 | 0 | 0 | 0 | 0
STWD | 0 | 0 | 0 | 0 | 0 | 0
WT | 0 | 0 | 0 | 0 | 0 | 0
IGCC | 0 | 0 | 0 | 0 | 0 | 0
DemandResponse | 0 | 0 | 0 | 0 | 0 | 0
IGCC-CCS | 0 | 0 | 0 | 0 | 0 | 0
WT_off | 0 | 0 | 0 | 0 | 0 | 0
PseudoUnit | 0 | 0 | 0 | 0 | 0 | 0
FixedInterchange | 0 | 0 | 0 | 0 | 0 | 0
Emission Cost by Reporting Type: MARITIMES
ReportingType | 2015 | 2020 | 2025 | 2030 | 2035 | 2040
BM | 0 | 0 | 0 | 0 | 0 | 0
CC | 0 | 0 | 0 | 0 | 0 | 0
CSP | 0 | 0 | 0 | 0 | 0 | 0
CT | 0 | 0 | 0 | 0 | 0 | 0
Coal | 0 | 0 | 0 | 0 | 0 | 0
Geo | 0 | 0 | 0 | 0 | 0 | 0
H | 0 | 0 | 0 | 0 | 0 | 0
LFG | 0 | 0 | 0 | 0 | 0 | 0
Nuc | 0 | 0 | 0 | 0 | 0 | 0
PS | 0 | 0 | 0 | 0 | 0 | 0
PV | 0 | 0 | 0 | 0 | 0 | 0
PeakG | 0 | 0 | 0 | 0 | 0 | 0
PeakO | 0 | 0 | 0 | 0 | 0 | 0
ST | 0 | 0 | 0 | 0 | 0 | 0
STOG | 0 | 0 | 0 | 0 | 0 | 0
STWD | 0 | 0 | 0 | 0 | 0 | 0
WT | 0 | 0 | 0 | 0 | 0 | 0
IGCC | 0 | 0 | 0 | 0 | 0 | 0
DemandResponse | 0 | 0 | 0 | 0 | 0 | 0
IGCC-CCS | 0 | 0 | 0 | 0 | 0 | 0
WT_off | 0 | 0 | 0 | 0 | 0 | 0
PseudoUnit | 0 | 0 | 0 | 0 | 0 | 0
FixedInterchange | 0 | 0 | 0 | 0 | 0 | 0
Emission Cost by Reporting Type: All
ReportingType | 2015 | 2020 | 2025 | 2030 | 2035 | 2040
BM | 0 | 0 | 0 | 0 | 0 | 0
CC | 0 | 0 | 0 | 0 | 0 | 0
CSP | 0 | 0 | 0 | 0 | 0 | 0
CT | 0 | 0 | 0 | 0 | 0 | 0
Coal | 0 | 0 | 0 | 0 | 0 | 0
Geo | 0 | 0 | 0 | 0 | 0 | 0
H | 0 | 0 | 0 | 0 | 0 | 0
LFG | 0 | 0 | 0 | 0 | 0 | 0
Nuc | 0 | 0 | 0 | 0 | 0 | 0
PS | 0 | 0 | 0 | 0 | 0 | 0
PV | 0 | 0 | 0 | 0 | 0 | 0
PeakG | 0 | 0 | 0 | 0 | 0 | 0
PeakO | 0 | 0 | 0 | 0 | 0 | 0
ST | 0 | 0 | 0 | 0 | 0 | 0
STOG | 0 | 0 | 0 | 0 | 0 | 0
STWD | 0 | 0 | 0 | 0 | 0 | 0
WT | 0 | 0 | 0 | 0 | 0 | 0
IGCC | 0 | 0 | 0 | 0 | 0 | 0
DemandResponse | 0 | 0 | 0 | 0 | 0 | 0
IGCC-CCS | 0 | 0 | 0 | 0 | 0 | 0
WT_off | 0 | 0 | 0 | 0 | 0 | 0
PseudoUnit | 0 | 0 | 0 | 0 | 0 | 0
FixedInterchange | 0 | 0 | 0 | 0 | 0 | 0
Emission Cost by Reporting Type: EI_US
ReportingType | 2015 | 2020 | 2025 | 2030 | 2035 | 2040
BM | 0 | 0 | 0 | 0 | 0 | 0
CC | 0 | 0 | 0 | 0 | 0 | 0
CSP | 0 | 0 | 0 | 0 | 0 | 0
CT | 0 | 0 | 0 | 0 | 0 | 0
Coal | 0 | 0 | 0 | 0 | 0 | 0
Geo | 0 | 0 | 0 | 0 | 0 | 0
H | 0 | 0 | 0 | 0 | 0 | 0
LFG | 0 | 0 | 0 | 0 | 0 | 0
Nuc | 0 | 0 | 0 | 0 | 0 | 0
PS | 0 | 0 | 0 | 0 | 0 | 0
PV | 0 | 0 | 0 | 0 | 0 | 0
PeakG | 0 | 0 | 0 | 0 | 0 | 0
PeakO | 0 | 0 | 0 | 0 | 0 | 0
ST | 0 | 0 | 0 | 0 | 0 | 0
STOG | 0 | 0 | 0 | 0 | 0 | 0
STWD | 0 | 0 | 0 | 0 | 0 | 0
WT | 0 | 0 | 0 | 0 | 0 | 0
IGCC | 0 | 0 | 0 | 0 | 0 | 0
DemandResponse | 0 | 0 | 0 | 0 | 0 | 0
IGCC-CCS | 0 | 0 | 0 | 0 | 0 | 0
WT_off | 0 | 0 | 0 | 0 | 0 | 0
PseudoUnit | 0 | 0 | 0 | 0 | 0 | 0
FixedInterchange | 0 | 0 | 0 | 0 | 0 | 0
Emission Cost by Reporting Type: EI_Canada
ReportingType | 2015 | 2020 | 2025 | 2030 | 2035 | 2040
BM | 0 | 0 | 0 | 0 | 0 | 0
CC | 0 | 0 | 0 | 0 | 0 | 0
CSP | 0 | 0 | 0 | 0 | 0 | 0
CT | 0 | 0 | 0 | 0 | 0 | 0
Coal | 0 | 0 | 0 | 0 | 0 | 0
Geo | 0 | 0 | 0 | 0 | 0 | 0
H | 0 | 0 | 0 | 0 | 0 | 0
LFG | 0 | 0 | 0 | 0 | 0 | 0
Nuc | 0 | 0 | 0 | 0 | 0 | 0
PS | 0 | 0 | 0 | 0 | 0 | 0
PV | 0 | 0 | 0 | 0 | 0 | 0
PeakG | 0 | 0 | 0 | 0 | 0 | 0
PeakO | 0 | 0 | 0 | 0 | 0 | 0
ST | 0 | 0 | 0 | 0 | 0 | 0
STOG | 0 | 0 | 0 | 0 | 0 | 0
STWD | 0 | 0 | 0 | 0 | 0 | 0
WT | 0 | 0 | 0 | 0 | 0 | 0
IGCC | 0 | 0 | 0 | 0 | 0 | 0
DemandResponse | 0 | 0 | 0 | 0 | 0 | 0
IGCC-CCS | 0 | 0 | 0 | 0 | 0 | 0
WT_off | 0 | 0 | 0 | 0 | 0 | 0
PseudoUnit | 0 | 0 | 0 | 0 | 0 | 0
FixedInterchange | 0 | 0 | 0 | 0 | 0 | 0
Emission Cost by Reporting Type: EI
ReportingType | 2015 | 2020 | 2025 | 2030 | 2035 | 2040
BM | 0 | 0 | 0 | 0 | 0 | 0
CC | 0 | 0 | 0 | 0 | 0 | 0
CSP | 0 | 0 | 0 | 0 | 0 | 0
CT | 0 | 0 | 0 | 0 | 0 | 0
Coal | 0 | 0 | 0 | 0 | 0 | 0
Geo | 0 | 0 | 0 | 0 | 0 | 0
H | 0 | 0 | 0 | 0 | 0 | 0
LFG | 0 | 0 | 0 | 0 | 0 | 0
Nuc | 0 | 0 | 0 | 0 | 0 | 0
PS | 0 | 0 | 0 | 0 | 0 | 0
PV | 0 | 0 | 0 | 0 | 0 | 0
PeakG | 0 | 0 | 0 | 0 | 0 | 0
PeakO | 0 | 0 | 0 | 0 | 0 | 0
ST | 0 | 0 | 0 | 0 | 0 | 0
STOG | 0 | 0 | 0 | 0 | 0 | 0
STWD | 0 | 0 | 0 | 0 | 0 | 0
WT | 0 | 0 | 0 | 0 | 0 | 0
IGCC | 0 | 0 | 0 | 0 | 0 | 0
DemandResponse | 0 | 0 | 0 | 0 | 0 | 0
IGCC-CCS | 0 | 0 | 0 | 0 | 0 | 0
WT_off | 0 | 0 | 0 | 0 | 0 | 0
PseudoUnit | 0 | 0 | 0 | 0 | 0 | 0
FixedInterchange | 0 | 0 | 0 | 0 | 0 | 0
Emission Cost by Reporting Type: Outside_EI
ReportingType | 2015 | 2020 | 2025 | 2030 | 2035 | 2040
BM | 0 | 0 | 0 | 0 | 0 | 0
CC | 0 | 0 | 0 | 0 | 0 | 0
CSP | 0 | 0 | 0 | 0 | 0 | 0
CT | 0 | 0 | 0 | 0 | 0 | 0
Coal | 0 | 0 | 0 | 0 | 0 | 0
Geo | 0 | 0 | 0 | 0 | 0 | 0
H | 0 | 0 | 0 | 0 | 0 | 0
LFG | 0 | 0 | 0 | 0 | 0 | 0
Nuc | 0 | 0 | 0 | 0 | 0 | 0
PS | 0 | 0 | 0 | 0 | 0 | 0
PV | 0 | 0 | 0 | 0 | 0 | 0
PeakG | 0 | 0 | 0 | 0 | 0 | 0
PeakO | 0 | 0 | 0 | 0 | 0 | 0
ST | 0 | 0 | 0 | 0 | 0 | 0
STOG | 0 | 0 | 0 | 0 | 0 | 0
STWD | 0 | 0 | 0 | 0 | 0 | 0
WT | 0 | 0 | 0 | 0 | 0 | 0
IGCC | 0 | 0 | 0 | 0 | 0 | 0
DemandResponse | 0 | 0 | 0 | 0 | 0 | 0
IGCC-CCS | 0 | 0 | 0 | 0 | 0 | 0
WT_off | 0 | 0 | 0 | 0 | 0 | 0
PseudoUnit | 0 | 0 | 0 | 0 | 0 | 0
FixedInterchange | 0 | 0 | 0 | 0 | 0 | 0
==== Emission Program: CAMR : (Hg) ====
Emission Cost by Reporting Type: Entergy
ReportingType | 2015 | 2020 | 2025 | 2030 | 2035 | 2040
BM | 0 | 0 | 0 | 0 | 0 | 0
CC | 0 | 0 | 0 | 0 | 0 | 0
CSP | 0 | 0 | 0 | 0 | 0 | 0
CT | 0 | 0 | 0 | 0 | 0 | 0
Coal | 0 | 0 | 0 | 0 | 0 | 0
Geo | 0 | 0 | 0 | 0 | 0 | 0
H | 0 | 0 | 0 | 0 | 0 | 0
LFG | 0 | 0 | 0 | 0 | 0 | 0
Nuc | 0 | 0 | 0 | 0 | 0 | 0
PS | 0 | 0 | 0 | 0 | 0 | 0
PV | 0 | 0 | 0 | 0 | 0 | 0
PeakG | 0 | 0 | 0 | 0 | 0 | 0
PeakO | 0 | 0 | 0 | 0 | 0 | 0
ST | 0 | 0 | 0 | 0 | 0 | 0
STOG | 0 | 0 | 0 | 0 | 0 | 0
STWD | 0 | 0 | 0 | 0 | 0 | 0
WT | 0 | 0 | 0 | 0 | 0 | 0
IGCC | 0 | 0 | 0 | 0 | 0 | 0
DemandResponse | 0 | 0 | 0 | 0 | 0 | 0
IGCC-CCS | 0 | 0 | 0 | 0 | 0 | 0
WT_off | 0 | 0 | 0 | 0 | 0 | 0
PseudoUnit | 0 | 0 | 0 | 0 | 0 | 0
FixedInterchange | 0 | 0 | 0 | 0 | 0 | 0
Emission Cost by Reporting Type: FRCC
ReportingType | 2015 | 2020 | 2025 | 2030 | 2035 | 2040
BM | 0 | 0 | 0 | 0 | 0 | 0
CC | 0 | 0 | 0 | 0 | 0 | 0
CSP | 0 | 0 | 0 | 0 | 0 | 0
CT | 0 | 0 | 0 | 0 | 0 | 0
Coal | 0 | 0 | 0 | 0 | 0 | 0
Geo | 0 | 0 | 0 | 0 | 0 | 0
H | 0 | 0 | 0 | 0 | 0 | 0
LFG | 0 | 0 | 0 | 0 | 0 | 0
Nuc | 0 | 0 | 0 | 0 | 0 | 0
PS | 0 | 0 | 0 | 0 | 0 | 0
PV | 0 | 0 | 0 | 0 | 0 | 0
PeakG | 0 | 0 | 0 | 0 | 0 | 0
PeakO | 0 | 0 | 0 | 0 | 0 | 0
ST | 0 | 0 | 0 | 0 | 0 | 0
STOG | 0 | 0 | 0 | 0 | 0 | 0
STWD | 0 | 0 | 0 | 0 | 0 | 0
WT | 0 | 0 | 0 | 0 | 0 | 0
IGCC | 0 | 0 | 0 | 0 | 0 | 0
DemandResponse | 0 | 0 | 0 | 0 | 0 | 0
IGCC-CCS | 0 | 0 | 0 | 0 | 0 | 0
WT_off | 0 | 0 | 0 | 0 | 0 | 0
PseudoUnit | 0 | 0 | 0 | 0 | 0 | 0
FixedInterchange | 0 | 0 | 0 | 0 | 0 | 0
Emission Cost by Reporting Type: MAPP_US
ReportingType | 2015 | 2020 | 2025 | 2030 | 2035 | 2040
BM | 0 | 0 | 0 | 0 | 0 | 0
CC | 0 | 0 | 0 | 0 | 0 | 0
CSP | 0 | 0 | 0 | 0 | 0 | 0
CT | 0 | 0 | 0 | 0 | 0 | 0
Coal | 0 | 0 | 0 | 0 | 0 | 0
Geo | 0 | 0 | 0 | 0 | 0 | 0
H | 0 | 0 | 0 | 0 | 0 | 0
LFG | 0 | 0 | 0 | 0 | 0 | 0
Nuc | 0 | 0 | 0 | 0 | 0 | 0
PS | 0 | 0 | 0 | 0 | 0 | 0
PV | 0 | 0 | 0 | 0 | 0 | 0
PeakG | 0 | 0 | 0 | 0 | 0 | 0
PeakO | 0 | 0 | 0 | 0 | 0 | 0
ST | 0 | 0 | 0 | 0 | 0 | 0
STOG | 0 | 0 | 0 | 0 | 0 | 0
STWD | 0 | 0 | 0 | 0 | 0 | 0
WT | 0 | 0 | 0 | 0 | 0 | 0
IGCC | 0 | 0 | 0 | 0 | 0 | 0
DemandResponse | 0 | 0 | 0 | 0 | 0 | 0
IGCC-CCS | 0 | 0 | 0 | 0 | 0 | 0
WT_off | 0 | 0 | 0 | 0 | 0 | 0
PseudoUnit | 0 | 0 | 0 | 0 | 0 | 0
FixedInterchange | 0 | 0 | 0 | 0 | 0 | 0
Emission Cost by Reporting Type: MISO_IN
ReportingType | 2015 | 2020 | 2025 | 2030 | 2035 | 2040
BM | 0 | 0 | 0 | 0 | 0 | 0
CC | 0 | 0 | 0 | 0 | 0 | 0
CSP | 0 | 0 | 0 | 0 | 0 | 0
CT | 0 | 0 | 0 | 0 | 0 | 0
Coal | 0 | 0 | 0 | 0 | 0 | 0
Geo | 0 | 0 | 0 | 0 | 0 | 0
H | 0 | 0 | 0 | 0 | 0 | 0
LFG | 0 | 0 | 0 | 0 | 0 | 0
Nuc | 0 | 0 | 0 | 0 | 0 | 0
PS | 0 | 0 | 0 | 0 | 0 | 0
PV | 0 | 0 | 0 | 0 | 0 | 0
PeakG | 0 | 0 | 0 | 0 | 0 | 0
PeakO | 0 | 0 | 0 | 0 | 0 | 0
ST | 0 | 0 | 0 | 0 | 0 | 0
STOG | 0 | 0 | 0 | 0 | 0 | 0
STWD | 0 | 0 | 0 | 0 | 0 | 0
WT | 0 | 0 | 0 | 0 | 0 | 0
IGCC | 0 | 0 | 0 | 0 | 0 | 0
DemandResponse | 0 | 0 | 0 | 0 | 0 | 0
IGCC-CCS | 0 | 0 | 0 | 0 | 0 | 0
WT_off | 0 | 0 | 0 | 0 | 0 | 0
PseudoUnit | 0 | 0 | 0 | 0 | 0 | 0
FixedInterchange | 0 | 0 | 0 | 0 | 0 | 0
Emission Cost by Reporting Type: MISO_MI
ReportingType | 2015 | 2020 | 2025 | 2030 | 2035 | 2040
BM | 0 | 0 | 0 | 0 | 0 | 0
CC | 0 | 0 | 0 | 0 | 0 | 0
CSP | 0 | 0 | 0 | 0 | 0 | 0
CT | 0 | 0 | 0 | 0 | 0 | 0
Coal | 0 | 0 | 0 | 0 | 0 | 0
Geo | 0 | 0 | 0 | 0 | 0 | 0
H | 0 | 0 | 0 | 0 | 0 | 0
LFG | 0 | 0 | 0 | 0 | 0 | 0
Nuc | 0 | 0 | 0 | 0 | 0 | 0
PS | 0 | 0 | 0 | 0 | 0 | 0
PV | 0 | 0 | 0 | 0 | 0 | 0
PeakG | 0 | 0 | 0 | 0 | 0 | 0
PeakO | 0 | 0 | 0 | 0 | 0 | 0
ST | 0 | 0 | 0 | 0 | 0 | 0
STOG | 0 | 0 | 0 | 0 | 0 | 0
STWD | 0 | 0 | 0 | 0 | 0 | 0
WT | 0 | 0 | 0 | 0 | 0 | 0
IGCC | 0 | 0 | 0 | 0 | 0 | 0
DemandResponse | 0 | 0 | 0 | 0 | 0 | 0
IGCC-CCS | 0 | 0 | 0 | 0 | 0 | 0
WT_off | 0 | 0 | 0 | 0 | 0 | 0
PseudoUnit | 0 | 0 | 0 | 0 | 0 | 0
FixedInterchange | 0 | 0 | 0 | 0 | 0 | 0
Emission Cost by Reporting Type: MISO_MO-IL
ReportingType | 2015 | 2020 | 2025 | 2030 | 2035 | 2040
BM | 0 | 0 | 0 | 0 | 0 | 0
CC | 0 | 0 | 0 | 0 | 0 | 0
CSP | 0 | 0 | 0 | 0 | 0 | 0
CT | 0 | 0 | 0 | 0 | 0 | 0
Coal | 0 | 0 | 0 | 0 | 0 | 0
Geo | 0 | 0 | 0 | 0 | 0 | 0
H | 0 | 0 | 0 | 0 | 0 | 0
LFG | 0 | 0 | 0 | 0 | 0 | 0
Nuc | 0 | 0 | 0 | 0 | 0 | 0
PS | 0 | 0 | 0 | 0 | 0 | 0
PV | 0 | 0 | 0 | 0 | 0 | 0
PeakG | 0 | 0 | 0 | 0 | 0 | 0
PeakO | 0 | 0 | 0 | 0 | 0 | 0
ST | 0 | 0 | 0 | 0 | 0 | 0
STOG | 0 | 0 | 0 | 0 | 0 | 0
STWD | 0 | 0 | 0 | 0 | 0 | 0
WT | 0 | 0 | 0 | 0 | 0 | 0
IGCC | 0 | 0 | 0 | 0 | 0 | 0
DemandResponse | 0 | 0 | 0 | 0 | 0 | 0
IGCC-CCS | 0 | 0 | 0 | 0 | 0 | 0
WT_off | 0 | 0 | 0 | 0 | 0 | 0
PseudoUnit | 0 | 0 | 0 | 0 | 0 | 0
FixedInterchange | 0 | 0 | 0 | 0 | 0 | 0
Emission Cost by Reporting Type: MISO_W
ReportingType | 2015 | 2020 | 2025 | 2030 | 2035 | 2040
BM | 0 | 0 | 0 | 0 | 0 | 0
CC | 0 | 0 | 0 | 0 | 0 | 0
CSP | 0 | 0 | 0 | 0 | 0 | 0
CT | 0 | 0 | 0 | 0 | 0 | 0
Coal | 0 | 0 | 0 | 0 | 0 | 0
Geo | 0 | 0 | 0 | 0 | 0 | 0
H | 0 | 0 | 0 | 0 | 0 | 0
LFG | 0 | 0 | 0 | 0 | 0 | 0
Nuc | 0 | 0 | 0 | 0 | 0 | 0
PS | 0 | 0 | 0 | 0 | 0 | 0
PV | 0 | 0 | 0 | 0 | 0 | 0
PeakG | 0 | 0 | 0 | 0 | 0 | 0
PeakO | 0 | 0 | 0 | 0 | 0 | 0
ST | 0 | 0 | 0 | 0 | 0 | 0
STOG | 0 | 0 | 0 | 0 | 0 | 0
STWD | 0 | 0 | 0 | 0 | 0 | 0
WT | 0 | 0 | 0 | 0 | 0 | 0
IGCC | 0 | 0 | 0 | 0 | 0 | 0
DemandResponse | 0 | 0 | 0 | 0 | 0 | 0
IGCC-CCS | 0 | 0 | 0 | 0 | 0 | 0
WT_off | 0 | 0 | 0 | 0 | 0 | 0
PseudoUnit | 0 | 0 | 0 | 0 | 0 | 0
FixedInterchange | 0 | 0 | 0 | 0 | 0 | 0
Emission Cost by Reporting Type: MISO_WUMS
ReportingType | 2015 | 2020 | 2025 | 2030 | 2035 | 2040
BM | 0 | 0 | 0 | 0 | 0 | 0
CC | 0 | 0 | 0 | 0 | 0 | 0
CSP | 0 | 0 | 0 | 0 | 0 | 0
CT | 0 | 0 | 0 | 0 | 0 | 0
Coal | 0 | 0 | 0 | 0 | 0 | 0
Geo | 0 | 0 | 0 | 0 | 0 | 0
H | 0 | 0 | 0 | 0 | 0 | 0
LFG | 0 | 0 | 0 | 0 | 0 | 0
Nuc | 0 | 0 | 0 | 0 | 0 | 0
PS | 0 | 0 | 0 | 0 | 0 | 0
PV | 0 | 0 | 0 | 0 | 0 | 0
PeakG | 0 | 0 | 0 | 0 | 0 | 0
PeakO | 0 | 0 | 0 | 0 | 0 | 0
ST | 0 | 0 | 0 | 0 | 0 | 0
STOG | 0 | 0 | 0 | 0 | 0 | 0
STWD | 0 | 0 | 0 | 0 | 0 | 0
WT | 0 | 0 | 0 | 0 | 0 | 0
IGCC | 0 | 0 | 0 | 0 | 0 | 0
DemandResponse | 0 | 0 | 0 | 0 | 0 | 0
IGCC-CCS | 0 | 0 | 0 | 0 | 0 | 0
WT_off | 0 | 0 | 0 | 0 | 0 | 0
PseudoUnit | 0 | 0 | 0 | 0 | 0 | 0
FixedInterchange | 0 | 0 | 0 | 0 | 0 | 0
Emission Cost by Reporting Type: Nebraska
ReportingType | 2015 | 2020 | 2025 | 2030 | 2035 | 2040
BM | 0 | 0 | 0 | 0 | 0 | 0
CC | 0 | 0 | 0 | 0 | 0 | 0
CSP | 0 | 0 | 0 | 0 | 0 | 0
CT | 0 | 0 | 0 | 0 | 0 | 0
Coal | 0 | 0 | 0 | 0 | 0 | 0
Geo | 0 | 0 | 0 | 0 | 0 | 0
H | 0 | 0 | 0 | 0 | 0 | 0
LFG | 0 | 0 | 0 | 0 | 0 | 0
Nuc | 0 | 0 | 0 | 0 | 0 | 0
PS | 0 | 0 | 0 | 0 | 0 | 0
PV | 0 | 0 | 0 | 0 | 0 | 0
PeakG | 0 | 0 | 0 | 0 | 0 | 0
PeakO | 0 | 0 | 0 | 0 | 0 | 0
ST | 0 | 0 | 0 | 0 | 0 | 0
STOG | 0 | 0 | 0 | 0 | 0 | 0
STWD | 0 | 0 | 0 | 0 | 0 | 0
WT | 0 | 0 | 0 | 0 | 0 | 0
IGCC | 0 | 0 | 0 | 0 | 0 | 0
DemandResponse | 0 | 0 | 0 | 0 | 0 | 0
IGCC-CCS | 0 | 0 | 0 | 0 | 0 | 0
WT_off | 0 | 0 | 0 | 0 | 0 | 0
PseudoUnit | 0 | 0 | 0 | 0 | 0 | 0
FixedInterchange | 0 | 0 | 0 | 0 | 0 | 0
Emission Cost by Reporting Type: NEISO
ReportingType | 2015 | 2020 | 2025 | 2030 | 2035 | 2040
BM | 0 | 0 | 0 | 0 | 0 | 0
CC | 0 | 0 | 0 | 0 | 0 | 0
CSP | 0 | 0 | 0 | 0 | 0 | 0
CT | 0 | 0 | 0 | 0 | 0 | 0
Coal | 0 | 0 | 0 | 0 | 0 | 0
Geo | 0 | 0 | 0 | 0 | 0 | 0
H | 0 | 0 | 0 | 0 | 0 | 0
LFG | 0 | 0 | 0 | 0 | 0 | 0
Nuc | 0 | 0 | 0 | 0 | 0 | 0
PS | 0 | 0 | 0 | 0 | 0 | 0
PV | 0 | 0 | 0 | 0 | 0 | 0
PeakG | 0 | 0 | 0 | 0 | 0 | 0
PeakO | 0 | 0 | 0 | 0 | 0 | 0
ST | 0 | 0 | 0 | 0 | 0 | 0
STOG | 0 | 0 | 0 | 0 | 0 | 0
STWD | 0 | 0 | 0 | 0 | 0 | 0
WT | 0 | 0 | 0 | 0 | 0 | 0
IGCC | 0 | 0 | 0 | 0 | 0 | 0
DemandResponse | 0 | 0 | 0 | 0 | 0 | 0
IGCC-CCS | 0 | 0 | 0 | 0 | 0 | 0
WT_off | 0 | 0 | 0 | 0 | 0 | 0
PseudoUnit | 0 | 0 | 0 | 0 | 0 | 0
FixedInterchange | 0 | 0 | 0 | 0 | 0 | 0
Emission Cost by Reporting Type: NonRTO_Midwest
ReportingType | 2015 | 2020 | 2025 | 2030 | 2035 | 2040
BM | 0 | 0 | 0 | 0 | 0 | 0
CC | 0 | 0 | 0 | 0 | 0 | 0
CSP | 0 | 0 | 0 | 0 | 0 | 0
CT | 0 | 0 | 0 | 0 | 0 | 0
Coal | 0 | 0 | 0 | 0 | 0 | 0
Geo | 0 | 0 | 0 | 0 | 0 | 0
H | 0 | 0 | 0 | 0 | 0 | 0
LFG | 0 | 0 | 0 | 0 | 0 | 0
Nuc | 0 | 0 | 0 | 0 | 0 | 0
PS | 0 | 0 | 0 | 0 | 0 | 0
PV | 0 | 0 | 0 | 0 | 0 | 0
PeakG | 0 | 0 | 0 | 0 | 0 | 0
PeakO | 0 | 0 | 0 | 0 | 0 | 0
ST | 0 | 0 | 0 | 0 | 0 | 0
STOG | 0 | 0 | 0 | 0 | 0 | 0
STWD | 0 | 0 | 0 | 0 | 0 | 0
WT | 0 | 0 | 0 | 0 | 0 | 0
IGCC | 0 | 0 | 0 | 0 | 0 | 0
DemandResponse | 0 | 0 | 0 | 0 | 0 | 0
IGCC-CCS | 0 | 0 | 0 | 0 | 0 | 0
WT_off | 0 | 0 | 0 | 0 | 0 | 0
PseudoUnit | 0 | 0 | 0 | 0 | 0 | 0
FixedInterchange | 0 | 0 | 0 | 0 | 0 | 0
Emission Cost by Reporting Type: NYISO_A-F
ReportingType | 2015 | 2020 | 2025 | 2030 | 2035 | 2040
BM | 0 | 0 | 0 | 0 | 0 | 0
CC | 0 | 0 | 0 | 0 | 0 | 0
CSP | 0 | 0 | 0 | 0 | 0 | 0
CT | 0 | 0 | 0 | 0 | 0 | 0
Coal | 0 | 0 | 0 | 0 | 0 | 0
Geo | 0 | 0 | 0 | 0 | 0 | 0
H | 0 | 0 | 0 | 0 | 0 | 0
LFG | 0 | 0 | 0 | 0 | 0 | 0
Nuc | 0 | 0 | 0 | 0 | 0 | 0
PS | 0 | 0 | 0 | 0 | 0 | 0
PV | 0 | 0 | 0 | 0 | 0 | 0
PeakG | 0 | 0 | 0 | 0 | 0 | 0
PeakO | 0 | 0 | 0 | 0 | 0 | 0
ST | 0 | 0 | 0 | 0 | 0 | 0
STOG | 0 | 0 | 0 | 0 | 0 | 0
STWD | 0 | 0 | 0 | 0 | 0 | 0
WT | 0 | 0 | 0 | 0 | 0 | 0
IGCC | 0 | 0 | 0 | 0 | 0 | 0
DemandResponse | 0 | 0 | 0 | 0 | 0 | 0
IGCC-CCS | 0 | 0 | 0 | 0 | 0 | 0
WT_off | 0 | 0 | 0 | 0 | 0 | 0
PseudoUnit | 0 | 0 | 0 | 0 | 0 | 0
FixedInterchange | 0 | 0 | 0 | 0 | 0 | 0
Emission Cost by Reporting Type: NYISO_G-I
ReportingType | 2015 | 2020 | 2025 | 2030 | 2035 | 2040
BM | 0 | 0 | 0 | 0 | 0 | 0
CC | 0 | 0 | 0 | 0 | 0 | 0
CSP | 0 | 0 | 0 | 0 | 0 | 0
CT | 0 | 0 | 0 | 0 | 0 | 0
Coal | 0 | 0 | 0 | 0 | 0 | 0
Geo | 0 | 0 | 0 | 0 | 0 | 0
H | 0 | 0 | 0 | 0 | 0 | 0
LFG | 0 | 0 | 0 | 0 | 0 | 0
Nuc | 0 | 0 | 0 | 0 | 0 | 0
PS | 0 | 0 | 0 | 0 | 0 | 0
PV | 0 | 0 | 0 | 0 | 0 | 0
PeakG | 0 | 0 | 0 | 0 | 0 | 0
PeakO | 0 | 0 | 0 | 0 | 0 | 0
ST | 0 | 0 | 0 | 0 | 0 | 0
STOG | 0 | 0 | 0 | 0 | 0 | 0
STWD | 0 | 0 | 0 | 0 | 0 | 0
WT | 0 | 0 | 0 | 0 | 0 | 0
IGCC | 0 | 0 | 0 | 0 | 0 | 0
DemandResponse | 0 | 0 | 0 | 0 | 0 | 0
IGCC-CCS | 0 | 0 | 0 | 0 | 0 | 0
WT_off | 0 | 0 | 0 | 0 | 0 | 0
PseudoUnit | 0 | 0 | 0 | 0 | 0 | 0
FixedInterchange | 0 | 0 | 0 | 0 | 0 | 0
Emission Cost by Reporting Type: NYISO_J-K
ReportingType | 2015 | 2020 | 2025 | 2030 | 2035 | 2040
BM | 0 | 0 | 0 | 0 | 0 | 0
CC | 0 | 0 | 0 | 0 | 0 | 0
CSP | 0 | 0 | 0 | 0 | 0 | 0
CT | 0 | 0 | 0 | 0 | 0 | 0
Coal | 0 | 0 | 0 | 0 | 0 | 0
Geo | 0 | 0 | 0 | 0 | 0 | 0
H | 0 | 0 | 0 | 0 | 0 | 0
LFG | 0 | 0 | 0 | 0 | 0 | 0
Nuc | 0 | 0 | 0 | 0 | 0 | 0
PS | 0 | 0 | 0 | 0 | 0 | 0
PV | 0 | 0 | 0 | 0 | 0 | 0
PeakG | 0 | 0 | 0 | 0 | 0 | 0
PeakO | 0 | 0 | 0 | 0 | 0 | 0
ST | 0 | 0 | 0 | 0 | 0 | 0
STOG | 0 | 0 | 0 | 0 | 0 | 0
STWD | 0 | 0 | 0 | 0 | 0 | 0
WT | 0 | 0 | 0 | 0 | 0 | 0
IGCC | 0 | 0 | 0 | 0 | 0 | 0
DemandResponse | 0 | 0 | 0 | 0 | 0 | 0
IGCC-CCS | 0 | 0 | 0 | 0 | 0 | 0
WT_off | 0 | 0 | 0 | 0 | 0 | 0
PseudoUnit | 0 | 0 | 0 | 0 | 0 | 0
FixedInterchange | 0 | 0 | 0 | 0 | 0 | 0
Emission Cost by Reporting Type: PJM_E
ReportingType | 2015 | 2020 | 2025 | 2030 | 2035 | 2040
BM | 0 | 0 | 0 | 0 | 0 | 0
CC | 0 | 0 | 0 | 0 | 0 | 0
CSP | 0 | 0 | 0 | 0 | 0 | 0
CT | 0 | 0 | 0 | 0 | 0 | 0
Coal | 0 | 0 | 0 | 0 | 0 | 0
Geo | 0 | 0 | 0 | 0 | 0 | 0
H | 0 | 0 | 0 | 0 | 0 | 0
LFG | 0 | 0 | 0 | 0 | 0 | 0
Nuc | 0 | 0 | 0 | 0 | 0 | 0
PS | 0 | 0 | 0 | 0 | 0 | 0
PV | 0 | 0 | 0 | 0 | 0 | 0
PeakG | 0 | 0 | 0 | 0 | 0 | 0
PeakO | 0 | 0 | 0 | 0 | 0 | 0
ST | 0 | 0 | 0 | 0 | 0 | 0
STOG | 0 | 0 | 0 | 0 | 0 | 0
STWD | 0 | 0 | 0 | 0 | 0 | 0
WT | 0 | 0 | 0 | 0 | 0 | 0
IGCC | 0 | 0 | 0 | 0 | 0 | 0
DemandResponse | 0 | 0 | 0 | 0 | 0 | 0
IGCC-CCS | 0 | 0 | 0 | 0 | 0 | 0
WT_off | 0 | 0 | 0 | 0 | 0 | 0
PseudoUnit | 0 | 0 | 0 | 0 | 0 | 0
FixedInterchange | 0 | 0 | 0 | 0 | 0 | 0
Emission Cost by Reporting Type: PJM_ROM
ReportingType | 2015 | 2020 | 2025 | 2030 | 2035 | 2040
BM | 0 | 0 | 0 | 0 | 0 | 0
CC | 0 | 0 | 0 | 0 | 0 | 0
CSP | 0 | 0 | 0 | 0 | 0 | 0
CT | 0 | 0 | 0 | 0 | 0 | 0
Coal | 0 | 0 | 0 | 0 | 0 | 0
Geo | 0 | 0 | 0 | 0 | 0 | 0
H | 0 | 0 | 0 | 0 | 0 | 0
LFG | 0 | 0 | 0 | 0 | 0 | 0
Nuc | 0 | 0 | 0 | 0 | 0 | 0
PS | 0 | 0 | 0 | 0 | 0 | 0
PV | 0 | 0 | 0 | 0 | 0 | 0
PeakG | 0 | 0 | 0 | 0 | 0 | 0
PeakO | 0 | 0 | 0 | 0 | 0 | 0
ST | 0 | 0 | 0 | 0 | 0 | 0
STOG | 0 | 0 | 0 | 0 | 0 | 0
STWD | 0 | 0 | 0 | 0 | 0 | 0
WT | 0 | 0 | 0 | 0 | 0 | 0
IGCC | 0 | 0 | 0 | 0 | 0 | 0
DemandResponse | 0 | 0 | 0 | 0 | 0 | 0
IGCC-CCS | 0 | 0 | 0 | 0 | 0 | 0
WT_off | 0 | 0 | 0 | 0 | 0 | 0
PseudoUnit | 0 | 0 | 0 | 0 | 0 | 0
FixedInterchange | 0 | 0 | 0 | 0 | 0 | 0
Emission Cost by Reporting Type: PJM_ROR
ReportingType | 2015 | 2020 | 2025 | 2030 | 2035 | 2040
BM | 0 | 0 | 0 | 0 | 0 | 0
CC | 0 | 0 | 0 | 0 | 0 | 0
CSP | 0 | 0 | 0 | 0 | 0 | 0
CT | 0 | 0 | 0 | 0 | 0 | 0
Coal | 0 | 0 | 0 | 0 | 0 | 0
Geo | 0 | 0 | 0 | 0 | 0 | 0
H | 0 | 0 | 0 | 0 | 0 | 0
LFG | 0 | 0 | 0 | 0 | 0 | 0
Nuc | 0 | 0 | 0 | 0 | 0 | 0
PS | 0 | 0 | 0 | 0 | 0 | 0
PV | 0 | 0 | 0 | 0 | 0 | 0
PeakG | 0 | 0 | 0 | 0 | 0 | 0
PeakO | 0 | 0 | 0 | 0 | 0 | 0
ST | 0 | 0 | 0 | 0 | 0 | 0
STOG | 0 | 0 | 0 | 0 | 0 | 0
STWD | 0 | 0 | 0 | 0 | 0 | 0
WT | 0 | 0 | 0 | 0 | 0 | 0
IGCC | 0 | 0 | 0 | 0 | 0 | 0
DemandResponse | 0 | 0 | 0 | 0 | 0 | 0
IGCC-CCS | 0 | 0 | 0 | 0 | 0 | 0
WT_off | 0 | 0 | 0 | 0 | 0 | 0
PseudoUnit | 0 | 0 | 0 | 0 | 0 | 0
FixedInterchange | 0 | 0 | 0 | 0 | 0 | 0
Emission Cost by Reporting Type: SOCO
ReportingType | 2015 | 2020 | 2025 | 2030 | 2035 | 2040
BM | 0 | 0 | 0 | 0 | 0 | 0
CC | 0 | 0 | 0 | 0 | 0 | 0
CSP | 0 | 0 | 0 | 0 | 0 | 0
CT | 0 | 0 | 0 | 0 | 0 | 0
Coal | 0 | 0 | 0 | 0 | 0 | 0
Geo | 0 | 0 | 0 | 0 | 0 | 0
H | 0 | 0 | 0 | 0 | 0 | 0
LFG | 0 | 0 | 0 | 0 | 0 | 0
Nuc | 0 | 0 | 0 | 0 | 0 | 0
PS | 0 | 0 | 0 | 0 | 0 | 0
PV | 0 | 0 | 0 | 0 | 0 | 0
PeakG | 0 | 0 | 0 | 0 | 0 | 0
PeakO | 0 | 0 | 0 | 0 | 0 | 0
ST | 0 | 0 | 0 | 0 | 0 | 0
STOG | 0 | 0 | 0 | 0 | 0 | 0
STWD | 0 | 0 | 0 | 0 | 0 | 0
WT | 0 | 0 | 0 | 0 | 0 | 0
IGCC | 0 | 0 | 0 | 0 | 0 | 0
DemandResponse | 0 | 0 | 0 | 0 | 0 | 0
IGCC-CCS | 0 | 0 | 0 | 0 | 0 | 0
WT_off | 0 | 0 | 0 | 0 | 0 | 0
PseudoUnit | 0 | 0 | 0 | 0 | 0 | 0
FixedInterchange | 0 | 0 | 0 | 0 | 0 | 0
Emission Cost by Reporting Type: SPP_N
ReportingType | 2015 | 2020 | 2025 | 2030 | 2035 | 2040
BM | 0 | 0 | 0 | 0 | 0 | 0
CC | 0 | 0 | 0 | 0 | 0 | 0
CSP | 0 | 0 | 0 | 0 | 0 | 0
CT | 0 | 0 | 0 | 0 | 0 | 0
Coal | 0 | 0 | 0 | 0 | 0 | 0
Geo | 0 | 0 | 0 | 0 | 0 | 0
H | 0 | 0 | 0 | 0 | 0 | 0
LFG | 0 | 0 | 0 | 0 | 0 | 0
Nuc | 0 | 0 | 0 | 0 | 0 | 0
PS | 0 | 0 | 0 | 0 | 0 | 0
PV | 0 | 0 | 0 | 0 | 0 | 0
PeakG | 0 | 0 | 0 | 0 | 0 | 0
PeakO | 0 | 0 | 0 | 0 | 0 | 0
ST | 0 | 0 | 0 | 0 | 0 | 0
STOG | 0 | 0 | 0 | 0 | 0 | 0
STWD | 0 | 0 | 0 | 0 | 0 | 0
WT | 0 | 0 | 0 | 0 | 0 | 0
IGCC | 0 | 0 | 0 | 0 | 0 | 0
DemandResponse | 0 | 0 | 0 | 0 | 0 | 0
IGCC-CCS | 0 | 0 | 0 | 0 | 0 | 0
WT_off | 0 | 0 | 0 | 0 | 0 | 0
PseudoUnit | 0 | 0 | 0 | 0 | 0 | 0
FixedInterchange | 0 | 0 | 0 | 0 | 0 | 0
Emission Cost by Reporting Type: SPP_S
ReportingType | 2015 | 2020 | 2025 | 2030 | 2035 | 2040
BM | 0 | 0 | 0 | 0 | 0 | 0
CC | 0 | 0 | 0 | 0 | 0 | 0
CSP | 0 | 0 | 0 | 0 | 0 | 0
CT | 0 | 0 | 0 | 0 | 0 | 0
Coal | 0 | 0 | 0 | 0 | 0 | 0
Geo | 0 | 0 | 0 | 0 | 0 | 0
H | 0 | 0 | 0 | 0 | 0 | 0
LFG | 0 | 0 | 0 | 0 | 0 | 0
Nuc | 0 | 0 | 0 | 0 | 0 | 0
PS | 0 | 0 | 0 | 0 | 0 | 0
PV | 0 | 0 | 0 | 0 | 0 | 0
PeakG | 0 | 0 | 0 | 0 | 0 | 0
PeakO | 0 | 0 | 0 | 0 | 0 | 0
ST | 0 | 0 | 0 | 0 | 0 | 0
STOG | 0 | 0 | 0 | 0 | 0 | 0
STWD | 0 | 0 | 0 | 0 | 0 | 0
WT | 0 | 0 | 0 | 0 | 0 | 0
IGCC | 0 | 0 | 0 | 0 | 0 | 0
DemandResponse | 0 | 0 | 0 | 0 | 0 | 0
IGCC-CCS | 0 | 0 | 0 | 0 | 0 | 0
WT_off | 0 | 0 | 0 | 0 | 0 | 0
PseudoUnit | 0 | 0 | 0 | 0 | 0 | 0
FixedInterchange | 0 | 0 | 0 | 0 | 0 | 0
Emission Cost by Reporting Type: TVA
ReportingType | 2015 | 2020 | 2025 | 2030 | 2035 | 2040
BM | 0 | 0 | 0 | 0 | 0 | 0
CC | 0 | 0 | 0 | 0 | 0 | 0
CSP | 0 | 0 | 0 | 0 | 0 | 0
CT | 0 | 0 | 0 | 0 | 0 | 0
Coal | 0 | 0 | 0 | 0 | 0 | 0
Geo | 0 | 0 | 0 | 0 | 0 | 0
H | 0 | 0 | 0 | 0 | 0 | 0
LFG | 0 | 0 | 0 | 0 | 0 | 0
Nuc | 0 | 0 | 0 | 0 | 0 | 0
PS | 0 | 0 | 0 | 0 | 0 | 0
PV | 0 | 0 | 0 | 0 | 0 | 0
PeakG | 0 | 0 | 0 | 0 | 0 | 0
PeakO | 0 | 0 | 0 | 0 | 0 | 0
ST | 0 | 0 | 0 | 0 | 0 | 0
STOG | 0 | 0 | 0 | 0 | 0 | 0
STWD | 0 | 0 | 0 | 0 | 0 | 0
WT | 0 | 0 | 0 | 0 | 0 | 0
IGCC | 0 | 0 | 0 | 0 | 0 | 0
DemandResponse | 0 | 0 | 0 | 0 | 0 | 0
IGCC-CCS | 0 | 0 | 0 | 0 | 0 | 0
WT_off | 0 | 0 | 0 | 0 | 0 | 0
PseudoUnit | 0 | 0 | 0 | 0 | 0 | 0
FixedInterchange | 0 | 0 | 0 | 0 | 0 | 0
Emission Cost by Reporting Type: TVA_Transmission
ReportingType | 2015 | 2020 | 2025 | 2030 | 2035 | 2040
BM | 0 | 0 | 0 | 0 | 0 | 0
CC | 0 | 0 | 0 | 0 | 0 | 0
CSP | 0 | 0 | 0 | 0 | 0 | 0
CT | 0 | 0 | 0 | 0 | 0 | 0
Coal | 0 | 0 | 0 | 0 | 0 | 0
Geo | 0 | 0 | 0 | 0 | 0 | 0
H | 0 | 0 | 0 | 0 | 0 | 0
LFG | 0 | 0 | 0 | 0 | 0 | 0
Nuc | 0 | 0 | 0 | 0 | 0 | 0
PS | 0 | 0 | 0 | 0 | 0 | 0
PV | 0 | 0 | 0 | 0 | 0 | 0
PeakG | 0 | 0 | 0 | 0 | 0 | 0
PeakO | 0 | 0 | 0 | 0 | 0 | 0
ST | 0 | 0 | 0 | 0 | 0 | 0
STOG | 0 | 0 | 0 | 0 | 0 | 0
STWD | 0 | 0 | 0 | 0 | 0 | 0
WT | 0 | 0 | 0 | 0 | 0 | 0
IGCC | 0 | 0 | 0 | 0 | 0 | 0
DemandResponse | 0 | 0 | 0 | 0 | 0 | 0
IGCC-CCS | 0 | 0 | 0 | 0 | 0 | 0
WT_off | 0 | 0 | 0 | 0 | 0 | 0
PseudoUnit | 0 | 0 | 0 | 0 | 0 | 0
FixedInterchange | 0 | 0 | 0 | 0 | 0 | 0
Emission Cost by Reporting Type: VACAR
ReportingType | 2015 | 2020 | 2025 | 2030 | 2035 | 2040
BM | 0 | 0 | 0 | 0 | 0 | 0
CC | 0 | 0 | 0 | 0 | 0 | 0
CSP | 0 | 0 | 0 | 0 | 0 | 0
CT | 0 | 0 | 0 | 0 | 0 | 0
Coal | 0 | 0 | 0 | 0 | 0 | 0
Geo | 0 | 0 | 0 | 0 | 0 | 0
H | 0 | 0 | 0 | 0 | 0 | 0
LFG | 0 | 0 | 0 | 0 | 0 | 0
Nuc | 0 | 0 | 0 | 0 | 0 | 0
PS | 0 | 0 | 0 | 0 | 0 | 0
PV | 0 | 0 | 0 | 0 | 0 | 0
PeakG | 0 | 0 | 0 | 0 | 0 | 0
PeakO | 0 | 0 | 0 | 0 | 0 | 0
ST | 0 | 0 | 0 | 0 | 0 | 0
STOG | 0 | 0 | 0 | 0 | 0 | 0
STWD | 0 | 0 | 0 | 0 | 0 | 0
WT | 0 | 0 | 0 | 0 | 0 | 0
IGCC | 0 | 0 | 0 | 0 | 0 | 0
DemandResponse | 0 | 0 | 0 | 0 | 0 | 0
IGCC-CCS | 0 | 0 | 0 | 0 | 0 | 0
WT_off | 0 | 0 | 0 | 0 | 0 | 0
PseudoUnit | 0 | 0 | 0 | 0 | 0 | 0
FixedInterchange | 0 | 0 | 0 | 0 | 0 | 0
Emission Cost by Reporting Type: IESO
ReportingType | 2015 | 2020 | 2025 | 2030 | 2035 | 2040
BM | 0 | 0 | 0 | 0 | 0 | 0
CC | 0 | 0 | 0 | 0 | 0 | 0
CSP | 0 | 0 | 0 | 0 | 0 | 0
CT | 0 | 0 | 0 | 0 | 0 | 0
Coal | 0 | 0 | 0 | 0 | 0 | 0
Geo | 0 | 0 | 0 | 0 | 0 | 0
H | 0 | 0 | 0 | 0 | 0 | 0
LFG | 0 | 0 | 0 | 0 | 0 | 0
Nuc | 0 | 0 | 0 | 0 | 0 | 0
PS | 0 | 0 | 0 | 0 | 0 | 0
PV | 0 | 0 | 0 | 0 | 0 | 0
PeakG | 0 | 0 | 0 | 0 | 0 | 0
PeakO | 0 | 0 | 0 | 0 | 0 | 0
ST | 0 | 0 | 0 | 0 | 0 | 0
STOG | 0 | 0 | 0 | 0 | 0 | 0
STWD | 0 | 0 | 0 | 0 | 0 | 0
WT | 0 | 0 | 0 | 0 | 0 | 0
IGCC | 0 | 0 | 0 | 0 | 0 | 0
DemandResponse | 0 | 0 | 0 | 0 | 0 | 0
IGCC-CCS | 0 | 0 | 0 | 0 | 0 | 0
WT_off | 0 | 0 | 0 | 0 | 0 | 0
PseudoUnit | 0 | 0 | 0 | 0 | 0 | 0
FixedInterchange | 0 | 0 | 0 | 0 | 0 | 0
Emission Cost by Reporting Type: MAPP_CA
ReportingType | 2015 | 2020 | 2025 | 2030 | 2035 | 2040
BM | 0 | 0 | 0 | 0 | 0 | 0
CC | 0 | 0 | 0 | 0 | 0 | 0
CSP | 0 | 0 | 0 | 0 | 0 | 0
CT | 0 | 0 | 0 | 0 | 0 | 0
Coal | 0 | 0 | 0 | 0 | 0 | 0
Geo | 0 | 0 | 0 | 0 | 0 | 0
H | 0 | 0 | 0 | 0 | 0 | 0
LFG | 0 | 0 | 0 | 0 | 0 | 0
Nuc | 0 | 0 | 0 | 0 | 0 | 0
PS | 0 | 0 | 0 | 0 | 0 | 0
PV | 0 | 0 | 0 | 0 | 0 | 0
PeakG | 0 | 0 | 0 | 0 | 0 | 0
PeakO | 0 | 0 | 0 | 0 | 0 | 0
ST | 0 | 0 | 0 | 0 | 0 | 0
STOG | 0 | 0 | 0 | 0 | 0 | 0
STWD | 0 | 0 | 0 | 0 | 0 | 0
WT | 0 | 0 | 0 | 0 | 0 | 0
IGCC | 0 | 0 | 0 | 0 | 0 | 0
DemandResponse | 0 | 0 | 0 | 0 | 0 | 0
IGCC-CCS | 0 | 0 | 0 | 0 | 0 | 0
WT_off | 0 | 0 | 0 | 0 | 0 | 0
PseudoUnit | 0 | 0 | 0 | 0 | 0 | 0
FixedInterchange | 0 | 0 | 0 | 0 | 0 | 0
Emission Cost by Reporting Type: AZ_NM_SNV_Coal
ReportingType | 2015 | 2020 | 2025 | 2030 | 2035 | 2040
BM | 0 | 0 | 0 | 0 | 0 | 0
CC | 0 | 0 | 0 | 0 | 0 | 0
CSP | 0 | 0 | 0 | 0 | 0 | 0
CT | 0 | 0 | 0 | 0 | 0 | 0
Coal | 0 | 0 | 0 | 0 | 0 | 0
Geo | 0 | 0 | 0 | 0 | 0 | 0
H | 0 | 0 | 0 | 0 | 0 | 0
LFG | 0 | 0 | 0 | 0 | 0 | 0
Nuc | 0 | 0 | 0 | 0 | 0 | 0
PS | 0 | 0 | 0 | 0 | 0 | 0
PV | 0 | 0 | 0 | 0 | 0 | 0
PeakG | 0 | 0 | 0 | 0 | 0 | 0
PeakO | 0 | 0 | 0 | 0 | 0 | 0
ST | 0 | 0 | 0 | 0 | 0 | 0
STOG | 0 | 0 | 0 | 0 | 0 | 0
STWD | 0 | 0 | 0 | 0 | 0 | 0
WT | 0 | 0 | 0 | 0 | 0 | 0
IGCC | 0 | 0 | 0 | 0 | 0 | 0
DemandResponse | 0 | 0 | 0 | 0 | 0 | 0
IGCC-CCS | 0 | 0 | 0 | 0 | 0 | 0
WT_off | 0 | 0 | 0 | 0 | 0 | 0
PseudoUnit | 0 | 0 | 0 | 0 | 0 | 0
FixedInterchange | 0 | 0 | 0 | 0 | 0 | 0
Emission Cost by Reporting Type: AZ_NM_SNV_Gas
ReportingType | 2015 | 2020 | 2025 | 2030 | 2035 | 2040
BM | 0 | 0 | 0 | 0 | 0 | 0
CC | 0 | 0 | 0 | 0 | 0 | 0
CSP | 0 | 0 | 0 | 0 | 0 | 0
CT | 0 | 0 | 0 | 0 | 0 | 0
Coal | 0 | 0 | 0 | 0 | 0 | 0
Geo | 0 | 0 | 0 | 0 | 0 | 0
H | 0 | 0 | 0 | 0 | 0 | 0
LFG | 0 | 0 | 0 | 0 | 0 | 0
Nuc | 0 | 0 | 0 | 0 | 0 | 0
PS | 0 | 0 | 0 | 0 | 0 | 0
PV | 0 | 0 | 0 | 0 | 0 | 0
PeakG | 0 | 0 | 0 | 0 | 0 | 0
PeakO | 0 | 0 | 0 | 0 | 0 | 0
ST | 0 | 0 | 0 | 0 | 0 | 0
STOG | 0 | 0 | 0 | 0 | 0 | 0
STWD | 0 | 0 | 0 | 0 | 0 | 0
WT | 0 | 0 | 0 | 0 | 0 | 0
IGCC | 0 | 0 | 0 | 0 | 0 | 0
DemandResponse | 0 | 0 | 0 | 0 | 0 | 0
IGCC-CCS | 0 | 0 | 0 | 0 | 0 | 0
WT_off | 0 | 0 | 0 | 0 | 0 | 0
PseudoUnit | 0 | 0 | 0 | 0 | 0 | 0
FixedInterchange | 0 | 0 | 0 | 0 | 0 | 0
Emission Cost by Reporting Type: AZ_NM_SNV_NucRenew
ReportingType | 2015 | 2020 | 2025 | 2030 | 2035 | 2040
BM | 0 | 0 | 0 | 0 | 0 | 0
CC | 0 | 0 | 0 | 0 | 0 | 0
CSP | 0 | 0 | 0 | 0 | 0 | 0
CT | 0 | 0 | 0 | 0 | 0 | 0
Coal | 0 | 0 | 0 | 0 | 0 | 0
Geo | 0 | 0 | 0 | 0 | 0 | 0
H | 0 | 0 | 0 | 0 | 0 | 0
LFG | 0 | 0 | 0 | 0 | 0 | 0
Nuc | 0 | 0 | 0 | 0 | 0 | 0
PS | 0 | 0 | 0 | 0 | 0 | 0
PV | 0 | 0 | 0 | 0 | 0 | 0
PeakG | 0 | 0 | 0 | 0 | 0 | 0
PeakO | 0 | 0 | 0 | 0 | 0 | 0
ST | 0 | 0 | 0 | 0 | 0 | 0
STOG | 0 | 0 | 0 | 0 | 0 | 0
STWD | 0 | 0 | 0 | 0 | 0 | 0
WT | 0 | 0 | 0 | 0 | 0 | 0
IGCC | 0 | 0 | 0 | 0 | 0 | 0
DemandResponse | 0 | 0 | 0 | 0 | 0 | 0
IGCC-CCS | 0 | 0 | 0 | 0 | 0 | 0
WT_off | 0 | 0 | 0 | 0 | 0 | 0
PseudoUnit | 0 | 0 | 0 | 0 | 0 | 0
FixedInterchange | 0 | 0 | 0 | 0 | 0 | 0
Emission Cost by Reporting Type: ERCOT
ReportingType | 2015 | 2020 | 2025 | 2030 | 2035 | 2040
BM | 0 | 0 | 0 | 0 | 0 | 0
CC | 0 | 0 | 0 | 0 | 0 | 0
CSP | 0 | 0 | 0 | 0 | 0 | 0
CT | 0 | 0 | 0 | 0 | 0 | 0
Coal | 0 | 0 | 0 | 0 | 0 | 0
Geo | 0 | 0 | 0 | 0 | 0 | 0
H | 0 | 0 | 0 | 0 | 0 | 0
LFG | 0 | 0 | 0 | 0 | 0 | 0
Nuc | 0 | 0 | 0 | 0 | 0 | 0
PS | 0 | 0 | 0 | 0 | 0 | 0
PV | 0 | 0 | 0 | 0 | 0 | 0
PeakG | 0 | 0 | 0 | 0 | 0 | 0
PeakO | 0 | 0 | 0 | 0 | 0 | 0
ST | 0 | 0 | 0 | 0 | 0 | 0
STOG | 0 | 0 | 0 | 0 | 0 | 0
STWD | 0 | 0 | 0 | 0 | 0 | 0
WT | 0 | 0 | 0 | 0 | 0 | 0
IGCC | 0 | 0 | 0 | 0 | 0 | 0
DemandResponse | 0 | 0 | 0 | 0 | 0 | 0
IGCC-CCS | 0 | 0 | 0 | 0 | 0 | 0
WT_off | 0 | 0 | 0 | 0 | 0 | 0
PseudoUnit | 0 | 0 | 0 | 0 | 0 | 0
FixedInterchange | 0 | 0 | 0 | 0 | 0 | 0
Emission Cost by Reporting Type: NP15
ReportingType | 2015 | 2020 | 2025 | 2030 | 2035 | 2040
BM | 0 | 0 | 0 | 0 | 0 | 0
CC | 0 | 0 | 0 | 0 | 0 | 0
CSP | 0 | 0 | 0 | 0 | 0 | 0
CT | 0 | 0 | 0 | 0 | 0 | 0
Coal | 0 | 0 | 0 | 0 | 0 | 0
Geo | 0 | 0 | 0 | 0 | 0 | 0
H | 0 | 0 | 0 | 0 | 0 | 0
LFG | 0 | 0 | 0 | 0 | 0 | 0
Nuc | 0 | 0 | 0 | 0 | 0 | 0
PS | 0 | 0 | 0 | 0 | 0 | 0
PV | 0 | 0 | 0 | 0 | 0 | 0
PeakG | 0 | 0 | 0 | 0 | 0 | 0
PeakO | 0 | 0 | 0 | 0 | 0 | 0
ST | 0 | 0 | 0 | 0 | 0 | 0
STOG | 0 | 0 | 0 | 0 | 0 | 0
STWD | 0 | 0 | 0 | 0 | 0 | 0
WT | 0 | 0 | 0 | 0 | 0 | 0
IGCC | 0 | 0 | 0 | 0 | 0 | 0
DemandResponse | 0 | 0 | 0 | 0 | 0 | 0
IGCC-CCS | 0 | 0 | 0 | 0 | 0 | 0
WT_off | 0 | 0 | 0 | 0 | 0 | 0
PseudoUnit | 0 | 0 | 0 | 0 | 0 | 0
FixedInterchange | 0 | 0 | 0 | 0 | 0 | 0
Emission Cost by Reporting Type: NWPP_Coal
ReportingType | 2015 | 2020 | 2025 | 2030 | 2035 | 2040
BM | 0 | 0 | 0 | 0 | 0 | 0
CC | 0 | 0 | 0 | 0 | 0 | 0
CSP | 0 | 0 | 0 | 0 | 0 | 0
CT | 0 | 0 | 0 | 0 | 0 | 0
Coal | 0 | 0 | 0 | 0 | 0 | 0
Geo | 0 | 0 | 0 | 0 | 0 | 0
H | 0 | 0 | 0 | 0 | 0 | 0
LFG | 0 | 0 | 0 | 0 | 0 | 0
Nuc | 0 | 0 | 0 | 0 | 0 | 0
PS | 0 | 0 | 0 | 0 | 0 | 0
PV | 0 | 0 | 0 | 0 | 0 | 0
PeakG | 0 | 0 | 0 | 0 | 0 | 0
PeakO | 0 | 0 | 0 | 0 | 0 | 0
ST | 0 | 0 | 0 | 0 | 0 | 0
STOG | 0 | 0 | 0 | 0 | 0 | 0
STWD | 0 | 0 | 0 | 0 | 0 | 0
WT | 0 | 0 | 0 | 0 | 0 | 0
IGCC | 0 | 0 | 0 | 0 | 0 | 0
DemandResponse | 0 | 0 | 0 | 0 | 0 | 0
IGCC-CCS | 0 | 0 | 0 | 0 | 0 | 0
WT_off | 0 | 0 | 0 | 0 | 0 | 0
PseudoUnit | 0 | 0 | 0 | 0 | 0 | 0
FixedInterchange | 0 | 0 | 0 | 0 | 0 | 0
Emission Cost by Reporting Type: NWPP_Gas
ReportingType | 2015 | 2020 | 2025 | 2030 | 2035 | 2040
BM | 0 | 0 | 0 | 0 | 0 | 0
CC | 0 | 0 | 0 | 0 | 0 | 0
CSP | 0 | 0 | 0 | 0 | 0 | 0
CT | 0 | 0 | 0 | 0 | 0 | 0
Coal | 0 | 0 | 0 | 0 | 0 | 0
Geo | 0 | 0 | 0 | 0 | 0 | 0
H | 0 | 0 | 0 | 0 | 0 | 0
LFG | 0 | 0 | 0 | 0 | 0 | 0
Nuc | 0 | 0 | 0 | 0 | 0 | 0
PS | 0 | 0 | 0 | 0 | 0 | 0
PV | 0 | 0 | 0 | 0 | 0 | 0
PeakG | 0 | 0 | 0 | 0 | 0 | 0
PeakO | 0 | 0 | 0 | 0 | 0 | 0
ST | 0 | 0 | 0 | 0 | 0 | 0
STOG | 0 | 0 | 0 | 0 | 0 | 0
STWD | 0 | 0 | 0 | 0 | 0 | 0
WT | 0 | 0 | 0 | 0 | 0 | 0
IGCC | 0 | 0 | 0 | 0 | 0 | 0
DemandResponse | 0 | 0 | 0 | 0 | 0 | 0
IGCC-CCS | 0 | 0 | 0 | 0 | 0 | 0
WT_off | 0 | 0 | 0 | 0 | 0 | 0
PseudoUnit | 0 | 0 | 0 | 0 | 0 | 0
FixedInterchange | 0 | 0 | 0 | 0 | 0 | 0
Emission Cost by Reporting Type: NWPP_NucRenew
ReportingType | 2015 | 2020 | 2025 | 2030 | 2035 | 2040
BM | 0 | 0 | 0 | 0 | 0 | 0
CC | 0 | 0 | 0 | 0 | 0 | 0
CSP | 0 | 0 | 0 | 0 | 0 | 0
CT | 0 | 0 | 0 | 0 | 0 | 0
Coal | 0 | 0 | 0 | 0 | 0 | 0
Geo | 0 | 0 | 0 | 0 | 0 | 0
H | 0 | 0 | 0 | 0 | 0 | 0
LFG | 0 | 0 | 0 | 0 | 0 | 0
Nuc | 0 | 0 | 0 | 0 | 0 | 0
PS | 0 | 0 | 0 | 0 | 0 | 0
PV | 0 | 0 | 0 | 0 | 0 | 0
PeakG | 0 | 0 | 0 | 0 | 0 | 0
PeakO | 0 | 0 | 0 | 0 | 0 | 0
ST | 0 | 0 | 0 | 0 | 0 | 0
STOG | 0 | 0 | 0 | 0 | 0 | 0
STWD | 0 | 0 | 0 | 0 | 0 | 0
WT | 0 | 0 | 0 | 0 | 0 | 0
IGCC | 0 | 0 | 0 | 0 | 0 | 0
DemandResponse | 0 | 0 | 0 | 0 | 0 | 0
IGCC-CCS | 0 | 0 | 0 | 0 | 0 | 0
WT_off | 0 | 0 | 0 | 0 | 0 | 0
PseudoUnit | 0 | 0 | 0 | 0 | 0 | 0
FixedInterchange | 0 | 0 | 0 | 0 | 0 | 0
Emission Cost by Reporting Type: RMPA
ReportingType | 2015 | 2020 | 2025 | 2030 | 2035 | 2040
BM | 0 | 0 | 0 | 0 | 0 | 0
CC | 0 | 0 | 0 | 0 | 0 | 0
CSP | 0 | 0 | 0 | 0 | 0 | 0
CT | 0 | 0 | 0 | 0 | 0 | 0
Coal | 0 | 0 | 0 | 0 | 0 | 0
Geo | 0 | 0 | 0 | 0 | 0 | 0
H | 0 | 0 | 0 | 0 | 0 | 0
LFG | 0 | 0 | 0 | 0 | 0 | 0
Nuc | 0 | 0 | 0 | 0 | 0 | 0
PS | 0 | 0 | 0 | 0 | 0 | 0
PV | 0 | 0 | 0 | 0 | 0 | 0
PeakG | 0 | 0 | 0 | 0 | 0 | 0
PeakO | 0 | 0 | 0 | 0 | 0 | 0
ST | 0 | 0 | 0 | 0 | 0 | 0
STOG | 0 | 0 | 0 | 0 | 0 | 0
STWD | 0 | 0 | 0 | 0 | 0 | 0
WT | 0 | 0 | 0 | 0 | 0 | 0
IGCC | 0 | 0 | 0 | 0 | 0 | 0
DemandResponse | 0 | 0 | 0 | 0 | 0 | 0
IGCC-CCS | 0 | 0 | 0 | 0 | 0 | 0
WT_off | 0 | 0 | 0 | 0 | 0 | 0
PseudoUnit | 0 | 0 | 0 | 0 | 0 | 0
FixedInterchange | 0 | 0 | 0 | 0 | 0 | 0
Emission Cost by Reporting Type: SP15
ReportingType | 2015 | 2020 | 2025 | 2030 | 2035 | 2040
BM | 0 | 0 | 0 | 0 | 0 | 0
CC | 0 | 0 | 0 | 0 | 0 | 0
CSP | 0 | 0 | 0 | 0 | 0 | 0
CT | 0 | 0 | 0 | 0 | 0 | 0
Coal | 0 | 0 | 0 | 0 | 0 | 0
Geo | 0 | 0 | 0 | 0 | 0 | 0
H | 0 | 0 | 0 | 0 | 0 | 0
LFG | 0 | 0 | 0 | 0 | 0 | 0
Nuc | 0 | 0 | 0 | 0 | 0 | 0
PS | 0 | 0 | 0 | 0 | 0 | 0
PV | 0 | 0 | 0 | 0 | 0 | 0
PeakG | 0 | 0 | 0 | 0 | 0 | 0
PeakO | 0 | 0 | 0 | 0 | 0 | 0
ST | 0 | 0 | 0 | 0 | 0 | 0
STOG | 0 | 0 | 0 | 0 | 0 | 0
STWD | 0 | 0 | 0 | 0 | 0 | 0
WT | 0 | 0 | 0 | 0 | 0 | 0
IGCC | 0 | 0 | 0 | 0 | 0 | 0
DemandResponse | 0 | 0 | 0 | 0 | 0 | 0
IGCC-CCS | 0 | 0 | 0 | 0 | 0 | 0
WT_off | 0 | 0 | 0 | 0 | 0 | 0
PseudoUnit | 0 | 0 | 0 | 0 | 0 | 0
FixedInterchange | 0 | 0 | 0 | 0 | 0 | 0
Emission Cost by Reporting Type: ALB
ReportingType | 2015 | 2020 | 2025 | 2030 | 2035 | 2040
BM | 0 | 0 | 0 | 0 | 0 | 0
CC | 0 | 0 | 0 | 0 | 0 | 0
CSP | 0 | 0 | 0 | 0 | 0 | 0
CT | 0 | 0 | 0 | 0 | 0 | 0
Coal | 0 | 0 | 0 | 0 | 0 | 0
Geo | 0 | 0 | 0 | 0 | 0 | 0
H | 0 | 0 | 0 | 0 | 0 | 0
LFG | 0 | 0 | 0 | 0 | 0 | 0
Nuc | 0 | 0 | 0 | 0 | 0 | 0
PS | 0 | 0 | 0 | 0 | 0 | 0
PV | 0 | 0 | 0 | 0 | 0 | 0
PeakG | 0 | 0 | 0 | 0 | 0 | 0
PeakO | 0 | 0 | 0 | 0 | 0 | 0
ST | 0 | 0 | 0 | 0 | 0 | 0
STOG | 0 | 0 | 0 | 0 | 0 | 0
STWD | 0 | 0 | 0 | 0 | 0 | 0
WT | 0 | 0 | 0 | 0 | 0 | 0
IGCC | 0 | 0 | 0 | 0 | 0 | 0
DemandResponse | 0 | 0 | 0 | 0 | 0 | 0
IGCC-CCS | 0 | 0 | 0 | 0 | 0 | 0
WT_off | 0 | 0 | 0 | 0 | 0 | 0
PseudoUnit | 0 | 0 | 0 | 0 | 0 | 0
FixedInterchange | 0 | 0 | 0 | 0 | 0 | 0
Emission Cost by Reporting Type: BC
ReportingType | 2015 | 2020 | 2025 | 2030 | 2035 | 2040
BM | 0 | 0 | 0 | 0 | 0 | 0
CC | 0 | 0 | 0 | 0 | 0 | 0
CSP | 0 | 0 | 0 | 0 | 0 | 0
CT | 0 | 0 | 0 | 0 | 0 | 0
Coal | 0 | 0 | 0 | 0 | 0 | 0
Geo | 0 | 0 | 0 | 0 | 0 | 0
H | 0 | 0 | 0 | 0 | 0 | 0
LFG | 0 | 0 | 0 | 0 | 0 | 0
Nuc | 0 | 0 | 0 | 0 | 0 | 0
PS | 0 | 0 | 0 | 0 | 0 | 0
PV | 0 | 0 | 0 | 0 | 0 | 0
PeakG | 0 | 0 | 0 | 0 | 0 | 0
PeakO | 0 | 0 | 0 | 0 | 0 | 0
ST | 0 | 0 | 0 | 0 | 0 | 0
STOG | 0 | 0 | 0 | 0 | 0 | 0
STWD | 0 | 0 | 0 | 0 | 0 | 0
WT | 0 | 0 | 0 | 0 | 0 | 0
IGCC | 0 | 0 | 0 | 0 | 0 | 0
DemandResponse | 0 | 0 | 0 | 0 | 0 | 0
IGCC-CCS | 0 | 0 | 0 | 0 | 0 | 0
WT_off | 0 | 0 | 0 | 0 | 0 | 0
PseudoUnit | 0 | 0 | 0 | 0 | 0 | 0
FixedInterchange | 0 | 0 | 0 | 0 | 0 | 0
Emission Cost by Reporting Type: HQ_IESO
ReportingType | 2015 | 2020 | 2025 | 2030 | 2035 | 2040
BM | 0 | 0 | 0 | 0 | 0 | 0
CC | 0 | 0 | 0 | 0 | 0 | 0
CSP | 0 | 0 | 0 | 0 | 0 | 0
CT | 0 | 0 | 0 | 0 | 0 | 0
Coal | 0 | 0 | 0 | 0 | 0 | 0
Geo | 0 | 0 | 0 | 0 | 0 | 0
H | 0 | 0 | 0 | 0 | 0 | 0
LFG | 0 | 0 | 0 | 0 | 0 | 0
Nuc | 0 | 0 | 0 | 0 | 0 | 0
PS | 0 | 0 | 0 | 0 | 0 | 0
PV | 0 | 0 | 0 | 0 | 0 | 0
PeakG | 0 | 0 | 0 | 0 | 0 | 0
PeakO | 0 | 0 | 0 | 0 | 0 | 0
ST | 0 | 0 | 0 | 0 | 0 | 0
STOG | 0 | 0 | 0 | 0 | 0 | 0
STWD | 0 | 0 | 0 | 0 | 0 | 0
WT | 0 | 0 | 0 | 0 | 0 | 0
IGCC | 0 | 0 | 0 | 0 | 0 | 0
DemandResponse | 0 | 0 | 0 | 0 | 0 | 0
IGCC-CCS | 0 | 0 | 0 | 0 | 0 | 0
WT_off | 0 | 0 | 0 | 0 | 0 | 0
PseudoUnit | 0 | 0 | 0 | 0 | 0 | 0
FixedInterchange | 0 | 0 | 0 | 0 | 0 | 0
Emission Cost by Reporting Type: HQ_NEISO
ReportingType | 2015 | 2020 | 2025 | 2030 | 2035 | 2040
BM | 0 | 0 | 0 | 0 | 0 | 0
CC | 0 | 0 | 0 | 0 | 0 | 0
CSP | 0 | 0 | 0 | 0 | 0 | 0
CT | 0 | 0 | 0 | 0 | 0 | 0
Coal | 0 | 0 | 0 | 0 | 0 | 0
Geo | 0 | 0 | 0 | 0 | 0 | 0
H | 0 | 0 | 0 | 0 | 0 | 0
LFG | 0 | 0 | 0 | 0 | 0 | 0
Nuc | 0 | 0 | 0 | 0 | 0 | 0
PS | 0 | 0 | 0 | 0 | 0 | 0
PV | 0 | 0 | 0 | 0 | 0 | 0
PeakG | 0 | 0 | 0 | 0 | 0 | 0
PeakO | 0 | 0 | 0 | 0 | 0 | 0
ST | 0 | 0 | 0 | 0 | 0 | 0
STOG | 0 | 0 | 0 | 0 | 0 | 0
STWD | 0 | 0 | 0 | 0 | 0 | 0
WT | 0 | 0 | 0 | 0 | 0 | 0
IGCC | 0 | 0 | 0 | 0 | 0 | 0
DemandResponse | 0 | 0 | 0 | 0 | 0 | 0
IGCC-CCS | 0 | 0 | 0 | 0 | 0 | 0
WT_off | 0 | 0 | 0 | 0 | 0 | 0
PseudoUnit | 0 | 0 | 0 | 0 | 0 | 0
FixedInterchange | 0 | 0 | 0 | 0 | 0 | 0
Emission Cost by Reporting Type: HQ_NY
ReportingType | 2015 | 2020 | 2025 | 2030 | 2035 | 2040
BM | 0 | 0 | 0 | 0 | 0 | 0
CC | 0 | 0 | 0 | 0 | 0 | 0
CSP | 0 | 0 | 0 | 0 | 0 | 0
CT | 0 | 0 | 0 | 0 | 0 | 0
Coal | 0 | 0 | 0 | 0 | 0 | 0
Geo | 0 | 0 | 0 | 0 | 0 | 0
H | 0 | 0 | 0 | 0 | 0 | 0
LFG | 0 | 0 | 0 | 0 | 0 | 0
Nuc | 0 | 0 | 0 | 0 | 0 | 0
PS | 0 | 0 | 0 | 0 | 0 | 0
PV | 0 | 0 | 0 | 0 | 0 | 0
PeakG | 0 | 0 | 0 | 0 | 0 | 0
PeakO | 0 | 0 | 0 | 0 | 0 | 0
ST | 0 | 0 | 0 | 0 | 0 | 0
STOG | 0 | 0 | 0 | 0 | 0 | 0
STWD | 0 | 0 | 0 | 0 | 0 | 0
WT | 0 | 0 | 0 | 0 | 0 | 0
IGCC | 0 | 0 | 0 | 0 | 0 | 0
DemandResponse | 0 | 0 | 0 | 0 | 0 | 0
IGCC-CCS | 0 | 0 | 0 | 0 | 0 | 0
WT_off | 0 | 0 | 0 | 0 | 0 | 0
PseudoUnit | 0 | 0 | 0 | 0 | 0 | 0
FixedInterchange | 0 | 0 | 0 | 0 | 0 | 0
Emission Cost by Reporting Type: MARITIMES
ReportingType | 2015 | 2020 | 2025 | 2030 | 2035 | 2040
BM | 0 | 0 | 0 | 0 | 0 | 0
CC | 0 | 0 | 0 | 0 | 0 | 0
CSP | 0 | 0 | 0 | 0 | 0 | 0
CT | 0 | 0 | 0 | 0 | 0 | 0
Coal | 0 | 0 | 0 | 0 | 0 | 0
Geo | 0 | 0 | 0 | 0 | 0 | 0
H | 0 | 0 | 0 | 0 | 0 | 0
LFG | 0 | 0 | 0 | 0 | 0 | 0
Nuc | 0 | 0 | 0 | 0 | 0 | 0
PS | 0 | 0 | 0 | 0 | 0 | 0
PV | 0 | 0 | 0 | 0 | 0 | 0
PeakG | 0 | 0 | 0 | 0 | 0 | 0
PeakO | 0 | 0 | 0 | 0 | 0 | 0
ST | 0 | 0 | 0 | 0 | 0 | 0
STOG | 0 | 0 | 0 | 0 | 0 | 0
STWD | 0 | 0 | 0 | 0 | 0 | 0
WT | 0 | 0 | 0 | 0 | 0 | 0
IGCC | 0 | 0 | 0 | 0 | 0 | 0
DemandResponse | 0 | 0 | 0 | 0 | 0 | 0
IGCC-CCS | 0 | 0 | 0 | 0 | 0 | 0
WT_off | 0 | 0 | 0 | 0 | 0 | 0
PseudoUnit | 0 | 0 | 0 | 0 | 0 | 0
FixedInterchange | 0 | 0 | 0 | 0 | 0 | 0
Emission Cost by Reporting Type: All
ReportingType | 2015 | 2020 | 2025 | 2030 | 2035 | 2040
BM | 0 | 0 | 0 | 0 | 0 | 0
CC | 0 | 0 | 0 | 0 | 0 | 0
CSP | 0 | 0 | 0 | 0 | 0 | 0
CT | 0 | 0 | 0 | 0 | 0 | 0
Coal | 0 | 0 | 0 | 0 | 0 | 0
Geo | 0 | 0 | 0 | 0 | 0 | 0
H | 0 | 0 | 0 | 0 | 0 | 0
LFG | 0 | 0 | 0 | 0 | 0 | 0
Nuc | 0 | 0 | 0 | 0 | 0 | 0
PS | 0 | 0 | 0 | 0 | 0 | 0
PV | 0 | 0 | 0 | 0 | 0 | 0
PeakG | 0 | 0 | 0 | 0 | 0 | 0
PeakO | 0 | 0 | 0 | 0 | 0 | 0
ST | 0 | 0 | 0 | 0 | 0 | 0
STOG | 0 | 0 | 0 | 0 | 0 | 0
STWD | 0 | 0 | 0 | 0 | 0 | 0
WT | 0 | 0 | 0 | 0 | 0 | 0
IGCC | 0 | 0 | 0 | 0 | 0 | 0
DemandResponse | 0 | 0 | 0 | 0 | 0 | 0
IGCC-CCS | 0 | 0 | 0 | 0 | 0 | 0
WT_off | 0 | 0 | 0 | 0 | 0 | 0
PseudoUnit | 0 | 0 | 0 | 0 | 0 | 0
FixedInterchange | 0 | 0 | 0 | 0 | 0 | 0
Emission Cost by Reporting Type: EI_US
ReportingType | 2015 | 2020 | 2025 | 2030 | 2035 | 2040
BM | 0 | 0 | 0 | 0 | 0 | 0
CC | 0 | 0 | 0 | 0 | 0 | 0
CSP | 0 | 0 | 0 | 0 | 0 | 0
CT | 0 | 0 | 0 | 0 | 0 | 0
Coal | 0 | 0 | 0 | 0 | 0 | 0
Geo | 0 | 0 | 0 | 0 | 0 | 0
H | 0 | 0 | 0 | 0 | 0 | 0
LFG | 0 | 0 | 0 | 0 | 0 | 0
Nuc | 0 | 0 | 0 | 0 | 0 | 0
PS | 0 | 0 | 0 | 0 | 0 | 0
PV | 0 | 0 | 0 | 0 | 0 | 0
PeakG | 0 | 0 | 0 | 0 | 0 | 0
PeakO | 0 | 0 | 0 | 0 | 0 | 0
ST | 0 | 0 | 0 | 0 | 0 | 0
STOG | 0 | 0 | 0 | 0 | 0 | 0
STWD | 0 | 0 | 0 | 0 | 0 | 0
WT | 0 | 0 | 0 | 0 | 0 | 0
IGCC | 0 | 0 | 0 | 0 | 0 | 0
DemandResponse | 0 | 0 | 0 | 0 | 0 | 0
IGCC-CCS | 0 | 0 | 0 | 0 | 0 | 0
WT_off | 0 | 0 | 0 | 0 | 0 | 0
PseudoUnit | 0 | 0 | 0 | 0 | 0 | 0
FixedInterchange | 0 | 0 | 0 | 0 | 0 | 0
Emission Cost by Reporting Type: EI_Canada
ReportingType | 2015 | 2020 | 2025 | 2030 | 2035 | 2040
BM | 0 | 0 | 0 | 0 | 0 | 0
CC | 0 | 0 | 0 | 0 | 0 | 0
CSP | 0 | 0 | 0 | 0 | 0 | 0
CT | 0 | 0 | 0 | 0 | 0 | 0
Coal | 0 | 0 | 0 | 0 | 0 | 0
Geo | 0 | 0 | 0 | 0 | 0 | 0
H | 0 | 0 | 0 | 0 | 0 | 0
LFG | 0 | 0 | 0 | 0 | 0 | 0
Nuc | 0 | 0 | 0 | 0 | 0 | 0
PS | 0 | 0 | 0 | 0 | 0 | 0
PV | 0 | 0 | 0 | 0 | 0 | 0
PeakG | 0 | 0 | 0 | 0 | 0 | 0
PeakO | 0 | 0 | 0 | 0 | 0 | 0
ST | 0 | 0 | 0 | 0 | 0 | 0
STOG | 0 | 0 | 0 | 0 | 0 | 0
STWD | 0 | 0 | 0 | 0 | 0 | 0
WT | 0 | 0 | 0 | 0 | 0 | 0
IGCC | 0 | 0 | 0 | 0 | 0 | 0
DemandResponse | 0 | 0 | 0 | 0 | 0 | 0
IGCC-CCS | 0 | 0 | 0 | 0 | 0 | 0
WT_off | 0 | 0 | 0 | 0 | 0 | 0
PseudoUnit | 0 | 0 | 0 | 0 | 0 | 0
FixedInterchange | 0 | 0 | 0 | 0 | 0 | 0
Emission Cost by Reporting Type: EI
ReportingType | 2015 | 2020 | 2025 | 2030 | 2035 | 2040
BM | 0 | 0 | 0 | 0 | 0 | 0
CC | 0 | 0 | 0 | 0 | 0 | 0
CSP | 0 | 0 | 0 | 0 | 0 | 0
CT | 0 | 0 | 0 | 0 | 0 | 0
Coal | 0 | 0 | 0 | 0 | 0 | 0
Geo | 0 | 0 | 0 | 0 | 0 | 0
H | 0 | 0 | 0 | 0 | 0 | 0
LFG | 0 | 0 | 0 | 0 | 0 | 0
Nuc | 0 | 0 | 0 | 0 | 0 | 0
PS | 0 | 0 | 0 | 0 | 0 | 0
PV | 0 | 0 | 0 | 0 | 0 | 0
PeakG | 0 | 0 | 0 | 0 | 0 | 0
PeakO | 0 | 0 | 0 | 0 | 0 | 0
ST | 0 | 0 | 0 | 0 | 0 | 0
STOG | 0 | 0 | 0 | 0 | 0 | 0
STWD | 0 | 0 | 0 | 0 | 0 | 0
WT | 0 | 0 | 0 | 0 | 0 | 0
IGCC | 0 | 0 | 0 | 0 | 0 | 0
DemandResponse | 0 | 0 | 0 | 0 | 0 | 0
IGCC-CCS | 0 | 0 | 0 | 0 | 0 | 0
WT_off | 0 | 0 | 0 | 0 | 0 | 0
PseudoUnit | 0 | 0 | 0 | 0 | 0 | 0
FixedInterchange | 0 | 0 | 0 | 0 | 0 | 0
Emission Cost by Reporting Type: Outside_EI
ReportingType | 2015 | 2020 | 2025 | 2030 | 2035 | 2040
BM | 0 | 0 | 0 | 0 | 0 | 0
CC | 0 | 0 | 0 | 0 | 0 | 0
CSP | 0 | 0 | 0 | 0 | 0 | 0
CT | 0 | 0 | 0 | 0 | 0 | 0
Coal | 0 | 0 | 0 | 0 | 0 | 0
Geo | 0 | 0 | 0 | 0 | 0 | 0
H | 0 | 0 | 0 | 0 | 0 | 0
LFG | 0 | 0 | 0 | 0 | 0 | 0
Nuc | 0 | 0 | 0 | 0 | 0 | 0
PS | 0 | 0 | 0 | 0 | 0 | 0
PV | 0 | 0 | 0 | 0 | 0 | 0
PeakG | 0 | 0 | 0 | 0 | 0 | 0
PeakO | 0 | 0 | 0 | 0 | 0 | 0
ST | 0 | 0 | 0 | 0 | 0 | 0
STOG | 0 | 0 | 0 | 0 | 0 | 0
STWD | 0 | 0 | 0 | 0 | 0 | 0
WT | 0 | 0 | 0 | 0 | 0 | 0
IGCC | 0 | 0 | 0 | 0 | 0 | 0
DemandResponse | 0 | 0 | 0 | 0 | 0 | 0
IGCC-CCS | 0 | 0 | 0 | 0 | 0 | 0
WT_off | 0 | 0 | 0 | 0 | 0 | 0
PseudoUnit | 0 | 0 | 0 | 0 | 0 | 0
FixedInterchange | 0 | 0 | 0 | 0 | 0 | 0
==== Emission Program: CAIRNOxAnnual : (NOx) ====
Emission Cost by Reporting Type: Entergy
ReportingType | 2015 | 2020 | 2025 | 2030 | 2035 | 2040
BM | 0 | 0 | 0 | 0 | 0 | 0
CC | 0 | 0 | 0 | 0 | 0 | 0
CSP | 0 | 0 | 0 | 0 | 0 | 0
CT | 0 | 0 | 0 | 0 | 0 | 0
Coal | 0 | 0 | 0 | 0 | 0 | 0
Geo | 0 | 0 | 0 | 0 | 0 | 0
H | 0 | 0 | 0 | 0 | 0 | 0
LFG | 0 | 0 | 0 | 0 | 0 | 0
Nuc | 0 | 0 | 0 | 0 | 0 | 0
PS | 0 | 0 | 0 | 0 | 0 | 0
PV | 0 | 0 | 0 | 0 | 0 | 0
PeakG | 0 | 0 | 0 | 0 | 0 | 0
PeakO | 0 | 0 | 0 | 0 | 0 | 0
ST | 0 | 0 | 0 | 0 | 0 | 0
STOG | 0 | 0 | 0 | 0 | 0 | 0
STWD | 0 | 0 | 0 | 0 | 0 | 0
WT | 0 | 0 | 0 | 0 | 0 | 0
IGCC | 0 | 0 | 0 | 0 | 0 | 0
DemandResponse | 0 | 0 | 0 | 0 | 0 | 0
IGCC-CCS | 0 | 0 | 0 | 0 | 0 | 0
WT_off | 0 | 0 | 0 | 0 | 0 | 0
PseudoUnit | 0 | 0 | 0 | 0 | 0 | 0
FixedInterchange | 0 | 0 | 0 | 0 | 0 | 0
Emission Cost by Reporting Type: FRCC
ReportingType | 2015 | 2020 | 2025 | 2030 | 2035 | 2040
BM | 0 | 0 | 0 | 0 | 0 | 0
CC | 0 | 0 | 0 | 0 | 0 | 0
CSP | 0 | 0 | 0 | 0 | 0 | 0
CT | 0 | 0 | 0 | 0 | 0 | 0
Coal | 0 | 0 | 0 | 0 | 0 | 0
Geo | 0 | 0 | 0 | 0 | 0 | 0
H | 0 | 0 | 0 | 0 | 0 | 0
LFG | 0 | 0 | 0 | 0 | 0 | 0
Nuc | 0 | 0 | 0 | 0 | 0 | 0
PS | 0 | 0 | 0 | 0 | 0 | 0
PV | 0 | 0 | 0 | 0 | 0 | 0
PeakG | 0 | 0 | 0 | 0 | 0 | 0
PeakO | 0 | 0 | 0 | 0 | 0 | 0
ST | 0 | 0 | 0 | 0 | 0 | 0
STOG | 0 | 0 | 0 | 0 | 0 | 0
STWD | 0 | 0 | 0 | 0 | 0 | 0
WT | 0 | 0 | 0 | 0 | 0 | 0
IGCC | 0 | 0 | 0 | 0 | 0 | 0
DemandResponse | 0 | 0 | 0 | 0 | 0 | 0
IGCC-CCS | 0 | 0 | 0 | 0 | 0 | 0
WT_off | 0 | 0 | 0 | 0 | 0 | 0
PseudoUnit | 0 | 0 | 0 | 0 | 0 | 0
FixedInterchange | 0 | 0 | 0 | 0 | 0 | 0
Emission Cost by Reporting Type: MAPP_US
ReportingType | 2015 | 2020 | 2025 | 2030 | 2035 | 2040
BM | 0 | 0 | 0 | 0 | 0 | 0
CC | 0 | 0 | 0 | 0 | 0 | 0
CSP | 0 | 0 | 0 | 0 | 0 | 0
CT | 0 | 0 | 0 | 0 | 0 | 0
Coal | 0 | 0 | 0 | 0 | 0 | 0
Geo | 0 | 0 | 0 | 0 | 0 | 0
H | 0 | 0 | 0 | 0 | 0 | 0
LFG | 0 | 0 | 0 | 0 | 0 | 0
Nuc | 0 | 0 | 0 | 0 | 0 | 0
PS | 0 | 0 | 0 | 0 | 0 | 0
PV | 0 | 0 | 0 | 0 | 0 | 0
PeakG | 0 | 0 | 0 | 0 | 0 | 0
PeakO | 0 | 0 | 0 | 0 | 0 | 0
ST | 0 | 0 | 0 | 0 | 0 | 0
STOG | 0 | 0 | 0 | 0 | 0 | 0
STWD | 0 | 0 | 0 | 0 | 0 | 0
WT | 0 | 0 | 0 | 0 | 0 | 0
IGCC | 0 | 0 | 0 | 0 | 0 | 0
DemandResponse | 0 | 0 | 0 | 0 | 0 | 0
IGCC-CCS | 0 | 0 | 0 | 0 | 0 | 0
WT_off | 0 | 0 | 0 | 0 | 0 | 0
PseudoUnit | 0 | 0 | 0 | 0 | 0 | 0
FixedInterchange | 0 | 0 | 0 | 0 | 0 | 0
Emission Cost by Reporting Type: MISO_IN
ReportingType | 2015 | 2020 | 2025 | 2030 | 2035 | 2040
BM | 0 | 0 | 0 | 0 | 0 | 0
CC | 0 | 0 | 0 | 0 | 0 | 0
CSP | 0 | 0 | 0 | 0 | 0 | 0
CT | 0 | 0 | 0 | 0 | 0 | 0
Coal | 0 | 0 | 0 | 0 | 0 | 0
Geo | 0 | 0 | 0 | 0 | 0 | 0
H | 0 | 0 | 0 | 0 | 0 | 0
LFG | 0 | 0 | 0 | 0 | 0 | 0
Nuc | 0 | 0 | 0 | 0 | 0 | 0
PS | 0 | 0 | 0 | 0 | 0 | 0
PV | 0 | 0 | 0 | 0 | 0 | 0
PeakG | 0 | 0 | 0 | 0 | 0 | 0
PeakO | 0 | 0 | 0 | 0 | 0 | 0
ST | 0 | 0 | 0 | 0 | 0 | 0
STOG | 0 | 0 | 0 | 0 | 0 | 0
STWD | 0 | 0 | 0 | 0 | 0 | 0
WT | 0 | 0 | 0 | 0 | 0 | 0
IGCC | 0 | 0 | 0 | 0 | 0 | 0
DemandResponse | 0 | 0 | 0 | 0 | 0 | 0
IGCC-CCS | 0 | 0 | 0 | 0 | 0 | 0
WT_off | 0 | 0 | 0 | 0 | 0 | 0
PseudoUnit | 0 | 0 | 0 | 0 | 0 | 0
FixedInterchange | 0 | 0 | 0 | 0 | 0 | 0
Emission Cost by Reporting Type: MISO_MI
ReportingType | 2015 | 2020 | 2025 | 2030 | 2035 | 2040
BM | 0 | 0 | 0 | 0 | 0 | 0
CC | 0 | 0 | 0 | 0 | 0 | 0
CSP | 0 | 0 | 0 | 0 | 0 | 0
CT | 0 | 0 | 0 | 0 | 0 | 0
Coal | 0 | 0 | 0 | 0 | 0 | 0
Geo | 0 | 0 | 0 | 0 | 0 | 0
H | 0 | 0 | 0 | 0 | 0 | 0
LFG | 0 | 0 | 0 | 0 | 0 | 0
Nuc | 0 | 0 | 0 | 0 | 0 | 0
PS | 0 | 0 | 0 | 0 | 0 | 0
PV | 0 | 0 | 0 | 0 | 0 | 0
PeakG | 0 | 0 | 0 | 0 | 0 | 0
PeakO | 0 | 0 | 0 | 0 | 0 | 0
ST | 0 | 0 | 0 | 0 | 0 | 0
STOG | 0 | 0 | 0 | 0 | 0 | 0
STWD | 0 | 0 | 0 | 0 | 0 | 0
WT | 0 | 0 | 0 | 0 | 0 | 0
IGCC | 0 | 0 | 0 | 0 | 0 | 0
DemandResponse | 0 | 0 | 0 | 0 | 0 | 0
IGCC-CCS | 0 | 0 | 0 | 0 | 0 | 0
WT_off | 0 | 0 | 0 | 0 | 0 | 0
PseudoUnit | 0 | 0 | 0 | 0 | 0 | 0
FixedInterchange | 0 | 0 | 0 | 0 | 0 | 0
Emission Cost by Reporting Type: MISO_MO-IL
ReportingType | 2015 | 2020 | 2025 | 2030 | 2035 | 2040
BM | 0 | 0 | 0 | 0 | 0 | 0
CC | 0 | 0 | 0 | 0 | 0 | 0
CSP | 0 | 0 | 0 | 0 | 0 | 0
CT | 0 | 0 | 0 | 0 | 0 | 0
Coal | 0 | 0 | 0 | 0 | 0 | 0
Geo | 0 | 0 | 0 | 0 | 0 | 0
H | 0 | 0 | 0 | 0 | 0 | 0
LFG | 0 | 0 | 0 | 0 | 0 | 0
Nuc | 0 | 0 | 0 | 0 | 0 | 0
PS | 0 | 0 | 0 | 0 | 0 | 0
PV | 0 | 0 | 0 | 0 | 0 | 0
PeakG | 0 | 0 | 0 | 0 | 0 | 0
PeakO | 0 | 0 | 0 | 0 | 0 | 0
ST | 0 | 0 | 0 | 0 | 0 | 0
STOG | 0 | 0 | 0 | 0 | 0 | 0
STWD | 0 | 0 | 0 | 0 | 0 | 0
WT | 0 | 0 | 0 | 0 | 0 | 0
IGCC | 0 | 0 | 0 | 0 | 0 | 0
DemandResponse | 0 | 0 | 0 | 0 | 0 | 0
IGCC-CCS | 0 | 0 | 0 | 0 | 0 | 0
WT_off | 0 | 0 | 0 | 0 | 0 | 0
PseudoUnit | 0 | 0 | 0 | 0 | 0 | 0
FixedInterchange | 0 | 0 | 0 | 0 | 0 | 0
Emission Cost by Reporting Type: MISO_W
ReportingType | 2015 | 2020 | 2025 | 2030 | 2035 | 2040
BM | 0 | 0 | 0 | 0 | 0 | 0
CC | 0 | 0 | 0 | 0 | 0 | 0
CSP | 0 | 0 | 0 | 0 | 0 | 0
CT | 0 | 0 | 0 | 0 | 0 | 0
Coal | 0 | 0 | 0 | 0 | 0 | 0
Geo | 0 | 0 | 0 | 0 | 0 | 0
H | 0 | 0 | 0 | 0 | 0 | 0
LFG | 0 | 0 | 0 | 0 | 0 | 0
Nuc | 0 | 0 | 0 | 0 | 0 | 0
PS | 0 | 0 | 0 | 0 | 0 | 0
PV | 0 | 0 | 0 | 0 | 0 | 0
PeakG | 0 | 0 | 0 | 0 | 0 | 0
PeakO | 0 | 0 | 0 | 0 | 0 | 0
ST | 0 | 0 | 0 | 0 | 0 | 0
STOG | 0 | 0 | 0 | 0 | 0 | 0
STWD | 0 | 0 | 0 | 0 | 0 | 0
WT | 0 | 0 | 0 | 0 | 0 | 0
IGCC | 0 | 0 | 0 | 0 | 0 | 0
DemandResponse | 0 | 0 | 0 | 0 | 0 | 0
IGCC-CCS | 0 | 0 | 0 | 0 | 0 | 0
WT_off | 0 | 0 | 0 | 0 | 0 | 0
PseudoUnit | 0 | 0 | 0 | 0 | 0 | 0
FixedInterchange | 0 | 0 | 0 | 0 | 0 | 0
Emission Cost by Reporting Type: MISO_WUMS
ReportingType | 2015 | 2020 | 2025 | 2030 | 2035 | 2040
BM | 0 | 0 | 0 | 0 | 0 | 0
CC | 0 | 0 | 0 | 0 | 0 | 0
CSP | 0 | 0 | 0 | 0 | 0 | 0
CT | 0 | 0 | 0 | 0 | 0 | 0
Coal | 0 | 0 | 0 | 0 | 0 | 0
Geo | 0 | 0 | 0 | 0 | 0 | 0
H | 0 | 0 | 0 | 0 | 0 | 0
LFG | 0 | 0 | 0 | 0 | 0 | 0
Nuc | 0 | 0 | 0 | 0 | 0 | 0
PS | 0 | 0 | 0 | 0 | 0 | 0
PV | 0 | 0 | 0 | 0 | 0 | 0
PeakG | 0 | 0 | 0 | 0 | 0 | 0
PeakO | 0 | 0 | 0 | 0 | 0 | 0
ST | 0 | 0 | 0 | 0 | 0 | 0
STOG | 0 | 0 | 0 | 0 | 0 | 0
STWD | 0 | 0 | 0 | 0 | 0 | 0
WT | 0 | 0 | 0 | 0 | 0 | 0
IGCC | 0 | 0 | 0 | 0 | 0 | 0
DemandResponse | 0 | 0 | 0 | 0 | 0 | 0
IGCC-CCS | 0 | 0 | 0 | 0 | 0 | 0
WT_off | 0 | 0 | 0 | 0 | 0 | 0
PseudoUnit | 0 | 0 | 0 | 0 | 0 | 0
FixedInterchange | 0 | 0 | 0 | 0 | 0 | 0
Emission Cost by Reporting Type: Nebraska
ReportingType | 2015 | 2020 | 2025 | 2030 | 2035 | 2040
BM | 0 | 0 | 0 | 0 | 0 | 0
CC | 0 | 0 | 0 | 0 | 0 | 0
CSP | 0 | 0 | 0 | 0 | 0 | 0
CT | 0 | 0 | 0 | 0 | 0 | 0
Coal | 0 | 0 | 0 | 0 | 0 | 0
Geo | 0 | 0 | 0 | 0 | 0 | 0
H | 0 | 0 | 0 | 0 | 0 | 0
LFG | 0 | 0 | 0 | 0 | 0 | 0
Nuc | 0 | 0 | 0 | 0 | 0 | 0
PS | 0 | 0 | 0 | 0 | 0 | 0
PV | 0 | 0 | 0 | 0 | 0 | 0
PeakG | 0 | 0 | 0 | 0 | 0 | 0
PeakO | 0 | 0 | 0 | 0 | 0 | 0
ST | 0 | 0 | 0 | 0 | 0 | 0
STOG | 0 | 0 | 0 | 0 | 0 | 0
STWD | 0 | 0 | 0 | 0 | 0 | 0
WT | 0 | 0 | 0 | 0 | 0 | 0
IGCC | 0 | 0 | 0 | 0 | 0 | 0
DemandResponse | 0 | 0 | 0 | 0 | 0 | 0
IGCC-CCS | 0 | 0 | 0 | 0 | 0 | 0
WT_off | 0 | 0 | 0 | 0 | 0 | 0
PseudoUnit | 0 | 0 | 0 | 0 | 0 | 0
FixedInterchange | 0 | 0 | 0 | 0 | 0 | 0
Emission Cost by Reporting Type: NEISO
ReportingType | 2015 | 2020 | 2025 | 2030 | 2035 | 2040
BM | 0 | 0 | 0 | 0 | 0 | 0
CC | 0 | 0 | 0 | 0 | 0 | 0
CSP | 0 | 0 | 0 | 0 | 0 | 0
CT | 0 | 0 | 0 | 0 | 0 | 0
Coal | 0 | 0 | 0 | 0 | 0 | 0
Geo | 0 | 0 | 0 | 0 | 0 | 0
H | 0 | 0 | 0 | 0 | 0 | 0
LFG | 0 | 0 | 0 | 0 | 0 | 0
Nuc | 0 | 0 | 0 | 0 | 0 | 0
PS | 0 | 0 | 0 | 0 | 0 | 0
PV | 0 | 0 | 0 | 0 | 0 | 0
PeakG | 0 | 0 | 0 | 0 | 0 | 0
PeakO | 0 | 0 | 0 | 0 | 0 | 0
ST | 0 | 0 | 0 | 0 | 0 | 0
STOG | 0 | 0 | 0 | 0 | 0 | 0
STWD | 0 | 0 | 0 | 0 | 0 | 0
WT | 0 | 0 | 0 | 0 | 0 | 0
IGCC | 0 | 0 | 0 | 0 | 0 | 0
DemandResponse | 0 | 0 | 0 | 0 | 0 | 0
IGCC-CCS | 0 | 0 | 0 | 0 | 0 | 0
WT_off | 0 | 0 | 0 | 0 | 0 | 0
PseudoUnit | 0 | 0 | 0 | 0 | 0 | 0
FixedInterchange | 0 | 0 | 0 | 0 | 0 | 0
Emission Cost by Reporting Type: NonRTO_Midwest
ReportingType | 2015 | 2020 | 2025 | 2030 | 2035 | 2040
BM | 0 | 0 | 0 | 0 | 0 | 0
CC | 0 | 0 | 0 | 0 | 0 | 0
CSP | 0 | 0 | 0 | 0 | 0 | 0
CT | 0 | 0 | 0 | 0 | 0 | 0
Coal | 0 | 0 | 0 | 0 | 0 | 0
Geo | 0 | 0 | 0 | 0 | 0 | 0
H | 0 | 0 | 0 | 0 | 0 | 0
LFG | 0 | 0 | 0 | 0 | 0 | 0
Nuc | 0 | 0 | 0 | 0 | 0 | 0
PS | 0 | 0 | 0 | 0 | 0 | 0
PV | 0 | 0 | 0 | 0 | 0 | 0
PeakG | 0 | 0 | 0 | 0 | 0 | 0
PeakO | 0 | 0 | 0 | 0 | 0 | 0
ST | 0 | 0 | 0 | 0 | 0 | 0
STOG | 0 | 0 | 0 | 0 | 0 | 0
STWD | 0 | 0 | 0 | 0 | 0 | 0
WT | 0 | 0 | 0 | 0 | 0 | 0
IGCC | 0 | 0 | 0 | 0 | 0 | 0
DemandResponse | 0 | 0 | 0 | 0 | 0 | 0
IGCC-CCS | 0 | 0 | 0 | 0 | 0 | 0
WT_off | 0 | 0 | 0 | 0 | 0 | 0
PseudoUnit | 0 | 0 | 0 | 0 | 0 | 0
FixedInterchange | 0 | 0 | 0 | 0 | 0 | 0
Emission Cost by Reporting Type: NYISO_A-F
ReportingType | 2015 | 2020 | 2025 | 2030 | 2035 | 2040
BM | 0 | 0 | 0 | 0 | 0 | 0
CC | 0 | 0 | 0 | 0 | 0 | 0
CSP | 0 | 0 | 0 | 0 | 0 | 0
CT | 0 | 0 | 0 | 0 | 0 | 0
Coal | 0 | 0 | 0 | 0 | 0 | 0
Geo | 0 | 0 | 0 | 0 | 0 | 0
H | 0 | 0 | 0 | 0 | 0 | 0
LFG | 0 | 0 | 0 | 0 | 0 | 0
Nuc | 0 | 0 | 0 | 0 | 0 | 0
PS | 0 | 0 | 0 | 0 | 0 | 0
PV | 0 | 0 | 0 | 0 | 0 | 0
PeakG | 0 | 0 | 0 | 0 | 0 | 0
PeakO | 0 | 0 | 0 | 0 | 0 | 0
ST | 0 | 0 | 0 | 0 | 0 | 0
STOG | 0 | 0 | 0 | 0 | 0 | 0
STWD | 0 | 0 | 0 | 0 | 0 | 0
WT | 0 | 0 | 0 | 0 | 0 | 0
IGCC | 0 | 0 | 0 | 0 | 0 | 0
DemandResponse | 0 | 0 | 0 | 0 | 0 | 0
IGCC-CCS | 0 | 0 | 0 | 0 | 0 | 0
WT_off | 0 | 0 | 0 | 0 | 0 | 0
PseudoUnit | 0 | 0 | 0 | 0 | 0 | 0
FixedInterchange | 0 | 0 | 0 | 0 | 0 | 0
Emission Cost by Reporting Type: NYISO_G-I
ReportingType | 2015 | 2020 | 2025 | 2030 | 2035 | 2040
BM | 0 | 0 | 0 | 0 | 0 | 0
CC | 0 | 0 | 0 | 0 | 0 | 0
CSP | 0 | 0 | 0 | 0 | 0 | 0
CT | 0 | 0 | 0 | 0 | 0 | 0
Coal | 0 | 0 | 0 | 0 | 0 | 0
Geo | 0 | 0 | 0 | 0 | 0 | 0
H | 0 | 0 | 0 | 0 | 0 | 0
LFG | 0 | 0 | 0 | 0 | 0 | 0
Nuc | 0 | 0 | 0 | 0 | 0 | 0
PS | 0 | 0 | 0 | 0 | 0 | 0
PV | 0 | 0 | 0 | 0 | 0 | 0
PeakG | 0 | 0 | 0 | 0 | 0 | 0
PeakO | 0 | 0 | 0 | 0 | 0 | 0
ST | 0 | 0 | 0 | 0 | 0 | 0
STOG | 0 | 0 | 0 | 0 | 0 | 0
STWD | 0 | 0 | 0 | 0 | 0 | 0
WT | 0 | 0 | 0 | 0 | 0 | 0
IGCC | 0 | 0 | 0 | 0 | 0 | 0
DemandResponse | 0 | 0 | 0 | 0 | 0 | 0
IGCC-CCS | 0 | 0 | 0 | 0 | 0 | 0
WT_off | 0 | 0 | 0 | 0 | 0 | 0
PseudoUnit | 0 | 0 | 0 | 0 | 0 | 0
FixedInterchange | 0 | 0 | 0 | 0 | 0 | 0
Emission Cost by Reporting Type: NYISO_J-K
ReportingType | 2015 | 2020 | 2025 | 2030 | 2035 | 2040
BM | 0 | 0 | 0 | 0 | 0 | 0
CC | 0 | 0 | 0 | 0 | 0 | 0
CSP | 0 | 0 | 0 | 0 | 0 | 0
CT | 0 | 0 | 0 | 0 | 0 | 0
Coal | 0 | 0 | 0 | 0 | 0 | 0
Geo | 0 | 0 | 0 | 0 | 0 | 0
H | 0 | 0 | 0 | 0 | 0 | 0
LFG | 0 | 0 | 0 | 0 | 0 | 0
Nuc | 0 | 0 | 0 | 0 | 0 | 0
PS | 0 | 0 | 0 | 0 | 0 | 0
PV | 0 | 0 | 0 | 0 | 0 | 0
PeakG | 0 | 0 | 0 | 0 | 0 | 0
PeakO | 0 | 0 | 0 | 0 | 0 | 0
ST | 0 | 0 | 0 | 0 | 0 | 0
STOG | 0 | 0 | 0 | 0 | 0 | 0
STWD | 0 | 0 | 0 | 0 | 0 | 0
WT | 0 | 0 | 0 | 0 | 0 | 0
IGCC | 0 | 0 | 0 | 0 | 0 | 0
DemandResponse | 0 | 0 | 0 | 0 | 0 | 0
IGCC-CCS | 0 | 0 | 0 | 0 | 0 | 0
WT_off | 0 | 0 | 0 | 0 | 0 | 0
PseudoUnit | 0 | 0 | 0 | 0 | 0 | 0
FixedInterchange | 0 | 0 | 0 | 0 | 0 | 0
Emission Cost by Reporting Type: PJM_E
ReportingType | 2015 | 2020 | 2025 | 2030 | 2035 | 2040
BM | 0 | 0 | 0 | 0 | 0 | 0
CC | 0 | 0 | 0 | 0 | 0 | 0
CSP | 0 | 0 | 0 | 0 | 0 | 0
CT | 0 | 0 | 0 | 0 | 0 | 0
Coal | 0 | 0 | 0 | 0 | 0 | 0
Geo | 0 | 0 | 0 | 0 | 0 | 0
H | 0 | 0 | 0 | 0 | 0 | 0
LFG | 0 | 0 | 0 | 0 | 0 | 0
Nuc | 0 | 0 | 0 | 0 | 0 | 0
PS | 0 | 0 | 0 | 0 | 0 | 0
PV | 0 | 0 | 0 | 0 | 0 | 0
PeakG | 0 | 0 | 0 | 0 | 0 | 0
PeakO | 0 | 0 | 0 | 0 | 0 | 0
ST | 0 | 0 | 0 | 0 | 0 | 0
STOG | 0 | 0 | 0 | 0 | 0 | 0
STWD | 0 | 0 | 0 | 0 | 0 | 0
WT | 0 | 0 | 0 | 0 | 0 | 0
IGCC | 0 | 0 | 0 | 0 | 0 | 0
DemandResponse | 0 | 0 | 0 | 0 | 0 | 0
IGCC-CCS | 0 | 0 | 0 | 0 | 0 | 0
WT_off | 0 | 0 | 0 | 0 | 0 | 0
PseudoUnit | 0 | 0 | 0 | 0 | 0 | 0
FixedInterchange | 0 | 0 | 0 | 0 | 0 | 0
Emission Cost by Reporting Type: PJM_ROM
ReportingType | 2015 | 2020 | 2025 | 2030 | 2035 | 2040
BM | 0 | 0 | 0 | 0 | 0 | 0
CC | 0 | 0 | 0 | 0 | 0 | 0
CSP | 0 | 0 | 0 | 0 | 0 | 0
CT | 0 | 0 | 0 | 0 | 0 | 0
Coal | 0 | 0 | 0 | 0 | 0 | 0
Geo | 0 | 0 | 0 | 0 | 0 | 0
H | 0 | 0 | 0 | 0 | 0 | 0
LFG | 0 | 0 | 0 | 0 | 0 | 0
Nuc | 0 | 0 | 0 | 0 | 0 | 0
PS | 0 | 0 | 0 | 0 | 0 | 0
PV | 0 | 0 | 0 | 0 | 0 | 0
PeakG | 0 | 0 | 0 | 0 | 0 | 0
PeakO | 0 | 0 | 0 | 0 | 0 | 0
ST | 0 | 0 | 0 | 0 | 0 | 0
STOG | 0 | 0 | 0 | 0 | 0 | 0
STWD | 0 | 0 | 0 | 0 | 0 | 0
WT | 0 | 0 | 0 | 0 | 0 | 0
IGCC | 0 | 0 | 0 | 0 | 0 | 0
DemandResponse | 0 | 0 | 0 | 0 | 0 | 0
IGCC-CCS | 0 | 0 | 0 | 0 | 0 | 0
WT_off | 0 | 0 | 0 | 0 | 0 | 0
PseudoUnit | 0 | 0 | 0 | 0 | 0 | 0
FixedInterchange | 0 | 0 | 0 | 0 | 0 | 0
Emission Cost by Reporting Type: PJM_ROR
ReportingType | 2015 | 2020 | 2025 | 2030 | 2035 | 2040
BM | 0 | 0 | 0 | 0 | 0 | 0
CC | 0 | 0 | 0 | 0 | 0 | 0
CSP | 0 | 0 | 0 | 0 | 0 | 0
CT | 0 | 0 | 0 | 0 | 0 | 0
Coal | 0 | 0 | 0 | 0 | 0 | 0
Geo | 0 | 0 | 0 | 0 | 0 | 0
H | 0 | 0 | 0 | 0 | 0 | 0
LFG | 0 | 0 | 0 | 0 | 0 | 0
Nuc | 0 | 0 | 0 | 0 | 0 | 0
PS | 0 | 0 | 0 | 0 | 0 | 0
PV | 0 | 0 | 0 | 0 | 0 | 0
PeakG | 0 | 0 | 0 | 0 | 0 | 0
PeakO | 0 | 0 | 0 | 0 | 0 | 0
ST | 0 | 0 | 0 | 0 | 0 | 0
STOG | 0 | 0 | 0 | 0 | 0 | 0
STWD | 0 | 0 | 0 | 0 | 0 | 0
WT | 0 | 0 | 0 | 0 | 0 | 0
IGCC | 0 | 0 | 0 | 0 | 0 | 0
DemandResponse | 0 | 0 | 0 | 0 | 0 | 0
IGCC-CCS | 0 | 0 | 0 | 0 | 0 | 0
WT_off | 0 | 0 | 0 | 0 | 0 | 0
PseudoUnit | 0 | 0 | 0 | 0 | 0 | 0
FixedInterchange | 0 | 0 | 0 | 0 | 0 | 0
Emission Cost by Reporting Type: SOCO
ReportingType | 2015 | 2020 | 2025 | 2030 | 2035 | 2040
BM | 0 | 0 | 0 | 0 | 0 | 0
CC | 0 | 0 | 0 | 0 | 0 | 0
CSP | 0 | 0 | 0 | 0 | 0 | 0
CT | 0 | 0 | 0 | 0 | 0 | 0
Coal | 0 | 0 | 0 | 0 | 0 | 0
Geo | 0 | 0 | 0 | 0 | 0 | 0
H | 0 | 0 | 0 | 0 | 0 | 0
LFG | 0 | 0 | 0 | 0 | 0 | 0
Nuc | 0 | 0 | 0 | 0 | 0 | 0
PS | 0 | 0 | 0 | 0 | 0 | 0
PV | 0 | 0 | 0 | 0 | 0 | 0
PeakG | 0 | 0 | 0 | 0 | 0 | 0
PeakO | 0 | 0 | 0 | 0 | 0 | 0
ST | 0 | 0 | 0 | 0 | 0 | 0
STOG | 0 | 0 | 0 | 0 | 0 | 0
STWD | 0 | 0 | 0 | 0 | 0 | 0
WT | 0 | 0 | 0 | 0 | 0 | 0
IGCC | 0 | 0 | 0 | 0 | 0 | 0
DemandResponse | 0 | 0 | 0 | 0 | 0 | 0
IGCC-CCS | 0 | 0 | 0 | 0 | 0 | 0
WT_off | 0 | 0 | 0 | 0 | 0 | 0
PseudoUnit | 0 | 0 | 0 | 0 | 0 | 0
FixedInterchange | 0 | 0 | 0 | 0 | 0 | 0
Emission Cost by Reporting Type: SPP_N
ReportingType | 2015 | 2020 | 2025 | 2030 | 2035 | 2040
BM | 0 | 0 | 0 | 0 | 0 | 0
CC | 0 | 0 | 0 | 0 | 0 | 0
CSP | 0 | 0 | 0 | 0 | 0 | 0
CT | 0 | 0 | 0 | 0 | 0 | 0
Coal | 0 | 0 | 0 | 0 | 0 | 0
Geo | 0 | 0 | 0 | 0 | 0 | 0
H | 0 | 0 | 0 | 0 | 0 | 0
LFG | 0 | 0 | 0 | 0 | 0 | 0
Nuc | 0 | 0 | 0 | 0 | 0 | 0
PS | 0 | 0 | 0 | 0 | 0 | 0
PV | 0 | 0 | 0 | 0 | 0 | 0
PeakG | 0 | 0 | 0 | 0 | 0 | 0
PeakO | 0 | 0 | 0 | 0 | 0 | 0
ST | 0 | 0 | 0 | 0 | 0 | 0
STOG | 0 | 0 | 0 | 0 | 0 | 0
STWD | 0 | 0 | 0 | 0 | 0 | 0
WT | 0 | 0 | 0 | 0 | 0 | 0
IGCC | 0 | 0 | 0 | 0 | 0 | 0
DemandResponse | 0 | 0 | 0 | 0 | 0 | 0
IGCC-CCS | 0 | 0 | 0 | 0 | 0 | 0
WT_off | 0 | 0 | 0 | 0 | 0 | 0
PseudoUnit | 0 | 0 | 0 | 0 | 0 | 0
FixedInterchange | 0 | 0 | 0 | 0 | 0 | 0
Emission Cost by Reporting Type: SPP_S
ReportingType | 2015 | 2020 | 2025 | 2030 | 2035 | 2040
BM | 0 | 0 | 0 | 0 | 0 | 0
CC | 0 | 0 | 0 | 0 | 0 | 0
CSP | 0 | 0 | 0 | 0 | 0 | 0
CT | 0 | 0 | 0 | 0 | 0 | 0
Coal | 0 | 0 | 0 | 0 | 0 | 0
Geo | 0 | 0 | 0 | 0 | 0 | 0
H | 0 | 0 | 0 | 0 | 0 | 0
LFG | 0 | 0 | 0 | 0 | 0 | 0
Nuc | 0 | 0 | 0 | 0 | 0 | 0
PS | 0 | 0 | 0 | 0 | 0 | 0
PV | 0 | 0 | 0 | 0 | 0 | 0
PeakG | 0 | 0 | 0 | 0 | 0 | 0
PeakO | 0 | 0 | 0 | 0 | 0 | 0
ST | 0 | 0 | 0 | 0 | 0 | 0
STOG | 0 | 0 | 0 | 0 | 0 | 0
STWD | 0 | 0 | 0 | 0 | 0 | 0
WT | 0 | 0 | 0 | 0 | 0 | 0
IGCC | 0 | 0 | 0 | 0 | 0 | 0
DemandResponse | 0 | 0 | 0 | 0 | 0 | 0
IGCC-CCS | 0 | 0 | 0 | 0 | 0 | 0
WT_off | 0 | 0 | 0 | 0 | 0 | 0
PseudoUnit | 0 | 0 | 0 | 0 | 0 | 0
FixedInterchange | 0 | 0 | 0 | 0 | 0 | 0
Emission Cost by Reporting Type: TVA
ReportingType | 2015 | 2020 | 2025 | 2030 | 2035 | 2040
BM | 0 | 0 | 0 | 0 | 0 | 0
CC | 0 | 0 | 0 | 0 | 0 | 0
CSP | 0 | 0 | 0 | 0 | 0 | 0
CT | 0 | 0 | 0 | 0 | 0 | 0
Coal | 0 | 0 | 0 | 0 | 0 | 0
Geo | 0 | 0 | 0 | 0 | 0 | 0
H | 0 | 0 | 0 | 0 | 0 | 0
LFG | 0 | 0 | 0 | 0 | 0 | 0
Nuc | 0 | 0 | 0 | 0 | 0 | 0
PS | 0 | 0 | 0 | 0 | 0 | 0
PV | 0 | 0 | 0 | 0 | 0 | 0
PeakG | 0 | 0 | 0 | 0 | 0 | 0
PeakO | 0 | 0 | 0 | 0 | 0 | 0
ST | 0 | 0 | 0 | 0 | 0 | 0
STOG | 0 | 0 | 0 | 0 | 0 | 0
STWD | 0 | 0 | 0 | 0 | 0 | 0
WT | 0 | 0 | 0 | 0 | 0 | 0
IGCC | 0 | 0 | 0 | 0 | 0 | 0
DemandResponse | 0 | 0 | 0 | 0 | 0 | 0
IGCC-CCS | 0 | 0 | 0 | 0 | 0 | 0
WT_off | 0 | 0 | 0 | 0 | 0 | 0
PseudoUnit | 0 | 0 | 0 | 0 | 0 | 0
FixedInterchange | 0 | 0 | 0 | 0 | 0 | 0
Emission Cost by Reporting Type: TVA_Transmission
ReportingType | 2015 | 2020 | 2025 | 2030 | 2035 | 2040
BM | 0 | 0 | 0 | 0 | 0 | 0
CC | 0 | 0 | 0 | 0 | 0 | 0
CSP | 0 | 0 | 0 | 0 | 0 | 0
CT | 0 | 0 | 0 | 0 | 0 | 0
Coal | 0 | 0 | 0 | 0 | 0 | 0
Geo | 0 | 0 | 0 | 0 | 0 | 0
H | 0 | 0 | 0 | 0 | 0 | 0
LFG | 0 | 0 | 0 | 0 | 0 | 0
Nuc | 0 | 0 | 0 | 0 | 0 | 0
PS | 0 | 0 | 0 | 0 | 0 | 0
PV | 0 | 0 | 0 | 0 | 0 | 0
PeakG | 0 | 0 | 0 | 0 | 0 | 0
PeakO | 0 | 0 | 0 | 0 | 0 | 0
ST | 0 | 0 | 0 | 0 | 0 | 0
STOG | 0 | 0 | 0 | 0 | 0 | 0
STWD | 0 | 0 | 0 | 0 | 0 | 0
WT | 0 | 0 | 0 | 0 | 0 | 0
IGCC | 0 | 0 | 0 | 0 | 0 | 0
DemandResponse | 0 | 0 | 0 | 0 | 0 | 0
IGCC-CCS | 0 | 0 | 0 | 0 | 0 | 0
WT_off | 0 | 0 | 0 | 0 | 0 | 0
PseudoUnit | 0 | 0 | 0 | 0 | 0 | 0
FixedInterchange | 0 | 0 | 0 | 0 | 0 | 0
Emission Cost by Reporting Type: VACAR
ReportingType | 2015 | 2020 | 2025 | 2030 | 2035 | 2040
BM | 0 | 0 | 0 | 0 | 0 | 0
CC | 0 | 0 | 0 | 0 | 0 | 0
CSP | 0 | 0 | 0 | 0 | 0 | 0
CT | 0 | 0 | 0 | 0 | 0 | 0
Coal | 0 | 0 | 0 | 0 | 0 | 0
Geo | 0 | 0 | 0 | 0 | 0 | 0
H | 0 | 0 | 0 | 0 | 0 | 0
LFG | 0 | 0 | 0 | 0 | 0 | 0
Nuc | 0 | 0 | 0 | 0 | 0 | 0
PS | 0 | 0 | 0 | 0 | 0 | 0
PV | 0 | 0 | 0 | 0 | 0 | 0
PeakG | 0 | 0 | 0 | 0 | 0 | 0
PeakO | 0 | 0 | 0 | 0 | 0 | 0
ST | 0 | 0 | 0 | 0 | 0 | 0
STOG | 0 | 0 | 0 | 0 | 0 | 0
STWD | 0 | 0 | 0 | 0 | 0 | 0
WT | 0 | 0 | 0 | 0 | 0 | 0
IGCC | 0 | 0 | 0 | 0 | 0 | 0
DemandResponse | 0 | 0 | 0 | 0 | 0 | 0
IGCC-CCS | 0 | 0 | 0 | 0 | 0 | 0
WT_off | 0 | 0 | 0 | 0 | 0 | 0
PseudoUnit | 0 | 0 | 0 | 0 | 0 | 0
FixedInterchange | 0 | 0 | 0 | 0 | 0 | 0
Emission Cost by Reporting Type: IESO
ReportingType | 2015 | 2020 | 2025 | 2030 | 2035 | 2040
BM | 0 | 0 | 0 | 0 | 0 | 0
CC | 0 | 0 | 0 | 0 | 0 | 0
CSP | 0 | 0 | 0 | 0 | 0 | 0
CT | 0 | 0 | 0 | 0 | 0 | 0
Coal | 0 | 0 | 0 | 0 | 0 | 0
Geo | 0 | 0 | 0 | 0 | 0 | 0
H | 0 | 0 | 0 | 0 | 0 | 0
LFG | 0 | 0 | 0 | 0 | 0 | 0
Nuc | 0 | 0 | 0 | 0 | 0 | 0
PS | 0 | 0 | 0 | 0 | 0 | 0
PV | 0 | 0 | 0 | 0 | 0 | 0
PeakG | 0 | 0 | 0 | 0 | 0 | 0
PeakO | 0 | 0 | 0 | 0 | 0 | 0
ST | 0 | 0 | 0 | 0 | 0 | 0
STOG | 0 | 0 | 0 | 0 | 0 | 0
STWD | 0 | 0 | 0 | 0 | 0 | 0
WT | 0 | 0 | 0 | 0 | 0 | 0
IGCC | 0 | 0 | 0 | 0 | 0 | 0
DemandResponse | 0 | 0 | 0 | 0 | 0 | 0
IGCC-CCS | 0 | 0 | 0 | 0 | 0 | 0
WT_off | 0 | 0 | 0 | 0 | 0 | 0
PseudoUnit | 0 | 0 | 0 | 0 | 0 | 0
FixedInterchange | 0 | 0 | 0 | 0 | 0 | 0
Emission Cost by Reporting Type: MAPP_CA
ReportingType | 2015 | 2020 | 2025 | 2030 | 2035 | 2040
BM | 0 | 0 | 0 | 0 | 0 | 0
CC | 0 | 0 | 0 | 0 | 0 | 0
CSP | 0 | 0 | 0 | 0 | 0 | 0
CT | 0 | 0 | 0 | 0 | 0 | 0
Coal | 0 | 0 | 0 | 0 | 0 | 0
Geo | 0 | 0 | 0 | 0 | 0 | 0
H | 0 | 0 | 0 | 0 | 0 | 0
LFG | 0 | 0 | 0 | 0 | 0 | 0
Nuc | 0 | 0 | 0 | 0 | 0 | 0
PS | 0 | 0 | 0 | 0 | 0 | 0
PV | 0 | 0 | 0 | 0 | 0 | 0
PeakG | 0 | 0 | 0 | 0 | 0 | 0
PeakO | 0 | 0 | 0 | 0 | 0 | 0
ST | 0 | 0 | 0 | 0 | 0 | 0
STOG | 0 | 0 | 0 | 0 | 0 | 0
STWD | 0 | 0 | 0 | 0 | 0 | 0
WT | 0 | 0 | 0 | 0 | 0 | 0
IGCC | 0 | 0 | 0 | 0 | 0 | 0
DemandResponse | 0 | 0 | 0 | 0 | 0 | 0
IGCC-CCS | 0 | 0 | 0 | 0 | 0 | 0
WT_off | 0 | 0 | 0 | 0 | 0 | 0
PseudoUnit | 0 | 0 | 0 | 0 | 0 | 0
FixedInterchange | 0 | 0 | 0 | 0 | 0 | 0
Emission Cost by Reporting Type: AZ_NM_SNV_Coal
ReportingType | 2015 | 2020 | 2025 | 2030 | 2035 | 2040
BM | 0 | 0 | 0 | 0 | 0 | 0
CC | 0 | 0 | 0 | 0 | 0 | 0
CSP | 0 | 0 | 0 | 0 | 0 | 0
CT | 0 | 0 | 0 | 0 | 0 | 0
Coal | 0 | 0 | 0 | 0 | 0 | 0
Geo | 0 | 0 | 0 | 0 | 0 | 0
H | 0 | 0 | 0 | 0 | 0 | 0
LFG | 0 | 0 | 0 | 0 | 0 | 0
Nuc | 0 | 0 | 0 | 0 | 0 | 0
PS | 0 | 0 | 0 | 0 | 0 | 0
PV | 0 | 0 | 0 | 0 | 0 | 0
PeakG | 0 | 0 | 0 | 0 | 0 | 0
PeakO | 0 | 0 | 0 | 0 | 0 | 0
ST | 0 | 0 | 0 | 0 | 0 | 0
STOG | 0 | 0 | 0 | 0 | 0 | 0
STWD | 0 | 0 | 0 | 0 | 0 | 0
WT | 0 | 0 | 0 | 0 | 0 | 0
IGCC | 0 | 0 | 0 | 0 | 0 | 0
DemandResponse | 0 | 0 | 0 | 0 | 0 | 0
IGCC-CCS | 0 | 0 | 0 | 0 | 0 | 0
WT_off | 0 | 0 | 0 | 0 | 0 | 0
PseudoUnit | 0 | 0 | 0 | 0 | 0 | 0
FixedInterchange | 0 | 0 | 0 | 0 | 0 | 0
Emission Cost by Reporting Type: AZ_NM_SNV_Gas
ReportingType | 2015 | 2020 | 2025 | 2030 | 2035 | 2040
BM | 0 | 0 | 0 | 0 | 0 | 0
CC | 0 | 0 | 0 | 0 | 0 | 0
CSP | 0 | 0 | 0 | 0 | 0 | 0
CT | 0 | 0 | 0 | 0 | 0 | 0
Coal | 0 | 0 | 0 | 0 | 0 | 0
Geo | 0 | 0 | 0 | 0 | 0 | 0
H | 0 | 0 | 0 | 0 | 0 | 0
LFG | 0 | 0 | 0 | 0 | 0 | 0
Nuc | 0 | 0 | 0 | 0 | 0 | 0
PS | 0 | 0 | 0 | 0 | 0 | 0
PV | 0 | 0 | 0 | 0 | 0 | 0
PeakG | 0 | 0 | 0 | 0 | 0 | 0
PeakO | 0 | 0 | 0 | 0 | 0 | 0
ST | 0 | 0 | 0 | 0 | 0 | 0
STOG | 0 | 0 | 0 | 0 | 0 | 0
STWD | 0 | 0 | 0 | 0 | 0 | 0
WT | 0 | 0 | 0 | 0 | 0 | 0
IGCC | 0 | 0 | 0 | 0 | 0 | 0
DemandResponse | 0 | 0 | 0 | 0 | 0 | 0
IGCC-CCS | 0 | 0 | 0 | 0 | 0 | 0
WT_off | 0 | 0 | 0 | 0 | 0 | 0
PseudoUnit | 0 | 0 | 0 | 0 | 0 | 0
FixedInterchange | 0 | 0 | 0 | 0 | 0 | 0
Emission Cost by Reporting Type: AZ_NM_SNV_NucRenew
ReportingType | 2015 | 2020 | 2025 | 2030 | 2035 | 2040
BM | 0 | 0 | 0 | 0 | 0 | 0
CC | 0 | 0 | 0 | 0 | 0 | 0
CSP | 0 | 0 | 0 | 0 | 0 | 0
CT | 0 | 0 | 0 | 0 | 0 | 0
Coal | 0 | 0 | 0 | 0 | 0 | 0
Geo | 0 | 0 | 0 | 0 | 0 | 0
H | 0 | 0 | 0 | 0 | 0 | 0
LFG | 0 | 0 | 0 | 0 | 0 | 0
Nuc | 0 | 0 | 0 | 0 | 0 | 0
PS | 0 | 0 | 0 | 0 | 0 | 0
PV | 0 | 0 | 0 | 0 | 0 | 0
PeakG | 0 | 0 | 0 | 0 | 0 | 0
PeakO | 0 | 0 | 0 | 0 | 0 | 0
ST | 0 | 0 | 0 | 0 | 0 | 0
STOG | 0 | 0 | 0 | 0 | 0 | 0
STWD | 0 | 0 | 0 | 0 | 0 | 0
WT | 0 | 0 | 0 | 0 | 0 | 0
IGCC | 0 | 0 | 0 | 0 | 0 | 0
DemandResponse | 0 | 0 | 0 | 0 | 0 | 0
IGCC-CCS | 0 | 0 | 0 | 0 | 0 | 0
WT_off | 0 | 0 | 0 | 0 | 0 | 0
PseudoUnit | 0 | 0 | 0 | 0 | 0 | 0
FixedInterchange | 0 | 0 | 0 | 0 | 0 | 0
Emission Cost by Reporting Type: ERCOT
ReportingType | 2015 | 2020 | 2025 | 2030 | 2035 | 2040
BM | 0 | 0 | 0 | 0 | 0 | 0
CC | 0 | 0 | 0 | 0 | 0 | 0
CSP | 0 | 0 | 0 | 0 | 0 | 0
CT | 0 | 0 | 0 | 0 | 0 | 0
Coal | 0 | 0 | 0 | 0 | 0 | 0
Geo | 0 | 0 | 0 | 0 | 0 | 0
H | 0 | 0 | 0 | 0 | 0 | 0
LFG | 0 | 0 | 0 | 0 | 0 | 0
Nuc | 0 | 0 | 0 | 0 | 0 | 0
PS | 0 | 0 | 0 | 0 | 0 | 0
PV | 0 | 0 | 0 | 0 | 0 | 0
PeakG | 0 | 0 | 0 | 0 | 0 | 0
PeakO | 0 | 0 | 0 | 0 | 0 | 0
ST | 0 | 0 | 0 | 0 | 0 | 0
STOG | 0 | 0 | 0 | 0 | 0 | 0
STWD | 0 | 0 | 0 | 0 | 0 | 0
WT | 0 | 0 | 0 | 0 | 0 | 0
IGCC | 0 | 0 | 0 | 0 | 0 | 0
DemandResponse | 0 | 0 | 0 | 0 | 0 | 0
IGCC-CCS | 0 | 0 | 0 | 0 | 0 | 0
WT_off | 0 | 0 | 0 | 0 | 0 | 0
PseudoUnit | 0 | 0 | 0 | 0 | 0 | 0
FixedInterchange | 0 | 0 | 0 | 0 | 0 | 0
Emission Cost by Reporting Type: NP15
ReportingType | 2015 | 2020 | 2025 | 2030 | 2035 | 2040
BM | 0 | 0 | 0 | 0 | 0 | 0
CC | 0 | 0 | 0 | 0 | 0 | 0
CSP | 0 | 0 | 0 | 0 | 0 | 0
CT | 0 | 0 | 0 | 0 | 0 | 0
Coal | 0 | 0 | 0 | 0 | 0 | 0
Geo | 0 | 0 | 0 | 0 | 0 | 0
H | 0 | 0 | 0 | 0 | 0 | 0
LFG | 0 | 0 | 0 | 0 | 0 | 0
Nuc | 0 | 0 | 0 | 0 | 0 | 0
PS | 0 | 0 | 0 | 0 | 0 | 0
PV | 0 | 0 | 0 | 0 | 0 | 0
PeakG | 0 | 0 | 0 | 0 | 0 | 0
PeakO | 0 | 0 | 0 | 0 | 0 | 0
ST | 0 | 0 | 0 | 0 | 0 | 0
STOG | 0 | 0 | 0 | 0 | 0 | 0
STWD | 0 | 0 | 0 | 0 | 0 | 0
WT | 0 | 0 | 0 | 0 | 0 | 0
IGCC | 0 | 0 | 0 | 0 | 0 | 0
DemandResponse | 0 | 0 | 0 | 0 | 0 | 0
IGCC-CCS | 0 | 0 | 0 | 0 | 0 | 0
WT_off | 0 | 0 | 0 | 0 | 0 | 0
PseudoUnit | 0 | 0 | 0 | 0 | 0 | 0
FixedInterchange | 0 | 0 | 0 | 0 | 0 | 0
Emission Cost by Reporting Type: NWPP_Coal
ReportingType | 2015 | 2020 | 2025 | 2030 | 2035 | 2040
BM | 0 | 0 | 0 | 0 | 0 | 0
CC | 0 | 0 | 0 | 0 | 0 | 0
CSP | 0 | 0 | 0 | 0 | 0 | 0
CT | 0 | 0 | 0 | 0 | 0 | 0
Coal | 0 | 0 | 0 | 0 | 0 | 0
Geo | 0 | 0 | 0 | 0 | 0 | 0
H | 0 | 0 | 0 | 0 | 0 | 0
LFG | 0 | 0 | 0 | 0 | 0 | 0
Nuc | 0 | 0 | 0 | 0 | 0 | 0
PS | 0 | 0 | 0 | 0 | 0 | 0
PV | 0 | 0 | 0 | 0 | 0 | 0
PeakG | 0 | 0 | 0 | 0 | 0 | 0
PeakO | 0 | 0 | 0 | 0 | 0 | 0
ST | 0 | 0 | 0 | 0 | 0 | 0
STOG | 0 | 0 | 0 | 0 | 0 | 0
STWD | 0 | 0 | 0 | 0 | 0 | 0
WT | 0 | 0 | 0 | 0 | 0 | 0
IGCC | 0 | 0 | 0 | 0 | 0 | 0
DemandResponse | 0 | 0 | 0 | 0 | 0 | 0
IGCC-CCS | 0 | 0 | 0 | 0 | 0 | 0
WT_off | 0 | 0 | 0 | 0 | 0 | 0
PseudoUnit | 0 | 0 | 0 | 0 | 0 | 0
FixedInterchange | 0 | 0 | 0 | 0 | 0 | 0
Emission Cost by Reporting Type: NWPP_Gas
ReportingType | 2015 | 2020 | 2025 | 2030 | 2035 | 2040
BM | 0 | 0 | 0 | 0 | 0 | 0
CC | 0 | 0 | 0 | 0 | 0 | 0
CSP | 0 | 0 | 0 | 0 | 0 | 0
CT | 0 | 0 | 0 | 0 | 0 | 0
Coal | 0 | 0 | 0 | 0 | 0 | 0
Geo | 0 | 0 | 0 | 0 | 0 | 0
H | 0 | 0 | 0 | 0 | 0 | 0
LFG | 0 | 0 | 0 | 0 | 0 | 0
Nuc | 0 | 0 | 0 | 0 | 0 | 0
PS | 0 | 0 | 0 | 0 | 0 | 0
PV | 0 | 0 | 0 | 0 | 0 | 0
PeakG | 0 | 0 | 0 | 0 | 0 | 0
PeakO | 0 | 0 | 0 | 0 | 0 | 0
ST | 0 | 0 | 0 | 0 | 0 | 0
STOG | 0 | 0 | 0 | 0 | 0 | 0
STWD | 0 | 0 | 0 | 0 | 0 | 0
WT | 0 | 0 | 0 | 0 | 0 | 0
IGCC | 0 | 0 | 0 | 0 | 0 | 0
DemandResponse | 0 | 0 | 0 | 0 | 0 | 0
IGCC-CCS | 0 | 0 | 0 | 0 | 0 | 0
WT_off | 0 | 0 | 0 | 0 | 0 | 0
PseudoUnit | 0 | 0 | 0 | 0 | 0 | 0
FixedInterchange | 0 | 0 | 0 | 0 | 0 | 0
Emission Cost by Reporting Type: NWPP_NucRenew
ReportingType | 2015 | 2020 | 2025 | 2030 | 2035 | 2040
BM | 0 | 0 | 0 | 0 | 0 | 0
CC | 0 | 0 | 0 | 0 | 0 | 0
CSP | 0 | 0 | 0 | 0 | 0 | 0
CT | 0 | 0 | 0 | 0 | 0 | 0
Coal | 0 | 0 | 0 | 0 | 0 | 0
Geo | 0 | 0 | 0 | 0 | 0 | 0
H | 0 | 0 | 0 | 0 | 0 | 0
LFG | 0 | 0 | 0 | 0 | 0 | 0
Nuc | 0 | 0 | 0 | 0 | 0 | 0
PS | 0 | 0 | 0 | 0 | 0 | 0
PV | 0 | 0 | 0 | 0 | 0 | 0
PeakG | 0 | 0 | 0 | 0 | 0 | 0
PeakO | 0 | 0 | 0 | 0 | 0 | 0
ST | 0 | 0 | 0 | 0 | 0 | 0
STOG | 0 | 0 | 0 | 0 | 0 | 0
STWD | 0 | 0 | 0 | 0 | 0 | 0
WT | 0 | 0 | 0 | 0 | 0 | 0
IGCC | 0 | 0 | 0 | 0 | 0 | 0
DemandResponse | 0 | 0 | 0 | 0 | 0 | 0
IGCC-CCS | 0 | 0 | 0 | 0 | 0 | 0
WT_off | 0 | 0 | 0 | 0 | 0 | 0
PseudoUnit | 0 | 0 | 0 | 0 | 0 | 0
FixedInterchange | 0 | 0 | 0 | 0 | 0 | 0
Emission Cost by Reporting Type: RMPA
ReportingType | 2015 | 2020 | 2025 | 2030 | 2035 | 2040
BM | 0 | 0 | 0 | 0 | 0 | 0
CC | 0 | 0 | 0 | 0 | 0 | 0
CSP | 0 | 0 | 0 | 0 | 0 | 0
CT | 0 | 0 | 0 | 0 | 0 | 0
Coal | 0 | 0 | 0 | 0 | 0 | 0
Geo | 0 | 0 | 0 | 0 | 0 | 0
H | 0 | 0 | 0 | 0 | 0 | 0
LFG | 0 | 0 | 0 | 0 | 0 | 0
Nuc | 0 | 0 | 0 | 0 | 0 | 0
PS | 0 | 0 | 0 | 0 | 0 | 0
PV | 0 | 0 | 0 | 0 | 0 | 0
PeakG | 0 | 0 | 0 | 0 | 0 | 0
PeakO | 0 | 0 | 0 | 0 | 0 | 0
ST | 0 | 0 | 0 | 0 | 0 | 0
STOG | 0 | 0 | 0 | 0 | 0 | 0
STWD | 0 | 0 | 0 | 0 | 0 | 0
WT | 0 | 0 | 0 | 0 | 0 | 0
IGCC | 0 | 0 | 0 | 0 | 0 | 0
DemandResponse | 0 | 0 | 0 | 0 | 0 | 0
IGCC-CCS | 0 | 0 | 0 | 0 | 0 | 0
WT_off | 0 | 0 | 0 | 0 | 0 | 0
PseudoUnit | 0 | 0 | 0 | 0 | 0 | 0
FixedInterchange | 0 | 0 | 0 | 0 | 0 | 0
Emission Cost by Reporting Type: SP15
ReportingType | 2015 | 2020 | 2025 | 2030 | 2035 | 2040
BM | 0 | 0 | 0 | 0 | 0 | 0
CC | 0 | 0 | 0 | 0 | 0 | 0
CSP | 0 | 0 | 0 | 0 | 0 | 0
CT | 0 | 0 | 0 | 0 | 0 | 0
Coal | 0 | 0 | 0 | 0 | 0 | 0
Geo | 0 | 0 | 0 | 0 | 0 | 0
H | 0 | 0 | 0 | 0 | 0 | 0
LFG | 0 | 0 | 0 | 0 | 0 | 0
Nuc | 0 | 0 | 0 | 0 | 0 | 0
PS | 0 | 0 | 0 | 0 | 0 | 0
PV | 0 | 0 | 0 | 0 | 0 | 0
PeakG | 0 | 0 | 0 | 0 | 0 | 0
PeakO | 0 | 0 | 0 | 0 | 0 | 0
ST | 0 | 0 | 0 | 0 | 0 | 0
STOG | 0 | 0 | 0 | 0 | 0 | 0
STWD | 0 | 0 | 0 | 0 | 0 | 0
WT | 0 | 0 | 0 | 0 | 0 | 0
IGCC | 0 | 0 | 0 | 0 | 0 | 0
DemandResponse | 0 | 0 | 0 | 0 | 0 | 0
IGCC-CCS | 0 | 0 | 0 | 0 | 0 | 0
WT_off | 0 | 0 | 0 | 0 | 0 | 0
PseudoUnit | 0 | 0 | 0 | 0 | 0 | 0
FixedInterchange | 0 | 0 | 0 | 0 | 0 | 0
Emission Cost by Reporting Type: ALB
ReportingType | 2015 | 2020 | 2025 | 2030 | 2035 | 2040
BM | 0 | 0 | 0 | 0 | 0 | 0
CC | 0 | 0 | 0 | 0 | 0 | 0
CSP | 0 | 0 | 0 | 0 | 0 | 0
CT | 0 | 0 | 0 | 0 | 0 | 0
Coal | 0 | 0 | 0 | 0 | 0 | 0
Geo | 0 | 0 | 0 | 0 | 0 | 0
H | 0 | 0 | 0 | 0 | 0 | 0
LFG | 0 | 0 | 0 | 0 | 0 | 0
Nuc | 0 | 0 | 0 | 0 | 0 | 0
PS | 0 | 0 | 0 | 0 | 0 | 0
PV | 0 | 0 | 0 | 0 | 0 | 0
PeakG | 0 | 0 | 0 | 0 | 0 | 0
PeakO | 0 | 0 | 0 | 0 | 0 | 0
ST | 0 | 0 | 0 | 0 | 0 | 0
STOG | 0 | 0 | 0 | 0 | 0 | 0
STWD | 0 | 0 | 0 | 0 | 0 | 0
WT | 0 | 0 | 0 | 0 | 0 | 0
IGCC | 0 | 0 | 0 | 0 | 0 | 0
DemandResponse | 0 | 0 | 0 | 0 | 0 | 0
IGCC-CCS | 0 | 0 | 0 | 0 | 0 | 0
WT_off | 0 | 0 | 0 | 0 | 0 | 0
PseudoUnit | 0 | 0 | 0 | 0 | 0 | 0
FixedInterchange | 0 | 0 | 0 | 0 | 0 | 0
Emission Cost by Reporting Type: BC
ReportingType | 2015 | 2020 | 2025 | 2030 | 2035 | 2040
BM | 0 | 0 | 0 | 0 | 0 | 0
CC | 0 | 0 | 0 | 0 | 0 | 0
CSP | 0 | 0 | 0 | 0 | 0 | 0
CT | 0 | 0 | 0 | 0 | 0 | 0
Coal | 0 | 0 | 0 | 0 | 0 | 0
Geo | 0 | 0 | 0 | 0 | 0 | 0
H | 0 | 0 | 0 | 0 | 0 | 0
LFG | 0 | 0 | 0 | 0 | 0 | 0
Nuc | 0 | 0 | 0 | 0 | 0 | 0
PS | 0 | 0 | 0 | 0 | 0 | 0
PV | 0 | 0 | 0 | 0 | 0 | 0
PeakG | 0 | 0 | 0 | 0 | 0 | 0
PeakO | 0 | 0 | 0 | 0 | 0 | 0
ST | 0 | 0 | 0 | 0 | 0 | 0
STOG | 0 | 0 | 0 | 0 | 0 | 0
STWD | 0 | 0 | 0 | 0 | 0 | 0
WT | 0 | 0 | 0 | 0 | 0 | 0
IGCC | 0 | 0 | 0 | 0 | 0 | 0
DemandResponse | 0 | 0 | 0 | 0 | 0 | 0
IGCC-CCS | 0 | 0 | 0 | 0 | 0 | 0
WT_off | 0 | 0 | 0 | 0 | 0 | 0
PseudoUnit | 0 | 0 | 0 | 0 | 0 | 0
FixedInterchange | 0 | 0 | 0 | 0 | 0 | 0
Emission Cost by Reporting Type: HQ_IESO
ReportingType | 2015 | 2020 | 2025 | 2030 | 2035 | 2040
BM | 0 | 0 | 0 | 0 | 0 | 0
CC | 0 | 0 | 0 | 0 | 0 | 0
CSP | 0 | 0 | 0 | 0 | 0 | 0
CT | 0 | 0 | 0 | 0 | 0 | 0
Coal | 0 | 0 | 0 | 0 | 0 | 0
Geo | 0 | 0 | 0 | 0 | 0 | 0
H | 0 | 0 | 0 | 0 | 0 | 0
LFG | 0 | 0 | 0 | 0 | 0 | 0
Nuc | 0 | 0 | 0 | 0 | 0 | 0
PS | 0 | 0 | 0 | 0 | 0 | 0
PV | 0 | 0 | 0 | 0 | 0 | 0
PeakG | 0 | 0 | 0 | 0 | 0 | 0
PeakO | 0 | 0 | 0 | 0 | 0 | 0
ST | 0 | 0 | 0 | 0 | 0 | 0
STOG | 0 | 0 | 0 | 0 | 0 | 0
STWD | 0 | 0 | 0 | 0 | 0 | 0
WT | 0 | 0 | 0 | 0 | 0 | 0
IGCC | 0 | 0 | 0 | 0 | 0 | 0
DemandResponse | 0 | 0 | 0 | 0 | 0 | 0
IGCC-CCS | 0 | 0 | 0 | 0 | 0 | 0
WT_off | 0 | 0 | 0 | 0 | 0 | 0
PseudoUnit | 0 | 0 | 0 | 0 | 0 | 0
FixedInterchange | 0 | 0 | 0 | 0 | 0 | 0
Emission Cost by Reporting Type: HQ_NEISO
ReportingType | 2015 | 2020 | 2025 | 2030 | 2035 | 2040
BM | 0 | 0 | 0 | 0 | 0 | 0
CC | 0 | 0 | 0 | 0 | 0 | 0
CSP | 0 | 0 | 0 | 0 | 0 | 0
CT | 0 | 0 | 0 | 0 | 0 | 0
Coal | 0 | 0 | 0 | 0 | 0 | 0
Geo | 0 | 0 | 0 | 0 | 0 | 0
H | 0 | 0 | 0 | 0 | 0 | 0
LFG | 0 | 0 | 0 | 0 | 0 | 0
Nuc | 0 | 0 | 0 | 0 | 0 | 0
PS | 0 | 0 | 0 | 0 | 0 | 0
PV | 0 | 0 | 0 | 0 | 0 | 0
PeakG | 0 | 0 | 0 | 0 | 0 | 0
PeakO | 0 | 0 | 0 | 0 | 0 | 0
ST | 0 | 0 | 0 | 0 | 0 | 0
STOG | 0 | 0 | 0 | 0 | 0 | 0
STWD | 0 | 0 | 0 | 0 | 0 | 0
WT | 0 | 0 | 0 | 0 | 0 | 0
IGCC | 0 | 0 | 0 | 0 | 0 | 0
DemandResponse | 0 | 0 | 0 | 0 | 0 | 0
IGCC-CCS | 0 | 0 | 0 | 0 | 0 | 0
WT_off | 0 | 0 | 0 | 0 | 0 | 0
PseudoUnit | 0 | 0 | 0 | 0 | 0 | 0
FixedInterchange | 0 | 0 | 0 | 0 | 0 | 0
Emission Cost by Reporting Type: HQ_NY
ReportingType | 2015 | 2020 | 2025 | 2030 | 2035 | 2040
BM | 0 | 0 | 0 | 0 | 0 | 0
CC | 0 | 0 | 0 | 0 | 0 | 0
CSP | 0 | 0 | 0 | 0 | 0 | 0
CT | 0 | 0 | 0 | 0 | 0 | 0
Coal | 0 | 0 | 0 | 0 | 0 | 0
Geo | 0 | 0 | 0 | 0 | 0 | 0
H | 0 | 0 | 0 | 0 | 0 | 0
LFG | 0 | 0 | 0 | 0 | 0 | 0
Nuc | 0 | 0 | 0 | 0 | 0 | 0
PS | 0 | 0 | 0 | 0 | 0 | 0
PV | 0 | 0 | 0 | 0 | 0 | 0
PeakG | 0 | 0 | 0 | 0 | 0 | 0
PeakO | 0 | 0 | 0 | 0 | 0 | 0
ST | 0 | 0 | 0 | 0 | 0 | 0
STOG | 0 | 0 | 0 | 0 | 0 | 0
STWD | 0 | 0 | 0 | 0 | 0 | 0
WT | 0 | 0 | 0 | 0 | 0 | 0
IGCC | 0 | 0 | 0 | 0 | 0 | 0
DemandResponse | 0 | 0 | 0 | 0 | 0 | 0
IGCC-CCS | 0 | 0 | 0 | 0 | 0 | 0
WT_off | 0 | 0 | 0 | 0 | 0 | 0
PseudoUnit | 0 | 0 | 0 | 0 | 0 | 0
FixedInterchange | 0 | 0 | 0 | 0 | 0 | 0
Emission Cost by Reporting Type: MARITIMES
ReportingType | 2015 | 2020 | 2025 | 2030 | 2035 | 2040
BM | 0 | 0 | 0 | 0 | 0 | 0
CC | 0 | 0 | 0 | 0 | 0 | 0
CSP | 0 | 0 | 0 | 0 | 0 | 0
CT | 0 | 0 | 0 | 0 | 0 | 0
Coal | 0 | 0 | 0 | 0 | 0 | 0
Geo | 0 | 0 | 0 | 0 | 0 | 0
H | 0 | 0 | 0 | 0 | 0 | 0
LFG | 0 | 0 | 0 | 0 | 0 | 0
Nuc | 0 | 0 | 0 | 0 | 0 | 0
PS | 0 | 0 | 0 | 0 | 0 | 0
PV | 0 | 0 | 0 | 0 | 0 | 0
PeakG | 0 | 0 | 0 | 0 | 0 | 0
PeakO | 0 | 0 | 0 | 0 | 0 | 0
ST | 0 | 0 | 0 | 0 | 0 | 0
STOG | 0 | 0 | 0 | 0 | 0 | 0
STWD | 0 | 0 | 0 | 0 | 0 | 0
WT | 0 | 0 | 0 | 0 | 0 | 0
IGCC | 0 | 0 | 0 | 0 | 0 | 0
DemandResponse | 0 | 0 | 0 | 0 | 0 | 0
IGCC-CCS | 0 | 0 | 0 | 0 | 0 | 0
WT_off | 0 | 0 | 0 | 0 | 0 | 0
PseudoUnit | 0 | 0 | 0 | 0 | 0 | 0
FixedInterchange | 0 | 0 | 0 | 0 | 0 | 0
Emission Cost by Reporting Type: All
ReportingType | 2015 | 2020 | 2025 | 2030 | 2035 | 2040
BM | 0 | 0 | 0 | 0 | 0 | 0
CC | 0 | 0 | 0 | 0 | 0 | 0
CSP | 0 | 0 | 0 | 0 | 0 | 0
CT | 0 | 0 | 0 | 0 | 0 | 0
Coal | 0 | 0 | 0 | 0 | 0 | 0
Geo | 0 | 0 | 0 | 0 | 0 | 0
H | 0 | 0 | 0 | 0 | 0 | 0
LFG | 0 | 0 | 0 | 0 | 0 | 0
Nuc | 0 | 0 | 0 | 0 | 0 | 0
PS | 0 | 0 | 0 | 0 | 0 | 0
PV | 0 | 0 | 0 | 0 | 0 | 0
PeakG | 0 | 0 | 0 | 0 | 0 | 0
PeakO | 0 | 0 | 0 | 0 | 0 | 0
ST | 0 | 0 | 0 | 0 | 0 | 0
STOG | 0 | 0 | 0 | 0 | 0 | 0
STWD | 0 | 0 | 0 | 0 | 0 | 0
WT | 0 | 0 | 0 | 0 | 0 | 0
IGCC | 0 | 0 | 0 | 0 | 0 | 0
DemandResponse | 0 | 0 | 0 | 0 | 0 | 0
IGCC-CCS | 0 | 0 | 0 | 0 | 0 | 0
WT_off | 0 | 0 | 0 | 0 | 0 | 0
PseudoUnit | 0 | 0 | 0 | 0 | 0 | 0
FixedInterchange | 0 | 0 | 0 | 0 | 0 | 0
Emission Cost by Reporting Type: EI_US
ReportingType | 2015 | 2020 | 2025 | 2030 | 2035 | 2040
BM | 0 | 0 | 0 | 0 | 0 | 0
CC | 0 | 0 | 0 | 0 | 0 | 0
CSP | 0 | 0 | 0 | 0 | 0 | 0
CT | 0 | 0 | 0 | 0 | 0 | 0
Coal | 0 | 0 | 0 | 0 | 0 | 0
Geo | 0 | 0 | 0 | 0 | 0 | 0
H | 0 | 0 | 0 | 0 | 0 | 0
LFG | 0 | 0 | 0 | 0 | 0 | 0
Nuc | 0 | 0 | 0 | 0 | 0 | 0
PS | 0 | 0 | 0 | 0 | 0 | 0
PV | 0 | 0 | 0 | 0 | 0 | 0
PeakG | 0 | 0 | 0 | 0 | 0 | 0
PeakO | 0 | 0 | 0 | 0 | 0 | 0
ST | 0 | 0 | 0 | 0 | 0 | 0
STOG | 0 | 0 | 0 | 0 | 0 | 0
STWD | 0 | 0 | 0 | 0 | 0 | 0
WT | 0 | 0 | 0 | 0 | 0 | 0
IGCC | 0 | 0 | 0 | 0 | 0 | 0
DemandResponse | 0 | 0 | 0 | 0 | 0 | 0
IGCC-CCS | 0 | 0 | 0 | 0 | 0 | 0
WT_off | 0 | 0 | 0 | 0 | 0 | 0
PseudoUnit | 0 | 0 | 0 | 0 | 0 | 0
FixedInterchange | 0 | 0 | 0 | 0 | 0 | 0
Emission Cost by Reporting Type: EI_Canada
ReportingType | 2015 | 2020 | 2025 | 2030 | 2035 | 2040
BM | 0 | 0 | 0 | 0 | 0 | 0
CC | 0 | 0 | 0 | 0 | 0 | 0
CSP | 0 | 0 | 0 | 0 | 0 | 0
CT | 0 | 0 | 0 | 0 | 0 | 0
Coal | 0 | 0 | 0 | 0 | 0 | 0
Geo | 0 | 0 | 0 | 0 | 0 | 0
H | 0 | 0 | 0 | 0 | 0 | 0
LFG | 0 | 0 | 0 | 0 | 0 | 0
Nuc | 0 | 0 | 0 | 0 | 0 | 0
PS | 0 | 0 | 0 | 0 | 0 | 0
PV | 0 | 0 | 0 | 0 | 0 | 0
PeakG | 0 | 0 | 0 | 0 | 0 | 0
PeakO | 0 | 0 | 0 | 0 | 0 | 0
ST | 0 | 0 | 0 | 0 | 0 | 0
STOG | 0 | 0 | 0 | 0 | 0 | 0
STWD | 0 | 0 | 0 | 0 | 0 | 0
WT | 0 | 0 | 0 | 0 | 0 | 0
IGCC | 0 | 0 | 0 | 0 | 0 | 0
DemandResponse | 0 | 0 | 0 | 0 | 0 | 0
IGCC-CCS | 0 | 0 | 0 | 0 | 0 | 0
WT_off | 0 | 0 | 0 | 0 | 0 | 0
PseudoUnit | 0 | 0 | 0 | 0 | 0 | 0
FixedInterchange | 0 | 0 | 0 | 0 | 0 | 0
Emission Cost by Reporting Type: EI
ReportingType | 2015 | 2020 | 2025 | 2030 | 2035 | 2040
BM | 0 | 0 | 0 | 0 | 0 | 0
CC | 0 | 0 | 0 | 0 | 0 | 0
CSP | 0 | 0 | 0 | 0 | 0 | 0
CT | 0 | 0 | 0 | 0 | 0 | 0
Coal | 0 | 0 | 0 | 0 | 0 | 0
Geo | 0 | 0 | 0 | 0 | 0 | 0
H | 0 | 0 | 0 | 0 | 0 | 0
LFG | 0 | 0 | 0 | 0 | 0 | 0
Nuc | 0 | 0 | 0 | 0 | 0 | 0
PS | 0 | 0 | 0 | 0 | 0 | 0
PV | 0 | 0 | 0 | 0 | 0 | 0
PeakG | 0 | 0 | 0 | 0 | 0 | 0
PeakO | 0 | 0 | 0 | 0 | 0 | 0
ST | 0 | 0 | 0 | 0 | 0 | 0
STOG | 0 | 0 | 0 | 0 | 0 | 0
STWD | 0 | 0 | 0 | 0 | 0 | 0
WT | 0 | 0 | 0 | 0 | 0 | 0
IGCC | 0 | 0 | 0 | 0 | 0 | 0
DemandResponse | 0 | 0 | 0 | 0 | 0 | 0
IGCC-CCS | 0 | 0 | 0 | 0 | 0 | 0
WT_off | 0 | 0 | 0 | 0 | 0 | 0
PseudoUnit | 0 | 0 | 0 | 0 | 0 | 0
FixedInterchange | 0 | 0 | 0 | 0 | 0 | 0
Emission Cost by Reporting Type: Outside_EI
ReportingType | 2015 | 2020 | 2025 | 2030 | 2035 | 2040
BM | 0 | 0 | 0 | 0 | 0 | 0
CC | 0 | 0 | 0 | 0 | 0 | 0
CSP | 0 | 0 | 0 | 0 | 0 | 0
CT | 0 | 0 | 0 | 0 | 0 | 0
Coal | 0 | 0 | 0 | 0 | 0 | 0
Geo | 0 | 0 | 0 | 0 | 0 | 0
H | 0 | 0 | 0 | 0 | 0 | 0
LFG | 0 | 0 | 0 | 0 | 0 | 0
Nuc | 0 | 0 | 0 | 0 | 0 | 0
PS | 0 | 0 | 0 | 0 | 0 | 0
PV | 0 | 0 | 0 | 0 | 0 | 0
PeakG | 0 | 0 | 0 | 0 | 0 | 0
PeakO | 0 | 0 | 0 | 0 | 0 | 0
ST | 0 | 0 | 0 | 0 | 0 | 0
STOG | 0 | 0 | 0 | 0 | 0 | 0
STWD | 0 | 0 | 0 | 0 | 0 | 0
WT | 0 | 0 | 0 | 0 | 0 | 0
IGCC | 0 | 0 | 0 | 0 | 0 | 0
DemandResponse | 0 | 0 | 0 | 0 | 0 | 0
IGCC-CCS | 0 | 0 | 0 | 0 | 0 | 0
WT_off | 0 | 0 | 0 | 0 | 0 | 0
PseudoUnit | 0 | 0 | 0 | 0 | 0 | 0
FixedInterchange | 0 | 0 | 0 | 0 | 0 | 0
==== Emission Program: Carbon_CA : (CO2) ====
Emission Cost by Reporting Type: Entergy
ReportingType | 2015 | 2020 | 2025 | 2030 | 2035 | 2040
BM | 0 | 0 | 0 | 0 | 0 | 0
CC | 0 | 0 | 0 | 0 | 0 | 0
CSP | 0 | 0 | 0 | 0 | 0 | 0
CT | 0 | 0 | 0 | 0 | 0 | 0
Coal | 0 | 0 | 0 | 0 | 0 | 0
Geo | 0 | 0 | 0 | 0 | 0 | 0
H | 0 | 0 | 0 | 0 | 0 | 0
LFG | 0 | 0 | 0 | 0 | 0 | 0
Nuc | 0 | 0 | 0 | 0 | 0 | 0
PS | 0 | 0 | 0 | 0 | 0 | 0
PV | 0 | 0 | 0 | 0 | 0 | 0
PeakG | 0 | 0 | 0 | 0 | 0 | 0
PeakO | 0 | 0 | 0 | 0 | 0 | 0
ST | 0 | 0 | 0 | 0 | 0 | 0
STOG | 0 | 0 | 0 | 0 | 0 | 0
STWD | 0 | 0 | 0 | 0 | 0 | 0
WT | 0 | 0 | 0 | 0 | 0 | 0
IGCC | 0 | 0 | 0 | 0 | 0 | 0
DemandResponse | 0 | 0 | 0 | 0 | 0 | 0
IGCC-CCS | 0 | 0 | 0 | 0 | 0 | 0
WT_off | 0 | 0 | 0 | 0 | 0 | 0
PseudoUnit | 0 | 0 | 0 | 0 | 0 | 0
FixedInterchange | 0 | 0 | 0 | 0 | 0 | 0
Emission Cost by Reporting Type: FRCC
ReportingType | 2015 | 2020 | 2025 | 2030 | 2035 | 2040
BM | 0 | 0 | 0 | 0 | 0 | 0
CC | 0 | 0 | 0 | 0 | 0 | 0
CSP | 0 | 0 | 0 | 0 | 0 | 0
CT | 0 | 0 | 0 | 0 | 0 | 0
Coal | 0 | 0 | 0 | 0 | 0 | 0
Geo | 0 | 0 | 0 | 0 | 0 | 0
H | 0 | 0 | 0 | 0 | 0 | 0
LFG | 0 | 0 | 0 | 0 | 0 | 0
Nuc | 0 | 0 | 0 | 0 | 0 | 0
PS | 0 | 0 | 0 | 0 | 0 | 0
PV | 0 | 0 | 0 | 0 | 0 | 0
PeakG | 0 | 0 | 0 | 0 | 0 | 0
PeakO | 0 | 0 | 0 | 0 | 0 | 0
ST | 0 | 0 | 0 | 0 | 0 | 0
STOG | 0 | 0 | 0 | 0 | 0 | 0
STWD | 0 | 0 | 0 | 0 | 0 | 0
WT | 0 | 0 | 0 | 0 | 0 | 0
IGCC | 0 | 0 | 0 | 0 | 0 | 0
DemandResponse | 0 | 0 | 0 | 0 | 0 | 0
IGCC-CCS | 0 | 0 | 0 | 0 | 0 | 0
WT_off | 0 | 0 | 0 | 0 | 0 | 0
PseudoUnit | 0 | 0 | 0 | 0 | 0 | 0
FixedInterchange | 0 | 0 | 0 | 0 | 0 | 0
Emission Cost by Reporting Type: MAPP_US
ReportingType | 2015 | 2020 | 2025 | 2030 | 2035 | 2040
BM | 0 | 0 | 0 | 0 | 0 | 0
CC | 0 | 0 | 0 | 0 | 0 | 0
CSP | 0 | 0 | 0 | 0 | 0 | 0
CT | 0 | 0 | 0 | 0 | 0 | 0
Coal | 0 | 0 | 0 | 0 | 0 | 0
Geo | 0 | 0 | 0 | 0 | 0 | 0
H | 0 | 0 | 0 | 0 | 0 | 0
LFG | 0 | 0 | 0 | 0 | 0 | 0
Nuc | 0 | 0 | 0 | 0 | 0 | 0
PS | 0 | 0 | 0 | 0 | 0 | 0
PV | 0 | 0 | 0 | 0 | 0 | 0
PeakG | 0 | 0 | 0 | 0 | 0 | 0
PeakO | 0 | 0 | 0 | 0 | 0 | 0
ST | 0 | 0 | 0 | 0 | 0 | 0
STOG | 0 | 0 | 0 | 0 | 0 | 0
STWD | 0 | 0 | 0 | 0 | 0 | 0
WT | 0 | 0 | 0 | 0 | 0 | 0
IGCC | 0 | 0 | 0 | 0 | 0 | 0
DemandResponse | 0 | 0 | 0 | 0 | 0 | 0
IGCC-CCS | 0 | 0 | 0 | 0 | 0 | 0
WT_off | 0 | 0 | 0 | 0 | 0 | 0
PseudoUnit | 0 | 0 | 0 | 0 | 0 | 0
FixedInterchange | 0 | 0 | 0 | 0 | 0 | 0
Emission Cost by Reporting Type: MISO_IN
ReportingType | 2015 | 2020 | 2025 | 2030 | 2035 | 2040
BM | 0 | 0 | 0 | 0 | 0 | 0
CC | 0 | 0 | 0 | 0 | 0 | 0
CSP | 0 | 0 | 0 | 0 | 0 | 0
CT | 0 | 0 | 0 | 0 | 0 | 0
Coal | 0 | 0 | 0 | 0 | 0 | 0
Geo | 0 | 0 | 0 | 0 | 0 | 0
H | 0 | 0 | 0 | 0 | 0 | 0
LFG | 0 | 0 | 0 | 0 | 0 | 0
Nuc | 0 | 0 | 0 | 0 | 0 | 0
PS | 0 | 0 | 0 | 0 | 0 | 0
PV | 0 | 0 | 0 | 0 | 0 | 0
PeakG | 0 | 0 | 0 | 0 | 0 | 0
PeakO | 0 | 0 | 0 | 0 | 0 | 0
ST | 0 | 0 | 0 | 0 | 0 | 0
STOG | 0 | 0 | 0 | 0 | 0 | 0
STWD | 0 | 0 | 0 | 0 | 0 | 0
WT | 0 | 0 | 0 | 0 | 0 | 0
IGCC | 0 | 0 | 0 | 0 | 0 | 0
DemandResponse | 0 | 0 | 0 | 0 | 0 | 0
IGCC-CCS | 0 | 0 | 0 | 0 | 0 | 0
WT_off | 0 | 0 | 0 | 0 | 0 | 0
PseudoUnit | 0 | 0 | 0 | 0 | 0 | 0
FixedInterchange | 0 | 0 | 0 | 0 | 0 | 0
Emission Cost by Reporting Type: MISO_MI
ReportingType | 2015 | 2020 | 2025 | 2030 | 2035 | 2040
BM | 0 | 0 | 0 | 0 | 0 | 0
CC | 0 | 0 | 0 | 0 | 0 | 0
CSP | 0 | 0 | 0 | 0 | 0 | 0
CT | 0 | 0 | 0 | 0 | 0 | 0
Coal | 0 | 0 | 0 | 0 | 0 | 0
Geo | 0 | 0 | 0 | 0 | 0 | 0
H | 0 | 0 | 0 | 0 | 0 | 0
LFG | 0 | 0 | 0 | 0 | 0 | 0
Nuc | 0 | 0 | 0 | 0 | 0 | 0
PS | 0 | 0 | 0 | 0 | 0 | 0
PV | 0 | 0 | 0 | 0 | 0 | 0
PeakG | 0 | 0 | 0 | 0 | 0 | 0
PeakO | 0 | 0 | 0 | 0 | 0 | 0
ST | 0 | 0 | 0 | 0 | 0 | 0
STOG | 0 | 0 | 0 | 0 | 0 | 0
STWD | 0 | 0 | 0 | 0 | 0 | 0
WT | 0 | 0 | 0 | 0 | 0 | 0
IGCC | 0 | 0 | 0 | 0 | 0 | 0
DemandResponse | 0 | 0 | 0 | 0 | 0 | 0
IGCC-CCS | 0 | 0 | 0 | 0 | 0 | 0
WT_off | 0 | 0 | 0 | 0 | 0 | 0
PseudoUnit | 0 | 0 | 0 | 0 | 0 | 0
FixedInterchange | 0 | 0 | 0 | 0 | 0 | 0
Emission Cost by Reporting Type: MISO_MO-IL
ReportingType | 2015 | 2020 | 2025 | 2030 | 2035 | 2040
BM | 0 | 0 | 0 | 0 | 0 | 0
CC | 0 | 0 | 0 | 0 | 0 | 0
CSP | 0 | 0 | 0 | 0 | 0 | 0
CT | 0 | 0 | 0 | 0 | 0 | 0
Coal | 0 | 0 | 0 | 0 | 0 | 0
Geo | 0 | 0 | 0 | 0 | 0 | 0
H | 0 | 0 | 0 | 0 | 0 | 0
LFG | 0 | 0 | 0 | 0 | 0 | 0
Nuc | 0 | 0 | 0 | 0 | 0 | 0
PS | 0 | 0 | 0 | 0 | 0 | 0
PV | 0 | 0 | 0 | 0 | 0 | 0
PeakG | 0 | 0 | 0 | 0 | 0 | 0
PeakO | 0 | 0 | 0 | 0 | 0 | 0
ST | 0 | 0 | 0 | 0 | 0 | 0
STOG | 0 | 0 | 0 | 0 | 0 | 0
STWD | 0 | 0 | 0 | 0 | 0 | 0
WT | 0 | 0 | 0 | 0 | 0 | 0
IGCC | 0 | 0 | 0 | 0 | 0 | 0
DemandResponse | 0 | 0 | 0 | 0 | 0 | 0
IGCC-CCS | 0 | 0 | 0 | 0 | 0 | 0
WT_off | 0 | 0 | 0 | 0 | 0 | 0
PseudoUnit | 0 | 0 | 0 | 0 | 0 | 0
FixedInterchange | 0 | 0 | 0 | 0 | 0 | 0
Emission Cost by Reporting Type: MISO_W
ReportingType | 2015 | 2020 | 2025 | 2030 | 2035 | 2040
BM | 0 | 0 | 0 | 0 | 0 | 0
CC | 0 | 0 | 0 | 0 | 0 | 0
CSP | 0 | 0 | 0 | 0 | 0 | 0
CT | 0 | 0 | 0 | 0 | 0 | 0
Coal | 0 | 0 | 0 | 0 | 0 | 0
Geo | 0 | 0 | 0 | 0 | 0 | 0
H | 0 | 0 | 0 | 0 | 0 | 0
LFG | 0 | 0 | 0 | 0 | 0 | 0
Nuc | 0 | 0 | 0 | 0 | 0 | 0
PS | 0 | 0 | 0 | 0 | 0 | 0
PV | 0 | 0 | 0 | 0 | 0 | 0
PeakG | 0 | 0 | 0 | 0 | 0 | 0
PeakO | 0 | 0 | 0 | 0 | 0 | 0
ST | 0 | 0 | 0 | 0 | 0 | 0
STOG | 0 | 0 | 0 | 0 | 0 | 0
STWD | 0 | 0 | 0 | 0 | 0 | 0
WT | 0 | 0 | 0 | 0 | 0 | 0
IGCC | 0 | 0 | 0 | 0 | 0 | 0
DemandResponse | 0 | 0 | 0 | 0 | 0 | 0
IGCC-CCS | 0 | 0 | 0 | 0 | 0 | 0
WT_off | 0 | 0 | 0 | 0 | 0 | 0
PseudoUnit | 0 | 0 | 0 | 0 | 0 | 0
FixedInterchange | 0 | 0 | 0 | 0 | 0 | 0
Emission Cost by Reporting Type: MISO_WUMS
ReportingType | 2015 | 2020 | 2025 | 2030 | 2035 | 2040
BM | 0 | 0 | 0 | 0 | 0 | 0
CC | 0 | 0 | 0 | 0 | 0 | 0
CSP | 0 | 0 | 0 | 0 | 0 | 0
CT | 0 | 0 | 0 | 0 | 0 | 0
Coal | 0 | 0 | 0 | 0 | 0 | 0
Geo | 0 | 0 | 0 | 0 | 0 | 0
H | 0 | 0 | 0 | 0 | 0 | 0
LFG | 0 | 0 | 0 | 0 | 0 | 0
Nuc | 0 | 0 | 0 | 0 | 0 | 0
PS | 0 | 0 | 0 | 0 | 0 | 0
PV | 0 | 0 | 0 | 0 | 0 | 0
PeakG | 0 | 0 | 0 | 0 | 0 | 0
PeakO | 0 | 0 | 0 | 0 | 0 | 0
ST | 0 | 0 | 0 | 0 | 0 | 0
STOG | 0 | 0 | 0 | 0 | 0 | 0
STWD | 0 | 0 | 0 | 0 | 0 | 0
WT | 0 | 0 | 0 | 0 | 0 | 0
IGCC | 0 | 0 | 0 | 0 | 0 | 0
DemandResponse | 0 | 0 | 0 | 0 | 0 | 0
IGCC-CCS | 0 | 0 | 0 | 0 | 0 | 0
WT_off | 0 | 0 | 0 | 0 | 0 | 0
PseudoUnit | 0 | 0 | 0 | 0 | 0 | 0
FixedInterchange | 0 | 0 | 0 | 0 | 0 | 0
Emission Cost by Reporting Type: Nebraska
ReportingType | 2015 | 2020 | 2025 | 2030 | 2035 | 2040
BM | 0 | 0 | 0 | 0 | 0 | 0
CC | 0 | 0 | 0 | 0 | 0 | 0
CSP | 0 | 0 | 0 | 0 | 0 | 0
CT | 0 | 0 | 0 | 0 | 0 | 0
Coal | 0 | 0 | 0 | 0 | 0 | 0
Geo | 0 | 0 | 0 | 0 | 0 | 0
H | 0 | 0 | 0 | 0 | 0 | 0
LFG | 0 | 0 | 0 | 0 | 0 | 0
Nuc | 0 | 0 | 0 | 0 | 0 | 0
PS | 0 | 0 | 0 | 0 | 0 | 0
PV | 0 | 0 | 0 | 0 | 0 | 0
PeakG | 0 | 0 | 0 | 0 | 0 | 0
PeakO | 0 | 0 | 0 | 0 | 0 | 0
ST | 0 | 0 | 0 | 0 | 0 | 0
STOG | 0 | 0 | 0 | 0 | 0 | 0
STWD | 0 | 0 | 0 | 0 | 0 | 0
WT | 0 | 0 | 0 | 0 | 0 | 0
IGCC | 0 | 0 | 0 | 0 | 0 | 0
DemandResponse | 0 | 0 | 0 | 0 | 0 | 0
IGCC-CCS | 0 | 0 | 0 | 0 | 0 | 0
WT_off | 0 | 0 | 0 | 0 | 0 | 0
PseudoUnit | 0 | 0 | 0 | 0 | 0 | 0
FixedInterchange | 0 | 0 | 0 | 0 | 0 | 0
Emission Cost by Reporting Type: NEISO
ReportingType | 2015 | 2020 | 2025 | 2030 | 2035 | 2040
BM | 0 | 0 | 0 | 0 | 0 | 0
CC | 0 | 0 | 0 | 0 | 0 | 0
CSP | 0 | 0 | 0 | 0 | 0 | 0
CT | 0 | 0 | 0 | 0 | 0 | 0
Coal | 0 | 0 | 0 | 0 | 0 | 0
Geo | 0 | 0 | 0 | 0 | 0 | 0
H | 0 | 0 | 0 | 0 | 0 | 0
LFG | 0 | 0 | 0 | 0 | 0 | 0
Nuc | 0 | 0 | 0 | 0 | 0 | 0
PS | 0 | 0 | 0 | 0 | 0 | 0
PV | 0 | 0 | 0 | 0 | 0 | 0
PeakG | 0 | 0 | 0 | 0 | 0 | 0
PeakO | 0 | 0 | 0 | 0 | 0 | 0
ST | 0 | 0 | 0 | 0 | 0 | 0
STOG | 0 | 0 | 0 | 0 | 0 | 0
STWD | 0 | 0 | 0 | 0 | 0 | 0
WT | 0 | 0 | 0 | 0 | 0 | 0
IGCC | 0 | 0 | 0 | 0 | 0 | 0
DemandResponse | 0 | 0 | 0 | 0 | 0 | 0
IGCC-CCS | 0 | 0 | 0 | 0 | 0 | 0
WT_off | 0 | 0 | 0 | 0 | 0 | 0
PseudoUnit | 0 | 0 | 0 | 0 | 0 | 0
FixedInterchange | 0 | 0 | 0 | 0 | 0 | 0
Emission Cost by Reporting Type: NonRTO_Midwest
ReportingType | 2015 | 2020 | 2025 | 2030 | 2035 | 2040
BM | 0 | 0 | 0 | 0 | 0 | 0
CC | 0 | 0 | 0 | 0 | 0 | 0
CSP | 0 | 0 | 0 | 0 | 0 | 0
CT | 0 | 0 | 0 | 0 | 0 | 0
Coal | 0 | 0 | 0 | 0 | 0 | 0
Geo | 0 | 0 | 0 | 0 | 0 | 0
H | 0 | 0 | 0 | 0 | 0 | 0
LFG | 0 | 0 | 0 | 0 | 0 | 0
Nuc | 0 | 0 | 0 | 0 | 0 | 0
PS | 0 | 0 | 0 | 0 | 0 | 0
PV | 0 | 0 | 0 | 0 | 0 | 0
PeakG | 0 | 0 | 0 | 0 | 0 | 0
PeakO | 0 | 0 | 0 | 0 | 0 | 0
ST | 0 | 0 | 0 | 0 | 0 | 0
STOG | 0 | 0 | 0 | 0 | 0 | 0
STWD | 0 | 0 | 0 | 0 | 0 | 0
WT | 0 | 0 | 0 | 0 | 0 | 0
IGCC | 0 | 0 | 0 | 0 | 0 | 0
DemandResponse | 0 | 0 | 0 | 0 | 0 | 0
IGCC-CCS | 0 | 0 | 0 | 0 | 0 | 0
WT_off | 0 | 0 | 0 | 0 | 0 | 0
PseudoUnit | 0 | 0 | 0 | 0 | 0 | 0
FixedInterchange | 0 | 0 | 0 | 0 | 0 | 0
Emission Cost by Reporting Type: NYISO_A-F
ReportingType | 2015 | 2020 | 2025 | 2030 | 2035 | 2040
BM | 0 | 0 | 0 | 0 | 0 | 0
CC | 0 | 0 | 0 | 0 | 0 | 0
CSP | 0 | 0 | 0 | 0 | 0 | 0
CT | 0 | 0 | 0 | 0 | 0 | 0
Coal | 0 | 0 | 0 | 0 | 0 | 0
Geo | 0 | 0 | 0 | 0 | 0 | 0
H | 0 | 0 | 0 | 0 | 0 | 0
LFG | 0 | 0 | 0 | 0 | 0 | 0
Nuc | 0 | 0 | 0 | 0 | 0 | 0
PS | 0 | 0 | 0 | 0 | 0 | 0
PV | 0 | 0 | 0 | 0 | 0 | 0
PeakG | 0 | 0 | 0 | 0 | 0 | 0
PeakO | 0 | 0 | 0 | 0 | 0 | 0
ST | 0 | 0 | 0 | 0 | 0 | 0
STOG | 0 | 0 | 0 | 0 | 0 | 0
STWD | 0 | 0 | 0 | 0 | 0 | 0
WT | 0 | 0 | 0 | 0 | 0 | 0
IGCC | 0 | 0 | 0 | 0 | 0 | 0
DemandResponse | 0 | 0 | 0 | 0 | 0 | 0
IGCC-CCS | 0 | 0 | 0 | 0 | 0 | 0
WT_off | 0 | 0 | 0 | 0 | 0 | 0
PseudoUnit | 0 | 0 | 0 | 0 | 0 | 0
FixedInterchange | 0 | 0 | 0 | 0 | 0 | 0
Emission Cost by Reporting Type: NYISO_G-I
ReportingType | 2015 | 2020 | 2025 | 2030 | 2035 | 2040
BM | 0 | 0 | 0 | 0 | 0 | 0
CC | 0 | 0 | 0 | 0 | 0 | 0
CSP | 0 | 0 | 0 | 0 | 0 | 0
CT | 0 | 0 | 0 | 0 | 0 | 0
Coal | 0 | 0 | 0 | 0 | 0 | 0
Geo | 0 | 0 | 0 | 0 | 0 | 0
H | 0 | 0 | 0 | 0 | 0 | 0
LFG | 0 | 0 | 0 | 0 | 0 | 0
Nuc | 0 | 0 | 0 | 0 | 0 | 0
PS | 0 | 0 | 0 | 0 | 0 | 0
PV | 0 | 0 | 0 | 0 | 0 | 0
PeakG | 0 | 0 | 0 | 0 | 0 | 0
PeakO | 0 | 0 | 0 | 0 | 0 | 0
ST | 0 | 0 | 0 | 0 | 0 | 0
STOG | 0 | 0 | 0 | 0 | 0 | 0
STWD | 0 | 0 | 0 | 0 | 0 | 0
WT | 0 | 0 | 0 | 0 | 0 | 0
IGCC | 0 | 0 | 0 | 0 | 0 | 0
DemandResponse | 0 | 0 | 0 | 0 | 0 | 0
IGCC-CCS | 0 | 0 | 0 | 0 | 0 | 0
WT_off | 0 | 0 | 0 | 0 | 0 | 0
PseudoUnit | 0 | 0 | 0 | 0 | 0 | 0
FixedInterchange | 0 | 0 | 0 | 0 | 0 | 0
Emission Cost by Reporting Type: NYISO_J-K
ReportingType | 2015 | 2020 | 2025 | 2030 | 2035 | 2040
BM | 0 | 0 | 0 | 0 | 0 | 0
CC | 0 | 0 | 0 | 0 | 0 | 0
CSP | 0 | 0 | 0 | 0 | 0 | 0
CT | 0 | 0 | 0 | 0 | 0 | 0
Coal | 0 | 0 | 0 | 0 | 0 | 0
Geo | 0 | 0 | 0 | 0 | 0 | 0
H | 0 | 0 | 0 | 0 | 0 | 0
LFG | 0 | 0 | 0 | 0 | 0 | 0
Nuc | 0 | 0 | 0 | 0 | 0 | 0
PS | 0 | 0 | 0 | 0 | 0 | 0
PV | 0 | 0 | 0 | 0 | 0 | 0
PeakG | 0 | 0 | 0 | 0 | 0 | 0
PeakO | 0 | 0 | 0 | 0 | 0 | 0
ST | 0 | 0 | 0 | 0 | 0 | 0
STOG | 0 | 0 | 0 | 0 | 0 | 0
STWD | 0 | 0 | 0 | 0 | 0 | 0
WT | 0 | 0 | 0 | 0 | 0 | 0
IGCC | 0 | 0 | 0 | 0 | 0 | 0
DemandResponse | 0 | 0 | 0 | 0 | 0 | 0
IGCC-CCS | 0 | 0 | 0 | 0 | 0 | 0
WT_off | 0 | 0 | 0 | 0 | 0 | 0
PseudoUnit | 0 | 0 | 0 | 0 | 0 | 0
FixedInterchange | 0 | 0 | 0 | 0 | 0 | 0
Emission Cost by Reporting Type: PJM_E
ReportingType | 2015 | 2020 | 2025 | 2030 | 2035 | 2040
BM | 0 | 0 | 0 | 0 | 0 | 0
CC | 0 | 0 | 0 | 0 | 0 | 0
CSP | 0 | 0 | 0 | 0 | 0 | 0
CT | 0 | 0 | 0 | 0 | 0 | 0
Coal | 0 | 0 | 0 | 0 | 0 | 0
Geo | 0 | 0 | 0 | 0 | 0 | 0
H | 0 | 0 | 0 | 0 | 0 | 0
LFG | 0 | 0 | 0 | 0 | 0 | 0
Nuc | 0 | 0 | 0 | 0 | 0 | 0
PS | 0 | 0 | 0 | 0 | 0 | 0
PV | 0 | 0 | 0 | 0 | 0 | 0
PeakG | 0 | 0 | 0 | 0 | 0 | 0
PeakO | 0 | 0 | 0 | 0 | 0 | 0
ST | 0 | 0 | 0 | 0 | 0 | 0
STOG | 0 | 0 | 0 | 0 | 0 | 0
STWD | 0 | 0 | 0 | 0 | 0 | 0
WT | 0 | 0 | 0 | 0 | 0 | 0
IGCC | 0 | 0 | 0 | 0 | 0 | 0
DemandResponse | 0 | 0 | 0 | 0 | 0 | 0
IGCC-CCS | 0 | 0 | 0 | 0 | 0 | 0
WT_off | 0 | 0 | 0 | 0 | 0 | 0
PseudoUnit | 0 | 0 | 0 | 0 | 0 | 0
FixedInterchange | 0 | 0 | 0 | 0 | 0 | 0
Emission Cost by Reporting Type: PJM_ROM
ReportingType | 2015 | 2020 | 2025 | 2030 | 2035 | 2040
BM | 0 | 0 | 0 | 0 | 0 | 0
CC | 0 | 0 | 0 | 0 | 0 | 0
CSP | 0 | 0 | 0 | 0 | 0 | 0
CT | 0 | 0 | 0 | 0 | 0 | 0
Coal | 0 | 0 | 0 | 0 | 0 | 0
Geo | 0 | 0 | 0 | 0 | 0 | 0
H | 0 | 0 | 0 | 0 | 0 | 0
LFG | 0 | 0 | 0 | 0 | 0 | 0
Nuc | 0 | 0 | 0 | 0 | 0 | 0
PS | 0 | 0 | 0 | 0 | 0 | 0
PV | 0 | 0 | 0 | 0 | 0 | 0
PeakG | 0 | 0 | 0 | 0 | 0 | 0
PeakO | 0 | 0 | 0 | 0 | 0 | 0
ST | 0 | 0 | 0 | 0 | 0 | 0
STOG | 0 | 0 | 0 | 0 | 0 | 0
STWD | 0 | 0 | 0 | 0 | 0 | 0
WT | 0 | 0 | 0 | 0 | 0 | 0
IGCC | 0 | 0 | 0 | 0 | 0 | 0
DemandResponse | 0 | 0 | 0 | 0 | 0 | 0
IGCC-CCS | 0 | 0 | 0 | 0 | 0 | 0
WT_off | 0 | 0 | 0 | 0 | 0 | 0
PseudoUnit | 0 | 0 | 0 | 0 | 0 | 0
FixedInterchange | 0 | 0 | 0 | 0 | 0 | 0
Emission Cost by Reporting Type: PJM_ROR
ReportingType | 2015 | 2020 | 2025 | 2030 | 2035 | 2040
BM | 0 | 0 | 0 | 0 | 0 | 0
CC | 0 | 0 | 0 | 0 | 0 | 0
CSP | 0 | 0 | 0 | 0 | 0 | 0
CT | 0 | 0 | 0 | 0 | 0 | 0
Coal | 0 | 0 | 0 | 0 | 0 | 0
Geo | 0 | 0 | 0 | 0 | 0 | 0
H | 0 | 0 | 0 | 0 | 0 | 0
LFG | 0 | 0 | 0 | 0 | 0 | 0
Nuc | 0 | 0 | 0 | 0 | 0 | 0
PS | 0 | 0 | 0 | 0 | 0 | 0
PV | 0 | 0 | 0 | 0 | 0 | 0
PeakG | 0 | 0 | 0 | 0 | 0 | 0
PeakO | 0 | 0 | 0 | 0 | 0 | 0
ST | 0 | 0 | 0 | 0 | 0 | 0
STOG | 0 | 0 | 0 | 0 | 0 | 0
STWD | 0 | 0 | 0 | 0 | 0 | 0
WT | 0 | 0 | 0 | 0 | 0 | 0
IGCC | 0 | 0 | 0 | 0 | 0 | 0
DemandResponse | 0 | 0 | 0 | 0 | 0 | 0
IGCC-CCS | 0 | 0 | 0 | 0 | 0 | 0
WT_off | 0 | 0 | 0 | 0 | 0 | 0
PseudoUnit | 0 | 0 | 0 | 0 | 0 | 0
FixedInterchange | 0 | 0 | 0 | 0 | 0 | 0
Emission Cost by Reporting Type: SOCO
ReportingType | 2015 | 2020 | 2025 | 2030 | 2035 | 2040
BM | 0 | 0 | 0 | 0 | 0 | 0
CC | 0 | 0 | 0 | 0 | 0 | 0
CSP | 0 | 0 | 0 | 0 | 0 | 0
CT | 0 | 0 | 0 | 0 | 0 | 0
Coal | 0 | 0 | 0 | 0 | 0 | 0
Geo | 0 | 0 | 0 | 0 | 0 | 0
H | 0 | 0 | 0 | 0 | 0 | 0
LFG | 0 | 0 | 0 | 0 | 0 | 0
Nuc | 0 | 0 | 0 | 0 | 0 | 0
PS | 0 | 0 | 0 | 0 | 0 | 0
PV | 0 | 0 | 0 | 0 | 0 | 0
PeakG | 0 | 0 | 0 | 0 | 0 | 0
PeakO | 0 | 0 | 0 | 0 | 0 | 0
ST | 0 | 0 | 0 | 0 | 0 | 0
STOG | 0 | 0 | 0 | 0 | 0 | 0
STWD | 0 | 0 | 0 | 0 | 0 | 0
WT | 0 | 0 | 0 | 0 | 0 | 0
IGCC | 0 | 0 | 0 | 0 | 0 | 0
DemandResponse | 0 | 0 | 0 | 0 | 0 | 0
IGCC-CCS | 0 | 0 | 0 | 0 | 0 | 0
WT_off | 0 | 0 | 0 | 0 | 0 | 0
PseudoUnit | 0 | 0 | 0 | 0 | 0 | 0
FixedInterchange | 0 | 0 | 0 | 0 | 0 | 0
Emission Cost by Reporting Type: SPP_N
ReportingType | 2015 | 2020 | 2025 | 2030 | 2035 | 2040
BM | 0 | 0 | 0 | 0 | 0 | 0
CC | 0 | 0 | 0 | 0 | 0 | 0
CSP | 0 | 0 | 0 | 0 | 0 | 0
CT | 0 | 0 | 0 | 0 | 0 | 0
Coal | 0 | 0 | 0 | 0 | 0 | 0
Geo | 0 | 0 | 0 | 0 | 0 | 0
H | 0 | 0 | 0 | 0 | 0 | 0
LFG | 0 | 0 | 0 | 0 | 0 | 0
Nuc | 0 | 0 | 0 | 0 | 0 | 0
PS | 0 | 0 | 0 | 0 | 0 | 0
PV | 0 | 0 | 0 | 0 | 0 | 0
PeakG | 0 | 0 | 0 | 0 | 0 | 0
PeakO | 0 | 0 | 0 | 0 | 0 | 0
ST | 0 | 0 | 0 | 0 | 0 | 0
STOG | 0 | 0 | 0 | 0 | 0 | 0
STWD | 0 | 0 | 0 | 0 | 0 | 0
WT | 0 | 0 | 0 | 0 | 0 | 0
IGCC | 0 | 0 | 0 | 0 | 0 | 0
DemandResponse | 0 | 0 | 0 | 0 | 0 | 0
IGCC-CCS | 0 | 0 | 0 | 0 | 0 | 0
WT_off | 0 | 0 | 0 | 0 | 0 | 0
PseudoUnit | 0 | 0 | 0 | 0 | 0 | 0
FixedInterchange | 0 | 0 | 0 | 0 | 0 | 0
Emission Cost by Reporting Type: SPP_S
ReportingType | 2015 | 2020 | 2025 | 2030 | 2035 | 2040
BM | 0 | 0 | 0 | 0 | 0 | 0
CC | 0 | 0 | 0 | 0 | 0 | 0
CSP | 0 | 0 | 0 | 0 | 0 | 0
CT | 0 | 0 | 0 | 0 | 0 | 0
Coal | 0 | 0 | 0 | 0 | 0 | 0
Geo | 0 | 0 | 0 | 0 | 0 | 0
H | 0 | 0 | 0 | 0 | 0 | 0
LFG | 0 | 0 | 0 | 0 | 0 | 0
Nuc | 0 | 0 | 0 | 0 | 0 | 0
PS | 0 | 0 | 0 | 0 | 0 | 0
PV | 0 | 0 | 0 | 0 | 0 | 0
PeakG | 0 | 0 | 0 | 0 | 0 | 0
PeakO | 0 | 0 | 0 | 0 | 0 | 0
ST | 0 | 0 | 0 | 0 | 0 | 0
STOG | 0 | 0 | 0 | 0 | 0 | 0
STWD | 0 | 0 | 0 | 0 | 0 | 0
WT | 0 | 0 | 0 | 0 | 0 | 0
IGCC | 0 | 0 | 0 | 0 | 0 | 0
DemandResponse | 0 | 0 | 0 | 0 | 0 | 0
IGCC-CCS | 0 | 0 | 0 | 0 | 0 | 0
WT_off | 0 | 0 | 0 | 0 | 0 | 0
PseudoUnit | 0 | 0 | 0 | 0 | 0 | 0
FixedInterchange | 0 | 0 | 0 | 0 | 0 | 0
Emission Cost by Reporting Type: TVA
ReportingType | 2015 | 2020 | 2025 | 2030 | 2035 | 2040
BM | 0 | 0 | 0 | 0 | 0 | 0
CC | 0 | 0 | 0 | 0 | 0 | 0
CSP | 0 | 0 | 0 | 0 | 0 | 0
CT | 0 | 0 | 0 | 0 | 0 | 0
Coal | 0 | 0 | 0 | 0 | 0 | 0
Geo | 0 | 0 | 0 | 0 | 0 | 0
H | 0 | 0 | 0 | 0 | 0 | 0
LFG | 0 | 0 | 0 | 0 | 0 | 0
Nuc | 0 | 0 | 0 | 0 | 0 | 0
PS | 0 | 0 | 0 | 0 | 0 | 0
PV | 0 | 0 | 0 | 0 | 0 | 0
PeakG | 0 | 0 | 0 | 0 | 0 | 0
PeakO | 0 | 0 | 0 | 0 | 0 | 0
ST | 0 | 0 | 0 | 0 | 0 | 0
STOG | 0 | 0 | 0 | 0 | 0 | 0
STWD | 0 | 0 | 0 | 0 | 0 | 0
WT | 0 | 0 | 0 | 0 | 0 | 0
IGCC | 0 | 0 | 0 | 0 | 0 | 0
DemandResponse | 0 | 0 | 0 | 0 | 0 | 0
IGCC-CCS | 0 | 0 | 0 | 0 | 0 | 0
WT_off | 0 | 0 | 0 | 0 | 0 | 0
PseudoUnit | 0 | 0 | 0 | 0 | 0 | 0
FixedInterchange | 0 | 0 | 0 | 0 | 0 | 0
Emission Cost by Reporting Type: TVA_Transmission
ReportingType | 2015 | 2020 | 2025 | 2030 | 2035 | 2040
BM | 0 | 0 | 0 | 0 | 0 | 0
CC | 0 | 0 | 0 | 0 | 0 | 0
CSP | 0 | 0 | 0 | 0 | 0 | 0
CT | 0 | 0 | 0 | 0 | 0 | 0
Coal | 0 | 0 | 0 | 0 | 0 | 0
Geo | 0 | 0 | 0 | 0 | 0 | 0
H | 0 | 0 | 0 | 0 | 0 | 0
LFG | 0 | 0 | 0 | 0 | 0 | 0
Nuc | 0 | 0 | 0 | 0 | 0 | 0
PS | 0 | 0 | 0 | 0 | 0 | 0
PV | 0 | 0 | 0 | 0 | 0 | 0
PeakG | 0 | 0 | 0 | 0 | 0 | 0
PeakO | 0 | 0 | 0 | 0 | 0 | 0
ST | 0 | 0 | 0 | 0 | 0 | 0
STOG | 0 | 0 | 0 | 0 | 0 | 0
STWD | 0 | 0 | 0 | 0 | 0 | 0
WT | 0 | 0 | 0 | 0 | 0 | 0
IGCC | 0 | 0 | 0 | 0 | 0 | 0
DemandResponse | 0 | 0 | 0 | 0 | 0 | 0
IGCC-CCS | 0 | 0 | 0 | 0 | 0 | 0
WT_off | 0 | 0 | 0 | 0 | 0 | 0
PseudoUnit | 0 | 0 | 0 | 0 | 0 | 0
FixedInterchange | 0 | 0 | 0 | 0 | 0 | 0
Emission Cost by Reporting Type: VACAR
ReportingType | 2015 | 2020 | 2025 | 2030 | 2035 | 2040
BM | 0 | 0 | 0 | 0 | 0 | 0
CC | 0 | 0 | 0 | 0 | 0 | 0
CSP | 0 | 0 | 0 | 0 | 0 | 0
CT | 0 | 0 | 0 | 0 | 0 | 0
Coal | 0 | 0 | 0 | 0 | 0 | 0
Geo | 0 | 0 | 0 | 0 | 0 | 0
H | 0 | 0 | 0 | 0 | 0 | 0
LFG | 0 | 0 | 0 | 0 | 0 | 0
Nuc | 0 | 0 | 0 | 0 | 0 | 0
PS | 0 | 0 | 0 | 0 | 0 | 0
PV | 0 | 0 | 0 | 0 | 0 | 0
PeakG | 0 | 0 | 0 | 0 | 0 | 0
PeakO | 0 | 0 | 0 | 0 | 0 | 0
ST | 0 | 0 | 0 | 0 | 0 | 0
STOG | 0 | 0 | 0 | 0 | 0 | 0
STWD | 0 | 0 | 0 | 0 | 0 | 0
WT | 0 | 0 | 0 | 0 | 0 | 0
IGCC | 0 | 0 | 0 | 0 | 0 | 0
DemandResponse | 0 | 0 | 0 | 0 | 0 | 0
IGCC-CCS | 0 | 0 | 0 | 0 | 0 | 0
WT_off | 0 | 0 | 0 | 0 | 0 | 0
PseudoUnit | 0 | 0 | 0 | 0 | 0 | 0
FixedInterchange | 0 | 0 | 0 | 0 | 0 | 0
Emission Cost by Reporting Type: IESO
ReportingType | 2015 | 2020 | 2025 | 2030 | 2035 | 2040
BM | 0 | 0 | 0 | 0 | 0 | 0
CC | 0 | 0 | 0 | 0 | 0 | 0
CSP | 0 | 0 | 0 | 0 | 0 | 0
CT | 0 | 0 | 0 | 0 | 0 | 0
Coal | 0 | 0 | 0 | 0 | 0 | 0
Geo | 0 | 0 | 0 | 0 | 0 | 0
H | 0 | 0 | 0 | 0 | 0 | 0
LFG | 0 | 0 | 0 | 0 | 0 | 0
Nuc | 0 | 0 | 0 | 0 | 0 | 0
PS | 0 | 0 | 0 | 0 | 0 | 0
PV | 0 | 0 | 0 | 0 | 0 | 0
PeakG | 0 | 0 | 0 | 0 | 0 | 0
PeakO | 0 | 0 | 0 | 0 | 0 | 0
ST | 0 | 0 | 0 | 0 | 0 | 0
STOG | 0 | 0 | 0 | 0 | 0 | 0
STWD | 0 | 0 | 0 | 0 | 0 | 0
WT | 0 | 0 | 0 | 0 | 0 | 0
IGCC | 0 | 0 | 0 | 0 | 0 | 0
DemandResponse | 0 | 0 | 0 | 0 | 0 | 0
IGCC-CCS | 0 | 0 | 0 | 0 | 0 | 0
WT_off | 0 | 0 | 0 | 0 | 0 | 0
PseudoUnit | 0 | 0 | 0 | 0 | 0 | 0
FixedInterchange | 0 | 0 | 0 | 0 | 0 | 0
Emission Cost by Reporting Type: MAPP_CA
ReportingType | 2015 | 2020 | 2025 | 2030 | 2035 | 2040
BM | 0 | 0 | 0 | 0 | 0 | 0
CC | 0 | 0 | 0 | 0 | 0 | 0
CSP | 0 | 0 | 0 | 0 | 0 | 0
CT | 0 | 0 | 0 | 0 | 0 | 0
Coal | 0 | 0 | 0 | 0 | 0 | 0
Geo | 0 | 0 | 0 | 0 | 0 | 0
H | 0 | 0 | 0 | 0 | 0 | 0
LFG | 0 | 0 | 0 | 0 | 0 | 0
Nuc | 0 | 0 | 0 | 0 | 0 | 0
PS | 0 | 0 | 0 | 0 | 0 | 0
PV | 0 | 0 | 0 | 0 | 0 | 0
PeakG | 0 | 0 | 0 | 0 | 0 | 0
PeakO | 0 | 0 | 0 | 0 | 0 | 0
ST | 0 | 0 | 0 | 0 | 0 | 0
STOG | 0 | 0 | 0 | 0 | 0 | 0
STWD | 0 | 0 | 0 | 0 | 0 | 0
WT | 0 | 0 | 0 | 0 | 0 | 0
IGCC | 0 | 0 | 0 | 0 | 0 | 0
DemandResponse | 0 | 0 | 0 | 0 | 0 | 0
IGCC-CCS | 0 | 0 | 0 | 0 | 0 | 0
WT_off | 0 | 0 | 0 | 0 | 0 | 0
PseudoUnit | 0 | 0 | 0 | 0 | 0 | 0
FixedInterchange | 0 | 0 | 0 | 0 | 0 | 0
Emission Cost by Reporting Type: AZ_NM_SNV_Coal
ReportingType | 2015 | 2020 | 2025 | 2030 | 2035 | 2040
BM | 0 | 0 | 0 | 0 | 0 | 0
CC | 0 | 0 | 0 | 0 | 0 | 0
CSP | 0 | 0 | 0 | 0 | 0 | 0
CT | 0 | 0 | 0 | 0 | 0 | 0
Coal | 0 | 0 | 0 | 0 | 0 | 0
Geo | 0 | 0 | 0 | 0 | 0 | 0
H | 0 | 0 | 0 | 0 | 0 | 0
LFG | 0 | 0 | 0 | 0 | 0 | 0
Nuc | 0 | 0 | 0 | 0 | 0 | 0
PS | 0 | 0 | 0 | 0 | 0 | 0
PV | 0 | 0 | 0 | 0 | 0 | 0
PeakG | 0 | 0 | 0 | 0 | 0 | 0
PeakO | 0 | 0 | 0 | 0 | 0 | 0
ST | 0 | 0 | 0 | 0 | 0 | 0
STOG | 0 | 0 | 0 | 0 | 0 | 0
STWD | 0 | 0 | 0 | 0 | 0 | 0
WT | 0 | 0 | 0 | 0 | 0 | 0
IGCC | 0 | 0 | 0 | 0 | 0 | 0
DemandResponse | 0 | 0 | 0 | 0 | 0 | 0
IGCC-CCS | 0 | 0 | 0 | 0 | 0 | 0
WT_off | 0 | 0 | 0 | 0 | 0 | 0
PseudoUnit | 0 | 0 | 0 | 0 | 0 | 0
FixedInterchange | 0 | 0 | 0 | 0 | 0 | 0
Emission Cost by Reporting Type: AZ_NM_SNV_Gas
ReportingType | 2015 | 2020 | 2025 | 2030 | 2035 | 2040
BM | 0 | 0 | 0 | 0 | 0 | 0
CC | 0 | 0 | 0 | 0 | 0 | 0
CSP | 0 | 0 | 0 | 0 | 0 | 0
CT | 0 | 0 | 0 | 0 | 0 | 0
Coal | 0 | 0 | 0 | 0 | 0 | 0
Geo | 0 | 0 | 0 | 0 | 0 | 0
H | 0 | 0 | 0 | 0 | 0 | 0
LFG | 0 | 0 | 0 | 0 | 0 | 0
Nuc | 0 | 0 | 0 | 0 | 0 | 0
PS | 0 | 0 | 0 | 0 | 0 | 0
PV | 0 | 0 | 0 | 0 | 0 | 0
PeakG | 0 | 0 | 0 | 0 | 0 | 0
PeakO | 0 | 0 | 0 | 0 | 0 | 0
ST | 0 | 0 | 0 | 0 | 0 | 0
STOG | 0 | 0 | 0 | 0 | 0 | 0
STWD | 0 | 0 | 0 | 0 | 0 | 0
WT | 0 | 0 | 0 | 0 | 0 | 0
IGCC | 0 | 0 | 0 | 0 | 0 | 0
DemandResponse | 0 | 0 | 0 | 0 | 0 | 0
IGCC-CCS | 0 | 0 | 0 | 0 | 0 | 0
WT_off | 0 | 0 | 0 | 0 | 0 | 0
PseudoUnit | 0 | 0 | 0 | 0 | 0 | 0
FixedInterchange | 0 | 0 | 0 | 0 | 0 | 0
Emission Cost by Reporting Type: AZ_NM_SNV_NucRenew
ReportingType | 2015 | 2020 | 2025 | 2030 | 2035 | 2040
BM | 0 | 0 | 0 | 0 | 0 | 0
CC | 0 | 0 | 0 | 0 | 0 | 0
CSP | 0 | 0 | 0 | 0 | 0 | 0
CT | 0 | 0 | 0 | 0 | 0 | 0
Coal | 0 | 0 | 0 | 0 | 0 | 0
Geo | 0 | 0 | 0 | 0 | 0 | 0
H | 0 | 0 | 0 | 0 | 0 | 0
LFG | 0 | 0 | 0 | 0 | 0 | 0
Nuc | 0 | 0 | 0 | 0 | 0 | 0
PS | 0 | 0 | 0 | 0 | 0 | 0
PV | 0 | 0 | 0 | 0 | 0 | 0
PeakG | 0 | 0 | 0 | 0 | 0 | 0
PeakO | 0 | 0 | 0 | 0 | 0 | 0
ST | 0 | 0 | 0 | 0 | 0 | 0
STOG | 0 | 0 | 0 | 0 | 0 | 0
STWD | 0 | 0 | 0 | 0 | 0 | 0
WT | 0 | 0 | 0 | 0 | 0 | 0
IGCC | 0 | 0 | 0 | 0 | 0 | 0
DemandResponse | 0 | 0 | 0 | 0 | 0 | 0
IGCC-CCS | 0 | 0 | 0 | 0 | 0 | 0
WT_off | 0 | 0 | 0 | 0 | 0 | 0
PseudoUnit | 0 | 0 | 0 | 0 | 0 | 0
FixedInterchange | 0 | 0 | 0 | 0 | 0 | 0
Emission Cost by Reporting Type: ERCOT
ReportingType | 2015 | 2020 | 2025 | 2030 | 2035 | 2040
BM | 0 | 0 | 0 | 0 | 0 | 0
CC | 0 | 0 | 0 | 0 | 0 | 0
CSP | 0 | 0 | 0 | 0 | 0 | 0
CT | 0 | 0 | 0 | 0 | 0 | 0
Coal | 0 | 0 | 0 | 0 | 0 | 0
Geo | 0 | 0 | 0 | 0 | 0 | 0
H | 0 | 0 | 0 | 0 | 0 | 0
LFG | 0 | 0 | 0 | 0 | 0 | 0
Nuc | 0 | 0 | 0 | 0 | 0 | 0
PS | 0 | 0 | 0 | 0 | 0 | 0
PV | 0 | 0 | 0 | 0 | 0 | 0
PeakG | 0 | 0 | 0 | 0 | 0 | 0
PeakO | 0 | 0 | 0 | 0 | 0 | 0
ST | 0 | 0 | 0 | 0 | 0 | 0
STOG | 0 | 0 | 0 | 0 | 0 | 0
STWD | 0 | 0 | 0 | 0 | 0 | 0
WT | 0 | 0 | 0 | 0 | 0 | 0
IGCC | 0 | 0 | 0 | 0 | 0 | 0
DemandResponse | 0 | 0 | 0 | 0 | 0 | 0
IGCC-CCS | 0 | 0 | 0 | 0 | 0 | 0
WT_off | 0 | 0 | 0 | 0 | 0 | 0
PseudoUnit | 0 | 0 | 0 | 0 | 0 | 0
FixedInterchange | 0 | 0 | 0 | 0 | 0 | 0
Emission Cost by Reporting Type: NP15
ReportingType | 2015 | 2020 | 2025 | 2030 | 2035 | 2040
BM | 0 | 0 | 0 | 0 | 0 | 0
CC | 269.22 | 172.97 | 83.16 | 108.75 | 78.82 | 27.82
CSP | 0 | 0 | 0 | 0 | 0 | 0
CT | 0 | 0 | 0 | 0 | 0 | 0
Coal | 4.6 | 0 | 0 | 0 | 0 | 0
Geo | 0 | 0 | 0 | 0 | 0 | 0
H | 0 | 0 | 0 | 0 | 0 | 0
LFG | 0 | 0 | 0 | 0 | 0 | 0
Nuc | 0 | 0 | 0 | 0 | 0 | 0
PS | 0 | 0 | 0 | 0 | 0 | 0
PV | 0 | 0 | 0 | 0 | 0 | 0
PeakG | 0 | 0 | 0 | 0 | 0 | 0
PeakO | 0 | 0 | 0 | 0 | 0 | 0
ST | 0 | 0 | 0 | 0 | 0 | 0
STOG | 0.68 | 0.58 | 0.24 | 0.16 | 0 | 0
STWD | 0 | 0 | 0 | 0 | 0 | 0
WT | 0 | 0 | 0 | 0 | 0 | 0
IGCC | 0 | 0 | 0 | 0 | 0 | 0
DemandResponse | 0 | 0 | 0 | 0 | 0 | 0
IGCC-CCS | 0 | 0 | 0 | 0 | 0 | 0
WT_off | 0 | 0 | 0 | 0 | 0 | 0
PseudoUnit | 0 | 0 | 0 | 0 | 0 | 0
FixedInterchange | 0 | 0 | 0 | 0 | 0 | 0
Emission Cost by Reporting Type: NWPP_Coal
ReportingType | 2015 | 2020 | 2025 | 2030 | 2035 | 2040
BM | 0 | 0 | 0 | 0 | 0 | 0
CC | 0 | 0 | 0 | 0 | 0 | 0
CSP | 0 | 0 | 0 | 0 | 0 | 0
CT | 0 | 0 | 0 | 0 | 0 | 0
Coal | 0 | 0 | 0 | 0 | 0 | 0
Geo | 0 | 0 | 0 | 0 | 0 | 0
H | 0 | 0 | 0 | 0 | 0 | 0
LFG | 0 | 0 | 0 | 0 | 0 | 0
Nuc | 0 | 0 | 0 | 0 | 0 | 0
PS | 0 | 0 | 0 | 0 | 0 | 0
PV | 0 | 0 | 0 | 0 | 0 | 0
PeakG | 0 | 0 | 0 | 0 | 0 | 0
PeakO | 0 | 0 | 0 | 0 | 0 | 0
ST | 0 | 0 | 0 | 0 | 0 | 0
STOG | 0 | 0 | 0 | 0 | 0 | 0
STWD | 0 | 0 | 0 | 0 | 0 | 0
WT | 0 | 0 | 0 | 0 | 0 | 0
IGCC | 0 | 0 | 0 | 0 | 0 | 0
DemandResponse | 0 | 0 | 0 | 0 | 0 | 0
IGCC-CCS | 0 | 0 | 0 | 0 | 0 | 0
WT_off | 0 | 0 | 0 | 0 | 0 | 0
PseudoUnit | 0 | 0 | 0 | 0 | 0 | 0
FixedInterchange | 0 | 0 | 0 | 0 | 0 | 0
Emission Cost by Reporting Type: NWPP_Gas
ReportingType | 2015 | 2020 | 2025 | 2030 | 2035 | 2040
BM | 0 | 0 | 0 | 0 | 0 | 0
CC | 0 | 0 | 0 | 0 | 0 | 0
CSP | 0 | 0 | 0 | 0 | 0 | 0
CT | 0 | 0 | 0 | 0 | 0 | 0
Coal | 0 | 0 | 0 | 0 | 0 | 0
Geo | 0 | 0 | 0 | 0 | 0 | 0
H | 0 | 0 | 0 | 0 | 0 | 0
LFG | 0 | 0 | 0 | 0 | 0 | 0
Nuc | 0 | 0 | 0 | 0 | 0 | 0
PS | 0 | 0 | 0 | 0 | 0 | 0
PV | 0 | 0 | 0 | 0 | 0 | 0
PeakG | 0 | 0 | 0 | 0 | 0 | 0
PeakO | 0 | 0 | 0 | 0 | 0 | 0
ST | 0 | 0 | 0 | 0 | 0 | 0
STOG | 0 | 0 | 0 | 0 | 0 | 0
STWD | 0 | 0 | 0 | 0 | 0 | 0
WT | 0 | 0 | 0 | 0 | 0 | 0
IGCC | 0 | 0 | 0 | 0 | 0 | 0
DemandResponse | 0 | 0 | 0 | 0 | 0 | 0
IGCC-CCS | 0 | 0 | 0 | 0 | 0 | 0
WT_off | 0 | 0 | 0 | 0 | 0 | 0
PseudoUnit | 0 | 0 | 0 | 0 | 0 | 0
FixedInterchange | 0 | 0 | 0 | 0 | 0 | 0
Emission Cost by Reporting Type: NWPP_NucRenew
ReportingType | 2015 | 2020 | 2025 | 2030 | 2035 | 2040
BM | 0 | 0 | 0 | 0 | 0 | 0
CC | 0 | 0 | 0 | 0 | 0 | 0
CSP | 0 | 0 | 0 | 0 | 0 | 0
CT | 0 | 0 | 0 | 0 | 0 | 0
Coal | 0 | 0 | 0 | 0 | 0 | 0
Geo | 0 | 0 | 0 | 0 | 0 | 0
H | 0 | 0 | 0 | 0 | 0 | 0
LFG | 0 | 0 | 0 | 0 | 0 | 0
Nuc | 0 | 0 | 0 | 0 | 0 | 0
PS | 0 | 0 | 0 | 0 | 0 | 0
PV | 0 | 0 | 0 | 0 | 0 | 0
PeakG | 0 | 0 | 0 | 0 | 0 | 0
PeakO | 0 | 0 | 0 | 0 | 0 | 0
ST | 0 | 0 | 0 | 0 | 0 | 0
STOG | 0 | 0 | 0 | 0 | 0 | 0
STWD | 0 | 0 | 0 | 0 | 0 | 0
WT | 0 | 0 | 0 | 0 | 0 | 0
IGCC | 0 | 0 | 0 | 0 | 0 | 0
DemandResponse | 0 | 0 | 0 | 0 | 0 | 0
IGCC-CCS | 0 | 0 | 0 | 0 | 0 | 0
WT_off | 0 | 0 | 0 | 0 | 0 | 0
PseudoUnit | 0 | 0 | 0 | 0 | 0 | 0
FixedInterchange | 0 | 0 | 0 | 0 | 0 | 0
Emission Cost by Reporting Type: RMPA
ReportingType | 2015 | 2020 | 2025 | 2030 | 2035 | 2040
BM | 0 | 0 | 0 | 0 | 0 | 0
CC | 0 | 0 | 0 | 0 | 0 | 0
CSP | 0 | 0 | 0 | 0 | 0 | 0
CT | 0 | 0 | 0 | 0 | 0 | 0
Coal | 0 | 0 | 0 | 0 | 0 | 0
Geo | 0 | 0 | 0 | 0 | 0 | 0
H | 0 | 0 | 0 | 0 | 0 | 0
LFG | 0 | 0 | 0 | 0 | 0 | 0
Nuc | 0 | 0 | 0 | 0 | 0 | 0
PS | 0 | 0 | 0 | 0 | 0 | 0
PV | 0 | 0 | 0 | 0 | 0 | 0
PeakG | 0 | 0 | 0 | 0 | 0 | 0
PeakO | 0 | 0 | 0 | 0 | 0 | 0
ST | 0 | 0 | 0 | 0 | 0 | 0
STOG | 0 | 0 | 0 | 0 | 0 | 0
STWD | 0 | 0 | 0 | 0 | 0 | 0
WT | 0 | 0 | 0 | 0 | 0 | 0
IGCC | 0 | 0 | 0 | 0 | 0 | 0
DemandResponse | 0 | 0 | 0 | 0 | 0 | 0
IGCC-CCS | 0 | 0 | 0 | 0 | 0 | 0
WT_off | 0 | 0 | 0 | 0 | 0 | 0
PseudoUnit | 0 | 0 | 0 | 0 | 0 | 0
FixedInterchange | 0 | 0 | 0 | 0 | 0 | 0
Emission Cost by Reporting Type: SP15
ReportingType | 2015 | 2020 | 2025 | 2030 | 2035 | 2040
BM | 0 | 0 | 0 | 0 | 0 | 0
CC | 224.78 | 164.33 | 112.84 | 128.76 | 100.31 | 51.65
CSP | 0 | 0 | 0 | 0 | 0 | 0
CT | 0 | 0 | 0 | 0 | 0 | 0
Coal | 15.51 | 0 | 0 | 0 | 0 | 0
Geo | 0 | 0 | 0 | 0 | 0 | 0
H | 0 | 0 | 0 | 0 | 0 | 0
LFG | 0 | 0 | 0 | 0 | 0 | 0
Nuc | 0 | 0 | 0 | 0 | 0 | 0
PS | 0 | 0 | 0 | 0 | 0 | 0
PV | 0 | 0 | 0 | 0 | 0 | 0
PeakG | 0 | 0 | 0 | 0 | 0 | 0
PeakO | 0 | 0 | 0 | 0 | 0 | 0
ST | 0 | 0 | 0 | 0 | 0 | 0
STOG | 0.73 | 0.54 | 0 | 0 | 0 | 0
STWD | 0 | 0 | 0 | 0 | 0 | 0
WT | 0 | 0 | 0 | 0 | 0 | 0
IGCC | 0 | 0 | 0 | 0 | 0 | 0
DemandResponse | 0 | 0 | 0 | 0 | 0 | 0
IGCC-CCS | 0 | 0 | 0 | 0 | 0 | 0
WT_off | 0 | 0 | 0 | 0 | 0 | 0
PseudoUnit | 0 | 0 | 0 | 0 | 0 | 0
FixedInterchange | 0 | 0 | 0 | 0 | 0 | 0
Emission Cost by Reporting Type: ALB
ReportingType | 2015 | 2020 | 2025 | 2030 | 2035 | 2040
BM | 0 | 0 | 0 | 0 | 0 | 0
CC | 0 | 0 | 0 | 0 | 0 | 0
CSP | 0 | 0 | 0 | 0 | 0 | 0
CT | 0 | 0 | 0 | 0 | 0 | 0
Coal | 0 | 0 | 0 | 0 | 0 | 0
Geo | 0 | 0 | 0 | 0 | 0 | 0
H | 0 | 0 | 0 | 0 | 0 | 0
LFG | 0 | 0 | 0 | 0 | 0 | 0
Nuc | 0 | 0 | 0 | 0 | 0 | 0
PS | 0 | 0 | 0 | 0 | 0 | 0
PV | 0 | 0 | 0 | 0 | 0 | 0
PeakG | 0 | 0 | 0 | 0 | 0 | 0
PeakO | 0 | 0 | 0 | 0 | 0 | 0
ST | 0 | 0 | 0 | 0 | 0 | 0
STOG | 0 | 0 | 0 | 0 | 0 | 0
STWD | 0 | 0 | 0 | 0 | 0 | 0
WT | 0 | 0 | 0 | 0 | 0 | 0
IGCC | 0 | 0 | 0 | 0 | 0 | 0
DemandResponse | 0 | 0 | 0 | 0 | 0 | 0
IGCC-CCS | 0 | 0 | 0 | 0 | 0 | 0
WT_off | 0 | 0 | 0 | 0 | 0 | 0
PseudoUnit | 0 | 0 | 0 | 0 | 0 | 0
FixedInterchange | 0 | 0 | 0 | 0 | 0 | 0
Emission Cost by Reporting Type: BC
ReportingType | 2015 | 2020 | 2025 | 2030 | 2035 | 2040
BM | 0 | 0 | 0 | 0 | 0 | 0
CC | 0 | 0 | 0 | 0 | 0 | 0
CSP | 0 | 0 | 0 | 0 | 0 | 0
CT | 0 | 0 | 0 | 0 | 0 | 0
Coal | 0 | 0 | 0 | 0 | 0 | 0
Geo | 0 | 0 | 0 | 0 | 0 | 0
H | 0 | 0 | 0 | 0 | 0 | 0
LFG | 0 | 0 | 0 | 0 | 0 | 0
Nuc | 0 | 0 | 0 | 0 | 0 | 0
PS | 0 | 0 | 0 | 0 | 0 | 0
PV | 0 | 0 | 0 | 0 | 0 | 0
PeakG | 0 | 0 | 0 | 0 | 0 | 0
PeakO | 0 | 0 | 0 | 0 | 0 | 0
ST | 0 | 0 | 0 | 0 | 0 | 0
STOG | 0 | 0 | 0 | 0 | 0 | 0
STWD | 0 | 0 | 0 | 0 | 0 | 0
WT | 0 | 0 | 0 | 0 | 0 | 0
IGCC | 0 | 0 | 0 | 0 | 0 | 0
DemandResponse | 0 | 0 | 0 | 0 | 0 | 0
IGCC-CCS | 0 | 0 | 0 | 0 | 0 | 0
WT_off | 0 | 0 | 0 | 0 | 0 | 0
PseudoUnit | 0 | 0 | 0 | 0 | 0 | 0
FixedInterchange | 0 | 0 | 0 | 0 | 0 | 0
Emission Cost by Reporting Type: HQ_IESO
ReportingType | 2015 | 2020 | 2025 | 2030 | 2035 | 2040
BM | 0 | 0 | 0 | 0 | 0 | 0
CC | 0 | 0 | 0 | 0 | 0 | 0
CSP | 0 | 0 | 0 | 0 | 0 | 0
CT | 0 | 0 | 0 | 0 | 0 | 0
Coal | 0 | 0 | 0 | 0 | 0 | 0
Geo | 0 | 0 | 0 | 0 | 0 | 0
H | 0 | 0 | 0 | 0 | 0 | 0
LFG | 0 | 0 | 0 | 0 | 0 | 0
Nuc | 0 | 0 | 0 | 0 | 0 | 0
PS | 0 | 0 | 0 | 0 | 0 | 0
PV | 0 | 0 | 0 | 0 | 0 | 0
PeakG | 0 | 0 | 0 | 0 | 0 | 0
PeakO | 0 | 0 | 0 | 0 | 0 | 0
ST | 0 | 0 | 0 | 0 | 0 | 0
STOG | 0 | 0 | 0 | 0 | 0 | 0
STWD | 0 | 0 | 0 | 0 | 0 | 0
WT | 0 | 0 | 0 | 0 | 0 | 0
IGCC | 0 | 0 | 0 | 0 | 0 | 0
DemandResponse | 0 | 0 | 0 | 0 | 0 | 0
IGCC-CCS | 0 | 0 | 0 | 0 | 0 | 0
WT_off | 0 | 0 | 0 | 0 | 0 | 0
PseudoUnit | 0 | 0 | 0 | 0 | 0 | 0
FixedInterchange | 0 | 0 | 0 | 0 | 0 | 0
Emission Cost by Reporting Type: HQ_NEISO
ReportingType | 2015 | 2020 | 2025 | 2030 | 2035 | 2040
BM | 0 | 0 | 0 | 0 | 0 | 0
CC | 0 | 0 | 0 | 0 | 0 | 0
CSP | 0 | 0 | 0 | 0 | 0 | 0
CT | 0 | 0 | 0 | 0 | 0 | 0
Coal | 0 | 0 | 0 | 0 | 0 | 0
Geo | 0 | 0 | 0 | 0 | 0 | 0
H | 0 | 0 | 0 | 0 | 0 | 0
LFG | 0 | 0 | 0 | 0 | 0 | 0
Nuc | 0 | 0 | 0 | 0 | 0 | 0
PS | 0 | 0 | 0 | 0 | 0 | 0
PV | 0 | 0 | 0 | 0 | 0 | 0
PeakG | 0 | 0 | 0 | 0 | 0 | 0
PeakO | 0 | 0 | 0 | 0 | 0 | 0
ST | 0 | 0 | 0 | 0 | 0 | 0
STOG | 0 | 0 | 0 | 0 | 0 | 0
STWD | 0 | 0 | 0 | 0 | 0 | 0
WT | 0 | 0 | 0 | 0 | 0 | 0
IGCC | 0 | 0 | 0 | 0 | 0 | 0
DemandResponse | 0 | 0 | 0 | 0 | 0 | 0
IGCC-CCS | 0 | 0 | 0 | 0 | 0 | 0
WT_off | 0 | 0 | 0 | 0 | 0 | 0
PseudoUnit | 0 | 0 | 0 | 0 | 0 | 0
FixedInterchange | 0 | 0 | 0 | 0 | 0 | 0
Emission Cost by Reporting Type: HQ_NY
ReportingType | 2015 | 2020 | 2025 | 2030 | 2035 | 2040
BM | 0 | 0 | 0 | 0 | 0 | 0
CC | 0 | 0 | 0 | 0 | 0 | 0
CSP | 0 | 0 | 0 | 0 | 0 | 0
CT | 0 | 0 | 0 | 0 | 0 | 0
Coal | 0 | 0 | 0 | 0 | 0 | 0
Geo | 0 | 0 | 0 | 0 | 0 | 0
H | 0 | 0 | 0 | 0 | 0 | 0
LFG | 0 | 0 | 0 | 0 | 0 | 0
Nuc | 0 | 0 | 0 | 0 | 0 | 0
PS | 0 | 0 | 0 | 0 | 0 | 0
PV | 0 | 0 | 0 | 0 | 0 | 0
PeakG | 0 | 0 | 0 | 0 | 0 | 0
PeakO | 0 | 0 | 0 | 0 | 0 | 0
ST | 0 | 0 | 0 | 0 | 0 | 0
STOG | 0 | 0 | 0 | 0 | 0 | 0
STWD | 0 | 0 | 0 | 0 | 0 | 0
WT | 0 | 0 | 0 | 0 | 0 | 0
IGCC | 0 | 0 | 0 | 0 | 0 | 0
DemandResponse | 0 | 0 | 0 | 0 | 0 | 0
IGCC-CCS | 0 | 0 | 0 | 0 | 0 | 0
WT_off | 0 | 0 | 0 | 0 | 0 | 0
PseudoUnit | 0 | 0 | 0 | 0 | 0 | 0
FixedInterchange | 0 | 0 | 0 | 0 | 0 | 0
Emission Cost by Reporting Type: MARITIMES
ReportingType | 2015 | 2020 | 2025 | 2030 | 2035 | 2040
BM | 0 | 0 | 0 | 0 | 0 | 0
CC | 0 | 0 | 0 | 0 | 0 | 0
CSP | 0 | 0 | 0 | 0 | 0 | 0
CT | 0 | 0 | 0 | 0 | 0 | 0
Coal | 0 | 0 | 0 | 0 | 0 | 0
Geo | 0 | 0 | 0 | 0 | 0 | 0
H | 0 | 0 | 0 | 0 | 0 | 0
LFG | 0 | 0 | 0 | 0 | 0 | 0
Nuc | 0 | 0 | 0 | 0 | 0 | 0
PS | 0 | 0 | 0 | 0 | 0 | 0
PV | 0 | 0 | 0 | 0 | 0 | 0
PeakG | 0 | 0 | 0 | 0 | 0 | 0
PeakO | 0 | 0 | 0 | 0 | 0 | 0
ST | 0 | 0 | 0 | 0 | 0 | 0
STOG | 0 | 0 | 0 | 0 | 0 | 0
STWD | 0 | 0 | 0 | 0 | 0 | 0
WT | 0 | 0 | 0 | 0 | 0 | 0
IGCC | 0 | 0 | 0 | 0 | 0 | 0
DemandResponse | 0 | 0 | 0 | 0 | 0 | 0
IGCC-CCS | 0 | 0 | 0 | 0 | 0 | 0
WT_off | 0 | 0 | 0 | 0 | 0 | 0
PseudoUnit | 0 | 0 | 0 | 0 | 0 | 0
FixedInterchange | 0 | 0 | 0 | 0 | 0 | 0
Emission Cost by Reporting Type: All
ReportingType | 2015 | 2020 | 2025 | 2030 | 2035 | 2040
BM | 0 | 0 | 0 | 0 | 0 | 0
CC | 494 | 337.29 | 196.01 | 237.5 | 179.14 | 79.47
CSP | 0 | 0 | 0 | 0 | 0 | 0
CT | 0 | 0 | 0 | 0 | 0 | 0
Coal | 20.1 | 0 | 0 | 0 | 0 | 0
Geo | 0 | 0 | 0 | 0 | 0 | 0
H | 0 | 0 | 0 | 0 | 0 | 0
LFG | 0 | 0 | 0 | 0 | 0 | 0
Nuc | 0 | 0 | 0 | 0 | 0 | 0
PS | 0 | 0 | 0 | 0 | 0 | 0
PV | 0 | 0 | 0 | 0 | 0 | 0
PeakG | 0 | 0 | 0 | 0 | 0 | 0
PeakO | 0 | 0 | 0 | 0 | 0 | 0
ST | 0 | 0 | 0 | 0 | 0 | 0
STOG | 1.41 | 1.12 | 0.24 | 0.16 | 0 | 0
STWD | 0 | 0 | 0 | 0 | 0 | 0
WT | 0 | 0 | 0 | 0 | 0 | 0
IGCC | 0 | 0 | 0 | 0 | 0 | 0
DemandResponse | 0 | 0 | 0 | 0 | 0 | 0
IGCC-CCS | 0 | 0 | 0 | 0 | 0 | 0
WT_off | 0 | 0 | 0 | 0 | 0 | 0
PseudoUnit | 0 | 0 | 0 | 0 | 0 | 0
FixedInterchange | 0 | 0 | 0 | 0 | 0 | 0
Emission Cost by Reporting Type: EI_US
ReportingType | 2015 | 2020 | 2025 | 2030 | 2035 | 2040
BM | 0 | 0 | 0 | 0 | 0 | 0
CC | 0 | 0 | 0 | 0 | 0 | 0
CSP | 0 | 0 | 0 | 0 | 0 | 0
CT | 0 | 0 | 0 | 0 | 0 | 0
Coal | 0 | 0 | 0 | 0 | 0 | 0
Geo | 0 | 0 | 0 | 0 | 0 | 0
H | 0 | 0 | 0 | 0 | 0 | 0
LFG | 0 | 0 | 0 | 0 | 0 | 0
Nuc | 0 | 0 | 0 | 0 | 0 | 0
PS | 0 | 0 | 0 | 0 | 0 | 0
PV | 0 | 0 | 0 | 0 | 0 | 0
PeakG | 0 | 0 | 0 | 0 | 0 | 0
PeakO | 0 | 0 | 0 | 0 | 0 | 0
ST | 0 | 0 | 0 | 0 | 0 | 0
STOG | 0 | 0 | 0 | 0 | 0 | 0
STWD | 0 | 0 | 0 | 0 | 0 | 0
WT | 0 | 0 | 0 | 0 | 0 | 0
IGCC | 0 | 0 | 0 | 0 | 0 | 0
DemandResponse | 0 | 0 | 0 | 0 | 0 | 0
IGCC-CCS | 0 | 0 | 0 | 0 | 0 | 0
WT_off | 0 | 0 | 0 | 0 | 0 | 0
PseudoUnit | 0 | 0 | 0 | 0 | 0 | 0
FixedInterchange | 0 | 0 | 0 | 0 | 0 | 0
Emission Cost by Reporting Type: EI_Canada
ReportingType | 2015 | 2020 | 2025 | 2030 | 2035 | 2040
BM | 0 | 0 | 0 | 0 | 0 | 0
CC | 0 | 0 | 0 | 0 | 0 | 0
CSP | 0 | 0 | 0 | 0 | 0 | 0
CT | 0 | 0 | 0 | 0 | 0 | 0
Coal | 0 | 0 | 0 | 0 | 0 | 0
Geo | 0 | 0 | 0 | 0 | 0 | 0
H | 0 | 0 | 0 | 0 | 0 | 0
LFG | 0 | 0 | 0 | 0 | 0 | 0
Nuc | 0 | 0 | 0 | 0 | 0 | 0
PS | 0 | 0 | 0 | 0 | 0 | 0
PV | 0 | 0 | 0 | 0 | 0 | 0
PeakG | 0 | 0 | 0 | 0 | 0 | 0
PeakO | 0 | 0 | 0 | 0 | 0 | 0
ST | 0 | 0 | 0 | 0 | 0 | 0
STOG | 0 | 0 | 0 | 0 | 0 | 0
STWD | 0 | 0 | 0 | 0 | 0 | 0
WT | 0 | 0 | 0 | 0 | 0 | 0
IGCC | 0 | 0 | 0 | 0 | 0 | 0
DemandResponse | 0 | 0 | 0 | 0 | 0 | 0
IGCC-CCS | 0 | 0 | 0 | 0 | 0 | 0
WT_off | 0 | 0 | 0 | 0 | 0 | 0
PseudoUnit | 0 | 0 | 0 | 0 | 0 | 0
FixedInterchange | 0 | 0 | 0 | 0 | 0 | 0
Emission Cost by Reporting Type: EI
ReportingType | 2015 | 2020 | 2025 | 2030 | 2035 | 2040
BM | 0 | 0 | 0 | 0 | 0 | 0
CC | 0 | 0 | 0 | 0 | 0 | 0
CSP | 0 | 0 | 0 | 0 | 0 | 0
CT | 0 | 0 | 0 | 0 | 0 | 0
Coal | 0 | 0 | 0 | 0 | 0 | 0
Geo | 0 | 0 | 0 | 0 | 0 | 0
H | 0 | 0 | 0 | 0 | 0 | 0
LFG | 0 | 0 | 0 | 0 | 0 | 0
Nuc | 0 | 0 | 0 | 0 | 0 | 0
PS | 0 | 0 | 0 | 0 | 0 | 0
PV | 0 | 0 | 0 | 0 | 0 | 0
PeakG | 0 | 0 | 0 | 0 | 0 | 0
PeakO | 0 | 0 | 0 | 0 | 0 | 0
ST | 0 | 0 | 0 | 0 | 0 | 0
STOG | 0 | 0 | 0 | 0 | 0 | 0
STWD | 0 | 0 | 0 | 0 | 0 | 0
WT | 0 | 0 | 0 | 0 | 0 | 0
IGCC | 0 | 0 | 0 | 0 | 0 | 0
DemandResponse | 0 | 0 | 0 | 0 | 0 | 0
IGCC-CCS | 0 | 0 | 0 | 0 | 0 | 0
WT_off | 0 | 0 | 0 | 0 | 0 | 0
PseudoUnit | 0 | 0 | 0 | 0 | 0 | 0
FixedInterchange | 0 | 0 | 0 | 0 | 0 | 0
Emission Cost by Reporting Type: Outside_EI
ReportingType | 2015 | 2020 | 2025 | 2030 | 2035 | 2040
BM | 0 | 0 | 0 | 0 | 0 | 0
CC | 494 | 337.29 | 196.01 | 237.5 | 179.14 | 79.47
CSP | 0 | 0 | 0 | 0 | 0 | 0
CT | 0 | 0 | 0 | 0 | 0 | 0
Coal | 20.1 | 0 | 0 | 0 | 0 | 0
Geo | 0 | 0 | 0 | 0 | 0 | 0
H | 0 | 0 | 0 | 0 | 0 | 0
LFG | 0 | 0 | 0 | 0 | 0 | 0
Nuc | 0 | 0 | 0 | 0 | 0 | 0
PS | 0 | 0 | 0 | 0 | 0 | 0
PV | 0 | 0 | 0 | 0 | 0 | 0
PeakG | 0 | 0 | 0 | 0 | 0 | 0
PeakO | 0 | 0 | 0 | 0 | 0 | 0
ST | 0 | 0 | 0 | 0 | 0 | 0
STOG | 1.41 | 1.12 | 0.24 | 0.16 | 0 | 0
STWD | 0 | 0 | 0 | 0 | 0 | 0
WT | 0 | 0 | 0 | 0 | 0 | 0
IGCC | 0 | 0 | 0 | 0 | 0 | 0
DemandResponse | 0 | 0 | 0 | 0 | 0 | 0
IGCC-CCS | 0 | 0 | 0 | 0 | 0 | 0
WT_off | 0 | 0 | 0 | 0 | 0 | 0
PseudoUnit | 0 | 0 | 0 | 0 | 0 | 0
FixedInterchange | 0 | 0 | 0 | 0 | 0 | 0
==== Emission Program: RGGI : (CO2) ====
Emission Cost by Reporting Type: Entergy
ReportingType | 2015 | 2020 | 2025 | 2030 | 2035 | 2040
BM | 0 | 0 | 0 | 0 | 0 | 0
CC | 0 | 0 | 0 | 0 | 0 | 0
CSP | 0 | 0 | 0 | 0 | 0 | 0
CT | 0 | 0 | 0 | 0 | 0 | 0
Coal | 0 | 0 | 0 | 0 | 0 | 0
Geo | 0 | 0 | 0 | 0 | 0 | 0
H | 0 | 0 | 0 | 0 | 0 | 0
LFG | 0 | 0 | 0 | 0 | 0 | 0
Nuc | 0 | 0 | 0 | 0 | 0 | 0
PS | 0 | 0 | 0 | 0 | 0 | 0
PV | 0 | 0 | 0 | 0 | 0 | 0
PeakG | 0 | 0 | 0 | 0 | 0 | 0
PeakO | 0 | 0 | 0 | 0 | 0 | 0
ST | 0 | 0 | 0 | 0 | 0 | 0
STOG | 0 | 0 | 0 | 0 | 0 | 0
STWD | 0 | 0 | 0 | 0 | 0 | 0
WT | 0 | 0 | 0 | 0 | 0 | 0
IGCC | 0 | 0 | 0 | 0 | 0 | 0
DemandResponse | 0 | 0 | 0 | 0 | 0 | 0
IGCC-CCS | 0 | 0 | 0 | 0 | 0 | 0
WT_off | 0 | 0 | 0 | 0 | 0 | 0
PseudoUnit | 0 | 0 | 0 | 0 | 0 | 0
FixedInterchange | 0 | 0 | 0 | 0 | 0 | 0
Emission Cost by Reporting Type: FRCC
ReportingType | 2015 | 2020 | 2025 | 2030 | 2035 | 2040
BM | 0 | 0 | 0 | 0 | 0 | 0
CC | 0 | 0 | 0 | 0 | 0 | 0
CSP | 0 | 0 | 0 | 0 | 0 | 0
CT | 0 | 0 | 0 | 0 | 0 | 0
Coal | 0 | 0 | 0 | 0 | 0 | 0
Geo | 0 | 0 | 0 | 0 | 0 | 0
H | 0 | 0 | 0 | 0 | 0 | 0
LFG | 0 | 0 | 0 | 0 | 0 | 0
Nuc | 0 | 0 | 0 | 0 | 0 | 0
PS | 0 | 0 | 0 | 0 | 0 | 0
PV | 0 | 0 | 0 | 0 | 0 | 0
PeakG | 0 | 0 | 0 | 0 | 0 | 0
PeakO | 0 | 0 | 0 | 0 | 0 | 0
ST | 0 | 0 | 0 | 0 | 0 | 0
STOG | 0 | 0 | 0 | 0 | 0 | 0
STWD | 0 | 0 | 0 | 0 | 0 | 0
WT | 0 | 0 | 0 | 0 | 0 | 0
IGCC | 0 | 0 | 0 | 0 | 0 | 0
DemandResponse | 0 | 0 | 0 | 0 | 0 | 0
IGCC-CCS | 0 | 0 | 0 | 0 | 0 | 0
WT_off | 0 | 0 | 0 | 0 | 0 | 0
PseudoUnit | 0 | 0 | 0 | 0 | 0 | 0
FixedInterchange | 0 | 0 | 0 | 0 | 0 | 0
Emission Cost by Reporting Type: MAPP_US
ReportingType | 2015 | 2020 | 2025 | 2030 | 2035 | 2040
BM | 0 | 0 | 0 | 0 | 0 | 0
CC | 0 | 0 | 0 | 0 | 0 | 0
CSP | 0 | 0 | 0 | 0 | 0 | 0
CT | 0 | 0 | 0 | 0 | 0 | 0
Coal | 0 | 0 | 0 | 0 | 0 | 0
Geo | 0 | 0 | 0 | 0 | 0 | 0
H | 0 | 0 | 0 | 0 | 0 | 0
LFG | 0 | 0 | 0 | 0 | 0 | 0
Nuc | 0 | 0 | 0 | 0 | 0 | 0
PS | 0 | 0 | 0 | 0 | 0 | 0
PV | 0 | 0 | 0 | 0 | 0 | 0
PeakG | 0 | 0 | 0 | 0 | 0 | 0
PeakO | 0 | 0 | 0 | 0 | 0 | 0
ST | 0 | 0 | 0 | 0 | 0 | 0
STOG | 0 | 0 | 0 | 0 | 0 | 0
STWD | 0 | 0 | 0 | 0 | 0 | 0
WT | 0 | 0 | 0 | 0 | 0 | 0
IGCC | 0 | 0 | 0 | 0 | 0 | 0
DemandResponse | 0 | 0 | 0 | 0 | 0 | 0
IGCC-CCS | 0 | 0 | 0 | 0 | 0 | 0
WT_off | 0 | 0 | 0 | 0 | 0 | 0
PseudoUnit | 0 | 0 | 0 | 0 | 0 | 0
FixedInterchange | 0 | 0 | 0 | 0 | 0 | 0
Emission Cost by Reporting Type: MISO_IN
ReportingType | 2015 | 2020 | 2025 | 2030 | 2035 | 2040
BM | 0 | 0 | 0 | 0 | 0 | 0
CC | 0 | 0 | 0 | 0 | 0 | 0
CSP | 0 | 0 | 0 | 0 | 0 | 0
CT | 0 | 0 | 0 | 0 | 0 | 0
Coal | 0 | 0 | 0 | 0 | 0 | 0
Geo | 0 | 0 | 0 | 0 | 0 | 0
H | 0 | 0 | 0 | 0 | 0 | 0
LFG | 0 | 0 | 0 | 0 | 0 | 0
Nuc | 0 | 0 | 0 | 0 | 0 | 0
PS | 0 | 0 | 0 | 0 | 0 | 0
PV | 0 | 0 | 0 | 0 | 0 | 0
PeakG | 0 | 0 | 0 | 0 | 0 | 0
PeakO | 0 | 0 | 0 | 0 | 0 | 0
ST | 0 | 0 | 0 | 0 | 0 | 0
STOG | 0 | 0 | 0 | 0 | 0 | 0
STWD | 0 | 0 | 0 | 0 | 0 | 0
WT | 0 | 0 | 0 | 0 | 0 | 0
IGCC | 0 | 0 | 0 | 0 | 0 | 0
DemandResponse | 0 | 0 | 0 | 0 | 0 | 0
IGCC-CCS | 0 | 0 | 0 | 0 | 0 | 0
WT_off | 0 | 0 | 0 | 0 | 0 | 0
PseudoUnit | 0 | 0 | 0 | 0 | 0 | 0
FixedInterchange | 0 | 0 | 0 | 0 | 0 | 0
Emission Cost by Reporting Type: MISO_MI
ReportingType | 2015 | 2020 | 2025 | 2030 | 2035 | 2040
BM | 0 | 0 | 0 | 0 | 0 | 0
CC | 0 | 0 | 0 | 0 | 0 | 0
CSP | 0 | 0 | 0 | 0 | 0 | 0
CT | 0 | 0 | 0 | 0 | 0 | 0
Coal | 0 | 0 | 0 | 0 | 0 | 0
Geo | 0 | 0 | 0 | 0 | 0 | 0
H | 0 | 0 | 0 | 0 | 0 | 0
LFG | 0 | 0 | 0 | 0 | 0 | 0
Nuc | 0 | 0 | 0 | 0 | 0 | 0
PS | 0 | 0 | 0 | 0 | 0 | 0
PV | 0 | 0 | 0 | 0 | 0 | 0
PeakG | 0 | 0 | 0 | 0 | 0 | 0
PeakO | 0 | 0 | 0 | 0 | 0 | 0
ST | 0 | 0 | 0 | 0 | 0 | 0
STOG | 0 | 0 | 0 | 0 | 0 | 0
STWD | 0 | 0 | 0 | 0 | 0 | 0
WT | 0 | 0 | 0 | 0 | 0 | 0
IGCC | 0 | 0 | 0 | 0 | 0 | 0
DemandResponse | 0 | 0 | 0 | 0 | 0 | 0
IGCC-CCS | 0 | 0 | 0 | 0 | 0 | 0
WT_off | 0 | 0 | 0 | 0 | 0 | 0
PseudoUnit | 0 | 0 | 0 | 0 | 0 | 0
FixedInterchange | 0 | 0 | 0 | 0 | 0 | 0
Emission Cost by Reporting Type: MISO_MO-IL
ReportingType | 2015 | 2020 | 2025 | 2030 | 2035 | 2040
BM | 0 | 0 | 0 | 0 | 0 | 0
CC | 0 | 0 | 0 | 0 | 0 | 0
CSP | 0 | 0 | 0 | 0 | 0 | 0
CT | 0 | 0 | 0 | 0 | 0 | 0
Coal | 0 | 0 | 0 | 0 | 0 | 0
Geo | 0 | 0 | 0 | 0 | 0 | 0
H | 0 | 0 | 0 | 0 | 0 | 0
LFG | 0 | 0 | 0 | 0 | 0 | 0
Nuc | 0 | 0 | 0 | 0 | 0 | 0
PS | 0 | 0 | 0 | 0 | 0 | 0
PV | 0 | 0 | 0 | 0 | 0 | 0
PeakG | 0 | 0 | 0 | 0 | 0 | 0
PeakO | 0 | 0 | 0 | 0 | 0 | 0
ST | 0 | 0 | 0 | 0 | 0 | 0
STOG | 0 | 0 | 0 | 0 | 0 | 0
STWD | 0 | 0 | 0 | 0 | 0 | 0
WT | 0 | 0 | 0 | 0 | 0 | 0
IGCC | 0 | 0 | 0 | 0 | 0 | 0
DemandResponse | 0 | 0 | 0 | 0 | 0 | 0
IGCC-CCS | 0 | 0 | 0 | 0 | 0 | 0
WT_off | 0 | 0 | 0 | 0 | 0 | 0
PseudoUnit | 0 | 0 | 0 | 0 | 0 | 0
FixedInterchange | 0 | 0 | 0 | 0 | 0 | 0
Emission Cost by Reporting Type: MISO_W
ReportingType | 2015 | 2020 | 2025 | 2030 | 2035 | 2040
BM | 0 | 0 | 0 | 0 | 0 | 0
CC | 0 | 0 | 0 | 0 | 0 | 0
CSP | 0 | 0 | 0 | 0 | 0 | 0
CT | 0 | 0 | 0 | 0 | 0 | 0
Coal | 0 | 0 | 0 | 0 | 0 | 0
Geo | 0 | 0 | 0 | 0 | 0 | 0
H | 0 | 0 | 0 | 0 | 0 | 0
LFG | 0 | 0 | 0 | 0 | 0 | 0
Nuc | 0 | 0 | 0 | 0 | 0 | 0
PS | 0 | 0 | 0 | 0 | 0 | 0
PV | 0 | 0 | 0 | 0 | 0 | 0
PeakG | 0 | 0 | 0 | 0 | 0 | 0
PeakO | 0 | 0 | 0 | 0 | 0 | 0
ST | 0 | 0 | 0 | 0 | 0 | 0
STOG | 0 | 0 | 0 | 0 | 0 | 0
STWD | 0 | 0 | 0 | 0 | 0 | 0
WT | 0 | 0 | 0 | 0 | 0 | 0
IGCC | 0 | 0 | 0 | 0 | 0 | 0
DemandResponse | 0 | 0 | 0 | 0 | 0 | 0
IGCC-CCS | 0 | 0 | 0 | 0 | 0 | 0
WT_off | 0 | 0 | 0 | 0 | 0 | 0
PseudoUnit | 0 | 0 | 0 | 0 | 0 | 0
FixedInterchange | 0 | 0 | 0 | 0 | 0 | 0
Emission Cost by Reporting Type: MISO_WUMS
ReportingType | 2015 | 2020 | 2025 | 2030 | 2035 | 2040
BM | 0 | 0 | 0 | 0 | 0 | 0
CC | 0 | 0 | 0 | 0 | 0 | 0
CSP | 0 | 0 | 0 | 0 | 0 | 0
CT | 0 | 0 | 0 | 0 | 0 | 0
Coal | 0 | 0 | 0 | 0 | 0 | 0
Geo | 0 | 0 | 0 | 0 | 0 | 0
H | 0 | 0 | 0 | 0 | 0 | 0
LFG | 0 | 0 | 0 | 0 | 0 | 0
Nuc | 0 | 0 | 0 | 0 | 0 | 0
PS | 0 | 0 | 0 | 0 | 0 | 0
PV | 0 | 0 | 0 | 0 | 0 | 0
PeakG | 0 | 0 | 0 | 0 | 0 | 0
PeakO | 0 | 0 | 0 | 0 | 0 | 0
ST | 0 | 0 | 0 | 0 | 0 | 0
STOG | 0 | 0 | 0 | 0 | 0 | 0
STWD | 0 | 0 | 0 | 0 | 0 | 0
WT | 0 | 0 | 0 | 0 | 0 | 0
IGCC | 0 | 0 | 0 | 0 | 0 | 0
DemandResponse | 0 | 0 | 0 | 0 | 0 | 0
IGCC-CCS | 0 | 0 | 0 | 0 | 0 | 0
WT_off | 0 | 0 | 0 | 0 | 0 | 0
PseudoUnit | 0 | 0 | 0 | 0 | 0 | 0
FixedInterchange | 0 | 0 | 0 | 0 | 0 | 0
Emission Cost by Reporting Type: Nebraska
ReportingType | 2015 | 2020 | 2025 | 2030 | 2035 | 2040
BM | 0 | 0 | 0 | 0 | 0 | 0
CC | 0 | 0 | 0 | 0 | 0 | 0
CSP | 0 | 0 | 0 | 0 | 0 | 0
CT | 0 | 0 | 0 | 0 | 0 | 0
Coal | 0 | 0 | 0 | 0 | 0 | 0
Geo | 0 | 0 | 0 | 0 | 0 | 0
H | 0 | 0 | 0 | 0 | 0 | 0
LFG | 0 | 0 | 0 | 0 | 0 | 0
Nuc | 0 | 0 | 0 | 0 | 0 | 0
PS | 0 | 0 | 0 | 0 | 0 | 0
PV | 0 | 0 | 0 | 0 | 0 | 0
PeakG | 0 | 0 | 0 | 0 | 0 | 0
PeakO | 0 | 0 | 0 | 0 | 0 | 0
ST | 0 | 0 | 0 | 0 | 0 | 0
STOG | 0 | 0 | 0 | 0 | 0 | 0
STWD | 0 | 0 | 0 | 0 | 0 | 0
WT | 0 | 0 | 0 | 0 | 0 | 0
IGCC | 0 | 0 | 0 | 0 | 0 | 0
DemandResponse | 0 | 0 | 0 | 0 | 0 | 0
IGCC-CCS | 0 | 0 | 0 | 0 | 0 | 0
WT_off | 0 | 0 | 0 | 0 | 0 | 0
PseudoUnit | 0 | 0 | 0 | 0 | 0 | 0
FixedInterchange | 0 | 0 | 0 | 0 | 0 | 0
Emission Cost by Reporting Type: NEISO
ReportingType | 2015 | 2020 | 2025 | 2030 | 2035 | 2040
BM | 0 | 0 | 0 | 0 | 0 | 0
CC | 30.02 | 20.01 | 14.4 | 11.27 | 18.31 | 23.09
CSP | 0 | 0 | 0 | 0 | 0 | 0
CT | 0.01 | 0.01 | 0 | 0 | 0 | 0
Coal | 0.07 | 0 | 0 | 0 | 0 | 0
Geo | 0 | 0 | 0 | 0 | 0 | 0
H | 0 | 0 | 0 | 0 | 0 | 0
LFG | 0 | 0 | 0 | 0 | 0 | 0
Nuc | 0 | 0 | 0 | 0 | 0 | 0
PS | 0 | 0 | 0 | 0 | 0 | 0
PV | 0 | 0 | 0 | 0 | 0 | 0
PeakG | 0.04 | 0.04 | 0.03 | 0 | 0.04 | 0.04
PeakO | 0 | 0 | 0 | 0 | 0 | 0
ST | 0 | 0 | 0 | 0 | 0 | 0
STOG | 0 | 0 | 0 | 0 | 0 | 0
STWD | 0 | 0 | 0 | 0 | 0 | 0
WT | 0 | 0 | 0 | 0 | 0 | 0
IGCC | 0 | 0 | 0 | 0 | 0 | 0
DemandResponse | 0 | 0 | 0 | 0 | 0 | 0
IGCC-CCS | 0 | 0 | 0 | 0 | 0 | 0
WT_off | 0 | 0 | 0 | 0 | 0 | 0
PseudoUnit | 0 | 0 | 0 | 0 | 0 | 0
FixedInterchange | 0 | 0 | 0 | 0 | 0 | 0
Emission Cost by Reporting Type: NonRTO_Midwest
ReportingType | 2015 | 2020 | 2025 | 2030 | 2035 | 2040
BM | 0 | 0 | 0 | 0 | 0 | 0
CC | 0 | 0 | 0 | 0 | 0 | 0
CSP | 0 | 0 | 0 | 0 | 0 | 0
CT | 0 | 0 | 0 | 0 | 0 | 0
Coal | 0 | 0 | 0 | 0 | 0 | 0
Geo | 0 | 0 | 0 | 0 | 0 | 0
H | 0 | 0 | 0 | 0 | 0 | 0
LFG | 0 | 0 | 0 | 0 | 0 | 0
Nuc | 0 | 0 | 0 | 0 | 0 | 0
PS | 0 | 0 | 0 | 0 | 0 | 0
PV | 0 | 0 | 0 | 0 | 0 | 0
PeakG | 0 | 0 | 0 | 0 | 0 | 0
PeakO | 0 | 0 | 0 | 0 | 0 | 0
ST | 0 | 0 | 0 | 0 | 0 | 0
STOG | 0 | 0 | 0 | 0 | 0 | 0
STWD | 0 | 0 | 0 | 0 | 0 | 0
WT | 0 | 0 | 0 | 0 | 0 | 0
IGCC | 0 | 0 | 0 | 0 | 0 | 0
DemandResponse | 0 | 0 | 0 | 0 | 0 | 0
IGCC-CCS | 0 | 0 | 0 | 0 | 0 | 0
WT_off | 0 | 0 | 0 | 0 | 0 | 0
PseudoUnit | 0 | 0 | 0 | 0 | 0 | 0
FixedInterchange | 0 | 0 | 0 | 0 | 0 | 0
Emission Cost by Reporting Type: NYISO_A-F
ReportingType | 2015 | 2020 | 2025 | 2030 | 2035 | 2040
BM | 0 | 0 | 0 | 0 | 0 | 0
CC | 4.46 | 4.33 | 4.05 | 3.74 | 4.66 | 8.01
CSP | 0 | 0 | 0 | 0 | 0 | 0
CT | 0 | 0 | 0 | 0 | 0 | 0
Coal | 0 | 0 | 0 | 0 | 0 | 0
Geo | 0 | 0 | 0 | 0 | 0 | 0
H | 0 | 0 | 0 | 0 | 0 | 0
LFG | 0 | 0 | 0 | 0 | 0 | 0
Nuc | 0 | 0 | 0 | 0 | 0 | 0
PS | 0 | 0 | 0 | 0 | 0 | 0
PV | 0 | 0 | 0 | 0 | 0 | 0
PeakG | 0 | 0 | 0 | 0 | 0.01 | 0.02
PeakO | 0 | 0 | 0 | 0 | 0 | 0
ST | 0 | 0 | 0 | 0 | 0 | 0
STOG | 0 | 0 | 0 | 0 | 0 | 0
STWD | 0 | 0 | 0 | 0 | 0 | 0
WT | 0 | 0 | 0 | 0 | 0 | 0
IGCC | 0 | 0 | 0 | 0 | 0 | 0
DemandResponse | 0 | 0 | 0 | 0 | 0 | 0
IGCC-CCS | 0 | 0 | 0 | 0 | 0 | 0
WT_off | 0 | 0 | 0 | 0 | 0 | 0
PseudoUnit | 0 | 0 | 0 | 0 | 0 | 0
FixedInterchange | 0 | 0 | 0 | 0 | 0 | 0
Emission Cost by Reporting Type: NYISO_G-I
ReportingType | 2015 | 2020 | 2025 | 2030 | 2035 | 2040
BM | 0 | 0 | 0 | 0 | 0 | 0
CC | 4.89 | 4.8 | 4.1 | 3.85 | 7.2 | 16.84
CSP | 0 | 0 | 0 | 0 | 0 | 0
CT | 0 | 0 | 0 | 0 | 0 | 0
Coal | 0 | 0 | 0 | 0 | 0 | 0
Geo | 0 | 0 | 0 | 0 | 0 | 0
H | 0 | 0 | 0 | 0 | 0 | 0
LFG | 0 | 0 | 0 | 0 | 0 | 0
Nuc | 0 | 0 | 0 | 0 | 0 | 0
PS | 0 | 0 | 0 | 0 | 0 | 0
PV | 0 | 0 | 0 | 0 | 0 | 0
PeakG | 0 | 0 | 0 | 0 | 0 | 0
PeakO | 0 | 0 | 0 | 0 | 0 | 0
ST | 0 | 0 | 0 | 0 | 0 | 0
STOG | 0 | 0 | 0 | 0 | 0 | 0
STWD | 0 | 0 | 0 | 0 | 0 | 0
WT | 0 | 0 | 0 | 0 | 0 | 0
IGCC | 0 | 0 | 0 | 0 | 0 | 0
DemandResponse | 0 | 0 | 0 | 0 | 0 | 0
IGCC-CCS | 0 | 0 | 0 | 0 | 0 | 0
WT_off | 0 | 0 | 0 | 0 | 0 | 0
PseudoUnit | 0 | 0 | 0 | 0 | 0 | 0
FixedInterchange | 0 | 0 | 0 | 0 | 0 | 0
Emission Cost by Reporting Type: NYISO_J-K
ReportingType | 2015 | 2020 | 2025 | 2030 | 2035 | 2040
BM | 0 | 0 | 0 | 0 | 0 | 0
CC | 16.95 | 19.53 | 18.1 | 16.27 | 19.2 | 20.86
CSP | 0 | 0 | 0 | 0 | 0 | 0
CT | 0 | 0 | 0 | 0 | 0.04 | 0.04
Coal | 0 | 0 | 0 | 0 | 0 | 0
Geo | 0 | 0 | 0 | 0 | 0 | 0
H | 0 | 0 | 0 | 0 | 0 | 0
LFG | 0 | 0 | 0 | 0 | 0 | 0
Nuc | 0 | 0 | 0 | 0 | 0 | 0
PS | 0 | 0 | 0 | 0 | 0 | 0
PV | 0 | 0 | 0 | 0 | 0 | 0
PeakG | 0.09 | 0.26 | 0.28 | 0.25 | 0.38 | 0.25
PeakO | 0 | 0 | 0 | 0 | 0 | 0
ST | 0 | 0 | 0 | 0 | 0 | 0
STOG | 0.86 | 1.18 | 1.07 | 0.9 | 1.45 | 1.28
STWD | 0 | 0 | 0 | 0 | 0 | 0
WT | 0 | 0 | 0 | 0 | 0 | 0
IGCC | 0 | 0 | 0 | 0 | 0 | 0
DemandResponse | 0 | 0 | 0 | 0 | 0 | 0
IGCC-CCS | 0 | 0 | 0 | 0 | 0 | 0
WT_off | 0 | 0 | 0 | 0 | 0 | 0
PseudoUnit | 0 | 0 | 0 | 0 | 0 | 0
FixedInterchange | 0 | 0 | 0 | 0 | 0 | 0
Emission Cost by Reporting Type: PJM_E
ReportingType | 2015 | 2020 | 2025 | 2030 | 2035 | 2040
BM | 0 | 0 | 0 | 0 | 0 | 0
CC | 15.32 | 27.18 | 20.65 | 19.1 | 32.33 | 40.21
CSP | 0 | 0 | 0 | 0 | 0 | 0
CT | 0 | 0 | 0 | 0 | 0 | 0
Coal | 0.46 | 0.31 | 0.31 | 0.31 | 0.37 | 0.37
Geo | 0 | 0 | 0 | 0 | 0 | 0
H | 0 | 0 | 0 | 0 | 0 | 0
LFG | 0 | 0 | 0 | 0 | 0 | 0
Nuc | 0 | 0 | 0 | 0 | 0 | 0
PS | 0 | 0 | 0 | 0 | 0 | 0
PV | 0 | 0 | 0 | 0 | 0 | 0
PeakG | 0.1 | 0.1 | 0.58 | 0.58 | 1.11 | 1.13
PeakO | 0 | 0 | 0 | 0 | 0 | 0
ST | 0 | 0 | 0 | 0 | 0 | 0
STOG | 0 | 0 | 0 | 0 | 0 | 0
STWD | 0 | 0 | 0 | 0 | 0 | 0
WT | 0 | 0 | 0 | 0 | 0 | 0
IGCC | 0 | 0 | 0 | 0 | 0 | 0
DemandResponse | 0 | 0 | 0 | 0 | 0 | 0
IGCC-CCS | 0 | 0 | 0 | 0 | 0 | 0
WT_off | 0 | 0 | 0 | 0 | 0 | 0
PseudoUnit | 0 | 0 | 0 | 0 | 0 | 0
FixedInterchange | 0 | 0 | 0 | 0 | 0 | 0
Emission Cost by Reporting Type: PJM_ROM
ReportingType | 2015 | 2020 | 2025 | 2030 | 2035 | 2040
BM | 0 | 0 | 0 | 0 | 0 | 0
CC | 0.08 | 0.15 | 0.14 | 0.14 | 0.15 | 0.18
CSP | 0 | 0 | 0 | 0 | 0 | 0
CT | 0 | 0 | 0 | 0 | 0 | 0
Coal | 14.38 | 26.69 | 30.05 | 31.77 | 31.77 | 31.77
Geo | 0 | 0 | 0 | 0 | 0 | 0
H | 0 | 0 | 0 | 0 | 0 | 0
LFG | 0 | 0 | 0 | 0 | 0 | 0
Nuc | 0 | 0 | 0 | 0 | 0 | 0
PS | 0 | 0 | 0 | 0 | 0 | 0
PV | 0 | 0 | 0 | 0 | 0 | 0
PeakG | 0.02 | 0.06 | 0.06 | 0.06 | 0.37 | 0.37
PeakO | 0 | 0 | 0 | 0 | 0 | 0
ST | 0 | 0 | 0 | 0 | 0 | 0
STOG | 0 | 0 | 0 | 0 | 0 | 0
STWD | 0 | 0 | 0 | 0 | 0 | 0
WT | 0 | 0 | 0 | 0 | 0 | 0
IGCC | 0 | 0 | 0 | 0 | 0 | 0
DemandResponse | 0 | 0 | 0 | 0 | 0 | 0
IGCC-CCS | 0 | 0 | 0 | 0 | 0 | 0
WT_off | 0 | 0 | 0 | 0 | 0 | 0
PseudoUnit | 0 | 0 | 0 | 0 | 0 | 0
FixedInterchange | 0 | 0 | 0 | 0 | 0 | 0
Emission Cost by Reporting Type: PJM_ROR
ReportingType | 2015 | 2020 | 2025 | 2030 | 2035 | 2040
BM | 0 | 0 | 0 | 0 | 0 | 0
CC | 0 | 0 | 0 | 0 | 0 | 0
CSP | 0 | 0 | 0 | 0 | 0 | 0
CT | 0 | 0 | 0 | 0 | 0 | 0
Coal | 0 | 0 | 0 | 0 | 0 | 0
Geo | 0 | 0 | 0 | 0 | 0 | 0
H | 0 | 0 | 0 | 0 | 0 | 0
LFG | 0 | 0 | 0 | 0 | 0 | 0
Nuc | 0 | 0 | 0 | 0 | 0 | 0
PS | 0 | 0 | 0 | 0 | 0 | 0
PV | 0 | 0 | 0 | 0 | 0 | 0
PeakG | 0 | 0 | 0 | 0 | 0 | 0
PeakO | 0 | 0 | 0 | 0 | 0 | 0
ST | 0 | 0 | 0 | 0 | 0 | 0
STOG | 0 | 0 | 0 | 0 | 0 | 0
STWD | 0 | 0 | 0 | 0 | 0 | 0
WT | 0 | 0 | 0 | 0 | 0 | 0
IGCC | 0 | 0 | 0 | 0 | 0 | 0
DemandResponse | 0 | 0 | 0 | 0 | 0 | 0
IGCC-CCS | 0 | 0 | 0 | 0 | 0 | 0
WT_off | 0 | 0 | 0 | 0 | 0 | 0
PseudoUnit | 0 | 0 | 0 | 0 | 0 | 0
FixedInterchange | 0 | 0 | 0 | 0 | 0 | 0
Emission Cost by Reporting Type: SOCO
ReportingType | 2015 | 2020 | 2025 | 2030 | 2035 | 2040
BM | 0 | 0 | 0 | 0 | 0 | 0
CC | 0 | 0 | 0 | 0 | 0 | 0
CSP | 0 | 0 | 0 | 0 | 0 | 0
CT | 0 | 0 | 0 | 0 | 0 | 0
Coal | 0 | 0 | 0 | 0 | 0 | 0
Geo | 0 | 0 | 0 | 0 | 0 | 0
H | 0 | 0 | 0 | 0 | 0 | 0
LFG | 0 | 0 | 0 | 0 | 0 | 0
Nuc | 0 | 0 | 0 | 0 | 0 | 0
PS | 0 | 0 | 0 | 0 | 0 | 0
PV | 0 | 0 | 0 | 0 | 0 | 0
PeakG | 0 | 0 | 0 | 0 | 0 | 0
PeakO | 0 | 0 | 0 | 0 | 0 | 0
ST | 0 | 0 | 0 | 0 | 0 | 0
STOG | 0 | 0 | 0 | 0 | 0 | 0
STWD | 0 | 0 | 0 | 0 | 0 | 0
WT | 0 | 0 | 0 | 0 | 0 | 0
IGCC | 0 | 0 | 0 | 0 | 0 | 0
DemandResponse | 0 | 0 | 0 | 0 | 0 | 0
IGCC-CCS | 0 | 0 | 0 | 0 | 0 | 0
WT_off | 0 | 0 | 0 | 0 | 0 | 0
PseudoUnit | 0 | 0 | 0 | 0 | 0 | 0
FixedInterchange | 0 | 0 | 0 | 0 | 0 | 0
Emission Cost by Reporting Type: SPP_N
ReportingType | 2015 | 2020 | 2025 | 2030 | 2035 | 2040
BM | 0 | 0 | 0 | 0 | 0 | 0
CC | 0 | 0 | 0 | 0 | 0 | 0
CSP | 0 | 0 | 0 | 0 | 0 | 0
CT | 0 | 0 | 0 | 0 | 0 | 0
Coal | 0 | 0 | 0 | 0 | 0 | 0
Geo | 0 | 0 | 0 | 0 | 0 | 0
H | 0 | 0 | 0 | 0 | 0 | 0
LFG | 0 | 0 | 0 | 0 | 0 | 0
Nuc | 0 | 0 | 0 | 0 | 0 | 0
PS | 0 | 0 | 0 | 0 | 0 | 0
PV | 0 | 0 | 0 | 0 | 0 | 0
PeakG | 0 | 0 | 0 | 0 | 0 | 0
PeakO | 0 | 0 | 0 | 0 | 0 | 0
ST | 0 | 0 | 0 | 0 | 0 | 0
STOG | 0 | 0 | 0 | 0 | 0 | 0
STWD | 0 | 0 | 0 | 0 | 0 | 0
WT | 0 | 0 | 0 | 0 | 0 | 0
IGCC | 0 | 0 | 0 | 0 | 0 | 0
DemandResponse | 0 | 0 | 0 | 0 | 0 | 0
IGCC-CCS | 0 | 0 | 0 | 0 | 0 | 0
WT_off | 0 | 0 | 0 | 0 | 0 | 0
PseudoUnit | 0 | 0 | 0 | 0 | 0 | 0
FixedInterchange | 0 | 0 | 0 | 0 | 0 | 0
Emission Cost by Reporting Type: SPP_S
ReportingType | 2015 | 2020 | 2025 | 2030 | 2035 | 2040
BM | 0 | 0 | 0 | 0 | 0 | 0
CC | 0 | 0 | 0 | 0 | 0 | 0
CSP | 0 | 0 | 0 | 0 | 0 | 0
CT | 0 | 0 | 0 | 0 | 0 | 0
Coal | 0 | 0 | 0 | 0 | 0 | 0
Geo | 0 | 0 | 0 | 0 | 0 | 0
H | 0 | 0 | 0 | 0 | 0 | 0
LFG | 0 | 0 | 0 | 0 | 0 | 0
Nuc | 0 | 0 | 0 | 0 | 0 | 0
PS | 0 | 0 | 0 | 0 | 0 | 0
PV | 0 | 0 | 0 | 0 | 0 | 0
PeakG | 0 | 0 | 0 | 0 | 0 | 0
PeakO | 0 | 0 | 0 | 0 | 0 | 0
ST | 0 | 0 | 0 | 0 | 0 | 0
STOG | 0 | 0 | 0 | 0 | 0 | 0
STWD | 0 | 0 | 0 | 0 | 0 | 0
WT | 0 | 0 | 0 | 0 | 0 | 0
IGCC | 0 | 0 | 0 | 0 | 0 | 0
DemandResponse | 0 | 0 | 0 | 0 | 0 | 0
IGCC-CCS | 0 | 0 | 0 | 0 | 0 | 0
WT_off | 0 | 0 | 0 | 0 | 0 | 0
PseudoUnit | 0 | 0 | 0 | 0 | 0 | 0
FixedInterchange | 0 | 0 | 0 | 0 | 0 | 0
Emission Cost by Reporting Type: TVA
ReportingType | 2015 | 2020 | 2025 | 2030 | 2035 | 2040
BM | 0 | 0 | 0 | 0 | 0 | 0
CC | 0 | 0 | 0 | 0 | 0 | 0
CSP | 0 | 0 | 0 | 0 | 0 | 0
CT | 0 | 0 | 0 | 0 | 0 | 0
Coal | 0 | 0 | 0 | 0 | 0 | 0
Geo | 0 | 0 | 0 | 0 | 0 | 0
H | 0 | 0 | 0 | 0 | 0 | 0
LFG | 0 | 0 | 0 | 0 | 0 | 0
Nuc | 0 | 0 | 0 | 0 | 0 | 0
PS | 0 | 0 | 0 | 0 | 0 | 0
PV | 0 | 0 | 0 | 0 | 0 | 0
PeakG | 0 | 0 | 0 | 0 | 0 | 0
PeakO | 0 | 0 | 0 | 0 | 0 | 0
ST | 0 | 0 | 0 | 0 | 0 | 0
STOG | 0 | 0 | 0 | 0 | 0 | 0
STWD | 0 | 0 | 0 | 0 | 0 | 0
WT | 0 | 0 | 0 | 0 | 0 | 0
IGCC | 0 | 0 | 0 | 0 | 0 | 0
DemandResponse | 0 | 0 | 0 | 0 | 0 | 0
IGCC-CCS | 0 | 0 | 0 | 0 | 0 | 0
WT_off | 0 | 0 | 0 | 0 | 0 | 0
PseudoUnit | 0 | 0 | 0 | 0 | 0 | 0
FixedInterchange | 0 | 0 | 0 | 0 | 0 | 0
Emission Cost by Reporting Type: TVA_Transmission
ReportingType | 2015 | 2020 | 2025 | 2030 | 2035 | 2040
BM | 0 | 0 | 0 | 0 | 0 | 0
CC | 0 | 0 | 0 | 0 | 0 | 0
CSP | 0 | 0 | 0 | 0 | 0 | 0
CT | 0 | 0 | 0 | 0 | 0 | 0
Coal | 0 | 0 | 0 | 0 | 0 | 0
Geo | 0 | 0 | 0 | 0 | 0 | 0
H | 0 | 0 | 0 | 0 | 0 | 0
LFG | 0 | 0 | 0 | 0 | 0 | 0
Nuc | 0 | 0 | 0 | 0 | 0 | 0
PS | 0 | 0 | 0 | 0 | 0 | 0
PV | 0 | 0 | 0 | 0 | 0 | 0
PeakG | 0 | 0 | 0 | 0 | 0 | 0
PeakO | 0 | 0 | 0 | 0 | 0 | 0
ST | 0 | 0 | 0 | 0 | 0 | 0
STOG | 0 | 0 | 0 | 0 | 0 | 0
STWD | 0 | 0 | 0 | 0 | 0 | 0
WT | 0 | 0 | 0 | 0 | 0 | 0
IGCC | 0 | 0 | 0 | 0 | 0 | 0
DemandResponse | 0 | 0 | 0 | 0 | 0 | 0
IGCC-CCS | 0 | 0 | 0 | 0 | 0 | 0
WT_off | 0 | 0 | 0 | 0 | 0 | 0
PseudoUnit | 0 | 0 | 0 | 0 | 0 | 0
FixedInterchange | 0 | 0 | 0 | 0 | 0 | 0
Emission Cost by Reporting Type: VACAR
ReportingType | 2015 | 2020 | 2025 | 2030 | 2035 | 2040
BM | 0 | 0 | 0 | 0 | 0 | 0
CC | 0 | 0 | 0 | 0 | 0 | 0
CSP | 0 | 0 | 0 | 0 | 0 | 0
CT | 0 | 0 | 0 | 0 | 0 | 0
Coal | 0 | 0 | 0 | 0 | 0 | 0
Geo | 0 | 0 | 0 | 0 | 0 | 0
H | 0 | 0 | 0 | 0 | 0 | 0
LFG | 0 | 0 | 0 | 0 | 0 | 0
Nuc | 0 | 0 | 0 | 0 | 0 | 0
PS | 0 | 0 | 0 | 0 | 0 | 0
PV | 0 | 0 | 0 | 0 | 0 | 0
PeakG | 0 | 0 | 0 | 0 | 0 | 0
PeakO | 0 | 0 | 0 | 0 | 0 | 0
ST | 0 | 0 | 0 | 0 | 0 | 0
STOG | 0 | 0 | 0 | 0 | 0 | 0
STWD | 0 | 0 | 0 | 0 | 0 | 0
WT | 0 | 0 | 0 | 0 | 0 | 0
IGCC | 0 | 0 | 0 | 0 | 0 | 0
DemandResponse | 0 | 0 | 0 | 0 | 0 | 0
IGCC-CCS | 0 | 0 | 0 | 0 | 0 | 0
WT_off | 0 | 0 | 0 | 0 | 0 | 0
PseudoUnit | 0 | 0 | 0 | 0 | 0 | 0
FixedInterchange | 0 | 0 | 0 | 0 | 0 | 0
Emission Cost by Reporting Type: IESO
ReportingType | 2015 | 2020 | 2025 | 2030 | 2035 | 2040
BM | 0 | 0 | 0 | 0 | 0 | 0
CC | 0 | 0 | 0 | 0 | 0 | 0
CSP | 0 | 0 | 0 | 0 | 0 | 0
CT | 0 | 0 | 0 | 0 | 0 | 0
Coal | 0 | 0 | 0 | 0 | 0 | 0
Geo | 0 | 0 | 0 | 0 | 0 | 0
H | 0 | 0 | 0 | 0 | 0 | 0
LFG | 0 | 0 | 0 | 0 | 0 | 0
Nuc | 0 | 0 | 0 | 0 | 0 | 0
PS | 0 | 0 | 0 | 0 | 0 | 0
PV | 0 | 0 | 0 | 0 | 0 | 0
PeakG | 0 | 0 | 0 | 0 | 0 | 0
PeakO | 0 | 0 | 0 | 0 | 0 | 0
ST | 0 | 0 | 0 | 0 | 0 | 0
STOG | 0 | 0 | 0 | 0 | 0 | 0
STWD | 0 | 0 | 0 | 0 | 0 | 0
WT | 0 | 0 | 0 | 0 | 0 | 0
IGCC | 0 | 0 | 0 | 0 | 0 | 0
DemandResponse | 0 | 0 | 0 | 0 | 0 | 0
IGCC-CCS | 0 | 0 | 0 | 0 | 0 | 0
WT_off | 0 | 0 | 0 | 0 | 0 | 0
PseudoUnit | 0 | 0 | 0 | 0 | 0 | 0
FixedInterchange | 0 | 0 | 0 | 0 | 0 | 0
Emission Cost by Reporting Type: MAPP_CA
ReportingType | 2015 | 2020 | 2025 | 2030 | 2035 | 2040
BM | 0 | 0 | 0 | 0 | 0 | 0
CC | 0 | 0 | 0 | 0 | 0 | 0
CSP | 0 | 0 | 0 | 0 | 0 | 0
CT | 0 | 0 | 0 | 0 | 0 | 0
Coal | 0 | 0 | 0 | 0 | 0 | 0
Geo | 0 | 0 | 0 | 0 | 0 | 0
H | 0 | 0 | 0 | 0 | 0 | 0
LFG | 0 | 0 | 0 | 0 | 0 | 0
Nuc | 0 | 0 | 0 | 0 | 0 | 0
PS | 0 | 0 | 0 | 0 | 0 | 0
PV | 0 | 0 | 0 | 0 | 0 | 0
PeakG | 0 | 0 | 0 | 0 | 0 | 0
PeakO | 0 | 0 | 0 | 0 | 0 | 0
ST | 0 | 0 | 0 | 0 | 0 | 0
STOG | 0 | 0 | 0 | 0 | 0 | 0
STWD | 0 | 0 | 0 | 0 | 0 | 0
WT | 0 | 0 | 0 | 0 | 0 | 0
IGCC | 0 | 0 | 0 | 0 | 0 | 0
DemandResponse | 0 | 0 | 0 | 0 | 0 | 0
IGCC-CCS | 0 | 0 | 0 | 0 | 0 | 0
WT_off | 0 | 0 | 0 | 0 | 0 | 0
PseudoUnit | 0 | 0 | 0 | 0 | 0 | 0
FixedInterchange | 0 | 0 | 0 | 0 | 0 | 0
Emission Cost by Reporting Type: AZ_NM_SNV_Coal
ReportingType | 2015 | 2020 | 2025 | 2030 | 2035 | 2040
BM | 0 | 0 | 0 | 0 | 0 | 0
CC | 0 | 0 | 0 | 0 | 0 | 0
CSP | 0 | 0 | 0 | 0 | 0 | 0
CT | 0 | 0 | 0 | 0 | 0 | 0
Coal | 0 | 0 | 0 | 0 | 0 | 0
Geo | 0 | 0 | 0 | 0 | 0 | 0
H | 0 | 0 | 0 | 0 | 0 | 0
LFG | 0 | 0 | 0 | 0 | 0 | 0
Nuc | 0 | 0 | 0 | 0 | 0 | 0
PS | 0 | 0 | 0 | 0 | 0 | 0
PV | 0 | 0 | 0 | 0 | 0 | 0
PeakG | 0 | 0 | 0 | 0 | 0 | 0
PeakO | 0 | 0 | 0 | 0 | 0 | 0
ST | 0 | 0 | 0 | 0 | 0 | 0
STOG | 0 | 0 | 0 | 0 | 0 | 0
STWD | 0 | 0 | 0 | 0 | 0 | 0
WT | 0 | 0 | 0 | 0 | 0 | 0
IGCC | 0 | 0 | 0 | 0 | 0 | 0
DemandResponse | 0 | 0 | 0 | 0 | 0 | 0
IGCC-CCS | 0 | 0 | 0 | 0 | 0 | 0
WT_off | 0 | 0 | 0 | 0 | 0 | 0
PseudoUnit | 0 | 0 | 0 | 0 | 0 | 0
FixedInterchange | 0 | 0 | 0 | 0 | 0 | 0
Emission Cost by Reporting Type: AZ_NM_SNV_Gas
ReportingType | 2015 | 2020 | 2025 | 2030 | 2035 | 2040
BM | 0 | 0 | 0 | 0 | 0 | 0
CC | 0 | 0 | 0 | 0 | 0 | 0
CSP | 0 | 0 | 0 | 0 | 0 | 0
CT | 0 | 0 | 0 | 0 | 0 | 0
Coal | 0 | 0 | 0 | 0 | 0 | 0
Geo | 0 | 0 | 0 | 0 | 0 | 0
H | 0 | 0 | 0 | 0 | 0 | 0
LFG | 0 | 0 | 0 | 0 | 0 | 0
Nuc | 0 | 0 | 0 | 0 | 0 | 0
PS | 0 | 0 | 0 | 0 | 0 | 0
PV | 0 | 0 | 0 | 0 | 0 | 0
PeakG | 0 | 0 | 0 | 0 | 0 | 0
PeakO | 0 | 0 | 0 | 0 | 0 | 0
ST | 0 | 0 | 0 | 0 | 0 | 0
STOG | 0 | 0 | 0 | 0 | 0 | 0
STWD | 0 | 0 | 0 | 0 | 0 | 0
WT | 0 | 0 | 0 | 0 | 0 | 0
IGCC | 0 | 0 | 0 | 0 | 0 | 0
DemandResponse | 0 | 0 | 0 | 0 | 0 | 0
IGCC-CCS | 0 | 0 | 0 | 0 | 0 | 0
WT_off | 0 | 0 | 0 | 0 | 0 | 0
PseudoUnit | 0 | 0 | 0 | 0 | 0 | 0
FixedInterchange | 0 | 0 | 0 | 0 | 0 | 0
Emission Cost by Reporting Type: AZ_NM_SNV_NucRenew
ReportingType | 2015 | 2020 | 2025 | 2030 | 2035 | 2040
BM | 0 | 0 | 0 | 0 | 0 | 0
CC | 0 | 0 | 0 | 0 | 0 | 0
CSP | 0 | 0 | 0 | 0 | 0 | 0
CT | 0 | 0 | 0 | 0 | 0 | 0
Coal | 0 | 0 | 0 | 0 | 0 | 0
Geo | 0 | 0 | 0 | 0 | 0 | 0
H | 0 | 0 | 0 | 0 | 0 | 0
LFG | 0 | 0 | 0 | 0 | 0 | 0
Nuc | 0 | 0 | 0 | 0 | 0 | 0
PS | 0 | 0 | 0 | 0 | 0 | 0
PV | 0 | 0 | 0 | 0 | 0 | 0
PeakG | 0 | 0 | 0 | 0 | 0 | 0
PeakO | 0 | 0 | 0 | 0 | 0 | 0
ST | 0 | 0 | 0 | 0 | 0 | 0
STOG | 0 | 0 | 0 | 0 | 0 | 0
STWD | 0 | 0 | 0 | 0 | 0 | 0
WT | 0 | 0 | 0 | 0 | 0 | 0
IGCC | 0 | 0 | 0 | 0 | 0 | 0
DemandResponse | 0 | 0 | 0 | 0 | 0 | 0
IGCC-CCS | 0 | 0 | 0 | 0 | 0 | 0
WT_off | 0 | 0 | 0 | 0 | 0 | 0
PseudoUnit | 0 | 0 | 0 | 0 | 0 | 0
FixedInterchange | 0 | 0 | 0 | 0 | 0 | 0
Emission Cost by Reporting Type: ERCOT
ReportingType | 2015 | 2020 | 2025 | 2030 | 2035 | 2040
BM | 0 | 0 | 0 | 0 | 0 | 0
CC | 0 | 0 | 0 | 0 | 0 | 0
CSP | 0 | 0 | 0 | 0 | 0 | 0
CT | 0 | 0 | 0 | 0 | 0 | 0
Coal | 0 | 0 | 0 | 0 | 0 | 0
Geo | 0 | 0 | 0 | 0 | 0 | 0
H | 0 | 0 | 0 | 0 | 0 | 0
LFG | 0 | 0 | 0 | 0 | 0 | 0
Nuc | 0 | 0 | 0 | 0 | 0 | 0
PS | 0 | 0 | 0 | 0 | 0 | 0
PV | 0 | 0 | 0 | 0 | 0 | 0
PeakG | 0 | 0 | 0 | 0 | 0 | 0
PeakO | 0 | 0 | 0 | 0 | 0 | 0
ST | 0 | 0 | 0 | 0 | 0 | 0
STOG | 0 | 0 | 0 | 0 | 0 | 0
STWD | 0 | 0 | 0 | 0 | 0 | 0
WT | 0 | 0 | 0 | 0 | 0 | 0
IGCC | 0 | 0 | 0 | 0 | 0 | 0
DemandResponse | 0 | 0 | 0 | 0 | 0 | 0
IGCC-CCS | 0 | 0 | 0 | 0 | 0 | 0
WT_off | 0 | 0 | 0 | 0 | 0 | 0
PseudoUnit | 0 | 0 | 0 | 0 | 0 | 0
FixedInterchange | 0 | 0 | 0 | 0 | 0 | 0
Emission Cost by Reporting Type: NP15
ReportingType | 2015 | 2020 | 2025 | 2030 | 2035 | 2040
BM | 0 | 0 | 0 | 0 | 0 | 0
CC | 0 | 0 | 0 | 0 | 0 | 0
CSP | 0 | 0 | 0 | 0 | 0 | 0
CT | 0 | 0 | 0 | 0 | 0 | 0
Coal | 0 | 0 | 0 | 0 | 0 | 0
Geo | 0 | 0 | 0 | 0 | 0 | 0
H | 0 | 0 | 0 | 0 | 0 | 0
LFG | 0 | 0 | 0 | 0 | 0 | 0
Nuc | 0 | 0 | 0 | 0 | 0 | 0
PS | 0 | 0 | 0 | 0 | 0 | 0
PV | 0 | 0 | 0 | 0 | 0 | 0
PeakG | 0 | 0 | 0 | 0 | 0 | 0
PeakO | 0 | 0 | 0 | 0 | 0 | 0
ST | 0 | 0 | 0 | 0 | 0 | 0
STOG | 0 | 0 | 0 | 0 | 0 | 0
STWD | 0 | 0 | 0 | 0 | 0 | 0
WT | 0 | 0 | 0 | 0 | 0 | 0
IGCC | 0 | 0 | 0 | 0 | 0 | 0
DemandResponse | 0 | 0 | 0 | 0 | 0 | 0
IGCC-CCS | 0 | 0 | 0 | 0 | 0 | 0
WT_off | 0 | 0 | 0 | 0 | 0 | 0
PseudoUnit | 0 | 0 | 0 | 0 | 0 | 0
FixedInterchange | 0 | 0 | 0 | 0 | 0 | 0
Emission Cost by Reporting Type: NWPP_Coal
ReportingType | 2015 | 2020 | 2025 | 2030 | 2035 | 2040
BM | 0 | 0 | 0 | 0 | 0 | 0
CC | 0 | 0 | 0 | 0 | 0 | 0
CSP | 0 | 0 | 0 | 0 | 0 | 0
CT | 0 | 0 | 0 | 0 | 0 | 0
Coal | 0 | 0 | 0 | 0 | 0 | 0
Geo | 0 | 0 | 0 | 0 | 0 | 0
H | 0 | 0 | 0 | 0 | 0 | 0
LFG | 0 | 0 | 0 | 0 | 0 | 0
Nuc | 0 | 0 | 0 | 0 | 0 | 0
PS | 0 | 0 | 0 | 0 | 0 | 0
PV | 0 | 0 | 0 | 0 | 0 | 0
PeakG | 0 | 0 | 0 | 0 | 0 | 0
PeakO | 0 | 0 | 0 | 0 | 0 | 0
ST | 0 | 0 | 0 | 0 | 0 | 0
STOG | 0 | 0 | 0 | 0 | 0 | 0
STWD | 0 | 0 | 0 | 0 | 0 | 0
WT | 0 | 0 | 0 | 0 | 0 | 0
IGCC | 0 | 0 | 0 | 0 | 0 | 0
DemandResponse | 0 | 0 | 0 | 0 | 0 | 0
IGCC-CCS | 0 | 0 | 0 | 0 | 0 | 0
WT_off | 0 | 0 | 0 | 0 | 0 | 0
PseudoUnit | 0 | 0 | 0 | 0 | 0 | 0
FixedInterchange | 0 | 0 | 0 | 0 | 0 | 0
Emission Cost by Reporting Type: NWPP_Gas
ReportingType | 2015 | 2020 | 2025 | 2030 | 2035 | 2040
BM | 0 | 0 | 0 | 0 | 0 | 0
CC | 0 | 0 | 0 | 0 | 0 | 0
CSP | 0 | 0 | 0 | 0 | 0 | 0
CT | 0 | 0 | 0 | 0 | 0 | 0
Coal | 0 | 0 | 0 | 0 | 0 | 0
Geo | 0 | 0 | 0 | 0 | 0 | 0
H | 0 | 0 | 0 | 0 | 0 | 0
LFG | 0 | 0 | 0 | 0 | 0 | 0
Nuc | 0 | 0 | 0 | 0 | 0 | 0
PS | 0 | 0 | 0 | 0 | 0 | 0
PV | 0 | 0 | 0 | 0 | 0 | 0
PeakG | 0 | 0 | 0 | 0 | 0 | 0
PeakO | 0 | 0 | 0 | 0 | 0 | 0
ST | 0 | 0 | 0 | 0 | 0 | 0
STOG | 0 | 0 | 0 | 0 | 0 | 0
STWD | 0 | 0 | 0 | 0 | 0 | 0
WT | 0 | 0 | 0 | 0 | 0 | 0
IGCC | 0 | 0 | 0 | 0 | 0 | 0
DemandResponse | 0 | 0 | 0 | 0 | 0 | 0
IGCC-CCS | 0 | 0 | 0 | 0 | 0 | 0
WT_off | 0 | 0 | 0 | 0 | 0 | 0
PseudoUnit | 0 | 0 | 0 | 0 | 0 | 0
FixedInterchange | 0 | 0 | 0 | 0 | 0 | 0
Emission Cost by Reporting Type: NWPP_NucRenew
ReportingType | 2015 | 2020 | 2025 | 2030 | 2035 | 2040
BM | 0 | 0 | 0 | 0 | 0 | 0
CC | 0 | 0 | 0 | 0 | 0 | 0
CSP | 0 | 0 | 0 | 0 | 0 | 0
CT | 0 | 0 | 0 | 0 | 0 | 0
Coal | 0 | 0 | 0 | 0 | 0 | 0
Geo | 0 | 0 | 0 | 0 | 0 | 0
H | 0 | 0 | 0 | 0 | 0 | 0
LFG | 0 | 0 | 0 | 0 | 0 | 0
Nuc | 0 | 0 | 0 | 0 | 0 | 0
PS | 0 | 0 | 0 | 0 | 0 | 0
PV | 0 | 0 | 0 | 0 | 0 | 0
PeakG | 0 | 0 | 0 | 0 | 0 | 0
PeakO | 0 | 0 | 0 | 0 | 0 | 0
ST | 0 | 0 | 0 | 0 | 0 | 0
STOG | 0 | 0 | 0 | 0 | 0 | 0
STWD | 0 | 0 | 0 | 0 | 0 | 0
WT | 0 | 0 | 0 | 0 | 0 | 0
IGCC | 0 | 0 | 0 | 0 | 0 | 0
DemandResponse | 0 | 0 | 0 | 0 | 0 | 0
IGCC-CCS | 0 | 0 | 0 | 0 | 0 | 0
WT_off | 0 | 0 | 0 | 0 | 0 | 0
PseudoUnit | 0 | 0 | 0 | 0 | 0 | 0
FixedInterchange | 0 | 0 | 0 | 0 | 0 | 0
Emission Cost by Reporting Type: RMPA
ReportingType | 2015 | 2020 | 2025 | 2030 | 2035 | 2040
BM | 0 | 0 | 0 | 0 | 0 | 0
CC | 0 | 0 | 0 | 0 | 0 | 0
CSP | 0 | 0 | 0 | 0 | 0 | 0
CT | 0 | 0 | 0 | 0 | 0 | 0
Coal | 0 | 0 | 0 | 0 | 0 | 0
Geo | 0 | 0 | 0 | 0 | 0 | 0
H | 0 | 0 | 0 | 0 | 0 | 0
LFG | 0 | 0 | 0 | 0 | 0 | 0
Nuc | 0 | 0 | 0 | 0 | 0 | 0
PS | 0 | 0 | 0 | 0 | 0 | 0
PV | 0 | 0 | 0 | 0 | 0 | 0
PeakG | 0 | 0 | 0 | 0 | 0 | 0
PeakO | 0 | 0 | 0 | 0 | 0 | 0
ST | 0 | 0 | 0 | 0 | 0 | 0
STOG | 0 | 0 | 0 | 0 | 0 | 0
STWD | 0 | 0 | 0 | 0 | 0 | 0
WT | 0 | 0 | 0 | 0 | 0 | 0
IGCC | 0 | 0 | 0 | 0 | 0 | 0
DemandResponse | 0 | 0 | 0 | 0 | 0 | 0
IGCC-CCS | 0 | 0 | 0 | 0 | 0 | 0
WT_off | 0 | 0 | 0 | 0 | 0 | 0
PseudoUnit | 0 | 0 | 0 | 0 | 0 | 0
FixedInterchange | 0 | 0 | 0 | 0 | 0 | 0
Emission Cost by Reporting Type: SP15
ReportingType | 2015 | 2020 | 2025 | 2030 | 2035 | 2040
BM | 0 | 0 | 0 | 0 | 0 | 0
CC | 0 | 0 | 0 | 0 | 0 | 0
CSP | 0 | 0 | 0 | 0 | 0 | 0
CT | 0 | 0 | 0 | 0 | 0 | 0
Coal | 0 | 0 | 0 | 0 | 0 | 0
Geo | 0 | 0 | 0 | 0 | 0 | 0
H | 0 | 0 | 0 | 0 | 0 | 0
LFG | 0 | 0 | 0 | 0 | 0 | 0
Nuc | 0 | 0 | 0 | 0 | 0 | 0
PS | 0 | 0 | 0 | 0 | 0 | 0
PV | 0 | 0 | 0 | 0 | 0 | 0
PeakG | 0 | 0 | 0 | 0 | 0 | 0
PeakO | 0 | 0 | 0 | 0 | 0 | 0
ST | 0 | 0 | 0 | 0 | 0 | 0
STOG | 0 | 0 | 0 | 0 | 0 | 0
STWD | 0 | 0 | 0 | 0 | 0 | 0
WT | 0 | 0 | 0 | 0 | 0 | 0
IGCC | 0 | 0 | 0 | 0 | 0 | 0
DemandResponse | 0 | 0 | 0 | 0 | 0 | 0
IGCC-CCS | 0 | 0 | 0 | 0 | 0 | 0
WT_off | 0 | 0 | 0 | 0 | 0 | 0
PseudoUnit | 0 | 0 | 0 | 0 | 0 | 0
FixedInterchange | 0 | 0 | 0 | 0 | 0 | 0
Emission Cost by Reporting Type: ALB
ReportingType | 2015 | 2020 | 2025 | 2030 | 2035 | 2040
BM | 0 | 0 | 0 | 0 | 0 | 0
CC | 0 | 0 | 0 | 0 | 0 | 0
CSP | 0 | 0 | 0 | 0 | 0 | 0
CT | 0 | 0 | 0 | 0 | 0 | 0
Coal | 0 | 0 | 0 | 0 | 0 | 0
Geo | 0 | 0 | 0 | 0 | 0 | 0
H | 0 | 0 | 0 | 0 | 0 | 0
LFG | 0 | 0 | 0 | 0 | 0 | 0
Nuc | 0 | 0 | 0 | 0 | 0 | 0
PS | 0 | 0 | 0 | 0 | 0 | 0
PV | 0 | 0 | 0 | 0 | 0 | 0
PeakG | 0 | 0 | 0 | 0 | 0 | 0
PeakO | 0 | 0 | 0 | 0 | 0 | 0
ST | 0 | 0 | 0 | 0 | 0 | 0
STOG | 0 | 0 | 0 | 0 | 0 | 0
STWD | 0 | 0 | 0 | 0 | 0 | 0
WT | 0 | 0 | 0 | 0 | 0 | 0
IGCC | 0 | 0 | 0 | 0 | 0 | 0
DemandResponse | 0 | 0 | 0 | 0 | 0 | 0
IGCC-CCS | 0 | 0 | 0 | 0 | 0 | 0
WT_off | 0 | 0 | 0 | 0 | 0 | 0
PseudoUnit | 0 | 0 | 0 | 0 | 0 | 0
FixedInterchange | 0 | 0 | 0 | 0 | 0 | 0
Emission Cost by Reporting Type: BC
ReportingType | 2015 | 2020 | 2025 | 2030 | 2035 | 2040
BM | 0 | 0 | 0 | 0 | 0 | 0
CC | 0 | 0 | 0 | 0 | 0 | 0
CSP | 0 | 0 | 0 | 0 | 0 | 0
CT | 0 | 0 | 0 | 0 | 0 | 0
Coal | 0 | 0 | 0 | 0 | 0 | 0
Geo | 0 | 0 | 0 | 0 | 0 | 0
H | 0 | 0 | 0 | 0 | 0 | 0
LFG | 0 | 0 | 0 | 0 | 0 | 0
Nuc | 0 | 0 | 0 | 0 | 0 | 0
PS | 0 | 0 | 0 | 0 | 0 | 0
PV | 0 | 0 | 0 | 0 | 0 | 0
PeakG | 0 | 0 | 0 | 0 | 0 | 0
PeakO | 0 | 0 | 0 | 0 | 0 | 0
ST | 0 | 0 | 0 | 0 | 0 | 0
STOG | 0 | 0 | 0 | 0 | 0 | 0
STWD | 0 | 0 | 0 | 0 | 0 | 0
WT | 0 | 0 | 0 | 0 | 0 | 0
IGCC | 0 | 0 | 0 | 0 | 0 | 0
DemandResponse | 0 | 0 | 0 | 0 | 0 | 0
IGCC-CCS | 0 | 0 | 0 | 0 | 0 | 0
WT_off | 0 | 0 | 0 | 0 | 0 | 0
PseudoUnit | 0 | 0 | 0 | 0 | 0 | 0
FixedInterchange | 0 | 0 | 0 | 0 | 0 | 0
Emission Cost by Reporting Type: HQ_IESO
ReportingType | 2015 | 2020 | 2025 | 2030 | 2035 | 2040
BM | 0 | 0 | 0 | 0 | 0 | 0
CC | 0 | 0 | 0 | 0 | 0 | 0
CSP | 0 | 0 | 0 | 0 | 0 | 0
CT | 0 | 0 | 0 | 0 | 0 | 0
Coal | 0 | 0 | 0 | 0 | 0 | 0
Geo | 0 | 0 | 0 | 0 | 0 | 0
H | 0 | 0 | 0 | 0 | 0 | 0
LFG | 0 | 0 | 0 | 0 | 0 | 0
Nuc | 0 | 0 | 0 | 0 | 0 | 0
PS | 0 | 0 | 0 | 0 | 0 | 0
PV | 0 | 0 | 0 | 0 | 0 | 0
PeakG | 0 | 0 | 0 | 0 | 0 | 0
PeakO | 0 | 0 | 0 | 0 | 0 | 0
ST | 0 | 0 | 0 | 0 | 0 | 0
STOG | 0 | 0 | 0 | 0 | 0 | 0
STWD | 0 | 0 | 0 | 0 | 0 | 0
WT | 0 | 0 | 0 | 0 | 0 | 0
IGCC | 0 | 0 | 0 | 0 | 0 | 0
DemandResponse | 0 | 0 | 0 | 0 | 0 | 0
IGCC-CCS | 0 | 0 | 0 | 0 | 0 | 0
WT_off | 0 | 0 | 0 | 0 | 0 | 0
PseudoUnit | 0 | 0 | 0 | 0 | 0 | 0
FixedInterchange | 0 | 0 | 0 | 0 | 0 | 0
Emission Cost by Reporting Type: HQ_NEISO
ReportingType | 2015 | 2020 | 2025 | 2030 | 2035 | 2040
BM | 0 | 0 | 0 | 0 | 0 | 0
CC | 0 | 0 | 0 | 0 | 0 | 0
CSP | 0 | 0 | 0 | 0 | 0 | 0
CT | 0 | 0 | 0 | 0 | 0 | 0
Coal | 0 | 0 | 0 | 0 | 0 | 0
Geo | 0 | 0 | 0 | 0 | 0 | 0
H | 0 | 0 | 0 | 0 | 0 | 0
LFG | 0 | 0 | 0 | 0 | 0 | 0
Nuc | 0 | 0 | 0 | 0 | 0 | 0
PS | 0 | 0 | 0 | 0 | 0 | 0
PV | 0 | 0 | 0 | 0 | 0 | 0
PeakG | 0 | 0 | 0 | 0 | 0 | 0
PeakO | 0 | 0 | 0 | 0 | 0 | 0
ST | 0 | 0 | 0 | 0 | 0 | 0
STOG | 0 | 0 | 0 | 0 | 0 | 0
STWD | 0 | 0 | 0 | 0 | 0 | 0
WT | 0 | 0 | 0 | 0 | 0 | 0
IGCC | 0 | 0 | 0 | 0 | 0 | 0
DemandResponse | 0 | 0 | 0 | 0 | 0 | 0
IGCC-CCS | 0 | 0 | 0 | 0 | 0 | 0
WT_off | 0 | 0 | 0 | 0 | 0 | 0
PseudoUnit | 0 | 0 | 0 | 0 | 0 | 0
FixedInterchange | 0 | 0 | 0 | 0 | 0 | 0
Emission Cost by Reporting Type: HQ_NY
ReportingType | 2015 | 2020 | 2025 | 2030 | 2035 | 2040
BM | 0 | 0 | 0 | 0 | 0 | 0
CC | 0 | 0 | 0 | 0 | 0 | 0
CSP | 0 | 0 | 0 | 0 | 0 | 0
CT | 0 | 0 | 0 | 0 | 0 | 0
Coal | 0 | 0 | 0 | 0 | 0 | 0
Geo | 0 | 0 | 0 | 0 | 0 | 0
H | 0 | 0 | 0 | 0 | 0 | 0
LFG | 0 | 0 | 0 | 0 | 0 | 0
Nuc | 0 | 0 | 0 | 0 | 0 | 0
PS | 0 | 0 | 0 | 0 | 0 | 0
PV | 0 | 0 | 0 | 0 | 0 | 0
PeakG | 0 | 0 | 0 | 0 | 0 | 0
PeakO | 0 | 0 | 0 | 0 | 0 | 0
ST | 0 | 0 | 0 | 0 | 0 | 0
STOG | 0 | 0 | 0 | 0 | 0 | 0
STWD | 0 | 0 | 0 | 0 | 0 | 0
WT | 0 | 0 | 0 | 0 | 0 | 0
IGCC | 0 | 0 | 0 | 0 | 0 | 0
DemandResponse | 0 | 0 | 0 | 0 | 0 | 0
IGCC-CCS | 0 | 0 | 0 | 0 | 0 | 0
WT_off | 0 | 0 | 0 | 0 | 0 | 0
PseudoUnit | 0 | 0 | 0 | 0 | 0 | 0
FixedInterchange | 0 | 0 | 0 | 0 | 0 | 0
Emission Cost by Reporting Type: MARITIMES
ReportingType | 2015 | 2020 | 2025 | 2030 | 2035 | 2040
BM | 0 | 0 | 0 | 0 | 0 | 0
CC | 0 | 0 | 0 | 0 | 0 | 0
CSP | 0 | 0 | 0 | 0 | 0 | 0
CT | 0 | 0 | 0 | 0 | 0 | 0
Coal | 0 | 0 | 0 | 0 | 0 | 0
Geo | 0 | 0 | 0 | 0 | 0 | 0
H | 0 | 0 | 0 | 0 | 0 | 0
LFG | 0 | 0 | 0 | 0 | 0 | 0
Nuc | 0 | 0 | 0 | 0 | 0 | 0
PS | 0 | 0 | 0 | 0 | 0 | 0
PV | 0 | 0 | 0 | 0 | 0 | 0
PeakG | 0 | 0 | 0 | 0 | 0 | 0
PeakO | 0 | 0 | 0 | 0 | 0 | 0
ST | 0 | 0 | 0 | 0 | 0 | 0
STOG | 0 | 0 | 0 | 0 | 0 | 0
STWD | 0 | 0 | 0 | 0 | 0 | 0
WT | 0 | 0 | 0 | 0 | 0 | 0
IGCC | 0 | 0 | 0 | 0 | 0 | 0
DemandResponse | 0 | 0 | 0 | 0 | 0 | 0
IGCC-CCS | 0 | 0 | 0 | 0 | 0 | 0
WT_off | 0 | 0 | 0 | 0 | 0 | 0
PseudoUnit | 0 | 0 | 0 | 0 | 0 | 0
FixedInterchange | 0 | 0 | 0 | 0 | 0 | 0
Emission Cost by Reporting Type: All
ReportingType | 2015 | 2020 | 2025 | 2030 | 2035 | 2040
BM | 0 | 0 | 0 | 0 | 0 | 0
CC | 71.72 | 76 | 61.45 | 54.37 | 81.85 | 109.2
CSP | 0 | 0 | 0 | 0 | 0 | 0
CT | 0.01 | 0.01 | 0 | 0 | 0.04 | 0.04
Coal | 14.92 | 27 | 30.36 | 32.08 | 32.14 | 32.14
Geo | 0 | 0 | 0 | 0 | 0 | 0
H | 0 | 0 | 0 | 0 | 0 | 0
LFG | 0 | 0 | 0 | 0 | 0 | 0
Nuc | 0 | 0 | 0 | 0 | 0 | 0
PS | 0 | 0 | 0 | 0 | 0 | 0
PV | 0 | 0 | 0 | 0 | 0 | 0
PeakG | 0.24 | 0.47 | 0.95 | 0.89 | 1.91 | 1.81
PeakO | 0 | 0 | 0 | 0 | 0 | 0
ST | 0 | 0 | 0 | 0 | 0 | 0
STOG | 0.86 | 1.18 | 1.07 | 0.9 | 1.45 | 1.28
STWD | 0 | 0 | 0 | 0 | 0 | 0
WT | 0 | 0 | 0 | 0 | 0 | 0
IGCC | 0 | 0 | 0 | 0 | 0 | 0
DemandResponse | 0 | 0 | 0 | 0 | 0 | 0
IGCC-CCS | 0 | 0 | 0 | 0 | 0 | 0
WT_off | 0 | 0 | 0 | 0 | 0 | 0
PseudoUnit | 0 | 0 | 0 | 0 | 0 | 0
FixedInterchange | 0 | 0 | 0 | 0 | 0 | 0
Emission Cost by Reporting Type: EI_US
ReportingType | 2015 | 2020 | 2025 | 2030 | 2035 | 2040
BM | 0 | 0 | 0 | 0 | 0 | 0
CC | 71.72 | 76 | 61.45 | 54.37 | 81.85 | 109.2
CSP | 0 | 0 | 0 | 0 | 0 | 0
CT | 0.01 | 0.01 | 0 | 0 | 0.04 | 0.04
Coal | 14.92 | 27 | 30.36 | 32.08 | 32.14 | 32.14
Geo | 0 | 0 | 0 | 0 | 0 | 0
H | 0 | 0 | 0 | 0 | 0 | 0
LFG | 0 | 0 | 0 | 0 | 0 | 0
Nuc | 0 | 0 | 0 | 0 | 0 | 0
PS | 0 | 0 | 0 | 0 | 0 | 0
PV | 0 | 0 | 0 | 0 | 0 | 0
PeakG | 0.24 | 0.47 | 0.95 | 0.89 | 1.91 | 1.81
PeakO | 0 | 0 | 0 | 0 | 0 | 0
ST | 0 | 0 | 0 | 0 | 0 | 0
STOG | 0.86 | 1.18 | 1.07 | 0.9 | 1.45 | 1.28
STWD | 0 | 0 | 0 | 0 | 0 | 0
WT | 0 | 0 | 0 | 0 | 0 | 0
IGCC | 0 | 0 | 0 | 0 | 0 | 0
DemandResponse | 0 | 0 | 0 | 0 | 0 | 0
IGCC-CCS | 0 | 0 | 0 | 0 | 0 | 0
WT_off | 0 | 0 | 0 | 0 | 0 | 0
PseudoUnit | 0 | 0 | 0 | 0 | 0 | 0
FixedInterchange | 0 | 0 | 0 | 0 | 0 | 0
Emission Cost by Reporting Type: EI_Canada
ReportingType | 2015 | 2020 | 2025 | 2030 | 2035 | 2040
BM | 0 | 0 | 0 | 0 | 0 | 0
CC | 0 | 0 | 0 | 0 | 0 | 0
CSP | 0 | 0 | 0 | 0 | 0 | 0
CT | 0 | 0 | 0 | 0 | 0 | 0
Coal | 0 | 0 | 0 | 0 | 0 | 0
Geo | 0 | 0 | 0 | 0 | 0 | 0
H | 0 | 0 | 0 | 0 | 0 | 0
LFG | 0 | 0 | 0 | 0 | 0 | 0
Nuc | 0 | 0 | 0 | 0 | 0 | 0
PS | 0 | 0 | 0 | 0 | 0 | 0
PV | 0 | 0 | 0 | 0 | 0 | 0
PeakG | 0 | 0 | 0 | 0 | 0 | 0
PeakO | 0 | 0 | 0 | 0 | 0 | 0
ST | 0 | 0 | 0 | 0 | 0 | 0
STOG | 0 | 0 | 0 | 0 | 0 | 0
STWD | 0 | 0 | 0 | 0 | 0 | 0
WT | 0 | 0 | 0 | 0 | 0 | 0
IGCC | 0 | 0 | 0 | 0 | 0 | 0
DemandResponse | 0 | 0 | 0 | 0 | 0 | 0
IGCC-CCS | 0 | 0 | 0 | 0 | 0 | 0
WT_off | 0 | 0 | 0 | 0 | 0 | 0
PseudoUnit | 0 | 0 | 0 | 0 | 0 | 0
FixedInterchange | 0 | 0 | 0 | 0 | 0 | 0
Emission Cost by Reporting Type: EI
ReportingType | 2015 | 2020 | 2025 | 2030 | 2035 | 2040
BM | 0 | 0 | 0 | 0 | 0 | 0
CC | 71.72 | 76 | 61.45 | 54.37 | 81.85 | 109.2
CSP | 0 | 0 | 0 | 0 | 0 | 0
CT | 0.01 | 0.01 | 0 | 0 | 0.04 | 0.04
Coal | 14.92 | 27 | 30.36 | 32.08 | 32.14 | 32.14
Geo | 0 | 0 | 0 | 0 | 0 | 0
H | 0 | 0 | 0 | 0 | 0 | 0
LFG | 0 | 0 | 0 | 0 | 0 | 0
Nuc | 0 | 0 | 0 | 0 | 0 | 0
PS | 0 | 0 | 0 | 0 | 0 | 0
PV | 0 | 0 | 0 | 0 | 0 | 0
PeakG | 0.24 | 0.47 | 0.95 | 0.89 | 1.91 | 1.81
PeakO | 0 | 0 | 0 | 0 | 0 | 0
ST | 0 | 0 | 0 | 0 | 0 | 0
STOG | 0.86 | 1.18 | 1.07 | 0.9 | 1.45 | 1.28
STWD | 0 | 0 | 0 | 0 | 0 | 0
WT | 0 | 0 | 0 | 0 | 0 | 0
IGCC | 0 | 0 | 0 | 0 | 0 | 0
DemandResponse | 0 | 0 | 0 | 0 | 0 | 0
IGCC-CCS | 0 | 0 | 0 | 0 | 0 | 0
WT_off | 0 | 0 | 0 | 0 | 0 | 0
PseudoUnit | 0 | 0 | 0 | 0 | 0 | 0
FixedInterchange | 0 | 0 | 0 | 0 | 0 | 0
Emission Cost by Reporting Type: Outside_EI
ReportingType | 2015 | 2020 | 2025 | 2030 | 2035 | 2040
BM | 0 | 0 | 0 | 0 | 0 | 0
CC | 0 | 0 | 0 | 0 | 0 | 0
CSP | 0 | 0 | 0 | 0 | 0 | 0
CT | 0 | 0 | 0 | 0 | 0 | 0
Coal | 0 | 0 | 0 | 0 | 0 | 0
Geo | 0 | 0 | 0 | 0 | 0 | 0
H | 0 | 0 | 0 | 0 | 0 | 0
LFG | 0 | 0 | 0 | 0 | 0 | 0
Nuc | 0 | 0 | 0 | 0 | 0 | 0
PS | 0 | 0 | 0 | 0 | 0 | 0
PV | 0 | 0 | 0 | 0 | 0 | 0
PeakG | 0 | 0 | 0 | 0 | 0 | 0
PeakO | 0 | 0 | 0 | 0 | 0 | 0
ST | 0 | 0 | 0 | 0 | 0 | 0
STOG | 0 | 0 | 0 | 0 | 0 | 0
STWD | 0 | 0 | 0 | 0 | 0 | 0
WT | 0 | 0 | 0 | 0 | 0 | 0
IGCC | 0 | 0 | 0 | 0 | 0 | 0
DemandResponse | 0 | 0 | 0 | 0 | 0 | 0
IGCC-CCS | 0 | 0 | 0 | 0 | 0 | 0
WT_off | 0 | 0 | 0 | 0 | 0 | 0
PseudoUnit | 0 | 0 | 0 | 0 | 0 | 0
FixedInterchange | 0 | 0 | 0 | 0 | 0 | 0
#8 | Base VOM Costs ($million)
Base VOM Costs by Reporting Type: Entergy
ReportingType | 2015 | 2020 | 2025 | 2030 | 2035 | 2040
BM | 0 | 0 | 0 | 0 | 0 | 0
CC | 142.39 | 167.76 | 126.27 | 106.54 | 111.41 | 93.09
CSP | 0 | 0 | 0 | 0 | 0 | 0
CT | 0 | 0 | 0 | 0 | 0 | 0
Coal | 233.05 | 216.2 | 247.31 | 252.94 | 252.94 | 262.6
Geo | 0 | 0 | 0 | 0 | 0 | 0
H | 0 | 0 | 0 | 0 | 0 | 0
LFG | 0 | 0 | 0.01 | 0.01 | 0.01 | 0.01
Nuc | 100.26 | 100.26 | 100.26 | 100.26 | 84.69 | 66.26
PS | 0 | 0 | 0 | 0 | 0 | 0
PV | 0 | 0 | 0 | 0 | 0 | 0
PeakG | 0 | 0.1 | 1.14 | 0.48 | 0.5 | 0.26
PeakO | 0 | 0 | 0 | 0 | 0 | 0
ST | 0 | 0 | 0 | 0 | 0 | 0
STOG | 2.23 | 1.67 | 0 | 0 | 0 | 0
STWD | 0 | 0 | 0 | 0 | 0 | 0
WT | 0 | 0 | 0 | 0 | 0 | 0
IGCC | 0 | 0 | 0 | 0 | 0 | 0
DemandResponse | 0 | 0 | 0 | 0 | 0 | 0
IGCC-CCS | 0 | 0 | 0 | 0 | 0 | 0
WT_off | 0 | 0 | 0 | 0 | 0 | 0
PseudoUnit | 0 | 0 | 0 | 0 | 0 | 0
FixedInterchange | 0 | 0 | 0 | 0 | 0 | 0
Base VOM Costs by Reporting Type: FRCC
ReportingType | 2015 | 2020 | 2025 | 2030 | 2035 | 2040
BM | 0 | 0 | 0 | 0 | 0 | 0
CC | 357.79 | 382.87 | 372.46 | 381.44 | 432.91 | 432.43
CSP | 0 | 0 | 0 | 0 | 0 | 0
CT | 6.49 | 9.75 | 9.48 | 7.49 | 9.52 | 9.11
Coal | 200.67 | 224.74 | 247.17 | 252.97 | 259.3 | 327.3
Geo | 0 | 0 | 0 | 0 | 0 | 0
H | 0 | 0 | 0 | 0 | 0 | 0
LFG | 0.04 | 0.04 | 0.06 | 0.06 | 0.06 | 0.06
Nuc | 76.4 | 76.4 | 76.4 | 76.4 | 46.53 | 15.51
PS | 0 | 0 | 0 | 0 | 0 | 0
PV | 0 | 0 | 0 | 0 | 0 | 0
PeakG | 4.22 | 5.46 | 7.36 | 6.34 | 6.78 | 6.17
PeakO | 0 | 0 | 0 | 0 | 0 | 0
ST | 0 | 0 | 0 | 0 | 0 | 0
STOG | 2.55 | 3.1 | 1.87 | 1.1 | 1.1 | 1.1
STWD | 0 | 0.18 | 0.19 | 0.25 | 0.31 | 0.48
WT | 0 | 0 | 0 | 0 | 0 | 0
IGCC | 0 | 0 | 0 | 0 | 0 | 0
DemandResponse | 0 | 0 | 0 | 0 | 0 | 0
IGCC-CCS | 0 | 0 | 0 | 0 | 0 | 0
WT_off | 0 | 0 | 0 | 0 | 0 | 0
PseudoUnit | 0 | 0 | 0 | 0 | 0 | 0
FixedInterchange | 0 | 0 | 0 | 0 | 0 | 0
Base VOM Costs by Reporting Type: MAPP_US
ReportingType | 2015 | 2020 | 2025 | 2030 | 2035 | 2040
BM | 0 | 0 | 0 | 0 | 0 | 0
CC | 0.15 | 0.25 | 0.25 | 0.15 | 0.25 | 0.15
CSP | 0 | 0 | 0 | 0 | 0 | 0
CT | 0 | 0 | 0 | 0 | 0 | 0
Coal | 76.52 | 74.01 | 74.01 | 74.01 | 74.01 | 74.01
Geo | 0 | 0 | 0 | 0 | 0 | 0
H | 0 | 0 | 0 | 0 | 0 | 0
LFG | 0 | 0 | 0.01 | 0.01 | 0.01 | 0.01
Nuc | 0 | 0 | 0 | 0 | 0 | 0
PS | 0 | 0 | 0 | 0 | 0 | 0
PV | 0 | 0 | 0 | 0 | 0 | 0
PeakG | 0.21 | 0.75 | 0.75 | 0.69 | 1.1 | 0.75
PeakO | 0 | 0 | 0 | 0 | 0 | 0
ST | 0 | 0 | 0 | 0 | 0 | 0
STOG | 0 | 0 | 0 | 0 | 0 | 0
STWD | 0 | 0 | 0 | 0 | 0 | 0
WT | 0.07 | 0.08 | 0.08 | 0.08 | 0.08 | 0.08
IGCC | 0 | 0 | 0 | 0 | 0 | 0
DemandResponse | 0 | 0 | 0 | 0 | 0 | 0
IGCC-CCS | 0 | 0 | 0 | 0 | 0 | 0
WT_off | 0 | 0 | 0 | 0 | 0 | 0
PseudoUnit | 0 | 0 | 0 | 0 | 0 | 0
FixedInterchange | 0 | 0 | 0 | 0 | 0 | 0
Base VOM Costs by Reporting Type: MISO_IN
ReportingType | 2015 | 2020 | 2025 | 2030 | 2035 | 2040
BM | 0 | 0 | 0 | 0 | 0 | 0
CC | 8.67 | 13.27 | 8.38 | 6.04 | 6.24 | 4.85
CSP | 0 | 0 | 0 | 0 | 0 | 0
CT | 0 | 0 | 0 | 0 | 0 | 0
Coal | 323.98 | 367.35 | 371.8 | 377.89 | 393.57 | 398.07
Geo | 0 | 0 | 0 | 0 | 0 | 0
H | 0 | 0 | 0 | 0 | 0 | 0
LFG | 0 | 0 | 0 | 0.01 | 0.01 | 0.01
Nuc | 0 | 0 | 0 | 0 | 0 | 0
PS | 0 | 0 | 0 | 0 | 0 | 0
PV | 0 | 0 | 0.01 | 0.01 | 0.01 | 0.01
PeakG | 0.09 | 0.21 | 0.21 | 0.21 | 0.34 | 0.75
PeakO | 0 | 0 | 0 | 0 | 0 | 0
ST | 0 | 0 | 0 | 0 | 0 | 0
STOG | 0.13 | 0.13 | 0.13 | 0.13 | 0.13 | 0
STWD | 0 | 0 | 0 | 0 | 0 | 0
WT | 0.02 | 0.02 | 0.02 | 0.02 | 0.02 | 0.02
IGCC | 30.43 | 30.43 | 30.43 | 30.43 | 30.43 | 30.43
DemandResponse | 0 | 0 | 0 | 0 | 0 | 0
IGCC-CCS | 0 | 0 | 0 | 0 | 0 | 0
WT_off | 0 | 0 | 0 | 0 | 0 | 0
PseudoUnit | 0 | 0 | 0 | 0 | 0 | 0
FixedInterchange | 0 | 0 | 0 | 0 | 0 | 0
Base VOM Costs by Reporting Type: MISO_MI
ReportingType | 2015 | 2020 | 2025 | 2030 | 2035 | 2040
BM | 0 | 0 | 0 | 0 | 0 | 0
CC | 29.11 | 30.84 | 17.2 | 14 | 15.47 | 11.74
CSP | 0 | 0 | 0 | 0 | 0 | 0
CT | 0 | 0 | 0 | 0 | 0 | 0
Coal | 164.79 | 163.94 | 160.89 | 160.89 | 160.89 | 160.89
Geo | 0 | 0 | 0 | 0 | 0 | 0
H | 0 | 0 | 0 | 0 | 0 | 0
LFG | 0.01 | 0.03 | 0.03 | 0.03 | 0.03 | 0.03
Nuc | 34.93 | 34.93 | 34.93 | 34.93 | 20.54 | 20.54
PS | 0 | 0 | 0 | 0 | 0 | 0
PV | 0 | 0 | 0 | 0 | 0 | 0
PeakG | 0.25 | 0.5 | 0.28 | 0.45 | 0.87 | 0.85
PeakO | 0 | 0 | 0 | 0 | 0 | 0
ST | 0 | 0 | 0 | 0 | 0 | 0
STOG | 1.1 | 1.28 | 1 | 0.43 | 0.43 | 0
STWD | 0.3 | 1.21 | 1.3 | 1.07 | 0.84 | 0.6
WT | 0.06 | 0.06 | 0.06 | 0.06 | 0.06 | 0.06
IGCC | 0 | 0 | 0 | 0 | 0 | 0
DemandResponse | 0 | 0 | 0 | 0 | 0 | 0
IGCC-CCS | 0 | 0 | 0 | 0 | 0 | 0
WT_off | 0 | 0 | 0 | 0 | 0 | 0
PseudoUnit | 0 | 0 | 0 | 0 | 0 | 0
FixedInterchange | 0 | 0 | 0 | 0 | 0 | 0
Base VOM Costs by Reporting Type: MISO_MO-IL
ReportingType | 2015 | 2020 | 2025 | 2030 | 2035 | 2040
BM | 0 | 0 | 0 | 0 | 0 | 0
CC | 5.8 | 7.78 | 4.77 | 3.57 | 3.13 | 2.71
CSP | 0 | 0 | 0 | 0 | 0 | 0
CT | 0 | 0 | 0 | 0 | 0 | 0
Coal | 349.85 | 308.69 | 327.17 | 333.21 | 362.77 | 367.45
Geo | 0 | 0 | 0 | 0 | 0 | 0
H | 0 | 0 | 0 | 0 | 0 | 0
LFG | 0 | 0 | 0.02 | 0.02 | 0.02 | 0.02
Nuc | 41.29 | 41.29 | 41.29 | 41.29 | 41.29 | 41.29
PS | 0 | 0 | 0 | 0 | 0 | 0
PV | 0 | 0 | 0 | 0 | 0 | 0
PeakG | 1.42 | 1.62 | 2.21 | 3.27 | 2.91 | 5.06
PeakO | 0 | 0 | 0 | 0 | 0 | 0
ST | 0 | 0 | 0 | 0 | 0 | 0
STOG | 0.26 | 0.26 | 0 | 0 | 0 | 0
STWD | 0 | 0 | 0 | 0 | 0 | 0
WT | 0.02 | 0.02 | 0.02 | 0.02 | 0.02 | 0.02
IGCC | 0 | 0 | 0 | 0 | 0 | 0
DemandResponse | 0 | 0 | 0 | 0 | 0 | 0
IGCC-CCS | 0 | 0 | 0 | 0 | 0 | 0
WT_off | 0 | 0 | 0 | 0 | 0 | 0
PseudoUnit | 0 | 0 | 0 | 0 | 0 | 0
FixedInterchange | 0 | 0 | 0 | 0 | 0 | 0
Base VOM Costs by Reporting Type: MISO_W
ReportingType | 2015 | 2020 | 2025 | 2030 | 2035 | 2040
BM | 0 | 0 | 0 | 0 | 0 | 0
CC | 24.08 | 20.81 | 9.99 | 5.43 | 6.24 | 4.91
CSP | 0 | 0 | 0 | 0 | 0 | 0
CT | 0 | 0 | 0 | 0 | 0 | 0
Coal | 309.26 | 334.05 | 330.37 | 330.37 | 446.65 | 446.65
Geo | 0 | 0 | 0 | 0 | 0 | 0
H | 0 | 0 | 0 | 0 | 0 | 0
LFG | 0.02 | 0.02 | 0.02 | 0.02 | 0.02 | 0.02
Nuc | 43.67 | 43.67 | 43.67 | 43.67 | 0 | 0
PS | 0 | 0 | 0 | 0 | 0 | 0
PV | 0 | 0 | 0 | 0 | 0 | 0
PeakG | 2.55 | 1.78 | 1.71 | 0.75 | 0.76 | 0.76
PeakO | 0 | 0 | 0 | 0 | 0 | 0
ST | 0 | 0 | 0 | 0 | 0 | 0
STOG | 0.06 | 0.01 | 0 | 0 | 0 | 0
STWD | 0 | 0.29 | 0.54 | 1.35 | 0.2 | 0.27
WT | 0.32 | 0.35 | 0.42 | 0.42 | 0.42 | 0.42
IGCC | 0 | 0 | 0 | 0 | 0 | 0
DemandResponse | 0 | 0 | 0 | 0 | 0 | 0
IGCC-CCS | 0 | 0 | 0 | 0 | 0 | 0
WT_off | 0 | 0 | 0 | 0 | 0 | 0
PseudoUnit | 0 | 0 | 0 | 0 | 0 | 0
FixedInterchange | 0 | 0 | 0 | 0 | 0 | 0
Base VOM Costs by Reporting Type: MISO_WUMS
ReportingType | 2015 | 2020 | 2025 | 2030 | 2035 | 2040
BM | 0 | 0 | 0 | 0 | 0 | 0
CC | 35.81 | 35.9 | 21.75 | 16.36 | 21.97 | 16.71
CSP | 0 | 0 | 0 | 0 | 0 | 0
CT | 0 | 0 | 0 | 0 | 0 | 0
Coal | 101.27 | 113.43 | 122.16 | 121.33 | 141.59 | 144.81
Geo | 0 | 0 | 0 | 0 | 0 | 0
H | 0 | 0 | 0 | 0 | 0 | 0
LFG | 0.01 | 0.01 | 0.03 | 0.03 | 0.03 | 0.03
Nuc | 33.6 | 33.6 | 33.6 | 33.6 | 0 | 0
PS | 0 | 0 | 0 | 0 | 0 | 0
PV | 0 | 0 | 0 | 0 | 0 | 0
PeakG | 0.36 | 0.78 | 0.78 | 0.6 | 0.78 | 0.78
PeakO | 0 | 0 | 0 | 0 | 0 | 0
ST | 0 | 0 | 0 | 0 | 0 | 0
STOG | 0.02 | 0.01 | 0 | 0 | 0 | 0
STWD | 0 | 0.05 | 0.1 | 0.09 | 0.09 | 0.09
WT | 0.05 | 0.05 | 0.05 | 0.05 | 0.05 | 0.05
IGCC | 0 | 0 | 0 | 0 | 0 | 0
DemandResponse | 0 | 0 | 0 | 0 | 0 | 0
IGCC-CCS | 0 | 0 | 0 | 0 | 0 | 0
WT_off | 0 | 0 | 0 | 0 | 0 | 0
PseudoUnit | 0 | 0 | 0 | 0 | 0 | 0
FixedInterchange | 0 | 0 | 0 | 0 | 0 | 0
Base VOM Costs by Reporting Type: Nebraska
ReportingType | 2015 | 2020 | 2025 | 2030 | 2035 | 2040
BM | 0 | 0 | 0 | 0 | 0 | 0
CC | 0.76 | 0.96 | 0.59 | 0.56 | 0.6 | 0.35
CSP | 0 | 0 | 0 | 0 | 0 | 0
CT | 0 | 0 | 0 | 0 | 0 | 0
Coal | 117.38 | 127.6 | 126.51 | 126.51 | 127.61 | 127.61
Geo | 0 | 0 | 0 | 0 | 0 | 0
H | 0 | 0 | 0 | 0 | 0 | 0
LFG | 0 | 0 | 0 | 0.01 | 0.01 | 0.01
Nuc | 23.15 | 23.15 | 23.15 | 23.15 | 0 | 0
PS | 0 | 0 | 0 | 0 | 0 | 0
PV | 0 | 0 | 0 | 0 | 0 | 0
PeakG | 0.51 | 0.84 | 0.53 | 0.3 | 1.39 | 0.83
PeakO | 0 | 0 | 0 | 0 | 0 | 0
ST | 0 | 0 | 0 | 0 | 0 | 0
STOG | 0 | 0 | 0 | 0 | 0 | 0
STWD | 0 | 0 | 0 | 0 | 0 | 0
WT | 0.01 | 0.01 | 0.01 | 0.01 | 0.03 | 0.06
IGCC | 0 | 0 | 0 | 0 | 0 | 0
DemandResponse | 0 | 0 | 0 | 0 | 0 | 0
IGCC-CCS | 0 | 0 | 0 | 0 | 0 | 0
WT_off | 0 | 0 | 0 | 0 | 0 | 0
PseudoUnit | 0 | 0 | 0 | 0 | 0 | 0
FixedInterchange | 0 | 0 | 0 | 0 | 0 | 0
Base VOM Costs by Reporting Type: NEISO
ReportingType | 2015 | 2020 | 2025 | 2030 | 2035 | 2040
BM | 9.41 | 5.39 | 2.66 | 6.38 | 8.94 | 3.05
CC | 110.27 | 80.34 | 62.91 | 51.11 | 75.26 | 89.56
CSP | 0 | 0 | 0 | 0 | 0 | 0
CT | 0.05 | 0.11 | 0 | 0 | 0 | 0
Coal | 0.12 | 0 | 0 | 0 | 0 | 0
Geo | 0 | 0 | 0 | 0 | 0 | 0
H | 0 | 0 | 0 | 0 | 0 | 0
LFG | 0.05 | 0.05 | 0.06 | 0.06 | 0.06 | 0.06
Nuc | 85.9 | 85.9 | 85.9 | 85.9 | 62.06 | 45.84
PS | 0 | 0 | 0 | 0 | 0 | 0
PV | 0 | 0.01 | 0.01 | 0.01 | 0.01 | 0
PeakG | 0.32 | 0.32 | 0.23 | 0.01 | 0.32 | 0.32
PeakO | 0 | 0 | 0 | 0 | 0 | 0
ST | 0 | 0 | 0 | 0 | 0 | 0
STOG | 0 | 0 | 0 | 0 | 0 | 0
STWD | 7.7 | 1.24 | 0.19 | 1.2 | 1.28 | 1.09
WT | 0.01 | 0.1 | 0.12 | 0.12 | 0.12 | 0.12
IGCC | 0 | 0 | 0 | 0 | 0 | 0
DemandResponse | 0 | 0 | 0 | 0 | 0 | 0
IGCC-CCS | 0 | 0 | 0 | 0 | 0 | 0
WT_off | 0.02 | 0.02 | 0.02 | 0.02 | 0 | 0
PseudoUnit | 0 | 0 | 0 | 0 | 0 | 0
FixedInterchange | 0 | 0 | 0 | 0 | 0 | 0
Base VOM Costs by Reporting Type: NonRTO_Midwest
ReportingType | 2015 | 2020 | 2025 | 2030 | 2035 | 2040
BM | 0 | 0 | 0 | 0 | 0 | 0
CC | 0 | 0 | 0 | 0 | 0 | 0
CSP | 0 | 0 | 0 | 0 | 0 | 0
CT | 0.4 | 0.54 | 0.54 | 0.54 | 0.14 | 0
Coal | 220.82 | 247.94 | 239.19 | 232.94 | 244.06 | 245.72
Geo | 0 | 0 | 0 | 0 | 0 | 0
H | 0 | 0 | 0 | 0 | 0 | 0
LFG | 0 | 0 | 0 | 0.01 | 0.01 | 0.01
Nuc | 0 | 0 | 0 | 0 | 0 | 0
PS | 0 | 0 | 0 | 0 | 0 | 0
PV | 0 | 0 | 0 | 0 | 0 | 0
PeakG | 1.44 | 1.6 | 2.99 | 3.12 | 3.37 | 2.93
PeakO | 0 | 0 | 0 | 0 | 0 | 0
ST | 0 | 0 | 0 | 0 | 0 | 0
STOG | 0 | 0 | 0 | 0 | 0 | 0
STWD | 0 | 0 | 0 | 0 | 0 | 0
WT | 0 | 0 | 0 | 0 | 0 | 0
IGCC | 0 | 0 | 0 | 0 | 0 | 0
DemandResponse | 0 | 0 | 0 | 0 | 0 | 0
IGCC-CCS | 0 | 0 | 0 | 0 | 0 | 0
WT_off | 0 | 0 | 0 | 0 | 0 | 0
PseudoUnit | 0 | 0 | 0 | 0 | 0 | 0
FixedInterchange | 0 | 0 | 0 | 0 | 0 | 0
Base VOM Costs by Reporting Type: NYISO_A-F
ReportingType | 2015 | 2020 | 2025 | 2030 | 2035 | 2040
BM | 0 | 0 | 0 | 0 | 0 | 0
CC | 19.62 | 19.29 | 18.45 | 16.77 | 20.24 | 30.1
CSP | 0 | 0 | 0 | 0 | 0 | 0
CT | 0 | 0 | 0 | 0 | 0 | 0
Coal | 0 | 0 | 0 | 0 | 0 | 0
Geo | 0 | 0 | 0 | 0 | 0 | 0
H | 0 | 0 | 0 | 0 | 0 | 0
LFG | 0.02 | 0.02 | 0.02 | 0.02 | 0.02 | 0.02
Nuc | 62.23 | 62.23 | 62.23 | 50.74 | 40 | 24.24
PS | 0 | 0 | 0 | 0 | 0 | 0
PV | 0 | 0 | 0 | 0 | 0 | 0
PeakG | 0 | 0.02 | 0 | 0 | 0.05 | 0.17
PeakO | 0 | 0 | 0 | 0 | 0 | 0
ST | 0 | 0 | 0 | 0 | 0 | 0
STOG | 0 | 0 | 0 | 0 | 0 | 0
STWD | 0 | 0 | 0 | 0 | 0 | 0.01
WT | 0.11 | 0.13 | 0.13 | 0.13 | 0.13 | 0.13
IGCC | 0 | 0 | 0 | 0 | 0 | 0
DemandResponse | 0 | 0 | 0 | 0 | 0 | 0
IGCC-CCS | 0 | 0 | 0 | 0 | 0 | 0
WT_off | 0 | 0 | 0 | 0 | 0 | 0
PseudoUnit | 0 | 0 | 0 | 0 | 0 | 0
FixedInterchange | 0 | 0 | 0 | 0 | 0 | 0
Base VOM Costs by Reporting Type: NYISO_G-I
ReportingType | 2015 | 2020 | 2025 | 2030 | 2035 | 2040
BM | 0 | 0 | 0 | 0 | 0 | 0
CC | 14.63 | 14.36 | 12.27 | 11.51 | 26.46 | 70.2
CSP | 0 | 0 | 0 | 0 | 0 | 0
CT | 0 | 0 | 0 | 0 | 0 | 0
Coal | 0 | 0 | 0 | 0 | 0 | 0
Geo | 0 | 0 | 0 | 0 | 0 | 0
H | 0 | 0 | 0 | 0 | 0 | 0
LFG | 0.01 | 0.01 | 0.01 | 0.01 | 0.01 | 0.01
Nuc | 37.82 | 37.82 | 37.82 | 37.82 | 18.96 | 0.01
PS | 0 | 0 | 0 | 0 | 0 | 0
PV | 0 | 0 | 0 | 0 | 0 | 0
PeakG | 0 | 0 | 0 | 0 | 0 | 0
PeakO | 0 | 0 | 0 | 0 | 0 | 0
ST | 0 | 0 | 0 | 0 | 0 | 0
STOG | 0 | 0 | 0 | 0 | 0 | 0
STWD | 0 | 0 | 0 | 0 | 0 | 0
WT | 0 | 0 | 0 | 0 | 0 | 0
IGCC | 0 | 0 | 0 | 0 | 0 | 0
DemandResponse | 0 | 0 | 0 | 0 | 0 | 0
IGCC-CCS | 0 | 0 | 0 | 0 | 0 | 0
WT_off | 0 | 0 | 0 | 0 | 0 | 0
PseudoUnit | 0 | 0 | 0 | 0 | 0 | 0
FixedInterchange | 0 | 0 | 0 | 0 | 0 | 0
Base VOM Costs by Reporting Type: NYISO_J-K
ReportingType | 2015 | 2020 | 2025 | 2030 | 2035 | 2040
BM | 0 | 0 | 0 | 0 | 0 | 0
CC | 62.2 | 69.82 | 65.58 | 60.05 | 68.97 | 73.66
CSP | 0 | 0 | 0 | 0 | 0 | 0
CT | 0 | 0 | 0 | 0 | 0.34 | 0.34
Coal | 0 | 0 | 0 | 0 | 0 | 0
Geo | 0 | 0 | 0 | 0 | 0 | 0
H | 0 | 0 | 0 | 0 | 0 | 0
LFG | 0.01 | 0.01 | 0.01 | 0.02 | 0.02 | 0.02
Nuc | 0 | 0 | 0 | 0 | 0 | 0
PS | 0 | 0 | 0 | 0 | 0 | 0
PV | 0 | 0 | 0 | 0 | 0 | 0
PeakG | 0.63 | 1.97 | 2.08 | 1.86 | 2.82 | 1.84
PeakO | 0 | 0 | 0 | 0 | 0 | 0
ST | 0 | 0 | 0 | 0 | 0 | 0
STOG | 1.78 | 2.46 | 2.22 | 1.86 | 3.01 | 2.65
STWD | 0 | 0 | 0 | 0 | 0 | 0
WT | 0 | 0 | 0 | 0 | 0 | 0
IGCC | 0 | 0 | 0 | 0 | 0 | 0
DemandResponse | 0 | 0 | 0 | 0 | 0 | 0
IGCC-CCS | 0 | 0 | 0 | 0 | 0 | 0
WT_off | 0 | 0 | 0 | 0 | 0 | 0
PseudoUnit | 0 | 0 | 0 | 0 | 0 | 0
FixedInterchange | 0 | 0 | 0 | 0 | 0 | 0
Base VOM Costs by Reporting Type: PJM_E
ReportingType | 2015 | 2020 | 2025 | 2030 | 2035 | 2040
BM | 0 | 1.12 | 1.12 | 1.12 | 1.12 | 1.12
CC | 65.39 | 111.2 | 84.15 | 79.65 | 128.78 | 151.82
CSP | 0 | 0 | 0 | 0 | 0 | 0
CT | 0 | 0.01 | 0.01 | 0 | 0 | 0
Coal | 0.92 | 0.74 | 0.74 | 0.74 | 0.88 | 0.88
Geo | 0 | 0 | 0 | 0 | 0 | 0
H | 0 | 0 | 0 | 0 | 0 | 0
LFG | 0.04 | 0.04 | 0.05 | 0.05 | 0.05 | 0.05
Nuc | 157.37 | 146 | 146 | 146 | 104.88 | 83.17
PS | 0 | 0 | 0 | 0 | 0 | 0
PV | 0 | 0 | 0 | 0 | 0 | 0
PeakG | 0.67 | 0.67 | 4 | 4 | 7.71 | 7.81
PeakO | 0 | 0 | 0 | 0 | 0 | 0
ST | 0 | 0 | 0 | 0 | 0 | 0
STOG | 0 | 0 | 0 | 0 | 0 | 0
STWD | 0 | 0 | 0 | 0 | 0 | 0
WT | 0.02 | 0.02 | 0.02 | 0.02 | 0.02 | 0.02
IGCC | 0 | 0 | 0 | 0 | 0 | 0
DemandResponse | 0 | 0 | 0 | 0 | 0 | 0
IGCC-CCS | 0 | 0 | 0 | 0 | 0 | 0
WT_off | 0 | 0 | 0.04 | 0.04 | 0.04 | 0.04
PseudoUnit | 0 | 0 | 0 | 0 | 0 | 0
FixedInterchange | 0 | 0 | 0 | 0 | 0 | 0
Base VOM Costs by Reporting Type: PJM_ROM
ReportingType | 2015 | 2020 | 2025 | 2030 | 2035 | 2040
BM | 0 | 0.67 | 0.67 | 0.67 | 0.67 | 0.67
CC | 36.63 | 60.99 | 55.64 | 43.88 | 63.65 | 179.94
CSP | 0 | 0 | 0 | 0 | 0 | 0
CT | 0 | 0.01 | 0.03 | 0.03 | 0.03 | 0.06
Coal | 189 | 235.52 | 246.47 | 252.11 | 254.65 | 254.65
Geo | 0 | 0 | 0 | 0 | 0 | 0
H | 0 | 0 | 0 | 0 | 0 | 0
LFG | 0.03 | 0.05 | 0.05 | 0.05 | 0.05 | 0.05
Nuc | 93.13 | 93.13 | 93.13 | 93.13 | 61.1 | 44.47
PS | 0 | 0 | 0 | 0 | 0 | 0
PV | 0 | 0.02 | 0.04 | 0.04 | 0.04 | 0.04
PeakG | 0.12 | 0.4 | 0.4 | 0.4 | 2.42 | 2.42
PeakO | 0 | 0 | 0 | 0 | 0 | 0
ST | 0 | 0 | 0 | 0 | 0 | 0
STOG | 0 | 0 | 0 | 0 | 0 | 0
STWD | 0 | 1.16 | 1.16 | 1.16 | 1.16 | 1.16
WT | 0.03 | 0.03 | 0.05 | 0.05 | 0.09 | 0.09
IGCC | 0 | 0 | 0 | 0 | 0 | 0
DemandResponse | 0 | 0 | 0 | 0 | 0 | 0
IGCC-CCS | 0 | 0 | 0 | 0 | 0 | 0
WT_off | 0 | 0 | 0 | 0 | 0 | 0
PseudoUnit | 0 | 0 | 0 | 0 | 0 | 0
FixedInterchange | 0 | 0 | 0 | 0 | 0 | 0
Base VOM Costs by Reporting Type: PJM_ROR
ReportingType | 2015 | 2020 | 2025 | 2030 | 2035 | 2040
BM | 0 | 0.81 | 0.98 | 2.23 | 7.4 | 6.08
CC | 164.87 | 171.6 | 130.66 | 115.96 | 130.15 | 114.92
CSP | 0 | 0 | 0 | 0 | 0 | 0
CT | 0.06 | 0.06 | 0.06 | 0.06 | 0.06 | 0.06
Coal | 1350.47 | 1121.95 | 1122.47 | 1123.55 | 1125.03 | 1127.5
Geo | 0 | 0 | 0 | 0 | 0 | 0
H | 0 | 0 | 0 | 0 | 0 | 0
LFG | 0.05 | 0.05 | 0.09 | 0.09 | 0.09 | 0.09
Nuc | 370.54 | 370.54 | 370.54 | 354.51 | 275.46 | 185.16
PS | 0 | 0 | 0 | 0 | 0 | 0
PV | 0 | 0 | 0 | 0 | 0 | 0
PeakG | 11.86 | 15.88 | 10.57 | 10.77 | 16.72 | 16.72
PeakO | 0 | 0 | 0 | 0 | 0 | 0
ST | 0 | 0 | 0 | 0 | 0 | 0
STOG | 1.52 | 0.19 | 0 | 0 | 0 | 0
STWD | 0 | 1.45 | 2.32 | 2.32 | 3.23 | 3.23
WT | 0.31 | 0.31 | 0.31 | 0.31 | 0.31 | 0.31
IGCC | 0 | 0 | 0 | 0 | 0 | 0
DemandResponse | 0 | 0 | 0 | 0 | 0 | 0
IGCC-CCS | 0 | 0 | 0 | 0 | 0 | 0
WT_off | 0 | 0 | 0 | 0 | 0 | 0
PseudoUnit | 0 | 0 | 0 | 0 | 0 | 0
FixedInterchange | 0 | 0 | 0 | 0 | 0 | 0
Base VOM Costs by Reporting Type: SOCO
ReportingType | 2015 | 2020 | 2025 | 2030 | 2035 | 2040
BM | 0 | 0 | 0.1 | 0.1 | 0.11 | 0.12
CC | 293.86 | 294.81 | 249.48 | 241.69 | 237.75 | 148.5
CSP | 0 | 0 | 0 | 0 | 0 | 0
CT | 0 | 0 | 0 | 0 | 0 | 0
Coal | 374.96 | 377.52 | 444.51 | 444.51 | 444.51 | 639.58
Geo | 0 | 0 | 0 | 0 | 0 | 0
H | 0 | 0 | 0 | 0 | 0 | 0
LFG | 0 | 0 | 0.01 | 0.01 | 0.01 | 0.01
Nuc | 108.01 | 143 | 143 | 143 | 143 | 94.09
PS | 0 | 0 | 0 | 0 | 0 | 0
PV | 0 | 0 | 0 | 0 | 0 | 0
PeakG | 2.32 | 6.5 | 6 | 5.16 | 4.33 | 3.28
PeakO | 0 | 0 | 0 | 0 | 0 | 0
ST | 0 | 0 | 0 | 0 | 0 | 0
STOG | 0 | 0 | 0 | 0 | 0 | 0
STWD | 0 | 0 | 0 | 0 | 0 | 0
WT | 0 | 0 | 0 | 0 | 0 | 0
IGCC | 0 | 0 | 0 | 0 | 0 | 0
DemandResponse | 0 | 0 | 0 | 0 | 0 | 0
IGCC-CCS | 0 | 0 | 0 | 0 | 0 | 0
WT_off | 0 | 0 | 0 | 0 | 0 | 0
PseudoUnit | 0 | 0 | 0 | 0 | 0 | 0
FixedInterchange | 0 | 0 | 0 | 0 | 0 | 0
Base VOM Costs by Reporting Type: SPP_N
ReportingType | 2015 | 2020 | 2025 | 2030 | 2035 | 2040
BM | 0 | 0 | 0 | 0 | 0 | 0
CC | 16.23 | 7.71 | 4 | 3.56 | 3.01 | 2.3
CSP | 0 | 0 | 0 | 0 | 0 | 0
CT | 0 | 0 | 0 | 0 | 0 | 0
Coal | 236.28 | 258.69 | 258.69 | 258.69 | 258.69 | 258.69
Geo | 0 | 0 | 0 | 0 | 0 | 0
H | 0 | 0 | 0 | 0 | 0 | 0
LFG | 0 | 0 | 0 | 0.01 | 0.01 | 0.01
Nuc | 21.45 | 21.45 | 21.45 | 21.45 | 21.45 | 21.45
PS | 0 | 0 | 0 | 0 | 0 | 0
PV | 0 | 0 | 0 | 0 | 0 | 0
PeakG | 0.68 | 1.36 | 2.67 | 2.4 | 1.99 | 1.1
PeakO | 0 | 0 | 0 | 0 | 0 | 0
ST | 0 | 0 | 0 | 0 | 0 | 0
STOG | 0.46 | 0.46 | 0 | 0 | 0 | 0
STWD | 0 | 0 | 0 | 0 | 0 | 0
WT | 0.05 | 0.05 | 0.05 | 0.05 | 0.05 | 0.12
IGCC | 0 | 0 | 0 | 0 | 0 | 0
DemandResponse | 0 | 0 | 0 | 0 | 0 | 0
IGCC-CCS | 0 | 0 | 0 | 0 | 0 | 0
WT_off | 0 | 0 | 0 | 0 | 0 | 0
PseudoUnit | 0 | 0 | 0 | 0 | 0 | 0
FixedInterchange | 0 | 0 | 0 | 0 | 0 | 0
Base VOM Costs by Reporting Type: SPP_S
ReportingType | 2015 | 2020 | 2025 | 2030 | 2035 | 2040
BM | 0 | 0 | 0 | 0 | 0 | 0
CC | 65.98 | 102.76 | 67.47 | 55.83 | 49.7 | 28.83
CSP | 0 | 0 | 0 | 0 | 0 | 0
CT | 0 | 0.7 | 1.38 | 1.38 | 0.7 | 0.38
Coal | 364.58 | 335.75 | 376.98 | 379.14 | 385.05 | 383.87
Geo | 0 | 0 | 0 | 0 | 0 | 0
H | 0 | 0 | 0 | 0 | 0 | 0
LFG | 0 | 0 | 0.01 | 0.01 | 0.01 | 0.01
Nuc | 0 | 0 | 0 | 0 | 0 | 0
PS | 0 | 0 | 0 | 0 | 0 | 0
PV | 0 | 0 | 0 | 0 | 0 | 0
PeakG | 0 | 0.08 | 0.95 | 1.22 | 0.01 | 0
PeakO | 0 | 0 | 0 | 0 | 0 | 0
ST | 0 | 0 | 0 | 0 | 0 | 0
STOG | 2.88 | 3.32 | 2.01 | 1.5 | 1.5 | 0.56
STWD | 0 | 0 | 0 | 0 | 0 | 0.04
WT | 0.11 | 0.18 | 0.18 | 0.18 | 0.27 | 0.35
IGCC | 0 | 0 | 0 | 0 | 0 | 0
DemandResponse | 0 | 0 | 0 | 0 | 0 | 0
IGCC-CCS | 0 | 0 | 0 | 0 | 0 | 0
WT_off | 0 | 0 | 0 | 0 | 0 | 0
PseudoUnit | 0 | 0 | 0 | 0 | 0 | 0
FixedInterchange | 0 | 0 | 0 | 0 | 0 | 0
Base VOM Costs by Reporting Type: TVA
ReportingType | 2015 | 2020 | 2025 | 2030 | 2035 | 2040
BM | 0 | 0 | 0 | 0 | 0 | 0
CC | 50.04 | 42.44 | 31.12 | 19.55 | 40.15 | 40.91
CSP | 0 | 0 | 0 | 0 | 0 | 0
CT | 0 | 0 | 0 | 0 | 0 | 0
Coal | 298.41 | 318.01 | 310.85 | 312.66 | 312.66 | 325.82
Geo | 0 | 0 | 0 | 0 | 0 | 0
H | 0 | 0 | 0 | 0 | 0 | 0
LFG | 0 | 0 | 0 | 0.01 | 0.01 | 0.01
Nuc | 152.12 | 152.12 | 152.12 | 152.12 | 105.66 | 82.02
PS | 0 | 0 | 0 | 0 | 0 | 0
PV | 0 | 0 | 0 | 0 | 0 | 0
PeakG | 0 | 0 | 0 | 0 | 0.33 | 0.34
PeakO | 0 | 0 | 0 | 0 | 0 | 0
ST | 0 | 0 | 0 | 0 | 0 | 0
STOG | 0 | 0 | 0 | 0 | 0 | 0
STWD | 0 | 0 | 0 | 0 | 0 | 0
WT | 0 | 0 | 0 | 0 | 0 | 0
IGCC | 0 | 0 | 0 | 0 | 0 | 0
DemandResponse | 0 | 0 | 0 | 0 | 0 | 0
IGCC-CCS | 0 | 0 | 0 | 0 | 0 | 0
WT_off | 0 | 0 | 0 | 0 | 0 | 0
PseudoUnit | 0 | 0 | 0 | 0 | 0 | 0
FixedInterchange | 0 | 0 | 0 | 0 | 0 | 0
Base VOM Costs by Reporting Type: TVA_Transmission
ReportingType | 2015 | 2020 | 2025 | 2030 | 2035 | 2040
BM | 0 | 0 | 0 | 0 | 0 | 0
CC | 0 | 0 | 0 | 0 | 0 | 0
CSP | 0 | 0 | 0 | 0 | 0 | 0
CT | 0 | 0 | 0 | 0 | 0 | 0
Coal | 0 | 0 | 0 | 0 | 0 | 0
Geo | 0 | 0 | 0 | 0 | 0 | 0
H | 0 | 0 | 0 | 0 | 0 | 0
LFG | 0 | 0 | 0 | 0 | 0 | 0
Nuc | 0 | 0 | 0 | 0 | 0 | 0
PS | 0 | 0 | 0 | 0 | 0 | 0
PV | 0 | 0 | 0 | 0 | 0 | 0
PeakG | 0 | 0 | 0 | 0 | 0 | 0
PeakO | 0 | 0 | 0 | 0 | 0 | 0
ST | 0 | 0 | 0 | 0 | 0 | 0
STOG | 0 | 0 | 0 | 0 | 0 | 0
STWD | 0 | 0 | 0 | 0 | 0 | 0
WT | 0 | 0 | 0 | 0 | 0 | 0
IGCC | 0 | 0 | 0 | 0 | 0 | 0
DemandResponse | 0 | 0 | 0 | 0 | 0 | 0
IGCC-CCS | 0 | 0 | 0 | 0 | 0 | 0
WT_off | 0 | 0 | 0 | 0 | 0 | 0
PseudoUnit | 0 | 0 | 0 | 0 | 0 | 0
FixedInterchange | 0 | 0 | 0 | 0 | 0 | 0
Base VOM Costs by Reporting Type: VACAR
ReportingType | 2015 | 2020 | 2025 | 2030 | 2035 | 2040
BM | 0.03 | 6.54 | 23.16 | 23.16 | 23.16 | 23.16
CC | 111.41 | 105.72 | 64.92 | 62.45 | 123.55 | 155.34
CSP | 0 | 0 | 0 | 0 | 0 | 0
CT | 0.73 | 0.73 | 1.39 | 1.14 | 1.39 | 1.39
Coal | 331.45 | 322.07 | 360.06 | 373.65 | 418.5 | 419.97
Geo | 0 | 0 | 0 | 0 | 0 | 0
H | 0 | 0 | 0 | 0 | 0 | 0
LFG | 0.01 | 0.01 | 0.01 | 0.01 | 0.01 | 0.01
Nuc | 211.36 | 248.42 | 248.42 | 248.42 | 188.36 | 154
PS | 0 | 0 | 0 | 0 | 0 | 0
PV | 0 | 0 | 0 | 0 | 0 | 0
PeakG | 1.11 | 1.95 | 2.54 | 2.44 | 4.19 | 4.29
PeakO | 0 | 0 | 0 | 0 | 0 | 0
ST | 0 | 0 | 0 | 0 | 0 | 0
STOG | 0 | 0 | 0 | 0 | 0 | 0
STWD | 4.67 | 4.67 | 4.67 | 4.57 | 4.4 | 4.22
WT | 0 | 0.08 | 0.08 | 0.08 | 0.08 | 0.08
IGCC | 0 | 0 | 0 | 0 | 0 | 0
DemandResponse | 0 | 0 | 0 | 0 | 0 | 0
IGCC-CCS | 0 | 0 | 0 | 0 | 0 | 0
WT_off | 0 | 0 | 0 | 0 | 0 | 0
PseudoUnit | 0 | 0 | 0 | 0 | 0 | 0
FixedInterchange | 0 | 0 | 0 | 0 | 0 | 0
Base VOM Costs by Reporting Type: IESO
ReportingType | 2015 | 2020 | 2025 | 2030 | 2035 | 2040
BM | 0 | 0 | 0 | 0 | 0 | 0.02
CC | 1.33 | 1 | 0.61 | 0.33 | 1.59 | 11.69
CSP | 0 | 0 | 0 | 0 | 0 | 0
CT | 0 | 0 | 0 | 0 | 0 | 0
Coal | 0 | 0 | 0 | 0 | 0 | 0
Geo | 0 | 0 | 0 | 0 | 0 | 0
H | 0 | 0 | 0 | 0 | 0 | 0
LFG | 0.01 | 0.01 | 0.01 | 0.01 | 0.01 | 0.01
Nuc | 240.73 | 240.73 | 238.92 | 235.24 | 221.68 | 193.2
PS | 0 | 0 | 0 | 0 | 0 | 0
PV | 0 | 0 | 0 | 0 | 0 | 0
PeakG | 0 | 0 | 0 | 0 | 0 | 0
PeakO | 0 | 0 | 0 | 0 | 0 | 0
ST | 0 | 0 | 0 | 0 | 0 | 0
STOG | 0 | 0 | 0 | 0 | 0 | 0
STWD | 0 | 0 | 0 | 0 | 0 | 0
WT | 0.09 | 0.09 | 0.09 | 0.09 | 0.04 | 0.04
IGCC | 0 | 0 | 0 | 0 | 0 | 0
DemandResponse | 0 | 0 | 0 | 0 | 0 | 0
IGCC-CCS | 0 | 0 | 0 | 0 | 0 | 0
WT_off | 0 | 0 | 0 | 0 | 0 | 0
PseudoUnit | 0 | 0 | 0 | 0 | 0 | 0
FixedInterchange | 0 | 0 | 0 | 0 | 0 | 0
Base VOM Costs by Reporting Type: MAPP_CA
ReportingType | 2015 | 2020 | 2025 | 2030 | 2035 | 2040
BM | 0 | 0 | 0 | 0 | 0 | 0
CC | 6.85 | 7.26 | 4.2 | 1.05 | 1.39 | 0.92
CSP | 0 | 0 | 0 | 0 | 0 | 0
CT | 0.15 | 0.17 | 0.18 | 0.18 | 0.11 | 0.03
Coal | 0.78 | 1.67 | 3.26 | 4.91 | 12.8 | 16.13
Geo | 0 | 0 | 0 | 0 | 0 | 0
H | 0 | 0 | 0 | 0 | 0 | 0
LFG | 0 | 0 | 0 | 0 | 0 | 0
Nuc | 0 | 0 | 0 | 0 | 0 | 0
PS | 0 | 0 | 0 | 0 | 0 | 0
PV | 0 | 0 | 0 | 0 | 0 | 0
PeakG | 0.01 | 0 | 0 | 0 | 0.04 | 0.04
PeakO | 0 | 0 | 0 | 0 | 0 | 0
ST | 0 | 0 | 0 | 0 | 0 | 0
STOG | 0.01 | 0 | 0 | 0 | 0 | 0
STWD | 0 | 0 | 0 | 0 | 0 | 0
WT | 0.02 | 0.02 | 0.02 | 0.02 | 0.01 | 0.01
IGCC | 0 | 0 | 0 | 0 | 0 | 0
DemandResponse | 0 | 0 | 0 | 0 | 0 | 0
IGCC-CCS | 0 | 0 | 0 | 0 | 0 | 0
WT_off | 0 | 0 | 0 | 0 | 0 | 0
PseudoUnit | 0 | 0 | 0 | 0 | 0 | 0
FixedInterchange | 0 | 0 | 0 | 0 | 0 | 0
Base VOM Costs by Reporting Type: AZ_NM_SNV_Coal
ReportingType | 2015 | 2020 | 2025 | 2030 | 2035 | 2040
BM | 0 | 0 | 0 | 0 | 0 | 0
CC | 0 | 0 | 0 | 0 | 0 | 0
CSP | 0 | 0 | 0 | 0 | 0 | 0
CT | 0 | 0 | 0 | 0 | 0 | 0
Coal | 278.88 | 324.69 | 324.69 | 324.69 | 364.18 | 460.36
Geo | 0 | 0 | 0 | 0 | 0 | 0
H | 0 | 0 | 0 | 0 | 0 | 0
LFG | 0 | 0 | 0 | 0 | 0 | 0
Nuc | 0 | 0 | 0 | 0 | 0 | 0
PS | 0 | 0 | 0 | 0 | 0 | 0
PV | 0 | 0 | 0 | 0 | 0 | 0
PeakG | 0 | 0 | 0 | 0 | 0 | 0
PeakO | 0 | 0 | 0 | 0 | 0 | 0
ST | 0 | 0 | 0 | 0 | 0 | 0
STOG | 0 | 0 | 0 | 0 | 0 | 0
STWD | 0 | 0 | 0 | 0 | 0 | 0
WT | 0 | 0 | 0 | 0 | 0 | 0
IGCC | 0 | 0 | 0 | 0 | 0 | 0
DemandResponse | 0 | 0 | 0 | 0 | 0 | 0
IGCC-CCS | 0 | 0 | 0 | 0 | 0 | 0
WT_off | 0 | 0 | 0 | 0 | 0 | 0
PseudoUnit | 0 | 0 | 0 | 0 | 0 | 0
FixedInterchange | 0 | 0 | 0 | 0 | 0 | 0
Base VOM Costs by Reporting Type: AZ_NM_SNV_Gas
ReportingType | 2015 | 2020 | 2025 | 2030 | 2035 | 2040
BM | 0 | 0 | 0 | 0 | 0 | 0
CC | 248.38 | 245.61 | 236.57 | 244.23 | 239.38 | 213.34
CSP | 0 | 0 | 0 | 0 | 0 | 0
CT | 0 | 0 | 0.07 | 0.12 | 0 | 0
Coal | 0 | 0 | 0 | 0 | 0 | 0
Geo | 0 | 0 | 0 | 0 | 0 | 0
H | 0 | 0 | 0 | 0 | 0 | 0
LFG | 0 | 0 | 0 | 0 | 0 | 0
Nuc | 0 | 0 | 0 | 0 | 0 | 0
PS | 0 | 0 | 0 | 0 | 0 | 0
PV | 0 | 0 | 0 | 0 | 0 | 0
PeakG | 0 | 0 | 0.07 | 0.19 | 0.19 | 0
PeakO | 0 | 0 | 0 | 0 | 0 | 0
ST | 0 | 0 | 0 | 0 | 0 | 0
STOG | 0 | 0 | 0 | 0 | 0 | 0
STWD | 0 | 0 | 0 | 0 | 0 | 0
WT | 0 | 0 | 0 | 0 | 0 | 0
IGCC | 0 | 0 | 0 | 0 | 0 | 0
DemandResponse | 0 | 0 | 0 | 0 | 0 | 0
IGCC-CCS | 0 | 0 | 0 | 0 | 0 | 0
WT_off | 0 | 0 | 0 | 0 | 0 | 0
PseudoUnit | 0 | 0 | 0 | 0 | 0 | 0
FixedInterchange | 0 | 0 | 0 | 0 | 0 | 0
Base VOM Costs by Reporting Type: AZ_NM_SNV_NucRenew
ReportingType | 2015 | 2020 | 2025 | 2030 | 2035 | 2040
BM | 0 | 0 | 0 | 0 | 0 | 0
CC | 0 | 0 | 0 | 0 | 0 | 0
CSP | 0 | 0 | 0 | 0 | 0 | 0
CT | 0 | 0 | 0 | 0 | 0 | 0
Coal | 0 | 0 | 0 | 0 | 0 | 0
Geo | 0 | 0 | 116.31 | 116.31 | 116.31 | 116.31
H | 0 | 0 | 0 | 0 | 0 | 0
LFG | 0 | 0.01 | 0.01 | 0.01 | 0.01 | 0.01
Nuc | 71.66 | 71.66 | 71.66 | 71.66 | 71.66 | 71.66
PS | 0 | 0 | 0 | 0 | 0 | 0
PV | 0 | 0 | 0 | 0 | 0 | 0
PeakG | 0 | 0 | 0 | 0 | 0 | 0
PeakO | 0 | 0 | 0 | 0 | 0 | 0
ST | 0.01 | 0.02 | 0.03 | 0.03 | 0.03 | 0.03
STOG | 0 | 0 | 0 | 0 | 0 | 0
STWD | 0.43 | 0.43 | 0.01 | 0.36 | 0.36 | 0.36
WT | 0.02 | 0.12 | 0.12 | 0.12 | 0.12 | 0.12
IGCC | 0 | 0 | 0 | 0 | 0 | 0
DemandResponse | 0 | 0 | 0 | 0 | 0 | 0
IGCC-CCS | 0 | 0 | 0 | 0 | 0 | 0
WT_off | 0 | 0 | 0 | 0 | 0 | 0
PseudoUnit | 0 | 0 | 0 | 0 | 0 | 0
FixedInterchange | 0 | 0 | 0 | 0 | 0 | 0
Base VOM Costs by Reporting Type: ERCOT
ReportingType | 2015 | 2020 | 2025 | 2030 | 2035 | 2040
BM | 0 | 0 | 0.07 | 0.07 | 0.29 | 0.29
CC | 346.3 | 329.98 | 274.3 | 259.89 | 247.22 | 231.26
CSP | 0 | 0 | 0 | 0 | 0 | 0
CT | 0 | 0.08 | 0.25 | 0.25 | 0 | 0
Coal | 431.15 | 524.43 | 591.86 | 591.86 | 591.86 | 591.86
Geo | 0 | 0 | 0 | 0 | 0 | 0
H | 0 | 0 | 0 | 0 | 0 | 0
LFG | 0.01 | 0.01 | 0.04 | 0.04 | 0.04 | 0.04
Nuc | 94.14 | 94.14 | 94.14 | 94.14 | 94.14 | 94.14
PS | 0 | 0 | 0 | 0 | 0 | 0
PV | 0 | 0 | 0 | 0 | 0 | 0
PeakG | 0 | 0.14 | 0.93 | 0.95 | 0.97 | 0.78
PeakO | 0 | 0 | 0 | 0 | 0 | 0
ST | 0 | 0 | 0 | 0 | 0 | 0
STOG | 8.56 | 10.96 | 8.44 | 6.36 | 4.96 | 3.89
STWD | 0 | 0 | 0 | 0 | 0 | 0
WT | 0.32 | 0.32 | 0.32 | 0.32 | 0.32 | 0.32
IGCC | 0 | 0 | 0 | 0 | 0 | 0
DemandResponse | 0 | 0 | 0 | 0 | 0 | 0
IGCC-CCS | 0 | 0 | 0 | 0 | 0 | 0
WT_off | 0 | 0 | 0 | 0 | 0 | 0
PseudoUnit | 0 | 0 | 0 | 0 | 0 | 0
FixedInterchange | 0 | 0 | 0 | 0 | 0 | 0
Base VOM Costs by Reporting Type: NP15
ReportingType | 2015 | 2020 | 2025 | 2030 | 2035 | 2040
BM | 0 | 0 | 0 | 0 | 0 | 0
CC | 97.2 | 53.59 | 24.97 | 25.69 | 14.14 | 3.49
CSP | 0 | 0 | 0 | 0 | 0 | 0
CT | 0 | 0 | 0 | 0 | 0 | 0
Coal | 0.81 | 0 | 0 | 0 | 0 | 0
Geo | 0.11 | 24.34 | 48.23 | 48.23 | 48.23 | 48.23
H | 0 | 0 | 0 | 0 | 0 | 0
LFG | 0.01 | 0.06 | 0.06 | 0.06 | 0.06 | 0.06
Nuc | 42.53 | 42.53 | 42.53 | 42.53 | 42.53 | 42.53
PS | 0 | 0 | 0 | 0 | 0 | 0
PV | 0 | 0 | 0 | 0 | 0 | 0
PeakG | 0 | 0 | 0 | 0 | 0 | 0
PeakO | 0 | 0 | 0 | 0 | 0 | 0
ST | 0 | 0 | 0 | 0 | 0 | 0
STOG | 0.16 | 0.11 | 0.04 | 0.02 | 0 | 0
STWD | 7.35 | 7.35 | 0.03 | 0.47 | 0.39 | 0.67
WT | 0.04 | 0.04 | 0.04 | 0.04 | 0.04 | 0.04
IGCC | 0 | 0 | 0 | 0 | 0 | 0
DemandResponse | 0 | 0 | 0 | 0 | 0 | 0
IGCC-CCS | 0 | 0 | 0 | 0 | 0 | 0
WT_off | 0 | 0 | 0 | 0 | 0 | 0
PseudoUnit | 0 | 0 | 0 | 0 | 0 | 0
FixedInterchange | 0 | 0 | 0 | 0 | 0 | 0
Base VOM Costs by Reporting Type: NWPP_Coal
ReportingType | 2015 | 2020 | 2025 | 2030 | 2035 | 2040
BM | 0 | 0 | 0 | 0 | 0 | 0
CC | 0 | 0 | 0 | 0 | 0 | 0
CSP | 0 | 0 | 0 | 0 | 0 | 0
CT | 0 | 0 | 0 | 0 | 0 | 0
Coal | 367.71 | 405.61 | 405.61 | 405.61 | 405.61 | 405.61
Geo | 0 | 0 | 0 | 0 | 0 | 0
H | 0 | 0 | 0 | 0 | 0 | 0
LFG | 0 | 0 | 0 | 0 | 0 | 0
Nuc | 0 | 0 | 0 | 0 | 0 | 0
PS | 0 | 0 | 0 | 0 | 0 | 0
PV | 0 | 0 | 0 | 0 | 0 | 0
PeakG | 0 | 0 | 0 | 0 | 0 | 0
PeakO | 0 | 0 | 0 | 0 | 0 | 0
ST | 0 | 0 | 0 | 0 | 0 | 0
STOG | 0 | 0 | 0 | 0 | 0 | 0
STWD | 0 | 0 | 0 | 0 | 0 | 0
WT | 0 | 0 | 0 | 0 | 0 | 0
IGCC | 0 | 0 | 0 | 0 | 0 | 0
DemandResponse | 0 | 0 | 0 | 0 | 0 | 0
IGCC-CCS | 0 | 0 | 0 | 0 | 0 | 0
WT_off | 0 | 0 | 0 | 0 | 0 | 0
PseudoUnit | 0 | 0 | 0 | 0 | 0 | 0
FixedInterchange | 0 | 0 | 0 | 0 | 0 | 0
Base VOM Costs by Reporting Type: NWPP_Gas
ReportingType | 2015 | 2020 | 2025 | 2030 | 2035 | 2040
BM | 0 | 0 | 0 | 0 | 0 | 0
CC | 71.92 | 71.92 | 71.92 | 71.92 | 71.92 | 62.74
CSP | 0 | 0 | 0 | 0 | 0 | 0
CT | 0 | 0 | 0 | 0 | 0 | 0
Coal | 0 | 0 | 0 | 0 | 0 | 0
Geo | 0 | 0 | 0 | 0 | 0 | 0
H | 0 | 0 | 0 | 0 | 0 | 0
LFG | 0 | 0 | 0 | 0 | 0 | 0
Nuc | 0 | 0 | 0 | 0 | 0 | 0
PS | 0 | 0 | 0 | 0 | 0 | 0
PV | 0 | 0 | 0 | 0 | 0 | 0
PeakG | 0 | 0 | 0 | 0 | 0 | 0
PeakO | 0 | 0 | 0 | 0 | 0 | 0
ST | 0 | 0 | 0 | 0 | 0 | 0
STOG | 0 | 0 | 0 | 0 | 0 | 0
STWD | 0 | 0 | 0 | 0 | 0 | 0
WT | 0 | 0 | 0 | 0 | 0 | 0
IGCC | 0 | 0 | 0 | 0 | 0 | 0
DemandResponse | 0 | 0 | 0 | 0 | 0 | 0
IGCC-CCS | 0 | 0 | 0 | 0 | 0 | 0
WT_off | 0 | 0 | 0 | 0 | 0 | 0
PseudoUnit | 0 | 0 | 0 | 0 | 0 | 0
FixedInterchange | 0 | 0 | 0 | 0 | 0 | 0
Base VOM Costs by Reporting Type: NWPP_NucRenew
ReportingType | 2015 | 2020 | 2025 | 2030 | 2035 | 2040
BM | 0 | 0 | 0 | 0 | 0 | 0
CC | 0 | 0 | 0 | 0 | 0 | 0
CSP | 0 | 0 | 0 | 0 | 0 | 0
CT | 0 | 0 | 0 | 0 | 0 | 0
Coal | 0 | 0 | 0 | 0 | 0 | 0
Geo | 6.93 | 6.93 | 41.74 | 41.74 | 41.74 | 41.74
H | 0 | 0 | 0 | 0 | 0 | 0
LFG | 0.01 | 0.03 | 0.03 | 0.03 | 0.03 | 0.03
Nuc | 20.91 | 20.91 | 20.91 | 20.91 | 20.91 | 20.91
PS | 0 | 0 | 0 | 0 | 0 | 0
PV | 0 | 0 | 0 | 0 | 0 | 0
PeakG | 0 | 0 | 0 | 0 | 0 | 0
PeakO | 0 | 0 | 0 | 0 | 0 | 0
ST | 0 | 0 | 0 | 0 | 0 | 0
STOG | 0 | 0 | 0 | 0 | 0 | 0
STWD | 0 | 0 | 0 | 0 | 0 | 0
WT | 0.19 | 0.19 | 0.19 | 0.19 | 0.19 | 0.19
IGCC | 0 | 0 | 0 | 0 | 0 | 0
DemandResponse | 0 | 0 | 0 | 0 | 0 | 0
IGCC-CCS | 0 | 0 | 0 | 0 | 0 | 0
WT_off | 0 | 0 | 0 | 0 | 0 | 0
PseudoUnit | 0 | 0 | 0 | 0 | 0 | 0
FixedInterchange | 0 | 0 | 0 | 0 | 0 | 0
Base VOM Costs by Reporting Type: RMPA
ReportingType | 2015 | 2020 | 2025 | 2030 | 2035 | 2040
BM | 0 | 0 | 0 | 0 | 0 | 0
CC | 12.78 | 10.14 | 0.08 | 0.08 | 0.21 | 0.08
CSP | 0 | 0 | 0 | 0 | 0 | 0
CT | 0 | 0 | 0 | 0 | 0 | 0
Coal | 204.64 | 218.99 | 207.33 | 207.95 | 213.93 | 220.05
Geo | 0 | 25.9 | 204.48 | 206.14 | 206.14 | 206.14
H | 0 | 0 | 0 | 0 | 0 | 0
LFG | 0 | 0 | 0 | 0 | 0 | 0
Nuc | 0 | 0 | 0 | 0 | 0 | 0
PS | 0 | 0 | 0 | 0 | 0 | 0
PV | 0 | 0 | 0 | 0 | 0 | 0
PeakG | 0.41 | 0.6 | 0.12 | 0.38 | 0.13 | 0.08
PeakO | 0 | 0 | 0 | 0 | 0 | 0
ST | 0 | 0.01 | 0.01 | 0.01 | 0.01 | 0.01
STOG | 0 | 0 | 0 | 0 | 0 | 0
STWD | 0 | 0 | 0 | 0 | 0 | 0
WT | 0.07 | 0.07 | 0.07 | 0.07 | 0.07 | 0.07
IGCC | 0 | 0 | 0 | 0 | 0 | 0
DemandResponse | 0 | 0 | 0 | 0 | 0 | 0
IGCC-CCS | 0 | 0 | 0 | 0 | 0 | 0
WT_off | 0 | 0 | 0 | 0 | 0 | 0
PseudoUnit | 0 | 0 | 0 | 0 | 0 | 0
FixedInterchange | 0 | 0 | 0 | 0 | 0 | 0
Base VOM Costs by Reporting Type: SP15
ReportingType | 2015 | 2020 | 2025 | 2030 | 2035 | 2040
BM | 0.22 | 0.22 | 0.16 | 0.19 | 0.14 | 0.16
CC | 77.17 | 45.95 | 24.56 | 22.13 | 14.36 | 5.33
CSP | 0 | 0 | 0 | 0 | 0 | 0
CT | 0 | 0 | 0 | 0 | 0 | 0
Coal | 2.89 | 0 | 0 | 0 | 0 | 0
Geo | 4.1 | 120.4 | 120.4 | 120.4 | 120.4 | 120.4
H | 0 | 0 | 0 | 0 | 0 | 0
LFG | 0.02 | 0.07 | 0.07 | 0.07 | 0.07 | 0.07
Nuc | 41.61 | 41.61 | 41.61 | 41.61 | 41.61 | 41.61
PS | 0 | 0 | 0 | 0 | 0 | 0
PV | 0 | 0 | 0 | 0 | 0 | 0
PeakG | 0 | 0 | 0 | 0 | 0 | 0
PeakO | 0 | 0 | 0 | 0 | 0 | 0
ST | 0.02 | 0.02 | 0.02 | 0.02 | 0.02 | 0.02
STOG | 0.16 | 0.1 | 0 | 0 | 0 | 0
STWD | 1.98 | 1.98 | 0.05 | 0.92 | 0.61 | 0.28
WT | 0.07 | 0.07 | 0.07 | 0.07 | 0.07 | 0.07
IGCC | 0 | 0 | 0 | 0 | 0 | 0
DemandResponse | 0 | 0 | 0 | 0 | 0 | 0
IGCC-CCS | 0 | 0 | 0 | 0 | 0 | 0
WT_off | 0 | 0 | 0 | 0 | 0 | 0
PseudoUnit | 0 | 0 | 0 | 0 | 0 | 0
FixedInterchange | 0 | 0 | 0 | 0 | 0 | 0
Base VOM Costs by Reporting Type: ALB
ReportingType | 2015 | 2020 | 2025 | 2030 | 2035 | 2040
BM | 0 | 0 | 0 | 0 | 0 | 0
CC | 38.85 | 45.22 | 48.19 | 53.22 | 61.48 | 71.89
CSP | 0 | 0 | 0 | 0 | 0 | 0
CT | 0 | 0 | 0 | 0 | 0 | 0
Coal | 167.67 | 167.67 | 167.67 | 167.67 | 167.67 | 167.67
Geo | 0 | 0 | 0 | 0 | 0 | 0
H | 0 | 0 | 0 | 0 | 0 | 0
LFG | 0 | 0 | 0 | 0 | 0 | 0
Nuc | 0 | 0 | 0 | 0 | 0 | 0
PS | 0 | 0 | 0 | 0 | 0 | 0
PV | 0 | 0 | 0 | 0 | 0 | 0
PeakG | 0 | 0 | 0 | 0 | 0 | 0
PeakO | 0 | 0 | 0 | 0 | 0 | 0
ST | 0 | 0 | 0 | 0 | 0 | 0
STOG | 0 | 0 | 0 | 0 | 0 | 0
STWD | 0 | 0 | 0 | 0 | 0 | 0
WT | 0.02 | 0.02 | 0.02 | 0.02 | 0.02 | 0.02
IGCC | 0 | 0 | 0 | 0 | 0 | 0
DemandResponse | 0 | 0 | 0 | 0 | 0 | 0
IGCC-CCS | 0 | 0 | 0 | 0 | 0 | 0
WT_off | 0 | 0 | 0 | 0 | 0 | 0
PseudoUnit | 0 | 0 | 0 | 0 | 0 | 0
FixedInterchange | 0 | 0 | 0 | 0 | 0 | 0
Base VOM Costs by Reporting Type: BC
ReportingType | 2015 | 2020 | 2025 | 2030 | 2035 | 2040
BM | 0 | 0 | 0 | 0 | 0 | 0
CC | 21.84 | 21.84 | 21.84 | 21.84 | 21.84 | 21.7
CSP | 0 | 0 | 0 | 0 | 0 | 0
CT | 0 | 0 | 0 | 0 | 0 | 0
Coal | 0 | 0 | 0 | 0 | 0 | 0
Geo | 0 | 0 | 0 | 0 | 0 | 0
H | 0 | 0 | 0 | 0 | 0 | 0
LFG | 0 | 0 | 0 | 0 | 0 | 0
Nuc | 0 | 0 | 0 | 0 | 0 | 0
PS | 0 | 0 | 0 | 0 | 0 | 0
PV | 0 | 0 | 0 | 0 | 0 | 0
PeakG | 0 | 0 | 0 | 0 | 0 | 0
PeakO | 0 | 0 | 0 | 0 | 0 | 0
ST | 0 | 0 | 0 | 0 | 0 | 0
STOG | 0 | 0 | 0 | 0 | 0 | 0
STWD | 0 | 0 | 0 | 0 | 0 | 0
WT | 0.01 | 0.01 | 0.01 | 0.01 | 0.01 | 0.01
IGCC | 0 | 0 | 0 | 0 | 0 | 0
DemandResponse | 0 | 0 | 0 | 0 | 0 | 0
IGCC-CCS | 0 | 0 | 0 | 0 | 0 | 0
WT_off | 0 | 0 | 0 | 0 | 0 | 0
PseudoUnit | 0 | 0 | 0 | 0 | 0 | 0
FixedInterchange | 0 | 0 | 0 | 0 | 0 | 0
Base VOM Costs by Reporting Type: HQ_IESO
ReportingType | 2015 | 2020 | 2025 | 2030 | 2035 | 2040
BM | 0 | 0 | 0 | 0 | 0 | 0
CC | 0 | 0 | 0 | 0 | 0 | 0
CSP | 0 | 0 | 0 | 0 | 0 | 0
CT | 0 | 0 | 0 | 0 | 0 | 0
Coal | 0 | 0 | 0 | 0 | 0 | 0
Geo | 0 | 0 | 0 | 0 | 0 | 0
H | 0 | 0 | 0 | 0 | 0 | 0
LFG | 0 | 0 | 0 | 0 | 0 | 0
Nuc | 0 | 0 | 0 | 0 | 0 | 0
PS | 0 | 0 | 0 | 0 | 0 | 0
PV | 0 | 0 | 0 | 0 | 0 | 0
PeakG | 0 | 0 | 0 | 0 | 0 | 0
PeakO | 0 | 0 | 0 | 0 | 0 | 0
ST | 0 | 0 | 0 | 0 | 0 | 0
STOG | 0 | 0 | 0 | 0 | 0 | 0
STWD | 0 | 0 | 0 | 0 | 0 | 0
WT | 0 | 0 | 0 | 0 | 0 | 0
IGCC | 0 | 0 | 0 | 0 | 0 | 0
DemandResponse | 0 | 0 | 0 | 0 | 0 | 0
IGCC-CCS | 0 | 0 | 0 | 0 | 0 | 0
WT_off | 0 | 0 | 0 | 0 | 0 | 0
PseudoUnit | 0 | 0 | 0 | 0 | 0 | 0
FixedInterchange | 0 | 0 | 0 | 0 | 0 | 0
Base VOM Costs by Reporting Type: HQ_NEISO
ReportingType | 2015 | 2020 | 2025 | 2030 | 2035 | 2040
BM | 0 | 0 | 0 | 0 | 0 | 0
CC | 0 | 0 | 0 | 0 | 0 | 0
CSP | 0 | 0 | 0 | 0 | 0 | 0
CT | 0 | 0 | 0 | 0 | 0 | 0
Coal | 0 | 0 | 0 | 0 | 0 | 0
Geo | 0 | 0 | 0 | 0 | 0 | 0
H | 0 | 0 | 0 | 0 | 0 | 0
LFG | 0 | 0 | 0 | 0 | 0 | 0
Nuc | 0 | 0 | 0 | 0 | 0 | 0
PS | 0 | 0 | 0 | 0 | 0 | 0
PV | 0 | 0 | 0 | 0 | 0 | 0
PeakG | 0 | 0 | 0 | 0 | 0 | 0
PeakO | 0 | 0 | 0 | 0 | 0 | 0
ST | 0 | 0 | 0 | 0 | 0 | 0
STOG | 0 | 0 | 0 | 0 | 0 | 0
STWD | 0 | 0 | 0 | 0 | 0 | 0
WT | 0 | 0 | 0 | 0 | 0 | 0
IGCC | 0 | 0 | 0 | 0 | 0 | 0
DemandResponse | 0 | 0 | 0 | 0 | 0 | 0
IGCC-CCS | 0 | 0 | 0 | 0 | 0 | 0
WT_off | 0 | 0 | 0 | 0 | 0 | 0
PseudoUnit | 0 | 0 | 0 | 0 | 0 | 0
FixedInterchange | 0 | 0 | 0 | 0 | 0 | 0
Base VOM Costs by Reporting Type: HQ_NY
ReportingType | 2015 | 2020 | 2025 | 2030 | 2035 | 2040
BM | 0 | 0 | 0 | 0 | 0 | 0
CC | 0 | 0 | 0 | 0 | 0 | 0
CSP | 0 | 0 | 0 | 0 | 0 | 0
CT | 0 | 0 | 0 | 0 | 0 | 0
Coal | 0 | 0 | 0 | 0 | 0 | 0
Geo | 0 | 0 | 0 | 0 | 0 | 0
H | 0 | 0 | 0 | 0 | 0 | 0
LFG | 0 | 0 | 0 | 0 | 0 | 0
Nuc | 0 | 0 | 0 | 0 | 0 | 0
PS | 0 | 0 | 0 | 0 | 0 | 0
PV | 0 | 0 | 0 | 0 | 0 | 0
PeakG | 0 | 0 | 0 | 0 | 0 | 0
PeakO | 0 | 0 | 0 | 0 | 0 | 0
ST | 0 | 0 | 0 | 0 | 0 | 0
STOG | 0 | 0 | 0 | 0 | 0 | 0
STWD | 0 | 0 | 0 | 0 | 0 | 0
WT | 0 | 0 | 0 | 0 | 0 | 0
IGCC | 0 | 0 | 0 | 0 | 0 | 0
DemandResponse | 0 | 0 | 0 | 0 | 0 | 0
IGCC-CCS | 0 | 0 | 0 | 0 | 0 | 0
WT_off | 0 | 0 | 0 | 0 | 0 | 0
PseudoUnit | 0 | 0 | 0 | 0 | 0 | 0
FixedInterchange | 0 | 0 | 0 | 0 | 0 | 0
Base VOM Costs by Reporting Type: MARITIMES
ReportingType | 2015 | 2020 | 2025 | 2030 | 2035 | 2040
BM | 0 | 0 | 0 | 0 | 0 | 0
CC | 0 | 0 | 0 | 0 | 0 | 0
CSP | 0 | 0 | 0 | 0 | 0 | 0
CT | 0 | 0 | 0 | 0 | 0 | 0
Coal | 0 | 0 | 0 | 0 | 0 | 0
Geo | 0 | 0 | 0 | 0 | 0 | 0
H | 0 | 0 | 0 | 0 | 0 | 0
LFG | 0 | 0 | 0 | 0 | 0 | 0
Nuc | 0 | 0 | 0 | 0 | 0 | 0
PS | 0 | 0 | 0 | 0 | 0 | 0
PV | 0 | 0 | 0 | 0 | 0 | 0
PeakG | 0 | 0 | 0 | 0 | 0 | 0
PeakO | 0 | 0 | 0 | 0 | 0 | 0
ST | 0 | 0 | 0 | 0 | 0 | 0
STOG | 0 | 0 | 0 | 0 | 0 | 0
STWD | 0 | 0 | 0 | 0 | 0 | 0
WT | 0 | 0 | 0 | 0 | 0 | 0
IGCC | 0 | 0 | 0 | 0 | 0 | 0
DemandResponse | 0 | 0 | 0 | 0 | 0 | 0
IGCC-CCS | 0 | 0 | 0 | 0 | 0 | 0
WT_off | 0 | 0 | 0 | 0 | 0 | 0
PseudoUnit | 0 | 0 | 0 | 0 | 0 | 0
FixedInterchange | 0 | 0 | 0 | 0 | 0 | 0
Base VOM Costs by Reporting Type: All
ReportingType | 2015 | 2020 | 2025 | 2030 | 2035 | 2040
BM | 9.67 | 14.74 | 28.94 | 33.93 | 41.84 | 34.67
CC | 2538.3 | 2574 | 2115.54 | 1996.46 | 2239.39 | 2275.45
CSP | 0 | 0 | 0 | 0 | 0 | 0
CT | 7.88 | 12.14 | 13.39 | 11.18 | 12.28 | 11.37
Coal | 6698.31 | 6791.25 | 7067.76 | 7110.8 | 7419.4 | 7827.76
Geo | 11.14 | 177.58 | 531.17 | 532.83 | 532.83 | 532.83
H | 0 | 0 | 0 | 0 | 0 | 0
LFG | 0.38 | 0.54 | 0.73 | 0.79 | 0.79 | 0.79
Nuc | 2164.81 | 2225.48 | 2223.67 | 2192.47 | 1706.52 | 1342.12
PS | 0 | 0 | 0 | 0 | 0 | 0
PV | 0.02 | 0.05 | 0.07 | 0.07 | 0.07 | 0.07
PeakG | 29.18 | 43.54 | 48.52 | 46 | 61.02 | 58.35
PeakO | 0 | 0 | 0 | 0 | 0 | 0
ST | 0.03 | 0.05 | 0.06 | 0.06 | 0.06 | 0.06
STOG | 21.9 | 24.07 | 15.7 | 11.4 | 11.13 | 8.19
STWD | 22.44 | 20.03 | 10.57 | 13.77 | 12.87 | 12.51
WT | 2.03 | 2.44 | 2.56 | 2.56 | 2.64 | 2.83
IGCC | 30.43 | 30.43 | 30.43 | 30.43 | 30.43 | 30.43
DemandResponse | 0 | 0 | 0 | 0 | 0 | 0
IGCC-CCS | 0 | 0 | 0 | 0 | 0 | 0
WT_off | 0.02 | 0.02 | 0.06 | 0.06 | 0.04 | 0.04
PseudoUnit | 0 | 0 | 0 | 0 | 0 | 0
FixedInterchange | 0 | 0 | 0 | 0 | 0 | 0
Base VOM Costs by Reporting Type: EI_US
ReportingType | 2015 | 2020 | 2025 | 2030 | 2035 | 2040
BM | 9.44 | 14.52 | 28.7 | 33.67 | 41.41 | 34.2
CC | 1615.69 | 1741.5 | 1408.3 | 1296.09 | 1565.88 | 1653.02
CSP | 0 | 0 | 0 | 0 | 0 | 0
CT | 7.73 | 11.89 | 12.89 | 10.63 | 12.18 | 11.34
Coal | 5243.79 | 5148.19 | 5367.35 | 5408.11 | 5663.35 | 5966.07
Geo | 0 | 0 | 0 | 0 | 0 | 0
H | 0 | 0 | 0 | 0 | 0 | 0
LFG | 0.32 | 0.36 | 0.51 | 0.57 | 0.57 | 0.57
Nuc | 1653.22 | 1713.9 | 1713.9 | 1686.38 | 1213.99 | 878.06
PS | 0 | 0 | 0 | 0 | 0 | 0
PV | 0 | 0.04 | 0.06 | 0.06 | 0.06 | 0.06
PeakG | 28.75 | 42.8 | 47.41 | 44.48 | 59.69 | 57.44
PeakO | 0 | 0 | 0 | 0 | 0 | 0
ST | 0 | 0 | 0 | 0 | 0 | 0
STOG | 13.01 | 12.9 | 7.22 | 5.03 | 6.17 | 4.31
STWD | 12.67 | 10.26 | 10.47 | 12.02 | 11.51 | 11.19
WT | 1.2 | 1.51 | 1.62 | 1.63 | 1.76 | 1.96
IGCC | 30.43 | 30.43 | 30.43 | 30.43 | 30.43 | 30.43
DemandResponse | 0 | 0 | 0 | 0 | 0 | 0
IGCC-CCS | 0 | 0 | 0 | 0 | 0 | 0
WT_off | 0.02 | 0.02 | 0.06 | 0.06 | 0.04 | 0.04
PseudoUnit | 0 | 0 | 0 | 0 | 0 | 0
FixedInterchange | 0 | 0 | 0 | 0 | 0 | 0
Base VOM Costs by Reporting Type: EI_Canada
ReportingType | 2015 | 2020 | 2025 | 2030 | 2035 | 2040
BM | 0 | 0 | 0 | 0 | 0 | 0.02
CC | 8.18 | 8.26 | 4.81 | 1.38 | 2.98 | 12.61
CSP | 0 | 0 | 0 | 0 | 0 | 0
CT | 0.15 | 0.17 | 0.18 | 0.18 | 0.11 | 0.03
Coal | 0.78 | 1.67 | 3.26 | 4.91 | 12.8 | 16.13
Geo | 0 | 0 | 0 | 0 | 0 | 0
H | 0 | 0 | 0 | 0 | 0 | 0
LFG | 0.01 | 0.01 | 0.01 | 0.01 | 0.01 | 0.01
Nuc | 240.73 | 240.73 | 238.92 | 235.24 | 221.68 | 193.2
PS | 0 | 0 | 0 | 0 | 0 | 0
PV | 0 | 0 | 0 | 0 | 0 | 0
PeakG | 0.01 | 0 | 0 | 0 | 0.04 | 0.04
PeakO | 0 | 0 | 0 | 0 | 0 | 0
ST | 0 | 0 | 0 | 0 | 0 | 0
STOG | 0.01 | 0 | 0 | 0 | 0 | 0
STWD | 0 | 0 | 0 | 0 | 0 | 0
WT | 0.11 | 0.11 | 0.11 | 0.11 | 0.05 | 0.05
IGCC | 0 | 0 | 0 | 0 | 0 | 0
DemandResponse | 0 | 0 | 0 | 0 | 0 | 0
IGCC-CCS | 0 | 0 | 0 | 0 | 0 | 0
WT_off | 0 | 0 | 0 | 0 | 0 | 0
PseudoUnit | 0 | 0 | 0 | 0 | 0 | 0
FixedInterchange | 0 | 0 | 0 | 0 | 0 | 0
Base VOM Costs by Reporting Type: EI
ReportingType | 2015 | 2020 | 2025 | 2030 | 2035 | 2040
BM | 9.44 | 14.52 | 28.7 | 33.67 | 41.41 | 34.22
CC | 1623.87 | 1749.76 | 1413.11 | 1297.47 | 1568.86 | 1665.63
CSP | 0 | 0 | 0 | 0 | 0 | 0
CT | 7.88 | 12.06 | 13.06 | 10.81 | 12.28 | 11.37
Coal | 5244.57 | 5149.86 | 5370.61 | 5413.02 | 5676.14 | 5982.21
Geo | 0 | 0 | 0 | 0 | 0 | 0
H | 0 | 0 | 0 | 0 | 0 | 0
LFG | 0.33 | 0.37 | 0.52 | 0.58 | 0.58 | 0.58
Nuc | 1893.95 | 1954.63 | 1952.82 | 1921.62 | 1435.67 | 1071.27
PS | 0 | 0 | 0 | 0 | 0 | 0
PV | 0.01 | 0.04 | 0.06 | 0.06 | 0.06 | 0.06
PeakG | 28.76 | 42.8 | 47.41 | 44.48 | 59.73 | 57.48
PeakO | 0 | 0 | 0 | 0 | 0 | 0
ST | 0 | 0 | 0 | 0 | 0 | 0
STOG | 13.02 | 12.91 | 7.22 | 5.03 | 6.17 | 4.31
STWD | 12.67 | 10.26 | 10.47 | 12.02 | 11.51 | 11.19
WT | 1.31 | 1.62 | 1.73 | 1.74 | 1.81 | 2
IGCC | 30.43 | 30.43 | 30.43 | 30.43 | 30.43 | 30.43
DemandResponse | 0 | 0 | 0 | 0 | 0 | 0
IGCC-CCS | 0 | 0 | 0 | 0 | 0 | 0
WT_off | 0.02 | 0.02 | 0.06 | 0.06 | 0.04 | 0.04
PseudoUnit | 0 | 0 | 0 | 0 | 0 | 0
FixedInterchange | 0 | 0 | 0 | 0 | 0 | 0
Base VOM Costs by Reporting Type: Outside_EI
ReportingType | 2015 | 2020 | 2025 | 2030 | 2035 | 2040
BM | 0.22 | 0.22 | 0.24 | 0.26 | 0.43 | 0.45
CC | 914.43 | 824.24 | 702.43 | 698.99 | 670.54 | 609.82
CSP | 0 | 0 | 0 | 0 | 0 | 0
CT | 0 | 0.08 | 0.32 | 0.38 | 0 | 0
Coal | 1453.75 | 1641.39 | 1697.16 | 1697.78 | 1743.26 | 1845.55
Geo | 11.13 | 177.57 | 531.17 | 532.83 | 532.83 | 532.83
H | 0 | 0 | 0 | 0 | 0 | 0
LFG | 0.05 | 0.17 | 0.2 | 0.2 | 0.2 | 0.2
Nuc | 270.85 | 270.85 | 270.85 | 270.85 | 270.85 | 270.85
PS | 0 | 0 | 0 | 0 | 0 | 0
PV | 0.01 | 0.01 | 0.01 | 0.01 | 0.01 | 0.01
PeakG | 0.41 | 0.73 | 1.11 | 1.52 | 1.29 | 0.86
PeakO | 0 | 0 | 0 | 0 | 0 | 0
ST | 0.03 | 0.05 | 0.06 | 0.06 | 0.06 | 0.06
STOG | 8.88 | 11.17 | 8.47 | 6.38 | 4.96 | 3.89
STWD | 9.77 | 9.77 | 0.1 | 1.76 | 1.36 | 1.31
WT | 0.72 | 0.83 | 0.83 | 0.83 | 0.83 | 0.83
IGCC | 0 | 0 | 0 | 0 | 0 | 0
DemandResponse | 0 | 0 | 0 | 0 | 0 | 0
IGCC-CCS | 0 | 0 | 0 | 0 | 0 | 0
WT_off | 0 | 0 | 0 | 0 | 0 | 0
PseudoUnit | 0 | 0 | 0 | 0 | 0 | 0
FixedInterchange | 0 | 0 | 0 | 0 | 0 | 0
#9 | Retrofit VOM Costs ($million)
Retrofit VOM Costs by Reporting Type: Entergy
ReportingType | 2015 | 2020 | 2025 | 2030 | 2035 | 2040
BM | 0 | 0 | 0 | 0 | 0 | 0
CC | 0 | 0 | 0 | 0 | 0 | 0
CSP | 0 | 0 | 0 | 0 | 0 | 0
CT | 0 | 0 | 0 | 0 | 0 | 0
Coal | 14.17 | 303.35 | 402.16 | 420 | 420 | 420
Geo | 0 | 0 | 0 | 0 | 0 | 0
H | 0 | 0 | 0 | 0 | 0 | 0
LFG | 0 | 0 | 0 | 0 | 0 | 0
Nuc | 0 | 0 | 0 | 0 | 0 | 0
PS | 0 | 0 | 0 | 0 | 0 | 0
PV | 0 | 0 | 0 | 0 | 0 | 0
PeakG | 0 | 0 | 0 | 0 | 0 | 0
PeakO | 0 | 0 | 0 | 0 | 0 | 0
ST | 0 | 0 | 0 | 0 | 0 | 0
STOG | 0 | 0 | 0 | 0 | 0 | 0
STWD | 0 | 0 | 0 | 0 | 0 | 0
WT | 0 | 0 | 0 | 0 | 0 | 0
IGCC | 0 | 0 | 0 | 0 | 0 | 0
DemandResponse | 0 | 0 | 0 | 0 | 0 | 0
IGCC-CCS | 0 | 0 | 0 | 0 | 0 | 0
WT_off | 0 | 0 | 0 | 0 | 0 | 0
PseudoUnit | 0 | 0 | 0 | 0 | 0 | 0
FixedInterchange | 0 | 0 | 0 | 0 | 0 | 0
Retrofit VOM Costs by Reporting Type: FRCC
ReportingType | 2015 | 2020 | 2025 | 2030 | 2035 | 2040
BM | 0 | 0 | 0 | 0 | 0 | 0
CC | 0 | 0 | 0 | 0 | 0 | 0
CSP | 0 | 0 | 0 | 0 | 0 | 0
CT | 0 | 0 | 0 | 0 | 0 | 0
Coal | 213.2 | 269.72 | 298.26 | 309.64 | 321.4 | 328.01
Geo | 0 | 0 | 0 | 0 | 0 | 0
H | 0 | 0 | 0 | 0 | 0 | 0
LFG | 0 | 0 | 0 | 0 | 0 | 0
Nuc | 0 | 0 | 0 | 0 | 0 | 0
PS | 0 | 0 | 0 | 0 | 0 | 0
PV | 0 | 0 | 0 | 0 | 0 | 0
PeakG | 0 | 0 | 0 | 0 | 0 | 0
PeakO | 0 | 0 | 0 | 0 | 0 | 0
ST | 0 | 0 | 0 | 0 | 0 | 0
STOG | 0 | 0 | 0 | 0 | 0 | 0
STWD | 0 | 0 | 0 | 0 | 0 | 0
WT | 0 | 0 | 0 | 0 | 0 | 0
IGCC | 0 | 0 | 0 | 0 | 0 | 0
DemandResponse | 0 | 0 | 0 | 0 | 0 | 0
IGCC-CCS | 0 | 0 | 0 | 0 | 0 | 0
WT_off | 0 | 0 | 0 | 0 | 0 | 0
PseudoUnit | 0 | 0 | 0 | 0 | 0 | 0
FixedInterchange | 0 | 0 | 0 | 0 | 0 | 0
Retrofit VOM Costs by Reporting Type: MAPP_US
ReportingType | 2015 | 2020 | 2025 | 2030 | 2035 | 2040
BM | 0 | 0 | 0 | 0 | 0 | 0
CC | 0 | 0 | 0 | 0 | 0 | 0
CSP | 0 | 0 | 0 | 0 | 0 | 0
CT | 0 | 0 | 0 | 0 | 0 | 0
Coal | 88.9 | 98.64 | 98.64 | 98.64 | 98.64 | 98.64
Geo | 0 | 0 | 0 | 0 | 0 | 0
H | 0 | 0 | 0 | 0 | 0 | 0
LFG | 0 | 0 | 0 | 0 | 0 | 0
Nuc | 0 | 0 | 0 | 0 | 0 | 0
PS | 0 | 0 | 0 | 0 | 0 | 0
PV | 0 | 0 | 0 | 0 | 0 | 0
PeakG | 0 | 0 | 0 | 0 | 0 | 0
PeakO | 0 | 0 | 0 | 0 | 0 | 0
ST | 0 | 0 | 0 | 0 | 0 | 0
STOG | 0 | 0 | 0 | 0 | 0 | 0
STWD | 0 | 0 | 0 | 0 | 0 | 0
WT | 0 | 0 | 0 | 0 | 0 | 0
IGCC | 0 | 0 | 0 | 0 | 0 | 0
DemandResponse | 0 | 0 | 0 | 0 | 0 | 0
IGCC-CCS | 0 | 0 | 0 | 0 | 0 | 0
WT_off | 0 | 0 | 0 | 0 | 0 | 0
PseudoUnit | 0 | 0 | 0 | 0 | 0 | 0
FixedInterchange | 0 | 0 | 0 | 0 | 0 | 0
Retrofit VOM Costs by Reporting Type: MISO_IN
ReportingType | 2015 | 2020 | 2025 | 2030 | 2035 | 2040
BM | 0 | 0 | 0 | 0 | 0 | 0
CC | 0 | 0 | 0 | 0 | 0 | 0
CSP | 0 | 0 | 0 | 0 | 0 | 0
CT | 0 | 0 | 0 | 0 | 0 | 0
Coal | 311.44 | 465.13 | 475.88 | 488 | 526.12 | 539.2
Geo | 0 | 0 | 0 | 0 | 0 | 0
H | 0 | 0 | 0 | 0 | 0 | 0
LFG | 0 | 0 | 0 | 0 | 0 | 0
Nuc | 0 | 0 | 0 | 0 | 0 | 0
PS | 0 | 0 | 0 | 0 | 0 | 0
PV | 0 | 0 | 0 | 0 | 0 | 0
PeakG | 0 | 0 | 0 | 0 | 0 | 0
PeakO | 0 | 0 | 0 | 0 | 0 | 0
ST | 0 | 0 | 0 | 0 | 0 | 0
STOG | 0 | 0 | 0 | 0 | 0 | 0
STWD | 0 | 0 | 0 | 0 | 0 | 0
WT | 0 | 0 | 0 | 0 | 0 | 0
IGCC | 0 | 0 | 0 | 0 | 0 | 0
DemandResponse | 0 | 0 | 0 | 0 | 0 | 0
IGCC-CCS | 0 | 0 | 0 | 0 | 0 | 0
WT_off | 0 | 0 | 0 | 0 | 0 | 0
PseudoUnit | 0 | 0 | 0 | 0 | 0 | 0
FixedInterchange | 0 | 0 | 0 | 0 | 0 | 0
Retrofit VOM Costs by Reporting Type: MISO_MI
ReportingType | 2015 | 2020 | 2025 | 2030 | 2035 | 2040
BM | 0 | 0 | 0 | 0 | 0 | 0
CC | 0 | 0 | 0 | 0 | 0 | 0
CSP | 0 | 0 | 0 | 0 | 0 | 0
CT | 0 | 0 | 0 | 0 | 0 | 0
Coal | 35.49 | 150.46 | 140.68 | 140.68 | 140.68 | 140.68
Geo | 0 | 0 | 0 | 0 | 0 | 0
H | 0 | 0 | 0 | 0 | 0 | 0
LFG | 0 | 0 | 0 | 0 | 0 | 0
Nuc | 0 | 0 | 0 | 0 | 0 | 0
PS | 0 | 0 | 0 | 0 | 0 | 0
PV | 0 | 0 | 0 | 0 | 0 | 0
PeakG | 0 | 0 | 0 | 0 | 0 | 0
PeakO | 0 | 0 | 0 | 0 | 0 | 0
ST | 0 | 0 | 0 | 0 | 0 | 0
STOG | 0 | 0 | 0 | 0 | 0 | 0
STWD | 0 | 0 | 0 | 0 | 0 | 0
WT | 0 | 0 | 0 | 0 | 0 | 0
IGCC | 0 | 0 | 0 | 0 | 0 | 0
DemandResponse | 0 | 0 | 0 | 0 | 0 | 0
IGCC-CCS | 0 | 0 | 0 | 0 | 0 | 0
WT_off | 0 | 0 | 0 | 0 | 0 | 0
PseudoUnit | 0 | 0 | 0 | 0 | 0 | 0
FixedInterchange | 0 | 0 | 0 | 0 | 0 | 0
Retrofit VOM Costs by Reporting Type: MISO_MO-IL
ReportingType | 2015 | 2020 | 2025 | 2030 | 2035 | 2040
BM | 0 | 0 | 0 | 0 | 0 | 0
CC | 0 | 0 | 0 | 0 | 0 | 0
CSP | 0 | 0 | 0 | 0 | 0 | 0
CT | 0 | 0 | 0 | 0 | 0 | 0
Coal | 109.47 | 335.13 | 390.37 | 409.62 | 498.46 | 512.85
Geo | 0 | 0 | 0 | 0 | 0 | 0
H | 0 | 0 | 0 | 0 | 0 | 0
LFG | 0 | 0 | 0 | 0 | 0 | 0
Nuc | 0 | 0 | 0 | 0 | 0 | 0
PS | 0 | 0 | 0 | 0 | 0 | 0
PV | 0 | 0 | 0 | 0 | 0 | 0
PeakG | 0 | 0 | 0 | 0 | 0 | 0
PeakO | 0 | 0 | 0 | 0 | 0 | 0
ST | 0 | 0 | 0 | 0 | 0 | 0
STOG | 0 | 0 | 0 | 0 | 0 | 0
STWD | 0 | 0 | 0 | 0 | 0 | 0
WT | 0 | 0 | 0 | 0 | 0 | 0
IGCC | 0 | 0 | 0 | 0 | 0 | 0
DemandResponse | 0 | 0 | 0 | 0 | 0 | 0
IGCC-CCS | 0 | 0 | 0 | 0 | 0 | 0
WT_off | 0 | 0 | 0 | 0 | 0 | 0
PseudoUnit | 0 | 0 | 0 | 0 | 0 | 0
FixedInterchange | 0 | 0 | 0 | 0 | 0 | 0
Retrofit VOM Costs by Reporting Type: MISO_W
ReportingType | 2015 | 2020 | 2025 | 2030 | 2035 | 2040
BM | 0 | 0 | 0 | 0 | 0 | 0
CC | 0 | 0 | 0 | 0 | 0 | 0
CSP | 0 | 0 | 0 | 0 | 0 | 0
CT | 0 | 0 | 0 | 0 | 0 | 0
Coal | 144.25 | 392.89 | 385.67 | 385.67 | 398.13 | 398.13
Geo | 0 | 0 | 0 | 0 | 0 | 0
H | 0 | 0 | 0 | 0 | 0 | 0
LFG | 0 | 0 | 0 | 0 | 0 | 0
Nuc | 0 | 0 | 0 | 0 | 0 | 0
PS | 0 | 0 | 0 | 0 | 0 | 0
PV | 0 | 0 | 0 | 0 | 0 | 0
PeakG | 0 | 0 | 0 | 0 | 0 | 0
PeakO | 0 | 0 | 0 | 0 | 0 | 0
ST | 0 | 0 | 0 | 0 | 0 | 0
STOG | 0 | 0 | 0 | 0 | 0 | 0
STWD | 0 | 0 | 0 | 0 | 0 | 0
WT | 0 | 0 | 0 | 0 | 0 | 0
IGCC | 0 | 0 | 0 | 0 | 0 | 0
DemandResponse | 0 | 0 | 0 | 0 | 0 | 0
IGCC-CCS | 0 | 0 | 0 | 0 | 0 | 0
WT_off | 0 | 0 | 0 | 0 | 0 | 0
PseudoUnit | 0 | 0 | 0 | 0 | 0 | 0
FixedInterchange | 0 | 0 | 0 | 0 | 0 | 0
Retrofit VOM Costs by Reporting Type: MISO_WUMS
ReportingType | 2015 | 2020 | 2025 | 2030 | 2035 | 2040
BM | 0 | 0 | 0 | 0 | 0 | 0
CC | 0 | 0 | 0 | 0 | 0 | 0
CSP | 0 | 0 | 0 | 0 | 0 | 0
CT | 0 | 0 | 0 | 0 | 0 | 0
Coal | 74.72 | 147.29 | 152.71 | 150.3 | 176.43 | 182.82
Geo | 0 | 0 | 0 | 0 | 0 | 0
H | 0 | 0 | 0 | 0 | 0 | 0
LFG | 0 | 0 | 0 | 0 | 0 | 0
Nuc | 0 | 0 | 0 | 0 | 0 | 0
PS | 0 | 0 | 0 | 0 | 0 | 0
PV | 0 | 0 | 0 | 0 | 0 | 0
PeakG | 0 | 0 | 0 | 0 | 0 | 0
PeakO | 0 | 0 | 0 | 0 | 0 | 0
ST | 0 | 0 | 0 | 0 | 0 | 0
STOG | 0 | 0 | 0 | 0 | 0 | 0
STWD | 0 | 0 | 0 | 0 | 0 | 0
WT | 0 | 0 | 0 | 0 | 0 | 0
IGCC | 0 | 0 | 0 | 0 | 0 | 0
DemandResponse | 0 | 0 | 0 | 0 | 0 | 0
IGCC-CCS | 0 | 0 | 0 | 0 | 0 | 0
WT_off | 0 | 0 | 0 | 0 | 0 | 0
PseudoUnit | 0 | 0 | 0 | 0 | 0 | 0
FixedInterchange | 0 | 0 | 0 | 0 | 0 | 0
Retrofit VOM Costs by Reporting Type: Nebraska
ReportingType | 2015 | 2020 | 2025 | 2030 | 2035 | 2040
BM | 0 | 0 | 0 | 0 | 0 | 0
CC | 0 | 0 | 0 | 0 | 0 | 0
CSP | 0 | 0 | 0 | 0 | 0 | 0
CT | 0 | 0 | 0 | 0 | 0 | 0
Coal | 16.57 | 135.62 | 132.17 | 132.17 | 135.66 | 135.66
Geo | 0 | 0 | 0 | 0 | 0 | 0
H | 0 | 0 | 0 | 0 | 0 | 0
LFG | 0 | 0 | 0 | 0 | 0 | 0
Nuc | 0 | 0 | 0 | 0 | 0 | 0
PS | 0 | 0 | 0 | 0 | 0 | 0
PV | 0 | 0 | 0 | 0 | 0 | 0
PeakG | 0 | 0 | 0 | 0 | 0 | 0
PeakO | 0 | 0 | 0 | 0 | 0 | 0
ST | 0 | 0 | 0 | 0 | 0 | 0
STOG | 0 | 0 | 0 | 0 | 0 | 0
STWD | 0 | 0 | 0 | 0 | 0 | 0
WT | 0 | 0 | 0 | 0 | 0 | 0
IGCC | 0 | 0 | 0 | 0 | 0 | 0
DemandResponse | 0 | 0 | 0 | 0 | 0 | 0
IGCC-CCS | 0 | 0 | 0 | 0 | 0 | 0
WT_off | 0 | 0 | 0 | 0 | 0 | 0
PseudoUnit | 0 | 0 | 0 | 0 | 0 | 0
FixedInterchange | 0 | 0 | 0 | 0 | 0 | 0
Retrofit VOM Costs by Reporting Type: NEISO
ReportingType | 2015 | 2020 | 2025 | 2030 | 2035 | 2040
BM | 0 | 0 | 0 | 0 | 0 | 0
CC | 0 | 0 | 0 | 0 | 0 | 0
CSP | 0 | 0 | 0 | 0 | 0 | 0
CT | 0 | 0 | 0 | 0 | 0 | 0
Coal | 0.16 | 0 | 0 | 0 | 0 | 0
Geo | 0 | 0 | 0 | 0 | 0 | 0
H | 0 | 0 | 0 | 0 | 0 | 0
LFG | 0 | 0 | 0 | 0 | 0 | 0
Nuc | 0 | 0 | 0 | 0 | 0 | 0
PS | 0 | 0 | 0 | 0 | 0 | 0
PV | 0 | 0 | 0 | 0 | 0 | 0
PeakG | 0 | 0 | 0 | 0 | 0 | 0
PeakO | 0 | 0 | 0 | 0 | 0 | 0
ST | 0 | 0 | 0 | 0 | 0 | 0
STOG | 0 | 0 | 0 | 0 | 0 | 0
STWD | 0 | 0 | 0 | 0 | 0 | 0
WT | 0 | 0 | 0 | 0 | 0 | 0
IGCC | 0 | 0 | 0 | 0 | 0 | 0
DemandResponse | 0 | 0 | 0 | 0 | 0 | 0
IGCC-CCS | 0 | 0 | 0 | 0 | 0 | 0
WT_off | 0 | 0 | 0 | 0 | 0 | 0
PseudoUnit | 0 | 0 | 0 | 0 | 0 | 0
FixedInterchange | 0 | 0 | 0 | 0 | 0 | 0
Retrofit VOM Costs by Reporting Type: NonRTO_Midwest
ReportingType | 2015 | 2020 | 2025 | 2030 | 2035 | 2040
BM | 0 | 0 | 0 | 0 | 0 | 0
CC | 0 | 0 | 0 | 0 | 0 | 0
CSP | 0 | 0 | 0 | 0 | 0 | 0
CT | 0 | 0 | 0 | 0 | 0 | 0
Coal | 231.34 | 305.65 | 279.27 | 266.22 | 282.79 | 284.49
Geo | 0 | 0 | 0 | 0 | 0 | 0
H | 0 | 0 | 0 | 0 | 0 | 0
LFG | 0 | 0 | 0 | 0 | 0 | 0
Nuc | 0 | 0 | 0 | 0 | 0 | 0
PS | 0 | 0 | 0 | 0 | 0 | 0
PV | 0 | 0 | 0 | 0 | 0 | 0
PeakG | 0 | 0 | 0 | 0 | 0 | 0
PeakO | 0 | 0 | 0 | 0 | 0 | 0
ST | 0 | 0 | 0 | 0 | 0 | 0
STOG | 0 | 0 | 0 | 0 | 0 | 0
STWD | 0 | 0 | 0 | 0 | 0 | 0
WT | 0 | 0 | 0 | 0 | 0 | 0
IGCC | 0 | 0 | 0 | 0 | 0 | 0
DemandResponse | 0 | 0 | 0 | 0 | 0 | 0
IGCC-CCS | 0 | 0 | 0 | 0 | 0 | 0
WT_off | 0 | 0 | 0 | 0 | 0 | 0
PseudoUnit | 0 | 0 | 0 | 0 | 0 | 0
FixedInterchange | 0 | 0 | 0 | 0 | 0 | 0
Retrofit VOM Costs by Reporting Type: NYISO_A-F
ReportingType | 2015 | 2020 | 2025 | 2030 | 2035 | 2040
BM | 0 | 0 | 0 | 0 | 0 | 0
CC | 0 | 0 | 0 | 0 | 0 | 0
CSP | 0 | 0 | 0 | 0 | 0 | 0
CT | 0 | 0 | 0 | 0 | 0 | 0
Coal | 0 | 0 | 0 | 0 | 0 | 0
Geo | 0 | 0 | 0 | 0 | 0 | 0
H | 0 | 0 | 0 | 0 | 0 | 0
LFG | 0 | 0 | 0 | 0 | 0 | 0
Nuc | 0 | 0 | 0 | 0 | 0 | 0
PS | 0 | 0 | 0 | 0 | 0 | 0
PV | 0 | 0 | 0 | 0 | 0 | 0
PeakG | 0 | 0 | 0 | 0 | 0 | 0
PeakO | 0 | 0 | 0 | 0 | 0 | 0
ST | 0 | 0 | 0 | 0 | 0 | 0
STOG | 0 | 0 | 0 | 0 | 0 | 0
STWD | 0 | 0 | 0 | 0 | 0 | 0
WT | 0 | 0 | 0 | 0 | 0 | 0
IGCC | 0 | 0 | 0 | 0 | 0 | 0
DemandResponse | 0 | 0 | 0 | 0 | 0 | 0
IGCC-CCS | 0 | 0 | 0 | 0 | 0 | 0
WT_off | 0 | 0 | 0 | 0 | 0 | 0
PseudoUnit | 0 | 0 | 0 | 0 | 0 | 0
FixedInterchange | 0 | 0 | 0 | 0 | 0 | 0
Retrofit VOM Costs by Reporting Type: NYISO_G-I
ReportingType | 2015 | 2020 | 2025 | 2030 | 2035 | 2040
BM | 0 | 0 | 0 | 0 | 0 | 0
CC | 0 | 0 | 0 | 0 | 0 | 0
CSP | 0 | 0 | 0 | 0 | 0 | 0
CT | 0 | 0 | 0 | 0 | 0 | 0
Coal | 0 | 0 | 0 | 0 | 0 | 0
Geo | 0 | 0 | 0 | 0 | 0 | 0
H | 0 | 0 | 0 | 0 | 0 | 0
LFG | 0 | 0 | 0 | 0 | 0 | 0
Nuc | 0 | 0 | 0 | 0 | 0 | 0
PS | 0 | 0 | 0 | 0 | 0 | 0
PV | 0 | 0 | 0 | 0 | 0 | 0
PeakG | 0 | 0 | 0 | 0 | 0 | 0
PeakO | 0 | 0 | 0 | 0 | 0 | 0
ST | 0 | 0 | 0 | 0 | 0 | 0
STOG | 0 | 0 | 0 | 0 | 0 | 0
STWD | 0 | 0 | 0 | 0 | 0 | 0
WT | 0 | 0 | 0 | 0 | 0 | 0
IGCC | 0 | 0 | 0 | 0 | 0 | 0
DemandResponse | 0 | 0 | 0 | 0 | 0 | 0
IGCC-CCS | 0 | 0 | 0 | 0 | 0 | 0
WT_off | 0 | 0 | 0 | 0 | 0 | 0
PseudoUnit | 0 | 0 | 0 | 0 | 0 | 0
FixedInterchange | 0 | 0 | 0 | 0 | 0 | 0
Retrofit VOM Costs by Reporting Type: NYISO_J-K
ReportingType | 2015 | 2020 | 2025 | 2030 | 2035 | 2040
BM | 0 | 0 | 0 | 0 | 0 | 0
CC | 0 | 0 | 0 | 0 | 0 | 0
CSP | 0 | 0 | 0 | 0 | 0 | 0
CT | 0 | 0 | 0 | 0 | 0 | 0
Coal | 0 | 0 | 0 | 0 | 0 | 0
Geo | 0 | 0 | 0 | 0 | 0 | 0
H | 0 | 0 | 0 | 0 | 0 | 0
LFG | 0 | 0 | 0 | 0 | 0 | 0
Nuc | 0 | 0 | 0 | 0 | 0 | 0
PS | 0 | 0 | 0 | 0 | 0 | 0
PV | 0 | 0 | 0 | 0 | 0 | 0
PeakG | 0 | 0 | 0 | 0 | 0 | 0
PeakO | 0 | 0 | 0 | 0 | 0 | 0
ST | 0 | 0 | 0 | 0 | 0 | 0
STOG | 0 | 0 | 0 | 0 | 0 | 0
STWD | 0 | 0 | 0 | 0 | 0 | 0
WT | 0 | 0 | 0 | 0 | 0 | 0
IGCC | 0 | 0 | 0 | 0 | 0 | 0
DemandResponse | 0 | 0 | 0 | 0 | 0 | 0
IGCC-CCS | 0 | 0 | 0 | 0 | 0 | 0
WT_off | 0 | 0 | 0 | 0 | 0 | 0
PseudoUnit | 0 | 0 | 0 | 0 | 0 | 0
FixedInterchange | 0 | 0 | 0 | 0 | 0 | 0
Retrofit VOM Costs by Reporting Type: PJM_E
ReportingType | 2015 | 2020 | 2025 | 2030 | 2035 | 2040
BM | 0 | 0 | 0 | 0 | 0 | 0
CC | 0 | 0 | 0 | 0 | 0 | 0
CSP | 0 | 0 | 0 | 0 | 0 | 0
CT | 0 | 0 | 0 | 0 | 0 | 0
Coal | 0.94 | 0 | 0 | 0 | 0 | 0
Geo | 0 | 0 | 0 | 0 | 0 | 0
H | 0 | 0 | 0 | 0 | 0 | 0
LFG | 0 | 0 | 0 | 0 | 0 | 0
Nuc | 0 | 0 | 0 | 0 | 0 | 0
PS | 0 | 0 | 0 | 0 | 0 | 0
PV | 0 | 0 | 0 | 0 | 0 | 0
PeakG | 0 | 0 | 0 | 0 | 0 | 0
PeakO | 0 | 0 | 0 | 0 | 0 | 0
ST | 0 | 0 | 0 | 0 | 0 | 0
STOG | 0 | 0 | 0 | 0 | 0 | 0
STWD | 0 | 0 | 0 | 0 | 0 | 0
WT | 0 | 0 | 0 | 0 | 0 | 0
IGCC | 0 | 0 | 0 | 0 | 0 | 0
DemandResponse | 0 | 0 | 0 | 0 | 0 | 0
IGCC-CCS | 0 | 0 | 0 | 0 | 0 | 0
WT_off | 0 | 0 | 0 | 0 | 0 | 0
PseudoUnit | 0 | 0 | 0 | 0 | 0 | 0
FixedInterchange | 0 | 0 | 0 | 0 | 0 | 0
Retrofit VOM Costs by Reporting Type: PJM_ROM
ReportingType | 2015 | 2020 | 2025 | 2030 | 2035 | 2040
BM | 0 | 0 | 0 | 0 | 0 | 0
CC | 0 | 0 | 0 | 0 | 0 | 0
CSP | 0 | 0 | 0 | 0 | 0 | 0
CT | 0 | 0 | 0 | 0 | 0 | 0
Coal | 181.26 | 246.48 | 261.09 | 268.96 | 274.17 | 274.17
Geo | 0 | 0 | 0 | 0 | 0 | 0
H | 0 | 0 | 0 | 0 | 0 | 0
LFG | 0 | 0 | 0 | 0 | 0 | 0
Nuc | 0 | 0 | 0 | 0 | 0 | 0
PS | 0 | 0 | 0 | 0 | 0 | 0
PV | 0 | 0 | 0 | 0 | 0 | 0
PeakG | 0 | 0 | 0 | 0 | 0 | 0
PeakO | 0 | 0 | 0 | 0 | 0 | 0
ST | 0 | 0 | 0 | 0 | 0 | 0
STOG | 0 | 0 | 0 | 0 | 0 | 0
STWD | 0 | 0 | 0 | 0 | 0 | 0
WT | 0 | 0 | 0 | 0 | 0 | 0
IGCC | 0 | 0 | 0 | 0 | 0 | 0
DemandResponse | 0 | 0 | 0 | 0 | 0 | 0
IGCC-CCS | 0 | 0 | 0 | 0 | 0 | 0
WT_off | 0 | 0 | 0 | 0 | 0 | 0
PseudoUnit | 0 | 0 | 0 | 0 | 0 | 0
FixedInterchange | 0 | 0 | 0 | 0 | 0 | 0
Retrofit VOM Costs by Reporting Type: PJM_ROR
ReportingType | 2015 | 2020 | 2025 | 2030 | 2035 | 2040
BM | 0 | 0 | 0 | 0 | 0 | 0
CC | 0 | 0 | 0 | 0 | 0 | 0
CSP | 0 | 0 | 0 | 0 | 0 | 0
CT | 0 | 0 | 0 | 0 | 0 | 0
Coal | 928.52 | 1056.4 | 1057.33 | 1059.29 | 1061.97 | 1066.46
Geo | 0 | 0 | 0 | 0 | 0 | 0
H | 0 | 0 | 0 | 0 | 0 | 0
LFG | 0 | 0 | 0 | 0 | 0 | 0
Nuc | 0 | 0 | 0 | 0 | 0 | 0
PS | 0 | 0 | 0 | 0 | 0 | 0
PV | 0 | 0 | 0 | 0 | 0 | 0
PeakG | 0 | 0 | 0 | 0 | 0 | 0
PeakO | 0 | 0 | 0 | 0 | 0 | 0
ST | 0 | 0 | 0 | 0 | 0 | 0
STOG | 0 | 0 | 0 | 0 | 0 | 0
STWD | 0 | 0 | 0 | 0 | 0 | 0
WT | 0 | 0 | 0 | 0 | 0 | 0
IGCC | 0 | 0 | 0 | 0 | 0 | 0
DemandResponse | 0 | 0 | 0 | 0 | 0 | 0
IGCC-CCS | 0 | 0 | 0 | 0 | 0 | 0
WT_off | 0 | 0 | 0 | 0 | 0 | 0
PseudoUnit | 0 | 0 | 0 | 0 | 0 | 0
FixedInterchange | 0 | 0 | 0 | 0 | 0 | 0
Retrofit VOM Costs by Reporting Type: SOCO
ReportingType | 2015 | 2020 | 2025 | 2030 | 2035 | 2040
BM | 0 | 0 | 0 | 0 | 0 | 0
CC | 0 | 0 | 0 | 0 | 0 | 0
CSP | 0 | 0 | 0 | 0 | 0 | 0
CT | 0 | 0 | 0 | 0 | 0 | 0
Coal | 339.73 | 455.25 | 542.41 | 542.41 | 542.41 | 542.41
Geo | 0 | 0 | 0 | 0 | 0 | 0
H | 0 | 0 | 0 | 0 | 0 | 0
LFG | 0 | 0 | 0 | 0 | 0 | 0
Nuc | 0 | 0 | 0 | 0 | 0 | 0
PS | 0 | 0 | 0 | 0 | 0 | 0
PV | 0 | 0 | 0 | 0 | 0 | 0
PeakG | 0 | 0 | 0 | 0 | 0 | 0
PeakO | 0 | 0 | 0 | 0 | 0 | 0
ST | 0 | 0 | 0 | 0 | 0 | 0
STOG | 0 | 0 | 0 | 0 | 0 | 0
STWD | 0 | 0 | 0 | 0 | 0 | 0
WT | 0 | 0 | 0 | 0 | 0 | 0
IGCC | 0 | 0 | 0 | 0 | 0 | 0
DemandResponse | 0 | 0 | 0 | 0 | 0 | 0
IGCC-CCS | 0 | 0 | 0 | 0 | 0 | 0
WT_off | 0 | 0 | 0 | 0 | 0 | 0
PseudoUnit | 0 | 0 | 0 | 0 | 0 | 0
FixedInterchange | 0 | 0 | 0 | 0 | 0 | 0
Retrofit VOM Costs by Reporting Type: SPP_N
ReportingType | 2015 | 2020 | 2025 | 2030 | 2035 | 2040
BM | 0 | 0 | 0 | 0 | 0 | 0
CC | 0 | 0 | 0 | 0 | 0 | 0
CSP | 0 | 0 | 0 | 0 | 0 | 0
CT | 0 | 0 | 0 | 0 | 0 | 0
Coal | 190.31 | 361.74 | 361.74 | 361.74 | 361.74 | 361.74
Geo | 0 | 0 | 0 | 0 | 0 | 0
H | 0 | 0 | 0 | 0 | 0 | 0
LFG | 0 | 0 | 0 | 0 | 0 | 0
Nuc | 0 | 0 | 0 | 0 | 0 | 0
PS | 0 | 0 | 0 | 0 | 0 | 0
PV | 0 | 0 | 0 | 0 | 0 | 0
PeakG | 0 | 0 | 0 | 0 | 0 | 0
PeakO | 0 | 0 | 0 | 0 | 0 | 0
ST | 0 | 0 | 0 | 0 | 0 | 0
STOG | 0 | 0 | 0 | 0 | 0 | 0
STWD | 0 | 0 | 0 | 0 | 0 | 0
WT | 0 | 0 | 0 | 0 | 0 | 0
IGCC | 0 | 0 | 0 | 0 | 0 | 0
DemandResponse | 0 | 0 | 0 | 0 | 0 | 0
IGCC-CCS | 0 | 0 | 0 | 0 | 0 | 0
WT_off | 0 | 0 | 0 | 0 | 0 | 0
PseudoUnit | 0 | 0 | 0 | 0 | 0 | 0
FixedInterchange | 0 | 0 | 0 | 0 | 0 | 0
Retrofit VOM Costs by Reporting Type: SPP_S
ReportingType | 2015 | 2020 | 2025 | 2030 | 2035 | 2040
BM | 0 | 0 | 0 | 0 | 0 | 0
CC | 0 | 0 | 0 | 0 | 0 | 0
CSP | 0 | 0 | 0 | 0 | 0 | 0
CT | 0 | 0 | 0 | 0 | 0 | 0
Coal | 79.54 | 691.48 | 808.99 | 815.18 | 832.15 | 828.41
Geo | 0 | 0 | 0 | 0 | 0 | 0
H | 0 | 0 | 0 | 0 | 0 | 0
LFG | 0 | 0 | 0 | 0 | 0 | 0
Nuc | 0 | 0 | 0 | 0 | 0 | 0
PS | 0 | 0 | 0 | 0 | 0 | 0
PV | 0 | 0 | 0 | 0 | 0 | 0
PeakG | 0 | 0 | 0 | 0 | 0 | 0
PeakO | 0 | 0 | 0 | 0 | 0 | 0
ST | 0 | 0 | 0 | 0 | 0 | 0
STOG | 0 | 0 | 0 | 0 | 0 | 0
STWD | 0 | 0 | 0 | 0 | 0 | 0
WT | 0 | 0 | 0 | 0 | 0 | 0
IGCC | 0 | 0 | 0 | 0 | 0 | 0
DemandResponse | 0 | 0 | 0 | 0 | 0 | 0
IGCC-CCS | 0 | 0 | 0 | 0 | 0 | 0
WT_off | 0 | 0 | 0 | 0 | 0 | 0
PseudoUnit | 0 | 0 | 0 | 0 | 0 | 0
FixedInterchange | 0 | 0 | 0 | 0 | 0 | 0
Retrofit VOM Costs by Reporting Type: TVA
ReportingType | 2015 | 2020 | 2025 | 2030 | 2035 | 2040
BM | 0 | 0 | 0 | 0 | 0 | 0
CC | 0 | 0 | 0 | 0 | 0 | 0
CSP | 0 | 0 | 0 | 0 | 0 | 0
CT | 0 | 0 | 0 | 0 | 0 | 0
Coal | 220.9 | 440.01 | 420.16 | 422.06 | 422.07 | 422.07
Geo | 0 | 0 | 0 | 0 | 0 | 0
H | 0 | 0 | 0 | 0 | 0 | 0
LFG | 0 | 0 | 0 | 0 | 0 | 0
Nuc | 0 | 0 | 0 | 0 | 0 | 0
PS | 0 | 0 | 0 | 0 | 0 | 0
PV | 0 | 0 | 0 | 0 | 0 | 0
PeakG | 0 | 0 | 0 | 0 | 0 | 0
PeakO | 0 | 0 | 0 | 0 | 0 | 0
ST | 0 | 0 | 0 | 0 | 0 | 0
STOG | 0 | 0 | 0 | 0 | 0 | 0
STWD | 0 | 0 | 0 | 0 | 0 | 0
WT | 0 | 0 | 0 | 0 | 0 | 0
IGCC | 0 | 0 | 0 | 0 | 0 | 0
DemandResponse | 0 | 0 | 0 | 0 | 0 | 0
IGCC-CCS | 0 | 0 | 0 | 0 | 0 | 0
WT_off | 0 | 0 | 0 | 0 | 0 | 0
PseudoUnit | 0 | 0 | 0 | 0 | 0 | 0
FixedInterchange | 0 | 0 | 0 | 0 | 0 | 0
Retrofit VOM Costs by Reporting Type: TVA_Transmission
ReportingType | 2015 | 2020 | 2025 | 2030 | 2035 | 2040
BM | 0 | 0 | 0 | 0 | 0 | 0
CC | 0 | 0 | 0 | 0 | 0 | 0
CSP | 0 | 0 | 0 | 0 | 0 | 0
CT | 0 | 0 | 0 | 0 | 0 | 0
Coal | 0 | 0 | 0 | 0 | 0 | 0
Geo | 0 | 0 | 0 | 0 | 0 | 0
H | 0 | 0 | 0 | 0 | 0 | 0
LFG | 0 | 0 | 0 | 0 | 0 | 0
Nuc | 0 | 0 | 0 | 0 | 0 | 0
PS | 0 | 0 | 0 | 0 | 0 | 0
PV | 0 | 0 | 0 | 0 | 0 | 0
PeakG | 0 | 0 | 0 | 0 | 0 | 0
PeakO | 0 | 0 | 0 | 0 | 0 | 0
ST | 0 | 0 | 0 | 0 | 0 | 0
STOG | 0 | 0 | 0 | 0 | 0 | 0
STWD | 0 | 0 | 0 | 0 | 0 | 0
WT | 0 | 0 | 0 | 0 | 0 | 0
IGCC | 0 | 0 | 0 | 0 | 0 | 0
DemandResponse | 0 | 0 | 0 | 0 | 0 | 0
IGCC-CCS | 0 | 0 | 0 | 0 | 0 | 0
WT_off | 0 | 0 | 0 | 0 | 0 | 0
PseudoUnit | 0 | 0 | 0 | 0 | 0 | 0
FixedInterchange | 0 | 0 | 0 | 0 | 0 | 0
Retrofit VOM Costs by Reporting Type: VACAR
ReportingType | 2015 | 2020 | 2025 | 2030 | 2035 | 2040
BM | 0 | 0 | 0 | 0 | 0 | 0
CC | 0 | 0 | 0 | 0 | 0 | 0
CSP | 0 | 0 | 0 | 0 | 0 | 0
CT | 0 | 0 | 0 | 0 | 0 | 0
Coal | 313.09 | 331.6 | 374.56 | 390.72 | 445.28 | 446.93
Geo | 0 | 0 | 0 | 0 | 0 | 0
H | 0 | 0 | 0 | 0 | 0 | 0
LFG | 0 | 0 | 0 | 0 | 0 | 0
Nuc | 0 | 0 | 0 | 0 | 0 | 0
PS | 0 | 0 | 0 | 0 | 0 | 0
PV | 0 | 0 | 0 | 0 | 0 | 0
PeakG | 0 | 0 | 0 | 0 | 0 | 0
PeakO | 0 | 0 | 0 | 0 | 0 | 0
ST | 0 | 0 | 0 | 0 | 0 | 0
STOG | 0 | 0 | 0 | 0 | 0 | 0
STWD | 0 | 0 | 0 | 0 | 0 | 0
WT | 0 | 0 | 0 | 0 | 0 | 0
IGCC | 0 | 0 | 0 | 0 | 0 | 0
DemandResponse | 0 | 0 | 0 | 0 | 0 | 0
IGCC-CCS | 0 | 0 | 0 | 0 | 0 | 0
WT_off | 0 | 0 | 0 | 0 | 0 | 0
PseudoUnit | 0 | 0 | 0 | 0 | 0 | 0
FixedInterchange | 0 | 0 | 0 | 0 | 0 | 0
Retrofit VOM Costs by Reporting Type: IESO
ReportingType | 2015 | 2020 | 2025 | 2030 | 2035 | 2040
BM | 0 | 0 | 0 | 0 | 0 | 0
CC | 0 | 0 | 0 | 0 | 0 | 0
CSP | 0 | 0 | 0 | 0 | 0 | 0
CT | 0 | 0 | 0 | 0 | 0 | 0
Coal | 0 | 0 | 0 | 0 | 0 | 0
Geo | 0 | 0 | 0 | 0 | 0 | 0
H | 0 | 0 | 0 | 0 | 0 | 0
LFG | 0 | 0 | 0 | 0 | 0 | 0
Nuc | 0 | 0 | 0 | 0 | 0 | 0
PS | 0 | 0 | 0 | 0 | 0 | 0
PV | 0 | 0 | 0 | 0 | 0 | 0
PeakG | 0 | 0 | 0 | 0 | 0 | 0
PeakO | 0 | 0 | 0 | 0 | 0 | 0
ST | 0 | 0 | 0 | 0 | 0 | 0
STOG | 0 | 0 | 0 | 0 | 0 | 0
STWD | 0 | 0 | 0 | 0 | 0 | 0
WT | 0 | 0 | 0 | 0 | 0 | 0
IGCC | 0 | 0 | 0 | 0 | 0 | 0
DemandResponse | 0 | 0 | 0 | 0 | 0 | 0
IGCC-CCS | 0 | 0 | 0 | 0 | 0 | 0
WT_off | 0 | 0 | 0 | 0 | 0 | 0
PseudoUnit | 0 | 0 | 0 | 0 | 0 | 0
FixedInterchange | 0 | 0 | 0 | 0 | 0 | 0
Retrofit VOM Costs by Reporting Type: MAPP_CA
ReportingType | 2015 | 2020 | 2025 | 2030 | 2035 | 2040
BM | 0 | 0 | 0 | 0 | 0 | 0
CC | 0 | 0 | 0 | 0 | 0 | 0
CSP | 0 | 0 | 0 | 0 | 0 | 0
CT | 0 | 0 | 0 | 0 | 0 | 0
Coal | 0 | 0 | 0 | 0 | 0 | 0
Geo | 0 | 0 | 0 | 0 | 0 | 0
H | 0 | 0 | 0 | 0 | 0 | 0
LFG | 0 | 0 | 0 | 0 | 0 | 0
Nuc | 0 | 0 | 0 | 0 | 0 | 0
PS | 0 | 0 | 0 | 0 | 0 | 0
PV | 0 | 0 | 0 | 0 | 0 | 0
PeakG | 0 | 0 | 0 | 0 | 0 | 0
PeakO | 0 | 0 | 0 | 0 | 0 | 0
ST | 0 | 0 | 0 | 0 | 0 | 0
STOG | 0 | 0 | 0 | 0 | 0 | 0
STWD | 0 | 0 | 0 | 0 | 0 | 0
WT | 0 | 0 | 0 | 0 | 0 | 0
IGCC | 0 | 0 | 0 | 0 | 0 | 0
DemandResponse | 0 | 0 | 0 | 0 | 0 | 0
IGCC-CCS | 0 | 0 | 0 | 0 | 0 | 0
WT_off | 0 | 0 | 0 | 0 | 0 | 0
PseudoUnit | 0 | 0 | 0 | 0 | 0 | 0
FixedInterchange | 0 | 0 | 0 | 0 | 0 | 0
Retrofit VOM Costs by Reporting Type: AZ_NM_SNV_Coal
ReportingType | 2015 | 2020 | 2025 | 2030 | 2035 | 2040
BM | 0 | 0 | 0 | 0 | 0 | 0
CC | 0 | 0 | 0 | 0 | 0 | 0
CSP | 0 | 0 | 0 | 0 | 0 | 0
CT | 0 | 0 | 0 | 0 | 0 | 0
Coal | 327.72 | 404.7 | 404.7 | 404.7 | 404.7 | 404.7
Geo | 0 | 0 | 0 | 0 | 0 | 0
H | 0 | 0 | 0 | 0 | 0 | 0
LFG | 0 | 0 | 0 | 0 | 0 | 0
Nuc | 0 | 0 | 0 | 0 | 0 | 0
PS | 0 | 0 | 0 | 0 | 0 | 0
PV | 0 | 0 | 0 | 0 | 0 | 0
PeakG | 0 | 0 | 0 | 0 | 0 | 0
PeakO | 0 | 0 | 0 | 0 | 0 | 0
ST | 0 | 0 | 0 | 0 | 0 | 0
STOG | 0 | 0 | 0 | 0 | 0 | 0
STWD | 0 | 0 | 0 | 0 | 0 | 0
WT | 0 | 0 | 0 | 0 | 0 | 0
IGCC | 0 | 0 | 0 | 0 | 0 | 0
DemandResponse | 0 | 0 | 0 | 0 | 0 | 0
IGCC-CCS | 0 | 0 | 0 | 0 | 0 | 0
WT_off | 0 | 0 | 0 | 0 | 0 | 0
PseudoUnit | 0 | 0 | 0 | 0 | 0 | 0
FixedInterchange | 0 | 0 | 0 | 0 | 0 | 0
Retrofit VOM Costs by Reporting Type: AZ_NM_SNV_Gas
ReportingType | 2015 | 2020 | 2025 | 2030 | 2035 | 2040
BM | 0 | 0 | 0 | 0 | 0 | 0
CC | 0 | 0 | 0 | 0 | 0 | 0
CSP | 0 | 0 | 0 | 0 | 0 | 0
CT | 0 | 0 | 0 | 0 | 0 | 0
Coal | 0 | 0 | 0 | 0 | 0 | 0
Geo | 0 | 0 | 0 | 0 | 0 | 0
H | 0 | 0 | 0 | 0 | 0 | 0
LFG | 0 | 0 | 0 | 0 | 0 | 0
Nuc | 0 | 0 | 0 | 0 | 0 | 0
PS | 0 | 0 | 0 | 0 | 0 | 0
PV | 0 | 0 | 0 | 0 | 0 | 0
PeakG | 0 | 0 | 0 | 0 | 0 | 0
PeakO | 0 | 0 | 0 | 0 | 0 | 0
ST | 0 | 0 | 0 | 0 | 0 | 0
STOG | 0 | 0 | 0 | 0 | 0 | 0
STWD | 0 | 0 | 0 | 0 | 0 | 0
WT | 0 | 0 | 0 | 0 | 0 | 0
IGCC | 0 | 0 | 0 | 0 | 0 | 0
DemandResponse | 0 | 0 | 0 | 0 | 0 | 0
IGCC-CCS | 0 | 0 | 0 | 0 | 0 | 0
WT_off | 0 | 0 | 0 | 0 | 0 | 0
PseudoUnit | 0 | 0 | 0 | 0 | 0 | 0
FixedInterchange | 0 | 0 | 0 | 0 | 0 | 0
Retrofit VOM Costs by Reporting Type: AZ_NM_SNV_NucRenew
ReportingType | 2015 | 2020 | 2025 | 2030 | 2035 | 2040
BM | 0 | 0 | 0 | 0 | 0 | 0
CC | 0 | 0 | 0 | 0 | 0 | 0
CSP | 0 | 0 | 0 | 0 | 0 | 0
CT | 0 | 0 | 0 | 0 | 0 | 0
Coal | 0 | 0 | 0 | 0 | 0 | 0
Geo | 0 | 0 | 0 | 0 | 0 | 0
H | 0 | 0 | 0 | 0 | 0 | 0
LFG | 0 | 0 | 0 | 0 | 0 | 0
Nuc | 0 | 0 | 0 | 0 | 0 | 0
PS | 0 | 0 | 0 | 0 | 0 | 0
PV | 0 | 0 | 0 | 0 | 0 | 0
PeakG | 0 | 0 | 0 | 0 | 0 | 0
PeakO | 0 | 0 | 0 | 0 | 0 | 0
ST | 0 | 0 | 0 | 0 | 0 | 0
STOG | 0 | 0 | 0 | 0 | 0 | 0
STWD | 0 | 0 | 0 | 0 | 0 | 0
WT | 0 | 0 | 0 | 0 | 0 | 0
IGCC | 0 | 0 | 0 | 0 | 0 | 0
DemandResponse | 0 | 0 | 0 | 0 | 0 | 0
IGCC-CCS | 0 | 0 | 0 | 0 | 0 | 0
WT_off | 0 | 0 | 0 | 0 | 0 | 0
PseudoUnit | 0 | 0 | 0 | 0 | 0 | 0
FixedInterchange | 0 | 0 | 0 | 0 | 0 | 0
Retrofit VOM Costs by Reporting Type: ERCOT
ReportingType | 2015 | 2020 | 2025 | 2030 | 2035 | 2040
BM | 0 | 0 | 0 | 0 | 0 | 0
CC | 0 | 0 | 0 | 0 | 0 | 0
CSP | 0 | 0 | 0 | 0 | 0 | 0
CT | 0 | 0 | 0 | 0 | 0 | 0
Coal | 293.57 | 531.1 | 639.14 | 639.14 | 639.14 | 639.14
Geo | 0 | 0 | 0 | 0 | 0 | 0
H | 0 | 0 | 0 | 0 | 0 | 0
LFG | 0 | 0 | 0 | 0 | 0 | 0
Nuc | 0 | 0 | 0 | 0 | 0 | 0
PS | 0 | 0 | 0 | 0 | 0 | 0
PV | 0 | 0 | 0 | 0 | 0 | 0
PeakG | 0 | 0 | 0 | 0 | 0 | 0
PeakO | 0 | 0 | 0 | 0 | 0 | 0
ST | 0 | 0 | 0 | 0 | 0 | 0
STOG | 0 | 0 | 0 | 0 | 0 | 0
STWD | 0 | 0 | 0 | 0 | 0 | 0
WT | 0 | 0 | 0 | 0 | 0 | 0
IGCC | 0 | 0 | 0 | 0 | 0 | 0
DemandResponse | 0 | 0 | 0 | 0 | 0 | 0
IGCC-CCS | 0 | 0 | 0 | 0 | 0 | 0
WT_off | 0 | 0 | 0 | 0 | 0 | 0
PseudoUnit | 0 | 0 | 0 | 0 | 0 | 0
FixedInterchange | 0 | 0 | 0 | 0 | 0 | 0
Retrofit VOM Costs by Reporting Type: NP15
ReportingType | 2015 | 2020 | 2025 | 2030 | 2035 | 2040
BM | 0 | 0 | 0 | 0 | 0 | 0
CC | 0 | 0 | 0 | 0 | 0 | 0
CSP | 0 | 0 | 0 | 0 | 0 | 0
CT | 0 | 0 | 0 | 0 | 0 | 0
Coal | 1.46 | 0 | 0 | 0 | 0 | 0
Geo | 0 | 0 | 0 | 0 | 0 | 0
H | 0 | 0 | 0 | 0 | 0 | 0
LFG | 0 | 0 | 0 | 0 | 0 | 0
Nuc | 0 | 0 | 0 | 0 | 0 | 0
PS | 0 | 0 | 0 | 0 | 0 | 0
PV | 0 | 0 | 0 | 0 | 0 | 0
PeakG | 0 | 0 | 0 | 0 | 0 | 0
PeakO | 0 | 0 | 0 | 0 | 0 | 0
ST | 0 | 0 | 0 | 0 | 0 | 0
STOG | 0 | 0 | 0 | 0 | 0 | 0
STWD | 0 | 0 | 0 | 0 | 0 | 0
WT | 0 | 0 | 0 | 0 | 0 | 0
IGCC | 0 | 0 | 0 | 0 | 0 | 0
DemandResponse | 0 | 0 | 0 | 0 | 0 | 0
IGCC-CCS | 0 | 0 | 0 | 0 | 0 | 0
WT_off | 0 | 0 | 0 | 0 | 0 | 0
PseudoUnit | 0 | 0 | 0 | 0 | 0 | 0
FixedInterchange | 0 | 0 | 0 | 0 | 0 | 0
Retrofit VOM Costs by Reporting Type: NWPP_Coal
ReportingType | 2015 | 2020 | 2025 | 2030 | 2035 | 2040
BM | 0 | 0 | 0 | 0 | 0 | 0
CC | 0 | 0 | 0 | 0 | 0 | 0
CSP | 0 | 0 | 0 | 0 | 0 | 0
CT | 0 | 0 | 0 | 0 | 0 | 0
Coal | 533.01 | 689.8 | 689.8 | 689.8 | 689.8 | 689.8
Geo | 0 | 0 | 0 | 0 | 0 | 0
H | 0 | 0 | 0 | 0 | 0 | 0
LFG | 0 | 0 | 0 | 0 | 0 | 0
Nuc | 0 | 0 | 0 | 0 | 0 | 0
PS | 0 | 0 | 0 | 0 | 0 | 0
PV | 0 | 0 | 0 | 0 | 0 | 0
PeakG | 0 | 0 | 0 | 0 | 0 | 0
PeakO | 0 | 0 | 0 | 0 | 0 | 0
ST | 0 | 0 | 0 | 0 | 0 | 0
STOG | 0 | 0 | 0 | 0 | 0 | 0
STWD | 0 | 0 | 0 | 0 | 0 | 0
WT | 0 | 0 | 0 | 0 | 0 | 0
IGCC | 0 | 0 | 0 | 0 | 0 | 0
DemandResponse | 0 | 0 | 0 | 0 | 0 | 0
IGCC-CCS | 0 | 0 | 0 | 0 | 0 | 0
WT_off | 0 | 0 | 0 | 0 | 0 | 0
PseudoUnit | 0 | 0 | 0 | 0 | 0 | 0
FixedInterchange | 0 | 0 | 0 | 0 | 0 | 0
Retrofit VOM Costs by Reporting Type: NWPP_Gas
ReportingType | 2015 | 2020 | 2025 | 2030 | 2035 | 2040
BM | 0 | 0 | 0 | 0 | 0 | 0
CC | 0 | 0 | 0 | 0 | 0 | 0
CSP | 0 | 0 | 0 | 0 | 0 | 0
CT | 0 | 0 | 0 | 0 | 0 | 0
Coal | 0 | 0 | 0 | 0 | 0 | 0
Geo | 0 | 0 | 0 | 0 | 0 | 0
H | 0 | 0 | 0 | 0 | 0 | 0
LFG | 0 | 0 | 0 | 0 | 0 | 0
Nuc | 0 | 0 | 0 | 0 | 0 | 0
PS | 0 | 0 | 0 | 0 | 0 | 0
PV | 0 | 0 | 0 | 0 | 0 | 0
PeakG | 0 | 0 | 0 | 0 | 0 | 0
PeakO | 0 | 0 | 0 | 0 | 0 | 0
ST | 0 | 0 | 0 | 0 | 0 | 0
STOG | 0 | 0 | 0 | 0 | 0 | 0
STWD | 0 | 0 | 0 | 0 | 0 | 0
WT | 0 | 0 | 0 | 0 | 0 | 0
IGCC | 0 | 0 | 0 | 0 | 0 | 0
DemandResponse | 0 | 0 | 0 | 0 | 0 | 0
IGCC-CCS | 0 | 0 | 0 | 0 | 0 | 0
WT_off | 0 | 0 | 0 | 0 | 0 | 0
PseudoUnit | 0 | 0 | 0 | 0 | 0 | 0
FixedInterchange | 0 | 0 | 0 | 0 | 0 | 0
Retrofit VOM Costs by Reporting Type: NWPP_NucRenew
ReportingType | 2015 | 2020 | 2025 | 2030 | 2035 | 2040
BM | 0 | 0 | 0 | 0 | 0 | 0
CC | 0 | 0 | 0 | 0 | 0 | 0
CSP | 0 | 0 | 0 | 0 | 0 | 0
CT | 0 | 0 | 0 | 0 | 0 | 0
Coal | 0 | 0 | 0 | 0 | 0 | 0
Geo | 0 | 0 | 0 | 0 | 0 | 0
H | 0 | 0 | 0 | 0 | 0 | 0
LFG | 0 | 0 | 0 | 0 | 0 | 0
Nuc | 0 | 0 | 0 | 0 | 0 | 0
PS | 0 | 0 | 0 | 0 | 0 | 0
PV | 0 | 0 | 0 | 0 | 0 | 0
PeakG | 0 | 0 | 0 | 0 | 0 | 0
PeakO | 0 | 0 | 0 | 0 | 0 | 0
ST | 0 | 0 | 0 | 0 | 0 | 0
STOG | 0 | 0 | 0 | 0 | 0 | 0
STWD | 0 | 0 | 0 | 0 | 0 | 0
WT | 0 | 0 | 0 | 0 | 0 | 0
IGCC | 0 | 0 | 0 | 0 | 0 | 0
DemandResponse | 0 | 0 | 0 | 0 | 0 | 0
IGCC-CCS | 0 | 0 | 0 | 0 | 0 | 0
WT_off | 0 | 0 | 0 | 0 | 0 | 0
PseudoUnit | 0 | 0 | 0 | 0 | 0 | 0
FixedInterchange | 0 | 0 | 0 | 0 | 0 | 0
Retrofit VOM Costs by Reporting Type: RMPA
ReportingType | 2015 | 2020 | 2025 | 2030 | 2035 | 2040
BM | 0 | 0 | 0 | 0 | 0 | 0
CC | 0 | 0 | 0 | 0 | 0 | 0
CSP | 0 | 0 | 0 | 0 | 0 | 0
CT | 0 | 0 | 0 | 0 | 0 | 0
Coal | 251.95 | 331.4 | 310.69 | 311.8 | 311.8 | 311.8
Geo | 0 | 0 | 0 | 0 | 0 | 0
H | 0 | 0 | 0 | 0 | 0 | 0
LFG | 0 | 0 | 0 | 0 | 0 | 0
Nuc | 0 | 0 | 0 | 0 | 0 | 0
PS | 0 | 0 | 0 | 0 | 0 | 0
PV | 0 | 0 | 0 | 0 | 0 | 0
PeakG | 0 | 0 | 0 | 0 | 0 | 0
PeakO | 0 | 0 | 0 | 0 | 0 | 0
ST | 0 | 0 | 0 | 0 | 0 | 0
STOG | 0 | 0 | 0 | 0 | 0 | 0
STWD | 0 | 0 | 0 | 0 | 0 | 0
WT | 0 | 0 | 0 | 0 | 0 | 0
IGCC | 0 | 0 | 0 | 0 | 0 | 0
DemandResponse | 0 | 0 | 0 | 0 | 0 | 0
IGCC-CCS | 0 | 0 | 0 | 0 | 0 | 0
WT_off | 0 | 0 | 0 | 0 | 0 | 0
PseudoUnit | 0 | 0 | 0 | 0 | 0 | 0
FixedInterchange | 0 | 0 | 0 | 0 | 0 | 0
Retrofit VOM Costs by Reporting Type: SP15
ReportingType | 2015 | 2020 | 2025 | 2030 | 2035 | 2040
BM | 0 | 0 | 0 | 0 | 0 | 0
CC | 0 | 0 | 0 | 0 | 0 | 0
CSP | 0 | 0 | 0 | 0 | 0 | 0
CT | 0 | 0 | 0 | 0 | 0 | 0
Coal | 5.19 | 0 | 0 | 0 | 0 | 0
Geo | 0 | 0 | 0 | 0 | 0 | 0
H | 0 | 0 | 0 | 0 | 0 | 0
LFG | 0 | 0 | 0 | 0 | 0 | 0
Nuc | 0 | 0 | 0 | 0 | 0 | 0
PS | 0 | 0 | 0 | 0 | 0 | 0
PV | 0 | 0 | 0 | 0 | 0 | 0
PeakG | 0 | 0 | 0 | 0 | 0 | 0
PeakO | 0 | 0 | 0 | 0 | 0 | 0
ST | 0 | 0 | 0 | 0 | 0 | 0
STOG | 0 | 0 | 0 | 0 | 0 | 0
STWD | 0 | 0 | 0 | 0 | 0 | 0
WT | 0 | 0 | 0 | 0 | 0 | 0
IGCC | 0 | 0 | 0 | 0 | 0 | 0
DemandResponse | 0 | 0 | 0 | 0 | 0 | 0
IGCC-CCS | 0 | 0 | 0 | 0 | 0 | 0
WT_off | 0 | 0 | 0 | 0 | 0 | 0
PseudoUnit | 0 | 0 | 0 | 0 | 0 | 0
FixedInterchange | 0 | 0 | 0 | 0 | 0 | 0
Retrofit VOM Costs by Reporting Type: ALB
ReportingType | 2015 | 2020 | 2025 | 2030 | 2035 | 2040
BM | 0 | 0 | 0 | 0 | 0 | 0
CC | 0 | 0 | 0 | 0 | 0 | 0
CSP | 0 | 0 | 0 | 0 | 0 | 0
CT | 0 | 0 | 0 | 0 | 0 | 0
Coal | 21.2 | 21.2 | 21.2 | 21.2 | 21.2 | 21.2
Geo | 0 | 0 | 0 | 0 | 0 | 0
H | 0 | 0 | 0 | 0 | 0 | 0
LFG | 0 | 0 | 0 | 0 | 0 | 0
Nuc | 0 | 0 | 0 | 0 | 0 | 0
PS | 0 | 0 | 0 | 0 | 0 | 0
PV | 0 | 0 | 0 | 0 | 0 | 0
PeakG | 0 | 0 | 0 | 0 | 0 | 0
PeakO | 0 | 0 | 0 | 0 | 0 | 0
ST | 0 | 0 | 0 | 0 | 0 | 0
STOG | 0 | 0 | 0 | 0 | 0 | 0
STWD | 0 | 0 | 0 | 0 | 0 | 0
WT | 0 | 0 | 0 | 0 | 0 | 0
IGCC | 0 | 0 | 0 | 0 | 0 | 0
DemandResponse | 0 | 0 | 0 | 0 | 0 | 0
IGCC-CCS | 0 | 0 | 0 | 0 | 0 | 0
WT_off | 0 | 0 | 0 | 0 | 0 | 0
PseudoUnit | 0 | 0 | 0 | 0 | 0 | 0
FixedInterchange | 0 | 0 | 0 | 0 | 0 | 0
Retrofit VOM Costs by Reporting Type: BC
ReportingType | 2015 | 2020 | 2025 | 2030 | 2035 | 2040
BM | 0 | 0 | 0 | 0 | 0 | 0
CC | 0 | 0 | 0 | 0 | 0 | 0
CSP | 0 | 0 | 0 | 0 | 0 | 0
CT | 0 | 0 | 0 | 0 | 0 | 0
Coal | 0 | 0 | 0 | 0 | 0 | 0
Geo | 0 | 0 | 0 | 0 | 0 | 0
H | 0 | 0 | 0 | 0 | 0 | 0
LFG | 0 | 0 | 0 | 0 | 0 | 0
Nuc | 0 | 0 | 0 | 0 | 0 | 0
PS | 0 | 0 | 0 | 0 | 0 | 0
PV | 0 | 0 | 0 | 0 | 0 | 0
PeakG | 0 | 0 | 0 | 0 | 0 | 0
PeakO | 0 | 0 | 0 | 0 | 0 | 0
ST | 0 | 0 | 0 | 0 | 0 | 0
STOG | 0 | 0 | 0 | 0 | 0 | 0
STWD | 0 | 0 | 0 | 0 | 0 | 0
WT | 0 | 0 | 0 | 0 | 0 | 0
IGCC | 0 | 0 | 0 | 0 | 0 | 0
DemandResponse | 0 | 0 | 0 | 0 | 0 | 0
IGCC-CCS | 0 | 0 | 0 | 0 | 0 | 0
WT_off | 0 | 0 | 0 | 0 | 0 | 0
PseudoUnit | 0 | 0 | 0 | 0 | 0 | 0
FixedInterchange | 0 | 0 | 0 | 0 | 0 | 0
Retrofit VOM Costs by Reporting Type: HQ_IESO
ReportingType | 2015 | 2020 | 2025 | 2030 | 2035 | 2040
BM | 0 | 0 | 0 | 0 | 0 | 0
CC | 0 | 0 | 0 | 0 | 0 | 0
CSP | 0 | 0 | 0 | 0 | 0 | 0
CT | 0 | 0 | 0 | 0 | 0 | 0
Coal | 0 | 0 | 0 | 0 | 0 | 0
Geo | 0 | 0 | 0 | 0 | 0 | 0
H | 0 | 0 | 0 | 0 | 0 | 0
LFG | 0 | 0 | 0 | 0 | 0 | 0
Nuc | 0 | 0 | 0 | 0 | 0 | 0
PS | 0 | 0 | 0 | 0 | 0 | 0
PV | 0 | 0 | 0 | 0 | 0 | 0
PeakG | 0 | 0 | 0 | 0 | 0 | 0
PeakO | 0 | 0 | 0 | 0 | 0 | 0
ST | 0 | 0 | 0 | 0 | 0 | 0
STOG | 0 | 0 | 0 | 0 | 0 | 0
STWD | 0 | 0 | 0 | 0 | 0 | 0
WT | 0 | 0 | 0 | 0 | 0 | 0
IGCC | 0 | 0 | 0 | 0 | 0 | 0
DemandResponse | 0 | 0 | 0 | 0 | 0 | 0
IGCC-CCS | 0 | 0 | 0 | 0 | 0 | 0
WT_off | 0 | 0 | 0 | 0 | 0 | 0
PseudoUnit | 0 | 0 | 0 | 0 | 0 | 0
FixedInterchange | 0 | 0 | 0 | 0 | 0 | 0
Retrofit VOM Costs by Reporting Type: HQ_NEISO
ReportingType | 2015 | 2020 | 2025 | 2030 | 2035 | 2040
BM | 0 | 0 | 0 | 0 | 0 | 0
CC | 0 | 0 | 0 | 0 | 0 | 0
CSP | 0 | 0 | 0 | 0 | 0 | 0
CT | 0 | 0 | 0 | 0 | 0 | 0
Coal | 0 | 0 | 0 | 0 | 0 | 0
Geo | 0 | 0 | 0 | 0 | 0 | 0
H | 0 | 0 | 0 | 0 | 0 | 0
LFG | 0 | 0 | 0 | 0 | 0 | 0
Nuc | 0 | 0 | 0 | 0 | 0 | 0
PS | 0 | 0 | 0 | 0 | 0 | 0
PV | 0 | 0 | 0 | 0 | 0 | 0
PeakG | 0 | 0 | 0 | 0 | 0 | 0
PeakO | 0 | 0 | 0 | 0 | 0 | 0
ST | 0 | 0 | 0 | 0 | 0 | 0
STOG | 0 | 0 | 0 | 0 | 0 | 0
STWD | 0 | 0 | 0 | 0 | 0 | 0
WT | 0 | 0 | 0 | 0 | 0 | 0
IGCC | 0 | 0 | 0 | 0 | 0 | 0
DemandResponse | 0 | 0 | 0 | 0 | 0 | 0
IGCC-CCS | 0 | 0 | 0 | 0 | 0 | 0
WT_off | 0 | 0 | 0 | 0 | 0 | 0
PseudoUnit | 0 | 0 | 0 | 0 | 0 | 0
FixedInterchange | 0 | 0 | 0 | 0 | 0 | 0
Retrofit VOM Costs by Reporting Type: HQ_NY
ReportingType | 2015 | 2020 | 2025 | 2030 | 2035 | 2040
BM | 0 | 0 | 0 | 0 | 0 | 0
CC | 0 | 0 | 0 | 0 | 0 | 0
CSP | 0 | 0 | 0 | 0 | 0 | 0
CT | 0 | 0 | 0 | 0 | 0 | 0
Coal | 0 | 0 | 0 | 0 | 0 | 0
Geo | 0 | 0 | 0 | 0 | 0 | 0
H | 0 | 0 | 0 | 0 | 0 | 0
LFG | 0 | 0 | 0 | 0 | 0 | 0
Nuc | 0 | 0 | 0 | 0 | 0 | 0
PS | 0 | 0 | 0 | 0 | 0 | 0
PV | 0 | 0 | 0 | 0 | 0 | 0
PeakG | 0 | 0 | 0 | 0 | 0 | 0
PeakO | 0 | 0 | 0 | 0 | 0 | 0
ST | 0 | 0 | 0 | 0 | 0 | 0
STOG | 0 | 0 | 0 | 0 | 0 | 0
STWD | 0 | 0 | 0 | 0 | 0 | 0
WT | 0 | 0 | 0 | 0 | 0 | 0
IGCC | 0 | 0 | 0 | 0 | 0 | 0
DemandResponse | 0 | 0 | 0 | 0 | 0 | 0
IGCC-CCS | 0 | 0 | 0 | 0 | 0 | 0
WT_off | 0 | 0 | 0 | 0 | 0 | 0
PseudoUnit | 0 | 0 | 0 | 0 | 0 | 0
FixedInterchange | 0 | 0 | 0 | 0 | 0 | 0
Retrofit VOM Costs by Reporting Type: MARITIMES
ReportingType | 2015 | 2020 | 2025 | 2030 | 2035 | 2040
BM | 0 | 0 | 0 | 0 | 0 | 0
CC | 0 | 0 | 0 | 0 | 0 | 0
CSP | 0 | 0 | 0 | 0 | 0 | 0
CT | 0 | 0 | 0 | 0 | 0 | 0
Coal | 0 | 0 | 0 | 0 | 0 | 0
Geo | 0 | 0 | 0 | 0 | 0 | 0
H | 0 | 0 | 0 | 0 | 0 | 0
LFG | 0 | 0 | 0 | 0 | 0 | 0
Nuc | 0 | 0 | 0 | 0 | 0 | 0
PS | 0 | 0 | 0 | 0 | 0 | 0
PV | 0 | 0 | 0 | 0 | 0 | 0
PeakG | 0 | 0 | 0 | 0 | 0 | 0
PeakO | 0 | 0 | 0 | 0 | 0 | 0
ST | 0 | 0 | 0 | 0 | 0 | 0
STOG | 0 | 0 | 0 | 0 | 0 | 0
STWD | 0 | 0 | 0 | 0 | 0 | 0
WT | 0 | 0 | 0 | 0 | 0 | 0
IGCC | 0 | 0 | 0 | 0 | 0 | 0
DemandResponse | 0 | 0 | 0 | 0 | 0 | 0
IGCC-CCS | 0 | 0 | 0 | 0 | 0 | 0
WT_off | 0 | 0 | 0 | 0 | 0 | 0
PseudoUnit | 0 | 0 | 0 | 0 | 0 | 0
FixedInterchange | 0 | 0 | 0 | 0 | 0 | 0
retrofit VOM Costs by Reporting Type: All
ReportingType | 2015 | 2020 | 2025 | 2030 | 2035 | 2040
BM | 0 | 0 | 0 | 0 | 0 | 0
CC | 0 | 0 | 0 | 0 | 0 | 0
CSP | 0 | 0 | 0 | 0 | 0 | 0
CT | 0 | 0 | 0 | 0 | 0 | 0
Coal | 4928.09 | 8165.04 | 8647.64 | 8727.97 | 9004.73 | 9049.32
Geo | 0 | 0 | 0 | 0 | 0 | 0
H | 0 | 0 | 0 | 0 | 0 | 0
LFG | 0 | 0 | 0 | 0 | 0 | 0
Nuc | 0 | 0 | 0 | 0 | 0 | 0
PS | 0 | 0 | 0 | 0 | 0 | 0
PV | 0 | 0 | 0 | 0 | 0 | 0
PeakG | 0 | 0 | 0 | 0 | 0 | 0
PeakO | 0 | 0 | 0 | 0 | 0 | 0
ST | 0 | 0 | 0 | 0 | 0 | 0
STOG | 0 | 0 | 0 | 0 | 0 | 0
STWD | 0 | 0 | 0 | 0 | 0 | 0
WT | 0 | 0 | 0 | 0 | 0 | 0
IGCC | 0 | 0 | 0 | 0 | 0 | 0
DemandResponse | 0 | 0 | 0 | 0 | 0 | 0
IGCC-CCS | 0 | 0 | 0 | 0 | 0 | 0
WT_off | 0 | 0 | 0 | 0 | 0 | 0
PseudoUnit | 0 | 0 | 0 | 0 | 0 | 0
FixedInterchange | 0 | 0 | 0 | 0 | 0 | 0
retrofit VOM Costs by Reporting Type: EI_US
ReportingType | 2015 | 2020 | 2025 | 2030 | 2035 | 2040
BM | 0 | 0 | 0 | 0 | 0 | 0
CC | 0 | 0 | 0 | 0 | 0 | 0
CSP | 0 | 0 | 0 | 0 | 0 | 0
CT | 0 | 0 | 0 | 0 | 0 | 0
Coal | 3493.99 | 6186.84 | 6582.11 | 6661.32 | 6938.08 | 6982.67
Geo | 0 | 0 | 0 | 0 | 0 | 0
H | 0 | 0 | 0 | 0 | 0 | 0
LFG | 0 | 0 | 0 | 0 | 0 | 0
Nuc | 0 | 0 | 0 | 0 | 0 | 0
PS | 0 | 0 | 0 | 0 | 0 | 0
PV | 0 | 0 | 0 | 0 | 0 | 0
PeakG | 0 | 0 | 0 | 0 | 0 | 0
PeakO | 0 | 0 | 0 | 0 | 0 | 0
ST | 0 | 0 | 0 | 0 | 0 | 0
STOG | 0 | 0 | 0 | 0 | 0 | 0
STWD | 0 | 0 | 0 | 0 | 0 | 0
WT | 0 | 0 | 0 | 0 | 0 | 0
IGCC | 0 | 0 | 0 | 0 | 0 | 0
DemandResponse | 0 | 0 | 0 | 0 | 0 | 0
IGCC-CCS | 0 | 0 | 0 | 0 | 0 | 0
WT_off | 0 | 0 | 0 | 0 | 0 | 0
PseudoUnit | 0 | 0 | 0 | 0 | 0 | 0
FixedInterchange | 0 | 0 | 0 | 0 | 0 | 0
retrofit VOM Costs by Reporting Type: EI_Canada
ReportingType | 2015 | 2020 | 2025 | 2030 | 2035 | 2040
BM | 0 | 0 | 0 | 0 | 0 | 0
CC | 0 | 0 | 0 | 0 | 0 | 0
CSP | 0 | 0 | 0 | 0 | 0 | 0
CT | 0 | 0 | 0 | 0 | 0 | 0
Coal | 0 | 0 | 0 | 0 | 0 | 0
Geo | 0 | 0 | 0 | 0 | 0 | 0
H | 0 | 0 | 0 | 0 | 0 | 0
LFG | 0 | 0 | 0 | 0 | 0 | 0
Nuc | 0 | 0 | 0 | 0 | 0 | 0
PS | 0 | 0 | 0 | 0 | 0 | 0
PV | 0 | 0 | 0 | 0 | 0 | 0
PeakG | 0 | 0 | 0 | 0 | 0 | 0
PeakO | 0 | 0 | 0 | 0 | 0 | 0
ST | 0 | 0 | 0 | 0 | 0 | 0
STOG | 0 | 0 | 0 | 0 | 0 | 0
STWD | 0 | 0 | 0 | 0 | 0 | 0
WT | 0 | 0 | 0 | 0 | 0 | 0
IGCC | 0 | 0 | 0 | 0 | 0 | 0
DemandResponse | 0 | 0 | 0 | 0 | 0 | 0
IGCC-CCS | 0 | 0 | 0 | 0 | 0 | 0
WT_off | 0 | 0 | 0 | 0 | 0 | 0
PseudoUnit | 0 | 0 | 0 | 0 | 0 | 0
FixedInterchange | 0 | 0 | 0 | 0 | 0 | 0
retrofit VOM Costs by Reporting Type: EI
ReportingType | 2015 | 2020 | 2025 | 2030 | 2035 | 2040
BM | 0 | 0 | 0 | 0 | 0 | 0
CC | 0 | 0 | 0 | 0 | 0 | 0
CSP | 0 | 0 | 0 | 0 | 0 | 0
CT | 0 | 0 | 0 | 0 | 0 | 0
Coal | 3493.99 | 6186.84 | 6582.11 | 6661.32 | 6938.08 | 6982.67
Geo | 0 | 0 | 0 | 0 | 0 | 0
H | 0 | 0 | 0 | 0 | 0 | 0
LFG | 0 | 0 | 0 | 0 | 0 | 0
Nuc | 0 | 0 | 0 | 0 | 0 | 0
PS | 0 | 0 | 0 | 0 | 0 | 0
PV | 0 | 0 | 0 | 0 | 0 | 0
PeakG | 0 | 0 | 0 | 0 | 0 | 0
PeakO | 0 | 0 | 0 | 0 | 0 | 0
ST | 0 | 0 | 0 | 0 | 0 | 0
STOG | 0 | 0 | 0 | 0 | 0 | 0
STWD | 0 | 0 | 0 | 0 | 0 | 0
WT | 0 | 0 | 0 | 0 | 0 | 0
IGCC | 0 | 0 | 0 | 0 | 0 | 0
DemandResponse | 0 | 0 | 0 | 0 | 0 | 0
IGCC-CCS | 0 | 0 | 0 | 0 | 0 | 0
WT_off | 0 | 0 | 0 | 0 | 0 | 0
PseudoUnit | 0 | 0 | 0 | 0 | 0 | 0
FixedInterchange | 0 | 0 | 0 | 0 | 0 | 0
retrofit VOM Costs by Reporting Type: Outside_EI
ReportingType | 2015 | 2020 | 2025 | 2030 | 2035 | 2040
BM | 0 | 0 | 0 | 0 | 0 | 0
CC | 0 | 0 | 0 | 0 | 0 | 0
CSP | 0 | 0 | 0 | 0 | 0 | 0
CT | 0 | 0 | 0 | 0 | 0 | 0
Coal | 1434.1 | 1978.21 | 2065.53 | 2066.64 | 2066.64 | 2066.64
Geo | 0 | 0 | 0 | 0 | 0 | 0
H | 0 | 0 | 0 | 0 | 0 | 0
LFG | 0 | 0 | 0 | 0 | 0 | 0
Nuc | 0 | 0 | 0 | 0 | 0 | 0
PS | 0 | 0 | 0 | 0 | 0 | 0
PV | 0 | 0 | 0 | 0 | 0 | 0
PeakG | 0 | 0 | 0 | 0 | 0 | 0
PeakO | 0 | 0 | 0 | 0 | 0 | 0
ST | 0 | 0 | 0 | 0 | 0 | 0
STOG | 0 | 0 | 0 | 0 | 0 | 0
STWD | 0 | 0 | 0 | 0 | 0 | 0
WT | 0 | 0 | 0 | 0 | 0 | 0
IGCC | 0 | 0 | 0 | 0 | 0 | 0
DemandResponse | 0 | 0 | 0 | 0 | 0 | 0
IGCC-CCS | 0 | 0 | 0 | 0 | 0 | 0
WT_off | 0 | 0 | 0 | 0 | 0 | 0
PseudoUnit | 0 | 0 | 0 | 0 | 0 | 0
FixedInterchange | 0 | 0 | 0 | 0 | 0 | 0
#10 | Base FOM Costs ($million)
Base FOM Costs by Reporting Type: Entergy
ReportingType | 2015 | 2020 | 2025 | 2030 | 2035 | 2040
BM | 0 | 0 | 0 | 0 | 0 | 0
CC | 413.46 | 525.29 | 422.2 | 440.9 | 505.65 | 505.65
CSP | 0 | 0 | 0 | 0 | 0 | 0
CT | 0 | 0 | 0 | 0 | 0 | 0
Coal | 517.35 | 557.26 | 562.84 | 589.52 | 615.72 | 784.3
Geo | 0 | 0 | 0 | 0 | 0 | 0
H | 10.6 | 10.6 | 10.6 | 10.6 | 10.6 | 10.6
LFG | 0.97 | 0.97 | 13.89 | 13.89 | 13.89 | 13.89
Nuc | 789.41 | 804.93 | 789.41 | 789.41 | 666.82 | 1125.48
PS | 1.4 | 1.4 | 1.4 | 1.4 | 1.4 | 1.4
PV | 0 | 0.99 | 1.45 | 1.45 | 1.44 | 1.38
PeakG | 47.54 | 69.98 | 49.29 | 59.26 | 63.16 | 63.16
PeakO | 4.42 | 5.87 | 5.08 | 0 | 0 | 0
ST | 0 | 0 | 0 | 0 | 0 | 0
STOG | 115.07 | 94.83 | 0 | 0 | 0 | 0
STWD | 6.6 | 8.26 | 0.85 | 0 | 0 | 0
WT | 3.66 | 3.66 | 3.66 | 3.66 | 3.66 | 3.66
IGCC | 0 | 0 | 0 | 0 | 0 | 0
DemandResponse | 0 | 0 | 0 | 0 | 0 | 0
IGCC-CCS | 0 | 0 | 0 | 0 | 0 | 0
WT_off | 0 | 0 | 0 | 0 | 0 | 0
PseudoUnit | 0 | 0 | 0 | 0 | 0 | 0
FixedInterchange | 0 | 0 | 0 | 0 | 0 | 0
Base FOM Costs by Reporting Type: FRCC
ReportingType | 2015 | 2020 | 2025 | 2030 | 2035 | 2040
BM | 0 | 0 | 0 | 0 | 0 | 0
CC | 674.93 | 876.98 | 715.26 | 751.71 | 872.35 | 902.04
CSP | 0 | 0 | 0 | 0 | 0 | 0
CT | 16.6 | 16.6 | 16.6 | 16.6 | 16.6 | 16.6
Coal | 599.03 | 576.82 | 600.44 | 646.41 | 680.62 | 792.09
Geo | 0 | 0 | 0 | 0 | 0 | 0
H | 0.78 | 0.78 | 0.78 | 0.78 | 0.78 | 0.78
LFG | 58.63 | 58.63 | 82.46 | 82.46 | 82.46 | 82.46
Nuc | 601.49 | 635.55 | 601.49 | 601.49 | 946.02 | 369.98
PS | 0 | 0 | 0 | 0 | 0 | 0
PV | 0.75 | 0.75 | 0.75 | 0.75 | 0.75 | 0.75
PeakG | 149.81 | 217.71 | 155.12 | 202.68 | 202.68 | 202.68
PeakO | 64.61 | 83.43 | 68.43 | 68.43 | 68.43 | 68.43
ST | 0 | 0 | 0 | 0 | 0 | 0
STOG | 82.02 | 97.05 | 50.81 | 50.81 | 50.81 | 50.81
STWD | 6.25 | 7.82 | 6.37 | 6.37 | 6.37 | 6.37
WT | 0 | 0 | 0 | 0 | 0 | 0
IGCC | 0 | 0 | 0 | 0 | 0 | 0
DemandResponse | 0 | 0 | 0 | 0 | 0 | 0
IGCC-CCS | 0 | 0 | 0 | 0 | 0 | 0
WT_off | 0 | 0 | 0 | 0 | 0 | 0
PseudoUnit | 0 | 0 | 0 | 0 | 0 | 0
FixedInterchange | 0 | 0 | 0 | 0 | 0 | 0
Base FOM Costs by Reporting Type: MAPP_US
ReportingType | 2015 | 2020 | 2025 | 2030 | 2035 | 2040
BM | 0 | 0 | 0 | 0 | 0 | 0
CC | 4.46 | 5.67 | 4.56 | 4.56 | 4.94 | 5.58
CSP | 0 | 0 | 0 | 0 | 0 | 0
CT | 2.06 | 2.06 | 2.06 | 2.01 | 0.86 | 0.86
Coal | 193.32 | 173.05 | 172.13 | 173.29 | 204.74 | 236.69
Geo | 3.95 | 3.95 | 3.95 | 3.95 | 3.95 | 3.95
H | 31.14 | 31.14 | 31.14 | 31.14 | 31.14 | 31.14
LFG | 0.24 | 0.24 | 8.86 | 8.86 | 8.86 | 8.86
Nuc | 0.01 | 0.01 | 0.01 | 0.01 | 0.01 | 0.01
PS | 0 | 0 | 0 | 0 | 0 | 0
PV | 0 | 0 | 0 | 0 | 0 | 0
PeakG | 11.8 | 18.47 | 8.39 | 10.3 | 11.27 | 11.27
PeakO | 0 | 0 | 0 | 0 | 0 | 0
ST | 0 | 0 | 0 | 0 | 0 | 0
STOG | 0 | 0 | 0 | 0 | 0 | 0
STWD | 0 | 0 | 0 | 0 | 0 | 0
WT | 55.22 | 63.01 | 63.01 | 63.01 | 63.01 | 63.01
IGCC | 0 | 0 | 0 | 0 | 0 | 0
DemandResponse | 0 | 0 | 0 | 0 | 0 | 0
IGCC-CCS | 0 | 0 | 0 | 0 | 0 | 0
WT_off | 0 | 0 | 0 | 0 | 0 | 0
PseudoUnit | 0 | 0 | 0 | 0 | 0 | 0
FixedInterchange | 0 | 0 | 0 | 0 | 0 | 0
Base FOM Costs by Reporting Type: MISO_IN
ReportingType | 2015 | 2020 | 2025 | 2030 | 2035 | 2040
BM | 0 | 0 | 0 | 0 | 0 | 0
CC | 41.43 | 52.67 | 42.31 | 45.82 | 51.79 | 51.79
CSP | 0 | 0 | 0 | 0 | 0 | 0
CT | 0 | 0 | 0 | 0 | 0 | 0
Coal | 930.27 | 1050.46 | 1009.63 | 1135.03 | 1256.17 | 1401.43
Geo | 0 | 0 | 0 | 0 | 0 | 0
H | 1.07 | 1.07 | 1.07 | 1.07 | 1.07 | 1.07
LFG | 4.46 | 4.46 | 4.46 | 14.11 | 14.11 | 14.11
Nuc | 0.01 | 0.01 | 0.01 | 0.01 | 0.01 | 0.01
PS | 0 | 0 | 0 | 0 | 0 | 0
PV | 0 | 3.66 | 5.55 | 5.55 | 5.55 | 5.32
PeakG | 52.35 | 76.94 | 54.27 | 73.39 | 73.39 | 73.39
PeakO | 10.59 | 13.5 | 10.82 | 10.82 | 10.82 | 10.82
ST | 0 | 0 | 0 | 0 | 0 | 0
STOG | 12.26 | 14.51 | 12.44 | 12.44 | 12.44 | 0
STWD | 0 | 0 | 0 | 0 | 0 | 0
WT | 18.31 | 18.31 | 18.31 | 18.31 | 18.31 | 18.31
IGCC | 30.22 | 30.22 | 30.22 | 30.22 | 30.22 | 30.22
DemandResponse | 0 | 0 | 0 | 0 | 0 | 0
IGCC-CCS | 0 | 0 | 0 | 0 | 0 | 0
WT_off | 0 | 0 | 0 | 0 | 0 | 0
PseudoUnit | 0 | 0 | 0 | 0 | 0 | 0
FixedInterchange | 0 | 0 | 0 | 0 | 0 | 0
Base FOM Costs by Reporting Type: MISO_MI
ReportingType | 2015 | 2020 | 2025 | 2030 | 2035 | 2040
BM | 0 | 0 | 0 | 0 | 0 | 0
CC | 128.88 | 172.17 | 142.32 | 148.71 | 160.93 | 160.11
CSP | 0 | 0 | 0 | 0 | 0 | 0
CT | 0 | 0 | 0 | 0 | 0 | 0
Coal | 474.23 | 472.97 | 378.59 | 438.63 | 518.78 | 560.82
Geo | 0 | 0 | 0 | 0 | 0 | 0
H | 2.01 | 2.01 | 2.01 | 2.01 | 2.01 | 2.01
LFG | 19.67 | 34.82 | 38.95 | 38.95 | 38.95 | 38.95
Nuc | 275.03 | 275.03 | 275.03 | 275.03 | 161.75 | 417.74
PS | 44.44 | 44.44 | 44.44 | 44.44 | 44.44 | 44.44
PV | 0 | 0 | 0 | 0 | 0 | 0
PeakG | 61.2 | 89.88 | 71.67 | 85.63 | 85.63 | 85.63
PeakO | 15.67 | 19.97 | 16.01 | 16.01 | 16.01 | 16.01
ST | 0 | 0 | 0 | 0 | 0 | 0
STOG | 125.33 | 148.3 | 95.36 | 41.39 | 41.39 | 0
STWD | 5.22 | 6.54 | 5.33 | 5.33 | 5.33 | 5.33
WT | 61.65 | 61.65 | 61.65 | 61.65 | 61.65 | 61.65
IGCC | 0 | 0 | 0 | 0 | 0 | 0
DemandResponse | 0 | 0 | 0 | 0 | 0 | 0
IGCC-CCS | 0 | 0 | 0 | 0 | 0 | 0
WT_off | 0 | 0 | 0 | 0 | 0 | 0
PseudoUnit | 0 | 0 | 0 | 0 | 0 | 0
FixedInterchange | 0 | 0 | 0 | 0 | 0 | 0
Base FOM Costs by Reporting Type: MISO_MO-IL
ReportingType | 2015 | 2020 | 2025 | 2030 | 2035 | 2040
BM | 0 | 0 | 0 | 0 | 0 | 0
CC | 31.4 | 39.92 | 32.06 | 35.22 | 39.25 | 39.25
CSP | 0 | 0 | 0 | 0 | 0 | 0
CT | 0 | 0 | 0 | 0 | 0 | 0
Coal | 873.9 | 922.03 | 840.15 | 987.53 | 1152.73 | 1225.15
Geo | 0 | 0 | 0 | 0 | 0 | 0
H | 5.01 | 5.01 | 5.01 | 5.01 | 5.01 | 5.01
LFG | 2.17 | 2.17 | 29.04 | 29.04 | 29.04 | 29.04
Nuc | 308.98 | 325.11 | 325.11 | 325.11 | 325.11 | 325.11
PS | 10.45 | 10.45 | 10.45 | 10.45 | 10.45 | 10.45
PV | 0 | 0 | 0 | 0 | 0 | 0
PeakG | 77.83 | 114.84 | 80.73 | 103.92 | 110.46 | 110.46
PeakO | 21.48 | 28.65 | 22.96 | 22.96 | 22.96 | 22.96
ST | 0 | 0 | 0 | 0 | 0 | 0
STOG | 26.02 | 30.78 | 0 | 0 | 0 | 0
STWD | 0 | 0 | 0 | 0 | 0 | 0
WT | 21.36 | 21.36 | 21.36 | 21.36 | 21.36 | 21.36
IGCC | 0 | 0 | 0 | 0 | 0 | 0
DemandResponse | 0 | 0 | 0 | 0 | 0 | 0
IGCC-CCS | 0 | 0 | 0 | 0 | 0 | 0
WT_off | 0 | 0 | 0 | 0 | 0 | 0
PseudoUnit | 0 | 0 | 0 | 0 | 0 | 0
FixedInterchange | 0 | 0 | 0 | 0 | 0 | 0
Base FOM Costs by Reporting Type: MISO_W
ReportingType | 2015 | 2020 | 2025 | 2030 | 2035 | 2040
BM | 0 | 0 | 0 | 0 | 0 | 0
CC | 90.43 | 114.8 | 92.68 | 92.68 | 109.48 | 109.92
CSP | 0 | 0 | 0 | 0 | 0 | 0
CT | 0 | 0 | 0 | 0 | 0 | 0
Coal | 718.88 | 804.13 | 787.47 | 818.01 | 1049.28 | 1238.8
Geo | 0 | 0 | 0 | 0 | 0 | 0
H | 7.08 | 7.08 | 7.08 | 7.08 | 7.08 | 7.08
LFG | 24.73 | 24.73 | 33.36 | 33.36 | 33.36 | 33.36
Nuc | 343.79 | 343.79 | 343.79 | 602.57 | 0.04 | 0.04
PS | 0 | 0 | 0 | 0 | 0 | 0
PV | 0 | 0 | 0 | 0 | 0 | 0
PeakG | 87.12 | 123.54 | 89.97 | 105.17 | 108.71 | 108.71
PeakO | 56.38 | 79.08 | 64.57 | 64.57 | 64.57 | 64.56
ST | 0 | 0 | 0 | 0 | 0 | 0
STOG | 7.56 | 8.94 | 0 | 0 | 0 | 0
STWD | 10.03 | 12.55 | 10.23 | 10.23 | 10.23 | 10.23
WT | 268.82 | 298.59 | 354.98 | 354.98 | 354.98 | 354.98
IGCC | 0 | 0 | 0 | 0 | 0 | 0
DemandResponse | 0 | 0 | 0 | 0 | 0 | 0
IGCC-CCS | 0 | 0 | 0 | 0 | 0 | 0
WT_off | 0 | 0 | 0 | 0 | 0 | 0
PseudoUnit | 0 | 0 | 0 | 0 | 0 | 0
FixedInterchange | 0 | 0 | 0 | 0 | 0 | 0
Base FOM Costs by Reporting Type: MISO_WUMS
ReportingType | 2015 | 2020 | 2025 | 2030 | 2035 | 2040
BM | 0 | 0 | 0 | 0 | 0 | 0
CC | 80.83 | 102.77 | 82.55 | 82.55 | 97.24 | 101.05
CSP | 0 | 0 | 0 | 0 | 0 | 0
CT | 0 | 0 | 0 | 0 | 0 | 0
Coal | 351.64 | 376.43 | 326.51 | 335.79 | 337.18 | 386.29
Geo | 0 | 0 | 0 | 0 | 0 | 0
H | 4.79 | 4.79 | 4.79 | 4.79 | 4.79 | 4.79
LFG | 8.57 | 8.57 | 35.44 | 35.44 | 35.44 | 35.44
Nuc | 264.54 | 287.77 | 264.54 | 570.75 | 0.04 | 0.04
PS | 0 | 0 | 0 | 0 | 0 | 0
PV | 0 | 0 | 0 | 0 | 0 | 0
PeakG | 55.64 | 81.65 | 65.08 | 77.65 | 77.65 | 77.65
PeakO | 13.52 | 17.78 | 14.69 | 14.69 | 14.69 | 14.69
ST | 0 | 0 | 0 | 0 | 0 | 0
STOG | 13.21 | 15.63 | 0 | 0 | 0 | 0
STWD | 3.37 | 4.21 | 3.43 | 3.43 | 3.43 | 3.43
WT | 46.36 | 46.36 | 46.36 | 46.36 | 46.36 | 46.36
IGCC | 0 | 0 | 0 | 0 | 0 | 0
DemandResponse | 0 | 0 | 0 | 0 | 0 | 0
IGCC-CCS | 0 | 0 | 0 | 0 | 0 | 0
WT_off | 0 | 0 | 0 | 0 | 0 | 0
PseudoUnit | 0 | 0 | 0 | 0 | 0 | 0
FixedInterchange | 0 | 0 | 0 | 0 | 0 | 0
Base FOM Costs by Reporting Type: Nebraska
ReportingType | 2015 | 2020 | 2025 | 2030 | 2035 | 2040
BM | 0 | 0 | 0 | 0 | 0 | 0
CC | 10.62 | 13.51 | 10.85 | 10.85 | 12.75 | 13.28
CSP | 0 | 0 | 0 | 0 | 0 | 0
CT | 0 | 0 | 0 | 0 | 0 | 0
Coal | 257.61 | 296.53 | 307.03 | 324.87 | 335.48 | 409.14
Geo | 0 | 0 | 0 | 0 | 0 | 0
H | 2.38 | 2.38 | 2.38 | 2.38 | 2.38 | 2.38
LFG | 0.72 | 0.72 | 0.72 | 9.35 | 9.35 | 9.35
Nuc | 182.28 | 198.29 | 182.28 | 249.21 | 0.09 | 0.09
PS | 0 | 0 | 0 | 0 | 0 | 0
PV | 0 | 0 | 0 | 0 | 0 | 0
PeakG | 21.82 | 37.31 | 31.37 | 31.37 | 31.37 | 31.37
PeakO | 9.57 | 12.19 | 9.77 | 9.77 | 9.77 | 9.77
ST | 0 | 0 | 0 | 0 | 0 | 0
STOG | 0 | 0 | 0 | 0 | 0 | 0
STWD | 0 | 0 | 0 | 0 | 0 | 0
WT | 10.53 | 10.53 | 10.53 | 10.53 | 19.72 | 44.83
IGCC | 0 | 0 | 0 | 0 | 0 | 0
DemandResponse | 0 | 0 | 0 | 0 | 0 | 0
IGCC-CCS | 0 | 0 | 0 | 0 | 0 | 0
WT_off | 0 | 0 | 0 | 0 | 0 | 0
PseudoUnit | 0 | 0 | 0 | 0 | 0 | 0
FixedInterchange | 0 | 0 | 0 | 0 | 0 | 0
Base FOM Costs by Reporting Type: NEISO
ReportingType | 2015 | 2020 | 2025 | 2030 | 2035 | 2040
BM | 25.35 | 25.35 | 25.35 | 25.35 | 25.35 | 25.35
CC | 285.8 | 309.51 | 197.82 | 200.08 | 222.29 | 222.29
CSP | 0 | 0 | 0 | 0 | 0 | 0
CT | 2.24 | 2.24 | 2.24 | 2.17 | 0 | 0
Coal | 22.84 | 0 | 0 | 0 | 0 | 0
Geo | 0 | 0 | 0 | 0 | 0 | 0
H | 46.4 | 46.4 | 46.4 | 46.4 | 46.4 | 46.4
LFG | 70.11 | 70.11 | 78.5 | 78.5 | 78.5 | 78.5
Nuc | 676.28 | 735.67 | 676.28 | 676.28 | 488.61 | 932.14
PS | 39.74 | 39.74 | 39.74 | 39.74 | 39.74 | 39.74
PV | 0.03 | 4.58 | 4.58 | 4.58 | 4.58 | 3.95
PeakG | 19.94 | 29.61 | 20.7 | 22.52 | 28.85 | 28.85
PeakO | 4.76 | 6.07 | 4.86 | 4.86 | 4.86 | 4.86
ST | 0 | 0 | 0 | 0 | 0 | 0
STOG | 0 | 0 | 0 | 0 | 0 | 0
STWD | 19.55 | 7.74 | 6.31 | 6.31 | 6.31 | 6.31
WT | 13.44 | 87.64 | 108.29 | 108.29 | 108.29 | 108.29
IGCC | 0 | 0 | 0 | 0 | 0 | 0
DemandResponse | 0 | 0 | 0 | 0 | 0 | 0
IGCC-CCS | 0 | 0 | 0 | 0 | 0 | 0
WT_off | 24.96 | 24.96 | 24.96 | 24.96 | 0 | 0
PseudoUnit | 0 | 0 | 0 | 0 | 0 | 0
FixedInterchange | 0 | 0 | 0 | 0 | 0 | 0
Base FOM Costs by Reporting Type: NonRTO_Midwest
ReportingType | 2015 | 2020 | 2025 | 2030 | 2035 | 2040
BM | 0 | 0 | 0 | 0 | 0 | 0
CC | 0 | 0 | 0 | 0 | 0 | 0
CSP | 0 | 0 | 0 | 0 | 0 | 0
CT | 1.38 | 1.85 | 1.85 | 1.85 | 0.47 | 0
Coal | 649.37 | 689.66 | 645.16 | 660.53 | 720.83 | 808.34
Geo | 0 | 0 | 0 | 0 | 0 | 0
H | 2.04 | 2.04 | 2.04 | 2.04 | 2.04 | 2.04
LFG | 1.69 | 1.69 | 1.69 | 20.97 | 20.97 | 20.97
Nuc | 0.01 | 0.01 | 0.01 | 0.01 | 0.01 | 0.01
PS | 0 | 0 | 0 | 0 | 0 | 0
PV | 0 | 0 | 0 | 0 | 0 | 0
PeakG | 56.39 | 83.4 | 58.5 | 67.57 | 74.7 | 69.38
PeakO | 0.35 | 0.45 | 0.36 | 0 | 0 | 0
ST | 0 | 0 | 0 | 0 | 0 | 0
STOG | 0 | 0 | 0 | 0 | 0 | 0
STWD | 0 | 0 | 0 | 0 | 0 | 0
WT | 2.26 | 2.26 | 2.26 | 2.26 | 2.26 | 2.26
IGCC | 0 | 0 | 0 | 0 | 0 | 0
DemandResponse | 0 | 0 | 0 | 0 | 0 | 0
IGCC-CCS | 0 | 0 | 0 | 0 | 0 | 0
WT_off | 0 | 0 | 0 | 0 | 0 | 0
PseudoUnit | 0 | 0 | 0 | 0 | 0 | 0
FixedInterchange | 0 | 0 | 0 | 0 | 0 | 0
Base FOM Costs by Reporting Type: NYISO_A-F
ReportingType | 2015 | 2020 | 2025 | 2030 | 2035 | 2040
BM | 0 | 0 | 0 | 0 | 0 | 0
CC | 101.76 | 128.14 | 112.72 | 124.14 | 124.14 | 124.14
CSP | 0 | 0 | 0 | 0 | 0 | 0
CT | 0 | 0 | 0 | 0 | 0 | 0
Coal | 0 | 0 | 0 | 0 | 0 | 0
Geo | 0 | 0 | 0 | 0 | 0 | 0
H | 62.6 | 62.6 | 62.6 | 62.6 | 62.6 | 62.6
LFG | 20.8 | 20.8 | 20.8 | 28.97 | 28.97 | 28.97
Nuc | 489.92 | 509.2 | 489.92 | 399.48 | 552.03 | 578.17
PS | 33.52 | 33.52 | 33.52 | 33.52 | 33.52 | 33.52
PV | 0 | 0 | 0 | 0 | 0 | 0
PeakG | 3.78 | 5.56 | 5.31 | 5.31 | 5.31 | 5.31
PeakO | 1.14 | 1.46 | 1.17 | 1.17 | 1.17 | 1.17
ST | 0 | 0 | 0 | 0 | 0 | 0
STOG | 0 | 0 | 0 | 0 | 0 | 0
STWD | 2.76 | 3.45 | 2.81 | 2.81 | 2.81 | 2.81
WT | 113.42 | 133.35 | 133.35 | 133.35 | 133.35 | 133.35
IGCC | 0 | 0 | 0 | 0 | 0 | 0
DemandResponse | 0 | 0 | 0 | 0 | 0 | 0
IGCC-CCS | 0 | 0 | 0 | 0 | 0 | 0
WT_off | 0 | 0 | 0 | 0 | 0 | 0
PseudoUnit | 0 | 0 | 0 | 0 | 0 | 0
FixedInterchange | 0 | 0 | 0 | 0 | 0 | 0
Base FOM Costs by Reporting Type: NYISO_G-I
ReportingType | 2015 | 2020 | 2025 | 2030 | 2035 | 2040
BM | 0 | 0 | 0 | 0 | 0 | 0
CC | 34.33 | 43.65 | 35.09 | 35.19 | 50.02 | 71.45
CSP | 0 | 0 | 0 | 0 | 0 | 0
CT | 0 | 0 | 0 | 0 | 0 | 0
Coal | 0 | 0 | 0 | 0 | 0 | 0
Geo | 0 | 0 | 0 | 0 | 0 | 0
H | 0.46 | 0.46 | 0.46 | 0.46 | 0.46 | 0.46
LFG | 7.72 | 7.72 | 7.72 | 16.67 | 16.67 | 16.67
Nuc | 297.74 | 323.88 | 297.74 | 297.74 | 452.18 | 0.18
PS | 0 | 0 | 0 | 0 | 0 | 0
PV | 0 | 0 | 0 | 0 | 0 | 0
PeakG | 1.51 | 2.04 | 1.56 | 1.56 | 1.56 | 1.56
PeakO | 2.55 | 3.25 | 2.61 | 2.61 | 2.61 | 2.61
ST | 0 | 0 | 0 | 0 | 0 | 0
STOG | 0 | 0 | 0 | 0 | 0 | 0
STWD | 0 | 0 | 0 | 0 | 0 | 0
WT | 0 | 1.68 | 1.68 | 1.68 | 1.68 | 1.68
IGCC | 0 | 0 | 0 | 0 | 0 | 0
DemandResponse | 0 | 0 | 0 | 0 | 0 | 0
IGCC-CCS | 0 | 0 | 0 | 0 | 0 | 0
WT_off | 0 | 0 | 0 | 0 | 0 | 0
PseudoUnit | 0 | 0 | 0 | 0 | 0 | 0
FixedInterchange | 0 | 0 | 0 | 0 | 0 | 0
Base FOM Costs by Reporting Type: NYISO_J-K
ReportingType | 2015 | 2020 | 2025 | 2030 | 2035 | 2040
BM | 0 | 0 | 0 | 0 | 0 | 0
CC | 125.46 | 154.92 | 127.77 | 138.94 | 152.61 | 152.61
CSP | 0 | 0 | 0 | 0 | 0 | 0
CT | 0 | 0 | 0 | 0 | 2.26 | 2.26
Coal | 0 | 0 | 0 | 0 | 0 | 0
Geo | 0 | 0 | 0 | 0 | 0 | 0
H | 0 | 0 | 0 | 0 | 0 | 0
LFG | 14.96 | 14.96 | 14.96 | 23.9 | 23.9 | 23.9
Nuc | 0.01 | 0.01 | 0.01 | 0.01 | 0.01 | 0.01
PS | 0 | 0 | 0 | 0 | 0 | 0
PV | 0.53 | 0.53 | 0.53 | 0.53 | 0 | 0
PeakG | 54.7 | 77.08 | 56.45 | 62.35 | 66.78 | 66.78
PeakO | 61.69 | 79.16 | 63.78 | 65.02 | 65.02 | 65.02
ST | 0 | 0 | 0 | 0 | 0 | 0
STOG | 138.57 | 163.96 | 128.39 | 128.39 | 128.39 | 128.39
STWD | 0 | 0 | 0 | 0 | 0 | 0
WT | 0 | 0 | 0 | 0 | 0 | 0
IGCC | 0 | 0 | 0 | 0 | 0 | 0
DemandResponse | 0 | 0 | 0 | 0 | 0 | 0
IGCC-CCS | 0 | 0 | 0 | 0 | 0 | 0
WT_off | 0 | 0 | 0 | 0 | 0 | 0
PseudoUnit | 0 | 0 | 0 | 0 | 0 | 0
FixedInterchange | 0 | 0 | 0 | 0 | 0 | 0
Base FOM Costs by Reporting Type: PJM_E
ReportingType | 2015 | 2020 | 2025 | 2030 | 2035 | 2040
BM | 3.02 | 3.02 | 3.02 | 3.02 | 3.02 | 3.02
CC | 297.21 | 359.4 | 293.47 | 310.8 | 331.03 | 331.03
CSP | 0 | 0 | 0 | 0 | 0 | 0
CT | 0.18 | 0.18 | 0.18 | 0 | 0 | 0
Coal | 41.72 | 0.8 | 0.8 | 0.8 | 0.8 | 0.8
Geo | 0 | 0 | 0 | 0 | 0 | 0
H | 3.85 | 3.85 | 3.85 | 3.85 | 3.85 | 3.85
LFG | 56.83 | 56.83 | 72.83 | 72.83 | 72.83 | 72.83
Nuc | 1239 | 1184.31 | 1149.53 | 1149.53 | 825.73 | 1983.3
PS | 9.5 | 9.5 | 9.5 | 9.5 | 9.5 | 9.5
PV | 0.75 | 0.75 | 0.75 | 0.75 | 0.32 | 0.32
PeakG | 75.2 | 106.43 | 77.64 | 89.79 | 93.22 | 93.22
PeakO | 75.92 | 100.78 | 82.41 | 82.41 | 82.41 | 82.41
ST | 0 | 0 | 0 | 0 | 0 | 0
STOG | 0 | 0 | 0 | 0 | 0 | 0
STWD | 0 | 0 | 0 | 0 | 0 | 0
WT | 32.63 | 32.63 | 32.63 | 32.63 | 32.63 | 32.63
IGCC | 0 | 0 | 0 | 0 | 0 | 0
DemandResponse | 0 | 0 | 0 | 0 | 0 | 0
IGCC-CCS | 0 | 0 | 0 | 0 | 0 | 0
WT_off | 0 | 0 | 58.67 | 58.67 | 58.67 | 58.67
PseudoUnit | 0 | 0 | 0 | 0 | 0 | 0
FixedInterchange | 0 | 0 | 0 | 0 | 0 | 0
Base FOM Costs by Reporting Type: PJM_ROM
ReportingType | 2015 | 2020 | 2025 | 2030 | 2035 | 2040
BM | 1.81 | 1.81 | 1.81 | 1.81 | 1.81 | 1.81
CC | 142.43 | 174.53 | 145.82 | 151.1 | 172.02 | 237.26
CSP | 0 | 0 | 0 | 0 | 0 | 0
CT | 0.11 | 0.11 | 0.11 | 0.11 | 0.11 | 0.11
Coal | 572.84 | 590.42 | 633.43 | 834.94 | 865.27 | 882.96
Geo | 0 | 0 | 0 | 0 | 0 | 0
H | 19.83 | 19.83 | 19.83 | 19.83 | 19.83 | 19.83
LFG | 43.05 | 74.95 | 74.95 | 74.95 | 74.95 | 74.95
Nuc | 733.21 | 756.8 | 733.21 | 733.21 | 657.66 | 1060.55
PS | 35.92 | 35.92 | 35.92 | 35.92 | 35.92 | 35.92
PV | 0.06 | 22.03 | 33.96 | 35.38 | 35.38 | 34.6
PeakG | 30.83 | 44.67 | 41.32 | 41.32 | 41.32 | 41.32
PeakO | 45.95 | 58.57 | 0 | 0 | 0 | 0
ST | 0 | 0 | 0 | 0 | 0 | 0
STOG | 0 | 0 | 0 | 0 | 0 | 0
STWD | 2.24 | 2.81 | 2.29 | 2.29 | 2.29 | 2.29
WT | 38.48 | 38.48 | 59.54 | 59.54 | 109.83 | 109.83
IGCC | 0 | 0 | 0 | 0 | 0 | 0
DemandResponse | 0 | 0 | 0 | 0 | 0 | 0
IGCC-CCS | 0 | 0 | 0 | 0 | 0 | 0
WT_off | 0 | 0 | 0 | 0 | 0 | 0
PseudoUnit | 0 | 0 | 0 | 0 | 0 | 0
FixedInterchange | 0 | 0 | 0 | 0 | 0 | 0
Base FOM Costs by Reporting Type: PJM_ROR
ReportingType | 2015 | 2020 | 2025 | 2030 | 2035 | 2040
BM | 38.69 | 38.69 | 38.69 | 38.69 | 38.69 | 19.4
CC | 357.07 | 446.97 | 356.8 | 382.96 | 419.55 | 419.55
CSP | 0 | 0 | 0 | 0 | 0 | 0
CT | 0.19 | 0.19 | 0.19 | 0.19 | 0.19 | 0.19
Coal | 3475.62 | 2636.93 | 2727.21 | 3235.11 | 3713.72 | 3960.03
Geo | 0 | 0 | 0 | 0 | 0 | 0
H | 26.17 | 26.17 | 26.17 | 26.17 | 26.17 | 26.17
LFG | 65.06 | 65.06 | 126.87 | 126.87 | 126.87 | 126.87
Nuc | 2917.4 | 3014.07 | 2917.4 | 2791.17 | 2168.76 | 4415.45
PS | 73.14 | 73.14 | 73.14 | 73.14 | 73.14 | 73.14
PV | 0.35 | 0.35 | 0.35 | 0.35 | 0.35 | 0.35
PeakG | 325.76 | 481.29 | 337.93 | 436.45 | 464.24 | 464.24
PeakO | 48.69 | 65.15 | 0 | 0 | 0 | 0
ST | 0 | 0 | 0 | 0 | 0 | 0
STOG | 74.2 | 11.1 | 0 | 0 | 0 | 0
STWD | 6.22 | 7.78 | 6.34 | 6.34 | 6.34 | 6.34
WT | 322.6 | 322.6 | 322.6 | 327.98 | 327.98 | 327.98
IGCC | 0 | 0 | 0 | 0 | 0 | 0
DemandResponse | 0 | 0 | 0 | 0 | 0 | 0
IGCC-CCS | 0 | 0 | 0 | 0 | 0 | 0
WT_off | 0 | 0 | 0 | 0 | 0 | 0
PseudoUnit | 0 | 0 | 0 | 0 | 0 | 0
FixedInterchange | 0 | 0 | 0 | 0 | 0 | 0
Base FOM Costs by Reporting Type: SOCO
ReportingType | 2015 | 2020 | 2025 | 2030 | 2035 | 2040
BM | 5.53 | 5.53 | 5.53 | 5.53 | 5.53 | 5.53
CC | 506.35 | 626.83 | 518.25 | 538.67 | 617.59 | 568.55
CSP | 0 | 0 | 0 | 0 | 0 | 0
CT | 0 | 0 | 0 | 0 | 0 | 0
Coal | 1130.06 | 1046.39 | 1060.23 | 1203.41 | 1397.82 | 1639.53
Geo | 0 | 0 | 0 | 0 | 0 | 0
H | 59.74 | 59.74 | 59.74 | 59.74 | 59.74 | 59.74
LFG | 4.46 | 4.46 | 17.39 | 17.39 | 17.39 | 17.39
Nuc | 850.41 | 1045.67 | 1045.67 | 1045.67 | 1045.67 | 1199.16
PS | 39.76 | 39.76 | 39.76 | 39.76 | 39.76 | 39.76
PV | 0 | 0 | 0 | 0 | 0 | 0
PeakG | 141.94 | 210.73 | 102.22 | 121.61 | 116.99 | 106.47
PeakO | 0 | 0 | 0 | 0 | 0 | 0
ST | 0 | 0 | 0 | 0 | 0 | 0
STOG | 0 | 0 | 0 | 0 | 0 | 0
STWD | 0 | 0 | 0 | 0 | 0 | 0
WT | 0 | 0 | 0 | 0 | 0 | 0
IGCC | 0 | 0 | 0 | 0 | 0 | 0
DemandResponse | 0 | 0 | 0 | 0 | 0 | 0
IGCC-CCS | 0 | 0 | 0 | 0 | 0 | 0
WT_off | 0 | 0 | 0 | 0 | 0 | 0
PseudoUnit | 0 | 0 | 0 | 0 | 0 | 0
FixedInterchange | 0 | 0 | 0 | 0 | 0 | 0
Base FOM Costs by Reporting Type: SPP_N
ReportingType | 2015 | 2020 | 2025 | 2030 | 2035 | 2040
BM | 0 | 0 | 0 | 0 | 0 | 0
CC | 41.13 | 52.29 | 42 | 46.53 | 51.42 | 51.42
CSP | 0 | 0 | 0 | 0 | 0 | 0
CT | 0 | 0 | 0 | 0 | 0 | 0
Coal | 578.25 | 659.9 | 669.66 | 737.29 | 791.03 | 912.11
Geo | 0 | 0 | 0 | 0 | 0 | 0
H | 0.3 | 0.3 | 0.3 | 0.3 | 0.3 | 0.3
LFG | 0.84 | 0.84 | 1.75 | 12.28 | 12.28 | 12.28
Nuc | 160.51 | 168.89 | 168.89 | 168.89 | 168.89 | 168.89
PS | 0 | 0 | 0 | 0 | 0 | 0
PV | 0 | 0 | 0 | 0 | 0 | 0
PeakG | 74.97 | 117.69 | 105.7 | 105.7 | 105.7 | 105.7
PeakO | 34.89 | 44.84 | 35.94 | 35.94 | 35.94 | 35.94
ST | 0 | 0 | 0 | 0 | 0 | 0
STOG | 43.85 | 51.89 | 0 | 0 | 0 | 0
STWD | 0 | 0 | 0 | 0 | 0 | 0
WT | 41.99 | 41.99 | 41.99 | 41.99 | 41.99 | 98.51
IGCC | 0 | 0 | 0 | 0 | 0 | 0
DemandResponse | 0 | 0 | 0 | 0 | 0 | 0
IGCC-CCS | 0 | 0 | 0 | 0 | 0 | 0
WT_off | 0 | 0 | 0 | 0 | 0 | 0
PseudoUnit | 0 | 0 | 0 | 0 | 0 | 0
FixedInterchange | 0 | 0 | 0 | 0 | 0 | 0
Base FOM Costs by Reporting Type: SPP_S
ReportingType | 2015 | 2020 | 2025 | 2030 | 2035 | 2040
BM | 0 | 0 | 0 | 0 | 0 | 0
CC | 327.42 | 415.34 | 336.76 | 365.29 | 401.35 | 404.99
CSP | 0 | 0 | 0 | 0 | 0 | 0
CT | 2.76 | 4.77 | 4.77 | 4.77 | 4.77 | 2.77
Coal | 875.71 | 880.96 | 860.82 | 868.77 | 931.87 | 1154.25
Geo | 0 | 0 | 0 | 0 | 0 | 0
H | 30.03 | 30.03 | 30.03 | 30.03 | 30.03 | 30.03
LFG | 2.29 | 2.29 | 13.72 | 13.72 | 13.72 | 13.72
Nuc | 0.01 | 0.01 | 0.01 | 0.01 | 0.01 | 0.01
PS | 10.59 | 10.59 | 10.59 | 10.59 | 10.59 | 10.59
PV | 0 | 0 | 0 | 0 | 0 | 0
PeakG | 60.2 | 87.93 | 62.37 | 76.78 | 82.77 | 82.77
PeakO | 3.36 | 4.54 | 3.63 | 3.63 | 3.64 | 3.66
ST | 0 | 0 | 0 | 0 | 0 | 0
STOG | 190.62 | 225.56 | 113.36 | 87.32 | 87.32 | 53.56
STWD | 2.69 | 3.37 | 2.75 | 2.75 | 2.75 | 2.75
WT | 90.68 | 145.97 | 145.97 | 145.97 | 211.22 | 277.82
IGCC | 0 | 0 | 0 | 0 | 0 | 0
DemandResponse | 0 | 0 | 0 | 0 | 0 | 0
IGCC-CCS | 0 | 0 | 0 | 0 | 0 | 0
WT_off | 0 | 0 | 0 | 0 | 0 | 0
PseudoUnit | 0 | 0 | 0 | 0 | 0 | 0
FixedInterchange | 0 | 0 | 0 | 0 | 0 | 0
Base FOM Costs by Reporting Type: TVA
ReportingType | 2015 | 2020 | 2025 | 2030 | 2035 | 2040
BM | 0 | 0 | 0 | 0 | 0 | 0
CC | 152.84 | 188.78 | 149.06 | 154.37 | 177.9 | 177.9
CSP | 0 | 0 | 0 | 0 | 0 | 0
CT | 0 | 0 | 0 | 0 | 0 | 0
Coal | 949 | 1041.82 | 1001.44 | 1104.59 | 1177.49 | 1190.42
Geo | 0 | 0 | 0 | 0 | 0 | 0
H | 72.8 | 72.8 | 72.8 | 72.8 | 72.8 | 72.8
LFG | 1.57 | 1.57 | 1.57 | 14.49 | 14.49 | 14.49
Nuc | 1153.81 | 1199.07 | 1153.81 | 1153.81 | 788.03 | 1385.25
PS | 41.38 | 41.38 | 41.38 | 41.38 | 41.38 | 41.38
PV | 0 | 0 | 0 | 0 | 0 | 0
PeakG | 99.24 | 153.37 | 139.59 | 139.59 | 139.59 | 139.59
PeakO | 1.87 | 2.54 | 0 | 0 | 0 | 0
ST | 0 | 0 | 0 | 0 | 0 | 0
STOG | 0 | 0 | 0 | 0 | 0 | 0
STWD | 0.16 | 0.2 | 0 | 0 | 0 | 0
WT | 0.99 | 0.99 | 0.99 | 0.99 | 0.99 | 0.99
IGCC | 0 | 0 | 0 | 0 | 0 | 0
DemandResponse | 0 | 0 | 0 | 0 | 0 | 0
IGCC-CCS | 0 | 0 | 0 | 0 | 0 | 0
WT_off | 0 | 0 | 0 | 0 | 0 | 0
PseudoUnit | 0 | 0 | 0 | 0 | 0 | 0
FixedInterchange | 0 | 0 | 0 | 0 | 0 | 0
Base FOM Costs by Reporting Type: TVA_Transmission
ReportingType | 2015 | 2020 | 2025 | 2030 | 2035 | 2040
BM | 0 | 0 | 0 | 0 | 0 | 0
CC | 0 | 0 | 0 | 0 | 0 | 0
CSP | 0 | 0 | 0 | 0 | 0 | 0
CT | 0 | 0 | 0 | 0 | 0 | 0
Coal | 0 | 0 | 0 | 0 | 0 | 0
Geo | 0 | 0 | 0 | 0 | 0 | 0
H | 0 | 0 | 0 | 0 | 0 | 0
LFG | 0 | 0 | 0 | 0 | 0 | 0
Nuc | 0 | 0 | 0 | 0 | 0 | 0
PS | 0 | 0 | 0 | 0 | 0 | 0
PV | 0 | 0 | 0 | 0 | 0 | 0
PeakG | 0 | 0 | 0 | 0 | 0 | 0
PeakO | 0 | 0 | 0 | 0 | 0 | 0
ST | 0 | 0 | 0 | 0 | 0 | 0
STOG | 0 | 0 | 0 | 0 | 0 | 0
STWD | 0 | 0 | 0 | 0 | 0 | 0
WT | 0 | 0 | 0 | 0 | 0 | 0
IGCC | 0 | 0 | 0 | 0 | 0 | 0
DemandResponse | 0 | 0 | 0 | 0 | 0 | 0
IGCC-CCS | 0 | 0 | 0 | 0 | 0 | 0
WT_off | 0 | 0 | 0 | 0 | 0 | 0
PseudoUnit | 0 | 0 | 0 | 0 | 0 | 0
FixedInterchange | 0 | 0 | 0 | 0 | 0 | 0
Base FOM Costs by Reporting Type: VACAR
ReportingType | 2015 | 2020 | 2025 | 2030 | 2035 | 2040
BM | 0.09 | 17.61 | 62.4 | 62.4 | 62.4 | 62.4
CC | 155.48 | 184.9 | 158.73 | 167.38 | 216.86 | 241.81
CSP | 0 | 0 | 0 | 0 | 0 | 0
CT | 4.8 | 4.8 | 4.8 | 4.8 | 4.8 | 4.8
Coal | 1258.66 | 1079.62 | 1008.18 | 1167.27 | 1318.78 | 1391.45
Geo | 0 | 0 | 0 | 0 | 0 | 0
H | 30.23 | 30.23 | 30.23 | 30.23 | 30.23 | 30.23
LFG | 7.64 | 20.52 | 20.52 | 20.52 | 20.52 | 20.52
Nuc | 1664.13 | 1955.26 | 1870.92 | 1870.92 | 1398.04 | 2995.54
PS | 62.1 | 62.1 | 62.1 | 62.1 | 62.1 | 62.1
PV | 0.23 | 2.26 | 2.26 | 2.26 | 2.26 | 2.25
PeakG | 142.93 | 209.84 | 148.17 | 188.38 | 199.72 | 199.72
PeakO | 36.13 | 46.34 | 37.33 | 38.01 | 38.01 | 38.01
ST | 0 | 0 | 0 | 0 | 0 | 0
STOG | 4.04 | 4.78 | 0 | 0 | 0 | 0
STWD | 9.01 | 11.27 | 9.18 | 9.18 | 9.18 | 9.18
WT | 0.03 | 98.25 | 98.25 | 98.25 | 98.25 | 98.25
IGCC | 0 | 0 | 0 | 0 | 0 | 0
DemandResponse | 0 | 0 | 0 | 0 | 0 | 0
IGCC-CCS | 0 | 0 | 0 | 0 | 0 | 0
WT_off | 0.05 | 0.05 | 0.05 | 0.05 | 0.05 | 0.05
PseudoUnit | 0 | 0 | 0 | 0 | 0 | 0
FixedInterchange | 0 | 0 | 0 | 0 | 0 | 0
Base FOM Costs by Reporting Type: IESO
ReportingType | 2015 | 2020 | 2025 | 2030 | 2035 | 2040
BM | 32.8 | 32.8 | 32.8 | 32.8 | 32.8 | 32.8
CC | 18.17 | 18.17 | 18.17 | 18.17 | 18.17 | 18.17
CSP | 0 | 0 | 0 | 0 | 0 | 0
CT | 2.46 | 2.46 | 2.46 | 2.46 | 0 | 0
Coal | 0 | 0 | 0 | 0 | 0 | 0
Geo | 0 | 0 | 0 | 0 | 0 | 0
H | 123.83 | 123.83 | 123.83 | 123.83 | 123.83 | 123.83
LFG | 14.17 | 14.17 | 14.17 | 14.17 | 14.17 | 14.17
Nuc | 1895.33 | 1895.33 | 1895.33 | 1895.33 | 1745.37 | 2079.68
PS | 2.92 | 2.92 | 2.92 | 2.92 | 2.92 | 2.92
PV | 18.26 | 18.26 | 18.26 | 18.26 | 0.44 | 0.44
PeakG | 0 | 0 | 0 | 0 | 0 | 0
PeakO | 0 | 0 | 0 | 0 | 0 | 0
ST | 0 | 0 | 0 | 0 | 0 | 0
STOG | 0 | 0 | 0 | 0 | 0 | 0
STWD | 0 | 0 | 0 | 0 | 0 | 0
WT | 102.92 | 102.92 | 102.92 | 102.92 | 43.8 | 43.8
IGCC | 0 | 0 | 0 | 0 | 0 | 0
DemandResponse | 0 | 0 | 0 | 0 | 0 | 0
IGCC-CCS | 0 | 0 | 0 | 0 | 0 | 0
WT_off | 0 | 0 | 0 | 0 | 0 | 0
PseudoUnit | 0 | 0 | 0 | 0 | 0 | 0
FixedInterchange | 0 | 0 | 0 | 0 | 0 | 0
Base FOM Costs by Reporting Type: MAPP_CA
ReportingType | 2015 | 2020 | 2025 | 2030 | 2035 | 2040
BM | 0 | 0 | 0 | 0 | 0 | 0
CC | 21.69 | 21.69 | 21.69 | 24.12 | 26.66 | 26.66
CSP | 0 | 0 | 0 | 0 | 0 | 0
CT | 1.07 | 1.17 | 1.17 | 1.17 | 0.72 | 0.62
Coal | 73.47 | 74.67 | 58.39 | 51.07 | 51.07 | 62.82
Geo | 0 | 0 | 0 | 0 | 0 | 0
H | 92.24 | 92.24 | 92.24 | 92.24 | 92.24 | 92.24
LFG | 0 | 0 | 0 | 0 | 0 | 0
Nuc | 0.01 | 0.01 | 0.01 | 0.01 | 0.01 | 0.01
PS | 0 | 0 | 0 | 0 | 0 | 0
PV | 0 | 0 | 0 | 0 | 0 | 0
PeakG | 9.88 | 9.88 | 9.88 | 9.88 | 13.09 | 13.09
PeakO | 0.09 | 0.09 | 0.09 | 0.12 | 0.12 | 0.12
ST | 0 | 0 | 0 | 0 | 0 | 0
STOG | 5.54 | 5.54 | 5.54 | 5.54 | 5.54 | 1.83
STWD | 0 | 0 | 0 | 0 | 0 | 0
WT | 17.9 | 17.9 | 17.9 | 17.9 | 9.41 | 9.41
IGCC | 0 | 0 | 0 | 0 | 0 | 0
DemandResponse | 0 | 0 | 0 | 0 | 0 | 0
IGCC-CCS | 0 | 0 | 0 | 0 | 0 | 0
WT_off | 0 | 0 | 0 | 0 | 0 | 0
PseudoUnit | 0 | 0 | 0 | 0 | 0 | 0
FixedInterchange | 0 | 0 | 0 | 0 | 0 | 0
Base FOM Costs by Reporting Type: AZ_NM_SNV_Coal
ReportingType | 2015 | 2020 | 2025 | 2030 | 2035 | 2040
BM | 0 | 0 | 0 | 0 | 0 | 0
CC | 0 | 0 | 0 | 0 | 0 | 0
CSP | 0 | 0 | 0 | 0 | 0 | 0
CT | 0 | 0 | 0 | 0 | 0 | 0
Coal | 731.78 | 781.65 | 789.38 | 904.87 | 1069.63 | 1273.78
Geo | 0 | 0 | 0 | 0 | 0 | 0
H | 0 | 0 | 0 | 0 | 0 | 0
LFG | 0 | 0 | 0 | 0 | 0 | 0
Nuc | 0 | 0 | 0 | 0 | 0 | 0
PS | 0 | 0 | 0 | 0 | 0 | 0
PV | 0 | 0 | 0 | 0 | 0 | 0
PeakG | 0 | 0 | 0 | 0 | 0 | 0
PeakO | 0.34 | 0.46 | 0 | 0 | 0 | 0
ST | 0 | 0 | 0 | 0 | 0 | 0
STOG | 0 | 0 | 0 | 0 | 0 | 0
STWD | 0 | 0 | 0 | 0 | 0 | 0
WT | 0 | 0 | 0 | 0 | 0 | 0
IGCC | 0 | 0 | 0 | 0 | 0 | 0
DemandResponse | 0 | 0 | 0 | 0 | 0 | 0
IGCC-CCS | 0 | 0 | 0 | 0 | 0 | 0
WT_off | 0 | 0 | 0 | 0 | 0 | 0
PseudoUnit | 0 | 0 | 0 | 0 | 0 | 0
FixedInterchange | 0 | 0 | 0 | 0 | 0 | 0
Base FOM Costs by Reporting Type: AZ_NM_SNV_Gas
ReportingType | 2015 | 2020 | 2025 | 2030 | 2035 | 2040
BM | 0 | 0 | 0 | 0 | 0 | 0
CC | 419.86 | 531.2 | 428.57 | 451.25 | 522.46 | 522.46
CSP | 0 | 0 | 0 | 0 | 0 | 0
CT | 4.93 | 4.93 | 4.93 | 4.93 | 0 | 0
Coal | 0 | 0 | 0 | 0 | 0 | 0
Geo | 0 | 0 | 0 | 0 | 0 | 0
H | 0 | 0 | 0 | 0 | 0 | 0
LFG | 0 | 0 | 0 | 0 | 0 | 0
Nuc | 0 | 0 | 0 | 0 | 0 | 0
PS | 0 | 0 | 0 | 0 | 0 | 0
PV | 0 | 0 | 0 | 0 | 0 | 0
PeakG | 63.97 | 93.45 | 48.86 | 59.42 | 59.42 | 0
PeakO | 0 | 0 | 0 | 0 | 0 | 0
ST | 0 | 0 | 0 | 0 | 0 | 0
STOG | 0 | 0 | 0 | 0 | 0 | 0
STWD | 0 | 0 | 0 | 0 | 0 | 0
WT | 0 | 0 | 0 | 0 | 0 | 0
IGCC | 0 | 0 | 0 | 0 | 0 | 0
DemandResponse | 0 | 0 | 0 | 0 | 0 | 0
IGCC-CCS | 0 | 0 | 0 | 0 | 0 | 0
WT_off | 0 | 0 | 0 | 0 | 0 | 0
PseudoUnit | 0 | 0 | 0 | 0 | 0 | 0
FixedInterchange | 0 | 0 | 0 | 0 | 0 | 0
Base FOM Costs by Reporting Type: AZ_NM_SNV_NucRenew
ReportingType | 2015 | 2020 | 2025 | 2030 | 2035 | 2040
BM | 0 | 0 | 0 | 0 | 0 | 0
CC | 0 | 0 | 0 | 0 | 0 | 0
CSP | 0 | 0 | 0 | 0 | 0 | 0
CT | 0 | 0 | 0 | 0 | 0 | 0
Coal | 0 | 0 | 0 | 0 | 0 | 0
Geo | 0 | 0 | 122.18 | 122.18 | 122.18 | 122.18
H | 44.6 | 44.6 | 44.6 | 44.6 | 44.6 | 44.6
LFG | 0.84 | 8.14 | 8.14 | 8.14 | 8.14 | 8.14
Nuc | 484.16 | 564.17 | 564.17 | 564.17 | 564.17 | 564.17
PS | 5.13 | 5.13 | 5.13 | 5.13 | 5.13 | 5.13
PV | 2.38 | 2.38 | 2.38 | 2.38 | 2.38 | 2.38
PeakG | 0 | 0 | 0 | 0 | 0 | 0
PeakO | 0 | 0 | 0 | 0 | 0 | 0
ST | 17.92 | 42.93 | 55.98 | 56.88 | 56.88 | 56.88
STOG | 0 | 0 | 0 | 0 | 0 | 0
STWD | 0.83 | 1.04 | 0.85 | 0.85 | 0.85 | 0.85
WT | 17.57 | 115.79 | 115.79 | 115.79 | 115.79 | 115.79
IGCC | 0 | 0 | 0 | 0 | 0 | 0
DemandResponse | 0 | 0 | 0 | 0 | 0 | 0
IGCC-CCS | 0 | 0 | 0 | 0 | 0 | 0
WT_off | 0 | 0 | 0 | 0 | 0 | 0
PseudoUnit | 0 | 0 | 0 | 0 | 0 | 0
FixedInterchange | 0 | 0 | 0 | 0 | 0 | 0
Base FOM Costs by Reporting Type: ERCOT
ReportingType | 2015 | 2020 | 2025 | 2030 | 2035 | 2040
BM | 14.57 | 14.57 | 14.57 | 14.57 | 14.57 | 14.57
CC | 862.73 | 1102.12 | 912.43 | 942.02 | 1075.13 | 1075.13
CSP | 0 | 0 | 0 | 0 | 0 | 0
CT | 1.67 | 1.67 | 1.67 | 1.67 | 0 | 0
Coal | 1175.78 | 1362.67 | 1256.35 | 1310.78 | 1466.71 | 1773.28
Geo | 0 | 0 | 0 | 0 | 0 | 0
H | 8.05 | 8.05 | 8.05 | 8.05 | 8.05 | 8.05
LFG | 9.05 | 9.05 | 51.64 | 51.64 | 51.64 | 51.64
Nuc | 574.09 | 734.71 | 741.22 | 741.22 | 741.22 | 741.22
PS | 0 | 0 | 0 | 0 | 0 | 0
PV | 0.25 | 0.25 | 0.25 | 0.25 | 0.01 | 0.01
PeakG | 80.63 | 119.03 | 114.62 | 114.62 | 114.62 | 114.62
PeakO | 1.29 | 1.86 | 1.53 | 1.53 | 1.53 | 1.53
ST | 0 | 0 | 0 | 0 | 0 | 0
STOG | 678.07 | 759.37 | 468 | 405.47 | 362.77 | 309.16
STWD | 0 | 0 | 0 | 0 | 0 | 0
WT | 315.42 | 315.42 | 315.42 | 315.42 | 315.42 | 315.42
IGCC | 0 | 0 | 0 | 0 | 0 | 0
DemandResponse | 0 | 0 | 0 | 0 | 0 | 0
IGCC-CCS | 0 | 0 | 0 | 0 | 0 | 0
WT_off | 0 | 0 | 0 | 0 | 0 | 0
PseudoUnit | 0 | 0 | 0 | 0 | 0 | 0
FixedInterchange | 0 | 0 | 0 | 0 | 0 | 0
Base FOM Costs by Reporting Type: NP15
ReportingType | 2015 | 2020 | 2025 | 2030 | 2035 | 2040
BM | 0 | 0 | 0 | 0 | 0 | 0
CC | 205.4 | 258.04 | 212.25 | 226.85 | 253.32 | 253.32
CSP | 0 | 0 | 0 | 0 | 0 | 0
CT | 1.42 | 1.42 | 1.42 | 1.42 | 1.51 | 1.51
Coal | 1.65 | 0 | 0 | 0 | 0 | 0
Geo | 100.8 | 126.26 | 151.36 | 151.36 | 151.36 | 151.36
H | 125.7 | 125.7 | 125.7 | 125.7 | 125.7 | 125.7
LFG | 10.26 | 78.24 | 78.24 | 78.24 | 78.24 | 78.24
Nuc | 302.44 | 364.27 | 334.86 | 334.86 | 334.86 | 334.86
PS | 53.58 | 53.58 | 53.58 | 53.58 | 53.58 | 53.58
PV | 0.89 | 0.89 | 0.89 | 0.89 | 0.78 | 0.78
PeakG | 56.04 | 82.34 | 58.1 | 74.01 | 78.49 | 78.49
PeakO | 10.26 | 13.08 | 10.48 | 10.49 | 10.49 | 10.49
ST | 1.86 | 1.86 | 1.86 | 1.86 | 1.86 | 1.86
STOG | 164.87 | 190.45 | 159.57 | 159.57 | 159.57 | 159.57
STWD | 14.17 | 17.73 | 14.44 | 14.44 | 14.44 | 14.44
WT | 40.21 | 44.32 | 44.32 | 44.32 | 46.47 | 46.63
IGCC | 0 | 0 | 0 | 0 | 0 | 0
DemandResponse | 0 | 0 | 0 | 0 | 0 | 0
IGCC-CCS | 0 | 0 | 0 | 0 | 0 | 0
WT_off | 0 | 0 | 0 | 0 | 0 | 0
PseudoUnit | 0 | 0 | 0 | 0 | 0 | 0
FixedInterchange | 0 | 0 | 0 | 0 | 0 | 0
Base FOM Costs by Reporting Type: NWPP_Coal
ReportingType | 2015 | 2020 | 2025 | 2030 | 2035 | 2040
BM | 0 | 0 | 0 | 0 | 0 | 0
CC | 0 | 0 | 0 | 0 | 0 | 0
CSP | 0 | 0 | 0 | 0 | 0 | 0
CT | 0 | 0 | 0 | 0 | 0 | 0
Coal | 897.58 | 951.76 | 990.46 | 1062.04 | 1231.84 | 1333.93
Geo | 0 | 0 | 0 | 0 | 0 | 0
H | 0 | 0 | 0 | 0 | 0 | 0
LFG | 0 | 0 | 0 | 0 | 0 | 0
Nuc | 0 | 0 | 0 | 0 | 0 | 0
PS | 0 | 0 | 0 | 0 | 0 | 0
PV | 0 | 0 | 0 | 0 | 0 | 0
PeakG | 0 | 0 | 0 | 0 | 0 | 0
PeakO | 0 | 0 | 0 | 0 | 0 | 0
ST | 0 | 0 | 0 | 0 | 0 | 0
STOG | 0 | 0 | 0 | 0 | 0 | 0
STWD | 0 | 0 | 0 | 0 | 0 | 0
WT | 0 | 0 | 0 | 0 | 0 | 0
IGCC | 0 | 0 | 0 | 0 | 0 | 0
DemandResponse | 0 | 0 | 0 | 0 | 0 | 0
IGCC-CCS | 0 | 0 | 0 | 0 | 0 | 0
WT_off | 0 | 0 | 0 | 0 | 0 | 0
PseudoUnit | 0 | 0 | 0 | 0 | 0 | 0
FixedInterchange | 0 | 0 | 0 | 0 | 0 | 0
Base FOM Costs by Reporting Type: NWPP_Gas
ReportingType | 2015 | 2020 | 2025 | 2030 | 2035 | 2040
BM | 0 | 0 | 0 | 0 | 0 | 0
CC | 109.24 | 137.72 | 111.47 | 111.47 | 135.49 | 135.49
CSP | 0 | 0 | 0 | 0 | 0 | 0
CT | 1 | 1 | 1 | 1 | 0 | 0
Coal | 0 | 0 | 0 | 0 | 0 | 0
Geo | 0 | 0 | 0 | 0 | 0 | 0
H | 0 | 0 | 0 | 0 | 0 | 0
LFG | 0 | 0 | 0 | 0 | 0 | 0
Nuc | 0 | 0 | 0 | 0 | 0 | 0
PS | 0 | 0 | 0 | 0 | 0 | 0
PV | 0 | 0 | 0 | 0 | 0 | 0
PeakG | 0 | 0 | 0 | 0 | 0 | 0
PeakO | 0 | 0 | 0 | 0 | 0 | 0
ST | 0 | 0 | 0 | 0 | 0 | 0
STOG | 0 | 0 | 0 | 0 | 0 | 0
STWD | 0 | 0 | 0 | 0 | 0 | 0
WT | 0 | 0 | 0 | 0 | 0 | 0
IGCC | 0 | 0 | 0 | 0 | 0 | 0
DemandResponse | 0 | 0 | 0 | 0 | 0 | 0
IGCC-CCS | 0 | 0 | 0 | 0 | 0 | 0
WT_off | 0 | 0 | 0 | 0 | 0 | 0
PseudoUnit | 0 | 0 | 0 | 0 | 0 | 0
FixedInterchange | 0 | 0 | 0 | 0 | 0 | 0
Base FOM Costs by Reporting Type: NWPP_NucRenew
ReportingType | 2015 | 2020 | 2025 | 2030 | 2035 | 2040
BM | 3.27 | 3.27 | 3.27 | 3.27 | 3.27 | 3.27
CC | 0 | 0 | 0 | 0 | 0 | 0
CSP | 0 | 0 | 0 | 0 | 0 | 0
CT | 0 | 0 | 0 | 0 | 0 | 0
Coal | 0 | 0 | 0 | 0 | 0 | 0
Geo | 35.81 | 35.81 | 72.38 | 72.38 | 72.38 | 72.38
H | 480.54 | 480.54 | 480.54 | 480.54 | 480.54 | 480.54
LFG | 15.5 | 44.91 | 44.91 | 44.91 | 44.91 | 44.91
Nuc | 164.67 | 164.67 | 164.67 | 164.67 | 164.67 | 225.13
PS | 6.12 | 6.12 | 6.12 | 6.12 | 6.12 | 6.12
PV | 0.04 | 0.04 | 0.04 | 0.04 | 0.04 | 0.04
PeakG | 0 | 0 | 0 | 0 | 0 | 0
PeakO | 0 | 0 | 0 | 0 | 0 | 0
ST | 0 | 0 | 0 | 0 | 0 | 0
STOG | 0 | 0 | 0 | 0 | 0 | 0
STWD | 0 | 0 | 0 | 0 | 0 | 0
WT | 228.93 | 228.93 | 228.93 | 228.93 | 228.93 | 228.93
IGCC | 0 | 0 | 0 | 0 | 0 | 0
DemandResponse | 0 | 0 | 0 | 0 | 0 | 0
IGCC-CCS | 0 | 0 | 0 | 0 | 0 | 0
WT_off | 0 | 0 | 0 | 0 | 0 | 0
PseudoUnit | 0 | 0 | 0 | 0 | 0 | 0
FixedInterchange | 0 | 0 | 0 | 0 | 0 | 0
Base FOM Costs by Reporting Type: RMPA
ReportingType | 2015 | 2020 | 2025 | 2030 | 2035 | 2040
BM | 0 | 0 | 0 | 0 | 0 | 0
CC | 51.96 | 65.21 | 2.56 | 3.13 | 3.13 | 3.13
CSP | 0 | 0 | 0 | 0 | 0 | 0
CT | 1.02 | 1.02 | 1.02 | 1.02 | 0.95 | 0.95
Coal | 467.11 | 484.87 | 488.49 | 496.31 | 541.02 | 658.56
Geo | 0 | 27.21 | 214.82 | 216.56 | 216.56 | 216.56
H | 13.99 | 13.99 | 13.99 | 13.99 | 13.99 | 13.99
LFG | 0.89 | 4.37 | 4.37 | 4.37 | 4.37 | 4.37
Nuc | 0.01 | 0.01 | 0.01 | 0.01 | 0.01 | 0.01
PS | 13.37 | 13.37 | 13.37 | 13.37 | 13.37 | 13.37
PV | 0.31 | 0.31 | 0.31 | 0.31 | 0.31 | 0.31
PeakG | 48.87 | 72.26 | 50.7 | 61.6 | 69.81 | 69.81
PeakO | 0 | 0 | 0 | 0 | 0 | 0
ST | 0.19 | 22.07 | 22.37 | 22.67 | 22.67 | 22.67
STOG | 0 | 0 | 0 | 0 | 0 | 0
STWD | 0 | 0 | 0 | 0 | 0 | 0
WT | 67.62 | 67.62 | 67.62 | 67.62 | 67.62 | 67.62
IGCC | 0 | 0 | 0 | 0 | 0 | 0
DemandResponse | 0 | 0 | 0 | 0 | 0 | 0
IGCC-CCS | 0 | 0 | 0 | 0 | 0 | 0
WT_off | 0 | 0 | 0 | 0 | 0 | 0
PseudoUnit | 0 | 0 | 0 | 0 | 0 | 0
FixedInterchange | 0 | 0 | 0 | 0 | 0 | 0
Base FOM Costs by Reporting Type: SP15
ReportingType | 2015 | 2020 | 2025 | 2030 | 2035 | 2040
BM | 0.6 | 0.6 | 0.6 | 0.6 | 0.6 | 0.6
CC | 299.75 | 377.64 | 311.5 | 321.09 | 355.07 | 364.66
CSP | 0 | 0 | 0 | 0 | 0 | 0
CT | 0 | 0 | 0 | 0 | 0 | 0
Coal | 6.4 | 0 | 0 | 0 | 0 | 0
Geo | 86.16 | 208.35 | 208.35 | 208.35 | 208.35 | 208.35
H | 16.57 | 16.57 | 16.57 | 16.57 | 16.57 | 16.57
LFG | 26.93 | 93.8 | 93.8 | 93.8 | 93.8 | 93.8
Nuc | 327.58 | 356.35 | 327.58 | 327.58 | 327.58 | 447.86
PS | 34.19 | 34.19 | 34.19 | 34.19 | 34.19 | 34.19
PV | 1.87 | 1.87 | 1.87 | 1.87 | 1.8 | 1.8
PeakG | 76.73 | 111.44 | 93.22 | 103.59 | 103.59 | 103.59
PeakO | 1.47 | 1.91 | 1.53 | 1.53 | 1.53 | 1.53
ST | 28.67 | 28.67 | 28.67 | 28.67 | 28.67 | 28.67
STOG | 338.12 | 306.37 | 240.96 | 240.96 | 240.96 | 240.96
STWD | 3.81 | 4.77 | 3.89 | 3.89 | 3.89 | 3.89
WT | 71.03 | 71.03 | 71.03 | 71.03 | 71.03 | 71.03
IGCC | 0 | 0 | 0 | 0 | 0 | 0
DemandResponse | 0 | 0 | 0 | 0 | 0 | 0
IGCC-CCS | 0 | 0 | 0 | 0 | 0 | 0
WT_off | 0 | 0 | 0 | 0 | 0 | 0
PseudoUnit | 0 | 0 | 0 | 0 | 0 | 0
FixedInterchange | 0 | 0 | 0 | 0 | 0 | 0
Base FOM Costs by Reporting Type: ALB
ReportingType | 2015 | 2020 | 2025 | 2030 | 2035 | 2040
BM | 0 | 0 | 0 | 0 | 0 | 0
CC | 66.5 | 68.99 | 73.4 | 87.42 | 94.93 | 77.01
CSP | 0 | 0 | 0 | 0 | 0 | 0
CT | 1.35 | 1.35 | 1.35 | 1.35 | 0 | 0
Coal | 380.9 | 399.22 | 412.86 | 439.17 | 499.16 | 562.47
Geo | 0 | 0 | 0 | 0 | 0 | 0
H | 12.99 | 12.99 | 12.99 | 12.99 | 12.99 | 12.99
LFG | 1.21 | 1.21 | 1.21 | 1.21 | 1.21 | 1.21
Nuc | 0.01 | 0.01 | 0.01 | 0.01 | 0.01 | 0.01
PS | 0 | 0 | 0 | 0 | 0 | 0
PV | 0 | 0 | 0 | 0 | 0 | 0
PeakG | 22.16 | 19.16 | 16.89 | 16.89 | 23.8 | 23.8
PeakO | 0 | 0 | 0 | 0 | 0 | 0
ST | 0 | 0 | 0 | 0 | 0 | 0
STOG | 0 | 0 | 0 | 0 | 0 | 0
STWD | 0 | 0 | 0 | 0 | 0 | 0
WT | 22.94 | 22.94 | 22.94 | 22.94 | 22.94 | 22.94
IGCC | 0 | 0 | 0 | 0 | 0 | 0
DemandResponse | 0 | 0 | 0 | 0 | 0 | 0
IGCC-CCS | 0 | 0 | 0 | 0 | 0 | 0
WT_off | 0 | 0 | 0 | 0 | 0 | 0
PseudoUnit | 0 | 0 | 0 | 0 | 0 | 0
FixedInterchange | 0 | 0 | 0 | 0 | 0 | 0
Base FOM Costs by Reporting Type: BC
ReportingType | 2015 | 2020 | 2025 | 2030 | 2035 | 2040
BM | 0 | 0 | 0 | 0 | 0 | 0
CC | 16.04 | 16.04 | 16.04 | 16.56 | 17.44 | 17.44
CSP | 0 | 0 | 0 | 0 | 0 | 0
CT | 0 | 0 | 0 | 0 | 0 | 0
Coal | 0 | 0 | 0 | 0 | 0 | 0
Geo | 0 | 0 | 0 | 0 | 0 | 0
H | 173.22 | 173.22 | 173.22 | 173.22 | 173.22 | 173.22
LFG | 2.9 | 2.9 | 2.9 | 2.9 | 2.9 | 2.9
Nuc | 0.01 | 0.01 | 0.01 | 0.01 | 0.01 | 0.01
PS | 0 | 0 | 0 | 0 | 0 | 0
PV | 0 | 0 | 0 | 0 | 0 | 0
PeakG | 2.66 | 2.77 | 0.75 | 0 | 0 | 0
PeakO | 1.16 | 1.29 | 0 | 0 | 0 | 0
ST | 0 | 0 | 0 | 0 | 0 | 0
STOG | 0 | 0 | 0 | 0 | 0 | 0
STWD | 12.68 | 3.86 | 0 | 0 | 0 | 0
WT | 7.53 | 7.53 | 7.53 | 7.53 | 7.53 | 7.53
IGCC | 0 | 0 | 0 | 0 | 0 | 0
DemandResponse | 0 | 0 | 0 | 0 | 0 | 0
IGCC-CCS | 0 | 0 | 0 | 0 | 0 | 0
WT_off | 0 | 0 | 0 | 0 | 0 | 0
PseudoUnit | 0 | 0 | 0 | 0 | 0 | 0
FixedInterchange | 0 | 0 | 0 | 0 | 0 | 0
Base FOM Costs by Reporting Type: HQ_IESO
ReportingType | 2015 | 2020 | 2025 | 2030 | 2035 | 2040
BM | 0 | 0 | 0 | 0 | 0 | 0
CC | 0 | 0 | 0 | 0 | 0 | 0
CSP | 0 | 0 | 0 | 0 | 0 | 0
CT | 0 | 0 | 0 | 0 | 0 | 0
Coal | 0 | 0 | 0 | 0 | 0 | 0
Geo | 0 | 0 | 0 | 0 | 0 | 0
H | 0 | 0 | 0 | 0 | 0 | 0
LFG | 0 | 0 | 0 | 0 | 0 | 0
Nuc | 0.01 | 0.01 | 0.01 | 0.01 | 0.01 | 0.01
PS | 0 | 0 | 0 | 0 | 0 | 0
PV | 0 | 0 | 0 | 0 | 0 | 0
PeakG | 0 | 0 | 0 | 0 | 0 | 0
PeakO | 0 | 0 | 0 | 0 | 0 | 0
ST | 0 | 0 | 0 | 0 | 0 | 0
STOG | 0 | 0 | 0 | 0 | 0 | 0
STWD | 0 | 0 | 0 | 0 | 0 | 0
WT | 0 | 0 | 0 | 0 | 0 | 0
IGCC | 0 | 0 | 0 | 0 | 0 | 0
DemandResponse | 0 | 0 | 0 | 0 | 0 | 0
IGCC-CCS | 0 | 0 | 0 | 0 | 0 | 0
WT_off | 0 | 0 | 0 | 0 | 0 | 0
PseudoUnit | 0 | 0 | 0 | 0 | 0 | 0
FixedInterchange | 0 | 0 | 0 | 0 | 0 | 0
Base FOM Costs by Reporting Type: HQ_NEISO
ReportingType | 2015 | 2020 | 2025 | 2030 | 2035 | 2040
BM | 0 | 0 | 0 | 0 | 0 | 0
CC | 0 | 0 | 0 | 0 | 0 | 0
CSP | 0 | 0 | 0 | 0 | 0 | 0
CT | 0 | 0 | 0 | 0 | 0 | 0
Coal | 0 | 0 | 0 | 0 | 0 | 0
Geo | 0 | 0 | 0 | 0 | 0 | 0
H | 0 | 0 | 0 | 0 | 0 | 0
LFG | 0 | 0 | 0 | 0 | 0 | 0
Nuc | 0.01 | 0.01 | 0.01 | 0.01 | 0.01 | 0.01
PS | 0 | 0 | 0 | 0 | 0 | 0
PV | 0 | 0 | 0 | 0 | 0 | 0
PeakG | 0 | 0 | 0 | 0 | 0 | 0
PeakO | 0 | 0 | 0 | 0 | 0 | 0
ST | 0 | 0 | 0 | 0 | 0 | 0
STOG | 0 | 0 | 0 | 0 | 0 | 0
STWD | 0 | 0 | 0 | 0 | 0 | 0
WT | 0 | 0 | 0 | 0 | 0 | 0
IGCC | 0 | 0 | 0 | 0 | 0 | 0
DemandResponse | 0 | 0 | 0 | 0 | 0 | 0
IGCC-CCS | 0 | 0 | 0 | 0 | 0 | 0
WT_off | 0 | 0 | 0 | 0 | 0 | 0
PseudoUnit | 0 | 0 | 0 | 0 | 0 | 0
FixedInterchange | 0 | 0 | 0 | 0 | 0 | 0
Base FOM Costs by Reporting Type: HQ_NY
ReportingType | 2015 | 2020 | 2025 | 2030 | 2035 | 2040
BM | 0 | 0 | 0 | 0 | 0 | 0
CC | 0 | 0 | 0 | 0 | 0 | 0
CSP | 0 | 0 | 0 | 0 | 0 | 0
CT | 0 | 0 | 0 | 0 | 0 | 0
Coal | 0 | 0 | 0 | 0 | 0 | 0
Geo | 0 | 0 | 0 | 0 | 0 | 0
H | 0 | 0 | 0 | 0 | 0 | 0
LFG | 0 | 0 | 0 | 0 | 0 | 0
Nuc | 0.01 | 0.01 | 0.01 | 0.01 | 0.01 | 0.01
PS | 0 | 0 | 0 | 0 | 0 | 0
PV | 0 | 0 | 0 | 0 | 0 | 0
PeakG | 0 | 0 | 0 | 0 | 0 | 0
PeakO | 0 | 0 | 0 | 0 | 0 | 0
ST | 0 | 0 | 0 | 0 | 0 | 0
STOG | 0 | 0 | 0 | 0 | 0 | 0
STWD | 0 | 0 | 0 | 0 | 0 | 0
WT | 0 | 0 | 0 | 0 | 0 | 0
IGCC | 0 | 0 | 0 | 0 | 0 | 0
DemandResponse | 0 | 0 | 0 | 0 | 0 | 0
IGCC-CCS | 0 | 0 | 0 | 0 | 0 | 0
WT_off | 0 | 0 | 0 | 0 | 0 | 0
PseudoUnit | 0 | 0 | 0 | 0 | 0 | 0
FixedInterchange | 0 | 0 | 0 | 0 | 0 | 0
Base FOM Costs by Reporting Type: MARITIMES
ReportingType | 2015 | 2020 | 2025 | 2030 | 2035 | 2040
BM | 0 | 0 | 0 | 0 | 0 | 0
CC | 0 | 0 | 0 | 0 | 0 | 0
CSP | 0 | 0 | 0 | 0 | 0 | 0
CT | 0 | 0 | 0 | 0 | 0 | 0
Coal | 0 | 0 | 0 | 0 | 0 | 0
Geo | 0 | 0 | 0 | 0 | 0 | 0
H | 0 | 0 | 0 | 0 | 0 | 0
LFG | 0 | 0 | 0 | 0 | 0 | 0
Nuc | 0.01 | 0.01 | 0.01 | 0.01 | 0.01 | 0.01
PS | 0 | 0 | 0 | 0 | 0 | 0
PV | 0 | 0 | 0 | 0 | 0 | 0
PeakG | 0 | 0 | 0 | 0 | 0 | 0
PeakO | 0 | 0 | 0 | 0 | 0 | 0
ST | 0 | 0 | 0 | 0 | 0 | 0
STOG | 0 | 0 | 0 | 0 | 0 | 0
STWD | 0 | 0 | 0 | 0 | 0 | 0
WT | 0 | 0 | 0 | 0 | 0 | 0
IGCC | 0 | 0 | 0 | 0 | 0 | 0
DemandResponse | 0 | 0 | 0 | 0 | 0 | 0
IGCC-CCS | 0 | 0 | 0 | 0 | 0 | 0
WT_off | 0 | 0 | 0 | 0 | 0 | 0
PseudoUnit | 0 | 0 | 0 | 0 | 0 | 0
FixedInterchange | 0 | 0 | 0 | 0 | 0 | 0
Base FOM Costs by Reporting Type: All
ReportingType | 2015 | 2020 | 2025 | 2030 | 2035 | 2040
BM | 125.73 | 143.25 | 188.04 | 188.04 | 188.04 | 168.74
CC | 6075.07 | 7585.89 | 6127.16 | 6430.56 | 7292.94 | 7385.12
CSP | 0 | 0 | 0 | 0 | 0 | 0
CT | 45.26 | 47.84 | 47.84 | 47.54 | 33.25 | 30.67
Coal | 18204.98 | 17911.04 | 17587.65 | 19526.04 | 21927.75 | 24639.46
Geo | 226.72 | 401.57 | 773.04 | 774.79 | 774.79 | 774.79
H | 1511 | 1511 | 1511 | 1511 | 1511 | 1511
LFG | 498.94 | 733.94 | 999.86 | 1086.91 | 1086.91 | 1086.91
Nuc | 16696.36 | 17842.96 | 17313.01 | 17728.25 | 14523.5 | 21350.19
PS | 517.25 | 517.25 | 517.25 | 517.25 | 517.25 | 517.25
PV | 26.7 | 59.89 | 74.17 | 75.59 | 56.4 | 54.67
PeakG | 2013.46 | 2950.3 | 2156.4 | 2548.34 | 2647.92 | 2572.65
PeakO | 528.15 | 692.29 | 458.04 | 454.56 | 454.57 | 454.58
ST | 48.64 | 95.54 | 108.88 | 110.08 | 110.08 | 110.08
STOG | 2019.34 | 2129.05 | 1274.43 | 1131.9 | 1089.19 | 944.28
STWD | 105.59 | 103.4 | 75.06 | 74.22 | 74.22 | 74.22
WT | 2034.5 | 2423.73 | 2521.84 | 2527.22 | 2586.48 | 2734.88
IGCC | 30.22 | 30.22 | 30.22 | 30.22 | 30.22 | 30.22
DemandResponse | 0 | 0 | 0 | 0 | 0 | 0
IGCC-CCS | 0 | 0 | 0 | 0 | 0 | 0
WT_off | 25.01 | 25.01 | 83.68 | 83.68 | 58.72 | 58.72
PseudoUnit | 0 | 0 | 0 | 0 | 0 | 0
FixedInterchange | 0 | 0 | 0 | 0 | 0 | 0
Base FOM Costs by Reporting Type: EI_US
ReportingType | 2015 | 2020 | 2025 | 2030 | 2035 | 2040
BM | 74.48 | 92 | 136.79 | 136.79 | 136.79 | 117.49
CC | 4003.72 | 4989.06 | 4019.09 | 4228.47 | 4791.14 | 4891.66
CSP | 0 | 0 | 0 | 0 | 0 | 0
CT | 30.33 | 32.81 | 32.81 | 32.51 | 30.07 | 27.59
Coal | 14470.31 | 13856.2 | 13591.72 | 15261.8 | 17068.32 | 18974.61
Geo | 3.95 | 3.95 | 3.95 | 3.95 | 3.95 | 3.95
H | 419.29 | 419.29 | 419.29 | 419.29 | 419.29 | 419.29
LFG | 417.2 | 477.14 | 700.46 | 787.52 | 787.52 | 787.52
Nuc | 12948.03 | 13763.39 | 13285.11 | 13700.35 | 10645.57 | 16957.2
PS | 401.94 | 401.94 | 401.94 | 401.94 | 401.94 | 401.94
PV | 2.71 | 35.9 | 50.18 | 51.6 | 50.64 | 48.91
PeakG | 1652.51 | 2439.97 | 1763.37 | 2108.32 | 2185.09 | 2169.25
PeakO | 513.54 | 673.6 | 444.41 | 440.89 | 440.9 | 440.92
ST | 0 | 0 | 0 | 0 | 0 | 0
STOG | 832.74 | 867.33 | 400.36 | 320.35 | 320.35 | 232.76
STWD | 74.1 | 76 | 55.88 | 55.03 | 55.03 | 55.03
WT | 1142.42 | 1429.31 | 1527.42 | 1532.8 | 1657.52 | 1805.77
IGCC | 30.22 | 30.22 | 30.22 | 30.22 | 30.22 | 30.22
DemandResponse | 0 | 0 | 0 | 0 | 0 | 0
IGCC-CCS | 0 | 0 | 0 | 0 | 0 | 0
WT_off | 25.01 | 25.01 | 83.68 | 83.68 | 58.72 | 58.72
PseudoUnit | 0 | 0 | 0 | 0 | 0 | 0
FixedInterchange | 0 | 0 | 0 | 0 | 0 | 0
Base FOM Costs by Reporting Type: EI_Canada
ReportingType | 2015 | 2020 | 2025 | 2030 | 2035 | 2040
BM | 32.8 | 32.8 | 32.8 | 32.8 | 32.8 | 32.8
CC | 39.86 | 39.86 | 39.86 | 42.29 | 44.83 | 44.83
CSP | 0 | 0 | 0 | 0 | 0 | 0
CT | 3.54 | 3.64 | 3.64 | 3.64 | 0.72 | 0.62
Coal | 73.47 | 74.67 | 58.39 | 51.07 | 51.07 | 62.82
Geo | 0 | 0 | 0 | 0 | 0 | 0
H | 216.06 | 216.06 | 216.06 | 216.06 | 216.06 | 216.06
LFG | 14.17 | 14.17 | 14.17 | 14.17 | 14.17 | 14.17
Nuc | 1895.36 | 1895.36 | 1895.36 | 1895.36 | 1745.4 | 2079.7
PS | 2.92 | 2.92 | 2.92 | 2.92 | 2.92 | 2.92
PV | 18.26 | 18.26 | 18.26 | 18.26 | 0.44 | 0.44
PeakG | 9.88 | 9.88 | 9.88 | 9.88 | 13.09 | 13.09
PeakO | 0.09 | 0.09 | 0.09 | 0.12 | 0.12 | 0.12
ST | 0 | 0 | 0 | 0 | 0 | 0
STOG | 5.54 | 5.54 | 5.54 | 5.54 | 5.54 | 1.83
STWD | 0 | 0 | 0 | 0 | 0 | 0
WT | 120.82 | 120.82 | 120.82 | 120.82 | 53.21 | 53.21
IGCC | 0 | 0 | 0 | 0 | 0 | 0
DemandResponse | 0 | 0 | 0 | 0 | 0 | 0
IGCC-CCS | 0 | 0 | 0 | 0 | 0 | 0
WT_off | 0 | 0 | 0 | 0 | 0 | 0
PseudoUnit | 0 | 0 | 0 | 0 | 0 | 0
FixedInterchange | 0 | 0 | 0 | 0 | 0 | 0
Base FOM Costs by Reporting Type: EI
ReportingType | 2015 | 2020 | 2025 | 2030 | 2035 | 2040
BM | 107.28 | 124.8 | 169.59 | 169.59 | 169.59 | 150.29
CC | 4043.59 | 5028.92 | 4058.95 | 4270.76 | 4835.97 | 4936.49
CSP | 0 | 0 | 0 | 0 | 0 | 0
CT | 33.87 | 36.44 | 36.44 | 36.15 | 30.79 | 28.21
Coal | 14543.78 | 13930.88 | 13650.11 | 15312.87 | 17119.39 | 19037.43
Geo | 3.95 | 3.95 | 3.95 | 3.95 | 3.95 | 3.95
H | 635.35 | 635.35 | 635.35 | 635.35 | 635.35 | 635.35
LFG | 431.38 | 491.31 | 714.64 | 801.69 | 801.69 | 801.69
Nuc | 14843.39 | 15658.74 | 15180.47 | 15595.71 | 12390.96 | 19036.91
PS | 404.86 | 404.86 | 404.86 | 404.86 | 404.86 | 404.86
PV | 20.97 | 54.16 | 68.44 | 69.86 | 51.08 | 49.35
PeakG | 1662.4 | 2449.85 | 1773.25 | 2118.2 | 2198.18 | 2182.34
PeakO | 513.63 | 673.69 | 444.5 | 441.01 | 441.02 | 441.03
ST | 0 | 0 | 0 | 0 | 0 | 0
STOG | 838.28 | 872.87 | 405.9 | 325.89 | 325.89 | 234.59
STWD | 74.1 | 76 | 55.88 | 55.03 | 55.03 | 55.03
WT | 1263.24 | 1550.13 | 1648.24 | 1653.62 | 1710.74 | 1858.98
IGCC | 30.22 | 30.22 | 30.22 | 30.22 | 30.22 | 30.22
DemandResponse | 0 | 0 | 0 | 0 | 0 | 0
IGCC-CCS | 0 | 0 | 0 | 0 | 0 | 0
WT_off | 25.01 | 25.01 | 83.68 | 83.68 | 58.72 | 58.72
PseudoUnit | 0 | 0 | 0 | 0 | 0 | 0
FixedInterchange | 0 | 0 | 0 | 0 | 0 | 0
Base FOM Costs by Reporting Type: Outside_EI
ReportingType | 2015 | 2020 | 2025 | 2030 | 2035 | 2040
BM | 18.45 | 18.45 | 18.45 | 18.45 | 18.45 | 18.45
CC | 2031.48 | 2556.97 | 2068.21 | 2159.81 | 2456.97 | 2448.63
CSP | 0 | 0 | 0 | 0 | 0 | 0
CT | 11.39 | 11.39 | 11.39 | 11.39 | 2.46 | 2.46
Coal | 3661.2 | 3980.17 | 3937.54 | 4213.16 | 4808.36 | 5602.03
Geo | 222.78 | 397.63 | 769.09 | 770.84 | 770.84 | 770.84
H | 875.65 | 875.65 | 875.65 | 875.65 | 875.65 | 875.65
LFG | 67.56 | 242.63 | 285.22 | 285.22 | 285.22 | 285.22
Nuc | 1852.97 | 2184.21 | 2132.54 | 2132.54 | 2132.54 | 2313.28
PS | 112.39 | 112.39 | 112.39 | 112.39 | 112.39 | 112.39
PV | 5.73 | 5.73 | 5.73 | 5.73 | 5.32 | 5.32
PeakG | 351.06 | 500.45 | 383.15 | 430.14 | 449.74 | 390.31
PeakO | 14.52 | 18.6 | 13.54 | 13.55 | 13.55 | 13.55
ST | 48.64 | 95.54 | 108.88 | 110.08 | 110.08 | 110.08
STOG | 1181.06 | 1256.19 | 868.53 | 806 | 763.3 | 709.69
STWD | 31.49 | 27.41 | 19.18 | 19.18 | 19.18 | 19.18
WT | 771.26 | 873.6 | 873.6 | 873.6 | 875.74 | 875.9
IGCC | 0 | 0 | 0 | 0 | 0 | 0
DemandResponse | 0 | 0 | 0 | 0 | 0 | 0
IGCC-CCS | 0 | 0 | 0 | 0 | 0 | 0
WT_off | 0 | 0 | 0 | 0 | 0 | 0
PseudoUnit | 0 | 0 | 0 | 0 | 0 | 0
FixedInterchange | 0 | 0 | 0 | 0 | 0 | 0
#11 | Retrofit FOM Costs ($million)
Retrofit FOM Costs by Reporting Type: Entergy
ReportingType | 2015 | 2020 | 2025 | 2030 | 2035 | 2040
BM | 0 | 0 | 0 | 0 | 0 | 0
CC | 0 | 0 | 0 | 0 | 0 | 0
CSP | 0 | 0 | 0 | 0 | 0 | 0
CT | 0 | 0 | 0 | 0 | 0 | 0
Coal | 3.38 | 31.29 | 31.29 | 31.29 | 31.29 | 31.29
Geo | 0 | 0 | 0 | 0 | 0 | 0
H | 0 | 0 | 0 | 0 | 0 | 0
LFG | 0 | 0 | 0 | 0 | 0 | 0
Nuc | 0 | 0 | 0 | 0 | 0 | 0
PS | 0 | 0 | 0 | 0 | 0 | 0
PV | 0 | 0 | 0 | 0 | 0 | 0
PeakG | 0 | 0 | 0 | 0 | 0 | 0
PeakO | 0 | 0 | 0 | 0 | 0 | 0
ST | 0 | 0 | 0 | 0 | 0 | 0
STOG | 0 | 0 | 0 | 0 | 0 | 0
STWD | 0 | 0 | 0 | 0 | 0 | 0
WT | 0 | 0 | 0 | 0 | 0 | 0
IGCC | 0 | 0 | 0 | 0 | 0 | 0
DemandResponse | 0 | 0 | 0 | 0 | 0 | 0
IGCC-CCS | 0 | 0 | 0 | 0 | 0 | 0
WT_off | 0 | 0 | 0 | 0 | 0 | 0
PseudoUnit | 0 | 0 | 0 | 0 | 0 | 0
FixedInterchange | 0 | 0 | 0 | 0 | 0 | 0
Retrofit FOM Costs by Reporting Type: FRCC
ReportingType | 2015 | 2020 | 2025 | 2030 | 2035 | 2040
BM | 0 | 0 | 0 | 0 | 0 | 0
CC | 0 | 0 | 0 | 0 | 0 | 0
CSP | 0 | 0 | 0 | 0 | 0 | 0
CT | 0 | 0 | 0 | 0 | 0 | 0
Coal | 68.12 | 71.17 | 71.17 | 71.17 | 71.17 | 71.17
Geo | 0 | 0 | 0 | 0 | 0 | 0
H | 0 | 0 | 0 | 0 | 0 | 0
LFG | 0 | 0 | 0 | 0 | 0 | 0
Nuc | 0 | 0 | 0 | 0 | 0 | 0
PS | 0 | 0 | 0 | 0 | 0 | 0
PV | 0 | 0 | 0 | 0 | 0 | 0
PeakG | 0 | 0 | 0 | 0 | 0 | 0
PeakO | 0 | 0 | 0 | 0 | 0 | 0
ST | 0 | 0 | 0 | 0 | 0 | 0
STOG | 0 | 0 | 0 | 0 | 0 | 0
STWD | 0 | 0 | 0 | 0 | 0 | 0
WT | 0 | 0 | 0 | 0 | 0 | 0
IGCC | 0 | 0 | 0 | 0 | 0 | 0
DemandResponse | 0 | 0 | 0 | 0 | 0 | 0
IGCC-CCS | 0 | 0 | 0 | 0 | 0 | 0
WT_off | 0 | 0 | 0 | 0 | 0 | 0
PseudoUnit | 0 | 0 | 0 | 0 | 0 | 0
FixedInterchange | 0 | 0 | 0 | 0 | 0 | 0
Retrofit FOM Costs by Reporting Type: MAPP_US
ReportingType | 2015 | 2020 | 2025 | 2030 | 2035 | 2040
BM | 0 | 0 | 0 | 0 | 0 | 0
CC | 0 | 0 | 0 | 0 | 0 | 0
CSP | 0 | 0 | 0 | 0 | 0 | 0
CT | 0 | 0 | 0 | 0 | 0 | 0
Coal | 16.92 | 14.86 | 14.86 | 14.86 | 14.86 | 14.86
Geo | 0 | 0 | 0 | 0 | 0 | 0
H | 0 | 0 | 0 | 0 | 0 | 0
LFG | 0 | 0 | 0 | 0 | 0 | 0
Nuc | 0 | 0 | 0 | 0 | 0 | 0
PS | 0 | 0 | 0 | 0 | 0 | 0
PV | 0 | 0 | 0 | 0 | 0 | 0
PeakG | 0 | 0 | 0 | 0 | 0 | 0
PeakO | 0 | 0 | 0 | 0 | 0 | 0
ST | 0 | 0 | 0 | 0 | 0 | 0
STOG | 0 | 0 | 0 | 0 | 0 | 0
STWD | 0 | 0 | 0 | 0 | 0 | 0
WT | 0 | 0 | 0 | 0 | 0 | 0
IGCC | 0 | 0 | 0 | 0 | 0 | 0
DemandResponse | 0 | 0 | 0 | 0 | 0 | 0
IGCC-CCS | 0 | 0 | 0 | 0 | 0 | 0
WT_off | 0 | 0 | 0 | 0 | 0 | 0
PseudoUnit | 0 | 0 | 0 | 0 | 0 | 0
FixedInterchange | 0 | 0 | 0 | 0 | 0 | 0
Retrofit FOM Costs by Reporting Type: MISO_IN
ReportingType | 2015 | 2020 | 2025 | 2030 | 2035 | 2040
BM | 0 | 0 | 0 | 0 | 0 | 0
CC | 0 | 0 | 0 | 0 | 0 | 0
CSP | 0 | 0 | 0 | 0 | 0 | 0
CT | 0 | 0 | 0 | 0 | 0 | 0
Coal | 103.12 | 113.14 | 111.87 | 111.87 | 111.87 | 111.87
Geo | 0 | 0 | 0 | 0 | 0 | 0
H | 0 | 0 | 0 | 0 | 0 | 0
LFG | 0 | 0 | 0 | 0 | 0 | 0
Nuc | 0 | 0 | 0 | 0 | 0 | 0
PS | 0 | 0 | 0 | 0 | 0 | 0
PV | 0 | 0 | 0 | 0 | 0 | 0
PeakG | 0 | 0 | 0 | 0 | 0 | 0
PeakO | 0 | 0 | 0 | 0 | 0 | 0
ST | 0 | 0 | 0 | 0 | 0 | 0
STOG | 0 | 0 | 0 | 0 | 0 | 0
STWD | 0 | 0 | 0 | 0 | 0 | 0
WT | 0 | 0 | 0 | 0 | 0 | 0
IGCC | 0 | 0 | 0 | 0 | 0 | 0
DemandResponse | 0 | 0 | 0 | 0 | 0 | 0
IGCC-CCS | 0 | 0 | 0 | 0 | 0 | 0
WT_off | 0 | 0 | 0 | 0 | 0 | 0
PseudoUnit | 0 | 0 | 0 | 0 | 0 | 0
FixedInterchange | 0 | 0 | 0 | 0 | 0 | 0
Retrofit FOM Costs by Reporting Type: MISO_MI
ReportingType | 2015 | 2020 | 2025 | 2030 | 2035 | 2040
BM | 0 | 0 | 0 | 0 | 0 | 0
CC | 0 | 0 | 0 | 0 | 0 | 0
CSP | 0 | 0 | 0 | 0 | 0 | 0
CT | 0 | 0 | 0 | 0 | 0 | 0
Coal | 16.44 | 39.18 | 38.02 | 38.02 | 38.02 | 38.02
Geo | 0 | 0 | 0 | 0 | 0 | 0
H | 0 | 0 | 0 | 0 | 0 | 0
LFG | 0 | 0 | 0 | 0 | 0 | 0
Nuc | 0 | 0 | 0 | 0 | 0 | 0
PS | 0 | 0 | 0 | 0 | 0 | 0
PV | 0 | 0 | 0 | 0 | 0 | 0
PeakG | 0 | 0 | 0 | 0 | 0 | 0
PeakO | 0 | 0 | 0 | 0 | 0 | 0
ST | 0 | 0 | 0 | 0 | 0 | 0
STOG | 0 | 0 | 0 | 0 | 0 | 0
STWD | 0 | 0 | 0 | 0 | 0 | 0
WT | 0 | 0 | 0 | 0 | 0 | 0
IGCC | 0 | 0 | 0 | 0 | 0 | 0
DemandResponse | 0 | 0 | 0 | 0 | 0 | 0
IGCC-CCS | 0 | 0 | 0 | 0 | 0 | 0
WT_off | 0 | 0 | 0 | 0 | 0 | 0
PseudoUnit | 0 | 0 | 0 | 0 | 0 | 0
FixedInterchange | 0 | 0 | 0 | 0 | 0 | 0
Retrofit FOM Costs by Reporting Type: MISO_MO-IL
ReportingType | 2015 | 2020 | 2025 | 2030 | 2035 | 2040
BM | 0 | 0 | 0 | 0 | 0 | 0
CC | 0 | 0 | 0 | 0 | 0 | 0
CSP | 0 | 0 | 0 | 0 | 0 | 0
CT | 0 | 0 | 0 | 0 | 0 | 0
Coal | 29.73 | 54.88 | 54.49 | 54.49 | 54.49 | 54.49
Geo | 0 | 0 | 0 | 0 | 0 | 0
H | 0 | 0 | 0 | 0 | 0 | 0
LFG | 0 | 0 | 0 | 0 | 0 | 0
Nuc | 0 | 0 | 0 | 0 | 0 | 0
PS | 0 | 0 | 0 | 0 | 0 | 0
PV | 0 | 0 | 0 | 0 | 0 | 0
PeakG | 0 | 0 | 0 | 0 | 0 | 0
PeakO | 0 | 0 | 0 | 0 | 0 | 0
ST | 0 | 0 | 0 | 0 | 0 | 0
STOG | 0 | 0 | 0 | 0 | 0 | 0
STWD | 0 | 0 | 0 | 0 | 0 | 0
WT | 0 | 0 | 0 | 0 | 0 | 0
IGCC | 0 | 0 | 0 | 0 | 0 | 0
DemandResponse | 0 | 0 | 0 | 0 | 0 | 0
IGCC-CCS | 0 | 0 | 0 | 0 | 0 | 0
WT_off | 0 | 0 | 0 | 0 | 0 | 0
PseudoUnit | 0 | 0 | 0 | 0 | 0 | 0
FixedInterchange | 0 | 0 | 0 | 0 | 0 | 0
Retrofit FOM Costs by Reporting Type: MISO_W
ReportingType | 2015 | 2020 | 2025 | 2030 | 2035 | 2040
BM | 0 | 0 | 0 | 0 | 0 | 0
CC | 0 | 0 | 0 | 0 | 0 | 0
CSP | 0 | 0 | 0 | 0 | 0 | 0
CT | 0 | 0 | 0 | 0 | 0 | 0
Coal | 38.36 | 61.93 | 61.12 | 61.12 | 61.12 | 61.12
Geo | 0 | 0 | 0 | 0 | 0 | 0
H | 0 | 0 | 0 | 0 | 0 | 0
LFG | 0 | 0 | 0 | 0 | 0 | 0
Nuc | 0 | 0 | 0 | 0 | 0 | 0
PS | 0 | 0 | 0 | 0 | 0 | 0
PV | 0 | 0 | 0 | 0 | 0 | 0
PeakG | 0 | 0 | 0 | 0 | 0 | 0
PeakO | 0 | 0 | 0 | 0 | 0 | 0
ST | 0 | 0 | 0 | 0 | 0 | 0
STOG | 0 | 0 | 0 | 0 | 0 | 0
STWD | 0 | 0 | 0 | 0 | 0 | 0
WT | 0 | 0 | 0 | 0 | 0 | 0
IGCC | 0 | 0 | 0 | 0 | 0 | 0
DemandResponse | 0 | 0 | 0 | 0 | 0 | 0
IGCC-CCS | 0 | 0 | 0 | 0 | 0 | 0
WT_off | 0 | 0 | 0 | 0 | 0 | 0
PseudoUnit | 0 | 0 | 0 | 0 | 0 | 0
FixedInterchange | 0 | 0 | 0 | 0 | 0 | 0
Retrofit FOM Costs by Reporting Type: MISO_WUMS
ReportingType | 2015 | 2020 | 2025 | 2030 | 2035 | 2040
BM | 0 | 0 | 0 | 0 | 0 | 0
CC | 0 | 0 | 0 | 0 | 0 | 0
CSP | 0 | 0 | 0 | 0 | 0 | 0
CT | 0 | 0 | 0 | 0 | 0 | 0
Coal | 35.36 | 34.74 | 33.65 | 33.65 | 33.65 | 33.65
Geo | 0 | 0 | 0 | 0 | 0 | 0
H | 0 | 0 | 0 | 0 | 0 | 0
LFG | 0 | 0 | 0 | 0 | 0 | 0
Nuc | 0 | 0 | 0 | 0 | 0 | 0
PS | 0 | 0 | 0 | 0 | 0 | 0
PV | 0 | 0 | 0 | 0 | 0 | 0
PeakG | 0 | 0 | 0 | 0 | 0 | 0
PeakO | 0 | 0 | 0 | 0 | 0 | 0
ST | 0 | 0 | 0 | 0 | 0 | 0
STOG | 0 | 0 | 0 | 0 | 0 | 0
STWD | 0 | 0 | 0 | 0 | 0 | 0
WT | 0 | 0 | 0 | 0 | 0 | 0
IGCC | 0 | 0 | 0 | 0 | 0 | 0
DemandResponse | 0 | 0 | 0 | 0 | 0 | 0
IGCC-CCS | 0 | 0 | 0 | 0 | 0 | 0
WT_off | 0 | 0 | 0 | 0 | 0 | 0
PseudoUnit | 0 | 0 | 0 | 0 | 0 | 0
FixedInterchange | 0 | 0 | 0 | 0 | 0 | 0
Retrofit FOM Costs by Reporting Type: Nebraska
ReportingType | 2015 | 2020 | 2025 | 2030 | 2035 | 2040
BM | 0 | 0 | 0 | 0 | 0 | 0
CC | 0 | 0 | 0 | 0 | 0 | 0
CSP | 0 | 0 | 0 | 0 | 0 | 0
CT | 0 | 0 | 0 | 0 | 0 | 0
Coal | 4.88 | 22.22 | 22.22 | 22.22 | 22.22 | 22.22
Geo | 0 | 0 | 0 | 0 | 0 | 0
H | 0 | 0 | 0 | 0 | 0 | 0
LFG | 0 | 0 | 0 | 0 | 0 | 0
Nuc | 0 | 0 | 0 | 0 | 0 | 0
PS | 0 | 0 | 0 | 0 | 0 | 0
PV | 0 | 0 | 0 | 0 | 0 | 0
PeakG | 0 | 0 | 0 | 0 | 0 | 0
PeakO | 0 | 0 | 0 | 0 | 0 | 0
ST | 0 | 0 | 0 | 0 | 0 | 0
STOG | 0 | 0 | 0 | 0 | 0 | 0
STWD | 0 | 0 | 0 | 0 | 0 | 0
WT | 0 | 0 | 0 | 0 | 0 | 0
IGCC | 0 | 0 | 0 | 0 | 0 | 0
DemandResponse | 0 | 0 | 0 | 0 | 0 | 0
IGCC-CCS | 0 | 0 | 0 | 0 | 0 | 0
WT_off | 0 | 0 | 0 | 0 | 0 | 0
PseudoUnit | 0 | 0 | 0 | 0 | 0 | 0
FixedInterchange | 0 | 0 | 0 | 0 | 0 | 0
Retrofit FOM Costs by Reporting Type: NEISO
ReportingType | 2015 | 2020 | 2025 | 2030 | 2035 | 2040
BM | 0 | 0 | 0 | 0 | 0 | 0
CC | 0 | 0 | 0 | 0 | 0 | 0
CSP | 0 | 0 | 0 | 0 | 0 | 0
CT | 0 | 0 | 0 | 0 | 0 | 0
Coal | 4.08 | 0 | 0 | 0 | 0 | 0
Geo | 0 | 0 | 0 | 0 | 0 | 0
H | 0 | 0 | 0 | 0 | 0 | 0
LFG | 0 | 0 | 0 | 0 | 0 | 0
Nuc | 0 | 0 | 0 | 0 | 0 | 0
PS | 0 | 0 | 0 | 0 | 0 | 0
PV | 0 | 0 | 0 | 0 | 0 | 0
PeakG | 0 | 0 | 0 | 0 | 0 | 0
PeakO | 0 | 0 | 0 | 0 | 0 | 0
ST | 0 | 0 | 0 | 0 | 0 | 0
STOG | 0 | 0 | 0 | 0 | 0 | 0
STWD | 0 | 0 | 0 | 0 | 0 | 0
WT | 0 | 0 | 0 | 0 | 0 | 0
IGCC | 0 | 0 | 0 | 0 | 0 | 0
DemandResponse | 0 | 0 | 0 | 0 | 0 | 0
IGCC-CCS | 0 | 0 | 0 | 0 | 0 | 0
WT_off | 0 | 0 | 0 | 0 | 0 | 0
PseudoUnit | 0 | 0 | 0 | 0 | 0 | 0
FixedInterchange | 0 | 0 | 0 | 0 | 0 | 0
Retrofit FOM Costs by Reporting Type: NonRTO_Midwest
ReportingType | 2015 | 2020 | 2025 | 2030 | 2035 | 2040
BM | 0 | 0 | 0 | 0 | 0 | 0
CC | 0 | 0 | 0 | 0 | 0 | 0
CSP | 0 | 0 | 0 | 0 | 0 | 0
CT | 0 | 0 | 0 | 0 | 0 | 0
Coal | 86.24 | 91.2 | 89.72 | 88.27 | 88.27 | 88.27
Geo | 0 | 0 | 0 | 0 | 0 | 0
H | 0 | 0 | 0 | 0 | 0 | 0
LFG | 0 | 0 | 0 | 0 | 0 | 0
Nuc | 0 | 0 | 0 | 0 | 0 | 0
PS | 0 | 0 | 0 | 0 | 0 | 0
PV | 0 | 0 | 0 | 0 | 0 | 0
PeakG | 0 | 0 | 0 | 0 | 0 | 0
PeakO | 0 | 0 | 0 | 0 | 0 | 0
ST | 0 | 0 | 0 | 0 | 0 | 0
STOG | 0 | 0 | 0 | 0 | 0 | 0
STWD | 0 | 0 | 0 | 0 | 0 | 0
WT | 0 | 0 | 0 | 0 | 0 | 0
IGCC | 0 | 0 | 0 | 0 | 0 | 0
DemandResponse | 0 | 0 | 0 | 0 | 0 | 0
IGCC-CCS | 0 | 0 | 0 | 0 | 0 | 0
WT_off | 0 | 0 | 0 | 0 | 0 | 0
PseudoUnit | 0 | 0 | 0 | 0 | 0 | 0
FixedInterchange | 0 | 0 | 0 | 0 | 0 | 0
Retrofit FOM Costs by Reporting Type: NYISO_A-F
ReportingType | 2015 | 2020 | 2025 | 2030 | 2035 | 2040
BM | 0 | 0 | 0 | 0 | 0 | 0
CC | 0 | 0 | 0 | 0 | 0 | 0
CSP | 0 | 0 | 0 | 0 | 0 | 0
CT | 0 | 0 | 0 | 0 | 0 | 0
Coal | 0 | 0 | 0 | 0 | 0 | 0
Geo | 0 | 0 | 0 | 0 | 0 | 0
H | 0 | 0 | 0 | 0 | 0 | 0
LFG | 0 | 0 | 0 | 0 | 0 | 0
Nuc | 0 | 0 | 0 | 0 | 0 | 0
PS | 0 | 0 | 0 | 0 | 0 | 0
PV | 0 | 0 | 0 | 0 | 0 | 0
PeakG | 0 | 0 | 0 | 0 | 0 | 0
PeakO | 0 | 0 | 0 | 0 | 0 | 0
ST | 0 | 0 | 0 | 0 | 0 | 0
STOG | 0 | 0 | 0 | 0 | 0 | 0
STWD | 0 | 0 | 0 | 0 | 0 | 0
WT | 0 | 0 | 0 | 0 | 0 | 0
IGCC | 0 | 0 | 0 | 0 | 0 | 0
DemandResponse | 0 | 0 | 0 | 0 | 0 | 0
IGCC-CCS | 0 | 0 | 0 | 0 | 0 | 0
WT_off | 0 | 0 | 0 | 0 | 0 | 0
PseudoUnit | 0 | 0 | 0 | 0 | 0 | 0
FixedInterchange | 0 | 0 | 0 | 0 | 0 | 0
Retrofit FOM Costs by Reporting Type: NYISO_G-I
ReportingType | 2015 | 2020 | 2025 | 2030 | 2035 | 2040
BM | 0 | 0 | 0 | 0 | 0 | 0
CC | 0 | 0 | 0 | 0 | 0 | 0
CSP | 0 | 0 | 0 | 0 | 0 | 0
CT | 0 | 0 | 0 | 0 | 0 | 0
Coal | 0 | 0 | 0 | 0 | 0 | 0
Geo | 0 | 0 | 0 | 0 | 0 | 0
H | 0 | 0 | 0 | 0 | 0 | 0
LFG | 0 | 0 | 0 | 0 | 0 | 0
Nuc | 0 | 0 | 0 | 0 | 0 | 0
PS | 0 | 0 | 0 | 0 | 0 | 0
PV | 0 | 0 | 0 | 0 | 0 | 0
PeakG | 0 | 0 | 0 | 0 | 0 | 0
PeakO | 0 | 0 | 0 | 0 | 0 | 0
ST | 0 | 0 | 0 | 0 | 0 | 0
STOG | 0 | 0 | 0 | 0 | 0 | 0
STWD | 0 | 0 | 0 | 0 | 0 | 0
WT | 0 | 0 | 0 | 0 | 0 | 0
IGCC | 0 | 0 | 0 | 0 | 0 | 0
DemandResponse | 0 | 0 | 0 | 0 | 0 | 0
IGCC-CCS | 0 | 0 | 0 | 0 | 0 | 0
WT_off | 0 | 0 | 0 | 0 | 0 | 0
PseudoUnit | 0 | 0 | 0 | 0 | 0 | 0
FixedInterchange | 0 | 0 | 0 | 0 | 0 | 0
Retrofit FOM Costs by Reporting Type: NYISO_J-K
ReportingType | 2015 | 2020 | 2025 | 2030 | 2035 | 2040
BM | 0 | 0 | 0 | 0 | 0 | 0
CC | 0 | 0 | 0 | 0 | 0 | 0
CSP | 0 | 0 | 0 | 0 | 0 | 0
CT | 0 | 0 | 0 | 0 | 0 | 0
Coal | 0 | 0 | 0 | 0 | 0 | 0
Geo | 0 | 0 | 0 | 0 | 0 | 0
H | 0 | 0 | 0 | 0 | 0 | 0
LFG | 0 | 0 | 0 | 0 | 0 | 0
Nuc | 0 | 0 | 0 | 0 | 0 | 0
PS | 0 | 0 | 0 | 0 | 0 | 0
PV | 0 | 0 | 0 | 0 | 0 | 0
PeakG | 0 | 0 | 0 | 0 | 0 | 0
PeakO | 0 | 0 | 0 | 0 | 0 | 0
ST | 0 | 0 | 0 | 0 | 0 | 0
STOG | 0 | 0 | 0 | 0 | 0 | 0
STWD | 0 | 0 | 0 | 0 | 0 | 0
WT | 0 | 0 | 0 | 0 | 0 | 0
IGCC | 0 | 0 | 0 | 0 | 0 | 0
DemandResponse | 0 | 0 | 0 | 0 | 0 | 0
IGCC-CCS | 0 | 0 | 0 | 0 | 0 | 0
WT_off | 0 | 0 | 0 | 0 | 0 | 0
PseudoUnit | 0 | 0 | 0 | 0 | 0 | 0
FixedInterchange | 0 | 0 | 0 | 0 | 0 | 0
Retrofit FOM Costs by Reporting Type: PJM_E
ReportingType | 2015 | 2020 | 2025 | 2030 | 2035 | 2040
BM | 0 | 0 | 0 | 0 | 0 | 0
CC | 0 | 0 | 0 | 0 | 0 | 0
CSP | 0 | 0 | 0 | 0 | 0 | 0
CT | 0 | 0 | 0 | 0 | 0 | 0
Coal | 1.07 | 0 | 0 | 0 | 0 | 0
Geo | 0 | 0 | 0 | 0 | 0 | 0
H | 0 | 0 | 0 | 0 | 0 | 0
LFG | 0 | 0 | 0 | 0 | 0 | 0
Nuc | 0 | 0 | 0 | 0 | 0 | 0
PS | 0 | 0 | 0 | 0 | 0 | 0
PV | 0 | 0 | 0 | 0 | 0 | 0
PeakG | 0 | 0 | 0 | 0 | 0 | 0
PeakO | 0 | 0 | 0 | 0 | 0 | 0
ST | 0 | 0 | 0 | 0 | 0 | 0
STOG | 0 | 0 | 0 | 0 | 0 | 0
STWD | 0 | 0 | 0 | 0 | 0 | 0
WT | 0 | 0 | 0 | 0 | 0 | 0
IGCC | 0 | 0 | 0 | 0 | 0 | 0
DemandResponse | 0 | 0 | 0 | 0 | 0 | 0
IGCC-CCS | 0 | 0 | 0 | 0 | 0 | 0
WT_off | 0 | 0 | 0 | 0 | 0 | 0
PseudoUnit | 0 | 0 | 0 | 0 | 0 | 0
FixedInterchange | 0 | 0 | 0 | 0 | 0 | 0
Retrofit FOM Costs by Reporting Type: PJM_ROM
ReportingType | 2015 | 2020 | 2025 | 2030 | 2035 | 2040
BM | 0 | 0 | 0 | 0 | 0 | 0
CC | 0 | 0 | 0 | 0 | 0 | 0
CSP | 0 | 0 | 0 | 0 | 0 | 0
CT | 0 | 0 | 0 | 0 | 0 | 0
Coal | 55.97 | 65.48 | 65.48 | 65.48 | 65.48 | 65.48
Geo | 0 | 0 | 0 | 0 | 0 | 0
H | 0 | 0 | 0 | 0 | 0 | 0
LFG | 0 | 0 | 0 | 0 | 0 | 0
Nuc | 0 | 0 | 0 | 0 | 0 | 0
PS | 0 | 0 | 0 | 0 | 0 | 0
PV | 0 | 0 | 0 | 0 | 0 | 0
PeakG | 0 | 0 | 0 | 0 | 0 | 0
PeakO | 0 | 0 | 0 | 0 | 0 | 0
ST | 0 | 0 | 0 | 0 | 0 | 0
STOG | 0 | 0 | 0 | 0 | 0 | 0
STWD | 0 | 0 | 0 | 0 | 0 | 0
WT | 0 | 0 | 0 | 0 | 0 | 0
IGCC | 0 | 0 | 0 | 0 | 0 | 0
DemandResponse | 0 | 0 | 0 | 0 | 0 | 0
IGCC-CCS | 0 | 0 | 0 | 0 | 0 | 0
WT_off | 0 | 0 | 0 | 0 | 0 | 0
PseudoUnit | 0 | 0 | 0 | 0 | 0 | 0
FixedInterchange | 0 | 0 | 0 | 0 | 0 | 0
Retrofit FOM Costs by Reporting Type: PJM_ROR
ReportingType | 2015 | 2020 | 2025 | 2030 | 2035 | 2040
BM | 0 | 0 | 0 | 0 | 0 | 0
CC | 0 | 0 | 0 | 0 | 0 | 0
CSP | 0 | 0 | 0 | 0 | 0 | 0
CT | 0 | 0 | 0 | 0 | 0 | 0
Coal | 257.76 | 291.89 | 291.89 | 291.89 | 291.89 | 291.89
Geo | 0 | 0 | 0 | 0 | 0 | 0
H | 0 | 0 | 0 | 0 | 0 | 0
LFG | 0 | 0 | 0 | 0 | 0 | 0
Nuc | 0 | 0 | 0 | 0 | 0 | 0
PS | 0 | 0 | 0 | 0 | 0 | 0
PV | 0 | 0 | 0 | 0 | 0 | 0
PeakG | 0 | 0 | 0 | 0 | 0 | 0
PeakO | 0 | 0 | 0 | 0 | 0 | 0
ST | 0 | 0 | 0 | 0 | 0 | 0
STOG | 0 | 0 | 0 | 0 | 0 | 0
STWD | 0 | 0 | 0 | 0 | 0 | 0
WT | 0 | 0 | 0 | 0 | 0 | 0
IGCC | 0 | 0 | 0 | 0 | 0 | 0
DemandResponse | 0 | 0 | 0 | 0 | 0 | 0
IGCC-CCS | 0 | 0 | 0 | 0 | 0 | 0
WT_off | 0 | 0 | 0 | 0 | 0 | 0
PseudoUnit | 0 | 0 | 0 | 0 | 0 | 0
FixedInterchange | 0 | 0 | 0 | 0 | 0 | 0
Retrofit FOM Costs by Reporting Type: SOCO
ReportingType | 2015 | 2020 | 2025 | 2030 | 2035 | 2040
BM | 0 | 0 | 0 | 0 | 0 | 0
CC | 0 | 0 | 0 | 0 | 0 | 0
CSP | 0 | 0 | 0 | 0 | 0 | 0
CT | 0 | 0 | 0 | 0 | 0 | 0
Coal | 114.6 | 120.32 | 120.32 | 120.32 | 120.32 | 120.32
Geo | 0 | 0 | 0 | 0 | 0 | 0
H | 0 | 0 | 0 | 0 | 0 | 0
LFG | 0 | 0 | 0 | 0 | 0 | 0
Nuc | 0 | 0 | 0 | 0 | 0 | 0
PS | 0 | 0 | 0 | 0 | 0 | 0
PV | 0 | 0 | 0 | 0 | 0 | 0
PeakG | 0 | 0 | 0 | 0 | 0 | 0
PeakO | 0 | 0 | 0 | 0 | 0 | 0
ST | 0 | 0 | 0 | 0 | 0 | 0
STOG | 0 | 0 | 0 | 0 | 0 | 0
STWD | 0 | 0 | 0 | 0 | 0 | 0
WT | 0 | 0 | 0 | 0 | 0 | 0
IGCC | 0 | 0 | 0 | 0 | 0 | 0
DemandResponse | 0 | 0 | 0 | 0 | 0 | 0
IGCC-CCS | 0 | 0 | 0 | 0 | 0 | 0
WT_off | 0 | 0 | 0 | 0 | 0 | 0
PseudoUnit | 0 | 0 | 0 | 0 | 0 | 0
FixedInterchange | 0 | 0 | 0 | 0 | 0 | 0
Retrofit FOM Costs by Reporting Type: SPP_N
ReportingType | 2015 | 2020 | 2025 | 2030 | 2035 | 2040
BM | 0 | 0 | 0 | 0 | 0 | 0
CC | 0 | 0 | 0 | 0 | 0 | 0
CSP | 0 | 0 | 0 | 0 | 0 | 0
CT | 0 | 0 | 0 | 0 | 0 | 0
Coal | 36.22 | 47.87 | 47.87 | 47.87 | 47.87 | 47.87
Geo | 0 | 0 | 0 | 0 | 0 | 0
H | 0 | 0 | 0 | 0 | 0 | 0
LFG | 0 | 0 | 0 | 0 | 0 | 0
Nuc | 0 | 0 | 0 | 0 | 0 | 0
PS | 0 | 0 | 0 | 0 | 0 | 0
PV | 0 | 0 | 0 | 0 | 0 | 0
PeakG | 0 | 0 | 0 | 0 | 0 | 0
PeakO | 0 | 0 | 0 | 0 | 0 | 0
ST | 0 | 0 | 0 | 0 | 0 | 0
STOG | 0 | 0 | 0 | 0 | 0 | 0
STWD | 0 | 0 | 0 | 0 | 0 | 0
WT | 0 | 0 | 0 | 0 | 0 | 0
IGCC | 0 | 0 | 0 | 0 | 0 | 0
DemandResponse | 0 | 0 | 0 | 0 | 0 | 0
IGCC-CCS | 0 | 0 | 0 | 0 | 0 | 0
WT_off | 0 | 0 | 0 | 0 | 0 | 0
PseudoUnit | 0 | 0 | 0 | 0 | 0 | 0
FixedInterchange | 0 | 0 | 0 | 0 | 0 | 0
Retrofit FOM Costs by Reporting Type: SPP_S
ReportingType | 2015 | 2020 | 2025 | 2030 | 2035 | 2040
BM | 0 | 0 | 0 | 0 | 0 | 0
CC | 0 | 0 | 0 | 0 | 0 | 0
CSP | 0 | 0 | 0 | 0 | 0 | 0
CT | 0 | 0 | 0 | 0 | 0 | 0
Coal | 20.12 | 33.9 | 33.71 | 33.71 | 33.71 | 33.71
Geo | 0 | 0 | 0 | 0 | 0 | 0
H | 0 | 0 | 0 | 0 | 0 | 0
LFG | 0 | 0 | 0 | 0 | 0 | 0
Nuc | 0 | 0 | 0 | 0 | 0 | 0
PS | 0 | 0 | 0 | 0 | 0 | 0
PV | 0 | 0 | 0 | 0 | 0 | 0
PeakG | 0 | 0 | 0 | 0 | 0 | 0
PeakO | 0 | 0 | 0 | 0 | 0 | 0
ST | 0 | 0 | 0 | 0 | 0 | 0
STOG | 0 | 0 | 0 | 0 | 0 | 0
STWD | 0 | 0 | 0 | 0 | 0 | 0
WT | 0 | 0 | 0 | 0 | 0 | 0
IGCC | 0 | 0 | 0 | 0 | 0 | 0
DemandResponse | 0 | 0 | 0 | 0 | 0 | 0
IGCC-CCS | 0 | 0 | 0 | 0 | 0 | 0
WT_off | 0 | 0 | 0 | 0 | 0 | 0
PseudoUnit | 0 | 0 | 0 | 0 | 0 | 0
FixedInterchange | 0 | 0 | 0 | 0 | 0 | 0
Retrofit FOM Costs by Reporting Type: TVA
ReportingType | 2015 | 2020 | 2025 | 2030 | 2035 | 2040
BM | 0 | 0 | 0 | 0 | 0 | 0
CC | 0 | 0 | 0 | 0 | 0 | 0
CSP | 0 | 0 | 0 | 0 | 0 | 0
CT | 0 | 0 | 0 | 0 | 0 | 0
Coal | 50.15 | 65.09 | 63.11 | 63.11 | 63.11 | 63.11
Geo | 0 | 0 | 0 | 0 | 0 | 0
H | 0 | 0 | 0 | 0 | 0 | 0
LFG | 0 | 0 | 0 | 0 | 0 | 0
Nuc | 0 | 0 | 0 | 0 | 0 | 0
PS | 0 | 0 | 0 | 0 | 0 | 0
PV | 0 | 0 | 0 | 0 | 0 | 0
PeakG | 0 | 0 | 0 | 0 | 0 | 0
PeakO | 0 | 0 | 0 | 0 | 0 | 0
ST | 0 | 0 | 0 | 0 | 0 | 0
STOG | 0 | 0 | 0 | 0 | 0 | 0
STWD | 0 | 0 | 0 | 0 | 0 | 0
WT | 0 | 0 | 0 | 0 | 0 | 0
IGCC | 0 | 0 | 0 | 0 | 0 | 0
DemandResponse | 0 | 0 | 0 | 0 | 0 | 0
IGCC-CCS | 0 | 0 | 0 | 0 | 0 | 0
WT_off | 0 | 0 | 0 | 0 | 0 | 0
PseudoUnit | 0 | 0 | 0 | 0 | 0 | 0
FixedInterchange | 0 | 0 | 0 | 0 | 0 | 0
Retrofit FOM Costs by Reporting Type: TVA_Transmission
ReportingType | 2015 | 2020 | 2025 | 2030 | 2035 | 2040
BM | 0 | 0 | 0 | 0 | 0 | 0
CC | 0 | 0 | 0 | 0 | 0 | 0
CSP | 0 | 0 | 0 | 0 | 0 | 0
CT | 0 | 0 | 0 | 0 | 0 | 0
Coal | 0 | 0 | 0 | 0 | 0 | 0
Geo | 0 | 0 | 0 | 0 | 0 | 0
H | 0 | 0 | 0 | 0 | 0 | 0
LFG | 0 | 0 | 0 | 0 | 0 | 0
Nuc | 0 | 0 | 0 | 0 | 0 | 0
PS | 0 | 0 | 0 | 0 | 0 | 0
PV | 0 | 0 | 0 | 0 | 0 | 0
PeakG | 0 | 0 | 0 | 0 | 0 | 0
PeakO | 0 | 0 | 0 | 0 | 0 | 0
ST | 0 | 0 | 0 | 0 | 0 | 0
STOG | 0 | 0 | 0 | 0 | 0 | 0
STWD | 0 | 0 | 0 | 0 | 0 | 0
WT | 0 | 0 | 0 | 0 | 0 | 0
IGCC | 0 | 0 | 0 | 0 | 0 | 0
DemandResponse | 0 | 0 | 0 | 0 | 0 | 0
IGCC-CCS | 0 | 0 | 0 | 0 | 0 | 0
WT_off | 0 | 0 | 0 | 0 | 0 | 0
PseudoUnit | 0 | 0 | 0 | 0 | 0 | 0
FixedInterchange | 0 | 0 | 0 | 0 | 0 | 0
Retrofit FOM Costs by Reporting Type: VACAR
ReportingType | 2015 | 2020 | 2025 | 2030 | 2035 | 2040
BM | 0 | 0 | 0 | 0 | 0 | 0
CC | 0 | 0 | 0 | 0 | 0 | 0
CSP | 0 | 0 | 0 | 0 | 0 | 0
CT | 0 | 0 | 0 | 0 | 0 | 0
Coal | 139.43 | 134.45 | 120.93 | 120.93 | 120.93 | 120.93
Geo | 0 | 0 | 0 | 0 | 0 | 0
H | 0 | 0 | 0 | 0 | 0 | 0
LFG | 0 | 0 | 0 | 0 | 0 | 0
Nuc | 0 | 0 | 0 | 0 | 0 | 0
PS | 0 | 0 | 0 | 0 | 0 | 0
PV | 0 | 0 | 0 | 0 | 0 | 0
PeakG | 0 | 0 | 0 | 0 | 0 | 0
PeakO | 0 | 0 | 0 | 0 | 0 | 0
ST | 0 | 0 | 0 | 0 | 0 | 0
STOG | 0 | 0 | 0 | 0 | 0 | 0
STWD | 0 | 0 | 0 | 0 | 0 | 0
WT | 0 | 0 | 0 | 0 | 0 | 0
IGCC | 0 | 0 | 0 | 0 | 0 | 0
DemandResponse | 0 | 0 | 0 | 0 | 0 | 0
IGCC-CCS | 0 | 0 | 0 | 0 | 0 | 0
WT_off | 0 | 0 | 0 | 0 | 0 | 0
PseudoUnit | 0 | 0 | 0 | 0 | 0 | 0
FixedInterchange | 0 | 0 | 0 | 0 | 0 | 0
Retrofit FOM Costs by Reporting Type: IESO
ReportingType | 2015 | 2020 | 2025 | 2030 | 2035 | 2040
BM | 0 | 0 | 0 | 0 | 0 | 0
CC | 0 | 0 | 0 | 0 | 0 | 0
CSP | 0 | 0 | 0 | 0 | 0 | 0
CT | 0 | 0 | 0 | 0 | 0 | 0
Coal | 0 | 0 | 0 | 0 | 0 | 0
Geo | 0 | 0 | 0 | 0 | 0 | 0
H | 0 | 0 | 0 | 0 | 0 | 0
LFG | 0 | 0 | 0 | 0 | 0 | 0
Nuc | 0 | 0 | 0 | 0 | 0 | 0
PS | 0 | 0 | 0 | 0 | 0 | 0
PV | 0 | 0 | 0 | 0 | 0 | 0
PeakG | 0 | 0 | 0 | 0 | 0 | 0
PeakO | 0 | 0 | 0 | 0 | 0 | 0
ST | 0 | 0 | 0 | 0 | 0 | 0
STOG | 0 | 0 | 0 | 0 | 0 | 0
STWD | 0 | 0 | 0 | 0 | 0 | 0
WT | 0 | 0 | 0 | 0 | 0 | 0
IGCC | 0 | 0 | 0 | 0 | 0 | 0
DemandResponse | 0 | 0 | 0 | 0 | 0 | 0
IGCC-CCS | 0 | 0 | 0 | 0 | 0 | 0
WT_off | 0 | 0 | 0 | 0 | 0 | 0
PseudoUnit | 0 | 0 | 0 | 0 | 0 | 0
FixedInterchange | 0 | 0 | 0 | 0 | 0 | 0
Retrofit FOM Costs by Reporting Type: MAPP_CA
ReportingType | 2015 | 2020 | 2025 | 2030 | 2035 | 2040
BM | 0 | 0 | 0 | 0 | 0 | 0
CC | 0 | 0 | 0 | 0 | 0 | 0
CSP | 0 | 0 | 0 | 0 | 0 | 0
CT | 0 | 0 | 0 | 0 | 0 | 0
Coal | 0 | 0 | 0 | 0 | 0 | 0
Geo | 0 | 0 | 0 | 0 | 0 | 0
H | 0 | 0 | 0 | 0 | 0 | 0
LFG | 0 | 0 | 0 | 0 | 0 | 0
Nuc | 0 | 0 | 0 | 0 | 0 | 0
PS | 0 | 0 | 0 | 0 | 0 | 0
PV | 0 | 0 | 0 | 0 | 0 | 0
PeakG | 0 | 0 | 0 | 0 | 0 | 0
PeakO | 0 | 0 | 0 | 0 | 0 | 0
ST | 0 | 0 | 0 | 0 | 0 | 0
STOG | 0 | 0 | 0 | 0 | 0 | 0
STWD | 0 | 0 | 0 | 0 | 0 | 0
WT | 0 | 0 | 0 | 0 | 0 | 0
IGCC | 0 | 0 | 0 | 0 | 0 | 0
DemandResponse | 0 | 0 | 0 | 0 | 0 | 0
IGCC-CCS | 0 | 0 | 0 | 0 | 0 | 0
WT_off | 0 | 0 | 0 | 0 | 0 | 0
PseudoUnit | 0 | 0 | 0 | 0 | 0 | 0
FixedInterchange | 0 | 0 | 0 | 0 | 0 | 0
Retrofit FOM Costs by Reporting Type: AZ_NM_SNV_Coal
ReportingType | 2015 | 2020 | 2025 | 2030 | 2035 | 2040
BM | 0 | 0 | 0 | 0 | 0 | 0
CC | 0 | 0 | 0 | 0 | 0 | 0
CSP | 0 | 0 | 0 | 0 | 0 | 0
CT | 0 | 0 | 0 | 0 | 0 | 0
Coal | 70.07 | 75.36 | 75.36 | 75.36 | 75.36 | 75.36
Geo | 0 | 0 | 0 | 0 | 0 | 0
H | 0 | 0 | 0 | 0 | 0 | 0
LFG | 0 | 0 | 0 | 0 | 0 | 0
Nuc | 0 | 0 | 0 | 0 | 0 | 0
PS | 0 | 0 | 0 | 0 | 0 | 0
PV | 0 | 0 | 0 | 0 | 0 | 0
PeakG | 0 | 0 | 0 | 0 | 0 | 0
PeakO | 0 | 0 | 0 | 0 | 0 | 0
ST | 0 | 0 | 0 | 0 | 0 | 0
STOG | 0 | 0 | 0 | 0 | 0 | 0
STWD | 0 | 0 | 0 | 0 | 0 | 0
WT | 0 | 0 | 0 | 0 | 0 | 0
IGCC | 0 | 0 | 0 | 0 | 0 | 0
DemandResponse | 0 | 0 | 0 | 0 | 0 | 0
IGCC-CCS | 0 | 0 | 0 | 0 | 0 | 0
WT_off | 0 | 0 | 0 | 0 | 0 | 0
PseudoUnit | 0 | 0 | 0 | 0 | 0 | 0
FixedInterchange | 0 | 0 | 0 | 0 | 0 | 0
Retrofit FOM Costs by Reporting Type: AZ_NM_SNV_Gas
ReportingType | 2015 | 2020 | 2025 | 2030 | 2035 | 2040
BM | 0 | 0 | 0 | 0 | 0 | 0
CC | 0 | 0 | 0 | 0 | 0 | 0
CSP | 0 | 0 | 0 | 0 | 0 | 0
CT | 0 | 0 | 0 | 0 | 0 | 0
Coal | 0 | 0 | 0 | 0 | 0 | 0
Geo | 0 | 0 | 0 | 0 | 0 | 0
H | 0 | 0 | 0 | 0 | 0 | 0
LFG | 0 | 0 | 0 | 0 | 0 | 0
Nuc | 0 | 0 | 0 | 0 | 0 | 0
PS | 0 | 0 | 0 | 0 | 0 | 0
PV | 0 | 0 | 0 | 0 | 0 | 0
PeakG | 0 | 0 | 0 | 0 | 0 | 0
PeakO | 0 | 0 | 0 | 0 | 0 | 0
ST | 0 | 0 | 0 | 0 | 0 | 0
STOG | 0 | 0 | 0 | 0 | 0 | 0
STWD | 0 | 0 | 0 | 0 | 0 | 0
WT | 0 | 0 | 0 | 0 | 0 | 0
IGCC | 0 | 0 | 0 | 0 | 0 | 0
DemandResponse | 0 | 0 | 0 | 0 | 0 | 0
IGCC-CCS | 0 | 0 | 0 | 0 | 0 | 0
WT_off | 0 | 0 | 0 | 0 | 0 | 0
PseudoUnit | 0 | 0 | 0 | 0 | 0 | 0
FixedInterchange | 0 | 0 | 0 | 0 | 0 | 0
Retrofit FOM Costs by Reporting Type: AZ_NM_SNV_NucRenew
ReportingType | 2015 | 2020 | 2025 | 2030 | 2035 | 2040
BM | 0 | 0 | 0 | 0 | 0 | 0
CC | 0 | 0 | 0 | 0 | 0 | 0
CSP | 0 | 0 | 0 | 0 | 0 | 0
CT | 0 | 0 | 0 | 0 | 0 | 0
Coal | 0 | 0 | 0 | 0 | 0 | 0
Geo | 0 | 0 | 0 | 0 | 0 | 0
H | 0 | 0 | 0 | 0 | 0 | 0
LFG | 0 | 0 | 0 | 0 | 0 | 0
Nuc | 0 | 0 | 0 | 0 | 0 | 0
PS | 0 | 0 | 0 | 0 | 0 | 0
PV | 0 | 0 | 0 | 0 | 0 | 0
PeakG | 0 | 0 | 0 | 0 | 0 | 0
PeakO | 0 | 0 | 0 | 0 | 0 | 0
ST | 0 | 0 | 0 | 0 | 0 | 0
STOG | 0 | 0 | 0 | 0 | 0 | 0
STWD | 0 | 0 | 0 | 0 | 0 | 0
WT | 0 | 0 | 0 | 0 | 0 | 0
IGCC | 0 | 0 | 0 | 0 | 0 | 0
DemandResponse | 0 | 0 | 0 | 0 | 0 | 0
IGCC-CCS | 0 | 0 | 0 | 0 | 0 | 0
WT_off | 0 | 0 | 0 | 0 | 0 | 0
PseudoUnit | 0 | 0 | 0 | 0 | 0 | 0
FixedInterchange | 0 | 0 | 0 | 0 | 0 | 0
Retrofit FOM Costs by Reporting Type: ERCOT
ReportingType | 2015 | 2020 | 2025 | 2030 | 2035 | 2040
BM | 0 | 0 | 0 | 0 | 0 | 0
CC | 0 | 0 | 0 | 0 | 0 | 0
CSP | 0 | 0 | 0 | 0 | 0 | 0
CT | 0 | 0 | 0 | 0 | 0 | 0
Coal | 95.78 | 116.56 | 116.56 | 116.56 | 116.56 | 116.56
Geo | 0 | 0 | 0 | 0 | 0 | 0
H | 0 | 0 | 0 | 0 | 0 | 0
LFG | 0 | 0 | 0 | 0 | 0 | 0
Nuc | 0 | 0 | 0 | 0 | 0 | 0
PS | 0 | 0 | 0 | 0 | 0 | 0
PV | 0 | 0 | 0 | 0 | 0 | 0
PeakG | 0 | 0 | 0 | 0 | 0 | 0
PeakO | 0 | 0 | 0 | 0 | 0 | 0
ST | 0 | 0 | 0 | 0 | 0 | 0
STOG | 0 | 0 | 0 | 0 | 0 | 0
STWD | 0 | 0 | 0 | 0 | 0 | 0
WT | 0 | 0 | 0 | 0 | 0 | 0
IGCC | 0 | 0 | 0 | 0 | 0 | 0
DemandResponse | 0 | 0 | 0 | 0 | 0 | 0
IGCC-CCS | 0 | 0 | 0 | 0 | 0 | 0
WT_off | 0 | 0 | 0 | 0 | 0 | 0
PseudoUnit | 0 | 0 | 0 | 0 | 0 | 0
FixedInterchange | 0 | 0 | 0 | 0 | 0 | 0
Retrofit FOM Costs by Reporting Type: NP15
ReportingType | 2015 | 2020 | 2025 | 2030 | 2035 | 2040
BM | 0 | 0 | 0 | 0 | 0 | 0
CC | 0 | 0 | 0 | 0 | 0 | 0
CSP | 0 | 0 | 0 | 0 | 0 | 0
CT | 0 | 0 | 0 | 0 | 0 | 0
Coal | 0.19 | 0 | 0 | 0 | 0 | 0
Geo | 0 | 0 | 0 | 0 | 0 | 0
H | 0 | 0 | 0 | 0 | 0 | 0
LFG | 0 | 0 | 0 | 0 | 0 | 0
Nuc | 0 | 0 | 0 | 0 | 0 | 0
PS | 0 | 0 | 0 | 0 | 0 | 0
PV | 0 | 0 | 0 | 0 | 0 | 0
PeakG | 0 | 0 | 0 | 0 | 0 | 0
PeakO | 0 | 0 | 0 | 0 | 0 | 0
ST | 0 | 0 | 0 | 0 | 0 | 0
STOG | 0 | 0 | 0 | 0 | 0 | 0
STWD | 0 | 0 | 0 | 0 | 0 | 0
WT | 0 | 0 | 0 | 0 | 0 | 0
IGCC | 0 | 0 | 0 | 0 | 0 | 0
DemandResponse | 0 | 0 | 0 | 0 | 0 | 0
IGCC-CCS | 0 | 0 | 0 | 0 | 0 | 0
WT_off | 0 | 0 | 0 | 0 | 0 | 0
PseudoUnit | 0 | 0 | 0 | 0 | 0 | 0
FixedInterchange | 0 | 0 | 0 | 0 | 0 | 0
Retrofit FOM Costs by Reporting Type: NWPP_Coal
ReportingType | 2015 | 2020 | 2025 | 2030 | 2035 | 2040
BM | 0 | 0 | 0 | 0 | 0 | 0
CC | 0 | 0 | 0 | 0 | 0 | 0
CSP | 0 | 0 | 0 | 0 | 0 | 0
CT | 0 | 0 | 0 | 0 | 0 | 0
Coal | 67.07 | 76.83 | 76.83 | 76.83 | 76.83 | 76.83
Geo | 0 | 0 | 0 | 0 | 0 | 0
H | 0 | 0 | 0 | 0 | 0 | 0
LFG | 0 | 0 | 0 | 0 | 0 | 0
Nuc | 0 | 0 | 0 | 0 | 0 | 0
PS | 0 | 0 | 0 | 0 | 0 | 0
PV | 0 | 0 | 0 | 0 | 0 | 0
PeakG | 0 | 0 | 0 | 0 | 0 | 0
PeakO | 0 | 0 | 0 | 0 | 0 | 0
ST | 0 | 0 | 0 | 0 | 0 | 0
STOG | 0 | 0 | 0 | 0 | 0 | 0
STWD | 0 | 0 | 0 | 0 | 0 | 0
WT | 0 | 0 | 0 | 0 | 0 | 0
IGCC | 0 | 0 | 0 | 0 | 0 | 0
DemandResponse | 0 | 0 | 0 | 0 | 0 | 0
IGCC-CCS | 0 | 0 | 0 | 0 | 0 | 0
WT_off | 0 | 0 | 0 | 0 | 0 | 0
PseudoUnit | 0 | 0 | 0 | 0 | 0 | 0
FixedInterchange | 0 | 0 | 0 | 0 | 0 | 0
Retrofit FOM Costs by Reporting Type: NWPP_Gas
ReportingType | 2015 | 2020 | 2025 | 2030 | 2035 | 2040
BM | 0 | 0 | 0 | 0 | 0 | 0
CC | 0 | 0 | 0 | 0 | 0 | 0
CSP | 0 | 0 | 0 | 0 | 0 | 0
CT | 0 | 0 | 0 | 0 | 0 | 0
Coal | 0 | 0 | 0 | 0 | 0 | 0
Geo | 0 | 0 | 0 | 0 | 0 | 0
H | 0 | 0 | 0 | 0 | 0 | 0
LFG | 0 | 0 | 0 | 0 | 0 | 0
Nuc | 0 | 0 | 0 | 0 | 0 | 0
PS | 0 | 0 | 0 | 0 | 0 | 0
PV | 0 | 0 | 0 | 0 | 0 | 0
PeakG | 0 | 0 | 0 | 0 | 0 | 0
PeakO | 0 | 0 | 0 | 0 | 0 | 0
ST | 0 | 0 | 0 | 0 | 0 | 0
STOG | 0 | 0 | 0 | 0 | 0 | 0
STWD | 0 | 0 | 0 | 0 | 0 | 0
WT | 0 | 0 | 0 | 0 | 0 | 0
IGCC | 0 | 0 | 0 | 0 | 0 | 0
DemandResponse | 0 | 0 | 0 | 0 | 0 | 0
IGCC-CCS | 0 | 0 | 0 | 0 | 0 | 0
WT_off | 0 | 0 | 0 | 0 | 0 | 0
PseudoUnit | 0 | 0 | 0 | 0 | 0 | 0
FixedInterchange | 0 | 0 | 0 | 0 | 0 | 0
Retrofit FOM Costs by Reporting Type: NWPP_NucRenew
ReportingType | 2015 | 2020 | 2025 | 2030 | 2035 | 2040
BM | 0 | 0 | 0 | 0 | 0 | 0
CC | 0 | 0 | 0 | 0 | 0 | 0
CSP | 0 | 0 | 0 | 0 | 0 | 0
CT | 0 | 0 | 0 | 0 | 0 | 0
Coal | 0 | 0 | 0 | 0 | 0 | 0
Geo | 0 | 0 | 0 | 0 | 0 | 0
H | 0 | 0 | 0 | 0 | 0 | 0
LFG | 0 | 0 | 0 | 0 | 0 | 0
Nuc | 0 | 0 | 0 | 0 | 0 | 0
PS | 0 | 0 | 0 | 0 | 0 | 0
PV | 0 | 0 | 0 | 0 | 0 | 0
PeakG | 0 | 0 | 0 | 0 | 0 | 0
PeakO | 0 | 0 | 0 | 0 | 0 | 0
ST | 0 | 0 | 0 | 0 | 0 | 0
STOG | 0 | 0 | 0 | 0 | 0 | 0
STWD | 0 | 0 | 0 | 0 | 0 | 0
WT | 0 | 0 | 0 | 0 | 0 | 0
IGCC | 0 | 0 | 0 | 0 | 0 | 0
DemandResponse | 0 | 0 | 0 | 0 | 0 | 0
IGCC-CCS | 0 | 0 | 0 | 0 | 0 | 0
WT_off | 0 | 0 | 0 | 0 | 0 | 0
PseudoUnit | 0 | 0 | 0 | 0 | 0 | 0
FixedInterchange | 0 | 0 | 0 | 0 | 0 | 0
Retrofit FOM Costs by Reporting Type: RMPA
ReportingType | 2015 | 2020 | 2025 | 2030 | 2035 | 2040
BM | 0 | 0 | 0 | 0 | 0 | 0
CC | 0 | 0 | 0 | 0 | 0 | 0
CSP | 0 | 0 | 0 | 0 | 0 | 0
CT | 0 | 0 | 0 | 0 | 0 | 0
Coal | 22.96 | 31.63 | 31.21 | 31.21 | 31.21 | 31.21
Geo | 0 | 0 | 0 | 0 | 0 | 0
H | 0 | 0 | 0 | 0 | 0 | 0
LFG | 0 | 0 | 0 | 0 | 0 | 0
Nuc | 0 | 0 | 0 | 0 | 0 | 0
PS | 0 | 0 | 0 | 0 | 0 | 0
PV | 0 | 0 | 0 | 0 | 0 | 0
PeakG | 0 | 0 | 0 | 0 | 0 | 0
PeakO | 0 | 0 | 0 | 0 | 0 | 0
ST | 0 | 0 | 0 | 0 | 0 | 0
STOG | 0 | 0 | 0 | 0 | 0 | 0
STWD | 0 | 0 | 0 | 0 | 0 | 0
WT | 0 | 0 | 0 | 0 | 0 | 0
IGCC | 0 | 0 | 0 | 0 | 0 | 0
DemandResponse | 0 | 0 | 0 | 0 | 0 | 0
IGCC-CCS | 0 | 0 | 0 | 0 | 0 | 0
WT_off | 0 | 0 | 0 | 0 | 0 | 0
PseudoUnit | 0 | 0 | 0 | 0 | 0 | 0
FixedInterchange | 0 | 0 | 0 | 0 | 0 | 0
Retrofit FOM Costs by Reporting Type: SP15
ReportingType | 2015 | 2020 | 2025 | 2030 | 2035 | 2040
BM | 0 | 0 | 0 | 0 | 0 | 0
CC | 0 | 0 | 0 | 0 | 0 | 0
CSP | 0 | 0 | 0 | 0 | 0 | 0
CT | 0 | 0 | 0 | 0 | 0 | 0
Coal | 0.23 | 0 | 0 | 0 | 0 | 0
Geo | 0 | 0 | 0 | 0 | 0 | 0
H | 0 | 0 | 0 | 0 | 0 | 0
LFG | 0 | 0 | 0 | 0 | 0 | 0
Nuc | 0 | 0 | 0 | 0 | 0 | 0
PS | 0 | 0 | 0 | 0 | 0 | 0
PV | 0 | 0 | 0 | 0 | 0 | 0
PeakG | 0 | 0 | 0 | 0 | 0 | 0
PeakO | 0 | 0 | 0 | 0 | 0 | 0
ST | 0 | 0 | 0 | 0 | 0 | 0
STOG | 0 | 0 | 0 | 0 | 0 | 0
STWD | 0 | 0 | 0 | 0 | 0 | 0
WT | 0 | 0 | 0 | 0 | 0 | 0
IGCC | 0 | 0 | 0 | 0 | 0 | 0
DemandResponse | 0 | 0 | 0 | 0 | 0 | 0
IGCC-CCS | 0 | 0 | 0 | 0 | 0 | 0
WT_off | 0 | 0 | 0 | 0 | 0 | 0
PseudoUnit | 0 | 0 | 0 | 0 | 0 | 0
FixedInterchange | 0 | 0 | 0 | 0 | 0 | 0
Retrofit FOM Costs by Reporting Type: ALB
ReportingType | 2015 | 2020 | 2025 | 2030 | 2035 | 2040
BM | 0 | 0 | 0 | 0 | 0 | 0
CC | 0 | 0 | 0 | 0 | 0 | 0
CSP | 0 | 0 | 0 | 0 | 0 | 0
CT | 0 | 0 | 0 | 0 | 0 | 0
Coal | 0.29 | 0.29 | 0.29 | 0.29 | 0.29 | 0.29
Geo | 0 | 0 | 0 | 0 | 0 | 0
H | 0 | 0 | 0 | 0 | 0 | 0
LFG | 0 | 0 | 0 | 0 | 0 | 0
Nuc | 0 | 0 | 0 | 0 | 0 | 0
PS | 0 | 0 | 0 | 0 | 0 | 0
PV | 0 | 0 | 0 | 0 | 0 | 0
PeakG | 0 | 0 | 0 | 0 | 0 | 0
PeakO | 0 | 0 | 0 | 0 | 0 | 0
ST | 0 | 0 | 0 | 0 | 0 | 0
STOG | 0 | 0 | 0 | 0 | 0 | 0
STWD | 0 | 0 | 0 | 0 | 0 | 0
WT | 0 | 0 | 0 | 0 | 0 | 0
IGCC | 0 | 0 | 0 | 0 | 0 | 0
DemandResponse | 0 | 0 | 0 | 0 | 0 | 0
IGCC-CCS | 0 | 0 | 0 | 0 | 0 | 0
WT_off | 0 | 0 | 0 | 0 | 0 | 0
PseudoUnit | 0 | 0 | 0 | 0 | 0 | 0
FixedInterchange | 0 | 0 | 0 | 0 | 0 | 0
Retrofit FOM Costs by Reporting Type: BC
ReportingType | 2015 | 2020 | 2025 | 2030 | 2035 | 2040
BM | 0 | 0 | 0 | 0 | 0 | 0
CC | 0 | 0 | 0 | 0 | 0 | 0
CSP | 0 | 0 | 0 | 0 | 0 | 0
CT | 0 | 0 | 0 | 0 | 0 | 0
Coal | 0 | 0 | 0 | 0 | 0 | 0
Geo | 0 | 0 | 0 | 0 | 0 | 0
H | 0 | 0 | 0 | 0 | 0 | 0
LFG | 0 | 0 | 0 | 0 | 0 | 0
Nuc | 0 | 0 | 0 | 0 | 0 | 0
PS | 0 | 0 | 0 | 0 | 0 | 0
PV | 0 | 0 | 0 | 0 | 0 | 0
PeakG | 0 | 0 | 0 | 0 | 0 | 0
PeakO | 0 | 0 | 0 | 0 | 0 | 0
ST | 0 | 0 | 0 | 0 | 0 | 0
STOG | 0 | 0 | 0 | 0 | 0 | 0
STWD | 0 | 0 | 0 | 0 | 0 | 0
WT | 0 | 0 | 0 | 0 | 0 | 0
IGCC | 0 | 0 | 0 | 0 | 0 | 0
DemandResponse | 0 | 0 | 0 | 0 | 0 | 0
IGCC-CCS | 0 | 0 | 0 | 0 | 0 | 0
WT_off | 0 | 0 | 0 | 0 | 0 | 0
PseudoUnit | 0 | 0 | 0 | 0 | 0 | 0
FixedInterchange | 0 | 0 | 0 | 0 | 0 | 0
Retrofit FOM Costs by Reporting Type: HQ_IESO
ReportingType | 2015 | 2020 | 2025 | 2030 | 2035 | 2040
BM | 0 | 0 | 0 | 0 | 0 | 0
CC | 0 | 0 | 0 | 0 | 0 | 0
CSP | 0 | 0 | 0 | 0 | 0 | 0
CT | 0 | 0 | 0 | 0 | 0 | 0
Coal | 0 | 0 | 0 | 0 | 0 | 0
Geo | 0 | 0 | 0 | 0 | 0 | 0
H | 0 | 0 | 0 | 0 | 0 | 0
LFG | 0 | 0 | 0 | 0 | 0 | 0
Nuc | 0 | 0 | 0 | 0 | 0 | 0
PS | 0 | 0 | 0 | 0 | 0 | 0
PV | 0 | 0 | 0 | 0 | 0 | 0
PeakG | 0 | 0 | 0 | 0 | 0 | 0
PeakO | 0 | 0 | 0 | 0 | 0 | 0
ST | 0 | 0 | 0 | 0 | 0 | 0
STOG | 0 | 0 | 0 | 0 | 0 | 0
STWD | 0 | 0 | 0 | 0 | 0 | 0
WT | 0 | 0 | 0 | 0 | 0 | 0
IGCC | 0 | 0 | 0 | 0 | 0 | 0
DemandResponse | 0 | 0 | 0 | 0 | 0 | 0
IGCC-CCS | 0 | 0 | 0 | 0 | 0 | 0
WT_off | 0 | 0 | 0 | 0 | 0 | 0
PseudoUnit | 0 | 0 | 0 | 0 | 0 | 0
FixedInterchange | 0 | 0 | 0 | 0 | 0 | 0
Retrofit FOM Costs by Reporting Type: HQ_NEISO
ReportingType | 2015 | 2020 | 2025 | 2030 | 2035 | 2040
BM | 0 | 0 | 0 | 0 | 0 | 0
CC | 0 | 0 | 0 | 0 | 0 | 0
CSP | 0 | 0 | 0 | 0 | 0 | 0
CT | 0 | 0 | 0 | 0 | 0 | 0
Coal | 0 | 0 | 0 | 0 | 0 | 0
Geo | 0 | 0 | 0 | 0 | 0 | 0
H | 0 | 0 | 0 | 0 | 0 | 0
LFG | 0 | 0 | 0 | 0 | 0 | 0
Nuc | 0 | 0 | 0 | 0 | 0 | 0
PS | 0 | 0 | 0 | 0 | 0 | 0
PV | 0 | 0 | 0 | 0 | 0 | 0
PeakG | 0 | 0 | 0 | 0 | 0 | 0
PeakO | 0 | 0 | 0 | 0 | 0 | 0
ST | 0 | 0 | 0 | 0 | 0 | 0
STOG | 0 | 0 | 0 | 0 | 0 | 0
STWD | 0 | 0 | 0 | 0 | 0 | 0
WT | 0 | 0 | 0 | 0 | 0 | 0
IGCC | 0 | 0 | 0 | 0 | 0 | 0
DemandResponse | 0 | 0 | 0 | 0 | 0 | 0
IGCC-CCS | 0 | 0 | 0 | 0 | 0 | 0
WT_off | 0 | 0 | 0 | 0 | 0 | 0
PseudoUnit | 0 | 0 | 0 | 0 | 0 | 0
FixedInterchange | 0 | 0 | 0 | 0 | 0 | 0
Retrofit FOM Costs by Reporting Type: HQ_NY
ReportingType | 2015 | 2020 | 2025 | 2030 | 2035 | 2040
BM | 0 | 0 | 0 | 0 | 0 | 0
CC | 0 | 0 | 0 | 0 | 0 | 0
CSP | 0 | 0 | 0 | 0 | 0 | 0
CT | 0 | 0 | 0 | 0 | 0 | 0
Coal | 0 | 0 | 0 | 0 | 0 | 0
Geo | 0 | 0 | 0 | 0 | 0 | 0
H | 0 | 0 | 0 | 0 | 0 | 0
LFG | 0 | 0 | 0 | 0 | 0 | 0
Nuc | 0 | 0 | 0 | 0 | 0 | 0
PS | 0 | 0 | 0 | 0 | 0 | 0
PV | 0 | 0 | 0 | 0 | 0 | 0
PeakG | 0 | 0 | 0 | 0 | 0 | 0
PeakO | 0 | 0 | 0 | 0 | 0 | 0
ST | 0 | 0 | 0 | 0 | 0 | 0
STOG | 0 | 0 | 0 | 0 | 0 | 0
STWD | 0 | 0 | 0 | 0 | 0 | 0
WT | 0 | 0 | 0 | 0 | 0 | 0
IGCC | 0 | 0 | 0 | 0 | 0 | 0
DemandResponse | 0 | 0 | 0 | 0 | 0 | 0
IGCC-CCS | 0 | 0 | 0 | 0 | 0 | 0
WT_off | 0 | 0 | 0 | 0 | 0 | 0
PseudoUnit | 0 | 0 | 0 | 0 | 0 | 0
FixedInterchange | 0 | 0 | 0 | 0 | 0 | 0
Retrofit FOM Costs by Reporting Type: MARITIMES
ReportingType | 2015 | 2020 | 2025 | 2030 | 2035 | 2040
BM | 0 | 0 | 0 | 0 | 0 | 0
CC | 0 | 0 | 0 | 0 | 0 | 0
CSP | 0 | 0 | 0 | 0 | 0 | 0
CT | 0 | 0 | 0 | 0 | 0 | 0
Coal | 0 | 0 | 0 | 0 | 0 | 0
Geo | 0 | 0 | 0 | 0 | 0 | 0
H | 0 | 0 | 0 | 0 | 0 | 0
LFG | 0 | 0 | 0 | 0 | 0 | 0
Nuc | 0 | 0 | 0 | 0 | 0 | 0
PS | 0 | 0 | 0 | 0 | 0 | 0
PV | 0 | 0 | 0 | 0 | 0 | 0
PeakG | 0 | 0 | 0 | 0 | 0 | 0
PeakO | 0 | 0 | 0 | 0 | 0 | 0
ST | 0 | 0 | 0 | 0 | 0 | 0
STOG | 0 | 0 | 0 | 0 | 0 | 0
STWD | 0 | 0 | 0 | 0 | 0 | 0
WT | 0 | 0 | 0 | 0 | 0 | 0
IGCC | 0 | 0 | 0 | 0 | 0 | 0
DemandResponse | 0 | 0 | 0 | 0 | 0 | 0
IGCC-CCS | 0 | 0 | 0 | 0 | 0 | 0
WT_off | 0 | 0 | 0 | 0 | 0 | 0
PseudoUnit | 0 | 0 | 0 | 0 | 0 | 0
FixedInterchange | 0 | 0 | 0 | 0 | 0 | 0
Retrofit FOM Costs by Reporting Type: All
ReportingType | 2015 | 2020 | 2025 | 2030 | 2035 | 2040
BM | 0 | 0 | 0 | 0 | 0 | 0
CC | 0 | 0 | 0 | 0 | 0 | 0
CSP | 0 | 0 | 0 | 0 | 0 | 0
CT | 0 | 0 | 0 | 0 | 0 | 0
Coal | 1338.53 | 1594.28 | 1571.94 | 1570.49 | 1570.49 | 1570.49
Geo | 0 | 0 | 0 | 0 | 0 | 0
H | 0 | 0 | 0 | 0 | 0 | 0
LFG | 0 | 0 | 0 | 0 | 0 | 0
Nuc | 0 | 0 | 0 | 0 | 0 | 0
PS | 0 | 0 | 0 | 0 | 0 | 0
PV | 0 | 0 | 0 | 0 | 0 | 0
PeakG | 0 | 0 | 0 | 0 | 0 | 0
PeakO | 0 | 0 | 0 | 0 | 0 | 0
ST | 0 | 0 | 0 | 0 | 0 | 0
STOG | 0 | 0 | 0 | 0 | 0 | 0
STWD | 0 | 0 | 0 | 0 | 0 | 0
WT | 0 | 0 | 0 | 0 | 0 | 0
IGCC | 0 | 0 | 0 | 0 | 0 | 0
DemandResponse | 0 | 0 | 0 | 0 | 0 | 0
IGCC-CCS | 0 | 0 | 0 | 0 | 0 | 0
WT_off | 0 | 0 | 0 | 0 | 0 | 0
PseudoUnit | 0 | 0 | 0 | 0 | 0 | 0
FixedInterchange | 0 | 0 | 0 | 0 | 0 | 0
Retrofit FOM Costs by Reporting Type: EI_US
ReportingType | 2015 | 2020 | 2025 | 2030 | 2035 | 2040
BM | 0 | 0 | 0 | 0 | 0 | 0
CC | 0 | 0 | 0 | 0 | 0 | 0
CSP | 0 | 0 | 0 | 0 | 0 | 0
CT | 0 | 0 | 0 | 0 | 0 | 0
Coal | 1081.94 | 1293.62 | 1271.7 | 1270.25 | 1270.25 | 1270.25
Geo | 0 | 0 | 0 | 0 | 0 | 0
H | 0 | 0 | 0 | 0 | 0 | 0
LFG | 0 | 0 | 0 | 0 | 0 | 0
Nuc | 0 | 0 | 0 | 0 | 0 | 0
PS | 0 | 0 | 0 | 0 | 0 | 0
PV | 0 | 0 | 0 | 0 | 0 | 0
PeakG | 0 | 0 | 0 | 0 | 0 | 0
PeakO | 0 | 0 | 0 | 0 | 0 | 0
ST | 0 | 0 | 0 | 0 | 0 | 0
STOG | 0 | 0 | 0 | 0 | 0 | 0
STWD | 0 | 0 | 0 | 0 | 0 | 0
WT | 0 | 0 | 0 | 0 | 0 | 0
IGCC | 0 | 0 | 0 | 0 | 0 | 0
DemandResponse | 0 | 0 | 0 | 0 | 0 | 0
IGCC-CCS | 0 | 0 | 0 | 0 | 0 | 0
WT_off | 0 | 0 | 0 | 0 | 0 | 0
PseudoUnit | 0 | 0 | 0 | 0 | 0 | 0
FixedInterchange | 0 | 0 | 0 | 0 | 0 | 0
Retrofit FOM Costs by Reporting Type: EI_Canada
ReportingType | 2015 | 2020 | 2025 | 2030 | 2035 | 2040
BM | 0 | 0 | 0 | 0 | 0 | 0
CC | 0 | 0 | 0 | 0 | 0 | 0
CSP | 0 | 0 | 0 | 0 | 0 | 0
CT | 0 | 0 | 0 | 0 | 0 | 0
Coal | 0 | 0 | 0 | 0 | 0 | 0
Geo | 0 | 0 | 0 | 0 | 0 | 0
H | 0 | 0 | 0 | 0 | 0 | 0
LFG | 0 | 0 | 0 | 0 | 0 | 0
Nuc | 0 | 0 | 0 | 0 | 0 | 0
PS | 0 | 0 | 0 | 0 | 0 | 0
PV | 0 | 0 | 0 | 0 | 0 | 0
PeakG | 0 | 0 | 0 | 0 | 0 | 0
PeakO | 0 | 0 | 0 | 0 | 0 | 0
ST | 0 | 0 | 0 | 0 | 0 | 0
STOG | 0 | 0 | 0 | 0 | 0 | 0
STWD | 0 | 0 | 0 | 0 | 0 | 0
WT | 0 | 0 | 0 | 0 | 0 | 0
IGCC | 0 | 0 | 0 | 0 | 0 | 0
DemandResponse | 0 | 0 | 0 | 0 | 0 | 0
IGCC-CCS | 0 | 0 | 0 | 0 | 0 | 0
WT_off | 0 | 0 | 0 | 0 | 0 | 0
PseudoUnit | 0 | 0 | 0 | 0 | 0 | 0
FixedInterchange | 0 | 0 | 0 | 0 | 0 | 0
Retrofit FOM Costs by Reporting Type: EI
ReportingType | 2015 | 2020 | 2025 | 2030 | 2035 | 2040
BM | 0 | 0 | 0 | 0 | 0 | 0
CC | 0 | 0 | 0 | 0 | 0 | 0
CSP | 0 | 0 | 0 | 0 | 0 | 0
CT | 0 | 0 | 0 | 0 | 0 | 0
Coal | 1081.94 | 1293.62 | 1271.7 | 1270.25 | 1270.25 | 1270.25
Geo | 0 | 0 | 0 | 0 | 0 | 0
H | 0 | 0 | 0 | 0 | 0 | 0
LFG | 0 | 0 | 0 | 0 | 0 | 0
Nuc | 0 | 0 | 0 | 0 | 0 | 0
PS | 0 | 0 | 0 | 0 | 0 | 0
PV | 0 | 0 | 0 | 0 | 0 | 0
PeakG | 0 | 0 | 0 | 0 | 0 | 0
PeakO | 0 | 0 | 0 | 0 | 0 | 0
ST | 0 | 0 | 0 | 0 | 0 | 0
STOG | 0 | 0 | 0 | 0 | 0 | 0
STWD | 0 | 0 | 0 | 0 | 0 | 0
WT | 0 | 0 | 0 | 0 | 0 | 0
IGCC | 0 | 0 | 0 | 0 | 0 | 0
DemandResponse | 0 | 0 | 0 | 0 | 0 | 0
IGCC-CCS | 0 | 0 | 0 | 0 | 0 | 0
WT_off | 0 | 0 | 0 | 0 | 0 | 0
PseudoUnit | 0 | 0 | 0 | 0 | 0 | 0
FixedInterchange | 0 | 0 | 0 | 0 | 0 | 0
Retrofit FOM Costs by Reporting Type: Outside_EI
ReportingType | 2015 | 2020 | 2025 | 2030 | 2035 | 2040
BM | 0 | 0 | 0 | 0 | 0 | 0
CC | 0 | 0 | 0 | 0 | 0 | 0
CSP | 0 | 0 | 0 | 0 | 0 | 0
CT | 0 | 0 | 0 | 0 | 0 | 0
Coal | 256.59 | 300.66 | 300.24 | 300.24 | 300.24 | 300.24
Geo | 0 | 0 | 0 | 0 | 0 | 0
H | 0 | 0 | 0 | 0 | 0 | 0
LFG | 0 | 0 | 0 | 0 | 0 | 0
Nuc | 0 | 0 | 0 | 0 | 0 | 0
PS | 0 | 0 | 0 | 0 | 0 | 0
PV | 0 | 0 | 0 | 0 | 0 | 0
PeakG | 0 | 0 | 0 | 0 | 0 | 0
PeakO | 0 | 0 | 0 | 0 | 0 | 0
ST | 0 | 0 | 0 | 0 | 0 | 0
STOG | 0 | 0 | 0 | 0 | 0 | 0
STWD | 0 | 0 | 0 | 0 | 0 | 0
WT | 0 | 0 | 0 | 0 | 0 | 0
IGCC | 0 | 0 | 0 | 0 | 0 | 0
DemandResponse | 0 | 0 | 0 | 0 | 0 | 0
IGCC-CCS | 0 | 0 | 0 | 0 | 0 | 0
WT_off | 0 | 0 | 0 | 0 | 0 | 0
PseudoUnit | 0 | 0 | 0 | 0 | 0 | 0
FixedInterchange | 0 | 0 | 0 | 0 | 0 | 0
#12 | Levelized Capital Costs ($million)
Levelized Capital Costs by Reporting Type: Entergy
ReportingType | 2015 | 2020 | 2025 | 2030 | 2035 | 2040
BM | 0 | 0 | 0 | 0 | 0 | 0
CC | 0 | 0 | 0 | 0 | 0 | 0
CSP | 0 | 0 | 0 | 0 | 0 | 0
CT | 0 | 0 | 0 | 0 | 0 | 0
Coal | 202.06 | 202.06 | 202.06 | 202.06 | 202.06 | 282.1
Geo | 0 | 0 | 0 | 0 | 0 | 0
H | 0 | 0 | 0 | 0 | 0 | 0
LFG | 0 | 0 | 20.14 | 20.14 | 20.14 | 20.14
Nuc | 0 | 0 | 0 | 0 | 0 | 0
PS | 0 | 0 | 0 | 0 | 0 | 0
PV | 0.11 | 19.91 | 28.4 | 28.4 | 28.29 | 8.49
PeakG | 0 | 0 | 0 | 0 | 0 | 0
PeakO | 0 | 0 | 0 | 0 | 0 | 0
ST | 0 | 0 | 0 | 0 | 0 | 0
STOG | 0 | 0 | 0 | 0 | 0 | 0
STWD | 0 | 0 | 0 | 0 | 0 | 0
WT | 0 | 0 | 0 | 0 | 0 | 0
IGCC | 0 | 0 | 0 | 0 | 0 | 0
DemandResponse | 0 | 0 | 0 | 0 | 0 | 0
IGCC-CCS | 0 | 0 | 0 | 0 | 0 | 0
WT_off | 0 | 0 | 0 | 0 | 0 | 0
PseudoUnit | 0 | 0 | 0 | 0 | 0 | 0
FixedInterchange | 0 | 0 | 0 | 0 | 0 | 0
Levelized Capital Costs by Reporting Type: FRCC
ReportingType | 2015 | 2020 | 2025 | 2030 | 2035 | 2040
BM | 0 | 0 | 0 | 0 | 0 | 0
CC | 165.38 | 363.48 | 363.49 | 427.24 | 661.61 | 530.68
CSP | 0 | 0 | 0 | 0 | 0 | 0
CT | 196.14 | 196.14 | 196.14 | 196.14 | 0 | 0
Coal | 0 | 0 | 0 | 0 | 0 | 535.86
Geo | 0 | 0 | 0 | 0 | 0 | 0
H | 0 | 0 | 0 | 0 | 0 | 0
LFG | 0 | 0 | 37.91 | 37.91 | 37.91 | 37.91
Nuc | 0 | 0 | 0 | 0 | 0 | 0
PS | 0 | 0 | 0 | 0 | 0 | 0
PV | 0 | 0 | 0 | 0 | 0 | 0
PeakG | 0 | 0 | 0 | 0 | 0 | 0
PeakO | 0 | 0 | 0 | 0 | 0 | 0
ST | 0 | 0 | 0 | 0 | 0 | 0
STOG | 0 | 0 | 0 | 0 | 0 | 0
STWD | 0 | 0 | 0 | 0 | 0 | 0
WT | 0 | 0 | 0 | 0 | 0 | 0
IGCC | 0 | 0 | 0 | 0 | 0 | 0
DemandResponse | 0 | 0 | 0 | 0 | 0 | 0
IGCC-CCS | 0 | 0 | 0 | 0 | 0 | 0
WT_off | 0 | 0 | 0 | 0 | 0 | 0
PseudoUnit | 0 | 0 | 0 | 0 | 0 | 0
FixedInterchange | 0 | 0 | 0 | 0 | 0 | 0
Levelized Capital Costs by Reporting Type: MAPP_US
ReportingType | 2015 | 2020 | 2025 | 2030 | 2035 | 2040
BM | 0 | 0 | 0 | 0 | 0 | 0
CC | 0 | 0 | 0 | 0 | 0 | 0
CSP | 0 | 0 | 0 | 0 | 0 | 0
CT | 25.9 | 25.9 | 25.9 | 25.19 | 0 | 0
Coal | 0 | 0 | 0 | 0 | 0 | 0
Geo | 0 | 0 | 0 | 0 | 0 | 0
H | 0 | 0 | 0 | 0 | 0 | 0
LFG | 0 | 0 | 13.26 | 13.26 | 13.26 | 13.26
Nuc | 0 | 0 | 0 | 0 | 0 | 0
PS | 0 | 0 | 0 | 0 | 0 | 0
PV | 0 | 0 | 0 | 0 | 0 | 0
PeakG | 0 | 0 | 0 | 0 | 0 | 0
PeakO | 0 | 0 | 0 | 0 | 0 | 0
ST | 0 | 0 | 0 | 0 | 0 | 0
STOG | 0 | 0 | 0 | 0 | 0 | 0
STWD | 0 | 0 | 0 | 0 | 0 | 0
WT | 91.97 | 148.69 | 148.69 | 111.31 | 56.72 | 0
IGCC | 0 | 0 | 0 | 0 | 0 | 0
DemandResponse | 0 | 0 | 0 | 0 | 0 | 0
IGCC-CCS | 0 | 0 | 0 | 0 | 0 | 0
WT_off | 0 | 0 | 0 | 0 | 0 | 0
PseudoUnit | 0 | 0 | 0 | 0 | 0 | 0
FixedInterchange | 0 | 0 | 0 | 0 | 0 | 0
Levelized Capital Costs by Reporting Type: MISO_IN
ReportingType | 2015 | 2020 | 2025 | 2030 | 2035 | 2040
BM | 0 | 0 | 0 | 0 | 0 | 0
CC | 0 | 0 | 0 | 0 | 0 | 0
CSP | 0 | 0 | 0 | 0 | 0 | 0
CT | 0 | 0 | 0 | 0 | 0 | 0
Coal | 0 | 0 | 0 | 0 | 0 | 0
Geo | 0 | 0 | 0 | 0 | 0 | 0
H | 0 | 0 | 0 | 0 | 0 | 0
LFG | 0 | 0 | 0 | 15.89 | 15.89 | 15.89
Nuc | 0 | 0 | 0 | 0 | 0 | 0
PS | 0 | 0 | 0 | 0 | 0 | 0
PV | 0 | 77.7 | 114.62 | 114.62 | 114.62 | 36.92
PeakG | 0 | 0 | 0 | 0 | 0 | 0
PeakO | 0 | 0 | 0 | 0 | 0 | 0
ST | 0 | 0 | 0 | 0 | 0 | 0
STOG | 0 | 0 | 0 | 0 | 0 | 0
STWD | 0 | 0 | 0 | 0 | 0 | 0
WT | 0 | 0 | 0 | 0 | 0 | 0
IGCC | 215.26 | 215.26 | 215.26 | 215.26 | 215.26 | 215.26
DemandResponse | 0 | 0 | 0 | 0 | 0 | 0
IGCC-CCS | 0 | 0 | 0 | 0 | 0 | 0
WT_off | 0 | 0 | 0 | 0 | 0 | 0
PseudoUnit | 0 | 0 | 0 | 0 | 0 | 0
FixedInterchange | 0 | 0 | 0 | 0 | 0 | 0
Levelized Capital Costs by Reporting Type: MISO_MI
ReportingType | 2015 | 2020 | 2025 | 2030 | 2035 | 2040
BM | 0 | 0 | 0 | 0 | 0 | 0
CC | 0 | 0 | 0 | 0 | 0 | 0
CSP | 0 | 0 | 0 | 0 | 0 | 0
CT | 0 | 0 | 0 | 0 | 0 | 0
Coal | 0 | 0 | 0 | 0 | 0 | 0
Geo | 0 | 0 | 0 | 0 | 0 | 0
H | 0 | 0 | 0 | 0 | 0 | 0
LFG | 0 | 26.95 | 34.1 | 34.1 | 34.1 | 7.15
Nuc | 0 | 0 | 0 | 0 | 0 | 0
PS | 0 | 0 | 0 | 0 | 0 | 0
PV | 0 | 0 | 0 | 0 | 0 | 0
PeakG | 0 | 0 | 0 | 0 | 0 | 0
PeakO | 0 | 0 | 0 | 0 | 0 | 0
ST | 0 | 0 | 0 | 0 | 0 | 0
STOG | 0 | 0 | 0 | 0 | 0 | 0
STWD | 0 | 0 | 0 | 0 | 0 | 0
WT | 480.98 | 480.98 | 480.98 | 480.98 | 0 | 0
IGCC | 0 | 0 | 0 | 0 | 0 | 0
DemandResponse | 0 | 0 | 0 | 0 | 0 | 0
IGCC-CCS | 0 | 0 | 0 | 0 | 0 | 0
WT_off | 0 | 0 | 0 | 0 | 0 | 0
PseudoUnit | 0 | 0 | 0 | 0 | 0 | 0
FixedInterchange | 0 | 0 | 0 | 0 | 0 | 0
Levelized Capital Costs by Reporting Type: MISO_MO-IL
ReportingType | 2015 | 2020 | 2025 | 2030 | 2035 | 2040
BM | 0 | 0 | 0 | 0 | 0 | 0
CC | 0 | 0 | 0 | 0 | 0 | 0
CSP | 0 | 0 | 0 | 0 | 0 | 0
CT | 0 | 0 | 0 | 0 | 0 | 0
Coal | 574.94 | 574.94 | 574.94 | 574.94 | 574.94 | 574.94
Geo | 0 | 0 | 0 | 0 | 0 | 0
H | 0 | 0 | 0 | 0 | 0 | 0
LFG | 0 | 0 | 46.76 | 46.76 | 46.76 | 46.76
Nuc | 0 | 0 | 0 | 0 | 0 | 0
PS | 0 | 0 | 0 | 0 | 0 | 0
PV | 0 | 0 | 0 | 0 | 0 | 0
PeakG | 0 | 0 | 0 | 0 | 0 | 0
PeakO | 0 | 0 | 0 | 0 | 0 | 0
ST | 0 | 0 | 0 | 0 | 0 | 0
STOG | 0 | 0 | 0 | 0 | 0 | 0
STWD | 0 | 0 | 0 | 0 | 0 | 0
WT | 68.52 | 68.52 | 68.52 | 68.52 | 0 | 0
IGCC | 0 | 0 | 0 | 0 | 0 | 0
DemandResponse | 0 | 0 | 0 | 0 | 0 | 0
IGCC-CCS | 0 | 0 | 0 | 0 | 0 | 0
WT_off | 0 | 0 | 0 | 0 | 0 | 0
PseudoUnit | 0 | 0 | 0 | 0 | 0 | 0
FixedInterchange | 0 | 0 | 0 | 0 | 0 | 0
Levelized Capital Costs by Reporting Type: MISO_W
ReportingType | 2015 | 2020 | 2025 | 2030 | 2035 | 2040
BM | 0 | 0 | 0 | 0 | 0 | 0
CC | 0 | 0 | 0 | 0 | 0 | 0
CSP | 0 | 0 | 0 | 0 | 0 | 0
CT | 0 | 0 | 0 | 0 | 0 | 0
Coal | 0 | 0 | 0 | 0 | 1029.32 | 1029.32
Geo | 0 | 0 | 0 | 0 | 0 | 0
H | 0 | 0 | 0 | 0 | 0 | 0
LFG | 0 | 0 | 14.86 | 14.86 | 14.86 | 14.86
Nuc | 0 | 0 | 0 | 0 | 0 | 0
PS | 0 | 0 | 0 | 0 | 0 | 0
PV | 0 | 0 | 0 | 0 | 0 | 0
PeakG | 0 | 0 | 0 | 0 | 0 | 0
PeakO | 0 | 0 | 0 | 0 | 0 | 0
ST | 0 | 0 | 0 | 0 | 0 | 0
STOG | 0 | 0 | 0 | 0 | 0 | 0
STWD | 0 | 0 | 0 | 0 | 0 | 0
WT | 658.73 | 895.44 | 1321.73 | 1256.4 | 663 | 426.29
IGCC | 0 | 0 | 0 | 0 | 0 | 0
DemandResponse | 0 | 0 | 0 | 0 | 0 | 0
IGCC-CCS | 0 | 0 | 0 | 0 | 0 | 0
WT_off | 0 | 0 | 0 | 0 | 0 | 0
PseudoUnit | 0 | 0 | 0 | 0 | 0 | 0
FixedInterchange | 0 | 0 | 0 | 0 | 0 | 0
Levelized Capital Costs by Reporting Type: MISO_WUMS
ReportingType | 2015 | 2020 | 2025 | 2030 | 2035 | 2040
BM | 0 | 0 | 0 | 0 | 0 | 0
CC | 0 | 0 | 0 | 0 | 0 | 0
CSP | 0 | 0 | 0 | 0 | 0 | 0
CT | 0 | 0 | 0 | 0 | 0 | 0
Coal | 184.51 | 184.51 | 184.51 | 184.51 | 184.51 | 184.51
Geo | 0 | 0 | 0 | 0 | 0 | 0
H | 0 | 0 | 0 | 0 | 0 | 0
LFG | 0 | 0 | 43.4 | 43.4 | 43.4 | 43.4
Nuc | 0 | 0 | 0 | 0 | 0 | 0
PS | 0 | 0 | 0 | 0 | 0 | 0
PV | 0 | 0 | 0 | 0 | 0 | 0
PeakG | 0 | 0 | 0 | 0 | 0 | 0
PeakO | 0 | 0 | 0 | 0 | 0 | 0
ST | 0 | 0 | 0 | 0 | 0 | 0
STOG | 0 | 0 | 0 | 0 | 0 | 0
STWD | 0 | 0 | 0 | 0 | 0 | 0
WT | 218.37 | 218.37 | 218.37 | 218.37 | 0 | 0
IGCC | 0 | 0 | 0 | 0 | 0 | 0
DemandResponse | 0 | 0 | 0 | 0 | 0 | 0
IGCC-CCS | 0 | 0 | 0 | 0 | 0 | 0
WT_off | 0 | 0 | 0 | 0 | 0 | 0
PseudoUnit | 0 | 0 | 0 | 0 | 0 | 0
FixedInterchange | 0 | 0 | 0 | 0 | 0 | 0
Levelized Capital Costs by Reporting Type: Nebraska
ReportingType | 2015 | 2020 | 2025 | 2030 | 2035 | 2040
BM | 0 | 0 | 0 | 0 | 0 | 0
CC | 0 | 0 | 0 | 0 | 0 | 0
CSP | 0 | 0 | 0 | 0 | 0 | 0
CT | 0 | 0 | 0 | 0 | 0 | 0
Coal | 66.52 | 66.52 | 66.52 | 66.52 | 66.52 | 66.52
Geo | 0 | 0 | 0 | 0 | 0 | 0
H | 0 | 0 | 0 | 0 | 0 | 0
LFG | 0 | 0 | 0 | 13.78 | 13.78 | 13.78
Nuc | 0 | 0 | 0 | 0 | 0 | 0
PS | 0 | 0 | 0 | 0 | 0 | 0
PV | 0 | 0 | 0 | 0 | 0 | 0
PeakG | 0 | 0 | 0 | 0 | 0 | 0
PeakO | 0 | 0 | 0 | 0 | 0 | 0
ST | 0 | 0 | 0 | 0 | 0 | 0
STOG | 0 | 0 | 0 | 0 | 0 | 0
STWD | 0 | 0 | 0 | 0 | 0 | 0
WT | 44.36 | 44.36 | 44.36 | 34.86 | 64.33 | 240.16
IGCC | 0 | 0 | 0 | 0 | 0 | 0
DemandResponse | 0 | 0 | 0 | 0 | 0 | 0
IGCC-CCS | 0 | 0 | 0 | 0 | 0 | 0
WT_off | 0 | 0 | 0 | 0 | 0 | 0
PseudoUnit | 0 | 0 | 0 | 0 | 0 | 0
FixedInterchange | 0 | 0 | 0 | 0 | 0 | 0
Levelized Capital Costs by Reporting Type: NEISO
ReportingType | 2015 | 2020 | 2025 | 2030 | 2035 | 2040
BM | 115.57 | 115.57 | 115.57 | 115.57 | 115.57 | 115.57
CC | 273.49 | 273.49 | 273.49 | 273.49 | 273.49 | 0
CSP | 0 | 0 | 0 | 0 | 0 | 0
CT | 30 | 30 | 30 | 29.13 | 0 | 0
Coal | 0 | 0 | 0 | 0 | 0 | 0
Geo | 0 | 0 | 0 | 0 | 0 | 0
H | 0 | 0 | 0 | 0 | 0 | 0
LFG | 10.64 | 10.64 | 24.97 | 24.97 | 14.32 | 14.32
Nuc | 0 | 0 | 0 | 0 | 0 | 0
PS | 0 | 0 | 0 | 0 | 0 | 0
PV | 0 | 101.02 | 101.02 | 101.02 | 101.02 | 0
PeakG | 0 | 0 | 0 | 0 | 0 | 0
PeakO | 0 | 0 | 0 | 0 | 0 | 0
ST | 0 | 0 | 0 | 0 | 0 | 0
STOG | 0 | 0 | 0 | 0 | 0 | 0
STWD | 0 | 0 | 0 | 0 | 0 | 0
WT | 54.49 | 645.7 | 802.35 | 795.06 | 747.87 | 156.65
IGCC | 0 | 0 | 0 | 0 | 0 | 0
DemandResponse | 0 | 0 | 0 | 0 | 0 | 0
IGCC-CCS | 0 | 0 | 0 | 0 | 0 | 0
WT_off | 283.24 | 283.24 | 283.24 | 283.24 | 0 | 0
PseudoUnit | 0 | 0 | 0 | 0 | 0 | 0
FixedInterchange | 0 | 0 | 0 | 0 | 0 | 0
Levelized Capital Costs by Reporting Type: NonRTO_Midwest
ReportingType | 2015 | 2020 | 2025 | 2030 | 2035 | 2040
BM | 0 | 0 | 0 | 0 | 0 | 0
CC | 0 | 0 | 0 | 0 | 0 | 0
CSP | 0 | 0 | 0 | 0 | 0 | 0
CT | 16.36 | 21.78 | 21.78 | 21.78 | 5.43 | 0
Coal | 0 | 0 | 0 | 0 | 0 | 0
Geo | 0 | 0 | 0 | 0 | 0 | 0
H | 0 | 0 | 0 | 0 | 0 | 0
LFG | 0 | 0 | 0 | 30 | 30 | 30
Nuc | 0 | 0 | 0 | 0 | 0 | 0
PS | 0 | 0 | 0 | 0 | 0 | 0
PV | 0 | 0 | 0 | 0 | 0 | 0
PeakG | 0 | 0 | 0 | 0 | 0 | 0
PeakO | 0 | 0 | 0 | 0 | 0 | 0
ST | 0 | 0 | 0 | 0 | 0 | 0
STOG | 0 | 0 | 0 | 0 | 0 | 0
STWD | 0 | 0 | 0 | 0 | 0 | 0
WT | 0 | 0 | 0 | 0 | 0 | 0
IGCC | 0 | 0 | 0 | 0 | 0 | 0
DemandResponse | 0 | 0 | 0 | 0 | 0 | 0
IGCC-CCS | 0 | 0 | 0 | 0 | 0 | 0
WT_off | 0 | 0 | 0 | 0 | 0 | 0
PseudoUnit | 0 | 0 | 0 | 0 | 0 | 0
FixedInterchange | 0 | 0 | 0 | 0 | 0 | 0
Levelized Capital Costs by Reporting Type: NYISO_A-F
ReportingType | 2015 | 2020 | 2025 | 2030 | 2035 | 2040
BM | 0 | 0 | 0 | 0 | 0 | 0
CC | 85.71 | 85.71 | 85.71 | 85.71 | 85.71 | 0
CSP | 0 | 0 | 0 | 0 | 0 | 0
CT | 0 | 0 | 0 | 0 | 0 | 0
Coal | 0 | 0 | 0 | 0 | 0 | 0
Geo | 0 | 0 | 0 | 0 | 0 | 0
H | 0 | 0 | 0 | 0 | 0 | 0
LFG | 1.35 | 1.35 | 1.35 | 14.91 | 13.57 | 13.57
Nuc | 0 | 0 | 0 | 0 | 0 | 0
PS | 0 | 0 | 0 | 0 | 0 | 0
PV | 0 | 0 | 0 | 0 | 0 | 0
PeakG | 0 | 0 | 0 | 0 | 0 | 0
PeakO | 0 | 0 | 0 | 0 | 0 | 0
ST | 0 | 0 | 0 | 0 | 0 | 0
STOG | 0 | 0 | 0 | 0 | 0 | 0
STWD | 0 | 0 | 0 | 0 | 0 | 0
WT | 571.17 | 727.41 | 727.41 | 727.41 | 156.23 | 0
IGCC | 0 | 0 | 0 | 0 | 0 | 0
DemandResponse | 0 | 0 | 0 | 0 | 0 | 0
IGCC-CCS | 0 | 0 | 0 | 0 | 0 | 0
WT_off | 0 | 0 | 0 | 0 | 0 | 0
PseudoUnit | 0 | 0 | 0 | 0 | 0 | 0
FixedInterchange | 0 | 0 | 0 | 0 | 0 | 0
Levelized Capital Costs by Reporting Type: NYISO_G-I
ReportingType | 2015 | 2020 | 2025 | 2030 | 2035 | 2040
BM | 0 | 0 | 0 | 0 | 0 | 0
CC | 0 | 0 | 0 | 0 | 63.81 | 256.63
CSP | 0 | 0 | 0 | 0 | 0 | 0
CT | 0 | 0 | 0 | 0 | 0 | 0
Coal | 0 | 0 | 0 | 0 | 0 | 0
Geo | 0 | 0 | 0 | 0 | 0 | 0
H | 0 | 0 | 0 | 0 | 0 | 0
LFG | 0 | 0 | 0 | 14.85 | 14.85 | 14.85
Nuc | 0 | 0 | 0 | 0 | 0 | 0
PS | 0 | 0 | 0 | 0 | 0 | 0
PV | 0 | 0 | 0 | 0 | 0 | 0
PeakG | 0 | 0 | 0 | 0 | 0 | 0
PeakO | 0 | 0 | 0 | 0 | 0 | 0
ST | 0 | 0 | 0 | 0 | 0 | 0
STOG | 0 | 0 | 0 | 0 | 0 | 0
STWD | 0 | 0 | 0 | 0 | 0 | 0
WT | 0 | 12.72 | 12.72 | 12.72 | 12.72 | 0
IGCC | 0 | 0 | 0 | 0 | 0 | 0
DemandResponse | 0 | 0 | 0 | 0 | 0 | 0
IGCC-CCS | 0 | 0 | 0 | 0 | 0 | 0
WT_off | 0 | 0 | 0 | 0 | 0 | 0
PseudoUnit | 0 | 0 | 0 | 0 | 0 | 0
FixedInterchange | 0 | 0 | 0 | 0 | 0 | 0
Levelized Capital Costs by Reporting Type: NYISO_J-K
ReportingType | 2015 | 2020 | 2025 | 2030 | 2035 | 2040
BM | 0 | 0 | 0 | 0 | 0 | 0
CC | 226.37 | 226.37 | 226.37 | 226.37 | 226.37 | 0
CSP | 0 | 0 | 0 | 0 | 0 | 0
CT | 0 | 0 | 0 | 0 | 26.12 | 26.12
Coal | 0 | 0 | 0 | 0 | 0 | 0
Geo | 0 | 0 | 0 | 0 | 0 | 0
H | 0 | 0 | 0 | 0 | 0 | 0
LFG | 0 | 0 | 0 | 20.47 | 20.47 | 20.47
Nuc | 0 | 0 | 0 | 0 | 0 | 0
PS | 0 | 0 | 0 | 0 | 0 | 0
PV | 16.99 | 16.99 | 16.99 | 16.99 | 0 | 0
PeakG | 0 | 0 | 0 | 0 | 0 | 0
PeakO | 0 | 0 | 0 | 0 | 0 | 0
ST | 0 | 0 | 0 | 0 | 0 | 0
STOG | 0 | 0 | 0 | 0 | 0 | 0
STWD | 0 | 0 | 0 | 0 | 0 | 0
WT | 0 | 0 | 0 | 0 | 0 | 0
IGCC | 0 | 0 | 0 | 0 | 0 | 0
DemandResponse | 0 | 0 | 0 | 0 | 0 | 0
IGCC-CCS | 0 | 0 | 0 | 0 | 0 | 0
WT_off | 0 | 0 | 0 | 0 | 0 | 0
PseudoUnit | 0 | 0 | 0 | 0 | 0 | 0
FixedInterchange | 0 | 0 | 0 | 0 | 0 | 0
Levelized Capital Costs by Reporting Type: PJM_E
ReportingType | 2015 | 2020 | 2025 | 2030 | 2035 | 2040
BM | 14.48 | 14.48 | 14.48 | 14.48 | 14.48 | 14.48
CC | 673.31 | 673.31 | 673.31 | 673.31 | 582.39 | 0
CSP | 0 | 0 | 0 | 0 | 0 | 0
CT | 2.28 | 2.28 | 2.28 | 0 | 0 | 0
Coal | 9.09 | 9.09 | 9.09 | 9.09 | 9.09 | 9.09
Geo | 0 | 0 | 0 | 0 | 0 | 0
H | 0 | 0 | 0 | 0 | 0 | 0
LFG | 2.19 | 2.19 | 32.09 | 29.9 | 29.9 | 29.9
Nuc | 0 | 0 | 0 | 0 | 0 | 0
PS | 0 | 0 | 0 | 0 | 0 | 0
PV | 11.04 | 11.04 | 11.04 | 11.04 | 0 | 0
PeakG | 0 | 0 | 0 | 0 | 0 | 0
PeakO | 0 | 0 | 0 | 0 | 0 | 0
ST | 0 | 0 | 0 | 0 | 0 | 0
STOG | 0 | 0 | 0 | 0 | 0 | 0
STWD | 0 | 0 | 0 | 0 | 0 | 0
WT | 300.12 | 300.12 | 300.12 | 300.12 | 0 | 0
IGCC | 0 | 0 | 0 | 0 | 0 | 0
DemandResponse | 0 | 0 | 0 | 0 | 0 | 0
IGCC-CCS | 0 | 0 | 0 | 0 | 0 | 0
WT_off | 0 | 0 | 540.35 | 540.35 | 540.35 | 540.35
PseudoUnit | 0 | 0 | 0 | 0 | 0 | 0
FixedInterchange | 0 | 0 | 0 | 0 | 0 | 0
Levelized Capital Costs by Reporting Type: PJM_ROM
ReportingType | 2015 | 2020 | 2025 | 2030 | 2035 | 2040
BM | 7.8 | 7.8 | 7.8 | 7.8 | 7.8 | 7.8
CC | 232.92 | 232.92 | 232.92 | 232.92 | 232.92 | 607.1
CSP | 0 | 0 | 0 | 0 | 0 | 0
CT | 1.4 | 1.4 | 1.4 | 1.4 | 0 | 0
Coal | 10.21 | 10.21 | 10.21 | 10.21 | 10.21 | 10.21
Geo | 0 | 0 | 0 | 0 | 0 | 0
H | 0 | 0 | 0 | 0 | 0 | 0
LFG | 3.93 | 57.29 | 57.29 | 55.71 | 53.36 | 0
Nuc | 0 | 0 | 0 | 0 | 0 | 0
PS | 0 | 0 | 0 | 0 | 0 | 0
PV | 0 | 460.4 | 690.04 | 717.44 | 717.44 | 257.03
PeakG | 0 | 0 | 0 | 0 | 0 | 0
PeakO | 0 | 0 | 0 | 0 | 0 | 0
ST | 0 | 0 | 0 | 0 | 0 | 0
STOG | 0 | 0 | 0 | 0 | 0 | 0
STWD | 0 | 0 | 0 | 0 | 0 | 0
WT | 113.55 | 113.55 | 273.91 | 246.5 | 557.69 | 557.69
IGCC | 0 | 0 | 0 | 0 | 0 | 0
DemandResponse | 0 | 0 | 0 | 0 | 0 | 0
IGCC-CCS | 0 | 0 | 0 | 0 | 0 | 0
WT_off | 0 | 0 | 0 | 0 | 0 | 0
PseudoUnit | 0 | 0 | 0 | 0 | 0 | 0
FixedInterchange | 0 | 0 | 0 | 0 | 0 | 0
Levelized Capital Costs by Reporting Type: PJM_ROR
ReportingType | 2015 | 2020 | 2025 | 2030 | 2035 | 2040
BM | 165.77 | 165.77 | 165.77 | 165.77 | 165.77 | 80.7
CC | 350.7 | 364.13 | 364.13 | 364.13 | 344.04 | 13.43
CSP | 0 | 0 | 0 | 0 | 0 | 0
CT | 2.4 | 2.4 | 2.4 | 2.4 | 0 | 0
Coal | 648.6 | 648.6 | 648.6 | 648.6 | 648.6 | 648.6
Geo | 0 | 0 | 0 | 0 | 0 | 0
H | 0 | 0 | 0 | 0 | 0 | 0
LFG | 11.72 | 11.72 | 110.38 | 104.73 | 98.66 | 98.66
Nuc | 0 | 0 | 0 | 0 | 0 | 0
PS | 0 | 0 | 0 | 0 | 0 | 0
PV | 0 | 0 | 0 | 0 | 0 | 0
PeakG | 0 | 0 | 0 | 0 | 0 | 0
PeakO | 0 | 0 | 0 | 0 | 0 | 0
ST | 0 | 0 | 0 | 0 | 0 | 0
STOG | 0 | 0 | 0 | 0 | 0 | 0
STWD | 0 | 0 | 0 | 0 | 0 | 0
WT | 1894.89 | 1894.89 | 1894.89 | 1146.08 | 38.03 | 38.03
IGCC | 0 | 0 | 0 | 0 | 0 | 0
DemandResponse | 0 | 0 | 0 | 0 | 0 | 0
IGCC-CCS | 0 | 0 | 0 | 0 | 0 | 0
WT_off | 0 | 0 | 0 | 0 | 0 | 0
PseudoUnit | 0 | 0 | 0 | 0 | 0 | 0
FixedInterchange | 0 | 0 | 0 | 0 | 0 | 0
Levelized Capital Costs by Reporting Type: SOCO
ReportingType | 2015 | 2020 | 2025 | 2030 | 2035 | 2040
BM | 21 | 21 | 21 | 21 | 21 | 21
CC | 545.14 | 565.07 | 565.07 | 565.07 | 565.07 | 19.93
CSP | 0 | 0 | 0 | 0 | 0 | 0
CT | 0 | 0 | 0 | 0 | 0 | 0
Coal | 0 | 0 | 0 | 0 | 0 | 1564.1
Geo | 0 | 0 | 0 | 0 | 0 | 0
H | 0 | 0 | 0 | 0 | 0 | 0
LFG | 0 | 0 | 19.65 | 19.65 | 19.65 | 19.65
Nuc | 0 | 1254.21 | 1254.21 | 1254.21 | 1254.21 | 1254.21
PS | 0 | 0 | 0 | 0 | 0 | 0
PV | 0 | 0 | 0 | 0 | 0 | 0
PeakG | 0 | 0 | 0 | 0 | 0 | 0
PeakO | 0 | 0 | 0 | 0 | 0 | 0
ST | 0 | 0 | 0 | 0 | 0 | 0
STOG | 0 | 0 | 0 | 0 | 0 | 0
STWD | 0 | 0 | 0 | 0 | 0 | 0
WT | 0 | 0 | 0 | 0 | 0 | 0
IGCC | 0 | 0 | 0 | 0 | 0 | 0
DemandResponse | 0 | 0 | 0 | 0 | 0 | 0
IGCC-CCS | 0 | 0 | 0 | 0 | 0 | 0
WT_off | 0 | 0 | 0 | 0 | 0 | 0
PseudoUnit | 0 | 0 | 0 | 0 | 0 | 0
FixedInterchange | 0 | 0 | 0 | 0 | 0 | 0
Levelized Capital Costs by Reporting Type: SPP_N
ReportingType | 2015 | 2020 | 2025 | 2030 | 2035 | 2040
BM | 0 | 0 | 0 | 0 | 0 | 0
CC | 0 | 0 | 0 | 0 | 0 | 0
CSP | 0 | 0 | 0 | 0 | 0 | 0
CT | 0 | 0 | 0 | 0 | 0 | 0
Coal | 128.56 | 128.56 | 128.56 | 128.56 | 128.57 | 128.57
Geo | 0 | 0 | 0 | 0 | 0 | 0
H | 0 | 0 | 0 | 0 | 0 | 0
LFG | 0 | 0 | 1.4 | 17.63 | 17.63 | 17.63
Nuc | 0 | 0 | 0 | 0 | 0 | 0
PS | 0 | 0 | 0 | 0 | 0 | 0
PV | 0 | 0 | 0 | 0 | 0 | 0
PeakG | 0 | 0 | 0 | 0 | 0 | 0
PeakO | 0 | 0 | 0 | 0 | 0 | 0
ST | 0 | 0 | 0 | 0 | 0 | 0
STOG | 0 | 0 | 0 | 0 | 0 | 0
STWD | 0 | 0 | 0 | 0 | 0 | 0
WT | 0 | 0 | 0 | 0 | 0.01 | 392.13
IGCC | 0 | 0 | 0 | 0 | 0 | 0
DemandResponse | 0 | 0 | 0 | 0 | 0 | 0
IGCC-CCS | 0 | 0 | 0 | 0 | 0 | 0
WT_off | 0 | 0 | 0 | 0 | 0 | 0
PseudoUnit | 0 | 0 | 0 | 0 | 0 | 0
FixedInterchange | 0 | 0 | 0 | 0 | 0 | 0
Levelized Capital Costs by Reporting Type: SPP_S
ReportingType | 2015 | 2020 | 2025 | 2030 | 2035 | 2040
BM | 0 | 0 | 0 | 0 | 0 | 0
CC | 0 | 0 | 0 | 0 | 0 | 0
CSP | 0 | 0 | 0 | 0 | 0 | 0
CT | 33.21 | 56.93 | 56.93 | 56.93 | 23.72 | 0
Coal | 273.14 | 273.14 | 273.14 | 273.14 | 273.14 | 273.14
Geo | 0 | 0 | 0 | 0 | 0 | 0
H | 0 | 0 | 0 | 0 | 0 | 0
LFG | 0 | 0 | 17.63 | 17.63 | 17.63 | 17.63
Nuc | 0 | 0 | 0 | 0 | 0 | 0
PS | 0 | 0 | 0 | 0 | 0 | 0
PV | 0 | 0 | 0 | 0 | 0 | 0
PeakG | 0 | 0 | 0 | 0 | 0 | 0
PeakO | 0 | 0 | 0 | 0 | 0 | 0
ST | 0 | 0 | 0 | 0 | 0 | 0
STOG | 0 | 0 | 0 | 0 | 0 | 0
STWD | 0 | 0 | 0 | 0 | 0 | 0
WT | 92.65 | 496.15 | 496.15 | 496.15 | 855.46 | 913.29
IGCC | 0 | 0 | 0 | 0 | 0 | 0
DemandResponse | 0 | 0 | 0 | 0 | 0 | 0
IGCC-CCS | 0 | 0 | 0 | 0 | 0 | 0
WT_off | 0 | 0 | 0 | 0 | 0 | 0
PseudoUnit | 0 | 0 | 0 | 0 | 0 | 0
FixedInterchange | 0 | 0 | 0 | 0 | 0 | 0
Levelized Capital Costs by Reporting Type: TVA
ReportingType | 2015 | 2020 | 2025 | 2030 | 2035 | 2040
BM | 0 | 0 | 0 | 0 | 0 | 0
CC | 151.13 | 151.13 | 151.13 | 151.13 | 116.66 | 0
CSP | 0 | 0 | 0 | 0 | 0 | 0
CT | 0 | 0 | 0 | 0 | 0 | 0
Coal | 0 | 0 | 0 | 0 | 0 | 104.58
Geo | 0 | 0 | 0 | 0 | 0 | 0
H | 0 | 0 | 0 | 0 | 0 | 0
LFG | 0 | 0 | 0 | 19.35 | 19.35 | 19.35
Nuc | 684.91 | 684.91 | 684.91 | 684.91 | 684.91 | 684.91
PS | 0 | 0 | 0 | 0 | 0 | 0
PV | 0 | 0 | 0 | 0 | 0 | 0
PeakG | 0 | 0 | 0 | 0 | 0 | 0
PeakO | 0 | 0 | 0 | 0 | 0 | 0
ST | 0 | 0 | 0 | 0 | 0 | 0
STOG | 0 | 0 | 0 | 0 | 0 | 0
STWD | 0 | 0 | 0 | 0 | 0 | 0
WT | 0 | 0 | 0 | 0 | 0 | 0
IGCC | 0 | 0 | 0 | 0 | 0 | 0
DemandResponse | 0 | 0 | 0 | 0 | 0 | 0
IGCC-CCS | 0 | 0 | 0 | 0 | 0 | 0
WT_off | 0 | 0 | 0 | 0 | 0 | 0
PseudoUnit | 0 | 0 | 0 | 0 | 0 | 0
FixedInterchange | 0 | 0 | 0 | 0 | 0 | 0
Levelized Capital Costs by Reporting Type: TVA_Transmission
ReportingType | 2015 | 2020 | 2025 | 2030 | 2035 | 2040
BM | 0 | 0 | 0 | 0 | 0 | 0
CC | 0 | 0 | 0 | 0 | 0 | 0
CSP | 0 | 0 | 0 | 0 | 0 | 0
CT | 0 | 0 | 0 | 0 | 0 | 0
Coal | 0 | 0 | 0 | 0 | 0 | 0
Geo | 0 | 0 | 0 | 0 | 0 | 0
H | 0 | 0 | 0 | 0 | 0 | 0
LFG | 0 | 0 | 0 | 0 | 0 | 0
Nuc | 0 | 0 | 0 | 0 | 0 | 0
PS | 0 | 0 | 0 | 0 | 0 | 0
PV | 0 | 0 | 0 | 0 | 0 | 0
PeakG | 0 | 0 | 0 | 0 | 0 | 0
PeakO | 0 | 0 | 0 | 0 | 0 | 0
ST | 0 | 0 | 0 | 0 | 0 | 0
STOG | 0 | 0 | 0 | 0 | 0 | 0
STWD | 0 | 0 | 0 | 0 | 0 | 0
WT | 0 | 0 | 0 | 0 | 0 | 0
IGCC | 0 | 0 | 0 | 0 | 0 | 0
DemandResponse | 0 | 0 | 0 | 0 | 0 | 0
IGCC-CCS | 0 | 0 | 0 | 0 | 0 | 0
WT_off | 0 | 0 | 0 | 0 | 0 | 0
PseudoUnit | 0 | 0 | 0 | 0 | 0 | 0
FixedInterchange | 0 | 0 | 0 | 0 | 0 | 0
Levelized Capital Costs by Reporting Type: VACAR
ReportingType | 2015 | 2020 | 2025 | 2030 | 2035 | 2040
BM | 0.34 | 59.89 | 199.87 | 199.87 | 199.87 | 199.87
CC | 370.36 | 370.36 | 370.36 | 370.36 | 620.44 | 426.04
CSP | 0 | 0 | 0 | 0 | 0 | 0
CT | 60.17 | 60.17 | 60.17 | 60.17 | 0 | 0
Coal | 220.45 | 220.45 | 220.45 | 220.45 | 220.45 | 220.45
Geo | 0 | 0 | 0 | 0 | 0 | 0
H | 0 | 0 | 0 | 0 | 0 | 0
LFG | 0.06 | 19.57 | 19.57 | 19.57 | 19.51 | 0
Nuc | 0 | 1320.06 | 1320.06 | 1320.06 | 1320.06 | 1320.06
PS | 0 | 0 | 0 | 0 | 0 | 0
PV | 0 | 38.57 | 38.57 | 38.57 | 38.57 | 0
PeakG | 0 | 0 | 0 | 0 | 0 | 0
PeakO | 0 | 0 | 0 | 0 | 0 | 0
ST | 0 | 0 | 0 | 0 | 0 | 0
STOG | 0 | 0 | 0 | 0 | 0 | 0
STWD | 0 | 0 | 0 | 0 | 0 | 0
WT | 0.19 | 740.59 | 740.59 | 740.59 | 740.4 | 0
IGCC | 0 | 0 | 0 | 0 | 0 | 0
DemandResponse | 0 | 0 | 0 | 0 | 0 | 0
IGCC-CCS | 0 | 0 | 0 | 0 | 0 | 0
WT_off | 0.53 | 0.53 | 0.53 | 0.53 | 0 | 0
PseudoUnit | 0 | 0 | 0 | 0 | 0 | 0
FixedInterchange | 0 | 0 | 0 | 0 | 0 | 0
Levelized Capital Costs by Reporting Type: IESO
ReportingType | 2015 | 2020 | 2025 | 2030 | 2035 | 2040
BM | 144.8 | 144.8 | 144.8 | 144.8 | 144.8 | 144.8
CC | 175.41 | 175.41 | 175.41 | 175.41 | 175.41 | 0
CSP | 0 | 0 | 0 | 0 | 0 | 0
CT | 41.8 | 41.8 | 41.8 | 41.8 | 0 | 0
Coal | 0 | 0 | 0 | 0 | 0 | 0
Geo | 0 | 0 | 0 | 0 | 0 | 0
H | 0 | 0 | 0 | 0 | 0 | 0
LFG | 5.12 | 5.12 | 5.12 | 5.12 | 0 | 0
Nuc | 0 | 0 | 0 | 0 | 0 | 0
PS | 0 | 0 | 0 | 0 | 0 | 0
PV | 539.74 | 539.74 | 539.74 | 539.74 | 0 | 0
PeakG | 0 | 0 | 0 | 0 | 0 | 0
PeakO | 0 | 0 | 0 | 0 | 0 | 0
ST | 0 | 0 | 0 | 0 | 0 | 0
STOG | 0 | 0 | 0 | 0 | 0 | 0
STWD | 0 | 0 | 0 | 0 | 0 | 0
WT | 660.4 | 660.4 | 660.4 | 660.4 | 0 | 0
IGCC | 0 | 0 | 0 | 0 | 0 | 0
DemandResponse | 0 | 0 | 0 | 0 | 0 | 0
IGCC-CCS | 0 | 0 | 0 | 0 | 0 | 0
WT_off | 0 | 0 | 0 | 0 | 0 | 0
PseudoUnit | 0 | 0 | 0 | 0 | 0 | 0
FixedInterchange | 0 | 0 | 0 | 0 | 0 | 0
Levelized Capital Costs by Reporting Type: MAPP_CA
ReportingType | 2015 | 2020 | 2025 | 2030 | 2035 | 2040
BM | 0 | 0 | 0 | 0 | 0 | 0
CC | 0 | 0 | 0 | 0 | 0 | 0
CSP | 0 | 0 | 0 | 0 | 0 | 0
CT | 13.45 | 14.67 | 14.67 | 14.67 | 1.22 | 0
Coal | 0 | 0 | 0 | 0 | 0 | 0
Geo | 0 | 0 | 0 | 0 | 0 | 0
H | 0 | 0 | 0 | 0 | 0 | 0
LFG | 0 | 0 | 0 | 0 | 0 | 0
Nuc | 0 | 0 | 0 | 0 | 0 | 0
PS | 0 | 0 | 0 | 0 | 0 | 0
PV | 0 | 0 | 0 | 0 | 0 | 0
PeakG | 0 | 0 | 0 | 0 | 0 | 0
PeakO | 0 | 0 | 0 | 0 | 0 | 0
ST | 0 | 0 | 0 | 0 | 0 | 0
STOG | 0 | 0 | 0 | 0 | 0 | 0
STWD | 0 | 0 | 0 | 0 | 0 | 0
WT | 87.23 | 87.23 | 87.23 | 87.23 | 0 | 0
IGCC | 0 | 0 | 0 | 0 | 0 | 0
DemandResponse | 0 | 0 | 0 | 0 | 0 | 0
IGCC-CCS | 0 | 0 | 0 | 0 | 0 | 0
WT_off | 0 | 0 | 0 | 0 | 0 | 0
PseudoUnit | 0 | 0 | 0 | 0 | 0 | 0
FixedInterchange | 0 | 0 | 0 | 0 | 0 | 0
Levelized Capital Costs by Reporting Type: AZ_NM_SNV_Coal
ReportingType | 2015 | 2020 | 2025 | 2030 | 2035 | 2040
BM | 0 | 0 | 0 | 0 | 0 | 0
CC | 0 | 0 | 0 | 0 | 0 | 0
CSP | 0 | 0 | 0 | 0 | 0 | 0
CT | 0 | 0 | 0 | 0 | 0 | 0
Coal | 0 | 0 | 0 | 0 | 327.81 | 1126.05
Geo | 0 | 0 | 0 | 0 | 0 | 0
H | 0 | 0 | 0 | 0 | 0 | 0
LFG | 0 | 0 | 0 | 0 | 0 | 0
Nuc | 0 | 0 | 0 | 0 | 0 | 0
PS | 0 | 0 | 0 | 0 | 0 | 0
PV | 0 | 0 | 0 | 0 | 0 | 0
PeakG | 0 | 0 | 0 | 0 | 0 | 0
PeakO | 0 | 0 | 0 | 0 | 0 | 0
ST | 0 | 0 | 0 | 0 | 0 | 0
STOG | 0 | 0 | 0 | 0 | 0 | 0
STWD | 0 | 0 | 0 | 0 | 0 | 0
WT | 0 | 0 | 0 | 0 | 0 | 0
IGCC | 0 | 0 | 0 | 0 | 0 | 0
DemandResponse | 0 | 0 | 0 | 0 | 0 | 0
IGCC-CCS | 0 | 0 | 0 | 0 | 0 | 0
WT_off | 0 | 0 | 0 | 0 | 0 | 0
PseudoUnit | 0 | 0 | 0 | 0 | 0 | 0
FixedInterchange | 0 | 0 | 0 | 0 | 0 | 0
Levelized Capital Costs by Reporting Type: AZ_NM_SNV_Gas
ReportingType | 2015 | 2020 | 2025 | 2030 | 2035 | 2040
BM | 0 | 0 | 0 | 0 | 0 | 0
CC | 79.32 | 79.32 | 79.32 | 79.32 | 79.32 | 0
CSP | 0 | 0 | 0 | 0 | 0 | 0
CT | 63.7 | 63.7 | 63.7 | 63.7 | 0 | 0
Coal | 0 | 0 | 0 | 0 | 0 | 0
Geo | 0 | 0 | 0 | 0 | 0 | 0
H | 0 | 0 | 0 | 0 | 0 | 0
LFG | 0 | 0 | 0 | 0 | 0 | 0
Nuc | 0 | 0 | 0 | 0 | 0 | 0
PS | 0 | 0 | 0 | 0 | 0 | 0
PV | 0 | 0 | 0 | 0 | 0 | 0
PeakG | 0 | 0 | 0 | 0 | 0 | 0
PeakO | 0 | 0 | 0 | 0 | 0 | 0
ST | 0 | 0 | 0 | 0 | 0 | 0
STOG | 0 | 0 | 0 | 0 | 0 | 0
STWD | 0 | 0 | 0 | 0 | 0 | 0
WT | 0 | 0 | 0 | 0 | 0 | 0
IGCC | 0 | 0 | 0 | 0 | 0 | 0
DemandResponse | 0 | 0 | 0 | 0 | 0 | 0
IGCC-CCS | 0 | 0 | 0 | 0 | 0 | 0
WT_off | 0 | 0 | 0 | 0 | 0 | 0
PseudoUnit | 0 | 0 | 0 | 0 | 0 | 0
FixedInterchange | 0 | 0 | 0 | 0 | 0 | 0
Levelized Capital Costs by Reporting Type: AZ_NM_SNV_NucRenew
ReportingType | 2015 | 2020 | 2025 | 2030 | 2035 | 2040
BM | 0 | 0 | 0 | 0 | 0 | 0
CC | 0 | 0 | 0 | 0 | 0 | 0
CSP | 0 | 0 | 0 | 0 | 0 | 0
CT | 0 | 0 | 0 | 0 | 0 | 0
Coal | 0 | 0 | 0 | 0 | 0 | 0
Geo | 0 | 0 | 369.64 | 369.64 | 369.64 | 369.64
H | 0 | 0 | 0 | 0 | 0 | 0
LFG | 0 | 11.72 | 11.72 | 11.72 | 11.72 | 0
Nuc | 0 | 0 | 0 | 0 | 0 | 0
PS | 0 | 0 | 0 | 0 | 0 | 0
PV | 34.88 | 34.88 | 34.88 | 34.88 | 0 | 0
PeakG | 0 | 0 | 0 | 0 | 0 | 0
PeakO | 0 | 0 | 0 | 0 | 0 | 0
ST | 101.54 | 227.8 | 288.28 | 227.07 | 190.89 | 64.64
STOG | 0 | 0 | 0 | 0 | 0 | 0
STWD | 0 | 0 | 0 | 0 | 0 | 0
WT | 14.28 | 746.6 | 746.6 | 746.6 | 732.32 | 0
IGCC | 0 | 0 | 0 | 0 | 0 | 0
DemandResponse | 0 | 0 | 0 | 0 | 0 | 0
IGCC-CCS | 0 | 0 | 0 | 0 | 0 | 0
WT_off | 0 | 0 | 0 | 0 | 0 | 0
PseudoUnit | 0 | 0 | 0 | 0 | 0 | 0
FixedInterchange | 0 | 0 | 0 | 0 | 0 | 0
Levelized Capital Costs by Reporting Type: ERCOT
ReportingType | 2015 | 2020 | 2025 | 2030 | 2035 | 2040
BM | 54.69 | 54.69 | 54.69 | 54.69 | 54.69 | 54.69
CC | 29.12 | 29.12 | 29.12 | 29.12 | 29.12 | 0
CSP | 0 | 0 | 0 | 0 | 0 | 0
CT | 20.97 | 20.97 | 20.97 | 20.97 | 0 | 0
Coal | 540.38 | 540.38 | 540.38 | 540.38 | 540.38 | 540.38
Geo | 0 | 0 | 0 | 0 | 0 | 0
H | 0 | 0 | 0 | 0 | 0 | 0
LFG | 0 | 0 | 63.77 | 63.77 | 63.77 | 63.77
Nuc | 0 | 0 | 0 | 0 | 0 | 0
PS | 0 | 0 | 0 | 0 | 0 | 0
PV | 4.89 | 4.89 | 4.89 | 4.89 | 0 | 0
PeakG | 0 | 0 | 0 | 0 | 0 | 0
PeakO | 0 | 0 | 0 | 0 | 0 | 0
ST | 0 | 0 | 0 | 0 | 0 | 0
STOG | 0 | 0 | 0 | 0 | 0 | 0
STWD | 0 | 0 | 0 | 0 | 0 | 0
WT | 72.7 | 72.7 | 72.7 | 72.7 | 0 | 0
IGCC | 0 | 0 | 0 | 0 | 0 | 0
DemandResponse | 0 | 0 | 0 | 0 | 0 | 0
IGCC-CCS | 0 | 0 | 0 | 0 | 0 | 0
WT_off | 0 | 0 | 0 | 0 | 0 | 0
PseudoUnit | 0 | 0 | 0 | 0 | 0 | 0
FixedInterchange | 0 | 0 | 0 | 0 | 0 | 0
Levelized Capital Costs by Reporting Type: NP15
ReportingType | 2015 | 2020 | 2025 | 2030 | 2035 | 2040
BM | 0 | 0 | 0 | 0 | 0 | 0
CC | 130.44 | 130.44 | 130.44 | 130.44 | 130.44 | 0
CSP | 0 | 0 | 0 | 0 | 0 | 0
CT | 17.85 | 17.85 | 17.85 | 17.85 | 1.07 | 1.07
Coal | 0 | 0 | 0 | 0 | 0 | 0
Geo | 0 | 93.85 | 180.86 | 180.86 | 180.86 | 87.02
H | 0 | 0 | 0 | 0 | 0 | 0
LFG | 0 | 125.8 | 125.8 | 125.8 | 125.8 | 0
Nuc | 0 | 0 | 0 | 0 | 0 | 0
PS | 0 | 0 | 0 | 0 | 0 | 0
PV | 2.79 | 2.79 | 2.79 | 2.79 | 0 | 0
PeakG | 0 | 0 | 0 | 0 | 0 | 0
PeakO | 0 | 0 | 0 | 0 | 0 | 0
ST | 12.6 | 12.6 | 12.6 | 12.6 | 0 | 0
STOG | 0 | 0 | 0 | 0 | 0 | 0
STWD | 0 | 0 | 0 | 0 | 0 | 0
WT | 26.07 | 62.13 | 62.13 | 62.13 | 54 | 19.27
IGCC | 0 | 0 | 0 | 0 | 0 | 0
DemandResponse | 0 | 0 | 0 | 0 | 0 | 0
IGCC-CCS | 0 | 0 | 0 | 0 | 0 | 0
WT_off | 0 | 0 | 0 | 0 | 0 | 0
PseudoUnit | 0 | 0 | 0 | 0 | 0 | 0
FixedInterchange | 0 | 0 | 0 | 0 | 0 | 0
Levelized Capital Costs by Reporting Type: NWPP_Coal
ReportingType | 2015 | 2020 | 2025 | 2030 | 2035 | 2040
BM | 0 | 0 | 0 | 0 | 0 | 0
CC | 0 | 0 | 0 | 0 | 0 | 0
CSP | 0 | 0 | 0 | 0 | 0 | 0
CT | 0 | 0 | 0 | 0 | 0 | 0
Coal | 0 | 0 | 0 | 0 | 0 | 0
Geo | 0 | 0 | 0 | 0 | 0 | 0
H | 0 | 0 | 0 | 0 | 0 | 0
LFG | 0 | 0 | 0 | 0 | 0 | 0
Nuc | 0 | 0 | 0 | 0 | 0 | 0
PS | 0 | 0 | 0 | 0 | 0 | 0
PV | 0 | 0 | 0 | 0 | 0 | 0
PeakG | 0 | 0 | 0 | 0 | 0 | 0
PeakO | 0 | 0 | 0 | 0 | 0 | 0
ST | 0 | 0 | 0 | 0 | 0 | 0
STOG | 0 | 0 | 0 | 0 | 0 | 0
STWD | 0 | 0 | 0 | 0 | 0 | 0
WT | 0 | 0 | 0 | 0 | 0 | 0
IGCC | 0 | 0 | 0 | 0 | 0 | 0
DemandResponse | 0 | 0 | 0 | 0 | 0 | 0
IGCC-CCS | 0 | 0 | 0 | 0 | 0 | 0
WT_off | 0 | 0 | 0 | 0 | 0 | 0
PseudoUnit | 0 | 0 | 0 | 0 | 0 | 0
FixedInterchange | 0 | 0 | 0 | 0 | 0 | 0
Levelized Capital Costs by Reporting Type: NWPP_Gas
ReportingType | 2015 | 2020 | 2025 | 2030 | 2035 | 2040
BM | 0 | 0 | 0 | 0 | 0 | 0
CC | 33.4 | 33.4 | 33.4 | 33.4 | 33.4 | 0
CSP | 0 | 0 | 0 | 0 | 0 | 0
CT | 13.02 | 13.02 | 13.02 | 13.02 | 0 | 0
Coal | 0 | 0 | 0 | 0 | 0 | 0
Geo | 0 | 0 | 0 | 0 | 0 | 0
H | 0 | 0 | 0 | 0 | 0 | 0
LFG | 0 | 0 | 0 | 0 | 0 | 0
Nuc | 0 | 0 | 0 | 0 | 0 | 0
PS | 0 | 0 | 0 | 0 | 0 | 0
PV | 0 | 0 | 0 | 0 | 0 | 0
PeakG | 0 | 0 | 0 | 0 | 0 | 0
PeakO | 0 | 0 | 0 | 0 | 0 | 0
ST | 0 | 0 | 0 | 0 | 0 | 0
STOG | 0 | 0 | 0 | 0 | 0 | 0
STWD | 0 | 0 | 0 | 0 | 0 | 0
WT | 0 | 0 | 0 | 0 | 0 | 0
IGCC | 0 | 0 | 0 | 0 | 0 | 0
DemandResponse | 0 | 0 | 0 | 0 | 0 | 0
IGCC-CCS | 0 | 0 | 0 | 0 | 0 | 0
WT_off | 0 | 0 | 0 | 0 | 0 | 0
PseudoUnit | 0 | 0 | 0 | 0 | 0 | 0
FixedInterchange | 0 | 0 | 0 | 0 | 0 | 0
Levelized Capital Costs by Reporting Type: NWPP_NucRenew
ReportingType | 2015 | 2020 | 2025 | 2030 | 2035 | 2040
BM | 13.89 | 13.89 | 13.89 | 13.89 | 13.89 | 13.89
CC | 0 | 0 | 0 | 0 | 0 | 0
CSP | 0 | 0 | 0 | 0 | 0 | 0
CT | 0 | 0 | 0 | 0 | 0 | 0
Coal | 0 | 0 | 0 | 0 | 0 | 0
Geo | 24.88 | 24.88 | 135.71 | 135.71 | 110.83 | 110.83
H | 0 | 0 | 0 | 0 | 0 | 0
LFG | 5.02 | 51.97 | 51.97 | 51.97 | 46.95 | 0
Nuc | 0 | 0 | 0 | 0 | 0 | 0
PS | 0 | 0 | 0 | 0 | 0 | 0
PV | 0 | 0 | 0 | 0 | 0 | 0
PeakG | 0 | 0 | 0 | 0 | 0 | 0
PeakO | 0 | 0 | 0 | 0 | 0 | 0
ST | 0 | 0 | 0 | 0 | 0 | 0
STOG | 0 | 0 | 0 | 0 | 0 | 0
STWD | 0 | 0 | 0 | 0 | 0 | 0
WT | 238.86 | 238.86 | 238.86 | 238.86 | 0 | 0
IGCC | 0 | 0 | 0 | 0 | 0 | 0
DemandResponse | 0 | 0 | 0 | 0 | 0 | 0
IGCC-CCS | 0 | 0 | 0 | 0 | 0 | 0
WT_off | 0 | 0 | 0 | 0 | 0 | 0
PseudoUnit | 0 | 0 | 0 | 0 | 0 | 0
FixedInterchange | 0 | 0 | 0 | 0 | 0 | 0
Levelized Capital Costs by Reporting Type: RMPA
ReportingType | 2015 | 2020 | 2025 | 2030 | 2035 | 2040
BM | 0 | 0 | 0 | 0 | 0 | 0
CC | 0 | 0 | 0 | 0 | 0 | 0
CSP | 0 | 0 | 0 | 0 | 0 | 0
CT | 15.2 | 15.2 | 15.2 | 15.2 | 0 | 0
Coal | 108.63 | 108.63 | 108.63 | 108.63 | 157.79 | 208.07
Geo | 0 | 88.24 | 658.78 | 664.07 | 664.07 | 575.83
H | 0 | 0 | 0 | 0 | 0 | 0
LFG | 0.28 | 5.85 | 5.85 | 5.85 | 5.57 | 0
Nuc | 0 | 0 | 0 | 0 | 0 | 0
PS | 0 | 0 | 0 | 0 | 0 | 0
PV | 0.37 | 0.37 | 0.37 | 0.37 | 0 | 0
PeakG | 0 | 0 | 0 | 0 | 0 | 0
PeakO | 0 | 0 | 0 | 0 | 0 | 0
ST | 1.07 | 113.45 | 114.84 | 116.27 | 115.2 | 2.82
STOG | 0 | 0 | 0 | 0 | 0 | 0
STWD | 0 | 0 | 0 | 0 | 0 | 0
WT | 172.66 | 172.66 | 172.66 | 172.66 | 0 | 0
IGCC | 0 | 0 | 0 | 0 | 0 | 0
DemandResponse | 0 | 0 | 0 | 0 | 0 | 0
IGCC-CCS | 0 | 0 | 0 | 0 | 0 | 0
WT_off | 0 | 0 | 0 | 0 | 0 | 0
PseudoUnit | 0 | 0 | 0 | 0 | 0 | 0
FixedInterchange | 0 | 0 | 0 | 0 | 0 | 0
Levelized Capital Costs by Reporting Type: SP15
ReportingType | 2015 | 2020 | 2025 | 2030 | 2035 | 2040
BM | 2.9 | 2.9 | 2.9 | 2.9 | 2.9 | 2.9
CC | 60.76 | 60.76 | 60.76 | 60.76 | 60.76 | 0
CSP | 0 | 0 | 0 | 0 | 0 | 0
CT | 0 | 0 | 0 | 0 | 0 | 0
Coal | 0 | 0 | 0 | 0 | 0 | 0
Geo | 14.26 | 385.19 | 385.19 | 370.93 | 370.93 | 0
H | 0 | 0 | 0 | 0 | 0 | 0
LFG | 2.09 | 125.04 | 125.04 | 124.8 | 122.95 | 0
Nuc | 0 | 0 | 0 | 0 | 0 | 0
PS | 0 | 0 | 0 | 0 | 0 | 0
PV | 1.62 | 1.62 | 1.62 | 1.62 | 0 | 0
PeakG | 0 | 0 | 0 | 0 | 0 | 0
PeakO | 0 | 0 | 0 | 0 | 0 | 0
ST | 191.39 | 191.39 | 191.39 | 191.39 | 0 | 0
STOG | 0 | 0 | 0 | 0 | 0 | 0
STWD | 0 | 0 | 0 | 0 | 0 | 0
WT | 193.26 | 193.26 | 193.26 | 193.26 | 0 | 0
IGCC | 0 | 0 | 0 | 0 | 0 | 0
DemandResponse | 0 | 0 | 0 | 0 | 0 | 0
IGCC-CCS | 0 | 0 | 0 | 0 | 0 | 0
WT_off | 0 | 0 | 0 | 0 | 0 | 0
PseudoUnit | 0 | 0 | 0 | 0 | 0 | 0
FixedInterchange | 0 | 0 | 0 | 0 | 0 | 0
Levelized Capital Costs by Reporting Type: ALB
ReportingType | 2015 | 2020 | 2025 | 2030 | 2035 | 2040
BM | 0 | 0 | 0 | 0 | 0 | 0
CC | 9.27 | 28.99 | 44.58 | 66.72 | 114.21 | 237.64
CSP | 0 | 0 | 0 | 0 | 0 | 0
CT | 16.7 | 16.7 | 16.7 | 16.7 | 0 | 0
Coal | 147.62 | 147.62 | 147.62 | 147.62 | 147.62 | 147.62
Geo | 0 | 0 | 0 | 0 | 0 | 0
H | 0 | 0 | 0 | 0 | 0 | 0
LFG | 0 | 0 | 0 | 0 | 0 | 0
Nuc | 0 | 0 | 0 | 0 | 0 | 0
PS | 0 | 0 | 0 | 0 | 0 | 0
PV | 0 | 0 | 0 | 0 | 0 | 0
PeakG | 0 | 0 | 0 | 0 | 0 | 0
PeakO | 0 | 0 | 0 | 0 | 0 | 0
ST | 0 | 0 | 0 | 0 | 0 | 0
STOG | 0 | 0 | 0 | 0 | 0 | 0
STWD | 0 | 0 | 0 | 0 | 0 | 0
WT | 2.54 | 2.54 | 2.54 | 2.54 | 0 | 0
IGCC | 0 | 0 | 0 | 0 | 0 | 0
DemandResponse | 0 | 0 | 0 | 0 | 0 | 0
IGCC-CCS | 0 | 0 | 0 | 0 | 0 | 0
WT_off | 0 | 0 | 0 | 0 | 0 | 0
PseudoUnit | 0 | 0 | 0 | 0 | 0 | 0
FixedInterchange | 0 | 0 | 0 | 0 | 0 | 0
Levelized Capital Costs by Reporting Type: BC
ReportingType | 2015 | 2020 | 2025 | 2030 | 2035 | 2040
BM | 0 | 0 | 0 | 0 | 0 | 0
CC | 80.12 | 80.12 | 80.12 | 80.13 | 80.12 | 0
CSP | 0 | 0 | 0 | 0 | 0 | 0
CT | 0 | 0 | 0 | 0 | 0 | 0
Coal | 0 | 0 | 0 | 0 | 0 | 0
Geo | 0 | 0 | 0 | 0 | 0 | 0
H | 0 | 0 | 0 | 0 | 0 | 0
LFG | 0 | 0 | 0 | 0 | 0 | 0
Nuc | 0 | 0 | 0 | 0 | 0 | 0
PS | 0 | 0 | 0 | 0 | 0 | 0
PV | 0 | 0 | 0 | 0 | 0 | 0
PeakG | 0 | 0 | 0 | 0 | 0 | 0
PeakO | 0 | 0 | 0 | 0 | 0 | 0
ST | 0 | 0 | 0 | 0 | 0 | 0
STOG | 0 | 0 | 0 | 0 | 0 | 0
STWD | 0 | 0 | 0 | 0 | 0 | 0
WT | 40.68 | 40.68 | 40.68 | 40.68 | 0 | 0
IGCC | 0 | 0 | 0 | 0 | 0 | 0
DemandResponse | 0 | 0 | 0 | 0 | 0 | 0
IGCC-CCS | 0 | 0 | 0 | 0 | 0 | 0
WT_off | 0 | 0 | 0 | 0 | 0 | 0
PseudoUnit | 0 | 0 | 0 | 0 | 0 | 0
FixedInterchange | 0 | 0 | 0 | 0 | 0 | 0
Levelized Capital Costs by Reporting Type: HQ_IESO
ReportingType | 2015 | 2020 | 2025 | 2030 | 2035 | 2040
BM | 0 | 0 | 0 | 0 | 0 | 0
CC | 0 | 0 | 0 | 0 | 0 | 0
CSP | 0 | 0 | 0 | 0 | 0 | 0
CT | 0 | 0 | 0 | 0 | 0 | 0
Coal | 0 | 0 | 0 | 0 | 0 | 0
Geo | 0 | 0 | 0 | 0 | 0 | 0
H | 0 | 0 | 0 | 0 | 0 | 0
LFG | 0 | 0 | 0 | 0 | 0 | 0
Nuc | 0 | 0 | 0 | 0 | 0 | 0
PS | 0 | 0 | 0 | 0 | 0 | 0
PV | 0 | 0 | 0 | 0 | 0 | 0
PeakG | 0 | 0 | 0 | 0 | 0 | 0
PeakO | 0 | 0 | 0 | 0 | 0 | 0
ST | 0 | 0 | 0 | 0 | 0 | 0
STOG | 0 | 0 | 0 | 0 | 0 | 0
STWD | 0 | 0 | 0 | 0 | 0 | 0
WT | 0 | 0 | 0 | 0 | 0 | 0
IGCC | 0 | 0 | 0 | 0 | 0 | 0
DemandResponse | 0 | 0 | 0 | 0 | 0 | 0
IGCC-CCS | 0 | 0 | 0 | 0 | 0 | 0
WT_off | 0 | 0 | 0 | 0 | 0 | 0
PseudoUnit | 0 | 0 | 0 | 0 | 0 | 0
FixedInterchange | 0 | 0 | 0 | 0 | 0 | 0
Levelized Capital Costs by Reporting Type: HQ_NEISO
ReportingType | 2015 | 2020 | 2025 | 2030 | 2035 | 2040
BM | 0 | 0 | 0 | 0 | 0 | 0
CC | 0 | 0 | 0 | 0 | 0 | 0
CSP | 0 | 0 | 0 | 0 | 0 | 0
CT | 0 | 0 | 0 | 0 | 0 | 0
Coal | 0 | 0 | 0 | 0 | 0 | 0
Geo | 0 | 0 | 0 | 0 | 0 | 0
H | 0 | 0 | 0 | 0 | 0 | 0
LFG | 0 | 0 | 0 | 0 | 0 | 0
Nuc | 0 | 0 | 0 | 0 | 0 | 0
PS | 0 | 0 | 0 | 0 | 0 | 0
PV | 0 | 0 | 0 | 0 | 0 | 0
PeakG | 0 | 0 | 0 | 0 | 0 | 0
PeakO | 0 | 0 | 0 | 0 | 0 | 0
ST | 0 | 0 | 0 | 0 | 0 | 0
STOG | 0 | 0 | 0 | 0 | 0 | 0
STWD | 0 | 0 | 0 | 0 | 0 | 0
WT | 0 | 0 | 0 | 0 | 0 | 0
IGCC | 0 | 0 | 0 | 0 | 0 | 0
DemandResponse | 0 | 0 | 0 | 0 | 0 | 0
IGCC-CCS | 0 | 0 | 0 | 0 | 0 | 0
WT_off | 0 | 0 | 0 | 0 | 0 | 0
PseudoUnit | 0 | 0 | 0 | 0 | 0 | 0
FixedInterchange | 0 | 0 | 0 | 0 | 0 | 0
Levelized Capital Costs by Reporting Type: HQ_NY
ReportingType | 2015 | 2020 | 2025 | 2030 | 2035 | 2040
BM | 0 | 0 | 0 | 0 | 0 | 0
CC | 0 | 0 | 0 | 0 | 0 | 0
CSP | 0 | 0 | 0 | 0 | 0 | 0
CT | 0 | 0 | 0 | 0 | 0 | 0
Coal | 0 | 0 | 0 | 0 | 0 | 0
Geo | 0 | 0 | 0 | 0 | 0 | 0
H | 0 | 0 | 0 | 0 | 0 | 0
LFG | 0 | 0 | 0 | 0 | 0 | 0
Nuc | 0 | 0 | 0 | 0 | 0 | 0
PS | 0 | 0 | 0 | 0 | 0 | 0
PV | 0 | 0 | 0 | 0 | 0 | 0
PeakG | 0 | 0 | 0 | 0 | 0 | 0
PeakO | 0 | 0 | 0 | 0 | 0 | 0
ST | 0 | 0 | 0 | 0 | 0 | 0
STOG | 0 | 0 | 0 | 0 | 0 | 0
STWD | 0 | 0 | 0 | 0 | 0 | 0
WT | 0 | 0 | 0 | 0 | 0 | 0
IGCC | 0 | 0 | 0 | 0 | 0 | 0
DemandResponse | 0 | 0 | 0 | 0 | 0 | 0
IGCC-CCS | 0 | 0 | 0 | 0 | 0 | 0
WT_off | 0 | 0 | 0 | 0 | 0 | 0
PseudoUnit | 0 | 0 | 0 | 0 | 0 | 0
FixedInterchange | 0 | 0 | 0 | 0 | 0 | 0
Levelized Capital Costs by Reporting Type: MARITIMES
ReportingType | 2015 | 2020 | 2025 | 2030 | 2035 | 2040
BM | 0 | 0 | 0 | 0 | 0 | 0
CC | 0 | 0 | 0 | 0 | 0 | 0
CSP | 0 | 0 | 0 | 0 | 0 | 0
CT | 0 | 0 | 0 | 0 | 0 | 0
Coal | 0 | 0 | 0 | 0 | 0 | 0
Geo | 0 | 0 | 0 | 0 | 0 | 0
H | 0 | 0 | 0 | 0 | 0 | 0
LFG | 0 | 0 | 0 | 0 | 0 | 0
Nuc | 0 | 0 | 0 | 0 | 0 | 0
PS | 0 | 0 | 0 | 0 | 0 | 0
PV | 0 | 0 | 0 | 0 | 0 | 0
PeakG | 0 | 0 | 0 | 0 | 0 | 0
PeakO | 0 | 0 | 0 | 0 | 0 | 0
ST | 0 | 0 | 0 | 0 | 0 | 0
STOG | 0 | 0 | 0 | 0 | 0 | 0
STWD | 0 | 0 | 0 | 0 | 0 | 0
WT | 0 | 0 | 0 | 0 | 0 | 0
IGCC | 0 | 0 | 0 | 0 | 0 | 0
DemandResponse | 0 | 0 | 0 | 0 | 0 | 0
IGCC-CCS | 0 | 0 | 0 | 0 | 0 | 0
WT_off | 0 | 0 | 0 | 0 | 0 | 0
PseudoUnit | 0 | 0 | 0 | 0 | 0 | 0
FixedInterchange | 0 | 0 | 0 | 0 | 0 | 0
Levelized Capital Costs by Reporting Type: All
ReportingType | 2015 | 2020 | 2025 | 2030 | 2035 | 2040
BM | 541.24 | 600.8 | 740.77 | 740.77 | 740.77 | 655.7
CC | 3672.37 | 3923.55 | 3939.14 | 4025.04 | 4475.31 | 2091.44
CSP | 0 | 0 | 0 | 0 | 0 | 0
CT | 570.57 | 600.93 | 600.93 | 597.08 | 57.56 | 27.2
Coal | 3114.71 | 3114.71 | 3114.71 | 3114.71 | 4521.01 | 7654.11
Geo | 39.14 | 592.16 | 1730.17 | 1721.21 | 1696.33 | 1143.31
H | 0 | 0 | 0 | 0 | 0 | 0
LFG | 42.41 | 455.2 | 884.01 | 1018.49 | 985.74 | 572.95
Nuc | 684.91 | 3259.17 | 3259.17 | 3259.17 | 3259.17 | 3259.17
PS | 0 | 0 | 0 | 0 | 0 | 0
PV | 612.43 | 1309.92 | 1584.98 | 1612.37 | 999.94 | 302.45
PeakG | 0 | 0 | 0 | 0 | 0 | 0
PeakO | 0 | 0 | 0 | 0 | 0 | 0
ST | 306.6 | 545.24 | 607.11 | 547.33 | 306.1 | 67.46
STOG | 0 | 0 | 0 | 0 | 0 | 0
STWD | 0 | 0 | 0 | 0 | 0 | 0
WT | 6098.68 | 9064.57 | 9807.87 | 8912.14 | 4678.78 | 2743.52
IGCC | 215.26 | 215.26 | 215.26 | 215.26 | 215.26 | 215.26
DemandResponse | 0 | 0 | 0 | 0 | 0 | 0
IGCC-CCS | 0 | 0 | 0 | 0 | 0 | 0
WT_off | 283.77 | 283.77 | 824.12 | 824.12 | 540.35 | 540.35
PseudoUnit | 0 | 0 | 0 | 0 | 0 | 0
FixedInterchange | 0 | 0 | 0 | 0 | 0 | 0
Levelized Capital Costs by Reporting Type: EI_US
ReportingType | 2015 | 2020 | 2025 | 2030 | 2035 | 2040
BM | 324.96 | 384.51 | 524.49 | 524.49 | 524.49 | 439.42
CC | 3074.52 | 3305.98 | 3305.98 | 3369.73 | 3772.51 | 1853.8
CSP | 0 | 0 | 0 | 0 | 0 | 0
CT | 367.87 | 397.01 | 397.01 | 393.16 | 55.27 | 26.12
Coal | 2318.08 | 2318.08 | 2318.08 | 2318.08 | 3347.4 | 5631.99
Geo | 0 | 0 | 0 | 0 | 0 | 0
H | 0 | 0 | 0 | 0 | 0 | 0
LFG | 29.9 | 129.71 | 494.75 | 629.46 | 608.99 | 509.18
Nuc | 684.91 | 3259.17 | 3259.17 | 3259.17 | 3259.17 | 3259.17
PS | 0 | 0 | 0 | 0 | 0 | 0
PV | 28.13 | 725.62 | 1000.68 | 1028.07 | 999.94 | 302.45
PeakG | 0 | 0 | 0 | 0 | 0 | 0
PeakO | 0 | 0 | 0 | 0 | 0 | 0
ST | 0 | 0 | 0 | 0 | 0 | 0
STOG | 0 | 0 | 0 | 0 | 0 | 0
STWD | 0 | 0 | 0 | 0 | 0 | 0
WT | 4589.99 | 6787.49 | 7530.79 | 6635.06 | 3892.46 | 2724.25
IGCC | 215.26 | 215.26 | 215.26 | 215.26 | 215.26 | 215.26
DemandResponse | 0 | 0 | 0 | 0 | 0 | 0
IGCC-CCS | 0 | 0 | 0 | 0 | 0 | 0
WT_off | 283.77 | 283.77 | 824.12 | 824.12 | 540.35 | 540.35
PseudoUnit | 0 | 0 | 0 | 0 | 0 | 0
FixedInterchange | 0 | 0 | 0 | 0 | 0 | 0
Levelized Capital Costs by Reporting Type: EI_Canada
ReportingType | 2015 | 2020 | 2025 | 2030 | 2035 | 2040
BM | 144.8 | 144.8 | 144.8 | 144.8 | 144.8 | 144.8
CC | 175.41 | 175.41 | 175.41 | 175.41 | 175.41 | 0
CSP | 0 | 0 | 0 | 0 | 0 | 0
CT | 55.25 | 56.47 | 56.47 | 56.47 | 1.22 | 0
Coal | 0 | 0 | 0 | 0 | 0 | 0
Geo | 0 | 0 | 0 | 0 | 0 | 0
H | 0 | 0 | 0 | 0 | 0 | 0
LFG | 5.12 | 5.12 | 5.12 | 5.12 | 0 | 0
Nuc | 0 | 0 | 0 | 0 | 0 | 0
PS | 0 | 0 | 0 | 0 | 0 | 0
PV | 539.74 | 539.74 | 539.74 | 539.74 | 0 | 0
PeakG | 0 | 0 | 0 | 0 | 0 | 0
PeakO | 0 | 0 | 0 | 0 | 0 | 0
ST | 0 | 0 | 0 | 0 | 0 | 0
STOG | 0 | 0 | 0 | 0 | 0 | 0
STWD | 0 | 0 | 0 | 0 | 0 | 0
WT | 747.62 | 747.62 | 747.62 | 747.62 | 0 | 0
IGCC | 0 | 0 | 0 | 0 | 0 | 0
DemandResponse | 0 | 0 | 0 | 0 | 0 | 0
IGCC-CCS | 0 | 0 | 0 | 0 | 0 | 0
WT_off | 0 | 0 | 0 | 0 | 0 | 0
PseudoUnit | 0 | 0 | 0 | 0 | 0 | 0
FixedInterchange | 0 | 0 | 0 | 0 | 0 | 0
Levelized Capital Costs by Reporting Type: EI
ReportingType | 2015 | 2020 | 2025 | 2030 | 2035 | 2040
BM | 469.76 | 529.32 | 669.29 | 669.29 | 669.29 | 584.22
CC | 3249.93 | 3481.39 | 3481.39 | 3545.14 | 3947.93 | 1853.8
CSP | 0 | 0 | 0 | 0 | 0 | 0
CT | 423.11 | 453.48 | 453.48 | 449.63 | 56.49 | 26.12
Coal | 2318.08 | 2318.08 | 2318.08 | 2318.08 | 3347.4 | 5631.99
Geo | 0 | 0 | 0 | 0 | 0 | 0
H | 0 | 0 | 0 | 0 | 0 | 0
LFG | 35.02 | 134.83 | 499.87 | 634.58 | 608.99 | 509.18
Nuc | 684.91 | 3259.17 | 3259.17 | 3259.17 | 3259.17 | 3259.17
PS | 0 | 0 | 0 | 0 | 0 | 0
PV | 567.88 | 1265.37 | 1540.42 | 1567.82 | 999.94 | 302.45
PeakG | 0 | 0 | 0 | 0 | 0 | 0
PeakO | 0 | 0 | 0 | 0 | 0 | 0
ST | 0 | 0 | 0 | 0 | 0 | 0
STOG | 0 | 0 | 0 | 0 | 0 | 0
STWD | 0 | 0 | 0 | 0 | 0 | 0
WT | 5337.61 | 7535.12 | 8278.42 | 7382.69 | 3892.46 | 2724.25
IGCC | 215.26 | 215.26 | 215.26 | 215.26 | 215.26 | 215.26
DemandResponse | 0 | 0 | 0 | 0 | 0 | 0
IGCC-CCS | 0 | 0 | 0 | 0 | 0 | 0
WT_off | 283.77 | 283.77 | 824.12 | 824.12 | 540.35 | 540.35
PseudoUnit | 0 | 0 | 0 | 0 | 0 | 0
FixedInterchange | 0 | 0 | 0 | 0 | 0 | 0
Levelized Capital Costs by Reporting Type: Outside_EI
ReportingType | 2015 | 2020 | 2025 | 2030 | 2035 | 2040
BM | 71.48 | 71.48 | 71.48 | 71.48 | 71.48 | 71.48
CC | 422.45 | 442.16 | 457.75 | 479.9 | 527.38 | 237.64
CSP | 0 | 0 | 0 | 0 | 0 | 0
CT | 147.45 | 147.45 | 147.45 | 147.45 | 1.07 | 1.07
Coal | 796.63 | 796.63 | 796.63 | 796.63 | 1173.6 | 2022.12
Geo | 39.14 | 592.16 | 1730.17 | 1721.21 | 1696.33 | 1143.31
H | 0 | 0 | 0 | 0 | 0 | 0
LFG | 7.39 | 320.37 | 384.14 | 383.91 | 376.75 | 63.77
Nuc | 0 | 0 | 0 | 0 | 0 | 0
PS | 0 | 0 | 0 | 0 | 0 | 0
PV | 44.56 | 44.56 | 44.56 | 44.56 | 0 | 0
PeakG | 0 | 0 | 0 | 0 | 0 | 0
PeakO | 0 | 0 | 0 | 0 | 0 | 0
ST | 306.6 | 545.24 | 607.11 | 547.33 | 306.1 | 67.46
STOG | 0 | 0 | 0 | 0 | 0 | 0
STWD | 0 | 0 | 0 | 0 | 0 | 0
WT | 761.07 | 1529.45 | 1529.45 | 1529.45 | 786.32 | 19.27
IGCC | 0 | 0 | 0 | 0 | 0 | 0
DemandResponse | 0 | 0 | 0 | 0 | 0 | 0
IGCC-CCS | 0 | 0 | 0 | 0 | 0 | 0
WT_off | 0 | 0 | 0 | 0 | 0 | 0
PseudoUnit | 0 | 0 | 0 | 0 | 0 | 0
FixedInterchange | 0 | 0 | 0 | 0 | 0 | 0
#13 | Levelized Retrofit Capital Costs ($million)
Levelized Retrofit Capital Costs by Reporting Type: Entergy
ReportingType | 2015 | 2020 | 2025 | 2030 | 2035 | 2040
BM | 0 | 0 | 0 | 0 | 0 | 0
CC | 0 | 0 | 0 | 0 | 0 | 0
CSP | 0 | 0 | 0 | 0 | 0 | 0
CT | 0 | 0 | 0 | 0 | 0 | 0
Coal | 0 | 353.26 | 353.26 | 0 | 0 | 0
Geo | 0 | 0 | 0 | 0 | 0 | 0
H | 0 | 0 | 0 | 0 | 0 | 0
LFG | 0 | 0 | 0 | 0 | 0 | 0
Nuc | 0 | 0 | 0 | 0 | 0 | 0
PS | 0 | 0 | 0 | 0 | 0 | 0
PV | 0 | 0 | 0 | 0 | 0 | 0
PeakG | 0 | 0 | 0 | 0 | 0 | 0
PeakO | 0 | 0 | 0 | 0 | 0 | 0
ST | 0 | 0 | 0 | 0 | 0 | 0
STOG | 0 | 0 | 0 | 0 | 0 | 0
STWD | 0 | 0 | 0 | 0 | 0 | 0
WT | 0 | 0 | 0 | 0 | 0 | 0
IGCC | 0 | 0 | 0 | 0 | 0 | 0
DemandResponse | 0 | 0 | 0 | 0 | 0 | 0
IGCC-CCS | 0 | 0 | 0 | 0 | 0 | 0
WT_off | 0 | 0 | 0 | 0 | 0 | 0
PseudoUnit | 0 | 0 | 0 | 0 | 0 | 0
FixedInterchange | 0 | 0 | 0 | 0 | 0 | 0
Levelized Retrofit Capital Costs by Reporting Type: FRCC
ReportingType | 2015 | 2020 | 2025 | 2030 | 2035 | 2040
BM | 0 | 0 | 0 | 0 | 0 | 0
CC | 0 | 0 | 0 | 0 | 0 | 0
CSP | 0 | 0 | 0 | 0 | 0 | 0
CT | 0 | 0 | 0 | 0 | 0 | 0
Coal | 73.1 | 90.37 | 90.37 | 0 | 0 | 0
Geo | 0 | 0 | 0 | 0 | 0 | 0
H | 0 | 0 | 0 | 0 | 0 | 0
LFG | 0 | 0 | 0 | 0 | 0 | 0
Nuc | 0 | 0 | 0 | 0 | 0 | 0
PS | 0 | 0 | 0 | 0 | 0 | 0
PV | 0 | 0 | 0 | 0 | 0 | 0
PeakG | 0 | 0 | 0 | 0 | 0 | 0
PeakO | 0 | 0 | 0 | 0 | 0 | 0
ST | 0 | 0 | 0 | 0 | 0 | 0
STOG | 0 | 0 | 0 | 0 | 0 | 0
STWD | 0 | 0 | 0 | 0 | 0 | 0
WT | 0 | 0 | 0 | 0 | 0 | 0
IGCC | 0 | 0 | 0 | 0 | 0 | 0
DemandResponse | 0 | 0 | 0 | 0 | 0 | 0
IGCC-CCS | 0 | 0 | 0 | 0 | 0 | 0
WT_off | 0 | 0 | 0 | 0 | 0 | 0
PseudoUnit | 0 | 0 | 0 | 0 | 0 | 0
FixedInterchange | 0 | 0 | 0 | 0 | 0 | 0
Levelized Retrofit Capital Costs by Reporting Type: MAPP_US
ReportingType | 2015 | 2020 | 2025 | 2030 | 2035 | 2040
BM | 0 | 0 | 0 | 0 | 0 | 0
CC | 0 | 0 | 0 | 0 | 0 | 0
CSP | 0 | 0 | 0 | 0 | 0 | 0
CT | 0 | 0 | 0 | 0 | 0 | 0
Coal | 22.36 | 41.44 | 19.07 | 0 | 0 | 0
Geo | 0 | 0 | 0 | 0 | 0 | 0
H | 0 | 0 | 0 | 0 | 0 | 0
LFG | 0 | 0 | 0 | 0 | 0 | 0
Nuc | 0 | 0 | 0 | 0 | 0 | 0
PS | 0 | 0 | 0 | 0 | 0 | 0
PV | 0 | 0 | 0 | 0 | 0 | 0
PeakG | 0 | 0 | 0 | 0 | 0 | 0
PeakO | 0 | 0 | 0 | 0 | 0 | 0
ST | 0 | 0 | 0 | 0 | 0 | 0
STOG | 0 | 0 | 0 | 0 | 0 | 0
STWD | 0 | 0 | 0 | 0 | 0 | 0
WT | 0 | 0 | 0 | 0 | 0 | 0
IGCC | 0 | 0 | 0 | 0 | 0 | 0
DemandResponse | 0 | 0 | 0 | 0 | 0 | 0
IGCC-CCS | 0 | 0 | 0 | 0 | 0 | 0
WT_off | 0 | 0 | 0 | 0 | 0 | 0
PseudoUnit | 0 | 0 | 0 | 0 | 0 | 0
FixedInterchange | 0 | 0 | 0 | 0 | 0 | 0
Levelized Retrofit Capital Costs by Reporting Type: MISO_IN
ReportingType | 2015 | 2020 | 2025 | 2030 | 2035 | 2040
BM | 0 | 0 | 0 | 0 | 0 | 0
CC | 0 | 0 | 0 | 0 | 0 | 0
CSP | 0 | 0 | 0 | 0 | 0 | 0
CT | 0 | 0 | 0 | 0 | 0 | 0
Coal | 0 | 223.79 | 223.79 | 0 | 0 | 0
Geo | 0 | 0 | 0 | 0 | 0 | 0
H | 0 | 0 | 0 | 0 | 0 | 0
LFG | 0 | 0 | 0 | 0 | 0 | 0
Nuc | 0 | 0 | 0 | 0 | 0 | 0
PS | 0 | 0 | 0 | 0 | 0 | 0
PV | 0 | 0 | 0 | 0 | 0 | 0
PeakG | 0 | 0 | 0 | 0 | 0 | 0
PeakO | 0 | 0 | 0 | 0 | 0 | 0
ST | 0 | 0 | 0 | 0 | 0 | 0
STOG | 0 | 0 | 0 | 0 | 0 | 0
STWD | 0 | 0 | 0 | 0 | 0 | 0
WT | 0 | 0 | 0 | 0 | 0 | 0
IGCC | 0 | 0 | 0 | 0 | 0 | 0
DemandResponse | 0 | 0 | 0 | 0 | 0 | 0
IGCC-CCS | 0 | 0 | 0 | 0 | 0 | 0
WT_off | 0 | 0 | 0 | 0 | 0 | 0
PseudoUnit | 0 | 0 | 0 | 0 | 0 | 0
FixedInterchange | 0 | 0 | 0 | 0 | 0 | 0
Levelized Retrofit Capital Costs by Reporting Type: MISO_MI
ReportingType | 2015 | 2020 | 2025 | 2030 | 2035 | 2040
BM | 0 | 0 | 0 | 0 | 0 | 0
CC | 0 | 0 | 0 | 0 | 0 | 0
CSP | 0 | 0 | 0 | 0 | 0 | 0
CT | 0 | 0 | 0 | 0 | 0 | 0
Coal | 15.14 | 306.24 | 291.1 | 0 | 0 | 0
Geo | 0 | 0 | 0 | 0 | 0 | 0
H | 0 | 0 | 0 | 0 | 0 | 0
LFG | 0 | 0 | 0 | 0 | 0 | 0
Nuc | 0 | 0 | 0 | 0 | 0 | 0
PS | 0 | 0 | 0 | 0 | 0 | 0
PV | 0 | 0 | 0 | 0 | 0 | 0
PeakG | 0 | 0 | 0 | 0 | 0 | 0
PeakO | 0 | 0 | 0 | 0 | 0 | 0
ST | 0 | 0 | 0 | 0 | 0 | 0
STOG | 0 | 0 | 0 | 0 | 0 | 0
STWD | 0 | 0 | 0 | 0 | 0 | 0
WT | 0 | 0 | 0 | 0 | 0 | 0
IGCC | 0 | 0 | 0 | 0 | 0 | 0
DemandResponse | 0 | 0 | 0 | 0 | 0 | 0
IGCC-CCS | 0 | 0 | 0 | 0 | 0 | 0
WT_off | 0 | 0 | 0 | 0 | 0 | 0
PseudoUnit | 0 | 0 | 0 | 0 | 0 | 0
FixedInterchange | 0 | 0 | 0 | 0 | 0 | 0
Levelized Retrofit Capital Costs by Reporting Type: MISO_MO-IL
ReportingType | 2015 | 2020 | 2025 | 2030 | 2035 | 2040
BM | 0 | 0 | 0 | 0 | 0 | 0
CC | 0 | 0 | 0 | 0 | 0 | 0
CSP | 0 | 0 | 0 | 0 | 0 | 0
CT | 0 | 0 | 0 | 0 | 0 | 0
Coal | 9.29 | 331.12 | 331.12 | 0 | 0 | 0
Geo | 0 | 0 | 0 | 0 | 0 | 0
H | 0 | 0 | 0 | 0 | 0 | 0
LFG | 0 | 0 | 0 | 0 | 0 | 0
Nuc | 0 | 0 | 0 | 0 | 0 | 0
PS | 0 | 0 | 0 | 0 | 0 | 0
PV | 0 | 0 | 0 | 0 | 0 | 0
PeakG | 0 | 0 | 0 | 0 | 0 | 0
PeakO | 0 | 0 | 0 | 0 | 0 | 0
ST | 0 | 0 | 0 | 0 | 0 | 0
STOG | 0 | 0 | 0 | 0 | 0 | 0
STWD | 0 | 0 | 0 | 0 | 0 | 0
WT | 0 | 0 | 0 | 0 | 0 | 0
IGCC | 0 | 0 | 0 | 0 | 0 | 0
DemandResponse | 0 | 0 | 0 | 0 | 0 | 0
IGCC-CCS | 0 | 0 | 0 | 0 | 0 | 0
WT_off | 0 | 0 | 0 | 0 | 0 | 0
PseudoUnit | 0 | 0 | 0 | 0 | 0 | 0
FixedInterchange | 0 | 0 | 0 | 0 | 0 | 0
Levelized Retrofit Capital Costs by Reporting Type: MISO_W
ReportingType | 2015 | 2020 | 2025 | 2030 | 2035 | 2040
BM | 0 | 0 | 0 | 0 | 0 | 0
CC | 0 | 0 | 0 | 0 | 0 | 0
CSP | 0 | 0 | 0 | 0 | 0 | 0
CT | 0 | 0 | 0 | 0 | 0 | 0
Coal | 26.68 | 279.54 | 279.54 | 0 | 0 | 0
Geo | 0 | 0 | 0 | 0 | 0 | 0
H | 0 | 0 | 0 | 0 | 0 | 0
LFG | 0 | 0 | 0 | 0 | 0 | 0
Nuc | 0 | 0 | 0 | 0 | 0 | 0
PS | 0 | 0 | 0 | 0 | 0 | 0
PV | 0 | 0 | 0 | 0 | 0 | 0
PeakG | 0 | 0 | 0 | 0 | 0 | 0
PeakO | 0 | 0 | 0 | 0 | 0 | 0
ST | 0 | 0 | 0 | 0 | 0 | 0
STOG | 0 | 0 | 0 | 0 | 0 | 0
STWD | 0 | 0 | 0 | 0 | 0 | 0
WT | 0 | 0 | 0 | 0 | 0 | 0
IGCC | 0 | 0 | 0 | 0 | 0 | 0
DemandResponse | 0 | 0 | 0 | 0 | 0 | 0
IGCC-CCS | 0 | 0 | 0 | 0 | 0 | 0
WT_off | 0 | 0 | 0 | 0 | 0 | 0
PseudoUnit | 0 | 0 | 0 | 0 | 0 | 0
FixedInterchange | 0 | 0 | 0 | 0 | 0 | 0
Levelized Retrofit Capital Costs by Reporting Type: MISO_WUMS
ReportingType | 2015 | 2020 | 2025 | 2030 | 2035 | 2040
BM | 0 | 0 | 0 | 0 | 0 | 0
CC | 0 | 0 | 0 | 0 | 0 | 0
CSP | 0 | 0 | 0 | 0 | 0 | 0
CT | 0 | 0 | 0 | 0 | 0 | 0
Coal | 197.26 | 228.63 | 55.35 | 0 | 0 | 0
Geo | 0 | 0 | 0 | 0 | 0 | 0
H | 0 | 0 | 0 | 0 | 0 | 0
LFG | 0 | 0 | 0 | 0 | 0 | 0
Nuc | 0 | 0 | 0 | 0 | 0 | 0
PS | 0 | 0 | 0 | 0 | 0 | 0
PV | 0 | 0 | 0 | 0 | 0 | 0
PeakG | 0 | 0 | 0 | 0 | 0 | 0
PeakO | 0 | 0 | 0 | 0 | 0 | 0
ST | 0 | 0 | 0 | 0 | 0 | 0
STOG | 0 | 0 | 0 | 0 | 0 | 0
STWD | 0 | 0 | 0 | 0 | 0 | 0
WT | 0 | 0 | 0 | 0 | 0 | 0
IGCC | 0 | 0 | 0 | 0 | 0 | 0
DemandResponse | 0 | 0 | 0 | 0 | 0 | 0
IGCC-CCS | 0 | 0 | 0 | 0 | 0 | 0
WT_off | 0 | 0 | 0 | 0 | 0 | 0
PseudoUnit | 0 | 0 | 0 | 0 | 0 | 0
FixedInterchange | 0 | 0 | 0 | 0 | 0 | 0
Levelized Retrofit Capital Costs by Reporting Type: Nebraska
ReportingType | 2015 | 2020 | 2025 | 2030 | 2035 | 2040
BM | 0 | 0 | 0 | 0 | 0 | 0
CC | 0 | 0 | 0 | 0 | 0 | 0
CSP | 0 | 0 | 0 | 0 | 0 | 0
CT | 0 | 0 | 0 | 0 | 0 | 0
Coal | 0 | 187.72 | 187.72 | 0 | 0 | 0
Geo | 0 | 0 | 0 | 0 | 0 | 0
H | 0 | 0 | 0 | 0 | 0 | 0
LFG | 0 | 0 | 0 | 0 | 0 | 0
Nuc | 0 | 0 | 0 | 0 | 0 | 0
PS | 0 | 0 | 0 | 0 | 0 | 0
PV | 0 | 0 | 0 | 0 | 0 | 0
PeakG | 0 | 0 | 0 | 0 | 0 | 0
PeakO | 0 | 0 | 0 | 0 | 0 | 0
ST | 0 | 0 | 0 | 0 | 0 | 0
STOG | 0 | 0 | 0 | 0 | 0 | 0
STWD | 0 | 0 | 0 | 0 | 0 | 0
WT | 0 | 0 | 0 | 0 | 0 | 0
IGCC | 0 | 0 | 0 | 0 | 0 | 0
DemandResponse | 0 | 0 | 0 | 0 | 0 | 0
IGCC-CCS | 0 | 0 | 0 | 0 | 0 | 0
WT_off | 0 | 0 | 0 | 0 | 0 | 0
PseudoUnit | 0 | 0 | 0 | 0 | 0 | 0
FixedInterchange | 0 | 0 | 0 | 0 | 0 | 0
Levelized Retrofit Capital Costs by Reporting Type: NEISO
ReportingType | 2015 | 2020 | 2025 | 2030 | 2035 | 2040
BM | 0 | 0 | 0 | 0 | 0 | 0
CC | 0 | 0 | 0 | 0 | 0 | 0
CSP | 0 | 0 | 0 | 0 | 0 | 0
CT | 0 | 0 | 0 | 0 | 0 | 0
Coal | 29.15 | 29.15 | 0 | 0 | 0 | 0
Geo | 0 | 0 | 0 | 0 | 0 | 0
H | 0 | 0 | 0 | 0 | 0 | 0
LFG | 0 | 0 | 0 | 0 | 0 | 0
Nuc | 0 | 0 | 0 | 0 | 0 | 0
PS | 0 | 0 | 0 | 0 | 0 | 0
PV | 0 | 0 | 0 | 0 | 0 | 0
PeakG | 0 | 0 | 0 | 0 | 0 | 0
PeakO | 0 | 0 | 0 | 0 | 0 | 0
ST | 0 | 0 | 0 | 0 | 0 | 0
STOG | 0 | 0 | 0 | 0 | 0 | 0
STWD | 0 | 0 | 0 | 0 | 0 | 0
WT | 0 | 0 | 0 | 0 | 0 | 0
IGCC | 0 | 0 | 0 | 0 | 0 | 0
DemandResponse | 0 | 0 | 0 | 0 | 0 | 0
IGCC-CCS | 0 | 0 | 0 | 0 | 0 | 0
WT_off | 0 | 0 | 0 | 0 | 0 | 0
PseudoUnit | 0 | 0 | 0 | 0 | 0 | 0
FixedInterchange | 0 | 0 | 0 | 0 | 0 | 0
Levelized Retrofit Capital Costs by Reporting Type: NonRTO_Midwest
ReportingType | 2015 | 2020 | 2025 | 2030 | 2035 | 2040
BM | 0 | 0 | 0 | 0 | 0 | 0
CC | 0 | 0 | 0 | 0 | 0 | 0
CSP | 0 | 0 | 0 | 0 | 0 | 0
CT | 0 | 0 | 0 | 0 | 0 | 0
Coal | 165.72 | 257.36 | 119.34 | 0 | 0 | 0
Geo | 0 | 0 | 0 | 0 | 0 | 0
H | 0 | 0 | 0 | 0 | 0 | 0
LFG | 0 | 0 | 0 | 0 | 0 | 0
Nuc | 0 | 0 | 0 | 0 | 0 | 0
PS | 0 | 0 | 0 | 0 | 0 | 0
PV | 0 | 0 | 0 | 0 | 0 | 0
PeakG | 0 | 0 | 0 | 0 | 0 | 0
PeakO | 0 | 0 | 0 | 0 | 0 | 0
ST | 0 | 0 | 0 | 0 | 0 | 0
STOG | 0 | 0 | 0 | 0 | 0 | 0
STWD | 0 | 0 | 0 | 0 | 0 | 0
WT | 0 | 0 | 0 | 0 | 0 | 0
IGCC | 0 | 0 | 0 | 0 | 0 | 0
DemandResponse | 0 | 0 | 0 | 0 | 0 | 0
IGCC-CCS | 0 | 0 | 0 | 0 | 0 | 0
WT_off | 0 | 0 | 0 | 0 | 0 | 0
PseudoUnit | 0 | 0 | 0 | 0 | 0 | 0
FixedInterchange | 0 | 0 | 0 | 0 | 0 | 0
Levelized Retrofit Capital Costs by Reporting Type: NYISO_A-F
ReportingType | 2015 | 2020 | 2025 | 2030 | 2035 | 2040
BM | 0 | 0 | 0 | 0 | 0 | 0
CC | 0 | 0 | 0 | 0 | 0 | 0
CSP | 0 | 0 | 0 | 0 | 0 | 0
CT | 0 | 0 | 0 | 0 | 0 | 0
Coal | 0 | 0 | 0 | 0 | 0 | 0
Geo | 0 | 0 | 0 | 0 | 0 | 0
H | 0 | 0 | 0 | 0 | 0 | 0
LFG | 0 | 0 | 0 | 0 | 0 | 0
Nuc | 0 | 0 | 0 | 0 | 0 | 0
PS | 0 | 0 | 0 | 0 | 0 | 0
PV | 0 | 0 | 0 | 0 | 0 | 0
PeakG | 0 | 0 | 0 | 0 | 0 | 0
PeakO | 0 | 0 | 0 | 0 | 0 | 0
ST | 0 | 0 | 0 | 0 | 0 | 0
STOG | 0 | 0 | 0 | 0 | 0 | 0
STWD | 0 | 0 | 0 | 0 | 0 | 0
WT | 0 | 0 | 0 | 0 | 0 | 0
IGCC | 0 | 0 | 0 | 0 | 0 | 0
DemandResponse | 0 | 0 | 0 | 0 | 0 | 0
IGCC-CCS | 0 | 0 | 0 | 0 | 0 | 0
WT_off | 0 | 0 | 0 | 0 | 0 | 0
PseudoUnit | 0 | 0 | 0 | 0 | 0 | 0
FixedInterchange | 0 | 0 | 0 | 0 | 0 | 0
Levelized Retrofit Capital Costs by Reporting Type: NYISO_G-I
ReportingType | 2015 | 2020 | 2025 | 2030 | 2035 | 2040
BM | 0 | 0 | 0 | 0 | 0 | 0
CC | 0 | 0 | 0 | 0 | 0 | 0
CSP | 0 | 0 | 0 | 0 | 0 | 0
CT | 0 | 0 | 0 | 0 | 0 | 0
Coal | 0 | 0 | 0 | 0 | 0 | 0
Geo | 0 | 0 | 0 | 0 | 0 | 0
H | 0 | 0 | 0 | 0 | 0 | 0
LFG | 0 | 0 | 0 | 0 | 0 | 0
Nuc | 0 | 0 | 0 | 0 | 0 | 0
PS | 0 | 0 | 0 | 0 | 0 | 0
PV | 0 | 0 | 0 | 0 | 0 | 0
PeakG | 0 | 0 | 0 | 0 | 0 | 0
PeakO | 0 | 0 | 0 | 0 | 0 | 0
ST | 0 | 0 | 0 | 0 | 0 | 0
STOG | 0 | 0 | 0 | 0 | 0 | 0
STWD | 0 | 0 | 0 | 0 | 0 | 0
WT | 0 | 0 | 0 | 0 | 0 | 0
IGCC | 0 | 0 | 0 | 0 | 0 | 0
DemandResponse | 0 | 0 | 0 | 0 | 0 | 0
IGCC-CCS | 0 | 0 | 0 | 0 | 0 | 0
WT_off | 0 | 0 | 0 | 0 | 0 | 0
PseudoUnit | 0 | 0 | 0 | 0 | 0 | 0
FixedInterchange | 0 | 0 | 0 | 0 | 0 | 0
Levelized Retrofit Capital Costs by Reporting Type: NYISO_J-K
ReportingType | 2015 | 2020 | 2025 | 2030 | 2035 | 2040
BM | 0 | 0 | 0 | 0 | 0 | 0
CC | 0 | 0 | 0 | 0 | 0 | 0
CSP | 0 | 0 | 0 | 0 | 0 | 0
CT | 0 | 0 | 0 | 0 | 0 | 0
Coal | 0 | 0 | 0 | 0 | 0 | 0
Geo | 0 | 0 | 0 | 0 | 0 | 0
H | 0 | 0 | 0 | 0 | 0 | 0
LFG | 0 | 0 | 0 | 0 | 0 | 0
Nuc | 0 | 0 | 0 | 0 | 0 | 0
PS | 0 | 0 | 0 | 0 | 0 | 0
PV | 0 | 0 | 0 | 0 | 0 | 0
PeakG | 0 | 0 | 0 | 0 | 0 | 0
PeakO | 0 | 0 | 0 | 0 | 0 | 0
ST | 0 | 0 | 0 | 0 | 0 | 0
STOG | 0 | 0 | 0 | 0 | 0 | 0
STWD | 0 | 0 | 0 | 0 | 0 | 0
WT | 0 | 0 | 0 | 0 | 0 | 0
IGCC | 0 | 0 | 0 | 0 | 0 | 0
DemandResponse | 0 | 0 | 0 | 0 | 0 | 0
IGCC-CCS | 0 | 0 | 0 | 0 | 0 | 0
WT_off | 0 | 0 | 0 | 0 | 0 | 0
PseudoUnit | 0 | 0 | 0 | 0 | 0 | 0
FixedInterchange | 0 | 0 | 0 | 0 | 0 | 0
Levelized Retrofit Capital Costs by Reporting Type: PJM_E
ReportingType | 2015 | 2020 | 2025 | 2030 | 2035 | 2040
BM | 0 | 0 | 0 | 0 | 0 | 0
CC | 0 | 0 | 0 | 0 | 0 | 0
CSP | 0 | 0 | 0 | 0 | 0 | 0
CT | 0 | 0 | 0 | 0 | 0 | 0
Coal | 22.45 | 22.45 | 0 | 0 | 0 | 0
Geo | 0 | 0 | 0 | 0 | 0 | 0
H | 0 | 0 | 0 | 0 | 0 | 0
LFG | 0 | 0 | 0 | 0 | 0 | 0
Nuc | 0 | 0 | 0 | 0 | 0 | 0
PS | 0 | 0 | 0 | 0 | 0 | 0
PV | 0 | 0 | 0 | 0 | 0 | 0
PeakG | 0 | 0 | 0 | 0 | 0 | 0
PeakO | 0 | 0 | 0 | 0 | 0 | 0
ST | 0 | 0 | 0 | 0 | 0 | 0
STOG | 0 | 0 | 0 | 0 | 0 | 0
STWD | 0 | 0 | 0 | 0 | 0 | 0
WT | 0 | 0 | 0 | 0 | 0 | 0
IGCC | 0 | 0 | 0 | 0 | 0 | 0
DemandResponse | 0 | 0 | 0 | 0 | 0 | 0
IGCC-CCS | 0 | 0 | 0 | 0 | 0 | 0
WT_off | 0 | 0 | 0 | 0 | 0 | 0
PseudoUnit | 0 | 0 | 0 | 0 | 0 | 0
FixedInterchange | 0 | 0 | 0 | 0 | 0 | 0
Levelized Retrofit Capital Costs by Reporting Type: PJM_ROM
ReportingType | 2015 | 2020 | 2025 | 2030 | 2035 | 2040
BM | 0 | 0 | 0 | 0 | 0 | 0
CC | 0 | 0 | 0 | 0 | 0 | 0
CSP | 0 | 0 | 0 | 0 | 0 | 0
CT | 0 | 0 | 0 | 0 | 0 | 0
Coal | 14.63 | 143.78 | 143.78 | 0 | 0 | 0
Geo | 0 | 0 | 0 | 0 | 0 | 0
H | 0 | 0 | 0 | 0 | 0 | 0
LFG | 0 | 0 | 0 | 0 | 0 | 0
Nuc | 0 | 0 | 0 | 0 | 0 | 0
PS | 0 | 0 | 0 | 0 | 0 | 0
PV | 0 | 0 | 0 | 0 | 0 | 0
PeakG | 0 | 0 | 0 | 0 | 0 | 0
PeakO | 0 | 0 | 0 | 0 | 0 | 0
ST | 0 | 0 | 0 | 0 | 0 | 0
STOG | 0 | 0 | 0 | 0 | 0 | 0
STWD | 0 | 0 | 0 | 0 | 0 | 0
WT | 0 | 0 | 0 | 0 | 0 | 0
IGCC | 0 | 0 | 0 | 0 | 0 | 0
DemandResponse | 0 | 0 | 0 | 0 | 0 | 0
IGCC-CCS | 0 | 0 | 0 | 0 | 0 | 0
WT_off | 0 | 0 | 0 | 0 | 0 | 0
PseudoUnit | 0 | 0 | 0 | 0 | 0 | 0
FixedInterchange | 0 | 0 | 0 | 0 | 0 | 0
Levelized Retrofit Capital Costs by Reporting Type: PJM_ROR
ReportingType | 2015 | 2020 | 2025 | 2030 | 2035 | 2040
BM | 0 | 0 | 0 | 0 | 0 | 0
CC | 0 | 0 | 0 | 0 | 0 | 0
CSP | 0 | 0 | 0 | 0 | 0 | 0
CT | 0 | 0 | 0 | 0 | 0 | 0
Coal | 47 | 706.5 | 706.5 | 0 | 0 | 0
Geo | 0 | 0 | 0 | 0 | 0 | 0
H | 0 | 0 | 0 | 0 | 0 | 0
LFG | 0 | 0 | 0 | 0 | 0 | 0
Nuc | 0 | 0 | 0 | 0 | 0 | 0
PS | 0 | 0 | 0 | 0 | 0 | 0
PV | 0 | 0 | 0 | 0 | 0 | 0
PeakG | 0 | 0 | 0 | 0 | 0 | 0
PeakO | 0 | 0 | 0 | 0 | 0 | 0
ST | 0 | 0 | 0 | 0 | 0 | 0
STOG | 0 | 0 | 0 | 0 | 0 | 0
STWD | 0 | 0 | 0 | 0 | 0 | 0
WT | 0 | 0 | 0 | 0 | 0 | 0
IGCC | 0 | 0 | 0 | 0 | 0 | 0
DemandResponse | 0 | 0 | 0 | 0 | 0 | 0
IGCC-CCS | 0 | 0 | 0 | 0 | 0 | 0
WT_off | 0 | 0 | 0 | 0 | 0 | 0
PseudoUnit | 0 | 0 | 0 | 0 | 0 | 0
FixedInterchange | 0 | 0 | 0 | 0 | 0 | 0
Levelized Retrofit Capital Costs by Reporting Type: SOCO
ReportingType | 2015 | 2020 | 2025 | 2030 | 2035 | 2040
BM | 0 | 0 | 0 | 0 | 0 | 0
CC | 0 | 0 | 0 | 0 | 0 | 0
CSP | 0 | 0 | 0 | 0 | 0 | 0
CT | 0 | 0 | 0 | 0 | 0 | 0
Coal | 400.35 | 550.71 | 150.36 | 0 | 0 | 0
Geo | 0 | 0 | 0 | 0 | 0 | 0
H | 0 | 0 | 0 | 0 | 0 | 0
LFG | 0 | 0 | 0 | 0 | 0 | 0
Nuc | 0 | 0 | 0 | 0 | 0 | 0
PS | 0 | 0 | 0 | 0 | 0 | 0
PV | 0 | 0 | 0 | 0 | 0 | 0
PeakG | 0 | 0 | 0 | 0 | 0 | 0
PeakO | 0 | 0 | 0 | 0 | 0 | 0
ST | 0 | 0 | 0 | 0 | 0 | 0
STOG | 0 | 0 | 0 | 0 | 0 | 0
STWD | 0 | 0 | 0 | 0 | 0 | 0
WT | 0 | 0 | 0 | 0 | 0 | 0
IGCC | 0 | 0 | 0 | 0 | 0 | 0
DemandResponse | 0 | 0 | 0 | 0 | 0 | 0
IGCC-CCS | 0 | 0 | 0 | 0 | 0 | 0
WT_off | 0 | 0 | 0 | 0 | 0 | 0
PseudoUnit | 0 | 0 | 0 | 0 | 0 | 0
FixedInterchange | 0 | 0 | 0 | 0 | 0 | 0
Levelized Retrofit Capital Costs by Reporting Type: SPP_N
ReportingType | 2015 | 2020 | 2025 | 2030 | 2035 | 2040
BM | 0 | 0 | 0 | 0 | 0 | 0
CC | 0 | 0 | 0 | 0 | 0 | 0
CSP | 0 | 0 | 0 | 0 | 0 | 0
CT | 0 | 0 | 0 | 0 | 0 | 0
Coal | 0 | 164.61 | 164.61 | 0 | 0 | 0
Geo | 0 | 0 | 0 | 0 | 0 | 0
H | 0 | 0 | 0 | 0 | 0 | 0
LFG | 0 | 0 | 0 | 0 | 0 | 0
Nuc | 0 | 0 | 0 | 0 | 0 | 0
PS | 0 | 0 | 0 | 0 | 0 | 0
PV | 0 | 0 | 0 | 0 | 0 | 0
PeakG | 0 | 0 | 0 | 0 | 0 | 0
PeakO | 0 | 0 | 0 | 0 | 0 | 0
ST | 0 | 0 | 0 | 0 | 0 | 0
STOG | 0 | 0 | 0 | 0 | 0 | 0
STWD | 0 | 0 | 0 | 0 | 0 | 0
WT | 0 | 0 | 0 | 0 | 0 | 0
IGCC | 0 | 0 | 0 | 0 | 0 | 0
DemandResponse | 0 | 0 | 0 | 0 | 0 | 0
IGCC-CCS | 0 | 0 | 0 | 0 | 0 | 0
WT_off | 0 | 0 | 0 | 0 | 0 | 0
PseudoUnit | 0 | 0 | 0 | 0 | 0 | 0
FixedInterchange | 0 | 0 | 0 | 0 | 0 | 0
Levelized Retrofit Capital Costs by Reporting Type: SPP_S
ReportingType | 2015 | 2020 | 2025 | 2030 | 2035 | 2040
BM | 0 | 0 | 0 | 0 | 0 | 0
CC | 0 | 0 | 0 | 0 | 0 | 0
CSP | 0 | 0 | 0 | 0 | 0 | 0
CT | 0 | 0 | 0 | 0 | 0 | 0
Coal | 0 | 206.31 | 206.31 | 0 | 0 | 0
Geo | 0 | 0 | 0 | 0 | 0 | 0
H | 0 | 0 | 0 | 0 | 0 | 0
LFG | 0 | 0 | 0 | 0 | 0 | 0
Nuc | 0 | 0 | 0 | 0 | 0 | 0
PS | 0 | 0 | 0 | 0 | 0 | 0
PV | 0 | 0 | 0 | 0 | 0 | 0
PeakG | 0 | 0 | 0 | 0 | 0 | 0
PeakO | 0 | 0 | 0 | 0 | 0 | 0
ST | 0 | 0 | 0 | 0 | 0 | 0
STOG | 0 | 0 | 0 | 0 | 0 | 0
STWD | 0 | 0 | 0 | 0 | 0 | 0
WT | 0 | 0 | 0 | 0 | 0 | 0
IGCC | 0 | 0 | 0 | 0 | 0 | 0
DemandResponse | 0 | 0 | 0 | 0 | 0 | 0
IGCC-CCS | 0 | 0 | 0 | 0 | 0 | 0
WT_off | 0 | 0 | 0 | 0 | 0 | 0
PseudoUnit | 0 | 0 | 0 | 0 | 0 | 0
FixedInterchange | 0 | 0 | 0 | 0 | 0 | 0
Levelized Retrofit Capital Costs by Reporting Type: TVA
ReportingType | 2015 | 2020 | 2025 | 2030 | 2035 | 2040
BM | 0 | 0 | 0 | 0 | 0 | 0
CC | 0 | 0 | 0 | 0 | 0 | 0
CSP | 0 | 0 | 0 | 0 | 0 | 0
CT | 0 | 0 | 0 | 0 | 0 | 0
Coal | 0 | 245.88 | 245.88 | 0 | 0 | 0
Geo | 0 | 0 | 0 | 0 | 0 | 0
H | 0 | 0 | 0 | 0 | 0 | 0
LFG | 0 | 0 | 0 | 0 | 0 | 0
Nuc | 0 | 0 | 0 | 0 | 0 | 0
PS | 0 | 0 | 0 | 0 | 0 | 0
PV | 0 | 0 | 0 | 0 | 0 | 0
PeakG | 0 | 0 | 0 | 0 | 0 | 0
PeakO | 0 | 0 | 0 | 0 | 0 | 0
ST | 0 | 0 | 0 | 0 | 0 | 0
STOG | 0 | 0 | 0 | 0 | 0 | 0
STWD | 0 | 0 | 0 | 0 | 0 | 0
WT | 0 | 0 | 0 | 0 | 0 | 0
IGCC | 0 | 0 | 0 | 0 | 0 | 0
DemandResponse | 0 | 0 | 0 | 0 | 0 | 0
IGCC-CCS | 0 | 0 | 0 | 0 | 0 | 0
WT_off | 0 | 0 | 0 | 0 | 0 | 0
PseudoUnit | 0 | 0 | 0 | 0 | 0 | 0
FixedInterchange | 0 | 0 | 0 | 0 | 0 | 0
Levelized Retrofit Capital Costs by Reporting Type: TVA_Transmission
ReportingType | 2015 | 2020 | 2025 | 2030 | 2035 | 2040
BM | 0 | 0 | 0 | 0 | 0 | 0
CC | 0 | 0 | 0 | 0 | 0 | 0
CSP | 0 | 0 | 0 | 0 | 0 | 0
CT | 0 | 0 | 0 | 0 | 0 | 0
Coal | 0 | 0 | 0 | 0 | 0 | 0
Geo | 0 | 0 | 0 | 0 | 0 | 0
H | 0 | 0 | 0 | 0 | 0 | 0
LFG | 0 | 0 | 0 | 0 | 0 | 0
Nuc | 0 | 0 | 0 | 0 | 0 | 0
PS | 0 | 0 | 0 | 0 | 0 | 0
PV | 0 | 0 | 0 | 0 | 0 | 0
PeakG | 0 | 0 | 0 | 0 | 0 | 0
PeakO | 0 | 0 | 0 | 0 | 0 | 0
ST | 0 | 0 | 0 | 0 | 0 | 0
STOG | 0 | 0 | 0 | 0 | 0 | 0
STWD | 0 | 0 | 0 | 0 | 0 | 0
WT | 0 | 0 | 0 | 0 | 0 | 0
IGCC | 0 | 0 | 0 | 0 | 0 | 0
DemandResponse | 0 | 0 | 0 | 0 | 0 | 0
IGCC-CCS | 0 | 0 | 0 | 0 | 0 | 0
WT_off | 0 | 0 | 0 | 0 | 0 | 0
PseudoUnit | 0 | 0 | 0 | 0 | 0 | 0
FixedInterchange | 0 | 0 | 0 | 0 | 0 | 0
Levelized Retrofit Capital Costs by Reporting Type: VACAR
ReportingType | 2015 | 2020 | 2025 | 2030 | 2035 | 2040
BM | 0 | 0 | 0 | 0 | 0 | 0
CC | 0 | 0 | 0 | 0 | 0 | 0
CSP | 0 | 0 | 0 | 0 | 0 | 0
CT | 0 | 0 | 0 | 0 | 0 | 0
Coal | 0 | 148.27 | 148.27 | 0 | 0 | 0
Geo | 0 | 0 | 0 | 0 | 0 | 0
H | 0 | 0 | 0 | 0 | 0 | 0
LFG | 0 | 0 | 0 | 0 | 0 | 0
Nuc | 0 | 0 | 0 | 0 | 0 | 0
PS | 0 | 0 | 0 | 0 | 0 | 0
PV | 0 | 0 | 0 | 0 | 0 | 0
PeakG | 0 | 0 | 0 | 0 | 0 | 0
PeakO | 0 | 0 | 0 | 0 | 0 | 0
ST | 0 | 0 | 0 | 0 | 0 | 0
STOG | 0 | 0 | 0 | 0 | 0 | 0
STWD | 0 | 0 | 0 | 0 | 0 | 0
WT | 0 | 0 | 0 | 0 | 0 | 0
IGCC | 0 | 0 | 0 | 0 | 0 | 0
DemandResponse | 0 | 0 | 0 | 0 | 0 | 0
IGCC-CCS | 0 | 0 | 0 | 0 | 0 | 0
WT_off | 0 | 0 | 0 | 0 | 0 | 0
PseudoUnit | 0 | 0 | 0 | 0 | 0 | 0
FixedInterchange | 0 | 0 | 0 | 0 | 0 | 0
Levelized Retrofit Capital Costs by Reporting Type: IESO
ReportingType | 2015 | 2020 | 2025 | 2030 | 2035 | 2040
BM | 0 | 0 | 0 | 0 | 0 | 0
CC | 0 | 0 | 0 | 0 | 0 | 0
CSP | 0 | 0 | 0 | 0 | 0 | 0
CT | 0 | 0 | 0 | 0 | 0 | 0
Coal | 0 | 0 | 0 | 0 | 0 | 0
Geo | 0 | 0 | 0 | 0 | 0 | 0
H | 0 | 0 | 0 | 0 | 0 | 0
LFG | 0 | 0 | 0 | 0 | 0 | 0
Nuc | 0 | 0 | 0 | 0 | 0 | 0
PS | 0 | 0 | 0 | 0 | 0 | 0
PV | 0 | 0 | 0 | 0 | 0 | 0
PeakG | 0 | 0 | 0 | 0 | 0 | 0
PeakO | 0 | 0 | 0 | 0 | 0 | 0
ST | 0 | 0 | 0 | 0 | 0 | 0
STOG | 0 | 0 | 0 | 0 | 0 | 0
STWD | 0 | 0 | 0 | 0 | 0 | 0
WT | 0 | 0 | 0 | 0 | 0 | 0
IGCC | 0 | 0 | 0 | 0 | 0 | 0
DemandResponse | 0 | 0 | 0 | 0 | 0 | 0
IGCC-CCS | 0 | 0 | 0 | 0 | 0 | 0
WT_off | 0 | 0 | 0 | 0 | 0 | 0
PseudoUnit | 0 | 0 | 0 | 0 | 0 | 0
FixedInterchange | 0 | 0 | 0 | 0 | 0 | 0
Levelized Retrofit Capital Costs by Reporting Type: MAPP_CA
ReportingType | 2015 | 2020 | 2025 | 2030 | 2035 | 2040
BM | 0 | 0 | 0 | 0 | 0 | 0
CC | 0 | 0 | 0 | 0 | 0 | 0
CSP | 0 | 0 | 0 | 0 | 0 | 0
CT | 0 | 0 | 0 | 0 | 0 | 0
Coal | 0 | 0 | 0 | 0 | 0 | 0
Geo | 0 | 0 | 0 | 0 | 0 | 0
H | 0 | 0 | 0 | 0 | 0 | 0
LFG | 0 | 0 | 0 | 0 | 0 | 0
Nuc | 0 | 0 | 0 | 0 | 0 | 0
PS | 0 | 0 | 0 | 0 | 0 | 0
PV | 0 | 0 | 0 | 0 | 0 | 0
PeakG | 0 | 0 | 0 | 0 | 0 | 0
PeakO | 0 | 0 | 0 | 0 | 0 | 0
ST | 0 | 0 | 0 | 0 | 0 | 0
STOG | 0 | 0 | 0 | 0 | 0 | 0
STWD | 0 | 0 | 0 | 0 | 0 | 0
WT | 0 | 0 | 0 | 0 | 0 | 0
IGCC | 0 | 0 | 0 | 0 | 0 | 0
DemandResponse | 0 | 0 | 0 | 0 | 0 | 0
IGCC-CCS | 0 | 0 | 0 | 0 | 0 | 0
WT_off | 0 | 0 | 0 | 0 | 0 | 0
PseudoUnit | 0 | 0 | 0 | 0 | 0 | 0
FixedInterchange | 0 | 0 | 0 | 0 | 0 | 0
Levelized Retrofit Capital Costs by Reporting Type: AZ_NM_SNV_Coal
ReportingType | 2015 | 2020 | 2025 | 2030 | 2035 | 2040
BM | 0 | 0 | 0 | 0 | 0 | 0
CC | 0 | 0 | 0 | 0 | 0 | 0
CSP | 0 | 0 | 0 | 0 | 0 | 0
CT | 0 | 0 | 0 | 0 | 0 | 0
Coal | 49.67 | 122 | 89.07 | 0 | 0 | 0
Geo | 0 | 0 | 0 | 0 | 0 | 0
H | 0 | 0 | 0 | 0 | 0 | 0
LFG | 0 | 0 | 0 | 0 | 0 | 0
Nuc | 0 | 0 | 0 | 0 | 0 | 0
PS | 0 | 0 | 0 | 0 | 0 | 0
PV | 0 | 0 | 0 | 0 | 0 | 0
PeakG | 0 | 0 | 0 | 0 | 0 | 0
PeakO | 0 | 0 | 0 | 0 | 0 | 0
ST | 0 | 0 | 0 | 0 | 0 | 0
STOG | 0 | 0 | 0 | 0 | 0 | 0
STWD | 0 | 0 | 0 | 0 | 0 | 0
WT | 0 | 0 | 0 | 0 | 0 | 0
IGCC | 0 | 0 | 0 | 0 | 0 | 0
DemandResponse | 0 | 0 | 0 | 0 | 0 | 0
IGCC-CCS | 0 | 0 | 0 | 0 | 0 | 0
WT_off | 0 | 0 | 0 | 0 | 0 | 0
PseudoUnit | 0 | 0 | 0 | 0 | 0 | 0
FixedInterchange | 0 | 0 | 0 | 0 | 0 | 0
Levelized Retrofit Capital Costs by Reporting Type: AZ_NM_SNV_Gas
ReportingType | 2015 | 2020 | 2025 | 2030 | 2035 | 2040
BM | 0 | 0 | 0 | 0 | 0 | 0
CC | 0 | 0 | 0 | 0 | 0 | 0
CSP | 0 | 0 | 0 | 0 | 0 | 0
CT | 0 | 0 | 0 | 0 | 0 | 0
Coal | 0 | 0 | 0 | 0 | 0 | 0
Geo | 0 | 0 | 0 | 0 | 0 | 0
H | 0 | 0 | 0 | 0 | 0 | 0
LFG | 0 | 0 | 0 | 0 | 0 | 0
Nuc | 0 | 0 | 0 | 0 | 0 | 0
PS | 0 | 0 | 0 | 0 | 0 | 0
PV | 0 | 0 | 0 | 0 | 0 | 0
PeakG | 0 | 0 | 0 | 0 | 0 | 0
PeakO | 0 | 0 | 0 | 0 | 0 | 0
ST | 0 | 0 | 0 | 0 | 0 | 0
STOG | 0 | 0 | 0 | 0 | 0 | 0
STWD | 0 | 0 | 0 | 0 | 0 | 0
WT | 0 | 0 | 0 | 0 | 0 | 0
IGCC | 0 | 0 | 0 | 0 | 0 | 0
DemandResponse | 0 | 0 | 0 | 0 | 0 | 0
IGCC-CCS | 0 | 0 | 0 | 0 | 0 | 0
WT_off | 0 | 0 | 0 | 0 | 0 | 0
PseudoUnit | 0 | 0 | 0 | 0 | 0 | 0
FixedInterchange | 0 | 0 | 0 | 0 | 0 | 0
Levelized Retrofit Capital Costs by Reporting Type: AZ_NM_SNV_NucRenew
ReportingType | 2015 | 2020 | 2025 | 2030 | 2035 | 2040
BM | 0 | 0 | 0 | 0 | 0 | 0
CC | 0 | 0 | 0 | 0 | 0 | 0
CSP | 0 | 0 | 0 | 0 | 0 | 0
CT | 0 | 0 | 0 | 0 | 0 | 0
Coal | 0 | 0 | 0 | 0 | 0 | 0
Geo | 0 | 0 | 0 | 0 | 0 | 0
H | 0 | 0 | 0 | 0 | 0 | 0
LFG | 0 | 0 | 0 | 0 | 0 | 0
Nuc | 0 | 0 | 0 | 0 | 0 | 0
PS | 0 | 0 | 0 | 0 | 0 | 0
PV | 0 | 0 | 0 | 0 | 0 | 0
PeakG | 0 | 0 | 0 | 0 | 0 | 0
PeakO | 0 | 0 | 0 | 0 | 0 | 0
ST | 0 | 0 | 0 | 0 | 0 | 0
STOG | 0 | 0 | 0 | 0 | 0 | 0
STWD | 0 | 0 | 0 | 0 | 0 | 0
WT | 0 | 0 | 0 | 0 | 0 | 0
IGCC | 0 | 0 | 0 | 0 | 0 | 0
DemandResponse | 0 | 0 | 0 | 0 | 0 | 0
IGCC-CCS | 0 | 0 | 0 | 0 | 0 | 0
WT_off | 0 | 0 | 0 | 0 | 0 | 0
PseudoUnit | 0 | 0 | 0 | 0 | 0 | 0
FixedInterchange | 0 | 0 | 0 | 0 | 0 | 0
Levelized Retrofit Capital Costs by Reporting Type: ERCOT
ReportingType | 2015 | 2020 | 2025 | 2030 | 2035 | 2040
BM | 0 | 0 | 0 | 0 | 0 | 0
CC | 0 | 0 | 0 | 0 | 0 | 0
CSP | 0 | 0 | 0 | 0 | 0 | 0
CT | 0 | 0 | 0 | 0 | 0 | 0
Coal | 82.51 | 271.76 | 271.76 | 0 | 0 | 0
Geo | 0 | 0 | 0 | 0 | 0 | 0
H | 0 | 0 | 0 | 0 | 0 | 0
LFG | 0 | 0 | 0 | 0 | 0 | 0
Nuc | 0 | 0 | 0 | 0 | 0 | 0
PS | 0 | 0 | 0 | 0 | 0 | 0
PV | 0 | 0 | 0 | 0 | 0 | 0
PeakG | 0 | 0 | 0 | 0 | 0 | 0
PeakO | 0 | 0 | 0 | 0 | 0 | 0
ST | 0 | 0 | 0 | 0 | 0 | 0
STOG | 0 | 0 | 0 | 0 | 0 | 0
STWD | 0 | 0 | 0 | 0 | 0 | 0
WT | 0 | 0 | 0 | 0 | 0 | 0
IGCC | 0 | 0 | 0 | 0 | 0 | 0
DemandResponse | 0 | 0 | 0 | 0 | 0 | 0
IGCC-CCS | 0 | 0 | 0 | 0 | 0 | 0
WT_off | 0 | 0 | 0 | 0 | 0 | 0
PseudoUnit | 0 | 0 | 0 | 0 | 0 | 0
FixedInterchange | 0 | 0 | 0 | 0 | 0 | 0
Levelized Retrofit Capital Costs by Reporting Type: NP15
ReportingType | 2015 | 2020 | 2025 | 2030 | 2035 | 2040
BM | 0 | 0 | 0 | 0 | 0 | 0
CC | 0 | 0 | 0 | 0 | 0 | 0
CSP | 0 | 0 | 0 | 0 | 0 | 0
CT | 0 | 0 | 0 | 0 | 0 | 0
Coal | 0 | 0 | 0 | 0 | 0 | 0
Geo | 0 | 0 | 0 | 0 | 0 | 0
H | 0 | 0 | 0 | 0 | 0 | 0
LFG | 0 | 0 | 0 | 0 | 0 | 0
Nuc | 0 | 0 | 0 | 0 | 0 | 0
PS | 0 | 0 | 0 | 0 | 0 | 0
PV | 0 | 0 | 0 | 0 | 0 | 0
PeakG | 0 | 0 | 0 | 0 | 0 | 0
PeakO | 0 | 0 | 0 | 0 | 0 | 0
ST | 0 | 0 | 0 | 0 | 0 | 0
STOG | 0 | 0 | 0 | 0 | 0 | 0
STWD | 0 | 0 | 0 | 0 | 0 | 0
WT | 0 | 0 | 0 | 0 | 0 | 0
IGCC | 0 | 0 | 0 | 0 | 0 | 0
DemandResponse | 0 | 0 | 0 | 0 | 0 | 0
IGCC-CCS | 0 | 0 | 0 | 0 | 0 | 0
WT_off | 0 | 0 | 0 | 0 | 0 | 0
PseudoUnit | 0 | 0 | 0 | 0 | 0 | 0
FixedInterchange | 0 | 0 | 0 | 0 | 0 | 0
Levelized Retrofit Capital Costs by Reporting Type: NWPP_Coal
ReportingType | 2015 | 2020 | 2025 | 2030 | 2035 | 2040
BM | 0 | 0 | 0 | 0 | 0 | 0
CC | 0 | 0 | 0 | 0 | 0 | 0
CSP | 0 | 0 | 0 | 0 | 0 | 0
CT | 0 | 0 | 0 | 0 | 0 | 0
Coal | 0 | 173.39 | 173.39 | 0 | 0 | 0
Geo | 0 | 0 | 0 | 0 | 0 | 0
H | 0 | 0 | 0 | 0 | 0 | 0
LFG | 0 | 0 | 0 | 0 | 0 | 0
Nuc | 0 | 0 | 0 | 0 | 0 | 0
PS | 0 | 0 | 0 | 0 | 0 | 0
PV | 0 | 0 | 0 | 0 | 0 | 0
PeakG | 0 | 0 | 0 | 0 | 0 | 0
PeakO | 0 | 0 | 0 | 0 | 0 | 0
ST | 0 | 0 | 0 | 0 | 0 | 0
STOG | 0 | 0 | 0 | 0 | 0 | 0
STWD | 0 | 0 | 0 | 0 | 0 | 0
WT | 0 | 0 | 0 | 0 | 0 | 0
IGCC | 0 | 0 | 0 | 0 | 0 | 0
DemandResponse | 0 | 0 | 0 | 0 | 0 | 0
IGCC-CCS | 0 | 0 | 0 | 0 | 0 | 0
WT_off | 0 | 0 | 0 | 0 | 0 | 0
PseudoUnit | 0 | 0 | 0 | 0 | 0 | 0
FixedInterchange | 0 | 0 | 0 | 0 | 0 | 0
Levelized Retrofit Capital Costs by Reporting Type: NWPP_Gas
ReportingType | 2015 | 2020 | 2025 | 2030 | 2035 | 2040
BM | 0 | 0 | 0 | 0 | 0 | 0
CC | 0 | 0 | 0 | 0 | 0 | 0
CSP | 0 | 0 | 0 | 0 | 0 | 0
CT | 0 | 0 | 0 | 0 | 0 | 0
Coal | 0 | 0 | 0 | 0 | 0 | 0
Geo | 0 | 0 | 0 | 0 | 0 | 0
H | 0 | 0 | 0 | 0 | 0 | 0
LFG | 0 | 0 | 0 | 0 | 0 | 0
Nuc | 0 | 0 | 0 | 0 | 0 | 0
PS | 0 | 0 | 0 | 0 | 0 | 0
PV | 0 | 0 | 0 | 0 | 0 | 0
PeakG | 0 | 0 | 0 | 0 | 0 | 0
PeakO | 0 | 0 | 0 | 0 | 0 | 0
ST | 0 | 0 | 0 | 0 | 0 | 0
STOG | 0 | 0 | 0 | 0 | 0 | 0
STWD | 0 | 0 | 0 | 0 | 0 | 0
WT | 0 | 0 | 0 | 0 | 0 | 0
IGCC | 0 | 0 | 0 | 0 | 0 | 0
DemandResponse | 0 | 0 | 0 | 0 | 0 | 0
IGCC-CCS | 0 | 0 | 0 | 0 | 0 | 0
WT_off | 0 | 0 | 0 | 0 | 0 | 0
PseudoUnit | 0 | 0 | 0 | 0 | 0 | 0
FixedInterchange | 0 | 0 | 0 | 0 | 0 | 0
Levelized Retrofit Capital Costs by Reporting Type: NWPP_NucRenew
ReportingType | 2015 | 2020 | 2025 | 2030 | 2035 | 2040
BM | 0 | 0 | 0 | 0 | 0 | 0
CC | 0 | 0 | 0 | 0 | 0 | 0
CSP | 0 | 0 | 0 | 0 | 0 | 0
CT | 0 | 0 | 0 | 0 | 0 | 0
Coal | 0 | 0 | 0 | 0 | 0 | 0
Geo | 0 | 0 | 0 | 0 | 0 | 0
H | 0 | 0 | 0 | 0 | 0 | 0
LFG | 0 | 0 | 0 | 0 | 0 | 0
Nuc | 0 | 0 | 0 | 0 | 0 | 0
PS | 0 | 0 | 0 | 0 | 0 | 0
PV | 0 | 0 | 0 | 0 | 0 | 0
PeakG | 0 | 0 | 0 | 0 | 0 | 0
PeakO | 0 | 0 | 0 | 0 | 0 | 0
ST | 0 | 0 | 0 | 0 | 0 | 0
STOG | 0 | 0 | 0 | 0 | 0 | 0
STWD | 0 | 0 | 0 | 0 | 0 | 0
WT | 0 | 0 | 0 | 0 | 0 | 0
IGCC | 0 | 0 | 0 | 0 | 0 | 0
DemandResponse | 0 | 0 | 0 | 0 | 0 | 0
IGCC-CCS | 0 | 0 | 0 | 0 | 0 | 0
WT_off | 0 | 0 | 0 | 0 | 0 | 0
PseudoUnit | 0 | 0 | 0 | 0 | 0 | 0
FixedInterchange | 0 | 0 | 0 | 0 | 0 | 0
Levelized Retrofit Capital Costs by Reporting Type: RMPA
ReportingType | 2015 | 2020 | 2025 | 2030 | 2035 | 2040
BM | 0 | 0 | 0 | 0 | 0 | 0
CC | 0 | 0 | 0 | 0 | 0 | 0
CSP | 0 | 0 | 0 | 0 | 0 | 0
CT | 0 | 0 | 0 | 0 | 0 | 0
Coal | 29.11 | 91.07 | 91.07 | 0 | 0 | 0
Geo | 0 | 0 | 0 | 0 | 0 | 0
H | 0 | 0 | 0 | 0 | 0 | 0
LFG | 0 | 0 | 0 | 0 | 0 | 0
Nuc | 0 | 0 | 0 | 0 | 0 | 0
PS | 0 | 0 | 0 | 0 | 0 | 0
PV | 0 | 0 | 0 | 0 | 0 | 0
PeakG | 0 | 0 | 0 | 0 | 0 | 0
PeakO | 0 | 0 | 0 | 0 | 0 | 0
ST | 0 | 0 | 0 | 0 | 0 | 0
STOG | 0 | 0 | 0 | 0 | 0 | 0
STWD | 0 | 0 | 0 | 0 | 0 | 0
WT | 0 | 0 | 0 | 0 | 0 | 0
IGCC | 0 | 0 | 0 | 0 | 0 | 0
DemandResponse | 0 | 0 | 0 | 0 | 0 | 0
IGCC-CCS | 0 | 0 | 0 | 0 | 0 | 0
WT_off | 0 | 0 | 0 | 0 | 0 | 0
PseudoUnit | 0 | 0 | 0 | 0 | 0 | 0
FixedInterchange | 0 | 0 | 0 | 0 | 0 | 0
Levelized Retrofit Capital Costs by Reporting Type: SP15
ReportingType | 2015 | 2020 | 2025 | 2030 | 2035 | 2040
BM | 0 | 0 | 0 | 0 | 0 | 0
CC | 0 | 0 | 0 | 0 | 0 | 0
CSP | 0 | 0 | 0 | 0 | 0 | 0
CT | 0 | 0 | 0 | 0 | 0 | 0
Coal | 0 | 0 | 0 | 0 | 0 | 0
Geo | 0 | 0 | 0 | 0 | 0 | 0
H | 0 | 0 | 0 | 0 | 0 | 0
LFG | 0 | 0 | 0 | 0 | 0 | 0
Nuc | 0 | 0 | 0 | 0 | 0 | 0
PS | 0 | 0 | 0 | 0 | 0 | 0
PV | 0 | 0 | 0 | 0 | 0 | 0
PeakG | 0 | 0 | 0 | 0 | 0 | 0
PeakO | 0 | 0 | 0 | 0 | 0 | 0
ST | 0 | 0 | 0 | 0 | 0 | 0
STOG | 0 | 0 | 0 | 0 | 0 | 0
STWD | 0 | 0 | 0 | 0 | 0 | 0
WT | 0 | 0 | 0 | 0 | 0 | 0
IGCC | 0 | 0 | 0 | 0 | 0 | 0
DemandResponse | 0 | 0 | 0 | 0 | 0 | 0
IGCC-CCS | 0 | 0 | 0 | 0 | 0 | 0
WT_off | 0 | 0 | 0 | 0 | 0 | 0
PseudoUnit | 0 | 0 | 0 | 0 | 0 | 0
FixedInterchange | 0 | 0 | 0 | 0 | 0 | 0
Levelized Retrofit Capital Costs by Reporting Type: ALB
ReportingType | 2015 | 2020 | 2025 | 2030 | 2035 | 2040
BM | 0 | 0 | 0 | 0 | 0 | 0
CC | 0 | 0 | 0 | 0 | 0 | 0
CSP | 0 | 0 | 0 | 0 | 0 | 0
CT | 0 | 0 | 0 | 0 | 0 | 0
Coal | 0 | 0 | 0 | 0 | 0 | 0
Geo | 0 | 0 | 0 | 0 | 0 | 0
H | 0 | 0 | 0 | 0 | 0 | 0
LFG | 0 | 0 | 0 | 0 | 0 | 0
Nuc | 0 | 0 | 0 | 0 | 0 | 0
PS | 0 | 0 | 0 | 0 | 0 | 0
PV | 0 | 0 | 0 | 0 | 0 | 0
PeakG | 0 | 0 | 0 | 0 | 0 | 0
PeakO | 0 | 0 | 0 | 0 | 0 | 0
ST | 0 | 0 | 0 | 0 | 0 | 0
STOG | 0 | 0 | 0 | 0 | 0 | 0
STWD | 0 | 0 | 0 | 0 | 0 | 0
WT | 0 | 0 | 0 | 0 | 0 | 0
IGCC | 0 | 0 | 0 | 0 | 0 | 0
DemandResponse | 0 | 0 | 0 | 0 | 0 | 0
IGCC-CCS | 0 | 0 | 0 | 0 | 0 | 0
WT_off | 0 | 0 | 0 | 0 | 0 | 0
PseudoUnit | 0 | 0 | 0 | 0 | 0 | 0
FixedInterchange | 0 | 0 | 0 | 0 | 0 | 0
Levelized Retrofit Capital Costs by Reporting Type: BC
ReportingType | 2015 | 2020 | 2025 | 2030 | 2035 | 2040
BM | 0 | 0 | 0 | 0 | 0 | 0
CC | 0 | 0 | 0 | 0 | 0 | 0
CSP | 0 | 0 | 0 | 0 | 0 | 0
CT | 0 | 0 | 0 | 0 | 0 | 0
Coal | 0 | 0 | 0 | 0 | 0 | 0
Geo | 0 | 0 | 0 | 0 | 0 | 0
H | 0 | 0 | 0 | 0 | 0 | 0
LFG | 0 | 0 | 0 | 0 | 0 | 0
Nuc | 0 | 0 | 0 | 0 | 0 | 0
PS | 0 | 0 | 0 | 0 | 0 | 0
PV | 0 | 0 | 0 | 0 | 0 | 0
PeakG | 0 | 0 | 0 | 0 | 0 | 0
PeakO | 0 | 0 | 0 | 0 | 0 | 0
ST | 0 | 0 | 0 | 0 | 0 | 0
STOG | 0 | 0 | 0 | 0 | 0 | 0
STWD | 0 | 0 | 0 | 0 | 0 | 0
WT | 0 | 0 | 0 | 0 | 0 | 0
IGCC | 0 | 0 | 0 | 0 | 0 | 0
DemandResponse | 0 | 0 | 0 | 0 | 0 | 0
IGCC-CCS | 0 | 0 | 0 | 0 | 0 | 0
WT_off | 0 | 0 | 0 | 0 | 0 | 0
PseudoUnit | 0 | 0 | 0 | 0 | 0 | 0
FixedInterchange | 0 | 0 | 0 | 0 | 0 | 0
Levelized Retrofit Capital Costs by Reporting Type: HQ_IESO
ReportingType | 2015 | 2020 | 2025 | 2030 | 2035 | 2040
BM | 0 | 0 | 0 | 0 | 0 | 0
CC | 0 | 0 | 0 | 0 | 0 | 0
CSP | 0 | 0 | 0 | 0 | 0 | 0
CT | 0 | 0 | 0 | 0 | 0 | 0
Coal | 0 | 0 | 0 | 0 | 0 | 0
Geo | 0 | 0 | 0 | 0 | 0 | 0
H | 0 | 0 | 0 | 0 | 0 | 0
LFG | 0 | 0 | 0 | 0 | 0 | 0
Nuc | 0 | 0 | 0 | 0 | 0 | 0
PS | 0 | 0 | 0 | 0 | 0 | 0
PV | 0 | 0 | 0 | 0 | 0 | 0
PeakG | 0 | 0 | 0 | 0 | 0 | 0
PeakO | 0 | 0 | 0 | 0 | 0 | 0
ST | 0 | 0 | 0 | 0 | 0 | 0
STOG | 0 | 0 | 0 | 0 | 0 | 0
STWD | 0 | 0 | 0 | 0 | 0 | 0
WT | 0 | 0 | 0 | 0 | 0 | 0
IGCC | 0 | 0 | 0 | 0 | 0 | 0
DemandResponse | 0 | 0 | 0 | 0 | 0 | 0
IGCC-CCS | 0 | 0 | 0 | 0 | 0 | 0
WT_off | 0 | 0 | 0 | 0 | 0 | 0
PseudoUnit | 0 | 0 | 0 | 0 | 0 | 0
FixedInterchange | 0 | 0 | 0 | 0 | 0 | 0
Levelized Retrofit Capital Costs by Reporting Type: HQ_NEISO
ReportingType | 2015 | 2020 | 2025 | 2030 | 2035 | 2040
BM | 0 | 0 | 0 | 0 | 0 | 0
CC | 0 | 0 | 0 | 0 | 0 | 0
CSP | 0 | 0 | 0 | 0 | 0 | 0
CT | 0 | 0 | 0 | 0 | 0 | 0
Coal | 0 | 0 | 0 | 0 | 0 | 0
Geo | 0 | 0 | 0 | 0 | 0 | 0
H | 0 | 0 | 0 | 0 | 0 | 0
LFG | 0 | 0 | 0 | 0 | 0 | 0
Nuc | 0 | 0 | 0 | 0 | 0 | 0
PS | 0 | 0 | 0 | 0 | 0 | 0
PV | 0 | 0 | 0 | 0 | 0 | 0
PeakG | 0 | 0 | 0 | 0 | 0 | 0
PeakO | 0 | 0 | 0 | 0 | 0 | 0
ST | 0 | 0 | 0 | 0 | 0 | 0
STOG | 0 | 0 | 0 | 0 | 0 | 0
STWD | 0 | 0 | 0 | 0 | 0 | 0
WT | 0 | 0 | 0 | 0 | 0 | 0
IGCC | 0 | 0 | 0 | 0 | 0 | 0
DemandResponse | 0 | 0 | 0 | 0 | 0 | 0
IGCC-CCS | 0 | 0 | 0 | 0 | 0 | 0
WT_off | 0 | 0 | 0 | 0 | 0 | 0
PseudoUnit | 0 | 0 | 0 | 0 | 0 | 0
FixedInterchange | 0 | 0 | 0 | 0 | 0 | 0
Levelized Retrofit Capital Costs by Reporting Type: HQ_NY
ReportingType | 2015 | 2020 | 2025 | 2030 | 2035 | 2040
BM | 0 | 0 | 0 | 0 | 0 | 0
CC | 0 | 0 | 0 | 0 | 0 | 0
CSP | 0 | 0 | 0 | 0 | 0 | 0
CT | 0 | 0 | 0 | 0 | 0 | 0
Coal | 0 | 0 | 0 | 0 | 0 | 0
Geo | 0 | 0 | 0 | 0 | 0 | 0
H | 0 | 0 | 0 | 0 | 0 | 0
LFG | 0 | 0 | 0 | 0 | 0 | 0
Nuc | 0 | 0 | 0 | 0 | 0 | 0
PS | 0 | 0 | 0 | 0 | 0 | 0
PV | 0 | 0 | 0 | 0 | 0 | 0
PeakG | 0 | 0 | 0 | 0 | 0 | 0
PeakO | 0 | 0 | 0 | 0 | 0 | 0
ST | 0 | 0 | 0 | 0 | 0 | 0
STOG | 0 | 0 | 0 | 0 | 0 | 0
STWD | 0 | 0 | 0 | 0 | 0 | 0
WT | 0 | 0 | 0 | 0 | 0 | 0
IGCC | 0 | 0 | 0 | 0 | 0 | 0
DemandResponse | 0 | 0 | 0 | 0 | 0 | 0
IGCC-CCS | 0 | 0 | 0 | 0 | 0 | 0
WT_off | 0 | 0 | 0 | 0 | 0 | 0
PseudoUnit | 0 | 0 | 0 | 0 | 0 | 0
FixedInterchange | 0 | 0 | 0 | 0 | 0 | 0
Levelized Retrofit Capital Costs by Reporting Type: MARITIMES
ReportingType | 2015 | 2020 | 2025 | 2030 | 2035 | 2040
BM | 0 | 0 | 0 | 0 | 0 | 0
CC | 0 | 0 | 0 | 0 | 0 | 0
CSP | 0 | 0 | 0 | 0 | 0 | 0
CT | 0 | 0 | 0 | 0 | 0 | 0
Coal | 0 | 0 | 0 | 0 | 0 | 0
Geo | 0 | 0 | 0 | 0 | 0 | 0
H | 0 | 0 | 0 | 0 | 0 | 0
LFG | 0 | 0 | 0 | 0 | 0 | 0
Nuc | 0 | 0 | 0 | 0 | 0 | 0
PS | 0 | 0 | 0 | 0 | 0 | 0
PV | 0 | 0 | 0 | 0 | 0 | 0
PeakG | 0 | 0 | 0 | 0 | 0 | 0
PeakO | 0 | 0 | 0 | 0 | 0 | 0
ST | 0 | 0 | 0 | 0 | 0 | 0
STOG | 0 | 0 | 0 | 0 | 0 | 0
STWD | 0 | 0 | 0 | 0 | 0 | 0
WT | 0 | 0 | 0 | 0 | 0 | 0
IGCC | 0 | 0 | 0 | 0 | 0 | 0
DemandResponse | 0 | 0 | 0 | 0 | 0 | 0
IGCC-CCS | 0 | 0 | 0 | 0 | 0 | 0
WT_off | 0 | 0 | 0 | 0 | 0 | 0
PseudoUnit | 0 | 0 | 0 | 0 | 0 | 0
FixedInterchange | 0 | 0 | 0 | 0 | 0 | 0
Levelized Retrofit Capital Costs by Reporting Type: All
ReportingType | 2015 | 2020 | 2025 | 2030 | 2035 | 2040
BM | 0 | 0 | 0 | 0 | 0 | 0
CC | 0 | 0 | 0 | 0 | 0 | 0
CSP | 0 | 0 | 0 | 0 | 0 | 0
CT | 0 | 0 | 0 | 0 | 0 | 0
Coal | 1184.42 | 5175.33 | 4341.65 | 0 | 0 | 0
Geo | 0 | 0 | 0 | 0 | 0 | 0
H | 0 | 0 | 0 | 0 | 0 | 0
LFG | 0 | 0 | 0 | 0 | 0 | 0
Nuc | 0 | 0 | 0 | 0 | 0 | 0
PS | 0 | 0 | 0 | 0 | 0 | 0
PV | 0 | 0 | 0 | 0 | 0 | 0
PeakG | 0 | 0 | 0 | 0 | 0 | 0
PeakO | 0 | 0 | 0 | 0 | 0 | 0
ST | 0 | 0 | 0 | 0 | 0 | 0
STOG | 0 | 0 | 0 | 0 | 0 | 0
STWD | 0 | 0 | 0 | 0 | 0 | 0
WT | 0 | 0 | 0 | 0 | 0 | 0
IGCC | 0 | 0 | 0 | 0 | 0 | 0
DemandResponse | 0 | 0 | 0 | 0 | 0 | 0
IGCC-CCS | 0 | 0 | 0 | 0 | 0 | 0
WT_off | 0 | 0 | 0 | 0 | 0 | 0
PseudoUnit | 0 | 0 | 0 | 0 | 0 | 0
FixedInterchange | 0 | 0 | 0 | 0 | 0 | 0
Levelized Retrofit Capital Costs by Reporting Type: EI_US
ReportingType | 2015 | 2020 | 2025 | 2030 | 2035 | 2040
BM | 0 | 0 | 0 | 0 | 0 | 0
CC | 0 | 0 | 0 | 0 | 0 | 0
CSP | 0 | 0 | 0 | 0 | 0 | 0
CT | 0 | 0 | 0 | 0 | 0 | 0
Coal | 1023.13 | 4517.11 | 3716.36 | 0 | 0 | 0
Geo | 0 | 0 | 0 | 0 | 0 | 0
H | 0 | 0 | 0 | 0 | 0 | 0
LFG | 0 | 0 | 0 | 0 | 0 | 0
Nuc | 0 | 0 | 0 | 0 | 0 | 0
PS | 0 | 0 | 0 | 0 | 0 | 0
PV | 0 | 0 | 0 | 0 | 0 | 0
PeakG | 0 | 0 | 0 | 0 | 0 | 0
PeakO | 0 | 0 | 0 | 0 | 0 | 0
ST | 0 | 0 | 0 | 0 | 0 | 0
STOG | 0 | 0 | 0 | 0 | 0 | 0
STWD | 0 | 0 | 0 | 0 | 0 | 0
WT | 0 | 0 | 0 | 0 | 0 | 0
IGCC | 0 | 0 | 0 | 0 | 0 | 0
DemandResponse | 0 | 0 | 0 | 0 | 0 | 0
IGCC-CCS | 0 | 0 | 0 | 0 | 0 | 0
WT_off | 0 | 0 | 0 | 0 | 0 | 0
PseudoUnit | 0 | 0 | 0 | 0 | 0 | 0
FixedInterchange | 0 | 0 | 0 | 0 | 0 | 0
Levelized Retrofit Capital Costs by Reporting Type: EI_Canada
ReportingType | 2015 | 2020 | 2025 | 2030 | 2035 | 2040
BM | 0 | 0 | 0 | 0 | 0 | 0
CC | 0 | 0 | 0 | 0 | 0 | 0
CSP | 0 | 0 | 0 | 0 | 0 | 0
CT | 0 | 0 | 0 | 0 | 0 | 0
Coal | 0 | 0 | 0 | 0 | 0 | 0
Geo | 0 | 0 | 0 | 0 | 0 | 0
H | 0 | 0 | 0 | 0 | 0 | 0
LFG | 0 | 0 | 0 | 0 | 0 | 0
Nuc | 0 | 0 | 0 | 0 | 0 | 0
PS | 0 | 0 | 0 | 0 | 0 | 0
PV | 0 | 0 | 0 | 0 | 0 | 0
PeakG | 0 | 0 | 0 | 0 | 0 | 0
PeakO | 0 | 0 | 0 | 0 | 0 | 0
ST | 0 | 0 | 0 | 0 | 0 | 0
STOG | 0 | 0 | 0 | 0 | 0 | 0
STWD | 0 | 0 | 0 | 0 | 0 | 0
WT | 0 | 0 | 0 | 0 | 0 | 0
IGCC | 0 | 0 | 0 | 0 | 0 | 0
DemandResponse | 0 | 0 | 0 | 0 | 0 | 0
IGCC-CCS | 0 | 0 | 0 | 0 | 0 | 0
WT_off | 0 | 0 | 0 | 0 | 0 | 0
PseudoUnit | 0 | 0 | 0 | 0 | 0 | 0
FixedInterchange | 0 | 0 | 0 | 0 | 0 | 0
Levelized Retrofit Capital Costs by Reporting Type: EI
ReportingType | 2015 | 2020 | 2025 | 2030 | 2035 | 2040
BM | 0 | 0 | 0 | 0 | 0 | 0
CC | 0 | 0 | 0 | 0 | 0 | 0
CSP | 0 | 0 | 0 | 0 | 0 | 0
CT | 0 | 0 | 0 | 0 | 0 | 0
Coal | 1023.13 | 4517.11 | 3716.36 | 0 | 0 | 0
Geo | 0 | 0 | 0 | 0 | 0 | 0
H | 0 | 0 | 0 | 0 | 0 | 0
LFG | 0 | 0 | 0 | 0 | 0 | 0
Nuc | 0 | 0 | 0 | 0 | 0 | 0
PS | 0 | 0 | 0 | 0 | 0 | 0
PV | 0 | 0 | 0 | 0 | 0 | 0
PeakG | 0 | 0 | 0 | 0 | 0 | 0
PeakO | 0 | 0 | 0 | 0 | 0 | 0
ST | 0 | 0 | 0 | 0 | 0 | 0
STOG | 0 | 0 | 0 | 0 | 0 | 0
STWD | 0 | 0 | 0 | 0 | 0 | 0
WT | 0 | 0 | 0 | 0 | 0 | 0
IGCC | 0 | 0 | 0 | 0 | 0 | 0
DemandResponse | 0 | 0 | 0 | 0 | 0 | 0
IGCC-CCS | 0 | 0 | 0 | 0 | 0 | 0
WT_off | 0 | 0 | 0 | 0 | 0 | 0
PseudoUnit | 0 | 0 | 0 | 0 | 0 | 0
FixedInterchange | 0 | 0 | 0 | 0 | 0 | 0
Levelized Retrofit Capital Costs by Reporting Type: Outside_EI
ReportingType | 2015 | 2020 | 2025 | 2030 | 2035 | 2040
BM | 0 | 0 | 0 | 0 | 0 | 0
CC | 0 | 0 | 0 | 0 | 0 | 0
CSP | 0 | 0 | 0 | 0 | 0 | 0
CT | 0 | 0 | 0 | 0 | 0 | 0
Coal | 161.28 | 658.22 | 625.29 | 0 | 0 | 0
Geo | 0 | 0 | 0 | 0 | 0 | 0
H | 0 | 0 | 0 | 0 | 0 | 0
LFG | 0 | 0 | 0 | 0 | 0 | 0
Nuc | 0 | 0 | 0 | 0 | 0 | 0
PS | 0 | 0 | 0 | 0 | 0 | 0
PV | 0 | 0 | 0 | 0 | 0 | 0
PeakG | 0 | 0 | 0 | 0 | 0 | 0
PeakO | 0 | 0 | 0 | 0 | 0 | 0
ST | 0 | 0 | 0 | 0 | 0 | 0
STOG | 0 | 0 | 0 | 0 | 0 | 0
STWD | 0 | 0 | 0 | 0 | 0 | 0
WT | 0 | 0 | 0 | 0 | 0 | 0
IGCC | 0 | 0 | 0 | 0 | 0 | 0
DemandResponse | 0 | 0 | 0 | 0 | 0 | 0
IGCC-CCS | 0 | 0 | 0 | 0 | 0 | 0
WT_off | 0 | 0 | 0 | 0 | 0 | 0
PseudoUnit | 0 | 0 | 0 | 0 | 0 | 0
FixedInterchange | 0 | 0 | 0 | 0 | 0 | 0
#14 | Total Costs ($million)
Total Costs by Reporting Type: Entergy
ReportingType | 2015 | 2020 | 2025 | 2030 | 2035 | 2040
BM | 0 | 0 | 0 | 0 | 0 | 0
CC | 2609.26 | 3379.56 | 2812.18 | 2599.78 | 3022.34 | 2841
CSP | 0 | 0 | 0 | 0 | 0 | 0
CT | 0 | 0 | 0 | 0 | 0 | 0
Coal | 2417.45 | 2782.45 | 3102.48 | 2833.33 | 2945.76 | 3370.87
Geo | 0 | 0 | 0 | 0 | 0 | 0
H | 10.6 | 10.6 | 10.6 | 10.6 | 10.6 | 10.6
LFG | 0.97 | 0.97 | 34.17 | 34.17 | 34.17 | 34.17
Nuc | 1262.64 | 1285.77 | 1294.03 | 1301.93 | 1099.75 | 1464.17
PS | 1.4 | 1.4 | 1.4 | 1.4 | 1.4 | 1.4
PV | 0.11 | 20.9 | 29.85 | 29.85 | 29.74 | 9.87
PeakG | 47.54 | 70.77 | 59.64 | 63.96 | 68.55 | 66.23
PeakO | 4.42 | 5.87 | 5.08 | 0 | 0 | 0
ST | 0 | 0 | 0 | 0 | 0 | 0
STOG | 163.87 | 135.01 | 0 | 0 | 0 | 0
STWD | 6.6 | 8.26 | 0.85 | 0 | 0 | 0
WT | 3.67 | 3.67 | 3.67 | 3.67 | 3.67 | 3.67
IGCC | 0 | 0 | 0 | 0 | 0 | 0
DemandResponse | 0 | 0 | 0 | 0 | 0 | 0
IGCC-CCS | 0 | 0 | 0 | 0 | 0 | 0
WT_off | 0 | 0 | 0 | 0 | 0 | 0
PseudoUnit | 0 | 0 | 0 | 0 | 0 | 0
FixedInterchange | 0 | 0 | 0 | 0 | 0 | 0
Total Costs by Reporting Type: FRCC
ReportingType | 2015 | 2020 | 2025 | 2030 | 2035 | 2040
BM | 0 | 0 | 0 | 0 | 0 | 0
CC | 7141.1 | 8203.75 | 8594.38 | 9226.29 | 11168.75 | 11879.24
CSP | 0 | 0 | 0 | 0 | 0 | 0
CT | 258.94 | 287.39 | 292.87 | 279.59 | 109.62 | 113.55
Coal | 2803.23 | 2907.16 | 3230.71 | 3233.82 | 3396.52 | 4748.19
Geo | 0 | 0 | 0 | 0 | 0 | 0
H | 0.78 | 0.78 | 0.78 | 0.78 | 0.78 | 0.78
LFG | 58.68 | 58.68 | 120.69 | 120.69 | 120.69 | 120.69
Nuc | 960.37 | 1000.19 | 984.15 | 990.13 | 1182.7 | 448.91
PS | 0 | 0 | 0 | 0 | 0 | 0
PV | 0.75 | 0.75 | 0.75 | 0.75 | 0.75 | 0.75
PeakG | 185.94 | 268.15 | 230.31 | 271.23 | 283.01 | 282.41
PeakO | 64.61 | 83.43 | 68.43 | 68.43 | 68.43 | 68.43
ST | 0 | 0 | 0 | 0 | 0 | 0
STOG | 146.69 | 182.35 | 107.97 | 86.52 | 90.19 | 94.01
STWD | 6.25 | 13.63 | 12.37 | 14.38 | 16.38 | 21.73
WT | 0 | 0 | 0 | 0 | 0 | 0
IGCC | 0 | 0 | 0 | 0 | 0 | 0
DemandResponse | 0 | 0 | 0 | 0 | 0 | 0
IGCC-CCS | 0 | 0 | 0 | 0 | 0 | 0
WT_off | 0 | 0 | 0 | 0 | 0 | 0
PseudoUnit | 0 | 0 | 0 | 0 | 0 | 0
FixedInterchange | 0 | 0 | 0 | 0 | 0 | 0
Total Costs by Reporting Type: MAPP_US
ReportingType | 2015 | 2020 | 2025 | 2030 | 2035 | 2040
BM | 0 | 0 | 0 | 0 | 0 | 0
CC | 6.57 | 9.65 | 8.93 | 7.38 | 10.28 | 9.11
CSP | 0 | 0 | 0 | 0 | 0 | 0
CT | 27.96 | 27.96 | 27.96 | 27.2 | 0.86 | 0.86
Coal | 665.36 | 627.45 | 604.17 | 586.26 | 617.71 | 695.36
Geo | 3.95 | 3.95 | 3.95 | 3.95 | 3.95 | 3.95
H | 31.14 | 31.14 | 31.14 | 31.14 | 31.14 | 31.14
LFG | 0.24 | 0.24 | 22.22 | 22.22 | 22.22 | 22.22
Nuc | 0.01 | 0.01 | 0.01 | 0.01 | 0.01 | 0.01
PS | 0 | 0 | 0 | 0 | 0 | 0
PV | 0 | 0 | 0 | 0 | 0 | 0
PeakG | 13.06 | 23.57 | 14.1 | 15.96 | 21.31 | 18.88
PeakO | 0 | 0 | 0 | 0 | 0 | 0
ST | 0 | 0 | 0 | 0 | 0 | 0
STOG | 0 | 0 | 0 | 0 | 0 | 0
STWD | 0 | 0 | 0 | 0 | 0 | 0
WT | 147.25 | 211.78 | 211.78 | 174.4 | 119.81 | 63.09
IGCC | 0 | 0 | 0 | 0 | 0 | 0
DemandResponse | 0 | 0 | 0 | 0 | 0 | 0
IGCC-CCS | 0 | 0 | 0 | 0 | 0 | 0
WT_off | 0 | 0 | 0 | 0 | 0 | 0
PseudoUnit | 0 | 0 | 0 | 0 | 0 | 0
FixedInterchange | 0 | 0 | 0 | 0 | 0 | 0
Total Costs by Reporting Type: MISO_IN
ReportingType | 2015 | 2020 | 2025 | 2030 | 2035 | 2040
BM | 0 | 0 | 0 | 0 | 0 | 0
CC | 167.17 | 261.17 | 190.53 | 161.38 | 185.19 | 166.05
CSP | 0 | 0 | 0 | 0 | 0 | 0
CT | 0 | 0 | 0 | 0 | 0 | 0
Coal | 3464.67 | 4029.74 | 4046.5 | 4000.99 | 4396.6 | 4651.11
Geo | 0 | 0 | 0 | 0 | 0 | 0
H | 1.07 | 1.07 | 1.07 | 1.07 | 1.07 | 1.07
LFG | 4.47 | 4.47 | 4.47 | 30.11 | 30.11 | 30.11
Nuc | 0.01 | 0.01 | 0.01 | 0.01 | 0.01 | 0.01
PS | 0 | 0 | 0 | 0 | 0 | 0
PV | 0 | 81.36 | 120.18 | 120.18 | 120.18 | 42.24
PeakG | 52.97 | 78.59 | 56.12 | 75.38 | 76.85 | 81.93
PeakO | 10.59 | 13.5 | 10.82 | 10.82 | 10.82 | 10.82
ST | 0 | 0 | 0 | 0 | 0 | 0
STOG | 15.17 | 17.66 | 16 | 16.31 | 16.76 | 0
STWD | 0 | 0 | 0 | 0 | 0 | 0
WT | 18.33 | 18.33 | 18.33 | 18.33 | 18.33 | 18.33
IGCC | 366.65 | 367.02 | 368.41 | 368.36 | 373.37 | 375.85
DemandResponse | 0 | 0 | 0 | 0 | 0 | 0
IGCC-CCS | 0 | 0 | 0 | 0 | 0 | 0
WT_off | 0 | 0 | 0 | 0 | 0 | 0
PseudoUnit | 0 | 0 | 0 | 0 | 0 | 0
FixedInterchange | 0 | 0 | 0 | 0 | 0 | 0
Total Costs by Reporting Type: MISO_MI
ReportingType | 2015 | 2020 | 2025 | 2030 | 2035 | 2040
BM | 0 | 0 | 0 | 0 | 0 | 0
CC | 542.22 | 667.03 | 451.88 | 422.53 | 499.43 | 448.6
CSP | 0 | 0 | 0 | 0 | 0 | 0
CT | 0 | 0 | 0 | 0 | 0 | 0
Coal | 1789.81 | 2061.25 | 1927.53 | 1702.91 | 1843.47 | 1920.69
Geo | 0 | 0 | 0 | 0 | 0 | 0
H | 2.01 | 2.01 | 2.01 | 2.01 | 2.01 | 2.01
LFG | 19.68 | 61.95 | 73.28 | 73.28 | 73.28 | 46.33
Nuc | 449.71 | 452.56 | 461.47 | 464.43 | 273.15 | 529.13
PS | 44.44 | 44.44 | 44.44 | 44.44 | 44.44 | 44.44
PV | 0 | 0 | 0 | 0 | 0 | 0
PeakG | 62.92 | 93.71 | 74.06 | 89.75 | 94.58 | 95.33
PeakO | 15.67 | 19.97 | 16.01 | 16.01 | 16.01 | 16.01
ST | 0 | 0 | 0 | 0 | 0 | 0
STOG | 149.32 | 179.73 | 122.87 | 54.42 | 55.99 | 0
STWD | 15.08 | 46.9 | 48.68 | 40.91 | 33.12 | 25.43
WT | 542.69 | 542.69 | 542.69 | 542.69 | 61.71 | 61.71
IGCC | 0 | 0 | 0 | 0 | 0 | 0
DemandResponse | 0 | 0 | 0 | 0 | 0 | 0
IGCC-CCS | 0 | 0 | 0 | 0 | 0 | 0
WT_off | 0 | 0 | 0 | 0 | 0 | 0
PseudoUnit | 0 | 0 | 0 | 0 | 0 | 0
FixedInterchange | 0 | 0 | 0 | 0 | 0 | 0
Total Costs by Reporting Type: MISO_MO-IL
ReportingType | 2015 | 2020 | 2025 | 2030 | 2035 | 2040
BM | 0 | 0 | 0 | 0 | 0 | 0
CC | 115.57 | 164.19 | 117.93 | 104.88 | 108.01 | 104.83
CSP | 0 | 0 | 0 | 0 | 0 | 0
CT | 0 | 0 | 0 | 0 | 0 | 0
Coal | 3877.82 | 3951.6 | 4046.02 | 3917.34 | 4502.1 | 4686.62
Geo | 0 | 0 | 0 | 0 | 0 | 0
H | 5.01 | 5.01 | 5.01 | 5.01 | 5.01 | 5.01
LFG | 2.17 | 2.17 | 76.11 | 76.11 | 76.11 | 76.11
Nuc | 493.74 | 512.79 | 521.93 | 524.97 | 524.97 | 524.97
PS | 10.45 | 10.45 | 10.45 | 10.45 | 10.45 | 10.45
PV | 0 | 0 | 0 | 0 | 0 | 0
PeakG | 87.46 | 126.78 | 99.08 | 133.45 | 139.65 | 166.54
PeakO | 21.48 | 28.65 | 22.96 | 22.96 | 22.96 | 22.96
ST | 0 | 0 | 0 | 0 | 0 | 0
STOG | 32.02 | 37.35 | 0 | 0 | 0 | 0
STWD | 0 | 0 | 0 | 0 | 0 | 0
WT | 89.9 | 89.9 | 89.9 | 89.9 | 21.38 | 21.38
IGCC | 0 | 0 | 0 | 0 | 0 | 0
DemandResponse | 0 | 0 | 0 | 0 | 0 | 0
IGCC-CCS | 0 | 0 | 0 | 0 | 0 | 0
WT_off | 0 | 0 | 0 | 0 | 0 | 0
PseudoUnit | 0 | 0 | 0 | 0 | 0 | 0
FixedInterchange | 0 | 0 | 0 | 0 | 0 | 0
Total Costs by Reporting Type: MISO_W
ReportingType | 2015 | 2020 | 2025 | 2030 | 2035 | 2040
BM | 0 | 0 | 0 | 0 | 0 | 0
CC | 434.79 | 452.26 | 275.77 | 199.24 | 247.88 | 229.34
CSP | 0 | 0 | 0 | 0 | 0 | 0
CT | 0 | 0 | 0 | 0 | 0 | 0
Coal | 2677.14 | 3222.37 | 3188.99 | 2956.03 | 4718.17 | 5205.96
Geo | 0 | 0 | 0 | 0 | 0 | 0
H | 7.08 | 7.08 | 7.08 | 7.08 | 7.08 | 7.08
LFG | 24.75 | 24.75 | 48.33 | 48.33 | 48.33 | 48.33
Nuc | 539.99 | 543.1 | 552.83 | 814.83 | 0.05 | 0.05
PS | 0 | 0 | 0 | 0 | 0 | 0
PV | 0 | 0 | 0 | 0 | 0 | 0
PeakG | 104.28 | 136.98 | 104.41 | 112.05 | 116.44 | 117.27
PeakO | 56.38 | 79.08 | 64.57 | 64.57 | 64.57 | 64.56
ST | 0 | 0 | 0 | 0 | 0 | 0
STOG | 9.06 | 9.31 | 0 | 0 | 0 | 0
STWD | 10.03 | 21.94 | 27.57 | 53.88 | 16.83 | 19.08
WT | 927.86 | 1194.38 | 1677.13 | 1611.8 | 1018.4 | 781.69
IGCC | 0 | 0 | 0 | 0 | 0 | 0
DemandResponse | 0 | 0 | 0 | 0 | 0 | 0
IGCC-CCS | 0 | 0 | 0 | 0 | 0 | 0
WT_off | 0 | 0 | 0 | 0 | 0 | 0
PseudoUnit | 0 | 0 | 0 | 0 | 0 | 0
FixedInterchange | 0 | 0 | 0 | 0 | 0 | 0
Total Costs by Reporting Type: MISO_WUMS
ReportingType | 2015 | 2020 | 2025 | 2030 | 2035 | 2040
BM | 0 | 0 | 0 | 0 | 0 | 0
CC | 578.28 | 659.37 | 460.03 | 392.35 | 564.18 | 495.97
CSP | 0 | 0 | 0 | 0 | 0 | 0
CT | 0 | 0 | 0 | 0 | 0 | 0
Coal | 1590.08 | 1693.93 | 1545.45 | 1494.35 | 1745.28 | 1854.67
Geo | 0 | 0 | 0 | 0 | 0 | 0
H | 4.79 | 4.79 | 4.79 | 4.79 | 4.79 | 4.79
LFG | 8.57 | 8.57 | 79.15 | 79.15 | 79.15 | 79.15
Nuc | 419.03 | 444.73 | 429.21 | 737.97 | 0.05 | 0.05
PS | 0 | 0 | 0 | 0 | 0 | 0
PV | 0 | 0 | 0 | 0 | 0 | 0
PeakG | 58.13 | 87.64 | 71.76 | 83.23 | 85.69 | 86.56
PeakO | 13.52 | 17.78 | 14.69 | 14.69 | 14.69 | 14.69
ST | 0 | 0 | 0 | 0 | 0 | 0
STOG | 13.67 | 15.77 | 0 | 0 | 0 | 0
STWD | 3.37 | 5.97 | 7.07 | 6.86 | 6.86 | 6.86
WT | 264.78 | 264.78 | 264.78 | 264.78 | 46.41 | 46.41
IGCC | 0 | 0 | 0 | 0 | 0 | 0
DemandResponse | 0 | 0 | 0 | 0 | 0 | 0
IGCC-CCS | 0 | 0 | 0 | 0 | 0 | 0
WT_off | 0 | 0 | 0 | 0 | 0 | 0
PseudoUnit | 0 | 0 | 0 | 0 | 0 | 0
FixedInterchange | 0 | 0 | 0 | 0 | 0 | 0
Total Costs by Reporting Type: Nebraska
ReportingType | 2015 | 2020 | 2025 | 2030 | 2035 | 2040
BM | 0 | 0 | 0 | 0 | 0 | 0
CC | 22.15 | 29.96 | 22.18 | 22.67 | 26.98 | 22.45
CSP | 0 | 0 | 0 | 0 | 0 | 0
CT | 0 | 0 | 0 | 0 | 0 | 0
Coal | 913.72 | 1250.78 | 1252.87 | 1082.99 | 1124.43 | 1340.35
Geo | 0 | 0 | 0 | 0 | 0 | 0
H | 2.38 | 2.38 | 2.38 | 2.38 | 2.38 | 2.38
LFG | 0.72 | 0.72 | 0.72 | 23.23 | 23.23 | 23.23
Nuc | 289.1 | 306.81 | 296.14 | 364.84 | 0.11 | 0.11
PS | 0 | 0 | 0 | 0 | 0 | 0
PV | 0 | 0 | 0 | 0 | 0 | 0
PeakG | 25.36 | 43.84 | 36.03 | 34.2 | 46.01 | 41.11
PeakO | 9.57 | 12.19 | 9.77 | 9.77 | 9.77 | 9.77
ST | 0 | 0 | 0 | 0 | 0 | 0
STOG | 0 | 0 | 0 | 0 | 0 | 0
STWD | 0 | 0 | 0 | 0 | 0 | 0
WT | 54.91 | 54.91 | 54.91 | 45.4 | 84.08 | 285.05
IGCC | 0 | 0 | 0 | 0 | 0 | 0
DemandResponse | 0 | 0 | 0 | 0 | 0 | 0
IGCC-CCS | 0 | 0 | 0 | 0 | 0 | 0
WT_off | 0 | 0 | 0 | 0 | 0 | 0
PseudoUnit | 0 | 0 | 0 | 0 | 0 | 0
FixedInterchange | 0 | 0 | 0 | 0 | 0 | 0
Total Costs by Reporting Type: NEISO
ReportingType | 2015 | 2020 | 2025 | 2030 | 2035 | 2040
BM | 279.31 | 220.13 | 179.99 | 234.76 | 272.43 | 185.83
CC | 1977.67 | 1537.71 | 1218.24 | 1094.68 | 1568.21 | 1640.4
CSP | 0 | 0 | 0 | 0 | 0 | 0
CT | 32.51 | 32.88 | 32.26 | 31.31 | 0 | 0
Coal | 57.56 | 29.15 | 0 | 0 | 0 | 0
Geo | 0 | 0 | 0 | 0 | 0 | 0
H | 46.4 | 46.4 | 46.4 | 46.4 | 46.4 | 46.4
LFG | 80.87 | 80.87 | 103.68 | 103.68 | 93.04 | 93.04
Nuc | 1055.43 | 1120.79 | 1080.11 | 1086.32 | 784.86 | 1150.98
PS | 39.74 | 39.74 | 39.74 | 39.74 | 39.74 | 39.74
PV | 0.03 | 105.61 | 105.61 | 105.61 | 105.61 | 3.95
PeakG | 22.04 | 31.75 | 22.33 | 22.61 | 31.43 | 31.57
PeakO | 4.76 | 6.07 | 4.86 | 4.86 | 4.86 | 4.86
ST | 0 | 0 | 0 | 0 | 0 | 0
STOG | 0 | 0 | 0 | 0 | 0 | 0
STWD | 280.91 | 47.63 | 12.32 | 44.83 | 47.37 | 41.45
WT | 67.94 | 733.44 | 910.77 | 903.47 | 856.28 | 265.07
IGCC | 0 | 0 | 0 | 0 | 0 | 0
DemandResponse | 0 | 0 | 0 | 0 | 0 | 0
IGCC-CCS | 0 | 0 | 0 | 0 | 0 | 0
WT_off | 308.22 | 308.22 | 308.22 | 308.22 | 0 | 0
PseudoUnit | 0 | 0 | 0 | 0 | 0 | 0
FixedInterchange | 0 | 0 | 0 | 0 | 0 | 0
Total Costs by Reporting Type: NonRTO_Midwest
ReportingType | 2015 | 2020 | 2025 | 2030 | 2035 | 2040
BM | 0 | 0 | 0 | 0 | 0 | 0
CC | 0 | 0 | 0 | 0 | 0 | 0
CSP | 0 | 0 | 0 | 0 | 0 | 0
CT | 20.26 | 27.27 | 27.65 | 27.88 | 7.07 | 0
Coal | 2680.05 | 2921.74 | 2669.12 | 2521.54 | 2741.25 | 2891.58
Geo | 0 | 0 | 0 | 0 | 0 | 0
H | 2.04 | 2.04 | 2.04 | 2.04 | 2.04 | 2.04
LFG | 1.69 | 1.69 | 1.69 | 51.19 | 51.19 | 51.19
Nuc | 0.01 | 0.01 | 0.01 | 0.01 | 0.01 | 0.01
PS | 0 | 0 | 0 | 0 | 0 | 0
PV | 0 | 0 | 0 | 0 | 0 | 0
PeakG | 67.38 | 96.57 | 85.79 | 97.79 | 110.72 | 103.91
PeakO | 0.35 | 0.45 | 0.36 | 0 | 0 | 0
ST | 0 | 0 | 0 | 0 | 0 | 0
STOG | 0 | 0 | 0 | 0 | 0 | 0
STWD | 0 | 0 | 0 | 0 | 0 | 0
WT | 2.26 | 2.26 | 2.26 | 2.26 | 2.26 | 2.26
IGCC | 0 | 0 | 0 | 0 | 0 | 0
DemandResponse | 0 | 0 | 0 | 0 | 0 | 0
IGCC-CCS | 0 | 0 | 0 | 0 | 0 | 0
WT_off | 0 | 0 | 0 | 0 | 0 | 0
PseudoUnit | 0 | 0 | 0 | 0 | 0 | 0
FixedInterchange | 0 | 0 | 0 | 0 | 0 | 0
Total Costs by Reporting Type: NYISO_A-F
ReportingType | 2015 | 2020 | 2025 | 2030 | 2035 | 2040
BM | 0 | 0 | 0 | 0 | 0 | 0
CC | 419.11 | 435.64 | 424.77 | 433.92 | 505.11 | 666.11
CSP | 0 | 0 | 0 | 0 | 0 | 0
CT | 0 | 0 | 0 | 0 | 0 | 0
Coal | 0 | 0 | 0 | 0 | 0 | 0
Geo | 0 | 0 | 0 | 0 | 0 | 0
H | 62.6 | 62.6 | 62.6 | 62.6 | 62.6 | 62.6
LFG | 22.17 | 22.17 | 22.17 | 44 | 42.66 | 42.66
Nuc | 769.17 | 792.88 | 787.44 | 645.82 | 746.25 | 695.88
PS | 33.52 | 33.52 | 33.52 | 33.52 | 33.52 | 33.52
PV | 0 | 0 | 0 | 0 | 0 | 0
PeakG | 3.78 | 5.67 | 5.31 | 5.31 | 5.79 | 6.89
PeakO | 1.14 | 1.46 | 1.17 | 1.17 | 1.17 | 1.17
ST | 0 | 0 | 0 | 0 | 0 | 0
STOG | 0 | 0 | 0 | 0 | 0 | 0
STWD | 2.76 | 3.45 | 2.81 | 2.81 | 2.81 | 3.04
WT | 684.71 | 860.89 | 860.89 | 860.89 | 289.71 | 133.48
IGCC | 0 | 0 | 0 | 0 | 0 | 0
DemandResponse | 0 | 0 | 0 | 0 | 0 | 0
IGCC-CCS | 0 | 0 | 0 | 0 | 0 | 0
WT_off | 0 | 0 | 0 | 0 | 0 | 0
PseudoUnit | 0 | 0 | 0 | 0 | 0 | 0
FixedInterchange | 0 | 0 | 0 | 0 | 0 | 0
Total Costs by Reporting Type: NYISO_G-I
ReportingType | 2015 | 2020 | 2025 | 2030 | 2035 | 2040
BM | 0 | 0 | 0 | 0 | 0 | 0
CC | 275.93 | 277.29 | 253.24 | 257.78 | 557.59 | 1443.13
CSP | 0 | 0 | 0 | 0 | 0 | 0
CT | 0 | 0 | 0 | 0 | 0 | 0
Coal | 0 | 0 | 0 | 0 | 0 | 0
Geo | 0 | 0 | 0 | 0 | 0 | 0
H | 0.46 | 0.46 | 0.46 | 0.46 | 0.46 | 0.46
LFG | 7.73 | 7.73 | 7.73 | 31.62 | 31.62 | 31.62
Nuc | 466.19 | 495 | 477.19 | 479.96 | 543.55 | 0.21
PS | 0 | 0 | 0 | 0 | 0 | 0
PV | 0 | 0 | 0 | 0 | 0 | 0
PeakG | 1.52 | 2.04 | 1.56 | 1.57 | 1.57 | 1.57
PeakO | 2.55 | 3.25 | 2.61 | 2.61 | 2.61 | 2.61
ST | 0 | 0 | 0 | 0 | 0 | 0
STOG | 0 | 0 | 0 | 0 | 0 | 0
STWD | 0 | 0 | 0 | 0 | 0 | 0
WT | 0 | 14.4 | 14.4 | 14.4 | 14.4 | 1.69
IGCC | 0 | 0 | 0 | 0 | 0 | 0
DemandResponse | 0 | 0 | 0 | 0 | 0 | 0
IGCC-CCS | 0 | 0 | 0 | 0 | 0 | 0
WT_off | 0 | 0 | 0 | 0 | 0 | 0
PseudoUnit | 0 | 0 | 0 | 0 | 0 | 0
FixedInterchange | 0 | 0 | 0 | 0 | 0 | 0
Total Costs by Reporting Type: NYISO_J-K
ReportingType | 2015 | 2020 | 2025 | 2030 | 2035 | 2040
BM | 0 | 0 | 0 | 0 | 0 | 0
CC | 1167.17 | 1316.29 | 1288.9 | 1274.3 | 1523 | 1454.48
CSP | 0 | 0 | 0 | 0 | 0 | 0
CT | 0 | 0 | 0 | 0 | 30.86 | 31
Coal | 0 | 0 | 0 | 0 | 0 | 0
Geo | 0 | 0 | 0 | 0 | 0 | 0
H | 0 | 0 | 0 | 0 | 0 | 0
LFG | 14.97 | 14.97 | 14.97 | 44.49 | 44.49 | 44.49
Nuc | 0.01 | 0.01 | 0.01 | 0.01 | 0.01 | 0.01
PS | 0 | 0 | 0 | 0 | 0 | 0
PV | 17.52 | 17.52 | 17.52 | 17.52 | 0 | 0
PeakG | 58.9 | 89.89 | 70.98 | 76.25 | 89.01 | 82.19
PeakO | 61.69 | 79.16 | 63.78 | 65.02 | 65.02 | 65.02
ST | 0 | 0 | 0 | 0 | 0 | 0
STOG | 176.23 | 214.88 | 178.6 | 174.13 | 206.23 | 201.17
STWD | 0 | 0 | 0 | 0 | 0 | 0
WT | 0 | 0 | 0 | 0 | 0 | 0
IGCC | 0 | 0 | 0 | 0 | 0 | 0
DemandResponse | 0 | 0 | 0 | 0 | 0 | 0
IGCC-CCS | 0 | 0 | 0 | 0 | 0 | 0
WT_off | 0 | 0 | 0 | 0 | 0 | 0
PseudoUnit | 0 | 0 | 0 | 0 | 0 | 0
FixedInterchange | 0 | 0 | 0 | 0 | 0 | 0
Total Costs by Reporting Type: PJM_E
ReportingType | 2015 | 2020 | 2025 | 2030 | 2035 | 2040
BM | 17.49 | 33.95 | 33.95 | 33.95 | 33.95 | 33.95
CC | 1747.09 | 2413.26 | 2102.38 | 2117 | 2956.57 | 3015.39
CSP | 0 | 0 | 0 | 0 | 0 | 0
CT | 2.47 | 2.51 | 2.52 | 0 | 0 | 0
Coal | 84.05 | 38.45 | 15.97 | 16.29 | 17.62 | 17.91
Geo | 0 | 0 | 0 | 0 | 0 | 0
H | 3.85 | 3.85 | 3.85 | 3.85 | 3.85 | 3.85
LFG | 59.08 | 59.08 | 105.15 | 102.96 | 102.96 | 102.96
Nuc | 1960.16 | 1864.06 | 1862.64 | 1873.72 | 1345.93 | 2395.82
PS | 9.5 | 9.5 | 9.5 | 9.5 | 9.5 | 9.5
PV | 11.79 | 11.79 | 11.79 | 11.79 | 0.32 | 0.32
PeakG | 80.18 | 111.39 | 110.05 | 124.68 | 163.69 | 168.63
PeakO | 75.92 | 100.78 | 82.41 | 82.41 | 82.41 | 82.41
ST | 0 | 0 | 0 | 0 | 0 | 0
STOG | 0 | 0 | 0 | 0 | 0 | 0
STWD | 0 | 0 | 0 | 0 | 0 | 0
WT | 332.76 | 332.76 | 332.76 | 332.76 | 32.65 | 32.65
IGCC | 0 | 0 | 0 | 0 | 0 | 0
DemandResponse | 0 | 0 | 0 | 0 | 0 | 0
IGCC-CCS | 0 | 0 | 0 | 0 | 0 | 0
WT_off | 0 | 0 | 599.06 | 599.06 | 599.06 | 599.06
PseudoUnit | 0 | 0 | 0 | 0 | 0 | 0
FixedInterchange | 0 | 0 | 0 | 0 | 0 | 0
Total Costs by Reporting Type: PJM_ROM
ReportingType | 2015 | 2020 | 2025 | 2030 | 2035 | 2040
BM | 9.61 | 19.49 | 19.49 | 19.49 | 19.49 | 19.49
CC | 819.59 | 1182.67 | 1163.8 | 1048.15 | 1465.32 | 3634.56
CSP | 0 | 0 | 0 | 0 | 0 | 0
CT | 1.54 | 1.54 | 1.72 | 1.74 | 0.35 | 0.6
Coal | 2246.07 | 2663.07 | 2807.35 | 2940.9 | 3022.67 | 3126.62
Geo | 0 | 0 | 0 | 0 | 0 | 0
H | 19.83 | 19.83 | 19.83 | 19.83 | 19.83 | 19.83
LFG | 47.04 | 132.66 | 132.66 | 131.08 | 128.72 | 75.37
Nuc | 1163.94 | 1194.41 | 1192.35 | 1199.5 | 963.59 | 1283.24
PS | 35.92 | 35.92 | 35.92 | 35.92 | 35.92 | 35.92
PV | 0.06 | 482.45 | 724.04 | 752.86 | 752.86 | 291.67
PeakG | 31.73 | 47.83 | 44.76 | 45.03 | 64.59 | 65.85
PeakO | 45.95 | 58.57 | 0 | 0 | 0 | 0
ST | 0 | 0 | 0 | 0 | 0 | 0
STOG | 0 | 0 | 0 | 0 | 0 | 0
STWD | 2.24 | 39.07 | 38.55 | 38.55 | 38.55 | 38.55
WT | 152.07 | 152.07 | 333.51 | 306.1 | 667.61 | 667.61
IGCC | 0 | 0 | 0 | 0 | 0 | 0
DemandResponse | 0 | 0 | 0 | 0 | 0 | 0
IGCC-CCS | 0 | 0 | 0 | 0 | 0 | 0
WT_off | 0 | 0 | 0 | 0 | 0 | 0
PseudoUnit | 0 | 0 | 0 | 0 | 0 | 0
FixedInterchange | 0 | 0 | 0 | 0 | 0 | 0
Total Costs by Reporting Type: PJM_ROR
ReportingType | 2015 | 2020 | 2025 | 2030 | 2035 | 2040
BM | 204.46 | 216.32 | 218.93 | 237.19 | 313.25 | 189.5
CC | 2738.7 | 3097.55 | 2645.11 | 2589 | 3071.6 | 2626.92
CSP | 0 | 0 | 0 | 0 | 0 | 0
CT | 2.91 | 2.94 | 2.97 | 3 | 0.65 | 0.69
Coal | 14538.46 | 12070.95 | 12211.82 | 12292.72 | 13107.21 | 13684.97
Geo | 0 | 0 | 0 | 0 | 0 | 0
H | 26.17 | 26.17 | 26.17 | 26.17 | 26.17 | 26.17
LFG | 76.9 | 76.9 | 238.08 | 232.42 | 226.35 | 226.35
Nuc | 4607.58 | 4731.16 | 4718.65 | 4541.22 | 3528.56 | 5329.49
PS | 73.14 | 73.14 | 73.14 | 73.14 | 73.14 | 73.14
PV | 0.35 | 0.35 | 0.35 | 0.35 | 0.35 | 0.35
PeakG | 407.06 | 598.44 | 424.99 | 532.12 | 628.84 | 646.25
PeakO | 48.69 | 65.15 | 0 | 0 | 0 | 0
ST | 0 | 0 | 0 | 0 | 0 | 0
STOG | 104.43 | 15.27 | 0 | 0 | 0 | 0
STWD | 6.22 | 55.73 | 83.22 | 83.22 | 113.43 | 113.43
WT | 2217.8 | 2217.8 | 2217.8 | 1474.37 | 366.33 | 366.33
IGCC | 0 | 0 | 0 | 0 | 0 | 0
DemandResponse | 0 | 0 | 0 | 0 | 0 | 0
IGCC-CCS | 0 | 0 | 0 | 0 | 0 | 0
WT_off | 0 | 0 | 0 | 0 | 0 | 0
PseudoUnit | 0 | 0 | 0 | 0 | 0 | 0
FixedInterchange | 0 | 0 | 0 | 0 | 0 | 0
Total Costs by Reporting Type: SOCO
ReportingType | 2015 | 2020 | 2025 | 2030 | 2035 | 2040
BM | 26.53 | 26.53 | 28.06 | 28.06 | 28.22 | 28.22
CC | 5096.53 | 5520.38 | 5013.25 | 5136.1 | 5570.32 | 3979.47
CSP | 0 | 0 | 0 | 0 | 0 | 0
CT | 0 | 0 | 0 | 0 | 0 | 0
Coal | 5004.31 | 4983.33 | 5308.28 | 5317.14 | 5635.52 | 8826.6
Geo | 0 | 0 | 0 | 0 | 0 | 0
H | 59.74 | 59.74 | 59.74 | 59.74 | 59.74 | 59.74
LFG | 4.47 | 4.47 | 37.19 | 37.19 | 37.19 | 37.19
Nuc | 1355.07 | 2993.98 | 3028.43 | 3039.86 | 3039.86 | 2945.91
PS | 39.76 | 39.76 | 39.76 | 39.76 | 39.76 | 39.76
PV | 0 | 0 | 0 | 0 | 0 | 0
PeakG | 160.04 | 265.29 | 157.88 | 172.55 | 164.33 | 146.2
PeakO | 0 | 0 | 0 | 0 | 0 | 0
ST | 0 | 0 | 0 | 0 | 0 | 0
STOG | 0 | 0 | 0 | 0 | 0 | 0
STWD | 0 | 0 | 0 | 0 | 0 | 0
WT | 0 | 0 | 0 | 0 | 0 | 0
IGCC | 0 | 0 | 0 | 0 | 0 | 0
DemandResponse | 0 | 0 | 0 | 0 | 0 | 0
IGCC-CCS | 0 | 0 | 0 | 0 | 0 | 0
WT_off | 0 | 0 | 0 | 0 | 0 | 0
PseudoUnit | 0 | 0 | 0 | 0 | 0 | 0
FixedInterchange | 0 | 0 | 0 | 0 | 0 | 0
Total Costs by Reporting Type: SPP_N
ReportingType | 2015 | 2020 | 2025 | 2030 | 2035 | 2040
BM | 0 | 0 | 0 | 0 | 0 | 0
CC | 284.38 | 181.32 | 116.95 | 118.79 | 119.65 | 109.47
CSP | 0 | 0 | 0 | 0 | 0 | 0
CT | 0 | 0 | 0 | 0 | 0 | 0
Coal | 2274.24 | 2641.14 | 2650.65 | 2553.67 | 2672.83 | 3015.35
Geo | 0 | 0 | 0 | 0 | 0 | 0
H | 0.3 | 0.3 | 0.3 | 0.3 | 0.3 | 0.3
LFG | 0.85 | 0.85 | 3.16 | 30.03 | 30.03 | 30.03
Nuc | 256.73 | 266.63 | 271.39 | 272.98 | 272.98 | 272.98
PS | 0 | 0 | 0 | 0 | 0 | 0
PV | 0 | 0 | 0 | 0 | 0 | 0
PeakG | 79.79 | 128.5 | 129.39 | 128.63 | 126.86 | 118.59
PeakO | 34.89 | 44.84 | 35.94 | 35.94 | 35.94 | 35.94
ST | 0 | 0 | 0 | 0 | 0 | 0
STOG | 54.18 | 63.64 | 0 | 0 | 0 | 0
STWD | 0 | 0 | 0 | 0 | 0 | 0
WT | 42.04 | 42.04 | 42.04 | 42.04 | 42.05 | 490.77
IGCC | 0 | 0 | 0 | 0 | 0 | 0
DemandResponse | 0 | 0 | 0 | 0 | 0 | 0
IGCC-CCS | 0 | 0 | 0 | 0 | 0 | 0
WT_off | 0 | 0 | 0 | 0 | 0 | 0
PseudoUnit | 0 | 0 | 0 | 0 | 0 | 0
FixedInterchange | 0 | 0 | 0 | 0 | 0 | 0
Total Costs by Reporting Type: SPP_S
ReportingType | 2015 | 2020 | 2025 | 2030 | 2035 | 2040
BM | 0 | 0 | 0 | 0 | 0 | 0
CC | 1326.22 | 2138.19 | 1597.04 | 1481.9 | 1510.11 | 1113.52
CSP | 0 | 0 | 0 | 0 | 0 | 0
CT | 35.98 | 66.28 | 71.68 | 72.32 | 34.41 | 6.33
Coal | 3683.68 | 4020.36 | 4425.16 | 4248.66 | 4481.69 | 4892.34
Geo | 0 | 0 | 0 | 0 | 0 | 0
H | 30.03 | 30.03 | 30.03 | 30.03 | 30.03 | 30.03
LFG | 2.29 | 2.29 | 31.48 | 31.48 | 31.48 | 31.48
Nuc | 0.01 | 0.01 | 0.01 | 0.01 | 0.01 | 0.01
PS | 10.59 | 10.59 | 10.59 | 10.59 | 10.59 | 10.59
PV | 0 | 0 | 0 | 0 | 0 | 0
PeakG | 60.2 | 88.57 | 70.62 | 88.13 | 82.91 | 82.77
PeakO | 3.36 | 4.54 | 3.63 | 3.63 | 3.64 | 3.66
ST | 0 | 0 | 0 | 0 | 0 | 0
STOG | 251.88 | 303.8 | 166.35 | 129.79 | 134.57 | 73
STWD | 2.69 | 3.37 | 2.75 | 2.75 | 2.75 | 4.07
WT | 183.43 | 642.3 | 642.3 | 642.3 | 1066.95 | 1191.47
IGCC | 0 | 0 | 0 | 0 | 0 | 0
DemandResponse | 0 | 0 | 0 | 0 | 0 | 0
IGCC-CCS | 0 | 0 | 0 | 0 | 0 | 0
WT_off | 0 | 0 | 0 | 0 | 0 | 0
PseudoUnit | 0 | 0 | 0 | 0 | 0 | 0
FixedInterchange | 0 | 0 | 0 | 0 | 0 | 0
Total Costs by Reporting Type: TVA
ReportingType | 2015 | 2020 | 2025 | 2030 | 2035 | 2040
BM | 0 | 0 | 0 | 0 | 0 | 0
CC | 944.6 | 921.79 | 755.63 | 609.67 | 1030.85 | 1007.97
CSP | 0 | 0 | 0 | 0 | 0 | 0
CT | 0 | 0 | 0 | 0 | 0 | 0
Coal | 3387.36 | 3849.49 | 3786.76 | 3659.37 | 3824.27 | 4074.88
Geo | 0 | 0 | 0 | 0 | 0 | 0
H | 72.8 | 72.8 | 72.8 | 72.8 | 72.8 | 72.8
LFG | 1.57 | 1.57 | 1.57 | 33.99 | 33.99 | 33.99
Nuc | 2533.71 | 2590.04 | 2579.4 | 2590.89 | 1999.33 | 2481.64
PS | 41.38 | 41.38 | 41.38 | 41.38 | 41.38 | 41.38
PV | 0 | 0 | 0 | 0 | 0 | 0
PeakG | 99.24 | 153.37 | 139.59 | 139.59 | 143.34 | 143.98
PeakO | 1.87 | 2.54 | 0 | 0 | 0 | 0
ST | 0 | 0 | 0 | 0 | 0 | 0
STOG | 0 | 0 | 0 | 0 | 0 | 0
STWD | 0.16 | 0.2 | 0 | 0 | 0 | 0
WT | 0.99 | 0.99 | 0.99 | 0.99 | 0.99 | 0.99
IGCC | 0 | 0 | 0 | 0 | 0 | 0
DemandResponse | 0 | 0 | 0 | 0 | 0 | 0
IGCC-CCS | 0 | 0 | 0 | 0 | 0 | 0
WT_off | 0 | 0 | 0 | 0 | 0 | 0
PseudoUnit | 0 | 0 | 0 | 0 | 0 | 0
FixedInterchange | 0 | 0 | 0 | 0 | 0 | 0
Total Costs by Reporting Type: TVA_Transmission
ReportingType | 2015 | 2020 | 2025 | 2030 | 2035 | 2040
BM | 0 | 0 | 0 | 0 | 0 | 0
CC | 0 | 0 | 0 | 0 | 0 | 0
CSP | 0 | 0 | 0 | 0 | 0 | 0
CT | 0 | 0 | 0 | 0 | 0 | 0
Coal | 0 | 0 | 0 | 0 | 0 | 0
Geo | 0 | 0 | 0 | 0 | 0 | 0
H | 0 | 0 | 0 | 0 | 0 | 0
LFG | 0 | 0 | 0 | 0 | 0 | 0
Nuc | 0 | 0 | 0 | 0 | 0 | 0
PS | 0 | 0 | 0 | 0 | 0 | 0
PV | 0 | 0 | 0 | 0 | 0 | 0
PeakG | 0 | 0 | 0 | 0 | 0 | 0
PeakO | 0 | 0 | 0 | 0 | 0 | 0
ST | 0 | 0 | 0 | 0 | 0 | 0
STOG | 0 | 0 | 0 | 0 | 0 | 0
STWD | 0 | 0 | 0 | 0 | 0 | 0
WT | 0 | 0 | 0 | 0 | 0 | 0
IGCC | 0 | 0 | 0 | 0 | 0 | 0
DemandResponse | 0 | 0 | 0 | 0 | 0 | 0
IGCC-CCS | 0 | 0 | 0 | 0 | 0 | 0
WT_off | 0 | 0 | 0 | 0 | 0 | 0
PseudoUnit | 0 | 0 | 0 | 0 | 0 | 0
FixedInterchange | 0 | 0 | 0 | 0 | 0 | 0
Total Costs by Reporting Type: VACAR
ReportingType | 2015 | 2020 | 2025 | 2030 | 2035 | 2040
BM | 0.93 | 173.64 | 602.95 | 602.95 | 602.95 | 602.95
CC | 1947.51 | 1980.59 | 1467.37 | 1507.74 | 2904.26 | 3395.25
CSP | 0 | 0 | 0 | 0 | 0 | 0
CT | 69.92 | 70.26 | 76.08 | 74.65 | 17.52 | 18.47
Coal | 4904.57 | 4523.54 | 4982.87 | 5142.24 | 5966.24 | 6119.22
Geo | 0 | 0 | 0 | 0 | 0 | 0
H | 30.23 | 30.23 | 30.23 | 30.23 | 30.23 | 30.23
LFG | 7.71 | 40.25 | 40.25 | 40.25 | 40.18 | 20.68
Nuc | 2606.17 | 4424.34 | 4396.29 | 4414.98 | 3652.53 | 5084.39
PS | 62.1 | 62.1 | 62.1 | 62.1 | 62.1 | 62.1
PV | 0.24 | 40.83 | 40.83 | 40.83 | 40.83 | 2.25
PeakG | 152.06 | 226.96 | 172.82 | 213.54 | 246.43 | 251.16
PeakO | 36.13 | 46.34 | 37.33 | 38.01 | 38.01 | 38.01
ST | 0 | 0 | 0 | 0 | 0 | 0
STOG | 4.04 | 4.78 | 0 | 0 | 0 | 0
STWD | 173.41 | 175.67 | 173.58 | 169.94 | 163.79 | 157.65
WT | 0.22 | 838.93 | 838.93 | 838.93 | 838.73 | 98.34
IGCC | 0 | 0 | 0 | 0 | 0 | 0
DemandResponse | 0 | 0 | 0 | 0 | 0 | 0
IGCC-CCS | 0 | 0 | 0 | 0 | 0 | 0
WT_off | 0.59 | 0.59 | 0.59 | 0.59 | 0.05 | 0.05
PseudoUnit | 0 | 0 | 0 | 0 | 0 | 0
FixedInterchange | 0 | 0 | 0 | 0 | 0 | 0
Total Costs by Reporting Type: IESO
ReportingType | 2015 | 2020 | 2025 | 2030 | 2035 | 2040
BM | 177.6 | 177.6 | 177.6 | 177.6 | 177.6 | 177.87
CC | 207.33 | 203.8 | 200.39 | 197.58 | 213.96 | 184.35
CSP | 0 | 0 | 0 | 0 | 0 | 0
CT | 44.26 | 44.26 | 44.26 | 44.26 | 0 | 0
Coal | 0 | 0 | 0 | 0 | 0 | 0
Geo | 0 | 0 | 0 | 0 | 0 | 0
H | 123.83 | 123.83 | 123.83 | 123.83 | 123.83 | 123.83
LFG | 19.32 | 19.32 | 19.32 | 19.32 | 14.2 | 14.2
Nuc | 2990.3 | 3007.72 | 3053.43 | 3053.25 | 2836.57 | 3030.7
PS | 2.92 | 2.92 | 2.92 | 2.92 | 2.92 | 2.92
PV | 558.01 | 558.01 | 558.01 | 558.01 | 0.44 | 0.44
PeakG | 0 | 0 | 0 | 0 | 0 | 0
PeakO | 0 | 0 | 0 | 0 | 0 | 0
ST | 0 | 0 | 0 | 0 | 0 | 0
STOG | 0 | 0 | 0 | 0 | 0 | 0
STWD | 0 | 0 | 0 | 0 | 0 | 0
WT | 763.41 | 763.41 | 763.41 | 763.41 | 43.84 | 43.84
IGCC | 0 | 0 | 0 | 0 | 0 | 0
DemandResponse | 0 | 0 | 0 | 0 | 0 | 0
IGCC-CCS | 0 | 0 | 0 | 0 | 0 | 0
WT_off | 0 | 0 | 0 | 0 | 0 | 0
PseudoUnit | 0 | 0 | 0 | 0 | 0 | 0
FixedInterchange | 0 | 0 | 0 | 0 | 0 | 0
Total Costs by Reporting Type: MAPP_CA
ReportingType | 2015 | 2020 | 2025 | 2030 | 2035 | 2040
BM | 0 | 0 | 0 | 0 | 0 | 0
CC | 122.49 | 143.89 | 101.54 | 45.3 | 58.44 | 49.74
CSP | 0 | 0 | 0 | 0 | 0 | 0
CT | 15.34 | 16.94 | 17.1 | 17.2 | 2.87 | 0.91
Coal | 83.7 | 96.69 | 101.38 | 117.54 | 229.75 | 291.35
Geo | 0 | 0 | 0 | 0 | 0 | 0
H | 92.24 | 92.24 | 92.24 | 92.24 | 92.24 | 92.24
LFG | 0 | 0 | 0 | 0 | 0 | 0
Nuc | 0.01 | 0.01 | 0.01 | 0.01 | 0.01 | 0.01
PS | 0 | 0 | 0 | 0 | 0 | 0
PV | 0 | 0 | 0 | 0 | 0 | 0
PeakG | 9.94 | 9.88 | 9.88 | 9.88 | 13.46 | 13.5
PeakO | 0.09 | 0.09 | 0.09 | 0.12 | 0.12 | 0.12
ST | 0 | 0 | 0 | 0 | 0 | 0
STOG | 5.73 | 5.56 | 5.54 | 5.54 | 5.54 | 1.83
STWD | 0 | 0 | 0 | 0 | 0 | 0
WT | 105.14 | 105.14 | 105.14 | 105.14 | 9.42 | 9.42
IGCC | 0 | 0 | 0 | 0 | 0 | 0
DemandResponse | 0 | 0 | 0 | 0 | 0 | 0
IGCC-CCS | 0 | 0 | 0 | 0 | 0 | 0
WT_off | 0 | 0 | 0 | 0 | 0 | 0
PseudoUnit | 0 | 0 | 0 | 0 | 0 | 0
FixedInterchange | 0 | 0 | 0 | 0 | 0 | 0
Total Costs by Reporting Type: AZ_NM_SNV_Coal
ReportingType | 2015 | 2020 | 2025 | 2030 | 2035 | 2040
BM | 0 | 0 | 0 | 0 | 0 | 0
CC | 0 | 0 | 0 | 0 | 0 | 0
CSP | 0 | 0 | 0 | 0 | 0 | 0
CT | 0 | 0 | 0 | 0 | 0 | 0
Coal | 2703.56 | 3028.83 | 3003.44 | 3029.86 | 3905.08 | 5611.08
Geo | 0 | 0 | 0 | 0 | 0 | 0
H | 0 | 0 | 0 | 0 | 0 | 0
LFG | 0 | 0 | 0 | 0 | 0 | 0
Nuc | 0 | 0 | 0 | 0 | 0 | 0
PS | 0 | 0 | 0 | 0 | 0 | 0
PV | 0 | 0 | 0 | 0 | 0 | 0
PeakG | 0 | 0 | 0 | 0 | 0 | 0
PeakO | 0.34 | 0.46 | 0 | 0 | 0 | 0
ST | 0 | 0 | 0 | 0 | 0 | 0
STOG | 0 | 0 | 0 | 0 | 0 | 0
STWD | 0 | 0 | 0 | 0 | 0 | 0
WT | 0 | 0 | 0 | 0 | 0 | 0
IGCC | 0 | 0 | 0 | 0 | 0 | 0
DemandResponse | 0 | 0 | 0 | 0 | 0 | 0
IGCC-CCS | 0 | 0 | 0 | 0 | 0 | 0
WT_off | 0 | 0 | 0 | 0 | 0 | 0
PseudoUnit | 0 | 0 | 0 | 0 | 0 | 0
FixedInterchange | 0 | 0 | 0 | 0 | 0 | 0
Total Costs by Reporting Type: AZ_NM_SNV_Gas
ReportingType | 2015 | 2020 | 2025 | 2030 | 2035 | 2040
BM | 0 | 0 | 0 | 0 | 0 | 0
CC | 4173.3 | 4785.49 | 4991.22 | 5580.47 | 6062.57 | 5841.46
CSP | 0 | 0 | 0 | 0 | 0 | 0
CT | 68.63 | 68.63 | 69.13 | 69.61 | 0 | 0
Coal | 0 | 0 | 0 | 0 | 0 | 0
Geo | 0 | 0 | 0 | 0 | 0 | 0
H | 0 | 0 | 0 | 0 | 0 | 0
LFG | 0 | 0 | 0 | 0 | 0 | 0
Nuc | 0 | 0 | 0 | 0 | 0 | 0
PS | 0 | 0 | 0 | 0 | 0 | 0
PV | 0 | 0 | 0 | 0 | 0 | 0
PeakG | 63.97 | 93.45 | 49.47 | 61.24 | 61.42 | 0
PeakO | 0 | 0 | 0 | 0 | 0 | 0
ST | 0 | 0 | 0 | 0 | 0 | 0
STOG | 0 | 0 | 0 | 0 | 0 | 0
STWD | 0 | 0 | 0 | 0 | 0 | 0
WT | 0 | 0 | 0 | 0 | 0 | 0
IGCC | 0 | 0 | 0 | 0 | 0 | 0
DemandResponse | 0 | 0 | 0 | 0 | 0 | 0
IGCC-CCS | 0 | 0 | 0 | 0 | 0 | 0
WT_off | 0 | 0 | 0 | 0 | 0 | 0
PseudoUnit | 0 | 0 | 0 | 0 | 0 | 0
FixedInterchange | 0 | 0 | 0 | 0 | 0 | 0
Total Costs by Reporting Type: AZ_NM_SNV_NucRenew
ReportingType | 2015 | 2020 | 2025 | 2030 | 2035 | 2040
BM | 0 | 0 | 0 | 0 | 0 | 0
CC | 0 | 0 | 0 | 0 | 0 | 0
CSP | 0 | 0 | 0 | 0 | 0 | 0
CT | 0 | 0 | 0 | 0 | 0 | 0
Coal | 0 | 0 | 0 | 0 | 0 | 0
Geo | 0 | 0 | 608.13 | 608.13 | 608.13 | 608.13
H | 44.6 | 44.6 | 44.6 | 44.6 | 44.6 | 44.6
LFG | 0.85 | 19.95 | 19.95 | 19.95 | 19.95 | 8.23
Nuc | 810.72 | 895.93 | 912.19 | 917.59 | 917.59 | 917.59
PS | 5.13 | 5.13 | 5.13 | 5.13 | 5.13 | 5.13
PV | 37.26 | 37.26 | 37.26 | 37.26 | 2.38 | 2.38
PeakG | 0 | 0 | 0 | 0 | 0 | 0
PeakO | 0 | 0 | 0 | 0 | 0 | 0
ST | 119.47 | 270.76 | 344.29 | 283.97 | 247.8 | 121.55
STOG | 0 | 0 | 0 | 0 | 0 | 0
STWD | 12.81 | 13.02 | 1.17 | 10.86 | 10.86 | 10.86
WT | 31.87 | 862.51 | 862.51 | 862.51 | 848.23 | 115.91
IGCC | 0 | 0 | 0 | 0 | 0 | 0
DemandResponse | 0 | 0 | 0 | 0 | 0 | 0
IGCC-CCS | 0 | 0 | 0 | 0 | 0 | 0
WT_off | 0 | 0 | 0 | 0 | 0 | 0
PseudoUnit | 0 | 0 | 0 | 0 | 0 | 0
FixedInterchange | 0 | 0 | 0 | 0 | 0 | 0
Total Costs by Reporting Type: ERCOT
ReportingType | 2015 | 2020 | 2025 | 2030 | 2035 | 2040
BM | 69.26 | 69.26 | 70.34 | 70.34 | 73.54 | 73.54
CC | 6129.7 | 6636.03 | 6043.76 | 6139.09 | 6568.81 | 6738.71
CSP | 0 | 0 | 0 | 0 | 0 | 0
CT | 22.65 | 23.18 | 24.49 | 24.61 | 0 | 0
Coal | 5366.99 | 6446.9 | 7039.42 | 6822.08 | 6987.78 | 7977.27
Geo | 0 | 0 | 0 | 0 | 0 | 0
H | 8.05 | 8.05 | 8.05 | 8.05 | 8.05 | 8.05
LFG | 9.06 | 9.06 | 115.9 | 115.9 | 115.9 | 115.9
Nuc | 1007.36 | 1174.9 | 1203.03 | 1210.21 | 1210.21 | 1210.21
PS | 0 | 0 | 0 | 0 | 0 | 0
PV | 5.14 | 5.14 | 5.14 | 5.14 | 0.01 | 0.01
PeakG | 80.63 | 120.15 | 122.99 | 123.77 | 124.97 | 123.81
PeakO | 1.29 | 1.86 | 1.53 | 1.53 | 1.53 | 1.53
ST | 0 | 0 | 0 | 0 | 0 | 0
STOG | 863.27 | 1021.85 | 694.03 | 588.09 | 521.56 | 447.5
STWD | 0 | 0 | 0 | 0 | 0 | 0
WT | 388.45 | 388.45 | 388.45 | 388.45 | 315.74 | 315.74
IGCC | 0 | 0 | 0 | 0 | 0 | 0
DemandResponse | 0 | 0 | 0 | 0 | 0 | 0
IGCC-CCS | 0 | 0 | 0 | 0 | 0 | 0
WT_off | 0 | 0 | 0 | 0 | 0 | 0
PseudoUnit | 0 | 0 | 0 | 0 | 0 | 0
FixedInterchange | 0 | 0 | 0 | 0 | 0 | 0
Total Costs by Reporting Type: NP15
ReportingType | 2015 | 2020 | 2025 | 2030 | 2035 | 2040
BM | 0 | 0 | 0 | 0 | 0 | 0
CC | 2021.1 | 1371.68 | 773.5 | 851.71 | 700.83 | 353.06
CSP | 0 | 0 | 0 | 0 | 0 | 0
CT | 19.28 | 19.28 | 19.28 | 19.28 | 2.58 | 2.58
Coal | 10.37 | 0 | 0 | 0 | 0 | 0
Geo | 100.91 | 244.45 | 380.46 | 380.46 | 380.46 | 286.61
H | 125.7 | 125.7 | 125.7 | 125.7 | 125.7 | 125.7
LFG | 10.26 | 204.81 | 204.81 | 204.81 | 204.81 | 79.02
Nuc | 495.59 | 560.5 | 540.7 | 543.89 | 543.89 | 543.89
PS | 53.58 | 53.58 | 53.58 | 53.58 | 53.58 | 53.58
PV | 3.68 | 3.68 | 3.68 | 3.68 | 0.78 | 0.78
PeakG | 56.04 | 82.34 | 58.1 | 74.01 | 78.49 | 78.49
PeakO | 10.26 | 13.08 | 10.48 | 10.49 | 10.49 | 10.49
ST | 14.46 | 14.46 | 14.46 | 14.46 | 1.86 | 1.86
STOG | 168.93 | 193.65 | 160.78 | 160.28 | 159.57 | 159.57
STWD | 265.97 | 269.53 | 15.58 | 30.52 | 27.71 | 37.4
WT | 66.31 | 106.5 | 106.5 | 106.5 | 100.51 | 65.94
IGCC | 0 | 0 | 0 | 0 | 0 | 0
DemandResponse | 0 | 0 | 0 | 0 | 0 | 0
IGCC-CCS | 0 | 0 | 0 | 0 | 0 | 0
WT_off | 0 | 0 | 0 | 0 | 0 | 0
PseudoUnit | 0 | 0 | 0 | 0 | 0 | 0
FixedInterchange | 0 | 0 | 0 | 0 | 0 | 0
Total Costs by Reporting Type: NWPP_Coal
ReportingType | 2015 | 2020 | 2025 | 2030 | 2035 | 2040
BM | 0 | 0 | 0 | 0 | 0 | 0
CC | 0 | 0 | 0 | 0 | 0 | 0
CSP | 0 | 0 | 0 | 0 | 0 | 0
CT | 0 | 0 | 0 | 0 | 0 | 0
Coal | 3275.33 | 3639.81 | 3699.11 | 3618.08 | 3836.1 | 4365.78
Geo | 0 | 0 | 0 | 0 | 0 | 0
H | 0 | 0 | 0 | 0 | 0 | 0
LFG | 0 | 0 | 0 | 0 | 0 | 0
Nuc | 0 | 0 | 0 | 0 | 0 | 0
PS | 0 | 0 | 0 | 0 | 0 | 0
PV | 0 | 0 | 0 | 0 | 0 | 0
PeakG | 0 | 0 | 0 | 0 | 0 | 0
PeakO | 0 | 0 | 0 | 0 | 0 | 0
ST | 0 | 0 | 0 | 0 | 0 | 0
STOG | 0 | 0 | 0 | 0 | 0 | 0
STWD | 0 | 0 | 0 | 0 | 0 | 0
WT | 0 | 0 | 0 | 0 | 0 | 0
IGCC | 0 | 0 | 0 | 0 | 0 | 0
DemandResponse | 0 | 0 | 0 | 0 | 0 | 0
IGCC-CCS | 0 | 0 | 0 | 0 | 0 | 0
WT_off | 0 | 0 | 0 | 0 | 0 | 0
PseudoUnit | 0 | 0 | 0 | 0 | 0 | 0
FixedInterchange | 0 | 0 | 0 | 0 | 0 | 0
Total Costs by Reporting Type: NWPP_Gas
ReportingType | 2015 | 2020 | 2025 | 2030 | 2035 | 2040
BM | 0 | 0 | 0 | 0 | 0 | 0
CC | 1155.66 | 1349.23 | 1467.4 | 1592.41 | 1801.7 | 1697.61
CSP | 0 | 0 | 0 | 0 | 0 | 0
CT | 14.02 | 14.02 | 14.02 | 14.02 | 0 | 0
Coal | 0 | 0 | 0 | 0 | 0 | 0
Geo | 0 | 0 | 0 | 0 | 0 | 0
H | 0 | 0 | 0 | 0 | 0 | 0
LFG | 0 | 0 | 0 | 0 | 0 | 0
Nuc | 0 | 0 | 0 | 0 | 0 | 0
PS | 0 | 0 | 0 | 0 | 0 | 0
PV | 0 | 0 | 0 | 0 | 0 | 0
PeakG | 0 | 0 | 0 | 0 | 0 | 0
PeakO | 0 | 0 | 0 | 0 | 0 | 0
ST | 0 | 0 | 0 | 0 | 0 | 0
STOG | 0 | 0 | 0 | 0 | 0 | 0
STWD | 0 | 0 | 0 | 0 | 0 | 0
WT | 0 | 0 | 0 | 0 | 0 | 0
IGCC | 0 | 0 | 0 | 0 | 0 | 0
DemandResponse | 0 | 0 | 0 | 0 | 0 | 0
IGCC-CCS | 0 | 0 | 0 | 0 | 0 | 0
WT_off | 0 | 0 | 0 | 0 | 0 | 0
PseudoUnit | 0 | 0 | 0 | 0 | 0 | 0
FixedInterchange | 0 | 0 | 0 | 0 | 0 | 0
Total Costs by Reporting Type: NWPP_NucRenew
ReportingType | 2015 | 2020 | 2025 | 2030 | 2035 | 2040
BM | 17.16 | 17.16 | 17.16 | 17.16 | 17.16 | 17.16
CC | 0 | 0 | 0 | 0 | 0 | 0
CSP | 0 | 0 | 0 | 0 | 0 | 0
CT | 0 | 0 | 0 | 0 | 0 | 0
Coal | 0 | 0 | 0 | 0 | 0 | 0
Geo | 67.62 | 67.62 | 249.83 | 249.83 | 224.95 | 224.95
H | 480.54 | 480.54 | 480.54 | 480.54 | 480.54 | 480.54
LFG | 20.56 | 97.26 | 97.26 | 97.26 | 92.24 | 45.29
Nuc | 256.71 | 258.17 | 262.7 | 264.21 | 264.21 | 324.67
PS | 6.12 | 6.12 | 6.12 | 6.12 | 6.12 | 6.12
PV | 0.04 | 0.04 | 0.04 | 0.04 | 0.04 | 0.04
PeakG | 0 | 0 | 0 | 0 | 0 | 0
PeakO | 0 | 0 | 0 | 0 | 0 | 0
ST | 0 | 0 | 0 | 0 | 0 | 0
STOG | 0 | 0 | 0 | 0 | 0 | 0
STWD | 0 | 0 | 0 | 0 | 0 | 0
WT | 467.97 | 467.97 | 467.97 | 467.97 | 229.12 | 229.12
IGCC | 0 | 0 | 0 | 0 | 0 | 0
DemandResponse | 0 | 0 | 0 | 0 | 0 | 0
IGCC-CCS | 0 | 0 | 0 | 0 | 0 | 0
WT_off | 0 | 0 | 0 | 0 | 0 | 0
PseudoUnit | 0 | 0 | 0 | 0 | 0 | 0
FixedInterchange | 0 | 0 | 0 | 0 | 0 | 0
Total Costs by Reporting Type: RMPA
ReportingType | 2015 | 2020 | 2025 | 2030 | 2035 | 2040
BM | 0 | 0 | 0 | 0 | 0 | 0
CC | 257.85 | 251.94 | 4.19 | 4.91 | 8.26 | 5.31
CSP | 0 | 0 | 0 | 0 | 0 | 0
CT | 16.21 | 16.21 | 16.21 | 16.21 | 0.95 | 0.95
Coal | 1759.72 | 1860.05 | 1802.32 | 1723.6 | 1888.42 | 2260.63
Geo | 0 | 141.35 | 1078.08 | 1086.78 | 1086.78 | 998.54
H | 13.99 | 13.99 | 13.99 | 13.99 | 13.99 | 13.99
LFG | 1.17 | 10.26 | 10.26 | 10.26 | 9.99 | 4.42
Nuc | 0.01 | 0.01 | 0.01 | 0.01 | 0.01 | 0.01
PS | 13.37 | 13.37 | 13.37 | 13.37 | 13.37 | 13.37
PV | 0.68 | 0.68 | 0.68 | 0.68 | 0.31 | 0.31
PeakG | 51.74 | 76.94 | 51.73 | 65.16 | 71.14 | 70.75
PeakO | 0 | 0 | 0 | 0 | 0 | 0
ST | 1.26 | 135.53 | 137.22 | 138.95 | 137.89 | 25.51
STOG | 0 | 0 | 0 | 0 | 0 | 0
STWD | 0 | 0 | 0 | 0 | 0 | 0
WT | 240.35 | 240.35 | 240.35 | 240.35 | 67.69 | 67.69
IGCC | 0 | 0 | 0 | 0 | 0 | 0
DemandResponse | 0 | 0 | 0 | 0 | 0 | 0
IGCC-CCS | 0 | 0 | 0 | 0 | 0 | 0
WT_off | 0 | 0 | 0 | 0 | 0 | 0
PseudoUnit | 0 | 0 | 0 | 0 | 0 | 0
FixedInterchange | 0 | 0 | 0 | 0 | 0 | 0
Total Costs by Reporting Type: SP15
ReportingType | 2015 | 2020 | 2025 | 2030 | 2035 | 2040
BM | 6.8 | 6.8 | 5.91 | 6.28 | 5.53 | 5.91
CC | 1738.55 | 1360.8 | 939.79 | 950.61 | 815.31 | 548.26
CSP | 0 | 0 | 0 | 0 | 0 | 0
CT | 0 | 0 | 0 | 0 | 0 | 0
Coal | 35.83 | 0 | 0 | 0 | 0 | 0
Geo | 104.52 | 713.94 | 713.94 | 699.68 | 699.68 | 328.75
H | 16.57 | 16.57 | 16.57 | 16.57 | 16.57 | 16.57
LFG | 29.05 | 219.63 | 219.63 | 219.4 | 217.54 | 94.59
Nuc | 508.22 | 539.82 | 519.92 | 522.86 | 522.86 | 643.14
PS | 34.19 | 34.19 | 34.19 | 34.19 | 34.19 | 34.19
PV | 3.49 | 3.49 | 3.49 | 3.49 | 1.81 | 1.81
PeakG | 76.73 | 111.44 | 93.22 | 103.59 | 103.59 | 103.59
PeakO | 1.47 | 1.91 | 1.53 | 1.53 | 1.53 | 1.53
ST | 220.08 | 220.08 | 220.08 | 220.08 | 28.69 | 28.69
STOG | 342.46 | 309.34 | 240.96 | 240.96 | 240.96 | 240.96
STWD | 68.43 | 69.39 | 5.63 | 34.05 | 23.89 | 13.1
WT | 264.36 | 264.36 | 264.36 | 264.36 | 71.1 | 71.1
IGCC | 0 | 0 | 0 | 0 | 0 | 0
DemandResponse | 0 | 0 | 0 | 0 | 0 | 0
IGCC-CCS | 0 | 0 | 0 | 0 | 0 | 0
WT_off | 0 | 0 | 0 | 0 | 0 | 0
PseudoUnit | 0 | 0 | 0 | 0 | 0 | 0
FixedInterchange | 0 | 0 | 0 | 0 | 0 | 0
Total Costs by Reporting Type: ALB
ReportingType | 2015 | 2020 | 2025 | 2030 | 2035 | 2040
BM | 0 | 0 | 0 | 0 | 0 | 0
CC | 671.47 | 876.1 | 1021.69 | 1209.53 | 1493.17 | 1683.49
CSP | 0 | 0 | 0 | 0 | 0 | 0
CT | 18.05 | 18.05 | 18.05 | 18.05 | 0 | 0
Coal | 985.77 | 954.08 | 967.34 | 993.65 | 1148.85 | 1251.85
Geo | 0 | 0 | 0 | 0 | 0 | 0
H | 12.99 | 12.99 | 12.99 | 12.99 | 12.99 | 12.99
LFG | 1.21 | 1.21 | 1.21 | 1.21 | 1.21 | 1.21
Nuc | 0.01 | 0.01 | 0.01 | 0.01 | 0.01 | 0.01
PS | 0 | 0 | 0 | 0 | 0 | 0
PV | 0 | 0 | 0 | 0 | 0 | 0
PeakG | 22.16 | 19.16 | 16.89 | 16.89 | 23.8 | 23.8
PeakO | 0 | 0 | 0 | 0 | 0 | 0
ST | 0 | 0 | 0 | 0 | 0 | 0
STOG | 0 | 0 | 0 | 0 | 0 | 0
STWD | 0 | 0 | 0 | 0 | 0 | 0
WT | 25.5 | 25.5 | 25.5 | 25.5 | 22.96 | 22.96
IGCC | 0 | 0 | 0 | 0 | 0 | 0
DemandResponse | 0 | 0 | 0 | 0 | 0 | 0
IGCC-CCS | 0 | 0 | 0 | 0 | 0 | 0
WT_off | 0 | 0 | 0 | 0 | 0 | 0
PseudoUnit | 0 | 0 | 0 | 0 | 0 | 0
FixedInterchange | 0 | 0 | 0 | 0 | 0 | 0
Total Costs by Reporting Type: BC
ReportingType | 2015 | 2020 | 2025 | 2030 | 2035 | 2040
BM | 0 | 0 | 0 | 0 | 0 | 0
CC | 324.02 | 360.17 | 390.98 | 419.8 | 461.27 | 420.59
CSP | 0 | 0 | 0 | 0 | 0 | 0
CT | 0 | 0 | 0 | 0 | 0 | 0
Coal | 0 | 0 | 0 | 0 | 0 | 0
Geo | 0 | 0 | 0 | 0 | 0 | 0
H | 173.22 | 173.22 | 173.22 | 173.22 | 173.22 | 173.22
LFG | 2.9 | 2.9 | 2.9 | 2.9 | 2.9 | 2.9
Nuc | 0.01 | 0.01 | 0.01 | 0.01 | 0.01 | 0.01
PS | 0 | 0 | 0 | 0 | 0 | 0
PV | 0 | 0 | 0 | 0 | 0 | 0
PeakG | 2.66 | 2.77 | 0.75 | 0 | 0 | 0
PeakO | 1.16 | 1.29 | 0 | 0 | 0 | 0
ST | 0 | 0 | 0 | 0 | 0 | 0
STOG | 0 | 0 | 0 | 0 | 0 | 0
STWD | 12.68 | 3.86 | 0 | 0 | 0 | 0
WT | 48.22 | 48.22 | 48.22 | 48.22 | 7.54 | 7.54
IGCC | 0 | 0 | 0 | 0 | 0 | 0
DemandResponse | 0 | 0 | 0 | 0 | 0 | 0
IGCC-CCS | 0 | 0 | 0 | 0 | 0 | 0
WT_off | 0 | 0 | 0 | 0 | 0 | 0
PseudoUnit | 0 | 0 | 0 | 0 | 0 | 0
FixedInterchange | 0 | 0 | 0 | 0 | 0 | 0
Total Costs by Reporting Type: HQ_IESO
ReportingType | 2015 | 2020 | 2025 | 2030 | 2035 | 2040
BM | 0 | 0 | 0 | 0 | 0 | 0
CC | 0 | 0 | 0 | 0 | 0 | 0
CSP | 0 | 0 | 0 | 0 | 0 | 0
CT | 0 | 0 | 0 | 0 | 0 | 0
Coal | 0 | 0 | 0 | 0 | 0 | 0
Geo | 0 | 0 | 0 | 0 | 0 | 0
H | 0 | 0 | 0 | 0 | 0 | 0
LFG | 0 | 0 | 0 | 0 | 0 | 0
Nuc | 0.01 | 0.01 | 0.01 | 0.01 | 0.01 | 0.01
PS | 0 | 0 | 0 | 0 | 0 | 0
PV | 0 | 0 | 0 | 0 | 0 | 0
PeakG | 0 | 0 | 0 | 0 | 0 | 0
PeakO | 0 | 0 | 0 | 0 | 0 | 0
ST | 0 | 0 | 0 | 0 | 0 | 0
STOG | 0 | 0 | 0 | 0 | 0 | 0
STWD | 0 | 0 | 0 | 0 | 0 | 0
WT | 0 | 0 | 0 | 0 | 0 | 0
IGCC | 0 | 0 | 0 | 0 | 0 | 0
DemandResponse | 0 | 0 | 0 | 0 | 0 | 0
IGCC-CCS | 0 | 0 | 0 | 0 | 0 | 0
WT_off | 0 | 0 | 0 | 0 | 0 | 0
PseudoUnit | 0 | 0 | 0 | 0 | 0 | 0
FixedInterchange | 0 | 0 | 0 | 0 | 0 | 0
Total Costs by Reporting Type: HQ_NEISO
ReportingType | 2015 | 2020 | 2025 | 2030 | 2035 | 2040
BM | 0 | 0 | 0 | 0 | 0 | 0
CC | 0 | 0 | 0 | 0 | 0 | 0
CSP | 0 | 0 | 0 | 0 | 0 | 0
CT | 0 | 0 | 0 | 0 | 0 | 0
Coal | 0 | 0 | 0 | 0 | 0 | 0
Geo | 0 | 0 | 0 | 0 | 0 | 0
H | 0 | 0 | 0 | 0 | 0 | 0
LFG | 0 | 0 | 0 | 0 | 0 | 0
Nuc | 0.01 | 0.01 | 0.01 | 0.01 | 0.01 | 0.01
PS | 0 | 0 | 0 | 0 | 0 | 0
PV | 0 | 0 | 0 | 0 | 0 | 0
PeakG | 0 | 0 | 0 | 0 | 0 | 0
PeakO | 0 | 0 | 0 | 0 | 0 | 0
ST | 0 | 0 | 0 | 0 | 0 | 0
STOG | 0 | 0 | 0 | 0 | 0 | 0
STWD | 0 | 0 | 0 | 0 | 0 | 0
WT | 0 | 0 | 0 | 0 | 0 | 0
IGCC | 0 | 0 | 0 | 0 | 0 | 0
DemandResponse | 0 | 0 | 0 | 0 | 0 | 0
IGCC-CCS | 0 | 0 | 0 | 0 | 0 | 0
WT_off | 0 | 0 | 0 | 0 | 0 | 0
PseudoUnit | 0 | 0 | 0 | 0 | 0 | 0
FixedInterchange | 0 | 0 | 0 | 0 | 0 | 0
Total Costs by Reporting Type: HQ_NY
ReportingType | 2015 | 2020 | 2025 | 2030 | 2035 | 2040
BM | 0 | 0 | 0 | 0 | 0 | 0
CC | 0 | 0 | 0 | 0 | 0 | 0
CSP | 0 | 0 | 0 | 0 | 0 | 0
CT | 0 | 0 | 0 | 0 | 0 | 0
Coal | 0 | 0 | 0 | 0 | 0 | 0
Geo | 0 | 0 | 0 | 0 | 0 | 0
H | 0 | 0 | 0 | 0 | 0 | 0
LFG | 0 | 0 | 0 | 0 | 0 | 0
Nuc | 0.01 | 0.01 | 0.01 | 0.01 | 0.01 | 0.01
PS | 0 | 0 | 0 | 0 | 0 | 0
PV | 0 | 0 | 0 | 0 | 0 | 0
PeakG | 0 | 0 | 0 | 0 | 0 | 0
PeakO | 0 | 0 | 0 | 0 | 0 | 0
ST | 0 | 0 | 0 | 0 | 0 | 0
STOG | 0 | 0 | 0 | 0 | 0 | 0
STWD | 0 | 0 | 0 | 0 | 0 | 0
WT | 0 | 0 | 0 | 0 | 0 | 0
IGCC | 0 | 0 | 0 | 0 | 0 | 0
DemandResponse | 0 | 0 | 0 | 0 | 0 | 0
IGCC-CCS | 0 | 0 | 0 | 0 | 0 | 0
WT_off | 0 | 0 | 0 | 0 | 0 | 0
PseudoUnit | 0 | 0 | 0 | 0 | 0 | 0
FixedInterchange | 0 | 0 | 0 | 0 | 0 | 0
Total Costs by Reporting Type: MARITIMES
ReportingType | 2015 | 2020 | 2025 | 2030 | 2035 | 2040
BM | 0 | 0 | 0 | 0 | 0 | 0
CC | 0 | 0 | 0 | 0 | 0 | 0
CSP | 0 | 0 | 0 | 0 | 0 | 0
CT | 0 | 0 | 0 | 0 | 0 | 0
Coal | 0 | 0 | 0 | 0 | 0 | 0
Geo | 0 | 0 | 0 | 0 | 0 | 0
H | 0 | 0 | 0 | 0 | 0 | 0
LFG | 0 | 0 | 0 | 0 | 0 | 0
Nuc | 0.01 | 0.01 | 0.01 | 0.01 | 0.01 | 0.01
PS | 0 | 0 | 0 | 0 | 0 | 0
PV | 0 | 0 | 0 | 0 | 0 | 0
PeakG | 0 | 0 | 0 | 0 | 0 | 0
PeakO | 0 | 0 | 0 | 0 | 0 | 0
ST | 0 | 0 | 0 | 0 | 0 | 0
STOG | 0 | 0 | 0 | 0 | 0 | 0
STWD | 0 | 0 | 0 | 0 | 0 | 0
WT | 0 | 0 | 0 | 0 | 0 | 0
IGCC | 0 | 0 | 0 | 0 | 0 | 0
DemandResponse | 0 | 0 | 0 | 0 | 0 | 0
IGCC-CCS | 0 | 0 | 0 | 0 | 0 | 0
WT_off | 0 | 0 | 0 | 0 | 0 | 0
PseudoUnit | 0 | 0 | 0 | 0 | 0 | 0
FixedInterchange | 0 | 0 | 0 | 0 | 0 | 0
Total Costs by Reporting Type: All
ReportingType | 2015 | 2020 | 2025 | 2030 | 2035 | 2040
BM | 809.16 | 960.89 | 1354.38 | 1427.8 | 1544.12 | 1334.43
CC | 47163.1 | 52168.75 | 46915.01 | 47796.96 | 56799.97 | 57805.84
CSP | 0 | 0 | 0 | 0 | 0 | 0
CT | 670.94 | 739.61 | 758.25 | 740.93 | 207.74 | 175.94
Coal | 73280.92 | 76294.3 | 78415.72 | 76805.35 | 84755.34 | 96881.25
Geo | 277 | 1171.31 | 3034.39 | 3028.83 | 3003.95 | 2450.93
H | 1511 | 1511 | 1511 | 1511 | 1511 | 1511
LFG | 541.97 | 1192.42 | 1890.15 | 2112.67 | 2079.92 | 1667.13
Nuc | 27257.76 | 31456.43 | 31425.75 | 31856.51 | 26253.69 | 31278.27
PS | 517.25 | 517.25 | 517.25 | 517.25 | 517.25 | 517.25
PV | 639.15 | 1369.87 | 1659.22 | 1688.04 | 1056.41 | 357.19
PeakG | 2225.43 | 3292.41 | 2584.59 | 2981.55 | 3268.46 | 3219.74
PeakO | 528.15 | 692.29 | 458.04 | 454.56 | 454.57 | 454.58
ST | 355.27 | 640.83 | 716.05 | 657.47 | 416.24 | 177.6
STOG | 2500.94 | 2709.97 | 1693.1 | 1456.04 | 1431.38 | 1218.05
STWD | 869.59 | 777.62 | 432.14 | 533.56 | 504.34 | 492.65
WT | 8135.21 | 11490.74 | 12332.26 | 11441.92 | 7267.89 | 5481.23
IGCC | 366.65 | 367.02 | 368.41 | 368.36 | 373.37 | 375.85
DemandResponse | 0 | 0 | 0 | 0 | 0 | 0
IGCC-CCS | 0 | 0 | 0 | 0 | 0 | 0
WT_off | 308.81 | 308.81 | 907.86 | 907.86 | 599.11 | 599.11
PseudoUnit | 0 | 0 | 0 | 0 | 0 | 0
FixedInterchange | 0 | 0 | 0 | 0 | 0 | 0
Total Costs by Reporting Type: EI_US
ReportingType | 2015 | 2020 | 2025 | 2030 | 2035 | 2040
BM | 538.34 | 690.07 | 1083.37 | 1156.41 | 1270.29 | 1059.95
CC | 30361.64 | 34829.63 | 30980.53 | 30805.55 | 38615.64 | 40283.27
CSP | 0 | 0 | 0 | 0 | 0 | 0
CT | 452.49 | 519.03 | 535.7 | 517.69 | 201.33 | 171.5
Coal | 59059.65 | 60267.95 | 61802.71 | 60500.54 | 66759.35 | 75123.29
Geo | 3.95 | 3.95 | 3.95 | 3.95 | 3.95 | 3.95
H | 419.29 | 419.29 | 419.29 | 419.29 | 419.29 | 419.29
LFG | 447.6 | 608.02 | 1198.91 | 1421.66 | 1401.19 | 1301.38
Nuc | 21188.8 | 25019.34 | 24933.73 | 25344.45 | 19958.32 | 24608.02
PS | 401.94 | 401.94 | 401.94 | 401.94 | 401.94 | 401.94
PV | 30.85 | 761.56 | 1050.91 | 1079.73 | 1050.64 | 351.41
PeakG | 1861.57 | 2776.28 | 2181.56 | 2527 | 2791.59 | 2805.8
PeakO | 513.54 | 673.6 | 444.41 | 440.89 | 440.9 | 440.92
ST | 0 | 0 | 0 | 0 | 0 | 0
STOG | 1120.55 | 1179.57 | 591.79 | 461.17 | 503.76 | 368.18
STWD | 509.71 | 421.82 | 409.76 | 458.13 | 441.89 | 431.28
WT | 5733.61 | 8218.32 | 9059.84 | 8169.49 | 5551.75 | 4531.98
IGCC | 366.65 | 367.02 | 368.41 | 368.36 | 373.37 | 375.85
DemandResponse | 0 | 0 | 0 | 0 | 0 | 0
IGCC-CCS | 0 | 0 | 0 | 0 | 0 | 0
WT_off | 308.81 | 308.81 | 907.86 | 907.86 | 599.11 | 599.11
PseudoUnit | 0 | 0 | 0 | 0 | 0 | 0
FixedInterchange | 0 | 0 | 0 | 0 | 0 | 0
Total Costs by Reporting Type: EI_Canada
ReportingType | 2015 | 2020 | 2025 | 2030 | 2035 | 2040
BM | 177.6 | 177.6 | 177.6 | 177.6 | 177.6 | 177.87
CC | 329.81 | 347.68 | 301.94 | 242.88 | 272.4 | 234.08
CSP | 0 | 0 | 0 | 0 | 0 | 0
CT | 59.6 | 61.2 | 61.36 | 61.46 | 2.87 | 0.91
Coal | 83.7 | 96.69 | 101.38 | 117.54 | 229.75 | 291.35
Geo | 0 | 0 | 0 | 0 | 0 | 0
H | 216.06 | 216.06 | 216.06 | 216.06 | 216.06 | 216.06
LFG | 19.32 | 19.32 | 19.32 | 19.32 | 14.2 | 14.2
Nuc | 2990.32 | 3007.74 | 3053.45 | 3053.28 | 2836.59 | 3030.72
PS | 2.92 | 2.92 | 2.92 | 2.92 | 2.92 | 2.92
PV | 558.01 | 558.01 | 558.01 | 558.01 | 0.44 | 0.44
PeakG | 9.94 | 9.88 | 9.88 | 9.88 | 13.46 | 13.5
PeakO | 0.09 | 0.09 | 0.09 | 0.12 | 0.12 | 0.12
ST | 0 | 0 | 0 | 0 | 0 | 0
STOG | 5.73 | 5.56 | 5.54 | 5.54 | 5.54 | 1.83
STWD | 0 | 0 | 0 | 0 | 0 | 0
WT | 868.55 | 868.55 | 868.55 | 868.55 | 53.26 | 53.26
IGCC | 0 | 0 | 0 | 0 | 0 | 0
DemandResponse | 0 | 0 | 0 | 0 | 0 | 0
IGCC-CCS | 0 | 0 | 0 | 0 | 0 | 0
WT_off | 0 | 0 | 0 | 0 | 0 | 0
PseudoUnit | 0 | 0 | 0 | 0 | 0 | 0
FixedInterchange | 0 | 0 | 0 | 0 | 0 | 0
Total Costs by Reporting Type: EI
ReportingType | 2015 | 2020 | 2025 | 2030 | 2035 | 2040
BM | 715.94 | 867.67 | 1260.97 | 1334.01 | 1447.89 | 1237.82
CC | 30691.45 | 35177.31 | 31282.47 | 31048.43 | 38888.04 | 40517.35
CSP | 0 | 0 | 0 | 0 | 0 | 0
CT | 512.09 | 580.23 | 597.06 | 579.15 | 204.21 | 172.41
Coal | 59143.35 | 60364.64 | 61904.09 | 60618.07 | 66989.11 | 75414.64
Geo | 3.95 | 3.95 | 3.95 | 3.95 | 3.95 | 3.95
H | 635.35 | 635.35 | 635.35 | 635.35 | 635.35 | 635.35
LFG | 466.92 | 627.34 | 1218.23 | 1440.98 | 1415.39 | 1315.58
Nuc | 24179.13 | 28027.08 | 27987.19 | 28397.72 | 22794.91 | 27638.74
PS | 404.86 | 404.86 | 404.86 | 404.86 | 404.86 | 404.86
PV | 588.85 | 1319.57 | 1608.92 | 1637.74 | 1051.08 | 351.86
PeakG | 1871.5 | 2786.16 | 2191.44 | 2536.89 | 2805.05 | 2819.3
PeakO | 513.63 | 673.69 | 444.5 | 441.01 | 441.02 | 441.03
ST | 0 | 0 | 0 | 0 | 0 | 0
STOG | 1126.28 | 1185.13 | 597.33 | 466.7 | 509.29 | 370.01
STWD | 509.71 | 421.82 | 409.76 | 458.13 | 441.89 | 431.28
WT | 6602.17 | 9086.87 | 9928.39 | 9038.05 | 5605.01 | 4585.24
IGCC | 366.65 | 367.02 | 368.41 | 368.36 | 373.37 | 375.85
DemandResponse | 0 | 0 | 0 | 0 | 0 | 0
IGCC-CCS | 0 | 0 | 0 | 0 | 0 | 0
WT_off | 308.81 | 308.81 | 907.86 | 907.86 | 599.11 | 599.11
PseudoUnit | 0 | 0 | 0 | 0 | 0 | 0
FixedInterchange | 0 | 0 | 0 | 0 | 0 | 0
Total Costs by Reporting Type: Outside_EI
ReportingType | 2015 | 2020 | 2025 | 2030 | 2035 | 2040
BM | 93.22 | 93.22 | 93.41 | 93.79 | 96.23 | 96.61
CC | 16471.64 | 16991.44 | 15632.54 | 16748.53 | 17911.93 | 17288.49
CSP | 0 | 0 | 0 | 0 | 0 | 0
CT | 158.85 | 159.38 | 161.19 | 161.79 | 3.53 | 3.53
Coal | 14137.57 | 15929.67 | 16511.63 | 16187.28 | 17766.23 | 21466.61
Geo | 273.05 | 1167.35 | 3030.44 | 3024.88 | 3000 | 2446.98
H | 875.65 | 875.65 | 875.65 | 875.65 | 875.65 | 875.65
LFG | 75.05 | 565.08 | 671.92 | 671.69 | 664.53 | 351.55
Nuc | 3078.63 | 3429.35 | 3438.57 | 3458.79 | 3458.79 | 3639.53
PS | 112.39 | 112.39 | 112.39 | 112.39 | 112.39 | 112.39
PV | 50.3 | 50.3 | 50.3 | 50.3 | 5.33 | 5.33
PeakG | 353.93 | 506.25 | 393.15 | 444.66 | 463.41 | 400.44
PeakO | 14.52 | 18.6 | 13.54 | 13.55 | 13.55 | 13.55
ST | 355.27 | 640.83 | 716.05 | 657.47 | 416.24 | 177.6
STOG | 1374.66 | 1524.84 | 1095.77 | 989.33 | 922.09 | 848.03
STWD | 359.88 | 355.79 | 22.38 | 75.43 | 62.45 | 61.37
WT | 1533.05 | 2403.87 | 2403.87 | 2403.87 | 1662.89 | 896
IGCC | 0 | 0 | 0 | 0 | 0 | 0
DemandResponse | 0 | 0 | 0 | 0 | 0 | 0
IGCC-CCS | 0 | 0 | 0 | 0 | 0 | 0
WT_off | 0 | 0 | 0 | 0 | 0 | 0
PseudoUnit | 0 | 0 | 0 | 0 | 0 | 0
FixedInterchange | 0 | 0 | 0 | 0 | 0 | 0
#15 A | RPS Generation Compliance Payments ($)
RPS Program | 2015 | 2020 | 2025 | 2030 | 2035 | 2040
NEISO | 0 | 0 | 0 | 0 | 0 | 0
CA | 1542.87 | 830.68 | 0 | 0 | 0 | 0
NWPP | 0 | 0 | 0 | 0 | 0 | 0
PJM | 0 | 464.79 | 335.3 | 280.82 | 63.39 | 37.14
US | 0 | 0 | 0 | 0 | 0 | 0
PJM_Solar | 360.86 | 0 | 0 | 0 | 0 | 0
MA_Solar | 151.86 | 7.84 | 0 | 0 | 0 | 0
NH_Solar | 10.23 | 0.5 | 0 | 0 | 0 | 0
MRETS_Solar | 0 | 0 | 0 | 0 | 0 | 0
AZNMSNV | 210.3 | 333.1 | 0 | 0 | 0 | 0
AZNMSNV_Solar | 50.61 | 0 | 0 | 0 | 0 | 0
MRETS | 0 | 0 | 0 | 0 | 0 | 0
MI | 64.28 | 14.16 | 0 | 0 | 0 | 0
Ohio | 0 | 0 | 0 | 0 | 0 | 0
Ohio_Solar | 54.99 | 0 | 3.96 | 0 | 0 | 0
MOKSOKNE | 140.73 | 0 | 0 | 0 | 0 | 0
MO_Solar | 28.33 | 0 | 0 | 0 | 0 | 0
NC | 719.59 | 0 | 0 | 0 | 0 | 0
NC_Solar | 24.75 | 0.42 | 0 | 0 | 0 | 0
CO | 19.5 | 0 | 0 | 0 | 0 | 0
CO_Solar | 182.88 | 0 | 0 | 0 | 0 | 0
NY | 4.01 | 0 | 0 | 0 | 0 | 0
TX | 0 | 0 | 0 | 0 | 0 | 0
#15 B | RPS Capacity Compliance Payments ($)
RPS Program | 2015 | 2020 | 2025 | 2030 | 2035 | 2040
NEISO | 0 | 0 | 0 | 0 | 0 | 0
CA | 0 | 0 | 0 | 0 | 0 | 0
NWPP | 0 | 0 | 0 | 0 | 0 | 0
PJM | 0 | 0 | 0 | 0 | 0 | 0
US | 0 | 0 | 0 | 0 | 0 | 0
PJM_Solar | 0 | 0 | 0 | 0 | 0 | 0
MA_Solar | 0 | 0 | 0 | 0 | 0 | 0
NH_Solar | 0 | 0 | 0 | 0 | 0 | 0
MRETS_Solar | 0 | 0 | 0 | 0 | 0 | 0
AZNMSNV | 0 | 0 | 0 | 0 | 0 | 0
AZNMSNV_Solar | 0 | 0 | 0 | 0 | 0 | 0
MRETS | 0 | 0 | 0 | 0 | 0 | 0
MI | 0 | 0 | 0 | 0 | 0 | 0
Ohio | 0 | 0 | 0 | 0 | 0 | 0
Ohio_Solar | 0 | 0 | 0 | 0 | 0 | 0
MOKSOKNE | 0 | 0 | 0 | 0 | 0 | 0
MO_Solar | 0 | 0 | 0 | 0 | 0 | 0
NC | 0 | 0 | 0 | 0 | 0 | 0
NC_Solar | 0 | 0 | 0 | 0 | 0 | 0
CO | 0 | 0 | 0 | 0 | 0 | 0
CO_Solar | 0 | 0 | 0 | 0 | 0 | 0
NY | 0 | 0 | 0 | 0 | 0 | 0
TX | 0 | 0 | 0 | 0 | 0 | 0
#16a | Transmission Costs ($million) [excludes shadow cost]
Transmission Costs: Entergy
Cost | 2015 | 2020 | 2025 | 2030 | 2035 | 2040
a. Wheel Share | 2.76 | 1.55 | 15.85 | 24.36 | 22.09 | 33.18
b. Friction Share | 4.47 | 2.57 | 11.48 | 17.37 | 17.1 | 31.62
Transmission Costs: FRCC
Cost | 2015 | 2020 | 2025 | 2030 | 2035 | 2040
a. Wheel Share | 5.86 | 3.91 | 5.36 | 6.2 | 5.03 | 8.27
b. Friction Share | 5.86 | 3.91 | 5.36 | 6.2 | 5.03 | 8.27
Transmission Costs: MAPP_US
Cost | 2015 | 2020 | 2025 | 2030 | 2035 | 2040
a. Wheel Share | 15.52 | 12.55 | 13.64 | 14.14 | 15.14 | 15.64
b. Friction Share | 11.13 | 8.91 | 10.27 | 10.57 | 11.34 | 11.68
Transmission Costs: MISO_IN
Cost | 2015 | 2020 | 2025 | 2030 | 2035 | 2040
a. Wheel Share | 2.63 | 3.51 | 4.87 | 3.82 | 3.02 | 1.99
b. Friction Share | 2.52 | 2.18 | 3.02 | 2.41 | 3.35 | 4.14
Transmission Costs: MISO_MI
Cost | 2015 | 2020 | 2025 | 2030 | 2035 | 2040
a. Wheel Share | 7.16 | 14.85 | 15.69 | 16.12 | 9.72 | 9.83
b. Friction Share | 18.58 | 37.55 | 39.35 | 40.37 | 24.46 | 27.47
Transmission Costs: MISO_MO-IL
Cost | 2015 | 2020 | 2025 | 2030 | 2035 | 2040
a. Wheel Share | 0.1 | 0.17 | 14.05 | 21.26 | 21.78 | 22.98
b. Friction Share | 2.54 | 0.5 | 8.62 | 12.91 | 17.02 | 18.81
Transmission Costs: MISO_W
Cost | 2015 | 2020 | 2025 | 2030 | 2035 | 2040
a. Wheel Share | 3.17 | 4.4 | 5.23 | 7.99 | 1.2 | 3.31
b. Friction Share | 4.35 | 5.13 | 6.33 | 8.4 | 5.07 | 7.75
Transmission Costs: MISO_WUMS
Cost | 2015 | 2020 | 2025 | 2030 | 2035 | 2040
a. Wheel Share | 0 | 0 | 0 | 0 | 0 | 0
b. Friction Share | 0.39 | 0.35 | 0.22 | 0.33 | 0.48 | 2.41
Transmission Costs: Nebraska
Cost | 2015 | 2020 | 2025 | 2030 | 2035 | 2040
a. Wheel Share | 7.33 | 5.06 | 9.22 | 8.12 | 13.33 | 11.06
b. Friction Share | 5.6 | 4.01 | 7.47 | 6.23 | 10.56 | 8.61
Transmission Costs: NEISO
Cost | 2015 | 2020 | 2025 | 2030 | 2035 | 2040
a. Wheel Share | 0 | 0 | 0 | 0 | 0 | 0
b. Friction Share | 6.74 | 5.66 | 7.51 | 11.52 | 12.43 | 16.64
Transmission Costs: NonRTO_Midwest
Cost | 2015 | 2020 | 2025 | 2030 | 2035 | 2040
a. Wheel Share | 2.63 | 3.59 | 5.41 | 5.89 | 10.31 | 11.33
b. Friction Share | 1.58 | 2.21 | 3.76 | 5.63 | 13.96 | 16.77
Transmission Costs: NYISO_A-F
Cost | 2015 | 2020 | 2025 | 2030 | 2035 | 2040
a. Wheel Share | 14.87 | 16.56 | 16.23 | 18.97 | 17.91 | 8.05
b. Friction Share | 38.06 | 40.28 | 40.84 | 43.83 | 39.39 | 21.5
Transmission Costs: NYISO_G-I
Cost | 2015 | 2020 | 2025 | 2030 | 2035 | 2040
a. Wheel Share | 1.54 | 1.34 | 1.62 | 1.51 | 2.08 | 2.19
b. Friction Share | 4.36 | 2.92 | 4.27 | 6.41 | 7.24 | 8.69
Transmission Costs: NYISO_J-K
Cost | 2015 | 2020 | 2025 | 2030 | 2035 | 2040
a. Wheel Share | 1.11 | 0.64 | 0.83 | 0.89 | 0.48 | 0.46
b. Friction Share | 4.37 | 3.33 | 3.73 | 5.36 | 6 | 5.71
Transmission Costs: PJM_E
Cost | 2015 | 2020 | 2025 | 2030 | 2035 | 2040
a. Wheel Share | 2.65 | 1.99 | 2.44 | 2.4 | 2.56 | 2.65
b. Friction Share | 2.85 | 1.83 | 2.3 | 2.24 | 2.13 | 2.13
Transmission Costs: PJM_ROM
Cost | 2015 | 2020 | 2025 | 2030 | 2035 | 2040
a. Wheel Share | 0.27 | 1.58 | 1.16 | 3.88 | 4.38 | 1.79
b. Friction Share | 0.74 | 1.19 | 0.92 | 3.67 | 3.95 | 1.43
Transmission Costs: PJM_ROR
Cost | 2015 | 2020 | 2025 | 2030 | 2035 | 2040
a. Wheel Share | 35.81 | 22.62 | 25.48 | 19.75 | 13.22 | 22.11
b. Friction Share | 41.55 | 23.93 | 26.08 | 20.44 | 21.93 | 38.85
Transmission Costs: SOCO
Cost | 2015 | 2020 | 2025 | 2030 | 2035 | 2040
a. Wheel Share | 8.42 | 6.42 | 7.97 | 10.56 | 7.42 | 9.75
b. Friction Share | 9.9 | 7.73 | 9.58 | 13.07 | 8.67 | 10.73
Transmission Costs: SPP_N
Cost | 2015 | 2020 | 2025 | 2030 | 2035 | 2040
a. Wheel Share | 0.95 | 1.59 | 3.17 | 4.31 | 3.64 | 8.93
b. Friction Share | 1.47 | 1.38 | 4.19 | 4.15 | 5.6 | 13.69
Transmission Costs: SPP_S
Cost | 2015 | 2020 | 2025 | 2030 | 2035 | 2040
a. Wheel Share | 0.61 | 0.41 | 0.92 | 1.24 | 1.53 | 6.07
b. Friction Share | 1.11 | 0.71 | 1.54 | 2.01 | 2.37 | 9.2
Transmission Costs: TVA
Cost | 2015 | 2020 | 2025 | 2030 | 2035 | 2040
a. Wheel Share | 0.5 | 1.17 | 0.79 | 4.01 | 0.28 | 0.03
b. Friction Share | 0.63 | 1.46 | 0.99 | 5.02 | 0.39 | 0.1
Transmission Costs: TVA_Transmission
Cost | 2015 | 2020 | 2025 | 2030 | 2035 | 2040
a. Wheel Share | 0.41 | 0.56 | 3.12 | 2.96 | 14.05 | 16.08
b. Friction Share | 0.41 | 0.49 | 3.42 | 4.24 | 17.64 | 21.35
Transmission Costs: VACAR
Cost | 2015 | 2020 | 2025 | 2030 | 2035 | 2040
a. Wheel Share | 35.62 | 22.4 | 23.49 | 19.73 | 10.99 | 18.07
b. Friction Share | 35.65 | 22.5 | 23.87 | 20.68 | 11.1 | 18.11
Transmission Costs: IESO
Cost | 2015 | 2020 | 2025 | 2030 | 2035 | 2040
a. Wheel Share | 24.23 | 33.04 | 34.28 | 34.73 | 26.17 | 19.13
b. Friction Share | 60.58 | 82.63 | 85.72 | 86.85 | 65.43 | 47.84
Transmission Costs: MAPP_CA
Cost | 2015 | 2020 | 2025 | 2030 | 2035 | 2040
a. Wheel Share | 3.72 | 4.11 | 4.21 | 4.62 | 3.49 | 3.57
b. Friction Share | 6.49 | 7.14 | 7.21 | 7.52 | 6.66 | 6.72
Transmission Costs: AZ_NM_SNV_Coal
Cost | 2015 | 2020 | 2025 | 2030 | 2035 | 2040
a. Wheel Share | 20.66 | 20.35 | 26.44 | 28.36 | 29.78 | 30.28
b. Friction Share | 34.84 | 34.32 | 44.47 | 47.69 | 50.01 | 50.72
Transmission Costs: AZ_NM_SNV_Gas
Cost | 2015 | 2020 | 2025 | 2030 | 2035 | 2040
a. Wheel Share | 77.85 | 80.23 | 82.12 | 82.94 | 86.57 | 92.01
b. Friction Share | 130.06 | 134.01 | 137.12 | 138.51 | 144.54 | 153.51
Transmission Costs: AZ_NM_SNV_NucRenew
Cost | 2015 | 2020 | 2025 | 2030 | 2035 | 2040
a. Wheel Share | 39.04 | 49.91 | 63.99 | 63.54 | 66.89 | 77.5
b. Friction Share | 65.16 | 83.31 | 106.79 | 106.04 | 111.61 | 129.26
Transmission Costs: ERCOT
Cost | 2015 | 2020 | 2025 | 2030 | 2035 | 2040
a. Wheel Share | 0.24 | 0.38 | 0.66 | 1.03 | 1.25 | 2.81
b. Friction Share | 0.36 | 0.58 | 0.99 | 1.55 | 1.88 | 4.22
Transmission Costs: NP15
Cost | 2015 | 2020 | 2025 | 2030 | 2035 | 2040
a. Wheel Share | 14.79 | 21.27 | 38.37 | 38.45 | 40.61 | 37.81
b. Friction Share | 24.71 | 35.54 | 64.03 | 64.16 | 67.8 | 63.14
Transmission Costs: NWPP_Coal
Cost | 2015 | 2020 | 2025 | 2030 | 2035 | 2040
a. Wheel Share | 55.06 | 56.77 | 76.24 | 80.1 | 85.52 | 80.31
b. Friction Share | 92.9 | 95.76 | 128.24 | 134.66 | 143.7 | 134.99
Transmission Costs: NWPP_Gas
Cost | 2015 | 2020 | 2025 | 2030 | 2035 | 2040
a. Wheel Share | 0 | 0 | 0 | 0 | 0 | 0
b. Friction Share | 0.17 | 0.17 | 0.17 | 0.17 | 0.17 | 0.15
Transmission Costs: NWPP_NucRenew
Cost | 2015 | 2020 | 2025 | 2030 | 2035 | 2040
a. Wheel Share | 0 | 0 | 0 | 0 | 0 | 0
b. Friction Share | 0.96 | 0.98 | 1 | 1 | 1 | 1
Transmission Costs: RMPA
Cost | 2015 | 2020 | 2025 | 2030 | 2035 | 2040
a. Wheel Share | 4.26 | 4.48 | 13.94 | 13.01 | 14.41 | 15.32
b. Friction Share | 2.91 | 3.33 | 22.95 | 21.18 | 23.26 | 24.54
Transmission Costs: SP15
Cost | 2015 | 2020 | 2025 | 2030 | 2035 | 2040
a. Wheel Share | 172.87 | 182.57 | 195.24 | 197.87 | 206.22 | 218.72
b. Friction Share | 288.17 | 304.38 | 325.48 | 329.86 | 343.81 | 364.66
Transmission Costs: ALB
Cost | 2015 | 2020 | 2025 | 2030 | 2035 | 2040
a. Wheel Share | 0.26 | 1.54 | 1.34 | 1.27 | 1.2 | 0.76
b. Friction Share | 0.43 | 2.56 | 2.23 | 2.11 | 2.01 | 1.26
Transmission Costs: BC
Cost | 2015 | 2020 | 2025 | 2030 | 2035 | 2040
a. Wheel Share | 3.72 | 3.66 | 3.98 | 3.55 | 3.46 | 3.31
b. Friction Share | 6.19 | 6.1 | 6.63 | 5.91 | 5.76 | 5.52
Transmission Costs: HQ_IESO
Cost | 2015 | 2020 | 2025 | 2030 | 2035 | 2040
a. Wheel Share | 0 | 0 | 0 | 0 | 0 | 0
b. Friction Share | 0.01 | 0.01 | 0.01 | 0.01 | 0.01 | 0.01
Transmission Costs: HQ_NEISO
Cost | 2015 | 2020 | 2025 | 2030 | 2035 | 2040
a. Wheel Share | 0 | 0 | 0 | 0 | 0 | 0
b. Friction Share | 0.11 | 0.11 | 0.11 | 0.11 | 0.11 | 0.11
Transmission Costs: HQ_NY
Cost | 2015 | 2020 | 2025 | 2030 | 2035 | 2040
a. Wheel Share | 0 | 0 | 0 | 0 | 0 | 0
b. Friction Share | 0.03 | 0.03 | 0.03 | 0.03 | 0.03 | 0.03
Transmission Costs: MARITIMES
Cost | 2015 | 2020 | 2025 | 2030 | 2035 | 2040
a. Wheel Share | 0 | 0 | 0 | 0 | 0 | 0
b. Friction Share | 0.05 | 0.05 | 0.05 | 0.05 | 0.05 | 0.05
Transmission Costs: All
Cost | 2015 | 2020 | 2025 | 2030 | 2035 | 2040
a. Wheel Share | 566.61 | 585.16 | 717.31 | 747.55 | 745.73 | 795.29
b. Friction Share | 919.03 | 971.74 | 1158.36 | 1200.49 | 1215.05 | 1293.4
Transmission Costs: EI_US
Cost | 2015 | 2020 | 2025 | 2030 | 2035 | 2040
a. Wheel Share | 149.92 | 126.84 | 176.51 | 198.1 | 180.17 | 213.77
b. Friction Share | 205.07 | 180.92 | 225.31 | 253.26 | 247.39 | 305.85
Transmission Costs: EI_Canada
Cost | 2015 | 2020 | 2025 | 2030 | 2035 | 2040
a. Wheel Share | 27.95 | 37.16 | 38.49 | 39.36 | 29.66 | 22.7
b. Friction Share | 67.09 | 89.78 | 92.95 | 94.38 | 72.1 | 54.57
Transmission Costs: EI
Cost | 2015 | 2020 | 2025 | 2030 | 2035 | 2040
a. Wheel Share | 177.87 | 164 | 215 | 237.45 | 209.83 | 236.47
b. Friction Share | 272.16 | 270.7 | 318.26 | 347.64 | 319.5 | 360.42
Transmission Costs: Outside_EI
Cost | 2015 | 2020 | 2025 | 2030 | 2035 | 2040
a. Wheel Share | 388.74 | 421.16 | 502.3 | 510.1 | 535.91 | 558.82
b. Friction Share | 646.87 | 701.04 | 840.1 | 852.85 | 895.55 | 932.97

## Capacity
#1 | New Build Capacity (MW)
New Build Capacity by Reporting Type: Entergy
ReportingType | 2015 | 2020 | 2025 | 2030 | 2035 | 2040
BM | 0 | 0 | 0 | 0 | 0 | 0
CC | 0 | 0 | 0 | 0 | 0 | 0
CSP | 0 | 0 | 0 | 0 | 0 | 0
CT | 0 | 0 | 0 | 0 | 0 | 0
Coal | 720 | 0 | 0 | 0 | 0 | 295.76
Geo | 0 | 0 | 0 | 0 | 0 | 0
H | 0 | 0 | 0 | 0 | 0 | 0
LFG | 0 | 0 | 107.4 | 0 | 0 | 0
Nuc | 170 | 0 | 0 | 0 | 0 | 0
PS | 0 | 0 | 0 | 0 | 0 | 0
PV | 0.29 | 58.93 | 27.52 | 0 | 0 | 0
PeakG | 0 | 0 | 0 | 0 | 0 | 0
PeakO | 0 | 0 | 0 | 0 | 0 | 0
ST | 0 | 0 | 0 | 0 | 0 | 0
STOG | 0 | 0 | 0 | 0 | 0 | 0
STWD | 0 | 0 | 0 | 0 | 0 | 0
WT | 0 | 0 | 0 | 0 | 0 | 0
IGCC | 0 | 0 | 0 | 0 | 0 | 0
DemandResponse | 0 | 0 | 0 | 0 | 0 | 0
IGCC-CCS | 0 | 0 | 0 | 0 | 0 | 0
WT_off | 0 | 0 | 0 | 0 | 0 | 0
PseudoUnit | 0 | 0 | 0 | 0 | 0 | 0
FixedInterchange | 0 | 0 | 0 | 0 | 0 | 0
New Build Capacity by Reporting Type: FRCC
ReportingType | 2015 | 2020 | 2025 | 2030 | 2035 | 2040
BM | 0 | 0 | 0 | 0 | 0 | 0
CC | 1516.9 | 1849.34 | 0 | 606.21 | 2228.4 | 327.56
CSP | 0 | 0 | 0 | 0 | 0 | 0
CT | 2480 | 0 | 0 | 0 | 0 | 0
Coal | 0 | 0 | 0 | 0 | 0 | 1969.56
Geo | 0 | 0 | 0 | 0 | 0 | 0
H | 0 | 0 | 0 | 0 | 0 | 0
LFG | 0 | 0 | 198 | 0 | 0 | 0
Nuc | 229.33 | 0 | 0 | 0 | 0 | 0
PS | 0 | 0 | 0 | 0 | 0 | 0
PV | 0 | 0 | 0 | 0 | 0 | 0
PeakG | 0 | 0 | 0 | 0 | 0 | 0
PeakO | 0 | 0 | 0 | 0 | 0 | 0
ST | 0 | 0 | 0 | 0 | 0 | 0
STOG | 0 | 0 | 0 | 0 | 0 | 0
STWD | 0 | 0 | 0 | 0 | 0 | 0
WT | 0 | 0 | 0 | 0 | 0 | 0
IGCC | 0 | 0 | 0 | 0 | 0 | 0
DemandResponse | 0 | 0 | 0 | 0 | 0 | 0
IGCC-CCS | 0 | 0 | 0 | 0 | 0 | 0
WT_off | 0 | 0 | 0 | 0 | 0 | 0
PseudoUnit | 0 | 0 | 0 | 0 | 0 | 0
FixedInterchange | 0 | 0 | 0 | 0 | 0 | 0
New Build Capacity by Reporting Type: MAPP_US
ReportingType | 2015 | 2020 | 2025 | 2030 | 2035 | 2040
BM | 0 | 0 | 0 | 0 | 0 | 0
CC | 0 | 0 | 0 | 0 | 0 | 0
CSP | 0 | 0 | 0 | 0 | 0 | 0
CT | 308.3 | 0 | 0 | 0 | 0 | 0
Coal | 0 | 0 | 0 | 0 | 0 | 0
Geo | 0 | 0 | 0 | 0 | 0 | 0
H | 0 | 0 | 0 | 0 | 0 | 0
LFG | 0 | 0 | 71.67 | 0 | 0 | 0
Nuc | 0 | 0 | 0 | 0 | 0 | 0
PS | 0 | 0 | 0 | 0 | 0 | 0
PV | 0 | 0 | 0 | 0 | 0 | 0
PeakG | 0 | 0 | 0 | 0 | 0 | 0
PeakO | 0 | 0 | 0 | 0 | 0 | 0
ST | 0 | 0 | 0 | 0 | 0 | 0
STOG | 0 | 0 | 0 | 0 | 0 | 0
STWD | 0 | 0 | 0 | 0 | 0 | 0
WT | 421.3 | 277.52 | 0 | 0 | 0 | 0
IGCC | 0 | 0 | 0 | 0 | 0 | 0
DemandResponse | 0 | 0 | 0 | 0 | 0 | 0
IGCC-CCS | 0 | 0 | 0 | 0 | 0 | 0
WT_off | 0 | 0 | 0 | 0 | 0 | 0
PseudoUnit | 0 | 0 | 0 | 0 | 0 | 0
FixedInterchange | 0 | 0 | 0 | 0 | 0 | 0
New Build Capacity by Reporting Type: MISO_IN
ReportingType | 2015 | 2020 | 2025 | 2030 | 2035 | 2040
BM | 0 | 0 | 0 | 0 | 0 | 0
CC | 0 | 0 | 0 | 0 | 0 | 0
CSP | 0 | 0 | 0 | 0 | 0 | 0
CT | 0 | 0 | 0 | 0 | 0 | 0
Coal | 0 | 0 | 0 | 0 | 0 | 0
Geo | 0 | 0 | 0 | 0 | 0 | 0
H | 0 | 0 | 0 | 0 | 0 | 0
LFG | 0 | 0 | 0 | 80.12 | 0 | 0
Nuc | 0 | 0 | 0 | 0 | 0 | 0
PS | 0 | 0 | 0 | 0 | 0 | 0
PV | 0 | 218.87 | 113.23 | 0 | 0 | 0
PeakG | 0 | 0 | 0 | 0 | 0 | 0
PeakO | 0 | 0 | 0 | 0 | 0 | 0
ST | 0 | 0 | 0 | 0 | 0 | 0
STOG | 0 | 0 | 0 | 0 | 0 | 0
STWD | 0 | 0 | 0 | 0 | 0 | 0
WT | 0 | 0 | 0 | 0 | 0 | 0
IGCC | 618 | 0 | 0 | 0 | 0 | 0
DemandResponse | 0 | 0 | 0 | 0 | 0 | 0
IGCC-CCS | 0 | 0 | 0 | 0 | 0 | 0
WT_off | 0 | 0 | 0 | 0 | 0 | 0
PseudoUnit | 0 | 0 | 0 | 0 | 0 | 0
FixedInterchange | 0 | 0 | 0 | 0 | 0 | 0
New Build Capacity by Reporting Type: MISO_MI
ReportingType | 2015 | 2020 | 2025 | 2030 | 2035 | 2040
BM | 0 | 0 | 0 | 0 | 0 | 0
CC | 0 | 0 | 0 | 0 | 0 | 0
CSP | 0 | 0 | 0 | 0 | 0 | 0
CT | 0 | 0 | 0 | 0 | 0 | 0
Coal | 0 | 0 | 0 | 0 | 0 | 0
Geo | 0 | 0 | 0 | 0 | 0 | 0
H | 0 | 0 | 0 | 0 | 0 | 0
LFG | 0 | 125.94 | 34.31 | 0 | 0 | 0
Nuc | 0 | 0 | 0 | 0 | 0 | 0
PS | 0 | 0 | 0 | 0 | 0 | 0
PV | 0 | 0 | 0 | 0 | 0 | 0
PeakG | 0 | 0 | 0 | 0 | 0 | 0
PeakO | 0 | 0 | 0 | 0 | 0 | 0
ST | 0 | 0 | 0 | 0 | 0 | 0
STOG | 0 | 0 | 0 | 0 | 0 | 0
STWD | 0 | 0 | 0 | 0 | 0 | 0
WT | 2000 | 0 | 0 | 0 | 0 | 0
IGCC | 0 | 0 | 0 | 0 | 0 | 0
DemandResponse | 0 | 0 | 0 | 0 | 0 | 0
IGCC-CCS | 0 | 0 | 0 | 0 | 0 | 0
WT_off | 0 | 0 | 0 | 0 | 0 | 0
PseudoUnit | 0 | 0 | 0 | 0 | 0 | 0
FixedInterchange | 0 | 0 | 0 | 0 | 0 | 0
New Build Capacity by Reporting Type: MISO_MO-IL
ReportingType | 2015 | 2020 | 2025 | 2030 | 2035 | 2040
BM | 0 | 0 | 0 | 0 | 0 | 0
CC | 0 | 0 | 0 | 0 | 0 | 0
CSP | 0 | 0 | 0 | 0 | 0 | 0
CT | 0 | 0 | 0 | 0 | 0 | 0
Coal | 1790 | 0 | 0 | 0 | 0 | 0
Geo | 0 | 0 | 0 | 0 | 0 | 0
H | 0 | 0 | 0 | 0 | 0 | 0
LFG | 0 | 0 | 223.33 | 0 | 0 | 0
Nuc | 0 | 0 | 0 | 0 | 0 | 0
PS | 0 | 0 | 0 | 0 | 0 | 0
PV | 0 | 0 | 0 | 0 | 0 | 0
PeakG | 0 | 0 | 0 | 0 | 0 | 0
PeakO | 0 | 0 | 0 | 0 | 0 | 0
ST | 0 | 0 | 0 | 0 | 0 | 0
STOG | 0 | 0 | 0 | 0 | 0 | 0
STWD | 0 | 0 | 0 | 0 | 0 | 0
WT | 300 | 0 | 0 | 0 | 0 | 0
IGCC | 0 | 0 | 0 | 0 | 0 | 0
DemandResponse | 0 | 0 | 0 | 0 | 0 | 0
IGCC-CCS | 0 | 0 | 0 | 0 | 0 | 0
WT_off | 0 | 0 | 0 | 0 | 0 | 0
PseudoUnit | 0 | 0 | 0 | 0 | 0 | 0
FixedInterchange | 0 | 0 | 0 | 0 | 0 | 0
New Build Capacity by Reporting Type: MISO_W
ReportingType | 2015 | 2020 | 2025 | 2030 | 2035 | 2040
BM | 0 | 0 | 0 | 0 | 0 | 0
CC | 0 | 0 | 0 | 0 | 0 | 0
CSP | 0 | 0 | 0 | 0 | 0 | 0
CT | 0 | 0 | 0 | 0 | 0 | 0
Coal | 0 | 0 | 0 | 0 | 3438 | 0
Geo | 0 | 0 | 0 | 0 | 0 | 0
H | 0 | 0 | 0 | 0 | 0 | 0
LFG | 0 | 0 | 71.67 | 0 | 0 | 0
Nuc | 94.33 | 0 | 0 | 0 | 0 | 0
PS | 0 | 0 | 0 | 0 | 0 | 0
PV | 0 | 0 | 0 | 0 | 0 | 0
PeakG | 0 | 0 | 0 | 0 | 0 | 0
PeakO | 0 | 0 | 0 | 0 | 0 | 0
ST | 0 | 0 | 0 | 0 | 0 | 0
STOG | 0 | 0 | 0 | 0 | 0 | 0
STWD | 0 | 0 | 0 | 0 | 0 | 0
WT | 2800.5 | 1060.44 | 2008.79 | 0 | 0 | 0
IGCC | 0 | 0 | 0 | 0 | 0 | 0
DemandResponse | 0 | 0 | 0 | 0 | 0 | 0
IGCC-CCS | 0 | 0 | 0 | 0 | 0 | 0
WT_off | 0 | 0 | 0 | 0 | 0 | 0
PseudoUnit | 0 | 0 | 0 | 0 | 0 | 0
FixedInterchange | 0 | 0 | 0 | 0 | 0 | 0
New Build Capacity by Reporting Type: MISO_WUMS
ReportingType | 2015 | 2020 | 2025 | 2030 | 2035 | 2040
BM | 0 | 0 | 0 | 0 | 0 | 0
CC | 0 | 0 | 0 | 0 | 0 | 0
CSP | 0 | 0 | 0 | 0 | 0 | 0
CT | 0 | 0 | 0 | 0 | 0 | 0
Coal | 615 | 0 | 0 | 0 | 0 | 0
Geo | 0 | 0 | 0 | 0 | 0 | 0
H | 0 | 0 | 0 | 0 | 0 | 0
LFG | 0 | 0 | 223.33 | 0 | 0 | 0
Nuc | 235 | 0 | 0 | 0 | 0 | 0
PS | 0 | 0 | 0 | 0 | 0 | 0
PV | 0 | 0 | 0 | 0 | 0 | 0
PeakG | 0 | 0 | 0 | 0 | 0 | 0
PeakO | 0 | 0 | 0 | 0 | 0 | 0
ST | 0 | 0 | 0 | 0 | 0 | 0
STOG | 0 | 0 | 0 | 0 | 0 | 0
STWD | 0 | 0 | 0 | 0 | 0 | 0
WT | 968.9 | 0 | 0 | 0 | 0 | 0
IGCC | 0 | 0 | 0 | 0 | 0 | 0
DemandResponse | 0 | 0 | 0 | 0 | 0 | 0
IGCC-CCS | 0 | 0 | 0 | 0 | 0 | 0
WT_off | 0 | 0 | 0 | 0 | 0 | 0
PseudoUnit | 0 | 0 | 0 | 0 | 0 | 0
FixedInterchange | 0 | 0 | 0 | 0 | 0 | 0
New Build Capacity by Reporting Type: Nebraska
ReportingType | 2015 | 2020 | 2025 | 2030 | 2035 | 2040
BM | 0 | 0 | 0 | 0 | 0 | 0
CC | 0 | 0 | 0 | 0 | 0 | 0
CSP | 0 | 0 | 0 | 0 | 0 | 0
CT | 0 | 0 | 0 | 0 | 0 | 0
Coal | 232.1 | 0 | 0 | 0 | 0 | 0
Geo | 0 | 0 | 0 | 0 | 0 | 0
H | 0 | 0 | 0 | 0 | 0 | 0
LFG | 0 | 0 | 0 | 71.67 | 0 | 0
Nuc | 0 | 0 | 0 | 0 | 0 | 0
PS | 0 | 0 | 0 | 0 | 0 | 0
PV | 0 | 0 | 0 | 0 | 0 | 0
PeakG | 0 | 0 | 0 | 0 | 0 | 0
PeakO | 0 | 0 | 0 | 0 | 0 | 0
ST | 0 | 0 | 0 | 0 | 0 | 0
STOG | 0 | 0 | 0 | 0 | 0 | 0
STWD | 0 | 0 | 0 | 0 | 0 | 0
WT | 202 | 0 | 0 | 0 | 327.34 | 894.63
IGCC | 0 | 0 | 0 | 0 | 0 | 0
DemandResponse | 0 | 0 | 0 | 0 | 0 | 0
IGCC-CCS | 0 | 0 | 0 | 0 | 0 | 0
WT_off | 0 | 0 | 0 | 0 | 0 | 0
PseudoUnit | 0 | 0 | 0 | 0 | 0 | 0
FixedInterchange | 0 | 0 | 0 | 0 | 0 | 0
New Build Capacity by Reporting Type: NEISO
ReportingType | 2015 | 2020 | 2025 | 2030 | 2035 | 2040
BM | 252.2 | 0 | 0 | 0 | 0 | 0
CC | 2049.5 | 0 | 0 | 0 | 0 | 0
CSP | 0 | 0 | 0 | 0 | 0 | 0
CT | 334 | 0 | 0 | 0 | 0 | 0
Coal | 0 | 0 | 0 | 0 | 0 | 0
Geo | 0 | 0 | 0 | 0 | 0 | 0
H | 0 | 0 | 0 | 0 | 0 | 0
LFG | 49.26 | 0 | 69.74 | 0 | 0 | 0
Nuc | 0 | 0 | 0 | 0 | 0 | 0
PS | 0 | 0 | 0 | 0 | 0 | 0
PV | 0 | 272.43 | 0 | 0 | 0 | 0
PeakG | 0 | 0 | 0 | 0 | 0 | 0
PeakO | 0 | 0 | 0 | 0 | 0 | 0
ST | 0 | 0 | 0 | 0 | 0 | 0
STOG | 0 | 0 | 0 | 0 | 0 | 0
STWD | 0 | 0 | 0 | 0 | 0 | 0
WT | 231.2 | 2643.23 | 735.74 | 0 | 0 | 0
IGCC | 0 | 0 | 0 | 0 | 0 | 0
DemandResponse | 0 | 0 | 0 | 0 | 0 | 0
IGCC-CCS | 0 | 0 | 0 | 0 | 0 | 0
WT_off | 468 | 0 | 0 | 0 | 0 | 0
PseudoUnit | 0 | 0 | 0 | 0 | 0 | 0
FixedInterchange | 0 | 0 | 0 | 0 | 0 | 0
New Build Capacity by Reporting Type: NonRTO_Midwest
ReportingType | 2015 | 2020 | 2025 | 2030 | 2035 | 2040
BM | 0 | 0 | 0 | 0 | 0 | 0
CC | 0 | 0 | 0 | 0 | 0 | 0
CSP | 0 | 0 | 0 | 0 | 0 | 0
CT | 206.83 | 69.78 | 0 | 0 | 0 | 0
Coal | 0 | 0 | 0 | 0 | 0 | 0
Geo | 0 | 0 | 0 | 0 | 0 | 0
H | 0 | 0 | 0 | 0 | 0 | 0
LFG | 0 | 0 | 0 | 160.25 | 0 | 0
Nuc | 0 | 0 | 0 | 0 | 0 | 0
PS | 0 | 0 | 0 | 0 | 0 | 0
PV | 0 | 0 | 0 | 0 | 0 | 0
PeakG | 0 | 0 | 0 | 0 | 0 | 0
PeakO | 0 | 0 | 0 | 0 | 0 | 0
ST | 0 | 0 | 0 | 0 | 0 | 0
STOG | 0 | 0 | 0 | 0 | 0 | 0
STWD | 0 | 0 | 0 | 0 | 0 | 0
WT | 0 | 0 | 0 | 0 | 0 | 0
IGCC | 0 | 0 | 0 | 0 | 0 | 0
DemandResponse | 0 | 0 | 0 | 0 | 0 | 0
IGCC-CCS | 0 | 0 | 0 | 0 | 0 | 0
WT_off | 0 | 0 | 0 | 0 | 0 | 0
PseudoUnit | 0 | 0 | 0 | 0 | 0 | 0
FixedInterchange | 0 | 0 | 0 | 0 | 0 | 0
New Build Capacity by Reporting Type: NYISO_A-F
ReportingType | 2015 | 2020 | 2025 | 2030 | 2035 | 2040
BM | 0 | 0 | 0 | 0 | 0 | 0
CC | 639 | 0 | 0 | 0 | 0 | 0
CSP | 0 | 0 | 0 | 0 | 0 | 0
CT | 0 | 0 | 0 | 0 | 0 | 0
Coal | 0 | 0 | 0 | 0 | 0 | 0
Geo | 0 | 0 | 0 | 0 | 0 | 0
H | 0 | 0 | 0 | 0 | 0 | 0
LFG | 6.4 | 0 | 0 | 67.93 | 0 | 0
Nuc | 168 | 0 | 0 | 0 | 0 | 0
PS | 0 | 0 | 0 | 0 | 0 | 0
PV | 0 | 0 | 0 | 0 | 0 | 0
PeakG | 0 | 0 | 0 | 0 | 0 | 0
PeakO | 0 | 0 | 0 | 0 | 0 | 0
ST | 0 | 0 | 0 | 0 | 0 | 0
STOG | 0 | 0 | 0 | 0 | 0 | 0
STWD | 0 | 0 | 0 | 0 | 0 | 0
WT | 2476.3 | 709.8 | 0 | 0 | 0 | 0
IGCC | 0 | 0 | 0 | 0 | 0 | 0
DemandResponse | 0 | 0 | 0 | 0 | 0 | 0
IGCC-CCS | 0 | 0 | 0 | 0 | 0 | 0
WT_off | 0 | 0 | 0 | 0 | 0 | 0
PseudoUnit | 0 | 0 | 0 | 0 | 0 | 0
FixedInterchange | 0 | 0 | 0 | 0 | 0 | 0
New Build Capacity by Reporting Type: NYISO_G-I
ReportingType | 2015 | 2020 | 2025 | 2030 | 2035 | 2040
BM | 0 | 0 | 0 | 0 | 0 | 0
CC | 0 | 0 | 0 | 0 | 493.13 | 1490.11
CSP | 0 | 0 | 0 | 0 | 0 | 0
CT | 0 | 0 | 0 | 0 | 0 | 0
Coal | 0 | 0 | 0 | 0 | 0 | 0
Geo | 0 | 0 | 0 | 0 | 0 | 0
H | 0 | 0 | 0 | 0 | 0 | 0
LFG | 0 | 0 | 0 | 74.33 | 0 | 0
Nuc | 0 | 0 | 0 | 0 | 0 | 0
PS | 0 | 0 | 0 | 0 | 0 | 0
PV | 0 | 0 | 0 | 0 | 0 | 0
PeakG | 0 | 0 | 0 | 0 | 0 | 0
PeakO | 0 | 0 | 0 | 0 | 0 | 0
ST | 0 | 0 | 0 | 0 | 0 | 0
STOG | 0 | 0 | 0 | 0 | 0 | 0
STWD | 0 | 0 | 0 | 0 | 0 | 0
WT | 0 | 60 | 0 | 0 | 0 | 0
IGCC | 0 | 0 | 0 | 0 | 0 | 0
DemandResponse | 0 | 0 | 0 | 0 | 0 | 0
IGCC-CCS | 0 | 0 | 0 | 0 | 0 | 0
WT_off | 0 | 0 | 0 | 0 | 0 | 0
PseudoUnit | 0 | 0 | 0 | 0 | 0 | 0
FixedInterchange | 0 | 0 | 0 | 0 | 0 | 0
New Build Capacity by Reporting Type: NYISO_J-K
ReportingType | 2015 | 2020 | 2025 | 2030 | 2035 | 2040
BM | 0 | 0 | 0 | 0 | 0 | 0
CC | 1175.4 | 0 | 0 | 0 | 0 | 0
CSP | 0 | 0 | 0 | 0 | 0 | 0
CT | 0 | 0 | 0 | 0 | 337.64 | 0
Coal | 0 | 0 | 0 | 0 | 0 | 0
Geo | 0 | 0 | 0 | 0 | 0 | 0
H | 0 | 0 | 0 | 0 | 0 | 0
LFG | 0 | 0 | 0 | 74.33 | 0 | 0
Nuc | 0 | 0 | 0 | 0 | 0 | 0
PS | 0 | 0 | 0 | 0 | 0 | 0
PV | 32 | 0 | 0 | 0 | 0 | 0
PeakG | 0 | 0 | 0 | 0 | 0 | 0
PeakO | 0 | 0 | 0 | 0 | 0 | 0
ST | 0 | 0 | 0 | 0 | 0 | 0
STOG | 0 | 0 | 0 | 0 | 0 | 0
STWD | 0 | 0 | 0 | 0 | 0 | 0
WT | 0 | 0 | 0 | 0 | 0 | 0
IGCC | 0 | 0 | 0 | 0 | 0 | 0
DemandResponse | 0 | 0 | 0 | 0 | 0 | 0
IGCC-CCS | 0 | 0 | 0 | 0 | 0 | 0
WT_off | 0 | 0 | 0 | 0 | 0 | 0
PseudoUnit | 0 | 0 | 0 | 0 | 0 | 0
FixedInterchange | 0 | 0 | 0 | 0 | 0 | 0
New Build Capacity by Reporting Type: PJM_E
ReportingType | 2015 | 2020 | 2025 | 2030 | 2035 | 2040
BM | 30 | 0 | 0 | 0 | 0 | 0
CC | 4634.3 | 0 | 0 | 0 | 0 | 0
CSP | 0 | 0 | 0 | 0 | 0 | 0
CT | 26.2 | 0 | 0 | 0 | 0 | 0
Coal | 27 | 0 | 0 | 0 | 0 | 0
Geo | 0 | 0 | 0 | 0 | 0 | 0
H | 0 | 0 | 0 | 0 | 0 | 0
LFG | 9.1 | 0 | 132.9 | 0 | 0 | 0
Nuc | 38 | 0 | 0 | 0 | 0 | 0
PS | 0 | 0 | 0 | 0 | 0 | 0
PV | 25.45 | 0 | 0 | 0 | 0 | 0
PeakG | 0 | 0 | 0 | 0 | 0 | 0
PeakO | 0 | 0 | 0 | 0 | 0 | 0
ST | 0 | 0 | 0 | 0 | 0 | 0
STOG | 0 | 0 | 0 | 0 | 0 | 0
STWD | 0 | 0 | 0 | 0 | 0 | 0
WT | 1150 | 0 | 0 | 0 | 0 | 0
IGCC | 0 | 0 | 0 | 0 | 0 | 0
DemandResponse | 0 | 0 | 0 | 0 | 0 | 0
IGCC-CCS | 0 | 0 | 0 | 0 | 0 | 0
WT_off | 0 | 0 | 1100 | 0 | 0 | 0
PseudoUnit | 0 | 0 | 0 | 0 | 0 | 0
FixedInterchange | 0 | 0 | 0 | 0 | 0 | 0
New Build Capacity by Reporting Type: PJM_ROM
ReportingType | 2015 | 2020 | 2025 | 2030 | 2035 | 2040
BM | 18 | 0 | 0 | 0 | 0 | 0
CC | 1678.5 | 0 | 0 | 0 | 0 | 4535.13
CSP | 0 | 0 | 0 | 0 | 0 | 0
CT | 16 | 0 | 0 | 0 | 0 | 0
Coal | 32.5 | 0 | 0 | 0 | 0 | 0
Geo | 0 | 0 | 0 | 0 | 0 | 0
H | 0 | 0 | 0 | 0 | 0 | 0
LFG | 18.9 | 265.1 | 0 | 0 | 0 | 0
Nuc | 0 | 0 | 0 | 0 | 0 | 0
PS | 0 | 0 | 0 | 0 | 0 | 0
PV | 0 | 1315.49 | 714.37 | 85.22 | 0 | 0
PeakG | 0 | 0 | 0 | 0 | 0 | 0
PeakO | 0 | 0 | 0 | 0 | 0 | 0
ST | 0 | 0 | 0 | 0 | 0 | 0
STOG | 0 | 0 | 0 | 0 | 0 | 0
STWD | 0 | 0 | 0 | 0 | 0 | 0
WT | 479.8 | 0 | 750.2 | 0 | 1791.13 | 0
IGCC | 0 | 0 | 0 | 0 | 0 | 0
DemandResponse | 0 | 0 | 0 | 0 | 0 | 0
IGCC-CCS | 0 | 0 | 0 | 0 | 0 | 0
WT_off | 0 | 0 | 0 | 0 | 0 | 0
PseudoUnit | 0 | 0 | 0 | 0 | 0 | 0
FixedInterchange | 0 | 0 | 0 | 0 | 0 | 0
New Build Capacity by Reporting Type: PJM_ROR
ReportingType | 2015 | 2020 | 2025 | 2030 | 2035 | 2040
BM | 385 | 0 | 0 | 0 | 0 | 0
CC | 3077 | 120 | 0 | 0 | 0 | 0
CSP | 0 | 0 | 0 | 0 | 0 | 0
CT | 29 | 0 | 0 | 0 | 0 | 0
Coal | 2164 | 0 | 0 | 0 | 0 | 0
Geo | 0 | 0 | 0 | 0 | 0 | 0
H | 0 | 0 | 0 | 0 | 0 | 0
LFG | 57.4 | 0 | 513.71 | 0 | 0 | 0
Nuc | 38 | 0 | 0 | 0 | 0 | 0
PS | 0 | 0 | 0 | 0 | 0 | 0
PV | 0 | 0 | 0 | 0 | 0 | 0
PeakG | 0 | 0 | 0 | 0 | 0 | 0
PeakO | 0 | 0 | 0 | 0 | 0 | 0
ST | 0 | 0 | 0 | 0 | 0 | 0
STOG | 0 | 0 | 0 | 0 | 0 | 0
STWD | 0 | 0 | 0 | 0 | 0 | 0
WT | 8325.7 | 0 | 0 | 191.69 | 0.01 | 0
IGCC | 0 | 0 | 0 | 0 | 0 | 0
DemandResponse | 0 | 0 | 0 | 0 | 0 | 0
IGCC-CCS | 0 | 0 | 0 | 0 | 0 | 0
WT_off | 0 | 0 | 0 | 0 | 0 | 0
PseudoUnit | 0 | 0 | 0 | 0 | 0 | 0
FixedInterchange | 0 | 0 | 0 | 0 | 0 | 0
New Build Capacity by Reporting Type: SOCO
ReportingType | 2015 | 2020 | 2025 | 2030 | 2035 | 2040
BM | 55 | 0 | 0 | 0 | 0 | 0
CC | 5026.9 | 187 | 0 | 0 | 0 | 0
CSP | 0 | 0 | 0 | 0 | 0 | 0
CT | 0 | 0 | 0 | 0 | 0 | 0
Coal | 0 | 0 | 0 | 0 | 0 | 5969.71
Geo | 0 | 0 | 0 | 0 | 0 | 0
H | 0 | 0 | 0 | 0 | 0 | 0
LFG | 0 | 0 | 107.4 | 0 | 0 | 0
Nuc | 70 | 2200 | 0 | 0 | 0 | 0
PS | 0 | 0 | 0 | 0 | 0 | 0
PV | 0 | 0 | 0 | 0 | 0 | 0
PeakG | 0 | 0 | 0 | 0 | 0 | 0
PeakO | 0 | 0 | 0 | 0 | 0 | 0
ST | 0 | 0 | 0 | 0 | 0 | 0
STOG | 0 | 0 | 0 | 0 | 0 | 0
STWD | 0 | 0 | 0 | 0 | 0 | 0
WT | 0 | 0 | 0 | 0 | 0 | 0
IGCC | 0 | 0 | 0 | 0 | 0 | 0
DemandResponse | 0 | 0 | 0 | 0 | 0 | 0
IGCC-CCS | 0 | 0 | 0 | 0 | 0 | 0
WT_off | 0 | 0 | 0 | 0 | 0 | 0
PseudoUnit | 0 | 0 | 0 | 0 | 0 | 0
FixedInterchange | 0 | 0 | 0 | 0 | 0 | 0
New Build Capacity by Reporting Type: SPP_N
ReportingType | 2015 | 2020 | 2025 | 2030 | 2035 | 2040
BM | 0 | 0 | 0 | 0 | 0 | 0
CC | 0 | 0 | 0 | 0 | 0 | 0
CSP | 0 | 0 | 0 | 0 | 0 | 0
CT | 0 | 0 | 0 | 0 | 0 | 0
Coal | 465.04 | 0 | 0 | 0 | 0.02 | 0
Geo | 0 | 0 | 0 | 0 | 0 | 0
H | 0 | 0 | 0 | 0 | 0 | 0
LFG | 0 | 0 | 7.54 | 87.46 | 0 | 0
Nuc | 0 | 0 | 0 | 0 | 0 | 0
PS | 0 | 0 | 0 | 0 | 0 | 0
PV | 0 | 0 | 0 | 0 | 0 | 0
PeakG | 0 | 0 | 0 | 0 | 0 | 0
PeakO | 0 | 0 | 0 | 0 | 0 | 0
ST | 0 | 0 | 0 | 0 | 0 | 0
STOG | 0 | 0 | 0 | 0 | 0 | 0
STWD | 0 | 0 | 0 | 0 | 0 | 0
WT | 0 | 0.01 | 0 | 0 | 0.03 | 2013.49
IGCC | 0 | 0 | 0 | 0 | 0 | 0
DemandResponse | 0 | 0 | 0 | 0 | 0 | 0
IGCC-CCS | 0 | 0 | 0 | 0 | 0 | 0
WT_off | 0 | 0 | 0 | 0 | 0 | 0
PseudoUnit | 0 | 0 | 0 | 0 | 0 | 0
FixedInterchange | 0 | 0 | 0 | 0 | 0 | 0
New Build Capacity by Reporting Type: SPP_S
ReportingType | 2015 | 2020 | 2025 | 2030 | 2035 | 2040
BM | 0 | 0 | 0 | 0 | 0 | 0
CC | 0 | 0 | 0 | 0 | 0 | 0
CSP | 0 | 0 | 0 | 0 | 0 | 0
CT | 412.99 | 300 | 0 | 0 | 0 | 0
Coal | 988 | 0 | 0 | 0 | 0 | 0
Geo | 0 | 0 | 0 | 0 | 0 | 0
H | 0 | 0 | 0 | 0 | 0 | 0
LFG | 0 | 0 | 95 | 0 | 0 | 0
Nuc | 0 | 0 | 0 | 0 | 0 | 0
PS | 0 | 0 | 0 | 0 | 0 | 0
PV | 0 | 0 | 0 | 0 | 0 | 0
PeakG | 0 | 0 | 0 | 0 | 0 | 0
PeakO | 0 | 0 | 0 | 0 | 0 | 0
ST | 0 | 0 | 0 | 0 | 0 | 0
STOG | 0 | 0 | 0 | 0 | 0 | 0
STWD | 0 | 0 | 0 | 0 | 0 | 0
WT | 430 | 1969.52 | 0 | 0 | 2324.36 | 2372.64
IGCC | 0 | 0 | 0 | 0 | 0 | 0
DemandResponse | 0 | 0 | 0 | 0 | 0 | 0
IGCC-CCS | 0 | 0 | 0 | 0 | 0 | 0
WT_off | 0 | 0 | 0 | 0 | 0 | 0
PseudoUnit | 0 | 0 | 0 | 0 | 0 | 0
FixedInterchange | 0 | 0 | 0 | 0 | 0 | 0
New Build Capacity by Reporting Type: TVA
ReportingType | 2015 | 2020 | 2025 | 2030 | 2035 | 2040
BM | 0 | 0 | 0 | 0 | 0 | 0
CC | 1418 | 0 | 0 | 0 | 0 | 0
CSP | 0 | 0 | 0 | 0 | 0 | 0
CT | 0 | 0 | 0 | 0 | 0 | 0
Coal | 0 | 0 | 0 | 0 | 0 | 402.69
Geo | 0 | 0 | 0 | 0 | 0 | 0
H | 0 | 0 | 0 | 0 | 0 | 0
LFG | 0 | 0 | 0 | 107.4 | 0 | 0
Nuc | 1697.89 | 0 | 0 | 0 | 0 | 0
PS | 0 | 0 | 0 | 0 | 0 | 0
PV | 0 | 0 | 0 | 0 | 0 | 0
PeakG | 0 | 0 | 0 | 0 | 0 | 0
PeakO | 0 | 0 | 0 | 0 | 0 | 0
ST | 0 | 0 | 0 | 0 | 0 | 0
STOG | 0 | 0 | 0 | 0 | 0 | 0
STWD | 0 | 0 | 0 | 0 | 0 | 0
WT | 0 | 0 | 0 | 0 | 0 | 0
IGCC | 0 | 0 | 0 | 0 | 0 | 0
DemandResponse | 0 | 0 | 0 | 0 | 0 | 0
IGCC-CCS | 0 | 0 | 0 | 0 | 0 | 0
WT_off | 0 | 0 | 0 | 0 | 0 | 0
PseudoUnit | 0 | 0 | 0 | 0 | 0 | 0
FixedInterchange | 0 | 0 | 0 | 0 | 0 | 0
New Build Capacity by Reporting Type: TVA_Transmission
ReportingType | 2015 | 2020 | 2025 | 2030 | 2035 | 2040
BM | 0 | 0 | 0 | 0 | 0 | 0
CC | 0 | 0 | 0 | 0 | 0 | 0
CSP | 0 | 0 | 0 | 0 | 0 | 0
CT | 0 | 0 | 0 | 0 | 0 | 0
Coal | 0 | 0 | 0 | 0 | 0 | 0
Geo | 0 | 0 | 0 | 0 | 0 | 0
H | 0 | 0 | 0 | 0 | 0 | 0
LFG | 0 | 0 | 0 | 0 | 0 | 0
Nuc | 0 | 0 | 0 | 0 | 0 | 0
PS | 0 | 0 | 0 | 0 | 0 | 0
PV | 0 | 0 | 0 | 0 | 0 | 0
PeakG | 0 | 0 | 0 | 0 | 0 | 0
PeakO | 0 | 0 | 0 | 0 | 0 | 0
ST | 0 | 0 | 0 | 0 | 0 | 0
STOG | 0 | 0 | 0 | 0 | 0 | 0
STWD | 0 | 0 | 0 | 0 | 0 | 0
WT | 0 | 0 | 0 | 0 | 0 | 0
IGCC | 0 | 0 | 0 | 0 | 0 | 0
DemandResponse | 0 | 0 | 0 | 0 | 0 | 0
IGCC-CCS | 0 | 0 | 0 | 0 | 0 | 0
WT_off | 0 | 0 | 0 | 0 | 0 | 0
PseudoUnit | 0 | 0 | 0 | 0 | 0 | 0
FixedInterchange | 0 | 0 | 0 | 0 | 0 | 0
New Build Capacity by Reporting Type: VACAR
ReportingType | 2015 | 2020 | 2025 | 2030 | 2035 | 2040
BM | 0.92 | 174.28 | 445.66 | 0 | 0 | 0
CC | 3520.33 | 0 | 0 | 0 | 2464.23 | 1733.74
CSP | 0 | 0 | 0 | 0 | 0 | 0
CT | 717.2 | 0 | 0 | 0 | 0 | 0
Coal | 825 | 0 | 0 | 0 | 0 | 0
Geo | 0 | 0 | 0 | 0 | 0 | 0
H | 0 | 0 | 0 | 0 | 0 | 0
LFG | 0.34 | 107.06 | 0 | 0 | 0 | 0
Nuc | 0 | 2330 | 0 | 0 | 0 | 0
PS | 0 | 0 | 0 | 0 | 0 | 0
PV | 0 | 121.41 | 0 | 0 | 0 | 0
PeakG | 0 | 0 | 0 | 0 | 0 | 0
PeakO | 0 | 0 | 0 | 0 | 0 | 0
ST | 0 | 0 | 0 | 0 | 0 | 0
STOG | 0 | 0 | 0 | 0 | 0 | 0
STWD | 0 | 0 | 0 | 0 | 0 | 0
WT | 0.9 | 3499.1 | 0 | 0 | 0 | 0
IGCC | 0 | 0 | 0 | 0 | 0 | 0
DemandResponse | 0 | 0 | 0 | 0 | 0 | 0
IGCC-CCS | 0 | 0 | 0 | 0 | 0 | 0
WT_off | 1 | 0 | 0 | 0 | 0 | 0
PseudoUnit | 0 | 0 | 0 | 0 | 0 | 0
FixedInterchange | 0 | 0 | 0 | 0 | 0 | 0
New Build Capacity by Reporting Type: IESO
ReportingType | 2015 | 2020 | 2025 | 2030 | 2035 | 2040
BM | 326.33 | 0 | 0 | 0 | 0 | 0
CC | 1263 | 0 | 0 | 0 | 0 | 0
CSP | 0 | 0 | 0 | 0 | 0 | 0
CT | 368 | 0 | 0 | 0 | 0 | 0
Coal | 0 | 0 | 0 | 0 | 0 | 0
Geo | 0 | 0 | 0 | 0 | 0 | 0
H | 0 | 0 | 0 | 0 | 0 | 0
LFG | 14.5 | 0 | 0 | 0 | 0 | 0
Nuc | 0 | 0 | 0 | 0 | 0 | 0
PS | 0 | 0 | 0 | 0 | 0 | 0
PV | 1067.26 | 0 | 0 | 0 | 0 | 0
PeakG | 0 | 0 | 0 | 0 | 0 | 0
PeakO | 0 | 0 | 0 | 0 | 0 | 0
ST | 0 | 0 | 0 | 0 | 0 | 0
STOG | 0 | 0 | 0 | 0 | 0 | 0
STWD | 0 | 0 | 0 | 0 | 0 | 0
WT | 2105.9 | 0 | 0 | 0 | 0 | 0
IGCC | 0 | 0 | 0 | 0 | 0 | 0
DemandResponse | 0 | 0 | 0 | 0 | 0 | 0
IGCC-CCS | 0 | 0 | 0 | 0 | 0 | 0
WT_off | 0 | 0 | 0 | 0 | 0 | 0
PseudoUnit | 0 | 0 | 0 | 0 | 0 | 0
FixedInterchange | 0 | 0 | 0 | 0 | 0 | 0
New Build Capacity by Reporting Type: MAPP_CA
ReportingType | 2015 | 2020 | 2025 | 2030 | 2035 | 2040
BM | 0 | 0 | 0 | 0 | 0 | 0
CC | 0 | 0 | 0 | 0 | 0 | 0
CSP | 0 | 0 | 0 | 0 | 0 | 0
CT | 160.15 | 14.83 | 0 | 0 | 0 | 0
Coal | 0 | 0 | 0 | 0 | 0 | 0
Geo | 0 | 0 | 0 | 0 | 0 | 0
H | 0 | 0 | 0 | 0 | 0 | 0
LFG | 0 | 0 | 0 | 0 | 0 | 0
Nuc | 0 | 0 | 0 | 0 | 0 | 0
PS | 0 | 0 | 0 | 0 | 0 | 0
PV | 0 | 0 | 0 | 0 | 0 | 0
PeakG | 0 | 0 | 0 | 0 | 0 | 0
PeakO | 0 | 0 | 0 | 0 | 0 | 0
ST | 0 | 0 | 0 | 0 | 0 | 0
STOG | 0 | 0 | 0 | 0 | 0 | 0
STWD | 0 | 0 | 0 | 0 | 0 | 0
WT | 302.4 | 0 | 0 | 0 | 0 | 0
IGCC | 0 | 0 | 0 | 0 | 0 | 0
DemandResponse | 0 | 0 | 0 | 0 | 0 | 0
IGCC-CCS | 0 | 0 | 0 | 0 | 0 | 0
WT_off | 0 | 0 | 0 | 0 | 0 | 0
PseudoUnit | 0 | 0 | 0 | 0 | 0 | 0
FixedInterchange | 0 | 0 | 0 | 0 | 0 | 0
New Build Capacity by Reporting Type: AZ_NM_SNV_Coal
ReportingType | 2015 | 2020 | 2025 | 2030 | 2035 | 2040
BM | 0 | 0 | 0 | 0 | 0 | 0
CC | 0 | 0 | 0 | 0 | 0 | 0
CSP | 0 | 0 | 0 | 0 | 0 | 0
CT | 0 | 0 | 0 | 0 | 0 | 0
Coal | 0 | 0 | 0 | 0 | 1208.69 | 2943.27
Geo | 0 | 0 | 0 | 0 | 0 | 0
H | 0 | 0 | 0 | 0 | 0 | 0
LFG | 0 | 0 | 0 | 0 | 0 | 0
Nuc | 0 | 0 | 0 | 0 | 0 | 0
PS | 0 | 0 | 0 | 0 | 0 | 0
PV | 0 | 0 | 0 | 0 | 0 | 0
PeakG | 0 | 0 | 0 | 0 | 0 | 0
PeakO | 0 | 0 | 0 | 0 | 0 | 0
ST | 0 | 0 | 0 | 0 | 0 | 0
STOG | 0 | 0 | 0 | 0 | 0 | 0
STWD | 0 | 0 | 0 | 0 | 0 | 0
WT | 0 | 0 | 0 | 0 | 0 | 0
IGCC | 0 | 0 | 0 | 0 | 0 | 0
DemandResponse | 0 | 0 | 0 | 0 | 0 | 0
IGCC-CCS | 0 | 0 | 0 | 0 | 0 | 0
WT_off | 0 | 0 | 0 | 0 | 0 | 0
PseudoUnit | 0 | 0 | 0 | 0 | 0 | 0
FixedInterchange | 0 | 0 | 0 | 0 | 0 | 0
New Build Capacity by Reporting Type: AZ_NM_SNV_Gas
ReportingType | 2015 | 2020 | 2025 | 2030 | 2035 | 2040
BM | 0 | 0 | 0 | 0 | 0 | 0
CC | 668 | 0 | 0 | 0 | 0 | 0
CSP | 0 | 0 | 0 | 0 | 0 | 0
CT | 736 | 0 | 0 | 0 | 0 | 0
Coal | 0 | 0 | 0 | 0 | 0 | 0
Geo | 0 | 0 | 0 | 0 | 0 | 0
H | 0 | 0 | 0 | 0 | 0 | 0
LFG | 0 | 0 | 0 | 0 | 0 | 0
Nuc | 0 | 0 | 0 | 0 | 0 | 0
PS | 0 | 0 | 0 | 0 | 0 | 0
PV | 0 | 0 | 0 | 0 | 0 | 0
PeakG | 0 | 0 | 0 | 0 | 0 | 0
PeakO | 0 | 0 | 0 | 0 | 0 | 0
ST | 0 | 0 | 0 | 0 | 0 | 0
STOG | 0 | 0 | 0 | 0 | 0 | 0
STWD | 0 | 0 | 0 | 0 | 0 | 0
WT | 0 | 0 | 0 | 0 | 0 | 0
IGCC | 0 | 0 | 0 | 0 | 0 | 0
DemandResponse | 0 | 0 | 0 | 0 | 0 | 0
IGCC-CCS | 0 | 0 | 0 | 0 | 0 | 0
WT_off | 0 | 0 | 0 | 0 | 0 | 0
PseudoUnit | 0 | 0 | 0 | 0 | 0 | 0
FixedInterchange | 0 | 0 | 0 | 0 | 0 | 0
New Build Capacity by Reporting Type: AZ_NM_SNV_NucRenew
ReportingType | 2015 | 2020 | 2025 | 2030 | 2035 | 2040
BM | 0 | 0 | 0 | 0 | 0 | 0
CC | 0 | 0 | 0 | 0 | 0 | 0
CSP | 0 | 0 | 0 | 0 | 0 | 0
CT | 0 | 0 | 0 | 0 | 0 | 0
Coal | 0 | 0 | 0 | 0 | 0 | 0
Geo | 0 | 0 | 1450 | 0 | 0 | 0
H | 0 | 0 | 0 | 0 | 0 | 0
LFG | 0 | 60.67 | 0 | 0 | 0 | 0
Nuc | 0 | 0 | 0 | 0 | 0 | 0
PS | 0 | 0 | 0 | 0 | 0 | 0
PV | 95.7 | 0 | 0 | 0 | 0 | 0
PeakG | 0 | 0 | 0 | 0 | 0 | 0
PeakO | 0 | 0 | 0 | 0 | 0 | 0
ST | 280 | 390.82 | 203.81 | 14.01 | 0 | 0
STOG | 0 | 0 | 0 | 0 | 0 | 0
STWD | 0 | 0 | 0 | 0 | 0 | 0
WT | 65.1 | 3498.9 | 0 | 0 | 0 | 0
IGCC | 0 | 0 | 0 | 0 | 0 | 0
DemandResponse | 0 | 0 | 0 | 0 | 0 | 0
IGCC-CCS | 0 | 0 | 0 | 0 | 0 | 0
WT_off | 0 | 0 | 0 | 0 | 0 | 0
PseudoUnit | 0 | 0 | 0 | 0 | 0 | 0
FixedInterchange | 0 | 0 | 0 | 0 | 0 | 0
New Build Capacity by Reporting Type: ERCOT
ReportingType | 2015 | 2020 | 2025 | 2030 | 2035 | 2040
BM | 145 | 0 | 0 | 0 | 0 | 0
CC | 275 | 0 | 0 | 0 | 0 | 0
CSP | 0 | 0 | 0 | 0 | 0 | 0
CT | 250 | 0 | 0 | 0 | 0 | 0
Coal | 2020 | 0 | 0 | 0 | 0 | 0
Geo | 0 | 0 | 0 | 0 | 0 | 0
H | 0 | 0 | 0 | 0 | 0 | 0
LFG | 0 | 0 | 354 | 0 | 0 | 0
Nuc | 0 | 0 | 0 | 0 | 0 | 0
PS | 0 | 0 | 0 | 0 | 0 | 0
PV | 14 | 0 | 0 | 0 | 0 | 0
PeakG | 0 | 0 | 0 | 0 | 0 | 0
PeakO | 0 | 0 | 0 | 0 | 0 | 0
ST | 0 | 0 | 0 | 0 | 0 | 0
STOG | 0 | 0 | 0 | 0 | 0 | 0
STWD | 0 | 0 | 0 | 0 | 0 | 0
WT | 350.1 | 0 | 0 | 0 | 0 | 0
IGCC | 0 | 0 | 0 | 0 | 0 | 0
DemandResponse | 0 | 0 | 0 | 0 | 0 | 0
IGCC-CCS | 0 | 0 | 0 | 0 | 0 | 0
WT_off | 0 | 0 | 0 | 0 | 0 | 0
PseudoUnit | 0 | 0 | 0 | 0 | 0 | 0
FixedInterchange | 0 | 0 | 0 | 0 | 0 | 0
New Build Capacity by Reporting Type: NP15
ReportingType | 2015 | 2020 | 2025 | 2030 | 2035 | 2040
BM | 0 | 0 | 0 | 0 | 0 | 0
CC | 940 | 0 | 0 | 0 | 0 | 0
CSP | 0 | 0 | 0 | 0 | 0 | 0
CT | 212.6 | 0 | 0 | 0 | 13.21 | 0
Coal | 0 | 0 | 0 | 0 | 0 | 0
Geo | 0 | 302.14 | 297.86 | 0 | 0 | 0
H | 0 | 0 | 0 | 0 | 0 | 0
LFG | 0 | 565 | 0 | 0 | 0 | 0
Nuc | 0 | 0 | 0 | 0 | 0 | 0
PS | 0 | 0 | 0 | 0 | 0 | 0
PV | 6.5 | 0 | 0 | 0 | 0 | 0
PeakG | 0 | 0 | 0 | 0 | 0 | 0
PeakO | 0 | 0 | 0 | 0 | 0 | 0
ST | 29 | 0 | 0 | 0 | 0 | 0
STOG | 0 | 0 | 0 | 0 | 0 | 0
STWD | 0 | 0 | 0 | 0 | 0 | 0
WT | 101.2 | 146.55 | 0 | 0 | 76.37 | 5.69
IGCC | 0 | 0 | 0 | 0 | 0 | 0
DemandResponse | 0 | 0 | 0 | 0 | 0 | 0
IGCC-CCS | 0 | 0 | 0 | 0 | 0 | 0
WT_off | 0 | 0 | 0 | 0 | 0 | 0
PseudoUnit | 0 | 0 | 0 | 0 | 0 | 0
FixedInterchange | 0 | 0 | 0 | 0 | 0 | 0
New Build Capacity by Reporting Type: NWPP_Coal
ReportingType | 2015 | 2020 | 2025 | 2030 | 2035 | 2040
BM | 0 | 0 | 0 | 0 | 0 | 0
CC | 0 | 0 | 0 | 0 | 0 | 0
CSP | 0 | 0 | 0 | 0 | 0 | 0
CT | 0 | 0 | 0 | 0 | 0 | 0
Coal | 0 | 0 | 0 | 0 | 0 | 0
Geo | 0 | 0 | 0 | 0 | 0 | 0
H | 0 | 0 | 0 | 0 | 0 | 0
LFG | 0 | 0 | 0 | 0 | 0 | 0
Nuc | 0 | 0 | 0 | 0 | 0 | 0
PS | 0 | 0 | 0 | 0 | 0 | 0
PV | 0 | 0 | 0 | 0 | 0 | 0
PeakG | 0 | 0 | 0 | 0 | 0 | 0
PeakO | 0 | 0 | 0 | 0 | 0 | 0
ST | 0 | 0 | 0 | 0 | 0 | 0
STOG | 0 | 0 | 0 | 0 | 0 | 0
STWD | 0 | 0 | 0 | 0 | 0 | 0
WT | 0 | 0 | 0 | 0 | 0 | 0
IGCC | 0 | 0 | 0 | 0 | 0 | 0
DemandResponse | 0 | 0 | 0 | 0 | 0 | 0
IGCC-CCS | 0 | 0 | 0 | 0 | 0 | 0
WT_off | 0 | 0 | 0 | 0 | 0 | 0
PseudoUnit | 0 | 0 | 0 | 0 | 0 | 0
FixedInterchange | 0 | 0 | 0 | 0 | 0 | 0
New Build Capacity by Reporting Type: NWPP_Gas
ReportingType | 2015 | 2020 | 2025 | 2030 | 2035 | 2040
BM | 0 | 0 | 0 | 0 | 0 | 0
CC | 300 | 0 | 0 | 0 | 0 | 0
CSP | 0 | 0 | 0 | 0 | 0 | 0
CT | 150 | 0 | 0 | 0 | 0 | 0
Coal | 0 | 0 | 0 | 0 | 0 | 0
Geo | 0 | 0 | 0 | 0 | 0 | 0
H | 0 | 0 | 0 | 0 | 0 | 0
LFG | 0 | 0 | 0 | 0 | 0 | 0
Nuc | 0 | 0 | 0 | 0 | 0 | 0
PS | 0 | 0 | 0 | 0 | 0 | 0
PV | 0 | 0 | 0 | 0 | 0 | 0
PeakG | 0 | 0 | 0 | 0 | 0 | 0
PeakO | 0 | 0 | 0 | 0 | 0 | 0
ST | 0 | 0 | 0 | 0 | 0 | 0
STOG | 0 | 0 | 0 | 0 | 0 | 0
STWD | 0 | 0 | 0 | 0 | 0 | 0
WT | 0 | 0 | 0 | 0 | 0 | 0
IGCC | 0 | 0 | 0 | 0 | 0 | 0
DemandResponse | 0 | 0 | 0 | 0 | 0 | 0
IGCC-CCS | 0 | 0 | 0 | 0 | 0 | 0
WT_off | 0 | 0 | 0 | 0 | 0 | 0
PseudoUnit | 0 | 0 | 0 | 0 | 0 | 0
FixedInterchange | 0 | 0 | 0 | 0 | 0 | 0
New Build Capacity by Reporting Type: NWPP_NucRenew
ReportingType | 2015 | 2020 | 2025 | 2030 | 2035 | 2040
BM | 32.55 | 0 | 0 | 0 | 0 | 0
CC | 0 | 0 | 0 | 0 | 0 | 0
CSP | 0 | 0 | 0 | 0 | 0 | 0
CT | 0 | 0 | 0 | 0 | 0 | 0
Coal | 0 | 0 | 0 | 0 | 0 | 0
Geo | 86 | 0 | 434 | 0 | 0 | 0
H | 0 | 0 | 0 | 0 | 0 | 0
LFG | 25.5 | 244.5 | 0 | 0 | 0 | 0
Nuc | 0 | 0 | 0 | 0 | 0 | 0
PS | 0 | 0 | 0 | 0 | 0 | 0
PV | 0 | 0 | 0 | 0 | 0 | 0
PeakG | 0 | 0 | 0 | 0 | 0 | 0
PeakO | 0 | 0 | 0 | 0 | 0 | 0
ST | 0 | 0 | 0 | 0 | 0 | 0
STOG | 0 | 0 | 0 | 0 | 0 | 0
STWD | 0 | 0 | 0 | 0 | 0 | 0
WT | 977.3 | 0 | 0 | 0 | 0 | 0
IGCC | 0 | 0 | 0 | 0 | 0 | 0
DemandResponse | 0 | 0 | 0 | 0 | 0 | 0
IGCC-CCS | 0 | 0 | 0 | 0 | 0 | 0
WT_off | 0 | 0 | 0 | 0 | 0 | 0
PseudoUnit | 0 | 0 | 0 | 0 | 0 | 0
FixedInterchange | 0 | 0 | 0 | 0 | 0 | 0
New Build Capacity by Reporting Type: RMPA
ReportingType | 2015 | 2020 | 2025 | 2030 | 2035 | 2040
BM | 0 | 0 | 0 | 0 | 0 | 0
CC | 0 | 0 | 0 | 0 | 0 | 0
CSP | 0 | 0 | 0 | 0 | 0 | 0
CT | 152 | 0 | 0 | 0 | 0 | 0
Coal | 390 | 0 | 0 | 0 | 183.01 | 187.16
Geo | 0 | 322.86 | 2226.46 | 20.68 | 0 | 0
H | 0 | 0 | 0 | 0 | 0 | 0
LFG | 1.4 | 28.93 | 0 | 0 | 0 | 0
Nuc | 0 | 0 | 0 | 0 | 0 | 0
PS | 0 | 0 | 0 | 0 | 0 | 0
PV | 1 | 0 | 0 | 0 | 0 | 0
PeakG | 0 | 0 | 0 | 0 | 0 | 0
PeakO | 0 | 0 | 0 | 0 | 0 | 0
ST | 3 | 341.86 | 4.62 | 4.73 | 0 | 0
STOG | 0 | 0 | 0 | 0 | 0 | 0
STWD | 0 | 0 | 0 | 0 | 0 | 0
WT | 765.4 | 0 | 0 | 0 | 0 | 0
IGCC | 0 | 0 | 0 | 0 | 0 | 0
DemandResponse | 0 | 0 | 0 | 0 | 0 | 0
IGCC-CCS | 0 | 0 | 0 | 0 | 0 | 0
WT_off | 0 | 0 | 0 | 0 | 0 | 0
PseudoUnit | 0 | 0 | 0 | 0 | 0 | 0
FixedInterchange | 0 | 0 | 0 | 0 | 0 | 0
New Build Capacity by Reporting Type: SP15
ReportingType | 2015 | 2020 | 2025 | 2030 | 2035 | 2040
BM | 6 | 0 | 0 | 0 | 0 | 0
CC | 409.5 | 0 | 0 | 0 | 0 | 0
CSP | 0 | 0 | 0 | 0 | 0 | 0
CT | 0 | 0 | 0 | 0 | 0 | 0
Coal | 0 | 0 | 0 | 0 | 0 | 0
Geo | 50 | 1450 | 0 | 0 | 0 | 0
H | 0 | 0 | 0 | 0 | 0 | 0
LFG | 9.2 | 555.8 | 0 | 0 | 0 | 0
Nuc | 0 | 0 | 0 | 0 | 0 | 0
PS | 0 | 0 | 0 | 0 | 0 | 0
PV | 3.8 | 0 | 0 | 0 | 0 | 0
PeakG | 0 | 0 | 0 | 0 | 0 | 0
PeakO | 0 | 0 | 0 | 0 | 0 | 0
ST | 448 | 0 | 0 | 0 | 0 | 0
STOG | 0 | 0 | 0 | 0 | 0 | 0
STWD | 0 | 0 | 0 | 0 | 0 | 0
WT | 735 | 0 | 0 | 0 | 0 | 0
IGCC | 0 | 0 | 0 | 0 | 0 | 0
DemandResponse | 0 | 0 | 0 | 0 | 0 | 0
IGCC-CCS | 0 | 0 | 0 | 0 | 0 | 0
WT_off | 0 | 0 | 0 | 0 | 0 | 0
PseudoUnit | 0 | 0 | 0 | 0 | 0 | 0
FixedInterchange | 0 | 0 | 0 | 0 | 0 | 0
New Build Capacity by Reporting Type: ALB
ReportingType | 2015 | 2020 | 2025 | 2030 | 2035 | 2040
BM | 0 | 0 | 0 | 0 | 0 | 0
CC | 80.12 | 173.35 | 139.63 | 198.37 | 425.31 | 1188.65
CSP | 0 | 0 | 0 | 0 | 0 | 0
CT | 201.5 | 0 | 0 | 0 | 0 | 0
Coal | 495 | 0 | 0 | 0 | 0 | 0
Geo | 0 | 0 | 0 | 0 | 0 | 0
H | 0 | 0 | 0 | 0 | 0 | 0
LFG | 0 | 0 | 0 | 0 | 0 | 0
Nuc | 0 | 0 | 0 | 0 | 0 | 0
PS | 0 | 0 | 0 | 0 | 0 | 0
PV | 0 | 0 | 0 | 0 | 0 | 0
PeakG | 0 | 0 | 0 | 0 | 0 | 0
PeakO | 0 | 0 | 0 | 0 | 0 | 0
ST | 0 | 0 | 0 | 0 | 0 | 0
STOG | 0 | 0 | 0 | 0 | 0 | 0
STWD | 0 | 0 | 0 | 0 | 0 | 0
WT | 9 | 0 | 0 | 0 | 0 | 0
IGCC | 0 | 0 | 0 | 0 | 0 | 0
DemandResponse | 0 | 0 | 0 | 0 | 0 | 0
IGCC-CCS | 0 | 0 | 0 | 0 | 0 | 0
WT_off | 0 | 0 | 0 | 0 | 0 | 0
PseudoUnit | 0 | 0 | 0 | 0 | 0 | 0
FixedInterchange | 0 | 0 | 0 | 0 | 0 | 0
New Build Capacity by Reporting Type: BC
ReportingType | 2015 | 2020 | 2025 | 2030 | 2035 | 2040
BM | 0 | 0 | 0 | 0 | 0 | 0
CC | 692.3 | 0 | 0 | 0 | 0 | 0
CSP | 0 | 0 | 0 | 0 | 0 | 0
CT | 0 | 0 | 0 | 0 | 0 | 0
Coal | 0 | 0 | 0 | 0 | 0 | 0
Geo | 0 | 0 | 0 | 0 | 0 | 0
H | 0 | 0 | 0 | 0 | 0 | 0
LFG | 0 | 0 | 0 | 0 | 0 | 0
Nuc | 0 | 0 | 0 | 0 | 0 | 0
PS | 0 | 0 | 0 | 0 | 0 | 0
PV | 0 | 0 | 0 | 0 | 0 | 0
PeakG | 0 | 0 | 0 | 0 | 0 | 0
PeakO | 0 | 0 | 0 | 0 | 0 | 0
ST | 0 | 0 | 0 | 0 | 0 | 0
STOG | 0 | 0 | 0 | 0 | 0 | 0
STWD | 0 | 0 | 0 | 0 | 0 | 0
WT | 144 | 0 | 0 | 0 | 0 | 0
IGCC | 0 | 0 | 0 | 0 | 0 | 0
DemandResponse | 0 | 0 | 0 | 0 | 0 | 0
IGCC-CCS | 0 | 0 | 0 | 0 | 0 | 0
WT_off | 0 | 0 | 0 | 0 | 0 | 0
PseudoUnit | 0 | 0 | 0 | 0 | 0 | 0
FixedInterchange | 0 | 0 | 0 | 0 | 0 | 0
New Build Capacity by Reporting Type: HQ_IESO
ReportingType | 2015 | 2020 | 2025 | 2030 | 2035 | 2040
BM | 0 | 0 | 0 | 0 | 0 | 0
CC | 0 | 0 | 0 | 0 | 0 | 0
CSP | 0 | 0 | 0 | 0 | 0 | 0
CT | 0 | 0 | 0 | 0 | 0 | 0
Coal | 0 | 0 | 0 | 0 | 0 | 0
Geo | 0 | 0 | 0 | 0 | 0 | 0
H | 0 | 0 | 0 | 0 | 0 | 0
LFG | 0 | 0 | 0 | 0 | 0 | 0
Nuc | 0 | 0 | 0 | 0 | 0 | 0
PS | 0 | 0 | 0 | 0 | 0 | 0
PV | 0 | 0 | 0 | 0 | 0 | 0
PeakG | 0 | 0 | 0 | 0 | 0 | 0
PeakO | 0 | 0 | 0 | 0 | 0 | 0
ST | 0 | 0 | 0 | 0 | 0 | 0
STOG | 0 | 0 | 0 | 0 | 0 | 0
STWD | 0 | 0 | 0 | 0 | 0 | 0
WT | 0 | 0 | 0 | 0 | 0 | 0
IGCC | 0 | 0 | 0 | 0 | 0 | 0
DemandResponse | 0 | 0 | 0 | 0 | 0 | 0
IGCC-CCS | 0 | 0 | 0 | 0 | 0 | 0
WT_off | 0 | 0 | 0 | 0 | 0 | 0
PseudoUnit | 0 | 0 | 0 | 0 | 0 | 0
FixedInterchange | 0 | 0 | 0 | 0 | 0 | 0
New Build Capacity by Reporting Type: HQ_NEISO
ReportingType | 2015 | 2020 | 2025 | 2030 | 2035 | 2040
BM | 0 | 0 | 0 | 0 | 0 | 0
CC | 0 | 0 | 0 | 0 | 0 | 0
CSP | 0 | 0 | 0 | 0 | 0 | 0
CT | 0 | 0 | 0 | 0 | 0 | 0
Coal | 0 | 0 | 0 | 0 | 0 | 0
Geo | 0 | 0 | 0 | 0 | 0 | 0
H | 0 | 0 | 0 | 0 | 0 | 0
LFG | 0 | 0 | 0 | 0 | 0 | 0
Nuc | 0 | 0 | 0 | 0 | 0 | 0
PS | 0 | 0 | 0 | 0 | 0 | 0
PV | 0 | 0 | 0 | 0 | 0 | 0
PeakG | 0 | 0 | 0 | 0 | 0 | 0
PeakO | 0 | 0 | 0 | 0 | 0 | 0
ST | 0 | 0 | 0 | 0 | 0 | 0
STOG | 0 | 0 | 0 | 0 | 0 | 0
STWD | 0 | 0 | 0 | 0 | 0 | 0
WT | 0 | 0 | 0 | 0 | 0 | 0
IGCC | 0 | 0 | 0 | 0 | 0 | 0
DemandResponse | 0 | 0 | 0 | 0 | 0 | 0
IGCC-CCS | 0 | 0 | 0 | 0 | 0 | 0
WT_off | 0 | 0 | 0 | 0 | 0 | 0
PseudoUnit | 0 | 0 | 0 | 0 | 0 | 0
FixedInterchange | 0 | 0 | 0 | 0 | 0 | 0
New Build Capacity by Reporting Type: HQ_NY
ReportingType | 2015 | 2020 | 2025 | 2030 | 2035 | 2040
BM | 0 | 0 | 0 | 0 | 0 | 0
CC | 0 | 0 | 0 | 0 | 0 | 0
CSP | 0 | 0 | 0 | 0 | 0 | 0
CT | 0 | 0 | 0 | 0 | 0 | 0
Coal | 0 | 0 | 0 | 0 | 0 | 0
Geo | 0 | 0 | 0 | 0 | 0 | 0
H | 0 | 0 | 0 | 0 | 0 | 0
LFG | 0 | 0 | 0 | 0 | 0 | 0
Nuc | 0 | 0 | 0 | 0 | 0 | 0
PS | 0 | 0 | 0 | 0 | 0 | 0
PV | 0 | 0 | 0 | 0 | 0 | 0
PeakG | 0 | 0 | 0 | 0 | 0 | 0
PeakO | 0 | 0 | 0 | 0 | 0 | 0
ST | 0 | 0 | 0 | 0 | 0 | 0
STOG | 0 | 0 | 0 | 0 | 0 | 0
STWD | 0 | 0 | 0 | 0 | 0 | 0
WT | 0 | 0 | 0 | 0 | 0 | 0
IGCC | 0 | 0 | 0 | 0 | 0 | 0
DemandResponse | 0 | 0 | 0 | 0 | 0 | 0
IGCC-CCS | 0 | 0 | 0 | 0 | 0 | 0
WT_off | 0 | 0 | 0 | 0 | 0 | 0
PseudoUnit | 0 | 0 | 0 | 0 | 0 | 0
FixedInterchange | 0 | 0 | 0 | 0 | 0 | 0
New Build Capacity by Reporting Type: MARITIMES
ReportingType | 2015 | 2020 | 2025 | 2030 | 2035 | 2040
BM | 0 | 0 | 0 | 0 | 0 | 0
CC | 0 | 0 | 0 | 0 | 0 | 0
CSP | 0 | 0 | 0 | 0 | 0 | 0
CT | 0 | 0 | 0 | 0 | 0 | 0
Coal | 0 | 0 | 0 | 0 | 0 | 0
Geo | 0 | 0 | 0 | 0 | 0 | 0
H | 0 | 0 | 0 | 0 | 0 | 0
LFG | 0 | 0 | 0 | 0 | 0 | 0
Nuc | 0 | 0 | 0 | 0 | 0 | 0
PS | 0 | 0 | 0 | 0 | 0 | 0
PV | 0 | 0 | 0 | 0 | 0 | 0
PeakG | 0 | 0 | 0 | 0 | 0 | 0
PeakO | 0 | 0 | 0 | 0 | 0 | 0
ST | 0 | 0 | 0 | 0 | 0 | 0
STOG | 0 | 0 | 0 | 0 | 0 | 0
STWD | 0 | 0 | 0 | 0 | 0 | 0
WT | 0 | 0 | 0 | 0 | 0 | 0
IGCC | 0 | 0 | 0 | 0 | 0 | 0
DemandResponse | 0 | 0 | 0 | 0 | 0 | 0
IGCC-CCS | 0 | 0 | 0 | 0 | 0 | 0
WT_off | 0 | 0 | 0 | 0 | 0 | 0
PseudoUnit | 0 | 0 | 0 | 0 | 0 | 0
FixedInterchange | 0 | 0 | 0 | 0 | 0 | 0
New Build Capacity by Reporting Type: All
ReportingType | 2015 | 2020 | 2025 | 2030 | 2035 | 2040
BM | 1251 | 174.28 | 445.66 | 0 | 0 | 0
CC | 29363.76 | 2329.71 | 139.64 | 804.58 | 5611.07 | 9275.19
CSP | 0 | 0 | 0 | 0 | 0 | 0
CT | 6760.77 | 384.61 | 0 | 0 | 350.85 | 0
Coal | 10763.64 | 0 | 0 | 0 | 4829.73 | 11768.15
Geo | 136 | 2075 | 4408.32 | 20.68 | 0 | 0
H | 0 | 0 | 0 | 0 | 0 | 0
LFG | 192 | 1953 | 2210 | 723.5 | 0 | 0
Nuc | 2740.56 | 4530 | 0 | 0 | 0 | 0
PS | 0 | 0 | 0 | 0 | 0 | 0
PV | 1246 | 1987.13 | 855.12 | 85.22 | 0 | 0
PeakG | 0 | 0 | 0 | 0 | 0 | 0
PeakO | 0 | 0 | 0 | 0 | 0 | 0
ST | 760 | 732.68 | 208.43 | 18.74 | 0 | 0
STOG | 0 | 0 | 0 | 0 | 0 | 0
STWD | 0 | 0 | 0 | 0 | 0 | 0
WT | 25342 | 13865.07 | 3494.74 | 191.69 | 4519.25 | 5286.45
IGCC | 618 | 0 | 0 | 0 | 0 | 0
DemandResponse | 0 | 0 | 0 | 0 | 0 | 0
IGCC-CCS | 0 | 0 | 0 | 0 | 0 | 0
WT_off | 469 | 0 | 1100 | 0 | 0 | 0
PseudoUnit | 0 | 0 | 0 | 0 | 0 | 0
FixedInterchange | 0 | 0 | 0 | 0 | 0 | 0
New Build Capacity by Reporting Type: EI_US
ReportingType | 2015 | 2020 | 2025 | 2030 | 2035 | 2040
BM | 741.12 | 174.28 | 445.66 | 0 | 0 | 0
CC | 24735.84 | 2156.35 | 0.01 | 606.21 | 5185.76 | 8086.54
CSP | 0 | 0 | 0 | 0 | 0 | 0
CT | 4530.53 | 369.79 | 0 | 0 | 337.64 | 0
Coal | 7858.64 | 0 | 0 | 0 | 3438.02 | 8637.72
Geo | 0 | 0 | 0 | 0 | 0 | 0
H | 0 | 0 | 0 | 0 | 0 | 0
LFG | 141.4 | 498.1 | 1856 | 723.5 | 0 | 0
Nuc | 2740.56 | 4530 | 0 | 0 | 0 | 0
PS | 0 | 0 | 0 | 0 | 0 | 0
PV | 57.74 | 1987.13 | 855.12 | 85.22 | 0 | 0
PeakG | 0 | 0 | 0 | 0 | 0 | 0
PeakO | 0 | 0 | 0 | 0 | 0 | 0
ST | 0 | 0 | 0 | 0 | 0 | 0
STOG | 0 | 0 | 0 | 0 | 0 | 0
STWD | 0 | 0 | 0 | 0 | 0 | 0
WT | 19786.6 | 10219.63 | 3494.74 | 191.69 | 4442.88 | 5280.76
IGCC | 618 | 0 | 0 | 0 | 0 | 0
DemandResponse | 0 | 0 | 0 | 0 | 0 | 0
IGCC-CCS | 0 | 0 | 0 | 0 | 0 | 0
WT_off | 469 | 0 | 1100 | 0 | 0 | 0
PseudoUnit | 0 | 0 | 0 | 0 | 0 | 0
FixedInterchange | 0 | 0 | 0 | 0 | 0 | 0
New Build Capacity by Reporting Type: EI_Canada
ReportingType | 2015 | 2020 | 2025 | 2030 | 2035 | 2040
BM | 326.33 | 0 | 0 | 0 | 0 | 0
CC | 1263 | 0 | 0 | 0 | 0 | 0
CSP | 0 | 0 | 0 | 0 | 0 | 0
CT | 528.15 | 14.83 | 0 | 0 | 0 | 0
Coal | 0 | 0 | 0 | 0 | 0 | 0
Geo | 0 | 0 | 0 | 0 | 0 | 0
H | 0 | 0 | 0 | 0 | 0 | 0
LFG | 14.5 | 0 | 0 | 0 | 0 | 0
Nuc | 0 | 0 | 0 | 0 | 0 | 0
PS | 0 | 0 | 0 | 0 | 0 | 0
PV | 1067.26 | 0 | 0 | 0 | 0 | 0
PeakG | 0 | 0 | 0 | 0 | 0 | 0
PeakO | 0 | 0 | 0 | 0 | 0 | 0
ST | 0 | 0 | 0 | 0 | 0 | 0
STOG | 0 | 0 | 0 | 0 | 0 | 0
STWD | 0 | 0 | 0 | 0 | 0 | 0
WT | 2408.3 | 0 | 0 | 0 | 0 | 0
IGCC | 0 | 0 | 0 | 0 | 0 | 0
DemandResponse | 0 | 0 | 0 | 0 | 0 | 0
IGCC-CCS | 0 | 0 | 0 | 0 | 0 | 0
WT_off | 0 | 0 | 0 | 0 | 0 | 0
PseudoUnit | 0 | 0 | 0 | 0 | 0 | 0
FixedInterchange | 0 | 0 | 0 | 0 | 0 | 0
New Build Capacity by Reporting Type: EI
ReportingType | 2015 | 2020 | 2025 | 2030 | 2035 | 2040
BM | 1067.45 | 174.28 | 445.66 | 0 | 0 | 0
CC | 25998.84 | 2156.35 | 0.01 | 606.21 | 5185.76 | 8086.54
CSP | 0 | 0 | 0 | 0 | 0 | 0
CT | 5058.68 | 384.61 | 0 | 0 | 337.64 | 0
Coal | 7858.64 | 0 | 0 | 0 | 3438.02 | 8637.72
Geo | 0 | 0 | 0 | 0 | 0 | 0
H | 0 | 0 | 0 | 0 | 0 | 0
LFG | 155.9 | 498.1 | 1856 | 723.5 | 0 | 0
Nuc | 2740.56 | 4530 | 0 | 0 | 0 | 0
PS | 0 | 0 | 0 | 0 | 0 | 0
PV | 1125 | 1987.13 | 855.12 | 85.22 | 0 | 0
PeakG | 0 | 0 | 0 | 0 | 0 | 0
PeakO | 0 | 0 | 0 | 0 | 0 | 0
ST | 0 | 0 | 0 | 0 | 0 | 0
STOG | 0 | 0 | 0 | 0 | 0 | 0
STWD | 0 | 0 | 0 | 0 | 0 | 0
WT | 22194.9 | 10219.63 | 3494.74 | 191.69 | 4442.88 | 5280.76
IGCC | 618 | 0 | 0 | 0 | 0 | 0
DemandResponse | 0 | 0 | 0 | 0 | 0 | 0
IGCC-CCS | 0 | 0 | 0 | 0 | 0 | 0
WT_off | 469 | 0 | 1100 | 0 | 0 | 0
PseudoUnit | 0 | 0 | 0 | 0 | 0 | 0
FixedInterchange | 0 | 0 | 0 | 0 | 0 | 0
New Build Capacity by Reporting Type: Outside_EI
ReportingType | 2015 | 2020 | 2025 | 2030 | 2035 | 2040
BM | 183.55 | 0 | 0 | 0 | 0 | 0
CC | 3364.92 | 173.36 | 139.63 | 198.37 | 425.31 | 1188.65
CSP | 0 | 0 | 0 | 0 | 0 | 0
CT | 1702.1 | 0 | 0 | 0 | 13.21 | 0
Coal | 2905 | 0 | 0 | 0 | 1391.7 | 3130.42
Geo | 136 | 2075 | 4408.32 | 20.68 | 0 | 0
H | 0 | 0 | 0 | 0 | 0 | 0
LFG | 36.1 | 1454.9 | 354 | 0 | 0 | 0
Nuc | 0 | 0 | 0 | 0 | 0 | 0
PS | 0 | 0 | 0 | 0 | 0 | 0
PV | 121 | 0 | 0 | 0 | 0 | 0
PeakG | 0 | 0 | 0 | 0 | 0 | 0
PeakO | 0 | 0 | 0 | 0 | 0 | 0
ST | 760 | 732.68 | 208.43 | 18.74 | 0 | 0
STOG | 0 | 0 | 0 | 0 | 0 | 0
STWD | 0 | 0 | 0 | 0 | 0 | 0
WT | 3147.1 | 3645.44 | 0 | 0 | 76.37 | 5.69
IGCC | 0 | 0 | 0 | 0 | 0 | 0
DemandResponse | 0 | 0 | 0 | 0 | 0 | 0
IGCC-CCS | 0 | 0 | 0 | 0 | 0 | 0
WT_off | 0 | 0 | 0 | 0 | 0 | 0
PseudoUnit | 0 | 0 | 0 | 0 | 0 | 0
FixedInterchange | 0 | 0 | 0 | 0 | 0 | 0
#2 | Cumulative New Build Capacity (MW)
Cumulative New Build Capacity by Reporting Type: Entergy
ReportingType | 2015 | 2020 | 2025 | 2030 | 2035 | 2040
BM | 0 | 0 | 0 | 0 | 0 | 0
CC | 0 | 0 | 0 | 0 | 0 | 0
CSP | 0 | 0 | 0 | 0 | 0 | 0
CT | 0 | 0 | 0 | 0 | 0 | 0
Coal | 720 | 720 | 720 | 720 | 720 | 1015.76
Geo | 0 | 0 | 0 | 0 | 0 | 0
H | 0 | 0 | 0 | 0 | 0 | 0
LFG | 0 | 0 | 107.4 | 107.4 | 107.4 | 107.4
Nuc | 170 | 170 | 170 | 170 | 170 | 170
PS | 0 | 0 | 0 | 0 | 0 | 0
PV | 0.29 | 59.22 | 86.75 | 86.75 | 86.75 | 86.75
PeakG | 0 | 0 | 0 | 0 | 0 | 0
PeakO | 0 | 0 | 0 | 0 | 0 | 0
ST | 0 | 0 | 0 | 0 | 0 | 0
STOG | 0 | 0 | 0 | 0 | 0 | 0
STWD | 0 | 0 | 0 | 0 | 0 | 0
WT | 0 | 0 | 0 | 0 | 0 | 0
IGCC | 0 | 0 | 0 | 0 | 0 | 0
DemandResponse | 0 | 0 | 0 | 0 | 0 | 0
IGCC-CCS | 0 | 0 | 0 | 0 | 0 | 0
WT_off | 0 | 0 | 0 | 0 | 0 | 0
PseudoUnit | 0 | 0 | 0 | 0 | 0 | 0
FixedInterchange | 0 | 0 | 0 | 0 | 0 | 0
Cumulative New Build Capacity by Reporting Type: FRCC
ReportingType | 2015 | 2020 | 2025 | 2030 | 2035 | 2040
BM | 0 | 0 | 0 | 0 | 0 | 0
CC | 1516.9 | 3366.24 | 3366.25 | 3972.46 | 6200.86 | 6528.41
CSP | 0 | 0 | 0 | 0 | 0 | 0
CT | 2480 | 2480 | 2480 | 2480 | 2480 | 2480
Coal | 0 | 0 | 0 | 0 | 0 | 1969.56
Geo | 0 | 0 | 0 | 0 | 0 | 0
H | 0 | 0 | 0 | 0 | 0 | 0
LFG | 0 | 0 | 198 | 198 | 198 | 198
Nuc | 229.33 | 229.33 | 229.33 | 229.33 | 229.33 | 229.33
PS | 0 | 0 | 0 | 0 | 0 | 0
PV | 0 | 0 | 0 | 0 | 0 | 0
PeakG | 0 | 0 | 0 | 0 | 0 | 0
PeakO | 0 | 0 | 0 | 0 | 0 | 0
ST | 0 | 0 | 0 | 0 | 0 | 0
STOG | 0 | 0 | 0 | 0 | 0 | 0
STWD | 0 | 0 | 0 | 0 | 0 | 0
WT | 0 | 0 | 0 | 0 | 0 | 0
IGCC | 0 | 0 | 0 | 0 | 0 | 0
DemandResponse | 0 | 0 | 0 | 0 | 0 | 0
IGCC-CCS | 0 | 0 | 0 | 0 | 0 | 0
WT_off | 0 | 0 | 0 | 0 | 0 | 0
PseudoUnit | 0 | 0 | 0 | 0 | 0 | 0
FixedInterchange | 0 | 0 | 0 | 0 | 0 | 0
Cumulative New Build Capacity by Reporting Type: MAPP_US
ReportingType | 2015 | 2020 | 2025 | 2030 | 2035 | 2040
BM | 0 | 0 | 0 | 0 | 0 | 0
CC | 0 | 0 | 0 | 0 | 0 | 0
CSP | 0 | 0 | 0 | 0 | 0 | 0
CT | 308.3 | 308.3 | 308.3 | 308.3 | 308.3 | 308.3
Coal | 0 | 0 | 0 | 0 | 0 | 0
Geo | 0 | 0 | 0 | 0 | 0 | 0
H | 0 | 0 | 0 | 0 | 0 | 0
LFG | 0 | 0 | 71.67 | 71.67 | 71.67 | 71.67
Nuc | 0 | 0 | 0 | 0 | 0 | 0
PS | 0 | 0 | 0 | 0 | 0 | 0
PV | 0 | 0 | 0 | 0 | 0 | 0
PeakG | 0 | 0 | 0 | 0 | 0 | 0
PeakO | 0 | 0 | 0 | 0 | 0 | 0
ST | 0 | 0 | 0 | 0 | 0 | 0
STOG | 0 | 0 | 0 | 0 | 0 | 0
STWD | 0 | 0 | 0 | 0 | 0 | 0
WT | 421.3 | 698.82 | 698.82 | 698.82 | 698.82 | 698.82
IGCC | 0 | 0 | 0 | 0 | 0 | 0
DemandResponse | 0 | 0 | 0 | 0 | 0 | 0
IGCC-CCS | 0 | 0 | 0 | 0 | 0 | 0
WT_off | 0 | 0 | 0 | 0 | 0 | 0
PseudoUnit | 0 | 0 | 0 | 0 | 0 | 0
FixedInterchange | 0 | 0 | 0 | 0 | 0 | 0
Cumulative New Build Capacity by Reporting Type: MISO_IN
ReportingType | 2015 | 2020 | 2025 | 2030 | 2035 | 2040
BM | 0 | 0 | 0 | 0 | 0 | 0
CC | 0 | 0 | 0 | 0 | 0 | 0
CSP | 0 | 0 | 0 | 0 | 0 | 0
CT | 0 | 0 | 0 | 0 | 0 | 0
Coal | 0 | 0 | 0 | 0 | 0 | 0
Geo | 0 | 0 | 0 | 0 | 0 | 0
H | 0 | 0 | 0 | 0 | 0 | 0
LFG | 0 | 0 | 0 | 80.12 | 80.12 | 80.12
Nuc | 0 | 0 | 0 | 0 | 0 | 0
PS | 0 | 0 | 0 | 0 | 0 | 0
PV | 0 | 218.87 | 332.1 | 332.1 | 332.1 | 332.1
PeakG | 0 | 0 | 0 | 0 | 0 | 0
PeakO | 0 | 0 | 0 | 0 | 0 | 0
ST | 0 | 0 | 0 | 0 | 0 | 0
STOG | 0 | 0 | 0 | 0 | 0 | 0
STWD | 0 | 0 | 0 | 0 | 0 | 0
WT | 0 | 0 | 0 | 0 | 0 | 0
IGCC | 618 | 618 | 618 | 618 | 618 | 618
DemandResponse | 0 | 0 | 0 | 0 | 0 | 0
IGCC-CCS | 0 | 0 | 0 | 0 | 0 | 0
WT_off | 0 | 0 | 0 | 0 | 0 | 0
PseudoUnit | 0 | 0 | 0 | 0 | 0 | 0
FixedInterchange | 0 | 0 | 0 | 0 | 0 | 0
Cumulative New Build Capacity by Reporting Type: MISO_MI
ReportingType | 2015 | 2020 | 2025 | 2030 | 2035 | 2040
BM | 0 | 0 | 0 | 0 | 0 | 0
CC | 0 | 0 | 0 | 0 | 0 | 0
CSP | 0 | 0 | 0 | 0 | 0 | 0
CT | 0 | 0 | 0 | 0 | 0 | 0
Coal | 0 | 0 | 0 | 0 | 0 | 0
Geo | 0 | 0 | 0 | 0 | 0 | 0
H | 0 | 0 | 0 | 0 | 0 | 0
LFG | 0 | 125.94 | 160.25 | 160.25 | 160.25 | 160.25
Nuc | 0 | 0 | 0 | 0 | 0 | 0
PS | 0 | 0 | 0 | 0 | 0 | 0
PV | 0 | 0 | 0 | 0 | 0 | 0
PeakG | 0 | 0 | 0 | 0 | 0 | 0
PeakO | 0 | 0 | 0 | 0 | 0 | 0
ST | 0 | 0 | 0 | 0 | 0 | 0
STOG | 0 | 0 | 0 | 0 | 0 | 0
STWD | 0 | 0 | 0 | 0 | 0 | 0
WT | 2000 | 2000 | 2000 | 2000 | 2000 | 2000
IGCC | 0 | 0 | 0 | 0 | 0 | 0
DemandResponse | 0 | 0 | 0 | 0 | 0 | 0
IGCC-CCS | 0 | 0 | 0 | 0 | 0 | 0
WT_off | 0 | 0 | 0 | 0 | 0 | 0
PseudoUnit | 0 | 0 | 0 | 0 | 0 | 0
FixedInterchange | 0 | 0 | 0 | 0 | 0 | 0
Cumulative New Build Capacity by Reporting Type: MISO_MO-IL
ReportingType | 2015 | 2020 | 2025 | 2030 | 2035 | 2040
BM | 0 | 0 | 0 | 0 | 0 | 0
CC | 0 | 0 | 0 | 0 | 0 | 0
CSP | 0 | 0 | 0 | 0 | 0 | 0
CT | 0 | 0 | 0 | 0 | 0 | 0
Coal | 1790 | 1790 | 1790 | 1790 | 1790 | 1790
Geo | 0 | 0 | 0 | 0 | 0 | 0
H | 0 | 0 | 0 | 0 | 0 | 0
LFG | 0 | 0 | 223.33 | 223.33 | 223.33 | 223.33
Nuc | 0 | 0 | 0 | 0 | 0 | 0
PS | 0 | 0 | 0 | 0 | 0 | 0
PV | 0 | 0 | 0 | 0 | 0 | 0
PeakG | 0 | 0 | 0 | 0 | 0 | 0
PeakO | 0 | 0 | 0 | 0 | 0 | 0
ST | 0 | 0 | 0 | 0 | 0 | 0
STOG | 0 | 0 | 0 | 0 | 0 | 0
STWD | 0 | 0 | 0 | 0 | 0 | 0
WT | 300 | 300 | 300 | 300 | 300 | 300
IGCC | 0 | 0 | 0 | 0 | 0 | 0
DemandResponse | 0 | 0 | 0 | 0 | 0 | 0
IGCC-CCS | 0 | 0 | 0 | 0 | 0 | 0
WT_off | 0 | 0 | 0 | 0 | 0 | 0
PseudoUnit | 0 | 0 | 0 | 0 | 0 | 0
FixedInterchange | 0 | 0 | 0 | 0 | 0 | 0
Cumulative New Build Capacity by Reporting Type: MISO_W
ReportingType | 2015 | 2020 | 2025 | 2030 | 2035 | 2040
BM | 0 | 0 | 0 | 0 | 0 | 0
CC | 0 | 0 | 0 | 0 | 0 | 0
CSP | 0 | 0 | 0 | 0 | 0 | 0
CT | 0 | 0 | 0 | 0 | 0 | 0
Coal | 0 | 0 | 0 | 0 | 3438 | 3438
Geo | 0 | 0 | 0 | 0 | 0 | 0
H | 0 | 0 | 0 | 0 | 0 | 0
LFG | 0 | 0 | 71.67 | 71.67 | 71.67 | 71.67
Nuc | 94.33 | 94.33 | 94.33 | 94.33 | 94.33 | 94.33
PS | 0 | 0 | 0 | 0 | 0 | 0
PV | 0 | 0 | 0 | 0 | 0 | 0
PeakG | 0 | 0 | 0 | 0 | 0 | 0
PeakO | 0 | 0 | 0 | 0 | 0 | 0
ST | 0 | 0 | 0 | 0 | 0 | 0
STOG | 0 | 0 | 0 | 0 | 0 | 0
STWD | 0 | 0 | 0 | 0 | 0 | 0
WT | 2800.5 | 3860.94 | 5869.73 | 5869.73 | 5869.73 | 5869.73
IGCC | 0 | 0 | 0 | 0 | 0 | 0
DemandResponse | 0 | 0 | 0 | 0 | 0 | 0
IGCC-CCS | 0 | 0 | 0 | 0 | 0 | 0
WT_off | 0 | 0 | 0 | 0 | 0 | 0
PseudoUnit | 0 | 0 | 0 | 0 | 0 | 0
FixedInterchange | 0 | 0 | 0 | 0 | 0 | 0
Cumulative New Build Capacity by Reporting Type: MISO_WUMS
ReportingType | 2015 | 2020 | 2025 | 2030 | 2035 | 2040
BM | 0 | 0 | 0 | 0 | 0 | 0
CC | 0 | 0 | 0 | 0 | 0 | 0
CSP | 0 | 0 | 0 | 0 | 0 | 0
CT | 0 | 0 | 0 | 0 | 0 | 0
Coal | 615 | 615 | 615 | 615 | 615 | 615
Geo | 0 | 0 | 0 | 0 | 0 | 0
H | 0 | 0 | 0 | 0 | 0 | 0
LFG | 0 | 0 | 223.33 | 223.33 | 223.33 | 223.33
Nuc | 235 | 235 | 235 | 235 | 235 | 235
PS | 0 | 0 | 0 | 0 | 0 | 0
PV | 0 | 0 | 0 | 0 | 0 | 0
PeakG | 0 | 0 | 0 | 0 | 0 | 0
PeakO | 0 | 0 | 0 | 0 | 0 | 0
ST | 0 | 0 | 0 | 0 | 0 | 0
STOG | 0 | 0 | 0 | 0 | 0 | 0
STWD | 0 | 0 | 0 | 0 | 0 | 0
WT | 968.9 | 968.9 | 968.9 | 968.9 | 968.9 | 968.9
IGCC | 0 | 0 | 0 | 0 | 0 | 0
DemandResponse | 0 | 0 | 0 | 0 | 0 | 0
IGCC-CCS | 0 | 0 | 0 | 0 | 0 | 0
WT_off | 0 | 0 | 0 | 0 | 0 | 0
PseudoUnit | 0 | 0 | 0 | 0 | 0 | 0
FixedInterchange | 0 | 0 | 0 | 0 | 0 | 0
Cumulative New Build Capacity by Reporting Type: Nebraska
ReportingType | 2015 | 2020 | 2025 | 2030 | 2035 | 2040
BM | 0 | 0 | 0 | 0 | 0 | 0
CC | 0 | 0 | 0 | 0 | 0 | 0
CSP | 0 | 0 | 0 | 0 | 0 | 0
CT | 0 | 0 | 0 | 0 | 0 | 0
Coal | 232.1 | 232.1 | 232.1 | 232.1 | 232.1 | 232.1
Geo | 0 | 0 | 0 | 0 | 0 | 0
H | 0 | 0 | 0 | 0 | 0 | 0
LFG | 0 | 0 | 0 | 71.67 | 71.67 | 71.67
Nuc | 0 | 0 | 0 | 0 | 0 | 0
PS | 0 | 0 | 0 | 0 | 0 | 0
PV | 0 | 0 | 0 | 0 | 0 | 0
PeakG | 0 | 0 | 0 | 0 | 0 | 0
PeakO | 0 | 0 | 0 | 0 | 0 | 0
ST | 0 | 0 | 0 | 0 | 0 | 0
STOG | 0 | 0 | 0 | 0 | 0 | 0
STWD | 0 | 0 | 0 | 0 | 0 | 0
WT | 202 | 202 | 202 | 202 | 529.34 | 1423.97
IGCC | 0 | 0 | 0 | 0 | 0 | 0
DemandResponse | 0 | 0 | 0 | 0 | 0 | 0
IGCC-CCS | 0 | 0 | 0 | 0 | 0 | 0
WT_off | 0 | 0 | 0 | 0 | 0 | 0
PseudoUnit | 0 | 0 | 0 | 0 | 0 | 0
FixedInterchange | 0 | 0 | 0 | 0 | 0 | 0
Cumulative New Build Capacity by Reporting Type: NEISO
ReportingType | 2015 | 2020 | 2025 | 2030 | 2035 | 2040
BM | 252.2 | 252.2 | 252.2 | 252.2 | 252.2 | 252.2
CC | 2049.5 | 2049.5 | 2049.5 | 2049.5 | 2049.5 | 2049.5
CSP | 0 | 0 | 0 | 0 | 0 | 0
CT | 334 | 334 | 334 | 334 | 334 | 334
Coal | 0 | 0 | 0 | 0 | 0 | 0
Geo | 0 | 0 | 0 | 0 | 0 | 0
H | 0 | 0 | 0 | 0 | 0 | 0
LFG | 49.26 | 49.26 | 119 | 119 | 119 | 119
Nuc | 0 | 0 | 0 | 0 | 0 | 0
PS | 0 | 0 | 0 | 0 | 0 | 0
PV | 0 | 272.43 | 272.43 | 272.43 | 272.43 | 272.43
PeakG | 0 | 0 | 0 | 0 | 0 | 0
PeakO | 0 | 0 | 0 | 0 | 0 | 0
ST | 0 | 0 | 0 | 0 | 0 | 0
STOG | 0 | 0 | 0 | 0 | 0 | 0
STWD | 0 | 0 | 0 | 0 | 0 | 0
WT | 231.2 | 2874.43 | 3610.18 | 3610.18 | 3610.18 | 3610.18
IGCC | 0 | 0 | 0 | 0 | 0 | 0
DemandResponse | 0 | 0 | 0 | 0 | 0 | 0
IGCC-CCS | 0 | 0 | 0 | 0 | 0 | 0
WT_off | 468 | 468 | 468 | 468 | 468 | 468
PseudoUnit | 0 | 0 | 0 | 0 | 0 | 0
FixedInterchange | 0 | 0 | 0 | 0 | 0 | 0
Cumulative New Build Capacity by Reporting Type: NonRTO_Midwest
ReportingType | 2015 | 2020 | 2025 | 2030 | 2035 | 2040
BM | 0 | 0 | 0 | 0 | 0 | 0
CC | 0 | 0 | 0 | 0 | 0 | 0
CSP | 0 | 0 | 0 | 0 | 0 | 0
CT | 206.83 | 276.61 | 276.61 | 276.61 | 276.61 | 276.61
Coal | 0 | 0 | 0 | 0 | 0 | 0
Geo | 0 | 0 | 0 | 0 | 0 | 0
H | 0 | 0 | 0 | 0 | 0 | 0
LFG | 0 | 0 | 0 | 160.25 | 160.25 | 160.25
Nuc | 0 | 0 | 0 | 0 | 0 | 0
PS | 0 | 0 | 0 | 0 | 0 | 0
PV | 0 | 0 | 0 | 0 | 0 | 0
PeakG | 0 | 0 | 0 | 0 | 0 | 0
PeakO | 0 | 0 | 0 | 0 | 0 | 0
ST | 0 | 0 | 0 | 0 | 0 | 0
STOG | 0 | 0 | 0 | 0 | 0 | 0
STWD | 0 | 0 | 0 | 0 | 0 | 0
WT | 0 | 0 | 0 | 0 | 0 | 0
IGCC | 0 | 0 | 0 | 0 | 0 | 0
DemandResponse | 0 | 0 | 0 | 0 | 0 | 0
IGCC-CCS | 0 | 0 | 0 | 0 | 0 | 0
WT_off | 0 | 0 | 0 | 0 | 0 | 0
PseudoUnit | 0 | 0 | 0 | 0 | 0 | 0
FixedInterchange | 0 | 0 | 0 | 0 | 0 | 0
Cumulative New Build Capacity by Reporting Type: NYISO_A-F
ReportingType | 2015 | 2020 | 2025 | 2030 | 2035 | 2040
BM | 0 | 0 | 0 | 0 | 0 | 0
CC | 639 | 639 | 639 | 639 | 639 | 639
CSP | 0 | 0 | 0 | 0 | 0 | 0
CT | 0 | 0 | 0 | 0 | 0 | 0
Coal | 0 | 0 | 0 | 0 | 0 | 0
Geo | 0 | 0 | 0 | 0 | 0 | 0
H | 0 | 0 | 0 | 0 | 0 | 0
LFG | 6.4 | 6.4 | 6.4 | 74.33 | 74.33 | 74.33
Nuc | 168 | 168 | 168 | 168 | 168 | 168
PS | 0 | 0 | 0 | 0 | 0 | 0
PV | 0 | 0 | 0 | 0 | 0 | 0
PeakG | 0 | 0 | 0 | 0 | 0 | 0
PeakO | 0 | 0 | 0 | 0 | 0 | 0
ST | 0 | 0 | 0 | 0 | 0 | 0
STOG | 0 | 0 | 0 | 0 | 0 | 0
STWD | 0 | 0 | 0 | 0 | 0 | 0
WT | 2476.3 | 3186.1 | 3186.1 | 3186.1 | 3186.1 | 3186.1
IGCC | 0 | 0 | 0 | 0 | 0 | 0
DemandResponse | 0 | 0 | 0 | 0 | 0 | 0
IGCC-CCS | 0 | 0 | 0 | 0 | 0 | 0
WT_off | 0 | 0 | 0 | 0 | 0 | 0
PseudoUnit | 0 | 0 | 0 | 0 | 0 | 0
FixedInterchange | 0 | 0 | 0 | 0 | 0 | 0
Cumulative New Build Capacity by Reporting Type: NYISO_G-I
ReportingType | 2015 | 2020 | 2025 | 2030 | 2035 | 2040
BM | 0 | 0 | 0 | 0 | 0 | 0
CC | 0 | 0 | 0 | 0 | 493.13 | 1983.24
CSP | 0 | 0 | 0 | 0 | 0 | 0
CT | 0 | 0 | 0 | 0 | 0 | 0
Coal | 0 | 0 | 0 | 0 | 0 | 0
Geo | 0 | 0 | 0 | 0 | 0 | 0
H | 0 | 0 | 0 | 0 | 0 | 0
LFG | 0 | 0 | 0 | 74.33 | 74.33 | 74.33
Nuc | 0 | 0 | 0 | 0 | 0 | 0
PS | 0 | 0 | 0 | 0 | 0 | 0
PV | 0 | 0 | 0 | 0 | 0 | 0
PeakG | 0 | 0 | 0 | 0 | 0 | 0
PeakO | 0 | 0 | 0 | 0 | 0 | 0
ST | 0 | 0 | 0 | 0 | 0 | 0
STOG | 0 | 0 | 0 | 0 | 0 | 0
STWD | 0 | 0 | 0 | 0 | 0 | 0
WT | 0 | 60 | 60 | 60 | 60 | 60
IGCC | 0 | 0 | 0 | 0 | 0 | 0
DemandResponse | 0 | 0 | 0 | 0 | 0 | 0
IGCC-CCS | 0 | 0 | 0 | 0 | 0 | 0
WT_off | 0 | 0 | 0 | 0 | 0 | 0
PseudoUnit | 0 | 0 | 0 | 0 | 0 | 0
FixedInterchange | 0 | 0 | 0 | 0 | 0 | 0
Cumulative New Build Capacity by Reporting Type: NYISO_J-K
ReportingType | 2015 | 2020 | 2025 | 2030 | 2035 | 2040
BM | 0 | 0 | 0 | 0 | 0 | 0
CC | 1175.4 | 1175.4 | 1175.4 | 1175.4 | 1175.4 | 1175.4
CSP | 0 | 0 | 0 | 0 | 0 | 0
CT | 0 | 0 | 0 | 0 | 337.64 | 337.64
Coal | 0 | 0 | 0 | 0 | 0 | 0
Geo | 0 | 0 | 0 | 0 | 0 | 0
H | 0 | 0 | 0 | 0 | 0 | 0
LFG | 0 | 0 | 0 | 74.33 | 74.33 | 74.33
Nuc | 0 | 0 | 0 | 0 | 0 | 0
PS | 0 | 0 | 0 | 0 | 0 | 0
PV | 32 | 32 | 32 | 32 | 32 | 32
PeakG | 0 | 0 | 0 | 0 | 0 | 0
PeakO | 0 | 0 | 0 | 0 | 0 | 0
ST | 0 | 0 | 0 | 0 | 0 | 0
STOG | 0 | 0 | 0 | 0 | 0 | 0
STWD | 0 | 0 | 0 | 0 | 0 | 0
WT | 0 | 0 | 0 | 0 | 0 | 0
IGCC | 0 | 0 | 0 | 0 | 0 | 0
DemandResponse | 0 | 0 | 0 | 0 | 0 | 0
IGCC-CCS | 0 | 0 | 0 | 0 | 0 | 0
WT_off | 0 | 0 | 0 | 0 | 0 | 0
PseudoUnit | 0 | 0 | 0 | 0 | 0 | 0
FixedInterchange | 0 | 0 | 0 | 0 | 0 | 0
Cumulative New Build Capacity by Reporting Type: PJM_E
ReportingType | 2015 | 2020 | 2025 | 2030 | 2035 | 2040
BM | 30 | 30 | 30 | 30 | 30 | 30
CC | 4634.3 | 4634.3 | 4634.3 | 4634.3 | 4634.3 | 4634.3
CSP | 0 | 0 | 0 | 0 | 0 | 0
CT | 26.2 | 26.2 | 26.2 | 26.2 | 26.2 | 26.2
Coal | 27 | 27 | 27 | 27 | 27 | 27
Geo | 0 | 0 | 0 | 0 | 0 | 0
H | 0 | 0 | 0 | 0 | 0 | 0
LFG | 9.1 | 9.1 | 142 | 142 | 142 | 142
Nuc | 38 | 38 | 38 | 38 | 38 | 38
PS | 0 | 0 | 0 | 0 | 0 | 0
PV | 25.45 | 25.45 | 25.45 | 25.45 | 25.45 | 25.45
PeakG | 0 | 0 | 0 | 0 | 0 | 0
PeakO | 0 | 0 | 0 | 0 | 0 | 0
ST | 0 | 0 | 0 | 0 | 0 | 0
STOG | 0 | 0 | 0 | 0 | 0 | 0
STWD | 0 | 0 | 0 | 0 | 0 | 0
WT | 1150 | 1150 | 1150 | 1150 | 1150 | 1150
IGCC | 0 | 0 | 0 | 0 | 0 | 0
DemandResponse | 0 | 0 | 0 | 0 | 0 | 0
IGCC-CCS | 0 | 0 | 0 | 0 | 0 | 0
WT_off | 0 | 0 | 1100 | 1100 | 1100 | 1100
PseudoUnit | 0 | 0 | 0 | 0 | 0 | 0
FixedInterchange | 0 | 0 | 0 | 0 | 0 | 0
Cumulative New Build Capacity by Reporting Type: PJM_ROM
ReportingType | 2015 | 2020 | 2025 | 2030 | 2035 | 2040
BM | 18 | 18 | 18 | 18 | 18 | 18
CC | 1678.5 | 1678.5 | 1678.5 | 1678.5 | 1678.5 | 6213.63
CSP | 0 | 0 | 0 | 0 | 0 | 0
CT | 16 | 16 | 16 | 16 | 16 | 16
Coal | 32.5 | 32.5 | 32.5 | 32.5 | 32.5 | 32.5
Geo | 0 | 0 | 0 | 0 | 0 | 0
H | 0 | 0 | 0 | 0 | 0 | 0
LFG | 18.9 | 284 | 284 | 284 | 284 | 284
Nuc | 0 | 0 | 0 | 0 | 0 | 0
PS | 0 | 0 | 0 | 0 | 0 | 0
PV | 0 | 1315.49 | 2029.86 | 2115.08 | 2115.08 | 2115.08
PeakG | 0 | 0 | 0 | 0 | 0 | 0
PeakO | 0 | 0 | 0 | 0 | 0 | 0
ST | 0 | 0 | 0 | 0 | 0 | 0
STOG | 0 | 0 | 0 | 0 | 0 | 0
STWD | 0 | 0 | 0 | 0 | 0 | 0
WT | 479.8 | 479.8 | 1230 | 1230 | 3021.13 | 3021.14
IGCC | 0 | 0 | 0 | 0 | 0 | 0
DemandResponse | 0 | 0 | 0 | 0 | 0 | 0
IGCC-CCS | 0 | 0 | 0 | 0 | 0 | 0
WT_off | 0 | 0 | 0 | 0 | 0 | 0
PseudoUnit | 0 | 0 | 0 | 0 | 0 | 0
FixedInterchange | 0 | 0 | 0 | 0 | 0 | 0
Cumulative New Build Capacity by Reporting Type: PJM_ROR
ReportingType | 2015 | 2020 | 2025 | 2030 | 2035 | 2040
BM | 385 | 385 | 385 | 385 | 385 | 385
CC | 3077 | 3197 | 3197 | 3197 | 3197 | 3197
CSP | 0 | 0 | 0 | 0 | 0 | 0
CT | 29 | 29 | 29 | 29 | 29 | 29
Coal | 2164 | 2164 | 2164 | 2164 | 2164 | 2164
Geo | 0 | 0 | 0 | 0 | 0 | 0
H | 0 | 0 | 0 | 0 | 0 | 0
LFG | 57.4 | 57.4 | 571.11 | 571.11 | 571.11 | 571.11
Nuc | 38 | 38 | 38 | 38 | 38 | 38
PS | 0 | 0 | 0 | 0 | 0 | 0
PV | 0 | 0 | 0 | 0 | 0 | 0
PeakG | 0 | 0 | 0 | 0 | 0 | 0
PeakO | 0 | 0 | 0 | 0 | 0 | 0
ST | 0 | 0 | 0 | 0 | 0 | 0
STOG | 0 | 0 | 0 | 0 | 0 | 0
STWD | 0 | 0 | 0 | 0 | 0 | 0
WT | 8325.7 | 8325.7 | 8325.7 | 8517.39 | 8517.4 | 8517.4
IGCC | 0 | 0 | 0 | 0 | 0 | 0
DemandResponse | 0 | 0 | 0 | 0 | 0 | 0
IGCC-CCS | 0 | 0 | 0 | 0 | 0 | 0
WT_off | 0 | 0 | 0 | 0 | 0 | 0
PseudoUnit | 0 | 0 | 0 | 0 | 0 | 0
FixedInterchange | 0 | 0 | 0 | 0 | 0 | 0
Cumulative New Build Capacity by Reporting Type: SOCO
ReportingType | 2015 | 2020 | 2025 | 2030 | 2035 | 2040
BM | 55 | 55 | 55 | 55 | 55 | 55
CC | 5026.9 | 5213.9 | 5213.9 | 5213.9 | 5213.9 | 5213.9
CSP | 0 | 0 | 0 | 0 | 0 | 0
CT | 0 | 0 | 0 | 0 | 0 | 0
Coal | 0 | 0 | 0 | 0 | 0 | 5969.71
Geo | 0 | 0 | 0 | 0 | 0 | 0
H | 0 | 0 | 0 | 0 | 0 | 0
LFG | 0 | 0 | 107.4 | 107.4 | 107.4 | 107.4
Nuc | 70 | 2270 | 2270 | 2270 | 2270 | 2270
PS | 0 | 0 | 0 | 0 | 0 | 0
PV | 0 | 0 | 0 | 0 | 0 | 0
PeakG | 0 | 0 | 0 | 0 | 0 | 0
PeakO | 0 | 0 | 0 | 0 | 0 | 0
ST | 0 | 0 | 0 | 0 | 0 | 0
STOG | 0 | 0 | 0 | 0 | 0 | 0
STWD | 0 | 0 | 0 | 0 | 0 | 0
WT | 0 | 0 | 0 | 0 | 0 | 0
IGCC | 0 | 0 | 0 | 0 | 0 | 0
DemandResponse | 0 | 0 | 0 | 0 | 0 | 0
IGCC-CCS | 0 | 0 | 0 | 0 | 0 | 0
WT_off | 0 | 0 | 0 | 0 | 0 | 0
PseudoUnit | 0 | 0 | 0 | 0 | 0 | 0
FixedInterchange | 0 | 0 | 0 | 0 | 0 | 0
Cumulative New Build Capacity by Reporting Type: SPP_N
ReportingType | 2015 | 2020 | 2025 | 2030 | 2035 | 2040
BM | 0 | 0 | 0 | 0 | 0 | 0
CC | 0 | 0 | 0 | 0 | 0 | 0
CSP | 0 | 0 | 0 | 0 | 0 | 0
CT | 0 | 0 | 0 | 0 | 0 | 0
Coal | 465.04 | 465.04 | 465.04 | 465.04 | 465.06 | 465.06
Geo | 0 | 0 | 0 | 0 | 0 | 0
H | 0 | 0 | 0 | 0 | 0 | 0
LFG | 0 | 0 | 7.54 | 95 | 95 | 95
Nuc | 0 | 0 | 0 | 0 | 0 | 0
PS | 0 | 0 | 0 | 0 | 0 | 0
PV | 0 | 0 | 0 | 0 | 0 | 0
PeakG | 0 | 0 | 0 | 0 | 0 | 0
PeakO | 0 | 0 | 0 | 0 | 0 | 0
ST | 0 | 0 | 0 | 0 | 0 | 0
STOG | 0 | 0 | 0 | 0 | 0 | 0
STWD | 0 | 0 | 0 | 0 | 0 | 0
WT | 0 | 0.01 | 0.01 | 0.01 | 0.04 | 2013.53
IGCC | 0 | 0 | 0 | 0 | 0 | 0
DemandResponse | 0 | 0 | 0 | 0 | 0 | 0
IGCC-CCS | 0 | 0 | 0 | 0 | 0 | 0
WT_off | 0 | 0 | 0 | 0 | 0 | 0
PseudoUnit | 0 | 0 | 0 | 0 | 0 | 0
FixedInterchange | 0 | 0 | 0 | 0 | 0 | 0
Cumulative New Build Capacity by Reporting Type: SPP_S
ReportingType | 2015 | 2020 | 2025 | 2030 | 2035 | 2040
BM | 0 | 0 | 0 | 0 | 0 | 0
CC | 0 | 0 | 0 | 0 | 0 | 0
CSP | 0 | 0 | 0 | 0 | 0 | 0
CT | 412.99 | 712.99 | 712.99 | 712.99 | 712.99 | 712.99
Coal | 988 | 988 | 988 | 988 | 988 | 988
Geo | 0 | 0 | 0 | 0 | 0 | 0
H | 0 | 0 | 0 | 0 | 0 | 0
LFG | 0 | 0 | 95 | 95 | 95 | 95
Nuc | 0 | 0 | 0 | 0 | 0 | 0
PS | 0 | 0 | 0 | 0 | 0 | 0
PV | 0 | 0 | 0 | 0 | 0 | 0
PeakG | 0 | 0 | 0 | 0 | 0 | 0
PeakO | 0 | 0 | 0 | 0 | 0 | 0
ST | 0 | 0 | 0 | 0 | 0 | 0
STOG | 0 | 0 | 0 | 0 | 0 | 0
STWD | 0 | 0 | 0 | 0 | 0 | 0
WT | 430 | 2399.52 | 2399.52 | 2399.52 | 4723.88 | 7096.52
IGCC | 0 | 0 | 0 | 0 | 0 | 0
DemandResponse | 0 | 0 | 0 | 0 | 0 | 0
IGCC-CCS | 0 | 0 | 0 | 0 | 0 | 0
WT_off | 0 | 0 | 0 | 0 | 0 | 0
PseudoUnit | 0 | 0 | 0 | 0 | 0 | 0
FixedInterchange | 0 | 0 | 0 | 0 | 0 | 0
Cumulative New Build Capacity by Reporting Type: TVA
ReportingType | 2015 | 2020 | 2025 | 2030 | 2035 | 2040
BM | 0 | 0 | 0 | 0 | 0 | 0
CC | 1418 | 1418 | 1418 | 1418 | 1418 | 1418
CSP | 0 | 0 | 0 | 0 | 0 | 0
CT | 0 | 0 | 0 | 0 | 0 | 0
Coal | 0 | 0 | 0 | 0 | 0 | 402.69
Geo | 0 | 0 | 0 | 0 | 0 | 0
H | 0 | 0 | 0 | 0 | 0 | 0
LFG | 0 | 0 | 0 | 107.4 | 107.4 | 107.4
Nuc | 1697.89 | 1697.89 | 1697.89 | 1697.89 | 1697.89 | 1697.89
PS | 0 | 0 | 0 | 0 | 0 | 0
PV | 0 | 0 | 0 | 0 | 0 | 0
PeakG | 0 | 0 | 0 | 0 | 0 | 0
PeakO | 0 | 0 | 0 | 0 | 0 | 0
ST | 0 | 0 | 0 | 0 | 0 | 0
STOG | 0 | 0 | 0 | 0 | 0 | 0
STWD | 0 | 0 | 0 | 0 | 0 | 0
WT | 0 | 0 | 0 | 0 | 0 | 0
IGCC | 0 | 0 | 0 | 0 | 0 | 0
DemandResponse | 0 | 0 | 0 | 0 | 0 | 0
IGCC-CCS | 0 | 0 | 0 | 0 | 0 | 0
WT_off | 0 | 0 | 0 | 0 | 0 | 0
PseudoUnit | 0 | 0 | 0 | 0 | 0 | 0
FixedInterchange | 0 | 0 | 0 | 0 | 0 | 0
Cumulative New Build Capacity by Reporting Type: TVA_Transmission
ReportingType | 2015 | 2020 | 2025 | 2030 | 2035 | 2040
BM | 0 | 0 | 0 | 0 | 0 | 0
CC | 0 | 0 | 0 | 0 | 0 | 0
CSP | 0 | 0 | 0 | 0 | 0 | 0
CT | 0 | 0 | 0 | 0 | 0 | 0
Coal | 0 | 0 | 0 | 0 | 0 | 0
Geo | 0 | 0 | 0 | 0 | 0 | 0
H | 0 | 0 | 0 | 0 | 0 | 0
LFG | 0 | 0 | 0 | 0 | 0 | 0
Nuc | 0 | 0 | 0 | 0 | 0 | 0
PS | 0 | 0 | 0 | 0 | 0 | 0
PV | 0 | 0 | 0 | 0 | 0 | 0
PeakG | 0 | 0 | 0 | 0 | 0 | 0
PeakO | 0 | 0 | 0 | 0 | 0 | 0
ST | 0 | 0 | 0 | 0 | 0 | 0
STOG | 0 | 0 | 0 | 0 | 0 | 0
STWD | 0 | 0 | 0 | 0 | 0 | 0
WT | 0 | 0 | 0 | 0 | 0 | 0
IGCC | 0 | 0 | 0 | 0 | 0 | 0
DemandResponse | 0 | 0 | 0 | 0 | 0 | 0
IGCC-CCS | 0 | 0 | 0 | 0 | 0 | 0
WT_off | 0 | 0 | 0 | 0 | 0 | 0
PseudoUnit | 0 | 0 | 0 | 0 | 0 | 0
FixedInterchange | 0 | 0 | 0 | 0 | 0 | 0
Cumulative New Build Capacity by Reporting Type: VACAR
ReportingType | 2015 | 2020 | 2025 | 2030 | 2035 | 2040
BM | 0.92 | 175.2 | 620.85 | 620.85 | 620.85 | 620.85
CC | 3520.33 | 3520.33 | 3520.33 | 3520.33 | 5984.56 | 7718.3
CSP | 0 | 0 | 0 | 0 | 0 | 0
CT | 717.2 | 717.2 | 717.2 | 717.2 | 717.2 | 717.2
Coal | 825 | 825 | 825 | 825 | 825 | 825
Geo | 0 | 0 | 0 | 0 | 0 | 0
H | 0 | 0 | 0 | 0 | 0 | 0
LFG | 0.34 | 107.4 | 107.4 | 107.4 | 107.4 | 107.4
Nuc | 0 | 2330 | 2330 | 2330 | 2330 | 2330
PS | 0 | 0 | 0 | 0 | 0 | 0
PV | 0 | 121.41 | 121.41 | 121.41 | 121.41 | 121.41
PeakG | 0 | 0 | 0 | 0 | 0 | 0
PeakO | 0 | 0 | 0 | 0 | 0 | 0
ST | 0 | 0 | 0 | 0 | 0 | 0
STOG | 0 | 0 | 0 | 0 | 0 | 0
STWD | 0 | 0 | 0 | 0 | 0 | 0
WT | 0.9 | 3500 | 3500 | 3500 | 3500 | 3500
IGCC | 0 | 0 | 0 | 0 | 0 | 0
DemandResponse | 0 | 0 | 0 | 0 | 0 | 0
IGCC-CCS | 0 | 0 | 0 | 0 | 0 | 0
WT_off | 1 | 1 | 1 | 1 | 1 | 1
PseudoUnit | 0 | 0 | 0 | 0 | 0 | 0
FixedInterchange | 0 | 0 | 0 | 0 | 0 | 0
Cumulative New Build Capacity by Reporting Type: IESO
ReportingType | 2015 | 2020 | 2025 | 2030 | 2035 | 2040
BM | 326.33 | 326.33 | 326.33 | 326.33 | 326.33 | 326.33
CC | 1263 | 1263 | 1263 | 1263 | 1263 | 1263
CSP | 0 | 0 | 0 | 0 | 0 | 0
CT | 368 | 368 | 368 | 368 | 368 | 368
Coal | 0 | 0 | 0 | 0 | 0 | 0
Geo | 0 | 0 | 0 | 0 | 0 | 0
H | 0 | 0 | 0 | 0 | 0 | 0
LFG | 14.5 | 14.5 | 14.5 | 14.5 | 14.5 | 14.5
Nuc | 0 | 0 | 0 | 0 | 0 | 0
PS | 0 | 0 | 0 | 0 | 0 | 0
PV | 1067.26 | 1067.26 | 1067.26 | 1067.26 | 1067.26 | 1067.26
PeakG | 0 | 0 | 0 | 0 | 0 | 0
PeakO | 0 | 0 | 0 | 0 | 0 | 0
ST | 0 | 0 | 0 | 0 | 0 | 0
STOG | 0 | 0 | 0 | 0 | 0 | 0
STWD | 0 | 0 | 0 | 0 | 0 | 0
WT | 2105.9 | 2105.9 | 2105.9 | 2105.9 | 2105.9 | 2105.9
IGCC | 0 | 0 | 0 | 0 | 0 | 0
DemandResponse | 0 | 0 | 0 | 0 | 0 | 0
IGCC-CCS | 0 | 0 | 0 | 0 | 0 | 0
WT_off | 0 | 0 | 0 | 0 | 0 | 0
PseudoUnit | 0 | 0 | 0 | 0 | 0 | 0
FixedInterchange | 0 | 0 | 0 | 0 | 0 | 0
Cumulative New Build Capacity by Reporting Type: MAPP_CA
ReportingType | 2015 | 2020 | 2025 | 2030 | 2035 | 2040
BM | 0 | 0 | 0 | 0 | 0 | 0
CC | 0 | 0 | 0 | 0.01 | 0.01 | 0.01
CSP | 0 | 0 | 0 | 0 | 0 | 0
CT | 160.15 | 174.98 | 174.98 | 174.98 | 174.98 | 174.98
Coal | 0 | 0 | 0 | 0 | 0 | 0
Geo | 0 | 0 | 0 | 0 | 0 | 0
H | 0 | 0 | 0 | 0 | 0 | 0
LFG | 0 | 0 | 0 | 0 | 0 | 0
Nuc | 0 | 0 | 0 | 0 | 0 | 0
PS | 0 | 0 | 0 | 0 | 0 | 0
PV | 0 | 0 | 0 | 0 | 0 | 0
PeakG | 0 | 0 | 0 | 0 | 0 | 0
PeakO | 0 | 0 | 0 | 0 | 0 | 0
ST | 0 | 0 | 0 | 0 | 0 | 0
STOG | 0 | 0 | 0 | 0 | 0 | 0
STWD | 0 | 0 | 0 | 0 | 0 | 0
WT | 302.4 | 302.4 | 302.4 | 302.4 | 302.4 | 302.4
IGCC | 0 | 0 | 0 | 0 | 0 | 0
DemandResponse | 0 | 0 | 0 | 0 | 0 | 0
IGCC-CCS | 0 | 0 | 0 | 0 | 0 | 0
WT_off | 0 | 0 | 0 | 0 | 0 | 0
PseudoUnit | 0 | 0 | 0 | 0 | 0 | 0
FixedInterchange | 0 | 0 | 0 | 0 | 0 | 0
Cumulative New Build Capacity by Reporting Type: AZ_NM_SNV_Coal
ReportingType | 2015 | 2020 | 2025 | 2030 | 2035 | 2040
BM | 0 | 0 | 0 | 0 | 0 | 0
CC | 0 | 0 | 0 | 0 | 0 | 0
CSP | 0 | 0 | 0 | 0 | 0 | 0
CT | 0 | 0 | 0 | 0 | 0 | 0
Coal | 0 | 0 | 0 | 0 | 1208.69 | 4151.96
Geo | 0 | 0 | 0 | 0 | 0 | 0
H | 0 | 0 | 0 | 0 | 0 | 0
LFG | 0 | 0 | 0 | 0 | 0 | 0
Nuc | 0 | 0 | 0 | 0 | 0 | 0
PS | 0 | 0 | 0 | 0 | 0 | 0
PV | 0 | 0 | 0 | 0 | 0 | 0
PeakG | 0 | 0 | 0 | 0 | 0 | 0
PeakO | 0 | 0 | 0 | 0 | 0 | 0
ST | 0 | 0 | 0 | 0 | 0 | 0
STOG | 0 | 0 | 0 | 0 | 0 | 0
STWD | 0 | 0 | 0 | 0 | 0 | 0
WT | 0 | 0 | 0 | 0 | 0 | 0
IGCC | 0 | 0 | 0 | 0 | 0 | 0
DemandResponse | 0 | 0 | 0 | 0 | 0 | 0
IGCC-CCS | 0 | 0 | 0 | 0 | 0 | 0
WT_off | 0 | 0 | 0 | 0 | 0 | 0
PseudoUnit | 0 | 0 | 0 | 0 | 0 | 0
FixedInterchange | 0 | 0 | 0 | 0 | 0 | 0
Cumulative New Build Capacity by Reporting Type: AZ_NM_SNV_Gas
ReportingType | 2015 | 2020 | 2025 | 2030 | 2035 | 2040
BM | 0 | 0 | 0 | 0 | 0 | 0
CC | 668 | 668 | 668 | 668 | 668 | 668
CSP | 0 | 0 | 0 | 0 | 0 | 0
CT | 736 | 736 | 736 | 736 | 736 | 736
Coal | 0 | 0 | 0 | 0 | 0 | 0
Geo | 0 | 0 | 0 | 0 | 0 | 0
H | 0 | 0 | 0 | 0 | 0 | 0
LFG | 0 | 0 | 0 | 0 | 0 | 0
Nuc | 0 | 0 | 0 | 0 | 0 | 0
PS | 0 | 0 | 0 | 0 | 0 | 0
PV | 0 | 0 | 0 | 0 | 0 | 0
PeakG | 0 | 0 | 0 | 0 | 0 | 0
PeakO | 0 | 0 | 0 | 0 | 0 | 0
ST | 0 | 0 | 0 | 0 | 0 | 0
STOG | 0 | 0 | 0 | 0 | 0 | 0
STWD | 0 | 0 | 0 | 0 | 0 | 0
WT | 0 | 0 | 0 | 0 | 0 | 0
IGCC | 0 | 0 | 0 | 0 | 0 | 0
DemandResponse | 0 | 0 | 0 | 0 | 0 | 0
IGCC-CCS | 0 | 0 | 0 | 0 | 0 | 0
WT_off | 0 | 0 | 0 | 0 | 0 | 0
PseudoUnit | 0 | 0 | 0 | 0 | 0 | 0
FixedInterchange | 0 | 0 | 0 | 0 | 0 | 0
Cumulative New Build Capacity by Reporting Type: AZ_NM_SNV_NucRenew
ReportingType | 2015 | 2020 | 2025 | 2030 | 2035 | 2040
BM | 0 | 0 | 0 | 0 | 0 | 0
CC | 0 | 0 | 0 | 0 | 0 | 0
CSP | 0 | 0 | 0 | 0 | 0 | 0
CT | 0 | 0 | 0 | 0 | 0 | 0
Coal | 0 | 0 | 0 | 0 | 0 | 0
Geo | 0 | 0 | 1450 | 1450 | 1450 | 1450
H | 0 | 0 | 0 | 0 | 0 | 0
LFG | 0 | 60.67 | 60.67 | 60.67 | 60.67 | 60.67
Nuc | 0 | 0 | 0 | 0 | 0 | 0
PS | 0 | 0 | 0 | 0 | 0 | 0
PV | 95.7 | 95.7 | 95.7 | 95.7 | 95.7 | 95.7
PeakG | 0 | 0 | 0 | 0 | 0 | 0
PeakO | 0 | 0 | 0 | 0 | 0 | 0
ST | 280 | 670.82 | 874.62 | 888.64 | 888.64 | 888.64
STOG | 0 | 0 | 0 | 0 | 0 | 0
STWD | 0 | 0 | 0 | 0 | 0 | 0
WT | 65.1 | 3564 | 3564 | 3564 | 3564 | 3564
IGCC | 0 | 0 | 0 | 0 | 0 | 0
DemandResponse | 0 | 0 | 0 | 0 | 0 | 0
IGCC-CCS | 0 | 0 | 0 | 0 | 0 | 0
WT_off | 0 | 0 | 0 | 0 | 0 | 0
PseudoUnit | 0 | 0 | 0 | 0 | 0 | 0
FixedInterchange | 0 | 0 | 0 | 0 | 0 | 0
Cumulative New Build Capacity by Reporting Type: ERCOT
ReportingType | 2015 | 2020 | 2025 | 2030 | 2035 | 2040
BM | 145 | 145 | 145 | 145 | 145 | 145
CC | 275 | 275 | 275 | 275 | 275 | 275
CSP | 0 | 0 | 0 | 0 | 0 | 0
CT | 250 | 250 | 250 | 250 | 250 | 250
Coal | 2020 | 2020 | 2020 | 2020 | 2020 | 2020
Geo | 0 | 0 | 0 | 0 | 0 | 0
H | 0 | 0 | 0 | 0 | 0 | 0
LFG | 0 | 0 | 354 | 354 | 354 | 354
Nuc | 0 | 0 | 0 | 0 | 0 | 0
PS | 0 | 0 | 0 | 0 | 0 | 0
PV | 14 | 14 | 14 | 14 | 14 | 14
PeakG | 0 | 0 | 0 | 0 | 0 | 0
PeakO | 0 | 0 | 0 | 0 | 0 | 0
ST | 0 | 0 | 0 | 0 | 0 | 0
STOG | 0 | 0 | 0 | 0 | 0 | 0
STWD | 0 | 0 | 0 | 0 | 0 | 0
WT | 350.1 | 350.1 | 350.1 | 350.1 | 350.1 | 350.1
IGCC | 0 | 0 | 0 | 0 | 0 | 0
DemandResponse | 0 | 0 | 0 | 0 | 0 | 0
IGCC-CCS | 0 | 0 | 0 | 0 | 0 | 0
WT_off | 0 | 0 | 0 | 0 | 0 | 0
PseudoUnit | 0 | 0 | 0 | 0 | 0 | 0
FixedInterchange | 0 | 0 | 0 | 0 | 0 | 0
Cumulative New Build Capacity by Reporting Type: NP15
ReportingType | 2015 | 2020 | 2025 | 2030 | 2035 | 2040
BM | 0 | 0 | 0 | 0 | 0 | 0
CC | 940 | 940 | 940 | 940 | 940 | 940
CSP | 0 | 0 | 0 | 0 | 0 | 0
CT | 212.6 | 212.6 | 212.6 | 212.6 | 225.81 | 225.81
Coal | 0 | 0 | 0 | 0 | 0 | 0
Geo | 0 | 302.14 | 600 | 600 | 600 | 600
H | 0 | 0 | 0 | 0 | 0 | 0
LFG | 0 | 565 | 565 | 565 | 565 | 565
Nuc | 0 | 0 | 0 | 0 | 0 | 0
PS | 0 | 0 | 0 | 0 | 0 | 0
PV | 6.5 | 6.5 | 6.5 | 6.5 | 6.5 | 6.5
PeakG | 0 | 0 | 0 | 0 | 0 | 0
PeakO | 0 | 0 | 0 | 0 | 0 | 0
ST | 29 | 29 | 29 | 29 | 29 | 29
STOG | 0 | 0 | 0 | 0 | 0 | 0
STWD | 0 | 0 | 0 | 0 | 0 | 0
WT | 101.2 | 247.75 | 247.75 | 247.75 | 324.12 | 329.81
IGCC | 0 | 0 | 0 | 0 | 0 | 0
DemandResponse | 0 | 0 | 0 | 0 | 0 | 0
IGCC-CCS | 0 | 0 | 0 | 0 | 0 | 0
WT_off | 0 | 0 | 0 | 0 | 0 | 0
PseudoUnit | 0 | 0 | 0 | 0 | 0 | 0
FixedInterchange | 0 | 0 | 0 | 0 | 0 | 0
Cumulative New Build Capacity by Reporting Type: NWPP_Coal
ReportingType | 2015 | 2020 | 2025 | 2030 | 2035 | 2040
BM | 0 | 0 | 0 | 0 | 0 | 0
CC | 0 | 0 | 0 | 0 | 0 | 0
CSP | 0 | 0 | 0 | 0 | 0 | 0
CT | 0 | 0 | 0 | 0 | 0 | 0
Coal | 0 | 0 | 0 | 0 | 0 | 0
Geo | 0 | 0 | 0 | 0 | 0 | 0
H | 0 | 0 | 0 | 0 | 0 | 0
LFG | 0 | 0 | 0 | 0 | 0 | 0
Nuc | 0 | 0 | 0 | 0 | 0 | 0
PS | 0 | 0 | 0 | 0 | 0 | 0
PV | 0 | 0 | 0 | 0 | 0 | 0
PeakG | 0 | 0 | 0 | 0 | 0 | 0
PeakO | 0 | 0 | 0 | 0 | 0 | 0
ST | 0 | 0 | 0 | 0 | 0 | 0
STOG | 0 | 0 | 0 | 0 | 0 | 0
STWD | 0 | 0 | 0 | 0 | 0 | 0
WT | 0 | 0 | 0 | 0 | 0 | 0
IGCC | 0 | 0 | 0 | 0 | 0 | 0
DemandResponse | 0 | 0 | 0 | 0 | 0 | 0
IGCC-CCS | 0 | 0 | 0 | 0 | 0 | 0
WT_off | 0 | 0 | 0 | 0 | 0 | 0
PseudoUnit | 0 | 0 | 0 | 0 | 0 | 0
FixedInterchange | 0 | 0 | 0 | 0 | 0 | 0
Cumulative New Build Capacity by Reporting Type: NWPP_Gas
ReportingType | 2015 | 2020 | 2025 | 2030 | 2035 | 2040
BM | 0 | 0 | 0 | 0 | 0 | 0
CC | 300 | 300 | 300 | 300 | 300 | 300
CSP | 0 | 0 | 0 | 0 | 0 | 0
CT | 150 | 150 | 150 | 150 | 150 | 150
Coal | 0 | 0 | 0 | 0 | 0 | 0
Geo | 0 | 0 | 0 | 0 | 0 | 0
H | 0 | 0 | 0 | 0 | 0 | 0
LFG | 0 | 0 | 0 | 0 | 0 | 0
Nuc | 0 | 0 | 0 | 0 | 0 | 0
PS | 0 | 0 | 0 | 0 | 0 | 0
PV | 0 | 0 | 0 | 0 | 0 | 0
PeakG | 0 | 0 | 0 | 0 | 0 | 0
PeakO | 0 | 0 | 0 | 0 | 0 | 0
ST | 0 | 0 | 0 | 0 | 0 | 0
STOG | 0 | 0 | 0 | 0 | 0 | 0
STWD | 0 | 0 | 0 | 0 | 0 | 0
WT | 0 | 0 | 0 | 0 | 0 | 0
IGCC | 0 | 0 | 0 | 0 | 0 | 0
DemandResponse | 0 | 0 | 0 | 0 | 0 | 0
IGCC-CCS | 0 | 0 | 0 | 0 | 0 | 0
WT_off | 0 | 0 | 0 | 0 | 0 | 0
PseudoUnit | 0 | 0 | 0 | 0 | 0 | 0
FixedInterchange | 0 | 0 | 0 | 0 | 0 | 0
Cumulative New Build Capacity by Reporting Type: NWPP_NucRenew
ReportingType | 2015 | 2020 | 2025 | 2030 | 2035 | 2040
BM | 32.55 | 32.55 | 32.55 | 32.55 | 32.55 | 32.55
CC | 0 | 0 | 0 | 0 | 0 | 0
CSP | 0 | 0 | 0 | 0 | 0 | 0
CT | 0 | 0 | 0 | 0 | 0 | 0
Coal | 0 | 0 | 0 | 0 | 0 | 0
Geo | 86 | 86 | 520 | 520 | 520 | 520
H | 0 | 0 | 0 | 0 | 0 | 0
LFG | 25.5 | 270 | 270 | 270 | 270 | 270
Nuc | 0 | 0 | 0 | 0 | 0 | 0
PS | 0 | 0 | 0 | 0 | 0 | 0
PV | 0 | 0 | 0 | 0 | 0 | 0
PeakG | 0 | 0 | 0 | 0 | 0 | 0
PeakO | 0 | 0 | 0 | 0 | 0 | 0
ST | 0 | 0 | 0 | 0 | 0 | 0
STOG | 0 | 0 | 0 | 0 | 0 | 0
STWD | 0 | 0 | 0 | 0 | 0 | 0
WT | 977.3 | 977.3 | 977.3 | 977.3 | 977.3 | 977.3
IGCC | 0 | 0 | 0 | 0 | 0 | 0
DemandResponse | 0 | 0 | 0 | 0 | 0 | 0
IGCC-CCS | 0 | 0 | 0 | 0 | 0 | 0
WT_off | 0 | 0 | 0 | 0 | 0 | 0
PseudoUnit | 0 | 0 | 0 | 0 | 0 | 0
FixedInterchange | 0 | 0 | 0 | 0 | 0 | 0
Cumulative New Build Capacity by Reporting Type: RMPA
ReportingType | 2015 | 2020 | 2025 | 2030 | 2035 | 2040
BM | 0 | 0 | 0 | 0 | 0 | 0
CC | 0 | 0 | 0 | 0 | 0 | 0
CSP | 0 | 0 | 0 | 0 | 0 | 0
CT | 152 | 152 | 152 | 152 | 152 | 152
Coal | 390 | 390 | 390 | 390 | 573.01 | 760.17
Geo | 0 | 322.86 | 2549.32 | 2570 | 2570 | 2570
H | 0 | 0 | 0 | 0 | 0 | 0
LFG | 1.4 | 30.33 | 30.33 | 30.33 | 30.33 | 30.33
Nuc | 0 | 0 | 0 | 0 | 0 | 0
PS | 0 | 0 | 0 | 0 | 0 | 0
PV | 1 | 1 | 1 | 1 | 1 | 1
PeakG | 0 | 0 | 0 | 0 | 0 | 0
PeakO | 0 | 0 | 0 | 0 | 0 | 0
ST | 3 | 344.86 | 349.48 | 354.21 | 354.21 | 354.21
STOG | 0 | 0 | 0 | 0 | 0 | 0
STWD | 0 | 0 | 0 | 0 | 0 | 0
WT | 765.4 | 765.4 | 765.4 | 765.4 | 765.4 | 765.4
IGCC | 0 | 0 | 0 | 0 | 0 | 0
DemandResponse | 0 | 0 | 0 | 0 | 0 | 0
IGCC-CCS | 0 | 0 | 0 | 0 | 0 | 0
WT_off | 0 | 0 | 0 | 0 | 0 | 0
PseudoUnit | 0 | 0 | 0 | 0 | 0 | 0
FixedInterchange | 0 | 0 | 0 | 0 | 0 | 0
Cumulative New Build Capacity by Reporting Type: SP15
ReportingType | 2015 | 2020 | 2025 | 2030 | 2035 | 2040
BM | 6 | 6 | 6 | 6 | 6 | 6
CC | 409.5 | 409.5 | 409.5 | 409.5 | 409.5 | 409.5
CSP | 0 | 0 | 0 | 0 | 0 | 0
CT | 0 | 0 | 0 | 0 | 0 | 0
Coal | 0 | 0 | 0 | 0 | 0 | 0
Geo | 50 | 1500 | 1500 | 1500 | 1500 | 1500
H | 0 | 0 | 0 | 0 | 0 | 0
LFG | 9.2 | 565 | 565 | 565 | 565 | 565
Nuc | 0 | 0 | 0 | 0 | 0 | 0
PS | 0 | 0 | 0 | 0 | 0 | 0
PV | 3.8 | 3.8 | 3.8 | 3.8 | 3.8 | 3.8
PeakG | 0 | 0 | 0 | 0 | 0 | 0
PeakO | 0 | 0 | 0 | 0 | 0 | 0
ST | 448 | 448 | 448 | 448 | 448 | 448
STOG | 0 | 0 | 0 | 0 | 0 | 0
STWD | 0 | 0 | 0 | 0 | 0 | 0
WT | 735 | 735 | 735 | 735 | 735 | 735
IGCC | 0 | 0 | 0 | 0 | 0 | 0
DemandResponse | 0 | 0 | 0 | 0 | 0 | 0
IGCC-CCS | 0 | 0 | 0 | 0 | 0 | 0
WT_off | 0 | 0 | 0 | 0 | 0 | 0
PseudoUnit | 0 | 0 | 0 | 0 | 0 | 0
FixedInterchange | 0 | 0 | 0 | 0 | 0 | 0
Cumulative New Build Capacity by Reporting Type: ALB
ReportingType | 2015 | 2020 | 2025 | 2030 | 2035 | 2040
BM | 0 | 0 | 0 | 0 | 0 | 0
CC | 80.12 | 253.47 | 393.1 | 591.47 | 1016.78 | 2205.42
CSP | 0 | 0 | 0 | 0 | 0 | 0
CT | 201.5 | 201.5 | 201.5 | 201.5 | 201.5 | 201.5
Coal | 495 | 495 | 495 | 495 | 495 | 495
Geo | 0 | 0 | 0 | 0 | 0 | 0
H | 0 | 0 | 0 | 0 | 0 | 0
LFG | 0 | 0 | 0 | 0 | 0 | 0
Nuc | 0 | 0 | 0 | 0 | 0 | 0
PS | 0 | 0 | 0 | 0 | 0 | 0
PV | 0 | 0 | 0 | 0 | 0 | 0
PeakG | 0 | 0 | 0 | 0 | 0 | 0
PeakO | 0 | 0 | 0 | 0 | 0 | 0
ST | 0 | 0 | 0 | 0 | 0 | 0
STOG | 0 | 0 | 0 | 0 | 0 | 0
STWD | 0 | 0 | 0 | 0 | 0 | 0
WT | 9 | 9 | 9 | 9 | 9 | 9
IGCC | 0 | 0 | 0 | 0 | 0 | 0
DemandResponse | 0 | 0 | 0 | 0 | 0 | 0
IGCC-CCS | 0 | 0 | 0 | 0 | 0 | 0
WT_off | 0 | 0 | 0 | 0 | 0 | 0
PseudoUnit | 0 | 0 | 0 | 0 | 0 | 0
FixedInterchange | 0 | 0 | 0 | 0 | 0 | 0
Cumulative New Build Capacity by Reporting Type: BC
ReportingType | 2015 | 2020 | 2025 | 2030 | 2035 | 2040
BM | 0 | 0 | 0 | 0 | 0 | 0
CC | 692.3 | 692.3 | 692.3 | 692.3 | 692.3 | 692.3
CSP | 0 | 0 | 0 | 0 | 0 | 0
CT | 0 | 0 | 0 | 0 | 0 | 0
Coal | 0 | 0 | 0 | 0 | 0 | 0
Geo | 0 | 0 | 0 | 0 | 0 | 0
H | 0 | 0 | 0 | 0 | 0 | 0
LFG | 0 | 0 | 0 | 0 | 0 | 0
Nuc | 0 | 0 | 0 | 0 | 0 | 0
PS | 0 | 0 | 0 | 0 | 0 | 0
PV | 0 | 0 | 0 | 0 | 0 | 0
PeakG | 0 | 0 | 0 | 0 | 0 | 0
PeakO | 0 | 0 | 0 | 0 | 0 | 0
ST | 0 | 0 | 0 | 0 | 0 | 0
STOG | 0 | 0 | 0 | 0 | 0 | 0
STWD | 0 | 0 | 0 | 0 | 0 | 0
WT | 144 | 144 | 144 | 144 | 144 | 144
IGCC | 0 | 0 | 0 | 0 | 0 | 0
DemandResponse | 0 | 0 | 0 | 0 | 0 | 0
IGCC-CCS | 0 | 0 | 0 | 0 | 0 | 0
WT_off | 0 | 0 | 0 | 0 | 0 | 0
PseudoUnit | 0 | 0 | 0 | 0 | 0 | 0
FixedInterchange | 0 | 0 | 0 | 0 | 0 | 0
Cumulative New Build Capacity by Reporting Type: HQ_IESO
ReportingType | 2015 | 2020 | 2025 | 2030 | 2035 | 2040
BM | 0 | 0 | 0 | 0 | 0 | 0
CC | 0 | 0 | 0 | 0 | 0 | 0
CSP | 0 | 0 | 0 | 0 | 0 | 0
CT | 0 | 0 | 0 | 0 | 0 | 0
Coal | 0 | 0 | 0 | 0 | 0 | 0
Geo | 0 | 0 | 0 | 0 | 0 | 0
H | 0 | 0 | 0 | 0 | 0 | 0
LFG | 0 | 0 | 0 | 0 | 0 | 0
Nuc | 0 | 0 | 0 | 0 | 0 | 0
PS | 0 | 0 | 0 | 0 | 0 | 0
PV | 0 | 0 | 0 | 0 | 0 | 0
PeakG | 0 | 0 | 0 | 0 | 0 | 0
PeakO | 0 | 0 | 0 | 0 | 0 | 0
ST | 0 | 0 | 0 | 0 | 0 | 0
STOG | 0 | 0 | 0 | 0 | 0 | 0
STWD | 0 | 0 | 0 | 0 | 0 | 0
WT | 0 | 0 | 0 | 0 | 0 | 0
IGCC | 0 | 0 | 0 | 0 | 0 | 0
DemandResponse | 0 | 0 | 0 | 0 | 0 | 0
IGCC-CCS | 0 | 0 | 0 | 0 | 0 | 0
WT_off | 0 | 0 | 0 | 0 | 0 | 0
PseudoUnit | 0 | 0 | 0 | 0 | 0 | 0
FixedInterchange | 0 | 0 | 0 | 0 | 0 | 0
Cumulative New Build Capacity by Reporting Type: HQ_NEISO
ReportingType | 2015 | 2020 | 2025 | 2030 | 2035 | 2040
BM | 0 | 0 | 0 | 0 | 0 | 0
CC | 0 | 0 | 0 | 0 | 0 | 0
CSP | 0 | 0 | 0 | 0 | 0 | 0
CT | 0 | 0 | 0 | 0 | 0 | 0
Coal | 0 | 0 | 0 | 0 | 0 | 0
Geo | 0 | 0 | 0 | 0 | 0 | 0
H | 0 | 0 | 0 | 0 | 0 | 0
LFG | 0 | 0 | 0 | 0 | 0 | 0
Nuc | 0 | 0 | 0 | 0 | 0 | 0
PS | 0 | 0 | 0 | 0 | 0 | 0
PV | 0 | 0 | 0 | 0 | 0 | 0
PeakG | 0 | 0 | 0 | 0 | 0 | 0
PeakO | 0 | 0 | 0 | 0 | 0 | 0
ST | 0 | 0 | 0 | 0 | 0 | 0
STOG | 0 | 0 | 0 | 0 | 0 | 0
STWD | 0 | 0 | 0 | 0 | 0 | 0
WT | 0 | 0 | 0 | 0 | 0 | 0
IGCC | 0 | 0 | 0 | 0 | 0 | 0
DemandResponse | 0 | 0 | 0 | 0 | 0 | 0
IGCC-CCS | 0 | 0 | 0 | 0 | 0 | 0
WT_off | 0 | 0 | 0 | 0 | 0 | 0
PseudoUnit | 0 | 0 | 0 | 0 | 0 | 0
FixedInterchange | 0 | 0 | 0 | 0 | 0 | 0
Cumulative New Build Capacity by Reporting Type: HQ_NY
ReportingType | 2015 | 2020 | 2025 | 2030 | 2035 | 2040
BM | 0 | 0 | 0 | 0 | 0 | 0
CC | 0 | 0 | 0 | 0 | 0 | 0
CSP | 0 | 0 | 0 | 0 | 0 | 0
CT | 0 | 0 | 0 | 0 | 0 | 0
Coal | 0 | 0 | 0 | 0 | 0 | 0
Geo | 0 | 0 | 0 | 0 | 0 | 0
H | 0 | 0 | 0 | 0 | 0 | 0
LFG | 0 | 0 | 0 | 0 | 0 | 0
Nuc | 0 | 0 | 0 | 0 | 0 | 0
PS | 0 | 0 | 0 | 0 | 0 | 0
PV | 0 | 0 | 0 | 0 | 0 | 0
PeakG | 0 | 0 | 0 | 0 | 0 | 0
PeakO | 0 | 0 | 0 | 0 | 0 | 0
ST | 0 | 0 | 0 | 0 | 0 | 0
STOG | 0 | 0 | 0 | 0 | 0 | 0
STWD | 0 | 0 | 0 | 0 | 0 | 0
WT | 0 | 0 | 0 | 0 | 0 | 0
IGCC | 0 | 0 | 0 | 0 | 0 | 0
DemandResponse | 0 | 0 | 0 | 0 | 0 | 0
IGCC-CCS | 0 | 0 | 0 | 0 | 0 | 0
WT_off | 0 | 0 | 0 | 0 | 0 | 0
PseudoUnit | 0 | 0 | 0 | 0 | 0 | 0
FixedInterchange | 0 | 0 | 0 | 0 | 0 | 0
Cumulative New Build Capacity by Reporting Type: MARITIMES
ReportingType | 2015 | 2020 | 2025 | 2030 | 2035 | 2040
BM | 0 | 0 | 0 | 0 | 0 | 0
CC | 0 | 0 | 0 | 0 | 0 | 0
CSP | 0 | 0 | 0 | 0 | 0 | 0
CT | 0 | 0 | 0 | 0 | 0 | 0
Coal | 0 | 0 | 0 | 0 | 0 | 0
Geo | 0 | 0 | 0 | 0 | 0 | 0
H | 0 | 0 | 0 | 0 | 0 | 0
LFG | 0 | 0 | 0 | 0 | 0 | 0
Nuc | 0 | 0 | 0 | 0 | 0 | 0
PS | 0 | 0 | 0 | 0 | 0 | 0
PV | 0 | 0 | 0 | 0 | 0 | 0
PeakG | 0 | 0 | 0 | 0 | 0 | 0
PeakO | 0 | 0 | 0 | 0 | 0 | 0
ST | 0 | 0 | 0 | 0 | 0 | 0
STOG | 0 | 0 | 0 | 0 | 0 | 0
STWD | 0 | 0 | 0 | 0 | 0 | 0
WT | 0 | 0 | 0 | 0 | 0 | 0
IGCC | 0 | 0 | 0 | 0 | 0 | 0
DemandResponse | 0 | 0 | 0 | 0 | 0 | 0
IGCC-CCS | 0 | 0 | 0 | 0 | 0 | 0
WT_off | 0 | 0 | 0 | 0 | 0 | 0
PseudoUnit | 0 | 0 | 0 | 0 | 0 | 0
FixedInterchange | 0 | 0 | 0 | 0 | 0 | 0
Cumulative New Build Capacity by Reporting Type: All
ReportingType | 2015 | 2020 | 2025 | 2030 | 2035 | 2040
BM | 1251 | 1425.28 | 1870.94 | 1870.94 | 1870.94 | 1870.94
CC | 29363.76 | 31693.47 | 31833.11 | 32637.69 | 38248.76 | 47523.95
CSP | 0 | 0 | 0 | 0 | 0 | 0
CT | 6760.77 | 7145.39 | 7145.39 | 7145.39 | 7496.24 | 7496.24
Coal | 10763.64 | 10763.64 | 10763.64 | 10763.64 | 15593.36 | 27361.51
Geo | 136 | 2211 | 6619.32 | 6640 | 6640 | 6640
H | 0 | 0 | 0 | 0 | 0 | 0
LFG | 192 | 2145 | 4355 | 5078.5 | 5078.5 | 5078.5
Nuc | 2740.56 | 7270.56 | 7270.56 | 7270.56 | 7270.56 | 7270.56
PS | 0 | 0 | 0 | 0 | 0 | 0
PV | 1246 | 3233.13 | 4088.25 | 4173.47 | 4173.47 | 4173.47
PeakG | 0 | 0 | 0 | 0 | 0 | 0
PeakO | 0 | 0 | 0 | 0 | 0 | 0
ST | 760 | 1492.68 | 1701.11 | 1719.85 | 1719.85 | 1719.85
STOG | 0 | 0 | 0 | 0 | 0 | 0
STWD | 0 | 0 | 0 | 0 | 0 | 0
WT | 25342 | 39207.07 | 42701.81 | 42893.5 | 47412.75 | 52699.2
IGCC | 618 | 618 | 618 | 618 | 618 | 618
DemandResponse | 0 | 0 | 0 | 0 | 0 | 0
IGCC-CCS | 0 | 0 | 0 | 0 | 0 | 0
WT_off | 469 | 469 | 1569 | 1569 | 1569 | 1569
PseudoUnit | 0 | 0 | 0 | 0 | 0 | 0
FixedInterchange | 0 | 0 | 0 | 0 | 0 | 0
Cumulative New Build Capacity by Reporting Type: EI_US
ReportingType | 2015 | 2020 | 2025 | 2030 | 2035 | 2040
BM | 741.12 | 915.4 | 1361.05 | 1361.05 | 1361.05 | 1361.05
CC | 24735.84 | 26892.19 | 26892.2 | 27498.41 | 32684.17 | 40770.71
CSP | 0 | 0 | 0 | 0 | 0 | 0
CT | 4530.53 | 4900.31 | 4900.31 | 4900.31 | 5237.95 | 5237.95
Coal | 7858.64 | 7858.64 | 7858.64 | 7858.64 | 11296.66 | 19934.39
Geo | 0 | 0 | 0 | 0 | 0 | 0
H | 0 | 0 | 0 | 0 | 0 | 0
LFG | 141.4 | 639.5 | 2495.5 | 3219 | 3219 | 3219
Nuc | 2740.56 | 7270.56 | 7270.56 | 7270.56 | 7270.56 | 7270.56
PS | 0 | 0 | 0 | 0 | 0 | 0
PV | 57.74 | 2044.88 | 2899.99 | 2985.21 | 2985.21 | 2985.21
PeakG | 0 | 0 | 0 | 0 | 0 | 0
PeakO | 0 | 0 | 0 | 0 | 0 | 0
ST | 0 | 0 | 0 | 0 | 0 | 0
STOG | 0 | 0 | 0 | 0 | 0 | 0
STWD | 0 | 0 | 0 | 0 | 0 | 0
WT | 19786.6 | 30006.23 | 33500.96 | 33692.65 | 38135.53 | 43416.29
IGCC | 618 | 618 | 618 | 618 | 618 | 618
DemandResponse | 0 | 0 | 0 | 0 | 0 | 0
IGCC-CCS | 0 | 0 | 0 | 0 | 0 | 0
WT_off | 469 | 469 | 1569 | 1569 | 1569 | 1569
PseudoUnit | 0 | 0 | 0 | 0 | 0 | 0
FixedInterchange | 0 | 0 | 0 | 0 | 0 | 0
Cumulative New Build Capacity by Reporting Type: EI_Canada
ReportingType | 2015 | 2020 | 2025 | 2030 | 2035 | 2040
BM | 326.33 | 326.33 | 326.33 | 326.33 | 326.33 | 326.33
CC | 1263 | 1263 | 1263.01 | 1263.01 | 1263.01 | 1263.01
CSP | 0 | 0 | 0 | 0 | 0 | 0
CT | 528.15 | 542.98 | 542.98 | 542.98 | 542.98 | 542.98
Coal | 0 | 0 | 0 | 0 | 0 | 0
Geo | 0 | 0 | 0 | 0 | 0 | 0
H | 0 | 0 | 0 | 0 | 0 | 0
LFG | 14.5 | 14.5 | 14.5 | 14.5 | 14.5 | 14.5
Nuc | 0 | 0 | 0 | 0 | 0 | 0
PS | 0 | 0 | 0 | 0 | 0 | 0
PV | 1067.26 | 1067.26 | 1067.26 | 1067.26 | 1067.26 | 1067.26
PeakG | 0 | 0 | 0 | 0 | 0 | 0
PeakO | 0 | 0 | 0 | 0 | 0 | 0
ST | 0 | 0 | 0 | 0 | 0 | 0
STOG | 0 | 0 | 0 | 0 | 0 | 0
STWD | 0 | 0 | 0 | 0 | 0 | 0
WT | 2408.3 | 2408.3 | 2408.3 | 2408.3 | 2408.3 | 2408.3
IGCC | 0 | 0 | 0 | 0 | 0 | 0
DemandResponse | 0 | 0 | 0 | 0 | 0 | 0
IGCC-CCS | 0 | 0 | 0 | 0 | 0 | 0
WT_off | 0 | 0 | 0 | 0 | 0 | 0
PseudoUnit | 0 | 0 | 0 | 0 | 0 | 0
FixedInterchange | 0 | 0 | 0 | 0 | 0 | 0
Cumulative New Build Capacity by Reporting Type: EI
ReportingType | 2015 | 2020 | 2025 | 2030 | 2035 | 2040
BM | 1067.45 | 1241.73 | 1687.39 | 1687.39 | 1687.39 | 1687.39
CC | 25998.84 | 28155.19 | 28155.2 | 28761.42 | 33947.17 | 42033.72
CSP | 0 | 0 | 0 | 0 | 0 | 0
CT | 5058.68 | 5443.29 | 5443.29 | 5443.29 | 5780.93 | 5780.93
Coal | 7858.64 | 7858.64 | 7858.64 | 7858.64 | 11296.66 | 19934.39
Geo | 0 | 0 | 0 | 0 | 0 | 0
H | 0 | 0 | 0 | 0 | 0 | 0
LFG | 155.9 | 654 | 2510 | 3233.5 | 3233.5 | 3233.5
Nuc | 2740.56 | 7270.56 | 7270.56 | 7270.56 | 7270.56 | 7270.56
PS | 0 | 0 | 0 | 0 | 0 | 0
PV | 1125 | 3112.13 | 3967.25 | 4052.47 | 4052.47 | 4052.47
PeakG | 0 | 0 | 0 | 0 | 0 | 0
PeakO | 0 | 0 | 0 | 0 | 0 | 0
ST | 0 | 0 | 0 | 0 | 0 | 0
STOG | 0 | 0 | 0 | 0 | 0 | 0
STWD | 0 | 0 | 0 | 0 | 0 | 0
WT | 22194.9 | 32414.53 | 35909.26 | 36100.95 | 40543.83 | 45824.59
IGCC | 618 | 618 | 618 | 618 | 618 | 618
DemandResponse | 0 | 0 | 0 | 0 | 0 | 0
IGCC-CCS | 0 | 0 | 0 | 0 | 0 | 0
WT_off | 469 | 469 | 1569 | 1569 | 1569 | 1569
PseudoUnit | 0 | 0 | 0 | 0 | 0 | 0
FixedInterchange | 0 | 0 | 0 | 0 | 0 | 0
Cumulative New Build Capacity by Reporting Type: Outside_EI
ReportingType | 2015 | 2020 | 2025 | 2030 | 2035 | 2040
BM | 183.55 | 183.55 | 183.55 | 183.55 | 183.55 | 183.55
CC | 3364.92 | 3538.28 | 3677.91 | 3876.28 | 4301.59 | 5490.23
CSP | 0 | 0 | 0 | 0 | 0 | 0
CT | 1702.1 | 1702.1 | 1702.1 | 1702.1 | 1715.31 | 1715.31
Coal | 2905 | 2905 | 2905 | 2905 | 4296.7 | 7427.13
Geo | 136 | 2211 | 6619.32 | 6640 | 6640 | 6640
H | 0 | 0 | 0 | 0 | 0 | 0
LFG | 36.1 | 1491 | 1845 | 1845 | 1845 | 1845
Nuc | 0 | 0 | 0 | 0 | 0 | 0
PS | 0 | 0 | 0 | 0 | 0 | 0
PV | 121 | 121 | 121 | 121 | 121 | 121
PeakG | 0 | 0 | 0 | 0 | 0 | 0
PeakO | 0 | 0 | 0 | 0 | 0 | 0
ST | 760 | 1492.68 | 1701.11 | 1719.85 | 1719.85 | 1719.85
STOG | 0 | 0 | 0 | 0 | 0 | 0
STWD | 0 | 0 | 0 | 0 | 0 | 0
WT | 3147.1 | 6792.54 | 6792.54 | 6792.54 | 6868.92 | 6874.61
IGCC | 0 | 0 | 0 | 0 | 0 | 0
DemandResponse | 0 | 0 | 0 | 0 | 0 | 0
IGCC-CCS | 0 | 0 | 0 | 0 | 0 | 0
WT_off | 0 | 0 | 0 | 0 | 0 | 0
PseudoUnit | 0 | 0 | 0 | 0 | 0 | 0
FixedInterchange | 0 | 0 | 0 | 0 | 0 | 0
#3 | Retirements of Capacity (MW)
Retirements of Capacity by Reporting Type: Entergy
ReportingType | 2015 | 2020 | 2025 | 2030 | 2035 | 2040
BM | 0 | 0 | 0 | 0 | 0 | 0
CC | 0 | 0 | 0 | 254.45 | 0 | 0
CSP | 0 | 0 | 0 | 0 | 0 | 0
CT | 0 | 0 | 0 | 0 | 0 | 0
Coal | 892.9 | 0 | 0 | 0 | 0 | 0
Geo | 0 | 0 | 0 | 0 | 0 | 0
H | 0 | 0 | 0 | 0 | 0 | 0
LFG | 0 | 0 | 0 | 0 | 0 | 0
Nuc | 0 | 0 | 0 | 0 | 842 | 997
PS | 0 | 0 | 0 | 0 | 0 | 0
PV | 0 | 0 | 0 | 0 | 0.29 | 4.01
PeakG | 0 | 0 | 0 | 159.8 | 0 | 0
PeakO | 0 | 0 | 0 | 174 | 0 | 0
ST | 0 | 0 | 0 | 0 | 0 | 0
STOG | 12246.6 | 794.74 | 1823.65 | 0 | 0 | 0
STWD | 0 | 0 | 180.13 | 25.87 | 0 | 0
WT | 0 | 0 | 0 | 0 | 0 | 0
IGCC | 0 | 0 | 0 | 0 | 0 | 0
DemandResponse | 0 | 0 | 0 | 0 | 0 | 0
IGCC-CCS | 0 | 0 | 0 | 0 | 0 | 0
WT_off | 0 | 0 | 0 | 0 | 0 | 0
PseudoUnit | 0 | 0 | 0 | 0 | 0 | 0
FixedInterchange | 0 | 0 | 0 | 0 | 0 | 0
Retirements of Capacity by Reporting Type: FRCC
ReportingType | 2015 | 2020 | 2025 | 2030 | 2035 | 2040
BM | 0 | 0 | 0 | 0 | 0 | 0
CC | 0 | 0 | 0 | 0 | 0 | 0
CSP | 0 | 0 | 0 | 0 | 0 | 0
CT | 0 | 0 | 0 | 0 | 0 | 0
Coal | 136 | 869 | 0 | 0 | 0 | 0
Geo | 0 | 0 | 0 | 0 | 0 | 0
H | 0 | 0 | 0 | 0 | 0 | 0
LFG | 0 | 0 | 0 | 0 | 0 | 0
Nuc | 0 | 0 | 0 | 0 | 1615.33 | 1677
PS | 0 | 0 | 0 | 0 | 0 | 0
PV | 0 | 0 | 0 | 0 | 0 | 0
PeakG | 0 | 0 | 0 | 0 | 0 | 0
PeakO | 0 | 0 | 0 | 0 | 0 | 0
ST | 0 | 0 | 0 | 0 | 0 | 0
STOG | 7966.69 | 0 | 726.53 | 0 | 0 | 0
STWD | 0 | 0 | 0 | 0 | 0 | 0
WT | 0 | 0 | 0 | 0 | 0 | 0
IGCC | 0 | 0 | 0 | 0 | 0 | 0
DemandResponse | 0 | 0 | 0 | 0 | 0 | 0
IGCC-CCS | 0 | 0 | 0 | 0 | 0 | 0
WT_off | 0 | 0 | 0 | 0 | 0 | 0
PseudoUnit | 0 | 0 | 0 | 0 | 0 | 0
FixedInterchange | 0 | 0 | 0 | 0 | 0 | 0
Retirements of Capacity by Reporting Type: MAPP_US
ReportingType | 2015 | 2020 | 2025 | 2030 | 2035 | 2040
BM | 0 | 0 | 0 | 0 | 0 | 0
CC | 138.65 | 0 | 0 | 0 | 0 | 0
CSP | 0 | 0 | 0 | 0 | 0 | 0
CT | 0 | 0 | 0 | 8.3 | 171.57 | 0
Coal | 715.5 | 471 | 0 | 0 | 0 | 0
Geo | 0 | 0 | 0 | 0 | 0 | 0
H | 0 | 0 | 0 | 0 | 0 | 0
LFG | 0 | 0 | 0 | 0 | 0 | 0
Nuc | 0 | 0 | 0 | 0 | 0 | 0
PS | 0 | 0 | 0 | 0 | 0 | 0
PV | 0 | 0 | 0 | 0 | 0 | 0
PeakG | 20.99 | 0 | 219.05 | 0 | 0 | 0
PeakO | 345.99 | 0 | 0 | 0 | 0 | 0
ST | 0 | 0 | 0 | 0 | 0 | 0
STOG | 36 | 0 | 0 | 0 | 0 | 0
STWD | 0 | 0 | 0 | 0 | 0 | 0
WT | 0 | 0 | 0 | 0 | 0 | 0
IGCC | 0 | 0 | 0 | 0 | 0 | 0
DemandResponse | 0 | 0 | 0 | 0 | 0 | 0
IGCC-CCS | 0 | 0 | 0 | 0 | 0 | 0
WT_off | 0 | 0 | 0 | 0 | 0 | 0
PseudoUnit | 0 | 0 | 0 | 0 | 0 | 0
FixedInterchange | 0 | 0 | 0 | 0 | 0 | 0
Retirements of Capacity by Reporting Type: MISO_IN
ReportingType | 2015 | 2020 | 2025 | 2030 | 2035 | 2040
BM | 0 | 0 | 0 | 0 | 0 | 0
CC | 0 | 0 | 0 | 0 | 0 | 0
CSP | 0 | 0 | 0 | 0 | 0 | 0
CT | 0 | 0 | 0 | 0 | 0 | 0
Coal | 1360.9 | 0 | 469 | 0 | 0 | 0
Geo | 0 | 0 | 0 | 0 | 0 | 0
H | 0 | 0 | 0 | 0 | 0 | 0
LFG | 0 | 0 | 0 | 0 | 0 | 0
Nuc | 0 | 0 | 0 | 0 | 0 | 0
PS | 0 | 0 | 0 | 0 | 0 | 0
PV | 0 | 0 | 0 | 0 | 0 | 13.74
PeakG | 0 | 0 | 0 | 0 | 0 | 0
PeakO | 0 | 0 | 0 | 0 | 0 | 0.02
ST | 0 | 0 | 0 | 0 | 0 | 0
STOG | 0 | 0 | 0 | 0 | 0 | 279
STWD | 0 | 0 | 0 | 0 | 0 | 0
WT | 0 | 0 | 0 | 0 | 0 | 0
IGCC | 0 | 0 | 0 | 0 | 0 | 0
DemandResponse | 0 | 0 | 0 | 0 | 0 | 0
IGCC-CCS | 0 | 0 | 0 | 0 | 0 | 0
WT_off | 0 | 0 | 0 | 0 | 0 | 0
PseudoUnit | 0 | 0 | 0 | 0 | 0 | 0
FixedInterchange | 0 | 0 | 0 | 0 | 0 | 0
Retirements of Capacity by Reporting Type: MISO_MI
ReportingType | 2015 | 2020 | 2025 | 2030 | 2035 | 2040
BM | 0 | 0 | 0 | 0 | 0 | 0
CC | 0 | 0 | 0 | 0 | 0 | 21.99
CSP | 0 | 0 | 0 | 0 | 0 | 0
CT | 0 | 0 | 0 | 0 | 0 | 0
Coal | 4067.21 | 891.66 | 623.1 | 0 | 0 | 0
Geo | 0 | 0 | 0 | 0 | 0 | 0
H | 0 | 0 | 0 | 0 | 0 | 0
LFG | 0 | 0 | 0 | 0 | 0 | 0
Nuc | 0 | 0 | 0 | 0 | 778 | 0
PS | 0 | 0 | 0 | 0 | 0 | 0
PV | 0 | 0 | 0 | 0 | 0 | 0
PeakG | 0 | 0 | 0 | 0 | 0 | 0
PeakO | 0 | 0 | 0 | 0 | 0 | 0.02
ST | 0 | 0 | 0 | 0 | 0 | 0
STOG | 0 | 0 | 712.67 | 1210.73 | 0 | 928.59
STWD | 0 | 0 | 0 | 0 | 0 | 0
WT | 0 | 0 | 0 | 0 | 0 | 0
IGCC | 0 | 0 | 0 | 0 | 0 | 0
DemandResponse | 0 | 0 | 0 | 0 | 0 | 0
IGCC-CCS | 0 | 0 | 0 | 0 | 0 | 0
WT_off | 0 | 0 | 0 | 0 | 0 | 0
PseudoUnit | 0 | 0 | 0 | 0 | 0 | 0
FixedInterchange | 0 | 0 | 0 | 0 | 0 | 0
Retirements of Capacity by Reporting Type: MISO_MO-IL
ReportingType | 2015 | 2020 | 2025 | 2030 | 2035 | 2040
BM | 0 | 0 | 0 | 0 | 0 | 0
CC | 0 | 0 | 0 | 0 | 0 | 0
CSP | 0 | 0 | 0 | 0 | 0 | 0
CT | 0 | 0 | 0 | 0 | 0 | 0
Coal | 2576.66 | 957.99 | 263.03 | 0 | 0 | 0
Geo | 0 | 0 | 0 | 0 | 0 | 0
H | 0 | 0 | 0 | 0 | 0 | 0
LFG | 0 | 0 | 0 | 0 | 0 | 0
Nuc | 0 | 0 | 0 | 0 | 0 | 0
PS | 0 | 0 | 0 | 0 | 0 | 0
PV | 0 | 0 | 0 | 0 | 0 | 0
PeakG | 0 | 0 | 0 | 0 | 0 | 0
PeakO | 0 | 0 | 0 | 0 | 0 | 0.02
ST | 0 | 0 | 0 | 0 | 0 | 0
STOG | 0 | 0 | 591.97 | 0.01 | 0 | 0.02
STWD | 0 | 0 | 0 | 0 | 0 | 0
WT | 0 | 0 | 0 | 0 | 0 | 0
IGCC | 0 | 0 | 0 | 0 | 0 | 0
DemandResponse | 0 | 0 | 0 | 0 | 0 | 0
IGCC-CCS | 0 | 0 | 0 | 0 | 0 | 0
WT_off | 0 | 0 | 0 | 0 | 0 | 0
PseudoUnit | 0 | 0 | 0 | 0 | 0 | 0
FixedInterchange | 0 | 0 | 0 | 0 | 0 | 0
Retirements of Capacity by Reporting Type: MISO_W
ReportingType | 2015 | 2020 | 2025 | 2030 | 2035 | 2040
BM | 0 | 0 | 0 | 0 | 0 | 0
CC | 0 | 0 | 0 | 0 | 0 | 61.98
CSP | 0 | 0 | 0 | 0 | 0 | 0
CT | 0 | 0 | 0 | 0 | 0 | 0
Coal | 2928.56 | 0 | 262.09 | 0 | 0 | 0
Geo | 0 | 0 | 0 | 0 | 0 | 0
H | 0 | 0 | 0 | 0 | 0 | 0
LFG | 0 | 0 | 0 | 0 | 0 | 0
Nuc | 0 | 0 | 0 | 0 | 2361.23 | 0
PS | 0 | 0 | 0 | 0 | 0 | 0
PV | 0 | 0 | 0 | 0 | 0 | 0
PeakG | 0 | 0 | 0 | 0 | 0 | 0
PeakO | 0 | 0 | 0 | 0 | 0 | 0.05
ST | 0 | 0 | 0 | 0 | 0 | 0
STOG | 0 | 0 | 171.97 | 0.01 | 0 | 0.02
STWD | 0 | 0 | 0 | 0 | 0 | 0
WT | 0 | 0 | 0 | 0 | 0 | 0
IGCC | 0 | 0 | 0 | 0 | 0 | 0
DemandResponse | 0 | 0 | 0 | 0 | 0 | 0
IGCC-CCS | 0 | 0 | 0 | 0 | 0 | 0
WT_off | 0 | 0 | 0 | 0 | 0 | 0
PseudoUnit | 0 | 0 | 0 | 0 | 0 | 0
FixedInterchange | 0 | 0 | 0 | 0 | 0 | 0
Retirements of Capacity by Reporting Type: MISO_WUMS
ReportingType | 2015 | 2020 | 2025 | 2030 | 2035 | 2040
BM | 0 | 0 | 0 | 0 | 0 | 0
CC | 0 | 0 | 0 | 0 | 0 | 0
CSP | 0 | 0 | 0 | 0 | 0 | 0
CT | 0 | 0 | 0 | 0 | 0 | 0
Coal | 2450.25 | 200.56 | 845.24 | 0 | 0 | 0
Geo | 0 | 0 | 0 | 0 | 0 | 0
H | 0 | 0 | 0 | 0 | 0 | 0
LFG | 0 | 0 | 0 | 0 | 0 | 0
Nuc | 0 | 0 | 0 | 0 | 1816.9 | 0
PS | 0 | 0 | 0 | 0 | 0 | 0
PV | 0 | 0 | 0 | 0 | 0 | 0
PeakG | 0 | 0 | 0 | 0 | 0 | 0
PeakO | 0 | 0 | 0 | 0 | 0 | 0.02
ST | 0 | 0 | 0 | 0 | 0 | 0
STOG | 59.5 | 0 | 300.48 | 0 | 0 | 0.02
STWD | 0 | 0 | 0 | 0 | 0 | 0
WT | 0 | 0 | 0 | 0 | 0 | 0
IGCC | 0 | 0 | 0 | 0 | 0 | 0
DemandResponse | 0 | 0 | 0 | 0 | 0 | 0
IGCC-CCS | 0 | 0 | 0 | 0 | 0 | 0
WT_off | 0 | 0 | 0 | 0 | 0 | 0
PseudoUnit | 0 | 0 | 0 | 0 | 0 | 0
FixedInterchange | 0 | 0 | 0 | 0 | 0 | 0
Retirements of Capacity by Reporting Type: Nebraska
ReportingType | 2015 | 2020 | 2025 | 2030 | 2035 | 2040
BM | 0 | 0 | 0 | 0 | 0 | 0
CC | 0 | 0 | 0 | 0 | 0 | 0
CSP | 0 | 0 | 0 | 0 | 0 | 0
CT | 0 | 0 | 0 | 0 | 0 | 0
Coal | 0 | 0 | 0 | 0 | 0 | 0
Geo | 0 | 0 | 0 | 0 | 0 | 0
H | 0 | 0 | 0 | 0 | 0 | 0
LFG | 0 | 0 | 0 | 0 | 0 | 0
Nuc | 0 | 0 | 0 | 0 | 1251.8 | 0
PS | 0 | 0 | 0 | 0 | 0 | 0
PV | 0 | 0 | 0 | 0 | 0 | 0
PeakG | 0 | 0 | 0 | 0 | 0 | 0
PeakO | 0 | 0 | 0 | 0 | 0 | 0
ST | 0 | 0 | 0 | 0 | 0 | 0
STOG | 269.99 | 0 | 0 | 0 | 0 | 0
STWD | 0 | 0 | 0 | 0 | 0 | 0
WT | 0 | 0 | 0 | 0 | 0 | 0
IGCC | 0 | 0 | 0 | 0 | 0 | 0
DemandResponse | 0 | 0 | 0 | 0 | 0 | 0
IGCC-CCS | 0 | 0 | 0 | 0 | 0 | 0
WT_off | 0 | 0 | 0 | 0 | 0 | 0
PseudoUnit | 0 | 0 | 0 | 0 | 0 | 0
FixedInterchange | 0 | 0 | 0 | 0 | 0 | 0
Retirements of Capacity by Reporting Type: NEISO
ReportingType | 2015 | 2020 | 2025 | 2030 | 2035 | 2040
BM | 0 | 0 | 0 | 0 | 0 | 0
CC | 2825.49 | 1215.37 | 1867.49 | 357.45 | 0 | 0
CSP | 0 | 0 | 0 | 0 | 0 | 0
CT | 0 | 0 | 0 | 9.5 | 324.5 | 0
Coal | 2250.13 | 320 | 0 | 0 | 0 | 0
Geo | 0 | 0 | 0 | 0 | 0 | 0
H | 0 | 0 | 0 | 0 | 0 | 0
LFG | 0 | 0 | 0 | 0 | 0 | 0
Nuc | 0 | 0 | 0 | 0 | 1289 | 876.92
PS | 0 | 0 | 0 | 0 | 0 | 0
PV | 0 | 0 | 0 | 0 | 0 | 37.85
PeakG | 0 | 0 | 0 | 0 | 0 | 0
PeakO | 1020.8 | 0 | 0 | 0 | 0 | 0
ST | 0 | 0 | 0 | 0 | 0 | 0
STOG | 6237 | 0 | 0 | 0 | 0 | 0
STWD | 0 | 416.96 | 0 | 0 | 0 | 0
WT | 0 | 0 | 0 | 0 | 0 | 0
IGCC | 0 | 0 | 0 | 0 | 0 | 0
DemandResponse | 0 | 0 | 0 | 0 | 0 | 0
IGCC-CCS | 0 | 0 | 0 | 0 | 0 | 0
WT_off | 0 | 0 | 0 | 0 | 468 | 0
PseudoUnit | 0 | 0 | 0 | 0 | 0 | 0
FixedInterchange | 0 | 0 | 0 | 0 | 0 | 0
Retirements of Capacity by Reporting Type: NonRTO_Midwest
ReportingType | 2015 | 2020 | 2025 | 2030 | 2035 | 2040
BM | 0 | 0 | 0 | 0 | 0 | 0
CC | 0 | 0 | 0 | 0 | 0 | 0
CSP | 0 | 0 | 0 | 0 | 0 | 0
CT | 0 | 0 | 0 | 0 | 206.83 | 69.78
Coal | 1821.23 | 0 | 555.56 | 303.36 | 0 | 0
Geo | 0 | 0 | 0 | 0 | 0 | 0
H | 0 | 0 | 0 | 0 | 0 | 0
LFG | 0 | 0 | 0 | 0 | 0 | 0
Nuc | 0 | 0 | 0 | 0 | 0 | 0
PS | 0 | 0 | 0 | 0 | 0 | 0
PV | 0 | 0 | 0 | 0 | 0 | 0
PeakG | 0 | 0 | 0 | 153.98 | 91.87 | 221.31
PeakO | 0 | 0 | 0 | 12 | 0 | 0
ST | 0 | 0 | 0 | 0 | 0 | 0
STOG | 0 | 0 | 0 | 0 | 0 | 0
STWD | 0 | 0 | 0 | 0 | 0 | 0
WT | 0 | 0 | 0 | 0 | 0 | 0
IGCC | 0 | 0 | 0 | 0 | 0 | 0
DemandResponse | 0 | 0 | 0 | 0 | 0 | 0
IGCC-CCS | 0 | 0 | 0 | 0 | 0 | 0
WT_off | 0 | 0 | 0 | 0 | 0 | 0
PseudoUnit | 0 | 0 | 0 | 0 | 0 | 0
FixedInterchange | 0 | 0 | 0 | 0 | 0 | 0
Retirements of Capacity by Reporting Type: NYISO_A-F
ReportingType | 2015 | 2020 | 2025 | 2030 | 2035 | 2040
BM | 0 | 0 | 0 | 0 | 0 | 0
CC | 474.62 | 20.95 | 0 | 0 | 0 | 0
CSP | 0 | 0 | 0 | 0 | 0 | 0
CT | 0 | 0 | 0 | 0 | 0 | 0
Coal | 2251.9 | 0 | 0 | 0 | 0 | 0
Geo | 0 | 0 | 0 | 0 | 0 | 0
H | 0 | 0 | 0 | 0 | 0 | 0
LFG | 0 | 0 | 0 | 0 | 0 | 0
Nuc | 0 | 0 | 0 | 621.2 | 580.5 | 852.2
PS | 0 | 0 | 0 | 0 | 0 | 0
PV | 0 | 0 | 0 | 0 | 0 | 0
PeakG | 0 | 0 | 0 | 0 | 0 | 0
PeakO | 0 | 0 | 0 | 0 | 0 | 0
ST | 0 | 0 | 0 | 0 | 0 | 0
STOG | 1701 | 0 | 0 | 0 | 0 | 0
STWD | 0 | 0 | 0 | 0 | 0 | 0
WT | 0 | 0 | 0 | 0 | 0 | 0
IGCC | 0 | 0 | 0 | 0 | 0 | 0
DemandResponse | 0 | 0 | 0 | 0 | 0 | 0
IGCC-CCS | 0 | 0 | 0 | 0 | 0 | 0
WT_off | 0 | 0 | 0 | 0 | 0 | 0
PseudoUnit | 0 | 0 | 0 | 0 | 0 | 0
FixedInterchange | 0 | 0 | 0 | 0 | 0 | 0
Retirements of Capacity by Reporting Type: NYISO_G-I
ReportingType | 2015 | 2020 | 2025 | 2030 | 2035 | 2040
BM | 0 | 0 | 0 | 0 | 0 | 0
CC | 0 | 0 | 0 | 0 | 0 | 0
CSP | 0 | 0 | 0 | 0 | 0 | 0
CT | 0 | 0 | 0 | 0 | 0 | 0
Coal | 368.2 | 0 | 0 | 0 | 0 | 0
Geo | 0 | 0 | 0 | 0 | 0 | 0
H | 0 | 0 | 0 | 0 | 0 | 0
LFG | 0 | 0 | 0 | 0 | 0 | 0
Nuc | 0 | 0 | 0 | 0 | 1019.6 | 1025
PS | 0 | 0 | 0 | 0 | 0 | 0
PV | 0 | 0 | 0 | 0 | 0 | 0
PeakG | 0 | 0 | 0 | 0 | 0 | 0
PeakO | 0 | 0 | 0 | 0 | 0 | 0
ST | 0 | 0 | 0 | 0 | 0 | 0
STOG | 2430.99 | 0 | 0 | 0 | 0 | 0
STWD | 0 | 0 | 0 | 0 | 0 | 0
WT | 0 | 0 | 0 | 0 | 0 | 0
IGCC | 0 | 0 | 0 | 0 | 0 | 0
DemandResponse | 0 | 0 | 0 | 0 | 0 | 0
IGCC-CCS | 0 | 0 | 0 | 0 | 0 | 0
WT_off | 0 | 0 | 0 | 0 | 0 | 0
PseudoUnit | 0 | 0 | 0 | 0 | 0 | 0
FixedInterchange | 0 | 0 | 0 | 0 | 0 | 0
Retirements of Capacity by Reporting Type: NYISO_J-K
ReportingType | 2015 | 2020 | 2025 | 2030 | 2035 | 2040
BM | 0 | 0 | 0 | 0 | 0 | 0
CC | 0 | 0 | 0 | 0 | 0 | 0
CSP | 0 | 0 | 0 | 0 | 0 | 0
CT | 0 | 0 | 0 | 0 | 0 | 0
Coal | 0 | 0 | 0 | 0 | 0 | 0
Geo | 0 | 0 | 0 | 0 | 0 | 0
H | 0 | 0 | 0 | 0 | 0 | 0
LFG | 0 | 0 | 0 | 0 | 0 | 0
Nuc | 0 | 0 | 0 | 0 | 0 | 0
PS | 0 | 0 | 0 | 0 | 0 | 0
PV | 0 | 0 | 0 | 0 | 32 | 0
PeakG | 0 | 0 | 0 | 0 | 0 | 0
PeakO | 0 | 0 | 0 | 0 | 0 | 0
ST | 0 | 0 | 0 | 0 | 0 | 0
STOG | 3645.82 | 0 | 272.88 | 0 | 0 | 0
STWD | 0 | 0 | 0 | 0 | 0 | 0
WT | 0 | 0 | 0 | 0 | 0 | 0
IGCC | 0 | 0 | 0 | 0 | 0 | 0
DemandResponse | 0 | 0 | 0 | 0 | 0 | 0
IGCC-CCS | 0 | 0 | 0 | 0 | 0 | 0
WT_off | 0 | 0 | 0 | 0 | 0 | 0
PseudoUnit | 0 | 0 | 0 | 0 | 0 | 0
FixedInterchange | 0 | 0 | 0 | 0 | 0 | 0
Retirements of Capacity by Reporting Type: PJM_E
ReportingType | 2015 | 2020 | 2025 | 2030 | 2035 | 2040
BM | 0 | 0 | 0 | 0 | 0 | 0
CC | 0 | 0 | 522.81 | 0 | 0 | 0
CSP | 0 | 0 | 0 | 0 | 0 | 0
CT | 0 | 0 | 0 | 26.2 | 0 | 0
Coal | 3284.99 | 568 | 0 | 0 | 0 | 0
Geo | 0 | 0 | 0 | 0 | 0 | 0
H | 0 | 0 | 0 | 0 | 0 | 0
LFG | 0 | 0 | 0 | 0 | 0 | 0
Nuc | 0 | 614.5 | 0 | 0 | 2224 | 1174
PS | 0 | 0 | 0 | 0 | 0 | 0
PV | 0 | 0 | 0 | 0 | 25.45 | 0
PeakG | 268.5 | 0 | 0 | 0 | 0 | 0
PeakO | 2.7 | 0 | 0 | 0 | 0 | 0
ST | 0 | 0 | 0 | 0 | 0 | 0
STOG | 3252 | 0 | 0 | 0 | 0 | 0
STWD | 0 | 0 | 0 | 0 | 0 | 0
WT | 0 | 0 | 0 | 0 | 0 | 0
IGCC | 0 | 0 | 0 | 0 | 0 | 0
DemandResponse | 0 | 0 | 0 | 0 | 0 | 0
IGCC-CCS | 0 | 0 | 0 | 0 | 0 | 0
WT_off | 0 | 0 | 0 | 0 | 0 | 0
PseudoUnit | 0 | 0 | 0 | 0 | 0 | 0
FixedInterchange | 0 | 0 | 0 | 0 | 0 | 0
Retirements of Capacity by Reporting Type: PJM_ROM
ReportingType | 2015 | 2020 | 2025 | 2030 | 2035 | 2040
BM | 0 | 0 | 0 | 0 | 0 | 0
CC | 0 | 0 | 0 | 0 | 0 | 0
CSP | 0 | 0 | 0 | 0 | 0 | 0
CT | 0 | 0 | 0 | 0 | 0 | 0
Coal | 8308.04 | 0.01 | 0 | 0 | 0 | 0
Geo | 0 | 0 | 0 | 0 | 0 | 0
H | 0 | 0 | 0 | 0 | 0 | 0
LFG | 0 | 0 | 0 | 0 | 0 | 0
Nuc | 0 | 0 | 0 | 0 | 1732 | 899
PS | 0 | 0 | 0 | 0 | 0 | 0
PV | 0 | 0 | 0 | 0 | 0 | 46.85
PeakG | 0 | 0 | 0 | 0 | 0 | 0
PeakO | 270 | 0 | 1565.99 | 0 | 0 | 0
ST | 0 | 0 | 0 | 0 | 0 | 0
STOG | 4109 | 0 | 0 | 0 | 0 | 0
STWD | 0 | 0 | 0 | 0 | 0 | 0
WT | 0 | 0 | 0 | 0 | 0 | 0
IGCC | 0 | 0 | 0 | 0 | 0 | 0
DemandResponse | 0 | 0 | 0 | 0 | 0 | 0
IGCC-CCS | 0 | 0 | 0 | 0 | 0 | 0
WT_off | 0 | 0 | 0 | 0 | 0 | 0
PseudoUnit | 0 | 0 | 0 | 0 | 0 | 0
FixedInterchange | 0 | 0 | 0 | 0 | 0 | 0
Retirements of Capacity by Reporting Type: PJM_ROR
ReportingType | 2015 | 2020 | 2025 | 2030 | 2035 | 2040
BM | 0 | 0 | 0 | 0 | 0 | 192
CC | 0 | 0 | 471.18 | 0 | 0 | 0
CSP | 0 | 0 | 0 | 0 | 0 | 0
CT | 0 | 0 | 0 | 0 | 0 | 0
Coal | 13338.86 | 12167.48 | 0 | 0 | 0 | 0
Geo | 0 | 0 | 0 | 0 | 0 | 0
H | 0 | 0 | 0 | 0 | 0 | 0
LFG | 0 | 0 | 0 | 0 | 0 | 0
Nuc | 0 | 0 | 0 | 867 | 4275 | 4883.16
PS | 0 | 0 | 0 | 0 | 0 | 0
PV | 0 | 0 | 0 | 0 | 0 | 0
PeakG | 0 | 0 | 0 | 0 | 0 | 0
PeakO | 19 | 0 | 1741.99 | 0 | 0 | 0
ST | 0 | 0 | 0 | 0 | 0 | 0
STOG | 433.46 | 1475.13 | 213.4 | 0 | 0 | 0
STWD | 0 | 0 | 0 | 0 | 0 | 0
WT | 0 | 0 | 0 | 0 | 0 | 0
IGCC | 0 | 0 | 0 | 0 | 0 | 0
DemandResponse | 0 | 0 | 0 | 0 | 0 | 0
IGCC-CCS | 0 | 0 | 0 | 0 | 0 | 0
WT_off | 0 | 0 | 0 | 0 | 0 | 0
PseudoUnit | 0 | 0 | 0 | 0 | 0 | 0
FixedInterchange | 0 | 0 | 0 | 0 | 0 | 0
Retirements of Capacity by Reporting Type: SOCO
ReportingType | 2015 | 2020 | 2025 | 2030 | 2035 | 2040
BM | 0 | 0 | 0 | 0 | 0 | 0
CC | 186 | 0 | 0 | 0 | 0 | 3409.06
CSP | 0 | 0 | 0 | 0 | 0 | 0
CT | 0 | 0 | 0 | 0 | 0 | 0
Coal | 9189.05 | 1946.92 | 0 | 0 | 0 | 0
Geo | 0 | 0 | 0 | 0 | 0 | 0
H | 0 | 0 | 0 | 0 | 0 | 0
LFG | 0 | 0 | 0 | 0 | 0 | 0
Nuc | 0 | 0 | 0 | 0 | 0 | 2645.05
PS | 0 | 0 | 0 | 0 | 0 | 0
PV | 0 | 0 | 0 | 0 | 0 | 0
PeakG | 2381.72 | 0 | 2614.99 | 532.51 | 527.26 | 437.71
PeakO | 1139 | 0 | 0 | 0 | 0 | 0
ST | 0 | 0 | 0 | 0 | 0 | 0
STOG | 854 | 0 | 0 | 0 | 0 | 0
STWD | 668 | 0 | 0 | 0 | 0 | 0
WT | 0 | 0 | 0 | 0 | 0 | 0
IGCC | 0 | 0 | 0 | 0 | 0 | 0
DemandResponse | 0 | 0 | 0 | 0 | 0 | 0
IGCC-CCS | 0 | 0 | 0 | 0 | 0 | 0
WT_off | 0 | 0 | 0 | 0 | 0 | 0
PseudoUnit | 0 | 0 | 0 | 0 | 0 | 0
FixedInterchange | 0 | 0 | 0 | 0 | 0 | 0
Retirements of Capacity by Reporting Type: SPP_N
ReportingType | 2015 | 2020 | 2025 | 2030 | 2035 | 2040
BM | 0 | 0 | 0 | 0 | 0 | 0
CC | 0 | 0 | 0 | 0 | 0 | 0
CSP | 0 | 0 | 0 | 0 | 0 | 0
CT | 0 | 0 | 0 | 0 | 0 | 0
Coal | 0 | 0 | 0 | 0 | 0 | 0
Geo | 0 | 0 | 0 | 0 | 0 | 0
H | 0 | 0 | 0 | 0 | 0 | 0
LFG | 0 | 0 | 0 | 0 | 0 | 0
Nuc | 0 | 0 | 0 | 0 | 0 | 0
PS | 0 | 0 | 0 | 0 | 0 | 0
PV | 0 | 0 | 0 | 0 | 0 | 0
PeakG | 0 | 0 | 0 | 0 | 0 | 0
PeakO | 0 | 0 | 0 | 0 | 0 | 0
ST | 0 | 0 | 0 | 0 | 0 | 0
STOG | 751.06 | 0 | 997.91 | 0 | 0 | 0
STWD | 0 | 0 | 0 | 0 | 0 | 0
WT | 0 | 0 | 0 | 0 | 0 | 0
IGCC | 0 | 0 | 0 | 0 | 0 | 0
DemandResponse | 0 | 0 | 0 | 0 | 0 | 0
IGCC-CCS | 0 | 0 | 0 | 0 | 0 | 0
WT_off | 0 | 0 | 0 | 0 | 0 | 0
PseudoUnit | 0 | 0 | 0 | 0 | 0 | 0
FixedInterchange | 0 | 0 | 0 | 0 | 0 | 0
Retirements of Capacity by Reporting Type: SPP_S
ReportingType | 2015 | 2020 | 2025 | 2030 | 2035 | 2040
BM | 0 | 0 | 0 | 0 | 0 | 0
CC | 0 | 0 | 0 | 0 | 0 | 0
CSP | 0 | 0 | 0 | 0 | 0 | 0
CT | 0 | 0 | 0 | 0 | 0 | 299.94
Coal | 203.53 | 1219 | 163.47 | 0 | 0 | 0
Geo | 0 | 0 | 0 | 0 | 0 | 0
H | 0 | 0 | 0 | 0 | 0 | 0
LFG | 0 | 0 | 0 | 0 | 0 | 0
Nuc | 0 | 0 | 0 | 0 | 0 | 0
PS | 0 | 0 | 0 | 0 | 0 | 0
PV | 0 | 0 | 0 | 0 | 0 | 0
PeakG | 0 | 0 | 0 | 0 | 0 | 0
PeakO | 0 | 0 | 0 | 0 | 0 | 0
ST | 0 | 0 | 0 | 0 | 0 | 0
STOG | 6233.32 | 0 | 1794.46 | 584.19 | 0 | 757.51
STWD | 0 | 0 | 0 | 0 | 0 | 0
WT | 0 | 0 | 0 | 0 | 0 | 0
IGCC | 0 | 0 | 0 | 0 | 0 | 0
DemandResponse | 0 | 0 | 0 | 0 | 0 | 0
IGCC-CCS | 0 | 0 | 0 | 0 | 0 | 0
WT_off | 0 | 0 | 0 | 0 | 0 | 0
PseudoUnit | 0 | 0 | 0 | 0 | 0 | 0
FixedInterchange | 0 | 0 | 0 | 0 | 0 | 0
Retirements of Capacity by Reporting Type: TVA
ReportingType | 2015 | 2020 | 2025 | 2030 | 2035 | 2040
BM | 0 | 0 | 0 | 0 | 0 | 0
CC | 0 | 0 | 217.47 | 0 | 0 | 0
CSP | 0 | 0 | 0 | 0 | 0 | 0
CT | 0 | 0 | 0 | 0 | 0 | 0
Coal | 4421.59 | 0 | 665.39 | 0 | 0 | 0
Geo | 0 | 0 | 0 | 0 | 0 | 0
H | 0 | 0 | 0 | 0 | 0 | 0
LFG | 0 | 0 | 0 | 0 | 0 | 0
Nuc | 0 | 0 | 0 | 0 | 2512.33 | 1278.67
PS | 0 | 0 | 0 | 0 | 0 | 0
PV | 0 | 0 | 0 | 0 | 0 | 0
PeakG | 0 | 0 | 58.44 | 0 | 0 | 0
PeakO | 0 | 0 | 83 | 0 | 0 | 0
ST | 0 | 0 | 0 | 0 | 0 | 0
STOG | 0 | 0 | 0 | 0 | 0 | 0
STWD | 0 | 0 | 5 | 0 | 0 | 0
WT | 0 | 0 | 0 | 0 | 0 | 0
IGCC | 0 | 0 | 0 | 0 | 0 | 0
DemandResponse | 0 | 0 | 0 | 0 | 0 | 0
IGCC-CCS | 0 | 0 | 0 | 0 | 0 | 0
WT_off | 0 | 0 | 0 | 0 | 0 | 0
PseudoUnit | 0 | 0 | 0 | 0 | 0 | 0
FixedInterchange | 0 | 0 | 0 | 0 | 0 | 0
Retirements of Capacity by Reporting Type: TVA_Transmission
ReportingType | 2015 | 2020 | 2025 | 2030 | 2035 | 2040
BM | 0 | 0 | 0 | 0 | 0 | 0
CC | 0 | 0 | 0 | 0 | 0 | 0
CSP | 0 | 0 | 0 | 0 | 0 | 0
CT | 0 | 0 | 0 | 0 | 0 | 0
Coal | 0 | 0 | 0 | 0 | 0 | 0
Geo | 0 | 0 | 0 | 0 | 0 | 0
H | 0 | 0 | 0 | 0 | 0 | 0
LFG | 0 | 0 | 0 | 0 | 0 | 0
Nuc | 0 | 0 | 0 | 0 | 0 | 0
PS | 0 | 0 | 0 | 0 | 0 | 0
PV | 0 | 0 | 0 | 0 | 0 | 0
PeakG | 0 | 0 | 0 | 0 | 0 | 0
PeakO | 0 | 0 | 0 | 0 | 0 | 0
ST | 0 | 0 | 0 | 0 | 0 | 0
STOG | 0 | 0 | 0 | 0 | 0 | 0
STWD | 0 | 0 | 0 | 0 | 0 | 0
WT | 0 | 0 | 0 | 0 | 0 | 0
IGCC | 0 | 0 | 0 | 0 | 0 | 0
DemandResponse | 0 | 0 | 0 | 0 | 0 | 0
IGCC-CCS | 0 | 0 | 0 | 0 | 0 | 0
WT_off | 0 | 0 | 0 | 0 | 0 | 0
PseudoUnit | 0 | 0 | 0 | 0 | 0 | 0
FixedInterchange | 0 | 0 | 0 | 0 | 0 | 0
Retirements of Capacity by Reporting Type: VACAR
ReportingType | 2015 | 2020 | 2025 | 2030 | 2035 | 2040
BM | 0 | 0 | 0 | 0 | 0 | 0
CC | 0 | 0 | 0 | 0 | 0 | 0
CSP | 0 | 0 | 0 | 0 | 0 | 0
CT | 0 | 0 | 0 | 0 | 0 | 0
Coal | 2954 | 3110.23 | 1333.52 | 0 | 0 | 0
Geo | 0 | 0 | 0 | 0 | 0 | 0
H | 0 | 0 | 0 | 0 | 0 | 0
LFG | 0 | 0 | 0 | 0 | 0 | 0
Nuc | 0 | 0 | 0 | 0 | 3248 | 1858
PS | 0 | 0 | 0 | 0 | 0 | 0
PV | 0 | 0 | 0 | 0 | 0 | 0.92
PeakG | 0 | 0 | 0 | 0 | 0 | 0
PeakO | 0 | 0 | 0 | 0 | 0 | 0
ST | 0 | 0 | 0 | 0 | 0 | 0
STOG | 0 | 0 | 92 | 0 | 0 | 0
STWD | 0 | 0 | 0 | 0 | 0 | 0
WT | 0 | 0 | 0 | 0 | 0 | 0
IGCC | 0 | 0 | 0 | 0 | 0 | 0
DemandResponse | 0 | 0 | 0 | 0 | 0 | 0
IGCC-CCS | 0 | 0 | 0 | 0 | 0 | 0
WT_off | 0 | 0 | 0 | 0 | 0 | 0
PseudoUnit | 0 | 0 | 0 | 0 | 0 | 0
FixedInterchange | 0 | 0 | 0 | 0 | 0 | 0
Retirements of Capacity by Reporting Type: IESO
ReportingType | 2015 | 2020 | 2025 | 2030 | 2035 | 2040
BM | 0 | 0 | 0 | 0 | 0 | 0
CC | 5943 | 0 | 0 | 0 | 0 | 0
CSP | 0 | 0 | 0 | 0 | 0 | 0
CT | 0 | 0 | 0 | 0 | 367.99 | 0
Coal | 6416 | 0 | 0 | 0 | 0 | 0
Geo | 0 | 0 | 0 | 0 | 0 | 0
H | 0 | 0 | 0 | 0 | 0 | 0
LFG | 0 | 0 | 0 | 0 | 0 | 0
Nuc | 0 | 0 | 0 | 0 | 1030 | 1540
PS | 0 | 0 | 0 | 0 | 0 | 0
PV | 0 | 0 | 0 | 0 | 1067.26 | 0
PeakG | 583.99 | 0 | 0 | 0 | 0 | 0
PeakO | 175 | 0 | 0 | 0 | 0 | 0
ST | 0 | 0 | 0 | 0 | 0 | 0
STOG | 2126 | 0 | 0 | 0 | 0 | 0
STWD | 139 | 0 | 0 | 0 | 0 | 0
WT | 0 | 0 | 0 | 0 | 2105.9 | 0
IGCC | 0 | 0 | 0 | 0 | 0 | 0
DemandResponse | 0 | 0 | 0 | 0 | 0 | 0
IGCC-CCS | 0 | 0 | 0 | 0 | 0 | 0
WT_off | 0 | 0 | 0 | 0 | 0 | 0
PseudoUnit | 0 | 0 | 0 | 0 | 0 | 0
FixedInterchange | 0 | 0 | 0 | 0 | 0 | 0
Retirements of Capacity by Reporting Type: MAPP_CA
ReportingType | 2015 | 2020 | 2025 | 2030 | 2035 | 2040
BM | 0 | 0 | 0 | 0 | 0 | 0
CC | 0 | 0 | 0 | 0 | 0 | 0
CSP | 0 | 0 | 0 | 0 | 0 | 0
CT | 0 | 0 | 0 | 0 | 66.99 | 14.82
Coal | 635.1 | 0 | 301.49 | 101.4 | 0 | 0
Geo | 0 | 0 | 0 | 0 | 0 | 0
H | 0 | 0 | 0 | 0 | 0 | 0
LFG | 0 | 0 | 0 | 0 | 0 | 0
Nuc | 0 | 0 | 0 | 0 | 0 | 0
PS | 0 | 0 | 0 | 0 | 0 | 0
PV | 0 | 0 | 0 | 0 | 0 | 0
PeakG | 0 | 0 | 0 | 0 | 0 | 0
PeakO | 0 | 0 | 0 | 0 | 0 | 0
ST | 0 | 0 | 0 | 0 | 0 | 0
STOG | 0 | 0 | 0 | 0 | 0 | 84.29
STWD | 0 | 0 | 0 | 0 | 0 | 0
WT | 0 | 0 | 0 | 0 | 302.4 | 0
IGCC | 0 | 0 | 0 | 0 | 0 | 0
DemandResponse | 0 | 0 | 0 | 0 | 0 | 0
IGCC-CCS | 0 | 0 | 0 | 0 | 0 | 0
WT_off | 0 | 0 | 0 | 0 | 0 | 0
PseudoUnit | 0 | 0 | 0 | 0 | 0 | 0
FixedInterchange | 0 | 0 | 0 | 0 | 0 | 0
Retirements of Capacity by Reporting Type: AZ_NM_SNV_Coal
ReportingType | 2015 | 2020 | 2025 | 2030 | 2035 | 2040
BM | 0 | 0 | 0 | 0 | 0 | 0
CC | 0 | 0 | 0 | 0 | 0 | 0
CSP | 0 | 0 | 0 | 0 | 0 | 0
CT | 0 | 0 | 0 | 0 | 0 | 0
Coal | 0 | 0 | 0 | 0 | 0 | 0
Geo | 0 | 0 | 0 | 0 | 0 | 0
H | 0 | 0 | 0 | 0 | 0 | 0
LFG | 0 | 0 | 0 | 0 | 0 | 0
Nuc | 0 | 0 | 0 | 0 | 0 | 0
PS | 0 | 0 | 0 | 0 | 0 | 0
PV | 0 | 0 | 0 | 0 | 0 | 0
PeakG | 0 | 0 | 0 | 0 | 0 | 0
PeakO | 185 | 0 | 15 | 0 | 0 | 0
ST | 0 | 0 | 0 | 0 | 0 | 0
STOG | 0 | 0 | 0 | 0 | 0 | 0
STWD | 0 | 0 | 0 | 0 | 0 | 0
WT | 0 | 0 | 0 | 0 | 0 | 0
IGCC | 0 | 0 | 0 | 0 | 0 | 0
DemandResponse | 0 | 0 | 0 | 0 | 0 | 0
IGCC-CCS | 0 | 0 | 0 | 0 | 0 | 0
WT_off | 0 | 0 | 0 | 0 | 0 | 0
PseudoUnit | 0 | 0 | 0 | 0 | 0 | 0
FixedInterchange | 0 | 0 | 0 | 0 | 0 | 0
Retirements of Capacity by Reporting Type: AZ_NM_SNV_Gas
ReportingType | 2015 | 2020 | 2025 | 2030 | 2035 | 2040
BM | 0 | 0 | 0 | 0 | 0 | 0
CC | 1847.33 | 0 | 0 | 0 | 0 | 0
CSP | 0 | 0 | 0 | 0 | 0 | 0
CT | 0 | 0 | 0 | 0 | 736 | 0
Coal | 0 | 0 | 0 | 0 | 0 | 0
Geo | 0 | 0 | 0 | 0 | 0 | 0
H | 0 | 0 | 0 | 0 | 0 | 0
LFG | 0 | 0 | 0 | 0 | 0 | 0
Nuc | 0 | 0 | 0 | 0 | 0 | 0
PS | 0 | 0 | 0 | 0 | 0 | 0
PV | 0 | 0 | 0 | 0 | 0 | 0
PeakG | 0 | 0 | 1188.12 | 0 | 0 | 2471.87
PeakO | 0 | 0 | 0 | 0 | 0 | 0
ST | 0 | 0 | 0 | 0 | 0 | 0
STOG | 2064 | 0 | 0 | 0 | 0 | 0
STWD | 0 | 0 | 0 | 0 | 0 | 0
WT | 0 | 0 | 0 | 0 | 0 | 0
IGCC | 0 | 0 | 0 | 0 | 0 | 0
DemandResponse | 0 | 0 | 0 | 0 | 0 | 0
IGCC-CCS | 0 | 0 | 0 | 0 | 0 | 0
WT_off | 0 | 0 | 0 | 0 | 0 | 0
PseudoUnit | 0 | 0 | 0 | 0 | 0 | 0
FixedInterchange | 0 | 0 | 0 | 0 | 0 | 0
Retirements of Capacity by Reporting Type: AZ_NM_SNV_NucRenew
ReportingType | 2015 | 2020 | 2025 | 2030 | 2035 | 2040
BM | 0 | 0 | 0 | 0 | 0 | 0
CC | 0 | 0 | 0 | 0 | 0 | 0
CSP | 65 | 0 | 0 | 0 | 0 | 0
CT | 0 | 0 | 0 | 0 | 0 | 0
Coal | 0 | 0 | 0 | 0 | 0 | 0
Geo | 0 | 0 | 0 | 0 | 0 | 0
H | 0 | 0 | 0 | 0 | 0 | 0
LFG | 0 | 0 | 0 | 0 | 0 | 0
Nuc | 0 | 0 | 0 | 0 | 0 | 0
PS | 0 | 0 | 0 | 0 | 0 | 0
PV | 0 | 0 | 0 | 0 | 0 | 0
PeakG | 0 | 0 | 0 | 0 | 0 | 0
PeakO | 0 | 0 | 0 | 0 | 0 | 0
ST | 0 | 0 | 0 | 0 | 0 | 0
STOG | 0 | 0 | 0 | 0 | 0 | 0
STWD | 0 | 0 | 0 | 0 | 0 | 0
WT | 0 | 0 | 0 | 0 | 0 | 0
IGCC | 0 | 0 | 0 | 0 | 0 | 0
DemandResponse | 0 | 0 | 0 | 0 | 0 | 0
IGCC-CCS | 0 | 0 | 0 | 0 | 0 | 0
WT_off | 0 | 0 | 0 | 0 | 0 | 0
PseudoUnit | 0 | 0 | 0 | 0 | 0 | 0
FixedInterchange | 0 | 0 | 0 | 0 | 0 | 0
Retirements of Capacity by Reporting Type: ERCOT
ReportingType | 2015 | 2020 | 2025 | 2030 | 2035 | 2040
BM | 0 | 0 | 0 | 0 | 0 | 0
CC | 0 | 0 | 0 | 0 | 0 | 0
CSP | 0 | 0 | 0 | 0 | 0 | 0
CT | 0 | 0 | 0 | 0 | 249.99 | 0
Coal | 1144 | 0 | 0 | 0 | 0 | 0
Geo | 0 | 0 | 0 | 0 | 0 | 0
H | 0 | 0 | 0 | 0 | 0 | 0
LFG | 0 | 0 | 0 | 0 | 0 | 0
Nuc | 0 | 0 | 0 | 0 | 0 | 0
PS | 0 | 0 | 0 | 0 | 0 | 0
PV | 0 | 0 | 0 | 0 | 14 | 0
PeakG | 0 | 0 | 0 | 0 | 0 | 0
PeakO | 0 | 0 | 0 | 0 | 0 | 0
ST | 0 | 0 | 0 | 0 | 0 | 0
STOG | 3503.08 | 826.35 | 4104.53 | 1402.65 | 958.09 | 1202.55
STWD | 0 | 0 | 0 | 0 | 0 | 0
WT | 0 | 0 | 0 | 0 | 0 | 0
IGCC | 0 | 0 | 0 | 0 | 0 | 0
DemandResponse | 0 | 0 | 0 | 0 | 0 | 0
IGCC-CCS | 0 | 0 | 0 | 0 | 0 | 0
WT_off | 0 | 0 | 0 | 0 | 0 | 0
PseudoUnit | 0 | 0 | 0 | 0 | 0 | 0
FixedInterchange | 0 | 0 | 0 | 0 | 0 | 0
Retirements of Capacity by Reporting Type: NP15
ReportingType | 2015 | 2020 | 2025 | 2030 | 2035 | 2040
BM | 0 | 0 | 0 | 0 | 0 | 0
CC | 0 | 0 | 0 | 0 | 0 | 0
CSP | 0 | 0 | 0 | 0 | 0 | 0
CT | 0 | 0 | 0 | 0 | 0 | 0
Coal | 163.7 | 28.2 | 0 | 0 | 0 | 0
Geo | 0 | 0 | 0 | 0 | 0 | 0
H | 0 | 0 | 0 | 0 | 0 | 0
LFG | 0 | 0 | 0 | 0 | 0 | 0
Nuc | 0 | 0 | 0 | 0 | 0 | 0
PS | 0 | 0 | 0 | 0 | 0 | 0
PV | 0 | 0 | 0 | 0 | 6.5 | 0
PeakG | 0 | 0 | 0 | 0 | 0 | 0
PeakO | 156 | 0 | 0 | 0 | 0 | 0
ST | 0 | 0 | 0 | 0 | 0 | 0
STOG | 1107.29 | 89.15 | 82.77 | 0 | 0 | 0
STWD | 0 | 0 | 0 | 0 | 0 | 0
WT | 0 | 0 | 0 | 0 | 0 | 0
IGCC | 0 | 0 | 0 | 0 | 0 | 0
DemandResponse | 0 | 0 | 0 | 0 | 0 | 0
IGCC-CCS | 0 | 0 | 0 | 0 | 0 | 0
WT_off | 0 | 0 | 0 | 0 | 0 | 0
PseudoUnit | 0 | 0 | 0 | 0 | 0 | 0
FixedInterchange | 0 | 0 | 0 | 0 | 0 | 0
Retirements of Capacity by Reporting Type: NWPP_Coal
ReportingType | 2015 | 2020 | 2025 | 2030 | 2035 | 2040
BM | 0 | 0 | 0 | 0 | 0 | 0
CC | 0 | 0 | 0 | 0 | 0 | 0
CSP | 0 | 0 | 0 | 0 | 0 | 0
CT | 0 | 0 | 0 | 0 | 0 | 0
Coal | 726.02 | 0 | 0 | 0 | 0 | 0
Geo | 0 | 0 | 0 | 0 | 0 | 0
H | 0 | 0 | 0 | 0 | 0 | 0
LFG | 0 | 0 | 0 | 0 | 0 | 0
Nuc | 0 | 0 | 0 | 0 | 0 | 0
PS | 0 | 0 | 0 | 0 | 0 | 0
PV | 0 | 0 | 0 | 0 | 0 | 0
PeakG | 0 | 0 | 0 | 0 | 0 | 0
PeakO | 183 | 0 | 0 | 0 | 0 | 0
ST | 0 | 0 | 0 | 0 | 0 | 0
STOG | 0 | 0 | 0 | 0 | 0 | 0
STWD | 0 | 0 | 0 | 0 | 0 | 0
WT | 0 | 0 | 0 | 0 | 0 | 0
IGCC | 0 | 0 | 0 | 0 | 0 | 0
DemandResponse | 0 | 0 | 0 | 0 | 0 | 0
IGCC-CCS | 0 | 0 | 0 | 0 | 0 | 0
WT_off | 0 | 0 | 0 | 0 | 0 | 0
PseudoUnit | 0 | 0 | 0 | 0 | 0 | 0
FixedInterchange | 0 | 0 | 0 | 0 | 0 | 0
Retirements of Capacity by Reporting Type: NWPP_Gas
ReportingType | 2015 | 2020 | 2025 | 2030 | 2035 | 2040
BM | 0 | 0 | 0 | 0 | 0 | 0
CC | 4469.14 | 0 | 0 | 0 | 0 | 0
CSP | 0 | 0 | 0 | 0 | 0 | 0
CT | 0 | 0 | 0 | 0 | 150 | 0
Coal | 0 | 0 | 0 | 0 | 0 | 0
Geo | 0 | 0 | 0 | 0 | 0 | 0
H | 0 | 0 | 0 | 0 | 0 | 0
LFG | 0 | 0 | 0 | 0 | 0 | 0
Nuc | 0 | 0 | 0 | 0 | 0 | 0
PS | 0 | 0 | 0 | 0 | 0 | 0
PV | 0 | 0 | 0 | 0 | 0 | 0
PeakG | 2623 | 0 | 0 | 0 | 0 | 0
PeakO | 0 | 0 | 0 | 0 | 0 | 0
ST | 0 | 0 | 0 | 0 | 0 | 0
STOG | 786 | 0 | 0 | 0 | 0 | 0
STWD | 0 | 0 | 0 | 0 | 0 | 0
WT | 0 | 0 | 0 | 0 | 0 | 0
IGCC | 0 | 0 | 0 | 0 | 0 | 0
DemandResponse | 0 | 0 | 0 | 0 | 0 | 0
IGCC-CCS | 0 | 0 | 0 | 0 | 0 | 0
WT_off | 0 | 0 | 0 | 0 | 0 | 0
PseudoUnit | 0 | 0 | 0 | 0 | 0 | 0
FixedInterchange | 0 | 0 | 0 | 0 | 0 | 0
Retirements of Capacity by Reporting Type: NWPP_NucRenew
ReportingType | 2015 | 2020 | 2025 | 2030 | 2035 | 2040
BM | 0 | 0 | 0 | 0 | 0 | 0
CC | 0 | 0 | 0 | 0 | 0 | 0
CSP | 0 | 0 | 0 | 0 | 0 | 0
CT | 0 | 0 | 0 | 0 | 0 | 0
Coal | 0 | 0 | 0 | 0 | 0 | 0
Geo | 4.8 | 0 | 0 | 0 | 0 | 0
H | 0 | 0 | 0 | 0 | 0 | 0
LFG | 0 | 0 | 0 | 0 | 0 | 0
Nuc | 0 | 0 | 0 | 0 | 0 | 0
PS | 0 | 0 | 0 | 0 | 0 | 0
PV | 0 | 0 | 0 | 0 | 0 | 0
PeakG | 0 | 0 | 0 | 0 | 0 | 0
PeakO | 0 | 0 | 0 | 0 | 0 | 0
ST | 0 | 0 | 0 | 0 | 0 | 0
STOG | 0 | 0 | 0 | 0 | 0 | 0
STWD | 561 | 0 | 0 | 0 | 0 | 0
WT | 0 | 0 | 0 | 0 | 0 | 0
IGCC | 0 | 0 | 0 | 0 | 0 | 0
DemandResponse | 0 | 0 | 0 | 0 | 0 | 0
IGCC-CCS | 0 | 0 | 0 | 0 | 0 | 0
WT_off | 0 | 0 | 0 | 0 | 0 | 0
PseudoUnit | 0 | 0 | 0 | 0 | 0 | 0
FixedInterchange | 0 | 0 | 0 | 0 | 0 | 0
Retirements of Capacity by Reporting Type: RMPA
ReportingType | 2015 | 2020 | 2025 | 2030 | 2035 | 2040
BM | 0 | 0 | 0 | 0 | 0 | 0
CC | 934.98 | 22.53 | 1644.08 | 0 | 0 | 0
CSP | 1 | 0 | 0 | 0 | 0 | 0
CT | 0 | 0 | 0 | 0 | 10.55 | 0
Coal | 726.99 | 170.5 | 352.01 | 0 | 0 | 0
Geo | 0 | 0 | 0 | 0 | 0 | 0
H | 0 | 0 | 0 | 0 | 0 | 0
LFG | 0 | 0 | 0 | 0 | 0 | 0
Nuc | 0 | 0 | 0 | 0 | 0 | 0
PS | 0 | 0 | 0 | 0 | 0 | 0
PV | 0 | 0 | 0 | 0 | 0 | 0
PeakG | 0 | 0 | 0 | 0 | 0 | 0
PeakO | 187 | 0 | 0 | 0 | 0 | 0
ST | 0 | 0 | 0 | 0 | 0 | 0
STOG | 217 | 0 | 0 | 0 | 0 | 0
STWD | 0 | 0 | 0 | 0 | 0 | 0
WT | 0 | 0 | 0 | 0 | 0 | 0
IGCC | 0 | 0 | 0 | 0 | 0 | 0
DemandResponse | 0 | 0 | 0 | 0 | 0 | 0
IGCC-CCS | 0 | 0 | 0 | 0 | 0 | 0
WT_off | 0 | 0 | 0 | 0 | 0 | 0
PseudoUnit | 0 | 0 | 0 | 0 | 0 | 0
FixedInterchange | 0 | 0 | 0 | 0 | 0 | 0
Retirements of Capacity by Reporting Type: SP15
ReportingType | 2015 | 2020 | 2025 | 2030 | 2035 | 2040
BM | 0 | 0 | 0 | 0 | 0 | 0
CC | 0 | 0 | 0 | 0 | 0 | 0
CSP | 409 | 0 | 0 | 0 | 0 | 0
CT | 0 | 0 | 0 | 0 | 0 | 0
Coal | 141.5 | 101.2 | 0 | 0 | 0 | 0
Geo | 0 | 0 | 0 | 0 | 0 | 0
H | 0 | 0 | 0 | 0 | 0 | 0
LFG | 0 | 0 | 0 | 0 | 0 | 0
Nuc | 0 | 0 | 0 | 0 | 0 | 0
PS | 0 | 0 | 0 | 0 | 0 | 0
PV | 0 | 0 | 0 | 0 | 3.8 | 0
PeakG | 44 | 0 | 0 | 0 | 0 | 0
PeakO | 15 | 0 | 0 | 0 | 0 | 0
ST | 0 | 0 | 0 | 0 | 0 | 0
STOG | 3505.85 | 1802.37 | 486.05 | 0 | 0 | 0
STWD | 0 | 0 | 0 | 0 | 0 | 0
WT | 126.2 | 0 | 0 | 0 | 0 | 0
IGCC | 0 | 0 | 0 | 0 | 0 | 0
DemandResponse | 0 | 0 | 0 | 0 | 0 | 0
IGCC-CCS | 0 | 0 | 0 | 0 | 0 | 0
WT_off | 0 | 0 | 0 | 0 | 0 | 0
PseudoUnit | 0 | 0 | 0 | 0 | 0 | 0
FixedInterchange | 0 | 0 | 0 | 0 | 0 | 0
Retirements of Capacity by Reporting Type: ALB
ReportingType | 2015 | 2020 | 2025 | 2030 | 2035 | 2040
BM | 0 | 0 | 0 | 0 | 0 | 0
CC | 0 | 0 | 0 | 0 | 0 | 960.4
CSP | 0 | 0 | 0 | 0 | 0 | 0
CT | 0 | 0 | 0 | 0 | 201.5 | 0
Coal | 0 | 0 | 0 | 0 | 0 | 0
Geo | 0 | 0 | 0 | 0 | 0 | 0
H | 0 | 0 | 0 | 0 | 0 | 0
LFG | 0 | 0 | 0 | 0 | 0 | 0
Nuc | 0 | 0 | 0 | 0 | 0 | 0
PS | 0 | 0 | 0 | 0 | 0 | 0
PV | 0 | 0 | 0 | 0 | 0 | 0
PeakG | 1034.79 | 180.23 | 136.41 | 0 | 0 | 0
PeakO | 6 | 0 | 0 | 0 | 0 | 0
ST | 0 | 0 | 0 | 0 | 0 | 0
STOG | 186 | 0 | 0 | 0 | 0 | 0
STWD | 174 | 0 | 0 | 0 | 0 | 0
WT | 0 | 0 | 0 | 0 | 0 | 0
IGCC | 0 | 0 | 0 | 0 | 0 | 0
DemandResponse | 0 | 0 | 0 | 0 | 0 | 0
IGCC-CCS | 0 | 0 | 0 | 0 | 0 | 0
WT_off | 0 | 0 | 0 | 0 | 0 | 0
PseudoUnit | 0 | 0 | 0 | 0 | 0 | 0
FixedInterchange | 0 | 0 | 0 | 0 | 0 | 0
Retirements of Capacity by Reporting Type: BC
ReportingType | 2015 | 2020 | 2025 | 2030 | 2035 | 2040
BM | 0 | 0 | 0 | 0 | 0 | 0
CC | 0 | 0 | 0 | 0 | 0 | 0
CSP | 0 | 0 | 0 | 0 | 0 | 0
CT | 0 | 0 | 0 | 0 | 0 | 0
Coal | 0 | 0 | 0 | 0 | 0 | 0
Geo | 0 | 0 | 0 | 0 | 0 | 0
H | 0 | 0 | 0 | 0 | 0 | 0
LFG | 0 | 0 | 0 | 0 | 0 | 0
Nuc | 0 | 0 | 0 | 0 | 0 | 0
PS | 0 | 0 | 0 | 0 | 0 | 0
PV | 0 | 0 | 0 | 0 | 0 | 0
PeakG | 0 | 0 | 109.14 | 31.86 | 0 | 0
PeakO | 0 | 0 | 44 | 0 | 0 | 0
ST | 0 | 0 | 0 | 0 | 0 | 0
STOG | 938 | 0 | 0 | 0 | 0 | 0
STWD | 114.43 | 274.97 | 120.59 | 0 | 0 | 0
WT | 0 | 0 | 0 | 0 | 0 | 0
IGCC | 0 | 0 | 0 | 0 | 0 | 0
DemandResponse | 0 | 0 | 0 | 0 | 0 | 0
IGCC-CCS | 0 | 0 | 0 | 0 | 0 | 0
WT_off | 0 | 0 | 0 | 0 | 0 | 0
PseudoUnit | 0 | 0 | 0 | 0 | 0 | 0
FixedInterchange | 0 | 0 | 0 | 0 | 0 | 0
Retirements of Capacity by Reporting Type: HQ_IESO
ReportingType | 2015 | 2020 | 2025 | 2030 | 2035 | 2040
BM | 0 | 0 | 0 | 0 | 0 | 0
CC | 0 | 0 | 0 | 0 | 0 | 0
CSP | 0 | 0 | 0 | 0 | 0 | 0
CT | 0 | 0 | 0 | 0 | 0 | 0
Coal | 0 | 0 | 0 | 0 | 0 | 0
Geo | 0 | 0 | 0 | 0 | 0 | 0
H | 0 | 0 | 0 | 0 | 0 | 0
LFG | 0 | 0 | 0 | 0 | 0 | 0
Nuc | 0 | 0 | 0 | 0 | 0 | 0
PS | 0 | 0 | 0 | 0 | 0 | 0
PV | 0 | 0 | 0 | 0 | 0 | 0
PeakG | 0 | 0 | 0 | 0 | 0 | 0
PeakO | 0 | 0 | 0 | 0 | 0 | 0
ST | 0 | 0 | 0 | 0 | 0 | 0
STOG | 0 | 0 | 0 | 0 | 0 | 0
STWD | 0 | 0 | 0 | 0 | 0 | 0
WT | 0 | 0 | 0 | 0 | 0 | 0
IGCC | 0 | 0 | 0 | 0 | 0 | 0
DemandResponse | 0 | 0 | 0 | 0 | 0 | 0
IGCC-CCS | 0 | 0 | 0 | 0 | 0 | 0
WT_off | 0 | 0 | 0 | 0 | 0 | 0
PseudoUnit | 0 | 0 | 0 | 0 | 0 | 0
FixedInterchange | 0 | 0 | 0 | 0 | 0 | 0
Retirements of Capacity by Reporting Type: HQ_NEISO
ReportingType | 2015 | 2020 | 2025 | 2030 | 2035 | 2040
BM | 0 | 0 | 0 | 0 | 0 | 0
CC | 0 | 0 | 0 | 0 | 0 | 0
CSP | 0 | 0 | 0 | 0 | 0 | 0
CT | 0 | 0 | 0 | 0 | 0 | 0
Coal | 0 | 0 | 0 | 0 | 0 | 0
Geo | 0 | 0 | 0 | 0 | 0 | 0
H | 0 | 0 | 0 | 0 | 0 | 0
LFG | 0 | 0 | 0 | 0 | 0 | 0
Nuc | 0 | 0 | 0 | 0 | 0 | 0
PS | 0 | 0 | 0 | 0 | 0 | 0
PV | 0 | 0 | 0 | 0 | 0 | 0
PeakG | 0 | 0 | 0 | 0 | 0 | 0
PeakO | 0 | 0 | 0 | 0 | 0 | 0
ST | 0 | 0 | 0 | 0 | 0 | 0
STOG | 0 | 0 | 0 | 0 | 0 | 0
STWD | 0 | 0 | 0 | 0 | 0 | 0
WT | 0 | 0 | 0 | 0 | 0 | 0
IGCC | 0 | 0 | 0 | 0 | 0 | 0
DemandResponse | 0 | 0 | 0 | 0 | 0 | 0
IGCC-CCS | 0 | 0 | 0 | 0 | 0 | 0
WT_off | 0 | 0 | 0 | 0 | 0 | 0
PseudoUnit | 0 | 0 | 0 | 0 | 0 | 0
FixedInterchange | 0 | 0 | 0 | 0 | 0 | 0
Retirements of Capacity by Reporting Type: HQ_NY
ReportingType | 2015 | 2020 | 2025 | 2030 | 2035 | 2040
BM | 0 | 0 | 0 | 0 | 0 | 0
CC | 0 | 0 | 0 | 0 | 0 | 0
CSP | 0 | 0 | 0 | 0 | 0 | 0
CT | 0 | 0 | 0 | 0 | 0 | 0
Coal | 0 | 0 | 0 | 0 | 0 | 0
Geo | 0 | 0 | 0 | 0 | 0 | 0
H | 0 | 0 | 0 | 0 | 0 | 0
LFG | 0 | 0 | 0 | 0 | 0 | 0
Nuc | 0 | 0 | 0 | 0 | 0 | 0
PS | 0 | 0 | 0 | 0 | 0 | 0
PV | 0 | 0 | 0 | 0 | 0 | 0
PeakG | 0 | 0 | 0 | 0 | 0 | 0
PeakO | 0 | 0 | 0 | 0 | 0 | 0
ST | 0 | 0 | 0 | 0 | 0 | 0
STOG | 0 | 0 | 0 | 0 | 0 | 0
STWD | 0 | 0 | 0 | 0 | 0 | 0
WT | 0 | 0 | 0 | 0 | 0 | 0
IGCC | 0 | 0 | 0 | 0 | 0 | 0
DemandResponse | 0 | 0 | 0 | 0 | 0 | 0
IGCC-CCS | 0 | 0 | 0 | 0 | 0 | 0
WT_off | 0 | 0 | 0 | 0 | 0 | 0
PseudoUnit | 0 | 0 | 0 | 0 | 0 | 0
FixedInterchange | 0 | 0 | 0 | 0 | 0 | 0
Retirements of Capacity by Reporting Type: MARITIMES
ReportingType | 2015 | 2020 | 2025 | 2030 | 2035 | 2040
BM | 0 | 0 | 0 | 0 | 0 | 0
CC | 0 | 0 | 0 | 0 | 0 | 0
CSP | 0 | 0 | 0 | 0 | 0 | 0
CT | 0 | 0 | 0 | 0 | 0 | 0
Coal | 0 | 0 | 0 | 0 | 0 | 0
Geo | 0 | 0 | 0 | 0 | 0 | 0
H | 0 | 0 | 0 | 0 | 0 | 0
LFG | 0 | 0 | 0 | 0 | 0 | 0
Nuc | 0 | 0 | 0 | 0 | 0 | 0
PS | 0 | 0 | 0 | 0 | 0 | 0
PV | 0 | 0 | 0 | 0 | 0 | 0
PeakG | 0 | 0 | 0 | 0 | 0 | 0
PeakO | 0 | 0 | 0 | 0 | 0 | 0
ST | 0 | 0 | 0 | 0 | 0 | 0
STOG | 0 | 0 | 0 | 0 | 0 | 0
STWD | 0 | 0 | 0 | 0 | 0 | 0
WT | 0 | 0 | 0 | 0 | 0 | 0
IGCC | 0 | 0 | 0 | 0 | 0 | 0
DemandResponse | 0 | 0 | 0 | 0 | 0 | 0
IGCC-CCS | 0 | 0 | 0 | 0 | 0 | 0
WT_off | 0 | 0 | 0 | 0 | 0 | 0
PseudoUnit | 0 | 0 | 0 | 0 | 0 | 0
FixedInterchange | 0 | 0 | 0 | 0 | 0 | 0
Retirements of Capacity by Reporting Type: All
ReportingType | 2015 | 2020 | 2025 | 2030 | 2035 | 2040
BM | 0 | 0 | 0 | 0 | 0 | 192
CC | 16819.2 | 1258.85 | 4723.04 | 611.9 | 0 | 4453.43
CSP | 475 | 0 | 0 | 0 | 0 | 0
CT | 0 | 0 | 0 | 44 | 2485.92 | 384.55
Coal | 73472.78 | 23021.77 | 5833.9 | 404.76 | 0 | 0
Geo | 4.8 | 0 | 0 | 0 | 0 | 0
H | 0 | 0 | 0 | 0 | 0 | 0
LFG | 0 | 0 | 0 | 0 | 0 | 0
Nuc | 0 | 614.5 | 0 | 1488.2 | 26575.7 | 19706
PS | 0 | 0 | 0 | 0 | 0 | 0
PV | 0 | 0 | 0 | 0 | 1149.3 | 103.38
PeakG | 6956.99 | 180.23 | 4326.16 | 878.15 | 619.13 | 3130.89
PeakO | 3704.49 | 0 | 3449.98 | 186 | 0 | 0.12
ST | 0 | 0 | 0 | 0 | 0 | 0
STOG | 64659.65 | 4987.74 | 12371.27 | 3197.59 | 958.09 | 3252
STWD | 1656.43 | 691.94 | 305.72 | 25.87 | 0 | 0
WT | 126.2 | 0 | 0 | 0 | 2408.3 | 0
IGCC | 0 | 0 | 0 | 0 | 0 | 0
DemandResponse | 0 | 0 | 0 | 0 | 0 | 0
IGCC-CCS | 0 | 0 | 0 | 0 | 0 | 0
WT_off | 0 | 0 | 0 | 0 | 468 | 0
PseudoUnit | 0 | 0 | 0 | 0 | 0 | 0
FixedInterchange | 0 | 0 | 0 | 0 | 0 | 0
Retirements of Capacity by Reporting Type: EI_US
ReportingType | 2015 | 2020 | 2025 | 2030 | 2035 | 2040
BM | 0 | 0 | 0 | 0 | 0 | 192
CC | 3624.76 | 1236.32 | 3078.96 | 611.9 | 0 | 3493.03
CSP | 0 | 0 | 0 | 0 | 0 | 0
CT | 0 | 0 | 0 | 44 | 702.9 | 369.73
Coal | 63519.47 | 22721.87 | 5180.4 | 303.36 | 0 | 0
Geo | 0 | 0 | 0 | 0 | 0 | 0
H | 0 | 0 | 0 | 0 | 0 | 0
LFG | 0 | 0 | 0 | 0 | 0 | 0
Nuc | 0 | 614.5 | 0 | 1488.2 | 25545.7 | 18166
PS | 0 | 0 | 0 | 0 | 0 | 0
PV | 0 | 0 | 0 | 0 | 57.74 | 103.38
PeakG | 2671.21 | 0 | 2892.48 | 846.29 | 619.13 | 659.02
PeakO | 2797.5 | 0 | 3390.98 | 186 | 0 | 0.11
ST | 0 | 0 | 0 | 0 | 0 | 0
STOG | 50226.43 | 2269.88 | 7697.92 | 1794.94 | 0 | 1965.16
STWD | 668 | 416.96 | 185.13 | 25.87 | 0 | 0
WT | 0 | 0 | 0 | 0 | 0 | 0
IGCC | 0 | 0 | 0 | 0 | 0 | 0
DemandResponse | 0 | 0 | 0 | 0 | 0 | 0
IGCC-CCS | 0 | 0 | 0 | 0 | 0 | 0
WT_off | 0 | 0 | 0 | 0 | 468 | 0
PseudoUnit | 0 | 0 | 0 | 0 | 0 | 0
FixedInterchange | 0 | 0 | 0 | 0 | 0 | 0
Retirements of Capacity by Reporting Type: EI_Canada
ReportingType | 2015 | 2020 | 2025 | 2030 | 2035 | 2040
BM | 0 | 0 | 0 | 0 | 0 | 0
CC | 5943 | 0 | 0 | 0 | 0 | 0
CSP | 0 | 0 | 0 | 0 | 0 | 0
CT | 0 | 0 | 0 | 0 | 434.98 | 14.82
Coal | 7051.1 | 0 | 301.49 | 101.4 | 0 | 0
Geo | 0 | 0 | 0 | 0 | 0 | 0
H | 0 | 0 | 0 | 0 | 0 | 0
LFG | 0 | 0 | 0 | 0 | 0 | 0
Nuc | 0 | 0 | 0 | 0 | 1030 | 1540
PS | 0 | 0 | 0 | 0 | 0 | 0
PV | 0 | 0 | 0 | 0 | 1067.26 | 0
PeakG | 583.99 | 0 | 0 | 0 | 0 | 0
PeakO | 175 | 0 | 0 | 0 | 0 | 0
ST | 0 | 0 | 0 | 0 | 0 | 0
STOG | 2126 | 0 | 0 | 0 | 0 | 84.29
STWD | 139 | 0 | 0 | 0 | 0 | 0
WT | 0 | 0 | 0 | 0 | 2408.3 | 0
IGCC | 0 | 0 | 0 | 0 | 0 | 0
DemandResponse | 0 | 0 | 0 | 0 | 0 | 0
IGCC-CCS | 0 | 0 | 0 | 0 | 0 | 0
WT_off | 0 | 0 | 0 | 0 | 0 | 0
PseudoUnit | 0 | 0 | 0 | 0 | 0 | 0
FixedInterchange | 0 | 0 | 0 | 0 | 0 | 0
Retirements of Capacity by Reporting Type: EI
ReportingType | 2015 | 2020 | 2025 | 2030 | 2035 | 2040
BM | 0 | 0 | 0 | 0 | 0 | 192
CC | 9567.76 | 1236.32 | 3078.96 | 611.9 | 0 | 3493.03
CSP | 0 | 0 | 0 | 0 | 0 | 0
CT | 0 | 0 | 0 | 44 | 1137.88 | 384.55
Coal | 70570.57 | 22721.87 | 5481.89 | 404.76 | 0 | 0
Geo | 0 | 0 | 0 | 0 | 0 | 0
H | 0 | 0 | 0 | 0 | 0 | 0
LFG | 0 | 0 | 0 | 0 | 0 | 0
Nuc | 0 | 614.5 | 0 | 1488.2 | 26575.7 | 19706
PS | 0 | 0 | 0 | 0 | 0 | 0
PV | 0 | 0 | 0 | 0 | 1125 | 103.38
PeakG | 3255.2 | 0 | 2892.48 | 846.29 | 619.13 | 659.02
PeakO | 2972.5 | 0 | 3390.98 | 186 | 0 | 0.11
ST | 0 | 0 | 0 | 0 | 0 | 0
STOG | 52352.43 | 2269.88 | 7697.92 | 1794.94 | 0 | 2049.45
STWD | 807 | 416.96 | 185.13 | 25.87 | 0 | 0
WT | 0 | 0 | 0 | 0 | 2408.3 | 0
IGCC | 0 | 0 | 0 | 0 | 0 | 0
DemandResponse | 0 | 0 | 0 | 0 | 0 | 0
IGCC-CCS | 0 | 0 | 0 | 0 | 0 | 0
WT_off | 0 | 0 | 0 | 0 | 468 | 0
PseudoUnit | 0 | 0 | 0 | 0 | 0 | 0
FixedInterchange | 0 | 0 | 0 | 0 | 0 | 0
Retirements of Capacity by Reporting Type: Outside_EI
ReportingType | 2015 | 2020 | 2025 | 2030 | 2035 | 2040
BM | 0 | 0 | 0 | 0 | 0 | 0
CC | 7251.45 | 22.53 | 1644.08 | 0 | 0 | 960.4
CSP | 475 | 0 | 0 | 0 | 0 | 0
CT | 0 | 0 | 0 | 0 | 1348.04 | 0
Coal | 2902.21 | 299.9 | 352.01 | 0 | 0 | 0
Geo | 4.8 | 0 | 0 | 0 | 0 | 0
H | 0 | 0 | 0 | 0 | 0 | 0
LFG | 0 | 0 | 0 | 0 | 0 | 0
Nuc | 0 | 0 | 0 | 0 | 0 | 0
PS | 0 | 0 | 0 | 0 | 0 | 0
PV | 0 | 0 | 0 | 0 | 24.3 | 0
PeakG | 3701.79 | 180.23 | 1433.68 | 31.86 | 0 | 2471.87
PeakO | 732 | 0 | 59 | 0 | 0 | 0
ST | 0 | 0 | 0 | 0 | 0 | 0
STOG | 12307.22 | 2717.87 | 4673.35 | 1402.65 | 958.09 | 1202.55
STWD | 849.43 | 274.97 | 120.59 | 0 | 0 | 0
WT | 126.2 | 0 | 0 | 0 | 0 | 0
IGCC | 0 | 0 | 0 | 0 | 0 | 0
DemandResponse | 0 | 0 | 0 | 0 | 0 | 0
IGCC-CCS | 0 | 0 | 0 | 0 | 0 | 0
WT_off | 0 | 0 | 0 | 0 | 0 | 0
PseudoUnit | 0 | 0 | 0 | 0 | 0 | 0
FixedInterchange | 0 | 0 | 0 | 0 | 0 | 0
#4 | Cumulative Retirements of Capacity (MW)
Cumulative Retirements of Capacity by Reporting Type: Entergy
ReportingType | 2015 | 2020 | 2025 | 2030 | 2035 | 2040
BM | 0 | 0 | 0 | 0 | 0 | 0
CC | 0 | 0 | 0 | 254.45 | 254.45 | 254.45
CSP | 0 | 0 | 0 | 0 | 0 | 0
CT | 0 | 0 | 0 | 0 | 0 | 0
Coal | 892.9 | 892.9 | 892.9 | 892.9 | 892.9 | 892.9
Geo | 0 | 0 | 0 | 0 | 0 | 0
H | 0 | 0 | 0 | 0 | 0 | 0
LFG | 0 | 0 | 0 | 0 | 0 | 0
Nuc | 0 | 0 | 0 | 0 | 842 | 1839
PS | 0 | 0 | 0 | 0 | 0 | 0
PV | 0 | 0 | 0 | 0 | 0.29 | 4.3
PeakG | 0 | 0 | 0 | 159.8 | 159.8 | 159.8
PeakO | 0 | 0 | 0 | 174 | 174 | 174
ST | 0 | 0 | 0 | 0 | 0 | 0
STOG | 12246.6 | 13041.35 | 14865 | 14865 | 14865 | 14865
STWD | 0 | 0 | 180.13 | 206 | 206 | 206
WT | 0 | 0 | 0 | 0 | 0 | 0
IGCC | 0 | 0 | 0 | 0 | 0 | 0
DemandResponse | 0 | 0 | 0 | 0 | 0 | 0
IGCC-CCS | 0 | 0 | 0 | 0 | 0 | 0
WT_off | 0 | 0 | 0 | 0 | 0 | 0
PseudoUnit | 0 | 0 | 0 | 0 | 0 | 0
FixedInterchange | 0 | 0 | 0 | 0 | 0 | 0
Cumulative Retirements of Capacity by Reporting Type: FRCC
ReportingType | 2015 | 2020 | 2025 | 2030 | 2035 | 2040
BM | 0 | 0 | 0 | 0 | 0 | 0
CC | 0 | 0 | 0 | 0 | 0 | 0
CSP | 0 | 0 | 0 | 0 | 0 | 0
CT | 0 | 0 | 0 | 0 | 0 | 0
Coal | 136 | 1005 | 1005 | 1005 | 1005 | 1005
Geo | 0 | 0 | 0 | 0 | 0 | 0
H | 0 | 0 | 0 | 0 | 0 | 0
LFG | 0 | 0 | 0 | 0 | 0 | 0
Nuc | 0 | 0 | 0 | 0 | 1615.33 | 3292.33
PS | 0 | 0 | 0 | 0 | 0 | 0
PV | 0 | 0 | 0 | 0 | 0 | 0
PeakG | 0 | 0 | 0 | 0 | 0 | 0
PeakO | 0 | 0 | 0 | 0 | 0 | 0
ST | 0 | 0 | 0 | 0 | 0 | 0
STOG | 7966.69 | 7966.69 | 8693.21 | 8693.21 | 8693.21 | 8693.21
STWD | 0 | 0 | 0 | 0 | 0 | 0
WT | 0 | 0 | 0 | 0 | 0 | 0
IGCC | 0 | 0 | 0 | 0 | 0 | 0
DemandResponse | 0 | 0 | 0 | 0 | 0 | 0
IGCC-CCS | 0 | 0 | 0 | 0 | 0 | 0
WT_off | 0 | 0 | 0 | 0 | 0 | 0
PseudoUnit | 0 | 0 | 0 | 0 | 0 | 0
FixedInterchange | 0 | 0 | 0 | 0 | 0 | 0
Cumulative Retirements of Capacity by Reporting Type: MAPP_US
ReportingType | 2015 | 2020 | 2025 | 2030 | 2035 | 2040
BM | 0 | 0 | 0 | 0 | 0 | 0
CC | 138.65 | 138.65 | 138.66 | 138.66 | 138.66 | 138.66
CSP | 0 | 0 | 0 | 0 | 0 | 0
CT | 0 | 0 | 0 | 8.3 | 179.87 | 179.87
Coal | 715.5 | 1186.5 | 1186.5 | 1186.5 | 1186.5 | 1186.5
Geo | 0 | 0 | 0 | 0 | 0 | 0
H | 0 | 0 | 0 | 0 | 0 | 0
LFG | 0 | 0 | 0 | 0 | 0 | 0
Nuc | 0 | 0 | 0 | 0 | 0 | 0
PS | 0 | 0 | 0 | 0 | 0 | 0
PV | 0 | 0 | 0 | 0 | 0 | 0
PeakG | 20.99 | 20.99 | 240.04 | 240.04 | 240.04 | 240.04
PeakO | 345.99 | 345.99 | 346 | 346 | 346 | 346
ST | 0 | 0 | 0 | 0 | 0 | 0
STOG | 36 | 36 | 36 | 36 | 36 | 36
STWD | 0 | 0 | 0 | 0 | 0 | 0
WT | 0 | 0 | 0 | 0 | 0 | 0
IGCC | 0 | 0 | 0 | 0 | 0 | 0
DemandResponse | 0 | 0 | 0 | 0 | 0 | 0
IGCC-CCS | 0 | 0 | 0 | 0 | 0 | 0
WT_off | 0 | 0 | 0 | 0 | 0 | 0
PseudoUnit | 0 | 0 | 0 | 0 | 0 | 0
FixedInterchange | 0 | 0 | 0 | 0 | 0 | 0
Cumulative Retirements of Capacity by Reporting Type: MISO_IN
ReportingType | 2015 | 2020 | 2025 | 2030 | 2035 | 2040
BM | 0 | 0 | 0 | 0 | 0 | 0
CC | 0 | 0 | 0 | 0 | 0 | 0
CSP | 0 | 0 | 0 | 0 | 0 | 0
CT | 0 | 0 | 0 | 0 | 0 | 0
Coal | 1360.9 | 1360.9 | 1829.9 | 1829.9 | 1829.9 | 1829.9
Geo | 0 | 0 | 0 | 0 | 0 | 0
H | 0 | 0 | 0 | 0 | 0 | 0
LFG | 0 | 0 | 0 | 0 | 0 | 0
Nuc | 0 | 0 | 0 | 0 | 0 | 0
PS | 0 | 0 | 0 | 0 | 0 | 0
PV | 0 | 0 | 0 | 0 | 0 | 13.74
PeakG | 0 | 0 | 0 | 0 | 0 | 0
PeakO | 0 | 0 | 0 | 0 | 0 | 0.02
ST | 0 | 0 | 0 | 0 | 0 | 0
STOG | 0 | 0 | 0 | 0 | 0 | 279
STWD | 0 | 0 | 0 | 0 | 0 | 0
WT | 0 | 0 | 0 | 0 | 0 | 0
IGCC | 0 | 0 | 0 | 0 | 0 | 0
DemandResponse | 0 | 0 | 0 | 0 | 0 | 0
IGCC-CCS | 0 | 0 | 0 | 0 | 0 | 0
WT_off | 0 | 0 | 0 | 0 | 0 | 0
PseudoUnit | 0 | 0 | 0 | 0 | 0 | 0
FixedInterchange | 0 | 0 | 0 | 0 | 0 | 0
Cumulative Retirements of Capacity by Reporting Type: MISO_MI
ReportingType | 2015 | 2020 | 2025 | 2030 | 2035 | 2040
BM | 0 | 0 | 0 | 0 | 0 | 0
CC | 0 | 0 | 0 | 0 | 0 | 21.99
CSP | 0 | 0 | 0 | 0 | 0 | 0
CT | 0 | 0 | 0 | 0 | 0 | 0
Coal | 4067.21 | 4958.88 | 5581.98 | 5581.98 | 5581.98 | 5581.98
Geo | 0 | 0 | 0 | 0 | 0 | 0
H | 0 | 0 | 0 | 0 | 0 | 0
LFG | 0 | 0 | 0 | 0 | 0 | 0
Nuc | 0 | 0 | 0 | 0 | 778 | 778
PS | 0 | 0 | 0 | 0 | 0 | 0
PV | 0 | 0 | 0 | 0 | 0 | 0
PeakG | 0 | 0 | 0 | 0 | 0 | 0
PeakO | 0 | 0 | 0 | 0 | 0 | 0.02
ST | 0 | 0 | 0 | 0 | 0 | 0
STOG | 0 | 0 | 712.67 | 1923.41 | 1923.41 | 2852
STWD | 0 | 0 | 0 | 0 | 0 | 0
WT | 0 | 0 | 0 | 0 | 0 | 0
IGCC | 0 | 0 | 0 | 0 | 0 | 0
DemandResponse | 0 | 0 | 0 | 0 | 0 | 0
IGCC-CCS | 0 | 0 | 0 | 0 | 0 | 0
WT_off | 0 | 0 | 0 | 0 | 0 | 0
PseudoUnit | 0 | 0 | 0 | 0 | 0 | 0
FixedInterchange | 0 | 0 | 0 | 0 | 0 | 0
Cumulative Retirements of Capacity by Reporting Type: MISO_MO-IL
ReportingType | 2015 | 2020 | 2025 | 2030 | 2035 | 2040
BM | 0 | 0 | 0 | 0 | 0 | 0
CC | 0 | 0 | 0 | 0 | 0 | 0
CSP | 0 | 0 | 0 | 0 | 0 | 0
CT | 0 | 0 | 0 | 0 | 0 | 0
Coal | 2576.66 | 3534.66 | 3797.68 | 3797.68 | 3797.68 | 3797.68
Geo | 0 | 0 | 0 | 0 | 0 | 0
H | 0 | 0 | 0 | 0 | 0 | 0
LFG | 0 | 0 | 0 | 0 | 0 | 0
Nuc | 0 | 0 | 0 | 0 | 0 | 0
PS | 0 | 0 | 0 | 0 | 0 | 0
PV | 0 | 0 | 0 | 0 | 0 | 0
PeakG | 0 | 0 | 0 | 0 | 0 | 0
PeakO | 0 | 0 | 0 | 0 | 0 | 0.02
ST | 0 | 0 | 0 | 0 | 0 | 0
STOG | 0 | 0 | 591.97 | 591.98 | 591.98 | 592
STWD | 0 | 0 | 0 | 0 | 0 | 0
WT | 0 | 0 | 0 | 0 | 0 | 0
IGCC | 0 | 0 | 0 | 0 | 0 | 0
DemandResponse | 0 | 0 | 0 | 0 | 0 | 0
IGCC-CCS | 0 | 0 | 0 | 0 | 0 | 0
WT_off | 0 | 0 | 0 | 0 | 0 | 0
PseudoUnit | 0 | 0 | 0 | 0 | 0 | 0
FixedInterchange | 0 | 0 | 0 | 0 | 0 | 0
Cumulative Retirements of Capacity by Reporting Type: MISO_W
ReportingType | 2015 | 2020 | 2025 | 2030 | 2035 | 2040
BM | 0 | 0 | 0 | 0 | 0 | 0
CC | 0 | 0 | 0 | 0 | 0 | 61.98
CSP | 0 | 0 | 0 | 0 | 0 | 0
CT | 0 | 0 | 0 | 0 | 0 | 0
Coal | 2928.56 | 2928.56 | 3190.64 | 3190.64 | 3190.64 | 3190.64
Geo | 0 | 0 | 0 | 0 | 0 | 0
H | 0 | 0 | 0 | 0 | 0 | 0
LFG | 0 | 0 | 0 | 0 | 0 | 0
Nuc | 0 | 0 | 0 | 0 | 2361.23 | 2361.23
PS | 0 | 0 | 0 | 0 | 0 | 0
PV | 0 | 0 | 0 | 0 | 0 | 0
PeakG | 0 | 0 | 0 | 0 | 0 | 0
PeakO | 0 | 0 | 0 | 0 | 0 | 0.05
ST | 0 | 0 | 0 | 0 | 0 | 0
STOG | 0 | 0 | 171.97 | 171.97 | 171.97 | 172
STWD | 0 | 0 | 0 | 0 | 0 | 0
WT | 0 | 0 | 0 | 0 | 0 | 0
IGCC | 0 | 0 | 0 | 0 | 0 | 0
DemandResponse | 0 | 0 | 0 | 0 | 0 | 0
IGCC-CCS | 0 | 0 | 0 | 0 | 0 | 0
WT_off | 0 | 0 | 0 | 0 | 0 | 0
PseudoUnit | 0 | 0 | 0 | 0 | 0 | 0
FixedInterchange | 0 | 0 | 0 | 0 | 0 | 0
Cumulative Retirements of Capacity by Reporting Type: MISO_WUMS
ReportingType | 2015 | 2020 | 2025 | 2030 | 2035 | 2040
BM | 0 | 0 | 0 | 0 | 0 | 0
CC | 0 | 0 | 0 | 0 | 0 | 0
CSP | 0 | 0 | 0 | 0 | 0 | 0
CT | 0 | 0 | 0 | 0 | 0 | 0
Coal | 2450.25 | 2650.81 | 3496.05 | 3496.05 | 3496.05 | 3496.05
Geo | 0 | 0 | 0 | 0 | 0 | 0
H | 0 | 0 | 0 | 0 | 0 | 0
LFG | 0 | 0 | 0 | 0 | 0 | 0
Nuc | 0 | 0 | 0 | 0 | 1816.9 | 1816.9
PS | 0 | 0 | 0 | 0 | 0 | 0
PV | 0 | 0 | 0 | 0 | 0 | 0
PeakG | 0 | 0 | 0 | 0 | 0 | 0
PeakO | 0 | 0 | 0 | 0 | 0 | 0.02
ST | 0 | 0 | 0 | 0 | 0 | 0
STOG | 59.5 | 59.5 | 359.98 | 359.98 | 359.98 | 360
STWD | 0 | 0 | 0 | 0 | 0 | 0
WT | 0 | 0 | 0 | 0 | 0 | 0
IGCC | 0 | 0 | 0 | 0 | 0 | 0
DemandResponse | 0 | 0 | 0 | 0 | 0 | 0
IGCC-CCS | 0 | 0 | 0 | 0 | 0 | 0
WT_off | 0 | 0 | 0 | 0 | 0 | 0
PseudoUnit | 0 | 0 | 0 | 0 | 0 | 0
FixedInterchange | 0 | 0 | 0 | 0 | 0 | 0
Cumulative Retirements of Capacity by Reporting Type: Nebraska
ReportingType | 2015 | 2020 | 2025 | 2030 | 2035 | 2040
BM | 0 | 0 | 0 | 0 | 0 | 0
CC | 0 | 0 | 0 | 0 | 0 | 0
CSP | 0 | 0 | 0 | 0 | 0 | 0
CT | 0 | 0 | 0 | 0 | 0 | 0
Coal | 0 | 0 | 0 | 0 | 0 | 0
Geo | 0 | 0 | 0 | 0 | 0 | 0
H | 0 | 0 | 0 | 0 | 0 | 0
LFG | 0 | 0 | 0 | 0 | 0 | 0
Nuc | 0 | 0 | 0 | 0 | 1251.8 | 1251.8
PS | 0 | 0 | 0 | 0 | 0 | 0
PV | 0 | 0 | 0 | 0 | 0 | 0
PeakG | 0 | 0 | 0 | 0 | 0 | 0
PeakO | 0 | 0 | 0 | 0 | 0 | 0
ST | 0 | 0 | 0 | 0 | 0 | 0
STOG | 269.99 | 269.99 | 269.99 | 269.99 | 269.99 | 269.99
STWD | 0 | 0 | 0 | 0 | 0 | 0
WT | 0 | 0 | 0 | 0 | 0 | 0
IGCC | 0 | 0 | 0 | 0 | 0 | 0
DemandResponse | 0 | 0 | 0 | 0 | 0 | 0
IGCC-CCS | 0 | 0 | 0 | 0 | 0 | 0
WT_off | 0 | 0 | 0 | 0 | 0 | 0
PseudoUnit | 0 | 0 | 0 | 0 | 0 | 0
FixedInterchange | 0 | 0 | 0 | 0 | 0 | 0
Cumulative Retirements of Capacity by Reporting Type: NEISO
ReportingType | 2015 | 2020 | 2025 | 2030 | 2035 | 2040
BM | 0 | 0 | 0 | 0 | 0 | 0
CC | 2825.49 | 4040.85 | 5908.35 | 6265.8 | 6265.8 | 6265.8
CSP | 0 | 0 | 0 | 0 | 0 | 0
CT | 0 | 0 | 0 | 9.5 | 334 | 334
Coal | 2250.13 | 2570.13 | 2570.13 | 2570.13 | 2570.13 | 2570.13
Geo | 0 | 0 | 0 | 0 | 0 | 0
H | 0 | 0 | 0 | 0 | 0 | 0
LFG | 0 | 0 | 0 | 0 | 0 | 0
Nuc | 0 | 0 | 0 | 0 | 1289 | 2165.92
PS | 0 | 0 | 0 | 0 | 0 | 0
PV | 0 | 0 | 0 | 0 | 0 | 37.85
PeakG | 0 | 0 | 0 | 0 | 0 | 0
PeakO | 1020.8 | 1020.8 | 1020.81 | 1020.81 | 1020.81 | 1020.81
ST | 0 | 0 | 0 | 0 | 0 | 0
STOG | 6237 | 6237 | 6237 | 6237 | 6237 | 6237
STWD | 0 | 416.96 | 416.96 | 416.96 | 416.96 | 416.96
WT | 0 | 0 | 0 | 0 | 0 | 0
IGCC | 0 | 0 | 0 | 0 | 0 | 0
DemandResponse | 0 | 0 | 0 | 0 | 0 | 0
IGCC-CCS | 0 | 0 | 0 | 0 | 0 | 0
WT_off | 0 | 0 | 0 | 0 | 468 | 468
PseudoUnit | 0 | 0 | 0 | 0 | 0 | 0
FixedInterchange | 0 | 0 | 0 | 0 | 0 | 0
Cumulative Retirements of Capacity by Reporting Type: NonRTO_Midwest
ReportingType | 2015 | 2020 | 2025 | 2030 | 2035 | 2040
BM | 0 | 0 | 0 | 0 | 0 | 0
CC | 0 | 0 | 0 | 0 | 0 | 0
CSP | 0 | 0 | 0 | 0 | 0 | 0
CT | 0 | 0 | 0 | 0 | 206.83 | 276.61
Coal | 1821.23 | 1821.23 | 2376.79 | 2680.15 | 2680.15 | 2680.15
Geo | 0 | 0 | 0 | 0 | 0 | 0
H | 0 | 0 | 0 | 0 | 0 | 0
LFG | 0 | 0 | 0 | 0 | 0 | 0
Nuc | 0 | 0 | 0 | 0 | 0 | 0
PS | 0 | 0 | 0 | 0 | 0 | 0
PV | 0 | 0 | 0 | 0 | 0 | 0
PeakG | 0 | 0 | 0 | 153.98 | 245.85 | 467.16
PeakO | 0 | 0 | 0 | 12 | 12 | 12
ST | 0 | 0 | 0 | 0 | 0 | 0
STOG | 0 | 0 | 0 | 0 | 0 | 0
STWD | 0 | 0 | 0 | 0 | 0 | 0
WT | 0 | 0 | 0 | 0 | 0 | 0
IGCC | 0 | 0 | 0 | 0 | 0 | 0
DemandResponse | 0 | 0 | 0 | 0 | 0 | 0
IGCC-CCS | 0 | 0 | 0 | 0 | 0 | 0
WT_off | 0 | 0 | 0 | 0 | 0 | 0
PseudoUnit | 0 | 0 | 0 | 0 | 0 | 0
FixedInterchange | 0 | 0 | 0 | 0 | 0 | 0
Cumulative Retirements of Capacity by Reporting Type: NYISO_A-F
ReportingType | 2015 | 2020 | 2025 | 2030 | 2035 | 2040
BM | 0 | 0 | 0 | 0 | 0 | 0
CC | 474.62 | 495.58 | 495.58 | 495.58 | 495.58 | 495.58
CSP | 0 | 0 | 0 | 0 | 0 | 0
CT | 0 | 0 | 0 | 0 | 0 | 0
Coal | 2251.9 | 2251.9 | 2251.9 | 2251.9 | 2251.9 | 2251.9
Geo | 0 | 0 | 0 | 0 | 0 | 0
H | 0 | 0 | 0 | 0 | 0 | 0
LFG | 0 | 0 | 0 | 0 | 0 | 0
Nuc | 0 | 0 | 0 | 621.2 | 1201.7 | 2053.9
PS | 0 | 0 | 0 | 0 | 0 | 0
PV | 0 | 0 | 0 | 0 | 0 | 0
PeakG | 0 | 0 | 0 | 0 | 0 | 0
PeakO | 0 | 0 | 0 | 0 | 0 | 0
ST | 0 | 0 | 0 | 0 | 0 | 0
STOG | 1701 | 1701 | 1701 | 1701 | 1701 | 1701
STWD | 0 | 0 | 0 | 0 | 0 | 0
WT | 0 | 0 | 0 | 0 | 0 | 0
IGCC | 0 | 0 | 0 | 0 | 0 | 0
DemandResponse | 0 | 0 | 0 | 0 | 0 | 0
IGCC-CCS | 0 | 0 | 0 | 0 | 0 | 0
WT_off | 0 | 0 | 0 | 0 | 0 | 0
PseudoUnit | 0 | 0 | 0 | 0 | 0 | 0
FixedInterchange | 0 | 0 | 0 | 0 | 0 | 0
Cumulative Retirements of Capacity by Reporting Type: NYISO_G-I
ReportingType | 2015 | 2020 | 2025 | 2030 | 2035 | 2040
BM | 0 | 0 | 0 | 0 | 0 | 0
CC | 0 | 0 | 0 | 0 | 0 | 0
CSP | 0 | 0 | 0 | 0 | 0 | 0
CT | 0 | 0 | 0 | 0 | 0 | 0
Coal | 368.2 | 368.2 | 368.2 | 368.2 | 368.2 | 368.2
Geo | 0 | 0 | 0 | 0 | 0 | 0
H | 0 | 0 | 0 | 0 | 0 | 0
LFG | 0 | 0 | 0 | 0 | 0 | 0
Nuc | 0 | 0 | 0 | 0 | 1019.6 | 2044.6
PS | 0 | 0 | 0 | 0 | 0 | 0
PV | 0 | 0 | 0 | 0 | 0 | 0
PeakG | 0 | 0 | 0 | 0 | 0 | 0
PeakO | 0 | 0 | 0 | 0 | 0 | 0
ST | 0 | 0 | 0 | 0 | 0 | 0
STOG | 2430.99 | 2430.99 | 2430.99 | 2430.99 | 2430.99 | 2430.99
STWD | 0 | 0 | 0 | 0 | 0 | 0
WT | 0 | 0 | 0 | 0 | 0 | 0
IGCC | 0 | 0 | 0 | 0 | 0 | 0
DemandResponse | 0 | 0 | 0 | 0 | 0 | 0
IGCC-CCS | 0 | 0 | 0 | 0 | 0 | 0
WT_off | 0 | 0 | 0 | 0 | 0 | 0
PseudoUnit | 0 | 0 | 0 | 0 | 0 | 0
FixedInterchange | 0 | 0 | 0 | 0 | 0 | 0
Cumulative Retirements of Capacity by Reporting Type: NYISO_J-K
ReportingType | 2015 | 2020 | 2025 | 2030 | 2035 | 2040
BM | 0 | 0 | 0 | 0 | 0 | 0
CC | 0 | 0 | 0 | 0 | 0 | 0
CSP | 0 | 0 | 0 | 0 | 0 | 0
CT | 0 | 0 | 0 | 0 | 0 | 0
Coal | 0 | 0 | 0 | 0 | 0 | 0
Geo | 0 | 0 | 0 | 0 | 0 | 0
H | 0 | 0 | 0 | 0 | 0 | 0
LFG | 0 | 0 | 0 | 0 | 0 | 0
Nuc | 0 | 0 | 0 | 0 | 0 | 0
PS | 0 | 0 | 0 | 0 | 0 | 0
PV | 0 | 0 | 0 | 0 | 32 | 32
PeakG | 0 | 0 | 0 | 0 | 0 | 0
PeakO | 0 | 0 | 0 | 0 | 0 | 0
ST | 0 | 0 | 0 | 0 | 0 | 0
STOG | 3645.82 | 3645.82 | 3918.69 | 3918.69 | 3918.69 | 3918.69
STWD | 0 | 0 | 0 | 0 | 0 | 0
WT | 0 | 0 | 0 | 0 | 0 | 0
IGCC | 0 | 0 | 0 | 0 | 0 | 0
DemandResponse | 0 | 0 | 0 | 0 | 0 | 0
IGCC-CCS | 0 | 0 | 0 | 0 | 0 | 0
WT_off | 0 | 0 | 0 | 0 | 0 | 0
PseudoUnit | 0 | 0 | 0 | 0 | 0 | 0
FixedInterchange | 0 | 0 | 0 | 0 | 0 | 0
Cumulative Retirements of Capacity by Reporting Type: PJM_E
ReportingType | 2015 | 2020 | 2025 | 2030 | 2035 | 2040
BM | 0 | 0 | 0 | 0 | 0 | 0
CC | 0 | 0 | 522.81 | 522.81 | 522.81 | 522.81
CSP | 0 | 0 | 0 | 0 | 0 | 0
CT | 0 | 0 | 0 | 26.2 | 26.2 | 26.2
Coal | 3284.99 | 3852.98 | 3852.98 | 3852.98 | 3852.98 | 3852.98
Geo | 0 | 0 | 0 | 0 | 0 | 0
H | 0 | 0 | 0 | 0 | 0 | 0
LFG | 0 | 0 | 0 | 0 | 0 | 0
Nuc | 0 | 614.5 | 614.5 | 614.5 | 2838.5 | 4012.5
PS | 0 | 0 | 0 | 0 | 0 | 0
PV | 0 | 0 | 0 | 0 | 25.45 | 25.45
PeakG | 268.5 | 268.5 | 268.5 | 268.5 | 268.5 | 268.5
PeakO | 2.7 | 2.7 | 2.7 | 2.7 | 2.7 | 2.7
ST | 0 | 0 | 0 | 0 | 0 | 0
STOG | 3252 | 3252 | 3252 | 3252 | 3252 | 3252
STWD | 0 | 0 | 0 | 0 | 0 | 0
WT | 0 | 0 | 0 | 0 | 0 | 0
IGCC | 0 | 0 | 0 | 0 | 0 | 0
DemandResponse | 0 | 0 | 0 | 0 | 0 | 0
IGCC-CCS | 0 | 0 | 0 | 0 | 0 | 0
WT_off | 0 | 0 | 0 | 0 | 0 | 0
PseudoUnit | 0 | 0 | 0 | 0 | 0 | 0
FixedInterchange | 0 | 0 | 0 | 0 | 0 | 0
Cumulative Retirements of Capacity by Reporting Type: PJM_ROM
ReportingType | 2015 | 2020 | 2025 | 2030 | 2035 | 2040
BM | 0 | 0 | 0 | 0 | 0 | 0
CC | 0 | 0 | 0 | 0 | 0 | 0
CSP | 0 | 0 | 0 | 0 | 0 | 0
CT | 0 | 0 | 0 | 0 | 0 | 0
Coal | 8308.04 | 8308.05 | 8308.05 | 8308.05 | 8308.05 | 8308.05
Geo | 0 | 0 | 0 | 0 | 0 | 0
H | 0 | 0 | 0 | 0 | 0 | 0
LFG | 0 | 0 | 0 | 0 | 0 | 0
Nuc | 0 | 0 | 0 | 0 | 1732 | 2631
PS | 0 | 0 | 0 | 0 | 0 | 0
PV | 0 | 0 | 0 | 0 | 0 | 46.85
PeakG | 0 | 0 | 0 | 0 | 0 | 0
PeakO | 270 | 270 | 1835.99 | 1835.99 | 1835.99 | 1835.99
ST | 0 | 0 | 0 | 0 | 0 | 0
STOG | 4109 | 4109 | 4109 | 4109 | 4109 | 4109
STWD | 0 | 0 | 0 | 0 | 0 | 0
WT | 0 | 0 | 0 | 0 | 0 | 0
IGCC | 0 | 0 | 0 | 0 | 0 | 0
DemandResponse | 0 | 0 | 0 | 0 | 0 | 0
IGCC-CCS | 0 | 0 | 0 | 0 | 0 | 0
WT_off | 0 | 0 | 0 | 0 | 0 | 0
PseudoUnit | 0 | 0 | 0 | 0 | 0 | 0
FixedInterchange | 0 | 0 | 0 | 0 | 0 | 0
Cumulative Retirements of Capacity by Reporting Type: PJM_ROR
ReportingType | 2015 | 2020 | 2025 | 2030 | 2035 | 2040
BM | 0 | 0 | 0 | 0 | 0 | 192
CC | 0 | 0 | 471.18 | 471.18 | 471.18 | 471.18
CSP | 0 | 0 | 0 | 0 | 0 | 0
CT | 0 | 0 | 0 | 0 | 0 | 0
Coal | 13338.86 | 25506.34 | 25506.34 | 25506.34 | 25506.34 | 25506.34
Geo | 0 | 0 | 0 | 0 | 0 | 0
H | 0 | 0 | 0 | 0 | 0 | 0
LFG | 0 | 0 | 0 | 0 | 0 | 0
Nuc | 0 | 0 | 0 | 867 | 5142 | 10025.16
PS | 0 | 0 | 0 | 0 | 0 | 0
PV | 0 | 0 | 0 | 0 | 0 | 0
PeakG | 0 | 0 | 0 | 0 | 0 | 0
PeakO | 19 | 19 | 1760.99 | 1760.99 | 1760.99 | 1760.99
ST | 0 | 0 | 0 | 0 | 0 | 0
STOG | 433.46 | 1908.6 | 2122 | 2122 | 2122 | 2122
STWD | 0 | 0 | 0 | 0 | 0 | 0
WT | 0 | 0 | 0 | 0 | 0 | 0
IGCC | 0 | 0 | 0 | 0 | 0 | 0
DemandResponse | 0 | 0 | 0 | 0 | 0 | 0
IGCC-CCS | 0 | 0 | 0 | 0 | 0 | 0
WT_off | 0 | 0 | 0 | 0 | 0 | 0
PseudoUnit | 0 | 0 | 0 | 0 | 0 | 0
FixedInterchange | 0 | 0 | 0 | 0 | 0 | 0
Cumulative Retirements of Capacity by Reporting Type: SOCO
ReportingType | 2015 | 2020 | 2025 | 2030 | 2035 | 2040
BM | 0 | 0 | 0 | 0 | 0 | 0
CC | 186 | 186 | 186 | 186 | 186 | 3595.06
CSP | 0 | 0 | 0 | 0 | 0 | 0
CT | 0 | 0 | 0 | 0 | 0 | 0
Coal | 9189.05 | 11135.97 | 11135.97 | 11135.97 | 11135.97 | 11135.97
Geo | 0 | 0 | 0 | 0 | 0 | 0
H | 0 | 0 | 0 | 0 | 0 | 0
LFG | 0 | 0 | 0 | 0 | 0 | 0
Nuc | 0 | 0 | 0 | 0 | 0 | 2645.05
PS | 0 | 0 | 0 | 0 | 0 | 0
PV | 0 | 0 | 0 | 0 | 0 | 0
PeakG | 2381.72 | 2381.72 | 4996.71 | 5529.22 | 6056.49 | 6494.19
PeakO | 1139 | 1139 | 1139 | 1139 | 1139 | 1139
ST | 0 | 0 | 0 | 0 | 0 | 0
STOG | 854 | 854 | 854 | 854 | 854 | 854
STWD | 668 | 668 | 668 | 668 | 668 | 668
WT | 0 | 0 | 0 | 0 | 0 | 0
IGCC | 0 | 0 | 0 | 0 | 0 | 0
DemandResponse | 0 | 0 | 0 | 0 | 0 | 0
IGCC-CCS | 0 | 0 | 0 | 0 | 0 | 0
WT_off | 0 | 0 | 0 | 0 | 0 | 0
PseudoUnit | 0 | 0 | 0 | 0 | 0 | 0
FixedInterchange | 0 | 0 | 0 | 0 | 0 | 0
Cumulative Retirements of Capacity by Reporting Type: SPP_N
ReportingType | 2015 | 2020 | 2025 | 2030 | 2035 | 2040
BM | 0 | 0 | 0 | 0 | 0 | 0
CC | 0 | 0 | 0 | 0 | 0 | 0
CSP | 0 | 0 | 0 | 0 | 0 | 0
CT | 0 | 0 | 0 | 0 | 0 | 0
Coal | 0 | 0 | 0 | 0 | 0 | 0
Geo | 0 | 0 | 0 | 0 | 0 | 0
H | 0 | 0 | 0 | 0 | 0 | 0
LFG | 0 | 0 | 0 | 0 | 0 | 0
Nuc | 0 | 0 | 0 | 0 | 0 | 0
PS | 0 | 0 | 0 | 0 | 0 | 0
PV | 0 | 0 | 0 | 0 | 0 | 0
PeakG | 0 | 0 | 0 | 0 | 0 | 0
PeakO | 0 | 0 | 0 | 0 | 0 | 0
ST | 0 | 0 | 0 | 0 | 0 | 0
STOG | 751.06 | 751.06 | 1748.98 | 1748.98 | 1748.98 | 1748.98
STWD | 0 | 0 | 0 | 0 | 0 | 0
WT | 0 | 0 | 0 | 0 | 0 | 0
IGCC | 0 | 0 | 0 | 0 | 0 | 0
DemandResponse | 0 | 0 | 0 | 0 | 0 | 0
IGCC-CCS | 0 | 0 | 0 | 0 | 0 | 0
WT_off | 0 | 0 | 0 | 0 | 0 | 0
PseudoUnit | 0 | 0 | 0 | 0 | 0 | 0
FixedInterchange | 0 | 0 | 0 | 0 | 0 | 0
Cumulative Retirements of Capacity by Reporting Type: SPP_S
ReportingType | 2015 | 2020 | 2025 | 2030 | 2035 | 2040
BM | 0 | 0 | 0 | 0 | 0 | 0
CC | 0 | 0 | 0 | 0 | 0 | 0
CSP | 0 | 0 | 0 | 0 | 0 | 0
CT | 0 | 0 | 0 | 0 | 0 | 299.94
Coal | 203.53 | 1422.53 | 1586 | 1586 | 1586 | 1586
Geo | 0 | 0 | 0 | 0 | 0 | 0
H | 0 | 0 | 0 | 0 | 0 | 0
LFG | 0 | 0 | 0 | 0 | 0 | 0
Nuc | 0 | 0 | 0 | 0 | 0 | 0
PS | 0 | 0 | 0 | 0 | 0 | 0
PV | 0 | 0 | 0 | 0 | 0 | 0
PeakG | 0 | 0 | 0 | 0 | 0 | 0
PeakO | 0 | 0 | 0 | 0 | 0 | 0
ST | 0 | 0 | 0 | 0 | 0 | 0
STOG | 6233.32 | 6233.32 | 8027.78 | 8611.96 | 8611.96 | 9369.48
STWD | 0 | 0 | 0 | 0 | 0 | 0
WT | 0 | 0 | 0 | 0 | 0 | 0
IGCC | 0 | 0 | 0 | 0 | 0 | 0
DemandResponse | 0 | 0 | 0 | 0 | 0 | 0
IGCC-CCS | 0 | 0 | 0 | 0 | 0 | 0
WT_off | 0 | 0 | 0 | 0 | 0 | 0
PseudoUnit | 0 | 0 | 0 | 0 | 0 | 0
FixedInterchange | 0 | 0 | 0 | 0 | 0 | 0
Cumulative Retirements of Capacity by Reporting Type: TVA
ReportingType | 2015 | 2020 | 2025 | 2030 | 2035 | 2040
BM | 0 | 0 | 0 | 0 | 0 | 0
CC | 0 | 0 | 217.47 | 217.47 | 217.47 | 217.47
CSP | 0 | 0 | 0 | 0 | 0 | 0
CT | 0 | 0 | 0 | 0 | 0 | 0
Coal | 4421.59 | 4421.59 | 5086.98 | 5086.98 | 5086.98 | 5086.98
Geo | 0 | 0 | 0 | 0 | 0 | 0
H | 0 | 0 | 0 | 0 | 0 | 0
LFG | 0 | 0 | 0 | 0 | 0 | 0
Nuc | 0 | 0 | 0 | 0 | 2512.33 | 3791
PS | 0 | 0 | 0 | 0 | 0 | 0
PV | 0 | 0 | 0 | 0 | 0 | 0
PeakG | 0 | 0 | 58.44 | 58.44 | 58.44 | 58.44
PeakO | 0 | 0 | 83 | 83 | 83 | 83
ST | 0 | 0 | 0 | 0 | 0 | 0
STOG | 0 | 0 | 0 | 0 | 0 | 0
STWD | 0 | 0 | 5 | 5 | 5 | 5
WT | 0 | 0 | 0 | 0 | 0 | 0
IGCC | 0 | 0 | 0 | 0 | 0 | 0
DemandResponse | 0 | 0 | 0 | 0 | 0 | 0
IGCC-CCS | 0 | 0 | 0 | 0 | 0 | 0
WT_off | 0 | 0 | 0 | 0 | 0 | 0
PseudoUnit | 0 | 0 | 0 | 0 | 0 | 0
FixedInterchange | 0 | 0 | 0 | 0 | 0 | 0
Cumulative Retirements of Capacity by Reporting Type: TVA_Transmission
ReportingType | 2015 | 2020 | 2025 | 2030 | 2035 | 2040
BM | 0 | 0 | 0 | 0 | 0 | 0
CC | 0 | 0 | 0 | 0 | 0 | 0
CSP | 0 | 0 | 0 | 0 | 0 | 0
CT | 0 | 0 | 0 | 0 | 0 | 0
Coal | 0 | 0 | 0 | 0 | 0 | 0
Geo | 0 | 0 | 0 | 0 | 0 | 0
H | 0 | 0 | 0 | 0 | 0 | 0
LFG | 0 | 0 | 0 | 0 | 0 | 0
Nuc | 0 | 0 | 0 | 0 | 0 | 0
PS | 0 | 0 | 0 | 0 | 0 | 0
PV | 0 | 0 | 0 | 0 | 0 | 0
PeakG | 0 | 0 | 0 | 0 | 0 | 0
PeakO | 0 | 0 | 0 | 0 | 0 | 0
ST | 0 | 0 | 0 | 0 | 0 | 0
STOG | 0 | 0 | 0 | 0 | 0 | 0
STWD | 0 | 0 | 0 | 0 | 0 | 0
WT | 0 | 0 | 0 | 0 | 0 | 0
IGCC | 0 | 0 | 0 | 0 | 0 | 0
DemandResponse | 0 | 0 | 0 | 0 | 0 | 0
IGCC-CCS | 0 | 0 | 0 | 0 | 0 | 0
WT_off | 0 | 0 | 0 | 0 | 0 | 0
PseudoUnit | 0 | 0 | 0 | 0 | 0 | 0
FixedInterchange | 0 | 0 | 0 | 0 | 0 | 0
Cumulative Retirements of Capacity by Reporting Type: VACAR
ReportingType | 2015 | 2020 | 2025 | 2030 | 2035 | 2040
BM | 0 | 0 | 0 | 0 | 0 | 0
CC | 0 | 0 | 0 | 0 | 0 | 0
CSP | 0 | 0 | 0 | 0 | 0 | 0
CT | 0 | 0 | 0 | 0 | 0 | 0
Coal | 2954 | 6064.23 | 7397.74 | 7397.74 | 7397.74 | 7397.74
Geo | 0 | 0 | 0 | 0 | 0 | 0
H | 0 | 0 | 0 | 0 | 0 | 0
LFG | 0 | 0 | 0 | 0 | 0 | 0
Nuc | 0 | 0 | 0 | 0 | 3248 | 5106
PS | 0 | 0 | 0 | 0 | 0 | 0
PV | 0 | 0 | 0 | 0 | 0 | 0.92
PeakG | 0 | 0 | 0 | 0 | 0 | 0
PeakO | 0 | 0 | 0 | 0 | 0 | 0
ST | 0 | 0 | 0 | 0 | 0 | 0
STOG | 0 | 0 | 92 | 92 | 92 | 92
STWD | 0 | 0 | 0 | 0 | 0 | 0
WT | 0 | 0 | 0 | 0 | 0 | 0
IGCC | 0 | 0 | 0 | 0 | 0 | 0
DemandResponse | 0 | 0 | 0 | 0 | 0 | 0
IGCC-CCS | 0 | 0 | 0 | 0 | 0 | 0
WT_off | 0 | 0 | 0 | 0 | 0 | 0
PseudoUnit | 0 | 0 | 0 | 0 | 0 | 0
FixedInterchange | 0 | 0 | 0 | 0 | 0 | 0
Cumulative Retirements of Capacity by Reporting Type: IESO
ReportingType | 2015 | 2020 | 2025 | 2030 | 2035 | 2040
BM | 0 | 0 | 0 | 0 | 0 | 0
CC | 5943 | 5943 | 5943 | 5943 | 5943 | 5943
CSP | 0 | 0 | 0 | 0 | 0 | 0
CT | 0 | 0 | 0 | 0 | 367.99 | 367.99
Coal | 6416 | 6416 | 6416 | 6416 | 6416 | 6416
Geo | 0 | 0 | 0 | 0 | 0 | 0
H | 0 | 0 | 0 | 0 | 0 | 0
LFG | 0 | 0 | 0 | 0 | 0 | 0
Nuc | 0 | 0 | 0 | 0 | 1030 | 2570
PS | 0 | 0 | 0 | 0 | 0 | 0
PV | 0 | 0 | 0 | 0 | 1067.26 | 1067.26
PeakG | 583.99 | 583.99 | 583.99 | 583.99 | 583.99 | 583.99
PeakO | 175 | 175 | 175 | 175 | 175 | 175
ST | 0 | 0 | 0 | 0 | 0 | 0
STOG | 2126 | 2126 | 2126 | 2126 | 2126 | 2126
STWD | 139 | 139 | 139 | 139 | 139 | 139
WT | 0 | 0 | 0 | 0 | 2105.9 | 2105.9
IGCC | 0 | 0 | 0 | 0 | 0 | 0
DemandResponse | 0 | 0 | 0 | 0 | 0 | 0
IGCC-CCS | 0 | 0 | 0 | 0 | 0 | 0
WT_off | 0 | 0 | 0 | 0 | 0 | 0
PseudoUnit | 0 | 0 | 0 | 0 | 0 | 0
FixedInterchange | 0 | 0 | 0 | 0 | 0 | 0
Cumulative Retirements of Capacity by Reporting Type: MAPP_CA
ReportingType | 2015 | 2020 | 2025 | 2030 | 2035 | 2040
BM | 0 | 0 | 0 | 0 | 0 | 0
CC | 0 | 0 | 0 | 0 | 0 | 0
CSP | 0 | 0 | 0 | 0 | 0 | 0
CT | 0 | 0 | 0 | 0 | 66.99 | 81.81
Coal | 635.1 | 635.1 | 936.59 | 1037.99 | 1037.99 | 1037.99
Geo | 0 | 0 | 0 | 0 | 0 | 0
H | 0 | 0 | 0 | 0 | 0 | 0
LFG | 0 | 0 | 0 | 0 | 0 | 0
Nuc | 0 | 0 | 0 | 0 | 0 | 0
PS | 0 | 0 | 0 | 0 | 0 | 0
PV | 0 | 0 | 0 | 0 | 0 | 0
PeakG | 0 | 0 | 0 | 0 | 0 | 0
PeakO | 0 | 0 | 0 | 0 | 0 | 0
ST | 0 | 0 | 0 | 0 | 0 | 0
STOG | 0 | 0 | 0 | 0 | 0 | 84.29
STWD | 0 | 0 | 0 | 0 | 0 | 0
WT | 0 | 0 | 0 | 0 | 302.4 | 302.4
IGCC | 0 | 0 | 0 | 0 | 0 | 0
DemandResponse | 0 | 0 | 0 | 0 | 0 | 0
IGCC-CCS | 0 | 0 | 0 | 0 | 0 | 0
WT_off | 0 | 0 | 0 | 0 | 0 | 0
PseudoUnit | 0 | 0 | 0 | 0 | 0 | 0
FixedInterchange | 0 | 0 | 0 | 0 | 0 | 0
Cumulative Retirements of Capacity by Reporting Type: AZ_NM_SNV_Coal
ReportingType | 2015 | 2020 | 2025 | 2030 | 2035 | 2040
BM | 0 | 0 | 0 | 0 | 0 | 0
CC | 0 | 0 | 0 | 0 | 0 | 0
CSP | 0 | 0 | 0 | 0 | 0 | 0
CT | 0 | 0 | 0 | 0 | 0 | 0
Coal | 0 | 0 | 0 | 0 | 0 | 0
Geo | 0 | 0 | 0 | 0 | 0 | 0
H | 0 | 0 | 0 | 0 | 0 | 0
LFG | 0 | 0 | 0 | 0 | 0 | 0
Nuc | 0 | 0 | 0 | 0 | 0 | 0
PS | 0 | 0 | 0 | 0 | 0 | 0
PV | 0 | 0 | 0 | 0 | 0 | 0
PeakG | 0 | 0 | 0 | 0 | 0 | 0
PeakO | 185 | 185 | 200 | 200 | 200 | 200
ST | 0 | 0 | 0 | 0 | 0 | 0
STOG | 0 | 0 | 0 | 0 | 0 | 0
STWD | 0 | 0 | 0 | 0 | 0 | 0
WT | 0 | 0 | 0 | 0 | 0 | 0
IGCC | 0 | 0 | 0 | 0 | 0 | 0
DemandResponse | 0 | 0 | 0 | 0 | 0 | 0
IGCC-CCS | 0 | 0 | 0 | 0 | 0 | 0
WT_off | 0 | 0 | 0 | 0 | 0 | 0
PseudoUnit | 0 | 0 | 0 | 0 | 0 | 0
FixedInterchange | 0 | 0 | 0 | 0 | 0 | 0
Cumulative Retirements of Capacity by Reporting Type: AZ_NM_SNV_Gas
ReportingType | 2015 | 2020 | 2025 | 2030 | 2035 | 2040
BM | 0 | 0 | 0 | 0 | 0 | 0
CC | 1847.33 | 1847.33 | 1847.33 | 1847.33 | 1847.33 | 1847.33
CSP | 0 | 0 | 0 | 0 | 0 | 0
CT | 0 | 0 | 0 | 0 | 736 | 736
Coal | 0 | 0 | 0 | 0 | 0 | 0
Geo | 0 | 0 | 0 | 0 | 0 | 0
H | 0 | 0 | 0 | 0 | 0 | 0
LFG | 0 | 0 | 0 | 0 | 0 | 0
Nuc | 0 | 0 | 0 | 0 | 0 | 0
PS | 0 | 0 | 0 | 0 | 0 | 0
PV | 0 | 0 | 0 | 0 | 0 | 0
PeakG | 0 | 0 | 1188.12 | 1188.12 | 1188.12 | 3659.99
PeakO | 0 | 0 | 0 | 0 | 0 | 0
ST | 0 | 0 | 0 | 0 | 0 | 0
STOG | 2064 | 2064 | 2064 | 2064 | 2064 | 2064
STWD | 0 | 0 | 0 | 0 | 0 | 0
WT | 0 | 0 | 0 | 0 | 0 | 0
IGCC | 0 | 0 | 0 | 0 | 0 | 0
DemandResponse | 0 | 0 | 0 | 0 | 0 | 0
IGCC-CCS | 0 | 0 | 0 | 0 | 0 | 0
WT_off | 0 | 0 | 0 | 0 | 0 | 0
PseudoUnit | 0 | 0 | 0 | 0 | 0 | 0
FixedInterchange | 0 | 0 | 0 | 0 | 0 | 0
Cumulative Retirements of Capacity by Reporting Type: AZ_NM_SNV_NucRenew
ReportingType | 2015 | 2020 | 2025 | 2030 | 2035 | 2040
BM | 0 | 0 | 0 | 0 | 0 | 0
CC | 0 | 0 | 0 | 0 | 0 | 0
CSP | 65 | 65 | 65 | 65 | 65 | 65
CT | 0 | 0 | 0 | 0 | 0 | 0
Coal | 0 | 0 | 0 | 0 | 0 | 0
Geo | 0 | 0 | 0 | 0 | 0 | 0
H | 0 | 0 | 0 | 0 | 0 | 0
LFG | 0 | 0 | 0 | 0 | 0 | 0
Nuc | 0 | 0 | 0 | 0 | 0 | 0
PS | 0 | 0 | 0 | 0 | 0 | 0
PV | 0 | 0 | 0 | 0 | 0 | 0
PeakG | 0 | 0 | 0 | 0 | 0 | 0
PeakO | 0 | 0 | 0 | 0 | 0 | 0
ST | 0 | 0 | 0 | 0 | 0 | 0
STOG | 0 | 0 | 0 | 0 | 0 | 0
STWD | 0 | 0 | 0 | 0 | 0 | 0
WT | 0 | 0 | 0 | 0 | 0 | 0
IGCC | 0 | 0 | 0 | 0 | 0 | 0
DemandResponse | 0 | 0 | 0 | 0 | 0 | 0
IGCC-CCS | 0 | 0 | 0 | 0 | 0 | 0
WT_off | 0 | 0 | 0 | 0 | 0 | 0
PseudoUnit | 0 | 0 | 0 | 0 | 0 | 0
FixedInterchange | 0 | 0 | 0 | 0 | 0 | 0
Cumulative Retirements of Capacity by Reporting Type: ERCOT
ReportingType | 2015 | 2020 | 2025 | 2030 | 2035 | 2040
BM | 0 | 0 | 0 | 0 | 0 | 0
CC | 0 | 0 | 0 | 0 | 0 | 0
CSP | 0 | 0 | 0 | 0 | 0 | 0
CT | 0 | 0 | 0 | 0 | 249.99 | 249.99
Coal | 1144 | 1144 | 1144 | 1144 | 1144 | 1144
Geo | 0 | 0 | 0 | 0 | 0 | 0
H | 0 | 0 | 0 | 0 | 0 | 0
LFG | 0 | 0 | 0 | 0 | 0 | 0
Nuc | 0 | 0 | 0 | 0 | 0 | 0
PS | 0 | 0 | 0 | 0 | 0 | 0
PV | 0 | 0 | 0 | 0 | 14 | 14
PeakG | 0 | 0 | 0 | 0 | 0 | 0
PeakO | 0 | 0 | 0 | 0 | 0 | 0
ST | 0 | 0 | 0 | 0 | 0 | 0
STOG | 3503.08 | 4329.43 | 8433.96 | 9836.6 | 10794.69 | 11997.24
STWD | 0 | 0 | 0 | 0 | 0 | 0
WT | 0 | 0 | 0 | 0 | 0 | 0
IGCC | 0 | 0 | 0 | 0 | 0 | 0
DemandResponse | 0 | 0 | 0 | 0 | 0 | 0
IGCC-CCS | 0 | 0 | 0 | 0 | 0 | 0
WT_off | 0 | 0 | 0 | 0 | 0 | 0
PseudoUnit | 0 | 0 | 0 | 0 | 0 | 0
FixedInterchange | 0 | 0 | 0 | 0 | 0 | 0
Cumulative Retirements of Capacity by Reporting Type: NP15
ReportingType | 2015 | 2020 | 2025 | 2030 | 2035 | 2040
BM | 0 | 0 | 0 | 0 | 0 | 0
CC | 0 | 0 | 0 | 0 | 0 | 0
CSP | 0 | 0 | 0 | 0 | 0 | 0
CT | 0 | 0 | 0 | 0 | 0 | 0
Coal | 163.7 | 191.9 | 191.9 | 191.9 | 191.9 | 191.9
Geo | 0 | 0 | 0 | 0 | 0 | 0
H | 0 | 0 | 0 | 0 | 0 | 0
LFG | 0 | 0 | 0 | 0 | 0 | 0
Nuc | 0 | 0 | 0 | 0 | 0 | 0
PS | 0 | 0 | 0 | 0 | 0 | 0
PV | 0 | 0 | 0 | 0 | 6.5 | 6.5
PeakG | 0 | 0 | 0 | 0 | 0 | 0
PeakO | 156 | 156 | 156 | 156 | 156 | 156
ST | 0 | 0 | 0 | 0 | 0 | 0
STOG | 1107.29 | 1196.44 | 1279.21 | 1279.21 | 1279.21 | 1279.21
STWD | 0 | 0 | 0 | 0 | 0 | 0
WT | 0 | 0 | 0 | 0 | 0 | 0
IGCC | 0 | 0 | 0 | 0 | 0 | 0
DemandResponse | 0 | 0 | 0 | 0 | 0 | 0
IGCC-CCS | 0 | 0 | 0 | 0 | 0 | 0
WT_off | 0 | 0 | 0 | 0 | 0 | 0
PseudoUnit | 0 | 0 | 0 | 0 | 0 | 0
FixedInterchange | 0 | 0 | 0 | 0 | 0 | 0
Cumulative Retirements of Capacity by Reporting Type: NWPP_Coal
ReportingType | 2015 | 2020 | 2025 | 2030 | 2035 | 2040
BM | 0 | 0 | 0 | 0 | 0 | 0
CC | 0 | 0 | 0 | 0 | 0 | 0
CSP | 0 | 0 | 0 | 0 | 0 | 0
CT | 0 | 0 | 0 | 0 | 0 | 0
Coal | 726.02 | 726.02 | 726.02 | 726.02 | 726.02 | 726.02
Geo | 0 | 0 | 0 | 0 | 0 | 0
H | 0 | 0 | 0 | 0 | 0 | 0
LFG | 0 | 0 | 0 | 0 | 0 | 0
Nuc | 0 | 0 | 0 | 0 | 0 | 0
PS | 0 | 0 | 0 | 0 | 0 | 0
PV | 0 | 0 | 0 | 0 | 0 | 0
PeakG | 0 | 0 | 0 | 0 | 0 | 0
PeakO | 183 | 183 | 183 | 183 | 183 | 183
ST | 0 | 0 | 0 | 0 | 0 | 0
STOG | 0 | 0 | 0 | 0 | 0 | 0
STWD | 0 | 0 | 0 | 0 | 0 | 0
WT | 0 | 0 | 0 | 0 | 0 | 0
IGCC | 0 | 0 | 0 | 0 | 0 | 0
DemandResponse | 0 | 0 | 0 | 0 | 0 | 0
IGCC-CCS | 0 | 0 | 0 | 0 | 0 | 0
WT_off | 0 | 0 | 0 | 0 | 0 | 0
PseudoUnit | 0 | 0 | 0 | 0 | 0 | 0
FixedInterchange | 0 | 0 | 0 | 0 | 0 | 0
Cumulative Retirements of Capacity by Reporting Type: NWPP_Gas
ReportingType | 2015 | 2020 | 2025 | 2030 | 2035 | 2040
BM | 0 | 0 | 0 | 0 | 0 | 0
CC | 4469.14 | 4469.14 | 4469.14 | 4469.14 | 4469.14 | 4469.14
CSP | 0 | 0 | 0 | 0 | 0 | 0
CT | 0 | 0 | 0 | 0 | 150 | 150
Coal | 0 | 0 | 0 | 0 | 0 | 0
Geo | 0 | 0 | 0 | 0 | 0 | 0
H | 0 | 0 | 0 | 0 | 0 | 0
LFG | 0 | 0 | 0 | 0 | 0 | 0
Nuc | 0 | 0 | 0 | 0 | 0 | 0
PS | 0 | 0 | 0 | 0 | 0 | 0
PV | 0 | 0 | 0 | 0 | 0 | 0
PeakG | 2623 | 2623 | 2623 | 2623 | 2623 | 2623
PeakO | 0 | 0 | 0 | 0 | 0 | 0
ST | 0 | 0 | 0 | 0 | 0 | 0
STOG | 786 | 786 | 786 | 786 | 786 | 786
STWD | 0 | 0 | 0 | 0 | 0 | 0
WT | 0 | 0 | 0 | 0 | 0 | 0
IGCC | 0 | 0 | 0 | 0 | 0 | 0
DemandResponse | 0 | 0 | 0 | 0 | 0 | 0
IGCC-CCS | 0 | 0 | 0 | 0 | 0 | 0
WT_off | 0 | 0 | 0 | 0 | 0 | 0
PseudoUnit | 0 | 0 | 0 | 0 | 0 | 0
FixedInterchange | 0 | 0 | 0 | 0 | 0 | 0
Cumulative Retirements of Capacity by Reporting Type: NWPP_NucRenew
ReportingType | 2015 | 2020 | 2025 | 2030 | 2035 | 2040
BM | 0 | 0 | 0 | 0 | 0 | 0
CC | 0 | 0 | 0 | 0 | 0 | 0
CSP | 0 | 0 | 0 | 0 | 0 | 0
CT | 0 | 0 | 0 | 0 | 0 | 0
Coal | 0 | 0 | 0 | 0 | 0 | 0
Geo | 4.8 | 4.8 | 4.8 | 4.8 | 4.8 | 4.8
H | 0 | 0 | 0 | 0 | 0 | 0
LFG | 0 | 0 | 0 | 0 | 0 | 0
Nuc | 0 | 0 | 0 | 0 | 0 | 0
PS | 0 | 0 | 0 | 0 | 0 | 0
PV | 0 | 0 | 0 | 0 | 0 | 0
PeakG | 0 | 0 | 0 | 0 | 0 | 0
PeakO | 0 | 0 | 0 | 0 | 0 | 0
ST | 0 | 0 | 0 | 0 | 0 | 0
STOG | 0 | 0 | 0 | 0 | 0 | 0
STWD | 561 | 561 | 561 | 561 | 561 | 561
WT | 0 | 0 | 0 | 0 | 0 | 0
IGCC | 0 | 0 | 0 | 0 | 0 | 0
DemandResponse | 0 | 0 | 0 | 0 | 0 | 0
IGCC-CCS | 0 | 0 | 0 | 0 | 0 | 0
WT_off | 0 | 0 | 0 | 0 | 0 | 0
PseudoUnit | 0 | 0 | 0 | 0 | 0 | 0
FixedInterchange | 0 | 0 | 0 | 0 | 0 | 0
Cumulative Retirements of Capacity by Reporting Type: RMPA
ReportingType | 2015 | 2020 | 2025 | 2030 | 2035 | 2040
BM | 0 | 0 | 0 | 0 | 0 | 0
CC | 934.98 | 957.51 | 2601.58 | 2601.58 | 2601.58 | 2601.58
CSP | 1 | 1 | 1 | 1 | 1 | 1
CT | 0 | 0 | 0 | 0 | 10.55 | 10.55
Coal | 726.99 | 897.49 | 1249.5 | 1249.5 | 1249.5 | 1249.5
Geo | 0 | 0 | 0 | 0 | 0 | 0
H | 0 | 0 | 0 | 0 | 0 | 0
LFG | 0 | 0 | 0 | 0 | 0 | 0
Nuc | 0 | 0 | 0 | 0 | 0 | 0
PS | 0 | 0 | 0 | 0 | 0 | 0
PV | 0 | 0 | 0 | 0 | 0 | 0
PeakG | 0 | 0 | 0 | 0 | 0 | 0
PeakO | 187 | 187 | 187 | 187 | 187 | 187
ST | 0 | 0 | 0 | 0 | 0 | 0
STOG | 217 | 217 | 217 | 217 | 217 | 217
STWD | 0 | 0 | 0 | 0 | 0 | 0
WT | 0 | 0 | 0 | 0 | 0 | 0
IGCC | 0 | 0 | 0 | 0 | 0 | 0
DemandResponse | 0 | 0 | 0 | 0 | 0 | 0
IGCC-CCS | 0 | 0 | 0 | 0 | 0 | 0
WT_off | 0 | 0 | 0 | 0 | 0 | 0
PseudoUnit | 0 | 0 | 0 | 0 | 0 | 0
FixedInterchange | 0 | 0 | 0 | 0 | 0 | 0
Cumulative Retirements of Capacity by Reporting Type: SP15
ReportingType | 2015 | 2020 | 2025 | 2030 | 2035 | 2040
BM | 0 | 0 | 0 | 0 | 0 | 0
CC | 0 | 0 | 0 | 0 | 0 | 0
CSP | 409 | 409 | 409 | 409 | 409 | 409
CT | 0 | 0 | 0 | 0 | 0 | 0
Coal | 141.5 | 242.7 | 242.7 | 242.7 | 242.7 | 242.7
Geo | 0 | 0 | 0 | 0 | 0 | 0
H | 0 | 0 | 0 | 0 | 0 | 0
LFG | 0 | 0 | 0 | 0 | 0 | 0
Nuc | 0 | 0 | 0 | 0 | 0 | 0
PS | 0 | 0 | 0 | 0 | 0 | 0
PV | 0 | 0 | 0 | 0 | 3.8 | 3.8
PeakG | 44 | 44 | 44 | 44 | 44 | 44
PeakO | 15 | 15 | 15 | 15 | 15 | 15
ST | 0 | 0 | 0 | 0 | 0 | 0
STOG | 3505.85 | 5308.21 | 5794.27 | 5794.27 | 5794.27 | 5794.27
STWD | 0 | 0 | 0 | 0 | 0 | 0
WT | 126.2 | 126.2 | 126.2 | 126.2 | 126.2 | 126.2
IGCC | 0 | 0 | 0 | 0 | 0 | 0
DemandResponse | 0 | 0 | 0 | 0 | 0 | 0
IGCC-CCS | 0 | 0 | 0 | 0 | 0 | 0
WT_off | 0 | 0 | 0 | 0 | 0 | 0
PseudoUnit | 0 | 0 | 0 | 0 | 0 | 0
FixedInterchange | 0 | 0 | 0 | 0 | 0 | 0
Cumulative Retirements of Capacity by Reporting Type: ALB
ReportingType | 2015 | 2020 | 2025 | 2030 | 2035 | 2040
BM | 0 | 0 | 0 | 0 | 0 | 0
CC | 0 | 0 | 0 | 0 | 0 | 960.4
CSP | 0 | 0 | 0 | 0 | 0 | 0
CT | 0 | 0 | 0 | 0 | 201.5 | 201.5
Coal | 0 | 0 | 0 | 0 | 0 | 0
Geo | 0 | 0 | 0 | 0 | 0 | 0
H | 0 | 0 | 0 | 0 | 0 | 0
LFG | 0 | 0 | 0 | 0 | 0 | 0
Nuc | 0 | 0 | 0 | 0 | 0 | 0
PS | 0 | 0 | 0 | 0 | 0 | 0
PV | 0 | 0 | 0 | 0 | 0 | 0
PeakG | 1034.79 | 1215.02 | 1351.43 | 1351.43 | 1351.43 | 1351.43
PeakO | 6 | 6 | 6 | 6 | 6 | 6
ST | 0 | 0 | 0 | 0 | 0 | 0
STOG | 186 | 186 | 186 | 186 | 186 | 186
STWD | 174 | 174 | 174 | 174 | 174 | 174
WT | 0 | 0 | 0 | 0 | 0 | 0
IGCC | 0 | 0 | 0 | 0 | 0 | 0
DemandResponse | 0 | 0 | 0 | 0 | 0 | 0
IGCC-CCS | 0 | 0 | 0 | 0 | 0 | 0
WT_off | 0 | 0 | 0 | 0 | 0 | 0
PseudoUnit | 0 | 0 | 0 | 0 | 0 | 0
FixedInterchange | 0 | 0 | 0 | 0 | 0 | 0
Cumulative Retirements of Capacity by Reporting Type: BC
ReportingType | 2015 | 2020 | 2025 | 2030 | 2035 | 2040
BM | 0 | 0 | 0 | 0 | 0 | 0
CC | 0 | 0 | 0 | 0 | 0 | 0
CSP | 0 | 0 | 0 | 0 | 0 | 0
CT | 0 | 0 | 0 | 0 | 0 | 0
Coal | 0 | 0 | 0 | 0 | 0 | 0
Geo | 0 | 0 | 0 | 0 | 0 | 0
H | 0 | 0 | 0 | 0 | 0 | 0
LFG | 0 | 0 | 0 | 0 | 0 | 0
Nuc | 0 | 0 | 0 | 0 | 0 | 0
PS | 0 | 0 | 0 | 0 | 0 | 0
PV | 0 | 0 | 0 | 0 | 0 | 0
PeakG | 0 | 0 | 109.14 | 141 | 141 | 141
PeakO | 0 | 0 | 44 | 44 | 44 | 44
ST | 0 | 0 | 0 | 0 | 0 | 0
STOG | 938 | 938 | 938 | 938 | 938 | 938
STWD | 114.43 | 389.41 | 510 | 510 | 510 | 510
WT | 0 | 0 | 0 | 0 | 0 | 0
IGCC | 0 | 0 | 0 | 0 | 0 | 0
DemandResponse | 0 | 0 | 0 | 0 | 0 | 0
IGCC-CCS | 0 | 0 | 0 | 0 | 0 | 0
WT_off | 0 | 0 | 0 | 0 | 0 | 0
PseudoUnit | 0 | 0 | 0 | 0 | 0 | 0
FixedInterchange | 0 | 0 | 0 | 0 | 0 | 0
Cumulative Retirements of Capacity by Reporting Type: HQ_IESO
ReportingType | 2015 | 2020 | 2025 | 2030 | 2035 | 2040
BM | 0 | 0 | 0 | 0 | 0 | 0
CC | 0 | 0 | 0 | 0 | 0 | 0
CSP | 0 | 0 | 0 | 0 | 0 | 0
CT | 0 | 0 | 0 | 0 | 0 | 0
Coal | 0 | 0 | 0 | 0 | 0 | 0
Geo | 0 | 0 | 0 | 0 | 0 | 0
H | 0 | 0 | 0 | 0 | 0 | 0
LFG | 0 | 0 | 0 | 0 | 0 | 0
Nuc | 0 | 0 | 0 | 0 | 0 | 0
PS | 0 | 0 | 0 | 0 | 0 | 0
PV | 0 | 0 | 0 | 0 | 0 | 0
PeakG | 0 | 0 | 0 | 0 | 0 | 0
PeakO | 0 | 0 | 0 | 0 | 0 | 0
ST | 0 | 0 | 0 | 0 | 0 | 0
STOG | 0 | 0 | 0 | 0 | 0 | 0
STWD | 0 | 0 | 0 | 0 | 0 | 0
WT | 0 | 0 | 0 | 0 | 0 | 0
IGCC | 0 | 0 | 0 | 0 | 0 | 0
DemandResponse | 0 | 0 | 0 | 0 | 0 | 0
IGCC-CCS | 0 | 0 | 0 | 0 | 0 | 0
WT_off | 0 | 0 | 0 | 0 | 0 | 0
PseudoUnit | 0 | 0 | 0 | 0 | 0 | 0
FixedInterchange | 0 | 0 | 0 | 0 | 0 | 0
Cumulative Retirements of Capacity by Reporting Type: HQ_NEISO
ReportingType | 2015 | 2020 | 2025 | 2030 | 2035 | 2040
BM | 0 | 0 | 0 | 0 | 0 | 0
CC | 0 | 0 | 0 | 0 | 0 | 0
CSP | 0 | 0 | 0 | 0 | 0 | 0
CT | 0 | 0 | 0 | 0 | 0 | 0
Coal | 0 | 0 | 0 | 0 | 0 | 0
Geo | 0 | 0 | 0 | 0 | 0 | 0
H | 0 | 0 | 0 | 0 | 0 | 0
LFG | 0 | 0 | 0 | 0 | 0 | 0
Nuc | 0 | 0 | 0 | 0 | 0 | 0
PS | 0 | 0 | 0 | 0 | 0 | 0
PV | 0 | 0 | 0 | 0 | 0 | 0
PeakG | 0 | 0 | 0 | 0 | 0 | 0
PeakO | 0 | 0 | 0 | 0 | 0 | 0
ST | 0 | 0 | 0 | 0 | 0 | 0
STOG | 0 | 0 | 0 | 0 | 0 | 0
STWD | 0 | 0 | 0 | 0 | 0 | 0
WT | 0 | 0 | 0 | 0 | 0 | 0
IGCC | 0 | 0 | 0 | 0 | 0 | 0
DemandResponse | 0 | 0 | 0 | 0 | 0 | 0
IGCC-CCS | 0 | 0 | 0 | 0 | 0 | 0
WT_off | 0 | 0 | 0 | 0 | 0 | 0
PseudoUnit | 0 | 0 | 0 | 0 | 0 | 0
FixedInterchange | 0 | 0 | 0 | 0 | 0 | 0
Cumulative Retirements of Capacity by Reporting Type: HQ_NY
ReportingType | 2015 | 2020 | 2025 | 2030 | 2035 | 2040
BM | 0 | 0 | 0 | 0 | 0 | 0
CC | 0 | 0 | 0 | 0 | 0 | 0
CSP | 0 | 0 | 0 | 0 | 0 | 0
CT | 0 | 0 | 0 | 0 | 0 | 0
Coal | 0 | 0 | 0 | 0 | 0 | 0
Geo | 0 | 0 | 0 | 0 | 0 | 0
H | 0 | 0 | 0 | 0 | 0 | 0
LFG | 0 | 0 | 0 | 0 | 0 | 0
Nuc | 0 | 0 | 0 | 0 | 0 | 0
PS | 0 | 0 | 0 | 0 | 0 | 0
PV | 0 | 0 | 0 | 0 | 0 | 0
PeakG | 0 | 0 | 0 | 0 | 0 | 0
PeakO | 0 | 0 | 0 | 0 | 0 | 0
ST | 0 | 0 | 0 | 0 | 0 | 0
STOG | 0 | 0 | 0 | 0 | 0 | 0
STWD | 0 | 0 | 0 | 0 | 0 | 0
WT | 0 | 0 | 0 | 0 | 0 | 0
IGCC | 0 | 0 | 0 | 0 | 0 | 0
DemandResponse | 0 | 0 | 0 | 0 | 0 | 0
IGCC-CCS | 0 | 0 | 0 | 0 | 0 | 0
WT_off | 0 | 0 | 0 | 0 | 0 | 0
PseudoUnit | 0 | 0 | 0 | 0 | 0 | 0
FixedInterchange | 0 | 0 | 0 | 0 | 0 | 0
Cumulative Retirements of Capacity by Reporting Type: MARITIMES
ReportingType | 2015 | 2020 | 2025 | 2030 | 2035 | 2040
BM | 0 | 0 | 0 | 0 | 0 | 0
CC | 0 | 0 | 0 | 0 | 0 | 0
CSP | 0 | 0 | 0 | 0 | 0 | 0
CT | 0 | 0 | 0 | 0 | 0 | 0
Coal | 0 | 0 | 0 | 0 | 0 | 0
Geo | 0 | 0 | 0 | 0 | 0 | 0
H | 0 | 0 | 0 | 0 | 0 | 0
LFG | 0 | 0 | 0 | 0 | 0 | 0
Nuc | 0 | 0 | 0 | 0 | 0 | 0
PS | 0 | 0 | 0 | 0 | 0 | 0
PV | 0 | 0 | 0 | 0 | 0 | 0
PeakG | 0 | 0 | 0 | 0 | 0 | 0
PeakO | 0 | 0 | 0 | 0 | 0 | 0
ST | 0 | 0 | 0 | 0 | 0 | 0
STOG | 0 | 0 | 0 | 0 | 0 | 0
STWD | 0 | 0 | 0 | 0 | 0 | 0
WT | 0 | 0 | 0 | 0 | 0 | 0
IGCC | 0 | 0 | 0 | 0 | 0 | 0
DemandResponse | 0 | 0 | 0 | 0 | 0 | 0
IGCC-CCS | 0 | 0 | 0 | 0 | 0 | 0
WT_off | 0 | 0 | 0 | 0 | 0 | 0
PseudoUnit | 0 | 0 | 0 | 0 | 0 | 0
FixedInterchange | 0 | 0 | 0 | 0 | 0 | 0
Cumulative Retirements of Capacity by Reporting Type: All
ReportingType | 2015 | 2020 | 2025 | 2030 | 2035 | 2040
BM | 0 | 0 | 0 | 0 | 0 | 192
CC | 16819.2 | 18078.06 | 22801.09 | 23412.99 | 23412.99 | 27866.42
CSP | 475 | 475 | 475 | 475 | 475 | 475
CT | 0 | 0 | 0 | 44 | 2529.92 | 2914.47
Coal | 73472.78 | 96494.54 | 102328.44 | 102733.2 | 102733.2 | 102733.2
Geo | 4.8 | 4.8 | 4.8 | 4.8 | 4.8 | 4.8
H | 0 | 0 | 0 | 0 | 0 | 0
LFG | 0 | 0 | 0 | 0 | 0 | 0
Nuc | 0 | 614.5 | 614.5 | 2102.7 | 28678.4 | 48384.39
PS | 0 | 0 | 0 | 0 | 0 | 0
PV | 0 | 0 | 0 | 0 | 1149.3 | 1252.68
PeakG | 6956.99 | 7137.22 | 11463.37 | 12341.52 | 12960.65 | 16091.54
PeakO | 3704.49 | 3704.49 | 7154.47 | 7340.47 | 7340.47 | 7340.58
ST | 0 | 0 | 0 | 0 | 0 | 0
STOG | 64659.65 | 69647.39 | 82018.66 | 85216.25 | 86174.34 | 89426.34
STWD | 1656.43 | 2348.37 | 2654.09 | 2679.96 | 2679.96 | 2679.96
WT | 126.2 | 126.2 | 126.2 | 126.2 | 2534.5 | 2534.5
IGCC | 0 | 0 | 0 | 0 | 0 | 0
DemandResponse | 0 | 0 | 0 | 0 | 0 | 0
IGCC-CCS | 0 | 0 | 0 | 0 | 0 | 0
WT_off | 0 | 0 | 0 | 0 | 468 | 468
PseudoUnit | 0 | 0 | 0 | 0 | 0 | 0
FixedInterchange | 0 | 0 | 0 | 0 | 0 | 0
Cumulative Retirements of Capacity by Reporting Type: EI_US
ReportingType | 2015 | 2020 | 2025 | 2030 | 2035 | 2040
BM | 0 | 0 | 0 | 0 | 0 | 192
CC | 3624.76 | 4861.08 | 7940.05 | 8551.94 | 8551.94 | 12044.97
CSP | 0 | 0 | 0 | 0 | 0 | 0
CT | 0 | 0 | 0 | 44 | 746.9 | 1116.62
Coal | 63519.47 | 86241.34 | 91421.74 | 91725.09 | 91725.09 | 91725.09
Geo | 0 | 0 | 0 | 0 | 0 | 0
H | 0 | 0 | 0 | 0 | 0 | 0
LFG | 0 | 0 | 0 | 0 | 0 | 0
Nuc | 0 | 614.5 | 614.5 | 2102.7 | 27648.4 | 45814.39
PS | 0 | 0 | 0 | 0 | 0 | 0
PV | 0 | 0 | 0 | 0 | 57.74 | 161.12
PeakG | 2671.21 | 2671.21 | 5563.69 | 6409.98 | 7029.11 | 7688.13
PeakO | 2797.5 | 2797.5 | 6188.48 | 6374.47 | 6374.47 | 6374.59
ST | 0 | 0 | 0 | 0 | 0 | 0
STOG | 50226.43 | 52496.31 | 60194.23 | 61989.17 | 61989.17 | 63954.33
STWD | 668 | 1084.96 | 1270.09 | 1295.96 | 1295.96 | 1295.96
WT | 0 | 0 | 0 | 0 | 0 | 0
IGCC | 0 | 0 | 0 | 0 | 0 | 0
DemandResponse | 0 | 0 | 0 | 0 | 0 | 0
IGCC-CCS | 0 | 0 | 0 | 0 | 0 | 0
WT_off | 0 | 0 | 0 | 0 | 468 | 468
PseudoUnit | 0 | 0 | 0 | 0 | 0 | 0
FixedInterchange | 0 | 0 | 0 | 0 | 0 | 0
Cumulative Retirements of Capacity by Reporting Type: EI_Canada
ReportingType | 2015 | 2020 | 2025 | 2030 | 2035 | 2040
BM | 0 | 0 | 0 | 0 | 0 | 0
CC | 5943 | 5943 | 5943 | 5943 | 5943 | 5943
CSP | 0 | 0 | 0 | 0 | 0 | 0
CT | 0 | 0 | 0 | 0 | 434.98 | 449.81
Coal | 7051.1 | 7051.1 | 7352.59 | 7453.99 | 7453.99 | 7453.99
Geo | 0 | 0 | 0 | 0 | 0 | 0
H | 0 | 0 | 0 | 0 | 0 | 0
LFG | 0 | 0 | 0 | 0 | 0 | 0
Nuc | 0 | 0 | 0 | 0 | 1030 | 2570
PS | 0 | 0 | 0 | 0 | 0 | 0
PV | 0 | 0 | 0 | 0 | 1067.26 | 1067.26
PeakG | 583.99 | 583.99 | 583.99 | 583.99 | 583.99 | 583.99
PeakO | 175 | 175 | 175 | 175 | 175 | 175
ST | 0 | 0 | 0 | 0 | 0 | 0
STOG | 2126 | 2126 | 2126 | 2126 | 2126 | 2210.29
STWD | 139 | 139 | 139 | 139 | 139 | 139
WT | 0 | 0 | 0 | 0 | 2408.3 | 2408.3
IGCC | 0 | 0 | 0 | 0 | 0 | 0
DemandResponse | 0 | 0 | 0 | 0 | 0 | 0
IGCC-CCS | 0 | 0 | 0 | 0 | 0 | 0
WT_off | 0 | 0 | 0 | 0 | 0 | 0
PseudoUnit | 0 | 0 | 0 | 0 | 0 | 0
FixedInterchange | 0 | 0 | 0 | 0 | 0 | 0
Cumulative Retirements of Capacity by Reporting Type: EI
ReportingType | 2015 | 2020 | 2025 | 2030 | 2035 | 2040
BM | 0 | 0 | 0 | 0 | 0 | 192
CC | 9567.76 | 10804.08 | 13883.04 | 14494.94 | 14494.94 | 17987.97
CSP | 0 | 0 | 0 | 0 | 0 | 0
CT | 0 | 0 | 0 | 44 | 1181.88 | 1566.43
Coal | 70570.57 | 93292.43 | 98774.33 | 99179.08 | 99179.08 | 99179.09
Geo | 0 | 0 | 0 | 0 | 0 | 0
H | 0 | 0 | 0 | 0 | 0 | 0
LFG | 0 | 0 | 0 | 0 | 0 | 0
Nuc | 0 | 614.5 | 614.5 | 2102.7 | 28678.4 | 48384.39
PS | 0 | 0 | 0 | 0 | 0 | 0
PV | 0 | 0 | 0 | 0 | 1125 | 1228.38
PeakG | 3255.2 | 3255.2 | 6147.68 | 6993.96 | 7613.1 | 8272.12
PeakO | 2972.5 | 2972.5 | 6363.47 | 6549.47 | 6549.47 | 6549.59
ST | 0 | 0 | 0 | 0 | 0 | 0
STOG | 52352.43 | 54622.31 | 62320.23 | 64115.17 | 64115.17 | 66164.62
STWD | 807 | 1223.96 | 1409.09 | 1434.96 | 1434.96 | 1434.96
WT | 0 | 0 | 0 | 0 | 2408.3 | 2408.3
IGCC | 0 | 0 | 0 | 0 | 0 | 0
DemandResponse | 0 | 0 | 0 | 0 | 0 | 0
IGCC-CCS | 0 | 0 | 0 | 0 | 0 | 0
WT_off | 0 | 0 | 0 | 0 | 468 | 468
PseudoUnit | 0 | 0 | 0 | 0 | 0 | 0
FixedInterchange | 0 | 0 | 0 | 0 | 0 | 0
Cumulative Retirements of Capacity by Reporting Type: Outside_EI
ReportingType | 2015 | 2020 | 2025 | 2030 | 2035 | 2040
BM | 0 | 0 | 0 | 0 | 0 | 0
CC | 7251.45 | 7273.98 | 8918.05 | 8918.05 | 8918.05 | 9878.46
CSP | 475 | 475 | 475 | 475 | 475 | 475
CT | 0 | 0 | 0 | 0 | 1348.04 | 1348.04
Coal | 2902.21 | 3202.11 | 3554.12 | 3554.12 | 3554.12 | 3554.12
Geo | 4.8 | 4.8 | 4.8 | 4.8 | 4.8 | 4.8
H | 0 | 0 | 0 | 0 | 0 | 0
LFG | 0 | 0 | 0 | 0 | 0 | 0
Nuc | 0 | 0 | 0 | 0 | 0 | 0
PS | 0 | 0 | 0 | 0 | 0 | 0
PV | 0 | 0 | 0 | 0 | 24.3 | 24.3
PeakG | 3701.79 | 3882.02 | 5315.7 | 5347.56 | 5347.56 | 7819.42
PeakO | 732 | 732 | 791 | 791 | 791 | 791
ST | 0 | 0 | 0 | 0 | 0 | 0
STOG | 12307.22 | 15025.09 | 19698.44 | 21101.08 | 22059.17 | 23261.72
STWD | 849.43 | 1124.41 | 1245 | 1245 | 1245 | 1245
WT | 126.2 | 126.2 | 126.2 | 126.2 | 126.2 | 126.2
IGCC | 0 | 0 | 0 | 0 | 0 | 0
DemandResponse | 0 | 0 | 0 | 0 | 0 | 0
IGCC-CCS | 0 | 0 | 0 | 0 | 0 | 0
WT_off | 0 | 0 | 0 | 0 | 0 | 0
PseudoUnit | 0 | 0 | 0 | 0 | 0 | 0
FixedInterchange | 0 | 0 | 0 | 0 | 0 | 0
#5 | Total Installed ACTIVE Capacity (MW)
Total Installed Capacity by Reporting Type: Entergy
ReportingType | 2015 | 2020 | 2025 | 2030 | 2035 | 2040
BM | 0 | 0 | 0 | 0 | 0 | 0
CC | 13885 | 13885 | 13885 | 13630.56 | 13630.56 | 13630.56
CSP | 0 | 0 | 0 | 0 | 0 | 0
CT | 0 | 0 | 0 | 0 | 0 | 0
Coal | 8136 | 8136 | 8136 | 8136 | 8136 | 8431.76
Geo | 0 | 0 | 0 | 0 | 0 | 0
H | 744 | 744 | 744 | 744 | 744 | 744
LFG | 8 | 8 | 115.4 | 115.4 | 115.4 | 115.4
Nuc | 5422 | 5422 | 5422 | 5422 | 4580 | 3583
PS | 59 | 59 | 59 | 59 | 59 | 59
PV | 0.29 | 59.22 | 86.75 | 86.75 | 86.45 | 82.44
PeakG | 2787 | 2787 | 2787 | 2627.2 | 2627.2 | 2627.2
PeakO | 174 | 174 | 174 | 0 | 0 | 0
ST | 0 | 0 | 0 | 0 | 0 | 0
STOG | 2618.4 | 1823.65 | 0 | 0 | 0 | 0
STWD | 206 | 206 | 25.87 | 0 | 0 | 0
WT | 107 | 107 | 107 | 107 | 107 | 107
IGCC | 0 | 0 | 0 | 0 | 0 | 0
DemandResponse | 289.67 | 1405.86 | 2479.69 | 2421.32 | 2364.32 | 2308.66
IGCC-CCS | 0 | 0 | 0 | 0 | 0 | 0
WT_off | 0 | 0 | 0 | 0 | 0 | 0
PseudoUnit | 0 | 0 | 0 | 0 | 0 | 0
FixedInterchange | 0 | 0 | 0 | 0 | 0 | 0
Total Installed Capacity by Reporting Type: FRCC
ReportingType | 2015 | 2020 | 2025 | 2030 | 2035 | 2040
BM | 0 | 0 | 0 | 0 | 0 | 0
CC | 23300.9 | 25150.24 | 25150.25 | 25756.46 | 27984.86 | 28312.41
CSP | 0 | 0 | 0 | 0 | 0 | 0
CT | 2480 | 2480 | 2480 | 2480 | 2480 | 2480
Coal | 9327.4 | 8458.4 | 8458.4 | 8458.4 | 8458.4 | 10427.96
Geo | 0 | 0 | 0 | 0 | 0 | 0
H | 55 | 55 | 55 | 55 | 55 | 55
LFG | 486 | 486 | 684 | 684 | 684 | 684
Nuc | 4131.33 | 4131.33 | 4131.33 | 4131.33 | 2516 | 839
PS | 0 | 0 | 0 | 0 | 0 | 0
PV | 51 | 51 | 51 | 51 | 51 | 51
PeakG | 8431 | 8431 | 8431 | 8431 | 8431 | 8431
PeakO | 2283 | 2283 | 2283 | 2283 | 2283 | 2283
ST | 0 | 0 | 0 | 0 | 0 | 0
STOG | 1866.31 | 1866.31 | 1139.79 | 1139.79 | 1139.79 | 1139.79
STWD | 195 | 195 | 195 | 195 | 195 | 195
WT | 0 | 0 | 0 | 0 | 0 | 0
IGCC | 0 | 0 | 0 | 0 | 0 | 0
DemandResponse | 2626.7 | 3620.13 | 4802.1 | 4857 | 4912.52 | 4968.68
IGCC-CCS | 0 | 0 | 0 | 0 | 0 | 0
WT_off | 0 | 0 | 0 | 0 | 0 | 0
PseudoUnit | 0 | 0 | 0 | 0 | 0 | 0
FixedInterchange | 0 | 0 | 0 | 0 | 0 | 0
Total Installed Capacity by Reporting Type: MAPP_US
ReportingType | 2015 | 2020 | 2025 | 2030 | 2035 | 2040
BM | 0 | 0 | 0 | 0 | 0 | 0
CC | 150.35 | 150.35 | 150.35 | 150.35 | 150.35 | 150.35
CSP | 0 | 0 | 0 | 0 | 0 | 0
CT | 308.3 | 308.3 | 308.3 | 300 | 128.43 | 128.43
Coal | 2831 | 2360 | 2360 | 2360 | 2360 | 2360
Geo | 44 | 44 | 44 | 44 | 44 | 44
H | 2186 | 2186 | 2186 | 2186 | 2186 | 2186
LFG | 2 | 2 | 73.67 | 73.67 | 73.67 | 73.67
Nuc | 0.1 | 0.1 | 0.1 | 0.1 | 0.1 | 0.1
PS | 0 | 0 | 0 | 0 | 0 | 0
PV | 0 | 0 | 0 | 0 | 0 | 0
PeakG | 688.01 | 688.01 | 468.96 | 468.96 | 468.96 | 468.96
PeakO | 0.01 | 0.01 | 0 | 0 | 0 | 0
ST | 0 | 0 | 0 | 0 | 0 | 0
STOG | 0 | 0 | 0 | 0 | 0 | 0
STWD | 0 | 0 | 0 | 0 | 0 | 0
WT | 1689.3 | 1966.82 | 1966.82 | 1966.82 | 1966.82 | 1966.82
IGCC | 0 | 0 | 0 | 0 | 0 | 0
DemandResponse | 56.67 | 182.16 | 307.36 | 303.87 | 300.43 | 297.02
IGCC-CCS | 0 | 0 | 0 | 0 | 0 | 0
WT_off | 0 | 0 | 0 | 0 | 0 | 0
PseudoUnit | 0 | 0 | 0 | 0 | 0 | 0
FixedInterchange | 0 | 0 | 0 | 0 | 0 | 0
Total Installed Capacity by Reporting Type: MISO_IN
ReportingType | 2015 | 2020 | 2025 | 2030 | 2035 | 2040
BM | 0 | 0 | 0 | 0 | 0 | 0
CC | 1396 | 1396 | 1396 | 1396 | 1396 | 1396
CSP | 0 | 0 | 0 | 0 | 0 | 0
CT | 0 | 0 | 0 | 0 | 0 | 0
Coal | 13385.81 | 13385.81 | 12916.81 | 12916.81 | 12916.81 | 12916.81
Geo | 0 | 0 | 0 | 0 | 0 | 0
H | 75 | 75 | 75 | 75 | 75 | 75
LFG | 37 | 37 | 37 | 117.13 | 117.13 | 117.13
Nuc | 0.1 | 0.1 | 0.1 | 0.1 | 0.1 | 0.1
PS | 0 | 0 | 0 | 0 | 0 | 0
PV | 0 | 218.87 | 332.1 | 332.1 | 332.1 | 318.35
PeakG | 3053 | 3053 | 3053 | 3053 | 3053 | 3053
PeakO | 361 | 361 | 361 | 361 | 361 | 360.98
ST | 0 | 0 | 0 | 0 | 0 | 0
STOG | 279 | 279 | 279 | 279 | 279 | 0
STWD | 0 | 0 | 0 | 0 | 0 | 0
WT | 535 | 535 | 535 | 535 | 535 | 535
IGCC | 618 | 618 | 618 | 618 | 618 | 618
DemandResponse | 1026.45 | 1176.38 | 1342.29 | 1315.92 | 1290.06 | 1264.71
IGCC-CCS | 0 | 0 | 0 | 0 | 0 | 0
WT_off | 0 | 0 | 0 | 0 | 0 | 0
PseudoUnit | 0 | 0 | 0 | 0 | 0 | 0
FixedInterchange | 0 | 0 | 0 | 0 | 0 | 0
Total Installed Capacity by Reporting Type: MISO_MI
ReportingType | 2015 | 2020 | 2025 | 2030 | 2035 | 2040
BM | 0 | 0 | 0 | 0 | 0 | 0
CC | 4338 | 4338 | 4338 | 4338 | 4338 | 4316.01
CSP | 0 | 0 | 0 | 0 | 0 | 0
CT | 0 | 0 | 0 | 0 | 0 | 0
Coal | 6724.79 | 5833.12 | 5210.02 | 5210.02 | 5210.02 | 5210.02
Geo | 0 | 0 | 0 | 0 | 0 | 0
H | 141 | 141 | 141 | 141 | 141 | 141
LFG | 163 | 288.94 | 323.25 | 323.25 | 323.25 | 323.25
Nuc | 1889 | 1889 | 1889 | 1889 | 1111 | 1111
PS | 1872 | 1872 | 1872 | 1872 | 1872 | 1872
PV | 0 | 0 | 0 | 0 | 0 | 0
PeakG | 3562 | 3562 | 3562 | 3562 | 3562 | 3562
PeakO | 534 | 534 | 534 | 534 | 534 | 533.98
ST | 0 | 0 | 0 | 0 | 0 | 0
STOG | 2852 | 2852 | 2139.33 | 928.59 | 928.59 | 0
STWD | 163 | 163 | 163 | 163 | 163 | 163
WT | 2161 | 2161 | 2161 | 2161 | 2161 | 2161
IGCC | 0 | 0 | 0 | 0 | 0 | 0
DemandResponse | 1766.42 | 2148 | 2606.5 | 2578.22 | 2550.25 | 2522.59
IGCC-CCS | 0 | 0 | 0 | 0 | 0 | 0
WT_off | 0 | 0 | 0 | 0 | 0 | 0
PseudoUnit | 0 | 0 | 0 | 0 | 0 | 0
FixedInterchange | 0 | 0 | 0 | 0 | 0 | 0
Total Installed Capacity by Reporting Type: MISO_MO-IL
ReportingType | 2015 | 2020 | 2025 | 2030 | 2035 | 2040
BM | 0 | 0 | 0 | 0 | 0 | 0
CC | 1058 | 1058 | 1058 | 1058 | 1058 | 1058
CSP | 0 | 0 | 0 | 0 | 0 | 0
CT | 0 | 0 | 0 | 0 | 0 | 0
Coal | 13177.04 | 12219.04 | 11956.02 | 11956.02 | 11956.02 | 11956.02
Geo | 0 | 0 | 0 | 0 | 0 | 0
H | 352 | 352 | 352 | 352 | 352 | 352
LFG | 18 | 18 | 241.33 | 241.33 | 241.33 | 241.33
Nuc | 2233 | 2233 | 2233 | 2233 | 2233 | 2233
PS | 440 | 440 | 440 | 440 | 440 | 440
PV | 0 | 0 | 0 | 0 | 0 | 0
PeakG | 4595 | 4595 | 4595 | 4595 | 4595 | 4595
PeakO | 766 | 766 | 766 | 766 | 766 | 765.98
ST | 0 | 0 | 0 | 0 | 0 | 0
STOG | 592 | 592 | 0.03 | 0.02 | 0.02 | 0
STWD | 0 | 0 | 0 | 0 | 0 | 0
WT | 678 | 678 | 678 | 678 | 678 | 678
IGCC | 0 | 0 | 0 | 0 | 0 | 0
DemandResponse | 289.27 | 1041.22 | 1796.26 | 1779.42 | 1762.74 | 1746.22
IGCC-CCS | 0 | 0 | 0 | 0 | 0 | 0
WT_off | 0 | 0 | 0 | 0 | 0 | 0
PseudoUnit | 0 | 0 | 0 | 0 | 0 | 0
FixedInterchange | 0 | 0 | 0 | 0 | 0 | 0
Total Installed Capacity by Reporting Type: MISO_W
ReportingType | 2015 | 2020 | 2025 | 2030 | 2035 | 2040
BM | 0 | 0 | 0 | 0 | 0 | 0
CC | 3025 | 3025 | 3025 | 3025 | 3025 | 2963.03
CSP | 0 | 0 | 0 | 0 | 0 | 0
CT | 0 | 0 | 0 | 0 | 0 | 0
Coal | 11006.03 | 11006.03 | 10743.95 | 10743.95 | 14181.95 | 14181.95
Geo | 0 | 0 | 0 | 0 | 0 | 0
H | 497 | 497 | 497 | 497 | 497 | 497
LFG | 205 | 205 | 276.67 | 276.67 | 276.67 | 276.67
Nuc | 2361.33 | 2361.33 | 2361.33 | 2361.33 | 0.1 | 0.1
PS | 0 | 0 | 0 | 0 | 0 | 0
PV | 0 | 0 | 0 | 0 | 0 | 0
PeakG | 4522 | 4522 | 4522 | 4522 | 4522 | 4522
PeakO | 2154 | 2154 | 2154 | 2154 | 2154 | 2153.95
ST | 0 | 0 | 0 | 0 | 0 | 0
STOG | 172 | 172 | 0.03 | 0.03 | 0.03 | 0
STWD | 313 | 313 | 313 | 313 | 313 | 313
WT | 8358.5 | 9418.94 | 11427.73 | 11427.73 | 11427.73 | 11427.73
IGCC | 0 | 0 | 0 | 0 | 0 | 0
DemandResponse | 2519.52 | 2636.2 | 2882.85 | 2850.16 | 2817.85 | 2785.9
IGCC-CCS | 0 | 0 | 0 | 0 | 0 | 0
WT_off | 0 | 0 | 0 | 0 | 0 | 0
PseudoUnit | 0 | 0 | 0 | 0 | 0 | 0
FixedInterchange | 0 | 0 | 0 | 0 | 0 | 0
Total Installed Capacity by Reporting Type: MISO_WUMS
ReportingType | 2015 | 2020 | 2025 | 2030 | 2035 | 2040
BM | 0 | 0 | 0 | 0 | 0 | 0
CC | 2724 | 2724 | 2724 | 2724 | 2724 | 2724
CSP | 0 | 0 | 0 | 0 | 0 | 0
CT | 0 | 0 | 0 | 0 | 0 | 0
Coal | 5709.95 | 5509.39 | 4664.15 | 4664.15 | 4664.15 | 4664.15
Geo | 0 | 0 | 0 | 0 | 0 | 0
H | 336 | 336 | 336 | 336 | 336 | 336
LFG | 71 | 71 | 294.33 | 294.33 | 294.33 | 294.33
Nuc | 1817 | 1817 | 1817 | 1817 | 0.1 | 0.1
PS | 0 | 0 | 0 | 0 | 0 | 0
PV | 0 | 0 | 0 | 0 | 0 | 0
PeakG | 3230 | 3230 | 3230 | 3230 | 3230 | 3230
PeakO | 490 | 490 | 490 | 490 | 490 | 489.98
ST | 0 | 0 | 0 | 0 | 0 | 0
STOG | 300.5 | 300.5 | 0.02 | 0.02 | 0.02 | 0
STWD | 105 | 105 | 105 | 105 | 105 | 105
WT | 1528.9 | 1528.9 | 1528.9 | 1528.9 | 1528.9 | 1528.9
IGCC | 0 | 0 | 0 | 0 | 0 | 0
DemandResponse | 185.72 | 413.94 | 640.92 | 629.89 | 619.05 | 608.4
IGCC-CCS | 0 | 0 | 0 | 0 | 0 | 0
WT_off | 0 | 0 | 0 | 0 | 0 | 0
PseudoUnit | 0 | 0 | 0 | 0 | 0 | 0
FixedInterchange | 0 | 0 | 0 | 0 | 0 | 0
Total Installed Capacity by Reporting Type: Nebraska
ReportingType | 2015 | 2020 | 2025 | 2030 | 2035 | 2040
BM | 0 | 0 | 0 | 0 | 0 | 0
CC | 358 | 358 | 358 | 358 | 358 | 358
CSP | 0 | 0 | 0 | 0 | 0 | 0
CT | 0 | 0 | 0 | 0 | 0 | 0
Coal | 4110.1 | 4110.1 | 4110.1 | 4110.1 | 4110.1 | 4110.1
Geo | 0 | 0 | 0 | 0 | 0 | 0
H | 167 | 167 | 167 | 167 | 167 | 167
LFG | 6 | 6 | 6 | 77.67 | 77.67 | 77.67
Nuc | 1252 | 1252 | 1252 | 1252 | 0.2 | 0.2
PS | 0 | 0 | 0 | 0 | 0 | 0
PV | 0 | 0 | 0 | 0 | 0 | 0
PeakG | 1305 | 1305 | 1305 | 1305 | 1305 | 1305
PeakO | 326 | 326 | 326 | 326 | 326 | 326
ST | 0 | 0 | 0 | 0 | 0 | 0
STOG | 0.01 | 0.01 | 0.01 | 0.01 | 0.01 | 0.01
STWD | 0 | 0 | 0 | 0 | 0 | 0
WT | 344 | 344 | 344 | 344 | 671.34 | 1565.97
IGCC | 0 | 0 | 0 | 0 | 0 | 0
DemandResponse | 599.82 | 690.74 | 797.86 | 788.81 | 779.87 | 771.03
IGCC-CCS | 0 | 0 | 0 | 0 | 0 | 0
WT_off | 0 | 0 | 0 | 0 | 0 | 0
PseudoUnit | 0 | 0 | 0 | 0 | 0 | 0
FixedInterchange | 0 | 0 | 0 | 0 | 0 | 0
Total Installed Capacity by Reporting Type: NEISO
ReportingType | 2015 | 2020 | 2025 | 2030 | 2035 | 2040
BM | 252.2 | 252.2 | 252.2 | 252.2 | 252.2 | 252.2
CC | 10687.02 | 9471.65 | 7604.15 | 7246.71 | 7246.71 | 7246.71
CSP | 0 | 0 | 0 | 0 | 0 | 0
CT | 334 | 334 | 334 | 324.5 | 0 | 0
Coal | 320 | 0 | 0 | 0 | 0 | 0
Geo | 0 | 0 | 0 | 0 | 0 | 0
H | 3257.7 | 3257.7 | 3257.7 | 3257.7 | 3257.7 | 3257.7
LFG | 581.26 | 581.26 | 651 | 651 | 651 | 651
Nuc | 4645 | 4645 | 4645 | 4645 | 3356 | 2479.08
PS | 1674 | 1674 | 1674 | 1674 | 1674 | 1674
PV | 2 | 274.43 | 274.43 | 274.43 | 274.43 | 236.57
PeakG | 1200 | 1200 | 1200 | 1200 | 1200 | 1200
PeakO | 162.2 | 162.2 | 162.2 | 162.19 | 162.19 | 162.19
ST | 0 | 0 | 0 | 0 | 0 | 0
STOG | 0 | 0 | 0 | 0 | 0 | 0
STWD | 610 | 193.04 | 193.04 | 193.04 | 193.04 | 193.04
WT | 434.2 | 3077.43 | 3813.18 | 3813.18 | 3813.18 | 3813.18
IGCC | 0 | 0 | 0 | 0 | 0 | 0
DemandResponse | 2970.55 | 3313.99 | 3675.36 | 3517.65 | 3364.66 | 3218.33
IGCC-CCS | 0 | 0 | 0 | 0 | 0 | 0
WT_off | 468 | 468 | 468 | 468 | 0 | 0
PseudoUnit | 0 | 0 | 0 | 0 | 0 | 0
FixedInterchange | 0 | 0 | 0 | 0 | 0 | 0
Total Installed Capacity by Reporting Type: NonRTO_Midwest
ReportingType | 2015 | 2020 | 2025 | 2030 | 2035 | 2040
BM | 0 | 0 | 0 | 0 | 0 | 0
CC | 0 | 0 | 0 | 0 | 0 | 0
CSP | 0 | 0 | 0 | 0 | 0 | 0
CT | 206.83 | 276.61 | 276.61 | 276.61 | 69.78 | 0
Coal | 8808.97 | 8808.97 | 8253.41 | 7950.05 | 7950.05 | 7950.05
Geo | 0 | 0 | 0 | 0 | 0 | 0
H | 143 | 143 | 143 | 143 | 143 | 143
LFG | 14 | 14 | 14 | 174.25 | 174.25 | 174.25
Nuc | 0.1 | 0.1 | 0.1 | 0.1 | 0.1 | 0.1
PS | 0 | 0 | 0 | 0 | 0 | 0
PV | 0 | 0 | 0 | 0 | 0 | 0
PeakG | 3353 | 3353 | 3353 | 3199.02 | 3107.15 | 2885.84
PeakO | 12 | 12 | 12 | 0 | 0 | 0
ST | 0 | 0 | 0 | 0 | 0 | 0
STOG | 0 | 0 | 0 | 0 | 0 | 0
STWD | 0 | 0 | 0 | 0 | 0 | 0
WT | 66 | 66 | 66 | 66 | 66 | 66
IGCC | 0 | 0 | 0 | 0 | 0 | 0
DemandResponse | 186.34 | 414.17 | 632.35 | 616.23 | 600.53 | 585.23
IGCC-CCS | 0 | 0 | 0 | 0 | 0 | 0
WT_off | 0 | 0 | 0 | 0 | 0 | 0
PseudoUnit | 0 | 0 | 0 | 0 | 0 | 0
FixedInterchange | 0 | 0 | 0 | 0 | 0 | 0
Total Installed Capacity by Reporting Type: NYISO_A-F
ReportingType | 2015 | 2020 | 2025 | 2030 | 2035 | 2040
BM | 0 | 0 | 0 | 0 | 0 | 0
CC | 3758.38 | 3737.43 | 3737.43 | 3737.43 | 3737.43 | 3737.43
CSP | 0 | 0 | 0 | 0 | 0 | 0
CT | 0 | 0 | 0 | 0 | 0 | 0
Coal | 0 | 0 | 0 | 0 | 0 | 0
Geo | 0 | 0 | 0 | 0 | 0 | 0
H | 4395 | 4395 | 4395 | 4395 | 4395 | 4395
LFG | 172.4 | 172.4 | 172.4 | 240.33 | 240.33 | 240.33
Nuc | 3365 | 3365 | 3365 | 2743.8 | 2163.3 | 1311.1
PS | 1412 | 1412 | 1412 | 1412 | 1412 | 1412
PV | 0 | 0 | 0 | 0 | 0 | 0
PeakG | 221 | 221 | 221 | 221 | 221 | 221
PeakO | 39 | 39 | 39 | 39 | 39 | 39
ST | 0 | 0 | 0 | 0 | 0 | 0
STOG | 0 | 0 | 0 | 0 | 0 | 0
STWD | 86 | 86 | 86 | 86 | 86 | 86
WT | 3759.3 | 4469.1 | 4469.1 | 4469.1 | 4469.1 | 4469.1
IGCC | 0 | 0 | 0 | 0 | 0 | 0
DemandResponse | 871.45 | 930.1 | 993.22 | 968.88 | 945.13 | 921.96
IGCC-CCS | 0 | 0 | 0 | 0 | 0 | 0
WT_off | 0 | 0 | 0 | 0 | 0 | 0
PseudoUnit | 0 | 0 | 0 | 0 | 0 | 0
FixedInterchange | 0 | 0 | 0 | 0 | 0 | 0
Total Installed Capacity by Reporting Type: NYISO_G-I
ReportingType | 2015 | 2020 | 2025 | 2030 | 2035 | 2040
BM | 0 | 0 | 0 | 0 | 0 | 0
CC | 1157 | 1157 | 1157 | 1157 | 1650.13 | 3140.24
CSP | 0 | 0 | 0 | 0 | 0 | 0
CT | 0 | 0 | 0 | 0 | 0 | 0
Coal | 0 | 0 | 0 | 0 | 0 | 0
Geo | 0 | 0 | 0 | 0 | 0 | 0
H | 32 | 32 | 32 | 32 | 32 | 32
LFG | 64 | 64 | 64 | 138.33 | 138.33 | 138.33
Nuc | 2045 | 2045 | 2045 | 2045 | 1025.4 | 0.4
PS | 0 | 0 | 0 | 0 | 0 | 0
PV | 0 | 0 | 0 | 0 | 0 | 0
PeakG | 65 | 65 | 65 | 65 | 65 | 65
PeakO | 87 | 87 | 87 | 87 | 87 | 87
ST | 0 | 0 | 0 | 0 | 0 | 0
STOG | 0.01 | 0.01 | 0.01 | 0.01 | 0.01 | 0.01
STWD | 0 | 0 | 0 | 0 | 0 | 0
WT | 0 | 60 | 60 | 60 | 60 | 60
IGCC | 0 | 0 | 0 | 0 | 0 | 0
DemandResponse | 326.18 | 347.43 | 377.33 | 374.35 | 371.39 | 368.45
IGCC-CCS | 0 | 0 | 0 | 0 | 0 | 0
WT_off | 0 | 0 | 0 | 0 | 0 | 0
PseudoUnit | 0 | 0 | 0 | 0 | 0 | 0
FixedInterchange | 0 | 0 | 0 | 0 | 0 | 0
Total Installed Capacity by Reporting Type: NYISO_J-K
ReportingType | 2015 | 2020 | 2025 | 2030 | 2035 | 2040
BM | 0 | 0 | 0 | 0 | 0 | 0
CC | 4833.4 | 4833.4 | 4833.4 | 4833.4 | 4833.4 | 4833.4
CSP | 0 | 0 | 0 | 0 | 0 | 0
CT | 0 | 0 | 0 | 0 | 337.64 | 337.64
Coal | 0 | 0 | 0 | 0 | 0 | 0
Geo | 0 | 0 | 0 | 0 | 0 | 0
H | 0 | 0 | 0 | 0 | 0 | 0
LFG | 124 | 124 | 124 | 198.33 | 198.33 | 198.33
Nuc | 0.1 | 0.1 | 0.1 | 0.1 | 0.1 | 0.1
PS | 0 | 0 | 0 | 0 | 0 | 0
PV | 32 | 32 | 32 | 32 | 0 | 0
PeakG | 2778 | 2778 | 2778 | 2778 | 2778 | 2778
PeakO | 2169 | 2169 | 2169 | 2169 | 2169 | 2169
ST | 0 | 0 | 0 | 0 | 0 | 0
STOG | 3153.18 | 3153.18 | 2880.31 | 2880.31 | 2880.31 | 2880.31
STWD | 0 | 0 | 0 | 0 | 0 | 0
WT | 0 | 0 | 0 | 0 | 0 | 0
IGCC | 0 | 0 | 0 | 0 | 0 | 0
DemandResponse | 1267.09 | 1372.71 | 1493.04 | 1483.45 | 1473.92 | 1464.46
IGCC-CCS | 0 | 0 | 0 | 0 | 0 | 0
WT_off | 0 | 0 | 0 | 0 | 0 | 0
PseudoUnit | 0 | 0 | 0 | 0 | 0 | 0
FixedInterchange | 0 | 0 | 0 | 0 | 0 | 0
Total Installed Capacity by Reporting Type: PJM_E
ReportingType | 2015 | 2020 | 2025 | 2030 | 2035 | 2040
BM | 30 | 30 | 30 | 30 | 30 | 30
CC | 12283.3 | 12283.3 | 11760.49 | 11760.49 | 11760.49 | 11760.49
CSP | 0 | 0 | 0 | 0 | 0 | 0
CT | 26.2 | 26.2 | 26.2 | 0 | 0 | 0
Coal | 595.01 | 27.02 | 27.02 | 27.02 | 27.02 | 27.02
Geo | 0 | 0 | 0 | 0 | 0 | 0
H | 269.99 | 269.99 | 269.99 | 269.99 | 269.99 | 269.99
LFG | 471.1 | 471.1 | 604 | 604 | 604 | 604
Nuc | 8510 | 7895.5 | 7895.5 | 7895.5 | 5671.5 | 4497.5
PS | 400 | 400 | 400 | 400 | 400 | 400
PV | 47.45 | 47.45 | 47.45 | 47.45 | 22 | 22
PeakG | 3877.5 | 3877.5 | 3877.5 | 3877.5 | 3877.5 | 3877.5
PeakO | 2749.3 | 2749.3 | 2749.3 | 2749.3 | 2749.3 | 2749.3
ST | 0 | 0 | 0 | 0 | 0 | 0
STOG | 0 | 0 | 0 | 0 | 0 | 0
STWD | 0 | 0 | 0 | 0 | 0 | 0
WT | 1160 | 1160 | 1160 | 1160 | 1160 | 1160
IGCC | 0 | 0 | 0 | 0 | 0 | 0
DemandResponse | 1207.21 | 1569.57 | 2075.11 | 2040.41 | 2006.29 | 1972.74
IGCC-CCS | 0 | 0 | 0 | 0 | 0 | 0
WT_off | 0 | 0 | 1100 | 1100 | 1100 | 1100
PseudoUnit | 0 | 0 | 0 | 0 | 0 | 0
FixedInterchange | 0 | 0 | 0 | 0 | 0 | 0
Total Installed Capacity by Reporting Type: PJM_ROM
ReportingType | 2015 | 2020 | 2025 | 2030 | 2035 | 2040
BM | 18 | 18 | 18 | 18 | 18 | 18
CC | 5664.5 | 5664.5 | 5664.5 | 5664.5 | 5664.5 | 10199.63
CSP | 0 | 0 | 0 | 0 | 0 | 0
CT | 16 | 16 | 16 | 16 | 16 | 16
Coal | 8104.96 | 8104.95 | 8104.95 | 8104.95 | 8104.95 | 8104.95
Geo | 0 | 0 | 0 | 0 | 0 | 0
H | 1392 | 1392 | 1392 | 1392 | 1392 | 1392
LFG | 356.9 | 622 | 622 | 622 | 622 | 622
Nuc | 5036 | 5036 | 5036 | 5036 | 3304 | 2405
PS | 1513 | 1513 | 1513 | 1513 | 1513 | 1513
PV | 4 | 1319.49 | 2033.86 | 2119.08 | 2119.08 | 2072.22
PeakG | 1719 | 1719 | 1719 | 1719 | 1719 | 1719
PeakO | 1566 | 1566 | 0.01 | 0.01 | 0.01 | 0.01
ST | 0 | 0 | 0 | 0 | 0 | 0
STOG | 0 | 0 | 0 | 0 | 0 | 0
STWD | 70 | 70 | 70 | 70 | 70 | 70
WT | 1210.8 | 1210.8 | 1961 | 1961 | 3752.13 | 3752.14
IGCC | 0 | 0 | 0 | 0 | 0 | 0
DemandResponse | 2216.39 | 2546.66 | 2931.09 | 2882.07 | 2833.88 | 2786.49
IGCC-CCS | 0 | 0 | 0 | 0 | 0 | 0
WT_off | 0 | 0 | 0 | 0 | 0 | 0
PseudoUnit | 0 | 0 | 0 | 0 | 0 | 0
FixedInterchange | 0 | 0 | 0 | 0 | 0 | 0
Total Installed Capacity by Reporting Type: PJM_ROR
ReportingType | 2015 | 2020 | 2025 | 2030 | 2035 | 2040
BM | 385 | 385 | 385 | 385 | 385 | 193
CC | 13618 | 13738 | 13266.82 | 13266.82 | 13266.82 | 13266.82
CSP | 0 | 0 | 0 | 0 | 0 | 0
CT | 29 | 29 | 29 | 29 | 29 | 29
Coal | 48693.35 | 36525.86 | 36525.86 | 36525.86 | 36525.87 | 36525.87
Geo | 0 | 0 | 0 | 0 | 0 | 0
H | 1837.4 | 1837.4 | 1837.4 | 1837.4 | 1837.4 | 1837.4
LFG | 539.4 | 539.4 | 1053.11 | 1053.11 | 1053.11 | 1053.11
Nuc | 20038 | 20038 | 20038 | 19171 | 14896 | 10012.84
PS | 3081 | 3081 | 3081 | 3081 | 3081 | 3081
PV | 24 | 24 | 24 | 24 | 24 | 24
PeakG | 19311 | 19311 | 19311 | 19311 | 19311 | 19311
PeakO | 1742 | 1742 | 0.01 | 0.01 | 0.01 | 0.01
ST | 0 | 0 | 0 | 0 | 0 | 0
STOG | 1688.54 | 213.4 | 0 | 0 | 0 | 0
STWD | 194 | 194 | 194 | 194 | 194 | 194
WT | 10922.7 | 10922.7 | 10922.7 | 11114.39 | 11114.4 | 11114.4
IGCC | 0 | 0 | 0 | 0 | 0 | 0
DemandResponse | 3193.65 | 5738.91 | 8483.78 | 8317.08 | 8153.66 | 7993.45
IGCC-CCS | 0 | 0 | 0 | 0 | 0 | 0
WT_off | 0 | 0 | 0 | 0 | 0 | 0
PseudoUnit | 0 | 0 | 0 | 0 | 0 | 0
FixedInterchange | 0 | 0 | 0 | 0 | 0 | 0
Total Installed Capacity by Reporting Type: SOCO
ReportingType | 2015 | 2020 | 2025 | 2030 | 2035 | 2040
BM | 55 | 55 | 55 | 55 | 55 | 55
CC | 19652.9 | 19839.9 | 19839.9 | 19839.9 | 19839.9 | 16430.84
CSP | 0 | 0 | 0 | 0 | 0 | 0
CT | 0 | 0 | 0 | 0 | 0 | 0
Coal | 16145.95 | 14199.03 | 14199.03 | 14199.03 | 14199.03 | 20168.75
Geo | 0 | 0 | 0 | 0 | 0 | 0
H | 4194 | 4194 | 4194 | 4194 | 4194 | 4194
LFG | 37 | 37 | 144.4 | 144.4 | 144.4 | 144.4
Nuc | 5841 | 8041 | 8041 | 8041 | 8041 | 5395.95
PS | 1675 | 1675 | 1675 | 1675 | 1675 | 1675
PV | 0 | 0 | 0 | 0 | 0 | 0
PeakG | 8541.28 | 8541.28 | 5926.29 | 5393.78 | 4866.51 | 4428.81
PeakO | 0 | 0 | 0 | 0 | 0 | 0
ST | 0 | 0 | 0 | 0 | 0 | 0
STOG | 0 | 0 | 0 | 0 | 0 | 0
STWD | 0 | 0 | 0 | 0 | 0 | 0
WT | 0 | 0 | 0 | 0 | 0 | 0
IGCC | 0 | 0 | 0 | 0 | 0 | 0
DemandResponse | 2469.2 | 4361.1 | 6268.4 | 6206.56 | 6145.32 | 6084.69
IGCC-CCS | 0 | 0 | 0 | 0 | 0 | 0
WT_off | 0 | 0 | 0 | 0 | 0 | 0
PseudoUnit | 0 | 0 | 0 | 0 | 0 | 0
FixedInterchange | 0 | 0 | 0 | 0 | 0 | 0
Total Installed Capacity by Reporting Type: SPP_N
ReportingType | 2015 | 2020 | 2025 | 2030 | 2035 | 2040
BM | 0 | 0 | 0 | 0 | 0 | 0
CC | 1386 | 1386 | 1386 | 1386 | 1386 | 1386
CSP | 0 | 0 | 0 | 0 | 0 | 0
CT | 0 | 0 | 0 | 0 | 0 | 0
Coal | 8347.54 | 8347.54 | 8347.54 | 8347.54 | 8347.56 | 8347.56
Geo | 0 | 0 | 0 | 0 | 0 | 0
H | 21 | 21 | 21 | 21 | 21 | 21
LFG | 7 | 7 | 14.54 | 102 | 102 | 102
Nuc | 1160 | 1160 | 1160 | 1160 | 1160 | 1160
PS | 0 | 0 | 0 | 0 | 0 | 0
PV | 0 | 0 | 0 | 0 | 0 | 0
PeakG | 4397 | 4397 | 4397 | 4397 | 4397 | 4397
PeakO | 1199 | 1199 | 1199 | 1199 | 1199 | 1199
ST | 0 | 0 | 0 | 0 | 0 | 0
STOG | 997.94 | 997.94 | 0.02 | 0.02 | 0.02 | 0.02
STWD | 0 | 0 | 0 | 0 | 0 | 0
WT | 1227 | 1227.01 | 1227.01 | 1227.01 | 1227.04 | 3240.53
IGCC | 0 | 0 | 0 | 0 | 0 | 0
DemandResponse | 429.08 | 840.96 | 1244.69 | 1238.54 | 1232.41 | 1226.32
IGCC-CCS | 0 | 0 | 0 | 0 | 0 | 0
WT_off | 0 | 0 | 0 | 0 | 0 | 0
PseudoUnit | 0 | 0 | 0 | 0 | 0 | 0
FixedInterchange | 0 | 0 | 0 | 0 | 0 | 0
Total Installed Capacity by Reporting Type: SPP_S
ReportingType | 2015 | 2020 | 2025 | 2030 | 2035 | 2040
BM | 0 | 0 | 0 | 0 | 0 | 0
CC | 10917 | 10917 | 10917 | 10917 | 10917 | 10917
CSP | 0 | 0 | 0 | 0 | 0 | 0
CT | 412.99 | 712.99 | 712.99 | 712.99 | 712.99 | 413.05
Coal | 13924.4 | 12705.4 | 12541.93 | 12541.94 | 12541.94 | 12541.94
Geo | 0 | 0 | 0 | 0 | 0 | 0
H | 2108 | 2108 | 2108 | 2108 | 2108 | 2108
LFG | 19 | 19 | 114 | 114 | 114 | 114
Nuc | 0.1 | 0.1 | 0.1 | 0.1 | 0.1 | 0.1
PS | 446 | 446 | 446 | 446 | 446 | 446
PV | 0 | 0 | 0 | 0 | 0 | 0
PeakG | 3443 | 3443 | 3443 | 3443 | 3443 | 3443
PeakO | 122 | 122 | 122 | 122 | 122 | 122
ST | 0 | 0 | 0 | 0 | 0 | 0
STOG | 4337.68 | 4337.68 | 2543.22 | 1959.04 | 1959.04 | 1201.52
STWD | 84 | 84 | 84 | 84 | 84 | 84
WT | 2727 | 4696.52 | 4696.52 | 4696.52 | 7020.88 | 9393.52
IGCC | 0 | 0 | 0 | 0 | 0 | 0
DemandResponse | 58.7 | 1602.57 | 3092.92 | 3036.67 | 2981.44 | 2927.22
IGCC-CCS | 0 | 0 | 0 | 0 | 0 | 0
WT_off | 0 | 0 | 0 | 0 | 0 | 0
PseudoUnit | 0 | 0 | 0 | 0 | 0 | 0
FixedInterchange | 0 | 0 | 0 | 0 | 0 | 0
Total Installed Capacity by Reporting Type: TVA
ReportingType | 2015 | 2020 | 2025 | 2030 | 2035 | 2040
BM | 0 | 0 | 0 | 0 | 0 | 0
CC | 5881 | 5881 | 5663.53 | 5663.53 | 5663.53 | 5663.53
CSP | 0 | 0 | 0 | 0 | 0 | 0
CT | 0 | 0 | 0 | 0 | 0 | 0
Coal | 10737.42 | 10737.42 | 10072.02 | 10072.02 | 10072.02 | 10474.72
Geo | 0 | 0 | 0 | 0 | 0 | 0
H | 5111 | 5111 | 5111 | 5111 | 5111 | 5111
LFG | 13 | 13 | 13 | 120.4 | 120.4 | 120.4
Nuc | 8394.89 | 8394.89 | 8394.89 | 8394.89 | 5882.56 | 4603.89
PS | 1743 | 1743 | 1743 | 1743 | 1743 | 1743
PV | 0 | 0 | 0 | 0 | 0 | 0
PeakG | 5865 | 5865 | 5806.56 | 5806.56 | 5806.56 | 5806.56
PeakO | 83 | 83 | 0 | 0 | 0 | 0
ST | 0 | 0 | 0 | 0 | 0 | 0
STOG | 0 | 0 | 0 | 0 | 0 | 0
STWD | 5 | 5 | 0 | 0 | 0 | 0
WT | 29 | 29 | 29 | 29 | 29 | 29
IGCC | 0 | 0 | 0 | 0 | 0 | 0
DemandResponse | 1733.88 | 2334.9 | 2917.16 | 2842.83 | 2770.39 | 2699.79
IGCC-CCS | 0 | 0 | 0 | 0 | 0 | 0
WT_off | 0 | 0 | 0 | 0 | 0 | 0
PseudoUnit | 0 | 0 | 0 | 0 | 0 | 0
FixedInterchange | 0 | 0 | 0 | 0 | 0 | 0
Total Installed Capacity by Reporting Type: TVA_Transmission
ReportingType | 2015 | 2020 | 2025 | 2030 | 2035 | 2040
BM | 0 | 0 | 0 | 0 | 0 | 0
CC | 0 | 0 | 0 | 0 | 0 | 0
CSP | 0 | 0 | 0 | 0 | 0 | 0
CT | 0 | 0 | 0 | 0 | 0 | 0
Coal | 0 | 0 | 0 | 0 | 0 | 0
Geo | 0 | 0 | 0 | 0 | 0 | 0
H | 0 | 0 | 0 | 0 | 0 | 0
LFG | 0 | 0 | 0 | 0 | 0 | 0
Nuc | 0 | 0 | 0 | 0 | 0 | 0
PS | 0 | 0 | 0 | 0 | 0 | 0
PV | 0 | 0 | 0 | 0 | 0 | 0
PeakG | 0 | 0 | 0 | 0 | 0 | 0
PeakO | 0 | 0 | 0 | 0 | 0 | 0
ST | 0 | 0 | 0 | 0 | 0 | 0
STOG | 0 | 0 | 0 | 0 | 0 | 0
STWD | 0 | 0 | 0 | 0 | 0 | 0
WT | 0 | 0 | 0 | 0 | 0 | 0
IGCC | 0 | 0 | 0 | 0 | 0 | 0
DemandResponse | 0 | 0 | 0 | 0 | 0 | 0
IGCC-CCS | 0 | 0 | 0 | 0 | 0 | 0
WT_off | 0 | 0 | 0 | 0 | 0 | 0
PseudoUnit | 0 | 0 | 0 | 0 | 0 | 0
FixedInterchange | 0 | 0 | 0 | 0 | 0 | 0
Total Installed Capacity by Reporting Type: VACAR
ReportingType | 2015 | 2020 | 2025 | 2030 | 2035 | 2040
BM | 0.92 | 175.2 | 620.85 | 620.85 | 620.85 | 620.85
CC | 7045.33 | 7045.33 | 7045.33 | 7045.33 | 9509.56 | 11243.3
CSP | 0 | 0 | 0 | 0 | 0 | 0
CT | 717.2 | 717.2 | 717.2 | 717.2 | 717.2 | 717.2
Coal | 18007 | 14896.77 | 13563.26 | 13563.26 | 13563.26 | 13563.26
Geo | 0 | 0 | 0 | 0 | 0 | 0
H | 2122 | 2122 | 2122 | 2122 | 2122 | 2122
LFG | 63.34 | 170.4 | 170.4 | 170.4 | 170.4 | 170.4
Nuc | 11430 | 13760 | 13760 | 13760 | 10512 | 8654
PS | 2616 | 2616 | 2616 | 2616 | 2616 | 2616
PV | 16 | 137.41 | 137.41 | 137.41 | 137.41 | 136.5
PeakG | 8308 | 8308 | 8308 | 8308 | 8308 | 8308
PeakO | 1268 | 1268 | 1268 | 1268 | 1268 | 1268
ST | 0 | 0 | 0 | 0 | 0 | 0
STOG | 92 | 92 | 0 | 0 | 0 | 0
STWD | 281 | 281 | 281 | 281 | 281 | 281
WT | 0.9 | 3500 | 3500 | 3500 | 3500 | 3500
IGCC | 0 | 0 | 0 | 0 | 0 | 0
DemandResponse | 2247.1 | 3533.68 | 4909.74 | 4897.57 | 4885.44 | 4873.33
IGCC-CCS | 0 | 0 | 0 | 0 | 0 | 0
WT_off | 1 | 1 | 1 | 1 | 1 | 1
PseudoUnit | 0 | 0 | 0 | 0 | 0 | 0
FixedInterchange | 0 | 0 | 0 | 0 | 0 | 0
Total Installed Capacity by Reporting Type: IESO
ReportingType | 2015 | 2020 | 2025 | 2030 | 2035 | 2040
BM | 326.33 | 326.33 | 326.33 | 326.33 | 326.33 | 326.33
CC | 1263 | 1263 | 1263 | 1263 | 1263 | 1263
CSP | 0 | 0 | 0 | 0 | 0 | 0
CT | 368 | 368 | 368 | 368 | 0.01 | 0.01
Coal | 0 | 0 | 0 | 0 | 0 | 0
Geo | 0 | 0 | 0 | 0 | 0 | 0
H | 8693.3 | 8693.3 | 8693.3 | 8693.3 | 8693.3 | 8693.3
LFG | 117.5 | 117.5 | 117.5 | 117.5 | 117.5 | 117.5
Nuc | 13018 | 13018 | 13018 | 13018 | 11988 | 10448
PS | 123 | 123 | 123 | 123 | 123 | 123
PV | 1097.26 | 1097.26 | 1097.26 | 1097.26 | 30 | 30
PeakG | 0.01 | 0.01 | 0.01 | 0.01 | 0.01 | 0.01
PeakO | 0 | 0 | 0 | 0 | 0 | 0
ST | 0 | 0 | 0 | 0 | 0 | 0
STOG | 0 | 0 | 0 | 0 | 0 | 0
STWD | 0 | 0 | 0 | 0 | 0 | 0
WT | 3385.9 | 3385.9 | 3385.9 | 3385.9 | 1280 | 1280
IGCC | 0 | 0 | 0 | 0 | 0 | 0
DemandResponse | 1881.61 | 1888.09 | 2033.33 | 2000.32 | 1967.85 | 1935.91
IGCC-CCS | 0 | 0 | 0 | 0 | 0 | 0
WT_off | 0 | 0 | 0 | 0 | 0 | 0
PseudoUnit | 0 | 0 | 0 | 0 | 0 | 0
FixedInterchange | 0 | 0 | 0 | 0 | 0 | 0
Total Installed Capacity by Reporting Type: MAPP_CA
ReportingType | 2015 | 2020 | 2025 | 2030 | 2035 | 2040
BM | 0 | 0 | 0 | 0 | 0 | 0
CC | 731 | 731 | 731 | 731.01 | 731.01 | 731
CSP | 0 | 0 | 0 | 0 | 0 | 0
CT | 160.15 | 174.98 | 174.98 | 174.98 | 107.99 | 93.17
Coal | 1110.8 | 1110.8 | 809.31 | 707.91 | 707.91 | 707.91
Geo | 0 | 0 | 0 | 0 | 0 | 0
H | 6475.4 | 6475.4 | 6475.4 | 6475.4 | 6475.4 | 6475.4
LFG | 0 | 0 | 0 | 0 | 0 | 0
Nuc | 0.1 | 0.1 | 0.1 | 0.1 | 0.1 | 0.1
PS | 0 | 0 | 0 | 0 | 0 | 0
PV | 0 | 0 | 0 | 0 | 0 | 0
PeakG | 559 | 559 | 559 | 559 | 559 | 559
PeakO | 4 | 4 | 4 | 4 | 4 | 4
ST | 0 | 0 | 0 | 0 | 0 | 0
STOG | 126 | 126 | 126 | 126 | 126 | 41.71
STWD | 0 | 0 | 0 | 0 | 0 | 0
WT | 577.4 | 577.4 | 577.4 | 577.4 | 275 | 275
IGCC | 0 | 0 | 0 | 0 | 0 | 0
DemandResponse | 85.97 | 281.49 | 474.97 | 469.59 | 464.26 | 459
IGCC-CCS | 0 | 0 | 0 | 0 | 0 | 0
WT_off | 0 | 0 | 0 | 0 | 0 | 0
PseudoUnit | 0 | 0 | 0 | 0 | 0 | 0
FixedInterchange | 0 | 0 | 0 | 0 | 0 | 0
Total Installed Capacity by Reporting Type: AZ_NM_SNV_Coal
ReportingType | 2015 | 2020 | 2025 | 2030 | 2035 | 2040
BM | 0 | 0 | 0 | 0 | 0 | 0
CC | 0 | 0 | 0 | 0 | 0 | 0
CSP | 0 | 0 | 0 | 0 | 0 | 0
CT | 0 | 0 | 0 | 0 | 0 | 0
Coal | 10466 | 10466 | 10466 | 10466 | 11674.69 | 14617.96
Geo | 0 | 0 | 0 | 0 | 0 | 0
H | 0 | 0 | 0 | 0 | 0 | 0
LFG | 0 | 0 | 0 | 0 | 0 | 0
Nuc | 0 | 0 | 0 | 0 | 0 | 0
PS | 0 | 0 | 0 | 0 | 0 | 0
PV | 0 | 0 | 0 | 0 | 0 | 0
PeakG | 0 | 0 | 0 | 0 | 0 | 0
PeakO | 15 | 15 | 0 | 0 | 0 | 0
ST | 0 | 0 | 0 | 0 | 0 | 0
STOG | 0 | 0 | 0 | 0 | 0 | 0
STWD | 0 | 0 | 0 | 0 | 0 | 0
WT | 0 | 0 | 0 | 0 | 0 | 0
IGCC | 0 | 0 | 0 | 0 | 0 | 0
DemandResponse | 0 | 0 | 0 | 0 | 0 | 0
IGCC-CCS | 0 | 0 | 0 | 0 | 0 | 0
WT_off | 0 | 0 | 0 | 0 | 0 | 0
PseudoUnit | 0 | 0 | 0 | 0 | 0 | 0
FixedInterchange | 0 | 0 | 0 | 0 | 0 | 0
Total Installed Capacity by Reporting Type: AZ_NM_SNV_Gas
ReportingType | 2015 | 2020 | 2025 | 2030 | 2035 | 2040
BM | 0 | 0 | 0 | 0 | 0 | 0
CC | 14492.67 | 14492.67 | 14492.67 | 14492.67 | 14492.67 | 14492.67
CSP | 0 | 0 | 0 | 0 | 0 | 0
CT | 736 | 736 | 736 | 736 | 0 | 0
Coal | 0 | 0 | 0 | 0 | 0 | 0
Geo | 0 | 0 | 0 | 0 | 0 | 0
H | 0 | 0 | 0 | 0 | 0 | 0
LFG | 0 | 0 | 0 | 0 | 0 | 0
Nuc | 0 | 0 | 0 | 0 | 0 | 0
PS | 0 | 0 | 0 | 0 | 0 | 0
PV | 0 | 0 | 0 | 0 | 0 | 0
PeakG | 3660 | 3660 | 2471.88 | 2471.88 | 2471.88 | 0.01
PeakO | 0 | 0 | 0 | 0 | 0 | 0
ST | 0 | 0 | 0 | 0 | 0 | 0
STOG | 0 | 0 | 0 | 0 | 0 | 0
STWD | 0 | 0 | 0 | 0 | 0 | 0
WT | 0 | 0 | 0 | 0 | 0 | 0
IGCC | 0 | 0 | 0 | 0 | 0 | 0
DemandResponse | 321.37 | 983.59 | 1675.23 | 1701.77 | 1725.85 | 1751.64
IGCC-CCS | 0 | 0 | 0 | 0 | 0 | 0
WT_off | 0 | 0 | 0 | 0 | 0 | 0
PseudoUnit | 0 | 0 | 0 | 0 | 0 | 0
FixedInterchange | 0 | 0 | 0 | 0 | 0 | 0
Total Installed Capacity by Reporting Type: AZ_NM_SNV_NucRenew
ReportingType | 2015 | 2020 | 2025 | 2030 | 2035 | 2040
BM | 0 | 0 | 0 | 0 | 0 | 0
CC | 0 | 0 | 0 | 0 | 0 | 0
CSP | 0 | 0 | 0 | 0 | 0 | 0
CT | 0 | 0 | 0 | 0 | 0 | 0
Coal | 0 | 0 | 0 | 0 | 0 | 0
Geo | 0 | 0 | 1450 | 1450 | 1450 | 1450
H | 3131 | 3131 | 3131 | 3131 | 3131 | 3131
LFG | 7 | 67.67 | 67.67 | 67.67 | 67.67 | 67.67
Nuc | 3875 | 3875 | 3875 | 3875 | 3875 | 3875
PS | 216 | 216 | 216 | 216 | 216 | 216
PV | 148.7 | 148.7 | 148.7 | 148.7 | 148.7 | 148.7
PeakG | 0 | 0 | 0 | 0 | 0 | 0
PeakO | 0 | 0 | 0 | 0 | 0 | 0
ST | 280 | 670.82 | 874.62 | 888.64 | 888.64 | 888.64
STOG | 0 | 0 | 0 | 0 | 0 | 0
STWD | 26 | 26 | 26 | 26 | 26 | 26
WT | 525.1 | 4024 | 4024 | 4024 | 4024 | 4024
IGCC | 0 | 0 | 0 | 0 | 0 | 0
DemandResponse | 0 | 0 | 0 | 0 | 0 | 0
IGCC-CCS | 0 | 0 | 0 | 0 | 0 | 0
WT_off | 0 | 0 | 0 | 0 | 0 | 0
PseudoUnit | 0 | 0 | 0 | 0 | 0 | 0
FixedInterchange | 0 | 0 | 0 | 0 | 0 | 0
Total Installed Capacity by Reporting Type: ERCOT
ReportingType | 2015 | 2020 | 2025 | 2030 | 2035 | 2040
BM | 145 | 145 | 145 | 145 | 145 | 145
CC | 29150 | 29150 | 29150 | 29150 | 29150 | 29150
CSP | 0 | 0 | 0 | 0 | 0 | 0
CT | 250 | 250 | 250 | 250 | 0.01 | 0.01
Coal | 18867.87 | 18867.87 | 18867.87 | 18867.87 | 18867.87 | 18867.87
Geo | 0 | 0 | 0 | 0 | 0 | 0
H | 565 | 565 | 565 | 565 | 565 | 565
LFG | 75 | 75 | 429 | 429 | 429 | 429
Nuc | 5091 | 5091 | 5091 | 5091 | 5091 | 5091
PS | 0 | 0 | 0 | 0 | 0 | 0
PV | 15 | 15 | 15 | 15 | 1 | 1
PeakG | 4768 | 4768 | 4768 | 4768 | 4768 | 4768
PeakO | 51 | 51 | 51 | 51 | 51 | 51
ST | 0 | 0 | 0 | 0 | 0 | 0
STOG | 15429.92 | 14603.57 | 10499.04 | 9096.4 | 8138.31 | 6935.76
STWD | 0 | 0 | 0 | 0 | 0 | 0
WT | 9280.1 | 9280.1 | 9280.1 | 9280.1 | 9280.1 | 9280.1
IGCC | 0 | 0 | 0 | 0 | 0 | 0
DemandResponse | 711.62 | 3304.86 | 5838.23 | 5722.25 | 5622 | 5522.57
IGCC-CCS | 0 | 0 | 0 | 0 | 0 | 0
WT_off | 0 | 0 | 0 | 0 | 0 | 0
PseudoUnit | 0 | 0 | 0 | 0 | 0 | 0
FixedInterchange | 0 | 0 | 0 | 0 | 0 | 0
Total Installed Capacity by Reporting Type: NP15
ReportingType | 2015 | 2020 | 2025 | 2030 | 2035 | 2040
BM | 0 | 0 | 0 | 0 | 0 | 0
CC | 7404 | 7404 | 7404 | 7404 | 7404 | 7404
CSP | 0 | 0 | 0 | 0 | 0 | 0
CT | 212.6 | 212.6 | 212.6 | 212.6 | 225.81 | 225.81
Coal | 28.2 | 0 | 0 | 0 | 0 | 0
Geo | 1123 | 1425.14 | 1723 | 1723 | 1723 | 1723
H | 8825 | 8825 | 8825 | 8825 | 8825 | 8825
LFG | 85 | 650 | 650 | 650 | 650 | 650
Nuc | 2300 | 2300 | 2300 | 2300 | 2300 | 2300
PS | 2257 | 2257 | 2257 | 2257 | 2257 | 2257
PV | 59.5 | 59.5 | 59.5 | 59.5 | 53 | 53
PeakG | 3265 | 3265 | 3265 | 3265 | 3265 | 3265
PeakO | 350 | 350 | 350 | 350 | 350 | 350
ST | 29 | 29 | 29 | 29 | 29 | 29
STOG | 3751.71 | 3662.56 | 3579.79 | 3579.79 | 3579.79 | 3579.79
STWD | 442 | 442 | 442 | 442 | 442 | 442
WT | 1193.2 | 1339.75 | 1339.75 | 1339.75 | 1416.12 | 1421.81
IGCC | 0 | 0 | 0 | 0 | 0 | 0
DemandResponse | 1756.03 | 1713.03 | 1767.05 | 1776.09 | 1776.88 | 1775.98
IGCC-CCS | 0 | 0 | 0 | 0 | 0 | 0
WT_off | 0 | 0 | 0 | 0 | 0 | 0
PseudoUnit | 0 | 0 | 0 | 0 | 0 | 0
FixedInterchange | 0 | 0 | 0 | 0 | 0 | 0
Total Installed Capacity by Reporting Type: NWPP_Coal
ReportingType | 2015 | 2020 | 2025 | 2030 | 2035 | 2040
BM | 0 | 0 | 0 | 0 | 0 | 0
CC | 0 | 0 | 0 | 0 | 0 | 0
CSP | 0 | 0 | 0 | 0 | 0 | 0
CT | 0 | 0 | 0 | 0 | 0 | 0
Coal | 13057.48 | 13057.48 | 13057.48 | 13057.48 | 13057.48 | 13057.48
Geo | 0 | 0 | 0 | 0 | 0 | 0
H | 0 | 0 | 0 | 0 | 0 | 0
LFG | 0 | 0 | 0 | 0 | 0 | 0
Nuc | 0 | 0 | 0 | 0 | 0 | 0
PS | 0 | 0 | 0 | 0 | 0 | 0
PV | 0 | 0 | 0 | 0 | 0 | 0
PeakG | 0 | 0 | 0 | 0 | 0 | 0
PeakO | 0 | 0 | 0 | 0 | 0 | 0
ST | 0 | 0 | 0 | 0 | 0 | 0
STOG | 0 | 0 | 0 | 0 | 0 | 0
STWD | 0 | 0 | 0 | 0 | 0 | 0
WT | 0 | 0 | 0 | 0 | 0 | 0
IGCC | 0 | 0 | 0 | 0 | 0 | 0
DemandResponse | 0 | 0 | 0 | 0 | 0 | 0
IGCC-CCS | 0 | 0 | 0 | 0 | 0 | 0
WT_off | 0 | 0 | 0 | 0 | 0 | 0
PseudoUnit | 0 | 0 | 0 | 0 | 0 | 0
FixedInterchange | 0 | 0 | 0 | 0 | 0 | 0
Total Installed Capacity by Reporting Type: NWPP_Gas
ReportingType | 2015 | 2020 | 2025 | 2030 | 2035 | 2040
BM | 0 | 0 | 0 | 0 | 0 | 0
CC | 3835.86 | 3835.86 | 3835.86 | 3835.86 | 3835.86 | 3835.86
CSP | 0 | 0 | 0 | 0 | 0 | 0
CT | 150 | 150 | 150 | 150 | 0 | 0
Coal | 0 | 0 | 0 | 0 | 0 | 0
Geo | 0 | 0 | 0 | 0 | 0 | 0
H | 0 | 0 | 0 | 0 | 0 | 0
LFG | 0 | 0 | 0 | 0 | 0 | 0
Nuc | 0 | 0 | 0 | 0 | 0 | 0
PS | 0 | 0 | 0 | 0 | 0 | 0
PV | 0 | 0 | 0 | 0 | 0 | 0
PeakG | 0 | 0 | 0 | 0 | 0 | 0
PeakO | 0 | 0 | 0 | 0 | 0 | 0
ST | 0 | 0 | 0 | 0 | 0 | 0
STOG | 0 | 0 | 0 | 0 | 0 | 0
STWD | 0 | 0 | 0 | 0 | 0 | 0
WT | 0 | 0 | 0 | 0 | 0 | 0
IGCC | 0 | 0 | 0 | 0 | 0 | 0
DemandResponse | 0.01 | 870.89 | 1727.69 | 1727.63 | 1723.57 | 1717.54
IGCC-CCS | 0 | 0 | 0 | 0 | 0 | 0
WT_off | 0 | 0 | 0 | 0 | 0 | 0
PseudoUnit | 0 | 0 | 0 | 0 | 0 | 0
FixedInterchange | 0 | 0 | 0 | 0 | 0 | 0
Total Installed Capacity by Reporting Type: NWPP_NucRenew
ReportingType | 2015 | 2020 | 2025 | 2030 | 2035 | 2040
BM | 32.55 | 32.55 | 32.55 | 32.55 | 32.55 | 32.55
CC | 0 | 0 | 0 | 0 | 0 | 0
CSP | 0 | 0 | 0 | 0 | 0 | 0
CT | 0 | 0 | 0 | 0 | 0 | 0
Coal | 0 | 0 | 0 | 0 | 0 | 0
Geo | 404.2 | 404.2 | 838.2 | 838.2 | 838.2 | 838.2
H | 33736 | 33736 | 33736 | 33736 | 33736 | 33736
LFG | 128.5 | 373 | 373 | 373 | 373 | 373
Nuc | 1131 | 1131 | 1131 | 1131 | 1131 | 1131
PS | 258 | 258 | 258 | 258 | 258 | 258
PV | 3 | 3 | 3 | 3 | 3 | 3
PeakG | 0 | 0 | 0 | 0 | 0 | 0
PeakO | 0 | 0 | 0 | 0 | 0 | 0
ST | 0 | 0 | 0 | 0 | 0 | 0
STOG | 0 | 0 | 0 | 0 | 0 | 0
STWD | 0 | 0 | 0 | 0 | 0 | 0
WT | 6865.3 | 6865.3 | 6865.3 | 6865.3 | 6865.3 | 6865.3
IGCC | 0 | 0 | 0 | 0 | 0 | 0
DemandResponse | 0 | 0 | 0 | 0 | 0 | 0
IGCC-CCS | 0 | 0 | 0 | 0 | 0 | 0
WT_off | 0 | 0 | 0 | 0 | 0 | 0
PseudoUnit | 0 | 0 | 0 | 0 | 0 | 0
FixedInterchange | 0 | 0 | 0 | 0 | 0 | 0
Total Installed Capacity by Reporting Type: RMPA
ReportingType | 2015 | 2020 | 2025 | 2030 | 2035 | 2040
BM | 0 | 0 | 0 | 0 | 0 | 0
CC | 1751.02 | 1728.49 | 84.42 | 84.42 | 84.42 | 84.42
CSP | 0 | 0 | 0 | 0 | 0 | 0
CT | 152 | 152 | 152 | 152 | 141.45 | 141.45
Coal | 7228.31 | 7057.81 | 6705.8 | 6705.8 | 6888.81 | 7075.97
Geo | 0 | 322.86 | 2549.32 | 2570 | 2570 | 2570
H | 982 | 982 | 982 | 982 | 982 | 982
LFG | 7.4 | 36.33 | 36.33 | 36.33 | 36.33 | 36.33
Nuc | 0.1 | 0.1 | 0.1 | 0.1 | 0.1 | 0.1
PS | 563 | 563 | 563 | 563 | 563 | 563
PV | 21 | 21 | 21 | 21 | 21 | 21
PeakG | 2904 | 2904 | 2904 | 2904 | 2904 | 2904
PeakO | 0 | 0 | 0 | 0 | 0 | 0
ST | 3 | 344.86 | 349.48 | 354.21 | 354.21 | 354.21
STOG | 0 | 0 | 0 | 0 | 0 | 0
STWD | 0 | 0 | 0 | 0 | 0 | 0
WT | 2113.4 | 2113.4 | 2113.4 | 2113.4 | 2113.4 | 2113.4
IGCC | 0 | 0 | 0 | 0 | 0 | 0
DemandResponse | 466.9 | 569.02 | 698.9 | 707.93 | 716.98 | 726.18
IGCC-CCS | 0 | 0 | 0 | 0 | 0 | 0
WT_off | 0 | 0 | 0 | 0 | 0 | 0
PseudoUnit | 0 | 0 | 0 | 0 | 0 | 0
FixedInterchange | 0 | 0 | 0 | 0 | 0 | 0
Total Installed Capacity by Reporting Type: SP15
ReportingType | 2015 | 2020 | 2025 | 2030 | 2035 | 2040
BM | 6 | 6 | 6 | 6 | 6 | 6
CC | 10080.5 | 10080.5 | 10080.5 | 10080.5 | 10080.5 | 10080.5
CSP | 0 | 0 | 0 | 0 | 0 | 0
CT | 0 | 0 | 0 | 0 | 0 | 0
Coal | 101.2 | 0 | 0 | 0 | 0 | 0
Geo | 963 | 2413 | 2413 | 2413 | 2413 | 2413
H | 1163 | 1163 | 1163 | 1163 | 1163 | 1163
LFG | 223.2 | 779 | 779 | 779 | 779 | 779
Nuc | 2250 | 2250 | 2250 | 2250 | 2250 | 2250
PS | 1440 | 1440 | 1440 | 1440 | 1440 | 1440
PV | 126.8 | 126.8 | 126.8 | 126.8 | 123 | 123
PeakG | 4309 | 4309 | 4309 | 4309 | 4309 | 4309
PeakO | 51 | 51 | 51 | 51 | 51 | 51
ST | 448 | 448 | 448 | 448 | 448 | 448
STOG | 7694.15 | 5891.79 | 5405.73 | 5405.73 | 5405.73 | 5405.73
STWD | 119 | 119 | 119 | 119 | 119 | 119
WT | 2207.8 | 2207.8 | 2207.8 | 2207.8 | 2207.8 | 2207.8
IGCC | 0 | 0 | 0 | 0 | 0 | 0
DemandResponse | 2510.18 | 2492.23 | 2570.82 | 2583.98 | 2585.12 | 2583.81
IGCC-CCS | 0 | 0 | 0 | 0 | 0 | 0
WT_off | 0 | 0 | 0 | 0 | 0 | 0
PseudoUnit | 0 | 0 | 0 | 0 | 0 | 0
FixedInterchange | 0 | 0 | 0 | 0 | 0 | 0
Total Installed Capacity by Reporting Type: ALB
ReportingType | 2015 | 2020 | 2025 | 2030 | 2035 | 2040
BM | 0 | 0 | 0 | 0 | 0 | 0
CC | 2282.12 | 2455.47 | 2595.1 | 2793.47 | 3218.78 | 3447.02
CSP | 0 | 0 | 0 | 0 | 0 | 0
CT | 201.5 | 201.5 | 201.5 | 201.5 | 0 | 0
Coal | 6240.83 | 6240.83 | 6240.83 | 6240.83 | 6240.83 | 6240.83
Geo | 0 | 0 | 0 | 0 | 0 | 0
H | 912 | 912 | 912 | 912 | 912 | 912
LFG | 10 | 10 | 10 | 10 | 10 | 10
Nuc | 0.1 | 0.1 | 0.1 | 0.1 | 0.1 | 0.1
PS | 0 | 0 | 0 | 0 | 0 | 0
PV | 0 | 0 | 0 | 0 | 0 | 0
PeakG | 1333.21 | 1152.98 | 1016.57 | 1016.57 | 1016.57 | 1016.57
PeakO | 0 | 0 | 0 | 0 | 0 | 0
ST | 0 | 0 | 0 | 0 | 0 | 0
STOG | 0 | 0 | 0 | 0 | 0 | 0
STWD | 0 | 0 | 0 | 0 | 0 | 0
WT | 672 | 672 | 672 | 672 | 672 | 672
IGCC | 0 | 0 | 0 | 0 | 0 | 0
DemandResponse | 101.01 | 329.85 | 574.09 | 585.45 | 597.04 | 608.85
IGCC-CCS | 0 | 0 | 0 | 0 | 0 | 0
WT_off | 0 | 0 | 0 | 0 | 0 | 0
PseudoUnit | 0 | 0 | 0 | 0 | 0 | 0
FixedInterchange | 0 | 0 | 0 | 0 | 0 | 0
Total Installed Capacity by Reporting Type: BC
ReportingType | 2015 | 2020 | 2025 | 2030 | 2035 | 2040
BM | 0 | 0 | 0 | 0 | 0 | 0
CC | 897.3 | 897.3 | 897.3 | 897.3 | 897.3 | 897.3
CSP | 0 | 0 | 0 | 0 | 0 | 0
CT | 0 | 0 | 0 | 0 | 0 | 0
Coal | 0 | 0 | 0 | 0 | 0 | 0
Geo | 0 | 0 | 0 | 0 | 0 | 0
H | 12161 | 12161 | 12161 | 12161 | 12161 | 12161
LFG | 24 | 24 | 24 | 24 | 24 | 24
Nuc | 0.1 | 0.1 | 0.1 | 0.1 | 0.1 | 0.1
PS | 0 | 0 | 0 | 0 | 0 | 0
PV | 0 | 0 | 0 | 0 | 0 | 0
PeakG | 141 | 141 | 31.86 | 0 | 0 | 0
PeakO | 44 | 44 | 0 | 0 | 0 | 0
ST | 0 | 0 | 0 | 0 | 0 | 0
STOG | 0 | 0 | 0 | 0 | 0 | 0
STWD | 395.57 | 120.59 | 0 | 0 | 0 | 0
WT | 246 | 246 | 246 | 246 | 246 | 246
IGCC | 0 | 0 | 0 | 0 | 0 | 0
DemandResponse | 0.01 | 241.8 | 482.42 | 481.25 | 480.09 | 478.93
IGCC-CCS | 0 | 0 | 0 | 0 | 0 | 0
WT_off | 0 | 0 | 0 | 0 | 0 | 0
PseudoUnit | 0 | 0 | 0 | 0 | 0 | 0
FixedInterchange | 0 | 0 | 0 | 0 | 0 | 0
Total Installed Capacity by Reporting Type: HQ_IESO
ReportingType | 2015 | 2020 | 2025 | 2030 | 2035 | 2040
BM | 0 | 0 | 0 | 0 | 0 | 0
CC | 0 | 0 | 0 | 0 | 0 | 0
CSP | 0 | 0 | 0 | 0 | 0 | 0
CT | 0 | 0 | 0 | 0 | 0 | 0
Coal | 0 | 0 | 0 | 0 | 0 | 0
Geo | 0 | 0 | 0 | 0 | 0 | 0
H | 0 | 0 | 0 | 0 | 0 | 0
LFG | 0 | 0 | 0 | 0 | 0 | 0
Nuc | 0.1 | 0.1 | 0.1 | 0.1 | 0.1 | 0.1
PS | 0 | 0 | 0 | 0 | 0 | 0
PV | 0 | 0 | 0 | 0 | 0 | 0
PeakG | 0 | 0 | 0 | 0 | 0 | 0
PeakO | 0 | 0 | 0 | 0 | 0 | 0
ST | 0 | 0 | 0 | 0 | 0 | 0
STOG | 0 | 0 | 0 | 0 | 0 | 0
STWD | 0 | 0 | 0 | 0 | 0 | 0
WT | 0 | 0 | 0 | 0 | 0 | 0
IGCC | 0 | 0 | 0 | 0 | 0 | 0
DemandResponse | 0 | 0 | 0 | 0 | 0 | 0
IGCC-CCS | 0 | 0 | 0 | 0 | 0 | 0
WT_off | 0 | 0 | 0 | 0 | 0 | 0
PseudoUnit | 0 | 0 | 0 | 0 | 0 | 0
FixedInterchange | 3000 | 3000 | 3000 | 3000 | 3000 | 3000
Total Installed Capacity by Reporting Type: HQ_NEISO
ReportingType | 2015 | 2020 | 2025 | 2030 | 2035 | 2040
BM | 0 | 0 | 0 | 0 | 0 | 0
CC | 0 | 0 | 0 | 0 | 0 | 0
CSP | 0 | 0 | 0 | 0 | 0 | 0
CT | 0 | 0 | 0 | 0 | 0 | 0
Coal | 0 | 0 | 0 | 0 | 0 | 0
Geo | 0 | 0 | 0 | 0 | 0 | 0
H | 0 | 0 | 0 | 0 | 0 | 0
LFG | 0 | 0 | 0 | 0 | 0 | 0
Nuc | 0.1 | 0.1 | 0.1 | 0.1 | 0.1 | 0.1
PS | 0 | 0 | 0 | 0 | 0 | 0
PV | 0 | 0 | 0 | 0 | 0 | 0
PeakG | 0 | 0 | 0 | 0 | 0 | 0
PeakO | 0 | 0 | 0 | 0 | 0 | 0
ST | 0 | 0 | 0 | 0 | 0 | 0
STOG | 0 | 0 | 0 | 0 | 0 | 0
STWD | 0 | 0 | 0 | 0 | 0 | 0
WT | 0 | 0 | 0 | 0 | 0 | 0
IGCC | 0 | 0 | 0 | 0 | 0 | 0
DemandResponse | 0 | 0 | 0 | 0 | 0 | 0
IGCC-CCS | 0 | 0 | 0 | 0 | 0 | 0
WT_off | 0 | 0 | 0 | 0 | 0 | 0
PseudoUnit | 0 | 0 | 0 | 0 | 0 | 0
FixedInterchange | 2920 | 2920 | 2920 | 2920 | 2920 | 2920
Total Installed Capacity by Reporting Type: HQ_NY
ReportingType | 2015 | 2020 | 2025 | 2030 | 2035 | 2040
BM | 0 | 0 | 0 | 0 | 0 | 0
CC | 0 | 0 | 0 | 0 | 0 | 0
CSP | 0 | 0 | 0 | 0 | 0 | 0
CT | 0 | 0 | 0 | 0 | 0 | 0
Coal | 0 | 0 | 0 | 0 | 0 | 0
Geo | 0 | 0 | 0 | 0 | 0 | 0
H | 0 | 0 | 0 | 0 | 0 | 0
LFG | 0 | 0 | 0 | 0 | 0 | 0
Nuc | 0.1 | 0.1 | 0.1 | 0.1 | 0.1 | 0.1
PS | 0 | 0 | 0 | 0 | 0 | 0
PV | 0 | 0 | 0 | 0 | 0 | 0
PeakG | 0 | 0 | 0 | 0 | 0 | 0
PeakO | 0 | 0 | 0 | 0 | 0 | 0
ST | 0 | 0 | 0 | 0 | 0 | 0
STOG | 0 | 0 | 0 | 0 | 0 | 0
STWD | 0 | 0 | 0 | 0 | 0 | 0
WT | 0 | 0 | 0 | 0 | 0 | 0
IGCC | 0 | 0 | 0 | 0 | 0 | 0
DemandResponse | 0 | 0 | 0 | 0 | 0 | 0
IGCC-CCS | 0 | 0 | 0 | 0 | 0 | 0
WT_off | 0 | 0 | 0 | 0 | 0 | 0
PseudoUnit | 0 | 0 | 0 | 0 | 0 | 0
FixedInterchange | 1500 | 1500 | 1500 | 1500 | 1500 | 1500
Total Installed Capacity by Reporting Type: MARITIMES
ReportingType | 2015 | 2020 | 2025 | 2030 | 2035 | 2040
BM | 0 | 0 | 0 | 0 | 0 | 0
CC | 0 | 0 | 0 | 0 | 0 | 0
CSP | 0 | 0 | 0 | 0 | 0 | 0
CT | 0 | 0 | 0 | 0 | 0 | 0
Coal | 0 | 0 | 0 | 0 | 0 | 0
Geo | 0 | 0 | 0 | 0 | 0 | 0
H | 0 | 0 | 0 | 0 | 0 | 0
LFG | 0 | 0 | 0 | 0 | 0 | 0
Nuc | 0.1 | 0.1 | 0.1 | 0.1 | 0.1 | 0.1
PS | 0 | 0 | 0 | 0 | 0 | 0
PV | 0 | 0 | 0 | 0 | 0 | 0
PeakG | 0 | 0 | 0 | 0 | 0 | 0
PeakO | 0 | 0 | 0 | 0 | 0 | 0
ST | 0 | 0 | 0 | 0 | 0 | 0
STOG | 0 | 0 | 0 | 0 | 0 | 0
STWD | 0 | 0 | 0 | 0 | 0 | 0
WT | 0 | 0 | 0 | 0 | 0 | 0
IGCC | 0 | 0 | 0 | 0 | 0 | 0
DemandResponse | 0 | 0 | 0 | 0 | 0 | 0
IGCC-CCS | 0 | 0 | 0 | 0 | 0 | 0
WT_off | 0 | 0 | 0 | 0 | 0 | 0
PseudoUnit | 0 | 0 | 0 | 0 | 0 | 0
FixedInterchange | 1400 | 1400 | 1400 | 1400 | 1400 | 1400
Total Installed Capacity by Reporting Type: All
ReportingType | 2015 | 2020 | 2025 | 2030 | 2035 | 2040
BM | 1251 | 1425.28 | 1870.94 | 1870.94 | 1870.94 | 1678.94
CC | 219006.56 | 220077.42 | 215494.02 | 215686.7 | 221297.77 | 226119.53
CSP | 0 | 0 | 0 | 0 | 0 | 0
CT | 6760.77 | 7145.39 | 7145.39 | 7101.39 | 4966.32 | 4581.77
Coal | 265193.42 | 242171.66 | 236337.76 | 235933.03 | 240762.76 | 252530.92
Geo | 2534.2 | 4609.2 | 9017.52 | 9038.2 | 9038.2 | 9038.2
H | 106079.79 | 106079.79 | 106079.79 | 106079.79 | 106079.79 | 106079.79
LFG | 4136 | 6089 | 8299 | 9022.5 | 9022.5 | 9022.5
Nuc | 117236.86 | 121152.36 | 121152.36 | 119664.16 | 93088.46 | 73382.46
PS | 21788 | 21788 | 21788 | 21788 | 21788 | 21788
PV | 1648 | 3635.13 | 4490.25 | 4575.47 | 3426.17 | 3322.79
PeakG | 116191.01 | 116010.78 | 111684.63 | 110806.48 | 110187.35 | 107056.46
PeakO | 18801.51 | 18801.51 | 15351.53 | 15165.53 | 15165.53 | 15165.42
ST | 760 | 1492.68 | 1701.11 | 1719.85 | 1719.85 | 1719.85
STOG | 45951.35 | 40963.61 | 28592.34 | 25394.75 | 24436.66 | 21184.66
STWD | 3294.57 | 2602.63 | 2296.91 | 2271.04 | 2271.04 | 2271.04
WT | 64004.8 | 77869.87 | 81364.61 | 81556.3 | 83667.26 | 88953.71
IGCC | 618 | 618 | 618 | 618 | 618 | 618
DemandResponse | 36371.76 | 54896.23 | 74592.75 | 73703.16 | 72821.21 | 71956.09
IGCC-CCS | 0 | 0 | 0 | 0 | 0 | 0
WT_off | 469 | 469 | 1569 | 1569 | 1101 | 1101
PseudoUnit | 0 | 0 | 0 | 0 | 0 | 0
FixedInterchange | 8820 | 8820 | 8820 | 8820 | 8820 | 8820
Total Installed Capacity by Reporting Type: EI_US
ReportingType | 2015 | 2020 | 2025 | 2030 | 2035 | 2040
BM | 741.12 | 915.4 | 1361.05 | 1361.05 | 1361.05 | 1169.06
CC | 147119.07 | 148039.11 | 144960.15 | 144954.47 | 150140.23 | 154733.74
CSP | 0 | 0 | 0 | 0 | 0 | 0
CT | 4530.53 | 4900.31 | 4900.31 | 4856.32 | 4491.06 | 4121.33
Coal | 208092.73 | 185370.87 | 180190.47 | 179887.13 | 183325.16 | 191962.9
Geo | 44 | 44 | 44 | 44 | 44 | 44
H | 29436.09 | 29436.09 | 29436.09 | 29436.09 | 29436.09 | 29436.09
LFG | 3458.4 | 3956.5 | 5812.5 | 6536 | 6536 | 6536
Nuc | 89571.36 | 93486.86 | 93486.86 | 91998.66 | 66452.96 | 48286.96
PS | 16931 | 16931 | 16931 | 16931 | 16931 | 16931
PV | 176.74 | 2163.88 | 3018.99 | 3104.21 | 3046.47 | 2943.09
PeakG | 95251.79 | 95251.79 | 92359.31 | 91513.02 | 90893.89 | 90234.87
PeakO | 18286.5 | 18286.5 | 14895.52 | 14709.53 | 14709.53 | 14709.41
ST | 0 | 0 | 0 | 0 | 0 | 0
STOG | 18949.57 | 16679.69 | 8981.77 | 7186.83 | 7186.83 | 5221.67
STWD | 2312 | 1895.04 | 1709.91 | 1684.04 | 1684.04 | 1684.04
WT | 36938.6 | 47158.23 | 50652.96 | 50844.65 | 55287.53 | 60568.29
IGCC | 618 | 618 | 618 | 618 | 618 | 618
DemandResponse | 28537.06 | 42221.37 | 56750.01 | 55946.9 | 55161.56 | 54395.69
IGCC-CCS | 0 | 0 | 0 | 0 | 0 | 0
WT_off | 469 | 469 | 1569 | 1569 | 1101 | 1101
PseudoUnit | 0 | 0 | 0 | 0 | 0 | 0
FixedInterchange | 5820 | 5820 | 5820 | 5820 | 5820 | 5820
Total Installed Capacity by Reporting Type: EI_Canada
ReportingType | 2015 | 2020 | 2025 | 2030 | 2035 | 2040
BM | 326.33 | 326.33 | 326.33 | 326.33 | 326.33 | 326.33
CC | 1994.01 | 1994.01 | 1994.01 | 1994.01 | 1994.01 | 1994.01
CSP | 0 | 0 | 0 | 0 | 0 | 0
CT | 528.15 | 542.98 | 542.98 | 542.98 | 107.99 | 93.17
Coal | 1110.8 | 1110.8 | 809.31 | 707.91 | 707.91 | 707.91
Geo | 0 | 0 | 0 | 0 | 0 | 0
H | 15168.7 | 15168.7 | 15168.7 | 15168.7 | 15168.7 | 15168.7
LFG | 117.5 | 117.5 | 117.5 | 117.5 | 117.5 | 117.5
Nuc | 13018.2 | 13018.2 | 13018.2 | 13018.2 | 11988.2 | 10448.2
PS | 123 | 123 | 123 | 123 | 123 | 123
PV | 1097.26 | 1097.26 | 1097.26 | 1097.26 | 30 | 30
PeakG | 559.01 | 559.01 | 559.01 | 559.01 | 559.01 | 559.01
PeakO | 4 | 4 | 4 | 4 | 4 | 4
ST | 0 | 0 | 0 | 0 | 0 | 0
STOG | 126 | 126 | 126 | 126 | 126 | 41.71
STWD | 0 | 0 | 0 | 0 | 0 | 0
WT | 3963.3 | 3963.3 | 3963.3 | 3963.3 | 1555 | 1555
IGCC | 0 | 0 | 0 | 0 | 0 | 0
DemandResponse | 1967.58 | 2169.58 | 2508.3 | 2469.91 | 2432.11 | 2394.9
IGCC-CCS | 0 | 0 | 0 | 0 | 0 | 0
WT_off | 0 | 0 | 0 | 0 | 0 | 0
PseudoUnit | 0 | 0 | 0 | 0 | 0 | 0
FixedInterchange | 3000 | 3000 | 3000 | 3000 | 3000 | 3000
Total Installed Capacity by Reporting Type: EI
ReportingType | 2015 | 2020 | 2025 | 2030 | 2035 | 2040
BM | 1067.45 | 1241.73 | 1687.39 | 1687.39 | 1687.39 | 1495.39
CC | 149113.08 | 150033.11 | 146954.16 | 146948.48 | 152134.24 | 156727.75
CSP | 0 | 0 | 0 | 0 | 0 | 0
CT | 5058.68 | 5443.29 | 5443.29 | 5399.29 | 4599.05 | 4214.5
Coal | 209203.53 | 186481.67 | 180999.78 | 180595.04 | 184033.07 | 192670.8
Geo | 44 | 44 | 44 | 44 | 44 | 44
H | 44604.79 | 44604.79 | 44604.79 | 44604.79 | 44604.79 | 44604.79
LFG | 3575.9 | 4074 | 5930 | 6653.5 | 6653.5 | 6653.5
Nuc | 102589.56 | 106505.06 | 106505.06 | 105016.86 | 78441.16 | 58735.16
PS | 17054 | 17054 | 17054 | 17054 | 17054 | 17054
PV | 1274 | 3261.13 | 4116.25 | 4201.47 | 3076.47 | 2973.09
PeakG | 95810.8 | 95810.8 | 92918.32 | 92072.04 | 91452.9 | 90793.88
PeakO | 18290.5 | 18290.5 | 14899.53 | 14713.53 | 14713.53 | 14713.41
ST | 0 | 0 | 0 | 0 | 0 | 0
STOG | 19075.57 | 16805.69 | 9107.77 | 7312.83 | 7312.83 | 5263.38
STWD | 2312 | 1895.04 | 1709.91 | 1684.04 | 1684.04 | 1684.04
WT | 40901.9 | 51121.53 | 54616.26 | 54807.95 | 56842.54 | 62123.29
IGCC | 618 | 618 | 618 | 618 | 618 | 618
DemandResponse | 30504.64 | 44390.95 | 59258.31 | 58416.81 | 57593.68 | 56790.59
IGCC-CCS | 0 | 0 | 0 | 0 | 0 | 0
WT_off | 469 | 469 | 1569 | 1569 | 1101 | 1101
PseudoUnit | 0 | 0 | 0 | 0 | 0 | 0
FixedInterchange | 8820 | 8820 | 8820 | 8820 | 8820 | 8820
Total Installed Capacity by Reporting Type: Outside_EI
ReportingType | 2015 | 2020 | 2025 | 2030 | 2035 | 2040
BM | 183.55 | 183.55 | 183.55 | 183.55 | 183.55 | 183.55
CC | 69893.48 | 70044.3 | 68539.86 | 68738.22 | 69163.54 | 69391.78
CSP | 0 | 0 | 0 | 0 | 0 | 0
CT | 1702.1 | 1702.1 | 1702.1 | 1702.1 | 367.27 | 367.27
Coal | 55989.89 | 55689.99 | 55337.98 | 55337.99 | 56729.69 | 59860.11
Geo | 2490.2 | 4565.2 | 8973.52 | 8994.2 | 8994.2 | 8994.2
H | 61475 | 61475 | 61475 | 61475 | 61475 | 61475
LFG | 560.1 | 2015 | 2369 | 2369 | 2369 | 2369
Nuc | 14647.3 | 14647.3 | 14647.3 | 14647.3 | 14647.3 | 14647.3
PS | 4734 | 4734 | 4734 | 4734 | 4734 | 4734
PV | 374 | 374 | 374 | 374 | 349.7 | 349.7
PeakG | 20380.21 | 20199.98 | 18766.3 | 18734.44 | 18734.44 | 16262.58
PeakO | 511 | 511 | 452 | 452 | 452 | 452
ST | 760 | 1492.68 | 1701.11 | 1719.85 | 1719.85 | 1719.85
STOG | 26875.78 | 24157.91 | 19484.56 | 18081.92 | 17123.83 | 15921.28
STWD | 982.57 | 707.59 | 587 | 587 | 587 | 587
WT | 23102.9 | 26748.34 | 26748.34 | 26748.35 | 26824.72 | 26830.41
IGCC | 0 | 0 | 0 | 0 | 0 | 0
DemandResponse | 5867.13 | 10505.28 | 15334.43 | 15286.36 | 15227.53 | 15165.5
IGCC-CCS | 0 | 0 | 0 | 0 | 0 | 0
WT_off | 0 | 0 | 0 | 0 | 0 | 0
PseudoUnit | 0 | 0 | 0 | 0 | 0 | 0
FixedInterchange | 0 | 0 | 0 | 0 | 0 | 0
#6 | Retrofit Capacity (MW)
Retrofit Capacity by Reporting Type: Entergy
ReportingType | 2015 | 2020 | 2025 | 2030 | 2035 | 2040
FGD | 0 | 7356 | 7356 | 7356 | 7356 | 7356
SNCR | 0 | 0 | 0 | 0 | 0 | 0
SCR | 0 | 0 | 0 | 0 | 0 | 0
ACI90 | 0 | 0 | 0 | 0 | 0 | 0
RPJ90 | 0 | 7416 | 7416 | 7416 | 7416 | 7416
PCSEQ | 0 | 0 | 0 | 0 | 0 | 0
Retrofit Capacity by Reporting Type: FRCC
ReportingType | 2015 | 2020 | 2025 | 2030 | 2035 | 2040
FGD | 0 | 235 | 235 | 235 | 235 | 235
SNCR | 0 | 0 | 0 | 0 | 0 | 0
SCR | 3796 | 1898 | 1898 | 1898 | 1898 | 1898
ACI90 | 0 | 0 | 0 | 0 | 0 | 0
RPJ90 | 1.85 | 7903.12 | 7904.13 | 7905.65 | 7907.64 | 7909.05
PCSEQ | 0 | 0 | 0 | 0 | 0 | 0
Retrofit Capacity by Reporting Type: MAPP_US
ReportingType | 2015 | 2020 | 2025 | 2030 | 2035 | 2040
FGD | 221 | 0 | 0 | 0 | 0 | 0
SNCR | 0 | 0 | 0 | 0 | 0 | 0
SCR | 0 | 0 | 0 | 0 | 0 | 0
ACI90 | 0 | 0 | 0 | 0 | 0 | 0
RPJ90 | 0 | 2360 | 2360 | 2360 | 2360 | 2360
PCSEQ | 0 | 0 | 0 | 0 | 0 | 0
Retrofit Capacity by Reporting Type: MISO_IN
ReportingType | 2015 | 2020 | 2025 | 2030 | 2035 | 2040
FGD | 0 | 2276 | 1807 | 1807 | 1807 | 1807
SNCR | 0.01 | 0 | 0.01 | 0.01 | 0.01 | 0.01
SCR | 0 | 0 | 0 | 0 | 0 | 0
ACI90 | 0 | 0 | 0 | 0 | 0 | 0
RPJ90 | 1.04 | 13117.49 | 12649.02 | 12649.68 | 12650.21 | 12650.7
PCSEQ | 0 | 0 | 0 | 0 | 0 | 0
Retrofit Capacity by Reporting Type: MISO_MI
ReportingType | 2015 | 2020 | 2025 | 2030 | 2035 | 2040
FGD | 0 | 4273.12 | 3650.02 | 3650.02 | 3650.02 | 3650.02
SNCR | 0.01 | 0.01 | 0 | 0.01 | 0.01 | 0.01
SCR | 355 | 183.11 | 0 | 0 | 0.01 | 0.01
ACI90 | 0 | 0 | 0 | 0 | 0 | 0
RPJ90 | 0.01 | 5833.12 | 5210.02 | 5210.02 | 5210.02 | 5210.02
PCSEQ | 0 | 0 | 0 | 0 | 0 | 0
Retrofit Capacity by Reporting Type: MISO_MO-IL
ReportingType | 2015 | 2020 | 2025 | 2030 | 2035 | 2040
FGD | 0.01 | 6579.04 | 6316.02 | 6316.02 | 6316.02 | 6316.02
SNCR | 0.01 | 0.01 | 0.01 | 0.01 | 0.01 | 0.01
SCR | 400 | 200 | 200 | 200 | 200 | 200.01
ACI90 | 0 | 0 | 0 | 0 | 0 | 0
RPJ90 | 2276.28 | 10231.23 | 9968.94 | 9969.86 | 9970.56 | 9971.2
PCSEQ | 0 | 0 | 0 | 0 | 0 | 0
Retrofit Capacity by Reporting Type: MISO_W
ReportingType | 2015 | 2020 | 2025 | 2030 | 2035 | 2040
FGD | 0 | 5555.5 | 5293.41 | 5293.41 | 5293.41 | 5293.41
SNCR | 0.01 | 0 | 0 | 0.01 | 0.01 | 0.01
SCR | 1225.26 | 612.63 | 350.55 | 350.55 | 350.55 | 350.55
ACI90 | 0 | 0 | 0 | 0 | 0 | 0
RPJ90 | 2652.37 | 11006.03 | 10743.95 | 10743.95 | 10743.95 | 10743.95
PCSEQ | 0 | 0 | 0 | 0 | 0 | 0
Retrofit Capacity by Reporting Type: MISO_WUMS
ReportingType | 2015 | 2020 | 2025 | 2030 | 2035 | 2040
FGD | 1135 | 2526.39 | 1681.15 | 1681.15 | 1681.15 | 1681.15
SNCR | 0 | 0 | 0 | 0 | 0 | 0
SCR | 2778.6 | 1963.04 | 1963.04 | 1963.04 | 1963.04 | 1963.04
ACI90 | 0 | 0 | 0 | 0 | 0 | 0
RPJ90 | 1740.79 | 4280.38 | 3435.48 | 3435.94 | 3436.32 | 3436.72
PCSEQ | 0 | 0 | 0 | 0 | 0 | 0
Retrofit Capacity by Reporting Type: Nebraska
ReportingType | 2015 | 2020 | 2025 | 2030 | 2035 | 2040
FGD | 0 | 3195.8 | 3195.8 | 3195.8 | 3195.8 | 3195.8
SNCR | 0 | 0 | 0 | 0 | 0 | 0
SCR | 0 | 0 | 0 | 0 | 0 | 0
ACI90 | 0 | 0 | 0 | 0 | 0 | 0
RPJ90 | 1364.4 | 3878 | 3878 | 3878 | 3878 | 3878
PCSEQ | 0 | 0 | 0 | 0 | 0 | 0
Retrofit Capacity by Reporting Type: NEISO
ReportingType | 2015 | 2020 | 2025 | 2030 | 2035 | 2040
FGD | 320 | 0 | 0 | 0 | 0 | 0
SNCR | 0 | 0 | 0 | 0 | 0 | 0
SCR | 0 | 0 | 0 | 0 | 0 | 0
ACI90 | 0 | 0 | 0 | 0 | 0 | 0
RPJ90 | 870.93 | 0 | 0 | 0 | 0 | 0
PCSEQ | 0 | 0 | 0 | 0 | 0 | 0
Retrofit Capacity by Reporting Type: NonRTO_Midwest
ReportingType | 2015 | 2020 | 2025 | 2030 | 2035 | 2040
FGD | 1403 | 2340.25 | 1784.69 | 1570.02 | 1570.02 | 1570.02
SNCR | 0.01 | 0.01 | 0.01 | 0 | 0.01 | 0.01
SCR | 1463.8 | 731.9 | 731.9 | 731.9 | 731.91 | 731.91
ACI90 | 0 | 0 | 0 | 0 | 0 | 0
RPJ90 | 1.57 | 8079.6 | 7524.8 | 7222.31 | 7223.01 | 7223.61
PCSEQ | 0 | 0 | 0 | 0 | 0 | 0
Retrofit Capacity by Reporting Type: NYISO_A-F
ReportingType | 2015 | 2020 | 2025 | 2030 | 2035 | 2040
FGD | 0 | 0 | 0 | 0 | 0 | 0
SNCR | 0 | 0 | 0 | 0 | 0 | 0
SCR | 0 | 0 | 0 | 0 | 0 | 0
ACI90 | 0 | 0 | 0 | 0 | 0 | 0
RPJ90 | 486.3 | 0 | 0 | 0 | 0 | 0
PCSEQ | 0 | 0 | 0 | 0 | 0 | 0
Retrofit Capacity by Reporting Type: NYISO_G-I
ReportingType | 2015 | 2020 | 2025 | 2030 | 2035 | 2040
FGD | 0 | 0 | 0 | 0 | 0 | 0
SNCR | 0 | 0 | 0 | 0 | 0 | 0
SCR | 0 | 0 | 0 | 0 | 0 | 0
ACI90 | 0 | 0 | 0 | 0 | 0 | 0
RPJ90 | 0 | 0 | 0 | 0 | 0 | 0
PCSEQ | 0 | 0 | 0 | 0 | 0 | 0
Retrofit Capacity by Reporting Type: NYISO_J-K
ReportingType | 2015 | 2020 | 2025 | 2030 | 2035 | 2040
FGD | 0 | 0 | 0 | 0 | 0 | 0
SNCR | 0 | 0 | 0 | 0 | 0 | 0
SCR | 0 | 0 | 0 | 0 | 0 | 0
ACI90 | 0 | 0 | 0 | 0 | 0 | 0
RPJ90 | 0 | 0 | 0 | 0 | 0 | 0
PCSEQ | 0 | 0 | 0 | 0 | 0 | 0
Retrofit Capacity by Reporting Type: PJM_E
ReportingType | 2015 | 2020 | 2025 | 2030 | 2035 | 2040
FGD | 0 | 0 | 0 | 0 | 0 | 0
SNCR | 0 | 0 | 0 | 0 | 0 | 0
SCR | 568 | 0 | 0 | 0 | 0 | 0
ACI90 | 0 | 0 | 0 | 0 | 0 | 0
RPJ90 | 1784.01 | 0.01 | 0.01 | 0.01 | 0.01 | 0.01
PCSEQ | 0 | 0 | 0 | 0 | 0 | 0
Retrofit Capacity by Reporting Type: PJM_ROM
ReportingType | 2015 | 2020 | 2025 | 2030 | 2035 | 2040
FGD | 0 | 1234 | 1234 | 1234 | 1234 | 1234
SNCR | 0 | 0 | 0 | 0 | 0 | 0
SCR | 341 | 0 | 0 | 0 | 0 | 0
ACI90 | 0 | 0 | 0 | 0 | 0 | 0
RPJ90 | 2572.01 | 8072.45 | 8072.45 | 8072.45 | 8072.45 | 8072.45
PCSEQ | 0 | 0 | 0 | 0 | 0 | 0
Retrofit Capacity by Reporting Type: PJM_ROR
ReportingType | 2015 | 2020 | 2025 | 2030 | 2035 | 2040
FGD | 0.01 | 5738.04 | 5738.04 | 5738.04 | 5738.04 | 5738.03
SNCR | 0.03 | 0.01 | 0.01 | 0.01 | 0.01 | 0.02
SCR | 2400.01 | 1200.01 | 1200.01 | 1200.01 | 1200.01 | 1200.01
ACI90 | 0 | 0 | 0 | 0 | 0 | 0
RPJ90 | 0.83 | 34125.54 | 34126.08 | 34126.67 | 34127.23 | 34127.88
PCSEQ | 0 | 0 | 0 | 0 | 0 | 0
Retrofit Capacity by Reporting Type: SOCO
ReportingType | 2015 | 2020 | 2025 | 2030 | 2035 | 2040
FGD | 4088.71 | 5715.22 | 5715.22 | 5715.22 | 5715.22 | 5715.22
SNCR | 0.01 | 0 | 0 | 0 | 0.01 | 0.01
SCR | 3404.7 | 3404.7 | 3404.7 | 3404.71 | 3404.71 | 3404.71
ACI90 | 0 | 0 | 0 | 0 | 0 | 0
RPJ90 | 6809.42 | 14199.03 | 14199.03 | 14199.03 | 14199.03 | 14199.03
PCSEQ | 0 | 0 | 0 | 0 | 0 | 0
Retrofit Capacity by Reporting Type: SPP_N
ReportingType | 2015 | 2020 | 2025 | 2030 | 2035 | 2040
FGD | 0 | 2384.5 | 2384.5 | 2384.5 | 2384.5 | 2384.5
SNCR | 0 | 0 | 0 | 0 | 0 | 0
SCR | 0 | 0 | 0 | 0 | 0 | 0
ACI90 | 0 | 0 | 0 | 0 | 0 | 0
RPJ90 | 1303.03 | 7321.11 | 7321.62 | 7322.25 | 7322.77 | 7323.27
PCSEQ | 0 | 0 | 0 | 0 | 0 | 0
Retrofit Capacity by Reporting Type: SPP_S
ReportingType | 2015 | 2020 | 2025 | 2030 | 2035 | 2040
FGD | 0.01 | 8311.27 | 8147.8 | 8147.8 | 8147.8 | 8147.8
SNCR | 0.01 | 0.01 | 0.01 | 0.01 | 0.01 | 0.01
SCR | 0 | 0 | 0 | 0 | 0 | 0
ACI90 | 0 | 0 | 0 | 0 | 0 | 0
RPJ90 | 0.01 | 11717.4 | 11553.93 | 11553.93 | 11553.93 | 11553.93
PCSEQ | 0 | 0 | 0 | 0 | 0 | 0
Retrofit Capacity by Reporting Type: TVA
ReportingType | 2015 | 2020 | 2025 | 2030 | 2035 | 2040
FGD | 0 | 4283.41 | 3618.02 | 3618.02 | 3618.01 | 3618.01
SNCR | 0 | 0 | 0 | 0 | 0 | 0
SCR | 0 | 0 | 0 | 0 | 0 | 0
ACI90 | 0 | 0 | 0 | 0 | 0 | 0
RPJ90 | 0.01 | 10737.42 | 10072.02 | 10072.02 | 10072.02 | 10072.02
PCSEQ | 0 | 0 | 0 | 0 | 0 | 0
Retrofit Capacity by Reporting Type: TVA_Transmission
ReportingType | 2015 | 2020 | 2025 | 2030 | 2035 | 2040
FGD | 0 | 0 | 0 | 0 | 0 | 0
SNCR | 0 | 0 | 0 | 0 | 0 | 0
SCR | 0 | 0 | 0 | 0 | 0 | 0
ACI90 | 0 | 0 | 0 | 0 | 0 | 0
RPJ90 | 0 | 0 | 0 | 0 | 0 | 0
PCSEQ | 0 | 0 | 0 | 0 | 0 | 0
Retrofit Capacity by Reporting Type: VACAR
ReportingType | 2015 | 2020 | 2025 | 2030 | 2035 | 2040
FGD | 0 | 0 | 0 | 0 | 0 | 0
SNCR | 0 | 0 | 0 | 0 | 0 | 0
SCR | 0 | 0 | 0 | 0 | 0 | 0
ACI90 | 0 | 0 | 0 | 0 | 0 | 0
RPJ90 | 2.93 | 12957.19 | 11626.59 | 11631 | 11633.54 | 11635.4
PCSEQ | 0 | 0 | 0 | 0 | 0 | 0
Retrofit Capacity by Reporting Type: IESO
ReportingType | 2015 | 2020 | 2025 | 2030 | 2035 | 2040
FGD | 0 | 0 | 0 | 0 | 0 | 0
SNCR | 0 | 0 | 0 | 0 | 0 | 0
SCR | 0 | 0 | 0 | 0 | 0 | 0
ACI90 | 0 | 0 | 0 | 0 | 0 | 0
RPJ90 | 0 | 0 | 0 | 0 | 0 | 0
PCSEQ | 0 | 0 | 0 | 0 | 0 | 0
Retrofit Capacity by Reporting Type: MAPP_CA
ReportingType | 2015 | 2020 | 2025 | 2030 | 2035 | 2040
FGD | 0 | 0 | 0 | 0 | 0 | 0
SNCR | 0 | 0 | 0 | 0 | 0 | 0
SCR | 0 | 0 | 0 | 0 | 0 | 0
ACI90 | 0 | 0 | 0 | 0 | 0 | 0
RPJ90 | 0 | 0 | 0 | 0 | 0 | 0
PCSEQ | 0 | 0 | 0 | 0 | 0 | 0
Retrofit Capacity by Reporting Type: AZ_NM_SNV_Coal
ReportingType | 2015 | 2020 | 2025 | 2030 | 2035 | 2040
FGD | 384 | 540 | 540 | 540 | 540 | 540
SNCR | 0 | 0 | 0 | 0 | 0 | 0.01
SCR | 800 | 400 | 400 | 400 | 400 | 400
ACI90 | 0 | 0 | 0 | 0 | 0 | 0
RPJ90 | 3286.65 | 10066.97 | 10067.26 | 10067.62 | 10067.96 | 10068.36
PCSEQ | 0 | 0 | 0 | 0 | 0 | 0
Retrofit Capacity by Reporting Type: AZ_NM_SNV_Gas
ReportingType | 2015 | 2020 | 2025 | 2030 | 2035 | 2040
FGD | 0 | 0 | 0 | 0 | 0 | 0
SNCR | 0 | 0 | 0 | 0 | 0 | 0
SCR | 0 | 0 | 0 | 0 | 0 | 0
ACI90 | 0 | 0 | 0 | 0 | 0 | 0
RPJ90 | 0 | 0 | 0 | 0 | 0 | 0
PCSEQ | 0 | 0 | 0 | 0 | 0 | 0
Retrofit Capacity by Reporting Type: AZ_NM_SNV_NucRenew
ReportingType | 2015 | 2020 | 2025 | 2030 | 2035 | 2040
FGD | 0 | 0 | 0 | 0 | 0 | 0
SNCR | 0 | 0 | 0 | 0 | 0 | 0
SCR | 0 | 0 | 0 | 0 | 0 | 0
ACI90 | 0 | 0 | 0 | 0 | 0 | 0
RPJ90 | 0 | 0 | 0 | 0 | 0 | 0
PCSEQ | 0 | 0 | 0 | 0 | 0 | 0
Retrofit Capacity by Reporting Type: ERCOT
ReportingType | 2015 | 2020 | 2025 | 2030 | 2035 | 2040
FGD | 0 | 5125 | 5125 | 5125 | 5125 | 5125
SNCR | 0.01 | 0 | 0 | 0 | 0 | 0.01
SCR | 4370 | 2185 | 2185 | 2185 | 2185 | 2185
ACI90 | 0 | 0 | 0 | 0 | 0 | 0
RPJ90 | 9196.94 | 16249.42 | 16249.9 | 16250.45 | 16250.95 | 16251.46
PCSEQ | 0 | 0 | 0 | 0 | 0 | 0
Retrofit Capacity by Reporting Type: NP15
ReportingType | 2015 | 2020 | 2025 | 2030 | 2035 | 2040
FGD | 0 | 0 | 0 | 0 | 0 | 0
SNCR | 0 | 0 | 0 | 0 | 0 | 0
SCR | 0 | 0 | 0 | 0 | 0 | 0
ACI90 | 0 | 0 | 0 | 0 | 0 | 0
RPJ90 | 0 | 0 | 0 | 0 | 0 | 0
PCSEQ | 0 | 0 | 0 | 0 | 0 | 0
Retrofit Capacity by Reporting Type: NWPP_Coal
ReportingType | 2015 | 2020 | 2025 | 2030 | 2035 | 2040
FGD | 0 | 1601.2 | 1601.2 | 1601.2 | 1601.2 | 1601.2
SNCR | 0 | 0 | 0 | 0.01 | 0.01 | 0.01
SCR | 0 | 0 | 0 | 0 | 0 | 0
ACI90 | 0 | 0 | 0 | 0 | 0 | 0
RPJ90 | 453.61 | 13057.48 | 13057.48 | 13057.48 | 13057.48 | 13057.48
PCSEQ | 0 | 0 | 0 | 0 | 0 | 0
Retrofit Capacity by Reporting Type: NWPP_Gas
ReportingType | 2015 | 2020 | 2025 | 2030 | 2035 | 2040
FGD | 0 | 0 | 0 | 0 | 0 | 0
SNCR | 0 | 0 | 0 | 0 | 0 | 0
SCR | 0 | 0 | 0 | 0 | 0 | 0
ACI90 | 0 | 0 | 0 | 0 | 0 | 0
RPJ90 | 0 | 0 | 0 | 0 | 0 | 0
PCSEQ | 0 | 0 | 0 | 0 | 0 | 0
Retrofit Capacity by Reporting Type: NWPP_NucRenew
ReportingType | 2015 | 2020 | 2025 | 2030 | 2035 | 2040
FGD | 0 | 0 | 0 | 0 | 0 | 0
SNCR | 0 | 0 | 0 | 0 | 0 | 0
SCR | 0 | 0 | 0 | 0 | 0 | 0
ACI90 | 0 | 0 | 0 | 0 | 0 | 0
RPJ90 | 0 | 0 | 0 | 0 | 0 | 0
PCSEQ | 0 | 0 | 0 | 0 | 0 | 0
Retrofit Capacity by Reporting Type: RMPA
ReportingType | 2015 | 2020 | 2025 | 2030 | 2035 | 2040
FGD | 0 | 1282 | 1282 | 1282 | 1282 | 1282
SNCR | 0 | 0 | 0 | 0 | 0 | 0
SCR | 1554.6 | 777.3 | 777.3 | 777.3 | 777.3 | 777.3
ACI90 | 0 | 0 | 0 | 0 | 0 | 0
RPJ90 | 2874.61 | 6667.81 | 6315.8 | 6315.8 | 6315.8 | 6315.8
PCSEQ | 0 | 0 | 0 | 0 | 0 | 0
Retrofit Capacity by Reporting Type: SP15
ReportingType | 2015 | 2020 | 2025 | 2030 | 2035 | 2040
FGD | 0 | 0 | 0 | 0 | 0 | 0
SNCR | 0 | 0 | 0 | 0 | 0 | 0
SCR | 0 | 0 | 0 | 0 | 0 | 0
ACI90 | 0 | 0 | 0 | 0 | 0 | 0
RPJ90 | 0 | 0 | 0 | 0 | 0 | 0
PCSEQ | 0 | 0 | 0 | 0 | 0 | 0
Retrofit Capacity by Reporting Type: ALB
ReportingType | 2015 | 2020 | 2025 | 2030 | 2035 | 2040
FGD | 0 | 0 | 0 | 0 | 0 | 0
SNCR | 0 | 0 | 0 | 0 | 0 | 0
SCR | 0 | 0 | 0 | 0 | 0 | 0
ACI90 | 0 | 0 | 0 | 0 | 0 | 0
RPJ90 | 0 | 0 | 0 | 0 | 0 | 0
PCSEQ | 0 | 0 | 0 | 0 | 0 | 0
Retrofit Capacity by Reporting Type: BC
ReportingType | 2015 | 2020 | 2025 | 2030 | 2035 | 2040
FGD | 0 | 0 | 0 | 0 | 0 | 0
SNCR | 0 | 0 | 0 | 0 | 0 | 0
SCR | 0 | 0 | 0 | 0 | 0 | 0
ACI90 | 0 | 0 | 0 | 0 | 0 | 0
RPJ90 | 0 | 0 | 0 | 0 | 0 | 0
PCSEQ | 0 | 0 | 0 | 0 | 0 | 0
Retrofit Capacity by Reporting Type: HQ_IESO
ReportingType | 2015 | 2020 | 2025 | 2030 | 2035 | 2040
FGD | 0 | 0 | 0 | 0 | 0 | 0
SNCR | 0 | 0 | 0 | 0 | 0 | 0
SCR | 0 | 0 | 0 | 0 | 0 | 0
ACI90 | 0 | 0 | 0 | 0 | 0 | 0
RPJ90 | 0 | 0 | 0 | 0 | 0 | 0
PCSEQ | 0 | 0 | 0 | 0 | 0 | 0
Retrofit Capacity by Reporting Type: HQ_NEISO
ReportingType | 2015 | 2020 | 2025 | 2030 | 2035 | 2040
FGD | 0 | 0 | 0 | 0 | 0 | 0
SNCR | 0 | 0 | 0 | 0 | 0 | 0
SCR | 0 | 0 | 0 | 0 | 0 | 0
ACI90 | 0 | 0 | 0 | 0 | 0 | 0
RPJ90 | 0 | 0 | 0 | 0 | 0 | 0
PCSEQ | 0 | 0 | 0 | 0 | 0 | 0
Retrofit Capacity by Reporting Type: HQ_NY
ReportingType | 2015 | 2020 | 2025 | 2030 | 2035 | 2040
FGD | 0 | 0 | 0 | 0 | 0 | 0
SNCR | 0 | 0 | 0 | 0 | 0 | 0
SCR | 0 | 0 | 0 | 0 | 0 | 0
ACI90 | 0 | 0 | 0 | 0 | 0 | 0
RPJ90 | 0 | 0 | 0 | 0 | 0 | 0
PCSEQ | 0 | 0 | 0 | 0 | 0 | 0
Retrofit Capacity by Reporting Type: MARITIMES
ReportingType | 2015 | 2020 | 2025 | 2030 | 2035 | 2040
FGD | 0 | 0 | 0 | 0 | 0 | 0
SNCR | 0 | 0 | 0 | 0 | 0 | 0
SCR | 0 | 0 | 0 | 0 | 0 | 0
ACI90 | 0 | 0 | 0 | 0 | 0 | 0
RPJ90 | 0 | 0 | 0 | 0 | 0 | 0
PCSEQ | 0 | 0 | 0 | 0 | 0 | 0
Retrofit Capacity by Reporting Type: All
ReportingType | 2015 | 2020 | 2025 | 2030 | 2035 | 2040
FGD | 7551.76 | 70551.77 | 66704.87 | 66490.2 | 66490.2 | 66490.2
SNCR | 0.12 | 0.08 | 0.08 | 0.09 | 0.1 | 0.11
SCR | 23457 | 13555.73 | 13110.53 | 13110.55 | 13110.56 | 13110.57
ACI90 | 0 | 0 | 0 | 0 | 0 | 0
RPJ90 | 37679.62 | 219276.81 | 213752.52 | 213460.14 | 213468.91 | 213476.37
PCSEQ | 0 | 0 | 0 | 0 | 0 | 0
Retrofit Capacity by Reporting Type: EI_US
ReportingType | 2015 | 2020 | 2025 | 2030 | 2035 | 2040
FGD | 7167.76 | 62003.57 | 58156.67 | 57942 | 57942 | 57942
SNCR | 0.11 | 0.07 | 0.07 | 0.07 | 0.08 | 0.09
SCR | 16732.4 | 10193.42 | 9748.23 | 9748.24 | 9748.25 | 9748.25
ACI90 | 0 | 0 | 0 | 0 | 0 | 0
RPJ90 | 21867.8 | 173235.14 | 168062.09 | 167768.79 | 167776.72 | 167783.26
PCSEQ | 0 | 0 | 0 | 0 | 0 | 0
Retrofit Capacity by Reporting Type: EI_Canada
ReportingType | 2015 | 2020 | 2025 | 2030 | 2035 | 2040
FGD | 0 | 0 | 0 | 0 | 0 | 0
SNCR | 0 | 0 | 0 | 0 | 0 | 0
SCR | 0 | 0 | 0 | 0 | 0 | 0
ACI90 | 0 | 0 | 0 | 0 | 0 | 0
RPJ90 | 0 | 0 | 0 | 0 | 0 | 0
PCSEQ | 0 | 0 | 0 | 0 | 0 | 0
Retrofit Capacity by Reporting Type: EI
ReportingType | 2015 | 2020 | 2025 | 2030 | 2035 | 2040
FGD | 7167.76 | 62003.57 | 58156.67 | 57942 | 57942 | 57942
SNCR | 0.11 | 0.07 | 0.07 | 0.07 | 0.08 | 0.09
SCR | 16732.4 | 10193.42 | 9748.23 | 9748.24 | 9748.25 | 9748.25
ACI90 | 0 | 0 | 0 | 0 | 0 | 0
RPJ90 | 21867.8 | 173235.14 | 168062.09 | 167768.79 | 167776.72 | 167783.26
PCSEQ | 0 | 0 | 0 | 0 | 0 | 0
Retrofit Capacity by Reporting Type: Outside_EI
ReportingType | 2015 | 2020 | 2025 | 2030 | 2035 | 2040
FGD | 384 | 8548.2 | 8548.2 | 8548.2 | 8548.2 | 8548.2
SNCR | 0.01 | 0.01 | 0.01 | 0.02 | 0.02 | 0.02
SCR | 6724.6 | 3362.31 | 3362.31 | 3362.31 | 3362.31 | 3362.31
ACI90 | 0 | 0 | 0 | 0 | 0 | 0
RPJ90 | 15811.81 | 46041.68 | 45690.43 | 45691.35 | 45692.2 | 45693.11
PCSEQ | 0 | 0 | 0 | 0 | 0 | 0
#7 | Reserve Margin (MW)
Reserve Margin Data: ALB
| 2015 | 2020 | 2025 | 2030 | 2035 | 2040
a. Peak Demand | 9504.39 | 9692.49 | 9884.31 | 10079.93 | 10279.42 | 10482.86
b. Peak Demand + Reserve Margin | 11215.18 | 11437.14 | 11663.49 | 11894.32 | 12129.72 | 12369.77
c. DR MW | 101.01 | 329.85 | 574.09 | 585.45 | 597.04 | 608.85
d. Capacity Credit | 11215.18 | 11437.14 | 11684.59 | 11894.32 | 12129.72 | 12369.77
Reserve Margin Data: BC
| 2015 | 2020 | 2025 | 2030 | 2035 | 2040
a. Peak Demand | 11620.49 | 11592.37 | 11564.31 | 11536.32 | 11508.4 | 11480.55
b. Peak Demand + Reserve Margin | 13712.18 | 13678.99 | 13645.88 | 13612.86 | 13579.91 | 13547.05
c. DR MW | 0.01 | 241.8 | 482.42 | 481.25 | 480.09 | 478.93
d. Capacity Credit | 13712.18 | 13678.99 | 13645.88 | 13612.86 | 13611.69 | 13610.53
Reserve Margin Data: ENT
| 2015 | 2020 | 2025 | 2030 | 2035 | 2040
a. Peak Demand | 30127.37 | 30343.96 | 29629.66 | 28932.17 | 28251.1 | 27586.07
b. Peak Demand + Reserve Margin | 34345.21 | 34592.11 | 33777.81 | 32982.67 | 32206.26 | 31448.12
c. DR MW | 289.67 | 1405.86 | 2479.69 | 2421.32 | 2364.32 | 2308.66
d. Capacity Credit | 34345.21 | 34592.12 | 33777.82 | 33105.34 | 32206.25 | 31448.15
Reserve Margin Data: ERCOT
| 2015 | 2020 | 2025 | 2030 | 2035 | 2040
a. Peak Demand | 67505.88 | 69030.48 | 67948.55 | 66598.65 | 65431.98 | 64274.66
b. Peak Demand + Reserve Margin | 75944.12 | 77659.29 | 76442.12 | 74923.48 | 73610.98 | 72308.99
c. DR MW | 711.62 | 3304.86 | 5838.23 | 5722.25 | 5622 | 5522.57
d. Capacity Credit | 75944.12 | 77659.29 | 76442.13 | 74923.5 | 73610.98 | 72308.99
Reserve Margin Data: FRCC
| 2015 | 2020 | 2025 | 2030 | 2035 | 2040
a. Peak Demand | 47584.47 | 49284.49 | 49847.9 | 50417.76 | 50994.13 | 51577.09
b. Peak Demand + Reserve Margin | 55197.98 | 57170.01 | 57823.57 | 58484.6 | 59153.19 | 59829.43
c. DR MW | 2626.7 | 3620.13 | 4802.1 | 4857 | 4912.52 | 4968.68
d. Capacity Credit | 55197.95 | 57170.06 | 57823.5 | 58484.61 | 59153.2 | 59829.48
Reserve Margin Data: IESO
| 2015 | 2020 | 2025 | 2030 | 2035 | 2040
a. Peak Demand | 22355.95 | 21033.53 | 20692.08 | 20356.18 | 20025.72 | 19700.64
b. Peak Demand + Reserve Margin | 26156.46 | 24609.23 | 24209.74 | 23816.73 | 23430.1 | 23049.74
c. DR MW | 1881.61 | 1888.09 | 2033.33 | 2000.32 | 1967.85 | 1935.91
d. Capacity Credit | 26492.49 | 26498.97 | 26644.21 | 26611.2 | 24628.91 | 23056.96
Reserve Margin Data: MAPP_CA
| 2015 | 2020 | 2025 | 2030 | 2035 | 2040
a. Peak Demand | 8317.8 | 8505.61 | 8409.18 | 8313.83 | 8219.57 | 8126.37
b. Peak Demand + Reserve Margin | 9315.94 | 9526.29 | 9418.28 | 9311.49 | 9205.91 | 9101.54
c. DR MW | 85.97 | 281.49 | 474.97 | 469.59 | 464.26 | 459
d. Capacity Credit | 9315.94 | 9526.29 | 9418.28 | 9311.49 | 9205.91 | 9101.54
Reserve Margin Data: MAPP_US
| 2015 | 2020 | 2025 | 2030 | 2035 | 2040
a. Peak Demand | 5431.86 | 5452.65 | 5390.82 | 5329.7 | 5269.27 | 5209.53
b. Peak Demand + Reserve Margin | 6192.32 | 6216.02 | 6145.54 | 6075.86 | 6006.97 | 5938.86
c. DR MW | 56.67 | 182.16 | 307.36 | 303.87 | 300.43 | 297.02
d. Capacity Credit | 6515.19 | 6215.95 | 6193.77 | 6181.98 | 6006.97 | 6003.56
Reserve Margin Data: NEISO
| 2015 | 2020 | 2025 | 2030 | 2035 | 2040
a. Peak Demand | 26908.22 | 25939.28 | 24796.17 | 23732.12 | 22699.99 | 21712.75
b. Peak Demand + Reserve Margin | 31213.53 | 30089.57 | 28763.55 | 27529.25 | 26331.99 | 25186.79
c. DR MW | 2970.55 | 3313.99 | 3675.36 | 3517.65 | 3364.66 | 3218.33
d. Capacity Credit | 31213.53 | 30089.57 | 28763.56 | 28238.89 | 26332.02 | 25297.4
Reserve Margin Data: NonRTO_Midwest
| 2015 | 2020 | 2025 | 2030 | 2035 | 2040
a. Peak Demand | 11144.45 | 11396.67 | 11106.27 | 10823.27 | 10547.48 | 10278.71
b. Peak Demand + Reserve Margin | 12704.67 | 12992.2 | 12661.15 | 12338.52 | 12024.12 | 11717.73
c. DR MW | 186.34 | 414.17 | 632.35 | 616.23 | 600.53 | 585.23
d. Capacity Credit | 12704.68 | 12992.2 | 12661.15 | 12338.53 | 12024.13 | 11717.73
Reserve Margin Data: NYISO_J-K
| 2015 | 2020 | 2025 | 2030 | 2035 | 2040
a. Peak Demand | 15089.48 | 15327.41 | 15228.95 | 15131.13 | 15033.94 | 14937.37
b. Peak Demand + Reserve Margin | 13882.32 | 14101.22 | 14010.64 | 13920.64 | 13831.22 | 13742.38
c. DR MW | 1267.09 | 1372.71 | 1493.04 | 1483.45 | 1473.92 | 1464.46
d. Capacity Credit | 14334.38 | 14439.99 | 14287.45 | 14352.19 | 14670.7 | 14661.23
Reserve Margin Data: PJM_E
| 2015 | 2020 | 2025 | 2030 | 2035 | 2040
a. Peak Demand | 29368.3 | 26210.37 | 25772.08 | 25341.12 | 24917.36 | 24500.69
b. Peak Demand + Reserve Margin | 28722.2 | 25633.74 | 25205.09 | 24783.61 | 24369.18 | 23961.68
c. DR MW | 1207.21 | 1569.57 | 2075.11 | 2040.41 | 2006.29 | 1972.74
d. Capacity Credit | 30584.65 | 29764.52 | 30210.14 | 30149.24 | 27883.49 | 26675.94
Reserve Margin Data: RMPA
| 2015 | 2020 | 2025 | 2030 | 2035 | 2040
a. Peak Demand | 12613.11 | 12923.94 | 13089.04 | 13258.09 | 13427.68 | 13599.92
b. Peak Demand + Reserve Margin | 14378.94 | 14733.29 | 14921.5 | 15114.23 | 15307.55 | 15503.91
c. DR MW | 466.9 | 569.02 | 698.9 | 707.93 | 716.98 | 726.18
d. Capacity Credit | 14378.94 | 14733.29 | 15094.93 | 15126.06 | 15307.57 | 15503.93
Reserve Margin Data: SOCO
| 2015 | 2020 | 2025 | 2030 | 2035 | 2040
a. Peak Demand | 51338.16 | 53371.52 | 52844.97 | 52323.61 | 51807.39 | 51296.27
b. Peak Demand + Reserve Margin | 58525.5 | 60843.53 | 60243.26 | 59648.91 | 59060.42 | 58477.74
c. DR MW | 2469.2 | 4361.1 | 6268.4 | 6206.56 | 6145.32 | 6084.69
d. Capacity Credit | 58525.48 | 60843.57 | 60243.28 | 59648.93 | 59060.43 | 58477.7
Reserve Margin Data: TVA
| 2015 | 2020 | 2025 | 2030 | 2035 | 2040
a. Peak Demand | 33629.7 | 34902.63 | 34013.27 | 33146.57 | 32301.95 | 31478.86
b. Peak Demand + Reserve Margin | 38674.15 | 40138.03 | 39115.26 | 38118.55 | 37147.25 | 36200.69
c. DR MW | 1733.88 | 2334.9 | 2917.16 | 2842.83 | 2770.39 | 2699.79
d. Capacity Credit | 39570.67 | 40138.02 | 39698.96 | 39732.03 | 37147.26 | 36200.69
Reserve Margin Data: VACAR
| 2015 | 2020 | 2025 | 2030 | 2035 | 2040
a. Peak Demand | 47546.62 | 48729.92 | 48609.19 | 48488.76 | 48368.62 | 48248.79
b. Peak Demand + Reserve Margin | 54203.15 | 55552.11 | 55414.47 | 55277.18 | 55140.23 | 55003.62
c. DR MW | 2247.1 | 3533.68 | 4909.74 | 4897.57 | 4885.44 | 4873.33
d. Capacity Credit | 54203.12 | 55552.11 | 55948.3 | 55936.14 | 55140.23 | 55003.6
Reserve Margin Data: AZ_NM_SNV
| 2015 | 2020 | 2025 | 2030 | 2035 | 2040
a. Peak Demand | 28039.91 | 29434.29 | 29870.81 | 30344.14 | 30773.55 | 31233.38
b. Peak Demand + Reserve Margin | 32442.18 | 34055.48 | 34560.53 | 35108.17 | 35605 | 36137.02
c. DR MW | 321.37 | 983.59 | 1675.23 | 1701.77 | 1725.85 | 1751.64
d. Capacity Credit | 32691.6 | 34055.46 | 35077.38 | 35108.13 | 35604.91 | 36137.02
Reserve Margin Data: CA
| 2015 | 2020 | 2025 | 2030 | 2035 | 2040
a. Peak Demand | 60045.19 | 60754.8 | 60327.31 | 60636.08 | 60662.8 | 60632.16
b. Peak Demand + Reserve Margin | 70012.7 | 70840.1 | 70341.65 | 70701.67 | 70732.82 | 70697.1
c. DR MW | 4266.2 | 4205.26 | 4337.87 | 4360.07 | 4361.99 | 4359.79
d. Capacity Credit | 70012.7 | 70840.1 | 70679.48 | 70701.68 | 70732.82 | 70697.12
Reserve Margin Data: MISO
| 2015 | 2020 | 2025 | 2030 | 2035 | 2040
a. Peak Demand | 94945.76 | 94688.7 | 93436.3 | 92201.9 | 90985.2 | 89785.93
b. Peak Demand + Reserve Margin | 111466.33 | 111164.53 | 109694.22 | 108245.03 | 106816.62 | 105408.68
c. DR MW | 5787.37 | 7415.74 | 9268.82 | 9153.61 | 9039.95 | 8927.81
d. Capacity Credit | 111466.3 | 111164.53 | 109694.26 | 108448.43 | 106816.64 | 105408.64
Reserve Margin Data: NWPP
| 2015 | 2020 | 2025 | 2030 | 2035 | 2040
a. Peak Demand | 42038.55 | 41753.23 | 41415.36 | 41413.83 | 41316.55 | 41172
b. Peak Demand + Reserve Margin | 49605.49 | 49268.82 | 48870.12 | 48868.32 | 48753.52 | 48582.96
c. DR MW | 0.01 | 870.89 | 1727.69 | 1727.63 | 1723.57 | 1717.54
d. Capacity Credit | 51964.35 | 53065.55 | 54356.35 | 54356.28 | 54202.23 | 54196.2
Reserve Margin Data: NYISO
| 2015 | 2020 | 2025 | 2030 | 2035 | 2040
a. Peak Demand | 29351.76 | 29592.12 | 29208.46 | 28831.92 | 28462.33 | 28099.54
b. Peak Demand + Reserve Margin | 34194.8 | 34474.82 | 34027.86 | 33589.19 | 33158.61 | 32735.97
c. DR MW | 2464.73 | 2650.24 | 2863.59 | 2826.68 | 2790.44 | 2754.87
d. Capacity Credit | 34194.8 | 34474.82 | 34415.3 | 33973.78 | 33158.62 | 32735.96
Reserve Margin Data: NYISO_G-I_J-K
| 2015 | 2020 | 2025 | 2030 | 2035 | 2040
a. Peak Demand | 18973.88 | 19206.77 | 19077.66 | 18949.44 | 18822.08 | 18695.58
b. Peak Demand + Reserve Margin | 18025.19 | 18246.43 | 18123.78 | 18001.97 | 17880.98 | 17760.81
c. DR MW | 1593.28 | 1720.14 | 1870.37 | 1857.8 | 1845.31 | 1832.91
d. Capacity Credit | 18110.57 | 18246.43 | 18123.79 | 18259.88 | 18048.96 | 18501.67
Reserve Margin Data: PJM
| 2015 | 2020 | 2025 | 2030 | 2035 | 2040
a. Peak Demand | 151078.48 | 141625.29 | 138992.76 | 136409.45 | 133874.42 | 131386.78
b. Peak Demand + Reserve Margin | 174193.49 | 163293.95 | 160258.65 | 157280.09 | 154357.21 | 151488.96
c. DR MW | 6617.25 | 9855.14 | 13489.97 | 13239.56 | 12993.83 | 12752.68
d. Capacity Credit | 174193.5 | 163293.97 | 163701.87 | 162608.75 | 154357.24 | 151489.01
Reserve Margin Data: SPP
| 2015 | 2020 | 2025 | 2030 | 2035 | 2040
a. Peak Demand | 54752.86 | 55724.33 | 54975.97 | 54239.66 | 53515.18 | 52802.33
b. Peak Demand + Reserve Margin | 62199.25 | 63302.84 | 62452.71 | 61616.25 | 60793.24 | 59983.44
c. DR MW | 1087.6 | 3134.27 | 5135.47 | 5064.02 | 4993.73 | 4924.57
d. Capacity Credit | 62199.23 | 63302.84 | 62452.72 | 61956.2 | 60793.24 | 59983.47

## Transmission
$/MW
[8 empty] | Transfer |  | $/MWh | $/MWh | Wheel+ | $/MWh
Year | Line | From | To | EI Internal/External | Season | Block | Duration | Limit | MW flow | From price | To price | Friction | Shadow Price
2015 | ENT_2_MISO_MO-IL | ENT | MISO_MO-IL | Internal | Shoulder | B11 | 25 | 2260 | 0 | 53.5 | 45.5 | 8 | 0
2015 | ENT_2_MISO_MO-IL | ENT | MISO_MO-IL | Internal | Shoulder | B12 | 200 | 2260 | 0 | 38.05 | 38.2 | 8 | 0
2015 | ENT_2_MISO_MO-IL | ENT | MISO_MO-IL | Internal | Shoulder | B13 | 600 | 2260 | 0 | 37.78 | 36.27 | 8 | 0
2015 | ENT_2_MISO_MO-IL | ENT | MISO_MO-IL | Internal | Shoulder | B14 | 900 | 2260 | 0 | 37.78 | 35.15 | 8 | 0
2015 | ENT_2_MISO_MO-IL | ENT | MISO_MO-IL | Internal | Shoulder | B15 | 1203 | 2260 | 0 | 36.55 | 32.99 | 8 | 0
2015 | ENT_2_MISO_MO-IL | ENT | MISO_MO-IL | Internal | Summer | B1 | 10 | 2260 | 0 | 59.37 | 59.37 | 8 | 0
2015 | ENT_2_MISO_MO-IL | ENT | MISO_MO-IL | Internal | Summer | B2 | 25 | 2260 | 0 | 57.29 | 57.29 | 8 | 0
2015 | ENT_2_MISO_MO-IL | ENT | MISO_MO-IL | Internal | Summer | B3 | 75 | 2260 | 0 | 56.92 | 56.4 | 8 | 0
2015 | ENT_2_MISO_MO-IL | ENT | MISO_MO-IL | Internal | Summer | B4 | 100 | 2260 | 0 | 56.92 | 54.95 | 8 | 0
2015 | ENT_2_MISO_MO-IL | ENT | MISO_MO-IL | Internal | Summer | B5 | 200 | 2260 | 0 | 51.84 | 45.36 | 8 | 0
2015 | ENT_2_MISO_MO-IL | ENT | MISO_MO-IL | Internal | Summer | B6 | 300 | 2260 | 0 | 42.05 | 39.21 | 8 | 0
2015 | ENT_2_MISO_MO-IL | ENT | MISO_MO-IL | Internal | Summer | B7 | 400 | 2260 | 0 | 36.89 | 35.42 | 8 | 0
2015 | ENT_2_MISO_MO-IL | ENT | MISO_MO-IL | Internal | Summer | B8 | 500 | 2260 | 0 | 36.89 | 33.06 | 8 | 0
2015 | ENT_2_MISO_MO-IL | ENT | MISO_MO-IL | Internal | Summer | B9 | 800 | 2260 | 0 | 36.63 | 32.89 | 8 | 0
2015 | ENT_2_MISO_MO-IL | ENT | MISO_MO-IL | Internal | Summer | B10 | 1262 | 2260 | 0 | 35.44 | 30.23 | 8 | 0
2015 | ENT_2_MISO_MO-IL | ENT | MISO_MO-IL | Internal | Winter | B16 | 25 | 2260 | 0 | 46.8 | 46.27 | 8 | 0
2015 | ENT_2_MISO_MO-IL | ENT | MISO_MO-IL | Internal | Winter | B17 | 100 | 2260 | 0 | 40.38 | 41.23 | 8 | 0
2015 | ENT_2_MISO_MO-IL | ENT | MISO_MO-IL | Internal | Winter | B18 | 400 | 2260 | 0 | 40.1 | 36.75 | 8 | 0
2015 | ENT_2_MISO_MO-IL | ENT | MISO_MO-IL | Internal | Winter | B19 | 700 | 2260 | 0 | 40.1 | 35.45 | 8 | 0
2015 | ENT_2_MISO_MO-IL | ENT | MISO_MO-IL | Internal | Winter | B20 | 935 | 2260 | 0 | 38.79 | 32.46 | 8 | 0
2015 | ENT_2_SOCO | ENT | SOCO | Internal | Shoulder | B11 | 25 | 2000 | 0 | 53.5 | 58.5 | 8 | 0
2015 | ENT_2_SOCO | ENT | SOCO | Internal | Shoulder | B12 | 200 | 2000 | 0 | 38.05 | 40.4 | 8 | 0
2015 | ENT_2_SOCO | ENT | SOCO | Internal | Shoulder | B13 | 600 | 2000 | 0 | 37.78 | 39.02 | 8 | 0
2015 | ENT_2_SOCO | ENT | SOCO | Internal | Shoulder | B14 | 900 | 2000 | 0 | 37.78 | 39.02 | 8 | 0
2015 | ENT_2_SOCO | ENT | SOCO | Internal | Shoulder | B15 | 1203 | 2000 | 0 | 36.55 | 39.02 | 8 | 0
2015 | ENT_2_SOCO | ENT | SOCO | Internal | Summer | B1 | 10 | 2000 | 0 | 59.37 | 64.92 | 8 | 0
2015 | ENT_2_SOCO | ENT | SOCO | Internal | Summer | B2 | 25 | 2000 | 0.01 | 57.29 | 64.92 | 8 | 0
2015 | ENT_2_SOCO | ENT | SOCO | Internal | Summer | B3 | 75 | 2000 | 1497.57 | 56.92 | 64.92 | 8 | 0
2015 | ENT_2_SOCO | ENT | SOCO | Internal | Summer | B4 | 100 | 2000 | 1873.33 | 56.92 | 64.92 | 8 | 0
2015 | ENT_2_SOCO | ENT | SOCO | Internal | Summer | B5 | 200 | 2000 | 2000 | 51.84 | 60.27 | 8 | 0.43
2015 | ENT_2_SOCO | ENT | SOCO | Internal | Summer | B6 | 300 | 2000 | 1032.56 | 42.05 | 50.05 | 8 | 0
2015 | ENT_2_SOCO | ENT | SOCO | Internal | Summer | B7 | 400 | 2000 | 636.81 | 36.89 | 44.89 | 8 | 0
2015 | ENT_2_SOCO | ENT | SOCO | Internal | Summer | B8 | 500 | 2000 | 0 | 36.89 | 40.5 | 8 | 0
2015 | ENT_2_SOCO | ENT | SOCO | Internal | Summer | B9 | 800 | 2000 | 0 | 36.63 | 37.88 | 8 | 0
2015 | ENT_2_SOCO | ENT | SOCO | Internal | Summer | B10 | 1262 | 2000 | 0 | 35.44 | 37.88 | 8 | 0
2015 | ENT_2_SOCO | ENT | SOCO | Internal | Winter | B16 | 25 | 2000 | 2000 | 46.8 | 56.15 | 8 | 1.35
2015 | ENT_2_SOCO | ENT | SOCO | Internal | Winter | B17 | 100 | 2000 | 0 | 40.38 | 42.8 | 8 | 0
2015 | ENT_2_SOCO | ENT | SOCO | Internal | Winter | B18 | 400 | 2000 | 0 | 40.1 | 41.34 | 8 | 0
2015 | ENT_2_SOCO | ENT | SOCO | Internal | Winter | B19 | 700 | 2000 | 0 | 40.1 | 41.34 | 8 | 0
2015 | ENT_2_SOCO | ENT | SOCO | Internal | Winter | B20 | 935 | 2000 | 0 | 38.79 | 41.34 | 8 | 0
2015 | ENT_2_SPP_N | ENT | SPP_N | Internal | Shoulder | B11 | 25 | 1300 | 0 | 53.5 | 52.5 | 8 | 0
2015 | ENT_2_SPP_N | ENT | SPP_N | Internal | Shoulder | B12 | 200 | 1300 | 0 | 38.05 | 37.6 | 8 | 0
2015 | ENT_2_SPP_N | ENT | SPP_N | Internal | Shoulder | B13 | 600 | 1300 | 0 | 37.78 | 36.34 | 8 | 0
2015 | ENT_2_SPP_N | ENT | SPP_N | Internal | Shoulder | B14 | 900 | 1300 | 0 | 37.78 | 36.3 | 8 | 0
2015 | ENT_2_SPP_N | ENT | SPP_N | Internal | Shoulder | B15 | 1203 | 1300 | 0 | 36.55 | 36.26 | 8 | 0
2015 | ENT_2_SPP_N | ENT | SPP_N | Internal | Summer | B1 | 10 | 1300 | 0 | 59.37 | 58.76 | 8 | 0
2015 | ENT_2_SPP_N | ENT | SPP_N | Internal | Summer | B2 | 25 | 1300 | 0 | 57.29 | 58.76 | 8 | 0
2015 | ENT_2_SPP_N | ENT | SPP_N | Internal | Summer | B3 | 75 | 1300 | 0 | 56.92 | 58.76 | 8 | 0
2015 | ENT_2_SPP_N | ENT | SPP_N | Internal | Summer | B4 | 100 | 1300 | 0 | 56.92 | 55.7 | 8 | 0
2015 | ENT_2_SPP_N | ENT | SPP_N | Internal | Summer | B5 | 200 | 1300 | 0 | 51.84 | 52.54 | 8 | 0
2015 | ENT_2_SPP_N | ENT | SPP_N | Internal | Summer | B6 | 300 | 1300 | 0 | 42.05 | 46.22 | 8 | 0
2015 | ENT_2_SPP_N | ENT | SPP_N | Internal | Summer | B7 | 400 | 1300 | 0 | 36.89 | 36.69 | 8 | 0
2015 | ENT_2_SPP_N | ENT | SPP_N | Internal | Summer | B8 | 500 | 1300 | 0 | 36.89 | 35.12 | 8 | 0
2015 | ENT_2_SPP_N | ENT | SPP_N | Internal | Summer | B9 | 800 | 1300 | 0 | 36.63 | 35.09 | 8 | 0
2015 | ENT_2_SPP_N | ENT | SPP_N | Internal | Summer | B10 | 1262 | 1300 | 0 | 35.44 | 34.55 | 8 | 0
2015 | ENT_2_SPP_N | ENT | SPP_N | Internal | Winter | B16 | 25 | 1300 | 0 | 46.8 | 41.8 | 8 | 0
2015 | ENT_2_SPP_N | ENT | SPP_N | Internal | Winter | B17 | 100 | 1300 | 0 | 40.38 | 38.72 | 8 | 0
2015 | ENT_2_SPP_N | ENT | SPP_N | Internal | Winter | B18 | 400 | 1300 | 0 | 40.1 | 38.63 | 8 | 0
2015 | ENT_2_SPP_N | ENT | SPP_N | Internal | Winter | B19 | 700 | 1300 | 0 | 40.1 | 38.45 | 8 | 0
2015 | ENT_2_SPP_N | ENT | SPP_N | Internal | Winter | B20 | 935 | 1300 | 0 | 38.79 | 33.79 | 8 | 0
2015 | ENT_2_SPP_S | ENT | SPP_S | Internal | Shoulder | B11 | 25 | 1300 | 0 | 53.5 | 52.2 | 8 | 0
2015 | ENT_2_SPP_S | ENT | SPP_S | Internal | Shoulder | B12 | 200 | 1300 | 0 | 38.05 | 37.62 | 8 | 0
2015 | ENT_2_SPP_S | ENT | SPP_S | Internal | Shoulder | B13 | 600 | 1300 | 0 | 37.78 | 36.35 | 8 | 0
2015 | ENT_2_SPP_S | ENT | SPP_S | Internal | Shoulder | B14 | 900 | 1300 | 0 | 37.78 | 36.31 | 8 | 0
2015 | ENT_2_SPP_S | ENT | SPP_S | Internal | Shoulder | B15 | 1203 | 1300 | 0 | 36.55 | 36.27 | 8 | 0
2015 | ENT_2_SPP_S | ENT | SPP_S | Internal | Summer | B1 | 10 | 1300 | 0 | 59.37 | 58.75 | 8 | 0
2015 | ENT_2_SPP_S | ENT | SPP_S | Internal | Summer | B2 | 25 | 1300 | 0 | 57.29 | 58.78 | 8 | 0
2015 | ENT_2_SPP_S | ENT | SPP_S | Internal | Summer | B3 | 75 | 1300 | 0 | 56.92 | 58.75 | 8 | 0
2015 | ENT_2_SPP_S | ENT | SPP_S | Internal | Summer | B4 | 100 | 1300 | 0 | 56.92 | 51.92 | 8 | 0
2015 | ENT_2_SPP_S | ENT | SPP_S | Internal | Summer | B5 | 200 | 1300 | 0 | 51.84 | 50.41 | 8 | 0
2015 | ENT_2_SPP_S | ENT | SPP_S | Internal | Summer | B6 | 300 | 1300 | 0 | 42.05 | 46.23 | 8 | 0
2015 | ENT_2_SPP_S | ENT | SPP_S | Internal | Summer | B7 | 400 | 1300 | 0 | 36.89 | 36.71 | 8 | 0
2015 | ENT_2_SPP_S | ENT | SPP_S | Internal | Summer | B8 | 500 | 1300 | 0 | 36.89 | 35.13 | 8 | 0
2015 | ENT_2_SPP_S | ENT | SPP_S | Internal | Summer | B9 | 800 | 1300 | 0 | 36.63 | 35.1 | 8 | 0
2015 | ENT_2_SPP_S | ENT | SPP_S | Internal | Summer | B10 | 1262 | 1300 | 0 | 35.44 | 35.05 | 8 | 0
2015 | ENT_2_SPP_S | ENT | SPP_S | Internal | Winter | B16 | 25 | 1300 | 0 | 46.8 | 41.8 | 8 | 0
2015 | ENT_2_SPP_S | ENT | SPP_S | Internal | Winter | B17 | 100 | 1300 | 0 | 40.38 | 38.73 | 8 | 0
2015 | ENT_2_SPP_S | ENT | SPP_S | Internal | Winter | B18 | 400 | 1300 | 0 | 40.1 | 38.64 | 8 | 0
2015 | ENT_2_SPP_S | ENT | SPP_S | Internal | Winter | B19 | 700 | 1300 | 0 | 40.1 | 38.47 | 8 | 0
2015 | ENT_2_SPP_S | ENT | SPP_S | Internal | Winter | B20 | 935 | 1300 | 0 | 38.79 | 33.8 | 8 | 0
2015 | ENT_2_TVA_Transmission | ENT | TVA_Transmission | Internal | Shoulder | B11 | 25 | 2100 | 0 | 53.5 | 49.5 | 8 | 0
2015 | ENT_2_TVA_Transmission | ENT | TVA_Transmission | Internal | Shoulder | B12 | 200 | 2100 | 0 | 38.05 | 41.98 | 8 | 0
2015 | ENT_2_TVA_Transmission | ENT | TVA_Transmission | Internal | Shoulder | B13 | 600 | 2100 | 0 | 37.78 | 40.84 | 8 | 0
2015 | ENT_2_TVA_Transmission | ENT | TVA_Transmission | Internal | Shoulder | B14 | 900 | 2100 | 0 | 37.78 | 39.7 | 8 | 0
2015 | ENT_2_TVA_Transmission | ENT | TVA_Transmission | Internal | Shoulder | B15 | 1203 | 2100 | 0 | 36.55 | 39 | 8 | 0
2015 | ENT_2_TVA_Transmission | ENT | TVA_Transmission | Internal | Summer | B1 | 10 | 2100 | 385.23 | 59.37 | 67.37 | 8 | 0
2015 | ENT_2_TVA_Transmission | ENT | TVA_Transmission | Internal | Summer | B2 | 25 | 2100 | 789.51 | 57.29 | 65.29 | 8 | 0
2015 | ENT_2_TVA_Transmission | ENT | TVA_Transmission | Internal | Summer | B3 | 75 | 2100 | 0 | 56.92 | 62.94 | 8 | 0
2015 | ENT_2_TVA_Transmission | ENT | TVA_Transmission | Internal | Summer | B4 | 100 | 2100 | 0 | 56.92 | 62.94 | 8 | 0
2015 | ENT_2_TVA_Transmission | ENT | TVA_Transmission | Internal | Summer | B5 | 200 | 2100 | 0 | 51.84 | 52.04 | 8 | 0
2015 | ENT_2_TVA_Transmission | ENT | TVA_Transmission | Internal | Summer | B6 | 300 | 2100 | 0 | 42.05 | 44.11 | 8 | 0
2015 | ENT_2_TVA_Transmission | ENT | TVA_Transmission | Internal | Summer | B7 | 400 | 2100 | 0 | 36.89 | 40 | 8 | 0
2015 | ENT_2_TVA_Transmission | ENT | TVA_Transmission | Internal | Summer | B8 | 500 | 2100 | 0 | 36.89 | 38.53 | 8 | 0
2015 | ENT_2_TVA_Transmission | ENT | TVA_Transmission | Internal | Summer | B9 | 800 | 2100 | 0 | 36.63 | 37.93 | 8 | 0
2015 | ENT_2_TVA_Transmission | ENT | TVA_Transmission | Internal | Summer | B10 | 1262 | 2100 | 0 | 35.44 | 35.76 | 8 | 0
2015 | ENT_2_TVA_Transmission | ENT | TVA_Transmission | Internal | Winter | B16 | 25 | 2100 | 0 | 46.8 | 53.55 | 8 | 0
2015 | ENT_2_TVA_Transmission | ENT | TVA_Transmission | Internal | Winter | B17 | 100 | 2100 | 0 | 40.38 | 44.95 | 8 | 0
2015 | ENT_2_TVA_Transmission | ENT | TVA_Transmission | Internal | Winter | B18 | 400 | 2100 | 0 | 40.1 | 41.31 | 8 | 0
2015 | ENT_2_TVA_Transmission | ENT | TVA_Transmission | Internal | Winter | B19 | 700 | 2100 | 0 | 40.1 | 40.06 | 8 | 0
2015 | ENT_2_TVA_Transmission | ENT | TVA_Transmission | Internal | Winter | B20 | 935 | 2100 | 0 | 38.79 | 38.5 | 8 | 0
2015 | FRCC_2_SOCO | FRCC | SOCO | Internal | Shoulder | B11 | 25 | 900 | 0 | 68.5 | 58.5 | 8 | 0
2015 | FRCC_2_SOCO | FRCC | SOCO | Internal | Shoulder | B12 | 200 | 900 | 0 | 50.4 | 40.4 | 8 | 0
2015 | FRCC_2_SOCO | FRCC | SOCO | Internal | Shoulder | B13 | 600 | 900 | 0 | 45.96 | 39.02 | 8 | 0
2015 | FRCC_2_SOCO | FRCC | SOCO | Internal | Shoulder | B14 | 900 | 900 | 0 | 45.06 | 39.02 | 8 | 0
2015 | FRCC_2_SOCO | FRCC | SOCO | Internal | Shoulder | B15 | 1203 | 900 | 0 | 43.22 | 39.02 | 8 | 0
2015 | FRCC_2_SOCO | FRCC | SOCO | Internal | Summer | B1 | 10 | 900 | 0 | 71.2 | 64.92 | 8 | 0
2015 | FRCC_2_SOCO | FRCC | SOCO | Internal | Summer | B2 | 25 | 900 | 0 | 71.2 | 64.92 | 8 | 0
2015 | FRCC_2_SOCO | FRCC | SOCO | Internal | Summer | B3 | 75 | 900 | 0 | 71.2 | 64.92 | 8 | 0
2015 | FRCC_2_SOCO | FRCC | SOCO | Internal | Summer | B4 | 100 | 900 | 0 | 71.2 | 64.92 | 8 | 0
2015 | FRCC_2_SOCO | FRCC | SOCO | Internal | Summer | B5 | 200 | 900 | 0 | 70.27 | 60.27 | 8 | 0
2015 | FRCC_2_SOCO | FRCC | SOCO | Internal | Summer | B6 | 300 | 900 | 0 | 60.05 | 50.05 | 8 | 0
2015 | FRCC_2_SOCO | FRCC | SOCO | Internal | Summer | B7 | 400 | 900 | 0 | 54.89 | 44.89 | 8 | 0
2015 | FRCC_2_SOCO | FRCC | SOCO | Internal | Summer | B8 | 500 | 900 | 0 | 50.5 | 40.5 | 8 | 0
2015 | FRCC_2_SOCO | FRCC | SOCO | Internal | Summer | B9 | 800 | 900 | 0 | 44.39 | 37.88 | 8 | 0
2015 | FRCC_2_SOCO | FRCC | SOCO | Internal | Summer | B10 | 1262 | 900 | 0 | 42.58 | 37.88 | 8 | 0
2015 | FRCC_2_SOCO | FRCC | SOCO | Internal | Winter | B16 | 25 | 900 | 0 | 66.15 | 56.15 | 8 | 0
2015 | FRCC_2_SOCO | FRCC | SOCO | Internal | Winter | B17 | 100 | 900 | 0 | 52.8 | 42.8 | 8 | 0
2015 | FRCC_2_SOCO | FRCC | SOCO | Internal | Winter | B18 | 400 | 900 | 0 | 47.11 | 41.34 | 8 | 0
2015 | FRCC_2_SOCO | FRCC | SOCO | Internal | Winter | B19 | 700 | 900 | 0 | 47.11 | 41.34 | 8 | 0
2015 | FRCC_2_SOCO | FRCC | SOCO | Internal | Winter | B20 | 935 | 900 | 0 | 45.18 | 41.34 | 8 | 0
2015 | HQ_NEISO_2_NEISO | HQ_NEISO | NEISO | Internal | Shoulder | B11 | 25 | 99999 | 2920 | 36.72 | 36.73 | 0.01 | 0
2015 | HQ_NEISO_2_NEISO | HQ_NEISO | NEISO | Internal | Shoulder | B12 | 200 | 99999 | 2920 | 36.72 | 36.73 | 0.01 | 0
2015 | HQ_NEISO_2_NEISO | HQ_NEISO | NEISO | Internal | Shoulder | B13 | 600 | 99999 | 2920 | 36.72 | 36.73 | 0.01 | 0
2015 | HQ_NEISO_2_NEISO | HQ_NEISO | NEISO | Internal | Shoulder | B14 | 900 | 99999 | 2920 | 36.72 | 36.73 | 0.01 | 0
2015 | HQ_NEISO_2_NEISO | HQ_NEISO | NEISO | Internal | Shoulder | B15 | 1203 | 99999 | 1143.24 | 36.72 | 36.73 | 0.01 | 0
2015 | HQ_NEISO_2_NEISO | HQ_NEISO | NEISO | Internal | Summer | B1 | 10 | 99999 | 2920 | 76.82 | 76.83 | 0.01 | 0
2015 | HQ_NEISO_2_NEISO | HQ_NEISO | NEISO | Internal | Summer | B2 | 25 | 99999 | 2920 | 57.5 | 57.51 | 0.01 | 0
2015 | HQ_NEISO_2_NEISO | HQ_NEISO | NEISO | Internal | Summer | B3 | 75 | 99999 | 2920 | 47.8 | 47.82 | 0.01 | 0
2015 | HQ_NEISO_2_NEISO | HQ_NEISO | NEISO | Internal | Summer | B4 | 100 | 99999 | 2920 | 34.07 | 34.08 | 0.01 | 0
2015 | HQ_NEISO_2_NEISO | HQ_NEISO | NEISO | Internal | Summer | B5 | 200 | 99999 | 2920 | 34.07 | 34.08 | 0.01 | 0
2015 | HQ_NEISO_2_NEISO | HQ_NEISO | NEISO | Internal | Summer | B6 | 300 | 99999 | 2920 | 34.07 | 34.08 | 0.01 | 0
2015 | HQ_NEISO_2_NEISO | HQ_NEISO | NEISO | Internal | Summer | B7 | 400 | 99999 | 2920 | 34.07 | 34.08 | 0.01 | 0
2015 | HQ_NEISO_2_NEISO | HQ_NEISO | NEISO | Internal | Summer | B8 | 500 | 99999 | 2920 | 34.07 | 34.08 | 0.01 | 0
2015 | HQ_NEISO_2_NEISO | HQ_NEISO | NEISO | Internal | Summer | B9 | 800 | 99999 | 2920 | 34.07 | 34.08 | 0.01 | 0
2015 | HQ_NEISO_2_NEISO | HQ_NEISO | NEISO | Internal | Summer | B10 | 1262 | 99999 | 795.94 | 34.07 | 34.08 | 0.01 | 0
2015 | HQ_NEISO_2_NEISO | HQ_NEISO | NEISO | Internal | Winter | B16 | 25 | 99999 | 2920 | 44.98 | 44.99 | 0.01 | 0
2015 | HQ_NEISO_2_NEISO | HQ_NEISO | NEISO | Internal | Winter | B17 | 100 | 99999 | 2920 | 44.98 | 44.99 | 0.01 | 0
2015 | HQ_NEISO_2_NEISO | HQ_NEISO | NEISO | Internal | Winter | B18 | 400 | 99999 | 2920 | 44.98 | 44.99 | 0.01 | 0
2015 | HQ_NEISO_2_NEISO | HQ_NEISO | NEISO | Internal | Winter | B19 | 700 | 99999 | 2920 | 44.98 | 44.99 | 0.01 | 0
2015 | HQ_NEISO_2_NEISO | HQ_NEISO | NEISO | Internal | Winter | B20 | 935 | 99999 | 1233.58 | 44.98 | 44.99 | 0.01 | 0
2015 | HQ_NY_2_NYISO_A-F | HQ_NY | NYISO_A-F | Internal | Shoulder | B11 | 25 | 99999 | 1000 | 38.41 | 38.42 | 0.01 | 0
2015 | HQ_NY_2_NYISO_A-F | HQ_NY | NYISO_A-F | Internal | Shoulder | B12 | 200 | 99999 | 1000 | 38.41 | 38.42 | 0.01 | 0
2015 | HQ_NY_2_NYISO_A-F | HQ_NY | NYISO_A-F | Internal | Shoulder | B13 | 600 | 99999 | 1000 | 38.41 | 38.42 | 0.01 | 0
2015 | HQ_NY_2_NYISO_A-F | HQ_NY | NYISO_A-F | Internal | Shoulder | B14 | 900 | 99999 | 1000 | 38.41 | 38.42 | 0.01 | 0
2015 | HQ_NY_2_NYISO_A-F | HQ_NY | NYISO_A-F | Internal | Shoulder | B15 | 1203 | 99999 | 188.69 | 38.41 | 38.42 | 0.01 | 0
2015 | HQ_NY_2_NYISO_A-F | HQ_NY | NYISO_A-F | Internal | Summer | B1 | 10 | 99999 | 1000 | 59.35 | 59.37 | 0.01 | 0
2015 | HQ_NY_2_NYISO_A-F | HQ_NY | NYISO_A-F | Internal | Summer | B2 | 25 | 99999 | 1000 | 54.53 | 54.54 | 0.01 | 0
2015 | HQ_NY_2_NYISO_A-F | HQ_NY | NYISO_A-F | Internal | Summer | B3 | 75 | 99999 | 1000 | 51.77 | 51.78 | 0.01 | 0
2015 | HQ_NY_2_NYISO_A-F | HQ_NY | NYISO_A-F | Internal | Summer | B4 | 100 | 99999 | 1000 | 48.94 | 48.95 | 0.01 | 0
2015 | HQ_NY_2_NYISO_A-F | HQ_NY | NYISO_A-F | Internal | Summer | B5 | 200 | 99999 | 1000 | 42.5 | 42.51 | 0.01 | 0
2015 | HQ_NY_2_NYISO_A-F | HQ_NY | NYISO_A-F | Internal | Summer | B6 | 300 | 99999 | 1000 | 39.22 | 39.23 | 0.01 | 0
2015 | HQ_NY_2_NYISO_A-F | HQ_NY | NYISO_A-F | Internal | Summer | B7 | 400 | 99999 | 1000 | 37.73 | 37.74 | 0.01 | 0
2015 | HQ_NY_2_NYISO_A-F | HQ_NY | NYISO_A-F | Internal | Summer | B8 | 500 | 99999 | 1000 | 37.07 | 37.08 | 0.01 | 0
2015 | HQ_NY_2_NYISO_A-F | HQ_NY | NYISO_A-F | Internal | Summer | B9 | 800 | 99999 | 1000 | 37.05 | 37.06 | 0.01 | 0
2015 | HQ_NY_2_NYISO_A-F | HQ_NY | NYISO_A-F | Internal | Summer | B10 | 1262 | 99999 | 30.11 | 37.05 | 37.06 | 0.01 | 0
2015 | HQ_NY_2_NYISO_A-F | HQ_NY | NYISO_A-F | Internal | Winter | B16 | 25 | 99999 | 1000 | 43.07 | 43.08 | 0.01 | 0
2015 | HQ_NY_2_NYISO_A-F | HQ_NY | NYISO_A-F | Internal | Winter | B17 | 100 | 99999 | 1000 | 41.98 | 41.99 | 0.01 | 0
2015 | HQ_NY_2_NYISO_A-F | HQ_NY | NYISO_A-F | Internal | Winter | B18 | 400 | 99999 | 1000 | 41.98 | 41.99 | 0.01 | 0
2015 | HQ_NY_2_NYISO_A-F | HQ_NY | NYISO_A-F | Internal | Winter | B19 | 700 | 99999 | 1000 | 41.98 | 41.99 | 0.01 | 0
2015 | HQ_NY_2_NYISO_A-F | HQ_NY | NYISO_A-F | Internal | Winter | B20 | 935 | 99999 | 229.95 | 41.98 | 41.99 | 0.01 | 0
2015 | HQ_IESO_2_IESO | HQ_IESO | IESO | Internal | Shoulder | B11 | 25 | 99999 | 400 | 28.17 | 28.18 | 0.01 | 0
2015 | HQ_IESO_2_IESO | HQ_IESO | IESO | Internal | Shoulder | B12 | 200 | 99999 | 400 | 29.67 | 29.69 | 0.01 | 0
2015 | HQ_IESO_2_IESO | HQ_IESO | IESO | Internal | Shoulder | B13 | 600 | 99999 | 400 | 28.17 | 28.18 | 0.01 | 0
2015 | HQ_IESO_2_IESO | HQ_IESO | IESO | Internal | Shoulder | B14 | 900 | 99999 | 400 | 28.17 | 28.18 | 0.01 | 0
2015 | HQ_IESO_2_IESO | HQ_IESO | IESO | Internal | Shoulder | B15 | 1203 | 99999 | 75.48 | 28.17 | 28.18 | 0.01 | 0
2015 | HQ_IESO_2_IESO | HQ_IESO | IESO | Internal | Summer | B1 | 10 | 99999 | 400 | 52.35 | 52.37 | 0.01 | 0
2015 | HQ_IESO_2_IESO | HQ_IESO | IESO | Internal | Summer | B2 | 25 | 99999 | 400 | 50.28 | 50.29 | 0.01 | 0
2015 | HQ_IESO_2_IESO | HQ_IESO | IESO | Internal | Summer | B3 | 75 | 99999 | 400 | 44.77 | 44.78 | 0.01 | 0
2015 | HQ_IESO_2_IESO | HQ_IESO | IESO | Internal | Summer | B4 | 100 | 99999 | 400 | 41.94 | 41.95 | 0.01 | 0
2015 | HQ_IESO_2_IESO | HQ_IESO | IESO | Internal | Summer | B5 | 200 | 99999 | 400 | 35.5 | 35.51 | 0.01 | 0
2015 | HQ_IESO_2_IESO | HQ_IESO | IESO | Internal | Summer | B6 | 300 | 99999 | 400 | 32.22 | 32.23 | 0.01 | 0
2015 | HQ_IESO_2_IESO | HQ_IESO | IESO | Internal | Summer | B7 | 400 | 99999 | 400 | 28.39 | 28.41 | 0.01 | 0
2015 | HQ_IESO_2_IESO | HQ_IESO | IESO | Internal | Summer | B8 | 500 | 99999 | 400 | 25.9 | 25.92 | 0.01 | 0
2015 | HQ_IESO_2_IESO | HQ_IESO | IESO | Internal | Summer | B9 | 800 | 99999 | 400 | 25.9 | 25.92 | 0.01 | 0
2015 | HQ_IESO_2_IESO | HQ_IESO | IESO | Internal | Summer | B10 | 1262 | 99999 | 12.04 | 25.9 | 25.92 | 0.01 | 0
2015 | HQ_IESO_2_IESO | HQ_IESO | IESO | Internal | Winter | B16 | 25 | 99999 | 400 | 36.07 | 36.08 | 0.01 | 0
2015 | HQ_IESO_2_IESO | HQ_IESO | IESO | Internal | Winter | B17 | 100 | 99999 | 400 | 34.23 | 34.24 | 0.01 | 0
2015 | HQ_IESO_2_IESO | HQ_IESO | IESO | Internal | Winter | B18 | 400 | 99999 | 400 | 28.54 | 28.56 | 0.01 | 0
2015 | HQ_IESO_2_IESO | HQ_IESO | IESO | Internal | Winter | B19 | 700 | 99999 | 400 | 28.54 | 28.56 | 0.01 | 0
2015 | HQ_IESO_2_IESO | HQ_IESO | IESO | Internal | Winter | B20 | 935 | 99999 | 91.98 | 28.54 | 28.56 | 0.01 | 0
2015 | IESO_2_MAPP_CA | IESO | MAPP_CA | Internal | Shoulder | B11 | 25 | 262 | 262 | 28.18 | 45.48 | 7 | 10.3
2015 | IESO_2_MAPP_CA | IESO | MAPP_CA | Internal | Shoulder | B12 | 200 | 262 | 262 | 29.69 | 38.18 | 7 | 1.49
2015 | IESO_2_MAPP_CA | IESO | MAPP_CA | Internal | Shoulder | B13 | 600 | 262 | 262 | 28.18 | 36.27 | 7 | 1.09
2015 | IESO_2_MAPP_CA | IESO | MAPP_CA | Internal | Shoulder | B14 | 900 | 262 | 262 | 28.18 | 36.27 | 7 | 1.09
2015 | IESO_2_MAPP_CA | IESO | MAPP_CA | Internal | Shoulder | B15 | 1203 | 262 | 262 | 28.18 | 36.27 | 7 | 1.09
2015 | IESO_2_MAPP_CA | IESO | MAPP_CA | Internal | Summer | B1 | 10 | 262 | 0 | 52.37 | 55.73 | 7 | 0
2015 | IESO_2_MAPP_CA | IESO | MAPP_CA | Internal | Summer | B2 | 25 | 262 | 0 | 50.29 | 56.8 | 7 | 0
2015 | IESO_2_MAPP_CA | IESO | MAPP_CA | Internal | Summer | B3 | 75 | 262 | 262 | 44.78 | 55.65 | 7 | 3.87
2015 | IESO_2_MAPP_CA | IESO | MAPP_CA | Internal | Summer | B4 | 100 | 262 | 262 | 41.95 | 55.65 | 7 | 6.7
2015 | IESO_2_MAPP_CA | IESO | MAPP_CA | Internal | Summer | B5 | 200 | 262 | 262 | 35.51 | 45.53 | 7 | 3.02
2015 | IESO_2_MAPP_CA | IESO | MAPP_CA | Internal | Summer | B6 | 300 | 262 | 0.02 | 32.23 | 39.21 | 7 | 0
2015 | IESO_2_MAPP_CA | IESO | MAPP_CA | Internal | Summer | B7 | 400 | 262 | 41.95 | 28.41 | 35.41 | 7 | 0
2015 | IESO_2_MAPP_CA | IESO | MAPP_CA | Internal | Summer | B8 | 500 | 262 | 262 | 25.92 | 33.03 | 7 | 0.12
2015 | IESO_2_MAPP_CA | IESO | MAPP_CA | Internal | Summer | B9 | 800 | 262 | 262 | 25.92 | 33.03 | 7 | 0.12
2015 | IESO_2_MAPP_CA | IESO | MAPP_CA | Internal | Summer | B10 | 1262 | 262 | 262 | 25.92 | 33.03 | 7 | 0.12
2015 | IESO_2_MAPP_CA | IESO | MAPP_CA | Internal | Winter | B16 | 25 | 262 | 262 | 36.08 | 46.25 | 7 | 3.17
2015 | IESO_2_MAPP_CA | IESO | MAPP_CA | Internal | Winter | B17 | 100 | 262 | 0.04 | 34.24 | 41.22 | 7 | 0
2015 | IESO_2_MAPP_CA | IESO | MAPP_CA | Internal | Winter | B18 | 400 | 262 | 262 | 28.56 | 39.83 | 7 | 4.27
2015 | IESO_2_MAPP_CA | IESO | MAPP_CA | Internal | Winter | B19 | 700 | 262 | 262 | 28.56 | 39.83 | 7 | 4.27
2015 | IESO_2_MAPP_CA | IESO | MAPP_CA | Internal | Winter | B20 | 935 | 262 | 262 | 28.56 | 39.83 | 7 | 4.27
2015 | IESO_2_MISO_MI | IESO | MISO_MI | Internal | Shoulder | B11 | 25 | 1840 | 1840 | 28.18 | 45.5 | 7 | 10.31
2015 | IESO_2_MISO_MI | IESO | MISO_MI | Internal | Shoulder | B12 | 200 | 1840 | 1840 | 29.69 | 38.23 | 7 | 1.54
2015 | IESO_2_MISO_MI | IESO | MISO_MI | Internal | Shoulder | B13 | 600 | 1840 | 1840 | 28.18 | 36.3 | 7 | 1.11
2015 | IESO_2_MISO_MI | IESO | MISO_MI | Internal | Shoulder | B14 | 900 | 1840 | 575.96 | 28.18 | 35.18 | 7 | 0
2015 | IESO_2_MISO_MI | IESO | MISO_MI | Internal | Shoulder | B15 | 1203 | 1840 | 0 | 28.18 | 33.46 | 7 | 0
2015 | IESO_2_MISO_MI | IESO | MISO_MI | Internal | Summer | B1 | 10 | 1840 | 399.64 | 52.37 | 59.37 | 7 | 0
2015 | IESO_2_MISO_MI | IESO | MISO_MI | Internal | Summer | B2 | 25 | 1840 | 1482.57 | 50.29 | 57.29 | 7 | 0
2015 | IESO_2_MISO_MI | IESO | MISO_MI | Internal | Summer | B3 | 75 | 1840 | 1840 | 44.78 | 54.94 | 7 | 3.15
2015 | IESO_2_MISO_MI | IESO | MISO_MI | Internal | Summer | B4 | 100 | 1840 | 1840 | 41.95 | 51.97 | 7 | 3.03
2015 | IESO_2_MISO_MI | IESO | MISO_MI | Internal | Summer | B5 | 200 | 1840 | 1840 | 35.51 | 45.34 | 7 | 2.82
2015 | IESO_2_MISO_MI | IESO | MISO_MI | Internal | Summer | B6 | 300 | 1840 | 1710.74 | 32.23 | 39.23 | 7 | 0
2015 | IESO_2_MISO_MI | IESO | MISO_MI | Internal | Summer | B7 | 400 | 1840 | 1839.98 | 28.41 | 35.42 | 7 | 0.01
2015 | IESO_2_MISO_MI | IESO | MISO_MI | Internal | Summer | B8 | 500 | 1840 | 1840 | 25.92 | 33.08 | 7 | 0.17
2015 | IESO_2_MISO_MI | IESO | MISO_MI | Internal | Summer | B9 | 800 | 1840 | 1574.69 | 25.92 | 32.92 | 7 | 0
2015 | IESO_2_MISO_MI | IESO | MISO_MI | Internal | Summer | B10 | 1262 | 1840 | 0 | 25.92 | 32.22 | 7 | 0
2015 | IESO_2_MISO_MI | IESO | MISO_MI | Internal | Winter | B16 | 25 | 1840 | 1840 | 36.08 | 46.27 | 7 | 3.19
2015 | IESO_2_MISO_MI | IESO | MISO_MI | Internal | Winter | B17 | 100 | 1840 | 1830.92 | 34.24 | 41.24 | 7 | 0
2015 | IESO_2_MISO_MI | IESO | MISO_MI | Internal | Winter | B18 | 400 | 1840 | 1840 | 28.56 | 36.77 | 7 | 1.21
2015 | IESO_2_MISO_MI | IESO | MISO_MI | Internal | Winter | B19 | 700 | 1840 | 0 | 28.56 | 35.47 | 7 | 0
2015 | IESO_2_MISO_MI | IESO | MISO_MI | Internal | Winter | B20 | 935 | 1840 | 0 | 28.56 | 32.92 | 7 | 0
2015 | IESO_2_MISO_W | IESO | MISO_W | Internal | Shoulder | B11 | 25 | 140 | 140 | 28.18 | 45.5 | 7 | 10.31
2015 | IESO_2_MISO_W | IESO | MISO_W | Internal | Shoulder | B12 | 200 | 140 | 140 | 29.69 | 38.19 | 7 | 1.51
2015 | IESO_2_MISO_W | IESO | MISO_W | Internal | Shoulder | B13 | 600 | 140 | 140 | 28.18 | 36.29 | 7 | 1.1
2015 | IESO_2_MISO_W | IESO | MISO_W | Internal | Shoulder | B14 | 900 | 140 | 0 | 28.18 | 35.16 | 7 | 0
2015 | IESO_2_MISO_W | IESO | MISO_W | Internal | Shoulder | B15 | 1203 | 140 | 0 | 28.18 | 33.07 | 7 | 0
2015 | IESO_2_MISO_W | IESO | MISO_W | Internal | Summer | B1 | 10 | 140 | 0.73 | 52.37 | 59.35 | 7 | 0
2015 | IESO_2_MISO_W | IESO | MISO_W | Internal | Summer | B2 | 25 | 140 | 0.33 | 50.29 | 57.28 | 7 | 0
2015 | IESO_2_MISO_W | IESO | MISO_W | Internal | Summer | B3 | 75 | 140 | 140 | 44.78 | 56.41 | 7 | 4.63
2015 | IESO_2_MISO_W | IESO | MISO_W | Internal | Summer | B4 | 100 | 140 | 140 | 41.95 | 55.69 | 7 | 6.74
2015 | IESO_2_MISO_W | IESO | MISO_W | Internal | Summer | B5 | 200 | 140 | 140 | 35.51 | 45.54 | 7 | 3.03
2015 | IESO_2_MISO_W | IESO | MISO_W | Internal | Summer | B6 | 300 | 140 | 0.03 | 32.23 | 39.22 | 7 | 0
2015 | IESO_2_MISO_W | IESO | MISO_W | Internal | Summer | B7 | 400 | 140 | 139.98 | 28.41 | 35.42 | 7 | 0.01
2015 | IESO_2_MISO_W | IESO | MISO_W | Internal | Summer | B8 | 500 | 140 | 140 | 25.92 | 33.05 | 7 | 0.13
2015 | IESO_2_MISO_W | IESO | MISO_W | Internal | Summer | B9 | 800 | 140 | 0.01 | 25.92 | 32.9 | 7 | 0
2015 | IESO_2_MISO_W | IESO | MISO_W | Internal | Summer | B10 | 1262 | 140 | 0 | 25.92 | 30.24 | 7 | 0
2015 | IESO_2_MISO_W | IESO | MISO_W | Internal | Winter | B16 | 25 | 140 | 140 | 36.08 | 46.26 | 7 | 3.18
2015 | IESO_2_MISO_W | IESO | MISO_W | Internal | Winter | B17 | 100 | 140 | 0.04 | 34.24 | 41.22 | 7 | 0
2015 | IESO_2_MISO_W | IESO | MISO_W | Internal | Winter | B18 | 400 | 140 | 140 | 28.56 | 36.76 | 7 | 1.2
2015 | IESO_2_MISO_W | IESO | MISO_W | Internal | Winter | B19 | 700 | 140 | 31.73 | 28.56 | 35.56 | 7 | 0
2015 | IESO_2_MISO_W | IESO | MISO_W | Internal | Winter | B20 | 935 | 140 | 0 | 28.56 | 32.46 | 7 | 0
2015 | IESO_2_NYISO_A-F | IESO | NYISO_A-F | Internal | Shoulder | B11 | 25 | 1725 | 1725 | 28.18 | 38.42 | 7 | 3.24
2015 | IESO_2_NYISO_A-F | IESO | NYISO_A-F | Internal | Shoulder | B12 | 200 | 1725 | 1725 | 29.69 | 38.42 | 7 | 1.73
2015 | IESO_2_NYISO_A-F | IESO | NYISO_A-F | Internal | Shoulder | B13 | 600 | 1725 | 1725 | 28.18 | 38.42 | 7 | 3.24
2015 | IESO_2_NYISO_A-F | IESO | NYISO_A-F | Internal | Shoulder | B14 | 900 | 1725 | 1725 | 28.18 | 38.42 | 7 | 3.24
2015 | IESO_2_NYISO_A-F | IESO | NYISO_A-F | Internal | Shoulder | B15 | 1203 | 1725 | 1725 | 28.18 | 38.42 | 7 | 3.24
2015 | IESO_2_NYISO_A-F | IESO | NYISO_A-F | Internal | Summer | B1 | 10 | 1725 | 598.56 | 52.37 | 59.37 | 7 | 0
2015 | IESO_2_NYISO_A-F | IESO | NYISO_A-F | Internal | Summer | B2 | 25 | 1725 | 0 | 50.29 | 54.54 | 7 | 0
2015 | IESO_2_NYISO_A-F | IESO | NYISO_A-F | Internal | Summer | B3 | 75 | 1725 | 196.15 | 44.78 | 51.78 | 7 | 0
2015 | IESO_2_NYISO_A-F | IESO | NYISO_A-F | Internal | Summer | B4 | 100 | 1725 | 1010.39 | 41.95 | 48.95 | 7 | 0
2015 | IESO_2_NYISO_A-F | IESO | NYISO_A-F | Internal | Summer | B5 | 200 | 1725 | 1027.23 | 35.51 | 42.51 | 7 | 0
2015 | IESO_2_NYISO_A-F | IESO | NYISO_A-F | Internal | Summer | B6 | 300 | 1725 | 1351.07 | 32.23 | 39.23 | 7 | 0
2015 | IESO_2_NYISO_A-F | IESO | NYISO_A-F | Internal | Summer | B7 | 400 | 1725 | 1725 | 28.41 | 37.74 | 7 | 2.34
2015 | IESO_2_NYISO_A-F | IESO | NYISO_A-F | Internal | Summer | B8 | 500 | 1725 | 1725 | 25.92 | 37.08 | 7 | 4.17
2015 | IESO_2_NYISO_A-F | IESO | NYISO_A-F | Internal | Summer | B9 | 800 | 1725 | 1725 | 25.92 | 37.06 | 7 | 4.14
2015 | IESO_2_NYISO_A-F | IESO | NYISO_A-F | Internal | Summer | B10 | 1262 | 1725 | 1725 | 25.92 | 37.06 | 7 | 4.14
2015 | IESO_2_NYISO_A-F | IESO | NYISO_A-F | Internal | Winter | B16 | 25 | 1725 | 872.87 | 36.08 | 43.08 | 7 | 0
2015 | IESO_2_NYISO_A-F | IESO | NYISO_A-F | Internal | Winter | B17 | 100 | 1725 | 1725 | 34.24 | 41.99 | 7 | 0.75
2015 | IESO_2_NYISO_A-F | IESO | NYISO_A-F | Internal | Winter | B18 | 400 | 1725 | 1725 | 28.56 | 41.99 | 7 | 6.44
2015 | IESO_2_NYISO_A-F | IESO | NYISO_A-F | Internal | Winter | B19 | 700 | 1725 | 1725 | 28.56 | 41.99 | 7 | 6.44
2015 | IESO_2_NYISO_A-F | IESO | NYISO_A-F | Internal | Winter | B20 | 935 | 1725 | 1725 | 28.56 | 41.99 | 7 | 6.44
2015 | MAPP_CA_2_IESO | MAPP_CA | IESO | Internal | Shoulder | B11 | 25 | 330 | 0 | 45.48 | 28.18 | 8 | 0
2015 | MAPP_CA_2_IESO | MAPP_CA | IESO | Internal | Shoulder | B12 | 200 | 330 | 0 | 38.18 | 29.69 | 8 | 0
2015 | MAPP_CA_2_IESO | MAPP_CA | IESO | Internal | Shoulder | B13 | 600 | 330 | 0 | 36.27 | 28.18 | 8 | 0
2015 | MAPP_CA_2_IESO | MAPP_CA | IESO | Internal | Shoulder | B14 | 900 | 330 | 0 | 36.27 | 28.18 | 8 | 0
2015 | MAPP_CA_2_IESO | MAPP_CA | IESO | Internal | Shoulder | B15 | 1203 | 330 | 0 | 36.27 | 28.18 | 8 | 0
2015 | MAPP_CA_2_IESO | MAPP_CA | IESO | Internal | Summer | B1 | 10 | 330 | 0 | 55.73 | 52.37 | 8 | 0
2015 | MAPP_CA_2_IESO | MAPP_CA | IESO | Internal | Summer | B2 | 25 | 330 | 0 | 56.8 | 50.29 | 8 | 0
2015 | MAPP_CA_2_IESO | MAPP_CA | IESO | Internal | Summer | B3 | 75 | 330 | 0 | 55.65 | 44.78 | 8 | 0
2015 | MAPP_CA_2_IESO | MAPP_CA | IESO | Internal | Summer | B4 | 100 | 330 | 0 | 55.65 | 41.95 | 8 | 0
2015 | MAPP_CA_2_IESO | MAPP_CA | IESO | Internal | Summer | B5 | 200 | 330 | 0 | 45.53 | 35.51 | 8 | 0
2015 | MAPP_CA_2_IESO | MAPP_CA | IESO | Internal | Summer | B6 | 300 | 330 | 0 | 39.21 | 32.23 | 8 | 0
2015 | MAPP_CA_2_IESO | MAPP_CA | IESO | Internal | Summer | B7 | 400 | 330 | 0 | 35.41 | 28.41 | 8 | 0
2015 | MAPP_CA_2_IESO | MAPP_CA | IESO | Internal | Summer | B8 | 500 | 330 | 0 | 33.03 | 25.92 | 8 | 0
2015 | MAPP_CA_2_IESO | MAPP_CA | IESO | Internal | Summer | B9 | 800 | 330 | 0 | 33.03 | 25.92 | 8 | 0
2015 | MAPP_CA_2_IESO | MAPP_CA | IESO | Internal | Summer | B10 | 1262 | 330 | 0 | 33.03 | 25.92 | 8 | 0
2015 | MAPP_CA_2_IESO | MAPP_CA | IESO | Internal | Winter | B16 | 25 | 330 | 0 | 46.25 | 36.08 | 8 | 0
2015 | MAPP_CA_2_IESO | MAPP_CA | IESO | Internal | Winter | B17 | 100 | 330 | 0 | 41.22 | 34.24 | 8 | 0
2015 | MAPP_CA_2_IESO | MAPP_CA | IESO | Internal | Winter | B18 | 400 | 330 | 0 | 39.83 | 28.56 | 8 | 0
2015 | MAPP_CA_2_IESO | MAPP_CA | IESO | Internal | Winter | B19 | 700 | 330 | 0 | 39.83 | 28.56 | 8 | 0
2015 | MAPP_CA_2_IESO | MAPP_CA | IESO | Internal | Winter | B20 | 935 | 330 | 0 | 39.83 | 28.56 | 8 | 0
2015 | MAPP_CA_2_MAPP_US | MAPP_CA | MAPP_US | Internal | Shoulder | B11 | 25 | 372 | 0 | 45.48 | 38.5 | 7 | 0
2015 | MAPP_CA_2_MAPP_US | MAPP_CA | MAPP_US | Internal | Shoulder | B12 | 200 | 372 | 0 | 38.18 | 31.19 | 7 | 0
2015 | MAPP_CA_2_MAPP_US | MAPP_CA | MAPP_US | Internal | Shoulder | B13 | 600 | 372 | 0 | 36.27 | 29.29 | 7 | 0
2015 | MAPP_CA_2_MAPP_US | MAPP_CA | MAPP_US | Internal | Shoulder | B14 | 900 | 372 | 0 | 36.27 | 29.29 | 7 | 0
2015 | MAPP_CA_2_MAPP_US | MAPP_CA | MAPP_US | Internal | Shoulder | B15 | 1203 | 372 | 0 | 36.27 | 27.8 | 7 | 0
2015 | MAPP_CA_2_MAPP_US | MAPP_CA | MAPP_US | Internal | Summer | B1 | 10 | 372 | 0 | 55.73 | 52.35 | 7 | 0
2015 | MAPP_CA_2_MAPP_US | MAPP_CA | MAPP_US | Internal | Summer | B2 | 25 | 372 | 0 | 56.8 | 50.36 | 7 | 0
2015 | MAPP_CA_2_MAPP_US | MAPP_CA | MAPP_US | Internal | Summer | B3 | 75 | 372 | 0 | 55.65 | 50.36 | 7 | 0
2015 | MAPP_CA_2_MAPP_US | MAPP_CA | MAPP_US | Internal | Summer | B4 | 100 | 372 | 0 | 55.65 | 48.69 | 7 | 0
2015 | MAPP_CA_2_MAPP_US | MAPP_CA | MAPP_US | Internal | Summer | B5 | 200 | 372 | 0 | 45.53 | 45.53 | 7 | 0
2015 | MAPP_CA_2_MAPP_US | MAPP_CA | MAPP_US | Internal | Summer | B6 | 300 | 372 | 0 | 39.21 | 32.22 | 7 | 0
2015 | MAPP_CA_2_MAPP_US | MAPP_CA | MAPP_US | Internal | Summer | B7 | 400 | 372 | 0 | 35.41 | 28.42 | 7 | 0
2015 | MAPP_CA_2_MAPP_US | MAPP_CA | MAPP_US | Internal | Summer | B8 | 500 | 372 | 0 | 33.03 | 26.05 | 7 | 0
2015 | MAPP_CA_2_MAPP_US | MAPP_CA | MAPP_US | Internal | Summer | B9 | 800 | 372 | 0 | 33.03 | 26.03 | 7 | 0
2015 | MAPP_CA_2_MAPP_US | MAPP_CA | MAPP_US | Internal | Summer | B10 | 1262 | 372 | 0 | 33.03 | 25.08 | 7 | 0
2015 | MAPP_CA_2_MAPP_US | MAPP_CA | MAPP_US | Internal | Winter | B16 | 25 | 372 | 0 | 46.25 | 39.26 | 7 | 0
2015 | MAPP_CA_2_MAPP_US | MAPP_CA | MAPP_US | Internal | Winter | B17 | 100 | 372 | 0 | 41.22 | 34.22 | 7 | 0
2015 | MAPP_CA_2_MAPP_US | MAPP_CA | MAPP_US | Internal | Winter | B18 | 400 | 372 | 0 | 39.83 | 31.44 | 7 | 0
2015 | MAPP_CA_2_MAPP_US | MAPP_CA | MAPP_US | Internal | Winter | B19 | 700 | 372 | 0 | 39.83 | 31.44 | 7 | 0
2015 | MAPP_CA_2_MAPP_US | MAPP_CA | MAPP_US | Internal | Winter | B20 | 935 | 372 | 0 | 39.83 | 25.46 | 7 | 0
2015 | MAPP_CA_2_MISO_W | MAPP_CA | MISO_W | Internal | Shoulder | B11 | 25 | 1970 | 1401.65 | 45.48 | 45.5 | 0.01 | 0
2015 | MAPP_CA_2_MISO_W | MAPP_CA | MISO_W | Internal | Shoulder | B12 | 200 | 1970 | 1020.77 | 38.18 | 38.19 | 0.01 | 0
2015 | MAPP_CA_2_MISO_W | MAPP_CA | MISO_W | Internal | Shoulder | B13 | 600 | 1970 | 312.63 | 36.27 | 36.29 | 0.01 | 0
2015 | MAPP_CA_2_MISO_W | MAPP_CA | MISO_W | Internal | Shoulder | B14 | 900 | 1970 | 0 | 36.27 | 35.16 | 0.01 | 0
2015 | MAPP_CA_2_MISO_W | MAPP_CA | MISO_W | Internal | Shoulder | B15 | 1203 | 1970 | 0 | 36.27 | 33.07 | 0.01 | 0
2015 | MAPP_CA_2_MISO_W | MAPP_CA | MISO_W | Internal | Summer | B1 | 10 | 1970 | 1970 | 55.73 | 59.35 | 0.01 | 3.61
2015 | MAPP_CA_2_MISO_W | MAPP_CA | MISO_W | Internal | Summer | B2 | 25 | 1970 | 1969.99 | 56.8 | 57.28 | 0.01 | 0.47
2015 | MAPP_CA_2_MISO_W | MAPP_CA | MISO_W | Internal | Summer | B3 | 75 | 1970 | 1970 | 55.65 | 56.41 | 0.01 | 0.75
2015 | MAPP_CA_2_MISO_W | MAPP_CA | MISO_W | Internal | Summer | B4 | 100 | 1970 | 1969.96 | 55.65 | 55.69 | 0.01 | 0.02
2015 | MAPP_CA_2_MISO_W | MAPP_CA | MISO_W | Internal | Summer | B5 | 200 | 1970 | 988.77 | 45.53 | 45.54 | 0.01 | 0
2015 | MAPP_CA_2_MISO_W | MAPP_CA | MISO_W | Internal | Summer | B6 | 300 | 1970 | 845.16 | 39.21 | 39.22 | 0.01 | 0
2015 | MAPP_CA_2_MISO_W | MAPP_CA | MISO_W | Internal | Summer | B7 | 400 | 1970 | 607.77 | 35.41 | 35.42 | 0.01 | 0
2015 | MAPP_CA_2_MISO_W | MAPP_CA | MISO_W | Internal | Summer | B8 | 500 | 1970 | 765.96 | 33.03 | 33.05 | 0.01 | 0
2015 | MAPP_CA_2_MISO_W | MAPP_CA | MISO_W | Internal | Summer | B9 | 800 | 1970 | 0 | 33.03 | 32.9 | 0.01 | 0
2015 | MAPP_CA_2_MISO_W | MAPP_CA | MISO_W | Internal | Summer | B10 | 1262 | 1970 | 0 | 33.03 | 30.24 | 0.01 | 0
2015 | MAPP_CA_2_MISO_W | MAPP_CA | MISO_W | Internal | Winter | B16 | 25 | 1970 | 339.39 | 46.25 | 46.26 | 0.01 | 0
2015 | MAPP_CA_2_MISO_W | MAPP_CA | MISO_W | Internal | Winter | B17 | 100 | 1970 | 0.1 | 41.22 | 41.22 | 0.01 | 0
2015 | MAPP_CA_2_MISO_W | MAPP_CA | MISO_W | Internal | Winter | B18 | 400 | 1970 | 0 | 39.83 | 36.76 | 0.01 | 0
2015 | MAPP_CA_2_MISO_W | MAPP_CA | MISO_W | Internal | Winter | B19 | 700 | 1970 | 0 | 39.83 | 35.56 | 0.01 | 0
2015 | MAPP_CA_2_MISO_W | MAPP_CA | MISO_W | Internal | Winter | B20 | 935 | 1970 | 0 | 39.83 | 32.46 | 0.01 | 0
2015 | MAPP_US_2_MAPP_CA | MAPP_US | MAPP_CA | Internal | Shoulder | B11 | 25 | 165 | 0.31 | 38.5 | 45.48 | 7 | 0
2015 | MAPP_US_2_MAPP_CA | MAPP_US | MAPP_CA | Internal | Shoulder | B12 | 200 | 165 | 0.04 | 31.19 | 38.18 | 7 | 0
2015 | MAPP_US_2_MAPP_CA | MAPP_US | MAPP_CA | Internal | Shoulder | B13 | 600 | 165 | 0.01 | 29.29 | 36.27 | 7 | 0
2015 | MAPP_US_2_MAPP_CA | MAPP_US | MAPP_CA | Internal | Shoulder | B14 | 900 | 165 | 0 | 29.29 | 36.27 | 7 | 0
2015 | MAPP_US_2_MAPP_CA | MAPP_US | MAPP_CA | Internal | Shoulder | B15 | 1203 | 165 | 165 | 27.8 | 36.27 | 7 | 1.47
2015 | MAPP_US_2_MAPP_CA | MAPP_US | MAPP_CA | Internal | Summer | B1 | 10 | 165 | 0 | 52.35 | 55.73 | 7 | 0
2015 | MAPP_US_2_MAPP_CA | MAPP_US | MAPP_CA | Internal | Summer | B2 | 25 | 165 | 0 | 50.36 | 56.8 | 7 | 0
2015 | MAPP_US_2_MAPP_CA | MAPP_US | MAPP_CA | Internal | Summer | B3 | 75 | 165 | 0 | 50.36 | 55.65 | 7 | 0
2015 | MAPP_US_2_MAPP_CA | MAPP_US | MAPP_CA | Internal | Summer | B4 | 100 | 165 | 0.03 | 48.69 | 55.65 | 7 | 0
2015 | MAPP_US_2_MAPP_CA | MAPP_US | MAPP_CA | Internal | Summer | B5 | 200 | 165 | 0 | 45.53 | 45.53 | 7 | 0
2015 | MAPP_US_2_MAPP_CA | MAPP_US | MAPP_CA | Internal | Summer | B6 | 300 | 165 | 0.03 | 32.22 | 39.21 | 7 | 0
2015 | MAPP_US_2_MAPP_CA | MAPP_US | MAPP_CA | Internal | Summer | B7 | 400 | 165 | 0.02 | 28.42 | 35.41 | 7 | 0
2015 | MAPP_US_2_MAPP_CA | MAPP_US | MAPP_CA | Internal | Summer | B8 | 500 | 165 | 0.02 | 26.05 | 33.03 | 7 | 0
2015 | MAPP_US_2_MAPP_CA | MAPP_US | MAPP_CA | Internal | Summer | B9 | 800 | 165 | 86.41 | 26.03 | 33.03 | 7 | 0
2015 | MAPP_US_2_MAPP_CA | MAPP_US | MAPP_CA | Internal | Summer | B10 | 1262 | 165 | 165 | 25.08 | 33.03 | 7 | 0.96
2015 | MAPP_US_2_MAPP_CA | MAPP_US | MAPP_CA | Internal | Winter | B16 | 25 | 165 | 0.32 | 39.26 | 46.25 | 7 | 0
2015 | MAPP_US_2_MAPP_CA | MAPP_US | MAPP_CA | Internal | Winter | B17 | 100 | 165 | 33.19 | 34.22 | 41.22 | 7 | 0
2015 | MAPP_US_2_MAPP_CA | MAPP_US | MAPP_CA | Internal | Winter | B18 | 400 | 165 | 165 | 31.44 | 39.83 | 7 | 1.38
2015 | MAPP_US_2_MAPP_CA | MAPP_US | MAPP_CA | Internal | Winter | B19 | 700 | 165 | 165 | 31.44 | 39.83 | 7 | 1.38
2015 | MAPP_US_2_MAPP_CA | MAPP_US | MAPP_CA | Internal | Winter | B20 | 935 | 165 | 165 | 25.46 | 39.83 | 7 | 7.36
2015 | MAPP_US_2_MISO_W | MAPP_US | MISO_W | Internal | Shoulder | B11 | 25 | 2635 | 835.8 | 38.5 | 45.5 | 7 | 0
2015 | MAPP_US_2_MISO_W | MAPP_US | MISO_W | Internal | Shoulder | B12 | 200 | 2635 | 1507.31 | 31.19 | 38.19 | 7 | 0
2015 | MAPP_US_2_MISO_W | MAPP_US | MISO_W | Internal | Shoulder | B13 | 600 | 2635 | 450.21 | 29.29 | 36.29 | 7 | 0
2015 | MAPP_US_2_MISO_W | MAPP_US | MISO_W | Internal | Shoulder | B14 | 900 | 2635 | 0 | 29.29 | 35.16 | 7 | 0
2015 | MAPP_US_2_MISO_W | MAPP_US | MISO_W | Internal | Shoulder | B15 | 1203 | 2635 | 0 | 27.8 | 33.07 | 7 | 0
2015 | MAPP_US_2_MISO_W | MAPP_US | MISO_W | Internal | Summer | B1 | 10 | 2635 | 1117.37 | 52.35 | 59.35 | 7 | 0
2015 | MAPP_US_2_MISO_W | MAPP_US | MISO_W | Internal | Summer | B2 | 25 | 2635 | 0.06 | 50.36 | 57.28 | 7 | 0
2015 | MAPP_US_2_MISO_W | MAPP_US | MISO_W | Internal | Summer | B3 | 75 | 2635 | 0 | 50.36 | 56.41 | 7 | 0
2015 | MAPP_US_2_MISO_W | MAPP_US | MISO_W | Internal | Summer | B4 | 100 | 2635 | 23.35 | 48.69 | 55.69 | 7 | 0
2015 | MAPP_US_2_MISO_W | MAPP_US | MISO_W | Internal | Summer | B5 | 200 | 2635 | 0 | 45.53 | 45.54 | 7 | 0
2015 | MAPP_US_2_MISO_W | MAPP_US | MISO_W | Internal | Summer | B6 | 300 | 2635 | 86.14 | 32.22 | 39.22 | 7 | 0
2015 | MAPP_US_2_MISO_W | MAPP_US | MISO_W | Internal | Summer | B7 | 400 | 2635 | 104 | 28.42 | 35.42 | 7 | 0
2015 | MAPP_US_2_MISO_W | MAPP_US | MISO_W | Internal | Summer | B8 | 500 | 2635 | 803.5 | 26.05 | 33.05 | 7 | 0
2015 | MAPP_US_2_MISO_W | MAPP_US | MISO_W | Internal | Summer | B9 | 800 | 2635 | 0 | 26.03 | 32.9 | 7 | 0
2015 | MAPP_US_2_MISO_W | MAPP_US | MISO_W | Internal | Summer | B10 | 1262 | 2635 | 0 | 25.08 | 30.24 | 7 | 0
2015 | MAPP_US_2_MISO_W | MAPP_US | MISO_W | Internal | Winter | B16 | 25 | 2635 | 1569.66 | 39.26 | 46.26 | 7 | 0
2015 | MAPP_US_2_MISO_W | MAPP_US | MISO_W | Internal | Winter | B17 | 100 | 2635 | 1203.63 | 34.22 | 41.22 | 7 | 0
2015 | MAPP_US_2_MISO_W | MAPP_US | MISO_W | Internal | Winter | B18 | 400 | 2635 | 0 | 31.44 | 36.76 | 7 | 0
2015 | MAPP_US_2_MISO_W | MAPP_US | MISO_W | Internal | Winter | B19 | 700 | 2635 | 0 | 31.44 | 35.56 | 7 | 0
2015 | MAPP_US_2_MISO_W | MAPP_US | MISO_W | Internal | Winter | B20 | 935 | 2635 | 44.62 | 25.46 | 32.46 | 7 | 0
2015 | MAPP_US_2_NE | MAPP_US | NE | Internal | Shoulder | B11 | 25 | 2000 | 938.33 | 38.5 | 45.5 | 7 | 0
2015 | MAPP_US_2_NE | MAPP_US | NE | Internal | Shoulder | B12 | 200 | 2000 | 0 | 31.19 | 37.59 | 7 | 0
2015 | MAPP_US_2_NE | MAPP_US | NE | Internal | Shoulder | B13 | 600 | 2000 | 774.32 | 29.29 | 36.29 | 7 | 0
2015 | MAPP_US_2_NE | MAPP_US | NE | Internal | Shoulder | B14 | 900 | 2000 | 464.54 | 29.29 | 36.29 | 7 | 0
2015 | MAPP_US_2_NE | MAPP_US | NE | Internal | Shoulder | B15 | 1203 | 2000 | 179.39 | 27.8 | 34.8 | 7 | 0
2015 | MAPP_US_2_NE | MAPP_US | NE | Internal | Summer | B1 | 10 | 2000 | 0.02 | 52.35 | 58.75 | 7 | 0
2015 | MAPP_US_2_NE | MAPP_US | NE | Internal | Summer | B2 | 25 | 2000 | 1079.65 | 50.36 | 57.36 | 7 | 0
2015 | MAPP_US_2_NE | MAPP_US | NE | Internal | Summer | B3 | 75 | 2000 | 1048.78 | 50.36 | 57.36 | 7 | 0
2015 | MAPP_US_2_NE | MAPP_US | NE | Internal | Summer | B4 | 100 | 2000 | 1058.86 | 48.69 | 55.69 | 7 | 0
2015 | MAPP_US_2_NE | MAPP_US | NE | Internal | Summer | B5 | 200 | 2000 | 1213.03 | 45.53 | 52.53 | 7 | 0
2015 | MAPP_US_2_NE | MAPP_US | NE | Internal | Summer | B6 | 300 | 2000 | 1047.96 | 32.22 | 39.22 | 7 | 0
2015 | MAPP_US_2_NE | MAPP_US | NE | Internal | Summer | B7 | 400 | 2000 | 1167.02 | 28.42 | 35.42 | 7 | 0
2015 | MAPP_US_2_NE | MAPP_US | NE | Internal | Summer | B8 | 500 | 2000 | 797.06 | 26.05 | 33.05 | 7 | 0
2015 | MAPP_US_2_NE | MAPP_US | NE | Internal | Summer | B9 | 800 | 2000 | 566.79 | 26.03 | 33.03 | 7 | 0
2015 | MAPP_US_2_NE | MAPP_US | NE | Internal | Summer | B10 | 1262 | 2000 | 0 | 25.08 | 31.96 | 7 | 0
2015 | MAPP_US_2_NE | MAPP_US | NE | Internal | Winter | B16 | 25 | 2000 | 0 | 39.26 | 41.79 | 7 | 0
2015 | MAPP_US_2_NE | MAPP_US | NE | Internal | Winter | B17 | 100 | 2000 | 0 | 34.22 | 38.71 | 7 | 0
2015 | MAPP_US_2_NE | MAPP_US | NE | Internal | Winter | B18 | 400 | 2000 | 545.71 | 31.44 | 38.44 | 7 | 0
2015 | MAPP_US_2_NE | MAPP_US | NE | Internal | Winter | B19 | 700 | 2000 | 330.99 | 31.44 | 38.44 | 7 | 0
2015 | MAPP_US_2_NE | MAPP_US | NE | Internal | Winter | B20 | 935 | 2000 | 0 | 25.46 | 32.32 | 7 | 0
2015 | MARITIMES_2_NEISO | MARITIMES | NEISO | Internal | Shoulder | B11 | 25 | 99999 | 1400 | 36.72 | 36.73 | 0.01 | 0
2015 | MARITIMES_2_NEISO | MARITIMES | NEISO | Internal | Shoulder | B12 | 200 | 99999 | 1400 | 36.72 | 36.73 | 0.01 | 0
2015 | MARITIMES_2_NEISO | MARITIMES | NEISO | Internal | Shoulder | B13 | 600 | 99999 | 1400 | 36.72 | 36.73 | 0.01 | 0
2015 | MARITIMES_2_NEISO | MARITIMES | NEISO | Internal | Shoulder | B14 | 900 | 99999 | 1400 | 36.72 | 36.73 | 0.01 | 0
2015 | MARITIMES_2_NEISO | MARITIMES | NEISO | Internal | Shoulder | B15 | 1203 | 99999 | 426.43 | 36.72 | 36.73 | 0.01 | 0
2015 | MARITIMES_2_NEISO | MARITIMES | NEISO | Internal | Summer | B1 | 10 | 99999 | 1400 | 76.82 | 76.83 | 0.01 | 0
2015 | MARITIMES_2_NEISO | MARITIMES | NEISO | Internal | Summer | B2 | 25 | 99999 | 1400 | 57.5 | 57.51 | 0.01 | 0
2015 | MARITIMES_2_NEISO | MARITIMES | NEISO | Internal | Summer | B3 | 75 | 99999 | 1400 | 47.8 | 47.82 | 0.01 | 0
2015 | MARITIMES_2_NEISO | MARITIMES | NEISO | Internal | Summer | B4 | 100 | 99999 | 1400 | 34.07 | 34.08 | 0.01 | 0
2015 | MARITIMES_2_NEISO | MARITIMES | NEISO | Internal | Summer | B5 | 200 | 99999 | 1400 | 34.07 | 34.08 | 0.01 | 0
2015 | MARITIMES_2_NEISO | MARITIMES | NEISO | Internal | Summer | B6 | 300 | 99999 | 1400 | 34.07 | 34.08 | 0.01 | 0
2015 | MARITIMES_2_NEISO | MARITIMES | NEISO | Internal | Summer | B7 | 400 | 99999 | 1400 | 34.07 | 34.08 | 0.01 | 0
2015 | MARITIMES_2_NEISO | MARITIMES | NEISO | Internal | Summer | B8 | 500 | 99999 | 1400 | 34.07 | 34.08 | 0.01 | 0
2015 | MARITIMES_2_NEISO | MARITIMES | NEISO | Internal | Summer | B9 | 800 | 99999 | 1400 | 34.07 | 34.08 | 0.01 | 0
2015 | MARITIMES_2_NEISO | MARITIMES | NEISO | Internal | Summer | B10 | 1262 | 99999 | 236.13 | 34.07 | 34.08 | 0.01 | 0
2015 | MARITIMES_2_NEISO | MARITIMES | NEISO | Internal | Winter | B16 | 25 | 99999 | 1400 | 44.98 | 44.99 | 0.01 | 0
2015 | MARITIMES_2_NEISO | MARITIMES | NEISO | Internal | Winter | B17 | 100 | 99999 | 1400 | 44.98 | 44.99 | 0.01 | 0
2015 | MARITIMES_2_NEISO | MARITIMES | NEISO | Internal | Winter | B18 | 400 | 99999 | 1400 | 44.98 | 44.99 | 0.01 | 0
2015 | MARITIMES_2_NEISO | MARITIMES | NEISO | Internal | Winter | B19 | 700 | 99999 | 1400 | 44.98 | 44.99 | 0.01 | 0
2015 | MARITIMES_2_NEISO | MARITIMES | NEISO | Internal | Winter | B20 | 935 | 99999 | 475.94 | 44.98 | 44.99 | 0.01 | 0
2015 | MISO_IN_2_MISO_MI | MISO_IN | MISO_MI | Internal | Shoulder | B11 | 25 | 5000 | 0.18 | 45.51 | 45.5 | 0.01 | 0
2015 | MISO_IN_2_MISO_MI | MISO_IN | MISO_MI | Internal | Shoulder | B12 | 200 | 5000 | 240.67 | 38.22 | 38.23 | 0.01 | 0
2015 | MISO_IN_2_MISO_MI | MISO_IN | MISO_MI | Internal | Shoulder | B13 | 600 | 5000 | 0.06 | 36.29 | 36.3 | 0.01 | 0
2015 | MISO_IN_2_MISO_MI | MISO_IN | MISO_MI | Internal | Shoulder | B14 | 900 | 5000 | 1313.22 | 35.17 | 35.18 | 0.01 | 0
2015 | MISO_IN_2_MISO_MI | MISO_IN | MISO_MI | Internal | Shoulder | B15 | 1203 | 5000 | 1320.39 | 33.45 | 33.46 | 0.01 | 0
2015 | MISO_IN_2_MISO_MI | MISO_IN | MISO_MI | Internal | Summer | B1 | 10 | 5000 | 0.42 | 59.38 | 59.37 | 0.01 | 0
2015 | MISO_IN_2_MISO_MI | MISO_IN | MISO_MI | Internal | Summer | B2 | 25 | 5000 | 0.18 | 57.3 | 57.29 | 0.01 | 0
2015 | MISO_IN_2_MISO_MI | MISO_IN | MISO_MI | Internal | Summer | B3 | 75 | 5000 | 0 | 56.39 | 54.94 | 0.01 | 0
2015 | MISO_IN_2_MISO_MI | MISO_IN | MISO_MI | Internal | Summer | B4 | 100 | 5000 | 0 | 54.94 | 51.97 | 0.01 | 0
2015 | MISO_IN_2_MISO_MI | MISO_IN | MISO_MI | Internal | Summer | B5 | 200 | 5000 | 0.02 | 45.35 | 45.34 | 0.01 | 0
2015 | MISO_IN_2_MISO_MI | MISO_IN | MISO_MI | Internal | Summer | B6 | 300 | 5000 | 28.02 | 39.22 | 39.23 | 0.01 | 0
2015 | MISO_IN_2_MISO_MI | MISO_IN | MISO_MI | Internal | Summer | B7 | 400 | 5000 | 116.67 | 35.41 | 35.42 | 0.01 | 0
2015 | MISO_IN_2_MISO_MI | MISO_IN | MISO_MI | Internal | Summer | B8 | 500 | 5000 | 1089.46 | 33.07 | 33.08 | 0.01 | 0
2015 | MISO_IN_2_MISO_MI | MISO_IN | MISO_MI | Internal | Summer | B9 | 800 | 5000 | 604.37 | 32.9 | 32.92 | 0.01 | 0
2015 | MISO_IN_2_MISO_MI | MISO_IN | MISO_MI | Internal | Summer | B10 | 1262 | 5000 | 2879.7 | 32.21 | 32.22 | 0.01 | 0
2015 | MISO_IN_2_MISO_MI | MISO_IN | MISO_MI | Internal | Winter | B16 | 25 | 5000 | 0.18 | 46.28 | 46.27 | 0.01 | 0
2015 | MISO_IN_2_MISO_MI | MISO_IN | MISO_MI | Internal | Winter | B17 | 100 | 5000 | 0.1 | 41.24 | 41.24 | 0.01 | 0
2015 | MISO_IN_2_MISO_MI | MISO_IN | MISO_MI | Internal | Winter | B18 | 400 | 5000 | 94.58 | 36.76 | 36.77 | 0.01 | 0
2015 | MISO_IN_2_MISO_MI | MISO_IN | MISO_MI | Internal | Winter | B19 | 700 | 5000 | 1269.49 | 35.46 | 35.47 | 0.01 | 0
2015 | MISO_IN_2_MISO_MI | MISO_IN | MISO_MI | Internal | Winter | B20 | 935 | 5000 | 1784.05 | 32.91 | 32.92 | 0.01 | 0
2015 | MISO_IN_2_MISO_MO-IL | MISO_IN | MISO_MO-IL | Internal | Shoulder | B11 | 25 | 5000 | 0.19 | 45.51 | 45.5 | 0.01 | 0
2015 | MISO_IN_2_MISO_MO-IL | MISO_IN | MISO_MO-IL | Internal | Shoulder | B12 | 200 | 5000 | 0.02 | 38.22 | 38.2 | 0.01 | 0
2015 | MISO_IN_2_MISO_MO-IL | MISO_IN | MISO_MO-IL | Internal | Shoulder | B13 | 600 | 5000 | 0 | 36.29 | 36.27 | 0.01 | 0
2015 | MISO_IN_2_MISO_MO-IL | MISO_IN | MISO_MO-IL | Internal | Shoulder | B14 | 900 | 5000 | 0 | 35.17 | 35.15 | 0.01 | 0
2015 | MISO_IN_2_MISO_MO-IL | MISO_IN | MISO_MO-IL | Internal | Shoulder | B15 | 1203 | 5000 | 0 | 33.45 | 32.99 | 0.01 | 0
2015 | MISO_IN_2_MISO_MO-IL | MISO_IN | MISO_MO-IL | Internal | Summer | B1 | 10 | 5000 | 0.45 | 59.38 | 59.37 | 0.01 | 0
2015 | MISO_IN_2_MISO_MO-IL | MISO_IN | MISO_MO-IL | Internal | Summer | B2 | 25 | 5000 | 0.17 | 57.3 | 57.29 | 0.01 | 0
2015 | MISO_IN_2_MISO_MO-IL | MISO_IN | MISO_MO-IL | Internal | Summer | B3 | 75 | 5000 | 696.07 | 56.39 | 56.4 | 0.01 | 0
2015 | MISO_IN_2_MISO_MO-IL | MISO_IN | MISO_MO-IL | Internal | Summer | B4 | 100 | 5000 | 369.17 | 54.94 | 54.95 | 0.01 | 0
2015 | MISO_IN_2_MISO_MO-IL | MISO_IN | MISO_MO-IL | Internal | Summer | B5 | 200 | 5000 | 474.32 | 45.35 | 45.36 | 0.01 | 0
2015 | MISO_IN_2_MISO_MO-IL | MISO_IN | MISO_MO-IL | Internal | Summer | B6 | 300 | 5000 | 0.02 | 39.22 | 39.21 | 0.01 | 0
2015 | MISO_IN_2_MISO_MO-IL | MISO_IN | MISO_MO-IL | Internal | Summer | B7 | 400 | 5000 | 29.46 | 35.41 | 35.42 | 0.01 | 0
2015 | MISO_IN_2_MISO_MO-IL | MISO_IN | MISO_MO-IL | Internal | Summer | B8 | 500 | 5000 | 0 | 33.07 | 33.06 | 0.01 | 0
2015 | MISO_IN_2_MISO_MO-IL | MISO_IN | MISO_MO-IL | Internal | Summer | B9 | 800 | 5000 | 0 | 32.9 | 32.89 | 0.01 | 0
2015 | MISO_IN_2_MISO_MO-IL | MISO_IN | MISO_MO-IL | Internal | Summer | B10 | 1262 | 5000 | 0 | 32.21 | 30.23 | 0.01 | 0
2015 | MISO_IN_2_MISO_MO-IL | MISO_IN | MISO_MO-IL | Internal | Winter | B16 | 25 | 5000 | 0.16 | 46.28 | 46.27 | 0.01 | 0
2015 | MISO_IN_2_MISO_MO-IL | MISO_IN | MISO_MO-IL | Internal | Winter | B17 | 100 | 5000 | 0.04 | 41.24 | 41.23 | 0.01 | 0
2015 | MISO_IN_2_MISO_MO-IL | MISO_IN | MISO_MO-IL | Internal | Winter | B18 | 400 | 5000 | 0.01 | 36.76 | 36.75 | 0.01 | 0
2015 | MISO_IN_2_MISO_MO-IL | MISO_IN | MISO_MO-IL | Internal | Winter | B19 | 700 | 5000 | 0 | 35.46 | 35.45 | 0.01 | 0
2015 | MISO_IN_2_MISO_MO-IL | MISO_IN | MISO_MO-IL | Internal | Winter | B20 | 935 | 5000 | 0 | 32.91 | 32.46 | 0.01 | 0
2015 | MISO_IN_2_NonRTO_Midwest | MISO_IN | NonRTO_Midwest | Internal | Shoulder | B11 | 25 | 4800 | 1004.08 | 45.51 | 53.51 | 8 | 0
2015 | MISO_IN_2_NonRTO_Midwest | MISO_IN | NonRTO_Midwest | Internal | Shoulder | B12 | 200 | 4800 | 594.48 | 38.22 | 46.22 | 8 | 0
2015 | MISO_IN_2_NonRTO_Midwest | MISO_IN | NonRTO_Midwest | Internal | Shoulder | B13 | 600 | 4800 | 63.87 | 36.29 | 44.29 | 8 | 0
2015 | MISO_IN_2_NonRTO_Midwest | MISO_IN | NonRTO_Midwest | Internal | Shoulder | B14 | 900 | 4800 | 0 | 35.17 | 35.72 | 8 | 0
2015 | MISO_IN_2_NonRTO_Midwest | MISO_IN | NonRTO_Midwest | Internal | Shoulder | B15 | 1203 | 4800 | 0 | 33.45 | 32.86 | 8 | 0
2015 | MISO_IN_2_NonRTO_Midwest | MISO_IN | NonRTO_Midwest | Internal | Summer | B1 | 10 | 4800 | 0 | 59.38 | 63.36 | 8 | 0
2015 | MISO_IN_2_NonRTO_Midwest | MISO_IN | NonRTO_Midwest | Internal | Summer | B2 | 25 | 4800 | 0 | 57.3 | 63.36 | 8 | 0
2015 | MISO_IN_2_NonRTO_Midwest | MISO_IN | NonRTO_Midwest | Internal | Summer | B3 | 75 | 4800 | 0 | 56.39 | 63.36 | 8 | 0
2015 | MISO_IN_2_NonRTO_Midwest | MISO_IN | NonRTO_Midwest | Internal | Summer | B4 | 100 | 4800 | 1003.62 | 54.94 | 62.94 | 8 | 0
2015 | MISO_IN_2_NonRTO_Midwest | MISO_IN | NonRTO_Midwest | Internal | Summer | B5 | 200 | 4800 | 893.5 | 45.35 | 53.35 | 8 | 0
2015 | MISO_IN_2_NonRTO_Midwest | MISO_IN | NonRTO_Midwest | Internal | Summer | B6 | 300 | 4800 | 423.77 | 39.22 | 47.22 | 8 | 0
2015 | MISO_IN_2_NonRTO_Midwest | MISO_IN | NonRTO_Midwest | Internal | Summer | B7 | 400 | 4800 | 0 | 35.41 | 35.87 | 8 | 0
2015 | MISO_IN_2_NonRTO_Midwest | MISO_IN | NonRTO_Midwest | Internal | Summer | B8 | 500 | 4800 | 0 | 33.07 | 34.71 | 8 | 0
2015 | MISO_IN_2_NonRTO_Midwest | MISO_IN | NonRTO_Midwest | Internal | Summer | B9 | 800 | 4800 | 0 | 32.9 | 32.86 | 8 | 0
2015 | MISO_IN_2_NonRTO_Midwest | MISO_IN | NonRTO_Midwest | Internal | Summer | B10 | 1262 | 4800 | 0 | 32.21 | 32.01 | 8 | 0
2015 | MISO_IN_2_NonRTO_Midwest | MISO_IN | NonRTO_Midwest | Internal | Winter | B16 | 25 | 4800 | 2441.02 | 46.28 | 54.28 | 8 | 0
2015 | MISO_IN_2_NonRTO_Midwest | MISO_IN | NonRTO_Midwest | Internal | Winter | B17 | 100 | 4800 | 1465.66 | 41.24 | 49.24 | 8 | 0
2015 | MISO_IN_2_NonRTO_Midwest | MISO_IN | NonRTO_Midwest | Internal | Winter | B18 | 400 | 4800 | 639.26 | 36.76 | 44.76 | 8 | 0
2015 | MISO_IN_2_NonRTO_Midwest | MISO_IN | NonRTO_Midwest | Internal | Winter | B19 | 700 | 4800 | 0 | 35.46 | 36.19 | 8 | 0
2015 | MISO_IN_2_NonRTO_Midwest | MISO_IN | NonRTO_Midwest | Internal | Winter | B20 | 935 | 4800 | 0 | 32.91 | 32.91 | 8 | 0
2015 | MISO_IN_2_PJM_ROR | MISO_IN | PJM_ROR | Internal | Shoulder | B11 | 25 | 992 | 0 | 45.51 | 43.5 | 2 | 0
2015 | MISO_IN_2_PJM_ROR | MISO_IN | PJM_ROR | Internal | Shoulder | B12 | 200 | 992 | 0.04 | 38.22 | 40.2 | 2 | 0
2015 | MISO_IN_2_PJM_ROR | MISO_IN | PJM_ROR | Internal | Shoulder | B13 | 600 | 992 | 79.26 | 36.29 | 38.29 | 2 | 0
2015 | MISO_IN_2_PJM_ROR | MISO_IN | PJM_ROR | Internal | Shoulder | B14 | 900 | 992 | 0 | 35.17 | 36.06 | 2 | 0
2015 | MISO_IN_2_PJM_ROR | MISO_IN | PJM_ROR | Internal | Shoulder | B15 | 1203 | 992 | 0 | 33.45 | 34.31 | 2 | 0
2015 | MISO_IN_2_PJM_ROR | MISO_IN | PJM_ROR | Internal | Summer | B1 | 10 | 992 | 0.97 | 59.38 | 61.37 | 2 | 0
2015 | MISO_IN_2_PJM_ROR | MISO_IN | PJM_ROR | Internal | Summer | B2 | 25 | 992 | 0.33 | 57.3 | 59.29 | 2 | 0
2015 | MISO_IN_2_PJM_ROR | MISO_IN | PJM_ROR | Internal | Summer | B3 | 75 | 992 | 0 | 56.39 | 56.94 | 2 | 0
2015 | MISO_IN_2_PJM_ROR | MISO_IN | PJM_ROR | Internal | Summer | B4 | 100 | 992 | 95.39 | 54.94 | 56.94 | 2 | 0
2015 | MISO_IN_2_PJM_ROR | MISO_IN | PJM_ROR | Internal | Summer | B5 | 200 | 992 | 0 | 45.35 | 47.07 | 2 | 0
2015 | MISO_IN_2_PJM_ROR | MISO_IN | PJM_ROR | Internal | Summer | B6 | 300 | 992 | 0.02 | 39.22 | 41.21 | 2 | 0
2015 | MISO_IN_2_PJM_ROR | MISO_IN | PJM_ROR | Internal | Summer | B7 | 400 | 992 | 991.98 | 35.41 | 37.42 | 2 | 0.01
2015 | MISO_IN_2_PJM_ROR | MISO_IN | PJM_ROR | Internal | Summer | B8 | 500 | 992 | 0.02 | 33.07 | 35.06 | 2 | 0
2015 | MISO_IN_2_PJM_ROR | MISO_IN | PJM_ROR | Internal | Summer | B9 | 800 | 992 | 0 | 32.9 | 33.09 | 2 | 0
2015 | MISO_IN_2_PJM_ROR | MISO_IN | PJM_ROR | Internal | Summer | B10 | 1262 | 992 | 0 | 32.21 | 31.64 | 2 | 0
2015 | MISO_IN_2_PJM_ROR | MISO_IN | PJM_ROR | Internal | Winter | B16 | 25 | 992 | 0.33 | 46.28 | 48.27 | 2 | 0
2015 | MISO_IN_2_PJM_ROR | MISO_IN | PJM_ROR | Internal | Winter | B17 | 100 | 992 | 689.53 | 41.24 | 43.24 | 2 | 0
2015 | MISO_IN_2_PJM_ROR | MISO_IN | PJM_ROR | Internal | Winter | B18 | 400 | 992 | 647.93 | 36.76 | 38.76 | 2 | 0
2015 | MISO_IN_2_PJM_ROR | MISO_IN | PJM_ROR | Internal | Winter | B19 | 700 | 992 | 0.01 | 35.46 | 37.45 | 2 | 0
2015 | MISO_IN_2_PJM_ROR | MISO_IN | PJM_ROR | Internal | Winter | B20 | 935 | 992 | 0 | 32.91 | 32.97 | 2 | 0
2015 | MISO_MI_2_IESO | MISO_MI | IESO | Internal | Shoulder | B11 | 25 | 1580 | 0 | 45.5 | 28.18 | 8 | 0
2015 | MISO_MI_2_IESO | MISO_MI | IESO | Internal | Shoulder | B12 | 200 | 1580 | 0 | 38.23 | 29.69 | 8 | 0
2015 | MISO_MI_2_IESO | MISO_MI | IESO | Internal | Shoulder | B13 | 600 | 1580 | 0 | 36.3 | 28.18 | 8 | 0
2015 | MISO_MI_2_IESO | MISO_MI | IESO | Internal | Shoulder | B14 | 900 | 1580 | 0 | 35.18 | 28.18 | 8 | 0
2015 | MISO_MI_2_IESO | MISO_MI | IESO | Internal | Shoulder | B15 | 1203 | 1580 | 0 | 33.46 | 28.18 | 8 | 0
2015 | MISO_MI_2_IESO | MISO_MI | IESO | Internal | Summer | B1 | 10 | 1580 | 0 | 59.37 | 52.37 | 8 | 0
2015 | MISO_MI_2_IESO | MISO_MI | IESO | Internal | Summer | B2 | 25 | 1580 | 0 | 57.29 | 50.29 | 8 | 0
2015 | MISO_MI_2_IESO | MISO_MI | IESO | Internal | Summer | B3 | 75 | 1580 | 0 | 54.94 | 44.78 | 8 | 0
2015 | MISO_MI_2_IESO | MISO_MI | IESO | Internal | Summer | B4 | 100 | 1580 | 0 | 51.97 | 41.95 | 8 | 0
2015 | MISO_MI_2_IESO | MISO_MI | IESO | Internal | Summer | B5 | 200 | 1580 | 0 | 45.34 | 35.51 | 8 | 0
2015 | MISO_MI_2_IESO | MISO_MI | IESO | Internal | Summer | B6 | 300 | 1580 | 0 | 39.23 | 32.23 | 8 | 0
2015 | MISO_MI_2_IESO | MISO_MI | IESO | Internal | Summer | B7 | 400 | 1580 | 0 | 35.42 | 28.41 | 8 | 0
2015 | MISO_MI_2_IESO | MISO_MI | IESO | Internal | Summer | B8 | 500 | 1580 | 0 | 33.08 | 25.92 | 8 | 0
2015 | MISO_MI_2_IESO | MISO_MI | IESO | Internal | Summer | B9 | 800 | 1580 | 0 | 32.92 | 25.92 | 8 | 0
2015 | MISO_MI_2_IESO | MISO_MI | IESO | Internal | Summer | B10 | 1262 | 1580 | 0 | 32.22 | 25.92 | 8 | 0
2015 | MISO_MI_2_IESO | MISO_MI | IESO | Internal | Winter | B16 | 25 | 1580 | 0 | 46.27 | 36.08 | 8 | 0
2015 | MISO_MI_2_IESO | MISO_MI | IESO | Internal | Winter | B17 | 100 | 1580 | 0 | 41.24 | 34.24 | 8 | 0
2015 | MISO_MI_2_IESO | MISO_MI | IESO | Internal | Winter | B18 | 400 | 1580 | 0 | 36.77 | 28.56 | 8 | 0
2015 | MISO_MI_2_IESO | MISO_MI | IESO | Internal | Winter | B19 | 700 | 1580 | 0 | 35.47 | 28.56 | 8 | 0
2015 | MISO_MI_2_IESO | MISO_MI | IESO | Internal | Winter | B20 | 935 | 1580 | 0 | 32.92 | 28.56 | 8 | 0
2015 | MISO_MI_2_MISO_IN | MISO_MI | MISO_IN | Internal | Shoulder | B11 | 25 | 2045 | 1261.23 | 45.5 | 45.51 | 0.01 | 0
2015 | MISO_MI_2_MISO_IN | MISO_MI | MISO_IN | Internal | Shoulder | B12 | 200 | 2045 | 0.02 | 38.23 | 38.22 | 0.01 | 0
2015 | MISO_MI_2_MISO_IN | MISO_MI | MISO_IN | Internal | Shoulder | B13 | 600 | 2045 | 0 | 36.3 | 36.29 | 0.01 | 0
2015 | MISO_MI_2_MISO_IN | MISO_MI | MISO_IN | Internal | Shoulder | B14 | 900 | 2045 | 0 | 35.18 | 35.17 | 0.01 | 0
2015 | MISO_MI_2_MISO_IN | MISO_MI | MISO_IN | Internal | Shoulder | B15 | 1203 | 2045 | 0 | 33.46 | 33.45 | 0.01 | 0
2015 | MISO_MI_2_MISO_IN | MISO_MI | MISO_IN | Internal | Summer | B1 | 10 | 2045 | 1086.08 | 59.37 | 59.38 | 0.01 | 0
2015 | MISO_MI_2_MISO_IN | MISO_MI | MISO_IN | Internal | Summer | B2 | 25 | 2045 | 971.62 | 57.29 | 57.3 | 0.01 | 0
2015 | MISO_MI_2_MISO_IN | MISO_MI | MISO_IN | Internal | Summer | B3 | 75 | 2045 | 2045 | 54.94 | 56.39 | 0.01 | 1.44
2015 | MISO_MI_2_MISO_IN | MISO_MI | MISO_IN | Internal | Summer | B4 | 100 | 2045 | 2045 | 51.97 | 54.94 | 0.01 | 2.95
2015 | MISO_MI_2_MISO_IN | MISO_MI | MISO_IN | Internal | Summer | B5 | 200 | 2045 | 1690.61 | 45.34 | 45.35 | 0.01 | 0
2015 | MISO_MI_2_MISO_IN | MISO_MI | MISO_IN | Internal | Summer | B6 | 300 | 2045 | 0.02 | 39.23 | 39.22 | 0.01 | 0
2015 | MISO_MI_2_MISO_IN | MISO_MI | MISO_IN | Internal | Summer | B7 | 400 | 2045 | 0.01 | 35.42 | 35.41 | 0.01 | 0
2015 | MISO_MI_2_MISO_IN | MISO_MI | MISO_IN | Internal | Summer | B8 | 500 | 2045 | 0 | 33.08 | 33.07 | 0.01 | 0
2015 | MISO_MI_2_MISO_IN | MISO_MI | MISO_IN | Internal | Summer | B9 | 800 | 2045 | 0 | 32.92 | 32.9 | 0.01 | 0
2015 | MISO_MI_2_MISO_IN | MISO_MI | MISO_IN | Internal | Summer | B10 | 1262 | 2045 | 0 | 32.22 | 32.21 | 0.01 | 0
2015 | MISO_MI_2_MISO_IN | MISO_MI | MISO_IN | Internal | Winter | B16 | 25 | 2045 | 813.36 | 46.27 | 46.28 | 0.01 | 0
2015 | MISO_MI_2_MISO_IN | MISO_MI | MISO_IN | Internal | Winter | B17 | 100 | 2045 | 0.09 | 41.24 | 41.24 | 0.01 | 0
2015 | MISO_MI_2_MISO_IN | MISO_MI | MISO_IN | Internal | Winter | B18 | 400 | 2045 | 0.01 | 36.77 | 36.76 | 0.01 | 0
2015 | MISO_MI_2_MISO_IN | MISO_MI | MISO_IN | Internal | Winter | B19 | 700 | 2045 | 0 | 35.47 | 35.46 | 0.01 | 0
2015 | MISO_MI_2_MISO_IN | MISO_MI | MISO_IN | Internal | Winter | B20 | 935 | 2045 | 0 | 32.92 | 32.91 | 0.01 | 0
2015 | MISO_MI_2_MISO_WUMS | MISO_MI | MISO_WUMS | Internal | Shoulder | B11 | 25 | 117 | 0.31 | 45.5 | 45.5 | 0.01 | 0
2015 | MISO_MI_2_MISO_WUMS | MISO_MI | MISO_WUMS | Internal | Shoulder | B12 | 200 | 117 | 0.01 | 38.23 | 38.2 | 0.01 | 0
2015 | MISO_MI_2_MISO_WUMS | MISO_MI | MISO_WUMS | Internal | Shoulder | B13 | 600 | 117 | 0.02 | 36.3 | 36.3 | 0.01 | 0
2015 | MISO_MI_2_MISO_WUMS | MISO_MI | MISO_WUMS | Internal | Shoulder | B14 | 900 | 117 | 0 | 35.18 | 35.17 | 0.01 | 0
2015 | MISO_MI_2_MISO_WUMS | MISO_MI | MISO_WUMS | Internal | Shoulder | B15 | 1203 | 117 | 0 | 33.46 | 33.08 | 0.01 | 0
2015 | MISO_MI_2_MISO_WUMS | MISO_MI | MISO_WUMS | Internal | Summer | B1 | 10 | 117 | 0.36 | 59.37 | 59.36 | 0.01 | 0
2015 | MISO_MI_2_MISO_WUMS | MISO_MI | MISO_WUMS | Internal | Summer | B2 | 25 | 117 | 0.32 | 57.29 | 57.29 | 0.01 | 0
2015 | MISO_MI_2_MISO_WUMS | MISO_MI | MISO_WUMS | Internal | Summer | B3 | 75 | 117 | 117 | 54.94 | 56.43 | 0.01 | 1.48
2015 | MISO_MI_2_MISO_WUMS | MISO_MI | MISO_WUMS | Internal | Summer | B4 | 100 | 117 | 117 | 51.97 | 55.68 | 0.01 | 3.69
2015 | MISO_MI_2_MISO_WUMS | MISO_MI | MISO_WUMS | Internal | Summer | B5 | 200 | 117 | 117 | 45.34 | 45.53 | 0.01 | 0.18
2015 | MISO_MI_2_MISO_WUMS | MISO_MI | MISO_WUMS | Internal | Summer | B6 | 300 | 117 | 0.01 | 39.23 | 39.21 | 0.01 | 0
2015 | MISO_MI_2_MISO_WUMS | MISO_MI | MISO_WUMS | Internal | Summer | B7 | 400 | 117 | 0.02 | 35.42 | 35.42 | 0.01 | 0
2015 | MISO_MI_2_MISO_WUMS | MISO_MI | MISO_WUMS | Internal | Summer | B8 | 500 | 117 | 0 | 33.08 | 33.06 | 0.01 | 0
2015 | MISO_MI_2_MISO_WUMS | MISO_MI | MISO_WUMS | Internal | Summer | B9 | 800 | 117 | 0.01 | 32.92 | 32.92 | 0.01 | 0
2015 | MISO_MI_2_MISO_WUMS | MISO_MI | MISO_WUMS | Internal | Summer | B10 | 1262 | 117 | 0 | 32.22 | 31.97 | 0.01 | 0
2015 | MISO_MI_2_MISO_WUMS | MISO_MI | MISO_WUMS | Internal | Winter | B16 | 25 | 117 | 0.3 | 46.27 | 46.27 | 0.01 | 0
2015 | MISO_MI_2_MISO_WUMS | MISO_MI | MISO_WUMS | Internal | Winter | B17 | 100 | 117 | 0.04 | 41.24 | 41.23 | 0.01 | 0
2015 | MISO_MI_2_MISO_WUMS | MISO_MI | MISO_WUMS | Internal | Winter | B18 | 400 | 117 | 0.01 | 36.77 | 36.76 | 0.01 | 0
2015 | MISO_MI_2_MISO_WUMS | MISO_MI | MISO_WUMS | Internal | Winter | B19 | 700 | 117 | 117 | 35.47 | 35.54 | 0.01 | 0.06
2015 | MISO_MI_2_MISO_WUMS | MISO_MI | MISO_WUMS | Internal | Winter | B20 | 935 | 117 | 0 | 32.92 | 32.91 | 0.01 | 0
2015 | MISO_MI_2_PJM_ROR | MISO_MI | PJM_ROR | Internal | Shoulder | B11 | 25 | 1424 | 0 | 45.5 | 43.5 | 2 | 0
2015 | MISO_MI_2_PJM_ROR | MISO_MI | PJM_ROR | Internal | Shoulder | B12 | 200 | 1424 | 0.02 | 38.23 | 40.2 | 2 | 0
2015 | MISO_MI_2_PJM_ROR | MISO_MI | PJM_ROR | Internal | Shoulder | B13 | 600 | 1424 | 0.02 | 36.3 | 38.29 | 2 | 0
2015 | MISO_MI_2_PJM_ROR | MISO_MI | PJM_ROR | Internal | Shoulder | B14 | 900 | 1424 | 0 | 35.18 | 36.06 | 2 | 0
2015 | MISO_MI_2_PJM_ROR | MISO_MI | PJM_ROR | Internal | Shoulder | B15 | 1203 | 1424 | 0 | 33.46 | 34.31 | 2 | 0
2015 | MISO_MI_2_PJM_ROR | MISO_MI | PJM_ROR | Internal | Summer | B1 | 10 | 1424 | 1284.62 | 59.37 | 61.37 | 2 | 0
2015 | MISO_MI_2_PJM_ROR | MISO_MI | PJM_ROR | Internal | Summer | B2 | 25 | 1424 | 618.41 | 57.29 | 59.29 | 2 | 0
2015 | MISO_MI_2_PJM_ROR | MISO_MI | PJM_ROR | Internal | Summer | B3 | 75 | 1424 | 1156.3 | 54.94 | 56.94 | 2 | 0
2015 | MISO_MI_2_PJM_ROR | MISO_MI | PJM_ROR | Internal | Summer | B4 | 100 | 1424 | 1424 | 51.97 | 56.94 | 2 | 2.96
2015 | MISO_MI_2_PJM_ROR | MISO_MI | PJM_ROR | Internal | Summer | B5 | 200 | 1424 | 0 | 45.34 | 47.07 | 2 | 0
2015 | MISO_MI_2_PJM_ROR | MISO_MI | PJM_ROR | Internal | Summer | B6 | 300 | 1424 | 0.01 | 39.23 | 41.21 | 2 | 0
2015 | MISO_MI_2_PJM_ROR | MISO_MI | PJM_ROR | Internal | Summer | B7 | 400 | 1424 | 804.41 | 35.42 | 37.42 | 2 | 0
2015 | MISO_MI_2_PJM_ROR | MISO_MI | PJM_ROR | Internal | Summer | B8 | 500 | 1424 | 0 | 33.08 | 35.06 | 2 | 0
2015 | MISO_MI_2_PJM_ROR | MISO_MI | PJM_ROR | Internal | Summer | B9 | 800 | 1424 | 0 | 32.92 | 33.09 | 2 | 0
2015 | MISO_MI_2_PJM_ROR | MISO_MI | PJM_ROR | Internal | Summer | B10 | 1262 | 1424 | 0 | 32.22 | 31.64 | 2 | 0
2015 | MISO_MI_2_PJM_ROR | MISO_MI | PJM_ROR | Internal | Winter | B16 | 25 | 1424 | 355.58 | 46.27 | 48.27 | 2 | 0
2015 | MISO_MI_2_PJM_ROR | MISO_MI | PJM_ROR | Internal | Winter | B17 | 100 | 1424 | 188.11 | 41.24 | 43.24 | 2 | 0
2015 | MISO_MI_2_PJM_ROR | MISO_MI | PJM_ROR | Internal | Winter | B18 | 400 | 1424 | 0.02 | 36.77 | 38.76 | 2 | 0
2015 | MISO_MI_2_PJM_ROR | MISO_MI | PJM_ROR | Internal | Winter | B19 | 700 | 1424 | 0 | 35.47 | 37.45 | 2 | 0
2015 | MISO_MI_2_PJM_ROR | MISO_MI | PJM_ROR | Internal | Winter | B20 | 935 | 1424 | 0 | 32.92 | 32.97 | 2 | 0
2015 | MISO_MO-IL_2_ENT | MISO_MO-IL | ENT | Internal | Shoulder | B11 | 25 | 2540 | 52.55 | 45.5 | 53.5 | 8 | 0
2015 | MISO_MO-IL_2_ENT | MISO_MO-IL | ENT | Internal | Shoulder | B12 | 200 | 2540 | 0 | 38.2 | 38.05 | 8 | 0
2015 | MISO_MO-IL_2_ENT | MISO_MO-IL | ENT | Internal | Shoulder | B13 | 600 | 2540 | 0 | 36.27 | 37.78 | 8 | 0
2015 | MISO_MO-IL_2_ENT | MISO_MO-IL | ENT | Internal | Shoulder | B14 | 900 | 2540 | 0 | 35.15 | 37.78 | 8 | 0
2015 | MISO_MO-IL_2_ENT | MISO_MO-IL | ENT | Internal | Shoulder | B15 | 1203 | 2540 | 0 | 32.99 | 36.55 | 8 | 0
2015 | MISO_MO-IL_2_ENT | MISO_MO-IL | ENT | Internal | Summer | B1 | 10 | 2540 | 0 | 59.37 | 59.37 | 8 | 0
2015 | MISO_MO-IL_2_ENT | MISO_MO-IL | ENT | Internal | Summer | B2 | 25 | 2540 | 0 | 57.29 | 57.29 | 8 | 0
2015 | MISO_MO-IL_2_ENT | MISO_MO-IL | ENT | Internal | Summer | B3 | 75 | 2540 | 0 | 56.4 | 56.92 | 8 | 0
2015 | MISO_MO-IL_2_ENT | MISO_MO-IL | ENT | Internal | Summer | B4 | 100 | 2540 | 0 | 54.95 | 56.92 | 8 | 0
2015 | MISO_MO-IL_2_ENT | MISO_MO-IL | ENT | Internal | Summer | B5 | 200 | 2540 | 0 | 45.36 | 51.84 | 8 | 0
2015 | MISO_MO-IL_2_ENT | MISO_MO-IL | ENT | Internal | Summer | B6 | 300 | 2540 | 0 | 39.21 | 42.05 | 8 | 0
2015 | MISO_MO-IL_2_ENT | MISO_MO-IL | ENT | Internal | Summer | B7 | 400 | 2540 | 0 | 35.42 | 36.89 | 8 | 0
2015 | MISO_MO-IL_2_ENT | MISO_MO-IL | ENT | Internal | Summer | B8 | 500 | 2540 | 0 | 33.06 | 36.89 | 8 | 0
2015 | MISO_MO-IL_2_ENT | MISO_MO-IL | ENT | Internal | Summer | B9 | 800 | 2540 | 0 | 32.89 | 36.63 | 8 | 0
2015 | MISO_MO-IL_2_ENT | MISO_MO-IL | ENT | Internal | Summer | B10 | 1262 | 2540 | 0 | 30.23 | 35.44 | 8 | 0
2015 | MISO_MO-IL_2_ENT | MISO_MO-IL | ENT | Internal | Winter | B16 | 25 | 2540 | 0 | 46.27 | 46.8 | 8 | 0
2015 | MISO_MO-IL_2_ENT | MISO_MO-IL | ENT | Internal | Winter | B17 | 100 | 2540 | 0 | 41.23 | 40.38 | 8 | 0
2015 | MISO_MO-IL_2_ENT | MISO_MO-IL | ENT | Internal | Winter | B18 | 400 | 2540 | 0 | 36.75 | 40.1 | 8 | 0
2015 | MISO_MO-IL_2_ENT | MISO_MO-IL | ENT | Internal | Winter | B19 | 700 | 2540 | 0 | 35.45 | 40.1 | 8 | 0
2015 | MISO_MO-IL_2_ENT | MISO_MO-IL | ENT | Internal | Winter | B20 | 935 | 2540 | 0 | 32.46 | 38.79 | 8 | 0
2015 | MISO_MO-IL_2_MISO_IN | MISO_MO-IL | MISO_IN | Internal | Shoulder | B11 | 25 | 2100 | 25.89 | 45.5 | 45.51 | 0.01 | 0
2015 | MISO_MO-IL_2_MISO_IN | MISO_MO-IL | MISO_IN | Internal | Shoulder | B12 | 200 | 2100 | 1735.11 | 38.2 | 38.22 | 0.01 | 0
2015 | MISO_MO-IL_2_MISO_IN | MISO_MO-IL | MISO_IN | Internal | Shoulder | B13 | 600 | 2100 | 850.59 | 36.27 | 36.29 | 0.01 | 0
2015 | MISO_MO-IL_2_MISO_IN | MISO_MO-IL | MISO_IN | Internal | Shoulder | B14 | 900 | 2100 | 2099.99 | 35.15 | 35.17 | 0.01 | 0.01
2015 | MISO_MO-IL_2_MISO_IN | MISO_MO-IL | MISO_IN | Internal | Shoulder | B15 | 1203 | 2100 | 2100 | 32.99 | 33.45 | 0.01 | 0.45
2015 | MISO_MO-IL_2_MISO_IN | MISO_MO-IL | MISO_IN | Internal | Summer | B1 | 10 | 2100 | 308.43 | 59.37 | 59.38 | 0.01 | 0
2015 | MISO_MO-IL_2_MISO_IN | MISO_MO-IL | MISO_IN | Internal | Summer | B2 | 25 | 2100 | 1210.27 | 57.29 | 57.3 | 0.01 | 0
2015 | MISO_MO-IL_2_MISO_IN | MISO_MO-IL | MISO_IN | Internal | Summer | B3 | 75 | 2100 | 0.06 | 56.4 | 56.39 | 0.01 | 0
2015 | MISO_MO-IL_2_MISO_IN | MISO_MO-IL | MISO_IN | Internal | Summer | B4 | 100 | 2100 | 0.05 | 54.95 | 54.94 | 0.01 | 0
2015 | MISO_MO-IL_2_MISO_IN | MISO_MO-IL | MISO_IN | Internal | Summer | B5 | 200 | 2100 | 0.02 | 45.36 | 45.35 | 0.01 | 0
2015 | MISO_MO-IL_2_MISO_IN | MISO_MO-IL | MISO_IN | Internal | Summer | B6 | 300 | 2100 | 376.04 | 39.21 | 39.22 | 0.01 | 0
2015 | MISO_MO-IL_2_MISO_IN | MISO_MO-IL | MISO_IN | Internal | Summer | B7 | 400 | 2100 | 0.01 | 35.42 | 35.41 | 0.01 | 0
2015 | MISO_MO-IL_2_MISO_IN | MISO_MO-IL | MISO_IN | Internal | Summer | B8 | 500 | 2100 | 1616.83 | 33.06 | 33.07 | 0.01 | 0
2015 | MISO_MO-IL_2_MISO_IN | MISO_MO-IL | MISO_IN | Internal | Summer | B9 | 800 | 2100 | 1170.55 | 32.89 | 32.9 | 0.01 | 0
2015 | MISO_MO-IL_2_MISO_IN | MISO_MO-IL | MISO_IN | Internal | Summer | B10 | 1262 | 2100 | 2100 | 30.23 | 32.21 | 0.01 | 1.97
2015 | MISO_MO-IL_2_MISO_IN | MISO_MO-IL | MISO_IN | Internal | Winter | B16 | 25 | 2100 | 1826.33 | 46.27 | 46.28 | 0.01 | 0
2015 | MISO_MO-IL_2_MISO_IN | MISO_MO-IL | MISO_IN | Internal | Winter | B17 | 100 | 2100 | 1845.23 | 41.23 | 41.24 | 0.01 | 0
2015 | MISO_MO-IL_2_MISO_IN | MISO_MO-IL | MISO_IN | Internal | Winter | B18 | 400 | 2100 | 865.16 | 36.75 | 36.76 | 0.01 | 0
2015 | MISO_MO-IL_2_MISO_IN | MISO_MO-IL | MISO_IN | Internal | Winter | B19 | 700 | 2100 | 671.24 | 35.45 | 35.46 | 0.01 | 0
2015 | MISO_MO-IL_2_MISO_IN | MISO_MO-IL | MISO_IN | Internal | Winter | B20 | 935 | 2100 | 2100 | 32.46 | 32.91 | 0.01 | 0.44
2015 | MISO_MO-IL_2_MISO_W | MISO_MO-IL | MISO_W | Internal | Shoulder | B11 | 25 | 960 | 0.32 | 45.5 | 45.5 | 0.01 | 0
2015 | MISO_MO-IL_2_MISO_W | MISO_MO-IL | MISO_W | Internal | Shoulder | B12 | 200 | 960 | 0.02 | 38.2 | 38.19 | 0.01 | 0
2015 | MISO_MO-IL_2_MISO_W | MISO_MO-IL | MISO_W | Internal | Shoulder | B13 | 600 | 960 | 206.78 | 36.27 | 36.29 | 0.01 | 0
2015 | MISO_MO-IL_2_MISO_W | MISO_MO-IL | MISO_W | Internal | Shoulder | B14 | 900 | 960 | 736.77 | 35.15 | 35.16 | 0.01 | 0
2015 | MISO_MO-IL_2_MISO_W | MISO_MO-IL | MISO_W | Internal | Shoulder | B15 | 1203 | 960 | 960 | 32.99 | 33.07 | 0.01 | 0.06
2015 | MISO_MO-IL_2_MISO_W | MISO_MO-IL | MISO_W | Internal | Summer | B1 | 10 | 960 | 0.42 | 59.37 | 59.35 | 0.01 | 0
2015 | MISO_MO-IL_2_MISO_W | MISO_MO-IL | MISO_W | Internal | Summer | B2 | 25 | 960 | 0.18 | 57.29 | 57.28 | 0.01 | 0
2015 | MISO_MO-IL_2_MISO_W | MISO_MO-IL | MISO_W | Internal | Summer | B3 | 75 | 960 | 772.41 | 56.4 | 56.41 | 0.01 | 0
2015 | MISO_MO-IL_2_MISO_W | MISO_MO-IL | MISO_W | Internal | Summer | B4 | 100 | 960 | 960 | 54.95 | 55.69 | 0.01 | 0.73
2015 | MISO_MO-IL_2_MISO_W | MISO_MO-IL | MISO_W | Internal | Summer | B5 | 200 | 960 | 960 | 45.36 | 45.54 | 0.01 | 0.17
2015 | MISO_MO-IL_2_MISO_W | MISO_MO-IL | MISO_W | Internal | Summer | B6 | 300 | 960 | 654.4 | 39.21 | 39.22 | 0.01 | 0
2015 | MISO_MO-IL_2_MISO_W | MISO_MO-IL | MISO_W | Internal | Summer | B7 | 400 | 960 | 0.02 | 35.42 | 35.42 | 0.01 | 0
2015 | MISO_MO-IL_2_MISO_W | MISO_MO-IL | MISO_W | Internal | Summer | B8 | 500 | 960 | 0 | 33.06 | 33.05 | 0.01 | 0
2015 | MISO_MO-IL_2_MISO_W | MISO_MO-IL | MISO_W | Internal | Summer | B9 | 800 | 960 | 633.46 | 32.89 | 32.9 | 0.01 | 0
2015 | MISO_MO-IL_2_MISO_W | MISO_MO-IL | MISO_W | Internal | Summer | B10 | 1262 | 960 | 146.47 | 30.23 | 30.24 | 0.01 | 0
2015 | MISO_MO-IL_2_MISO_W | MISO_MO-IL | MISO_W | Internal | Winter | B16 | 25 | 960 | 0.17 | 46.27 | 46.26 | 0.01 | 0
2015 | MISO_MO-IL_2_MISO_W | MISO_MO-IL | MISO_W | Internal | Winter | B17 | 100 | 960 | 0.04 | 41.23 | 41.22 | 0.01 | 0
2015 | MISO_MO-IL_2_MISO_W | MISO_MO-IL | MISO_W | Internal | Winter | B18 | 400 | 960 | 243.44 | 36.75 | 36.76 | 0.01 | 0
2015 | MISO_MO-IL_2_MISO_W | MISO_MO-IL | MISO_W | Internal | Winter | B19 | 700 | 960 | 960 | 35.45 | 35.56 | 0.01 | 0.1
2015 | MISO_MO-IL_2_MISO_W | MISO_MO-IL | MISO_W | Internal | Winter | B20 | 935 | 960 | 0 | 32.46 | 32.46 | 0.01 | 0
2015 | MISO_MO-IL_2_PJM_ROR | MISO_MO-IL | PJM_ROR | Internal | Shoulder | B11 | 25 | 1212 | 0 | 45.5 | 43.5 | 2 | 0
2015 | MISO_MO-IL_2_PJM_ROR | MISO_MO-IL | PJM_ROR | Internal | Shoulder | B12 | 200 | 1212 | 630.02 | 38.2 | 40.2 | 2 | 0
2015 | MISO_MO-IL_2_PJM_ROR | MISO_MO-IL | PJM_ROR | Internal | Shoulder | B13 | 600 | 1212 | 1211.98 | 36.27 | 38.29 | 2 | 0.01
2015 | MISO_MO-IL_2_PJM_ROR | MISO_MO-IL | PJM_ROR | Internal | Shoulder | B14 | 900 | 1212 | 0 | 35.15 | 36.06 | 2 | 0
2015 | MISO_MO-IL_2_PJM_ROR | MISO_MO-IL | PJM_ROR | Internal | Shoulder | B15 | 1203 | 1212 | 0 | 32.99 | 34.31 | 2 | 0
2015 | MISO_MO-IL_2_PJM_ROR | MISO_MO-IL | PJM_ROR | Internal | Summer | B1 | 10 | 1212 | 995.9 | 59.37 | 61.37 | 2 | 0
2015 | MISO_MO-IL_2_PJM_ROR | MISO_MO-IL | PJM_ROR | Internal | Summer | B2 | 25 | 1212 | 635.78 | 57.29 | 59.29 | 2 | 0
2015 | MISO_MO-IL_2_PJM_ROR | MISO_MO-IL | PJM_ROR | Internal | Summer | B3 | 75 | 1212 | 0 | 56.4 | 56.94 | 2 | 0
2015 | MISO_MO-IL_2_PJM_ROR | MISO_MO-IL | PJM_ROR | Internal | Summer | B4 | 100 | 1212 | 0.08 | 54.95 | 56.94 | 2 | 0
2015 | MISO_MO-IL_2_PJM_ROR | MISO_MO-IL | PJM_ROR | Internal | Summer | B5 | 200 | 1212 | 0 | 45.36 | 47.07 | 2 | 0
2015 | MISO_MO-IL_2_PJM_ROR | MISO_MO-IL | PJM_ROR | Internal | Summer | B6 | 300 | 1212 | 0.41 | 39.21 | 41.21 | 2 | 0
2015 | MISO_MO-IL_2_PJM_ROR | MISO_MO-IL | PJM_ROR | Internal | Summer | B7 | 400 | 1212 | 1174.19 | 35.42 | 37.42 | 2 | 0
2015 | MISO_MO-IL_2_PJM_ROR | MISO_MO-IL | PJM_ROR | Internal | Summer | B8 | 500 | 1212 | 20.93 | 33.06 | 35.06 | 2 | 0
2015 | MISO_MO-IL_2_PJM_ROR | MISO_MO-IL | PJM_ROR | Internal | Summer | B9 | 800 | 1212 | 0 | 32.89 | 33.09 | 2 | 0
2015 | MISO_MO-IL_2_PJM_ROR | MISO_MO-IL | PJM_ROR | Internal | Summer | B10 | 1262 | 1212 | 0 | 30.23 | 31.64 | 2 | 0
2015 | MISO_MO-IL_2_PJM_ROR | MISO_MO-IL | PJM_ROR | Internal | Winter | B16 | 25 | 1212 | 882.23 | 46.27 | 48.27 | 2 | 0
2015 | MISO_MO-IL_2_PJM_ROR | MISO_MO-IL | PJM_ROR | Internal | Winter | B17 | 100 | 1212 | 1211.92 | 41.23 | 43.24 | 2 | 0.01
2015 | MISO_MO-IL_2_PJM_ROR | MISO_MO-IL | PJM_ROR | Internal | Winter | B18 | 400 | 1212 | 1211.98 | 36.75 | 38.76 | 2 | 0.01
2015 | MISO_MO-IL_2_PJM_ROR | MISO_MO-IL | PJM_ROR | Internal | Winter | B19 | 700 | 1212 | 541.87 | 35.45 | 37.45 | 2 | 0
2015 | MISO_MO-IL_2_PJM_ROR | MISO_MO-IL | PJM_ROR | Internal | Winter | B20 | 935 | 1212 | 0 | 32.46 | 32.97 | 2 | 0
2015 | MISO_MO-IL_2_SPP_N | MISO_MO-IL | SPP_N | Internal | Shoulder | B11 | 25 | 2000 | 0 | 45.5 | 52.5 | 8 | 0
2015 | MISO_MO-IL_2_SPP_N | MISO_MO-IL | SPP_N | Internal | Shoulder | B12 | 200 | 2000 | 0 | 38.2 | 37.6 | 8 | 0
2015 | MISO_MO-IL_2_SPP_N | MISO_MO-IL | SPP_N | Internal | Shoulder | B13 | 600 | 2000 | 0 | 36.27 | 36.34 | 8 | 0
2015 | MISO_MO-IL_2_SPP_N | MISO_MO-IL | SPP_N | Internal | Shoulder | B14 | 900 | 2000 | 0 | 35.15 | 36.3 | 8 | 0
2015 | MISO_MO-IL_2_SPP_N | MISO_MO-IL | SPP_N | Internal | Shoulder | B15 | 1203 | 2000 | 0 | 32.99 | 36.26 | 8 | 0
2015 | MISO_MO-IL_2_SPP_N | MISO_MO-IL | SPP_N | Internal | Summer | B1 | 10 | 2000 | 0 | 59.37 | 58.76 | 8 | 0
2015 | MISO_MO-IL_2_SPP_N | MISO_MO-IL | SPP_N | Internal | Summer | B2 | 25 | 2000 | 0 | 57.29 | 58.76 | 8 | 0
2015 | MISO_MO-IL_2_SPP_N | MISO_MO-IL | SPP_N | Internal | Summer | B3 | 75 | 2000 | 0 | 56.4 | 58.76 | 8 | 0
2015 | MISO_MO-IL_2_SPP_N | MISO_MO-IL | SPP_N | Internal | Summer | B4 | 100 | 2000 | 0 | 54.95 | 55.7 | 8 | 0
2015 | MISO_MO-IL_2_SPP_N | MISO_MO-IL | SPP_N | Internal | Summer | B5 | 200 | 2000 | 0 | 45.36 | 52.54 | 8 | 0
2015 | MISO_MO-IL_2_SPP_N | MISO_MO-IL | SPP_N | Internal | Summer | B6 | 300 | 2000 | 0 | 39.21 | 46.22 | 8 | 0
2015 | MISO_MO-IL_2_SPP_N | MISO_MO-IL | SPP_N | Internal | Summer | B7 | 400 | 2000 | 0 | 35.42 | 36.69 | 8 | 0
2015 | MISO_MO-IL_2_SPP_N | MISO_MO-IL | SPP_N | Internal | Summer | B8 | 500 | 2000 | 0 | 33.06 | 35.12 | 8 | 0
2015 | MISO_MO-IL_2_SPP_N | MISO_MO-IL | SPP_N | Internal | Summer | B9 | 800 | 2000 | 0 | 32.89 | 35.09 | 8 | 0
2015 | MISO_MO-IL_2_SPP_N | MISO_MO-IL | SPP_N | Internal | Summer | B10 | 1262 | 2000 | 0 | 30.23 | 34.55 | 8 | 0
2015 | MISO_MO-IL_2_SPP_N | MISO_MO-IL | SPP_N | Internal | Winter | B16 | 25 | 2000 | 0 | 46.27 | 41.8 | 8 | 0
2015 | MISO_MO-IL_2_SPP_N | MISO_MO-IL | SPP_N | Internal | Winter | B17 | 100 | 2000 | 0 | 41.23 | 38.72 | 8 | 0
2015 | MISO_MO-IL_2_SPP_N | MISO_MO-IL | SPP_N | Internal | Winter | B18 | 400 | 2000 | 0 | 36.75 | 38.63 | 8 | 0
2015 | MISO_MO-IL_2_SPP_N | MISO_MO-IL | SPP_N | Internal | Winter | B19 | 700 | 2000 | 0 | 35.45 | 38.45 | 8 | 0
2015 | MISO_MO-IL_2_SPP_N | MISO_MO-IL | SPP_N | Internal | Winter | B20 | 935 | 2000 | 0 | 32.46 | 33.79 | 8 | 0
2015 | MISO_MO-IL_2_TVA_Transmission | MISO_MO-IL | TVA_Transmission | Internal | Shoulder | B11 | 25 | 4000 | 0 | 45.5 | 49.5 | 8 | 0
2015 | MISO_MO-IL_2_TVA_Transmission | MISO_MO-IL | TVA_Transmission | Internal | Shoulder | B12 | 200 | 4000 | 0 | 38.2 | 41.98 | 8 | 0
2015 | MISO_MO-IL_2_TVA_Transmission | MISO_MO-IL | TVA_Transmission | Internal | Shoulder | B13 | 600 | 4000 | 0 | 36.27 | 40.84 | 8 | 0
2015 | MISO_MO-IL_2_TVA_Transmission | MISO_MO-IL | TVA_Transmission | Internal | Shoulder | B14 | 900 | 4000 | 0 | 35.15 | 39.7 | 8 | 0
2015 | MISO_MO-IL_2_TVA_Transmission | MISO_MO-IL | TVA_Transmission | Internal | Shoulder | B15 | 1203 | 4000 | 0 | 32.99 | 39 | 8 | 0
2015 | MISO_MO-IL_2_TVA_Transmission | MISO_MO-IL | TVA_Transmission | Internal | Summer | B1 | 10 | 4000 | 2087.55 | 59.37 | 67.37 | 8 | 0
2015 | MISO_MO-IL_2_TVA_Transmission | MISO_MO-IL | TVA_Transmission | Internal | Summer | B2 | 25 | 4000 | 727.71 | 57.29 | 65.29 | 8 | 0
2015 | MISO_MO-IL_2_TVA_Transmission | MISO_MO-IL | TVA_Transmission | Internal | Summer | B3 | 75 | 4000 | 0 | 56.4 | 62.94 | 8 | 0
2015 | MISO_MO-IL_2_TVA_Transmission | MISO_MO-IL | TVA_Transmission | Internal | Summer | B4 | 100 | 4000 | 0.08 | 54.95 | 62.94 | 8 | 0
2015 | MISO_MO-IL_2_TVA_Transmission | MISO_MO-IL | TVA_Transmission | Internal | Summer | B5 | 200 | 4000 | 0 | 45.36 | 52.04 | 8 | 0
2015 | MISO_MO-IL_2_TVA_Transmission | MISO_MO-IL | TVA_Transmission | Internal | Summer | B6 | 300 | 4000 | 0 | 39.21 | 44.11 | 8 | 0
2015 | MISO_MO-IL_2_TVA_Transmission | MISO_MO-IL | TVA_Transmission | Internal | Summer | B7 | 400 | 4000 | 0 | 35.42 | 40 | 8 | 0
2015 | MISO_MO-IL_2_TVA_Transmission | MISO_MO-IL | TVA_Transmission | Internal | Summer | B8 | 500 | 4000 | 0 | 33.06 | 38.53 | 8 | 0
2015 | MISO_MO-IL_2_TVA_Transmission | MISO_MO-IL | TVA_Transmission | Internal | Summer | B9 | 800 | 4000 | 0 | 32.89 | 37.93 | 8 | 0
2015 | MISO_MO-IL_2_TVA_Transmission | MISO_MO-IL | TVA_Transmission | Internal | Summer | B10 | 1262 | 4000 | 0 | 30.23 | 35.76 | 8 | 0
2015 | MISO_MO-IL_2_TVA_Transmission | MISO_MO-IL | TVA_Transmission | Internal | Winter | B16 | 25 | 4000 | 0 | 46.27 | 53.55 | 8 | 0
2015 | MISO_MO-IL_2_TVA_Transmission | MISO_MO-IL | TVA_Transmission | Internal | Winter | B17 | 100 | 4000 | 0 | 41.23 | 44.95 | 8 | 0
2015 | MISO_MO-IL_2_TVA_Transmission | MISO_MO-IL | TVA_Transmission | Internal | Winter | B18 | 400 | 4000 | 0 | 36.75 | 41.31 | 8 | 0
2015 | MISO_MO-IL_2_TVA_Transmission | MISO_MO-IL | TVA_Transmission | Internal | Winter | B19 | 700 | 4000 | 0 | 35.45 | 40.06 | 8 | 0
2015 | MISO_MO-IL_2_TVA_Transmission | MISO_MO-IL | TVA_Transmission | Internal | Winter | B20 | 935 | 4000 | 0 | 32.46 | 38.5 | 8 | 0
2015 | MISO_W_2_IESO | MISO_W | IESO | Internal | Shoulder | B11 | 25 | 90 | 0 | 45.5 | 28.18 | 8 | 0
2015 | MISO_W_2_IESO | MISO_W | IESO | Internal | Shoulder | B12 | 200 | 90 | 0 | 38.19 | 29.69 | 8 | 0
2015 | MISO_W_2_IESO | MISO_W | IESO | Internal | Shoulder | B13 | 600 | 90 | 0 | 36.29 | 28.18 | 8 | 0
2015 | MISO_W_2_IESO | MISO_W | IESO | Internal | Shoulder | B14 | 900 | 90 | 0 | 35.16 | 28.18 | 8 | 0
2015 | MISO_W_2_IESO | MISO_W | IESO | Internal | Shoulder | B15 | 1203 | 90 | 0 | 33.07 | 28.18 | 8 | 0
2015 | MISO_W_2_IESO | MISO_W | IESO | Internal | Summer | B1 | 10 | 90 | 0 | 59.35 | 52.37 | 8 | 0
2015 | MISO_W_2_IESO | MISO_W | IESO | Internal | Summer | B2 | 25 | 90 | 0 | 57.28 | 50.29 | 8 | 0
2015 | MISO_W_2_IESO | MISO_W | IESO | Internal | Summer | B3 | 75 | 90 | 0 | 56.41 | 44.78 | 8 | 0
2015 | MISO_W_2_IESO | MISO_W | IESO | Internal | Summer | B4 | 100 | 90 | 0 | 55.69 | 41.95 | 8 | 0
2015 | MISO_W_2_IESO | MISO_W | IESO | Internal | Summer | B5 | 200 | 90 | 0 | 45.54 | 35.51 | 8 | 0
2015 | MISO_W_2_IESO | MISO_W | IESO | Internal | Summer | B6 | 300 | 90 | 0 | 39.22 | 32.23 | 8 | 0
2015 | MISO_W_2_IESO | MISO_W | IESO | Internal | Summer | B7 | 400 | 90 | 0 | 35.42 | 28.41 | 8 | 0
2015 | MISO_W_2_IESO | MISO_W | IESO | Internal | Summer | B8 | 500 | 90 | 0 | 33.05 | 25.92 | 8 | 0
2015 | MISO_W_2_IESO | MISO_W | IESO | Internal | Summer | B9 | 800 | 90 | 0 | 32.9 | 25.92 | 8 | 0
2015 | MISO_W_2_IESO | MISO_W | IESO | Internal | Summer | B10 | 1262 | 90 | 0 | 30.24 | 25.92 | 8 | 0
2015 | MISO_W_2_IESO | MISO_W | IESO | Internal | Winter | B16 | 25 | 90 | 0 | 46.26 | 36.08 | 8 | 0
2015 | MISO_W_2_IESO | MISO_W | IESO | Internal | Winter | B17 | 100 | 90 | 0 | 41.22 | 34.24 | 8 | 0
2015 | MISO_W_2_IESO | MISO_W | IESO | Internal | Winter | B18 | 400 | 90 | 0 | 36.76 | 28.56 | 8 | 0
2015 | MISO_W_2_IESO | MISO_W | IESO | Internal | Winter | B19 | 700 | 90 | 0 | 35.56 | 28.56 | 8 | 0
2015 | MISO_W_2_IESO | MISO_W | IESO | Internal | Winter | B20 | 935 | 90 | 0 | 32.46 | 28.56 | 8 | 0
2015 | MISO_W_2_MAPP_CA | MISO_W | MAPP_CA | Internal | Shoulder | B11 | 25 | 700 | 0.17 | 45.5 | 45.48 | 0.01 | 0
2015 | MISO_W_2_MAPP_CA | MISO_W | MAPP_CA | Internal | Shoulder | B12 | 200 | 700 | 0.02 | 38.19 | 38.18 | 0.01 | 0
2015 | MISO_W_2_MAPP_CA | MISO_W | MAPP_CA | Internal | Shoulder | B13 | 600 | 700 | 0 | 36.29 | 36.27 | 0.01 | 0
2015 | MISO_W_2_MAPP_CA | MISO_W | MAPP_CA | Internal | Shoulder | B14 | 900 | 700 | 700 | 35.16 | 36.27 | 0.01 | 1.1
2015 | MISO_W_2_MAPP_CA | MISO_W | MAPP_CA | Internal | Shoulder | B15 | 1203 | 700 | 700 | 33.07 | 36.27 | 0.01 | 3.2
2015 | MISO_W_2_MAPP_CA | MISO_W | MAPP_CA | Internal | Summer | B1 | 10 | 700 | 0 | 59.35 | 55.73 | 0.01 | 0
2015 | MISO_W_2_MAPP_CA | MISO_W | MAPP_CA | Internal | Summer | B2 | 25 | 700 | 0 | 57.28 | 56.8 | 0.01 | 0
2015 | MISO_W_2_MAPP_CA | MISO_W | MAPP_CA | Internal | Summer | B3 | 75 | 700 | 0 | 56.41 | 55.65 | 0.01 | 0
2015 | MISO_W_2_MAPP_CA | MISO_W | MAPP_CA | Internal | Summer | B4 | 100 | 700 | 0.02 | 55.69 | 55.65 | 0.01 | 0
2015 | MISO_W_2_MAPP_CA | MISO_W | MAPP_CA | Internal | Summer | B5 | 200 | 700 | 0.02 | 45.54 | 45.53 | 0.01 | 0
2015 | MISO_W_2_MAPP_CA | MISO_W | MAPP_CA | Internal | Summer | B6 | 300 | 700 | 0.02 | 39.22 | 39.21 | 0.01 | 0
2015 | MISO_W_2_MAPP_CA | MISO_W | MAPP_CA | Internal | Summer | B7 | 400 | 700 | 0.01 | 35.42 | 35.41 | 0.01 | 0
2015 | MISO_W_2_MAPP_CA | MISO_W | MAPP_CA | Internal | Summer | B8 | 500 | 700 | 0 | 33.05 | 33.03 | 0.01 | 0
2015 | MISO_W_2_MAPP_CA | MISO_W | MAPP_CA | Internal | Summer | B9 | 800 | 700 | 700 | 32.9 | 33.03 | 0.01 | 0.12
2015 | MISO_W_2_MAPP_CA | MISO_W | MAPP_CA | Internal | Summer | B10 | 1262 | 700 | 700 | 30.24 | 33.03 | 0.01 | 2.78
2015 | MISO_W_2_MAPP_CA | MISO_W | MAPP_CA | Internal | Winter | B16 | 25 | 700 | 0.17 | 46.26 | 46.25 | 0.01 | 0
2015 | MISO_W_2_MAPP_CA | MISO_W | MAPP_CA | Internal | Winter | B17 | 100 | 700 | 0.08 | 41.22 | 41.22 | 0.01 | 0
2015 | MISO_W_2_MAPP_CA | MISO_W | MAPP_CA | Internal | Winter | B18 | 400 | 700 | 700 | 36.76 | 39.83 | 0.01 | 3.06
2015 | MISO_W_2_MAPP_CA | MISO_W | MAPP_CA | Internal | Winter | B19 | 700 | 700 | 700 | 35.56 | 39.83 | 0.01 | 4.26
2015 | MISO_W_2_MAPP_CA | MISO_W | MAPP_CA | Internal | Winter | B20 | 935 | 700 | 700 | 32.46 | 39.83 | 0.01 | 7.35
2015 | MISO_W_2_MAPP_US | MISO_W | MAPP_US | Internal | Shoulder | B11 | 25 | 2300 | 0 | 45.5 | 38.5 | 7 | 0
2015 | MISO_W_2_MAPP_US | MISO_W | MAPP_US | Internal | Shoulder | B12 | 200 | 2300 | 0 | 38.19 | 31.19 | 7 | 0
2015 | MISO_W_2_MAPP_US | MISO_W | MAPP_US | Internal | Shoulder | B13 | 600 | 2300 | 0 | 36.29 | 29.29 | 7 | 0
2015 | MISO_W_2_MAPP_US | MISO_W | MAPP_US | Internal | Shoulder | B14 | 900 | 2300 | 0 | 35.16 | 29.29 | 7 | 0
2015 | MISO_W_2_MAPP_US | MISO_W | MAPP_US | Internal | Shoulder | B15 | 1203 | 2300 | 0 | 33.07 | 27.8 | 7 | 0
2015 | MISO_W_2_MAPP_US | MISO_W | MAPP_US | Internal | Summer | B1 | 10 | 2300 | 0 | 59.35 | 52.35 | 7 | 0
2015 | MISO_W_2_MAPP_US | MISO_W | MAPP_US | Internal | Summer | B2 | 25 | 2300 | 0 | 57.28 | 50.36 | 7 | 0
2015 | MISO_W_2_MAPP_US | MISO_W | MAPP_US | Internal | Summer | B3 | 75 | 2300 | 0 | 56.41 | 50.36 | 7 | 0
2015 | MISO_W_2_MAPP_US | MISO_W | MAPP_US | Internal | Summer | B4 | 100 | 2300 | 0 | 55.69 | 48.69 | 7 | 0
2015 | MISO_W_2_MAPP_US | MISO_W | MAPP_US | Internal | Summer | B5 | 200 | 2300 | 0 | 45.54 | 45.53 | 7 | 0
2015 | MISO_W_2_MAPP_US | MISO_W | MAPP_US | Internal | Summer | B6 | 300 | 2300 | 0 | 39.22 | 32.22 | 7 | 0
2015 | MISO_W_2_MAPP_US | MISO_W | MAPP_US | Internal | Summer | B7 | 400 | 2300 | 0 | 35.42 | 28.42 | 7 | 0
2015 | MISO_W_2_MAPP_US | MISO_W | MAPP_US | Internal | Summer | B8 | 500 | 2300 | 0 | 33.05 | 26.05 | 7 | 0
2015 | MISO_W_2_MAPP_US | MISO_W | MAPP_US | Internal | Summer | B9 | 800 | 2300 | 0 | 32.9 | 26.03 | 7 | 0
2015 | MISO_W_2_MAPP_US | MISO_W | MAPP_US | Internal | Summer | B10 | 1262 | 2300 | 0 | 30.24 | 25.08 | 7 | 0
2015 | MISO_W_2_MAPP_US | MISO_W | MAPP_US | Internal | Winter | B16 | 25 | 2300 | 0 | 46.26 | 39.26 | 7 | 0
2015 | MISO_W_2_MAPP_US | MISO_W | MAPP_US | Internal | Winter | B17 | 100 | 2300 | 0 | 41.22 | 34.22 | 7 | 0
2015 | MISO_W_2_MAPP_US | MISO_W | MAPP_US | Internal | Winter | B18 | 400 | 2300 | 0 | 36.76 | 31.44 | 7 | 0
2015 | MISO_W_2_MAPP_US | MISO_W | MAPP_US | Internal | Winter | B19 | 700 | 2300 | 0 | 35.56 | 31.44 | 7 | 0
2015 | MISO_W_2_MAPP_US | MISO_W | MAPP_US | Internal | Winter | B20 | 935 | 2300 | 0 | 32.46 | 25.46 | 7 | 0
2015 | MISO_W_2_MISO_MO-IL | MISO_W | MISO_MO-IL | Internal | Shoulder | B11 | 25 | 3800 | 0.36 | 45.5 | 45.5 | 0.01 | 0
2015 | MISO_W_2_MISO_MO-IL | MISO_W | MISO_MO-IL | Internal | Shoulder | B12 | 200 | 3800 | 206.77 | 38.19 | 38.2 | 0.01 | 0
2015 | MISO_W_2_MISO_MO-IL | MISO_W | MISO_MO-IL | Internal | Shoulder | B13 | 600 | 3800 | 0 | 36.29 | 36.27 | 0.01 | 0
2015 | MISO_W_2_MISO_MO-IL | MISO_W | MISO_MO-IL | Internal | Shoulder | B14 | 900 | 3800 | 0 | 35.16 | 35.15 | 0.01 | 0
2015 | MISO_W_2_MISO_MO-IL | MISO_W | MISO_MO-IL | Internal | Shoulder | B15 | 1203 | 3800 | 0 | 33.07 | 32.99 | 0.01 | 0
2015 | MISO_W_2_MISO_MO-IL | MISO_W | MISO_MO-IL | Internal | Summer | B1 | 10 | 3800 | 1461.81 | 59.35 | 59.37 | 0.01 | 0
2015 | MISO_W_2_MISO_MO-IL | MISO_W | MISO_MO-IL | Internal | Summer | B2 | 25 | 3800 | 71.08 | 57.28 | 57.29 | 0.01 | 0
2015 | MISO_W_2_MISO_MO-IL | MISO_W | MISO_MO-IL | Internal | Summer | B3 | 75 | 3800 | 0.06 | 56.41 | 56.4 | 0.01 | 0
2015 | MISO_W_2_MISO_MO-IL | MISO_W | MISO_MO-IL | Internal | Summer | B4 | 100 | 3800 | 0 | 55.69 | 54.95 | 0.01 | 0
2015 | MISO_W_2_MISO_MO-IL | MISO_W | MISO_MO-IL | Internal | Summer | B5 | 200 | 3800 | 0 | 45.54 | 45.36 | 0.01 | 0
2015 | MISO_W_2_MISO_MO-IL | MISO_W | MISO_MO-IL | Internal | Summer | B6 | 300 | 3800 | 0.02 | 39.22 | 39.21 | 0.01 | 0
2015 | MISO_W_2_MISO_MO-IL | MISO_W | MISO_MO-IL | Internal | Summer | B7 | 400 | 3800 | 0.02 | 35.42 | 35.42 | 0.01 | 0
2015 | MISO_W_2_MISO_MO-IL | MISO_W | MISO_MO-IL | Internal | Summer | B8 | 500 | 3800 | 565.85 | 33.05 | 33.06 | 0.01 | 0
2015 | MISO_W_2_MISO_MO-IL | MISO_W | MISO_MO-IL | Internal | Summer | B9 | 800 | 3800 | 0 | 32.9 | 32.89 | 0.01 | 0
2015 | MISO_W_2_MISO_MO-IL | MISO_W | MISO_MO-IL | Internal | Summer | B10 | 1262 | 3800 | 0 | 30.24 | 30.23 | 0.01 | 0
2015 | MISO_W_2_MISO_MO-IL | MISO_W | MISO_MO-IL | Internal | Winter | B16 | 25 | 3800 | 1256.05 | 46.26 | 46.27 | 0.01 | 0
2015 | MISO_W_2_MISO_MO-IL | MISO_W | MISO_MO-IL | Internal | Winter | B17 | 100 | 3800 | 1065.75 | 41.22 | 41.23 | 0.01 | 0
2015 | MISO_W_2_MISO_MO-IL | MISO_W | MISO_MO-IL | Internal | Winter | B18 | 400 | 3800 | 0.01 | 36.76 | 36.75 | 0.01 | 0
2015 | MISO_W_2_MISO_MO-IL | MISO_W | MISO_MO-IL | Internal | Winter | B19 | 700 | 3800 | 0 | 35.56 | 35.45 | 0.01 | 0
2015 | MISO_W_2_MISO_MO-IL | MISO_W | MISO_MO-IL | Internal | Winter | B20 | 935 | 3800 | 0.01 | 32.46 | 32.46 | 0.01 | 0
2015 | MISO_W_2_MISO_WUMS | MISO_W | MISO_WUMS | Internal | Shoulder | B11 | 25 | 1629 | 0.32 | 45.5 | 45.5 | 0.01 | 0
2015 | MISO_W_2_MISO_WUMS | MISO_W | MISO_WUMS | Internal | Shoulder | B12 | 200 | 1629 | 659.86 | 38.19 | 38.2 | 0.01 | 0
2015 | MISO_W_2_MISO_WUMS | MISO_W | MISO_WUMS | Internal | Shoulder | B13 | 600 | 1629 | 465.04 | 36.29 | 36.3 | 0.01 | 0
2015 | MISO_W_2_MISO_WUMS | MISO_W | MISO_WUMS | Internal | Shoulder | B14 | 900 | 1629 | 614.58 | 35.16 | 35.17 | 0.01 | 0
2015 | MISO_W_2_MISO_WUMS | MISO_W | MISO_WUMS | Internal | Shoulder | B15 | 1203 | 1629 | 338.26 | 33.07 | 33.08 | 0.01 | 0
2015 | MISO_W_2_MISO_WUMS | MISO_W | MISO_WUMS | Internal | Summer | B1 | 10 | 1629 | 0.68 | 59.35 | 59.36 | 0.01 | 0
2015 | MISO_W_2_MISO_WUMS | MISO_W | MISO_WUMS | Internal | Summer | B2 | 25 | 1629 | 453.03 | 57.28 | 57.29 | 0.01 | 0
2015 | MISO_W_2_MISO_WUMS | MISO_W | MISO_WUMS | Internal | Summer | B3 | 75 | 1629 | 591.77 | 56.41 | 56.43 | 0.01 | 0
2015 | MISO_W_2_MISO_WUMS | MISO_W | MISO_WUMS | Internal | Summer | B4 | 100 | 1629 | 0.05 | 55.69 | 55.68 | 0.01 | 0
2015 | MISO_W_2_MISO_WUMS | MISO_W | MISO_WUMS | Internal | Summer | B5 | 200 | 1629 | 0.02 | 45.54 | 45.53 | 0.01 | 0
2015 | MISO_W_2_MISO_WUMS | MISO_W | MISO_WUMS | Internal | Summer | B6 | 300 | 1629 | 0.02 | 39.22 | 39.21 | 0.01 | 0
2015 | MISO_W_2_MISO_WUMS | MISO_W | MISO_WUMS | Internal | Summer | B7 | 400 | 1629 | 0.03 | 35.42 | 35.42 | 0.01 | 0
2015 | MISO_W_2_MISO_WUMS | MISO_W | MISO_WUMS | Internal | Summer | B8 | 500 | 1629 | 1144.66 | 33.05 | 33.06 | 0.01 | 0
2015 | MISO_W_2_MISO_WUMS | MISO_W | MISO_WUMS | Internal | Summer | B9 | 800 | 1629 | 605.09 | 32.9 | 32.92 | 0.01 | 0
2015 | MISO_W_2_MISO_WUMS | MISO_W | MISO_WUMS | Internal | Summer | B10 | 1262 | 1629 | 1629 | 30.24 | 31.97 | 0.01 | 1.72
2015 | MISO_W_2_MISO_WUMS | MISO_W | MISO_WUMS | Internal | Winter | B16 | 25 | 1629 | 553.74 | 46.26 | 46.27 | 0.01 | 0
2015 | MISO_W_2_MISO_WUMS | MISO_W | MISO_WUMS | Internal | Winter | B17 | 100 | 1629 | 651.07 | 41.22 | 41.23 | 0.01 | 0
2015 | MISO_W_2_MISO_WUMS | MISO_W | MISO_WUMS | Internal | Winter | B18 | 400 | 1629 | 0.03 | 36.76 | 36.76 | 0.01 | 0
2015 | MISO_W_2_MISO_WUMS | MISO_W | MISO_WUMS | Internal | Winter | B19 | 700 | 1629 | 0 | 35.56 | 35.54 | 0.01 | 0
2015 | MISO_W_2_MISO_WUMS | MISO_W | MISO_WUMS | Internal | Winter | B20 | 935 | 1629 | 1629 | 32.46 | 32.91 | 0.01 | 0.44
2015 | MISO_W_2_NE | MISO_W | NE | Internal | Shoulder | B11 | 25 | 2800 | 0 | 45.5 | 45.5 | 7 | 0
2015 | MISO_W_2_NE | MISO_W | NE | Internal | Shoulder | B12 | 200 | 2800 | 0 | 38.19 | 37.59 | 7 | 0
2015 | MISO_W_2_NE | MISO_W | NE | Internal | Shoulder | B13 | 600 | 2800 | 0 | 36.29 | 36.29 | 7 | 0
2015 | MISO_W_2_NE | MISO_W | NE | Internal | Shoulder | B14 | 900 | 2800 | 0 | 35.16 | 36.29 | 7 | 0
2015 | MISO_W_2_NE | MISO_W | NE | Internal | Shoulder | B15 | 1203 | 2800 | 0 | 33.07 | 34.8 | 7 | 0
2015 | MISO_W_2_NE | MISO_W | NE | Internal | Summer | B1 | 10 | 2800 | 0 | 59.35 | 58.75 | 7 | 0
2015 | MISO_W_2_NE | MISO_W | NE | Internal | Summer | B2 | 25 | 2800 | 0 | 57.28 | 57.36 | 7 | 0
2015 | MISO_W_2_NE | MISO_W | NE | Internal | Summer | B3 | 75 | 2800 | 0 | 56.41 | 57.36 | 7 | 0
2015 | MISO_W_2_NE | MISO_W | NE | Internal | Summer | B4 | 100 | 2800 | 0 | 55.69 | 55.69 | 7 | 0
2015 | MISO_W_2_NE | MISO_W | NE | Internal | Summer | B5 | 200 | 2800 | 0.04 | 45.54 | 52.53 | 7 | 0
2015 | MISO_W_2_NE | MISO_W | NE | Internal | Summer | B6 | 300 | 2800 | 0 | 39.22 | 39.22 | 7 | 0
2015 | MISO_W_2_NE | MISO_W | NE | Internal | Summer | B7 | 400 | 2800 | 0 | 35.42 | 35.42 | 7 | 0
2015 | MISO_W_2_NE | MISO_W | NE | Internal | Summer | B8 | 500 | 2800 | 0 | 33.05 | 33.05 | 7 | 0
2015 | MISO_W_2_NE | MISO_W | NE | Internal | Summer | B9 | 800 | 2800 | 0 | 32.9 | 33.03 | 7 | 0
2015 | MISO_W_2_NE | MISO_W | NE | Internal | Summer | B10 | 1262 | 2800 | 0 | 30.24 | 31.96 | 7 | 0
2015 | MISO_W_2_NE | MISO_W | NE | Internal | Winter | B16 | 25 | 2800 | 0 | 46.26 | 41.79 | 7 | 0
2015 | MISO_W_2_NE | MISO_W | NE | Internal | Winter | B17 | 100 | 2800 | 0 | 41.22 | 38.71 | 7 | 0
2015 | MISO_W_2_NE | MISO_W | NE | Internal | Winter | B18 | 400 | 2800 | 0 | 36.76 | 38.44 | 7 | 0
2015 | MISO_W_2_NE | MISO_W | NE | Internal | Winter | B19 | 700 | 2800 | 0 | 35.56 | 38.44 | 7 | 0
2015 | MISO_W_2_NE | MISO_W | NE | Internal | Winter | B20 | 935 | 2800 | 0 | 32.46 | 32.32 | 7 | 0
2015 | MISO_W_2_PJM_ROR | MISO_W | PJM_ROR | Internal | Shoulder | B11 | 25 | 773 | 0 | 45.5 | 43.5 | 2 | 0
2015 | MISO_W_2_PJM_ROR | MISO_W | PJM_ROR | Internal | Shoulder | B12 | 200 | 773 | 772.95 | 38.19 | 40.2 | 2 | 0.01
2015 | MISO_W_2_PJM_ROR | MISO_W | PJM_ROR | Internal | Shoulder | B13 | 600 | 773 | 102.26 | 36.29 | 38.29 | 2 | 0
2015 | MISO_W_2_PJM_ROR | MISO_W | PJM_ROR | Internal | Shoulder | B14 | 900 | 773 | 0 | 35.16 | 36.06 | 2 | 0
2015 | MISO_W_2_PJM_ROR | MISO_W | PJM_ROR | Internal | Shoulder | B15 | 1203 | 773 | 0 | 33.07 | 34.31 | 2 | 0
2015 | MISO_W_2_PJM_ROR | MISO_W | PJM_ROR | Internal | Summer | B1 | 10 | 773 | 772.25 | 59.35 | 61.37 | 2 | 0.01
2015 | MISO_W_2_PJM_ROR | MISO_W | PJM_ROR | Internal | Summer | B2 | 25 | 773 | 772.63 | 57.28 | 59.29 | 2 | 0.01
2015 | MISO_W_2_PJM_ROR | MISO_W | PJM_ROR | Internal | Summer | B3 | 75 | 773 | 0 | 56.41 | 56.94 | 2 | 0
2015 | MISO_W_2_PJM_ROR | MISO_W | PJM_ROR | Internal | Summer | B4 | 100 | 773 | 0 | 55.69 | 56.94 | 2 | 0
2015 | MISO_W_2_PJM_ROR | MISO_W | PJM_ROR | Internal | Summer | B5 | 200 | 773 | 0 | 45.54 | 47.07 | 2 | 0
2015 | MISO_W_2_PJM_ROR | MISO_W | PJM_ROR | Internal | Summer | B6 | 300 | 773 | 0.02 | 39.22 | 41.21 | 2 | 0
2015 | MISO_W_2_PJM_ROR | MISO_W | PJM_ROR | Internal | Summer | B7 | 400 | 773 | 639.01 | 35.42 | 37.42 | 2 | 0
2015 | MISO_W_2_PJM_ROR | MISO_W | PJM_ROR | Internal | Summer | B8 | 500 | 773 | 772.97 | 33.05 | 35.06 | 2 | 0.01
2015 | MISO_W_2_PJM_ROR | MISO_W | PJM_ROR | Internal | Summer | B9 | 800 | 773 | 0 | 32.9 | 33.09 | 2 | 0
2015 | MISO_W_2_PJM_ROR | MISO_W | PJM_ROR | Internal | Summer | B10 | 1262 | 773 | 0 | 30.24 | 31.64 | 2 | 0
2015 | MISO_W_2_PJM_ROR | MISO_W | PJM_ROR | Internal | Winter | B16 | 25 | 773 | 772.68 | 46.26 | 48.27 | 2 | 0.01
2015 | MISO_W_2_PJM_ROR | MISO_W | PJM_ROR | Internal | Winter | B17 | 100 | 773 | 772.96 | 41.22 | 43.24 | 2 | 0.02
2015 | MISO_W_2_PJM_ROR | MISO_W | PJM_ROR | Internal | Winter | B18 | 400 | 773 | 589.24 | 36.76 | 38.76 | 2 | 0
2015 | MISO_W_2_PJM_ROR | MISO_W | PJM_ROR | Internal | Winter | B19 | 700 | 773 | 0 | 35.56 | 37.45 | 2 | 0
2015 | MISO_W_2_PJM_ROR | MISO_W | PJM_ROR | Internal | Winter | B20 | 935 | 773 | 0 | 32.46 | 32.97 | 2 | 0
2015 | MISO_W_2_SPP_N | MISO_W | SPP_N | Internal | Shoulder | B11 | 25 | 3200 | 82.52 | 45.5 | 52.5 | 7 | 0
2015 | MISO_W_2_SPP_N | MISO_W | SPP_N | Internal | Shoulder | B12 | 200 | 3200 | 0 | 38.19 | 37.6 | 7 | 0
2015 | MISO_W_2_SPP_N | MISO_W | SPP_N | Internal | Shoulder | B13 | 600 | 3200 | 0 | 36.29 | 36.34 | 7 | 0
2015 | MISO_W_2_SPP_N | MISO_W | SPP_N | Internal | Shoulder | B14 | 900 | 3200 | 0 | 35.16 | 36.3 | 7 | 0
2015 | MISO_W_2_SPP_N | MISO_W | SPP_N | Internal | Shoulder | B15 | 1203 | 3200 | 0 | 33.07 | 36.26 | 7 | 0
2015 | MISO_W_2_SPP_N | MISO_W | SPP_N | Internal | Summer | B1 | 10 | 3200 | 0 | 59.35 | 58.76 | 7 | 0
2015 | MISO_W_2_SPP_N | MISO_W | SPP_N | Internal | Summer | B2 | 25 | 3200 | 0 | 57.28 | 58.76 | 7 | 0
2015 | MISO_W_2_SPP_N | MISO_W | SPP_N | Internal | Summer | B3 | 75 | 3200 | 0 | 56.41 | 58.76 | 7 | 0
2015 | MISO_W_2_SPP_N | MISO_W | SPP_N | Internal | Summer | B4 | 100 | 3200 | 0 | 55.69 | 55.7 | 7 | 0
2015 | MISO_W_2_SPP_N | MISO_W | SPP_N | Internal | Summer | B5 | 200 | 3200 | 28.33 | 45.54 | 52.54 | 7 | 0
2015 | MISO_W_2_SPP_N | MISO_W | SPP_N | Internal | Summer | B6 | 300 | 3200 | 372.47 | 39.22 | 46.22 | 7 | 0
2015 | MISO_W_2_SPP_N | MISO_W | SPP_N | Internal | Summer | B7 | 400 | 3200 | 0 | 35.42 | 36.69 | 7 | 0
2015 | MISO_W_2_SPP_N | MISO_W | SPP_N | Internal | Summer | B8 | 500 | 3200 | 0 | 33.05 | 35.12 | 7 | 0
2015 | MISO_W_2_SPP_N | MISO_W | SPP_N | Internal | Summer | B9 | 800 | 3200 | 0 | 32.9 | 35.09 | 7 | 0
2015 | MISO_W_2_SPP_N | MISO_W | SPP_N | Internal | Summer | B10 | 1262 | 3200 | 0 | 30.24 | 34.55 | 7 | 0
2015 | MISO_W_2_SPP_N | MISO_W | SPP_N | Internal | Winter | B16 | 25 | 3200 | 0 | 46.26 | 41.8 | 7 | 0
2015 | MISO_W_2_SPP_N | MISO_W | SPP_N | Internal | Winter | B17 | 100 | 3200 | 0 | 41.22 | 38.72 | 7 | 0
2015 | MISO_W_2_SPP_N | MISO_W | SPP_N | Internal | Winter | B18 | 400 | 3200 | 0 | 36.76 | 38.63 | 7 | 0
2015 | MISO_W_2_SPP_N | MISO_W | SPP_N | Internal | Winter | B19 | 700 | 3200 | 0 | 35.56 | 38.45 | 7 | 0
2015 | MISO_W_2_SPP_N | MISO_W | SPP_N | Internal | Winter | B20 | 935 | 3200 | 0 | 32.46 | 33.79 | 7 | 0
2015 | MISO_WUMS_2_MISO_MI | MISO_WUMS | MISO_MI | Internal | Shoulder | B11 | 25 | 99 | 0.3 | 45.5 | 45.5 | 0.01 | 0
2015 | MISO_WUMS_2_MISO_MI | MISO_WUMS | MISO_MI | Internal | Shoulder | B12 | 200 | 99 | 98.96 | 38.2 | 38.23 | 0.01 | 0.01
2015 | MISO_WUMS_2_MISO_MI | MISO_WUMS | MISO_MI | Internal | Shoulder | B13 | 600 | 99 | 0.01 | 36.3 | 36.3 | 0.01 | 0
2015 | MISO_WUMS_2_MISO_MI | MISO_WUMS | MISO_MI | Internal | Shoulder | B14 | 900 | 99 | 72.39 | 35.17 | 35.18 | 0.01 | 0
2015 | MISO_WUMS_2_MISO_MI | MISO_WUMS | MISO_MI | Internal | Shoulder | B15 | 1203 | 99 | 99 | 33.08 | 33.46 | 0.01 | 0.37
2015 | MISO_WUMS_2_MISO_MI | MISO_WUMS | MISO_MI | Internal | Summer | B1 | 10 | 99 | 13.03 | 59.36 | 59.37 | 0.01 | 0
2015 | MISO_WUMS_2_MISO_MI | MISO_WUMS | MISO_MI | Internal | Summer | B2 | 25 | 99 | 0.29 | 57.29 | 57.29 | 0.01 | 0
2015 | MISO_WUMS_2_MISO_MI | MISO_WUMS | MISO_MI | Internal | Summer | B3 | 75 | 99 | 0 | 56.43 | 54.94 | 0.01 | 0
2015 | MISO_WUMS_2_MISO_MI | MISO_WUMS | MISO_MI | Internal | Summer | B4 | 100 | 99 | 0 | 55.68 | 51.97 | 0.01 | 0
2015 | MISO_WUMS_2_MISO_MI | MISO_WUMS | MISO_MI | Internal | Summer | B5 | 200 | 99 | 0 | 45.53 | 45.34 | 0.01 | 0
2015 | MISO_WUMS_2_MISO_MI | MISO_WUMS | MISO_MI | Internal | Summer | B6 | 300 | 99 | 98.97 | 39.21 | 39.23 | 0.01 | 0.01
2015 | MISO_WUMS_2_MISO_MI | MISO_WUMS | MISO_MI | Internal | Summer | B7 | 400 | 99 | 0.02 | 35.42 | 35.42 | 0.01 | 0
2015 | MISO_WUMS_2_MISO_MI | MISO_WUMS | MISO_MI | Internal | Summer | B8 | 500 | 99 | 98.98 | 33.06 | 33.08 | 0.01 | 0.01
2015 | MISO_WUMS_2_MISO_MI | MISO_WUMS | MISO_MI | Internal | Summer | B9 | 800 | 99 | 0.01 | 32.92 | 32.92 | 0.01 | 0
2015 | MISO_WUMS_2_MISO_MI | MISO_WUMS | MISO_MI | Internal | Summer | B10 | 1262 | 99 | 99 | 31.97 | 32.22 | 0.01 | 0.24
2015 | MISO_WUMS_2_MISO_MI | MISO_WUMS | MISO_MI | Internal | Winter | B16 | 25 | 99 | 0.31 | 46.27 | 46.27 | 0.01 | 0
2015 | MISO_WUMS_2_MISO_MI | MISO_WUMS | MISO_MI | Internal | Winter | B17 | 100 | 99 | 61.15 | 41.23 | 41.24 | 0.01 | 0
2015 | MISO_WUMS_2_MISO_MI | MISO_WUMS | MISO_MI | Internal | Winter | B18 | 400 | 99 | 15.87 | 36.76 | 36.77 | 0.01 | 0
2015 | MISO_WUMS_2_MISO_MI | MISO_WUMS | MISO_MI | Internal | Winter | B19 | 700 | 99 | 0 | 35.54 | 35.47 | 0.01 | 0
2015 | MISO_WUMS_2_MISO_MI | MISO_WUMS | MISO_MI | Internal | Winter | B20 | 935 | 99 | 31.95 | 32.91 | 32.92 | 0.01 | 0
2015 | MISO_WUMS_2_MISO_W | MISO_WUMS | MISO_W | Internal | Shoulder | B11 | 25 | 1137 | 0.37 | 45.5 | 45.5 | 0.01 | 0
2015 | MISO_WUMS_2_MISO_W | MISO_WUMS | MISO_W | Internal | Shoulder | B12 | 200 | 1137 | 0.02 | 38.2 | 38.19 | 0.01 | 0
2015 | MISO_WUMS_2_MISO_W | MISO_WUMS | MISO_W | Internal | Shoulder | B13 | 600 | 1137 | 0 | 36.3 | 36.29 | 0.01 | 0
2015 | MISO_WUMS_2_MISO_W | MISO_WUMS | MISO_W | Internal | Shoulder | B14 | 900 | 1137 | 0 | 35.17 | 35.16 | 0.01 | 0
2015 | MISO_WUMS_2_MISO_W | MISO_WUMS | MISO_W | Internal | Shoulder | B15 | 1203 | 1137 | 0 | 33.08 | 33.07 | 0.01 | 0
2015 | MISO_WUMS_2_MISO_W | MISO_WUMS | MISO_W | Internal | Summer | B1 | 10 | 1137 | 0.95 | 59.36 | 59.35 | 0.01 | 0
2015 | MISO_WUMS_2_MISO_W | MISO_WUMS | MISO_W | Internal | Summer | B2 | 25 | 1137 | 0.17 | 57.29 | 57.28 | 0.01 | 0
2015 | MISO_WUMS_2_MISO_W | MISO_WUMS | MISO_W | Internal | Summer | B3 | 75 | 1137 | 0.06 | 56.43 | 56.41 | 0.01 | 0
2015 | MISO_WUMS_2_MISO_W | MISO_WUMS | MISO_W | Internal | Summer | B4 | 100 | 1137 | 122.62 | 55.68 | 55.69 | 0.01 | 0
2015 | MISO_WUMS_2_MISO_W | MISO_WUMS | MISO_W | Internal | Summer | B5 | 200 | 1137 | 657.11 | 45.53 | 45.54 | 0.01 | 0
2015 | MISO_WUMS_2_MISO_W | MISO_WUMS | MISO_W | Internal | Summer | B6 | 300 | 1137 | 342.66 | 39.21 | 39.22 | 0.01 | 0
2015 | MISO_WUMS_2_MISO_W | MISO_WUMS | MISO_W | Internal | Summer | B7 | 400 | 1137 | 0.02 | 35.42 | 35.42 | 0.01 | 0
2015 | MISO_WUMS_2_MISO_W | MISO_WUMS | MISO_W | Internal | Summer | B8 | 500 | 1137 | 0 | 33.06 | 33.05 | 0.01 | 0
2015 | MISO_WUMS_2_MISO_W | MISO_WUMS | MISO_W | Internal | Summer | B9 | 800 | 1137 | 0 | 32.92 | 32.9 | 0.01 | 0
2015 | MISO_WUMS_2_MISO_W | MISO_WUMS | MISO_W | Internal | Summer | B10 | 1262 | 1137 | 0 | 31.97 | 30.24 | 0.01 | 0
2015 | MISO_WUMS_2_MISO_W | MISO_WUMS | MISO_W | Internal | Winter | B16 | 25 | 1137 | 0.17 | 46.27 | 46.26 | 0.01 | 0
2015 | MISO_WUMS_2_MISO_W | MISO_WUMS | MISO_W | Internal | Winter | B17 | 100 | 1137 | 0.04 | 41.23 | 41.22 | 0.01 | 0
2015 | MISO_WUMS_2_MISO_W | MISO_WUMS | MISO_W | Internal | Winter | B18 | 400 | 1137 | 0.02 | 36.76 | 36.76 | 0.01 | 0
2015 | MISO_WUMS_2_MISO_W | MISO_WUMS | MISO_W | Internal | Winter | B19 | 700 | 1137 | 265.84 | 35.54 | 35.56 | 0.01 | 0
2015 | MISO_WUMS_2_MISO_W | MISO_WUMS | MISO_W | Internal | Winter | B20 | 935 | 1137 | 0 | 32.91 | 32.46 | 0.01 | 0
2015 | MISO_WUMS_2_PJM_ROR | MISO_WUMS | PJM_ROR | Internal | Shoulder | B11 | 25 | 1600 | 0 | 45.5 | 43.5 | 2 | 0
2015 | MISO_WUMS_2_PJM_ROR | MISO_WUMS | PJM_ROR | Internal | Shoulder | B12 | 200 | 1600 | 223.18 | 38.2 | 40.2 | 2 | 0
2015 | MISO_WUMS_2_PJM_ROR | MISO_WUMS | PJM_ROR | Internal | Shoulder | B13 | 600 | 1600 | 0.01 | 36.3 | 38.29 | 2 | 0
2015 | MISO_WUMS_2_PJM_ROR | MISO_WUMS | PJM_ROR | Internal | Shoulder | B14 | 900 | 1600 | 0 | 35.17 | 36.06 | 2 | 0
2015 | MISO_WUMS_2_PJM_ROR | MISO_WUMS | PJM_ROR | Internal | Shoulder | B15 | 1203 | 1600 | 0 | 33.08 | 34.31 | 2 | 0
2015 | MISO_WUMS_2_PJM_ROR | MISO_WUMS | PJM_ROR | Internal | Summer | B1 | 10 | 1600 | 1599.35 | 59.36 | 61.37 | 2 | 0.01
2015 | MISO_WUMS_2_PJM_ROR | MISO_WUMS | PJM_ROR | Internal | Summer | B2 | 25 | 1600 | 79.08 | 57.29 | 59.29 | 2 | 0
2015 | MISO_WUMS_2_PJM_ROR | MISO_WUMS | PJM_ROR | Internal | Summer | B3 | 75 | 1600 | 0 | 56.43 | 56.94 | 2 | 0
2015 | MISO_WUMS_2_PJM_ROR | MISO_WUMS | PJM_ROR | Internal | Summer | B4 | 100 | 1600 | 0 | 55.68 | 56.94 | 2 | 0
2015 | MISO_WUMS_2_PJM_ROR | MISO_WUMS | PJM_ROR | Internal | Summer | B5 | 200 | 1600 | 0 | 45.53 | 47.07 | 2 | 0
2015 | MISO_WUMS_2_PJM_ROR | MISO_WUMS | PJM_ROR | Internal | Summer | B6 | 300 | 1600 | 0.41 | 39.21 | 41.21 | 2 | 0
2015 | MISO_WUMS_2_PJM_ROR | MISO_WUMS | PJM_ROR | Internal | Summer | B7 | 400 | 1600 | 186.21 | 35.42 | 37.42 | 2 | 0
2015 | MISO_WUMS_2_PJM_ROR | MISO_WUMS | PJM_ROR | Internal | Summer | B8 | 500 | 1600 | 19.57 | 33.06 | 35.06 | 2 | 0
2015 | MISO_WUMS_2_PJM_ROR | MISO_WUMS | PJM_ROR | Internal | Summer | B9 | 800 | 1600 | 0 | 32.92 | 33.09 | 2 | 0
2015 | MISO_WUMS_2_PJM_ROR | MISO_WUMS | PJM_ROR | Internal | Summer | B10 | 1262 | 1600 | 0 | 31.97 | 31.64 | 2 | 0
2015 | MISO_WUMS_2_PJM_ROR | MISO_WUMS | PJM_ROR | Internal | Winter | B16 | 25 | 1600 | 1286.84 | 46.27 | 48.27 | 2 | 0
2015 | MISO_WUMS_2_PJM_ROR | MISO_WUMS | PJM_ROR | Internal | Winter | B17 | 100 | 1600 | 1599.92 | 41.23 | 43.24 | 2 | 0.01
2015 | MISO_WUMS_2_PJM_ROR | MISO_WUMS | PJM_ROR | Internal | Winter | B18 | 400 | 1600 | 26.05 | 36.76 | 38.76 | 2 | 0
2015 | MISO_WUMS_2_PJM_ROR | MISO_WUMS | PJM_ROR | Internal | Winter | B19 | 700 | 1600 | 0 | 35.54 | 37.45 | 2 | 0
2015 | MISO_WUMS_2_PJM_ROR | MISO_WUMS | PJM_ROR | Internal | Winter | B20 | 935 | 1600 | 0 | 32.91 | 32.97 | 2 | 0
2015 | NE_2_MAPP_US | NE | MAPP_US | Internal | Shoulder | B11 | 25 | 1600 | 0 | 45.5 | 38.5 | 5 | 0
2015 | NE_2_MAPP_US | NE | MAPP_US | Internal | Shoulder | B12 | 200 | 1600 | 0 | 37.59 | 31.19 | 5 | 0
2015 | NE_2_MAPP_US | NE | MAPP_US | Internal | Shoulder | B13 | 600 | 1600 | 0 | 36.29 | 29.29 | 5 | 0
2015 | NE_2_MAPP_US | NE | MAPP_US | Internal | Shoulder | B14 | 900 | 1600 | 0 | 36.29 | 29.29 | 5 | 0
2015 | NE_2_MAPP_US | NE | MAPP_US | Internal | Shoulder | B15 | 1203 | 1600 | 0 | 34.8 | 27.8 | 5 | 0
2015 | NE_2_MAPP_US | NE | MAPP_US | Internal | Summer | B1 | 10 | 1600 | 0 | 58.75 | 52.35 | 5 | 0
2015 | NE_2_MAPP_US | NE | MAPP_US | Internal | Summer | B2 | 25 | 1600 | 0 | 57.36 | 50.36 | 5 | 0
2015 | NE_2_MAPP_US | NE | MAPP_US | Internal | Summer | B3 | 75 | 1600 | 0 | 57.36 | 50.36 | 5 | 0
2015 | NE_2_MAPP_US | NE | MAPP_US | Internal | Summer | B4 | 100 | 1600 | 0 | 55.69 | 48.69 | 5 | 0
2015 | NE_2_MAPP_US | NE | MAPP_US | Internal | Summer | B5 | 200 | 1600 | 0 | 52.53 | 45.53 | 5 | 0
2015 | NE_2_MAPP_US | NE | MAPP_US | Internal | Summer | B6 | 300 | 1600 | 0 | 39.22 | 32.22 | 5 | 0
2015 | NE_2_MAPP_US | NE | MAPP_US | Internal | Summer | B7 | 400 | 1600 | 0 | 35.42 | 28.42 | 5 | 0
2015 | NE_2_MAPP_US | NE | MAPP_US | Internal | Summer | B8 | 500 | 1600 | 0 | 33.05 | 26.05 | 5 | 0
2015 | NE_2_MAPP_US | NE | MAPP_US | Internal | Summer | B9 | 800 | 1600 | 0 | 33.03 | 26.03 | 5 | 0
2015 | NE_2_MAPP_US | NE | MAPP_US | Internal | Summer | B10 | 1262 | 1600 | 0 | 31.96 | 25.08 | 5 | 0
2015 | NE_2_MAPP_US | NE | MAPP_US | Internal | Winter | B16 | 25 | 1600 | 0 | 41.79 | 39.26 | 5 | 0
2015 | NE_2_MAPP_US | NE | MAPP_US | Internal | Winter | B17 | 100 | 1600 | 0 | 38.71 | 34.22 | 5 | 0
2015 | NE_2_MAPP_US | NE | MAPP_US | Internal | Winter | B18 | 400 | 1600 | 0 | 38.44 | 31.44 | 5 | 0
2015 | NE_2_MAPP_US | NE | MAPP_US | Internal | Winter | B19 | 700 | 1600 | 0 | 38.44 | 31.44 | 5 | 0
2015 | NE_2_MAPP_US | NE | MAPP_US | Internal | Winter | B20 | 935 | 1600 | 0 | 32.32 | 25.46 | 5 | 0
2015 | NE_2_MISO_W | NE | MISO_W | Internal | Shoulder | B11 | 25 | 1600 | 0 | 45.5 | 45.5 | 5 | 0
2015 | NE_2_MISO_W | NE | MISO_W | Internal | Shoulder | B12 | 200 | 1600 | 0 | 37.59 | 38.19 | 5 | 0
2015 | NE_2_MISO_W | NE | MISO_W | Internal | Shoulder | B13 | 600 | 1600 | 0 | 36.29 | 36.29 | 5 | 0
2015 | NE_2_MISO_W | NE | MISO_W | Internal | Shoulder | B14 | 900 | 1600 | 0 | 36.29 | 35.16 | 5 | 0
2015 | NE_2_MISO_W | NE | MISO_W | Internal | Shoulder | B15 | 1203 | 1600 | 0 | 34.8 | 33.07 | 5 | 0
2015 | NE_2_MISO_W | NE | MISO_W | Internal | Summer | B1 | 10 | 1600 | 0 | 58.75 | 59.35 | 5 | 0
2015 | NE_2_MISO_W | NE | MISO_W | Internal | Summer | B2 | 25 | 1600 | 0 | 57.36 | 57.28 | 5 | 0
2015 | NE_2_MISO_W | NE | MISO_W | Internal | Summer | B3 | 75 | 1600 | 0 | 57.36 | 56.41 | 5 | 0
2015 | NE_2_MISO_W | NE | MISO_W | Internal | Summer | B4 | 100 | 1600 | 0 | 55.69 | 55.69 | 5 | 0
2015 | NE_2_MISO_W | NE | MISO_W | Internal | Summer | B5 | 200 | 1600 | 0 | 52.53 | 45.54 | 5 | 0
2015 | NE_2_MISO_W | NE | MISO_W | Internal | Summer | B6 | 300 | 1600 | 0 | 39.22 | 39.22 | 5 | 0
2015 | NE_2_MISO_W | NE | MISO_W | Internal | Summer | B7 | 400 | 1600 | 0 | 35.42 | 35.42 | 5 | 0
2015 | NE_2_MISO_W | NE | MISO_W | Internal | Summer | B8 | 500 | 1600 | 0 | 33.05 | 33.05 | 5 | 0
2015 | NE_2_MISO_W | NE | MISO_W | Internal | Summer | B9 | 800 | 1600 | 0 | 33.03 | 32.9 | 5 | 0
2015 | NE_2_MISO_W | NE | MISO_W | Internal | Summer | B10 | 1262 | 1600 | 0 | 31.96 | 30.24 | 5 | 0
2015 | NE_2_MISO_W | NE | MISO_W | Internal | Winter | B16 | 25 | 1600 | 0 | 41.79 | 46.26 | 5 | 0
2015 | NE_2_MISO_W | NE | MISO_W | Internal | Winter | B17 | 100 | 1600 | 0 | 38.71 | 41.22 | 5 | 0
2015 | NE_2_MISO_W | NE | MISO_W | Internal | Winter | B18 | 400 | 1600 | 0 | 38.44 | 36.76 | 5 | 0
2015 | NE_2_MISO_W | NE | MISO_W | Internal | Winter | B19 | 700 | 1600 | 0 | 38.44 | 35.56 | 5 | 0
2015 | NE_2_MISO_W | NE | MISO_W | Internal | Winter | B20 | 935 | 1600 | 0 | 32.32 | 32.46 | 5 | 0
2015 | NE_2_SPP_N | NE | SPP_N | Internal | Shoulder | B11 | 25 | 1800 | 1800 | 45.5 | 52.5 | 0.01 | 6.99
2015 | NE_2_SPP_N | NE | SPP_N | Internal | Shoulder | B12 | 200 | 1800 | 1254.12 | 37.59 | 37.6 | 0.01 | 0
2015 | NE_2_SPP_N | NE | SPP_N | Internal | Shoulder | B13 | 600 | 1800 | 1800 | 36.29 | 36.34 | 0.01 | 0.04
2015 | NE_2_SPP_N | NE | SPP_N | Internal | Shoulder | B14 | 900 | 1800 | 1733.06 | 36.29 | 36.3 | 0.01 | 0
2015 | NE_2_SPP_N | NE | SPP_N | Internal | Shoulder | B15 | 1203 | 1800 | 1800 | 34.8 | 36.26 | 0.01 | 1.45
2015 | NE_2_SPP_N | NE | SPP_N | Internal | Summer | B1 | 10 | 1800 | 1409.78 | 58.75 | 58.76 | 0.01 | 0
2015 | NE_2_SPP_N | NE | SPP_N | Internal | Summer | B2 | 25 | 1800 | 1800 | 57.36 | 58.76 | 0.01 | 1.4
2015 | NE_2_SPP_N | NE | SPP_N | Internal | Summer | B3 | 75 | 1800 | 1800 | 57.36 | 58.76 | 0.01 | 1.4
2015 | NE_2_SPP_N | NE | SPP_N | Internal | Summer | B4 | 100 | 1800 | 1420.53 | 55.69 | 55.7 | 0.01 | 0
2015 | NE_2_SPP_N | NE | SPP_N | Internal | Summer | B5 | 200 | 1800 | 1749.37 | 52.53 | 52.54 | 0.01 | 0
2015 | NE_2_SPP_N | NE | SPP_N | Internal | Summer | B6 | 300 | 1800 | 1800 | 39.22 | 46.22 | 0.01 | 6.99
2015 | NE_2_SPP_N | NE | SPP_N | Internal | Summer | B7 | 400 | 1800 | 1800 | 35.42 | 36.69 | 0.01 | 1.26
2015 | NE_2_SPP_N | NE | SPP_N | Internal | Summer | B8 | 500 | 1800 | 1800 | 33.05 | 35.12 | 0.01 | 2.06
2015 | NE_2_SPP_N | NE | SPP_N | Internal | Summer | B9 | 800 | 1800 | 1800 | 33.03 | 35.09 | 0.01 | 2.04
2015 | NE_2_SPP_N | NE | SPP_N | Internal | Summer | B10 | 1262 | 1800 | 1800 | 31.96 | 34.55 | 0.01 | 2.57
2015 | NE_2_SPP_N | NE | SPP_N | Internal | Winter | B16 | 25 | 1800 | 958.72 | 41.79 | 41.8 | 0.01 | 0
2015 | NE_2_SPP_N | NE | SPP_N | Internal | Winter | B17 | 100 | 1800 | 1239.75 | 38.71 | 38.72 | 0.01 | 0
2015 | NE_2_SPP_N | NE | SPP_N | Internal | Winter | B18 | 400 | 1800 | 1800 | 38.44 | 38.63 | 0.01 | 0.18
2015 | NE_2_SPP_N | NE | SPP_N | Internal | Winter | B19 | 700 | 1800 | 1757.75 | 38.44 | 38.45 | 0.01 | 0
2015 | NE_2_SPP_N | NE | SPP_N | Internal | Winter | B20 | 935 | 1800 | 1800 | 32.32 | 33.79 | 0.01 | 1.46
2015 | NEISO_2_NYISO_A-F | NEISO | NYISO_A-F | Internal | Shoulder | B11 | 25 | 600 | 0 | 36.73 | 38.42 | 3 | 0
2015 | NEISO_2_NYISO_A-F | NEISO | NYISO_A-F | Internal | Shoulder | B12 | 200 | 600 | 0 | 36.73 | 38.42 | 3 | 0
2015 | NEISO_2_NYISO_A-F | NEISO | NYISO_A-F | Internal | Shoulder | B13 | 600 | 600 | 0 | 36.73 | 38.42 | 3 | 0
2015 | NEISO_2_NYISO_A-F | NEISO | NYISO_A-F | Internal | Shoulder | B14 | 900 | 600 | 0 | 36.73 | 38.42 | 3 | 0
2015 | NEISO_2_NYISO_A-F | NEISO | NYISO_A-F | Internal | Shoulder | B15 | 1203 | 600 | 0 | 36.73 | 38.42 | 3 | 0
2015 | NEISO_2_NYISO_A-F | NEISO | NYISO_A-F | Internal | Summer | B1 | 10 | 600 | 0 | 76.83 | 59.37 | 3 | 0
2015 | NEISO_2_NYISO_A-F | NEISO | NYISO_A-F | Internal | Summer | B2 | 25 | 600 | 0 | 57.51 | 54.54 | 3 | 0
2015 | NEISO_2_NYISO_A-F | NEISO | NYISO_A-F | Internal | Summer | B3 | 75 | 600 | 600 | 47.82 | 51.78 | 3 | 0.97
2015 | NEISO_2_NYISO_A-F | NEISO | NYISO_A-F | Internal | Summer | B4 | 100 | 600 | 600 | 34.08 | 48.95 | 3 | 11.87
2015 | NEISO_2_NYISO_A-F | NEISO | NYISO_A-F | Internal | Summer | B5 | 200 | 600 | 600 | 34.08 | 42.51 | 3 | 5.43
2015 | NEISO_2_NYISO_A-F | NEISO | NYISO_A-F | Internal | Summer | B6 | 300 | 600 | 600 | 34.08 | 39.23 | 3 | 2.15
2015 | NEISO_2_NYISO_A-F | NEISO | NYISO_A-F | Internal | Summer | B7 | 400 | 600 | 600 | 34.08 | 37.74 | 3 | 0.66
2015 | NEISO_2_NYISO_A-F | NEISO | NYISO_A-F | Internal | Summer | B8 | 500 | 600 | 84.27 | 34.08 | 37.08 | 3 | 0
2015 | NEISO_2_NYISO_A-F | NEISO | NYISO_A-F | Internal | Summer | B9 | 800 | 600 | 0 | 34.08 | 37.06 | 3 | 0
2015 | NEISO_2_NYISO_A-F | NEISO | NYISO_A-F | Internal | Summer | B10 | 1262 | 600 | 0 | 34.08 | 37.06 | 3 | 0
2015 | NEISO_2_NYISO_A-F | NEISO | NYISO_A-F | Internal | Winter | B16 | 25 | 600 | 0 | 44.99 | 43.08 | 3 | 0
2015 | NEISO_2_NYISO_A-F | NEISO | NYISO_A-F | Internal | Winter | B17 | 100 | 600 | 0 | 44.99 | 41.99 | 3 | 0
2015 | NEISO_2_NYISO_A-F | NEISO | NYISO_A-F | Internal | Winter | B18 | 400 | 600 | 0 | 44.99 | 41.99 | 3 | 0
2015 | NEISO_2_NYISO_A-F | NEISO | NYISO_A-F | Internal | Winter | B19 | 700 | 600 | 0 | 44.99 | 41.99 | 3 | 0
2015 | NEISO_2_NYISO_A-F | NEISO | NYISO_A-F | Internal | Winter | B20 | 935 | 600 | 0 | 44.99 | 41.99 | 3 | 0
2015 | NEISO_2_NYISO_G-I | NEISO | NYISO_G-I | Internal | Shoulder | B11 | 25 | 600 | 600 | 36.73 | 40.85 | 3 | 1.12
2015 | NEISO_2_NYISO_G-I | NEISO | NYISO_G-I | Internal | Shoulder | B12 | 200 | 600 | 191.14 | 36.73 | 39.73 | 3 | 0
2015 | NEISO_2_NYISO_G-I | NEISO | NYISO_G-I | Internal | Shoulder | B13 | 600 | 600 | 0.01 | 36.73 | 39.72 | 3 | 0
2015 | NEISO_2_NYISO_G-I | NEISO | NYISO_G-I | Internal | Shoulder | B14 | 900 | 600 | 0 | 36.73 | 39.38 | 3 | 0
2015 | NEISO_2_NYISO_G-I | NEISO | NYISO_G-I | Internal | Shoulder | B15 | 1203 | 600 | 0 | 36.73 | 38.43 | 3 | 0
2015 | NEISO_2_NYISO_G-I | NEISO | NYISO_G-I | Internal | Summer | B1 | 10 | 600 | 447.26 | 76.83 | 79.83 | 3 | 0
2015 | NEISO_2_NYISO_G-I | NEISO | NYISO_G-I | Internal | Summer | B2 | 25 | 600 | 600 | 57.51 | 68.55 | 3 | 8.05
2015 | NEISO_2_NYISO_G-I | NEISO | NYISO_G-I | Internal | Summer | B3 | 75 | 600 | 600 | 47.82 | 54.06 | 3 | 3.25
2015 | NEISO_2_NYISO_G-I | NEISO | NYISO_G-I | Internal | Summer | B4 | 100 | 600 | 600 | 34.08 | 50.14 | 3 | 13.05
2015 | NEISO_2_NYISO_G-I | NEISO | NYISO_G-I | Internal | Summer | B5 | 200 | 600 | 600 | 34.08 | 50.14 | 3 | 13.05
2015 | NEISO_2_NYISO_G-I | NEISO | NYISO_G-I | Internal | Summer | B6 | 300 | 600 | 600 | 34.08 | 47.22 | 3 | 10.14
2015 | NEISO_2_NYISO_G-I | NEISO | NYISO_G-I | Internal | Summer | B7 | 400 | 600 | 600 | 34.08 | 37.75 | 3 | 0.67
2015 | NEISO_2_NYISO_G-I | NEISO | NYISO_G-I | Internal | Summer | B8 | 500 | 600 | 599.98 | 34.08 | 37.09 | 3 | 0.01
2015 | NEISO_2_NYISO_G-I | NEISO | NYISO_G-I | Internal | Summer | B9 | 800 | 600 | 0.01 | 34.08 | 37.07 | 3 | 0
2015 | NEISO_2_NYISO_G-I | NEISO | NYISO_G-I | Internal | Summer | B10 | 1262 | 600 | 0 | 34.08 | 37.07 | 3 | 0
2015 | NEISO_2_NYISO_G-I | NEISO | NYISO_G-I | Internal | Winter | B16 | 25 | 600 | 600 | 44.99 | 51.77 | 3 | 3.78
2015 | NEISO_2_NYISO_G-I | NEISO | NYISO_G-I | Internal | Winter | B17 | 100 | 600 | 600 | 44.99 | 48.67 | 3 | 0.68
2015 | NEISO_2_NYISO_G-I | NEISO | NYISO_G-I | Internal | Winter | B18 | 400 | 600 | 559.79 | 44.99 | 47.99 | 3 | 0
2015 | NEISO_2_NYISO_G-I | NEISO | NYISO_G-I | Internal | Winter | B19 | 700 | 600 | 392.61 | 44.99 | 47.99 | 3 | 0
2015 | NEISO_2_NYISO_G-I | NEISO | NYISO_G-I | Internal | Winter | B20 | 935 | 600 | 0 | 44.99 | 44.8 | 3 | 0
2015 | NEISO_2_NYISO_J-K | NEISO | NYISO_J-K | Internal | Shoulder | B11 | 25 | 430 | 430 | 36.73 | 40.86 | 3 | 1.13
2015 | NEISO_2_NYISO_J-K | NEISO | NYISO_J-K | Internal | Shoulder | B12 | 200 | 430 | 429.96 | 36.73 | 39.74 | 3 | 0.01
2015 | NEISO_2_NYISO_J-K | NEISO | NYISO_J-K | Internal | Shoulder | B13 | 600 | 430 | 238.37 | 36.73 | 39.73 | 3 | 0
2015 | NEISO_2_NYISO_J-K | NEISO | NYISO_J-K | Internal | Shoulder | B14 | 900 | 430 | 0 | 36.73 | 39.39 | 3 | 0
2015 | NEISO_2_NYISO_J-K | NEISO | NYISO_J-K | Internal | Shoulder | B15 | 1203 | 430 | 0 | 36.73 | 38.44 | 3 | 0
2015 | NEISO_2_NYISO_J-K | NEISO | NYISO_J-K | Internal | Summer | B1 | 10 | 430 | 429.29 | 76.83 | 79.85 | 3 | 0.01
2015 | NEISO_2_NYISO_J-K | NEISO | NYISO_J-K | Internal | Summer | B2 | 25 | 430 | 430 | 57.51 | 68.56 | 3 | 8.06
2015 | NEISO_2_NYISO_J-K | NEISO | NYISO_J-K | Internal | Summer | B3 | 75 | 430 | 430 | 47.82 | 54.07 | 3 | 3.26
2015 | NEISO_2_NYISO_J-K | NEISO | NYISO_J-K | Internal | Summer | B4 | 100 | 430 | 430 | 34.08 | 50.15 | 3 | 13.07
2015 | NEISO_2_NYISO_J-K | NEISO | NYISO_J-K | Internal | Summer | B5 | 200 | 430 | 430 | 34.08 | 50.15 | 3 | 13.07
2015 | NEISO_2_NYISO_J-K | NEISO | NYISO_J-K | Internal | Summer | B6 | 300 | 430 | 430 | 34.08 | 47.23 | 3 | 10.15
2015 | NEISO_2_NYISO_J-K | NEISO | NYISO_J-K | Internal | Summer | B7 | 400 | 430 | 430 | 34.08 | 37.77 | 3 | 0.69
2015 | NEISO_2_NYISO_J-K | NEISO | NYISO_J-K | Internal | Summer | B8 | 500 | 430 | 429.99 | 34.08 | 37.1 | 3 | 0.02
2015 | NEISO_2_NYISO_J-K | NEISO | NYISO_J-K | Internal | Summer | B9 | 800 | 430 | 306.22 | 34.08 | 37.08 | 3 | 0
2015 | NEISO_2_NYISO_J-K | NEISO | NYISO_J-K | Internal | Summer | B10 | 1262 | 430 | 240.97 | 34.08 | 37.08 | 3 | 0
2015 | NEISO_2_NYISO_J-K | NEISO | NYISO_J-K | Internal | Winter | B16 | 25 | 430 | 430 | 44.99 | 51.78 | 3 | 3.79
2015 | NEISO_2_NYISO_J-K | NEISO | NYISO_J-K | Internal | Winter | B17 | 100 | 430 | 430 | 44.99 | 48.68 | 3 | 0.69
2015 | NEISO_2_NYISO_J-K | NEISO | NYISO_J-K | Internal | Winter | B18 | 400 | 430 | 430 | 44.99 | 48.68 | 3 | 0.69
2015 | NEISO_2_NYISO_J-K | NEISO | NYISO_J-K | Internal | Winter | B19 | 700 | 430 | 430 | 44.99 | 48.68 | 3 | 0.69
2015 | NEISO_2_NYISO_J-K | NEISO | NYISO_J-K | Internal | Winter | B20 | 935 | 430 | 0 | 44.99 | 44.81 | 3 | 0
2015 | NonRTO_Midwest_2_MISO_IN | NonRTO_Midwest | MISO_IN | Internal | Shoulder | B11 | 25 | 4450 | 0 | 53.51 | 45.51 | 8 | 0
2015 | NonRTO_Midwest_2_MISO_IN | NonRTO_Midwest | MISO_IN | Internal | Shoulder | B12 | 200 | 4450 | 0 | 46.22 | 38.22 | 8 | 0
2015 | NonRTO_Midwest_2_MISO_IN | NonRTO_Midwest | MISO_IN | Internal | Shoulder | B13 | 600 | 4450 | 0 | 44.29 | 36.29 | 8 | 0
2015 | NonRTO_Midwest_2_MISO_IN | NonRTO_Midwest | MISO_IN | Internal | Shoulder | B14 | 900 | 4450 | 0 | 35.72 | 35.17 | 8 | 0
2015 | NonRTO_Midwest_2_MISO_IN | NonRTO_Midwest | MISO_IN | Internal | Shoulder | B15 | 1203 | 4450 | 0 | 32.86 | 33.45 | 8 | 0
2015 | NonRTO_Midwest_2_MISO_IN | NonRTO_Midwest | MISO_IN | Internal | Summer | B1 | 10 | 4450 | 0 | 63.36 | 59.38 | 8 | 0
2015 | NonRTO_Midwest_2_MISO_IN | NonRTO_Midwest | MISO_IN | Internal | Summer | B2 | 25 | 4450 | 0 | 63.36 | 57.3 | 8 | 0
2015 | NonRTO_Midwest_2_MISO_IN | NonRTO_Midwest | MISO_IN | Internal | Summer | B3 | 75 | 4450 | 0 | 63.36 | 56.39 | 8 | 0
2015 | NonRTO_Midwest_2_MISO_IN | NonRTO_Midwest | MISO_IN | Internal | Summer | B4 | 100 | 4450 | 0 | 62.94 | 54.94 | 8 | 0
2015 | NonRTO_Midwest_2_MISO_IN | NonRTO_Midwest | MISO_IN | Internal | Summer | B5 | 200 | 4450 | 0 | 53.35 | 45.35 | 8 | 0
2015 | NonRTO_Midwest_2_MISO_IN | NonRTO_Midwest | MISO_IN | Internal | Summer | B6 | 300 | 4450 | 0 | 47.22 | 39.22 | 8 | 0
2015 | NonRTO_Midwest_2_MISO_IN | NonRTO_Midwest | MISO_IN | Internal | Summer | B7 | 400 | 4450 | 0 | 35.87 | 35.41 | 8 | 0
2015 | NonRTO_Midwest_2_MISO_IN | NonRTO_Midwest | MISO_IN | Internal | Summer | B8 | 500 | 4450 | 0 | 34.71 | 33.07 | 8 | 0
2015 | NonRTO_Midwest_2_MISO_IN | NonRTO_Midwest | MISO_IN | Internal | Summer | B9 | 800 | 4450 | 0 | 32.86 | 32.9 | 8 | 0
2015 | NonRTO_Midwest_2_MISO_IN | NonRTO_Midwest | MISO_IN | Internal | Summer | B10 | 1262 | 4450 | 0 | 32.01 | 32.21 | 8 | 0
2015 | NonRTO_Midwest_2_MISO_IN | NonRTO_Midwest | MISO_IN | Internal | Winter | B16 | 25 | 4450 | 0 | 54.28 | 46.28 | 8 | 0
2015 | NonRTO_Midwest_2_MISO_IN | NonRTO_Midwest | MISO_IN | Internal | Winter | B17 | 100 | 4450 | 0 | 49.24 | 41.24 | 8 | 0
2015 | NonRTO_Midwest_2_MISO_IN | NonRTO_Midwest | MISO_IN | Internal | Winter | B18 | 400 | 4450 | 0 | 44.76 | 36.76 | 8 | 0
2015 | NonRTO_Midwest_2_MISO_IN | NonRTO_Midwest | MISO_IN | Internal | Winter | B19 | 700 | 4450 | 0 | 36.19 | 35.46 | 8 | 0
2015 | NonRTO_Midwest_2_MISO_IN | NonRTO_Midwest | MISO_IN | Internal | Winter | B20 | 935 | 4450 | 0 | 32.91 | 32.91 | 8 | 0
2015 | NonRTO_Midwest_2_TVA_Transmission | NonRTO_Midwest | TVA_Transmission | Internal | Shoulder | B11 | 25 | 2400 | 0 | 53.51 | 49.5 | 8 | 0
2015 | NonRTO_Midwest_2_TVA_Transmission | NonRTO_Midwest | TVA_Transmission | Internal | Shoulder | B12 | 200 | 2400 | 0 | 46.22 | 41.98 | 8 | 0
2015 | NonRTO_Midwest_2_TVA_Transmission | NonRTO_Midwest | TVA_Transmission | Internal | Shoulder | B13 | 600 | 2400 | 0 | 44.29 | 40.84 | 8 | 0
2015 | NonRTO_Midwest_2_TVA_Transmission | NonRTO_Midwest | TVA_Transmission | Internal | Shoulder | B14 | 900 | 2400 | 0 | 35.72 | 39.7 | 8 | 0
2015 | NonRTO_Midwest_2_TVA_Transmission | NonRTO_Midwest | TVA_Transmission | Internal | Shoulder | B15 | 1203 | 2400 | 0 | 32.86 | 39 | 8 | 0
2015 | NonRTO_Midwest_2_TVA_Transmission | NonRTO_Midwest | TVA_Transmission | Internal | Summer | B1 | 10 | 2400 | 0 | 63.36 | 67.37 | 8 | 0
2015 | NonRTO_Midwest_2_TVA_Transmission | NonRTO_Midwest | TVA_Transmission | Internal | Summer | B2 | 25 | 2400 | 0 | 63.36 | 65.29 | 8 | 0
2015 | NonRTO_Midwest_2_TVA_Transmission | NonRTO_Midwest | TVA_Transmission | Internal | Summer | B3 | 75 | 2400 | 0 | 63.36 | 62.94 | 8 | 0
2015 | NonRTO_Midwest_2_TVA_Transmission | NonRTO_Midwest | TVA_Transmission | Internal | Summer | B4 | 100 | 2400 | 0 | 62.94 | 62.94 | 8 | 0
2015 | NonRTO_Midwest_2_TVA_Transmission | NonRTO_Midwest | TVA_Transmission | Internal | Summer | B5 | 200 | 2400 | 0 | 53.35 | 52.04 | 8 | 0
2015 | NonRTO_Midwest_2_TVA_Transmission | NonRTO_Midwest | TVA_Transmission | Internal | Summer | B6 | 300 | 2400 | 0 | 47.22 | 44.11 | 8 | 0
2015 | NonRTO_Midwest_2_TVA_Transmission | NonRTO_Midwest | TVA_Transmission | Internal | Summer | B7 | 400 | 2400 | 0 | 35.87 | 40 | 8 | 0
2015 | NonRTO_Midwest_2_TVA_Transmission | NonRTO_Midwest | TVA_Transmission | Internal | Summer | B8 | 500 | 2400 | 0 | 34.71 | 38.53 | 8 | 0
2015 | NonRTO_Midwest_2_TVA_Transmission | NonRTO_Midwest | TVA_Transmission | Internal | Summer | B9 | 800 | 2400 | 0 | 32.86 | 37.93 | 8 | 0
2015 | NonRTO_Midwest_2_TVA_Transmission | NonRTO_Midwest | TVA_Transmission | Internal | Summer | B10 | 1262 | 2400 | 0 | 32.01 | 35.76 | 8 | 0
2015 | NonRTO_Midwest_2_TVA_Transmission | NonRTO_Midwest | TVA_Transmission | Internal | Winter | B16 | 25 | 2400 | 0 | 54.28 | 53.55 | 8 | 0
2015 | NonRTO_Midwest_2_TVA_Transmission | NonRTO_Midwest | TVA_Transmission | Internal | Winter | B17 | 100 | 2400 | 0 | 49.24 | 44.95 | 8 | 0
2015 | NonRTO_Midwest_2_TVA_Transmission | NonRTO_Midwest | TVA_Transmission | Internal | Winter | B18 | 400 | 2400 | 0 | 44.76 | 41.31 | 8 | 0
2015 | NonRTO_Midwest_2_TVA_Transmission | NonRTO_Midwest | TVA_Transmission | Internal | Winter | B19 | 700 | 2400 | 0 | 36.19 | 40.06 | 8 | 0
2015 | NonRTO_Midwest_2_TVA_Transmission | NonRTO_Midwest | TVA_Transmission | Internal | Winter | B20 | 935 | 2400 | 0 | 32.91 | 38.5 | 8 | 0
2015 | NYISO_A-F_2_IESO | NYISO_A-F | IESO | Internal | Shoulder | B11 | 25 | 1600 | 0 | 38.42 | 28.18 | 7 | 0
2015 | NYISO_A-F_2_IESO | NYISO_A-F | IESO | Internal | Shoulder | B12 | 200 | 1600 | 0 | 38.42 | 29.69 | 7 | 0
2015 | NYISO_A-F_2_IESO | NYISO_A-F | IESO | Internal | Shoulder | B13 | 600 | 1600 | 0 | 38.42 | 28.18 | 7 | 0
2015 | NYISO_A-F_2_IESO | NYISO_A-F | IESO | Internal | Shoulder | B14 | 900 | 1600 | 0 | 38.42 | 28.18 | 7 | 0
2015 | NYISO_A-F_2_IESO | NYISO_A-F | IESO | Internal | Shoulder | B15 | 1203 | 1600 | 0 | 38.42 | 28.18 | 7 | 0
2015 | NYISO_A-F_2_IESO | NYISO_A-F | IESO | Internal | Summer | B1 | 10 | 1600 | 0 | 59.37 | 52.37 | 7 | 0
2015 | NYISO_A-F_2_IESO | NYISO_A-F | IESO | Internal | Summer | B2 | 25 | 1600 | 0 | 54.54 | 50.29 | 7 | 0
2015 | NYISO_A-F_2_IESO | NYISO_A-F | IESO | Internal | Summer | B3 | 75 | 1600 | 0 | 51.78 | 44.78 | 7 | 0
2015 | NYISO_A-F_2_IESO | NYISO_A-F | IESO | Internal | Summer | B4 | 100 | 1600 | 0 | 48.95 | 41.95 | 7 | 0
2015 | NYISO_A-F_2_IESO | NYISO_A-F | IESO | Internal | Summer | B5 | 200 | 1600 | 0 | 42.51 | 35.51 | 7 | 0
2015 | NYISO_A-F_2_IESO | NYISO_A-F | IESO | Internal | Summer | B6 | 300 | 1600 | 0 | 39.23 | 32.23 | 7 | 0
2015 | NYISO_A-F_2_IESO | NYISO_A-F | IESO | Internal | Summer | B7 | 400 | 1600 | 0 | 37.74 | 28.41 | 7 | 0
2015 | NYISO_A-F_2_IESO | NYISO_A-F | IESO | Internal | Summer | B8 | 500 | 1600 | 0 | 37.08 | 25.92 | 7 | 0
2015 | NYISO_A-F_2_IESO | NYISO_A-F | IESO | Internal | Summer | B9 | 800 | 1600 | 0 | 37.06 | 25.92 | 7 | 0
2015 | NYISO_A-F_2_IESO | NYISO_A-F | IESO | Internal | Summer | B10 | 1262 | 1600 | 0 | 37.06 | 25.92 | 7 | 0
2015 | NYISO_A-F_2_IESO | NYISO_A-F | IESO | Internal | Winter | B16 | 25 | 1600 | 0 | 43.08 | 36.08 | 7 | 0
2015 | NYISO_A-F_2_IESO | NYISO_A-F | IESO | Internal | Winter | B17 | 100 | 1600 | 0 | 41.99 | 34.24 | 7 | 0
2015 | NYISO_A-F_2_IESO | NYISO_A-F | IESO | Internal | Winter | B18 | 400 | 1600 | 0 | 41.99 | 28.56 | 7 | 0
2015 | NYISO_A-F_2_IESO | NYISO_A-F | IESO | Internal | Winter | B19 | 700 | 1600 | 0 | 41.99 | 28.56 | 7 | 0
2015 | NYISO_A-F_2_IESO | NYISO_A-F | IESO | Internal | Winter | B20 | 935 | 1600 | 0 | 41.99 | 28.56 | 7 | 0
2015 | NYISO_A-F_2_NEISO | NYISO_A-F | NEISO | Internal | Shoulder | B11 | 25 | 600 | 0 | 38.42 | 36.73 | 3 | 0
2015 | NYISO_A-F_2_NEISO | NYISO_A-F | NEISO | Internal | Shoulder | B12 | 200 | 600 | 0 | 38.42 | 36.73 | 3 | 0
2015 | NYISO_A-F_2_NEISO | NYISO_A-F | NEISO | Internal | Shoulder | B13 | 600 | 600 | 0 | 38.42 | 36.73 | 3 | 0
2015 | NYISO_A-F_2_NEISO | NYISO_A-F | NEISO | Internal | Shoulder | B14 | 900 | 600 | 0 | 38.42 | 36.73 | 3 | 0
2015 | NYISO_A-F_2_NEISO | NYISO_A-F | NEISO | Internal | Shoulder | B15 | 1203 | 600 | 0 | 38.42 | 36.73 | 3 | 0
2015 | NYISO_A-F_2_NEISO | NYISO_A-F | NEISO | Internal | Summer | B1 | 10 | 600 | 600 | 59.37 | 76.83 | 3 | 14.47
2015 | NYISO_A-F_2_NEISO | NYISO_A-F | NEISO | Internal | Summer | B2 | 25 | 600 | 0.1 | 54.54 | 57.51 | 3 | 0
2015 | NYISO_A-F_2_NEISO | NYISO_A-F | NEISO | Internal | Summer | B3 | 75 | 600 | 0 | 51.78 | 47.82 | 3 | 0
2015 | NYISO_A-F_2_NEISO | NYISO_A-F | NEISO | Internal | Summer | B4 | 100 | 600 | 0 | 48.95 | 34.08 | 3 | 0
2015 | NYISO_A-F_2_NEISO | NYISO_A-F | NEISO | Internal | Summer | B5 | 200 | 600 | 0 | 42.51 | 34.08 | 3 | 0
2015 | NYISO_A-F_2_NEISO | NYISO_A-F | NEISO | Internal | Summer | B6 | 300 | 600 | 0 | 39.23 | 34.08 | 3 | 0
2015 | NYISO_A-F_2_NEISO | NYISO_A-F | NEISO | Internal | Summer | B7 | 400 | 600 | 0 | 37.74 | 34.08 | 3 | 0
2015 | NYISO_A-F_2_NEISO | NYISO_A-F | NEISO | Internal | Summer | B8 | 500 | 600 | 0 | 37.08 | 34.08 | 3 | 0
2015 | NYISO_A-F_2_NEISO | NYISO_A-F | NEISO | Internal | Summer | B9 | 800 | 600 | 0 | 37.06 | 34.08 | 3 | 0
2015 | NYISO_A-F_2_NEISO | NYISO_A-F | NEISO | Internal | Summer | B10 | 1262 | 600 | 0 | 37.06 | 34.08 | 3 | 0
2015 | NYISO_A-F_2_NEISO | NYISO_A-F | NEISO | Internal | Winter | B16 | 25 | 600 | 0 | 43.08 | 44.99 | 3 | 0
2015 | NYISO_A-F_2_NEISO | NYISO_A-F | NEISO | Internal | Winter | B17 | 100 | 600 | 91.39 | 41.99 | 44.99 | 3 | 0
2015 | NYISO_A-F_2_NEISO | NYISO_A-F | NEISO | Internal | Winter | B18 | 400 | 600 | 61.11 | 41.99 | 44.99 | 3 | 0
2015 | NYISO_A-F_2_NEISO | NYISO_A-F | NEISO | Internal | Winter | B19 | 700 | 600 | 40.64 | 41.99 | 44.99 | 3 | 0
2015 | NYISO_A-F_2_NEISO | NYISO_A-F | NEISO | Internal | Winter | B20 | 935 | 600 | 31.13 | 41.99 | 44.99 | 3 | 0
2015 | NYISO_A-F_2_NYISO_G-I | NYISO_A-F | NYISO_G-I | Internal | Shoulder | B11 | 25 | 4250 | 4250 | 38.42 | 40.85 | 0.01 | 2.42
2015 | NYISO_A-F_2_NYISO_G-I | NYISO_A-F | NYISO_G-I | Internal | Shoulder | B12 | 200 | 4250 | 4250 | 38.42 | 39.73 | 0.01 | 1.3
2015 | NYISO_A-F_2_NYISO_G-I | NYISO_A-F | NYISO_G-I | Internal | Shoulder | B13 | 600 | 4250 | 4250 | 38.42 | 39.72 | 0.01 | 1.28
2015 | NYISO_A-F_2_NYISO_G-I | NYISO_A-F | NYISO_G-I | Internal | Shoulder | B14 | 900 | 4250 | 4250 | 38.42 | 39.38 | 0.01 | 0.95
2015 | NYISO_A-F_2_NYISO_G-I | NYISO_A-F | NYISO_G-I | Internal | Shoulder | B15 | 1203 | 4250 | 4210.64 | 38.42 | 38.43 | 0.01 | 0
2015 | NYISO_A-F_2_NYISO_G-I | NYISO_A-F | NYISO_G-I | Internal | Summer | B1 | 10 | 4250 | 4250 | 59.37 | 79.83 | 0.01 | 20.45
2015 | NYISO_A-F_2_NYISO_G-I | NYISO_A-F | NYISO_G-I | Internal | Summer | B2 | 25 | 4250 | 4250 | 54.54 | 68.55 | 0.01 | 14
2015 | NYISO_A-F_2_NYISO_G-I | NYISO_A-F | NYISO_G-I | Internal | Summer | B3 | 75 | 4250 | 4250 | 51.78 | 54.06 | 0.01 | 2.27
2015 | NYISO_A-F_2_NYISO_G-I | NYISO_A-F | NYISO_G-I | Internal | Summer | B4 | 100 | 4250 | 4250 | 48.95 | 50.14 | 0.01 | 1.17
2015 | NYISO_A-F_2_NYISO_G-I | NYISO_A-F | NYISO_G-I | Internal | Summer | B5 | 200 | 4250 | 4250 | 42.51 | 50.14 | 0.01 | 7.61
2015 | NYISO_A-F_2_NYISO_G-I | NYISO_A-F | NYISO_G-I | Internal | Summer | B6 | 300 | 4250 | 4250 | 39.23 | 47.22 | 0.01 | 7.98
2015 | NYISO_A-F_2_NYISO_G-I | NYISO_A-F | NYISO_G-I | Internal | Summer | B7 | 400 | 4250 | 4030.17 | 37.74 | 37.75 | 0.01 | 0
2015 | NYISO_A-F_2_NYISO_G-I | NYISO_A-F | NYISO_G-I | Internal | Summer | B8 | 500 | 4250 | 3907.27 | 37.08 | 37.09 | 0.01 | 0
2015 | NYISO_A-F_2_NYISO_G-I | NYISO_A-F | NYISO_G-I | Internal | Summer | B9 | 800 | 4250 | 3603.57 | 37.06 | 37.07 | 0.01 | 0
2015 | NYISO_A-F_2_NYISO_G-I | NYISO_A-F | NYISO_G-I | Internal | Summer | B10 | 1262 | 4250 | 1563.11 | 37.06 | 37.07 | 0.01 | 0
2015 | NYISO_A-F_2_NYISO_G-I | NYISO_A-F | NYISO_G-I | Internal | Winter | B16 | 25 | 4250 | 4250 | 43.08 | 51.77 | 0.01 | 8.68
2015 | NYISO_A-F_2_NYISO_G-I | NYISO_A-F | NYISO_G-I | Internal | Winter | B17 | 100 | 4250 | 4250 | 41.99 | 48.67 | 0.01 | 6.67
2015 | NYISO_A-F_2_NYISO_G-I | NYISO_A-F | NYISO_G-I | Internal | Winter | B18 | 400 | 4250 | 4250 | 41.99 | 47.99 | 0.01 | 5.99
2015 | NYISO_A-F_2_NYISO_G-I | NYISO_A-F | NYISO_G-I | Internal | Winter | B19 | 700 | 4250 | 4250 | 41.99 | 47.99 | 0.01 | 5.99
2015 | NYISO_A-F_2_NYISO_G-I | NYISO_A-F | NYISO_G-I | Internal | Winter | B20 | 935 | 4250 | 4250 | 41.99 | 44.8 | 0.01 | 2.79
2015 | NYISO_A-F_2_PJM_ROM | NYISO_A-F | PJM_ROM | Internal | Shoulder | B11 | 25 | 1000 | 0 | 38.42 | 43.48 | 8 | 0
2015 | NYISO_A-F_2_PJM_ROM | NYISO_A-F | PJM_ROM | Internal | Shoulder | B12 | 200 | 1000 | 0 | 38.42 | 40.22 | 8 | 0
2015 | NYISO_A-F_2_PJM_ROM | NYISO_A-F | PJM_ROM | Internal | Shoulder | B13 | 600 | 1000 | 0 | 38.42 | 38.3 | 8 | 0
2015 | NYISO_A-F_2_PJM_ROM | NYISO_A-F | PJM_ROM | Internal | Shoulder | B14 | 900 | 1000 | 0 | 38.42 | 37.24 | 8 | 0
2015 | NYISO_A-F_2_PJM_ROM | NYISO_A-F | PJM_ROM | Internal | Shoulder | B15 | 1203 | 1000 | 0 | 38.42 | 36.13 | 8 | 0
2015 | NYISO_A-F_2_PJM_ROM | NYISO_A-F | PJM_ROM | Internal | Summer | B1 | 10 | 1000 | 561.48 | 59.37 | 67.37 | 8 | 0
2015 | NYISO_A-F_2_PJM_ROM | NYISO_A-F | PJM_ROM | Internal | Summer | B2 | 25 | 1000 | 200.37 | 54.54 | 62.54 | 8 | 0
2015 | NYISO_A-F_2_PJM_ROM | NYISO_A-F | PJM_ROM | Internal | Summer | B3 | 75 | 1000 | 0 | 51.78 | 56.95 | 8 | 0
2015 | NYISO_A-F_2_PJM_ROM | NYISO_A-F | PJM_ROM | Internal | Summer | B4 | 100 | 1000 | 972.8 | 48.95 | 56.95 | 8 | 0
2015 | NYISO_A-F_2_PJM_ROM | NYISO_A-F | PJM_ROM | Internal | Summer | B5 | 200 | 1000 | 0 | 42.51 | 47.08 | 8 | 0
2015 | NYISO_A-F_2_PJM_ROM | NYISO_A-F | PJM_ROM | Internal | Summer | B6 | 300 | 1000 | 0 | 39.23 | 41.22 | 8 | 0
2015 | NYISO_A-F_2_PJM_ROM | NYISO_A-F | PJM_ROM | Internal | Summer | B7 | 400 | 1000 | 0 | 37.74 | 37.43 | 8 | 0
2015 | NYISO_A-F_2_PJM_ROM | NYISO_A-F | PJM_ROM | Internal | Summer | B8 | 500 | 1000 | 0 | 37.08 | 37.17 | 8 | 0
2015 | NYISO_A-F_2_PJM_ROM | NYISO_A-F | PJM_ROM | Internal | Summer | B9 | 800 | 1000 | 0 | 37.06 | 35.21 | 8 | 0
2015 | NYISO_A-F_2_PJM_ROM | NYISO_A-F | PJM_ROM | Internal | Summer | B10 | 1262 | 1000 | 0 | 37.06 | 32.57 | 8 | 0
2015 | NYISO_A-F_2_PJM_ROM | NYISO_A-F | PJM_ROM | Internal | Winter | B16 | 25 | 1000 | 0 | 43.08 | 48.28 | 8 | 0
2015 | NYISO_A-F_2_PJM_ROM | NYISO_A-F | PJM_ROM | Internal | Winter | B17 | 100 | 1000 | 0 | 41.99 | 44.29 | 8 | 0
2015 | NYISO_A-F_2_PJM_ROM | NYISO_A-F | PJM_ROM | Internal | Winter | B18 | 400 | 1000 | 0 | 41.99 | 41.95 | 8 | 0
2015 | NYISO_A-F_2_PJM_ROM | NYISO_A-F | PJM_ROM | Internal | Winter | B19 | 700 | 1000 | 0 | 41.99 | 41.95 | 8 | 0
2015 | NYISO_A-F_2_PJM_ROM | NYISO_A-F | PJM_ROM | Internal | Winter | B20 | 935 | 1000 | 0 | 41.99 | 36.53 | 8 | 0
2015 | NYISO_G-I_2_NEISO | NYISO_G-I | NEISO | Internal | Shoulder | B11 | 25 | 600 | 0 | 40.85 | 36.73 | 3 | 0
2015 | NYISO_G-I_2_NEISO | NYISO_G-I | NEISO | Internal | Shoulder | B12 | 200 | 600 | 0 | 39.73 | 36.73 | 3 | 0
2015 | NYISO_G-I_2_NEISO | NYISO_G-I | NEISO | Internal | Shoulder | B13 | 600 | 600 | 0 | 39.72 | 36.73 | 3 | 0
2015 | NYISO_G-I_2_NEISO | NYISO_G-I | NEISO | Internal | Shoulder | B14 | 900 | 600 | 0 | 39.38 | 36.73 | 3 | 0
2015 | NYISO_G-I_2_NEISO | NYISO_G-I | NEISO | Internal | Shoulder | B15 | 1203 | 600 | 0 | 38.43 | 36.73 | 3 | 0
2015 | NYISO_G-I_2_NEISO | NYISO_G-I | NEISO | Internal | Summer | B1 | 10 | 600 | 0 | 79.83 | 76.83 | 3 | 0
2015 | NYISO_G-I_2_NEISO | NYISO_G-I | NEISO | Internal | Summer | B2 | 25 | 600 | 0 | 68.55 | 57.51 | 3 | 0
2015 | NYISO_G-I_2_NEISO | NYISO_G-I | NEISO | Internal | Summer | B3 | 75 | 600 | 0 | 54.06 | 47.82 | 3 | 0
2015 | NYISO_G-I_2_NEISO | NYISO_G-I | NEISO | Internal | Summer | B4 | 100 | 600 | 0 | 50.14 | 34.08 | 3 | 0
2015 | NYISO_G-I_2_NEISO | NYISO_G-I | NEISO | Internal | Summer | B5 | 200 | 600 | 0 | 50.14 | 34.08 | 3 | 0
2015 | NYISO_G-I_2_NEISO | NYISO_G-I | NEISO | Internal | Summer | B6 | 300 | 600 | 0 | 47.22 | 34.08 | 3 | 0
2015 | NYISO_G-I_2_NEISO | NYISO_G-I | NEISO | Internal | Summer | B7 | 400 | 600 | 0 | 37.75 | 34.08 | 3 | 0
2015 | NYISO_G-I_2_NEISO | NYISO_G-I | NEISO | Internal | Summer | B8 | 500 | 600 | 0 | 37.09 | 34.08 | 3 | 0
2015 | NYISO_G-I_2_NEISO | NYISO_G-I | NEISO | Internal | Summer | B9 | 800 | 600 | 0 | 37.07 | 34.08 | 3 | 0
2015 | NYISO_G-I_2_NEISO | NYISO_G-I | NEISO | Internal | Summer | B10 | 1262 | 600 | 0 | 37.07 | 34.08 | 3 | 0
2015 | NYISO_G-I_2_NEISO | NYISO_G-I | NEISO | Internal | Winter | B16 | 25 | 600 | 0 | 51.77 | 44.99 | 3 | 0
2015 | NYISO_G-I_2_NEISO | NYISO_G-I | NEISO | Internal | Winter | B17 | 100 | 600 | 0 | 48.67 | 44.99 | 3 | 0
2015 | NYISO_G-I_2_NEISO | NYISO_G-I | NEISO | Internal | Winter | B18 | 400 | 600 | 0 | 47.99 | 44.99 | 3 | 0
2015 | NYISO_G-I_2_NEISO | NYISO_G-I | NEISO | Internal | Winter | B19 | 700 | 600 | 0 | 47.99 | 44.99 | 3 | 0
2015 | NYISO_G-I_2_NEISO | NYISO_G-I | NEISO | Internal | Winter | B20 | 935 | 600 | 0 | 44.8 | 44.99 | 3 | 0
2015 | NYISO_G-I_2_NYISO_A-F | NYISO_G-I | NYISO_A-F | Internal | Shoulder | B11 | 25 | 1999 | 0 | 40.85 | 38.42 | 0.01 | 0
2015 | NYISO_G-I_2_NYISO_A-F | NYISO_G-I | NYISO_A-F | Internal | Shoulder | B12 | 200 | 1999 | 0 | 39.73 | 38.42 | 0.01 | 0
2015 | NYISO_G-I_2_NYISO_A-F | NYISO_G-I | NYISO_A-F | Internal | Shoulder | B13 | 600 | 1999 | 0 | 39.72 | 38.42 | 0.01 | 0
2015 | NYISO_G-I_2_NYISO_A-F | NYISO_G-I | NYISO_A-F | Internal | Shoulder | B14 | 900 | 1999 | 0 | 39.38 | 38.42 | 0.01 | 0
2015 | NYISO_G-I_2_NYISO_A-F | NYISO_G-I | NYISO_A-F | Internal | Shoulder | B15 | 1203 | 1999 | 0 | 38.43 | 38.42 | 0.01 | 0
2015 | NYISO_G-I_2_NYISO_A-F | NYISO_G-I | NYISO_A-F | Internal | Summer | B1 | 10 | 1999 | 0 | 79.83 | 59.37 | 0.01 | 0
2015 | NYISO_G-I_2_NYISO_A-F | NYISO_G-I | NYISO_A-F | Internal | Summer | B2 | 25 | 1999 | 0 | 68.55 | 54.54 | 0.01 | 0
2015 | NYISO_G-I_2_NYISO_A-F | NYISO_G-I | NYISO_A-F | Internal | Summer | B3 | 75 | 1999 | 0 | 54.06 | 51.78 | 0.01 | 0
2015 | NYISO_G-I_2_NYISO_A-F | NYISO_G-I | NYISO_A-F | Internal | Summer | B4 | 100 | 1999 | 0 | 50.14 | 48.95 | 0.01 | 0
2015 | NYISO_G-I_2_NYISO_A-F | NYISO_G-I | NYISO_A-F | Internal | Summer | B5 | 200 | 1999 | 0 | 50.14 | 42.51 | 0.01 | 0
2015 | NYISO_G-I_2_NYISO_A-F | NYISO_G-I | NYISO_A-F | Internal | Summer | B6 | 300 | 1999 | 0 | 47.22 | 39.23 | 0.01 | 0
2015 | NYISO_G-I_2_NYISO_A-F | NYISO_G-I | NYISO_A-F | Internal | Summer | B7 | 400 | 1999 | 0.01 | 37.75 | 37.74 | 0.01 | 0
2015 | NYISO_G-I_2_NYISO_A-F | NYISO_G-I | NYISO_A-F | Internal | Summer | B8 | 500 | 1999 | 0 | 37.09 | 37.08 | 0.01 | 0
2015 | NYISO_G-I_2_NYISO_A-F | NYISO_G-I | NYISO_A-F | Internal | Summer | B9 | 800 | 1999 | 0 | 37.07 | 37.06 | 0.01 | 0
2015 | NYISO_G-I_2_NYISO_A-F | NYISO_G-I | NYISO_A-F | Internal | Summer | B10 | 1262 | 1999 | 0 | 37.07 | 37.06 | 0.01 | 0
2015 | NYISO_G-I_2_NYISO_A-F | NYISO_G-I | NYISO_A-F | Internal | Winter | B16 | 25 | 1999 | 0 | 51.77 | 43.08 | 0.01 | 0
2015 | NYISO_G-I_2_NYISO_A-F | NYISO_G-I | NYISO_A-F | Internal | Winter | B17 | 100 | 1999 | 0 | 48.67 | 41.99 | 0.01 | 0
2015 | NYISO_G-I_2_NYISO_A-F | NYISO_G-I | NYISO_A-F | Internal | Winter | B18 | 400 | 1999 | 0 | 47.99 | 41.99 | 0.01 | 0
2015 | NYISO_G-I_2_NYISO_A-F | NYISO_G-I | NYISO_A-F | Internal | Winter | B19 | 700 | 1999 | 0 | 47.99 | 41.99 | 0.01 | 0
2015 | NYISO_G-I_2_NYISO_A-F | NYISO_G-I | NYISO_A-F | Internal | Winter | B20 | 935 | 1999 | 0 | 44.8 | 41.99 | 0.01 | 0
2015 | NYISO_G-I_2_NYISO_J-K | NYISO_G-I | NYISO_J-K | Internal | Shoulder | B11 | 25 | 6130 | 4963.35 | 40.85 | 40.86 | 0.01 | 0
2015 | NYISO_G-I_2_NYISO_J-K | NYISO_G-I | NYISO_J-K | Internal | Shoulder | B12 | 200 | 6130 | 4620.52 | 39.73 | 39.74 | 0.01 | 0
2015 | NYISO_G-I_2_NYISO_J-K | NYISO_G-I | NYISO_J-K | Internal | Shoulder | B13 | 600 | 6130 | 4546.49 | 39.72 | 39.73 | 0.01 | 0
2015 | NYISO_G-I_2_NYISO_J-K | NYISO_G-I | NYISO_J-K | Internal | Shoulder | B14 | 900 | 6130 | 4104.2 | 39.38 | 39.39 | 0.01 | 0
2015 | NYISO_G-I_2_NYISO_J-K | NYISO_G-I | NYISO_J-K | Internal | Shoulder | B15 | 1203 | 6130 | 4222.22 | 38.43 | 38.44 | 0.01 | 0
2015 | NYISO_G-I_2_NYISO_J-K | NYISO_G-I | NYISO_J-K | Internal | Summer | B1 | 10 | 6130 | 4560.99 | 79.83 | 79.85 | 0.01 | 0
2015 | NYISO_G-I_2_NYISO_J-K | NYISO_G-I | NYISO_J-K | Internal | Summer | B2 | 25 | 6130 | 4482.04 | 68.55 | 68.56 | 0.01 | 0
2015 | NYISO_G-I_2_NYISO_J-K | NYISO_G-I | NYISO_J-K | Internal | Summer | B3 | 75 | 6130 | 4761.89 | 54.06 | 54.07 | 0.01 | 0
2015 | NYISO_G-I_2_NYISO_J-K | NYISO_G-I | NYISO_J-K | Internal | Summer | B4 | 100 | 6130 | 5021.64 | 50.14 | 50.15 | 0.01 | 0
2015 | NYISO_G-I_2_NYISO_J-K | NYISO_G-I | NYISO_J-K | Internal | Summer | B5 | 200 | 6130 | 5152.7 | 50.14 | 50.15 | 0.01 | 0
2015 | NYISO_G-I_2_NYISO_J-K | NYISO_G-I | NYISO_J-K | Internal | Summer | B6 | 300 | 6130 | 5341.06 | 47.22 | 47.23 | 0.01 | 0
2015 | NYISO_G-I_2_NYISO_J-K | NYISO_G-I | NYISO_J-K | Internal | Summer | B7 | 400 | 6130 | 5291.84 | 37.75 | 37.77 | 0.01 | 0
2015 | NYISO_G-I_2_NYISO_J-K | NYISO_G-I | NYISO_J-K | Internal | Summer | B8 | 500 | 6130 | 5318.85 | 37.09 | 37.1 | 0.01 | 0
2015 | NYISO_G-I_2_NYISO_J-K | NYISO_G-I | NYISO_J-K | Internal | Summer | B9 | 800 | 6130 | 4613.38 | 37.07 | 37.08 | 0.01 | 0
2015 | NYISO_G-I_2_NYISO_J-K | NYISO_G-I | NYISO_J-K | Internal | Summer | B10 | 1262 | 6130 | 3000.48 | 37.07 | 37.08 | 0.01 | 0
2015 | NYISO_G-I_2_NYISO_J-K | NYISO_G-I | NYISO_J-K | Internal | Winter | B16 | 25 | 6130 | 5489.9 | 51.77 | 51.78 | 0.01 | 0
2015 | NYISO_G-I_2_NYISO_J-K | NYISO_G-I | NYISO_J-K | Internal | Winter | B17 | 100 | 6130 | 5599.85 | 48.67 | 48.68 | 0.01 | 0
2015 | NYISO_G-I_2_NYISO_J-K | NYISO_G-I | NYISO_J-K | Internal | Winter | B18 | 400 | 6130 | 6130 | 47.99 | 48.68 | 0.01 | 0.68
2015 | NYISO_G-I_2_NYISO_J-K | NYISO_G-I | NYISO_J-K | Internal | Winter | B19 | 700 | 6130 | 6130 | 47.99 | 48.68 | 0.01 | 0.68
2015 | NYISO_G-I_2_NYISO_J-K | NYISO_G-I | NYISO_J-K | Internal | Winter | B20 | 935 | 6130 | 5057.3 | 44.8 | 44.81 | 0.01 | 0
2015 | NYISO_G-I_2_PJM_E | NYISO_G-I | PJM_E | Internal | Shoulder | B11 | 25 | 1500 | 0 | 40.85 | 43.47 | 8 | 0
2015 | NYISO_G-I_2_PJM_E | NYISO_G-I | PJM_E | Internal | Shoulder | B12 | 200 | 1500 | 0 | 39.73 | 40.23 | 8 | 0
2015 | NYISO_G-I_2_PJM_E | NYISO_G-I | PJM_E | Internal | Shoulder | B13 | 600 | 1500 | 0 | 39.72 | 38.31 | 8 | 0
2015 | NYISO_G-I_2_PJM_E | NYISO_G-I | PJM_E | Internal | Shoulder | B14 | 900 | 1500 | 0 | 39.38 | 37.25 | 8 | 0
2015 | NYISO_G-I_2_PJM_E | NYISO_G-I | PJM_E | Internal | Shoulder | B15 | 1203 | 1500 | 0 | 38.43 | 36.15 | 8 | 0
2015 | NYISO_G-I_2_PJM_E | NYISO_G-I | PJM_E | Internal | Summer | B1 | 10 | 1500 | 0 | 79.83 | 67.38 | 8 | 0
2015 | NYISO_G-I_2_PJM_E | NYISO_G-I | PJM_E | Internal | Summer | B2 | 25 | 1500 | 0 | 68.55 | 62.55 | 8 | 0
2015 | NYISO_G-I_2_PJM_E | NYISO_G-I | PJM_E | Internal | Summer | B3 | 75 | 1500 | 0 | 54.06 | 56.96 | 8 | 0
2015 | NYISO_G-I_2_PJM_E | NYISO_G-I | PJM_E | Internal | Summer | B4 | 100 | 1500 | 0 | 50.14 | 56.96 | 8 | 0
2015 | NYISO_G-I_2_PJM_E | NYISO_G-I | PJM_E | Internal | Summer | B5 | 200 | 1500 | 0 | 50.14 | 47.1 | 8 | 0
2015 | NYISO_G-I_2_PJM_E | NYISO_G-I | PJM_E | Internal | Summer | B6 | 300 | 1500 | 0 | 47.22 | 41.23 | 8 | 0
2015 | NYISO_G-I_2_PJM_E | NYISO_G-I | PJM_E | Internal | Summer | B7 | 400 | 1500 | 0 | 37.75 | 37.44 | 8 | 0
2015 | NYISO_G-I_2_PJM_E | NYISO_G-I | PJM_E | Internal | Summer | B8 | 500 | 1500 | 0 | 37.09 | 37.18 | 8 | 0
2015 | NYISO_G-I_2_PJM_E | NYISO_G-I | PJM_E | Internal | Summer | B9 | 800 | 1500 | 0 | 37.07 | 35.22 | 8 | 0
2015 | NYISO_G-I_2_PJM_E | NYISO_G-I | PJM_E | Internal | Summer | B10 | 1262 | 1500 | 0 | 37.07 | 32.59 | 8 | 0
2015 | NYISO_G-I_2_PJM_E | NYISO_G-I | PJM_E | Internal | Winter | B16 | 25 | 1500 | 0 | 51.77 | 48.3 | 8 | 0
2015 | NYISO_G-I_2_PJM_E | NYISO_G-I | PJM_E | Internal | Winter | B17 | 100 | 1500 | 0 | 48.67 | 44.3 | 8 | 0
2015 | NYISO_G-I_2_PJM_E | NYISO_G-I | PJM_E | Internal | Winter | B18 | 400 | 1500 | 0 | 47.99 | 41.96 | 8 | 0
2015 | NYISO_G-I_2_PJM_E | NYISO_G-I | PJM_E | Internal | Winter | B19 | 700 | 1500 | 0 | 47.99 | 41.96 | 8 | 0
2015 | NYISO_G-I_2_PJM_E | NYISO_G-I | PJM_E | Internal | Winter | B20 | 935 | 1500 | 0 | 44.8 | 36.54 | 8 | 0
2015 | NYISO_J-K_2_NEISO | NYISO_J-K | NEISO | Internal | Shoulder | B11 | 25 | 0.01 | 0 | 40.86 | 36.73 | 3 | 0.34
2015 | NYISO_J-K_2_NEISO | NYISO_J-K | NEISO | Internal | Shoulder | B12 | 200 | 0.01 | 0 | 39.74 | 36.73 | 3 | 0.05
2015 | NYISO_J-K_2_NEISO | NYISO_J-K | NEISO | Internal | Shoulder | B13 | 600 | 0.01 | 0 | 39.73 | 36.73 | 3 | 0.02
2015 | NYISO_J-K_2_NEISO | NYISO_J-K | NEISO | Internal | Shoulder | B14 | 900 | 0.01 | 0 | 39.39 | 36.73 | 3 | 0.01
2015 | NYISO_J-K_2_NEISO | NYISO_J-K | NEISO | Internal | Shoulder | B15 | 1203 | 0.01 | 0 | 38.44 | 36.73 | 3 | 0.01
2015 | NYISO_J-K_2_NEISO | NYISO_J-K | NEISO | Internal | Summer | B1 | 10 | 0.01 | 0 | 79.85 | 76.83 | 3 | 0.94
2015 | NYISO_J-K_2_NEISO | NYISO_J-K | NEISO | Internal | Summer | B2 | 25 | 0.01 | 0 | 68.56 | 57.51 | 3 | 0.34
2015 | NYISO_J-K_2_NEISO | NYISO_J-K | NEISO | Internal | Summer | B3 | 75 | 0.01 | 0 | 54.07 | 47.82 | 3 | 0.13
2015 | NYISO_J-K_2_NEISO | NYISO_J-K | NEISO | Internal | Summer | B4 | 100 | 0.01 | 0 | 50.15 | 34.08 | 3 | 0.09
2015 | NYISO_J-K_2_NEISO | NYISO_J-K | NEISO | Internal | Summer | B5 | 200 | 0.01 | 0 | 50.15 | 34.08 | 3 | 0.05
2015 | NYISO_J-K_2_NEISO | NYISO_J-K | NEISO | Internal | Summer | B6 | 300 | 0.01 | 0 | 47.23 | 34.08 | 3 | 0.03
2015 | NYISO_J-K_2_NEISO | NYISO_J-K | NEISO | Internal | Summer | B7 | 400 | 0.01 | 0 | 37.77 | 34.08 | 3 | 0.03
2015 | NYISO_J-K_2_NEISO | NYISO_J-K | NEISO | Internal | Summer | B8 | 500 | 0.01 | 0 | 37.1 | 34.08 | 3 | 0.02
2015 | NYISO_J-K_2_NEISO | NYISO_J-K | NEISO | Internal | Summer | B9 | 800 | 0.01 | 0 | 37.08 | 34.08 | 3 | 0.01
2015 | NYISO_J-K_2_NEISO | NYISO_J-K | NEISO | Internal | Summer | B10 | 1262 | 0.01 | 0 | 37.08 | 34.08 | 3 | 0.01
2015 | NYISO_J-K_2_NEISO | NYISO_J-K | NEISO | Internal | Winter | B16 | 25 | 0.01 | 0 | 51.78 | 44.99 | 3 | 0.35
2015 | NYISO_J-K_2_NEISO | NYISO_J-K | NEISO | Internal | Winter | B17 | 100 | 0.01 | 0 | 48.68 | 44.99 | 3 | 0.1
2015 | NYISO_J-K_2_NEISO | NYISO_J-K | NEISO | Internal | Winter | B18 | 400 | 0.01 | 0 | 48.68 | 44.99 | 3 | 0.03
2015 | NYISO_J-K_2_NEISO | NYISO_J-K | NEISO | Internal | Winter | B19 | 700 | 0.01 | 0 | 48.68 | 44.99 | 3 | 0.02
2015 | NYISO_J-K_2_NEISO | NYISO_J-K | NEISO | Internal | Winter | B20 | 935 | 0.01 | 0 | 44.81 | 44.99 | 3 | 0.01
2015 | NYISO_J-K_2_NYISO_G-I | NYISO_J-K | NYISO_G-I | Internal | Shoulder | B11 | 25 | 1999 | 0.17 | 40.86 | 40.85 | 0.01 | 0
2015 | NYISO_J-K_2_NYISO_G-I | NYISO_J-K | NYISO_G-I | Internal | Shoulder | B12 | 200 | 1999 | 0.02 | 39.74 | 39.73 | 0.01 | 0
2015 | NYISO_J-K_2_NYISO_G-I | NYISO_J-K | NYISO_G-I | Internal | Shoulder | B13 | 600 | 1999 | 0 | 39.73 | 39.72 | 0.01 | 0
2015 | NYISO_J-K_2_NYISO_G-I | NYISO_J-K | NYISO_G-I | Internal | Shoulder | B14 | 900 | 1999 | 0 | 39.39 | 39.38 | 0.01 | 0
2015 | NYISO_J-K_2_NYISO_G-I | NYISO_J-K | NYISO_G-I | Internal | Shoulder | B15 | 1203 | 1999 | 0 | 38.44 | 38.43 | 0.01 | 0
2015 | NYISO_J-K_2_NYISO_G-I | NYISO_J-K | NYISO_G-I | Internal | Summer | B1 | 10 | 1999 | 0.42 | 79.85 | 79.83 | 0.01 | 0
2015 | NYISO_J-K_2_NYISO_G-I | NYISO_J-K | NYISO_G-I | Internal | Summer | B2 | 25 | 1999 | 0.17 | 68.56 | 68.55 | 0.01 | 0
2015 | NYISO_J-K_2_NYISO_G-I | NYISO_J-K | NYISO_G-I | Internal | Summer | B3 | 75 | 1999 | 0.06 | 54.07 | 54.06 | 0.01 | 0
2015 | NYISO_J-K_2_NYISO_G-I | NYISO_J-K | NYISO_G-I | Internal | Summer | B4 | 100 | 1999 | 0.04 | 50.15 | 50.14 | 0.01 | 0
2015 | NYISO_J-K_2_NYISO_G-I | NYISO_J-K | NYISO_G-I | Internal | Summer | B5 | 200 | 1999 | 0.02 | 50.15 | 50.14 | 0.01 | 0
2015 | NYISO_J-K_2_NYISO_G-I | NYISO_J-K | NYISO_G-I | Internal | Summer | B6 | 300 | 1999 | 0.01 | 47.23 | 47.22 | 0.01 | 0
2015 | NYISO_J-K_2_NYISO_G-I | NYISO_J-K | NYISO_G-I | Internal | Summer | B7 | 400 | 1999 | 0.01 | 37.77 | 37.75 | 0.01 | 0
2015 | NYISO_J-K_2_NYISO_G-I | NYISO_J-K | NYISO_G-I | Internal | Summer | B8 | 500 | 1999 | 0 | 37.1 | 37.09 | 0.01 | 0
2015 | NYISO_J-K_2_NYISO_G-I | NYISO_J-K | NYISO_G-I | Internal | Summer | B9 | 800 | 1999 | 0 | 37.08 | 37.07 | 0.01 | 0
2015 | NYISO_J-K_2_NYISO_G-I | NYISO_J-K | NYISO_G-I | Internal | Summer | B10 | 1262 | 1999 | 0 | 37.08 | 37.07 | 0.01 | 0
2015 | NYISO_J-K_2_NYISO_G-I | NYISO_J-K | NYISO_G-I | Internal | Winter | B16 | 25 | 1999 | 0.17 | 51.78 | 51.77 | 0.01 | 0
2015 | NYISO_J-K_2_NYISO_G-I | NYISO_J-K | NYISO_G-I | Internal | Winter | B17 | 100 | 1999 | 0.04 | 48.68 | 48.67 | 0.01 | 0
2015 | NYISO_J-K_2_NYISO_G-I | NYISO_J-K | NYISO_G-I | Internal | Winter | B18 | 400 | 1999 | 0 | 48.68 | 47.99 | 0.01 | 0
2015 | NYISO_J-K_2_NYISO_G-I | NYISO_J-K | NYISO_G-I | Internal | Winter | B19 | 700 | 1999 | 0 | 48.68 | 47.99 | 0.01 | 0
2015 | NYISO_J-K_2_NYISO_G-I | NYISO_J-K | NYISO_G-I | Internal | Winter | B20 | 935 | 1999 | 0 | 44.81 | 44.8 | 0.01 | 0
2015 | NYISO_J-K_2_PJM_E | NYISO_J-K | PJM_E | Internal | Shoulder | B11 | 25 | 0.01 | 0 | 40.86 | 43.47 | 8 | 0.34
2015 | NYISO_J-K_2_PJM_E | NYISO_J-K | PJM_E | Internal | Shoulder | B12 | 200 | 0.01 | 0 | 39.74 | 40.23 | 8 | 0.05
2015 | NYISO_J-K_2_PJM_E | NYISO_J-K | PJM_E | Internal | Shoulder | B13 | 600 | 0.01 | 0 | 39.73 | 38.31 | 8 | 0.02
2015 | NYISO_J-K_2_PJM_E | NYISO_J-K | PJM_E | Internal | Shoulder | B14 | 900 | 0.01 | 0 | 39.39 | 37.25 | 8 | 0.01
2015 | NYISO_J-K_2_PJM_E | NYISO_J-K | PJM_E | Internal | Shoulder | B15 | 1203 | 0.01 | 0 | 38.44 | 36.15 | 8 | 0.01
2015 | NYISO_J-K_2_PJM_E | NYISO_J-K | PJM_E | Internal | Summer | B1 | 10 | 0.01 | 0 | 79.85 | 67.38 | 8 | 0.86
2015 | NYISO_J-K_2_PJM_E | NYISO_J-K | PJM_E | Internal | Summer | B2 | 25 | 0.01 | 0 | 68.56 | 62.55 | 8 | 0.35
2015 | NYISO_J-K_2_PJM_E | NYISO_J-K | PJM_E | Internal | Summer | B3 | 75 | 0.01 | 0 | 54.07 | 56.96 | 8 | 0.13
2015 | NYISO_J-K_2_PJM_E | NYISO_J-K | PJM_E | Internal | Summer | B4 | 100 | 0.01 | 0 | 50.15 | 56.96 | 8 | 0.1
2015 | NYISO_J-K_2_PJM_E | NYISO_J-K | PJM_E | Internal | Summer | B5 | 200 | 0.01 | 0 | 50.15 | 47.1 | 8 | 0.05
2015 | NYISO_J-K_2_PJM_E | NYISO_J-K | PJM_E | Internal | Summer | B6 | 300 | 0.01 | 0 | 47.23 | 41.23 | 8 | 0.03
2015 | NYISO_J-K_2_PJM_E | NYISO_J-K | PJM_E | Internal | Summer | B7 | 400 | 0.01 | 0 | 37.77 | 37.44 | 8 | 0.03
2015 | NYISO_J-K_2_PJM_E | NYISO_J-K | PJM_E | Internal | Summer | B8 | 500 | 0.01 | 0 | 37.1 | 37.18 | 8 | 0.02
2015 | NYISO_J-K_2_PJM_E | NYISO_J-K | PJM_E | Internal | Summer | B9 | 800 | 0.01 | 0 | 37.08 | 35.22 | 8 | 0.01
2015 | NYISO_J-K_2_PJM_E | NYISO_J-K | PJM_E | Internal | Summer | B10 | 1262 | 0.01 | 0 | 37.08 | 32.59 | 8 | 0.01
2015 | NYISO_J-K_2_PJM_E | NYISO_J-K | PJM_E | Internal | Winter | B16 | 25 | 0.01 | 0 | 51.78 | 48.3 | 8 | 0.35
2015 | NYISO_J-K_2_PJM_E | NYISO_J-K | PJM_E | Internal | Winter | B17 | 100 | 0.01 | 0 | 48.68 | 44.3 | 8 | 0.1
2015 | NYISO_J-K_2_PJM_E | NYISO_J-K | PJM_E | Internal | Winter | B18 | 400 | 0.01 | 0 | 48.68 | 41.96 | 8 | 0.03
2015 | NYISO_J-K_2_PJM_E | NYISO_J-K | PJM_E | Internal | Winter | B19 | 700 | 0.01 | 0 | 48.68 | 41.96 | 8 | 0.01
2015 | NYISO_J-K_2_PJM_E | NYISO_J-K | PJM_E | Internal | Winter | B20 | 935 | 0.01 | 0 | 44.81 | 36.54 | 8 | 0.01
2015 | PJM_E_2_NYISO_G-I | PJM_E | NYISO_G-I | Internal | Shoulder | B11 | 25 | 500 | 0 | 43.47 | 40.85 | 6 | 0
2015 | PJM_E_2_NYISO_G-I | PJM_E | NYISO_G-I | Internal | Shoulder | B12 | 200 | 500 | 0 | 40.23 | 39.73 | 6 | 0
2015 | PJM_E_2_NYISO_G-I | PJM_E | NYISO_G-I | Internal | Shoulder | B13 | 600 | 500 | 0 | 38.31 | 39.72 | 6 | 0
2015 | PJM_E_2_NYISO_G-I | PJM_E | NYISO_G-I | Internal | Shoulder | B14 | 900 | 500 | 0 | 37.25 | 39.38 | 6 | 0
2015 | PJM_E_2_NYISO_G-I | PJM_E | NYISO_G-I | Internal | Shoulder | B15 | 1203 | 500 | 0 | 36.15 | 38.43 | 6 | 0
2015 | PJM_E_2_NYISO_G-I | PJM_E | NYISO_G-I | Internal | Summer | B1 | 10 | 500 | 500 | 67.38 | 79.83 | 6 | 6.45
2015 | PJM_E_2_NYISO_G-I | PJM_E | NYISO_G-I | Internal | Summer | B2 | 25 | 500 | 109.54 | 62.55 | 68.55 | 6 | 0
2015 | PJM_E_2_NYISO_G-I | PJM_E | NYISO_G-I | Internal | Summer | B3 | 75 | 500 | 0 | 56.96 | 54.06 | 6 | 0
2015 | PJM_E_2_NYISO_G-I | PJM_E | NYISO_G-I | Internal | Summer | B4 | 100 | 500 | 0 | 56.96 | 50.14 | 6 | 0
2015 | PJM_E_2_NYISO_G-I | PJM_E | NYISO_G-I | Internal | Summer | B5 | 200 | 500 | 0 | 47.1 | 50.14 | 6 | 0
2015 | PJM_E_2_NYISO_G-I | PJM_E | NYISO_G-I | Internal | Summer | B6 | 300 | 500 | 0.03 | 41.23 | 47.22 | 6 | 0
2015 | PJM_E_2_NYISO_G-I | PJM_E | NYISO_G-I | Internal | Summer | B7 | 400 | 500 | 0 | 37.44 | 37.75 | 6 | 0
2015 | PJM_E_2_NYISO_G-I | PJM_E | NYISO_G-I | Internal | Summer | B8 | 500 | 500 | 0 | 37.18 | 37.09 | 6 | 0
2015 | PJM_E_2_NYISO_G-I | PJM_E | NYISO_G-I | Internal | Summer | B9 | 800 | 500 | 0 | 35.22 | 37.07 | 6 | 0
2015 | PJM_E_2_NYISO_G-I | PJM_E | NYISO_G-I | Internal | Summer | B10 | 1262 | 500 | 0 | 32.59 | 37.07 | 6 | 0
2015 | PJM_E_2_NYISO_G-I | PJM_E | NYISO_G-I | Internal | Winter | B16 | 25 | 500 | 0 | 48.3 | 51.77 | 6 | 0
2015 | PJM_E_2_NYISO_G-I | PJM_E | NYISO_G-I | Internal | Winter | B17 | 100 | 500 | 0 | 44.3 | 48.67 | 6 | 0
2015 | PJM_E_2_NYISO_G-I | PJM_E | NYISO_G-I | Internal | Winter | B18 | 400 | 500 | 499.99 | 41.96 | 47.99 | 6 | 0.04
2015 | PJM_E_2_NYISO_G-I | PJM_E | NYISO_G-I | Internal | Winter | B19 | 700 | 500 | 500 | 41.96 | 47.99 | 6 | 0.04
2015 | PJM_E_2_NYISO_G-I | PJM_E | NYISO_G-I | Internal | Winter | B20 | 935 | 500 | 500 | 36.54 | 44.8 | 6 | 2.25
2015 | PJM_E_2_NYISO_J-K | PJM_E | NYISO_J-K | Internal | Shoulder | B11 | 25 | 330 | 0 | 43.47 | 40.86 | 6 | 0
2015 | PJM_E_2_NYISO_J-K | PJM_E | NYISO_J-K | Internal | Shoulder | B12 | 200 | 330 | 0 | 40.23 | 39.74 | 6 | 0
2015 | PJM_E_2_NYISO_J-K | PJM_E | NYISO_J-K | Internal | Shoulder | B13 | 600 | 330 | 0 | 38.31 | 39.73 | 6 | 0
2015 | PJM_E_2_NYISO_J-K | PJM_E | NYISO_J-K | Internal | Shoulder | B14 | 900 | 330 | 0 | 37.25 | 39.39 | 6 | 0
2015 | PJM_E_2_NYISO_J-K | PJM_E | NYISO_J-K | Internal | Shoulder | B15 | 1203 | 330 | 0 | 36.15 | 38.44 | 6 | 0
2015 | PJM_E_2_NYISO_J-K | PJM_E | NYISO_J-K | Internal | Summer | B1 | 10 | 330 | 330 | 67.38 | 79.85 | 6 | 6.47
2015 | PJM_E_2_NYISO_J-K | PJM_E | NYISO_J-K | Internal | Summer | B2 | 25 | 330 | 329.66 | 62.55 | 68.56 | 6 | 0.01
2015 | PJM_E_2_NYISO_J-K | PJM_E | NYISO_J-K | Internal | Summer | B3 | 75 | 330 | 0 | 56.96 | 54.07 | 6 | 0
2015 | PJM_E_2_NYISO_J-K | PJM_E | NYISO_J-K | Internal | Summer | B4 | 100 | 330 | 0 | 56.96 | 50.15 | 6 | 0
2015 | PJM_E_2_NYISO_J-K | PJM_E | NYISO_J-K | Internal | Summer | B5 | 200 | 330 | 0 | 47.1 | 50.15 | 6 | 0
2015 | PJM_E_2_NYISO_J-K | PJM_E | NYISO_J-K | Internal | Summer | B6 | 300 | 330 | 197.85 | 41.23 | 47.23 | 6 | 0
2015 | PJM_E_2_NYISO_J-K | PJM_E | NYISO_J-K | Internal | Summer | B7 | 400 | 330 | 0 | 37.44 | 37.77 | 6 | 0
2015 | PJM_E_2_NYISO_J-K | PJM_E | NYISO_J-K | Internal | Summer | B8 | 500 | 330 | 0 | 37.18 | 37.1 | 6 | 0
2015 | PJM_E_2_NYISO_J-K | PJM_E | NYISO_J-K | Internal | Summer | B9 | 800 | 330 | 0 | 35.22 | 37.08 | 6 | 0
2015 | PJM_E_2_NYISO_J-K | PJM_E | NYISO_J-K | Internal | Summer | B10 | 1262 | 330 | 0 | 32.59 | 37.08 | 6 | 0
2015 | PJM_E_2_NYISO_J-K | PJM_E | NYISO_J-K | Internal | Winter | B16 | 25 | 330 | 0 | 48.3 | 51.78 | 6 | 0
2015 | PJM_E_2_NYISO_J-K | PJM_E | NYISO_J-K | Internal | Winter | B17 | 100 | 330 | 0 | 44.3 | 48.68 | 6 | 0
2015 | PJM_E_2_NYISO_J-K | PJM_E | NYISO_J-K | Internal | Winter | B18 | 400 | 330 | 330 | 41.96 | 48.68 | 6 | 0.73
2015 | PJM_E_2_NYISO_J-K | PJM_E | NYISO_J-K | Internal | Winter | B19 | 700 | 330 | 330 | 41.96 | 48.68 | 6 | 0.73
2015 | PJM_E_2_NYISO_J-K | PJM_E | NYISO_J-K | Internal | Winter | B20 | 935 | 330 | 330 | 36.54 | 44.81 | 6 | 2.27
2015 | PJM_E_2_PJM_ROM | PJM_E | PJM_ROM | Internal | Shoulder | B11 | 25 | 8000 | 708.37 | 43.47 | 43.48 | 0.01 | 0
2015 | PJM_E_2_PJM_ROM | PJM_E | PJM_ROM | Internal | Shoulder | B12 | 200 | 8000 | 0.02 | 40.23 | 40.22 | 0.01 | 0
2015 | PJM_E_2_PJM_ROM | PJM_E | PJM_ROM | Internal | Shoulder | B13 | 600 | 8000 | 0 | 38.31 | 38.3 | 0.01 | 0
2015 | PJM_E_2_PJM_ROM | PJM_E | PJM_ROM | Internal | Shoulder | B14 | 900 | 8000 | 0 | 37.25 | 37.24 | 0.01 | 0
2015 | PJM_E_2_PJM_ROM | PJM_E | PJM_ROM | Internal | Shoulder | B15 | 1203 | 8000 | 0 | 36.15 | 36.13 | 0.01 | 0
2015 | PJM_E_2_PJM_ROM | PJM_E | PJM_ROM | Internal | Summer | B1 | 10 | 8000 | 0.43 | 67.38 | 67.37 | 0.01 | 0
2015 | PJM_E_2_PJM_ROM | PJM_E | PJM_ROM | Internal | Summer | B2 | 25 | 8000 | 0.18 | 62.55 | 62.54 | 0.01 | 0
2015 | PJM_E_2_PJM_ROM | PJM_E | PJM_ROM | Internal | Summer | B3 | 75 | 8000 | 0.06 | 56.96 | 56.95 | 0.01 | 0
2015 | PJM_E_2_PJM_ROM | PJM_E | PJM_ROM | Internal | Summer | B4 | 100 | 8000 | 0.05 | 56.96 | 56.95 | 0.01 | 0
2015 | PJM_E_2_PJM_ROM | PJM_E | PJM_ROM | Internal | Summer | B5 | 200 | 8000 | 0.02 | 47.1 | 47.08 | 0.01 | 0
2015 | PJM_E_2_PJM_ROM | PJM_E | PJM_ROM | Internal | Summer | B6 | 300 | 8000 | 0.02 | 41.23 | 41.22 | 0.01 | 0
2015 | PJM_E_2_PJM_ROM | PJM_E | PJM_ROM | Internal | Summer | B7 | 400 | 8000 | 0.01 | 37.44 | 37.43 | 0.01 | 0
2015 | PJM_E_2_PJM_ROM | PJM_E | PJM_ROM | Internal | Summer | B8 | 500 | 8000 | 0 | 37.18 | 37.17 | 0.01 | 0
2015 | PJM_E_2_PJM_ROM | PJM_E | PJM_ROM | Internal | Summer | B9 | 800 | 8000 | 0 | 35.22 | 35.21 | 0.01 | 0
2015 | PJM_E_2_PJM_ROM | PJM_E | PJM_ROM | Internal | Summer | B10 | 1262 | 8000 | 0 | 32.59 | 32.57 | 0.01 | 0
2015 | PJM_E_2_PJM_ROM | PJM_E | PJM_ROM | Internal | Winter | B16 | 25 | 8000 | 0.18 | 48.3 | 48.28 | 0.01 | 0
2015 | PJM_E_2_PJM_ROM | PJM_E | PJM_ROM | Internal | Winter | B17 | 100 | 8000 | 0.05 | 44.3 | 44.29 | 0.01 | 0
2015 | PJM_E_2_PJM_ROM | PJM_E | PJM_ROM | Internal | Winter | B18 | 400 | 8000 | 0.01 | 41.96 | 41.95 | 0.01 | 0
2015 | PJM_E_2_PJM_ROM | PJM_E | PJM_ROM | Internal | Winter | B19 | 700 | 8000 | 0 | 41.96 | 41.95 | 0.01 | 0
2015 | PJM_E_2_PJM_ROM | PJM_E | PJM_ROM | Internal | Winter | B20 | 935 | 8000 | 0 | 36.54 | 36.53 | 0.01 | 0
2015 | PJM_ROR_2_MISO_IN | PJM_ROR | MISO_IN | Internal | Shoulder | B11 | 25 | 909 | 908.56 | 43.5 | 45.51 | 2 | 0.01
2015 | PJM_ROR_2_MISO_IN | PJM_ROR | MISO_IN | Internal | Shoulder | B12 | 200 | 909 | 0 | 40.2 | 38.22 | 2 | 0
2015 | PJM_ROR_2_MISO_IN | PJM_ROR | MISO_IN | Internal | Shoulder | B13 | 600 | 909 | 0 | 38.29 | 36.29 | 2 | 0
2015 | PJM_ROR_2_MISO_IN | PJM_ROR | MISO_IN | Internal | Shoulder | B14 | 900 | 909 | 0 | 36.06 | 35.17 | 2 | 0
2015 | PJM_ROR_2_MISO_IN | PJM_ROR | MISO_IN | Internal | Shoulder | B15 | 1203 | 909 | 0 | 34.31 | 33.45 | 2 | 0
2015 | PJM_ROR_2_MISO_IN | PJM_ROR | MISO_IN | Internal | Summer | B1 | 10 | 909 | 0 | 61.37 | 59.38 | 2 | 0
2015 | PJM_ROR_2_MISO_IN | PJM_ROR | MISO_IN | Internal | Summer | B2 | 25 | 909 | 0 | 59.29 | 57.3 | 2 | 0
2015 | PJM_ROR_2_MISO_IN | PJM_ROR | MISO_IN | Internal | Summer | B3 | 75 | 909 | 0 | 56.94 | 56.39 | 2 | 0
2015 | PJM_ROR_2_MISO_IN | PJM_ROR | MISO_IN | Internal | Summer | B4 | 100 | 909 | 0 | 56.94 | 54.94 | 2 | 0
2015 | PJM_ROR_2_MISO_IN | PJM_ROR | MISO_IN | Internal | Summer | B5 | 200 | 909 | 0 | 47.07 | 45.35 | 2 | 0
2015 | PJM_ROR_2_MISO_IN | PJM_ROR | MISO_IN | Internal | Summer | B6 | 300 | 909 | 0 | 41.21 | 39.22 | 2 | 0
2015 | PJM_ROR_2_MISO_IN | PJM_ROR | MISO_IN | Internal | Summer | B7 | 400 | 909 | 0 | 37.42 | 35.41 | 2 | 0
2015 | PJM_ROR_2_MISO_IN | PJM_ROR | MISO_IN | Internal | Summer | B8 | 500 | 909 | 0 | 35.06 | 33.07 | 2 | 0
2015 | PJM_ROR_2_MISO_IN | PJM_ROR | MISO_IN | Internal | Summer | B9 | 800 | 909 | 0 | 33.09 | 32.9 | 2 | 0
2015 | PJM_ROR_2_MISO_IN | PJM_ROR | MISO_IN | Internal | Summer | B10 | 1262 | 909 | 0 | 31.64 | 32.21 | 2 | 0
2015 | PJM_ROR_2_MISO_IN | PJM_ROR | MISO_IN | Internal | Winter | B16 | 25 | 909 | 0 | 48.27 | 46.28 | 2 | 0
2015 | PJM_ROR_2_MISO_IN | PJM_ROR | MISO_IN | Internal | Winter | B17 | 100 | 909 | 0 | 43.24 | 41.24 | 2 | 0
2015 | PJM_ROR_2_MISO_IN | PJM_ROR | MISO_IN | Internal | Winter | B18 | 400 | 909 | 0 | 38.76 | 36.76 | 2 | 0
2015 | PJM_ROR_2_MISO_IN | PJM_ROR | MISO_IN | Internal | Winter | B19 | 700 | 909 | 0 | 37.45 | 35.46 | 2 | 0
2015 | PJM_ROR_2_MISO_IN | PJM_ROR | MISO_IN | Internal | Winter | B20 | 935 | 909 | 0 | 32.97 | 32.91 | 2 | 0
2015 | PJM_ROR_2_MISO_MI | PJM_ROR | MISO_MI | Internal | Shoulder | B11 | 25 | 1305 | 23.23 | 43.5 | 45.5 | 2 | 0
2015 | PJM_ROR_2_MISO_MI | PJM_ROR | MISO_MI | Internal | Shoulder | B12 | 200 | 1305 | 0 | 40.2 | 38.23 | 2 | 0
2015 | PJM_ROR_2_MISO_MI | PJM_ROR | MISO_MI | Internal | Shoulder | B13 | 600 | 1305 | 0 | 38.29 | 36.3 | 2 | 0
2015 | PJM_ROR_2_MISO_MI | PJM_ROR | MISO_MI | Internal | Shoulder | B14 | 900 | 1305 | 0 | 36.06 | 35.18 | 2 | 0
2015 | PJM_ROR_2_MISO_MI | PJM_ROR | MISO_MI | Internal | Shoulder | B15 | 1203 | 1305 | 0 | 34.31 | 33.46 | 2 | 0
2015 | PJM_ROR_2_MISO_MI | PJM_ROR | MISO_MI | Internal | Summer | B1 | 10 | 1305 | 0 | 61.37 | 59.37 | 2 | 0
2015 | PJM_ROR_2_MISO_MI | PJM_ROR | MISO_MI | Internal | Summer | B2 | 25 | 1305 | 0 | 59.29 | 57.29 | 2 | 0
2015 | PJM_ROR_2_MISO_MI | PJM_ROR | MISO_MI | Internal | Summer | B3 | 75 | 1305 | 0 | 56.94 | 54.94 | 2 | 0
2015 | PJM_ROR_2_MISO_MI | PJM_ROR | MISO_MI | Internal | Summer | B4 | 100 | 1305 | 0 | 56.94 | 51.97 | 2 | 0
2015 | PJM_ROR_2_MISO_MI | PJM_ROR | MISO_MI | Internal | Summer | B5 | 200 | 1305 | 0 | 47.07 | 45.34 | 2 | 0
2015 | PJM_ROR_2_MISO_MI | PJM_ROR | MISO_MI | Internal | Summer | B6 | 300 | 1305 | 0 | 41.21 | 39.23 | 2 | 0
2015 | PJM_ROR_2_MISO_MI | PJM_ROR | MISO_MI | Internal | Summer | B7 | 400 | 1305 | 0 | 37.42 | 35.42 | 2 | 0
2015 | PJM_ROR_2_MISO_MI | PJM_ROR | MISO_MI | Internal | Summer | B8 | 500 | 1305 | 0 | 35.06 | 33.08 | 2 | 0
2015 | PJM_ROR_2_MISO_MI | PJM_ROR | MISO_MI | Internal | Summer | B9 | 800 | 1305 | 0 | 33.09 | 32.92 | 2 | 0
2015 | PJM_ROR_2_MISO_MI | PJM_ROR | MISO_MI | Internal | Summer | B10 | 1262 | 1305 | 0 | 31.64 | 32.22 | 2 | 0
2015 | PJM_ROR_2_MISO_MI | PJM_ROR | MISO_MI | Internal | Winter | B16 | 25 | 1305 | 0 | 48.27 | 46.27 | 2 | 0
2015 | PJM_ROR_2_MISO_MI | PJM_ROR | MISO_MI | Internal | Winter | B17 | 100 | 1305 | 0 | 43.24 | 41.24 | 2 | 0
2015 | PJM_ROR_2_MISO_MI | PJM_ROR | MISO_MI | Internal | Winter | B18 | 400 | 1305 | 0 | 38.76 | 36.77 | 2 | 0
2015 | PJM_ROR_2_MISO_MI | PJM_ROR | MISO_MI | Internal | Winter | B19 | 700 | 1305 | 0 | 37.45 | 35.47 | 2 | 0
2015 | PJM_ROR_2_MISO_MI | PJM_ROR | MISO_MI | Internal | Winter | B20 | 935 | 1305 | 0 | 32.97 | 32.92 | 2 | 0
2015 | PJM_ROR_2_MISO_MO-IL | PJM_ROR | MISO_MO-IL | Internal | Shoulder | B11 | 25 | 1111 | 207.58 | 43.5 | 45.5 | 2 | 0
2015 | PJM_ROR_2_MISO_MO-IL | PJM_ROR | MISO_MO-IL | Internal | Shoulder | B12 | 200 | 1111 | 0 | 40.2 | 38.2 | 2 | 0
2015 | PJM_ROR_2_MISO_MO-IL | PJM_ROR | MISO_MO-IL | Internal | Shoulder | B13 | 600 | 1111 | 0 | 38.29 | 36.27 | 2 | 0
2015 | PJM_ROR_2_MISO_MO-IL | PJM_ROR | MISO_MO-IL | Internal | Shoulder | B14 | 900 | 1111 | 0 | 36.06 | 35.15 | 2 | 0
2015 | PJM_ROR_2_MISO_MO-IL | PJM_ROR | MISO_MO-IL | Internal | Shoulder | B15 | 1203 | 1111 | 0 | 34.31 | 32.99 | 2 | 0
2015 | PJM_ROR_2_MISO_MO-IL | PJM_ROR | MISO_MO-IL | Internal | Summer | B1 | 10 | 1111 | 0 | 61.37 | 59.37 | 2 | 0
2015 | PJM_ROR_2_MISO_MO-IL | PJM_ROR | MISO_MO-IL | Internal | Summer | B2 | 25 | 1111 | 0 | 59.29 | 57.29 | 2 | 0
2015 | PJM_ROR_2_MISO_MO-IL | PJM_ROR | MISO_MO-IL | Internal | Summer | B3 | 75 | 1111 | 0 | 56.94 | 56.4 | 2 | 0
2015 | PJM_ROR_2_MISO_MO-IL | PJM_ROR | MISO_MO-IL | Internal | Summer | B4 | 100 | 1111 | 0 | 56.94 | 54.95 | 2 | 0
2015 | PJM_ROR_2_MISO_MO-IL | PJM_ROR | MISO_MO-IL | Internal | Summer | B5 | 200 | 1111 | 0 | 47.07 | 45.36 | 2 | 0
2015 | PJM_ROR_2_MISO_MO-IL | PJM_ROR | MISO_MO-IL | Internal | Summer | B6 | 300 | 1111 | 0 | 41.21 | 39.21 | 2 | 0
2015 | PJM_ROR_2_MISO_MO-IL | PJM_ROR | MISO_MO-IL | Internal | Summer | B7 | 400 | 1111 | 0 | 37.42 | 35.42 | 2 | 0
2015 | PJM_ROR_2_MISO_MO-IL | PJM_ROR | MISO_MO-IL | Internal | Summer | B8 | 500 | 1111 | 0 | 35.06 | 33.06 | 2 | 0
2015 | PJM_ROR_2_MISO_MO-IL | PJM_ROR | MISO_MO-IL | Internal | Summer | B9 | 800 | 1111 | 0 | 33.09 | 32.89 | 2 | 0
2015 | PJM_ROR_2_MISO_MO-IL | PJM_ROR | MISO_MO-IL | Internal | Summer | B10 | 1262 | 1111 | 0 | 31.64 | 30.23 | 2 | 0
2015 | PJM_ROR_2_MISO_MO-IL | PJM_ROR | MISO_MO-IL | Internal | Winter | B16 | 25 | 1111 | 0 | 48.27 | 46.27 | 2 | 0
2015 | PJM_ROR_2_MISO_MO-IL | PJM_ROR | MISO_MO-IL | Internal | Winter | B17 | 100 | 1111 | 0 | 43.24 | 41.23 | 2 | 0
2015 | PJM_ROR_2_MISO_MO-IL | PJM_ROR | MISO_MO-IL | Internal | Winter | B18 | 400 | 1111 | 0 | 38.76 | 36.75 | 2 | 0
2015 | PJM_ROR_2_MISO_MO-IL | PJM_ROR | MISO_MO-IL | Internal | Winter | B19 | 700 | 1111 | 0 | 37.45 | 35.45 | 2 | 0
2015 | PJM_ROR_2_MISO_MO-IL | PJM_ROR | MISO_MO-IL | Internal | Winter | B20 | 935 | 1111 | 0 | 32.97 | 32.46 | 2 | 0
2015 | PJM_ROR_2_MISO_W | PJM_ROR | MISO_W | Internal | Shoulder | B11 | 25 | 709 | 64.04 | 43.5 | 45.5 | 2 | 0
2015 | PJM_ROR_2_MISO_W | PJM_ROR | MISO_W | Internal | Shoulder | B12 | 200 | 709 | 0 | 40.2 | 38.19 | 2 | 0
2015 | PJM_ROR_2_MISO_W | PJM_ROR | MISO_W | Internal | Shoulder | B13 | 600 | 709 | 0 | 38.29 | 36.29 | 2 | 0
2015 | PJM_ROR_2_MISO_W | PJM_ROR | MISO_W | Internal | Shoulder | B14 | 900 | 709 | 0 | 36.06 | 35.16 | 2 | 0
2015 | PJM_ROR_2_MISO_W | PJM_ROR | MISO_W | Internal | Shoulder | B15 | 1203 | 709 | 0 | 34.31 | 33.07 | 2 | 0
2015 | PJM_ROR_2_MISO_W | PJM_ROR | MISO_W | Internal | Summer | B1 | 10 | 709 | 0 | 61.37 | 59.35 | 2 | 0
2015 | PJM_ROR_2_MISO_W | PJM_ROR | MISO_W | Internal | Summer | B2 | 25 | 709 | 0 | 59.29 | 57.28 | 2 | 0
2015 | PJM_ROR_2_MISO_W | PJM_ROR | MISO_W | Internal | Summer | B3 | 75 | 709 | 0 | 56.94 | 56.41 | 2 | 0
2015 | PJM_ROR_2_MISO_W | PJM_ROR | MISO_W | Internal | Summer | B4 | 100 | 709 | 0 | 56.94 | 55.69 | 2 | 0
2015 | PJM_ROR_2_MISO_W | PJM_ROR | MISO_W | Internal | Summer | B5 | 200 | 709 | 0 | 47.07 | 45.54 | 2 | 0
2015 | PJM_ROR_2_MISO_W | PJM_ROR | MISO_W | Internal | Summer | B6 | 300 | 709 | 0 | 41.21 | 39.22 | 2 | 0
2015 | PJM_ROR_2_MISO_W | PJM_ROR | MISO_W | Internal | Summer | B7 | 400 | 709 | 0 | 37.42 | 35.42 | 2 | 0
2015 | PJM_ROR_2_MISO_W | PJM_ROR | MISO_W | Internal | Summer | B8 | 500 | 709 | 0 | 35.06 | 33.05 | 2 | 0
2015 | PJM_ROR_2_MISO_W | PJM_ROR | MISO_W | Internal | Summer | B9 | 800 | 709 | 0 | 33.09 | 32.9 | 2 | 0
2015 | PJM_ROR_2_MISO_W | PJM_ROR | MISO_W | Internal | Summer | B10 | 1262 | 709 | 0 | 31.64 | 30.24 | 2 | 0
2015 | PJM_ROR_2_MISO_W | PJM_ROR | MISO_W | Internal | Winter | B16 | 25 | 709 | 0 | 48.27 | 46.26 | 2 | 0
2015 | PJM_ROR_2_MISO_W | PJM_ROR | MISO_W | Internal | Winter | B17 | 100 | 709 | 0 | 43.24 | 41.22 | 2 | 0
2015 | PJM_ROR_2_MISO_W | PJM_ROR | MISO_W | Internal | Winter | B18 | 400 | 709 | 0 | 38.76 | 36.76 | 2 | 0
2015 | PJM_ROR_2_MISO_W | PJM_ROR | MISO_W | Internal | Winter | B19 | 700 | 709 | 0 | 37.45 | 35.56 | 2 | 0
2015 | PJM_ROR_2_MISO_W | PJM_ROR | MISO_W | Internal | Winter | B20 | 935 | 709 | 0 | 32.97 | 32.46 | 2 | 0
2015 | PJM_ROR_2_MISO_WUMS | PJM_ROR | MISO_WUMS | Internal | Shoulder | B11 | 25 | 1467 | 56.69 | 43.5 | 45.5 | 2 | 0
2015 | PJM_ROR_2_MISO_WUMS | PJM_ROR | MISO_WUMS | Internal | Shoulder | B12 | 200 | 1467 | 0 | 40.2 | 38.2 | 2 | 0
2015 | PJM_ROR_2_MISO_WUMS | PJM_ROR | MISO_WUMS | Internal | Shoulder | B13 | 600 | 1467 | 0 | 38.29 | 36.3 | 2 | 0
2015 | PJM_ROR_2_MISO_WUMS | PJM_ROR | MISO_WUMS | Internal | Shoulder | B14 | 900 | 1467 | 0 | 36.06 | 35.17 | 2 | 0
2015 | PJM_ROR_2_MISO_WUMS | PJM_ROR | MISO_WUMS | Internal | Shoulder | B15 | 1203 | 1467 | 0 | 34.31 | 33.08 | 2 | 0
2015 | PJM_ROR_2_MISO_WUMS | PJM_ROR | MISO_WUMS | Internal | Summer | B1 | 10 | 1467 | 0 | 61.37 | 59.36 | 2 | 0
2015 | PJM_ROR_2_MISO_WUMS | PJM_ROR | MISO_WUMS | Internal | Summer | B2 | 25 | 1467 | 0 | 59.29 | 57.29 | 2 | 0
2015 | PJM_ROR_2_MISO_WUMS | PJM_ROR | MISO_WUMS | Internal | Summer | B3 | 75 | 1467 | 0 | 56.94 | 56.43 | 2 | 0
2015 | PJM_ROR_2_MISO_WUMS | PJM_ROR | MISO_WUMS | Internal | Summer | B4 | 100 | 1467 | 0 | 56.94 | 55.68 | 2 | 0
2015 | PJM_ROR_2_MISO_WUMS | PJM_ROR | MISO_WUMS | Internal | Summer | B5 | 200 | 1467 | 0 | 47.07 | 45.53 | 2 | 0
2015 | PJM_ROR_2_MISO_WUMS | PJM_ROR | MISO_WUMS | Internal | Summer | B6 | 300 | 1467 | 0 | 41.21 | 39.21 | 2 | 0
2015 | PJM_ROR_2_MISO_WUMS | PJM_ROR | MISO_WUMS | Internal | Summer | B7 | 400 | 1467 | 0 | 37.42 | 35.42 | 2 | 0
2015 | PJM_ROR_2_MISO_WUMS | PJM_ROR | MISO_WUMS | Internal | Summer | B8 | 500 | 1467 | 0 | 35.06 | 33.06 | 2 | 0
2015 | PJM_ROR_2_MISO_WUMS | PJM_ROR | MISO_WUMS | Internal | Summer | B9 | 800 | 1467 | 0 | 33.09 | 32.92 | 2 | 0
2015 | PJM_ROR_2_MISO_WUMS | PJM_ROR | MISO_WUMS | Internal | Summer | B10 | 1262 | 1467 | 0 | 31.64 | 31.97 | 2 | 0
2015 | PJM_ROR_2_MISO_WUMS | PJM_ROR | MISO_WUMS | Internal | Winter | B16 | 25 | 1467 | 0 | 48.27 | 46.27 | 2 | 0
2015 | PJM_ROR_2_MISO_WUMS | PJM_ROR | MISO_WUMS | Internal | Winter | B17 | 100 | 1467 | 0 | 43.24 | 41.23 | 2 | 0
2015 | PJM_ROR_2_MISO_WUMS | PJM_ROR | MISO_WUMS | Internal | Winter | B18 | 400 | 1467 | 0 | 38.76 | 36.76 | 2 | 0
2015 | PJM_ROR_2_MISO_WUMS | PJM_ROR | MISO_WUMS | Internal | Winter | B19 | 700 | 1467 | 0 | 37.45 | 35.54 | 2 | 0
2015 | PJM_ROR_2_MISO_WUMS | PJM_ROR | MISO_WUMS | Internal | Winter | B20 | 935 | 1467 | 0 | 32.97 | 32.91 | 2 | 0
2015 | PJM_ROR_2_PJM_ROM | PJM_ROR | PJM_ROM | Internal | Shoulder | B11 | 25 | 8000 | 0.21 | 43.5 | 43.48 | 0.01 | 0
2015 | PJM_ROR_2_PJM_ROM | PJM_ROR | PJM_ROM | Internal | Shoulder | B12 | 200 | 8000 | 4430.72 | 40.2 | 40.22 | 0.01 | 0
2015 | PJM_ROR_2_PJM_ROM | PJM_ROR | PJM_ROM | Internal | Shoulder | B13 | 600 | 8000 | 6808.55 | 38.29 | 38.3 | 0.01 | 0
2015 | PJM_ROR_2_PJM_ROM | PJM_ROR | PJM_ROM | Internal | Shoulder | B14 | 900 | 8000 | 8000 | 36.06 | 37.24 | 0.01 | 1.17
2015 | PJM_ROR_2_PJM_ROM | PJM_ROR | PJM_ROM | Internal | Shoulder | B15 | 1203 | 8000 | 8000 | 34.31 | 36.13 | 0.01 | 1.81
2015 | PJM_ROR_2_PJM_ROM | PJM_ROR | PJM_ROM | Internal | Summer | B1 | 10 | 8000 | 8000 | 61.37 | 67.37 | 0.01 | 5.99
2015 | PJM_ROR_2_PJM_ROM | PJM_ROR | PJM_ROM | Internal | Summer | B2 | 25 | 8000 | 8000 | 59.29 | 62.54 | 0.01 | 3.24
2015 | PJM_ROR_2_PJM_ROM | PJM_ROR | PJM_ROM | Internal | Summer | B3 | 75 | 8000 | 5651.97 | 56.94 | 56.95 | 0.01 | 0
2015 | PJM_ROR_2_PJM_ROM | PJM_ROR | PJM_ROM | Internal | Summer | B4 | 100 | 8000 | 1592.74 | 56.94 | 56.95 | 0.01 | 0
2015 | PJM_ROR_2_PJM_ROM | PJM_ROR | PJM_ROM | Internal | Summer | B5 | 200 | 8000 | 1932.08 | 47.07 | 47.08 | 0.01 | 0
2015 | PJM_ROR_2_PJM_ROM | PJM_ROR | PJM_ROM | Internal | Summer | B6 | 300 | 8000 | 1885.98 | 41.21 | 41.22 | 0.01 | 0
2015 | PJM_ROR_2_PJM_ROM | PJM_ROR | PJM_ROM | Internal | Summer | B7 | 400 | 8000 | 7979.44 | 37.42 | 37.43 | 0.01 | 0
2015 | PJM_ROR_2_PJM_ROM | PJM_ROR | PJM_ROM | Internal | Summer | B8 | 500 | 8000 | 8000 | 35.06 | 37.17 | 0.01 | 2.1
2015 | PJM_ROR_2_PJM_ROM | PJM_ROR | PJM_ROM | Internal | Summer | B9 | 800 | 8000 | 8000 | 33.09 | 35.21 | 0.01 | 2.11
2015 | PJM_ROR_2_PJM_ROM | PJM_ROR | PJM_ROM | Internal | Summer | B10 | 1262 | 8000 | 8000 | 31.64 | 32.57 | 0.01 | 0.92
2015 | PJM_ROR_2_PJM_ROM | PJM_ROR | PJM_ROM | Internal | Winter | B16 | 25 | 8000 | 4793.26 | 48.27 | 48.28 | 0.01 | 0
2015 | PJM_ROR_2_PJM_ROM | PJM_ROR | PJM_ROM | Internal | Winter | B17 | 100 | 8000 | 8000 | 43.24 | 44.29 | 0.01 | 1.04
2015 | PJM_ROR_2_PJM_ROM | PJM_ROR | PJM_ROM | Internal | Winter | B18 | 400 | 8000 | 8000 | 38.76 | 41.95 | 0.01 | 3.18
2015 | PJM_ROR_2_PJM_ROM | PJM_ROR | PJM_ROM | Internal | Winter | B19 | 700 | 8000 | 8000 | 37.45 | 41.95 | 0.01 | 4.49
2015 | PJM_ROR_2_PJM_ROM | PJM_ROR | PJM_ROM | Internal | Winter | B20 | 935 | 8000 | 8000 | 32.97 | 36.53 | 0.01 | 3.55
2015 | PJM_ROR_2_TVA_Transmission | PJM_ROR | TVA_Transmission | Internal | Shoulder | B11 | 25 | 2500 | 1516.76 | 43.5 | 49.5 | 6 | 0
2015 | PJM_ROR_2_TVA_Transmission | PJM_ROR | TVA_Transmission | Internal | Shoulder | B12 | 200 | 2500 | 0 | 40.2 | 41.98 | 6 | 0
2015 | PJM_ROR_2_TVA_Transmission | PJM_ROR | TVA_Transmission | Internal | Shoulder | B13 | 600 | 2500 | 0 | 38.29 | 40.84 | 6 | 0
2015 | PJM_ROR_2_TVA_Transmission | PJM_ROR | TVA_Transmission | Internal | Shoulder | B14 | 900 | 2500 | 0 | 36.06 | 39.7 | 6 | 0
2015 | PJM_ROR_2_TVA_Transmission | PJM_ROR | TVA_Transmission | Internal | Shoulder | B15 | 1203 | 2500 | 0 | 34.31 | 39 | 6 | 0
2015 | PJM_ROR_2_TVA_Transmission | PJM_ROR | TVA_Transmission | Internal | Summer | B1 | 10 | 2500 | 271.97 | 61.37 | 67.37 | 6 | 0
2015 | PJM_ROR_2_TVA_Transmission | PJM_ROR | TVA_Transmission | Internal | Summer | B2 | 25 | 2500 | 561.58 | 59.29 | 65.29 | 6 | 0
2015 | PJM_ROR_2_TVA_Transmission | PJM_ROR | TVA_Transmission | Internal | Summer | B3 | 75 | 2500 | 808.48 | 56.94 | 62.94 | 6 | 0
2015 | PJM_ROR_2_TVA_Transmission | PJM_ROR | TVA_Transmission | Internal | Summer | B4 | 100 | 2500 | 232.74 | 56.94 | 62.94 | 6 | 0
2015 | PJM_ROR_2_TVA_Transmission | PJM_ROR | TVA_Transmission | Internal | Summer | B5 | 200 | 2500 | 0 | 47.07 | 52.04 | 6 | 0
2015 | PJM_ROR_2_TVA_Transmission | PJM_ROR | TVA_Transmission | Internal | Summer | B6 | 300 | 2500 | 0 | 41.21 | 44.11 | 6 | 0
2015 | PJM_ROR_2_TVA_Transmission | PJM_ROR | TVA_Transmission | Internal | Summer | B7 | 400 | 2500 | 0 | 37.42 | 40 | 6 | 0
2015 | PJM_ROR_2_TVA_Transmission | PJM_ROR | TVA_Transmission | Internal | Summer | B8 | 500 | 2500 | 0 | 35.06 | 38.53 | 6 | 0
2015 | PJM_ROR_2_TVA_Transmission | PJM_ROR | TVA_Transmission | Internal | Summer | B9 | 800 | 2500 | 0 | 33.09 | 37.93 | 6 | 0
2015 | PJM_ROR_2_TVA_Transmission | PJM_ROR | TVA_Transmission | Internal | Summer | B10 | 1262 | 2500 | 0 | 31.64 | 35.76 | 6 | 0
2015 | PJM_ROR_2_TVA_Transmission | PJM_ROR | TVA_Transmission | Internal | Winter | B16 | 25 | 2500 | 0 | 48.27 | 53.55 | 6 | 0
2015 | PJM_ROR_2_TVA_Transmission | PJM_ROR | TVA_Transmission | Internal | Winter | B17 | 100 | 2500 | 0 | 43.24 | 44.95 | 6 | 0
2015 | PJM_ROR_2_TVA_Transmission | PJM_ROR | TVA_Transmission | Internal | Winter | B18 | 400 | 2500 | 0 | 38.76 | 41.31 | 6 | 0
2015 | PJM_ROR_2_TVA_Transmission | PJM_ROR | TVA_Transmission | Internal | Winter | B19 | 700 | 2500 | 0 | 37.45 | 40.06 | 6 | 0
2015 | PJM_ROR_2_TVA_Transmission | PJM_ROR | TVA_Transmission | Internal | Winter | B20 | 935 | 2500 | 0 | 32.97 | 38.5 | 6 | 0
2015 | PJM_ROR_2_VACAR | PJM_ROR | VACAR | Internal | Shoulder | B11 | 25 | 3000 | 3000 | 43.5 | 51.5 | 6 | 2
2015 | PJM_ROR_2_VACAR | PJM_ROR | VACAR | Internal | Shoulder | B12 | 200 | 3000 | 2717.18 | 40.2 | 46.2 | 6 | 0
2015 | PJM_ROR_2_VACAR | PJM_ROR | VACAR | Internal | Shoulder | B13 | 600 | 3000 | 3000 | 38.29 | 44.54 | 6 | 0.25
2015 | PJM_ROR_2_VACAR | PJM_ROR | VACAR | Internal | Shoulder | B14 | 900 | 3000 | 3000 | 36.06 | 42.67 | 6 | 0.61
2015 | PJM_ROR_2_VACAR | PJM_ROR | VACAR | Internal | Shoulder | B15 | 1203 | 3000 | 3000 | 34.31 | 42.12 | 6 | 1.81
2015 | PJM_ROR_2_VACAR | PJM_ROR | VACAR | Internal | Summer | B1 | 10 | 3000 | 2999.98 | 61.37 | 68.16 | 6 | 0.79
2015 | PJM_ROR_2_VACAR | PJM_ROR | VACAR | Internal | Summer | B2 | 25 | 3000 | 3000 | 59.29 | 68.16 | 6 | 2.87
2015 | PJM_ROR_2_VACAR | PJM_ROR | VACAR | Internal | Summer | B3 | 75 | 3000 | 3000 | 56.94 | 68.16 | 6 | 5.22
2015 | PJM_ROR_2_VACAR | PJM_ROR | VACAR | Internal | Summer | B4 | 100 | 3000 | 2321.75 | 56.94 | 62.94 | 6 | 0
2015 | PJM_ROR_2_VACAR | PJM_ROR | VACAR | Internal | Summer | B5 | 200 | 3000 | 3000 | 47.07 | 56.32 | 6 | 3.25
2015 | PJM_ROR_2_VACAR | PJM_ROR | VACAR | Internal | Summer | B6 | 300 | 3000 | 2202.6 | 41.21 | 47.21 | 6 | 0
2015 | PJM_ROR_2_VACAR | PJM_ROR | VACAR | Internal | Summer | B7 | 400 | 3000 | 3000 | 37.42 | 45.87 | 6 | 2.45
2015 | PJM_ROR_2_VACAR | PJM_ROR | VACAR | Internal | Summer | B8 | 500 | 3000 | 3000 | 35.06 | 42.67 | 6 | 1.61
2015 | PJM_ROR_2_VACAR | PJM_ROR | VACAR | Internal | Summer | B9 | 800 | 3000 | 3000 | 33.09 | 41.65 | 6 | 2.56
2015 | PJM_ROR_2_VACAR | PJM_ROR | VACAR | Internal | Summer | B10 | 1262 | 3000 | 3000 | 31.64 | 40.46 | 6 | 2.82
2015 | PJM_ROR_2_VACAR | PJM_ROR | VACAR | Internal | Winter | B16 | 25 | 3000 | 3000 | 48.27 | 58.54 | 6 | 4.26
2015 | PJM_ROR_2_VACAR | PJM_ROR | VACAR | Internal | Winter | B17 | 100 | 3000 | 134.76 | 43.24 | 49.24 | 6 | 0
2015 | PJM_ROR_2_VACAR | PJM_ROR | VACAR | Internal | Winter | B18 | 400 | 3000 | 1816.28 | 38.76 | 44.76 | 6 | 0
2015 | PJM_ROR_2_VACAR | PJM_ROR | VACAR | Internal | Winter | B19 | 700 | 3000 | 971.01 | 37.45 | 43.45 | 6 | 0
2015 | PJM_ROR_2_VACAR | PJM_ROR | VACAR | Internal | Winter | B20 | 935 | 3000 | 3000 | 32.97 | 42.12 | 6 | 3.15
2015 | PJM_ROM_2_NYISO_A-F | PJM_ROM | NYISO_A-F | Internal | Shoulder | B11 | 25 | 2000 | 0 | 43.48 | 38.42 | 6 | 0
2015 | PJM_ROM_2_NYISO_A-F | PJM_ROM | NYISO_A-F | Internal | Shoulder | B12 | 200 | 2000 | 0 | 40.22 | 38.42 | 6 | 0
2015 | PJM_ROM_2_NYISO_A-F | PJM_ROM | NYISO_A-F | Internal | Shoulder | B13 | 600 | 2000 | 0 | 38.3 | 38.42 | 6 | 0
2015 | PJM_ROM_2_NYISO_A-F | PJM_ROM | NYISO_A-F | Internal | Shoulder | B14 | 900 | 2000 | 0 | 37.24 | 38.42 | 6 | 0
2015 | PJM_ROM_2_NYISO_A-F | PJM_ROM | NYISO_A-F | Internal | Shoulder | B15 | 1203 | 2000 | 0 | 36.13 | 38.42 | 6 | 0
2015 | PJM_ROM_2_NYISO_A-F | PJM_ROM | NYISO_A-F | Internal | Summer | B1 | 10 | 2000 | 0 | 67.37 | 59.37 | 6 | 0
2015 | PJM_ROM_2_NYISO_A-F | PJM_ROM | NYISO_A-F | Internal | Summer | B2 | 25 | 2000 | 0 | 62.54 | 54.54 | 6 | 0
2015 | PJM_ROM_2_NYISO_A-F | PJM_ROM | NYISO_A-F | Internal | Summer | B3 | 75 | 2000 | 0 | 56.95 | 51.78 | 6 | 0
2015 | PJM_ROM_2_NYISO_A-F | PJM_ROM | NYISO_A-F | Internal | Summer | B4 | 100 | 2000 | 0 | 56.95 | 48.95 | 6 | 0
2015 | PJM_ROM_2_NYISO_A-F | PJM_ROM | NYISO_A-F | Internal | Summer | B5 | 200 | 2000 | 0 | 47.08 | 42.51 | 6 | 0
2015 | PJM_ROM_2_NYISO_A-F | PJM_ROM | NYISO_A-F | Internal | Summer | B6 | 300 | 2000 | 0 | 41.22 | 39.23 | 6 | 0
2015 | PJM_ROM_2_NYISO_A-F | PJM_ROM | NYISO_A-F | Internal | Summer | B7 | 400 | 2000 | 0 | 37.43 | 37.74 | 6 | 0
2015 | PJM_ROM_2_NYISO_A-F | PJM_ROM | NYISO_A-F | Internal | Summer | B8 | 500 | 2000 | 0 | 37.17 | 37.08 | 6 | 0
2015 | PJM_ROM_2_NYISO_A-F | PJM_ROM | NYISO_A-F | Internal | Summer | B9 | 800 | 2000 | 0 | 35.21 | 37.06 | 6 | 0
2015 | PJM_ROM_2_NYISO_A-F | PJM_ROM | NYISO_A-F | Internal | Summer | B10 | 1262 | 2000 | 0 | 32.57 | 37.06 | 6 | 0
2015 | PJM_ROM_2_NYISO_A-F | PJM_ROM | NYISO_A-F | Internal | Winter | B16 | 25 | 2000 | 0 | 48.28 | 43.08 | 6 | 0
2015 | PJM_ROM_2_NYISO_A-F | PJM_ROM | NYISO_A-F | Internal | Winter | B17 | 100 | 2000 | 0 | 44.29 | 41.99 | 6 | 0
2015 | PJM_ROM_2_NYISO_A-F | PJM_ROM | NYISO_A-F | Internal | Winter | B18 | 400 | 2000 | 0 | 41.95 | 41.99 | 6 | 0
2015 | PJM_ROM_2_NYISO_A-F | PJM_ROM | NYISO_A-F | Internal | Winter | B19 | 700 | 2000 | 0 | 41.95 | 41.99 | 6 | 0
2015 | PJM_ROM_2_NYISO_A-F | PJM_ROM | NYISO_A-F | Internal | Winter | B20 | 935 | 2000 | 0 | 36.53 | 41.99 | 6 | 0
2015 | PJM_ROM_2_PJM_E | PJM_ROM | PJM_E | Internal | Shoulder | B11 | 25 | 8000 | 0.19 | 43.48 | 43.47 | 0.01 | 0
2015 | PJM_ROM_2_PJM_E | PJM_ROM | PJM_E | Internal | Shoulder | B12 | 200 | 8000 | 2917.66 | 40.22 | 40.23 | 0.01 | 0
2015 | PJM_ROM_2_PJM_E | PJM_ROM | PJM_E | Internal | Shoulder | B13 | 600 | 8000 | 3715.71 | 38.3 | 38.31 | 0.01 | 0
2015 | PJM_ROM_2_PJM_E | PJM_ROM | PJM_E | Internal | Shoulder | B14 | 900 | 8000 | 4644.62 | 37.24 | 37.25 | 0.01 | 0
2015 | PJM_ROM_2_PJM_E | PJM_ROM | PJM_E | Internal | Shoulder | B15 | 1203 | 8000 | 3993.3 | 36.13 | 36.15 | 0.01 | 0
2015 | PJM_ROM_2_PJM_E | PJM_ROM | PJM_E | Internal | Summer | B1 | 10 | 8000 | 5453.8 | 67.37 | 67.38 | 0.01 | 0
2015 | PJM_ROM_2_PJM_E | PJM_ROM | PJM_E | Internal | Summer | B2 | 25 | 8000 | 4189.19 | 62.54 | 62.55 | 0.01 | 0
2015 | PJM_ROM_2_PJM_E | PJM_ROM | PJM_E | Internal | Summer | B3 | 75 | 8000 | 3157.1 | 56.95 | 56.96 | 0.01 | 0
2015 | PJM_ROM_2_PJM_E | PJM_ROM | PJM_E | Internal | Summer | B4 | 100 | 8000 | 1212.49 | 56.95 | 56.96 | 0.01 | 0
2015 | PJM_ROM_2_PJM_E | PJM_ROM | PJM_E | Internal | Summer | B5 | 200 | 8000 | 1193.89 | 47.08 | 47.1 | 0.01 | 0
2015 | PJM_ROM_2_PJM_E | PJM_ROM | PJM_E | Internal | Summer | B6 | 300 | 8000 | 443.39 | 41.22 | 41.23 | 0.01 | 0
2015 | PJM_ROM_2_PJM_E | PJM_ROM | PJM_E | Internal | Summer | B7 | 400 | 8000 | 5056.53 | 37.43 | 37.44 | 0.01 | 0
2015 | PJM_ROM_2_PJM_E | PJM_ROM | PJM_E | Internal | Summer | B8 | 500 | 8000 | 3522.96 | 37.17 | 37.18 | 0.01 | 0
2015 | PJM_ROM_2_PJM_E | PJM_ROM | PJM_E | Internal | Summer | B9 | 800 | 8000 | 2945.7 | 35.21 | 35.22 | 0.01 | 0
2015 | PJM_ROM_2_PJM_E | PJM_ROM | PJM_E | Internal | Summer | B10 | 1262 | 8000 | 3399.97 | 32.57 | 32.59 | 0.01 | 0
2015 | PJM_ROM_2_PJM_E | PJM_ROM | PJM_E | Internal | Winter | B16 | 25 | 8000 | 1432.31 | 48.28 | 48.3 | 0.01 | 0
2015 | PJM_ROM_2_PJM_E | PJM_ROM | PJM_E | Internal | Winter | B17 | 100 | 8000 | 4857.55 | 44.29 | 44.3 | 0.01 | 0
2015 | PJM_ROM_2_PJM_E | PJM_ROM | PJM_E | Internal | Winter | B18 | 400 | 8000 | 4977.07 | 41.95 | 41.96 | 0.01 | 0
2015 | PJM_ROM_2_PJM_E | PJM_ROM | PJM_E | Internal | Winter | B19 | 700 | 8000 | 5590.22 | 41.95 | 41.96 | 0.01 | 0
2015 | PJM_ROM_2_PJM_E | PJM_ROM | PJM_E | Internal | Winter | B20 | 935 | 8000 | 3980.03 | 36.53 | 36.54 | 0.01 | 0
2015 | PJM_ROM_2_PJM_ROR | PJM_ROM | PJM_ROR | Internal | Shoulder | B11 | 25 | 8000 | 33.88 | 43.48 | 43.5 | 0.01 | 0
2015 | PJM_ROM_2_PJM_ROR | PJM_ROM | PJM_ROR | Internal | Shoulder | B12 | 200 | 8000 | 0.02 | 40.22 | 40.2 | 0.01 | 0
2015 | PJM_ROM_2_PJM_ROR | PJM_ROM | PJM_ROR | Internal | Shoulder | B13 | 600 | 8000 | 0 | 38.3 | 38.29 | 0.01 | 0
2015 | PJM_ROM_2_PJM_ROR | PJM_ROM | PJM_ROR | Internal | Shoulder | B14 | 900 | 8000 | 0 | 37.24 | 36.06 | 0.01 | 0
2015 | PJM_ROM_2_PJM_ROR | PJM_ROM | PJM_ROR | Internal | Shoulder | B15 | 1203 | 8000 | 0 | 36.13 | 34.31 | 0.01 | 0
2015 | PJM_ROM_2_PJM_ROR | PJM_ROM | PJM_ROR | Internal | Summer | B1 | 10 | 8000 | 0 | 67.37 | 61.37 | 0.01 | 0
2015 | PJM_ROM_2_PJM_ROR | PJM_ROM | PJM_ROR | Internal | Summer | B2 | 25 | 8000 | 0 | 62.54 | 59.29 | 0.01 | 0
2015 | PJM_ROM_2_PJM_ROR | PJM_ROM | PJM_ROR | Internal | Summer | B3 | 75 | 8000 | 0.06 | 56.95 | 56.94 | 0.01 | 0
2015 | PJM_ROM_2_PJM_ROR | PJM_ROM | PJM_ROR | Internal | Summer | B4 | 100 | 8000 | 0.05 | 56.95 | 56.94 | 0.01 | 0
2015 | PJM_ROM_2_PJM_ROR | PJM_ROM | PJM_ROR | Internal | Summer | B5 | 200 | 8000 | 0.02 | 47.08 | 47.07 | 0.01 | 0
2015 | PJM_ROM_2_PJM_ROR | PJM_ROM | PJM_ROR | Internal | Summer | B6 | 300 | 8000 | 0.02 | 41.22 | 41.21 | 0.01 | 0
2015 | PJM_ROM_2_PJM_ROR | PJM_ROM | PJM_ROR | Internal | Summer | B7 | 400 | 8000 | 0.01 | 37.43 | 37.42 | 0.01 | 0
2015 | PJM_ROM_2_PJM_ROR | PJM_ROM | PJM_ROR | Internal | Summer | B8 | 500 | 8000 | 0 | 37.17 | 35.06 | 0.01 | 0
2015 | PJM_ROM_2_PJM_ROR | PJM_ROM | PJM_ROR | Internal | Summer | B9 | 800 | 8000 | 0 | 35.21 | 33.09 | 0.01 | 0
2015 | PJM_ROM_2_PJM_ROR | PJM_ROM | PJM_ROR | Internal | Summer | B10 | 1262 | 8000 | 0 | 32.57 | 31.64 | 0.01 | 0
2015 | PJM_ROM_2_PJM_ROR | PJM_ROM | PJM_ROR | Internal | Winter | B16 | 25 | 8000 | 0.18 | 48.28 | 48.27 | 0.01 | 0
2015 | PJM_ROM_2_PJM_ROR | PJM_ROM | PJM_ROR | Internal | Winter | B17 | 100 | 8000 | 0 | 44.29 | 43.24 | 0.01 | 0
2015 | PJM_ROM_2_PJM_ROR | PJM_ROM | PJM_ROR | Internal | Winter | B18 | 400 | 8000 | 0 | 41.95 | 38.76 | 0.01 | 0
2015 | PJM_ROM_2_PJM_ROR | PJM_ROM | PJM_ROR | Internal | Winter | B19 | 700 | 8000 | 0 | 41.95 | 37.45 | 0.01 | 0
2015 | PJM_ROM_2_PJM_ROR | PJM_ROM | PJM_ROR | Internal | Winter | B20 | 935 | 8000 | 0 | 36.53 | 32.97 | 0.01 | 0
2015 | SOCO_2_ENT | SOCO | ENT | Internal | Shoulder | B11 | 25 | 2400 | 0 | 58.5 | 53.5 | 10 | 0
2015 | SOCO_2_ENT | SOCO | ENT | Internal | Shoulder | B12 | 200 | 2400 | 0 | 40.4 | 38.05 | 10 | 0
2015 | SOCO_2_ENT | SOCO | ENT | Internal | Shoulder | B13 | 600 | 2400 | 0 | 39.02 | 37.78 | 10 | 0
2015 | SOCO_2_ENT | SOCO | ENT | Internal | Shoulder | B14 | 900 | 2400 | 0 | 39.02 | 37.78 | 10 | 0
2015 | SOCO_2_ENT | SOCO | ENT | Internal | Shoulder | B15 | 1203 | 2400 | 0 | 39.02 | 36.55 | 10 | 0
2015 | SOCO_2_ENT | SOCO | ENT | Internal | Summer | B1 | 10 | 2400 | 0 | 64.92 | 59.37 | 10 | 0
2015 | SOCO_2_ENT | SOCO | ENT | Internal | Summer | B2 | 25 | 2400 | 0 | 64.92 | 57.29 | 10 | 0
2015 | SOCO_2_ENT | SOCO | ENT | Internal | Summer | B3 | 75 | 2400 | 0 | 64.92 | 56.92 | 10 | 0
2015 | SOCO_2_ENT | SOCO | ENT | Internal | Summer | B4 | 100 | 2400 | 0 | 64.92 | 56.92 | 10 | 0
2015 | SOCO_2_ENT | SOCO | ENT | Internal | Summer | B5 | 200 | 2400 | 0 | 60.27 | 51.84 | 10 | 0
2015 | SOCO_2_ENT | SOCO | ENT | Internal | Summer | B6 | 300 | 2400 | 0 | 50.05 | 42.05 | 10 | 0
2015 | SOCO_2_ENT | SOCO | ENT | Internal | Summer | B7 | 400 | 2400 | 0 | 44.89 | 36.89 | 10 | 0
2015 | SOCO_2_ENT | SOCO | ENT | Internal | Summer | B8 | 500 | 2400 | 0 | 40.5 | 36.89 | 10 | 0
2015 | SOCO_2_ENT | SOCO | ENT | Internal | Summer | B9 | 800 | 2400 | 0 | 37.88 | 36.63 | 10 | 0
2015 | SOCO_2_ENT | SOCO | ENT | Internal | Summer | B10 | 1262 | 2400 | 0 | 37.88 | 35.44 | 10 | 0
2015 | SOCO_2_ENT | SOCO | ENT | Internal | Winter | B16 | 25 | 2400 | 0 | 56.15 | 46.8 | 10 | 0
2015 | SOCO_2_ENT | SOCO | ENT | Internal | Winter | B17 | 100 | 2400 | 0 | 42.8 | 40.38 | 10 | 0
2015 | SOCO_2_ENT | SOCO | ENT | Internal | Winter | B18 | 400 | 2400 | 0 | 41.34 | 40.1 | 10 | 0
2015 | SOCO_2_ENT | SOCO | ENT | Internal | Winter | B19 | 700 | 2400 | 0 | 41.34 | 40.1 | 10 | 0
2015 | SOCO_2_ENT | SOCO | ENT | Internal | Winter | B20 | 935 | 2400 | 0 | 41.34 | 38.79 | 10 | 0
2015 | SOCO_2_FRCC | SOCO | FRCC | Internal | Shoulder | B11 | 25 | 3700 | 3306.93 | 58.5 | 68.5 | 10 | 0
2015 | SOCO_2_FRCC | SOCO | FRCC | Internal | Shoulder | B12 | 200 | 3700 | 1171.97 | 40.4 | 50.4 | 10 | 0
2015 | SOCO_2_FRCC | SOCO | FRCC | Internal | Shoulder | B13 | 600 | 3700 | 0 | 39.02 | 45.96 | 10 | 0
2015 | SOCO_2_FRCC | SOCO | FRCC | Internal | Shoulder | B14 | 900 | 3700 | 0 | 39.02 | 45.06 | 10 | 0
2015 | SOCO_2_FRCC | SOCO | FRCC | Internal | Shoulder | B15 | 1203 | 3700 | 0 | 39.02 | 43.22 | 10 | 0
2015 | SOCO_2_FRCC | SOCO | FRCC | Internal | Summer | B1 | 10 | 3700 | 0 | 64.92 | 71.2 | 10 | 0
2015 | SOCO_2_FRCC | SOCO | FRCC | Internal | Summer | B2 | 25 | 3700 | 0 | 64.92 | 71.2 | 10 | 0
2015 | SOCO_2_FRCC | SOCO | FRCC | Internal | Summer | B3 | 75 | 3700 | 0 | 64.92 | 71.2 | 10 | 0
2015 | SOCO_2_FRCC | SOCO | FRCC | Internal | Summer | B4 | 100 | 3700 | 0 | 64.92 | 71.2 | 10 | 0
2015 | SOCO_2_FRCC | SOCO | FRCC | Internal | Summer | B5 | 200 | 3700 | 2231.9 | 60.27 | 70.27 | 10 | 0
2015 | SOCO_2_FRCC | SOCO | FRCC | Internal | Summer | B6 | 300 | 3700 | 2003.15 | 50.05 | 60.05 | 10 | 0
2015 | SOCO_2_FRCC | SOCO | FRCC | Internal | Summer | B7 | 400 | 3700 | 1561.83 | 44.89 | 54.89 | 10 | 0
2015 | SOCO_2_FRCC | SOCO | FRCC | Internal | Summer | B8 | 500 | 3700 | 325.86 | 40.5 | 50.5 | 10 | 0
2015 | SOCO_2_FRCC | SOCO | FRCC | Internal | Summer | B9 | 800 | 3700 | 0 | 37.88 | 44.39 | 10 | 0
2015 | SOCO_2_FRCC | SOCO | FRCC | Internal | Summer | B10 | 1262 | 3700 | 0 | 37.88 | 42.58 | 10 | 0
2015 | SOCO_2_FRCC | SOCO | FRCC | Internal | Winter | B16 | 25 | 3700 | 2340.39 | 56.15 | 66.15 | 10 | 0
2015 | SOCO_2_FRCC | SOCO | FRCC | Internal | Winter | B17 | 100 | 3700 | 1335.39 | 42.8 | 52.8 | 10 | 0
2015 | SOCO_2_FRCC | SOCO | FRCC | Internal | Winter | B18 | 400 | 3700 | 0 | 41.34 | 47.11 | 10 | 0
2015 | SOCO_2_FRCC | SOCO | FRCC | Internal | Winter | B19 | 700 | 3700 | 0 | 41.34 | 47.11 | 10 | 0
2015 | SOCO_2_FRCC | SOCO | FRCC | Internal | Winter | B20 | 935 | 3700 | 0 | 41.34 | 45.18 | 10 | 0
2015 | SOCO_2_TVA_Transmission | SOCO | TVA_Transmission | Internal | Shoulder | B11 | 25 | 2600 | 0 | 58.5 | 49.5 | 10 | 0
2015 | SOCO_2_TVA_Transmission | SOCO | TVA_Transmission | Internal | Shoulder | B12 | 200 | 2600 | 0 | 40.4 | 41.98 | 10 | 0
2015 | SOCO_2_TVA_Transmission | SOCO | TVA_Transmission | Internal | Shoulder | B13 | 600 | 2600 | 0 | 39.02 | 40.84 | 10 | 0
2015 | SOCO_2_TVA_Transmission | SOCO | TVA_Transmission | Internal | Shoulder | B14 | 900 | 2600 | 0 | 39.02 | 39.7 | 10 | 0
2015 | SOCO_2_TVA_Transmission | SOCO | TVA_Transmission | Internal | Shoulder | B15 | 1203 | 2600 | 0 | 39.02 | 39 | 10 | 0
2015 | SOCO_2_TVA_Transmission | SOCO | TVA_Transmission | Internal | Summer | B1 | 10 | 2600 | 0 | 64.92 | 67.37 | 10 | 0
2015 | SOCO_2_TVA_Transmission | SOCO | TVA_Transmission | Internal | Summer | B2 | 25 | 2600 | 0 | 64.92 | 65.29 | 10 | 0
2015 | SOCO_2_TVA_Transmission | SOCO | TVA_Transmission | Internal | Summer | B3 | 75 | 2600 | 0 | 64.92 | 62.94 | 10 | 0
2015 | SOCO_2_TVA_Transmission | SOCO | TVA_Transmission | Internal | Summer | B4 | 100 | 2600 | 0 | 64.92 | 62.94 | 10 | 0
2015 | SOCO_2_TVA_Transmission | SOCO | TVA_Transmission | Internal | Summer | B5 | 200 | 2600 | 0 | 60.27 | 52.04 | 10 | 0
2015 | SOCO_2_TVA_Transmission | SOCO | TVA_Transmission | Internal | Summer | B6 | 300 | 2600 | 0 | 50.05 | 44.11 | 10 | 0
2015 | SOCO_2_TVA_Transmission | SOCO | TVA_Transmission | Internal | Summer | B7 | 400 | 2600 | 0 | 44.89 | 40 | 10 | 0
2015 | SOCO_2_TVA_Transmission | SOCO | TVA_Transmission | Internal | Summer | B8 | 500 | 2600 | 0 | 40.5 | 38.53 | 10 | 0
2015 | SOCO_2_TVA_Transmission | SOCO | TVA_Transmission | Internal | Summer | B9 | 800 | 2600 | 0 | 37.88 | 37.93 | 10 | 0
2015 | SOCO_2_TVA_Transmission | SOCO | TVA_Transmission | Internal | Summer | B10 | 1262 | 2600 | 0 | 37.88 | 35.76 | 10 | 0
2015 | SOCO_2_TVA_Transmission | SOCO | TVA_Transmission | Internal | Winter | B16 | 25 | 2600 | 0 | 56.15 | 53.55 | 10 | 0
2015 | SOCO_2_TVA_Transmission | SOCO | TVA_Transmission | Internal | Winter | B17 | 100 | 2600 | 0 | 42.8 | 44.95 | 10 | 0
2015 | SOCO_2_TVA_Transmission | SOCO | TVA_Transmission | Internal | Winter | B18 | 400 | 2600 | 0 | 41.34 | 41.31 | 10 | 0
2015 | SOCO_2_TVA_Transmission | SOCO | TVA_Transmission | Internal | Winter | B19 | 700 | 2600 | 0 | 41.34 | 40.06 | 10 | 0
2015 | SOCO_2_TVA_Transmission | SOCO | TVA_Transmission | Internal | Winter | B20 | 935 | 2600 | 0 | 41.34 | 38.5 | 10 | 0
2015 | SOCO_2_VACAR | SOCO | VACAR | Internal | Shoulder | B11 | 25 | 2000 | 0 | 58.5 | 51.5 | 10 | 0
2015 | SOCO_2_VACAR | SOCO | VACAR | Internal | Shoulder | B12 | 200 | 2000 | 0 | 40.4 | 46.2 | 10 | 0
2015 | SOCO_2_VACAR | SOCO | VACAR | Internal | Shoulder | B13 | 600 | 2000 | 0 | 39.02 | 44.54 | 10 | 0
2015 | SOCO_2_VACAR | SOCO | VACAR | Internal | Shoulder | B14 | 900 | 2000 | 0 | 39.02 | 42.67 | 10 | 0
2015 | SOCO_2_VACAR | SOCO | VACAR | Internal | Shoulder | B15 | 1203 | 2000 | 0 | 39.02 | 42.12 | 10 | 0
2015 | SOCO_2_VACAR | SOCO | VACAR | Internal | Summer | B1 | 10 | 2000 | 0 | 64.92 | 68.16 | 10 | 0
2015 | SOCO_2_VACAR | SOCO | VACAR | Internal | Summer | B2 | 25 | 2000 | 0 | 64.92 | 68.16 | 10 | 0
2015 | SOCO_2_VACAR | SOCO | VACAR | Internal | Summer | B3 | 75 | 2000 | 0 | 64.92 | 68.16 | 10 | 0
2015 | SOCO_2_VACAR | SOCO | VACAR | Internal | Summer | B4 | 100 | 2000 | 0 | 64.92 | 62.94 | 10 | 0
2015 | SOCO_2_VACAR | SOCO | VACAR | Internal | Summer | B5 | 200 | 2000 | 0 | 60.27 | 56.32 | 10 | 0
2015 | SOCO_2_VACAR | SOCO | VACAR | Internal | Summer | B6 | 300 | 2000 | 0 | 50.05 | 47.21 | 10 | 0
2015 | SOCO_2_VACAR | SOCO | VACAR | Internal | Summer | B7 | 400 | 2000 | 0 | 44.89 | 45.87 | 10 | 0
2015 | SOCO_2_VACAR | SOCO | VACAR | Internal | Summer | B8 | 500 | 2000 | 0 | 40.5 | 42.67 | 10 | 0
2015 | SOCO_2_VACAR | SOCO | VACAR | Internal | Summer | B9 | 800 | 2000 | 0 | 37.88 | 41.65 | 10 | 0
2015 | SOCO_2_VACAR | SOCO | VACAR | Internal | Summer | B10 | 1262 | 2000 | 0 | 37.88 | 40.46 | 10 | 0
2015 | SOCO_2_VACAR | SOCO | VACAR | Internal | Winter | B16 | 25 | 2000 | 0 | 56.15 | 58.54 | 10 | 0
2015 | SOCO_2_VACAR | SOCO | VACAR | Internal | Winter | B17 | 100 | 2000 | 0 | 42.8 | 49.24 | 10 | 0
2015 | SOCO_2_VACAR | SOCO | VACAR | Internal | Winter | B18 | 400 | 2000 | 0 | 41.34 | 44.76 | 10 | 0
2015 | SOCO_2_VACAR | SOCO | VACAR | Internal | Winter | B19 | 700 | 2000 | 0 | 41.34 | 43.45 | 10 | 0
2015 | SOCO_2_VACAR | SOCO | VACAR | Internal | Winter | B20 | 935 | 2000 | 0 | 41.34 | 42.12 | 10 | 0
2015 | SPP_N_2_ENT | SPP_N | ENT | Internal | Shoulder | B11 | 25 | 1800 | 0 | 52.5 | 53.5 | 5 | 0
2015 | SPP_N_2_ENT | SPP_N | ENT | Internal | Shoulder | B12 | 200 | 1800 | 0 | 37.6 | 38.05 | 5 | 0
2015 | SPP_N_2_ENT | SPP_N | ENT | Internal | Shoulder | B13 | 600 | 1800 | 0 | 36.34 | 37.78 | 5 | 0
2015 | SPP_N_2_ENT | SPP_N | ENT | Internal | Shoulder | B14 | 900 | 1800 | 0 | 36.3 | 37.78 | 5 | 0
2015 | SPP_N_2_ENT | SPP_N | ENT | Internal | Shoulder | B15 | 1203 | 1800 | 0 | 36.26 | 36.55 | 5 | 0
2015 | SPP_N_2_ENT | SPP_N | ENT | Internal | Summer | B1 | 10 | 1800 | 0 | 58.76 | 59.37 | 5 | 0
2015 | SPP_N_2_ENT | SPP_N | ENT | Internal | Summer | B2 | 25 | 1800 | 0 | 58.76 | 57.29 | 5 | 0
2015 | SPP_N_2_ENT | SPP_N | ENT | Internal | Summer | B3 | 75 | 1800 | 0 | 58.76 | 56.92 | 5 | 0
2015 | SPP_N_2_ENT | SPP_N | ENT | Internal | Summer | B4 | 100 | 1800 | 0 | 55.7 | 56.92 | 5 | 0
2015 | SPP_N_2_ENT | SPP_N | ENT | Internal | Summer | B5 | 200 | 1800 | 0 | 52.54 | 51.84 | 5 | 0
2015 | SPP_N_2_ENT | SPP_N | ENT | Internal | Summer | B6 | 300 | 1800 | 0 | 46.22 | 42.05 | 5 | 0
2015 | SPP_N_2_ENT | SPP_N | ENT | Internal | Summer | B7 | 400 | 1800 | 0 | 36.69 | 36.89 | 5 | 0
2015 | SPP_N_2_ENT | SPP_N | ENT | Internal | Summer | B8 | 500 | 1800 | 0 | 35.12 | 36.89 | 5 | 0
2015 | SPP_N_2_ENT | SPP_N | ENT | Internal | Summer | B9 | 800 | 1800 | 0 | 35.09 | 36.63 | 5 | 0
2015 | SPP_N_2_ENT | SPP_N | ENT | Internal | Summer | B10 | 1262 | 1800 | 0 | 34.55 | 35.44 | 5 | 0
2015 | SPP_N_2_ENT | SPP_N | ENT | Internal | Winter | B16 | 25 | 1800 | 427.78 | 41.8 | 46.8 | 5 | 0
2015 | SPP_N_2_ENT | SPP_N | ENT | Internal | Winter | B17 | 100 | 1800 | 0 | 38.72 | 40.38 | 5 | 0
2015 | SPP_N_2_ENT | SPP_N | ENT | Internal | Winter | B18 | 400 | 1800 | 0 | 38.63 | 40.1 | 5 | 0
2015 | SPP_N_2_ENT | SPP_N | ENT | Internal | Winter | B19 | 700 | 1800 | 0 | 38.45 | 40.1 | 5 | 0
2015 | SPP_N_2_ENT | SPP_N | ENT | Internal | Winter | B20 | 935 | 1800 | 734.13 | 33.79 | 38.79 | 5 | 0
2015 | SPP_N_2_MISO_MO-IL | SPP_N | MISO_MO-IL | Internal | Shoulder | B11 | 25 | 2000 | 0 | 52.5 | 45.5 | 5 | 0
2015 | SPP_N_2_MISO_MO-IL | SPP_N | MISO_MO-IL | Internal | Shoulder | B12 | 200 | 2000 | 0 | 37.6 | 38.2 | 5 | 0
2015 | SPP_N_2_MISO_MO-IL | SPP_N | MISO_MO-IL | Internal | Shoulder | B13 | 600 | 2000 | 0 | 36.34 | 36.27 | 5 | 0
2015 | SPP_N_2_MISO_MO-IL | SPP_N | MISO_MO-IL | Internal | Shoulder | B14 | 900 | 2000 | 0 | 36.3 | 35.15 | 5 | 0
2015 | SPP_N_2_MISO_MO-IL | SPP_N | MISO_MO-IL | Internal | Shoulder | B15 | 1203 | 2000 | 0 | 36.26 | 32.99 | 5 | 0
2015 | SPP_N_2_MISO_MO-IL | SPP_N | MISO_MO-IL | Internal | Summer | B1 | 10 | 2000 | 0 | 58.76 | 59.37 | 5 | 0
2015 | SPP_N_2_MISO_MO-IL | SPP_N | MISO_MO-IL | Internal | Summer | B2 | 25 | 2000 | 0 | 58.76 | 57.29 | 5 | 0
2015 | SPP_N_2_MISO_MO-IL | SPP_N | MISO_MO-IL | Internal | Summer | B3 | 75 | 2000 | 0 | 58.76 | 56.4 | 5 | 0
2015 | SPP_N_2_MISO_MO-IL | SPP_N | MISO_MO-IL | Internal | Summer | B4 | 100 | 2000 | 0 | 55.7 | 54.95 | 5 | 0
2015 | SPP_N_2_MISO_MO-IL | SPP_N | MISO_MO-IL | Internal | Summer | B5 | 200 | 2000 | 0 | 52.54 | 45.36 | 5 | 0
2015 | SPP_N_2_MISO_MO-IL | SPP_N | MISO_MO-IL | Internal | Summer | B6 | 300 | 2000 | 0 | 46.22 | 39.21 | 5 | 0
2015 | SPP_N_2_MISO_MO-IL | SPP_N | MISO_MO-IL | Internal | Summer | B7 | 400 | 2000 | 0 | 36.69 | 35.42 | 5 | 0
2015 | SPP_N_2_MISO_MO-IL | SPP_N | MISO_MO-IL | Internal | Summer | B8 | 500 | 2000 | 0 | 35.12 | 33.06 | 5 | 0
2015 | SPP_N_2_MISO_MO-IL | SPP_N | MISO_MO-IL | Internal | Summer | B9 | 800 | 2000 | 0 | 35.09 | 32.89 | 5 | 0
2015 | SPP_N_2_MISO_MO-IL | SPP_N | MISO_MO-IL | Internal | Summer | B10 | 1262 | 2000 | 0 | 34.55 | 30.23 | 5 | 0
2015 | SPP_N_2_MISO_MO-IL | SPP_N | MISO_MO-IL | Internal | Winter | B16 | 25 | 2000 | 0 | 41.8 | 46.27 | 5 | 0
2015 | SPP_N_2_MISO_MO-IL | SPP_N | MISO_MO-IL | Internal | Winter | B17 | 100 | 2000 | 0 | 38.72 | 41.23 | 5 | 0
2015 | SPP_N_2_MISO_MO-IL | SPP_N | MISO_MO-IL | Internal | Winter | B18 | 400 | 2000 | 0 | 38.63 | 36.75 | 5 | 0
2015 | SPP_N_2_MISO_MO-IL | SPP_N | MISO_MO-IL | Internal | Winter | B19 | 700 | 2000 | 0 | 38.45 | 35.45 | 5 | 0
2015 | SPP_N_2_MISO_MO-IL | SPP_N | MISO_MO-IL | Internal | Winter | B20 | 935 | 2000 | 0 | 33.79 | 32.46 | 5 | 0
2015 | SPP_N_2_MISO_W | SPP_N | MISO_W | Internal | Shoulder | B11 | 25 | 750 | 0 | 52.5 | 45.5 | 5 | 0
2015 | SPP_N_2_MISO_W | SPP_N | MISO_W | Internal | Shoulder | B12 | 200 | 750 | 0 | 37.6 | 38.19 | 5 | 0
2015 | SPP_N_2_MISO_W | SPP_N | MISO_W | Internal | Shoulder | B13 | 600 | 750 | 0 | 36.34 | 36.29 | 5 | 0
2015 | SPP_N_2_MISO_W | SPP_N | MISO_W | Internal | Shoulder | B14 | 900 | 750 | 0 | 36.3 | 35.16 | 5 | 0
2015 | SPP_N_2_MISO_W | SPP_N | MISO_W | Internal | Shoulder | B15 | 1203 | 750 | 0 | 36.26 | 33.07 | 5 | 0
2015 | SPP_N_2_MISO_W | SPP_N | MISO_W | Internal | Summer | B1 | 10 | 750 | 0 | 58.76 | 59.35 | 5 | 0
2015 | SPP_N_2_MISO_W | SPP_N | MISO_W | Internal | Summer | B2 | 25 | 750 | 0 | 58.76 | 57.28 | 5 | 0
2015 | SPP_N_2_MISO_W | SPP_N | MISO_W | Internal | Summer | B3 | 75 | 750 | 0 | 58.76 | 56.41 | 5 | 0
2015 | SPP_N_2_MISO_W | SPP_N | MISO_W | Internal | Summer | B4 | 100 | 750 | 0 | 55.7 | 55.69 | 5 | 0
2015 | SPP_N_2_MISO_W | SPP_N | MISO_W | Internal | Summer | B5 | 200 | 750 | 0 | 52.54 | 45.54 | 5 | 0
2015 | SPP_N_2_MISO_W | SPP_N | MISO_W | Internal | Summer | B6 | 300 | 750 | 0 | 46.22 | 39.22 | 5 | 0
2015 | SPP_N_2_MISO_W | SPP_N | MISO_W | Internal | Summer | B7 | 400 | 750 | 0 | 36.69 | 35.42 | 5 | 0
2015 | SPP_N_2_MISO_W | SPP_N | MISO_W | Internal | Summer | B8 | 500 | 750 | 0 | 35.12 | 33.05 | 5 | 0
2015 | SPP_N_2_MISO_W | SPP_N | MISO_W | Internal | Summer | B9 | 800 | 750 | 0 | 35.09 | 32.9 | 5 | 0
2015 | SPP_N_2_MISO_W | SPP_N | MISO_W | Internal | Summer | B10 | 1262 | 750 | 0 | 34.55 | 30.24 | 5 | 0
2015 | SPP_N_2_MISO_W | SPP_N | MISO_W | Internal | Winter | B16 | 25 | 750 | 0 | 41.8 | 46.26 | 5 | 0
2015 | SPP_N_2_MISO_W | SPP_N | MISO_W | Internal | Winter | B17 | 100 | 750 | 0 | 38.72 | 41.22 | 5 | 0
2015 | SPP_N_2_MISO_W | SPP_N | MISO_W | Internal | Winter | B18 | 400 | 750 | 0 | 38.63 | 36.76 | 5 | 0
2015 | SPP_N_2_MISO_W | SPP_N | MISO_W | Internal | Winter | B19 | 700 | 750 | 0 | 38.45 | 35.56 | 5 | 0
2015 | SPP_N_2_MISO_W | SPP_N | MISO_W | Internal | Winter | B20 | 935 | 750 | 0 | 33.79 | 32.46 | 5 | 0
2015 | SPP_N_2_NE | SPP_N | NE | Internal | Shoulder | B11 | 25 | 330 | 0 | 52.5 | 45.5 | 0.01 | 0
2015 | SPP_N_2_NE | SPP_N | NE | Internal | Shoulder | B12 | 200 | 330 | 0.02 | 37.6 | 37.59 | 0.01 | 0
2015 | SPP_N_2_NE | SPP_N | NE | Internal | Shoulder | B13 | 600 | 330 | 0 | 36.34 | 36.29 | 0.01 | 0
2015 | SPP_N_2_NE | SPP_N | NE | Internal | Shoulder | B14 | 900 | 330 | 0 | 36.3 | 36.29 | 0.01 | 0
2015 | SPP_N_2_NE | SPP_N | NE | Internal | Shoulder | B15 | 1203 | 330 | 0 | 36.26 | 34.8 | 0.01 | 0
2015 | SPP_N_2_NE | SPP_N | NE | Internal | Summer | B1 | 10 | 330 | 0.39 | 58.76 | 58.75 | 0.01 | 0
2015 | SPP_N_2_NE | SPP_N | NE | Internal | Summer | B2 | 25 | 330 | 0 | 58.76 | 57.36 | 0.01 | 0
2015 | SPP_N_2_NE | SPP_N | NE | Internal | Summer | B3 | 75 | 330 | 0 | 58.76 | 57.36 | 0.01 | 0
2015 | SPP_N_2_NE | SPP_N | NE | Internal | Summer | B4 | 100 | 330 | 0.04 | 55.7 | 55.69 | 0.01 | 0
2015 | SPP_N_2_NE | SPP_N | NE | Internal | Summer | B5 | 200 | 330 | 0.02 | 52.54 | 52.53 | 0.01 | 0
2015 | SPP_N_2_NE | SPP_N | NE | Internal | Summer | B6 | 300 | 330 | 0 | 46.22 | 39.22 | 0.01 | 0
2015 | SPP_N_2_NE | SPP_N | NE | Internal | Summer | B7 | 400 | 330 | 0 | 36.69 | 35.42 | 0.01 | 0
2015 | SPP_N_2_NE | SPP_N | NE | Internal | Summer | B8 | 500 | 330 | 0 | 35.12 | 33.05 | 0.01 | 0
2015 | SPP_N_2_NE | SPP_N | NE | Internal | Summer | B9 | 800 | 330 | 0 | 35.09 | 33.03 | 0.01 | 0
2015 | SPP_N_2_NE | SPP_N | NE | Internal | Summer | B10 | 1262 | 330 | 0 | 34.55 | 31.96 | 0.01 | 0
2015 | SPP_N_2_NE | SPP_N | NE | Internal | Winter | B16 | 25 | 330 | 0.17 | 41.8 | 41.79 | 0.01 | 0
2015 | SPP_N_2_NE | SPP_N | NE | Internal | Winter | B17 | 100 | 330 | 0.04 | 38.72 | 38.71 | 0.01 | 0
2015 | SPP_N_2_NE | SPP_N | NE | Internal | Winter | B18 | 400 | 330 | 0 | 38.63 | 38.44 | 0.01 | 0
2015 | SPP_N_2_NE | SPP_N | NE | Internal | Winter | B19 | 700 | 330 | 0 | 38.45 | 38.44 | 0.01 | 0
2015 | SPP_N_2_NE | SPP_N | NE | Internal | Winter | B20 | 935 | 330 | 0 | 33.79 | 32.32 | 0.01 | 0
2015 | SPP_N_2_SPP_S | SPP_N | SPP_S | Internal | Shoulder | B11 | 25 | 4000 | 0.01 | 52.5 | 52.2 | 0.01 | 0
2015 | SPP_N_2_SPP_S | SPP_N | SPP_S | Internal | Shoulder | B12 | 200 | 4000 | 723.65 | 37.6 | 37.62 | 0.01 | 0
2015 | SPP_N_2_SPP_S | SPP_N | SPP_S | Internal | Shoulder | B13 | 600 | 4000 | 1786.78 | 36.34 | 36.35 | 0.01 | 0
2015 | SPP_N_2_SPP_S | SPP_N | SPP_S | Internal | Shoulder | B14 | 900 | 4000 | 2219.26 | 36.3 | 36.31 | 0.01 | 0
2015 | SPP_N_2_SPP_S | SPP_N | SPP_S | Internal | Shoulder | B15 | 1203 | 4000 | 3111.01 | 36.26 | 36.27 | 0.01 | 0
2015 | SPP_N_2_SPP_S | SPP_N | SPP_S | Internal | Summer | B1 | 10 | 4000 | 0.5 | 58.76 | 58.75 | 0.01 | 0
2015 | SPP_N_2_SPP_S | SPP_N | SPP_S | Internal | Summer | B2 | 25 | 4000 | 153.11 | 58.76 | 58.78 | 0.01 | 0
2015 | SPP_N_2_SPP_S | SPP_N | SPP_S | Internal | Summer | B3 | 75 | 4000 | 0.06 | 58.76 | 58.75 | 0.01 | 0
2015 | SPP_N_2_SPP_S | SPP_N | SPP_S | Internal | Summer | B4 | 100 | 4000 | 0 | 55.7 | 51.92 | 0.01 | 0
2015 | SPP_N_2_SPP_S | SPP_N | SPP_S | Internal | Summer | B5 | 200 | 4000 | 0 | 52.54 | 50.41 | 0.01 | 0
2015 | SPP_N_2_SPP_S | SPP_N | SPP_S | Internal | Summer | B6 | 300 | 4000 | 706.54 | 46.22 | 46.23 | 0.01 | 0
2015 | SPP_N_2_SPP_S | SPP_N | SPP_S | Internal | Summer | B7 | 400 | 4000 | 1120.85 | 36.69 | 36.71 | 0.01 | 0
2015 | SPP_N_2_SPP_S | SPP_N | SPP_S | Internal | Summer | B8 | 500 | 4000 | 2158.8 | 35.12 | 35.13 | 0.01 | 0
2015 | SPP_N_2_SPP_S | SPP_N | SPP_S | Internal | Summer | B9 | 800 | 4000 | 3009.84 | 35.09 | 35.1 | 0.01 | 0
2015 | SPP_N_2_SPP_S | SPP_N | SPP_S | Internal | Summer | B10 | 1262 | 4000 | 4000 | 34.55 | 35.05 | 0.01 | 0.49
2015 | SPP_N_2_SPP_S | SPP_N | SPP_S | Internal | Winter | B16 | 25 | 4000 | 0.36 | 41.8 | 41.8 | 0.01 | 0
2015 | SPP_N_2_SPP_S | SPP_N | SPP_S | Internal | Winter | B17 | 100 | 4000 | 2008.95 | 38.72 | 38.73 | 0.01 | 0
2015 | SPP_N_2_SPP_S | SPP_N | SPP_S | Internal | Winter | B18 | 400 | 4000 | 2477.74 | 38.63 | 38.64 | 0.01 | 0
2015 | SPP_N_2_SPP_S | SPP_N | SPP_S | Internal | Winter | B19 | 700 | 4000 | 2951.17 | 38.45 | 38.47 | 0.01 | 0
2015 | SPP_N_2_SPP_S | SPP_N | SPP_S | Internal | Winter | B20 | 935 | 4000 | 2980.24 | 33.79 | 33.8 | 0.01 | 0
2015 | SPP_S_2_ENT | SPP_S | ENT | Internal | Shoulder | B11 | 25 | 850 | 0 | 52.2 | 53.5 | 5 | 0
2015 | SPP_S_2_ENT | SPP_S | ENT | Internal | Shoulder | B12 | 200 | 850 | 0 | 37.62 | 38.05 | 5 | 0
2015 | SPP_S_2_ENT | SPP_S | ENT | Internal | Shoulder | B13 | 600 | 850 | 0 | 36.35 | 37.78 | 5 | 0
2015 | SPP_S_2_ENT | SPP_S | ENT | Internal | Shoulder | B14 | 900 | 850 | 0 | 36.31 | 37.78 | 5 | 0
2015 | SPP_S_2_ENT | SPP_S | ENT | Internal | Shoulder | B15 | 1203 | 850 | 0 | 36.27 | 36.55 | 5 | 0
2015 | SPP_S_2_ENT | SPP_S | ENT | Internal | Summer | B1 | 10 | 850 | 0 | 58.75 | 59.37 | 5 | 0
2015 | SPP_S_2_ENT | SPP_S | ENT | Internal | Summer | B2 | 25 | 850 | 0 | 58.78 | 57.29 | 5 | 0
2015 | SPP_S_2_ENT | SPP_S | ENT | Internal | Summer | B3 | 75 | 850 | 0 | 58.75 | 56.92 | 5 | 0
2015 | SPP_S_2_ENT | SPP_S | ENT | Internal | Summer | B4 | 100 | 850 | 461.89 | 51.92 | 56.92 | 5 | 0
2015 | SPP_S_2_ENT | SPP_S | ENT | Internal | Summer | B5 | 200 | 850 | 0 | 50.41 | 51.84 | 5 | 0
2015 | SPP_S_2_ENT | SPP_S | ENT | Internal | Summer | B6 | 300 | 850 | 0 | 46.23 | 42.05 | 5 | 0
2015 | SPP_S_2_ENT | SPP_S | ENT | Internal | Summer | B7 | 400 | 850 | 0 | 36.71 | 36.89 | 5 | 0
2015 | SPP_S_2_ENT | SPP_S | ENT | Internal | Summer | B8 | 500 | 850 | 0 | 35.13 | 36.89 | 5 | 0
2015 | SPP_S_2_ENT | SPP_S | ENT | Internal | Summer | B9 | 800 | 850 | 0 | 35.1 | 36.63 | 5 | 0
2015 | SPP_S_2_ENT | SPP_S | ENT | Internal | Summer | B10 | 1262 | 850 | 0 | 35.05 | 35.44 | 5 | 0
2015 | SPP_S_2_ENT | SPP_S | ENT | Internal | Winter | B16 | 25 | 850 | 211.8 | 41.8 | 46.8 | 5 | 0
2015 | SPP_S_2_ENT | SPP_S | ENT | Internal | Winter | B17 | 100 | 850 | 0 | 38.73 | 40.38 | 5 | 0
2015 | SPP_S_2_ENT | SPP_S | ENT | Internal | Winter | B18 | 400 | 850 | 0 | 38.64 | 40.1 | 5 | 0
2015 | SPP_S_2_ENT | SPP_S | ENT | Internal | Winter | B19 | 700 | 850 | 0 | 38.47 | 40.1 | 5 | 0
2015 | SPP_S_2_ENT | SPP_S | ENT | Internal | Winter | B20 | 935 | 850 | 0.01 | 33.8 | 38.79 | 5 | 0
2015 | SPP_S_2_SPP_N | SPP_S | SPP_N | Internal | Shoulder | B11 | 25 | 640 | 639.99 | 52.2 | 52.5 | 0.01 | 0.28
2015 | SPP_S_2_SPP_N | SPP_S | SPP_N | Internal | Shoulder | B12 | 200 | 640 | 0.02 | 37.62 | 37.6 | 0.01 | 0
2015 | SPP_S_2_SPP_N | SPP_S | SPP_N | Internal | Shoulder | B13 | 600 | 640 | 0 | 36.35 | 36.34 | 0.01 | 0
2015 | SPP_S_2_SPP_N | SPP_S | SPP_N | Internal | Shoulder | B14 | 900 | 640 | 0 | 36.31 | 36.3 | 0.01 | 0
2015 | SPP_S_2_SPP_N | SPP_S | SPP_N | Internal | Shoulder | B15 | 1203 | 640 | 0 | 36.27 | 36.26 | 0.01 | 0
2015 | SPP_S_2_SPP_N | SPP_S | SPP_N | Internal | Summer | B1 | 10 | 640 | 13.14 | 58.75 | 58.76 | 0.01 | 0
2015 | SPP_S_2_SPP_N | SPP_S | SPP_N | Internal | Summer | B2 | 25 | 640 | 0.18 | 58.78 | 58.76 | 0.01 | 0
2015 | SPP_S_2_SPP_N | SPP_S | SPP_N | Internal | Summer | B3 | 75 | 640 | 492.45 | 58.75 | 58.76 | 0.01 | 0
2015 | SPP_S_2_SPP_N | SPP_S | SPP_N | Internal | Summer | B4 | 100 | 640 | 640 | 51.92 | 55.7 | 0.01 | 3.77
2015 | SPP_S_2_SPP_N | SPP_S | SPP_N | Internal | Summer | B5 | 200 | 640 | 640 | 50.41 | 52.54 | 0.01 | 2.13
2015 | SPP_S_2_SPP_N | SPP_S | SPP_N | Internal | Summer | B6 | 300 | 640 | 0.02 | 46.23 | 46.22 | 0.01 | 0
2015 | SPP_S_2_SPP_N | SPP_S | SPP_N | Internal | Summer | B7 | 400 | 640 | 0.01 | 36.71 | 36.69 | 0.01 | 0
2015 | SPP_S_2_SPP_N | SPP_S | SPP_N | Internal | Summer | B8 | 500 | 640 | 0 | 35.13 | 35.12 | 0.01 | 0
2015 | SPP_S_2_SPP_N | SPP_S | SPP_N | Internal | Summer | B9 | 800 | 640 | 0 | 35.1 | 35.09 | 0.01 | 0
2015 | SPP_S_2_SPP_N | SPP_S | SPP_N | Internal | Summer | B10 | 1262 | 640 | 0 | 35.05 | 34.55 | 0.01 | 0
2015 | SPP_S_2_SPP_N | SPP_S | SPP_N | Internal | Winter | B16 | 25 | 640 | 0.32 | 41.8 | 41.8 | 0.01 | 0
2015 | SPP_S_2_SPP_N | SPP_S | SPP_N | Internal | Winter | B17 | 100 | 640 | 0.04 | 38.73 | 38.72 | 0.01 | 0
2015 | SPP_S_2_SPP_N | SPP_S | SPP_N | Internal | Winter | B18 | 400 | 640 | 0.01 | 38.64 | 38.63 | 0.01 | 0
2015 | SPP_S_2_SPP_N | SPP_S | SPP_N | Internal | Winter | B19 | 700 | 640 | 0 | 38.47 | 38.45 | 0.01 | 0
2015 | SPP_S_2_SPP_N | SPP_S | SPP_N | Internal | Winter | B20 | 935 | 640 | 0 | 33.8 | 33.79 | 0.01 | 0
2015 | TVA_2_ENT | TVA | ENT | Internal | Shoulder | B11 | 25 | 500 | 0 | 49.51 | 53.5 | 9 | 0
2015 | TVA_2_ENT | TVA | ENT | Internal | Shoulder | B12 | 200 | 500 | 0 | 38.41 | 38.05 | 9 | 0
2015 | TVA_2_ENT | TVA | ENT | Internal | Shoulder | B13 | 600 | 500 | 0 | 38.4 | 37.78 | 9 | 0
2015 | TVA_2_ENT | TVA | ENT | Internal | Shoulder | B14 | 900 | 500 | 0 | 38.4 | 37.78 | 9 | 0
2015 | TVA_2_ENT | TVA | ENT | Internal | Shoulder | B15 | 1203 | 500 | 0 | 38.4 | 36.55 | 9 | 0
2015 | TVA_2_ENT | TVA | ENT | Internal | Summer | B1 | 10 | 500 | 0 | 67.38 | 59.37 | 9 | 0
2015 | TVA_2_ENT | TVA | ENT | Internal | Summer | B2 | 25 | 500 | 0 | 65.3 | 57.29 | 9 | 0
2015 | TVA_2_ENT | TVA | ENT | Internal | Summer | B3 | 75 | 500 | 0 | 62.95 | 56.92 | 9 | 0
2015 | TVA_2_ENT | TVA | ENT | Internal | Summer | B4 | 100 | 500 | 0 | 62.95 | 56.92 | 9 | 0
2015 | TVA_2_ENT | TVA | ENT | Internal | Summer | B5 | 200 | 500 | 0 | 48.4 | 51.84 | 9 | 0
2015 | TVA_2_ENT | TVA | ENT | Internal | Summer | B6 | 300 | 500 | 0 | 38.73 | 42.05 | 9 | 0
2015 | TVA_2_ENT | TVA | ENT | Internal | Summer | B7 | 400 | 500 | 0 | 37.16 | 36.89 | 9 | 0
2015 | TVA_2_ENT | TVA | ENT | Internal | Summer | B8 | 500 | 500 | 0 | 37.16 | 36.89 | 9 | 0
2015 | TVA_2_ENT | TVA | ENT | Internal | Summer | B9 | 800 | 500 | 0 | 37.16 | 36.63 | 9 | 0
2015 | TVA_2_ENT | TVA | ENT | Internal | Summer | B10 | 1262 | 500 | 0 | 34.52 | 35.44 | 9 | 0
2015 | TVA_2_ENT | TVA | ENT | Internal | Winter | B16 | 25 | 500 | 0 | 53.24 | 46.8 | 9 | 0
2015 | TVA_2_ENT | TVA | ENT | Internal | Winter | B17 | 100 | 500 | 0 | 41.85 | 40.38 | 9 | 0
2015 | TVA_2_ENT | TVA | ENT | Internal | Winter | B18 | 400 | 500 | 0 | 38.15 | 40.1 | 9 | 0
2015 | TVA_2_ENT | TVA | ENT | Internal | Winter | B19 | 700 | 500 | 0 | 38.15 | 40.1 | 9 | 0
2015 | TVA_2_ENT | TVA | ENT | Internal | Winter | B20 | 935 | 500 | 0 | 38.15 | 38.79 | 9 | 0
2015 | TVA_2_MISO_MO-IL | TVA | MISO_MO-IL | Internal | Shoulder | B11 | 25 | 50 | 0 | 49.51 | 45.5 | 9 | 0
2015 | TVA_2_MISO_MO-IL | TVA | MISO_MO-IL | Internal | Shoulder | B12 | 200 | 50 | 0 | 38.41 | 38.2 | 9 | 0
2015 | TVA_2_MISO_MO-IL | TVA | MISO_MO-IL | Internal | Shoulder | B13 | 600 | 50 | 0 | 38.4 | 36.27 | 9 | 0
2015 | TVA_2_MISO_MO-IL | TVA | MISO_MO-IL | Internal | Shoulder | B14 | 900 | 50 | 0 | 38.4 | 35.15 | 9 | 0
2015 | TVA_2_MISO_MO-IL | TVA | MISO_MO-IL | Internal | Shoulder | B15 | 1203 | 50 | 0 | 38.4 | 32.99 | 9 | 0
2015 | TVA_2_MISO_MO-IL | TVA | MISO_MO-IL | Internal | Summer | B1 | 10 | 50 | 0 | 67.38 | 59.37 | 9 | 0
2015 | TVA_2_MISO_MO-IL | TVA | MISO_MO-IL | Internal | Summer | B2 | 25 | 50 | 0 | 65.3 | 57.29 | 9 | 0
2015 | TVA_2_MISO_MO-IL | TVA | MISO_MO-IL | Internal | Summer | B3 | 75 | 50 | 0 | 62.95 | 56.4 | 9 | 0
2015 | TVA_2_MISO_MO-IL | TVA | MISO_MO-IL | Internal | Summer | B4 | 100 | 50 | 0 | 62.95 | 54.95 | 9 | 0
2015 | TVA_2_MISO_MO-IL | TVA | MISO_MO-IL | Internal | Summer | B5 | 200 | 50 | 0 | 48.4 | 45.36 | 9 | 0
2015 | TVA_2_MISO_MO-IL | TVA | MISO_MO-IL | Internal | Summer | B6 | 300 | 50 | 0 | 38.73 | 39.21 | 9 | 0
2015 | TVA_2_MISO_MO-IL | TVA | MISO_MO-IL | Internal | Summer | B7 | 400 | 50 | 0 | 37.16 | 35.42 | 9 | 0
2015 | TVA_2_MISO_MO-IL | TVA | MISO_MO-IL | Internal | Summer | B8 | 500 | 50 | 0 | 37.16 | 33.06 | 9 | 0
2015 | TVA_2_MISO_MO-IL | TVA | MISO_MO-IL | Internal | Summer | B9 | 800 | 50 | 0 | 37.16 | 32.89 | 9 | 0
2015 | TVA_2_MISO_MO-IL | TVA | MISO_MO-IL | Internal | Summer | B10 | 1262 | 50 | 0 | 34.52 | 30.23 | 9 | 0
2015 | TVA_2_MISO_MO-IL | TVA | MISO_MO-IL | Internal | Winter | B16 | 25 | 50 | 0 | 53.24 | 46.27 | 9 | 0
2015 | TVA_2_MISO_MO-IL | TVA | MISO_MO-IL | Internal | Winter | B17 | 100 | 50 | 0 | 41.85 | 41.23 | 9 | 0
2015 | TVA_2_MISO_MO-IL | TVA | MISO_MO-IL | Internal | Winter | B18 | 400 | 50 | 0 | 38.15 | 36.75 | 9 | 0
2015 | TVA_2_MISO_MO-IL | TVA | MISO_MO-IL | Internal | Winter | B19 | 700 | 50 | 0 | 38.15 | 35.45 | 9 | 0
2015 | TVA_2_MISO_MO-IL | TVA | MISO_MO-IL | Internal | Winter | B20 | 935 | 50 | 0 | 38.15 | 32.46 | 9 | 0
2015 | TVA_2_NonRTO_Midwest | TVA | NonRTO_Midwest | Internal | Shoulder | B11 | 25 | 100 | 0 | 49.51 | 53.51 | 9 | 0
2015 | TVA_2_NonRTO_Midwest | TVA | NonRTO_Midwest | Internal | Shoulder | B12 | 200 | 100 | 0 | 38.41 | 46.22 | 9 | 0
2015 | TVA_2_NonRTO_Midwest | TVA | NonRTO_Midwest | Internal | Shoulder | B13 | 600 | 100 | 0 | 38.4 | 44.29 | 9 | 0
2015 | TVA_2_NonRTO_Midwest | TVA | NonRTO_Midwest | Internal | Shoulder | B14 | 900 | 100 | 0 | 38.4 | 35.72 | 9 | 0
2015 | TVA_2_NonRTO_Midwest | TVA | NonRTO_Midwest | Internal | Shoulder | B15 | 1203 | 100 | 0 | 38.4 | 32.86 | 9 | 0
2015 | TVA_2_NonRTO_Midwest | TVA | NonRTO_Midwest | Internal | Summer | B1 | 10 | 100 | 0 | 67.38 | 63.36 | 9 | 0
2015 | TVA_2_NonRTO_Midwest | TVA | NonRTO_Midwest | Internal | Summer | B2 | 25 | 100 | 0 | 65.3 | 63.36 | 9 | 0
2015 | TVA_2_NonRTO_Midwest | TVA | NonRTO_Midwest | Internal | Summer | B3 | 75 | 100 | 0 | 62.95 | 63.36 | 9 | 0
2015 | TVA_2_NonRTO_Midwest | TVA | NonRTO_Midwest | Internal | Summer | B4 | 100 | 100 | 0 | 62.95 | 62.94 | 9 | 0
2015 | TVA_2_NonRTO_Midwest | TVA | NonRTO_Midwest | Internal | Summer | B5 | 200 | 100 | 0 | 48.4 | 53.35 | 9 | 0
2015 | TVA_2_NonRTO_Midwest | TVA | NonRTO_Midwest | Internal | Summer | B6 | 300 | 100 | 0 | 38.73 | 47.22 | 9 | 0
2015 | TVA_2_NonRTO_Midwest | TVA | NonRTO_Midwest | Internal | Summer | B7 | 400 | 100 | 0 | 37.16 | 35.87 | 9 | 0
2015 | TVA_2_NonRTO_Midwest | TVA | NonRTO_Midwest | Internal | Summer | B8 | 500 | 100 | 0 | 37.16 | 34.71 | 9 | 0
2015 | TVA_2_NonRTO_Midwest | TVA | NonRTO_Midwest | Internal | Summer | B9 | 800 | 100 | 0 | 37.16 | 32.86 | 9 | 0
2015 | TVA_2_NonRTO_Midwest | TVA | NonRTO_Midwest | Internal | Summer | B10 | 1262 | 100 | 0 | 34.52 | 32.01 | 9 | 0
2015 | TVA_2_NonRTO_Midwest | TVA | NonRTO_Midwest | Internal | Winter | B16 | 25 | 100 | 0 | 53.24 | 54.28 | 9 | 0
2015 | TVA_2_NonRTO_Midwest | TVA | NonRTO_Midwest | Internal | Winter | B17 | 100 | 100 | 0 | 41.85 | 49.24 | 9 | 0
2015 | TVA_2_NonRTO_Midwest | TVA | NonRTO_Midwest | Internal | Winter | B18 | 400 | 100 | 0 | 38.15 | 44.76 | 9 | 0
2015 | TVA_2_NonRTO_Midwest | TVA | NonRTO_Midwest | Internal | Winter | B19 | 700 | 100 | 0 | 38.15 | 36.19 | 9 | 0
2015 | TVA_2_NonRTO_Midwest | TVA | NonRTO_Midwest | Internal | Winter | B20 | 935 | 100 | 0 | 38.15 | 32.91 | 9 | 0
2015 | TVA_2_PJM_ROR | TVA | PJM_ROR | Internal | Shoulder | B11 | 25 | 500 | 0 | 49.51 | 43.5 | 9 | 0
2015 | TVA_2_PJM_ROR | TVA | PJM_ROR | Internal | Shoulder | B12 | 200 | 500 | 0 | 38.41 | 40.2 | 9 | 0
2015 | TVA_2_PJM_ROR | TVA | PJM_ROR | Internal | Shoulder | B13 | 600 | 500 | 0 | 38.4 | 38.29 | 9 | 0
2015 | TVA_2_PJM_ROR | TVA | PJM_ROR | Internal | Shoulder | B14 | 900 | 500 | 0 | 38.4 | 36.06 | 9 | 0
2015 | TVA_2_PJM_ROR | TVA | PJM_ROR | Internal | Shoulder | B15 | 1203 | 500 | 0 | 38.4 | 34.31 | 9 | 0
2015 | TVA_2_PJM_ROR | TVA | PJM_ROR | Internal | Summer | B1 | 10 | 500 | 0 | 67.38 | 61.37 | 9 | 0
2015 | TVA_2_PJM_ROR | TVA | PJM_ROR | Internal | Summer | B2 | 25 | 500 | 0 | 65.3 | 59.29 | 9 | 0
2015 | TVA_2_PJM_ROR | TVA | PJM_ROR | Internal | Summer | B3 | 75 | 500 | 0 | 62.95 | 56.94 | 9 | 0
2015 | TVA_2_PJM_ROR | TVA | PJM_ROR | Internal | Summer | B4 | 100 | 500 | 0 | 62.95 | 56.94 | 9 | 0
2015 | TVA_2_PJM_ROR | TVA | PJM_ROR | Internal | Summer | B5 | 200 | 500 | 0 | 48.4 | 47.07 | 9 | 0
2015 | TVA_2_PJM_ROR | TVA | PJM_ROR | Internal | Summer | B6 | 300 | 500 | 0 | 38.73 | 41.21 | 9 | 0
2015 | TVA_2_PJM_ROR | TVA | PJM_ROR | Internal | Summer | B7 | 400 | 500 | 0 | 37.16 | 37.42 | 9 | 0
2015 | TVA_2_PJM_ROR | TVA | PJM_ROR | Internal | Summer | B8 | 500 | 500 | 0 | 37.16 | 35.06 | 9 | 0
2015 | TVA_2_PJM_ROR | TVA | PJM_ROR | Internal | Summer | B9 | 800 | 500 | 0 | 37.16 | 33.09 | 9 | 0
2015 | TVA_2_PJM_ROR | TVA | PJM_ROR | Internal | Summer | B10 | 1262 | 500 | 0 | 34.52 | 31.64 | 9 | 0
2015 | TVA_2_PJM_ROR | TVA | PJM_ROR | Internal | Winter | B16 | 25 | 500 | 0 | 53.24 | 48.27 | 9 | 0
2015 | TVA_2_PJM_ROR | TVA | PJM_ROR | Internal | Winter | B17 | 100 | 500 | 0 | 41.85 | 43.24 | 9 | 0
2015 | TVA_2_PJM_ROR | TVA | PJM_ROR | Internal | Winter | B18 | 400 | 500 | 0 | 38.15 | 38.76 | 9 | 0
2015 | TVA_2_PJM_ROR | TVA | PJM_ROR | Internal | Winter | B19 | 700 | 500 | 0 | 38.15 | 37.45 | 9 | 0
2015 | TVA_2_PJM_ROR | TVA | PJM_ROR | Internal | Winter | B20 | 935 | 500 | 0 | 38.15 | 32.97 | 9 | 0
2015 | TVA_2_SOCO | TVA | SOCO | Internal | Shoulder | B11 | 25 | 500 | 0.36 | 49.51 | 58.5 | 9 | 0
2015 | TVA_2_SOCO | TVA | SOCO | Internal | Shoulder | B12 | 200 | 500 | 0 | 38.41 | 40.4 | 9 | 0
2015 | TVA_2_SOCO | TVA | SOCO | Internal | Shoulder | B13 | 600 | 500 | 0 | 38.4 | 39.02 | 9 | 0
2015 | TVA_2_SOCO | TVA | SOCO | Internal | Shoulder | B14 | 900 | 500 | 0 | 38.4 | 39.02 | 9 | 0
2015 | TVA_2_SOCO | TVA | SOCO | Internal | Shoulder | B15 | 1203 | 500 | 0 | 38.4 | 39.02 | 9 | 0
2015 | TVA_2_SOCO | TVA | SOCO | Internal | Summer | B1 | 10 | 500 | 0 | 67.38 | 64.92 | 9 | 0
2015 | TVA_2_SOCO | TVA | SOCO | Internal | Summer | B2 | 25 | 500 | 0 | 65.3 | 64.92 | 9 | 0
2015 | TVA_2_SOCO | TVA | SOCO | Internal | Summer | B3 | 75 | 500 | 0 | 62.95 | 64.92 | 9 | 0
2015 | TVA_2_SOCO | TVA | SOCO | Internal | Summer | B4 | 100 | 500 | 0 | 62.95 | 64.92 | 9 | 0
2015 | TVA_2_SOCO | TVA | SOCO | Internal | Summer | B5 | 200 | 500 | 500 | 48.4 | 60.27 | 9 | 2.87
2015 | TVA_2_SOCO | TVA | SOCO | Internal | Summer | B6 | 300 | 500 | 500 | 38.73 | 50.05 | 9 | 2.32
2015 | TVA_2_SOCO | TVA | SOCO | Internal | Summer | B7 | 400 | 500 | 0 | 37.16 | 44.89 | 9 | 0
2015 | TVA_2_SOCO | TVA | SOCO | Internal | Summer | B8 | 500 | 500 | 0 | 37.16 | 40.5 | 9 | 0
2015 | TVA_2_SOCO | TVA | SOCO | Internal | Summer | B9 | 800 | 500 | 0 | 37.16 | 37.88 | 9 | 0
2015 | TVA_2_SOCO | TVA | SOCO | Internal | Summer | B10 | 1262 | 500 | 0 | 34.52 | 37.88 | 9 | 0
2015 | TVA_2_SOCO | TVA | SOCO | Internal | Winter | B16 | 25 | 500 | 0 | 53.24 | 56.15 | 9 | 0
2015 | TVA_2_SOCO | TVA | SOCO | Internal | Winter | B17 | 100 | 500 | 0 | 41.85 | 42.8 | 9 | 0
2015 | TVA_2_SOCO | TVA | SOCO | Internal | Winter | B18 | 400 | 500 | 0 | 38.15 | 41.34 | 9 | 0
2015 | TVA_2_SOCO | TVA | SOCO | Internal | Winter | B19 | 700 | 500 | 0 | 38.15 | 41.34 | 9 | 0
2015 | TVA_2_SOCO | TVA | SOCO | Internal | Winter | B20 | 935 | 500 | 0 | 38.15 | 41.34 | 9 | 0
2015 | TVA_2_VACAR | TVA | VACAR | Internal | Shoulder | B11 | 25 | 150 | 0 | 49.51 | 51.5 | 9 | 0
2015 | TVA_2_VACAR | TVA | VACAR | Internal | Shoulder | B12 | 200 | 150 | 0 | 38.41 | 46.2 | 9 | 0
2015 | TVA_2_VACAR | TVA | VACAR | Internal | Shoulder | B13 | 600 | 150 | 0 | 38.4 | 44.54 | 9 | 0
2015 | TVA_2_VACAR | TVA | VACAR | Internal | Shoulder | B14 | 900 | 150 | 0 | 38.4 | 42.67 | 9 | 0
2015 | TVA_2_VACAR | TVA | VACAR | Internal | Shoulder | B15 | 1203 | 150 | 0 | 38.4 | 42.12 | 9 | 0
2015 | TVA_2_VACAR | TVA | VACAR | Internal | Summer | B1 | 10 | 150 | 0 | 67.38 | 68.16 | 9 | 0
2015 | TVA_2_VACAR | TVA | VACAR | Internal | Summer | B2 | 25 | 150 | 0 | 65.3 | 68.16 | 9 | 0
2015 | TVA_2_VACAR | TVA | VACAR | Internal | Summer | B3 | 75 | 150 | 0 | 62.95 | 68.16 | 9 | 0
2015 | TVA_2_VACAR | TVA | VACAR | Internal | Summer | B4 | 100 | 150 | 0 | 62.95 | 62.94 | 9 | 0
2015 | TVA_2_VACAR | TVA | VACAR | Internal | Summer | B5 | 200 | 150 | 0 | 48.4 | 56.32 | 9 | 0
2015 | TVA_2_VACAR | TVA | VACAR | Internal | Summer | B6 | 300 | 150 | 0 | 38.73 | 47.21 | 9 | 0
2015 | TVA_2_VACAR | TVA | VACAR | Internal | Summer | B7 | 400 | 150 | 0 | 37.16 | 45.87 | 9 | 0
2015 | TVA_2_VACAR | TVA | VACAR | Internal | Summer | B8 | 500 | 150 | 0 | 37.16 | 42.67 | 9 | 0
2015 | TVA_2_VACAR | TVA | VACAR | Internal | Summer | B9 | 800 | 150 | 0 | 37.16 | 41.65 | 9 | 0
2015 | TVA_2_VACAR | TVA | VACAR | Internal | Summer | B10 | 1262 | 150 | 0 | 34.52 | 40.46 | 9 | 0
2015 | TVA_2_VACAR | TVA | VACAR | Internal | Winter | B16 | 25 | 150 | 0 | 53.24 | 58.54 | 9 | 0
2015 | TVA_2_VACAR | TVA | VACAR | Internal | Winter | B17 | 100 | 150 | 0 | 41.85 | 49.24 | 9 | 0
2015 | TVA_2_VACAR | TVA | VACAR | Internal | Winter | B18 | 400 | 150 | 0 | 38.15 | 44.76 | 9 | 0
2015 | TVA_2_VACAR | TVA | VACAR | Internal | Winter | B19 | 700 | 150 | 0 | 38.15 | 43.45 | 9 | 0
2015 | TVA_2_VACAR | TVA | VACAR | Internal | Winter | B20 | 935 | 150 | 0 | 38.15 | 42.12 | 9 | 0
2015 | TVA_Transmission_2_ENT | TVA_Transmission | ENT | Internal | Shoulder | B11 | 25 | 3000 | 0 | 49.5 | 53.5 | 9 | 0
2015 | TVA_Transmission_2_ENT | TVA_Transmission | ENT | Internal | Shoulder | B12 | 200 | 3000 | 0 | 41.98 | 38.05 | 9 | 0
2015 | TVA_Transmission_2_ENT | TVA_Transmission | ENT | Internal | Shoulder | B13 | 600 | 3000 | 0 | 40.84 | 37.78 | 9 | 0
2015 | TVA_Transmission_2_ENT | TVA_Transmission | ENT | Internal | Shoulder | B14 | 900 | 3000 | 0 | 39.7 | 37.78 | 9 | 0
2015 | TVA_Transmission_2_ENT | TVA_Transmission | ENT | Internal | Shoulder | B15 | 1203 | 3000 | 0 | 39 | 36.55 | 9 | 0
2015 | TVA_Transmission_2_ENT | TVA_Transmission | ENT | Internal | Summer | B1 | 10 | 3000 | 0 | 67.37 | 59.37 | 9 | 0
2015 | TVA_Transmission_2_ENT | TVA_Transmission | ENT | Internal | Summer | B2 | 25 | 3000 | 0 | 65.29 | 57.29 | 9 | 0
2015 | TVA_Transmission_2_ENT | TVA_Transmission | ENT | Internal | Summer | B3 | 75 | 3000 | 0 | 62.94 | 56.92 | 9 | 0
2015 | TVA_Transmission_2_ENT | TVA_Transmission | ENT | Internal | Summer | B4 | 100 | 3000 | 0 | 62.94 | 56.92 | 9 | 0
2015 | TVA_Transmission_2_ENT | TVA_Transmission | ENT | Internal | Summer | B5 | 200 | 3000 | 0 | 52.04 | 51.84 | 9 | 0
2015 | TVA_Transmission_2_ENT | TVA_Transmission | ENT | Internal | Summer | B6 | 300 | 3000 | 0 | 44.11 | 42.05 | 9 | 0
2015 | TVA_Transmission_2_ENT | TVA_Transmission | ENT | Internal | Summer | B7 | 400 | 3000 | 0 | 40 | 36.89 | 9 | 0
2015 | TVA_Transmission_2_ENT | TVA_Transmission | ENT | Internal | Summer | B8 | 500 | 3000 | 0 | 38.53 | 36.89 | 9 | 0
2015 | TVA_Transmission_2_ENT | TVA_Transmission | ENT | Internal | Summer | B9 | 800 | 3000 | 0 | 37.93 | 36.63 | 9 | 0
2015 | TVA_Transmission_2_ENT | TVA_Transmission | ENT | Internal | Summer | B10 | 1262 | 3000 | 0 | 35.76 | 35.44 | 9 | 0
2015 | TVA_Transmission_2_ENT | TVA_Transmission | ENT | Internal | Winter | B16 | 25 | 3000 | 0 | 53.55 | 46.8 | 9 | 0
2015 | TVA_Transmission_2_ENT | TVA_Transmission | ENT | Internal | Winter | B17 | 100 | 3000 | 0 | 44.95 | 40.38 | 9 | 0
2015 | TVA_Transmission_2_ENT | TVA_Transmission | ENT | Internal | Winter | B18 | 400 | 3000 | 0 | 41.31 | 40.1 | 9 | 0
2015 | TVA_Transmission_2_ENT | TVA_Transmission | ENT | Internal | Winter | B19 | 700 | 3000 | 0 | 40.06 | 40.1 | 9 | 0
2015 | TVA_Transmission_2_ENT | TVA_Transmission | ENT | Internal | Winter | B20 | 935 | 3000 | 0 | 38.5 | 38.79 | 9 | 0
2015 | TVA_Transmission_2_MISO_MO-IL | TVA_Transmission | MISO_MO-IL | Internal | Shoulder | B11 | 25 | 4000 | 0 | 49.5 | 45.5 | 9 | 0
2015 | TVA_Transmission_2_MISO_MO-IL | TVA_Transmission | MISO_MO-IL | Internal | Shoulder | B12 | 200 | 4000 | 0 | 41.98 | 38.2 | 9 | 0
2015 | TVA_Transmission_2_MISO_MO-IL | TVA_Transmission | MISO_MO-IL | Internal | Shoulder | B13 | 600 | 4000 | 0 | 40.84 | 36.27 | 9 | 0
2015 | TVA_Transmission_2_MISO_MO-IL | TVA_Transmission | MISO_MO-IL | Internal | Shoulder | B14 | 900 | 4000 | 0 | 39.7 | 35.15 | 9 | 0
2015 | TVA_Transmission_2_MISO_MO-IL | TVA_Transmission | MISO_MO-IL | Internal | Shoulder | B15 | 1203 | 4000 | 0 | 39 | 32.99 | 9 | 0
2015 | TVA_Transmission_2_MISO_MO-IL | TVA_Transmission | MISO_MO-IL | Internal | Summer | B1 | 10 | 4000 | 0 | 67.37 | 59.37 | 9 | 0
2015 | TVA_Transmission_2_MISO_MO-IL | TVA_Transmission | MISO_MO-IL | Internal | Summer | B2 | 25 | 4000 | 0 | 65.29 | 57.29 | 9 | 0
2015 | TVA_Transmission_2_MISO_MO-IL | TVA_Transmission | MISO_MO-IL | Internal | Summer | B3 | 75 | 4000 | 0 | 62.94 | 56.4 | 9 | 0
2015 | TVA_Transmission_2_MISO_MO-IL | TVA_Transmission | MISO_MO-IL | Internal | Summer | B4 | 100 | 4000 | 0 | 62.94 | 54.95 | 9 | 0
2015 | TVA_Transmission_2_MISO_MO-IL | TVA_Transmission | MISO_MO-IL | Internal | Summer | B5 | 200 | 4000 | 0 | 52.04 | 45.36 | 9 | 0
2015 | TVA_Transmission_2_MISO_MO-IL | TVA_Transmission | MISO_MO-IL | Internal | Summer | B6 | 300 | 4000 | 0 | 44.11 | 39.21 | 9 | 0
2015 | TVA_Transmission_2_MISO_MO-IL | TVA_Transmission | MISO_MO-IL | Internal | Summer | B7 | 400 | 4000 | 0 | 40 | 35.42 | 9 | 0
2015 | TVA_Transmission_2_MISO_MO-IL | TVA_Transmission | MISO_MO-IL | Internal | Summer | B8 | 500 | 4000 | 0 | 38.53 | 33.06 | 9 | 0
2015 | TVA_Transmission_2_MISO_MO-IL | TVA_Transmission | MISO_MO-IL | Internal | Summer | B9 | 800 | 4000 | 0 | 37.93 | 32.89 | 9 | 0
2015 | TVA_Transmission_2_MISO_MO-IL | TVA_Transmission | MISO_MO-IL | Internal | Summer | B10 | 1262 | 4000 | 0 | 35.76 | 30.23 | 9 | 0
2015 | TVA_Transmission_2_MISO_MO-IL | TVA_Transmission | MISO_MO-IL | Internal | Winter | B16 | 25 | 4000 | 0 | 53.55 | 46.27 | 9 | 0
2015 | TVA_Transmission_2_MISO_MO-IL | TVA_Transmission | MISO_MO-IL | Internal | Winter | B17 | 100 | 4000 | 0 | 44.95 | 41.23 | 9 | 0
2015 | TVA_Transmission_2_MISO_MO-IL | TVA_Transmission | MISO_MO-IL | Internal | Winter | B18 | 400 | 4000 | 0 | 41.31 | 36.75 | 9 | 0
2015 | TVA_Transmission_2_MISO_MO-IL | TVA_Transmission | MISO_MO-IL | Internal | Winter | B19 | 700 | 4000 | 0 | 40.06 | 35.45 | 9 | 0
2015 | TVA_Transmission_2_MISO_MO-IL | TVA_Transmission | MISO_MO-IL | Internal | Winter | B20 | 935 | 4000 | 0 | 38.5 | 32.46 | 9 | 0
2015 | TVA_Transmission_2_NonRTO_Midwest | TVA_Transmission | NonRTO_Midwest | Internal | Shoulder | B11 | 25 | 700 | 0 | 49.5 | 53.51 | 9 | 0
2015 | TVA_Transmission_2_NonRTO_Midwest | TVA_Transmission | NonRTO_Midwest | Internal | Shoulder | B12 | 200 | 700 | 0 | 41.98 | 46.22 | 9 | 0
2015 | TVA_Transmission_2_NonRTO_Midwest | TVA_Transmission | NonRTO_Midwest | Internal | Shoulder | B13 | 600 | 700 | 0 | 40.84 | 44.29 | 9 | 0
2015 | TVA_Transmission_2_NonRTO_Midwest | TVA_Transmission | NonRTO_Midwest | Internal | Shoulder | B14 | 900 | 700 | 0 | 39.7 | 35.72 | 9 | 0
2015 | TVA_Transmission_2_NonRTO_Midwest | TVA_Transmission | NonRTO_Midwest | Internal | Shoulder | B15 | 1203 | 700 | 0 | 39 | 32.86 | 9 | 0
2015 | TVA_Transmission_2_NonRTO_Midwest | TVA_Transmission | NonRTO_Midwest | Internal | Summer | B1 | 10 | 700 | 0 | 67.37 | 63.36 | 9 | 0
2015 | TVA_Transmission_2_NonRTO_Midwest | TVA_Transmission | NonRTO_Midwest | Internal | Summer | B2 | 25 | 700 | 0 | 65.29 | 63.36 | 9 | 0
2015 | TVA_Transmission_2_NonRTO_Midwest | TVA_Transmission | NonRTO_Midwest | Internal | Summer | B3 | 75 | 700 | 0 | 62.94 | 63.36 | 9 | 0
2015 | TVA_Transmission_2_NonRTO_Midwest | TVA_Transmission | NonRTO_Midwest | Internal | Summer | B4 | 100 | 700 | 0 | 62.94 | 62.94 | 9 | 0
2015 | TVA_Transmission_2_NonRTO_Midwest | TVA_Transmission | NonRTO_Midwest | Internal | Summer | B5 | 200 | 700 | 0 | 52.04 | 53.35 | 9 | 0
2015 | TVA_Transmission_2_NonRTO_Midwest | TVA_Transmission | NonRTO_Midwest | Internal | Summer | B6 | 300 | 700 | 0 | 44.11 | 47.22 | 9 | 0
2015 | TVA_Transmission_2_NonRTO_Midwest | TVA_Transmission | NonRTO_Midwest | Internal | Summer | B7 | 400 | 700 | 0 | 40 | 35.87 | 9 | 0
2015 | TVA_Transmission_2_NonRTO_Midwest | TVA_Transmission | NonRTO_Midwest | Internal | Summer | B8 | 500 | 700 | 0 | 38.53 | 34.71 | 9 | 0
2015 | TVA_Transmission_2_NonRTO_Midwest | TVA_Transmission | NonRTO_Midwest | Internal | Summer | B9 | 800 | 700 | 0 | 37.93 | 32.86 | 9 | 0
2015 | TVA_Transmission_2_NonRTO_Midwest | TVA_Transmission | NonRTO_Midwest | Internal | Summer | B10 | 1262 | 700 | 0 | 35.76 | 32.01 | 9 | 0
2015 | TVA_Transmission_2_NonRTO_Midwest | TVA_Transmission | NonRTO_Midwest | Internal | Winter | B16 | 25 | 700 | 0 | 53.55 | 54.28 | 9 | 0
2015 | TVA_Transmission_2_NonRTO_Midwest | TVA_Transmission | NonRTO_Midwest | Internal | Winter | B17 | 100 | 700 | 0 | 44.95 | 49.24 | 9 | 0
2015 | TVA_Transmission_2_NonRTO_Midwest | TVA_Transmission | NonRTO_Midwest | Internal | Winter | B18 | 400 | 700 | 0 | 41.31 | 44.76 | 9 | 0
2015 | TVA_Transmission_2_NonRTO_Midwest | TVA_Transmission | NonRTO_Midwest | Internal | Winter | B19 | 700 | 700 | 0 | 40.06 | 36.19 | 9 | 0
2015 | TVA_Transmission_2_NonRTO_Midwest | TVA_Transmission | NonRTO_Midwest | Internal | Winter | B20 | 935 | 700 | 0 | 38.5 | 32.91 | 9 | 0
2015 | TVA_Transmission_2_PJM_ROR | TVA_Transmission | PJM_ROR | Internal | Shoulder | B11 | 25 | 2000 | 0 | 49.5 | 43.5 | 9 | 0
2015 | TVA_Transmission_2_PJM_ROR | TVA_Transmission | PJM_ROR | Internal | Shoulder | B12 | 200 | 2000 | 0 | 41.98 | 40.2 | 9 | 0
2015 | TVA_Transmission_2_PJM_ROR | TVA_Transmission | PJM_ROR | Internal | Shoulder | B13 | 600 | 2000 | 0 | 40.84 | 38.29 | 9 | 0
2015 | TVA_Transmission_2_PJM_ROR | TVA_Transmission | PJM_ROR | Internal | Shoulder | B14 | 900 | 2000 | 0 | 39.7 | 36.06 | 9 | 0
2015 | TVA_Transmission_2_PJM_ROR | TVA_Transmission | PJM_ROR | Internal | Shoulder | B15 | 1203 | 2000 | 0 | 39 | 34.31 | 9 | 0
2015 | TVA_Transmission_2_PJM_ROR | TVA_Transmission | PJM_ROR | Internal | Summer | B1 | 10 | 2000 | 0 | 67.37 | 61.37 | 9 | 0
2015 | TVA_Transmission_2_PJM_ROR | TVA_Transmission | PJM_ROR | Internal | Summer | B2 | 25 | 2000 | 0 | 65.29 | 59.29 | 9 | 0
2015 | TVA_Transmission_2_PJM_ROR | TVA_Transmission | PJM_ROR | Internal | Summer | B3 | 75 | 2000 | 0 | 62.94 | 56.94 | 9 | 0
2015 | TVA_Transmission_2_PJM_ROR | TVA_Transmission | PJM_ROR | Internal | Summer | B4 | 100 | 2000 | 0 | 62.94 | 56.94 | 9 | 0
2015 | TVA_Transmission_2_PJM_ROR | TVA_Transmission | PJM_ROR | Internal | Summer | B5 | 200 | 2000 | 0 | 52.04 | 47.07 | 9 | 0
2015 | TVA_Transmission_2_PJM_ROR | TVA_Transmission | PJM_ROR | Internal | Summer | B6 | 300 | 2000 | 0 | 44.11 | 41.21 | 9 | 0
2015 | TVA_Transmission_2_PJM_ROR | TVA_Transmission | PJM_ROR | Internal | Summer | B7 | 400 | 2000 | 0 | 40 | 37.42 | 9 | 0
2015 | TVA_Transmission_2_PJM_ROR | TVA_Transmission | PJM_ROR | Internal | Summer | B8 | 500 | 2000 | 0 | 38.53 | 35.06 | 9 | 0
2015 | TVA_Transmission_2_PJM_ROR | TVA_Transmission | PJM_ROR | Internal | Summer | B9 | 800 | 2000 | 0 | 37.93 | 33.09 | 9 | 0
2015 | TVA_Transmission_2_PJM_ROR | TVA_Transmission | PJM_ROR | Internal | Summer | B10 | 1262 | 2000 | 0 | 35.76 | 31.64 | 9 | 0
2015 | TVA_Transmission_2_PJM_ROR | TVA_Transmission | PJM_ROR | Internal | Winter | B16 | 25 | 2000 | 0 | 53.55 | 48.27 | 9 | 0
2015 | TVA_Transmission_2_PJM_ROR | TVA_Transmission | PJM_ROR | Internal | Winter | B17 | 100 | 2000 | 0 | 44.95 | 43.24 | 9 | 0
2015 | TVA_Transmission_2_PJM_ROR | TVA_Transmission | PJM_ROR | Internal | Winter | B18 | 400 | 2000 | 0 | 41.31 | 38.76 | 9 | 0
2015 | TVA_Transmission_2_PJM_ROR | TVA_Transmission | PJM_ROR | Internal | Winter | B19 | 700 | 2000 | 0 | 40.06 | 37.45 | 9 | 0
2015 | TVA_Transmission_2_PJM_ROR | TVA_Transmission | PJM_ROR | Internal | Winter | B20 | 935 | 2000 | 0 | 38.5 | 32.97 | 9 | 0
2015 | TVA_Transmission_2_SOCO | TVA_Transmission | SOCO | Internal | Shoulder | B11 | 25 | 3200 | 1371.85 | 49.5 | 58.5 | 9 | 0
2015 | TVA_Transmission_2_SOCO | TVA_Transmission | SOCO | Internal | Shoulder | B12 | 200 | 3200 | 0 | 41.98 | 40.4 | 9 | 0
2015 | TVA_Transmission_2_SOCO | TVA_Transmission | SOCO | Internal | Shoulder | B13 | 600 | 3200 | 0 | 40.84 | 39.02 | 9 | 0
2015 | TVA_Transmission_2_SOCO | TVA_Transmission | SOCO | Internal | Shoulder | B14 | 900 | 3200 | 0 | 39.7 | 39.02 | 9 | 0
2015 | TVA_Transmission_2_SOCO | TVA_Transmission | SOCO | Internal | Shoulder | B15 | 1203 | 3200 | 0 | 39 | 39.02 | 9 | 0
2015 | TVA_Transmission_2_SOCO | TVA_Transmission | SOCO | Internal | Summer | B1 | 10 | 3200 | 0 | 67.37 | 64.92 | 9 | 0
2015 | TVA_Transmission_2_SOCO | TVA_Transmission | SOCO | Internal | Summer | B2 | 25 | 3200 | 0 | 65.29 | 64.92 | 9 | 0
2015 | TVA_Transmission_2_SOCO | TVA_Transmission | SOCO | Internal | Summer | B3 | 75 | 3200 | 0 | 62.94 | 64.92 | 9 | 0
2015 | TVA_Transmission_2_SOCO | TVA_Transmission | SOCO | Internal | Summer | B4 | 100 | 3200 | 0 | 62.94 | 64.92 | 9 | 0
2015 | TVA_Transmission_2_SOCO | TVA_Transmission | SOCO | Internal | Summer | B5 | 200 | 3200 | 0 | 52.04 | 60.27 | 9 | 0
2015 | TVA_Transmission_2_SOCO | TVA_Transmission | SOCO | Internal | Summer | B6 | 300 | 3200 | 0 | 44.11 | 50.05 | 9 | 0
2015 | TVA_Transmission_2_SOCO | TVA_Transmission | SOCO | Internal | Summer | B7 | 400 | 3200 | 0 | 40 | 44.89 | 9 | 0
2015 | TVA_Transmission_2_SOCO | TVA_Transmission | SOCO | Internal | Summer | B8 | 500 | 3200 | 0 | 38.53 | 40.5 | 9 | 0
2015 | TVA_Transmission_2_SOCO | TVA_Transmission | SOCO | Internal | Summer | B9 | 800 | 3200 | 0 | 37.93 | 37.88 | 9 | 0
2015 | TVA_Transmission_2_SOCO | TVA_Transmission | SOCO | Internal | Summer | B10 | 1262 | 3200 | 0 | 35.76 | 37.88 | 9 | 0
2015 | TVA_Transmission_2_SOCO | TVA_Transmission | SOCO | Internal | Winter | B16 | 25 | 3200 | 0 | 53.55 | 56.15 | 9 | 0
2015 | TVA_Transmission_2_SOCO | TVA_Transmission | SOCO | Internal | Winter | B17 | 100 | 3200 | 0 | 44.95 | 42.8 | 9 | 0
2015 | TVA_Transmission_2_SOCO | TVA_Transmission | SOCO | Internal | Winter | B18 | 400 | 3200 | 0 | 41.31 | 41.34 | 9 | 0
2015 | TVA_Transmission_2_SOCO | TVA_Transmission | SOCO | Internal | Winter | B19 | 700 | 3200 | 0 | 40.06 | 41.34 | 9 | 0
2015 | TVA_Transmission_2_SOCO | TVA_Transmission | SOCO | Internal | Winter | B20 | 935 | 3200 | 0 | 38.5 | 41.34 | 9 | 0
2015 | TVA_Transmission_2_TVA | TVA_Transmission | TVA | Internal | Shoulder | B11 | 25 | 99999 | 144.9 | 49.5 | 49.51 | 0.01 | 0
2015 | TVA_Transmission_2_TVA | TVA_Transmission | TVA | Internal | Shoulder | B12 | 200 | 99999 | 0 | 41.98 | 38.41 | 0.01 | 0
2015 | TVA_Transmission_2_TVA | TVA_Transmission | TVA | Internal | Shoulder | B13 | 600 | 99999 | 0 | 40.84 | 38.4 | 0.01 | 0
2015 | TVA_Transmission_2_TVA | TVA_Transmission | TVA | Internal | Shoulder | B14 | 900 | 99999 | 0 | 39.7 | 38.4 | 0.01 | 0
2015 | TVA_Transmission_2_TVA | TVA_Transmission | TVA | Internal | Shoulder | B15 | 1203 | 99999 | 0 | 39 | 38.4 | 0.01 | 0
2015 | TVA_Transmission_2_TVA | TVA_Transmission | TVA | Internal | Summer | B1 | 10 | 99999 | 2744.75 | 67.37 | 67.38 | 0.01 | 0
2015 | TVA_Transmission_2_TVA | TVA_Transmission | TVA | Internal | Summer | B2 | 25 | 99999 | 2078.8 | 65.29 | 65.3 | 0.01 | 0
2015 | TVA_Transmission_2_TVA | TVA_Transmission | TVA | Internal | Summer | B3 | 75 | 99999 | 808.48 | 62.94 | 62.95 | 0.01 | 0
2015 | TVA_Transmission_2_TVA | TVA_Transmission | TVA | Internal | Summer | B4 | 100 | 99999 | 232.81 | 62.94 | 62.95 | 0.01 | 0
2015 | TVA_Transmission_2_TVA | TVA_Transmission | TVA | Internal | Summer | B5 | 200 | 99999 | 0 | 52.04 | 48.4 | 0.01 | 0
2015 | TVA_Transmission_2_TVA | TVA_Transmission | TVA | Internal | Summer | B6 | 300 | 99999 | 0 | 44.11 | 38.73 | 0.01 | 0
2015 | TVA_Transmission_2_TVA | TVA_Transmission | TVA | Internal | Summer | B7 | 400 | 99999 | 0 | 40 | 37.16 | 0.01 | 0
2015 | TVA_Transmission_2_TVA | TVA_Transmission | TVA | Internal | Summer | B8 | 500 | 99999 | 0 | 38.53 | 37.16 | 0.01 | 0
2015 | TVA_Transmission_2_TVA | TVA_Transmission | TVA | Internal | Summer | B9 | 800 | 99999 | 0 | 37.93 | 37.16 | 0.01 | 0
2015 | TVA_Transmission_2_TVA | TVA_Transmission | TVA | Internal | Summer | B10 | 1262 | 99999 | 0 | 35.76 | 34.52 | 0.01 | 0
2015 | TVA_Transmission_2_TVA | TVA_Transmission | TVA | Internal | Winter | B16 | 25 | 99999 | 0.01 | 53.55 | 53.24 | 0.01 | 0
2015 | TVA_Transmission_2_TVA | TVA_Transmission | TVA | Internal | Winter | B17 | 100 | 99999 | 0 | 44.95 | 41.85 | 0.01 | 0
2015 | TVA_Transmission_2_TVA | TVA_Transmission | TVA | Internal | Winter | B18 | 400 | 99999 | 0 | 41.31 | 38.15 | 0.01 | 0
2015 | TVA_Transmission_2_TVA | TVA_Transmission | TVA | Internal | Winter | B19 | 700 | 99999 | 0 | 40.06 | 38.15 | 0.01 | 0
2015 | TVA_Transmission_2_TVA | TVA_Transmission | TVA | Internal | Winter | B20 | 935 | 99999 | 0 | 38.5 | 38.15 | 0.01 | 0
2015 | TVA_Transmission_2_VACAR | TVA_Transmission | VACAR | Internal | Shoulder | B11 | 25 | 900 | 0 | 49.5 | 51.5 | 9 | 0
2015 | TVA_Transmission_2_VACAR | TVA_Transmission | VACAR | Internal | Shoulder | B12 | 200 | 900 | 0 | 41.98 | 46.2 | 9 | 0
2015 | TVA_Transmission_2_VACAR | TVA_Transmission | VACAR | Internal | Shoulder | B13 | 600 | 900 | 0 | 40.84 | 44.54 | 9 | 0
2015 | TVA_Transmission_2_VACAR | TVA_Transmission | VACAR | Internal | Shoulder | B14 | 900 | 900 | 0 | 39.7 | 42.67 | 9 | 0
2015 | TVA_Transmission_2_VACAR | TVA_Transmission | VACAR | Internal | Shoulder | B15 | 1203 | 900 | 0 | 39 | 42.12 | 9 | 0
2015 | TVA_Transmission_2_VACAR | TVA_Transmission | VACAR | Internal | Summer | B1 | 10 | 900 | 0 | 67.37 | 68.16 | 9 | 0
2015 | TVA_Transmission_2_VACAR | TVA_Transmission | VACAR | Internal | Summer | B2 | 25 | 900 | 0 | 65.29 | 68.16 | 9 | 0
2015 | TVA_Transmission_2_VACAR | TVA_Transmission | VACAR | Internal | Summer | B3 | 75 | 900 | 0 | 62.94 | 68.16 | 9 | 0
2015 | TVA_Transmission_2_VACAR | TVA_Transmission | VACAR | Internal | Summer | B4 | 100 | 900 | 0 | 62.94 | 62.94 | 9 | 0
2015 | TVA_Transmission_2_VACAR | TVA_Transmission | VACAR | Internal | Summer | B5 | 200 | 900 | 0 | 52.04 | 56.32 | 9 | 0
2015 | TVA_Transmission_2_VACAR | TVA_Transmission | VACAR | Internal | Summer | B6 | 300 | 900 | 0 | 44.11 | 47.21 | 9 | 0
2015 | TVA_Transmission_2_VACAR | TVA_Transmission | VACAR | Internal | Summer | B7 | 400 | 900 | 0 | 40 | 45.87 | 9 | 0
2015 | TVA_Transmission_2_VACAR | TVA_Transmission | VACAR | Internal | Summer | B8 | 500 | 900 | 0 | 38.53 | 42.67 | 9 | 0
2015 | TVA_Transmission_2_VACAR | TVA_Transmission | VACAR | Internal | Summer | B9 | 800 | 900 | 0 | 37.93 | 41.65 | 9 | 0
2015 | TVA_Transmission_2_VACAR | TVA_Transmission | VACAR | Internal | Summer | B10 | 1262 | 900 | 0 | 35.76 | 40.46 | 9 | 0
2015 | TVA_Transmission_2_VACAR | TVA_Transmission | VACAR | Internal | Winter | B16 | 25 | 900 | 0 | 53.55 | 58.54 | 9 | 0
2015 | TVA_Transmission_2_VACAR | TVA_Transmission | VACAR | Internal | Winter | B17 | 100 | 900 | 0 | 44.95 | 49.24 | 9 | 0
2015 | TVA_Transmission_2_VACAR | TVA_Transmission | VACAR | Internal | Winter | B18 | 400 | 900 | 0 | 41.31 | 44.76 | 9 | 0
2015 | TVA_Transmission_2_VACAR | TVA_Transmission | VACAR | Internal | Winter | B19 | 700 | 900 | 0 | 40.06 | 43.45 | 9 | 0
2015 | TVA_Transmission_2_VACAR | TVA_Transmission | VACAR | Internal | Winter | B20 | 935 | 900 | 0 | 38.5 | 42.12 | 9 | 0
2015 | VACAR_2_PJM_ROR | VACAR | PJM_ROR | Internal | Shoulder | B11 | 25 | 2000 | 0 | 51.5 | 43.5 | 7 | 0
2015 | VACAR_2_PJM_ROR | VACAR | PJM_ROR | Internal | Shoulder | B12 | 200 | 2000 | 0 | 46.2 | 40.2 | 7 | 0
2015 | VACAR_2_PJM_ROR | VACAR | PJM_ROR | Internal | Shoulder | B13 | 600 | 2000 | 0 | 44.54 | 38.29 | 7 | 0
2015 | VACAR_2_PJM_ROR | VACAR | PJM_ROR | Internal | Shoulder | B14 | 900 | 2000 | 0 | 42.67 | 36.06 | 7 | 0
2015 | VACAR_2_PJM_ROR | VACAR | PJM_ROR | Internal | Shoulder | B15 | 1203 | 2000 | 0 | 42.12 | 34.31 | 7 | 0
2015 | VACAR_2_PJM_ROR | VACAR | PJM_ROR | Internal | Summer | B1 | 10 | 2000 | 0 | 68.16 | 61.37 | 7 | 0
2015 | VACAR_2_PJM_ROR | VACAR | PJM_ROR | Internal | Summer | B2 | 25 | 2000 | 0 | 68.16 | 59.29 | 7 | 0
2015 | VACAR_2_PJM_ROR | VACAR | PJM_ROR | Internal | Summer | B3 | 75 | 2000 | 0 | 68.16 | 56.94 | 7 | 0
2015 | VACAR_2_PJM_ROR | VACAR | PJM_ROR | Internal | Summer | B4 | 100 | 2000 | 0 | 62.94 | 56.94 | 7 | 0
2015 | VACAR_2_PJM_ROR | VACAR | PJM_ROR | Internal | Summer | B5 | 200 | 2000 | 0 | 56.32 | 47.07 | 7 | 0
2015 | VACAR_2_PJM_ROR | VACAR | PJM_ROR | Internal | Summer | B6 | 300 | 2000 | 0 | 47.21 | 41.21 | 7 | 0
2015 | VACAR_2_PJM_ROR | VACAR | PJM_ROR | Internal | Summer | B7 | 400 | 2000 | 0 | 45.87 | 37.42 | 7 | 0
2015 | VACAR_2_PJM_ROR | VACAR | PJM_ROR | Internal | Summer | B8 | 500 | 2000 | 0 | 42.67 | 35.06 | 7 | 0
2015 | VACAR_2_PJM_ROR | VACAR | PJM_ROR | Internal | Summer | B9 | 800 | 2000 | 0 | 41.65 | 33.09 | 7 | 0
2015 | VACAR_2_PJM_ROR | VACAR | PJM_ROR | Internal | Summer | B10 | 1262 | 2000 | 0 | 40.46 | 31.64 | 7 | 0
2015 | VACAR_2_PJM_ROR | VACAR | PJM_ROR | Internal | Winter | B16 | 25 | 2000 | 0 | 58.54 | 48.27 | 7 | 0
2015 | VACAR_2_PJM_ROR | VACAR | PJM_ROR | Internal | Winter | B17 | 100 | 2000 | 0 | 49.24 | 43.24 | 7 | 0
2015 | VACAR_2_PJM_ROR | VACAR | PJM_ROR | Internal | Winter | B18 | 400 | 2000 | 0 | 44.76 | 38.76 | 7 | 0
2015 | VACAR_2_PJM_ROR | VACAR | PJM_ROR | Internal | Winter | B19 | 700 | 2000 | 0 | 43.45 | 37.45 | 7 | 0
2015 | VACAR_2_PJM_ROR | VACAR | PJM_ROR | Internal | Winter | B20 | 935 | 2000 | 0 | 42.12 | 32.97 | 7 | 0
2015 | VACAR_2_SOCO | VACAR | SOCO | Internal | Shoulder | B11 | 25 | 3000 | 759.88 | 51.5 | 58.5 | 7 | 0
2015 | VACAR_2_SOCO | VACAR | SOCO | Internal | Shoulder | B12 | 200 | 3000 | 0 | 46.2 | 40.4 | 7 | 0
2015 | VACAR_2_SOCO | VACAR | SOCO | Internal | Shoulder | B13 | 600 | 3000 | 0 | 44.54 | 39.02 | 7 | 0
2015 | VACAR_2_SOCO | VACAR | SOCO | Internal | Shoulder | B14 | 900 | 3000 | 0 | 42.67 | 39.02 | 7 | 0
2015 | VACAR_2_SOCO | VACAR | SOCO | Internal | Shoulder | B15 | 1203 | 3000 | 0 | 42.12 | 39.02 | 7 | 0
2015 | VACAR_2_SOCO | VACAR | SOCO | Internal | Summer | B1 | 10 | 3000 | 0 | 68.16 | 64.92 | 7 | 0
2015 | VACAR_2_SOCO | VACAR | SOCO | Internal | Summer | B2 | 25 | 3000 | 0 | 68.16 | 64.92 | 7 | 0
2015 | VACAR_2_SOCO | VACAR | SOCO | Internal | Summer | B3 | 75 | 3000 | 0 | 68.16 | 64.92 | 7 | 0
2015 | VACAR_2_SOCO | VACAR | SOCO | Internal | Summer | B4 | 100 | 3000 | 0 | 62.94 | 64.92 | 7 | 0
2015 | VACAR_2_SOCO | VACAR | SOCO | Internal | Summer | B5 | 200 | 3000 | 0 | 56.32 | 60.27 | 7 | 0
2015 | VACAR_2_SOCO | VACAR | SOCO | Internal | Summer | B6 | 300 | 3000 | 0 | 47.21 | 50.05 | 7 | 0
2015 | VACAR_2_SOCO | VACAR | SOCO | Internal | Summer | B7 | 400 | 3000 | 0 | 45.87 | 44.89 | 7 | 0
2015 | VACAR_2_SOCO | VACAR | SOCO | Internal | Summer | B8 | 500 | 3000 | 0 | 42.67 | 40.5 | 7 | 0
2015 | VACAR_2_SOCO | VACAR | SOCO | Internal | Summer | B9 | 800 | 3000 | 0 | 41.65 | 37.88 | 7 | 0
2015 | VACAR_2_SOCO | VACAR | SOCO | Internal | Summer | B10 | 1262 | 3000 | 0 | 40.46 | 37.88 | 7 | 0
2015 | VACAR_2_SOCO | VACAR | SOCO | Internal | Winter | B16 | 25 | 3000 | 0 | 58.54 | 56.15 | 7 | 0
2015 | VACAR_2_SOCO | VACAR | SOCO | Internal | Winter | B17 | 100 | 3000 | 0 | 49.24 | 42.8 | 7 | 0
2015 | VACAR_2_SOCO | VACAR | SOCO | Internal | Winter | B18 | 400 | 3000 | 0 | 44.76 | 41.34 | 7 | 0
2015 | VACAR_2_SOCO | VACAR | SOCO | Internal | Winter | B19 | 700 | 3000 | 0 | 43.45 | 41.34 | 7 | 0
2015 | VACAR_2_SOCO | VACAR | SOCO | Internal | Winter | B20 | 935 | 3000 | 0 | 42.12 | 41.34 | 7 | 0
2015 | VACAR_2_TVA_Transmission | VACAR | TVA_Transmission | Internal | Shoulder | B11 | 25 | 900 | 0 | 51.5 | 49.5 | 7 | 0
2015 | VACAR_2_TVA_Transmission | VACAR | TVA_Transmission | Internal | Shoulder | B12 | 200 | 900 | 0 | 46.2 | 41.98 | 7 | 0
2015 | VACAR_2_TVA_Transmission | VACAR | TVA_Transmission | Internal | Shoulder | B13 | 600 | 900 | 0 | 44.54 | 40.84 | 7 | 0
2015 | VACAR_2_TVA_Transmission | VACAR | TVA_Transmission | Internal | Shoulder | B14 | 900 | 900 | 0 | 42.67 | 39.7 | 7 | 0
2015 | VACAR_2_TVA_Transmission | VACAR | TVA_Transmission | Internal | Shoulder | B15 | 1203 | 900 | 0 | 42.12 | 39 | 7 | 0
2015 | VACAR_2_TVA_Transmission | VACAR | TVA_Transmission | Internal | Summer | B1 | 10 | 900 | 0 | 68.16 | 67.37 | 7 | 0
2015 | VACAR_2_TVA_Transmission | VACAR | TVA_Transmission | Internal | Summer | B2 | 25 | 900 | 0 | 68.16 | 65.29 | 7 | 0
2015 | VACAR_2_TVA_Transmission | VACAR | TVA_Transmission | Internal | Summer | B3 | 75 | 900 | 0 | 68.16 | 62.94 | 7 | 0
2015 | VACAR_2_TVA_Transmission | VACAR | TVA_Transmission | Internal | Summer | B4 | 100 | 900 | 0 | 62.94 | 62.94 | 7 | 0
2015 | VACAR_2_TVA_Transmission | VACAR | TVA_Transmission | Internal | Summer | B5 | 200 | 900 | 0 | 56.32 | 52.04 | 7 | 0
2015 | VACAR_2_TVA_Transmission | VACAR | TVA_Transmission | Internal | Summer | B6 | 300 | 900 | 0 | 47.21 | 44.11 | 7 | 0
2015 | VACAR_2_TVA_Transmission | VACAR | TVA_Transmission | Internal | Summer | B7 | 400 | 900 | 0 | 45.87 | 40 | 7 | 0
2015 | VACAR_2_TVA_Transmission | VACAR | TVA_Transmission | Internal | Summer | B8 | 500 | 900 | 0 | 42.67 | 38.53 | 7 | 0
2015 | VACAR_2_TVA_Transmission | VACAR | TVA_Transmission | Internal | Summer | B9 | 800 | 900 | 0 | 41.65 | 37.93 | 7 | 0
2015 | VACAR_2_TVA_Transmission | VACAR | TVA_Transmission | Internal | Summer | B10 | 1262 | 900 | 0 | 40.46 | 35.76 | 7 | 0
2015 | VACAR_2_TVA_Transmission | VACAR | TVA_Transmission | Internal | Winter | B16 | 25 | 900 | 0 | 58.54 | 53.55 | 7 | 0
2015 | VACAR_2_TVA_Transmission | VACAR | TVA_Transmission | Internal | Winter | B17 | 100 | 900 | 0 | 49.24 | 44.95 | 7 | 0
2015 | VACAR_2_TVA_Transmission | VACAR | TVA_Transmission | Internal | Winter | B18 | 400 | 900 | 0 | 44.76 | 41.31 | 7 | 0
2015 | VACAR_2_TVA_Transmission | VACAR | TVA_Transmission | Internal | Winter | B19 | 700 | 900 | 0 | 43.45 | 40.06 | 7 | 0
2015 | VACAR_2_TVA_Transmission | VACAR | TVA_Transmission | Internal | Winter | B20 | 935 | 900 | 0 | 42.12 | 38.5 | 7 | 0
2020 | ENT_2_MISO_MO-IL | ENT | MISO_MO-IL | Internal | Shoulder | B11 | 25 | 2260 | 0 | 59.03 | 53.98 | 8 | 0
2020 | ENT_2_MISO_MO-IL | ENT | MISO_MO-IL | Internal | Shoulder | B12 | 200 | 2260 | 0 | 41.91 | 42.47 | 8 | 0
2020 | ENT_2_MISO_MO-IL | ENT | MISO_MO-IL | Internal | Shoulder | B13 | 600 | 2260 | 0 | 41.91 | 40.92 | 8 | 0
2020 | ENT_2_MISO_MO-IL | ENT | MISO_MO-IL | Internal | Shoulder | B14 | 900 | 2260 | 0 | 41.61 | 39.33 | 8 | 0
2020 | ENT_2_MISO_MO-IL | ENT | MISO_MO-IL | Internal | Shoulder | B15 | 1203 | 2260 | 0 | 41.61 | 36.92 | 8 | 0
2020 | ENT_2_MISO_MO-IL | ENT | MISO_MO-IL | Internal | Summer | B1 | 10 | 2260 | 0 | 68.21 | 65.05 | 8 | 0
2020 | ENT_2_MISO_MO-IL | ENT | MISO_MO-IL | Internal | Summer | B2 | 25 | 2260 | 0 | 68.21 | 63.53 | 8 | 0
2020 | ENT_2_MISO_MO-IL | ENT | MISO_MO-IL | Internal | Summer | B3 | 75 | 2260 | 0 | 61.69 | 61.14 | 8 | 0
2020 | ENT_2_MISO_MO-IL | ENT | MISO_MO-IL | Internal | Summer | B4 | 100 | 2260 | 0 | 61.69 | 59.66 | 8 | 0
2020 | ENT_2_MISO_MO-IL | ENT | MISO_MO-IL | Internal | Summer | B5 | 200 | 2260 | 0 | 58.76 | 51.78 | 8 | 0
2020 | ENT_2_MISO_MO-IL | ENT | MISO_MO-IL | Internal | Summer | B6 | 300 | 2260 | 0 | 48.87 | 44.64 | 8 | 0
2020 | ENT_2_MISO_MO-IL | ENT | MISO_MO-IL | Internal | Summer | B7 | 400 | 2260 | 0 | 42.42 | 38.95 | 8 | 0
2020 | ENT_2_MISO_MO-IL | ENT | MISO_MO-IL | Internal | Summer | B8 | 500 | 2260 | 0 | 40.59 | 37.35 | 8 | 0
2020 | ENT_2_MISO_MO-IL | ENT | MISO_MO-IL | Internal | Summer | B9 | 800 | 2260 | 0 | 40.3 | 36.06 | 8 | 0
2020 | ENT_2_MISO_MO-IL | ENT | MISO_MO-IL | Internal | Summer | B10 | 1262 | 2260 | 0 | 40.02 | 34.61 | 8 | 0
2020 | ENT_2_MISO_MO-IL | ENT | MISO_MO-IL | Internal | Winter | B16 | 25 | 2260 | 0 | 53.38 | 49.68 | 8 | 0
2020 | ENT_2_MISO_MO-IL | ENT | MISO_MO-IL | Internal | Winter | B17 | 100 | 2260 | 0 | 44.52 | 45.26 | 8 | 0
2020 | ENT_2_MISO_MO-IL | ENT | MISO_MO-IL | Internal | Winter | B18 | 400 | 2260 | 0 | 44.2 | 41.56 | 8 | 0
2020 | ENT_2_MISO_MO-IL | ENT | MISO_MO-IL | Internal | Winter | B19 | 700 | 2260 | 0 | 44.2 | 39.97 | 8 | 0
2020 | ENT_2_MISO_MO-IL | ENT | MISO_MO-IL | Internal | Winter | B20 | 935 | 2260 | 0 | 42.75 | 36.24 | 8 | 0
2020 | ENT_2_SOCO | ENT | SOCO | Internal | Shoulder | B11 | 25 | 2000 | 0.02 | 59.03 | 66.66 | 8 | 0
2020 | ENT_2_SOCO | ENT | SOCO | Internal | Shoulder | B12 | 200 | 2000 | 0 | 41.91 | 43.59 | 8 | 0
2020 | ENT_2_SOCO | ENT | SOCO | Internal | Shoulder | B13 | 600 | 2000 | 0 | 41.91 | 42.1 | 8 | 0
2020 | ENT_2_SOCO | ENT | SOCO | Internal | Shoulder | B14 | 900 | 2000 | 0 | 41.61 | 42.1 | 8 | 0
2020 | ENT_2_SOCO | ENT | SOCO | Internal | Shoulder | B15 | 1203 | 2000 | 0 | 41.61 | 42.1 | 8 | 0
2020 | ENT_2_SOCO | ENT | SOCO | Internal | Summer | B1 | 10 | 2000 | 0 | 68.21 | 69.69 | 8 | 0
2020 | ENT_2_SOCO | ENT | SOCO | Internal | Summer | B2 | 25 | 2000 | 0 | 68.21 | 69.69 | 8 | 0
2020 | ENT_2_SOCO | ENT | SOCO | Internal | Summer | B3 | 75 | 2000 | 443.23 | 61.69 | 69.69 | 8 | 0
2020 | ENT_2_SOCO | ENT | SOCO | Internal | Summer | B4 | 100 | 2000 | 476.52 | 61.69 | 69.69 | 8 | 0
2020 | ENT_2_SOCO | ENT | SOCO | Internal | Summer | B5 | 200 | 2000 | 1368.05 | 58.76 | 66.76 | 8 | 0
2020 | ENT_2_SOCO | ENT | SOCO | Internal | Summer | B6 | 300 | 2000 | 1012.17 | 48.87 | 56.87 | 8 | 0
2020 | ENT_2_SOCO | ENT | SOCO | Internal | Summer | B7 | 400 | 2000 | 791.59 | 42.42 | 50.42 | 8 | 0
2020 | ENT_2_SOCO | ENT | SOCO | Internal | Summer | B8 | 500 | 2000 | 0 | 40.59 | 43.5 | 8 | 0
2020 | ENT_2_SOCO | ENT | SOCO | Internal | Summer | B9 | 800 | 2000 | 0 | 40.3 | 40.87 | 8 | 0
2020 | ENT_2_SOCO | ENT | SOCO | Internal | Summer | B10 | 1262 | 2000 | 0 | 40.02 | 40.87 | 8 | 0
2020 | ENT_2_SOCO | ENT | SOCO | Internal | Winter | B16 | 25 | 2000 | 1590.49 | 53.38 | 61.38 | 8 | 0
2020 | ENT_2_SOCO | ENT | SOCO | Internal | Winter | B17 | 100 | 2000 | 0 | 44.52 | 44.59 | 8 | 0
2020 | ENT_2_SOCO | ENT | SOCO | Internal | Winter | B18 | 400 | 2000 | 0 | 44.2 | 44.59 | 8 | 0
2020 | ENT_2_SOCO | ENT | SOCO | Internal | Winter | B19 | 700 | 2000 | 0 | 44.2 | 44.59 | 8 | 0
2020 | ENT_2_SOCO | ENT | SOCO | Internal | Winter | B20 | 935 | 2000 | 0 | 42.75 | 44.25 | 8 | 0
2020 | ENT_2_SPP_N | ENT | SPP_N | Internal | Shoulder | B11 | 25 | 1300 | 0 | 59.03 | 60.98 | 8 | 0
2020 | ENT_2_SPP_N | ENT | SPP_N | Internal | Shoulder | B12 | 200 | 1300 | 0 | 41.91 | 42.03 | 8 | 0
2020 | ENT_2_SPP_N | ENT | SPP_N | Internal | Shoulder | B13 | 600 | 1300 | 0 | 41.91 | 40.94 | 8 | 0
2020 | ENT_2_SPP_N | ENT | SPP_N | Internal | Shoulder | B14 | 900 | 1300 | 0 | 41.61 | 40.21 | 8 | 0
2020 | ENT_2_SPP_N | ENT | SPP_N | Internal | Shoulder | B15 | 1203 | 1300 | 0 | 41.61 | 40.19 | 8 | 0
2020 | ENT_2_SPP_N | ENT | SPP_N | Internal | Summer | B1 | 10 | 1300 | 0 | 68.21 | 66.03 | 8 | 0
2020 | ENT_2_SPP_N | ENT | SPP_N | Internal | Summer | B2 | 25 | 1300 | 0 | 68.21 | 66.03 | 8 | 0
2020 | ENT_2_SPP_N | ENT | SPP_N | Internal | Summer | B3 | 75 | 1300 | 0 | 61.69 | 66.03 | 8 | 0
2020 | ENT_2_SPP_N | ENT | SPP_N | Internal | Summer | B4 | 100 | 1300 | 0 | 61.69 | 66.03 | 8 | 0
2020 | ENT_2_SPP_N | ENT | SPP_N | Internal | Summer | B5 | 200 | 1300 | 0 | 58.76 | 58.79 | 8 | 0
2020 | ENT_2_SPP_N | ENT | SPP_N | Internal | Summer | B6 | 300 | 1300 | 0 | 48.87 | 51.76 | 8 | 0
2020 | ENT_2_SPP_N | ENT | SPP_N | Internal | Summer | B7 | 400 | 1300 | 0 | 42.42 | 43.23 | 8 | 0
2020 | ENT_2_SPP_N | ENT | SPP_N | Internal | Summer | B8 | 500 | 1300 | 0 | 40.59 | 40.6 | 8 | 0
2020 | ENT_2_SPP_N | ENT | SPP_N | Internal | Summer | B9 | 800 | 1300 | 0 | 40.3 | 39.18 | 8 | 0
2020 | ENT_2_SPP_N | ENT | SPP_N | Internal | Summer | B10 | 1262 | 1300 | 0 | 40.02 | 38.85 | 8 | 0
2020 | ENT_2_SPP_N | ENT | SPP_N | Internal | Winter | B16 | 25 | 1300 | 0 | 53.38 | 48.39 | 8 | 0
2020 | ENT_2_SPP_N | ENT | SPP_N | Internal | Winter | B17 | 100 | 1300 | 0 | 44.52 | 42.83 | 8 | 0
2020 | ENT_2_SPP_N | ENT | SPP_N | Internal | Winter | B18 | 400 | 1300 | 0 | 44.2 | 42.83 | 8 | 0
2020 | ENT_2_SPP_N | ENT | SPP_N | Internal | Winter | B19 | 700 | 1300 | 0 | 44.2 | 42.74 | 8 | 0
2020 | ENT_2_SPP_N | ENT | SPP_N | Internal | Winter | B20 | 935 | 1300 | 0 | 42.75 | 41.27 | 8 | 0
2020 | ENT_2_SPP_S | ENT | SPP_S | Internal | Shoulder | B11 | 25 | 1300 | 0 | 59.03 | 57.84 | 8 | 0
2020 | ENT_2_SPP_S | ENT | SPP_S | Internal | Shoulder | B12 | 200 | 1300 | 0 | 41.91 | 42.02 | 8 | 0
2020 | ENT_2_SPP_S | ENT | SPP_S | Internal | Shoulder | B13 | 600 | 1300 | 0 | 41.91 | 40.95 | 8 | 0
2020 | ENT_2_SPP_S | ENT | SPP_S | Internal | Shoulder | B14 | 900 | 1300 | 0 | 41.61 | 40.2 | 8 | 0
2020 | ENT_2_SPP_S | ENT | SPP_S | Internal | Shoulder | B15 | 1203 | 1300 | 0 | 41.61 | 40.2 | 8 | 0
2020 | ENT_2_SPP_S | ENT | SPP_S | Internal | Summer | B1 | 10 | 1300 | 0 | 68.21 | 64.56 | 8 | 0
2020 | ENT_2_SPP_S | ENT | SPP_S | Internal | Summer | B2 | 25 | 1300 | 0 | 68.21 | 65.22 | 8 | 0
2020 | ENT_2_SPP_S | ENT | SPP_S | Internal | Summer | B3 | 75 | 1300 | 0 | 61.69 | 64.77 | 8 | 0
2020 | ENT_2_SPP_S | ENT | SPP_S | Internal | Summer | B4 | 100 | 1300 | 0 | 61.69 | 60.02 | 8 | 0
2020 | ENT_2_SPP_S | ENT | SPP_S | Internal | Summer | B5 | 200 | 1300 | 0 | 58.76 | 55.88 | 8 | 0
2020 | ENT_2_SPP_S | ENT | SPP_S | Internal | Summer | B6 | 300 | 1300 | 0 | 48.87 | 51.77 | 8 | 0
2020 | ENT_2_SPP_S | ENT | SPP_S | Internal | Summer | B7 | 400 | 1300 | 0 | 42.42 | 43.24 | 8 | 0
2020 | ENT_2_SPP_S | ENT | SPP_S | Internal | Summer | B8 | 500 | 1300 | 0 | 40.59 | 40.62 | 8 | 0
2020 | ENT_2_SPP_S | ENT | SPP_S | Internal | Summer | B9 | 800 | 1300 | 0 | 40.3 | 39.2 | 8 | 0
2020 | ENT_2_SPP_S | ENT | SPP_S | Internal | Summer | B10 | 1262 | 1300 | 0 | 40.02 | 38.86 | 8 | 0
2020 | ENT_2_SPP_S | ENT | SPP_S | Internal | Winter | B16 | 25 | 1300 | 0 | 53.38 | 48.38 | 8 | 0
2020 | ENT_2_SPP_S | ENT | SPP_S | Internal | Winter | B17 | 100 | 1300 | 0 | 44.52 | 42.84 | 8 | 0
2020 | ENT_2_SPP_S | ENT | SPP_S | Internal | Winter | B18 | 400 | 1300 | 0 | 44.2 | 42.84 | 8 | 0
2020 | ENT_2_SPP_S | ENT | SPP_S | Internal | Winter | B19 | 700 | 1300 | 0 | 44.2 | 42.75 | 8 | 0
2020 | ENT_2_SPP_S | ENT | SPP_S | Internal | Winter | B20 | 935 | 1300 | 0 | 42.75 | 41.29 | 8 | 0
2020 | ENT_2_TVA_Transmission | ENT | TVA_Transmission | Internal | Shoulder | B11 | 25 | 2100 | 0 | 59.03 | 57.83 | 8 | 0
2020 | ENT_2_TVA_Transmission | ENT | TVA_Transmission | Internal | Shoulder | B12 | 200 | 2100 | 0 | 41.91 | 45.72 | 8 | 0
2020 | ENT_2_TVA_Transmission | ENT | TVA_Transmission | Internal | Shoulder | B13 | 600 | 2100 | 0 | 41.91 | 44.79 | 8 | 0
2020 | ENT_2_TVA_Transmission | ENT | TVA_Transmission | Internal | Shoulder | B14 | 900 | 2100 | 0 | 41.61 | 43.52 | 8 | 0
2020 | ENT_2_TVA_Transmission | ENT | TVA_Transmission | Internal | Shoulder | B15 | 1203 | 2100 | 0 | 41.61 | 42.22 | 8 | 0
2020 | ENT_2_TVA_Transmission | ENT | TVA_Transmission | Internal | Summer | B1 | 10 | 2100 | 0 | 68.21 | 73.05 | 8 | 0
2020 | ENT_2_TVA_Transmission | ENT | TVA_Transmission | Internal | Summer | B2 | 25 | 2100 | 0 | 68.21 | 71.53 | 8 | 0
2020 | ENT_2_TVA_Transmission | ENT | TVA_Transmission | Internal | Summer | B3 | 75 | 2100 | 0 | 61.69 | 67.28 | 8 | 0
2020 | ENT_2_TVA_Transmission | ENT | TVA_Transmission | Internal | Summer | B4 | 100 | 2100 | 0 | 61.69 | 67.28 | 8 | 0
2020 | ENT_2_TVA_Transmission | ENT | TVA_Transmission | Internal | Summer | B5 | 200 | 2100 | 0 | 58.76 | 58.5 | 8 | 0
2020 | ENT_2_TVA_Transmission | ENT | TVA_Transmission | Internal | Summer | B6 | 300 | 2100 | 0 | 48.87 | 49.92 | 8 | 0
2020 | ENT_2_TVA_Transmission | ENT | TVA_Transmission | Internal | Summer | B7 | 400 | 2100 | 0 | 42.42 | 44.09 | 8 | 0
2020 | ENT_2_TVA_Transmission | ENT | TVA_Transmission | Internal | Summer | B8 | 500 | 2100 | 0 | 40.59 | 41.97 | 8 | 0
2020 | ENT_2_TVA_Transmission | ENT | TVA_Transmission | Internal | Summer | B9 | 800 | 2100 | 0 | 40.3 | 41.33 | 8 | 0
2020 | ENT_2_TVA_Transmission | ENT | TVA_Transmission | Internal | Summer | B10 | 1262 | 2100 | 0 | 40.02 | 38.66 | 8 | 0
2020 | ENT_2_TVA_Transmission | ENT | TVA_Transmission | Internal | Winter | B16 | 25 | 2100 | 0 | 53.38 | 55.38 | 8 | 0
2020 | ENT_2_TVA_Transmission | ENT | TVA_Transmission | Internal | Winter | B17 | 100 | 2100 | 0 | 44.52 | 48.57 | 8 | 0
2020 | ENT_2_TVA_Transmission | ENT | TVA_Transmission | Internal | Winter | B18 | 400 | 2100 | 0 | 44.2 | 45.48 | 8 | 0
2020 | ENT_2_TVA_Transmission | ENT | TVA_Transmission | Internal | Winter | B19 | 700 | 2100 | 0 | 44.2 | 44.16 | 8 | 0
2020 | ENT_2_TVA_Transmission | ENT | TVA_Transmission | Internal | Winter | B20 | 935 | 2100 | 0 | 42.75 | 42.07 | 8 | 0
2020 | FRCC_2_SOCO | FRCC | SOCO | Internal | Shoulder | B11 | 25 | 900 | 0 | 76.66 | 66.66 | 8 | 0
2020 | FRCC_2_SOCO | FRCC | SOCO | Internal | Shoulder | B12 | 200 | 900 | 0 | 53.59 | 43.59 | 8 | 0
2020 | FRCC_2_SOCO | FRCC | SOCO | Internal | Shoulder | B13 | 600 | 900 | 0 | 48.83 | 42.1 | 8 | 0
2020 | FRCC_2_SOCO | FRCC | SOCO | Internal | Shoulder | B14 | 900 | 900 | 0 | 48.83 | 42.1 | 8 | 0
2020 | FRCC_2_SOCO | FRCC | SOCO | Internal | Shoulder | B15 | 1203 | 900 | 0 | 46.83 | 42.1 | 8 | 0
2020 | FRCC_2_SOCO | FRCC | SOCO | Internal | Summer | B1 | 10 | 900 | 0 | 79.69 | 69.69 | 8 | 0
2020 | FRCC_2_SOCO | FRCC | SOCO | Internal | Summer | B2 | 25 | 900 | 0 | 76.76 | 69.69 | 8 | 0
2020 | FRCC_2_SOCO | FRCC | SOCO | Internal | Summer | B3 | 75 | 900 | 0 | 76.76 | 69.69 | 8 | 0
2020 | FRCC_2_SOCO | FRCC | SOCO | Internal | Summer | B4 | 100 | 900 | 0 | 76.76 | 69.69 | 8 | 0
2020 | FRCC_2_SOCO | FRCC | SOCO | Internal | Summer | B5 | 200 | 900 | 0 | 76.76 | 66.76 | 8 | 0
2020 | FRCC_2_SOCO | FRCC | SOCO | Internal | Summer | B6 | 300 | 900 | 0 | 66.87 | 56.87 | 8 | 0
2020 | FRCC_2_SOCO | FRCC | SOCO | Internal | Summer | B7 | 400 | 900 | 0 | 60.42 | 50.42 | 8 | 0
2020 | FRCC_2_SOCO | FRCC | SOCO | Internal | Summer | B8 | 500 | 900 | 0 | 53.5 | 43.5 | 8 | 0
2020 | FRCC_2_SOCO | FRCC | SOCO | Internal | Summer | B9 | 800 | 900 | 0 | 48.1 | 40.87 | 8 | 0
2020 | FRCC_2_SOCO | FRCC | SOCO | Internal | Summer | B10 | 1262 | 900 | 0 | 46.13 | 40.87 | 8 | 0
2020 | FRCC_2_SOCO | FRCC | SOCO | Internal | Winter | B16 | 25 | 900 | 0 | 71.38 | 61.38 | 8 | 0
2020 | FRCC_2_SOCO | FRCC | SOCO | Internal | Winter | B17 | 100 | 900 | 0 | 54.59 | 44.59 | 8 | 0
2020 | FRCC_2_SOCO | FRCC | SOCO | Internal | Winter | B18 | 400 | 900 | 0 | 51.07 | 44.59 | 8 | 0
2020 | FRCC_2_SOCO | FRCC | SOCO | Internal | Winter | B19 | 700 | 900 | 0 | 50.84 | 44.59 | 8 | 0
2020 | FRCC_2_SOCO | FRCC | SOCO | Internal | Winter | B20 | 935 | 900 | 0 | 48.97 | 44.25 | 8 | 0
2020 | HQ_NEISO_2_NEISO | HQ_NEISO | NEISO | Internal | Shoulder | B11 | 25 | 99999 | 2920 | 37.66 | 37.67 | 0.01 | 0
2020 | HQ_NEISO_2_NEISO | HQ_NEISO | NEISO | Internal | Shoulder | B12 | 200 | 99999 | 2920 | 37.08 | 37.09 | 0.01 | 0
2020 | HQ_NEISO_2_NEISO | HQ_NEISO | NEISO | Internal | Shoulder | B13 | 600 | 99999 | 2920 | 35.61 | 35.63 | 0.01 | 0
2020 | HQ_NEISO_2_NEISO | HQ_NEISO | NEISO | Internal | Shoulder | B14 | 900 | 99999 | 2920 | 35.61 | 35.63 | 0.01 | 0
2020 | HQ_NEISO_2_NEISO | HQ_NEISO | NEISO | Internal | Shoulder | B15 | 1203 | 99999 | 1143.24 | 35.61 | 35.63 | 0.01 | 0
2020 | HQ_NEISO_2_NEISO | HQ_NEISO | NEISO | Internal | Summer | B1 | 10 | 99999 | 2920 | 75.37 | 75.39 | 0.01 | 0
2020 | HQ_NEISO_2_NEISO | HQ_NEISO | NEISO | Internal | Summer | B2 | 25 | 99999 | 2920 | 60.53 | 60.54 | 0.01 | 0
2020 | HQ_NEISO_2_NEISO | HQ_NEISO | NEISO | Internal | Summer | B3 | 75 | 99999 | 2920 | 48.89 | 48.9 | 0.01 | 0
2020 | HQ_NEISO_2_NEISO | HQ_NEISO | NEISO | Internal | Summer | B4 | 100 | 99999 | 2920 | 39.3 | 39.31 | 0.01 | 0
2020 | HQ_NEISO_2_NEISO | HQ_NEISO | NEISO | Internal | Summer | B5 | 200 | 99999 | 2920 | 34.88 | 34.9 | 0.01 | 0
2020 | HQ_NEISO_2_NEISO | HQ_NEISO | NEISO | Internal | Summer | B6 | 300 | 99999 | 2920 | 34.88 | 34.9 | 0.01 | 0
2020 | HQ_NEISO_2_NEISO | HQ_NEISO | NEISO | Internal | Summer | B7 | 400 | 99999 | 2920 | 34.88 | 34.9 | 0.01 | 0
2020 | HQ_NEISO_2_NEISO | HQ_NEISO | NEISO | Internal | Summer | B8 | 500 | 99999 | 2920 | 34.88 | 34.9 | 0.01 | 0
2020 | HQ_NEISO_2_NEISO | HQ_NEISO | NEISO | Internal | Summer | B9 | 800 | 99999 | 2920 | 34.88 | 34.9 | 0.01 | 0
2020 | HQ_NEISO_2_NEISO | HQ_NEISO | NEISO | Internal | Summer | B10 | 1262 | 99999 | 795.94 | 34.88 | 34.9 | 0.01 | 0
2020 | HQ_NEISO_2_NEISO | HQ_NEISO | NEISO | Internal | Winter | B16 | 25 | 99999 | 2920 | 46.26 | 46.27 | 0.01 | 0
2020 | HQ_NEISO_2_NEISO | HQ_NEISO | NEISO | Internal | Winter | B17 | 100 | 99999 | 2920 | 46.26 | 46.27 | 0.01 | 0
2020 | HQ_NEISO_2_NEISO | HQ_NEISO | NEISO | Internal | Winter | B18 | 400 | 99999 | 2920 | 44.75 | 44.76 | 0.01 | 0
2020 | HQ_NEISO_2_NEISO | HQ_NEISO | NEISO | Internal | Winter | B19 | 700 | 99999 | 2920 | 44.75 | 44.76 | 0.01 | 0
2020 | HQ_NEISO_2_NEISO | HQ_NEISO | NEISO | Internal | Winter | B20 | 935 | 99999 | 1233.58 | 44.75 | 44.76 | 0.01 | 0
2020 | HQ_NY_2_NYISO_A-F | HQ_NY | NYISO_A-F | Internal | Shoulder | B11 | 25 | 99999 | 1000 | 39.84 | 39.85 | 0.01 | 0
2020 | HQ_NY_2_NYISO_A-F | HQ_NY | NYISO_A-F | Internal | Shoulder | B12 | 200 | 99999 | 1000 | 39.84 | 39.85 | 0.01 | 0
2020 | HQ_NY_2_NYISO_A-F | HQ_NY | NYISO_A-F | Internal | Shoulder | B13 | 600 | 99999 | 1000 | 37.68 | 37.7 | 0.01 | 0
2020 | HQ_NY_2_NYISO_A-F | HQ_NY | NYISO_A-F | Internal | Shoulder | B14 | 900 | 99999 | 1000 | 37.68 | 37.7 | 0.01 | 0
2020 | HQ_NY_2_NYISO_A-F | HQ_NY | NYISO_A-F | Internal | Shoulder | B15 | 1203 | 99999 | 188.69 | 37.68 | 37.7 | 0.01 | 0
2020 | HQ_NY_2_NYISO_A-F | HQ_NY | NYISO_A-F | Internal | Summer | B1 | 10 | 99999 | 1000 | 59.05 | 59.07 | 0.01 | 0
2020 | HQ_NY_2_NYISO_A-F | HQ_NY | NYISO_A-F | Internal | Summer | B2 | 25 | 99999 | 1000 | 57.53 | 57.54 | 0.01 | 0
2020 | HQ_NY_2_NYISO_A-F | HQ_NY | NYISO_A-F | Internal | Summer | B3 | 75 | 99999 | 1000 | 51.17 | 51.18 | 0.01 | 0
2020 | HQ_NY_2_NYISO_A-F | HQ_NY | NYISO_A-F | Internal | Summer | B4 | 100 | 99999 | 1000 | 42.3 | 42.31 | 0.01 | 0
2020 | HQ_NY_2_NYISO_A-F | HQ_NY | NYISO_A-F | Internal | Summer | B5 | 200 | 99999 | 1000 | 42.02 | 42.03 | 0.01 | 0
2020 | HQ_NY_2_NYISO_A-F | HQ_NY | NYISO_A-F | Internal | Summer | B6 | 300 | 99999 | 1000 | 38.59 | 38.6 | 0.01 | 0
2020 | HQ_NY_2_NYISO_A-F | HQ_NY | NYISO_A-F | Internal | Summer | B7 | 400 | 99999 | 1000 | 37.87 | 37.88 | 0.01 | 0
2020 | HQ_NY_2_NYISO_A-F | HQ_NY | NYISO_A-F | Internal | Summer | B8 | 500 | 99999 | 1000 | 36.6 | 36.61 | 0.01 | 0
2020 | HQ_NY_2_NYISO_A-F | HQ_NY | NYISO_A-F | Internal | Summer | B9 | 800 | 99999 | 1000 | 36.6 | 36.61 | 0.01 | 0
2020 | HQ_NY_2_NYISO_A-F | HQ_NY | NYISO_A-F | Internal | Summer | B10 | 1262 | 99999 | 30.11 | 36.6 | 36.61 | 0.01 | 0
2020 | HQ_NY_2_NYISO_A-F | HQ_NY | NYISO_A-F | Internal | Winter | B16 | 25 | 99999 | 1000 | 42.18 | 42.19 | 0.01 | 0
2020 | HQ_NY_2_NYISO_A-F | HQ_NY | NYISO_A-F | Internal | Winter | B17 | 100 | 99999 | 1000 | 42.18 | 42.19 | 0.01 | 0
2020 | HQ_NY_2_NYISO_A-F | HQ_NY | NYISO_A-F | Internal | Winter | B18 | 400 | 99999 | 1000 | 41.75 | 41.76 | 0.01 | 0
2020 | HQ_NY_2_NYISO_A-F | HQ_NY | NYISO_A-F | Internal | Winter | B19 | 700 | 99999 | 1000 | 41.75 | 41.76 | 0.01 | 0
2020 | HQ_NY_2_NYISO_A-F | HQ_NY | NYISO_A-F | Internal | Winter | B20 | 935 | 99999 | 229.95 | 41.75 | 41.76 | 0.01 | 0
2020 | HQ_IESO_2_IESO | HQ_IESO | IESO | Internal | Shoulder | B11 | 25 | 99999 | 400 | 28.8 | 28.81 | 0.01 | 0
2020 | HQ_IESO_2_IESO | HQ_IESO | IESO | Internal | Shoulder | B12 | 200 | 99999 | 400 | 28.8 | 28.81 | 0.01 | 0
2020 | HQ_IESO_2_IESO | HQ_IESO | IESO | Internal | Shoulder | B13 | 600 | 99999 | 400 | 28.8 | 28.81 | 0.01 | 0
2020 | HQ_IESO_2_IESO | HQ_IESO | IESO | Internal | Shoulder | B14 | 900 | 99999 | 400 | 28.8 | 28.81 | 0.01 | 0
2020 | HQ_IESO_2_IESO | HQ_IESO | IESO | Internal | Shoulder | B15 | 1203 | 99999 | 75.48 | 28.8 | 28.81 | 0.01 | 0
2020 | HQ_IESO_2_IESO | HQ_IESO | IESO | Internal | Summer | B1 | 10 | 99999 | 400 | 56.43 | 56.45 | 0.01 | 0
2020 | HQ_IESO_2_IESO | HQ_IESO | IESO | Internal | Summer | B2 | 25 | 99999 | 400 | 50.53 | 50.54 | 0.01 | 0
2020 | HQ_IESO_2_IESO | HQ_IESO | IESO | Internal | Summer | B3 | 75 | 99999 | 400 | 44.17 | 44.18 | 0.01 | 0
2020 | HQ_IESO_2_IESO | HQ_IESO | IESO | Internal | Summer | B4 | 100 | 99999 | 400 | 35.02 | 35.03 | 0.01 | 0
2020 | HQ_IESO_2_IESO | HQ_IESO | IESO | Internal | Summer | B5 | 200 | 99999 | 400 | 35.02 | 35.03 | 0.01 | 0
2020 | HQ_IESO_2_IESO | HQ_IESO | IESO | Internal | Summer | B6 | 300 | 99999 | 400 | 27.62 | 27.63 | 0.01 | 0
2020 | HQ_IESO_2_IESO | HQ_IESO | IESO | Internal | Summer | B7 | 400 | 99999 | 400 | 27.62 | 27.63 | 0.01 | 0
2020 | HQ_IESO_2_IESO | HQ_IESO | IESO | Internal | Summer | B8 | 500 | 99999 | 400 | 27.62 | 27.63 | 0.01 | 0
2020 | HQ_IESO_2_IESO | HQ_IESO | IESO | Internal | Summer | B9 | 800 | 99999 | 400 | 27.62 | 27.63 | 0.01 | 0
2020 | HQ_IESO_2_IESO | HQ_IESO | IESO | Internal | Summer | B10 | 1262 | 99999 | 12.04 | 27.62 | 27.63 | 0.01 | 0
2020 | HQ_IESO_2_IESO | HQ_IESO | IESO | Internal | Winter | B16 | 25 | 99999 | 400 | 29.22 | 29.24 | 0.01 | 0
2020 | HQ_IESO_2_IESO | HQ_IESO | IESO | Internal | Winter | B17 | 100 | 99999 | 400 | 29.22 | 29.24 | 0.01 | 0
2020 | HQ_IESO_2_IESO | HQ_IESO | IESO | Internal | Winter | B18 | 400 | 99999 | 400 | 29.22 | 29.24 | 0.01 | 0
2020 | HQ_IESO_2_IESO | HQ_IESO | IESO | Internal | Winter | B19 | 700 | 99999 | 400 | 29.22 | 29.24 | 0.01 | 0
2020 | HQ_IESO_2_IESO | HQ_IESO | IESO | Internal | Winter | B20 | 935 | 99999 | 91.98 | 29.22 | 29.24 | 0.01 | 0
2020 | IESO_2_MAPP_CA | IESO | MAPP_CA | Internal | Shoulder | B11 | 25 | 262 | 262 | 28.81 | 48.37 | 7 | 12.56
2020 | IESO_2_MAPP_CA | IESO | MAPP_CA | Internal | Shoulder | B12 | 200 | 262 | 262 | 28.81 | 42.45 | 7 | 6.64
2020 | IESO_2_MAPP_CA | IESO | MAPP_CA | Internal | Shoulder | B13 | 600 | 262 | 262 | 28.81 | 40.92 | 7 | 5.11
2020 | IESO_2_MAPP_CA | IESO | MAPP_CA | Internal | Shoulder | B14 | 900 | 262 | 262 | 28.81 | 40.92 | 7 | 5.11
2020 | IESO_2_MAPP_CA | IESO | MAPP_CA | Internal | Shoulder | B15 | 1203 | 262 | 262 | 28.81 | 40.92 | 7 | 5.11
2020 | IESO_2_MAPP_CA | IESO | MAPP_CA | Internal | Summer | B1 | 10 | 262 | 103.3 | 56.45 | 63.45 | 7 | 0
2020 | IESO_2_MAPP_CA | IESO | MAPP_CA | Internal | Summer | B2 | 25 | 262 | 262 | 50.54 | 62.27 | 7 | 4.73
2020 | IESO_2_MAPP_CA | IESO | MAPP_CA | Internal | Summer | B3 | 75 | 262 | 262 | 44.18 | 62.56 | 7 | 11.38
2020 | IESO_2_MAPP_CA | IESO | MAPP_CA | Internal | Summer | B4 | 100 | 262 | 262 | 35.03 | 59.66 | 7 | 17.63
2020 | IESO_2_MAPP_CA | IESO | MAPP_CA | Internal | Summer | B5 | 200 | 262 | 262 | 35.03 | 51.78 | 7 | 9.75
2020 | IESO_2_MAPP_CA | IESO | MAPP_CA | Internal | Summer | B6 | 300 | 262 | 262 | 27.63 | 44.75 | 7 | 10.12
2020 | IESO_2_MAPP_CA | IESO | MAPP_CA | Internal | Summer | B7 | 400 | 262 | 262 | 27.63 | 38.92 | 7 | 4.29
2020 | IESO_2_MAPP_CA | IESO | MAPP_CA | Internal | Summer | B8 | 500 | 262 | 262 | 27.63 | 37.33 | 7 | 2.7
2020 | IESO_2_MAPP_CA | IESO | MAPP_CA | Internal | Summer | B9 | 800 | 262 | 262 | 27.63 | 37.33 | 7 | 2.7
2020 | IESO_2_MAPP_CA | IESO | MAPP_CA | Internal | Summer | B10 | 1262 | 262 | 262 | 27.63 | 37.33 | 7 | 2.7
2020 | IESO_2_MAPP_CA | IESO | MAPP_CA | Internal | Winter | B16 | 25 | 262 | 262 | 29.24 | 49.66 | 7 | 13.42
2020 | IESO_2_MAPP_CA | IESO | MAPP_CA | Internal | Winter | B17 | 100 | 262 | 262 | 29.24 | 45.3 | 7 | 9.06
2020 | IESO_2_MAPP_CA | IESO | MAPP_CA | Internal | Winter | B18 | 400 | 262 | 262 | 29.24 | 45.3 | 7 | 9.06
2020 | IESO_2_MAPP_CA | IESO | MAPP_CA | Internal | Winter | B19 | 700 | 262 | 262 | 29.24 | 45.3 | 7 | 9.06
2020 | IESO_2_MAPP_CA | IESO | MAPP_CA | Internal | Winter | B20 | 935 | 262 | 262 | 29.24 | 45.3 | 7 | 9.06
2020 | IESO_2_MISO_MI | IESO | MISO_MI | Internal | Shoulder | B11 | 25 | 1840 | 1840 | 28.81 | 51.58 | 7 | 15.78
2020 | IESO_2_MISO_MI | IESO | MISO_MI | Internal | Shoulder | B12 | 200 | 1840 | 1840 | 28.81 | 42.5 | 7 | 6.69
2020 | IESO_2_MISO_MI | IESO | MISO_MI | Internal | Shoulder | B13 | 600 | 1840 | 1840 | 28.81 | 40.94 | 7 | 5.13
2020 | IESO_2_MISO_MI | IESO | MISO_MI | Internal | Shoulder | B14 | 900 | 1840 | 1840 | 28.81 | 39.35 | 7 | 3.54
2020 | IESO_2_MISO_MI | IESO | MISO_MI | Internal | Shoulder | B15 | 1203 | 1840 | 1840 | 28.81 | 36.91 | 7 | 1.1
2020 | IESO_2_MISO_MI | IESO | MISO_MI | Internal | Summer | B1 | 10 | 1840 | 1839.99 | 56.45 | 65.03 | 7 | 1.58
2020 | IESO_2_MISO_MI | IESO | MISO_MI | Internal | Summer | B2 | 25 | 1840 | 1840 | 50.54 | 63.53 | 7 | 5.99
2020 | IESO_2_MISO_MI | IESO | MISO_MI | Internal | Summer | B3 | 75 | 1840 | 1840 | 44.18 | 59.28 | 7 | 8.1
2020 | IESO_2_MISO_MI | IESO | MISO_MI | Internal | Summer | B4 | 100 | 1840 | 1840 | 35.03 | 59.28 | 7 | 17.25
2020 | IESO_2_MISO_MI | IESO | MISO_MI | Internal | Summer | B5 | 200 | 1840 | 1840 | 35.03 | 51.76 | 7 | 9.72
2020 | IESO_2_MISO_MI | IESO | MISO_MI | Internal | Summer | B6 | 300 | 1840 | 1840 | 27.63 | 44.62 | 7 | 9.99
2020 | IESO_2_MISO_MI | IESO | MISO_MI | Internal | Summer | B7 | 400 | 1840 | 1840 | 27.63 | 38.97 | 7 | 4.34
2020 | IESO_2_MISO_MI | IESO | MISO_MI | Internal | Summer | B8 | 500 | 1840 | 1840 | 27.63 | 37.38 | 7 | 2.75
2020 | IESO_2_MISO_MI | IESO | MISO_MI | Internal | Summer | B9 | 800 | 1840 | 1840 | 27.63 | 36.06 | 7 | 1.42
2020 | IESO_2_MISO_MI | IESO | MISO_MI | Internal | Summer | B10 | 1262 | 1840 | 1507.06 | 27.63 | 34.63 | 7 | 0
2020 | IESO_2_MISO_MI | IESO | MISO_MI | Internal | Winter | B16 | 25 | 1840 | 1840 | 29.24 | 50.69 | 7 | 14.45
2020 | IESO_2_MISO_MI | IESO | MISO_MI | Internal | Winter | B17 | 100 | 1840 | 1840 | 29.24 | 45.29 | 7 | 9.05
2020 | IESO_2_MISO_MI | IESO | MISO_MI | Internal | Winter | B18 | 400 | 1840 | 1840 | 29.24 | 41.56 | 7 | 5.32
2020 | IESO_2_MISO_MI | IESO | MISO_MI | Internal | Winter | B19 | 700 | 1840 | 1840 | 29.24 | 39.97 | 7 | 3.74
2020 | IESO_2_MISO_MI | IESO | MISO_MI | Internal | Winter | B20 | 935 | 1840 | 937.54 | 29.24 | 36.24 | 7 | 0
2020 | IESO_2_MISO_W | IESO | MISO_W | Internal | Shoulder | B11 | 25 | 140 | 140 | 28.81 | 53.98 | 7 | 18.17
2020 | IESO_2_MISO_W | IESO | MISO_W | Internal | Shoulder | B12 | 200 | 140 | 140 | 28.81 | 42.46 | 7 | 6.65
2020 | IESO_2_MISO_W | IESO | MISO_W | Internal | Shoulder | B13 | 600 | 140 | 140 | 28.81 | 40.93 | 7 | 5.12
2020 | IESO_2_MISO_W | IESO | MISO_W | Internal | Shoulder | B14 | 900 | 140 | 140 | 28.81 | 39.35 | 7 | 3.54
2020 | IESO_2_MISO_W | IESO | MISO_W | Internal | Shoulder | B15 | 1203 | 140 | 140 | 28.81 | 36.92 | 7 | 1.11
2020 | IESO_2_MISO_W | IESO | MISO_W | Internal | Summer | B1 | 10 | 140 | 139.99 | 56.45 | 65.04 | 7 | 1.6
2020 | IESO_2_MISO_W | IESO | MISO_W | Internal | Summer | B2 | 25 | 140 | 140 | 50.54 | 63.51 | 7 | 5.98
2020 | IESO_2_MISO_W | IESO | MISO_W | Internal | Summer | B3 | 75 | 140 | 140 | 44.18 | 62.58 | 7 | 11.39
2020 | IESO_2_MISO_W | IESO | MISO_W | Internal | Summer | B4 | 100 | 140 | 140 | 35.03 | 59.68 | 7 | 17.64
2020 | IESO_2_MISO_W | IESO | MISO_W | Internal | Summer | B5 | 200 | 140 | 140 | 35.03 | 51.79 | 7 | 9.76
2020 | IESO_2_MISO_W | IESO | MISO_W | Internal | Summer | B6 | 300 | 140 | 140 | 27.63 | 44.76 | 7 | 10.13
2020 | IESO_2_MISO_W | IESO | MISO_W | Internal | Summer | B7 | 400 | 140 | 140 | 27.63 | 38.93 | 7 | 4.3
2020 | IESO_2_MISO_W | IESO | MISO_W | Internal | Summer | B8 | 500 | 140 | 140 | 27.63 | 37.34 | 7 | 2.71
2020 | IESO_2_MISO_W | IESO | MISO_W | Internal | Summer | B9 | 800 | 140 | 140 | 27.63 | 36.07 | 7 | 1.44
2020 | IESO_2_MISO_W | IESO | MISO_W | Internal | Summer | B10 | 1262 | 140 | 0 | 27.63 | 34.6 | 7 | 0
2020 | IESO_2_MISO_W | IESO | MISO_W | Internal | Winter | B16 | 25 | 140 | 140 | 29.24 | 49.67 | 7 | 13.44
2020 | IESO_2_MISO_W | IESO | MISO_W | Internal | Winter | B17 | 100 | 140 | 140 | 29.24 | 45.25 | 7 | 9.01
2020 | IESO_2_MISO_W | IESO | MISO_W | Internal | Winter | B18 | 400 | 140 | 140 | 29.24 | 41.57 | 7 | 5.34
2020 | IESO_2_MISO_W | IESO | MISO_W | Internal | Winter | B19 | 700 | 140 | 140 | 29.24 | 40 | 7 | 3.76
2020 | IESO_2_MISO_W | IESO | MISO_W | Internal | Winter | B20 | 935 | 140 | 0.01 | 29.24 | 36.22 | 7 | 0
2020 | IESO_2_NYISO_A-F | IESO | NYISO_A-F | Internal | Shoulder | B11 | 25 | 1725 | 1725 | 28.81 | 39.85 | 7 | 4.04
2020 | IESO_2_NYISO_A-F | IESO | NYISO_A-F | Internal | Shoulder | B12 | 200 | 1725 | 1725 | 28.81 | 39.85 | 7 | 4.04
2020 | IESO_2_NYISO_A-F | IESO | NYISO_A-F | Internal | Shoulder | B13 | 600 | 1725 | 1725 | 28.81 | 37.7 | 7 | 1.89
2020 | IESO_2_NYISO_A-F | IESO | NYISO_A-F | Internal | Shoulder | B14 | 900 | 1725 | 1725 | 28.81 | 37.7 | 7 | 1.89
2020 | IESO_2_NYISO_A-F | IESO | NYISO_A-F | Internal | Shoulder | B15 | 1203 | 1725 | 1725 | 28.81 | 37.7 | 7 | 1.89
2020 | IESO_2_NYISO_A-F | IESO | NYISO_A-F | Internal | Summer | B1 | 10 | 1725 | 0 | 56.45 | 59.07 | 7 | 0
2020 | IESO_2_NYISO_A-F | IESO | NYISO_A-F | Internal | Summer | B2 | 25 | 1725 | 285.9 | 50.54 | 57.54 | 7 | 0
2020 | IESO_2_NYISO_A-F | IESO | NYISO_A-F | Internal | Summer | B3 | 75 | 1725 | 1178.47 | 44.18 | 51.18 | 7 | 0
2020 | IESO_2_NYISO_A-F | IESO | NYISO_A-F | Internal | Summer | B4 | 100 | 1725 | 1724.99 | 35.03 | 42.31 | 7 | 0.28
2020 | IESO_2_NYISO_A-F | IESO | NYISO_A-F | Internal | Summer | B5 | 200 | 1725 | 1530.17 | 35.03 | 42.03 | 7 | 0
2020 | IESO_2_NYISO_A-F | IESO | NYISO_A-F | Internal | Summer | B6 | 300 | 1725 | 1725 | 27.63 | 38.6 | 7 | 3.97
2020 | IESO_2_NYISO_A-F | IESO | NYISO_A-F | Internal | Summer | B7 | 400 | 1725 | 1725 | 27.63 | 37.88 | 7 | 3.25
2020 | IESO_2_NYISO_A-F | IESO | NYISO_A-F | Internal | Summer | B8 | 500 | 1725 | 1725 | 27.63 | 36.61 | 7 | 1.98
2020 | IESO_2_NYISO_A-F | IESO | NYISO_A-F | Internal | Summer | B9 | 800 | 1725 | 1725 | 27.63 | 36.61 | 7 | 1.98
2020 | IESO_2_NYISO_A-F | IESO | NYISO_A-F | Internal | Summer | B10 | 1262 | 1725 | 1725 | 27.63 | 36.61 | 7 | 1.98
2020 | IESO_2_NYISO_A-F | IESO | NYISO_A-F | Internal | Winter | B16 | 25 | 1725 | 1725 | 29.24 | 42.19 | 7 | 5.95
2020 | IESO_2_NYISO_A-F | IESO | NYISO_A-F | Internal | Winter | B17 | 100 | 1725 | 1725 | 29.24 | 42.19 | 7 | 5.95
2020 | IESO_2_NYISO_A-F | IESO | NYISO_A-F | Internal | Winter | B18 | 400 | 1725 | 1725 | 29.24 | 41.76 | 7 | 5.53
2020 | IESO_2_NYISO_A-F | IESO | NYISO_A-F | Internal | Winter | B19 | 700 | 1725 | 1725 | 29.24 | 41.76 | 7 | 5.53
2020 | IESO_2_NYISO_A-F | IESO | NYISO_A-F | Internal | Winter | B20 | 935 | 1725 | 1725 | 29.24 | 41.76 | 7 | 5.53
2020 | MAPP_CA_2_IESO | MAPP_CA | IESO | Internal | Shoulder | B11 | 25 | 330 | 0 | 48.37 | 28.81 | 8 | 0
2020 | MAPP_CA_2_IESO | MAPP_CA | IESO | Internal | Shoulder | B12 | 200 | 330 | 0 | 42.45 | 28.81 | 8 | 0
2020 | MAPP_CA_2_IESO | MAPP_CA | IESO | Internal | Shoulder | B13 | 600 | 330 | 0 | 40.92 | 28.81 | 8 | 0
2020 | MAPP_CA_2_IESO | MAPP_CA | IESO | Internal | Shoulder | B14 | 900 | 330 | 0 | 40.92 | 28.81 | 8 | 0
2020 | MAPP_CA_2_IESO | MAPP_CA | IESO | Internal | Shoulder | B15 | 1203 | 330 | 0 | 40.92 | 28.81 | 8 | 0
2020 | MAPP_CA_2_IESO | MAPP_CA | IESO | Internal | Summer | B1 | 10 | 330 | 0 | 63.45 | 56.45 | 8 | 0
2020 | MAPP_CA_2_IESO | MAPP_CA | IESO | Internal | Summer | B2 | 25 | 330 | 0 | 62.27 | 50.54 | 8 | 0
2020 | MAPP_CA_2_IESO | MAPP_CA | IESO | Internal | Summer | B3 | 75 | 330 | 0 | 62.56 | 44.18 | 8 | 0
2020 | MAPP_CA_2_IESO | MAPP_CA | IESO | Internal | Summer | B4 | 100 | 330 | 0 | 59.66 | 35.03 | 8 | 0
2020 | MAPP_CA_2_IESO | MAPP_CA | IESO | Internal | Summer | B5 | 200 | 330 | 0 | 51.78 | 35.03 | 8 | 0
2020 | MAPP_CA_2_IESO | MAPP_CA | IESO | Internal | Summer | B6 | 300 | 330 | 0 | 44.75 | 27.63 | 8 | 0
2020 | MAPP_CA_2_IESO | MAPP_CA | IESO | Internal | Summer | B7 | 400 | 330 | 0 | 38.92 | 27.63 | 8 | 0
2020 | MAPP_CA_2_IESO | MAPP_CA | IESO | Internal | Summer | B8 | 500 | 330 | 0 | 37.33 | 27.63 | 8 | 0
2020 | MAPP_CA_2_IESO | MAPP_CA | IESO | Internal | Summer | B9 | 800 | 330 | 0 | 37.33 | 27.63 | 8 | 0
2020 | MAPP_CA_2_IESO | MAPP_CA | IESO | Internal | Summer | B10 | 1262 | 330 | 0 | 37.33 | 27.63 | 8 | 0
2020 | MAPP_CA_2_IESO | MAPP_CA | IESO | Internal | Winter | B16 | 25 | 330 | 0 | 49.66 | 29.24 | 8 | 0
2020 | MAPP_CA_2_IESO | MAPP_CA | IESO | Internal | Winter | B17 | 100 | 330 | 0 | 45.3 | 29.24 | 8 | 0
2020 | MAPP_CA_2_IESO | MAPP_CA | IESO | Internal | Winter | B18 | 400 | 330 | 0 | 45.3 | 29.24 | 8 | 0
2020 | MAPP_CA_2_IESO | MAPP_CA | IESO | Internal | Winter | B19 | 700 | 330 | 0 | 45.3 | 29.24 | 8 | 0
2020 | MAPP_CA_2_IESO | MAPP_CA | IESO | Internal | Winter | B20 | 935 | 330 | 0 | 45.3 | 29.24 | 8 | 0
2020 | MAPP_CA_2_MAPP_US | MAPP_CA | MAPP_US | Internal | Shoulder | B11 | 25 | 372 | 0 | 48.37 | 46.98 | 7 | 0
2020 | MAPP_CA_2_MAPP_US | MAPP_CA | MAPP_US | Internal | Shoulder | B12 | 200 | 372 | 0 | 42.45 | 35.46 | 7 | 0
2020 | MAPP_CA_2_MAPP_US | MAPP_CA | MAPP_US | Internal | Shoulder | B13 | 600 | 372 | 0 | 40.92 | 33.93 | 7 | 0
2020 | MAPP_CA_2_MAPP_US | MAPP_CA | MAPP_US | Internal | Shoulder | B14 | 900 | 372 | 0 | 40.92 | 33.26 | 7 | 0
2020 | MAPP_CA_2_MAPP_US | MAPP_CA | MAPP_US | Internal | Shoulder | B15 | 1203 | 372 | 0 | 40.92 | 33.17 | 7 | 0
2020 | MAPP_CA_2_MAPP_US | MAPP_CA | MAPP_US | Internal | Summer | B1 | 10 | 372 | 0 | 63.45 | 58.04 | 7 | 0
2020 | MAPP_CA_2_MAPP_US | MAPP_CA | MAPP_US | Internal | Summer | B2 | 25 | 372 | 0 | 62.27 | 57.47 | 7 | 0
2020 | MAPP_CA_2_MAPP_US | MAPP_CA | MAPP_US | Internal | Summer | B3 | 75 | 372 | 0 | 62.56 | 57.47 | 7 | 0
2020 | MAPP_CA_2_MAPP_US | MAPP_CA | MAPP_US | Internal | Summer | B4 | 100 | 372 | 0 | 59.66 | 57.47 | 7 | 0
2020 | MAPP_CA_2_MAPP_US | MAPP_CA | MAPP_US | Internal | Summer | B5 | 200 | 372 | 0 | 51.78 | 51.78 | 7 | 0
2020 | MAPP_CA_2_MAPP_US | MAPP_CA | MAPP_US | Internal | Summer | B6 | 300 | 372 | 0 | 44.75 | 44.75 | 7 | 0
2020 | MAPP_CA_2_MAPP_US | MAPP_CA | MAPP_US | Internal | Summer | B7 | 400 | 372 | 0 | 38.92 | 33.43 | 7 | 0
2020 | MAPP_CA_2_MAPP_US | MAPP_CA | MAPP_US | Internal | Summer | B8 | 500 | 372 | 0 | 37.33 | 30.34 | 7 | 0
2020 | MAPP_CA_2_MAPP_US | MAPP_CA | MAPP_US | Internal | Summer | B9 | 800 | 372 | 0 | 37.33 | 30.33 | 7 | 0
2020 | MAPP_CA_2_MAPP_US | MAPP_CA | MAPP_US | Internal | Summer | B10 | 1262 | 372 | 0 | 37.33 | 27.6 | 7 | 0
2020 | MAPP_CA_2_MAPP_US | MAPP_CA | MAPP_US | Internal | Winter | B16 | 25 | 372 | 0 | 49.66 | 42.67 | 7 | 0
2020 | MAPP_CA_2_MAPP_US | MAPP_CA | MAPP_US | Internal | Winter | B17 | 100 | 372 | 0 | 45.3 | 38.25 | 7 | 0
2020 | MAPP_CA_2_MAPP_US | MAPP_CA | MAPP_US | Internal | Winter | B18 | 400 | 372 | 0 | 45.3 | 35.82 | 7 | 0
2020 | MAPP_CA_2_MAPP_US | MAPP_CA | MAPP_US | Internal | Winter | B19 | 700 | 372 | 0 | 45.3 | 35.82 | 7 | 0
2020 | MAPP_CA_2_MAPP_US | MAPP_CA | MAPP_US | Internal | Winter | B20 | 935 | 372 | 0 | 45.3 | 31.11 | 7 | 0
2020 | MAPP_CA_2_MISO_W | MAPP_CA | MISO_W | Internal | Shoulder | B11 | 25 | 1970 | 1970 | 48.37 | 53.98 | 0.01 | 5.6
2020 | MAPP_CA_2_MISO_W | MAPP_CA | MISO_W | Internal | Shoulder | B12 | 200 | 1970 | 894.61 | 42.45 | 42.46 | 0.01 | 0
2020 | MAPP_CA_2_MISO_W | MAPP_CA | MISO_W | Internal | Shoulder | B13 | 600 | 1970 | 43.51 | 40.92 | 40.93 | 0.01 | 0
2020 | MAPP_CA_2_MISO_W | MAPP_CA | MISO_W | Internal | Shoulder | B14 | 900 | 1970 | 0 | 40.92 | 39.35 | 0.01 | 0
2020 | MAPP_CA_2_MISO_W | MAPP_CA | MISO_W | Internal | Shoulder | B15 | 1203 | 1970 | 0 | 40.92 | 36.92 | 0.01 | 0
2020 | MAPP_CA_2_MISO_W | MAPP_CA | MISO_W | Internal | Summer | B1 | 10 | 1970 | 1969.99 | 63.45 | 65.04 | 0.01 | 1.58
2020 | MAPP_CA_2_MISO_W | MAPP_CA | MISO_W | Internal | Summer | B2 | 25 | 1970 | 1970 | 62.27 | 63.51 | 0.01 | 1.23
2020 | MAPP_CA_2_MISO_W | MAPP_CA | MISO_W | Internal | Summer | B3 | 75 | 1970 | 1928.17 | 62.56 | 62.58 | 0.01 | 0
2020 | MAPP_CA_2_MISO_W | MAPP_CA | MISO_W | Internal | Summer | B4 | 100 | 1970 | 1849.67 | 59.66 | 59.68 | 0.01 | 0
2020 | MAPP_CA_2_MISO_W | MAPP_CA | MISO_W | Internal | Summer | B5 | 200 | 1970 | 1917.03 | 51.78 | 51.79 | 0.01 | 0
2020 | MAPP_CA_2_MISO_W | MAPP_CA | MISO_W | Internal | Summer | B6 | 300 | 1970 | 993.92 | 44.75 | 44.76 | 0.01 | 0
2020 | MAPP_CA_2_MISO_W | MAPP_CA | MISO_W | Internal | Summer | B7 | 400 | 1970 | 711.18 | 38.92 | 38.93 | 0.01 | 0
2020 | MAPP_CA_2_MISO_W | MAPP_CA | MISO_W | Internal | Summer | B8 | 500 | 1970 | 56.16 | 37.33 | 37.34 | 0.01 | 0
2020 | MAPP_CA_2_MISO_W | MAPP_CA | MISO_W | Internal | Summer | B9 | 800 | 1970 | 0 | 37.33 | 36.07 | 0.01 | 0
2020 | MAPP_CA_2_MISO_W | MAPP_CA | MISO_W | Internal | Summer | B10 | 1262 | 1970 | 0 | 37.33 | 34.6 | 0.01 | 0
2020 | MAPP_CA_2_MISO_W | MAPP_CA | MISO_W | Internal | Winter | B16 | 25 | 1970 | 1230.2 | 49.66 | 49.67 | 0.01 | 0
2020 | MAPP_CA_2_MISO_W | MAPP_CA | MISO_W | Internal | Winter | B17 | 100 | 1970 | 0.02 | 45.3 | 45.25 | 0.01 | 0
2020 | MAPP_CA_2_MISO_W | MAPP_CA | MISO_W | Internal | Winter | B18 | 400 | 1970 | 0 | 45.3 | 41.57 | 0.01 | 0
2020 | MAPP_CA_2_MISO_W | MAPP_CA | MISO_W | Internal | Winter | B19 | 700 | 1970 | 0 | 45.3 | 40 | 0.01 | 0
2020 | MAPP_CA_2_MISO_W | MAPP_CA | MISO_W | Internal | Winter | B20 | 935 | 1970 | 0 | 45.3 | 36.22 | 0.01 | 0
2020 | MAPP_US_2_MAPP_CA | MAPP_US | MAPP_CA | Internal | Shoulder | B11 | 25 | 165 | 0 | 46.98 | 48.37 | 7 | 0
2020 | MAPP_US_2_MAPP_CA | MAPP_US | MAPP_CA | Internal | Shoulder | B12 | 200 | 165 | 0.05 | 35.46 | 42.45 | 7 | 0
2020 | MAPP_US_2_MAPP_CA | MAPP_US | MAPP_CA | Internal | Shoulder | B13 | 600 | 165 | 0.02 | 33.93 | 40.92 | 7 | 0
2020 | MAPP_US_2_MAPP_CA | MAPP_US | MAPP_CA | Internal | Shoulder | B14 | 900 | 165 | 165 | 33.26 | 40.92 | 7 | 0.66
2020 | MAPP_US_2_MAPP_CA | MAPP_US | MAPP_CA | Internal | Shoulder | B15 | 1203 | 165 | 165 | 33.17 | 40.92 | 7 | 0.74
2020 | MAPP_US_2_MAPP_CA | MAPP_US | MAPP_CA | Internal | Summer | B1 | 10 | 165 | 0 | 58.04 | 63.45 | 7 | 0
2020 | MAPP_US_2_MAPP_CA | MAPP_US | MAPP_CA | Internal | Summer | B2 | 25 | 165 | 0 | 57.47 | 62.27 | 7 | 0
2020 | MAPP_US_2_MAPP_CA | MAPP_US | MAPP_CA | Internal | Summer | B3 | 75 | 165 | 0 | 57.47 | 62.56 | 7 | 0
2020 | MAPP_US_2_MAPP_CA | MAPP_US | MAPP_CA | Internal | Summer | B4 | 100 | 165 | 0 | 57.47 | 59.66 | 7 | 0
2020 | MAPP_US_2_MAPP_CA | MAPP_US | MAPP_CA | Internal | Summer | B5 | 200 | 165 | 0 | 51.78 | 51.78 | 7 | 0
2020 | MAPP_US_2_MAPP_CA | MAPP_US | MAPP_CA | Internal | Summer | B6 | 300 | 165 | 0 | 44.75 | 44.75 | 7 | 0
2020 | MAPP_US_2_MAPP_CA | MAPP_US | MAPP_CA | Internal | Summer | B7 | 400 | 165 | 0 | 33.43 | 38.92 | 7 | 0
2020 | MAPP_US_2_MAPP_CA | MAPP_US | MAPP_CA | Internal | Summer | B8 | 500 | 165 | 0.02 | 30.34 | 37.33 | 7 | 0
2020 | MAPP_US_2_MAPP_CA | MAPP_US | MAPP_CA | Internal | Summer | B9 | 800 | 165 | 3.78 | 30.33 | 37.33 | 7 | 0
2020 | MAPP_US_2_MAPP_CA | MAPP_US | MAPP_CA | Internal | Summer | B10 | 1262 | 165 | 165 | 27.6 | 37.33 | 7 | 2.73
2020 | MAPP_US_2_MAPP_CA | MAPP_US | MAPP_CA | Internal | Winter | B16 | 25 | 165 | 0.39 | 42.67 | 49.66 | 7 | 0
2020 | MAPP_US_2_MAPP_CA | MAPP_US | MAPP_CA | Internal | Winter | B17 | 100 | 165 | 164.97 | 38.25 | 45.3 | 7 | 0.05
2020 | MAPP_US_2_MAPP_CA | MAPP_US | MAPP_CA | Internal | Winter | B18 | 400 | 165 | 165 | 35.82 | 45.3 | 7 | 2.48
2020 | MAPP_US_2_MAPP_CA | MAPP_US | MAPP_CA | Internal | Winter | B19 | 700 | 165 | 165 | 35.82 | 45.3 | 7 | 2.48
2020 | MAPP_US_2_MAPP_CA | MAPP_US | MAPP_CA | Internal | Winter | B20 | 935 | 165 | 165 | 31.11 | 45.3 | 7 | 7.19
2020 | MAPP_US_2_MISO_W | MAPP_US | MISO_W | Internal | Shoulder | B11 | 25 | 2635 | 438.43 | 46.98 | 53.98 | 7 | 0
2020 | MAPP_US_2_MISO_W | MAPP_US | MISO_W | Internal | Shoulder | B12 | 200 | 2635 | 1115.98 | 35.46 | 42.46 | 7 | 0
2020 | MAPP_US_2_MISO_W | MAPP_US | MISO_W | Internal | Shoulder | B13 | 600 | 2635 | 199.07 | 33.93 | 40.93 | 7 | 0
2020 | MAPP_US_2_MISO_W | MAPP_US | MISO_W | Internal | Shoulder | B14 | 900 | 2635 | 0 | 33.26 | 39.35 | 7 | 0
2020 | MAPP_US_2_MISO_W | MAPP_US | MISO_W | Internal | Shoulder | B15 | 1203 | 2635 | 0 | 33.17 | 36.92 | 7 | 0
2020 | MAPP_US_2_MISO_W | MAPP_US | MISO_W | Internal | Summer | B1 | 10 | 2635 | 374.81 | 58.04 | 65.04 | 7 | 0
2020 | MAPP_US_2_MISO_W | MAPP_US | MISO_W | Internal | Summer | B2 | 25 | 2635 | 0 | 57.47 | 63.51 | 7 | 0
2020 | MAPP_US_2_MISO_W | MAPP_US | MISO_W | Internal | Summer | B3 | 75 | 2635 | 0 | 57.47 | 62.58 | 7 | 0
2020 | MAPP_US_2_MISO_W | MAPP_US | MISO_W | Internal | Summer | B4 | 100 | 2635 | 0 | 57.47 | 59.68 | 7 | 0
2020 | MAPP_US_2_MISO_W | MAPP_US | MISO_W | Internal | Summer | B5 | 200 | 2635 | 0 | 51.78 | 51.79 | 7 | 0
2020 | MAPP_US_2_MISO_W | MAPP_US | MISO_W | Internal | Summer | B6 | 300 | 2635 | 0 | 44.75 | 44.76 | 7 | 0
2020 | MAPP_US_2_MISO_W | MAPP_US | MISO_W | Internal | Summer | B7 | 400 | 2635 | 0 | 33.43 | 38.93 | 7 | 0
2020 | MAPP_US_2_MISO_W | MAPP_US | MISO_W | Internal | Summer | B8 | 500 | 2635 | 513.24 | 30.34 | 37.34 | 7 | 0
2020 | MAPP_US_2_MISO_W | MAPP_US | MISO_W | Internal | Summer | B9 | 800 | 2635 | 0 | 30.33 | 36.07 | 7 | 0
2020 | MAPP_US_2_MISO_W | MAPP_US | MISO_W | Internal | Summer | B10 | 1262 | 2635 | 180.54 | 27.6 | 34.6 | 7 | 0
2020 | MAPP_US_2_MISO_W | MAPP_US | MISO_W | Internal | Winter | B16 | 25 | 2635 | 1296.88 | 42.67 | 49.67 | 7 | 0
2020 | MAPP_US_2_MISO_W | MAPP_US | MISO_W | Internal | Winter | B17 | 100 | 2635 | 771.17 | 38.25 | 45.25 | 7 | 0
2020 | MAPP_US_2_MISO_W | MAPP_US | MISO_W | Internal | Winter | B18 | 400 | 2635 | 0 | 35.82 | 41.57 | 7 | 0
2020 | MAPP_US_2_MISO_W | MAPP_US | MISO_W | Internal | Winter | B19 | 700 | 2635 | 0 | 35.82 | 40 | 7 | 0
2020 | MAPP_US_2_MISO_W | MAPP_US | MISO_W | Internal | Winter | B20 | 935 | 2635 | 0 | 31.11 | 36.22 | 7 | 0
2020 | MAPP_US_2_NE | MAPP_US | NE | Internal | Shoulder | B11 | 25 | 2000 | 1125.64 | 46.98 | 53.98 | 7 | 0
2020 | MAPP_US_2_NE | MAPP_US | NE | Internal | Shoulder | B12 | 200 | 2000 | 0 | 35.46 | 42.02 | 7 | 0
2020 | MAPP_US_2_NE | MAPP_US | NE | Internal | Shoulder | B13 | 600 | 2000 | 1010.87 | 33.93 | 40.93 | 7 | 0
2020 | MAPP_US_2_NE | MAPP_US | NE | Internal | Shoulder | B14 | 900 | 2000 | 0 | 33.26 | 40.2 | 7 | 0
2020 | MAPP_US_2_NE | MAPP_US | NE | Internal | Shoulder | B15 | 1203 | 2000 | 5.6 | 33.17 | 40.17 | 7 | 0
2020 | MAPP_US_2_NE | MAPP_US | NE | Internal | Summer | B1 | 10 | 2000 | 313.67 | 58.04 | 65.04 | 7 | 0
2020 | MAPP_US_2_NE | MAPP_US | NE | Internal | Summer | B2 | 25 | 2000 | 748.48 | 57.47 | 64.47 | 7 | 0
2020 | MAPP_US_2_NE | MAPP_US | NE | Internal | Summer | B3 | 75 | 2000 | 864.91 | 57.47 | 64.47 | 7 | 0
2020 | MAPP_US_2_NE | MAPP_US | NE | Internal | Summer | B4 | 100 | 2000 | 1110.04 | 57.47 | 64.47 | 7 | 0
2020 | MAPP_US_2_NE | MAPP_US | NE | Internal | Summer | B5 | 200 | 2000 | 802.45 | 51.78 | 58.78 | 7 | 0
2020 | MAPP_US_2_NE | MAPP_US | NE | Internal | Summer | B6 | 300 | 2000 | 885.92 | 44.75 | 51.75 | 7 | 0
2020 | MAPP_US_2_NE | MAPP_US | NE | Internal | Summer | B7 | 400 | 2000 | 875.24 | 33.43 | 40.43 | 7 | 0
2020 | MAPP_US_2_NE | MAPP_US | NE | Internal | Summer | B8 | 500 | 2000 | 708.2 | 30.34 | 37.34 | 7 | 0
2020 | MAPP_US_2_NE | MAPP_US | NE | Internal | Summer | B9 | 800 | 2000 | 469.92 | 30.33 | 37.33 | 7 | 0
2020 | MAPP_US_2_NE | MAPP_US | NE | Internal | Summer | B10 | 1262 | 2000 | 0 | 27.6 | 34.52 | 7 | 0
2020 | MAPP_US_2_NE | MAPP_US | NE | Internal | Winter | B16 | 25 | 2000 | 0 | 42.67 | 48.38 | 7 | 0
2020 | MAPP_US_2_NE | MAPP_US | NE | Internal | Winter | B17 | 100 | 2000 | 0 | 38.25 | 42.82 | 7 | 0
2020 | MAPP_US_2_NE | MAPP_US | NE | Internal | Winter | B18 | 400 | 2000 | 239.14 | 35.82 | 42.82 | 7 | 0
2020 | MAPP_US_2_NE | MAPP_US | NE | Internal | Winter | B19 | 700 | 2000 | 0 | 35.82 | 42.72 | 7 | 0
2020 | MAPP_US_2_NE | MAPP_US | NE | Internal | Winter | B20 | 935 | 2000 | 0 | 31.11 | 37.57 | 7 | 0
2020 | MARITIMES_2_NEISO | MARITIMES | NEISO | Internal | Shoulder | B11 | 25 | 99999 | 1400 | 37.66 | 37.67 | 0.01 | 0
2020 | MARITIMES_2_NEISO | MARITIMES | NEISO | Internal | Shoulder | B12 | 200 | 99999 | 1400 | 37.08 | 37.09 | 0.01 | 0
2020 | MARITIMES_2_NEISO | MARITIMES | NEISO | Internal | Shoulder | B13 | 600 | 99999 | 1400 | 35.61 | 35.63 | 0.01 | 0
2020 | MARITIMES_2_NEISO | MARITIMES | NEISO | Internal | Shoulder | B14 | 900 | 99999 | 1400 | 35.61 | 35.63 | 0.01 | 0
2020 | MARITIMES_2_NEISO | MARITIMES | NEISO | Internal | Shoulder | B15 | 1203 | 99999 | 426.43 | 35.61 | 35.63 | 0.01 | 0
2020 | MARITIMES_2_NEISO | MARITIMES | NEISO | Internal | Summer | B1 | 10 | 99999 | 1400 | 75.37 | 75.39 | 0.01 | 0
2020 | MARITIMES_2_NEISO | MARITIMES | NEISO | Internal | Summer | B2 | 25 | 99999 | 1400 | 60.53 | 60.54 | 0.01 | 0
2020 | MARITIMES_2_NEISO | MARITIMES | NEISO | Internal | Summer | B3 | 75 | 99999 | 1400 | 48.89 | 48.9 | 0.01 | 0
2020 | MARITIMES_2_NEISO | MARITIMES | NEISO | Internal | Summer | B4 | 100 | 99999 | 1400 | 39.3 | 39.31 | 0.01 | 0
2020 | MARITIMES_2_NEISO | MARITIMES | NEISO | Internal | Summer | B5 | 200 | 99999 | 1400 | 34.88 | 34.9 | 0.01 | 0
2020 | MARITIMES_2_NEISO | MARITIMES | NEISO | Internal | Summer | B6 | 300 | 99999 | 1400 | 34.88 | 34.9 | 0.01 | 0
2020 | MARITIMES_2_NEISO | MARITIMES | NEISO | Internal | Summer | B7 | 400 | 99999 | 1400 | 34.88 | 34.9 | 0.01 | 0
2020 | MARITIMES_2_NEISO | MARITIMES | NEISO | Internal | Summer | B8 | 500 | 99999 | 1400 | 34.88 | 34.9 | 0.01 | 0
2020 | MARITIMES_2_NEISO | MARITIMES | NEISO | Internal | Summer | B9 | 800 | 99999 | 1400 | 34.88 | 34.9 | 0.01 | 0
2020 | MARITIMES_2_NEISO | MARITIMES | NEISO | Internal | Summer | B10 | 1262 | 99999 | 236.13 | 34.88 | 34.9 | 0.01 | 0
2020 | MARITIMES_2_NEISO | MARITIMES | NEISO | Internal | Winter | B16 | 25 | 99999 | 1400 | 46.26 | 46.27 | 0.01 | 0
2020 | MARITIMES_2_NEISO | MARITIMES | NEISO | Internal | Winter | B17 | 100 | 99999 | 1400 | 46.26 | 46.27 | 0.01 | 0
2020 | MARITIMES_2_NEISO | MARITIMES | NEISO | Internal | Winter | B18 | 400 | 99999 | 1400 | 44.75 | 44.76 | 0.01 | 0
2020 | MARITIMES_2_NEISO | MARITIMES | NEISO | Internal | Winter | B19 | 700 | 99999 | 1400 | 44.75 | 44.76 | 0.01 | 0
2020 | MARITIMES_2_NEISO | MARITIMES | NEISO | Internal | Winter | B20 | 935 | 99999 | 475.94 | 44.75 | 44.76 | 0.01 | 0
2020 | MISO_IN_2_MISO_MI | MISO_IN | MISO_MI | Internal | Shoulder | B11 | 25 | 5000 | 0 | 53.98 | 51.58 | 0.01 | 0
2020 | MISO_IN_2_MISO_MI | MISO_IN | MISO_MI | Internal | Shoulder | B12 | 200 | 5000 | 442.88 | 42.48 | 42.5 | 0.01 | 0
2020 | MISO_IN_2_MISO_MI | MISO_IN | MISO_MI | Internal | Shoulder | B13 | 600 | 5000 | 607.15 | 40.93 | 40.94 | 0.01 | 0
2020 | MISO_IN_2_MISO_MI | MISO_IN | MISO_MI | Internal | Shoulder | B14 | 900 | 5000 | 0.02 | 39.35 | 39.35 | 0.01 | 0
2020 | MISO_IN_2_MISO_MI | MISO_IN | MISO_MI | Internal | Shoulder | B15 | 1203 | 5000 | 0 | 36.92 | 36.91 | 0.01 | 0
2020 | MISO_IN_2_MISO_MI | MISO_IN | MISO_MI | Internal | Summer | B1 | 10 | 5000 | 0.51 | 65.04 | 65.03 | 0.01 | 0
2020 | MISO_IN_2_MISO_MI | MISO_IN | MISO_MI | Internal | Summer | B2 | 25 | 5000 | 0.22 | 63.54 | 63.53 | 0.01 | 0
2020 | MISO_IN_2_MISO_MI | MISO_IN | MISO_MI | Internal | Summer | B3 | 75 | 5000 | 0 | 61.13 | 59.28 | 0.01 | 0
2020 | MISO_IN_2_MISO_MI | MISO_IN | MISO_MI | Internal | Summer | B4 | 100 | 5000 | 0 | 59.65 | 59.28 | 0.01 | 0
2020 | MISO_IN_2_MISO_MI | MISO_IN | MISO_MI | Internal | Summer | B5 | 200 | 5000 | 0.03 | 51.77 | 51.76 | 0.01 | 0
2020 | MISO_IN_2_MISO_MI | MISO_IN | MISO_MI | Internal | Summer | B6 | 300 | 5000 | 0.02 | 44.63 | 44.62 | 0.01 | 0
2020 | MISO_IN_2_MISO_MI | MISO_IN | MISO_MI | Internal | Summer | B7 | 400 | 5000 | 564.07 | 38.96 | 38.97 | 0.01 | 0
2020 | MISO_IN_2_MISO_MI | MISO_IN | MISO_MI | Internal | Summer | B8 | 500 | 5000 | 1134.1 | 37.36 | 37.38 | 0.01 | 0
2020 | MISO_IN_2_MISO_MI | MISO_IN | MISO_MI | Internal | Summer | B9 | 800 | 5000 | 509.96 | 36.04 | 36.06 | 0.01 | 0
2020 | MISO_IN_2_MISO_MI | MISO_IN | MISO_MI | Internal | Summer | B10 | 1262 | 5000 | 1610.93 | 34.62 | 34.63 | 0.01 | 0
2020 | MISO_IN_2_MISO_MI | MISO_IN | MISO_MI | Internal | Winter | B16 | 25 | 5000 | 0.23 | 50.7 | 50.69 | 0.01 | 0
2020 | MISO_IN_2_MISO_MI | MISO_IN | MISO_MI | Internal | Winter | B17 | 100 | 5000 | 120.25 | 45.27 | 45.29 | 0.01 | 0
2020 | MISO_IN_2_MISO_MI | MISO_IN | MISO_MI | Internal | Winter | B18 | 400 | 5000 | 0.02 | 41.57 | 41.56 | 0.01 | 0
2020 | MISO_IN_2_MISO_MI | MISO_IN | MISO_MI | Internal | Winter | B19 | 700 | 5000 | 226.28 | 39.96 | 39.97 | 0.01 | 0
2020 | MISO_IN_2_MISO_MI | MISO_IN | MISO_MI | Internal | Winter | B20 | 935 | 5000 | 392.95 | 36.22 | 36.24 | 0.01 | 0
2020 | MISO_IN_2_MISO_MO-IL | MISO_IN | MISO_MO-IL | Internal | Shoulder | B11 | 25 | 5000 | 0.57 | 53.98 | 53.98 | 0.01 | 0
2020 | MISO_IN_2_MISO_MO-IL | MISO_IN | MISO_MO-IL | Internal | Shoulder | B12 | 200 | 5000 | 0.03 | 42.48 | 42.47 | 0.01 | 0
2020 | MISO_IN_2_MISO_MO-IL | MISO_IN | MISO_MO-IL | Internal | Shoulder | B13 | 600 | 5000 | 0 | 40.93 | 40.92 | 0.01 | 0
2020 | MISO_IN_2_MISO_MO-IL | MISO_IN | MISO_MO-IL | Internal | Shoulder | B14 | 900 | 5000 | 0 | 39.35 | 39.33 | 0.01 | 0
2020 | MISO_IN_2_MISO_MO-IL | MISO_IN | MISO_MO-IL | Internal | Shoulder | B15 | 1203 | 5000 | 0.01 | 36.92 | 36.92 | 0.01 | 0
2020 | MISO_IN_2_MISO_MO-IL | MISO_IN | MISO_MO-IL | Internal | Summer | B1 | 10 | 5000 | 544.06 | 65.04 | 65.05 | 0.01 | 0
2020 | MISO_IN_2_MISO_MO-IL | MISO_IN | MISO_MO-IL | Internal | Summer | B2 | 25 | 5000 | 0.22 | 63.54 | 63.53 | 0.01 | 0
2020 | MISO_IN_2_MISO_MO-IL | MISO_IN | MISO_MO-IL | Internal | Summer | B3 | 75 | 5000 | 687.27 | 61.13 | 61.14 | 0.01 | 0
2020 | MISO_IN_2_MISO_MO-IL | MISO_IN | MISO_MO-IL | Internal | Summer | B4 | 100 | 5000 | 296.14 | 59.65 | 59.66 | 0.01 | 0
2020 | MISO_IN_2_MISO_MO-IL | MISO_IN | MISO_MO-IL | Internal | Summer | B5 | 200 | 5000 | 115.82 | 51.77 | 51.78 | 0.01 | 0
2020 | MISO_IN_2_MISO_MO-IL | MISO_IN | MISO_MO-IL | Internal | Summer | B6 | 300 | 5000 | 57.75 | 44.63 | 44.64 | 0.01 | 0
2020 | MISO_IN_2_MISO_MO-IL | MISO_IN | MISO_MO-IL | Internal | Summer | B7 | 400 | 5000 | 0.01 | 38.96 | 38.95 | 0.01 | 0
2020 | MISO_IN_2_MISO_MO-IL | MISO_IN | MISO_MO-IL | Internal | Summer | B8 | 500 | 5000 | 0.01 | 37.36 | 37.35 | 0.01 | 0
2020 | MISO_IN_2_MISO_MO-IL | MISO_IN | MISO_MO-IL | Internal | Summer | B9 | 800 | 5000 | 1247.35 | 36.04 | 36.06 | 0.01 | 0
2020 | MISO_IN_2_MISO_MO-IL | MISO_IN | MISO_MO-IL | Internal | Summer | B10 | 1262 | 5000 | 0 | 34.62 | 34.61 | 0.01 | 0
2020 | MISO_IN_2_MISO_MO-IL | MISO_IN | MISO_MO-IL | Internal | Winter | B16 | 25 | 5000 | 0 | 50.7 | 49.68 | 0.01 | 0
2020 | MISO_IN_2_MISO_MO-IL | MISO_IN | MISO_MO-IL | Internal | Winter | B17 | 100 | 5000 | 0.06 | 45.27 | 45.26 | 0.01 | 0
2020 | MISO_IN_2_MISO_MO-IL | MISO_IN | MISO_MO-IL | Internal | Winter | B18 | 400 | 5000 | 0.01 | 41.57 | 41.56 | 0.01 | 0
2020 | MISO_IN_2_MISO_MO-IL | MISO_IN | MISO_MO-IL | Internal | Winter | B19 | 700 | 5000 | 290.98 | 39.96 | 39.97 | 0.01 | 0
2020 | MISO_IN_2_MISO_MO-IL | MISO_IN | MISO_MO-IL | Internal | Winter | B20 | 935 | 5000 | 384.8 | 36.22 | 36.24 | 0.01 | 0
2020 | MISO_IN_2_NonRTO_Midwest | MISO_IN | NonRTO_Midwest | Internal | Shoulder | B11 | 25 | 4800 | 1184.25 | 53.98 | 61.98 | 8 | 0
2020 | MISO_IN_2_NonRTO_Midwest | MISO_IN | NonRTO_Midwest | Internal | Shoulder | B12 | 200 | 4800 | 865.28 | 42.48 | 50.48 | 8 | 0
2020 | MISO_IN_2_NonRTO_Midwest | MISO_IN | NonRTO_Midwest | Internal | Shoulder | B13 | 600 | 4800 | 322.41 | 40.93 | 48.93 | 8 | 0
2020 | MISO_IN_2_NonRTO_Midwest | MISO_IN | NonRTO_Midwest | Internal | Shoulder | B14 | 900 | 4800 | 0 | 39.35 | 43.88 | 8 | 0
2020 | MISO_IN_2_NonRTO_Midwest | MISO_IN | NonRTO_Midwest | Internal | Shoulder | B15 | 1203 | 4800 | 0 | 36.92 | 35.51 | 8 | 0
2020 | MISO_IN_2_NonRTO_Midwest | MISO_IN | NonRTO_Midwest | Internal | Summer | B1 | 10 | 4800 | 0 | 65.04 | 68.51 | 8 | 0
2020 | MISO_IN_2_NonRTO_Midwest | MISO_IN | NonRTO_Midwest | Internal | Summer | B2 | 25 | 4800 | 0 | 63.54 | 68.51 | 8 | 0
2020 | MISO_IN_2_NonRTO_Midwest | MISO_IN | NonRTO_Midwest | Internal | Summer | B3 | 75 | 4800 | 0 | 61.13 | 68.51 | 8 | 0
2020 | MISO_IN_2_NonRTO_Midwest | MISO_IN | NonRTO_Midwest | Internal | Summer | B4 | 100 | 4800 | 1172.62 | 59.65 | 67.65 | 8 | 0
2020 | MISO_IN_2_NonRTO_Midwest | MISO_IN | NonRTO_Midwest | Internal | Summer | B5 | 200 | 4800 | 1126.32 | 51.77 | 59.77 | 8 | 0
2020 | MISO_IN_2_NonRTO_Midwest | MISO_IN | NonRTO_Midwest | Internal | Summer | B6 | 300 | 4800 | 553.34 | 44.63 | 52.63 | 8 | 0
2020 | MISO_IN_2_NonRTO_Midwest | MISO_IN | NonRTO_Midwest | Internal | Summer | B7 | 400 | 4800 | 82.52 | 38.96 | 46.96 | 8 | 0
2020 | MISO_IN_2_NonRTO_Midwest | MISO_IN | NonRTO_Midwest | Internal | Summer | B8 | 500 | 4800 | 0 | 37.36 | 43.88 | 8 | 0
2020 | MISO_IN_2_NonRTO_Midwest | MISO_IN | NonRTO_Midwest | Internal | Summer | B9 | 800 | 4800 | 0 | 36.04 | 37.06 | 8 | 0
2020 | MISO_IN_2_NonRTO_Midwest | MISO_IN | NonRTO_Midwest | Internal | Summer | B10 | 1262 | 4800 | 0 | 34.62 | 33.37 | 8 | 0
2020 | MISO_IN_2_NonRTO_Midwest | MISO_IN | NonRTO_Midwest | Internal | Winter | B16 | 25 | 4800 | 2495.07 | 50.7 | 58.7 | 8 | 0
2020 | MISO_IN_2_NonRTO_Midwest | MISO_IN | NonRTO_Midwest | Internal | Winter | B17 | 100 | 4800 | 1400.05 | 45.27 | 53.27 | 8 | 0
2020 | MISO_IN_2_NonRTO_Midwest | MISO_IN | NonRTO_Midwest | Internal | Winter | B18 | 400 | 4800 | 656.02 | 41.57 | 49.57 | 8 | 0
2020 | MISO_IN_2_NonRTO_Midwest | MISO_IN | NonRTO_Midwest | Internal | Winter | B19 | 700 | 4800 | 0 | 39.96 | 43.89 | 8 | 0
2020 | MISO_IN_2_NonRTO_Midwest | MISO_IN | NonRTO_Midwest | Internal | Winter | B20 | 935 | 4800 | 0 | 36.22 | 35.88 | 8 | 0
2020 | MISO_IN_2_PJM_ROR | MISO_IN | PJM_ROR | Internal | Shoulder | B11 | 25 | 992 | 0 | 53.98 | 51.98 | 2 | 0
2020 | MISO_IN_2_PJM_ROR | MISO_IN | PJM_ROR | Internal | Shoulder | B12 | 200 | 992 | 0 | 42.48 | 43.61 | 2 | 0
2020 | MISO_IN_2_PJM_ROR | MISO_IN | PJM_ROR | Internal | Shoulder | B13 | 600 | 992 | 0 | 40.93 | 42.7 | 2 | 0
2020 | MISO_IN_2_PJM_ROR | MISO_IN | PJM_ROR | Internal | Shoulder | B14 | 900 | 992 | 0 | 39.35 | 40.08 | 2 | 0
2020 | MISO_IN_2_PJM_ROR | MISO_IN | PJM_ROR | Internal | Shoulder | B15 | 1203 | 992 | 0 | 36.92 | 37.21 | 2 | 0
2020 | MISO_IN_2_PJM_ROR | MISO_IN | PJM_ROR | Internal | Summer | B1 | 10 | 992 | 991.01 | 65.04 | 67.05 | 2 | 0.01
2020 | MISO_IN_2_PJM_ROR | MISO_IN | PJM_ROR | Internal | Summer | B2 | 25 | 992 | 0.42 | 63.54 | 65.53 | 2 | 0
2020 | MISO_IN_2_PJM_ROR | MISO_IN | PJM_ROR | Internal | Summer | B3 | 75 | 992 | 0 | 61.13 | 61.28 | 2 | 0
2020 | MISO_IN_2_PJM_ROR | MISO_IN | PJM_ROR | Internal | Summer | B4 | 100 | 992 | 0 | 59.65 | 61.28 | 2 | 0
2020 | MISO_IN_2_PJM_ROR | MISO_IN | PJM_ROR | Internal | Summer | B5 | 200 | 992 | 0.05 | 51.77 | 53.76 | 2 | 0
2020 | MISO_IN_2_PJM_ROR | MISO_IN | PJM_ROR | Internal | Summer | B6 | 300 | 992 | 0.04 | 44.63 | 46.62 | 2 | 0
2020 | MISO_IN_2_PJM_ROR | MISO_IN | PJM_ROR | Internal | Summer | B7 | 400 | 992 | 0 | 38.96 | 40.4 | 2 | 0
2020 | MISO_IN_2_PJM_ROR | MISO_IN | PJM_ROR | Internal | Summer | B8 | 500 | 992 | 0 | 37.36 | 37.83 | 2 | 0
2020 | MISO_IN_2_PJM_ROR | MISO_IN | PJM_ROR | Internal | Summer | B9 | 800 | 992 | 0 | 36.04 | 36.88 | 2 | 0
2020 | MISO_IN_2_PJM_ROR | MISO_IN | PJM_ROR | Internal | Summer | B10 | 1262 | 992 | 0 | 34.62 | 34.65 | 2 | 0
2020 | MISO_IN_2_PJM_ROR | MISO_IN | PJM_ROR | Internal | Winter | B16 | 25 | 992 | 0 | 50.7 | 51.68 | 2 | 0
2020 | MISO_IN_2_PJM_ROR | MISO_IN | PJM_ROR | Internal | Winter | B17 | 100 | 992 | 0.11 | 45.27 | 47.26 | 2 | 0
2020 | MISO_IN_2_PJM_ROR | MISO_IN | PJM_ROR | Internal | Winter | B18 | 400 | 992 | 0.03 | 41.57 | 43.56 | 2 | 0
2020 | MISO_IN_2_PJM_ROR | MISO_IN | PJM_ROR | Internal | Winter | B19 | 700 | 992 | 0 | 39.96 | 41.74 | 2 | 0
2020 | MISO_IN_2_PJM_ROR | MISO_IN | PJM_ROR | Internal | Winter | B20 | 935 | 992 | 0 | 36.22 | 36.98 | 2 | 0
2020 | MISO_MI_2_IESO | MISO_MI | IESO | Internal | Shoulder | B11 | 25 | 1580 | 0 | 51.58 | 28.81 | 8 | 0
2020 | MISO_MI_2_IESO | MISO_MI | IESO | Internal | Shoulder | B12 | 200 | 1580 | 0 | 42.5 | 28.81 | 8 | 0
2020 | MISO_MI_2_IESO | MISO_MI | IESO | Internal | Shoulder | B13 | 600 | 1580 | 0 | 40.94 | 28.81 | 8 | 0
2020 | MISO_MI_2_IESO | MISO_MI | IESO | Internal | Shoulder | B14 | 900 | 1580 | 0 | 39.35 | 28.81 | 8 | 0
2020 | MISO_MI_2_IESO | MISO_MI | IESO | Internal | Shoulder | B15 | 1203 | 1580 | 0 | 36.91 | 28.81 | 8 | 0
2020 | MISO_MI_2_IESO | MISO_MI | IESO | Internal | Summer | B1 | 10 | 1580 | 0 | 65.03 | 56.45 | 8 | 0
2020 | MISO_MI_2_IESO | MISO_MI | IESO | Internal | Summer | B2 | 25 | 1580 | 0 | 63.53 | 50.54 | 8 | 0
2020 | MISO_MI_2_IESO | MISO_MI | IESO | Internal | Summer | B3 | 75 | 1580 | 0 | 59.28 | 44.18 | 8 | 0
2020 | MISO_MI_2_IESO | MISO_MI | IESO | Internal | Summer | B4 | 100 | 1580 | 0 | 59.28 | 35.03 | 8 | 0
2020 | MISO_MI_2_IESO | MISO_MI | IESO | Internal | Summer | B5 | 200 | 1580 | 0 | 51.76 | 35.03 | 8 | 0
2020 | MISO_MI_2_IESO | MISO_MI | IESO | Internal | Summer | B6 | 300 | 1580 | 0 | 44.62 | 27.63 | 8 | 0
2020 | MISO_MI_2_IESO | MISO_MI | IESO | Internal | Summer | B7 | 400 | 1580 | 0 | 38.97 | 27.63 | 8 | 0
2020 | MISO_MI_2_IESO | MISO_MI | IESO | Internal | Summer | B8 | 500 | 1580 | 0 | 37.38 | 27.63 | 8 | 0
2020 | MISO_MI_2_IESO | MISO_MI | IESO | Internal | Summer | B9 | 800 | 1580 | 0 | 36.06 | 27.63 | 8 | 0
2020 | MISO_MI_2_IESO | MISO_MI | IESO | Internal | Summer | B10 | 1262 | 1580 | 0 | 34.63 | 27.63 | 8 | 0
2020 | MISO_MI_2_IESO | MISO_MI | IESO | Internal | Winter | B16 | 25 | 1580 | 0 | 50.69 | 29.24 | 8 | 0
2020 | MISO_MI_2_IESO | MISO_MI | IESO | Internal | Winter | B17 | 100 | 1580 | 0 | 45.29 | 29.24 | 8 | 0
2020 | MISO_MI_2_IESO | MISO_MI | IESO | Internal | Winter | B18 | 400 | 1580 | 0 | 41.56 | 29.24 | 8 | 0
2020 | MISO_MI_2_IESO | MISO_MI | IESO | Internal | Winter | B19 | 700 | 1580 | 0 | 39.97 | 29.24 | 8 | 0
2020 | MISO_MI_2_IESO | MISO_MI | IESO | Internal | Winter | B20 | 935 | 1580 | 0 | 36.24 | 29.24 | 8 | 0
2020 | MISO_MI_2_MISO_IN | MISO_MI | MISO_IN | Internal | Shoulder | B11 | 25 | 2045 | 2045 | 51.58 | 53.98 | 0.01 | 2.39
2020 | MISO_MI_2_MISO_IN | MISO_MI | MISO_IN | Internal | Shoulder | B12 | 200 | 2045 | 0.03 | 42.5 | 42.48 | 0.01 | 0
2020 | MISO_MI_2_MISO_IN | MISO_MI | MISO_IN | Internal | Shoulder | B13 | 600 | 2045 | 0.01 | 40.94 | 40.93 | 0.01 | 0
2020 | MISO_MI_2_MISO_IN | MISO_MI | MISO_IN | Internal | Shoulder | B14 | 900 | 2045 | 0.01 | 39.35 | 39.35 | 0.01 | 0
2020 | MISO_MI_2_MISO_IN | MISO_MI | MISO_IN | Internal | Shoulder | B15 | 1203 | 2045 | 111.24 | 36.91 | 36.92 | 0.01 | 0
2020 | MISO_MI_2_MISO_IN | MISO_MI | MISO_IN | Internal | Summer | B1 | 10 | 2045 | 1411.51 | 65.03 | 65.04 | 0.01 | 0
2020 | MISO_MI_2_MISO_IN | MISO_MI | MISO_IN | Internal | Summer | B2 | 25 | 2045 | 1449.49 | 63.53 | 63.54 | 0.01 | 0
2020 | MISO_MI_2_MISO_IN | MISO_MI | MISO_IN | Internal | Summer | B3 | 75 | 2045 | 2045 | 59.28 | 61.13 | 0.01 | 1.84
2020 | MISO_MI_2_MISO_IN | MISO_MI | MISO_IN | Internal | Summer | B4 | 100 | 2045 | 2045 | 59.28 | 59.65 | 0.01 | 0.36
2020 | MISO_MI_2_MISO_IN | MISO_MI | MISO_IN | Internal | Summer | B5 | 200 | 2045 | 1558.35 | 51.76 | 51.77 | 0.01 | 0
2020 | MISO_MI_2_MISO_IN | MISO_MI | MISO_IN | Internal | Summer | B6 | 300 | 2045 | 31.7 | 44.62 | 44.63 | 0.01 | 0
2020 | MISO_MI_2_MISO_IN | MISO_MI | MISO_IN | Internal | Summer | B7 | 400 | 2045 | 0.01 | 38.97 | 38.96 | 0.01 | 0
2020 | MISO_MI_2_MISO_IN | MISO_MI | MISO_IN | Internal | Summer | B8 | 500 | 2045 | 0.01 | 37.38 | 37.36 | 0.01 | 0
2020 | MISO_MI_2_MISO_IN | MISO_MI | MISO_IN | Internal | Summer | B9 | 800 | 2045 | 0 | 36.06 | 36.04 | 0.01 | 0
2020 | MISO_MI_2_MISO_IN | MISO_MI | MISO_IN | Internal | Summer | B10 | 1262 | 2045 | 0 | 34.63 | 34.62 | 0.01 | 0
2020 | MISO_MI_2_MISO_IN | MISO_MI | MISO_IN | Internal | Winter | B16 | 25 | 2045 | 1085.97 | 50.69 | 50.7 | 0.01 | 0
2020 | MISO_MI_2_MISO_IN | MISO_MI | MISO_IN | Internal | Winter | B17 | 100 | 2045 | 0.06 | 45.29 | 45.27 | 0.01 | 0
2020 | MISO_MI_2_MISO_IN | MISO_MI | MISO_IN | Internal | Winter | B18 | 400 | 2045 | 109.16 | 41.56 | 41.57 | 0.01 | 0
2020 | MISO_MI_2_MISO_IN | MISO_MI | MISO_IN | Internal | Winter | B19 | 700 | 2045 | 0 | 39.97 | 39.96 | 0.01 | 0
2020 | MISO_MI_2_MISO_IN | MISO_MI | MISO_IN | Internal | Winter | B20 | 935 | 2045 | 0 | 36.24 | 36.22 | 0.01 | 0
2020 | MISO_MI_2_MISO_WUMS | MISO_MI | MISO_WUMS | Internal | Shoulder | B11 | 25 | 117 | 117 | 51.58 | 53.98 | 0.01 | 2.39
2020 | MISO_MI_2_MISO_WUMS | MISO_MI | MISO_WUMS | Internal | Shoulder | B12 | 200 | 117 | 0.02 | 42.5 | 42.47 | 0.01 | 0
2020 | MISO_MI_2_MISO_WUMS | MISO_MI | MISO_WUMS | Internal | Shoulder | B13 | 600 | 117 | 0.02 | 40.94 | 40.94 | 0.01 | 0
2020 | MISO_MI_2_MISO_WUMS | MISO_MI | MISO_WUMS | Internal | Shoulder | B14 | 900 | 117 | 11.81 | 39.35 | 39.36 | 0.01 | 0
2020 | MISO_MI_2_MISO_WUMS | MISO_MI | MISO_WUMS | Internal | Shoulder | B15 | 1203 | 117 | 0 | 36.91 | 36.91 | 0.01 | 0
2020 | MISO_MI_2_MISO_WUMS | MISO_MI | MISO_WUMS | Internal | Summer | B1 | 10 | 117 | 116.02 | 65.03 | 65.05 | 0.01 | 0.01
2020 | MISO_MI_2_MISO_WUMS | MISO_MI | MISO_WUMS | Internal | Summer | B2 | 25 | 117 | 0.38 | 63.53 | 63.53 | 0.01 | 0
2020 | MISO_MI_2_MISO_WUMS | MISO_MI | MISO_WUMS | Internal | Summer | B3 | 75 | 117 | 117 | 59.28 | 62.59 | 0.01 | 3.3
2020 | MISO_MI_2_MISO_WUMS | MISO_MI | MISO_WUMS | Internal | Summer | B4 | 100 | 117 | 117 | 59.28 | 59.69 | 0.01 | 0.4
2020 | MISO_MI_2_MISO_WUMS | MISO_MI | MISO_WUMS | Internal | Summer | B5 | 200 | 117 | 116.95 | 51.76 | 51.78 | 0.01 | 0.01
2020 | MISO_MI_2_MISO_WUMS | MISO_MI | MISO_WUMS | Internal | Summer | B6 | 300 | 117 | 117 | 44.62 | 44.75 | 0.01 | 0.12
2020 | MISO_MI_2_MISO_WUMS | MISO_MI | MISO_WUMS | Internal | Summer | B7 | 400 | 117 | 0 | 38.97 | 38.95 | 0.01 | 0
2020 | MISO_MI_2_MISO_WUMS | MISO_MI | MISO_WUMS | Internal | Summer | B8 | 500 | 117 | 0 | 37.38 | 37.35 | 0.01 | 0
2020 | MISO_MI_2_MISO_WUMS | MISO_MI | MISO_WUMS | Internal | Summer | B9 | 800 | 117 | 116.99 | 36.06 | 36.08 | 0.01 | 0.01
2020 | MISO_MI_2_MISO_WUMS | MISO_MI | MISO_WUMS | Internal | Summer | B10 | 1262 | 117 | 117 | 34.63 | 34.8 | 0.01 | 0.16
2020 | MISO_MI_2_MISO_WUMS | MISO_MI | MISO_WUMS | Internal | Winter | B16 | 25 | 117 | 0 | 50.69 | 49.68 | 0.01 | 0
2020 | MISO_MI_2_MISO_WUMS | MISO_MI | MISO_WUMS | Internal | Winter | B17 | 100 | 117 | 0.04 | 45.29 | 45.26 | 0.01 | 0
2020 | MISO_MI_2_MISO_WUMS | MISO_MI | MISO_WUMS | Internal | Winter | B18 | 400 | 117 | 0.03 | 41.56 | 41.56 | 0.01 | 0
2020 | MISO_MI_2_MISO_WUMS | MISO_MI | MISO_WUMS | Internal | Winter | B19 | 700 | 117 | 116.99 | 39.97 | 40.01 | 0.01 | 0.02
2020 | MISO_MI_2_MISO_WUMS | MISO_MI | MISO_WUMS | Internal | Winter | B20 | 935 | 117 | 6.49 | 36.24 | 36.25 | 0.01 | 0
2020 | MISO_MI_2_PJM_ROR | MISO_MI | PJM_ROR | Internal | Shoulder | B11 | 25 | 1424 | 0 | 51.58 | 51.98 | 2 | 0
2020 | MISO_MI_2_PJM_ROR | MISO_MI | PJM_ROR | Internal | Shoulder | B12 | 200 | 1424 | 0 | 42.5 | 43.61 | 2 | 0
2020 | MISO_MI_2_PJM_ROR | MISO_MI | PJM_ROR | Internal | Shoulder | B13 | 600 | 1424 | 0 | 40.94 | 42.7 | 2 | 0
2020 | MISO_MI_2_PJM_ROR | MISO_MI | PJM_ROR | Internal | Shoulder | B14 | 900 | 1424 | 0 | 39.35 | 40.08 | 2 | 0
2020 | MISO_MI_2_PJM_ROR | MISO_MI | PJM_ROR | Internal | Shoulder | B15 | 1203 | 1424 | 0 | 36.91 | 37.21 | 2 | 0
2020 | MISO_MI_2_PJM_ROR | MISO_MI | PJM_ROR | Internal | Summer | B1 | 10 | 1424 | 1423.5 | 65.03 | 67.05 | 2 | 0.02
2020 | MISO_MI_2_PJM_ROR | MISO_MI | PJM_ROR | Internal | Summer | B2 | 25 | 1424 | 844.77 | 63.53 | 65.53 | 2 | 0
2020 | MISO_MI_2_PJM_ROR | MISO_MI | PJM_ROR | Internal | Summer | B3 | 75 | 1424 | 271.46 | 59.28 | 61.28 | 2 | 0
2020 | MISO_MI_2_PJM_ROR | MISO_MI | PJM_ROR | Internal | Summer | B4 | 100 | 1424 | 1316.52 | 59.28 | 61.28 | 2 | 0
2020 | MISO_MI_2_PJM_ROR | MISO_MI | PJM_ROR | Internal | Summer | B5 | 200 | 1424 | 38.79 | 51.76 | 53.76 | 2 | 0
2020 | MISO_MI_2_PJM_ROR | MISO_MI | PJM_ROR | Internal | Summer | B6 | 300 | 1424 | 417.8 | 44.62 | 46.62 | 2 | 0
2020 | MISO_MI_2_PJM_ROR | MISO_MI | PJM_ROR | Internal | Summer | B7 | 400 | 1424 | 0 | 38.97 | 40.4 | 2 | 0
2020 | MISO_MI_2_PJM_ROR | MISO_MI | PJM_ROR | Internal | Summer | B8 | 500 | 1424 | 0 | 37.38 | 37.83 | 2 | 0
2020 | MISO_MI_2_PJM_ROR | MISO_MI | PJM_ROR | Internal | Summer | B9 | 800 | 1424 | 0 | 36.06 | 36.88 | 2 | 0
2020 | MISO_MI_2_PJM_ROR | MISO_MI | PJM_ROR | Internal | Summer | B10 | 1262 | 1424 | 0 | 34.63 | 34.65 | 2 | 0
2020 | MISO_MI_2_PJM_ROR | MISO_MI | PJM_ROR | Internal | Winter | B16 | 25 | 1424 | 0 | 50.69 | 51.68 | 2 | 0
2020 | MISO_MI_2_PJM_ROR | MISO_MI | PJM_ROR | Internal | Winter | B17 | 100 | 1424 | 0.06 | 45.29 | 47.26 | 2 | 0
2020 | MISO_MI_2_PJM_ROR | MISO_MI | PJM_ROR | Internal | Winter | B18 | 400 | 1424 | 154.36 | 41.56 | 43.56 | 2 | 0
2020 | MISO_MI_2_PJM_ROR | MISO_MI | PJM_ROR | Internal | Winter | B19 | 700 | 1424 | 0 | 39.97 | 41.74 | 2 | 0
2020 | MISO_MI_2_PJM_ROR | MISO_MI | PJM_ROR | Internal | Winter | B20 | 935 | 1424 | 0 | 36.24 | 36.98 | 2 | 0
2020 | MISO_MO-IL_2_ENT | MISO_MO-IL | ENT | Internal | Shoulder | B11 | 25 | 2540 | 0 | 53.98 | 59.03 | 8 | 0
2020 | MISO_MO-IL_2_ENT | MISO_MO-IL | ENT | Internal | Shoulder | B12 | 200 | 2540 | 0 | 42.47 | 41.91 | 8 | 0
2020 | MISO_MO-IL_2_ENT | MISO_MO-IL | ENT | Internal | Shoulder | B13 | 600 | 2540 | 0 | 40.92 | 41.91 | 8 | 0
2020 | MISO_MO-IL_2_ENT | MISO_MO-IL | ENT | Internal | Shoulder | B14 | 900 | 2540 | 0 | 39.33 | 41.61 | 8 | 0
2020 | MISO_MO-IL_2_ENT | MISO_MO-IL | ENT | Internal | Shoulder | B15 | 1203 | 2540 | 0 | 36.92 | 41.61 | 8 | 0
2020 | MISO_MO-IL_2_ENT | MISO_MO-IL | ENT | Internal | Summer | B1 | 10 | 2540 | 0 | 65.05 | 68.21 | 8 | 0
2020 | MISO_MO-IL_2_ENT | MISO_MO-IL | ENT | Internal | Summer | B2 | 25 | 2540 | 0 | 63.53 | 68.21 | 8 | 0
2020 | MISO_MO-IL_2_ENT | MISO_MO-IL | ENT | Internal | Summer | B3 | 75 | 2540 | 0 | 61.14 | 61.69 | 8 | 0
2020 | MISO_MO-IL_2_ENT | MISO_MO-IL | ENT | Internal | Summer | B4 | 100 | 2540 | 0 | 59.66 | 61.69 | 8 | 0
2020 | MISO_MO-IL_2_ENT | MISO_MO-IL | ENT | Internal | Summer | B5 | 200 | 2540 | 0 | 51.78 | 58.76 | 8 | 0
2020 | MISO_MO-IL_2_ENT | MISO_MO-IL | ENT | Internal | Summer | B6 | 300 | 2540 | 0 | 44.64 | 48.87 | 8 | 0
2020 | MISO_MO-IL_2_ENT | MISO_MO-IL | ENT | Internal | Summer | B7 | 400 | 2540 | 0 | 38.95 | 42.42 | 8 | 0
2020 | MISO_MO-IL_2_ENT | MISO_MO-IL | ENT | Internal | Summer | B8 | 500 | 2540 | 0 | 37.35 | 40.59 | 8 | 0
2020 | MISO_MO-IL_2_ENT | MISO_MO-IL | ENT | Internal | Summer | B9 | 800 | 2540 | 0 | 36.06 | 40.3 | 8 | 0
2020 | MISO_MO-IL_2_ENT | MISO_MO-IL | ENT | Internal | Summer | B10 | 1262 | 2540 | 0 | 34.61 | 40.02 | 8 | 0
2020 | MISO_MO-IL_2_ENT | MISO_MO-IL | ENT | Internal | Winter | B16 | 25 | 2540 | 0 | 49.68 | 53.38 | 8 | 0
2020 | MISO_MO-IL_2_ENT | MISO_MO-IL | ENT | Internal | Winter | B17 | 100 | 2540 | 0 | 45.26 | 44.52 | 8 | 0
2020 | MISO_MO-IL_2_ENT | MISO_MO-IL | ENT | Internal | Winter | B18 | 400 | 2540 | 0 | 41.56 | 44.2 | 8 | 0
2020 | MISO_MO-IL_2_ENT | MISO_MO-IL | ENT | Internal | Winter | B19 | 700 | 2540 | 0 | 39.97 | 44.2 | 8 | 0
2020 | MISO_MO-IL_2_ENT | MISO_MO-IL | ENT | Internal | Winter | B20 | 935 | 2540 | 0 | 36.24 | 42.75 | 8 | 0
2020 | MISO_MO-IL_2_MISO_IN | MISO_MO-IL | MISO_IN | Internal | Shoulder | B11 | 25 | 2100 | 0.39 | 53.98 | 53.98 | 0.01 | 0
2020 | MISO_MO-IL_2_MISO_IN | MISO_MO-IL | MISO_IN | Internal | Shoulder | B12 | 200 | 2100 | 1549.9 | 42.47 | 42.48 | 0.01 | 0
2020 | MISO_MO-IL_2_MISO_IN | MISO_MO-IL | MISO_IN | Internal | Shoulder | B13 | 600 | 2100 | 1103.98 | 40.92 | 40.93 | 0.01 | 0
2020 | MISO_MO-IL_2_MISO_IN | MISO_MO-IL | MISO_IN | Internal | Shoulder | B14 | 900 | 2100 | 382 | 39.33 | 39.35 | 0.01 | 0
2020 | MISO_MO-IL_2_MISO_IN | MISO_MO-IL | MISO_IN | Internal | Shoulder | B15 | 1203 | 2100 | 0 | 36.92 | 36.92 | 0.01 | 0
2020 | MISO_MO-IL_2_MISO_IN | MISO_MO-IL | MISO_IN | Internal | Summer | B1 | 10 | 2100 | 0.56 | 65.05 | 65.04 | 0.01 | 0
2020 | MISO_MO-IL_2_MISO_IN | MISO_MO-IL | MISO_IN | Internal | Summer | B2 | 25 | 2100 | 752.15 | 63.53 | 63.54 | 0.01 | 0
2020 | MISO_MO-IL_2_MISO_IN | MISO_MO-IL | MISO_IN | Internal | Summer | B3 | 75 | 2100 | 0.08 | 61.14 | 61.13 | 0.01 | 0
2020 | MISO_MO-IL_2_MISO_IN | MISO_MO-IL | MISO_IN | Internal | Summer | B4 | 100 | 2100 | 0.06 | 59.66 | 59.65 | 0.01 | 0
2020 | MISO_MO-IL_2_MISO_IN | MISO_MO-IL | MISO_IN | Internal | Summer | B5 | 200 | 2100 | 0.03 | 51.78 | 51.77 | 0.01 | 0
2020 | MISO_MO-IL_2_MISO_IN | MISO_MO-IL | MISO_IN | Internal | Summer | B6 | 300 | 2100 | 0.02 | 44.64 | 44.63 | 0.01 | 0
2020 | MISO_MO-IL_2_MISO_IN | MISO_MO-IL | MISO_IN | Internal | Summer | B7 | 400 | 2100 | 338.98 | 38.95 | 38.96 | 0.01 | 0
2020 | MISO_MO-IL_2_MISO_IN | MISO_MO-IL | MISO_IN | Internal | Summer | B8 | 500 | 2100 | 112.54 | 37.35 | 37.36 | 0.01 | 0
2020 | MISO_MO-IL_2_MISO_IN | MISO_MO-IL | MISO_IN | Internal | Summer | B9 | 800 | 2100 | 0 | 36.06 | 36.04 | 0.01 | 0
2020 | MISO_MO-IL_2_MISO_IN | MISO_MO-IL | MISO_IN | Internal | Summer | B10 | 1262 | 2100 | 1204 | 34.61 | 34.62 | 0.01 | 0
2020 | MISO_MO-IL_2_MISO_IN | MISO_MO-IL | MISO_IN | Internal | Winter | B16 | 25 | 2100 | 2099.99 | 49.68 | 50.7 | 0.01 | 1
2020 | MISO_MO-IL_2_MISO_IN | MISO_MO-IL | MISO_IN | Internal | Winter | B17 | 100 | 2100 | 1424.27 | 45.26 | 45.27 | 0.01 | 0
2020 | MISO_MO-IL_2_MISO_IN | MISO_MO-IL | MISO_IN | Internal | Winter | B18 | 400 | 2100 | 396.86 | 41.56 | 41.57 | 0.01 | 0
2020 | MISO_MO-IL_2_MISO_IN | MISO_MO-IL | MISO_IN | Internal | Winter | B19 | 700 | 2100 | 0 | 39.97 | 39.96 | 0.01 | 0
2020 | MISO_MO-IL_2_MISO_IN | MISO_MO-IL | MISO_IN | Internal | Winter | B20 | 935 | 2100 | 0 | 36.24 | 36.22 | 0.01 | 0
2020 | MISO_MO-IL_2_MISO_W | MISO_MO-IL | MISO_W | Internal | Shoulder | B11 | 25 | 960 | 0.4 | 53.98 | 53.98 | 0.01 | 0
2020 | MISO_MO-IL_2_MISO_W | MISO_MO-IL | MISO_W | Internal | Shoulder | B12 | 200 | 960 | 0.03 | 42.47 | 42.46 | 0.01 | 0
2020 | MISO_MO-IL_2_MISO_W | MISO_MO-IL | MISO_W | Internal | Shoulder | B13 | 600 | 960 | 188.7 | 40.92 | 40.93 | 0.01 | 0
2020 | MISO_MO-IL_2_MISO_W | MISO_MO-IL | MISO_W | Internal | Shoulder | B14 | 900 | 960 | 578.13 | 39.33 | 39.35 | 0.01 | 0
2020 | MISO_MO-IL_2_MISO_W | MISO_MO-IL | MISO_W | Internal | Shoulder | B15 | 1203 | 960 | 0 | 36.92 | 36.92 | 0.01 | 0
2020 | MISO_MO-IL_2_MISO_W | MISO_MO-IL | MISO_W | Internal | Summer | B1 | 10 | 960 | 0.53 | 65.05 | 65.04 | 0.01 | 0
2020 | MISO_MO-IL_2_MISO_W | MISO_MO-IL | MISO_W | Internal | Summer | B2 | 25 | 960 | 0.22 | 63.53 | 63.51 | 0.01 | 0
2020 | MISO_MO-IL_2_MISO_W | MISO_MO-IL | MISO_W | Internal | Summer | B3 | 75 | 960 | 960 | 61.14 | 62.58 | 0.01 | 1.42
2020 | MISO_MO-IL_2_MISO_W | MISO_MO-IL | MISO_W | Internal | Summer | B4 | 100 | 960 | 757.9 | 59.66 | 59.68 | 0.01 | 0
2020 | MISO_MO-IL_2_MISO_W | MISO_MO-IL | MISO_W | Internal | Summer | B5 | 200 | 960 | 472.46 | 51.78 | 51.79 | 0.01 | 0
2020 | MISO_MO-IL_2_MISO_W | MISO_MO-IL | MISO_W | Internal | Summer | B6 | 300 | 960 | 960 | 44.64 | 44.76 | 0.01 | 0.11
2020 | MISO_MO-IL_2_MISO_W | MISO_MO-IL | MISO_W | Internal | Summer | B7 | 400 | 960 | 0.01 | 38.95 | 38.93 | 0.01 | 0
2020 | MISO_MO-IL_2_MISO_W | MISO_MO-IL | MISO_W | Internal | Summer | B8 | 500 | 960 | 0.01 | 37.35 | 37.34 | 0.01 | 0
2020 | MISO_MO-IL_2_MISO_W | MISO_MO-IL | MISO_W | Internal | Summer | B9 | 800 | 960 | 712.76 | 36.06 | 36.07 | 0.01 | 0
2020 | MISO_MO-IL_2_MISO_W | MISO_MO-IL | MISO_W | Internal | Summer | B10 | 1262 | 960 | 0 | 34.61 | 34.6 | 0.01 | 0
2020 | MISO_MO-IL_2_MISO_W | MISO_MO-IL | MISO_W | Internal | Winter | B16 | 25 | 960 | 0.21 | 49.68 | 49.67 | 0.01 | 0
2020 | MISO_MO-IL_2_MISO_W | MISO_MO-IL | MISO_W | Internal | Winter | B17 | 100 | 960 | 0.06 | 45.26 | 45.25 | 0.01 | 0
2020 | MISO_MO-IL_2_MISO_W | MISO_MO-IL | MISO_W | Internal | Winter | B18 | 400 | 960 | 78.22 | 41.56 | 41.57 | 0.01 | 0
2020 | MISO_MO-IL_2_MISO_W | MISO_MO-IL | MISO_W | Internal | Winter | B19 | 700 | 960 | 959.99 | 39.97 | 40 | 0.01 | 0.01
2020 | MISO_MO-IL_2_MISO_W | MISO_MO-IL | MISO_W | Internal | Winter | B20 | 935 | 960 | 0 | 36.24 | 36.22 | 0.01 | 0
2020 | MISO_MO-IL_2_PJM_ROR | MISO_MO-IL | PJM_ROR | Internal | Shoulder | B11 | 25 | 1212 | 0 | 53.98 | 51.98 | 2 | 0
2020 | MISO_MO-IL_2_PJM_ROR | MISO_MO-IL | PJM_ROR | Internal | Shoulder | B12 | 200 | 1212 | 0 | 42.47 | 43.61 | 2 | 0
2020 | MISO_MO-IL_2_PJM_ROR | MISO_MO-IL | PJM_ROR | Internal | Shoulder | B13 | 600 | 1212 | 0 | 40.92 | 42.7 | 2 | 0
2020 | MISO_MO-IL_2_PJM_ROR | MISO_MO-IL | PJM_ROR | Internal | Shoulder | B14 | 900 | 1212 | 0 | 39.33 | 40.08 | 2 | 0
2020 | MISO_MO-IL_2_PJM_ROR | MISO_MO-IL | PJM_ROR | Internal | Shoulder | B15 | 1203 | 1212 | 0 | 36.92 | 37.21 | 2 | 0
2020 | MISO_MO-IL_2_PJM_ROR | MISO_MO-IL | PJM_ROR | Internal | Summer | B1 | 10 | 1212 | 854.27 | 65.05 | 67.05 | 2 | 0
2020 | MISO_MO-IL_2_PJM_ROR | MISO_MO-IL | PJM_ROR | Internal | Summer | B2 | 25 | 1212 | 440.14 | 63.53 | 65.53 | 2 | 0
2020 | MISO_MO-IL_2_PJM_ROR | MISO_MO-IL | PJM_ROR | Internal | Summer | B3 | 75 | 1212 | 0 | 61.14 | 61.28 | 2 | 0
2020 | MISO_MO-IL_2_PJM_ROR | MISO_MO-IL | PJM_ROR | Internal | Summer | B4 | 100 | 1212 | 0 | 59.66 | 61.28 | 2 | 0
2020 | MISO_MO-IL_2_PJM_ROR | MISO_MO-IL | PJM_ROR | Internal | Summer | B5 | 200 | 1212 | 0.03 | 51.78 | 53.76 | 2 | 0
2020 | MISO_MO-IL_2_PJM_ROR | MISO_MO-IL | PJM_ROR | Internal | Summer | B6 | 300 | 1212 | 0.02 | 44.64 | 46.62 | 2 | 0
2020 | MISO_MO-IL_2_PJM_ROR | MISO_MO-IL | PJM_ROR | Internal | Summer | B7 | 400 | 1212 | 0 | 38.95 | 40.4 | 2 | 0
2020 | MISO_MO-IL_2_PJM_ROR | MISO_MO-IL | PJM_ROR | Internal | Summer | B8 | 500 | 1212 | 0 | 37.35 | 37.83 | 2 | 0
2020 | MISO_MO-IL_2_PJM_ROR | MISO_MO-IL | PJM_ROR | Internal | Summer | B9 | 800 | 1212 | 0 | 36.06 | 36.88 | 2 | 0
2020 | MISO_MO-IL_2_PJM_ROR | MISO_MO-IL | PJM_ROR | Internal | Summer | B10 | 1262 | 1212 | 0 | 34.61 | 34.65 | 2 | 0
2020 | MISO_MO-IL_2_PJM_ROR | MISO_MO-IL | PJM_ROR | Internal | Winter | B16 | 25 | 1212 | 311.7 | 49.68 | 51.68 | 2 | 0
2020 | MISO_MO-IL_2_PJM_ROR | MISO_MO-IL | PJM_ROR | Internal | Winter | B17 | 100 | 1212 | 343.2 | 45.26 | 47.26 | 2 | 0
2020 | MISO_MO-IL_2_PJM_ROR | MISO_MO-IL | PJM_ROR | Internal | Winter | B18 | 400 | 1212 | 642.89 | 41.56 | 43.56 | 2 | 0
2020 | MISO_MO-IL_2_PJM_ROR | MISO_MO-IL | PJM_ROR | Internal | Winter | B19 | 700 | 1212 | 0 | 39.97 | 41.74 | 2 | 0
2020 | MISO_MO-IL_2_PJM_ROR | MISO_MO-IL | PJM_ROR | Internal | Winter | B20 | 935 | 1212 | 0 | 36.24 | 36.98 | 2 | 0
2020 | MISO_MO-IL_2_SPP_N | MISO_MO-IL | SPP_N | Internal | Shoulder | B11 | 25 | 2000 | 0 | 53.98 | 60.98 | 8 | 0
2020 | MISO_MO-IL_2_SPP_N | MISO_MO-IL | SPP_N | Internal | Shoulder | B12 | 200 | 2000 | 0 | 42.47 | 42.03 | 8 | 0
2020 | MISO_MO-IL_2_SPP_N | MISO_MO-IL | SPP_N | Internal | Shoulder | B13 | 600 | 2000 | 0 | 40.92 | 40.94 | 8 | 0
2020 | MISO_MO-IL_2_SPP_N | MISO_MO-IL | SPP_N | Internal | Shoulder | B14 | 900 | 2000 | 0 | 39.33 | 40.21 | 8 | 0
2020 | MISO_MO-IL_2_SPP_N | MISO_MO-IL | SPP_N | Internal | Shoulder | B15 | 1203 | 2000 | 0 | 36.92 | 40.19 | 8 | 0
2020 | MISO_MO-IL_2_SPP_N | MISO_MO-IL | SPP_N | Internal | Summer | B1 | 10 | 2000 | 0 | 65.05 | 66.03 | 8 | 0
2020 | MISO_MO-IL_2_SPP_N | MISO_MO-IL | SPP_N | Internal | Summer | B2 | 25 | 2000 | 0 | 63.53 | 66.03 | 8 | 0
2020 | MISO_MO-IL_2_SPP_N | MISO_MO-IL | SPP_N | Internal | Summer | B3 | 75 | 2000 | 0 | 61.14 | 66.03 | 8 | 0
2020 | MISO_MO-IL_2_SPP_N | MISO_MO-IL | SPP_N | Internal | Summer | B4 | 100 | 2000 | 0 | 59.66 | 66.03 | 8 | 0
2020 | MISO_MO-IL_2_SPP_N | MISO_MO-IL | SPP_N | Internal | Summer | B5 | 200 | 2000 | 0 | 51.78 | 58.79 | 8 | 0
2020 | MISO_MO-IL_2_SPP_N | MISO_MO-IL | SPP_N | Internal | Summer | B6 | 300 | 2000 | 0 | 44.64 | 51.76 | 8 | 0
2020 | MISO_MO-IL_2_SPP_N | MISO_MO-IL | SPP_N | Internal | Summer | B7 | 400 | 2000 | 0 | 38.95 | 43.23 | 8 | 0
2020 | MISO_MO-IL_2_SPP_N | MISO_MO-IL | SPP_N | Internal | Summer | B8 | 500 | 2000 | 0 | 37.35 | 40.6 | 8 | 0
2020 | MISO_MO-IL_2_SPP_N | MISO_MO-IL | SPP_N | Internal | Summer | B9 | 800 | 2000 | 0 | 36.06 | 39.18 | 8 | 0
2020 | MISO_MO-IL_2_SPP_N | MISO_MO-IL | SPP_N | Internal | Summer | B10 | 1262 | 2000 | 0 | 34.61 | 38.85 | 8 | 0
2020 | MISO_MO-IL_2_SPP_N | MISO_MO-IL | SPP_N | Internal | Winter | B16 | 25 | 2000 | 0 | 49.68 | 48.39 | 8 | 0
2020 | MISO_MO-IL_2_SPP_N | MISO_MO-IL | SPP_N | Internal | Winter | B17 | 100 | 2000 | 0 | 45.26 | 42.83 | 8 | 0
2020 | MISO_MO-IL_2_SPP_N | MISO_MO-IL | SPP_N | Internal | Winter | B18 | 400 | 2000 | 0 | 41.56 | 42.83 | 8 | 0
2020 | MISO_MO-IL_2_SPP_N | MISO_MO-IL | SPP_N | Internal | Winter | B19 | 700 | 2000 | 0 | 39.97 | 42.74 | 8 | 0
2020 | MISO_MO-IL_2_SPP_N | MISO_MO-IL | SPP_N | Internal | Winter | B20 | 935 | 2000 | 0 | 36.24 | 41.27 | 8 | 0
2020 | MISO_MO-IL_2_TVA_Transmission | MISO_MO-IL | TVA_Transmission | Internal | Shoulder | B11 | 25 | 4000 | 0 | 53.98 | 57.83 | 8 | 0
2020 | MISO_MO-IL_2_TVA_Transmission | MISO_MO-IL | TVA_Transmission | Internal | Shoulder | B12 | 200 | 4000 | 0 | 42.47 | 45.72 | 8 | 0
2020 | MISO_MO-IL_2_TVA_Transmission | MISO_MO-IL | TVA_Transmission | Internal | Shoulder | B13 | 600 | 4000 | 0 | 40.92 | 44.79 | 8 | 0
2020 | MISO_MO-IL_2_TVA_Transmission | MISO_MO-IL | TVA_Transmission | Internal | Shoulder | B14 | 900 | 4000 | 0 | 39.33 | 43.52 | 8 | 0
2020 | MISO_MO-IL_2_TVA_Transmission | MISO_MO-IL | TVA_Transmission | Internal | Shoulder | B15 | 1203 | 4000 | 0 | 36.92 | 42.22 | 8 | 0
2020 | MISO_MO-IL_2_TVA_Transmission | MISO_MO-IL | TVA_Transmission | Internal | Summer | B1 | 10 | 4000 | 3114.63 | 65.05 | 73.05 | 8 | 0
2020 | MISO_MO-IL_2_TVA_Transmission | MISO_MO-IL | TVA_Transmission | Internal | Summer | B2 | 25 | 4000 | 1436.2 | 63.53 | 71.53 | 8 | 0
2020 | MISO_MO-IL_2_TVA_Transmission | MISO_MO-IL | TVA_Transmission | Internal | Summer | B3 | 75 | 4000 | 0 | 61.14 | 67.28 | 8 | 0
2020 | MISO_MO-IL_2_TVA_Transmission | MISO_MO-IL | TVA_Transmission | Internal | Summer | B4 | 100 | 4000 | 0 | 59.66 | 67.28 | 8 | 0
2020 | MISO_MO-IL_2_TVA_Transmission | MISO_MO-IL | TVA_Transmission | Internal | Summer | B5 | 200 | 4000 | 0 | 51.78 | 58.5 | 8 | 0
2020 | MISO_MO-IL_2_TVA_Transmission | MISO_MO-IL | TVA_Transmission | Internal | Summer | B6 | 300 | 4000 | 0 | 44.64 | 49.92 | 8 | 0
2020 | MISO_MO-IL_2_TVA_Transmission | MISO_MO-IL | TVA_Transmission | Internal | Summer | B7 | 400 | 4000 | 0 | 38.95 | 44.09 | 8 | 0
2020 | MISO_MO-IL_2_TVA_Transmission | MISO_MO-IL | TVA_Transmission | Internal | Summer | B8 | 500 | 4000 | 0 | 37.35 | 41.97 | 8 | 0
2020 | MISO_MO-IL_2_TVA_Transmission | MISO_MO-IL | TVA_Transmission | Internal | Summer | B9 | 800 | 4000 | 0 | 36.06 | 41.33 | 8 | 0
2020 | MISO_MO-IL_2_TVA_Transmission | MISO_MO-IL | TVA_Transmission | Internal | Summer | B10 | 1262 | 4000 | 0 | 34.61 | 38.66 | 8 | 0
2020 | MISO_MO-IL_2_TVA_Transmission | MISO_MO-IL | TVA_Transmission | Internal | Winter | B16 | 25 | 4000 | 0 | 49.68 | 55.38 | 8 | 0
2020 | MISO_MO-IL_2_TVA_Transmission | MISO_MO-IL | TVA_Transmission | Internal | Winter | B17 | 100 | 4000 | 0 | 45.26 | 48.57 | 8 | 0
2020 | MISO_MO-IL_2_TVA_Transmission | MISO_MO-IL | TVA_Transmission | Internal | Winter | B18 | 400 | 4000 | 0 | 41.56 | 45.48 | 8 | 0
2020 | MISO_MO-IL_2_TVA_Transmission | MISO_MO-IL | TVA_Transmission | Internal | Winter | B19 | 700 | 4000 | 0 | 39.97 | 44.16 | 8 | 0
2020 | MISO_MO-IL_2_TVA_Transmission | MISO_MO-IL | TVA_Transmission | Internal | Winter | B20 | 935 | 4000 | 0 | 36.24 | 42.07 | 8 | 0
2020 | MISO_W_2_IESO | MISO_W | IESO | Internal | Shoulder | B11 | 25 | 90 | 0 | 53.98 | 28.81 | 8 | 0
2020 | MISO_W_2_IESO | MISO_W | IESO | Internal | Shoulder | B12 | 200 | 90 | 0 | 42.46 | 28.81 | 8 | 0
2020 | MISO_W_2_IESO | MISO_W | IESO | Internal | Shoulder | B13 | 600 | 90 | 0 | 40.93 | 28.81 | 8 | 0
2020 | MISO_W_2_IESO | MISO_W | IESO | Internal | Shoulder | B14 | 900 | 90 | 0 | 39.35 | 28.81 | 8 | 0
2020 | MISO_W_2_IESO | MISO_W | IESO | Internal | Shoulder | B15 | 1203 | 90 | 0 | 36.92 | 28.81 | 8 | 0
2020 | MISO_W_2_IESO | MISO_W | IESO | Internal | Summer | B1 | 10 | 90 | 0 | 65.04 | 56.45 | 8 | 0
2020 | MISO_W_2_IESO | MISO_W | IESO | Internal | Summer | B2 | 25 | 90 | 0 | 63.51 | 50.54 | 8 | 0
2020 | MISO_W_2_IESO | MISO_W | IESO | Internal | Summer | B3 | 75 | 90 | 0 | 62.58 | 44.18 | 8 | 0
2020 | MISO_W_2_IESO | MISO_W | IESO | Internal | Summer | B4 | 100 | 90 | 0 | 59.68 | 35.03 | 8 | 0
2020 | MISO_W_2_IESO | MISO_W | IESO | Internal | Summer | B5 | 200 | 90 | 0 | 51.79 | 35.03 | 8 | 0
2020 | MISO_W_2_IESO | MISO_W | IESO | Internal | Summer | B6 | 300 | 90 | 0 | 44.76 | 27.63 | 8 | 0
2020 | MISO_W_2_IESO | MISO_W | IESO | Internal | Summer | B7 | 400 | 90 | 0 | 38.93 | 27.63 | 8 | 0
2020 | MISO_W_2_IESO | MISO_W | IESO | Internal | Summer | B8 | 500 | 90 | 0 | 37.34 | 27.63 | 8 | 0
2020 | MISO_W_2_IESO | MISO_W | IESO | Internal | Summer | B9 | 800 | 90 | 0 | 36.07 | 27.63 | 8 | 0
2020 | MISO_W_2_IESO | MISO_W | IESO | Internal | Summer | B10 | 1262 | 90 | 0 | 34.6 | 27.63 | 8 | 0
2020 | MISO_W_2_IESO | MISO_W | IESO | Internal | Winter | B16 | 25 | 90 | 0 | 49.67 | 29.24 | 8 | 0
2020 | MISO_W_2_IESO | MISO_W | IESO | Internal | Winter | B17 | 100 | 90 | 0 | 45.25 | 29.24 | 8 | 0
2020 | MISO_W_2_IESO | MISO_W | IESO | Internal | Winter | B18 | 400 | 90 | 0 | 41.57 | 29.24 | 8 | 0
2020 | MISO_W_2_IESO | MISO_W | IESO | Internal | Winter | B19 | 700 | 90 | 0 | 40 | 29.24 | 8 | 0
2020 | MISO_W_2_IESO | MISO_W | IESO | Internal | Winter | B20 | 935 | 90 | 0 | 36.22 | 29.24 | 8 | 0
2020 | MISO_W_2_MAPP_CA | MISO_W | MAPP_CA | Internal | Shoulder | B11 | 25 | 700 | 0 | 53.98 | 48.37 | 0.01 | 0
2020 | MISO_W_2_MAPP_CA | MISO_W | MAPP_CA | Internal | Shoulder | B12 | 200 | 700 | 0.03 | 42.46 | 42.45 | 0.01 | 0
2020 | MISO_W_2_MAPP_CA | MISO_W | MAPP_CA | Internal | Shoulder | B13 | 600 | 700 | 0 | 40.93 | 40.92 | 0.01 | 0
2020 | MISO_W_2_MAPP_CA | MISO_W | MAPP_CA | Internal | Shoulder | B14 | 900 | 700 | 700 | 39.35 | 40.92 | 0.01 | 1.56
2020 | MISO_W_2_MAPP_CA | MISO_W | MAPP_CA | Internal | Shoulder | B15 | 1203 | 700 | 700 | 36.92 | 40.92 | 0.01 | 3.99
2020 | MISO_W_2_MAPP_CA | MISO_W | MAPP_CA | Internal | Summer | B1 | 10 | 700 | 0 | 65.04 | 63.45 | 0.01 | 0
2020 | MISO_W_2_MAPP_CA | MISO_W | MAPP_CA | Internal | Summer | B2 | 25 | 700 | 0 | 63.51 | 62.27 | 0.01 | 0
2020 | MISO_W_2_MAPP_CA | MISO_W | MAPP_CA | Internal | Summer | B3 | 75 | 700 | 0.07 | 62.58 | 62.56 | 0.01 | 0
2020 | MISO_W_2_MAPP_CA | MISO_W | MAPP_CA | Internal | Summer | B4 | 100 | 700 | 0.05 | 59.68 | 59.66 | 0.01 | 0
2020 | MISO_W_2_MAPP_CA | MISO_W | MAPP_CA | Internal | Summer | B5 | 200 | 700 | 0.03 | 51.79 | 51.78 | 0.01 | 0
2020 | MISO_W_2_MAPP_CA | MISO_W | MAPP_CA | Internal | Summer | B6 | 300 | 700 | 0.02 | 44.76 | 44.75 | 0.01 | 0
2020 | MISO_W_2_MAPP_CA | MISO_W | MAPP_CA | Internal | Summer | B7 | 400 | 700 | 0.01 | 38.93 | 38.92 | 0.01 | 0
2020 | MISO_W_2_MAPP_CA | MISO_W | MAPP_CA | Internal | Summer | B8 | 500 | 700 | 0.01 | 37.34 | 37.33 | 0.01 | 0
2020 | MISO_W_2_MAPP_CA | MISO_W | MAPP_CA | Internal | Summer | B9 | 800 | 700 | 700 | 36.07 | 37.33 | 0.01 | 1.25
2020 | MISO_W_2_MAPP_CA | MISO_W | MAPP_CA | Internal | Summer | B10 | 1262 | 700 | 700 | 34.6 | 37.33 | 0.01 | 2.72
2020 | MISO_W_2_MAPP_CA | MISO_W | MAPP_CA | Internal | Winter | B16 | 25 | 700 | 0.21 | 49.67 | 49.66 | 0.01 | 0
2020 | MISO_W_2_MAPP_CA | MISO_W | MAPP_CA | Internal | Winter | B17 | 100 | 700 | 699.96 | 45.25 | 45.3 | 0.01 | 0.04
2020 | MISO_W_2_MAPP_CA | MISO_W | MAPP_CA | Internal | Winter | B18 | 400 | 700 | 700 | 41.57 | 45.3 | 0.01 | 3.72
2020 | MISO_W_2_MAPP_CA | MISO_W | MAPP_CA | Internal | Winter | B19 | 700 | 700 | 700 | 40 | 45.3 | 0.01 | 5.29
2020 | MISO_W_2_MAPP_CA | MISO_W | MAPP_CA | Internal | Winter | B20 | 935 | 700 | 700 | 36.22 | 45.3 | 0.01 | 9.06
2020 | MISO_W_2_MAPP_US | MISO_W | MAPP_US | Internal | Shoulder | B11 | 25 | 2300 | 0 | 53.98 | 46.98 | 7 | 0
2020 | MISO_W_2_MAPP_US | MISO_W | MAPP_US | Internal | Shoulder | B12 | 200 | 2300 | 0 | 42.46 | 35.46 | 7 | 0
2020 | MISO_W_2_MAPP_US | MISO_W | MAPP_US | Internal | Shoulder | B13 | 600 | 2300 | 0 | 40.93 | 33.93 | 7 | 0
2020 | MISO_W_2_MAPP_US | MISO_W | MAPP_US | Internal | Shoulder | B14 | 900 | 2300 | 0 | 39.35 | 33.26 | 7 | 0
2020 | MISO_W_2_MAPP_US | MISO_W | MAPP_US | Internal | Shoulder | B15 | 1203 | 2300 | 0 | 36.92 | 33.17 | 7 | 0
2020 | MISO_W_2_MAPP_US | MISO_W | MAPP_US | Internal | Summer | B1 | 10 | 2300 | 0 | 65.04 | 58.04 | 7 | 0
2020 | MISO_W_2_MAPP_US | MISO_W | MAPP_US | Internal | Summer | B2 | 25 | 2300 | 0 | 63.51 | 57.47 | 7 | 0
2020 | MISO_W_2_MAPP_US | MISO_W | MAPP_US | Internal | Summer | B3 | 75 | 2300 | 0 | 62.58 | 57.47 | 7 | 0
2020 | MISO_W_2_MAPP_US | MISO_W | MAPP_US | Internal | Summer | B4 | 100 | 2300 | 0 | 59.68 | 57.47 | 7 | 0
2020 | MISO_W_2_MAPP_US | MISO_W | MAPP_US | Internal | Summer | B5 | 200 | 2300 | 0 | 51.79 | 51.78 | 7 | 0
2020 | MISO_W_2_MAPP_US | MISO_W | MAPP_US | Internal | Summer | B6 | 300 | 2300 | 0 | 44.76 | 44.75 | 7 | 0
2020 | MISO_W_2_MAPP_US | MISO_W | MAPP_US | Internal | Summer | B7 | 400 | 2300 | 0 | 38.93 | 33.43 | 7 | 0
2020 | MISO_W_2_MAPP_US | MISO_W | MAPP_US | Internal | Summer | B8 | 500 | 2300 | 0 | 37.34 | 30.34 | 7 | 0
2020 | MISO_W_2_MAPP_US | MISO_W | MAPP_US | Internal | Summer | B9 | 800 | 2300 | 0 | 36.07 | 30.33 | 7 | 0
2020 | MISO_W_2_MAPP_US | MISO_W | MAPP_US | Internal | Summer | B10 | 1262 | 2300 | 0 | 34.6 | 27.6 | 7 | 0
2020 | MISO_W_2_MAPP_US | MISO_W | MAPP_US | Internal | Winter | B16 | 25 | 2300 | 0 | 49.67 | 42.67 | 7 | 0
2020 | MISO_W_2_MAPP_US | MISO_W | MAPP_US | Internal | Winter | B17 | 100 | 2300 | 0 | 45.25 | 38.25 | 7 | 0
2020 | MISO_W_2_MAPP_US | MISO_W | MAPP_US | Internal | Winter | B18 | 400 | 2300 | 0 | 41.57 | 35.82 | 7 | 0
2020 | MISO_W_2_MAPP_US | MISO_W | MAPP_US | Internal | Winter | B19 | 700 | 2300 | 0 | 40 | 35.82 | 7 | 0
2020 | MISO_W_2_MAPP_US | MISO_W | MAPP_US | Internal | Winter | B20 | 935 | 2300 | 0 | 36.22 | 31.11 | 7 | 0
2020 | MISO_W_2_MISO_MO-IL | MISO_W | MISO_MO-IL | Internal | Shoulder | B11 | 25 | 3800 | 0.57 | 53.98 | 53.98 | 0.01 | 0
2020 | MISO_W_2_MISO_MO-IL | MISO_W | MISO_MO-IL | Internal | Shoulder | B12 | 200 | 3800 | 705.24 | 42.46 | 42.47 | 0.01 | 0
2020 | MISO_W_2_MISO_MO-IL | MISO_W | MISO_MO-IL | Internal | Shoulder | B13 | 600 | 3800 | 0.01 | 40.93 | 40.92 | 0.01 | 0
2020 | MISO_W_2_MISO_MO-IL | MISO_W | MISO_MO-IL | Internal | Shoulder | B14 | 900 | 3800 | 0 | 39.35 | 39.33 | 0.01 | 0
2020 | MISO_W_2_MISO_MO-IL | MISO_W | MISO_MO-IL | Internal | Shoulder | B15 | 1203 | 3800 | 0.01 | 36.92 | 36.92 | 0.01 | 0
2020 | MISO_W_2_MISO_MO-IL | MISO_W | MISO_MO-IL | Internal | Summer | B1 | 10 | 3800 | 1627.9 | 65.04 | 65.05 | 0.01 | 0
2020 | MISO_W_2_MISO_MO-IL | MISO_W | MISO_MO-IL | Internal | Summer | B2 | 25 | 3800 | 256.76 | 63.51 | 63.53 | 0.01 | 0
2020 | MISO_W_2_MISO_MO-IL | MISO_W | MISO_MO-IL | Internal | Summer | B3 | 75 | 3800 | 0 | 62.58 | 61.14 | 0.01 | 0
2020 | MISO_W_2_MISO_MO-IL | MISO_W | MISO_MO-IL | Internal | Summer | B4 | 100 | 3800 | 0.06 | 59.68 | 59.66 | 0.01 | 0
2020 | MISO_W_2_MISO_MO-IL | MISO_W | MISO_MO-IL | Internal | Summer | B5 | 200 | 3800 | 0.03 | 51.79 | 51.78 | 0.01 | 0
2020 | MISO_W_2_MISO_MO-IL | MISO_W | MISO_MO-IL | Internal | Summer | B6 | 300 | 3800 | 0 | 44.76 | 44.64 | 0.01 | 0
2020 | MISO_W_2_MISO_MO-IL | MISO_W | MISO_MO-IL | Internal | Summer | B7 | 400 | 3800 | 586.39 | 38.93 | 38.95 | 0.01 | 0
2020 | MISO_W_2_MISO_MO-IL | MISO_W | MISO_MO-IL | Internal | Summer | B8 | 500 | 3800 | 692.89 | 37.34 | 37.35 | 0.01 | 0
2020 | MISO_W_2_MISO_MO-IL | MISO_W | MISO_MO-IL | Internal | Summer | B9 | 800 | 3800 | 0 | 36.07 | 36.06 | 0.01 | 0
2020 | MISO_W_2_MISO_MO-IL | MISO_W | MISO_MO-IL | Internal | Summer | B10 | 1262 | 3800 | 244.32 | 34.6 | 34.61 | 0.01 | 0
2020 | MISO_W_2_MISO_MO-IL | MISO_W | MISO_MO-IL | Internal | Winter | B16 | 25 | 3800 | 2715.22 | 49.67 | 49.68 | 0.01 | 0
2020 | MISO_W_2_MISO_MO-IL | MISO_W | MISO_MO-IL | Internal | Winter | B17 | 100 | 3800 | 1080.84 | 45.25 | 45.26 | 0.01 | 0
2020 | MISO_W_2_MISO_MO-IL | MISO_W | MISO_MO-IL | Internal | Winter | B18 | 400 | 3800 | 0.01 | 41.57 | 41.56 | 0.01 | 0
2020 | MISO_W_2_MISO_MO-IL | MISO_W | MISO_MO-IL | Internal | Winter | B19 | 700 | 3800 | 0 | 40 | 39.97 | 0.01 | 0
2020 | MISO_W_2_MISO_MO-IL | MISO_W | MISO_MO-IL | Internal | Winter | B20 | 935 | 3800 | 374.87 | 36.22 | 36.24 | 0.01 | 0
2020 | MISO_W_2_MISO_WUMS | MISO_W | MISO_WUMS | Internal | Shoulder | B11 | 25 | 1629 | 0.45 | 53.98 | 53.98 | 0.01 | 0
2020 | MISO_W_2_MISO_WUMS | MISO_W | MISO_WUMS | Internal | Shoulder | B12 | 200 | 1629 | 525.35 | 42.46 | 42.47 | 0.01 | 0
2020 | MISO_W_2_MISO_WUMS | MISO_W | MISO_WUMS | Internal | Shoulder | B13 | 600 | 1629 | 208.46 | 40.93 | 40.94 | 0.01 | 0
2020 | MISO_W_2_MISO_WUMS | MISO_W | MISO_WUMS | Internal | Shoulder | B14 | 900 | 1629 | 798.27 | 39.35 | 39.36 | 0.01 | 0
2020 | MISO_W_2_MISO_WUMS | MISO_W | MISO_WUMS | Internal | Shoulder | B15 | 1203 | 1629 | 0 | 36.92 | 36.91 | 0.01 | 0
2020 | MISO_W_2_MISO_WUMS | MISO_W | MISO_WUMS | Internal | Summer | B1 | 10 | 1629 | 16.92 | 65.04 | 65.05 | 0.01 | 0
2020 | MISO_W_2_MISO_WUMS | MISO_W | MISO_WUMS | Internal | Summer | B2 | 25 | 1629 | 108.09 | 63.51 | 63.53 | 0.01 | 0
2020 | MISO_W_2_MISO_WUMS | MISO_W | MISO_WUMS | Internal | Summer | B3 | 75 | 1629 | 747.4 | 62.58 | 62.59 | 0.01 | 0
2020 | MISO_W_2_MISO_WUMS | MISO_W | MISO_WUMS | Internal | Summer | B4 | 100 | 1629 | 29.73 | 59.68 | 59.69 | 0.01 | 0
2020 | MISO_W_2_MISO_WUMS | MISO_W | MISO_WUMS | Internal | Summer | B5 | 200 | 1629 | 0.03 | 51.79 | 51.78 | 0.01 | 0
2020 | MISO_W_2_MISO_WUMS | MISO_W | MISO_WUMS | Internal | Summer | B6 | 300 | 1629 | 0.02 | 44.76 | 44.75 | 0.01 | 0
2020 | MISO_W_2_MISO_WUMS | MISO_W | MISO_WUMS | Internal | Summer | B7 | 400 | 1629 | 569.32 | 38.93 | 38.95 | 0.01 | 0
2020 | MISO_W_2_MISO_WUMS | MISO_W | MISO_WUMS | Internal | Summer | B8 | 500 | 1629 | 365.72 | 37.34 | 37.35 | 0.01 | 0
2020 | MISO_W_2_MISO_WUMS | MISO_W | MISO_WUMS | Internal | Summer | B9 | 800 | 1629 | 531.68 | 36.07 | 36.08 | 0.01 | 0
2020 | MISO_W_2_MISO_WUMS | MISO_W | MISO_WUMS | Internal | Summer | B10 | 1262 | 1629 | 1629 | 34.6 | 34.8 | 0.01 | 0.2
2020 | MISO_W_2_MISO_WUMS | MISO_W | MISO_WUMS | Internal | Winter | B16 | 25 | 1629 | 416.7 | 49.67 | 49.68 | 0.01 | 0
2020 | MISO_W_2_MISO_WUMS | MISO_W | MISO_WUMS | Internal | Winter | B17 | 100 | 1629 | 279.79 | 45.25 | 45.26 | 0.01 | 0
2020 | MISO_W_2_MISO_WUMS | MISO_W | MISO_WUMS | Internal | Winter | B18 | 400 | 1629 | 0.01 | 41.57 | 41.56 | 0.01 | 0
2020 | MISO_W_2_MISO_WUMS | MISO_W | MISO_WUMS | Internal | Winter | B19 | 700 | 1629 | 448.07 | 40 | 40.01 | 0.01 | 0
2020 | MISO_W_2_MISO_WUMS | MISO_W | MISO_WUMS | Internal | Winter | B20 | 935 | 1629 | 1628.99 | 36.22 | 36.25 | 0.01 | 0.01
2020 | MISO_W_2_NE | MISO_W | NE | Internal | Shoulder | B11 | 25 | 2800 | 0 | 53.98 | 53.98 | 7 | 0
2020 | MISO_W_2_NE | MISO_W | NE | Internal | Shoulder | B12 | 200 | 2800 | 0 | 42.46 | 42.02 | 7 | 0
2020 | MISO_W_2_NE | MISO_W | NE | Internal | Shoulder | B13 | 600 | 2800 | 0 | 40.93 | 40.93 | 7 | 0
2020 | MISO_W_2_NE | MISO_W | NE | Internal | Shoulder | B14 | 900 | 2800 | 0 | 39.35 | 40.2 | 7 | 0
2020 | MISO_W_2_NE | MISO_W | NE | Internal | Shoulder | B15 | 1203 | 2800 | 0 | 36.92 | 40.17 | 7 | 0
2020 | MISO_W_2_NE | MISO_W | NE | Internal | Summer | B1 | 10 | 2800 | 0 | 65.04 | 65.04 | 7 | 0
2020 | MISO_W_2_NE | MISO_W | NE | Internal | Summer | B2 | 25 | 2800 | 0 | 63.51 | 64.47 | 7 | 0
2020 | MISO_W_2_NE | MISO_W | NE | Internal | Summer | B3 | 75 | 2800 | 0 | 62.58 | 64.47 | 7 | 0
2020 | MISO_W_2_NE | MISO_W | NE | Internal | Summer | B4 | 100 | 2800 | 0 | 59.68 | 64.47 | 7 | 0
2020 | MISO_W_2_NE | MISO_W | NE | Internal | Summer | B5 | 200 | 2800 | 0.06 | 51.79 | 58.78 | 7 | 0
2020 | MISO_W_2_NE | MISO_W | NE | Internal | Summer | B6 | 300 | 2800 | 0.04 | 44.76 | 51.75 | 7 | 0
2020 | MISO_W_2_NE | MISO_W | NE | Internal | Summer | B7 | 400 | 2800 | 0 | 38.93 | 40.43 | 7 | 0
2020 | MISO_W_2_NE | MISO_W | NE | Internal | Summer | B8 | 500 | 2800 | 0 | 37.34 | 37.34 | 7 | 0
2020 | MISO_W_2_NE | MISO_W | NE | Internal | Summer | B9 | 800 | 2800 | 0 | 36.07 | 37.33 | 7 | 0
2020 | MISO_W_2_NE | MISO_W | NE | Internal | Summer | B10 | 1262 | 2800 | 0 | 34.6 | 34.52 | 7 | 0
2020 | MISO_W_2_NE | MISO_W | NE | Internal | Winter | B16 | 25 | 2800 | 0 | 49.67 | 48.38 | 7 | 0
2020 | MISO_W_2_NE | MISO_W | NE | Internal | Winter | B17 | 100 | 2800 | 0 | 45.25 | 42.82 | 7 | 0
2020 | MISO_W_2_NE | MISO_W | NE | Internal | Winter | B18 | 400 | 2800 | 0 | 41.57 | 42.82 | 7 | 0
2020 | MISO_W_2_NE | MISO_W | NE | Internal | Winter | B19 | 700 | 2800 | 0 | 40 | 42.72 | 7 | 0
2020 | MISO_W_2_NE | MISO_W | NE | Internal | Winter | B20 | 935 | 2800 | 0 | 36.22 | 37.57 | 7 | 0
2020 | MISO_W_2_PJM_ROR | MISO_W | PJM_ROR | Internal | Shoulder | B11 | 25 | 773 | 0 | 53.98 | 51.98 | 2 | 0
2020 | MISO_W_2_PJM_ROR | MISO_W | PJM_ROR | Internal | Shoulder | B12 | 200 | 773 | 0 | 42.46 | 43.61 | 2 | 0
2020 | MISO_W_2_PJM_ROR | MISO_W | PJM_ROR | Internal | Shoulder | B13 | 600 | 773 | 0 | 40.93 | 42.7 | 2 | 0
2020 | MISO_W_2_PJM_ROR | MISO_W | PJM_ROR | Internal | Shoulder | B14 | 900 | 773 | 0 | 39.35 | 40.08 | 2 | 0
2020 | MISO_W_2_PJM_ROR | MISO_W | PJM_ROR | Internal | Shoulder | B15 | 1203 | 773 | 0 | 36.92 | 37.21 | 2 | 0
2020 | MISO_W_2_PJM_ROR | MISO_W | PJM_ROR | Internal | Summer | B1 | 10 | 773 | 772.04 | 65.04 | 67.05 | 2 | 0.01
2020 | MISO_W_2_PJM_ROR | MISO_W | PJM_ROR | Internal | Summer | B2 | 25 | 773 | 772.55 | 63.51 | 65.53 | 2 | 0.01
2020 | MISO_W_2_PJM_ROR | MISO_W | PJM_ROR | Internal | Summer | B3 | 75 | 773 | 0 | 62.58 | 61.28 | 2 | 0
2020 | MISO_W_2_PJM_ROR | MISO_W | PJM_ROR | Internal | Summer | B4 | 100 | 773 | 0 | 59.68 | 61.28 | 2 | 0
2020 | MISO_W_2_PJM_ROR | MISO_W | PJM_ROR | Internal | Summer | B5 | 200 | 773 | 0.02 | 51.79 | 53.76 | 2 | 0
2020 | MISO_W_2_PJM_ROR | MISO_W | PJM_ROR | Internal | Summer | B6 | 300 | 773 | 0 | 44.76 | 46.62 | 2 | 0
2020 | MISO_W_2_PJM_ROR | MISO_W | PJM_ROR | Internal | Summer | B7 | 400 | 773 | 0 | 38.93 | 40.4 | 2 | 0
2020 | MISO_W_2_PJM_ROR | MISO_W | PJM_ROR | Internal | Summer | B8 | 500 | 773 | 0 | 37.34 | 37.83 | 2 | 0
2020 | MISO_W_2_PJM_ROR | MISO_W | PJM_ROR | Internal | Summer | B9 | 800 | 773 | 0 | 36.07 | 36.88 | 2 | 0
2020 | MISO_W_2_PJM_ROR | MISO_W | PJM_ROR | Internal | Summer | B10 | 1262 | 773 | 0 | 34.6 | 34.65 | 2 | 0
2020 | MISO_W_2_PJM_ROR | MISO_W | PJM_ROR | Internal | Winter | B16 | 25 | 773 | 772.57 | 49.67 | 51.68 | 2 | 0.01
2020 | MISO_W_2_PJM_ROR | MISO_W | PJM_ROR | Internal | Winter | B17 | 100 | 773 | 772.89 | 45.25 | 47.26 | 2 | 0.01
2020 | MISO_W_2_PJM_ROR | MISO_W | PJM_ROR | Internal | Winter | B18 | 400 | 773 | 0.03 | 41.57 | 43.56 | 2 | 0
2020 | MISO_W_2_PJM_ROR | MISO_W | PJM_ROR | Internal | Winter | B19 | 700 | 773 | 0 | 40 | 41.74 | 2 | 0
2020 | MISO_W_2_PJM_ROR | MISO_W | PJM_ROR | Internal | Winter | B20 | 935 | 773 | 0 | 36.22 | 36.98 | 2 | 0
2020 | MISO_W_2_SPP_N | MISO_W | SPP_N | Internal | Shoulder | B11 | 25 | 3200 | 594.4 | 53.98 | 60.98 | 7 | 0
2020 | MISO_W_2_SPP_N | MISO_W | SPP_N | Internal | Shoulder | B12 | 200 | 3200 | 0 | 42.46 | 42.03 | 7 | 0
2020 | MISO_W_2_SPP_N | MISO_W | SPP_N | Internal | Shoulder | B13 | 600 | 3200 | 0 | 40.93 | 40.94 | 7 | 0
2020 | MISO_W_2_SPP_N | MISO_W | SPP_N | Internal | Shoulder | B14 | 900 | 3200 | 0 | 39.35 | 40.21 | 7 | 0
2020 | MISO_W_2_SPP_N | MISO_W | SPP_N | Internal | Shoulder | B15 | 1203 | 3200 | 0 | 36.92 | 40.19 | 7 | 0
2020 | MISO_W_2_SPP_N | MISO_W | SPP_N | Internal | Summer | B1 | 10 | 3200 | 0 | 65.04 | 66.03 | 7 | 0
2020 | MISO_W_2_SPP_N | MISO_W | SPP_N | Internal | Summer | B2 | 25 | 3200 | 0 | 63.51 | 66.03 | 7 | 0
2020 | MISO_W_2_SPP_N | MISO_W | SPP_N | Internal | Summer | B3 | 75 | 3200 | 0 | 62.58 | 66.03 | 7 | 0
2020 | MISO_W_2_SPP_N | MISO_W | SPP_N | Internal | Summer | B4 | 100 | 3200 | 0 | 59.68 | 66.03 | 7 | 0
2020 | MISO_W_2_SPP_N | MISO_W | SPP_N | Internal | Summer | B5 | 200 | 3200 | 985.37 | 51.79 | 58.79 | 7 | 0
2020 | MISO_W_2_SPP_N | MISO_W | SPP_N | Internal | Summer | B6 | 300 | 3200 | 1921.84 | 44.76 | 51.76 | 7 | 0
2020 | MISO_W_2_SPP_N | MISO_W | SPP_N | Internal | Summer | B7 | 400 | 3200 | 0 | 38.93 | 43.23 | 7 | 0
2020 | MISO_W_2_SPP_N | MISO_W | SPP_N | Internal | Summer | B8 | 500 | 3200 | 0 | 37.34 | 40.6 | 7 | 0
2020 | MISO_W_2_SPP_N | MISO_W | SPP_N | Internal | Summer | B9 | 800 | 3200 | 0 | 36.07 | 39.18 | 7 | 0
2020 | MISO_W_2_SPP_N | MISO_W | SPP_N | Internal | Summer | B10 | 1262 | 3200 | 0 | 34.6 | 38.85 | 7 | 0
2020 | MISO_W_2_SPP_N | MISO_W | SPP_N | Internal | Winter | B16 | 25 | 3200 | 0 | 49.67 | 48.39 | 7 | 0
2020 | MISO_W_2_SPP_N | MISO_W | SPP_N | Internal | Winter | B17 | 100 | 3200 | 0 | 45.25 | 42.83 | 7 | 0
2020 | MISO_W_2_SPP_N | MISO_W | SPP_N | Internal | Winter | B18 | 400 | 3200 | 0 | 41.57 | 42.83 | 7 | 0
2020 | MISO_W_2_SPP_N | MISO_W | SPP_N | Internal | Winter | B19 | 700 | 3200 | 0 | 40 | 42.74 | 7 | 0
2020 | MISO_W_2_SPP_N | MISO_W | SPP_N | Internal | Winter | B20 | 935 | 3200 | 0 | 36.22 | 41.27 | 7 | 0
2020 | MISO_WUMS_2_MISO_MI | MISO_WUMS | MISO_MI | Internal | Shoulder | B11 | 25 | 99 | 0 | 53.98 | 51.58 | 0.01 | 0
2020 | MISO_WUMS_2_MISO_MI | MISO_WUMS | MISO_MI | Internal | Shoulder | B12 | 200 | 99 | 98.95 | 42.47 | 42.5 | 0.01 | 0.01
2020 | MISO_WUMS_2_MISO_MI | MISO_WUMS | MISO_MI | Internal | Shoulder | B13 | 600 | 99 | 0.02 | 40.94 | 40.94 | 0.01 | 0
2020 | MISO_WUMS_2_MISO_MI | MISO_WUMS | MISO_MI | Internal | Shoulder | B14 | 900 | 99 | 0 | 39.36 | 39.35 | 0.01 | 0
2020 | MISO_WUMS_2_MISO_MI | MISO_WUMS | MISO_MI | Internal | Shoulder | B15 | 1203 | 99 | 0 | 36.91 | 36.91 | 0.01 | 0
2020 | MISO_WUMS_2_MISO_MI | MISO_WUMS | MISO_MI | Internal | Summer | B1 | 10 | 99 | 0.34 | 65.05 | 65.03 | 0.01 | 0
2020 | MISO_WUMS_2_MISO_MI | MISO_WUMS | MISO_MI | Internal | Summer | B2 | 25 | 99 | 0.39 | 63.53 | 63.53 | 0.01 | 0
2020 | MISO_WUMS_2_MISO_MI | MISO_WUMS | MISO_MI | Internal | Summer | B3 | 75 | 99 | 0 | 62.59 | 59.28 | 0.01 | 0
2020 | MISO_WUMS_2_MISO_MI | MISO_WUMS | MISO_MI | Internal | Summer | B4 | 100 | 99 | 0 | 59.69 | 59.28 | 0.01 | 0
2020 | MISO_WUMS_2_MISO_MI | MISO_WUMS | MISO_MI | Internal | Summer | B5 | 200 | 99 | 0.02 | 51.78 | 51.76 | 0.01 | 0
2020 | MISO_WUMS_2_MISO_MI | MISO_WUMS | MISO_MI | Internal | Summer | B6 | 300 | 99 | 0 | 44.75 | 44.62 | 0.01 | 0
2020 | MISO_WUMS_2_MISO_MI | MISO_WUMS | MISO_MI | Internal | Summer | B7 | 400 | 99 | 98.97 | 38.95 | 38.97 | 0.01 | 0.01
2020 | MISO_WUMS_2_MISO_MI | MISO_WUMS | MISO_MI | Internal | Summer | B8 | 500 | 99 | 98.98 | 37.35 | 37.38 | 0.01 | 0.01
2020 | MISO_WUMS_2_MISO_MI | MISO_WUMS | MISO_MI | Internal | Summer | B9 | 800 | 99 | 0 | 36.08 | 36.06 | 0.01 | 0
2020 | MISO_WUMS_2_MISO_MI | MISO_WUMS | MISO_MI | Internal | Summer | B10 | 1262 | 99 | 0 | 34.8 | 34.63 | 0.01 | 0
2020 | MISO_WUMS_2_MISO_MI | MISO_WUMS | MISO_MI | Internal | Winter | B16 | 25 | 99 | 98.99 | 49.68 | 50.69 | 0.01 | 0.99
2020 | MISO_WUMS_2_MISO_MI | MISO_WUMS | MISO_MI | Internal | Winter | B17 | 100 | 99 | 98.9 | 45.26 | 45.29 | 0.01 | 0.01
2020 | MISO_WUMS_2_MISO_MI | MISO_WUMS | MISO_MI | Internal | Winter | B18 | 400 | 99 | 0.03 | 41.56 | 41.56 | 0.01 | 0
2020 | MISO_WUMS_2_MISO_MI | MISO_WUMS | MISO_MI | Internal | Winter | B19 | 700 | 99 | 0 | 40.01 | 39.97 | 0.01 | 0
2020 | MISO_WUMS_2_MISO_MI | MISO_WUMS | MISO_MI | Internal | Winter | B20 | 935 | 99 | 0 | 36.25 | 36.24 | 0.01 | 0
2020 | MISO_WUMS_2_MISO_W | MISO_WUMS | MISO_W | Internal | Shoulder | B11 | 25 | 1137 | 0.45 | 53.98 | 53.98 | 0.01 | 0
2020 | MISO_WUMS_2_MISO_W | MISO_WUMS | MISO_W | Internal | Shoulder | B12 | 200 | 1137 | 0.03 | 42.47 | 42.46 | 0.01 | 0
2020 | MISO_WUMS_2_MISO_W | MISO_WUMS | MISO_W | Internal | Shoulder | B13 | 600 | 1137 | 0 | 40.94 | 40.93 | 0.01 | 0
2020 | MISO_WUMS_2_MISO_W | MISO_WUMS | MISO_W | Internal | Shoulder | B14 | 900 | 1137 | 0 | 39.36 | 39.35 | 0.01 | 0
2020 | MISO_WUMS_2_MISO_W | MISO_WUMS | MISO_W | Internal | Shoulder | B15 | 1203 | 1137 | 470.61 | 36.91 | 36.92 | 0.01 | 0
2020 | MISO_WUMS_2_MISO_W | MISO_WUMS | MISO_W | Internal | Summer | B1 | 10 | 1137 | 0.63 | 65.05 | 65.04 | 0.01 | 0
2020 | MISO_WUMS_2_MISO_W | MISO_WUMS | MISO_W | Internal | Summer | B2 | 25 | 1137 | 0.25 | 63.53 | 63.51 | 0.01 | 0
2020 | MISO_WUMS_2_MISO_W | MISO_WUMS | MISO_W | Internal | Summer | B3 | 75 | 1137 | 0.07 | 62.59 | 62.58 | 0.01 | 0
2020 | MISO_WUMS_2_MISO_W | MISO_WUMS | MISO_W | Internal | Summer | B4 | 100 | 1137 | 0.06 | 59.69 | 59.68 | 0.01 | 0
2020 | MISO_WUMS_2_MISO_W | MISO_WUMS | MISO_W | Internal | Summer | B5 | 200 | 1137 | 412.67 | 51.78 | 51.79 | 0.01 | 0
2020 | MISO_WUMS_2_MISO_W | MISO_WUMS | MISO_W | Internal | Summer | B6 | 300 | 1137 | 909.92 | 44.75 | 44.76 | 0.01 | 0
2020 | MISO_WUMS_2_MISO_W | MISO_WUMS | MISO_W | Internal | Summer | B7 | 400 | 1137 | 0.01 | 38.95 | 38.93 | 0.01 | 0
2020 | MISO_WUMS_2_MISO_W | MISO_WUMS | MISO_W | Internal | Summer | B8 | 500 | 1137 | 0.01 | 37.35 | 37.34 | 0.01 | 0
2020 | MISO_WUMS_2_MISO_W | MISO_WUMS | MISO_W | Internal | Summer | B9 | 800 | 1137 | 0 | 36.08 | 36.07 | 0.01 | 0
2020 | MISO_WUMS_2_MISO_W | MISO_WUMS | MISO_W | Internal | Summer | B10 | 1262 | 1137 | 0 | 34.8 | 34.6 | 0.01 | 0
2020 | MISO_WUMS_2_MISO_W | MISO_WUMS | MISO_W | Internal | Winter | B16 | 25 | 1137 | 0.22 | 49.68 | 49.67 | 0.01 | 0
2020 | MISO_WUMS_2_MISO_W | MISO_WUMS | MISO_W | Internal | Winter | B17 | 100 | 1137 | 0.06 | 45.26 | 45.25 | 0.01 | 0
2020 | MISO_WUMS_2_MISO_W | MISO_WUMS | MISO_W | Internal | Winter | B18 | 400 | 1137 | 65.09 | 41.56 | 41.57 | 0.01 | 0
2020 | MISO_WUMS_2_MISO_W | MISO_WUMS | MISO_W | Internal | Winter | B19 | 700 | 1137 | 0 | 40.01 | 40 | 0.01 | 0
2020 | MISO_WUMS_2_MISO_W | MISO_WUMS | MISO_W | Internal | Winter | B20 | 935 | 1137 | 0 | 36.25 | 36.22 | 0.01 | 0
2020 | MISO_WUMS_2_PJM_ROR | MISO_WUMS | PJM_ROR | Internal | Shoulder | B11 | 25 | 1600 | 0 | 53.98 | 51.98 | 2 | 0
2020 | MISO_WUMS_2_PJM_ROR | MISO_WUMS | PJM_ROR | Internal | Shoulder | B12 | 200 | 1600 | 0 | 42.47 | 43.61 | 2 | 0
2020 | MISO_WUMS_2_PJM_ROR | MISO_WUMS | PJM_ROR | Internal | Shoulder | B13 | 600 | 1600 | 0 | 40.94 | 42.7 | 2 | 0
2020 | MISO_WUMS_2_PJM_ROR | MISO_WUMS | PJM_ROR | Internal | Shoulder | B14 | 900 | 1600 | 0 | 39.36 | 40.08 | 2 | 0
2020 | MISO_WUMS_2_PJM_ROR | MISO_WUMS | PJM_ROR | Internal | Shoulder | B15 | 1203 | 1600 | 0 | 36.91 | 37.21 | 2 | 0
2020 | MISO_WUMS_2_PJM_ROR | MISO_WUMS | PJM_ROR | Internal | Summer | B1 | 10 | 1600 | 1583.6 | 65.05 | 67.05 | 2 | 0
2020 | MISO_WUMS_2_PJM_ROR | MISO_WUMS | PJM_ROR | Internal | Summer | B2 | 25 | 1600 | 1381.64 | 63.53 | 65.53 | 2 | 0
2020 | MISO_WUMS_2_PJM_ROR | MISO_WUMS | PJM_ROR | Internal | Summer | B3 | 75 | 1600 | 0 | 62.59 | 61.28 | 2 | 0
2020 | MISO_WUMS_2_PJM_ROR | MISO_WUMS | PJM_ROR | Internal | Summer | B4 | 100 | 1600 | 0 | 59.69 | 61.28 | 2 | 0
2020 | MISO_WUMS_2_PJM_ROR | MISO_WUMS | PJM_ROR | Internal | Summer | B5 | 200 | 1600 | 0.03 | 51.78 | 53.76 | 2 | 0
2020 | MISO_WUMS_2_PJM_ROR | MISO_WUMS | PJM_ROR | Internal | Summer | B6 | 300 | 1600 | 0 | 44.75 | 46.62 | 2 | 0
2020 | MISO_WUMS_2_PJM_ROR | MISO_WUMS | PJM_ROR | Internal | Summer | B7 | 400 | 1600 | 0 | 38.95 | 40.4 | 2 | 0
2020 | MISO_WUMS_2_PJM_ROR | MISO_WUMS | PJM_ROR | Internal | Summer | B8 | 500 | 1600 | 0 | 37.35 | 37.83 | 2 | 0
2020 | MISO_WUMS_2_PJM_ROR | MISO_WUMS | PJM_ROR | Internal | Summer | B9 | 800 | 1600 | 0 | 36.08 | 36.88 | 2 | 0
2020 | MISO_WUMS_2_PJM_ROR | MISO_WUMS | PJM_ROR | Internal | Summer | B10 | 1262 | 1600 | 0 | 34.8 | 34.65 | 2 | 0
2020 | MISO_WUMS_2_PJM_ROR | MISO_WUMS | PJM_ROR | Internal | Winter | B16 | 25 | 1600 | 807.57 | 49.68 | 51.68 | 2 | 0
2020 | MISO_WUMS_2_PJM_ROR | MISO_WUMS | PJM_ROR | Internal | Winter | B17 | 100 | 1600 | 950.24 | 45.26 | 47.26 | 2 | 0
2020 | MISO_WUMS_2_PJM_ROR | MISO_WUMS | PJM_ROR | Internal | Winter | B18 | 400 | 1600 | 347.72 | 41.56 | 43.56 | 2 | 0
2020 | MISO_WUMS_2_PJM_ROR | MISO_WUMS | PJM_ROR | Internal | Winter | B19 | 700 | 1600 | 0 | 40.01 | 41.74 | 2 | 0
2020 | MISO_WUMS_2_PJM_ROR | MISO_WUMS | PJM_ROR | Internal | Winter | B20 | 935 | 1600 | 0 | 36.25 | 36.98 | 2 | 0
2020 | NE_2_MAPP_US | NE | MAPP_US | Internal | Shoulder | B11 | 25 | 1600 | 0 | 53.98 | 46.98 | 5 | 0
2020 | NE_2_MAPP_US | NE | MAPP_US | Internal | Shoulder | B12 | 200 | 1600 | 0 | 42.02 | 35.46 | 5 | 0
2020 | NE_2_MAPP_US | NE | MAPP_US | Internal | Shoulder | B13 | 600 | 1600 | 0 | 40.93 | 33.93 | 5 | 0
2020 | NE_2_MAPP_US | NE | MAPP_US | Internal | Shoulder | B14 | 900 | 1600 | 0 | 40.2 | 33.26 | 5 | 0
2020 | NE_2_MAPP_US | NE | MAPP_US | Internal | Shoulder | B15 | 1203 | 1600 | 0 | 40.17 | 33.17 | 5 | 0
2020 | NE_2_MAPP_US | NE | MAPP_US | Internal | Summer | B1 | 10 | 1600 | 0 | 65.04 | 58.04 | 5 | 0
2020 | NE_2_MAPP_US | NE | MAPP_US | Internal | Summer | B2 | 25 | 1600 | 0 | 64.47 | 57.47 | 5 | 0
2020 | NE_2_MAPP_US | NE | MAPP_US | Internal | Summer | B3 | 75 | 1600 | 0 | 64.47 | 57.47 | 5 | 0
2020 | NE_2_MAPP_US | NE | MAPP_US | Internal | Summer | B4 | 100 | 1600 | 0 | 64.47 | 57.47 | 5 | 0
2020 | NE_2_MAPP_US | NE | MAPP_US | Internal | Summer | B5 | 200 | 1600 | 0 | 58.78 | 51.78 | 5 | 0
2020 | NE_2_MAPP_US | NE | MAPP_US | Internal | Summer | B6 | 300 | 1600 | 0 | 51.75 | 44.75 | 5 | 0
2020 | NE_2_MAPP_US | NE | MAPP_US | Internal | Summer | B7 | 400 | 1600 | 0 | 40.43 | 33.43 | 5 | 0
2020 | NE_2_MAPP_US | NE | MAPP_US | Internal | Summer | B8 | 500 | 1600 | 0 | 37.34 | 30.34 | 5 | 0
2020 | NE_2_MAPP_US | NE | MAPP_US | Internal | Summer | B9 | 800 | 1600 | 0 | 37.33 | 30.33 | 5 | 0
2020 | NE_2_MAPP_US | NE | MAPP_US | Internal | Summer | B10 | 1262 | 1600 | 0 | 34.52 | 27.6 | 5 | 0
2020 | NE_2_MAPP_US | NE | MAPP_US | Internal | Winter | B16 | 25 | 1600 | 0 | 48.38 | 42.67 | 5 | 0
2020 | NE_2_MAPP_US | NE | MAPP_US | Internal | Winter | B17 | 100 | 1600 | 0 | 42.82 | 38.25 | 5 | 0
2020 | NE_2_MAPP_US | NE | MAPP_US | Internal | Winter | B18 | 400 | 1600 | 0 | 42.82 | 35.82 | 5 | 0
2020 | NE_2_MAPP_US | NE | MAPP_US | Internal | Winter | B19 | 700 | 1600 | 0 | 42.72 | 35.82 | 5 | 0
2020 | NE_2_MAPP_US | NE | MAPP_US | Internal | Winter | B20 | 935 | 1600 | 0 | 37.57 | 31.11 | 5 | 0
2020 | NE_2_MISO_W | NE | MISO_W | Internal | Shoulder | B11 | 25 | 1600 | 0 | 53.98 | 53.98 | 5 | 0
2020 | NE_2_MISO_W | NE | MISO_W | Internal | Shoulder | B12 | 200 | 1600 | 0 | 42.02 | 42.46 | 5 | 0
2020 | NE_2_MISO_W | NE | MISO_W | Internal | Shoulder | B13 | 600 | 1600 | 0 | 40.93 | 40.93 | 5 | 0
2020 | NE_2_MISO_W | NE | MISO_W | Internal | Shoulder | B14 | 900 | 1600 | 0 | 40.2 | 39.35 | 5 | 0
2020 | NE_2_MISO_W | NE | MISO_W | Internal | Shoulder | B15 | 1203 | 1600 | 0 | 40.17 | 36.92 | 5 | 0
2020 | NE_2_MISO_W | NE | MISO_W | Internal | Summer | B1 | 10 | 1600 | 0 | 65.04 | 65.04 | 5 | 0
2020 | NE_2_MISO_W | NE | MISO_W | Internal | Summer | B2 | 25 | 1600 | 0 | 64.47 | 63.51 | 5 | 0
2020 | NE_2_MISO_W | NE | MISO_W | Internal | Summer | B3 | 75 | 1600 | 0 | 64.47 | 62.58 | 5 | 0
2020 | NE_2_MISO_W | NE | MISO_W | Internal | Summer | B4 | 100 | 1600 | 0 | 64.47 | 59.68 | 5 | 0
2020 | NE_2_MISO_W | NE | MISO_W | Internal | Summer | B5 | 200 | 1600 | 0 | 58.78 | 51.79 | 5 | 0
2020 | NE_2_MISO_W | NE | MISO_W | Internal | Summer | B6 | 300 | 1600 | 0 | 51.75 | 44.76 | 5 | 0
2020 | NE_2_MISO_W | NE | MISO_W | Internal | Summer | B7 | 400 | 1600 | 0 | 40.43 | 38.93 | 5 | 0
2020 | NE_2_MISO_W | NE | MISO_W | Internal | Summer | B8 | 500 | 1600 | 0 | 37.34 | 37.34 | 5 | 0
2020 | NE_2_MISO_W | NE | MISO_W | Internal | Summer | B9 | 800 | 1600 | 0 | 37.33 | 36.07 | 5 | 0
2020 | NE_2_MISO_W | NE | MISO_W | Internal | Summer | B10 | 1262 | 1600 | 0 | 34.52 | 34.6 | 5 | 0
2020 | NE_2_MISO_W | NE | MISO_W | Internal | Winter | B16 | 25 | 1600 | 0 | 48.38 | 49.67 | 5 | 0
2020 | NE_2_MISO_W | NE | MISO_W | Internal | Winter | B17 | 100 | 1600 | 0 | 42.82 | 45.25 | 5 | 0
2020 | NE_2_MISO_W | NE | MISO_W | Internal | Winter | B18 | 400 | 1600 | 0 | 42.82 | 41.57 | 5 | 0
2020 | NE_2_MISO_W | NE | MISO_W | Internal | Winter | B19 | 700 | 1600 | 0 | 42.72 | 40 | 5 | 0
2020 | NE_2_MISO_W | NE | MISO_W | Internal | Winter | B20 | 935 | 1600 | 0 | 37.57 | 36.22 | 5 | 0
2020 | NE_2_SPP_N | NE | SPP_N | Internal | Shoulder | B11 | 25 | 1800 | 1800 | 53.98 | 60.98 | 0.01 | 6.99
2020 | NE_2_SPP_N | NE | SPP_N | Internal | Shoulder | B12 | 200 | 1800 | 765.32 | 42.02 | 42.03 | 0.01 | 0
2020 | NE_2_SPP_N | NE | SPP_N | Internal | Shoulder | B13 | 600 | 1800 | 1575.34 | 40.93 | 40.94 | 0.01 | 0
2020 | NE_2_SPP_N | NE | SPP_N | Internal | Shoulder | B14 | 900 | 1800 | 771.46 | 40.2 | 40.21 | 0.01 | 0
2020 | NE_2_SPP_N | NE | SPP_N | Internal | Shoulder | B15 | 1203 | 1800 | 1156.98 | 40.17 | 40.19 | 0.01 | 0
2020 | NE_2_SPP_N | NE | SPP_N | Internal | Summer | B1 | 10 | 1800 | 1799.99 | 65.04 | 66.03 | 0.01 | 0.98
2020 | NE_2_SPP_N | NE | SPP_N | Internal | Summer | B2 | 25 | 1800 | 1800 | 64.47 | 66.03 | 0.01 | 1.55
2020 | NE_2_SPP_N | NE | SPP_N | Internal | Summer | B3 | 75 | 1800 | 1800 | 64.47 | 66.03 | 0.01 | 1.55
2020 | NE_2_SPP_N | NE | SPP_N | Internal | Summer | B4 | 100 | 1800 | 1800 | 64.47 | 66.03 | 0.01 | 1.55
2020 | NE_2_SPP_N | NE | SPP_N | Internal | Summer | B5 | 200 | 1800 | 1418.34 | 58.78 | 58.79 | 0.01 | 0
2020 | NE_2_SPP_N | NE | SPP_N | Internal | Summer | B6 | 300 | 1800 | 1719.26 | 51.75 | 51.76 | 0.01 | 0
2020 | NE_2_SPP_N | NE | SPP_N | Internal | Summer | B7 | 400 | 1800 | 1800 | 40.43 | 43.23 | 0.01 | 2.79
2020 | NE_2_SPP_N | NE | SPP_N | Internal | Summer | B8 | 500 | 1800 | 1800 | 37.34 | 40.6 | 0.01 | 3.25
2020 | NE_2_SPP_N | NE | SPP_N | Internal | Summer | B9 | 800 | 1800 | 1800 | 37.33 | 39.18 | 0.01 | 1.84
2020 | NE_2_SPP_N | NE | SPP_N | Internal | Summer | B10 | 1262 | 1800 | 1800 | 34.52 | 38.85 | 0.01 | 4.32
2020 | NE_2_SPP_N | NE | SPP_N | Internal | Winter | B16 | 25 | 1800 | 992.56 | 48.38 | 48.39 | 0.01 | 0
2020 | NE_2_SPP_N | NE | SPP_N | Internal | Winter | B17 | 100 | 1800 | 1060.58 | 42.82 | 42.83 | 0.01 | 0
2020 | NE_2_SPP_N | NE | SPP_N | Internal | Winter | B18 | 400 | 1800 | 1617.52 | 42.82 | 42.83 | 0.01 | 0
2020 | NE_2_SPP_N | NE | SPP_N | Internal | Winter | B19 | 700 | 1800 | 1388.15 | 42.72 | 42.74 | 0.01 | 0
2020 | NE_2_SPP_N | NE | SPP_N | Internal | Winter | B20 | 935 | 1800 | 1800 | 37.57 | 41.27 | 0.01 | 3.69
2020 | NEISO_2_NYISO_A-F | NEISO | NYISO_A-F | Internal | Shoulder | B11 | 25 | 600 | 0 | 37.67 | 39.85 | 3 | 0
2020 | NEISO_2_NYISO_A-F | NEISO | NYISO_A-F | Internal | Shoulder | B12 | 200 | 600 | 0 | 37.09 | 39.85 | 3 | 0
2020 | NEISO_2_NYISO_A-F | NEISO | NYISO_A-F | Internal | Shoulder | B13 | 600 | 600 | 0 | 35.63 | 37.7 | 3 | 0
2020 | NEISO_2_NYISO_A-F | NEISO | NYISO_A-F | Internal | Shoulder | B14 | 900 | 600 | 0 | 35.63 | 37.7 | 3 | 0
2020 | NEISO_2_NYISO_A-F | NEISO | NYISO_A-F | Internal | Shoulder | B15 | 1203 | 600 | 0 | 35.63 | 37.7 | 3 | 0
2020 | NEISO_2_NYISO_A-F | NEISO | NYISO_A-F | Internal | Summer | B1 | 10 | 600 | 0 | 75.39 | 59.07 | 3 | 0
2020 | NEISO_2_NYISO_A-F | NEISO | NYISO_A-F | Internal | Summer | B2 | 25 | 600 | 0 | 60.54 | 57.54 | 3 | 0
2020 | NEISO_2_NYISO_A-F | NEISO | NYISO_A-F | Internal | Summer | B3 | 75 | 600 | 0 | 48.9 | 51.18 | 3 | 0
2020 | NEISO_2_NYISO_A-F | NEISO | NYISO_A-F | Internal | Summer | B4 | 100 | 600 | 522.21 | 39.31 | 42.31 | 3 | 0
2020 | NEISO_2_NYISO_A-F | NEISO | NYISO_A-F | Internal | Summer | B5 | 200 | 600 | 600 | 34.9 | 42.03 | 3 | 4.14
2020 | NEISO_2_NYISO_A-F | NEISO | NYISO_A-F | Internal | Summer | B6 | 300 | 600 | 600 | 34.9 | 38.6 | 3 | 0.71
2020 | NEISO_2_NYISO_A-F | NEISO | NYISO_A-F | Internal | Summer | B7 | 400 | 600 | 0.03 | 34.9 | 37.88 | 3 | 0
2020 | NEISO_2_NYISO_A-F | NEISO | NYISO_A-F | Internal | Summer | B8 | 500 | 600 | 0 | 34.9 | 36.61 | 3 | 0
2020 | NEISO_2_NYISO_A-F | NEISO | NYISO_A-F | Internal | Summer | B9 | 800 | 600 | 0 | 34.9 | 36.61 | 3 | 0
2020 | NEISO_2_NYISO_A-F | NEISO | NYISO_A-F | Internal | Summer | B10 | 1262 | 600 | 0 | 34.9 | 36.61 | 3 | 0
2020 | NEISO_2_NYISO_A-F | NEISO | NYISO_A-F | Internal | Winter | B16 | 25 | 600 | 0 | 46.27 | 42.19 | 3 | 0
2020 | NEISO_2_NYISO_A-F | NEISO | NYISO_A-F | Internal | Winter | B17 | 100 | 600 | 0 | 46.27 | 42.19 | 3 | 0
2020 | NEISO_2_NYISO_A-F | NEISO | NYISO_A-F | Internal | Winter | B18 | 400 | 600 | 0 | 44.76 | 41.76 | 3 | 0
2020 | NEISO_2_NYISO_A-F | NEISO | NYISO_A-F | Internal | Winter | B19 | 700 | 600 | 0 | 44.76 | 41.76 | 3 | 0
2020 | NEISO_2_NYISO_A-F | NEISO | NYISO_A-F | Internal | Winter | B20 | 935 | 600 | 0 | 44.76 | 41.76 | 3 | 0
2020 | NEISO_2_NYISO_G-I | NEISO | NYISO_G-I | Internal | Shoulder | B11 | 25 | 600 | 600 | 37.67 | 43.96 | 3 | 3.29
2020 | NEISO_2_NYISO_G-I | NEISO | NYISO_G-I | Internal | Shoulder | B12 | 200 | 600 | 0.06 | 37.09 | 40.08 | 3 | 0
2020 | NEISO_2_NYISO_G-I | NEISO | NYISO_G-I | Internal | Shoulder | B13 | 600 | 600 | 68.96 | 35.63 | 38.63 | 3 | 0
2020 | NEISO_2_NYISO_G-I | NEISO | NYISO_G-I | Internal | Shoulder | B14 | 900 | 600 | 8.86 | 35.63 | 38.63 | 3 | 0
2020 | NEISO_2_NYISO_G-I | NEISO | NYISO_G-I | Internal | Shoulder | B15 | 1203 | 600 | 0 | 35.63 | 37.71 | 3 | 0
2020 | NEISO_2_NYISO_G-I | NEISO | NYISO_G-I | Internal | Summer | B1 | 10 | 600 | 216.64 | 75.39 | 78.39 | 3 | 0
2020 | NEISO_2_NYISO_G-I | NEISO | NYISO_G-I | Internal | Summer | B2 | 25 | 600 | 600 | 60.54 | 71.55 | 3 | 8.01
2020 | NEISO_2_NYISO_G-I | NEISO | NYISO_G-I | Internal | Summer | B3 | 75 | 600 | 600 | 48.9 | 53.3 | 3 | 1.4
2020 | NEISO_2_NYISO_G-I | NEISO | NYISO_G-I | Internal | Summer | B4 | 100 | 600 | 600 | 39.31 | 53.14 | 3 | 10.83
2020 | NEISO_2_NYISO_G-I | NEISO | NYISO_G-I | Internal | Summer | B5 | 200 | 600 | 600 | 34.9 | 49.17 | 3 | 11.27
2020 | NEISO_2_NYISO_G-I | NEISO | NYISO_G-I | Internal | Summer | B6 | 300 | 600 | 600 | 34.9 | 49.17 | 3 | 11.27
2020 | NEISO_2_NYISO_G-I | NEISO | NYISO_G-I | Internal | Summer | B7 | 400 | 600 | 321.25 | 34.9 | 37.9 | 3 | 0
2020 | NEISO_2_NYISO_G-I | NEISO | NYISO_G-I | Internal | Summer | B8 | 500 | 600 | 0 | 34.9 | 37.04 | 3 | 0
2020 | NEISO_2_NYISO_G-I | NEISO | NYISO_G-I | Internal | Summer | B9 | 800 | 600 | 0 | 34.9 | 36.62 | 3 | 0
2020 | NEISO_2_NYISO_G-I | NEISO | NYISO_G-I | Internal | Summer | B10 | 1262 | 600 | 0 | 34.9 | 36.62 | 3 | 0
2020 | NEISO_2_NYISO_G-I | NEISO | NYISO_G-I | Internal | Winter | B16 | 25 | 600 | 600 | 46.27 | 50.78 | 3 | 1.51
2020 | NEISO_2_NYISO_G-I | NEISO | NYISO_G-I | Internal | Winter | B17 | 100 | 600 | 600 | 46.27 | 50.78 | 3 | 1.51
2020 | NEISO_2_NYISO_G-I | NEISO | NYISO_G-I | Internal | Winter | B18 | 400 | 600 | 586.4 | 44.76 | 47.76 | 3 | 0
2020 | NEISO_2_NYISO_G-I | NEISO | NYISO_G-I | Internal | Winter | B19 | 700 | 600 | 0.02 | 44.76 | 47.75 | 3 | 0
2020 | NEISO_2_NYISO_G-I | NEISO | NYISO_G-I | Internal | Winter | B20 | 935 | 600 | 0 | 44.76 | 45.54 | 3 | 0
2020 | NEISO_2_NYISO_J-K | NEISO | NYISO_J-K | Internal | Shoulder | B11 | 25 | 430 | 430 | 37.67 | 43.97 | 3 | 3.3
2020 | NEISO_2_NYISO_J-K | NEISO | NYISO_J-K | Internal | Shoulder | B12 | 200 | 430 | 416.13 | 37.09 | 40.09 | 3 | 0
2020 | NEISO_2_NYISO_J-K | NEISO | NYISO_J-K | Internal | Shoulder | B13 | 600 | 430 | 429.98 | 35.63 | 38.64 | 3 | 0.01
2020 | NEISO_2_NYISO_J-K | NEISO | NYISO_J-K | Internal | Shoulder | B14 | 900 | 430 | 429.98 | 35.63 | 38.64 | 3 | 0.01
2020 | NEISO_2_NYISO_J-K | NEISO | NYISO_J-K | Internal | Shoulder | B15 | 1203 | 430 | 0 | 35.63 | 37.72 | 3 | 0
2020 | NEISO_2_NYISO_J-K | NEISO | NYISO_J-K | Internal | Summer | B1 | 10 | 430 | 429.02 | 75.39 | 78.4 | 3 | 0.01
2020 | NEISO_2_NYISO_J-K | NEISO | NYISO_J-K | Internal | Summer | B2 | 25 | 430 | 430 | 60.54 | 71.56 | 3 | 8.02
2020 | NEISO_2_NYISO_J-K | NEISO | NYISO_J-K | Internal | Summer | B3 | 75 | 430 | 430 | 48.9 | 53.31 | 3 | 1.41
2020 | NEISO_2_NYISO_J-K | NEISO | NYISO_J-K | Internal | Summer | B4 | 100 | 430 | 430 | 39.31 | 53.15 | 3 | 10.84
2020 | NEISO_2_NYISO_J-K | NEISO | NYISO_J-K | Internal | Summer | B5 | 200 | 430 | 430 | 34.9 | 49.18 | 3 | 11.28
2020 | NEISO_2_NYISO_J-K | NEISO | NYISO_J-K | Internal | Summer | B6 | 300 | 430 | 430 | 34.9 | 49.18 | 3 | 11.28
2020 | NEISO_2_NYISO_J-K | NEISO | NYISO_J-K | Internal | Summer | B7 | 400 | 430 | 429.97 | 34.9 | 37.91 | 3 | 0.01
2020 | NEISO_2_NYISO_J-K | NEISO | NYISO_J-K | Internal | Summer | B8 | 500 | 430 | 0 | 34.9 | 37.05 | 3 | 0
2020 | NEISO_2_NYISO_J-K | NEISO | NYISO_J-K | Internal | Summer | B9 | 800 | 430 | 0 | 34.9 | 36.63 | 3 | 0
2020 | NEISO_2_NYISO_J-K | NEISO | NYISO_J-K | Internal | Summer | B10 | 1262 | 430 | 0 | 34.9 | 36.63 | 3 | 0
2020 | NEISO_2_NYISO_J-K | NEISO | NYISO_J-K | Internal | Winter | B16 | 25 | 430 | 430 | 46.27 | 50.79 | 3 | 1.52
2020 | NEISO_2_NYISO_J-K | NEISO | NYISO_J-K | Internal | Winter | B17 | 100 | 430 | 430 | 46.27 | 50.79 | 3 | 1.52
2020 | NEISO_2_NYISO_J-K | NEISO | NYISO_J-K | Internal | Winter | B18 | 400 | 430 | 429.98 | 44.76 | 47.78 | 3 | 0.01
2020 | NEISO_2_NYISO_J-K | NEISO | NYISO_J-K | Internal | Winter | B19 | 700 | 430 | 274.54 | 44.76 | 47.76 | 3 | 0
2020 | NEISO_2_NYISO_J-K | NEISO | NYISO_J-K | Internal | Winter | B20 | 935 | 430 | 0 | 44.76 | 45.55 | 3 | 0
2020 | NonRTO_Midwest_2_MISO_IN | NonRTO_Midwest | MISO_IN | Internal | Shoulder | B11 | 25 | 4450 | 0 | 61.98 | 53.98 | 8 | 0
2020 | NonRTO_Midwest_2_MISO_IN | NonRTO_Midwest | MISO_IN | Internal | Shoulder | B12 | 200 | 4450 | 0 | 50.48 | 42.48 | 8 | 0
2020 | NonRTO_Midwest_2_MISO_IN | NonRTO_Midwest | MISO_IN | Internal | Shoulder | B13 | 600 | 4450 | 0 | 48.93 | 40.93 | 8 | 0
2020 | NonRTO_Midwest_2_MISO_IN | NonRTO_Midwest | MISO_IN | Internal | Shoulder | B14 | 900 | 4450 | 0 | 43.88 | 39.35 | 8 | 0
2020 | NonRTO_Midwest_2_MISO_IN | NonRTO_Midwest | MISO_IN | Internal | Shoulder | B15 | 1203 | 4450 | 0 | 35.51 | 36.92 | 8 | 0
2020 | NonRTO_Midwest_2_MISO_IN | NonRTO_Midwest | MISO_IN | Internal | Summer | B1 | 10 | 4450 | 0 | 68.51 | 65.04 | 8 | 0
2020 | NonRTO_Midwest_2_MISO_IN | NonRTO_Midwest | MISO_IN | Internal | Summer | B2 | 25 | 4450 | 0 | 68.51 | 63.54 | 8 | 0
2020 | NonRTO_Midwest_2_MISO_IN | NonRTO_Midwest | MISO_IN | Internal | Summer | B3 | 75 | 4450 | 0 | 68.51 | 61.13 | 8 | 0
2020 | NonRTO_Midwest_2_MISO_IN | NonRTO_Midwest | MISO_IN | Internal | Summer | B4 | 100 | 4450 | 0 | 67.65 | 59.65 | 8 | 0
2020 | NonRTO_Midwest_2_MISO_IN | NonRTO_Midwest | MISO_IN | Internal | Summer | B5 | 200 | 4450 | 0 | 59.77 | 51.77 | 8 | 0
2020 | NonRTO_Midwest_2_MISO_IN | NonRTO_Midwest | MISO_IN | Internal | Summer | B6 | 300 | 4450 | 0 | 52.63 | 44.63 | 8 | 0
2020 | NonRTO_Midwest_2_MISO_IN | NonRTO_Midwest | MISO_IN | Internal | Summer | B7 | 400 | 4450 | 0 | 46.96 | 38.96 | 8 | 0
2020 | NonRTO_Midwest_2_MISO_IN | NonRTO_Midwest | MISO_IN | Internal | Summer | B8 | 500 | 4450 | 0 | 43.88 | 37.36 | 8 | 0
2020 | NonRTO_Midwest_2_MISO_IN | NonRTO_Midwest | MISO_IN | Internal | Summer | B9 | 800 | 4450 | 0 | 37.06 | 36.04 | 8 | 0
2020 | NonRTO_Midwest_2_MISO_IN | NonRTO_Midwest | MISO_IN | Internal | Summer | B10 | 1262 | 4450 | 0 | 33.37 | 34.62 | 8 | 0
2020 | NonRTO_Midwest_2_MISO_IN | NonRTO_Midwest | MISO_IN | Internal | Winter | B16 | 25 | 4450 | 0 | 58.7 | 50.7 | 8 | 0
2020 | NonRTO_Midwest_2_MISO_IN | NonRTO_Midwest | MISO_IN | Internal | Winter | B17 | 100 | 4450 | 0 | 53.27 | 45.27 | 8 | 0
2020 | NonRTO_Midwest_2_MISO_IN | NonRTO_Midwest | MISO_IN | Internal | Winter | B18 | 400 | 4450 | 0 | 49.57 | 41.57 | 8 | 0
2020 | NonRTO_Midwest_2_MISO_IN | NonRTO_Midwest | MISO_IN | Internal | Winter | B19 | 700 | 4450 | 0 | 43.89 | 39.96 | 8 | 0
2020 | NonRTO_Midwest_2_MISO_IN | NonRTO_Midwest | MISO_IN | Internal | Winter | B20 | 935 | 4450 | 0 | 35.88 | 36.22 | 8 | 0
2020 | NonRTO_Midwest_2_TVA_Transmission | NonRTO_Midwest | TVA_Transmission | Internal | Shoulder | B11 | 25 | 2400 | 0 | 61.98 | 57.83 | 8 | 0
2020 | NonRTO_Midwest_2_TVA_Transmission | NonRTO_Midwest | TVA_Transmission | Internal | Shoulder | B12 | 200 | 2400 | 0 | 50.48 | 45.72 | 8 | 0
2020 | NonRTO_Midwest_2_TVA_Transmission | NonRTO_Midwest | TVA_Transmission | Internal | Shoulder | B13 | 600 | 2400 | 0 | 48.93 | 44.79 | 8 | 0
2020 | NonRTO_Midwest_2_TVA_Transmission | NonRTO_Midwest | TVA_Transmission | Internal | Shoulder | B14 | 900 | 2400 | 0 | 43.88 | 43.52 | 8 | 0
2020 | NonRTO_Midwest_2_TVA_Transmission | NonRTO_Midwest | TVA_Transmission | Internal | Shoulder | B15 | 1203 | 2400 | 0 | 35.51 | 42.22 | 8 | 0
2020 | NonRTO_Midwest_2_TVA_Transmission | NonRTO_Midwest | TVA_Transmission | Internal | Summer | B1 | 10 | 2400 | 0 | 68.51 | 73.05 | 8 | 0
2020 | NonRTO_Midwest_2_TVA_Transmission | NonRTO_Midwest | TVA_Transmission | Internal | Summer | B2 | 25 | 2400 | 0 | 68.51 | 71.53 | 8 | 0
2020 | NonRTO_Midwest_2_TVA_Transmission | NonRTO_Midwest | TVA_Transmission | Internal | Summer | B3 | 75 | 2400 | 0 | 68.51 | 67.28 | 8 | 0
2020 | NonRTO_Midwest_2_TVA_Transmission | NonRTO_Midwest | TVA_Transmission | Internal | Summer | B4 | 100 | 2400 | 0 | 67.65 | 67.28 | 8 | 0
2020 | NonRTO_Midwest_2_TVA_Transmission | NonRTO_Midwest | TVA_Transmission | Internal | Summer | B5 | 200 | 2400 | 0 | 59.77 | 58.5 | 8 | 0
2020 | NonRTO_Midwest_2_TVA_Transmission | NonRTO_Midwest | TVA_Transmission | Internal | Summer | B6 | 300 | 2400 | 0 | 52.63 | 49.92 | 8 | 0
2020 | NonRTO_Midwest_2_TVA_Transmission | NonRTO_Midwest | TVA_Transmission | Internal | Summer | B7 | 400 | 2400 | 0 | 46.96 | 44.09 | 8 | 0
2020 | NonRTO_Midwest_2_TVA_Transmission | NonRTO_Midwest | TVA_Transmission | Internal | Summer | B8 | 500 | 2400 | 0 | 43.88 | 41.97 | 8 | 0
2020 | NonRTO_Midwest_2_TVA_Transmission | NonRTO_Midwest | TVA_Transmission | Internal | Summer | B9 | 800 | 2400 | 0 | 37.06 | 41.33 | 8 | 0
2020 | NonRTO_Midwest_2_TVA_Transmission | NonRTO_Midwest | TVA_Transmission | Internal | Summer | B10 | 1262 | 2400 | 0 | 33.37 | 38.66 | 8 | 0
2020 | NonRTO_Midwest_2_TVA_Transmission | NonRTO_Midwest | TVA_Transmission | Internal | Winter | B16 | 25 | 2400 | 0 | 58.7 | 55.38 | 8 | 0
2020 | NonRTO_Midwest_2_TVA_Transmission | NonRTO_Midwest | TVA_Transmission | Internal | Winter | B17 | 100 | 2400 | 0 | 53.27 | 48.57 | 8 | 0
2020 | NonRTO_Midwest_2_TVA_Transmission | NonRTO_Midwest | TVA_Transmission | Internal | Winter | B18 | 400 | 2400 | 0 | 49.57 | 45.48 | 8 | 0
2020 | NonRTO_Midwest_2_TVA_Transmission | NonRTO_Midwest | TVA_Transmission | Internal | Winter | B19 | 700 | 2400 | 0 | 43.89 | 44.16 | 8 | 0
2020 | NonRTO_Midwest_2_TVA_Transmission | NonRTO_Midwest | TVA_Transmission | Internal | Winter | B20 | 935 | 2400 | 0 | 35.88 | 42.07 | 8 | 0
2020 | NYISO_A-F_2_IESO | NYISO_A-F | IESO | Internal | Shoulder | B11 | 25 | 1600 | 0 | 39.85 | 28.81 | 7 | 0
2020 | NYISO_A-F_2_IESO | NYISO_A-F | IESO | Internal | Shoulder | B12 | 200 | 1600 | 0 | 39.85 | 28.81 | 7 | 0
2020 | NYISO_A-F_2_IESO | NYISO_A-F | IESO | Internal | Shoulder | B13 | 600 | 1600 | 0 | 37.7 | 28.81 | 7 | 0
2020 | NYISO_A-F_2_IESO | NYISO_A-F | IESO | Internal | Shoulder | B14 | 900 | 1600 | 0 | 37.7 | 28.81 | 7 | 0
2020 | NYISO_A-F_2_IESO | NYISO_A-F | IESO | Internal | Shoulder | B15 | 1203 | 1600 | 0 | 37.7 | 28.81 | 7 | 0
2020 | NYISO_A-F_2_IESO | NYISO_A-F | IESO | Internal | Summer | B1 | 10 | 1600 | 0 | 59.07 | 56.45 | 7 | 0
2020 | NYISO_A-F_2_IESO | NYISO_A-F | IESO | Internal | Summer | B2 | 25 | 1600 | 0 | 57.54 | 50.54 | 7 | 0
2020 | NYISO_A-F_2_IESO | NYISO_A-F | IESO | Internal | Summer | B3 | 75 | 1600 | 0 | 51.18 | 44.18 | 7 | 0
2020 | NYISO_A-F_2_IESO | NYISO_A-F | IESO | Internal | Summer | B4 | 100 | 1600 | 0 | 42.31 | 35.03 | 7 | 0
2020 | NYISO_A-F_2_IESO | NYISO_A-F | IESO | Internal | Summer | B5 | 200 | 1600 | 0 | 42.03 | 35.03 | 7 | 0
2020 | NYISO_A-F_2_IESO | NYISO_A-F | IESO | Internal | Summer | B6 | 300 | 1600 | 0 | 38.6 | 27.63 | 7 | 0
2020 | NYISO_A-F_2_IESO | NYISO_A-F | IESO | Internal | Summer | B7 | 400 | 1600 | 0 | 37.88 | 27.63 | 7 | 0
2020 | NYISO_A-F_2_IESO | NYISO_A-F | IESO | Internal | Summer | B8 | 500 | 1600 | 0 | 36.61 | 27.63 | 7 | 0
2020 | NYISO_A-F_2_IESO | NYISO_A-F | IESO | Internal | Summer | B9 | 800 | 1600 | 0 | 36.61 | 27.63 | 7 | 0
2020 | NYISO_A-F_2_IESO | NYISO_A-F | IESO | Internal | Summer | B10 | 1262 | 1600 | 0 | 36.61 | 27.63 | 7 | 0
2020 | NYISO_A-F_2_IESO | NYISO_A-F | IESO | Internal | Winter | B16 | 25 | 1600 | 0 | 42.19 | 29.24 | 7 | 0
2020 | NYISO_A-F_2_IESO | NYISO_A-F | IESO | Internal | Winter | B17 | 100 | 1600 | 0 | 42.19 | 29.24 | 7 | 0
2020 | NYISO_A-F_2_IESO | NYISO_A-F | IESO | Internal | Winter | B18 | 400 | 1600 | 0 | 41.76 | 29.24 | 7 | 0
2020 | NYISO_A-F_2_IESO | NYISO_A-F | IESO | Internal | Winter | B19 | 700 | 1600 | 0 | 41.76 | 29.24 | 7 | 0
2020 | NYISO_A-F_2_IESO | NYISO_A-F | IESO | Internal | Winter | B20 | 935 | 1600 | 0 | 41.76 | 29.24 | 7 | 0
2020 | NYISO_A-F_2_NEISO | NYISO_A-F | NEISO | Internal | Shoulder | B11 | 25 | 600 | 0 | 39.85 | 37.67 | 3 | 0
2020 | NYISO_A-F_2_NEISO | NYISO_A-F | NEISO | Internal | Shoulder | B12 | 200 | 600 | 0 | 39.85 | 37.09 | 3 | 0
2020 | NYISO_A-F_2_NEISO | NYISO_A-F | NEISO | Internal | Shoulder | B13 | 600 | 600 | 0 | 37.7 | 35.63 | 3 | 0
2020 | NYISO_A-F_2_NEISO | NYISO_A-F | NEISO | Internal | Shoulder | B14 | 900 | 600 | 0 | 37.7 | 35.63 | 3 | 0
2020 | NYISO_A-F_2_NEISO | NYISO_A-F | NEISO | Internal | Shoulder | B15 | 1203 | 600 | 0 | 37.7 | 35.63 | 3 | 0
2020 | NYISO_A-F_2_NEISO | NYISO_A-F | NEISO | Internal | Summer | B1 | 10 | 600 | 600 | 59.07 | 75.39 | 3 | 13.32
2020 | NYISO_A-F_2_NEISO | NYISO_A-F | NEISO | Internal | Summer | B2 | 25 | 600 | 348.41 | 57.54 | 60.54 | 3 | 0
2020 | NYISO_A-F_2_NEISO | NYISO_A-F | NEISO | Internal | Summer | B3 | 75 | 600 | 0 | 51.18 | 48.9 | 3 | 0
2020 | NYISO_A-F_2_NEISO | NYISO_A-F | NEISO | Internal | Summer | B4 | 100 | 600 | 0 | 42.31 | 39.31 | 3 | 0
2020 | NYISO_A-F_2_NEISO | NYISO_A-F | NEISO | Internal | Summer | B5 | 200 | 600 | 0 | 42.03 | 34.9 | 3 | 0
2020 | NYISO_A-F_2_NEISO | NYISO_A-F | NEISO | Internal | Summer | B6 | 300 | 600 | 0 | 38.6 | 34.9 | 3 | 0
2020 | NYISO_A-F_2_NEISO | NYISO_A-F | NEISO | Internal | Summer | B7 | 400 | 600 | 0 | 37.88 | 34.9 | 3 | 0
2020 | NYISO_A-F_2_NEISO | NYISO_A-F | NEISO | Internal | Summer | B8 | 500 | 600 | 0 | 36.61 | 34.9 | 3 | 0
2020 | NYISO_A-F_2_NEISO | NYISO_A-F | NEISO | Internal | Summer | B9 | 800 | 600 | 0 | 36.61 | 34.9 | 3 | 0
2020 | NYISO_A-F_2_NEISO | NYISO_A-F | NEISO | Internal | Summer | B10 | 1262 | 600 | 0 | 36.61 | 34.9 | 3 | 0
2020 | NYISO_A-F_2_NEISO | NYISO_A-F | NEISO | Internal | Winter | B16 | 25 | 600 | 600 | 42.19 | 46.27 | 3 | 1.08
2020 | NYISO_A-F_2_NEISO | NYISO_A-F | NEISO | Internal | Winter | B17 | 100 | 600 | 600 | 42.19 | 46.27 | 3 | 1.08
2020 | NYISO_A-F_2_NEISO | NYISO_A-F | NEISO | Internal | Winter | B18 | 400 | 600 | 562.03 | 41.76 | 44.76 | 3 | 0
2020 | NYISO_A-F_2_NEISO | NYISO_A-F | NEISO | Internal | Winter | B19 | 700 | 600 | 297.29 | 41.76 | 44.76 | 3 | 0
2020 | NYISO_A-F_2_NEISO | NYISO_A-F | NEISO | Internal | Winter | B20 | 935 | 600 | 244.51 | 41.76 | 44.76 | 3 | 0
2020 | NYISO_A-F_2_NYISO_G-I | NYISO_A-F | NYISO_G-I | Internal | Shoulder | B11 | 25 | 4250 | 4250 | 39.85 | 43.96 | 0.01 | 4.1
2020 | NYISO_A-F_2_NYISO_G-I | NYISO_A-F | NYISO_G-I | Internal | Shoulder | B12 | 200 | 4250 | 4250 | 39.85 | 40.08 | 0.01 | 0.21
2020 | NYISO_A-F_2_NYISO_G-I | NYISO_A-F | NYISO_G-I | Internal | Shoulder | B13 | 600 | 4250 | 4250 | 37.7 | 38.63 | 0.01 | 0.92
2020 | NYISO_A-F_2_NYISO_G-I | NYISO_A-F | NYISO_G-I | Internal | Shoulder | B14 | 900 | 4250 | 4250 | 37.7 | 38.63 | 0.01 | 0.92
2020 | NYISO_A-F_2_NYISO_G-I | NYISO_A-F | NYISO_G-I | Internal | Shoulder | B15 | 1203 | 4250 | 3678.73 | 37.7 | 37.71 | 0.01 | 0
2020 | NYISO_A-F_2_NYISO_G-I | NYISO_A-F | NYISO_G-I | Internal | Summer | B1 | 10 | 4250 | 4250 | 59.07 | 78.39 | 0.01 | 19.31
2020 | NYISO_A-F_2_NYISO_G-I | NYISO_A-F | NYISO_G-I | Internal | Summer | B2 | 25 | 4250 | 4250 | 57.54 | 71.55 | 0.01 | 14
2020 | NYISO_A-F_2_NYISO_G-I | NYISO_A-F | NYISO_G-I | Internal | Summer | B3 | 75 | 4250 | 4250 | 51.18 | 53.3 | 0.01 | 2.11
2020 | NYISO_A-F_2_NYISO_G-I | NYISO_A-F | NYISO_G-I | Internal | Summer | B4 | 100 | 4250 | 4250 | 42.31 | 53.14 | 0.01 | 10.82
2020 | NYISO_A-F_2_NYISO_G-I | NYISO_A-F | NYISO_G-I | Internal | Summer | B5 | 200 | 4250 | 4250 | 42.03 | 49.17 | 0.01 | 7.12
2020 | NYISO_A-F_2_NYISO_G-I | NYISO_A-F | NYISO_G-I | Internal | Summer | B6 | 300 | 4250 | 4250 | 38.6 | 49.17 | 0.01 | 10.55
2020 | NYISO_A-F_2_NYISO_G-I | NYISO_A-F | NYISO_G-I | Internal | Summer | B7 | 400 | 4250 | 3889.97 | 37.88 | 37.9 | 0.01 | 0
2020 | NYISO_A-F_2_NYISO_G-I | NYISO_A-F | NYISO_G-I | Internal | Summer | B8 | 500 | 4250 | 4250 | 36.61 | 37.04 | 0.01 | 0.42
2020 | NYISO_A-F_2_NYISO_G-I | NYISO_A-F | NYISO_G-I | Internal | Summer | B9 | 800 | 4250 | 4180.95 | 36.61 | 36.62 | 0.01 | 0
2020 | NYISO_A-F_2_NYISO_G-I | NYISO_A-F | NYISO_G-I | Internal | Summer | B10 | 1262 | 4250 | 2028.33 | 36.61 | 36.62 | 0.01 | 0
2020 | NYISO_A-F_2_NYISO_G-I | NYISO_A-F | NYISO_G-I | Internal | Winter | B16 | 25 | 4250 | 4250 | 42.19 | 50.78 | 0.01 | 8.58
2020 | NYISO_A-F_2_NYISO_G-I | NYISO_A-F | NYISO_G-I | Internal | Winter | B17 | 100 | 4250 | 4250 | 42.19 | 50.78 | 0.01 | 8.58
2020 | NYISO_A-F_2_NYISO_G-I | NYISO_A-F | NYISO_G-I | Internal | Winter | B18 | 400 | 4250 | 4250 | 41.76 | 47.76 | 0.01 | 5.99
2020 | NYISO_A-F_2_NYISO_G-I | NYISO_A-F | NYISO_G-I | Internal | Winter | B19 | 700 | 4250 | 4250 | 41.76 | 47.75 | 0.01 | 5.98
2020 | NYISO_A-F_2_NYISO_G-I | NYISO_A-F | NYISO_G-I | Internal | Winter | B20 | 935 | 4250 | 4250 | 41.76 | 45.54 | 0.01 | 3.77
2020 | NYISO_A-F_2_PJM_ROM | NYISO_A-F | PJM_ROM | Internal | Shoulder | B11 | 25 | 1000 | 1000 | 39.85 | 51.97 | 8 | 4.12
2020 | NYISO_A-F_2_PJM_ROM | NYISO_A-F | PJM_ROM | Internal | Shoulder | B12 | 200 | 1000 | 0 | 39.85 | 43.6 | 8 | 0
2020 | NYISO_A-F_2_PJM_ROM | NYISO_A-F | PJM_ROM | Internal | Shoulder | B13 | 600 | 1000 | 0 | 37.7 | 42.69 | 8 | 0
2020 | NYISO_A-F_2_PJM_ROM | NYISO_A-F | PJM_ROM | Internal | Shoulder | B14 | 900 | 1000 | 0 | 37.7 | 40.1 | 8 | 0
2020 | NYISO_A-F_2_PJM_ROM | NYISO_A-F | PJM_ROM | Internal | Shoulder | B15 | 1203 | 1000 | 0 | 37.7 | 37.22 | 8 | 0
2020 | NYISO_A-F_2_PJM_ROM | NYISO_A-F | PJM_ROM | Internal | Summer | B1 | 10 | 1000 | 893.91 | 59.07 | 67.07 | 8 | 0
2020 | NYISO_A-F_2_PJM_ROM | NYISO_A-F | PJM_ROM | Internal | Summer | B2 | 25 | 1000 | 741.99 | 57.54 | 65.54 | 8 | 0
2020 | NYISO_A-F_2_PJM_ROM | NYISO_A-F | PJM_ROM | Internal | Summer | B3 | 75 | 1000 | 1000 | 51.18 | 61.29 | 8 | 2.11
2020 | NYISO_A-F_2_PJM_ROM | NYISO_A-F | PJM_ROM | Internal | Summer | B4 | 100 | 1000 | 1000 | 42.31 | 61.27 | 8 | 10.96
2020 | NYISO_A-F_2_PJM_ROM | NYISO_A-F | PJM_ROM | Internal | Summer | B5 | 200 | 1000 | 1000 | 42.03 | 53.74 | 8 | 3.71
2020 | NYISO_A-F_2_PJM_ROM | NYISO_A-F | PJM_ROM | Internal | Summer | B6 | 300 | 1000 | 595.21 | 38.6 | 46.6 | 8 | 0
2020 | NYISO_A-F_2_PJM_ROM | NYISO_A-F | PJM_ROM | Internal | Summer | B7 | 400 | 1000 | 0 | 37.88 | 40.39 | 8 | 0
2020 | NYISO_A-F_2_PJM_ROM | NYISO_A-F | PJM_ROM | Internal | Summer | B8 | 500 | 1000 | 0 | 36.61 | 37.84 | 8 | 0
2020 | NYISO_A-F_2_PJM_ROM | NYISO_A-F | PJM_ROM | Internal | Summer | B9 | 800 | 1000 | 0 | 36.61 | 36.9 | 8 | 0
2020 | NYISO_A-F_2_PJM_ROM | NYISO_A-F | PJM_ROM | Internal | Summer | B10 | 1262 | 1000 | 0 | 36.61 | 34.66 | 8 | 0
2020 | NYISO_A-F_2_PJM_ROM | NYISO_A-F | PJM_ROM | Internal | Winter | B16 | 25 | 1000 | 1000 | 42.19 | 51.7 | 8 | 1.51
2020 | NYISO_A-F_2_PJM_ROM | NYISO_A-F | PJM_ROM | Internal | Winter | B17 | 100 | 1000 | 0 | 42.19 | 47.27 | 8 | 0
2020 | NYISO_A-F_2_PJM_ROM | NYISO_A-F | PJM_ROM | Internal | Winter | B18 | 400 | 1000 | 0 | 41.76 | 43.57 | 8 | 0
2020 | NYISO_A-F_2_PJM_ROM | NYISO_A-F | PJM_ROM | Internal | Winter | B19 | 700 | 1000 | 0 | 41.76 | 41.75 | 8 | 0
2020 | NYISO_A-F_2_PJM_ROM | NYISO_A-F | PJM_ROM | Internal | Winter | B20 | 935 | 1000 | 0 | 41.76 | 36.99 | 8 | 0
2020 | NYISO_G-I_2_NEISO | NYISO_G-I | NEISO | Internal | Shoulder | B11 | 25 | 600 | 0 | 43.96 | 37.67 | 3 | 0
2020 | NYISO_G-I_2_NEISO | NYISO_G-I | NEISO | Internal | Shoulder | B12 | 200 | 600 | 0 | 40.08 | 37.09 | 3 | 0
2020 | NYISO_G-I_2_NEISO | NYISO_G-I | NEISO | Internal | Shoulder | B13 | 600 | 600 | 0 | 38.63 | 35.63 | 3 | 0
2020 | NYISO_G-I_2_NEISO | NYISO_G-I | NEISO | Internal | Shoulder | B14 | 900 | 600 | 0 | 38.63 | 35.63 | 3 | 0
2020 | NYISO_G-I_2_NEISO | NYISO_G-I | NEISO | Internal | Shoulder | B15 | 1203 | 600 | 0 | 37.71 | 35.63 | 3 | 0
2020 | NYISO_G-I_2_NEISO | NYISO_G-I | NEISO | Internal | Summer | B1 | 10 | 600 | 0 | 78.39 | 75.39 | 3 | 0
2020 | NYISO_G-I_2_NEISO | NYISO_G-I | NEISO | Internal | Summer | B2 | 25 | 600 | 0 | 71.55 | 60.54 | 3 | 0
2020 | NYISO_G-I_2_NEISO | NYISO_G-I | NEISO | Internal | Summer | B3 | 75 | 600 | 0 | 53.3 | 48.9 | 3 | 0
2020 | NYISO_G-I_2_NEISO | NYISO_G-I | NEISO | Internal | Summer | B4 | 100 | 600 | 0 | 53.14 | 39.31 | 3 | 0
2020 | NYISO_G-I_2_NEISO | NYISO_G-I | NEISO | Internal | Summer | B5 | 200 | 600 | 0 | 49.17 | 34.9 | 3 | 0
2020 | NYISO_G-I_2_NEISO | NYISO_G-I | NEISO | Internal | Summer | B6 | 300 | 600 | 0 | 49.17 | 34.9 | 3 | 0
2020 | NYISO_G-I_2_NEISO | NYISO_G-I | NEISO | Internal | Summer | B7 | 400 | 600 | 0 | 37.9 | 34.9 | 3 | 0
2020 | NYISO_G-I_2_NEISO | NYISO_G-I | NEISO | Internal | Summer | B8 | 500 | 600 | 0 | 37.04 | 34.9 | 3 | 0
2020 | NYISO_G-I_2_NEISO | NYISO_G-I | NEISO | Internal | Summer | B9 | 800 | 600 | 0 | 36.62 | 34.9 | 3 | 0
2020 | NYISO_G-I_2_NEISO | NYISO_G-I | NEISO | Internal | Summer | B10 | 1262 | 600 | 0 | 36.62 | 34.9 | 3 | 0
2020 | NYISO_G-I_2_NEISO | NYISO_G-I | NEISO | Internal | Winter | B16 | 25 | 600 | 0 | 50.78 | 46.27 | 3 | 0
2020 | NYISO_G-I_2_NEISO | NYISO_G-I | NEISO | Internal | Winter | B17 | 100 | 600 | 0 | 50.78 | 46.27 | 3 | 0
2020 | NYISO_G-I_2_NEISO | NYISO_G-I | NEISO | Internal | Winter | B18 | 400 | 600 | 0 | 47.76 | 44.76 | 3 | 0
2020 | NYISO_G-I_2_NEISO | NYISO_G-I | NEISO | Internal | Winter | B19 | 700 | 600 | 0 | 47.75 | 44.76 | 3 | 0
2020 | NYISO_G-I_2_NEISO | NYISO_G-I | NEISO | Internal | Winter | B20 | 935 | 600 | 0 | 45.54 | 44.76 | 3 | 0
2020 | NYISO_G-I_2_NYISO_A-F | NYISO_G-I | NYISO_A-F | Internal | Shoulder | B11 | 25 | 1999 | 0 | 43.96 | 39.85 | 0.01 | 0
2020 | NYISO_G-I_2_NYISO_A-F | NYISO_G-I | NYISO_A-F | Internal | Shoulder | B12 | 200 | 1999 | 0 | 40.08 | 39.85 | 0.01 | 0
2020 | NYISO_G-I_2_NYISO_A-F | NYISO_G-I | NYISO_A-F | Internal | Shoulder | B13 | 600 | 1999 | 0 | 38.63 | 37.7 | 0.01 | 0
2020 | NYISO_G-I_2_NYISO_A-F | NYISO_G-I | NYISO_A-F | Internal | Shoulder | B14 | 900 | 1999 | 0 | 38.63 | 37.7 | 0.01 | 0
2020 | NYISO_G-I_2_NYISO_A-F | NYISO_G-I | NYISO_A-F | Internal | Shoulder | B15 | 1203 | 1999 | 0 | 37.71 | 37.7 | 0.01 | 0
2020 | NYISO_G-I_2_NYISO_A-F | NYISO_G-I | NYISO_A-F | Internal | Summer | B1 | 10 | 1999 | 0 | 78.39 | 59.07 | 0.01 | 0
2020 | NYISO_G-I_2_NYISO_A-F | NYISO_G-I | NYISO_A-F | Internal | Summer | B2 | 25 | 1999 | 0 | 71.55 | 57.54 | 0.01 | 0
2020 | NYISO_G-I_2_NYISO_A-F | NYISO_G-I | NYISO_A-F | Internal | Summer | B3 | 75 | 1999 | 0 | 53.3 | 51.18 | 0.01 | 0
2020 | NYISO_G-I_2_NYISO_A-F | NYISO_G-I | NYISO_A-F | Internal | Summer | B4 | 100 | 1999 | 0 | 53.14 | 42.31 | 0.01 | 0
2020 | NYISO_G-I_2_NYISO_A-F | NYISO_G-I | NYISO_A-F | Internal | Summer | B5 | 200 | 1999 | 0 | 49.17 | 42.03 | 0.01 | 0
2020 | NYISO_G-I_2_NYISO_A-F | NYISO_G-I | NYISO_A-F | Internal | Summer | B6 | 300 | 1999 | 0 | 49.17 | 38.6 | 0.01 | 0
2020 | NYISO_G-I_2_NYISO_A-F | NYISO_G-I | NYISO_A-F | Internal | Summer | B7 | 400 | 1999 | 0.01 | 37.9 | 37.88 | 0.01 | 0
2020 | NYISO_G-I_2_NYISO_A-F | NYISO_G-I | NYISO_A-F | Internal | Summer | B8 | 500 | 1999 | 0 | 37.04 | 36.61 | 0.01 | 0
2020 | NYISO_G-I_2_NYISO_A-F | NYISO_G-I | NYISO_A-F | Internal | Summer | B9 | 800 | 1999 | 0 | 36.62 | 36.61 | 0.01 | 0
2020 | NYISO_G-I_2_NYISO_A-F | NYISO_G-I | NYISO_A-F | Internal | Summer | B10 | 1262 | 1999 | 0 | 36.62 | 36.61 | 0.01 | 0
2020 | NYISO_G-I_2_NYISO_A-F | NYISO_G-I | NYISO_A-F | Internal | Winter | B16 | 25 | 1999 | 0 | 50.78 | 42.19 | 0.01 | 0
2020 | NYISO_G-I_2_NYISO_A-F | NYISO_G-I | NYISO_A-F | Internal | Winter | B17 | 100 | 1999 | 0 | 50.78 | 42.19 | 0.01 | 0
2020 | NYISO_G-I_2_NYISO_A-F | NYISO_G-I | NYISO_A-F | Internal | Winter | B18 | 400 | 1999 | 0 | 47.76 | 41.76 | 0.01 | 0
2020 | NYISO_G-I_2_NYISO_A-F | NYISO_G-I | NYISO_A-F | Internal | Winter | B19 | 700 | 1999 | 0 | 47.75 | 41.76 | 0.01 | 0
2020 | NYISO_G-I_2_NYISO_A-F | NYISO_G-I | NYISO_A-F | Internal | Winter | B20 | 935 | 1999 | 0 | 45.54 | 41.76 | 0.01 | 0
2020 | NYISO_G-I_2_NYISO_J-K | NYISO_G-I | NYISO_J-K | Internal | Shoulder | B11 | 25 | 6130 | 4200.21 | 43.96 | 43.97 | 0.01 | 0
2020 | NYISO_G-I_2_NYISO_J-K | NYISO_G-I | NYISO_J-K | Internal | Shoulder | B12 | 200 | 6130 | 4426.98 | 40.08 | 40.09 | 0.01 | 0
2020 | NYISO_G-I_2_NYISO_J-K | NYISO_G-I | NYISO_J-K | Internal | Shoulder | B13 | 600 | 6130 | 4579.33 | 38.63 | 38.64 | 0.01 | 0
2020 | NYISO_G-I_2_NYISO_J-K | NYISO_G-I | NYISO_J-K | Internal | Shoulder | B14 | 900 | 6130 | 3879.73 | 38.63 | 38.64 | 0.01 | 0
2020 | NYISO_G-I_2_NYISO_J-K | NYISO_G-I | NYISO_J-K | Internal | Shoulder | B15 | 1203 | 6130 | 3692.82 | 37.71 | 37.72 | 0.01 | 0
2020 | NYISO_G-I_2_NYISO_J-K | NYISO_G-I | NYISO_J-K | Internal | Summer | B1 | 10 | 6130 | 4361.58 | 78.39 | 78.4 | 0.01 | 0
2020 | NYISO_G-I_2_NYISO_J-K | NYISO_G-I | NYISO_J-K | Internal | Summer | B2 | 25 | 6130 | 4694.55 | 71.55 | 71.56 | 0.01 | 0
2020 | NYISO_G-I_2_NYISO_J-K | NYISO_G-I | NYISO_J-K | Internal | Summer | B3 | 75 | 6130 | 3710.37 | 53.3 | 53.31 | 0.01 | 0
2020 | NYISO_G-I_2_NYISO_J-K | NYISO_G-I | NYISO_J-K | Internal | Summer | B4 | 100 | 6130 | 3528.97 | 53.14 | 53.15 | 0.01 | 0
2020 | NYISO_G-I_2_NYISO_J-K | NYISO_G-I | NYISO_J-K | Internal | Summer | B5 | 200 | 6130 | 5158.51 | 49.17 | 49.18 | 0.01 | 0
2020 | NYISO_G-I_2_NYISO_J-K | NYISO_G-I | NYISO_J-K | Internal | Summer | B6 | 300 | 6130 | 5343.11 | 49.17 | 49.18 | 0.01 | 0
2020 | NYISO_G-I_2_NYISO_J-K | NYISO_G-I | NYISO_J-K | Internal | Summer | B7 | 400 | 6130 | 4865.02 | 37.9 | 37.91 | 0.01 | 0
2020 | NYISO_G-I_2_NYISO_J-K | NYISO_G-I | NYISO_J-K | Internal | Summer | B8 | 500 | 6130 | 5048.96 | 37.04 | 37.05 | 0.01 | 0
2020 | NYISO_G-I_2_NYISO_J-K | NYISO_G-I | NYISO_J-K | Internal | Summer | B9 | 800 | 6130 | 5178.49 | 36.62 | 36.63 | 0.01 | 0
2020 | NYISO_G-I_2_NYISO_J-K | NYISO_G-I | NYISO_J-K | Internal | Summer | B10 | 1262 | 6130 | 3456.04 | 36.62 | 36.63 | 0.01 | 0
2020 | NYISO_G-I_2_NYISO_J-K | NYISO_G-I | NYISO_J-K | Internal | Winter | B16 | 25 | 6130 | 5505.31 | 50.78 | 50.79 | 0.01 | 0
2020 | NYISO_G-I_2_NYISO_J-K | NYISO_G-I | NYISO_J-K | Internal | Winter | B17 | 100 | 6130 | 5626.51 | 50.78 | 50.79 | 0.01 | 0
2020 | NYISO_G-I_2_NYISO_J-K | NYISO_G-I | NYISO_J-K | Internal | Winter | B18 | 400 | 6130 | 5659.65 | 47.76 | 47.78 | 0.01 | 0
2020 | NYISO_G-I_2_NYISO_J-K | NYISO_G-I | NYISO_J-K | Internal | Winter | B19 | 700 | 6130 | 5237.48 | 47.75 | 47.76 | 0.01 | 0
2020 | NYISO_G-I_2_NYISO_J-K | NYISO_G-I | NYISO_J-K | Internal | Winter | B20 | 935 | 6130 | 5184.31 | 45.54 | 45.55 | 0.01 | 0
2020 | NYISO_G-I_2_PJM_E | NYISO_G-I | PJM_E | Internal | Shoulder | B11 | 25 | 1500 | 781.18 | 43.96 | 51.96 | 8 | 0
2020 | NYISO_G-I_2_PJM_E | NYISO_G-I | PJM_E | Internal | Shoulder | B12 | 200 | 1500 | 0 | 40.08 | 43.59 | 8 | 0
2020 | NYISO_G-I_2_PJM_E | NYISO_G-I | PJM_E | Internal | Shoulder | B13 | 600 | 1500 | 0 | 38.63 | 42.68 | 8 | 0
2020 | NYISO_G-I_2_PJM_E | NYISO_G-I | PJM_E | Internal | Shoulder | B14 | 900 | 1500 | 0 | 38.63 | 40.08 | 8 | 0
2020 | NYISO_G-I_2_PJM_E | NYISO_G-I | PJM_E | Internal | Shoulder | B15 | 1203 | 1500 | 0 | 37.71 | 37.21 | 8 | 0
2020 | NYISO_G-I_2_PJM_E | NYISO_G-I | PJM_E | Internal | Summer | B1 | 10 | 1500 | 0 | 78.39 | 67.08 | 8 | 0
2020 | NYISO_G-I_2_PJM_E | NYISO_G-I | PJM_E | Internal | Summer | B2 | 25 | 1500 | 0 | 71.55 | 65.55 | 8 | 0
2020 | NYISO_G-I_2_PJM_E | NYISO_G-I | PJM_E | Internal | Summer | B3 | 75 | 1500 | 1067.38 | 53.3 | 61.3 | 8 | 0
2020 | NYISO_G-I_2_PJM_E | NYISO_G-I | PJM_E | Internal | Summer | B4 | 100 | 1500 | 1499.99 | 53.14 | 61.26 | 8 | 0.12
2020 | NYISO_G-I_2_PJM_E | NYISO_G-I | PJM_E | Internal | Summer | B5 | 200 | 1500 | 0 | 49.17 | 53.73 | 8 | 0
2020 | NYISO_G-I_2_PJM_E | NYISO_G-I | PJM_E | Internal | Summer | B6 | 300 | 1500 | 0 | 49.17 | 46.59 | 8 | 0
2020 | NYISO_G-I_2_PJM_E | NYISO_G-I | PJM_E | Internal | Summer | B7 | 400 | 1500 | 0 | 37.9 | 40.38 | 8 | 0
2020 | NYISO_G-I_2_PJM_E | NYISO_G-I | PJM_E | Internal | Summer | B8 | 500 | 1500 | 0 | 37.04 | 37.86 | 8 | 0
2020 | NYISO_G-I_2_PJM_E | NYISO_G-I | PJM_E | Internal | Summer | B9 | 800 | 1500 | 0 | 36.62 | 36.91 | 8 | 0
2020 | NYISO_G-I_2_PJM_E | NYISO_G-I | PJM_E | Internal | Summer | B10 | 1262 | 1500 | 0 | 36.62 | 34.67 | 8 | 0
2020 | NYISO_G-I_2_PJM_E | NYISO_G-I | PJM_E | Internal | Winter | B16 | 25 | 1500 | 0 | 50.78 | 51.68 | 8 | 0
2020 | NYISO_G-I_2_PJM_E | NYISO_G-I | PJM_E | Internal | Winter | B17 | 100 | 1500 | 0 | 50.78 | 47.29 | 8 | 0
2020 | NYISO_G-I_2_PJM_E | NYISO_G-I | PJM_E | Internal | Winter | B18 | 400 | 1500 | 0 | 47.76 | 43.58 | 8 | 0
2020 | NYISO_G-I_2_PJM_E | NYISO_G-I | PJM_E | Internal | Winter | B19 | 700 | 1500 | 0 | 47.75 | 41.76 | 8 | 0
2020 | NYISO_G-I_2_PJM_E | NYISO_G-I | PJM_E | Internal | Winter | B20 | 935 | 1500 | 0 | 45.54 | 37.01 | 8 | 0
2020 | NYISO_J-K_2_NEISO | NYISO_J-K | NEISO | Internal | Shoulder | B11 | 25 | 0.01 | 0 | 43.97 | 37.67 | 3 | 0.44
2020 | NYISO_J-K_2_NEISO | NYISO_J-K | NEISO | Internal | Shoulder | B12 | 200 | 0.01 | 0 | 40.09 | 37.09 | 3 | 0.07
2020 | NYISO_J-K_2_NEISO | NYISO_J-K | NEISO | Internal | Shoulder | B13 | 600 | 0.01 | 0 | 38.64 | 35.63 | 3 | 0.02
2020 | NYISO_J-K_2_NEISO | NYISO_J-K | NEISO | Internal | Shoulder | B14 | 900 | 0.01 | 0 | 38.64 | 35.63 | 3 | 0.02
2020 | NYISO_J-K_2_NEISO | NYISO_J-K | NEISO | Internal | Shoulder | B15 | 1203 | 0.01 | 0 | 37.72 | 35.63 | 3 | 0.01
2020 | NYISO_J-K_2_NEISO | NYISO_J-K | NEISO | Internal | Summer | B1 | 10 | 0.01 | 0 | 78.4 | 75.39 | 3 | 1.25
2020 | NYISO_J-K_2_NEISO | NYISO_J-K | NEISO | Internal | Summer | B2 | 25 | 0.01 | 0 | 71.56 | 60.54 | 3 | 0.44
2020 | NYISO_J-K_2_NEISO | NYISO_J-K | NEISO | Internal | Summer | B3 | 75 | 0.01 | 0 | 53.31 | 48.9 | 3 | 0.17
2020 | NYISO_J-K_2_NEISO | NYISO_J-K | NEISO | Internal | Summer | B4 | 100 | 0.01 | 0 | 53.15 | 39.31 | 3 | 0.12
2020 | NYISO_J-K_2_NEISO | NYISO_J-K | NEISO | Internal | Summer | B5 | 200 | 0.01 | 0 | 49.18 | 34.9 | 3 | 0.06
2020 | NYISO_J-K_2_NEISO | NYISO_J-K | NEISO | Internal | Summer | B6 | 300 | 0.01 | 0 | 49.18 | 34.9 | 3 | 0.04
2020 | NYISO_J-K_2_NEISO | NYISO_J-K | NEISO | Internal | Summer | B7 | 400 | 0.01 | 0 | 37.91 | 34.9 | 3 | 0.03
2020 | NYISO_J-K_2_NEISO | NYISO_J-K | NEISO | Internal | Summer | B8 | 500 | 0.01 | 0 | 37.05 | 34.9 | 3 | 0.03
2020 | NYISO_J-K_2_NEISO | NYISO_J-K | NEISO | Internal | Summer | B9 | 800 | 0.01 | 0 | 36.63 | 34.9 | 3 | 0.02
2020 | NYISO_J-K_2_NEISO | NYISO_J-K | NEISO | Internal | Summer | B10 | 1262 | 0.01 | 0 | 36.63 | 34.9 | 3 | 0.01
2020 | NYISO_J-K_2_NEISO | NYISO_J-K | NEISO | Internal | Winter | B16 | 25 | 0.01 | 0 | 50.79 | 46.27 | 3 | 0.43
2020 | NYISO_J-K_2_NEISO | NYISO_J-K | NEISO | Internal | Winter | B17 | 100 | 0.01 | 0 | 50.79 | 46.27 | 3 | 0.13
2020 | NYISO_J-K_2_NEISO | NYISO_J-K | NEISO | Internal | Winter | B18 | 400 | 0.01 | 0 | 47.78 | 44.76 | 3 | 0.03
2020 | NYISO_J-K_2_NEISO | NYISO_J-K | NEISO | Internal | Winter | B19 | 700 | 0.01 | 0 | 47.76 | 44.76 | 3 | 0.02
2020 | NYISO_J-K_2_NEISO | NYISO_J-K | NEISO | Internal | Winter | B20 | 935 | 0.01 | 0 | 45.55 | 44.76 | 3 | 0.02
2020 | NYISO_J-K_2_NYISO_G-I | NYISO_J-K | NYISO_G-I | Internal | Shoulder | B11 | 25 | 1999 | 0.22 | 43.97 | 43.96 | 0.01 | 0
2020 | NYISO_J-K_2_NYISO_G-I | NYISO_J-K | NYISO_G-I | Internal | Shoulder | B12 | 200 | 1999 | 0.03 | 40.09 | 40.08 | 0.01 | 0
2020 | NYISO_J-K_2_NYISO_G-I | NYISO_J-K | NYISO_G-I | Internal | Shoulder | B13 | 600 | 1999 | 0 | 38.64 | 38.63 | 0.01 | 0
2020 | NYISO_J-K_2_NYISO_G-I | NYISO_J-K | NYISO_G-I | Internal | Shoulder | B14 | 900 | 1999 | 0 | 38.64 | 38.63 | 0.01 | 0
2020 | NYISO_J-K_2_NYISO_G-I | NYISO_J-K | NYISO_G-I | Internal | Shoulder | B15 | 1203 | 1999 | 0 | 37.72 | 37.71 | 0.01 | 0
2020 | NYISO_J-K_2_NYISO_G-I | NYISO_J-K | NYISO_G-I | Internal | Summer | B1 | 10 | 1999 | 0.53 | 78.4 | 78.39 | 0.01 | 0
2020 | NYISO_J-K_2_NYISO_G-I | NYISO_J-K | NYISO_G-I | Internal | Summer | B2 | 25 | 1999 | 0.22 | 71.56 | 71.55 | 0.01 | 0
2020 | NYISO_J-K_2_NYISO_G-I | NYISO_J-K | NYISO_G-I | Internal | Summer | B3 | 75 | 1999 | 0.08 | 53.31 | 53.3 | 0.01 | 0
2020 | NYISO_J-K_2_NYISO_G-I | NYISO_J-K | NYISO_G-I | Internal | Summer | B4 | 100 | 1999 | 0.06 | 53.15 | 53.14 | 0.01 | 0
2020 | NYISO_J-K_2_NYISO_G-I | NYISO_J-K | NYISO_G-I | Internal | Summer | B5 | 200 | 1999 | 0.03 | 49.18 | 49.17 | 0.01 | 0
2020 | NYISO_J-K_2_NYISO_G-I | NYISO_J-K | NYISO_G-I | Internal | Summer | B6 | 300 | 1999 | 0.02 | 49.18 | 49.17 | 0.01 | 0
2020 | NYISO_J-K_2_NYISO_G-I | NYISO_J-K | NYISO_G-I | Internal | Summer | B7 | 400 | 1999 | 0.01 | 37.91 | 37.9 | 0.01 | 0
2020 | NYISO_J-K_2_NYISO_G-I | NYISO_J-K | NYISO_G-I | Internal | Summer | B8 | 500 | 1999 | 0.01 | 37.05 | 37.04 | 0.01 | 0
2020 | NYISO_J-K_2_NYISO_G-I | NYISO_J-K | NYISO_G-I | Internal | Summer | B9 | 800 | 1999 | 0 | 36.63 | 36.62 | 0.01 | 0
2020 | NYISO_J-K_2_NYISO_G-I | NYISO_J-K | NYISO_G-I | Internal | Summer | B10 | 1262 | 1999 | 0 | 36.63 | 36.62 | 0.01 | 0
2020 | NYISO_J-K_2_NYISO_G-I | NYISO_J-K | NYISO_G-I | Internal | Winter | B16 | 25 | 1999 | 0.21 | 50.79 | 50.78 | 0.01 | 0
2020 | NYISO_J-K_2_NYISO_G-I | NYISO_J-K | NYISO_G-I | Internal | Winter | B17 | 100 | 1999 | 0.06 | 50.79 | 50.78 | 0.01 | 0
2020 | NYISO_J-K_2_NYISO_G-I | NYISO_J-K | NYISO_G-I | Internal | Winter | B18 | 400 | 1999 | 0.01 | 47.78 | 47.76 | 0.01 | 0
2020 | NYISO_J-K_2_NYISO_G-I | NYISO_J-K | NYISO_G-I | Internal | Winter | B19 | 700 | 1999 | 0 | 47.76 | 47.75 | 0.01 | 0
2020 | NYISO_J-K_2_NYISO_G-I | NYISO_J-K | NYISO_G-I | Internal | Winter | B20 | 935 | 1999 | 0 | 45.55 | 45.54 | 0.01 | 0
2020 | NYISO_J-K_2_PJM_E | NYISO_J-K | PJM_E | Internal | Shoulder | B11 | 25 | 0.01 | 0 | 43.97 | 51.96 | 8 | 0.84
2020 | NYISO_J-K_2_PJM_E | NYISO_J-K | PJM_E | Internal | Shoulder | B12 | 200 | 0.01 | 0 | 40.09 | 43.59 | 8 | 0.07
2020 | NYISO_J-K_2_PJM_E | NYISO_J-K | PJM_E | Internal | Shoulder | B13 | 600 | 0.01 | 0 | 38.64 | 42.68 | 8 | 0.02
2020 | NYISO_J-K_2_PJM_E | NYISO_J-K | PJM_E | Internal | Shoulder | B14 | 900 | 0.01 | 0 | 38.64 | 40.08 | 8 | 0.02
2020 | NYISO_J-K_2_PJM_E | NYISO_J-K | PJM_E | Internal | Shoulder | B15 | 1203 | 0.01 | 0 | 37.72 | 37.21 | 8 | 0.01
2020 | NYISO_J-K_2_PJM_E | NYISO_J-K | PJM_E | Internal | Summer | B1 | 10 | 0.01 | 0 | 78.4 | 67.08 | 8 | 1.11
2020 | NYISO_J-K_2_PJM_E | NYISO_J-K | PJM_E | Internal | Summer | B2 | 25 | 0.01 | 0 | 71.56 | 65.55 | 8 | 0.44
2020 | NYISO_J-K_2_PJM_E | NYISO_J-K | PJM_E | Internal | Summer | B3 | 75 | 0.01 | 0 | 53.31 | 61.3 | 8 | 0.29
2020 | NYISO_J-K_2_PJM_E | NYISO_J-K | PJM_E | Internal | Summer | B4 | 100 | 0.01 | 0 | 53.15 | 61.26 | 8 | 0.29
2020 | NYISO_J-K_2_PJM_E | NYISO_J-K | PJM_E | Internal | Summer | B5 | 200 | 0.01 | 0 | 49.18 | 53.73 | 8 | 0.07
2020 | NYISO_J-K_2_PJM_E | NYISO_J-K | PJM_E | Internal | Summer | B6 | 300 | 0.01 | 0 | 49.18 | 46.59 | 8 | 0.04
2020 | NYISO_J-K_2_PJM_E | NYISO_J-K | PJM_E | Internal | Summer | B7 | 400 | 0.01 | 0 | 37.91 | 40.38 | 8 | 0.03
2020 | NYISO_J-K_2_PJM_E | NYISO_J-K | PJM_E | Internal | Summer | B8 | 500 | 0.01 | 0 | 37.05 | 37.86 | 8 | 0.03
2020 | NYISO_J-K_2_PJM_E | NYISO_J-K | PJM_E | Internal | Summer | B9 | 800 | 0.01 | 0 | 36.63 | 36.91 | 8 | 0.02
2020 | NYISO_J-K_2_PJM_E | NYISO_J-K | PJM_E | Internal | Summer | B10 | 1262 | 0.01 | 0 | 36.63 | 34.67 | 8 | 0.01
2020 | NYISO_J-K_2_PJM_E | NYISO_J-K | PJM_E | Internal | Winter | B16 | 25 | 0.01 | 0 | 50.79 | 51.68 | 8 | 0.43
2020 | NYISO_J-K_2_PJM_E | NYISO_J-K | PJM_E | Internal | Winter | B17 | 100 | 0.01 | 0 | 50.79 | 47.29 | 8 | 0.13
2020 | NYISO_J-K_2_PJM_E | NYISO_J-K | PJM_E | Internal | Winter | B18 | 400 | 0.01 | 0 | 47.78 | 43.58 | 8 | 0.03
2020 | NYISO_J-K_2_PJM_E | NYISO_J-K | PJM_E | Internal | Winter | B19 | 700 | 0.01 | 0 | 47.76 | 41.76 | 8 | 0.02
2020 | NYISO_J-K_2_PJM_E | NYISO_J-K | PJM_E | Internal | Winter | B20 | 935 | 0.01 | 0 | 45.55 | 37.01 | 8 | 0.01
2020 | PJM_E_2_NYISO_G-I | PJM_E | NYISO_G-I | Internal | Shoulder | B11 | 25 | 500 | 0 | 51.96 | 43.96 | 6 | 0
2020 | PJM_E_2_NYISO_G-I | PJM_E | NYISO_G-I | Internal | Shoulder | B12 | 200 | 500 | 0 | 43.59 | 40.08 | 6 | 0
2020 | PJM_E_2_NYISO_G-I | PJM_E | NYISO_G-I | Internal | Shoulder | B13 | 600 | 500 | 0 | 42.68 | 38.63 | 6 | 0
2020 | PJM_E_2_NYISO_G-I | PJM_E | NYISO_G-I | Internal | Shoulder | B14 | 900 | 500 | 0 | 40.08 | 38.63 | 6 | 0
2020 | PJM_E_2_NYISO_G-I | PJM_E | NYISO_G-I | Internal | Shoulder | B15 | 1203 | 500 | 0 | 37.21 | 37.71 | 6 | 0
2020 | PJM_E_2_NYISO_G-I | PJM_E | NYISO_G-I | Internal | Summer | B1 | 10 | 500 | 500 | 67.08 | 78.39 | 6 | 5.31
2020 | PJM_E_2_NYISO_G-I | PJM_E | NYISO_G-I | Internal | Summer | B2 | 25 | 500 | 300.36 | 65.55 | 71.55 | 6 | 0
2020 | PJM_E_2_NYISO_G-I | PJM_E | NYISO_G-I | Internal | Summer | B3 | 75 | 500 | 0 | 61.3 | 53.3 | 6 | 0
2020 | PJM_E_2_NYISO_G-I | PJM_E | NYISO_G-I | Internal | Summer | B4 | 100 | 500 | 0 | 61.26 | 53.14 | 6 | 0
2020 | PJM_E_2_NYISO_G-I | PJM_E | NYISO_G-I | Internal | Summer | B5 | 200 | 500 | 0 | 53.73 | 49.17 | 6 | 0
2020 | PJM_E_2_NYISO_G-I | PJM_E | NYISO_G-I | Internal | Summer | B6 | 300 | 500 | 0 | 46.59 | 49.17 | 6 | 0
2020 | PJM_E_2_NYISO_G-I | PJM_E | NYISO_G-I | Internal | Summer | B7 | 400 | 500 | 0 | 40.38 | 37.9 | 6 | 0
2020 | PJM_E_2_NYISO_G-I | PJM_E | NYISO_G-I | Internal | Summer | B8 | 500 | 500 | 0 | 37.86 | 37.04 | 6 | 0
2020 | PJM_E_2_NYISO_G-I | PJM_E | NYISO_G-I | Internal | Summer | B9 | 800 | 500 | 0 | 36.91 | 36.62 | 6 | 0
2020 | PJM_E_2_NYISO_G-I | PJM_E | NYISO_G-I | Internal | Summer | B10 | 1262 | 500 | 0 | 34.67 | 36.62 | 6 | 0
2020 | PJM_E_2_NYISO_G-I | PJM_E | NYISO_G-I | Internal | Winter | B16 | 25 | 500 | 0 | 51.68 | 50.78 | 6 | 0
2020 | PJM_E_2_NYISO_G-I | PJM_E | NYISO_G-I | Internal | Winter | B17 | 100 | 500 | 0 | 47.29 | 50.78 | 6 | 0
2020 | PJM_E_2_NYISO_G-I | PJM_E | NYISO_G-I | Internal | Winter | B18 | 400 | 500 | 0 | 43.58 | 47.76 | 6 | 0
2020 | PJM_E_2_NYISO_G-I | PJM_E | NYISO_G-I | Internal | Winter | B19 | 700 | 500 | 0.02 | 41.76 | 47.75 | 6 | 0
2020 | PJM_E_2_NYISO_G-I | PJM_E | NYISO_G-I | Internal | Winter | B20 | 935 | 500 | 500 | 37.01 | 45.54 | 6 | 2.53
2020 | PJM_E_2_NYISO_J-K | PJM_E | NYISO_J-K | Internal | Shoulder | B11 | 25 | 330 | 0 | 51.96 | 43.97 | 6 | 0
2020 | PJM_E_2_NYISO_J-K | PJM_E | NYISO_J-K | Internal | Shoulder | B12 | 200 | 330 | 0 | 43.59 | 40.09 | 6 | 0
2020 | PJM_E_2_NYISO_J-K | PJM_E | NYISO_J-K | Internal | Shoulder | B13 | 600 | 330 | 0 | 42.68 | 38.64 | 6 | 0
2020 | PJM_E_2_NYISO_J-K | PJM_E | NYISO_J-K | Internal | Shoulder | B14 | 900 | 330 | 0 | 40.08 | 38.64 | 6 | 0
2020 | PJM_E_2_NYISO_J-K | PJM_E | NYISO_J-K | Internal | Shoulder | B15 | 1203 | 330 | 0 | 37.21 | 37.72 | 6 | 0
2020 | PJM_E_2_NYISO_J-K | PJM_E | NYISO_J-K | Internal | Summer | B1 | 10 | 330 | 330 | 67.08 | 78.4 | 6 | 5.32
2020 | PJM_E_2_NYISO_J-K | PJM_E | NYISO_J-K | Internal | Summer | B2 | 25 | 330 | 329.6 | 65.55 | 71.56 | 6 | 0.01
2020 | PJM_E_2_NYISO_J-K | PJM_E | NYISO_J-K | Internal | Summer | B3 | 75 | 330 | 0 | 61.3 | 53.31 | 6 | 0
2020 | PJM_E_2_NYISO_J-K | PJM_E | NYISO_J-K | Internal | Summer | B4 | 100 | 330 | 0 | 61.26 | 53.15 | 6 | 0
2020 | PJM_E_2_NYISO_J-K | PJM_E | NYISO_J-K | Internal | Summer | B5 | 200 | 330 | 0 | 53.73 | 49.18 | 6 | 0
2020 | PJM_E_2_NYISO_J-K | PJM_E | NYISO_J-K | Internal | Summer | B6 | 300 | 330 | 0 | 46.59 | 49.18 | 6 | 0
2020 | PJM_E_2_NYISO_J-K | PJM_E | NYISO_J-K | Internal | Summer | B7 | 400 | 330 | 0 | 40.38 | 37.91 | 6 | 0
2020 | PJM_E_2_NYISO_J-K | PJM_E | NYISO_J-K | Internal | Summer | B8 | 500 | 330 | 0 | 37.86 | 37.05 | 6 | 0
2020 | PJM_E_2_NYISO_J-K | PJM_E | NYISO_J-K | Internal | Summer | B9 | 800 | 330 | 0 | 36.91 | 36.63 | 6 | 0
2020 | PJM_E_2_NYISO_J-K | PJM_E | NYISO_J-K | Internal | Summer | B10 | 1262 | 330 | 0 | 34.67 | 36.63 | 6 | 0
2020 | PJM_E_2_NYISO_J-K | PJM_E | NYISO_J-K | Internal | Winter | B16 | 25 | 330 | 0 | 51.68 | 50.79 | 6 | 0
2020 | PJM_E_2_NYISO_J-K | PJM_E | NYISO_J-K | Internal | Winter | B17 | 100 | 330 | 0 | 47.29 | 50.79 | 6 | 0
2020 | PJM_E_2_NYISO_J-K | PJM_E | NYISO_J-K | Internal | Winter | B18 | 400 | 330 | 0 | 43.58 | 47.78 | 6 | 0
2020 | PJM_E_2_NYISO_J-K | PJM_E | NYISO_J-K | Internal | Winter | B19 | 700 | 330 | 155.85 | 41.76 | 47.76 | 6 | 0
2020 | PJM_E_2_NYISO_J-K | PJM_E | NYISO_J-K | Internal | Winter | B20 | 935 | 330 | 330 | 37.01 | 45.55 | 6 | 2.55
2020 | PJM_E_2_PJM_ROM | PJM_E | PJM_ROM | Internal | Shoulder | B11 | 25 | 8000 | 4029.43 | 51.96 | 51.97 | 0.01 | 0
2020 | PJM_E_2_PJM_ROM | PJM_E | PJM_ROM | Internal | Shoulder | B12 | 200 | 8000 | 3520.81 | 43.59 | 43.6 | 0.01 | 0
2020 | PJM_E_2_PJM_ROM | PJM_E | PJM_ROM | Internal | Shoulder | B13 | 600 | 8000 | 1350.87 | 42.68 | 42.69 | 0.01 | 0
2020 | PJM_E_2_PJM_ROM | PJM_E | PJM_ROM | Internal | Shoulder | B14 | 900 | 8000 | 276.11 | 40.08 | 40.1 | 0.01 | 0
2020 | PJM_E_2_PJM_ROM | PJM_E | PJM_ROM | Internal | Shoulder | B15 | 1203 | 8000 | 505.56 | 37.21 | 37.22 | 0.01 | 0
2020 | PJM_E_2_PJM_ROM | PJM_E | PJM_ROM | Internal | Summer | B1 | 10 | 8000 | 0.56 | 67.08 | 67.07 | 0.01 | 0
2020 | PJM_E_2_PJM_ROM | PJM_E | PJM_ROM | Internal | Summer | B2 | 25 | 8000 | 0.23 | 65.55 | 65.54 | 0.01 | 0
2020 | PJM_E_2_PJM_ROM | PJM_E | PJM_ROM | Internal | Summer | B3 | 75 | 8000 | 0.08 | 61.3 | 61.29 | 0.01 | 0
2020 | PJM_E_2_PJM_ROM | PJM_E | PJM_ROM | Internal | Summer | B4 | 100 | 8000 | 1491.96 | 61.26 | 61.27 | 0.01 | 0
2020 | PJM_E_2_PJM_ROM | PJM_E | PJM_ROM | Internal | Summer | B5 | 200 | 8000 | 927.8 | 53.73 | 53.74 | 0.01 | 0
2020 | PJM_E_2_PJM_ROM | PJM_E | PJM_ROM | Internal | Summer | B6 | 300 | 8000 | 1664.88 | 46.59 | 46.6 | 0.01 | 0
2020 | PJM_E_2_PJM_ROM | PJM_E | PJM_ROM | Internal | Summer | B7 | 400 | 8000 | 1521.23 | 40.38 | 40.39 | 0.01 | 0
2020 | PJM_E_2_PJM_ROM | PJM_E | PJM_ROM | Internal | Summer | B8 | 500 | 8000 | 0.01 | 37.86 | 37.84 | 0.01 | 0
2020 | PJM_E_2_PJM_ROM | PJM_E | PJM_ROM | Internal | Summer | B9 | 800 | 8000 | 0 | 36.91 | 36.9 | 0.01 | 0
2020 | PJM_E_2_PJM_ROM | PJM_E | PJM_ROM | Internal | Summer | B10 | 1262 | 8000 | 0 | 34.67 | 34.66 | 0.01 | 0
2020 | PJM_E_2_PJM_ROM | PJM_E | PJM_ROM | Internal | Winter | B16 | 25 | 8000 | 123.08 | 51.68 | 51.7 | 0.01 | 0
2020 | PJM_E_2_PJM_ROM | PJM_E | PJM_ROM | Internal | Winter | B17 | 100 | 8000 | 0.06 | 47.29 | 47.27 | 0.01 | 0
2020 | PJM_E_2_PJM_ROM | PJM_E | PJM_ROM | Internal | Winter | B18 | 400 | 8000 | 0.01 | 43.58 | 43.57 | 0.01 | 0
2020 | PJM_E_2_PJM_ROM | PJM_E | PJM_ROM | Internal | Winter | B19 | 700 | 8000 | 0 | 41.76 | 41.75 | 0.01 | 0
2020 | PJM_E_2_PJM_ROM | PJM_E | PJM_ROM | Internal | Winter | B20 | 935 | 8000 | 0 | 37.01 | 36.99 | 0.01 | 0
2020 | PJM_ROR_2_MISO_IN | PJM_ROR | MISO_IN | Internal | Shoulder | B11 | 25 | 909 | 41.34 | 51.98 | 53.98 | 2 | 0
2020 | PJM_ROR_2_MISO_IN | PJM_ROR | MISO_IN | Internal | Shoulder | B12 | 200 | 909 | 0 | 43.61 | 42.48 | 2 | 0
2020 | PJM_ROR_2_MISO_IN | PJM_ROR | MISO_IN | Internal | Shoulder | B13 | 600 | 909 | 0 | 42.7 | 40.93 | 2 | 0
2020 | PJM_ROR_2_MISO_IN | PJM_ROR | MISO_IN | Internal | Shoulder | B14 | 900 | 909 | 0 | 40.08 | 39.35 | 2 | 0
2020 | PJM_ROR_2_MISO_IN | PJM_ROR | MISO_IN | Internal | Shoulder | B15 | 1203 | 909 | 0 | 37.21 | 36.92 | 2 | 0
2020 | PJM_ROR_2_MISO_IN | PJM_ROR | MISO_IN | Internal | Summer | B1 | 10 | 909 | 0 | 67.05 | 65.04 | 2 | 0
2020 | PJM_ROR_2_MISO_IN | PJM_ROR | MISO_IN | Internal | Summer | B2 | 25 | 909 | 0 | 65.53 | 63.54 | 2 | 0
2020 | PJM_ROR_2_MISO_IN | PJM_ROR | MISO_IN | Internal | Summer | B3 | 75 | 909 | 0 | 61.28 | 61.13 | 2 | 0
2020 | PJM_ROR_2_MISO_IN | PJM_ROR | MISO_IN | Internal | Summer | B4 | 100 | 909 | 0 | 61.28 | 59.65 | 2 | 0
2020 | PJM_ROR_2_MISO_IN | PJM_ROR | MISO_IN | Internal | Summer | B5 | 200 | 909 | 0 | 53.76 | 51.77 | 2 | 0
2020 | PJM_ROR_2_MISO_IN | PJM_ROR | MISO_IN | Internal | Summer | B6 | 300 | 909 | 0 | 46.62 | 44.63 | 2 | 0
2020 | PJM_ROR_2_MISO_IN | PJM_ROR | MISO_IN | Internal | Summer | B7 | 400 | 909 | 0 | 40.4 | 38.96 | 2 | 0
2020 | PJM_ROR_2_MISO_IN | PJM_ROR | MISO_IN | Internal | Summer | B8 | 500 | 909 | 0 | 37.83 | 37.36 | 2 | 0
2020 | PJM_ROR_2_MISO_IN | PJM_ROR | MISO_IN | Internal | Summer | B9 | 800 | 909 | 0 | 36.88 | 36.04 | 2 | 0
2020 | PJM_ROR_2_MISO_IN | PJM_ROR | MISO_IN | Internal | Summer | B10 | 1262 | 909 | 0 | 34.65 | 34.62 | 2 | 0
2020 | PJM_ROR_2_MISO_IN | PJM_ROR | MISO_IN | Internal | Winter | B16 | 25 | 909 | 0 | 51.68 | 50.7 | 2 | 0
2020 | PJM_ROR_2_MISO_IN | PJM_ROR | MISO_IN | Internal | Winter | B17 | 100 | 909 | 0 | 47.26 | 45.27 | 2 | 0
2020 | PJM_ROR_2_MISO_IN | PJM_ROR | MISO_IN | Internal | Winter | B18 | 400 | 909 | 0 | 43.56 | 41.57 | 2 | 0
2020 | PJM_ROR_2_MISO_IN | PJM_ROR | MISO_IN | Internal | Winter | B19 | 700 | 909 | 0 | 41.74 | 39.96 | 2 | 0
2020 | PJM_ROR_2_MISO_IN | PJM_ROR | MISO_IN | Internal | Winter | B20 | 935 | 909 | 0 | 36.98 | 36.22 | 2 | 0
2020 | PJM_ROR_2_MISO_MI | PJM_ROR | MISO_MI | Internal | Shoulder | B11 | 25 | 1305 | 0 | 51.98 | 51.58 | 2 | 0
2020 | PJM_ROR_2_MISO_MI | PJM_ROR | MISO_MI | Internal | Shoulder | B12 | 200 | 1305 | 0 | 43.61 | 42.5 | 2 | 0
2020 | PJM_ROR_2_MISO_MI | PJM_ROR | MISO_MI | Internal | Shoulder | B13 | 600 | 1305 | 0 | 42.7 | 40.94 | 2 | 0
2020 | PJM_ROR_2_MISO_MI | PJM_ROR | MISO_MI | Internal | Shoulder | B14 | 900 | 1305 | 0 | 40.08 | 39.35 | 2 | 0
2020 | PJM_ROR_2_MISO_MI | PJM_ROR | MISO_MI | Internal | Shoulder | B15 | 1203 | 1305 | 0 | 37.21 | 36.91 | 2 | 0
2020 | PJM_ROR_2_MISO_MI | PJM_ROR | MISO_MI | Internal | Summer | B1 | 10 | 1305 | 0 | 67.05 | 65.03 | 2 | 0
2020 | PJM_ROR_2_MISO_MI | PJM_ROR | MISO_MI | Internal | Summer | B2 | 25 | 1305 | 0 | 65.53 | 63.53 | 2 | 0
2020 | PJM_ROR_2_MISO_MI | PJM_ROR | MISO_MI | Internal | Summer | B3 | 75 | 1305 | 0 | 61.28 | 59.28 | 2 | 0
2020 | PJM_ROR_2_MISO_MI | PJM_ROR | MISO_MI | Internal | Summer | B4 | 100 | 1305 | 0 | 61.28 | 59.28 | 2 | 0
2020 | PJM_ROR_2_MISO_MI | PJM_ROR | MISO_MI | Internal | Summer | B5 | 200 | 1305 | 0 | 53.76 | 51.76 | 2 | 0
2020 | PJM_ROR_2_MISO_MI | PJM_ROR | MISO_MI | Internal | Summer | B6 | 300 | 1305 | 0 | 46.62 | 44.62 | 2 | 0
2020 | PJM_ROR_2_MISO_MI | PJM_ROR | MISO_MI | Internal | Summer | B7 | 400 | 1305 | 0 | 40.4 | 38.97 | 2 | 0
2020 | PJM_ROR_2_MISO_MI | PJM_ROR | MISO_MI | Internal | Summer | B8 | 500 | 1305 | 0 | 37.83 | 37.38 | 2 | 0
2020 | PJM_ROR_2_MISO_MI | PJM_ROR | MISO_MI | Internal | Summer | B9 | 800 | 1305 | 0 | 36.88 | 36.06 | 2 | 0
2020 | PJM_ROR_2_MISO_MI | PJM_ROR | MISO_MI | Internal | Summer | B10 | 1262 | 1305 | 0 | 34.65 | 34.63 | 2 | 0
2020 | PJM_ROR_2_MISO_MI | PJM_ROR | MISO_MI | Internal | Winter | B16 | 25 | 1305 | 0 | 51.68 | 50.69 | 2 | 0
2020 | PJM_ROR_2_MISO_MI | PJM_ROR | MISO_MI | Internal | Winter | B17 | 100 | 1305 | 0 | 47.26 | 45.29 | 2 | 0
2020 | PJM_ROR_2_MISO_MI | PJM_ROR | MISO_MI | Internal | Winter | B18 | 400 | 1305 | 0 | 43.56 | 41.56 | 2 | 0
2020 | PJM_ROR_2_MISO_MI | PJM_ROR | MISO_MI | Internal | Winter | B19 | 700 | 1305 | 0 | 41.74 | 39.97 | 2 | 0
2020 | PJM_ROR_2_MISO_MI | PJM_ROR | MISO_MI | Internal | Winter | B20 | 935 | 1305 | 0 | 36.98 | 36.24 | 2 | 0
2020 | PJM_ROR_2_MISO_MO-IL | PJM_ROR | MISO_MO-IL | Internal | Shoulder | B11 | 25 | 1111 | 986.53 | 51.98 | 53.98 | 2 | 0
2020 | PJM_ROR_2_MISO_MO-IL | PJM_ROR | MISO_MO-IL | Internal | Shoulder | B12 | 200 | 1111 | 0 | 43.61 | 42.47 | 2 | 0
2020 | PJM_ROR_2_MISO_MO-IL | PJM_ROR | MISO_MO-IL | Internal | Shoulder | B13 | 600 | 1111 | 0 | 42.7 | 40.92 | 2 | 0
2020 | PJM_ROR_2_MISO_MO-IL | PJM_ROR | MISO_MO-IL | Internal | Shoulder | B14 | 900 | 1111 | 0 | 40.08 | 39.33 | 2 | 0
2020 | PJM_ROR_2_MISO_MO-IL | PJM_ROR | MISO_MO-IL | Internal | Shoulder | B15 | 1203 | 1111 | 0 | 37.21 | 36.92 | 2 | 0
2020 | PJM_ROR_2_MISO_MO-IL | PJM_ROR | MISO_MO-IL | Internal | Summer | B1 | 10 | 1111 | 0 | 67.05 | 65.05 | 2 | 0
2020 | PJM_ROR_2_MISO_MO-IL | PJM_ROR | MISO_MO-IL | Internal | Summer | B2 | 25 | 1111 | 0 | 65.53 | 63.53 | 2 | 0
2020 | PJM_ROR_2_MISO_MO-IL | PJM_ROR | MISO_MO-IL | Internal | Summer | B3 | 75 | 1111 | 0 | 61.28 | 61.14 | 2 | 0
2020 | PJM_ROR_2_MISO_MO-IL | PJM_ROR | MISO_MO-IL | Internal | Summer | B4 | 100 | 1111 | 0 | 61.28 | 59.66 | 2 | 0
2020 | PJM_ROR_2_MISO_MO-IL | PJM_ROR | MISO_MO-IL | Internal | Summer | B5 | 200 | 1111 | 0 | 53.76 | 51.78 | 2 | 0
2020 | PJM_ROR_2_MISO_MO-IL | PJM_ROR | MISO_MO-IL | Internal | Summer | B6 | 300 | 1111 | 0 | 46.62 | 44.64 | 2 | 0
2020 | PJM_ROR_2_MISO_MO-IL | PJM_ROR | MISO_MO-IL | Internal | Summer | B7 | 400 | 1111 | 0 | 40.4 | 38.95 | 2 | 0
2020 | PJM_ROR_2_MISO_MO-IL | PJM_ROR | MISO_MO-IL | Internal | Summer | B8 | 500 | 1111 | 0 | 37.83 | 37.35 | 2 | 0
2020 | PJM_ROR_2_MISO_MO-IL | PJM_ROR | MISO_MO-IL | Internal | Summer | B9 | 800 | 1111 | 0 | 36.88 | 36.06 | 2 | 0
2020 | PJM_ROR_2_MISO_MO-IL | PJM_ROR | MISO_MO-IL | Internal | Summer | B10 | 1262 | 1111 | 0 | 34.65 | 34.61 | 2 | 0
2020 | PJM_ROR_2_MISO_MO-IL | PJM_ROR | MISO_MO-IL | Internal | Winter | B16 | 25 | 1111 | 0 | 51.68 | 49.68 | 2 | 0
2020 | PJM_ROR_2_MISO_MO-IL | PJM_ROR | MISO_MO-IL | Internal | Winter | B17 | 100 | 1111 | 0 | 47.26 | 45.26 | 2 | 0
2020 | PJM_ROR_2_MISO_MO-IL | PJM_ROR | MISO_MO-IL | Internal | Winter | B18 | 400 | 1111 | 0 | 43.56 | 41.56 | 2 | 0
2020 | PJM_ROR_2_MISO_MO-IL | PJM_ROR | MISO_MO-IL | Internal | Winter | B19 | 700 | 1111 | 0 | 41.74 | 39.97 | 2 | 0
2020 | PJM_ROR_2_MISO_MO-IL | PJM_ROR | MISO_MO-IL | Internal | Winter | B20 | 935 | 1111 | 0 | 36.98 | 36.24 | 2 | 0
2020 | PJM_ROR_2_MISO_W | PJM_ROR | MISO_W | Internal | Shoulder | B11 | 25 | 709 | 12.39 | 51.98 | 53.98 | 2 | 0
2020 | PJM_ROR_2_MISO_W | PJM_ROR | MISO_W | Internal | Shoulder | B12 | 200 | 709 | 0 | 43.61 | 42.46 | 2 | 0
2020 | PJM_ROR_2_MISO_W | PJM_ROR | MISO_W | Internal | Shoulder | B13 | 600 | 709 | 0 | 42.7 | 40.93 | 2 | 0
2020 | PJM_ROR_2_MISO_W | PJM_ROR | MISO_W | Internal | Shoulder | B14 | 900 | 709 | 0 | 40.08 | 39.35 | 2 | 0
2020 | PJM_ROR_2_MISO_W | PJM_ROR | MISO_W | Internal | Shoulder | B15 | 1203 | 709 | 0 | 37.21 | 36.92 | 2 | 0
2020 | PJM_ROR_2_MISO_W | PJM_ROR | MISO_W | Internal | Summer | B1 | 10 | 709 | 0 | 67.05 | 65.04 | 2 | 0
2020 | PJM_ROR_2_MISO_W | PJM_ROR | MISO_W | Internal | Summer | B2 | 25 | 709 | 0 | 65.53 | 63.51 | 2 | 0
2020 | PJM_ROR_2_MISO_W | PJM_ROR | MISO_W | Internal | Summer | B3 | 75 | 709 | 0 | 61.28 | 62.58 | 2 | 0
2020 | PJM_ROR_2_MISO_W | PJM_ROR | MISO_W | Internal | Summer | B4 | 100 | 709 | 0 | 61.28 | 59.68 | 2 | 0
2020 | PJM_ROR_2_MISO_W | PJM_ROR | MISO_W | Internal | Summer | B5 | 200 | 709 | 0 | 53.76 | 51.79 | 2 | 0
2020 | PJM_ROR_2_MISO_W | PJM_ROR | MISO_W | Internal | Summer | B6 | 300 | 709 | 0 | 46.62 | 44.76 | 2 | 0
2020 | PJM_ROR_2_MISO_W | PJM_ROR | MISO_W | Internal | Summer | B7 | 400 | 709 | 0 | 40.4 | 38.93 | 2 | 0
2020 | PJM_ROR_2_MISO_W | PJM_ROR | MISO_W | Internal | Summer | B8 | 500 | 709 | 0 | 37.83 | 37.34 | 2 | 0
2020 | PJM_ROR_2_MISO_W | PJM_ROR | MISO_W | Internal | Summer | B9 | 800 | 709 | 0 | 36.88 | 36.07 | 2 | 0
2020 | PJM_ROR_2_MISO_W | PJM_ROR | MISO_W | Internal | Summer | B10 | 1262 | 709 | 0 | 34.65 | 34.6 | 2 | 0
2020 | PJM_ROR_2_MISO_W | PJM_ROR | MISO_W | Internal | Winter | B16 | 25 | 709 | 0 | 51.68 | 49.67 | 2 | 0
2020 | PJM_ROR_2_MISO_W | PJM_ROR | MISO_W | Internal | Winter | B17 | 100 | 709 | 0 | 47.26 | 45.25 | 2 | 0
2020 | PJM_ROR_2_MISO_W | PJM_ROR | MISO_W | Internal | Winter | B18 | 400 | 709 | 0 | 43.56 | 41.57 | 2 | 0
2020 | PJM_ROR_2_MISO_W | PJM_ROR | MISO_W | Internal | Winter | B19 | 700 | 709 | 0 | 41.74 | 40 | 2 | 0
2020 | PJM_ROR_2_MISO_W | PJM_ROR | MISO_W | Internal | Winter | B20 | 935 | 709 | 0 | 36.98 | 36.22 | 2 | 0
2020 | PJM_ROR_2_MISO_WUMS | PJM_ROR | MISO_WUMS | Internal | Shoulder | B11 | 25 | 1467 | 132.17 | 51.98 | 53.98 | 2 | 0
2020 | PJM_ROR_2_MISO_WUMS | PJM_ROR | MISO_WUMS | Internal | Shoulder | B12 | 200 | 1467 | 0 | 43.61 | 42.47 | 2 | 0
2020 | PJM_ROR_2_MISO_WUMS | PJM_ROR | MISO_WUMS | Internal | Shoulder | B13 | 600 | 1467 | 0 | 42.7 | 40.94 | 2 | 0
2020 | PJM_ROR_2_MISO_WUMS | PJM_ROR | MISO_WUMS | Internal | Shoulder | B14 | 900 | 1467 | 0 | 40.08 | 39.36 | 2 | 0
2020 | PJM_ROR_2_MISO_WUMS | PJM_ROR | MISO_WUMS | Internal | Shoulder | B15 | 1203 | 1467 | 0 | 37.21 | 36.91 | 2 | 0
2020 | PJM_ROR_2_MISO_WUMS | PJM_ROR | MISO_WUMS | Internal | Summer | B1 | 10 | 1467 | 0 | 67.05 | 65.05 | 2 | 0
2020 | PJM_ROR_2_MISO_WUMS | PJM_ROR | MISO_WUMS | Internal | Summer | B2 | 25 | 1467 | 0 | 65.53 | 63.53 | 2 | 0
2020 | PJM_ROR_2_MISO_WUMS | PJM_ROR | MISO_WUMS | Internal | Summer | B3 | 75 | 1467 | 0 | 61.28 | 62.59 | 2 | 0
2020 | PJM_ROR_2_MISO_WUMS | PJM_ROR | MISO_WUMS | Internal | Summer | B4 | 100 | 1467 | 0 | 61.28 | 59.69 | 2 | 0
2020 | PJM_ROR_2_MISO_WUMS | PJM_ROR | MISO_WUMS | Internal | Summer | B5 | 200 | 1467 | 0 | 53.76 | 51.78 | 2 | 0
2020 | PJM_ROR_2_MISO_WUMS | PJM_ROR | MISO_WUMS | Internal | Summer | B6 | 300 | 1467 | 0 | 46.62 | 44.75 | 2 | 0
2020 | PJM_ROR_2_MISO_WUMS | PJM_ROR | MISO_WUMS | Internal | Summer | B7 | 400 | 1467 | 0 | 40.4 | 38.95 | 2 | 0
2020 | PJM_ROR_2_MISO_WUMS | PJM_ROR | MISO_WUMS | Internal | Summer | B8 | 500 | 1467 | 0 | 37.83 | 37.35 | 2 | 0
2020 | PJM_ROR_2_MISO_WUMS | PJM_ROR | MISO_WUMS | Internal | Summer | B9 | 800 | 1467 | 0 | 36.88 | 36.08 | 2 | 0
2020 | PJM_ROR_2_MISO_WUMS | PJM_ROR | MISO_WUMS | Internal | Summer | B10 | 1262 | 1467 | 0 | 34.65 | 34.8 | 2 | 0
2020 | PJM_ROR_2_MISO_WUMS | PJM_ROR | MISO_WUMS | Internal | Winter | B16 | 25 | 1467 | 0 | 51.68 | 49.68 | 2 | 0
2020 | PJM_ROR_2_MISO_WUMS | PJM_ROR | MISO_WUMS | Internal | Winter | B17 | 100 | 1467 | 0 | 47.26 | 45.26 | 2 | 0
2020 | PJM_ROR_2_MISO_WUMS | PJM_ROR | MISO_WUMS | Internal | Winter | B18 | 400 | 1467 | 0 | 43.56 | 41.56 | 2 | 0
2020 | PJM_ROR_2_MISO_WUMS | PJM_ROR | MISO_WUMS | Internal | Winter | B19 | 700 | 1467 | 0 | 41.74 | 40.01 | 2 | 0
2020 | PJM_ROR_2_MISO_WUMS | PJM_ROR | MISO_WUMS | Internal | Winter | B20 | 935 | 1467 | 0 | 36.98 | 36.25 | 2 | 0
2020 | PJM_ROR_2_PJM_ROM | PJM_ROR | PJM_ROM | Internal | Shoulder | B11 | 25 | 8000 | 0.22 | 51.98 | 51.97 | 0.01 | 0
2020 | PJM_ROR_2_PJM_ROM | PJM_ROR | PJM_ROM | Internal | Shoulder | B12 | 200 | 8000 | 0.03 | 43.61 | 43.6 | 0.01 | 0
2020 | PJM_ROR_2_PJM_ROM | PJM_ROR | PJM_ROM | Internal | Shoulder | B13 | 600 | 8000 | 0.01 | 42.7 | 42.69 | 0.01 | 0
2020 | PJM_ROR_2_PJM_ROM | PJM_ROR | PJM_ROM | Internal | Shoulder | B14 | 900 | 8000 | 907.99 | 40.08 | 40.1 | 0.01 | 0
2020 | PJM_ROR_2_PJM_ROM | PJM_ROR | PJM_ROM | Internal | Shoulder | B15 | 1203 | 8000 | 1102.53 | 37.21 | 37.22 | 0.01 | 0
2020 | PJM_ROR_2_PJM_ROM | PJM_ROR | PJM_ROM | Internal | Summer | B1 | 10 | 8000 | 4450.55 | 67.05 | 67.07 | 0.01 | 0
2020 | PJM_ROR_2_PJM_ROM | PJM_ROR | PJM_ROM | Internal | Summer | B2 | 25 | 8000 | 3125.17 | 65.53 | 65.54 | 0.01 | 0
2020 | PJM_ROR_2_PJM_ROM | PJM_ROR | PJM_ROM | Internal | Summer | B3 | 75 | 8000 | 775.22 | 61.28 | 61.29 | 0.01 | 0
2020 | PJM_ROR_2_PJM_ROM | PJM_ROR | PJM_ROM | Internal | Summer | B4 | 100 | 8000 | 0.06 | 61.28 | 61.27 | 0.01 | 0
2020 | PJM_ROR_2_PJM_ROM | PJM_ROR | PJM_ROM | Internal | Summer | B5 | 200 | 8000 | 0.03 | 53.76 | 53.74 | 0.01 | 0
2020 | PJM_ROR_2_PJM_ROM | PJM_ROR | PJM_ROM | Internal | Summer | B6 | 300 | 8000 | 0.02 | 46.62 | 46.6 | 0.01 | 0
2020 | PJM_ROR_2_PJM_ROM | PJM_ROR | PJM_ROM | Internal | Summer | B7 | 400 | 8000 | 0.02 | 40.4 | 40.39 | 0.01 | 0
2020 | PJM_ROR_2_PJM_ROM | PJM_ROR | PJM_ROM | Internal | Summer | B8 | 500 | 8000 | 2176.18 | 37.83 | 37.84 | 0.01 | 0
2020 | PJM_ROR_2_PJM_ROM | PJM_ROR | PJM_ROM | Internal | Summer | B9 | 800 | 8000 | 2696.57 | 36.88 | 36.9 | 0.01 | 0
2020 | PJM_ROR_2_PJM_ROM | PJM_ROR | PJM_ROM | Internal | Summer | B10 | 1262 | 8000 | 4832.79 | 34.65 | 34.66 | 0.01 | 0
2020 | PJM_ROR_2_PJM_ROM | PJM_ROR | PJM_ROM | Internal | Winter | B16 | 25 | 8000 | 483.53 | 51.68 | 51.7 | 0.01 | 0
2020 | PJM_ROR_2_PJM_ROM | PJM_ROR | PJM_ROM | Internal | Winter | B17 | 100 | 8000 | 2540.21 | 47.26 | 47.27 | 0.01 | 0
2020 | PJM_ROR_2_PJM_ROM | PJM_ROR | PJM_ROM | Internal | Winter | B18 | 400 | 8000 | 5249.38 | 43.56 | 43.57 | 0.01 | 0
2020 | PJM_ROR_2_PJM_ROM | PJM_ROR | PJM_ROM | Internal | Winter | B19 | 700 | 8000 | 4992.46 | 41.74 | 41.75 | 0.01 | 0
2020 | PJM_ROR_2_PJM_ROM | PJM_ROR | PJM_ROM | Internal | Winter | B20 | 935 | 8000 | 4457.05 | 36.98 | 36.99 | 0.01 | 0
2020 | PJM_ROR_2_TVA_Transmission | PJM_ROR | TVA_Transmission | Internal | Shoulder | B11 | 25 | 2500 | 0.03 | 51.98 | 57.83 | 6 | 0
2020 | PJM_ROR_2_TVA_Transmission | PJM_ROR | TVA_Transmission | Internal | Shoulder | B12 | 200 | 2500 | 0 | 43.61 | 45.72 | 6 | 0
2020 | PJM_ROR_2_TVA_Transmission | PJM_ROR | TVA_Transmission | Internal | Shoulder | B13 | 600 | 2500 | 0 | 42.7 | 44.79 | 6 | 0
2020 | PJM_ROR_2_TVA_Transmission | PJM_ROR | TVA_Transmission | Internal | Shoulder | B14 | 900 | 2500 | 0 | 40.08 | 43.52 | 6 | 0
2020 | PJM_ROR_2_TVA_Transmission | PJM_ROR | TVA_Transmission | Internal | Shoulder | B15 | 1203 | 2500 | 0 | 37.21 | 42.22 | 6 | 0
2020 | PJM_ROR_2_TVA_Transmission | PJM_ROR | TVA_Transmission | Internal | Summer | B1 | 10 | 2500 | 771.24 | 67.05 | 73.05 | 6 | 0
2020 | PJM_ROR_2_TVA_Transmission | PJM_ROR | TVA_Transmission | Internal | Summer | B2 | 25 | 2500 | 1677.31 | 65.53 | 71.53 | 6 | 0
2020 | PJM_ROR_2_TVA_Transmission | PJM_ROR | TVA_Transmission | Internal | Summer | B3 | 75 | 2500 | 1596.83 | 61.28 | 67.28 | 6 | 0
2020 | PJM_ROR_2_TVA_Transmission | PJM_ROR | TVA_Transmission | Internal | Summer | B4 | 100 | 2500 | 896.01 | 61.28 | 67.28 | 6 | 0
2020 | PJM_ROR_2_TVA_Transmission | PJM_ROR | TVA_Transmission | Internal | Summer | B5 | 200 | 2500 | 0 | 53.76 | 58.5 | 6 | 0
2020 | PJM_ROR_2_TVA_Transmission | PJM_ROR | TVA_Transmission | Internal | Summer | B6 | 300 | 2500 | 0 | 46.62 | 49.92 | 6 | 0
2020 | PJM_ROR_2_TVA_Transmission | PJM_ROR | TVA_Transmission | Internal | Summer | B7 | 400 | 2500 | 0 | 40.4 | 44.09 | 6 | 0
2020 | PJM_ROR_2_TVA_Transmission | PJM_ROR | TVA_Transmission | Internal | Summer | B8 | 500 | 2500 | 0 | 37.83 | 41.97 | 6 | 0
2020 | PJM_ROR_2_TVA_Transmission | PJM_ROR | TVA_Transmission | Internal | Summer | B9 | 800 | 2500 | 0 | 36.88 | 41.33 | 6 | 0
2020 | PJM_ROR_2_TVA_Transmission | PJM_ROR | TVA_Transmission | Internal | Summer | B10 | 1262 | 2500 | 0 | 34.65 | 38.66 | 6 | 0
2020 | PJM_ROR_2_TVA_Transmission | PJM_ROR | TVA_Transmission | Internal | Winter | B16 | 25 | 2500 | 0 | 51.68 | 55.38 | 6 | 0
2020 | PJM_ROR_2_TVA_Transmission | PJM_ROR | TVA_Transmission | Internal | Winter | B17 | 100 | 2500 | 0 | 47.26 | 48.57 | 6 | 0
2020 | PJM_ROR_2_TVA_Transmission | PJM_ROR | TVA_Transmission | Internal | Winter | B18 | 400 | 2500 | 0 | 43.56 | 45.48 | 6 | 0
2020 | PJM_ROR_2_TVA_Transmission | PJM_ROR | TVA_Transmission | Internal | Winter | B19 | 700 | 2500 | 0 | 41.74 | 44.16 | 6 | 0
2020 | PJM_ROR_2_TVA_Transmission | PJM_ROR | TVA_Transmission | Internal | Winter | B20 | 935 | 2500 | 0 | 36.98 | 42.07 | 6 | 0
2020 | PJM_ROR_2_VACAR | PJM_ROR | VACAR | Internal | Shoulder | B11 | 25 | 3000 | 3000 | 51.98 | 59.66 | 6 | 1.68
2020 | PJM_ROR_2_VACAR | PJM_ROR | VACAR | Internal | Shoulder | B12 | 200 | 3000 | 712.76 | 43.61 | 49.61 | 6 | 0
2020 | PJM_ROR_2_VACAR | PJM_ROR | VACAR | Internal | Shoulder | B13 | 600 | 3000 | 0 | 42.7 | 48 | 6 | 0
2020 | PJM_ROR_2_VACAR | PJM_ROR | VACAR | Internal | Shoulder | B14 | 900 | 3000 | 1554.16 | 40.08 | 46.08 | 6 | 0
2020 | PJM_ROR_2_VACAR | PJM_ROR | VACAR | Internal | Shoulder | B15 | 1203 | 3000 | 866.78 | 37.21 | 43.21 | 6 | 0
2020 | PJM_ROR_2_VACAR | PJM_ROR | VACAR | Internal | Summer | B1 | 10 | 3000 | 2145.44 | 67.05 | 73.05 | 6 | 0
2020 | PJM_ROR_2_VACAR | PJM_ROR | VACAR | Internal | Summer | B2 | 25 | 3000 | 3000 | 65.53 | 73.05 | 6 | 1.53
2020 | PJM_ROR_2_VACAR | PJM_ROR | VACAR | Internal | Summer | B3 | 75 | 3000 | 3000 | 61.28 | 73.05 | 6 | 5.77
2020 | PJM_ROR_2_VACAR | PJM_ROR | VACAR | Internal | Summer | B4 | 100 | 3000 | 2938.33 | 61.28 | 67.28 | 6 | 0
2020 | PJM_ROR_2_VACAR | PJM_ROR | VACAR | Internal | Summer | B5 | 200 | 3000 | 1620.61 | 53.76 | 59.76 | 6 | 0
2020 | PJM_ROR_2_VACAR | PJM_ROR | VACAR | Internal | Summer | B6 | 300 | 3000 | 1963.9 | 46.62 | 52.62 | 6 | 0
2020 | PJM_ROR_2_VACAR | PJM_ROR | VACAR | Internal | Summer | B7 | 400 | 3000 | 2873.82 | 40.4 | 46.4 | 6 | 0
2020 | PJM_ROR_2_VACAR | PJM_ROR | VACAR | Internal | Summer | B8 | 500 | 3000 | 2158.16 | 37.83 | 43.83 | 6 | 0
2020 | PJM_ROR_2_VACAR | PJM_ROR | VACAR | Internal | Summer | B9 | 800 | 3000 | 3000 | 36.88 | 42.96 | 6 | 0.08
2020 | PJM_ROR_2_VACAR | PJM_ROR | VACAR | Internal | Summer | B10 | 1262 | 3000 | 3000 | 34.65 | 40.94 | 6 | 0.3
2020 | PJM_ROR_2_VACAR | PJM_ROR | VACAR | Internal | Winter | B16 | 25 | 3000 | 3000 | 51.68 | 59.68 | 6 | 2
2020 | PJM_ROR_2_VACAR | PJM_ROR | VACAR | Internal | Winter | B17 | 100 | 3000 | 762.35 | 47.26 | 53.26 | 6 | 0
2020 | PJM_ROR_2_VACAR | PJM_ROR | VACAR | Internal | Winter | B18 | 400 | 3000 | 0 | 43.56 | 47.64 | 6 | 0
2020 | PJM_ROR_2_VACAR | PJM_ROR | VACAR | Internal | Winter | B19 | 700 | 3000 | 0 | 41.74 | 46.49 | 6 | 0
2020 | PJM_ROR_2_VACAR | PJM_ROR | VACAR | Internal | Winter | B20 | 935 | 3000 | 2211.87 | 36.98 | 42.98 | 6 | 0
2020 | PJM_ROM_2_NYISO_A-F | PJM_ROM | NYISO_A-F | Internal | Shoulder | B11 | 25 | 2000 | 0 | 51.97 | 39.85 | 6 | 0
2020 | PJM_ROM_2_NYISO_A-F | PJM_ROM | NYISO_A-F | Internal | Shoulder | B12 | 200 | 2000 | 0 | 43.6 | 39.85 | 6 | 0
2020 | PJM_ROM_2_NYISO_A-F | PJM_ROM | NYISO_A-F | Internal | Shoulder | B13 | 600 | 2000 | 0 | 42.69 | 37.7 | 6 | 0
2020 | PJM_ROM_2_NYISO_A-F | PJM_ROM | NYISO_A-F | Internal | Shoulder | B14 | 900 | 2000 | 0 | 40.1 | 37.7 | 6 | 0
2020 | PJM_ROM_2_NYISO_A-F | PJM_ROM | NYISO_A-F | Internal | Shoulder | B15 | 1203 | 2000 | 0 | 37.22 | 37.7 | 6 | 0
2020 | PJM_ROM_2_NYISO_A-F | PJM_ROM | NYISO_A-F | Internal | Summer | B1 | 10 | 2000 | 0 | 67.07 | 59.07 | 6 | 0
2020 | PJM_ROM_2_NYISO_A-F | PJM_ROM | NYISO_A-F | Internal | Summer | B2 | 25 | 2000 | 0 | 65.54 | 57.54 | 6 | 0
2020 | PJM_ROM_2_NYISO_A-F | PJM_ROM | NYISO_A-F | Internal | Summer | B3 | 75 | 2000 | 0 | 61.29 | 51.18 | 6 | 0
2020 | PJM_ROM_2_NYISO_A-F | PJM_ROM | NYISO_A-F | Internal | Summer | B4 | 100 | 2000 | 0 | 61.27 | 42.31 | 6 | 0
2020 | PJM_ROM_2_NYISO_A-F | PJM_ROM | NYISO_A-F | Internal | Summer | B5 | 200 | 2000 | 0 | 53.74 | 42.03 | 6 | 0
2020 | PJM_ROM_2_NYISO_A-F | PJM_ROM | NYISO_A-F | Internal | Summer | B6 | 300 | 2000 | 0 | 46.6 | 38.6 | 6 | 0
2020 | PJM_ROM_2_NYISO_A-F | PJM_ROM | NYISO_A-F | Internal | Summer | B7 | 400 | 2000 | 0 | 40.39 | 37.88 | 6 | 0
2020 | PJM_ROM_2_NYISO_A-F | PJM_ROM | NYISO_A-F | Internal | Summer | B8 | 500 | 2000 | 0 | 37.84 | 36.61 | 6 | 0
2020 | PJM_ROM_2_NYISO_A-F | PJM_ROM | NYISO_A-F | Internal | Summer | B9 | 800 | 2000 | 0 | 36.9 | 36.61 | 6 | 0
2020 | PJM_ROM_2_NYISO_A-F | PJM_ROM | NYISO_A-F | Internal | Summer | B10 | 1262 | 2000 | 0 | 34.66 | 36.61 | 6 | 0
2020 | PJM_ROM_2_NYISO_A-F | PJM_ROM | NYISO_A-F | Internal | Winter | B16 | 25 | 2000 | 0 | 51.7 | 42.19 | 6 | 0
2020 | PJM_ROM_2_NYISO_A-F | PJM_ROM | NYISO_A-F | Internal | Winter | B17 | 100 | 2000 | 0 | 47.27 | 42.19 | 6 | 0
2020 | PJM_ROM_2_NYISO_A-F | PJM_ROM | NYISO_A-F | Internal | Winter | B18 | 400 | 2000 | 0 | 43.57 | 41.76 | 6 | 0
2020 | PJM_ROM_2_NYISO_A-F | PJM_ROM | NYISO_A-F | Internal | Winter | B19 | 700 | 2000 | 0 | 41.75 | 41.76 | 6 | 0
2020 | PJM_ROM_2_NYISO_A-F | PJM_ROM | NYISO_A-F | Internal | Winter | B20 | 935 | 2000 | 0 | 36.99 | 41.76 | 6 | 0
2020 | PJM_ROM_2_PJM_E | PJM_ROM | PJM_E | Internal | Shoulder | B11 | 25 | 8000 | 0.23 | 51.97 | 51.96 | 0.01 | 0
2020 | PJM_ROM_2_PJM_E | PJM_ROM | PJM_E | Internal | Shoulder | B12 | 200 | 8000 | 0.03 | 43.6 | 43.59 | 0.01 | 0
2020 | PJM_ROM_2_PJM_E | PJM_ROM | PJM_E | Internal | Shoulder | B13 | 600 | 8000 | 0.01 | 42.69 | 42.68 | 0.01 | 0
2020 | PJM_ROM_2_PJM_E | PJM_ROM | PJM_E | Internal | Shoulder | B14 | 900 | 8000 | 0 | 40.1 | 40.08 | 0.01 | 0
2020 | PJM_ROM_2_PJM_E | PJM_ROM | PJM_E | Internal | Shoulder | B15 | 1203 | 8000 | 0 | 37.22 | 37.21 | 0.01 | 0
2020 | PJM_ROM_2_PJM_E | PJM_ROM | PJM_E | Internal | Summer | B1 | 10 | 8000 | 3697.02 | 67.07 | 67.08 | 0.01 | 0
2020 | PJM_ROM_2_PJM_E | PJM_ROM | PJM_E | Internal | Summer | B2 | 25 | 8000 | 2685.03 | 65.54 | 65.55 | 0.01 | 0
2020 | PJM_ROM_2_PJM_E | PJM_ROM | PJM_E | Internal | Summer | B3 | 75 | 8000 | 698.29 | 61.29 | 61.3 | 0.01 | 0
2020 | PJM_ROM_2_PJM_E | PJM_ROM | PJM_E | Internal | Summer | B4 | 100 | 8000 | 0.06 | 61.27 | 61.26 | 0.01 | 0
2020 | PJM_ROM_2_PJM_E | PJM_ROM | PJM_E | Internal | Summer | B5 | 200 | 8000 | 0.03 | 53.74 | 53.73 | 0.01 | 0
2020 | PJM_ROM_2_PJM_E | PJM_ROM | PJM_E | Internal | Summer | B6 | 300 | 8000 | 0.02 | 46.6 | 46.59 | 0.01 | 0
2020 | PJM_ROM_2_PJM_E | PJM_ROM | PJM_E | Internal | Summer | B7 | 400 | 8000 | 0.02 | 40.39 | 40.38 | 0.01 | 0
2020 | PJM_ROM_2_PJM_E | PJM_ROM | PJM_E | Internal | Summer | B8 | 500 | 8000 | 2178.63 | 37.84 | 37.86 | 0.01 | 0
2020 | PJM_ROM_2_PJM_E | PJM_ROM | PJM_E | Internal | Summer | B9 | 800 | 8000 | 1056.02 | 36.9 | 36.91 | 0.01 | 0
2020 | PJM_ROM_2_PJM_E | PJM_ROM | PJM_E | Internal | Summer | B10 | 1262 | 8000 | 2715.77 | 34.66 | 34.67 | 0.01 | 0
2020 | PJM_ROM_2_PJM_E | PJM_ROM | PJM_E | Internal | Winter | B16 | 25 | 8000 | 0.25 | 51.7 | 51.68 | 0.01 | 0
2020 | PJM_ROM_2_PJM_E | PJM_ROM | PJM_E | Internal | Winter | B17 | 100 | 8000 | 882.47 | 47.27 | 47.29 | 0.01 | 0
2020 | PJM_ROM_2_PJM_E | PJM_ROM | PJM_E | Internal | Winter | B18 | 400 | 8000 | 3006.88 | 43.57 | 43.58 | 0.01 | 0
2020 | PJM_ROM_2_PJM_E | PJM_ROM | PJM_E | Internal | Winter | B19 | 700 | 8000 | 3251.53 | 41.75 | 41.76 | 0.01 | 0
2020 | PJM_ROM_2_PJM_E | PJM_ROM | PJM_E | Internal | Winter | B20 | 935 | 8000 | 3246.69 | 36.99 | 37.01 | 0.01 | 0
2020 | PJM_ROM_2_PJM_ROR | PJM_ROM | PJM_ROR | Internal | Shoulder | B11 | 25 | 8000 | 3874.92 | 51.97 | 51.98 | 0.01 | 0
2020 | PJM_ROM_2_PJM_ROR | PJM_ROM | PJM_ROR | Internal | Shoulder | B12 | 200 | 8000 | 2415.84 | 43.6 | 43.61 | 0.01 | 0
2020 | PJM_ROM_2_PJM_ROR | PJM_ROM | PJM_ROR | Internal | Shoulder | B13 | 600 | 8000 | 0.53 | 42.69 | 42.7 | 0.01 | 0
2020 | PJM_ROM_2_PJM_ROR | PJM_ROM | PJM_ROR | Internal | Shoulder | B14 | 900 | 8000 | 0 | 40.1 | 40.08 | 0.01 | 0
2020 | PJM_ROM_2_PJM_ROR | PJM_ROM | PJM_ROR | Internal | Shoulder | B15 | 1203 | 8000 | 0 | 37.22 | 37.21 | 0.01 | 0
2020 | PJM_ROM_2_PJM_ROR | PJM_ROM | PJM_ROR | Internal | Summer | B1 | 10 | 8000 | 0.55 | 67.07 | 67.05 | 0.01 | 0
2020 | PJM_ROM_2_PJM_ROR | PJM_ROM | PJM_ROR | Internal | Summer | B2 | 25 | 8000 | 0.23 | 65.54 | 65.53 | 0.01 | 0
2020 | PJM_ROM_2_PJM_ROR | PJM_ROM | PJM_ROR | Internal | Summer | B3 | 75 | 8000 | 0.08 | 61.29 | 61.28 | 0.01 | 0
2020 | PJM_ROM_2_PJM_ROR | PJM_ROM | PJM_ROR | Internal | Summer | B4 | 100 | 8000 | 2528.1 | 61.27 | 61.28 | 0.01 | 0
2020 | PJM_ROM_2_PJM_ROR | PJM_ROM | PJM_ROR | Internal | Summer | B5 | 200 | 8000 | 2564.24 | 53.74 | 53.76 | 0.01 | 0
2020 | PJM_ROM_2_PJM_ROR | PJM_ROM | PJM_ROR | Internal | Summer | B6 | 300 | 8000 | 2383.62 | 46.6 | 46.62 | 0.01 | 0
2020 | PJM_ROM_2_PJM_ROR | PJM_ROM | PJM_ROR | Internal | Summer | B7 | 400 | 8000 | 1125.43 | 40.39 | 40.4 | 0.01 | 0
2020 | PJM_ROM_2_PJM_ROR | PJM_ROM | PJM_ROR | Internal | Summer | B8 | 500 | 8000 | 0.01 | 37.84 | 37.83 | 0.01 | 0
2020 | PJM_ROM_2_PJM_ROR | PJM_ROM | PJM_ROR | Internal | Summer | B9 | 800 | 8000 | 0 | 36.9 | 36.88 | 0.01 | 0
2020 | PJM_ROM_2_PJM_ROR | PJM_ROM | PJM_ROR | Internal | Summer | B10 | 1262 | 8000 | 0 | 34.66 | 34.65 | 0.01 | 0
2020 | PJM_ROM_2_PJM_ROR | PJM_ROM | PJM_ROR | Internal | Winter | B16 | 25 | 8000 | 0.26 | 51.7 | 51.68 | 0.01 | 0
2020 | PJM_ROM_2_PJM_ROR | PJM_ROM | PJM_ROR | Internal | Winter | B17 | 100 | 8000 | 0.06 | 47.27 | 47.26 | 0.01 | 0
2020 | PJM_ROM_2_PJM_ROR | PJM_ROM | PJM_ROR | Internal | Winter | B18 | 400 | 8000 | 0.01 | 43.57 | 43.56 | 0.01 | 0
2020 | PJM_ROM_2_PJM_ROR | PJM_ROM | PJM_ROR | Internal | Winter | B19 | 700 | 8000 | 0 | 41.75 | 41.74 | 0.01 | 0
2020 | PJM_ROM_2_PJM_ROR | PJM_ROM | PJM_ROR | Internal | Winter | B20 | 935 | 8000 | 0 | 36.99 | 36.98 | 0.01 | 0
2020 | SOCO_2_ENT | SOCO | ENT | Internal | Shoulder | B11 | 25 | 2400 | 0 | 66.66 | 59.03 | 10 | 0
2020 | SOCO_2_ENT | SOCO | ENT | Internal | Shoulder | B12 | 200 | 2400 | 0 | 43.59 | 41.91 | 10 | 0
2020 | SOCO_2_ENT | SOCO | ENT | Internal | Shoulder | B13 | 600 | 2400 | 0 | 42.1 | 41.91 | 10 | 0
2020 | SOCO_2_ENT | SOCO | ENT | Internal | Shoulder | B14 | 900 | 2400 | 0 | 42.1 | 41.61 | 10 | 0
2020 | SOCO_2_ENT | SOCO | ENT | Internal | Shoulder | B15 | 1203 | 2400 | 0 | 42.1 | 41.61 | 10 | 0
2020 | SOCO_2_ENT | SOCO | ENT | Internal | Summer | B1 | 10 | 2400 | 0 | 69.69 | 68.21 | 10 | 0
2020 | SOCO_2_ENT | SOCO | ENT | Internal | Summer | B2 | 25 | 2400 | 0 | 69.69 | 68.21 | 10 | 0
2020 | SOCO_2_ENT | SOCO | ENT | Internal | Summer | B3 | 75 | 2400 | 0 | 69.69 | 61.69 | 10 | 0
2020 | SOCO_2_ENT | SOCO | ENT | Internal | Summer | B4 | 100 | 2400 | 0 | 69.69 | 61.69 | 10 | 0
2020 | SOCO_2_ENT | SOCO | ENT | Internal | Summer | B5 | 200 | 2400 | 0 | 66.76 | 58.76 | 10 | 0
2020 | SOCO_2_ENT | SOCO | ENT | Internal | Summer | B6 | 300 | 2400 | 0 | 56.87 | 48.87 | 10 | 0
2020 | SOCO_2_ENT | SOCO | ENT | Internal | Summer | B7 | 400 | 2400 | 0 | 50.42 | 42.42 | 10 | 0
2020 | SOCO_2_ENT | SOCO | ENT | Internal | Summer | B8 | 500 | 2400 | 0 | 43.5 | 40.59 | 10 | 0
2020 | SOCO_2_ENT | SOCO | ENT | Internal | Summer | B9 | 800 | 2400 | 0 | 40.87 | 40.3 | 10 | 0
2020 | SOCO_2_ENT | SOCO | ENT | Internal | Summer | B10 | 1262 | 2400 | 0 | 40.87 | 40.02 | 10 | 0
2020 | SOCO_2_ENT | SOCO | ENT | Internal | Winter | B16 | 25 | 2400 | 0 | 61.38 | 53.38 | 10 | 0
2020 | SOCO_2_ENT | SOCO | ENT | Internal | Winter | B17 | 100 | 2400 | 0 | 44.59 | 44.52 | 10 | 0
2020 | SOCO_2_ENT | SOCO | ENT | Internal | Winter | B18 | 400 | 2400 | 0 | 44.59 | 44.2 | 10 | 0
2020 | SOCO_2_ENT | SOCO | ENT | Internal | Winter | B19 | 700 | 2400 | 0 | 44.59 | 44.2 | 10 | 0
2020 | SOCO_2_ENT | SOCO | ENT | Internal | Winter | B20 | 935 | 2400 | 0 | 44.25 | 42.75 | 10 | 0
2020 | SOCO_2_FRCC | SOCO | FRCC | Internal | Shoulder | B11 | 25 | 3700 | 1936.56 | 66.66 | 76.66 | 10 | 0
2020 | SOCO_2_FRCC | SOCO | FRCC | Internal | Shoulder | B12 | 200 | 3700 | 1179.4 | 43.59 | 53.59 | 10 | 0
2020 | SOCO_2_FRCC | SOCO | FRCC | Internal | Shoulder | B13 | 600 | 3700 | 0 | 42.1 | 48.83 | 10 | 0
2020 | SOCO_2_FRCC | SOCO | FRCC | Internal | Shoulder | B14 | 900 | 3700 | 0 | 42.1 | 48.83 | 10 | 0
2020 | SOCO_2_FRCC | SOCO | FRCC | Internal | Shoulder | B15 | 1203 | 3700 | 0 | 42.1 | 46.83 | 10 | 0
2020 | SOCO_2_FRCC | SOCO | FRCC | Internal | Summer | B1 | 10 | 3700 | 351.65 | 69.69 | 79.69 | 10 | 0
2020 | SOCO_2_FRCC | SOCO | FRCC | Internal | Summer | B2 | 25 | 3700 | 0 | 69.69 | 76.76 | 10 | 0
2020 | SOCO_2_FRCC | SOCO | FRCC | Internal | Summer | B3 | 75 | 3700 | 0 | 69.69 | 76.76 | 10 | 0
2020 | SOCO_2_FRCC | SOCO | FRCC | Internal | Summer | B4 | 100 | 3700 | 0 | 69.69 | 76.76 | 10 | 0
2020 | SOCO_2_FRCC | SOCO | FRCC | Internal | Summer | B5 | 200 | 3700 | 539.15 | 66.76 | 76.76 | 10 | 0
2020 | SOCO_2_FRCC | SOCO | FRCC | Internal | Summer | B6 | 300 | 3700 | 1332.57 | 56.87 | 66.87 | 10 | 0
2020 | SOCO_2_FRCC | SOCO | FRCC | Internal | Summer | B7 | 400 | 3700 | 1263.59 | 50.42 | 60.42 | 10 | 0
2020 | SOCO_2_FRCC | SOCO | FRCC | Internal | Summer | B8 | 500 | 3700 | 334.16 | 43.5 | 53.5 | 10 | 0
2020 | SOCO_2_FRCC | SOCO | FRCC | Internal | Summer | B9 | 800 | 3700 | 0 | 40.87 | 48.1 | 10 | 0
2020 | SOCO_2_FRCC | SOCO | FRCC | Internal | Summer | B10 | 1262 | 3700 | 0 | 40.87 | 46.13 | 10 | 0
2020 | SOCO_2_FRCC | SOCO | FRCC | Internal | Winter | B16 | 25 | 3700 | 1895.41 | 61.38 | 71.38 | 10 | 0
2020 | SOCO_2_FRCC | SOCO | FRCC | Internal | Winter | B17 | 100 | 3700 | 472.29 | 44.59 | 54.59 | 10 | 0
2020 | SOCO_2_FRCC | SOCO | FRCC | Internal | Winter | B18 | 400 | 3700 | 0 | 44.59 | 51.07 | 10 | 0
2020 | SOCO_2_FRCC | SOCO | FRCC | Internal | Winter | B19 | 700 | 3700 | 0 | 44.59 | 50.84 | 10 | 0
2020 | SOCO_2_FRCC | SOCO | FRCC | Internal | Winter | B20 | 935 | 3700 | 0 | 44.25 | 48.97 | 10 | 0
2020 | SOCO_2_TVA_Transmission | SOCO | TVA_Transmission | Internal | Shoulder | B11 | 25 | 2600 | 0 | 66.66 | 57.83 | 10 | 0
2020 | SOCO_2_TVA_Transmission | SOCO | TVA_Transmission | Internal | Shoulder | B12 | 200 | 2600 | 0 | 43.59 | 45.72 | 10 | 0
2020 | SOCO_2_TVA_Transmission | SOCO | TVA_Transmission | Internal | Shoulder | B13 | 600 | 2600 | 0 | 42.1 | 44.79 | 10 | 0
2020 | SOCO_2_TVA_Transmission | SOCO | TVA_Transmission | Internal | Shoulder | B14 | 900 | 2600 | 0 | 42.1 | 43.52 | 10 | 0
2020 | SOCO_2_TVA_Transmission | SOCO | TVA_Transmission | Internal | Shoulder | B15 | 1203 | 2600 | 0 | 42.1 | 42.22 | 10 | 0
2020 | SOCO_2_TVA_Transmission | SOCO | TVA_Transmission | Internal | Summer | B1 | 10 | 2600 | 0 | 69.69 | 73.05 | 10 | 0
2020 | SOCO_2_TVA_Transmission | SOCO | TVA_Transmission | Internal | Summer | B2 | 25 | 2600 | 0 | 69.69 | 71.53 | 10 | 0
2020 | SOCO_2_TVA_Transmission | SOCO | TVA_Transmission | Internal | Summer | B3 | 75 | 2600 | 0 | 69.69 | 67.28 | 10 | 0
2020 | SOCO_2_TVA_Transmission | SOCO | TVA_Transmission | Internal | Summer | B4 | 100 | 2600 | 0 | 69.69 | 67.28 | 10 | 0
2020 | SOCO_2_TVA_Transmission | SOCO | TVA_Transmission | Internal | Summer | B5 | 200 | 2600 | 0 | 66.76 | 58.5 | 10 | 0
2020 | SOCO_2_TVA_Transmission | SOCO | TVA_Transmission | Internal | Summer | B6 | 300 | 2600 | 0 | 56.87 | 49.92 | 10 | 0
2020 | SOCO_2_TVA_Transmission | SOCO | TVA_Transmission | Internal | Summer | B7 | 400 | 2600 | 0 | 50.42 | 44.09 | 10 | 0
2020 | SOCO_2_TVA_Transmission | SOCO | TVA_Transmission | Internal | Summer | B8 | 500 | 2600 | 0 | 43.5 | 41.97 | 10 | 0
2020 | SOCO_2_TVA_Transmission | SOCO | TVA_Transmission | Internal | Summer | B9 | 800 | 2600 | 0 | 40.87 | 41.33 | 10 | 0
2020 | SOCO_2_TVA_Transmission | SOCO | TVA_Transmission | Internal | Summer | B10 | 1262 | 2600 | 0 | 40.87 | 38.66 | 10 | 0
2020 | SOCO_2_TVA_Transmission | SOCO | TVA_Transmission | Internal | Winter | B16 | 25 | 2600 | 0 | 61.38 | 55.38 | 10 | 0
2020 | SOCO_2_TVA_Transmission | SOCO | TVA_Transmission | Internal | Winter | B17 | 100 | 2600 | 0 | 44.59 | 48.57 | 10 | 0
2020 | SOCO_2_TVA_Transmission | SOCO | TVA_Transmission | Internal | Winter | B18 | 400 | 2600 | 0 | 44.59 | 45.48 | 10 | 0
2020 | SOCO_2_TVA_Transmission | SOCO | TVA_Transmission | Internal | Winter | B19 | 700 | 2600 | 0 | 44.59 | 44.16 | 10 | 0
2020 | SOCO_2_TVA_Transmission | SOCO | TVA_Transmission | Internal | Winter | B20 | 935 | 2600 | 0 | 44.25 | 42.07 | 10 | 0
2020 | SOCO_2_VACAR | SOCO | VACAR | Internal | Shoulder | B11 | 25 | 2000 | 0 | 66.66 | 59.66 | 10 | 0
2020 | SOCO_2_VACAR | SOCO | VACAR | Internal | Shoulder | B12 | 200 | 2000 | 0 | 43.59 | 49.61 | 10 | 0
2020 | SOCO_2_VACAR | SOCO | VACAR | Internal | Shoulder | B13 | 600 | 2000 | 0 | 42.1 | 48 | 10 | 0
2020 | SOCO_2_VACAR | SOCO | VACAR | Internal | Shoulder | B14 | 900 | 2000 | 0 | 42.1 | 46.08 | 10 | 0
2020 | SOCO_2_VACAR | SOCO | VACAR | Internal | Shoulder | B15 | 1203 | 2000 | 0 | 42.1 | 43.21 | 10 | 0
2020 | SOCO_2_VACAR | SOCO | VACAR | Internal | Summer | B1 | 10 | 2000 | 0 | 69.69 | 73.05 | 10 | 0
2020 | SOCO_2_VACAR | SOCO | VACAR | Internal | Summer | B2 | 25 | 2000 | 0 | 69.69 | 73.05 | 10 | 0
2020 | SOCO_2_VACAR | SOCO | VACAR | Internal | Summer | B3 | 75 | 2000 | 0 | 69.69 | 73.05 | 10 | 0
2020 | SOCO_2_VACAR | SOCO | VACAR | Internal | Summer | B4 | 100 | 2000 | 0 | 69.69 | 67.28 | 10 | 0
2020 | SOCO_2_VACAR | SOCO | VACAR | Internal | Summer | B5 | 200 | 2000 | 0 | 66.76 | 59.76 | 10 | 0
2020 | SOCO_2_VACAR | SOCO | VACAR | Internal | Summer | B6 | 300 | 2000 | 0 | 56.87 | 52.62 | 10 | 0
2020 | SOCO_2_VACAR | SOCO | VACAR | Internal | Summer | B7 | 400 | 2000 | 0 | 50.42 | 46.4 | 10 | 0
2020 | SOCO_2_VACAR | SOCO | VACAR | Internal | Summer | B8 | 500 | 2000 | 0 | 43.5 | 43.83 | 10 | 0
2020 | SOCO_2_VACAR | SOCO | VACAR | Internal | Summer | B9 | 800 | 2000 | 0 | 40.87 | 42.96 | 10 | 0
2020 | SOCO_2_VACAR | SOCO | VACAR | Internal | Summer | B10 | 1262 | 2000 | 0 | 40.87 | 40.94 | 10 | 0
2020 | SOCO_2_VACAR | SOCO | VACAR | Internal | Winter | B16 | 25 | 2000 | 0 | 61.38 | 59.68 | 10 | 0
2020 | SOCO_2_VACAR | SOCO | VACAR | Internal | Winter | B17 | 100 | 2000 | 0 | 44.59 | 53.26 | 10 | 0
2020 | SOCO_2_VACAR | SOCO | VACAR | Internal | Winter | B18 | 400 | 2000 | 0 | 44.59 | 47.64 | 10 | 0
2020 | SOCO_2_VACAR | SOCO | VACAR | Internal | Winter | B19 | 700 | 2000 | 0 | 44.59 | 46.49 | 10 | 0
2020 | SOCO_2_VACAR | SOCO | VACAR | Internal | Winter | B20 | 935 | 2000 | 0 | 44.25 | 42.98 | 10 | 0
2020 | SPP_N_2_ENT | SPP_N | ENT | Internal | Shoulder | B11 | 25 | 1800 | 0 | 60.98 | 59.03 | 5 | 0
2020 | SPP_N_2_ENT | SPP_N | ENT | Internal | Shoulder | B12 | 200 | 1800 | 0 | 42.03 | 41.91 | 5 | 0
2020 | SPP_N_2_ENT | SPP_N | ENT | Internal | Shoulder | B13 | 600 | 1800 | 0 | 40.94 | 41.91 | 5 | 0
2020 | SPP_N_2_ENT | SPP_N | ENT | Internal | Shoulder | B14 | 900 | 1800 | 0 | 40.21 | 41.61 | 5 | 0
2020 | SPP_N_2_ENT | SPP_N | ENT | Internal | Shoulder | B15 | 1203 | 1800 | 0 | 40.19 | 41.61 | 5 | 0
2020 | SPP_N_2_ENT | SPP_N | ENT | Internal | Summer | B1 | 10 | 1800 | 0 | 66.03 | 68.21 | 5 | 0
2020 | SPP_N_2_ENT | SPP_N | ENT | Internal | Summer | B2 | 25 | 1800 | 0 | 66.03 | 68.21 | 5 | 0
2020 | SPP_N_2_ENT | SPP_N | ENT | Internal | Summer | B3 | 75 | 1800 | 0 | 66.03 | 61.69 | 5 | 0
2020 | SPP_N_2_ENT | SPP_N | ENT | Internal | Summer | B4 | 100 | 1800 | 0 | 66.03 | 61.69 | 5 | 0
2020 | SPP_N_2_ENT | SPP_N | ENT | Internal | Summer | B5 | 200 | 1800 | 0 | 58.79 | 58.76 | 5 | 0
2020 | SPP_N_2_ENT | SPP_N | ENT | Internal | Summer | B6 | 300 | 1800 | 0 | 51.76 | 48.87 | 5 | 0
2020 | SPP_N_2_ENT | SPP_N | ENT | Internal | Summer | B7 | 400 | 1800 | 0 | 43.23 | 42.42 | 5 | 0
2020 | SPP_N_2_ENT | SPP_N | ENT | Internal | Summer | B8 | 500 | 1800 | 0 | 40.6 | 40.59 | 5 | 0
2020 | SPP_N_2_ENT | SPP_N | ENT | Internal | Summer | B9 | 800 | 1800 | 0 | 39.18 | 40.3 | 5 | 0
2020 | SPP_N_2_ENT | SPP_N | ENT | Internal | Summer | B10 | 1262 | 1800 | 0 | 38.85 | 40.02 | 5 | 0
2020 | SPP_N_2_ENT | SPP_N | ENT | Internal | Winter | B16 | 25 | 1800 | 0.45 | 48.39 | 53.38 | 5 | 0
2020 | SPP_N_2_ENT | SPP_N | ENT | Internal | Winter | B17 | 100 | 1800 | 0 | 42.83 | 44.52 | 5 | 0
2020 | SPP_N_2_ENT | SPP_N | ENT | Internal | Winter | B18 | 400 | 1800 | 0 | 42.83 | 44.2 | 5 | 0
2020 | SPP_N_2_ENT | SPP_N | ENT | Internal | Winter | B19 | 700 | 1800 | 0 | 42.74 | 44.2 | 5 | 0
2020 | SPP_N_2_ENT | SPP_N | ENT | Internal | Winter | B20 | 935 | 1800 | 0 | 41.27 | 42.75 | 5 | 0
2020 | SPP_N_2_MISO_MO-IL | SPP_N | MISO_MO-IL | Internal | Shoulder | B11 | 25 | 2000 | 0 | 60.98 | 53.98 | 5 | 0
2020 | SPP_N_2_MISO_MO-IL | SPP_N | MISO_MO-IL | Internal | Shoulder | B12 | 200 | 2000 | 0 | 42.03 | 42.47 | 5 | 0
2020 | SPP_N_2_MISO_MO-IL | SPP_N | MISO_MO-IL | Internal | Shoulder | B13 | 600 | 2000 | 0 | 40.94 | 40.92 | 5 | 0
2020 | SPP_N_2_MISO_MO-IL | SPP_N | MISO_MO-IL | Internal | Shoulder | B14 | 900 | 2000 | 0 | 40.21 | 39.33 | 5 | 0
2020 | SPP_N_2_MISO_MO-IL | SPP_N | MISO_MO-IL | Internal | Shoulder | B15 | 1203 | 2000 | 0 | 40.19 | 36.92 | 5 | 0
2020 | SPP_N_2_MISO_MO-IL | SPP_N | MISO_MO-IL | Internal | Summer | B1 | 10 | 2000 | 0 | 66.03 | 65.05 | 5 | 0
2020 | SPP_N_2_MISO_MO-IL | SPP_N | MISO_MO-IL | Internal | Summer | B2 | 25 | 2000 | 0 | 66.03 | 63.53 | 5 | 0
2020 | SPP_N_2_MISO_MO-IL | SPP_N | MISO_MO-IL | Internal | Summer | B3 | 75 | 2000 | 0 | 66.03 | 61.14 | 5 | 0
2020 | SPP_N_2_MISO_MO-IL | SPP_N | MISO_MO-IL | Internal | Summer | B4 | 100 | 2000 | 0 | 66.03 | 59.66 | 5 | 0
2020 | SPP_N_2_MISO_MO-IL | SPP_N | MISO_MO-IL | Internal | Summer | B5 | 200 | 2000 | 0 | 58.79 | 51.78 | 5 | 0
2020 | SPP_N_2_MISO_MO-IL | SPP_N | MISO_MO-IL | Internal | Summer | B6 | 300 | 2000 | 0 | 51.76 | 44.64 | 5 | 0
2020 | SPP_N_2_MISO_MO-IL | SPP_N | MISO_MO-IL | Internal | Summer | B7 | 400 | 2000 | 0 | 43.23 | 38.95 | 5 | 0
2020 | SPP_N_2_MISO_MO-IL | SPP_N | MISO_MO-IL | Internal | Summer | B8 | 500 | 2000 | 0 | 40.6 | 37.35 | 5 | 0
2020 | SPP_N_2_MISO_MO-IL | SPP_N | MISO_MO-IL | Internal | Summer | B9 | 800 | 2000 | 0 | 39.18 | 36.06 | 5 | 0
2020 | SPP_N_2_MISO_MO-IL | SPP_N | MISO_MO-IL | Internal | Summer | B10 | 1262 | 2000 | 0 | 38.85 | 34.61 | 5 | 0
2020 | SPP_N_2_MISO_MO-IL | SPP_N | MISO_MO-IL | Internal | Winter | B16 | 25 | 2000 | 0 | 48.39 | 49.68 | 5 | 0
2020 | SPP_N_2_MISO_MO-IL | SPP_N | MISO_MO-IL | Internal | Winter | B17 | 100 | 2000 | 0 | 42.83 | 45.26 | 5 | 0
2020 | SPP_N_2_MISO_MO-IL | SPP_N | MISO_MO-IL | Internal | Winter | B18 | 400 | 2000 | 0 | 42.83 | 41.56 | 5 | 0
2020 | SPP_N_2_MISO_MO-IL | SPP_N | MISO_MO-IL | Internal | Winter | B19 | 700 | 2000 | 0 | 42.74 | 39.97 | 5 | 0
2020 | SPP_N_2_MISO_MO-IL | SPP_N | MISO_MO-IL | Internal | Winter | B20 | 935 | 2000 | 0 | 41.27 | 36.24 | 5 | 0
2020 | SPP_N_2_MISO_W | SPP_N | MISO_W | Internal | Shoulder | B11 | 25 | 750 | 0 | 60.98 | 53.98 | 5 | 0
2020 | SPP_N_2_MISO_W | SPP_N | MISO_W | Internal | Shoulder | B12 | 200 | 750 | 0 | 42.03 | 42.46 | 5 | 0
2020 | SPP_N_2_MISO_W | SPP_N | MISO_W | Internal | Shoulder | B13 | 600 | 750 | 0 | 40.94 | 40.93 | 5 | 0
2020 | SPP_N_2_MISO_W | SPP_N | MISO_W | Internal | Shoulder | B14 | 900 | 750 | 0 | 40.21 | 39.35 | 5 | 0
2020 | SPP_N_2_MISO_W | SPP_N | MISO_W | Internal | Shoulder | B15 | 1203 | 750 | 0 | 40.19 | 36.92 | 5 | 0
2020 | SPP_N_2_MISO_W | SPP_N | MISO_W | Internal | Summer | B1 | 10 | 750 | 0 | 66.03 | 65.04 | 5 | 0
2020 | SPP_N_2_MISO_W | SPP_N | MISO_W | Internal | Summer | B2 | 25 | 750 | 0 | 66.03 | 63.51 | 5 | 0
2020 | SPP_N_2_MISO_W | SPP_N | MISO_W | Internal | Summer | B3 | 75 | 750 | 0 | 66.03 | 62.58 | 5 | 0
2020 | SPP_N_2_MISO_W | SPP_N | MISO_W | Internal | Summer | B4 | 100 | 750 | 0 | 66.03 | 59.68 | 5 | 0
2020 | SPP_N_2_MISO_W | SPP_N | MISO_W | Internal | Summer | B5 | 200 | 750 | 0 | 58.79 | 51.79 | 5 | 0
2020 | SPP_N_2_MISO_W | SPP_N | MISO_W | Internal | Summer | B6 | 300 | 750 | 0 | 51.76 | 44.76 | 5 | 0
2020 | SPP_N_2_MISO_W | SPP_N | MISO_W | Internal | Summer | B7 | 400 | 750 | 0 | 43.23 | 38.93 | 5 | 0
2020 | SPP_N_2_MISO_W | SPP_N | MISO_W | Internal | Summer | B8 | 500 | 750 | 0 | 40.6 | 37.34 | 5 | 0
2020 | SPP_N_2_MISO_W | SPP_N | MISO_W | Internal | Summer | B9 | 800 | 750 | 0 | 39.18 | 36.07 | 5 | 0
2020 | SPP_N_2_MISO_W | SPP_N | MISO_W | Internal | Summer | B10 | 1262 | 750 | 0 | 38.85 | 34.6 | 5 | 0
2020 | SPP_N_2_MISO_W | SPP_N | MISO_W | Internal | Winter | B16 | 25 | 750 | 0 | 48.39 | 49.67 | 5 | 0
2020 | SPP_N_2_MISO_W | SPP_N | MISO_W | Internal | Winter | B17 | 100 | 750 | 0 | 42.83 | 45.25 | 5 | 0
2020 | SPP_N_2_MISO_W | SPP_N | MISO_W | Internal | Winter | B18 | 400 | 750 | 0 | 42.83 | 41.57 | 5 | 0
2020 | SPP_N_2_MISO_W | SPP_N | MISO_W | Internal | Winter | B19 | 700 | 750 | 0 | 42.74 | 40 | 5 | 0
2020 | SPP_N_2_MISO_W | SPP_N | MISO_W | Internal | Winter | B20 | 935 | 750 | 0 | 41.27 | 36.22 | 5 | 0
2020 | SPP_N_2_NE | SPP_N | NE | Internal | Shoulder | B11 | 25 | 330 | 0 | 60.98 | 53.98 | 0.01 | 0
2020 | SPP_N_2_NE | SPP_N | NE | Internal | Shoulder | B12 | 200 | 330 | 0.03 | 42.03 | 42.02 | 0.01 | 0
2020 | SPP_N_2_NE | SPP_N | NE | Internal | Shoulder | B13 | 600 | 330 | 0 | 40.94 | 40.93 | 0.01 | 0
2020 | SPP_N_2_NE | SPP_N | NE | Internal | Shoulder | B14 | 900 | 330 | 0 | 40.21 | 40.2 | 0.01 | 0
2020 | SPP_N_2_NE | SPP_N | NE | Internal | Shoulder | B15 | 1203 | 330 | 0 | 40.19 | 40.17 | 0.01 | 0
2020 | SPP_N_2_NE | SPP_N | NE | Internal | Summer | B1 | 10 | 330 | 0.01 | 66.03 | 65.04 | 0.01 | 0
2020 | SPP_N_2_NE | SPP_N | NE | Internal | Summer | B2 | 25 | 330 | 0 | 66.03 | 64.47 | 0.01 | 0
2020 | SPP_N_2_NE | SPP_N | NE | Internal | Summer | B3 | 75 | 330 | 0 | 66.03 | 64.47 | 0.01 | 0
2020 | SPP_N_2_NE | SPP_N | NE | Internal | Summer | B4 | 100 | 330 | 0 | 66.03 | 64.47 | 0.01 | 0
2020 | SPP_N_2_NE | SPP_N | NE | Internal | Summer | B5 | 200 | 330 | 0.03 | 58.79 | 58.78 | 0.01 | 0
2020 | SPP_N_2_NE | SPP_N | NE | Internal | Summer | B6 | 300 | 330 | 0.02 | 51.76 | 51.75 | 0.01 | 0
2020 | SPP_N_2_NE | SPP_N | NE | Internal | Summer | B7 | 400 | 330 | 0 | 43.23 | 40.43 | 0.01 | 0
2020 | SPP_N_2_NE | SPP_N | NE | Internal | Summer | B8 | 500 | 330 | 0 | 40.6 | 37.34 | 0.01 | 0
2020 | SPP_N_2_NE | SPP_N | NE | Internal | Summer | B9 | 800 | 330 | 0 | 39.18 | 37.33 | 0.01 | 0
2020 | SPP_N_2_NE | SPP_N | NE | Internal | Summer | B10 | 1262 | 330 | 0 | 38.85 | 34.52 | 0.01 | 0
2020 | SPP_N_2_NE | SPP_N | NE | Internal | Winter | B16 | 25 | 330 | 0.21 | 48.39 | 48.38 | 0.01 | 0
2020 | SPP_N_2_NE | SPP_N | NE | Internal | Winter | B17 | 100 | 330 | 0.05 | 42.83 | 42.82 | 0.01 | 0
2020 | SPP_N_2_NE | SPP_N | NE | Internal | Winter | B18 | 400 | 330 | 0.01 | 42.83 | 42.82 | 0.01 | 0
2020 | SPP_N_2_NE | SPP_N | NE | Internal | Winter | B19 | 700 | 330 | 0 | 42.74 | 42.72 | 0.01 | 0
2020 | SPP_N_2_NE | SPP_N | NE | Internal | Winter | B20 | 935 | 330 | 0 | 41.27 | 37.57 | 0.01 | 0
2020 | SPP_N_2_SPP_S | SPP_N | SPP_S | Internal | Shoulder | B11 | 25 | 4000 | 0 | 60.98 | 57.84 | 0.01 | 0
2020 | SPP_N_2_SPP_S | SPP_N | SPP_S | Internal | Shoulder | B12 | 200 | 4000 | 0.03 | 42.03 | 42.02 | 0.01 | 0
2020 | SPP_N_2_SPP_S | SPP_N | SPP_S | Internal | Shoulder | B13 | 600 | 4000 | 546.44 | 40.94 | 40.95 | 0.01 | 0
2020 | SPP_N_2_SPP_S | SPP_N | SPP_S | Internal | Shoulder | B14 | 900 | 4000 | 0 | 40.21 | 40.2 | 0.01 | 0
2020 | SPP_N_2_SPP_S | SPP_N | SPP_S | Internal | Shoulder | B15 | 1203 | 4000 | 1367.34 | 40.19 | 40.2 | 0.01 | 0
2020 | SPP_N_2_SPP_S | SPP_N | SPP_S | Internal | Summer | B1 | 10 | 4000 | 0 | 66.03 | 64.56 | 0.01 | 0
2020 | SPP_N_2_SPP_S | SPP_N | SPP_S | Internal | Summer | B2 | 25 | 4000 | 0 | 66.03 | 65.22 | 0.01 | 0
2020 | SPP_N_2_SPP_S | SPP_N | SPP_S | Internal | Summer | B3 | 75 | 4000 | 0 | 66.03 | 64.77 | 0.01 | 0
2020 | SPP_N_2_SPP_S | SPP_N | SPP_S | Internal | Summer | B4 | 100 | 4000 | 0 | 66.03 | 60.02 | 0.01 | 0
2020 | SPP_N_2_SPP_S | SPP_N | SPP_S | Internal | Summer | B5 | 200 | 4000 | 0 | 58.79 | 55.88 | 0.01 | 0
2020 | SPP_N_2_SPP_S | SPP_N | SPP_S | Internal | Summer | B6 | 300 | 4000 | 1677.3 | 51.76 | 51.77 | 0.01 | 0
2020 | SPP_N_2_SPP_S | SPP_N | SPP_S | Internal | Summer | B7 | 400 | 4000 | 727.49 | 43.23 | 43.24 | 0.01 | 0
2020 | SPP_N_2_SPP_S | SPP_N | SPP_S | Internal | Summer | B8 | 500 | 4000 | 1876.12 | 40.6 | 40.62 | 0.01 | 0
2020 | SPP_N_2_SPP_S | SPP_N | SPP_S | Internal | Summer | B9 | 800 | 4000 | 2394.21 | 39.18 | 39.2 | 0.01 | 0
2020 | SPP_N_2_SPP_S | SPP_N | SPP_S | Internal | Summer | B10 | 1262 | 4000 | 3608.22 | 38.85 | 38.86 | 0.01 | 0
2020 | SPP_N_2_SPP_S | SPP_N | SPP_S | Internal | Winter | B16 | 25 | 4000 | 0.23 | 48.39 | 48.38 | 0.01 | 0
2020 | SPP_N_2_SPP_S | SPP_N | SPP_S | Internal | Winter | B17 | 100 | 4000 | 755.36 | 42.83 | 42.84 | 0.01 | 0
2020 | SPP_N_2_SPP_S | SPP_N | SPP_S | Internal | Winter | B18 | 400 | 4000 | 1714.03 | 42.83 | 42.84 | 0.01 | 0
2020 | SPP_N_2_SPP_S | SPP_N | SPP_S | Internal | Winter | B19 | 700 | 4000 | 2050.45 | 42.74 | 42.75 | 0.01 | 0
2020 | SPP_N_2_SPP_S | SPP_N | SPP_S | Internal | Winter | B20 | 935 | 4000 | 3734.53 | 41.27 | 41.29 | 0.01 | 0
2020 | SPP_S_2_ENT | SPP_S | ENT | Internal | Shoulder | B11 | 25 | 850 | 0 | 57.84 | 59.03 | 5 | 0
2020 | SPP_S_2_ENT | SPP_S | ENT | Internal | Shoulder | B12 | 200 | 850 | 0 | 42.02 | 41.91 | 5 | 0
2020 | SPP_S_2_ENT | SPP_S | ENT | Internal | Shoulder | B13 | 600 | 850 | 0 | 40.95 | 41.91 | 5 | 0
2020 | SPP_S_2_ENT | SPP_S | ENT | Internal | Shoulder | B14 | 900 | 850 | 0 | 40.2 | 41.61 | 5 | 0
2020 | SPP_S_2_ENT | SPP_S | ENT | Internal | Shoulder | B15 | 1203 | 850 | 0 | 40.2 | 41.61 | 5 | 0
2020 | SPP_S_2_ENT | SPP_S | ENT | Internal | Summer | B1 | 10 | 850 | 0.01 | 64.56 | 68.21 | 5 | 0
2020 | SPP_S_2_ENT | SPP_S | ENT | Internal | Summer | B2 | 25 | 850 | 0 | 65.22 | 68.21 | 5 | 0
2020 | SPP_S_2_ENT | SPP_S | ENT | Internal | Summer | B3 | 75 | 850 | 0 | 64.77 | 61.69 | 5 | 0
2020 | SPP_S_2_ENT | SPP_S | ENT | Internal | Summer | B4 | 100 | 850 | 0 | 60.02 | 61.69 | 5 | 0
2020 | SPP_S_2_ENT | SPP_S | ENT | Internal | Summer | B5 | 200 | 850 | 0 | 55.88 | 58.76 | 5 | 0
2020 | SPP_S_2_ENT | SPP_S | ENT | Internal | Summer | B6 | 300 | 850 | 0 | 51.77 | 48.87 | 5 | 0
2020 | SPP_S_2_ENT | SPP_S | ENT | Internal | Summer | B7 | 400 | 850 | 0 | 43.24 | 42.42 | 5 | 0
2020 | SPP_S_2_ENT | SPP_S | ENT | Internal | Summer | B8 | 500 | 850 | 0 | 40.62 | 40.59 | 5 | 0
2020 | SPP_S_2_ENT | SPP_S | ENT | Internal | Summer | B9 | 800 | 850 | 0 | 39.2 | 40.3 | 5 | 0
2020 | SPP_S_2_ENT | SPP_S | ENT | Internal | Summer | B10 | 1262 | 850 | 0 | 38.86 | 40.02 | 5 | 0
2020 | SPP_S_2_ENT | SPP_S | ENT | Internal | Winter | B16 | 25 | 850 | 211.16 | 48.38 | 53.38 | 5 | 0
2020 | SPP_S_2_ENT | SPP_S | ENT | Internal | Winter | B17 | 100 | 850 | 0 | 42.84 | 44.52 | 5 | 0
2020 | SPP_S_2_ENT | SPP_S | ENT | Internal | Winter | B18 | 400 | 850 | 0 | 42.84 | 44.2 | 5 | 0
2020 | SPP_S_2_ENT | SPP_S | ENT | Internal | Winter | B19 | 700 | 850 | 0 | 42.75 | 44.2 | 5 | 0
2020 | SPP_S_2_ENT | SPP_S | ENT | Internal | Winter | B20 | 935 | 850 | 0 | 41.29 | 42.75 | 5 | 0
2020 | SPP_S_2_SPP_N | SPP_S | SPP_N | Internal | Shoulder | B11 | 25 | 640 | 640 | 57.84 | 60.98 | 0.01 | 3.13
2020 | SPP_S_2_SPP_N | SPP_S | SPP_N | Internal | Shoulder | B12 | 200 | 640 | 213.56 | 42.02 | 42.03 | 0.01 | 0
2020 | SPP_S_2_SPP_N | SPP_S | SPP_N | Internal | Shoulder | B13 | 600 | 640 | 0 | 40.95 | 40.94 | 0.01 | 0
2020 | SPP_S_2_SPP_N | SPP_S | SPP_N | Internal | Shoulder | B14 | 900 | 640 | 348.05 | 40.2 | 40.21 | 0.01 | 0
2020 | SPP_S_2_SPP_N | SPP_S | SPP_N | Internal | Shoulder | B15 | 1203 | 640 | 0 | 40.2 | 40.19 | 0.01 | 0
2020 | SPP_S_2_SPP_N | SPP_S | SPP_N | Internal | Summer | B1 | 10 | 640 | 639.99 | 64.56 | 66.03 | 0.01 | 1.47
2020 | SPP_S_2_SPP_N | SPP_S | SPP_N | Internal | Summer | B2 | 25 | 640 | 639.99 | 65.22 | 66.03 | 0.01 | 0.81
2020 | SPP_S_2_SPP_N | SPP_S | SPP_N | Internal | Summer | B3 | 75 | 640 | 640 | 64.77 | 66.03 | 0.01 | 1.25
2020 | SPP_S_2_SPP_N | SPP_S | SPP_N | Internal | Summer | B4 | 100 | 640 | 640 | 60.02 | 66.03 | 0.01 | 6
2020 | SPP_S_2_SPP_N | SPP_S | SPP_N | Internal | Summer | B5 | 200 | 640 | 640 | 55.88 | 58.79 | 0.01 | 2.9
2020 | SPP_S_2_SPP_N | SPP_S | SPP_N | Internal | Summer | B6 | 300 | 640 | 0.02 | 51.77 | 51.76 | 0.01 | 0
2020 | SPP_S_2_SPP_N | SPP_S | SPP_N | Internal | Summer | B7 | 400 | 640 | 0.01 | 43.24 | 43.23 | 0.01 | 0
2020 | SPP_S_2_SPP_N | SPP_S | SPP_N | Internal | Summer | B8 | 500 | 640 | 0.01 | 40.62 | 40.6 | 0.01 | 0
2020 | SPP_S_2_SPP_N | SPP_S | SPP_N | Internal | Summer | B9 | 800 | 640 | 0 | 39.2 | 39.18 | 0.01 | 0
2020 | SPP_S_2_SPP_N | SPP_S | SPP_N | Internal | Summer | B10 | 1262 | 640 | 0 | 38.86 | 38.85 | 0.01 | 0
2020 | SPP_S_2_SPP_N | SPP_S | SPP_N | Internal | Winter | B16 | 25 | 640 | 23.72 | 48.38 | 48.39 | 0.01 | 0
2020 | SPP_S_2_SPP_N | SPP_S | SPP_N | Internal | Winter | B17 | 100 | 640 | 0.06 | 42.84 | 42.83 | 0.01 | 0
2020 | SPP_S_2_SPP_N | SPP_S | SPP_N | Internal | Winter | B18 | 400 | 640 | 0.01 | 42.84 | 42.83 | 0.01 | 0
2020 | SPP_S_2_SPP_N | SPP_S | SPP_N | Internal | Winter | B19 | 700 | 640 | 0 | 42.75 | 42.74 | 0.01 | 0
2020 | SPP_S_2_SPP_N | SPP_S | SPP_N | Internal | Winter | B20 | 935 | 640 | 0 | 41.29 | 41.27 | 0.01 | 0
2020 | TVA_2_ENT | TVA | ENT | Internal | Shoulder | B11 | 25 | 500 | 370.37 | 50.03 | 59.03 | 9 | 0
2020 | TVA_2_ENT | TVA | ENT | Internal | Shoulder | B12 | 200 | 500 | 0 | 41.75 | 41.91 | 9 | 0
2020 | TVA_2_ENT | TVA | ENT | Internal | Shoulder | B13 | 600 | 500 | 0 | 41.75 | 41.91 | 9 | 0
2020 | TVA_2_ENT | TVA | ENT | Internal | Shoulder | B14 | 900 | 500 | 0 | 41.75 | 41.61 | 9 | 0
2020 | TVA_2_ENT | TVA | ENT | Internal | Shoulder | B15 | 1203 | 500 | 0 | 41.75 | 41.61 | 9 | 0
2020 | TVA_2_ENT | TVA | ENT | Internal | Summer | B1 | 10 | 500 | 0 | 73.07 | 68.21 | 9 | 0
2020 | TVA_2_ENT | TVA | ENT | Internal | Summer | B2 | 25 | 500 | 0 | 71.54 | 68.21 | 9 | 0
2020 | TVA_2_ENT | TVA | ENT | Internal | Summer | B3 | 75 | 500 | 0 | 67.29 | 61.69 | 9 | 0
2020 | TVA_2_ENT | TVA | ENT | Internal | Summer | B4 | 100 | 500 | 0 | 67.29 | 61.69 | 9 | 0
2020 | TVA_2_ENT | TVA | ENT | Internal | Summer | B5 | 200 | 500 | 0 | 52.3 | 58.76 | 9 | 0
2020 | TVA_2_ENT | TVA | ENT | Internal | Summer | B6 | 300 | 500 | 0 | 42.16 | 48.87 | 9 | 0
2020 | TVA_2_ENT | TVA | ENT | Internal | Summer | B7 | 400 | 500 | 0 | 40.81 | 42.42 | 9 | 0
2020 | TVA_2_ENT | TVA | ENT | Internal | Summer | B8 | 500 | 500 | 0 | 40.44 | 40.59 | 9 | 0
2020 | TVA_2_ENT | TVA | ENT | Internal | Summer | B9 | 800 | 500 | 0 | 40.44 | 40.3 | 9 | 0
2020 | TVA_2_ENT | TVA | ENT | Internal | Summer | B10 | 1262 | 500 | 0 | 37.45 | 40.02 | 9 | 0
2020 | TVA_2_ENT | TVA | ENT | Internal | Winter | B16 | 25 | 500 | 0 | 52.38 | 53.38 | 9 | 0
2020 | TVA_2_ENT | TVA | ENT | Internal | Winter | B17 | 100 | 500 | 0 | 44.26 | 44.52 | 9 | 0
2020 | TVA_2_ENT | TVA | ENT | Internal | Winter | B18 | 400 | 500 | 0 | 41.57 | 44.2 | 9 | 0
2020 | TVA_2_ENT | TVA | ENT | Internal | Winter | B19 | 700 | 500 | 0 | 41.57 | 44.2 | 9 | 0
2020 | TVA_2_ENT | TVA | ENT | Internal | Winter | B20 | 935 | 500 | 0 | 41.57 | 42.75 | 9 | 0
2020 | TVA_2_MISO_MO-IL | TVA | MISO_MO-IL | Internal | Shoulder | B11 | 25 | 50 | 0 | 50.03 | 53.98 | 9 | 0
2020 | TVA_2_MISO_MO-IL | TVA | MISO_MO-IL | Internal | Shoulder | B12 | 200 | 50 | 0 | 41.75 | 42.47 | 9 | 0
2020 | TVA_2_MISO_MO-IL | TVA | MISO_MO-IL | Internal | Shoulder | B13 | 600 | 50 | 0 | 41.75 | 40.92 | 9 | 0
2020 | TVA_2_MISO_MO-IL | TVA | MISO_MO-IL | Internal | Shoulder | B14 | 900 | 50 | 0 | 41.75 | 39.33 | 9 | 0
2020 | TVA_2_MISO_MO-IL | TVA | MISO_MO-IL | Internal | Shoulder | B15 | 1203 | 50 | 0 | 41.75 | 36.92 | 9 | 0
2020 | TVA_2_MISO_MO-IL | TVA | MISO_MO-IL | Internal | Summer | B1 | 10 | 50 | 0 | 73.07 | 65.05 | 9 | 0
2020 | TVA_2_MISO_MO-IL | TVA | MISO_MO-IL | Internal | Summer | B2 | 25 | 50 | 0 | 71.54 | 63.53 | 9 | 0
2020 | TVA_2_MISO_MO-IL | TVA | MISO_MO-IL | Internal | Summer | B3 | 75 | 50 | 0 | 67.29 | 61.14 | 9 | 0
2020 | TVA_2_MISO_MO-IL | TVA | MISO_MO-IL | Internal | Summer | B4 | 100 | 50 | 0 | 67.29 | 59.66 | 9 | 0
2020 | TVA_2_MISO_MO-IL | TVA | MISO_MO-IL | Internal | Summer | B5 | 200 | 50 | 0 | 52.3 | 51.78 | 9 | 0
2020 | TVA_2_MISO_MO-IL | TVA | MISO_MO-IL | Internal | Summer | B6 | 300 | 50 | 0 | 42.16 | 44.64 | 9 | 0
2020 | TVA_2_MISO_MO-IL | TVA | MISO_MO-IL | Internal | Summer | B7 | 400 | 50 | 0 | 40.81 | 38.95 | 9 | 0
2020 | TVA_2_MISO_MO-IL | TVA | MISO_MO-IL | Internal | Summer | B8 | 500 | 50 | 0 | 40.44 | 37.35 | 9 | 0
2020 | TVA_2_MISO_MO-IL | TVA | MISO_MO-IL | Internal | Summer | B9 | 800 | 50 | 0 | 40.44 | 36.06 | 9 | 0
2020 | TVA_2_MISO_MO-IL | TVA | MISO_MO-IL | Internal | Summer | B10 | 1262 | 50 | 0 | 37.45 | 34.61 | 9 | 0
2020 | TVA_2_MISO_MO-IL | TVA | MISO_MO-IL | Internal | Winter | B16 | 25 | 50 | 0 | 52.38 | 49.68 | 9 | 0
2020 | TVA_2_MISO_MO-IL | TVA | MISO_MO-IL | Internal | Winter | B17 | 100 | 50 | 0 | 44.26 | 45.26 | 9 | 0
2020 | TVA_2_MISO_MO-IL | TVA | MISO_MO-IL | Internal | Winter | B18 | 400 | 50 | 0 | 41.57 | 41.56 | 9 | 0
2020 | TVA_2_MISO_MO-IL | TVA | MISO_MO-IL | Internal | Winter | B19 | 700 | 50 | 0 | 41.57 | 39.97 | 9 | 0
2020 | TVA_2_MISO_MO-IL | TVA | MISO_MO-IL | Internal | Winter | B20 | 935 | 50 | 0 | 41.57 | 36.24 | 9 | 0
2020 | TVA_2_NonRTO_Midwest | TVA | NonRTO_Midwest | Internal | Shoulder | B11 | 25 | 100 | 100 | 50.03 | 61.98 | 9 | 2.95
2020 | TVA_2_NonRTO_Midwest | TVA | NonRTO_Midwest | Internal | Shoulder | B12 | 200 | 100 | 0 | 41.75 | 50.48 | 9 | 0
2020 | TVA_2_NonRTO_Midwest | TVA | NonRTO_Midwest | Internal | Shoulder | B13 | 600 | 100 | 0 | 41.75 | 48.93 | 9 | 0
2020 | TVA_2_NonRTO_Midwest | TVA | NonRTO_Midwest | Internal | Shoulder | B14 | 900 | 100 | 0 | 41.75 | 43.88 | 9 | 0
2020 | TVA_2_NonRTO_Midwest | TVA | NonRTO_Midwest | Internal | Shoulder | B15 | 1203 | 100 | 0 | 41.75 | 35.51 | 9 | 0
2020 | TVA_2_NonRTO_Midwest | TVA | NonRTO_Midwest | Internal | Summer | B1 | 10 | 100 | 0 | 73.07 | 68.51 | 9 | 0
2020 | TVA_2_NonRTO_Midwest | TVA | NonRTO_Midwest | Internal | Summer | B2 | 25 | 100 | 0 | 71.54 | 68.51 | 9 | 0
2020 | TVA_2_NonRTO_Midwest | TVA | NonRTO_Midwest | Internal | Summer | B3 | 75 | 100 | 0 | 67.29 | 68.51 | 9 | 0
2020 | TVA_2_NonRTO_Midwest | TVA | NonRTO_Midwest | Internal | Summer | B4 | 100 | 100 | 0 | 67.29 | 67.65 | 9 | 0
2020 | TVA_2_NonRTO_Midwest | TVA | NonRTO_Midwest | Internal | Summer | B5 | 200 | 100 | 0 | 52.3 | 59.77 | 9 | 0
2020 | TVA_2_NonRTO_Midwest | TVA | NonRTO_Midwest | Internal | Summer | B6 | 300 | 100 | 100 | 42.16 | 52.63 | 9 | 1.47
2020 | TVA_2_NonRTO_Midwest | TVA | NonRTO_Midwest | Internal | Summer | B7 | 400 | 100 | 0 | 40.81 | 46.96 | 9 | 0
2020 | TVA_2_NonRTO_Midwest | TVA | NonRTO_Midwest | Internal | Summer | B8 | 500 | 100 | 0 | 40.44 | 43.88 | 9 | 0
2020 | TVA_2_NonRTO_Midwest | TVA | NonRTO_Midwest | Internal | Summer | B9 | 800 | 100 | 0 | 40.44 | 37.06 | 9 | 0
2020 | TVA_2_NonRTO_Midwest | TVA | NonRTO_Midwest | Internal | Summer | B10 | 1262 | 100 | 0 | 37.45 | 33.37 | 9 | 0
2020 | TVA_2_NonRTO_Midwest | TVA | NonRTO_Midwest | Internal | Winter | B16 | 25 | 100 | 0 | 52.38 | 58.7 | 9 | 0
2020 | TVA_2_NonRTO_Midwest | TVA | NonRTO_Midwest | Internal | Winter | B17 | 100 | 100 | 99.91 | 44.26 | 53.27 | 9 | 0.01
2020 | TVA_2_NonRTO_Midwest | TVA | NonRTO_Midwest | Internal | Winter | B18 | 400 | 100 | 0 | 41.57 | 49.57 | 9 | 0
2020 | TVA_2_NonRTO_Midwest | TVA | NonRTO_Midwest | Internal | Winter | B19 | 700 | 100 | 0 | 41.57 | 43.89 | 9 | 0
2020 | TVA_2_NonRTO_Midwest | TVA | NonRTO_Midwest | Internal | Winter | B20 | 935 | 100 | 0 | 41.57 | 35.88 | 9 | 0
2020 | TVA_2_PJM_ROR | TVA | PJM_ROR | Internal | Shoulder | B11 | 25 | 500 | 0 | 50.03 | 51.98 | 9 | 0
2020 | TVA_2_PJM_ROR | TVA | PJM_ROR | Internal | Shoulder | B12 | 200 | 500 | 0 | 41.75 | 43.61 | 9 | 0
2020 | TVA_2_PJM_ROR | TVA | PJM_ROR | Internal | Shoulder | B13 | 600 | 500 | 0 | 41.75 | 42.7 | 9 | 0
2020 | TVA_2_PJM_ROR | TVA | PJM_ROR | Internal | Shoulder | B14 | 900 | 500 | 0 | 41.75 | 40.08 | 9 | 0
2020 | TVA_2_PJM_ROR | TVA | PJM_ROR | Internal | Shoulder | B15 | 1203 | 500 | 0 | 41.75 | 37.21 | 9 | 0
2020 | TVA_2_PJM_ROR | TVA | PJM_ROR | Internal | Summer | B1 | 10 | 500 | 0 | 73.07 | 67.05 | 9 | 0
2020 | TVA_2_PJM_ROR | TVA | PJM_ROR | Internal | Summer | B2 | 25 | 500 | 0 | 71.54 | 65.53 | 9 | 0
2020 | TVA_2_PJM_ROR | TVA | PJM_ROR | Internal | Summer | B3 | 75 | 500 | 0 | 67.29 | 61.28 | 9 | 0
2020 | TVA_2_PJM_ROR | TVA | PJM_ROR | Internal | Summer | B4 | 100 | 500 | 0 | 67.29 | 61.28 | 9 | 0
2020 | TVA_2_PJM_ROR | TVA | PJM_ROR | Internal | Summer | B5 | 200 | 500 | 0 | 52.3 | 53.76 | 9 | 0
2020 | TVA_2_PJM_ROR | TVA | PJM_ROR | Internal | Summer | B6 | 300 | 500 | 0 | 42.16 | 46.62 | 9 | 0
2020 | TVA_2_PJM_ROR | TVA | PJM_ROR | Internal | Summer | B7 | 400 | 500 | 0 | 40.81 | 40.4 | 9 | 0
2020 | TVA_2_PJM_ROR | TVA | PJM_ROR | Internal | Summer | B8 | 500 | 500 | 0 | 40.44 | 37.83 | 9 | 0
2020 | TVA_2_PJM_ROR | TVA | PJM_ROR | Internal | Summer | B9 | 800 | 500 | 0 | 40.44 | 36.88 | 9 | 0
2020 | TVA_2_PJM_ROR | TVA | PJM_ROR | Internal | Summer | B10 | 1262 | 500 | 0 | 37.45 | 34.65 | 9 | 0
2020 | TVA_2_PJM_ROR | TVA | PJM_ROR | Internal | Winter | B16 | 25 | 500 | 0 | 52.38 | 51.68 | 9 | 0
2020 | TVA_2_PJM_ROR | TVA | PJM_ROR | Internal | Winter | B17 | 100 | 500 | 0 | 44.26 | 47.26 | 9 | 0
2020 | TVA_2_PJM_ROR | TVA | PJM_ROR | Internal | Winter | B18 | 400 | 500 | 0 | 41.57 | 43.56 | 9 | 0
2020 | TVA_2_PJM_ROR | TVA | PJM_ROR | Internal | Winter | B19 | 700 | 500 | 0 | 41.57 | 41.74 | 9 | 0
2020 | TVA_2_PJM_ROR | TVA | PJM_ROR | Internal | Winter | B20 | 935 | 500 | 0 | 41.57 | 36.98 | 9 | 0
2020 | TVA_2_SOCO | TVA | SOCO | Internal | Shoulder | B11 | 25 | 500 | 500 | 50.03 | 66.66 | 9 | 7.63
2020 | TVA_2_SOCO | TVA | SOCO | Internal | Shoulder | B12 | 200 | 500 | 0 | 41.75 | 43.59 | 9 | 0
2020 | TVA_2_SOCO | TVA | SOCO | Internal | Shoulder | B13 | 600 | 500 | 0 | 41.75 | 42.1 | 9 | 0
2020 | TVA_2_SOCO | TVA | SOCO | Internal | Shoulder | B14 | 900 | 500 | 0 | 41.75 | 42.1 | 9 | 0
2020 | TVA_2_SOCO | TVA | SOCO | Internal | Shoulder | B15 | 1203 | 500 | 0 | 41.75 | 42.1 | 9 | 0
2020 | TVA_2_SOCO | TVA | SOCO | Internal | Summer | B1 | 10 | 500 | 0 | 73.07 | 69.69 | 9 | 0
2020 | TVA_2_SOCO | TVA | SOCO | Internal | Summer | B2 | 25 | 500 | 0 | 71.54 | 69.69 | 9 | 0
2020 | TVA_2_SOCO | TVA | SOCO | Internal | Summer | B3 | 75 | 500 | 0 | 67.29 | 69.69 | 9 | 0
2020 | TVA_2_SOCO | TVA | SOCO | Internal | Summer | B4 | 100 | 500 | 0 | 67.29 | 69.69 | 9 | 0
2020 | TVA_2_SOCO | TVA | SOCO | Internal | Summer | B5 | 200 | 500 | 500 | 52.3 | 66.76 | 9 | 5.45
2020 | TVA_2_SOCO | TVA | SOCO | Internal | Summer | B6 | 300 | 500 | 500 | 42.16 | 56.87 | 9 | 5.72
2020 | TVA_2_SOCO | TVA | SOCO | Internal | Summer | B7 | 400 | 500 | 500 | 40.81 | 50.42 | 9 | 0.61
2020 | TVA_2_SOCO | TVA | SOCO | Internal | Summer | B8 | 500 | 500 | 0 | 40.44 | 43.5 | 9 | 0
2020 | TVA_2_SOCO | TVA | SOCO | Internal | Summer | B9 | 800 | 500 | 0 | 40.44 | 40.87 | 9 | 0
2020 | TVA_2_SOCO | TVA | SOCO | Internal | Summer | B10 | 1262 | 500 | 0 | 37.45 | 40.87 | 9 | 0
2020 | TVA_2_SOCO | TVA | SOCO | Internal | Winter | B16 | 25 | 500 | 378.99 | 52.38 | 61.38 | 9 | 0
2020 | TVA_2_SOCO | TVA | SOCO | Internal | Winter | B17 | 100 | 500 | 0 | 44.26 | 44.59 | 9 | 0
2020 | TVA_2_SOCO | TVA | SOCO | Internal | Winter | B18 | 400 | 500 | 0 | 41.57 | 44.59 | 9 | 0
2020 | TVA_2_SOCO | TVA | SOCO | Internal | Winter | B19 | 700 | 500 | 0 | 41.57 | 44.59 | 9 | 0
2020 | TVA_2_SOCO | TVA | SOCO | Internal | Winter | B20 | 935 | 500 | 0 | 41.57 | 44.25 | 9 | 0
2020 | TVA_2_VACAR | TVA | VACAR | Internal | Shoulder | B11 | 25 | 150 | 149.99 | 50.03 | 59.66 | 9 | 0.63
2020 | TVA_2_VACAR | TVA | VACAR | Internal | Shoulder | B12 | 200 | 150 | 0 | 41.75 | 49.61 | 9 | 0
2020 | TVA_2_VACAR | TVA | VACAR | Internal | Shoulder | B13 | 600 | 150 | 0 | 41.75 | 48 | 9 | 0
2020 | TVA_2_VACAR | TVA | VACAR | Internal | Shoulder | B14 | 900 | 150 | 0 | 41.75 | 46.08 | 9 | 0
2020 | TVA_2_VACAR | TVA | VACAR | Internal | Shoulder | B15 | 1203 | 150 | 0 | 41.75 | 43.21 | 9 | 0
2020 | TVA_2_VACAR | TVA | VACAR | Internal | Summer | B1 | 10 | 150 | 0 | 73.07 | 73.05 | 9 | 0
2020 | TVA_2_VACAR | TVA | VACAR | Internal | Summer | B2 | 25 | 150 | 0 | 71.54 | 73.05 | 9 | 0
2020 | TVA_2_VACAR | TVA | VACAR | Internal | Summer | B3 | 75 | 150 | 0 | 67.29 | 73.05 | 9 | 0
2020 | TVA_2_VACAR | TVA | VACAR | Internal | Summer | B4 | 100 | 150 | 0 | 67.29 | 67.28 | 9 | 0
2020 | TVA_2_VACAR | TVA | VACAR | Internal | Summer | B5 | 200 | 150 | 0 | 52.3 | 59.76 | 9 | 0
2020 | TVA_2_VACAR | TVA | VACAR | Internal | Summer | B6 | 300 | 150 | 150 | 42.16 | 52.62 | 9 | 1.46
2020 | TVA_2_VACAR | TVA | VACAR | Internal | Summer | B7 | 400 | 150 | 0 | 40.81 | 46.4 | 9 | 0
2020 | TVA_2_VACAR | TVA | VACAR | Internal | Summer | B8 | 500 | 150 | 0 | 40.44 | 43.83 | 9 | 0
2020 | TVA_2_VACAR | TVA | VACAR | Internal | Summer | B9 | 800 | 150 | 0 | 40.44 | 42.96 | 9 | 0
2020 | TVA_2_VACAR | TVA | VACAR | Internal | Summer | B10 | 1262 | 150 | 0 | 37.45 | 40.94 | 9 | 0
2020 | TVA_2_VACAR | TVA | VACAR | Internal | Winter | B16 | 25 | 150 | 0 | 52.38 | 59.68 | 9 | 0
2020 | TVA_2_VACAR | TVA | VACAR | Internal | Winter | B17 | 100 | 150 | 122.55 | 44.26 | 53.26 | 9 | 0
2020 | TVA_2_VACAR | TVA | VACAR | Internal | Winter | B18 | 400 | 150 | 0 | 41.57 | 47.64 | 9 | 0
2020 | TVA_2_VACAR | TVA | VACAR | Internal | Winter | B19 | 700 | 150 | 0 | 41.57 | 46.49 | 9 | 0
2020 | TVA_2_VACAR | TVA | VACAR | Internal | Winter | B20 | 935 | 150 | 0 | 41.57 | 42.98 | 9 | 0
2020 | TVA_Transmission_2_ENT | TVA_Transmission | ENT | Internal | Shoulder | B11 | 25 | 3000 | 0 | 57.83 | 59.03 | 9 | 0
2020 | TVA_Transmission_2_ENT | TVA_Transmission | ENT | Internal | Shoulder | B12 | 200 | 3000 | 0 | 45.72 | 41.91 | 9 | 0
2020 | TVA_Transmission_2_ENT | TVA_Transmission | ENT | Internal | Shoulder | B13 | 600 | 3000 | 0 | 44.79 | 41.91 | 9 | 0
2020 | TVA_Transmission_2_ENT | TVA_Transmission | ENT | Internal | Shoulder | B14 | 900 | 3000 | 0 | 43.52 | 41.61 | 9 | 0
2020 | TVA_Transmission_2_ENT | TVA_Transmission | ENT | Internal | Shoulder | B15 | 1203 | 3000 | 0 | 42.22 | 41.61 | 9 | 0
2020 | TVA_Transmission_2_ENT | TVA_Transmission | ENT | Internal | Summer | B1 | 10 | 3000 | 0 | 73.05 | 68.21 | 9 | 0
2020 | TVA_Transmission_2_ENT | TVA_Transmission | ENT | Internal | Summer | B2 | 25 | 3000 | 0 | 71.53 | 68.21 | 9 | 0
2020 | TVA_Transmission_2_ENT | TVA_Transmission | ENT | Internal | Summer | B3 | 75 | 3000 | 0 | 67.28 | 61.69 | 9 | 0
2020 | TVA_Transmission_2_ENT | TVA_Transmission | ENT | Internal | Summer | B4 | 100 | 3000 | 0 | 67.28 | 61.69 | 9 | 0
2020 | TVA_Transmission_2_ENT | TVA_Transmission | ENT | Internal | Summer | B5 | 200 | 3000 | 0 | 58.5 | 58.76 | 9 | 0
2020 | TVA_Transmission_2_ENT | TVA_Transmission | ENT | Internal | Summer | B6 | 300 | 3000 | 0 | 49.92 | 48.87 | 9 | 0
2020 | TVA_Transmission_2_ENT | TVA_Transmission | ENT | Internal | Summer | B7 | 400 | 3000 | 0 | 44.09 | 42.42 | 9 | 0
2020 | TVA_Transmission_2_ENT | TVA_Transmission | ENT | Internal | Summer | B8 | 500 | 3000 | 0 | 41.97 | 40.59 | 9 | 0
2020 | TVA_Transmission_2_ENT | TVA_Transmission | ENT | Internal | Summer | B9 | 800 | 3000 | 0 | 41.33 | 40.3 | 9 | 0
2020 | TVA_Transmission_2_ENT | TVA_Transmission | ENT | Internal | Summer | B10 | 1262 | 3000 | 0 | 38.66 | 40.02 | 9 | 0
2020 | TVA_Transmission_2_ENT | TVA_Transmission | ENT | Internal | Winter | B16 | 25 | 3000 | 0 | 55.38 | 53.38 | 9 | 0
2020 | TVA_Transmission_2_ENT | TVA_Transmission | ENT | Internal | Winter | B17 | 100 | 3000 | 0 | 48.57 | 44.52 | 9 | 0
2020 | TVA_Transmission_2_ENT | TVA_Transmission | ENT | Internal | Winter | B18 | 400 | 3000 | 0 | 45.48 | 44.2 | 9 | 0
2020 | TVA_Transmission_2_ENT | TVA_Transmission | ENT | Internal | Winter | B19 | 700 | 3000 | 0 | 44.16 | 44.2 | 9 | 0
2020 | TVA_Transmission_2_ENT | TVA_Transmission | ENT | Internal | Winter | B20 | 935 | 3000 | 0 | 42.07 | 42.75 | 9 | 0
2020 | TVA_Transmission_2_MISO_MO-IL | TVA_Transmission | MISO_MO-IL | Internal | Shoulder | B11 | 25 | 4000 | 0 | 57.83 | 53.98 | 9 | 0
2020 | TVA_Transmission_2_MISO_MO-IL | TVA_Transmission | MISO_MO-IL | Internal | Shoulder | B12 | 200 | 4000 | 0 | 45.72 | 42.47 | 9 | 0
2020 | TVA_Transmission_2_MISO_MO-IL | TVA_Transmission | MISO_MO-IL | Internal | Shoulder | B13 | 600 | 4000 | 0 | 44.79 | 40.92 | 9 | 0
2020 | TVA_Transmission_2_MISO_MO-IL | TVA_Transmission | MISO_MO-IL | Internal | Shoulder | B14 | 900 | 4000 | 0 | 43.52 | 39.33 | 9 | 0
2020 | TVA_Transmission_2_MISO_MO-IL | TVA_Transmission | MISO_MO-IL | Internal | Shoulder | B15 | 1203 | 4000 | 0 | 42.22 | 36.92 | 9 | 0
2020 | TVA_Transmission_2_MISO_MO-IL | TVA_Transmission | MISO_MO-IL | Internal | Summer | B1 | 10 | 4000 | 0 | 73.05 | 65.05 | 9 | 0
2020 | TVA_Transmission_2_MISO_MO-IL | TVA_Transmission | MISO_MO-IL | Internal | Summer | B2 | 25 | 4000 | 0 | 71.53 | 63.53 | 9 | 0
2020 | TVA_Transmission_2_MISO_MO-IL | TVA_Transmission | MISO_MO-IL | Internal | Summer | B3 | 75 | 4000 | 0 | 67.28 | 61.14 | 9 | 0
2020 | TVA_Transmission_2_MISO_MO-IL | TVA_Transmission | MISO_MO-IL | Internal | Summer | B4 | 100 | 4000 | 0 | 67.28 | 59.66 | 9 | 0
2020 | TVA_Transmission_2_MISO_MO-IL | TVA_Transmission | MISO_MO-IL | Internal | Summer | B5 | 200 | 4000 | 0 | 58.5 | 51.78 | 9 | 0
2020 | TVA_Transmission_2_MISO_MO-IL | TVA_Transmission | MISO_MO-IL | Internal | Summer | B6 | 300 | 4000 | 0 | 49.92 | 44.64 | 9 | 0
2020 | TVA_Transmission_2_MISO_MO-IL | TVA_Transmission | MISO_MO-IL | Internal | Summer | B7 | 400 | 4000 | 0 | 44.09 | 38.95 | 9 | 0
2020 | TVA_Transmission_2_MISO_MO-IL | TVA_Transmission | MISO_MO-IL | Internal | Summer | B8 | 500 | 4000 | 0 | 41.97 | 37.35 | 9 | 0
2020 | TVA_Transmission_2_MISO_MO-IL | TVA_Transmission | MISO_MO-IL | Internal | Summer | B9 | 800 | 4000 | 0 | 41.33 | 36.06 | 9 | 0
2020 | TVA_Transmission_2_MISO_MO-IL | TVA_Transmission | MISO_MO-IL | Internal | Summer | B10 | 1262 | 4000 | 0 | 38.66 | 34.61 | 9 | 0
2020 | TVA_Transmission_2_MISO_MO-IL | TVA_Transmission | MISO_MO-IL | Internal | Winter | B16 | 25 | 4000 | 0 | 55.38 | 49.68 | 9 | 0
2020 | TVA_Transmission_2_MISO_MO-IL | TVA_Transmission | MISO_MO-IL | Internal | Winter | B17 | 100 | 4000 | 0 | 48.57 | 45.26 | 9 | 0
2020 | TVA_Transmission_2_MISO_MO-IL | TVA_Transmission | MISO_MO-IL | Internal | Winter | B18 | 400 | 4000 | 0 | 45.48 | 41.56 | 9 | 0
2020 | TVA_Transmission_2_MISO_MO-IL | TVA_Transmission | MISO_MO-IL | Internal | Winter | B19 | 700 | 4000 | 0 | 44.16 | 39.97 | 9 | 0
2020 | TVA_Transmission_2_MISO_MO-IL | TVA_Transmission | MISO_MO-IL | Internal | Winter | B20 | 935 | 4000 | 0 | 42.07 | 36.24 | 9 | 0
2020 | TVA_Transmission_2_NonRTO_Midwest | TVA_Transmission | NonRTO_Midwest | Internal | Shoulder | B11 | 25 | 700 | 0 | 57.83 | 61.98 | 9 | 0
2020 | TVA_Transmission_2_NonRTO_Midwest | TVA_Transmission | NonRTO_Midwest | Internal | Shoulder | B12 | 200 | 700 | 0 | 45.72 | 50.48 | 9 | 0
2020 | TVA_Transmission_2_NonRTO_Midwest | TVA_Transmission | NonRTO_Midwest | Internal | Shoulder | B13 | 600 | 700 | 0 | 44.79 | 48.93 | 9 | 0
2020 | TVA_Transmission_2_NonRTO_Midwest | TVA_Transmission | NonRTO_Midwest | Internal | Shoulder | B14 | 900 | 700 | 0 | 43.52 | 43.88 | 9 | 0
2020 | TVA_Transmission_2_NonRTO_Midwest | TVA_Transmission | NonRTO_Midwest | Internal | Shoulder | B15 | 1203 | 700 | 0 | 42.22 | 35.51 | 9 | 0
2020 | TVA_Transmission_2_NonRTO_Midwest | TVA_Transmission | NonRTO_Midwest | Internal | Summer | B1 | 10 | 700 | 0 | 73.05 | 68.51 | 9 | 0
2020 | TVA_Transmission_2_NonRTO_Midwest | TVA_Transmission | NonRTO_Midwest | Internal | Summer | B2 | 25 | 700 | 0 | 71.53 | 68.51 | 9 | 0
2020 | TVA_Transmission_2_NonRTO_Midwest | TVA_Transmission | NonRTO_Midwest | Internal | Summer | B3 | 75 | 700 | 0 | 67.28 | 68.51 | 9 | 0
2020 | TVA_Transmission_2_NonRTO_Midwest | TVA_Transmission | NonRTO_Midwest | Internal | Summer | B4 | 100 | 700 | 0 | 67.28 | 67.65 | 9 | 0
2020 | TVA_Transmission_2_NonRTO_Midwest | TVA_Transmission | NonRTO_Midwest | Internal | Summer | B5 | 200 | 700 | 0 | 58.5 | 59.77 | 9 | 0
2020 | TVA_Transmission_2_NonRTO_Midwest | TVA_Transmission | NonRTO_Midwest | Internal | Summer | B6 | 300 | 700 | 0 | 49.92 | 52.63 | 9 | 0
2020 | TVA_Transmission_2_NonRTO_Midwest | TVA_Transmission | NonRTO_Midwest | Internal | Summer | B7 | 400 | 700 | 0 | 44.09 | 46.96 | 9 | 0
2020 | TVA_Transmission_2_NonRTO_Midwest | TVA_Transmission | NonRTO_Midwest | Internal | Summer | B8 | 500 | 700 | 0 | 41.97 | 43.88 | 9 | 0
2020 | TVA_Transmission_2_NonRTO_Midwest | TVA_Transmission | NonRTO_Midwest | Internal | Summer | B9 | 800 | 700 | 0 | 41.33 | 37.06 | 9 | 0
2020 | TVA_Transmission_2_NonRTO_Midwest | TVA_Transmission | NonRTO_Midwest | Internal | Summer | B10 | 1262 | 700 | 0 | 38.66 | 33.37 | 9 | 0
2020 | TVA_Transmission_2_NonRTO_Midwest | TVA_Transmission | NonRTO_Midwest | Internal | Winter | B16 | 25 | 700 | 0 | 55.38 | 58.7 | 9 | 0
2020 | TVA_Transmission_2_NonRTO_Midwest | TVA_Transmission | NonRTO_Midwest | Internal | Winter | B17 | 100 | 700 | 0 | 48.57 | 53.27 | 9 | 0
2020 | TVA_Transmission_2_NonRTO_Midwest | TVA_Transmission | NonRTO_Midwest | Internal | Winter | B18 | 400 | 700 | 0 | 45.48 | 49.57 | 9 | 0
2020 | TVA_Transmission_2_NonRTO_Midwest | TVA_Transmission | NonRTO_Midwest | Internal | Winter | B19 | 700 | 700 | 0 | 44.16 | 43.89 | 9 | 0
2020 | TVA_Transmission_2_NonRTO_Midwest | TVA_Transmission | NonRTO_Midwest | Internal | Winter | B20 | 935 | 700 | 0 | 42.07 | 35.88 | 9 | 0
2020 | TVA_Transmission_2_PJM_ROR | TVA_Transmission | PJM_ROR | Internal | Shoulder | B11 | 25 | 2000 | 0 | 57.83 | 51.98 | 9 | 0
2020 | TVA_Transmission_2_PJM_ROR | TVA_Transmission | PJM_ROR | Internal | Shoulder | B12 | 200 | 2000 | 0 | 45.72 | 43.61 | 9 | 0
2020 | TVA_Transmission_2_PJM_ROR | TVA_Transmission | PJM_ROR | Internal | Shoulder | B13 | 600 | 2000 | 0 | 44.79 | 42.7 | 9 | 0
2020 | TVA_Transmission_2_PJM_ROR | TVA_Transmission | PJM_ROR | Internal | Shoulder | B14 | 900 | 2000 | 0 | 43.52 | 40.08 | 9 | 0
2020 | TVA_Transmission_2_PJM_ROR | TVA_Transmission | PJM_ROR | Internal | Shoulder | B15 | 1203 | 2000 | 0 | 42.22 | 37.21 | 9 | 0
2020 | TVA_Transmission_2_PJM_ROR | TVA_Transmission | PJM_ROR | Internal | Summer | B1 | 10 | 2000 | 0 | 73.05 | 67.05 | 9 | 0
2020 | TVA_Transmission_2_PJM_ROR | TVA_Transmission | PJM_ROR | Internal | Summer | B2 | 25 | 2000 | 0 | 71.53 | 65.53 | 9 | 0
2020 | TVA_Transmission_2_PJM_ROR | TVA_Transmission | PJM_ROR | Internal | Summer | B3 | 75 | 2000 | 0 | 67.28 | 61.28 | 9 | 0
2020 | TVA_Transmission_2_PJM_ROR | TVA_Transmission | PJM_ROR | Internal | Summer | B4 | 100 | 2000 | 0 | 67.28 | 61.28 | 9 | 0
2020 | TVA_Transmission_2_PJM_ROR | TVA_Transmission | PJM_ROR | Internal | Summer | B5 | 200 | 2000 | 0 | 58.5 | 53.76 | 9 | 0
2020 | TVA_Transmission_2_PJM_ROR | TVA_Transmission | PJM_ROR | Internal | Summer | B6 | 300 | 2000 | 0 | 49.92 | 46.62 | 9 | 0
2020 | TVA_Transmission_2_PJM_ROR | TVA_Transmission | PJM_ROR | Internal | Summer | B7 | 400 | 2000 | 0 | 44.09 | 40.4 | 9 | 0
2020 | TVA_Transmission_2_PJM_ROR | TVA_Transmission | PJM_ROR | Internal | Summer | B8 | 500 | 2000 | 0 | 41.97 | 37.83 | 9 | 0
2020 | TVA_Transmission_2_PJM_ROR | TVA_Transmission | PJM_ROR | Internal | Summer | B9 | 800 | 2000 | 0 | 41.33 | 36.88 | 9 | 0
2020 | TVA_Transmission_2_PJM_ROR | TVA_Transmission | PJM_ROR | Internal | Summer | B10 | 1262 | 2000 | 0 | 38.66 | 34.65 | 9 | 0
2020 | TVA_Transmission_2_PJM_ROR | TVA_Transmission | PJM_ROR | Internal | Winter | B16 | 25 | 2000 | 0 | 55.38 | 51.68 | 9 | 0
2020 | TVA_Transmission_2_PJM_ROR | TVA_Transmission | PJM_ROR | Internal | Winter | B17 | 100 | 2000 | 0 | 48.57 | 47.26 | 9 | 0
2020 | TVA_Transmission_2_PJM_ROR | TVA_Transmission | PJM_ROR | Internal | Winter | B18 | 400 | 2000 | 0 | 45.48 | 43.56 | 9 | 0
2020 | TVA_Transmission_2_PJM_ROR | TVA_Transmission | PJM_ROR | Internal | Winter | B19 | 700 | 2000 | 0 | 44.16 | 41.74 | 9 | 0
2020 | TVA_Transmission_2_PJM_ROR | TVA_Transmission | PJM_ROR | Internal | Winter | B20 | 935 | 2000 | 0 | 42.07 | 36.98 | 9 | 0
2020 | TVA_Transmission_2_SOCO | TVA_Transmission | SOCO | Internal | Shoulder | B11 | 25 | 3200 | 0.03 | 57.83 | 66.66 | 9 | 0
2020 | TVA_Transmission_2_SOCO | TVA_Transmission | SOCO | Internal | Shoulder | B12 | 200 | 3200 | 0 | 45.72 | 43.59 | 9 | 0
2020 | TVA_Transmission_2_SOCO | TVA_Transmission | SOCO | Internal | Shoulder | B13 | 600 | 3200 | 0 | 44.79 | 42.1 | 9 | 0
2020 | TVA_Transmission_2_SOCO | TVA_Transmission | SOCO | Internal | Shoulder | B14 | 900 | 3200 | 0 | 43.52 | 42.1 | 9 | 0
2020 | TVA_Transmission_2_SOCO | TVA_Transmission | SOCO | Internal | Shoulder | B15 | 1203 | 3200 | 0 | 42.22 | 42.1 | 9 | 0
2020 | TVA_Transmission_2_SOCO | TVA_Transmission | SOCO | Internal | Summer | B1 | 10 | 3200 | 0 | 73.05 | 69.69 | 9 | 0
2020 | TVA_Transmission_2_SOCO | TVA_Transmission | SOCO | Internal | Summer | B2 | 25 | 3200 | 0 | 71.53 | 69.69 | 9 | 0
2020 | TVA_Transmission_2_SOCO | TVA_Transmission | SOCO | Internal | Summer | B3 | 75 | 3200 | 0 | 67.28 | 69.69 | 9 | 0
2020 | TVA_Transmission_2_SOCO | TVA_Transmission | SOCO | Internal | Summer | B4 | 100 | 3200 | 0 | 67.28 | 69.69 | 9 | 0
2020 | TVA_Transmission_2_SOCO | TVA_Transmission | SOCO | Internal | Summer | B5 | 200 | 3200 | 0 | 58.5 | 66.76 | 9 | 0
2020 | TVA_Transmission_2_SOCO | TVA_Transmission | SOCO | Internal | Summer | B6 | 300 | 3200 | 0 | 49.92 | 56.87 | 9 | 0
2020 | TVA_Transmission_2_SOCO | TVA_Transmission | SOCO | Internal | Summer | B7 | 400 | 3200 | 0 | 44.09 | 50.42 | 9 | 0
2020 | TVA_Transmission_2_SOCO | TVA_Transmission | SOCO | Internal | Summer | B8 | 500 | 3200 | 0 | 41.97 | 43.5 | 9 | 0
2020 | TVA_Transmission_2_SOCO | TVA_Transmission | SOCO | Internal | Summer | B9 | 800 | 3200 | 0 | 41.33 | 40.87 | 9 | 0
2020 | TVA_Transmission_2_SOCO | TVA_Transmission | SOCO | Internal | Summer | B10 | 1262 | 3200 | 0 | 38.66 | 40.87 | 9 | 0
2020 | TVA_Transmission_2_SOCO | TVA_Transmission | SOCO | Internal | Winter | B16 | 25 | 3200 | 0 | 55.38 | 61.38 | 9 | 0
2020 | TVA_Transmission_2_SOCO | TVA_Transmission | SOCO | Internal | Winter | B17 | 100 | 3200 | 0 | 48.57 | 44.59 | 9 | 0
2020 | TVA_Transmission_2_SOCO | TVA_Transmission | SOCO | Internal | Winter | B18 | 400 | 3200 | 0 | 45.48 | 44.59 | 9 | 0
2020 | TVA_Transmission_2_SOCO | TVA_Transmission | SOCO | Internal | Winter | B19 | 700 | 3200 | 0 | 44.16 | 44.59 | 9 | 0
2020 | TVA_Transmission_2_SOCO | TVA_Transmission | SOCO | Internal | Winter | B20 | 935 | 3200 | 0 | 42.07 | 44.25 | 9 | 0
2020 | TVA_Transmission_2_TVA | TVA_Transmission | TVA | Internal | Shoulder | B11 | 25 | 99999 | 0 | 57.83 | 50.03 | 0.01 | 0
2020 | TVA_Transmission_2_TVA | TVA_Transmission | TVA | Internal | Shoulder | B12 | 200 | 99999 | 0 | 45.72 | 41.75 | 0.01 | 0
2020 | TVA_Transmission_2_TVA | TVA_Transmission | TVA | Internal | Shoulder | B13 | 600 | 99999 | 0 | 44.79 | 41.75 | 0.01 | 0
2020 | TVA_Transmission_2_TVA | TVA_Transmission | TVA | Internal | Shoulder | B14 | 900 | 99999 | 0 | 43.52 | 41.75 | 0.01 | 0
2020 | TVA_Transmission_2_TVA | TVA_Transmission | TVA | Internal | Shoulder | B15 | 1203 | 99999 | 0 | 42.22 | 41.75 | 0.01 | 0
2020 | TVA_Transmission_2_TVA | TVA_Transmission | TVA | Internal | Summer | B1 | 10 | 99999 | 3885.88 | 73.05 | 73.07 | 0.01 | 0
2020 | TVA_Transmission_2_TVA | TVA_Transmission | TVA | Internal | Summer | B2 | 25 | 99999 | 3113.5 | 71.53 | 71.54 | 0.01 | 0
2020 | TVA_Transmission_2_TVA | TVA_Transmission | TVA | Internal | Summer | B3 | 75 | 99999 | 1596.83 | 67.28 | 67.29 | 0.01 | 0
2020 | TVA_Transmission_2_TVA | TVA_Transmission | TVA | Internal | Summer | B4 | 100 | 99999 | 896.02 | 67.28 | 67.29 | 0.01 | 0
2020 | TVA_Transmission_2_TVA | TVA_Transmission | TVA | Internal | Summer | B5 | 200 | 99999 | 0 | 58.5 | 52.3 | 0.01 | 0
2020 | TVA_Transmission_2_TVA | TVA_Transmission | TVA | Internal | Summer | B6 | 300 | 99999 | 0 | 49.92 | 42.16 | 0.01 | 0
2020 | TVA_Transmission_2_TVA | TVA_Transmission | TVA | Internal | Summer | B7 | 400 | 99999 | 0 | 44.09 | 40.81 | 0.01 | 0
2020 | TVA_Transmission_2_TVA | TVA_Transmission | TVA | Internal | Summer | B8 | 500 | 99999 | 0 | 41.97 | 40.44 | 0.01 | 0
2020 | TVA_Transmission_2_TVA | TVA_Transmission | TVA | Internal | Summer | B9 | 800 | 99999 | 0 | 41.33 | 40.44 | 0.01 | 0
2020 | TVA_Transmission_2_TVA | TVA_Transmission | TVA | Internal | Summer | B10 | 1262 | 99999 | 0 | 38.66 | 37.45 | 0.01 | 0
2020 | TVA_Transmission_2_TVA | TVA_Transmission | TVA | Internal | Winter | B16 | 25 | 99999 | 0 | 55.38 | 52.38 | 0.01 | 0
2020 | TVA_Transmission_2_TVA | TVA_Transmission | TVA | Internal | Winter | B17 | 100 | 99999 | 0 | 48.57 | 44.26 | 0.01 | 0
2020 | TVA_Transmission_2_TVA | TVA_Transmission | TVA | Internal | Winter | B18 | 400 | 99999 | 0 | 45.48 | 41.57 | 0.01 | 0
2020 | TVA_Transmission_2_TVA | TVA_Transmission | TVA | Internal | Winter | B19 | 700 | 99999 | 0 | 44.16 | 41.57 | 0.01 | 0
2020 | TVA_Transmission_2_TVA | TVA_Transmission | TVA | Internal | Winter | B20 | 935 | 99999 | 0 | 42.07 | 41.57 | 0.01 | 0
2020 | TVA_Transmission_2_VACAR | TVA_Transmission | VACAR | Internal | Shoulder | B11 | 25 | 900 | 0 | 57.83 | 59.66 | 9 | 0
2020 | TVA_Transmission_2_VACAR | TVA_Transmission | VACAR | Internal | Shoulder | B12 | 200 | 900 | 0 | 45.72 | 49.61 | 9 | 0
2020 | TVA_Transmission_2_VACAR | TVA_Transmission | VACAR | Internal | Shoulder | B13 | 600 | 900 | 0 | 44.79 | 48 | 9 | 0
2020 | TVA_Transmission_2_VACAR | TVA_Transmission | VACAR | Internal | Shoulder | B14 | 900 | 900 | 0 | 43.52 | 46.08 | 9 | 0
2020 | TVA_Transmission_2_VACAR | TVA_Transmission | VACAR | Internal | Shoulder | B15 | 1203 | 900 | 0 | 42.22 | 43.21 | 9 | 0
2020 | TVA_Transmission_2_VACAR | TVA_Transmission | VACAR | Internal | Summer | B1 | 10 | 900 | 0 | 73.05 | 73.05 | 9 | 0
2020 | TVA_Transmission_2_VACAR | TVA_Transmission | VACAR | Internal | Summer | B2 | 25 | 900 | 0 | 71.53 | 73.05 | 9 | 0
2020 | TVA_Transmission_2_VACAR | TVA_Transmission | VACAR | Internal | Summer | B3 | 75 | 900 | 0 | 67.28 | 73.05 | 9 | 0
2020 | TVA_Transmission_2_VACAR | TVA_Transmission | VACAR | Internal | Summer | B4 | 100 | 900 | 0 | 67.28 | 67.28 | 9 | 0
2020 | TVA_Transmission_2_VACAR | TVA_Transmission | VACAR | Internal | Summer | B5 | 200 | 900 | 0 | 58.5 | 59.76 | 9 | 0
2020 | TVA_Transmission_2_VACAR | TVA_Transmission | VACAR | Internal | Summer | B6 | 300 | 900 | 0 | 49.92 | 52.62 | 9 | 0
2020 | TVA_Transmission_2_VACAR | TVA_Transmission | VACAR | Internal | Summer | B7 | 400 | 900 | 0 | 44.09 | 46.4 | 9 | 0
2020 | TVA_Transmission_2_VACAR | TVA_Transmission | VACAR | Internal | Summer | B8 | 500 | 900 | 0 | 41.97 | 43.83 | 9 | 0
2020 | TVA_Transmission_2_VACAR | TVA_Transmission | VACAR | Internal | Summer | B9 | 800 | 900 | 0 | 41.33 | 42.96 | 9 | 0
2020 | TVA_Transmission_2_VACAR | TVA_Transmission | VACAR | Internal | Summer | B10 | 1262 | 900 | 0 | 38.66 | 40.94 | 9 | 0
2020 | TVA_Transmission_2_VACAR | TVA_Transmission | VACAR | Internal | Winter | B16 | 25 | 900 | 0 | 55.38 | 59.68 | 9 | 0
2020 | TVA_Transmission_2_VACAR | TVA_Transmission | VACAR | Internal | Winter | B17 | 100 | 900 | 0 | 48.57 | 53.26 | 9 | 0
2020 | TVA_Transmission_2_VACAR | TVA_Transmission | VACAR | Internal | Winter | B18 | 400 | 900 | 0 | 45.48 | 47.64 | 9 | 0
2020 | TVA_Transmission_2_VACAR | TVA_Transmission | VACAR | Internal | Winter | B19 | 700 | 900 | 0 | 44.16 | 46.49 | 9 | 0
2020 | TVA_Transmission_2_VACAR | TVA_Transmission | VACAR | Internal | Winter | B20 | 935 | 900 | 0 | 42.07 | 42.98 | 9 | 0
2020 | VACAR_2_PJM_ROR | VACAR | PJM_ROR | Internal | Shoulder | B11 | 25 | 2000 | 0 | 59.66 | 51.98 | 7 | 0
2020 | VACAR_2_PJM_ROR | VACAR | PJM_ROR | Internal | Shoulder | B12 | 200 | 2000 | 0 | 49.61 | 43.61 | 7 | 0
2020 | VACAR_2_PJM_ROR | VACAR | PJM_ROR | Internal | Shoulder | B13 | 600 | 2000 | 0 | 48 | 42.7 | 7 | 0
2020 | VACAR_2_PJM_ROR | VACAR | PJM_ROR | Internal | Shoulder | B14 | 900 | 2000 | 0 | 46.08 | 40.08 | 7 | 0
2020 | VACAR_2_PJM_ROR | VACAR | PJM_ROR | Internal | Shoulder | B15 | 1203 | 2000 | 0 | 43.21 | 37.21 | 7 | 0
2020 | VACAR_2_PJM_ROR | VACAR | PJM_ROR | Internal | Summer | B1 | 10 | 2000 | 0 | 73.05 | 67.05 | 7 | 0
2020 | VACAR_2_PJM_ROR | VACAR | PJM_ROR | Internal | Summer | B2 | 25 | 2000 | 0 | 73.05 | 65.53 | 7 | 0
2020 | VACAR_2_PJM_ROR | VACAR | PJM_ROR | Internal | Summer | B3 | 75 | 2000 | 0 | 73.05 | 61.28 | 7 | 0
2020 | VACAR_2_PJM_ROR | VACAR | PJM_ROR | Internal | Summer | B4 | 100 | 2000 | 0 | 67.28 | 61.28 | 7 | 0
2020 | VACAR_2_PJM_ROR | VACAR | PJM_ROR | Internal | Summer | B5 | 200 | 2000 | 0 | 59.76 | 53.76 | 7 | 0
2020 | VACAR_2_PJM_ROR | VACAR | PJM_ROR | Internal | Summer | B6 | 300 | 2000 | 0 | 52.62 | 46.62 | 7 | 0
2020 | VACAR_2_PJM_ROR | VACAR | PJM_ROR | Internal | Summer | B7 | 400 | 2000 | 0 | 46.4 | 40.4 | 7 | 0
2020 | VACAR_2_PJM_ROR | VACAR | PJM_ROR | Internal | Summer | B8 | 500 | 2000 | 0 | 43.83 | 37.83 | 7 | 0
2020 | VACAR_2_PJM_ROR | VACAR | PJM_ROR | Internal | Summer | B9 | 800 | 2000 | 0 | 42.96 | 36.88 | 7 | 0
2020 | VACAR_2_PJM_ROR | VACAR | PJM_ROR | Internal | Summer | B10 | 1262 | 2000 | 0 | 40.94 | 34.65 | 7 | 0
2020 | VACAR_2_PJM_ROR | VACAR | PJM_ROR | Internal | Winter | B16 | 25 | 2000 | 0 | 59.68 | 51.68 | 7 | 0
2020 | VACAR_2_PJM_ROR | VACAR | PJM_ROR | Internal | Winter | B17 | 100 | 2000 | 0 | 53.26 | 47.26 | 7 | 0
2020 | VACAR_2_PJM_ROR | VACAR | PJM_ROR | Internal | Winter | B18 | 400 | 2000 | 0 | 47.64 | 43.56 | 7 | 0
2020 | VACAR_2_PJM_ROR | VACAR | PJM_ROR | Internal | Winter | B19 | 700 | 2000 | 0 | 46.49 | 41.74 | 7 | 0
2020 | VACAR_2_PJM_ROR | VACAR | PJM_ROR | Internal | Winter | B20 | 935 | 2000 | 0 | 42.98 | 36.98 | 7 | 0
2020 | VACAR_2_SOCO | VACAR | SOCO | Internal | Shoulder | B11 | 25 | 3000 | 570.83 | 59.66 | 66.66 | 7 | 0
2020 | VACAR_2_SOCO | VACAR | SOCO | Internal | Shoulder | B12 | 200 | 3000 | 0 | 49.61 | 43.59 | 7 | 0
2020 | VACAR_2_SOCO | VACAR | SOCO | Internal | Shoulder | B13 | 600 | 3000 | 0 | 48 | 42.1 | 7 | 0
2020 | VACAR_2_SOCO | VACAR | SOCO | Internal | Shoulder | B14 | 900 | 3000 | 0 | 46.08 | 42.1 | 7 | 0
2020 | VACAR_2_SOCO | VACAR | SOCO | Internal | Shoulder | B15 | 1203 | 3000 | 0 | 43.21 | 42.1 | 7 | 0
2020 | VACAR_2_SOCO | VACAR | SOCO | Internal | Summer | B1 | 10 | 3000 | 0 | 73.05 | 69.69 | 7 | 0
2020 | VACAR_2_SOCO | VACAR | SOCO | Internal | Summer | B2 | 25 | 3000 | 0 | 73.05 | 69.69 | 7 | 0
2020 | VACAR_2_SOCO | VACAR | SOCO | Internal | Summer | B3 | 75 | 3000 | 0 | 73.05 | 69.69 | 7 | 0
2020 | VACAR_2_SOCO | VACAR | SOCO | Internal | Summer | B4 | 100 | 3000 | 0 | 67.28 | 69.69 | 7 | 0
2020 | VACAR_2_SOCO | VACAR | SOCO | Internal | Summer | B5 | 200 | 3000 | 153.11 | 59.76 | 66.76 | 7 | 0
2020 | VACAR_2_SOCO | VACAR | SOCO | Internal | Summer | B6 | 300 | 3000 | 0 | 52.62 | 56.87 | 7 | 0
2020 | VACAR_2_SOCO | VACAR | SOCO | Internal | Summer | B7 | 400 | 3000 | 0 | 46.4 | 50.42 | 7 | 0
2020 | VACAR_2_SOCO | VACAR | SOCO | Internal | Summer | B8 | 500 | 3000 | 0 | 43.83 | 43.5 | 7 | 0
2020 | VACAR_2_SOCO | VACAR | SOCO | Internal | Summer | B9 | 800 | 3000 | 0 | 42.96 | 40.87 | 7 | 0
2020 | VACAR_2_SOCO | VACAR | SOCO | Internal | Summer | B10 | 1262 | 3000 | 0 | 40.94 | 40.87 | 7 | 0
2020 | VACAR_2_SOCO | VACAR | SOCO | Internal | Winter | B16 | 25 | 3000 | 0 | 59.68 | 61.38 | 7 | 0
2020 | VACAR_2_SOCO | VACAR | SOCO | Internal | Winter | B17 | 100 | 3000 | 0 | 53.26 | 44.59 | 7 | 0
2020 | VACAR_2_SOCO | VACAR | SOCO | Internal | Winter | B18 | 400 | 3000 | 0 | 47.64 | 44.59 | 7 | 0
2020 | VACAR_2_SOCO | VACAR | SOCO | Internal | Winter | B19 | 700 | 3000 | 0 | 46.49 | 44.59 | 7 | 0
2020 | VACAR_2_SOCO | VACAR | SOCO | Internal | Winter | B20 | 935 | 3000 | 0 | 42.98 | 44.25 | 7 | 0
2020 | VACAR_2_TVA_Transmission | VACAR | TVA_Transmission | Internal | Shoulder | B11 | 25 | 900 | 0 | 59.66 | 57.83 | 7 | 0
2020 | VACAR_2_TVA_Transmission | VACAR | TVA_Transmission | Internal | Shoulder | B12 | 200 | 900 | 0 | 49.61 | 45.72 | 7 | 0
2020 | VACAR_2_TVA_Transmission | VACAR | TVA_Transmission | Internal | Shoulder | B13 | 600 | 900 | 0 | 48 | 44.79 | 7 | 0
2020 | VACAR_2_TVA_Transmission | VACAR | TVA_Transmission | Internal | Shoulder | B14 | 900 | 900 | 0 | 46.08 | 43.52 | 7 | 0
2020 | VACAR_2_TVA_Transmission | VACAR | TVA_Transmission | Internal | Shoulder | B15 | 1203 | 900 | 0 | 43.21 | 42.22 | 7 | 0
2020 | VACAR_2_TVA_Transmission | VACAR | TVA_Transmission | Internal | Summer | B1 | 10 | 900 | 0 | 73.05 | 73.05 | 7 | 0
2020 | VACAR_2_TVA_Transmission | VACAR | TVA_Transmission | Internal | Summer | B2 | 25 | 900 | 0 | 73.05 | 71.53 | 7 | 0
2020 | VACAR_2_TVA_Transmission | VACAR | TVA_Transmission | Internal | Summer | B3 | 75 | 900 | 0 | 73.05 | 67.28 | 7 | 0
2020 | VACAR_2_TVA_Transmission | VACAR | TVA_Transmission | Internal | Summer | B4 | 100 | 900 | 0 | 67.28 | 67.28 | 7 | 0
2020 | VACAR_2_TVA_Transmission | VACAR | TVA_Transmission | Internal | Summer | B5 | 200 | 900 | 0 | 59.76 | 58.5 | 7 | 0
2020 | VACAR_2_TVA_Transmission | VACAR | TVA_Transmission | Internal | Summer | B6 | 300 | 900 | 0 | 52.62 | 49.92 | 7 | 0
2020 | VACAR_2_TVA_Transmission | VACAR | TVA_Transmission | Internal | Summer | B7 | 400 | 900 | 0 | 46.4 | 44.09 | 7 | 0
2020 | VACAR_2_TVA_Transmission | VACAR | TVA_Transmission | Internal | Summer | B8 | 500 | 900 | 0 | 43.83 | 41.97 | 7 | 0
2020 | VACAR_2_TVA_Transmission | VACAR | TVA_Transmission | Internal | Summer | B9 | 800 | 900 | 0 | 42.96 | 41.33 | 7 | 0
2020 | VACAR_2_TVA_Transmission | VACAR | TVA_Transmission | Internal | Summer | B10 | 1262 | 900 | 0 | 40.94 | 38.66 | 7 | 0
2020 | VACAR_2_TVA_Transmission | VACAR | TVA_Transmission | Internal | Winter | B16 | 25 | 900 | 0 | 59.68 | 55.38 | 7 | 0
2020 | VACAR_2_TVA_Transmission | VACAR | TVA_Transmission | Internal | Winter | B17 | 100 | 900 | 0 | 53.26 | 48.57 | 7 | 0
2020 | VACAR_2_TVA_Transmission | VACAR | TVA_Transmission | Internal | Winter | B18 | 400 | 900 | 0 | 47.64 | 45.48 | 7 | 0
2020 | VACAR_2_TVA_Transmission | VACAR | TVA_Transmission | Internal | Winter | B19 | 700 | 900 | 0 | 46.49 | 44.16 | 7 | 0
2020 | VACAR_2_TVA_Transmission | VACAR | TVA_Transmission | Internal | Winter | B20 | 935 | 900 | 0 | 42.98 | 42.07 | 7 | 0
2025 | ENT_2_MISO_MO-IL | ENT | MISO_MO-IL | Internal | Shoulder | B11 | 25 | 2260 | 0 | 62.6 | 55.01 | 8 | 0
2025 | ENT_2_MISO_MO-IL | ENT | MISO_MO-IL | Internal | Shoulder | B12 | 200 | 2260 | 0 | 46.83 | 46.11 | 8 | 0
2025 | ENT_2_MISO_MO-IL | ENT | MISO_MO-IL | Internal | Shoulder | B13 | 600 | 2260 | 0 | 46.5 | 44.16 | 8 | 0
2025 | ENT_2_MISO_MO-IL | ENT | MISO_MO-IL | Internal | Shoulder | B14 | 900 | 2260 | 0 | 46.5 | 42.63 | 8 | 0
2025 | ENT_2_MISO_MO-IL | ENT | MISO_MO-IL | Internal | Shoulder | B15 | 1203 | 2260 | 0 | 44.97 | 38.67 | 8 | 0
2025 | ENT_2_MISO_MO-IL | ENT | MISO_MO-IL | Internal | Summer | B1 | 10 | 2260 | 0 | 79.49 | 71.49 | 8 | 0
2025 | ENT_2_MISO_MO-IL | ENT | MISO_MO-IL | Internal | Summer | B2 | 25 | 2260 | 0 | 75.69 | 70.9 | 8 | 0
2025 | ENT_2_MISO_MO-IL | ENT | MISO_MO-IL | Internal | Summer | B3 | 75 | 2260 | 0 | 75.69 | 68.9 | 8 | 0
2025 | ENT_2_MISO_MO-IL | ENT | MISO_MO-IL | Internal | Summer | B4 | 100 | 2260 | 0 | 75.69 | 67.84 | 8 | 0
2025 | ENT_2_MISO_MO-IL | ENT | MISO_MO-IL | Internal | Summer | B5 | 200 | 2260 | 0 | 66.92 | 60.32 | 8 | 0
2025 | ENT_2_MISO_MO-IL | ENT | MISO_MO-IL | Internal | Summer | B6 | 300 | 2260 | 0 | 55.07 | 48.74 | 8 | 0
2025 | ENT_2_MISO_MO-IL | ENT | MISO_MO-IL | Internal | Summer | B7 | 400 | 2260 | 0 | 45.36 | 42.14 | 8 | 0
2025 | ENT_2_MISO_MO-IL | ENT | MISO_MO-IL | Internal | Summer | B8 | 500 | 2260 | 0 | 45.04 | 40.5 | 8 | 0
2025 | ENT_2_MISO_MO-IL | ENT | MISO_MO-IL | Internal | Summer | B9 | 800 | 2260 | 0 | 45.04 | 38.67 | 8 | 0
2025 | ENT_2_MISO_MO-IL | ENT | MISO_MO-IL | Internal | Summer | B10 | 1262 | 2260 | 0 | 43.56 | 34.97 | 8 | 0
2025 | ENT_2_MISO_MO-IL | ENT | MISO_MO-IL | Internal | Winter | B16 | 25 | 2260 | 0 | 55.02 | 50.88 | 8 | 0
2025 | ENT_2_MISO_MO-IL | ENT | MISO_MO-IL | Internal | Winter | B17 | 100 | 2260 | 0 | 49.38 | 48.74 | 8 | 0
2025 | ENT_2_MISO_MO-IL | ENT | MISO_MO-IL | Internal | Winter | B18 | 400 | 2260 | 0 | 49.38 | 46.58 | 8 | 0
2025 | ENT_2_MISO_MO-IL | ENT | MISO_MO-IL | Internal | Winter | B19 | 700 | 2260 | 0 | 47.76 | 43.67 | 8 | 0
2025 | ENT_2_MISO_MO-IL | ENT | MISO_MO-IL | Internal | Winter | B20 | 935 | 2260 | 0 | 47.33 | 37.05 | 8 | 0
2025 | ENT_2_SOCO | ENT | SOCO | Internal | Shoulder | B11 | 25 | 2000 | 455.59 | 62.6 | 70.6 | 8 | 0
2025 | ENT_2_SOCO | ENT | SOCO | Internal | Shoulder | B12 | 200 | 2000 | 0 | 46.83 | 46.88 | 8 | 0
2025 | ENT_2_SOCO | ENT | SOCO | Internal | Shoulder | B13 | 600 | 2000 | 0 | 46.5 | 46.88 | 8 | 0
2025 | ENT_2_SOCO | ENT | SOCO | Internal | Shoulder | B14 | 900 | 2000 | 0 | 46.5 | 46.88 | 8 | 0
2025 | ENT_2_SOCO | ENT | SOCO | Internal | Shoulder | B15 | 1203 | 2000 | 0 | 44.97 | 46.88 | 8 | 0
2025 | ENT_2_SOCO | ENT | SOCO | Internal | Summer | B1 | 10 | 2000 | 1794.39 | 79.49 | 87.49 | 8 | 0
2025 | ENT_2_SOCO | ENT | SOCO | Internal | Summer | B2 | 25 | 2000 | 0 | 75.69 | 77.11 | 8 | 0
2025 | ENT_2_SOCO | ENT | SOCO | Internal | Summer | B3 | 75 | 2000 | 0 | 75.69 | 77.11 | 8 | 0
2025 | ENT_2_SOCO | ENT | SOCO | Internal | Summer | B4 | 100 | 2000 | 0 | 75.69 | 77.11 | 8 | 0
2025 | ENT_2_SOCO | ENT | SOCO | Internal | Summer | B5 | 200 | 2000 | 399.38 | 66.92 | 74.92 | 8 | 0
2025 | ENT_2_SOCO | ENT | SOCO | Internal | Summer | B6 | 300 | 2000 | 1712.35 | 55.07 | 63.07 | 8 | 0
2025 | ENT_2_SOCO | ENT | SOCO | Internal | Summer | B7 | 400 | 2000 | 933.76 | 45.36 | 53.36 | 8 | 0
2025 | ENT_2_SOCO | ENT | SOCO | Internal | Summer | B8 | 500 | 2000 | 0 | 45.04 | 45.53 | 8 | 0
2025 | ENT_2_SOCO | ENT | SOCO | Internal | Summer | B9 | 800 | 2000 | 0 | 45.04 | 45.53 | 8 | 0
2025 | ENT_2_SOCO | ENT | SOCO | Internal | Summer | B10 | 1262 | 2000 | 0 | 43.56 | 45.53 | 8 | 0
2025 | ENT_2_SOCO | ENT | SOCO | Internal | Winter | B16 | 25 | 2000 | 2000 | 55.02 | 67.17 | 8 | 4.15
2025 | ENT_2_SOCO | ENT | SOCO | Internal | Winter | B17 | 100 | 2000 | 0 | 49.38 | 49.67 | 8 | 0
2025 | ENT_2_SOCO | ENT | SOCO | Internal | Winter | B18 | 400 | 2000 | 0 | 49.38 | 49.67 | 8 | 0
2025 | ENT_2_SOCO | ENT | SOCO | Internal | Winter | B19 | 700 | 2000 | 0 | 47.76 | 49.67 | 8 | 0
2025 | ENT_2_SOCO | ENT | SOCO | Internal | Winter | B20 | 935 | 2000 | 0 | 47.33 | 48.98 | 8 | 0
2025 | ENT_2_SPP_N | ENT | SPP_N | Internal | Shoulder | B11 | 25 | 1300 | 0 | 62.6 | 62.01 | 8 | 0
2025 | ENT_2_SPP_N | ENT | SPP_N | Internal | Shoulder | B12 | 200 | 1300 | 0 | 46.83 | 46.11 | 8 | 0
2025 | ENT_2_SPP_N | ENT | SPP_N | Internal | Shoulder | B13 | 600 | 1300 | 0 | 46.5 | 44.87 | 8 | 0
2025 | ENT_2_SPP_N | ENT | SPP_N | Internal | Shoulder | B14 | 900 | 1300 | 0 | 46.5 | 44.87 | 8 | 0
2025 | ENT_2_SPP_N | ENT | SPP_N | Internal | Shoulder | B15 | 1203 | 1300 | 0 | 44.97 | 44.77 | 8 | 0
2025 | ENT_2_SPP_N | ENT | SPP_N | Internal | Summer | B1 | 10 | 1300 | 0 | 79.49 | 74.49 | 8 | 0
2025 | ENT_2_SPP_N | ENT | SPP_N | Internal | Summer | B2 | 25 | 1300 | 0 | 75.69 | 73.59 | 8 | 0
2025 | ENT_2_SPP_N | ENT | SPP_N | Internal | Summer | B3 | 75 | 1300 | 0 | 75.69 | 73.59 | 8 | 0
2025 | ENT_2_SPP_N | ENT | SPP_N | Internal | Summer | B4 | 100 | 1300 | 0 | 75.69 | 73.59 | 8 | 0
2025 | ENT_2_SPP_N | ENT | SPP_N | Internal | Summer | B5 | 200 | 1300 | 0 | 66.92 | 67.31 | 8 | 0
2025 | ENT_2_SPP_N | ENT | SPP_N | Internal | Summer | B6 | 300 | 1300 | 0 | 55.07 | 55.73 | 8 | 0
2025 | ENT_2_SPP_N | ENT | SPP_N | Internal | Summer | B7 | 400 | 1300 | 0 | 45.36 | 45.33 | 8 | 0
2025 | ENT_2_SPP_N | ENT | SPP_N | Internal | Summer | B8 | 500 | 1300 | 0 | 45.04 | 44.01 | 8 | 0
2025 | ENT_2_SPP_N | ENT | SPP_N | Internal | Summer | B9 | 800 | 1300 | 0 | 45.04 | 43.36 | 8 | 0
2025 | ENT_2_SPP_N | ENT | SPP_N | Internal | Summer | B10 | 1262 | 1300 | 0 | 43.56 | 41.95 | 8 | 0
2025 | ENT_2_SPP_N | ENT | SPP_N | Internal | Winter | B16 | 25 | 1300 | 0 | 55.02 | 50.03 | 8 | 0
2025 | ENT_2_SPP_N | ENT | SPP_N | Internal | Winter | B17 | 100 | 1300 | 0 | 49.38 | 47.82 | 8 | 0
2025 | ENT_2_SPP_N | ENT | SPP_N | Internal | Winter | B18 | 400 | 1300 | 0 | 49.38 | 47.71 | 8 | 0
2025 | ENT_2_SPP_N | ENT | SPP_N | Internal | Winter | B19 | 700 | 1300 | 0 | 47.76 | 46.62 | 8 | 0
2025 | ENT_2_SPP_N | ENT | SPP_N | Internal | Winter | B20 | 935 | 1300 | 0 | 47.33 | 42.33 | 8 | 0
2025 | ENT_2_SPP_S | ENT | SPP_S | Internal | Shoulder | B11 | 25 | 1300 | 0 | 62.6 | 62.03 | 8 | 0
2025 | ENT_2_SPP_S | ENT | SPP_S | Internal | Shoulder | B12 | 200 | 1300 | 0 | 46.83 | 46.12 | 8 | 0
2025 | ENT_2_SPP_S | ENT | SPP_S | Internal | Shoulder | B13 | 600 | 1300 | 0 | 46.5 | 44.88 | 8 | 0
2025 | ENT_2_SPP_S | ENT | SPP_S | Internal | Shoulder | B14 | 900 | 1300 | 0 | 46.5 | 44.88 | 8 | 0
2025 | ENT_2_SPP_S | ENT | SPP_S | Internal | Shoulder | B15 | 1203 | 1300 | 0 | 44.97 | 44.78 | 8 | 0
2025 | ENT_2_SPP_S | ENT | SPP_S | Internal | Summer | B1 | 10 | 1300 | 0 | 79.49 | 72.92 | 8 | 0
2025 | ENT_2_SPP_S | ENT | SPP_S | Internal | Summer | B2 | 25 | 1300 | 0 | 75.69 | 72.79 | 8 | 0
2025 | ENT_2_SPP_S | ENT | SPP_S | Internal | Summer | B3 | 75 | 1300 | 0 | 75.69 | 72.25 | 8 | 0
2025 | ENT_2_SPP_S | ENT | SPP_S | Internal | Summer | B4 | 100 | 1300 | 0 | 75.69 | 71.53 | 8 | 0
2025 | ENT_2_SPP_S | ENT | SPP_S | Internal | Summer | B5 | 200 | 1300 | 0 | 66.92 | 62.49 | 8 | 0
2025 | ENT_2_SPP_S | ENT | SPP_S | Internal | Summer | B6 | 300 | 1300 | 0 | 55.07 | 55.74 | 8 | 0
2025 | ENT_2_SPP_S | ENT | SPP_S | Internal | Summer | B7 | 400 | 1300 | 0 | 45.36 | 45.34 | 8 | 0
2025 | ENT_2_SPP_S | ENT | SPP_S | Internal | Summer | B8 | 500 | 1300 | 0 | 45.04 | 44.02 | 8 | 0
2025 | ENT_2_SPP_S | ENT | SPP_S | Internal | Summer | B9 | 800 | 1300 | 0 | 45.04 | 43.37 | 8 | 0
2025 | ENT_2_SPP_S | ENT | SPP_S | Internal | Summer | B10 | 1262 | 1300 | 0 | 43.56 | 43.27 | 8 | 0
2025 | ENT_2_SPP_S | ENT | SPP_S | Internal | Winter | B16 | 25 | 1300 | 0 | 55.02 | 50.02 | 8 | 0
2025 | ENT_2_SPP_S | ENT | SPP_S | Internal | Winter | B17 | 100 | 1300 | 0 | 49.38 | 47.83 | 8 | 0
2025 | ENT_2_SPP_S | ENT | SPP_S | Internal | Winter | B18 | 400 | 1300 | 0 | 49.38 | 47.73 | 8 | 0
2025 | ENT_2_SPP_S | ENT | SPP_S | Internal | Winter | B19 | 700 | 1300 | 0 | 47.76 | 46.63 | 8 | 0
2025 | ENT_2_SPP_S | ENT | SPP_S | Internal | Winter | B20 | 935 | 1300 | 0 | 47.33 | 42.34 | 8 | 0
2025 | ENT_2_TVA_Transmission | ENT | TVA_Transmission | Internal | Shoulder | B11 | 25 | 2100 | 0 | 62.6 | 61.6 | 8 | 0
2025 | ENT_2_TVA_Transmission | ENT | TVA_Transmission | Internal | Shoulder | B12 | 200 | 2100 | 0 | 46.83 | 49.69 | 8 | 0
2025 | ENT_2_TVA_Transmission | ENT | TVA_Transmission | Internal | Shoulder | B13 | 600 | 2100 | 0 | 46.5 | 47.78 | 8 | 0
2025 | ENT_2_TVA_Transmission | ENT | TVA_Transmission | Internal | Shoulder | B14 | 900 | 2100 | 0 | 46.5 | 47.36 | 8 | 0
2025 | ENT_2_TVA_Transmission | ENT | TVA_Transmission | Internal | Shoulder | B15 | 1203 | 2100 | 0 | 44.97 | 43.7 | 8 | 0
2025 | ENT_2_TVA_Transmission | ENT | TVA_Transmission | Internal | Summer | B1 | 10 | 2100 | 0 | 79.49 | 79.49 | 8 | 0
2025 | ENT_2_TVA_Transmission | ENT | TVA_Transmission | Internal | Summer | B2 | 25 | 2100 | 0 | 75.69 | 78.9 | 8 | 0
2025 | ENT_2_TVA_Transmission | ENT | TVA_Transmission | Internal | Summer | B3 | 75 | 2100 | 0 | 75.69 | 74.43 | 8 | 0
2025 | ENT_2_TVA_Transmission | ENT | TVA_Transmission | Internal | Summer | B4 | 100 | 2100 | 0 | 75.69 | 74.43 | 8 | 0
2025 | ENT_2_TVA_Transmission | ENT | TVA_Transmission | Internal | Summer | B5 | 200 | 2100 | 0 | 66.92 | 65.92 | 8 | 0
2025 | ENT_2_TVA_Transmission | ENT | TVA_Transmission | Internal | Summer | B6 | 300 | 2100 | 0 | 55.07 | 54.59 | 8 | 0
2025 | ENT_2_TVA_Transmission | ENT | TVA_Transmission | Internal | Summer | B7 | 400 | 2100 | 0 | 45.36 | 46.97 | 8 | 0
2025 | ENT_2_TVA_Transmission | ENT | TVA_Transmission | Internal | Summer | B8 | 500 | 2100 | 0 | 45.04 | 46.12 | 8 | 0
2025 | ENT_2_TVA_Transmission | ENT | TVA_Transmission | Internal | Summer | B9 | 800 | 2100 | 0 | 45.04 | 45.13 | 8 | 0
2025 | ENT_2_TVA_Transmission | ENT | TVA_Transmission | Internal | Summer | B10 | 1262 | 2100 | 0 | 43.56 | 39.47 | 8 | 0
2025 | ENT_2_TVA_Transmission | ENT | TVA_Transmission | Internal | Winter | B16 | 25 | 2100 | 0 | 55.02 | 58.88 | 8 | 0
2025 | ENT_2_TVA_Transmission | ENT | TVA_Transmission | Internal | Winter | B17 | 100 | 2100 | 0 | 49.38 | 52.98 | 8 | 0
2025 | ENT_2_TVA_Transmission | ENT | TVA_Transmission | Internal | Winter | B18 | 400 | 2100 | 0 | 49.38 | 50.19 | 8 | 0
2025 | ENT_2_TVA_Transmission | ENT | TVA_Transmission | Internal | Winter | B19 | 700 | 2100 | 0 | 47.76 | 48.12 | 8 | 0
2025 | ENT_2_TVA_Transmission | ENT | TVA_Transmission | Internal | Winter | B20 | 935 | 2100 | 0 | 47.33 | 43.42 | 8 | 0
2025 | FRCC_2_SOCO | FRCC | SOCO | Internal | Shoulder | B11 | 25 | 900 | 0 | 84.61 | 70.6 | 8 | 0
2025 | FRCC_2_SOCO | FRCC | SOCO | Internal | Shoulder | B12 | 200 | 900 | 0 | 56.88 | 46.88 | 8 | 0
2025 | FRCC_2_SOCO | FRCC | SOCO | Internal | Shoulder | B13 | 600 | 900 | 0 | 54.36 | 46.88 | 8 | 0
2025 | FRCC_2_SOCO | FRCC | SOCO | Internal | Shoulder | B14 | 900 | 900 | 0 | 54.36 | 46.88 | 8 | 0
2025 | FRCC_2_SOCO | FRCC | SOCO | Internal | Shoulder | B15 | 1203 | 900 | 0 | 52.12 | 46.88 | 8 | 0
2025 | FRCC_2_SOCO | FRCC | SOCO | Internal | Summer | B1 | 10 | 900 | 0 | 97.49 | 87.49 | 8 | 0
2025 | FRCC_2_SOCO | FRCC | SOCO | Internal | Summer | B2 | 25 | 900 | 0 | 84.92 | 77.11 | 8 | 0
2025 | FRCC_2_SOCO | FRCC | SOCO | Internal | Summer | B3 | 75 | 900 | 0 | 84.92 | 77.11 | 8 | 0
2025 | FRCC_2_SOCO | FRCC | SOCO | Internal | Summer | B4 | 100 | 900 | 0 | 84.92 | 77.11 | 8 | 0
2025 | FRCC_2_SOCO | FRCC | SOCO | Internal | Summer | B5 | 200 | 900 | 0 | 84.92 | 74.92 | 8 | 0
2025 | FRCC_2_SOCO | FRCC | SOCO | Internal | Summer | B6 | 300 | 900 | 0 | 73.07 | 63.07 | 8 | 0
2025 | FRCC_2_SOCO | FRCC | SOCO | Internal | Summer | B7 | 400 | 900 | 0 | 63.36 | 53.36 | 8 | 0
2025 | FRCC_2_SOCO | FRCC | SOCO | Internal | Summer | B8 | 500 | 900 | 0 | 55.53 | 45.53 | 8 | 0
2025 | FRCC_2_SOCO | FRCC | SOCO | Internal | Summer | B9 | 800 | 900 | 0 | 53.55 | 45.53 | 8 | 0
2025 | FRCC_2_SOCO | FRCC | SOCO | Internal | Summer | B10 | 1262 | 900 | 0 | 51.34 | 45.53 | 8 | 0
2025 | FRCC_2_SOCO | FRCC | SOCO | Internal | Winter | B16 | 25 | 900 | 0 | 77.17 | 67.17 | 8 | 0
2025 | FRCC_2_SOCO | FRCC | SOCO | Internal | Winter | B17 | 100 | 900 | 0 | 59.67 | 49.67 | 8 | 0
2025 | FRCC_2_SOCO | FRCC | SOCO | Internal | Winter | B18 | 400 | 900 | 0 | 56.86 | 49.67 | 8 | 0
2025 | FRCC_2_SOCO | FRCC | SOCO | Internal | Winter | B19 | 700 | 900 | 0 | 56.24 | 49.67 | 8 | 0
2025 | FRCC_2_SOCO | FRCC | SOCO | Internal | Winter | B20 | 935 | 900 | 0 | 54.51 | 48.98 | 8 | 0
2025 | HQ_NEISO_2_NEISO | HQ_NEISO | NEISO | Internal | Shoulder | B11 | 25 | 99999 | 2920 | 40.75 | 40.76 | 0.01 | 0
2025 | HQ_NEISO_2_NEISO | HQ_NEISO | NEISO | Internal | Shoulder | B12 | 200 | 99999 | 2920 | 40.7 | 40.72 | 0.01 | 0
2025 | HQ_NEISO_2_NEISO | HQ_NEISO | NEISO | Internal | Shoulder | B13 | 600 | 99999 | 2920 | 38.15 | 38.16 | 0.01 | 0
2025 | HQ_NEISO_2_NEISO | HQ_NEISO | NEISO | Internal | Shoulder | B14 | 900 | 99999 | 2920 | 38.15 | 38.16 | 0.01 | 0
2025 | HQ_NEISO_2_NEISO | HQ_NEISO | NEISO | Internal | Shoulder | B15 | 1203 | 99999 | 1143.24 | 38.15 | 38.16 | 0.01 | 0
2025 | HQ_NEISO_2_NEISO | HQ_NEISO | NEISO | Internal | Summer | B1 | 10 | 99999 | 2920 | 62.93 | 62.94 | 0.01 | 0
2025 | HQ_NEISO_2_NEISO | HQ_NEISO | NEISO | Internal | Summer | B2 | 25 | 99999 | 2920 | 58.83 | 58.84 | 0.01 | 0
2025 | HQ_NEISO_2_NEISO | HQ_NEISO | NEISO | Internal | Summer | B3 | 75 | 99999 | 2920 | 52.63 | 52.64 | 0.01 | 0
2025 | HQ_NEISO_2_NEISO | HQ_NEISO | NEISO | Internal | Summer | B4 | 100 | 99999 | 2920 | 42.77 | 42.78 | 0.01 | 0
2025 | HQ_NEISO_2_NEISO | HQ_NEISO | NEISO | Internal | Summer | B5 | 200 | 99999 | 2920 | 37.69 | 37.7 | 0.01 | 0
2025 | HQ_NEISO_2_NEISO | HQ_NEISO | NEISO | Internal | Summer | B6 | 300 | 99999 | 2920 | 37.69 | 37.7 | 0.01 | 0
2025 | HQ_NEISO_2_NEISO | HQ_NEISO | NEISO | Internal | Summer | B7 | 400 | 99999 | 2920 | 37.69 | 37.7 | 0.01 | 0
2025 | HQ_NEISO_2_NEISO | HQ_NEISO | NEISO | Internal | Summer | B8 | 500 | 99999 | 2920 | 37.69 | 37.7 | 0.01 | 0
2025 | HQ_NEISO_2_NEISO | HQ_NEISO | NEISO | Internal | Summer | B9 | 800 | 99999 | 2920 | 37.69 | 37.7 | 0.01 | 0
2025 | HQ_NEISO_2_NEISO | HQ_NEISO | NEISO | Internal | Summer | B10 | 1262 | 99999 | 795.94 | 37.69 | 37.7 | 0.01 | 0
2025 | HQ_NEISO_2_NEISO | HQ_NEISO | NEISO | Internal | Winter | B16 | 25 | 99999 | 2920 | 50.2 | 50.21 | 0.01 | 0
2025 | HQ_NEISO_2_NEISO | HQ_NEISO | NEISO | Internal | Winter | B17 | 100 | 99999 | 2920 | 47.01 | 47.03 | 0.01 | 0
2025 | HQ_NEISO_2_NEISO | HQ_NEISO | NEISO | Internal | Winter | B18 | 400 | 99999 | 2920 | 46.17 | 46.18 | 0.01 | 0
2025 | HQ_NEISO_2_NEISO | HQ_NEISO | NEISO | Internal | Winter | B19 | 700 | 99999 | 2920 | 46.17 | 46.18 | 0.01 | 0
2025 | HQ_NEISO_2_NEISO | HQ_NEISO | NEISO | Internal | Winter | B20 | 935 | 99999 | 1233.58 | 46.17 | 46.18 | 0.01 | 0
2025 | HQ_NY_2_NYISO_A-F | HQ_NY | NYISO_A-F | Internal | Shoulder | B11 | 25 | 99999 | 1000 | 43.45 | 43.47 | 0.01 | 0
2025 | HQ_NY_2_NYISO_A-F | HQ_NY | NYISO_A-F | Internal | Shoulder | B12 | 200 | 99999 | 1000 | 40.35 | 40.36 | 0.01 | 0
2025 | HQ_NY_2_NYISO_A-F | HQ_NY | NYISO_A-F | Internal | Shoulder | B13 | 600 | 99999 | 1000 | 40.35 | 40.36 | 0.01 | 0
2025 | HQ_NY_2_NYISO_A-F | HQ_NY | NYISO_A-F | Internal | Shoulder | B14 | 900 | 99999 | 1000 | 40.35 | 40.36 | 0.01 | 0
2025 | HQ_NY_2_NYISO_A-F | HQ_NY | NYISO_A-F | Internal | Shoulder | B15 | 1203 | 99999 | 188.69 | 40.35 | 40.36 | 0.01 | 0
2025 | HQ_NY_2_NYISO_A-F | HQ_NY | NYISO_A-F | Internal | Summer | B1 | 10 | 99999 | 1000 | 54.91 | 54.92 | 0.01 | 0
2025 | HQ_NY_2_NYISO_A-F | HQ_NY | NYISO_A-F | Internal | Summer | B2 | 25 | 99999 | 1000 | 54.91 | 54.92 | 0.01 | 0
2025 | HQ_NY_2_NYISO_A-F | HQ_NY | NYISO_A-F | Internal | Summer | B3 | 75 | 99999 | 1000 | 49.63 | 49.64 | 0.01 | 0
2025 | HQ_NY_2_NYISO_A-F | HQ_NY | NYISO_A-F | Internal | Summer | B4 | 100 | 99999 | 1000 | 46.25 | 46.26 | 0.01 | 0
2025 | HQ_NY_2_NYISO_A-F | HQ_NY | NYISO_A-F | Internal | Summer | B5 | 200 | 99999 | 1000 | 42.18 | 42.19 | 0.01 | 0
2025 | HQ_NY_2_NYISO_A-F | HQ_NY | NYISO_A-F | Internal | Summer | B6 | 300 | 99999 | 1000 | 41.16 | 41.17 | 0.01 | 0
2025 | HQ_NY_2_NYISO_A-F | HQ_NY | NYISO_A-F | Internal | Summer | B7 | 400 | 99999 | 1000 | 40.68 | 40.69 | 0.01 | 0
2025 | HQ_NY_2_NYISO_A-F | HQ_NY | NYISO_A-F | Internal | Summer | B8 | 500 | 99999 | 1000 | 39.4 | 39.41 | 0.01 | 0
2025 | HQ_NY_2_NYISO_A-F | HQ_NY | NYISO_A-F | Internal | Summer | B9 | 800 | 99999 | 1000 | 39.4 | 39.41 | 0.01 | 0
2025 | HQ_NY_2_NYISO_A-F | HQ_NY | NYISO_A-F | Internal | Summer | B10 | 1262 | 99999 | 30.11 | 39.4 | 39.41 | 0.01 | 0
2025 | HQ_NY_2_NYISO_A-F | HQ_NY | NYISO_A-F | Internal | Winter | B16 | 25 | 99999 | 1000 | 44.86 | 44.87 | 0.01 | 0
2025 | HQ_NY_2_NYISO_A-F | HQ_NY | NYISO_A-F | Internal | Winter | B17 | 100 | 99999 | 1000 | 43.17 | 43.18 | 0.01 | 0
2025 | HQ_NY_2_NYISO_A-F | HQ_NY | NYISO_A-F | Internal | Winter | B18 | 400 | 99999 | 1000 | 43.17 | 43.18 | 0.01 | 0
2025 | HQ_NY_2_NYISO_A-F | HQ_NY | NYISO_A-F | Internal | Winter | B19 | 700 | 99999 | 1000 | 43.17 | 43.18 | 0.01 | 0
2025 | HQ_NY_2_NYISO_A-F | HQ_NY | NYISO_A-F | Internal | Winter | B20 | 935 | 99999 | 229.95 | 43.17 | 43.18 | 0.01 | 0
2025 | HQ_IESO_2_IESO | HQ_IESO | IESO | Internal | Shoulder | B11 | 25 | 99999 | 400 | 13.21 | 13.22 | 0.01 | 0
2025 | HQ_IESO_2_IESO | HQ_IESO | IESO | Internal | Shoulder | B12 | 200 | 99999 | 400 | 13.21 | 13.22 | 0.01 | 0
2025 | HQ_IESO_2_IESO | HQ_IESO | IESO | Internal | Shoulder | B13 | 600 | 99999 | 400 | 13.21 | 13.22 | 0.01 | 0
2025 | HQ_IESO_2_IESO | HQ_IESO | IESO | Internal | Shoulder | B14 | 900 | 99999 | 400 | 13.21 | 13.22 | 0.01 | 0
2025 | HQ_IESO_2_IESO | HQ_IESO | IESO | Internal | Shoulder | B15 | 1203 | 99999 | 75.48 | 13.21 | 13.22 | 0.01 | 0
2025 | HQ_IESO_2_IESO | HQ_IESO | IESO | Internal | Summer | B1 | 10 | 99999 | 400 | 47.91 | 47.92 | 0.01 | 0
2025 | HQ_IESO_2_IESO | HQ_IESO | IESO | Internal | Summer | B2 | 25 | 99999 | 400 | 47.91 | 47.92 | 0.01 | 0
2025 | HQ_IESO_2_IESO | HQ_IESO | IESO | Internal | Summer | B3 | 75 | 99999 | 400 | 42.63 | 42.64 | 0.01 | 0
2025 | HQ_IESO_2_IESO | HQ_IESO | IESO | Internal | Summer | B4 | 100 | 99999 | 400 | 38.3 | 38.31 | 0.01 | 0
2025 | HQ_IESO_2_IESO | HQ_IESO | IESO | Internal | Summer | B5 | 200 | 99999 | 400 | 11.5 | 11.51 | 0.01 | 0
2025 | HQ_IESO_2_IESO | HQ_IESO | IESO | Internal | Summer | B6 | 300 | 99999 | 400 | 11.5 | 11.51 | 0.01 | 0
2025 | HQ_IESO_2_IESO | HQ_IESO | IESO | Internal | Summer | B7 | 400 | 99999 | 400 | 11.5 | 11.51 | 0.01 | 0
2025 | HQ_IESO_2_IESO | HQ_IESO | IESO | Internal | Summer | B8 | 500 | 99999 | 400 | 11.5 | 11.51 | 0.01 | 0
2025 | HQ_IESO_2_IESO | HQ_IESO | IESO | Internal | Summer | B9 | 800 | 99999 | 400 | 11.5 | 11.51 | 0.01 | 0
2025 | HQ_IESO_2_IESO | HQ_IESO | IESO | Internal | Summer | B10 | 1262 | 99999 | 12.04 | 11.5 | 11.51 | 0.01 | 0
2025 | HQ_IESO_2_IESO | HQ_IESO | IESO | Internal | Winter | B16 | 25 | 99999 | 400 | 30.02 | 30.03 | 0.01 | 0
2025 | HQ_IESO_2_IESO | HQ_IESO | IESO | Internal | Winter | B17 | 100 | 99999 | 400 | 30.02 | 30.03 | 0.01 | 0
2025 | HQ_IESO_2_IESO | HQ_IESO | IESO | Internal | Winter | B18 | 400 | 99999 | 400 | 30.02 | 30.03 | 0.01 | 0
2025 | HQ_IESO_2_IESO | HQ_IESO | IESO | Internal | Winter | B19 | 700 | 99999 | 400 | 30.02 | 30.03 | 0.01 | 0
2025 | HQ_IESO_2_IESO | HQ_IESO | IESO | Internal | Winter | B20 | 935 | 99999 | 91.98 | 30.02 | 30.03 | 0.01 | 0
2025 | IESO_2_MAPP_CA | IESO | MAPP_CA | Internal | Shoulder | B11 | 25 | 262 | 262 | 13.22 | 51.62 | 7 | 31.4
2025 | IESO_2_MAPP_CA | IESO | MAPP_CA | Internal | Shoulder | B12 | 200 | 262 | 262 | 13.22 | 46.09 | 7 | 25.87
2025 | IESO_2_MAPP_CA | IESO | MAPP_CA | Internal | Shoulder | B13 | 600 | 262 | 262 | 13.22 | 44.14 | 7 | 23.92
2025 | IESO_2_MAPP_CA | IESO | MAPP_CA | Internal | Shoulder | B14 | 900 | 262 | 262 | 13.22 | 44.14 | 7 | 23.92
2025 | IESO_2_MAPP_CA | IESO | MAPP_CA | Internal | Shoulder | B15 | 1203 | 262 | 262 | 13.22 | 44.14 | 7 | 23.92
2025 | IESO_2_MAPP_CA | IESO | MAPP_CA | Internal | Summer | B1 | 10 | 262 | 262 | 47.92 | 71.47 | 7 | 16.55
2025 | IESO_2_MAPP_CA | IESO | MAPP_CA | Internal | Summer | B2 | 25 | 262 | 262 | 47.92 | 70.88 | 7 | 15.96
2025 | IESO_2_MAPP_CA | IESO | MAPP_CA | Internal | Summer | B3 | 75 | 262 | 262 | 42.64 | 70.19 | 7 | 20.54
2025 | IESO_2_MAPP_CA | IESO | MAPP_CA | Internal | Summer | B4 | 100 | 262 | 262 | 38.31 | 67.84 | 7 | 22.52
2025 | IESO_2_MAPP_CA | IESO | MAPP_CA | Internal | Summer | B5 | 200 | 262 | 262 | 11.51 | 60.3 | 7 | 41.79
2025 | IESO_2_MAPP_CA | IESO | MAPP_CA | Internal | Summer | B6 | 300 | 262 | 262 | 11.51 | 48.72 | 7 | 30.21
2025 | IESO_2_MAPP_CA | IESO | MAPP_CA | Internal | Summer | B7 | 400 | 262 | 262 | 11.51 | 42.14 | 7 | 23.63
2025 | IESO_2_MAPP_CA | IESO | MAPP_CA | Internal | Summer | B8 | 500 | 262 | 262 | 11.51 | 40.5 | 7 | 22
2025 | IESO_2_MAPP_CA | IESO | MAPP_CA | Internal | Summer | B9 | 800 | 262 | 262 | 11.51 | 40.5 | 7 | 22
2025 | IESO_2_MAPP_CA | IESO | MAPP_CA | Internal | Summer | B10 | 1262 | 262 | 262 | 11.51 | 40.5 | 7 | 22
2025 | IESO_2_MAPP_CA | IESO | MAPP_CA | Internal | Winter | B16 | 25 | 262 | 262 | 30.03 | 50.86 | 7 | 13.83
2025 | IESO_2_MAPP_CA | IESO | MAPP_CA | Internal | Winter | B17 | 100 | 262 | 262 | 30.03 | 48.72 | 7 | 11.69
2025 | IESO_2_MAPP_CA | IESO | MAPP_CA | Internal | Winter | B18 | 400 | 262 | 262 | 30.03 | 48.72 | 7 | 11.69
2025 | IESO_2_MAPP_CA | IESO | MAPP_CA | Internal | Winter | B19 | 700 | 262 | 262 | 30.03 | 48.72 | 7 | 11.69
2025 | IESO_2_MAPP_CA | IESO | MAPP_CA | Internal | Winter | B20 | 935 | 262 | 262 | 30.03 | 48.72 | 7 | 11.69
2025 | IESO_2_MISO_MI | IESO | MISO_MI | Internal | Shoulder | B11 | 25 | 1840 | 1840 | 13.22 | 53.97 | 7 | 33.75
2025 | IESO_2_MISO_MI | IESO | MISO_MI | Internal | Shoulder | B12 | 200 | 1840 | 1840 | 13.22 | 46.83 | 7 | 26.61
2025 | IESO_2_MISO_MI | IESO | MISO_MI | Internal | Shoulder | B13 | 600 | 1840 | 1840 | 13.22 | 44.22 | 7 | 24
2025 | IESO_2_MISO_MI | IESO | MISO_MI | Internal | Shoulder | B14 | 900 | 1840 | 1840 | 13.22 | 42.65 | 7 | 22.43
2025 | IESO_2_MISO_MI | IESO | MISO_MI | Internal | Shoulder | B15 | 1203 | 1840 | 1840 | 13.22 | 38.7 | 7 | 18.48
2025 | IESO_2_MISO_MI | IESO | MISO_MI | Internal | Summer | B1 | 10 | 1840 | 1840 | 47.92 | 71.48 | 7 | 16.56
2025 | IESO_2_MISO_MI | IESO | MISO_MI | Internal | Summer | B2 | 25 | 1840 | 1840 | 47.92 | 70.9 | 7 | 15.98
2025 | IESO_2_MISO_MI | IESO | MISO_MI | Internal | Summer | B3 | 75 | 1840 | 1840 | 42.64 | 68.88 | 7 | 19.24
2025 | IESO_2_MISO_MI | IESO | MISO_MI | Internal | Summer | B4 | 100 | 1840 | 1840 | 38.31 | 66.43 | 7 | 21.11
2025 | IESO_2_MISO_MI | IESO | MISO_MI | Internal | Summer | B5 | 200 | 1840 | 1840 | 11.51 | 60.32 | 7 | 41.82
2025 | IESO_2_MISO_MI | IESO | MISO_MI | Internal | Summer | B6 | 300 | 1840 | 1840 | 11.51 | 48.76 | 7 | 30.26
2025 | IESO_2_MISO_MI | IESO | MISO_MI | Internal | Summer | B7 | 400 | 1840 | 1840 | 11.51 | 42.16 | 7 | 23.65
2025 | IESO_2_MISO_MI | IESO | MISO_MI | Internal | Summer | B8 | 500 | 1840 | 1840 | 11.51 | 40.53 | 7 | 22.02
2025 | IESO_2_MISO_MI | IESO | MISO_MI | Internal | Summer | B9 | 800 | 1840 | 1840 | 11.51 | 38.7 | 7 | 20.19
2025 | IESO_2_MISO_MI | IESO | MISO_MI | Internal | Summer | B10 | 1262 | 1840 | 1840 | 11.51 | 34.99 | 7 | 16.48
2025 | IESO_2_MISO_MI | IESO | MISO_MI | Internal | Winter | B16 | 25 | 1840 | 1840 | 30.03 | 53.71 | 7 | 16.68
2025 | IESO_2_MISO_MI | IESO | MISO_MI | Internal | Winter | B17 | 100 | 1840 | 1840 | 30.03 | 49.47 | 7 | 12.44
2025 | IESO_2_MISO_MI | IESO | MISO_MI | Internal | Winter | B18 | 400 | 1840 | 1840 | 30.03 | 46.6 | 7 | 9.58
2025 | IESO_2_MISO_MI | IESO | MISO_MI | Internal | Winter | B19 | 700 | 1840 | 1840 | 30.03 | 43.69 | 7 | 6.66
2025 | IESO_2_MISO_MI | IESO | MISO_MI | Internal | Winter | B20 | 935 | 1840 | 1383.14 | 30.03 | 37.03 | 7 | 0
2025 | IESO_2_MISO_W | IESO | MISO_W | Internal | Shoulder | B11 | 25 | 140 | 140 | 13.22 | 55.01 | 7 | 34.79
2025 | IESO_2_MISO_W | IESO | MISO_W | Internal | Shoulder | B12 | 200 | 140 | 140 | 13.22 | 46.1 | 7 | 25.88
2025 | IESO_2_MISO_W | IESO | MISO_W | Internal | Shoulder | B13 | 600 | 140 | 140 | 13.22 | 44.15 | 7 | 23.93
2025 | IESO_2_MISO_W | IESO | MISO_W | Internal | Shoulder | B14 | 900 | 140 | 140 | 13.22 | 42.98 | 7 | 22.76
2025 | IESO_2_MISO_W | IESO | MISO_W | Internal | Shoulder | B15 | 1203 | 140 | 140 | 13.22 | 38.68 | 7 | 18.46
2025 | IESO_2_MISO_W | IESO | MISO_W | Internal | Summer | B1 | 10 | 140 | 140 | 47.92 | 71.48 | 7 | 16.56
2025 | IESO_2_MISO_W | IESO | MISO_W | Internal | Summer | B2 | 25 | 140 | 140 | 47.92 | 70.89 | 7 | 15.97
2025 | IESO_2_MISO_W | IESO | MISO_W | Internal | Summer | B3 | 75 | 140 | 140 | 42.64 | 70.2 | 7 | 20.55
2025 | IESO_2_MISO_W | IESO | MISO_W | Internal | Summer | B4 | 100 | 140 | 140 | 38.31 | 67.85 | 7 | 22.53
2025 | IESO_2_MISO_W | IESO | MISO_W | Internal | Summer | B5 | 200 | 140 | 140 | 11.51 | 60.31 | 7 | 41.8
2025 | IESO_2_MISO_W | IESO | MISO_W | Internal | Summer | B6 | 300 | 140 | 140 | 11.51 | 48.73 | 7 | 30.22
2025 | IESO_2_MISO_W | IESO | MISO_W | Internal | Summer | B7 | 400 | 140 | 140 | 11.51 | 42.15 | 7 | 23.64
2025 | IESO_2_MISO_W | IESO | MISO_W | Internal | Summer | B8 | 500 | 140 | 140 | 11.51 | 40.49 | 7 | 21.98
2025 | IESO_2_MISO_W | IESO | MISO_W | Internal | Summer | B9 | 800 | 140 | 140 | 11.51 | 38.68 | 7 | 20.18
2025 | IESO_2_MISO_W | IESO | MISO_W | Internal | Summer | B10 | 1262 | 140 | 140 | 11.51 | 34.95 | 7 | 16.45
2025 | IESO_2_MISO_W | IESO | MISO_W | Internal | Winter | B16 | 25 | 140 | 140 | 30.03 | 50.87 | 7 | 13.84
2025 | IESO_2_MISO_W | IESO | MISO_W | Internal | Winter | B17 | 100 | 140 | 140 | 30.03 | 48.73 | 7 | 11.7
2025 | IESO_2_MISO_W | IESO | MISO_W | Internal | Winter | B18 | 400 | 140 | 140 | 30.03 | 46.59 | 7 | 9.56
2025 | IESO_2_MISO_W | IESO | MISO_W | Internal | Winter | B19 | 700 | 140 | 140 | 30.03 | 44.02 | 7 | 6.99
2025 | IESO_2_MISO_W | IESO | MISO_W | Internal | Winter | B20 | 935 | 140 | 139.97 | 30.03 | 37.04 | 7 | 0.01
2025 | IESO_2_NYISO_A-F | IESO | NYISO_A-F | Internal | Shoulder | B11 | 25 | 1725 | 1725 | 13.22 | 43.47 | 7 | 23.25
2025 | IESO_2_NYISO_A-F | IESO | NYISO_A-F | Internal | Shoulder | B12 | 200 | 1725 | 1725 | 13.22 | 40.36 | 7 | 20.14
2025 | IESO_2_NYISO_A-F | IESO | NYISO_A-F | Internal | Shoulder | B13 | 600 | 1725 | 1725 | 13.22 | 40.36 | 7 | 20.14
2025 | IESO_2_NYISO_A-F | IESO | NYISO_A-F | Internal | Shoulder | B14 | 900 | 1725 | 1725 | 13.22 | 40.36 | 7 | 20.14
2025 | IESO_2_NYISO_A-F | IESO | NYISO_A-F | Internal | Shoulder | B15 | 1203 | 1725 | 1725 | 13.22 | 40.36 | 7 | 20.14
2025 | IESO_2_NYISO_A-F | IESO | NYISO_A-F | Internal | Summer | B1 | 10 | 1725 | 369.79 | 47.92 | 54.92 | 7 | 0
2025 | IESO_2_NYISO_A-F | IESO | NYISO_A-F | Internal | Summer | B2 | 25 | 1725 | 799.61 | 47.92 | 54.92 | 7 | 0
2025 | IESO_2_NYISO_A-F | IESO | NYISO_A-F | Internal | Summer | B3 | 75 | 1725 | 1671.03 | 42.64 | 49.64 | 7 | 0
2025 | IESO_2_NYISO_A-F | IESO | NYISO_A-F | Internal | Summer | B4 | 100 | 1725 | 1725 | 38.31 | 46.26 | 7 | 0.95
2025 | IESO_2_NYISO_A-F | IESO | NYISO_A-F | Internal | Summer | B5 | 200 | 1725 | 1725 | 11.51 | 42.19 | 7 | 23.69
2025 | IESO_2_NYISO_A-F | IESO | NYISO_A-F | Internal | Summer | B6 | 300 | 1725 | 1725 | 11.51 | 41.17 | 7 | 22.66
2025 | IESO_2_NYISO_A-F | IESO | NYISO_A-F | Internal | Summer | B7 | 400 | 1725 | 1725 | 11.51 | 40.69 | 7 | 22.18
2025 | IESO_2_NYISO_A-F | IESO | NYISO_A-F | Internal | Summer | B8 | 500 | 1725 | 1725 | 11.51 | 39.41 | 7 | 20.9
2025 | IESO_2_NYISO_A-F | IESO | NYISO_A-F | Internal | Summer | B9 | 800 | 1725 | 1725 | 11.51 | 39.41 | 7 | 20.9
2025 | IESO_2_NYISO_A-F | IESO | NYISO_A-F | Internal | Summer | B10 | 1262 | 1725 | 1725 | 11.51 | 39.41 | 7 | 20.9
2025 | IESO_2_NYISO_A-F | IESO | NYISO_A-F | Internal | Winter | B16 | 25 | 1725 | 1725 | 30.03 | 44.87 | 7 | 7.84
2025 | IESO_2_NYISO_A-F | IESO | NYISO_A-F | Internal | Winter | B17 | 100 | 1725 | 1725 | 30.03 | 43.18 | 7 | 6.15
2025 | IESO_2_NYISO_A-F | IESO | NYISO_A-F | Internal | Winter | B18 | 400 | 1725 | 1725 | 30.03 | 43.18 | 7 | 6.15
2025 | IESO_2_NYISO_A-F | IESO | NYISO_A-F | Internal | Winter | B19 | 700 | 1725 | 1725 | 30.03 | 43.18 | 7 | 6.15
2025 | IESO_2_NYISO_A-F | IESO | NYISO_A-F | Internal | Winter | B20 | 935 | 1725 | 1725 | 30.03 | 43.18 | 7 | 6.15
2025 | MAPP_CA_2_IESO | MAPP_CA | IESO | Internal | Shoulder | B11 | 25 | 330 | 0 | 51.62 | 13.22 | 8 | 0
2025 | MAPP_CA_2_IESO | MAPP_CA | IESO | Internal | Shoulder | B12 | 200 | 330 | 0 | 46.09 | 13.22 | 8 | 0
2025 | MAPP_CA_2_IESO | MAPP_CA | IESO | Internal | Shoulder | B13 | 600 | 330 | 0 | 44.14 | 13.22 | 8 | 0
2025 | MAPP_CA_2_IESO | MAPP_CA | IESO | Internal | Shoulder | B14 | 900 | 330 | 0 | 44.14 | 13.22 | 8 | 0
2025 | MAPP_CA_2_IESO | MAPP_CA | IESO | Internal | Shoulder | B15 | 1203 | 330 | 0 | 44.14 | 13.22 | 8 | 0
2025 | MAPP_CA_2_IESO | MAPP_CA | IESO | Internal | Summer | B1 | 10 | 330 | 0 | 71.47 | 47.92 | 8 | 0
2025 | MAPP_CA_2_IESO | MAPP_CA | IESO | Internal | Summer | B2 | 25 | 330 | 0 | 70.88 | 47.92 | 8 | 0
2025 | MAPP_CA_2_IESO | MAPP_CA | IESO | Internal | Summer | B3 | 75 | 330 | 0 | 70.19 | 42.64 | 8 | 0
2025 | MAPP_CA_2_IESO | MAPP_CA | IESO | Internal | Summer | B4 | 100 | 330 | 0 | 67.84 | 38.31 | 8 | 0
2025 | MAPP_CA_2_IESO | MAPP_CA | IESO | Internal | Summer | B5 | 200 | 330 | 0 | 60.3 | 11.51 | 8 | 0
2025 | MAPP_CA_2_IESO | MAPP_CA | IESO | Internal | Summer | B6 | 300 | 330 | 0 | 48.72 | 11.51 | 8 | 0
2025 | MAPP_CA_2_IESO | MAPP_CA | IESO | Internal | Summer | B7 | 400 | 330 | 0 | 42.14 | 11.51 | 8 | 0
2025 | MAPP_CA_2_IESO | MAPP_CA | IESO | Internal | Summer | B8 | 500 | 330 | 0 | 40.5 | 11.51 | 8 | 0
2025 | MAPP_CA_2_IESO | MAPP_CA | IESO | Internal | Summer | B9 | 800 | 330 | 0 | 40.5 | 11.51 | 8 | 0
2025 | MAPP_CA_2_IESO | MAPP_CA | IESO | Internal | Summer | B10 | 1262 | 330 | 0 | 40.5 | 11.51 | 8 | 0
2025 | MAPP_CA_2_IESO | MAPP_CA | IESO | Internal | Winter | B16 | 25 | 330 | 0 | 50.86 | 30.03 | 8 | 0
2025 | MAPP_CA_2_IESO | MAPP_CA | IESO | Internal | Winter | B17 | 100 | 330 | 0 | 48.72 | 30.03 | 8 | 0
2025 | MAPP_CA_2_IESO | MAPP_CA | IESO | Internal | Winter | B18 | 400 | 330 | 0 | 48.72 | 30.03 | 8 | 0
2025 | MAPP_CA_2_IESO | MAPP_CA | IESO | Internal | Winter | B19 | 700 | 330 | 0 | 48.72 | 30.03 | 8 | 0
2025 | MAPP_CA_2_IESO | MAPP_CA | IESO | Internal | Winter | B20 | 935 | 330 | 0 | 48.72 | 30.03 | 8 | 0
2025 | MAPP_CA_2_MAPP_US | MAPP_CA | MAPP_US | Internal | Shoulder | B11 | 25 | 372 | 0 | 51.62 | 48.01 | 7 | 0
2025 | MAPP_CA_2_MAPP_US | MAPP_CA | MAPP_US | Internal | Shoulder | B12 | 200 | 372 | 0 | 46.09 | 39.1 | 7 | 0
2025 | MAPP_CA_2_MAPP_US | MAPP_CA | MAPP_US | Internal | Shoulder | B13 | 600 | 372 | 0 | 44.14 | 37.15 | 7 | 0
2025 | MAPP_CA_2_MAPP_US | MAPP_CA | MAPP_US | Internal | Shoulder | B14 | 900 | 372 | 0 | 44.14 | 37.15 | 7 | 0
2025 | MAPP_CA_2_MAPP_US | MAPP_CA | MAPP_US | Internal | Shoulder | B15 | 1203 | 372 | 0 | 44.14 | 32.73 | 7 | 0
2025 | MAPP_CA_2_MAPP_US | MAPP_CA | MAPP_US | Internal | Summer | B1 | 10 | 372 | 0 | 71.47 | 65.42 | 7 | 0
2025 | MAPP_CA_2_MAPP_US | MAPP_CA | MAPP_US | Internal | Summer | B2 | 25 | 372 | 0 | 70.88 | 65.42 | 7 | 0
2025 | MAPP_CA_2_MAPP_US | MAPP_CA | MAPP_US | Internal | Summer | B3 | 75 | 372 | 0 | 70.19 | 65.42 | 7 | 0
2025 | MAPP_CA_2_MAPP_US | MAPP_CA | MAPP_US | Internal | Summer | B4 | 100 | 372 | 0 | 67.84 | 65.29 | 7 | 0
2025 | MAPP_CA_2_MAPP_US | MAPP_CA | MAPP_US | Internal | Summer | B5 | 200 | 372 | 0 | 60.3 | 60.3 | 7 | 0
2025 | MAPP_CA_2_MAPP_US | MAPP_CA | MAPP_US | Internal | Summer | B6 | 300 | 372 | 0 | 48.72 | 44.22 | 7 | 0
2025 | MAPP_CA_2_MAPP_US | MAPP_CA | MAPP_US | Internal | Summer | B7 | 400 | 372 | 0 | 42.14 | 35.38 | 7 | 0
2025 | MAPP_CA_2_MAPP_US | MAPP_CA | MAPP_US | Internal | Summer | B8 | 500 | 372 | 0 | 40.5 | 33.49 | 7 | 0
2025 | MAPP_CA_2_MAPP_US | MAPP_CA | MAPP_US | Internal | Summer | B9 | 800 | 372 | 0 | 40.5 | 31.68 | 7 | 0
2025 | MAPP_CA_2_MAPP_US | MAPP_CA | MAPP_US | Internal | Summer | B10 | 1262 | 372 | 0 | 40.5 | 27.95 | 7 | 0
2025 | MAPP_CA_2_MAPP_US | MAPP_CA | MAPP_US | Internal | Winter | B16 | 25 | 372 | 0 | 50.86 | 43.87 | 7 | 0
2025 | MAPP_CA_2_MAPP_US | MAPP_CA | MAPP_US | Internal | Winter | B17 | 100 | 372 | 0 | 48.72 | 41.73 | 7 | 0
2025 | MAPP_CA_2_MAPP_US | MAPP_CA | MAPP_US | Internal | Winter | B18 | 400 | 372 | 0 | 48.72 | 39.61 | 7 | 0
2025 | MAPP_CA_2_MAPP_US | MAPP_CA | MAPP_US | Internal | Winter | B19 | 700 | 372 | 0 | 48.72 | 39.61 | 7 | 0
2025 | MAPP_CA_2_MAPP_US | MAPP_CA | MAPP_US | Internal | Winter | B20 | 935 | 372 | 0 | 48.72 | 30.04 | 7 | 0
2025 | MAPP_CA_2_MISO_W | MAPP_CA | MISO_W | Internal | Shoulder | B11 | 25 | 1970 | 1970 | 51.62 | 55.01 | 0.01 | 3.38
2025 | MAPP_CA_2_MISO_W | MAPP_CA | MISO_W | Internal | Shoulder | B12 | 200 | 1970 | 559.63 | 46.09 | 46.1 | 0.01 | 0
2025 | MAPP_CA_2_MISO_W | MAPP_CA | MISO_W | Internal | Shoulder | B13 | 600 | 1970 | 92.94 | 44.14 | 44.15 | 0.01 | 0
2025 | MAPP_CA_2_MISO_W | MAPP_CA | MISO_W | Internal | Shoulder | B14 | 900 | 1970 | 0 | 44.14 | 42.98 | 0.01 | 0
2025 | MAPP_CA_2_MISO_W | MAPP_CA | MISO_W | Internal | Shoulder | B15 | 1203 | 1970 | 0 | 44.14 | 38.68 | 0.01 | 0
2025 | MAPP_CA_2_MISO_W | MAPP_CA | MISO_W | Internal | Summer | B1 | 10 | 1970 | 1888.81 | 71.47 | 71.48 | 0.01 | 0
2025 | MAPP_CA_2_MISO_W | MAPP_CA | MISO_W | Internal | Summer | B2 | 25 | 1970 | 1780.83 | 70.88 | 70.89 | 0.01 | 0
2025 | MAPP_CA_2_MISO_W | MAPP_CA | MISO_W | Internal | Summer | B3 | 75 | 1970 | 1721.19 | 70.19 | 70.2 | 0.01 | 0
2025 | MAPP_CA_2_MISO_W | MAPP_CA | MISO_W | Internal | Summer | B4 | 100 | 1970 | 1641.64 | 67.84 | 67.85 | 0.01 | 0
2025 | MAPP_CA_2_MISO_W | MAPP_CA | MISO_W | Internal | Summer | B5 | 200 | 1970 | 1708.23 | 60.3 | 60.31 | 0.01 | 0
2025 | MAPP_CA_2_MISO_W | MAPP_CA | MISO_W | Internal | Summer | B6 | 300 | 1970 | 1770.54 | 48.72 | 48.73 | 0.01 | 0
2025 | MAPP_CA_2_MISO_W | MAPP_CA | MISO_W | Internal | Summer | B7 | 400 | 1970 | 571.37 | 42.14 | 42.15 | 0.01 | 0
2025 | MAPP_CA_2_MISO_W | MAPP_CA | MISO_W | Internal | Summer | B8 | 500 | 1970 | 0.01 | 40.5 | 40.49 | 0.01 | 0
2025 | MAPP_CA_2_MISO_W | MAPP_CA | MISO_W | Internal | Summer | B9 | 800 | 1970 | 0 | 40.5 | 38.68 | 0.01 | 0
2025 | MAPP_CA_2_MISO_W | MAPP_CA | MISO_W | Internal | Summer | B10 | 1262 | 1970 | 0 | 40.5 | 34.95 | 0.01 | 0
2025 | MAPP_CA_2_MISO_W | MAPP_CA | MISO_W | Internal | Winter | B16 | 25 | 1970 | 681.24 | 50.86 | 50.87 | 0.01 | 0
2025 | MAPP_CA_2_MISO_W | MAPP_CA | MISO_W | Internal | Winter | B17 | 100 | 1970 | 339.19 | 48.72 | 48.73 | 0.01 | 0
2025 | MAPP_CA_2_MISO_W | MAPP_CA | MISO_W | Internal | Winter | B18 | 400 | 1970 | 0 | 48.72 | 46.59 | 0.01 | 0
2025 | MAPP_CA_2_MISO_W | MAPP_CA | MISO_W | Internal | Winter | B19 | 700 | 1970 | 0 | 48.72 | 44.02 | 0.01 | 0
2025 | MAPP_CA_2_MISO_W | MAPP_CA | MISO_W | Internal | Winter | B20 | 935 | 1970 | 0 | 48.72 | 37.04 | 0.01 | 0
2025 | MAPP_US_2_MAPP_CA | MAPP_US | MAPP_CA | Internal | Shoulder | B11 | 25 | 165 | 0 | 48.01 | 51.62 | 7 | 0
2025 | MAPP_US_2_MAPP_CA | MAPP_US | MAPP_CA | Internal | Shoulder | B12 | 200 | 165 | 0.07 | 39.1 | 46.09 | 7 | 0
2025 | MAPP_US_2_MAPP_CA | MAPP_US | MAPP_CA | Internal | Shoulder | B13 | 600 | 165 | 0.02 | 37.15 | 44.14 | 7 | 0
2025 | MAPP_US_2_MAPP_CA | MAPP_US | MAPP_CA | Internal | Shoulder | B14 | 900 | 165 | 0.02 | 37.15 | 44.14 | 7 | 0
2025 | MAPP_US_2_MAPP_CA | MAPP_US | MAPP_CA | Internal | Shoulder | B15 | 1203 | 165 | 165 | 32.73 | 44.14 | 7 | 4.41
2025 | MAPP_US_2_MAPP_CA | MAPP_US | MAPP_CA | Internal | Summer | B1 | 10 | 165 | 0.02 | 65.42 | 71.47 | 7 | 0
2025 | MAPP_US_2_MAPP_CA | MAPP_US | MAPP_CA | Internal | Summer | B2 | 25 | 165 | 0 | 65.42 | 70.88 | 7 | 0
2025 | MAPP_US_2_MAPP_CA | MAPP_US | MAPP_CA | Internal | Summer | B3 | 75 | 165 | 0 | 65.42 | 70.19 | 7 | 0
2025 | MAPP_US_2_MAPP_CA | MAPP_US | MAPP_CA | Internal | Summer | B4 | 100 | 165 | 0 | 65.29 | 67.84 | 7 | 0
2025 | MAPP_US_2_MAPP_CA | MAPP_US | MAPP_CA | Internal | Summer | B5 | 200 | 165 | 0 | 60.3 | 60.3 | 7 | 0
2025 | MAPP_US_2_MAPP_CA | MAPP_US | MAPP_CA | Internal | Summer | B6 | 300 | 165 | 0 | 44.22 | 48.72 | 7 | 0
2025 | MAPP_US_2_MAPP_CA | MAPP_US | MAPP_CA | Internal | Summer | B7 | 400 | 165 | 0 | 35.38 | 42.14 | 7 | 0
2025 | MAPP_US_2_MAPP_CA | MAPP_US | MAPP_CA | Internal | Summer | B8 | 500 | 165 | 164.97 | 33.49 | 40.5 | 7 | 0.01
2025 | MAPP_US_2_MAPP_CA | MAPP_US | MAPP_CA | Internal | Summer | B9 | 800 | 165 | 165 | 31.68 | 40.5 | 7 | 1.82
2025 | MAPP_US_2_MAPP_CA | MAPP_US | MAPP_CA | Internal | Summer | B10 | 1262 | 165 | 165 | 27.95 | 40.5 | 7 | 5.55
2025 | MAPP_US_2_MAPP_CA | MAPP_US | MAPP_CA | Internal | Winter | B16 | 25 | 165 | 0.5 | 43.87 | 50.86 | 7 | 0
2025 | MAPP_US_2_MAPP_CA | MAPP_US | MAPP_CA | Internal | Winter | B17 | 100 | 165 | 0.13 | 41.73 | 48.72 | 7 | 0
2025 | MAPP_US_2_MAPP_CA | MAPP_US | MAPP_CA | Internal | Winter | B18 | 400 | 165 | 165 | 39.61 | 48.72 | 7 | 2.11
2025 | MAPP_US_2_MAPP_CA | MAPP_US | MAPP_CA | Internal | Winter | B19 | 700 | 165 | 165 | 39.61 | 48.72 | 7 | 2.11
2025 | MAPP_US_2_MAPP_CA | MAPP_US | MAPP_CA | Internal | Winter | B20 | 935 | 165 | 165 | 30.04 | 48.72 | 7 | 11.68
2025 | MAPP_US_2_MISO_W | MAPP_US | MISO_W | Internal | Shoulder | B11 | 25 | 2635 | 898.99 | 48.01 | 55.01 | 7 | 0
2025 | MAPP_US_2_MISO_W | MAPP_US | MISO_W | Internal | Shoulder | B12 | 200 | 2635 | 532.95 | 39.1 | 46.1 | 7 | 0
2025 | MAPP_US_2_MISO_W | MAPP_US | MISO_W | Internal | Shoulder | B13 | 600 | 2635 | 315.65 | 37.15 | 44.15 | 7 | 0
2025 | MAPP_US_2_MISO_W | MAPP_US | MISO_W | Internal | Shoulder | B14 | 900 | 2635 | 0 | 37.15 | 42.98 | 7 | 0
2025 | MAPP_US_2_MISO_W | MAPP_US | MISO_W | Internal | Shoulder | B15 | 1203 | 2635 | 0 | 32.73 | 38.68 | 7 | 0
2025 | MAPP_US_2_MISO_W | MAPP_US | MISO_W | Internal | Summer | B1 | 10 | 2635 | 0.02 | 65.42 | 71.48 | 7 | 0
2025 | MAPP_US_2_MISO_W | MAPP_US | MISO_W | Internal | Summer | B2 | 25 | 2635 | 0 | 65.42 | 70.89 | 7 | 0
2025 | MAPP_US_2_MISO_W | MAPP_US | MISO_W | Internal | Summer | B3 | 75 | 2635 | 0 | 65.42 | 70.2 | 7 | 0
2025 | MAPP_US_2_MISO_W | MAPP_US | MISO_W | Internal | Summer | B4 | 100 | 2635 | 0 | 65.29 | 67.85 | 7 | 0
2025 | MAPP_US_2_MISO_W | MAPP_US | MISO_W | Internal | Summer | B5 | 200 | 2635 | 0 | 60.3 | 60.31 | 7 | 0
2025 | MAPP_US_2_MISO_W | MAPP_US | MISO_W | Internal | Summer | B6 | 300 | 2635 | 0 | 44.22 | 48.73 | 7 | 0
2025 | MAPP_US_2_MISO_W | MAPP_US | MISO_W | Internal | Summer | B7 | 400 | 2635 | 0 | 35.38 | 42.15 | 7 | 0
2025 | MAPP_US_2_MISO_W | MAPP_US | MISO_W | Internal | Summer | B8 | 500 | 2635 | 349.16 | 33.49 | 40.49 | 7 | 0
2025 | MAPP_US_2_MISO_W | MAPP_US | MISO_W | Internal | Summer | B9 | 800 | 2635 | 314.11 | 31.68 | 38.68 | 7 | 0
2025 | MAPP_US_2_MISO_W | MAPP_US | MISO_W | Internal | Summer | B10 | 1262 | 2635 | 263.91 | 27.95 | 34.95 | 7 | 0
2025 | MAPP_US_2_MISO_W | MAPP_US | MISO_W | Internal | Winter | B16 | 25 | 2635 | 1312.7 | 43.87 | 50.87 | 7 | 0
2025 | MAPP_US_2_MISO_W | MAPP_US | MISO_W | Internal | Winter | B17 | 100 | 2635 | 1244.14 | 41.73 | 48.73 | 7 | 0
2025 | MAPP_US_2_MISO_W | MAPP_US | MISO_W | Internal | Winter | B18 | 400 | 2635 | 0.03 | 39.61 | 46.59 | 7 | 0
2025 | MAPP_US_2_MISO_W | MAPP_US | MISO_W | Internal | Winter | B19 | 700 | 2635 | 0 | 39.61 | 44.02 | 7 | 0
2025 | MAPP_US_2_MISO_W | MAPP_US | MISO_W | Internal | Winter | B20 | 935 | 2635 | 101.73 | 30.04 | 37.04 | 7 | 0
2025 | MAPP_US_2_NE | MAPP_US | NE | Internal | Shoulder | B11 | 25 | 2000 | 622.75 | 48.01 | 55.01 | 7 | 0
2025 | MAPP_US_2_NE | MAPP_US | NE | Internal | Shoulder | B12 | 200 | 2000 | 743.45 | 39.1 | 46.1 | 7 | 0
2025 | MAPP_US_2_NE | MAPP_US | NE | Internal | Shoulder | B13 | 600 | 2000 | 764.02 | 37.15 | 44.15 | 7 | 0
2025 | MAPP_US_2_NE | MAPP_US | NE | Internal | Shoulder | B14 | 900 | 2000 | 516.71 | 37.15 | 44.15 | 7 | 0
2025 | MAPP_US_2_NE | MAPP_US | NE | Internal | Shoulder | B15 | 1203 | 2000 | 159.57 | 32.73 | 39.73 | 7 | 0
2025 | MAPP_US_2_NE | MAPP_US | NE | Internal | Summer | B1 | 10 | 2000 | 1065.02 | 65.42 | 72.42 | 7 | 0
2025 | MAPP_US_2_NE | MAPP_US | NE | Internal | Summer | B2 | 25 | 2000 | 1126.62 | 65.42 | 72.42 | 7 | 0
2025 | MAPP_US_2_NE | MAPP_US | NE | Internal | Summer | B3 | 75 | 2000 | 1093.2 | 65.42 | 72.42 | 7 | 0
2025 | MAPP_US_2_NE | MAPP_US | NE | Internal | Summer | B4 | 100 | 2000 | 1335.76 | 65.29 | 72.29 | 7 | 0
2025 | MAPP_US_2_NE | MAPP_US | NE | Internal | Summer | B5 | 200 | 2000 | 1026.14 | 60.3 | 67.3 | 7 | 0
2025 | MAPP_US_2_NE | MAPP_US | NE | Internal | Summer | B6 | 300 | 2000 | 1106.96 | 44.22 | 51.22 | 7 | 0
2025 | MAPP_US_2_NE | MAPP_US | NE | Internal | Summer | B7 | 400 | 2000 | 1293.86 | 35.38 | 42.38 | 7 | 0
2025 | MAPP_US_2_NE | MAPP_US | NE | Internal | Summer | B8 | 500 | 2000 | 922.73 | 33.49 | 40.49 | 7 | 0
2025 | MAPP_US_2_NE | MAPP_US | NE | Internal | Summer | B9 | 800 | 2000 | 406.98 | 31.68 | 38.68 | 7 | 0
2025 | MAPP_US_2_NE | MAPP_US | NE | Internal | Summer | B10 | 1262 | 2000 | 324.51 | 27.95 | 34.95 | 7 | 0
2025 | MAPP_US_2_NE | MAPP_US | NE | Internal | Winter | B16 | 25 | 2000 | 0 | 43.87 | 50.02 | 7 | 0
2025 | MAPP_US_2_NE | MAPP_US | NE | Internal | Winter | B17 | 100 | 2000 | 0 | 41.73 | 47.81 | 7 | 0
2025 | MAPP_US_2_NE | MAPP_US | NE | Internal | Winter | B18 | 400 | 2000 | 647.16 | 39.61 | 46.61 | 7 | 0
2025 | MAPP_US_2_NE | MAPP_US | NE | Internal | Winter | B19 | 700 | 2000 | 260.33 | 39.61 | 46.61 | 7 | 0
2025 | MAPP_US_2_NE | MAPP_US | NE | Internal | Winter | B20 | 935 | 2000 | 136.45 | 30.04 | 37.04 | 7 | 0
2025 | MARITIMES_2_NEISO | MARITIMES | NEISO | Internal | Shoulder | B11 | 25 | 99999 | 1400 | 40.75 | 40.76 | 0.01 | 0
2025 | MARITIMES_2_NEISO | MARITIMES | NEISO | Internal | Shoulder | B12 | 200 | 99999 | 1400 | 40.7 | 40.72 | 0.01 | 0
2025 | MARITIMES_2_NEISO | MARITIMES | NEISO | Internal | Shoulder | B13 | 600 | 99999 | 1400 | 38.15 | 38.16 | 0.01 | 0
2025 | MARITIMES_2_NEISO | MARITIMES | NEISO | Internal | Shoulder | B14 | 900 | 99999 | 1400 | 38.15 | 38.16 | 0.01 | 0
2025 | MARITIMES_2_NEISO | MARITIMES | NEISO | Internal | Shoulder | B15 | 1203 | 99999 | 426.43 | 38.15 | 38.16 | 0.01 | 0
2025 | MARITIMES_2_NEISO | MARITIMES | NEISO | Internal | Summer | B1 | 10 | 99999 | 1400 | 62.93 | 62.94 | 0.01 | 0
2025 | MARITIMES_2_NEISO | MARITIMES | NEISO | Internal | Summer | B2 | 25 | 99999 | 1400 | 58.83 | 58.84 | 0.01 | 0
2025 | MARITIMES_2_NEISO | MARITIMES | NEISO | Internal | Summer | B3 | 75 | 99999 | 1400 | 52.63 | 52.64 | 0.01 | 0
2025 | MARITIMES_2_NEISO | MARITIMES | NEISO | Internal | Summer | B4 | 100 | 99999 | 1400 | 42.77 | 42.78 | 0.01 | 0
2025 | MARITIMES_2_NEISO | MARITIMES | NEISO | Internal | Summer | B5 | 200 | 99999 | 1400 | 37.69 | 37.7 | 0.01 | 0
2025 | MARITIMES_2_NEISO | MARITIMES | NEISO | Internal | Summer | B6 | 300 | 99999 | 1400 | 37.69 | 37.7 | 0.01 | 0
2025 | MARITIMES_2_NEISO | MARITIMES | NEISO | Internal | Summer | B7 | 400 | 99999 | 1400 | 37.69 | 37.7 | 0.01 | 0
2025 | MARITIMES_2_NEISO | MARITIMES | NEISO | Internal | Summer | B8 | 500 | 99999 | 1400 | 37.69 | 37.7 | 0.01 | 0
2025 | MARITIMES_2_NEISO | MARITIMES | NEISO | Internal | Summer | B9 | 800 | 99999 | 1400 | 37.69 | 37.7 | 0.01 | 0
2025 | MARITIMES_2_NEISO | MARITIMES | NEISO | Internal | Summer | B10 | 1262 | 99999 | 236.13 | 37.69 | 37.7 | 0.01 | 0
2025 | MARITIMES_2_NEISO | MARITIMES | NEISO | Internal | Winter | B16 | 25 | 99999 | 1400 | 50.2 | 50.21 | 0.01 | 0
2025 | MARITIMES_2_NEISO | MARITIMES | NEISO | Internal | Winter | B17 | 100 | 99999 | 1400 | 47.01 | 47.03 | 0.01 | 0
2025 | MARITIMES_2_NEISO | MARITIMES | NEISO | Internal | Winter | B18 | 400 | 99999 | 1400 | 46.17 | 46.18 | 0.01 | 0
2025 | MARITIMES_2_NEISO | MARITIMES | NEISO | Internal | Winter | B19 | 700 | 99999 | 1400 | 46.17 | 46.18 | 0.01 | 0
2025 | MARITIMES_2_NEISO | MARITIMES | NEISO | Internal | Winter | B20 | 935 | 99999 | 475.94 | 46.17 | 46.18 | 0.01 | 0
2025 | MISO_IN_2_MISO_MI | MISO_IN | MISO_MI | Internal | Shoulder | B11 | 25 | 5000 | 0 | 55.01 | 53.97 | 0.01 | 0
2025 | MISO_IN_2_MISO_MI | MISO_IN | MISO_MI | Internal | Shoulder | B12 | 200 | 5000 | 908.06 | 46.81 | 46.83 | 0.01 | 0
2025 | MISO_IN_2_MISO_MI | MISO_IN | MISO_MI | Internal | Shoulder | B13 | 600 | 5000 | 1555.09 | 44.21 | 44.22 | 0.01 | 0
2025 | MISO_IN_2_MISO_MI | MISO_IN | MISO_MI | Internal | Shoulder | B14 | 900 | 5000 | 1054.56 | 42.64 | 42.65 | 0.01 | 0
2025 | MISO_IN_2_MISO_MI | MISO_IN | MISO_MI | Internal | Shoulder | B15 | 1203 | 5000 | 922.47 | 38.68 | 38.7 | 0.01 | 0
2025 | MISO_IN_2_MISO_MI | MISO_IN | MISO_MI | Internal | Summer | B1 | 10 | 5000 | 0.69 | 71.49 | 71.48 | 0.01 | 0
2025 | MISO_IN_2_MISO_MI | MISO_IN | MISO_MI | Internal | Summer | B2 | 25 | 5000 | 0.29 | 70.91 | 70.9 | 0.01 | 0
2025 | MISO_IN_2_MISO_MI | MISO_IN | MISO_MI | Internal | Summer | B3 | 75 | 5000 | 0.1 | 68.89 | 68.88 | 0.01 | 0
2025 | MISO_IN_2_MISO_MI | MISO_IN | MISO_MI | Internal | Summer | B4 | 100 | 5000 | 0 | 67.82 | 66.43 | 0.01 | 0
2025 | MISO_IN_2_MISO_MI | MISO_IN | MISO_MI | Internal | Summer | B5 | 200 | 5000 | 0.04 | 60.33 | 60.32 | 0.01 | 0
2025 | MISO_IN_2_MISO_MI | MISO_IN | MISO_MI | Internal | Summer | B6 | 300 | 5000 | 1013.85 | 48.75 | 48.76 | 0.01 | 0
2025 | MISO_IN_2_MISO_MI | MISO_IN | MISO_MI | Internal | Summer | B7 | 400 | 5000 | 1274.06 | 42.15 | 42.16 | 0.01 | 0
2025 | MISO_IN_2_MISO_MI | MISO_IN | MISO_MI | Internal | Summer | B8 | 500 | 5000 | 1968.6 | 40.52 | 40.53 | 0.01 | 0
2025 | MISO_IN_2_MISO_MI | MISO_IN | MISO_MI | Internal | Summer | B9 | 800 | 5000 | 1662.45 | 38.68 | 38.7 | 0.01 | 0
2025 | MISO_IN_2_MISO_MI | MISO_IN | MISO_MI | Internal | Summer | B10 | 1262 | 5000 | 732.35 | 34.98 | 34.99 | 0.01 | 0
2025 | MISO_IN_2_MISO_MI | MISO_IN | MISO_MI | Internal | Winter | B16 | 25 | 5000 | 0.29 | 53.72 | 53.71 | 0.01 | 0
2025 | MISO_IN_2_MISO_MI | MISO_IN | MISO_MI | Internal | Winter | B17 | 100 | 5000 | 561.99 | 49.46 | 49.47 | 0.01 | 0
2025 | MISO_IN_2_MISO_MI | MISO_IN | MISO_MI | Internal | Winter | B18 | 400 | 5000 | 570.91 | 46.59 | 46.6 | 0.01 | 0
2025 | MISO_IN_2_MISO_MI | MISO_IN | MISO_MI | Internal | Winter | B19 | 700 | 5000 | 518.72 | 43.68 | 43.69 | 0.01 | 0
2025 | MISO_IN_2_MISO_MI | MISO_IN | MISO_MI | Internal | Winter | B20 | 935 | 5000 | 0.01 | 37.04 | 37.03 | 0.01 | 0
2025 | MISO_IN_2_MISO_MO-IL | MISO_IN | MISO_MO-IL | Internal | Shoulder | B11 | 25 | 5000 | 0.61 | 55.01 | 55.01 | 0.01 | 0
2025 | MISO_IN_2_MISO_MO-IL | MISO_IN | MISO_MO-IL | Internal | Shoulder | B12 | 200 | 5000 | 0 | 46.81 | 46.11 | 0.01 | 0
2025 | MISO_IN_2_MISO_MO-IL | MISO_IN | MISO_MO-IL | Internal | Shoulder | B13 | 600 | 5000 | 0 | 44.21 | 44.16 | 0.01 | 0
2025 | MISO_IN_2_MISO_MO-IL | MISO_IN | MISO_MO-IL | Internal | Shoulder | B14 | 900 | 5000 | 0 | 42.64 | 42.63 | 0.01 | 0
2025 | MISO_IN_2_MISO_MO-IL | MISO_IN | MISO_MO-IL | Internal | Shoulder | B15 | 1203 | 5000 | 0 | 38.68 | 38.67 | 0.01 | 0
2025 | MISO_IN_2_MISO_MO-IL | MISO_IN | MISO_MO-IL | Internal | Summer | B1 | 10 | 5000 | 1.63 | 71.49 | 71.49 | 0.01 | 0
2025 | MISO_IN_2_MISO_MO-IL | MISO_IN | MISO_MO-IL | Internal | Summer | B2 | 25 | 5000 | 0.26 | 70.91 | 70.9 | 0.01 | 0
2025 | MISO_IN_2_MISO_MO-IL | MISO_IN | MISO_MO-IL | Internal | Summer | B3 | 75 | 5000 | 142.98 | 68.89 | 68.9 | 0.01 | 0
2025 | MISO_IN_2_MISO_MO-IL | MISO_IN | MISO_MO-IL | Internal | Summer | B4 | 100 | 5000 | 730.43 | 67.82 | 67.84 | 0.01 | 0
2025 | MISO_IN_2_MISO_MO-IL | MISO_IN | MISO_MO-IL | Internal | Summer | B5 | 200 | 5000 | 0.04 | 60.33 | 60.32 | 0.01 | 0
2025 | MISO_IN_2_MISO_MO-IL | MISO_IN | MISO_MO-IL | Internal | Summer | B6 | 300 | 5000 | 0.02 | 48.75 | 48.74 | 0.01 | 0
2025 | MISO_IN_2_MISO_MO-IL | MISO_IN | MISO_MO-IL | Internal | Summer | B7 | 400 | 5000 | 0.02 | 42.15 | 42.14 | 0.01 | 0
2025 | MISO_IN_2_MISO_MO-IL | MISO_IN | MISO_MO-IL | Internal | Summer | B8 | 500 | 5000 | 0.01 | 40.52 | 40.5 | 0.01 | 0
2025 | MISO_IN_2_MISO_MO-IL | MISO_IN | MISO_MO-IL | Internal | Summer | B9 | 800 | 5000 | 0 | 38.68 | 38.67 | 0.01 | 0
2025 | MISO_IN_2_MISO_MO-IL | MISO_IN | MISO_MO-IL | Internal | Summer | B10 | 1262 | 5000 | 0 | 34.98 | 34.97 | 0.01 | 0
2025 | MISO_IN_2_MISO_MO-IL | MISO_IN | MISO_MO-IL | Internal | Winter | B16 | 25 | 5000 | 0 | 53.72 | 50.88 | 0.01 | 0
2025 | MISO_IN_2_MISO_MO-IL | MISO_IN | MISO_MO-IL | Internal | Winter | B17 | 100 | 5000 | 0 | 49.46 | 48.74 | 0.01 | 0
2025 | MISO_IN_2_MISO_MO-IL | MISO_IN | MISO_MO-IL | Internal | Winter | B18 | 400 | 5000 | 0.02 | 46.59 | 46.58 | 0.01 | 0
2025 | MISO_IN_2_MISO_MO-IL | MISO_IN | MISO_MO-IL | Internal | Winter | B19 | 700 | 5000 | 0.01 | 43.68 | 43.67 | 0.01 | 0
2025 | MISO_IN_2_MISO_MO-IL | MISO_IN | MISO_MO-IL | Internal | Winter | B20 | 935 | 5000 | 972.88 | 37.04 | 37.05 | 0.01 | 0
2025 | MISO_IN_2_NonRTO_Midwest | MISO_IN | NonRTO_Midwest | Internal | Shoulder | B11 | 25 | 4800 | 1216.68 | 55.01 | 63.01 | 8 | 0
2025 | MISO_IN_2_NonRTO_Midwest | MISO_IN | NonRTO_Midwest | Internal | Shoulder | B12 | 200 | 4800 | 908.23 | 46.81 | 54.81 | 8 | 0
2025 | MISO_IN_2_NonRTO_Midwest | MISO_IN | NonRTO_Midwest | Internal | Shoulder | B13 | 600 | 4800 | 379.17 | 44.21 | 52.21 | 8 | 0
2025 | MISO_IN_2_NonRTO_Midwest | MISO_IN | NonRTO_Midwest | Internal | Shoulder | B14 | 900 | 4800 | 0 | 42.64 | 48.63 | 8 | 0
2025 | MISO_IN_2_NonRTO_Midwest | MISO_IN | NonRTO_Midwest | Internal | Shoulder | B15 | 1203 | 4800 | 0 | 38.68 | 35.7 | 8 | 0
2025 | MISO_IN_2_NonRTO_Midwest | MISO_IN | NonRTO_Midwest | Internal | Summer | B1 | 10 | 4800 | 0 | 71.49 | 75.82 | 8 | 0
2025 | MISO_IN_2_NonRTO_Midwest | MISO_IN | NonRTO_Midwest | Internal | Summer | B2 | 25 | 4800 | 0 | 70.91 | 75.82 | 8 | 0
2025 | MISO_IN_2_NonRTO_Midwest | MISO_IN | NonRTO_Midwest | Internal | Summer | B3 | 75 | 4800 | 0 | 68.89 | 75.82 | 8 | 0
2025 | MISO_IN_2_NonRTO_Midwest | MISO_IN | NonRTO_Midwest | Internal | Summer | B4 | 100 | 4800 | 653.36 | 67.82 | 75.82 | 8 | 0
2025 | MISO_IN_2_NonRTO_Midwest | MISO_IN | NonRTO_Midwest | Internal | Summer | B5 | 200 | 4800 | 1592.72 | 60.33 | 68.33 | 8 | 0
2025 | MISO_IN_2_NonRTO_Midwest | MISO_IN | NonRTO_Midwest | Internal | Summer | B6 | 300 | 4800 | 1131.79 | 48.75 | 56.75 | 8 | 0
2025 | MISO_IN_2_NonRTO_Midwest | MISO_IN | NonRTO_Midwest | Internal | Summer | B7 | 400 | 4800 | 675.5 | 42.15 | 50.15 | 8 | 0
2025 | MISO_IN_2_NonRTO_Midwest | MISO_IN | NonRTO_Midwest | Internal | Summer | B8 | 500 | 4800 | 182.89 | 40.52 | 48.52 | 8 | 0
2025 | MISO_IN_2_NonRTO_Midwest | MISO_IN | NonRTO_Midwest | Internal | Summer | B9 | 800 | 4800 | 0 | 38.68 | 37.64 | 8 | 0
2025 | MISO_IN_2_NonRTO_Midwest | MISO_IN | NonRTO_Midwest | Internal | Summer | B10 | 1262 | 4800 | 0 | 34.98 | 33.84 | 8 | 0
2025 | MISO_IN_2_NonRTO_Midwest | MISO_IN | NonRTO_Midwest | Internal | Winter | B16 | 25 | 4800 | 2429 | 53.72 | 61.72 | 8 | 0
2025 | MISO_IN_2_NonRTO_Midwest | MISO_IN | NonRTO_Midwest | Internal | Winter | B17 | 100 | 4800 | 1459.32 | 49.46 | 57.46 | 8 | 0
2025 | MISO_IN_2_NonRTO_Midwest | MISO_IN | NonRTO_Midwest | Internal | Winter | B18 | 400 | 4800 | 536.83 | 46.59 | 54.59 | 8 | 0
2025 | MISO_IN_2_NonRTO_Midwest | MISO_IN | NonRTO_Midwest | Internal | Winter | B19 | 700 | 4800 | 0 | 43.68 | 48.31 | 8 | 0
2025 | MISO_IN_2_NonRTO_Midwest | MISO_IN | NonRTO_Midwest | Internal | Winter | B20 | 935 | 4800 | 0 | 37.04 | 35.7 | 8 | 0
2025 | MISO_IN_2_PJM_ROR | MISO_IN | PJM_ROR | Internal | Shoulder | B11 | 25 | 992 | 0 | 55.01 | 53.01 | 2 | 0
2025 | MISO_IN_2_PJM_ROR | MISO_IN | PJM_ROR | Internal | Shoulder | B12 | 200 | 992 | 0 | 46.81 | 46.83 | 2 | 0
2025 | MISO_IN_2_PJM_ROR | MISO_IN | PJM_ROR | Internal | Shoulder | B13 | 600 | 992 | 0 | 44.21 | 43.99 | 2 | 0
2025 | MISO_IN_2_PJM_ROR | MISO_IN | PJM_ROR | Internal | Shoulder | B14 | 900 | 992 | 0 | 42.64 | 43.84 | 2 | 0
2025 | MISO_IN_2_PJM_ROR | MISO_IN | PJM_ROR | Internal | Shoulder | B15 | 1203 | 992 | 0 | 38.68 | 40.35 | 2 | 0
2025 | MISO_IN_2_PJM_ROR | MISO_IN | PJM_ROR | Internal | Summer | B1 | 10 | 992 | 830.48 | 71.49 | 73.49 | 2 | 0
2025 | MISO_IN_2_PJM_ROR | MISO_IN | PJM_ROR | Internal | Summer | B2 | 25 | 992 | 0.45 | 70.91 | 72.9 | 2 | 0
2025 | MISO_IN_2_PJM_ROR | MISO_IN | PJM_ROR | Internal | Summer | B3 | 75 | 992 | 0 | 68.89 | 68.43 | 2 | 0
2025 | MISO_IN_2_PJM_ROR | MISO_IN | PJM_ROR | Internal | Summer | B4 | 100 | 992 | 0 | 67.82 | 68.43 | 2 | 0
2025 | MISO_IN_2_PJM_ROR | MISO_IN | PJM_ROR | Internal | Summer | B5 | 200 | 992 | 0 | 60.33 | 59.92 | 2 | 0
2025 | MISO_IN_2_PJM_ROR | MISO_IN | PJM_ROR | Internal | Summer | B6 | 300 | 992 | 0 | 48.75 | 49.18 | 2 | 0
2025 | MISO_IN_2_PJM_ROR | MISO_IN | PJM_ROR | Internal | Summer | B7 | 400 | 992 | 0 | 42.15 | 42.37 | 2 | 0
2025 | MISO_IN_2_PJM_ROR | MISO_IN | PJM_ROR | Internal | Summer | B8 | 500 | 992 | 0 | 40.52 | 41.41 | 2 | 0
2025 | MISO_IN_2_PJM_ROR | MISO_IN | PJM_ROR | Internal | Summer | B9 | 800 | 992 | 0 | 38.68 | 39.13 | 2 | 0
2025 | MISO_IN_2_PJM_ROR | MISO_IN | PJM_ROR | Internal | Summer | B10 | 1262 | 992 | 0 | 34.98 | 36.95 | 2 | 0
2025 | MISO_IN_2_PJM_ROR | MISO_IN | PJM_ROR | Internal | Winter | B16 | 25 | 992 | 0 | 53.72 | 52.88 | 2 | 0
2025 | MISO_IN_2_PJM_ROR | MISO_IN | PJM_ROR | Internal | Winter | B17 | 100 | 992 | 0 | 49.46 | 50.74 | 2 | 0
2025 | MISO_IN_2_PJM_ROR | MISO_IN | PJM_ROR | Internal | Winter | B18 | 400 | 992 | 0 | 46.59 | 47.6 | 2 | 0
2025 | MISO_IN_2_PJM_ROR | MISO_IN | PJM_ROR | Internal | Winter | B19 | 700 | 992 | 0 | 43.68 | 45.5 | 2 | 0
2025 | MISO_IN_2_PJM_ROR | MISO_IN | PJM_ROR | Internal | Winter | B20 | 935 | 992 | 0 | 37.04 | 37.42 | 2 | 0
2025 | MISO_MI_2_IESO | MISO_MI | IESO | Internal | Shoulder | B11 | 25 | 1580 | 0 | 53.97 | 13.22 | 8 | 0
2025 | MISO_MI_2_IESO | MISO_MI | IESO | Internal | Shoulder | B12 | 200 | 1580 | 0 | 46.83 | 13.22 | 8 | 0
2025 | MISO_MI_2_IESO | MISO_MI | IESO | Internal | Shoulder | B13 | 600 | 1580 | 0 | 44.22 | 13.22 | 8 | 0
2025 | MISO_MI_2_IESO | MISO_MI | IESO | Internal | Shoulder | B14 | 900 | 1580 | 0 | 42.65 | 13.22 | 8 | 0
2025 | MISO_MI_2_IESO | MISO_MI | IESO | Internal | Shoulder | B15 | 1203 | 1580 | 0 | 38.7 | 13.22 | 8 | 0
2025 | MISO_MI_2_IESO | MISO_MI | IESO | Internal | Summer | B1 | 10 | 1580 | 0 | 71.48 | 47.92 | 8 | 0
2025 | MISO_MI_2_IESO | MISO_MI | IESO | Internal | Summer | B2 | 25 | 1580 | 0 | 70.9 | 47.92 | 8 | 0
2025 | MISO_MI_2_IESO | MISO_MI | IESO | Internal | Summer | B3 | 75 | 1580 | 0 | 68.88 | 42.64 | 8 | 0
2025 | MISO_MI_2_IESO | MISO_MI | IESO | Internal | Summer | B4 | 100 | 1580 | 0 | 66.43 | 38.31 | 8 | 0
2025 | MISO_MI_2_IESO | MISO_MI | IESO | Internal | Summer | B5 | 200 | 1580 | 0 | 60.32 | 11.51 | 8 | 0
2025 | MISO_MI_2_IESO | MISO_MI | IESO | Internal | Summer | B6 | 300 | 1580 | 0 | 48.76 | 11.51 | 8 | 0
2025 | MISO_MI_2_IESO | MISO_MI | IESO | Internal | Summer | B7 | 400 | 1580 | 0 | 42.16 | 11.51 | 8 | 0
2025 | MISO_MI_2_IESO | MISO_MI | IESO | Internal | Summer | B8 | 500 | 1580 | 0 | 40.53 | 11.51 | 8 | 0
2025 | MISO_MI_2_IESO | MISO_MI | IESO | Internal | Summer | B9 | 800 | 1580 | 0 | 38.7 | 11.51 | 8 | 0
2025 | MISO_MI_2_IESO | MISO_MI | IESO | Internal | Summer | B10 | 1262 | 1580 | 0 | 34.99 | 11.51 | 8 | 0
2025 | MISO_MI_2_IESO | MISO_MI | IESO | Internal | Winter | B16 | 25 | 1580 | 0 | 53.71 | 30.03 | 8 | 0
2025 | MISO_MI_2_IESO | MISO_MI | IESO | Internal | Winter | B17 | 100 | 1580 | 0 | 49.47 | 30.03 | 8 | 0
2025 | MISO_MI_2_IESO | MISO_MI | IESO | Internal | Winter | B18 | 400 | 1580 | 0 | 46.6 | 30.03 | 8 | 0
2025 | MISO_MI_2_IESO | MISO_MI | IESO | Internal | Winter | B19 | 700 | 1580 | 0 | 43.69 | 30.03 | 8 | 0
2025 | MISO_MI_2_IESO | MISO_MI | IESO | Internal | Winter | B20 | 935 | 1580 | 0 | 37.03 | 30.03 | 8 | 0
2025 | MISO_MI_2_MISO_IN | MISO_MI | MISO_IN | Internal | Shoulder | B11 | 25 | 2045 | 2044.99 | 53.97 | 55.01 | 0.01 | 1.03
2025 | MISO_MI_2_MISO_IN | MISO_MI | MISO_IN | Internal | Shoulder | B12 | 200 | 2045 | 0.04 | 46.83 | 46.81 | 0.01 | 0
2025 | MISO_MI_2_MISO_IN | MISO_MI | MISO_IN | Internal | Shoulder | B13 | 600 | 2045 | 0.01 | 44.22 | 44.21 | 0.01 | 0
2025 | MISO_MI_2_MISO_IN | MISO_MI | MISO_IN | Internal | Shoulder | B14 | 900 | 2045 | 0 | 42.65 | 42.64 | 0.01 | 0
2025 | MISO_MI_2_MISO_IN | MISO_MI | MISO_IN | Internal | Shoulder | B15 | 1203 | 2045 | 0 | 38.7 | 38.68 | 0.01 | 0
2025 | MISO_MI_2_MISO_IN | MISO_MI | MISO_IN | Internal | Summer | B1 | 10 | 2045 | 754.13 | 71.48 | 71.49 | 0.01 | 0
2025 | MISO_MI_2_MISO_IN | MISO_MI | MISO_IN | Internal | Summer | B2 | 25 | 2045 | 468.64 | 70.9 | 70.91 | 0.01 | 0
2025 | MISO_MI_2_MISO_IN | MISO_MI | MISO_IN | Internal | Summer | B3 | 75 | 2045 | 1569.66 | 68.88 | 68.89 | 0.01 | 0
2025 | MISO_MI_2_MISO_IN | MISO_MI | MISO_IN | Internal | Summer | B4 | 100 | 2045 | 2045 | 66.43 | 67.82 | 0.01 | 1.38
2025 | MISO_MI_2_MISO_IN | MISO_MI | MISO_IN | Internal | Summer | B5 | 200 | 2045 | 1523.73 | 60.32 | 60.33 | 0.01 | 0
2025 | MISO_MI_2_MISO_IN | MISO_MI | MISO_IN | Internal | Summer | B6 | 300 | 2045 | 0.03 | 48.76 | 48.75 | 0.01 | 0
2025 | MISO_MI_2_MISO_IN | MISO_MI | MISO_IN | Internal | Summer | B7 | 400 | 2045 | 0.02 | 42.16 | 42.15 | 0.01 | 0
2025 | MISO_MI_2_MISO_IN | MISO_MI | MISO_IN | Internal | Summer | B8 | 500 | 2045 | 0.01 | 40.53 | 40.52 | 0.01 | 0
2025 | MISO_MI_2_MISO_IN | MISO_MI | MISO_IN | Internal | Summer | B9 | 800 | 2045 | 0 | 38.7 | 38.68 | 0.01 | 0
2025 | MISO_MI_2_MISO_IN | MISO_MI | MISO_IN | Internal | Summer | B10 | 1262 | 2045 | 0 | 34.99 | 34.98 | 0.01 | 0
2025 | MISO_MI_2_MISO_IN | MISO_MI | MISO_IN | Internal | Winter | B16 | 25 | 2045 | 1177.28 | 53.71 | 53.72 | 0.01 | 0
2025 | MISO_MI_2_MISO_IN | MISO_MI | MISO_IN | Internal | Winter | B17 | 100 | 2045 | 0.07 | 49.47 | 49.46 | 0.01 | 0
2025 | MISO_MI_2_MISO_IN | MISO_MI | MISO_IN | Internal | Winter | B18 | 400 | 2045 | 0.02 | 46.6 | 46.59 | 0.01 | 0
2025 | MISO_MI_2_MISO_IN | MISO_MI | MISO_IN | Internal | Winter | B19 | 700 | 2045 | 0.01 | 43.69 | 43.68 | 0.01 | 0
2025 | MISO_MI_2_MISO_IN | MISO_MI | MISO_IN | Internal | Winter | B20 | 935 | 2045 | 0.04 | 37.03 | 37.04 | 0.01 | 0
2025 | MISO_MI_2_MISO_WUMS | MISO_MI | MISO_WUMS | Internal | Shoulder | B11 | 25 | 117 | 116.99 | 53.97 | 55.01 | 0.01 | 1.03
2025 | MISO_MI_2_MISO_WUMS | MISO_MI | MISO_WUMS | Internal | Shoulder | B12 | 200 | 117 | 0 | 46.83 | 46.11 | 0.01 | 0
2025 | MISO_MI_2_MISO_WUMS | MISO_MI | MISO_WUMS | Internal | Shoulder | B13 | 600 | 117 | 0 | 44.22 | 44.16 | 0.01 | 0
2025 | MISO_MI_2_MISO_WUMS | MISO_MI | MISO_WUMS | Internal | Shoulder | B14 | 900 | 117 | 117 | 42.65 | 42.97 | 0.01 | 0.31
2025 | MISO_MI_2_MISO_WUMS | MISO_MI | MISO_WUMS | Internal | Shoulder | B15 | 1203 | 117 | 0.01 | 38.7 | 38.7 | 0.01 | 0
2025 | MISO_MI_2_MISO_WUMS | MISO_MI | MISO_WUMS | Internal | Summer | B1 | 10 | 117 | 62.74 | 71.48 | 71.49 | 0.01 | 0
2025 | MISO_MI_2_MISO_WUMS | MISO_MI | MISO_WUMS | Internal | Summer | B2 | 25 | 117 | 0.44 | 70.9 | 70.9 | 0.01 | 0
2025 | MISO_MI_2_MISO_WUMS | MISO_MI | MISO_WUMS | Internal | Summer | B3 | 75 | 117 | 117 | 68.88 | 70.21 | 0.01 | 1.32
2025 | MISO_MI_2_MISO_WUMS | MISO_MI | MISO_WUMS | Internal | Summer | B4 | 100 | 117 | 117 | 66.43 | 67.86 | 0.01 | 1.42
2025 | MISO_MI_2_MISO_WUMS | MISO_MI | MISO_WUMS | Internal | Summer | B5 | 200 | 117 | 0.06 | 60.32 | 60.32 | 0.01 | 0
2025 | MISO_MI_2_MISO_WUMS | MISO_MI | MISO_WUMS | Internal | Summer | B6 | 300 | 117 | 0 | 48.76 | 48.72 | 0.01 | 0
2025 | MISO_MI_2_MISO_WUMS | MISO_MI | MISO_WUMS | Internal | Summer | B7 | 400 | 117 | 0.01 | 42.16 | 42.14 | 0.01 | 0
2025 | MISO_MI_2_MISO_WUMS | MISO_MI | MISO_WUMS | Internal | Summer | B8 | 500 | 117 | 0 | 40.53 | 40.5 | 0.01 | 0
2025 | MISO_MI_2_MISO_WUMS | MISO_MI | MISO_WUMS | Internal | Summer | B9 | 800 | 117 | 117 | 38.7 | 40.11 | 0.01 | 1.4
2025 | MISO_MI_2_MISO_WUMS | MISO_MI | MISO_WUMS | Internal | Summer | B10 | 1262 | 117 | 0 | 34.99 | 34.97 | 0.01 | 0
2025 | MISO_MI_2_MISO_WUMS | MISO_MI | MISO_WUMS | Internal | Winter | B16 | 25 | 117 | 0 | 53.71 | 50.88 | 0.01 | 0
2025 | MISO_MI_2_MISO_WUMS | MISO_MI | MISO_WUMS | Internal | Winter | B17 | 100 | 117 | 0 | 49.47 | 48.74 | 0.01 | 0
2025 | MISO_MI_2_MISO_WUMS | MISO_MI | MISO_WUMS | Internal | Winter | B18 | 400 | 117 | 0.01 | 46.6 | 46.58 | 0.01 | 0
2025 | MISO_MI_2_MISO_WUMS | MISO_MI | MISO_WUMS | Internal | Winter | B19 | 700 | 117 | 117 | 43.69 | 44.03 | 0.01 | 0.33
2025 | MISO_MI_2_MISO_WUMS | MISO_MI | MISO_WUMS | Internal | Winter | B20 | 935 | 117 | 116.97 | 37.03 | 37.05 | 0.01 | 0.01
2025 | MISO_MI_2_PJM_ROR | MISO_MI | PJM_ROR | Internal | Shoulder | B11 | 25 | 1424 | 0 | 53.97 | 53.01 | 2 | 0
2025 | MISO_MI_2_PJM_ROR | MISO_MI | PJM_ROR | Internal | Shoulder | B12 | 200 | 1424 | 0 | 46.83 | 46.83 | 2 | 0
2025 | MISO_MI_2_PJM_ROR | MISO_MI | PJM_ROR | Internal | Shoulder | B13 | 600 | 1424 | 0 | 44.22 | 43.99 | 2 | 0
2025 | MISO_MI_2_PJM_ROR | MISO_MI | PJM_ROR | Internal | Shoulder | B14 | 900 | 1424 | 0 | 42.65 | 43.84 | 2 | 0
2025 | MISO_MI_2_PJM_ROR | MISO_MI | PJM_ROR | Internal | Shoulder | B15 | 1203 | 1424 | 0 | 38.7 | 40.35 | 2 | 0
2025 | MISO_MI_2_PJM_ROR | MISO_MI | PJM_ROR | Internal | Summer | B1 | 10 | 1424 | 1422.81 | 71.48 | 73.49 | 2 | 0.01
2025 | MISO_MI_2_PJM_ROR | MISO_MI | PJM_ROR | Internal | Summer | B2 | 25 | 1424 | 33.24 | 70.9 | 72.9 | 2 | 0
2025 | MISO_MI_2_PJM_ROR | MISO_MI | PJM_ROR | Internal | Summer | B3 | 75 | 1424 | 0 | 68.88 | 68.43 | 2 | 0
2025 | MISO_MI_2_PJM_ROR | MISO_MI | PJM_ROR | Internal | Summer | B4 | 100 | 1424 | 557.57 | 66.43 | 68.43 | 2 | 0
2025 | MISO_MI_2_PJM_ROR | MISO_MI | PJM_ROR | Internal | Summer | B5 | 200 | 1424 | 0 | 60.32 | 59.92 | 2 | 0
2025 | MISO_MI_2_PJM_ROR | MISO_MI | PJM_ROR | Internal | Summer | B6 | 300 | 1424 | 0 | 48.76 | 49.18 | 2 | 0
2025 | MISO_MI_2_PJM_ROR | MISO_MI | PJM_ROR | Internal | Summer | B7 | 400 | 1424 | 0 | 42.16 | 42.37 | 2 | 0
2025 | MISO_MI_2_PJM_ROR | MISO_MI | PJM_ROR | Internal | Summer | B8 | 500 | 1424 | 0 | 40.53 | 41.41 | 2 | 0
2025 | MISO_MI_2_PJM_ROR | MISO_MI | PJM_ROR | Internal | Summer | B9 | 800 | 1424 | 0 | 38.7 | 39.13 | 2 | 0
2025 | MISO_MI_2_PJM_ROR | MISO_MI | PJM_ROR | Internal | Summer | B10 | 1262 | 1424 | 0 | 34.99 | 36.95 | 2 | 0
2025 | MISO_MI_2_PJM_ROR | MISO_MI | PJM_ROR | Internal | Winter | B16 | 25 | 1424 | 0 | 53.71 | 52.88 | 2 | 0
2025 | MISO_MI_2_PJM_ROR | MISO_MI | PJM_ROR | Internal | Winter | B17 | 100 | 1424 | 0 | 49.47 | 50.74 | 2 | 0
2025 | MISO_MI_2_PJM_ROR | MISO_MI | PJM_ROR | Internal | Winter | B18 | 400 | 1424 | 0 | 46.6 | 47.6 | 2 | 0
2025 | MISO_MI_2_PJM_ROR | MISO_MI | PJM_ROR | Internal | Winter | B19 | 700 | 1424 | 0 | 43.69 | 45.5 | 2 | 0
2025 | MISO_MI_2_PJM_ROR | MISO_MI | PJM_ROR | Internal | Winter | B20 | 935 | 1424 | 0 | 37.03 | 37.42 | 2 | 0
2025 | MISO_MO-IL_2_ENT | MISO_MO-IL | ENT | Internal | Shoulder | B11 | 25 | 2540 | 0.02 | 55.01 | 62.6 | 8 | 0
2025 | MISO_MO-IL_2_ENT | MISO_MO-IL | ENT | Internal | Shoulder | B12 | 200 | 2540 | 0 | 46.11 | 46.83 | 8 | 0
2025 | MISO_MO-IL_2_ENT | MISO_MO-IL | ENT | Internal | Shoulder | B13 | 600 | 2540 | 0 | 44.16 | 46.5 | 8 | 0
2025 | MISO_MO-IL_2_ENT | MISO_MO-IL | ENT | Internal | Shoulder | B14 | 900 | 2540 | 0 | 42.63 | 46.5 | 8 | 0
2025 | MISO_MO-IL_2_ENT | MISO_MO-IL | ENT | Internal | Shoulder | B15 | 1203 | 2540 | 0 | 38.67 | 44.97 | 8 | 0
2025 | MISO_MO-IL_2_ENT | MISO_MO-IL | ENT | Internal | Summer | B1 | 10 | 2540 | 35.02 | 71.49 | 79.49 | 8 | 0
2025 | MISO_MO-IL_2_ENT | MISO_MO-IL | ENT | Internal | Summer | B2 | 25 | 2540 | 0 | 70.9 | 75.69 | 8 | 0
2025 | MISO_MO-IL_2_ENT | MISO_MO-IL | ENT | Internal | Summer | B3 | 75 | 2540 | 0 | 68.9 | 75.69 | 8 | 0
2025 | MISO_MO-IL_2_ENT | MISO_MO-IL | ENT | Internal | Summer | B4 | 100 | 2540 | 0.01 | 67.84 | 75.69 | 8 | 0
2025 | MISO_MO-IL_2_ENT | MISO_MO-IL | ENT | Internal | Summer | B5 | 200 | 2540 | 0 | 60.32 | 66.92 | 8 | 0
2025 | MISO_MO-IL_2_ENT | MISO_MO-IL | ENT | Internal | Summer | B6 | 300 | 2540 | 0 | 48.74 | 55.07 | 8 | 0
2025 | MISO_MO-IL_2_ENT | MISO_MO-IL | ENT | Internal | Summer | B7 | 400 | 2540 | 0 | 42.14 | 45.36 | 8 | 0
2025 | MISO_MO-IL_2_ENT | MISO_MO-IL | ENT | Internal | Summer | B8 | 500 | 2540 | 0 | 40.5 | 45.04 | 8 | 0
2025 | MISO_MO-IL_2_ENT | MISO_MO-IL | ENT | Internal | Summer | B9 | 800 | 2540 | 0 | 38.67 | 45.04 | 8 | 0
2025 | MISO_MO-IL_2_ENT | MISO_MO-IL | ENT | Internal | Summer | B10 | 1262 | 2540 | 2540 | 34.97 | 43.56 | 8 | 0.59
2025 | MISO_MO-IL_2_ENT | MISO_MO-IL | ENT | Internal | Winter | B16 | 25 | 2540 | 0 | 50.88 | 55.02 | 8 | 0
2025 | MISO_MO-IL_2_ENT | MISO_MO-IL | ENT | Internal | Winter | B17 | 100 | 2540 | 0 | 48.74 | 49.38 | 8 | 0
2025 | MISO_MO-IL_2_ENT | MISO_MO-IL | ENT | Internal | Winter | B18 | 400 | 2540 | 0 | 46.58 | 49.38 | 8 | 0
2025 | MISO_MO-IL_2_ENT | MISO_MO-IL | ENT | Internal | Winter | B19 | 700 | 2540 | 0 | 43.67 | 47.76 | 8 | 0
2025 | MISO_MO-IL_2_ENT | MISO_MO-IL | ENT | Internal | Winter | B20 | 935 | 2540 | 2540 | 37.05 | 47.33 | 8 | 2.28
2025 | MISO_MO-IL_2_MISO_IN | MISO_MO-IL | MISO_IN | Internal | Shoulder | B11 | 25 | 2100 | 0.53 | 55.01 | 55.01 | 0.01 | 0
2025 | MISO_MO-IL_2_MISO_IN | MISO_MO-IL | MISO_IN | Internal | Shoulder | B12 | 200 | 2100 | 2100 | 46.11 | 46.81 | 0.01 | 0.69
2025 | MISO_MO-IL_2_MISO_IN | MISO_MO-IL | MISO_IN | Internal | Shoulder | B13 | 600 | 2100 | 2099.99 | 44.16 | 44.21 | 0.01 | 0.04
2025 | MISO_MO-IL_2_MISO_IN | MISO_MO-IL | MISO_IN | Internal | Shoulder | B14 | 900 | 2100 | 734.76 | 42.63 | 42.64 | 0.01 | 0
2025 | MISO_MO-IL_2_MISO_IN | MISO_MO-IL | MISO_IN | Internal | Shoulder | B15 | 1203 | 2100 | 828.53 | 38.67 | 38.68 | 0.01 | 0
2025 | MISO_MO-IL_2_MISO_IN | MISO_MO-IL | MISO_IN | Internal | Summer | B1 | 10 | 2100 | 1.23 | 71.49 | 71.49 | 0.01 | 0
2025 | MISO_MO-IL_2_MISO_IN | MISO_MO-IL | MISO_IN | Internal | Summer | B2 | 25 | 2100 | 1785.05 | 70.9 | 70.91 | 0.01 | 0
2025 | MISO_MO-IL_2_MISO_IN | MISO_MO-IL | MISO_IN | Internal | Summer | B3 | 75 | 2100 | 0.11 | 68.9 | 68.89 | 0.01 | 0
2025 | MISO_MO-IL_2_MISO_IN | MISO_MO-IL | MISO_IN | Internal | Summer | B4 | 100 | 2100 | 0.07 | 67.84 | 67.82 | 0.01 | 0
2025 | MISO_MO-IL_2_MISO_IN | MISO_MO-IL | MISO_IN | Internal | Summer | B5 | 200 | 2100 | 480.23 | 60.32 | 60.33 | 0.01 | 0
2025 | MISO_MO-IL_2_MISO_IN | MISO_MO-IL | MISO_IN | Internal | Summer | B6 | 300 | 2100 | 1678.81 | 48.74 | 48.75 | 0.01 | 0
2025 | MISO_MO-IL_2_MISO_IN | MISO_MO-IL | MISO_IN | Internal | Summer | B7 | 400 | 2100 | 995.23 | 42.14 | 42.15 | 0.01 | 0
2025 | MISO_MO-IL_2_MISO_IN | MISO_MO-IL | MISO_IN | Internal | Summer | B8 | 500 | 2100 | 1428.33 | 40.5 | 40.52 | 0.01 | 0
2025 | MISO_MO-IL_2_MISO_IN | MISO_MO-IL | MISO_IN | Internal | Summer | B9 | 800 | 2100 | 362.83 | 38.67 | 38.68 | 0.01 | 0
2025 | MISO_MO-IL_2_MISO_IN | MISO_MO-IL | MISO_IN | Internal | Summer | B10 | 1262 | 2100 | 108.28 | 34.97 | 34.98 | 0.01 | 0
2025 | MISO_MO-IL_2_MISO_IN | MISO_MO-IL | MISO_IN | Internal | Winter | B16 | 25 | 2100 | 2100 | 50.88 | 53.72 | 0.01 | 2.82
2025 | MISO_MO-IL_2_MISO_IN | MISO_MO-IL | MISO_IN | Internal | Winter | B17 | 100 | 2100 | 2100 | 48.74 | 49.46 | 0.01 | 0.7
2025 | MISO_MO-IL_2_MISO_IN | MISO_MO-IL | MISO_IN | Internal | Winter | B18 | 400 | 2100 | 659.32 | 46.58 | 46.59 | 0.01 | 0
2025 | MISO_MO-IL_2_MISO_IN | MISO_MO-IL | MISO_IN | Internal | Winter | B19 | 700 | 2100 | 0.23 | 43.67 | 43.68 | 0.01 | 0
2025 | MISO_MO-IL_2_MISO_IN | MISO_MO-IL | MISO_IN | Internal | Winter | B20 | 935 | 2100 | 0 | 37.05 | 37.04 | 0.01 | 0
2025 | MISO_MO-IL_2_MISO_W | MISO_MO-IL | MISO_W | Internal | Shoulder | B11 | 25 | 960 | 0.52 | 55.01 | 55.01 | 0.01 | 0
2025 | MISO_MO-IL_2_MISO_W | MISO_MO-IL | MISO_W | Internal | Shoulder | B12 | 200 | 960 | 0.04 | 46.11 | 46.1 | 0.01 | 0
2025 | MISO_MO-IL_2_MISO_W | MISO_MO-IL | MISO_W | Internal | Shoulder | B13 | 600 | 960 | 0.01 | 44.16 | 44.15 | 0.01 | 0
2025 | MISO_MO-IL_2_MISO_W | MISO_MO-IL | MISO_W | Internal | Shoulder | B14 | 900 | 960 | 960 | 42.63 | 42.98 | 0.01 | 0.34
2025 | MISO_MO-IL_2_MISO_W | MISO_MO-IL | MISO_W | Internal | Shoulder | B15 | 1203 | 960 | 664.75 | 38.67 | 38.68 | 0.01 | 0
2025 | MISO_MO-IL_2_MISO_W | MISO_MO-IL | MISO_W | Internal | Summer | B1 | 10 | 960 | 0.67 | 71.49 | 71.48 | 0.01 | 0
2025 | MISO_MO-IL_2_MISO_W | MISO_MO-IL | MISO_W | Internal | Summer | B2 | 25 | 960 | 0.28 | 70.9 | 70.89 | 0.01 | 0
2025 | MISO_MO-IL_2_MISO_W | MISO_MO-IL | MISO_W | Internal | Summer | B3 | 75 | 960 | 960 | 68.9 | 70.2 | 0.01 | 1.28
2025 | MISO_MO-IL_2_MISO_W | MISO_MO-IL | MISO_W | Internal | Summer | B4 | 100 | 960 | 778.89 | 67.84 | 67.85 | 0.01 | 0
2025 | MISO_MO-IL_2_MISO_W | MISO_MO-IL | MISO_W | Internal | Summer | B5 | 200 | 960 | 0.04 | 60.32 | 60.31 | 0.01 | 0
2025 | MISO_MO-IL_2_MISO_W | MISO_MO-IL | MISO_W | Internal | Summer | B6 | 300 | 960 | 0.02 | 48.74 | 48.73 | 0.01 | 0
2025 | MISO_MO-IL_2_MISO_W | MISO_MO-IL | MISO_W | Internal | Summer | B7 | 400 | 960 | 459.57 | 42.14 | 42.15 | 0.01 | 0
2025 | MISO_MO-IL_2_MISO_W | MISO_MO-IL | MISO_W | Internal | Summer | B8 | 500 | 960 | 0.02 | 40.5 | 40.49 | 0.01 | 0
2025 | MISO_MO-IL_2_MISO_W | MISO_MO-IL | MISO_W | Internal | Summer | B9 | 800 | 960 | 588.98 | 38.67 | 38.68 | 0.01 | 0
2025 | MISO_MO-IL_2_MISO_W | MISO_MO-IL | MISO_W | Internal | Summer | B10 | 1262 | 960 | 0 | 34.97 | 34.95 | 0.01 | 0
2025 | MISO_MO-IL_2_MISO_W | MISO_MO-IL | MISO_W | Internal | Winter | B16 | 25 | 960 | 0.27 | 50.88 | 50.87 | 0.01 | 0
2025 | MISO_MO-IL_2_MISO_W | MISO_MO-IL | MISO_W | Internal | Winter | B17 | 100 | 960 | 0.07 | 48.74 | 48.73 | 0.01 | 0
2025 | MISO_MO-IL_2_MISO_W | MISO_MO-IL | MISO_W | Internal | Winter | B18 | 400 | 960 | 114.21 | 46.58 | 46.59 | 0.01 | 0
2025 | MISO_MO-IL_2_MISO_W | MISO_MO-IL | MISO_W | Internal | Winter | B19 | 700 | 960 | 960 | 43.67 | 44.02 | 0.01 | 0.34
2025 | MISO_MO-IL_2_MISO_W | MISO_MO-IL | MISO_W | Internal | Winter | B20 | 935 | 960 | 0 | 37.05 | 37.04 | 0.01 | 0
2025 | MISO_MO-IL_2_PJM_ROR | MISO_MO-IL | PJM_ROR | Internal | Shoulder | B11 | 25 | 1212 | 0 | 55.01 | 53.01 | 2 | 0
2025 | MISO_MO-IL_2_PJM_ROR | MISO_MO-IL | PJM_ROR | Internal | Shoulder | B12 | 200 | 1212 | 0 | 46.11 | 46.83 | 2 | 0
2025 | MISO_MO-IL_2_PJM_ROR | MISO_MO-IL | PJM_ROR | Internal | Shoulder | B13 | 600 | 1212 | 0 | 44.16 | 43.99 | 2 | 0
2025 | MISO_MO-IL_2_PJM_ROR | MISO_MO-IL | PJM_ROR | Internal | Shoulder | B14 | 900 | 1212 | 0 | 42.63 | 43.84 | 2 | 0
2025 | MISO_MO-IL_2_PJM_ROR | MISO_MO-IL | PJM_ROR | Internal | Shoulder | B15 | 1203 | 1212 | 0 | 38.67 | 40.35 | 2 | 0
2025 | MISO_MO-IL_2_PJM_ROR | MISO_MO-IL | PJM_ROR | Internal | Summer | B1 | 10 | 1212 | 528.23 | 71.49 | 73.49 | 2 | 0
2025 | MISO_MO-IL_2_PJM_ROR | MISO_MO-IL | PJM_ROR | Internal | Summer | B2 | 25 | 1212 | 40.33 | 70.9 | 72.9 | 2 | 0
2025 | MISO_MO-IL_2_PJM_ROR | MISO_MO-IL | PJM_ROR | Internal | Summer | B3 | 75 | 1212 | 0 | 68.9 | 68.43 | 2 | 0
2025 | MISO_MO-IL_2_PJM_ROR | MISO_MO-IL | PJM_ROR | Internal | Summer | B4 | 100 | 1212 | 0 | 67.84 | 68.43 | 2 | 0
2025 | MISO_MO-IL_2_PJM_ROR | MISO_MO-IL | PJM_ROR | Internal | Summer | B5 | 200 | 1212 | 0 | 60.32 | 59.92 | 2 | 0
2025 | MISO_MO-IL_2_PJM_ROR | MISO_MO-IL | PJM_ROR | Internal | Summer | B6 | 300 | 1212 | 0 | 48.74 | 49.18 | 2 | 0
2025 | MISO_MO-IL_2_PJM_ROR | MISO_MO-IL | PJM_ROR | Internal | Summer | B7 | 400 | 1212 | 0 | 42.14 | 42.37 | 2 | 0
2025 | MISO_MO-IL_2_PJM_ROR | MISO_MO-IL | PJM_ROR | Internal | Summer | B8 | 500 | 1212 | 0 | 40.5 | 41.41 | 2 | 0
2025 | MISO_MO-IL_2_PJM_ROR | MISO_MO-IL | PJM_ROR | Internal | Summer | B9 | 800 | 1212 | 0 | 38.67 | 39.13 | 2 | 0
2025 | MISO_MO-IL_2_PJM_ROR | MISO_MO-IL | PJM_ROR | Internal | Summer | B10 | 1262 | 1212 | 0 | 34.97 | 36.95 | 2 | 0
2025 | MISO_MO-IL_2_PJM_ROR | MISO_MO-IL | PJM_ROR | Internal | Winter | B16 | 25 | 1212 | 168.97 | 50.88 | 52.88 | 2 | 0
2025 | MISO_MO-IL_2_PJM_ROR | MISO_MO-IL | PJM_ROR | Internal | Winter | B17 | 100 | 1212 | 773.25 | 48.74 | 50.74 | 2 | 0
2025 | MISO_MO-IL_2_PJM_ROR | MISO_MO-IL | PJM_ROR | Internal | Winter | B18 | 400 | 1212 | 0 | 46.58 | 47.6 | 2 | 0
2025 | MISO_MO-IL_2_PJM_ROR | MISO_MO-IL | PJM_ROR | Internal | Winter | B19 | 700 | 1212 | 0 | 43.67 | 45.5 | 2 | 0
2025 | MISO_MO-IL_2_PJM_ROR | MISO_MO-IL | PJM_ROR | Internal | Winter | B20 | 935 | 1212 | 0 | 37.05 | 37.42 | 2 | 0
2025 | MISO_MO-IL_2_SPP_N | MISO_MO-IL | SPP_N | Internal | Shoulder | B11 | 25 | 2000 | 0 | 55.01 | 62.01 | 8 | 0
2025 | MISO_MO-IL_2_SPP_N | MISO_MO-IL | SPP_N | Internal | Shoulder | B12 | 200 | 2000 | 0 | 46.11 | 46.11 | 8 | 0
2025 | MISO_MO-IL_2_SPP_N | MISO_MO-IL | SPP_N | Internal | Shoulder | B13 | 600 | 2000 | 0 | 44.16 | 44.87 | 8 | 0
2025 | MISO_MO-IL_2_SPP_N | MISO_MO-IL | SPP_N | Internal | Shoulder | B14 | 900 | 2000 | 0 | 42.63 | 44.87 | 8 | 0
2025 | MISO_MO-IL_2_SPP_N | MISO_MO-IL | SPP_N | Internal | Shoulder | B15 | 1203 | 2000 | 0 | 38.67 | 44.77 | 8 | 0
2025 | MISO_MO-IL_2_SPP_N | MISO_MO-IL | SPP_N | Internal | Summer | B1 | 10 | 2000 | 0 | 71.49 | 74.49 | 8 | 0
2025 | MISO_MO-IL_2_SPP_N | MISO_MO-IL | SPP_N | Internal | Summer | B2 | 25 | 2000 | 0 | 70.9 | 73.59 | 8 | 0
2025 | MISO_MO-IL_2_SPP_N | MISO_MO-IL | SPP_N | Internal | Summer | B3 | 75 | 2000 | 0 | 68.9 | 73.59 | 8 | 0
2025 | MISO_MO-IL_2_SPP_N | MISO_MO-IL | SPP_N | Internal | Summer | B4 | 100 | 2000 | 0 | 67.84 | 73.59 | 8 | 0
2025 | MISO_MO-IL_2_SPP_N | MISO_MO-IL | SPP_N | Internal | Summer | B5 | 200 | 2000 | 0 | 60.32 | 67.31 | 8 | 0
2025 | MISO_MO-IL_2_SPP_N | MISO_MO-IL | SPP_N | Internal | Summer | B6 | 300 | 2000 | 0 | 48.74 | 55.73 | 8 | 0
2025 | MISO_MO-IL_2_SPP_N | MISO_MO-IL | SPP_N | Internal | Summer | B7 | 400 | 2000 | 0 | 42.14 | 45.33 | 8 | 0
2025 | MISO_MO-IL_2_SPP_N | MISO_MO-IL | SPP_N | Internal | Summer | B8 | 500 | 2000 | 0 | 40.5 | 44.01 | 8 | 0
2025 | MISO_MO-IL_2_SPP_N | MISO_MO-IL | SPP_N | Internal | Summer | B9 | 800 | 2000 | 0 | 38.67 | 43.36 | 8 | 0
2025 | MISO_MO-IL_2_SPP_N | MISO_MO-IL | SPP_N | Internal | Summer | B10 | 1262 | 2000 | 0 | 34.97 | 41.95 | 8 | 0
2025 | MISO_MO-IL_2_SPP_N | MISO_MO-IL | SPP_N | Internal | Winter | B16 | 25 | 2000 | 0 | 50.88 | 50.03 | 8 | 0
2025 | MISO_MO-IL_2_SPP_N | MISO_MO-IL | SPP_N | Internal | Winter | B17 | 100 | 2000 | 0 | 48.74 | 47.82 | 8 | 0
2025 | MISO_MO-IL_2_SPP_N | MISO_MO-IL | SPP_N | Internal | Winter | B18 | 400 | 2000 | 0 | 46.58 | 47.71 | 8 | 0
2025 | MISO_MO-IL_2_SPP_N | MISO_MO-IL | SPP_N | Internal | Winter | B19 | 700 | 2000 | 0 | 43.67 | 46.62 | 8 | 0
2025 | MISO_MO-IL_2_SPP_N | MISO_MO-IL | SPP_N | Internal | Winter | B20 | 935 | 2000 | 0 | 37.05 | 42.33 | 8 | 0
2025 | MISO_MO-IL_2_TVA_Transmission | MISO_MO-IL | TVA_Transmission | Internal | Shoulder | B11 | 25 | 4000 | 0 | 55.01 | 61.6 | 8 | 0
2025 | MISO_MO-IL_2_TVA_Transmission | MISO_MO-IL | TVA_Transmission | Internal | Shoulder | B12 | 200 | 4000 | 0 | 46.11 | 49.69 | 8 | 0
2025 | MISO_MO-IL_2_TVA_Transmission | MISO_MO-IL | TVA_Transmission | Internal | Shoulder | B13 | 600 | 4000 | 0 | 44.16 | 47.78 | 8 | 0
2025 | MISO_MO-IL_2_TVA_Transmission | MISO_MO-IL | TVA_Transmission | Internal | Shoulder | B14 | 900 | 4000 | 0 | 42.63 | 47.36 | 8 | 0
2025 | MISO_MO-IL_2_TVA_Transmission | MISO_MO-IL | TVA_Transmission | Internal | Shoulder | B15 | 1203 | 4000 | 0 | 38.67 | 43.7 | 8 | 0
2025 | MISO_MO-IL_2_TVA_Transmission | MISO_MO-IL | TVA_Transmission | Internal | Summer | B1 | 10 | 4000 | 2128.7 | 71.49 | 79.49 | 8 | 0
2025 | MISO_MO-IL_2_TVA_Transmission | MISO_MO-IL | TVA_Transmission | Internal | Summer | B2 | 25 | 4000 | 559.85 | 70.9 | 78.9 | 8 | 0
2025 | MISO_MO-IL_2_TVA_Transmission | MISO_MO-IL | TVA_Transmission | Internal | Summer | B3 | 75 | 4000 | 0 | 68.9 | 74.43 | 8 | 0
2025 | MISO_MO-IL_2_TVA_Transmission | MISO_MO-IL | TVA_Transmission | Internal | Summer | B4 | 100 | 4000 | 0 | 67.84 | 74.43 | 8 | 0
2025 | MISO_MO-IL_2_TVA_Transmission | MISO_MO-IL | TVA_Transmission | Internal | Summer | B5 | 200 | 4000 | 0 | 60.32 | 65.92 | 8 | 0
2025 | MISO_MO-IL_2_TVA_Transmission | MISO_MO-IL | TVA_Transmission | Internal | Summer | B6 | 300 | 4000 | 0 | 48.74 | 54.59 | 8 | 0
2025 | MISO_MO-IL_2_TVA_Transmission | MISO_MO-IL | TVA_Transmission | Internal | Summer | B7 | 400 | 4000 | 0 | 42.14 | 46.97 | 8 | 0
2025 | MISO_MO-IL_2_TVA_Transmission | MISO_MO-IL | TVA_Transmission | Internal | Summer | B8 | 500 | 4000 | 0 | 40.5 | 46.12 | 8 | 0
2025 | MISO_MO-IL_2_TVA_Transmission | MISO_MO-IL | TVA_Transmission | Internal | Summer | B9 | 800 | 4000 | 0 | 38.67 | 45.13 | 8 | 0
2025 | MISO_MO-IL_2_TVA_Transmission | MISO_MO-IL | TVA_Transmission | Internal | Summer | B10 | 1262 | 4000 | 0 | 34.97 | 39.47 | 8 | 0
2025 | MISO_MO-IL_2_TVA_Transmission | MISO_MO-IL | TVA_Transmission | Internal | Winter | B16 | 25 | 4000 | 165.28 | 50.88 | 58.88 | 8 | 0
2025 | MISO_MO-IL_2_TVA_Transmission | MISO_MO-IL | TVA_Transmission | Internal | Winter | B17 | 100 | 4000 | 0 | 48.74 | 52.98 | 8 | 0
2025 | MISO_MO-IL_2_TVA_Transmission | MISO_MO-IL | TVA_Transmission | Internal | Winter | B18 | 400 | 4000 | 0 | 46.58 | 50.19 | 8 | 0
2025 | MISO_MO-IL_2_TVA_Transmission | MISO_MO-IL | TVA_Transmission | Internal | Winter | B19 | 700 | 4000 | 0 | 43.67 | 48.12 | 8 | 0
2025 | MISO_MO-IL_2_TVA_Transmission | MISO_MO-IL | TVA_Transmission | Internal | Winter | B20 | 935 | 4000 | 0 | 37.05 | 43.42 | 8 | 0
2025 | MISO_W_2_IESO | MISO_W | IESO | Internal | Shoulder | B11 | 25 | 90 | 0 | 55.01 | 13.22 | 8 | 0
2025 | MISO_W_2_IESO | MISO_W | IESO | Internal | Shoulder | B12 | 200 | 90 | 0 | 46.1 | 13.22 | 8 | 0
2025 | MISO_W_2_IESO | MISO_W | IESO | Internal | Shoulder | B13 | 600 | 90 | 0 | 44.15 | 13.22 | 8 | 0
2025 | MISO_W_2_IESO | MISO_W | IESO | Internal | Shoulder | B14 | 900 | 90 | 0 | 42.98 | 13.22 | 8 | 0
2025 | MISO_W_2_IESO | MISO_W | IESO | Internal | Shoulder | B15 | 1203 | 90 | 0 | 38.68 | 13.22 | 8 | 0
2025 | MISO_W_2_IESO | MISO_W | IESO | Internal | Summer | B1 | 10 | 90 | 0 | 71.48 | 47.92 | 8 | 0
2025 | MISO_W_2_IESO | MISO_W | IESO | Internal | Summer | B2 | 25 | 90 | 0 | 70.89 | 47.92 | 8 | 0
2025 | MISO_W_2_IESO | MISO_W | IESO | Internal | Summer | B3 | 75 | 90 | 0 | 70.2 | 42.64 | 8 | 0
2025 | MISO_W_2_IESO | MISO_W | IESO | Internal | Summer | B4 | 100 | 90 | 0 | 67.85 | 38.31 | 8 | 0
2025 | MISO_W_2_IESO | MISO_W | IESO | Internal | Summer | B5 | 200 | 90 | 0 | 60.31 | 11.51 | 8 | 0
2025 | MISO_W_2_IESO | MISO_W | IESO | Internal | Summer | B6 | 300 | 90 | 0 | 48.73 | 11.51 | 8 | 0
2025 | MISO_W_2_IESO | MISO_W | IESO | Internal | Summer | B7 | 400 | 90 | 0 | 42.15 | 11.51 | 8 | 0
2025 | MISO_W_2_IESO | MISO_W | IESO | Internal | Summer | B8 | 500 | 90 | 0 | 40.49 | 11.51 | 8 | 0
2025 | MISO_W_2_IESO | MISO_W | IESO | Internal | Summer | B9 | 800 | 90 | 0 | 38.68 | 11.51 | 8 | 0
2025 | MISO_W_2_IESO | MISO_W | IESO | Internal | Summer | B10 | 1262 | 90 | 0 | 34.95 | 11.51 | 8 | 0
2025 | MISO_W_2_IESO | MISO_W | IESO | Internal | Winter | B16 | 25 | 90 | 0 | 50.87 | 30.03 | 8 | 0
2025 | MISO_W_2_IESO | MISO_W | IESO | Internal | Winter | B17 | 100 | 90 | 0 | 48.73 | 30.03 | 8 | 0
2025 | MISO_W_2_IESO | MISO_W | IESO | Internal | Winter | B18 | 400 | 90 | 0 | 46.59 | 30.03 | 8 | 0
2025 | MISO_W_2_IESO | MISO_W | IESO | Internal | Winter | B19 | 700 | 90 | 0 | 44.02 | 30.03 | 8 | 0
2025 | MISO_W_2_IESO | MISO_W | IESO | Internal | Winter | B20 | 935 | 90 | 0 | 37.04 | 30.03 | 8 | 0
2025 | MISO_W_2_MAPP_CA | MISO_W | MAPP_CA | Internal | Shoulder | B11 | 25 | 700 | 0 | 55.01 | 51.62 | 0.01 | 0
2025 | MISO_W_2_MAPP_CA | MISO_W | MAPP_CA | Internal | Shoulder | B12 | 200 | 700 | 0.04 | 46.1 | 46.09 | 0.01 | 0
2025 | MISO_W_2_MAPP_CA | MISO_W | MAPP_CA | Internal | Shoulder | B13 | 600 | 700 | 0.01 | 44.15 | 44.14 | 0.01 | 0
2025 | MISO_W_2_MAPP_CA | MISO_W | MAPP_CA | Internal | Shoulder | B14 | 900 | 700 | 700 | 42.98 | 44.14 | 0.01 | 1.14
2025 | MISO_W_2_MAPP_CA | MISO_W | MAPP_CA | Internal | Shoulder | B15 | 1203 | 700 | 700 | 38.68 | 44.14 | 0.01 | 5.44
2025 | MISO_W_2_MAPP_CA | MISO_W | MAPP_CA | Internal | Summer | B1 | 10 | 700 | 0.59 | 71.48 | 71.47 | 0.01 | 0
2025 | MISO_W_2_MAPP_CA | MISO_W | MAPP_CA | Internal | Summer | B2 | 25 | 700 | 0.25 | 70.89 | 70.88 | 0.01 | 0
2025 | MISO_W_2_MAPP_CA | MISO_W | MAPP_CA | Internal | Summer | B3 | 75 | 700 | 0.09 | 70.2 | 70.19 | 0.01 | 0
2025 | MISO_W_2_MAPP_CA | MISO_W | MAPP_CA | Internal | Summer | B4 | 100 | 700 | 0.07 | 67.85 | 67.84 | 0.01 | 0
2025 | MISO_W_2_MAPP_CA | MISO_W | MAPP_CA | Internal | Summer | B5 | 200 | 700 | 0.03 | 60.31 | 60.3 | 0.01 | 0
2025 | MISO_W_2_MAPP_CA | MISO_W | MAPP_CA | Internal | Summer | B6 | 300 | 700 | 0.02 | 48.73 | 48.72 | 0.01 | 0
2025 | MISO_W_2_MAPP_CA | MISO_W | MAPP_CA | Internal | Summer | B7 | 400 | 700 | 0.02 | 42.15 | 42.14 | 0.01 | 0
2025 | MISO_W_2_MAPP_CA | MISO_W | MAPP_CA | Internal | Summer | B8 | 500 | 700 | 634.64 | 40.49 | 40.5 | 0.01 | 0
2025 | MISO_W_2_MAPP_CA | MISO_W | MAPP_CA | Internal | Summer | B9 | 800 | 700 | 700 | 38.68 | 40.5 | 0.01 | 1.81
2025 | MISO_W_2_MAPP_CA | MISO_W | MAPP_CA | Internal | Summer | B10 | 1262 | 700 | 700 | 34.95 | 40.5 | 0.01 | 5.54
2025 | MISO_W_2_MAPP_CA | MISO_W | MAPP_CA | Internal | Winter | B16 | 25 | 700 | 0.27 | 50.87 | 50.86 | 0.01 | 0
2025 | MISO_W_2_MAPP_CA | MISO_W | MAPP_CA | Internal | Winter | B17 | 100 | 700 | 0.07 | 48.73 | 48.72 | 0.01 | 0
2025 | MISO_W_2_MAPP_CA | MISO_W | MAPP_CA | Internal | Winter | B18 | 400 | 700 | 700 | 46.59 | 48.72 | 0.01 | 2.11
2025 | MISO_W_2_MAPP_CA | MISO_W | MAPP_CA | Internal | Winter | B19 | 700 | 700 | 700 | 44.02 | 48.72 | 0.01 | 4.69
2025 | MISO_W_2_MAPP_CA | MISO_W | MAPP_CA | Internal | Winter | B20 | 935 | 700 | 700 | 37.04 | 48.72 | 0.01 | 11.67
2025 | MISO_W_2_MAPP_US | MISO_W | MAPP_US | Internal | Shoulder | B11 | 25 | 2300 | 0 | 55.01 | 48.01 | 7 | 0
2025 | MISO_W_2_MAPP_US | MISO_W | MAPP_US | Internal | Shoulder | B12 | 200 | 2300 | 0 | 46.1 | 39.1 | 7 | 0
2025 | MISO_W_2_MAPP_US | MISO_W | MAPP_US | Internal | Shoulder | B13 | 600 | 2300 | 0 | 44.15 | 37.15 | 7 | 0
2025 | MISO_W_2_MAPP_US | MISO_W | MAPP_US | Internal | Shoulder | B14 | 900 | 2300 | 0 | 42.98 | 37.15 | 7 | 0
2025 | MISO_W_2_MAPP_US | MISO_W | MAPP_US | Internal | Shoulder | B15 | 1203 | 2300 | 0 | 38.68 | 32.73 | 7 | 0
2025 | MISO_W_2_MAPP_US | MISO_W | MAPP_US | Internal | Summer | B1 | 10 | 2300 | 0 | 71.48 | 65.42 | 7 | 0
2025 | MISO_W_2_MAPP_US | MISO_W | MAPP_US | Internal | Summer | B2 | 25 | 2300 | 0 | 70.89 | 65.42 | 7 | 0
2025 | MISO_W_2_MAPP_US | MISO_W | MAPP_US | Internal | Summer | B3 | 75 | 2300 | 0 | 70.2 | 65.42 | 7 | 0
2025 | MISO_W_2_MAPP_US | MISO_W | MAPP_US | Internal | Summer | B4 | 100 | 2300 | 0 | 67.85 | 65.29 | 7 | 0
2025 | MISO_W_2_MAPP_US | MISO_W | MAPP_US | Internal | Summer | B5 | 200 | 2300 | 0 | 60.31 | 60.3 | 7 | 0
2025 | MISO_W_2_MAPP_US | MISO_W | MAPP_US | Internal | Summer | B6 | 300 | 2300 | 0 | 48.73 | 44.22 | 7 | 0
2025 | MISO_W_2_MAPP_US | MISO_W | MAPP_US | Internal | Summer | B7 | 400 | 2300 | 0 | 42.15 | 35.38 | 7 | 0
2025 | MISO_W_2_MAPP_US | MISO_W | MAPP_US | Internal | Summer | B8 | 500 | 2300 | 0 | 40.49 | 33.49 | 7 | 0
2025 | MISO_W_2_MAPP_US | MISO_W | MAPP_US | Internal | Summer | B9 | 800 | 2300 | 0 | 38.68 | 31.68 | 7 | 0
2025 | MISO_W_2_MAPP_US | MISO_W | MAPP_US | Internal | Summer | B10 | 1262 | 2300 | 0 | 34.95 | 27.95 | 7 | 0
2025 | MISO_W_2_MAPP_US | MISO_W | MAPP_US | Internal | Winter | B16 | 25 | 2300 | 0 | 50.87 | 43.87 | 7 | 0
2025 | MISO_W_2_MAPP_US | MISO_W | MAPP_US | Internal | Winter | B17 | 100 | 2300 | 0 | 48.73 | 41.73 | 7 | 0
2025 | MISO_W_2_MAPP_US | MISO_W | MAPP_US | Internal | Winter | B18 | 400 | 2300 | 0 | 46.59 | 39.61 | 7 | 0
2025 | MISO_W_2_MAPP_US | MISO_W | MAPP_US | Internal | Winter | B19 | 700 | 2300 | 0 | 44.02 | 39.61 | 7 | 0
2025 | MISO_W_2_MAPP_US | MISO_W | MAPP_US | Internal | Winter | B20 | 935 | 2300 | 0 | 37.04 | 30.04 | 7 | 0
2025 | MISO_W_2_MISO_MO-IL | MISO_W | MISO_MO-IL | Internal | Shoulder | B11 | 25 | 3800 | 0.58 | 55.01 | 55.01 | 0.01 | 0
2025 | MISO_W_2_MISO_MO-IL | MISO_W | MISO_MO-IL | Internal | Shoulder | B12 | 200 | 3800 | 1041.72 | 46.1 | 46.11 | 0.01 | 0
2025 | MISO_W_2_MISO_MO-IL | MISO_W | MISO_MO-IL | Internal | Shoulder | B13 | 600 | 3800 | 549.16 | 44.15 | 44.16 | 0.01 | 0
2025 | MISO_W_2_MISO_MO-IL | MISO_W | MISO_MO-IL | Internal | Shoulder | B14 | 900 | 3800 | 0 | 42.98 | 42.63 | 0.01 | 0
2025 | MISO_W_2_MISO_MO-IL | MISO_W | MISO_MO-IL | Internal | Shoulder | B15 | 1203 | 3800 | 0 | 38.68 | 38.67 | 0.01 | 0
2025 | MISO_W_2_MISO_MO-IL | MISO_W | MISO_MO-IL | Internal | Summer | B1 | 10 | 3800 | 1280.98 | 71.48 | 71.49 | 0.01 | 0
2025 | MISO_W_2_MISO_MO-IL | MISO_W | MISO_MO-IL | Internal | Summer | B2 | 25 | 3800 | 406.26 | 70.89 | 70.9 | 0.01 | 0
2025 | MISO_W_2_MISO_MO-IL | MISO_W | MISO_MO-IL | Internal | Summer | B3 | 75 | 3800 | 0 | 70.2 | 68.9 | 0.01 | 0
2025 | MISO_W_2_MISO_MO-IL | MISO_W | MISO_MO-IL | Internal | Summer | B4 | 100 | 3800 | 0.07 | 67.85 | 67.84 | 0.01 | 0
2025 | MISO_W_2_MISO_MO-IL | MISO_W | MISO_MO-IL | Internal | Summer | B5 | 200 | 3800 | 14.43 | 60.31 | 60.32 | 0.01 | 0
2025 | MISO_W_2_MISO_MO-IL | MISO_W | MISO_MO-IL | Internal | Summer | B6 | 300 | 3800 | 676.49 | 48.73 | 48.74 | 0.01 | 0
2025 | MISO_W_2_MISO_MO-IL | MISO_W | MISO_MO-IL | Internal | Summer | B7 | 400 | 3800 | 0.02 | 42.15 | 42.14 | 0.01 | 0
2025 | MISO_W_2_MISO_MO-IL | MISO_W | MISO_MO-IL | Internal | Summer | B8 | 500 | 3800 | 179.63 | 40.49 | 40.5 | 0.01 | 0
2025 | MISO_W_2_MISO_MO-IL | MISO_W | MISO_MO-IL | Internal | Summer | B9 | 800 | 3800 | 0 | 38.68 | 38.67 | 0.01 | 0
2025 | MISO_W_2_MISO_MO-IL | MISO_W | MISO_MO-IL | Internal | Summer | B10 | 1262 | 3800 | 1389.33 | 34.95 | 34.97 | 0.01 | 0
2025 | MISO_W_2_MISO_MO-IL | MISO_W | MISO_MO-IL | Internal | Winter | B16 | 25 | 3800 | 3065.62 | 50.87 | 50.88 | 0.01 | 0
2025 | MISO_W_2_MISO_MO-IL | MISO_W | MISO_MO-IL | Internal | Winter | B17 | 100 | 3800 | 2764.44 | 48.73 | 48.74 | 0.01 | 0
2025 | MISO_W_2_MISO_MO-IL | MISO_W | MISO_MO-IL | Internal | Winter | B18 | 400 | 3800 | 0.02 | 46.59 | 46.58 | 0.01 | 0
2025 | MISO_W_2_MISO_MO-IL | MISO_W | MISO_MO-IL | Internal | Winter | B19 | 700 | 3800 | 0 | 44.02 | 43.67 | 0.01 | 0
2025 | MISO_W_2_MISO_MO-IL | MISO_W | MISO_MO-IL | Internal | Winter | B20 | 935 | 3800 | 2447.09 | 37.04 | 37.05 | 0.01 | 0
2025 | MISO_W_2_MISO_WUMS | MISO_W | MISO_WUMS | Internal | Shoulder | B11 | 25 | 1629 | 0.55 | 55.01 | 55.01 | 0.01 | 0
2025 | MISO_W_2_MISO_WUMS | MISO_W | MISO_WUMS | Internal | Shoulder | B12 | 200 | 1629 | 418.31 | 46.1 | 46.11 | 0.01 | 0
2025 | MISO_W_2_MISO_WUMS | MISO_W | MISO_WUMS | Internal | Shoulder | B13 | 600 | 1629 | 367.06 | 44.15 | 44.16 | 0.01 | 0
2025 | MISO_W_2_MISO_WUMS | MISO_W | MISO_WUMS | Internal | Shoulder | B14 | 900 | 1629 | 0 | 42.98 | 42.97 | 0.01 | 0
2025 | MISO_W_2_MISO_WUMS | MISO_W | MISO_WUMS | Internal | Shoulder | B15 | 1203 | 1629 | 1581.73 | 38.68 | 38.7 | 0.01 | 0
2025 | MISO_W_2_MISO_WUMS | MISO_W | MISO_WUMS | Internal | Summer | B1 | 10 | 1629 | 289.84 | 71.48 | 71.49 | 0.01 | 0
2025 | MISO_W_2_MISO_WUMS | MISO_W | MISO_WUMS | Internal | Summer | B2 | 25 | 1629 | 36.54 | 70.89 | 70.9 | 0.01 | 0
2025 | MISO_W_2_MISO_WUMS | MISO_W | MISO_WUMS | Internal | Summer | B3 | 75 | 1629 | 1118.99 | 70.2 | 70.21 | 0.01 | 0
2025 | MISO_W_2_MISO_WUMS | MISO_W | MISO_WUMS | Internal | Summer | B4 | 100 | 1629 | 414.46 | 67.85 | 67.86 | 0.01 | 0
2025 | MISO_W_2_MISO_WUMS | MISO_W | MISO_WUMS | Internal | Summer | B5 | 200 | 1629 | 3.79 | 60.31 | 60.32 | 0.01 | 0
2025 | MISO_W_2_MISO_WUMS | MISO_W | MISO_WUMS | Internal | Summer | B6 | 300 | 1629 | 0.02 | 48.73 | 48.72 | 0.01 | 0
2025 | MISO_W_2_MISO_WUMS | MISO_W | MISO_WUMS | Internal | Summer | B7 | 400 | 1629 | 0.02 | 42.15 | 42.14 | 0.01 | 0
2025 | MISO_W_2_MISO_WUMS | MISO_W | MISO_WUMS | Internal | Summer | B8 | 500 | 1629 | 9.37 | 40.49 | 40.5 | 0.01 | 0
2025 | MISO_W_2_MISO_WUMS | MISO_W | MISO_WUMS | Internal | Summer | B9 | 800 | 1629 | 1629 | 38.68 | 40.11 | 0.01 | 1.41
2025 | MISO_W_2_MISO_WUMS | MISO_W | MISO_WUMS | Internal | Summer | B10 | 1262 | 1629 | 1530.4 | 34.95 | 34.97 | 0.01 | 0
2025 | MISO_W_2_MISO_WUMS | MISO_W | MISO_WUMS | Internal | Winter | B16 | 25 | 1629 | 375.21 | 50.87 | 50.88 | 0.01 | 0
2025 | MISO_W_2_MISO_WUMS | MISO_W | MISO_WUMS | Internal | Winter | B17 | 100 | 1629 | 893.72 | 48.73 | 48.74 | 0.01 | 0
2025 | MISO_W_2_MISO_WUMS | MISO_W | MISO_WUMS | Internal | Winter | B18 | 400 | 1629 | 0.02 | 46.59 | 46.58 | 0.01 | 0
2025 | MISO_W_2_MISO_WUMS | MISO_W | MISO_WUMS | Internal | Winter | B19 | 700 | 1629 | 820.46 | 44.02 | 44.03 | 0.01 | 0
2025 | MISO_W_2_MISO_WUMS | MISO_W | MISO_WUMS | Internal | Winter | B20 | 935 | 1629 | 444.73 | 37.04 | 37.05 | 0.01 | 0
2025 | MISO_W_2_NE | MISO_W | NE | Internal | Shoulder | B11 | 25 | 2800 | 0 | 55.01 | 55.01 | 7 | 0
2025 | MISO_W_2_NE | MISO_W | NE | Internal | Shoulder | B12 | 200 | 2800 | 0 | 46.1 | 46.1 | 7 | 0
2025 | MISO_W_2_NE | MISO_W | NE | Internal | Shoulder | B13 | 600 | 2800 | 0 | 44.15 | 44.15 | 7 | 0
2025 | MISO_W_2_NE | MISO_W | NE | Internal | Shoulder | B14 | 900 | 2800 | 0 | 42.98 | 44.15 | 7 | 0
2025 | MISO_W_2_NE | MISO_W | NE | Internal | Shoulder | B15 | 1203 | 2800 | 0 | 38.68 | 39.73 | 7 | 0
2025 | MISO_W_2_NE | MISO_W | NE | Internal | Summer | B1 | 10 | 2800 | 0 | 71.48 | 72.42 | 7 | 0
2025 | MISO_W_2_NE | MISO_W | NE | Internal | Summer | B2 | 25 | 2800 | 0 | 70.89 | 72.42 | 7 | 0
2025 | MISO_W_2_NE | MISO_W | NE | Internal | Summer | B3 | 75 | 2800 | 0 | 70.2 | 72.42 | 7 | 0
2025 | MISO_W_2_NE | MISO_W | NE | Internal | Summer | B4 | 100 | 2800 | 0 | 67.85 | 72.29 | 7 | 0
2025 | MISO_W_2_NE | MISO_W | NE | Internal | Summer | B5 | 200 | 2800 | 0.07 | 60.31 | 67.3 | 7 | 0
2025 | MISO_W_2_NE | MISO_W | NE | Internal | Summer | B6 | 300 | 2800 | 0 | 48.73 | 51.22 | 7 | 0
2025 | MISO_W_2_NE | MISO_W | NE | Internal | Summer | B7 | 400 | 2800 | 0 | 42.15 | 42.38 | 7 | 0
2025 | MISO_W_2_NE | MISO_W | NE | Internal | Summer | B8 | 500 | 2800 | 0 | 40.49 | 40.49 | 7 | 0
2025 | MISO_W_2_NE | MISO_W | NE | Internal | Summer | B9 | 800 | 2800 | 0 | 38.68 | 38.68 | 7 | 0
2025 | MISO_W_2_NE | MISO_W | NE | Internal | Summer | B10 | 1262 | 2800 | 0 | 34.95 | 34.95 | 7 | 0
2025 | MISO_W_2_NE | MISO_W | NE | Internal | Winter | B16 | 25 | 2800 | 0 | 50.87 | 50.02 | 7 | 0
2025 | MISO_W_2_NE | MISO_W | NE | Internal | Winter | B17 | 100 | 2800 | 0 | 48.73 | 47.81 | 7 | 0
2025 | MISO_W_2_NE | MISO_W | NE | Internal | Winter | B18 | 400 | 2800 | 0 | 46.59 | 46.61 | 7 | 0
2025 | MISO_W_2_NE | MISO_W | NE | Internal | Winter | B19 | 700 | 2800 | 0 | 44.02 | 46.61 | 7 | 0
2025 | MISO_W_2_NE | MISO_W | NE | Internal | Winter | B20 | 935 | 2800 | 0 | 37.04 | 37.04 | 7 | 0
2025 | MISO_W_2_PJM_ROR | MISO_W | PJM_ROR | Internal | Shoulder | B11 | 25 | 773 | 0 | 55.01 | 53.01 | 2 | 0
2025 | MISO_W_2_PJM_ROR | MISO_W | PJM_ROR | Internal | Shoulder | B12 | 200 | 773 | 0 | 46.1 | 46.83 | 2 | 0
2025 | MISO_W_2_PJM_ROR | MISO_W | PJM_ROR | Internal | Shoulder | B13 | 600 | 773 | 0 | 44.15 | 43.99 | 2 | 0
2025 | MISO_W_2_PJM_ROR | MISO_W | PJM_ROR | Internal | Shoulder | B14 | 900 | 773 | 0 | 42.98 | 43.84 | 2 | 0
2025 | MISO_W_2_PJM_ROR | MISO_W | PJM_ROR | Internal | Shoulder | B15 | 1203 | 773 | 0 | 38.68 | 40.35 | 2 | 0
2025 | MISO_W_2_PJM_ROR | MISO_W | PJM_ROR | Internal | Summer | B1 | 10 | 773 | 771.72 | 71.48 | 73.49 | 2 | 0.01
2025 | MISO_W_2_PJM_ROR | MISO_W | PJM_ROR | Internal | Summer | B2 | 25 | 773 | 772.25 | 70.89 | 72.9 | 2 | 0.01
2025 | MISO_W_2_PJM_ROR | MISO_W | PJM_ROR | Internal | Summer | B3 | 75 | 773 | 0 | 70.2 | 68.43 | 2 | 0
2025 | MISO_W_2_PJM_ROR | MISO_W | PJM_ROR | Internal | Summer | B4 | 100 | 773 | 0 | 67.85 | 68.43 | 2 | 0
2025 | MISO_W_2_PJM_ROR | MISO_W | PJM_ROR | Internal | Summer | B5 | 200 | 773 | 0 | 60.31 | 59.92 | 2 | 0
2025 | MISO_W_2_PJM_ROR | MISO_W | PJM_ROR | Internal | Summer | B6 | 300 | 773 | 0 | 48.73 | 49.18 | 2 | 0
2025 | MISO_W_2_PJM_ROR | MISO_W | PJM_ROR | Internal | Summer | B7 | 400 | 773 | 0 | 42.15 | 42.37 | 2 | 0
2025 | MISO_W_2_PJM_ROR | MISO_W | PJM_ROR | Internal | Summer | B8 | 500 | 773 | 0 | 40.49 | 41.41 | 2 | 0
2025 | MISO_W_2_PJM_ROR | MISO_W | PJM_ROR | Internal | Summer | B9 | 800 | 773 | 0 | 38.68 | 39.13 | 2 | 0
2025 | MISO_W_2_PJM_ROR | MISO_W | PJM_ROR | Internal | Summer | B10 | 1262 | 773 | 0.04 | 34.95 | 36.95 | 2 | 0
2025 | MISO_W_2_PJM_ROR | MISO_W | PJM_ROR | Internal | Winter | B16 | 25 | 773 | 772.44 | 50.87 | 52.88 | 2 | 0.01
2025 | MISO_W_2_PJM_ROR | MISO_W | PJM_ROR | Internal | Winter | B17 | 100 | 773 | 772.86 | 48.73 | 50.74 | 2 | 0.01
2025 | MISO_W_2_PJM_ROR | MISO_W | PJM_ROR | Internal | Winter | B18 | 400 | 773 | 0 | 46.59 | 47.6 | 2 | 0
2025 | MISO_W_2_PJM_ROR | MISO_W | PJM_ROR | Internal | Winter | B19 | 700 | 773 | 0 | 44.02 | 45.5 | 2 | 0
2025 | MISO_W_2_PJM_ROR | MISO_W | PJM_ROR | Internal | Winter | B20 | 935 | 773 | 0 | 37.04 | 37.42 | 2 | 0
2025 | MISO_W_2_SPP_N | MISO_W | SPP_N | Internal | Shoulder | B11 | 25 | 3200 | 2219.35 | 55.01 | 62.01 | 7 | 0
2025 | MISO_W_2_SPP_N | MISO_W | SPP_N | Internal | Shoulder | B12 | 200 | 3200 | 0 | 46.1 | 46.11 | 7 | 0
2025 | MISO_W_2_SPP_N | MISO_W | SPP_N | Internal | Shoulder | B13 | 600 | 3200 | 0 | 44.15 | 44.87 | 7 | 0
2025 | MISO_W_2_SPP_N | MISO_W | SPP_N | Internal | Shoulder | B14 | 900 | 3200 | 0 | 42.98 | 44.87 | 7 | 0
2025 | MISO_W_2_SPP_N | MISO_W | SPP_N | Internal | Shoulder | B15 | 1203 | 3200 | 0 | 38.68 | 44.77 | 7 | 0
2025 | MISO_W_2_SPP_N | MISO_W | SPP_N | Internal | Summer | B1 | 10 | 3200 | 0 | 71.48 | 74.49 | 7 | 0
2025 | MISO_W_2_SPP_N | MISO_W | SPP_N | Internal | Summer | B2 | 25 | 3200 | 0 | 70.89 | 73.59 | 7 | 0
2025 | MISO_W_2_SPP_N | MISO_W | SPP_N | Internal | Summer | B3 | 75 | 3200 | 0 | 70.2 | 73.59 | 7 | 0
2025 | MISO_W_2_SPP_N | MISO_W | SPP_N | Internal | Summer | B4 | 100 | 3200 | 0 | 67.85 | 73.59 | 7 | 0
2025 | MISO_W_2_SPP_N | MISO_W | SPP_N | Internal | Summer | B5 | 200 | 3200 | 394.09 | 60.31 | 67.31 | 7 | 0
2025 | MISO_W_2_SPP_N | MISO_W | SPP_N | Internal | Summer | B6 | 300 | 3200 | 1211.42 | 48.73 | 55.73 | 7 | 0
2025 | MISO_W_2_SPP_N | MISO_W | SPP_N | Internal | Summer | B7 | 400 | 3200 | 0 | 42.15 | 45.33 | 7 | 0
2025 | MISO_W_2_SPP_N | MISO_W | SPP_N | Internal | Summer | B8 | 500 | 3200 | 0 | 40.49 | 44.01 | 7 | 0
2025 | MISO_W_2_SPP_N | MISO_W | SPP_N | Internal | Summer | B9 | 800 | 3200 | 0 | 38.68 | 43.36 | 7 | 0
2025 | MISO_W_2_SPP_N | MISO_W | SPP_N | Internal | Summer | B10 | 1262 | 3200 | 137.27 | 34.95 | 41.95 | 7 | 0
2025 | MISO_W_2_SPP_N | MISO_W | SPP_N | Internal | Winter | B16 | 25 | 3200 | 0 | 50.87 | 50.03 | 7 | 0
2025 | MISO_W_2_SPP_N | MISO_W | SPP_N | Internal | Winter | B17 | 100 | 3200 | 0 | 48.73 | 47.82 | 7 | 0
2025 | MISO_W_2_SPP_N | MISO_W | SPP_N | Internal | Winter | B18 | 400 | 3200 | 0 | 46.59 | 47.71 | 7 | 0
2025 | MISO_W_2_SPP_N | MISO_W | SPP_N | Internal | Winter | B19 | 700 | 3200 | 0 | 44.02 | 46.62 | 7 | 0
2025 | MISO_W_2_SPP_N | MISO_W | SPP_N | Internal | Winter | B20 | 935 | 3200 | 0 | 37.04 | 42.33 | 7 | 0
2025 | MISO_WUMS_2_MISO_MI | MISO_WUMS | MISO_MI | Internal | Shoulder | B11 | 25 | 99 | 0 | 55.01 | 53.97 | 0.01 | 0
2025 | MISO_WUMS_2_MISO_MI | MISO_WUMS | MISO_MI | Internal | Shoulder | B12 | 200 | 99 | 99 | 46.11 | 46.83 | 0.01 | 0.7
2025 | MISO_WUMS_2_MISO_MI | MISO_WUMS | MISO_MI | Internal | Shoulder | B13 | 600 | 99 | 98.99 | 44.16 | 44.22 | 0.01 | 0.05
2025 | MISO_WUMS_2_MISO_MI | MISO_WUMS | MISO_MI | Internal | Shoulder | B14 | 900 | 99 | 0 | 42.97 | 42.65 | 0.01 | 0
2025 | MISO_WUMS_2_MISO_MI | MISO_WUMS | MISO_MI | Internal | Shoulder | B15 | 1203 | 99 | 0.01 | 38.7 | 38.7 | 0.01 | 0
2025 | MISO_WUMS_2_MISO_MI | MISO_WUMS | MISO_MI | Internal | Summer | B1 | 10 | 99 | 0.58 | 71.49 | 71.48 | 0.01 | 0
2025 | MISO_WUMS_2_MISO_MI | MISO_WUMS | MISO_MI | Internal | Summer | B2 | 25 | 99 | 0.55 | 70.9 | 70.9 | 0.01 | 0
2025 | MISO_WUMS_2_MISO_MI | MISO_WUMS | MISO_MI | Internal | Summer | B3 | 75 | 99 | 0 | 70.21 | 68.88 | 0.01 | 0
2025 | MISO_WUMS_2_MISO_MI | MISO_WUMS | MISO_MI | Internal | Summer | B4 | 100 | 99 | 0 | 67.86 | 66.43 | 0.01 | 0
2025 | MISO_WUMS_2_MISO_MI | MISO_WUMS | MISO_MI | Internal | Summer | B5 | 200 | 99 | 0.08 | 60.32 | 60.32 | 0.01 | 0
2025 | MISO_WUMS_2_MISO_MI | MISO_WUMS | MISO_MI | Internal | Summer | B6 | 300 | 99 | 98.98 | 48.72 | 48.76 | 0.01 | 0.04
2025 | MISO_WUMS_2_MISO_MI | MISO_WUMS | MISO_MI | Internal | Summer | B7 | 400 | 99 | 98.97 | 42.14 | 42.16 | 0.01 | 0.01
2025 | MISO_WUMS_2_MISO_MI | MISO_WUMS | MISO_MI | Internal | Summer | B8 | 500 | 99 | 98.98 | 40.5 | 40.53 | 0.01 | 0.01
2025 | MISO_WUMS_2_MISO_MI | MISO_WUMS | MISO_MI | Internal | Summer | B9 | 800 | 99 | 0 | 40.11 | 38.7 | 0.01 | 0
2025 | MISO_WUMS_2_MISO_MI | MISO_WUMS | MISO_MI | Internal | Summer | B10 | 1262 | 99 | 98.99 | 34.97 | 34.99 | 0.01 | 0.01
2025 | MISO_WUMS_2_MISO_MI | MISO_WUMS | MISO_MI | Internal | Winter | B16 | 25 | 99 | 99 | 50.88 | 53.71 | 0.01 | 2.81
2025 | MISO_WUMS_2_MISO_MI | MISO_WUMS | MISO_MI | Internal | Winter | B17 | 100 | 99 | 99 | 48.74 | 49.47 | 0.01 | 0.72
2025 | MISO_WUMS_2_MISO_MI | MISO_WUMS | MISO_MI | Internal | Winter | B18 | 400 | 99 | 98.97 | 46.58 | 46.6 | 0.01 | 0.01
2025 | MISO_WUMS_2_MISO_MI | MISO_WUMS | MISO_MI | Internal | Winter | B19 | 700 | 99 | 0 | 44.03 | 43.69 | 0.01 | 0
2025 | MISO_WUMS_2_MISO_MI | MISO_WUMS | MISO_MI | Internal | Winter | B20 | 935 | 99 | 0 | 37.05 | 37.03 | 0.01 | 0
2025 | MISO_WUMS_2_MISO_W | MISO_WUMS | MISO_W | Internal | Shoulder | B11 | 25 | 1137 | 0.55 | 55.01 | 55.01 | 0.01 | 0
2025 | MISO_WUMS_2_MISO_W | MISO_WUMS | MISO_W | Internal | Shoulder | B12 | 200 | 1137 | 0.04 | 46.11 | 46.1 | 0.01 | 0
2025 | MISO_WUMS_2_MISO_W | MISO_WUMS | MISO_W | Internal | Shoulder | B13 | 600 | 1137 | 0.01 | 44.16 | 44.15 | 0.01 | 0
2025 | MISO_WUMS_2_MISO_W | MISO_WUMS | MISO_W | Internal | Shoulder | B14 | 900 | 1137 | 310.86 | 42.97 | 42.98 | 0.01 | 0
2025 | MISO_WUMS_2_MISO_W | MISO_WUMS | MISO_W | Internal | Shoulder | B15 | 1203 | 1137 | 0 | 38.7 | 38.68 | 0.01 | 0
2025 | MISO_WUMS_2_MISO_W | MISO_WUMS | MISO_W | Internal | Summer | B1 | 10 | 1137 | 0.7 | 71.49 | 71.48 | 0.01 | 0
2025 | MISO_WUMS_2_MISO_W | MISO_WUMS | MISO_W | Internal | Summer | B2 | 25 | 1137 | 0.33 | 70.9 | 70.89 | 0.01 | 0
2025 | MISO_WUMS_2_MISO_W | MISO_WUMS | MISO_W | Internal | Summer | B3 | 75 | 1137 | 0.09 | 70.21 | 70.2 | 0.01 | 0
2025 | MISO_WUMS_2_MISO_W | MISO_WUMS | MISO_W | Internal | Summer | B4 | 100 | 1137 | 0.07 | 67.86 | 67.85 | 0.01 | 0
2025 | MISO_WUMS_2_MISO_W | MISO_WUMS | MISO_W | Internal | Summer | B5 | 200 | 1137 | 0.05 | 60.32 | 60.31 | 0.01 | 0
2025 | MISO_WUMS_2_MISO_W | MISO_WUMS | MISO_W | Internal | Summer | B6 | 300 | 1137 | 291.71 | 48.72 | 48.73 | 0.01 | 0
2025 | MISO_WUMS_2_MISO_W | MISO_WUMS | MISO_W | Internal | Summer | B7 | 400 | 1137 | 603.34 | 42.14 | 42.15 | 0.01 | 0
2025 | MISO_WUMS_2_MISO_W | MISO_WUMS | MISO_W | Internal | Summer | B8 | 500 | 1137 | 0.02 | 40.5 | 40.49 | 0.01 | 0
2025 | MISO_WUMS_2_MISO_W | MISO_WUMS | MISO_W | Internal | Summer | B9 | 800 | 1137 | 0 | 40.11 | 38.68 | 0.01 | 0
2025 | MISO_WUMS_2_MISO_W | MISO_WUMS | MISO_W | Internal | Summer | B10 | 1262 | 1137 | 0 | 34.97 | 34.95 | 0.01 | 0
2025 | MISO_WUMS_2_MISO_W | MISO_WUMS | MISO_W | Internal | Winter | B16 | 25 | 1137 | 0.28 | 50.88 | 50.87 | 0.01 | 0
2025 | MISO_WUMS_2_MISO_W | MISO_WUMS | MISO_W | Internal | Winter | B17 | 100 | 1137 | 0.07 | 48.74 | 48.73 | 0.01 | 0
2025 | MISO_WUMS_2_MISO_W | MISO_WUMS | MISO_W | Internal | Winter | B18 | 400 | 1137 | 378.29 | 46.58 | 46.59 | 0.01 | 0
2025 | MISO_WUMS_2_MISO_W | MISO_WUMS | MISO_W | Internal | Winter | B19 | 700 | 1137 | 0.01 | 44.03 | 44.02 | 0.01 | 0
2025 | MISO_WUMS_2_MISO_W | MISO_WUMS | MISO_W | Internal | Winter | B20 | 935 | 1137 | 0 | 37.05 | 37.04 | 0.01 | 0
2025 | MISO_WUMS_2_PJM_ROR | MISO_WUMS | PJM_ROR | Internal | Shoulder | B11 | 25 | 1600 | 0 | 55.01 | 53.01 | 2 | 0
2025 | MISO_WUMS_2_PJM_ROR | MISO_WUMS | PJM_ROR | Internal | Shoulder | B12 | 200 | 1600 | 0 | 46.11 | 46.83 | 2 | 0
2025 | MISO_WUMS_2_PJM_ROR | MISO_WUMS | PJM_ROR | Internal | Shoulder | B13 | 600 | 1600 | 0 | 44.16 | 43.99 | 2 | 0
2025 | MISO_WUMS_2_PJM_ROR | MISO_WUMS | PJM_ROR | Internal | Shoulder | B14 | 900 | 1600 | 0 | 42.97 | 43.84 | 2 | 0
2025 | MISO_WUMS_2_PJM_ROR | MISO_WUMS | PJM_ROR | Internal | Shoulder | B15 | 1203 | 1600 | 0 | 38.7 | 40.35 | 2 | 0
2025 | MISO_WUMS_2_PJM_ROR | MISO_WUMS | PJM_ROR | Internal | Summer | B1 | 10 | 1600 | 1217.96 | 71.49 | 73.49 | 2 | 0
2025 | MISO_WUMS_2_PJM_ROR | MISO_WUMS | PJM_ROR | Internal | Summer | B2 | 25 | 1600 | 952.12 | 70.9 | 72.9 | 2 | 0
2025 | MISO_WUMS_2_PJM_ROR | MISO_WUMS | PJM_ROR | Internal | Summer | B3 | 75 | 1600 | 0 | 70.21 | 68.43 | 2 | 0
2025 | MISO_WUMS_2_PJM_ROR | MISO_WUMS | PJM_ROR | Internal | Summer | B4 | 100 | 1600 | 0 | 67.86 | 68.43 | 2 | 0
2025 | MISO_WUMS_2_PJM_ROR | MISO_WUMS | PJM_ROR | Internal | Summer | B5 | 200 | 1600 | 0 | 60.32 | 59.92 | 2 | 0
2025 | MISO_WUMS_2_PJM_ROR | MISO_WUMS | PJM_ROR | Internal | Summer | B6 | 300 | 1600 | 0 | 48.72 | 49.18 | 2 | 0
2025 | MISO_WUMS_2_PJM_ROR | MISO_WUMS | PJM_ROR | Internal | Summer | B7 | 400 | 1600 | 0 | 42.14 | 42.37 | 2 | 0
2025 | MISO_WUMS_2_PJM_ROR | MISO_WUMS | PJM_ROR | Internal | Summer | B8 | 500 | 1600 | 0 | 40.5 | 41.41 | 2 | 0
2025 | MISO_WUMS_2_PJM_ROR | MISO_WUMS | PJM_ROR | Internal | Summer | B9 | 800 | 1600 | 0 | 40.11 | 39.13 | 2 | 0
2025 | MISO_WUMS_2_PJM_ROR | MISO_WUMS | PJM_ROR | Internal | Summer | B10 | 1262 | 1600 | 0 | 34.97 | 36.95 | 2 | 0
2025 | MISO_WUMS_2_PJM_ROR | MISO_WUMS | PJM_ROR | Internal | Winter | B16 | 25 | 1600 | 367.2 | 50.88 | 52.88 | 2 | 0
2025 | MISO_WUMS_2_PJM_ROR | MISO_WUMS | PJM_ROR | Internal | Winter | B17 | 100 | 1600 | 1155.23 | 48.74 | 50.74 | 2 | 0
2025 | MISO_WUMS_2_PJM_ROR | MISO_WUMS | PJM_ROR | Internal | Winter | B18 | 400 | 1600 | 0 | 46.58 | 47.6 | 2 | 0
2025 | MISO_WUMS_2_PJM_ROR | MISO_WUMS | PJM_ROR | Internal | Winter | B19 | 700 | 1600 | 0 | 44.03 | 45.5 | 2 | 0
2025 | MISO_WUMS_2_PJM_ROR | MISO_WUMS | PJM_ROR | Internal | Winter | B20 | 935 | 1600 | 0 | 37.05 | 37.42 | 2 | 0
2025 | NE_2_MAPP_US | NE | MAPP_US | Internal | Shoulder | B11 | 25 | 1600 | 0 | 55.01 | 48.01 | 5 | 0
2025 | NE_2_MAPP_US | NE | MAPP_US | Internal | Shoulder | B12 | 200 | 1600 | 0 | 46.1 | 39.1 | 5 | 0
2025 | NE_2_MAPP_US | NE | MAPP_US | Internal | Shoulder | B13 | 600 | 1600 | 0 | 44.15 | 37.15 | 5 | 0
2025 | NE_2_MAPP_US | NE | MAPP_US | Internal | Shoulder | B14 | 900 | 1600 | 0 | 44.15 | 37.15 | 5 | 0
2025 | NE_2_MAPP_US | NE | MAPP_US | Internal | Shoulder | B15 | 1203 | 1600 | 0 | 39.73 | 32.73 | 5 | 0
2025 | NE_2_MAPP_US | NE | MAPP_US | Internal | Summer | B1 | 10 | 1600 | 0 | 72.42 | 65.42 | 5 | 0
2025 | NE_2_MAPP_US | NE | MAPP_US | Internal | Summer | B2 | 25 | 1600 | 0 | 72.42 | 65.42 | 5 | 0
2025 | NE_2_MAPP_US | NE | MAPP_US | Internal | Summer | B3 | 75 | 1600 | 0 | 72.42 | 65.42 | 5 | 0
2025 | NE_2_MAPP_US | NE | MAPP_US | Internal | Summer | B4 | 100 | 1600 | 0 | 72.29 | 65.29 | 5 | 0
2025 | NE_2_MAPP_US | NE | MAPP_US | Internal | Summer | B5 | 200 | 1600 | 0 | 67.3 | 60.3 | 5 | 0
2025 | NE_2_MAPP_US | NE | MAPP_US | Internal | Summer | B6 | 300 | 1600 | 0 | 51.22 | 44.22 | 5 | 0
2025 | NE_2_MAPP_US | NE | MAPP_US | Internal | Summer | B7 | 400 | 1600 | 0 | 42.38 | 35.38 | 5 | 0
2025 | NE_2_MAPP_US | NE | MAPP_US | Internal | Summer | B8 | 500 | 1600 | 0 | 40.49 | 33.49 | 5 | 0
2025 | NE_2_MAPP_US | NE | MAPP_US | Internal | Summer | B9 | 800 | 1600 | 0 | 38.68 | 31.68 | 5 | 0
2025 | NE_2_MAPP_US | NE | MAPP_US | Internal | Summer | B10 | 1262 | 1600 | 0 | 34.95 | 27.95 | 5 | 0
2025 | NE_2_MAPP_US | NE | MAPP_US | Internal | Winter | B16 | 25 | 1600 | 0 | 50.02 | 43.87 | 5 | 0
2025 | NE_2_MAPP_US | NE | MAPP_US | Internal | Winter | B17 | 100 | 1600 | 0 | 47.81 | 41.73 | 5 | 0
2025 | NE_2_MAPP_US | NE | MAPP_US | Internal | Winter | B18 | 400 | 1600 | 0 | 46.61 | 39.61 | 5 | 0
2025 | NE_2_MAPP_US | NE | MAPP_US | Internal | Winter | B19 | 700 | 1600 | 0 | 46.61 | 39.61 | 5 | 0
2025 | NE_2_MAPP_US | NE | MAPP_US | Internal | Winter | B20 | 935 | 1600 | 0 | 37.04 | 30.04 | 5 | 0
2025 | NE_2_MISO_W | NE | MISO_W | Internal | Shoulder | B11 | 25 | 1600 | 0 | 55.01 | 55.01 | 5 | 0
2025 | NE_2_MISO_W | NE | MISO_W | Internal | Shoulder | B12 | 200 | 1600 | 0 | 46.1 | 46.1 | 5 | 0
2025 | NE_2_MISO_W | NE | MISO_W | Internal | Shoulder | B13 | 600 | 1600 | 0 | 44.15 | 44.15 | 5 | 0
2025 | NE_2_MISO_W | NE | MISO_W | Internal | Shoulder | B14 | 900 | 1600 | 0 | 44.15 | 42.98 | 5 | 0
2025 | NE_2_MISO_W | NE | MISO_W | Internal | Shoulder | B15 | 1203 | 1600 | 0 | 39.73 | 38.68 | 5 | 0
2025 | NE_2_MISO_W | NE | MISO_W | Internal | Summer | B1 | 10 | 1600 | 0 | 72.42 | 71.48 | 5 | 0
2025 | NE_2_MISO_W | NE | MISO_W | Internal | Summer | B2 | 25 | 1600 | 0 | 72.42 | 70.89 | 5 | 0
2025 | NE_2_MISO_W | NE | MISO_W | Internal | Summer | B3 | 75 | 1600 | 0 | 72.42 | 70.2 | 5 | 0
2025 | NE_2_MISO_W | NE | MISO_W | Internal | Summer | B4 | 100 | 1600 | 0 | 72.29 | 67.85 | 5 | 0
2025 | NE_2_MISO_W | NE | MISO_W | Internal | Summer | B5 | 200 | 1600 | 0 | 67.3 | 60.31 | 5 | 0
2025 | NE_2_MISO_W | NE | MISO_W | Internal | Summer | B6 | 300 | 1600 | 0 | 51.22 | 48.73 | 5 | 0
2025 | NE_2_MISO_W | NE | MISO_W | Internal | Summer | B7 | 400 | 1600 | 0 | 42.38 | 42.15 | 5 | 0
2025 | NE_2_MISO_W | NE | MISO_W | Internal | Summer | B8 | 500 | 1600 | 0 | 40.49 | 40.49 | 5 | 0
2025 | NE_2_MISO_W | NE | MISO_W | Internal | Summer | B9 | 800 | 1600 | 0 | 38.68 | 38.68 | 5 | 0
2025 | NE_2_MISO_W | NE | MISO_W | Internal | Summer | B10 | 1262 | 1600 | 0 | 34.95 | 34.95 | 5 | 0
2025 | NE_2_MISO_W | NE | MISO_W | Internal | Winter | B16 | 25 | 1600 | 0 | 50.02 | 50.87 | 5 | 0
2025 | NE_2_MISO_W | NE | MISO_W | Internal | Winter | B17 | 100 | 1600 | 0 | 47.81 | 48.73 | 5 | 0
2025 | NE_2_MISO_W | NE | MISO_W | Internal | Winter | B18 | 400 | 1600 | 0 | 46.61 | 46.59 | 5 | 0
2025 | NE_2_MISO_W | NE | MISO_W | Internal | Winter | B19 | 700 | 1600 | 0 | 46.61 | 44.02 | 5 | 0
2025 | NE_2_MISO_W | NE | MISO_W | Internal | Winter | B20 | 935 | 1600 | 0 | 37.04 | 37.04 | 5 | 0
2025 | NE_2_SPP_N | NE | SPP_N | Internal | Shoulder | B11 | 25 | 1800 | 1800 | 55.01 | 62.01 | 0.01 | 6.99
2025 | NE_2_SPP_N | NE | SPP_N | Internal | Shoulder | B12 | 200 | 1800 | 1671.33 | 46.1 | 46.11 | 0.01 | 0
2025 | NE_2_SPP_N | NE | SPP_N | Internal | Shoulder | B13 | 600 | 1800 | 1800 | 44.15 | 44.87 | 0.01 | 0.71
2025 | NE_2_SPP_N | NE | SPP_N | Internal | Shoulder | B14 | 900 | 1800 | 1800 | 44.15 | 44.87 | 0.01 | 0.71
2025 | NE_2_SPP_N | NE | SPP_N | Internal | Shoulder | B15 | 1203 | 1800 | 1800 | 39.73 | 44.77 | 0.01 | 5.03
2025 | NE_2_SPP_N | NE | SPP_N | Internal | Summer | B1 | 10 | 1800 | 1799.99 | 72.42 | 74.49 | 0.01 | 2.06
2025 | NE_2_SPP_N | NE | SPP_N | Internal | Summer | B2 | 25 | 1800 | 1799.99 | 72.42 | 73.59 | 0.01 | 1.17
2025 | NE_2_SPP_N | NE | SPP_N | Internal | Summer | B3 | 75 | 1800 | 1800 | 72.42 | 73.59 | 0.01 | 1.17
2025 | NE_2_SPP_N | NE | SPP_N | Internal | Summer | B4 | 100 | 1800 | 1800 | 72.29 | 73.59 | 0.01 | 1.29
2025 | NE_2_SPP_N | NE | SPP_N | Internal | Summer | B5 | 200 | 1800 | 1725.15 | 67.3 | 67.31 | 0.01 | 0
2025 | NE_2_SPP_N | NE | SPP_N | Internal | Summer | B6 | 300 | 1800 | 1800 | 51.22 | 55.73 | 0.01 | 4.5
2025 | NE_2_SPP_N | NE | SPP_N | Internal | Summer | B7 | 400 | 1800 | 1800 | 42.38 | 45.33 | 0.01 | 2.93
2025 | NE_2_SPP_N | NE | SPP_N | Internal | Summer | B8 | 500 | 1800 | 1800 | 40.49 | 44.01 | 0.01 | 3.5
2025 | NE_2_SPP_N | NE | SPP_N | Internal | Summer | B9 | 800 | 1800 | 1800 | 38.68 | 43.36 | 0.01 | 4.66
2025 | NE_2_SPP_N | NE | SPP_N | Internal | Summer | B10 | 1262 | 1800 | 1800 | 34.95 | 41.95 | 0.01 | 6.99
2025 | NE_2_SPP_N | NE | SPP_N | Internal | Winter | B16 | 25 | 1800 | 629.06 | 50.02 | 50.03 | 0.01 | 0
2025 | NE_2_SPP_N | NE | SPP_N | Internal | Winter | B17 | 100 | 1800 | 1167.01 | 47.81 | 47.82 | 0.01 | 0
2025 | NE_2_SPP_N | NE | SPP_N | Internal | Winter | B18 | 400 | 1800 | 1800 | 46.61 | 47.71 | 0.01 | 1.1
2025 | NE_2_SPP_N | NE | SPP_N | Internal | Winter | B19 | 700 | 1800 | 1571.44 | 46.61 | 46.62 | 0.01 | 0
2025 | NE_2_SPP_N | NE | SPP_N | Internal | Winter | B20 | 935 | 1800 | 1800 | 37.04 | 42.33 | 0.01 | 5.28
2025 | NEISO_2_NYISO_A-F | NEISO | NYISO_A-F | Internal | Shoulder | B11 | 25 | 600 | 0.02 | 40.76 | 43.47 | 3 | 0
2025 | NEISO_2_NYISO_A-F | NEISO | NYISO_A-F | Internal | Shoulder | B12 | 200 | 600 | 0 | 40.72 | 40.36 | 3 | 0
2025 | NEISO_2_NYISO_A-F | NEISO | NYISO_A-F | Internal | Shoulder | B13 | 600 | 600 | 0 | 38.16 | 40.36 | 3 | 0
2025 | NEISO_2_NYISO_A-F | NEISO | NYISO_A-F | Internal | Shoulder | B14 | 900 | 600 | 0 | 38.16 | 40.36 | 3 | 0
2025 | NEISO_2_NYISO_A-F | NEISO | NYISO_A-F | Internal | Shoulder | B15 | 1203 | 600 | 0 | 38.16 | 40.36 | 3 | 0
2025 | NEISO_2_NYISO_A-F | NEISO | NYISO_A-F | Internal | Summer | B1 | 10 | 600 | 0 | 62.94 | 54.92 | 3 | 0
2025 | NEISO_2_NYISO_A-F | NEISO | NYISO_A-F | Internal | Summer | B2 | 25 | 600 | 0 | 58.84 | 54.92 | 3 | 0
2025 | NEISO_2_NYISO_A-F | NEISO | NYISO_A-F | Internal | Summer | B3 | 75 | 600 | 0 | 52.64 | 49.64 | 3 | 0
2025 | NEISO_2_NYISO_A-F | NEISO | NYISO_A-F | Internal | Summer | B4 | 100 | 600 | 600 | 42.78 | 46.26 | 3 | 0.49
2025 | NEISO_2_NYISO_A-F | NEISO | NYISO_A-F | Internal | Summer | B5 | 200 | 600 | 600 | 37.7 | 42.19 | 3 | 1.49
2025 | NEISO_2_NYISO_A-F | NEISO | NYISO_A-F | Internal | Summer | B6 | 300 | 600 | 600 | 37.7 | 41.17 | 3 | 0.47
2025 | NEISO_2_NYISO_A-F | NEISO | NYISO_A-F | Internal | Summer | B7 | 400 | 600 | 0.03 | 37.7 | 40.69 | 3 | 0
2025 | NEISO_2_NYISO_A-F | NEISO | NYISO_A-F | Internal | Summer | B8 | 500 | 600 | 0 | 37.7 | 39.41 | 3 | 0
2025 | NEISO_2_NYISO_A-F | NEISO | NYISO_A-F | Internal | Summer | B9 | 800 | 600 | 0 | 37.7 | 39.41 | 3 | 0
2025 | NEISO_2_NYISO_A-F | NEISO | NYISO_A-F | Internal | Summer | B10 | 1262 | 600 | 0 | 37.7 | 39.41 | 3 | 0
2025 | NEISO_2_NYISO_A-F | NEISO | NYISO_A-F | Internal | Winter | B16 | 25 | 600 | 0 | 50.21 | 44.87 | 3 | 0
2025 | NEISO_2_NYISO_A-F | NEISO | NYISO_A-F | Internal | Winter | B17 | 100 | 600 | 0 | 47.03 | 43.18 | 3 | 0
2025 | NEISO_2_NYISO_A-F | NEISO | NYISO_A-F | Internal | Winter | B18 | 400 | 600 | 0 | 46.18 | 43.18 | 3 | 0
2025 | NEISO_2_NYISO_A-F | NEISO | NYISO_A-F | Internal | Winter | B19 | 700 | 600 | 0 | 46.18 | 43.18 | 3 | 0
2025 | NEISO_2_NYISO_A-F | NEISO | NYISO_A-F | Internal | Winter | B20 | 935 | 600 | 0 | 46.18 | 43.18 | 3 | 0
2025 | NEISO_2_NYISO_G-I | NEISO | NYISO_G-I | Internal | Shoulder | B11 | 25 | 600 | 599.99 | 40.76 | 44.99 | 3 | 1.23
2025 | NEISO_2_NYISO_G-I | NEISO | NYISO_G-I | Internal | Shoulder | B12 | 200 | 600 | 233.05 | 40.72 | 43.72 | 3 | 0
2025 | NEISO_2_NYISO_G-I | NEISO | NYISO_G-I | Internal | Shoulder | B13 | 600 | 600 | 600 | 38.16 | 42.15 | 3 | 0.99
2025 | NEISO_2_NYISO_G-I | NEISO | NYISO_G-I | Internal | Shoulder | B14 | 900 | 600 | 0.02 | 38.16 | 41.15 | 3 | 0
2025 | NEISO_2_NYISO_G-I | NEISO | NYISO_G-I | Internal | Shoulder | B15 | 1203 | 600 | 0 | 38.16 | 41.12 | 3 | 0
2025 | NEISO_2_NYISO_G-I | NEISO | NYISO_G-I | Internal | Summer | B1 | 10 | 600 | 600 | 62.94 | 85.15 | 3 | 19.21
2025 | NEISO_2_NYISO_G-I | NEISO | NYISO_G-I | Internal | Summer | B2 | 25 | 600 | 600 | 58.84 | 78.92 | 3 | 17.08
2025 | NEISO_2_NYISO_G-I | NEISO | NYISO_G-I | Internal | Summer | B3 | 75 | 600 | 600 | 52.64 | 60.4 | 3 | 4.76
2025 | NEISO_2_NYISO_G-I | NEISO | NYISO_G-I | Internal | Summer | B4 | 100 | 600 | 600 | 42.78 | 57.47 | 3 | 11.69
2025 | NEISO_2_NYISO_G-I | NEISO | NYISO_G-I | Internal | Summer | B5 | 200 | 600 | 600 | 37.7 | 53.69 | 3 | 12.99
2025 | NEISO_2_NYISO_G-I | NEISO | NYISO_G-I | Internal | Summer | B6 | 300 | 600 | 600 | 37.7 | 53.69 | 3 | 12.99
2025 | NEISO_2_NYISO_G-I | NEISO | NYISO_G-I | Internal | Summer | B7 | 400 | 600 | 125.72 | 37.7 | 40.7 | 3 | 0
2025 | NEISO_2_NYISO_G-I | NEISO | NYISO_G-I | Internal | Summer | B8 | 500 | 600 | 0 | 37.7 | 40.39 | 3 | 0
2025 | NEISO_2_NYISO_G-I | NEISO | NYISO_G-I | Internal | Summer | B9 | 800 | 600 | 0 | 37.7 | 39.42 | 3 | 0
2025 | NEISO_2_NYISO_G-I | NEISO | NYISO_G-I | Internal | Summer | B10 | 1262 | 600 | 0 | 37.7 | 39.42 | 3 | 0
2025 | NEISO_2_NYISO_G-I | NEISO | NYISO_G-I | Internal | Winter | B16 | 25 | 600 | 600 | 50.21 | 55.55 | 3 | 2.34
2025 | NEISO_2_NYISO_G-I | NEISO | NYISO_G-I | Internal | Winter | B17 | 100 | 600 | 600 | 47.03 | 55.55 | 3 | 5.52
2025 | NEISO_2_NYISO_G-I | NEISO | NYISO_G-I | Internal | Winter | B18 | 400 | 600 | 600 | 46.18 | 52.21 | 3 | 3.03
2025 | NEISO_2_NYISO_G-I | NEISO | NYISO_G-I | Internal | Winter | B19 | 700 | 600 | 600 | 46.18 | 51.52 | 3 | 2.34
2025 | NEISO_2_NYISO_G-I | NEISO | NYISO_G-I | Internal | Winter | B20 | 935 | 600 | 0.01 | 46.18 | 49.17 | 3 | 0
2025 | NEISO_2_NYISO_J-K | NEISO | NYISO_J-K | Internal | Shoulder | B11 | 25 | 430 | 429.99 | 40.76 | 45 | 3 | 1.24
2025 | NEISO_2_NYISO_J-K | NEISO | NYISO_J-K | Internal | Shoulder | B12 | 200 | 430 | 429.93 | 40.72 | 43.73 | 3 | 0.01
2025 | NEISO_2_NYISO_J-K | NEISO | NYISO_J-K | Internal | Shoulder | B13 | 600 | 430 | 430 | 38.16 | 42.16 | 3 | 1
2025 | NEISO_2_NYISO_J-K | NEISO | NYISO_J-K | Internal | Shoulder | B14 | 900 | 430 | 391.1 | 38.16 | 41.16 | 3 | 0
2025 | NEISO_2_NYISO_J-K | NEISO | NYISO_J-K | Internal | Shoulder | B15 | 1203 | 430 | 0 | 38.16 | 41.13 | 3 | 0
2025 | NEISO_2_NYISO_J-K | NEISO | NYISO_J-K | Internal | Summer | B1 | 10 | 430 | 430 | 62.94 | 85.17 | 3 | 19.22
2025 | NEISO_2_NYISO_J-K | NEISO | NYISO_J-K | Internal | Summer | B2 | 25 | 430 | 430 | 58.84 | 78.93 | 3 | 17.09
2025 | NEISO_2_NYISO_J-K | NEISO | NYISO_J-K | Internal | Summer | B3 | 75 | 430 | 430 | 52.64 | 60.42 | 3 | 4.77
2025 | NEISO_2_NYISO_J-K | NEISO | NYISO_J-K | Internal | Summer | B4 | 100 | 430 | 430 | 42.78 | 57.48 | 3 | 11.7
2025 | NEISO_2_NYISO_J-K | NEISO | NYISO_J-K | Internal | Summer | B5 | 200 | 430 | 430 | 37.7 | 53.7 | 3 | 13
2025 | NEISO_2_NYISO_J-K | NEISO | NYISO_J-K | Internal | Summer | B6 | 300 | 430 | 430 | 37.7 | 53.7 | 3 | 13
2025 | NEISO_2_NYISO_J-K | NEISO | NYISO_J-K | Internal | Summer | B7 | 400 | 430 | 429.96 | 37.7 | 40.71 | 3 | 0.01
2025 | NEISO_2_NYISO_J-K | NEISO | NYISO_J-K | Internal | Summer | B8 | 500 | 430 | 0 | 37.7 | 40.4 | 3 | 0
2025 | NEISO_2_NYISO_J-K | NEISO | NYISO_J-K | Internal | Summer | B9 | 800 | 430 | 0 | 37.7 | 39.43 | 3 | 0
2025 | NEISO_2_NYISO_J-K | NEISO | NYISO_J-K | Internal | Summer | B10 | 1262 | 430 | 0 | 37.7 | 39.43 | 3 | 0
2025 | NEISO_2_NYISO_J-K | NEISO | NYISO_J-K | Internal | Winter | B16 | 25 | 430 | 430 | 50.21 | 55.56 | 3 | 2.35
2025 | NEISO_2_NYISO_J-K | NEISO | NYISO_J-K | Internal | Winter | B17 | 100 | 430 | 430 | 47.03 | 55.56 | 3 | 5.54
2025 | NEISO_2_NYISO_J-K | NEISO | NYISO_J-K | Internal | Winter | B18 | 400 | 430 | 430 | 46.18 | 52.22 | 3 | 3.05
2025 | NEISO_2_NYISO_J-K | NEISO | NYISO_J-K | Internal | Winter | B19 | 700 | 430 | 430 | 46.18 | 52.22 | 3 | 3.05
2025 | NEISO_2_NYISO_J-K | NEISO | NYISO_J-K | Internal | Winter | B20 | 935 | 430 | 66.48 | 46.18 | 49.18 | 3 | 0
2025 | NonRTO_Midwest_2_MISO_IN | NonRTO_Midwest | MISO_IN | Internal | Shoulder | B11 | 25 | 4450 | 0 | 63.01 | 55.01 | 8 | 0
2025 | NonRTO_Midwest_2_MISO_IN | NonRTO_Midwest | MISO_IN | Internal | Shoulder | B12 | 200 | 4450 | 0 | 54.81 | 46.81 | 8 | 0
2025 | NonRTO_Midwest_2_MISO_IN | NonRTO_Midwest | MISO_IN | Internal | Shoulder | B13 | 600 | 4450 | 0 | 52.21 | 44.21 | 8 | 0
2025 | NonRTO_Midwest_2_MISO_IN | NonRTO_Midwest | MISO_IN | Internal | Shoulder | B14 | 900 | 4450 | 0 | 48.63 | 42.64 | 8 | 0
2025 | NonRTO_Midwest_2_MISO_IN | NonRTO_Midwest | MISO_IN | Internal | Shoulder | B15 | 1203 | 4450 | 0 | 35.7 | 38.68 | 8 | 0
2025 | NonRTO_Midwest_2_MISO_IN | NonRTO_Midwest | MISO_IN | Internal | Summer | B1 | 10 | 4450 | 0 | 75.82 | 71.49 | 8 | 0
2025 | NonRTO_Midwest_2_MISO_IN | NonRTO_Midwest | MISO_IN | Internal | Summer | B2 | 25 | 4450 | 0 | 75.82 | 70.91 | 8 | 0
2025 | NonRTO_Midwest_2_MISO_IN | NonRTO_Midwest | MISO_IN | Internal | Summer | B3 | 75 | 4450 | 0 | 75.82 | 68.89 | 8 | 0
2025 | NonRTO_Midwest_2_MISO_IN | NonRTO_Midwest | MISO_IN | Internal | Summer | B4 | 100 | 4450 | 0 | 75.82 | 67.82 | 8 | 0
2025 | NonRTO_Midwest_2_MISO_IN | NonRTO_Midwest | MISO_IN | Internal | Summer | B5 | 200 | 4450 | 0 | 68.33 | 60.33 | 8 | 0
2025 | NonRTO_Midwest_2_MISO_IN | NonRTO_Midwest | MISO_IN | Internal | Summer | B6 | 300 | 4450 | 0 | 56.75 | 48.75 | 8 | 0
2025 | NonRTO_Midwest_2_MISO_IN | NonRTO_Midwest | MISO_IN | Internal | Summer | B7 | 400 | 4450 | 0 | 50.15 | 42.15 | 8 | 0
2025 | NonRTO_Midwest_2_MISO_IN | NonRTO_Midwest | MISO_IN | Internal | Summer | B8 | 500 | 4450 | 0 | 48.52 | 40.52 | 8 | 0
2025 | NonRTO_Midwest_2_MISO_IN | NonRTO_Midwest | MISO_IN | Internal | Summer | B9 | 800 | 4450 | 0 | 37.64 | 38.68 | 8 | 0
2025 | NonRTO_Midwest_2_MISO_IN | NonRTO_Midwest | MISO_IN | Internal | Summer | B10 | 1262 | 4450 | 0 | 33.84 | 34.98 | 8 | 0
2025 | NonRTO_Midwest_2_MISO_IN | NonRTO_Midwest | MISO_IN | Internal | Winter | B16 | 25 | 4450 | 0 | 61.72 | 53.72 | 8 | 0
2025 | NonRTO_Midwest_2_MISO_IN | NonRTO_Midwest | MISO_IN | Internal | Winter | B17 | 100 | 4450 | 0 | 57.46 | 49.46 | 8 | 0
2025 | NonRTO_Midwest_2_MISO_IN | NonRTO_Midwest | MISO_IN | Internal | Winter | B18 | 400 | 4450 | 0 | 54.59 | 46.59 | 8 | 0
2025 | NonRTO_Midwest_2_MISO_IN | NonRTO_Midwest | MISO_IN | Internal | Winter | B19 | 700 | 4450 | 0 | 48.31 | 43.68 | 8 | 0
2025 | NonRTO_Midwest_2_MISO_IN | NonRTO_Midwest | MISO_IN | Internal | Winter | B20 | 935 | 4450 | 0 | 35.7 | 37.04 | 8 | 0
2025 | NonRTO_Midwest_2_TVA_Transmission | NonRTO_Midwest | TVA_Transmission | Internal | Shoulder | B11 | 25 | 2400 | 0 | 63.01 | 61.6 | 8 | 0
2025 | NonRTO_Midwest_2_TVA_Transmission | NonRTO_Midwest | TVA_Transmission | Internal | Shoulder | B12 | 200 | 2400 | 0 | 54.81 | 49.69 | 8 | 0
2025 | NonRTO_Midwest_2_TVA_Transmission | NonRTO_Midwest | TVA_Transmission | Internal | Shoulder | B13 | 600 | 2400 | 0 | 52.21 | 47.78 | 8 | 0
2025 | NonRTO_Midwest_2_TVA_Transmission | NonRTO_Midwest | TVA_Transmission | Internal | Shoulder | B14 | 900 | 2400 | 0 | 48.63 | 47.36 | 8 | 0
2025 | NonRTO_Midwest_2_TVA_Transmission | NonRTO_Midwest | TVA_Transmission | Internal | Shoulder | B15 | 1203 | 2400 | 202.2 | 35.7 | 43.7 | 8 | 0
2025 | NonRTO_Midwest_2_TVA_Transmission | NonRTO_Midwest | TVA_Transmission | Internal | Summer | B1 | 10 | 2400 | 0 | 75.82 | 79.49 | 8 | 0
2025 | NonRTO_Midwest_2_TVA_Transmission | NonRTO_Midwest | TVA_Transmission | Internal | Summer | B2 | 25 | 2400 | 0 | 75.82 | 78.9 | 8 | 0
2025 | NonRTO_Midwest_2_TVA_Transmission | NonRTO_Midwest | TVA_Transmission | Internal | Summer | B3 | 75 | 2400 | 0 | 75.82 | 74.43 | 8 | 0
2025 | NonRTO_Midwest_2_TVA_Transmission | NonRTO_Midwest | TVA_Transmission | Internal | Summer | B4 | 100 | 2400 | 0 | 75.82 | 74.43 | 8 | 0
2025 | NonRTO_Midwest_2_TVA_Transmission | NonRTO_Midwest | TVA_Transmission | Internal | Summer | B5 | 200 | 2400 | 0 | 68.33 | 65.92 | 8 | 0
2025 | NonRTO_Midwest_2_TVA_Transmission | NonRTO_Midwest | TVA_Transmission | Internal | Summer | B6 | 300 | 2400 | 0 | 56.75 | 54.59 | 8 | 0
2025 | NonRTO_Midwest_2_TVA_Transmission | NonRTO_Midwest | TVA_Transmission | Internal | Summer | B7 | 400 | 2400 | 0 | 50.15 | 46.97 | 8 | 0
2025 | NonRTO_Midwest_2_TVA_Transmission | NonRTO_Midwest | TVA_Transmission | Internal | Summer | B8 | 500 | 2400 | 0 | 48.52 | 46.12 | 8 | 0
2025 | NonRTO_Midwest_2_TVA_Transmission | NonRTO_Midwest | TVA_Transmission | Internal | Summer | B9 | 800 | 2400 | 0 | 37.64 | 45.13 | 8 | 0
2025 | NonRTO_Midwest_2_TVA_Transmission | NonRTO_Midwest | TVA_Transmission | Internal | Summer | B10 | 1262 | 2400 | 0 | 33.84 | 39.47 | 8 | 0
2025 | NonRTO_Midwest_2_TVA_Transmission | NonRTO_Midwest | TVA_Transmission | Internal | Winter | B16 | 25 | 2400 | 0 | 61.72 | 58.88 | 8 | 0
2025 | NonRTO_Midwest_2_TVA_Transmission | NonRTO_Midwest | TVA_Transmission | Internal | Winter | B17 | 100 | 2400 | 0 | 57.46 | 52.98 | 8 | 0
2025 | NonRTO_Midwest_2_TVA_Transmission | NonRTO_Midwest | TVA_Transmission | Internal | Winter | B18 | 400 | 2400 | 0 | 54.59 | 50.19 | 8 | 0
2025 | NonRTO_Midwest_2_TVA_Transmission | NonRTO_Midwest | TVA_Transmission | Internal | Winter | B19 | 700 | 2400 | 0 | 48.31 | 48.12 | 8 | 0
2025 | NonRTO_Midwest_2_TVA_Transmission | NonRTO_Midwest | TVA_Transmission | Internal | Winter | B20 | 935 | 2400 | 0 | 35.7 | 43.42 | 8 | 0
2025 | NYISO_A-F_2_IESO | NYISO_A-F | IESO | Internal | Shoulder | B11 | 25 | 1600 | 0 | 43.47 | 13.22 | 7 | 0
2025 | NYISO_A-F_2_IESO | NYISO_A-F | IESO | Internal | Shoulder | B12 | 200 | 1600 | 0 | 40.36 | 13.22 | 7 | 0
2025 | NYISO_A-F_2_IESO | NYISO_A-F | IESO | Internal | Shoulder | B13 | 600 | 1600 | 0 | 40.36 | 13.22 | 7 | 0
2025 | NYISO_A-F_2_IESO | NYISO_A-F | IESO | Internal | Shoulder | B14 | 900 | 1600 | 0 | 40.36 | 13.22 | 7 | 0
2025 | NYISO_A-F_2_IESO | NYISO_A-F | IESO | Internal | Shoulder | B15 | 1203 | 1600 | 0 | 40.36 | 13.22 | 7 | 0
2025 | NYISO_A-F_2_IESO | NYISO_A-F | IESO | Internal | Summer | B1 | 10 | 1600 | 0 | 54.92 | 47.92 | 7 | 0
2025 | NYISO_A-F_2_IESO | NYISO_A-F | IESO | Internal | Summer | B2 | 25 | 1600 | 0 | 54.92 | 47.92 | 7 | 0
2025 | NYISO_A-F_2_IESO | NYISO_A-F | IESO | Internal | Summer | B3 | 75 | 1600 | 0 | 49.64 | 42.64 | 7 | 0
2025 | NYISO_A-F_2_IESO | NYISO_A-F | IESO | Internal | Summer | B4 | 100 | 1600 | 0 | 46.26 | 38.31 | 7 | 0
2025 | NYISO_A-F_2_IESO | NYISO_A-F | IESO | Internal | Summer | B5 | 200 | 1600 | 0 | 42.19 | 11.51 | 7 | 0
2025 | NYISO_A-F_2_IESO | NYISO_A-F | IESO | Internal | Summer | B6 | 300 | 1600 | 0 | 41.17 | 11.51 | 7 | 0
2025 | NYISO_A-F_2_IESO | NYISO_A-F | IESO | Internal | Summer | B7 | 400 | 1600 | 0 | 40.69 | 11.51 | 7 | 0
2025 | NYISO_A-F_2_IESO | NYISO_A-F | IESO | Internal | Summer | B8 | 500 | 1600 | 0 | 39.41 | 11.51 | 7 | 0
2025 | NYISO_A-F_2_IESO | NYISO_A-F | IESO | Internal | Summer | B9 | 800 | 1600 | 0 | 39.41 | 11.51 | 7 | 0
2025 | NYISO_A-F_2_IESO | NYISO_A-F | IESO | Internal | Summer | B10 | 1262 | 1600 | 0 | 39.41 | 11.51 | 7 | 0
2025 | NYISO_A-F_2_IESO | NYISO_A-F | IESO | Internal | Winter | B16 | 25 | 1600 | 0 | 44.87 | 30.03 | 7 | 0
2025 | NYISO_A-F_2_IESO | NYISO_A-F | IESO | Internal | Winter | B17 | 100 | 1600 | 0 | 43.18 | 30.03 | 7 | 0
2025 | NYISO_A-F_2_IESO | NYISO_A-F | IESO | Internal | Winter | B18 | 400 | 1600 | 0 | 43.18 | 30.03 | 7 | 0
2025 | NYISO_A-F_2_IESO | NYISO_A-F | IESO | Internal | Winter | B19 | 700 | 1600 | 0 | 43.18 | 30.03 | 7 | 0
2025 | NYISO_A-F_2_IESO | NYISO_A-F | IESO | Internal | Winter | B20 | 935 | 1600 | 0 | 43.18 | 30.03 | 7 | 0
2025 | NYISO_A-F_2_NEISO | NYISO_A-F | NEISO | Internal | Shoulder | B11 | 25 | 600 | 0 | 43.47 | 40.76 | 3 | 0
2025 | NYISO_A-F_2_NEISO | NYISO_A-F | NEISO | Internal | Shoulder | B12 | 200 | 600 | 0 | 40.36 | 40.72 | 3 | 0
2025 | NYISO_A-F_2_NEISO | NYISO_A-F | NEISO | Internal | Shoulder | B13 | 600 | 600 | 0 | 40.36 | 38.16 | 3 | 0
2025 | NYISO_A-F_2_NEISO | NYISO_A-F | NEISO | Internal | Shoulder | B14 | 900 | 600 | 0 | 40.36 | 38.16 | 3 | 0
2025 | NYISO_A-F_2_NEISO | NYISO_A-F | NEISO | Internal | Shoulder | B15 | 1203 | 600 | 0 | 40.36 | 38.16 | 3 | 0
2025 | NYISO_A-F_2_NEISO | NYISO_A-F | NEISO | Internal | Summer | B1 | 10 | 600 | 600 | 54.92 | 62.94 | 3 | 5.03
2025 | NYISO_A-F_2_NEISO | NYISO_A-F | NEISO | Internal | Summer | B2 | 25 | 600 | 599.99 | 54.92 | 58.84 | 3 | 0.92
2025 | NYISO_A-F_2_NEISO | NYISO_A-F | NEISO | Internal | Summer | B3 | 75 | 600 | 106.91 | 49.64 | 52.64 | 3 | 0
2025 | NYISO_A-F_2_NEISO | NYISO_A-F | NEISO | Internal | Summer | B4 | 100 | 600 | 0 | 46.26 | 42.78 | 3 | 0
2025 | NYISO_A-F_2_NEISO | NYISO_A-F | NEISO | Internal | Summer | B5 | 200 | 600 | 0 | 42.19 | 37.7 | 3 | 0
2025 | NYISO_A-F_2_NEISO | NYISO_A-F | NEISO | Internal | Summer | B6 | 300 | 600 | 0 | 41.17 | 37.7 | 3 | 0
2025 | NYISO_A-F_2_NEISO | NYISO_A-F | NEISO | Internal | Summer | B7 | 400 | 600 | 0 | 40.69 | 37.7 | 3 | 0
2025 | NYISO_A-F_2_NEISO | NYISO_A-F | NEISO | Internal | Summer | B8 | 500 | 600 | 0 | 39.41 | 37.7 | 3 | 0
2025 | NYISO_A-F_2_NEISO | NYISO_A-F | NEISO | Internal | Summer | B9 | 800 | 600 | 0 | 39.41 | 37.7 | 3 | 0
2025 | NYISO_A-F_2_NEISO | NYISO_A-F | NEISO | Internal | Summer | B10 | 1262 | 600 | 0 | 39.41 | 37.7 | 3 | 0
2025 | NYISO_A-F_2_NEISO | NYISO_A-F | NEISO | Internal | Winter | B16 | 25 | 600 | 600 | 44.87 | 50.21 | 3 | 2.34
2025 | NYISO_A-F_2_NEISO | NYISO_A-F | NEISO | Internal | Winter | B17 | 100 | 600 | 600 | 43.18 | 47.03 | 3 | 0.85
2025 | NYISO_A-F_2_NEISO | NYISO_A-F | NEISO | Internal | Winter | B18 | 400 | 600 | 489.45 | 43.18 | 46.18 | 3 | 0
2025 | NYISO_A-F_2_NEISO | NYISO_A-F | NEISO | Internal | Winter | B19 | 700 | 600 | 505.81 | 43.18 | 46.18 | 3 | 0
2025 | NYISO_A-F_2_NEISO | NYISO_A-F | NEISO | Internal | Winter | B20 | 935 | 600 | 507.65 | 43.18 | 46.18 | 3 | 0
2025 | NYISO_A-F_2_NYISO_G-I | NYISO_A-F | NYISO_G-I | Internal | Shoulder | B11 | 25 | 4250 | 4250 | 43.47 | 44.99 | 0.01 | 1.51
2025 | NYISO_A-F_2_NYISO_G-I | NYISO_A-F | NYISO_G-I | Internal | Shoulder | B12 | 200 | 4250 | 4250 | 40.36 | 43.72 | 0.01 | 3.34
2025 | NYISO_A-F_2_NYISO_G-I | NYISO_A-F | NYISO_G-I | Internal | Shoulder | B13 | 600 | 4250 | 4250 | 40.36 | 42.15 | 0.01 | 1.78
2025 | NYISO_A-F_2_NYISO_G-I | NYISO_A-F | NYISO_G-I | Internal | Shoulder | B14 | 900 | 4250 | 4250 | 40.36 | 41.15 | 0.01 | 0.78
2025 | NYISO_A-F_2_NYISO_G-I | NYISO_A-F | NYISO_G-I | Internal | Shoulder | B15 | 1203 | 4250 | 4250 | 40.36 | 41.12 | 0.01 | 0.75
2025 | NYISO_A-F_2_NYISO_G-I | NYISO_A-F | NYISO_G-I | Internal | Summer | B1 | 10 | 4250 | 4250 | 54.92 | 85.15 | 0.01 | 30.22
2025 | NYISO_A-F_2_NYISO_G-I | NYISO_A-F | NYISO_G-I | Internal | Summer | B2 | 25 | 4250 | 4250 | 54.92 | 78.92 | 0.01 | 23.99
2025 | NYISO_A-F_2_NYISO_G-I | NYISO_A-F | NYISO_G-I | Internal | Summer | B3 | 75 | 4250 | 4250 | 49.64 | 60.4 | 0.01 | 10.75
2025 | NYISO_A-F_2_NYISO_G-I | NYISO_A-F | NYISO_G-I | Internal | Summer | B4 | 100 | 4250 | 4250 | 46.26 | 57.47 | 0.01 | 11.19
2025 | NYISO_A-F_2_NYISO_G-I | NYISO_A-F | NYISO_G-I | Internal | Summer | B5 | 200 | 4250 | 4250 | 42.19 | 53.69 | 0.01 | 11.48
2025 | NYISO_A-F_2_NYISO_G-I | NYISO_A-F | NYISO_G-I | Internal | Summer | B6 | 300 | 4250 | 4250 | 41.17 | 53.69 | 0.01 | 12.51
2025 | NYISO_A-F_2_NYISO_G-I | NYISO_A-F | NYISO_G-I | Internal | Summer | B7 | 400 | 4250 | 4001.79 | 40.69 | 40.7 | 0.01 | 0
2025 | NYISO_A-F_2_NYISO_G-I | NYISO_A-F | NYISO_G-I | Internal | Summer | B8 | 500 | 4250 | 4250 | 39.41 | 40.39 | 0.01 | 0.97
2025 | NYISO_A-F_2_NYISO_G-I | NYISO_A-F | NYISO_G-I | Internal | Summer | B9 | 800 | 4250 | 4172.26 | 39.41 | 39.42 | 0.01 | 0
2025 | NYISO_A-F_2_NYISO_G-I | NYISO_A-F | NYISO_G-I | Internal | Summer | B10 | 1262 | 4250 | 2239.21 | 39.41 | 39.42 | 0.01 | 0
2025 | NYISO_A-F_2_NYISO_G-I | NYISO_A-F | NYISO_G-I | Internal | Winter | B16 | 25 | 4250 | 4250 | 44.87 | 55.55 | 0.01 | 10.67
2025 | NYISO_A-F_2_NYISO_G-I | NYISO_A-F | NYISO_G-I | Internal | Winter | B17 | 100 | 4250 | 4250 | 43.18 | 55.55 | 0.01 | 12.36
2025 | NYISO_A-F_2_NYISO_G-I | NYISO_A-F | NYISO_G-I | Internal | Winter | B18 | 400 | 4250 | 4250 | 43.18 | 52.21 | 0.01 | 9.02
2025 | NYISO_A-F_2_NYISO_G-I | NYISO_A-F | NYISO_G-I | Internal | Winter | B19 | 700 | 4250 | 4250 | 43.18 | 51.52 | 0.01 | 8.33
2025 | NYISO_A-F_2_NYISO_G-I | NYISO_A-F | NYISO_G-I | Internal | Winter | B20 | 935 | 4250 | 4250 | 43.18 | 49.17 | 0.01 | 5.98
2025 | NYISO_A-F_2_PJM_ROM | NYISO_A-F | PJM_ROM | Internal | Shoulder | B11 | 25 | 1000 | 1000 | 43.47 | 53 | 8 | 1.54
2025 | NYISO_A-F_2_PJM_ROM | NYISO_A-F | PJM_ROM | Internal | Shoulder | B12 | 200 | 1000 | 0 | 40.36 | 46.82 | 8 | 0
2025 | NYISO_A-F_2_PJM_ROM | NYISO_A-F | PJM_ROM | Internal | Shoulder | B13 | 600 | 1000 | 0 | 40.36 | 43.98 | 8 | 0
2025 | NYISO_A-F_2_PJM_ROM | NYISO_A-F | PJM_ROM | Internal | Shoulder | B14 | 900 | 1000 | 0 | 40.36 | 43.85 | 8 | 0
2025 | NYISO_A-F_2_PJM_ROM | NYISO_A-F | PJM_ROM | Internal | Shoulder | B15 | 1203 | 1000 | 0 | 40.36 | 40.36 | 8 | 0
2025 | NYISO_A-F_2_PJM_ROM | NYISO_A-F | PJM_ROM | Internal | Summer | B1 | 10 | 1000 | 1000 | 54.92 | 73.5 | 8 | 10.58
2025 | NYISO_A-F_2_PJM_ROM | NYISO_A-F | PJM_ROM | Internal | Summer | B2 | 25 | 1000 | 1000 | 54.92 | 72.91 | 8 | 9.99
2025 | NYISO_A-F_2_PJM_ROM | NYISO_A-F | PJM_ROM | Internal | Summer | B3 | 75 | 1000 | 1000 | 49.64 | 68.42 | 8 | 10.77
2025 | NYISO_A-F_2_PJM_ROM | NYISO_A-F | PJM_ROM | Internal | Summer | B4 | 100 | 1000 | 1000 | 46.26 | 68.42 | 8 | 14.15
2025 | NYISO_A-F_2_PJM_ROM | NYISO_A-F | PJM_ROM | Internal | Summer | B5 | 200 | 1000 | 1000 | 42.19 | 59.9 | 8 | 9.71
2025 | NYISO_A-F_2_PJM_ROM | NYISO_A-F | PJM_ROM | Internal | Summer | B6 | 300 | 1000 | 91.02 | 41.17 | 49.17 | 8 | 0
2025 | NYISO_A-F_2_PJM_ROM | NYISO_A-F | PJM_ROM | Internal | Summer | B7 | 400 | 1000 | 0 | 40.69 | 42.36 | 8 | 0
2025 | NYISO_A-F_2_PJM_ROM | NYISO_A-F | PJM_ROM | Internal | Summer | B8 | 500 | 1000 | 0 | 39.41 | 41.42 | 8 | 0
2025 | NYISO_A-F_2_PJM_ROM | NYISO_A-F | PJM_ROM | Internal | Summer | B9 | 800 | 1000 | 0 | 39.41 | 39.14 | 8 | 0
2025 | NYISO_A-F_2_PJM_ROM | NYISO_A-F | PJM_ROM | Internal | Summer | B10 | 1262 | 1000 | 0 | 39.41 | 36.96 | 8 | 0
2025 | NYISO_A-F_2_PJM_ROM | NYISO_A-F | PJM_ROM | Internal | Winter | B16 | 25 | 1000 | 11.95 | 44.87 | 52.87 | 8 | 0
2025 | NYISO_A-F_2_PJM_ROM | NYISO_A-F | PJM_ROM | Internal | Winter | B17 | 100 | 1000 | 0 | 43.18 | 50.75 | 8 | 0
2025 | NYISO_A-F_2_PJM_ROM | NYISO_A-F | PJM_ROM | Internal | Winter | B18 | 400 | 1000 | 0 | 43.18 | 47.61 | 8 | 0
2025 | NYISO_A-F_2_PJM_ROM | NYISO_A-F | PJM_ROM | Internal | Winter | B19 | 700 | 1000 | 0 | 43.18 | 45.51 | 8 | 0
2025 | NYISO_A-F_2_PJM_ROM | NYISO_A-F | PJM_ROM | Internal | Winter | B20 | 935 | 1000 | 0 | 43.18 | 37.43 | 8 | 0
2025 | NYISO_G-I_2_NEISO | NYISO_G-I | NEISO | Internal | Shoulder | B11 | 25 | 600 | 0 | 44.99 | 40.76 | 3 | 0
2025 | NYISO_G-I_2_NEISO | NYISO_G-I | NEISO | Internal | Shoulder | B12 | 200 | 600 | 0 | 43.72 | 40.72 | 3 | 0
2025 | NYISO_G-I_2_NEISO | NYISO_G-I | NEISO | Internal | Shoulder | B13 | 600 | 600 | 0 | 42.15 | 38.16 | 3 | 0
2025 | NYISO_G-I_2_NEISO | NYISO_G-I | NEISO | Internal | Shoulder | B14 | 900 | 600 | 0 | 41.15 | 38.16 | 3 | 0
2025 | NYISO_G-I_2_NEISO | NYISO_G-I | NEISO | Internal | Shoulder | B15 | 1203 | 600 | 0 | 41.12 | 38.16 | 3 | 0
2025 | NYISO_G-I_2_NEISO | NYISO_G-I | NEISO | Internal | Summer | B1 | 10 | 600 | 0 | 85.15 | 62.94 | 3 | 0
2025 | NYISO_G-I_2_NEISO | NYISO_G-I | NEISO | Internal | Summer | B2 | 25 | 600 | 0 | 78.92 | 58.84 | 3 | 0
2025 | NYISO_G-I_2_NEISO | NYISO_G-I | NEISO | Internal | Summer | B3 | 75 | 600 | 0 | 60.4 | 52.64 | 3 | 0
2025 | NYISO_G-I_2_NEISO | NYISO_G-I | NEISO | Internal | Summer | B4 | 100 | 600 | 0 | 57.47 | 42.78 | 3 | 0
2025 | NYISO_G-I_2_NEISO | NYISO_G-I | NEISO | Internal | Summer | B5 | 200 | 600 | 0 | 53.69 | 37.7 | 3 | 0
2025 | NYISO_G-I_2_NEISO | NYISO_G-I | NEISO | Internal | Summer | B6 | 300 | 600 | 0 | 53.69 | 37.7 | 3 | 0
2025 | NYISO_G-I_2_NEISO | NYISO_G-I | NEISO | Internal | Summer | B7 | 400 | 600 | 0 | 40.7 | 37.7 | 3 | 0
2025 | NYISO_G-I_2_NEISO | NYISO_G-I | NEISO | Internal | Summer | B8 | 500 | 600 | 0 | 40.39 | 37.7 | 3 | 0
2025 | NYISO_G-I_2_NEISO | NYISO_G-I | NEISO | Internal | Summer | B9 | 800 | 600 | 0 | 39.42 | 37.7 | 3 | 0
2025 | NYISO_G-I_2_NEISO | NYISO_G-I | NEISO | Internal | Summer | B10 | 1262 | 600 | 0 | 39.42 | 37.7 | 3 | 0
2025 | NYISO_G-I_2_NEISO | NYISO_G-I | NEISO | Internal | Winter | B16 | 25 | 600 | 0 | 55.55 | 50.21 | 3 | 0
2025 | NYISO_G-I_2_NEISO | NYISO_G-I | NEISO | Internal | Winter | B17 | 100 | 600 | 0 | 55.55 | 47.03 | 3 | 0
2025 | NYISO_G-I_2_NEISO | NYISO_G-I | NEISO | Internal | Winter | B18 | 400 | 600 | 0 | 52.21 | 46.18 | 3 | 0
2025 | NYISO_G-I_2_NEISO | NYISO_G-I | NEISO | Internal | Winter | B19 | 700 | 600 | 0 | 51.52 | 46.18 | 3 | 0
2025 | NYISO_G-I_2_NEISO | NYISO_G-I | NEISO | Internal | Winter | B20 | 935 | 600 | 0 | 49.17 | 46.18 | 3 | 0
2025 | NYISO_G-I_2_NYISO_A-F | NYISO_G-I | NYISO_A-F | Internal | Shoulder | B11 | 25 | 1999 | 0 | 44.99 | 43.47 | 0.01 | 0
2025 | NYISO_G-I_2_NYISO_A-F | NYISO_G-I | NYISO_A-F | Internal | Shoulder | B12 | 200 | 1999 | 0 | 43.72 | 40.36 | 0.01 | 0
2025 | NYISO_G-I_2_NYISO_A-F | NYISO_G-I | NYISO_A-F | Internal | Shoulder | B13 | 600 | 1999 | 0 | 42.15 | 40.36 | 0.01 | 0
2025 | NYISO_G-I_2_NYISO_A-F | NYISO_G-I | NYISO_A-F | Internal | Shoulder | B14 | 900 | 1999 | 0 | 41.15 | 40.36 | 0.01 | 0
2025 | NYISO_G-I_2_NYISO_A-F | NYISO_G-I | NYISO_A-F | Internal | Shoulder | B15 | 1203 | 1999 | 0 | 41.12 | 40.36 | 0.01 | 0
2025 | NYISO_G-I_2_NYISO_A-F | NYISO_G-I | NYISO_A-F | Internal | Summer | B1 | 10 | 1999 | 0 | 85.15 | 54.92 | 0.01 | 0
2025 | NYISO_G-I_2_NYISO_A-F | NYISO_G-I | NYISO_A-F | Internal | Summer | B2 | 25 | 1999 | 0 | 78.92 | 54.92 | 0.01 | 0
2025 | NYISO_G-I_2_NYISO_A-F | NYISO_G-I | NYISO_A-F | Internal | Summer | B3 | 75 | 1999 | 0 | 60.4 | 49.64 | 0.01 | 0
2025 | NYISO_G-I_2_NYISO_A-F | NYISO_G-I | NYISO_A-F | Internal | Summer | B4 | 100 | 1999 | 0 | 57.47 | 46.26 | 0.01 | 0
2025 | NYISO_G-I_2_NYISO_A-F | NYISO_G-I | NYISO_A-F | Internal | Summer | B5 | 200 | 1999 | 0 | 53.69 | 42.19 | 0.01 | 0
2025 | NYISO_G-I_2_NYISO_A-F | NYISO_G-I | NYISO_A-F | Internal | Summer | B6 | 300 | 1999 | 0 | 53.69 | 41.17 | 0.01 | 0
2025 | NYISO_G-I_2_NYISO_A-F | NYISO_G-I | NYISO_A-F | Internal | Summer | B7 | 400 | 1999 | 0.02 | 40.7 | 40.69 | 0.01 | 0
2025 | NYISO_G-I_2_NYISO_A-F | NYISO_G-I | NYISO_A-F | Internal | Summer | B8 | 500 | 1999 | 0 | 40.39 | 39.41 | 0.01 | 0
2025 | NYISO_G-I_2_NYISO_A-F | NYISO_G-I | NYISO_A-F | Internal | Summer | B9 | 800 | 1999 | 0 | 39.42 | 39.41 | 0.01 | 0
2025 | NYISO_G-I_2_NYISO_A-F | NYISO_G-I | NYISO_A-F | Internal | Summer | B10 | 1262 | 1999 | 0 | 39.42 | 39.41 | 0.01 | 0
2025 | NYISO_G-I_2_NYISO_A-F | NYISO_G-I | NYISO_A-F | Internal | Winter | B16 | 25 | 1999 | 0 | 55.55 | 44.87 | 0.01 | 0
2025 | NYISO_G-I_2_NYISO_A-F | NYISO_G-I | NYISO_A-F | Internal | Winter | B17 | 100 | 1999 | 0 | 55.55 | 43.18 | 0.01 | 0
2025 | NYISO_G-I_2_NYISO_A-F | NYISO_G-I | NYISO_A-F | Internal | Winter | B18 | 400 | 1999 | 0 | 52.21 | 43.18 | 0.01 | 0
2025 | NYISO_G-I_2_NYISO_A-F | NYISO_G-I | NYISO_A-F | Internal | Winter | B19 | 700 | 1999 | 0 | 51.52 | 43.18 | 0.01 | 0
2025 | NYISO_G-I_2_NYISO_A-F | NYISO_G-I | NYISO_A-F | Internal | Winter | B20 | 935 | 1999 | 0 | 49.17 | 43.18 | 0.01 | 0
2025 | NYISO_G-I_2_NYISO_J-K | NYISO_G-I | NYISO_J-K | Internal | Shoulder | B11 | 25 | 6130 | 4140.75 | 44.99 | 45 | 0.01 | 0
2025 | NYISO_G-I_2_NYISO_J-K | NYISO_G-I | NYISO_J-K | Internal | Shoulder | B12 | 200 | 6130 | 4677.87 | 43.72 | 43.73 | 0.01 | 0
2025 | NYISO_G-I_2_NYISO_J-K | NYISO_G-I | NYISO_J-K | Internal | Shoulder | B13 | 600 | 6130 | 4526.06 | 42.15 | 42.16 | 0.01 | 0
2025 | NYISO_G-I_2_NYISO_J-K | NYISO_G-I | NYISO_J-K | Internal | Shoulder | B14 | 900 | 6130 | 3869.87 | 41.15 | 41.16 | 0.01 | 0
2025 | NYISO_G-I_2_NYISO_J-K | NYISO_G-I | NYISO_J-K | Internal | Shoulder | B15 | 1203 | 6130 | 4276.63 | 41.12 | 41.13 | 0.01 | 0
2025 | NYISO_G-I_2_NYISO_J-K | NYISO_G-I | NYISO_J-K | Internal | Summer | B1 | 10 | 6130 | 4775.05 | 85.15 | 85.17 | 0.01 | 0
2025 | NYISO_G-I_2_NYISO_J-K | NYISO_G-I | NYISO_J-K | Internal | Summer | B2 | 25 | 6130 | 4855.66 | 78.92 | 78.93 | 0.01 | 0
2025 | NYISO_G-I_2_NYISO_J-K | NYISO_G-I | NYISO_J-K | Internal | Summer | B3 | 75 | 6130 | 3879.81 | 60.4 | 60.42 | 0.01 | 0
2025 | NYISO_G-I_2_NYISO_J-K | NYISO_G-I | NYISO_J-K | Internal | Summer | B4 | 100 | 6130 | 3552.63 | 57.47 | 57.48 | 0.01 | 0
2025 | NYISO_G-I_2_NYISO_J-K | NYISO_G-I | NYISO_J-K | Internal | Summer | B5 | 200 | 6130 | 5181.17 | 53.69 | 53.7 | 0.01 | 0
2025 | NYISO_G-I_2_NYISO_J-K | NYISO_G-I | NYISO_J-K | Internal | Summer | B6 | 300 | 6130 | 5364.31 | 53.69 | 53.7 | 0.01 | 0
2025 | NYISO_G-I_2_NYISO_J-K | NYISO_G-I | NYISO_J-K | Internal | Summer | B7 | 400 | 6130 | 4801.06 | 40.7 | 40.71 | 0.01 | 0
2025 | NYISO_G-I_2_NYISO_J-K | NYISO_G-I | NYISO_J-K | Internal | Summer | B8 | 500 | 6130 | 5067.57 | 40.39 | 40.4 | 0.01 | 0
2025 | NYISO_G-I_2_NYISO_J-K | NYISO_G-I | NYISO_J-K | Internal | Summer | B9 | 800 | 6130 | 5123.98 | 39.42 | 39.43 | 0.01 | 0
2025 | NYISO_G-I_2_NYISO_J-K | NYISO_G-I | NYISO_J-K | Internal | Summer | B10 | 1262 | 6130 | 3412.6 | 39.42 | 39.43 | 0.01 | 0
2025 | NYISO_G-I_2_NYISO_J-K | NYISO_G-I | NYISO_J-K | Internal | Winter | B16 | 25 | 6130 | 5525.37 | 55.55 | 55.56 | 0.01 | 0
2025 | NYISO_G-I_2_NYISO_J-K | NYISO_G-I | NYISO_J-K | Internal | Winter | B17 | 100 | 6130 | 5645.56 | 55.55 | 55.56 | 0.01 | 0
2025 | NYISO_G-I_2_NYISO_J-K | NYISO_G-I | NYISO_J-K | Internal | Winter | B18 | 400 | 6130 | 5691.75 | 52.21 | 52.22 | 0.01 | 0
2025 | NYISO_G-I_2_NYISO_J-K | NYISO_G-I | NYISO_J-K | Internal | Winter | B19 | 700 | 6130 | 6130 | 51.52 | 52.22 | 0.01 | 0.69
2025 | NYISO_G-I_2_NYISO_J-K | NYISO_G-I | NYISO_J-K | Internal | Winter | B20 | 935 | 6130 | 5076.57 | 49.17 | 49.18 | 0.01 | 0
2025 | NYISO_G-I_2_PJM_E | NYISO_G-I | PJM_E | Internal | Shoulder | B11 | 25 | 1500 | 845.12 | 44.99 | 52.99 | 8 | 0
2025 | NYISO_G-I_2_PJM_E | NYISO_G-I | PJM_E | Internal | Shoulder | B12 | 200 | 1500 | 0 | 43.72 | 46.8 | 8 | 0
2025 | NYISO_G-I_2_PJM_E | NYISO_G-I | PJM_E | Internal | Shoulder | B13 | 600 | 1500 | 0 | 42.15 | 43.97 | 8 | 0
2025 | NYISO_G-I_2_PJM_E | NYISO_G-I | PJM_E | Internal | Shoulder | B14 | 900 | 1500 | 0 | 41.15 | 43.86 | 8 | 0
2025 | NYISO_G-I_2_PJM_E | NYISO_G-I | PJM_E | Internal | Shoulder | B15 | 1203 | 1500 | 0 | 41.12 | 40.37 | 8 | 0
2025 | NYISO_G-I_2_PJM_E | NYISO_G-I | PJM_E | Internal | Summer | B1 | 10 | 1500 | 0 | 85.15 | 73.51 | 8 | 0
2025 | NYISO_G-I_2_PJM_E | NYISO_G-I | PJM_E | Internal | Summer | B2 | 25 | 1500 | 0 | 78.92 | 72.92 | 8 | 0
2025 | NYISO_G-I_2_PJM_E | NYISO_G-I | PJM_E | Internal | Summer | B3 | 75 | 1500 | 923.65 | 60.4 | 68.4 | 8 | 0
2025 | NYISO_G-I_2_PJM_E | NYISO_G-I | PJM_E | Internal | Summer | B4 | 100 | 1500 | 1500 | 57.47 | 68.4 | 8 | 2.94
2025 | NYISO_G-I_2_PJM_E | NYISO_G-I | PJM_E | Internal | Summer | B5 | 200 | 1500 | 0 | 53.69 | 59.89 | 8 | 0
2025 | NYISO_G-I_2_PJM_E | NYISO_G-I | PJM_E | Internal | Summer | B6 | 300 | 1500 | 0 | 53.69 | 49.16 | 8 | 0
2025 | NYISO_G-I_2_PJM_E | NYISO_G-I | PJM_E | Internal | Summer | B7 | 400 | 1500 | 0 | 40.7 | 42.35 | 8 | 0
2025 | NYISO_G-I_2_PJM_E | NYISO_G-I | PJM_E | Internal | Summer | B8 | 500 | 1500 | 0 | 40.39 | 41.43 | 8 | 0
2025 | NYISO_G-I_2_PJM_E | NYISO_G-I | PJM_E | Internal | Summer | B9 | 800 | 1500 | 0 | 39.42 | 39.16 | 8 | 0
2025 | NYISO_G-I_2_PJM_E | NYISO_G-I | PJM_E | Internal | Summer | B10 | 1262 | 1500 | 0 | 39.42 | 36.97 | 8 | 0
2025 | NYISO_G-I_2_PJM_E | NYISO_G-I | PJM_E | Internal | Winter | B16 | 25 | 1500 | 0 | 55.55 | 52.88 | 8 | 0
2025 | NYISO_G-I_2_PJM_E | NYISO_G-I | PJM_E | Internal | Winter | B17 | 100 | 1500 | 0 | 55.55 | 50.74 | 8 | 0
2025 | NYISO_G-I_2_PJM_E | NYISO_G-I | PJM_E | Internal | Winter | B18 | 400 | 1500 | 0 | 52.21 | 47.63 | 8 | 0
2025 | NYISO_G-I_2_PJM_E | NYISO_G-I | PJM_E | Internal | Winter | B19 | 700 | 1500 | 0 | 51.52 | 45.52 | 8 | 0
2025 | NYISO_G-I_2_PJM_E | NYISO_G-I | PJM_E | Internal | Winter | B20 | 935 | 1500 | 0 | 49.17 | 37.44 | 8 | 0
2025 | NYISO_J-K_2_NEISO | NYISO_J-K | NEISO | Internal | Shoulder | B11 | 25 | 0.01 | 0 | 45 | 40.76 | 3 | 0.55
2025 | NYISO_J-K_2_NEISO | NYISO_J-K | NEISO | Internal | Shoulder | B12 | 200 | 0.01 | 0 | 43.73 | 40.72 | 3 | 0.09
2025 | NYISO_J-K_2_NEISO | NYISO_J-K | NEISO | Internal | Shoulder | B13 | 600 | 0.01 | 0 | 42.16 | 38.16 | 3 | 0.03
2025 | NYISO_J-K_2_NEISO | NYISO_J-K | NEISO | Internal | Shoulder | B14 | 900 | 0.01 | 0 | 41.16 | 38.16 | 3 | 0.02
2025 | NYISO_J-K_2_NEISO | NYISO_J-K | NEISO | Internal | Shoulder | B15 | 1203 | 0.01 | 0 | 41.13 | 38.16 | 3 | 0.01
2025 | NYISO_J-K_2_NEISO | NYISO_J-K | NEISO | Internal | Summer | B1 | 10 | 0.01 | 0 | 85.17 | 62.94 | 3 | 1.36
2025 | NYISO_J-K_2_NEISO | NYISO_J-K | NEISO | Internal | Summer | B2 | 25 | 0.01 | 0 | 78.93 | 58.84 | 3 | 0.56
2025 | NYISO_J-K_2_NEISO | NYISO_J-K | NEISO | Internal | Summer | B3 | 75 | 0.01 | 0 | 60.42 | 52.64 | 3 | 0.22
2025 | NYISO_J-K_2_NEISO | NYISO_J-K | NEISO | Internal | Summer | B4 | 100 | 0.01 | 0 | 57.48 | 42.78 | 3 | 0.16
2025 | NYISO_J-K_2_NEISO | NYISO_J-K | NEISO | Internal | Summer | B5 | 200 | 0.01 | 0 | 53.7 | 37.7 | 3 | 0.08
2025 | NYISO_J-K_2_NEISO | NYISO_J-K | NEISO | Internal | Summer | B6 | 300 | 0.01 | 0 | 53.7 | 37.7 | 3 | 0.05
2025 | NYISO_J-K_2_NEISO | NYISO_J-K | NEISO | Internal | Summer | B7 | 400 | 0.01 | 0 | 40.71 | 37.7 | 3 | 0.04
2025 | NYISO_J-K_2_NEISO | NYISO_J-K | NEISO | Internal | Summer | B8 | 500 | 0.01 | 0 | 40.4 | 37.7 | 3 | 0.04
2025 | NYISO_J-K_2_NEISO | NYISO_J-K | NEISO | Internal | Summer | B9 | 800 | 0.01 | 0 | 39.43 | 37.7 | 3 | 0.02
2025 | NYISO_J-K_2_NEISO | NYISO_J-K | NEISO | Internal | Summer | B10 | 1262 | 0.01 | 0 | 39.43 | 37.7 | 3 | 0.01
2025 | NYISO_J-K_2_NEISO | NYISO_J-K | NEISO | Internal | Winter | B16 | 25 | 0.01 | 0 | 55.56 | 50.21 | 3 | 0.55
2025 | NYISO_J-K_2_NEISO | NYISO_J-K | NEISO | Internal | Winter | B17 | 100 | 0.01 | 0 | 55.56 | 47.03 | 3 | 0.16
2025 | NYISO_J-K_2_NEISO | NYISO_J-K | NEISO | Internal | Winter | B18 | 400 | 0.01 | 0 | 52.22 | 46.18 | 3 | 0.04
2025 | NYISO_J-K_2_NEISO | NYISO_J-K | NEISO | Internal | Winter | B19 | 700 | 0.01 | 0 | 52.22 | 46.18 | 3 | 0.02
2025 | NYISO_J-K_2_NEISO | NYISO_J-K | NEISO | Internal | Winter | B20 | 935 | 0.01 | 0 | 49.18 | 46.18 | 3 | 0.02
2025 | NYISO_J-K_2_NYISO_G-I | NYISO_J-K | NYISO_G-I | Internal | Shoulder | B11 | 25 | 1999 | 0.28 | 45 | 44.99 | 0.01 | 0
2025 | NYISO_J-K_2_NYISO_G-I | NYISO_J-K | NYISO_G-I | Internal | Shoulder | B12 | 200 | 1999 | 0.04 | 43.73 | 43.72 | 0.01 | 0
2025 | NYISO_J-K_2_NYISO_G-I | NYISO_J-K | NYISO_G-I | Internal | Shoulder | B13 | 600 | 1999 | 0.01 | 42.16 | 42.15 | 0.01 | 0
2025 | NYISO_J-K_2_NYISO_G-I | NYISO_J-K | NYISO_G-I | Internal | Shoulder | B14 | 900 | 1999 | 0 | 41.16 | 41.15 | 0.01 | 0
2025 | NYISO_J-K_2_NYISO_G-I | NYISO_J-K | NYISO_G-I | Internal | Shoulder | B15 | 1203 | 1999 | 0 | 41.13 | 41.12 | 0.01 | 0
2025 | NYISO_J-K_2_NYISO_G-I | NYISO_J-K | NYISO_G-I | Internal | Summer | B1 | 10 | 1999 | 0.67 | 85.17 | 85.15 | 0.01 | 0
2025 | NYISO_J-K_2_NYISO_G-I | NYISO_J-K | NYISO_G-I | Internal | Summer | B2 | 25 | 1999 | 0.28 | 78.93 | 78.92 | 0.01 | 0
2025 | NYISO_J-K_2_NYISO_G-I | NYISO_J-K | NYISO_G-I | Internal | Summer | B3 | 75 | 1999 | 0.1 | 60.42 | 60.4 | 0.01 | 0
2025 | NYISO_J-K_2_NYISO_G-I | NYISO_J-K | NYISO_G-I | Internal | Summer | B4 | 100 | 1999 | 0.07 | 57.48 | 57.47 | 0.01 | 0
2025 | NYISO_J-K_2_NYISO_G-I | NYISO_J-K | NYISO_G-I | Internal | Summer | B5 | 200 | 1999 | 0.04 | 53.7 | 53.69 | 0.01 | 0
2025 | NYISO_J-K_2_NYISO_G-I | NYISO_J-K | NYISO_G-I | Internal | Summer | B6 | 300 | 1999 | 0.02 | 53.7 | 53.69 | 0.01 | 0
2025 | NYISO_J-K_2_NYISO_G-I | NYISO_J-K | NYISO_G-I | Internal | Summer | B7 | 400 | 1999 | 0.02 | 40.71 | 40.7 | 0.01 | 0
2025 | NYISO_J-K_2_NYISO_G-I | NYISO_J-K | NYISO_G-I | Internal | Summer | B8 | 500 | 1999 | 0.01 | 40.4 | 40.39 | 0.01 | 0
2025 | NYISO_J-K_2_NYISO_G-I | NYISO_J-K | NYISO_G-I | Internal | Summer | B9 | 800 | 1999 | 0 | 39.43 | 39.42 | 0.01 | 0
2025 | NYISO_J-K_2_NYISO_G-I | NYISO_J-K | NYISO_G-I | Internal | Summer | B10 | 1262 | 1999 | 0 | 39.43 | 39.42 | 0.01 | 0
2025 | NYISO_J-K_2_NYISO_G-I | NYISO_J-K | NYISO_G-I | Internal | Winter | B16 | 25 | 1999 | 0.27 | 55.56 | 55.55 | 0.01 | 0
2025 | NYISO_J-K_2_NYISO_G-I | NYISO_J-K | NYISO_G-I | Internal | Winter | B17 | 100 | 1999 | 0.07 | 55.56 | 55.55 | 0.01 | 0
2025 | NYISO_J-K_2_NYISO_G-I | NYISO_J-K | NYISO_G-I | Internal | Winter | B18 | 400 | 1999 | 0.02 | 52.22 | 52.21 | 0.01 | 0
2025 | NYISO_J-K_2_NYISO_G-I | NYISO_J-K | NYISO_G-I | Internal | Winter | B19 | 700 | 1999 | 0 | 52.22 | 51.52 | 0.01 | 0
2025 | NYISO_J-K_2_NYISO_G-I | NYISO_J-K | NYISO_G-I | Internal | Winter | B20 | 935 | 1999 | 0 | 49.18 | 49.17 | 0.01 | 0
2025 | NYISO_J-K_2_PJM_E | NYISO_J-K | PJM_E | Internal | Shoulder | B11 | 25 | 0.01 | 0 | 45 | 52.99 | 8 | 1.08
2025 | NYISO_J-K_2_PJM_E | NYISO_J-K | PJM_E | Internal | Shoulder | B12 | 200 | 0.01 | 0 | 43.73 | 46.8 | 8 | 0.09
2025 | NYISO_J-K_2_PJM_E | NYISO_J-K | PJM_E | Internal | Shoulder | B13 | 600 | 0.01 | 0 | 42.16 | 43.97 | 8 | 0.03
2025 | NYISO_J-K_2_PJM_E | NYISO_J-K | PJM_E | Internal | Shoulder | B14 | 900 | 0.01 | 0 | 41.16 | 43.86 | 8 | 0.02
2025 | NYISO_J-K_2_PJM_E | NYISO_J-K | PJM_E | Internal | Shoulder | B15 | 1203 | 0.01 | 0 | 41.13 | 40.37 | 8 | 0.01
2025 | NYISO_J-K_2_PJM_E | NYISO_J-K | PJM_E | Internal | Summer | B1 | 10 | 0.01 | 0 | 85.17 | 73.51 | 8 | 1.41
2025 | NYISO_J-K_2_PJM_E | NYISO_J-K | PJM_E | Internal | Summer | B2 | 25 | 0.01 | 0 | 78.93 | 72.92 | 8 | 0.56
2025 | NYISO_J-K_2_PJM_E | NYISO_J-K | PJM_E | Internal | Summer | B3 | 75 | 0.01 | 0 | 60.42 | 68.4 | 8 | 0.37
2025 | NYISO_J-K_2_PJM_E | NYISO_J-K | PJM_E | Internal | Summer | B4 | 100 | 0.01 | 0 | 57.48 | 68.4 | 8 | 3.1
2025 | NYISO_J-K_2_PJM_E | NYISO_J-K | PJM_E | Internal | Summer | B5 | 200 | 0.01 | 0 | 53.7 | 59.89 | 8 | 0.09
2025 | NYISO_J-K_2_PJM_E | NYISO_J-K | PJM_E | Internal | Summer | B6 | 300 | 0.01 | 0 | 53.7 | 49.16 | 8 | 0.06
2025 | NYISO_J-K_2_PJM_E | NYISO_J-K | PJM_E | Internal | Summer | B7 | 400 | 0.01 | 0 | 40.71 | 42.35 | 8 | 0.04
2025 | NYISO_J-K_2_PJM_E | NYISO_J-K | PJM_E | Internal | Summer | B8 | 500 | 0.01 | 0 | 40.4 | 41.43 | 8 | 0.04
2025 | NYISO_J-K_2_PJM_E | NYISO_J-K | PJM_E | Internal | Summer | B9 | 800 | 0.01 | 0 | 39.43 | 39.16 | 8 | 0.02
2025 | NYISO_J-K_2_PJM_E | NYISO_J-K | PJM_E | Internal | Summer | B10 | 1262 | 0.01 | 0 | 39.43 | 36.97 | 8 | 0.01
2025 | NYISO_J-K_2_PJM_E | NYISO_J-K | PJM_E | Internal | Winter | B16 | 25 | 0.01 | 0 | 55.56 | 52.88 | 8 | 0.55
2025 | NYISO_J-K_2_PJM_E | NYISO_J-K | PJM_E | Internal | Winter | B17 | 100 | 0.01 | 0 | 55.56 | 50.74 | 8 | 0.16
2025 | NYISO_J-K_2_PJM_E | NYISO_J-K | PJM_E | Internal | Winter | B18 | 400 | 0.01 | 0 | 52.22 | 47.63 | 8 | 0.04
2025 | NYISO_J-K_2_PJM_E | NYISO_J-K | PJM_E | Internal | Winter | B19 | 700 | 0.01 | 0 | 52.22 | 45.52 | 8 | 0.02
2025 | NYISO_J-K_2_PJM_E | NYISO_J-K | PJM_E | Internal | Winter | B20 | 935 | 0.01 | 0 | 49.18 | 37.44 | 8 | 0.02
2025 | PJM_E_2_NYISO_G-I | PJM_E | NYISO_G-I | Internal | Shoulder | B11 | 25 | 500 | 0 | 52.99 | 44.99 | 6 | 0
2025 | PJM_E_2_NYISO_G-I | PJM_E | NYISO_G-I | Internal | Shoulder | B12 | 200 | 500 | 0 | 46.8 | 43.72 | 6 | 0
2025 | PJM_E_2_NYISO_G-I | PJM_E | NYISO_G-I | Internal | Shoulder | B13 | 600 | 500 | 0 | 43.97 | 42.15 | 6 | 0
2025 | PJM_E_2_NYISO_G-I | PJM_E | NYISO_G-I | Internal | Shoulder | B14 | 900 | 500 | 0 | 43.86 | 41.15 | 6 | 0
2025 | PJM_E_2_NYISO_G-I | PJM_E | NYISO_G-I | Internal | Shoulder | B15 | 1203 | 500 | 0 | 40.37 | 41.12 | 6 | 0
2025 | PJM_E_2_NYISO_G-I | PJM_E | NYISO_G-I | Internal | Summer | B1 | 10 | 500 | 500 | 73.51 | 85.15 | 6 | 5.64
2025 | PJM_E_2_NYISO_G-I | PJM_E | NYISO_G-I | Internal | Summer | B2 | 25 | 500 | 432.68 | 72.92 | 78.92 | 6 | 0
2025 | PJM_E_2_NYISO_G-I | PJM_E | NYISO_G-I | Internal | Summer | B3 | 75 | 500 | 0 | 68.4 | 60.4 | 6 | 0
2025 | PJM_E_2_NYISO_G-I | PJM_E | NYISO_G-I | Internal | Summer | B4 | 100 | 500 | 0 | 68.4 | 57.47 | 6 | 0
2025 | PJM_E_2_NYISO_G-I | PJM_E | NYISO_G-I | Internal | Summer | B5 | 200 | 500 | 0 | 59.89 | 53.69 | 6 | 0
2025 | PJM_E_2_NYISO_G-I | PJM_E | NYISO_G-I | Internal | Summer | B6 | 300 | 500 | 0 | 49.16 | 53.69 | 6 | 0
2025 | PJM_E_2_NYISO_G-I | PJM_E | NYISO_G-I | Internal | Summer | B7 | 400 | 500 | 0 | 42.35 | 40.7 | 6 | 0
2025 | PJM_E_2_NYISO_G-I | PJM_E | NYISO_G-I | Internal | Summer | B8 | 500 | 500 | 0 | 41.43 | 40.39 | 6 | 0
2025 | PJM_E_2_NYISO_G-I | PJM_E | NYISO_G-I | Internal | Summer | B9 | 800 | 500 | 0 | 39.16 | 39.42 | 6 | 0
2025 | PJM_E_2_NYISO_G-I | PJM_E | NYISO_G-I | Internal | Summer | B10 | 1262 | 500 | 0 | 36.97 | 39.42 | 6 | 0
2025 | PJM_E_2_NYISO_G-I | PJM_E | NYISO_G-I | Internal | Winter | B16 | 25 | 500 | 0 | 52.88 | 55.55 | 6 | 0
2025 | PJM_E_2_NYISO_G-I | PJM_E | NYISO_G-I | Internal | Winter | B17 | 100 | 500 | 0 | 50.74 | 55.55 | 6 | 0
2025 | PJM_E_2_NYISO_G-I | PJM_E | NYISO_G-I | Internal | Winter | B18 | 400 | 500 | 0 | 47.63 | 52.21 | 6 | 0
2025 | PJM_E_2_NYISO_G-I | PJM_E | NYISO_G-I | Internal | Winter | B19 | 700 | 500 | 275.38 | 45.52 | 51.52 | 6 | 0
2025 | PJM_E_2_NYISO_G-I | PJM_E | NYISO_G-I | Internal | Winter | B20 | 935 | 500 | 500 | 37.44 | 49.17 | 6 | 5.73
2025 | PJM_E_2_NYISO_J-K | PJM_E | NYISO_J-K | Internal | Shoulder | B11 | 25 | 330 | 0 | 52.99 | 45 | 6 | 0
2025 | PJM_E_2_NYISO_J-K | PJM_E | NYISO_J-K | Internal | Shoulder | B12 | 200 | 330 | 0 | 46.8 | 43.73 | 6 | 0
2025 | PJM_E_2_NYISO_J-K | PJM_E | NYISO_J-K | Internal | Shoulder | B13 | 600 | 330 | 0 | 43.97 | 42.16 | 6 | 0
2025 | PJM_E_2_NYISO_J-K | PJM_E | NYISO_J-K | Internal | Shoulder | B14 | 900 | 330 | 0 | 43.86 | 41.16 | 6 | 0
2025 | PJM_E_2_NYISO_J-K | PJM_E | NYISO_J-K | Internal | Shoulder | B15 | 1203 | 330 | 0 | 40.37 | 41.13 | 6 | 0
2025 | PJM_E_2_NYISO_J-K | PJM_E | NYISO_J-K | Internal | Summer | B1 | 10 | 330 | 330 | 73.51 | 85.17 | 6 | 5.65
2025 | PJM_E_2_NYISO_J-K | PJM_E | NYISO_J-K | Internal | Summer | B2 | 25 | 330 | 329.53 | 72.92 | 78.93 | 6 | 0.01
2025 | PJM_E_2_NYISO_J-K | PJM_E | NYISO_J-K | Internal | Summer | B3 | 75 | 330 | 0 | 68.4 | 60.42 | 6 | 0
2025 | PJM_E_2_NYISO_J-K | PJM_E | NYISO_J-K | Internal | Summer | B4 | 100 | 330 | 0 | 68.4 | 57.48 | 6 | 0
2025 | PJM_E_2_NYISO_J-K | PJM_E | NYISO_J-K | Internal | Summer | B5 | 200 | 330 | 0 | 59.89 | 53.7 | 6 | 0
2025 | PJM_E_2_NYISO_J-K | PJM_E | NYISO_J-K | Internal | Summer | B6 | 300 | 330 | 0 | 49.16 | 53.7 | 6 | 0
2025 | PJM_E_2_NYISO_J-K | PJM_E | NYISO_J-K | Internal | Summer | B7 | 400 | 330 | 0 | 42.35 | 40.71 | 6 | 0
2025 | PJM_E_2_NYISO_J-K | PJM_E | NYISO_J-K | Internal | Summer | B8 | 500 | 330 | 0 | 41.43 | 40.4 | 6 | 0
2025 | PJM_E_2_NYISO_J-K | PJM_E | NYISO_J-K | Internal | Summer | B9 | 800 | 330 | 0 | 39.16 | 39.43 | 6 | 0
2025 | PJM_E_2_NYISO_J-K | PJM_E | NYISO_J-K | Internal | Summer | B10 | 1262 | 330 | 0 | 36.97 | 39.43 | 6 | 0
2025 | PJM_E_2_NYISO_J-K | PJM_E | NYISO_J-K | Internal | Winter | B16 | 25 | 330 | 0 | 52.88 | 55.56 | 6 | 0
2025 | PJM_E_2_NYISO_J-K | PJM_E | NYISO_J-K | Internal | Winter | B17 | 100 | 330 | 0 | 50.74 | 55.56 | 6 | 0
2025 | PJM_E_2_NYISO_J-K | PJM_E | NYISO_J-K | Internal | Winter | B18 | 400 | 330 | 0 | 47.63 | 52.22 | 6 | 0
2025 | PJM_E_2_NYISO_J-K | PJM_E | NYISO_J-K | Internal | Winter | B19 | 700 | 330 | 330 | 45.52 | 52.22 | 6 | 0.7
2025 | PJM_E_2_NYISO_J-K | PJM_E | NYISO_J-K | Internal | Winter | B20 | 935 | 330 | 330 | 37.44 | 49.18 | 6 | 5.74
2025 | PJM_E_2_PJM_ROM | PJM_E | PJM_ROM | Internal | Shoulder | B11 | 25 | 8000 | 5631.01 | 52.99 | 53 | 0.01 | 0
2025 | PJM_E_2_PJM_ROM | PJM_E | PJM_ROM | Internal | Shoulder | B12 | 200 | 8000 | 3161.72 | 46.8 | 46.82 | 0.01 | 0
2025 | PJM_E_2_PJM_ROM | PJM_E | PJM_ROM | Internal | Shoulder | B13 | 600 | 8000 | 2189.9 | 43.97 | 43.98 | 0.01 | 0
2025 | PJM_E_2_PJM_ROM | PJM_E | PJM_ROM | Internal | Shoulder | B14 | 900 | 8000 | 0 | 43.86 | 43.85 | 0.01 | 0
2025 | PJM_E_2_PJM_ROM | PJM_E | PJM_ROM | Internal | Shoulder | B15 | 1203 | 8000 | 0 | 40.37 | 40.36 | 0.01 | 0
2025 | PJM_E_2_PJM_ROM | PJM_E | PJM_ROM | Internal | Summer | B1 | 10 | 8000 | 0.71 | 73.51 | 73.5 | 0.01 | 0
2025 | PJM_E_2_PJM_ROM | PJM_E | PJM_ROM | Internal | Summer | B2 | 25 | 8000 | 0.29 | 72.92 | 72.91 | 0.01 | 0
2025 | PJM_E_2_PJM_ROM | PJM_E | PJM_ROM | Internal | Summer | B3 | 75 | 8000 | 1435.23 | 68.4 | 68.42 | 0.01 | 0
2025 | PJM_E_2_PJM_ROM | PJM_E | PJM_ROM | Internal | Summer | B4 | 100 | 8000 | 3750.47 | 68.4 | 68.42 | 0.01 | 0
2025 | PJM_E_2_PJM_ROM | PJM_E | PJM_ROM | Internal | Summer | B5 | 200 | 8000 | 888.76 | 59.89 | 59.9 | 0.01 | 0
2025 | PJM_E_2_PJM_ROM | PJM_E | PJM_ROM | Internal | Summer | B6 | 300 | 8000 | 1639.08 | 49.16 | 49.17 | 0.01 | 0
2025 | PJM_E_2_PJM_ROM | PJM_E | PJM_ROM | Internal | Summer | B7 | 400 | 8000 | 0.29 | 42.35 | 42.36 | 0.01 | 0
2025 | PJM_E_2_PJM_ROM | PJM_E | PJM_ROM | Internal | Summer | B8 | 500 | 8000 | 0.02 | 41.43 | 41.42 | 0.01 | 0
2025 | PJM_E_2_PJM_ROM | PJM_E | PJM_ROM | Internal | Summer | B9 | 800 | 8000 | 0 | 39.16 | 39.14 | 0.01 | 0
2025 | PJM_E_2_PJM_ROM | PJM_E | PJM_ROM | Internal | Summer | B10 | 1262 | 8000 | 0 | 36.97 | 36.96 | 0.01 | 0
2025 | PJM_E_2_PJM_ROM | PJM_E | PJM_ROM | Internal | Winter | B16 | 25 | 8000 | 0.32 | 52.88 | 52.87 | 0.01 | 0
2025 | PJM_E_2_PJM_ROM | PJM_E | PJM_ROM | Internal | Winter | B17 | 100 | 8000 | 80.33 | 50.74 | 50.75 | 0.01 | 0
2025 | PJM_E_2_PJM_ROM | PJM_E | PJM_ROM | Internal | Winter | B18 | 400 | 8000 | 0.02 | 47.63 | 47.61 | 0.01 | 0
2025 | PJM_E_2_PJM_ROM | PJM_E | PJM_ROM | Internal | Winter | B19 | 700 | 8000 | 0.01 | 45.52 | 45.51 | 0.01 | 0
2025 | PJM_E_2_PJM_ROM | PJM_E | PJM_ROM | Internal | Winter | B20 | 935 | 8000 | 0 | 37.44 | 37.43 | 0.01 | 0
2025 | PJM_ROR_2_MISO_IN | PJM_ROR | MISO_IN | Internal | Shoulder | B11 | 25 | 909 | 101.99 | 53.01 | 55.01 | 2 | 0
2025 | PJM_ROR_2_MISO_IN | PJM_ROR | MISO_IN | Internal | Shoulder | B12 | 200 | 909 | 0 | 46.83 | 46.81 | 2 | 0
2025 | PJM_ROR_2_MISO_IN | PJM_ROR | MISO_IN | Internal | Shoulder | B13 | 600 | 909 | 0 | 43.99 | 44.21 | 2 | 0
2025 | PJM_ROR_2_MISO_IN | PJM_ROR | MISO_IN | Internal | Shoulder | B14 | 900 | 909 | 0 | 43.84 | 42.64 | 2 | 0
2025 | PJM_ROR_2_MISO_IN | PJM_ROR | MISO_IN | Internal | Shoulder | B15 | 1203 | 909 | 0 | 40.35 | 38.68 | 2 | 0
2025 | PJM_ROR_2_MISO_IN | PJM_ROR | MISO_IN | Internal | Summer | B1 | 10 | 909 | 0 | 73.49 | 71.49 | 2 | 0
2025 | PJM_ROR_2_MISO_IN | PJM_ROR | MISO_IN | Internal | Summer | B2 | 25 | 909 | 0 | 72.9 | 70.91 | 2 | 0
2025 | PJM_ROR_2_MISO_IN | PJM_ROR | MISO_IN | Internal | Summer | B3 | 75 | 909 | 0 | 68.43 | 68.89 | 2 | 0
2025 | PJM_ROR_2_MISO_IN | PJM_ROR | MISO_IN | Internal | Summer | B4 | 100 | 909 | 0 | 68.43 | 67.82 | 2 | 0
2025 | PJM_ROR_2_MISO_IN | PJM_ROR | MISO_IN | Internal | Summer | B5 | 200 | 909 | 0 | 59.92 | 60.33 | 2 | 0
2025 | PJM_ROR_2_MISO_IN | PJM_ROR | MISO_IN | Internal | Summer | B6 | 300 | 909 | 0 | 49.18 | 48.75 | 2 | 0
2025 | PJM_ROR_2_MISO_IN | PJM_ROR | MISO_IN | Internal | Summer | B7 | 400 | 909 | 0 | 42.37 | 42.15 | 2 | 0
2025 | PJM_ROR_2_MISO_IN | PJM_ROR | MISO_IN | Internal | Summer | B8 | 500 | 909 | 0 | 41.41 | 40.52 | 2 | 0
2025 | PJM_ROR_2_MISO_IN | PJM_ROR | MISO_IN | Internal | Summer | B9 | 800 | 909 | 0 | 39.13 | 38.68 | 2 | 0
2025 | PJM_ROR_2_MISO_IN | PJM_ROR | MISO_IN | Internal | Summer | B10 | 1262 | 909 | 0 | 36.95 | 34.98 | 2 | 0
2025 | PJM_ROR_2_MISO_IN | PJM_ROR | MISO_IN | Internal | Winter | B16 | 25 | 909 | 0 | 52.88 | 53.72 | 2 | 0
2025 | PJM_ROR_2_MISO_IN | PJM_ROR | MISO_IN | Internal | Winter | B17 | 100 | 909 | 0 | 50.74 | 49.46 | 2 | 0
2025 | PJM_ROR_2_MISO_IN | PJM_ROR | MISO_IN | Internal | Winter | B18 | 400 | 909 | 0 | 47.6 | 46.59 | 2 | 0
2025 | PJM_ROR_2_MISO_IN | PJM_ROR | MISO_IN | Internal | Winter | B19 | 700 | 909 | 0 | 45.5 | 43.68 | 2 | 0
2025 | PJM_ROR_2_MISO_IN | PJM_ROR | MISO_IN | Internal | Winter | B20 | 935 | 909 | 0 | 37.42 | 37.04 | 2 | 0
2025 | PJM_ROR_2_MISO_MI | PJM_ROR | MISO_MI | Internal | Shoulder | B11 | 25 | 1305 | 0 | 53.01 | 53.97 | 2 | 0
2025 | PJM_ROR_2_MISO_MI | PJM_ROR | MISO_MI | Internal | Shoulder | B12 | 200 | 1305 | 0 | 46.83 | 46.83 | 2 | 0
2025 | PJM_ROR_2_MISO_MI | PJM_ROR | MISO_MI | Internal | Shoulder | B13 | 600 | 1305 | 0 | 43.99 | 44.22 | 2 | 0
2025 | PJM_ROR_2_MISO_MI | PJM_ROR | MISO_MI | Internal | Shoulder | B14 | 900 | 1305 | 0 | 43.84 | 42.65 | 2 | 0
2025 | PJM_ROR_2_MISO_MI | PJM_ROR | MISO_MI | Internal | Shoulder | B15 | 1203 | 1305 | 0 | 40.35 | 38.7 | 2 | 0
2025 | PJM_ROR_2_MISO_MI | PJM_ROR | MISO_MI | Internal | Summer | B1 | 10 | 1305 | 0 | 73.49 | 71.48 | 2 | 0
2025 | PJM_ROR_2_MISO_MI | PJM_ROR | MISO_MI | Internal | Summer | B2 | 25 | 1305 | 0 | 72.9 | 70.9 | 2 | 0
2025 | PJM_ROR_2_MISO_MI | PJM_ROR | MISO_MI | Internal | Summer | B3 | 75 | 1305 | 0 | 68.43 | 68.88 | 2 | 0
2025 | PJM_ROR_2_MISO_MI | PJM_ROR | MISO_MI | Internal | Summer | B4 | 100 | 1305 | 0 | 68.43 | 66.43 | 2 | 0
2025 | PJM_ROR_2_MISO_MI | PJM_ROR | MISO_MI | Internal | Summer | B5 | 200 | 1305 | 0 | 59.92 | 60.32 | 2 | 0
2025 | PJM_ROR_2_MISO_MI | PJM_ROR | MISO_MI | Internal | Summer | B6 | 300 | 1305 | 0 | 49.18 | 48.76 | 2 | 0
2025 | PJM_ROR_2_MISO_MI | PJM_ROR | MISO_MI | Internal | Summer | B7 | 400 | 1305 | 0 | 42.37 | 42.16 | 2 | 0
2025 | PJM_ROR_2_MISO_MI | PJM_ROR | MISO_MI | Internal | Summer | B8 | 500 | 1305 | 0 | 41.41 | 40.53 | 2 | 0
2025 | PJM_ROR_2_MISO_MI | PJM_ROR | MISO_MI | Internal | Summer | B9 | 800 | 1305 | 0 | 39.13 | 38.7 | 2 | 0
2025 | PJM_ROR_2_MISO_MI | PJM_ROR | MISO_MI | Internal | Summer | B10 | 1262 | 1305 | 0 | 36.95 | 34.99 | 2 | 0
2025 | PJM_ROR_2_MISO_MI | PJM_ROR | MISO_MI | Internal | Winter | B16 | 25 | 1305 | 0 | 52.88 | 53.71 | 2 | 0
2025 | PJM_ROR_2_MISO_MI | PJM_ROR | MISO_MI | Internal | Winter | B17 | 100 | 1305 | 0 | 50.74 | 49.47 | 2 | 0
2025 | PJM_ROR_2_MISO_MI | PJM_ROR | MISO_MI | Internal | Winter | B18 | 400 | 1305 | 0 | 47.6 | 46.6 | 2 | 0
2025 | PJM_ROR_2_MISO_MI | PJM_ROR | MISO_MI | Internal | Winter | B19 | 700 | 1305 | 0 | 45.5 | 43.69 | 2 | 0
2025 | PJM_ROR_2_MISO_MI | PJM_ROR | MISO_MI | Internal | Winter | B20 | 935 | 1305 | 0 | 37.42 | 37.03 | 2 | 0
2025 | PJM_ROR_2_MISO_MO-IL | PJM_ROR | MISO_MO-IL | Internal | Shoulder | B11 | 25 | 1111 | 547.59 | 53.01 | 55.01 | 2 | 0
2025 | PJM_ROR_2_MISO_MO-IL | PJM_ROR | MISO_MO-IL | Internal | Shoulder | B12 | 200 | 1111 | 0 | 46.83 | 46.11 | 2 | 0
2025 | PJM_ROR_2_MISO_MO-IL | PJM_ROR | MISO_MO-IL | Internal | Shoulder | B13 | 600 | 1111 | 0 | 43.99 | 44.16 | 2 | 0
2025 | PJM_ROR_2_MISO_MO-IL | PJM_ROR | MISO_MO-IL | Internal | Shoulder | B14 | 900 | 1111 | 0 | 43.84 | 42.63 | 2 | 0
2025 | PJM_ROR_2_MISO_MO-IL | PJM_ROR | MISO_MO-IL | Internal | Shoulder | B15 | 1203 | 1111 | 0 | 40.35 | 38.67 | 2 | 0
2025 | PJM_ROR_2_MISO_MO-IL | PJM_ROR | MISO_MO-IL | Internal | Summer | B1 | 10 | 1111 | 0 | 73.49 | 71.49 | 2 | 0
2025 | PJM_ROR_2_MISO_MO-IL | PJM_ROR | MISO_MO-IL | Internal | Summer | B2 | 25 | 1111 | 0 | 72.9 | 70.9 | 2 | 0
2025 | PJM_ROR_2_MISO_MO-IL | PJM_ROR | MISO_MO-IL | Internal | Summer | B3 | 75 | 1111 | 0 | 68.43 | 68.9 | 2 | 0
2025 | PJM_ROR_2_MISO_MO-IL | PJM_ROR | MISO_MO-IL | Internal | Summer | B4 | 100 | 1111 | 0 | 68.43 | 67.84 | 2 | 0
2025 | PJM_ROR_2_MISO_MO-IL | PJM_ROR | MISO_MO-IL | Internal | Summer | B5 | 200 | 1111 | 0 | 59.92 | 60.32 | 2 | 0
2025 | PJM_ROR_2_MISO_MO-IL | PJM_ROR | MISO_MO-IL | Internal | Summer | B6 | 300 | 1111 | 0 | 49.18 | 48.74 | 2 | 0
2025 | PJM_ROR_2_MISO_MO-IL | PJM_ROR | MISO_MO-IL | Internal | Summer | B7 | 400 | 1111 | 0 | 42.37 | 42.14 | 2 | 0
2025 | PJM_ROR_2_MISO_MO-IL | PJM_ROR | MISO_MO-IL | Internal | Summer | B8 | 500 | 1111 | 0 | 41.41 | 40.5 | 2 | 0
2025 | PJM_ROR_2_MISO_MO-IL | PJM_ROR | MISO_MO-IL | Internal | Summer | B9 | 800 | 1111 | 0 | 39.13 | 38.67 | 2 | 0
2025 | PJM_ROR_2_MISO_MO-IL | PJM_ROR | MISO_MO-IL | Internal | Summer | B10 | 1262 | 1111 | 0 | 36.95 | 34.97 | 2 | 0
2025 | PJM_ROR_2_MISO_MO-IL | PJM_ROR | MISO_MO-IL | Internal | Winter | B16 | 25 | 1111 | 0 | 52.88 | 50.88 | 2 | 0
2025 | PJM_ROR_2_MISO_MO-IL | PJM_ROR | MISO_MO-IL | Internal | Winter | B17 | 100 | 1111 | 0 | 50.74 | 48.74 | 2 | 0
2025 | PJM_ROR_2_MISO_MO-IL | PJM_ROR | MISO_MO-IL | Internal | Winter | B18 | 400 | 1111 | 0 | 47.6 | 46.58 | 2 | 0
2025 | PJM_ROR_2_MISO_MO-IL | PJM_ROR | MISO_MO-IL | Internal | Winter | B19 | 700 | 1111 | 0 | 45.5 | 43.67 | 2 | 0
2025 | PJM_ROR_2_MISO_MO-IL | PJM_ROR | MISO_MO-IL | Internal | Winter | B20 | 935 | 1111 | 0 | 37.42 | 37.05 | 2 | 0
2025 | PJM_ROR_2_MISO_W | PJM_ROR | MISO_W | Internal | Shoulder | B11 | 25 | 709 | 181.97 | 53.01 | 55.01 | 2 | 0
2025 | PJM_ROR_2_MISO_W | PJM_ROR | MISO_W | Internal | Shoulder | B12 | 200 | 709 | 0 | 46.83 | 46.1 | 2 | 0
2025 | PJM_ROR_2_MISO_W | PJM_ROR | MISO_W | Internal | Shoulder | B13 | 600 | 709 | 0 | 43.99 | 44.15 | 2 | 0
2025 | PJM_ROR_2_MISO_W | PJM_ROR | MISO_W | Internal | Shoulder | B14 | 900 | 709 | 0 | 43.84 | 42.98 | 2 | 0
2025 | PJM_ROR_2_MISO_W | PJM_ROR | MISO_W | Internal | Shoulder | B15 | 1203 | 709 | 0 | 40.35 | 38.68 | 2 | 0
2025 | PJM_ROR_2_MISO_W | PJM_ROR | MISO_W | Internal | Summer | B1 | 10 | 709 | 0 | 73.49 | 71.48 | 2 | 0
2025 | PJM_ROR_2_MISO_W | PJM_ROR | MISO_W | Internal | Summer | B2 | 25 | 709 | 0 | 72.9 | 70.89 | 2 | 0
2025 | PJM_ROR_2_MISO_W | PJM_ROR | MISO_W | Internal | Summer | B3 | 75 | 709 | 0.01 | 68.43 | 70.2 | 2 | 0
2025 | PJM_ROR_2_MISO_W | PJM_ROR | MISO_W | Internal | Summer | B4 | 100 | 709 | 0 | 68.43 | 67.85 | 2 | 0
2025 | PJM_ROR_2_MISO_W | PJM_ROR | MISO_W | Internal | Summer | B5 | 200 | 709 | 0 | 59.92 | 60.31 | 2 | 0
2025 | PJM_ROR_2_MISO_W | PJM_ROR | MISO_W | Internal | Summer | B6 | 300 | 709 | 0 | 49.18 | 48.73 | 2 | 0
2025 | PJM_ROR_2_MISO_W | PJM_ROR | MISO_W | Internal | Summer | B7 | 400 | 709 | 0 | 42.37 | 42.15 | 2 | 0
2025 | PJM_ROR_2_MISO_W | PJM_ROR | MISO_W | Internal | Summer | B8 | 500 | 709 | 0 | 41.41 | 40.49 | 2 | 0
2025 | PJM_ROR_2_MISO_W | PJM_ROR | MISO_W | Internal | Summer | B9 | 800 | 709 | 0 | 39.13 | 38.68 | 2 | 0
2025 | PJM_ROR_2_MISO_W | PJM_ROR | MISO_W | Internal | Summer | B10 | 1262 | 709 | 0 | 36.95 | 34.95 | 2 | 0
2025 | PJM_ROR_2_MISO_W | PJM_ROR | MISO_W | Internal | Winter | B16 | 25 | 709 | 0 | 52.88 | 50.87 | 2 | 0
2025 | PJM_ROR_2_MISO_W | PJM_ROR | MISO_W | Internal | Winter | B17 | 100 | 709 | 0 | 50.74 | 48.73 | 2 | 0
2025 | PJM_ROR_2_MISO_W | PJM_ROR | MISO_W | Internal | Winter | B18 | 400 | 709 | 0 | 47.6 | 46.59 | 2 | 0
2025 | PJM_ROR_2_MISO_W | PJM_ROR | MISO_W | Internal | Winter | B19 | 700 | 709 | 0 | 45.5 | 44.02 | 2 | 0
2025 | PJM_ROR_2_MISO_W | PJM_ROR | MISO_W | Internal | Winter | B20 | 935 | 709 | 0 | 37.42 | 37.04 | 2 | 0
2025 | PJM_ROR_2_MISO_WUMS | PJM_ROR | MISO_WUMS | Internal | Shoulder | B11 | 25 | 1467 | 259 | 53.01 | 55.01 | 2 | 0
2025 | PJM_ROR_2_MISO_WUMS | PJM_ROR | MISO_WUMS | Internal | Shoulder | B12 | 200 | 1467 | 0 | 46.83 | 46.11 | 2 | 0
2025 | PJM_ROR_2_MISO_WUMS | PJM_ROR | MISO_WUMS | Internal | Shoulder | B13 | 600 | 1467 | 0 | 43.99 | 44.16 | 2 | 0
2025 | PJM_ROR_2_MISO_WUMS | PJM_ROR | MISO_WUMS | Internal | Shoulder | B14 | 900 | 1467 | 0 | 43.84 | 42.97 | 2 | 0
2025 | PJM_ROR_2_MISO_WUMS | PJM_ROR | MISO_WUMS | Internal | Shoulder | B15 | 1203 | 1467 | 0 | 40.35 | 38.7 | 2 | 0
2025 | PJM_ROR_2_MISO_WUMS | PJM_ROR | MISO_WUMS | Internal | Summer | B1 | 10 | 1467 | 0 | 73.49 | 71.49 | 2 | 0
2025 | PJM_ROR_2_MISO_WUMS | PJM_ROR | MISO_WUMS | Internal | Summer | B2 | 25 | 1467 | 0 | 72.9 | 70.9 | 2 | 0
2025 | PJM_ROR_2_MISO_WUMS | PJM_ROR | MISO_WUMS | Internal | Summer | B3 | 75 | 1467 | 0.01 | 68.43 | 70.21 | 2 | 0
2025 | PJM_ROR_2_MISO_WUMS | PJM_ROR | MISO_WUMS | Internal | Summer | B4 | 100 | 1467 | 0 | 68.43 | 67.86 | 2 | 0
2025 | PJM_ROR_2_MISO_WUMS | PJM_ROR | MISO_WUMS | Internal | Summer | B5 | 200 | 1467 | 0 | 59.92 | 60.32 | 2 | 0
2025 | PJM_ROR_2_MISO_WUMS | PJM_ROR | MISO_WUMS | Internal | Summer | B6 | 300 | 1467 | 0 | 49.18 | 48.72 | 2 | 0
2025 | PJM_ROR_2_MISO_WUMS | PJM_ROR | MISO_WUMS | Internal | Summer | B7 | 400 | 1467 | 0 | 42.37 | 42.14 | 2 | 0
2025 | PJM_ROR_2_MISO_WUMS | PJM_ROR | MISO_WUMS | Internal | Summer | B8 | 500 | 1467 | 0 | 41.41 | 40.5 | 2 | 0
2025 | PJM_ROR_2_MISO_WUMS | PJM_ROR | MISO_WUMS | Internal | Summer | B9 | 800 | 1467 | 0 | 39.13 | 40.11 | 2 | 0
2025 | PJM_ROR_2_MISO_WUMS | PJM_ROR | MISO_WUMS | Internal | Summer | B10 | 1262 | 1467 | 0 | 36.95 | 34.97 | 2 | 0
2025 | PJM_ROR_2_MISO_WUMS | PJM_ROR | MISO_WUMS | Internal | Winter | B16 | 25 | 1467 | 0 | 52.88 | 50.88 | 2 | 0
2025 | PJM_ROR_2_MISO_WUMS | PJM_ROR | MISO_WUMS | Internal | Winter | B17 | 100 | 1467 | 0 | 50.74 | 48.74 | 2 | 0
2025 | PJM_ROR_2_MISO_WUMS | PJM_ROR | MISO_WUMS | Internal | Winter | B18 | 400 | 1467 | 0 | 47.6 | 46.58 | 2 | 0
2025 | PJM_ROR_2_MISO_WUMS | PJM_ROR | MISO_WUMS | Internal | Winter | B19 | 700 | 1467 | 0 | 45.5 | 44.03 | 2 | 0
2025 | PJM_ROR_2_MISO_WUMS | PJM_ROR | MISO_WUMS | Internal | Winter | B20 | 935 | 1467 | 0 | 37.42 | 37.05 | 2 | 0
2025 | PJM_ROR_2_PJM_ROM | PJM_ROR | PJM_ROM | Internal | Shoulder | B11 | 25 | 8000 | 0.28 | 53.01 | 53 | 0.01 | 0
2025 | PJM_ROR_2_PJM_ROM | PJM_ROR | PJM_ROM | Internal | Shoulder | B12 | 200 | 8000 | 0.04 | 46.83 | 46.82 | 0.01 | 0
2025 | PJM_ROR_2_PJM_ROM | PJM_ROR | PJM_ROM | Internal | Shoulder | B13 | 600 | 8000 | 0.01 | 43.99 | 43.98 | 0.01 | 0
2025 | PJM_ROR_2_PJM_ROM | PJM_ROR | PJM_ROM | Internal | Shoulder | B14 | 900 | 8000 | 611.73 | 43.84 | 43.85 | 0.01 | 0
2025 | PJM_ROR_2_PJM_ROM | PJM_ROR | PJM_ROM | Internal | Shoulder | B15 | 1203 | 8000 | 2472.94 | 40.35 | 40.36 | 0.01 | 0
2025 | PJM_ROR_2_PJM_ROM | PJM_ROR | PJM_ROM | Internal | Summer | B1 | 10 | 8000 | 3626.02 | 73.49 | 73.5 | 0.01 | 0
2025 | PJM_ROR_2_PJM_ROM | PJM_ROR | PJM_ROM | Internal | Summer | B2 | 25 | 8000 | 2390.61 | 72.9 | 72.91 | 0.01 | 0
2025 | PJM_ROR_2_PJM_ROM | PJM_ROR | PJM_ROM | Internal | Summer | B3 | 75 | 8000 | 0.1 | 68.43 | 68.42 | 0.01 | 0
2025 | PJM_ROR_2_PJM_ROM | PJM_ROR | PJM_ROM | Internal | Summer | B4 | 100 | 8000 | 0.07 | 68.43 | 68.42 | 0.01 | 0
2025 | PJM_ROR_2_PJM_ROM | PJM_ROR | PJM_ROM | Internal | Summer | B5 | 200 | 8000 | 0.04 | 59.92 | 59.9 | 0.01 | 0
2025 | PJM_ROR_2_PJM_ROM | PJM_ROR | PJM_ROM | Internal | Summer | B6 | 300 | 8000 | 0.03 | 49.18 | 49.17 | 0.01 | 0
2025 | PJM_ROR_2_PJM_ROM | PJM_ROR | PJM_ROM | Internal | Summer | B7 | 400 | 8000 | 0.02 | 42.37 | 42.36 | 0.01 | 0
2025 | PJM_ROR_2_PJM_ROM | PJM_ROR | PJM_ROM | Internal | Summer | B8 | 500 | 8000 | 642.5 | 41.41 | 41.42 | 0.01 | 0
2025 | PJM_ROR_2_PJM_ROM | PJM_ROR | PJM_ROM | Internal | Summer | B9 | 800 | 8000 | 1543.16 | 39.13 | 39.14 | 0.01 | 0
2025 | PJM_ROR_2_PJM_ROM | PJM_ROR | PJM_ROM | Internal | Summer | B10 | 1262 | 8000 | 3983.51 | 36.95 | 36.96 | 0.01 | 0
2025 | PJM_ROR_2_PJM_ROM | PJM_ROR | PJM_ROM | Internal | Winter | B16 | 25 | 8000 | 0.31 | 52.88 | 52.87 | 0.01 | 0
2025 | PJM_ROR_2_PJM_ROM | PJM_ROR | PJM_ROM | Internal | Winter | B17 | 100 | 8000 | 632.09 | 50.74 | 50.75 | 0.01 | 0
2025 | PJM_ROR_2_PJM_ROM | PJM_ROR | PJM_ROM | Internal | Winter | B18 | 400 | 8000 | 3477.23 | 47.6 | 47.61 | 0.01 | 0
2025 | PJM_ROR_2_PJM_ROM | PJM_ROR | PJM_ROM | Internal | Winter | B19 | 700 | 8000 | 5138.22 | 45.5 | 45.51 | 0.01 | 0
2025 | PJM_ROR_2_PJM_ROM | PJM_ROR | PJM_ROM | Internal | Winter | B20 | 935 | 8000 | 2884.57 | 37.42 | 37.43 | 0.01 | 0
2025 | PJM_ROR_2_TVA_Transmission | PJM_ROR | TVA_Transmission | Internal | Shoulder | B11 | 25 | 2500 | 2500 | 53.01 | 61.6 | 6 | 2.59
2025 | PJM_ROR_2_TVA_Transmission | PJM_ROR | TVA_Transmission | Internal | Shoulder | B12 | 200 | 2500 | 0 | 46.83 | 49.69 | 6 | 0
2025 | PJM_ROR_2_TVA_Transmission | PJM_ROR | TVA_Transmission | Internal | Shoulder | B13 | 600 | 2500 | 0 | 43.99 | 47.78 | 6 | 0
2025 | PJM_ROR_2_TVA_Transmission | PJM_ROR | TVA_Transmission | Internal | Shoulder | B14 | 900 | 2500 | 0 | 43.84 | 47.36 | 6 | 0
2025 | PJM_ROR_2_TVA_Transmission | PJM_ROR | TVA_Transmission | Internal | Shoulder | B15 | 1203 | 2500 | 0 | 40.35 | 43.7 | 6 | 0
2025 | PJM_ROR_2_TVA_Transmission | PJM_ROR | TVA_Transmission | Internal | Summer | B1 | 10 | 2500 | 1640.36 | 73.49 | 79.49 | 6 | 0
2025 | PJM_ROR_2_TVA_Transmission | PJM_ROR | TVA_Transmission | Internal | Summer | B2 | 25 | 2500 | 2456.45 | 72.9 | 78.9 | 6 | 0
2025 | PJM_ROR_2_TVA_Transmission | PJM_ROR | TVA_Transmission | Internal | Summer | B3 | 75 | 2500 | 1538.24 | 68.43 | 74.43 | 6 | 0
2025 | PJM_ROR_2_TVA_Transmission | PJM_ROR | TVA_Transmission | Internal | Summer | B4 | 100 | 2500 | 855.27 | 68.43 | 74.43 | 6 | 0
2025 | PJM_ROR_2_TVA_Transmission | PJM_ROR | TVA_Transmission | Internal | Summer | B5 | 200 | 2500 | 400.91 | 59.92 | 65.92 | 6 | 0
2025 | PJM_ROR_2_TVA_Transmission | PJM_ROR | TVA_Transmission | Internal | Summer | B6 | 300 | 2500 | 0 | 49.18 | 54.59 | 6 | 0
2025 | PJM_ROR_2_TVA_Transmission | PJM_ROR | TVA_Transmission | Internal | Summer | B7 | 400 | 2500 | 0 | 42.37 | 46.97 | 6 | 0
2025 | PJM_ROR_2_TVA_Transmission | PJM_ROR | TVA_Transmission | Internal | Summer | B8 | 500 | 2500 | 0 | 41.41 | 46.12 | 6 | 0
2025 | PJM_ROR_2_TVA_Transmission | PJM_ROR | TVA_Transmission | Internal | Summer | B9 | 800 | 2500 | 373.41 | 39.13 | 45.13 | 6 | 0
2025 | PJM_ROR_2_TVA_Transmission | PJM_ROR | TVA_Transmission | Internal | Summer | B10 | 1262 | 2500 | 0 | 36.95 | 39.47 | 6 | 0
2025 | PJM_ROR_2_TVA_Transmission | PJM_ROR | TVA_Transmission | Internal | Winter | B16 | 25 | 2500 | 707.57 | 52.88 | 58.88 | 6 | 0
2025 | PJM_ROR_2_TVA_Transmission | PJM_ROR | TVA_Transmission | Internal | Winter | B17 | 100 | 2500 | 0 | 50.74 | 52.98 | 6 | 0
2025 | PJM_ROR_2_TVA_Transmission | PJM_ROR | TVA_Transmission | Internal | Winter | B18 | 400 | 2500 | 0 | 47.6 | 50.19 | 6 | 0
2025 | PJM_ROR_2_TVA_Transmission | PJM_ROR | TVA_Transmission | Internal | Winter | B19 | 700 | 2500 | 0 | 45.5 | 48.12 | 6 | 0
2025 | PJM_ROR_2_TVA_Transmission | PJM_ROR | TVA_Transmission | Internal | Winter | B20 | 935 | 2500 | 871.76 | 37.42 | 43.42 | 6 | 0
2025 | PJM_ROR_2_VACAR | PJM_ROR | VACAR | Internal | Shoulder | B11 | 25 | 3000 | 3000 | 53.01 | 63.6 | 6 | 4.59
2025 | PJM_ROR_2_VACAR | PJM_ROR | VACAR | Internal | Shoulder | B12 | 200 | 3000 | 1604.79 | 46.83 | 52.83 | 6 | 0
2025 | PJM_ROR_2_VACAR | PJM_ROR | VACAR | Internal | Shoulder | B13 | 600 | 3000 | 1353.74 | 43.99 | 49.99 | 6 | 0
2025 | PJM_ROR_2_VACAR | PJM_ROR | VACAR | Internal | Shoulder | B14 | 900 | 3000 | 761.38 | 43.84 | 49.84 | 6 | 0
2025 | PJM_ROR_2_VACAR | PJM_ROR | VACAR | Internal | Shoulder | B15 | 1203 | 3000 | 1465.42 | 40.35 | 46.35 | 6 | 0
2025 | PJM_ROR_2_VACAR | PJM_ROR | VACAR | Internal | Summer | B1 | 10 | 3000 | 2999.97 | 73.49 | 80.6 | 6 | 1.11
2025 | PJM_ROR_2_VACAR | PJM_ROR | VACAR | Internal | Summer | B2 | 25 | 3000 | 3000 | 72.9 | 80.6 | 6 | 1.7
2025 | PJM_ROR_2_VACAR | PJM_ROR | VACAR | Internal | Summer | B3 | 75 | 3000 | 3000 | 68.43 | 80.6 | 6 | 6.17
2025 | PJM_ROR_2_VACAR | PJM_ROR | VACAR | Internal | Summer | B4 | 100 | 3000 | 3000 | 68.43 | 80.59 | 6 | 6.16
2025 | PJM_ROR_2_VACAR | PJM_ROR | VACAR | Internal | Summer | B5 | 200 | 3000 | 3000 | 59.92 | 67.92 | 6 | 2
2025 | PJM_ROR_2_VACAR | PJM_ROR | VACAR | Internal | Summer | B6 | 300 | 3000 | 3000 | 49.18 | 56.07 | 6 | 0.89
2025 | PJM_ROR_2_VACAR | PJM_ROR | VACAR | Internal | Summer | B7 | 400 | 3000 | 2999.87 | 42.37 | 48.38 | 6 | 0
2025 | PJM_ROR_2_VACAR | PJM_ROR | VACAR | Internal | Summer | B8 | 500 | 3000 | 2285.71 | 41.41 | 47.41 | 6 | 0
2025 | PJM_ROR_2_VACAR | PJM_ROR | VACAR | Internal | Summer | B9 | 800 | 3000 | 435.95 | 39.13 | 45.13 | 6 | 0
2025 | PJM_ROR_2_VACAR | PJM_ROR | VACAR | Internal | Summer | B10 | 1262 | 3000 | 2585.96 | 36.95 | 42.95 | 6 | 0
2025 | PJM_ROR_2_VACAR | PJM_ROR | VACAR | Internal | Winter | B16 | 25 | 3000 | 3000 | 52.88 | 67.88 | 6 | 9
2025 | PJM_ROR_2_VACAR | PJM_ROR | VACAR | Internal | Winter | B17 | 100 | 3000 | 3000 | 50.74 | 58.27 | 6 | 1.53
2025 | PJM_ROR_2_VACAR | PJM_ROR | VACAR | Internal | Winter | B18 | 400 | 3000 | 1272.87 | 47.6 | 53.6 | 6 | 0
2025 | PJM_ROR_2_VACAR | PJM_ROR | VACAR | Internal | Winter | B19 | 700 | 3000 | 0 | 45.5 | 50.54 | 6 | 0
2025 | PJM_ROR_2_VACAR | PJM_ROR | VACAR | Internal | Winter | B20 | 935 | 3000 | 3000 | 37.42 | 43.81 | 6 | 0.4
2025 | PJM_ROM_2_NYISO_A-F | PJM_ROM | NYISO_A-F | Internal | Shoulder | B11 | 25 | 2000 | 0 | 53 | 43.47 | 6 | 0
2025 | PJM_ROM_2_NYISO_A-F | PJM_ROM | NYISO_A-F | Internal | Shoulder | B12 | 200 | 2000 | 0 | 46.82 | 40.36 | 6 | 0
2025 | PJM_ROM_2_NYISO_A-F | PJM_ROM | NYISO_A-F | Internal | Shoulder | B13 | 600 | 2000 | 0 | 43.98 | 40.36 | 6 | 0
2025 | PJM_ROM_2_NYISO_A-F | PJM_ROM | NYISO_A-F | Internal | Shoulder | B14 | 900 | 2000 | 0 | 43.85 | 40.36 | 6 | 0
2025 | PJM_ROM_2_NYISO_A-F | PJM_ROM | NYISO_A-F | Internal | Shoulder | B15 | 1203 | 2000 | 0 | 40.36 | 40.36 | 6 | 0
2025 | PJM_ROM_2_NYISO_A-F | PJM_ROM | NYISO_A-F | Internal | Summer | B1 | 10 | 2000 | 0 | 73.5 | 54.92 | 6 | 0
2025 | PJM_ROM_2_NYISO_A-F | PJM_ROM | NYISO_A-F | Internal | Summer | B2 | 25 | 2000 | 0 | 72.91 | 54.92 | 6 | 0
2025 | PJM_ROM_2_NYISO_A-F | PJM_ROM | NYISO_A-F | Internal | Summer | B3 | 75 | 2000 | 0 | 68.42 | 49.64 | 6 | 0
2025 | PJM_ROM_2_NYISO_A-F | PJM_ROM | NYISO_A-F | Internal | Summer | B4 | 100 | 2000 | 0 | 68.42 | 46.26 | 6 | 0
2025 | PJM_ROM_2_NYISO_A-F | PJM_ROM | NYISO_A-F | Internal | Summer | B5 | 200 | 2000 | 0 | 59.9 | 42.19 | 6 | 0
2025 | PJM_ROM_2_NYISO_A-F | PJM_ROM | NYISO_A-F | Internal | Summer | B6 | 300 | 2000 | 0 | 49.17 | 41.17 | 6 | 0
2025 | PJM_ROM_2_NYISO_A-F | PJM_ROM | NYISO_A-F | Internal | Summer | B7 | 400 | 2000 | 0 | 42.36 | 40.69 | 6 | 0
2025 | PJM_ROM_2_NYISO_A-F | PJM_ROM | NYISO_A-F | Internal | Summer | B8 | 500 | 2000 | 0 | 41.42 | 39.41 | 6 | 0
2025 | PJM_ROM_2_NYISO_A-F | PJM_ROM | NYISO_A-F | Internal | Summer | B9 | 800 | 2000 | 0 | 39.14 | 39.41 | 6 | 0
2025 | PJM_ROM_2_NYISO_A-F | PJM_ROM | NYISO_A-F | Internal | Summer | B10 | 1262 | 2000 | 0 | 36.96 | 39.41 | 6 | 0
2025 | PJM_ROM_2_NYISO_A-F | PJM_ROM | NYISO_A-F | Internal | Winter | B16 | 25 | 2000 | 0 | 52.87 | 44.87 | 6 | 0
2025 | PJM_ROM_2_NYISO_A-F | PJM_ROM | NYISO_A-F | Internal | Winter | B17 | 100 | 2000 | 0 | 50.75 | 43.18 | 6 | 0
2025 | PJM_ROM_2_NYISO_A-F | PJM_ROM | NYISO_A-F | Internal | Winter | B18 | 400 | 2000 | 0 | 47.61 | 43.18 | 6 | 0
2025 | PJM_ROM_2_NYISO_A-F | PJM_ROM | NYISO_A-F | Internal | Winter | B19 | 700 | 2000 | 0 | 45.51 | 43.18 | 6 | 0
2025 | PJM_ROM_2_NYISO_A-F | PJM_ROM | NYISO_A-F | Internal | Winter | B20 | 935 | 2000 | 0 | 37.43 | 43.18 | 6 | 0
2025 | PJM_ROM_2_PJM_E | PJM_ROM | PJM_E | Internal | Shoulder | B11 | 25 | 8000 | 0.28 | 53 | 52.99 | 0.01 | 0
2025 | PJM_ROM_2_PJM_E | PJM_ROM | PJM_E | Internal | Shoulder | B12 | 200 | 8000 | 0.04 | 46.82 | 46.8 | 0.01 | 0
2025 | PJM_ROM_2_PJM_E | PJM_ROM | PJM_E | Internal | Shoulder | B13 | 600 | 8000 | 0.01 | 43.98 | 43.97 | 0.01 | 0
2025 | PJM_ROM_2_PJM_E | PJM_ROM | PJM_E | Internal | Shoulder | B14 | 900 | 8000 | 197.75 | 43.85 | 43.86 | 0.01 | 0
2025 | PJM_ROM_2_PJM_E | PJM_ROM | PJM_E | Internal | Shoulder | B15 | 1203 | 8000 | 1931.92 | 40.36 | 40.37 | 0.01 | 0
2025 | PJM_ROM_2_PJM_E | PJM_ROM | PJM_E | Internal | Summer | B1 | 10 | 8000 | 3491.22 | 73.5 | 73.51 | 0.01 | 0
2025 | PJM_ROM_2_PJM_E | PJM_ROM | PJM_E | Internal | Summer | B2 | 25 | 8000 | 2713.34 | 72.91 | 72.92 | 0.01 | 0
2025 | PJM_ROM_2_PJM_E | PJM_ROM | PJM_E | Internal | Summer | B3 | 75 | 8000 | 0.1 | 68.42 | 68.4 | 0.01 | 0
2025 | PJM_ROM_2_PJM_E | PJM_ROM | PJM_E | Internal | Summer | B4 | 100 | 8000 | 0.07 | 68.42 | 68.4 | 0.01 | 0
2025 | PJM_ROM_2_PJM_E | PJM_ROM | PJM_E | Internal | Summer | B5 | 200 | 8000 | 0.04 | 59.9 | 59.89 | 0.01 | 0
2025 | PJM_ROM_2_PJM_E | PJM_ROM | PJM_E | Internal | Summer | B6 | 300 | 8000 | 0.03 | 49.17 | 49.16 | 0.01 | 0
2025 | PJM_ROM_2_PJM_E | PJM_ROM | PJM_E | Internal | Summer | B7 | 400 | 8000 | 0.02 | 42.36 | 42.35 | 0.01 | 0
2025 | PJM_ROM_2_PJM_E | PJM_ROM | PJM_E | Internal | Summer | B8 | 500 | 8000 | 1037.21 | 41.42 | 41.43 | 0.01 | 0
2025 | PJM_ROM_2_PJM_E | PJM_ROM | PJM_E | Internal | Summer | B9 | 800 | 8000 | 785.35 | 39.14 | 39.16 | 0.01 | 0
2025 | PJM_ROM_2_PJM_E | PJM_ROM | PJM_E | Internal | Summer | B10 | 1262 | 8000 | 2552.89 | 36.96 | 36.97 | 0.01 | 0
2025 | PJM_ROM_2_PJM_E | PJM_ROM | PJM_E | Internal | Winter | B16 | 25 | 8000 | 374.42 | 52.87 | 52.88 | 0.01 | 0
2025 | PJM_ROM_2_PJM_E | PJM_ROM | PJM_E | Internal | Winter | B17 | 100 | 8000 | 0.08 | 50.75 | 50.74 | 0.01 | 0
2025 | PJM_ROM_2_PJM_E | PJM_ROM | PJM_E | Internal | Winter | B18 | 400 | 8000 | 2122.72 | 47.61 | 47.63 | 0.01 | 0
2025 | PJM_ROM_2_PJM_E | PJM_ROM | PJM_E | Internal | Winter | B19 | 700 | 8000 | 4262.67 | 45.51 | 45.52 | 0.01 | 0
2025 | PJM_ROM_2_PJM_E | PJM_ROM | PJM_E | Internal | Winter | B20 | 935 | 8000 | 2442.27 | 37.43 | 37.44 | 0.01 | 0
2025 | PJM_ROM_2_PJM_ROR | PJM_ROM | PJM_ROR | Internal | Shoulder | B11 | 25 | 8000 | 6284.29 | 53 | 53.01 | 0.01 | 0
2025 | PJM_ROM_2_PJM_ROR | PJM_ROM | PJM_ROR | Internal | Shoulder | B12 | 200 | 8000 | 1730.15 | 46.82 | 46.83 | 0.01 | 0
2025 | PJM_ROM_2_PJM_ROR | PJM_ROM | PJM_ROR | Internal | Shoulder | B13 | 600 | 8000 | 1629.06 | 43.98 | 43.99 | 0.01 | 0
2025 | PJM_ROM_2_PJM_ROR | PJM_ROM | PJM_ROR | Internal | Shoulder | B14 | 900 | 8000 | 0 | 43.85 | 43.84 | 0.01 | 0
2025 | PJM_ROM_2_PJM_ROR | PJM_ROM | PJM_ROR | Internal | Shoulder | B15 | 1203 | 8000 | 0 | 40.36 | 40.35 | 0.01 | 0
2025 | PJM_ROM_2_PJM_ROR | PJM_ROM | PJM_ROR | Internal | Summer | B1 | 10 | 8000 | 0.71 | 73.5 | 73.49 | 0.01 | 0
2025 | PJM_ROM_2_PJM_ROR | PJM_ROM | PJM_ROR | Internal | Summer | B2 | 25 | 8000 | 0.29 | 72.91 | 72.9 | 0.01 | 0
2025 | PJM_ROM_2_PJM_ROR | PJM_ROM | PJM_ROR | Internal | Summer | B3 | 75 | 8000 | 1852.91 | 68.42 | 68.43 | 0.01 | 0
2025 | PJM_ROM_2_PJM_ROR | PJM_ROM | PJM_ROR | Internal | Summer | B4 | 100 | 8000 | 5231.8 | 68.42 | 68.43 | 0.01 | 0
2025 | PJM_ROM_2_PJM_ROR | PJM_ROM | PJM_ROR | Internal | Summer | B5 | 200 | 8000 | 2953.11 | 59.9 | 59.92 | 0.01 | 0
2025 | PJM_ROM_2_PJM_ROR | PJM_ROM | PJM_ROR | Internal | Summer | B6 | 300 | 8000 | 2280.22 | 49.17 | 49.18 | 0.01 | 0
2025 | PJM_ROM_2_PJM_ROR | PJM_ROM | PJM_ROR | Internal | Summer | B7 | 400 | 8000 | 0.16 | 42.36 | 42.37 | 0.01 | 0
2025 | PJM_ROM_2_PJM_ROR | PJM_ROM | PJM_ROR | Internal | Summer | B8 | 500 | 8000 | 0.02 | 41.42 | 41.41 | 0.01 | 0
2025 | PJM_ROM_2_PJM_ROR | PJM_ROM | PJM_ROR | Internal | Summer | B9 | 800 | 8000 | 0 | 39.14 | 39.13 | 0.01 | 0
2025 | PJM_ROM_2_PJM_ROR | PJM_ROM | PJM_ROR | Internal | Summer | B10 | 1262 | 8000 | 0 | 36.96 | 36.95 | 0.01 | 0
2025 | PJM_ROM_2_PJM_ROR | PJM_ROM | PJM_ROR | Internal | Winter | B16 | 25 | 8000 | 383.63 | 52.87 | 52.88 | 0.01 | 0
2025 | PJM_ROM_2_PJM_ROR | PJM_ROM | PJM_ROR | Internal | Winter | B17 | 100 | 8000 | 0.08 | 50.75 | 50.74 | 0.01 | 0
2025 | PJM_ROM_2_PJM_ROR | PJM_ROM | PJM_ROR | Internal | Winter | B18 | 400 | 8000 | 0.02 | 47.61 | 47.6 | 0.01 | 0
2025 | PJM_ROM_2_PJM_ROR | PJM_ROM | PJM_ROR | Internal | Winter | B19 | 700 | 8000 | 0.01 | 45.51 | 45.5 | 0.01 | 0
2025 | PJM_ROM_2_PJM_ROR | PJM_ROM | PJM_ROR | Internal | Winter | B20 | 935 | 8000 | 0 | 37.43 | 37.42 | 0.01 | 0
2025 | SOCO_2_ENT | SOCO | ENT | Internal | Shoulder | B11 | 25 | 2400 | 0 | 70.6 | 62.6 | 10 | 0
2025 | SOCO_2_ENT | SOCO | ENT | Internal | Shoulder | B12 | 200 | 2400 | 0 | 46.88 | 46.83 | 10 | 0
2025 | SOCO_2_ENT | SOCO | ENT | Internal | Shoulder | B13 | 600 | 2400 | 0 | 46.88 | 46.5 | 10 | 0
2025 | SOCO_2_ENT | SOCO | ENT | Internal | Shoulder | B14 | 900 | 2400 | 0 | 46.88 | 46.5 | 10 | 0
2025 | SOCO_2_ENT | SOCO | ENT | Internal | Shoulder | B15 | 1203 | 2400 | 0 | 46.88 | 44.97 | 10 | 0
2025 | SOCO_2_ENT | SOCO | ENT | Internal | Summer | B1 | 10 | 2400 | 0 | 87.49 | 79.49 | 10 | 0
2025 | SOCO_2_ENT | SOCO | ENT | Internal | Summer | B2 | 25 | 2400 | 0 | 77.11 | 75.69 | 10 | 0
2025 | SOCO_2_ENT | SOCO | ENT | Internal | Summer | B3 | 75 | 2400 | 0 | 77.11 | 75.69 | 10 | 0
2025 | SOCO_2_ENT | SOCO | ENT | Internal | Summer | B4 | 100 | 2400 | 0 | 77.11 | 75.69 | 10 | 0
2025 | SOCO_2_ENT | SOCO | ENT | Internal | Summer | B5 | 200 | 2400 | 0 | 74.92 | 66.92 | 10 | 0
2025 | SOCO_2_ENT | SOCO | ENT | Internal | Summer | B6 | 300 | 2400 | 0 | 63.07 | 55.07 | 10 | 0
2025 | SOCO_2_ENT | SOCO | ENT | Internal | Summer | B7 | 400 | 2400 | 0 | 53.36 | 45.36 | 10 | 0
2025 | SOCO_2_ENT | SOCO | ENT | Internal | Summer | B8 | 500 | 2400 | 0 | 45.53 | 45.04 | 10 | 0
2025 | SOCO_2_ENT | SOCO | ENT | Internal | Summer | B9 | 800 | 2400 | 0 | 45.53 | 45.04 | 10 | 0
2025 | SOCO_2_ENT | SOCO | ENT | Internal | Summer | B10 | 1262 | 2400 | 0 | 45.53 | 43.56 | 10 | 0
2025 | SOCO_2_ENT | SOCO | ENT | Internal | Winter | B16 | 25 | 2400 | 0 | 67.17 | 55.02 | 10 | 0
2025 | SOCO_2_ENT | SOCO | ENT | Internal | Winter | B17 | 100 | 2400 | 0 | 49.67 | 49.38 | 10 | 0
2025 | SOCO_2_ENT | SOCO | ENT | Internal | Winter | B18 | 400 | 2400 | 0 | 49.67 | 49.38 | 10 | 0
2025 | SOCO_2_ENT | SOCO | ENT | Internal | Winter | B19 | 700 | 2400 | 0 | 49.67 | 47.76 | 10 | 0
2025 | SOCO_2_ENT | SOCO | ENT | Internal | Winter | B20 | 935 | 2400 | 0 | 48.98 | 47.33 | 10 | 0
2025 | SOCO_2_FRCC | SOCO | FRCC | Internal | Shoulder | B11 | 25 | 3700 | 3700 | 70.6 | 84.61 | 10 | 4
2025 | SOCO_2_FRCC | SOCO | FRCC | Internal | Shoulder | B12 | 200 | 3700 | 956.57 | 46.88 | 56.88 | 10 | 0
2025 | SOCO_2_FRCC | SOCO | FRCC | Internal | Shoulder | B13 | 600 | 3700 | 0 | 46.88 | 54.36 | 10 | 0
2025 | SOCO_2_FRCC | SOCO | FRCC | Internal | Shoulder | B14 | 900 | 3700 | 0 | 46.88 | 54.36 | 10 | 0
2025 | SOCO_2_FRCC | SOCO | FRCC | Internal | Shoulder | B15 | 1203 | 3700 | 0 | 46.88 | 52.12 | 10 | 0
2025 | SOCO_2_FRCC | SOCO | FRCC | Internal | Summer | B1 | 10 | 3700 | 1379.45 | 87.49 | 97.49 | 10 | 0
2025 | SOCO_2_FRCC | SOCO | FRCC | Internal | Summer | B2 | 25 | 3700 | 0 | 77.11 | 84.92 | 10 | 0
2025 | SOCO_2_FRCC | SOCO | FRCC | Internal | Summer | B3 | 75 | 3700 | 0 | 77.11 | 84.92 | 10 | 0
2025 | SOCO_2_FRCC | SOCO | FRCC | Internal | Summer | B4 | 100 | 3700 | 0 | 77.11 | 84.92 | 10 | 0
2025 | SOCO_2_FRCC | SOCO | FRCC | Internal | Summer | B5 | 200 | 3700 | 1337.45 | 74.92 | 84.92 | 10 | 0
2025 | SOCO_2_FRCC | SOCO | FRCC | Internal | Summer | B6 | 300 | 3700 | 2269.15 | 63.07 | 73.07 | 10 | 0
2025 | SOCO_2_FRCC | SOCO | FRCC | Internal | Summer | B7 | 400 | 3700 | 1411.73 | 53.36 | 63.36 | 10 | 0
2025 | SOCO_2_FRCC | SOCO | FRCC | Internal | Summer | B8 | 500 | 3700 | 309.65 | 45.53 | 55.53 | 10 | 0
2025 | SOCO_2_FRCC | SOCO | FRCC | Internal | Summer | B9 | 800 | 3700 | 0 | 45.53 | 53.55 | 10 | 0
2025 | SOCO_2_FRCC | SOCO | FRCC | Internal | Summer | B10 | 1262 | 3700 | 0 | 45.53 | 51.34 | 10 | 0
2025 | SOCO_2_FRCC | SOCO | FRCC | Internal | Winter | B16 | 25 | 3700 | 3220.05 | 67.17 | 77.17 | 10 | 0
2025 | SOCO_2_FRCC | SOCO | FRCC | Internal | Winter | B17 | 100 | 3700 | 964.09 | 49.67 | 59.67 | 10 | 0
2025 | SOCO_2_FRCC | SOCO | FRCC | Internal | Winter | B18 | 400 | 3700 | 0 | 49.67 | 56.86 | 10 | 0
2025 | SOCO_2_FRCC | SOCO | FRCC | Internal | Winter | B19 | 700 | 3700 | 0 | 49.67 | 56.24 | 10 | 0
2025 | SOCO_2_FRCC | SOCO | FRCC | Internal | Winter | B20 | 935 | 3700 | 0 | 48.98 | 54.51 | 10 | 0
2025 | SOCO_2_TVA_Transmission | SOCO | TVA_Transmission | Internal | Shoulder | B11 | 25 | 2600 | 0 | 70.6 | 61.6 | 10 | 0
2025 | SOCO_2_TVA_Transmission | SOCO | TVA_Transmission | Internal | Shoulder | B12 | 200 | 2600 | 0 | 46.88 | 49.69 | 10 | 0
2025 | SOCO_2_TVA_Transmission | SOCO | TVA_Transmission | Internal | Shoulder | B13 | 600 | 2600 | 0 | 46.88 | 47.78 | 10 | 0
2025 | SOCO_2_TVA_Transmission | SOCO | TVA_Transmission | Internal | Shoulder | B14 | 900 | 2600 | 0 | 46.88 | 47.36 | 10 | 0
2025 | SOCO_2_TVA_Transmission | SOCO | TVA_Transmission | Internal | Shoulder | B15 | 1203 | 2600 | 0 | 46.88 | 43.7 | 10 | 0
2025 | SOCO_2_TVA_Transmission | SOCO | TVA_Transmission | Internal | Summer | B1 | 10 | 2600 | 0 | 87.49 | 79.49 | 10 | 0
2025 | SOCO_2_TVA_Transmission | SOCO | TVA_Transmission | Internal | Summer | B2 | 25 | 2600 | 0 | 77.11 | 78.9 | 10 | 0
2025 | SOCO_2_TVA_Transmission | SOCO | TVA_Transmission | Internal | Summer | B3 | 75 | 2600 | 0 | 77.11 | 74.43 | 10 | 0
2025 | SOCO_2_TVA_Transmission | SOCO | TVA_Transmission | Internal | Summer | B4 | 100 | 2600 | 0 | 77.11 | 74.43 | 10 | 0
2025 | SOCO_2_TVA_Transmission | SOCO | TVA_Transmission | Internal | Summer | B5 | 200 | 2600 | 0 | 74.92 | 65.92 | 10 | 0
2025 | SOCO_2_TVA_Transmission | SOCO | TVA_Transmission | Internal | Summer | B6 | 300 | 2600 | 0 | 63.07 | 54.59 | 10 | 0
2025 | SOCO_2_TVA_Transmission | SOCO | TVA_Transmission | Internal | Summer | B7 | 400 | 2600 | 0 | 53.36 | 46.97 | 10 | 0
2025 | SOCO_2_TVA_Transmission | SOCO | TVA_Transmission | Internal | Summer | B8 | 500 | 2600 | 0 | 45.53 | 46.12 | 10 | 0
2025 | SOCO_2_TVA_Transmission | SOCO | TVA_Transmission | Internal | Summer | B9 | 800 | 2600 | 0 | 45.53 | 45.13 | 10 | 0
2025 | SOCO_2_TVA_Transmission | SOCO | TVA_Transmission | Internal | Summer | B10 | 1262 | 2600 | 0 | 45.53 | 39.47 | 10 | 0
2025 | SOCO_2_TVA_Transmission | SOCO | TVA_Transmission | Internal | Winter | B16 | 25 | 2600 | 0 | 67.17 | 58.88 | 10 | 0
2025 | SOCO_2_TVA_Transmission | SOCO | TVA_Transmission | Internal | Winter | B17 | 100 | 2600 | 0 | 49.67 | 52.98 | 10 | 0
2025 | SOCO_2_TVA_Transmission | SOCO | TVA_Transmission | Internal | Winter | B18 | 400 | 2600 | 0 | 49.67 | 50.19 | 10 | 0
2025 | SOCO_2_TVA_Transmission | SOCO | TVA_Transmission | Internal | Winter | B19 | 700 | 2600 | 0 | 49.67 | 48.12 | 10 | 0
2025 | SOCO_2_TVA_Transmission | SOCO | TVA_Transmission | Internal | Winter | B20 | 935 | 2600 | 0 | 48.98 | 43.42 | 10 | 0
2025 | SOCO_2_VACAR | SOCO | VACAR | Internal | Shoulder | B11 | 25 | 2000 | 0 | 70.6 | 63.6 | 10 | 0
2025 | SOCO_2_VACAR | SOCO | VACAR | Internal | Shoulder | B12 | 200 | 2000 | 0 | 46.88 | 52.83 | 10 | 0
2025 | SOCO_2_VACAR | SOCO | VACAR | Internal | Shoulder | B13 | 600 | 2000 | 0 | 46.88 | 49.99 | 10 | 0
2025 | SOCO_2_VACAR | SOCO | VACAR | Internal | Shoulder | B14 | 900 | 2000 | 0 | 46.88 | 49.84 | 10 | 0
2025 | SOCO_2_VACAR | SOCO | VACAR | Internal | Shoulder | B15 | 1203 | 2000 | 0 | 46.88 | 46.35 | 10 | 0
2025 | SOCO_2_VACAR | SOCO | VACAR | Internal | Summer | B1 | 10 | 2000 | 0 | 87.49 | 80.6 | 10 | 0
2025 | SOCO_2_VACAR | SOCO | VACAR | Internal | Summer | B2 | 25 | 2000 | 0 | 77.11 | 80.6 | 10 | 0
2025 | SOCO_2_VACAR | SOCO | VACAR | Internal | Summer | B3 | 75 | 2000 | 0 | 77.11 | 80.6 | 10 | 0
2025 | SOCO_2_VACAR | SOCO | VACAR | Internal | Summer | B4 | 100 | 2000 | 0 | 77.11 | 80.59 | 10 | 0
2025 | SOCO_2_VACAR | SOCO | VACAR | Internal | Summer | B5 | 200 | 2000 | 0 | 74.92 | 67.92 | 10 | 0
2025 | SOCO_2_VACAR | SOCO | VACAR | Internal | Summer | B6 | 300 | 2000 | 0 | 63.07 | 56.07 | 10 | 0
2025 | SOCO_2_VACAR | SOCO | VACAR | Internal | Summer | B7 | 400 | 2000 | 0 | 53.36 | 48.38 | 10 | 0
2025 | SOCO_2_VACAR | SOCO | VACAR | Internal | Summer | B8 | 500 | 2000 | 0 | 45.53 | 47.41 | 10 | 0
2025 | SOCO_2_VACAR | SOCO | VACAR | Internal | Summer | B9 | 800 | 2000 | 0 | 45.53 | 45.13 | 10 | 0
2025 | SOCO_2_VACAR | SOCO | VACAR | Internal | Summer | B10 | 1262 | 2000 | 0 | 45.53 | 42.95 | 10 | 0
2025 | SOCO_2_VACAR | SOCO | VACAR | Internal | Winter | B16 | 25 | 2000 | 0 | 67.17 | 67.88 | 10 | 0
2025 | SOCO_2_VACAR | SOCO | VACAR | Internal | Winter | B17 | 100 | 2000 | 0 | 49.67 | 58.27 | 10 | 0
2025 | SOCO_2_VACAR | SOCO | VACAR | Internal | Winter | B18 | 400 | 2000 | 0 | 49.67 | 53.6 | 10 | 0
2025 | SOCO_2_VACAR | SOCO | VACAR | Internal | Winter | B19 | 700 | 2000 | 0 | 49.67 | 50.54 | 10 | 0
2025 | SOCO_2_VACAR | SOCO | VACAR | Internal | Winter | B20 | 935 | 2000 | 0 | 48.98 | 43.81 | 10 | 0
2025 | SPP_N_2_ENT | SPP_N | ENT | Internal | Shoulder | B11 | 25 | 1800 | 0 | 62.01 | 62.6 | 5 | 0
2025 | SPP_N_2_ENT | SPP_N | ENT | Internal | Shoulder | B12 | 200 | 1800 | 0 | 46.11 | 46.83 | 5 | 0
2025 | SPP_N_2_ENT | SPP_N | ENT | Internal | Shoulder | B13 | 600 | 1800 | 0 | 44.87 | 46.5 | 5 | 0
2025 | SPP_N_2_ENT | SPP_N | ENT | Internal | Shoulder | B14 | 900 | 1800 | 0 | 44.87 | 46.5 | 5 | 0
2025 | SPP_N_2_ENT | SPP_N | ENT | Internal | Shoulder | B15 | 1203 | 1800 | 0 | 44.77 | 44.97 | 5 | 0
2025 | SPP_N_2_ENT | SPP_N | ENT | Internal | Summer | B1 | 10 | 1800 | 45.73 | 74.49 | 79.49 | 5 | 0
2025 | SPP_N_2_ENT | SPP_N | ENT | Internal | Summer | B2 | 25 | 1800 | 0 | 73.59 | 75.69 | 5 | 0
2025 | SPP_N_2_ENT | SPP_N | ENT | Internal | Summer | B3 | 75 | 1800 | 0 | 73.59 | 75.69 | 5 | 0
2025 | SPP_N_2_ENT | SPP_N | ENT | Internal | Summer | B4 | 100 | 1800 | 0 | 73.59 | 75.69 | 5 | 0
2025 | SPP_N_2_ENT | SPP_N | ENT | Internal | Summer | B5 | 200 | 1800 | 0 | 67.31 | 66.92 | 5 | 0
2025 | SPP_N_2_ENT | SPP_N | ENT | Internal | Summer | B6 | 300 | 1800 | 0 | 55.73 | 55.07 | 5 | 0
2025 | SPP_N_2_ENT | SPP_N | ENT | Internal | Summer | B7 | 400 | 1800 | 0 | 45.33 | 45.36 | 5 | 0
2025 | SPP_N_2_ENT | SPP_N | ENT | Internal | Summer | B8 | 500 | 1800 | 0 | 44.01 | 45.04 | 5 | 0
2025 | SPP_N_2_ENT | SPP_N | ENT | Internal | Summer | B9 | 800 | 1800 | 0 | 43.36 | 45.04 | 5 | 0
2025 | SPP_N_2_ENT | SPP_N | ENT | Internal | Summer | B10 | 1262 | 1800 | 0 | 41.95 | 43.56 | 5 | 0
2025 | SPP_N_2_ENT | SPP_N | ENT | Internal | Winter | B16 | 25 | 1800 | 0.47 | 50.03 | 55.02 | 5 | 0
2025 | SPP_N_2_ENT | SPP_N | ENT | Internal | Winter | B17 | 100 | 1800 | 0 | 47.82 | 49.38 | 5 | 0
2025 | SPP_N_2_ENT | SPP_N | ENT | Internal | Winter | B18 | 400 | 1800 | 0 | 47.71 | 49.38 | 5 | 0
2025 | SPP_N_2_ENT | SPP_N | ENT | Internal | Winter | B19 | 700 | 1800 | 0 | 46.62 | 47.76 | 5 | 0
2025 | SPP_N_2_ENT | SPP_N | ENT | Internal | Winter | B20 | 935 | 1800 | 318.77 | 42.33 | 47.33 | 5 | 0
2025 | SPP_N_2_MISO_MO-IL | SPP_N | MISO_MO-IL | Internal | Shoulder | B11 | 25 | 2000 | 0 | 62.01 | 55.01 | 5 | 0
2025 | SPP_N_2_MISO_MO-IL | SPP_N | MISO_MO-IL | Internal | Shoulder | B12 | 200 | 2000 | 0 | 46.11 | 46.11 | 5 | 0
2025 | SPP_N_2_MISO_MO-IL | SPP_N | MISO_MO-IL | Internal | Shoulder | B13 | 600 | 2000 | 0 | 44.87 | 44.16 | 5 | 0
2025 | SPP_N_2_MISO_MO-IL | SPP_N | MISO_MO-IL | Internal | Shoulder | B14 | 900 | 2000 | 0 | 44.87 | 42.63 | 5 | 0
2025 | SPP_N_2_MISO_MO-IL | SPP_N | MISO_MO-IL | Internal | Shoulder | B15 | 1203 | 2000 | 0 | 44.77 | 38.67 | 5 | 0
2025 | SPP_N_2_MISO_MO-IL | SPP_N | MISO_MO-IL | Internal | Summer | B1 | 10 | 2000 | 0 | 74.49 | 71.49 | 5 | 0
2025 | SPP_N_2_MISO_MO-IL | SPP_N | MISO_MO-IL | Internal | Summer | B2 | 25 | 2000 | 0 | 73.59 | 70.9 | 5 | 0
2025 | SPP_N_2_MISO_MO-IL | SPP_N | MISO_MO-IL | Internal | Summer | B3 | 75 | 2000 | 0 | 73.59 | 68.9 | 5 | 0
2025 | SPP_N_2_MISO_MO-IL | SPP_N | MISO_MO-IL | Internal | Summer | B4 | 100 | 2000 | 0 | 73.59 | 67.84 | 5 | 0
2025 | SPP_N_2_MISO_MO-IL | SPP_N | MISO_MO-IL | Internal | Summer | B5 | 200 | 2000 | 0 | 67.31 | 60.32 | 5 | 0
2025 | SPP_N_2_MISO_MO-IL | SPP_N | MISO_MO-IL | Internal | Summer | B6 | 300 | 2000 | 0 | 55.73 | 48.74 | 5 | 0
2025 | SPP_N_2_MISO_MO-IL | SPP_N | MISO_MO-IL | Internal | Summer | B7 | 400 | 2000 | 0 | 45.33 | 42.14 | 5 | 0
2025 | SPP_N_2_MISO_MO-IL | SPP_N | MISO_MO-IL | Internal | Summer | B8 | 500 | 2000 | 0 | 44.01 | 40.5 | 5 | 0
2025 | SPP_N_2_MISO_MO-IL | SPP_N | MISO_MO-IL | Internal | Summer | B9 | 800 | 2000 | 0 | 43.36 | 38.67 | 5 | 0
2025 | SPP_N_2_MISO_MO-IL | SPP_N | MISO_MO-IL | Internal | Summer | B10 | 1262 | 2000 | 0 | 41.95 | 34.97 | 5 | 0
2025 | SPP_N_2_MISO_MO-IL | SPP_N | MISO_MO-IL | Internal | Winter | B16 | 25 | 2000 | 0 | 50.03 | 50.88 | 5 | 0
2025 | SPP_N_2_MISO_MO-IL | SPP_N | MISO_MO-IL | Internal | Winter | B17 | 100 | 2000 | 0 | 47.82 | 48.74 | 5 | 0
2025 | SPP_N_2_MISO_MO-IL | SPP_N | MISO_MO-IL | Internal | Winter | B18 | 400 | 2000 | 0 | 47.71 | 46.58 | 5 | 0
2025 | SPP_N_2_MISO_MO-IL | SPP_N | MISO_MO-IL | Internal | Winter | B19 | 700 | 2000 | 0 | 46.62 | 43.67 | 5 | 0
2025 | SPP_N_2_MISO_MO-IL | SPP_N | MISO_MO-IL | Internal | Winter | B20 | 935 | 2000 | 0 | 42.33 | 37.05 | 5 | 0
2025 | SPP_N_2_MISO_W | SPP_N | MISO_W | Internal | Shoulder | B11 | 25 | 750 | 0 | 62.01 | 55.01 | 5 | 0
2025 | SPP_N_2_MISO_W | SPP_N | MISO_W | Internal | Shoulder | B12 | 200 | 750 | 0 | 46.11 | 46.1 | 5 | 0
2025 | SPP_N_2_MISO_W | SPP_N | MISO_W | Internal | Shoulder | B13 | 600 | 750 | 0 | 44.87 | 44.15 | 5 | 0
2025 | SPP_N_2_MISO_W | SPP_N | MISO_W | Internal | Shoulder | B14 | 900 | 750 | 0 | 44.87 | 42.98 | 5 | 0
2025 | SPP_N_2_MISO_W | SPP_N | MISO_W | Internal | Shoulder | B15 | 1203 | 750 | 0 | 44.77 | 38.68 | 5 | 0
2025 | SPP_N_2_MISO_W | SPP_N | MISO_W | Internal | Summer | B1 | 10 | 750 | 0 | 74.49 | 71.48 | 5 | 0
2025 | SPP_N_2_MISO_W | SPP_N | MISO_W | Internal | Summer | B2 | 25 | 750 | 0 | 73.59 | 70.89 | 5 | 0
2025 | SPP_N_2_MISO_W | SPP_N | MISO_W | Internal | Summer | B3 | 75 | 750 | 0 | 73.59 | 70.2 | 5 | 0
2025 | SPP_N_2_MISO_W | SPP_N | MISO_W | Internal | Summer | B4 | 100 | 750 | 0 | 73.59 | 67.85 | 5 | 0
2025 | SPP_N_2_MISO_W | SPP_N | MISO_W | Internal | Summer | B5 | 200 | 750 | 0 | 67.31 | 60.31 | 5 | 0
2025 | SPP_N_2_MISO_W | SPP_N | MISO_W | Internal | Summer | B6 | 300 | 750 | 0 | 55.73 | 48.73 | 5 | 0
2025 | SPP_N_2_MISO_W | SPP_N | MISO_W | Internal | Summer | B7 | 400 | 750 | 0 | 45.33 | 42.15 | 5 | 0
2025 | SPP_N_2_MISO_W | SPP_N | MISO_W | Internal | Summer | B8 | 500 | 750 | 0 | 44.01 | 40.49 | 5 | 0
2025 | SPP_N_2_MISO_W | SPP_N | MISO_W | Internal | Summer | B9 | 800 | 750 | 0 | 43.36 | 38.68 | 5 | 0
2025 | SPP_N_2_MISO_W | SPP_N | MISO_W | Internal | Summer | B10 | 1262 | 750 | 0 | 41.95 | 34.95 | 5 | 0
2025 | SPP_N_2_MISO_W | SPP_N | MISO_W | Internal | Winter | B16 | 25 | 750 | 0 | 50.03 | 50.87 | 5 | 0
2025 | SPP_N_2_MISO_W | SPP_N | MISO_W | Internal | Winter | B17 | 100 | 750 | 0 | 47.82 | 48.73 | 5 | 0
2025 | SPP_N_2_MISO_W | SPP_N | MISO_W | Internal | Winter | B18 | 400 | 750 | 0 | 47.71 | 46.59 | 5 | 0
2025 | SPP_N_2_MISO_W | SPP_N | MISO_W | Internal | Winter | B19 | 700 | 750 | 0 | 46.62 | 44.02 | 5 | 0
2025 | SPP_N_2_MISO_W | SPP_N | MISO_W | Internal | Winter | B20 | 935 | 750 | 0 | 42.33 | 37.04 | 5 | 0
2025 | SPP_N_2_NE | SPP_N | NE | Internal | Shoulder | B11 | 25 | 330 | 0 | 62.01 | 55.01 | 0.01 | 0
2025 | SPP_N_2_NE | SPP_N | NE | Internal | Shoulder | B12 | 200 | 330 | 0.03 | 46.11 | 46.1 | 0.01 | 0
2025 | SPP_N_2_NE | SPP_N | NE | Internal | Shoulder | B13 | 600 | 330 | 0 | 44.87 | 44.15 | 0.01 | 0
2025 | SPP_N_2_NE | SPP_N | NE | Internal | Shoulder | B14 | 900 | 330 | 0 | 44.87 | 44.15 | 0.01 | 0
2025 | SPP_N_2_NE | SPP_N | NE | Internal | Shoulder | B15 | 1203 | 330 | 0 | 44.77 | 39.73 | 0.01 | 0
2025 | SPP_N_2_NE | SPP_N | NE | Internal | Summer | B1 | 10 | 330 | 0 | 74.49 | 72.42 | 0.01 | 0
2025 | SPP_N_2_NE | SPP_N | NE | Internal | Summer | B2 | 25 | 330 | 0 | 73.59 | 72.42 | 0.01 | 0
2025 | SPP_N_2_NE | SPP_N | NE | Internal | Summer | B3 | 75 | 330 | 0 | 73.59 | 72.42 | 0.01 | 0
2025 | SPP_N_2_NE | SPP_N | NE | Internal | Summer | B4 | 100 | 330 | 0 | 73.59 | 72.29 | 0.01 | 0
2025 | SPP_N_2_NE | SPP_N | NE | Internal | Summer | B5 | 200 | 330 | 0.03 | 67.31 | 67.3 | 0.01 | 0
2025 | SPP_N_2_NE | SPP_N | NE | Internal | Summer | B6 | 300 | 330 | 0 | 55.73 | 51.22 | 0.01 | 0
2025 | SPP_N_2_NE | SPP_N | NE | Internal | Summer | B7 | 400 | 330 | 0 | 45.33 | 42.38 | 0.01 | 0
2025 | SPP_N_2_NE | SPP_N | NE | Internal | Summer | B8 | 500 | 330 | 0 | 44.01 | 40.49 | 0.01 | 0
2025 | SPP_N_2_NE | SPP_N | NE | Internal | Summer | B9 | 800 | 330 | 0 | 43.36 | 38.68 | 0.01 | 0
2025 | SPP_N_2_NE | SPP_N | NE | Internal | Summer | B10 | 1262 | 330 | 0 | 41.95 | 34.95 | 0.01 | 0
2025 | SPP_N_2_NE | SPP_N | NE | Internal | Winter | B16 | 25 | 330 | 0.27 | 50.03 | 50.02 | 0.01 | 0
2025 | SPP_N_2_NE | SPP_N | NE | Internal | Winter | B17 | 100 | 330 | 0.07 | 47.82 | 47.81 | 0.01 | 0
2025 | SPP_N_2_NE | SPP_N | NE | Internal | Winter | B18 | 400 | 330 | 0 | 47.71 | 46.61 | 0.01 | 0
2025 | SPP_N_2_NE | SPP_N | NE | Internal | Winter | B19 | 700 | 330 | 0.01 | 46.62 | 46.61 | 0.01 | 0
2025 | SPP_N_2_NE | SPP_N | NE | Internal | Winter | B20 | 935 | 330 | 0 | 42.33 | 37.04 | 0.01 | 0
2025 | SPP_N_2_SPP_S | SPP_N | SPP_S | Internal | Shoulder | B11 | 25 | 4000 | 1052.29 | 62.01 | 62.03 | 0.01 | 0
2025 | SPP_N_2_SPP_S | SPP_N | SPP_S | Internal | Shoulder | B12 | 200 | 4000 | 166.15 | 46.11 | 46.12 | 0.01 | 0
2025 | SPP_N_2_SPP_S | SPP_N | SPP_S | Internal | Shoulder | B13 | 600 | 4000 | 97.8 | 44.87 | 44.88 | 0.01 | 0
2025 | SPP_N_2_SPP_S | SPP_N | SPP_S | Internal | Shoulder | B14 | 900 | 4000 | 735.78 | 44.87 | 44.88 | 0.01 | 0
2025 | SPP_N_2_SPP_S | SPP_N | SPP_S | Internal | Shoulder | B15 | 1203 | 4000 | 2264.3 | 44.77 | 44.78 | 0.01 | 0
2025 | SPP_N_2_SPP_S | SPP_N | SPP_S | Internal | Summer | B1 | 10 | 4000 | 0.01 | 74.49 | 72.92 | 0.01 | 0
2025 | SPP_N_2_SPP_S | SPP_N | SPP_S | Internal | Summer | B2 | 25 | 4000 | 0 | 73.59 | 72.79 | 0.01 | 0
2025 | SPP_N_2_SPP_S | SPP_N | SPP_S | Internal | Summer | B3 | 75 | 4000 | 0 | 73.59 | 72.25 | 0.01 | 0
2025 | SPP_N_2_SPP_S | SPP_N | SPP_S | Internal | Summer | B4 | 100 | 4000 | 0 | 73.59 | 71.53 | 0.01 | 0
2025 | SPP_N_2_SPP_S | SPP_N | SPP_S | Internal | Summer | B5 | 200 | 4000 | 0 | 67.31 | 62.49 | 0.01 | 0
2025 | SPP_N_2_SPP_S | SPP_N | SPP_S | Internal | Summer | B6 | 300 | 4000 | 1326.8 | 55.73 | 55.74 | 0.01 | 0
2025 | SPP_N_2_SPP_S | SPP_N | SPP_S | Internal | Summer | B7 | 400 | 4000 | 792.36 | 45.33 | 45.34 | 0.01 | 0
2025 | SPP_N_2_SPP_S | SPP_N | SPP_S | Internal | Summer | B8 | 500 | 4000 | 713.59 | 44.01 | 44.02 | 0.01 | 0
2025 | SPP_N_2_SPP_S | SPP_N | SPP_S | Internal | Summer | B9 | 800 | 4000 | 2150.68 | 43.36 | 43.37 | 0.01 | 0
2025 | SPP_N_2_SPP_S | SPP_N | SPP_S | Internal | Summer | B10 | 1262 | 4000 | 4000 | 41.95 | 43.27 | 0.01 | 1.31
2025 | SPP_N_2_SPP_S | SPP_N | SPP_S | Internal | Winter | B16 | 25 | 4000 | 0.26 | 50.03 | 50.02 | 0.01 | 0
2025 | SPP_N_2_SPP_S | SPP_N | SPP_S | Internal | Winter | B17 | 100 | 4000 | 911.67 | 47.82 | 47.83 | 0.01 | 0
2025 | SPP_N_2_SPP_S | SPP_N | SPP_S | Internal | Winter | B18 | 400 | 4000 | 1943.89 | 47.71 | 47.73 | 0.01 | 0
2025 | SPP_N_2_SPP_S | SPP_N | SPP_S | Internal | Winter | B19 | 700 | 4000 | 2278.33 | 46.62 | 46.63 | 0.01 | 0
2025 | SPP_N_2_SPP_S | SPP_N | SPP_S | Internal | Winter | B20 | 935 | 4000 | 3664.41 | 42.33 | 42.34 | 0.01 | 0
2025 | SPP_S_2_ENT | SPP_S | ENT | Internal | Shoulder | B11 | 25 | 850 | 0 | 62.03 | 62.6 | 5 | 0
2025 | SPP_S_2_ENT | SPP_S | ENT | Internal | Shoulder | B12 | 200 | 850 | 0 | 46.12 | 46.83 | 5 | 0
2025 | SPP_S_2_ENT | SPP_S | ENT | Internal | Shoulder | B13 | 600 | 850 | 0 | 44.88 | 46.5 | 5 | 0
2025 | SPP_S_2_ENT | SPP_S | ENT | Internal | Shoulder | B14 | 900 | 850 | 0 | 44.88 | 46.5 | 5 | 0
2025 | SPP_S_2_ENT | SPP_S | ENT | Internal | Shoulder | B15 | 1203 | 850 | 0 | 44.78 | 44.97 | 5 | 0
2025 | SPP_S_2_ENT | SPP_S | ENT | Internal | Summer | B1 | 10 | 850 | 849.99 | 72.92 | 79.49 | 5 | 1.56
2025 | SPP_S_2_ENT | SPP_S | ENT | Internal | Summer | B2 | 25 | 850 | 0 | 72.79 | 75.69 | 5 | 0
2025 | SPP_S_2_ENT | SPP_S | ENT | Internal | Summer | B3 | 75 | 850 | 0 | 72.25 | 75.69 | 5 | 0
2025 | SPP_S_2_ENT | SPP_S | ENT | Internal | Summer | B4 | 100 | 850 | 0 | 71.53 | 75.69 | 5 | 0
2025 | SPP_S_2_ENT | SPP_S | ENT | Internal | Summer | B5 | 200 | 850 | 0 | 62.49 | 66.92 | 5 | 0
2025 | SPP_S_2_ENT | SPP_S | ENT | Internal | Summer | B6 | 300 | 850 | 0 | 55.74 | 55.07 | 5 | 0
2025 | SPP_S_2_ENT | SPP_S | ENT | Internal | Summer | B7 | 400 | 850 | 0 | 45.34 | 45.36 | 5 | 0
2025 | SPP_S_2_ENT | SPP_S | ENT | Internal | Summer | B8 | 500 | 850 | 0 | 44.02 | 45.04 | 5 | 0
2025 | SPP_S_2_ENT | SPP_S | ENT | Internal | Summer | B9 | 800 | 850 | 0 | 43.37 | 45.04 | 5 | 0
2025 | SPP_S_2_ENT | SPP_S | ENT | Internal | Summer | B10 | 1262 | 850 | 0 | 43.27 | 43.56 | 5 | 0
2025 | SPP_S_2_ENT | SPP_S | ENT | Internal | Winter | B16 | 25 | 850 | 132.68 | 50.02 | 55.02 | 5 | 0
2025 | SPP_S_2_ENT | SPP_S | ENT | Internal | Winter | B17 | 100 | 850 | 0 | 47.83 | 49.38 | 5 | 0
2025 | SPP_S_2_ENT | SPP_S | ENT | Internal | Winter | B18 | 400 | 850 | 0 | 47.73 | 49.38 | 5 | 0
2025 | SPP_S_2_ENT | SPP_S | ENT | Internal | Winter | B19 | 700 | 850 | 0 | 46.63 | 47.76 | 5 | 0
2025 | SPP_S_2_ENT | SPP_S | ENT | Internal | Winter | B20 | 935 | 850 | 0.02 | 42.34 | 47.33 | 5 | 0
2025 | SPP_S_2_SPP_N | SPP_S | SPP_N | Internal | Shoulder | B11 | 25 | 640 | 0.27 | 62.03 | 62.01 | 0.01 | 0
2025 | SPP_S_2_SPP_N | SPP_S | SPP_N | Internal | Shoulder | B12 | 200 | 640 | 0.04 | 46.12 | 46.11 | 0.01 | 0
2025 | SPP_S_2_SPP_N | SPP_S | SPP_N | Internal | Shoulder | B13 | 600 | 640 | 0.01 | 44.88 | 44.87 | 0.01 | 0
2025 | SPP_S_2_SPP_N | SPP_S | SPP_N | Internal | Shoulder | B14 | 900 | 640 | 0 | 44.88 | 44.87 | 0.01 | 0
2025 | SPP_S_2_SPP_N | SPP_S | SPP_N | Internal | Shoulder | B15 | 1203 | 640 | 0 | 44.78 | 44.77 | 0.01 | 0
2025 | SPP_S_2_SPP_N | SPP_S | SPP_N | Internal | Summer | B1 | 10 | 640 | 639.99 | 72.92 | 74.49 | 0.01 | 1.55
2025 | SPP_S_2_SPP_N | SPP_S | SPP_N | Internal | Summer | B2 | 25 | 640 | 639.99 | 72.79 | 73.59 | 0.01 | 0.79
2025 | SPP_S_2_SPP_N | SPP_S | SPP_N | Internal | Summer | B3 | 75 | 640 | 640 | 72.25 | 73.59 | 0.01 | 1.33
2025 | SPP_S_2_SPP_N | SPP_S | SPP_N | Internal | Summer | B4 | 100 | 640 | 640 | 71.53 | 73.59 | 0.01 | 2.05
2025 | SPP_S_2_SPP_N | SPP_S | SPP_N | Internal | Summer | B5 | 200 | 640 | 640 | 62.49 | 67.31 | 0.01 | 4.81
2025 | SPP_S_2_SPP_N | SPP_S | SPP_N | Internal | Summer | B6 | 300 | 640 | 0.02 | 55.74 | 55.73 | 0.01 | 0
2025 | SPP_S_2_SPP_N | SPP_S | SPP_N | Internal | Summer | B7 | 400 | 640 | 0.02 | 45.34 | 45.33 | 0.01 | 0
2025 | SPP_S_2_SPP_N | SPP_S | SPP_N | Internal | Summer | B8 | 500 | 640 | 0.01 | 44.02 | 44.01 | 0.01 | 0
2025 | SPP_S_2_SPP_N | SPP_S | SPP_N | Internal | Summer | B9 | 800 | 640 | 0 | 43.37 | 43.36 | 0.01 | 0
2025 | SPP_S_2_SPP_N | SPP_S | SPP_N | Internal | Summer | B10 | 1262 | 640 | 0 | 43.27 | 41.95 | 0.01 | 0
2025 | SPP_S_2_SPP_N | SPP_S | SPP_N | Internal | Winter | B16 | 25 | 640 | 330.42 | 50.02 | 50.03 | 0.01 | 0
2025 | SPP_S_2_SPP_N | SPP_S | SPP_N | Internal | Winter | B17 | 100 | 640 | 0.07 | 47.83 | 47.82 | 0.01 | 0
2025 | SPP_S_2_SPP_N | SPP_S | SPP_N | Internal | Winter | B18 | 400 | 640 | 0.02 | 47.73 | 47.71 | 0.01 | 0
2025 | SPP_S_2_SPP_N | SPP_S | SPP_N | Internal | Winter | B19 | 700 | 640 | 0.01 | 46.63 | 46.62 | 0.01 | 0
2025 | SPP_S_2_SPP_N | SPP_S | SPP_N | Internal | Winter | B20 | 935 | 640 | 0 | 42.34 | 42.33 | 0.01 | 0
2025 | TVA_2_ENT | TVA | ENT | Internal | Shoulder | B11 | 25 | 500 | 390.57 | 53.6 | 62.6 | 9 | 0
2025 | TVA_2_ENT | TVA | ENT | Internal | Shoulder | B12 | 200 | 500 | 0 | 46.5 | 46.83 | 9 | 0
2025 | TVA_2_ENT | TVA | ENT | Internal | Shoulder | B13 | 600 | 500 | 0 | 45.44 | 46.5 | 9 | 0
2025 | TVA_2_ENT | TVA | ENT | Internal | Shoulder | B14 | 900 | 500 | 0 | 45.44 | 46.5 | 9 | 0
2025 | TVA_2_ENT | TVA | ENT | Internal | Shoulder | B15 | 1203 | 500 | 0 | 43.71 | 44.97 | 9 | 0
2025 | TVA_2_ENT | TVA | ENT | Internal | Summer | B1 | 10 | 500 | 0 | 79.5 | 79.49 | 9 | 0
2025 | TVA_2_ENT | TVA | ENT | Internal | Summer | B2 | 25 | 500 | 0 | 78.91 | 75.69 | 9 | 0
2025 | TVA_2_ENT | TVA | ENT | Internal | Summer | B3 | 75 | 500 | 0 | 74.44 | 75.69 | 9 | 0
2025 | TVA_2_ENT | TVA | ENT | Internal | Summer | B4 | 100 | 500 | 0 | 74.44 | 75.69 | 9 | 0
2025 | TVA_2_ENT | TVA | ENT | Internal | Summer | B5 | 200 | 500 | 0 | 58.92 | 66.92 | 9 | 0
2025 | TVA_2_ENT | TVA | ENT | Internal | Summer | B6 | 300 | 500 | 0 | 47.07 | 55.07 | 9 | 0
2025 | TVA_2_ENT | TVA | ENT | Internal | Summer | B7 | 400 | 500 | 0 | 45.14 | 45.36 | 9 | 0
2025 | TVA_2_ENT | TVA | ENT | Internal | Summer | B8 | 500 | 500 | 0 | 45.14 | 45.04 | 9 | 0
2025 | TVA_2_ENT | TVA | ENT | Internal | Summer | B9 | 800 | 500 | 0 | 45.14 | 45.04 | 9 | 0
2025 | TVA_2_ENT | TVA | ENT | Internal | Summer | B10 | 1262 | 500 | 0 | 36.71 | 43.56 | 9 | 0
2025 | TVA_2_ENT | TVA | ENT | Internal | Winter | B16 | 25 | 500 | 0 | 58.88 | 55.02 | 9 | 0
2025 | TVA_2_ENT | TVA | ENT | Internal | Winter | B17 | 100 | 500 | 0 | 49.32 | 49.38 | 9 | 0
2025 | TVA_2_ENT | TVA | ENT | Internal | Winter | B18 | 400 | 500 | 0 | 45.37 | 49.38 | 9 | 0
2025 | TVA_2_ENT | TVA | ENT | Internal | Winter | B19 | 700 | 500 | 0 | 45.37 | 47.76 | 9 | 0
2025 | TVA_2_ENT | TVA | ENT | Internal | Winter | B20 | 935 | 500 | 0 | 43.43 | 47.33 | 9 | 0
2025 | TVA_2_MISO_MO-IL | TVA | MISO_MO-IL | Internal | Shoulder | B11 | 25 | 50 | 0 | 53.6 | 55.01 | 9 | 0
2025 | TVA_2_MISO_MO-IL | TVA | MISO_MO-IL | Internal | Shoulder | B12 | 200 | 50 | 0 | 46.5 | 46.11 | 9 | 0
2025 | TVA_2_MISO_MO-IL | TVA | MISO_MO-IL | Internal | Shoulder | B13 | 600 | 50 | 0 | 45.44 | 44.16 | 9 | 0
2025 | TVA_2_MISO_MO-IL | TVA | MISO_MO-IL | Internal | Shoulder | B14 | 900 | 50 | 0 | 45.44 | 42.63 | 9 | 0
2025 | TVA_2_MISO_MO-IL | TVA | MISO_MO-IL | Internal | Shoulder | B15 | 1203 | 50 | 0 | 43.71 | 38.67 | 9 | 0
2025 | TVA_2_MISO_MO-IL | TVA | MISO_MO-IL | Internal | Summer | B1 | 10 | 50 | 0 | 79.5 | 71.49 | 9 | 0
2025 | TVA_2_MISO_MO-IL | TVA | MISO_MO-IL | Internal | Summer | B2 | 25 | 50 | 0 | 78.91 | 70.9 | 9 | 0
2025 | TVA_2_MISO_MO-IL | TVA | MISO_MO-IL | Internal | Summer | B3 | 75 | 50 | 0 | 74.44 | 68.9 | 9 | 0
2025 | TVA_2_MISO_MO-IL | TVA | MISO_MO-IL | Internal | Summer | B4 | 100 | 50 | 0 | 74.44 | 67.84 | 9 | 0
2025 | TVA_2_MISO_MO-IL | TVA | MISO_MO-IL | Internal | Summer | B5 | 200 | 50 | 0 | 58.92 | 60.32 | 9 | 0
2025 | TVA_2_MISO_MO-IL | TVA | MISO_MO-IL | Internal | Summer | B6 | 300 | 50 | 0 | 47.07 | 48.74 | 9 | 0
2025 | TVA_2_MISO_MO-IL | TVA | MISO_MO-IL | Internal | Summer | B7 | 400 | 50 | 0 | 45.14 | 42.14 | 9 | 0
2025 | TVA_2_MISO_MO-IL | TVA | MISO_MO-IL | Internal | Summer | B8 | 500 | 50 | 0 | 45.14 | 40.5 | 9 | 0
2025 | TVA_2_MISO_MO-IL | TVA | MISO_MO-IL | Internal | Summer | B9 | 800 | 50 | 0 | 45.14 | 38.67 | 9 | 0
2025 | TVA_2_MISO_MO-IL | TVA | MISO_MO-IL | Internal | Summer | B10 | 1262 | 50 | 0 | 36.71 | 34.97 | 9 | 0
2025 | TVA_2_MISO_MO-IL | TVA | MISO_MO-IL | Internal | Winter | B16 | 25 | 50 | 0 | 58.88 | 50.88 | 9 | 0
2025 | TVA_2_MISO_MO-IL | TVA | MISO_MO-IL | Internal | Winter | B17 | 100 | 50 | 0 | 49.32 | 48.74 | 9 | 0
2025 | TVA_2_MISO_MO-IL | TVA | MISO_MO-IL | Internal | Winter | B18 | 400 | 50 | 0 | 45.37 | 46.58 | 9 | 0
2025 | TVA_2_MISO_MO-IL | TVA | MISO_MO-IL | Internal | Winter | B19 | 700 | 50 | 0 | 45.37 | 43.67 | 9 | 0
2025 | TVA_2_MISO_MO-IL | TVA | MISO_MO-IL | Internal | Winter | B20 | 935 | 50 | 0 | 43.43 | 37.05 | 9 | 0
2025 | TVA_2_NonRTO_Midwest | TVA | NonRTO_Midwest | Internal | Shoulder | B11 | 25 | 100 | 99.99 | 53.6 | 63.01 | 9 | 0.41
2025 | TVA_2_NonRTO_Midwest | TVA | NonRTO_Midwest | Internal | Shoulder | B12 | 200 | 100 | 0 | 46.5 | 54.81 | 9 | 0
2025 | TVA_2_NonRTO_Midwest | TVA | NonRTO_Midwest | Internal | Shoulder | B13 | 600 | 100 | 0 | 45.44 | 52.21 | 9 | 0
2025 | TVA_2_NonRTO_Midwest | TVA | NonRTO_Midwest | Internal | Shoulder | B14 | 900 | 100 | 0 | 45.44 | 48.63 | 9 | 0
2025 | TVA_2_NonRTO_Midwest | TVA | NonRTO_Midwest | Internal | Shoulder | B15 | 1203 | 100 | 0 | 43.71 | 35.7 | 9 | 0
2025 | TVA_2_NonRTO_Midwest | TVA | NonRTO_Midwest | Internal | Summer | B1 | 10 | 100 | 0 | 79.5 | 75.82 | 9 | 0
2025 | TVA_2_NonRTO_Midwest | TVA | NonRTO_Midwest | Internal | Summer | B2 | 25 | 100 | 0 | 78.91 | 75.82 | 9 | 0
2025 | TVA_2_NonRTO_Midwest | TVA | NonRTO_Midwest | Internal | Summer | B3 | 75 | 100 | 0 | 74.44 | 75.82 | 9 | 0
2025 | TVA_2_NonRTO_Midwest | TVA | NonRTO_Midwest | Internal | Summer | B4 | 100 | 100 | 0 | 74.44 | 75.82 | 9 | 0
2025 | TVA_2_NonRTO_Midwest | TVA | NonRTO_Midwest | Internal | Summer | B5 | 200 | 100 | 100 | 58.92 | 68.33 | 9 | 0.42
2025 | TVA_2_NonRTO_Midwest | TVA | NonRTO_Midwest | Internal | Summer | B6 | 300 | 100 | 100 | 47.07 | 56.75 | 9 | 0.68
2025 | TVA_2_NonRTO_Midwest | TVA | NonRTO_Midwest | Internal | Summer | B7 | 400 | 100 | 0 | 45.14 | 50.15 | 9 | 0
2025 | TVA_2_NonRTO_Midwest | TVA | NonRTO_Midwest | Internal | Summer | B8 | 500 | 100 | 0 | 45.14 | 48.52 | 9 | 0
2025 | TVA_2_NonRTO_Midwest | TVA | NonRTO_Midwest | Internal | Summer | B9 | 800 | 100 | 0 | 45.14 | 37.64 | 9 | 0
2025 | TVA_2_NonRTO_Midwest | TVA | NonRTO_Midwest | Internal | Summer | B10 | 1262 | 100 | 0 | 36.71 | 33.84 | 9 | 0
2025 | TVA_2_NonRTO_Midwest | TVA | NonRTO_Midwest | Internal | Winter | B16 | 25 | 100 | 0 | 58.88 | 61.72 | 9 | 0
2025 | TVA_2_NonRTO_Midwest | TVA | NonRTO_Midwest | Internal | Winter | B17 | 100 | 100 | 0 | 49.32 | 57.46 | 9 | 0
2025 | TVA_2_NonRTO_Midwest | TVA | NonRTO_Midwest | Internal | Winter | B18 | 400 | 100 | 100 | 45.37 | 54.59 | 9 | 0.22
2025 | TVA_2_NonRTO_Midwest | TVA | NonRTO_Midwest | Internal | Winter | B19 | 700 | 100 | 0 | 45.37 | 48.31 | 9 | 0
2025 | TVA_2_NonRTO_Midwest | TVA | NonRTO_Midwest | Internal | Winter | B20 | 935 | 100 | 0 | 43.43 | 35.7 | 9 | 0
2025 | TVA_2_PJM_ROR | TVA | PJM_ROR | Internal | Shoulder | B11 | 25 | 500 | 0 | 53.6 | 53.01 | 9 | 0
2025 | TVA_2_PJM_ROR | TVA | PJM_ROR | Internal | Shoulder | B12 | 200 | 500 | 0 | 46.5 | 46.83 | 9 | 0
2025 | TVA_2_PJM_ROR | TVA | PJM_ROR | Internal | Shoulder | B13 | 600 | 500 | 0 | 45.44 | 43.99 | 9 | 0
2025 | TVA_2_PJM_ROR | TVA | PJM_ROR | Internal | Shoulder | B14 | 900 | 500 | 0 | 45.44 | 43.84 | 9 | 0
2025 | TVA_2_PJM_ROR | TVA | PJM_ROR | Internal | Shoulder | B15 | 1203 | 500 | 0 | 43.71 | 40.35 | 9 | 0
2025 | TVA_2_PJM_ROR | TVA | PJM_ROR | Internal | Summer | B1 | 10 | 500 | 0 | 79.5 | 73.49 | 9 | 0
2025 | TVA_2_PJM_ROR | TVA | PJM_ROR | Internal | Summer | B2 | 25 | 500 | 0 | 78.91 | 72.9 | 9 | 0
2025 | TVA_2_PJM_ROR | TVA | PJM_ROR | Internal | Summer | B3 | 75 | 500 | 0 | 74.44 | 68.43 | 9 | 0
2025 | TVA_2_PJM_ROR | TVA | PJM_ROR | Internal | Summer | B4 | 100 | 500 | 0 | 74.44 | 68.43 | 9 | 0
2025 | TVA_2_PJM_ROR | TVA | PJM_ROR | Internal | Summer | B5 | 200 | 500 | 0 | 58.92 | 59.92 | 9 | 0
2025 | TVA_2_PJM_ROR | TVA | PJM_ROR | Internal | Summer | B6 | 300 | 500 | 0 | 47.07 | 49.18 | 9 | 0
2025 | TVA_2_PJM_ROR | TVA | PJM_ROR | Internal | Summer | B7 | 400 | 500 | 0 | 45.14 | 42.37 | 9 | 0
2025 | TVA_2_PJM_ROR | TVA | PJM_ROR | Internal | Summer | B8 | 500 | 500 | 0 | 45.14 | 41.41 | 9 | 0
2025 | TVA_2_PJM_ROR | TVA | PJM_ROR | Internal | Summer | B9 | 800 | 500 | 0 | 45.14 | 39.13 | 9 | 0
2025 | TVA_2_PJM_ROR | TVA | PJM_ROR | Internal | Summer | B10 | 1262 | 500 | 0 | 36.71 | 36.95 | 9 | 0
2025 | TVA_2_PJM_ROR | TVA | PJM_ROR | Internal | Winter | B16 | 25 | 500 | 0 | 58.88 | 52.88 | 9 | 0
2025 | TVA_2_PJM_ROR | TVA | PJM_ROR | Internal | Winter | B17 | 100 | 500 | 0 | 49.32 | 50.74 | 9 | 0
2025 | TVA_2_PJM_ROR | TVA | PJM_ROR | Internal | Winter | B18 | 400 | 500 | 0 | 45.37 | 47.6 | 9 | 0
2025 | TVA_2_PJM_ROR | TVA | PJM_ROR | Internal | Winter | B19 | 700 | 500 | 0 | 45.37 | 45.5 | 9 | 0
2025 | TVA_2_PJM_ROR | TVA | PJM_ROR | Internal | Winter | B20 | 935 | 500 | 0 | 43.43 | 37.42 | 9 | 0
2025 | TVA_2_SOCO | TVA | SOCO | Internal | Shoulder | B11 | 25 | 500 | 500 | 53.6 | 70.6 | 9 | 8
2025 | TVA_2_SOCO | TVA | SOCO | Internal | Shoulder | B12 | 200 | 500 | 0 | 46.5 | 46.88 | 9 | 0
2025 | TVA_2_SOCO | TVA | SOCO | Internal | Shoulder | B13 | 600 | 500 | 0 | 45.44 | 46.88 | 9 | 0
2025 | TVA_2_SOCO | TVA | SOCO | Internal | Shoulder | B14 | 900 | 500 | 0 | 45.44 | 46.88 | 9 | 0
2025 | TVA_2_SOCO | TVA | SOCO | Internal | Shoulder | B15 | 1203 | 500 | 0 | 43.71 | 46.88 | 9 | 0
2025 | TVA_2_SOCO | TVA | SOCO | Internal | Summer | B1 | 10 | 500 | 0.02 | 79.5 | 87.49 | 9 | 0
2025 | TVA_2_SOCO | TVA | SOCO | Internal | Summer | B2 | 25 | 500 | 0 | 78.91 | 77.11 | 9 | 0
2025 | TVA_2_SOCO | TVA | SOCO | Internal | Summer | B3 | 75 | 500 | 0 | 74.44 | 77.11 | 9 | 0
2025 | TVA_2_SOCO | TVA | SOCO | Internal | Summer | B4 | 100 | 500 | 0 | 74.44 | 77.11 | 9 | 0
2025 | TVA_2_SOCO | TVA | SOCO | Internal | Summer | B5 | 200 | 500 | 500 | 58.92 | 74.92 | 9 | 7
2025 | TVA_2_SOCO | TVA | SOCO | Internal | Summer | B6 | 300 | 500 | 500 | 47.07 | 63.07 | 9 | 7
2025 | TVA_2_SOCO | TVA | SOCO | Internal | Summer | B7 | 400 | 500 | 0 | 45.14 | 53.36 | 9 | 0
2025 | TVA_2_SOCO | TVA | SOCO | Internal | Summer | B8 | 500 | 500 | 0 | 45.14 | 45.53 | 9 | 0
2025 | TVA_2_SOCO | TVA | SOCO | Internal | Summer | B9 | 800 | 500 | 0 | 45.14 | 45.53 | 9 | 0
2025 | TVA_2_SOCO | TVA | SOCO | Internal | Summer | B10 | 1262 | 500 | 0 | 36.71 | 45.53 | 9 | 0
2025 | TVA_2_SOCO | TVA | SOCO | Internal | Winter | B16 | 25 | 500 | 0.01 | 58.88 | 67.17 | 9 | 0
2025 | TVA_2_SOCO | TVA | SOCO | Internal | Winter | B17 | 100 | 500 | 0 | 49.32 | 49.67 | 9 | 0
2025 | TVA_2_SOCO | TVA | SOCO | Internal | Winter | B18 | 400 | 500 | 0 | 45.37 | 49.67 | 9 | 0
2025 | TVA_2_SOCO | TVA | SOCO | Internal | Winter | B19 | 700 | 500 | 0 | 45.37 | 49.67 | 9 | 0
2025 | TVA_2_SOCO | TVA | SOCO | Internal | Winter | B20 | 935 | 500 | 0 | 43.43 | 48.98 | 9 | 0
2025 | TVA_2_VACAR | TVA | VACAR | Internal | Shoulder | B11 | 25 | 150 | 149.99 | 53.6 | 63.6 | 9 | 1
2025 | TVA_2_VACAR | TVA | VACAR | Internal | Shoulder | B12 | 200 | 150 | 0 | 46.5 | 52.83 | 9 | 0
2025 | TVA_2_VACAR | TVA | VACAR | Internal | Shoulder | B13 | 600 | 150 | 0 | 45.44 | 49.99 | 9 | 0
2025 | TVA_2_VACAR | TVA | VACAR | Internal | Shoulder | B14 | 900 | 150 | 0 | 45.44 | 49.84 | 9 | 0
2025 | TVA_2_VACAR | TVA | VACAR | Internal | Shoulder | B15 | 1203 | 150 | 0 | 43.71 | 46.35 | 9 | 0
2025 | TVA_2_VACAR | TVA | VACAR | Internal | Summer | B1 | 10 | 150 | 0 | 79.5 | 80.6 | 9 | 0
2025 | TVA_2_VACAR | TVA | VACAR | Internal | Summer | B2 | 25 | 150 | 0 | 78.91 | 80.6 | 9 | 0
2025 | TVA_2_VACAR | TVA | VACAR | Internal | Summer | B3 | 75 | 150 | 0 | 74.44 | 80.6 | 9 | 0
2025 | TVA_2_VACAR | TVA | VACAR | Internal | Summer | B4 | 100 | 150 | 0 | 74.44 | 80.59 | 9 | 0
2025 | TVA_2_VACAR | TVA | VACAR | Internal | Summer | B5 | 200 | 150 | 110.74 | 58.92 | 67.92 | 9 | 0
2025 | TVA_2_VACAR | TVA | VACAR | Internal | Summer | B6 | 300 | 150 | 3.46 | 47.07 | 56.07 | 9 | 0
2025 | TVA_2_VACAR | TVA | VACAR | Internal | Summer | B7 | 400 | 150 | 0 | 45.14 | 48.38 | 9 | 0
2025 | TVA_2_VACAR | TVA | VACAR | Internal | Summer | B8 | 500 | 150 | 0 | 45.14 | 47.41 | 9 | 0
2025 | TVA_2_VACAR | TVA | VACAR | Internal | Summer | B9 | 800 | 150 | 0 | 45.14 | 45.13 | 9 | 0
2025 | TVA_2_VACAR | TVA | VACAR | Internal | Summer | B10 | 1262 | 150 | 0 | 36.71 | 42.95 | 9 | 0
2025 | TVA_2_VACAR | TVA | VACAR | Internal | Winter | B16 | 25 | 150 | 89.83 | 58.88 | 67.88 | 9 | 0
2025 | TVA_2_VACAR | TVA | VACAR | Internal | Winter | B17 | 100 | 150 | 0.04 | 49.32 | 58.27 | 9 | 0
2025 | TVA_2_VACAR | TVA | VACAR | Internal | Winter | B18 | 400 | 150 | 0 | 45.37 | 53.6 | 9 | 0
2025 | TVA_2_VACAR | TVA | VACAR | Internal | Winter | B19 | 700 | 150 | 0 | 45.37 | 50.54 | 9 | 0
2025 | TVA_2_VACAR | TVA | VACAR | Internal | Winter | B20 | 935 | 150 | 0 | 43.43 | 43.81 | 9 | 0
2025 | TVA_Transmission_2_ENT | TVA_Transmission | ENT | Internal | Shoulder | B11 | 25 | 3000 | 0 | 61.6 | 62.6 | 9 | 0
2025 | TVA_Transmission_2_ENT | TVA_Transmission | ENT | Internal | Shoulder | B12 | 200 | 3000 | 0 | 49.69 | 46.83 | 9 | 0
2025 | TVA_Transmission_2_ENT | TVA_Transmission | ENT | Internal | Shoulder | B13 | 600 | 3000 | 0 | 47.78 | 46.5 | 9 | 0
2025 | TVA_Transmission_2_ENT | TVA_Transmission | ENT | Internal | Shoulder | B14 | 900 | 3000 | 0 | 47.36 | 46.5 | 9 | 0
2025 | TVA_Transmission_2_ENT | TVA_Transmission | ENT | Internal | Shoulder | B15 | 1203 | 3000 | 0 | 43.7 | 44.97 | 9 | 0
2025 | TVA_Transmission_2_ENT | TVA_Transmission | ENT | Internal | Summer | B1 | 10 | 3000 | 0 | 79.49 | 79.49 | 9 | 0
2025 | TVA_Transmission_2_ENT | TVA_Transmission | ENT | Internal | Summer | B2 | 25 | 3000 | 0 | 78.9 | 75.69 | 9 | 0
2025 | TVA_Transmission_2_ENT | TVA_Transmission | ENT | Internal | Summer | B3 | 75 | 3000 | 0 | 74.43 | 75.69 | 9 | 0
2025 | TVA_Transmission_2_ENT | TVA_Transmission | ENT | Internal | Summer | B4 | 100 | 3000 | 0 | 74.43 | 75.69 | 9 | 0
2025 | TVA_Transmission_2_ENT | TVA_Transmission | ENT | Internal | Summer | B5 | 200 | 3000 | 0 | 65.92 | 66.92 | 9 | 0
2025 | TVA_Transmission_2_ENT | TVA_Transmission | ENT | Internal | Summer | B6 | 300 | 3000 | 0 | 54.59 | 55.07 | 9 | 0
2025 | TVA_Transmission_2_ENT | TVA_Transmission | ENT | Internal | Summer | B7 | 400 | 3000 | 0 | 46.97 | 45.36 | 9 | 0
2025 | TVA_Transmission_2_ENT | TVA_Transmission | ENT | Internal | Summer | B8 | 500 | 3000 | 0 | 46.12 | 45.04 | 9 | 0
2025 | TVA_Transmission_2_ENT | TVA_Transmission | ENT | Internal | Summer | B9 | 800 | 3000 | 0 | 45.13 | 45.04 | 9 | 0
2025 | TVA_Transmission_2_ENT | TVA_Transmission | ENT | Internal | Summer | B10 | 1262 | 3000 | 0 | 39.47 | 43.56 | 9 | 0
2025 | TVA_Transmission_2_ENT | TVA_Transmission | ENT | Internal | Winter | B16 | 25 | 3000 | 0 | 58.88 | 55.02 | 9 | 0
2025 | TVA_Transmission_2_ENT | TVA_Transmission | ENT | Internal | Winter | B17 | 100 | 3000 | 0 | 52.98 | 49.38 | 9 | 0
2025 | TVA_Transmission_2_ENT | TVA_Transmission | ENT | Internal | Winter | B18 | 400 | 3000 | 0 | 50.19 | 49.38 | 9 | 0
2025 | TVA_Transmission_2_ENT | TVA_Transmission | ENT | Internal | Winter | B19 | 700 | 3000 | 0 | 48.12 | 47.76 | 9 | 0
2025 | TVA_Transmission_2_ENT | TVA_Transmission | ENT | Internal | Winter | B20 | 935 | 3000 | 0 | 43.42 | 47.33 | 9 | 0
2025 | TVA_Transmission_2_MISO_MO-IL | TVA_Transmission | MISO_MO-IL | Internal | Shoulder | B11 | 25 | 4000 | 0 | 61.6 | 55.01 | 9 | 0
2025 | TVA_Transmission_2_MISO_MO-IL | TVA_Transmission | MISO_MO-IL | Internal | Shoulder | B12 | 200 | 4000 | 0 | 49.69 | 46.11 | 9 | 0
2025 | TVA_Transmission_2_MISO_MO-IL | TVA_Transmission | MISO_MO-IL | Internal | Shoulder | B13 | 600 | 4000 | 0 | 47.78 | 44.16 | 9 | 0
2025 | TVA_Transmission_2_MISO_MO-IL | TVA_Transmission | MISO_MO-IL | Internal | Shoulder | B14 | 900 | 4000 | 0 | 47.36 | 42.63 | 9 | 0
2025 | TVA_Transmission_2_MISO_MO-IL | TVA_Transmission | MISO_MO-IL | Internal | Shoulder | B15 | 1203 | 4000 | 0 | 43.7 | 38.67 | 9 | 0
2025 | TVA_Transmission_2_MISO_MO-IL | TVA_Transmission | MISO_MO-IL | Internal | Summer | B1 | 10 | 4000 | 0 | 79.49 | 71.49 | 9 | 0
2025 | TVA_Transmission_2_MISO_MO-IL | TVA_Transmission | MISO_MO-IL | Internal | Summer | B2 | 25 | 4000 | 0 | 78.9 | 70.9 | 9 | 0
2025 | TVA_Transmission_2_MISO_MO-IL | TVA_Transmission | MISO_MO-IL | Internal | Summer | B3 | 75 | 4000 | 0 | 74.43 | 68.9 | 9 | 0
2025 | TVA_Transmission_2_MISO_MO-IL | TVA_Transmission | MISO_MO-IL | Internal | Summer | B4 | 100 | 4000 | 0 | 74.43 | 67.84 | 9 | 0
2025 | TVA_Transmission_2_MISO_MO-IL | TVA_Transmission | MISO_MO-IL | Internal | Summer | B5 | 200 | 4000 | 0 | 65.92 | 60.32 | 9 | 0
2025 | TVA_Transmission_2_MISO_MO-IL | TVA_Transmission | MISO_MO-IL | Internal | Summer | B6 | 300 | 4000 | 0 | 54.59 | 48.74 | 9 | 0
2025 | TVA_Transmission_2_MISO_MO-IL | TVA_Transmission | MISO_MO-IL | Internal | Summer | B7 | 400 | 4000 | 0 | 46.97 | 42.14 | 9 | 0
2025 | TVA_Transmission_2_MISO_MO-IL | TVA_Transmission | MISO_MO-IL | Internal | Summer | B8 | 500 | 4000 | 0 | 46.12 | 40.5 | 9 | 0
2025 | TVA_Transmission_2_MISO_MO-IL | TVA_Transmission | MISO_MO-IL | Internal | Summer | B9 | 800 | 4000 | 0 | 45.13 | 38.67 | 9 | 0
2025 | TVA_Transmission_2_MISO_MO-IL | TVA_Transmission | MISO_MO-IL | Internal | Summer | B10 | 1262 | 4000 | 0 | 39.47 | 34.97 | 9 | 0
2025 | TVA_Transmission_2_MISO_MO-IL | TVA_Transmission | MISO_MO-IL | Internal | Winter | B16 | 25 | 4000 | 0 | 58.88 | 50.88 | 9 | 0
2025 | TVA_Transmission_2_MISO_MO-IL | TVA_Transmission | MISO_MO-IL | Internal | Winter | B17 | 100 | 4000 | 0 | 52.98 | 48.74 | 9 | 0
2025 | TVA_Transmission_2_MISO_MO-IL | TVA_Transmission | MISO_MO-IL | Internal | Winter | B18 | 400 | 4000 | 0 | 50.19 | 46.58 | 9 | 0
2025 | TVA_Transmission_2_MISO_MO-IL | TVA_Transmission | MISO_MO-IL | Internal | Winter | B19 | 700 | 4000 | 0 | 48.12 | 43.67 | 9 | 0
2025 | TVA_Transmission_2_MISO_MO-IL | TVA_Transmission | MISO_MO-IL | Internal | Winter | B20 | 935 | 4000 | 0 | 43.42 | 37.05 | 9 | 0
2025 | TVA_Transmission_2_NonRTO_Midwest | TVA_Transmission | NonRTO_Midwest | Internal | Shoulder | B11 | 25 | 700 | 0 | 61.6 | 63.01 | 9 | 0
2025 | TVA_Transmission_2_NonRTO_Midwest | TVA_Transmission | NonRTO_Midwest | Internal | Shoulder | B12 | 200 | 700 | 0 | 49.69 | 54.81 | 9 | 0
2025 | TVA_Transmission_2_NonRTO_Midwest | TVA_Transmission | NonRTO_Midwest | Internal | Shoulder | B13 | 600 | 700 | 0 | 47.78 | 52.21 | 9 | 0
2025 | TVA_Transmission_2_NonRTO_Midwest | TVA_Transmission | NonRTO_Midwest | Internal | Shoulder | B14 | 900 | 700 | 0 | 47.36 | 48.63 | 9 | 0
2025 | TVA_Transmission_2_NonRTO_Midwest | TVA_Transmission | NonRTO_Midwest | Internal | Shoulder | B15 | 1203 | 700 | 0 | 43.7 | 35.7 | 9 | 0
2025 | TVA_Transmission_2_NonRTO_Midwest | TVA_Transmission | NonRTO_Midwest | Internal | Summer | B1 | 10 | 700 | 0 | 79.49 | 75.82 | 9 | 0
2025 | TVA_Transmission_2_NonRTO_Midwest | TVA_Transmission | NonRTO_Midwest | Internal | Summer | B2 | 25 | 700 | 0 | 78.9 | 75.82 | 9 | 0
2025 | TVA_Transmission_2_NonRTO_Midwest | TVA_Transmission | NonRTO_Midwest | Internal | Summer | B3 | 75 | 700 | 0 | 74.43 | 75.82 | 9 | 0
2025 | TVA_Transmission_2_NonRTO_Midwest | TVA_Transmission | NonRTO_Midwest | Internal | Summer | B4 | 100 | 700 | 0 | 74.43 | 75.82 | 9 | 0
2025 | TVA_Transmission_2_NonRTO_Midwest | TVA_Transmission | NonRTO_Midwest | Internal | Summer | B5 | 200 | 700 | 0 | 65.92 | 68.33 | 9 | 0
2025 | TVA_Transmission_2_NonRTO_Midwest | TVA_Transmission | NonRTO_Midwest | Internal | Summer | B6 | 300 | 700 | 0 | 54.59 | 56.75 | 9 | 0
2025 | TVA_Transmission_2_NonRTO_Midwest | TVA_Transmission | NonRTO_Midwest | Internal | Summer | B7 | 400 | 700 | 0 | 46.97 | 50.15 | 9 | 0
2025 | TVA_Transmission_2_NonRTO_Midwest | TVA_Transmission | NonRTO_Midwest | Internal | Summer | B8 | 500 | 700 | 0 | 46.12 | 48.52 | 9 | 0
2025 | TVA_Transmission_2_NonRTO_Midwest | TVA_Transmission | NonRTO_Midwest | Internal | Summer | B9 | 800 | 700 | 0 | 45.13 | 37.64 | 9 | 0
2025 | TVA_Transmission_2_NonRTO_Midwest | TVA_Transmission | NonRTO_Midwest | Internal | Summer | B10 | 1262 | 700 | 0 | 39.47 | 33.84 | 9 | 0
2025 | TVA_Transmission_2_NonRTO_Midwest | TVA_Transmission | NonRTO_Midwest | Internal | Winter | B16 | 25 | 700 | 0 | 58.88 | 61.72 | 9 | 0
2025 | TVA_Transmission_2_NonRTO_Midwest | TVA_Transmission | NonRTO_Midwest | Internal | Winter | B17 | 100 | 700 | 0 | 52.98 | 57.46 | 9 | 0
2025 | TVA_Transmission_2_NonRTO_Midwest | TVA_Transmission | NonRTO_Midwest | Internal | Winter | B18 | 400 | 700 | 0 | 50.19 | 54.59 | 9 | 0
2025 | TVA_Transmission_2_NonRTO_Midwest | TVA_Transmission | NonRTO_Midwest | Internal | Winter | B19 | 700 | 700 | 0 | 48.12 | 48.31 | 9 | 0
2025 | TVA_Transmission_2_NonRTO_Midwest | TVA_Transmission | NonRTO_Midwest | Internal | Winter | B20 | 935 | 700 | 0 | 43.42 | 35.7 | 9 | 0
2025 | TVA_Transmission_2_PJM_ROR | TVA_Transmission | PJM_ROR | Internal | Shoulder | B11 | 25 | 2000 | 0 | 61.6 | 53.01 | 9 | 0
2025 | TVA_Transmission_2_PJM_ROR | TVA_Transmission | PJM_ROR | Internal | Shoulder | B12 | 200 | 2000 | 0 | 49.69 | 46.83 | 9 | 0
2025 | TVA_Transmission_2_PJM_ROR | TVA_Transmission | PJM_ROR | Internal | Shoulder | B13 | 600 | 2000 | 0 | 47.78 | 43.99 | 9 | 0
2025 | TVA_Transmission_2_PJM_ROR | TVA_Transmission | PJM_ROR | Internal | Shoulder | B14 | 900 | 2000 | 0 | 47.36 | 43.84 | 9 | 0
2025 | TVA_Transmission_2_PJM_ROR | TVA_Transmission | PJM_ROR | Internal | Shoulder | B15 | 1203 | 2000 | 0 | 43.7 | 40.35 | 9 | 0
2025 | TVA_Transmission_2_PJM_ROR | TVA_Transmission | PJM_ROR | Internal | Summer | B1 | 10 | 2000 | 0 | 79.49 | 73.49 | 9 | 0
2025 | TVA_Transmission_2_PJM_ROR | TVA_Transmission | PJM_ROR | Internal | Summer | B2 | 25 | 2000 | 0 | 78.9 | 72.9 | 9 | 0
2025 | TVA_Transmission_2_PJM_ROR | TVA_Transmission | PJM_ROR | Internal | Summer | B3 | 75 | 2000 | 0 | 74.43 | 68.43 | 9 | 0
2025 | TVA_Transmission_2_PJM_ROR | TVA_Transmission | PJM_ROR | Internal | Summer | B4 | 100 | 2000 | 0 | 74.43 | 68.43 | 9 | 0
2025 | TVA_Transmission_2_PJM_ROR | TVA_Transmission | PJM_ROR | Internal | Summer | B5 | 200 | 2000 | 0 | 65.92 | 59.92 | 9 | 0
2025 | TVA_Transmission_2_PJM_ROR | TVA_Transmission | PJM_ROR | Internal | Summer | B6 | 300 | 2000 | 0 | 54.59 | 49.18 | 9 | 0
2025 | TVA_Transmission_2_PJM_ROR | TVA_Transmission | PJM_ROR | Internal | Summer | B7 | 400 | 2000 | 0 | 46.97 | 42.37 | 9 | 0
2025 | TVA_Transmission_2_PJM_ROR | TVA_Transmission | PJM_ROR | Internal | Summer | B8 | 500 | 2000 | 0 | 46.12 | 41.41 | 9 | 0
2025 | TVA_Transmission_2_PJM_ROR | TVA_Transmission | PJM_ROR | Internal | Summer | B9 | 800 | 2000 | 0 | 45.13 | 39.13 | 9 | 0
2025 | TVA_Transmission_2_PJM_ROR | TVA_Transmission | PJM_ROR | Internal | Summer | B10 | 1262 | 2000 | 0 | 39.47 | 36.95 | 9 | 0
2025 | TVA_Transmission_2_PJM_ROR | TVA_Transmission | PJM_ROR | Internal | Winter | B16 | 25 | 2000 | 0 | 58.88 | 52.88 | 9 | 0
2025 | TVA_Transmission_2_PJM_ROR | TVA_Transmission | PJM_ROR | Internal | Winter | B17 | 100 | 2000 | 0 | 52.98 | 50.74 | 9 | 0
2025 | TVA_Transmission_2_PJM_ROR | TVA_Transmission | PJM_ROR | Internal | Winter | B18 | 400 | 2000 | 0 | 50.19 | 47.6 | 9 | 0
2025 | TVA_Transmission_2_PJM_ROR | TVA_Transmission | PJM_ROR | Internal | Winter | B19 | 700 | 2000 | 0 | 48.12 | 45.5 | 9 | 0
2025 | TVA_Transmission_2_PJM_ROR | TVA_Transmission | PJM_ROR | Internal | Winter | B20 | 935 | 2000 | 0 | 43.42 | 37.42 | 9 | 0
2025 | TVA_Transmission_2_SOCO | TVA_Transmission | SOCO | Internal | Shoulder | B11 | 25 | 3200 | 2500 | 61.6 | 70.6 | 9 | 0
2025 | TVA_Transmission_2_SOCO | TVA_Transmission | SOCO | Internal | Shoulder | B12 | 200 | 3200 | 0 | 49.69 | 46.88 | 9 | 0
2025 | TVA_Transmission_2_SOCO | TVA_Transmission | SOCO | Internal | Shoulder | B13 | 600 | 3200 | 0 | 47.78 | 46.88 | 9 | 0
2025 | TVA_Transmission_2_SOCO | TVA_Transmission | SOCO | Internal | Shoulder | B14 | 900 | 3200 | 0 | 47.36 | 46.88 | 9 | 0
2025 | TVA_Transmission_2_SOCO | TVA_Transmission | SOCO | Internal | Shoulder | B15 | 1203 | 3200 | 0 | 43.7 | 46.88 | 9 | 0
2025 | TVA_Transmission_2_SOCO | TVA_Transmission | SOCO | Internal | Summer | B1 | 10 | 3200 | 0.02 | 79.49 | 87.49 | 9 | 0
2025 | TVA_Transmission_2_SOCO | TVA_Transmission | SOCO | Internal | Summer | B2 | 25 | 3200 | 0 | 78.9 | 77.11 | 9 | 0
2025 | TVA_Transmission_2_SOCO | TVA_Transmission | SOCO | Internal | Summer | B3 | 75 | 3200 | 0 | 74.43 | 77.11 | 9 | 0
2025 | TVA_Transmission_2_SOCO | TVA_Transmission | SOCO | Internal | Summer | B4 | 100 | 3200 | 0 | 74.43 | 77.11 | 9 | 0
2025 | TVA_Transmission_2_SOCO | TVA_Transmission | SOCO | Internal | Summer | B5 | 200 | 3200 | 400.91 | 65.92 | 74.92 | 9 | 0
2025 | TVA_Transmission_2_SOCO | TVA_Transmission | SOCO | Internal | Summer | B6 | 300 | 3200 | 0 | 54.59 | 63.07 | 9 | 0
2025 | TVA_Transmission_2_SOCO | TVA_Transmission | SOCO | Internal | Summer | B7 | 400 | 3200 | 0 | 46.97 | 53.36 | 9 | 0
2025 | TVA_Transmission_2_SOCO | TVA_Transmission | SOCO | Internal | Summer | B8 | 500 | 3200 | 0 | 46.12 | 45.53 | 9 | 0
2025 | TVA_Transmission_2_SOCO | TVA_Transmission | SOCO | Internal | Summer | B9 | 800 | 3200 | 0 | 45.13 | 45.53 | 9 | 0
2025 | TVA_Transmission_2_SOCO | TVA_Transmission | SOCO | Internal | Summer | B10 | 1262 | 3200 | 0 | 39.47 | 45.53 | 9 | 0
2025 | TVA_Transmission_2_SOCO | TVA_Transmission | SOCO | Internal | Winter | B16 | 25 | 3200 | 0 | 58.88 | 67.17 | 9 | 0
2025 | TVA_Transmission_2_SOCO | TVA_Transmission | SOCO | Internal | Winter | B17 | 100 | 3200 | 0 | 52.98 | 49.67 | 9 | 0
2025 | TVA_Transmission_2_SOCO | TVA_Transmission | SOCO | Internal | Winter | B18 | 400 | 3200 | 0 | 50.19 | 49.67 | 9 | 0
2025 | TVA_Transmission_2_SOCO | TVA_Transmission | SOCO | Internal | Winter | B19 | 700 | 3200 | 0 | 48.12 | 49.67 | 9 | 0
2025 | TVA_Transmission_2_SOCO | TVA_Transmission | SOCO | Internal | Winter | B20 | 935 | 3200 | 0 | 43.42 | 48.98 | 9 | 0
2025 | TVA_Transmission_2_TVA | TVA_Transmission | TVA | Internal | Shoulder | B11 | 25 | 99999 | 0 | 61.6 | 53.6 | 0.01 | 0
2025 | TVA_Transmission_2_TVA | TVA_Transmission | TVA | Internal | Shoulder | B12 | 200 | 99999 | 0 | 49.69 | 46.5 | 0.01 | 0
2025 | TVA_Transmission_2_TVA | TVA_Transmission | TVA | Internal | Shoulder | B13 | 600 | 99999 | 0 | 47.78 | 45.44 | 0.01 | 0
2025 | TVA_Transmission_2_TVA | TVA_Transmission | TVA | Internal | Shoulder | B14 | 900 | 99999 | 0 | 47.36 | 45.44 | 0.01 | 0
2025 | TVA_Transmission_2_TVA | TVA_Transmission | TVA | Internal | Shoulder | B15 | 1203 | 99999 | 202.2 | 43.7 | 43.71 | 0.01 | 0
2025 | TVA_Transmission_2_TVA | TVA_Transmission | TVA | Internal | Summer | B1 | 10 | 99999 | 3769.04 | 79.49 | 79.5 | 0.01 | 0
2025 | TVA_Transmission_2_TVA | TVA_Transmission | TVA | Internal | Summer | B2 | 25 | 99999 | 3016.3 | 78.9 | 78.91 | 0.01 | 0
2025 | TVA_Transmission_2_TVA | TVA_Transmission | TVA | Internal | Summer | B3 | 75 | 99999 | 1538.24 | 74.43 | 74.44 | 0.01 | 0
2025 | TVA_Transmission_2_TVA | TVA_Transmission | TVA | Internal | Summer | B4 | 100 | 99999 | 855.27 | 74.43 | 74.44 | 0.01 | 0
2025 | TVA_Transmission_2_TVA | TVA_Transmission | TVA | Internal | Summer | B5 | 200 | 99999 | 0 | 65.92 | 58.92 | 0.01 | 0
2025 | TVA_Transmission_2_TVA | TVA_Transmission | TVA | Internal | Summer | B6 | 300 | 99999 | 0 | 54.59 | 47.07 | 0.01 | 0
2025 | TVA_Transmission_2_TVA | TVA_Transmission | TVA | Internal | Summer | B7 | 400 | 99999 | 0 | 46.97 | 45.14 | 0.01 | 0
2025 | TVA_Transmission_2_TVA | TVA_Transmission | TVA | Internal | Summer | B8 | 500 | 99999 | 0 | 46.12 | 45.14 | 0.01 | 0
2025 | TVA_Transmission_2_TVA | TVA_Transmission | TVA | Internal | Summer | B9 | 800 | 99999 | 373.41 | 45.13 | 45.14 | 0.01 | 0
2025 | TVA_Transmission_2_TVA | TVA_Transmission | TVA | Internal | Summer | B10 | 1262 | 99999 | 0 | 39.47 | 36.71 | 0.01 | 0
2025 | TVA_Transmission_2_TVA | TVA_Transmission | TVA | Internal | Winter | B16 | 25 | 99999 | 0.5 | 58.88 | 58.88 | 0.01 | 0
2025 | TVA_Transmission_2_TVA | TVA_Transmission | TVA | Internal | Winter | B17 | 100 | 99999 | 0 | 52.98 | 49.32 | 0.01 | 0
2025 | TVA_Transmission_2_TVA | TVA_Transmission | TVA | Internal | Winter | B18 | 400 | 99999 | 0 | 50.19 | 45.37 | 0.01 | 0
2025 | TVA_Transmission_2_TVA | TVA_Transmission | TVA | Internal | Winter | B19 | 700 | 99999 | 0 | 48.12 | 45.37 | 0.01 | 0
2025 | TVA_Transmission_2_TVA | TVA_Transmission | TVA | Internal | Winter | B20 | 935 | 99999 | 871.76 | 43.42 | 43.43 | 0.01 | 0
2025 | TVA_Transmission_2_VACAR | TVA_Transmission | VACAR | Internal | Shoulder | B11 | 25 | 900 | 0 | 61.6 | 63.6 | 9 | 0
2025 | TVA_Transmission_2_VACAR | TVA_Transmission | VACAR | Internal | Shoulder | B12 | 200 | 900 | 0 | 49.69 | 52.83 | 9 | 0
2025 | TVA_Transmission_2_VACAR | TVA_Transmission | VACAR | Internal | Shoulder | B13 | 600 | 900 | 0 | 47.78 | 49.99 | 9 | 0
2025 | TVA_Transmission_2_VACAR | TVA_Transmission | VACAR | Internal | Shoulder | B14 | 900 | 900 | 0 | 47.36 | 49.84 | 9 | 0
2025 | TVA_Transmission_2_VACAR | TVA_Transmission | VACAR | Internal | Shoulder | B15 | 1203 | 900 | 0 | 43.7 | 46.35 | 9 | 0
2025 | TVA_Transmission_2_VACAR | TVA_Transmission | VACAR | Internal | Summer | B1 | 10 | 900 | 0 | 79.49 | 80.6 | 9 | 0
2025 | TVA_Transmission_2_VACAR | TVA_Transmission | VACAR | Internal | Summer | B2 | 25 | 900 | 0 | 78.9 | 80.6 | 9 | 0
2025 | TVA_Transmission_2_VACAR | TVA_Transmission | VACAR | Internal | Summer | B3 | 75 | 900 | 0 | 74.43 | 80.6 | 9 | 0
2025 | TVA_Transmission_2_VACAR | TVA_Transmission | VACAR | Internal | Summer | B4 | 100 | 900 | 0 | 74.43 | 80.59 | 9 | 0
2025 | TVA_Transmission_2_VACAR | TVA_Transmission | VACAR | Internal | Summer | B5 | 200 | 900 | 0 | 65.92 | 67.92 | 9 | 0
2025 | TVA_Transmission_2_VACAR | TVA_Transmission | VACAR | Internal | Summer | B6 | 300 | 900 | 0 | 54.59 | 56.07 | 9 | 0
2025 | TVA_Transmission_2_VACAR | TVA_Transmission | VACAR | Internal | Summer | B7 | 400 | 900 | 0 | 46.97 | 48.38 | 9 | 0
2025 | TVA_Transmission_2_VACAR | TVA_Transmission | VACAR | Internal | Summer | B8 | 500 | 900 | 0 | 46.12 | 47.41 | 9 | 0
2025 | TVA_Transmission_2_VACAR | TVA_Transmission | VACAR | Internal | Summer | B9 | 800 | 900 | 0 | 45.13 | 45.13 | 9 | 0
2025 | TVA_Transmission_2_VACAR | TVA_Transmission | VACAR | Internal | Summer | B10 | 1262 | 900 | 0 | 39.47 | 42.95 | 9 | 0
2025 | TVA_Transmission_2_VACAR | TVA_Transmission | VACAR | Internal | Winter | B16 | 25 | 900 | 872.33 | 58.88 | 67.88 | 9 | 0
2025 | TVA_Transmission_2_VACAR | TVA_Transmission | VACAR | Internal | Winter | B17 | 100 | 900 | 0 | 52.98 | 58.27 | 9 | 0
2025 | TVA_Transmission_2_VACAR | TVA_Transmission | VACAR | Internal | Winter | B18 | 400 | 900 | 0 | 50.19 | 53.6 | 9 | 0
2025 | TVA_Transmission_2_VACAR | TVA_Transmission | VACAR | Internal | Winter | B19 | 700 | 900 | 0 | 48.12 | 50.54 | 9 | 0
2025 | TVA_Transmission_2_VACAR | TVA_Transmission | VACAR | Internal | Winter | B20 | 935 | 900 | 0 | 43.42 | 43.81 | 9 | 0
2025 | VACAR_2_PJM_ROR | VACAR | PJM_ROR | Internal | Shoulder | B11 | 25 | 2000 | 0 | 63.6 | 53.01 | 7 | 0
2025 | VACAR_2_PJM_ROR | VACAR | PJM_ROR | Internal | Shoulder | B12 | 200 | 2000 | 0 | 52.83 | 46.83 | 7 | 0
2025 | VACAR_2_PJM_ROR | VACAR | PJM_ROR | Internal | Shoulder | B13 | 600 | 2000 | 0 | 49.99 | 43.99 | 7 | 0
2025 | VACAR_2_PJM_ROR | VACAR | PJM_ROR | Internal | Shoulder | B14 | 900 | 2000 | 0 | 49.84 | 43.84 | 7 | 0
2025 | VACAR_2_PJM_ROR | VACAR | PJM_ROR | Internal | Shoulder | B15 | 1203 | 2000 | 0 | 46.35 | 40.35 | 7 | 0
2025 | VACAR_2_PJM_ROR | VACAR | PJM_ROR | Internal | Summer | B1 | 10 | 2000 | 0 | 80.6 | 73.49 | 7 | 0
2025 | VACAR_2_PJM_ROR | VACAR | PJM_ROR | Internal | Summer | B2 | 25 | 2000 | 0 | 80.6 | 72.9 | 7 | 0
2025 | VACAR_2_PJM_ROR | VACAR | PJM_ROR | Internal | Summer | B3 | 75 | 2000 | 0 | 80.6 | 68.43 | 7 | 0
2025 | VACAR_2_PJM_ROR | VACAR | PJM_ROR | Internal | Summer | B4 | 100 | 2000 | 0 | 80.59 | 68.43 | 7 | 0
2025 | VACAR_2_PJM_ROR | VACAR | PJM_ROR | Internal | Summer | B5 | 200 | 2000 | 0 | 67.92 | 59.92 | 7 | 0
2025 | VACAR_2_PJM_ROR | VACAR | PJM_ROR | Internal | Summer | B6 | 300 | 2000 | 0 | 56.07 | 49.18 | 7 | 0
2025 | VACAR_2_PJM_ROR | VACAR | PJM_ROR | Internal | Summer | B7 | 400 | 2000 | 0 | 48.38 | 42.37 | 7 | 0
2025 | VACAR_2_PJM_ROR | VACAR | PJM_ROR | Internal | Summer | B8 | 500 | 2000 | 0 | 47.41 | 41.41 | 7 | 0
2025 | VACAR_2_PJM_ROR | VACAR | PJM_ROR | Internal | Summer | B9 | 800 | 2000 | 0 | 45.13 | 39.13 | 7 | 0
2025 | VACAR_2_PJM_ROR | VACAR | PJM_ROR | Internal | Summer | B10 | 1262 | 2000 | 0 | 42.95 | 36.95 | 7 | 0
2025 | VACAR_2_PJM_ROR | VACAR | PJM_ROR | Internal | Winter | B16 | 25 | 2000 | 0 | 67.88 | 52.88 | 7 | 0
2025 | VACAR_2_PJM_ROR | VACAR | PJM_ROR | Internal | Winter | B17 | 100 | 2000 | 0 | 58.27 | 50.74 | 7 | 0
2025 | VACAR_2_PJM_ROR | VACAR | PJM_ROR | Internal | Winter | B18 | 400 | 2000 | 0 | 53.6 | 47.6 | 7 | 0
2025 | VACAR_2_PJM_ROR | VACAR | PJM_ROR | Internal | Winter | B19 | 700 | 2000 | 0 | 50.54 | 45.5 | 7 | 0
2025 | VACAR_2_PJM_ROR | VACAR | PJM_ROR | Internal | Winter | B20 | 935 | 2000 | 0 | 43.81 | 37.42 | 7 | 0
2025 | VACAR_2_SOCO | VACAR | SOCO | Internal | Shoulder | B11 | 25 | 3000 | 505.43 | 63.6 | 70.6 | 7 | 0
2025 | VACAR_2_SOCO | VACAR | SOCO | Internal | Shoulder | B12 | 200 | 3000 | 0 | 52.83 | 46.88 | 7 | 0
2025 | VACAR_2_SOCO | VACAR | SOCO | Internal | Shoulder | B13 | 600 | 3000 | 0 | 49.99 | 46.88 | 7 | 0
2025 | VACAR_2_SOCO | VACAR | SOCO | Internal | Shoulder | B14 | 900 | 3000 | 0 | 49.84 | 46.88 | 7 | 0
2025 | VACAR_2_SOCO | VACAR | SOCO | Internal | Shoulder | B15 | 1203 | 3000 | 0 | 46.35 | 46.88 | 7 | 0
2025 | VACAR_2_SOCO | VACAR | SOCO | Internal | Summer | B1 | 10 | 3000 | 0.14 | 80.6 | 87.49 | 7 | 0
2025 | VACAR_2_SOCO | VACAR | SOCO | Internal | Summer | B2 | 25 | 3000 | 0 | 80.6 | 77.11 | 7 | 0
2025 | VACAR_2_SOCO | VACAR | SOCO | Internal | Summer | B3 | 75 | 3000 | 0 | 80.6 | 77.11 | 7 | 0
2025 | VACAR_2_SOCO | VACAR | SOCO | Internal | Summer | B4 | 100 | 3000 | 0 | 80.59 | 77.11 | 7 | 0
2025 | VACAR_2_SOCO | VACAR | SOCO | Internal | Summer | B5 | 200 | 3000 | 905.66 | 67.92 | 74.92 | 7 | 0
2025 | VACAR_2_SOCO | VACAR | SOCO | Internal | Summer | B6 | 300 | 3000 | 146.32 | 56.07 | 63.07 | 7 | 0
2025 | VACAR_2_SOCO | VACAR | SOCO | Internal | Summer | B7 | 400 | 3000 | 0 | 48.38 | 53.36 | 7 | 0
2025 | VACAR_2_SOCO | VACAR | SOCO | Internal | Summer | B8 | 500 | 3000 | 0 | 47.41 | 45.53 | 7 | 0
2025 | VACAR_2_SOCO | VACAR | SOCO | Internal | Summer | B9 | 800 | 3000 | 0 | 45.13 | 45.53 | 7 | 0
2025 | VACAR_2_SOCO | VACAR | SOCO | Internal | Summer | B10 | 1262 | 3000 | 0 | 42.95 | 45.53 | 7 | 0
2025 | VACAR_2_SOCO | VACAR | SOCO | Internal | Winter | B16 | 25 | 3000 | 0 | 67.88 | 67.17 | 7 | 0
2025 | VACAR_2_SOCO | VACAR | SOCO | Internal | Winter | B17 | 100 | 3000 | 0 | 58.27 | 49.67 | 7 | 0
2025 | VACAR_2_SOCO | VACAR | SOCO | Internal | Winter | B18 | 400 | 3000 | 0 | 53.6 | 49.67 | 7 | 0
2025 | VACAR_2_SOCO | VACAR | SOCO | Internal | Winter | B19 | 700 | 3000 | 0 | 50.54 | 49.67 | 7 | 0
2025 | VACAR_2_SOCO | VACAR | SOCO | Internal | Winter | B20 | 935 | 3000 | 0 | 43.81 | 48.98 | 7 | 0
2025 | VACAR_2_TVA_Transmission | VACAR | TVA_Transmission | Internal | Shoulder | B11 | 25 | 900 | 0 | 63.6 | 61.6 | 7 | 0
2025 | VACAR_2_TVA_Transmission | VACAR | TVA_Transmission | Internal | Shoulder | B12 | 200 | 900 | 0 | 52.83 | 49.69 | 7 | 0
2025 | VACAR_2_TVA_Transmission | VACAR | TVA_Transmission | Internal | Shoulder | B13 | 600 | 900 | 0 | 49.99 | 47.78 | 7 | 0
2025 | VACAR_2_TVA_Transmission | VACAR | TVA_Transmission | Internal | Shoulder | B14 | 900 | 900 | 0 | 49.84 | 47.36 | 7 | 0
2025 | VACAR_2_TVA_Transmission | VACAR | TVA_Transmission | Internal | Shoulder | B15 | 1203 | 900 | 0 | 46.35 | 43.7 | 7 | 0
2025 | VACAR_2_TVA_Transmission | VACAR | TVA_Transmission | Internal | Summer | B1 | 10 | 900 | 0 | 80.6 | 79.49 | 7 | 0
2025 | VACAR_2_TVA_Transmission | VACAR | TVA_Transmission | Internal | Summer | B2 | 25 | 900 | 0 | 80.6 | 78.9 | 7 | 0
2025 | VACAR_2_TVA_Transmission | VACAR | TVA_Transmission | Internal | Summer | B3 | 75 | 900 | 0 | 80.6 | 74.43 | 7 | 0
2025 | VACAR_2_TVA_Transmission | VACAR | TVA_Transmission | Internal | Summer | B4 | 100 | 900 | 0 | 80.59 | 74.43 | 7 | 0
2025 | VACAR_2_TVA_Transmission | VACAR | TVA_Transmission | Internal | Summer | B5 | 200 | 900 | 0 | 67.92 | 65.92 | 7 | 0
2025 | VACAR_2_TVA_Transmission | VACAR | TVA_Transmission | Internal | Summer | B6 | 300 | 900 | 0 | 56.07 | 54.59 | 7 | 0
2025 | VACAR_2_TVA_Transmission | VACAR | TVA_Transmission | Internal | Summer | B7 | 400 | 900 | 0 | 48.38 | 46.97 | 7 | 0
2025 | VACAR_2_TVA_Transmission | VACAR | TVA_Transmission | Internal | Summer | B8 | 500 | 900 | 0 | 47.41 | 46.12 | 7 | 0
2025 | VACAR_2_TVA_Transmission | VACAR | TVA_Transmission | Internal | Summer | B9 | 800 | 900 | 0 | 45.13 | 45.13 | 7 | 0
2025 | VACAR_2_TVA_Transmission | VACAR | TVA_Transmission | Internal | Summer | B10 | 1262 | 900 | 0 | 42.95 | 39.47 | 7 | 0
2025 | VACAR_2_TVA_Transmission | VACAR | TVA_Transmission | Internal | Winter | B16 | 25 | 900 | 0 | 67.88 | 58.88 | 7 | 0
2025 | VACAR_2_TVA_Transmission | VACAR | TVA_Transmission | Internal | Winter | B17 | 100 | 900 | 0 | 58.27 | 52.98 | 7 | 0
2025 | VACAR_2_TVA_Transmission | VACAR | TVA_Transmission | Internal | Winter | B18 | 400 | 900 | 0 | 53.6 | 50.19 | 7 | 0
2025 | VACAR_2_TVA_Transmission | VACAR | TVA_Transmission | Internal | Winter | B19 | 700 | 900 | 0 | 50.54 | 48.12 | 7 | 0
2025 | VACAR_2_TVA_Transmission | VACAR | TVA_Transmission | Internal | Winter | B20 | 935 | 900 | 0 | 43.81 | 43.42 | 7 | 0
2030 | ENT_2_MISO_MO-IL | ENT | MISO_MO-IL | Internal | Shoulder | B11 | 25 | 2260 | 0 | 61.2 | 55.33 | 8 | 0
2030 | ENT_2_MISO_MO-IL | ENT | MISO_MO-IL | Internal | Shoulder | B12 | 200 | 2260 | 0 | 50.17 | 47.88 | 8 | 0
2030 | ENT_2_MISO_MO-IL | ENT | MISO_MO-IL | Internal | Shoulder | B13 | 600 | 2260 | 0 | 49.81 | 46.7 | 8 | 0
2030 | ENT_2_MISO_MO-IL | ENT | MISO_MO-IL | Internal | Shoulder | B14 | 900 | 2260 | 0 | 49.81 | 45.13 | 8 | 0
2030 | ENT_2_MISO_MO-IL | ENT | MISO_MO-IL | Internal | Shoulder | B15 | 1203 | 2260 | 0 | 48.17 | 40.17 | 8 | 0
2030 | ENT_2_MISO_MO-IL | ENT | MISO_MO-IL | Internal | Summer | B1 | 10 | 2260 | 0 | 82.8 | 77.4 | 8 | 0
2030 | ENT_2_MISO_MO-IL | ENT | MISO_MO-IL | Internal | Summer | B2 | 25 | 2260 | 0 | 80.73 | 76.64 | 8 | 0
2030 | ENT_2_MISO_MO-IL | ENT | MISO_MO-IL | Internal | Summer | B3 | 75 | 2260 | 0 | 80.73 | 75 | 8 | 0
2030 | ENT_2_MISO_MO-IL | ENT | MISO_MO-IL | Internal | Summer | B4 | 100 | 2260 | 0 | 80.73 | 75 | 8 | 0
2030 | ENT_2_MISO_MO-IL | ENT | MISO_MO-IL | Internal | Summer | B5 | 200 | 2260 | 0 | 70.14 | 65.13 | 8 | 0
2030 | ENT_2_MISO_MO-IL | ENT | MISO_MO-IL | Internal | Summer | B6 | 300 | 2260 | 0 | 49.17 | 49.75 | 8 | 0
2030 | ENT_2_MISO_MO-IL | ENT | MISO_MO-IL | Internal | Summer | B7 | 400 | 2260 | 0 | 48.58 | 45.13 | 8 | 0
2030 | ENT_2_MISO_MO-IL | ENT | MISO_MO-IL | Internal | Summer | B8 | 500 | 2260 | 0 | 48.23 | 43.64 | 8 | 0
2030 | ENT_2_MISO_MO-IL | ENT | MISO_MO-IL | Internal | Summer | B9 | 800 | 2260 | 0 | 46.65 | 39.92 | 8 | 0
2030 | ENT_2_MISO_MO-IL | ENT | MISO_MO-IL | Internal | Summer | B10 | 1262 | 2260 | 0 | 46.65 | 35.54 | 8 | 0
2030 | ENT_2_MISO_MO-IL | ENT | MISO_MO-IL | Internal | Winter | B16 | 25 | 2260 | 0 | 53.3 | 52.28 | 8 | 0
2030 | ENT_2_MISO_MO-IL | ENT | MISO_MO-IL | Internal | Winter | B17 | 100 | 2260 | 0 | 52.92 | 51.26 | 8 | 0
2030 | ENT_2_MISO_MO-IL | ENT | MISO_MO-IL | Internal | Winter | B18 | 400 | 2260 | 0 | 52.92 | 49.13 | 8 | 0
2030 | ENT_2_MISO_MO-IL | ENT | MISO_MO-IL | Internal | Winter | B19 | 700 | 2260 | 0 | 51.17 | 47.54 | 8 | 0
2030 | ENT_2_MISO_MO-IL | ENT | MISO_MO-IL | Internal | Winter | B20 | 935 | 2260 | 0 | 45.77 | 37.43 | 8 | 0
2030 | ENT_2_SOCO | ENT | SOCO | Internal | Shoulder | B11 | 25 | 2000 | 855.53 | 61.2 | 69.2 | 8 | 0
2030 | ENT_2_SOCO | ENT | SOCO | Internal | Shoulder | B12 | 200 | 2000 | 0 | 50.17 | 50.12 | 8 | 0
2030 | ENT_2_SOCO | ENT | SOCO | Internal | Shoulder | B13 | 600 | 2000 | 0 | 49.81 | 50.12 | 8 | 0
2030 | ENT_2_SOCO | ENT | SOCO | Internal | Shoulder | B14 | 900 | 2000 | 0 | 49.81 | 50.12 | 8 | 0
2030 | ENT_2_SOCO | ENT | SOCO | Internal | Shoulder | B15 | 1203 | 2000 | 0 | 48.17 | 50.12 | 8 | 0
2030 | ENT_2_SOCO | ENT | SOCO | Internal | Summer | B1 | 10 | 2000 | 1752.5 | 82.8 | 90.8 | 8 | 0
2030 | ENT_2_SOCO | ENT | SOCO | Internal | Summer | B2 | 25 | 2000 | 0 | 80.73 | 82.07 | 8 | 0
2030 | ENT_2_SOCO | ENT | SOCO | Internal | Summer | B3 | 75 | 2000 | 0 | 80.73 | 82.07 | 8 | 0
2030 | ENT_2_SOCO | ENT | SOCO | Internal | Summer | B4 | 100 | 2000 | 0 | 80.73 | 82.07 | 8 | 0
2030 | ENT_2_SOCO | ENT | SOCO | Internal | Summer | B5 | 200 | 2000 | 1265.53 | 70.14 | 78.14 | 8 | 0
2030 | ENT_2_SOCO | ENT | SOCO | Internal | Summer | B6 | 300 | 2000 | 2000 | 49.17 | 66.17 | 8 | 9
2030 | ENT_2_SOCO | ENT | SOCO | Internal | Summer | B7 | 400 | 2000 | 394.53 | 48.58 | 56.58 | 8 | 0
2030 | ENT_2_SOCO | ENT | SOCO | Internal | Summer | B8 | 500 | 2000 | 0 | 48.23 | 48.64 | 8 | 0
2030 | ENT_2_SOCO | ENT | SOCO | Internal | Summer | B9 | 800 | 2000 | 0 | 46.65 | 48.64 | 8 | 0
2030 | ENT_2_SOCO | ENT | SOCO | Internal | Summer | B10 | 1262 | 2000 | 0 | 46.65 | 48.64 | 8 | 0
2030 | ENT_2_SOCO | ENT | SOCO | Internal | Winter | B16 | 25 | 2000 | 2000 | 53.3 | 67.24 | 8 | 5.94
2030 | ENT_2_SOCO | ENT | SOCO | Internal | Winter | B17 | 100 | 2000 | 0 | 52.92 | 53.17 | 8 | 0
2030 | ENT_2_SOCO | ENT | SOCO | Internal | Winter | B18 | 400 | 2000 | 0 | 52.92 | 53.17 | 8 | 0
2030 | ENT_2_SOCO | ENT | SOCO | Internal | Winter | B19 | 700 | 2000 | 0 | 51.17 | 53.17 | 8 | 0
2030 | ENT_2_SOCO | ENT | SOCO | Internal | Winter | B20 | 935 | 2000 | 0 | 45.77 | 51.37 | 8 | 0
2030 | ENT_2_SPP_N | ENT | SPP_N | Internal | Shoulder | B11 | 25 | 1300 | 0 | 61.2 | 62.32 | 8 | 0
2030 | ENT_2_SPP_N | ENT | SPP_N | Internal | Shoulder | B12 | 200 | 1300 | 0 | 50.17 | 48.08 | 8 | 0
2030 | ENT_2_SPP_N | ENT | SPP_N | Internal | Shoulder | B13 | 600 | 1300 | 0 | 49.81 | 48.08 | 8 | 0
2030 | ENT_2_SPP_N | ENT | SPP_N | Internal | Shoulder | B14 | 900 | 1300 | 0 | 49.81 | 47.97 | 8 | 0
2030 | ENT_2_SPP_N | ENT | SPP_N | Internal | Shoulder | B15 | 1203 | 1300 | 0 | 48.17 | 47.18 | 8 | 0
2030 | ENT_2_SPP_N | ENT | SPP_N | Internal | Summer | B1 | 10 | 1300 | 0 | 82.8 | 79.41 | 8 | 0
2030 | ENT_2_SPP_N | ENT | SPP_N | Internal | Summer | B2 | 25 | 1300 | 0 | 80.73 | 79.41 | 8 | 0
2030 | ENT_2_SPP_N | ENT | SPP_N | Internal | Summer | B3 | 75 | 1300 | 0 | 80.73 | 79.41 | 8 | 0
2030 | ENT_2_SPP_N | ENT | SPP_N | Internal | Summer | B4 | 100 | 1300 | 0 | 80.73 | 79.41 | 8 | 0
2030 | ENT_2_SPP_N | ENT | SPP_N | Internal | Summer | B5 | 200 | 1300 | 0 | 70.14 | 72.14 | 8 | 0
2030 | ENT_2_SPP_N | ENT | SPP_N | Internal | Summer | B6 | 300 | 1300 | 0 | 49.17 | 56.74 | 8 | 0
2030 | ENT_2_SPP_N | ENT | SPP_N | Internal | Summer | B7 | 400 | 1300 | 0 | 48.58 | 48.57 | 8 | 0
2030 | ENT_2_SPP_N | ENT | SPP_N | Internal | Summer | B8 | 500 | 1300 | 0 | 48.23 | 46.45 | 8 | 0
2030 | ENT_2_SPP_N | ENT | SPP_N | Internal | Summer | B9 | 800 | 1300 | 0 | 46.65 | 46.35 | 8 | 0
2030 | ENT_2_SPP_N | ENT | SPP_N | Internal | Summer | B10 | 1262 | 1300 | 0 | 46.65 | 42.53 | 8 | 0
2030 | ENT_2_SPP_N | ENT | SPP_N | Internal | Winter | B16 | 25 | 1300 | 0 | 53.3 | 53.64 | 8 | 0
2030 | ENT_2_SPP_N | ENT | SPP_N | Internal | Winter | B17 | 100 | 1300 | 0 | 52.92 | 51.29 | 8 | 0
2030 | ENT_2_SPP_N | ENT | SPP_N | Internal | Winter | B18 | 400 | 1300 | 0 | 52.92 | 51.17 | 8 | 0
2030 | ENT_2_SPP_N | ENT | SPP_N | Internal | Winter | B19 | 700 | 1300 | 0 | 51.17 | 51.13 | 8 | 0
2030 | ENT_2_SPP_N | ENT | SPP_N | Internal | Winter | B20 | 935 | 1300 | 0 | 45.77 | 43.33 | 8 | 0
2030 | ENT_2_SPP_S | ENT | SPP_S | Internal | Shoulder | B11 | 25 | 1300 | 0 | 61.2 | 62.33 | 8 | 0
2030 | ENT_2_SPP_S | ENT | SPP_S | Internal | Shoulder | B12 | 200 | 1300 | 0 | 50.17 | 48.09 | 8 | 0
2030 | ENT_2_SPP_S | ENT | SPP_S | Internal | Shoulder | B13 | 600 | 1300 | 0 | 49.81 | 48.09 | 8 | 0
2030 | ENT_2_SPP_S | ENT | SPP_S | Internal | Shoulder | B14 | 900 | 1300 | 0 | 49.81 | 47.98 | 8 | 0
2030 | ENT_2_SPP_S | ENT | SPP_S | Internal | Shoulder | B15 | 1203 | 1300 | 0 | 48.17 | 47.19 | 8 | 0
2030 | ENT_2_SPP_S | ENT | SPP_S | Internal | Summer | B1 | 10 | 1300 | 0 | 82.8 | 77.8 | 8 | 0
2030 | ENT_2_SPP_S | ENT | SPP_S | Internal | Summer | B2 | 25 | 1300 | 0 | 80.73 | 77.8 | 8 | 0
2030 | ENT_2_SPP_S | ENT | SPP_S | Internal | Summer | B3 | 75 | 1300 | 0 | 80.73 | 77.07 | 8 | 0
2030 | ENT_2_SPP_S | ENT | SPP_S | Internal | Summer | B4 | 100 | 1300 | 0 | 80.73 | 76.1 | 8 | 0
2030 | ENT_2_SPP_S | ENT | SPP_S | Internal | Summer | B5 | 200 | 1300 | 0 | 70.14 | 67.02 | 8 | 0
2030 | ENT_2_SPP_S | ENT | SPP_S | Internal | Summer | B6 | 300 | 1300 | 0 | 49.17 | 56.75 | 8 | 0
2030 | ENT_2_SPP_S | ENT | SPP_S | Internal | Summer | B7 | 400 | 1300 | 0 | 48.58 | 48.58 | 8 | 0
2030 | ENT_2_SPP_S | ENT | SPP_S | Internal | Summer | B8 | 500 | 1300 | 0 | 48.23 | 46.46 | 8 | 0
2030 | ENT_2_SPP_S | ENT | SPP_S | Internal | Summer | B9 | 800 | 1300 | 0 | 46.65 | 46.36 | 8 | 0
2030 | ENT_2_SPP_S | ENT | SPP_S | Internal | Summer | B10 | 1262 | 1300 | 0 | 46.65 | 43.34 | 8 | 0
2030 | ENT_2_SPP_S | ENT | SPP_S | Internal | Winter | B16 | 25 | 1300 | 0 | 53.3 | 53.65 | 8 | 0
2030 | ENT_2_SPP_S | ENT | SPP_S | Internal | Winter | B17 | 100 | 1300 | 0 | 52.92 | 51.3 | 8 | 0
2030 | ENT_2_SPP_S | ENT | SPP_S | Internal | Winter | B18 | 400 | 1300 | 0 | 52.92 | 51.18 | 8 | 0
2030 | ENT_2_SPP_S | ENT | SPP_S | Internal | Winter | B19 | 700 | 1300 | 0 | 51.17 | 51.14 | 8 | 0
2030 | ENT_2_SPP_S | ENT | SPP_S | Internal | Winter | B20 | 935 | 1300 | 0 | 45.77 | 43.34 | 8 | 0
2030 | ENT_2_TVA_Transmission | ENT | TVA_Transmission | Internal | Shoulder | B11 | 25 | 2100 | 0 | 61.2 | 60.2 | 8 | 0
2030 | ENT_2_TVA_Transmission | ENT | TVA_Transmission | Internal | Shoulder | B12 | 200 | 2100 | 0 | 50.17 | 50.9 | 8 | 0
2030 | ENT_2_TVA_Transmission | ENT | TVA_Transmission | Internal | Shoulder | B13 | 600 | 2100 | 0 | 49.81 | 50.3 | 8 | 0
2030 | ENT_2_TVA_Transmission | ENT | TVA_Transmission | Internal | Shoulder | B14 | 900 | 2100 | 0 | 49.81 | 48.92 | 8 | 0
2030 | ENT_2_TVA_Transmission | ENT | TVA_Transmission | Internal | Shoulder | B15 | 1203 | 2100 | 0 | 48.17 | 45.57 | 8 | 0
2030 | ENT_2_TVA_Transmission | ENT | TVA_Transmission | Internal | Summer | B1 | 10 | 2100 | 0 | 82.8 | 85.4 | 8 | 0
2030 | ENT_2_TVA_Transmission | ENT | TVA_Transmission | Internal | Summer | B2 | 25 | 2100 | 0 | 80.73 | 84.64 | 8 | 0
2030 | ENT_2_TVA_Transmission | ENT | TVA_Transmission | Internal | Summer | B3 | 75 | 2100 | 0 | 80.73 | 79.8 | 8 | 0
2030 | ENT_2_TVA_Transmission | ENT | TVA_Transmission | Internal | Summer | B4 | 100 | 2100 | 0 | 80.73 | 78.12 | 8 | 0
2030 | ENT_2_TVA_Transmission | ENT | TVA_Transmission | Internal | Summer | B5 | 200 | 2100 | 0 | 70.14 | 69.14 | 8 | 0
2030 | ENT_2_TVA_Transmission | ENT | TVA_Transmission | Internal | Summer | B6 | 300 | 2100 | 46.31 | 49.17 | 57.17 | 8 | 0
2030 | ENT_2_TVA_Transmission | ENT | TVA_Transmission | Internal | Summer | B7 | 400 | 2100 | 0 | 48.58 | 50.3 | 8 | 0
2030 | ENT_2_TVA_Transmission | ENT | TVA_Transmission | Internal | Summer | B8 | 500 | 2100 | 0 | 48.23 | 49.37 | 8 | 0
2030 | ENT_2_TVA_Transmission | ENT | TVA_Transmission | Internal | Summer | B9 | 800 | 2100 | 0 | 46.65 | 44.31 | 8 | 0
2030 | ENT_2_TVA_Transmission | ENT | TVA_Transmission | Internal | Summer | B10 | 1262 | 2100 | 0 | 46.65 | 40.64 | 8 | 0
2030 | ENT_2_TVA_Transmission | ENT | TVA_Transmission | Internal | Winter | B16 | 25 | 2100 | 0 | 53.3 | 60.27 | 8 | 0
2030 | ENT_2_TVA_Transmission | ENT | TVA_Transmission | Internal | Winter | B17 | 100 | 2100 | 0 | 52.92 | 55.85 | 8 | 0
2030 | ENT_2_TVA_Transmission | ENT | TVA_Transmission | Internal | Winter | B18 | 400 | 2100 | 0 | 52.92 | 53.13 | 8 | 0
2030 | ENT_2_TVA_Transmission | ENT | TVA_Transmission | Internal | Winter | B19 | 700 | 2100 | 0 | 51.17 | 50.84 | 8 | 0
2030 | ENT_2_TVA_Transmission | ENT | TVA_Transmission | Internal | Winter | B20 | 935 | 2100 | 0 | 45.77 | 44.15 | 8 | 0
2030 | FRCC_2_SOCO | FRCC | SOCO | Internal | Shoulder | B11 | 25 | 900 | 0 | 89.44 | 69.2 | 8 | 0
2030 | FRCC_2_SOCO | FRCC | SOCO | Internal | Shoulder | B12 | 200 | 900 | 0 | 60.12 | 50.12 | 8 | 0
2030 | FRCC_2_SOCO | FRCC | SOCO | Internal | Shoulder | B13 | 600 | 900 | 0 | 57.72 | 50.12 | 8 | 0
2030 | FRCC_2_SOCO | FRCC | SOCO | Internal | Shoulder | B14 | 900 | 900 | 0 | 55.65 | 50.12 | 8 | 0
2030 | FRCC_2_SOCO | FRCC | SOCO | Internal | Shoulder | B15 | 1203 | 900 | 0 | 55.34 | 50.12 | 8 | 0
2030 | FRCC_2_SOCO | FRCC | SOCO | Internal | Summer | B1 | 10 | 900 | 0 | 100.8 | 90.8 | 8 | 0
2030 | FRCC_2_SOCO | FRCC | SOCO | Internal | Summer | B2 | 25 | 900 | 0 | 89.81 | 82.07 | 8 | 0
2030 | FRCC_2_SOCO | FRCC | SOCO | Internal | Summer | B3 | 75 | 900 | 0 | 89.81 | 82.07 | 8 | 0
2030 | FRCC_2_SOCO | FRCC | SOCO | Internal | Summer | B4 | 100 | 900 | 0 | 89.81 | 82.07 | 8 | 0
2030 | FRCC_2_SOCO | FRCC | SOCO | Internal | Summer | B5 | 200 | 900 | 0 | 88.14 | 78.14 | 8 | 0
2030 | FRCC_2_SOCO | FRCC | SOCO | Internal | Summer | B6 | 300 | 900 | 0 | 76.17 | 66.17 | 8 | 0
2030 | FRCC_2_SOCO | FRCC | SOCO | Internal | Summer | B7 | 400 | 900 | 0 | 66.58 | 56.58 | 8 | 0
2030 | FRCC_2_SOCO | FRCC | SOCO | Internal | Summer | B8 | 500 | 900 | 0 | 58.64 | 48.64 | 8 | 0
2030 | FRCC_2_SOCO | FRCC | SOCO | Internal | Summer | B9 | 800 | 900 | 0 | 56.82 | 48.64 | 8 | 0
2030 | FRCC_2_SOCO | FRCC | SOCO | Internal | Summer | B10 | 1262 | 900 | 0 | 54.47 | 48.64 | 8 | 0
2030 | FRCC_2_SOCO | FRCC | SOCO | Internal | Winter | B16 | 25 | 900 | 0 | 77.24 | 67.24 | 8 | 0
2030 | FRCC_2_SOCO | FRCC | SOCO | Internal | Winter | B17 | 100 | 900 | 0 | 63.17 | 53.17 | 8 | 0
2030 | FRCC_2_SOCO | FRCC | SOCO | Internal | Winter | B18 | 400 | 900 | 0 | 60.39 | 53.17 | 8 | 0
2030 | FRCC_2_SOCO | FRCC | SOCO | Internal | Winter | B19 | 700 | 900 | 0 | 57.89 | 53.17 | 8 | 0
2030 | FRCC_2_SOCO | FRCC | SOCO | Internal | Winter | B20 | 935 | 900 | 0 | 57.89 | 51.37 | 8 | 0
2030 | HQ_NEISO_2_NEISO | HQ_NEISO | NEISO | Internal | Shoulder | B11 | 25 | 99999 | 2920 | 42.31 | 42.32 | 0.01 | 0
2030 | HQ_NEISO_2_NEISO | HQ_NEISO | NEISO | Internal | Shoulder | B12 | 200 | 99999 | 2920 | 41.07 | 41.08 | 0.01 | 0
2030 | HQ_NEISO_2_NEISO | HQ_NEISO | NEISO | Internal | Shoulder | B13 | 600 | 99999 | 2920 | 41.07 | 41.08 | 0.01 | 0
2030 | HQ_NEISO_2_NEISO | HQ_NEISO | NEISO | Internal | Shoulder | B14 | 900 | 99999 | 2920 | 41.07 | 41.08 | 0.01 | 0
2030 | HQ_NEISO_2_NEISO | HQ_NEISO | NEISO | Internal | Shoulder | B15 | 1203 | 99999 | 1143.24 | 41.07 | 41.08 | 0.01 | 0
2030 | HQ_NEISO_2_NEISO | HQ_NEISO | NEISO | Internal | Summer | B1 | 10 | 99999 | 2920 | 63.29 | 63.3 | 0.01 | 0
2030 | HQ_NEISO_2_NEISO | HQ_NEISO | NEISO | Internal | Summer | B2 | 25 | 99999 | 2920 | 62.45 | 62.46 | 0.01 | 0
2030 | HQ_NEISO_2_NEISO | HQ_NEISO | NEISO | Internal | Summer | B3 | 75 | 99999 | 2920 | 54.54 | 54.55 | 0.01 | 0
2030 | HQ_NEISO_2_NEISO | HQ_NEISO | NEISO | Internal | Summer | B4 | 100 | 99999 | 2920 | 40.81 | 40.82 | 0.01 | 0
2030 | HQ_NEISO_2_NEISO | HQ_NEISO | NEISO | Internal | Summer | B5 | 200 | 99999 | 2920 | 40.81 | 40.82 | 0.01 | 0
2030 | HQ_NEISO_2_NEISO | HQ_NEISO | NEISO | Internal | Summer | B6 | 300 | 99999 | 2920 | 40.81 | 40.82 | 0.01 | 0
2030 | HQ_NEISO_2_NEISO | HQ_NEISO | NEISO | Internal | Summer | B7 | 400 | 99999 | 2920 | 40.81 | 40.82 | 0.01 | 0
2030 | HQ_NEISO_2_NEISO | HQ_NEISO | NEISO | Internal | Summer | B8 | 500 | 99999 | 2920 | 40.81 | 40.82 | 0.01 | 0
2030 | HQ_NEISO_2_NEISO | HQ_NEISO | NEISO | Internal | Summer | B9 | 800 | 99999 | 2920 | 39.82 | 39.83 | 0.01 | 0
2030 | HQ_NEISO_2_NEISO | HQ_NEISO | NEISO | Internal | Summer | B10 | 1262 | 99999 | 795.94 | 40.81 | 40.82 | 0.01 | 0
2030 | HQ_NEISO_2_NEISO | HQ_NEISO | NEISO | Internal | Winter | B16 | 25 | 99999 | 2920 | 52.88 | 52.89 | 0.01 | 0
2030 | HQ_NEISO_2_NEISO | HQ_NEISO | NEISO | Internal | Winter | B17 | 100 | 99999 | 2920 | 50.01 | 50.02 | 0.01 | 0
2030 | HQ_NEISO_2_NEISO | HQ_NEISO | NEISO | Internal | Winter | B18 | 400 | 99999 | 2920 | 50.01 | 50.02 | 0.01 | 0
2030 | HQ_NEISO_2_NEISO | HQ_NEISO | NEISO | Internal | Winter | B19 | 700 | 99999 | 2920 | 50.01 | 50.02 | 0.01 | 0
2030 | HQ_NEISO_2_NEISO | HQ_NEISO | NEISO | Internal | Winter | B20 | 935 | 99999 | 1233.58 | 50.01 | 50.02 | 0.01 | 0
2030 | HQ_NY_2_NYISO_A-F | HQ_NY | NYISO_A-F | Internal | Shoulder | B11 | 25 | 99999 | 1000 | 45.31 | 45.32 | 0.01 | 0
2030 | HQ_NY_2_NYISO_A-F | HQ_NY | NYISO_A-F | Internal | Shoulder | B12 | 200 | 99999 | 1000 | 44.07 | 44.08 | 0.01 | 0
2030 | HQ_NY_2_NYISO_A-F | HQ_NY | NYISO_A-F | Internal | Shoulder | B13 | 600 | 99999 | 1000 | 44.06 | 44.07 | 0.01 | 0
2030 | HQ_NY_2_NYISO_A-F | HQ_NY | NYISO_A-F | Internal | Shoulder | B14 | 900 | 99999 | 1000 | 44.06 | 44.07 | 0.01 | 0
2030 | HQ_NY_2_NYISO_A-F | HQ_NY | NYISO_A-F | Internal | Shoulder | B15 | 1203 | 99999 | 188.69 | 44.06 | 44.07 | 0.01 | 0
2030 | HQ_NY_2_NYISO_A-F | HQ_NY | NYISO_A-F | Internal | Summer | B1 | 10 | 99999 | 1000 | 59.45 | 59.46 | 0.01 | 0
2030 | HQ_NY_2_NYISO_A-F | HQ_NY | NYISO_A-F | Internal | Summer | B2 | 25 | 99999 | 1000 | 59.45 | 59.46 | 0.01 | 0
2030 | HQ_NY_2_NYISO_A-F | HQ_NY | NYISO_A-F | Internal | Summer | B3 | 75 | 99999 | 1000 | 54.53 | 54.54 | 0.01 | 0
2030 | HQ_NY_2_NYISO_A-F | HQ_NY | NYISO_A-F | Internal | Summer | B4 | 100 | 99999 | 1000 | 50.32 | 50.33 | 0.01 | 0
2030 | HQ_NY_2_NYISO_A-F | HQ_NY | NYISO_A-F | Internal | Summer | B5 | 200 | 99999 | 1000 | 45.87 | 45.88 | 0.01 | 0
2030 | HQ_NY_2_NYISO_A-F | HQ_NY | NYISO_A-F | Internal | Summer | B6 | 300 | 99999 | 1000 | 45.87 | 45.88 | 0.01 | 0
2030 | HQ_NY_2_NYISO_A-F | HQ_NY | NYISO_A-F | Internal | Summer | B7 | 400 | 99999 | 1000 | 43.8 | 43.81 | 0.01 | 0
2030 | HQ_NY_2_NYISO_A-F | HQ_NY | NYISO_A-F | Internal | Summer | B8 | 500 | 99999 | 1000 | 43.79 | 43.81 | 0.01 | 0
2030 | HQ_NY_2_NYISO_A-F | HQ_NY | NYISO_A-F | Internal | Summer | B9 | 800 | 99999 | 1000 | 42.81 | 42.82 | 0.01 | 0
2030 | HQ_NY_2_NYISO_A-F | HQ_NY | NYISO_A-F | Internal | Summer | B10 | 1262 | 99999 | 30.11 | 42.81 | 42.82 | 0.01 | 0
2030 | HQ_NY_2_NYISO_A-F | HQ_NY | NYISO_A-F | Internal | Winter | B16 | 25 | 99999 | 1000 | 49.88 | 49.89 | 0.01 | 0
2030 | HQ_NY_2_NYISO_A-F | HQ_NY | NYISO_A-F | Internal | Winter | B17 | 100 | 99999 | 1000 | 47.01 | 47.02 | 0.01 | 0
2030 | HQ_NY_2_NYISO_A-F | HQ_NY | NYISO_A-F | Internal | Winter | B18 | 400 | 99999 | 1000 | 47.01 | 47.02 | 0.01 | 0
2030 | HQ_NY_2_NYISO_A-F | HQ_NY | NYISO_A-F | Internal | Winter | B19 | 700 | 99999 | 1000 | 45.63 | 45.64 | 0.01 | 0
2030 | HQ_NY_2_NYISO_A-F | HQ_NY | NYISO_A-F | Internal | Winter | B20 | 935 | 99999 | 229.95 | 45.63 | 45.64 | 0.01 | 0
2030 | HQ_IESO_2_IESO | HQ_IESO | IESO | Internal | Shoulder | B11 | 25 | 99999 | 400 | 12.85 | 12.86 | 0.01 | 0
2030 | HQ_IESO_2_IESO | HQ_IESO | IESO | Internal | Shoulder | B12 | 200 | 99999 | 400 | 12.85 | 12.86 | 0.01 | 0
2030 | HQ_IESO_2_IESO | HQ_IESO | IESO | Internal | Shoulder | B13 | 600 | 99999 | 400 | 12.85 | 12.86 | 0.01 | 0
2030 | HQ_IESO_2_IESO | HQ_IESO | IESO | Internal | Shoulder | B14 | 900 | 99999 | 400 | 12.85 | 12.86 | 0.01 | 0
2030 | HQ_IESO_2_IESO | HQ_IESO | IESO | Internal | Shoulder | B15 | 1203 | 99999 | 75.48 | 12.85 | 12.86 | 0.01 | 0
2030 | HQ_IESO_2_IESO | HQ_IESO | IESO | Internal | Summer | B1 | 10 | 99999 | 400 | 52.45 | 52.46 | 0.01 | 0
2030 | HQ_IESO_2_IESO | HQ_IESO | IESO | Internal | Summer | B2 | 25 | 99999 | 400 | 52.45 | 52.46 | 0.01 | 0
2030 | HQ_IESO_2_IESO | HQ_IESO | IESO | Internal | Summer | B3 | 75 | 99999 | 400 | 41.66 | 41.67 | 0.01 | 0
2030 | HQ_IESO_2_IESO | HQ_IESO | IESO | Internal | Summer | B4 | 100 | 99999 | 400 | 17.94 | 17.95 | 0.01 | 0
2030 | HQ_IESO_2_IESO | HQ_IESO | IESO | Internal | Summer | B5 | 200 | 99999 | 400 | 11.67 | 11.69 | 0.01 | 0
2030 | HQ_IESO_2_IESO | HQ_IESO | IESO | Internal | Summer | B6 | 300 | 99999 | 400 | 11.67 | 11.69 | 0.01 | 0
2030 | HQ_IESO_2_IESO | HQ_IESO | IESO | Internal | Summer | B7 | 400 | 99999 | 400 | 11.67 | 11.69 | 0.01 | 0
2030 | HQ_IESO_2_IESO | HQ_IESO | IESO | Internal | Summer | B8 | 500 | 99999 | 400 | 11.67 | 11.69 | 0.01 | 0
2030 | HQ_IESO_2_IESO | HQ_IESO | IESO | Internal | Summer | B9 | 800 | 99999 | 400 | 11.67 | 11.69 | 0.01 | 0
2030 | HQ_IESO_2_IESO | HQ_IESO | IESO | Internal | Summer | B10 | 1262 | 99999 | 12.04 | 11.67 | 11.69 | 0.01 | 0
2030 | HQ_IESO_2_IESO | HQ_IESO | IESO | Internal | Winter | B16 | 25 | 99999 | 400 | 12.85 | 12.86 | 0.01 | 0
2030 | HQ_IESO_2_IESO | HQ_IESO | IESO | Internal | Winter | B17 | 100 | 99999 | 400 | 12.85 | 12.86 | 0.01 | 0
2030 | HQ_IESO_2_IESO | HQ_IESO | IESO | Internal | Winter | B18 | 400 | 99999 | 400 | 12.85 | 12.86 | 0.01 | 0
2030 | HQ_IESO_2_IESO | HQ_IESO | IESO | Internal | Winter | B19 | 700 | 99999 | 400 | 12.85 | 12.86 | 0.01 | 0
2030 | HQ_IESO_2_IESO | HQ_IESO | IESO | Internal | Winter | B20 | 935 | 99999 | 91.98 | 12.85 | 12.86 | 0.01 | 0
2030 | IESO_2_MAPP_CA | IESO | MAPP_CA | Internal | Shoulder | B11 | 25 | 262 | 262 | 12.86 | 52.07 | 7 | 32.21
2030 | IESO_2_MAPP_CA | IESO | MAPP_CA | Internal | Shoulder | B12 | 200 | 262 | 262 | 12.86 | 47.85 | 7 | 27.99
2030 | IESO_2_MAPP_CA | IESO | MAPP_CA | Internal | Shoulder | B13 | 600 | 262 | 262 | 12.86 | 46.74 | 7 | 26.88
2030 | IESO_2_MAPP_CA | IESO | MAPP_CA | Internal | Shoulder | B14 | 900 | 262 | 262 | 12.86 | 46.74 | 7 | 26.88
2030 | IESO_2_MAPP_CA | IESO | MAPP_CA | Internal | Shoulder | B15 | 1203 | 262 | 262 | 12.86 | 46.74 | 7 | 26.88
2030 | IESO_2_MAPP_CA | IESO | MAPP_CA | Internal | Summer | B1 | 10 | 262 | 262 | 52.46 | 77.38 | 7 | 17.91
2030 | IESO_2_MAPP_CA | IESO | MAPP_CA | Internal | Summer | B2 | 25 | 262 | 262 | 52.46 | 76.62 | 7 | 17.15
2030 | IESO_2_MAPP_CA | IESO | MAPP_CA | Internal | Summer | B3 | 75 | 262 | 262 | 41.67 | 75.79 | 7 | 27.12
2030 | IESO_2_MAPP_CA | IESO | MAPP_CA | Internal | Summer | B4 | 100 | 262 | 262 | 17.95 | 75 | 7 | 50.04
2030 | IESO_2_MAPP_CA | IESO | MAPP_CA | Internal | Summer | B5 | 200 | 262 | 262 | 11.69 | 65.13 | 7 | 46.44
2030 | IESO_2_MAPP_CA | IESO | MAPP_CA | Internal | Summer | B6 | 300 | 262 | 262 | 11.69 | 49.73 | 7 | 31.04
2030 | IESO_2_MAPP_CA | IESO | MAPP_CA | Internal | Summer | B7 | 400 | 262 | 262 | 11.69 | 45.13 | 7 | 26.45
2030 | IESO_2_MAPP_CA | IESO | MAPP_CA | Internal | Summer | B8 | 500 | 262 | 262 | 11.69 | 43.66 | 7 | 24.98
2030 | IESO_2_MAPP_CA | IESO | MAPP_CA | Internal | Summer | B9 | 800 | 262 | 262 | 11.69 | 43.66 | 7 | 24.98
2030 | IESO_2_MAPP_CA | IESO | MAPP_CA | Internal | Summer | B10 | 1262 | 262 | 262 | 11.69 | 43.66 | 7 | 24.98
2030 | IESO_2_MAPP_CA | IESO | MAPP_CA | Internal | Winter | B16 | 25 | 262 | 262 | 12.86 | 52.26 | 7 | 32.4
2030 | IESO_2_MAPP_CA | IESO | MAPP_CA | Internal | Winter | B17 | 100 | 262 | 262 | 12.86 | 51.23 | 7 | 31.37
2030 | IESO_2_MAPP_CA | IESO | MAPP_CA | Internal | Winter | B18 | 400 | 262 | 262 | 12.86 | 49.16 | 7 | 29.3
2030 | IESO_2_MAPP_CA | IESO | MAPP_CA | Internal | Winter | B19 | 700 | 262 | 262 | 12.86 | 49.16 | 7 | 29.3
2030 | IESO_2_MAPP_CA | IESO | MAPP_CA | Internal | Winter | B20 | 935 | 262 | 262 | 12.86 | 49.16 | 7 | 29.3
2030 | IESO_2_MISO_MI | IESO | MISO_MI | Internal | Shoulder | B11 | 25 | 1840 | 1840 | 12.86 | 55.33 | 7 | 35.47
2030 | IESO_2_MISO_MI | IESO | MISO_MI | Internal | Shoulder | B12 | 200 | 1840 | 1840 | 12.86 | 47.99 | 7 | 28.13
2030 | IESO_2_MISO_MI | IESO | MISO_MI | Internal | Shoulder | B13 | 600 | 1840 | 1840 | 12.86 | 46.72 | 7 | 26.86
2030 | IESO_2_MISO_MI | IESO | MISO_MI | Internal | Shoulder | B14 | 900 | 1840 | 1840 | 12.86 | 45.16 | 7 | 25.3
2030 | IESO_2_MISO_MI | IESO | MISO_MI | Internal | Shoulder | B15 | 1203 | 1840 | 1840 | 12.86 | 40.16 | 7 | 20.31
2030 | IESO_2_MISO_MI | IESO | MISO_MI | Internal | Summer | B1 | 10 | 1840 | 1840 | 52.46 | 77.4 | 7 | 17.94
2030 | IESO_2_MISO_MI | IESO | MISO_MI | Internal | Summer | B2 | 25 | 1840 | 1840 | 52.46 | 76.8 | 7 | 17.33
2030 | IESO_2_MISO_MI | IESO | MISO_MI | Internal | Summer | B3 | 75 | 1840 | 1840 | 41.67 | 75 | 7 | 26.33
2030 | IESO_2_MISO_MI | IESO | MISO_MI | Internal | Summer | B4 | 100 | 1840 | 1840 | 17.95 | 74.97 | 7 | 50.02
2030 | IESO_2_MISO_MI | IESO | MISO_MI | Internal | Summer | B5 | 200 | 1840 | 1840 | 11.69 | 65.13 | 7 | 46.44
2030 | IESO_2_MISO_MI | IESO | MISO_MI | Internal | Summer | B6 | 300 | 1840 | 1840 | 11.69 | 49.77 | 7 | 31.09
2030 | IESO_2_MISO_MI | IESO | MISO_MI | Internal | Summer | B7 | 400 | 1840 | 1840 | 11.69 | 45.16 | 7 | 26.47
2030 | IESO_2_MISO_MI | IESO | MISO_MI | Internal | Summer | B8 | 500 | 1840 | 1840 | 11.69 | 43.66 | 7 | 24.98
2030 | IESO_2_MISO_MI | IESO | MISO_MI | Internal | Summer | B9 | 800 | 1840 | 1840 | 11.69 | 39.94 | 7 | 21.26
2030 | IESO_2_MISO_MI | IESO | MISO_MI | Internal | Summer | B10 | 1262 | 1840 | 1840 | 11.69 | 35.55 | 7 | 16.86
2030 | IESO_2_MISO_MI | IESO | MISO_MI | Internal | Winter | B16 | 25 | 1840 | 1840 | 12.86 | 52.85 | 7 | 33
2030 | IESO_2_MISO_MI | IESO | MISO_MI | Internal | Winter | B17 | 100 | 1840 | 1840 | 12.86 | 51.28 | 7 | 31.42
2030 | IESO_2_MISO_MI | IESO | MISO_MI | Internal | Winter | B18 | 400 | 1840 | 1840 | 12.86 | 49.16 | 7 | 29.3
2030 | IESO_2_MISO_MI | IESO | MISO_MI | Internal | Winter | B19 | 700 | 1840 | 1840 | 12.86 | 47.57 | 7 | 27.71
2030 | IESO_2_MISO_MI | IESO | MISO_MI | Internal | Winter | B20 | 935 | 1840 | 1840 | 12.86 | 37.43 | 7 | 17.57
2030 | IESO_2_MISO_W | IESO | MISO_W | Internal | Shoulder | B11 | 25 | 140 | 140 | 12.86 | 55.32 | 7 | 35.46
2030 | IESO_2_MISO_W | IESO | MISO_W | Internal | Shoulder | B12 | 200 | 140 | 140 | 12.86 | 47.86 | 7 | 28.01
2030 | IESO_2_MISO_W | IESO | MISO_W | Internal | Shoulder | B13 | 600 | 140 | 140 | 12.86 | 46.73 | 7 | 26.87
2030 | IESO_2_MISO_W | IESO | MISO_W | Internal | Shoulder | B14 | 900 | 140 | 140 | 12.86 | 45.16 | 7 | 25.3
2030 | IESO_2_MISO_W | IESO | MISO_W | Internal | Shoulder | B15 | 1203 | 140 | 140 | 12.86 | 40.18 | 7 | 20.32
2030 | IESO_2_MISO_W | IESO | MISO_W | Internal | Summer | B1 | 10 | 140 | 140 | 52.46 | 77.39 | 7 | 17.93
2030 | IESO_2_MISO_W | IESO | MISO_W | Internal | Summer | B2 | 25 | 140 | 140 | 52.46 | 76.63 | 7 | 17.17
2030 | IESO_2_MISO_W | IESO | MISO_W | Internal | Summer | B3 | 75 | 140 | 140 | 41.67 | 75.8 | 7 | 27.13
2030 | IESO_2_MISO_W | IESO | MISO_W | Internal | Summer | B4 | 100 | 140 | 140 | 17.95 | 75.01 | 7 | 50.05
2030 | IESO_2_MISO_W | IESO | MISO_W | Internal | Summer | B5 | 200 | 140 | 140 | 11.69 | 65.14 | 7 | 46.46
2030 | IESO_2_MISO_W | IESO | MISO_W | Internal | Summer | B6 | 300 | 140 | 140 | 11.69 | 49.74 | 7 | 31.05
2030 | IESO_2_MISO_W | IESO | MISO_W | Internal | Summer | B7 | 400 | 140 | 140 | 11.69 | 45.14 | 7 | 26.46
2030 | IESO_2_MISO_W | IESO | MISO_W | Internal | Summer | B8 | 500 | 140 | 140 | 11.69 | 43.65 | 7 | 24.97
2030 | IESO_2_MISO_W | IESO | MISO_W | Internal | Summer | B9 | 800 | 140 | 140 | 11.69 | 39.93 | 7 | 21.25
2030 | IESO_2_MISO_W | IESO | MISO_W | Internal | Summer | B10 | 1262 | 140 | 140 | 11.69 | 35.53 | 7 | 16.84
2030 | IESO_2_MISO_W | IESO | MISO_W | Internal | Winter | B16 | 25 | 140 | 140 | 12.86 | 52.27 | 7 | 32.41
2030 | IESO_2_MISO_W | IESO | MISO_W | Internal | Winter | B17 | 100 | 140 | 140 | 12.86 | 51.24 | 7 | 31.39
2030 | IESO_2_MISO_W | IESO | MISO_W | Internal | Winter | B18 | 400 | 140 | 140 | 12.86 | 49.14 | 7 | 29.29
2030 | IESO_2_MISO_W | IESO | MISO_W | Internal | Winter | B19 | 700 | 140 | 140 | 12.86 | 47.61 | 7 | 27.75
2030 | IESO_2_MISO_W | IESO | MISO_W | Internal | Winter | B20 | 935 | 140 | 140 | 12.86 | 37.42 | 7 | 17.56
2030 | IESO_2_NYISO_A-F | IESO | NYISO_A-F | Internal | Shoulder | B11 | 25 | 1725 | 1725 | 12.86 | 45.32 | 7 | 25.46
2030 | IESO_2_NYISO_A-F | IESO | NYISO_A-F | Internal | Shoulder | B12 | 200 | 1725 | 1725 | 12.86 | 44.08 | 7 | 24.22
2030 | IESO_2_NYISO_A-F | IESO | NYISO_A-F | Internal | Shoulder | B13 | 600 | 1725 | 1725 | 12.86 | 44.07 | 7 | 24.21
2030 | IESO_2_NYISO_A-F | IESO | NYISO_A-F | Internal | Shoulder | B14 | 900 | 1725 | 1725 | 12.86 | 44.07 | 7 | 24.21
2030 | IESO_2_NYISO_A-F | IESO | NYISO_A-F | Internal | Shoulder | B15 | 1203 | 1725 | 1725 | 12.86 | 44.07 | 7 | 24.21
2030 | IESO_2_NYISO_A-F | IESO | NYISO_A-F | Internal | Summer | B1 | 10 | 1725 | 919.72 | 52.46 | 59.46 | 7 | 0
2030 | IESO_2_NYISO_A-F | IESO | NYISO_A-F | Internal | Summer | B2 | 25 | 1725 | 1334.99 | 52.46 | 59.46 | 7 | 0
2030 | IESO_2_NYISO_A-F | IESO | NYISO_A-F | Internal | Summer | B3 | 75 | 1725 | 1725 | 41.67 | 54.54 | 7 | 5.87
2030 | IESO_2_NYISO_A-F | IESO | NYISO_A-F | Internal | Summer | B4 | 100 | 1725 | 1725 | 17.95 | 50.33 | 7 | 25.38
2030 | IESO_2_NYISO_A-F | IESO | NYISO_A-F | Internal | Summer | B5 | 200 | 1725 | 1725 | 11.69 | 45.88 | 7 | 27.2
2030 | IESO_2_NYISO_A-F | IESO | NYISO_A-F | Internal | Summer | B6 | 300 | 1725 | 1725 | 11.69 | 45.88 | 7 | 27.2
2030 | IESO_2_NYISO_A-F | IESO | NYISO_A-F | Internal | Summer | B7 | 400 | 1725 | 1725 | 11.69 | 43.81 | 7 | 25.13
2030 | IESO_2_NYISO_A-F | IESO | NYISO_A-F | Internal | Summer | B8 | 500 | 1725 | 1725 | 11.69 | 43.81 | 7 | 25.12
2030 | IESO_2_NYISO_A-F | IESO | NYISO_A-F | Internal | Summer | B9 | 800 | 1725 | 1725 | 11.69 | 42.82 | 7 | 24.13
2030 | IESO_2_NYISO_A-F | IESO | NYISO_A-F | Internal | Summer | B10 | 1262 | 1725 | 1725 | 11.69 | 42.82 | 7 | 24.13
2030 | IESO_2_NYISO_A-F | IESO | NYISO_A-F | Internal | Winter | B16 | 25 | 1725 | 1725 | 12.86 | 49.89 | 7 | 30.03
2030 | IESO_2_NYISO_A-F | IESO | NYISO_A-F | Internal | Winter | B17 | 100 | 1725 | 1725 | 12.86 | 47.02 | 7 | 27.16
2030 | IESO_2_NYISO_A-F | IESO | NYISO_A-F | Internal | Winter | B18 | 400 | 1725 | 1725 | 12.86 | 47.02 | 7 | 27.16
2030 | IESO_2_NYISO_A-F | IESO | NYISO_A-F | Internal | Winter | B19 | 700 | 1725 | 1725 | 12.86 | 45.64 | 7 | 25.78
2030 | IESO_2_NYISO_A-F | IESO | NYISO_A-F | Internal | Winter | B20 | 935 | 1725 | 1725 | 12.86 | 45.64 | 7 | 25.78
2030 | MAPP_CA_2_IESO | MAPP_CA | IESO | Internal | Shoulder | B11 | 25 | 330 | 0 | 52.07 | 12.86 | 8 | 0
2030 | MAPP_CA_2_IESO | MAPP_CA | IESO | Internal | Shoulder | B12 | 200 | 330 | 0 | 47.85 | 12.86 | 8 | 0
2030 | MAPP_CA_2_IESO | MAPP_CA | IESO | Internal | Shoulder | B13 | 600 | 330 | 0 | 46.74 | 12.86 | 8 | 0
2030 | MAPP_CA_2_IESO | MAPP_CA | IESO | Internal | Shoulder | B14 | 900 | 330 | 0 | 46.74 | 12.86 | 8 | 0
2030 | MAPP_CA_2_IESO | MAPP_CA | IESO | Internal | Shoulder | B15 | 1203 | 330 | 0 | 46.74 | 12.86 | 8 | 0
2030 | MAPP_CA_2_IESO | MAPP_CA | IESO | Internal | Summer | B1 | 10 | 330 | 0 | 77.38 | 52.46 | 8 | 0
2030 | MAPP_CA_2_IESO | MAPP_CA | IESO | Internal | Summer | B2 | 25 | 330 | 0 | 76.62 | 52.46 | 8 | 0
2030 | MAPP_CA_2_IESO | MAPP_CA | IESO | Internal | Summer | B3 | 75 | 330 | 0 | 75.79 | 41.67 | 8 | 0
2030 | MAPP_CA_2_IESO | MAPP_CA | IESO | Internal | Summer | B4 | 100 | 330 | 0 | 75 | 17.95 | 8 | 0
2030 | MAPP_CA_2_IESO | MAPP_CA | IESO | Internal | Summer | B5 | 200 | 330 | 0 | 65.13 | 11.69 | 8 | 0
2030 | MAPP_CA_2_IESO | MAPP_CA | IESO | Internal | Summer | B6 | 300 | 330 | 0 | 49.73 | 11.69 | 8 | 0
2030 | MAPP_CA_2_IESO | MAPP_CA | IESO | Internal | Summer | B7 | 400 | 330 | 0 | 45.13 | 11.69 | 8 | 0
2030 | MAPP_CA_2_IESO | MAPP_CA | IESO | Internal | Summer | B8 | 500 | 330 | 0 | 43.66 | 11.69 | 8 | 0
2030 | MAPP_CA_2_IESO | MAPP_CA | IESO | Internal | Summer | B9 | 800 | 330 | 0 | 43.66 | 11.69 | 8 | 0
2030 | MAPP_CA_2_IESO | MAPP_CA | IESO | Internal | Summer | B10 | 1262 | 330 | 0 | 43.66 | 11.69 | 8 | 0
2030 | MAPP_CA_2_IESO | MAPP_CA | IESO | Internal | Winter | B16 | 25 | 330 | 0 | 52.26 | 12.86 | 8 | 0
2030 | MAPP_CA_2_IESO | MAPP_CA | IESO | Internal | Winter | B17 | 100 | 330 | 0 | 51.23 | 12.86 | 8 | 0
2030 | MAPP_CA_2_IESO | MAPP_CA | IESO | Internal | Winter | B18 | 400 | 330 | 0 | 49.16 | 12.86 | 8 | 0
2030 | MAPP_CA_2_IESO | MAPP_CA | IESO | Internal | Winter | B19 | 700 | 330 | 0 | 49.16 | 12.86 | 8 | 0
2030 | MAPP_CA_2_IESO | MAPP_CA | IESO | Internal | Winter | B20 | 935 | 330 | 0 | 49.16 | 12.86 | 8 | 0
2030 | MAPP_CA_2_MAPP_US | MAPP_CA | MAPP_US | Internal | Shoulder | B11 | 25 | 372 | 0 | 52.07 | 48.32 | 7 | 0
2030 | MAPP_CA_2_MAPP_US | MAPP_CA | MAPP_US | Internal | Shoulder | B12 | 200 | 372 | 0 | 47.85 | 40.86 | 7 | 0
2030 | MAPP_CA_2_MAPP_US | MAPP_CA | MAPP_US | Internal | Shoulder | B13 | 600 | 372 | 0 | 46.74 | 39.74 | 7 | 0
2030 | MAPP_CA_2_MAPP_US | MAPP_CA | MAPP_US | Internal | Shoulder | B14 | 900 | 372 | 0 | 46.74 | 39.74 | 7 | 0
2030 | MAPP_CA_2_MAPP_US | MAPP_CA | MAPP_US | Internal | Shoulder | B15 | 1203 | 372 | 0 | 46.74 | 33.2 | 7 | 0
2030 | MAPP_CA_2_MAPP_US | MAPP_CA | MAPP_US | Internal | Summer | B1 | 10 | 372 | 0 | 77.38 | 71.44 | 7 | 0
2030 | MAPP_CA_2_MAPP_US | MAPP_CA | MAPP_US | Internal | Summer | B2 | 25 | 372 | 0 | 76.62 | 71.44 | 7 | 0
2030 | MAPP_CA_2_MAPP_US | MAPP_CA | MAPP_US | Internal | Summer | B3 | 75 | 372 | 0 | 75.79 | 71.44 | 7 | 0
2030 | MAPP_CA_2_MAPP_US | MAPP_CA | MAPP_US | Internal | Summer | B4 | 100 | 372 | 0 | 75 | 69.18 | 7 | 0
2030 | MAPP_CA_2_MAPP_US | MAPP_CA | MAPP_US | Internal | Summer | B5 | 200 | 372 | 0 | 65.13 | 65.13 | 7 | 0
2030 | MAPP_CA_2_MAPP_US | MAPP_CA | MAPP_US | Internal | Summer | B6 | 300 | 372 | 0 | 49.73 | 42.9 | 7 | 0
2030 | MAPP_CA_2_MAPP_US | MAPP_CA | MAPP_US | Internal | Summer | B7 | 400 | 372 | 0 | 45.13 | 38.14 | 7 | 0
2030 | MAPP_CA_2_MAPP_US | MAPP_CA | MAPP_US | Internal | Summer | B8 | 500 | 372 | 0 | 43.66 | 36.65 | 7 | 0
2030 | MAPP_CA_2_MAPP_US | MAPP_CA | MAPP_US | Internal | Summer | B9 | 800 | 372 | 0 | 43.66 | 32.93 | 7 | 0
2030 | MAPP_CA_2_MAPP_US | MAPP_CA | MAPP_US | Internal | Summer | B10 | 1262 | 372 | 0 | 43.66 | 28.53 | 7 | 0
2030 | MAPP_CA_2_MAPP_US | MAPP_CA | MAPP_US | Internal | Winter | B16 | 25 | 372 | 0 | 52.26 | 45.27 | 7 | 0
2030 | MAPP_CA_2_MAPP_US | MAPP_CA | MAPP_US | Internal | Winter | B17 | 100 | 372 | 0 | 51.23 | 44.24 | 7 | 0
2030 | MAPP_CA_2_MAPP_US | MAPP_CA | MAPP_US | Internal | Winter | B18 | 400 | 372 | 0 | 49.16 | 42.14 | 7 | 0
2030 | MAPP_CA_2_MAPP_US | MAPP_CA | MAPP_US | Internal | Winter | B19 | 700 | 372 | 0 | 49.16 | 42.14 | 7 | 0
2030 | MAPP_CA_2_MAPP_US | MAPP_CA | MAPP_US | Internal | Winter | B20 | 935 | 372 | 0 | 49.16 | 30.42 | 7 | 0
2030 | MAPP_CA_2_MISO_W | MAPP_CA | MISO_W | Internal | Shoulder | B11 | 25 | 1970 | 1970 | 52.07 | 55.32 | 0.01 | 3.24
2030 | MAPP_CA_2_MISO_W | MAPP_CA | MISO_W | Internal | Shoulder | B12 | 200 | 1970 | 690.86 | 47.85 | 47.86 | 0.01 | 0
2030 | MAPP_CA_2_MISO_W | MAPP_CA | MISO_W | Internal | Shoulder | B13 | 600 | 1970 | 0.02 | 46.74 | 46.73 | 0.01 | 0
2030 | MAPP_CA_2_MISO_W | MAPP_CA | MISO_W | Internal | Shoulder | B14 | 900 | 1970 | 0 | 46.74 | 45.16 | 0.01 | 0
2030 | MAPP_CA_2_MISO_W | MAPP_CA | MISO_W | Internal | Shoulder | B15 | 1203 | 1970 | 0 | 46.74 | 40.18 | 0.01 | 0
2030 | MAPP_CA_2_MISO_W | MAPP_CA | MISO_W | Internal | Summer | B1 | 10 | 1970 | 1867.64 | 77.38 | 77.39 | 0.01 | 0
2030 | MAPP_CA_2_MISO_W | MAPP_CA | MISO_W | Internal | Summer | B2 | 25 | 1970 | 1759.92 | 76.62 | 76.63 | 0.01 | 0
2030 | MAPP_CA_2_MISO_W | MAPP_CA | MISO_W | Internal | Summer | B3 | 75 | 1970 | 1700.2 | 75.79 | 75.8 | 0.01 | 0
2030 | MAPP_CA_2_MISO_W | MAPP_CA | MISO_W | Internal | Summer | B4 | 100 | 1970 | 1619.64 | 75 | 75.01 | 0.01 | 0
2030 | MAPP_CA_2_MISO_W | MAPP_CA | MISO_W | Internal | Summer | B5 | 200 | 1970 | 1685.46 | 65.13 | 65.14 | 0.01 | 0
2030 | MAPP_CA_2_MISO_W | MAPP_CA | MISO_W | Internal | Summer | B6 | 300 | 1970 | 1389.38 | 49.73 | 49.74 | 0.01 | 0
2030 | MAPP_CA_2_MISO_W | MAPP_CA | MISO_W | Internal | Summer | B7 | 400 | 1970 | 571.59 | 45.13 | 45.14 | 0.01 | 0
2030 | MAPP_CA_2_MISO_W | MAPP_CA | MISO_W | Internal | Summer | B8 | 500 | 1970 | 0.02 | 43.66 | 43.65 | 0.01 | 0
2030 | MAPP_CA_2_MISO_W | MAPP_CA | MISO_W | Internal | Summer | B9 | 800 | 1970 | 0 | 43.66 | 39.93 | 0.01 | 0
2030 | MAPP_CA_2_MISO_W | MAPP_CA | MISO_W | Internal | Summer | B10 | 1262 | 1970 | 0 | 43.66 | 35.53 | 0.01 | 0
2030 | MAPP_CA_2_MISO_W | MAPP_CA | MISO_W | Internal | Winter | B16 | 25 | 1970 | 643.96 | 52.26 | 52.27 | 0.01 | 0
2030 | MAPP_CA_2_MISO_W | MAPP_CA | MISO_W | Internal | Winter | B17 | 100 | 1970 | 336 | 51.23 | 51.24 | 0.01 | 0
2030 | MAPP_CA_2_MISO_W | MAPP_CA | MISO_W | Internal | Winter | B18 | 400 | 1970 | 0.02 | 49.16 | 49.14 | 0.01 | 0
2030 | MAPP_CA_2_MISO_W | MAPP_CA | MISO_W | Internal | Winter | B19 | 700 | 1970 | 0 | 49.16 | 47.61 | 0.01 | 0
2030 | MAPP_CA_2_MISO_W | MAPP_CA | MISO_W | Internal | Winter | B20 | 935 | 1970 | 0 | 49.16 | 37.42 | 0.01 | 0
2030 | MAPP_US_2_MAPP_CA | MAPP_US | MAPP_CA | Internal | Shoulder | B11 | 25 | 165 | 0 | 48.32 | 52.07 | 7 | 0
2030 | MAPP_US_2_MAPP_CA | MAPP_US | MAPP_CA | Internal | Shoulder | B12 | 200 | 165 | 0.09 | 40.86 | 47.85 | 7 | 0
2030 | MAPP_US_2_MAPP_CA | MAPP_US | MAPP_CA | Internal | Shoulder | B13 | 600 | 165 | 132.28 | 39.74 | 46.74 | 7 | 0
2030 | MAPP_US_2_MAPP_CA | MAPP_US | MAPP_CA | Internal | Shoulder | B14 | 900 | 165 | 141.38 | 39.74 | 46.74 | 7 | 0
2030 | MAPP_US_2_MAPP_CA | MAPP_US | MAPP_CA | Internal | Shoulder | B15 | 1203 | 165 | 165 | 33.2 | 46.74 | 7 | 6.54
2030 | MAPP_US_2_MAPP_CA | MAPP_US | MAPP_CA | Internal | Summer | B1 | 10 | 165 | 0.02 | 71.44 | 77.38 | 7 | 0
2030 | MAPP_US_2_MAPP_CA | MAPP_US | MAPP_CA | Internal | Summer | B2 | 25 | 165 | 0 | 71.44 | 76.62 | 7 | 0
2030 | MAPP_US_2_MAPP_CA | MAPP_US | MAPP_CA | Internal | Summer | B3 | 75 | 165 | 0 | 71.44 | 75.79 | 7 | 0
2030 | MAPP_US_2_MAPP_CA | MAPP_US | MAPP_CA | Internal | Summer | B4 | 100 | 165 | 0 | 69.18 | 75 | 7 | 0
2030 | MAPP_US_2_MAPP_CA | MAPP_US | MAPP_CA | Internal | Summer | B5 | 200 | 165 | 0 | 65.13 | 65.13 | 7 | 0
2030 | MAPP_US_2_MAPP_CA | MAPP_US | MAPP_CA | Internal | Summer | B6 | 300 | 165 | 0 | 42.9 | 49.73 | 7 | 0
2030 | MAPP_US_2_MAPP_CA | MAPP_US | MAPP_CA | Internal | Summer | B7 | 400 | 165 | 0.04 | 38.14 | 45.13 | 7 | 0
2030 | MAPP_US_2_MAPP_CA | MAPP_US | MAPP_CA | Internal | Summer | B8 | 500 | 165 | 164.96 | 36.65 | 43.66 | 7 | 0.01
2030 | MAPP_US_2_MAPP_CA | MAPP_US | MAPP_CA | Internal | Summer | B9 | 800 | 165 | 165 | 32.93 | 43.66 | 7 | 3.73
2030 | MAPP_US_2_MAPP_CA | MAPP_US | MAPP_CA | Internal | Summer | B10 | 1262 | 165 | 165 | 28.53 | 43.66 | 7 | 8.14
2030 | MAPP_US_2_MAPP_CA | MAPP_US | MAPP_CA | Internal | Winter | B16 | 25 | 165 | 0.61 | 45.27 | 52.26 | 7 | 0
2030 | MAPP_US_2_MAPP_CA | MAPP_US | MAPP_CA | Internal | Winter | B17 | 100 | 165 | 0.17 | 44.24 | 51.23 | 7 | 0
2030 | MAPP_US_2_MAPP_CA | MAPP_US | MAPP_CA | Internal | Winter | B18 | 400 | 165 | 164.95 | 42.14 | 49.16 | 7 | 0.01
2030 | MAPP_US_2_MAPP_CA | MAPP_US | MAPP_CA | Internal | Winter | B19 | 700 | 165 | 164.97 | 42.14 | 49.16 | 7 | 0.01
2030 | MAPP_US_2_MAPP_CA | MAPP_US | MAPP_CA | Internal | Winter | B20 | 935 | 165 | 165 | 30.42 | 49.16 | 7 | 11.74
2030 | MAPP_US_2_MISO_W | MAPP_US | MISO_W | Internal | Shoulder | B11 | 25 | 2635 | 916.28 | 48.32 | 55.32 | 7 | 0
2030 | MAPP_US_2_MISO_W | MAPP_US | MISO_W | Internal | Shoulder | B12 | 200 | 2635 | 420.17 | 40.86 | 47.86 | 7 | 0
2030 | MAPP_US_2_MISO_W | MAPP_US | MISO_W | Internal | Shoulder | B13 | 600 | 2635 | 0.03 | 39.74 | 46.73 | 7 | 0
2030 | MAPP_US_2_MISO_W | MAPP_US | MISO_W | Internal | Shoulder | B14 | 900 | 2635 | 0 | 39.74 | 45.16 | 7 | 0
2030 | MAPP_US_2_MISO_W | MAPP_US | MISO_W | Internal | Shoulder | B15 | 1203 | 2635 | 0.01 | 33.2 | 40.18 | 7 | 0
2030 | MAPP_US_2_MISO_W | MAPP_US | MISO_W | Internal | Summer | B1 | 10 | 2635 | 0.02 | 71.44 | 77.39 | 7 | 0
2030 | MAPP_US_2_MISO_W | MAPP_US | MISO_W | Internal | Summer | B2 | 25 | 2635 | 0 | 71.44 | 76.63 | 7 | 0
2030 | MAPP_US_2_MISO_W | MAPP_US | MISO_W | Internal | Summer | B3 | 75 | 2635 | 0 | 71.44 | 75.8 | 7 | 0
2030 | MAPP_US_2_MISO_W | MAPP_US | MISO_W | Internal | Summer | B4 | 100 | 2635 | 0 | 69.18 | 75.01 | 7 | 0
2030 | MAPP_US_2_MISO_W | MAPP_US | MISO_W | Internal | Summer | B5 | 200 | 2635 | 0 | 65.13 | 65.14 | 7 | 0
2030 | MAPP_US_2_MISO_W | MAPP_US | MISO_W | Internal | Summer | B6 | 300 | 2635 | 0 | 42.9 | 49.74 | 7 | 0
2030 | MAPP_US_2_MISO_W | MAPP_US | MISO_W | Internal | Summer | B7 | 400 | 2635 | 39.13 | 38.14 | 45.14 | 7 | 0
2030 | MAPP_US_2_MISO_W | MAPP_US | MISO_W | Internal | Summer | B8 | 500 | 2635 | 581.14 | 36.65 | 43.65 | 7 | 0
2030 | MAPP_US_2_MISO_W | MAPP_US | MISO_W | Internal | Summer | B9 | 800 | 2635 | 256.6 | 32.93 | 39.93 | 7 | 0
2030 | MAPP_US_2_MISO_W | MAPP_US | MISO_W | Internal | Summer | B10 | 1262 | 2635 | 477.65 | 28.53 | 35.53 | 7 | 0
2030 | MAPP_US_2_MISO_W | MAPP_US | MISO_W | Internal | Winter | B16 | 25 | 2635 | 335.27 | 45.27 | 52.27 | 7 | 0
2030 | MAPP_US_2_MISO_W | MAPP_US | MISO_W | Internal | Winter | B17 | 100 | 2635 | 765.98 | 44.24 | 51.24 | 7 | 0
2030 | MAPP_US_2_MISO_W | MAPP_US | MISO_W | Internal | Winter | B18 | 400 | 2635 | 114.5 | 42.14 | 49.14 | 7 | 0
2030 | MAPP_US_2_MISO_W | MAPP_US | MISO_W | Internal | Winter | B19 | 700 | 2635 | 0 | 42.14 | 47.61 | 7 | 0
2030 | MAPP_US_2_MISO_W | MAPP_US | MISO_W | Internal | Winter | B20 | 935 | 2635 | 274.96 | 30.42 | 37.42 | 7 | 0
2030 | MAPP_US_2_NE | MAPP_US | NE | Internal | Shoulder | B11 | 25 | 2000 | 597.52 | 48.32 | 55.32 | 7 | 0
2030 | MAPP_US_2_NE | MAPP_US | NE | Internal | Shoulder | B12 | 200 | 2000 | 851.05 | 40.86 | 47.86 | 7 | 0
2030 | MAPP_US_2_NE | MAPP_US | NE | Internal | Shoulder | B13 | 600 | 2000 | 745 | 39.74 | 46.74 | 7 | 0
2030 | MAPP_US_2_NE | MAPP_US | NE | Internal | Shoulder | B14 | 900 | 2000 | 499.18 | 39.74 | 46.74 | 7 | 0
2030 | MAPP_US_2_NE | MAPP_US | NE | Internal | Shoulder | B15 | 1203 | 2000 | 148.01 | 33.2 | 40.2 | 7 | 0
2030 | MAPP_US_2_NE | MAPP_US | NE | Internal | Summer | B1 | 10 | 2000 | 1149.61 | 71.44 | 78.44 | 7 | 0
2030 | MAPP_US_2_NE | MAPP_US | NE | Internal | Summer | B2 | 25 | 2000 | 1212.74 | 71.44 | 78.44 | 7 | 0
2030 | MAPP_US_2_NE | MAPP_US | NE | Internal | Summer | B3 | 75 | 2000 | 1179.47 | 71.44 | 78.44 | 7 | 0
2030 | MAPP_US_2_NE | MAPP_US | NE | Internal | Summer | B4 | 100 | 2000 | 1346.99 | 69.18 | 76.18 | 7 | 0
2030 | MAPP_US_2_NE | MAPP_US | NE | Internal | Summer | B5 | 200 | 2000 | 957.86 | 65.13 | 72.13 | 7 | 0
2030 | MAPP_US_2_NE | MAPP_US | NE | Internal | Summer | B6 | 300 | 2000 | 1044.88 | 42.9 | 49.9 | 7 | 0
2030 | MAPP_US_2_NE | MAPP_US | NE | Internal | Summer | B7 | 400 | 2000 | 1131.42 | 38.14 | 45.14 | 7 | 0
2030 | MAPP_US_2_NE | MAPP_US | NE | Internal | Summer | B8 | 500 | 2000 | 764.26 | 36.65 | 43.65 | 7 | 0
2030 | MAPP_US_2_NE | MAPP_US | NE | Internal | Summer | B9 | 800 | 2000 | 535.05 | 32.93 | 39.93 | 7 | 0
2030 | MAPP_US_2_NE | MAPP_US | NE | Internal | Summer | B10 | 1262 | 2000 | 176.86 | 28.53 | 35.53 | 7 | 0
2030 | MAPP_US_2_NE | MAPP_US | NE | Internal | Winter | B16 | 25 | 2000 | 1024.3 | 45.27 | 52.27 | 7 | 0
2030 | MAPP_US_2_NE | MAPP_US | NE | Internal | Winter | B17 | 100 | 2000 | 488.92 | 44.24 | 51.24 | 7 | 0
2030 | MAPP_US_2_NE | MAPP_US | NE | Internal | Winter | B18 | 400 | 2000 | 507.51 | 42.14 | 49.14 | 7 | 0
2030 | MAPP_US_2_NE | MAPP_US | NE | Internal | Winter | B19 | 700 | 2000 | 345.93 | 42.14 | 49.14 | 7 | 0
2030 | MAPP_US_2_NE | MAPP_US | NE | Internal | Winter | B20 | 935 | 2000 | 0.03 | 30.42 | 37.41 | 7 | 0
2030 | MARITIMES_2_NEISO | MARITIMES | NEISO | Internal | Shoulder | B11 | 25 | 99999 | 1400 | 42.31 | 42.32 | 0.01 | 0
2030 | MARITIMES_2_NEISO | MARITIMES | NEISO | Internal | Shoulder | B12 | 200 | 99999 | 1400 | 41.07 | 41.08 | 0.01 | 0
2030 | MARITIMES_2_NEISO | MARITIMES | NEISO | Internal | Shoulder | B13 | 600 | 99999 | 1400 | 41.07 | 41.08 | 0.01 | 0
2030 | MARITIMES_2_NEISO | MARITIMES | NEISO | Internal | Shoulder | B14 | 900 | 99999 | 1400 | 41.07 | 41.08 | 0.01 | 0
2030 | MARITIMES_2_NEISO | MARITIMES | NEISO | Internal | Shoulder | B15 | 1203 | 99999 | 426.43 | 41.07 | 41.08 | 0.01 | 0
2030 | MARITIMES_2_NEISO | MARITIMES | NEISO | Internal | Summer | B1 | 10 | 99999 | 1400 | 63.29 | 63.3 | 0.01 | 0
2030 | MARITIMES_2_NEISO | MARITIMES | NEISO | Internal | Summer | B2 | 25 | 99999 | 1400 | 62.45 | 62.46 | 0.01 | 0
2030 | MARITIMES_2_NEISO | MARITIMES | NEISO | Internal | Summer | B3 | 75 | 99999 | 1400 | 54.54 | 54.55 | 0.01 | 0
2030 | MARITIMES_2_NEISO | MARITIMES | NEISO | Internal | Summer | B4 | 100 | 99999 | 1400 | 40.81 | 40.82 | 0.01 | 0
2030 | MARITIMES_2_NEISO | MARITIMES | NEISO | Internal | Summer | B5 | 200 | 99999 | 1400 | 40.81 | 40.82 | 0.01 | 0
2030 | MARITIMES_2_NEISO | MARITIMES | NEISO | Internal | Summer | B6 | 300 | 99999 | 1400 | 40.81 | 40.82 | 0.01 | 0
2030 | MARITIMES_2_NEISO | MARITIMES | NEISO | Internal | Summer | B7 | 400 | 99999 | 1400 | 40.81 | 40.82 | 0.01 | 0
2030 | MARITIMES_2_NEISO | MARITIMES | NEISO | Internal | Summer | B8 | 500 | 99999 | 1400 | 40.81 | 40.82 | 0.01 | 0
2030 | MARITIMES_2_NEISO | MARITIMES | NEISO | Internal | Summer | B9 | 800 | 99999 | 1400 | 39.82 | 39.83 | 0.01 | 0
2030 | MARITIMES_2_NEISO | MARITIMES | NEISO | Internal | Summer | B10 | 1262 | 99999 | 236.13 | 40.81 | 40.82 | 0.01 | 0
2030 | MARITIMES_2_NEISO | MARITIMES | NEISO | Internal | Winter | B16 | 25 | 99999 | 1400 | 52.88 | 52.89 | 0.01 | 0
2030 | MARITIMES_2_NEISO | MARITIMES | NEISO | Internal | Winter | B17 | 100 | 99999 | 1400 | 50.01 | 50.02 | 0.01 | 0
2030 | MARITIMES_2_NEISO | MARITIMES | NEISO | Internal | Winter | B18 | 400 | 99999 | 1400 | 50.01 | 50.02 | 0.01 | 0
2030 | MARITIMES_2_NEISO | MARITIMES | NEISO | Internal | Winter | B19 | 700 | 99999 | 1400 | 50.01 | 50.02 | 0.01 | 0
2030 | MARITIMES_2_NEISO | MARITIMES | NEISO | Internal | Winter | B20 | 935 | 99999 | 475.94 | 50.01 | 50.02 | 0.01 | 0
2030 | MISO_IN_2_MISO_MI | MISO_IN | MISO_MI | Internal | Shoulder | B11 | 25 | 5000 | 0.4 | 55.34 | 55.33 | 0.01 | 0
2030 | MISO_IN_2_MISO_MI | MISO_IN | MISO_MI | Internal | Shoulder | B12 | 200 | 5000 | 958.13 | 47.98 | 47.99 | 0.01 | 0
2030 | MISO_IN_2_MISO_MI | MISO_IN | MISO_MI | Internal | Shoulder | B13 | 600 | 5000 | 727.62 | 46.71 | 46.72 | 0.01 | 0
2030 | MISO_IN_2_MISO_MI | MISO_IN | MISO_MI | Internal | Shoulder | B14 | 900 | 5000 | 671.1 | 45.14 | 45.16 | 0.01 | 0
2030 | MISO_IN_2_MISO_MI | MISO_IN | MISO_MI | Internal | Shoulder | B15 | 1203 | 5000 | 0.04 | 40.16 | 40.16 | 0.01 | 0
2030 | MISO_IN_2_MISO_MI | MISO_IN | MISO_MI | Internal | Summer | B1 | 10 | 5000 | 1.6 | 77.4 | 77.4 | 0.01 | 0
2030 | MISO_IN_2_MISO_MI | MISO_IN | MISO_MI | Internal | Summer | B2 | 25 | 5000 | 0.39 | 76.81 | 76.8 | 0.01 | 0
2030 | MISO_IN_2_MISO_MI | MISO_IN | MISO_MI | Internal | Summer | B3 | 75 | 5000 | 0.13 | 75.01 | 75 | 0.01 | 0
2030 | MISO_IN_2_MISO_MI | MISO_IN | MISO_MI | Internal | Summer | B4 | 100 | 5000 | 0.09 | 74.99 | 74.97 | 0.01 | 0
2030 | MISO_IN_2_MISO_MI | MISO_IN | MISO_MI | Internal | Summer | B5 | 200 | 5000 | 0.05 | 65.14 | 65.13 | 0.01 | 0
2030 | MISO_IN_2_MISO_MI | MISO_IN | MISO_MI | Internal | Summer | B6 | 300 | 5000 | 556.77 | 49.76 | 49.77 | 0.01 | 0
2030 | MISO_IN_2_MISO_MI | MISO_IN | MISO_MI | Internal | Summer | B7 | 400 | 5000 | 1491.19 | 45.14 | 45.16 | 0.01 | 0
2030 | MISO_IN_2_MISO_MI | MISO_IN | MISO_MI | Internal | Summer | B8 | 500 | 5000 | 2574.05 | 43.65 | 43.66 | 0.01 | 0
2030 | MISO_IN_2_MISO_MI | MISO_IN | MISO_MI | Internal | Summer | B9 | 800 | 5000 | 1868.38 | 39.93 | 39.94 | 0.01 | 0
2030 | MISO_IN_2_MISO_MI | MISO_IN | MISO_MI | Internal | Summer | B10 | 1262 | 5000 | 1231.39 | 35.54 | 35.55 | 0.01 | 0
2030 | MISO_IN_2_MISO_MI | MISO_IN | MISO_MI | Internal | Winter | B16 | 25 | 5000 | 0.45 | 52.86 | 52.85 | 0.01 | 0
2030 | MISO_IN_2_MISO_MI | MISO_IN | MISO_MI | Internal | Winter | B17 | 100 | 5000 | 1098.9 | 51.27 | 51.28 | 0.01 | 0
2030 | MISO_IN_2_MISO_MI | MISO_IN | MISO_MI | Internal | Winter | B18 | 400 | 5000 | 1218.89 | 49.15 | 49.16 | 0.01 | 0
2030 | MISO_IN_2_MISO_MI | MISO_IN | MISO_MI | Internal | Winter | B19 | 700 | 5000 | 1574.73 | 47.56 | 47.57 | 0.01 | 0
2030 | MISO_IN_2_MISO_MI | MISO_IN | MISO_MI | Internal | Winter | B20 | 935 | 5000 | 0.04 | 37.42 | 37.43 | 0.01 | 0
2030 | MISO_IN_2_MISO_MO-IL | MISO_IN | MISO_MO-IL | Internal | Shoulder | B11 | 25 | 5000 | 0.36 | 55.34 | 55.33 | 0.01 | 0
2030 | MISO_IN_2_MISO_MO-IL | MISO_IN | MISO_MO-IL | Internal | Shoulder | B12 | 200 | 5000 | 0.01 | 47.98 | 47.88 | 0.01 | 0
2030 | MISO_IN_2_MISO_MO-IL | MISO_IN | MISO_MO-IL | Internal | Shoulder | B13 | 600 | 5000 | 0.02 | 46.71 | 46.7 | 0.01 | 0
2030 | MISO_IN_2_MISO_MO-IL | MISO_IN | MISO_MO-IL | Internal | Shoulder | B14 | 900 | 5000 | 0.01 | 45.14 | 45.13 | 0.01 | 0
2030 | MISO_IN_2_MISO_MO-IL | MISO_IN | MISO_MO-IL | Internal | Shoulder | B15 | 1203 | 5000 | 279.16 | 40.16 | 40.17 | 0.01 | 0
2030 | MISO_IN_2_MISO_MO-IL | MISO_IN | MISO_MO-IL | Internal | Summer | B1 | 10 | 5000 | 1.59 | 77.4 | 77.4 | 0.01 | 0
2030 | MISO_IN_2_MISO_MO-IL | MISO_IN | MISO_MO-IL | Internal | Summer | B2 | 25 | 5000 | 0.05 | 76.81 | 76.64 | 0.01 | 0
2030 | MISO_IN_2_MISO_MO-IL | MISO_IN | MISO_MO-IL | Internal | Summer | B3 | 75 | 5000 | 0.12 | 75.01 | 75 | 0.01 | 0
2030 | MISO_IN_2_MISO_MO-IL | MISO_IN | MISO_MO-IL | Internal | Summer | B4 | 100 | 5000 | 632.02 | 74.99 | 75 | 0.01 | 0
2030 | MISO_IN_2_MISO_MO-IL | MISO_IN | MISO_MO-IL | Internal | Summer | B5 | 200 | 5000 | 0.05 | 65.14 | 65.13 | 0.01 | 0
2030 | MISO_IN_2_MISO_MO-IL | MISO_IN | MISO_MO-IL | Internal | Summer | B6 | 300 | 5000 | 0.03 | 49.76 | 49.75 | 0.01 | 0
2030 | MISO_IN_2_MISO_MO-IL | MISO_IN | MISO_MO-IL | Internal | Summer | B7 | 400 | 5000 | 0.02 | 45.14 | 45.13 | 0.01 | 0
2030 | MISO_IN_2_MISO_MO-IL | MISO_IN | MISO_MO-IL | Internal | Summer | B8 | 500 | 5000 | 0.02 | 43.65 | 43.64 | 0.01 | 0
2030 | MISO_IN_2_MISO_MO-IL | MISO_IN | MISO_MO-IL | Internal | Summer | B9 | 800 | 5000 | 0.01 | 39.93 | 39.92 | 0.01 | 0
2030 | MISO_IN_2_MISO_MO-IL | MISO_IN | MISO_MO-IL | Internal | Summer | B10 | 1262 | 5000 | 0.02 | 35.54 | 35.54 | 0.01 | 0
2030 | MISO_IN_2_MISO_MO-IL | MISO_IN | MISO_MO-IL | Internal | Winter | B16 | 25 | 5000 | 0.01 | 52.86 | 52.28 | 0.01 | 0
2030 | MISO_IN_2_MISO_MO-IL | MISO_IN | MISO_MO-IL | Internal | Winter | B17 | 100 | 5000 | 0.09 | 51.27 | 51.26 | 0.01 | 0
2030 | MISO_IN_2_MISO_MO-IL | MISO_IN | MISO_MO-IL | Internal | Winter | B18 | 400 | 5000 | 0.02 | 49.15 | 49.13 | 0.01 | 0
2030 | MISO_IN_2_MISO_MO-IL | MISO_IN | MISO_MO-IL | Internal | Winter | B19 | 700 | 5000 | 0.01 | 47.56 | 47.54 | 0.01 | 0
2030 | MISO_IN_2_MISO_MO-IL | MISO_IN | MISO_MO-IL | Internal | Winter | B20 | 935 | 5000 | 1991.18 | 37.42 | 37.43 | 0.01 | 0
2030 | MISO_IN_2_NonRTO_Midwest | MISO_IN | NonRTO_Midwest | Internal | Shoulder | B11 | 25 | 4800 | 1180.83 | 55.34 | 63.34 | 8 | 0
2030 | MISO_IN_2_NonRTO_Midwest | MISO_IN | NonRTO_Midwest | Internal | Shoulder | B12 | 200 | 4800 | 782.67 | 47.98 | 55.98 | 8 | 0
2030 | MISO_IN_2_NonRTO_Midwest | MISO_IN | NonRTO_Midwest | Internal | Shoulder | B13 | 600 | 4800 | 267.05 | 46.71 | 54.71 | 8 | 0
2030 | MISO_IN_2_NonRTO_Midwest | MISO_IN | NonRTO_Midwest | Internal | Shoulder | B14 | 900 | 4800 | 0 | 45.14 | 47.24 | 8 | 0
2030 | MISO_IN_2_NonRTO_Midwest | MISO_IN | NonRTO_Midwest | Internal | Shoulder | B15 | 1203 | 4800 | 0 | 40.16 | 37.57 | 8 | 0
2030 | MISO_IN_2_NonRTO_Midwest | MISO_IN | NonRTO_Midwest | Internal | Summer | B1 | 10 | 4800 | 0 | 77.4 | 80.48 | 8 | 0
2030 | MISO_IN_2_NonRTO_Midwest | MISO_IN | NonRTO_Midwest | Internal | Summer | B2 | 25 | 4800 | 0 | 76.81 | 80.48 | 8 | 0
2030 | MISO_IN_2_NonRTO_Midwest | MISO_IN | NonRTO_Midwest | Internal | Summer | B3 | 75 | 4800 | 0 | 75.01 | 80.48 | 8 | 0
2030 | MISO_IN_2_NonRTO_Midwest | MISO_IN | NonRTO_Midwest | Internal | Summer | B4 | 100 | 4800 | 0 | 74.99 | 80.48 | 8 | 0
2030 | MISO_IN_2_NonRTO_Midwest | MISO_IN | NonRTO_Midwest | Internal | Summer | B5 | 200 | 4800 | 1371.05 | 65.14 | 73.14 | 8 | 0
2030 | MISO_IN_2_NonRTO_Midwest | MISO_IN | NonRTO_Midwest | Internal | Summer | B6 | 300 | 4800 | 1021.86 | 49.76 | 57.76 | 8 | 0
2030 | MISO_IN_2_NonRTO_Midwest | MISO_IN | NonRTO_Midwest | Internal | Summer | B7 | 400 | 4800 | 479.74 | 45.14 | 53.14 | 8 | 0
2030 | MISO_IN_2_NonRTO_Midwest | MISO_IN | NonRTO_Midwest | Internal | Summer | B8 | 500 | 4800 | 0 | 43.65 | 50.8 | 8 | 0
2030 | MISO_IN_2_NonRTO_Midwest | MISO_IN | NonRTO_Midwest | Internal | Summer | B9 | 800 | 4800 | 0 | 39.93 | 36.31 | 8 | 0
2030 | MISO_IN_2_NonRTO_Midwest | MISO_IN | NonRTO_Midwest | Internal | Summer | B10 | 1262 | 4800 | 0 | 35.54 | 33.79 | 8 | 0
2030 | MISO_IN_2_NonRTO_Midwest | MISO_IN | NonRTO_Midwest | Internal | Winter | B16 | 25 | 4800 | 2364.59 | 52.86 | 60.86 | 8 | 0
2030 | MISO_IN_2_NonRTO_Midwest | MISO_IN | NonRTO_Midwest | Internal | Winter | B17 | 100 | 4800 | 1419.71 | 51.27 | 59.27 | 8 | 0
2030 | MISO_IN_2_NonRTO_Midwest | MISO_IN | NonRTO_Midwest | Internal | Winter | B18 | 400 | 4800 | 518.11 | 49.15 | 57.15 | 8 | 0
2030 | MISO_IN_2_NonRTO_Midwest | MISO_IN | NonRTO_Midwest | Internal | Winter | B19 | 700 | 4800 | 0 | 47.56 | 48.92 | 8 | 0
2030 | MISO_IN_2_NonRTO_Midwest | MISO_IN | NonRTO_Midwest | Internal | Winter | B20 | 935 | 4800 | 0 | 37.42 | 36.15 | 8 | 0
2030 | MISO_IN_2_PJM_ROR | MISO_IN | PJM_ROR | Internal | Shoulder | B11 | 25 | 992 | 0 | 55.34 | 53.33 | 2 | 0
2030 | MISO_IN_2_PJM_ROR | MISO_IN | PJM_ROR | Internal | Shoulder | B12 | 200 | 992 | 0 | 47.98 | 47.88 | 2 | 0
2030 | MISO_IN_2_PJM_ROR | MISO_IN | PJM_ROR | Internal | Shoulder | B13 | 600 | 992 | 0 | 46.71 | 47.48 | 2 | 0
2030 | MISO_IN_2_PJM_ROR | MISO_IN | PJM_ROR | Internal | Shoulder | B14 | 900 | 992 | 0 | 45.14 | 46.33 | 2 | 0
2030 | MISO_IN_2_PJM_ROR | MISO_IN | PJM_ROR | Internal | Shoulder | B15 | 1203 | 992 | 0 | 40.16 | 41.91 | 2 | 0
2030 | MISO_IN_2_PJM_ROR | MISO_IN | PJM_ROR | Internal | Summer | B1 | 10 | 992 | 100.88 | 77.4 | 79.4 | 2 | 0
2030 | MISO_IN_2_PJM_ROR | MISO_IN | PJM_ROR | Internal | Summer | B2 | 25 | 992 | 0.05 | 76.81 | 78.64 | 2 | 0
2030 | MISO_IN_2_PJM_ROR | MISO_IN | PJM_ROR | Internal | Summer | B3 | 75 | 992 | 0 | 75.01 | 73.8 | 2 | 0
2030 | MISO_IN_2_PJM_ROR | MISO_IN | PJM_ROR | Internal | Summer | B4 | 100 | 992 | 0 | 74.99 | 73.8 | 2 | 0
2030 | MISO_IN_2_PJM_ROR | MISO_IN | PJM_ROR | Internal | Summer | B5 | 200 | 992 | 0 | 65.14 | 63.14 | 2 | 0
2030 | MISO_IN_2_PJM_ROR | MISO_IN | PJM_ROR | Internal | Summer | B6 | 300 | 992 | 0.02 | 49.76 | 51.73 | 2 | 0
2030 | MISO_IN_2_PJM_ROR | MISO_IN | PJM_ROR | Internal | Summer | B7 | 400 | 992 | 0 | 45.14 | 45.95 | 2 | 0
2030 | MISO_IN_2_PJM_ROR | MISO_IN | PJM_ROR | Internal | Summer | B8 | 500 | 992 | 0 | 43.65 | 44.82 | 2 | 0
2030 | MISO_IN_2_PJM_ROR | MISO_IN | PJM_ROR | Internal | Summer | B9 | 800 | 992 | 0 | 39.93 | 41.46 | 2 | 0
2030 | MISO_IN_2_PJM_ROR | MISO_IN | PJM_ROR | Internal | Summer | B10 | 1262 | 992 | 0 | 35.54 | 37.35 | 2 | 0
2030 | MISO_IN_2_PJM_ROR | MISO_IN | PJM_ROR | Internal | Winter | B16 | 25 | 992 | 0.01 | 52.86 | 54.27 | 2 | 0
2030 | MISO_IN_2_PJM_ROR | MISO_IN | PJM_ROR | Internal | Winter | B17 | 100 | 992 | 0.09 | 51.27 | 53.24 | 2 | 0
2030 | MISO_IN_2_PJM_ROR | MISO_IN | PJM_ROR | Internal | Winter | B18 | 400 | 992 | 0.04 | 49.15 | 51.13 | 2 | 0
2030 | MISO_IN_2_PJM_ROR | MISO_IN | PJM_ROR | Internal | Winter | B19 | 700 | 992 | 0 | 47.56 | 48.86 | 2 | 0
2030 | MISO_IN_2_PJM_ROR | MISO_IN | PJM_ROR | Internal | Winter | B20 | 935 | 992 | 0 | 37.42 | 38.15 | 2 | 0
2030 | MISO_MI_2_IESO | MISO_MI | IESO | Internal | Shoulder | B11 | 25 | 1580 | 0 | 55.33 | 12.86 | 8 | 0
2030 | MISO_MI_2_IESO | MISO_MI | IESO | Internal | Shoulder | B12 | 200 | 1580 | 0 | 47.99 | 12.86 | 8 | 0
2030 | MISO_MI_2_IESO | MISO_MI | IESO | Internal | Shoulder | B13 | 600 | 1580 | 0 | 46.72 | 12.86 | 8 | 0
2030 | MISO_MI_2_IESO | MISO_MI | IESO | Internal | Shoulder | B14 | 900 | 1580 | 0 | 45.16 | 12.86 | 8 | 0
2030 | MISO_MI_2_IESO | MISO_MI | IESO | Internal | Shoulder | B15 | 1203 | 1580 | 0 | 40.16 | 12.86 | 8 | 0
2030 | MISO_MI_2_IESO | MISO_MI | IESO | Internal | Summer | B1 | 10 | 1580 | 0 | 77.4 | 52.46 | 8 | 0
2030 | MISO_MI_2_IESO | MISO_MI | IESO | Internal | Summer | B2 | 25 | 1580 | 0 | 76.8 | 52.46 | 8 | 0
2030 | MISO_MI_2_IESO | MISO_MI | IESO | Internal | Summer | B3 | 75 | 1580 | 0 | 75 | 41.67 | 8 | 0
2030 | MISO_MI_2_IESO | MISO_MI | IESO | Internal | Summer | B4 | 100 | 1580 | 0 | 74.97 | 17.95 | 8 | 0
2030 | MISO_MI_2_IESO | MISO_MI | IESO | Internal | Summer | B5 | 200 | 1580 | 0 | 65.13 | 11.69 | 8 | 0
2030 | MISO_MI_2_IESO | MISO_MI | IESO | Internal | Summer | B6 | 300 | 1580 | 0 | 49.77 | 11.69 | 8 | 0
2030 | MISO_MI_2_IESO | MISO_MI | IESO | Internal | Summer | B7 | 400 | 1580 | 0 | 45.16 | 11.69 | 8 | 0
2030 | MISO_MI_2_IESO | MISO_MI | IESO | Internal | Summer | B8 | 500 | 1580 | 0 | 43.66 | 11.69 | 8 | 0
2030 | MISO_MI_2_IESO | MISO_MI | IESO | Internal | Summer | B9 | 800 | 1580 | 0 | 39.94 | 11.69 | 8 | 0
2030 | MISO_MI_2_IESO | MISO_MI | IESO | Internal | Summer | B10 | 1262 | 1580 | 0 | 35.55 | 11.69 | 8 | 0
2030 | MISO_MI_2_IESO | MISO_MI | IESO | Internal | Winter | B16 | 25 | 1580 | 0 | 52.85 | 12.86 | 8 | 0
2030 | MISO_MI_2_IESO | MISO_MI | IESO | Internal | Winter | B17 | 100 | 1580 | 0 | 51.28 | 12.86 | 8 | 0
2030 | MISO_MI_2_IESO | MISO_MI | IESO | Internal | Winter | B18 | 400 | 1580 | 0 | 49.16 | 12.86 | 8 | 0
2030 | MISO_MI_2_IESO | MISO_MI | IESO | Internal | Winter | B19 | 700 | 1580 | 0 | 47.57 | 12.86 | 8 | 0
2030 | MISO_MI_2_IESO | MISO_MI | IESO | Internal | Winter | B20 | 935 | 1580 | 0 | 37.43 | 12.86 | 8 | 0
2030 | MISO_MI_2_MISO_IN | MISO_MI | MISO_IN | Internal | Shoulder | B11 | 25 | 2045 | 349.09 | 55.33 | 55.34 | 0.01 | 0
2030 | MISO_MI_2_MISO_IN | MISO_MI | MISO_IN | Internal | Shoulder | B12 | 200 | 2045 | 0.05 | 47.99 | 47.98 | 0.01 | 0
2030 | MISO_MI_2_MISO_IN | MISO_MI | MISO_IN | Internal | Shoulder | B13 | 600 | 2045 | 0.02 | 46.72 | 46.71 | 0.01 | 0
2030 | MISO_MI_2_MISO_IN | MISO_MI | MISO_IN | Internal | Shoulder | B14 | 900 | 2045 | 0.01 | 45.16 | 45.14 | 0.01 | 0
2030 | MISO_MI_2_MISO_IN | MISO_MI | MISO_IN | Internal | Shoulder | B15 | 1203 | 2045 | 0.01 | 40.16 | 40.16 | 0.01 | 0
2030 | MISO_MI_2_MISO_IN | MISO_MI | MISO_IN | Internal | Summer | B1 | 10 | 2045 | 2 | 77.4 | 77.4 | 0.01 | 0
2030 | MISO_MI_2_MISO_IN | MISO_MI | MISO_IN | Internal | Summer | B2 | 25 | 2045 | 136.93 | 76.8 | 76.81 | 0.01 | 0
2030 | MISO_MI_2_MISO_IN | MISO_MI | MISO_IN | Internal | Summer | B3 | 75 | 2045 | 288.3 | 75 | 75.01 | 0.01 | 0
2030 | MISO_MI_2_MISO_IN | MISO_MI | MISO_IN | Internal | Summer | B4 | 100 | 2045 | 1309.44 | 74.97 | 74.99 | 0.01 | 0
2030 | MISO_MI_2_MISO_IN | MISO_MI | MISO_IN | Internal | Summer | B5 | 200 | 2045 | 1351.68 | 65.13 | 65.14 | 0.01 | 0
2030 | MISO_MI_2_MISO_IN | MISO_MI | MISO_IN | Internal | Summer | B6 | 300 | 2045 | 0.03 | 49.77 | 49.76 | 0.01 | 0
2030 | MISO_MI_2_MISO_IN | MISO_MI | MISO_IN | Internal | Summer | B7 | 400 | 2045 | 0.02 | 45.16 | 45.14 | 0.01 | 0
2030 | MISO_MI_2_MISO_IN | MISO_MI | MISO_IN | Internal | Summer | B8 | 500 | 2045 | 0.02 | 43.66 | 43.65 | 0.01 | 0
2030 | MISO_MI_2_MISO_IN | MISO_MI | MISO_IN | Internal | Summer | B9 | 800 | 2045 | 0.01 | 39.94 | 39.93 | 0.01 | 0
2030 | MISO_MI_2_MISO_IN | MISO_MI | MISO_IN | Internal | Summer | B10 | 1262 | 2045 | 0 | 35.55 | 35.54 | 0.01 | 0
2030 | MISO_MI_2_MISO_IN | MISO_MI | MISO_IN | Internal | Winter | B16 | 25 | 2045 | 20.94 | 52.85 | 52.86 | 0.01 | 0
2030 | MISO_MI_2_MISO_IN | MISO_MI | MISO_IN | Internal | Winter | B17 | 100 | 2045 | 0.09 | 51.28 | 51.27 | 0.01 | 0
2030 | MISO_MI_2_MISO_IN | MISO_MI | MISO_IN | Internal | Winter | B18 | 400 | 2045 | 0.02 | 49.16 | 49.15 | 0.01 | 0
2030 | MISO_MI_2_MISO_IN | MISO_MI | MISO_IN | Internal | Winter | B19 | 700 | 2045 | 0.01 | 47.57 | 47.56 | 0.01 | 0
2030 | MISO_MI_2_MISO_IN | MISO_MI | MISO_IN | Internal | Winter | B20 | 935 | 2045 | 0.02 | 37.43 | 37.42 | 0.01 | 0
2030 | MISO_MI_2_MISO_WUMS | MISO_MI | MISO_WUMS | Internal | Shoulder | B11 | 25 | 117 | 0.57 | 55.33 | 55.33 | 0.01 | 0
2030 | MISO_MI_2_MISO_WUMS | MISO_MI | MISO_WUMS | Internal | Shoulder | B12 | 200 | 117 | 0 | 47.99 | 47.88 | 0.01 | 0
2030 | MISO_MI_2_MISO_WUMS | MISO_MI | MISO_WUMS | Internal | Shoulder | B13 | 600 | 117 | 0.02 | 46.72 | 46.71 | 0.01 | 0
2030 | MISO_MI_2_MISO_WUMS | MISO_MI | MISO_WUMS | Internal | Shoulder | B14 | 900 | 117 | 116.88 | 45.16 | 45.17 | 0.01 | 0
2030 | MISO_MI_2_MISO_WUMS | MISO_MI | MISO_WUMS | Internal | Shoulder | B15 | 1203 | 117 | 116.99 | 40.16 | 40.19 | 0.01 | 0.02
2030 | MISO_MI_2_MISO_WUMS | MISO_MI | MISO_WUMS | Internal | Summer | B1 | 10 | 117 | 1.42 | 77.4 | 77.4 | 0.01 | 0
2030 | MISO_MI_2_MISO_WUMS | MISO_MI | MISO_WUMS | Internal | Summer | B2 | 25 | 117 | 0.05 | 76.8 | 76.64 | 0.01 | 0
2030 | MISO_MI_2_MISO_WUMS | MISO_MI | MISO_WUMS | Internal | Summer | B3 | 75 | 117 | 117 | 75 | 75.8 | 0.01 | 0.79
2030 | MISO_MI_2_MISO_WUMS | MISO_MI | MISO_WUMS | Internal | Summer | B4 | 100 | 117 | 116.94 | 74.97 | 75.02 | 0.01 | 0.04
2030 | MISO_MI_2_MISO_WUMS | MISO_MI | MISO_WUMS | Internal | Summer | B5 | 200 | 117 | 0.08 | 65.13 | 65.13 | 0.01 | 0
2030 | MISO_MI_2_MISO_WUMS | MISO_MI | MISO_WUMS | Internal | Summer | B6 | 300 | 117 | 0.01 | 49.77 | 49.73 | 0.01 | 0
2030 | MISO_MI_2_MISO_WUMS | MISO_MI | MISO_WUMS | Internal | Summer | B7 | 400 | 117 | 0.01 | 45.16 | 45.13 | 0.01 | 0
2030 | MISO_MI_2_MISO_WUMS | MISO_MI | MISO_WUMS | Internal | Summer | B8 | 500 | 117 | 0.03 | 43.66 | 43.66 | 0.01 | 0
2030 | MISO_MI_2_MISO_WUMS | MISO_MI | MISO_WUMS | Internal | Summer | B9 | 800 | 117 | 117 | 39.94 | 41.18 | 0.01 | 1.22
2030 | MISO_MI_2_MISO_WUMS | MISO_MI | MISO_WUMS | Internal | Summer | B10 | 1262 | 117 | 0 | 35.55 | 35.54 | 0.01 | 0
2030 | MISO_MI_2_MISO_WUMS | MISO_MI | MISO_WUMS | Internal | Winter | B16 | 25 | 117 | 0.01 | 52.85 | 52.28 | 0.01 | 0
2030 | MISO_MI_2_MISO_WUMS | MISO_MI | MISO_WUMS | Internal | Winter | B17 | 100 | 117 | 0.04 | 51.28 | 51.24 | 0.01 | 0
2030 | MISO_MI_2_MISO_WUMS | MISO_MI | MISO_WUMS | Internal | Winter | B18 | 400 | 117 | 0.01 | 49.16 | 49.13 | 0.01 | 0
2030 | MISO_MI_2_MISO_WUMS | MISO_MI | MISO_WUMS | Internal | Winter | B19 | 700 | 117 | 116.99 | 47.57 | 47.62 | 0.01 | 0.04
2030 | MISO_MI_2_MISO_WUMS | MISO_MI | MISO_WUMS | Internal | Winter | B20 | 935 | 117 | 0.04 | 37.43 | 37.43 | 0.01 | 0
2030 | MISO_MI_2_PJM_ROR | MISO_MI | PJM_ROR | Internal | Shoulder | B11 | 25 | 1424 | 0 | 55.33 | 53.33 | 2 | 0
2030 | MISO_MI_2_PJM_ROR | MISO_MI | PJM_ROR | Internal | Shoulder | B12 | 200 | 1424 | 0 | 47.99 | 47.88 | 2 | 0
2030 | MISO_MI_2_PJM_ROR | MISO_MI | PJM_ROR | Internal | Shoulder | B13 | 600 | 1424 | 0 | 46.72 | 47.48 | 2 | 0
2030 | MISO_MI_2_PJM_ROR | MISO_MI | PJM_ROR | Internal | Shoulder | B14 | 900 | 1424 | 0 | 45.16 | 46.33 | 2 | 0
2030 | MISO_MI_2_PJM_ROR | MISO_MI | PJM_ROR | Internal | Shoulder | B15 | 1203 | 1424 | 0 | 40.16 | 41.91 | 2 | 0
2030 | MISO_MI_2_PJM_ROR | MISO_MI | PJM_ROR | Internal | Summer | B1 | 10 | 1424 | 991.39 | 77.4 | 79.4 | 2 | 0
2030 | MISO_MI_2_PJM_ROR | MISO_MI | PJM_ROR | Internal | Summer | B2 | 25 | 1424 | 0.05 | 76.8 | 78.64 | 2 | 0
2030 | MISO_MI_2_PJM_ROR | MISO_MI | PJM_ROR | Internal | Summer | B3 | 75 | 1424 | 0 | 75 | 73.8 | 2 | 0
2030 | MISO_MI_2_PJM_ROR | MISO_MI | PJM_ROR | Internal | Summer | B4 | 100 | 1424 | 0 | 74.97 | 73.8 | 2 | 0
2030 | MISO_MI_2_PJM_ROR | MISO_MI | PJM_ROR | Internal | Summer | B5 | 200 | 1424 | 0 | 65.13 | 63.14 | 2 | 0
2030 | MISO_MI_2_PJM_ROR | MISO_MI | PJM_ROR | Internal | Summer | B6 | 300 | 1424 | 0.01 | 49.77 | 51.73 | 2 | 0
2030 | MISO_MI_2_PJM_ROR | MISO_MI | PJM_ROR | Internal | Summer | B7 | 400 | 1424 | 0 | 45.16 | 45.95 | 2 | 0
2030 | MISO_MI_2_PJM_ROR | MISO_MI | PJM_ROR | Internal | Summer | B8 | 500 | 1424 | 0 | 43.66 | 44.82 | 2 | 0
2030 | MISO_MI_2_PJM_ROR | MISO_MI | PJM_ROR | Internal | Summer | B9 | 800 | 1424 | 0 | 39.94 | 41.46 | 2 | 0
2030 | MISO_MI_2_PJM_ROR | MISO_MI | PJM_ROR | Internal | Summer | B10 | 1262 | 1424 | 0 | 35.55 | 37.35 | 2 | 0
2030 | MISO_MI_2_PJM_ROR | MISO_MI | PJM_ROR | Internal | Winter | B16 | 25 | 1424 | 0.01 | 52.85 | 54.27 | 2 | 0
2030 | MISO_MI_2_PJM_ROR | MISO_MI | PJM_ROR | Internal | Winter | B17 | 100 | 1424 | 0.06 | 51.28 | 53.24 | 2 | 0
2030 | MISO_MI_2_PJM_ROR | MISO_MI | PJM_ROR | Internal | Winter | B18 | 400 | 1424 | 0.02 | 49.16 | 51.13 | 2 | 0
2030 | MISO_MI_2_PJM_ROR | MISO_MI | PJM_ROR | Internal | Winter | B19 | 700 | 1424 | 0 | 47.57 | 48.86 | 2 | 0
2030 | MISO_MI_2_PJM_ROR | MISO_MI | PJM_ROR | Internal | Winter | B20 | 935 | 1424 | 0 | 37.43 | 38.15 | 2 | 0
2030 | MISO_MO-IL_2_ENT | MISO_MO-IL | ENT | Internal | Shoulder | B11 | 25 | 2540 | 0 | 55.33 | 61.2 | 8 | 0
2030 | MISO_MO-IL_2_ENT | MISO_MO-IL | ENT | Internal | Shoulder | B12 | 200 | 2540 | 0 | 47.88 | 50.17 | 8 | 0
2030 | MISO_MO-IL_2_ENT | MISO_MO-IL | ENT | Internal | Shoulder | B13 | 600 | 2540 | 0 | 46.7 | 49.81 | 8 | 0
2030 | MISO_MO-IL_2_ENT | MISO_MO-IL | ENT | Internal | Shoulder | B14 | 900 | 2540 | 0 | 45.13 | 49.81 | 8 | 0
2030 | MISO_MO-IL_2_ENT | MISO_MO-IL | ENT | Internal | Shoulder | B15 | 1203 | 2540 | 2409.79 | 40.17 | 48.17 | 8 | 0
2030 | MISO_MO-IL_2_ENT | MISO_MO-IL | ENT | Internal | Summer | B1 | 10 | 2540 | 0 | 77.4 | 82.8 | 8 | 0
2030 | MISO_MO-IL_2_ENT | MISO_MO-IL | ENT | Internal | Summer | B2 | 25 | 2540 | 0 | 76.64 | 80.73 | 8 | 0
2030 | MISO_MO-IL_2_ENT | MISO_MO-IL | ENT | Internal | Summer | B3 | 75 | 2540 | 0 | 75 | 80.73 | 8 | 0
2030 | MISO_MO-IL_2_ENT | MISO_MO-IL | ENT | Internal | Summer | B4 | 100 | 2540 | 0 | 75 | 80.73 | 8 | 0
2030 | MISO_MO-IL_2_ENT | MISO_MO-IL | ENT | Internal | Summer | B5 | 200 | 2540 | 0 | 65.13 | 70.14 | 8 | 0
2030 | MISO_MO-IL_2_ENT | MISO_MO-IL | ENT | Internal | Summer | B6 | 300 | 2540 | 0 | 49.75 | 49.17 | 8 | 0
2030 | MISO_MO-IL_2_ENT | MISO_MO-IL | ENT | Internal | Summer | B7 | 400 | 2540 | 0 | 45.13 | 48.58 | 8 | 0
2030 | MISO_MO-IL_2_ENT | MISO_MO-IL | ENT | Internal | Summer | B8 | 500 | 2540 | 0 | 43.64 | 48.23 | 8 | 0
2030 | MISO_MO-IL_2_ENT | MISO_MO-IL | ENT | Internal | Summer | B9 | 800 | 2540 | 0 | 39.92 | 46.65 | 8 | 0
2030 | MISO_MO-IL_2_ENT | MISO_MO-IL | ENT | Internal | Summer | B10 | 1262 | 2540 | 2540 | 35.54 | 46.65 | 8 | 3.11
2030 | MISO_MO-IL_2_ENT | MISO_MO-IL | ENT | Internal | Winter | B16 | 25 | 2540 | 0 | 52.28 | 53.3 | 8 | 0
2030 | MISO_MO-IL_2_ENT | MISO_MO-IL | ENT | Internal | Winter | B17 | 100 | 2540 | 0 | 51.26 | 52.92 | 8 | 0
2030 | MISO_MO-IL_2_ENT | MISO_MO-IL | ENT | Internal | Winter | B18 | 400 | 2540 | 0 | 49.13 | 52.92 | 8 | 0
2030 | MISO_MO-IL_2_ENT | MISO_MO-IL | ENT | Internal | Winter | B19 | 700 | 2540 | 0 | 47.54 | 51.17 | 8 | 0
2030 | MISO_MO-IL_2_ENT | MISO_MO-IL | ENT | Internal | Winter | B20 | 935 | 2540 | 2540 | 37.43 | 45.77 | 8 | 0.33
2030 | MISO_MO-IL_2_MISO_IN | MISO_MO-IL | MISO_IN | Internal | Shoulder | B11 | 25 | 2100 | 608.55 | 55.33 | 55.34 | 0.01 | 0
2030 | MISO_MO-IL_2_MISO_IN | MISO_MO-IL | MISO_IN | Internal | Shoulder | B12 | 200 | 2100 | 2099.99 | 47.88 | 47.98 | 0.01 | 0.09
2030 | MISO_MO-IL_2_MISO_IN | MISO_MO-IL | MISO_IN | Internal | Shoulder | B13 | 600 | 2100 | 936.59 | 46.7 | 46.71 | 0.01 | 0
2030 | MISO_MO-IL_2_MISO_IN | MISO_MO-IL | MISO_IN | Internal | Shoulder | B14 | 900 | 2100 | 949.57 | 45.13 | 45.14 | 0.01 | 0
2030 | MISO_MO-IL_2_MISO_IN | MISO_MO-IL | MISO_IN | Internal | Shoulder | B15 | 1203 | 2100 | 0 | 40.17 | 40.16 | 0.01 | 0
2030 | MISO_MO-IL_2_MISO_IN | MISO_MO-IL | MISO_IN | Internal | Summer | B1 | 10 | 2100 | 1.99 | 77.4 | 77.4 | 0.01 | 0
2030 | MISO_MO-IL_2_MISO_IN | MISO_MO-IL | MISO_IN | Internal | Summer | B2 | 25 | 2100 | 2099.94 | 76.64 | 76.81 | 0.01 | 0.16
2030 | MISO_MO-IL_2_MISO_IN | MISO_MO-IL | MISO_IN | Internal | Summer | B3 | 75 | 2100 | 1139.01 | 75 | 75.01 | 0.01 | 0
2030 | MISO_MO-IL_2_MISO_IN | MISO_MO-IL | MISO_IN | Internal | Summer | B4 | 100 | 2100 | 0.1 | 75 | 74.99 | 0.01 | 0
2030 | MISO_MO-IL_2_MISO_IN | MISO_MO-IL | MISO_IN | Internal | Summer | B5 | 200 | 2100 | 406.94 | 65.13 | 65.14 | 0.01 | 0
2030 | MISO_MO-IL_2_MISO_IN | MISO_MO-IL | MISO_IN | Internal | Summer | B6 | 300 | 2100 | 1155.03 | 49.75 | 49.76 | 0.01 | 0
2030 | MISO_MO-IL_2_MISO_IN | MISO_MO-IL | MISO_IN | Internal | Summer | B7 | 400 | 2100 | 822.93 | 45.13 | 45.14 | 0.01 | 0
2030 | MISO_MO-IL_2_MISO_IN | MISO_MO-IL | MISO_IN | Internal | Summer | B8 | 500 | 2100 | 1446.52 | 43.64 | 43.65 | 0.01 | 0
2030 | MISO_MO-IL_2_MISO_IN | MISO_MO-IL | MISO_IN | Internal | Summer | B9 | 800 | 2100 | 672.2 | 39.92 | 39.93 | 0.01 | 0
2030 | MISO_MO-IL_2_MISO_IN | MISO_MO-IL | MISO_IN | Internal | Summer | B10 | 1262 | 2100 | 0.01 | 35.54 | 35.54 | 0.01 | 0
2030 | MISO_MO-IL_2_MISO_IN | MISO_MO-IL | MISO_IN | Internal | Winter | B16 | 25 | 2100 | 2099.99 | 52.28 | 52.86 | 0.01 | 0.57
2030 | MISO_MO-IL_2_MISO_IN | MISO_MO-IL | MISO_IN | Internal | Winter | B17 | 100 | 2100 | 1740.3 | 51.26 | 51.27 | 0.01 | 0
2030 | MISO_MO-IL_2_MISO_IN | MISO_MO-IL | MISO_IN | Internal | Winter | B18 | 400 | 2100 | 228.02 | 49.13 | 49.15 | 0.01 | 0
2030 | MISO_MO-IL_2_MISO_IN | MISO_MO-IL | MISO_IN | Internal | Winter | B19 | 700 | 2100 | 10.95 | 47.54 | 47.56 | 0.01 | 0
2030 | MISO_MO-IL_2_MISO_IN | MISO_MO-IL | MISO_IN | Internal | Winter | B20 | 935 | 2100 | 0.01 | 37.43 | 37.42 | 0.01 | 0
2030 | MISO_MO-IL_2_MISO_W | MISO_MO-IL | MISO_W | Internal | Shoulder | B11 | 25 | 960 | 0.35 | 55.33 | 55.32 | 0.01 | 0
2030 | MISO_MO-IL_2_MISO_W | MISO_MO-IL | MISO_W | Internal | Shoulder | B12 | 200 | 960 | 0.05 | 47.88 | 47.86 | 0.01 | 0
2030 | MISO_MO-IL_2_MISO_W | MISO_MO-IL | MISO_W | Internal | Shoulder | B13 | 600 | 960 | 959.98 | 46.7 | 46.73 | 0.01 | 0.02
2030 | MISO_MO-IL_2_MISO_W | MISO_MO-IL | MISO_W | Internal | Shoulder | B14 | 900 | 960 | 959.98 | 45.13 | 45.16 | 0.01 | 0.01
2030 | MISO_MO-IL_2_MISO_W | MISO_MO-IL | MISO_W | Internal | Shoulder | B15 | 1203 | 960 | 273.7 | 40.17 | 40.18 | 0.01 | 0
2030 | MISO_MO-IL_2_MISO_W | MISO_MO-IL | MISO_W | Internal | Summer | B1 | 10 | 960 | 0.85 | 77.4 | 77.39 | 0.01 | 0
2030 | MISO_MO-IL_2_MISO_W | MISO_MO-IL | MISO_W | Internal | Summer | B2 | 25 | 960 | 0.36 | 76.64 | 76.63 | 0.01 | 0
2030 | MISO_MO-IL_2_MISO_W | MISO_MO-IL | MISO_W | Internal | Summer | B3 | 75 | 960 | 960 | 75 | 75.8 | 0.01 | 0.79
2030 | MISO_MO-IL_2_MISO_W | MISO_MO-IL | MISO_W | Internal | Summer | B4 | 100 | 960 | 841.24 | 75 | 75.01 | 0.01 | 0
2030 | MISO_MO-IL_2_MISO_W | MISO_MO-IL | MISO_W | Internal | Summer | B5 | 200 | 960 | 14.9 | 65.13 | 65.14 | 0.01 | 0
2030 | MISO_MO-IL_2_MISO_W | MISO_MO-IL | MISO_W | Internal | Summer | B6 | 300 | 960 | 0.03 | 49.75 | 49.74 | 0.01 | 0
2030 | MISO_MO-IL_2_MISO_W | MISO_MO-IL | MISO_W | Internal | Summer | B7 | 400 | 960 | 521.33 | 45.13 | 45.14 | 0.01 | 0
2030 | MISO_MO-IL_2_MISO_W | MISO_MO-IL | MISO_W | Internal | Summer | B8 | 500 | 960 | 212.45 | 43.64 | 43.65 | 0.01 | 0
2030 | MISO_MO-IL_2_MISO_W | MISO_MO-IL | MISO_W | Internal | Summer | B9 | 800 | 960 | 931.17 | 39.92 | 39.93 | 0.01 | 0
2030 | MISO_MO-IL_2_MISO_W | MISO_MO-IL | MISO_W | Internal | Summer | B10 | 1262 | 960 | 0 | 35.54 | 35.53 | 0.01 | 0
2030 | MISO_MO-IL_2_MISO_W | MISO_MO-IL | MISO_W | Internal | Winter | B16 | 25 | 960 | 0.34 | 52.28 | 52.27 | 0.01 | 0
2030 | MISO_MO-IL_2_MISO_W | MISO_MO-IL | MISO_W | Internal | Winter | B17 | 100 | 960 | 0.09 | 51.26 | 51.24 | 0.01 | 0
2030 | MISO_MO-IL_2_MISO_W | MISO_MO-IL | MISO_W | Internal | Winter | B18 | 400 | 960 | 0.81 | 49.13 | 49.14 | 0.01 | 0
2030 | MISO_MO-IL_2_MISO_W | MISO_MO-IL | MISO_W | Internal | Winter | B19 | 700 | 960 | 959.99 | 47.54 | 47.61 | 0.01 | 0.05
2030 | MISO_MO-IL_2_MISO_W | MISO_MO-IL | MISO_W | Internal | Winter | B20 | 935 | 960 | 0.01 | 37.43 | 37.42 | 0.01 | 0
2030 | MISO_MO-IL_2_PJM_ROR | MISO_MO-IL | PJM_ROR | Internal | Shoulder | B11 | 25 | 1212 | 0 | 55.33 | 53.33 | 2 | 0
2030 | MISO_MO-IL_2_PJM_ROR | MISO_MO-IL | PJM_ROR | Internal | Shoulder | B12 | 200 | 1212 | 0 | 47.88 | 47.88 | 2 | 0
2030 | MISO_MO-IL_2_PJM_ROR | MISO_MO-IL | PJM_ROR | Internal | Shoulder | B13 | 600 | 1212 | 0 | 46.7 | 47.48 | 2 | 0
2030 | MISO_MO-IL_2_PJM_ROR | MISO_MO-IL | PJM_ROR | Internal | Shoulder | B14 | 900 | 1212 | 0 | 45.13 | 46.33 | 2 | 0
2030 | MISO_MO-IL_2_PJM_ROR | MISO_MO-IL | PJM_ROR | Internal | Shoulder | B15 | 1203 | 1212 | 0 | 40.17 | 41.91 | 2 | 0
2030 | MISO_MO-IL_2_PJM_ROR | MISO_MO-IL | PJM_ROR | Internal | Summer | B1 | 10 | 1212 | 683.39 | 77.4 | 79.4 | 2 | 0
2030 | MISO_MO-IL_2_PJM_ROR | MISO_MO-IL | PJM_ROR | Internal | Summer | B2 | 25 | 1212 | 11.02 | 76.64 | 78.64 | 2 | 0
2030 | MISO_MO-IL_2_PJM_ROR | MISO_MO-IL | PJM_ROR | Internal | Summer | B3 | 75 | 1212 | 0 | 75 | 73.8 | 2 | 0
2030 | MISO_MO-IL_2_PJM_ROR | MISO_MO-IL | PJM_ROR | Internal | Summer | B4 | 100 | 1212 | 0 | 75 | 73.8 | 2 | 0
2030 | MISO_MO-IL_2_PJM_ROR | MISO_MO-IL | PJM_ROR | Internal | Summer | B5 | 200 | 1212 | 0 | 65.13 | 63.14 | 2 | 0
2030 | MISO_MO-IL_2_PJM_ROR | MISO_MO-IL | PJM_ROR | Internal | Summer | B6 | 300 | 1212 | 0.03 | 49.75 | 51.73 | 2 | 0
2030 | MISO_MO-IL_2_PJM_ROR | MISO_MO-IL | PJM_ROR | Internal | Summer | B7 | 400 | 1212 | 0 | 45.13 | 45.95 | 2 | 0
2030 | MISO_MO-IL_2_PJM_ROR | MISO_MO-IL | PJM_ROR | Internal | Summer | B8 | 500 | 1212 | 0 | 43.64 | 44.82 | 2 | 0
2030 | MISO_MO-IL_2_PJM_ROR | MISO_MO-IL | PJM_ROR | Internal | Summer | B9 | 800 | 1212 | 0 | 39.92 | 41.46 | 2 | 0
2030 | MISO_MO-IL_2_PJM_ROR | MISO_MO-IL | PJM_ROR | Internal | Summer | B10 | 1262 | 1212 | 0 | 35.54 | 37.35 | 2 | 0
2030 | MISO_MO-IL_2_PJM_ROR | MISO_MO-IL | PJM_ROR | Internal | Winter | B16 | 25 | 1212 | 0.66 | 52.28 | 54.27 | 2 | 0
2030 | MISO_MO-IL_2_PJM_ROR | MISO_MO-IL | PJM_ROR | Internal | Winter | B17 | 100 | 1212 | 0.18 | 51.26 | 53.24 | 2 | 0
2030 | MISO_MO-IL_2_PJM_ROR | MISO_MO-IL | PJM_ROR | Internal | Winter | B18 | 400 | 1212 | 100.05 | 49.13 | 51.13 | 2 | 0
2030 | MISO_MO-IL_2_PJM_ROR | MISO_MO-IL | PJM_ROR | Internal | Winter | B19 | 700 | 1212 | 0 | 47.54 | 48.86 | 2 | 0
2030 | MISO_MO-IL_2_PJM_ROR | MISO_MO-IL | PJM_ROR | Internal | Winter | B20 | 935 | 1212 | 0 | 37.43 | 38.15 | 2 | 0
2030 | MISO_MO-IL_2_SPP_N | MISO_MO-IL | SPP_N | Internal | Shoulder | B11 | 25 | 2000 | 0 | 55.33 | 62.32 | 8 | 0
2030 | MISO_MO-IL_2_SPP_N | MISO_MO-IL | SPP_N | Internal | Shoulder | B12 | 200 | 2000 | 0 | 47.88 | 48.08 | 8 | 0
2030 | MISO_MO-IL_2_SPP_N | MISO_MO-IL | SPP_N | Internal | Shoulder | B13 | 600 | 2000 | 0 | 46.7 | 48.08 | 8 | 0
2030 | MISO_MO-IL_2_SPP_N | MISO_MO-IL | SPP_N | Internal | Shoulder | B14 | 900 | 2000 | 0 | 45.13 | 47.97 | 8 | 0
2030 | MISO_MO-IL_2_SPP_N | MISO_MO-IL | SPP_N | Internal | Shoulder | B15 | 1203 | 2000 | 0 | 40.17 | 47.18 | 8 | 0
2030 | MISO_MO-IL_2_SPP_N | MISO_MO-IL | SPP_N | Internal | Summer | B1 | 10 | 2000 | 0 | 77.4 | 79.41 | 8 | 0
2030 | MISO_MO-IL_2_SPP_N | MISO_MO-IL | SPP_N | Internal | Summer | B2 | 25 | 2000 | 0 | 76.64 | 79.41 | 8 | 0
2030 | MISO_MO-IL_2_SPP_N | MISO_MO-IL | SPP_N | Internal | Summer | B3 | 75 | 2000 | 0 | 75 | 79.41 | 8 | 0
2030 | MISO_MO-IL_2_SPP_N | MISO_MO-IL | SPP_N | Internal | Summer | B4 | 100 | 2000 | 0 | 75 | 79.41 | 8 | 0
2030 | MISO_MO-IL_2_SPP_N | MISO_MO-IL | SPP_N | Internal | Summer | B5 | 200 | 2000 | 0 | 65.13 | 72.14 | 8 | 0
2030 | MISO_MO-IL_2_SPP_N | MISO_MO-IL | SPP_N | Internal | Summer | B6 | 300 | 2000 | 0 | 49.75 | 56.74 | 8 | 0
2030 | MISO_MO-IL_2_SPP_N | MISO_MO-IL | SPP_N | Internal | Summer | B7 | 400 | 2000 | 0 | 45.13 | 48.57 | 8 | 0
2030 | MISO_MO-IL_2_SPP_N | MISO_MO-IL | SPP_N | Internal | Summer | B8 | 500 | 2000 | 0 | 43.64 | 46.45 | 8 | 0
2030 | MISO_MO-IL_2_SPP_N | MISO_MO-IL | SPP_N | Internal | Summer | B9 | 800 | 2000 | 0 | 39.92 | 46.35 | 8 | 0
2030 | MISO_MO-IL_2_SPP_N | MISO_MO-IL | SPP_N | Internal | Summer | B10 | 1262 | 2000 | 0 | 35.54 | 42.53 | 8 | 0
2030 | MISO_MO-IL_2_SPP_N | MISO_MO-IL | SPP_N | Internal | Winter | B16 | 25 | 2000 | 0 | 52.28 | 53.64 | 8 | 0
2030 | MISO_MO-IL_2_SPP_N | MISO_MO-IL | SPP_N | Internal | Winter | B17 | 100 | 2000 | 0 | 51.26 | 51.29 | 8 | 0
2030 | MISO_MO-IL_2_SPP_N | MISO_MO-IL | SPP_N | Internal | Winter | B18 | 400 | 2000 | 0 | 49.13 | 51.17 | 8 | 0
2030 | MISO_MO-IL_2_SPP_N | MISO_MO-IL | SPP_N | Internal | Winter | B19 | 700 | 2000 | 0 | 47.54 | 51.13 | 8 | 0
2030 | MISO_MO-IL_2_SPP_N | MISO_MO-IL | SPP_N | Internal | Winter | B20 | 935 | 2000 | 0 | 37.43 | 43.33 | 8 | 0
2030 | MISO_MO-IL_2_TVA_Transmission | MISO_MO-IL | TVA_Transmission | Internal | Shoulder | B11 | 25 | 4000 | 0 | 55.33 | 60.2 | 8 | 0
2030 | MISO_MO-IL_2_TVA_Transmission | MISO_MO-IL | TVA_Transmission | Internal | Shoulder | B12 | 200 | 4000 | 0 | 47.88 | 50.9 | 8 | 0
2030 | MISO_MO-IL_2_TVA_Transmission | MISO_MO-IL | TVA_Transmission | Internal | Shoulder | B13 | 600 | 4000 | 0 | 46.7 | 50.3 | 8 | 0
2030 | MISO_MO-IL_2_TVA_Transmission | MISO_MO-IL | TVA_Transmission | Internal | Shoulder | B14 | 900 | 4000 | 0 | 45.13 | 48.92 | 8 | 0
2030 | MISO_MO-IL_2_TVA_Transmission | MISO_MO-IL | TVA_Transmission | Internal | Shoulder | B15 | 1203 | 4000 | 0 | 40.17 | 45.57 | 8 | 0
2030 | MISO_MO-IL_2_TVA_Transmission | MISO_MO-IL | TVA_Transmission | Internal | Summer | B1 | 10 | 4000 | 1764.24 | 77.4 | 85.4 | 8 | 0
2030 | MISO_MO-IL_2_TVA_Transmission | MISO_MO-IL | TVA_Transmission | Internal | Summer | B2 | 25 | 4000 | 11.4 | 76.64 | 84.64 | 8 | 0
2030 | MISO_MO-IL_2_TVA_Transmission | MISO_MO-IL | TVA_Transmission | Internal | Summer | B3 | 75 | 4000 | 0 | 75 | 79.8 | 8 | 0
2030 | MISO_MO-IL_2_TVA_Transmission | MISO_MO-IL | TVA_Transmission | Internal | Summer | B4 | 100 | 4000 | 0 | 75 | 78.12 | 8 | 0
2030 | MISO_MO-IL_2_TVA_Transmission | MISO_MO-IL | TVA_Transmission | Internal | Summer | B5 | 200 | 4000 | 0 | 65.13 | 69.14 | 8 | 0
2030 | MISO_MO-IL_2_TVA_Transmission | MISO_MO-IL | TVA_Transmission | Internal | Summer | B6 | 300 | 4000 | 0 | 49.75 | 57.17 | 8 | 0
2030 | MISO_MO-IL_2_TVA_Transmission | MISO_MO-IL | TVA_Transmission | Internal | Summer | B7 | 400 | 4000 | 0 | 45.13 | 50.3 | 8 | 0
2030 | MISO_MO-IL_2_TVA_Transmission | MISO_MO-IL | TVA_Transmission | Internal | Summer | B8 | 500 | 4000 | 0 | 43.64 | 49.37 | 8 | 0
2030 | MISO_MO-IL_2_TVA_Transmission | MISO_MO-IL | TVA_Transmission | Internal | Summer | B9 | 800 | 4000 | 0 | 39.92 | 44.31 | 8 | 0
2030 | MISO_MO-IL_2_TVA_Transmission | MISO_MO-IL | TVA_Transmission | Internal | Summer | B10 | 1262 | 4000 | 0 | 35.54 | 40.64 | 8 | 0
2030 | MISO_MO-IL_2_TVA_Transmission | MISO_MO-IL | TVA_Transmission | Internal | Winter | B16 | 25 | 4000 | 0.65 | 52.28 | 60.27 | 8 | 0
2030 | MISO_MO-IL_2_TVA_Transmission | MISO_MO-IL | TVA_Transmission | Internal | Winter | B17 | 100 | 4000 | 0 | 51.26 | 55.85 | 8 | 0
2030 | MISO_MO-IL_2_TVA_Transmission | MISO_MO-IL | TVA_Transmission | Internal | Winter | B18 | 400 | 4000 | 0 | 49.13 | 53.13 | 8 | 0
2030 | MISO_MO-IL_2_TVA_Transmission | MISO_MO-IL | TVA_Transmission | Internal | Winter | B19 | 700 | 4000 | 0 | 47.54 | 50.84 | 8 | 0
2030 | MISO_MO-IL_2_TVA_Transmission | MISO_MO-IL | TVA_Transmission | Internal | Winter | B20 | 935 | 4000 | 0 | 37.43 | 44.15 | 8 | 0
2030 | MISO_W_2_IESO | MISO_W | IESO | Internal | Shoulder | B11 | 25 | 90 | 0 | 55.32 | 12.86 | 8 | 0
2030 | MISO_W_2_IESO | MISO_W | IESO | Internal | Shoulder | B12 | 200 | 90 | 0 | 47.86 | 12.86 | 8 | 0
2030 | MISO_W_2_IESO | MISO_W | IESO | Internal | Shoulder | B13 | 600 | 90 | 0 | 46.73 | 12.86 | 8 | 0
2030 | MISO_W_2_IESO | MISO_W | IESO | Internal | Shoulder | B14 | 900 | 90 | 0 | 45.16 | 12.86 | 8 | 0
2030 | MISO_W_2_IESO | MISO_W | IESO | Internal | Shoulder | B15 | 1203 | 90 | 0 | 40.18 | 12.86 | 8 | 0
2030 | MISO_W_2_IESO | MISO_W | IESO | Internal | Summer | B1 | 10 | 90 | 0 | 77.39 | 52.46 | 8 | 0
2030 | MISO_W_2_IESO | MISO_W | IESO | Internal | Summer | B2 | 25 | 90 | 0 | 76.63 | 52.46 | 8 | 0
2030 | MISO_W_2_IESO | MISO_W | IESO | Internal | Summer | B3 | 75 | 90 | 0 | 75.8 | 41.67 | 8 | 0
2030 | MISO_W_2_IESO | MISO_W | IESO | Internal | Summer | B4 | 100 | 90 | 0 | 75.01 | 17.95 | 8 | 0
2030 | MISO_W_2_IESO | MISO_W | IESO | Internal | Summer | B5 | 200 | 90 | 0 | 65.14 | 11.69 | 8 | 0
2030 | MISO_W_2_IESO | MISO_W | IESO | Internal | Summer | B6 | 300 | 90 | 0 | 49.74 | 11.69 | 8 | 0
2030 | MISO_W_2_IESO | MISO_W | IESO | Internal | Summer | B7 | 400 | 90 | 0 | 45.14 | 11.69 | 8 | 0
2030 | MISO_W_2_IESO | MISO_W | IESO | Internal | Summer | B8 | 500 | 90 | 0 | 43.65 | 11.69 | 8 | 0
2030 | MISO_W_2_IESO | MISO_W | IESO | Internal | Summer | B9 | 800 | 90 | 0 | 39.93 | 11.69 | 8 | 0
2030 | MISO_W_2_IESO | MISO_W | IESO | Internal | Summer | B10 | 1262 | 90 | 0 | 35.53 | 11.69 | 8 | 0
2030 | MISO_W_2_IESO | MISO_W | IESO | Internal | Winter | B16 | 25 | 90 | 0 | 52.27 | 12.86 | 8 | 0
2030 | MISO_W_2_IESO | MISO_W | IESO | Internal | Winter | B17 | 100 | 90 | 0 | 51.24 | 12.86 | 8 | 0
2030 | MISO_W_2_IESO | MISO_W | IESO | Internal | Winter | B18 | 400 | 90 | 0 | 49.14 | 12.86 | 8 | 0
2030 | MISO_W_2_IESO | MISO_W | IESO | Internal | Winter | B19 | 700 | 90 | 0 | 47.61 | 12.86 | 8 | 0
2030 | MISO_W_2_IESO | MISO_W | IESO | Internal | Winter | B20 | 935 | 90 | 0 | 37.42 | 12.86 | 8 | 0
2030 | MISO_W_2_MAPP_CA | MISO_W | MAPP_CA | Internal | Shoulder | B11 | 25 | 700 | 0 | 55.32 | 52.07 | 0.01 | 0
2030 | MISO_W_2_MAPP_CA | MISO_W | MAPP_CA | Internal | Shoulder | B12 | 200 | 700 | 0.05 | 47.86 | 47.85 | 0.01 | 0
2030 | MISO_W_2_MAPP_CA | MISO_W | MAPP_CA | Internal | Shoulder | B13 | 600 | 700 | 254.21 | 46.73 | 46.74 | 0.01 | 0
2030 | MISO_W_2_MAPP_CA | MISO_W | MAPP_CA | Internal | Shoulder | B14 | 900 | 700 | 700 | 45.16 | 46.74 | 0.01 | 1.57
2030 | MISO_W_2_MAPP_CA | MISO_W | MAPP_CA | Internal | Shoulder | B15 | 1203 | 700 | 700 | 40.18 | 46.74 | 0.01 | 6.54
2030 | MISO_W_2_MAPP_CA | MISO_W | MAPP_CA | Internal | Summer | B1 | 10 | 700 | 0.73 | 77.39 | 77.38 | 0.01 | 0
2030 | MISO_W_2_MAPP_CA | MISO_W | MAPP_CA | Internal | Summer | B2 | 25 | 700 | 0.32 | 76.63 | 76.62 | 0.01 | 0
2030 | MISO_W_2_MAPP_CA | MISO_W | MAPP_CA | Internal | Summer | B3 | 75 | 700 | 0.11 | 75.8 | 75.79 | 0.01 | 0
2030 | MISO_W_2_MAPP_CA | MISO_W | MAPP_CA | Internal | Summer | B4 | 100 | 700 | 0.09 | 75.01 | 75 | 0.01 | 0
2030 | MISO_W_2_MAPP_CA | MISO_W | MAPP_CA | Internal | Summer | B5 | 200 | 700 | 0.04 | 65.14 | 65.13 | 0.01 | 0
2030 | MISO_W_2_MAPP_CA | MISO_W | MAPP_CA | Internal | Summer | B6 | 300 | 700 | 0.03 | 49.74 | 49.73 | 0.01 | 0
2030 | MISO_W_2_MAPP_CA | MISO_W | MAPP_CA | Internal | Summer | B7 | 400 | 700 | 0.02 | 45.14 | 45.13 | 0.01 | 0
2030 | MISO_W_2_MAPP_CA | MISO_W | MAPP_CA | Internal | Summer | B8 | 500 | 700 | 322.92 | 43.65 | 43.66 | 0.01 | 0
2030 | MISO_W_2_MAPP_CA | MISO_W | MAPP_CA | Internal | Summer | B9 | 800 | 700 | 700 | 39.93 | 43.66 | 0.01 | 3.72
2030 | MISO_W_2_MAPP_CA | MISO_W | MAPP_CA | Internal | Summer | B10 | 1262 | 700 | 700 | 35.53 | 43.66 | 0.01 | 8.12
2030 | MISO_W_2_MAPP_CA | MISO_W | MAPP_CA | Internal | Winter | B16 | 25 | 700 | 0.35 | 52.27 | 52.26 | 0.01 | 0
2030 | MISO_W_2_MAPP_CA | MISO_W | MAPP_CA | Internal | Winter | B17 | 100 | 700 | 0.09 | 51.24 | 51.23 | 0.01 | 0
2030 | MISO_W_2_MAPP_CA | MISO_W | MAPP_CA | Internal | Winter | B18 | 400 | 700 | 493.04 | 49.14 | 49.16 | 0.01 | 0
2030 | MISO_W_2_MAPP_CA | MISO_W | MAPP_CA | Internal | Winter | B19 | 700 | 700 | 700 | 47.61 | 49.16 | 0.01 | 1.53
2030 | MISO_W_2_MAPP_CA | MISO_W | MAPP_CA | Internal | Winter | B20 | 935 | 700 | 700 | 37.42 | 49.16 | 0.01 | 11.72
2030 | MISO_W_2_MAPP_US | MISO_W | MAPP_US | Internal | Shoulder | B11 | 25 | 2300 | 0 | 55.32 | 48.32 | 7 | 0
2030 | MISO_W_2_MAPP_US | MISO_W | MAPP_US | Internal | Shoulder | B12 | 200 | 2300 | 0 | 47.86 | 40.86 | 7 | 0
2030 | MISO_W_2_MAPP_US | MISO_W | MAPP_US | Internal | Shoulder | B13 | 600 | 2300 | 0 | 46.73 | 39.74 | 7 | 0
2030 | MISO_W_2_MAPP_US | MISO_W | MAPP_US | Internal | Shoulder | B14 | 900 | 2300 | 0 | 45.16 | 39.74 | 7 | 0
2030 | MISO_W_2_MAPP_US | MISO_W | MAPP_US | Internal | Shoulder | B15 | 1203 | 2300 | 0 | 40.18 | 33.2 | 7 | 0
2030 | MISO_W_2_MAPP_US | MISO_W | MAPP_US | Internal | Summer | B1 | 10 | 2300 | 0 | 77.39 | 71.44 | 7 | 0
2030 | MISO_W_2_MAPP_US | MISO_W | MAPP_US | Internal | Summer | B2 | 25 | 2300 | 0 | 76.63 | 71.44 | 7 | 0
2030 | MISO_W_2_MAPP_US | MISO_W | MAPP_US | Internal | Summer | B3 | 75 | 2300 | 0 | 75.8 | 71.44 | 7 | 0
2030 | MISO_W_2_MAPP_US | MISO_W | MAPP_US | Internal | Summer | B4 | 100 | 2300 | 0 | 75.01 | 69.18 | 7 | 0
2030 | MISO_W_2_MAPP_US | MISO_W | MAPP_US | Internal | Summer | B5 | 200 | 2300 | 0 | 65.14 | 65.13 | 7 | 0
2030 | MISO_W_2_MAPP_US | MISO_W | MAPP_US | Internal | Summer | B6 | 300 | 2300 | 0 | 49.74 | 42.9 | 7 | 0
2030 | MISO_W_2_MAPP_US | MISO_W | MAPP_US | Internal | Summer | B7 | 400 | 2300 | 0 | 45.14 | 38.14 | 7 | 0
2030 | MISO_W_2_MAPP_US | MISO_W | MAPP_US | Internal | Summer | B8 | 500 | 2300 | 0 | 43.65 | 36.65 | 7 | 0
2030 | MISO_W_2_MAPP_US | MISO_W | MAPP_US | Internal | Summer | B9 | 800 | 2300 | 0 | 39.93 | 32.93 | 7 | 0
2030 | MISO_W_2_MAPP_US | MISO_W | MAPP_US | Internal | Summer | B10 | 1262 | 2300 | 0 | 35.53 | 28.53 | 7 | 0
2030 | MISO_W_2_MAPP_US | MISO_W | MAPP_US | Internal | Winter | B16 | 25 | 2300 | 0 | 52.27 | 45.27 | 7 | 0
2030 | MISO_W_2_MAPP_US | MISO_W | MAPP_US | Internal | Winter | B17 | 100 | 2300 | 0 | 51.24 | 44.24 | 7 | 0
2030 | MISO_W_2_MAPP_US | MISO_W | MAPP_US | Internal | Winter | B18 | 400 | 2300 | 0 | 49.14 | 42.14 | 7 | 0
2030 | MISO_W_2_MAPP_US | MISO_W | MAPP_US | Internal | Winter | B19 | 700 | 2300 | 0 | 47.61 | 42.14 | 7 | 0
2030 | MISO_W_2_MAPP_US | MISO_W | MAPP_US | Internal | Winter | B20 | 935 | 2300 | 0 | 37.42 | 30.42 | 7 | 0
2030 | MISO_W_2_MISO_MO-IL | MISO_W | MISO_MO-IL | Internal | Shoulder | B11 | 25 | 3800 | 880.04 | 55.32 | 55.33 | 0.01 | 0
2030 | MISO_W_2_MISO_MO-IL | MISO_W | MISO_MO-IL | Internal | Shoulder | B12 | 200 | 3800 | 707.75 | 47.86 | 47.88 | 0.01 | 0
2030 | MISO_W_2_MISO_MO-IL | MISO_W | MISO_MO-IL | Internal | Shoulder | B13 | 600 | 3800 | 0 | 46.73 | 46.7 | 0.01 | 0
2030 | MISO_W_2_MISO_MO-IL | MISO_W | MISO_MO-IL | Internal | Shoulder | B14 | 900 | 3800 | 0 | 45.16 | 45.13 | 0.01 | 0
2030 | MISO_W_2_MISO_MO-IL | MISO_W | MISO_MO-IL | Internal | Shoulder | B15 | 1203 | 3800 | 0 | 40.18 | 40.17 | 0.01 | 0
2030 | MISO_W_2_MISO_MO-IL | MISO_W | MISO_MO-IL | Internal | Summer | B1 | 10 | 3800 | 1101.72 | 77.39 | 77.4 | 0.01 | 0
2030 | MISO_W_2_MISO_MO-IL | MISO_W | MISO_MO-IL | Internal | Summer | B2 | 25 | 3800 | 213.63 | 76.63 | 76.64 | 0.01 | 0
2030 | MISO_W_2_MISO_MO-IL | MISO_W | MISO_MO-IL | Internal | Summer | B3 | 75 | 3800 | 0 | 75.8 | 75 | 0.01 | 0
2030 | MISO_W_2_MISO_MO-IL | MISO_W | MISO_MO-IL | Internal | Summer | B4 | 100 | 3800 | 0.09 | 75.01 | 75 | 0.01 | 0
2030 | MISO_W_2_MISO_MO-IL | MISO_W | MISO_MO-IL | Internal | Summer | B5 | 200 | 3800 | 0.06 | 65.14 | 65.13 | 0.01 | 0
2030 | MISO_W_2_MISO_MO-IL | MISO_W | MISO_MO-IL | Internal | Summer | B6 | 300 | 3800 | 255.85 | 49.74 | 49.75 | 0.01 | 0
2030 | MISO_W_2_MISO_MO-IL | MISO_W | MISO_MO-IL | Internal | Summer | B7 | 400 | 3800 | 0.02 | 45.14 | 45.13 | 0.01 | 0
2030 | MISO_W_2_MISO_MO-IL | MISO_W | MISO_MO-IL | Internal | Summer | B8 | 500 | 3800 | 0.02 | 43.65 | 43.64 | 0.01 | 0
2030 | MISO_W_2_MISO_MO-IL | MISO_W | MISO_MO-IL | Internal | Summer | B9 | 800 | 3800 | 0.01 | 39.93 | 39.92 | 0.01 | 0
2030 | MISO_W_2_MISO_MO-IL | MISO_W | MISO_MO-IL | Internal | Summer | B10 | 1262 | 3800 | 1428.88 | 35.53 | 35.54 | 0.01 | 0
2030 | MISO_W_2_MISO_MO-IL | MISO_W | MISO_MO-IL | Internal | Winter | B16 | 25 | 3800 | 2545.12 | 52.27 | 52.28 | 0.01 | 0
2030 | MISO_W_2_MISO_MO-IL | MISO_W | MISO_MO-IL | Internal | Winter | B17 | 100 | 3800 | 1607.08 | 51.24 | 51.26 | 0.01 | 0
2030 | MISO_W_2_MISO_MO-IL | MISO_W | MISO_MO-IL | Internal | Winter | B18 | 400 | 3800 | 0.03 | 49.14 | 49.13 | 0.01 | 0
2030 | MISO_W_2_MISO_MO-IL | MISO_W | MISO_MO-IL | Internal | Winter | B19 | 700 | 3800 | 0 | 47.61 | 47.54 | 0.01 | 0
2030 | MISO_W_2_MISO_MO-IL | MISO_W | MISO_MO-IL | Internal | Winter | B20 | 935 | 3800 | 1444.53 | 37.42 | 37.43 | 0.01 | 0
2030 | MISO_W_2_MISO_WUMS | MISO_W | MISO_WUMS | Internal | Shoulder | B11 | 25 | 1629 | 70.31 | 55.32 | 55.33 | 0.01 | 0
2030 | MISO_W_2_MISO_WUMS | MISO_W | MISO_WUMS | Internal | Shoulder | B12 | 200 | 1629 | 238.59 | 47.86 | 47.88 | 0.01 | 0
2030 | MISO_W_2_MISO_WUMS | MISO_W | MISO_WUMS | Internal | Shoulder | B13 | 600 | 1629 | 0.02 | 46.73 | 46.71 | 0.01 | 0
2030 | MISO_W_2_MISO_WUMS | MISO_W | MISO_WUMS | Internal | Shoulder | B14 | 900 | 1629 | 661.72 | 45.16 | 45.17 | 0.01 | 0
2030 | MISO_W_2_MISO_WUMS | MISO_W | MISO_WUMS | Internal | Shoulder | B15 | 1203 | 1629 | 1160.87 | 40.18 | 40.19 | 0.01 | 0
2030 | MISO_W_2_MISO_WUMS | MISO_W | MISO_WUMS | Internal | Summer | B1 | 10 | 1629 | 259.92 | 77.39 | 77.4 | 0.01 | 0
2030 | MISO_W_2_MISO_WUMS | MISO_W | MISO_WUMS | Internal | Summer | B2 | 25 | 1629 | 12.06 | 76.63 | 76.64 | 0.01 | 0
2030 | MISO_W_2_MISO_WUMS | MISO_W | MISO_WUMS | Internal | Summer | B3 | 75 | 1629 | 0.23 | 75.8 | 75.8 | 0.01 | 0
2030 | MISO_W_2_MISO_WUMS | MISO_W | MISO_WUMS | Internal | Summer | B4 | 100 | 1629 | 239.44 | 75.01 | 75.02 | 0.01 | 0
2030 | MISO_W_2_MISO_WUMS | MISO_W | MISO_WUMS | Internal | Summer | B5 | 200 | 1629 | 0.05 | 65.14 | 65.13 | 0.01 | 0
2030 | MISO_W_2_MISO_WUMS | MISO_W | MISO_WUMS | Internal | Summer | B6 | 300 | 1629 | 0.03 | 49.74 | 49.73 | 0.01 | 0
2030 | MISO_W_2_MISO_WUMS | MISO_W | MISO_WUMS | Internal | Summer | B7 | 400 | 1629 | 0.02 | 45.14 | 45.13 | 0.01 | 0
2030 | MISO_W_2_MISO_WUMS | MISO_W | MISO_WUMS | Internal | Summer | B8 | 500 | 1629 | 676.48 | 43.65 | 43.66 | 0.01 | 0
2030 | MISO_W_2_MISO_WUMS | MISO_W | MISO_WUMS | Internal | Summer | B9 | 800 | 1629 | 1629 | 39.93 | 41.18 | 0.01 | 1.23
2030 | MISO_W_2_MISO_WUMS | MISO_W | MISO_WUMS | Internal | Summer | B10 | 1262 | 1629 | 1345.11 | 35.53 | 35.54 | 0.01 | 0
2030 | MISO_W_2_MISO_WUMS | MISO_W | MISO_WUMS | Internal | Winter | B16 | 25 | 1629 | 116.68 | 52.27 | 52.28 | 0.01 | 0
2030 | MISO_W_2_MISO_WUMS | MISO_W | MISO_WUMS | Internal | Winter | B17 | 100 | 1629 | 0.2 | 51.24 | 51.24 | 0.01 | 0
2030 | MISO_W_2_MISO_WUMS | MISO_W | MISO_WUMS | Internal | Winter | B18 | 400 | 1629 | 0.02 | 49.14 | 49.13 | 0.01 | 0
2030 | MISO_W_2_MISO_WUMS | MISO_W | MISO_WUMS | Internal | Winter | B19 | 700 | 1629 | 952.78 | 47.61 | 47.62 | 0.01 | 0
2030 | MISO_W_2_MISO_WUMS | MISO_W | MISO_WUMS | Internal | Winter | B20 | 935 | 1629 | 1465.64 | 37.42 | 37.43 | 0.01 | 0
2030 | MISO_W_2_NE | MISO_W | NE | Internal | Shoulder | B11 | 25 | 2800 | 0 | 55.32 | 55.32 | 7 | 0
2030 | MISO_W_2_NE | MISO_W | NE | Internal | Shoulder | B12 | 200 | 2800 | 0 | 47.86 | 47.86 | 7 | 0
2030 | MISO_W_2_NE | MISO_W | NE | Internal | Shoulder | B13 | 600 | 2800 | 0 | 46.73 | 46.74 | 7 | 0
2030 | MISO_W_2_NE | MISO_W | NE | Internal | Shoulder | B14 | 900 | 2800 | 0 | 45.16 | 46.74 | 7 | 0
2030 | MISO_W_2_NE | MISO_W | NE | Internal | Shoulder | B15 | 1203 | 2800 | 0 | 40.18 | 40.2 | 7 | 0
2030 | MISO_W_2_NE | MISO_W | NE | Internal | Summer | B1 | 10 | 2800 | 0 | 77.39 | 78.44 | 7 | 0
2030 | MISO_W_2_NE | MISO_W | NE | Internal | Summer | B2 | 25 | 2800 | 0 | 76.63 | 78.44 | 7 | 0
2030 | MISO_W_2_NE | MISO_W | NE | Internal | Summer | B3 | 75 | 2800 | 0 | 75.8 | 78.44 | 7 | 0
2030 | MISO_W_2_NE | MISO_W | NE | Internal | Summer | B4 | 100 | 2800 | 0 | 75.01 | 76.18 | 7 | 0
2030 | MISO_W_2_NE | MISO_W | NE | Internal | Summer | B5 | 200 | 2800 | 0.08 | 65.14 | 72.13 | 7 | 0
2030 | MISO_W_2_NE | MISO_W | NE | Internal | Summer | B6 | 300 | 2800 | 0 | 49.74 | 49.9 | 7 | 0
2030 | MISO_W_2_NE | MISO_W | NE | Internal | Summer | B7 | 400 | 2800 | 0 | 45.14 | 45.14 | 7 | 0
2030 | MISO_W_2_NE | MISO_W | NE | Internal | Summer | B8 | 500 | 2800 | 0 | 43.65 | 43.65 | 7 | 0
2030 | MISO_W_2_NE | MISO_W | NE | Internal | Summer | B9 | 800 | 2800 | 0 | 39.93 | 39.93 | 7 | 0
2030 | MISO_W_2_NE | MISO_W | NE | Internal | Summer | B10 | 1262 | 2800 | 0 | 35.53 | 35.53 | 7 | 0
2030 | MISO_W_2_NE | MISO_W | NE | Internal | Winter | B16 | 25 | 2800 | 0 | 52.27 | 52.27 | 7 | 0
2030 | MISO_W_2_NE | MISO_W | NE | Internal | Winter | B17 | 100 | 2800 | 0 | 51.24 | 51.24 | 7 | 0
2030 | MISO_W_2_NE | MISO_W | NE | Internal | Winter | B18 | 400 | 2800 | 0 | 49.14 | 49.14 | 7 | 0
2030 | MISO_W_2_NE | MISO_W | NE | Internal | Winter | B19 | 700 | 2800 | 0 | 47.61 | 49.14 | 7 | 0
2030 | MISO_W_2_NE | MISO_W | NE | Internal | Winter | B20 | 935 | 2800 | 0 | 37.42 | 37.41 | 7 | 0
2030 | MISO_W_2_PJM_ROR | MISO_W | PJM_ROR | Internal | Shoulder | B11 | 25 | 773 | 0 | 55.32 | 53.33 | 2 | 0
2030 | MISO_W_2_PJM_ROR | MISO_W | PJM_ROR | Internal | Shoulder | B12 | 200 | 773 | 0 | 47.86 | 47.88 | 2 | 0
2030 | MISO_W_2_PJM_ROR | MISO_W | PJM_ROR | Internal | Shoulder | B13 | 600 | 773 | 0 | 46.73 | 47.48 | 2 | 0
2030 | MISO_W_2_PJM_ROR | MISO_W | PJM_ROR | Internal | Shoulder | B14 | 900 | 773 | 0 | 45.16 | 46.33 | 2 | 0
2030 | MISO_W_2_PJM_ROR | MISO_W | PJM_ROR | Internal | Shoulder | B15 | 1203 | 773 | 0 | 40.18 | 41.91 | 2 | 0
2030 | MISO_W_2_PJM_ROR | MISO_W | PJM_ROR | Internal | Summer | B1 | 10 | 773 | 771.4 | 77.39 | 79.4 | 2 | 0.01
2030 | MISO_W_2_PJM_ROR | MISO_W | PJM_ROR | Internal | Summer | B2 | 25 | 773 | 771.85 | 76.63 | 78.64 | 2 | 0.01
2030 | MISO_W_2_PJM_ROR | MISO_W | PJM_ROR | Internal | Summer | B3 | 75 | 773 | 0 | 75.8 | 73.8 | 2 | 0
2030 | MISO_W_2_PJM_ROR | MISO_W | PJM_ROR | Internal | Summer | B4 | 100 | 773 | 0 | 75.01 | 73.8 | 2 | 0
2030 | MISO_W_2_PJM_ROR | MISO_W | PJM_ROR | Internal | Summer | B5 | 200 | 773 | 0 | 65.14 | 63.14 | 2 | 0
2030 | MISO_W_2_PJM_ROR | MISO_W | PJM_ROR | Internal | Summer | B6 | 300 | 773 | 0.06 | 49.74 | 51.73 | 2 | 0
2030 | MISO_W_2_PJM_ROR | MISO_W | PJM_ROR | Internal | Summer | B7 | 400 | 773 | 0 | 45.14 | 45.95 | 2 | 0
2030 | MISO_W_2_PJM_ROR | MISO_W | PJM_ROR | Internal | Summer | B8 | 500 | 773 | 0 | 43.65 | 44.82 | 2 | 0
2030 | MISO_W_2_PJM_ROR | MISO_W | PJM_ROR | Internal | Summer | B9 | 800 | 773 | 0 | 39.93 | 41.46 | 2 | 0
2030 | MISO_W_2_PJM_ROR | MISO_W | PJM_ROR | Internal | Summer | B10 | 1262 | 773 | 0 | 35.53 | 37.35 | 2 | 0
2030 | MISO_W_2_PJM_ROR | MISO_W | PJM_ROR | Internal | Winter | B16 | 25 | 773 | 570.19 | 52.27 | 54.27 | 2 | 0
2030 | MISO_W_2_PJM_ROR | MISO_W | PJM_ROR | Internal | Winter | B17 | 100 | 773 | 452.53 | 51.24 | 53.24 | 2 | 0
2030 | MISO_W_2_PJM_ROR | MISO_W | PJM_ROR | Internal | Winter | B18 | 400 | 773 | 0.05 | 49.14 | 51.13 | 2 | 0
2030 | MISO_W_2_PJM_ROR | MISO_W | PJM_ROR | Internal | Winter | B19 | 700 | 773 | 0 | 47.61 | 48.86 | 2 | 0
2030 | MISO_W_2_PJM_ROR | MISO_W | PJM_ROR | Internal | Winter | B20 | 935 | 773 | 0 | 37.42 | 38.15 | 2 | 0
2030 | MISO_W_2_SPP_N | MISO_W | SPP_N | Internal | Shoulder | B11 | 25 | 3200 | 1962.76 | 55.32 | 62.32 | 7 | 0
2030 | MISO_W_2_SPP_N | MISO_W | SPP_N | Internal | Shoulder | B12 | 200 | 3200 | 0 | 47.86 | 48.08 | 7 | 0
2030 | MISO_W_2_SPP_N | MISO_W | SPP_N | Internal | Shoulder | B13 | 600 | 3200 | 0 | 46.73 | 48.08 | 7 | 0
2030 | MISO_W_2_SPP_N | MISO_W | SPP_N | Internal | Shoulder | B14 | 900 | 3200 | 0 | 45.16 | 47.97 | 7 | 0
2030 | MISO_W_2_SPP_N | MISO_W | SPP_N | Internal | Shoulder | B15 | 1203 | 3200 | 976.75 | 40.18 | 47.18 | 7 | 0
2030 | MISO_W_2_SPP_N | MISO_W | SPP_N | Internal | Summer | B1 | 10 | 3200 | 0 | 77.39 | 79.41 | 7 | 0
2030 | MISO_W_2_SPP_N | MISO_W | SPP_N | Internal | Summer | B2 | 25 | 3200 | 0 | 76.63 | 79.41 | 7 | 0
2030 | MISO_W_2_SPP_N | MISO_W | SPP_N | Internal | Summer | B3 | 75 | 3200 | 0 | 75.8 | 79.41 | 7 | 0
2030 | MISO_W_2_SPP_N | MISO_W | SPP_N | Internal | Summer | B4 | 100 | 3200 | 0 | 75.01 | 79.41 | 7 | 0
2030 | MISO_W_2_SPP_N | MISO_W | SPP_N | Internal | Summer | B5 | 200 | 3200 | 355.71 | 65.14 | 72.14 | 7 | 0
2030 | MISO_W_2_SPP_N | MISO_W | SPP_N | Internal | Summer | B6 | 300 | 3200 | 810.66 | 49.74 | 56.74 | 7 | 0
2030 | MISO_W_2_SPP_N | MISO_W | SPP_N | Internal | Summer | B7 | 400 | 3200 | 0 | 45.14 | 48.57 | 7 | 0
2030 | MISO_W_2_SPP_N | MISO_W | SPP_N | Internal | Summer | B8 | 500 | 3200 | 0 | 43.65 | 46.45 | 7 | 0
2030 | MISO_W_2_SPP_N | MISO_W | SPP_N | Internal | Summer | B9 | 800 | 3200 | 0 | 39.93 | 46.35 | 7 | 0
2030 | MISO_W_2_SPP_N | MISO_W | SPP_N | Internal | Summer | B10 | 1262 | 3200 | 185.44 | 35.53 | 42.53 | 7 | 0
2030 | MISO_W_2_SPP_N | MISO_W | SPP_N | Internal | Winter | B16 | 25 | 3200 | 0 | 52.27 | 53.64 | 7 | 0
2030 | MISO_W_2_SPP_N | MISO_W | SPP_N | Internal | Winter | B17 | 100 | 3200 | 0 | 51.24 | 51.29 | 7 | 0
2030 | MISO_W_2_SPP_N | MISO_W | SPP_N | Internal | Winter | B18 | 400 | 3200 | 0 | 49.14 | 51.17 | 7 | 0
2030 | MISO_W_2_SPP_N | MISO_W | SPP_N | Internal | Winter | B19 | 700 | 3200 | 0 | 47.61 | 51.13 | 7 | 0
2030 | MISO_W_2_SPP_N | MISO_W | SPP_N | Internal | Winter | B20 | 935 | 3200 | 0 | 37.42 | 43.33 | 7 | 0
2030 | MISO_WUMS_2_MISO_MI | MISO_WUMS | MISO_MI | Internal | Shoulder | B11 | 25 | 99 | 0.64 | 55.33 | 55.33 | 0.01 | 0
2030 | MISO_WUMS_2_MISO_MI | MISO_WUMS | MISO_MI | Internal | Shoulder | B12 | 200 | 99 | 98.99 | 47.88 | 47.99 | 0.01 | 0.1
2030 | MISO_WUMS_2_MISO_MI | MISO_WUMS | MISO_MI | Internal | Shoulder | B13 | 600 | 99 | 0.07 | 46.71 | 46.72 | 0.01 | 0
2030 | MISO_WUMS_2_MISO_MI | MISO_WUMS | MISO_MI | Internal | Shoulder | B14 | 900 | 99 | 0 | 45.17 | 45.16 | 0.01 | 0
2030 | MISO_WUMS_2_MISO_MI | MISO_WUMS | MISO_MI | Internal | Shoulder | B15 | 1203 | 99 | 0 | 40.19 | 40.16 | 0.01 | 0
2030 | MISO_WUMS_2_MISO_MI | MISO_WUMS | MISO_MI | Internal | Summer | B1 | 10 | 99 | 1.42 | 77.4 | 77.4 | 0.01 | 0
2030 | MISO_WUMS_2_MISO_MI | MISO_WUMS | MISO_MI | Internal | Summer | B2 | 25 | 99 | 98.94 | 76.64 | 76.8 | 0.01 | 0.14
2030 | MISO_WUMS_2_MISO_MI | MISO_WUMS | MISO_MI | Internal | Summer | B3 | 75 | 99 | 0 | 75.8 | 75 | 0.01 | 0
2030 | MISO_WUMS_2_MISO_MI | MISO_WUMS | MISO_MI | Internal | Summer | B4 | 100 | 99 | 0.03 | 75.02 | 74.97 | 0.01 | 0
2030 | MISO_WUMS_2_MISO_MI | MISO_WUMS | MISO_MI | Internal | Summer | B5 | 200 | 99 | 0.11 | 65.13 | 65.13 | 0.01 | 0
2030 | MISO_WUMS_2_MISO_MI | MISO_WUMS | MISO_MI | Internal | Summer | B6 | 300 | 99 | 98.98 | 49.73 | 49.77 | 0.01 | 0.04
2030 | MISO_WUMS_2_MISO_MI | MISO_WUMS | MISO_MI | Internal | Summer | B7 | 400 | 99 | 98.96 | 45.13 | 45.16 | 0.01 | 0.01
2030 | MISO_WUMS_2_MISO_MI | MISO_WUMS | MISO_MI | Internal | Summer | B8 | 500 | 99 | 0.04 | 43.66 | 43.66 | 0.01 | 0
2030 | MISO_WUMS_2_MISO_MI | MISO_WUMS | MISO_MI | Internal | Summer | B9 | 800 | 99 | 0 | 41.18 | 39.94 | 0.01 | 0
2030 | MISO_WUMS_2_MISO_MI | MISO_WUMS | MISO_MI | Internal | Summer | B10 | 1262 | 99 | 24.17 | 35.54 | 35.55 | 0.01 | 0
2030 | MISO_WUMS_2_MISO_MI | MISO_WUMS | MISO_MI | Internal | Winter | B16 | 25 | 99 | 98.99 | 52.28 | 52.85 | 0.01 | 0.56
2030 | MISO_WUMS_2_MISO_MI | MISO_WUMS | MISO_MI | Internal | Winter | B17 | 100 | 99 | 98.91 | 51.24 | 51.28 | 0.01 | 0.02
2030 | MISO_WUMS_2_MISO_MI | MISO_WUMS | MISO_MI | Internal | Winter | B18 | 400 | 99 | 98.96 | 49.13 | 49.16 | 0.01 | 0.01
2030 | MISO_WUMS_2_MISO_MI | MISO_WUMS | MISO_MI | Internal | Winter | B19 | 700 | 99 | 0 | 47.62 | 47.57 | 0.01 | 0
2030 | MISO_WUMS_2_MISO_MI | MISO_WUMS | MISO_MI | Internal | Winter | B20 | 935 | 99 | 0.01 | 37.43 | 37.43 | 0.01 | 0
2030 | MISO_WUMS_2_MISO_W | MISO_WUMS | MISO_W | Internal | Shoulder | B11 | 25 | 1137 | 0.4 | 55.33 | 55.32 | 0.01 | 0
2030 | MISO_WUMS_2_MISO_W | MISO_WUMS | MISO_W | Internal | Shoulder | B12 | 200 | 1137 | 0.05 | 47.88 | 47.86 | 0.01 | 0
2030 | MISO_WUMS_2_MISO_W | MISO_WUMS | MISO_W | Internal | Shoulder | B13 | 600 | 1137 | 69.87 | 46.71 | 46.73 | 0.01 | 0
2030 | MISO_WUMS_2_MISO_W | MISO_WUMS | MISO_W | Internal | Shoulder | B14 | 900 | 1137 | 0.01 | 45.17 | 45.16 | 0.01 | 0
2030 | MISO_WUMS_2_MISO_W | MISO_WUMS | MISO_W | Internal | Shoulder | B15 | 1203 | 1137 | 0 | 40.19 | 40.18 | 0.01 | 0
2030 | MISO_WUMS_2_MISO_W | MISO_WUMS | MISO_W | Internal | Summer | B1 | 10 | 1137 | 0.9 | 77.4 | 77.39 | 0.01 | 0
2030 | MISO_WUMS_2_MISO_W | MISO_WUMS | MISO_W | Internal | Summer | B2 | 25 | 1137 | 0.38 | 76.64 | 76.63 | 0.01 | 0
2030 | MISO_WUMS_2_MISO_W | MISO_WUMS | MISO_W | Internal | Summer | B3 | 75 | 1137 | 0.26 | 75.8 | 75.8 | 0.01 | 0
2030 | MISO_WUMS_2_MISO_W | MISO_WUMS | MISO_W | Internal | Summer | B4 | 100 | 1137 | 0.09 | 75.02 | 75.01 | 0.01 | 0
2030 | MISO_WUMS_2_MISO_W | MISO_WUMS | MISO_W | Internal | Summer | B5 | 200 | 1137 | 162.42 | 65.13 | 65.14 | 0.01 | 0
2030 | MISO_WUMS_2_MISO_W | MISO_WUMS | MISO_W | Internal | Summer | B6 | 300 | 1137 | 173.89 | 49.73 | 49.74 | 0.01 | 0
2030 | MISO_WUMS_2_MISO_W | MISO_WUMS | MISO_W | Internal | Summer | B7 | 400 | 1137 | 753.36 | 45.13 | 45.14 | 0.01 | 0
2030 | MISO_WUMS_2_MISO_W | MISO_WUMS | MISO_W | Internal | Summer | B8 | 500 | 1137 | 0.02 | 43.66 | 43.65 | 0.01 | 0
2030 | MISO_WUMS_2_MISO_W | MISO_WUMS | MISO_W | Internal | Summer | B9 | 800 | 1137 | 0 | 41.18 | 39.93 | 0.01 | 0
2030 | MISO_WUMS_2_MISO_W | MISO_WUMS | MISO_W | Internal | Summer | B10 | 1262 | 1137 | 0 | 35.54 | 35.53 | 0.01 | 0
2030 | MISO_WUMS_2_MISO_W | MISO_WUMS | MISO_W | Internal | Winter | B16 | 25 | 1137 | 0.37 | 52.28 | 52.27 | 0.01 | 0
2030 | MISO_WUMS_2_MISO_W | MISO_WUMS | MISO_W | Internal | Winter | B17 | 100 | 1137 | 0.17 | 51.24 | 51.24 | 0.01 | 0
2030 | MISO_WUMS_2_MISO_W | MISO_WUMS | MISO_W | Internal | Winter | B18 | 400 | 1137 | 0.91 | 49.13 | 49.14 | 0.01 | 0
2030 | MISO_WUMS_2_MISO_W | MISO_WUMS | MISO_W | Internal | Winter | B19 | 700 | 1137 | 0.01 | 47.62 | 47.61 | 0.01 | 0
2030 | MISO_WUMS_2_MISO_W | MISO_WUMS | MISO_W | Internal | Winter | B20 | 935 | 1137 | 0 | 37.43 | 37.42 | 0.01 | 0
2030 | MISO_WUMS_2_PJM_ROR | MISO_WUMS | PJM_ROR | Internal | Shoulder | B11 | 25 | 1600 | 0 | 55.33 | 53.33 | 2 | 0
2030 | MISO_WUMS_2_PJM_ROR | MISO_WUMS | PJM_ROR | Internal | Shoulder | B12 | 200 | 1600 | 0 | 47.88 | 47.88 | 2 | 0
2030 | MISO_WUMS_2_PJM_ROR | MISO_WUMS | PJM_ROR | Internal | Shoulder | B13 | 600 | 1600 | 0 | 46.71 | 47.48 | 2 | 0
2030 | MISO_WUMS_2_PJM_ROR | MISO_WUMS | PJM_ROR | Internal | Shoulder | B14 | 900 | 1600 | 0 | 45.17 | 46.33 | 2 | 0
2030 | MISO_WUMS_2_PJM_ROR | MISO_WUMS | PJM_ROR | Internal | Shoulder | B15 | 1203 | 1600 | 0 | 40.19 | 41.91 | 2 | 0
2030 | MISO_WUMS_2_PJM_ROR | MISO_WUMS | PJM_ROR | Internal | Summer | B1 | 10 | 1600 | 1332.77 | 77.4 | 79.4 | 2 | 0
2030 | MISO_WUMS_2_PJM_ROR | MISO_WUMS | PJM_ROR | Internal | Summer | B2 | 25 | 1600 | 166.52 | 76.64 | 78.64 | 2 | 0
2030 | MISO_WUMS_2_PJM_ROR | MISO_WUMS | PJM_ROR | Internal | Summer | B3 | 75 | 1600 | 0 | 75.8 | 73.8 | 2 | 0
2030 | MISO_WUMS_2_PJM_ROR | MISO_WUMS | PJM_ROR | Internal | Summer | B4 | 100 | 1600 | 0 | 75.02 | 73.8 | 2 | 0
2030 | MISO_WUMS_2_PJM_ROR | MISO_WUMS | PJM_ROR | Internal | Summer | B5 | 200 | 1600 | 0 | 65.13 | 63.14 | 2 | 0
2030 | MISO_WUMS_2_PJM_ROR | MISO_WUMS | PJM_ROR | Internal | Summer | B6 | 300 | 1600 | 275.72 | 49.73 | 51.73 | 2 | 0
2030 | MISO_WUMS_2_PJM_ROR | MISO_WUMS | PJM_ROR | Internal | Summer | B7 | 400 | 1600 | 0 | 45.13 | 45.95 | 2 | 0
2030 | MISO_WUMS_2_PJM_ROR | MISO_WUMS | PJM_ROR | Internal | Summer | B8 | 500 | 1600 | 0 | 43.66 | 44.82 | 2 | 0
2030 | MISO_WUMS_2_PJM_ROR | MISO_WUMS | PJM_ROR | Internal | Summer | B9 | 800 | 1600 | 0 | 41.18 | 41.46 | 2 | 0
2030 | MISO_WUMS_2_PJM_ROR | MISO_WUMS | PJM_ROR | Internal | Summer | B10 | 1262 | 1600 | 0 | 35.54 | 37.35 | 2 | 0
2030 | MISO_WUMS_2_PJM_ROR | MISO_WUMS | PJM_ROR | Internal | Winter | B16 | 25 | 1600 | 0.73 | 52.28 | 54.27 | 2 | 0
2030 | MISO_WUMS_2_PJM_ROR | MISO_WUMS | PJM_ROR | Internal | Winter | B17 | 100 | 1600 | 29.3 | 51.24 | 53.24 | 2 | 0
2030 | MISO_WUMS_2_PJM_ROR | MISO_WUMS | PJM_ROR | Internal | Winter | B18 | 400 | 1600 | 254.54 | 49.13 | 51.13 | 2 | 0
2030 | MISO_WUMS_2_PJM_ROR | MISO_WUMS | PJM_ROR | Internal | Winter | B19 | 700 | 1600 | 0 | 47.62 | 48.86 | 2 | 0
2030 | MISO_WUMS_2_PJM_ROR | MISO_WUMS | PJM_ROR | Internal | Winter | B20 | 935 | 1600 | 0 | 37.43 | 38.15 | 2 | 0
2030 | NE_2_MAPP_US | NE | MAPP_US | Internal | Shoulder | B11 | 25 | 1600 | 0 | 55.32 | 48.32 | 5 | 0
2030 | NE_2_MAPP_US | NE | MAPP_US | Internal | Shoulder | B12 | 200 | 1600 | 0 | 47.86 | 40.86 | 5 | 0
2030 | NE_2_MAPP_US | NE | MAPP_US | Internal | Shoulder | B13 | 600 | 1600 | 0 | 46.74 | 39.74 | 5 | 0
2030 | NE_2_MAPP_US | NE | MAPP_US | Internal | Shoulder | B14 | 900 | 1600 | 0 | 46.74 | 39.74 | 5 | 0
2030 | NE_2_MAPP_US | NE | MAPP_US | Internal | Shoulder | B15 | 1203 | 1600 | 0 | 40.2 | 33.2 | 5 | 0
2030 | NE_2_MAPP_US | NE | MAPP_US | Internal | Summer | B1 | 10 | 1600 | 0 | 78.44 | 71.44 | 5 | 0
2030 | NE_2_MAPP_US | NE | MAPP_US | Internal | Summer | B2 | 25 | 1600 | 0 | 78.44 | 71.44 | 5 | 0
2030 | NE_2_MAPP_US | NE | MAPP_US | Internal | Summer | B3 | 75 | 1600 | 0 | 78.44 | 71.44 | 5 | 0
2030 | NE_2_MAPP_US | NE | MAPP_US | Internal | Summer | B4 | 100 | 1600 | 0 | 76.18 | 69.18 | 5 | 0
2030 | NE_2_MAPP_US | NE | MAPP_US | Internal | Summer | B5 | 200 | 1600 | 0 | 72.13 | 65.13 | 5 | 0
2030 | NE_2_MAPP_US | NE | MAPP_US | Internal | Summer | B6 | 300 | 1600 | 0 | 49.9 | 42.9 | 5 | 0
2030 | NE_2_MAPP_US | NE | MAPP_US | Internal | Summer | B7 | 400 | 1600 | 0 | 45.14 | 38.14 | 5 | 0
2030 | NE_2_MAPP_US | NE | MAPP_US | Internal | Summer | B8 | 500 | 1600 | 0 | 43.65 | 36.65 | 5 | 0
2030 | NE_2_MAPP_US | NE | MAPP_US | Internal | Summer | B9 | 800 | 1600 | 0 | 39.93 | 32.93 | 5 | 0
2030 | NE_2_MAPP_US | NE | MAPP_US | Internal | Summer | B10 | 1262 | 1600 | 0 | 35.53 | 28.53 | 5 | 0
2030 | NE_2_MAPP_US | NE | MAPP_US | Internal | Winter | B16 | 25 | 1600 | 0 | 52.27 | 45.27 | 5 | 0
2030 | NE_2_MAPP_US | NE | MAPP_US | Internal | Winter | B17 | 100 | 1600 | 0 | 51.24 | 44.24 | 5 | 0
2030 | NE_2_MAPP_US | NE | MAPP_US | Internal | Winter | B18 | 400 | 1600 | 0 | 49.14 | 42.14 | 5 | 0
2030 | NE_2_MAPP_US | NE | MAPP_US | Internal | Winter | B19 | 700 | 1600 | 0 | 49.14 | 42.14 | 5 | 0
2030 | NE_2_MAPP_US | NE | MAPP_US | Internal | Winter | B20 | 935 | 1600 | 0 | 37.41 | 30.42 | 5 | 0
2030 | NE_2_MISO_W | NE | MISO_W | Internal | Shoulder | B11 | 25 | 1600 | 0 | 55.32 | 55.32 | 5 | 0
2030 | NE_2_MISO_W | NE | MISO_W | Internal | Shoulder | B12 | 200 | 1600 | 0 | 47.86 | 47.86 | 5 | 0
2030 | NE_2_MISO_W | NE | MISO_W | Internal | Shoulder | B13 | 600 | 1600 | 0 | 46.74 | 46.73 | 5 | 0
2030 | NE_2_MISO_W | NE | MISO_W | Internal | Shoulder | B14 | 900 | 1600 | 0 | 46.74 | 45.16 | 5 | 0
2030 | NE_2_MISO_W | NE | MISO_W | Internal | Shoulder | B15 | 1203 | 1600 | 0 | 40.2 | 40.18 | 5 | 0
2030 | NE_2_MISO_W | NE | MISO_W | Internal | Summer | B1 | 10 | 1600 | 0 | 78.44 | 77.39 | 5 | 0
2030 | NE_2_MISO_W | NE | MISO_W | Internal | Summer | B2 | 25 | 1600 | 0 | 78.44 | 76.63 | 5 | 0
2030 | NE_2_MISO_W | NE | MISO_W | Internal | Summer | B3 | 75 | 1600 | 0 | 78.44 | 75.8 | 5 | 0
2030 | NE_2_MISO_W | NE | MISO_W | Internal | Summer | B4 | 100 | 1600 | 0 | 76.18 | 75.01 | 5 | 0
2030 | NE_2_MISO_W | NE | MISO_W | Internal | Summer | B5 | 200 | 1600 | 0 | 72.13 | 65.14 | 5 | 0
2030 | NE_2_MISO_W | NE | MISO_W | Internal | Summer | B6 | 300 | 1600 | 0 | 49.9 | 49.74 | 5 | 0
2030 | NE_2_MISO_W | NE | MISO_W | Internal | Summer | B7 | 400 | 1600 | 0 | 45.14 | 45.14 | 5 | 0
2030 | NE_2_MISO_W | NE | MISO_W | Internal | Summer | B8 | 500 | 1600 | 0 | 43.65 | 43.65 | 5 | 0
2030 | NE_2_MISO_W | NE | MISO_W | Internal | Summer | B9 | 800 | 1600 | 0 | 39.93 | 39.93 | 5 | 0
2030 | NE_2_MISO_W | NE | MISO_W | Internal | Summer | B10 | 1262 | 1600 | 0 | 35.53 | 35.53 | 5 | 0
2030 | NE_2_MISO_W | NE | MISO_W | Internal | Winter | B16 | 25 | 1600 | 0 | 52.27 | 52.27 | 5 | 0
2030 | NE_2_MISO_W | NE | MISO_W | Internal | Winter | B17 | 100 | 1600 | 0 | 51.24 | 51.24 | 5 | 0
2030 | NE_2_MISO_W | NE | MISO_W | Internal | Winter | B18 | 400 | 1600 | 0 | 49.14 | 49.14 | 5 | 0
2030 | NE_2_MISO_W | NE | MISO_W | Internal | Winter | B19 | 700 | 1600 | 0 | 49.14 | 47.61 | 5 | 0
2030 | NE_2_MISO_W | NE | MISO_W | Internal | Winter | B20 | 935 | 1600 | 0 | 37.41 | 37.42 | 5 | 0
2030 | NE_2_SPP_N | NE | SPP_N | Internal | Shoulder | B11 | 25 | 1800 | 1800 | 55.32 | 62.32 | 0.01 | 6.99
2030 | NE_2_SPP_N | NE | SPP_N | Internal | Shoulder | B12 | 200 | 1800 | 1799.99 | 47.86 | 48.08 | 0.01 | 0.2
2030 | NE_2_SPP_N | NE | SPP_N | Internal | Shoulder | B13 | 600 | 1800 | 1800 | 46.74 | 48.08 | 0.01 | 1.33
2030 | NE_2_SPP_N | NE | SPP_N | Internal | Shoulder | B14 | 900 | 1800 | 1800 | 46.74 | 47.97 | 0.01 | 1.22
2030 | NE_2_SPP_N | NE | SPP_N | Internal | Shoulder | B15 | 1203 | 1800 | 1800 | 40.2 | 47.18 | 0.01 | 6.97
2030 | NE_2_SPP_N | NE | SPP_N | Internal | Summer | B1 | 10 | 1800 | 1799.98 | 78.44 | 79.41 | 0.01 | 0.96
2030 | NE_2_SPP_N | NE | SPP_N | Internal | Summer | B2 | 25 | 1800 | 1799.99 | 78.44 | 79.41 | 0.01 | 0.96
2030 | NE_2_SPP_N | NE | SPP_N | Internal | Summer | B3 | 75 | 1800 | 1800 | 78.44 | 79.41 | 0.01 | 0.96
2030 | NE_2_SPP_N | NE | SPP_N | Internal | Summer | B4 | 100 | 1800 | 1800 | 76.18 | 79.41 | 0.01 | 3.22
2030 | NE_2_SPP_N | NE | SPP_N | Internal | Summer | B5 | 200 | 1800 | 1613.43 | 72.13 | 72.14 | 0.01 | 0
2030 | NE_2_SPP_N | NE | SPP_N | Internal | Summer | B6 | 300 | 1800 | 1800 | 49.9 | 56.74 | 0.01 | 6.83
2030 | NE_2_SPP_N | NE | SPP_N | Internal | Summer | B7 | 400 | 1800 | 1800 | 45.14 | 48.57 | 0.01 | 3.41
2030 | NE_2_SPP_N | NE | SPP_N | Internal | Summer | B8 | 500 | 1800 | 1800 | 43.65 | 46.45 | 0.01 | 2.79
2030 | NE_2_SPP_N | NE | SPP_N | Internal | Summer | B9 | 800 | 1800 | 1800 | 39.93 | 46.35 | 0.01 | 6.4
2030 | NE_2_SPP_N | NE | SPP_N | Internal | Summer | B10 | 1262 | 1800 | 1800 | 35.53 | 42.53 | 0.01 | 6.99
2030 | NE_2_SPP_N | NE | SPP_N | Internal | Winter | B16 | 25 | 1800 | 1799.99 | 52.27 | 53.64 | 0.01 | 1.36
2030 | NE_2_SPP_N | NE | SPP_N | Internal | Winter | B17 | 100 | 1800 | 1799.94 | 51.24 | 51.29 | 0.01 | 0.03
2030 | NE_2_SPP_N | NE | SPP_N | Internal | Winter | B18 | 400 | 1800 | 1800 | 49.14 | 51.17 | 0.01 | 2.02
2030 | NE_2_SPP_N | NE | SPP_N | Internal | Winter | B19 | 700 | 1800 | 1800 | 49.14 | 51.13 | 0.01 | 1.97
2030 | NE_2_SPP_N | NE | SPP_N | Internal | Winter | B20 | 935 | 1800 | 1800 | 37.41 | 43.33 | 0.01 | 5.9
2030 | NEISO_2_NYISO_A-F | NEISO | NYISO_A-F | Internal | Shoulder | B11 | 25 | 600 | 482.16 | 42.32 | 45.32 | 3 | 0
2030 | NEISO_2_NYISO_A-F | NEISO | NYISO_A-F | Internal | Shoulder | B12 | 200 | 600 | 43.55 | 41.08 | 44.08 | 3 | 0
2030 | NEISO_2_NYISO_A-F | NEISO | NYISO_A-F | Internal | Shoulder | B13 | 600 | 600 | 0.03 | 41.08 | 44.07 | 3 | 0
2030 | NEISO_2_NYISO_A-F | NEISO | NYISO_A-F | Internal | Shoulder | B14 | 900 | 600 | 0.02 | 41.08 | 44.07 | 3 | 0
2030 | NEISO_2_NYISO_A-F | NEISO | NYISO_A-F | Internal | Shoulder | B15 | 1203 | 600 | 0.02 | 41.08 | 44.07 | 3 | 0
2030 | NEISO_2_NYISO_A-F | NEISO | NYISO_A-F | Internal | Summer | B1 | 10 | 600 | 0 | 63.3 | 59.46 | 3 | 0
2030 | NEISO_2_NYISO_A-F | NEISO | NYISO_A-F | Internal | Summer | B2 | 25 | 600 | 0 | 62.46 | 59.46 | 3 | 0
2030 | NEISO_2_NYISO_A-F | NEISO | NYISO_A-F | Internal | Summer | B3 | 75 | 600 | 0 | 54.55 | 54.54 | 3 | 0
2030 | NEISO_2_NYISO_A-F | NEISO | NYISO_A-F | Internal | Summer | B4 | 100 | 600 | 600 | 40.82 | 50.33 | 3 | 6.51
2030 | NEISO_2_NYISO_A-F | NEISO | NYISO_A-F | Internal | Summer | B5 | 200 | 600 | 600 | 40.82 | 45.88 | 3 | 2.07
2030 | NEISO_2_NYISO_A-F | NEISO | NYISO_A-F | Internal | Summer | B6 | 300 | 600 | 600 | 40.82 | 45.88 | 3 | 2.07
2030 | NEISO_2_NYISO_A-F | NEISO | NYISO_A-F | Internal | Summer | B7 | 400 | 600 | 0.11 | 40.82 | 43.81 | 3 | 0
2030 | NEISO_2_NYISO_A-F | NEISO | NYISO_A-F | Internal | Summer | B8 | 500 | 600 | 0.03 | 40.82 | 43.81 | 3 | 0
2030 | NEISO_2_NYISO_A-F | NEISO | NYISO_A-F | Internal | Summer | B9 | 800 | 600 | 0.02 | 39.83 | 42.82 | 3 | 0
2030 | NEISO_2_NYISO_A-F | NEISO | NYISO_A-F | Internal | Summer | B10 | 1262 | 600 | 0 | 40.82 | 42.82 | 3 | 0
2030 | NEISO_2_NYISO_A-F | NEISO | NYISO_A-F | Internal | Winter | B16 | 25 | 600 | 0 | 52.89 | 49.89 | 3 | 0
2030 | NEISO_2_NYISO_A-F | NEISO | NYISO_A-F | Internal | Winter | B17 | 100 | 600 | 0 | 50.02 | 47.02 | 3 | 0
2030 | NEISO_2_NYISO_A-F | NEISO | NYISO_A-F | Internal | Winter | B18 | 400 | 600 | 0 | 50.02 | 47.02 | 3 | 0
2030 | NEISO_2_NYISO_A-F | NEISO | NYISO_A-F | Internal | Winter | B19 | 700 | 600 | 0 | 50.02 | 45.64 | 3 | 0
2030 | NEISO_2_NYISO_A-F | NEISO | NYISO_A-F | Internal | Winter | B20 | 935 | 600 | 0 | 50.02 | 45.64 | 3 | 0
2030 | NEISO_2_NYISO_G-I | NEISO | NYISO_G-I | Internal | Shoulder | B11 | 25 | 600 | 600 | 42.32 | 47.51 | 3 | 2.19
2030 | NEISO_2_NYISO_G-I | NEISO | NYISO_G-I | Internal | Shoulder | B12 | 200 | 600 | 600 | 41.08 | 45.79 | 3 | 1.71
2030 | NEISO_2_NYISO_G-I | NEISO | NYISO_G-I | Internal | Shoulder | B13 | 600 | 600 | 600 | 41.08 | 45.79 | 3 | 1.71
2030 | NEISO_2_NYISO_G-I | NEISO | NYISO_G-I | Internal | Shoulder | B14 | 900 | 600 | 600 | 41.08 | 44.67 | 3 | 0.59
2030 | NEISO_2_NYISO_G-I | NEISO | NYISO_G-I | Internal | Shoulder | B15 | 1203 | 600 | 398.37 | 41.08 | 44.08 | 3 | 0
2030 | NEISO_2_NYISO_G-I | NEISO | NYISO_G-I | Internal | Summer | B1 | 10 | 600 | 600 | 63.3 | 92.1 | 3 | 25.8
2030 | NEISO_2_NYISO_G-I | NEISO | NYISO_G-I | Internal | Summer | B2 | 25 | 600 | 600 | 62.46 | 84.66 | 3 | 19.2
2030 | NEISO_2_NYISO_G-I | NEISO | NYISO_G-I | Internal | Summer | B3 | 75 | 600 | 600 | 54.55 | 65.78 | 3 | 8.23
2030 | NEISO_2_NYISO_G-I | NEISO | NYISO_G-I | Internal | Summer | B4 | 100 | 600 | 600 | 40.82 | 61.91 | 3 | 18.09
2030 | NEISO_2_NYISO_G-I | NEISO | NYISO_G-I | Internal | Summer | B5 | 200 | 600 | 600 | 40.82 | 58.33 | 3 | 14.51
2030 | NEISO_2_NYISO_G-I | NEISO | NYISO_G-I | Internal | Summer | B6 | 300 | 600 | 600 | 40.82 | 57.69 | 3 | 13.87
2030 | NEISO_2_NYISO_G-I | NEISO | NYISO_G-I | Internal | Summer | B7 | 400 | 600 | 599.92 | 40.82 | 43.82 | 3 | 0.01
2030 | NEISO_2_NYISO_G-I | NEISO | NYISO_G-I | Internal | Summer | B8 | 500 | 600 | 360.56 | 40.82 | 43.82 | 3 | 0
2030 | NEISO_2_NYISO_G-I | NEISO | NYISO_G-I | Internal | Summer | B9 | 800 | 600 | 43.86 | 39.83 | 42.83 | 3 | 0
2030 | NEISO_2_NYISO_G-I | NEISO | NYISO_G-I | Internal | Summer | B10 | 1262 | 600 | 0 | 40.82 | 42.83 | 3 | 0
2030 | NEISO_2_NYISO_G-I | NEISO | NYISO_G-I | Internal | Winter | B16 | 25 | 600 | 600 | 52.89 | 60.28 | 3 | 4.4
2030 | NEISO_2_NYISO_G-I | NEISO | NYISO_G-I | Internal | Winter | B17 | 100 | 600 | 600 | 50.02 | 56.76 | 3 | 3.74
2030 | NEISO_2_NYISO_G-I | NEISO | NYISO_G-I | Internal | Winter | B18 | 400 | 600 | 600 | 50.02 | 56.76 | 3 | 3.74
2030 | NEISO_2_NYISO_G-I | NEISO | NYISO_G-I | Internal | Winter | B19 | 700 | 600 | 600 | 50.02 | 54.89 | 3 | 1.87
2030 | NEISO_2_NYISO_G-I | NEISO | NYISO_G-I | Internal | Winter | B20 | 935 | 600 | 0 | 50.02 | 52.02 | 3 | 0
2030 | NEISO_2_NYISO_J-K | NEISO | NYISO_J-K | Internal | Shoulder | B11 | 25 | 430 | 430 | 42.32 | 47.52 | 3 | 2.2
2030 | NEISO_2_NYISO_J-K | NEISO | NYISO_J-K | Internal | Shoulder | B12 | 200 | 430 | 430 | 41.08 | 45.8 | 3 | 1.72
2030 | NEISO_2_NYISO_J-K | NEISO | NYISO_J-K | Internal | Shoulder | B13 | 600 | 430 | 430 | 41.08 | 45.8 | 3 | 1.72
2030 | NEISO_2_NYISO_J-K | NEISO | NYISO_J-K | Internal | Shoulder | B14 | 900 | 430 | 430 | 41.08 | 44.68 | 3 | 0.6
2030 | NEISO_2_NYISO_J-K | NEISO | NYISO_J-K | Internal | Shoulder | B15 | 1203 | 430 | 429.98 | 41.08 | 44.09 | 3 | 0.01
2030 | NEISO_2_NYISO_J-K | NEISO | NYISO_J-K | Internal | Summer | B1 | 10 | 430 | 430 | 63.3 | 92.11 | 3 | 25.82
2030 | NEISO_2_NYISO_J-K | NEISO | NYISO_J-K | Internal | Summer | B2 | 25 | 430 | 430 | 62.46 | 84.68 | 3 | 19.21
2030 | NEISO_2_NYISO_J-K | NEISO | NYISO_J-K | Internal | Summer | B3 | 75 | 430 | 430 | 54.55 | 65.79 | 3 | 8.24
2030 | NEISO_2_NYISO_J-K | NEISO | NYISO_J-K | Internal | Summer | B4 | 100 | 430 | 430 | 40.82 | 61.92 | 3 | 18.1
2030 | NEISO_2_NYISO_J-K | NEISO | NYISO_J-K | Internal | Summer | B5 | 200 | 430 | 430 | 40.82 | 58.34 | 3 | 14.52
2030 | NEISO_2_NYISO_J-K | NEISO | NYISO_J-K | Internal | Summer | B6 | 300 | 430 | 430 | 40.82 | 57.7 | 3 | 13.88
2030 | NEISO_2_NYISO_J-K | NEISO | NYISO_J-K | Internal | Summer | B7 | 400 | 430 | 429.97 | 40.82 | 43.84 | 3 | 0.02
2030 | NEISO_2_NYISO_J-K | NEISO | NYISO_J-K | Internal | Summer | B8 | 500 | 430 | 429.96 | 40.82 | 43.83 | 3 | 0.01
2030 | NEISO_2_NYISO_J-K | NEISO | NYISO_J-K | Internal | Summer | B9 | 800 | 430 | 429.97 | 39.83 | 42.84 | 3 | 0.01
2030 | NEISO_2_NYISO_J-K | NEISO | NYISO_J-K | Internal | Summer | B10 | 1262 | 430 | 0 | 40.82 | 42.84 | 3 | 0
2030 | NEISO_2_NYISO_J-K | NEISO | NYISO_J-K | Internal | Winter | B16 | 25 | 430 | 430 | 52.89 | 60.3 | 3 | 4.41
2030 | NEISO_2_NYISO_J-K | NEISO | NYISO_J-K | Internal | Winter | B17 | 100 | 430 | 430 | 50.02 | 56.77 | 3 | 3.75
2030 | NEISO_2_NYISO_J-K | NEISO | NYISO_J-K | Internal | Winter | B18 | 400 | 430 | 430 | 50.02 | 56.77 | 3 | 3.75
2030 | NEISO_2_NYISO_J-K | NEISO | NYISO_J-K | Internal | Winter | B19 | 700 | 430 | 430 | 50.02 | 56.77 | 3 | 3.75
2030 | NEISO_2_NYISO_J-K | NEISO | NYISO_J-K | Internal | Winter | B20 | 935 | 430 | 0 | 50.02 | 52.03 | 3 | 0
2030 | NonRTO_Midwest_2_MISO_IN | NonRTO_Midwest | MISO_IN | Internal | Shoulder | B11 | 25 | 4450 | 0 | 63.34 | 55.34 | 8 | 0
2030 | NonRTO_Midwest_2_MISO_IN | NonRTO_Midwest | MISO_IN | Internal | Shoulder | B12 | 200 | 4450 | 0 | 55.98 | 47.98 | 8 | 0
2030 | NonRTO_Midwest_2_MISO_IN | NonRTO_Midwest | MISO_IN | Internal | Shoulder | B13 | 600 | 4450 | 0 | 54.71 | 46.71 | 8 | 0
2030 | NonRTO_Midwest_2_MISO_IN | NonRTO_Midwest | MISO_IN | Internal | Shoulder | B14 | 900 | 4450 | 0 | 47.24 | 45.14 | 8 | 0
2030 | NonRTO_Midwest_2_MISO_IN | NonRTO_Midwest | MISO_IN | Internal | Shoulder | B15 | 1203 | 4450 | 0 | 37.57 | 40.16 | 8 | 0
2030 | NonRTO_Midwest_2_MISO_IN | NonRTO_Midwest | MISO_IN | Internal | Summer | B1 | 10 | 4450 | 0 | 80.48 | 77.4 | 8 | 0
2030 | NonRTO_Midwest_2_MISO_IN | NonRTO_Midwest | MISO_IN | Internal | Summer | B2 | 25 | 4450 | 0 | 80.48 | 76.81 | 8 | 0
2030 | NonRTO_Midwest_2_MISO_IN | NonRTO_Midwest | MISO_IN | Internal | Summer | B3 | 75 | 4450 | 0 | 80.48 | 75.01 | 8 | 0
2030 | NonRTO_Midwest_2_MISO_IN | NonRTO_Midwest | MISO_IN | Internal | Summer | B4 | 100 | 4450 | 0 | 80.48 | 74.99 | 8 | 0
2030 | NonRTO_Midwest_2_MISO_IN | NonRTO_Midwest | MISO_IN | Internal | Summer | B5 | 200 | 4450 | 0 | 73.14 | 65.14 | 8 | 0
2030 | NonRTO_Midwest_2_MISO_IN | NonRTO_Midwest | MISO_IN | Internal | Summer | B6 | 300 | 4450 | 0 | 57.76 | 49.76 | 8 | 0
2030 | NonRTO_Midwest_2_MISO_IN | NonRTO_Midwest | MISO_IN | Internal | Summer | B7 | 400 | 4450 | 0 | 53.14 | 45.14 | 8 | 0
2030 | NonRTO_Midwest_2_MISO_IN | NonRTO_Midwest | MISO_IN | Internal | Summer | B8 | 500 | 4450 | 0 | 50.8 | 43.65 | 8 | 0
2030 | NonRTO_Midwest_2_MISO_IN | NonRTO_Midwest | MISO_IN | Internal | Summer | B9 | 800 | 4450 | 0 | 36.31 | 39.93 | 8 | 0
2030 | NonRTO_Midwest_2_MISO_IN | NonRTO_Midwest | MISO_IN | Internal | Summer | B10 | 1262 | 4450 | 0 | 33.79 | 35.54 | 8 | 0
2030 | NonRTO_Midwest_2_MISO_IN | NonRTO_Midwest | MISO_IN | Internal | Winter | B16 | 25 | 4450 | 0 | 60.86 | 52.86 | 8 | 0
2030 | NonRTO_Midwest_2_MISO_IN | NonRTO_Midwest | MISO_IN | Internal | Winter | B17 | 100 | 4450 | 0 | 59.27 | 51.27 | 8 | 0
2030 | NonRTO_Midwest_2_MISO_IN | NonRTO_Midwest | MISO_IN | Internal | Winter | B18 | 400 | 4450 | 0 | 57.15 | 49.15 | 8 | 0
2030 | NonRTO_Midwest_2_MISO_IN | NonRTO_Midwest | MISO_IN | Internal | Winter | B19 | 700 | 4450 | 0 | 48.92 | 47.56 | 8 | 0
2030 | NonRTO_Midwest_2_MISO_IN | NonRTO_Midwest | MISO_IN | Internal | Winter | B20 | 935 | 4450 | 0 | 36.15 | 37.42 | 8 | 0
2030 | NonRTO_Midwest_2_TVA_Transmission | NonRTO_Midwest | TVA_Transmission | Internal | Shoulder | B11 | 25 | 2400 | 0 | 63.34 | 60.2 | 8 | 0
2030 | NonRTO_Midwest_2_TVA_Transmission | NonRTO_Midwest | TVA_Transmission | Internal | Shoulder | B12 | 200 | 2400 | 0 | 55.98 | 50.9 | 8 | 0
2030 | NonRTO_Midwest_2_TVA_Transmission | NonRTO_Midwest | TVA_Transmission | Internal | Shoulder | B13 | 600 | 2400 | 0 | 54.71 | 50.3 | 8 | 0
2030 | NonRTO_Midwest_2_TVA_Transmission | NonRTO_Midwest | TVA_Transmission | Internal | Shoulder | B14 | 900 | 2400 | 0 | 47.24 | 48.92 | 8 | 0
2030 | NonRTO_Midwest_2_TVA_Transmission | NonRTO_Midwest | TVA_Transmission | Internal | Shoulder | B15 | 1203 | 2400 | 617.21 | 37.57 | 45.57 | 8 | 0
2030 | NonRTO_Midwest_2_TVA_Transmission | NonRTO_Midwest | TVA_Transmission | Internal | Summer | B1 | 10 | 2400 | 0 | 80.48 | 85.4 | 8 | 0
2030 | NonRTO_Midwest_2_TVA_Transmission | NonRTO_Midwest | TVA_Transmission | Internal | Summer | B2 | 25 | 2400 | 0 | 80.48 | 84.64 | 8 | 0
2030 | NonRTO_Midwest_2_TVA_Transmission | NonRTO_Midwest | TVA_Transmission | Internal | Summer | B3 | 75 | 2400 | 0 | 80.48 | 79.8 | 8 | 0
2030 | NonRTO_Midwest_2_TVA_Transmission | NonRTO_Midwest | TVA_Transmission | Internal | Summer | B4 | 100 | 2400 | 0 | 80.48 | 78.12 | 8 | 0
2030 | NonRTO_Midwest_2_TVA_Transmission | NonRTO_Midwest | TVA_Transmission | Internal | Summer | B5 | 200 | 2400 | 0 | 73.14 | 69.14 | 8 | 0
2030 | NonRTO_Midwest_2_TVA_Transmission | NonRTO_Midwest | TVA_Transmission | Internal | Summer | B6 | 300 | 2400 | 0 | 57.76 | 57.17 | 8 | 0
2030 | NonRTO_Midwest_2_TVA_Transmission | NonRTO_Midwest | TVA_Transmission | Internal | Summer | B7 | 400 | 2400 | 0 | 53.14 | 50.3 | 8 | 0
2030 | NonRTO_Midwest_2_TVA_Transmission | NonRTO_Midwest | TVA_Transmission | Internal | Summer | B8 | 500 | 2400 | 0 | 50.8 | 49.37 | 8 | 0
2030 | NonRTO_Midwest_2_TVA_Transmission | NonRTO_Midwest | TVA_Transmission | Internal | Summer | B9 | 800 | 2400 | 256.61 | 36.31 | 44.31 | 8 | 0
2030 | NonRTO_Midwest_2_TVA_Transmission | NonRTO_Midwest | TVA_Transmission | Internal | Summer | B10 | 1262 | 2400 | 0 | 33.79 | 40.64 | 8 | 0
2030 | NonRTO_Midwest_2_TVA_Transmission | NonRTO_Midwest | TVA_Transmission | Internal | Winter | B16 | 25 | 2400 | 0 | 60.86 | 60.27 | 8 | 0
2030 | NonRTO_Midwest_2_TVA_Transmission | NonRTO_Midwest | TVA_Transmission | Internal | Winter | B17 | 100 | 2400 | 0 | 59.27 | 55.85 | 8 | 0
2030 | NonRTO_Midwest_2_TVA_Transmission | NonRTO_Midwest | TVA_Transmission | Internal | Winter | B18 | 400 | 2400 | 0 | 57.15 | 53.13 | 8 | 0
2030 | NonRTO_Midwest_2_TVA_Transmission | NonRTO_Midwest | TVA_Transmission | Internal | Winter | B19 | 700 | 2400 | 0 | 48.92 | 50.84 | 8 | 0
2030 | NonRTO_Midwest_2_TVA_Transmission | NonRTO_Midwest | TVA_Transmission | Internal | Winter | B20 | 935 | 2400 | 261.4 | 36.15 | 44.15 | 8 | 0
2030 | NYISO_A-F_2_IESO | NYISO_A-F | IESO | Internal | Shoulder | B11 | 25 | 1600 | 0 | 45.32 | 12.86 | 7 | 0
2030 | NYISO_A-F_2_IESO | NYISO_A-F | IESO | Internal | Shoulder | B12 | 200 | 1600 | 0 | 44.08 | 12.86 | 7 | 0
2030 | NYISO_A-F_2_IESO | NYISO_A-F | IESO | Internal | Shoulder | B13 | 600 | 1600 | 0 | 44.07 | 12.86 | 7 | 0
2030 | NYISO_A-F_2_IESO | NYISO_A-F | IESO | Internal | Shoulder | B14 | 900 | 1600 | 0 | 44.07 | 12.86 | 7 | 0
2030 | NYISO_A-F_2_IESO | NYISO_A-F | IESO | Internal | Shoulder | B15 | 1203 | 1600 | 0 | 44.07 | 12.86 | 7 | 0
2030 | NYISO_A-F_2_IESO | NYISO_A-F | IESO | Internal | Summer | B1 | 10 | 1600 | 0 | 59.46 | 52.46 | 7 | 0
2030 | NYISO_A-F_2_IESO | NYISO_A-F | IESO | Internal | Summer | B2 | 25 | 1600 | 0 | 59.46 | 52.46 | 7 | 0
2030 | NYISO_A-F_2_IESO | NYISO_A-F | IESO | Internal | Summer | B3 | 75 | 1600 | 0 | 54.54 | 41.67 | 7 | 0
2030 | NYISO_A-F_2_IESO | NYISO_A-F | IESO | Internal | Summer | B4 | 100 | 1600 | 0 | 50.33 | 17.95 | 7 | 0
2030 | NYISO_A-F_2_IESO | NYISO_A-F | IESO | Internal | Summer | B5 | 200 | 1600 | 0 | 45.88 | 11.69 | 7 | 0
2030 | NYISO_A-F_2_IESO | NYISO_A-F | IESO | Internal | Summer | B6 | 300 | 1600 | 0 | 45.88 | 11.69 | 7 | 0
2030 | NYISO_A-F_2_IESO | NYISO_A-F | IESO | Internal | Summer | B7 | 400 | 1600 | 0 | 43.81 | 11.69 | 7 | 0
2030 | NYISO_A-F_2_IESO | NYISO_A-F | IESO | Internal | Summer | B8 | 500 | 1600 | 0 | 43.81 | 11.69 | 7 | 0
2030 | NYISO_A-F_2_IESO | NYISO_A-F | IESO | Internal | Summer | B9 | 800 | 1600 | 0 | 42.82 | 11.69 | 7 | 0
2030 | NYISO_A-F_2_IESO | NYISO_A-F | IESO | Internal | Summer | B10 | 1262 | 1600 | 0 | 42.82 | 11.69 | 7 | 0
2030 | NYISO_A-F_2_IESO | NYISO_A-F | IESO | Internal | Winter | B16 | 25 | 1600 | 0 | 49.89 | 12.86 | 7 | 0
2030 | NYISO_A-F_2_IESO | NYISO_A-F | IESO | Internal | Winter | B17 | 100 | 1600 | 0 | 47.02 | 12.86 | 7 | 0
2030 | NYISO_A-F_2_IESO | NYISO_A-F | IESO | Internal | Winter | B18 | 400 | 1600 | 0 | 47.02 | 12.86 | 7 | 0
2030 | NYISO_A-F_2_IESO | NYISO_A-F | IESO | Internal | Winter | B19 | 700 | 1600 | 0 | 45.64 | 12.86 | 7 | 0
2030 | NYISO_A-F_2_IESO | NYISO_A-F | IESO | Internal | Winter | B20 | 935 | 1600 | 0 | 45.64 | 12.86 | 7 | 0
2030 | NYISO_A-F_2_NEISO | NYISO_A-F | NEISO | Internal | Shoulder | B11 | 25 | 600 | 0 | 45.32 | 42.32 | 3 | 0
2030 | NYISO_A-F_2_NEISO | NYISO_A-F | NEISO | Internal | Shoulder | B12 | 200 | 600 | 0 | 44.08 | 41.08 | 3 | 0
2030 | NYISO_A-F_2_NEISO | NYISO_A-F | NEISO | Internal | Shoulder | B13 | 600 | 600 | 0 | 44.07 | 41.08 | 3 | 0
2030 | NYISO_A-F_2_NEISO | NYISO_A-F | NEISO | Internal | Shoulder | B14 | 900 | 600 | 0 | 44.07 | 41.08 | 3 | 0
2030 | NYISO_A-F_2_NEISO | NYISO_A-F | NEISO | Internal | Shoulder | B15 | 1203 | 600 | 0 | 44.07 | 41.08 | 3 | 0
2030 | NYISO_A-F_2_NEISO | NYISO_A-F | NEISO | Internal | Summer | B1 | 10 | 600 | 599.97 | 59.46 | 63.3 | 3 | 0.83
2030 | NYISO_A-F_2_NEISO | NYISO_A-F | NEISO | Internal | Summer | B2 | 25 | 600 | 330.01 | 59.46 | 62.46 | 3 | 0
2030 | NYISO_A-F_2_NEISO | NYISO_A-F | NEISO | Internal | Summer | B3 | 75 | 600 | 0 | 54.54 | 54.55 | 3 | 0
2030 | NYISO_A-F_2_NEISO | NYISO_A-F | NEISO | Internal | Summer | B4 | 100 | 600 | 0 | 50.33 | 40.82 | 3 | 0
2030 | NYISO_A-F_2_NEISO | NYISO_A-F | NEISO | Internal | Summer | B5 | 200 | 600 | 0 | 45.88 | 40.82 | 3 | 0
2030 | NYISO_A-F_2_NEISO | NYISO_A-F | NEISO | Internal | Summer | B6 | 300 | 600 | 0 | 45.88 | 40.82 | 3 | 0
2030 | NYISO_A-F_2_NEISO | NYISO_A-F | NEISO | Internal | Summer | B7 | 400 | 600 | 0 | 43.81 | 40.82 | 3 | 0
2030 | NYISO_A-F_2_NEISO | NYISO_A-F | NEISO | Internal | Summer | B8 | 500 | 600 | 0 | 43.81 | 40.82 | 3 | 0
2030 | NYISO_A-F_2_NEISO | NYISO_A-F | NEISO | Internal | Summer | B9 | 800 | 600 | 0 | 42.82 | 39.83 | 3 | 0
2030 | NYISO_A-F_2_NEISO | NYISO_A-F | NEISO | Internal | Summer | B10 | 1262 | 600 | 0 | 42.82 | 40.82 | 3 | 0
2030 | NYISO_A-F_2_NEISO | NYISO_A-F | NEISO | Internal | Winter | B16 | 25 | 600 | 310.8 | 49.89 | 52.89 | 3 | 0
2030 | NYISO_A-F_2_NEISO | NYISO_A-F | NEISO | Internal | Winter | B17 | 100 | 600 | 264.85 | 47.02 | 50.02 | 3 | 0
2030 | NYISO_A-F_2_NEISO | NYISO_A-F | NEISO | Internal | Winter | B18 | 400 | 600 | 509.14 | 47.02 | 50.02 | 3 | 0
2030 | NYISO_A-F_2_NEISO | NYISO_A-F | NEISO | Internal | Winter | B19 | 700 | 600 | 600 | 45.64 | 50.02 | 3 | 1.38
2030 | NYISO_A-F_2_NEISO | NYISO_A-F | NEISO | Internal | Winter | B20 | 935 | 600 | 600 | 45.64 | 50.02 | 3 | 1.38
2030 | NYISO_A-F_2_NYISO_G-I | NYISO_A-F | NYISO_G-I | Internal | Shoulder | B11 | 25 | 4250 | 4250 | 45.32 | 47.51 | 0.01 | 2.17
2030 | NYISO_A-F_2_NYISO_G-I | NYISO_A-F | NYISO_G-I | Internal | Shoulder | B12 | 200 | 4250 | 4250 | 44.08 | 45.79 | 0.01 | 1.7
2030 | NYISO_A-F_2_NYISO_G-I | NYISO_A-F | NYISO_G-I | Internal | Shoulder | B13 | 600 | 4250 | 4250 | 44.07 | 45.79 | 0.01 | 1.71
2030 | NYISO_A-F_2_NYISO_G-I | NYISO_A-F | NYISO_G-I | Internal | Shoulder | B14 | 900 | 4250 | 4250 | 44.07 | 44.67 | 0.01 | 0.59
2030 | NYISO_A-F_2_NYISO_G-I | NYISO_A-F | NYISO_G-I | Internal | Shoulder | B15 | 1203 | 4250 | 3709.98 | 44.07 | 44.08 | 0.01 | 0
2030 | NYISO_A-F_2_NYISO_G-I | NYISO_A-F | NYISO_G-I | Internal | Summer | B1 | 10 | 4250 | 4250 | 59.46 | 92.1 | 0.01 | 32.63
2030 | NYISO_A-F_2_NYISO_G-I | NYISO_A-F | NYISO_G-I | Internal | Summer | B2 | 25 | 4250 | 4250 | 59.46 | 84.66 | 0.01 | 25.19
2030 | NYISO_A-F_2_NYISO_G-I | NYISO_A-F | NYISO_G-I | Internal | Summer | B3 | 75 | 4250 | 4250 | 54.54 | 65.78 | 0.01 | 11.23
2030 | NYISO_A-F_2_NYISO_G-I | NYISO_A-F | NYISO_G-I | Internal | Summer | B4 | 100 | 4250 | 4250 | 50.33 | 61.91 | 0.01 | 11.57
2030 | NYISO_A-F_2_NYISO_G-I | NYISO_A-F | NYISO_G-I | Internal | Summer | B5 | 200 | 4250 | 4250 | 45.88 | 58.33 | 0.01 | 12.43
2030 | NYISO_A-F_2_NYISO_G-I | NYISO_A-F | NYISO_G-I | Internal | Summer | B6 | 300 | 4250 | 4250 | 45.88 | 57.69 | 0.01 | 11.8
2030 | NYISO_A-F_2_NYISO_G-I | NYISO_A-F | NYISO_G-I | Internal | Summer | B7 | 400 | 4250 | 3728.94 | 43.81 | 43.82 | 0.01 | 0
2030 | NYISO_A-F_2_NYISO_G-I | NYISO_A-F | NYISO_G-I | Internal | Summer | B8 | 500 | 4250 | 4124.36 | 43.81 | 43.82 | 0.01 | 0
2030 | NYISO_A-F_2_NYISO_G-I | NYISO_A-F | NYISO_G-I | Internal | Summer | B9 | 800 | 4250 | 3626.08 | 42.82 | 42.83 | 0.01 | 0
2030 | NYISO_A-F_2_NYISO_G-I | NYISO_A-F | NYISO_G-I | Internal | Summer | B10 | 1262 | 4250 | 2047.29 | 42.82 | 42.83 | 0.01 | 0
2030 | NYISO_A-F_2_NYISO_G-I | NYISO_A-F | NYISO_G-I | Internal | Winter | B16 | 25 | 4250 | 4250 | 49.89 | 60.28 | 0.01 | 10.38
2030 | NYISO_A-F_2_NYISO_G-I | NYISO_A-F | NYISO_G-I | Internal | Winter | B17 | 100 | 4250 | 4250 | 47.02 | 56.76 | 0.01 | 9.73
2030 | NYISO_A-F_2_NYISO_G-I | NYISO_A-F | NYISO_G-I | Internal | Winter | B18 | 400 | 4250 | 4250 | 47.02 | 56.76 | 0.01 | 9.73
2030 | NYISO_A-F_2_NYISO_G-I | NYISO_A-F | NYISO_G-I | Internal | Winter | B19 | 700 | 4250 | 4250 | 45.64 | 54.89 | 0.01 | 9.24
2030 | NYISO_A-F_2_NYISO_G-I | NYISO_A-F | NYISO_G-I | Internal | Winter | B20 | 935 | 4250 | 4250 | 45.64 | 52.02 | 0.01 | 6.37
2030 | NYISO_A-F_2_PJM_ROM | NYISO_A-F | PJM_ROM | Internal | Shoulder | B11 | 25 | 1000 | 798.33 | 45.32 | 53.32 | 8 | 0
2030 | NYISO_A-F_2_PJM_ROM | NYISO_A-F | PJM_ROM | Internal | Shoulder | B12 | 200 | 1000 | 0 | 44.08 | 47.87 | 8 | 0
2030 | NYISO_A-F_2_PJM_ROM | NYISO_A-F | PJM_ROM | Internal | Shoulder | B13 | 600 | 1000 | 0 | 44.07 | 47.47 | 8 | 0
2030 | NYISO_A-F_2_PJM_ROM | NYISO_A-F | PJM_ROM | Internal | Shoulder | B14 | 900 | 1000 | 0 | 44.07 | 46.34 | 8 | 0
2030 | NYISO_A-F_2_PJM_ROM | NYISO_A-F | PJM_ROM | Internal | Shoulder | B15 | 1203 | 1000 | 0 | 44.07 | 41.92 | 8 | 0
2030 | NYISO_A-F_2_PJM_ROM | NYISO_A-F | PJM_ROM | Internal | Summer | B1 | 10 | 1000 | 1000 | 59.46 | 79.41 | 8 | 11.95
2030 | NYISO_A-F_2_PJM_ROM | NYISO_A-F | PJM_ROM | Internal | Summer | B2 | 25 | 1000 | 1000 | 59.46 | 78.65 | 8 | 11.19
2030 | NYISO_A-F_2_PJM_ROM | NYISO_A-F | PJM_ROM | Internal | Summer | B3 | 75 | 1000 | 1000 | 54.54 | 73.79 | 8 | 11.25
2030 | NYISO_A-F_2_PJM_ROM | NYISO_A-F | PJM_ROM | Internal | Summer | B4 | 100 | 1000 | 1000 | 50.33 | 73.79 | 8 | 15.46
2030 | NYISO_A-F_2_PJM_ROM | NYISO_A-F | PJM_ROM | Internal | Summer | B5 | 200 | 1000 | 1000 | 45.88 | 63.13 | 8 | 9.25
2030 | NYISO_A-F_2_PJM_ROM | NYISO_A-F | PJM_ROM | Internal | Summer | B6 | 300 | 1000 | 0 | 45.88 | 51.71 | 8 | 0
2030 | NYISO_A-F_2_PJM_ROM | NYISO_A-F | PJM_ROM | Internal | Summer | B7 | 400 | 1000 | 0 | 43.81 | 45.94 | 8 | 0
2030 | NYISO_A-F_2_PJM_ROM | NYISO_A-F | PJM_ROM | Internal | Summer | B8 | 500 | 1000 | 0 | 43.81 | 44.83 | 8 | 0
2030 | NYISO_A-F_2_PJM_ROM | NYISO_A-F | PJM_ROM | Internal | Summer | B9 | 800 | 1000 | 0 | 42.82 | 41.47 | 8 | 0
2030 | NYISO_A-F_2_PJM_ROM | NYISO_A-F | PJM_ROM | Internal | Summer | B10 | 1262 | 1000 | 0 | 42.82 | 37.37 | 8 | 0
2030 | NYISO_A-F_2_PJM_ROM | NYISO_A-F | PJM_ROM | Internal | Winter | B16 | 25 | 1000 | 0 | 49.89 | 54.28 | 8 | 0
2030 | NYISO_A-F_2_PJM_ROM | NYISO_A-F | PJM_ROM | Internal | Winter | B17 | 100 | 1000 | 0 | 47.02 | 53.26 | 8 | 0
2030 | NYISO_A-F_2_PJM_ROM | NYISO_A-F | PJM_ROM | Internal | Winter | B18 | 400 | 1000 | 0 | 47.02 | 51.15 | 8 | 0
2030 | NYISO_A-F_2_PJM_ROM | NYISO_A-F | PJM_ROM | Internal | Winter | B19 | 700 | 1000 | 0 | 45.64 | 48.88 | 8 | 0
2030 | NYISO_A-F_2_PJM_ROM | NYISO_A-F | PJM_ROM | Internal | Winter | B20 | 935 | 1000 | 0 | 45.64 | 38.16 | 8 | 0
2030 | NYISO_G-I_2_NEISO | NYISO_G-I | NEISO | Internal | Shoulder | B11 | 25 | 600 | 0 | 47.51 | 42.32 | 3 | 0
2030 | NYISO_G-I_2_NEISO | NYISO_G-I | NEISO | Internal | Shoulder | B12 | 200 | 600 | 0 | 45.79 | 41.08 | 3 | 0
2030 | NYISO_G-I_2_NEISO | NYISO_G-I | NEISO | Internal | Shoulder | B13 | 600 | 600 | 0 | 45.79 | 41.08 | 3 | 0
2030 | NYISO_G-I_2_NEISO | NYISO_G-I | NEISO | Internal | Shoulder | B14 | 900 | 600 | 0 | 44.67 | 41.08 | 3 | 0
2030 | NYISO_G-I_2_NEISO | NYISO_G-I | NEISO | Internal | Shoulder | B15 | 1203 | 600 | 0 | 44.08 | 41.08 | 3 | 0
2030 | NYISO_G-I_2_NEISO | NYISO_G-I | NEISO | Internal | Summer | B1 | 10 | 600 | 0 | 92.1 | 63.3 | 3 | 0
2030 | NYISO_G-I_2_NEISO | NYISO_G-I | NEISO | Internal | Summer | B2 | 25 | 600 | 0 | 84.66 | 62.46 | 3 | 0
2030 | NYISO_G-I_2_NEISO | NYISO_G-I | NEISO | Internal | Summer | B3 | 75 | 600 | 0 | 65.78 | 54.55 | 3 | 0
2030 | NYISO_G-I_2_NEISO | NYISO_G-I | NEISO | Internal | Summer | B4 | 100 | 600 | 0 | 61.91 | 40.82 | 3 | 0
2030 | NYISO_G-I_2_NEISO | NYISO_G-I | NEISO | Internal | Summer | B5 | 200 | 600 | 0 | 58.33 | 40.82 | 3 | 0
2030 | NYISO_G-I_2_NEISO | NYISO_G-I | NEISO | Internal | Summer | B6 | 300 | 600 | 0 | 57.69 | 40.82 | 3 | 0
2030 | NYISO_G-I_2_NEISO | NYISO_G-I | NEISO | Internal | Summer | B7 | 400 | 600 | 0 | 43.82 | 40.82 | 3 | 0
2030 | NYISO_G-I_2_NEISO | NYISO_G-I | NEISO | Internal | Summer | B8 | 500 | 600 | 0 | 43.82 | 40.82 | 3 | 0
2030 | NYISO_G-I_2_NEISO | NYISO_G-I | NEISO | Internal | Summer | B9 | 800 | 600 | 0 | 42.83 | 39.83 | 3 | 0
2030 | NYISO_G-I_2_NEISO | NYISO_G-I | NEISO | Internal | Summer | B10 | 1262 | 600 | 0 | 42.83 | 40.82 | 3 | 0
2030 | NYISO_G-I_2_NEISO | NYISO_G-I | NEISO | Internal | Winter | B16 | 25 | 600 | 0 | 60.28 | 52.89 | 3 | 0
2030 | NYISO_G-I_2_NEISO | NYISO_G-I | NEISO | Internal | Winter | B17 | 100 | 600 | 0 | 56.76 | 50.02 | 3 | 0
2030 | NYISO_G-I_2_NEISO | NYISO_G-I | NEISO | Internal | Winter | B18 | 400 | 600 | 0 | 56.76 | 50.02 | 3 | 0
2030 | NYISO_G-I_2_NEISO | NYISO_G-I | NEISO | Internal | Winter | B19 | 700 | 600 | 0 | 54.89 | 50.02 | 3 | 0
2030 | NYISO_G-I_2_NEISO | NYISO_G-I | NEISO | Internal | Winter | B20 | 935 | 600 | 0 | 52.02 | 50.02 | 3 | 0
2030 | NYISO_G-I_2_NYISO_A-F | NYISO_G-I | NYISO_A-F | Internal | Shoulder | B11 | 25 | 1999 | 0 | 47.51 | 45.32 | 0.01 | 0
2030 | NYISO_G-I_2_NYISO_A-F | NYISO_G-I | NYISO_A-F | Internal | Shoulder | B12 | 200 | 1999 | 0 | 45.79 | 44.08 | 0.01 | 0
2030 | NYISO_G-I_2_NYISO_A-F | NYISO_G-I | NYISO_A-F | Internal | Shoulder | B13 | 600 | 1999 | 0 | 45.79 | 44.07 | 0.01 | 0
2030 | NYISO_G-I_2_NYISO_A-F | NYISO_G-I | NYISO_A-F | Internal | Shoulder | B14 | 900 | 1999 | 0 | 44.67 | 44.07 | 0.01 | 0
2030 | NYISO_G-I_2_NYISO_A-F | NYISO_G-I | NYISO_A-F | Internal | Shoulder | B15 | 1203 | 1999 | 0 | 44.08 | 44.07 | 0.01 | 0
2030 | NYISO_G-I_2_NYISO_A-F | NYISO_G-I | NYISO_A-F | Internal | Summer | B1 | 10 | 1999 | 0 | 92.1 | 59.46 | 0.01 | 0
2030 | NYISO_G-I_2_NYISO_A-F | NYISO_G-I | NYISO_A-F | Internal | Summer | B2 | 25 | 1999 | 0 | 84.66 | 59.46 | 0.01 | 0
2030 | NYISO_G-I_2_NYISO_A-F | NYISO_G-I | NYISO_A-F | Internal | Summer | B3 | 75 | 1999 | 0 | 65.78 | 54.54 | 0.01 | 0
2030 | NYISO_G-I_2_NYISO_A-F | NYISO_G-I | NYISO_A-F | Internal | Summer | B4 | 100 | 1999 | 0 | 61.91 | 50.33 | 0.01 | 0
2030 | NYISO_G-I_2_NYISO_A-F | NYISO_G-I | NYISO_A-F | Internal | Summer | B5 | 200 | 1999 | 0 | 58.33 | 45.88 | 0.01 | 0
2030 | NYISO_G-I_2_NYISO_A-F | NYISO_G-I | NYISO_A-F | Internal | Summer | B6 | 300 | 1999 | 0 | 57.69 | 45.88 | 0.01 | 0
2030 | NYISO_G-I_2_NYISO_A-F | NYISO_G-I | NYISO_A-F | Internal | Summer | B7 | 400 | 1999 | 0.02 | 43.82 | 43.81 | 0.01 | 0
2030 | NYISO_G-I_2_NYISO_A-F | NYISO_G-I | NYISO_A-F | Internal | Summer | B8 | 500 | 1999 | 0.02 | 43.82 | 43.81 | 0.01 | 0
2030 | NYISO_G-I_2_NYISO_A-F | NYISO_G-I | NYISO_A-F | Internal | Summer | B9 | 800 | 1999 | 0.01 | 42.83 | 42.82 | 0.01 | 0
2030 | NYISO_G-I_2_NYISO_A-F | NYISO_G-I | NYISO_A-F | Internal | Summer | B10 | 1262 | 1999 | 0 | 42.83 | 42.82 | 0.01 | 0
2030 | NYISO_G-I_2_NYISO_A-F | NYISO_G-I | NYISO_A-F | Internal | Winter | B16 | 25 | 1999 | 0 | 60.28 | 49.89 | 0.01 | 0
2030 | NYISO_G-I_2_NYISO_A-F | NYISO_G-I | NYISO_A-F | Internal | Winter | B17 | 100 | 1999 | 0 | 56.76 | 47.02 | 0.01 | 0
2030 | NYISO_G-I_2_NYISO_A-F | NYISO_G-I | NYISO_A-F | Internal | Winter | B18 | 400 | 1999 | 0 | 56.76 | 47.02 | 0.01 | 0
2030 | NYISO_G-I_2_NYISO_A-F | NYISO_G-I | NYISO_A-F | Internal | Winter | B19 | 700 | 1999 | 0 | 54.89 | 45.64 | 0.01 | 0
2030 | NYISO_G-I_2_NYISO_A-F | NYISO_G-I | NYISO_A-F | Internal | Winter | B20 | 935 | 1999 | 0 | 52.02 | 45.64 | 0.01 | 0
2030 | NYISO_G-I_2_NYISO_J-K | NYISO_G-I | NYISO_J-K | Internal | Shoulder | B11 | 25 | 6130 | 5063.7 | 47.51 | 47.52 | 0.01 | 0
2030 | NYISO_G-I_2_NYISO_J-K | NYISO_G-I | NYISO_J-K | Internal | Shoulder | B12 | 200 | 6130 | 4683.19 | 45.79 | 45.8 | 0.01 | 0
2030 | NYISO_G-I_2_NYISO_J-K | NYISO_G-I | NYISO_J-K | Internal | Shoulder | B13 | 600 | 6130 | 4413.66 | 45.79 | 45.8 | 0.01 | 0
2030 | NYISO_G-I_2_NYISO_J-K | NYISO_G-I | NYISO_J-K | Internal | Shoulder | B14 | 900 | 6130 | 4545 | 44.67 | 44.68 | 0.01 | 0
2030 | NYISO_G-I_2_NYISO_J-K | NYISO_G-I | NYISO_J-K | Internal | Shoulder | B15 | 1203 | 6130 | 4206.9 | 44.08 | 44.09 | 0.01 | 0
2030 | NYISO_G-I_2_NYISO_J-K | NYISO_G-I | NYISO_J-K | Internal | Summer | B1 | 10 | 6130 | 4875.57 | 92.1 | 92.11 | 0.01 | 0
2030 | NYISO_G-I_2_NYISO_J-K | NYISO_G-I | NYISO_J-K | Internal | Summer | B2 | 25 | 6130 | 4692.25 | 84.66 | 84.68 | 0.01 | 0
2030 | NYISO_G-I_2_NYISO_J-K | NYISO_G-I | NYISO_J-K | Internal | Summer | B3 | 75 | 6130 | 3724.54 | 65.78 | 65.79 | 0.01 | 0
2030 | NYISO_G-I_2_NYISO_J-K | NYISO_G-I | NYISO_J-K | Internal | Summer | B4 | 100 | 6130 | 3646.74 | 61.91 | 61.92 | 0.01 | 0
2030 | NYISO_G-I_2_NYISO_J-K | NYISO_G-I | NYISO_J-K | Internal | Summer | B5 | 200 | 6130 | 5274.26 | 58.33 | 58.34 | 0.01 | 0
2030 | NYISO_G-I_2_NYISO_J-K | NYISO_G-I | NYISO_J-K | Internal | Summer | B6 | 300 | 6130 | 5456.02 | 57.69 | 57.7 | 0.01 | 0
2030 | NYISO_G-I_2_NYISO_J-K | NYISO_G-I | NYISO_J-K | Internal | Summer | B7 | 400 | 6130 | 5092.63 | 43.82 | 43.84 | 0.01 | 0
2030 | NYISO_G-I_2_NYISO_J-K | NYISO_G-I | NYISO_J-K | Internal | Summer | B8 | 500 | 6130 | 5391.55 | 43.82 | 43.83 | 0.01 | 0
2030 | NYISO_G-I_2_NYISO_J-K | NYISO_G-I | NYISO_J-K | Internal | Summer | B9 | 800 | 6130 | 4569.23 | 42.83 | 42.84 | 0.01 | 0
2030 | NYISO_G-I_2_NYISO_J-K | NYISO_G-I | NYISO_J-K | Internal | Summer | B10 | 1262 | 6130 | 3298.82 | 42.83 | 42.84 | 0.01 | 0
2030 | NYISO_G-I_2_NYISO_J-K | NYISO_G-I | NYISO_J-K | Internal | Winter | B16 | 25 | 6130 | 5616.6 | 60.28 | 60.3 | 0.01 | 0
2030 | NYISO_G-I_2_NYISO_J-K | NYISO_G-I | NYISO_J-K | Internal | Winter | B17 | 100 | 6130 | 5717.24 | 56.76 | 56.77 | 0.01 | 0
2030 | NYISO_G-I_2_NYISO_J-K | NYISO_G-I | NYISO_J-K | Internal | Winter | B18 | 400 | 6130 | 5780.72 | 56.76 | 56.77 | 0.01 | 0
2030 | NYISO_G-I_2_NYISO_J-K | NYISO_G-I | NYISO_J-K | Internal | Winter | B19 | 700 | 6130 | 6130 | 54.89 | 56.77 | 0.01 | 1.87
2030 | NYISO_G-I_2_NYISO_J-K | NYISO_G-I | NYISO_J-K | Internal | Winter | B20 | 935 | 6130 | 5161.15 | 52.02 | 52.03 | 0.01 | 0
2030 | NYISO_G-I_2_PJM_E | NYISO_G-I | PJM_E | Internal | Shoulder | B11 | 25 | 1500 | 0 | 47.51 | 53.31 | 8 | 0
2030 | NYISO_G-I_2_PJM_E | NYISO_G-I | PJM_E | Internal | Shoulder | B12 | 200 | 1500 | 0 | 45.79 | 47.86 | 8 | 0
2030 | NYISO_G-I_2_PJM_E | NYISO_G-I | PJM_E | Internal | Shoulder | B13 | 600 | 1500 | 0 | 45.79 | 47.46 | 8 | 0
2030 | NYISO_G-I_2_PJM_E | NYISO_G-I | PJM_E | Internal | Shoulder | B14 | 900 | 1500 | 0 | 44.67 | 46.35 | 8 | 0
2030 | NYISO_G-I_2_PJM_E | NYISO_G-I | PJM_E | Internal | Shoulder | B15 | 1203 | 1500 | 0 | 44.08 | 41.93 | 8 | 0
2030 | NYISO_G-I_2_PJM_E | NYISO_G-I | PJM_E | Internal | Summer | B1 | 10 | 1500 | 0 | 92.1 | 79.42 | 8 | 0
2030 | NYISO_G-I_2_PJM_E | NYISO_G-I | PJM_E | Internal | Summer | B2 | 25 | 1500 | 0 | 84.66 | 78.66 | 8 | 0
2030 | NYISO_G-I_2_PJM_E | NYISO_G-I | PJM_E | Internal | Summer | B3 | 75 | 1500 | 1175.04 | 65.78 | 73.78 | 8 | 0
2030 | NYISO_G-I_2_PJM_E | NYISO_G-I | PJM_E | Internal | Summer | B4 | 100 | 1500 | 1500 | 61.91 | 73.78 | 8 | 3.87
2030 | NYISO_G-I_2_PJM_E | NYISO_G-I | PJM_E | Internal | Summer | B5 | 200 | 1500 | 0 | 58.33 | 63.12 | 8 | 0
2030 | NYISO_G-I_2_PJM_E | NYISO_G-I | PJM_E | Internal | Summer | B6 | 300 | 1500 | 0 | 57.69 | 51.7 | 8 | 0
2030 | NYISO_G-I_2_PJM_E | NYISO_G-I | PJM_E | Internal | Summer | B7 | 400 | 1500 | 0 | 43.82 | 45.93 | 8 | 0
2030 | NYISO_G-I_2_PJM_E | NYISO_G-I | PJM_E | Internal | Summer | B8 | 500 | 1500 | 0 | 43.82 | 44.84 | 8 | 0
2030 | NYISO_G-I_2_PJM_E | NYISO_G-I | PJM_E | Internal | Summer | B9 | 800 | 1500 | 0 | 42.83 | 41.49 | 8 | 0
2030 | NYISO_G-I_2_PJM_E | NYISO_G-I | PJM_E | Internal | Summer | B10 | 1262 | 1500 | 0 | 42.83 | 37.38 | 8 | 0
2030 | NYISO_G-I_2_PJM_E | NYISO_G-I | PJM_E | Internal | Winter | B16 | 25 | 1500 | 0 | 60.28 | 54.3 | 8 | 0
2030 | NYISO_G-I_2_PJM_E | NYISO_G-I | PJM_E | Internal | Winter | B17 | 100 | 1500 | 0 | 56.76 | 53.27 | 8 | 0
2030 | NYISO_G-I_2_PJM_E | NYISO_G-I | PJM_E | Internal | Winter | B18 | 400 | 1500 | 0 | 56.76 | 51.16 | 8 | 0
2030 | NYISO_G-I_2_PJM_E | NYISO_G-I | PJM_E | Internal | Winter | B19 | 700 | 1500 | 0 | 54.89 | 48.89 | 8 | 0
2030 | NYISO_G-I_2_PJM_E | NYISO_G-I | PJM_E | Internal | Winter | B20 | 935 | 1500 | 0 | 52.02 | 38.18 | 8 | 0
2030 | NYISO_J-K_2_NEISO | NYISO_J-K | NEISO | Internal | Shoulder | B11 | 25 | 0.01 | 0 | 47.52 | 42.32 | 3 | 0.71
2030 | NYISO_J-K_2_NEISO | NYISO_J-K | NEISO | Internal | Shoulder | B12 | 200 | 0.01 | 0 | 45.8 | 41.08 | 3 | 0.11
2030 | NYISO_J-K_2_NEISO | NYISO_J-K | NEISO | Internal | Shoulder | B13 | 600 | 0.01 | 0 | 45.8 | 41.08 | 3 | 0.04
2030 | NYISO_J-K_2_NEISO | NYISO_J-K | NEISO | Internal | Shoulder | B14 | 900 | 0.01 | 0 | 44.68 | 41.08 | 3 | 0.03
2030 | NYISO_J-K_2_NEISO | NYISO_J-K | NEISO | Internal | Shoulder | B15 | 1203 | 0.01 | 0 | 44.09 | 41.08 | 3 | 0.02
2030 | NYISO_J-K_2_NEISO | NYISO_J-K | NEISO | Internal | Summer | B1 | 10 | 0.01 | 0 | 92.11 | 63.3 | 3 | 1.75
2030 | NYISO_J-K_2_NEISO | NYISO_J-K | NEISO | Internal | Summer | B2 | 25 | 0.01 | 0 | 84.68 | 62.46 | 3 | 0.72
2030 | NYISO_J-K_2_NEISO | NYISO_J-K | NEISO | Internal | Summer | B3 | 75 | 0.01 | 0 | 65.79 | 54.55 | 3 | 0.28
2030 | NYISO_J-K_2_NEISO | NYISO_J-K | NEISO | Internal | Summer | B4 | 100 | 0.01 | 0 | 61.92 | 40.82 | 3 | 0.2
2030 | NYISO_J-K_2_NEISO | NYISO_J-K | NEISO | Internal | Summer | B5 | 200 | 0.01 | 0 | 58.34 | 40.82 | 3 | 0.1
2030 | NYISO_J-K_2_NEISO | NYISO_J-K | NEISO | Internal | Summer | B6 | 300 | 0.01 | 0 | 57.7 | 40.82 | 3 | 0.07
2030 | NYISO_J-K_2_NEISO | NYISO_J-K | NEISO | Internal | Summer | B7 | 400 | 0.01 | 0 | 43.84 | 40.82 | 3 | 0.06
2030 | NYISO_J-K_2_NEISO | NYISO_J-K | NEISO | Internal | Summer | B8 | 500 | 0.01 | 0 | 43.83 | 40.82 | 3 | 0.05
2030 | NYISO_J-K_2_NEISO | NYISO_J-K | NEISO | Internal | Summer | B9 | 800 | 0.01 | 0 | 42.84 | 39.83 | 3 | 0.03
2030 | NYISO_J-K_2_NEISO | NYISO_J-K | NEISO | Internal | Summer | B10 | 1262 | 0.01 | 0 | 42.84 | 40.82 | 3 | 0.02
2030 | NYISO_J-K_2_NEISO | NYISO_J-K | NEISO | Internal | Winter | B16 | 25 | 0.01 | 0 | 60.3 | 52.89 | 3 | 0.7
2030 | NYISO_J-K_2_NEISO | NYISO_J-K | NEISO | Internal | Winter | B17 | 100 | 0.01 | 0 | 56.77 | 50.02 | 3 | 0.22
2030 | NYISO_J-K_2_NEISO | NYISO_J-K | NEISO | Internal | Winter | B18 | 400 | 0.01 | 0 | 56.77 | 50.02 | 3 | 0.06
2030 | NYISO_J-K_2_NEISO | NYISO_J-K | NEISO | Internal | Winter | B19 | 700 | 0.01 | 0 | 56.77 | 50.02 | 3 | 0.03
2030 | NYISO_J-K_2_NEISO | NYISO_J-K | NEISO | Internal | Winter | B20 | 935 | 0.01 | 0 | 52.03 | 50.02 | 3 | 0.02
2030 | NYISO_J-K_2_NYISO_G-I | NYISO_J-K | NYISO_G-I | Internal | Shoulder | B11 | 25 | 1999 | 0.35 | 47.52 | 47.51 | 0.01 | 0
2030 | NYISO_J-K_2_NYISO_G-I | NYISO_J-K | NYISO_G-I | Internal | Shoulder | B12 | 200 | 1999 | 0.05 | 45.8 | 45.79 | 0.01 | 0
2030 | NYISO_J-K_2_NYISO_G-I | NYISO_J-K | NYISO_G-I | Internal | Shoulder | B13 | 600 | 1999 | 0.02 | 45.8 | 45.79 | 0.01 | 0
2030 | NYISO_J-K_2_NYISO_G-I | NYISO_J-K | NYISO_G-I | Internal | Shoulder | B14 | 900 | 1999 | 0.01 | 44.68 | 44.67 | 0.01 | 0
2030 | NYISO_J-K_2_NYISO_G-I | NYISO_J-K | NYISO_G-I | Internal | Shoulder | B15 | 1203 | 1999 | 0 | 44.09 | 44.08 | 0.01 | 0
2030 | NYISO_J-K_2_NYISO_G-I | NYISO_J-K | NYISO_G-I | Internal | Summer | B1 | 10 | 1999 | 0.84 | 92.11 | 92.1 | 0.01 | 0
2030 | NYISO_J-K_2_NYISO_G-I | NYISO_J-K | NYISO_G-I | Internal | Summer | B2 | 25 | 1999 | 0.35 | 84.68 | 84.66 | 0.01 | 0
2030 | NYISO_J-K_2_NYISO_G-I | NYISO_J-K | NYISO_G-I | Internal | Summer | B3 | 75 | 1999 | 0.12 | 65.79 | 65.78 | 0.01 | 0
2030 | NYISO_J-K_2_NYISO_G-I | NYISO_J-K | NYISO_G-I | Internal | Summer | B4 | 100 | 1999 | 0.09 | 61.92 | 61.91 | 0.01 | 0
2030 | NYISO_J-K_2_NYISO_G-I | NYISO_J-K | NYISO_G-I | Internal | Summer | B5 | 200 | 1999 | 0.05 | 58.34 | 58.33 | 0.01 | 0
2030 | NYISO_J-K_2_NYISO_G-I | NYISO_J-K | NYISO_G-I | Internal | Summer | B6 | 300 | 1999 | 0.03 | 57.7 | 57.69 | 0.01 | 0
2030 | NYISO_J-K_2_NYISO_G-I | NYISO_J-K | NYISO_G-I | Internal | Summer | B7 | 400 | 1999 | 0.02 | 43.84 | 43.82 | 0.01 | 0
2030 | NYISO_J-K_2_NYISO_G-I | NYISO_J-K | NYISO_G-I | Internal | Summer | B8 | 500 | 1999 | 0.02 | 43.83 | 43.82 | 0.01 | 0
2030 | NYISO_J-K_2_NYISO_G-I | NYISO_J-K | NYISO_G-I | Internal | Summer | B9 | 800 | 1999 | 0.01 | 42.84 | 42.83 | 0.01 | 0
2030 | NYISO_J-K_2_NYISO_G-I | NYISO_J-K | NYISO_G-I | Internal | Summer | B10 | 1262 | 1999 | 0 | 42.84 | 42.83 | 0.01 | 0
2030 | NYISO_J-K_2_NYISO_G-I | NYISO_J-K | NYISO_G-I | Internal | Winter | B16 | 25 | 1999 | 0.33 | 60.3 | 60.28 | 0.01 | 0
2030 | NYISO_J-K_2_NYISO_G-I | NYISO_J-K | NYISO_G-I | Internal | Winter | B17 | 100 | 1999 | 0.09 | 56.77 | 56.76 | 0.01 | 0
2030 | NYISO_J-K_2_NYISO_G-I | NYISO_J-K | NYISO_G-I | Internal | Winter | B18 | 400 | 1999 | 0.02 | 56.77 | 56.76 | 0.01 | 0
2030 | NYISO_J-K_2_NYISO_G-I | NYISO_J-K | NYISO_G-I | Internal | Winter | B19 | 700 | 1999 | 0 | 56.77 | 54.89 | 0.01 | 0
2030 | NYISO_J-K_2_NYISO_G-I | NYISO_J-K | NYISO_G-I | Internal | Winter | B20 | 935 | 1999 | 0.01 | 52.03 | 52.02 | 0.01 | 0
2030 | NYISO_J-K_2_PJM_E | NYISO_J-K | PJM_E | Internal | Shoulder | B11 | 25 | 0.01 | 0 | 47.52 | 53.31 | 8 | 0.87
2030 | NYISO_J-K_2_PJM_E | NYISO_J-K | PJM_E | Internal | Shoulder | B12 | 200 | 0.01 | 0 | 45.8 | 47.86 | 8 | 0.11
2030 | NYISO_J-K_2_PJM_E | NYISO_J-K | PJM_E | Internal | Shoulder | B13 | 600 | 0.01 | 0 | 45.8 | 47.46 | 8 | 0.04
2030 | NYISO_J-K_2_PJM_E | NYISO_J-K | PJM_E | Internal | Shoulder | B14 | 900 | 0.01 | 0 | 44.68 | 46.35 | 8 | 0.03
2030 | NYISO_J-K_2_PJM_E | NYISO_J-K | PJM_E | Internal | Shoulder | B15 | 1203 | 0.01 | 0 | 44.09 | 41.93 | 8 | 0.02
2030 | NYISO_J-K_2_PJM_E | NYISO_J-K | PJM_E | Internal | Summer | B1 | 10 | 0.01 | 0 | 92.11 | 79.42 | 8 | 1.82
2030 | NYISO_J-K_2_PJM_E | NYISO_J-K | PJM_E | Internal | Summer | B2 | 25 | 0.01 | 0 | 84.68 | 78.66 | 8 | 0.71
2030 | NYISO_J-K_2_PJM_E | NYISO_J-K | PJM_E | Internal | Summer | B3 | 75 | 0.01 | 0 | 65.79 | 73.78 | 8 | 0.48
2030 | NYISO_J-K_2_PJM_E | NYISO_J-K | PJM_E | Internal | Summer | B4 | 100 | 0.01 | 0 | 61.92 | 73.78 | 8 | 4.07
2030 | NYISO_J-K_2_PJM_E | NYISO_J-K | PJM_E | Internal | Summer | B5 | 200 | 0.01 | 0 | 58.34 | 63.12 | 8 | 0.12
2030 | NYISO_J-K_2_PJM_E | NYISO_J-K | PJM_E | Internal | Summer | B6 | 300 | 0.01 | 0 | 57.7 | 51.7 | 8 | 0.07
2030 | NYISO_J-K_2_PJM_E | NYISO_J-K | PJM_E | Internal | Summer | B7 | 400 | 0.01 | 0 | 43.84 | 45.93 | 8 | 0.06
2030 | NYISO_J-K_2_PJM_E | NYISO_J-K | PJM_E | Internal | Summer | B8 | 500 | 0.01 | 0 | 43.83 | 44.84 | 8 | 0.05
2030 | NYISO_J-K_2_PJM_E | NYISO_J-K | PJM_E | Internal | Summer | B9 | 800 | 0.01 | 0 | 42.84 | 41.49 | 8 | 0.03
2030 | NYISO_J-K_2_PJM_E | NYISO_J-K | PJM_E | Internal | Summer | B10 | 1262 | 0.01 | 0 | 42.84 | 37.38 | 8 | 0.02
2030 | NYISO_J-K_2_PJM_E | NYISO_J-K | PJM_E | Internal | Winter | B16 | 25 | 0.01 | 0 | 60.3 | 54.3 | 8 | 0.71
2030 | NYISO_J-K_2_PJM_E | NYISO_J-K | PJM_E | Internal | Winter | B17 | 100 | 0.01 | 0 | 56.77 | 53.27 | 8 | 0.21
2030 | NYISO_J-K_2_PJM_E | NYISO_J-K | PJM_E | Internal | Winter | B18 | 400 | 0.01 | 0 | 56.77 | 51.16 | 8 | 0.05
2030 | NYISO_J-K_2_PJM_E | NYISO_J-K | PJM_E | Internal | Winter | B19 | 700 | 0.01 | 0 | 56.77 | 48.89 | 8 | 0.03
2030 | NYISO_J-K_2_PJM_E | NYISO_J-K | PJM_E | Internal | Winter | B20 | 935 | 0.01 | 0 | 52.03 | 38.18 | 8 | 0.02
2030 | PJM_E_2_NYISO_G-I | PJM_E | NYISO_G-I | Internal | Shoulder | B11 | 25 | 500 | 0 | 53.31 | 47.51 | 6 | 0
2030 | PJM_E_2_NYISO_G-I | PJM_E | NYISO_G-I | Internal | Shoulder | B12 | 200 | 500 | 0 | 47.86 | 45.79 | 6 | 0
2030 | PJM_E_2_NYISO_G-I | PJM_E | NYISO_G-I | Internal | Shoulder | B13 | 600 | 500 | 0 | 47.46 | 45.79 | 6 | 0
2030 | PJM_E_2_NYISO_G-I | PJM_E | NYISO_G-I | Internal | Shoulder | B14 | 900 | 500 | 0 | 46.35 | 44.67 | 6 | 0
2030 | PJM_E_2_NYISO_G-I | PJM_E | NYISO_G-I | Internal | Shoulder | B15 | 1203 | 500 | 0 | 41.93 | 44.08 | 6 | 0
2030 | PJM_E_2_NYISO_G-I | PJM_E | NYISO_G-I | Internal | Summer | B1 | 10 | 500 | 500 | 79.42 | 92.1 | 6 | 6.68
2030 | PJM_E_2_NYISO_G-I | PJM_E | NYISO_G-I | Internal | Summer | B2 | 25 | 500 | 170.07 | 78.66 | 84.66 | 6 | 0
2030 | PJM_E_2_NYISO_G-I | PJM_E | NYISO_G-I | Internal | Summer | B3 | 75 | 500 | 0 | 73.78 | 65.78 | 6 | 0
2030 | PJM_E_2_NYISO_G-I | PJM_E | NYISO_G-I | Internal | Summer | B4 | 100 | 500 | 0 | 73.78 | 61.91 | 6 | 0
2030 | PJM_E_2_NYISO_G-I | PJM_E | NYISO_G-I | Internal | Summer | B5 | 200 | 500 | 0 | 63.12 | 58.33 | 6 | 0
2030 | PJM_E_2_NYISO_G-I | PJM_E | NYISO_G-I | Internal | Summer | B6 | 300 | 500 | 0.06 | 51.7 | 57.69 | 6 | 0
2030 | PJM_E_2_NYISO_G-I | PJM_E | NYISO_G-I | Internal | Summer | B7 | 400 | 500 | 0 | 45.93 | 43.82 | 6 | 0
2030 | PJM_E_2_NYISO_G-I | PJM_E | NYISO_G-I | Internal | Summer | B8 | 500 | 500 | 0 | 44.84 | 43.82 | 6 | 0
2030 | PJM_E_2_NYISO_G-I | PJM_E | NYISO_G-I | Internal | Summer | B9 | 800 | 500 | 0 | 41.49 | 42.83 | 6 | 0
2030 | PJM_E_2_NYISO_G-I | PJM_E | NYISO_G-I | Internal | Summer | B10 | 1262 | 500 | 0 | 37.38 | 42.83 | 6 | 0
2030 | PJM_E_2_NYISO_G-I | PJM_E | NYISO_G-I | Internal | Winter | B16 | 25 | 500 | 0.71 | 54.3 | 60.28 | 6 | 0
2030 | PJM_E_2_NYISO_G-I | PJM_E | NYISO_G-I | Internal | Winter | B17 | 100 | 500 | 0 | 53.27 | 56.76 | 6 | 0
2030 | PJM_E_2_NYISO_G-I | PJM_E | NYISO_G-I | Internal | Winter | B18 | 400 | 500 | 0 | 51.16 | 56.76 | 6 | 0
2030 | PJM_E_2_NYISO_G-I | PJM_E | NYISO_G-I | Internal | Winter | B19 | 700 | 500 | 187.71 | 48.89 | 54.89 | 6 | 0
2030 | PJM_E_2_NYISO_G-I | PJM_E | NYISO_G-I | Internal | Winter | B20 | 935 | 500 | 500 | 38.18 | 52.02 | 6 | 7.85
2030 | PJM_E_2_NYISO_J-K | PJM_E | NYISO_J-K | Internal | Shoulder | B11 | 25 | 330 | 0 | 53.31 | 47.52 | 6 | 0
2030 | PJM_E_2_NYISO_J-K | PJM_E | NYISO_J-K | Internal | Shoulder | B12 | 200 | 330 | 0 | 47.86 | 45.8 | 6 | 0
2030 | PJM_E_2_NYISO_J-K | PJM_E | NYISO_J-K | Internal | Shoulder | B13 | 600 | 330 | 0 | 47.46 | 45.8 | 6 | 0
2030 | PJM_E_2_NYISO_J-K | PJM_E | NYISO_J-K | Internal | Shoulder | B14 | 900 | 330 | 0 | 46.35 | 44.68 | 6 | 0
2030 | PJM_E_2_NYISO_J-K | PJM_E | NYISO_J-K | Internal | Shoulder | B15 | 1203 | 330 | 0 | 41.93 | 44.09 | 6 | 0
2030 | PJM_E_2_NYISO_J-K | PJM_E | NYISO_J-K | Internal | Summer | B1 | 10 | 330 | 330 | 79.42 | 92.11 | 6 | 6.69
2030 | PJM_E_2_NYISO_J-K | PJM_E | NYISO_J-K | Internal | Summer | B2 | 25 | 330 | 329.34 | 78.66 | 84.68 | 6 | 0.01
2030 | PJM_E_2_NYISO_J-K | PJM_E | NYISO_J-K | Internal | Summer | B3 | 75 | 330 | 0 | 73.78 | 65.79 | 6 | 0
2030 | PJM_E_2_NYISO_J-K | PJM_E | NYISO_J-K | Internal | Summer | B4 | 100 | 330 | 0 | 73.78 | 61.92 | 6 | 0
2030 | PJM_E_2_NYISO_J-K | PJM_E | NYISO_J-K | Internal | Summer | B5 | 200 | 330 | 0 | 63.12 | 58.34 | 6 | 0
2030 | PJM_E_2_NYISO_J-K | PJM_E | NYISO_J-K | Internal | Summer | B6 | 300 | 330 | 112.78 | 51.7 | 57.7 | 6 | 0
2030 | PJM_E_2_NYISO_J-K | PJM_E | NYISO_J-K | Internal | Summer | B7 | 400 | 330 | 0 | 45.93 | 43.84 | 6 | 0
2030 | PJM_E_2_NYISO_J-K | PJM_E | NYISO_J-K | Internal | Summer | B8 | 500 | 330 | 0 | 44.84 | 43.83 | 6 | 0
2030 | PJM_E_2_NYISO_J-K | PJM_E | NYISO_J-K | Internal | Summer | B9 | 800 | 330 | 0 | 41.49 | 42.84 | 6 | 0
2030 | PJM_E_2_NYISO_J-K | PJM_E | NYISO_J-K | Internal | Summer | B10 | 1262 | 330 | 0 | 37.38 | 42.84 | 6 | 0
2030 | PJM_E_2_NYISO_J-K | PJM_E | NYISO_J-K | Internal | Winter | B16 | 25 | 330 | 283.64 | 54.3 | 60.3 | 6 | 0
2030 | PJM_E_2_NYISO_J-K | PJM_E | NYISO_J-K | Internal | Winter | B17 | 100 | 330 | 0 | 53.27 | 56.77 | 6 | 0
2030 | PJM_E_2_NYISO_J-K | PJM_E | NYISO_J-K | Internal | Winter | B18 | 400 | 330 | 0 | 51.16 | 56.77 | 6 | 0
2030 | PJM_E_2_NYISO_J-K | PJM_E | NYISO_J-K | Internal | Winter | B19 | 700 | 330 | 330 | 48.89 | 56.77 | 6 | 1.88
2030 | PJM_E_2_NYISO_J-K | PJM_E | NYISO_J-K | Internal | Winter | B20 | 935 | 330 | 330 | 38.18 | 52.03 | 6 | 7.86
2030 | PJM_E_2_PJM_ROM | PJM_E | PJM_ROM | Internal | Shoulder | B11 | 25 | 8000 | 4831.83 | 53.31 | 53.32 | 0.01 | 0
2030 | PJM_E_2_PJM_ROM | PJM_E | PJM_ROM | Internal | Shoulder | B12 | 200 | 8000 | 1828.77 | 47.86 | 47.87 | 0.01 | 0
2030 | PJM_E_2_PJM_ROM | PJM_E | PJM_ROM | Internal | Shoulder | B13 | 600 | 8000 | 298.31 | 47.46 | 47.47 | 0.01 | 0
2030 | PJM_E_2_PJM_ROM | PJM_E | PJM_ROM | Internal | Shoulder | B14 | 900 | 8000 | 0.01 | 46.35 | 46.34 | 0.01 | 0
2030 | PJM_E_2_PJM_ROM | PJM_E | PJM_ROM | Internal | Shoulder | B15 | 1203 | 8000 | 0 | 41.93 | 41.92 | 0.01 | 0
2030 | PJM_E_2_PJM_ROM | PJM_E | PJM_ROM | Internal | Summer | B1 | 10 | 8000 | 0.9 | 79.42 | 79.41 | 0.01 | 0
2030 | PJM_E_2_PJM_ROM | PJM_E | PJM_ROM | Internal | Summer | B2 | 25 | 8000 | 0.38 | 78.66 | 78.65 | 0.01 | 0
2030 | PJM_E_2_PJM_ROM | PJM_E | PJM_ROM | Internal | Summer | B3 | 75 | 8000 | 1972.62 | 73.78 | 73.79 | 0.01 | 0
2030 | PJM_E_2_PJM_ROM | PJM_E | PJM_ROM | Internal | Summer | B4 | 100 | 8000 | 4007.39 | 73.78 | 73.79 | 0.01 | 0
2030 | PJM_E_2_PJM_ROM | PJM_E | PJM_ROM | Internal | Summer | B5 | 200 | 8000 | 1130.4 | 63.12 | 63.13 | 0.01 | 0
2030 | PJM_E_2_PJM_ROM | PJM_E | PJM_ROM | Internal | Summer | B6 | 300 | 8000 | 1741.39 | 51.7 | 51.71 | 0.01 | 0
2030 | PJM_E_2_PJM_ROM | PJM_E | PJM_ROM | Internal | Summer | B7 | 400 | 8000 | 766.07 | 45.93 | 45.94 | 0.01 | 0
2030 | PJM_E_2_PJM_ROM | PJM_E | PJM_ROM | Internal | Summer | B8 | 500 | 8000 | 0.02 | 44.84 | 44.83 | 0.01 | 0
2030 | PJM_E_2_PJM_ROM | PJM_E | PJM_ROM | Internal | Summer | B9 | 800 | 8000 | 0.01 | 41.49 | 41.47 | 0.01 | 0
2030 | PJM_E_2_PJM_ROM | PJM_E | PJM_ROM | Internal | Summer | B10 | 1262 | 8000 | 0 | 37.38 | 37.37 | 0.01 | 0
2030 | PJM_E_2_PJM_ROM | PJM_E | PJM_ROM | Internal | Winter | B16 | 25 | 8000 | 0.39 | 54.3 | 54.28 | 0.01 | 0
2030 | PJM_E_2_PJM_ROM | PJM_E | PJM_ROM | Internal | Winter | B17 | 100 | 8000 | 0.1 | 53.27 | 53.26 | 0.01 | 0
2030 | PJM_E_2_PJM_ROM | PJM_E | PJM_ROM | Internal | Winter | B18 | 400 | 8000 | 0.02 | 51.16 | 51.15 | 0.01 | 0
2030 | PJM_E_2_PJM_ROM | PJM_E | PJM_ROM | Internal | Winter | B19 | 700 | 8000 | 0.01 | 48.89 | 48.88 | 0.01 | 0
2030 | PJM_E_2_PJM_ROM | PJM_E | PJM_ROM | Internal | Winter | B20 | 935 | 8000 | 0.01 | 38.18 | 38.16 | 0.01 | 0
2030 | PJM_ROR_2_MISO_IN | PJM_ROR | MISO_IN | Internal | Shoulder | B11 | 25 | 909 | 908.22 | 53.33 | 55.34 | 2 | 0.01
2030 | PJM_ROR_2_MISO_IN | PJM_ROR | MISO_IN | Internal | Shoulder | B12 | 200 | 909 | 0 | 47.88 | 47.98 | 2 | 0
2030 | PJM_ROR_2_MISO_IN | PJM_ROR | MISO_IN | Internal | Shoulder | B13 | 600 | 909 | 0 | 47.48 | 46.71 | 2 | 0
2030 | PJM_ROR_2_MISO_IN | PJM_ROR | MISO_IN | Internal | Shoulder | B14 | 900 | 909 | 0 | 46.33 | 45.14 | 2 | 0
2030 | PJM_ROR_2_MISO_IN | PJM_ROR | MISO_IN | Internal | Shoulder | B15 | 1203 | 909 | 0 | 41.91 | 40.16 | 2 | 0
2030 | PJM_ROR_2_MISO_IN | PJM_ROR | MISO_IN | Internal | Summer | B1 | 10 | 909 | 0 | 79.4 | 77.4 | 2 | 0
2030 | PJM_ROR_2_MISO_IN | PJM_ROR | MISO_IN | Internal | Summer | B2 | 25 | 909 | 0 | 78.64 | 76.81 | 2 | 0
2030 | PJM_ROR_2_MISO_IN | PJM_ROR | MISO_IN | Internal | Summer | B3 | 75 | 909 | 0 | 73.8 | 75.01 | 2 | 0
2030 | PJM_ROR_2_MISO_IN | PJM_ROR | MISO_IN | Internal | Summer | B4 | 100 | 909 | 0 | 73.8 | 74.99 | 2 | 0
2030 | PJM_ROR_2_MISO_IN | PJM_ROR | MISO_IN | Internal | Summer | B5 | 200 | 909 | 49.64 | 63.14 | 65.14 | 2 | 0
2030 | PJM_ROR_2_MISO_IN | PJM_ROR | MISO_IN | Internal | Summer | B6 | 300 | 909 | 0 | 51.73 | 49.76 | 2 | 0
2030 | PJM_ROR_2_MISO_IN | PJM_ROR | MISO_IN | Internal | Summer | B7 | 400 | 909 | 0 | 45.95 | 45.14 | 2 | 0
2030 | PJM_ROR_2_MISO_IN | PJM_ROR | MISO_IN | Internal | Summer | B8 | 500 | 909 | 0 | 44.82 | 43.65 | 2 | 0
2030 | PJM_ROR_2_MISO_IN | PJM_ROR | MISO_IN | Internal | Summer | B9 | 800 | 909 | 0 | 41.46 | 39.93 | 2 | 0
2030 | PJM_ROR_2_MISO_IN | PJM_ROR | MISO_IN | Internal | Summer | B10 | 1262 | 909 | 0 | 37.35 | 35.54 | 2 | 0
2030 | PJM_ROR_2_MISO_IN | PJM_ROR | MISO_IN | Internal | Winter | B16 | 25 | 909 | 0 | 54.27 | 52.86 | 2 | 0
2030 | PJM_ROR_2_MISO_IN | PJM_ROR | MISO_IN | Internal | Winter | B17 | 100 | 909 | 0 | 53.24 | 51.27 | 2 | 0
2030 | PJM_ROR_2_MISO_IN | PJM_ROR | MISO_IN | Internal | Winter | B18 | 400 | 909 | 0 | 51.13 | 49.15 | 2 | 0
2030 | PJM_ROR_2_MISO_IN | PJM_ROR | MISO_IN | Internal | Winter | B19 | 700 | 909 | 0 | 48.86 | 47.56 | 2 | 0
2030 | PJM_ROR_2_MISO_IN | PJM_ROR | MISO_IN | Internal | Winter | B20 | 935 | 909 | 0 | 38.15 | 37.42 | 2 | 0
2030 | PJM_ROR_2_MISO_MI | PJM_ROR | MISO_MI | Internal | Shoulder | B11 | 25 | 1305 | 352.26 | 53.33 | 55.33 | 2 | 0
2030 | PJM_ROR_2_MISO_MI | PJM_ROR | MISO_MI | Internal | Shoulder | B12 | 200 | 1305 | 0 | 47.88 | 47.99 | 2 | 0
2030 | PJM_ROR_2_MISO_MI | PJM_ROR | MISO_MI | Internal | Shoulder | B13 | 600 | 1305 | 0 | 47.48 | 46.72 | 2 | 0
2030 | PJM_ROR_2_MISO_MI | PJM_ROR | MISO_MI | Internal | Shoulder | B14 | 900 | 1305 | 0 | 46.33 | 45.16 | 2 | 0
2030 | PJM_ROR_2_MISO_MI | PJM_ROR | MISO_MI | Internal | Shoulder | B15 | 1203 | 1305 | 0 | 41.91 | 40.16 | 2 | 0
2030 | PJM_ROR_2_MISO_MI | PJM_ROR | MISO_MI | Internal | Summer | B1 | 10 | 1305 | 0 | 79.4 | 77.4 | 2 | 0
2030 | PJM_ROR_2_MISO_MI | PJM_ROR | MISO_MI | Internal | Summer | B2 | 25 | 1305 | 0 | 78.64 | 76.8 | 2 | 0
2030 | PJM_ROR_2_MISO_MI | PJM_ROR | MISO_MI | Internal | Summer | B3 | 75 | 1305 | 0 | 73.8 | 75 | 2 | 0
2030 | PJM_ROR_2_MISO_MI | PJM_ROR | MISO_MI | Internal | Summer | B4 | 100 | 1305 | 0 | 73.8 | 74.97 | 2 | 0
2030 | PJM_ROR_2_MISO_MI | PJM_ROR | MISO_MI | Internal | Summer | B5 | 200 | 1305 | 0.08 | 63.14 | 65.13 | 2 | 0
2030 | PJM_ROR_2_MISO_MI | PJM_ROR | MISO_MI | Internal | Summer | B6 | 300 | 1305 | 0 | 51.73 | 49.77 | 2 | 0
2030 | PJM_ROR_2_MISO_MI | PJM_ROR | MISO_MI | Internal | Summer | B7 | 400 | 1305 | 0 | 45.95 | 45.16 | 2 | 0
2030 | PJM_ROR_2_MISO_MI | PJM_ROR | MISO_MI | Internal | Summer | B8 | 500 | 1305 | 0 | 44.82 | 43.66 | 2 | 0
2030 | PJM_ROR_2_MISO_MI | PJM_ROR | MISO_MI | Internal | Summer | B9 | 800 | 1305 | 0 | 41.46 | 39.94 | 2 | 0
2030 | PJM_ROR_2_MISO_MI | PJM_ROR | MISO_MI | Internal | Summer | B10 | 1262 | 1305 | 0 | 37.35 | 35.55 | 2 | 0
2030 | PJM_ROR_2_MISO_MI | PJM_ROR | MISO_MI | Internal | Winter | B16 | 25 | 1305 | 0 | 54.27 | 52.85 | 2 | 0
2030 | PJM_ROR_2_MISO_MI | PJM_ROR | MISO_MI | Internal | Winter | B17 | 100 | 1305 | 0 | 53.24 | 51.28 | 2 | 0
2030 | PJM_ROR_2_MISO_MI | PJM_ROR | MISO_MI | Internal | Winter | B18 | 400 | 1305 | 0 | 51.13 | 49.16 | 2 | 0
2030 | PJM_ROR_2_MISO_MI | PJM_ROR | MISO_MI | Internal | Winter | B19 | 700 | 1305 | 0 | 48.86 | 47.57 | 2 | 0
2030 | PJM_ROR_2_MISO_MI | PJM_ROR | MISO_MI | Internal | Winter | B20 | 935 | 1305 | 0 | 38.15 | 37.43 | 2 | 0
2030 | PJM_ROR_2_MISO_MO-IL | PJM_ROR | MISO_MO-IL | Internal | Shoulder | B11 | 25 | 1111 | 224.75 | 53.33 | 55.33 | 2 | 0
2030 | PJM_ROR_2_MISO_MO-IL | PJM_ROR | MISO_MO-IL | Internal | Shoulder | B12 | 200 | 1111 | 0 | 47.88 | 47.88 | 2 | 0
2030 | PJM_ROR_2_MISO_MO-IL | PJM_ROR | MISO_MO-IL | Internal | Shoulder | B13 | 600 | 1111 | 0 | 47.48 | 46.7 | 2 | 0
2030 | PJM_ROR_2_MISO_MO-IL | PJM_ROR | MISO_MO-IL | Internal | Shoulder | B14 | 900 | 1111 | 0 | 46.33 | 45.13 | 2 | 0
2030 | PJM_ROR_2_MISO_MO-IL | PJM_ROR | MISO_MO-IL | Internal | Shoulder | B15 | 1203 | 1111 | 0 | 41.91 | 40.17 | 2 | 0
2030 | PJM_ROR_2_MISO_MO-IL | PJM_ROR | MISO_MO-IL | Internal | Summer | B1 | 10 | 1111 | 0 | 79.4 | 77.4 | 2 | 0
2030 | PJM_ROR_2_MISO_MO-IL | PJM_ROR | MISO_MO-IL | Internal | Summer | B2 | 25 | 1111 | 0 | 78.64 | 76.64 | 2 | 0
2030 | PJM_ROR_2_MISO_MO-IL | PJM_ROR | MISO_MO-IL | Internal | Summer | B3 | 75 | 1111 | 0 | 73.8 | 75 | 2 | 0
2030 | PJM_ROR_2_MISO_MO-IL | PJM_ROR | MISO_MO-IL | Internal | Summer | B4 | 100 | 1111 | 0 | 73.8 | 75 | 2 | 0
2030 | PJM_ROR_2_MISO_MO-IL | PJM_ROR | MISO_MO-IL | Internal | Summer | B5 | 200 | 1111 | 0.09 | 63.14 | 65.13 | 2 | 0
2030 | PJM_ROR_2_MISO_MO-IL | PJM_ROR | MISO_MO-IL | Internal | Summer | B6 | 300 | 1111 | 0 | 51.73 | 49.75 | 2 | 0
2030 | PJM_ROR_2_MISO_MO-IL | PJM_ROR | MISO_MO-IL | Internal | Summer | B7 | 400 | 1111 | 0 | 45.95 | 45.13 | 2 | 0
2030 | PJM_ROR_2_MISO_MO-IL | PJM_ROR | MISO_MO-IL | Internal | Summer | B8 | 500 | 1111 | 0 | 44.82 | 43.64 | 2 | 0
2030 | PJM_ROR_2_MISO_MO-IL | PJM_ROR | MISO_MO-IL | Internal | Summer | B9 | 800 | 1111 | 0 | 41.46 | 39.92 | 2 | 0
2030 | PJM_ROR_2_MISO_MO-IL | PJM_ROR | MISO_MO-IL | Internal | Summer | B10 | 1262 | 1111 | 0 | 37.35 | 35.54 | 2 | 0
2030 | PJM_ROR_2_MISO_MO-IL | PJM_ROR | MISO_MO-IL | Internal | Winter | B16 | 25 | 1111 | 0 | 54.27 | 52.28 | 2 | 0
2030 | PJM_ROR_2_MISO_MO-IL | PJM_ROR | MISO_MO-IL | Internal | Winter | B17 | 100 | 1111 | 0 | 53.24 | 51.26 | 2 | 0
2030 | PJM_ROR_2_MISO_MO-IL | PJM_ROR | MISO_MO-IL | Internal | Winter | B18 | 400 | 1111 | 0 | 51.13 | 49.13 | 2 | 0
2030 | PJM_ROR_2_MISO_MO-IL | PJM_ROR | MISO_MO-IL | Internal | Winter | B19 | 700 | 1111 | 0 | 48.86 | 47.54 | 2 | 0
2030 | PJM_ROR_2_MISO_MO-IL | PJM_ROR | MISO_MO-IL | Internal | Winter | B20 | 935 | 1111 | 0 | 38.15 | 37.43 | 2 | 0
2030 | PJM_ROR_2_MISO_W | PJM_ROR | MISO_W | Internal | Shoulder | B11 | 25 | 709 | 0.64 | 53.33 | 55.32 | 2 | 0
2030 | PJM_ROR_2_MISO_W | PJM_ROR | MISO_W | Internal | Shoulder | B12 | 200 | 709 | 0 | 47.88 | 47.86 | 2 | 0
2030 | PJM_ROR_2_MISO_W | PJM_ROR | MISO_W | Internal | Shoulder | B13 | 600 | 709 | 0 | 47.48 | 46.73 | 2 | 0
2030 | PJM_ROR_2_MISO_W | PJM_ROR | MISO_W | Internal | Shoulder | B14 | 900 | 709 | 0 | 46.33 | 45.16 | 2 | 0
2030 | PJM_ROR_2_MISO_W | PJM_ROR | MISO_W | Internal | Shoulder | B15 | 1203 | 709 | 0 | 41.91 | 40.18 | 2 | 0
2030 | PJM_ROR_2_MISO_W | PJM_ROR | MISO_W | Internal | Summer | B1 | 10 | 709 | 0 | 79.4 | 77.39 | 2 | 0
2030 | PJM_ROR_2_MISO_W | PJM_ROR | MISO_W | Internal | Summer | B2 | 25 | 709 | 0 | 78.64 | 76.63 | 2 | 0
2030 | PJM_ROR_2_MISO_W | PJM_ROR | MISO_W | Internal | Summer | B3 | 75 | 709 | 640.23 | 73.8 | 75.8 | 2 | 0
2030 | PJM_ROR_2_MISO_W | PJM_ROR | MISO_W | Internal | Summer | B4 | 100 | 709 | 0 | 73.8 | 75.01 | 2 | 0
2030 | PJM_ROR_2_MISO_W | PJM_ROR | MISO_W | Internal | Summer | B5 | 200 | 709 | 15.22 | 63.14 | 65.14 | 2 | 0
2030 | PJM_ROR_2_MISO_W | PJM_ROR | MISO_W | Internal | Summer | B6 | 300 | 709 | 0 | 51.73 | 49.74 | 2 | 0
2030 | PJM_ROR_2_MISO_W | PJM_ROR | MISO_W | Internal | Summer | B7 | 400 | 709 | 0 | 45.95 | 45.14 | 2 | 0
2030 | PJM_ROR_2_MISO_W | PJM_ROR | MISO_W | Internal | Summer | B8 | 500 | 709 | 0 | 44.82 | 43.65 | 2 | 0
2030 | PJM_ROR_2_MISO_W | PJM_ROR | MISO_W | Internal | Summer | B9 | 800 | 709 | 0 | 41.46 | 39.93 | 2 | 0
2030 | PJM_ROR_2_MISO_W | PJM_ROR | MISO_W | Internal | Summer | B10 | 1262 | 709 | 0 | 37.35 | 35.53 | 2 | 0
2030 | PJM_ROR_2_MISO_W | PJM_ROR | MISO_W | Internal | Winter | B16 | 25 | 709 | 0 | 54.27 | 52.27 | 2 | 0
2030 | PJM_ROR_2_MISO_W | PJM_ROR | MISO_W | Internal | Winter | B17 | 100 | 709 | 0 | 53.24 | 51.24 | 2 | 0
2030 | PJM_ROR_2_MISO_W | PJM_ROR | MISO_W | Internal | Winter | B18 | 400 | 709 | 0 | 51.13 | 49.14 | 2 | 0
2030 | PJM_ROR_2_MISO_W | PJM_ROR | MISO_W | Internal | Winter | B19 | 700 | 709 | 0 | 48.86 | 47.61 | 2 | 0
2030 | PJM_ROR_2_MISO_W | PJM_ROR | MISO_W | Internal | Winter | B20 | 935 | 709 | 0 | 38.15 | 37.42 | 2 | 0
2030 | PJM_ROR_2_MISO_WUMS | PJM_ROR | MISO_WUMS | Internal | Shoulder | B11 | 25 | 1467 | 55.9 | 53.33 | 55.33 | 2 | 0
2030 | PJM_ROR_2_MISO_WUMS | PJM_ROR | MISO_WUMS | Internal | Shoulder | B12 | 200 | 1467 | 0 | 47.88 | 47.88 | 2 | 0
2030 | PJM_ROR_2_MISO_WUMS | PJM_ROR | MISO_WUMS | Internal | Shoulder | B13 | 600 | 1467 | 0 | 47.48 | 46.71 | 2 | 0
2030 | PJM_ROR_2_MISO_WUMS | PJM_ROR | MISO_WUMS | Internal | Shoulder | B14 | 900 | 1467 | 0 | 46.33 | 45.17 | 2 | 0
2030 | PJM_ROR_2_MISO_WUMS | PJM_ROR | MISO_WUMS | Internal | Shoulder | B15 | 1203 | 1467 | 0 | 41.91 | 40.19 | 2 | 0
2030 | PJM_ROR_2_MISO_WUMS | PJM_ROR | MISO_WUMS | Internal | Summer | B1 | 10 | 1467 | 0 | 79.4 | 77.4 | 2 | 0
2030 | PJM_ROR_2_MISO_WUMS | PJM_ROR | MISO_WUMS | Internal | Summer | B2 | 25 | 1467 | 0 | 78.64 | 76.64 | 2 | 0
2030 | PJM_ROR_2_MISO_WUMS | PJM_ROR | MISO_WUMS | Internal | Summer | B3 | 75 | 1467 | 930.9 | 73.8 | 75.8 | 2 | 0
2030 | PJM_ROR_2_MISO_WUMS | PJM_ROR | MISO_WUMS | Internal | Summer | B4 | 100 | 1467 | 0 | 73.8 | 75.02 | 2 | 0
2030 | PJM_ROR_2_MISO_WUMS | PJM_ROR | MISO_WUMS | Internal | Summer | B5 | 200 | 1467 | 0.08 | 63.14 | 65.13 | 2 | 0
2030 | PJM_ROR_2_MISO_WUMS | PJM_ROR | MISO_WUMS | Internal | Summer | B6 | 300 | 1467 | 0 | 51.73 | 49.73 | 2 | 0
2030 | PJM_ROR_2_MISO_WUMS | PJM_ROR | MISO_WUMS | Internal | Summer | B7 | 400 | 1467 | 0 | 45.95 | 45.13 | 2 | 0
2030 | PJM_ROR_2_MISO_WUMS | PJM_ROR | MISO_WUMS | Internal | Summer | B8 | 500 | 1467 | 0 | 44.82 | 43.66 | 2 | 0
2030 | PJM_ROR_2_MISO_WUMS | PJM_ROR | MISO_WUMS | Internal | Summer | B9 | 800 | 1467 | 0 | 41.46 | 41.18 | 2 | 0
2030 | PJM_ROR_2_MISO_WUMS | PJM_ROR | MISO_WUMS | Internal | Summer | B10 | 1262 | 1467 | 0 | 37.35 | 35.54 | 2 | 0
2030 | PJM_ROR_2_MISO_WUMS | PJM_ROR | MISO_WUMS | Internal | Winter | B16 | 25 | 1467 | 0 | 54.27 | 52.28 | 2 | 0
2030 | PJM_ROR_2_MISO_WUMS | PJM_ROR | MISO_WUMS | Internal | Winter | B17 | 100 | 1467 | 0 | 53.24 | 51.24 | 2 | 0
2030 | PJM_ROR_2_MISO_WUMS | PJM_ROR | MISO_WUMS | Internal | Winter | B18 | 400 | 1467 | 0 | 51.13 | 49.13 | 2 | 0
2030 | PJM_ROR_2_MISO_WUMS | PJM_ROR | MISO_WUMS | Internal | Winter | B19 | 700 | 1467 | 0 | 48.86 | 47.62 | 2 | 0
2030 | PJM_ROR_2_MISO_WUMS | PJM_ROR | MISO_WUMS | Internal | Winter | B20 | 935 | 1467 | 0 | 38.15 | 37.43 | 2 | 0
2030 | PJM_ROR_2_PJM_ROM | PJM_ROR | PJM_ROM | Internal | Shoulder | B11 | 25 | 8000 | 0.35 | 53.33 | 53.32 | 0.01 | 0
2030 | PJM_ROR_2_PJM_ROM | PJM_ROR | PJM_ROM | Internal | Shoulder | B12 | 200 | 8000 | 0.05 | 47.88 | 47.87 | 0.01 | 0
2030 | PJM_ROR_2_PJM_ROM | PJM_ROR | PJM_ROM | Internal | Shoulder | B13 | 600 | 8000 | 0.02 | 47.48 | 47.47 | 0.01 | 0
2030 | PJM_ROR_2_PJM_ROM | PJM_ROR | PJM_ROM | Internal | Shoulder | B14 | 900 | 8000 | 1210.07 | 46.33 | 46.34 | 0.01 | 0
2030 | PJM_ROR_2_PJM_ROM | PJM_ROR | PJM_ROM | Internal | Shoulder | B15 | 1203 | 8000 | 2192.72 | 41.91 | 41.92 | 0.01 | 0
2030 | PJM_ROR_2_PJM_ROM | PJM_ROR | PJM_ROM | Internal | Summer | B1 | 10 | 8000 | 3974.16 | 79.4 | 79.41 | 0.01 | 0
2030 | PJM_ROR_2_PJM_ROM | PJM_ROR | PJM_ROM | Internal | Summer | B2 | 25 | 8000 | 2497.22 | 78.64 | 78.65 | 0.01 | 0
2030 | PJM_ROR_2_PJM_ROM | PJM_ROR | PJM_ROM | Internal | Summer | B3 | 75 | 8000 | 0.13 | 73.8 | 73.79 | 0.01 | 0
2030 | PJM_ROR_2_PJM_ROM | PJM_ROR | PJM_ROM | Internal | Summer | B4 | 100 | 8000 | 0.09 | 73.8 | 73.79 | 0.01 | 0
2030 | PJM_ROR_2_PJM_ROM | PJM_ROR | PJM_ROM | Internal | Summer | B5 | 200 | 8000 | 0.05 | 63.14 | 63.13 | 0.01 | 0
2030 | PJM_ROR_2_PJM_ROM | PJM_ROR | PJM_ROM | Internal | Summer | B6 | 300 | 8000 | 0.03 | 51.73 | 51.71 | 0.01 | 0
2030 | PJM_ROR_2_PJM_ROM | PJM_ROR | PJM_ROM | Internal | Summer | B7 | 400 | 8000 | 0.03 | 45.95 | 45.94 | 0.01 | 0
2030 | PJM_ROR_2_PJM_ROM | PJM_ROR | PJM_ROM | Internal | Summer | B8 | 500 | 8000 | 1480.04 | 44.82 | 44.83 | 0.01 | 0
2030 | PJM_ROR_2_PJM_ROM | PJM_ROR | PJM_ROM | Internal | Summer | B9 | 800 | 8000 | 2207.84 | 41.46 | 41.47 | 0.01 | 0
2030 | PJM_ROR_2_PJM_ROM | PJM_ROR | PJM_ROM | Internal | Summer | B10 | 1262 | 8000 | 4024.97 | 37.35 | 37.37 | 0.01 | 0
2030 | PJM_ROR_2_PJM_ROM | PJM_ROR | PJM_ROM | Internal | Winter | B16 | 25 | 8000 | 460.23 | 54.27 | 54.28 | 0.01 | 0
2030 | PJM_ROR_2_PJM_ROM | PJM_ROR | PJM_ROM | Internal | Winter | B17 | 100 | 8000 | 2847.99 | 53.24 | 53.26 | 0.01 | 0
2030 | PJM_ROR_2_PJM_ROM | PJM_ROR | PJM_ROM | Internal | Winter | B18 | 400 | 8000 | 2900.24 | 51.13 | 51.15 | 0.01 | 0
2030 | PJM_ROR_2_PJM_ROM | PJM_ROR | PJM_ROM | Internal | Winter | B19 | 700 | 8000 | 4513.67 | 48.86 | 48.88 | 0.01 | 0
2030 | PJM_ROR_2_PJM_ROM | PJM_ROR | PJM_ROM | Internal | Winter | B20 | 935 | 8000 | 3945.37 | 38.15 | 38.16 | 0.01 | 0
2030 | PJM_ROR_2_TVA_Transmission | PJM_ROR | TVA_Transmission | Internal | Shoulder | B11 | 25 | 2500 | 2499.98 | 53.33 | 60.2 | 6 | 0.87
2030 | PJM_ROR_2_TVA_Transmission | PJM_ROR | TVA_Transmission | Internal | Shoulder | B12 | 200 | 2500 | 0 | 47.88 | 50.9 | 6 | 0
2030 | PJM_ROR_2_TVA_Transmission | PJM_ROR | TVA_Transmission | Internal | Shoulder | B13 | 600 | 2500 | 0 | 47.48 | 50.3 | 6 | 0
2030 | PJM_ROR_2_TVA_Transmission | PJM_ROR | TVA_Transmission | Internal | Shoulder | B14 | 900 | 2500 | 0 | 46.33 | 48.92 | 6 | 0
2030 | PJM_ROR_2_TVA_Transmission | PJM_ROR | TVA_Transmission | Internal | Shoulder | B15 | 1203 | 2500 | 0 | 41.91 | 45.57 | 6 | 0
2030 | PJM_ROR_2_TVA_Transmission | PJM_ROR | TVA_Transmission | Internal | Summer | B1 | 10 | 2500 | 924.29 | 79.4 | 85.4 | 6 | 0
2030 | PJM_ROR_2_TVA_Transmission | PJM_ROR | TVA_Transmission | Internal | Summer | B2 | 25 | 2500 | 1943.6 | 78.64 | 84.64 | 6 | 0
2030 | PJM_ROR_2_TVA_Transmission | PJM_ROR | TVA_Transmission | Internal | Summer | B3 | 75 | 2500 | 514.56 | 73.8 | 79.8 | 6 | 0
2030 | PJM_ROR_2_TVA_Transmission | PJM_ROR | TVA_Transmission | Internal | Summer | B4 | 100 | 2500 | 0 | 73.8 | 78.12 | 6 | 0
2030 | PJM_ROR_2_TVA_Transmission | PJM_ROR | TVA_Transmission | Internal | Summer | B5 | 200 | 2500 | 397.26 | 63.14 | 69.14 | 6 | 0
2030 | PJM_ROR_2_TVA_Transmission | PJM_ROR | TVA_Transmission | Internal | Summer | B6 | 300 | 2500 | 0 | 51.73 | 57.17 | 6 | 0
2030 | PJM_ROR_2_TVA_Transmission | PJM_ROR | TVA_Transmission | Internal | Summer | B7 | 400 | 2500 | 0 | 45.95 | 50.3 | 6 | 0
2030 | PJM_ROR_2_TVA_Transmission | PJM_ROR | TVA_Transmission | Internal | Summer | B8 | 500 | 2500 | 0 | 44.82 | 49.37 | 6 | 0
2030 | PJM_ROR_2_TVA_Transmission | PJM_ROR | TVA_Transmission | Internal | Summer | B9 | 800 | 2500 | 0 | 41.46 | 44.31 | 6 | 0
2030 | PJM_ROR_2_TVA_Transmission | PJM_ROR | TVA_Transmission | Internal | Summer | B10 | 1262 | 2500 | 0 | 37.35 | 40.64 | 6 | 0
2030 | PJM_ROR_2_TVA_Transmission | PJM_ROR | TVA_Transmission | Internal | Winter | B16 | 25 | 2500 | 811.19 | 54.27 | 60.27 | 6 | 0
2030 | PJM_ROR_2_TVA_Transmission | PJM_ROR | TVA_Transmission | Internal | Winter | B17 | 100 | 2500 | 0 | 53.24 | 55.85 | 6 | 0
2030 | PJM_ROR_2_TVA_Transmission | PJM_ROR | TVA_Transmission | Internal | Winter | B18 | 400 | 2500 | 0 | 51.13 | 53.13 | 6 | 0
2030 | PJM_ROR_2_TVA_Transmission | PJM_ROR | TVA_Transmission | Internal | Winter | B19 | 700 | 2500 | 0 | 48.86 | 50.84 | 6 | 0
2030 | PJM_ROR_2_TVA_Transmission | PJM_ROR | TVA_Transmission | Internal | Winter | B20 | 935 | 2500 | 260.02 | 38.15 | 44.15 | 6 | 0
2030 | PJM_ROR_2_VACAR | PJM_ROR | VACAR | Internal | Shoulder | B11 | 25 | 3000 | 3000 | 53.33 | 62.2 | 6 | 2.87
2030 | PJM_ROR_2_VACAR | PJM_ROR | VACAR | Internal | Shoulder | B12 | 200 | 3000 | 1970.82 | 47.88 | 53.88 | 6 | 0
2030 | PJM_ROR_2_VACAR | PJM_ROR | VACAR | Internal | Shoulder | B13 | 600 | 3000 | 1210.39 | 47.48 | 53.48 | 6 | 0
2030 | PJM_ROR_2_VACAR | PJM_ROR | VACAR | Internal | Shoulder | B14 | 900 | 3000 | 622.4 | 46.33 | 52.33 | 6 | 0
2030 | PJM_ROR_2_VACAR | PJM_ROR | VACAR | Internal | Shoulder | B15 | 1203 | 3000 | 580.4 | 41.91 | 47.91 | 6 | 0
2030 | PJM_ROR_2_VACAR | PJM_ROR | VACAR | Internal | Summer | B1 | 10 | 3000 | 2999.9 | 79.4 | 85.75 | 6 | 0.35
2030 | PJM_ROR_2_VACAR | PJM_ROR | VACAR | Internal | Summer | B2 | 25 | 3000 | 2999.99 | 78.64 | 85.75 | 6 | 1.11
2030 | PJM_ROR_2_VACAR | PJM_ROR | VACAR | Internal | Summer | B3 | 75 | 3000 | 3000 | 73.8 | 85.75 | 6 | 5.95
2030 | PJM_ROR_2_VACAR | PJM_ROR | VACAR | Internal | Summer | B4 | 100 | 3000 | 3000 | 73.8 | 83.9 | 6 | 4.1
2030 | PJM_ROR_2_VACAR | PJM_ROR | VACAR | Internal | Summer | B5 | 200 | 3000 | 3000 | 63.14 | 71.14 | 6 | 2
2030 | PJM_ROR_2_VACAR | PJM_ROR | VACAR | Internal | Summer | B6 | 300 | 3000 | 3000 | 51.73 | 59.17 | 6 | 1.44
2030 | PJM_ROR_2_VACAR | PJM_ROR | VACAR | Internal | Summer | B7 | 400 | 3000 | 2026.07 | 45.95 | 51.95 | 6 | 0
2030 | PJM_ROR_2_VACAR | PJM_ROR | VACAR | Internal | Summer | B8 | 500 | 3000 | 1392.3 | 44.82 | 50.82 | 6 | 0
2030 | PJM_ROR_2_VACAR | PJM_ROR | VACAR | Internal | Summer | B9 | 800 | 3000 | 8.72 | 41.46 | 47.46 | 6 | 0
2030 | PJM_ROR_2_VACAR | PJM_ROR | VACAR | Internal | Summer | B10 | 1262 | 3000 | 2240.19 | 37.35 | 43.35 | 6 | 0
2030 | PJM_ROR_2_VACAR | PJM_ROR | VACAR | Internal | Winter | B16 | 25 | 3000 | 3000 | 54.27 | 69.27 | 6 | 9
2030 | PJM_ROR_2_VACAR | PJM_ROR | VACAR | Internal | Winter | B17 | 100 | 3000 | 3000 | 53.24 | 61.53 | 6 | 2.29
2030 | PJM_ROR_2_VACAR | PJM_ROR | VACAR | Internal | Winter | B18 | 400 | 3000 | 1145.19 | 51.13 | 57.13 | 6 | 0
2030 | PJM_ROR_2_VACAR | PJM_ROR | VACAR | Internal | Winter | B19 | 700 | 3000 | 0 | 48.86 | 54 | 6 | 0
2030 | PJM_ROR_2_VACAR | PJM_ROR | VACAR | Internal | Winter | B20 | 935 | 3000 | 3000 | 38.15 | 44.37 | 6 | 0.22
2030 | PJM_ROM_2_NYISO_A-F | PJM_ROM | NYISO_A-F | Internal | Shoulder | B11 | 25 | 2000 | 0 | 53.32 | 45.32 | 6 | 0
2030 | PJM_ROM_2_NYISO_A-F | PJM_ROM | NYISO_A-F | Internal | Shoulder | B12 | 200 | 2000 | 0 | 47.87 | 44.08 | 6 | 0
2030 | PJM_ROM_2_NYISO_A-F | PJM_ROM | NYISO_A-F | Internal | Shoulder | B13 | 600 | 2000 | 0 | 47.47 | 44.07 | 6 | 0
2030 | PJM_ROM_2_NYISO_A-F | PJM_ROM | NYISO_A-F | Internal | Shoulder | B14 | 900 | 2000 | 0 | 46.34 | 44.07 | 6 | 0
2030 | PJM_ROM_2_NYISO_A-F | PJM_ROM | NYISO_A-F | Internal | Shoulder | B15 | 1203 | 2000 | 0 | 41.92 | 44.07 | 6 | 0
2030 | PJM_ROM_2_NYISO_A-F | PJM_ROM | NYISO_A-F | Internal | Summer | B1 | 10 | 2000 | 0 | 79.41 | 59.46 | 6 | 0
2030 | PJM_ROM_2_NYISO_A-F | PJM_ROM | NYISO_A-F | Internal | Summer | B2 | 25 | 2000 | 0 | 78.65 | 59.46 | 6 | 0
2030 | PJM_ROM_2_NYISO_A-F | PJM_ROM | NYISO_A-F | Internal | Summer | B3 | 75 | 2000 | 0 | 73.79 | 54.54 | 6 | 0
2030 | PJM_ROM_2_NYISO_A-F | PJM_ROM | NYISO_A-F | Internal | Summer | B4 | 100 | 2000 | 0 | 73.79 | 50.33 | 6 | 0
2030 | PJM_ROM_2_NYISO_A-F | PJM_ROM | NYISO_A-F | Internal | Summer | B5 | 200 | 2000 | 0 | 63.13 | 45.88 | 6 | 0
2030 | PJM_ROM_2_NYISO_A-F | PJM_ROM | NYISO_A-F | Internal | Summer | B6 | 300 | 2000 | 0 | 51.71 | 45.88 | 6 | 0
2030 | PJM_ROM_2_NYISO_A-F | PJM_ROM | NYISO_A-F | Internal | Summer | B7 | 400 | 2000 | 0 | 45.94 | 43.81 | 6 | 0
2030 | PJM_ROM_2_NYISO_A-F | PJM_ROM | NYISO_A-F | Internal | Summer | B8 | 500 | 2000 | 0 | 44.83 | 43.81 | 6 | 0
2030 | PJM_ROM_2_NYISO_A-F | PJM_ROM | NYISO_A-F | Internal | Summer | B9 | 800 | 2000 | 0 | 41.47 | 42.82 | 6 | 0
2030 | PJM_ROM_2_NYISO_A-F | PJM_ROM | NYISO_A-F | Internal | Summer | B10 | 1262 | 2000 | 0 | 37.37 | 42.82 | 6 | 0
2030 | PJM_ROM_2_NYISO_A-F | PJM_ROM | NYISO_A-F | Internal | Winter | B16 | 25 | 2000 | 0 | 54.28 | 49.89 | 6 | 0
2030 | PJM_ROM_2_NYISO_A-F | PJM_ROM | NYISO_A-F | Internal | Winter | B17 | 100 | 2000 | 0 | 53.26 | 47.02 | 6 | 0
2030 | PJM_ROM_2_NYISO_A-F | PJM_ROM | NYISO_A-F | Internal | Winter | B18 | 400 | 2000 | 0 | 51.15 | 47.02 | 6 | 0
2030 | PJM_ROM_2_NYISO_A-F | PJM_ROM | NYISO_A-F | Internal | Winter | B19 | 700 | 2000 | 0 | 48.88 | 45.64 | 6 | 0
2030 | PJM_ROM_2_NYISO_A-F | PJM_ROM | NYISO_A-F | Internal | Winter | B20 | 935 | 2000 | 2000 | 38.16 | 45.64 | 6 | 1.48
2030 | PJM_ROM_2_PJM_E | PJM_ROM | PJM_E | Internal | Shoulder | B11 | 25 | 8000 | 0.36 | 53.32 | 53.31 | 0.01 | 0
2030 | PJM_ROM_2_PJM_E | PJM_ROM | PJM_E | Internal | Shoulder | B12 | 200 | 8000 | 0.05 | 47.87 | 47.86 | 0.01 | 0
2030 | PJM_ROM_2_PJM_E | PJM_ROM | PJM_E | Internal | Shoulder | B13 | 600 | 8000 | 0.02 | 47.47 | 47.46 | 0.01 | 0
2030 | PJM_ROM_2_PJM_E | PJM_ROM | PJM_E | Internal | Shoulder | B14 | 900 | 8000 | 0.26 | 46.34 | 46.35 | 0.01 | 0
2030 | PJM_ROM_2_PJM_E | PJM_ROM | PJM_E | Internal | Shoulder | B15 | 1203 | 8000 | 1667.1 | 41.92 | 41.93 | 0.01 | 0
2030 | PJM_ROM_2_PJM_E | PJM_ROM | PJM_E | Internal | Summer | B1 | 10 | 8000 | 3173.94 | 79.41 | 79.42 | 0.01 | 0
2030 | PJM_ROM_2_PJM_E | PJM_ROM | PJM_E | Internal | Summer | B2 | 25 | 8000 | 2146.88 | 78.65 | 78.66 | 0.01 | 0
2030 | PJM_ROM_2_PJM_E | PJM_ROM | PJM_E | Internal | Summer | B3 | 75 | 8000 | 0.13 | 73.79 | 73.78 | 0.01 | 0
2030 | PJM_ROM_2_PJM_E | PJM_ROM | PJM_E | Internal | Summer | B4 | 100 | 8000 | 0.09 | 73.79 | 73.78 | 0.01 | 0
2030 | PJM_ROM_2_PJM_E | PJM_ROM | PJM_E | Internal | Summer | B5 | 200 | 8000 | 0.05 | 63.13 | 63.12 | 0.01 | 0
2030 | PJM_ROM_2_PJM_E | PJM_ROM | PJM_E | Internal | Summer | B6 | 300 | 8000 | 0.03 | 51.71 | 51.7 | 0.01 | 0
2030 | PJM_ROM_2_PJM_E | PJM_ROM | PJM_E | Internal | Summer | B7 | 400 | 8000 | 0.02 | 45.94 | 45.93 | 0.01 | 0
2030 | PJM_ROM_2_PJM_E | PJM_ROM | PJM_E | Internal | Summer | B8 | 500 | 8000 | 1090.96 | 44.83 | 44.84 | 0.01 | 0
2030 | PJM_ROM_2_PJM_E | PJM_ROM | PJM_E | Internal | Summer | B9 | 800 | 8000 | 646.18 | 41.47 | 41.49 | 0.01 | 0
2030 | PJM_ROM_2_PJM_E | PJM_ROM | PJM_E | Internal | Summer | B10 | 1262 | 8000 | 2454.8 | 37.37 | 37.38 | 0.01 | 0
2030 | PJM_ROM_2_PJM_E | PJM_ROM | PJM_E | Internal | Winter | B16 | 25 | 8000 | 803.14 | 54.28 | 54.3 | 0.01 | 0
2030 | PJM_ROM_2_PJM_E | PJM_ROM | PJM_E | Internal | Winter | B17 | 100 | 8000 | 2496.01 | 53.26 | 53.27 | 0.01 | 0
2030 | PJM_ROM_2_PJM_E | PJM_ROM | PJM_E | Internal | Winter | B18 | 400 | 8000 | 1885.82 | 51.15 | 51.16 | 0.01 | 0
2030 | PJM_ROM_2_PJM_E | PJM_ROM | PJM_E | Internal | Winter | B19 | 700 | 8000 | 3955.97 | 48.88 | 48.89 | 0.01 | 0
2030 | PJM_ROM_2_PJM_E | PJM_ROM | PJM_E | Internal | Winter | B20 | 935 | 8000 | 2258.98 | 38.16 | 38.18 | 0.01 | 0
2030 | PJM_ROM_2_PJM_ROR | PJM_ROM | PJM_ROR | Internal | Shoulder | B11 | 25 | 8000 | 6743.9 | 53.32 | 53.33 | 0.01 | 0
2030 | PJM_ROM_2_PJM_ROR | PJM_ROM | PJM_ROR | Internal | Shoulder | B12 | 200 | 8000 | 2064.76 | 47.87 | 47.88 | 0.01 | 0
2030 | PJM_ROM_2_PJM_ROR | PJM_ROM | PJM_ROR | Internal | Shoulder | B13 | 600 | 8000 | 1391.77 | 47.47 | 47.48 | 0.01 | 0
2030 | PJM_ROM_2_PJM_ROR | PJM_ROM | PJM_ROR | Internal | Shoulder | B14 | 900 | 8000 | 0.01 | 46.34 | 46.33 | 0.01 | 0
2030 | PJM_ROM_2_PJM_ROR | PJM_ROM | PJM_ROR | Internal | Shoulder | B15 | 1203 | 8000 | 0 | 41.92 | 41.91 | 0.01 | 0
2030 | PJM_ROM_2_PJM_ROR | PJM_ROM | PJM_ROR | Internal | Summer | B1 | 10 | 8000 | 0.9 | 79.41 | 79.4 | 0.01 | 0
2030 | PJM_ROM_2_PJM_ROR | PJM_ROM | PJM_ROR | Internal | Summer | B2 | 25 | 8000 | 0.38 | 78.65 | 78.64 | 0.01 | 0
2030 | PJM_ROM_2_PJM_ROR | PJM_ROM | PJM_ROR | Internal | Summer | B3 | 75 | 8000 | 1692.47 | 73.79 | 73.8 | 0.01 | 0
2030 | PJM_ROM_2_PJM_ROR | PJM_ROM | PJM_ROR | Internal | Summer | B4 | 100 | 8000 | 4771.79 | 73.79 | 73.8 | 0.01 | 0
2030 | PJM_ROM_2_PJM_ROR | PJM_ROM | PJM_ROR | Internal | Summer | B5 | 200 | 8000 | 2468.16 | 63.13 | 63.14 | 0.01 | 0
2030 | PJM_ROM_2_PJM_ROR | PJM_ROM | PJM_ROR | Internal | Summer | B6 | 300 | 8000 | 1548.86 | 51.71 | 51.73 | 0.01 | 0
2030 | PJM_ROM_2_PJM_ROR | PJM_ROM | PJM_ROR | Internal | Summer | B7 | 400 | 8000 | 0.25 | 45.94 | 45.95 | 0.01 | 0
2030 | PJM_ROM_2_PJM_ROR | PJM_ROM | PJM_ROR | Internal | Summer | B8 | 500 | 8000 | 0.02 | 44.83 | 44.82 | 0.01 | 0
2030 | PJM_ROM_2_PJM_ROR | PJM_ROM | PJM_ROR | Internal | Summer | B9 | 800 | 8000 | 0.01 | 41.47 | 41.46 | 0.01 | 0
2030 | PJM_ROM_2_PJM_ROR | PJM_ROM | PJM_ROR | Internal | Summer | B10 | 1262 | 8000 | 0 | 37.37 | 37.35 | 0.01 | 0
2030 | PJM_ROM_2_PJM_ROR | PJM_ROM | PJM_ROR | Internal | Winter | B16 | 25 | 8000 | 0.39 | 54.28 | 54.27 | 0.01 | 0
2030 | PJM_ROM_2_PJM_ROR | PJM_ROM | PJM_ROR | Internal | Winter | B17 | 100 | 8000 | 0.09 | 53.26 | 53.24 | 0.01 | 0
2030 | PJM_ROM_2_PJM_ROR | PJM_ROM | PJM_ROR | Internal | Winter | B18 | 400 | 8000 | 0.02 | 51.15 | 51.13 | 0.01 | 0
2030 | PJM_ROM_2_PJM_ROR | PJM_ROM | PJM_ROR | Internal | Winter | B19 | 700 | 8000 | 0.01 | 48.88 | 48.86 | 0.01 | 0
2030 | PJM_ROM_2_PJM_ROR | PJM_ROM | PJM_ROR | Internal | Winter | B20 | 935 | 8000 | 0.01 | 38.16 | 38.15 | 0.01 | 0
2030 | SOCO_2_ENT | SOCO | ENT | Internal | Shoulder | B11 | 25 | 2400 | 0 | 69.2 | 61.2 | 10 | 0
2030 | SOCO_2_ENT | SOCO | ENT | Internal | Shoulder | B12 | 200 | 2400 | 0 | 50.12 | 50.17 | 10 | 0
2030 | SOCO_2_ENT | SOCO | ENT | Internal | Shoulder | B13 | 600 | 2400 | 0 | 50.12 | 49.81 | 10 | 0
2030 | SOCO_2_ENT | SOCO | ENT | Internal | Shoulder | B14 | 900 | 2400 | 0 | 50.12 | 49.81 | 10 | 0
2030 | SOCO_2_ENT | SOCO | ENT | Internal | Shoulder | B15 | 1203 | 2400 | 0 | 50.12 | 48.17 | 10 | 0
2030 | SOCO_2_ENT | SOCO | ENT | Internal | Summer | B1 | 10 | 2400 | 0 | 90.8 | 82.8 | 10 | 0
2030 | SOCO_2_ENT | SOCO | ENT | Internal | Summer | B2 | 25 | 2400 | 0 | 82.07 | 80.73 | 10 | 0
2030 | SOCO_2_ENT | SOCO | ENT | Internal | Summer | B3 | 75 | 2400 | 0 | 82.07 | 80.73 | 10 | 0
2030 | SOCO_2_ENT | SOCO | ENT | Internal | Summer | B4 | 100 | 2400 | 0 | 82.07 | 80.73 | 10 | 0
2030 | SOCO_2_ENT | SOCO | ENT | Internal | Summer | B5 | 200 | 2400 | 0 | 78.14 | 70.14 | 10 | 0
2030 | SOCO_2_ENT | SOCO | ENT | Internal | Summer | B6 | 300 | 2400 | 0 | 66.17 | 49.17 | 10 | 0
2030 | SOCO_2_ENT | SOCO | ENT | Internal | Summer | B7 | 400 | 2400 | 0 | 56.58 | 48.58 | 10 | 0
2030 | SOCO_2_ENT | SOCO | ENT | Internal | Summer | B8 | 500 | 2400 | 0 | 48.64 | 48.23 | 10 | 0
2030 | SOCO_2_ENT | SOCO | ENT | Internal | Summer | B9 | 800 | 2400 | 0 | 48.64 | 46.65 | 10 | 0
2030 | SOCO_2_ENT | SOCO | ENT | Internal | Summer | B10 | 1262 | 2400 | 0 | 48.64 | 46.65 | 10 | 0
2030 | SOCO_2_ENT | SOCO | ENT | Internal | Winter | B16 | 25 | 2400 | 0 | 67.24 | 53.3 | 10 | 0
2030 | SOCO_2_ENT | SOCO | ENT | Internal | Winter | B17 | 100 | 2400 | 0 | 53.17 | 52.92 | 10 | 0
2030 | SOCO_2_ENT | SOCO | ENT | Internal | Winter | B18 | 400 | 2400 | 0 | 53.17 | 52.92 | 10 | 0
2030 | SOCO_2_ENT | SOCO | ENT | Internal | Winter | B19 | 700 | 2400 | 0 | 53.17 | 51.17 | 10 | 0
2030 | SOCO_2_ENT | SOCO | ENT | Internal | Winter | B20 | 935 | 2400 | 0 | 51.37 | 45.77 | 10 | 0
2030 | SOCO_2_FRCC | SOCO | FRCC | Internal | Shoulder | B11 | 25 | 3700 | 3700 | 69.2 | 89.44 | 10 | 10.24
2030 | SOCO_2_FRCC | SOCO | FRCC | Internal | Shoulder | B12 | 200 | 3700 | 862.73 | 50.12 | 60.12 | 10 | 0
2030 | SOCO_2_FRCC | SOCO | FRCC | Internal | Shoulder | B13 | 600 | 3700 | 0 | 50.12 | 57.72 | 10 | 0
2030 | SOCO_2_FRCC | SOCO | FRCC | Internal | Shoulder | B14 | 900 | 3700 | 0 | 50.12 | 55.65 | 10 | 0
2030 | SOCO_2_FRCC | SOCO | FRCC | Internal | Shoulder | B15 | 1203 | 3700 | 0 | 50.12 | 55.34 | 10 | 0
2030 | SOCO_2_FRCC | SOCO | FRCC | Internal | Summer | B1 | 10 | 3700 | 1354.46 | 90.8 | 100.8 | 10 | 0
2030 | SOCO_2_FRCC | SOCO | FRCC | Internal | Summer | B2 | 25 | 3700 | 0 | 82.07 | 89.81 | 10 | 0
2030 | SOCO_2_FRCC | SOCO | FRCC | Internal | Summer | B3 | 75 | 3700 | 0 | 82.07 | 89.81 | 10 | 0
2030 | SOCO_2_FRCC | SOCO | FRCC | Internal | Summer | B4 | 100 | 3700 | 0 | 82.07 | 89.81 | 10 | 0
2030 | SOCO_2_FRCC | SOCO | FRCC | Internal | Summer | B5 | 200 | 3700 | 2797.32 | 78.14 | 88.14 | 10 | 0
2030 | SOCO_2_FRCC | SOCO | FRCC | Internal | Summer | B6 | 300 | 3700 | 3127.38 | 66.17 | 76.17 | 10 | 0
2030 | SOCO_2_FRCC | SOCO | FRCC | Internal | Summer | B7 | 400 | 3700 | 1272.43 | 56.58 | 66.58 | 10 | 0
2030 | SOCO_2_FRCC | SOCO | FRCC | Internal | Summer | B8 | 500 | 3700 | 143.68 | 48.64 | 58.64 | 10 | 0
2030 | SOCO_2_FRCC | SOCO | FRCC | Internal | Summer | B9 | 800 | 3700 | 0 | 48.64 | 56.82 | 10 | 0
2030 | SOCO_2_FRCC | SOCO | FRCC | Internal | Summer | B10 | 1262 | 3700 | 0 | 48.64 | 54.47 | 10 | 0
2030 | SOCO_2_FRCC | SOCO | FRCC | Internal | Winter | B16 | 25 | 3700 | 3129.16 | 67.24 | 77.24 | 10 | 0
2030 | SOCO_2_FRCC | SOCO | FRCC | Internal | Winter | B17 | 100 | 3700 | 450.53 | 53.17 | 63.17 | 10 | 0
2030 | SOCO_2_FRCC | SOCO | FRCC | Internal | Winter | B18 | 400 | 3700 | 0 | 53.17 | 60.39 | 10 | 0
2030 | SOCO_2_FRCC | SOCO | FRCC | Internal | Winter | B19 | 700 | 3700 | 0 | 53.17 | 57.89 | 10 | 0
2030 | SOCO_2_FRCC | SOCO | FRCC | Internal | Winter | B20 | 935 | 3700 | 0 | 51.37 | 57.89 | 10 | 0
2030 | SOCO_2_TVA_Transmission | SOCO | TVA_Transmission | Internal | Shoulder | B11 | 25 | 2600 | 0 | 69.2 | 60.2 | 10 | 0
2030 | SOCO_2_TVA_Transmission | SOCO | TVA_Transmission | Internal | Shoulder | B12 | 200 | 2600 | 0 | 50.12 | 50.9 | 10 | 0
2030 | SOCO_2_TVA_Transmission | SOCO | TVA_Transmission | Internal | Shoulder | B13 | 600 | 2600 | 0 | 50.12 | 50.3 | 10 | 0
2030 | SOCO_2_TVA_Transmission | SOCO | TVA_Transmission | Internal | Shoulder | B14 | 900 | 2600 | 0 | 50.12 | 48.92 | 10 | 0
2030 | SOCO_2_TVA_Transmission | SOCO | TVA_Transmission | Internal | Shoulder | B15 | 1203 | 2600 | 0 | 50.12 | 45.57 | 10 | 0
2030 | SOCO_2_TVA_Transmission | SOCO | TVA_Transmission | Internal | Summer | B1 | 10 | 2600 | 0 | 90.8 | 85.4 | 10 | 0
2030 | SOCO_2_TVA_Transmission | SOCO | TVA_Transmission | Internal | Summer | B2 | 25 | 2600 | 0 | 82.07 | 84.64 | 10 | 0
2030 | SOCO_2_TVA_Transmission | SOCO | TVA_Transmission | Internal | Summer | B3 | 75 | 2600 | 0 | 82.07 | 79.8 | 10 | 0
2030 | SOCO_2_TVA_Transmission | SOCO | TVA_Transmission | Internal | Summer | B4 | 100 | 2600 | 0 | 82.07 | 78.12 | 10 | 0
2030 | SOCO_2_TVA_Transmission | SOCO | TVA_Transmission | Internal | Summer | B5 | 200 | 2600 | 0 | 78.14 | 69.14 | 10 | 0
2030 | SOCO_2_TVA_Transmission | SOCO | TVA_Transmission | Internal | Summer | B6 | 300 | 2600 | 0 | 66.17 | 57.17 | 10 | 0
2030 | SOCO_2_TVA_Transmission | SOCO | TVA_Transmission | Internal | Summer | B7 | 400 | 2600 | 0 | 56.58 | 50.3 | 10 | 0
2030 | SOCO_2_TVA_Transmission | SOCO | TVA_Transmission | Internal | Summer | B8 | 500 | 2600 | 0 | 48.64 | 49.37 | 10 | 0
2030 | SOCO_2_TVA_Transmission | SOCO | TVA_Transmission | Internal | Summer | B9 | 800 | 2600 | 0 | 48.64 | 44.31 | 10 | 0
2030 | SOCO_2_TVA_Transmission | SOCO | TVA_Transmission | Internal | Summer | B10 | 1262 | 2600 | 0 | 48.64 | 40.64 | 10 | 0
2030 | SOCO_2_TVA_Transmission | SOCO | TVA_Transmission | Internal | Winter | B16 | 25 | 2600 | 0 | 67.24 | 60.27 | 10 | 0
2030 | SOCO_2_TVA_Transmission | SOCO | TVA_Transmission | Internal | Winter | B17 | 100 | 2600 | 0 | 53.17 | 55.85 | 10 | 0
2030 | SOCO_2_TVA_Transmission | SOCO | TVA_Transmission | Internal | Winter | B18 | 400 | 2600 | 0 | 53.17 | 53.13 | 10 | 0
2030 | SOCO_2_TVA_Transmission | SOCO | TVA_Transmission | Internal | Winter | B19 | 700 | 2600 | 0 | 53.17 | 50.84 | 10 | 0
2030 | SOCO_2_TVA_Transmission | SOCO | TVA_Transmission | Internal | Winter | B20 | 935 | 2600 | 0 | 51.37 | 44.15 | 10 | 0
2030 | SOCO_2_VACAR | SOCO | VACAR | Internal | Shoulder | B11 | 25 | 2000 | 0 | 69.2 | 62.2 | 10 | 0
2030 | SOCO_2_VACAR | SOCO | VACAR | Internal | Shoulder | B12 | 200 | 2000 | 0 | 50.12 | 53.88 | 10 | 0
2030 | SOCO_2_VACAR | SOCO | VACAR | Internal | Shoulder | B13 | 600 | 2000 | 0 | 50.12 | 53.48 | 10 | 0
2030 | SOCO_2_VACAR | SOCO | VACAR | Internal | Shoulder | B14 | 900 | 2000 | 0 | 50.12 | 52.33 | 10 | 0
2030 | SOCO_2_VACAR | SOCO | VACAR | Internal | Shoulder | B15 | 1203 | 2000 | 0 | 50.12 | 47.91 | 10 | 0
2030 | SOCO_2_VACAR | SOCO | VACAR | Internal | Summer | B1 | 10 | 2000 | 0 | 90.8 | 85.75 | 10 | 0
2030 | SOCO_2_VACAR | SOCO | VACAR | Internal | Summer | B2 | 25 | 2000 | 0 | 82.07 | 85.75 | 10 | 0
2030 | SOCO_2_VACAR | SOCO | VACAR | Internal | Summer | B3 | 75 | 2000 | 0 | 82.07 | 85.75 | 10 | 0
2030 | SOCO_2_VACAR | SOCO | VACAR | Internal | Summer | B4 | 100 | 2000 | 0 | 82.07 | 83.9 | 10 | 0
2030 | SOCO_2_VACAR | SOCO | VACAR | Internal | Summer | B5 | 200 | 2000 | 0 | 78.14 | 71.14 | 10 | 0
2030 | SOCO_2_VACAR | SOCO | VACAR | Internal | Summer | B6 | 300 | 2000 | 0 | 66.17 | 59.17 | 10 | 0
2030 | SOCO_2_VACAR | SOCO | VACAR | Internal | Summer | B7 | 400 | 2000 | 0 | 56.58 | 51.95 | 10 | 0
2030 | SOCO_2_VACAR | SOCO | VACAR | Internal | Summer | B8 | 500 | 2000 | 0 | 48.64 | 50.82 | 10 | 0
2030 | SOCO_2_VACAR | SOCO | VACAR | Internal | Summer | B9 | 800 | 2000 | 0 | 48.64 | 47.46 | 10 | 0
2030 | SOCO_2_VACAR | SOCO | VACAR | Internal | Summer | B10 | 1262 | 2000 | 0 | 48.64 | 43.35 | 10 | 0
2030 | SOCO_2_VACAR | SOCO | VACAR | Internal | Winter | B16 | 25 | 2000 | 0 | 67.24 | 69.27 | 10 | 0
2030 | SOCO_2_VACAR | SOCO | VACAR | Internal | Winter | B17 | 100 | 2000 | 0 | 53.17 | 61.53 | 10 | 0
2030 | SOCO_2_VACAR | SOCO | VACAR | Internal | Winter | B18 | 400 | 2000 | 0 | 53.17 | 57.13 | 10 | 0
2030 | SOCO_2_VACAR | SOCO | VACAR | Internal | Winter | B19 | 700 | 2000 | 0 | 53.17 | 54 | 10 | 0
2030 | SOCO_2_VACAR | SOCO | VACAR | Internal | Winter | B20 | 935 | 2000 | 0 | 51.37 | 44.37 | 10 | 0
2030 | SPP_N_2_ENT | SPP_N | ENT | Internal | Shoulder | B11 | 25 | 1800 | 0 | 62.32 | 61.2 | 5 | 0
2030 | SPP_N_2_ENT | SPP_N | ENT | Internal | Shoulder | B12 | 200 | 1800 | 0 | 48.08 | 50.17 | 5 | 0
2030 | SPP_N_2_ENT | SPP_N | ENT | Internal | Shoulder | B13 | 600 | 1800 | 0 | 48.08 | 49.81 | 5 | 0
2030 | SPP_N_2_ENT | SPP_N | ENT | Internal | Shoulder | B14 | 900 | 1800 | 0 | 47.97 | 49.81 | 5 | 0
2030 | SPP_N_2_ENT | SPP_N | ENT | Internal | Shoulder | B15 | 1203 | 1800 | 0 | 47.18 | 48.17 | 5 | 0
2030 | SPP_N_2_ENT | SPP_N | ENT | Internal | Summer | B1 | 10 | 1800 | 0.01 | 79.41 | 82.8 | 5 | 0
2030 | SPP_N_2_ENT | SPP_N | ENT | Internal | Summer | B2 | 25 | 1800 | 0 | 79.41 | 80.73 | 5 | 0
2030 | SPP_N_2_ENT | SPP_N | ENT | Internal | Summer | B3 | 75 | 1800 | 0 | 79.41 | 80.73 | 5 | 0
2030 | SPP_N_2_ENT | SPP_N | ENT | Internal | Summer | B4 | 100 | 1800 | 0 | 79.41 | 80.73 | 5 | 0
2030 | SPP_N_2_ENT | SPP_N | ENT | Internal | Summer | B5 | 200 | 1800 | 0 | 72.14 | 70.14 | 5 | 0
2030 | SPP_N_2_ENT | SPP_N | ENT | Internal | Summer | B6 | 300 | 1800 | 0 | 56.74 | 49.17 | 5 | 0
2030 | SPP_N_2_ENT | SPP_N | ENT | Internal | Summer | B7 | 400 | 1800 | 0 | 48.57 | 48.58 | 5 | 0
2030 | SPP_N_2_ENT | SPP_N | ENT | Internal | Summer | B8 | 500 | 1800 | 0 | 46.45 | 48.23 | 5 | 0
2030 | SPP_N_2_ENT | SPP_N | ENT | Internal | Summer | B9 | 800 | 1800 | 0 | 46.35 | 46.65 | 5 | 0
2030 | SPP_N_2_ENT | SPP_N | ENT | Internal | Summer | B10 | 1262 | 1800 | 0 | 42.53 | 46.65 | 5 | 0
2030 | SPP_N_2_ENT | SPP_N | ENT | Internal | Winter | B16 | 25 | 1800 | 0 | 53.64 | 53.3 | 5 | 0
2030 | SPP_N_2_ENT | SPP_N | ENT | Internal | Winter | B17 | 100 | 1800 | 0 | 51.29 | 52.92 | 5 | 0
2030 | SPP_N_2_ENT | SPP_N | ENT | Internal | Winter | B18 | 400 | 1800 | 0 | 51.17 | 52.92 | 5 | 0
2030 | SPP_N_2_ENT | SPP_N | ENT | Internal | Winter | B19 | 700 | 1800 | 0 | 51.13 | 51.17 | 5 | 0
2030 | SPP_N_2_ENT | SPP_N | ENT | Internal | Winter | B20 | 935 | 1800 | 0 | 43.33 | 45.77 | 5 | 0
2030 | SPP_N_2_MISO_MO-IL | SPP_N | MISO_MO-IL | Internal | Shoulder | B11 | 25 | 2000 | 0 | 62.32 | 55.33 | 5 | 0
2030 | SPP_N_2_MISO_MO-IL | SPP_N | MISO_MO-IL | Internal | Shoulder | B12 | 200 | 2000 | 0 | 48.08 | 47.88 | 5 | 0
2030 | SPP_N_2_MISO_MO-IL | SPP_N | MISO_MO-IL | Internal | Shoulder | B13 | 600 | 2000 | 0 | 48.08 | 46.7 | 5 | 0
2030 | SPP_N_2_MISO_MO-IL | SPP_N | MISO_MO-IL | Internal | Shoulder | B14 | 900 | 2000 | 0 | 47.97 | 45.13 | 5 | 0
2030 | SPP_N_2_MISO_MO-IL | SPP_N | MISO_MO-IL | Internal | Shoulder | B15 | 1203 | 2000 | 0 | 47.18 | 40.17 | 5 | 0
2030 | SPP_N_2_MISO_MO-IL | SPP_N | MISO_MO-IL | Internal | Summer | B1 | 10 | 2000 | 0 | 79.41 | 77.4 | 5 | 0
2030 | SPP_N_2_MISO_MO-IL | SPP_N | MISO_MO-IL | Internal | Summer | B2 | 25 | 2000 | 0 | 79.41 | 76.64 | 5 | 0
2030 | SPP_N_2_MISO_MO-IL | SPP_N | MISO_MO-IL | Internal | Summer | B3 | 75 | 2000 | 0 | 79.41 | 75 | 5 | 0
2030 | SPP_N_2_MISO_MO-IL | SPP_N | MISO_MO-IL | Internal | Summer | B4 | 100 | 2000 | 0 | 79.41 | 75 | 5 | 0
2030 | SPP_N_2_MISO_MO-IL | SPP_N | MISO_MO-IL | Internal | Summer | B5 | 200 | 2000 | 0 | 72.14 | 65.13 | 5 | 0
2030 | SPP_N_2_MISO_MO-IL | SPP_N | MISO_MO-IL | Internal | Summer | B6 | 300 | 2000 | 0 | 56.74 | 49.75 | 5 | 0
2030 | SPP_N_2_MISO_MO-IL | SPP_N | MISO_MO-IL | Internal | Summer | B7 | 400 | 2000 | 0 | 48.57 | 45.13 | 5 | 0
2030 | SPP_N_2_MISO_MO-IL | SPP_N | MISO_MO-IL | Internal | Summer | B8 | 500 | 2000 | 0 | 46.45 | 43.64 | 5 | 0
2030 | SPP_N_2_MISO_MO-IL | SPP_N | MISO_MO-IL | Internal | Summer | B9 | 800 | 2000 | 0 | 46.35 | 39.92 | 5 | 0
2030 | SPP_N_2_MISO_MO-IL | SPP_N | MISO_MO-IL | Internal | Summer | B10 | 1262 | 2000 | 0 | 42.53 | 35.54 | 5 | 0
2030 | SPP_N_2_MISO_MO-IL | SPP_N | MISO_MO-IL | Internal | Winter | B16 | 25 | 2000 | 0 | 53.64 | 52.28 | 5 | 0
2030 | SPP_N_2_MISO_MO-IL | SPP_N | MISO_MO-IL | Internal | Winter | B17 | 100 | 2000 | 0 | 51.29 | 51.26 | 5 | 0
2030 | SPP_N_2_MISO_MO-IL | SPP_N | MISO_MO-IL | Internal | Winter | B18 | 400 | 2000 | 0 | 51.17 | 49.13 | 5 | 0
2030 | SPP_N_2_MISO_MO-IL | SPP_N | MISO_MO-IL | Internal | Winter | B19 | 700 | 2000 | 0 | 51.13 | 47.54 | 5 | 0
2030 | SPP_N_2_MISO_MO-IL | SPP_N | MISO_MO-IL | Internal | Winter | B20 | 935 | 2000 | 0 | 43.33 | 37.43 | 5 | 0
2030 | SPP_N_2_MISO_W | SPP_N | MISO_W | Internal | Shoulder | B11 | 25 | 750 | 0 | 62.32 | 55.32 | 5 | 0
2030 | SPP_N_2_MISO_W | SPP_N | MISO_W | Internal | Shoulder | B12 | 200 | 750 | 0 | 48.08 | 47.86 | 5 | 0
2030 | SPP_N_2_MISO_W | SPP_N | MISO_W | Internal | Shoulder | B13 | 600 | 750 | 0 | 48.08 | 46.73 | 5 | 0
2030 | SPP_N_2_MISO_W | SPP_N | MISO_W | Internal | Shoulder | B14 | 900 | 750 | 0 | 47.97 | 45.16 | 5 | 0
2030 | SPP_N_2_MISO_W | SPP_N | MISO_W | Internal | Shoulder | B15 | 1203 | 750 | 0 | 47.18 | 40.18 | 5 | 0
2030 | SPP_N_2_MISO_W | SPP_N | MISO_W | Internal | Summer | B1 | 10 | 750 | 0 | 79.41 | 77.39 | 5 | 0
2030 | SPP_N_2_MISO_W | SPP_N | MISO_W | Internal | Summer | B2 | 25 | 750 | 0 | 79.41 | 76.63 | 5 | 0
2030 | SPP_N_2_MISO_W | SPP_N | MISO_W | Internal | Summer | B3 | 75 | 750 | 0 | 79.41 | 75.8 | 5 | 0
2030 | SPP_N_2_MISO_W | SPP_N | MISO_W | Internal | Summer | B4 | 100 | 750 | 0 | 79.41 | 75.01 | 5 | 0
2030 | SPP_N_2_MISO_W | SPP_N | MISO_W | Internal | Summer | B5 | 200 | 750 | 0 | 72.14 | 65.14 | 5 | 0
2030 | SPP_N_2_MISO_W | SPP_N | MISO_W | Internal | Summer | B6 | 300 | 750 | 0 | 56.74 | 49.74 | 5 | 0
2030 | SPP_N_2_MISO_W | SPP_N | MISO_W | Internal | Summer | B7 | 400 | 750 | 0 | 48.57 | 45.14 | 5 | 0
2030 | SPP_N_2_MISO_W | SPP_N | MISO_W | Internal | Summer | B8 | 500 | 750 | 0 | 46.45 | 43.65 | 5 | 0
2030 | SPP_N_2_MISO_W | SPP_N | MISO_W | Internal | Summer | B9 | 800 | 750 | 0 | 46.35 | 39.93 | 5 | 0
2030 | SPP_N_2_MISO_W | SPP_N | MISO_W | Internal | Summer | B10 | 1262 | 750 | 0 | 42.53 | 35.53 | 5 | 0
2030 | SPP_N_2_MISO_W | SPP_N | MISO_W | Internal | Winter | B16 | 25 | 750 | 0 | 53.64 | 52.27 | 5 | 0
2030 | SPP_N_2_MISO_W | SPP_N | MISO_W | Internal | Winter | B17 | 100 | 750 | 0 | 51.29 | 51.24 | 5 | 0
2030 | SPP_N_2_MISO_W | SPP_N | MISO_W | Internal | Winter | B18 | 400 | 750 | 0 | 51.17 | 49.14 | 5 | 0
2030 | SPP_N_2_MISO_W | SPP_N | MISO_W | Internal | Winter | B19 | 700 | 750 | 0 | 51.13 | 47.61 | 5 | 0
2030 | SPP_N_2_MISO_W | SPP_N | MISO_W | Internal | Winter | B20 | 935 | 750 | 0 | 43.33 | 37.42 | 5 | 0
2030 | SPP_N_2_NE | SPP_N | NE | Internal | Shoulder | B11 | 25 | 330 | 0 | 62.32 | 55.32 | 0.01 | 0
2030 | SPP_N_2_NE | SPP_N | NE | Internal | Shoulder | B12 | 200 | 330 | 0 | 48.08 | 47.86 | 0.01 | 0
2030 | SPP_N_2_NE | SPP_N | NE | Internal | Shoulder | B13 | 600 | 330 | 0 | 48.08 | 46.74 | 0.01 | 0
2030 | SPP_N_2_NE | SPP_N | NE | Internal | Shoulder | B14 | 900 | 330 | 0 | 47.97 | 46.74 | 0.01 | 0
2030 | SPP_N_2_NE | SPP_N | NE | Internal | Shoulder | B15 | 1203 | 330 | 0 | 47.18 | 40.2 | 0.01 | 0
2030 | SPP_N_2_NE | SPP_N | NE | Internal | Summer | B1 | 10 | 330 | 0.02 | 79.41 | 78.44 | 0.01 | 0
2030 | SPP_N_2_NE | SPP_N | NE | Internal | Summer | B2 | 25 | 330 | 0 | 79.41 | 78.44 | 0.01 | 0
2030 | SPP_N_2_NE | SPP_N | NE | Internal | Summer | B3 | 75 | 330 | 0 | 79.41 | 78.44 | 0.01 | 0
2030 | SPP_N_2_NE | SPP_N | NE | Internal | Summer | B4 | 100 | 330 | 0 | 79.41 | 76.18 | 0.01 | 0
2030 | SPP_N_2_NE | SPP_N | NE | Internal | Summer | B5 | 200 | 330 | 0.04 | 72.14 | 72.13 | 0.01 | 0
2030 | SPP_N_2_NE | SPP_N | NE | Internal | Summer | B6 | 300 | 330 | 0 | 56.74 | 49.9 | 0.01 | 0
2030 | SPP_N_2_NE | SPP_N | NE | Internal | Summer | B7 | 400 | 330 | 0 | 48.57 | 45.14 | 0.01 | 0
2030 | SPP_N_2_NE | SPP_N | NE | Internal | Summer | B8 | 500 | 330 | 0 | 46.45 | 43.65 | 0.01 | 0
2030 | SPP_N_2_NE | SPP_N | NE | Internal | Summer | B9 | 800 | 330 | 0 | 46.35 | 39.93 | 0.01 | 0
2030 | SPP_N_2_NE | SPP_N | NE | Internal | Summer | B10 | 1262 | 330 | 0 | 42.53 | 35.53 | 0.01 | 0
2030 | SPP_N_2_NE | SPP_N | NE | Internal | Winter | B16 | 25 | 330 | 0 | 53.64 | 52.27 | 0.01 | 0
2030 | SPP_N_2_NE | SPP_N | NE | Internal | Winter | B17 | 100 | 330 | 0.03 | 51.29 | 51.24 | 0.01 | 0
2030 | SPP_N_2_NE | SPP_N | NE | Internal | Winter | B18 | 400 | 330 | 0 | 51.17 | 49.14 | 0.01 | 0
2030 | SPP_N_2_NE | SPP_N | NE | Internal | Winter | B19 | 700 | 330 | 0 | 51.13 | 49.14 | 0.01 | 0
2030 | SPP_N_2_NE | SPP_N | NE | Internal | Winter | B20 | 935 | 330 | 0 | 43.33 | 37.41 | 0.01 | 0
2030 | SPP_N_2_SPP_S | SPP_N | SPP_S | Internal | Shoulder | B11 | 25 | 4000 | 1257.1 | 62.32 | 62.33 | 0.01 | 0
2030 | SPP_N_2_SPP_S | SPP_N | SPP_S | Internal | Shoulder | B12 | 200 | 4000 | 25.69 | 48.08 | 48.09 | 0.01 | 0
2030 | SPP_N_2_SPP_S | SPP_N | SPP_S | Internal | Shoulder | B13 | 600 | 4000 | 552.52 | 48.08 | 48.09 | 0.01 | 0
2030 | SPP_N_2_SPP_S | SPP_N | SPP_S | Internal | Shoulder | B14 | 900 | 4000 | 1175.74 | 47.97 | 47.98 | 0.01 | 0
2030 | SPP_N_2_SPP_S | SPP_N | SPP_S | Internal | Shoulder | B15 | 1203 | 4000 | 3489.57 | 47.18 | 47.19 | 0.01 | 0
2030 | SPP_N_2_SPP_S | SPP_N | SPP_S | Internal | Summer | B1 | 10 | 4000 | 0.01 | 79.41 | 77.8 | 0.01 | 0
2030 | SPP_N_2_SPP_S | SPP_N | SPP_S | Internal | Summer | B2 | 25 | 4000 | 0 | 79.41 | 77.8 | 0.01 | 0
2030 | SPP_N_2_SPP_S | SPP_N | SPP_S | Internal | Summer | B3 | 75 | 4000 | 0 | 79.41 | 77.07 | 0.01 | 0
2030 | SPP_N_2_SPP_S | SPP_N | SPP_S | Internal | Summer | B4 | 100 | 4000 | 0 | 79.41 | 76.1 | 0.01 | 0
2030 | SPP_N_2_SPP_S | SPP_N | SPP_S | Internal | Summer | B5 | 200 | 4000 | 0 | 72.14 | 67.02 | 0.01 | 0
2030 | SPP_N_2_SPP_S | SPP_N | SPP_S | Internal | Summer | B6 | 300 | 4000 | 860.8 | 56.74 | 56.75 | 0.01 | 0
2030 | SPP_N_2_SPP_S | SPP_N | SPP_S | Internal | Summer | B7 | 400 | 4000 | 932.85 | 48.57 | 48.58 | 0.01 | 0
2030 | SPP_N_2_SPP_S | SPP_N | SPP_S | Internal | Summer | B8 | 500 | 4000 | 768.9 | 46.45 | 46.46 | 0.01 | 0
2030 | SPP_N_2_SPP_S | SPP_N | SPP_S | Internal | Summer | B9 | 800 | 4000 | 2279.1 | 46.35 | 46.36 | 0.01 | 0
2030 | SPP_N_2_SPP_S | SPP_N | SPP_S | Internal | Summer | B10 | 1262 | 4000 | 4000 | 42.53 | 43.34 | 0.01 | 0.8
2030 | SPP_N_2_SPP_S | SPP_N | SPP_S | Internal | Winter | B16 | 25 | 4000 | 526.24 | 53.64 | 53.65 | 0.01 | 0
2030 | SPP_N_2_SPP_S | SPP_N | SPP_S | Internal | Winter | B17 | 100 | 4000 | 1221.98 | 51.29 | 51.3 | 0.01 | 0
2030 | SPP_N_2_SPP_S | SPP_N | SPP_S | Internal | Winter | B18 | 400 | 4000 | 1618.82 | 51.17 | 51.18 | 0.01 | 0
2030 | SPP_N_2_SPP_S | SPP_N | SPP_S | Internal | Winter | B19 | 700 | 4000 | 2179.11 | 51.13 | 51.14 | 0.01 | 0
2030 | SPP_N_2_SPP_S | SPP_N | SPP_S | Internal | Winter | B20 | 935 | 4000 | 3649.47 | 43.33 | 43.34 | 0.01 | 0
2030 | SPP_S_2_ENT | SPP_S | ENT | Internal | Shoulder | B11 | 25 | 850 | 0 | 62.33 | 61.2 | 5 | 0
2030 | SPP_S_2_ENT | SPP_S | ENT | Internal | Shoulder | B12 | 200 | 850 | 0 | 48.09 | 50.17 | 5 | 0
2030 | SPP_S_2_ENT | SPP_S | ENT | Internal | Shoulder | B13 | 600 | 850 | 0 | 48.09 | 49.81 | 5 | 0
2030 | SPP_S_2_ENT | SPP_S | ENT | Internal | Shoulder | B14 | 900 | 850 | 0 | 47.98 | 49.81 | 5 | 0
2030 | SPP_S_2_ENT | SPP_S | ENT | Internal | Shoulder | B15 | 1203 | 850 | 0 | 47.19 | 48.17 | 5 | 0
2030 | SPP_S_2_ENT | SPP_S | ENT | Internal | Summer | B1 | 10 | 850 | 460.68 | 77.8 | 82.8 | 5 | 0
2030 | SPP_S_2_ENT | SPP_S | ENT | Internal | Summer | B2 | 25 | 850 | 0 | 77.8 | 80.73 | 5 | 0
2030 | SPP_S_2_ENT | SPP_S | ENT | Internal | Summer | B3 | 75 | 850 | 0 | 77.07 | 80.73 | 5 | 0
2030 | SPP_S_2_ENT | SPP_S | ENT | Internal | Summer | B4 | 100 | 850 | 0 | 76.1 | 80.73 | 5 | 0
2030 | SPP_S_2_ENT | SPP_S | ENT | Internal | Summer | B5 | 200 | 850 | 0 | 67.02 | 70.14 | 5 | 0
2030 | SPP_S_2_ENT | SPP_S | ENT | Internal | Summer | B6 | 300 | 850 | 0 | 56.75 | 49.17 | 5 | 0
2030 | SPP_S_2_ENT | SPP_S | ENT | Internal | Summer | B7 | 400 | 850 | 0 | 48.58 | 48.58 | 5 | 0
2030 | SPP_S_2_ENT | SPP_S | ENT | Internal | Summer | B8 | 500 | 850 | 0 | 46.46 | 48.23 | 5 | 0
2030 | SPP_S_2_ENT | SPP_S | ENT | Internal | Summer | B9 | 800 | 850 | 0 | 46.36 | 46.65 | 5 | 0
2030 | SPP_S_2_ENT | SPP_S | ENT | Internal | Summer | B10 | 1262 | 850 | 0 | 43.34 | 46.65 | 5 | 0
2030 | SPP_S_2_ENT | SPP_S | ENT | Internal | Winter | B16 | 25 | 850 | 0 | 53.65 | 53.3 | 5 | 0
2030 | SPP_S_2_ENT | SPP_S | ENT | Internal | Winter | B17 | 100 | 850 | 0 | 51.3 | 52.92 | 5 | 0
2030 | SPP_S_2_ENT | SPP_S | ENT | Internal | Winter | B18 | 400 | 850 | 0 | 51.18 | 52.92 | 5 | 0
2030 | SPP_S_2_ENT | SPP_S | ENT | Internal | Winter | B19 | 700 | 850 | 0 | 51.14 | 51.17 | 5 | 0
2030 | SPP_S_2_ENT | SPP_S | ENT | Internal | Winter | B20 | 935 | 850 | 0 | 43.34 | 45.77 | 5 | 0
2030 | SPP_S_2_SPP_N | SPP_S | SPP_N | Internal | Shoulder | B11 | 25 | 640 | 0.35 | 62.33 | 62.32 | 0.01 | 0
2030 | SPP_S_2_SPP_N | SPP_S | SPP_N | Internal | Shoulder | B12 | 200 | 640 | 0.05 | 48.09 | 48.08 | 0.01 | 0
2030 | SPP_S_2_SPP_N | SPP_S | SPP_N | Internal | Shoulder | B13 | 600 | 640 | 0.02 | 48.09 | 48.08 | 0.01 | 0
2030 | SPP_S_2_SPP_N | SPP_S | SPP_N | Internal | Shoulder | B14 | 900 | 640 | 0.01 | 47.98 | 47.97 | 0.01 | 0
2030 | SPP_S_2_SPP_N | SPP_S | SPP_N | Internal | Shoulder | B15 | 1203 | 640 | 0 | 47.19 | 47.18 | 0.01 | 0
2030 | SPP_S_2_SPP_N | SPP_S | SPP_N | Internal | Summer | B1 | 10 | 640 | 639.99 | 77.8 | 79.41 | 0.01 | 1.6
2030 | SPP_S_2_SPP_N | SPP_S | SPP_N | Internal | Summer | B2 | 25 | 640 | 639.99 | 77.8 | 79.41 | 0.01 | 1.6
2030 | SPP_S_2_SPP_N | SPP_S | SPP_N | Internal | Summer | B3 | 75 | 640 | 640 | 77.07 | 79.41 | 0.01 | 2.33
2030 | SPP_S_2_SPP_N | SPP_S | SPP_N | Internal | Summer | B4 | 100 | 640 | 640 | 76.1 | 79.41 | 0.01 | 3.3
2030 | SPP_S_2_SPP_N | SPP_S | SPP_N | Internal | Summer | B5 | 200 | 640 | 640 | 67.02 | 72.14 | 0.01 | 5.11
2030 | SPP_S_2_SPP_N | SPP_S | SPP_N | Internal | Summer | B6 | 300 | 640 | 0.03 | 56.75 | 56.74 | 0.01 | 0
2030 | SPP_S_2_SPP_N | SPP_S | SPP_N | Internal | Summer | B7 | 400 | 640 | 0.02 | 48.58 | 48.57 | 0.01 | 0
2030 | SPP_S_2_SPP_N | SPP_S | SPP_N | Internal | Summer | B8 | 500 | 640 | 0.02 | 46.46 | 46.45 | 0.01 | 0
2030 | SPP_S_2_SPP_N | SPP_S | SPP_N | Internal | Summer | B9 | 800 | 640 | 0.01 | 46.36 | 46.35 | 0.01 | 0
2030 | SPP_S_2_SPP_N | SPP_S | SPP_N | Internal | Summer | B10 | 1262 | 640 | 0 | 43.34 | 42.53 | 0.01 | 0
2030 | SPP_S_2_SPP_N | SPP_S | SPP_N | Internal | Winter | B16 | 25 | 640 | 0.35 | 53.65 | 53.64 | 0.01 | 0
2030 | SPP_S_2_SPP_N | SPP_S | SPP_N | Internal | Winter | B17 | 100 | 640 | 0.09 | 51.3 | 51.29 | 0.01 | 0
2030 | SPP_S_2_SPP_N | SPP_S | SPP_N | Internal | Winter | B18 | 400 | 640 | 0.02 | 51.18 | 51.17 | 0.01 | 0
2030 | SPP_S_2_SPP_N | SPP_S | SPP_N | Internal | Winter | B19 | 700 | 640 | 0.01 | 51.14 | 51.13 | 0.01 | 0
2030 | SPP_S_2_SPP_N | SPP_S | SPP_N | Internal | Winter | B20 | 935 | 640 | 0 | 43.34 | 43.33 | 0.01 | 0
2030 | TVA_2_ENT | TVA | ENT | Internal | Shoulder | B11 | 25 | 500 | 499.97 | 51.68 | 61.2 | 9 | 0.52
2030 | TVA_2_ENT | TVA | ENT | Internal | Shoulder | B12 | 200 | 500 | 0 | 45.59 | 50.17 | 9 | 0
2030 | TVA_2_ENT | TVA | ENT | Internal | Shoulder | B13 | 600 | 500 | 0 | 45.59 | 49.81 | 9 | 0
2030 | TVA_2_ENT | TVA | ENT | Internal | Shoulder | B14 | 900 | 500 | 0 | 45.59 | 49.81 | 9 | 0
2030 | TVA_2_ENT | TVA | ENT | Internal | Shoulder | B15 | 1203 | 500 | 0 | 45.59 | 48.17 | 9 | 0
2030 | TVA_2_ENT | TVA | ENT | Internal | Summer | B1 | 10 | 500 | 0 | 85.41 | 82.8 | 9 | 0
2030 | TVA_2_ENT | TVA | ENT | Internal | Summer | B2 | 25 | 500 | 0 | 84.65 | 80.73 | 9 | 0
2030 | TVA_2_ENT | TVA | ENT | Internal | Summer | B3 | 75 | 500 | 0 | 79.81 | 80.73 | 9 | 0
2030 | TVA_2_ENT | TVA | ENT | Internal | Summer | B4 | 100 | 500 | 0 | 73.07 | 80.73 | 9 | 0
2030 | TVA_2_ENT | TVA | ENT | Internal | Summer | B5 | 200 | 500 | 500 | 54.14 | 70.14 | 9 | 7
2030 | TVA_2_ENT | TVA | ENT | Internal | Summer | B6 | 300 | 500 | 0 | 50.2 | 49.17 | 9 | 0
2030 | TVA_2_ENT | TVA | ENT | Internal | Summer | B7 | 400 | 500 | 0 | 48.14 | 48.58 | 9 | 0
2030 | TVA_2_ENT | TVA | ENT | Internal | Summer | B8 | 500 | 500 | 0 | 48.14 | 48.23 | 9 | 0
2030 | TVA_2_ENT | TVA | ENT | Internal | Summer | B9 | 800 | 500 | 0 | 44.33 | 46.65 | 9 | 0
2030 | TVA_2_ENT | TVA | ENT | Internal | Summer | B10 | 1262 | 500 | 500 | 36.96 | 46.65 | 9 | 0.69
2030 | TVA_2_ENT | TVA | ENT | Internal | Winter | B16 | 25 | 500 | 0 | 54.75 | 53.3 | 9 | 0
2030 | TVA_2_ENT | TVA | ENT | Internal | Winter | B17 | 100 | 500 | 0 | 52.5 | 52.92 | 9 | 0
2030 | TVA_2_ENT | TVA | ENT | Internal | Winter | B18 | 400 | 500 | 0 | 46.06 | 52.92 | 9 | 0
2030 | TVA_2_ENT | TVA | ENT | Internal | Winter | B19 | 700 | 500 | 0 | 46.06 | 51.17 | 9 | 0
2030 | TVA_2_ENT | TVA | ENT | Internal | Winter | B20 | 935 | 500 | 0 | 44.16 | 45.77 | 9 | 0
2030 | TVA_2_MISO_MO-IL | TVA | MISO_MO-IL | Internal | Shoulder | B11 | 25 | 50 | 0 | 51.68 | 55.33 | 9 | 0
2030 | TVA_2_MISO_MO-IL | TVA | MISO_MO-IL | Internal | Shoulder | B12 | 200 | 50 | 0 | 45.59 | 47.88 | 9 | 0
2030 | TVA_2_MISO_MO-IL | TVA | MISO_MO-IL | Internal | Shoulder | B13 | 600 | 50 | 0 | 45.59 | 46.7 | 9 | 0
2030 | TVA_2_MISO_MO-IL | TVA | MISO_MO-IL | Internal | Shoulder | B14 | 900 | 50 | 0 | 45.59 | 45.13 | 9 | 0
2030 | TVA_2_MISO_MO-IL | TVA | MISO_MO-IL | Internal | Shoulder | B15 | 1203 | 50 | 0 | 45.59 | 40.17 | 9 | 0
2030 | TVA_2_MISO_MO-IL | TVA | MISO_MO-IL | Internal | Summer | B1 | 10 | 50 | 0 | 85.41 | 77.4 | 9 | 0
2030 | TVA_2_MISO_MO-IL | TVA | MISO_MO-IL | Internal | Summer | B2 | 25 | 50 | 0 | 84.65 | 76.64 | 9 | 0
2030 | TVA_2_MISO_MO-IL | TVA | MISO_MO-IL | Internal | Summer | B3 | 75 | 50 | 0 | 79.81 | 75 | 9 | 0
2030 | TVA_2_MISO_MO-IL | TVA | MISO_MO-IL | Internal | Summer | B4 | 100 | 50 | 0 | 73.07 | 75 | 9 | 0
2030 | TVA_2_MISO_MO-IL | TVA | MISO_MO-IL | Internal | Summer | B5 | 200 | 50 | 50 | 54.14 | 65.13 | 9 | 1.99
2030 | TVA_2_MISO_MO-IL | TVA | MISO_MO-IL | Internal | Summer | B6 | 300 | 50 | 0 | 50.2 | 49.75 | 9 | 0
2030 | TVA_2_MISO_MO-IL | TVA | MISO_MO-IL | Internal | Summer | B7 | 400 | 50 | 0 | 48.14 | 45.13 | 9 | 0
2030 | TVA_2_MISO_MO-IL | TVA | MISO_MO-IL | Internal | Summer | B8 | 500 | 50 | 0 | 48.14 | 43.64 | 9 | 0
2030 | TVA_2_MISO_MO-IL | TVA | MISO_MO-IL | Internal | Summer | B9 | 800 | 50 | 0 | 44.33 | 39.92 | 9 | 0
2030 | TVA_2_MISO_MO-IL | TVA | MISO_MO-IL | Internal | Summer | B10 | 1262 | 50 | 0 | 36.96 | 35.54 | 9 | 0
2030 | TVA_2_MISO_MO-IL | TVA | MISO_MO-IL | Internal | Winter | B16 | 25 | 50 | 0 | 54.75 | 52.28 | 9 | 0
2030 | TVA_2_MISO_MO-IL | TVA | MISO_MO-IL | Internal | Winter | B17 | 100 | 50 | 0 | 52.5 | 51.26 | 9 | 0
2030 | TVA_2_MISO_MO-IL | TVA | MISO_MO-IL | Internal | Winter | B18 | 400 | 50 | 0 | 46.06 | 49.13 | 9 | 0
2030 | TVA_2_MISO_MO-IL | TVA | MISO_MO-IL | Internal | Winter | B19 | 700 | 50 | 0 | 46.06 | 47.54 | 9 | 0
2030 | TVA_2_MISO_MO-IL | TVA | MISO_MO-IL | Internal | Winter | B20 | 935 | 50 | 0 | 44.16 | 37.43 | 9 | 0
2030 | TVA_2_NonRTO_Midwest | TVA | NonRTO_Midwest | Internal | Shoulder | B11 | 25 | 100 | 100 | 51.68 | 63.34 | 9 | 2.67
2030 | TVA_2_NonRTO_Midwest | TVA | NonRTO_Midwest | Internal | Shoulder | B12 | 200 | 100 | 100 | 45.59 | 55.98 | 9 | 1.39
2030 | TVA_2_NonRTO_Midwest | TVA | NonRTO_Midwest | Internal | Shoulder | B13 | 600 | 100 | 100 | 45.59 | 54.71 | 9 | 0.12
2030 | TVA_2_NonRTO_Midwest | TVA | NonRTO_Midwest | Internal | Shoulder | B14 | 900 | 100 | 0 | 45.59 | 47.24 | 9 | 0
2030 | TVA_2_NonRTO_Midwest | TVA | NonRTO_Midwest | Internal | Shoulder | B15 | 1203 | 100 | 0 | 45.59 | 37.57 | 9 | 0
2030 | TVA_2_NonRTO_Midwest | TVA | NonRTO_Midwest | Internal | Summer | B1 | 10 | 100 | 0 | 85.41 | 80.48 | 9 | 0
2030 | TVA_2_NonRTO_Midwest | TVA | NonRTO_Midwest | Internal | Summer | B2 | 25 | 100 | 0 | 84.65 | 80.48 | 9 | 0
2030 | TVA_2_NonRTO_Midwest | TVA | NonRTO_Midwest | Internal | Summer | B3 | 75 | 100 | 0 | 79.81 | 80.48 | 9 | 0
2030 | TVA_2_NonRTO_Midwest | TVA | NonRTO_Midwest | Internal | Summer | B4 | 100 | 100 | 0 | 73.07 | 80.48 | 9 | 0
2030 | TVA_2_NonRTO_Midwest | TVA | NonRTO_Midwest | Internal | Summer | B5 | 200 | 100 | 100 | 54.14 | 73.14 | 9 | 10
2030 | TVA_2_NonRTO_Midwest | TVA | NonRTO_Midwest | Internal | Summer | B6 | 300 | 100 | 0 | 50.2 | 57.76 | 9 | 0
2030 | TVA_2_NonRTO_Midwest | TVA | NonRTO_Midwest | Internal | Summer | B7 | 400 | 100 | 0 | 48.14 | 53.14 | 9 | 0
2030 | TVA_2_NonRTO_Midwest | TVA | NonRTO_Midwest | Internal | Summer | B8 | 500 | 100 | 0 | 48.14 | 50.8 | 9 | 0
2030 | TVA_2_NonRTO_Midwest | TVA | NonRTO_Midwest | Internal | Summer | B9 | 800 | 100 | 0 | 44.33 | 36.31 | 9 | 0
2030 | TVA_2_NonRTO_Midwest | TVA | NonRTO_Midwest | Internal | Summer | B10 | 1262 | 100 | 0 | 36.96 | 33.79 | 9 | 0
2030 | TVA_2_NonRTO_Midwest | TVA | NonRTO_Midwest | Internal | Winter | B16 | 25 | 100 | 0 | 54.75 | 60.86 | 9 | 0
2030 | TVA_2_NonRTO_Midwest | TVA | NonRTO_Midwest | Internal | Winter | B17 | 100 | 100 | 0 | 52.5 | 59.27 | 9 | 0
2030 | TVA_2_NonRTO_Midwest | TVA | NonRTO_Midwest | Internal | Winter | B18 | 400 | 100 | 100 | 46.06 | 57.15 | 9 | 2.09
2030 | TVA_2_NonRTO_Midwest | TVA | NonRTO_Midwest | Internal | Winter | B19 | 700 | 100 | 0 | 46.06 | 48.92 | 9 | 0
2030 | TVA_2_NonRTO_Midwest | TVA | NonRTO_Midwest | Internal | Winter | B20 | 935 | 100 | 0 | 44.16 | 36.15 | 9 | 0
2030 | TVA_2_PJM_ROR | TVA | PJM_ROR | Internal | Shoulder | B11 | 25 | 500 | 0 | 51.68 | 53.33 | 9 | 0
2030 | TVA_2_PJM_ROR | TVA | PJM_ROR | Internal | Shoulder | B12 | 200 | 500 | 0 | 45.59 | 47.88 | 9 | 0
2030 | TVA_2_PJM_ROR | TVA | PJM_ROR | Internal | Shoulder | B13 | 600 | 500 | 0 | 45.59 | 47.48 | 9 | 0
2030 | TVA_2_PJM_ROR | TVA | PJM_ROR | Internal | Shoulder | B14 | 900 | 500 | 0 | 45.59 | 46.33 | 9 | 0
2030 | TVA_2_PJM_ROR | TVA | PJM_ROR | Internal | Shoulder | B15 | 1203 | 500 | 0 | 45.59 | 41.91 | 9 | 0
2030 | TVA_2_PJM_ROR | TVA | PJM_ROR | Internal | Summer | B1 | 10 | 500 | 0 | 85.41 | 79.4 | 9 | 0
2030 | TVA_2_PJM_ROR | TVA | PJM_ROR | Internal | Summer | B2 | 25 | 500 | 0 | 84.65 | 78.64 | 9 | 0
2030 | TVA_2_PJM_ROR | TVA | PJM_ROR | Internal | Summer | B3 | 75 | 500 | 0 | 79.81 | 73.8 | 9 | 0
2030 | TVA_2_PJM_ROR | TVA | PJM_ROR | Internal | Summer | B4 | 100 | 500 | 0 | 73.07 | 73.8 | 9 | 0
2030 | TVA_2_PJM_ROR | TVA | PJM_ROR | Internal | Summer | B5 | 200 | 500 | 377.11 | 54.14 | 63.14 | 9 | 0
2030 | TVA_2_PJM_ROR | TVA | PJM_ROR | Internal | Summer | B6 | 300 | 500 | 0 | 50.2 | 51.73 | 9 | 0
2030 | TVA_2_PJM_ROR | TVA | PJM_ROR | Internal | Summer | B7 | 400 | 500 | 0 | 48.14 | 45.95 | 9 | 0
2030 | TVA_2_PJM_ROR | TVA | PJM_ROR | Internal | Summer | B8 | 500 | 500 | 0 | 48.14 | 44.82 | 9 | 0
2030 | TVA_2_PJM_ROR | TVA | PJM_ROR | Internal | Summer | B9 | 800 | 500 | 0 | 44.33 | 41.46 | 9 | 0
2030 | TVA_2_PJM_ROR | TVA | PJM_ROR | Internal | Summer | B10 | 1262 | 500 | 0 | 36.96 | 37.35 | 9 | 0
2030 | TVA_2_PJM_ROR | TVA | PJM_ROR | Internal | Winter | B16 | 25 | 500 | 0 | 54.75 | 54.27 | 9 | 0
2030 | TVA_2_PJM_ROR | TVA | PJM_ROR | Internal | Winter | B17 | 100 | 500 | 0 | 52.5 | 53.24 | 9 | 0
2030 | TVA_2_PJM_ROR | TVA | PJM_ROR | Internal | Winter | B18 | 400 | 500 | 0 | 46.06 | 51.13 | 9 | 0
2030 | TVA_2_PJM_ROR | TVA | PJM_ROR | Internal | Winter | B19 | 700 | 500 | 0 | 46.06 | 48.86 | 9 | 0
2030 | TVA_2_PJM_ROR | TVA | PJM_ROR | Internal | Winter | B20 | 935 | 500 | 0 | 44.16 | 38.15 | 9 | 0
2030 | TVA_2_SOCO | TVA | SOCO | Internal | Shoulder | B11 | 25 | 500 | 500 | 51.68 | 69.2 | 9 | 8.52
2030 | TVA_2_SOCO | TVA | SOCO | Internal | Shoulder | B12 | 200 | 500 | 0 | 45.59 | 50.12 | 9 | 0
2030 | TVA_2_SOCO | TVA | SOCO | Internal | Shoulder | B13 | 600 | 500 | 0 | 45.59 | 50.12 | 9 | 0
2030 | TVA_2_SOCO | TVA | SOCO | Internal | Shoulder | B14 | 900 | 500 | 0 | 45.59 | 50.12 | 9 | 0
2030 | TVA_2_SOCO | TVA | SOCO | Internal | Shoulder | B15 | 1203 | 500 | 0 | 45.59 | 50.12 | 9 | 0
2030 | TVA_2_SOCO | TVA | SOCO | Internal | Summer | B1 | 10 | 500 | 0 | 85.41 | 90.8 | 9 | 0
2030 | TVA_2_SOCO | TVA | SOCO | Internal | Summer | B2 | 25 | 500 | 0 | 84.65 | 82.07 | 9 | 0
2030 | TVA_2_SOCO | TVA | SOCO | Internal | Summer | B3 | 75 | 500 | 0 | 79.81 | 82.07 | 9 | 0
2030 | TVA_2_SOCO | TVA | SOCO | Internal | Summer | B4 | 100 | 500 | 1.02 | 73.07 | 82.07 | 9 | 0
2030 | TVA_2_SOCO | TVA | SOCO | Internal | Summer | B5 | 200 | 500 | 500 | 54.14 | 78.14 | 9 | 15
2030 | TVA_2_SOCO | TVA | SOCO | Internal | Summer | B6 | 300 | 500 | 500 | 50.2 | 66.17 | 9 | 6.96
2030 | TVA_2_SOCO | TVA | SOCO | Internal | Summer | B7 | 400 | 500 | 0 | 48.14 | 56.58 | 9 | 0
2030 | TVA_2_SOCO | TVA | SOCO | Internal | Summer | B8 | 500 | 500 | 0 | 48.14 | 48.64 | 9 | 0
2030 | TVA_2_SOCO | TVA | SOCO | Internal | Summer | B9 | 800 | 500 | 0 | 44.33 | 48.64 | 9 | 0
2030 | TVA_2_SOCO | TVA | SOCO | Internal | Summer | B10 | 1262 | 500 | 500 | 36.96 | 48.64 | 9 | 2.68
2030 | TVA_2_SOCO | TVA | SOCO | Internal | Winter | B16 | 25 | 500 | 500 | 54.75 | 67.24 | 9 | 3.49
2030 | TVA_2_SOCO | TVA | SOCO | Internal | Winter | B17 | 100 | 500 | 0 | 52.5 | 53.17 | 9 | 0
2030 | TVA_2_SOCO | TVA | SOCO | Internal | Winter | B18 | 400 | 500 | 0 | 46.06 | 53.17 | 9 | 0
2030 | TVA_2_SOCO | TVA | SOCO | Internal | Winter | B19 | 700 | 500 | 0 | 46.06 | 53.17 | 9 | 0
2030 | TVA_2_SOCO | TVA | SOCO | Internal | Winter | B20 | 935 | 500 | 0 | 44.16 | 51.37 | 9 | 0
2030 | TVA_2_VACAR | TVA | VACAR | Internal | Shoulder | B11 | 25 | 150 | 149.99 | 51.68 | 62.2 | 9 | 1.52
2030 | TVA_2_VACAR | TVA | VACAR | Internal | Shoulder | B12 | 200 | 150 | 0 | 45.59 | 53.88 | 9 | 0
2030 | TVA_2_VACAR | TVA | VACAR | Internal | Shoulder | B13 | 600 | 150 | 0 | 45.59 | 53.48 | 9 | 0
2030 | TVA_2_VACAR | TVA | VACAR | Internal | Shoulder | B14 | 900 | 150 | 0 | 45.59 | 52.33 | 9 | 0
2030 | TVA_2_VACAR | TVA | VACAR | Internal | Shoulder | B15 | 1203 | 150 | 0 | 45.59 | 47.91 | 9 | 0
2030 | TVA_2_VACAR | TVA | VACAR | Internal | Summer | B1 | 10 | 150 | 0 | 85.41 | 85.75 | 9 | 0
2030 | TVA_2_VACAR | TVA | VACAR | Internal | Summer | B2 | 25 | 150 | 0 | 84.65 | 85.75 | 9 | 0
2030 | TVA_2_VACAR | TVA | VACAR | Internal | Summer | B3 | 75 | 150 | 0 | 79.81 | 85.75 | 9 | 0
2030 | TVA_2_VACAR | TVA | VACAR | Internal | Summer | B4 | 100 | 150 | 150 | 73.07 | 83.9 | 9 | 1.83
2030 | TVA_2_VACAR | TVA | VACAR | Internal | Summer | B5 | 200 | 150 | 150 | 54.14 | 71.14 | 9 | 8
2030 | TVA_2_VACAR | TVA | VACAR | Internal | Summer | B6 | 300 | 150 | 0.03 | 50.2 | 59.17 | 9 | 0
2030 | TVA_2_VACAR | TVA | VACAR | Internal | Summer | B7 | 400 | 150 | 0 | 48.14 | 51.95 | 9 | 0
2030 | TVA_2_VACAR | TVA | VACAR | Internal | Summer | B8 | 500 | 150 | 0 | 48.14 | 50.82 | 9 | 0
2030 | TVA_2_VACAR | TVA | VACAR | Internal | Summer | B9 | 800 | 150 | 0 | 44.33 | 47.46 | 9 | 0
2030 | TVA_2_VACAR | TVA | VACAR | Internal | Summer | B10 | 1262 | 150 | 0 | 36.96 | 43.35 | 9 | 0
2030 | TVA_2_VACAR | TVA | VACAR | Internal | Winter | B16 | 25 | 150 | 150 | 54.75 | 69.27 | 9 | 5.52
2030 | TVA_2_VACAR | TVA | VACAR | Internal | Winter | B17 | 100 | 150 | 149.94 | 52.5 | 61.53 | 9 | 0.03
2030 | TVA_2_VACAR | TVA | VACAR | Internal | Winter | B18 | 400 | 150 | 150 | 46.06 | 57.13 | 9 | 2.07
2030 | TVA_2_VACAR | TVA | VACAR | Internal | Winter | B19 | 700 | 150 | 0 | 46.06 | 54 | 9 | 0
2030 | TVA_2_VACAR | TVA | VACAR | Internal | Winter | B20 | 935 | 150 | 0 | 44.16 | 44.37 | 9 | 0
2030 | TVA_Transmission_2_ENT | TVA_Transmission | ENT | Internal | Shoulder | B11 | 25 | 3000 | 0 | 60.2 | 61.2 | 9 | 0
2030 | TVA_Transmission_2_ENT | TVA_Transmission | ENT | Internal | Shoulder | B12 | 200 | 3000 | 0 | 50.9 | 50.17 | 9 | 0
2030 | TVA_Transmission_2_ENT | TVA_Transmission | ENT | Internal | Shoulder | B13 | 600 | 3000 | 0 | 50.3 | 49.81 | 9 | 0
2030 | TVA_Transmission_2_ENT | TVA_Transmission | ENT | Internal | Shoulder | B14 | 900 | 3000 | 0 | 48.92 | 49.81 | 9 | 0
2030 | TVA_Transmission_2_ENT | TVA_Transmission | ENT | Internal | Shoulder | B15 | 1203 | 3000 | 0 | 45.57 | 48.17 | 9 | 0
2030 | TVA_Transmission_2_ENT | TVA_Transmission | ENT | Internal | Summer | B1 | 10 | 3000 | 0 | 85.4 | 82.8 | 9 | 0
2030 | TVA_Transmission_2_ENT | TVA_Transmission | ENT | Internal | Summer | B2 | 25 | 3000 | 0 | 84.64 | 80.73 | 9 | 0
2030 | TVA_Transmission_2_ENT | TVA_Transmission | ENT | Internal | Summer | B3 | 75 | 3000 | 0 | 79.8 | 80.73 | 9 | 0
2030 | TVA_Transmission_2_ENT | TVA_Transmission | ENT | Internal | Summer | B4 | 100 | 3000 | 0 | 78.12 | 80.73 | 9 | 0
2030 | TVA_Transmission_2_ENT | TVA_Transmission | ENT | Internal | Summer | B5 | 200 | 3000 | 0 | 69.14 | 70.14 | 9 | 0
2030 | TVA_Transmission_2_ENT | TVA_Transmission | ENT | Internal | Summer | B6 | 300 | 3000 | 0 | 57.17 | 49.17 | 9 | 0
2030 | TVA_Transmission_2_ENT | TVA_Transmission | ENT | Internal | Summer | B7 | 400 | 3000 | 0 | 50.3 | 48.58 | 9 | 0
2030 | TVA_Transmission_2_ENT | TVA_Transmission | ENT | Internal | Summer | B8 | 500 | 3000 | 0 | 49.37 | 48.23 | 9 | 0
2030 | TVA_Transmission_2_ENT | TVA_Transmission | ENT | Internal | Summer | B9 | 800 | 3000 | 0 | 44.31 | 46.65 | 9 | 0
2030 | TVA_Transmission_2_ENT | TVA_Transmission | ENT | Internal | Summer | B10 | 1262 | 3000 | 0 | 40.64 | 46.65 | 9 | 0
2030 | TVA_Transmission_2_ENT | TVA_Transmission | ENT | Internal | Winter | B16 | 25 | 3000 | 0 | 60.27 | 53.3 | 9 | 0
2030 | TVA_Transmission_2_ENT | TVA_Transmission | ENT | Internal | Winter | B17 | 100 | 3000 | 0 | 55.85 | 52.92 | 9 | 0
2030 | TVA_Transmission_2_ENT | TVA_Transmission | ENT | Internal | Winter | B18 | 400 | 3000 | 0 | 53.13 | 52.92 | 9 | 0
2030 | TVA_Transmission_2_ENT | TVA_Transmission | ENT | Internal | Winter | B19 | 700 | 3000 | 0 | 50.84 | 51.17 | 9 | 0
2030 | TVA_Transmission_2_ENT | TVA_Transmission | ENT | Internal | Winter | B20 | 935 | 3000 | 0 | 44.15 | 45.77 | 9 | 0
2030 | TVA_Transmission_2_MISO_MO-IL | TVA_Transmission | MISO_MO-IL | Internal | Shoulder | B11 | 25 | 4000 | 0 | 60.2 | 55.33 | 9 | 0
2030 | TVA_Transmission_2_MISO_MO-IL | TVA_Transmission | MISO_MO-IL | Internal | Shoulder | B12 | 200 | 4000 | 0 | 50.9 | 47.88 | 9 | 0
2030 | TVA_Transmission_2_MISO_MO-IL | TVA_Transmission | MISO_MO-IL | Internal | Shoulder | B13 | 600 | 4000 | 0 | 50.3 | 46.7 | 9 | 0
2030 | TVA_Transmission_2_MISO_MO-IL | TVA_Transmission | MISO_MO-IL | Internal | Shoulder | B14 | 900 | 4000 | 0 | 48.92 | 45.13 | 9 | 0
2030 | TVA_Transmission_2_MISO_MO-IL | TVA_Transmission | MISO_MO-IL | Internal | Shoulder | B15 | 1203 | 4000 | 0 | 45.57 | 40.17 | 9 | 0
2030 | TVA_Transmission_2_MISO_MO-IL | TVA_Transmission | MISO_MO-IL | Internal | Summer | B1 | 10 | 4000 | 0 | 85.4 | 77.4 | 9 | 0
2030 | TVA_Transmission_2_MISO_MO-IL | TVA_Transmission | MISO_MO-IL | Internal | Summer | B2 | 25 | 4000 | 0 | 84.64 | 76.64 | 9 | 0
2030 | TVA_Transmission_2_MISO_MO-IL | TVA_Transmission | MISO_MO-IL | Internal | Summer | B3 | 75 | 4000 | 0 | 79.8 | 75 | 9 | 0
2030 | TVA_Transmission_2_MISO_MO-IL | TVA_Transmission | MISO_MO-IL | Internal | Summer | B4 | 100 | 4000 | 0 | 78.12 | 75 | 9 | 0
2030 | TVA_Transmission_2_MISO_MO-IL | TVA_Transmission | MISO_MO-IL | Internal | Summer | B5 | 200 | 4000 | 0 | 69.14 | 65.13 | 9 | 0
2030 | TVA_Transmission_2_MISO_MO-IL | TVA_Transmission | MISO_MO-IL | Internal | Summer | B6 | 300 | 4000 | 0 | 57.17 | 49.75 | 9 | 0
2030 | TVA_Transmission_2_MISO_MO-IL | TVA_Transmission | MISO_MO-IL | Internal | Summer | B7 | 400 | 4000 | 0 | 50.3 | 45.13 | 9 | 0
2030 | TVA_Transmission_2_MISO_MO-IL | TVA_Transmission | MISO_MO-IL | Internal | Summer | B8 | 500 | 4000 | 0 | 49.37 | 43.64 | 9 | 0
2030 | TVA_Transmission_2_MISO_MO-IL | TVA_Transmission | MISO_MO-IL | Internal | Summer | B9 | 800 | 4000 | 0 | 44.31 | 39.92 | 9 | 0
2030 | TVA_Transmission_2_MISO_MO-IL | TVA_Transmission | MISO_MO-IL | Internal | Summer | B10 | 1262 | 4000 | 0 | 40.64 | 35.54 | 9 | 0
2030 | TVA_Transmission_2_MISO_MO-IL | TVA_Transmission | MISO_MO-IL | Internal | Winter | B16 | 25 | 4000 | 0 | 60.27 | 52.28 | 9 | 0
2030 | TVA_Transmission_2_MISO_MO-IL | TVA_Transmission | MISO_MO-IL | Internal | Winter | B17 | 100 | 4000 | 0 | 55.85 | 51.26 | 9 | 0
2030 | TVA_Transmission_2_MISO_MO-IL | TVA_Transmission | MISO_MO-IL | Internal | Winter | B18 | 400 | 4000 | 0 | 53.13 | 49.13 | 9 | 0
2030 | TVA_Transmission_2_MISO_MO-IL | TVA_Transmission | MISO_MO-IL | Internal | Winter | B19 | 700 | 4000 | 0 | 50.84 | 47.54 | 9 | 0
2030 | TVA_Transmission_2_MISO_MO-IL | TVA_Transmission | MISO_MO-IL | Internal | Winter | B20 | 935 | 4000 | 0 | 44.15 | 37.43 | 9 | 0
2030 | TVA_Transmission_2_NonRTO_Midwest | TVA_Transmission | NonRTO_Midwest | Internal | Shoulder | B11 | 25 | 700 | 0 | 60.2 | 63.34 | 9 | 0
2030 | TVA_Transmission_2_NonRTO_Midwest | TVA_Transmission | NonRTO_Midwest | Internal | Shoulder | B12 | 200 | 700 | 0 | 50.9 | 55.98 | 9 | 0
2030 | TVA_Transmission_2_NonRTO_Midwest | TVA_Transmission | NonRTO_Midwest | Internal | Shoulder | B13 | 600 | 700 | 0 | 50.3 | 54.71 | 9 | 0
2030 | TVA_Transmission_2_NonRTO_Midwest | TVA_Transmission | NonRTO_Midwest | Internal | Shoulder | B14 | 900 | 700 | 0 | 48.92 | 47.24 | 9 | 0
2030 | TVA_Transmission_2_NonRTO_Midwest | TVA_Transmission | NonRTO_Midwest | Internal | Shoulder | B15 | 1203 | 700 | 0 | 45.57 | 37.57 | 9 | 0
2030 | TVA_Transmission_2_NonRTO_Midwest | TVA_Transmission | NonRTO_Midwest | Internal | Summer | B1 | 10 | 700 | 0 | 85.4 | 80.48 | 9 | 0
2030 | TVA_Transmission_2_NonRTO_Midwest | TVA_Transmission | NonRTO_Midwest | Internal | Summer | B2 | 25 | 700 | 0 | 84.64 | 80.48 | 9 | 0
2030 | TVA_Transmission_2_NonRTO_Midwest | TVA_Transmission | NonRTO_Midwest | Internal | Summer | B3 | 75 | 700 | 0 | 79.8 | 80.48 | 9 | 0
2030 | TVA_Transmission_2_NonRTO_Midwest | TVA_Transmission | NonRTO_Midwest | Internal | Summer | B4 | 100 | 700 | 0 | 78.12 | 80.48 | 9 | 0
2030 | TVA_Transmission_2_NonRTO_Midwest | TVA_Transmission | NonRTO_Midwest | Internal | Summer | B5 | 200 | 700 | 0 | 69.14 | 73.14 | 9 | 0
2030 | TVA_Transmission_2_NonRTO_Midwest | TVA_Transmission | NonRTO_Midwest | Internal | Summer | B6 | 300 | 700 | 0 | 57.17 | 57.76 | 9 | 0
2030 | TVA_Transmission_2_NonRTO_Midwest | TVA_Transmission | NonRTO_Midwest | Internal | Summer | B7 | 400 | 700 | 0 | 50.3 | 53.14 | 9 | 0
2030 | TVA_Transmission_2_NonRTO_Midwest | TVA_Transmission | NonRTO_Midwest | Internal | Summer | B8 | 500 | 700 | 0 | 49.37 | 50.8 | 9 | 0
2030 | TVA_Transmission_2_NonRTO_Midwest | TVA_Transmission | NonRTO_Midwest | Internal | Summer | B9 | 800 | 700 | 0 | 44.31 | 36.31 | 9 | 0
2030 | TVA_Transmission_2_NonRTO_Midwest | TVA_Transmission | NonRTO_Midwest | Internal | Summer | B10 | 1262 | 700 | 0 | 40.64 | 33.79 | 9 | 0
2030 | TVA_Transmission_2_NonRTO_Midwest | TVA_Transmission | NonRTO_Midwest | Internal | Winter | B16 | 25 | 700 | 0 | 60.27 | 60.86 | 9 | 0
2030 | TVA_Transmission_2_NonRTO_Midwest | TVA_Transmission | NonRTO_Midwest | Internal | Winter | B17 | 100 | 700 | 0 | 55.85 | 59.27 | 9 | 0
2030 | TVA_Transmission_2_NonRTO_Midwest | TVA_Transmission | NonRTO_Midwest | Internal | Winter | B18 | 400 | 700 | 0 | 53.13 | 57.15 | 9 | 0
2030 | TVA_Transmission_2_NonRTO_Midwest | TVA_Transmission | NonRTO_Midwest | Internal | Winter | B19 | 700 | 700 | 0 | 50.84 | 48.92 | 9 | 0
2030 | TVA_Transmission_2_NonRTO_Midwest | TVA_Transmission | NonRTO_Midwest | Internal | Winter | B20 | 935 | 700 | 0 | 44.15 | 36.15 | 9 | 0
2030 | TVA_Transmission_2_PJM_ROR | TVA_Transmission | PJM_ROR | Internal | Shoulder | B11 | 25 | 2000 | 0 | 60.2 | 53.33 | 9 | 0
2030 | TVA_Transmission_2_PJM_ROR | TVA_Transmission | PJM_ROR | Internal | Shoulder | B12 | 200 | 2000 | 0 | 50.9 | 47.88 | 9 | 0
2030 | TVA_Transmission_2_PJM_ROR | TVA_Transmission | PJM_ROR | Internal | Shoulder | B13 | 600 | 2000 | 0 | 50.3 | 47.48 | 9 | 0
2030 | TVA_Transmission_2_PJM_ROR | TVA_Transmission | PJM_ROR | Internal | Shoulder | B14 | 900 | 2000 | 0 | 48.92 | 46.33 | 9 | 0
2030 | TVA_Transmission_2_PJM_ROR | TVA_Transmission | PJM_ROR | Internal | Shoulder | B15 | 1203 | 2000 | 0 | 45.57 | 41.91 | 9 | 0
2030 | TVA_Transmission_2_PJM_ROR | TVA_Transmission | PJM_ROR | Internal | Summer | B1 | 10 | 2000 | 0 | 85.4 | 79.4 | 9 | 0
2030 | TVA_Transmission_2_PJM_ROR | TVA_Transmission | PJM_ROR | Internal | Summer | B2 | 25 | 2000 | 0 | 84.64 | 78.64 | 9 | 0
2030 | TVA_Transmission_2_PJM_ROR | TVA_Transmission | PJM_ROR | Internal | Summer | B3 | 75 | 2000 | 0 | 79.8 | 73.8 | 9 | 0
2030 | TVA_Transmission_2_PJM_ROR | TVA_Transmission | PJM_ROR | Internal | Summer | B4 | 100 | 2000 | 0 | 78.12 | 73.8 | 9 | 0
2030 | TVA_Transmission_2_PJM_ROR | TVA_Transmission | PJM_ROR | Internal | Summer | B5 | 200 | 2000 | 0 | 69.14 | 63.14 | 9 | 0
2030 | TVA_Transmission_2_PJM_ROR | TVA_Transmission | PJM_ROR | Internal | Summer | B6 | 300 | 2000 | 0 | 57.17 | 51.73 | 9 | 0
2030 | TVA_Transmission_2_PJM_ROR | TVA_Transmission | PJM_ROR | Internal | Summer | B7 | 400 | 2000 | 0 | 50.3 | 45.95 | 9 | 0
2030 | TVA_Transmission_2_PJM_ROR | TVA_Transmission | PJM_ROR | Internal | Summer | B8 | 500 | 2000 | 0 | 49.37 | 44.82 | 9 | 0
2030 | TVA_Transmission_2_PJM_ROR | TVA_Transmission | PJM_ROR | Internal | Summer | B9 | 800 | 2000 | 0 | 44.31 | 41.46 | 9 | 0
2030 | TVA_Transmission_2_PJM_ROR | TVA_Transmission | PJM_ROR | Internal | Summer | B10 | 1262 | 2000 | 0 | 40.64 | 37.35 | 9 | 0
2030 | TVA_Transmission_2_PJM_ROR | TVA_Transmission | PJM_ROR | Internal | Winter | B16 | 25 | 2000 | 0 | 60.27 | 54.27 | 9 | 0
2030 | TVA_Transmission_2_PJM_ROR | TVA_Transmission | PJM_ROR | Internal | Winter | B17 | 100 | 2000 | 0 | 55.85 | 53.24 | 9 | 0
2030 | TVA_Transmission_2_PJM_ROR | TVA_Transmission | PJM_ROR | Internal | Winter | B18 | 400 | 2000 | 0 | 53.13 | 51.13 | 9 | 0
2030 | TVA_Transmission_2_PJM_ROR | TVA_Transmission | PJM_ROR | Internal | Winter | B19 | 700 | 2000 | 0 | 50.84 | 48.86 | 9 | 0
2030 | TVA_Transmission_2_PJM_ROR | TVA_Transmission | PJM_ROR | Internal | Winter | B20 | 935 | 2000 | 0 | 44.15 | 38.15 | 9 | 0
2030 | TVA_Transmission_2_SOCO | TVA_Transmission | SOCO | Internal | Shoulder | B11 | 25 | 3200 | 2499.98 | 60.2 | 69.2 | 9 | 0
2030 | TVA_Transmission_2_SOCO | TVA_Transmission | SOCO | Internal | Shoulder | B12 | 200 | 3200 | 0 | 50.9 | 50.12 | 9 | 0
2030 | TVA_Transmission_2_SOCO | TVA_Transmission | SOCO | Internal | Shoulder | B13 | 600 | 3200 | 0 | 50.3 | 50.12 | 9 | 0
2030 | TVA_Transmission_2_SOCO | TVA_Transmission | SOCO | Internal | Shoulder | B14 | 900 | 3200 | 0 | 48.92 | 50.12 | 9 | 0
2030 | TVA_Transmission_2_SOCO | TVA_Transmission | SOCO | Internal | Shoulder | B15 | 1203 | 3200 | 0 | 45.57 | 50.12 | 9 | 0
2030 | TVA_Transmission_2_SOCO | TVA_Transmission | SOCO | Internal | Summer | B1 | 10 | 3200 | 0 | 85.4 | 90.8 | 9 | 0
2030 | TVA_Transmission_2_SOCO | TVA_Transmission | SOCO | Internal | Summer | B2 | 25 | 3200 | 0 | 84.64 | 82.07 | 9 | 0
2030 | TVA_Transmission_2_SOCO | TVA_Transmission | SOCO | Internal | Summer | B3 | 75 | 3200 | 0 | 79.8 | 82.07 | 9 | 0
2030 | TVA_Transmission_2_SOCO | TVA_Transmission | SOCO | Internal | Summer | B4 | 100 | 3200 | 0 | 78.12 | 82.07 | 9 | 0
2030 | TVA_Transmission_2_SOCO | TVA_Transmission | SOCO | Internal | Summer | B5 | 200 | 3200 | 397.26 | 69.14 | 78.14 | 9 | 0
2030 | TVA_Transmission_2_SOCO | TVA_Transmission | SOCO | Internal | Summer | B6 | 300 | 3200 | 46.31 | 57.17 | 66.17 | 9 | 0
2030 | TVA_Transmission_2_SOCO | TVA_Transmission | SOCO | Internal | Summer | B7 | 400 | 3200 | 0 | 50.3 | 56.58 | 9 | 0
2030 | TVA_Transmission_2_SOCO | TVA_Transmission | SOCO | Internal | Summer | B8 | 500 | 3200 | 0 | 49.37 | 48.64 | 9 | 0
2030 | TVA_Transmission_2_SOCO | TVA_Transmission | SOCO | Internal | Summer | B9 | 800 | 3200 | 0 | 44.31 | 48.64 | 9 | 0
2030 | TVA_Transmission_2_SOCO | TVA_Transmission | SOCO | Internal | Summer | B10 | 1262 | 3200 | 0 | 40.64 | 48.64 | 9 | 0
2030 | TVA_Transmission_2_SOCO | TVA_Transmission | SOCO | Internal | Winter | B16 | 25 | 3200 | 0 | 60.27 | 67.24 | 9 | 0
2030 | TVA_Transmission_2_SOCO | TVA_Transmission | SOCO | Internal | Winter | B17 | 100 | 3200 | 0 | 55.85 | 53.17 | 9 | 0
2030 | TVA_Transmission_2_SOCO | TVA_Transmission | SOCO | Internal | Winter | B18 | 400 | 3200 | 0 | 53.13 | 53.17 | 9 | 0
2030 | TVA_Transmission_2_SOCO | TVA_Transmission | SOCO | Internal | Winter | B19 | 700 | 3200 | 0 | 50.84 | 53.17 | 9 | 0
2030 | TVA_Transmission_2_SOCO | TVA_Transmission | SOCO | Internal | Winter | B20 | 935 | 3200 | 0 | 44.15 | 51.37 | 9 | 0
2030 | TVA_Transmission_2_TVA | TVA_Transmission | TVA | Internal | Shoulder | B11 | 25 | 99999 | 0 | 60.2 | 51.68 | 0.01 | 0
2030 | TVA_Transmission_2_TVA | TVA_Transmission | TVA | Internal | Shoulder | B12 | 200 | 99999 | 0 | 50.9 | 45.59 | 0.01 | 0
2030 | TVA_Transmission_2_TVA | TVA_Transmission | TVA | Internal | Shoulder | B13 | 600 | 99999 | 0 | 50.3 | 45.59 | 0.01 | 0
2030 | TVA_Transmission_2_TVA | TVA_Transmission | TVA | Internal | Shoulder | B14 | 900 | 99999 | 0 | 48.92 | 45.59 | 0.01 | 0
2030 | TVA_Transmission_2_TVA | TVA_Transmission | TVA | Internal | Shoulder | B15 | 1203 | 99999 | 617.21 | 45.57 | 45.59 | 0.01 | 0
2030 | TVA_Transmission_2_TVA | TVA_Transmission | TVA | Internal | Summer | B1 | 10 | 99999 | 2688.53 | 85.4 | 85.41 | 0.01 | 0
2030 | TVA_Transmission_2_TVA | TVA_Transmission | TVA | Internal | Summer | B2 | 25 | 99999 | 1955 | 84.64 | 84.65 | 0.01 | 0
2030 | TVA_Transmission_2_TVA | TVA_Transmission | TVA | Internal | Summer | B3 | 75 | 99999 | 514.56 | 79.8 | 79.81 | 0.01 | 0
2030 | TVA_Transmission_2_TVA | TVA_Transmission | TVA | Internal | Summer | B4 | 100 | 99999 | 0 | 78.12 | 73.07 | 0.01 | 0
2030 | TVA_Transmission_2_TVA | TVA_Transmission | TVA | Internal | Summer | B5 | 200 | 99999 | 0 | 69.14 | 54.14 | 0.01 | 0
2030 | TVA_Transmission_2_TVA | TVA_Transmission | TVA | Internal | Summer | B6 | 300 | 99999 | 0 | 57.17 | 50.2 | 0.01 | 0
2030 | TVA_Transmission_2_TVA | TVA_Transmission | TVA | Internal | Summer | B7 | 400 | 99999 | 0 | 50.3 | 48.14 | 0.01 | 0
2030 | TVA_Transmission_2_TVA | TVA_Transmission | TVA | Internal | Summer | B8 | 500 | 99999 | 0 | 49.37 | 48.14 | 0.01 | 0
2030 | TVA_Transmission_2_TVA | TVA_Transmission | TVA | Internal | Summer | B9 | 800 | 99999 | 256.61 | 44.31 | 44.33 | 0.01 | 0
2030 | TVA_Transmission_2_TVA | TVA_Transmission | TVA | Internal | Summer | B10 | 1262 | 99999 | 0 | 40.64 | 36.96 | 0.01 | 0
2030 | TVA_Transmission_2_TVA | TVA_Transmission | TVA | Internal | Winter | B16 | 25 | 99999 | 0 | 60.27 | 54.75 | 0.01 | 0
2030 | TVA_Transmission_2_TVA | TVA_Transmission | TVA | Internal | Winter | B17 | 100 | 99999 | 0 | 55.85 | 52.5 | 0.01 | 0
2030 | TVA_Transmission_2_TVA | TVA_Transmission | TVA | Internal | Winter | B18 | 400 | 99999 | 0 | 53.13 | 46.06 | 0.01 | 0
2030 | TVA_Transmission_2_TVA | TVA_Transmission | TVA | Internal | Winter | B19 | 700 | 99999 | 0 | 50.84 | 46.06 | 0.01 | 0
2030 | TVA_Transmission_2_TVA | TVA_Transmission | TVA | Internal | Winter | B20 | 935 | 99999 | 521.42 | 44.15 | 44.16 | 0.01 | 0
2030 | TVA_Transmission_2_VACAR | TVA_Transmission | VACAR | Internal | Shoulder | B11 | 25 | 900 | 0 | 60.2 | 62.2 | 9 | 0
2030 | TVA_Transmission_2_VACAR | TVA_Transmission | VACAR | Internal | Shoulder | B12 | 200 | 900 | 0 | 50.9 | 53.88 | 9 | 0
2030 | TVA_Transmission_2_VACAR | TVA_Transmission | VACAR | Internal | Shoulder | B13 | 600 | 900 | 0 | 50.3 | 53.48 | 9 | 0
2030 | TVA_Transmission_2_VACAR | TVA_Transmission | VACAR | Internal | Shoulder | B14 | 900 | 900 | 0 | 48.92 | 52.33 | 9 | 0
2030 | TVA_Transmission_2_VACAR | TVA_Transmission | VACAR | Internal | Shoulder | B15 | 1203 | 900 | 0 | 45.57 | 47.91 | 9 | 0
2030 | TVA_Transmission_2_VACAR | TVA_Transmission | VACAR | Internal | Summer | B1 | 10 | 900 | 0 | 85.4 | 85.75 | 9 | 0
2030 | TVA_Transmission_2_VACAR | TVA_Transmission | VACAR | Internal | Summer | B2 | 25 | 900 | 0 | 84.64 | 85.75 | 9 | 0
2030 | TVA_Transmission_2_VACAR | TVA_Transmission | VACAR | Internal | Summer | B3 | 75 | 900 | 0 | 79.8 | 85.75 | 9 | 0
2030 | TVA_Transmission_2_VACAR | TVA_Transmission | VACAR | Internal | Summer | B4 | 100 | 900 | 0 | 78.12 | 83.9 | 9 | 0
2030 | TVA_Transmission_2_VACAR | TVA_Transmission | VACAR | Internal | Summer | B5 | 200 | 900 | 0 | 69.14 | 71.14 | 9 | 0
2030 | TVA_Transmission_2_VACAR | TVA_Transmission | VACAR | Internal | Summer | B6 | 300 | 900 | 0 | 57.17 | 59.17 | 9 | 0
2030 | TVA_Transmission_2_VACAR | TVA_Transmission | VACAR | Internal | Summer | B7 | 400 | 900 | 0 | 50.3 | 51.95 | 9 | 0
2030 | TVA_Transmission_2_VACAR | TVA_Transmission | VACAR | Internal | Summer | B8 | 500 | 900 | 0 | 49.37 | 50.82 | 9 | 0
2030 | TVA_Transmission_2_VACAR | TVA_Transmission | VACAR | Internal | Summer | B9 | 800 | 900 | 0 | 44.31 | 47.46 | 9 | 0
2030 | TVA_Transmission_2_VACAR | TVA_Transmission | VACAR | Internal | Summer | B10 | 1262 | 900 | 0 | 40.64 | 43.35 | 9 | 0
2030 | TVA_Transmission_2_VACAR | TVA_Transmission | VACAR | Internal | Winter | B16 | 25 | 900 | 811.84 | 60.27 | 69.27 | 9 | 0
2030 | TVA_Transmission_2_VACAR | TVA_Transmission | VACAR | Internal | Winter | B17 | 100 | 900 | 0 | 55.85 | 61.53 | 9 | 0
2030 | TVA_Transmission_2_VACAR | TVA_Transmission | VACAR | Internal | Winter | B18 | 400 | 900 | 0 | 53.13 | 57.13 | 9 | 0
2030 | TVA_Transmission_2_VACAR | TVA_Transmission | VACAR | Internal | Winter | B19 | 700 | 900 | 0 | 50.84 | 54 | 9 | 0
2030 | TVA_Transmission_2_VACAR | TVA_Transmission | VACAR | Internal | Winter | B20 | 935 | 900 | 0 | 44.15 | 44.37 | 9 | 0
2030 | VACAR_2_PJM_ROR | VACAR | PJM_ROR | Internal | Shoulder | B11 | 25 | 2000 | 0 | 62.2 | 53.33 | 7 | 0
2030 | VACAR_2_PJM_ROR | VACAR | PJM_ROR | Internal | Shoulder | B12 | 200 | 2000 | 0 | 53.88 | 47.88 | 7 | 0
2030 | VACAR_2_PJM_ROR | VACAR | PJM_ROR | Internal | Shoulder | B13 | 600 | 2000 | 0 | 53.48 | 47.48 | 7 | 0
2030 | VACAR_2_PJM_ROR | VACAR | PJM_ROR | Internal | Shoulder | B14 | 900 | 2000 | 0 | 52.33 | 46.33 | 7 | 0
2030 | VACAR_2_PJM_ROR | VACAR | PJM_ROR | Internal | Shoulder | B15 | 1203 | 2000 | 0 | 47.91 | 41.91 | 7 | 0
2030 | VACAR_2_PJM_ROR | VACAR | PJM_ROR | Internal | Summer | B1 | 10 | 2000 | 0 | 85.75 | 79.4 | 7 | 0
2030 | VACAR_2_PJM_ROR | VACAR | PJM_ROR | Internal | Summer | B2 | 25 | 2000 | 0 | 85.75 | 78.64 | 7 | 0
2030 | VACAR_2_PJM_ROR | VACAR | PJM_ROR | Internal | Summer | B3 | 75 | 2000 | 0 | 85.75 | 73.8 | 7 | 0
2030 | VACAR_2_PJM_ROR | VACAR | PJM_ROR | Internal | Summer | B4 | 100 | 2000 | 0 | 83.9 | 73.8 | 7 | 0
2030 | VACAR_2_PJM_ROR | VACAR | PJM_ROR | Internal | Summer | B5 | 200 | 2000 | 0 | 71.14 | 63.14 | 7 | 0
2030 | VACAR_2_PJM_ROR | VACAR | PJM_ROR | Internal | Summer | B6 | 300 | 2000 | 0 | 59.17 | 51.73 | 7 | 0
2030 | VACAR_2_PJM_ROR | VACAR | PJM_ROR | Internal | Summer | B7 | 400 | 2000 | 0 | 51.95 | 45.95 | 7 | 0
2030 | VACAR_2_PJM_ROR | VACAR | PJM_ROR | Internal | Summer | B8 | 500 | 2000 | 0 | 50.82 | 44.82 | 7 | 0
2030 | VACAR_2_PJM_ROR | VACAR | PJM_ROR | Internal | Summer | B9 | 800 | 2000 | 0 | 47.46 | 41.46 | 7 | 0
2030 | VACAR_2_PJM_ROR | VACAR | PJM_ROR | Internal | Summer | B10 | 1262 | 2000 | 0 | 43.35 | 37.35 | 7 | 0
2030 | VACAR_2_PJM_ROR | VACAR | PJM_ROR | Internal | Winter | B16 | 25 | 2000 | 0 | 69.27 | 54.27 | 7 | 0
2030 | VACAR_2_PJM_ROR | VACAR | PJM_ROR | Internal | Winter | B17 | 100 | 2000 | 0 | 61.53 | 53.24 | 7 | 0
2030 | VACAR_2_PJM_ROR | VACAR | PJM_ROR | Internal | Winter | B18 | 400 | 2000 | 0 | 57.13 | 51.13 | 7 | 0
2030 | VACAR_2_PJM_ROR | VACAR | PJM_ROR | Internal | Winter | B19 | 700 | 2000 | 0 | 54 | 48.86 | 7 | 0
2030 | VACAR_2_PJM_ROR | VACAR | PJM_ROR | Internal | Winter | B20 | 935 | 2000 | 0 | 44.37 | 38.15 | 7 | 0
2030 | VACAR_2_SOCO | VACAR | SOCO | Internal | Shoulder | B11 | 25 | 3000 | 658.68 | 62.2 | 69.2 | 7 | 0
2030 | VACAR_2_SOCO | VACAR | SOCO | Internal | Shoulder | B12 | 200 | 3000 | 0 | 53.88 | 50.12 | 7 | 0
2030 | VACAR_2_SOCO | VACAR | SOCO | Internal | Shoulder | B13 | 600 | 3000 | 0 | 53.48 | 50.12 | 7 | 0
2030 | VACAR_2_SOCO | VACAR | SOCO | Internal | Shoulder | B14 | 900 | 3000 | 0 | 52.33 | 50.12 | 7 | 0
2030 | VACAR_2_SOCO | VACAR | SOCO | Internal | Shoulder | B15 | 1203 | 3000 | 0 | 47.91 | 50.12 | 7 | 0
2030 | VACAR_2_SOCO | VACAR | SOCO | Internal | Summer | B1 | 10 | 3000 | 0.01 | 85.75 | 90.8 | 7 | 0
2030 | VACAR_2_SOCO | VACAR | SOCO | Internal | Summer | B2 | 25 | 3000 | 0 | 85.75 | 82.07 | 7 | 0
2030 | VACAR_2_SOCO | VACAR | SOCO | Internal | Summer | B3 | 75 | 3000 | 0 | 85.75 | 82.07 | 7 | 0
2030 | VACAR_2_SOCO | VACAR | SOCO | Internal | Summer | B4 | 100 | 3000 | 0 | 83.9 | 82.07 | 7 | 0
2030 | VACAR_2_SOCO | VACAR | SOCO | Internal | Summer | B5 | 200 | 3000 | 1046.8 | 71.14 | 78.14 | 7 | 0
2030 | VACAR_2_SOCO | VACAR | SOCO | Internal | Summer | B6 | 300 | 3000 | 239.12 | 59.17 | 66.17 | 7 | 0
2030 | VACAR_2_SOCO | VACAR | SOCO | Internal | Summer | B7 | 400 | 3000 | 0 | 51.95 | 56.58 | 7 | 0
2030 | VACAR_2_SOCO | VACAR | SOCO | Internal | Summer | B8 | 500 | 3000 | 0 | 50.82 | 48.64 | 7 | 0
2030 | VACAR_2_SOCO | VACAR | SOCO | Internal | Summer | B9 | 800 | 3000 | 0 | 47.46 | 48.64 | 7 | 0
2030 | VACAR_2_SOCO | VACAR | SOCO | Internal | Summer | B10 | 1262 | 3000 | 0 | 43.35 | 48.64 | 7 | 0
2030 | VACAR_2_SOCO | VACAR | SOCO | Internal | Winter | B16 | 25 | 3000 | 0 | 69.27 | 67.24 | 7 | 0
2030 | VACAR_2_SOCO | VACAR | SOCO | Internal | Winter | B17 | 100 | 3000 | 0 | 61.53 | 53.17 | 7 | 0
2030 | VACAR_2_SOCO | VACAR | SOCO | Internal | Winter | B18 | 400 | 3000 | 0 | 57.13 | 53.17 | 7 | 0
2030 | VACAR_2_SOCO | VACAR | SOCO | Internal | Winter | B19 | 700 | 3000 | 0 | 54 | 53.17 | 7 | 0
2030 | VACAR_2_SOCO | VACAR | SOCO | Internal | Winter | B20 | 935 | 3000 | 308.16 | 44.37 | 51.37 | 7 | 0
2030 | VACAR_2_TVA_Transmission | VACAR | TVA_Transmission | Internal | Shoulder | B11 | 25 | 900 | 0 | 62.2 | 60.2 | 7 | 0
2030 | VACAR_2_TVA_Transmission | VACAR | TVA_Transmission | Internal | Shoulder | B12 | 200 | 900 | 0 | 53.88 | 50.9 | 7 | 0
2030 | VACAR_2_TVA_Transmission | VACAR | TVA_Transmission | Internal | Shoulder | B13 | 600 | 900 | 0 | 53.48 | 50.3 | 7 | 0
2030 | VACAR_2_TVA_Transmission | VACAR | TVA_Transmission | Internal | Shoulder | B14 | 900 | 900 | 0 | 52.33 | 48.92 | 7 | 0
2030 | VACAR_2_TVA_Transmission | VACAR | TVA_Transmission | Internal | Shoulder | B15 | 1203 | 900 | 0 | 47.91 | 45.57 | 7 | 0
2030 | VACAR_2_TVA_Transmission | VACAR | TVA_Transmission | Internal | Summer | B1 | 10 | 900 | 0 | 85.75 | 85.4 | 7 | 0
2030 | VACAR_2_TVA_Transmission | VACAR | TVA_Transmission | Internal | Summer | B2 | 25 | 900 | 0 | 85.75 | 84.64 | 7 | 0
2030 | VACAR_2_TVA_Transmission | VACAR | TVA_Transmission | Internal | Summer | B3 | 75 | 900 | 0 | 85.75 | 79.8 | 7 | 0
2030 | VACAR_2_TVA_Transmission | VACAR | TVA_Transmission | Internal | Summer | B4 | 100 | 900 | 0 | 83.9 | 78.12 | 7 | 0
2030 | VACAR_2_TVA_Transmission | VACAR | TVA_Transmission | Internal | Summer | B5 | 200 | 900 | 0 | 71.14 | 69.14 | 7 | 0
2030 | VACAR_2_TVA_Transmission | VACAR | TVA_Transmission | Internal | Summer | B6 | 300 | 900 | 0 | 59.17 | 57.17 | 7 | 0
2030 | VACAR_2_TVA_Transmission | VACAR | TVA_Transmission | Internal | Summer | B7 | 400 | 900 | 0 | 51.95 | 50.3 | 7 | 0
2030 | VACAR_2_TVA_Transmission | VACAR | TVA_Transmission | Internal | Summer | B8 | 500 | 900 | 0 | 50.82 | 49.37 | 7 | 0
2030 | VACAR_2_TVA_Transmission | VACAR | TVA_Transmission | Internal | Summer | B9 | 800 | 900 | 0 | 47.46 | 44.31 | 7 | 0
2030 | VACAR_2_TVA_Transmission | VACAR | TVA_Transmission | Internal | Summer | B10 | 1262 | 900 | 0 | 43.35 | 40.64 | 7 | 0
2030 | VACAR_2_TVA_Transmission | VACAR | TVA_Transmission | Internal | Winter | B16 | 25 | 900 | 0 | 69.27 | 60.27 | 7 | 0
2030 | VACAR_2_TVA_Transmission | VACAR | TVA_Transmission | Internal | Winter | B17 | 100 | 900 | 0 | 61.53 | 55.85 | 7 | 0
2030 | VACAR_2_TVA_Transmission | VACAR | TVA_Transmission | Internal | Winter | B18 | 400 | 900 | 0 | 57.13 | 53.13 | 7 | 0
2030 | VACAR_2_TVA_Transmission | VACAR | TVA_Transmission | Internal | Winter | B19 | 700 | 900 | 0 | 54 | 50.84 | 7 | 0
2030 | VACAR_2_TVA_Transmission | VACAR | TVA_Transmission | Internal | Winter | B20 | 935 | 900 | 0 | 44.37 | 44.15 | 7 | 0
2035 | ENT_2_MISO_MO-IL | ENT | MISO_MO-IL | Internal | Shoulder | B11 | 25 | 2260 | 0 | 72.69 | 64.69 | 8 | 0
2035 | ENT_2_MISO_MO-IL | ENT | MISO_MO-IL | Internal | Shoulder | B12 | 200 | 2260 | 0 | 55.85 | 53.87 | 8 | 0
2035 | ENT_2_MISO_MO-IL | ENT | MISO_MO-IL | Internal | Shoulder | B13 | 600 | 2260 | 0 | 55.45 | 52.96 | 8 | 0
2035 | ENT_2_MISO_MO-IL | ENT | MISO_MO-IL | Internal | Shoulder | B14 | 900 | 2260 | 0 | 55.45 | 50.54 | 8 | 0
2035 | ENT_2_MISO_MO-IL | ENT | MISO_MO-IL | Internal | Shoulder | B15 | 1203 | 2260 | 0 | 53.61 | 45.61 | 8 | 0
2035 | ENT_2_MISO_MO-IL | ENT | MISO_MO-IL | Internal | Summer | B1 | 10 | 2260 | 0 | 89.32 | 87.83 | 8 | 0
2035 | ENT_2_MISO_MO-IL | ENT | MISO_MO-IL | Internal | Summer | B2 | 25 | 2260 | 0 | 89.32 | 85.45 | 8 | 0
2035 | ENT_2_MISO_MO-IL | ENT | MISO_MO-IL | Internal | Summer | B3 | 75 | 2260 | 0 | 89.32 | 83.22 | 8 | 0
2035 | ENT_2_MISO_MO-IL | ENT | MISO_MO-IL | Internal | Summer | B4 | 100 | 2260 | 0 | 87.53 | 81.31 | 8 | 0
2035 | ENT_2_MISO_MO-IL | ENT | MISO_MO-IL | Internal | Summer | B5 | 200 | 2260 | 0 | 80.45 | 76.61 | 8 | 0
2035 | ENT_2_MISO_MO-IL | ENT | MISO_MO-IL | Internal | Summer | B6 | 300 | 2260 | 0 | 63.27 | 56.47 | 8 | 0
2035 | ENT_2_MISO_MO-IL | ENT | MISO_MO-IL | Internal | Summer | B7 | 400 | 2260 | 0 | 54.06 | 49.74 | 8 | 0
2035 | ENT_2_MISO_MO-IL | ENT | MISO_MO-IL | Internal | Summer | B8 | 500 | 2260 | 0 | 53.67 | 48.8 | 8 | 0
2035 | ENT_2_MISO_MO-IL | ENT | MISO_MO-IL | Internal | Summer | B9 | 800 | 2260 | 0 | 53.14 | 45.14 | 8 | 0
2035 | ENT_2_MISO_MO-IL | ENT | MISO_MO-IL | Internal | Summer | B10 | 1262 | 2260 | 0 | 51.81 | 40.57 | 8 | 0
2035 | ENT_2_MISO_MO-IL | ENT | MISO_MO-IL | Internal | Winter | B16 | 25 | 2260 | 0 | 64.76 | 62.45 | 8 | 0
2035 | ENT_2_MISO_MO-IL | ENT | MISO_MO-IL | Internal | Winter | B17 | 100 | 2260 | 0 | 58.99 | 58.03 | 8 | 0
2035 | ENT_2_MISO_MO-IL | ENT | MISO_MO-IL | Internal | Winter | B18 | 400 | 2260 | 0 | 58.99 | 55.36 | 8 | 0
2035 | ENT_2_MISO_MO-IL | ENT | MISO_MO-IL | Internal | Winter | B19 | 700 | 2260 | 0 | 57.03 | 52.65 | 8 | 0
2035 | ENT_2_MISO_MO-IL | ENT | MISO_MO-IL | Internal | Winter | B20 | 935 | 2260 | 0 | 51.06 | 43.06 | 8 | 0
2035 | ENT_2_SOCO | ENT | SOCO | Internal | Shoulder | B11 | 25 | 2000 | 1856.04 | 72.69 | 80.69 | 8 | 0
2035 | ENT_2_SOCO | ENT | SOCO | Internal | Shoulder | B12 | 200 | 2000 | 0 | 55.85 | 55.72 | 8 | 0
2035 | ENT_2_SOCO | ENT | SOCO | Internal | Shoulder | B13 | 600 | 2000 | 0 | 55.45 | 55.72 | 8 | 0
2035 | ENT_2_SOCO | ENT | SOCO | Internal | Shoulder | B14 | 900 | 2000 | 0 | 55.45 | 55.72 | 8 | 0
2035 | ENT_2_SOCO | ENT | SOCO | Internal | Shoulder | B15 | 1203 | 2000 | 0 | 53.61 | 55.72 | 8 | 0
2035 | ENT_2_SOCO | ENT | SOCO | Internal | Summer | B1 | 10 | 2000 | 1756.59 | 89.32 | 97.32 | 8 | 0
2035 | ENT_2_SOCO | ENT | SOCO | Internal | Summer | B2 | 25 | 2000 | 0 | 89.32 | 90.9 | 8 | 0
2035 | ENT_2_SOCO | ENT | SOCO | Internal | Summer | B3 | 75 | 2000 | 0 | 89.32 | 90.9 | 8 | 0
2035 | ENT_2_SOCO | ENT | SOCO | Internal | Summer | B4 | 100 | 2000 | 0 | 87.53 | 90.9 | 8 | 0
2035 | ENT_2_SOCO | ENT | SOCO | Internal | Summer | B5 | 200 | 2000 | 1391.55 | 80.45 | 88.45 | 8 | 0
2035 | ENT_2_SOCO | ENT | SOCO | Internal | Summer | B6 | 300 | 2000 | 1790.9 | 63.27 | 71.27 | 8 | 0
2035 | ENT_2_SOCO | ENT | SOCO | Internal | Summer | B7 | 400 | 2000 | 0 | 54.06 | 61.35 | 8 | 0
2035 | ENT_2_SOCO | ENT | SOCO | Internal | Summer | B8 | 500 | 2000 | 0 | 53.67 | 54.18 | 8 | 0
2035 | ENT_2_SOCO | ENT | SOCO | Internal | Summer | B9 | 800 | 2000 | 0 | 53.14 | 54.18 | 8 | 0
2035 | ENT_2_SOCO | ENT | SOCO | Internal | Summer | B10 | 1262 | 2000 | 0 | 51.81 | 53.91 | 8 | 0
2035 | ENT_2_SOCO | ENT | SOCO | Internal | Winter | B16 | 25 | 2000 | 2000 | 64.76 | 77.5 | 8 | 4.74
2035 | ENT_2_SOCO | ENT | SOCO | Internal | Winter | B17 | 100 | 2000 | 0 | 58.99 | 59.07 | 8 | 0
2035 | ENT_2_SOCO | ENT | SOCO | Internal | Winter | B18 | 400 | 2000 | 0 | 58.99 | 59.07 | 8 | 0
2035 | ENT_2_SOCO | ENT | SOCO | Internal | Winter | B19 | 700 | 2000 | 0 | 57.03 | 59.07 | 8 | 0
2035 | ENT_2_SOCO | ENT | SOCO | Internal | Winter | B20 | 935 | 2000 | 0 | 51.06 | 58.06 | 8 | 0
2035 | ENT_2_SPP_N | ENT | SPP_N | Internal | Shoulder | B11 | 25 | 1300 | 0 | 72.69 | 71.07 | 8 | 0
2035 | ENT_2_SPP_N | ENT | SPP_N | Internal | Shoulder | B12 | 200 | 1300 | 0 | 55.85 | 53.87 | 8 | 0
2035 | ENT_2_SPP_N | ENT | SPP_N | Internal | Shoulder | B13 | 600 | 1300 | 0 | 55.45 | 53.5 | 8 | 0
2035 | ENT_2_SPP_N | ENT | SPP_N | Internal | Shoulder | B14 | 900 | 1300 | 0 | 55.45 | 53.41 | 8 | 0
2035 | ENT_2_SPP_N | ENT | SPP_N | Internal | Shoulder | B15 | 1203 | 1300 | 0 | 53.61 | 50.28 | 8 | 0
2035 | ENT_2_SPP_N | ENT | SPP_N | Internal | Summer | B1 | 10 | 1300 | 0 | 89.32 | 88.32 | 8 | 0
2035 | ENT_2_SPP_N | ENT | SPP_N | Internal | Summer | B2 | 25 | 1300 | 0 | 89.32 | 88.32 | 8 | 0
2035 | ENT_2_SPP_N | ENT | SPP_N | Internal | Summer | B3 | 75 | 1300 | 0 | 89.32 | 88.32 | 8 | 0
2035 | ENT_2_SPP_N | ENT | SPP_N | Internal | Summer | B4 | 100 | 1300 | 0 | 87.53 | 88.32 | 8 | 0
2035 | ENT_2_SPP_N | ENT | SPP_N | Internal | Summer | B5 | 200 | 1300 | 0 | 80.45 | 83.61 | 8 | 0
2035 | ENT_2_SPP_N | ENT | SPP_N | Internal | Summer | B6 | 300 | 1300 | 0 | 63.27 | 61.66 | 8 | 0
2035 | ENT_2_SPP_N | ENT | SPP_N | Internal | Summer | B7 | 400 | 1300 | 0 | 54.06 | 54.11 | 8 | 0
2035 | ENT_2_SPP_N | ENT | SPP_N | Internal | Summer | B8 | 500 | 1300 | 0 | 53.67 | 51.71 | 8 | 0
2035 | ENT_2_SPP_N | ENT | SPP_N | Internal | Summer | B9 | 800 | 1300 | 0 | 53.14 | 51.6 | 8 | 0
2035 | ENT_2_SPP_N | ENT | SPP_N | Internal | Summer | B10 | 1262 | 1300 | 0 | 51.81 | 46.81 | 8 | 0
2035 | ENT_2_SPP_N | ENT | SPP_N | Internal | Winter | B16 | 25 | 1300 | 0 | 64.76 | 62.45 | 8 | 0
2035 | ENT_2_SPP_N | ENT | SPP_N | Internal | Winter | B17 | 100 | 1300 | 0 | 58.99 | 57.14 | 8 | 0
2035 | ENT_2_SPP_N | ENT | SPP_N | Internal | Winter | B18 | 400 | 1300 | 0 | 58.99 | 56.99 | 8 | 0
2035 | ENT_2_SPP_N | ENT | SPP_N | Internal | Winter | B19 | 700 | 1300 | 0 | 57.03 | 56.99 | 8 | 0
2035 | ENT_2_SPP_N | ENT | SPP_N | Internal | Winter | B20 | 935 | 1300 | 0 | 51.06 | 46.06 | 8 | 0
2035 | ENT_2_SPP_S | ENT | SPP_S | Internal | Shoulder | B11 | 25 | 1300 | 0 | 72.69 | 71.06 | 8 | 0
2035 | ENT_2_SPP_S | ENT | SPP_S | Internal | Shoulder | B12 | 200 | 1300 | 0 | 55.85 | 53.52 | 8 | 0
2035 | ENT_2_SPP_S | ENT | SPP_S | Internal | Shoulder | B13 | 600 | 1300 | 0 | 55.45 | 53.52 | 8 | 0
2035 | ENT_2_SPP_S | ENT | SPP_S | Internal | Shoulder | B14 | 900 | 1300 | 0 | 55.45 | 53.4 | 8 | 0
2035 | ENT_2_SPP_S | ENT | SPP_S | Internal | Shoulder | B15 | 1203 | 1300 | 0 | 53.61 | 50.29 | 8 | 0
2035 | ENT_2_SPP_S | ENT | SPP_S | Internal | Summer | B1 | 10 | 1300 | 0 | 89.32 | 83.84 | 8 | 0
2035 | ENT_2_SPP_S | ENT | SPP_S | Internal | Summer | B2 | 25 | 1300 | 0 | 89.32 | 85.28 | 8 | 0
2035 | ENT_2_SPP_S | ENT | SPP_S | Internal | Summer | B3 | 75 | 1300 | 0 | 89.32 | 84.92 | 8 | 0
2035 | ENT_2_SPP_S | ENT | SPP_S | Internal | Summer | B4 | 100 | 1300 | 0 | 87.53 | 82.53 | 8 | 0
2035 | ENT_2_SPP_S | ENT | SPP_S | Internal | Summer | B5 | 200 | 1300 | 0 | 80.45 | 74.74 | 8 | 0
2035 | ENT_2_SPP_S | ENT | SPP_S | Internal | Summer | B6 | 300 | 1300 | 0 | 63.27 | 61.65 | 8 | 0
2035 | ENT_2_SPP_S | ENT | SPP_S | Internal | Summer | B7 | 400 | 1300 | 0 | 54.06 | 54.1 | 8 | 0
2035 | ENT_2_SPP_S | ENT | SPP_S | Internal | Summer | B8 | 500 | 1300 | 0 | 53.67 | 51.73 | 8 | 0
2035 | ENT_2_SPP_S | ENT | SPP_S | Internal | Summer | B9 | 800 | 1300 | 0 | 53.14 | 51.61 | 8 | 0
2035 | ENT_2_SPP_S | ENT | SPP_S | Internal | Summer | B10 | 1262 | 1300 | 0 | 51.81 | 46.83 | 8 | 0
2035 | ENT_2_SPP_S | ENT | SPP_S | Internal | Winter | B16 | 25 | 1300 | 0 | 64.76 | 59.76 | 8 | 0
2035 | ENT_2_SPP_S | ENT | SPP_S | Internal | Winter | B17 | 100 | 1300 | 0 | 58.99 | 57.13 | 8 | 0
2035 | ENT_2_SPP_S | ENT | SPP_S | Internal | Winter | B18 | 400 | 1300 | 0 | 58.99 | 57 | 8 | 0
2035 | ENT_2_SPP_S | ENT | SPP_S | Internal | Winter | B19 | 700 | 1300 | 0 | 57.03 | 57 | 8 | 0
2035 | ENT_2_SPP_S | ENT | SPP_S | Internal | Winter | B20 | 935 | 1300 | 0 | 51.06 | 46.07 | 8 | 0
2035 | ENT_2_TVA_Transmission | ENT | TVA_Transmission | Internal | Shoulder | B11 | 25 | 2100 | 0 | 72.69 | 71.79 | 8 | 0
2035 | ENT_2_TVA_Transmission | ENT | TVA_Transmission | Internal | Shoulder | B12 | 200 | 2100 | 0 | 55.85 | 58.36 | 8 | 0
2035 | ENT_2_TVA_Transmission | ENT | TVA_Transmission | Internal | Shoulder | B13 | 600 | 2100 | 0 | 55.45 | 56.99 | 8 | 0
2035 | ENT_2_TVA_Transmission | ENT | TVA_Transmission | Internal | Shoulder | B14 | 900 | 2100 | 0 | 55.45 | 55.03 | 8 | 0
2035 | ENT_2_TVA_Transmission | ENT | TVA_Transmission | Internal | Shoulder | B15 | 1203 | 2100 | 0 | 53.61 | 53.6 | 8 | 0
2035 | ENT_2_TVA_Transmission | ENT | TVA_Transmission | Internal | Summer | B1 | 10 | 2100 | 0.02 | 89.32 | 95.83 | 8 | 0
2035 | ENT_2_TVA_Transmission | ENT | TVA_Transmission | Internal | Summer | B2 | 25 | 2100 | 0 | 89.32 | 93.45 | 8 | 0
2035 | ENT_2_TVA_Transmission | ENT | TVA_Transmission | Internal | Summer | B3 | 75 | 2100 | 0 | 89.32 | 87.8 | 8 | 0
2035 | ENT_2_TVA_Transmission | ENT | TVA_Transmission | Internal | Summer | B4 | 100 | 2100 | 0 | 87.53 | 87.8 | 8 | 0
2035 | ENT_2_TVA_Transmission | ENT | TVA_Transmission | Internal | Summer | B5 | 200 | 2100 | 0 | 80.45 | 81.14 | 8 | 0
2035 | ENT_2_TVA_Transmission | ENT | TVA_Transmission | Internal | Summer | B6 | 300 | 2100 | 0 | 63.27 | 63.43 | 8 | 0
2035 | ENT_2_TVA_Transmission | ENT | TVA_Transmission | Internal | Summer | B7 | 400 | 2100 | 0 | 54.06 | 55.42 | 8 | 0
2035 | ENT_2_TVA_Transmission | ENT | TVA_Transmission | Internal | Summer | B8 | 500 | 2100 | 0 | 53.67 | 53.94 | 8 | 0
2035 | ENT_2_TVA_Transmission | ENT | TVA_Transmission | Internal | Summer | B9 | 800 | 2100 | 0 | 53.14 | 53.14 | 8 | 0
2035 | ENT_2_TVA_Transmission | ENT | TVA_Transmission | Internal | Summer | B10 | 1262 | 2100 | 0 | 51.81 | 44.91 | 8 | 0
2035 | ENT_2_TVA_Transmission | ENT | TVA_Transmission | Internal | Winter | B16 | 25 | 2100 | 0 | 64.76 | 70.45 | 8 | 0
2035 | ENT_2_TVA_Transmission | ENT | TVA_Transmission | Internal | Winter | B17 | 100 | 2100 | 0 | 58.99 | 62.42 | 8 | 0
2035 | ENT_2_TVA_Transmission | ENT | TVA_Transmission | Internal | Winter | B18 | 400 | 2100 | 0 | 58.99 | 60.01 | 8 | 0
2035 | ENT_2_TVA_Transmission | ENT | TVA_Transmission | Internal | Winter | B19 | 700 | 2100 | 0 | 57.03 | 56.89 | 8 | 0
2035 | ENT_2_TVA_Transmission | ENT | TVA_Transmission | Internal | Winter | B20 | 935 | 2100 | 0 | 51.06 | 51.06 | 8 | 0
2035 | FRCC_2_SOCO | FRCC | SOCO | Internal | Shoulder | B11 | 25 | 900 | 0 | 97.93 | 80.69 | 8 | 0
2035 | FRCC_2_SOCO | FRCC | SOCO | Internal | Shoulder | B12 | 200 | 900 | 0 | 65.72 | 55.72 | 8 | 0
2035 | FRCC_2_SOCO | FRCC | SOCO | Internal | Shoulder | B13 | 600 | 900 | 0 | 63.63 | 55.72 | 8 | 0
2035 | FRCC_2_SOCO | FRCC | SOCO | Internal | Shoulder | B14 | 900 | 900 | 0 | 61.48 | 55.72 | 8 | 0
2035 | FRCC_2_SOCO | FRCC | SOCO | Internal | Shoulder | B15 | 1203 | 900 | 0 | 60.99 | 55.72 | 8 | 0
2035 | FRCC_2_SOCO | FRCC | SOCO | Internal | Summer | B1 | 10 | 900 | 0 | 107.32 | 97.32 | 8 | 0
2035 | FRCC_2_SOCO | FRCC | SOCO | Internal | Summer | B2 | 25 | 900 | 0 | 98.45 | 90.9 | 8 | 0
2035 | FRCC_2_SOCO | FRCC | SOCO | Internal | Summer | B3 | 75 | 900 | 0 | 98.45 | 90.9 | 8 | 0
2035 | FRCC_2_SOCO | FRCC | SOCO | Internal | Summer | B4 | 100 | 900 | 0 | 98.45 | 90.9 | 8 | 0
2035 | FRCC_2_SOCO | FRCC | SOCO | Internal | Summer | B5 | 200 | 900 | 0 | 98.45 | 88.45 | 8 | 0
2035 | FRCC_2_SOCO | FRCC | SOCO | Internal | Summer | B6 | 300 | 900 | 0 | 81.27 | 71.27 | 8 | 0
2035 | FRCC_2_SOCO | FRCC | SOCO | Internal | Summer | B7 | 400 | 900 | 0 | 71.35 | 61.35 | 8 | 0
2035 | FRCC_2_SOCO | FRCC | SOCO | Internal | Summer | B8 | 500 | 900 | 0 | 62.59 | 54.18 | 8 | 0
2035 | FRCC_2_SOCO | FRCC | SOCO | Internal | Summer | B9 | 800 | 900 | 0 | 62.59 | 54.18 | 8 | 0
2035 | FRCC_2_SOCO | FRCC | SOCO | Internal | Summer | B10 | 1262 | 900 | 0 | 59.99 | 53.91 | 8 | 0
2035 | FRCC_2_SOCO | FRCC | SOCO | Internal | Winter | B16 | 25 | 900 | 0 | 87.5 | 77.5 | 8 | 0
2035 | FRCC_2_SOCO | FRCC | SOCO | Internal | Winter | B17 | 100 | 900 | 0 | 69.07 | 59.07 | 8 | 0
2035 | FRCC_2_SOCO | FRCC | SOCO | Internal | Winter | B18 | 400 | 900 | 0 | 66.58 | 59.07 | 8 | 0
2035 | FRCC_2_SOCO | FRCC | SOCO | Internal | Winter | B19 | 700 | 900 | 0 | 63.81 | 59.07 | 8 | 0
2035 | FRCC_2_SOCO | FRCC | SOCO | Internal | Winter | B20 | 935 | 900 | 0 | 63.81 | 58.06 | 8 | 0
2035 | HQ_NEISO_2_NEISO | HQ_NEISO | NEISO | Internal | Shoulder | B11 | 25 | 99999 | 2920 | 46.3 | 46.31 | 0.01 | 0
2035 | HQ_NEISO_2_NEISO | HQ_NEISO | NEISO | Internal | Shoulder | B12 | 200 | 99999 | 2920 | 46.3 | 46.31 | 0.01 | 0
2035 | HQ_NEISO_2_NEISO | HQ_NEISO | NEISO | Internal | Shoulder | B13 | 600 | 99999 | 2920 | 44 | 44.01 | 0.01 | 0
2035 | HQ_NEISO_2_NEISO | HQ_NEISO | NEISO | Internal | Shoulder | B14 | 900 | 99999 | 2920 | 44 | 44.01 | 0.01 | 0
2035 | HQ_NEISO_2_NEISO | HQ_NEISO | NEISO | Internal | Shoulder | B15 | 1203 | 99999 | 1143.24 | 44 | 44.01 | 0.01 | 0
2035 | HQ_NEISO_2_NEISO | HQ_NEISO | NEISO | Internal | Summer | B1 | 10 | 99999 | 2920.08 | 93.62 | 93.63 | 0.01 | 0
2035 | HQ_NEISO_2_NEISO | HQ_NEISO | NEISO | Internal | Summer | B2 | 25 | 99999 | 2920 | 82.45 | 82.46 | 0.01 | 0
2035 | HQ_NEISO_2_NEISO | HQ_NEISO | NEISO | Internal | Summer | B3 | 75 | 99999 | 2920 | 60.38 | 60.39 | 0.01 | 0
2035 | HQ_NEISO_2_NEISO | HQ_NEISO | NEISO | Internal | Summer | B4 | 100 | 99999 | 2920 | 50.04 | 50.05 | 0.01 | 0
2035 | HQ_NEISO_2_NEISO | HQ_NEISO | NEISO | Internal | Summer | B5 | 200 | 99999 | 2920 | 42.76 | 42.77 | 0.01 | 0
2035 | HQ_NEISO_2_NEISO | HQ_NEISO | NEISO | Internal | Summer | B6 | 300 | 99999 | 2920 | 42.76 | 42.77 | 0.01 | 0
2035 | HQ_NEISO_2_NEISO | HQ_NEISO | NEISO | Internal | Summer | B7 | 400 | 99999 | 2920 | 42.76 | 42.77 | 0.01 | 0
2035 | HQ_NEISO_2_NEISO | HQ_NEISO | NEISO | Internal | Summer | B8 | 500 | 99999 | 2920 | 42.76 | 42.77 | 0.01 | 0
2035 | HQ_NEISO_2_NEISO | HQ_NEISO | NEISO | Internal | Summer | B9 | 800 | 99999 | 2920 | 42.76 | 42.77 | 0.01 | 0
2035 | HQ_NEISO_2_NEISO | HQ_NEISO | NEISO | Internal | Summer | B10 | 1262 | 99999 | 795.94 | 42.76 | 42.77 | 0.01 | 0
2035 | HQ_NEISO_2_NEISO | HQ_NEISO | NEISO | Internal | Winter | B16 | 25 | 99999 | 2920 | 57.21 | 57.22 | 0.01 | 0
2035 | HQ_NEISO_2_NEISO | HQ_NEISO | NEISO | Internal | Winter | B17 | 100 | 99999 | 2920 | 55.35 | 55.36 | 0.01 | 0
2035 | HQ_NEISO_2_NEISO | HQ_NEISO | NEISO | Internal | Winter | B18 | 400 | 99999 | 2920 | 53.81 | 53.82 | 0.01 | 0
2035 | HQ_NEISO_2_NEISO | HQ_NEISO | NEISO | Internal | Winter | B19 | 700 | 99999 | 2920 | 53.81 | 53.82 | 0.01 | 0
2035 | HQ_NEISO_2_NEISO | HQ_NEISO | NEISO | Internal | Winter | B20 | 935 | 99999 | 1233.58 | 53.81 | 53.82 | 0.01 | 0
2035 | HQ_NY_2_NYISO_A-F | HQ_NY | NYISO_A-F | Internal | Shoulder | B11 | 25 | 99999 | 1000 | 49.64 | 49.65 | 0.01 | 0
2035 | HQ_NY_2_NYISO_A-F | HQ_NY | NYISO_A-F | Internal | Shoulder | B12 | 200 | 99999 | 1000 | 49.64 | 49.65 | 0.01 | 0
2035 | HQ_NY_2_NYISO_A-F | HQ_NY | NYISO_A-F | Internal | Shoulder | B13 | 600 | 99999 | 1000 | 47 | 47.01 | 0.01 | 0
2035 | HQ_NY_2_NYISO_A-F | HQ_NY | NYISO_A-F | Internal | Shoulder | B14 | 900 | 99999 | 1000 | 46.98 | 47 | 0.01 | 0
2035 | HQ_NY_2_NYISO_A-F | HQ_NY | NYISO_A-F | Internal | Shoulder | B15 | 1203 | 99999 | 188.69 | 46.98 | 47 | 0.01 | 0
2035 | HQ_NY_2_NYISO_A-F | HQ_NY | NYISO_A-F | Internal | Summer | B1 | 10 | 99999 | 1000 | 81.86 | 81.87 | 0.01 | 0
2035 | HQ_NY_2_NYISO_A-F | HQ_NY | NYISO_A-F | Internal | Summer | B2 | 25 | 99999 | 1000 | 79.45 | 79.46 | 0.01 | 0
2035 | HQ_NY_2_NYISO_A-F | HQ_NY | NYISO_A-F | Internal | Summer | B3 | 75 | 99999 | 1000 | 63.38 | 63.39 | 0.01 | 0
2035 | HQ_NY_2_NYISO_A-F | HQ_NY | NYISO_A-F | Internal | Summer | B4 | 100 | 99999 | 1000 | 53.04 | 53.05 | 0.01 | 0
2035 | HQ_NY_2_NYISO_A-F | HQ_NY | NYISO_A-F | Internal | Summer | B5 | 200 | 99999 | 1000 | 53.04 | 53.05 | 0.01 | 0
2035 | HQ_NY_2_NYISO_A-F | HQ_NY | NYISO_A-F | Internal | Summer | B6 | 300 | 99999 | 1000 | 50.46 | 50.47 | 0.01 | 0
2035 | HQ_NY_2_NYISO_A-F | HQ_NY | NYISO_A-F | Internal | Summer | B7 | 400 | 99999 | 1000 | 46.04 | 46.06 | 0.01 | 0
2035 | HQ_NY_2_NYISO_A-F | HQ_NY | NYISO_A-F | Internal | Summer | B8 | 500 | 99999 | 1000 | 45.76 | 45.77 | 0.01 | 0
2035 | HQ_NY_2_NYISO_A-F | HQ_NY | NYISO_A-F | Internal | Summer | B9 | 800 | 99999 | 1000 | 45.75 | 45.76 | 0.01 | 0
2035 | HQ_NY_2_NYISO_A-F | HQ_NY | NYISO_A-F | Internal | Summer | B10 | 1262 | 99999 | 30.11 | 45.75 | 45.76 | 0.01 | 0
2035 | HQ_NY_2_NYISO_A-F | HQ_NY | NYISO_A-F | Internal | Winter | B16 | 25 | 99999 | 1000 | 54.21 | 54.22 | 0.01 | 0
2035 | HQ_NY_2_NYISO_A-F | HQ_NY | NYISO_A-F | Internal | Winter | B17 | 100 | 99999 | 1000 | 52.35 | 52.36 | 0.01 | 0
2035 | HQ_NY_2_NYISO_A-F | HQ_NY | NYISO_A-F | Internal | Winter | B18 | 400 | 99999 | 1000 | 51.06 | 51.07 | 0.01 | 0
2035 | HQ_NY_2_NYISO_A-F | HQ_NY | NYISO_A-F | Internal | Winter | B19 | 700 | 99999 | 1000 | 51.06 | 51.07 | 0.01 | 0
2035 | HQ_NY_2_NYISO_A-F | HQ_NY | NYISO_A-F | Internal | Winter | B20 | 935 | 99999 | 229.95 | 51.06 | 51.07 | 0.01 | 0
2035 | HQ_IESO_2_IESO | HQ_IESO | IESO | Internal | Shoulder | B11 | 25 | 99999 | 400 | 39.88 | 39.89 | 0.01 | 0
2035 | HQ_IESO_2_IESO | HQ_IESO | IESO | Internal | Shoulder | B12 | 200 | 99999 | 400 | 39.88 | 39.89 | 0.01 | 0
2035 | HQ_IESO_2_IESO | HQ_IESO | IESO | Internal | Shoulder | B13 | 600 | 99999 | 400 | 39.88 | 39.89 | 0.01 | 0
2035 | HQ_IESO_2_IESO | HQ_IESO | IESO | Internal | Shoulder | B14 | 900 | 99999 | 400 | 39.88 | 39.89 | 0.01 | 0
2035 | HQ_IESO_2_IESO | HQ_IESO | IESO | Internal | Shoulder | B15 | 1203 | 99999 | 75.48 | 39.88 | 39.89 | 0.01 | 0
2035 | HQ_IESO_2_IESO | HQ_IESO | IESO | Internal | Summer | B1 | 10 | 99999 | 400 | 80.85 | 80.86 | 0.01 | 0
2035 | HQ_IESO_2_IESO | HQ_IESO | IESO | Internal | Summer | B2 | 25 | 99999 | 400 | 78.43 | 78.44 | 0.01 | 0
2035 | HQ_IESO_2_IESO | HQ_IESO | IESO | Internal | Summer | B3 | 75 | 99999 | 400 | 56.38 | 56.39 | 0.01 | 0
2035 | HQ_IESO_2_IESO | HQ_IESO | IESO | Internal | Summer | B4 | 100 | 99999 | 400 | 46.04 | 46.05 | 0.01 | 0
2035 | HQ_IESO_2_IESO | HQ_IESO | IESO | Internal | Summer | B5 | 200 | 99999 | 400 | 43.9 | 43.92 | 0.01 | 0
2035 | HQ_IESO_2_IESO | HQ_IESO | IESO | Internal | Summer | B6 | 300 | 99999 | 400 | 43.46 | 43.47 | 0.01 | 0
2035 | HQ_IESO_2_IESO | HQ_IESO | IESO | Internal | Summer | B7 | 400 | 99999 | 400 | 38.15 | 38.16 | 0.01 | 0
2035 | HQ_IESO_2_IESO | HQ_IESO | IESO | Internal | Summer | B8 | 500 | 99999 | 400 | 38.15 | 38.16 | 0.01 | 0
2035 | HQ_IESO_2_IESO | HQ_IESO | IESO | Internal | Summer | B9 | 800 | 99999 | 400 | 38.15 | 38.16 | 0.01 | 0
2035 | HQ_IESO_2_IESO | HQ_IESO | IESO | Internal | Summer | B10 | 1262 | 99999 | 12.04 | 38.15 | 38.16 | 0.01 | 0
2035 | HQ_IESO_2_IESO | HQ_IESO | IESO | Internal | Winter | B16 | 25 | 99999 | 400 | 46.77 | 46.78 | 0.01 | 0
2035 | HQ_IESO_2_IESO | HQ_IESO | IESO | Internal | Winter | B17 | 100 | 99999 | 400 | 45.35 | 45.36 | 0.01 | 0
2035 | HQ_IESO_2_IESO | HQ_IESO | IESO | Internal | Winter | B18 | 400 | 99999 | 400 | 44.06 | 44.07 | 0.01 | 0
2035 | HQ_IESO_2_IESO | HQ_IESO | IESO | Internal | Winter | B19 | 700 | 99999 | 400 | 44.06 | 44.07 | 0.01 | 0
2035 | HQ_IESO_2_IESO | HQ_IESO | IESO | Internal | Winter | B20 | 935 | 99999 | 91.98 | 44.06 | 44.07 | 0.01 | 0
2035 | IESO_2_MAPP_CA | IESO | MAPP_CA | Internal | Shoulder | B11 | 25 | 262 | 262 | 39.89 | 58.77 | 7 | 11.89
2035 | IESO_2_MAPP_CA | IESO | MAPP_CA | Internal | Shoulder | B12 | 200 | 262 | 262 | 39.89 | 53.85 | 7 | 6.96
2035 | IESO_2_MAPP_CA | IESO | MAPP_CA | Internal | Shoulder | B13 | 600 | 262 | 262 | 39.89 | 52.96 | 7 | 6.07
2035 | IESO_2_MAPP_CA | IESO | MAPP_CA | Internal | Shoulder | B14 | 900 | 262 | 262 | 39.89 | 50.57 | 7 | 3.68
2035 | IESO_2_MAPP_CA | IESO | MAPP_CA | Internal | Shoulder | B15 | 1203 | 262 | 262 | 39.89 | 50.57 | 7 | 3.68
2035 | IESO_2_MAPP_CA | IESO | MAPP_CA | Internal | Summer | B1 | 10 | 262 | 0.41 | 80.86 | 87.81 | 7 | 0
2035 | IESO_2_MAPP_CA | IESO | MAPP_CA | Internal | Summer | B2 | 25 | 262 | 0.79 | 78.44 | 85.43 | 7 | 0
2035 | IESO_2_MAPP_CA | IESO | MAPP_CA | Internal | Summer | B3 | 75 | 262 | 262 | 56.39 | 83.78 | 7 | 20.39
2035 | IESO_2_MAPP_CA | IESO | MAPP_CA | Internal | Summer | B4 | 100 | 262 | 262 | 46.05 | 81.31 | 7 | 28.26
2035 | IESO_2_MAPP_CA | IESO | MAPP_CA | Internal | Summer | B5 | 200 | 262 | 262 | 43.92 | 76.6 | 7 | 25.68
2035 | IESO_2_MAPP_CA | IESO | MAPP_CA | Internal | Summer | B6 | 300 | 262 | 262 | 43.47 | 56.45 | 7 | 5.98
2035 | IESO_2_MAPP_CA | IESO | MAPP_CA | Internal | Summer | B7 | 400 | 262 | 262 | 38.16 | 49.72 | 7 | 4.56
2035 | IESO_2_MAPP_CA | IESO | MAPP_CA | Internal | Summer | B8 | 500 | 262 | 262 | 38.16 | 49.16 | 7 | 4
2035 | IESO_2_MAPP_CA | IESO | MAPP_CA | Internal | Summer | B9 | 800 | 262 | 262 | 38.16 | 49.16 | 7 | 4
2035 | IESO_2_MAPP_CA | IESO | MAPP_CA | Internal | Summer | B10 | 1262 | 262 | 262 | 38.16 | 49.16 | 7 | 4
2035 | IESO_2_MAPP_CA | IESO | MAPP_CA | Internal | Winter | B16 | 25 | 262 | 262 | 46.78 | 62.43 | 7 | 8.65
2035 | IESO_2_MAPP_CA | IESO | MAPP_CA | Internal | Winter | B17 | 100 | 262 | 262 | 45.36 | 58.01 | 7 | 5.65
2035 | IESO_2_MAPP_CA | IESO | MAPP_CA | Internal | Winter | B18 | 400 | 262 | 262 | 44.07 | 55.36 | 7 | 4.29
2035 | IESO_2_MAPP_CA | IESO | MAPP_CA | Internal | Winter | B19 | 700 | 262 | 262 | 44.07 | 55.36 | 7 | 4.29
2035 | IESO_2_MAPP_CA | IESO | MAPP_CA | Internal | Winter | B20 | 935 | 262 | 262 | 44.07 | 55.36 | 7 | 4.29
2035 | IESO_2_MISO_MI | IESO | MISO_MI | Internal | Shoulder | B11 | 25 | 1840 | 1840 | 39.89 | 64.45 | 7 | 17.56
2035 | IESO_2_MISO_MI | IESO | MISO_MI | Internal | Shoulder | B12 | 200 | 1840 | 1840 | 39.89 | 53.89 | 7 | 7.01
2035 | IESO_2_MISO_MI | IESO | MISO_MI | Internal | Shoulder | B13 | 600 | 1840 | 1840 | 39.89 | 52.98 | 7 | 6.1
2035 | IESO_2_MISO_MI | IESO | MISO_MI | Internal | Shoulder | B14 | 900 | 1840 | 1840 | 39.89 | 50.57 | 7 | 3.68
2035 | IESO_2_MISO_MI | IESO | MISO_MI | Internal | Shoulder | B15 | 1203 | 1840 | 0 | 39.89 | 45.63 | 7 | 0
2035 | IESO_2_MISO_MI | IESO | MISO_MI | Internal | Summer | B1 | 10 | 1840 | 1194.19 | 80.86 | 87.86 | 7 | 0
2035 | IESO_2_MISO_MI | IESO | MISO_MI | Internal | Summer | B2 | 25 | 1840 | 1839.04 | 78.44 | 85.45 | 7 | 0.01
2035 | IESO_2_MISO_MI | IESO | MISO_MI | Internal | Summer | B3 | 75 | 1840 | 1840 | 56.39 | 83.24 | 7 | 19.85
2035 | IESO_2_MISO_MI | IESO | MISO_MI | Internal | Summer | B4 | 100 | 1840 | 1840 | 46.05 | 81.29 | 7 | 28.24
2035 | IESO_2_MISO_MI | IESO | MISO_MI | Internal | Summer | B5 | 200 | 1840 | 1840 | 43.92 | 76.61 | 7 | 25.69
2035 | IESO_2_MISO_MI | IESO | MISO_MI | Internal | Summer | B6 | 300 | 1840 | 1840 | 43.47 | 56.49 | 7 | 6.02
2035 | IESO_2_MISO_MI | IESO | MISO_MI | Internal | Summer | B7 | 400 | 1840 | 1840 | 38.16 | 49.77 | 7 | 4.6
2035 | IESO_2_MISO_MI | IESO | MISO_MI | Internal | Summer | B8 | 500 | 1840 | 1840 | 38.16 | 48.82 | 7 | 3.66
2035 | IESO_2_MISO_MI | IESO | MISO_MI | Internal | Summer | B9 | 800 | 1840 | 1671.8 | 38.16 | 45.16 | 7 | 0
2035 | IESO_2_MISO_MI | IESO | MISO_MI | Internal | Summer | B10 | 1262 | 1840 | 0 | 38.16 | 40.59 | 7 | 0
2035 | IESO_2_MISO_MI | IESO | MISO_MI | Internal | Winter | B16 | 25 | 1840 | 1840 | 46.78 | 62.45 | 7 | 8.67
2035 | IESO_2_MISO_MI | IESO | MISO_MI | Internal | Winter | B17 | 100 | 1840 | 1840 | 45.36 | 58.16 | 7 | 5.8
2035 | IESO_2_MISO_MI | IESO | MISO_MI | Internal | Winter | B18 | 400 | 1840 | 1840 | 44.07 | 55.39 | 7 | 4.32
2035 | IESO_2_MISO_MI | IESO | MISO_MI | Internal | Winter | B19 | 700 | 1840 | 1840 | 44.07 | 52.67 | 7 | 1.6
2035 | IESO_2_MISO_MI | IESO | MISO_MI | Internal | Winter | B20 | 935 | 1840 | 0 | 44.07 | 43.07 | 7 | 0
2035 | IESO_2_MISO_W | IESO | MISO_W | Internal | Shoulder | B11 | 25 | 140 | 140 | 39.89 | 64.68 | 7 | 17.79
2035 | IESO_2_MISO_W | IESO | MISO_W | Internal | Shoulder | B12 | 200 | 140 | 140 | 39.89 | 53.86 | 7 | 6.97
2035 | IESO_2_MISO_W | IESO | MISO_W | Internal | Shoulder | B13 | 600 | 140 | 140 | 39.89 | 52.97 | 7 | 6.09
2035 | IESO_2_MISO_W | IESO | MISO_W | Internal | Shoulder | B14 | 900 | 140 | 140 | 39.89 | 50.56 | 7 | 3.67
2035 | IESO_2_MISO_W | IESO | MISO_W | Internal | Shoulder | B15 | 1203 | 140 | 0 | 39.89 | 45.6 | 7 | 0
2035 | IESO_2_MISO_W | IESO | MISO_W | Internal | Summer | B1 | 10 | 140 | 0.62 | 80.86 | 87.82 | 7 | 0
2035 | IESO_2_MISO_W | IESO | MISO_W | Internal | Summer | B2 | 25 | 140 | 30.13 | 78.44 | 85.44 | 7 | 0
2035 | IESO_2_MISO_W | IESO | MISO_W | Internal | Summer | B3 | 75 | 140 | 140 | 56.39 | 83.79 | 7 | 20.4
2035 | IESO_2_MISO_W | IESO | MISO_W | Internal | Summer | B4 | 100 | 140 | 140 | 46.05 | 81.32 | 7 | 28.27
2035 | IESO_2_MISO_W | IESO | MISO_W | Internal | Summer | B5 | 200 | 140 | 140 | 43.92 | 76.61 | 7 | 25.69
2035 | IESO_2_MISO_W | IESO | MISO_W | Internal | Summer | B6 | 300 | 140 | 140 | 43.47 | 56.46 | 7 | 5.99
2035 | IESO_2_MISO_W | IESO | MISO_W | Internal | Summer | B7 | 400 | 140 | 140 | 38.16 | 49.73 | 7 | 4.57
2035 | IESO_2_MISO_W | IESO | MISO_W | Internal | Summer | B8 | 500 | 140 | 140 | 38.16 | 48.81 | 7 | 3.65
2035 | IESO_2_MISO_W | IESO | MISO_W | Internal | Summer | B9 | 800 | 140 | 0.02 | 38.16 | 45.14 | 7 | 0
2035 | IESO_2_MISO_W | IESO | MISO_W | Internal | Summer | B10 | 1262 | 140 | 0 | 38.16 | 40.55 | 7 | 0
2035 | IESO_2_MISO_W | IESO | MISO_W | Internal | Winter | B16 | 25 | 140 | 140 | 46.78 | 62.44 | 7 | 8.66
2035 | IESO_2_MISO_W | IESO | MISO_W | Internal | Winter | B17 | 100 | 140 | 140 | 45.36 | 58.02 | 7 | 5.66
2035 | IESO_2_MISO_W | IESO | MISO_W | Internal | Winter | B18 | 400 | 140 | 140 | 44.07 | 55.37 | 7 | 4.31
2035 | IESO_2_MISO_W | IESO | MISO_W | Internal | Winter | B19 | 700 | 140 | 140 | 44.07 | 52.66 | 7 | 1.59
2035 | IESO_2_MISO_W | IESO | MISO_W | Internal | Winter | B20 | 935 | 140 | 0 | 44.07 | 43.04 | 7 | 0
2035 | IESO_2_NYISO_A-F | IESO | NYISO_A-F | Internal | Shoulder | B11 | 25 | 1725 | 1725 | 39.89 | 49.65 | 7 | 2.77
2035 | IESO_2_NYISO_A-F | IESO | NYISO_A-F | Internal | Shoulder | B12 | 200 | 1725 | 1725 | 39.89 | 49.65 | 7 | 2.77
2035 | IESO_2_NYISO_A-F | IESO | NYISO_A-F | Internal | Shoulder | B13 | 600 | 1725 | 1725 | 39.89 | 47.01 | 7 | 0.12
2035 | IESO_2_NYISO_A-F | IESO | NYISO_A-F | Internal | Shoulder | B14 | 900 | 1725 | 1725 | 39.89 | 47 | 7 | 0.11
2035 | IESO_2_NYISO_A-F | IESO | NYISO_A-F | Internal | Shoulder | B15 | 1203 | 1725 | 1725 | 39.89 | 47 | 7 | 0.11
2035 | IESO_2_NYISO_A-F | IESO | NYISO_A-F | Internal | Summer | B1 | 10 | 1725 | 0 | 80.86 | 81.87 | 7 | 0
2035 | IESO_2_NYISO_A-F | IESO | NYISO_A-F | Internal | Summer | B2 | 25 | 1725 | 0 | 78.44 | 79.46 | 7 | 0
2035 | IESO_2_NYISO_A-F | IESO | NYISO_A-F | Internal | Summer | B3 | 75 | 1725 | 689.77 | 56.39 | 63.39 | 7 | 0
2035 | IESO_2_NYISO_A-F | IESO | NYISO_A-F | Internal | Summer | B4 | 100 | 1725 | 1327.69 | 46.05 | 53.05 | 7 | 0
2035 | IESO_2_NYISO_A-F | IESO | NYISO_A-F | Internal | Summer | B5 | 200 | 1725 | 1725 | 43.92 | 53.05 | 7 | 2.14
2035 | IESO_2_NYISO_A-F | IESO | NYISO_A-F | Internal | Summer | B6 | 300 | 1725 | 1185.96 | 43.47 | 50.47 | 7 | 0
2035 | IESO_2_NYISO_A-F | IESO | NYISO_A-F | Internal | Summer | B7 | 400 | 1725 | 1725 | 38.16 | 46.06 | 7 | 0.89
2035 | IESO_2_NYISO_A-F | IESO | NYISO_A-F | Internal | Summer | B8 | 500 | 1725 | 1725 | 38.16 | 45.77 | 7 | 0.61
2035 | IESO_2_NYISO_A-F | IESO | NYISO_A-F | Internal | Summer | B9 | 800 | 1725 | 1725 | 38.16 | 45.76 | 7 | 0.6
2035 | IESO_2_NYISO_A-F | IESO | NYISO_A-F | Internal | Summer | B10 | 1262 | 1725 | 1725 | 38.16 | 45.76 | 7 | 0.6
2035 | IESO_2_NYISO_A-F | IESO | NYISO_A-F | Internal | Winter | B16 | 25 | 1725 | 1724.97 | 46.78 | 54.22 | 7 | 0.44
2035 | IESO_2_NYISO_A-F | IESO | NYISO_A-F | Internal | Winter | B17 | 100 | 1725 | 1613.11 | 45.36 | 52.36 | 7 | 0
2035 | IESO_2_NYISO_A-F | IESO | NYISO_A-F | Internal | Winter | B18 | 400 | 1725 | 1553.76 | 44.07 | 51.07 | 7 | 0
2035 | IESO_2_NYISO_A-F | IESO | NYISO_A-F | Internal | Winter | B19 | 700 | 1725 | 1251.98 | 44.07 | 51.07 | 7 | 0
2035 | IESO_2_NYISO_A-F | IESO | NYISO_A-F | Internal | Winter | B20 | 935 | 1725 | 831.76 | 44.07 | 51.07 | 7 | 0
2035 | MAPP_CA_2_IESO | MAPP_CA | IESO | Internal | Shoulder | B11 | 25 | 330 | 0 | 58.77 | 39.89 | 8 | 0
2035 | MAPP_CA_2_IESO | MAPP_CA | IESO | Internal | Shoulder | B12 | 200 | 330 | 0 | 53.85 | 39.89 | 8 | 0
2035 | MAPP_CA_2_IESO | MAPP_CA | IESO | Internal | Shoulder | B13 | 600 | 330 | 0 | 52.96 | 39.89 | 8 | 0
2035 | MAPP_CA_2_IESO | MAPP_CA | IESO | Internal | Shoulder | B14 | 900 | 330 | 0 | 50.57 | 39.89 | 8 | 0
2035 | MAPP_CA_2_IESO | MAPP_CA | IESO | Internal | Shoulder | B15 | 1203 | 330 | 0 | 50.57 | 39.89 | 8 | 0
2035 | MAPP_CA_2_IESO | MAPP_CA | IESO | Internal | Summer | B1 | 10 | 330 | 0 | 87.81 | 80.86 | 8 | 0
2035 | MAPP_CA_2_IESO | MAPP_CA | IESO | Internal | Summer | B2 | 25 | 330 | 0 | 85.43 | 78.44 | 8 | 0
2035 | MAPP_CA_2_IESO | MAPP_CA | IESO | Internal | Summer | B3 | 75 | 330 | 0 | 83.78 | 56.39 | 8 | 0
2035 | MAPP_CA_2_IESO | MAPP_CA | IESO | Internal | Summer | B4 | 100 | 330 | 0 | 81.31 | 46.05 | 8 | 0
2035 | MAPP_CA_2_IESO | MAPP_CA | IESO | Internal | Summer | B5 | 200 | 330 | 0 | 76.6 | 43.92 | 8 | 0
2035 | MAPP_CA_2_IESO | MAPP_CA | IESO | Internal | Summer | B6 | 300 | 330 | 0 | 56.45 | 43.47 | 8 | 0
2035 | MAPP_CA_2_IESO | MAPP_CA | IESO | Internal | Summer | B7 | 400 | 330 | 0 | 49.72 | 38.16 | 8 | 0
2035 | MAPP_CA_2_IESO | MAPP_CA | IESO | Internal | Summer | B8 | 500 | 330 | 0 | 49.16 | 38.16 | 8 | 0
2035 | MAPP_CA_2_IESO | MAPP_CA | IESO | Internal | Summer | B9 | 800 | 330 | 0 | 49.16 | 38.16 | 8 | 0
2035 | MAPP_CA_2_IESO | MAPP_CA | IESO | Internal | Summer | B10 | 1262 | 330 | 0 | 49.16 | 38.16 | 8 | 0
2035 | MAPP_CA_2_IESO | MAPP_CA | IESO | Internal | Winter | B16 | 25 | 330 | 0 | 62.43 | 46.78 | 8 | 0
2035 | MAPP_CA_2_IESO | MAPP_CA | IESO | Internal | Winter | B17 | 100 | 330 | 0 | 58.01 | 45.36 | 8 | 0
2035 | MAPP_CA_2_IESO | MAPP_CA | IESO | Internal | Winter | B18 | 400 | 330 | 0 | 55.36 | 44.07 | 8 | 0
2035 | MAPP_CA_2_IESO | MAPP_CA | IESO | Internal | Winter | B19 | 700 | 330 | 0 | 55.36 | 44.07 | 8 | 0
2035 | MAPP_CA_2_IESO | MAPP_CA | IESO | Internal | Winter | B20 | 935 | 330 | 0 | 55.36 | 44.07 | 8 | 0
2035 | MAPP_CA_2_MAPP_US | MAPP_CA | MAPP_US | Internal | Shoulder | B11 | 25 | 372 | 0 | 58.77 | 64.06 | 7 | 0
2035 | MAPP_CA_2_MAPP_US | MAPP_CA | MAPP_US | Internal | Shoulder | B12 | 200 | 372 | 0 | 53.85 | 46.86 | 7 | 0
2035 | MAPP_CA_2_MAPP_US | MAPP_CA | MAPP_US | Internal | Shoulder | B13 | 600 | 372 | 0 | 52.96 | 46.49 | 7 | 0
2035 | MAPP_CA_2_MAPP_US | MAPP_CA | MAPP_US | Internal | Shoulder | B14 | 900 | 372 | 0 | 50.57 | 46.4 | 7 | 0
2035 | MAPP_CA_2_MAPP_US | MAPP_CA | MAPP_US | Internal | Shoulder | B15 | 1203 | 372 | 0 | 50.57 | 43.27 | 7 | 0
2035 | MAPP_CA_2_MAPP_US | MAPP_CA | MAPP_US | Internal | Summer | B1 | 10 | 372 | 0 | 87.81 | 80.82 | 7 | 0
2035 | MAPP_CA_2_MAPP_US | MAPP_CA | MAPP_US | Internal | Summer | B2 | 25 | 372 | 0 | 85.43 | 80.53 | 7 | 0
2035 | MAPP_CA_2_MAPP_US | MAPP_CA | MAPP_US | Internal | Summer | B3 | 75 | 372 | 0 | 83.78 | 80.53 | 7 | 0
2035 | MAPP_CA_2_MAPP_US | MAPP_CA | MAPP_US | Internal | Summer | B4 | 100 | 372 | 0 | 81.31 | 80.53 | 7 | 0
2035 | MAPP_CA_2_MAPP_US | MAPP_CA | MAPP_US | Internal | Summer | B5 | 200 | 372 | 0 | 76.6 | 76.6 | 7 | 0
2035 | MAPP_CA_2_MAPP_US | MAPP_CA | MAPP_US | Internal | Summer | B6 | 300 | 372 | 0 | 56.45 | 54.65 | 7 | 0
2035 | MAPP_CA_2_MAPP_US | MAPP_CA | MAPP_US | Internal | Summer | B7 | 400 | 372 | 0 | 49.72 | 47.1 | 7 | 0
2035 | MAPP_CA_2_MAPP_US | MAPP_CA | MAPP_US | Internal | Summer | B8 | 500 | 372 | 0 | 49.16 | 42.16 | 7 | 0
2035 | MAPP_CA_2_MAPP_US | MAPP_CA | MAPP_US | Internal | Summer | B9 | 800 | 372 | 0 | 49.16 | 42.16 | 7 | 0
2035 | MAPP_CA_2_MAPP_US | MAPP_CA | MAPP_US | Internal | Summer | B10 | 1262 | 372 | 0 | 49.16 | 34.96 | 7 | 0
2035 | MAPP_CA_2_MAPP_US | MAPP_CA | MAPP_US | Internal | Winter | B16 | 25 | 372 | 0 | 62.43 | 55.44 | 7 | 0
2035 | MAPP_CA_2_MAPP_US | MAPP_CA | MAPP_US | Internal | Winter | B17 | 100 | 372 | 0 | 58.01 | 51.02 | 7 | 0
2035 | MAPP_CA_2_MAPP_US | MAPP_CA | MAPP_US | Internal | Winter | B18 | 400 | 372 | 0 | 55.36 | 49.98 | 7 | 0
2035 | MAPP_CA_2_MAPP_US | MAPP_CA | MAPP_US | Internal | Winter | B19 | 700 | 372 | 0 | 55.36 | 49.98 | 7 | 0
2035 | MAPP_CA_2_MAPP_US | MAPP_CA | MAPP_US | Internal | Winter | B20 | 935 | 372 | 0 | 55.36 | 39.04 | 7 | 0
2035 | MAPP_CA_2_MISO_W | MAPP_CA | MISO_W | Internal | Shoulder | B11 | 25 | 1970 | 1970 | 58.77 | 64.68 | 0.01 | 5.89
2035 | MAPP_CA_2_MISO_W | MAPP_CA | MISO_W | Internal | Shoulder | B12 | 200 | 1970 | 1164.07 | 53.85 | 53.86 | 0.01 | 0
2035 | MAPP_CA_2_MISO_W | MAPP_CA | MISO_W | Internal | Shoulder | B13 | 600 | 1970 | 977.66 | 52.96 | 52.97 | 0.01 | 0
2035 | MAPP_CA_2_MISO_W | MAPP_CA | MISO_W | Internal | Shoulder | B14 | 900 | 1970 | 0.01 | 50.57 | 50.56 | 0.01 | 0
2035 | MAPP_CA_2_MISO_W | MAPP_CA | MISO_W | Internal | Shoulder | B15 | 1203 | 1970 | 0 | 50.57 | 45.6 | 0.01 | 0
2035 | MAPP_CA_2_MISO_W | MAPP_CA | MISO_W | Internal | Summer | B1 | 10 | 1970 | 1914.5 | 87.81 | 87.82 | 0.01 | 0
2035 | MAPP_CA_2_MISO_W | MAPP_CA | MISO_W | Internal | Summer | B2 | 25 | 1970 | 1412.36 | 85.43 | 85.44 | 0.01 | 0
2035 | MAPP_CA_2_MISO_W | MAPP_CA | MISO_W | Internal | Summer | B3 | 75 | 1970 | 1646.97 | 83.78 | 83.79 | 0.01 | 0
2035 | MAPP_CA_2_MISO_W | MAPP_CA | MISO_W | Internal | Summer | B4 | 100 | 1970 | 1631 | 81.31 | 81.32 | 0.01 | 0
2035 | MAPP_CA_2_MISO_W | MAPP_CA | MISO_W | Internal | Summer | B5 | 200 | 1970 | 1696.07 | 76.6 | 76.61 | 0.01 | 0
2035 | MAPP_CA_2_MISO_W | MAPP_CA | MISO_W | Internal | Summer | B6 | 300 | 1970 | 1809.2 | 56.45 | 56.46 | 0.01 | 0
2035 | MAPP_CA_2_MISO_W | MAPP_CA | MISO_W | Internal | Summer | B7 | 400 | 1970 | 1140.36 | 49.72 | 49.73 | 0.01 | 0
2035 | MAPP_CA_2_MISO_W | MAPP_CA | MISO_W | Internal | Summer | B8 | 500 | 1970 | 0 | 49.16 | 48.81 | 0.01 | 0
2035 | MAPP_CA_2_MISO_W | MAPP_CA | MISO_W | Internal | Summer | B9 | 800 | 1970 | 0 | 49.16 | 45.14 | 0.01 | 0
2035 | MAPP_CA_2_MISO_W | MAPP_CA | MISO_W | Internal | Summer | B10 | 1262 | 1970 | 0 | 49.16 | 40.55 | 0.01 | 0
2035 | MAPP_CA_2_MISO_W | MAPP_CA | MISO_W | Internal | Winter | B16 | 25 | 1970 | 606.7 | 62.43 | 62.44 | 0.01 | 0
2035 | MAPP_CA_2_MISO_W | MAPP_CA | MISO_W | Internal | Winter | B17 | 100 | 1970 | 502.88 | 58.01 | 58.02 | 0.01 | 0
2035 | MAPP_CA_2_MISO_W | MAPP_CA | MISO_W | Internal | Winter | B18 | 400 | 1970 | 217.46 | 55.36 | 55.37 | 0.01 | 0
2035 | MAPP_CA_2_MISO_W | MAPP_CA | MISO_W | Internal | Winter | B19 | 700 | 1970 | 0 | 55.36 | 52.66 | 0.01 | 0
2035 | MAPP_CA_2_MISO_W | MAPP_CA | MISO_W | Internal | Winter | B20 | 935 | 1970 | 0 | 55.36 | 43.04 | 0.01 | 0
2035 | MAPP_US_2_MAPP_CA | MAPP_US | MAPP_CA | Internal | Shoulder | B11 | 25 | 165 | 0 | 64.06 | 58.77 | 7 | 0
2035 | MAPP_US_2_MAPP_CA | MAPP_US | MAPP_CA | Internal | Shoulder | B12 | 200 | 165 | 0.1 | 46.86 | 53.85 | 7 | 0
2035 | MAPP_US_2_MAPP_CA | MAPP_US | MAPP_CA | Internal | Shoulder | B13 | 600 | 165 | 0 | 46.49 | 52.96 | 7 | 0
2035 | MAPP_US_2_MAPP_CA | MAPP_US | MAPP_CA | Internal | Shoulder | B14 | 900 | 165 | 0 | 46.4 | 50.57 | 7 | 0
2035 | MAPP_US_2_MAPP_CA | MAPP_US | MAPP_CA | Internal | Shoulder | B15 | 1203 | 165 | 165 | 43.27 | 50.57 | 7 | 0.3
2035 | MAPP_US_2_MAPP_CA | MAPP_US | MAPP_CA | Internal | Summer | B1 | 10 | 165 | 1.86 | 80.82 | 87.81 | 7 | 0
2035 | MAPP_US_2_MAPP_CA | MAPP_US | MAPP_CA | Internal | Summer | B2 | 25 | 165 | 0 | 80.53 | 85.43 | 7 | 0
2035 | MAPP_US_2_MAPP_CA | MAPP_US | MAPP_CA | Internal | Summer | B3 | 75 | 165 | 0 | 80.53 | 83.78 | 7 | 0
2035 | MAPP_US_2_MAPP_CA | MAPP_US | MAPP_CA | Internal | Summer | B4 | 100 | 165 | 0 | 80.53 | 81.31 | 7 | 0
2035 | MAPP_US_2_MAPP_CA | MAPP_US | MAPP_CA | Internal | Summer | B5 | 200 | 165 | 0 | 76.6 | 76.6 | 7 | 0
2035 | MAPP_US_2_MAPP_CA | MAPP_US | MAPP_CA | Internal | Summer | B6 | 300 | 165 | 0 | 54.65 | 56.45 | 7 | 0
2035 | MAPP_US_2_MAPP_CA | MAPP_US | MAPP_CA | Internal | Summer | B7 | 400 | 165 | 0 | 47.1 | 49.72 | 7 | 0
2035 | MAPP_US_2_MAPP_CA | MAPP_US | MAPP_CA | Internal | Summer | B8 | 500 | 165 | 9.66 | 42.16 | 49.16 | 7 | 0
2035 | MAPP_US_2_MAPP_CA | MAPP_US | MAPP_CA | Internal | Summer | B9 | 800 | 165 | 46.04 | 42.16 | 49.16 | 7 | 0
2035 | MAPP_US_2_MAPP_CA | MAPP_US | MAPP_CA | Internal | Summer | B10 | 1262 | 165 | 165 | 34.96 | 49.16 | 7 | 7.21
2035 | MAPP_US_2_MAPP_CA | MAPP_US | MAPP_CA | Internal | Winter | B16 | 25 | 165 | 0.78 | 55.44 | 62.43 | 7 | 0
2035 | MAPP_US_2_MAPP_CA | MAPP_US | MAPP_CA | Internal | Winter | B17 | 100 | 165 | 0.21 | 51.02 | 58.01 | 7 | 0
2035 | MAPP_US_2_MAPP_CA | MAPP_US | MAPP_CA | Internal | Winter | B18 | 400 | 165 | 0 | 49.98 | 55.36 | 7 | 0
2035 | MAPP_US_2_MAPP_CA | MAPP_US | MAPP_CA | Internal | Winter | B19 | 700 | 165 | 0 | 49.98 | 55.36 | 7 | 0
2035 | MAPP_US_2_MAPP_CA | MAPP_US | MAPP_CA | Internal | Winter | B20 | 935 | 165 | 165 | 39.04 | 55.36 | 7 | 9.32
2035 | MAPP_US_2_MISO_W | MAPP_US | MISO_W | Internal | Shoulder | B11 | 25 | 2635 | 0 | 64.06 | 64.68 | 7 | 0
2035 | MAPP_US_2_MISO_W | MAPP_US | MISO_W | Internal | Shoulder | B12 | 200 | 2635 | 189.56 | 46.86 | 53.86 | 7 | 0
2035 | MAPP_US_2_MISO_W | MAPP_US | MISO_W | Internal | Shoulder | B13 | 600 | 2635 | 0 | 46.49 | 52.97 | 7 | 0
2035 | MAPP_US_2_MISO_W | MAPP_US | MISO_W | Internal | Shoulder | B14 | 900 | 2635 | 0 | 46.4 | 50.56 | 7 | 0
2035 | MAPP_US_2_MISO_W | MAPP_US | MISO_W | Internal | Shoulder | B15 | 1203 | 2635 | 0 | 43.27 | 45.6 | 7 | 0
2035 | MAPP_US_2_MISO_W | MAPP_US | MISO_W | Internal | Summer | B1 | 10 | 2635 | 111.91 | 80.82 | 87.82 | 7 | 0
2035 | MAPP_US_2_MISO_W | MAPP_US | MISO_W | Internal | Summer | B2 | 25 | 2635 | 0 | 80.53 | 85.44 | 7 | 0
2035 | MAPP_US_2_MISO_W | MAPP_US | MISO_W | Internal | Summer | B3 | 75 | 2635 | 0 | 80.53 | 83.79 | 7 | 0
2035 | MAPP_US_2_MISO_W | MAPP_US | MISO_W | Internal | Summer | B4 | 100 | 2635 | 0 | 80.53 | 81.32 | 7 | 0
2035 | MAPP_US_2_MISO_W | MAPP_US | MISO_W | Internal | Summer | B5 | 200 | 2635 | 0 | 76.6 | 76.61 | 7 | 0
2035 | MAPP_US_2_MISO_W | MAPP_US | MISO_W | Internal | Summer | B6 | 300 | 2635 | 0 | 54.65 | 56.46 | 7 | 0
2035 | MAPP_US_2_MISO_W | MAPP_US | MISO_W | Internal | Summer | B7 | 400 | 2635 | 0 | 47.1 | 49.73 | 7 | 0
2035 | MAPP_US_2_MISO_W | MAPP_US | MISO_W | Internal | Summer | B8 | 500 | 2635 | 0 | 42.16 | 48.81 | 7 | 0
2035 | MAPP_US_2_MISO_W | MAPP_US | MISO_W | Internal | Summer | B9 | 800 | 2635 | 0 | 42.16 | 45.14 | 7 | 0
2035 | MAPP_US_2_MISO_W | MAPP_US | MISO_W | Internal | Summer | B10 | 1262 | 2635 | 0 | 34.96 | 40.55 | 7 | 0
2035 | MAPP_US_2_MISO_W | MAPP_US | MISO_W | Internal | Winter | B16 | 25 | 2635 | 612.47 | 55.44 | 62.44 | 7 | 0
2035 | MAPP_US_2_MISO_W | MAPP_US | MISO_W | Internal | Winter | B17 | 100 | 2635 | 1147.7 | 51.02 | 58.02 | 7 | 0
2035 | MAPP_US_2_MISO_W | MAPP_US | MISO_W | Internal | Winter | B18 | 400 | 2635 | 0 | 49.98 | 55.37 | 7 | 0
2035 | MAPP_US_2_MISO_W | MAPP_US | MISO_W | Internal | Winter | B19 | 700 | 2635 | 0 | 49.98 | 52.66 | 7 | 0
2035 | MAPP_US_2_MISO_W | MAPP_US | MISO_W | Internal | Winter | B20 | 935 | 2635 | 0 | 39.04 | 43.04 | 7 | 0
2035 | MAPP_US_2_NE | MAPP_US | NE | Internal | Shoulder | B11 | 25 | 2000 | 1582.27 | 64.06 | 71.06 | 7 | 0
2035 | MAPP_US_2_NE | MAPP_US | NE | Internal | Shoulder | B12 | 200 | 2000 | 952.78 | 46.86 | 53.86 | 7 | 0
2035 | MAPP_US_2_NE | MAPP_US | NE | Internal | Shoulder | B13 | 600 | 2000 | 1234.53 | 46.49 | 53.49 | 7 | 0
2035 | MAPP_US_2_NE | MAPP_US | NE | Internal | Shoulder | B14 | 900 | 2000 | 98.02 | 46.4 | 53.4 | 7 | 0
2035 | MAPP_US_2_NE | MAPP_US | NE | Internal | Shoulder | B15 | 1203 | 2000 | 12.85 | 43.27 | 50.27 | 7 | 0
2035 | MAPP_US_2_NE | MAPP_US | NE | Internal | Summer | B1 | 10 | 2000 | 1217.98 | 80.82 | 87.82 | 7 | 0
2035 | MAPP_US_2_NE | MAPP_US | NE | Internal | Summer | B2 | 25 | 2000 | 1396.34 | 80.53 | 87.53 | 7 | 0
2035 | MAPP_US_2_NE | MAPP_US | NE | Internal | Summer | B3 | 75 | 2000 | 1363.22 | 80.53 | 87.53 | 7 | 0
2035 | MAPP_US_2_NE | MAPP_US | NE | Internal | Summer | B4 | 100 | 2000 | 1600.76 | 80.53 | 87.53 | 7 | 0
2035 | MAPP_US_2_NE | MAPP_US | NE | Internal | Summer | B5 | 200 | 2000 | 1497.1 | 76.6 | 83.6 | 7 | 0
2035 | MAPP_US_2_NE | MAPP_US | NE | Internal | Summer | B6 | 300 | 2000 | 1362.72 | 54.65 | 61.65 | 7 | 0
2035 | MAPP_US_2_NE | MAPP_US | NE | Internal | Summer | B7 | 400 | 2000 | 1344.89 | 47.1 | 54.1 | 7 | 0
2035 | MAPP_US_2_NE | MAPP_US | NE | Internal | Summer | B8 | 500 | 2000 | 1660.83 | 42.16 | 49.16 | 7 | 0
2035 | MAPP_US_2_NE | MAPP_US | NE | Internal | Summer | B9 | 800 | 2000 | 1085.69 | 42.16 | 49.16 | 7 | 0
2035 | MAPP_US_2_NE | MAPP_US | NE | Internal | Summer | B10 | 1262 | 2000 | 818.31 | 34.96 | 41.96 | 7 | 0
2035 | MAPP_US_2_NE | MAPP_US | NE | Internal | Winter | B16 | 25 | 2000 | 793.79 | 55.44 | 62.44 | 7 | 0
2035 | MAPP_US_2_NE | MAPP_US | NE | Internal | Winter | B17 | 100 | 2000 | 0 | 51.02 | 57.13 | 7 | 0
2035 | MAPP_US_2_NE | MAPP_US | NE | Internal | Winter | B18 | 400 | 2000 | 1008.14 | 49.98 | 56.98 | 7 | 0
2035 | MAPP_US_2_NE | MAPP_US | NE | Internal | Winter | B19 | 700 | 2000 | 455.51 | 49.98 | 56.98 | 7 | 0
2035 | MAPP_US_2_NE | MAPP_US | NE | Internal | Winter | B20 | 935 | 2000 | 311.8 | 39.04 | 46.04 | 7 | 0
2035 | MARITIMES_2_NEISO | MARITIMES | NEISO | Internal | Shoulder | B11 | 25 | 99999 | 1400 | 46.3 | 46.31 | 0.01 | 0
2035 | MARITIMES_2_NEISO | MARITIMES | NEISO | Internal | Shoulder | B12 | 200 | 99999 | 1400 | 46.3 | 46.31 | 0.01 | 0
2035 | MARITIMES_2_NEISO | MARITIMES | NEISO | Internal | Shoulder | B13 | 600 | 99999 | 1400 | 44 | 44.01 | 0.01 | 0
2035 | MARITIMES_2_NEISO | MARITIMES | NEISO | Internal | Shoulder | B14 | 900 | 99999 | 1400 | 44 | 44.01 | 0.01 | 0
2035 | MARITIMES_2_NEISO | MARITIMES | NEISO | Internal | Shoulder | B15 | 1203 | 99999 | 426.43 | 44 | 44.01 | 0.01 | 0
2035 | MARITIMES_2_NEISO | MARITIMES | NEISO | Internal | Summer | B1 | 10 | 99999 | 1400.08 | 93.62 | 93.63 | 0.01 | 0
2035 | MARITIMES_2_NEISO | MARITIMES | NEISO | Internal | Summer | B2 | 25 | 99999 | 1400 | 82.45 | 82.46 | 0.01 | 0
2035 | MARITIMES_2_NEISO | MARITIMES | NEISO | Internal | Summer | B3 | 75 | 99999 | 1400 | 60.38 | 60.39 | 0.01 | 0
2035 | MARITIMES_2_NEISO | MARITIMES | NEISO | Internal | Summer | B4 | 100 | 99999 | 1400 | 50.04 | 50.05 | 0.01 | 0
2035 | MARITIMES_2_NEISO | MARITIMES | NEISO | Internal | Summer | B5 | 200 | 99999 | 1400 | 42.76 | 42.77 | 0.01 | 0
2035 | MARITIMES_2_NEISO | MARITIMES | NEISO | Internal | Summer | B6 | 300 | 99999 | 1400 | 42.76 | 42.77 | 0.01 | 0
2035 | MARITIMES_2_NEISO | MARITIMES | NEISO | Internal | Summer | B7 | 400 | 99999 | 1400 | 42.76 | 42.77 | 0.01 | 0
2035 | MARITIMES_2_NEISO | MARITIMES | NEISO | Internal | Summer | B8 | 500 | 99999 | 1400 | 42.76 | 42.77 | 0.01 | 0
2035 | MARITIMES_2_NEISO | MARITIMES | NEISO | Internal | Summer | B9 | 800 | 99999 | 1400 | 42.76 | 42.77 | 0.01 | 0
2035 | MARITIMES_2_NEISO | MARITIMES | NEISO | Internal | Summer | B10 | 1262 | 99999 | 236.13 | 42.76 | 42.77 | 0.01 | 0
2035 | MARITIMES_2_NEISO | MARITIMES | NEISO | Internal | Winter | B16 | 25 | 99999 | 1400 | 57.21 | 57.22 | 0.01 | 0
2035 | MARITIMES_2_NEISO | MARITIMES | NEISO | Internal | Winter | B17 | 100 | 99999 | 1400 | 55.35 | 55.36 | 0.01 | 0
2035 | MARITIMES_2_NEISO | MARITIMES | NEISO | Internal | Winter | B18 | 400 | 99999 | 1400 | 53.81 | 53.82 | 0.01 | 0
2035 | MARITIMES_2_NEISO | MARITIMES | NEISO | Internal | Winter | B19 | 700 | 99999 | 1400 | 53.81 | 53.82 | 0.01 | 0
2035 | MARITIMES_2_NEISO | MARITIMES | NEISO | Internal | Winter | B20 | 935 | 99999 | 475.94 | 53.81 | 53.82 | 0.01 | 0
2035 | MISO_IN_2_MISO_MI | MISO_IN | MISO_MI | Internal | Shoulder | B11 | 25 | 5000 | 0.05 | 64.68 | 64.45 | 0.01 | 0
2035 | MISO_IN_2_MISO_MI | MISO_IN | MISO_MI | Internal | Shoulder | B12 | 200 | 5000 | 1211.2 | 53.88 | 53.89 | 0.01 | 0
2035 | MISO_IN_2_MISO_MI | MISO_IN | MISO_MI | Internal | Shoulder | B13 | 600 | 5000 | 1687.1 | 52.97 | 52.98 | 0.01 | 0
2035 | MISO_IN_2_MISO_MI | MISO_IN | MISO_MI | Internal | Shoulder | B14 | 900 | 5000 | 993.86 | 50.56 | 50.57 | 0.01 | 0
2035 | MISO_IN_2_MISO_MI | MISO_IN | MISO_MI | Internal | Shoulder | B15 | 1203 | 5000 | 2878.8 | 45.62 | 45.63 | 0.01 | 0
2035 | MISO_IN_2_MISO_MI | MISO_IN | MISO_MI | Internal | Summer | B1 | 10 | 5000 | 1403.87 | 87.85 | 87.86 | 0.01 | 0
2035 | MISO_IN_2_MISO_MI | MISO_IN | MISO_MI | Internal | Summer | B2 | 25 | 5000 | 0.47 | 85.46 | 85.45 | 0.01 | 0
2035 | MISO_IN_2_MISO_MI | MISO_IN | MISO_MI | Internal | Summer | B3 | 75 | 5000 | 308.59 | 83.23 | 83.24 | 0.01 | 0
2035 | MISO_IN_2_MISO_MI | MISO_IN | MISO_MI | Internal | Summer | B4 | 100 | 5000 | 0.12 | 81.3 | 81.29 | 0.01 | 0
2035 | MISO_IN_2_MISO_MI | MISO_IN | MISO_MI | Internal | Summer | B5 | 200 | 5000 | 0.06 | 76.62 | 76.61 | 0.01 | 0
2035 | MISO_IN_2_MISO_MI | MISO_IN | MISO_MI | Internal | Summer | B6 | 300 | 5000 | 211.85 | 56.48 | 56.49 | 0.01 | 0
2035 | MISO_IN_2_MISO_MI | MISO_IN | MISO_MI | Internal | Summer | B7 | 400 | 5000 | 2243.39 | 49.76 | 49.77 | 0.01 | 0
2035 | MISO_IN_2_MISO_MI | MISO_IN | MISO_MI | Internal | Summer | B8 | 500 | 5000 | 3215.86 | 48.81 | 48.82 | 0.01 | 0
2035 | MISO_IN_2_MISO_MI | MISO_IN | MISO_MI | Internal | Summer | B9 | 800 | 5000 | 2686.97 | 45.15 | 45.16 | 0.01 | 0
2035 | MISO_IN_2_MISO_MI | MISO_IN | MISO_MI | Internal | Summer | B10 | 1262 | 5000 | 4204.82 | 40.58 | 40.59 | 0.01 | 0
2035 | MISO_IN_2_MISO_MI | MISO_IN | MISO_MI | Internal | Winter | B16 | 25 | 5000 | 0.53 | 62.47 | 62.45 | 0.01 | 0
2035 | MISO_IN_2_MISO_MI | MISO_IN | MISO_MI | Internal | Winter | B17 | 100 | 5000 | 773.15 | 58.15 | 58.16 | 0.01 | 0
2035 | MISO_IN_2_MISO_MI | MISO_IN | MISO_MI | Internal | Winter | B18 | 400 | 5000 | 1233.45 | 55.37 | 55.39 | 0.01 | 0
2035 | MISO_IN_2_MISO_MI | MISO_IN | MISO_MI | Internal | Winter | B19 | 700 | 5000 | 1670.27 | 52.66 | 52.67 | 0.01 | 0
2035 | MISO_IN_2_MISO_MI | MISO_IN | MISO_MI | Internal | Winter | B20 | 935 | 5000 | 1750.66 | 43.06 | 43.07 | 0.01 | 0
2035 | MISO_IN_2_MISO_MO-IL | MISO_IN | MISO_MO-IL | Internal | Shoulder | B11 | 25 | 5000 | 899.05 | 64.68 | 64.69 | 0.01 | 0
2035 | MISO_IN_2_MISO_MO-IL | MISO_IN | MISO_MO-IL | Internal | Shoulder | B12 | 200 | 5000 | 0.06 | 53.88 | 53.87 | 0.01 | 0
2035 | MISO_IN_2_MISO_MO-IL | MISO_IN | MISO_MO-IL | Internal | Shoulder | B13 | 600 | 5000 | 0.02 | 52.97 | 52.96 | 0.01 | 0
2035 | MISO_IN_2_MISO_MO-IL | MISO_IN | MISO_MO-IL | Internal | Shoulder | B14 | 900 | 5000 | 0.01 | 50.56 | 50.54 | 0.01 | 0
2035 | MISO_IN_2_MISO_MO-IL | MISO_IN | MISO_MO-IL | Internal | Shoulder | B15 | 1203 | 5000 | 0.01 | 45.62 | 45.61 | 0.01 | 0
2035 | MISO_IN_2_MISO_MO-IL | MISO_IN | MISO_MO-IL | Internal | Summer | B1 | 10 | 5000 | 0.97 | 87.85 | 87.83 | 0.01 | 0
2035 | MISO_IN_2_MISO_MO-IL | MISO_IN | MISO_MO-IL | Internal | Summer | B2 | 25 | 5000 | 0.47 | 85.46 | 85.45 | 0.01 | 0
2035 | MISO_IN_2_MISO_MO-IL | MISO_IN | MISO_MO-IL | Internal | Summer | B3 | 75 | 5000 | 0.15 | 83.23 | 83.22 | 0.01 | 0
2035 | MISO_IN_2_MISO_MO-IL | MISO_IN | MISO_MO-IL | Internal | Summer | B4 | 100 | 5000 | 460.24 | 81.3 | 81.31 | 0.01 | 0
2035 | MISO_IN_2_MISO_MO-IL | MISO_IN | MISO_MO-IL | Internal | Summer | B5 | 200 | 5000 | 0.06 | 76.62 | 76.61 | 0.01 | 0
2035 | MISO_IN_2_MISO_MO-IL | MISO_IN | MISO_MO-IL | Internal | Summer | B6 | 300 | 5000 | 0.04 | 56.48 | 56.47 | 0.01 | 0
2035 | MISO_IN_2_MISO_MO-IL | MISO_IN | MISO_MO-IL | Internal | Summer | B7 | 400 | 5000 | 0.03 | 49.76 | 49.74 | 0.01 | 0
2035 | MISO_IN_2_MISO_MO-IL | MISO_IN | MISO_MO-IL | Internal | Summer | B8 | 500 | 5000 | 0.02 | 48.81 | 48.8 | 0.01 | 0
2035 | MISO_IN_2_MISO_MO-IL | MISO_IN | MISO_MO-IL | Internal | Summer | B9 | 800 | 5000 | 0.02 | 45.15 | 45.14 | 0.01 | 0
2035 | MISO_IN_2_MISO_MO-IL | MISO_IN | MISO_MO-IL | Internal | Summer | B10 | 1262 | 5000 | 0 | 40.58 | 40.57 | 0.01 | 0
2035 | MISO_IN_2_MISO_MO-IL | MISO_IN | MISO_MO-IL | Internal | Winter | B16 | 25 | 5000 | 0.41 | 62.47 | 62.45 | 0.01 | 0
2035 | MISO_IN_2_MISO_MO-IL | MISO_IN | MISO_MO-IL | Internal | Winter | B17 | 100 | 5000 | 0.02 | 58.15 | 58.03 | 0.01 | 0
2035 | MISO_IN_2_MISO_MO-IL | MISO_IN | MISO_MO-IL | Internal | Winter | B18 | 400 | 5000 | 0.03 | 55.37 | 55.36 | 0.01 | 0
2035 | MISO_IN_2_MISO_MO-IL | MISO_IN | MISO_MO-IL | Internal | Winter | B19 | 700 | 5000 | 0.02 | 52.66 | 52.65 | 0.01 | 0
2035 | MISO_IN_2_MISO_MO-IL | MISO_IN | MISO_MO-IL | Internal | Winter | B20 | 935 | 5000 | 0.03 | 43.06 | 43.06 | 0.01 | 0
2035 | MISO_IN_2_NonRTO_Midwest | MISO_IN | NonRTO_Midwest | Internal | Shoulder | B11 | 25 | 4800 | 890.66 | 64.68 | 72.68 | 8 | 0
2035 | MISO_IN_2_NonRTO_Midwest | MISO_IN | NonRTO_Midwest | Internal | Shoulder | B12 | 200 | 4800 | 502.52 | 53.88 | 61.88 | 8 | 0
2035 | MISO_IN_2_NonRTO_Midwest | MISO_IN | NonRTO_Midwest | Internal | Shoulder | B13 | 600 | 4800 | 0 | 52.97 | 58.84 | 8 | 0
2035 | MISO_IN_2_NonRTO_Midwest | MISO_IN | NonRTO_Midwest | Internal | Shoulder | B14 | 900 | 4800 | 0 | 50.56 | 47.03 | 8 | 0
2035 | MISO_IN_2_NonRTO_Midwest | MISO_IN | NonRTO_Midwest | Internal | Shoulder | B15 | 1203 | 4800 | 0 | 45.62 | 45.6 | 8 | 0
2035 | MISO_IN_2_NonRTO_Midwest | MISO_IN | NonRTO_Midwest | Internal | Summer | B1 | 10 | 4800 | 0 | 87.85 | 88.93 | 8 | 0
2035 | MISO_IN_2_NonRTO_Midwest | MISO_IN | NonRTO_Midwest | Internal | Summer | B2 | 25 | 4800 | 0 | 85.46 | 88.93 | 8 | 0
2035 | MISO_IN_2_NonRTO_Midwest | MISO_IN | NonRTO_Midwest | Internal | Summer | B3 | 75 | 4800 | 0 | 83.23 | 88.93 | 8 | 0
2035 | MISO_IN_2_NonRTO_Midwest | MISO_IN | NonRTO_Midwest | Internal | Summer | B4 | 100 | 4800 | 0 | 81.3 | 88.93 | 8 | 0
2035 | MISO_IN_2_NonRTO_Midwest | MISO_IN | NonRTO_Midwest | Internal | Summer | B5 | 200 | 4800 | 1433.25 | 76.62 | 84.62 | 8 | 0
2035 | MISO_IN_2_NonRTO_Midwest | MISO_IN | NonRTO_Midwest | Internal | Summer | B6 | 300 | 4800 | 995.51 | 56.48 | 64.48 | 8 | 0
2035 | MISO_IN_2_NonRTO_Midwest | MISO_IN | NonRTO_Midwest | Internal | Summer | B7 | 400 | 4800 | 467.18 | 49.76 | 57.76 | 8 | 0
2035 | MISO_IN_2_NonRTO_Midwest | MISO_IN | NonRTO_Midwest | Internal | Summer | B8 | 500 | 4800 | 0 | 48.81 | 46.44 | 8 | 0
2035 | MISO_IN_2_NonRTO_Midwest | MISO_IN | NonRTO_Midwest | Internal | Summer | B9 | 800 | 4800 | 0 | 45.15 | 45.14 | 8 | 0
2035 | MISO_IN_2_NonRTO_Midwest | MISO_IN | NonRTO_Midwest | Internal | Summer | B10 | 1262 | 4800 | 0 | 40.58 | 36.91 | 8 | 0
2035 | MISO_IN_2_NonRTO_Midwest | MISO_IN | NonRTO_Midwest | Internal | Winter | B16 | 25 | 4800 | 2066.25 | 62.47 | 70.47 | 8 | 0
2035 | MISO_IN_2_NonRTO_Midwest | MISO_IN | NonRTO_Midwest | Internal | Winter | B17 | 100 | 4800 | 1145.52 | 58.15 | 66.15 | 8 | 0
2035 | MISO_IN_2_NonRTO_Midwest | MISO_IN | NonRTO_Midwest | Internal | Winter | B18 | 400 | 4800 | 364.28 | 55.37 | 63.37 | 8 | 0
2035 | MISO_IN_2_NonRTO_Midwest | MISO_IN | NonRTO_Midwest | Internal | Winter | B19 | 700 | 4800 | 0 | 52.66 | 48.89 | 8 | 0
2035 | MISO_IN_2_NonRTO_Midwest | MISO_IN | NonRTO_Midwest | Internal | Winter | B20 | 935 | 4800 | 0 | 43.06 | 43.06 | 8 | 0
2035 | MISO_IN_2_PJM_ROR | MISO_IN | PJM_ROR | Internal | Shoulder | B11 | 25 | 992 | 0.01 | 64.68 | 65.84 | 2 | 0
2035 | MISO_IN_2_PJM_ROR | MISO_IN | PJM_ROR | Internal | Shoulder | B12 | 200 | 992 | 0.06 | 53.88 | 55.86 | 2 | 0
2035 | MISO_IN_2_PJM_ROR | MISO_IN | PJM_ROR | Internal | Shoulder | B13 | 600 | 992 | 0 | 52.97 | 53.23 | 2 | 0
2035 | MISO_IN_2_PJM_ROR | MISO_IN | PJM_ROR | Internal | Shoulder | B14 | 900 | 992 | 0 | 50.56 | 52.4 | 2 | 0
2035 | MISO_IN_2_PJM_ROR | MISO_IN | PJM_ROR | Internal | Shoulder | B15 | 1203 | 992 | 0 | 45.62 | 47.6 | 2 | 0
2035 | MISO_IN_2_PJM_ROR | MISO_IN | PJM_ROR | Internal | Summer | B1 | 10 | 992 | 990.25 | 87.85 | 89.86 | 2 | 0.01
2035 | MISO_IN_2_PJM_ROR | MISO_IN | PJM_ROR | Internal | Summer | B2 | 25 | 992 | 0.88 | 85.46 | 87.45 | 2 | 0
2035 | MISO_IN_2_PJM_ROR | MISO_IN | PJM_ROR | Internal | Summer | B3 | 75 | 992 | 0 | 83.23 | 81.8 | 2 | 0
2035 | MISO_IN_2_PJM_ROR | MISO_IN | PJM_ROR | Internal | Summer | B4 | 100 | 992 | 0 | 81.3 | 81.8 | 2 | 0
2035 | MISO_IN_2_PJM_ROR | MISO_IN | PJM_ROR | Internal | Summer | B5 | 200 | 992 | 0 | 76.62 | 75.98 | 2 | 0
2035 | MISO_IN_2_PJM_ROR | MISO_IN | PJM_ROR | Internal | Summer | B6 | 300 | 992 | 485.28 | 56.48 | 58.48 | 2 | 0
2035 | MISO_IN_2_PJM_ROR | MISO_IN | PJM_ROR | Internal | Summer | B7 | 400 | 992 | 0 | 49.76 | 51.27 | 2 | 0
2035 | MISO_IN_2_PJM_ROR | MISO_IN | PJM_ROR | Internal | Summer | B8 | 500 | 992 | 0 | 48.81 | 49.96 | 2 | 0
2035 | MISO_IN_2_PJM_ROR | MISO_IN | PJM_ROR | Internal | Summer | B9 | 800 | 992 | 0.04 | 45.15 | 47.14 | 2 | 0
2035 | MISO_IN_2_PJM_ROR | MISO_IN | PJM_ROR | Internal | Summer | B10 | 1262 | 992 | 457.91 | 40.58 | 42.58 | 2 | 0
2035 | MISO_IN_2_PJM_ROR | MISO_IN | PJM_ROR | Internal | Winter | B16 | 25 | 992 | 0.74 | 62.47 | 64.45 | 2 | 0
2035 | MISO_IN_2_PJM_ROR | MISO_IN | PJM_ROR | Internal | Winter | B17 | 100 | 992 | 921.24 | 58.15 | 60.15 | 2 | 0
2035 | MISO_IN_2_PJM_ROR | MISO_IN | PJM_ROR | Internal | Winter | B18 | 400 | 992 | 0.06 | 55.37 | 57.36 | 2 | 0
2035 | MISO_IN_2_PJM_ROR | MISO_IN | PJM_ROR | Internal | Winter | B19 | 700 | 992 | 0 | 52.66 | 54.57 | 2 | 0
2035 | MISO_IN_2_PJM_ROR | MISO_IN | PJM_ROR | Internal | Winter | B20 | 935 | 992 | 589.45 | 43.06 | 45.06 | 2 | 0
2035 | MISO_MI_2_IESO | MISO_MI | IESO | Internal | Shoulder | B11 | 25 | 1580 | 0 | 64.45 | 39.89 | 8 | 0
2035 | MISO_MI_2_IESO | MISO_MI | IESO | Internal | Shoulder | B12 | 200 | 1580 | 0 | 53.89 | 39.89 | 8 | 0
2035 | MISO_MI_2_IESO | MISO_MI | IESO | Internal | Shoulder | B13 | 600 | 1580 | 0 | 52.98 | 39.89 | 8 | 0
2035 | MISO_MI_2_IESO | MISO_MI | IESO | Internal | Shoulder | B14 | 900 | 1580 | 0 | 50.57 | 39.89 | 8 | 0
2035 | MISO_MI_2_IESO | MISO_MI | IESO | Internal | Shoulder | B15 | 1203 | 1580 | 0 | 45.63 | 39.89 | 8 | 0
2035 | MISO_MI_2_IESO | MISO_MI | IESO | Internal | Summer | B1 | 10 | 1580 | 0 | 87.86 | 80.86 | 8 | 0
2035 | MISO_MI_2_IESO | MISO_MI | IESO | Internal | Summer | B2 | 25 | 1580 | 0 | 85.45 | 78.44 | 8 | 0
2035 | MISO_MI_2_IESO | MISO_MI | IESO | Internal | Summer | B3 | 75 | 1580 | 0 | 83.24 | 56.39 | 8 | 0
2035 | MISO_MI_2_IESO | MISO_MI | IESO | Internal | Summer | B4 | 100 | 1580 | 0 | 81.29 | 46.05 | 8 | 0
2035 | MISO_MI_2_IESO | MISO_MI | IESO | Internal | Summer | B5 | 200 | 1580 | 0 | 76.61 | 43.92 | 8 | 0
2035 | MISO_MI_2_IESO | MISO_MI | IESO | Internal | Summer | B6 | 300 | 1580 | 0 | 56.49 | 43.47 | 8 | 0
2035 | MISO_MI_2_IESO | MISO_MI | IESO | Internal | Summer | B7 | 400 | 1580 | 0 | 49.77 | 38.16 | 8 | 0
2035 | MISO_MI_2_IESO | MISO_MI | IESO | Internal | Summer | B8 | 500 | 1580 | 0 | 48.82 | 38.16 | 8 | 0
2035 | MISO_MI_2_IESO | MISO_MI | IESO | Internal | Summer | B9 | 800 | 1580 | 0 | 45.16 | 38.16 | 8 | 0
2035 | MISO_MI_2_IESO | MISO_MI | IESO | Internal | Summer | B10 | 1262 | 1580 | 0 | 40.59 | 38.16 | 8 | 0
2035 | MISO_MI_2_IESO | MISO_MI | IESO | Internal | Winter | B16 | 25 | 1580 | 0 | 62.45 | 46.78 | 8 | 0
2035 | MISO_MI_2_IESO | MISO_MI | IESO | Internal | Winter | B17 | 100 | 1580 | 0 | 58.16 | 45.36 | 8 | 0
2035 | MISO_MI_2_IESO | MISO_MI | IESO | Internal | Winter | B18 | 400 | 1580 | 0 | 55.39 | 44.07 | 8 | 0
2035 | MISO_MI_2_IESO | MISO_MI | IESO | Internal | Winter | B19 | 700 | 1580 | 0 | 52.67 | 44.07 | 8 | 0
2035 | MISO_MI_2_IESO | MISO_MI | IESO | Internal | Winter | B20 | 935 | 1580 | 0 | 43.07 | 44.07 | 8 | 0
2035 | MISO_MI_2_MISO_IN | MISO_MI | MISO_IN | Internal | Shoulder | B11 | 25 | 2045 | 2044.94 | 64.45 | 64.68 | 0.01 | 0.22
2035 | MISO_MI_2_MISO_IN | MISO_MI | MISO_IN | Internal | Shoulder | B12 | 200 | 2045 | 0.06 | 53.89 | 53.88 | 0.01 | 0
2035 | MISO_MI_2_MISO_IN | MISO_MI | MISO_IN | Internal | Shoulder | B13 | 600 | 2045 | 0.02 | 52.98 | 52.97 | 0.01 | 0
2035 | MISO_MI_2_MISO_IN | MISO_MI | MISO_IN | Internal | Shoulder | B14 | 900 | 2045 | 0.01 | 50.57 | 50.56 | 0.01 | 0
2035 | MISO_MI_2_MISO_IN | MISO_MI | MISO_IN | Internal | Shoulder | B15 | 1203 | 2045 | 0.01 | 45.63 | 45.62 | 0.01 | 0
2035 | MISO_MI_2_MISO_IN | MISO_MI | MISO_IN | Internal | Summer | B1 | 10 | 2045 | 1.11 | 87.86 | 87.85 | 0.01 | 0
2035 | MISO_MI_2_MISO_IN | MISO_MI | MISO_IN | Internal | Summer | B2 | 25 | 2045 | 710.47 | 85.45 | 85.46 | 0.01 | 0
2035 | MISO_MI_2_MISO_IN | MISO_MI | MISO_IN | Internal | Summer | B3 | 75 | 2045 | 0.17 | 83.24 | 83.23 | 0.01 | 0
2035 | MISO_MI_2_MISO_IN | MISO_MI | MISO_IN | Internal | Summer | B4 | 100 | 2045 | 700.99 | 81.29 | 81.3 | 0.01 | 0
2035 | MISO_MI_2_MISO_IN | MISO_MI | MISO_IN | Internal | Summer | B5 | 200 | 2045 | 701.98 | 76.61 | 76.62 | 0.01 | 0
2035 | MISO_MI_2_MISO_IN | MISO_MI | MISO_IN | Internal | Summer | B6 | 300 | 2045 | 0.04 | 56.49 | 56.48 | 0.01 | 0
2035 | MISO_MI_2_MISO_IN | MISO_MI | MISO_IN | Internal | Summer | B7 | 400 | 2045 | 0.03 | 49.77 | 49.76 | 0.01 | 0
2035 | MISO_MI_2_MISO_IN | MISO_MI | MISO_IN | Internal | Summer | B8 | 500 | 2045 | 0.02 | 48.82 | 48.81 | 0.01 | 0
2035 | MISO_MI_2_MISO_IN | MISO_MI | MISO_IN | Internal | Summer | B9 | 800 | 2045 | 0.02 | 45.16 | 45.15 | 0.01 | 0
2035 | MISO_MI_2_MISO_IN | MISO_MI | MISO_IN | Internal | Summer | B10 | 1262 | 2045 | 0 | 40.59 | 40.58 | 0.01 | 0
2035 | MISO_MI_2_MISO_IN | MISO_MI | MISO_IN | Internal | Winter | B16 | 25 | 2045 | 207.6 | 62.45 | 62.47 | 0.01 | 0
2035 | MISO_MI_2_MISO_IN | MISO_MI | MISO_IN | Internal | Winter | B17 | 100 | 2045 | 0.12 | 58.16 | 58.15 | 0.01 | 0
2035 | MISO_MI_2_MISO_IN | MISO_MI | MISO_IN | Internal | Winter | B18 | 400 | 2045 | 0.03 | 55.39 | 55.37 | 0.01 | 0
2035 | MISO_MI_2_MISO_IN | MISO_MI | MISO_IN | Internal | Winter | B19 | 700 | 2045 | 0.02 | 52.67 | 52.66 | 0.01 | 0
2035 | MISO_MI_2_MISO_IN | MISO_MI | MISO_IN | Internal | Winter | B20 | 935 | 2045 | 0.01 | 43.07 | 43.06 | 0.01 | 0
2035 | MISO_MI_2_MISO_WUMS | MISO_MI | MISO_WUMS | Internal | Shoulder | B11 | 25 | 117 | 116.95 | 64.45 | 64.69 | 0.01 | 0.23
2035 | MISO_MI_2_MISO_WUMS | MISO_MI | MISO_WUMS | Internal | Shoulder | B12 | 200 | 117 | 0.04 | 53.89 | 53.87 | 0.01 | 0
2035 | MISO_MI_2_MISO_WUMS | MISO_MI | MISO_WUMS | Internal | Shoulder | B13 | 600 | 117 | 0.04 | 52.98 | 52.98 | 0.01 | 0
2035 | MISO_MI_2_MISO_WUMS | MISO_MI | MISO_WUMS | Internal | Shoulder | B14 | 900 | 117 | 0.03 | 50.57 | 50.57 | 0.01 | 0
2035 | MISO_MI_2_MISO_WUMS | MISO_MI | MISO_WUMS | Internal | Shoulder | B15 | 1203 | 117 | 117 | 45.63 | 46.58 | 0.01 | 0.94
2035 | MISO_MI_2_MISO_WUMS | MISO_MI | MISO_WUMS | Internal | Summer | B1 | 10 | 117 | 1.88 | 87.86 | 87.86 | 0.01 | 0
2035 | MISO_MI_2_MISO_WUMS | MISO_MI | MISO_WUMS | Internal | Summer | B2 | 25 | 117 | 0.77 | 85.45 | 85.45 | 0.01 | 0
2035 | MISO_MI_2_MISO_WUMS | MISO_MI | MISO_WUMS | Internal | Summer | B3 | 75 | 117 | 116.99 | 83.24 | 83.8 | 0.01 | 0.55
2035 | MISO_MI_2_MISO_WUMS | MISO_MI | MISO_WUMS | Internal | Summer | B4 | 100 | 117 | 117 | 81.29 | 83.8 | 0.01 | 2.5
2035 | MISO_MI_2_MISO_WUMS | MISO_MI | MISO_WUMS | Internal | Summer | B5 | 200 | 117 | 32.69 | 76.61 | 76.62 | 0.01 | 0
2035 | MISO_MI_2_MISO_WUMS | MISO_MI | MISO_WUMS | Internal | Summer | B6 | 300 | 117 | 0.04 | 56.49 | 56.48 | 0.01 | 0
2035 | MISO_MI_2_MISO_WUMS | MISO_MI | MISO_WUMS | Internal | Summer | B7 | 400 | 117 | 0.02 | 49.77 | 49.74 | 0.01 | 0
2035 | MISO_MI_2_MISO_WUMS | MISO_MI | MISO_WUMS | Internal | Summer | B8 | 500 | 117 | 0.04 | 48.82 | 48.82 | 0.01 | 0
2035 | MISO_MI_2_MISO_WUMS | MISO_MI | MISO_WUMS | Internal | Summer | B9 | 800 | 117 | 117 | 45.16 | 48.82 | 0.01 | 3.65
2035 | MISO_MI_2_MISO_WUMS | MISO_MI | MISO_WUMS | Internal | Summer | B10 | 1262 | 117 | 117 | 40.59 | 41.47 | 0.01 | 0.87
2035 | MISO_MI_2_MISO_WUMS | MISO_MI | MISO_WUMS | Internal | Winter | B16 | 25 | 117 | 78.22 | 62.45 | 62.47 | 0.01 | 0
2035 | MISO_MI_2_MISO_WUMS | MISO_MI | MISO_WUMS | Internal | Winter | B17 | 100 | 117 | 0.12 | 58.16 | 58.15 | 0.01 | 0
2035 | MISO_MI_2_MISO_WUMS | MISO_MI | MISO_WUMS | Internal | Winter | B18 | 400 | 117 | 0.05 | 55.39 | 55.39 | 0.01 | 0
2035 | MISO_MI_2_MISO_WUMS | MISO_MI | MISO_WUMS | Internal | Winter | B19 | 700 | 117 | 117 | 52.67 | 53.88 | 0.01 | 1.2
2035 | MISO_MI_2_MISO_WUMS | MISO_MI | MISO_WUMS | Internal | Winter | B20 | 935 | 117 | 0.01 | 43.07 | 43.06 | 0.01 | 0
2035 | MISO_MI_2_PJM_ROR | MISO_MI | PJM_ROR | Internal | Shoulder | B11 | 25 | 1424 | 0.02 | 64.45 | 65.84 | 2 | 0
2035 | MISO_MI_2_PJM_ROR | MISO_MI | PJM_ROR | Internal | Shoulder | B12 | 200 | 1424 | 0.04 | 53.89 | 55.86 | 2 | 0
2035 | MISO_MI_2_PJM_ROR | MISO_MI | PJM_ROR | Internal | Shoulder | B13 | 600 | 1424 | 0 | 52.98 | 53.23 | 2 | 0
2035 | MISO_MI_2_PJM_ROR | MISO_MI | PJM_ROR | Internal | Shoulder | B14 | 900 | 1424 | 0 | 50.57 | 52.4 | 2 | 0
2035 | MISO_MI_2_PJM_ROR | MISO_MI | PJM_ROR | Internal | Shoulder | B15 | 1203 | 1424 | 0 | 45.63 | 47.6 | 2 | 0
2035 | MISO_MI_2_PJM_ROR | MISO_MI | PJM_ROR | Internal | Summer | B1 | 10 | 1424 | 1186.54 | 87.86 | 89.86 | 2 | 0
2035 | MISO_MI_2_PJM_ROR | MISO_MI | PJM_ROR | Internal | Summer | B2 | 25 | 1424 | 799.06 | 85.45 | 87.45 | 2 | 0
2035 | MISO_MI_2_PJM_ROR | MISO_MI | PJM_ROR | Internal | Summer | B3 | 75 | 1424 | 0 | 83.24 | 81.8 | 2 | 0
2035 | MISO_MI_2_PJM_ROR | MISO_MI | PJM_ROR | Internal | Summer | B4 | 100 | 1424 | 0 | 81.29 | 81.8 | 2 | 0
2035 | MISO_MI_2_PJM_ROR | MISO_MI | PJM_ROR | Internal | Summer | B5 | 200 | 1424 | 0 | 76.61 | 75.98 | 2 | 0
2035 | MISO_MI_2_PJM_ROR | MISO_MI | PJM_ROR | Internal | Summer | B6 | 300 | 1424 | 0.1 | 56.49 | 58.48 | 2 | 0
2035 | MISO_MI_2_PJM_ROR | MISO_MI | PJM_ROR | Internal | Summer | B7 | 400 | 1424 | 0 | 49.77 | 51.27 | 2 | 0
2035 | MISO_MI_2_PJM_ROR | MISO_MI | PJM_ROR | Internal | Summer | B8 | 500 | 1424 | 0 | 48.82 | 49.96 | 2 | 0
2035 | MISO_MI_2_PJM_ROR | MISO_MI | PJM_ROR | Internal | Summer | B9 | 800 | 1424 | 0.02 | 45.16 | 47.14 | 2 | 0
2035 | MISO_MI_2_PJM_ROR | MISO_MI | PJM_ROR | Internal | Summer | B10 | 1262 | 1424 | 0.02 | 40.59 | 42.58 | 2 | 0
2035 | MISO_MI_2_PJM_ROR | MISO_MI | PJM_ROR | Internal | Winter | B16 | 25 | 1424 | 53.89 | 62.45 | 64.45 | 2 | 0
2035 | MISO_MI_2_PJM_ROR | MISO_MI | PJM_ROR | Internal | Winter | B17 | 100 | 1424 | 0.25 | 58.16 | 60.15 | 2 | 0
2035 | MISO_MI_2_PJM_ROR | MISO_MI | PJM_ROR | Internal | Winter | B18 | 400 | 1424 | 0.03 | 55.39 | 57.36 | 2 | 0
2035 | MISO_MI_2_PJM_ROR | MISO_MI | PJM_ROR | Internal | Winter | B19 | 700 | 1424 | 0 | 52.67 | 54.57 | 2 | 0
2035 | MISO_MI_2_PJM_ROR | MISO_MI | PJM_ROR | Internal | Winter | B20 | 935 | 1424 | 0.03 | 43.07 | 45.06 | 2 | 0
2035 | MISO_MO-IL_2_ENT | MISO_MO-IL | ENT | Internal | Shoulder | B11 | 25 | 2540 | 1623.85 | 64.69 | 72.69 | 8 | 0
2035 | MISO_MO-IL_2_ENT | MISO_MO-IL | ENT | Internal | Shoulder | B12 | 200 | 2540 | 0 | 53.87 | 55.85 | 8 | 0
2035 | MISO_MO-IL_2_ENT | MISO_MO-IL | ENT | Internal | Shoulder | B13 | 600 | 2540 | 0 | 52.96 | 55.45 | 8 | 0
2035 | MISO_MO-IL_2_ENT | MISO_MO-IL | ENT | Internal | Shoulder | B14 | 900 | 2540 | 0 | 50.54 | 55.45 | 8 | 0
2035 | MISO_MO-IL_2_ENT | MISO_MO-IL | ENT | Internal | Shoulder | B15 | 1203 | 2540 | 1285.63 | 45.61 | 53.61 | 8 | 0
2035 | MISO_MO-IL_2_ENT | MISO_MO-IL | ENT | Internal | Summer | B1 | 10 | 2540 | 0 | 87.83 | 89.32 | 8 | 0
2035 | MISO_MO-IL_2_ENT | MISO_MO-IL | ENT | Internal | Summer | B2 | 25 | 2540 | 0 | 85.45 | 89.32 | 8 | 0
2035 | MISO_MO-IL_2_ENT | MISO_MO-IL | ENT | Internal | Summer | B3 | 75 | 2540 | 0 | 83.22 | 89.32 | 8 | 0
2035 | MISO_MO-IL_2_ENT | MISO_MO-IL | ENT | Internal | Summer | B4 | 100 | 2540 | 0 | 81.31 | 87.53 | 8 | 0
2035 | MISO_MO-IL_2_ENT | MISO_MO-IL | ENT | Internal | Summer | B5 | 200 | 2540 | 0 | 76.61 | 80.45 | 8 | 0
2035 | MISO_MO-IL_2_ENT | MISO_MO-IL | ENT | Internal | Summer | B6 | 300 | 2540 | 0 | 56.47 | 63.27 | 8 | 0
2035 | MISO_MO-IL_2_ENT | MISO_MO-IL | ENT | Internal | Summer | B7 | 400 | 2540 | 0 | 49.74 | 54.06 | 8 | 0
2035 | MISO_MO-IL_2_ENT | MISO_MO-IL | ENT | Internal | Summer | B8 | 500 | 2540 | 0 | 48.8 | 53.67 | 8 | 0
2035 | MISO_MO-IL_2_ENT | MISO_MO-IL | ENT | Internal | Summer | B9 | 800 | 2540 | 227.17 | 45.14 | 53.14 | 8 | 0
2035 | MISO_MO-IL_2_ENT | MISO_MO-IL | ENT | Internal | Summer | B10 | 1262 | 2540 | 2540 | 40.57 | 51.81 | 8 | 3.25
2035 | MISO_MO-IL_2_ENT | MISO_MO-IL | ENT | Internal | Winter | B16 | 25 | 2540 | 0 | 62.45 | 64.76 | 8 | 0
2035 | MISO_MO-IL_2_ENT | MISO_MO-IL | ENT | Internal | Winter | B17 | 100 | 2540 | 0 | 58.03 | 58.99 | 8 | 0
2035 | MISO_MO-IL_2_ENT | MISO_MO-IL | ENT | Internal | Winter | B18 | 400 | 2540 | 0 | 55.36 | 58.99 | 8 | 0
2035 | MISO_MO-IL_2_ENT | MISO_MO-IL | ENT | Internal | Winter | B19 | 700 | 2540 | 0 | 52.65 | 57.03 | 8 | 0
2035 | MISO_MO-IL_2_ENT | MISO_MO-IL | ENT | Internal | Winter | B20 | 935 | 2540 | 2414.77 | 43.06 | 51.06 | 8 | 0
2035 | MISO_MO-IL_2_MISO_IN | MISO_MO-IL | MISO_IN | Internal | Shoulder | B11 | 25 | 2100 | 0.47 | 64.69 | 64.68 | 0.01 | 0
2035 | MISO_MO-IL_2_MISO_IN | MISO_MO-IL | MISO_IN | Internal | Shoulder | B12 | 200 | 2100 | 1349.56 | 53.87 | 53.88 | 0.01 | 0
2035 | MISO_MO-IL_2_MISO_IN | MISO_MO-IL | MISO_IN | Internal | Shoulder | B13 | 600 | 2100 | 1222.05 | 52.96 | 52.97 | 0.01 | 0
2035 | MISO_MO-IL_2_MISO_IN | MISO_MO-IL | MISO_IN | Internal | Shoulder | B14 | 900 | 2100 | 878.35 | 50.54 | 50.56 | 0.01 | 0
2035 | MISO_MO-IL_2_MISO_IN | MISO_MO-IL | MISO_IN | Internal | Shoulder | B15 | 1203 | 2100 | 1565.69 | 45.61 | 45.62 | 0.01 | 0
2035 | MISO_MO-IL_2_MISO_IN | MISO_MO-IL | MISO_IN | Internal | Summer | B1 | 10 | 2100 | 1819.36 | 87.83 | 87.85 | 0.01 | 0
2035 | MISO_MO-IL_2_MISO_IN | MISO_MO-IL | MISO_IN | Internal | Summer | B2 | 25 | 2100 | 475.32 | 85.45 | 85.46 | 0.01 | 0
2035 | MISO_MO-IL_2_MISO_IN | MISO_MO-IL | MISO_IN | Internal | Summer | B3 | 75 | 2100 | 1283.5 | 83.22 | 83.23 | 0.01 | 0
2035 | MISO_MO-IL_2_MISO_IN | MISO_MO-IL | MISO_IN | Internal | Summer | B4 | 100 | 2100 | 0.12 | 81.31 | 81.3 | 0.01 | 0
2035 | MISO_MO-IL_2_MISO_IN | MISO_MO-IL | MISO_IN | Internal | Summer | B5 | 200 | 2100 | 741.46 | 76.61 | 76.62 | 0.01 | 0
2035 | MISO_MO-IL_2_MISO_IN | MISO_MO-IL | MISO_IN | Internal | Summer | B6 | 300 | 2100 | 858.88 | 56.47 | 56.48 | 0.01 | 0
2035 | MISO_MO-IL_2_MISO_IN | MISO_MO-IL | MISO_IN | Internal | Summer | B7 | 400 | 2100 | 1172.73 | 49.74 | 49.76 | 0.01 | 0
2035 | MISO_MO-IL_2_MISO_IN | MISO_MO-IL | MISO_IN | Internal | Summer | B8 | 500 | 2100 | 1717.68 | 48.8 | 48.81 | 0.01 | 0
2035 | MISO_MO-IL_2_MISO_IN | MISO_MO-IL | MISO_IN | Internal | Summer | B9 | 800 | 2100 | 221.45 | 45.14 | 45.15 | 0.01 | 0
2035 | MISO_MO-IL_2_MISO_IN | MISO_MO-IL | MISO_IN | Internal | Summer | B10 | 1262 | 2100 | 1846.86 | 40.57 | 40.58 | 0.01 | 0
2035 | MISO_MO-IL_2_MISO_IN | MISO_MO-IL | MISO_IN | Internal | Winter | B16 | 25 | 2100 | 1855.64 | 62.45 | 62.47 | 0.01 | 0
2035 | MISO_MO-IL_2_MISO_IN | MISO_MO-IL | MISO_IN | Internal | Winter | B17 | 100 | 2100 | 2099.98 | 58.03 | 58.15 | 0.01 | 0.11
2035 | MISO_MO-IL_2_MISO_IN | MISO_MO-IL | MISO_IN | Internal | Winter | B18 | 400 | 2100 | 359.17 | 55.36 | 55.37 | 0.01 | 0
2035 | MISO_MO-IL_2_MISO_IN | MISO_MO-IL | MISO_IN | Internal | Winter | B19 | 700 | 2100 | 391.91 | 52.65 | 52.66 | 0.01 | 0
2035 | MISO_MO-IL_2_MISO_IN | MISO_MO-IL | MISO_IN | Internal | Winter | B20 | 935 | 2100 | 0.03 | 43.06 | 43.06 | 0.01 | 0
2035 | MISO_MO-IL_2_MISO_W | MISO_MO-IL | MISO_W | Internal | Shoulder | B11 | 25 | 960 | 0.45 | 64.69 | 64.68 | 0.01 | 0
2035 | MISO_MO-IL_2_MISO_W | MISO_MO-IL | MISO_W | Internal | Shoulder | B12 | 200 | 960 | 0.06 | 53.87 | 53.86 | 0.01 | 0
2035 | MISO_MO-IL_2_MISO_W | MISO_MO-IL | MISO_W | Internal | Shoulder | B13 | 600 | 960 | 398.65 | 52.96 | 52.97 | 0.01 | 0
2035 | MISO_MO-IL_2_MISO_W | MISO_MO-IL | MISO_W | Internal | Shoulder | B14 | 900 | 960 | 631.28 | 50.54 | 50.56 | 0.01 | 0
2035 | MISO_MO-IL_2_MISO_W | MISO_MO-IL | MISO_W | Internal | Shoulder | B15 | 1203 | 960 | 0.01 | 45.61 | 45.6 | 0.01 | 0
2035 | MISO_MO-IL_2_MISO_W | MISO_MO-IL | MISO_W | Internal | Summer | B1 | 10 | 960 | 1.06 | 87.83 | 87.82 | 0.01 | 0
2035 | MISO_MO-IL_2_MISO_W | MISO_MO-IL | MISO_W | Internal | Summer | B2 | 25 | 960 | 0.45 | 85.45 | 85.44 | 0.01 | 0
2035 | MISO_MO-IL_2_MISO_W | MISO_MO-IL | MISO_W | Internal | Summer | B3 | 75 | 960 | 959.99 | 83.22 | 83.79 | 0.01 | 0.56
2035 | MISO_MO-IL_2_MISO_W | MISO_MO-IL | MISO_W | Internal | Summer | B4 | 100 | 960 | 791.95 | 81.31 | 81.32 | 0.01 | 0
2035 | MISO_MO-IL_2_MISO_W | MISO_MO-IL | MISO_W | Internal | Summer | B5 | 200 | 960 | 0.12 | 76.61 | 76.61 | 0.01 | 0
2035 | MISO_MO-IL_2_MISO_W | MISO_MO-IL | MISO_W | Internal | Summer | B6 | 300 | 960 | 0.04 | 56.47 | 56.46 | 0.01 | 0
2035 | MISO_MO-IL_2_MISO_W | MISO_MO-IL | MISO_W | Internal | Summer | B7 | 400 | 960 | 0.03 | 49.74 | 49.73 | 0.01 | 0
2035 | MISO_MO-IL_2_MISO_W | MISO_MO-IL | MISO_W | Internal | Summer | B8 | 500 | 960 | 285.88 | 48.8 | 48.81 | 0.01 | 0
2035 | MISO_MO-IL_2_MISO_W | MISO_MO-IL | MISO_W | Internal | Summer | B9 | 800 | 960 | 0.04 | 45.14 | 45.14 | 0.01 | 0
2035 | MISO_MO-IL_2_MISO_W | MISO_MO-IL | MISO_W | Internal | Summer | B10 | 1262 | 960 | 0 | 40.57 | 40.55 | 0.01 | 0
2035 | MISO_MO-IL_2_MISO_W | MISO_MO-IL | MISO_W | Internal | Winter | B16 | 25 | 960 | 0.44 | 62.45 | 62.44 | 0.01 | 0
2035 | MISO_MO-IL_2_MISO_W | MISO_MO-IL | MISO_W | Internal | Winter | B17 | 100 | 960 | 0.11 | 58.03 | 58.02 | 0.01 | 0
2035 | MISO_MO-IL_2_MISO_W | MISO_MO-IL | MISO_W | Internal | Winter | B18 | 400 | 960 | 90.44 | 55.36 | 55.37 | 0.01 | 0
2035 | MISO_MO-IL_2_MISO_W | MISO_MO-IL | MISO_W | Internal | Winter | B19 | 700 | 960 | 958.26 | 52.65 | 52.66 | 0.01 | 0
2035 | MISO_MO-IL_2_MISO_W | MISO_MO-IL | MISO_W | Internal | Winter | B20 | 935 | 960 | 0.01 | 43.06 | 43.04 | 0.01 | 0
2035 | MISO_MO-IL_2_PJM_ROR | MISO_MO-IL | PJM_ROR | Internal | Shoulder | B11 | 25 | 1212 | 0.01 | 64.69 | 65.84 | 2 | 0
2035 | MISO_MO-IL_2_PJM_ROR | MISO_MO-IL | PJM_ROR | Internal | Shoulder | B12 | 200 | 1212 | 0.12 | 53.87 | 55.86 | 2 | 0
2035 | MISO_MO-IL_2_PJM_ROR | MISO_MO-IL | PJM_ROR | Internal | Shoulder | B13 | 600 | 1212 | 0 | 52.96 | 53.23 | 2 | 0
2035 | MISO_MO-IL_2_PJM_ROR | MISO_MO-IL | PJM_ROR | Internal | Shoulder | B14 | 900 | 1212 | 0 | 50.54 | 52.4 | 2 | 0
2035 | MISO_MO-IL_2_PJM_ROR | MISO_MO-IL | PJM_ROR | Internal | Shoulder | B15 | 1203 | 1212 | 0.02 | 45.61 | 47.6 | 2 | 0
2035 | MISO_MO-IL_2_PJM_ROR | MISO_MO-IL | PJM_ROR | Internal | Summer | B1 | 10 | 1212 | 1211.1 | 87.83 | 89.86 | 2 | 0.02
2035 | MISO_MO-IL_2_PJM_ROR | MISO_MO-IL | PJM_ROR | Internal | Summer | B2 | 25 | 1212 | 535.44 | 85.45 | 87.45 | 2 | 0
2035 | MISO_MO-IL_2_PJM_ROR | MISO_MO-IL | PJM_ROR | Internal | Summer | B3 | 75 | 1212 | 0 | 83.22 | 81.8 | 2 | 0
2035 | MISO_MO-IL_2_PJM_ROR | MISO_MO-IL | PJM_ROR | Internal | Summer | B4 | 100 | 1212 | 0 | 81.31 | 81.8 | 2 | 0
2035 | MISO_MO-IL_2_PJM_ROR | MISO_MO-IL | PJM_ROR | Internal | Summer | B5 | 200 | 1212 | 0 | 76.61 | 75.98 | 2 | 0
2035 | MISO_MO-IL_2_PJM_ROR | MISO_MO-IL | PJM_ROR | Internal | Summer | B6 | 300 | 1212 | 1211.92 | 56.47 | 58.48 | 2 | 0.01
2035 | MISO_MO-IL_2_PJM_ROR | MISO_MO-IL | PJM_ROR | Internal | Summer | B7 | 400 | 1212 | 0 | 49.74 | 51.27 | 2 | 0
2035 | MISO_MO-IL_2_PJM_ROR | MISO_MO-IL | PJM_ROR | Internal | Summer | B8 | 500 | 1212 | 0 | 48.8 | 49.96 | 2 | 0
2035 | MISO_MO-IL_2_PJM_ROR | MISO_MO-IL | PJM_ROR | Internal | Summer | B9 | 800 | 1212 | 1178.23 | 45.14 | 47.14 | 2 | 0
2035 | MISO_MO-IL_2_PJM_ROR | MISO_MO-IL | PJM_ROR | Internal | Summer | B10 | 1262 | 1212 | 1211.98 | 40.57 | 42.58 | 2 | 0.01
2035 | MISO_MO-IL_2_PJM_ROR | MISO_MO-IL | PJM_ROR | Internal | Winter | B16 | 25 | 1212 | 71.88 | 62.45 | 64.45 | 2 | 0
2035 | MISO_MO-IL_2_PJM_ROR | MISO_MO-IL | PJM_ROR | Internal | Winter | B17 | 100 | 1212 | 1211.98 | 58.03 | 60.15 | 2 | 0.12
2035 | MISO_MO-IL_2_PJM_ROR | MISO_MO-IL | PJM_ROR | Internal | Winter | B18 | 400 | 1212 | 265.89 | 55.36 | 57.36 | 2 | 0
2035 | MISO_MO-IL_2_PJM_ROR | MISO_MO-IL | PJM_ROR | Internal | Winter | B19 | 700 | 1212 | 0 | 52.65 | 54.57 | 2 | 0
2035 | MISO_MO-IL_2_PJM_ROR | MISO_MO-IL | PJM_ROR | Internal | Winter | B20 | 935 | 1212 | 818.9 | 43.06 | 45.06 | 2 | 0
2035 | MISO_MO-IL_2_SPP_N | MISO_MO-IL | SPP_N | Internal | Shoulder | B11 | 25 | 2000 | 0 | 64.69 | 71.07 | 8 | 0
2035 | MISO_MO-IL_2_SPP_N | MISO_MO-IL | SPP_N | Internal | Shoulder | B12 | 200 | 2000 | 0 | 53.87 | 53.87 | 8 | 0
2035 | MISO_MO-IL_2_SPP_N | MISO_MO-IL | SPP_N | Internal | Shoulder | B13 | 600 | 2000 | 0 | 52.96 | 53.5 | 8 | 0
2035 | MISO_MO-IL_2_SPP_N | MISO_MO-IL | SPP_N | Internal | Shoulder | B14 | 900 | 2000 | 0 | 50.54 | 53.41 | 8 | 0
2035 | MISO_MO-IL_2_SPP_N | MISO_MO-IL | SPP_N | Internal | Shoulder | B15 | 1203 | 2000 | 0 | 45.61 | 50.28 | 8 | 0
2035 | MISO_MO-IL_2_SPP_N | MISO_MO-IL | SPP_N | Internal | Summer | B1 | 10 | 2000 | 0 | 87.83 | 88.32 | 8 | 0
2035 | MISO_MO-IL_2_SPP_N | MISO_MO-IL | SPP_N | Internal | Summer | B2 | 25 | 2000 | 0 | 85.45 | 88.32 | 8 | 0
2035 | MISO_MO-IL_2_SPP_N | MISO_MO-IL | SPP_N | Internal | Summer | B3 | 75 | 2000 | 0 | 83.22 | 88.32 | 8 | 0
2035 | MISO_MO-IL_2_SPP_N | MISO_MO-IL | SPP_N | Internal | Summer | B4 | 100 | 2000 | 0 | 81.31 | 88.32 | 8 | 0
2035 | MISO_MO-IL_2_SPP_N | MISO_MO-IL | SPP_N | Internal | Summer | B5 | 200 | 2000 | 0 | 76.61 | 83.61 | 8 | 0
2035 | MISO_MO-IL_2_SPP_N | MISO_MO-IL | SPP_N | Internal | Summer | B6 | 300 | 2000 | 0 | 56.47 | 61.66 | 8 | 0
2035 | MISO_MO-IL_2_SPP_N | MISO_MO-IL | SPP_N | Internal | Summer | B7 | 400 | 2000 | 0 | 49.74 | 54.11 | 8 | 0
2035 | MISO_MO-IL_2_SPP_N | MISO_MO-IL | SPP_N | Internal | Summer | B8 | 500 | 2000 | 0 | 48.8 | 51.71 | 8 | 0
2035 | MISO_MO-IL_2_SPP_N | MISO_MO-IL | SPP_N | Internal | Summer | B9 | 800 | 2000 | 0 | 45.14 | 51.6 | 8 | 0
2035 | MISO_MO-IL_2_SPP_N | MISO_MO-IL | SPP_N | Internal | Summer | B10 | 1262 | 2000 | 0 | 40.57 | 46.81 | 8 | 0
2035 | MISO_MO-IL_2_SPP_N | MISO_MO-IL | SPP_N | Internal | Winter | B16 | 25 | 2000 | 0 | 62.45 | 62.45 | 8 | 0
2035 | MISO_MO-IL_2_SPP_N | MISO_MO-IL | SPP_N | Internal | Winter | B17 | 100 | 2000 | 0 | 58.03 | 57.14 | 8 | 0
2035 | MISO_MO-IL_2_SPP_N | MISO_MO-IL | SPP_N | Internal | Winter | B18 | 400 | 2000 | 0 | 55.36 | 56.99 | 8 | 0
2035 | MISO_MO-IL_2_SPP_N | MISO_MO-IL | SPP_N | Internal | Winter | B19 | 700 | 2000 | 0 | 52.65 | 56.99 | 8 | 0
2035 | MISO_MO-IL_2_SPP_N | MISO_MO-IL | SPP_N | Internal | Winter | B20 | 935 | 2000 | 0 | 43.06 | 46.06 | 8 | 0
2035 | MISO_MO-IL_2_TVA_Transmission | MISO_MO-IL | TVA_Transmission | Internal | Shoulder | B11 | 25 | 4000 | 0.01 | 64.69 | 71.79 | 8 | 0
2035 | MISO_MO-IL_2_TVA_Transmission | MISO_MO-IL | TVA_Transmission | Internal | Shoulder | B12 | 200 | 4000 | 0 | 53.87 | 58.36 | 8 | 0
2035 | MISO_MO-IL_2_TVA_Transmission | MISO_MO-IL | TVA_Transmission | Internal | Shoulder | B13 | 600 | 4000 | 0 | 52.96 | 56.99 | 8 | 0
2035 | MISO_MO-IL_2_TVA_Transmission | MISO_MO-IL | TVA_Transmission | Internal | Shoulder | B14 | 900 | 4000 | 0 | 50.54 | 55.03 | 8 | 0
2035 | MISO_MO-IL_2_TVA_Transmission | MISO_MO-IL | TVA_Transmission | Internal | Shoulder | B15 | 1203 | 4000 | 0.02 | 45.61 | 53.6 | 8 | 0
2035 | MISO_MO-IL_2_TVA_Transmission | MISO_MO-IL | TVA_Transmission | Internal | Summer | B1 | 10 | 4000 | 330.56 | 87.83 | 95.83 | 8 | 0
2035 | MISO_MO-IL_2_TVA_Transmission | MISO_MO-IL | TVA_Transmission | Internal | Summer | B2 | 25 | 4000 | 1991.57 | 85.45 | 93.45 | 8 | 0
2035 | MISO_MO-IL_2_TVA_Transmission | MISO_MO-IL | TVA_Transmission | Internal | Summer | B3 | 75 | 4000 | 0 | 83.22 | 87.8 | 8 | 0
2035 | MISO_MO-IL_2_TVA_Transmission | MISO_MO-IL | TVA_Transmission | Internal | Summer | B4 | 100 | 4000 | 0 | 81.31 | 87.8 | 8 | 0
2035 | MISO_MO-IL_2_TVA_Transmission | MISO_MO-IL | TVA_Transmission | Internal | Summer | B5 | 200 | 4000 | 0 | 76.61 | 81.14 | 8 | 0
2035 | MISO_MO-IL_2_TVA_Transmission | MISO_MO-IL | TVA_Transmission | Internal | Summer | B6 | 300 | 4000 | 0 | 56.47 | 63.43 | 8 | 0
2035 | MISO_MO-IL_2_TVA_Transmission | MISO_MO-IL | TVA_Transmission | Internal | Summer | B7 | 400 | 4000 | 0 | 49.74 | 55.42 | 8 | 0
2035 | MISO_MO-IL_2_TVA_Transmission | MISO_MO-IL | TVA_Transmission | Internal | Summer | B8 | 500 | 4000 | 0 | 48.8 | 53.94 | 8 | 0
2035 | MISO_MO-IL_2_TVA_Transmission | MISO_MO-IL | TVA_Transmission | Internal | Summer | B9 | 800 | 4000 | 1383.79 | 45.14 | 53.14 | 8 | 0
2035 | MISO_MO-IL_2_TVA_Transmission | MISO_MO-IL | TVA_Transmission | Internal | Summer | B10 | 1262 | 4000 | 0 | 40.57 | 44.91 | 8 | 0
2035 | MISO_MO-IL_2_TVA_Transmission | MISO_MO-IL | TVA_Transmission | Internal | Winter | B16 | 25 | 4000 | 73.64 | 62.45 | 70.45 | 8 | 0
2035 | MISO_MO-IL_2_TVA_Transmission | MISO_MO-IL | TVA_Transmission | Internal | Winter | B17 | 100 | 4000 | 0 | 58.03 | 62.42 | 8 | 0
2035 | MISO_MO-IL_2_TVA_Transmission | MISO_MO-IL | TVA_Transmission | Internal | Winter | B18 | 400 | 4000 | 0 | 55.36 | 60.01 | 8 | 0
2035 | MISO_MO-IL_2_TVA_Transmission | MISO_MO-IL | TVA_Transmission | Internal | Winter | B19 | 700 | 4000 | 0 | 52.65 | 56.89 | 8 | 0
2035 | MISO_MO-IL_2_TVA_Transmission | MISO_MO-IL | TVA_Transmission | Internal | Winter | B20 | 935 | 4000 | 339.92 | 43.06 | 51.06 | 8 | 0
2035 | MISO_W_2_IESO | MISO_W | IESO | Internal | Shoulder | B11 | 25 | 90 | 0 | 64.68 | 39.89 | 8 | 0
2035 | MISO_W_2_IESO | MISO_W | IESO | Internal | Shoulder | B12 | 200 | 90 | 0 | 53.86 | 39.89 | 8 | 0
2035 | MISO_W_2_IESO | MISO_W | IESO | Internal | Shoulder | B13 | 600 | 90 | 0 | 52.97 | 39.89 | 8 | 0
2035 | MISO_W_2_IESO | MISO_W | IESO | Internal | Shoulder | B14 | 900 | 90 | 0 | 50.56 | 39.89 | 8 | 0
2035 | MISO_W_2_IESO | MISO_W | IESO | Internal | Shoulder | B15 | 1203 | 90 | 0 | 45.6 | 39.89 | 8 | 0
2035 | MISO_W_2_IESO | MISO_W | IESO | Internal | Summer | B1 | 10 | 90 | 0 | 87.82 | 80.86 | 8 | 0
2035 | MISO_W_2_IESO | MISO_W | IESO | Internal | Summer | B2 | 25 | 90 | 0 | 85.44 | 78.44 | 8 | 0
2035 | MISO_W_2_IESO | MISO_W | IESO | Internal | Summer | B3 | 75 | 90 | 0 | 83.79 | 56.39 | 8 | 0
2035 | MISO_W_2_IESO | MISO_W | IESO | Internal | Summer | B4 | 100 | 90 | 0 | 81.32 | 46.05 | 8 | 0
2035 | MISO_W_2_IESO | MISO_W | IESO | Internal | Summer | B5 | 200 | 90 | 0 | 76.61 | 43.92 | 8 | 0
2035 | MISO_W_2_IESO | MISO_W | IESO | Internal | Summer | B6 | 300 | 90 | 0 | 56.46 | 43.47 | 8 | 0
2035 | MISO_W_2_IESO | MISO_W | IESO | Internal | Summer | B7 | 400 | 90 | 0 | 49.73 | 38.16 | 8 | 0
2035 | MISO_W_2_IESO | MISO_W | IESO | Internal | Summer | B8 | 500 | 90 | 0 | 48.81 | 38.16 | 8 | 0
2035 | MISO_W_2_IESO | MISO_W | IESO | Internal | Summer | B9 | 800 | 90 | 0 | 45.14 | 38.16 | 8 | 0
2035 | MISO_W_2_IESO | MISO_W | IESO | Internal | Summer | B10 | 1262 | 90 | 0 | 40.55 | 38.16 | 8 | 0
2035 | MISO_W_2_IESO | MISO_W | IESO | Internal | Winter | B16 | 25 | 90 | 0 | 62.44 | 46.78 | 8 | 0
2035 | MISO_W_2_IESO | MISO_W | IESO | Internal | Winter | B17 | 100 | 90 | 0 | 58.02 | 45.36 | 8 | 0
2035 | MISO_W_2_IESO | MISO_W | IESO | Internal | Winter | B18 | 400 | 90 | 0 | 55.37 | 44.07 | 8 | 0
2035 | MISO_W_2_IESO | MISO_W | IESO | Internal | Winter | B19 | 700 | 90 | 0 | 52.66 | 44.07 | 8 | 0
2035 | MISO_W_2_IESO | MISO_W | IESO | Internal | Winter | B20 | 935 | 90 | 0 | 43.04 | 44.07 | 8 | 0
2035 | MISO_W_2_MAPP_CA | MISO_W | MAPP_CA | Internal | Shoulder | B11 | 25 | 700 | 0 | 64.68 | 58.77 | 0.01 | 0
2035 | MISO_W_2_MAPP_CA | MISO_W | MAPP_CA | Internal | Shoulder | B12 | 200 | 700 | 0.06 | 53.86 | 53.85 | 0.01 | 0
2035 | MISO_W_2_MAPP_CA | MISO_W | MAPP_CA | Internal | Shoulder | B13 | 600 | 700 | 0.02 | 52.97 | 52.96 | 0.01 | 0
2035 | MISO_W_2_MAPP_CA | MISO_W | MAPP_CA | Internal | Shoulder | B14 | 900 | 700 | 344.85 | 50.56 | 50.57 | 0.01 | 0
2035 | MISO_W_2_MAPP_CA | MISO_W | MAPP_CA | Internal | Shoulder | B15 | 1203 | 700 | 700 | 45.6 | 50.57 | 0.01 | 4.96
2035 | MISO_W_2_MAPP_CA | MISO_W | MAPP_CA | Internal | Summer | B1 | 10 | 700 | 0.81 | 87.82 | 87.81 | 0.01 | 0
2035 | MISO_W_2_MAPP_CA | MISO_W | MAPP_CA | Internal | Summer | B2 | 25 | 700 | 0.42 | 85.44 | 85.43 | 0.01 | 0
2035 | MISO_W_2_MAPP_CA | MISO_W | MAPP_CA | Internal | Summer | B3 | 75 | 700 | 0.15 | 83.79 | 83.78 | 0.01 | 0
2035 | MISO_W_2_MAPP_CA | MISO_W | MAPP_CA | Internal | Summer | B4 | 100 | 700 | 0.11 | 81.32 | 81.31 | 0.01 | 0
2035 | MISO_W_2_MAPP_CA | MISO_W | MAPP_CA | Internal | Summer | B5 | 200 | 700 | 0.06 | 76.61 | 76.6 | 0.01 | 0
2035 | MISO_W_2_MAPP_CA | MISO_W | MAPP_CA | Internal | Summer | B6 | 300 | 700 | 0.04 | 56.46 | 56.45 | 0.01 | 0
2035 | MISO_W_2_MAPP_CA | MISO_W | MAPP_CA | Internal | Summer | B7 | 400 | 700 | 0.03 | 49.73 | 49.72 | 0.01 | 0
2035 | MISO_W_2_MAPP_CA | MISO_W | MAPP_CA | Internal | Summer | B8 | 500 | 700 | 700 | 48.81 | 49.16 | 0.01 | 0.34
2035 | MISO_W_2_MAPP_CA | MISO_W | MAPP_CA | Internal | Summer | B9 | 800 | 700 | 700 | 45.14 | 49.16 | 0.01 | 4.01
2035 | MISO_W_2_MAPP_CA | MISO_W | MAPP_CA | Internal | Summer | B10 | 1262 | 700 | 700 | 40.55 | 49.16 | 0.01 | 8.59
2035 | MISO_W_2_MAPP_CA | MISO_W | MAPP_CA | Internal | Winter | B16 | 25 | 700 | 0.44 | 62.44 | 62.43 | 0.01 | 0
2035 | MISO_W_2_MAPP_CA | MISO_W | MAPP_CA | Internal | Winter | B17 | 100 | 700 | 0.12 | 58.02 | 58.01 | 0.01 | 0
2035 | MISO_W_2_MAPP_CA | MISO_W | MAPP_CA | Internal | Winter | B18 | 400 | 700 | 0.03 | 55.37 | 55.36 | 0.01 | 0
2035 | MISO_W_2_MAPP_CA | MISO_W | MAPP_CA | Internal | Winter | B19 | 700 | 700 | 700 | 52.66 | 55.36 | 0.01 | 2.69
2035 | MISO_W_2_MAPP_CA | MISO_W | MAPP_CA | Internal | Winter | B20 | 935 | 700 | 700 | 43.04 | 55.36 | 0.01 | 12.31
2035 | MISO_W_2_MAPP_US | MISO_W | MAPP_US | Internal | Shoulder | B11 | 25 | 2300 | 0 | 64.68 | 64.06 | 7 | 0
2035 | MISO_W_2_MAPP_US | MISO_W | MAPP_US | Internal | Shoulder | B12 | 200 | 2300 | 0 | 53.86 | 46.86 | 7 | 0
2035 | MISO_W_2_MAPP_US | MISO_W | MAPP_US | Internal | Shoulder | B13 | 600 | 2300 | 0 | 52.97 | 46.49 | 7 | 0
2035 | MISO_W_2_MAPP_US | MISO_W | MAPP_US | Internal | Shoulder | B14 | 900 | 2300 | 0 | 50.56 | 46.4 | 7 | 0
2035 | MISO_W_2_MAPP_US | MISO_W | MAPP_US | Internal | Shoulder | B15 | 1203 | 2300 | 0 | 45.6 | 43.27 | 7 | 0
2035 | MISO_W_2_MAPP_US | MISO_W | MAPP_US | Internal | Summer | B1 | 10 | 2300 | 0 | 87.82 | 80.82 | 7 | 0
2035 | MISO_W_2_MAPP_US | MISO_W | MAPP_US | Internal | Summer | B2 | 25 | 2300 | 0 | 85.44 | 80.53 | 7 | 0
2035 | MISO_W_2_MAPP_US | MISO_W | MAPP_US | Internal | Summer | B3 | 75 | 2300 | 0 | 83.79 | 80.53 | 7 | 0
2035 | MISO_W_2_MAPP_US | MISO_W | MAPP_US | Internal | Summer | B4 | 100 | 2300 | 0 | 81.32 | 80.53 | 7 | 0
2035 | MISO_W_2_MAPP_US | MISO_W | MAPP_US | Internal | Summer | B5 | 200 | 2300 | 0 | 76.61 | 76.6 | 7 | 0
2035 | MISO_W_2_MAPP_US | MISO_W | MAPP_US | Internal | Summer | B6 | 300 | 2300 | 0 | 56.46 | 54.65 | 7 | 0
2035 | MISO_W_2_MAPP_US | MISO_W | MAPP_US | Internal | Summer | B7 | 400 | 2300 | 0 | 49.73 | 47.1 | 7 | 0
2035 | MISO_W_2_MAPP_US | MISO_W | MAPP_US | Internal | Summer | B8 | 500 | 2300 | 0 | 48.81 | 42.16 | 7 | 0
2035 | MISO_W_2_MAPP_US | MISO_W | MAPP_US | Internal | Summer | B9 | 800 | 2300 | 0 | 45.14 | 42.16 | 7 | 0
2035 | MISO_W_2_MAPP_US | MISO_W | MAPP_US | Internal | Summer | B10 | 1262 | 2300 | 0 | 40.55 | 34.96 | 7 | 0
2035 | MISO_W_2_MAPP_US | MISO_W | MAPP_US | Internal | Winter | B16 | 25 | 2300 | 0 | 62.44 | 55.44 | 7 | 0
2035 | MISO_W_2_MAPP_US | MISO_W | MAPP_US | Internal | Winter | B17 | 100 | 2300 | 0 | 58.02 | 51.02 | 7 | 0
2035 | MISO_W_2_MAPP_US | MISO_W | MAPP_US | Internal | Winter | B18 | 400 | 2300 | 0 | 55.37 | 49.98 | 7 | 0
2035 | MISO_W_2_MAPP_US | MISO_W | MAPP_US | Internal | Winter | B19 | 700 | 2300 | 0 | 52.66 | 49.98 | 7 | 0
2035 | MISO_W_2_MAPP_US | MISO_W | MAPP_US | Internal | Winter | B20 | 935 | 2300 | 0 | 43.04 | 39.04 | 7 | 0
2035 | MISO_W_2_MISO_MO-IL | MISO_W | MISO_MO-IL | Internal | Shoulder | B11 | 25 | 3800 | 1147.79 | 64.68 | 64.69 | 0.01 | 0
2035 | MISO_W_2_MISO_MO-IL | MISO_W | MISO_MO-IL | Internal | Shoulder | B12 | 200 | 3800 | 344.88 | 53.86 | 53.87 | 0.01 | 0
2035 | MISO_W_2_MISO_MO-IL | MISO_W | MISO_MO-IL | Internal | Shoulder | B13 | 600 | 3800 | 0.02 | 52.97 | 52.96 | 0.01 | 0
2035 | MISO_W_2_MISO_MO-IL | MISO_W | MISO_MO-IL | Internal | Shoulder | B14 | 900 | 3800 | 0.01 | 50.56 | 50.54 | 0.01 | 0
2035 | MISO_W_2_MISO_MO-IL | MISO_W | MISO_MO-IL | Internal | Shoulder | B15 | 1203 | 3800 | 129.83 | 45.6 | 45.61 | 0.01 | 0
2035 | MISO_W_2_MISO_MO-IL | MISO_W | MISO_MO-IL | Internal | Summer | B1 | 10 | 3800 | 1614.35 | 87.82 | 87.83 | 0.01 | 0
2035 | MISO_W_2_MISO_MO-IL | MISO_W | MISO_MO-IL | Internal | Summer | B2 | 25 | 3800 | 699.52 | 85.44 | 85.45 | 0.01 | 0
2035 | MISO_W_2_MISO_MO-IL | MISO_W | MISO_MO-IL | Internal | Summer | B3 | 75 | 3800 | 0 | 83.79 | 83.22 | 0.01 | 0
2035 | MISO_W_2_MISO_MO-IL | MISO_W | MISO_MO-IL | Internal | Summer | B4 | 100 | 3800 | 0.11 | 81.32 | 81.31 | 0.01 | 0
2035 | MISO_W_2_MISO_MO-IL | MISO_W | MISO_MO-IL | Internal | Summer | B5 | 200 | 3800 | 0.12 | 76.61 | 76.61 | 0.01 | 0
2035 | MISO_W_2_MISO_MO-IL | MISO_W | MISO_MO-IL | Internal | Summer | B6 | 300 | 3800 | 370.96 | 56.46 | 56.47 | 0.01 | 0
2035 | MISO_W_2_MISO_MO-IL | MISO_W | MISO_MO-IL | Internal | Summer | B7 | 400 | 3800 | 129.46 | 49.73 | 49.74 | 0.01 | 0
2035 | MISO_W_2_MISO_MO-IL | MISO_W | MISO_MO-IL | Internal | Summer | B8 | 500 | 3800 | 0.02 | 48.81 | 48.8 | 0.01 | 0
2035 | MISO_W_2_MISO_MO-IL | MISO_W | MISO_MO-IL | Internal | Summer | B9 | 800 | 3800 | 0.03 | 45.14 | 45.14 | 0.01 | 0
2035 | MISO_W_2_MISO_MO-IL | MISO_W | MISO_MO-IL | Internal | Summer | B10 | 1262 | 3800 | 2355.43 | 40.55 | 40.57 | 0.01 | 0
2035 | MISO_W_2_MISO_MO-IL | MISO_W | MISO_MO-IL | Internal | Winter | B16 | 25 | 3800 | 1754.71 | 62.44 | 62.45 | 0.01 | 0
2035 | MISO_W_2_MISO_MO-IL | MISO_W | MISO_MO-IL | Internal | Winter | B17 | 100 | 3800 | 2785.74 | 58.02 | 58.03 | 0.01 | 0
2035 | MISO_W_2_MISO_MO-IL | MISO_W | MISO_MO-IL | Internal | Winter | B18 | 400 | 3800 | 0.03 | 55.37 | 55.36 | 0.01 | 0
2035 | MISO_W_2_MISO_MO-IL | MISO_W | MISO_MO-IL | Internal | Winter | B19 | 700 | 3800 | 0.02 | 52.66 | 52.65 | 0.01 | 0
2035 | MISO_W_2_MISO_MO-IL | MISO_W | MISO_MO-IL | Internal | Winter | B20 | 935 | 3800 | 1073.97 | 43.04 | 43.06 | 0.01 | 0
2035 | MISO_W_2_MISO_WUMS | MISO_W | MISO_WUMS | Internal | Shoulder | B11 | 25 | 1629 | 1131.75 | 64.68 | 64.69 | 0.01 | 0
2035 | MISO_W_2_MISO_WUMS | MISO_W | MISO_WUMS | Internal | Shoulder | B12 | 200 | 1629 | 1363.36 | 53.86 | 53.87 | 0.01 | 0
2035 | MISO_W_2_MISO_WUMS | MISO_W | MISO_WUMS | Internal | Shoulder | B13 | 600 | 1629 | 1059.02 | 52.97 | 52.98 | 0.01 | 0
2035 | MISO_W_2_MISO_WUMS | MISO_W | MISO_WUMS | Internal | Shoulder | B14 | 900 | 1629 | 1133.87 | 50.56 | 50.57 | 0.01 | 0
2035 | MISO_W_2_MISO_WUMS | MISO_W | MISO_WUMS | Internal | Shoulder | B15 | 1203 | 1629 | 1629 | 45.6 | 46.58 | 0.01 | 0.97
2035 | MISO_W_2_MISO_WUMS | MISO_W | MISO_WUMS | Internal | Summer | B1 | 10 | 1629 | 1628.09 | 87.82 | 87.86 | 0.01 | 0.02
2035 | MISO_W_2_MISO_WUMS | MISO_W | MISO_WUMS | Internal | Summer | B2 | 25 | 1629 | 854.04 | 85.44 | 85.45 | 0.01 | 0
2035 | MISO_W_2_MISO_WUMS | MISO_W | MISO_WUMS | Internal | Summer | B3 | 75 | 1629 | 1086.22 | 83.79 | 83.8 | 0.01 | 0
2035 | MISO_W_2_MISO_WUMS | MISO_W | MISO_WUMS | Internal | Summer | B4 | 100 | 1629 | 1629 | 81.32 | 83.8 | 0.01 | 2.47
2035 | MISO_W_2_MISO_WUMS | MISO_W | MISO_WUMS | Internal | Summer | B5 | 200 | 1629 | 1399.94 | 76.61 | 76.62 | 0.01 | 0
2035 | MISO_W_2_MISO_WUMS | MISO_W | MISO_WUMS | Internal | Summer | B6 | 300 | 1629 | 1628.92 | 56.46 | 56.48 | 0.01 | 0.01
2035 | MISO_W_2_MISO_WUMS | MISO_W | MISO_WUMS | Internal | Summer | B7 | 400 | 1629 | 857.29 | 49.73 | 49.74 | 0.01 | 0
2035 | MISO_W_2_MISO_WUMS | MISO_W | MISO_WUMS | Internal | Summer | B8 | 500 | 1629 | 1506.03 | 48.81 | 48.82 | 0.01 | 0
2035 | MISO_W_2_MISO_WUMS | MISO_W | MISO_WUMS | Internal | Summer | B9 | 800 | 1629 | 1629 | 45.14 | 48.82 | 0.01 | 3.67
2035 | MISO_W_2_MISO_WUMS | MISO_W | MISO_WUMS | Internal | Summer | B10 | 1262 | 1629 | 1629 | 40.55 | 41.47 | 0.01 | 0.9
2035 | MISO_W_2_MISO_WUMS | MISO_W | MISO_WUMS | Internal | Winter | B16 | 25 | 1629 | 1628.35 | 62.44 | 62.47 | 0.01 | 0.01
2035 | MISO_W_2_MISO_WUMS | MISO_W | MISO_WUMS | Internal | Winter | B17 | 100 | 1629 | 1628.98 | 58.02 | 58.15 | 0.01 | 0.12
2035 | MISO_W_2_MISO_WUMS | MISO_W | MISO_WUMS | Internal | Winter | B18 | 400 | 1629 | 1349.37 | 55.37 | 55.39 | 0.01 | 0
2035 | MISO_W_2_MISO_WUMS | MISO_W | MISO_WUMS | Internal | Winter | B19 | 700 | 1629 | 1629 | 52.66 | 53.88 | 0.01 | 1.22
2035 | MISO_W_2_MISO_WUMS | MISO_W | MISO_WUMS | Internal | Winter | B20 | 935 | 1629 | 1552.56 | 43.04 | 43.06 | 0.01 | 0
2035 | MISO_W_2_NE | MISO_W | NE | Internal | Shoulder | B11 | 25 | 2800 | 0.02 | 64.68 | 71.06 | 7 | 0
2035 | MISO_W_2_NE | MISO_W | NE | Internal | Shoulder | B12 | 200 | 2800 | 0 | 53.86 | 53.86 | 7 | 0
2035 | MISO_W_2_NE | MISO_W | NE | Internal | Shoulder | B13 | 600 | 2800 | 0 | 52.97 | 53.49 | 7 | 0
2035 | MISO_W_2_NE | MISO_W | NE | Internal | Shoulder | B14 | 900 | 2800 | 0 | 50.56 | 53.4 | 7 | 0
2035 | MISO_W_2_NE | MISO_W | NE | Internal | Shoulder | B15 | 1203 | 2800 | 0 | 45.6 | 50.27 | 7 | 0
2035 | MISO_W_2_NE | MISO_W | NE | Internal | Summer | B1 | 10 | 2800 | 0 | 87.82 | 87.82 | 7 | 0
2035 | MISO_W_2_NE | MISO_W | NE | Internal | Summer | B2 | 25 | 2800 | 0 | 85.44 | 87.53 | 7 | 0
2035 | MISO_W_2_NE | MISO_W | NE | Internal | Summer | B3 | 75 | 2800 | 0 | 83.79 | 87.53 | 7 | 0
2035 | MISO_W_2_NE | MISO_W | NE | Internal | Summer | B4 | 100 | 2800 | 0 | 81.32 | 87.53 | 7 | 0
2035 | MISO_W_2_NE | MISO_W | NE | Internal | Summer | B5 | 200 | 2800 | 0.11 | 76.61 | 83.6 | 7 | 0
2035 | MISO_W_2_NE | MISO_W | NE | Internal | Summer | B6 | 300 | 2800 | 0 | 56.46 | 61.65 | 7 | 0
2035 | MISO_W_2_NE | MISO_W | NE | Internal | Summer | B7 | 400 | 2800 | 0 | 49.73 | 54.1 | 7 | 0
2035 | MISO_W_2_NE | MISO_W | NE | Internal | Summer | B8 | 500 | 2800 | 0 | 48.81 | 49.16 | 7 | 0
2035 | MISO_W_2_NE | MISO_W | NE | Internal | Summer | B9 | 800 | 2800 | 0 | 45.14 | 49.16 | 7 | 0
2035 | MISO_W_2_NE | MISO_W | NE | Internal | Summer | B10 | 1262 | 2800 | 0 | 40.55 | 41.96 | 7 | 0
2035 | MISO_W_2_NE | MISO_W | NE | Internal | Winter | B16 | 25 | 2800 | 0 | 62.44 | 62.44 | 7 | 0
2035 | MISO_W_2_NE | MISO_W | NE | Internal | Winter | B17 | 100 | 2800 | 0 | 58.02 | 57.13 | 7 | 0
2035 | MISO_W_2_NE | MISO_W | NE | Internal | Winter | B18 | 400 | 2800 | 0 | 55.37 | 56.98 | 7 | 0
2035 | MISO_W_2_NE | MISO_W | NE | Internal | Winter | B19 | 700 | 2800 | 0 | 52.66 | 56.98 | 7 | 0
2035 | MISO_W_2_NE | MISO_W | NE | Internal | Winter | B20 | 935 | 2800 | 0 | 43.04 | 46.04 | 7 | 0
2035 | MISO_W_2_PJM_ROR | MISO_W | PJM_ROR | Internal | Shoulder | B11 | 25 | 773 | 0.01 | 64.68 | 65.84 | 2 | 0
2035 | MISO_W_2_PJM_ROR | MISO_W | PJM_ROR | Internal | Shoulder | B12 | 200 | 773 | 485.75 | 53.86 | 55.86 | 2 | 0
2035 | MISO_W_2_PJM_ROR | MISO_W | PJM_ROR | Internal | Shoulder | B13 | 600 | 773 | 0 | 52.97 | 53.23 | 2 | 0
2035 | MISO_W_2_PJM_ROR | MISO_W | PJM_ROR | Internal | Shoulder | B14 | 900 | 773 | 0 | 50.56 | 52.4 | 2 | 0
2035 | MISO_W_2_PJM_ROR | MISO_W | PJM_ROR | Internal | Shoulder | B15 | 1203 | 773 | 385.46 | 45.6 | 47.6 | 2 | 0
2035 | MISO_W_2_PJM_ROR | MISO_W | PJM_ROR | Internal | Summer | B1 | 10 | 773 | 772.39 | 87.82 | 89.86 | 2 | 0.04
2035 | MISO_W_2_PJM_ROR | MISO_W | PJM_ROR | Internal | Summer | B2 | 25 | 773 | 772.12 | 85.44 | 87.45 | 2 | 0.01
2035 | MISO_W_2_PJM_ROR | MISO_W | PJM_ROR | Internal | Summer | B3 | 75 | 773 | 0 | 83.79 | 81.8 | 2 | 0
2035 | MISO_W_2_PJM_ROR | MISO_W | PJM_ROR | Internal | Summer | B4 | 100 | 773 | 0 | 81.32 | 81.8 | 2 | 0
2035 | MISO_W_2_PJM_ROR | MISO_W | PJM_ROR | Internal | Summer | B5 | 200 | 773 | 0 | 76.61 | 75.98 | 2 | 0
2035 | MISO_W_2_PJM_ROR | MISO_W | PJM_ROR | Internal | Summer | B6 | 300 | 773 | 772.96 | 56.46 | 58.48 | 2 | 0.02
2035 | MISO_W_2_PJM_ROR | MISO_W | PJM_ROR | Internal | Summer | B7 | 400 | 773 | 0 | 49.73 | 51.27 | 2 | 0
2035 | MISO_W_2_PJM_ROR | MISO_W | PJM_ROR | Internal | Summer | B8 | 500 | 773 | 0 | 48.81 | 49.96 | 2 | 0
2035 | MISO_W_2_PJM_ROR | MISO_W | PJM_ROR | Internal | Summer | B9 | 800 | 773 | 370.78 | 45.14 | 47.14 | 2 | 0
2035 | MISO_W_2_PJM_ROR | MISO_W | PJM_ROR | Internal | Summer | B10 | 1262 | 773 | 772.99 | 40.55 | 42.58 | 2 | 0.02
2035 | MISO_W_2_PJM_ROR | MISO_W | PJM_ROR | Internal | Winter | B16 | 25 | 773 | 771.98 | 62.44 | 64.45 | 2 | 0.01
2035 | MISO_W_2_PJM_ROR | MISO_W | PJM_ROR | Internal | Winter | B17 | 100 | 773 | 772.98 | 58.02 | 60.15 | 2 | 0.13
2035 | MISO_W_2_PJM_ROR | MISO_W | PJM_ROR | Internal | Winter | B18 | 400 | 773 | 0.06 | 55.37 | 57.36 | 2 | 0
2035 | MISO_W_2_PJM_ROR | MISO_W | PJM_ROR | Internal | Winter | B19 | 700 | 773 | 0 | 52.66 | 54.57 | 2 | 0
2035 | MISO_W_2_PJM_ROR | MISO_W | PJM_ROR | Internal | Winter | B20 | 935 | 773 | 772.97 | 43.04 | 45.06 | 2 | 0.01
2035 | MISO_W_2_SPP_N | MISO_W | SPP_N | Internal | Shoulder | B11 | 25 | 3200 | 0.02 | 64.68 | 71.07 | 7 | 0
2035 | MISO_W_2_SPP_N | MISO_W | SPP_N | Internal | Shoulder | B12 | 200 | 3200 | 0 | 53.86 | 53.87 | 7 | 0
2035 | MISO_W_2_SPP_N | MISO_W | SPP_N | Internal | Shoulder | B13 | 600 | 3200 | 0 | 52.97 | 53.5 | 7 | 0
2035 | MISO_W_2_SPP_N | MISO_W | SPP_N | Internal | Shoulder | B14 | 900 | 3200 | 0 | 50.56 | 53.41 | 7 | 0
2035 | MISO_W_2_SPP_N | MISO_W | SPP_N | Internal | Shoulder | B15 | 1203 | 3200 | 0 | 45.6 | 50.28 | 7 | 0
2035 | MISO_W_2_SPP_N | MISO_W | SPP_N | Internal | Summer | B1 | 10 | 3200 | 0 | 87.82 | 88.32 | 7 | 0
2035 | MISO_W_2_SPP_N | MISO_W | SPP_N | Internal | Summer | B2 | 25 | 3200 | 0 | 85.44 | 88.32 | 7 | 0
2035 | MISO_W_2_SPP_N | MISO_W | SPP_N | Internal | Summer | B3 | 75 | 3200 | 0 | 83.79 | 88.32 | 7 | 0
2035 | MISO_W_2_SPP_N | MISO_W | SPP_N | Internal | Summer | B4 | 100 | 3200 | 339.39 | 81.32 | 88.32 | 7 | 0
2035 | MISO_W_2_SPP_N | MISO_W | SPP_N | Internal | Summer | B5 | 200 | 3200 | 393.87 | 76.61 | 83.61 | 7 | 0
2035 | MISO_W_2_SPP_N | MISO_W | SPP_N | Internal | Summer | B6 | 300 | 3200 | 0 | 56.46 | 61.66 | 7 | 0
2035 | MISO_W_2_SPP_N | MISO_W | SPP_N | Internal | Summer | B7 | 400 | 3200 | 0 | 49.73 | 54.11 | 7 | 0
2035 | MISO_W_2_SPP_N | MISO_W | SPP_N | Internal | Summer | B8 | 500 | 3200 | 0 | 48.81 | 51.71 | 7 | 0
2035 | MISO_W_2_SPP_N | MISO_W | SPP_N | Internal | Summer | B9 | 800 | 3200 | 0 | 45.14 | 51.6 | 7 | 0
2035 | MISO_W_2_SPP_N | MISO_W | SPP_N | Internal | Summer | B10 | 1262 | 3200 | 0 | 40.55 | 46.81 | 7 | 0
2035 | MISO_W_2_SPP_N | MISO_W | SPP_N | Internal | Winter | B16 | 25 | 3200 | 0 | 62.44 | 62.45 | 7 | 0
2035 | MISO_W_2_SPP_N | MISO_W | SPP_N | Internal | Winter | B17 | 100 | 3200 | 0 | 58.02 | 57.14 | 7 | 0
2035 | MISO_W_2_SPP_N | MISO_W | SPP_N | Internal | Winter | B18 | 400 | 3200 | 0 | 55.37 | 56.99 | 7 | 0
2035 | MISO_W_2_SPP_N | MISO_W | SPP_N | Internal | Winter | B19 | 700 | 3200 | 0 | 52.66 | 56.99 | 7 | 0
2035 | MISO_W_2_SPP_N | MISO_W | SPP_N | Internal | Winter | B20 | 935 | 3200 | 0 | 43.04 | 46.06 | 7 | 0
2035 | MISO_WUMS_2_MISO_MI | MISO_WUMS | MISO_MI | Internal | Shoulder | B11 | 25 | 99 | 0.05 | 64.69 | 64.45 | 0.01 | 0
2035 | MISO_WUMS_2_MISO_MI | MISO_WUMS | MISO_MI | Internal | Shoulder | B12 | 200 | 99 | 98.89 | 53.87 | 53.89 | 0.01 | 0.01
2035 | MISO_WUMS_2_MISO_MI | MISO_WUMS | MISO_MI | Internal | Shoulder | B13 | 600 | 99 | 0.04 | 52.98 | 52.98 | 0.01 | 0
2035 | MISO_WUMS_2_MISO_MI | MISO_WUMS | MISO_MI | Internal | Shoulder | B14 | 900 | 99 | 0.02 | 50.57 | 50.57 | 0.01 | 0
2035 | MISO_WUMS_2_MISO_MI | MISO_WUMS | MISO_MI | Internal | Shoulder | B15 | 1203 | 99 | 0 | 46.58 | 45.63 | 0.01 | 0
2035 | MISO_WUMS_2_MISO_MI | MISO_WUMS | MISO_MI | Internal | Summer | B1 | 10 | 99 | 1.82 | 87.86 | 87.86 | 0.01 | 0
2035 | MISO_WUMS_2_MISO_MI | MISO_WUMS | MISO_MI | Internal | Summer | B2 | 25 | 99 | 0.75 | 85.45 | 85.45 | 0.01 | 0
2035 | MISO_WUMS_2_MISO_MI | MISO_WUMS | MISO_MI | Internal | Summer | B3 | 75 | 99 | 0 | 83.8 | 83.24 | 0.01 | 0
2035 | MISO_WUMS_2_MISO_MI | MISO_WUMS | MISO_MI | Internal | Summer | B4 | 100 | 99 | 0 | 83.8 | 81.29 | 0.01 | 0
2035 | MISO_WUMS_2_MISO_MI | MISO_WUMS | MISO_MI | Internal | Summer | B5 | 200 | 99 | 0.05 | 76.62 | 76.61 | 0.01 | 0
2035 | MISO_WUMS_2_MISO_MI | MISO_WUMS | MISO_MI | Internal | Summer | B6 | 300 | 99 | 41.16 | 56.48 | 56.49 | 0.01 | 0
2035 | MISO_WUMS_2_MISO_MI | MISO_WUMS | MISO_MI | Internal | Summer | B7 | 400 | 99 | 98.94 | 49.74 | 49.77 | 0.01 | 0.01
2035 | MISO_WUMS_2_MISO_MI | MISO_WUMS | MISO_MI | Internal | Summer | B8 | 500 | 99 | 0.04 | 48.82 | 48.82 | 0.01 | 0
2035 | MISO_WUMS_2_MISO_MI | MISO_WUMS | MISO_MI | Internal | Summer | B9 | 800 | 99 | 0 | 48.82 | 45.16 | 0.01 | 0
2035 | MISO_WUMS_2_MISO_MI | MISO_WUMS | MISO_MI | Internal | Summer | B10 | 1262 | 99 | 0 | 41.47 | 40.59 | 0.01 | 0
2035 | MISO_WUMS_2_MISO_MI | MISO_WUMS | MISO_MI | Internal | Winter | B16 | 25 | 99 | 0.33 | 62.47 | 62.45 | 0.01 | 0
2035 | MISO_WUMS_2_MISO_MI | MISO_WUMS | MISO_MI | Internal | Winter | B17 | 100 | 99 | 19.84 | 58.15 | 58.16 | 0.01 | 0
2035 | MISO_WUMS_2_MISO_MI | MISO_WUMS | MISO_MI | Internal | Winter | B18 | 400 | 99 | 0.06 | 55.39 | 55.39 | 0.01 | 0
2035 | MISO_WUMS_2_MISO_MI | MISO_WUMS | MISO_MI | Internal | Winter | B19 | 700 | 99 | 0 | 53.88 | 52.67 | 0.01 | 0
2035 | MISO_WUMS_2_MISO_MI | MISO_WUMS | MISO_MI | Internal | Winter | B20 | 935 | 99 | 35.26 | 43.06 | 43.07 | 0.01 | 0
2035 | MISO_WUMS_2_MISO_W | MISO_WUMS | MISO_W | Internal | Shoulder | B11 | 25 | 1137 | 0.42 | 64.69 | 64.68 | 0.01 | 0
2035 | MISO_WUMS_2_MISO_W | MISO_WUMS | MISO_W | Internal | Shoulder | B12 | 200 | 1137 | 0.06 | 53.87 | 53.86 | 0.01 | 0
2035 | MISO_WUMS_2_MISO_W | MISO_WUMS | MISO_W | Internal | Shoulder | B13 | 600 | 1137 | 0.02 | 52.98 | 52.97 | 0.01 | 0
2035 | MISO_WUMS_2_MISO_W | MISO_WUMS | MISO_W | Internal | Shoulder | B14 | 900 | 1137 | 0.01 | 50.57 | 50.56 | 0.01 | 0
2035 | MISO_WUMS_2_MISO_W | MISO_WUMS | MISO_W | Internal | Shoulder | B15 | 1203 | 1137 | 0 | 46.58 | 45.6 | 0.01 | 0
2035 | MISO_WUMS_2_MISO_W | MISO_WUMS | MISO_W | Internal | Summer | B1 | 10 | 1137 | 0.47 | 87.86 | 87.82 | 0.01 | 0
2035 | MISO_WUMS_2_MISO_W | MISO_WUMS | MISO_W | Internal | Summer | B2 | 25 | 1137 | 0.44 | 85.45 | 85.44 | 0.01 | 0
2035 | MISO_WUMS_2_MISO_W | MISO_WUMS | MISO_W | Internal | Summer | B3 | 75 | 1137 | 0.15 | 83.8 | 83.79 | 0.01 | 0
2035 | MISO_WUMS_2_MISO_W | MISO_WUMS | MISO_W | Internal | Summer | B4 | 100 | 1137 | 0 | 83.8 | 81.32 | 0.01 | 0
2035 | MISO_WUMS_2_MISO_W | MISO_WUMS | MISO_W | Internal | Summer | B5 | 200 | 1137 | 0.06 | 76.62 | 76.61 | 0.01 | 0
2035 | MISO_WUMS_2_MISO_W | MISO_WUMS | MISO_W | Internal | Summer | B6 | 300 | 1137 | 0.03 | 56.48 | 56.46 | 0.01 | 0
2035 | MISO_WUMS_2_MISO_W | MISO_WUMS | MISO_W | Internal | Summer | B7 | 400 | 1137 | 0.03 | 49.74 | 49.73 | 0.01 | 0
2035 | MISO_WUMS_2_MISO_W | MISO_WUMS | MISO_W | Internal | Summer | B8 | 500 | 1137 | 0.02 | 48.82 | 48.81 | 0.01 | 0
2035 | MISO_WUMS_2_MISO_W | MISO_WUMS | MISO_W | Internal | Summer | B9 | 800 | 1137 | 0 | 48.82 | 45.14 | 0.01 | 0
2035 | MISO_WUMS_2_MISO_W | MISO_WUMS | MISO_W | Internal | Summer | B10 | 1262 | 1137 | 0 | 41.47 | 40.55 | 0.01 | 0
2035 | MISO_WUMS_2_MISO_W | MISO_WUMS | MISO_W | Internal | Winter | B16 | 25 | 1137 | 0.23 | 62.47 | 62.44 | 0.01 | 0
2035 | MISO_WUMS_2_MISO_W | MISO_WUMS | MISO_W | Internal | Winter | B17 | 100 | 1137 | 0.02 | 58.15 | 58.02 | 0.01 | 0
2035 | MISO_WUMS_2_MISO_W | MISO_WUMS | MISO_W | Internal | Winter | B18 | 400 | 1137 | 0.03 | 55.39 | 55.37 | 0.01 | 0
2035 | MISO_WUMS_2_MISO_W | MISO_WUMS | MISO_W | Internal | Winter | B19 | 700 | 1137 | 0 | 53.88 | 52.66 | 0.01 | 0
2035 | MISO_WUMS_2_MISO_W | MISO_WUMS | MISO_W | Internal | Winter | B20 | 935 | 1137 | 0.01 | 43.06 | 43.04 | 0.01 | 0
2035 | MISO_WUMS_2_PJM_ROR | MISO_WUMS | PJM_ROR | Internal | Shoulder | B11 | 25 | 1600 | 0.01 | 64.69 | 65.84 | 2 | 0
2035 | MISO_WUMS_2_PJM_ROR | MISO_WUMS | PJM_ROR | Internal | Shoulder | B12 | 200 | 1600 | 0.11 | 53.87 | 55.86 | 2 | 0
2035 | MISO_WUMS_2_PJM_ROR | MISO_WUMS | PJM_ROR | Internal | Shoulder | B13 | 600 | 1600 | 0 | 52.98 | 53.23 | 2 | 0
2035 | MISO_WUMS_2_PJM_ROR | MISO_WUMS | PJM_ROR | Internal | Shoulder | B14 | 900 | 1600 | 0 | 50.57 | 52.4 | 2 | 0
2035 | MISO_WUMS_2_PJM_ROR | MISO_WUMS | PJM_ROR | Internal | Shoulder | B15 | 1203 | 1600 | 0 | 46.58 | 47.6 | 2 | 0
2035 | MISO_WUMS_2_PJM_ROR | MISO_WUMS | PJM_ROR | Internal | Summer | B1 | 10 | 1600 | 1146.99 | 87.86 | 89.86 | 2 | 0
2035 | MISO_WUMS_2_PJM_ROR | MISO_WUMS | PJM_ROR | Internal | Summer | B2 | 25 | 1600 | 411.47 | 85.45 | 87.45 | 2 | 0
2035 | MISO_WUMS_2_PJM_ROR | MISO_WUMS | PJM_ROR | Internal | Summer | B3 | 75 | 1600 | 0 | 83.8 | 81.8 | 2 | 0
2035 | MISO_WUMS_2_PJM_ROR | MISO_WUMS | PJM_ROR | Internal | Summer | B4 | 100 | 1600 | 0 | 83.8 | 81.8 | 2 | 0
2035 | MISO_WUMS_2_PJM_ROR | MISO_WUMS | PJM_ROR | Internal | Summer | B5 | 200 | 1600 | 0 | 76.62 | 75.98 | 2 | 0
2035 | MISO_WUMS_2_PJM_ROR | MISO_WUMS | PJM_ROR | Internal | Summer | B6 | 300 | 1600 | 533.47 | 56.48 | 58.48 | 2 | 0
2035 | MISO_WUMS_2_PJM_ROR | MISO_WUMS | PJM_ROR | Internal | Summer | B7 | 400 | 1600 | 0 | 49.74 | 51.27 | 2 | 0
2035 | MISO_WUMS_2_PJM_ROR | MISO_WUMS | PJM_ROR | Internal | Summer | B8 | 500 | 1600 | 0 | 48.82 | 49.96 | 2 | 0
2035 | MISO_WUMS_2_PJM_ROR | MISO_WUMS | PJM_ROR | Internal | Summer | B9 | 800 | 1600 | 0 | 48.82 | 47.14 | 2 | 0
2035 | MISO_WUMS_2_PJM_ROR | MISO_WUMS | PJM_ROR | Internal | Summer | B10 | 1262 | 1600 | 0 | 41.47 | 42.58 | 2 | 0
2035 | MISO_WUMS_2_PJM_ROR | MISO_WUMS | PJM_ROR | Internal | Winter | B16 | 25 | 1600 | 0.66 | 62.47 | 64.45 | 2 | 0
2035 | MISO_WUMS_2_PJM_ROR | MISO_WUMS | PJM_ROR | Internal | Winter | B17 | 100 | 1600 | 38.93 | 58.15 | 60.15 | 2 | 0
2035 | MISO_WUMS_2_PJM_ROR | MISO_WUMS | PJM_ROR | Internal | Winter | B18 | 400 | 1600 | 0.03 | 55.39 | 57.36 | 2 | 0
2035 | MISO_WUMS_2_PJM_ROR | MISO_WUMS | PJM_ROR | Internal | Winter | B19 | 700 | 1600 | 0 | 53.88 | 54.57 | 2 | 0
2035 | MISO_WUMS_2_PJM_ROR | MISO_WUMS | PJM_ROR | Internal | Winter | B20 | 935 | 1600 | 90.38 | 43.06 | 45.06 | 2 | 0
2035 | NE_2_MAPP_US | NE | MAPP_US | Internal | Shoulder | B11 | 25 | 1600 | 0 | 71.06 | 64.06 | 5 | 0
2035 | NE_2_MAPP_US | NE | MAPP_US | Internal | Shoulder | B12 | 200 | 1600 | 0 | 53.86 | 46.86 | 5 | 0
2035 | NE_2_MAPP_US | NE | MAPP_US | Internal | Shoulder | B13 | 600 | 1600 | 0 | 53.49 | 46.49 | 5 | 0
2035 | NE_2_MAPP_US | NE | MAPP_US | Internal | Shoulder | B14 | 900 | 1600 | 0 | 53.4 | 46.4 | 5 | 0
2035 | NE_2_MAPP_US | NE | MAPP_US | Internal | Shoulder | B15 | 1203 | 1600 | 0 | 50.27 | 43.27 | 5 | 0
2035 | NE_2_MAPP_US | NE | MAPP_US | Internal | Summer | B1 | 10 | 1600 | 0 | 87.82 | 80.82 | 5 | 0
2035 | NE_2_MAPP_US | NE | MAPP_US | Internal | Summer | B2 | 25 | 1600 | 0 | 87.53 | 80.53 | 5 | 0
2035 | NE_2_MAPP_US | NE | MAPP_US | Internal | Summer | B3 | 75 | 1600 | 0 | 87.53 | 80.53 | 5 | 0
2035 | NE_2_MAPP_US | NE | MAPP_US | Internal | Summer | B4 | 100 | 1600 | 0 | 87.53 | 80.53 | 5 | 0
2035 | NE_2_MAPP_US | NE | MAPP_US | Internal | Summer | B5 | 200 | 1600 | 0 | 83.6 | 76.6 | 5 | 0
2035 | NE_2_MAPP_US | NE | MAPP_US | Internal | Summer | B6 | 300 | 1600 | 0 | 61.65 | 54.65 | 5 | 0
2035 | NE_2_MAPP_US | NE | MAPP_US | Internal | Summer | B7 | 400 | 1600 | 0 | 54.1 | 47.1 | 5 | 0
2035 | NE_2_MAPP_US | NE | MAPP_US | Internal | Summer | B8 | 500 | 1600 | 0 | 49.16 | 42.16 | 5 | 0
2035 | NE_2_MAPP_US | NE | MAPP_US | Internal | Summer | B9 | 800 | 1600 | 0 | 49.16 | 42.16 | 5 | 0
2035 | NE_2_MAPP_US | NE | MAPP_US | Internal | Summer | B10 | 1262 | 1600 | 0 | 41.96 | 34.96 | 5 | 0
2035 | NE_2_MAPP_US | NE | MAPP_US | Internal | Winter | B16 | 25 | 1600 | 0 | 62.44 | 55.44 | 5 | 0
2035 | NE_2_MAPP_US | NE | MAPP_US | Internal | Winter | B17 | 100 | 1600 | 0 | 57.13 | 51.02 | 5 | 0
2035 | NE_2_MAPP_US | NE | MAPP_US | Internal | Winter | B18 | 400 | 1600 | 0 | 56.98 | 49.98 | 5 | 0
2035 | NE_2_MAPP_US | NE | MAPP_US | Internal | Winter | B19 | 700 | 1600 | 0 | 56.98 | 49.98 | 5 | 0
2035 | NE_2_MAPP_US | NE | MAPP_US | Internal | Winter | B20 | 935 | 1600 | 0 | 46.04 | 39.04 | 5 | 0
2035 | NE_2_MISO_W | NE | MISO_W | Internal | Shoulder | B11 | 25 | 1600 | 0 | 71.06 | 64.68 | 5 | 0
2035 | NE_2_MISO_W | NE | MISO_W | Internal | Shoulder | B12 | 200 | 1600 | 0 | 53.86 | 53.86 | 5 | 0
2035 | NE_2_MISO_W | NE | MISO_W | Internal | Shoulder | B13 | 600 | 1600 | 0 | 53.49 | 52.97 | 5 | 0
2035 | NE_2_MISO_W | NE | MISO_W | Internal | Shoulder | B14 | 900 | 1600 | 0 | 53.4 | 50.56 | 5 | 0
2035 | NE_2_MISO_W | NE | MISO_W | Internal | Shoulder | B15 | 1203 | 1600 | 0 | 50.27 | 45.6 | 5 | 0
2035 | NE_2_MISO_W | NE | MISO_W | Internal | Summer | B1 | 10 | 1600 | 0 | 87.82 | 87.82 | 5 | 0
2035 | NE_2_MISO_W | NE | MISO_W | Internal | Summer | B2 | 25 | 1600 | 0 | 87.53 | 85.44 | 5 | 0
2035 | NE_2_MISO_W | NE | MISO_W | Internal | Summer | B3 | 75 | 1600 | 0 | 87.53 | 83.79 | 5 | 0
2035 | NE_2_MISO_W | NE | MISO_W | Internal | Summer | B4 | 100 | 1600 | 0 | 87.53 | 81.32 | 5 | 0
2035 | NE_2_MISO_W | NE | MISO_W | Internal | Summer | B5 | 200 | 1600 | 0 | 83.6 | 76.61 | 5 | 0
2035 | NE_2_MISO_W | NE | MISO_W | Internal | Summer | B6 | 300 | 1600 | 0 | 61.65 | 56.46 | 5 | 0
2035 | NE_2_MISO_W | NE | MISO_W | Internal | Summer | B7 | 400 | 1600 | 0 | 54.1 | 49.73 | 5 | 0
2035 | NE_2_MISO_W | NE | MISO_W | Internal | Summer | B8 | 500 | 1600 | 0 | 49.16 | 48.81 | 5 | 0
2035 | NE_2_MISO_W | NE | MISO_W | Internal | Summer | B9 | 800 | 1600 | 0 | 49.16 | 45.14 | 5 | 0
2035 | NE_2_MISO_W | NE | MISO_W | Internal | Summer | B10 | 1262 | 1600 | 0 | 41.96 | 40.55 | 5 | 0
2035 | NE_2_MISO_W | NE | MISO_W | Internal | Winter | B16 | 25 | 1600 | 0 | 62.44 | 62.44 | 5 | 0
2035 | NE_2_MISO_W | NE | MISO_W | Internal | Winter | B17 | 100 | 1600 | 0 | 57.13 | 58.02 | 5 | 0
2035 | NE_2_MISO_W | NE | MISO_W | Internal | Winter | B18 | 400 | 1600 | 0 | 56.98 | 55.37 | 5 | 0
2035 | NE_2_MISO_W | NE | MISO_W | Internal | Winter | B19 | 700 | 1600 | 0 | 56.98 | 52.66 | 5 | 0
2035 | NE_2_MISO_W | NE | MISO_W | Internal | Winter | B20 | 935 | 1600 | 0 | 46.04 | 43.04 | 5 | 0
2035 | NE_2_SPP_N | NE | SPP_N | Internal | Shoulder | B11 | 25 | 1800 | 1699.15 | 71.06 | 71.07 | 0.01 | 0
2035 | NE_2_SPP_N | NE | SPP_N | Internal | Shoulder | B12 | 200 | 1800 | 841.11 | 53.86 | 53.87 | 0.01 | 0
2035 | NE_2_SPP_N | NE | SPP_N | Internal | Shoulder | B13 | 600 | 1800 | 1267.15 | 53.49 | 53.5 | 0.01 | 0
2035 | NE_2_SPP_N | NE | SPP_N | Internal | Shoulder | B14 | 900 | 1800 | 336.17 | 53.4 | 53.41 | 0.01 | 0
2035 | NE_2_SPP_N | NE | SPP_N | Internal | Shoulder | B15 | 1203 | 1800 | 644.94 | 50.27 | 50.28 | 0.01 | 0
2035 | NE_2_SPP_N | NE | SPP_N | Internal | Summer | B1 | 10 | 1800 | 1799.94 | 87.82 | 88.32 | 0.01 | 0.49
2035 | NE_2_SPP_N | NE | SPP_N | Internal | Summer | B2 | 25 | 1800 | 1799.99 | 87.53 | 88.32 | 0.01 | 0.78
2035 | NE_2_SPP_N | NE | SPP_N | Internal | Summer | B3 | 75 | 1800 | 1799.99 | 87.53 | 88.32 | 0.01 | 0.78
2035 | NE_2_SPP_N | NE | SPP_N | Internal | Summer | B4 | 100 | 1800 | 1800 | 87.53 | 88.32 | 0.01 | 0.78
2035 | NE_2_SPP_N | NE | SPP_N | Internal | Summer | B5 | 200 | 1800 | 1508.42 | 83.6 | 83.61 | 0.01 | 0
2035 | NE_2_SPP_N | NE | SPP_N | Internal | Summer | B6 | 300 | 1800 | 1277.46 | 61.65 | 61.66 | 0.01 | 0
2035 | NE_2_SPP_N | NE | SPP_N | Internal | Summer | B7 | 400 | 1800 | 1149.2 | 54.1 | 54.11 | 0.01 | 0
2035 | NE_2_SPP_N | NE | SPP_N | Internal | Summer | B8 | 500 | 1800 | 1800 | 49.16 | 51.71 | 0.01 | 2.54
2035 | NE_2_SPP_N | NE | SPP_N | Internal | Summer | B9 | 800 | 1800 | 1800 | 49.16 | 51.6 | 0.01 | 2.43
2035 | NE_2_SPP_N | NE | SPP_N | Internal | Summer | B10 | 1262 | 1800 | 1800 | 41.96 | 46.81 | 0.01 | 4.85
2035 | NE_2_SPP_N | NE | SPP_N | Internal | Winter | B16 | 25 | 1800 | 915.9 | 62.44 | 62.45 | 0.01 | 0
2035 | NE_2_SPP_N | NE | SPP_N | Internal | Winter | B17 | 100 | 1800 | 301.57 | 57.13 | 57.14 | 0.01 | 0
2035 | NE_2_SPP_N | NE | SPP_N | Internal | Winter | B18 | 400 | 1800 | 1371.36 | 56.98 | 56.99 | 0.01 | 0
2035 | NE_2_SPP_N | NE | SPP_N | Internal | Winter | B19 | 700 | 1800 | 959.87 | 56.98 | 56.99 | 0.01 | 0
2035 | NE_2_SPP_N | NE | SPP_N | Internal | Winter | B20 | 935 | 1800 | 1170.44 | 46.04 | 46.06 | 0.01 | 0
2035 | NEISO_2_NYISO_A-F | NEISO | NYISO_A-F | Internal | Shoulder | B11 | 25 | 600 | 599.97 | 46.31 | 49.65 | 3 | 0.34
2035 | NEISO_2_NYISO_A-F | NEISO | NYISO_A-F | Internal | Shoulder | B12 | 200 | 600 | 600 | 46.31 | 49.65 | 3 | 0.34
2035 | NEISO_2_NYISO_A-F | NEISO | NYISO_A-F | Internal | Shoulder | B13 | 600 | 600 | 355.08 | 44.01 | 47.01 | 3 | 0
2035 | NEISO_2_NYISO_A-F | NEISO | NYISO_A-F | Internal | Shoulder | B14 | 900 | 600 | 0.03 | 44.01 | 47 | 3 | 0
2035 | NEISO_2_NYISO_A-F | NEISO | NYISO_A-F | Internal | Shoulder | B15 | 1203 | 600 | 0.02 | 44.01 | 47 | 3 | 0
2035 | NEISO_2_NYISO_A-F | NEISO | NYISO_A-F | Internal | Summer | B1 | 10 | 600 | 0 | 93.63 | 81.87 | 3 | 0
2035 | NEISO_2_NYISO_A-F | NEISO | NYISO_A-F | Internal | Summer | B2 | 25 | 600 | 0 | 82.46 | 79.46 | 3 | 0
2035 | NEISO_2_NYISO_A-F | NEISO | NYISO_A-F | Internal | Summer | B3 | 75 | 600 | 333.7 | 60.39 | 63.39 | 3 | 0
2035 | NEISO_2_NYISO_A-F | NEISO | NYISO_A-F | Internal | Summer | B4 | 100 | 600 | 291.75 | 50.05 | 53.05 | 3 | 0
2035 | NEISO_2_NYISO_A-F | NEISO | NYISO_A-F | Internal | Summer | B5 | 200 | 600 | 600 | 42.77 | 53.05 | 3 | 7.28
2035 | NEISO_2_NYISO_A-F | NEISO | NYISO_A-F | Internal | Summer | B6 | 300 | 600 | 600 | 42.77 | 50.47 | 3 | 4.7
2035 | NEISO_2_NYISO_A-F | NEISO | NYISO_A-F | Internal | Summer | B7 | 400 | 600 | 600 | 42.77 | 46.06 | 3 | 0.28
2035 | NEISO_2_NYISO_A-F | NEISO | NYISO_A-F | Internal | Summer | B8 | 500 | 600 | 237.73 | 42.77 | 45.77 | 3 | 0
2035 | NEISO_2_NYISO_A-F | NEISO | NYISO_A-F | Internal | Summer | B9 | 800 | 600 | 0.03 | 42.77 | 45.76 | 3 | 0
2035 | NEISO_2_NYISO_A-F | NEISO | NYISO_A-F | Internal | Summer | B10 | 1262 | 600 | 0.02 | 42.77 | 45.76 | 3 | 0
2035 | NEISO_2_NYISO_A-F | NEISO | NYISO_A-F | Internal | Winter | B16 | 25 | 600 | 0 | 57.22 | 54.22 | 3 | 0
2035 | NEISO_2_NYISO_A-F | NEISO | NYISO_A-F | Internal | Winter | B17 | 100 | 600 | 0 | 55.36 | 52.36 | 3 | 0
2035 | NEISO_2_NYISO_A-F | NEISO | NYISO_A-F | Internal | Winter | B18 | 400 | 600 | 0 | 53.82 | 51.07 | 3 | 0
2035 | NEISO_2_NYISO_A-F | NEISO | NYISO_A-F | Internal | Winter | B19 | 700 | 600 | 0 | 53.82 | 51.07 | 3 | 0
2035 | NEISO_2_NYISO_A-F | NEISO | NYISO_A-F | Internal | Winter | B20 | 935 | 600 | 0 | 53.82 | 51.07 | 3 | 0
2035 | NEISO_2_NYISO_G-I | NEISO | NYISO_G-I | Internal | Shoulder | B11 | 25 | 600 | 600 | 46.31 | 57.82 | 3 | 8.5
2035 | NEISO_2_NYISO_G-I | NEISO | NYISO_G-I | Internal | Shoulder | B12 | 200 | 600 | 600 | 46.31 | 49.67 | 3 | 0.35
2035 | NEISO_2_NYISO_G-I | NEISO | NYISO_G-I | Internal | Shoulder | B13 | 600 | 600 | 600 | 44.01 | 48.1 | 3 | 1.09
2035 | NEISO_2_NYISO_G-I | NEISO | NYISO_G-I | Internal | Shoulder | B14 | 900 | 600 | 525.84 | 44.01 | 47.01 | 3 | 0
2035 | NEISO_2_NYISO_G-I | NEISO | NYISO_G-I | Internal | Shoulder | B15 | 1203 | 600 | 453.88 | 44.01 | 47.01 | 3 | 0
2035 | NEISO_2_NYISO_G-I | NEISO | NYISO_G-I | Internal | Summer | B1 | 10 | 600 | 267.85 | 93.63 | 96.63 | 3 | 0
2035 | NEISO_2_NYISO_G-I | NEISO | NYISO_G-I | Internal | Summer | B2 | 25 | 600 | 600 | 82.46 | 93.47 | 3 | 8.01
2035 | NEISO_2_NYISO_G-I | NEISO | NYISO_G-I | Internal | Summer | B3 | 75 | 600 | 600 | 60.39 | 73.78 | 3 | 10.39
2035 | NEISO_2_NYISO_G-I | NEISO | NYISO_G-I | Internal | Summer | B4 | 100 | 600 | 600 | 50.05 | 64.81 | 3 | 11.76
2035 | NEISO_2_NYISO_G-I | NEISO | NYISO_G-I | Internal | Summer | B5 | 200 | 600 | 600 | 42.77 | 64.81 | 3 | 19.04
2035 | NEISO_2_NYISO_G-I | NEISO | NYISO_G-I | Internal | Summer | B6 | 300 | 600 | 600 | 42.77 | 61.36 | 3 | 15.58
2035 | NEISO_2_NYISO_G-I | NEISO | NYISO_G-I | Internal | Summer | B7 | 400 | 600 | 600 | 42.77 | 46.07 | 3 | 0.3
2035 | NEISO_2_NYISO_G-I | NEISO | NYISO_G-I | Internal | Summer | B8 | 500 | 600 | 600 | 42.77 | 46.07 | 3 | 0.3
2035 | NEISO_2_NYISO_G-I | NEISO | NYISO_G-I | Internal | Summer | B9 | 800 | 600 | 243.86 | 42.77 | 45.77 | 3 | 0
2035 | NEISO_2_NYISO_G-I | NEISO | NYISO_G-I | Internal | Summer | B10 | 1262 | 600 | 104.9 | 42.77 | 45.77 | 3 | 0
2035 | NEISO_2_NYISO_G-I | NEISO | NYISO_G-I | Internal | Winter | B16 | 25 | 600 | 600 | 57.22 | 63.62 | 3 | 3.4
2035 | NEISO_2_NYISO_G-I | NEISO | NYISO_G-I | Internal | Winter | B17 | 100 | 600 | 600 | 55.36 | 63.62 | 3 | 5.26
2035 | NEISO_2_NYISO_G-I | NEISO | NYISO_G-I | Internal | Winter | B18 | 400 | 600 | 600 | 53.82 | 60.85 | 3 | 4.02
2035 | NEISO_2_NYISO_G-I | NEISO | NYISO_G-I | Internal | Winter | B19 | 700 | 600 | 600 | 53.82 | 59.77 | 3 | 2.95
2035 | NEISO_2_NYISO_G-I | NEISO | NYISO_G-I | Internal | Winter | B20 | 935 | 600 | 0.02 | 53.82 | 56.81 | 3 | 0
2035 | NEISO_2_NYISO_J-K | NEISO | NYISO_J-K | Internal | Shoulder | B11 | 25 | 430 | 430 | 46.31 | 57.83 | 3 | 8.52
2035 | NEISO_2_NYISO_J-K | NEISO | NYISO_J-K | Internal | Shoulder | B12 | 200 | 430 | 430 | 46.31 | 49.68 | 3 | 0.37
2035 | NEISO_2_NYISO_J-K | NEISO | NYISO_J-K | Internal | Shoulder | B13 | 600 | 430 | 430 | 44.01 | 48.11 | 3 | 1.1
2035 | NEISO_2_NYISO_J-K | NEISO | NYISO_J-K | Internal | Shoulder | B14 | 900 | 430 | 429.98 | 44.01 | 47.02 | 3 | 0.01
2035 | NEISO_2_NYISO_J-K | NEISO | NYISO_J-K | Internal | Shoulder | B15 | 1203 | 430 | 429.98 | 44.01 | 47.02 | 3 | 0.01
2035 | NEISO_2_NYISO_J-K | NEISO | NYISO_J-K | Internal | Summer | B1 | 10 | 430 | 428.1 | 93.63 | 96.65 | 3 | 0.01
2035 | NEISO_2_NYISO_J-K | NEISO | NYISO_J-K | Internal | Summer | B2 | 25 | 430 | 430 | 82.46 | 93.49 | 3 | 8.02
2035 | NEISO_2_NYISO_J-K | NEISO | NYISO_J-K | Internal | Summer | B3 | 75 | 430 | 430 | 60.39 | 73.79 | 3 | 10.4
2035 | NEISO_2_NYISO_J-K | NEISO | NYISO_J-K | Internal | Summer | B4 | 100 | 430 | 430 | 50.05 | 64.82 | 3 | 11.77
2035 | NEISO_2_NYISO_J-K | NEISO | NYISO_J-K | Internal | Summer | B5 | 200 | 430 | 430 | 42.77 | 64.82 | 3 | 19.05
2035 | NEISO_2_NYISO_J-K | NEISO | NYISO_J-K | Internal | Summer | B6 | 300 | 430 | 430 | 42.77 | 61.37 | 3 | 15.6
2035 | NEISO_2_NYISO_J-K | NEISO | NYISO_J-K | Internal | Summer | B7 | 400 | 430 | 430 | 42.77 | 46.08 | 3 | 0.31
2035 | NEISO_2_NYISO_J-K | NEISO | NYISO_J-K | Internal | Summer | B8 | 500 | 430 | 430 | 42.77 | 46.08 | 3 | 0.31
2035 | NEISO_2_NYISO_J-K | NEISO | NYISO_J-K | Internal | Summer | B9 | 800 | 430 | 429.97 | 42.77 | 45.78 | 3 | 0.01
2035 | NEISO_2_NYISO_J-K | NEISO | NYISO_J-K | Internal | Summer | B10 | 1262 | 430 | 429.98 | 42.77 | 45.78 | 3 | 0.01
2035 | NEISO_2_NYISO_J-K | NEISO | NYISO_J-K | Internal | Winter | B16 | 25 | 430 | 430 | 57.22 | 63.63 | 3 | 3.41
2035 | NEISO_2_NYISO_J-K | NEISO | NYISO_J-K | Internal | Winter | B17 | 100 | 430 | 430 | 55.36 | 63.63 | 3 | 5.27
2035 | NEISO_2_NYISO_J-K | NEISO | NYISO_J-K | Internal | Winter | B18 | 400 | 430 | 430 | 53.82 | 60.86 | 3 | 4.04
2035 | NEISO_2_NYISO_J-K | NEISO | NYISO_J-K | Internal | Winter | B19 | 700 | 430 | 430 | 53.82 | 59.79 | 3 | 2.96
2035 | NEISO_2_NYISO_J-K | NEISO | NYISO_J-K | Internal | Winter | B20 | 935 | 430 | 187.72 | 53.82 | 56.82 | 3 | 0
2035 | NonRTO_Midwest_2_MISO_IN | NonRTO_Midwest | MISO_IN | Internal | Shoulder | B11 | 25 | 4450 | 0 | 72.68 | 64.68 | 8 | 0
2035 | NonRTO_Midwest_2_MISO_IN | NonRTO_Midwest | MISO_IN | Internal | Shoulder | B12 | 200 | 4450 | 0 | 61.88 | 53.88 | 8 | 0
2035 | NonRTO_Midwest_2_MISO_IN | NonRTO_Midwest | MISO_IN | Internal | Shoulder | B13 | 600 | 4450 | 0 | 58.84 | 52.97 | 8 | 0
2035 | NonRTO_Midwest_2_MISO_IN | NonRTO_Midwest | MISO_IN | Internal | Shoulder | B14 | 900 | 4450 | 0 | 47.03 | 50.56 | 8 | 0
2035 | NonRTO_Midwest_2_MISO_IN | NonRTO_Midwest | MISO_IN | Internal | Shoulder | B15 | 1203 | 4450 | 0 | 45.6 | 45.62 | 8 | 0
2035 | NonRTO_Midwest_2_MISO_IN | NonRTO_Midwest | MISO_IN | Internal | Summer | B1 | 10 | 4450 | 0 | 88.93 | 87.85 | 8 | 0
2035 | NonRTO_Midwest_2_MISO_IN | NonRTO_Midwest | MISO_IN | Internal | Summer | B2 | 25 | 4450 | 0 | 88.93 | 85.46 | 8 | 0
2035 | NonRTO_Midwest_2_MISO_IN | NonRTO_Midwest | MISO_IN | Internal | Summer | B3 | 75 | 4450 | 0 | 88.93 | 83.23 | 8 | 0
2035 | NonRTO_Midwest_2_MISO_IN | NonRTO_Midwest | MISO_IN | Internal | Summer | B4 | 100 | 4450 | 0 | 88.93 | 81.3 | 8 | 0
2035 | NonRTO_Midwest_2_MISO_IN | NonRTO_Midwest | MISO_IN | Internal | Summer | B5 | 200 | 4450 | 0 | 84.62 | 76.62 | 8 | 0
2035 | NonRTO_Midwest_2_MISO_IN | NonRTO_Midwest | MISO_IN | Internal | Summer | B6 | 300 | 4450 | 0 | 64.48 | 56.48 | 8 | 0
2035 | NonRTO_Midwest_2_MISO_IN | NonRTO_Midwest | MISO_IN | Internal | Summer | B7 | 400 | 4450 | 0 | 57.76 | 49.76 | 8 | 0
2035 | NonRTO_Midwest_2_MISO_IN | NonRTO_Midwest | MISO_IN | Internal | Summer | B8 | 500 | 4450 | 0 | 46.44 | 48.81 | 8 | 0
2035 | NonRTO_Midwest_2_MISO_IN | NonRTO_Midwest | MISO_IN | Internal | Summer | B9 | 800 | 4450 | 0 | 45.14 | 45.15 | 8 | 0
2035 | NonRTO_Midwest_2_MISO_IN | NonRTO_Midwest | MISO_IN | Internal | Summer | B10 | 1262 | 4450 | 0 | 36.91 | 40.58 | 8 | 0
2035 | NonRTO_Midwest_2_MISO_IN | NonRTO_Midwest | MISO_IN | Internal | Winter | B16 | 25 | 4450 | 0 | 70.47 | 62.47 | 8 | 0
2035 | NonRTO_Midwest_2_MISO_IN | NonRTO_Midwest | MISO_IN | Internal | Winter | B17 | 100 | 4450 | 0 | 66.15 | 58.15 | 8 | 0
2035 | NonRTO_Midwest_2_MISO_IN | NonRTO_Midwest | MISO_IN | Internal | Winter | B18 | 400 | 4450 | 0 | 63.37 | 55.37 | 8 | 0
2035 | NonRTO_Midwest_2_MISO_IN | NonRTO_Midwest | MISO_IN | Internal | Winter | B19 | 700 | 4450 | 0 | 48.89 | 52.66 | 8 | 0
2035 | NonRTO_Midwest_2_MISO_IN | NonRTO_Midwest | MISO_IN | Internal | Winter | B20 | 935 | 4450 | 0 | 43.06 | 43.06 | 8 | 0
2035 | NonRTO_Midwest_2_TVA_Transmission | NonRTO_Midwest | TVA_Transmission | Internal | Shoulder | B11 | 25 | 2400 | 0 | 72.68 | 71.79 | 8 | 0
2035 | NonRTO_Midwest_2_TVA_Transmission | NonRTO_Midwest | TVA_Transmission | Internal | Shoulder | B12 | 200 | 2400 | 0 | 61.88 | 58.36 | 8 | 0
2035 | NonRTO_Midwest_2_TVA_Transmission | NonRTO_Midwest | TVA_Transmission | Internal | Shoulder | B13 | 600 | 2400 | 0 | 58.84 | 56.99 | 8 | 0
2035 | NonRTO_Midwest_2_TVA_Transmission | NonRTO_Midwest | TVA_Transmission | Internal | Shoulder | B14 | 900 | 2400 | 355.23 | 47.03 | 55.03 | 8 | 0
2035 | NonRTO_Midwest_2_TVA_Transmission | NonRTO_Midwest | TVA_Transmission | Internal | Shoulder | B15 | 1203 | 2400 | 1168.34 | 45.6 | 53.6 | 8 | 0
2035 | NonRTO_Midwest_2_TVA_Transmission | NonRTO_Midwest | TVA_Transmission | Internal | Summer | B1 | 10 | 2400 | 0.02 | 88.93 | 95.83 | 8 | 0
2035 | NonRTO_Midwest_2_TVA_Transmission | NonRTO_Midwest | TVA_Transmission | Internal | Summer | B2 | 25 | 2400 | 0 | 88.93 | 93.45 | 8 | 0
2035 | NonRTO_Midwest_2_TVA_Transmission | NonRTO_Midwest | TVA_Transmission | Internal | Summer | B3 | 75 | 2400 | 0 | 88.93 | 87.8 | 8 | 0
2035 | NonRTO_Midwest_2_TVA_Transmission | NonRTO_Midwest | TVA_Transmission | Internal | Summer | B4 | 100 | 2400 | 0 | 88.93 | 87.8 | 8 | 0
2035 | NonRTO_Midwest_2_TVA_Transmission | NonRTO_Midwest | TVA_Transmission | Internal | Summer | B5 | 200 | 2400 | 0 | 84.62 | 81.14 | 8 | 0
2035 | NonRTO_Midwest_2_TVA_Transmission | NonRTO_Midwest | TVA_Transmission | Internal | Summer | B6 | 300 | 2400 | 0 | 64.48 | 63.43 | 8 | 0
2035 | NonRTO_Midwest_2_TVA_Transmission | NonRTO_Midwest | TVA_Transmission | Internal | Summer | B7 | 400 | 2400 | 0 | 57.76 | 55.42 | 8 | 0
2035 | NonRTO_Midwest_2_TVA_Transmission | NonRTO_Midwest | TVA_Transmission | Internal | Summer | B8 | 500 | 2400 | 0 | 46.44 | 53.94 | 8 | 0
2035 | NonRTO_Midwest_2_TVA_Transmission | NonRTO_Midwest | TVA_Transmission | Internal | Summer | B9 | 800 | 2400 | 553.13 | 45.14 | 53.14 | 8 | 0
2035 | NonRTO_Midwest_2_TVA_Transmission | NonRTO_Midwest | TVA_Transmission | Internal | Summer | B10 | 1262 | 2400 | 1231.35 | 36.91 | 44.91 | 8 | 0
2035 | NonRTO_Midwest_2_TVA_Transmission | NonRTO_Midwest | TVA_Transmission | Internal | Winter | B16 | 25 | 2400 | 0 | 70.47 | 70.45 | 8 | 0
2035 | NonRTO_Midwest_2_TVA_Transmission | NonRTO_Midwest | TVA_Transmission | Internal | Winter | B17 | 100 | 2400 | 0 | 66.15 | 62.42 | 8 | 0
2035 | NonRTO_Midwest_2_TVA_Transmission | NonRTO_Midwest | TVA_Transmission | Internal | Winter | B18 | 400 | 2400 | 0 | 63.37 | 60.01 | 8 | 0
2035 | NonRTO_Midwest_2_TVA_Transmission | NonRTO_Midwest | TVA_Transmission | Internal | Winter | B19 | 700 | 2400 | 235.58 | 48.89 | 56.89 | 8 | 0
2035 | NonRTO_Midwest_2_TVA_Transmission | NonRTO_Midwest | TVA_Transmission | Internal | Winter | B20 | 935 | 2400 | 1041.18 | 43.06 | 51.06 | 8 | 0
2035 | NYISO_A-F_2_IESO | NYISO_A-F | IESO | Internal | Shoulder | B11 | 25 | 1600 | 0 | 49.65 | 39.89 | 7 | 0
2035 | NYISO_A-F_2_IESO | NYISO_A-F | IESO | Internal | Shoulder | B12 | 200 | 1600 | 0 | 49.65 | 39.89 | 7 | 0
2035 | NYISO_A-F_2_IESO | NYISO_A-F | IESO | Internal | Shoulder | B13 | 600 | 1600 | 0 | 47.01 | 39.89 | 7 | 0
2035 | NYISO_A-F_2_IESO | NYISO_A-F | IESO | Internal | Shoulder | B14 | 900 | 1600 | 0 | 47 | 39.89 | 7 | 0
2035 | NYISO_A-F_2_IESO | NYISO_A-F | IESO | Internal | Shoulder | B15 | 1203 | 1600 | 0 | 47 | 39.89 | 7 | 0
2035 | NYISO_A-F_2_IESO | NYISO_A-F | IESO | Internal | Summer | B1 | 10 | 1600 | 0 | 81.87 | 80.86 | 7 | 0
2035 | NYISO_A-F_2_IESO | NYISO_A-F | IESO | Internal | Summer | B2 | 25 | 1600 | 0 | 79.46 | 78.44 | 7 | 0
2035 | NYISO_A-F_2_IESO | NYISO_A-F | IESO | Internal | Summer | B3 | 75 | 1600 | 0 | 63.39 | 56.39 | 7 | 0
2035 | NYISO_A-F_2_IESO | NYISO_A-F | IESO | Internal | Summer | B4 | 100 | 1600 | 0 | 53.05 | 46.05 | 7 | 0
2035 | NYISO_A-F_2_IESO | NYISO_A-F | IESO | Internal | Summer | B5 | 200 | 1600 | 0 | 53.05 | 43.92 | 7 | 0
2035 | NYISO_A-F_2_IESO | NYISO_A-F | IESO | Internal | Summer | B6 | 300 | 1600 | 0 | 50.47 | 43.47 | 7 | 0
2035 | NYISO_A-F_2_IESO | NYISO_A-F | IESO | Internal | Summer | B7 | 400 | 1600 | 0 | 46.06 | 38.16 | 7 | 0
2035 | NYISO_A-F_2_IESO | NYISO_A-F | IESO | Internal | Summer | B8 | 500 | 1600 | 0 | 45.77 | 38.16 | 7 | 0
2035 | NYISO_A-F_2_IESO | NYISO_A-F | IESO | Internal | Summer | B9 | 800 | 1600 | 0 | 45.76 | 38.16 | 7 | 0
2035 | NYISO_A-F_2_IESO | NYISO_A-F | IESO | Internal | Summer | B10 | 1262 | 1600 | 0 | 45.76 | 38.16 | 7 | 0
2035 | NYISO_A-F_2_IESO | NYISO_A-F | IESO | Internal | Winter | B16 | 25 | 1600 | 0 | 54.22 | 46.78 | 7 | 0
2035 | NYISO_A-F_2_IESO | NYISO_A-F | IESO | Internal | Winter | B17 | 100 | 1600 | 0 | 52.36 | 45.36 | 7 | 0
2035 | NYISO_A-F_2_IESO | NYISO_A-F | IESO | Internal | Winter | B18 | 400 | 1600 | 0 | 51.07 | 44.07 | 7 | 0
2035 | NYISO_A-F_2_IESO | NYISO_A-F | IESO | Internal | Winter | B19 | 700 | 1600 | 0 | 51.07 | 44.07 | 7 | 0
2035 | NYISO_A-F_2_IESO | NYISO_A-F | IESO | Internal | Winter | B20 | 935 | 1600 | 0 | 51.07 | 44.07 | 7 | 0
2035 | NYISO_A-F_2_NEISO | NYISO_A-F | NEISO | Internal | Shoulder | B11 | 25 | 600 | 0 | 49.65 | 46.31 | 3 | 0
2035 | NYISO_A-F_2_NEISO | NYISO_A-F | NEISO | Internal | Shoulder | B12 | 200 | 600 | 0 | 49.65 | 46.31 | 3 | 0
2035 | NYISO_A-F_2_NEISO | NYISO_A-F | NEISO | Internal | Shoulder | B13 | 600 | 600 | 0 | 47.01 | 44.01 | 3 | 0
2035 | NYISO_A-F_2_NEISO | NYISO_A-F | NEISO | Internal | Shoulder | B14 | 900 | 600 | 0 | 47 | 44.01 | 3 | 0
2035 | NYISO_A-F_2_NEISO | NYISO_A-F | NEISO | Internal | Shoulder | B15 | 1203 | 600 | 0 | 47 | 44.01 | 3 | 0
2035 | NYISO_A-F_2_NEISO | NYISO_A-F | NEISO | Internal | Summer | B1 | 10 | 600 | 600 | 81.87 | 93.63 | 3 | 8.76
2035 | NYISO_A-F_2_NEISO | NYISO_A-F | NEISO | Internal | Summer | B2 | 25 | 600 | 501.31 | 79.46 | 82.46 | 3 | 0
2035 | NYISO_A-F_2_NEISO | NYISO_A-F | NEISO | Internal | Summer | B3 | 75 | 600 | 0 | 63.39 | 60.39 | 3 | 0
2035 | NYISO_A-F_2_NEISO | NYISO_A-F | NEISO | Internal | Summer | B4 | 100 | 600 | 0 | 53.05 | 50.05 | 3 | 0
2035 | NYISO_A-F_2_NEISO | NYISO_A-F | NEISO | Internal | Summer | B5 | 200 | 600 | 0 | 53.05 | 42.77 | 3 | 0
2035 | NYISO_A-F_2_NEISO | NYISO_A-F | NEISO | Internal | Summer | B6 | 300 | 600 | 0 | 50.47 | 42.77 | 3 | 0
2035 | NYISO_A-F_2_NEISO | NYISO_A-F | NEISO | Internal | Summer | B7 | 400 | 600 | 0 | 46.06 | 42.77 | 3 | 0
2035 | NYISO_A-F_2_NEISO | NYISO_A-F | NEISO | Internal | Summer | B8 | 500 | 600 | 0 | 45.77 | 42.77 | 3 | 0
2035 | NYISO_A-F_2_NEISO | NYISO_A-F | NEISO | Internal | Summer | B9 | 800 | 600 | 0 | 45.76 | 42.77 | 3 | 0
2035 | NYISO_A-F_2_NEISO | NYISO_A-F | NEISO | Internal | Summer | B10 | 1262 | 600 | 0 | 45.76 | 42.77 | 3 | 0
2035 | NYISO_A-F_2_NEISO | NYISO_A-F | NEISO | Internal | Winter | B16 | 25 | 600 | 482.6 | 54.22 | 57.22 | 3 | 0
2035 | NYISO_A-F_2_NEISO | NYISO_A-F | NEISO | Internal | Winter | B17 | 100 | 600 | 51.27 | 52.36 | 55.36 | 3 | 0
2035 | NYISO_A-F_2_NEISO | NYISO_A-F | NEISO | Internal | Winter | B18 | 400 | 600 | 0 | 51.07 | 53.82 | 3 | 0
2035 | NYISO_A-F_2_NEISO | NYISO_A-F | NEISO | Internal | Winter | B19 | 700 | 600 | 0 | 51.07 | 53.82 | 3 | 0
2035 | NYISO_A-F_2_NEISO | NYISO_A-F | NEISO | Internal | Winter | B20 | 935 | 600 | 0 | 51.07 | 53.82 | 3 | 0
2035 | NYISO_A-F_2_NYISO_G-I | NYISO_A-F | NYISO_G-I | Internal | Shoulder | B11 | 25 | 4250 | 4250 | 49.65 | 57.82 | 0.01 | 8.15
2035 | NYISO_A-F_2_NYISO_G-I | NYISO_A-F | NYISO_G-I | Internal | Shoulder | B12 | 200 | 4250 | 4243.63 | 49.65 | 49.67 | 0.01 | 0
2035 | NYISO_A-F_2_NYISO_G-I | NYISO_A-F | NYISO_G-I | Internal | Shoulder | B13 | 600 | 4250 | 4250 | 47.01 | 48.1 | 0.01 | 1.08
2035 | NYISO_A-F_2_NYISO_G-I | NYISO_A-F | NYISO_G-I | Internal | Shoulder | B14 | 900 | 4250 | 4038.07 | 47 | 47.01 | 0.01 | 0
2035 | NYISO_A-F_2_NYISO_G-I | NYISO_A-F | NYISO_G-I | Internal | Shoulder | B15 | 1203 | 4250 | 2331.1 | 47 | 47.01 | 0.01 | 0
2035 | NYISO_A-F_2_NYISO_G-I | NYISO_A-F | NYISO_G-I | Internal | Summer | B1 | 10 | 4250 | 4250 | 81.87 | 96.63 | 0.01 | 14.75
2035 | NYISO_A-F_2_NYISO_G-I | NYISO_A-F | NYISO_G-I | Internal | Summer | B2 | 25 | 4250 | 4250 | 79.46 | 93.47 | 0.01 | 14
2035 | NYISO_A-F_2_NYISO_G-I | NYISO_A-F | NYISO_G-I | Internal | Summer | B3 | 75 | 4250 | 4250 | 63.39 | 73.78 | 0.01 | 10.38
2035 | NYISO_A-F_2_NYISO_G-I | NYISO_A-F | NYISO_G-I | Internal | Summer | B4 | 100 | 4250 | 4250 | 53.05 | 64.81 | 0.01 | 11.74
2035 | NYISO_A-F_2_NYISO_G-I | NYISO_A-F | NYISO_G-I | Internal | Summer | B5 | 200 | 4250 | 4250 | 53.05 | 64.81 | 0.01 | 11.74
2035 | NYISO_A-F_2_NYISO_G-I | NYISO_A-F | NYISO_G-I | Internal | Summer | B6 | 300 | 4250 | 4250 | 50.47 | 61.36 | 0.01 | 10.87
2035 | NYISO_A-F_2_NYISO_G-I | NYISO_A-F | NYISO_G-I | Internal | Summer | B7 | 400 | 4250 | 4223.33 | 46.06 | 46.07 | 0.01 | 0
2035 | NYISO_A-F_2_NYISO_G-I | NYISO_A-F | NYISO_G-I | Internal | Summer | B8 | 500 | 4250 | 4250 | 45.77 | 46.07 | 0.01 | 0.28
2035 | NYISO_A-F_2_NYISO_G-I | NYISO_A-F | NYISO_G-I | Internal | Summer | B9 | 800 | 4250 | 3684.1 | 45.76 | 45.77 | 0.01 | 0
2035 | NYISO_A-F_2_NYISO_G-I | NYISO_A-F | NYISO_G-I | Internal | Summer | B10 | 1262 | 4250 | 1713.57 | 45.76 | 45.77 | 0.01 | 0
2035 | NYISO_A-F_2_NYISO_G-I | NYISO_A-F | NYISO_G-I | Internal | Winter | B16 | 25 | 4250 | 4250 | 54.22 | 63.62 | 0.01 | 9.39
2035 | NYISO_A-F_2_NYISO_G-I | NYISO_A-F | NYISO_G-I | Internal | Winter | B17 | 100 | 4250 | 4250 | 52.36 | 63.62 | 0.01 | 11.25
2035 | NYISO_A-F_2_NYISO_G-I | NYISO_A-F | NYISO_G-I | Internal | Winter | B18 | 400 | 4250 | 4250 | 51.07 | 60.85 | 0.01 | 9.77
2035 | NYISO_A-F_2_NYISO_G-I | NYISO_A-F | NYISO_G-I | Internal | Winter | B19 | 700 | 4250 | 4250 | 51.07 | 59.77 | 0.01 | 8.69
2035 | NYISO_A-F_2_NYISO_G-I | NYISO_A-F | NYISO_G-I | Internal | Winter | B20 | 935 | 4250 | 4250 | 51.07 | 56.81 | 0.01 | 5.73
2035 | NYISO_A-F_2_PJM_ROM | NYISO_A-F | PJM_ROM | Internal | Shoulder | B11 | 25 | 1000 | 1000 | 49.65 | 65.83 | 8 | 8.17
2035 | NYISO_A-F_2_PJM_ROM | NYISO_A-F | PJM_ROM | Internal | Shoulder | B12 | 200 | 1000 | 0 | 49.65 | 55.85 | 8 | 0
2035 | NYISO_A-F_2_PJM_ROM | NYISO_A-F | PJM_ROM | Internal | Shoulder | B13 | 600 | 1000 | 0 | 47.01 | 53.24 | 8 | 0
2035 | NYISO_A-F_2_PJM_ROM | NYISO_A-F | PJM_ROM | Internal | Shoulder | B14 | 900 | 1000 | 0 | 47 | 52.38 | 8 | 0
2035 | NYISO_A-F_2_PJM_ROM | NYISO_A-F | PJM_ROM | Internal | Shoulder | B15 | 1203 | 1000 | 0 | 47 | 47.61 | 8 | 0
2035 | NYISO_A-F_2_PJM_ROM | NYISO_A-F | PJM_ROM | Internal | Summer | B1 | 10 | 1000 | 815.5 | 81.87 | 89.87 | 8 | 0
2035 | NYISO_A-F_2_PJM_ROM | NYISO_A-F | PJM_ROM | Internal | Summer | B2 | 25 | 1000 | 386.36 | 79.46 | 87.46 | 8 | 0
2035 | NYISO_A-F_2_PJM_ROM | NYISO_A-F | PJM_ROM | Internal | Summer | B3 | 75 | 1000 | 1000 | 63.39 | 81.79 | 8 | 10.4
2035 | NYISO_A-F_2_PJM_ROM | NYISO_A-F | PJM_ROM | Internal | Summer | B4 | 100 | 1000 | 1000 | 53.05 | 81.79 | 8 | 20.74
2035 | NYISO_A-F_2_PJM_ROM | NYISO_A-F | PJM_ROM | Internal | Summer | B5 | 200 | 1000 | 1000 | 53.05 | 75.97 | 8 | 14.91
2035 | NYISO_A-F_2_PJM_ROM | NYISO_A-F | PJM_ROM | Internal | Summer | B6 | 300 | 1000 | 770.2 | 50.47 | 58.47 | 8 | 0
2035 | NYISO_A-F_2_PJM_ROM | NYISO_A-F | PJM_ROM | Internal | Summer | B7 | 400 | 1000 | 0 | 46.06 | 51.26 | 8 | 0
2035 | NYISO_A-F_2_PJM_ROM | NYISO_A-F | PJM_ROM | Internal | Summer | B8 | 500 | 1000 | 0 | 45.77 | 49.95 | 8 | 0
2035 | NYISO_A-F_2_PJM_ROM | NYISO_A-F | PJM_ROM | Internal | Summer | B9 | 800 | 1000 | 0 | 45.76 | 47.15 | 8 | 0
2035 | NYISO_A-F_2_PJM_ROM | NYISO_A-F | PJM_ROM | Internal | Summer | B10 | 1262 | 1000 | 0 | 45.76 | 42.59 | 8 | 0
2035 | NYISO_A-F_2_PJM_ROM | NYISO_A-F | PJM_ROM | Internal | Winter | B16 | 25 | 1000 | 1000 | 54.22 | 64.44 | 8 | 2.22
2035 | NYISO_A-F_2_PJM_ROM | NYISO_A-F | PJM_ROM | Internal | Winter | B17 | 100 | 1000 | 0.02 | 52.36 | 60.14 | 8 | 0
2035 | NYISO_A-F_2_PJM_ROM | NYISO_A-F | PJM_ROM | Internal | Winter | B18 | 400 | 1000 | 0 | 51.07 | 57.37 | 8 | 0
2035 | NYISO_A-F_2_PJM_ROM | NYISO_A-F | PJM_ROM | Internal | Winter | B19 | 700 | 1000 | 0 | 51.07 | 54.58 | 8 | 0
2035 | NYISO_A-F_2_PJM_ROM | NYISO_A-F | PJM_ROM | Internal | Winter | B20 | 935 | 1000 | 0 | 51.07 | 45.07 | 8 | 0
2035 | NYISO_G-I_2_NEISO | NYISO_G-I | NEISO | Internal | Shoulder | B11 | 25 | 600 | 0 | 57.82 | 46.31 | 3 | 0
2035 | NYISO_G-I_2_NEISO | NYISO_G-I | NEISO | Internal | Shoulder | B12 | 200 | 600 | 0 | 49.67 | 46.31 | 3 | 0
2035 | NYISO_G-I_2_NEISO | NYISO_G-I | NEISO | Internal | Shoulder | B13 | 600 | 600 | 0 | 48.1 | 44.01 | 3 | 0
2035 | NYISO_G-I_2_NEISO | NYISO_G-I | NEISO | Internal | Shoulder | B14 | 900 | 600 | 0 | 47.01 | 44.01 | 3 | 0
2035 | NYISO_G-I_2_NEISO | NYISO_G-I | NEISO | Internal | Shoulder | B15 | 1203 | 600 | 0 | 47.01 | 44.01 | 3 | 0
2035 | NYISO_G-I_2_NEISO | NYISO_G-I | NEISO | Internal | Summer | B1 | 10 | 600 | 0 | 96.63 | 93.63 | 3 | 0
2035 | NYISO_G-I_2_NEISO | NYISO_G-I | NEISO | Internal | Summer | B2 | 25 | 600 | 0 | 93.47 | 82.46 | 3 | 0
2035 | NYISO_G-I_2_NEISO | NYISO_G-I | NEISO | Internal | Summer | B3 | 75 | 600 | 0 | 73.78 | 60.39 | 3 | 0
2035 | NYISO_G-I_2_NEISO | NYISO_G-I | NEISO | Internal | Summer | B4 | 100 | 600 | 0 | 64.81 | 50.05 | 3 | 0
2035 | NYISO_G-I_2_NEISO | NYISO_G-I | NEISO | Internal | Summer | B5 | 200 | 600 | 0 | 64.81 | 42.77 | 3 | 0
2035 | NYISO_G-I_2_NEISO | NYISO_G-I | NEISO | Internal | Summer | B6 | 300 | 600 | 0 | 61.36 | 42.77 | 3 | 0
2035 | NYISO_G-I_2_NEISO | NYISO_G-I | NEISO | Internal | Summer | B7 | 400 | 600 | 0 | 46.07 | 42.77 | 3 | 0
2035 | NYISO_G-I_2_NEISO | NYISO_G-I | NEISO | Internal | Summer | B8 | 500 | 600 | 0 | 46.07 | 42.77 | 3 | 0
2035 | NYISO_G-I_2_NEISO | NYISO_G-I | NEISO | Internal | Summer | B9 | 800 | 600 | 0 | 45.77 | 42.77 | 3 | 0
2035 | NYISO_G-I_2_NEISO | NYISO_G-I | NEISO | Internal | Summer | B10 | 1262 | 600 | 0 | 45.77 | 42.77 | 3 | 0
2035 | NYISO_G-I_2_NEISO | NYISO_G-I | NEISO | Internal | Winter | B16 | 25 | 600 | 0 | 63.62 | 57.22 | 3 | 0
2035 | NYISO_G-I_2_NEISO | NYISO_G-I | NEISO | Internal | Winter | B17 | 100 | 600 | 0 | 63.62 | 55.36 | 3 | 0
2035 | NYISO_G-I_2_NEISO | NYISO_G-I | NEISO | Internal | Winter | B18 | 400 | 600 | 0 | 60.85 | 53.82 | 3 | 0
2035 | NYISO_G-I_2_NEISO | NYISO_G-I | NEISO | Internal | Winter | B19 | 700 | 600 | 0 | 59.77 | 53.82 | 3 | 0
2035 | NYISO_G-I_2_NEISO | NYISO_G-I | NEISO | Internal | Winter | B20 | 935 | 600 | 0 | 56.81 | 53.82 | 3 | 0
2035 | NYISO_G-I_2_NYISO_A-F | NYISO_G-I | NYISO_A-F | Internal | Shoulder | B11 | 25 | 1999 | 0 | 57.82 | 49.65 | 0.01 | 0
2035 | NYISO_G-I_2_NYISO_A-F | NYISO_G-I | NYISO_A-F | Internal | Shoulder | B12 | 200 | 1999 | 0.05 | 49.67 | 49.65 | 0.01 | 0
2035 | NYISO_G-I_2_NYISO_A-F | NYISO_G-I | NYISO_A-F | Internal | Shoulder | B13 | 600 | 1999 | 0 | 48.1 | 47.01 | 0.01 | 0
2035 | NYISO_G-I_2_NYISO_A-F | NYISO_G-I | NYISO_A-F | Internal | Shoulder | B14 | 900 | 1999 | 0.01 | 47.01 | 47 | 0.01 | 0
2035 | NYISO_G-I_2_NYISO_A-F | NYISO_G-I | NYISO_A-F | Internal | Shoulder | B15 | 1203 | 1999 | 0.01 | 47.01 | 47 | 0.01 | 0
2035 | NYISO_G-I_2_NYISO_A-F | NYISO_G-I | NYISO_A-F | Internal | Summer | B1 | 10 | 1999 | 0 | 96.63 | 81.87 | 0.01 | 0
2035 | NYISO_G-I_2_NYISO_A-F | NYISO_G-I | NYISO_A-F | Internal | Summer | B2 | 25 | 1999 | 0 | 93.47 | 79.46 | 0.01 | 0
2035 | NYISO_G-I_2_NYISO_A-F | NYISO_G-I | NYISO_A-F | Internal | Summer | B3 | 75 | 1999 | 0 | 73.78 | 63.39 | 0.01 | 0
2035 | NYISO_G-I_2_NYISO_A-F | NYISO_G-I | NYISO_A-F | Internal | Summer | B4 | 100 | 1999 | 0 | 64.81 | 53.05 | 0.01 | 0
2035 | NYISO_G-I_2_NYISO_A-F | NYISO_G-I | NYISO_A-F | Internal | Summer | B5 | 200 | 1999 | 0 | 64.81 | 53.05 | 0.01 | 0
2035 | NYISO_G-I_2_NYISO_A-F | NYISO_G-I | NYISO_A-F | Internal | Summer | B6 | 300 | 1999 | 0 | 61.36 | 50.47 | 0.01 | 0
2035 | NYISO_G-I_2_NYISO_A-F | NYISO_G-I | NYISO_A-F | Internal | Summer | B7 | 400 | 1999 | 0.03 | 46.07 | 46.06 | 0.01 | 0
2035 | NYISO_G-I_2_NYISO_A-F | NYISO_G-I | NYISO_A-F | Internal | Summer | B8 | 500 | 1999 | 0 | 46.07 | 45.77 | 0.01 | 0
2035 | NYISO_G-I_2_NYISO_A-F | NYISO_G-I | NYISO_A-F | Internal | Summer | B9 | 800 | 1999 | 0.01 | 45.77 | 45.76 | 0.01 | 0
2035 | NYISO_G-I_2_NYISO_A-F | NYISO_G-I | NYISO_A-F | Internal | Summer | B10 | 1262 | 1999 | 0 | 45.77 | 45.76 | 0.01 | 0
2035 | NYISO_G-I_2_NYISO_A-F | NYISO_G-I | NYISO_A-F | Internal | Winter | B16 | 25 | 1999 | 0 | 63.62 | 54.22 | 0.01 | 0
2035 | NYISO_G-I_2_NYISO_A-F | NYISO_G-I | NYISO_A-F | Internal | Winter | B17 | 100 | 1999 | 0 | 63.62 | 52.36 | 0.01 | 0
2035 | NYISO_G-I_2_NYISO_A-F | NYISO_G-I | NYISO_A-F | Internal | Winter | B18 | 400 | 1999 | 0 | 60.85 | 51.07 | 0.01 | 0
2035 | NYISO_G-I_2_NYISO_A-F | NYISO_G-I | NYISO_A-F | Internal | Winter | B19 | 700 | 1999 | 0 | 59.77 | 51.07 | 0.01 | 0
2035 | NYISO_G-I_2_NYISO_A-F | NYISO_G-I | NYISO_A-F | Internal | Winter | B20 | 935 | 1999 | 0 | 56.81 | 51.07 | 0.01 | 0
2035 | NYISO_G-I_2_NYISO_J-K | NYISO_G-I | NYISO_J-K | Internal | Shoulder | B11 | 25 | 6130 | 4083.47 | 57.82 | 57.83 | 0.01 | 0
2035 | NYISO_G-I_2_NYISO_J-K | NYISO_G-I | NYISO_J-K | Internal | Shoulder | B12 | 200 | 6130 | 4748.87 | 49.67 | 49.68 | 0.01 | 0
2035 | NYISO_G-I_2_NYISO_J-K | NYISO_G-I | NYISO_J-K | Internal | Shoulder | B13 | 600 | 6130 | 4481.07 | 48.1 | 48.11 | 0.01 | 0
2035 | NYISO_G-I_2_NYISO_J-K | NYISO_G-I | NYISO_J-K | Internal | Shoulder | B14 | 900 | 6130 | 3890.05 | 47.01 | 47.02 | 0.01 | 0
2035 | NYISO_G-I_2_NYISO_J-K | NYISO_G-I | NYISO_J-K | Internal | Shoulder | B15 | 1203 | 6130 | 2511.48 | 47.01 | 47.02 | 0.01 | 0
2035 | NYISO_G-I_2_NYISO_J-K | NYISO_G-I | NYISO_J-K | Internal | Summer | B1 | 10 | 6130 | 4049.59 | 96.63 | 96.65 | 0.01 | 0
2035 | NYISO_G-I_2_NYISO_J-K | NYISO_G-I | NYISO_J-K | Internal | Summer | B2 | 25 | 6130 | 4292.46 | 93.47 | 93.49 | 0.01 | 0
2035 | NYISO_G-I_2_NYISO_J-K | NYISO_G-I | NYISO_J-K | Internal | Summer | B3 | 75 | 6130 | 3332.96 | 73.78 | 73.79 | 0.01 | 0
2035 | NYISO_G-I_2_NYISO_J-K | NYISO_G-I | NYISO_J-K | Internal | Summer | B4 | 100 | 6130 | 3146.55 | 64.81 | 64.82 | 0.01 | 0
2035 | NYISO_G-I_2_NYISO_J-K | NYISO_G-I | NYISO_J-K | Internal | Summer | B5 | 200 | 6130 | 3273.06 | 64.81 | 64.82 | 0.01 | 0
2035 | NYISO_G-I_2_NYISO_J-K | NYISO_G-I | NYISO_J-K | Internal | Summer | B6 | 300 | 6130 | 4953.32 | 61.36 | 61.37 | 0.01 | 0
2035 | NYISO_G-I_2_NYISO_J-K | NYISO_G-I | NYISO_J-K | Internal | Summer | B7 | 400 | 6130 | 5083.02 | 46.07 | 46.08 | 0.01 | 0
2035 | NYISO_G-I_2_NYISO_J-K | NYISO_G-I | NYISO_J-K | Internal | Summer | B8 | 500 | 6130 | 5251.44 | 46.07 | 46.08 | 0.01 | 0
2035 | NYISO_G-I_2_NYISO_J-K | NYISO_G-I | NYISO_J-K | Internal | Summer | B9 | 800 | 6130 | 4523.34 | 45.77 | 45.78 | 0.01 | 0
2035 | NYISO_G-I_2_NYISO_J-K | NYISO_G-I | NYISO_J-K | Internal | Summer | B10 | 1262 | 6130 | 2833.87 | 45.77 | 45.78 | 0.01 | 0
2035 | NYISO_G-I_2_NYISO_J-K | NYISO_G-I | NYISO_J-K | Internal | Winter | B16 | 25 | 6130 | 5112.17 | 63.62 | 63.63 | 0.01 | 0
2035 | NYISO_G-I_2_NYISO_J-K | NYISO_G-I | NYISO_J-K | Internal | Winter | B17 | 100 | 6130 | 5230.32 | 63.62 | 63.63 | 0.01 | 0
2035 | NYISO_G-I_2_NYISO_J-K | NYISO_G-I | NYISO_J-K | Internal | Winter | B18 | 400 | 6130 | 5275.42 | 60.85 | 60.86 | 0.01 | 0
2035 | NYISO_G-I_2_NYISO_J-K | NYISO_G-I | NYISO_J-K | Internal | Winter | B19 | 700 | 6130 | 5435.71 | 59.77 | 59.79 | 0.01 | 0
2035 | NYISO_G-I_2_NYISO_J-K | NYISO_G-I | NYISO_J-K | Internal | Winter | B20 | 935 | 6130 | 4651.55 | 56.81 | 56.82 | 0.01 | 0
2035 | NYISO_G-I_2_PJM_E | NYISO_G-I | PJM_E | Internal | Shoulder | B11 | 25 | 1500 | 628.06 | 57.82 | 65.82 | 8 | 0
2035 | NYISO_G-I_2_PJM_E | NYISO_G-I | PJM_E | Internal | Shoulder | B12 | 200 | 1500 | 0 | 49.67 | 55.83 | 8 | 0
2035 | NYISO_G-I_2_PJM_E | NYISO_G-I | PJM_E | Internal | Shoulder | B13 | 600 | 1500 | 0 | 48.1 | 53.22 | 8 | 0
2035 | NYISO_G-I_2_PJM_E | NYISO_G-I | PJM_E | Internal | Shoulder | B14 | 900 | 1500 | 0 | 47.01 | 52.37 | 8 | 0
2035 | NYISO_G-I_2_PJM_E | NYISO_G-I | PJM_E | Internal | Shoulder | B15 | 1203 | 1500 | 0 | 47.01 | 47.62 | 8 | 0
2035 | NYISO_G-I_2_PJM_E | NYISO_G-I | PJM_E | Internal | Summer | B1 | 10 | 1500 | 0 | 96.63 | 89.88 | 8 | 0
2035 | NYISO_G-I_2_PJM_E | NYISO_G-I | PJM_E | Internal | Summer | B2 | 25 | 1500 | 0 | 93.47 | 87.47 | 8 | 0
2035 | NYISO_G-I_2_PJM_E | NYISO_G-I | PJM_E | Internal | Summer | B3 | 75 | 1500 | 1069.4 | 73.78 | 81.78 | 8 | 0
2035 | NYISO_G-I_2_PJM_E | NYISO_G-I | PJM_E | Internal | Summer | B4 | 100 | 1500 | 1500 | 64.81 | 81.78 | 8 | 8.97
2035 | NYISO_G-I_2_PJM_E | NYISO_G-I | PJM_E | Internal | Summer | B5 | 200 | 1500 | 1500 | 64.81 | 75.95 | 8 | 3.14
2035 | NYISO_G-I_2_PJM_E | NYISO_G-I | PJM_E | Internal | Summer | B6 | 300 | 1500 | 0 | 61.36 | 58.46 | 8 | 0
2035 | NYISO_G-I_2_PJM_E | NYISO_G-I | PJM_E | Internal | Summer | B7 | 400 | 1500 | 0 | 46.07 | 51.25 | 8 | 0
2035 | NYISO_G-I_2_PJM_E | NYISO_G-I | PJM_E | Internal | Summer | B8 | 500 | 1500 | 0 | 46.07 | 49.94 | 8 | 0
2035 | NYISO_G-I_2_PJM_E | NYISO_G-I | PJM_E | Internal | Summer | B9 | 800 | 1500 | 0 | 45.77 | 47.16 | 8 | 0
2035 | NYISO_G-I_2_PJM_E | NYISO_G-I | PJM_E | Internal | Summer | B10 | 1262 | 1500 | 0 | 45.77 | 42.6 | 8 | 0
2035 | NYISO_G-I_2_PJM_E | NYISO_G-I | PJM_E | Internal | Winter | B16 | 25 | 1500 | 0 | 63.62 | 64.45 | 8 | 0
2035 | NYISO_G-I_2_PJM_E | NYISO_G-I | PJM_E | Internal | Winter | B17 | 100 | 1500 | 0 | 63.62 | 60.13 | 8 | 0
2035 | NYISO_G-I_2_PJM_E | NYISO_G-I | PJM_E | Internal | Winter | B18 | 400 | 1500 | 0 | 60.85 | 57.39 | 8 | 0
2035 | NYISO_G-I_2_PJM_E | NYISO_G-I | PJM_E | Internal | Winter | B19 | 700 | 1500 | 0 | 59.77 | 54.59 | 8 | 0
2035 | NYISO_G-I_2_PJM_E | NYISO_G-I | PJM_E | Internal | Winter | B20 | 935 | 1500 | 0 | 56.81 | 45.08 | 8 | 0
2035 | NYISO_J-K_2_NEISO | NYISO_J-K | NEISO | Internal | Shoulder | B11 | 25 | 0.01 | 0 | 57.83 | 46.31 | 3 | 0.9
2035 | NYISO_J-K_2_NEISO | NYISO_J-K | NEISO | Internal | Shoulder | B12 | 200 | 0.01 | 0 | 49.68 | 46.31 | 3 | 0.15
2035 | NYISO_J-K_2_NEISO | NYISO_J-K | NEISO | Internal | Shoulder | B13 | 600 | 0.01 | 0 | 48.11 | 44.01 | 3 | 0.05
2035 | NYISO_J-K_2_NEISO | NYISO_J-K | NEISO | Internal | Shoulder | B14 | 900 | 0.01 | 0 | 47.02 | 44.01 | 3 | 0.03
2035 | NYISO_J-K_2_NEISO | NYISO_J-K | NEISO | Internal | Shoulder | B15 | 1203 | 0.01 | 0 | 47.02 | 44.01 | 3 | 0.02
2035 | NYISO_J-K_2_NEISO | NYISO_J-K | NEISO | Internal | Summer | B1 | 10 | 0.01 | 0 | 96.65 | 93.63 | 3 | 3.04
2035 | NYISO_J-K_2_NEISO | NYISO_J-K | NEISO | Internal | Summer | B2 | 25 | 0.01 | 0 | 93.49 | 82.46 | 3 | 0.9
2035 | NYISO_J-K_2_NEISO | NYISO_J-K | NEISO | Internal | Summer | B3 | 75 | 0.01 | 0 | 73.79 | 60.39 | 3 | 0.35
2035 | NYISO_J-K_2_NEISO | NYISO_J-K | NEISO | Internal | Summer | B4 | 100 | 0.01 | 0 | 64.82 | 50.05 | 3 | 0.27
2035 | NYISO_J-K_2_NEISO | NYISO_J-K | NEISO | Internal | Summer | B5 | 200 | 0.01 | 0 | 64.82 | 42.77 | 3 | 0.13
2035 | NYISO_J-K_2_NEISO | NYISO_J-K | NEISO | Internal | Summer | B6 | 300 | 0.01 | 0 | 61.37 | 42.77 | 3 | 0.09
2035 | NYISO_J-K_2_NEISO | NYISO_J-K | NEISO | Internal | Summer | B7 | 400 | 0.01 | 0 | 46.08 | 42.77 | 3 | 0.07
2035 | NYISO_J-K_2_NEISO | NYISO_J-K | NEISO | Internal | Summer | B8 | 500 | 0.01 | 0 | 46.08 | 42.77 | 3 | 0.06
2035 | NYISO_J-K_2_NEISO | NYISO_J-K | NEISO | Internal | Summer | B9 | 800 | 0.01 | 0 | 45.78 | 42.77 | 3 | 0.04
2035 | NYISO_J-K_2_NEISO | NYISO_J-K | NEISO | Internal | Summer | B10 | 1262 | 0.01 | 0 | 45.78 | 42.77 | 3 | 0.02
2035 | NYISO_J-K_2_NEISO | NYISO_J-K | NEISO | Internal | Winter | B16 | 25 | 0.01 | 0 | 63.63 | 57.22 | 3 | 0.91
2035 | NYISO_J-K_2_NEISO | NYISO_J-K | NEISO | Internal | Winter | B17 | 100 | 0.01 | 0 | 63.63 | 55.36 | 3 | 0.28
2035 | NYISO_J-K_2_NEISO | NYISO_J-K | NEISO | Internal | Winter | B18 | 400 | 0.01 | 0 | 60.86 | 53.82 | 3 | 0.07
2035 | NYISO_J-K_2_NEISO | NYISO_J-K | NEISO | Internal | Winter | B19 | 700 | 0.01 | 0 | 59.79 | 53.82 | 3 | 0.04
2035 | NYISO_J-K_2_NEISO | NYISO_J-K | NEISO | Internal | Winter | B20 | 935 | 0.01 | 0 | 56.82 | 53.82 | 3 | 0.03
2035 | NYISO_J-K_2_NYISO_G-I | NYISO_J-K | NYISO_G-I | Internal | Shoulder | B11 | 25 | 1999 | 0.45 | 57.83 | 57.82 | 0.01 | 0
2035 | NYISO_J-K_2_NYISO_G-I | NYISO_J-K | NYISO_G-I | Internal | Shoulder | B12 | 200 | 1999 | 0.06 | 49.68 | 49.67 | 0.01 | 0
2035 | NYISO_J-K_2_NYISO_G-I | NYISO_J-K | NYISO_G-I | Internal | Shoulder | B13 | 600 | 1999 | 0.02 | 48.11 | 48.1 | 0.01 | 0
2035 | NYISO_J-K_2_NYISO_G-I | NYISO_J-K | NYISO_G-I | Internal | Shoulder | B14 | 900 | 1999 | 0.01 | 47.02 | 47.01 | 0.01 | 0
2035 | NYISO_J-K_2_NYISO_G-I | NYISO_J-K | NYISO_G-I | Internal | Shoulder | B15 | 1203 | 1999 | 0.01 | 47.02 | 47.01 | 0.01 | 0
2035 | NYISO_J-K_2_NYISO_G-I | NYISO_J-K | NYISO_G-I | Internal | Summer | B1 | 10 | 1999 | 1.08 | 96.65 | 96.63 | 0.01 | 0
2035 | NYISO_J-K_2_NYISO_G-I | NYISO_J-K | NYISO_G-I | Internal | Summer | B2 | 25 | 1999 | 0.45 | 93.49 | 93.47 | 0.01 | 0
2035 | NYISO_J-K_2_NYISO_G-I | NYISO_J-K | NYISO_G-I | Internal | Summer | B3 | 75 | 1999 | 0.16 | 73.79 | 73.78 | 0.01 | 0
2035 | NYISO_J-K_2_NYISO_G-I | NYISO_J-K | NYISO_G-I | Internal | Summer | B4 | 100 | 1999 | 0.12 | 64.82 | 64.81 | 0.01 | 0
2035 | NYISO_J-K_2_NYISO_G-I | NYISO_J-K | NYISO_G-I | Internal | Summer | B5 | 200 | 1999 | 0.06 | 64.82 | 64.81 | 0.01 | 0
2035 | NYISO_J-K_2_NYISO_G-I | NYISO_J-K | NYISO_G-I | Internal | Summer | B6 | 300 | 1999 | 0.04 | 61.37 | 61.36 | 0.01 | 0
2035 | NYISO_J-K_2_NYISO_G-I | NYISO_J-K | NYISO_G-I | Internal | Summer | B7 | 400 | 1999 | 0.03 | 46.08 | 46.07 | 0.01 | 0
2035 | NYISO_J-K_2_NYISO_G-I | NYISO_J-K | NYISO_G-I | Internal | Summer | B8 | 500 | 1999 | 0.02 | 46.08 | 46.07 | 0.01 | 0
2035 | NYISO_J-K_2_NYISO_G-I | NYISO_J-K | NYISO_G-I | Internal | Summer | B9 | 800 | 1999 | 0.02 | 45.78 | 45.77 | 0.01 | 0
2035 | NYISO_J-K_2_NYISO_G-I | NYISO_J-K | NYISO_G-I | Internal | Summer | B10 | 1262 | 1999 | 0 | 45.78 | 45.77 | 0.01 | 0
2035 | NYISO_J-K_2_NYISO_G-I | NYISO_J-K | NYISO_G-I | Internal | Winter | B16 | 25 | 1999 | 0.44 | 63.63 | 63.62 | 0.01 | 0
2035 | NYISO_J-K_2_NYISO_G-I | NYISO_J-K | NYISO_G-I | Internal | Winter | B17 | 100 | 1999 | 0.11 | 63.63 | 63.62 | 0.01 | 0
2035 | NYISO_J-K_2_NYISO_G-I | NYISO_J-K | NYISO_G-I | Internal | Winter | B18 | 400 | 1999 | 0.03 | 60.86 | 60.85 | 0.01 | 0
2035 | NYISO_J-K_2_NYISO_G-I | NYISO_J-K | NYISO_G-I | Internal | Winter | B19 | 700 | 1999 | 0.02 | 59.79 | 59.77 | 0.01 | 0
2035 | NYISO_J-K_2_NYISO_G-I | NYISO_J-K | NYISO_G-I | Internal | Winter | B20 | 935 | 1999 | 0.01 | 56.82 | 56.81 | 0.01 | 0
2035 | NYISO_J-K_2_PJM_E | NYISO_J-K | PJM_E | Internal | Shoulder | B11 | 25 | 0.01 | 0 | 57.83 | 65.82 | 8 | 1.76
2035 | NYISO_J-K_2_PJM_E | NYISO_J-K | PJM_E | Internal | Shoulder | B12 | 200 | 0.01 | 0 | 49.68 | 55.83 | 8 | 0.15
2035 | NYISO_J-K_2_PJM_E | NYISO_J-K | PJM_E | Internal | Shoulder | B13 | 600 | 0.01 | 0 | 48.11 | 53.22 | 8 | 0.05
2035 | NYISO_J-K_2_PJM_E | NYISO_J-K | PJM_E | Internal | Shoulder | B14 | 900 | 0.01 | 0 | 47.02 | 52.37 | 8 | 0.04
2035 | NYISO_J-K_2_PJM_E | NYISO_J-K | PJM_E | Internal | Shoulder | B15 | 1203 | 0.01 | 0 | 47.02 | 47.62 | 8 | 0.02
2035 | NYISO_J-K_2_PJM_E | NYISO_J-K | PJM_E | Internal | Summer | B1 | 10 | 0.01 | 0 | 96.65 | 89.88 | 8 | 2.56
2035 | NYISO_J-K_2_PJM_E | NYISO_J-K | PJM_E | Internal | Summer | B2 | 25 | 0.01 | 0 | 93.49 | 87.47 | 8 | 0.9
2035 | NYISO_J-K_2_PJM_E | NYISO_J-K | PJM_E | Internal | Summer | B3 | 75 | 0.01 | 0 | 73.79 | 81.78 | 8 | 0.61
2035 | NYISO_J-K_2_PJM_E | NYISO_J-K | PJM_E | Internal | Summer | B4 | 100 | 0.01 | 0 | 64.82 | 81.78 | 8 | 9.24
2035 | NYISO_J-K_2_PJM_E | NYISO_J-K | PJM_E | Internal | Summer | B5 | 200 | 0.01 | 0 | 64.82 | 75.95 | 8 | 3.28
2035 | NYISO_J-K_2_PJM_E | NYISO_J-K | PJM_E | Internal | Summer | B6 | 300 | 0.01 | 0 | 61.37 | 58.46 | 8 | 0.1
2035 | NYISO_J-K_2_PJM_E | NYISO_J-K | PJM_E | Internal | Summer | B7 | 400 | 0.01 | 0 | 46.08 | 51.25 | 8 | 0.08
2035 | NYISO_J-K_2_PJM_E | NYISO_J-K | PJM_E | Internal | Summer | B8 | 500 | 0.01 | 0 | 46.08 | 49.94 | 8 | 0.06
2035 | NYISO_J-K_2_PJM_E | NYISO_J-K | PJM_E | Internal | Summer | B9 | 800 | 0.01 | 0 | 45.78 | 47.16 | 8 | 0.04
2035 | NYISO_J-K_2_PJM_E | NYISO_J-K | PJM_E | Internal | Summer | B10 | 1262 | 0.01 | 0 | 45.78 | 42.6 | 8 | 0.02
2035 | NYISO_J-K_2_PJM_E | NYISO_J-K | PJM_E | Internal | Winter | B16 | 25 | 0.01 | 0 | 63.63 | 64.45 | 8 | 0.94
2035 | NYISO_J-K_2_PJM_E | NYISO_J-K | PJM_E | Internal | Winter | B17 | 100 | 0.01 | 0 | 63.63 | 60.13 | 8 | 0.28
2035 | NYISO_J-K_2_PJM_E | NYISO_J-K | PJM_E | Internal | Winter | B18 | 400 | 0.01 | 0 | 60.86 | 57.39 | 8 | 0.07
2035 | NYISO_J-K_2_PJM_E | NYISO_J-K | PJM_E | Internal | Winter | B19 | 700 | 0.01 | 0 | 59.79 | 54.59 | 8 | 0.04
2035 | NYISO_J-K_2_PJM_E | NYISO_J-K | PJM_E | Internal | Winter | B20 | 935 | 0.01 | 0 | 56.82 | 45.08 | 8 | 0.03
2035 | PJM_E_2_NYISO_G-I | PJM_E | NYISO_G-I | Internal | Shoulder | B11 | 25 | 500 | 0 | 65.82 | 57.82 | 6 | 0
2035 | PJM_E_2_NYISO_G-I | PJM_E | NYISO_G-I | Internal | Shoulder | B12 | 200 | 500 | 0 | 55.83 | 49.67 | 6 | 0
2035 | PJM_E_2_NYISO_G-I | PJM_E | NYISO_G-I | Internal | Shoulder | B13 | 600 | 500 | 0 | 53.22 | 48.1 | 6 | 0
2035 | PJM_E_2_NYISO_G-I | PJM_E | NYISO_G-I | Internal | Shoulder | B14 | 900 | 500 | 0 | 52.37 | 47.01 | 6 | 0
2035 | PJM_E_2_NYISO_G-I | PJM_E | NYISO_G-I | Internal | Shoulder | B15 | 1203 | 500 | 0 | 47.62 | 47.01 | 6 | 0
2035 | PJM_E_2_NYISO_G-I | PJM_E | NYISO_G-I | Internal | Summer | B1 | 10 | 500 | 499.94 | 89.88 | 96.63 | 6 | 0.75
2035 | PJM_E_2_NYISO_G-I | PJM_E | NYISO_G-I | Internal | Summer | B2 | 25 | 500 | 265.42 | 87.47 | 93.47 | 6 | 0
2035 | PJM_E_2_NYISO_G-I | PJM_E | NYISO_G-I | Internal | Summer | B3 | 75 | 500 | 0 | 81.78 | 73.78 | 6 | 0
2035 | PJM_E_2_NYISO_G-I | PJM_E | NYISO_G-I | Internal | Summer | B4 | 100 | 500 | 0 | 81.78 | 64.81 | 6 | 0
2035 | PJM_E_2_NYISO_G-I | PJM_E | NYISO_G-I | Internal | Summer | B5 | 200 | 500 | 0 | 75.95 | 64.81 | 6 | 0
2035 | PJM_E_2_NYISO_G-I | PJM_E | NYISO_G-I | Internal | Summer | B6 | 300 | 500 | 0 | 58.46 | 61.36 | 6 | 0
2035 | PJM_E_2_NYISO_G-I | PJM_E | NYISO_G-I | Internal | Summer | B7 | 400 | 500 | 0 | 51.25 | 46.07 | 6 | 0
2035 | PJM_E_2_NYISO_G-I | PJM_E | NYISO_G-I | Internal | Summer | B8 | 500 | 500 | 0 | 49.94 | 46.07 | 6 | 0
2035 | PJM_E_2_NYISO_G-I | PJM_E | NYISO_G-I | Internal | Summer | B9 | 800 | 500 | 0 | 47.16 | 45.77 | 6 | 0
2035 | PJM_E_2_NYISO_G-I | PJM_E | NYISO_G-I | Internal | Summer | B10 | 1262 | 500 | 0 | 42.6 | 45.77 | 6 | 0
2035 | PJM_E_2_NYISO_G-I | PJM_E | NYISO_G-I | Internal | Winter | B16 | 25 | 500 | 0 | 64.45 | 63.62 | 6 | 0
2035 | PJM_E_2_NYISO_G-I | PJM_E | NYISO_G-I | Internal | Winter | B17 | 100 | 500 | 0 | 60.13 | 63.62 | 6 | 0
2035 | PJM_E_2_NYISO_G-I | PJM_E | NYISO_G-I | Internal | Winter | B18 | 400 | 500 | 0 | 57.39 | 60.85 | 6 | 0
2035 | PJM_E_2_NYISO_G-I | PJM_E | NYISO_G-I | Internal | Winter | B19 | 700 | 500 | 0 | 54.59 | 59.77 | 6 | 0
2035 | PJM_E_2_NYISO_G-I | PJM_E | NYISO_G-I | Internal | Winter | B20 | 935 | 500 | 500 | 45.08 | 56.81 | 6 | 5.73
2035 | PJM_E_2_NYISO_J-K | PJM_E | NYISO_J-K | Internal | Shoulder | B11 | 25 | 330 | 0 | 65.82 | 57.83 | 6 | 0
2035 | PJM_E_2_NYISO_J-K | PJM_E | NYISO_J-K | Internal | Shoulder | B12 | 200 | 330 | 0 | 55.83 | 49.68 | 6 | 0
2035 | PJM_E_2_NYISO_J-K | PJM_E | NYISO_J-K | Internal | Shoulder | B13 | 600 | 330 | 0 | 53.22 | 48.11 | 6 | 0
2035 | PJM_E_2_NYISO_J-K | PJM_E | NYISO_J-K | Internal | Shoulder | B14 | 900 | 330 | 0 | 52.37 | 47.02 | 6 | 0
2035 | PJM_E_2_NYISO_J-K | PJM_E | NYISO_J-K | Internal | Shoulder | B15 | 1203 | 330 | 0 | 47.62 | 47.02 | 6 | 0
2035 | PJM_E_2_NYISO_J-K | PJM_E | NYISO_J-K | Internal | Summer | B1 | 10 | 330 | 329.95 | 89.88 | 96.65 | 6 | 0.76
2035 | PJM_E_2_NYISO_J-K | PJM_E | NYISO_J-K | Internal | Summer | B2 | 25 | 330 | 329.2 | 87.47 | 93.49 | 6 | 0.01
2035 | PJM_E_2_NYISO_J-K | PJM_E | NYISO_J-K | Internal | Summer | B3 | 75 | 330 | 0 | 81.78 | 73.79 | 6 | 0
2035 | PJM_E_2_NYISO_J-K | PJM_E | NYISO_J-K | Internal | Summer | B4 | 100 | 330 | 0 | 81.78 | 64.82 | 6 | 0
2035 | PJM_E_2_NYISO_J-K | PJM_E | NYISO_J-K | Internal | Summer | B5 | 200 | 330 | 0 | 75.95 | 64.82 | 6 | 0
2035 | PJM_E_2_NYISO_J-K | PJM_E | NYISO_J-K | Internal | Summer | B6 | 300 | 330 | 0 | 58.46 | 61.37 | 6 | 0
2035 | PJM_E_2_NYISO_J-K | PJM_E | NYISO_J-K | Internal | Summer | B7 | 400 | 330 | 0 | 51.25 | 46.08 | 6 | 0
2035 | PJM_E_2_NYISO_J-K | PJM_E | NYISO_J-K | Internal | Summer | B8 | 500 | 330 | 0 | 49.94 | 46.08 | 6 | 0
2035 | PJM_E_2_NYISO_J-K | PJM_E | NYISO_J-K | Internal | Summer | B9 | 800 | 330 | 0 | 47.16 | 45.78 | 6 | 0
2035 | PJM_E_2_NYISO_J-K | PJM_E | NYISO_J-K | Internal | Summer | B10 | 1262 | 330 | 0 | 42.6 | 45.78 | 6 | 0
2035 | PJM_E_2_NYISO_J-K | PJM_E | NYISO_J-K | Internal | Winter | B16 | 25 | 330 | 0 | 64.45 | 63.63 | 6 | 0
2035 | PJM_E_2_NYISO_J-K | PJM_E | NYISO_J-K | Internal | Winter | B17 | 100 | 330 | 0 | 60.13 | 63.63 | 6 | 0
2035 | PJM_E_2_NYISO_J-K | PJM_E | NYISO_J-K | Internal | Winter | B18 | 400 | 330 | 0 | 57.39 | 60.86 | 6 | 0
2035 | PJM_E_2_NYISO_J-K | PJM_E | NYISO_J-K | Internal | Winter | B19 | 700 | 330 | 0 | 54.59 | 59.79 | 6 | 0
2035 | PJM_E_2_NYISO_J-K | PJM_E | NYISO_J-K | Internal | Winter | B20 | 935 | 330 | 330 | 45.08 | 56.82 | 6 | 5.74
2035 | PJM_E_2_PJM_ROM | PJM_E | PJM_ROM | Internal | Shoulder | B11 | 25 | 8000 | 3805.82 | 65.82 | 65.83 | 0.01 | 0
2035 | PJM_E_2_PJM_ROM | PJM_E | PJM_ROM | Internal | Shoulder | B12 | 200 | 8000 | 3118.05 | 55.83 | 55.85 | 0.01 | 0
2035 | PJM_E_2_PJM_ROM | PJM_E | PJM_ROM | Internal | Shoulder | B13 | 600 | 8000 | 960.75 | 53.22 | 53.24 | 0.01 | 0
2035 | PJM_E_2_PJM_ROM | PJM_E | PJM_ROM | Internal | Shoulder | B14 | 900 | 8000 | 1852.76 | 52.37 | 52.38 | 0.01 | 0
2035 | PJM_E_2_PJM_ROM | PJM_E | PJM_ROM | Internal | Shoulder | B15 | 1203 | 8000 | 0.01 | 47.62 | 47.61 | 0.01 | 0
2035 | PJM_E_2_PJM_ROM | PJM_E | PJM_ROM | Internal | Summer | B1 | 10 | 8000 | 1.13 | 89.88 | 89.87 | 0.01 | 0
2035 | PJM_E_2_PJM_ROM | PJM_E | PJM_ROM | Internal | Summer | B2 | 25 | 8000 | 0.47 | 87.47 | 87.46 | 0.01 | 0
2035 | PJM_E_2_PJM_ROM | PJM_E | PJM_ROM | Internal | Summer | B3 | 75 | 8000 | 634.14 | 81.78 | 81.79 | 0.01 | 0
2035 | PJM_E_2_PJM_ROM | PJM_E | PJM_ROM | Internal | Summer | B4 | 100 | 8000 | 2745.93 | 81.78 | 81.79 | 0.01 | 0
2035 | PJM_E_2_PJM_ROM | PJM_E | PJM_ROM | Internal | Summer | B5 | 200 | 8000 | 3585.42 | 75.95 | 75.97 | 0.01 | 0
2035 | PJM_E_2_PJM_ROM | PJM_E | PJM_ROM | Internal | Summer | B6 | 300 | 8000 | 1002.38 | 58.46 | 58.47 | 0.01 | 0
2035 | PJM_E_2_PJM_ROM | PJM_E | PJM_ROM | Internal | Summer | B7 | 400 | 8000 | 2259.56 | 51.25 | 51.26 | 0.01 | 0
2035 | PJM_E_2_PJM_ROM | PJM_E | PJM_ROM | Internal | Summer | B8 | 500 | 8000 | 676.45 | 49.94 | 49.95 | 0.01 | 0
2035 | PJM_E_2_PJM_ROM | PJM_E | PJM_ROM | Internal | Summer | B9 | 800 | 8000 | 0.02 | 47.16 | 47.15 | 0.01 | 0
2035 | PJM_E_2_PJM_ROM | PJM_E | PJM_ROM | Internal | Summer | B10 | 1262 | 8000 | 0 | 42.6 | 42.59 | 0.01 | 0
2035 | PJM_E_2_PJM_ROM | PJM_E | PJM_ROM | Internal | Winter | B16 | 25 | 8000 | 0.56 | 64.45 | 64.44 | 0.01 | 0
2035 | PJM_E_2_PJM_ROM | PJM_E | PJM_ROM | Internal | Winter | B17 | 100 | 8000 | 268.82 | 60.13 | 60.14 | 0.01 | 0
2035 | PJM_E_2_PJM_ROM | PJM_E | PJM_ROM | Internal | Winter | B18 | 400 | 8000 | 0.03 | 57.39 | 57.37 | 0.01 | 0
2035 | PJM_E_2_PJM_ROM | PJM_E | PJM_ROM | Internal | Winter | B19 | 700 | 8000 | 0.02 | 54.59 | 54.58 | 0.01 | 0
2035 | PJM_E_2_PJM_ROM | PJM_E | PJM_ROM | Internal | Winter | B20 | 935 | 8000 | 0.01 | 45.08 | 45.07 | 0.01 | 0
2035 | PJM_ROR_2_MISO_IN | PJM_ROR | MISO_IN | Internal | Shoulder | B11 | 25 | 909 | 0 | 65.84 | 64.68 | 2 | 0
2035 | PJM_ROR_2_MISO_IN | PJM_ROR | MISO_IN | Internal | Shoulder | B12 | 200 | 909 | 0 | 55.86 | 53.88 | 2 | 0
2035 | PJM_ROR_2_MISO_IN | PJM_ROR | MISO_IN | Internal | Shoulder | B13 | 600 | 909 | 0 | 53.23 | 52.97 | 2 | 0
2035 | PJM_ROR_2_MISO_IN | PJM_ROR | MISO_IN | Internal | Shoulder | B14 | 900 | 909 | 0 | 52.4 | 50.56 | 2 | 0
2035 | PJM_ROR_2_MISO_IN | PJM_ROR | MISO_IN | Internal | Shoulder | B15 | 1203 | 909 | 0 | 47.6 | 45.62 | 2 | 0
2035 | PJM_ROR_2_MISO_IN | PJM_ROR | MISO_IN | Internal | Summer | B1 | 10 | 909 | 0 | 89.86 | 87.85 | 2 | 0
2035 | PJM_ROR_2_MISO_IN | PJM_ROR | MISO_IN | Internal | Summer | B2 | 25 | 909 | 0 | 87.45 | 85.46 | 2 | 0
2035 | PJM_ROR_2_MISO_IN | PJM_ROR | MISO_IN | Internal | Summer | B3 | 75 | 909 | 0 | 81.8 | 83.23 | 2 | 0
2035 | PJM_ROR_2_MISO_IN | PJM_ROR | MISO_IN | Internal | Summer | B4 | 100 | 909 | 0 | 81.8 | 81.3 | 2 | 0
2035 | PJM_ROR_2_MISO_IN | PJM_ROR | MISO_IN | Internal | Summer | B5 | 200 | 909 | 0 | 75.98 | 76.62 | 2 | 0
2035 | PJM_ROR_2_MISO_IN | PJM_ROR | MISO_IN | Internal | Summer | B6 | 300 | 909 | 0 | 58.48 | 56.48 | 2 | 0
2035 | PJM_ROR_2_MISO_IN | PJM_ROR | MISO_IN | Internal | Summer | B7 | 400 | 909 | 0 | 51.27 | 49.76 | 2 | 0
2035 | PJM_ROR_2_MISO_IN | PJM_ROR | MISO_IN | Internal | Summer | B8 | 500 | 909 | 0 | 49.96 | 48.81 | 2 | 0
2035 | PJM_ROR_2_MISO_IN | PJM_ROR | MISO_IN | Internal | Summer | B9 | 800 | 909 | 0 | 47.14 | 45.15 | 2 | 0
2035 | PJM_ROR_2_MISO_IN | PJM_ROR | MISO_IN | Internal | Summer | B10 | 1262 | 909 | 0 | 42.58 | 40.58 | 2 | 0
2035 | PJM_ROR_2_MISO_IN | PJM_ROR | MISO_IN | Internal | Winter | B16 | 25 | 909 | 0 | 64.45 | 62.47 | 2 | 0
2035 | PJM_ROR_2_MISO_IN | PJM_ROR | MISO_IN | Internal | Winter | B17 | 100 | 909 | 0 | 60.15 | 58.15 | 2 | 0
2035 | PJM_ROR_2_MISO_IN | PJM_ROR | MISO_IN | Internal | Winter | B18 | 400 | 909 | 0 | 57.36 | 55.37 | 2 | 0
2035 | PJM_ROR_2_MISO_IN | PJM_ROR | MISO_IN | Internal | Winter | B19 | 700 | 909 | 0 | 54.57 | 52.66 | 2 | 0
2035 | PJM_ROR_2_MISO_IN | PJM_ROR | MISO_IN | Internal | Winter | B20 | 935 | 909 | 0 | 45.06 | 43.06 | 2 | 0
2035 | PJM_ROR_2_MISO_MI | PJM_ROR | MISO_MI | Internal | Shoulder | B11 | 25 | 1305 | 0 | 65.84 | 64.45 | 2 | 0
2035 | PJM_ROR_2_MISO_MI | PJM_ROR | MISO_MI | Internal | Shoulder | B12 | 200 | 1305 | 0 | 55.86 | 53.89 | 2 | 0
2035 | PJM_ROR_2_MISO_MI | PJM_ROR | MISO_MI | Internal | Shoulder | B13 | 600 | 1305 | 0 | 53.23 | 52.98 | 2 | 0
2035 | PJM_ROR_2_MISO_MI | PJM_ROR | MISO_MI | Internal | Shoulder | B14 | 900 | 1305 | 0 | 52.4 | 50.57 | 2 | 0
2035 | PJM_ROR_2_MISO_MI | PJM_ROR | MISO_MI | Internal | Shoulder | B15 | 1203 | 1305 | 0 | 47.6 | 45.63 | 2 | 0
2035 | PJM_ROR_2_MISO_MI | PJM_ROR | MISO_MI | Internal | Summer | B1 | 10 | 1305 | 0 | 89.86 | 87.86 | 2 | 0
2035 | PJM_ROR_2_MISO_MI | PJM_ROR | MISO_MI | Internal | Summer | B2 | 25 | 1305 | 0 | 87.45 | 85.45 | 2 | 0
2035 | PJM_ROR_2_MISO_MI | PJM_ROR | MISO_MI | Internal | Summer | B3 | 75 | 1305 | 0 | 81.8 | 83.24 | 2 | 0
2035 | PJM_ROR_2_MISO_MI | PJM_ROR | MISO_MI | Internal | Summer | B4 | 100 | 1305 | 0 | 81.8 | 81.29 | 2 | 0
2035 | PJM_ROR_2_MISO_MI | PJM_ROR | MISO_MI | Internal | Summer | B5 | 200 | 1305 | 0 | 75.98 | 76.61 | 2 | 0
2035 | PJM_ROR_2_MISO_MI | PJM_ROR | MISO_MI | Internal | Summer | B6 | 300 | 1305 | 0 | 58.48 | 56.49 | 2 | 0
2035 | PJM_ROR_2_MISO_MI | PJM_ROR | MISO_MI | Internal | Summer | B7 | 400 | 1305 | 0 | 51.27 | 49.77 | 2 | 0
2035 | PJM_ROR_2_MISO_MI | PJM_ROR | MISO_MI | Internal | Summer | B8 | 500 | 1305 | 0 | 49.96 | 48.82 | 2 | 0
2035 | PJM_ROR_2_MISO_MI | PJM_ROR | MISO_MI | Internal | Summer | B9 | 800 | 1305 | 0 | 47.14 | 45.16 | 2 | 0
2035 | PJM_ROR_2_MISO_MI | PJM_ROR | MISO_MI | Internal | Summer | B10 | 1262 | 1305 | 0 | 42.58 | 40.59 | 2 | 0
2035 | PJM_ROR_2_MISO_MI | PJM_ROR | MISO_MI | Internal | Winter | B16 | 25 | 1305 | 0 | 64.45 | 62.45 | 2 | 0
2035 | PJM_ROR_2_MISO_MI | PJM_ROR | MISO_MI | Internal | Winter | B17 | 100 | 1305 | 0 | 60.15 | 58.16 | 2 | 0
2035 | PJM_ROR_2_MISO_MI | PJM_ROR | MISO_MI | Internal | Winter | B18 | 400 | 1305 | 0 | 57.36 | 55.39 | 2 | 0
2035 | PJM_ROR_2_MISO_MI | PJM_ROR | MISO_MI | Internal | Winter | B19 | 700 | 1305 | 0 | 54.57 | 52.67 | 2 | 0
2035 | PJM_ROR_2_MISO_MI | PJM_ROR | MISO_MI | Internal | Winter | B20 | 935 | 1305 | 0 | 45.06 | 43.07 | 2 | 0
2035 | PJM_ROR_2_MISO_MO-IL | PJM_ROR | MISO_MO-IL | Internal | Shoulder | B11 | 25 | 1111 | 0 | 65.84 | 64.69 | 2 | 0
2035 | PJM_ROR_2_MISO_MO-IL | PJM_ROR | MISO_MO-IL | Internal | Shoulder | B12 | 200 | 1111 | 0 | 55.86 | 53.87 | 2 | 0
2035 | PJM_ROR_2_MISO_MO-IL | PJM_ROR | MISO_MO-IL | Internal | Shoulder | B13 | 600 | 1111 | 0 | 53.23 | 52.96 | 2 | 0
2035 | PJM_ROR_2_MISO_MO-IL | PJM_ROR | MISO_MO-IL | Internal | Shoulder | B14 | 900 | 1111 | 0 | 52.4 | 50.54 | 2 | 0
2035 | PJM_ROR_2_MISO_MO-IL | PJM_ROR | MISO_MO-IL | Internal | Shoulder | B15 | 1203 | 1111 | 0 | 47.6 | 45.61 | 2 | 0
2035 | PJM_ROR_2_MISO_MO-IL | PJM_ROR | MISO_MO-IL | Internal | Summer | B1 | 10 | 1111 | 0 | 89.86 | 87.83 | 2 | 0
2035 | PJM_ROR_2_MISO_MO-IL | PJM_ROR | MISO_MO-IL | Internal | Summer | B2 | 25 | 1111 | 0 | 87.45 | 85.45 | 2 | 0
2035 | PJM_ROR_2_MISO_MO-IL | PJM_ROR | MISO_MO-IL | Internal | Summer | B3 | 75 | 1111 | 0 | 81.8 | 83.22 | 2 | 0
2035 | PJM_ROR_2_MISO_MO-IL | PJM_ROR | MISO_MO-IL | Internal | Summer | B4 | 100 | 1111 | 0 | 81.8 | 81.31 | 2 | 0
2035 | PJM_ROR_2_MISO_MO-IL | PJM_ROR | MISO_MO-IL | Internal | Summer | B5 | 200 | 1111 | 0 | 75.98 | 76.61 | 2 | 0
2035 | PJM_ROR_2_MISO_MO-IL | PJM_ROR | MISO_MO-IL | Internal | Summer | B6 | 300 | 1111 | 0 | 58.48 | 56.47 | 2 | 0
2035 | PJM_ROR_2_MISO_MO-IL | PJM_ROR | MISO_MO-IL | Internal | Summer | B7 | 400 | 1111 | 0 | 51.27 | 49.74 | 2 | 0
2035 | PJM_ROR_2_MISO_MO-IL | PJM_ROR | MISO_MO-IL | Internal | Summer | B8 | 500 | 1111 | 0 | 49.96 | 48.8 | 2 | 0
2035 | PJM_ROR_2_MISO_MO-IL | PJM_ROR | MISO_MO-IL | Internal | Summer | B9 | 800 | 1111 | 0 | 47.14 | 45.14 | 2 | 0
2035 | PJM_ROR_2_MISO_MO-IL | PJM_ROR | MISO_MO-IL | Internal | Summer | B10 | 1262 | 1111 | 0 | 42.58 | 40.57 | 2 | 0
2035 | PJM_ROR_2_MISO_MO-IL | PJM_ROR | MISO_MO-IL | Internal | Winter | B16 | 25 | 1111 | 0 | 64.45 | 62.45 | 2 | 0
2035 | PJM_ROR_2_MISO_MO-IL | PJM_ROR | MISO_MO-IL | Internal | Winter | B17 | 100 | 1111 | 0 | 60.15 | 58.03 | 2 | 0
2035 | PJM_ROR_2_MISO_MO-IL | PJM_ROR | MISO_MO-IL | Internal | Winter | B18 | 400 | 1111 | 0 | 57.36 | 55.36 | 2 | 0
2035 | PJM_ROR_2_MISO_MO-IL | PJM_ROR | MISO_MO-IL | Internal | Winter | B19 | 700 | 1111 | 0 | 54.57 | 52.65 | 2 | 0
2035 | PJM_ROR_2_MISO_MO-IL | PJM_ROR | MISO_MO-IL | Internal | Winter | B20 | 935 | 1111 | 0 | 45.06 | 43.06 | 2 | 0
2035 | PJM_ROR_2_MISO_W | PJM_ROR | MISO_W | Internal | Shoulder | B11 | 25 | 709 | 0 | 65.84 | 64.68 | 2 | 0
2035 | PJM_ROR_2_MISO_W | PJM_ROR | MISO_W | Internal | Shoulder | B12 | 200 | 709 | 0 | 55.86 | 53.86 | 2 | 0
2035 | PJM_ROR_2_MISO_W | PJM_ROR | MISO_W | Internal | Shoulder | B13 | 600 | 709 | 0 | 53.23 | 52.97 | 2 | 0
2035 | PJM_ROR_2_MISO_W | PJM_ROR | MISO_W | Internal | Shoulder | B14 | 900 | 709 | 0 | 52.4 | 50.56 | 2 | 0
2035 | PJM_ROR_2_MISO_W | PJM_ROR | MISO_W | Internal | Shoulder | B15 | 1203 | 709 | 0 | 47.6 | 45.6 | 2 | 0
2035 | PJM_ROR_2_MISO_W | PJM_ROR | MISO_W | Internal | Summer | B1 | 10 | 709 | 0 | 89.86 | 87.82 | 2 | 0
2035 | PJM_ROR_2_MISO_W | PJM_ROR | MISO_W | Internal | Summer | B2 | 25 | 709 | 0 | 87.45 | 85.44 | 2 | 0
2035 | PJM_ROR_2_MISO_W | PJM_ROR | MISO_W | Internal | Summer | B3 | 75 | 709 | 0.35 | 81.8 | 83.79 | 2 | 0
2035 | PJM_ROR_2_MISO_W | PJM_ROR | MISO_W | Internal | Summer | B4 | 100 | 709 | 0 | 81.8 | 81.32 | 2 | 0
2035 | PJM_ROR_2_MISO_W | PJM_ROR | MISO_W | Internal | Summer | B5 | 200 | 709 | 0 | 75.98 | 76.61 | 2 | 0
2035 | PJM_ROR_2_MISO_W | PJM_ROR | MISO_W | Internal | Summer | B6 | 300 | 709 | 0 | 58.48 | 56.46 | 2 | 0
2035 | PJM_ROR_2_MISO_W | PJM_ROR | MISO_W | Internal | Summer | B7 | 400 | 709 | 0 | 51.27 | 49.73 | 2 | 0
2035 | PJM_ROR_2_MISO_W | PJM_ROR | MISO_W | Internal | Summer | B8 | 500 | 709 | 0 | 49.96 | 48.81 | 2 | 0
2035 | PJM_ROR_2_MISO_W | PJM_ROR | MISO_W | Internal | Summer | B9 | 800 | 709 | 0 | 47.14 | 45.14 | 2 | 0
2035 | PJM_ROR_2_MISO_W | PJM_ROR | MISO_W | Internal | Summer | B10 | 1262 | 709 | 0 | 42.58 | 40.55 | 2 | 0
2035 | PJM_ROR_2_MISO_W | PJM_ROR | MISO_W | Internal | Winter | B16 | 25 | 709 | 0 | 64.45 | 62.44 | 2 | 0
2035 | PJM_ROR_2_MISO_W | PJM_ROR | MISO_W | Internal | Winter | B17 | 100 | 709 | 0 | 60.15 | 58.02 | 2 | 0
2035 | PJM_ROR_2_MISO_W | PJM_ROR | MISO_W | Internal | Winter | B18 | 400 | 709 | 0 | 57.36 | 55.37 | 2 | 0
2035 | PJM_ROR_2_MISO_W | PJM_ROR | MISO_W | Internal | Winter | B19 | 700 | 709 | 0 | 54.57 | 52.66 | 2 | 0
2035 | PJM_ROR_2_MISO_W | PJM_ROR | MISO_W | Internal | Winter | B20 | 935 | 709 | 0 | 45.06 | 43.04 | 2 | 0
2035 | PJM_ROR_2_MISO_WUMS | PJM_ROR | MISO_WUMS | Internal | Shoulder | B11 | 25 | 1467 | 0 | 65.84 | 64.69 | 2 | 0
2035 | PJM_ROR_2_MISO_WUMS | PJM_ROR | MISO_WUMS | Internal | Shoulder | B12 | 200 | 1467 | 0 | 55.86 | 53.87 | 2 | 0
2035 | PJM_ROR_2_MISO_WUMS | PJM_ROR | MISO_WUMS | Internal | Shoulder | B13 | 600 | 1467 | 0 | 53.23 | 52.98 | 2 | 0
2035 | PJM_ROR_2_MISO_WUMS | PJM_ROR | MISO_WUMS | Internal | Shoulder | B14 | 900 | 1467 | 0 | 52.4 | 50.57 | 2 | 0
2035 | PJM_ROR_2_MISO_WUMS | PJM_ROR | MISO_WUMS | Internal | Shoulder | B15 | 1203 | 1467 | 0 | 47.6 | 46.58 | 2 | 0
2035 | PJM_ROR_2_MISO_WUMS | PJM_ROR | MISO_WUMS | Internal | Summer | B1 | 10 | 1467 | 0 | 89.86 | 87.86 | 2 | 0
2035 | PJM_ROR_2_MISO_WUMS | PJM_ROR | MISO_WUMS | Internal | Summer | B2 | 25 | 1467 | 0 | 87.45 | 85.45 | 2 | 0
2035 | PJM_ROR_2_MISO_WUMS | PJM_ROR | MISO_WUMS | Internal | Summer | B3 | 75 | 1467 | 1418.04 | 81.8 | 83.8 | 2 | 0
2035 | PJM_ROR_2_MISO_WUMS | PJM_ROR | MISO_WUMS | Internal | Summer | B4 | 100 | 1467 | 196.18 | 81.8 | 83.8 | 2 | 0
2035 | PJM_ROR_2_MISO_WUMS | PJM_ROR | MISO_WUMS | Internal | Summer | B5 | 200 | 1467 | 0 | 75.98 | 76.62 | 2 | 0
2035 | PJM_ROR_2_MISO_WUMS | PJM_ROR | MISO_WUMS | Internal | Summer | B6 | 300 | 1467 | 0 | 58.48 | 56.48 | 2 | 0
2035 | PJM_ROR_2_MISO_WUMS | PJM_ROR | MISO_WUMS | Internal | Summer | B7 | 400 | 1467 | 0 | 51.27 | 49.74 | 2 | 0
2035 | PJM_ROR_2_MISO_WUMS | PJM_ROR | MISO_WUMS | Internal | Summer | B8 | 500 | 1467 | 0 | 49.96 | 48.82 | 2 | 0
2035 | PJM_ROR_2_MISO_WUMS | PJM_ROR | MISO_WUMS | Internal | Summer | B9 | 800 | 1467 | 0 | 47.14 | 48.82 | 2 | 0
2035 | PJM_ROR_2_MISO_WUMS | PJM_ROR | MISO_WUMS | Internal | Summer | B10 | 1262 | 1467 | 0 | 42.58 | 41.47 | 2 | 0
2035 | PJM_ROR_2_MISO_WUMS | PJM_ROR | MISO_WUMS | Internal | Winter | B16 | 25 | 1467 | 0 | 64.45 | 62.47 | 2 | 0
2035 | PJM_ROR_2_MISO_WUMS | PJM_ROR | MISO_WUMS | Internal | Winter | B17 | 100 | 1467 | 0 | 60.15 | 58.15 | 2 | 0
2035 | PJM_ROR_2_MISO_WUMS | PJM_ROR | MISO_WUMS | Internal | Winter | B18 | 400 | 1467 | 0 | 57.36 | 55.39 | 2 | 0
2035 | PJM_ROR_2_MISO_WUMS | PJM_ROR | MISO_WUMS | Internal | Winter | B19 | 700 | 1467 | 0 | 54.57 | 53.88 | 2 | 0
2035 | PJM_ROR_2_MISO_WUMS | PJM_ROR | MISO_WUMS | Internal | Winter | B20 | 935 | 1467 | 0 | 45.06 | 43.06 | 2 | 0
2035 | PJM_ROR_2_PJM_ROM | PJM_ROR | PJM_ROM | Internal | Shoulder | B11 | 25 | 8000 | 0.46 | 65.84 | 65.83 | 0.01 | 0
2035 | PJM_ROR_2_PJM_ROM | PJM_ROR | PJM_ROM | Internal | Shoulder | B12 | 200 | 8000 | 0.06 | 55.86 | 55.85 | 0.01 | 0
2035 | PJM_ROR_2_PJM_ROM | PJM_ROR | PJM_ROM | Internal | Shoulder | B13 | 600 | 8000 | 0.08 | 53.23 | 53.24 | 0.01 | 0
2035 | PJM_ROR_2_PJM_ROM | PJM_ROR | PJM_ROM | Internal | Shoulder | B14 | 900 | 8000 | 0.01 | 52.4 | 52.38 | 0.01 | 0
2035 | PJM_ROR_2_PJM_ROM | PJM_ROR | PJM_ROM | Internal | Shoulder | B15 | 1203 | 8000 | 1122.15 | 47.6 | 47.61 | 0.01 | 0
2035 | PJM_ROR_2_PJM_ROM | PJM_ROR | PJM_ROM | Internal | Summer | B1 | 10 | 8000 | 5159.23 | 89.86 | 89.87 | 0.01 | 0
2035 | PJM_ROR_2_PJM_ROM | PJM_ROR | PJM_ROM | Internal | Summer | B2 | 25 | 8000 | 4227.61 | 87.45 | 87.46 | 0.01 | 0
2035 | PJM_ROR_2_PJM_ROM | PJM_ROR | PJM_ROM | Internal | Summer | B3 | 75 | 8000 | 0.16 | 81.8 | 81.79 | 0.01 | 0
2035 | PJM_ROR_2_PJM_ROM | PJM_ROR | PJM_ROM | Internal | Summer | B4 | 100 | 8000 | 0.12 | 81.8 | 81.79 | 0.01 | 0
2035 | PJM_ROR_2_PJM_ROM | PJM_ROR | PJM_ROM | Internal | Summer | B5 | 200 | 8000 | 0.06 | 75.98 | 75.97 | 0.01 | 0
2035 | PJM_ROR_2_PJM_ROM | PJM_ROR | PJM_ROM | Internal | Summer | B6 | 300 | 8000 | 0.04 | 58.48 | 58.47 | 0.01 | 0
2035 | PJM_ROR_2_PJM_ROM | PJM_ROR | PJM_ROM | Internal | Summer | B7 | 400 | 8000 | 0.03 | 51.27 | 51.26 | 0.01 | 0
2035 | PJM_ROR_2_PJM_ROM | PJM_ROR | PJM_ROM | Internal | Summer | B8 | 500 | 8000 | 0.03 | 49.96 | 49.95 | 0.01 | 0
2035 | PJM_ROR_2_PJM_ROM | PJM_ROR | PJM_ROM | Internal | Summer | B9 | 800 | 8000 | 625.5 | 47.14 | 47.15 | 0.01 | 0
2035 | PJM_ROR_2_PJM_ROM | PJM_ROR | PJM_ROM | Internal | Summer | B10 | 1262 | 8000 | 4867.97 | 42.58 | 42.59 | 0.01 | 0
2035 | PJM_ROR_2_PJM_ROM | PJM_ROR | PJM_ROM | Internal | Winter | B16 | 25 | 8000 | 0.48 | 64.45 | 64.44 | 0.01 | 0
2035 | PJM_ROR_2_PJM_ROM | PJM_ROR | PJM_ROM | Internal | Winter | B17 | 100 | 8000 | 0.13 | 60.15 | 60.14 | 0.01 | 0
2035 | PJM_ROR_2_PJM_ROM | PJM_ROR | PJM_ROM | Internal | Winter | B18 | 400 | 8000 | 991.03 | 57.36 | 57.37 | 0.01 | 0
2035 | PJM_ROR_2_PJM_ROM | PJM_ROR | PJM_ROM | Internal | Winter | B19 | 700 | 8000 | 4004.27 | 54.57 | 54.58 | 0.01 | 0
2035 | PJM_ROR_2_PJM_ROM | PJM_ROR | PJM_ROM | Internal | Winter | B20 | 935 | 8000 | 6640.1 | 45.06 | 45.07 | 0.01 | 0
2035 | PJM_ROR_2_TVA_Transmission | PJM_ROR | TVA_Transmission | Internal | Shoulder | B11 | 25 | 2500 | 0.2 | 65.84 | 71.79 | 6 | 0
2035 | PJM_ROR_2_TVA_Transmission | PJM_ROR | TVA_Transmission | Internal | Shoulder | B12 | 200 | 2500 | 0 | 55.86 | 58.36 | 6 | 0
2035 | PJM_ROR_2_TVA_Transmission | PJM_ROR | TVA_Transmission | Internal | Shoulder | B13 | 600 | 2500 | 0 | 53.23 | 56.99 | 6 | 0
2035 | PJM_ROR_2_TVA_Transmission | PJM_ROR | TVA_Transmission | Internal | Shoulder | B14 | 900 | 2500 | 0 | 52.4 | 55.03 | 6 | 0
2035 | PJM_ROR_2_TVA_Transmission | PJM_ROR | TVA_Transmission | Internal | Shoulder | B15 | 1203 | 2500 | 817.9 | 47.6 | 53.6 | 6 | 0
2035 | PJM_ROR_2_TVA_Transmission | PJM_ROR | TVA_Transmission | Internal | Summer | B1 | 10 | 2500 | 0.92 | 89.86 | 95.83 | 6 | 0
2035 | PJM_ROR_2_TVA_Transmission | PJM_ROR | TVA_Transmission | Internal | Summer | B2 | 25 | 2500 | 1537.63 | 87.45 | 93.45 | 6 | 0
2035 | PJM_ROR_2_TVA_Transmission | PJM_ROR | TVA_Transmission | Internal | Summer | B3 | 75 | 2500 | 2125.43 | 81.8 | 87.8 | 6 | 0
2035 | PJM_ROR_2_TVA_Transmission | PJM_ROR | TVA_Transmission | Internal | Summer | B4 | 100 | 2500 | 1476.79 | 81.8 | 87.8 | 6 | 0
2035 | PJM_ROR_2_TVA_Transmission | PJM_ROR | TVA_Transmission | Internal | Summer | B5 | 200 | 2500 | 0 | 75.98 | 81.14 | 6 | 0
2035 | PJM_ROR_2_TVA_Transmission | PJM_ROR | TVA_Transmission | Internal | Summer | B6 | 300 | 2500 | 0 | 58.48 | 63.43 | 6 | 0
2035 | PJM_ROR_2_TVA_Transmission | PJM_ROR | TVA_Transmission | Internal | Summer | B7 | 400 | 2500 | 0 | 51.27 | 55.42 | 6 | 0
2035 | PJM_ROR_2_TVA_Transmission | PJM_ROR | TVA_Transmission | Internal | Summer | B8 | 500 | 2500 | 0 | 49.96 | 53.94 | 6 | 0
2035 | PJM_ROR_2_TVA_Transmission | PJM_ROR | TVA_Transmission | Internal | Summer | B9 | 800 | 2500 | 36.52 | 47.14 | 53.14 | 6 | 0
2035 | PJM_ROR_2_TVA_Transmission | PJM_ROR | TVA_Transmission | Internal | Summer | B10 | 1262 | 2500 | 0 | 42.58 | 44.91 | 6 | 0
2035 | PJM_ROR_2_TVA_Transmission | PJM_ROR | TVA_Transmission | Internal | Winter | B16 | 25 | 2500 | 933.25 | 64.45 | 70.45 | 6 | 0
2035 | PJM_ROR_2_TVA_Transmission | PJM_ROR | TVA_Transmission | Internal | Winter | B17 | 100 | 2500 | 0 | 60.15 | 62.42 | 6 | 0
2035 | PJM_ROR_2_TVA_Transmission | PJM_ROR | TVA_Transmission | Internal | Winter | B18 | 400 | 2500 | 0 | 57.36 | 60.01 | 6 | 0
2035 | PJM_ROR_2_TVA_Transmission | PJM_ROR | TVA_Transmission | Internal | Winter | B19 | 700 | 2500 | 0 | 54.57 | 56.89 | 6 | 0
2035 | PJM_ROR_2_TVA_Transmission | PJM_ROR | TVA_Transmission | Internal | Winter | B20 | 935 | 2500 | 215.04 | 45.06 | 51.06 | 6 | 0
2035 | PJM_ROR_2_VACAR | PJM_ROR | VACAR | Internal | Shoulder | B11 | 25 | 3000 | 2999.99 | 65.84 | 73.69 | 6 | 1.85
2035 | PJM_ROR_2_VACAR | PJM_ROR | VACAR | Internal | Shoulder | B12 | 200 | 3000 | 1231.76 | 55.86 | 61.86 | 6 | 0
2035 | PJM_ROR_2_VACAR | PJM_ROR | VACAR | Internal | Shoulder | B13 | 600 | 3000 | 180.61 | 53.23 | 59.23 | 6 | 0
2035 | PJM_ROR_2_VACAR | PJM_ROR | VACAR | Internal | Shoulder | B14 | 900 | 3000 | 744.81 | 52.4 | 58.4 | 6 | 0
2035 | PJM_ROR_2_VACAR | PJM_ROR | VACAR | Internal | Shoulder | B15 | 1203 | 3000 | 0 | 47.6 | 53.49 | 6 | 0
2035 | PJM_ROR_2_VACAR | PJM_ROR | VACAR | Internal | Summer | B1 | 10 | 3000 | 1683.97 | 89.86 | 95.86 | 6 | 0
2035 | PJM_ROR_2_VACAR | PJM_ROR | VACAR | Internal | Summer | B2 | 25 | 3000 | 699.26 | 87.45 | 93.45 | 6 | 0
2035 | PJM_ROR_2_VACAR | PJM_ROR | VACAR | Internal | Summer | B3 | 75 | 3000 | 3000 | 81.8 | 92.52 | 6 | 4.72
2035 | PJM_ROR_2_VACAR | PJM_ROR | VACAR | Internal | Summer | B4 | 100 | 3000 | 3000 | 81.8 | 92.52 | 6 | 4.72
2035 | PJM_ROR_2_VACAR | PJM_ROR | VACAR | Internal | Summer | B5 | 200 | 3000 | 2830.48 | 75.98 | 81.98 | 6 | 0
2035 | PJM_ROR_2_VACAR | PJM_ROR | VACAR | Internal | Summer | B6 | 300 | 3000 | 3000 | 58.48 | 67.15 | 6 | 2.66
2035 | PJM_ROR_2_VACAR | PJM_ROR | VACAR | Internal | Summer | B7 | 400 | 3000 | 2767.5 | 51.27 | 57.27 | 6 | 0
2035 | PJM_ROR_2_VACAR | PJM_ROR | VACAR | Internal | Summer | B8 | 500 | 3000 | 781.58 | 49.96 | 55.96 | 6 | 0
2035 | PJM_ROR_2_VACAR | PJM_ROR | VACAR | Internal | Summer | B9 | 800 | 3000 | 0 | 47.14 | 51.32 | 6 | 0
2035 | PJM_ROR_2_VACAR | PJM_ROR | VACAR | Internal | Summer | B10 | 1262 | 3000 | 746.09 | 42.58 | 48.58 | 6 | 0
2035 | PJM_ROR_2_VACAR | PJM_ROR | VACAR | Internal | Winter | B16 | 25 | 3000 | 3000 | 64.45 | 87.5 | 6 | 17.04
2035 | PJM_ROR_2_VACAR | PJM_ROR | VACAR | Internal | Winter | B17 | 100 | 3000 | 3000 | 60.15 | 67.56 | 6 | 1.4
2035 | PJM_ROR_2_VACAR | PJM_ROR | VACAR | Internal | Winter | B18 | 400 | 3000 | 1288.51 | 57.36 | 63.36 | 6 | 0
2035 | PJM_ROR_2_VACAR | PJM_ROR | VACAR | Internal | Winter | B19 | 700 | 3000 | 0 | 54.57 | 58.45 | 6 | 0
2035 | PJM_ROR_2_VACAR | PJM_ROR | VACAR | Internal | Winter | B20 | 935 | 3000 | 830.68 | 45.06 | 51.06 | 6 | 0
2035 | PJM_ROM_2_NYISO_A-F | PJM_ROM | NYISO_A-F | Internal | Shoulder | B11 | 25 | 2000 | 0 | 65.83 | 49.65 | 6 | 0
2035 | PJM_ROM_2_NYISO_A-F | PJM_ROM | NYISO_A-F | Internal | Shoulder | B12 | 200 | 2000 | 0 | 55.85 | 49.65 | 6 | 0
2035 | PJM_ROM_2_NYISO_A-F | PJM_ROM | NYISO_A-F | Internal | Shoulder | B13 | 600 | 2000 | 0 | 53.24 | 47.01 | 6 | 0
2035 | PJM_ROM_2_NYISO_A-F | PJM_ROM | NYISO_A-F | Internal | Shoulder | B14 | 900 | 2000 | 0 | 52.38 | 47 | 6 | 0
2035 | PJM_ROM_2_NYISO_A-F | PJM_ROM | NYISO_A-F | Internal | Shoulder | B15 | 1203 | 2000 | 0 | 47.61 | 47 | 6 | 0
2035 | PJM_ROM_2_NYISO_A-F | PJM_ROM | NYISO_A-F | Internal | Summer | B1 | 10 | 2000 | 0 | 89.87 | 81.87 | 6 | 0
2035 | PJM_ROM_2_NYISO_A-F | PJM_ROM | NYISO_A-F | Internal | Summer | B2 | 25 | 2000 | 0 | 87.46 | 79.46 | 6 | 0
2035 | PJM_ROM_2_NYISO_A-F | PJM_ROM | NYISO_A-F | Internal | Summer | B3 | 75 | 2000 | 0 | 81.79 | 63.39 | 6 | 0
2035 | PJM_ROM_2_NYISO_A-F | PJM_ROM | NYISO_A-F | Internal | Summer | B4 | 100 | 2000 | 0 | 81.79 | 53.05 | 6 | 0
2035 | PJM_ROM_2_NYISO_A-F | PJM_ROM | NYISO_A-F | Internal | Summer | B5 | 200 | 2000 | 0 | 75.97 | 53.05 | 6 | 0
2035 | PJM_ROM_2_NYISO_A-F | PJM_ROM | NYISO_A-F | Internal | Summer | B6 | 300 | 2000 | 0 | 58.47 | 50.47 | 6 | 0
2035 | PJM_ROM_2_NYISO_A-F | PJM_ROM | NYISO_A-F | Internal | Summer | B7 | 400 | 2000 | 0 | 51.26 | 46.06 | 6 | 0
2035 | PJM_ROM_2_NYISO_A-F | PJM_ROM | NYISO_A-F | Internal | Summer | B8 | 500 | 2000 | 0 | 49.95 | 45.77 | 6 | 0
2035 | PJM_ROM_2_NYISO_A-F | PJM_ROM | NYISO_A-F | Internal | Summer | B9 | 800 | 2000 | 0 | 47.15 | 45.76 | 6 | 0
2035 | PJM_ROM_2_NYISO_A-F | PJM_ROM | NYISO_A-F | Internal | Summer | B10 | 1262 | 2000 | 0 | 42.59 | 45.76 | 6 | 0
2035 | PJM_ROM_2_NYISO_A-F | PJM_ROM | NYISO_A-F | Internal | Winter | B16 | 25 | 2000 | 0 | 64.44 | 54.22 | 6 | 0
2035 | PJM_ROM_2_NYISO_A-F | PJM_ROM | NYISO_A-F | Internal | Winter | B17 | 100 | 2000 | 0 | 60.14 | 52.36 | 6 | 0
2035 | PJM_ROM_2_NYISO_A-F | PJM_ROM | NYISO_A-F | Internal | Winter | B18 | 400 | 2000 | 0 | 57.37 | 51.07 | 6 | 0
2035 | PJM_ROM_2_NYISO_A-F | PJM_ROM | NYISO_A-F | Internal | Winter | B19 | 700 | 2000 | 0 | 54.58 | 51.07 | 6 | 0
2035 | PJM_ROM_2_NYISO_A-F | PJM_ROM | NYISO_A-F | Internal | Winter | B20 | 935 | 2000 | 1924.76 | 45.07 | 51.07 | 6 | 0
2035 | PJM_ROM_2_PJM_E | PJM_ROM | PJM_E | Internal | Shoulder | B11 | 25 | 8000 | 0.46 | 65.83 | 65.82 | 0.01 | 0
2035 | PJM_ROM_2_PJM_E | PJM_ROM | PJM_E | Internal | Shoulder | B12 | 200 | 8000 | 0.06 | 55.85 | 55.83 | 0.01 | 0
2035 | PJM_ROM_2_PJM_E | PJM_ROM | PJM_E | Internal | Shoulder | B13 | 600 | 8000 | 0.02 | 53.24 | 53.22 | 0.01 | 0
2035 | PJM_ROM_2_PJM_E | PJM_ROM | PJM_E | Internal | Shoulder | B14 | 900 | 8000 | 0.01 | 52.38 | 52.37 | 0.01 | 0
2035 | PJM_ROM_2_PJM_E | PJM_ROM | PJM_E | Internal | Shoulder | B15 | 1203 | 8000 | 74.58 | 47.61 | 47.62 | 0.01 | 0
2035 | PJM_ROM_2_PJM_E | PJM_ROM | PJM_E | Internal | Summer | B1 | 10 | 8000 | 4351.96 | 89.87 | 89.88 | 0.01 | 0
2035 | PJM_ROM_2_PJM_E | PJM_ROM | PJM_E | Internal | Summer | B2 | 25 | 8000 | 3433.56 | 87.46 | 87.47 | 0.01 | 0
2035 | PJM_ROM_2_PJM_E | PJM_ROM | PJM_E | Internal | Summer | B3 | 75 | 8000 | 0.17 | 81.79 | 81.78 | 0.01 | 0
2035 | PJM_ROM_2_PJM_E | PJM_ROM | PJM_E | Internal | Summer | B4 | 100 | 8000 | 0.12 | 81.79 | 81.78 | 0.01 | 0
2035 | PJM_ROM_2_PJM_E | PJM_ROM | PJM_E | Internal | Summer | B5 | 200 | 8000 | 0.06 | 75.97 | 75.95 | 0.01 | 0
2035 | PJM_ROM_2_PJM_E | PJM_ROM | PJM_E | Internal | Summer | B6 | 300 | 8000 | 0.04 | 58.47 | 58.46 | 0.01 | 0
2035 | PJM_ROM_2_PJM_E | PJM_ROM | PJM_E | Internal | Summer | B7 | 400 | 8000 | 0.03 | 51.26 | 51.25 | 0.01 | 0
2035 | PJM_ROM_2_PJM_E | PJM_ROM | PJM_E | Internal | Summer | B8 | 500 | 8000 | 0.03 | 49.95 | 49.94 | 0.01 | 0
2035 | PJM_ROM_2_PJM_E | PJM_ROM | PJM_E | Internal | Summer | B9 | 800 | 8000 | 1607.87 | 47.15 | 47.16 | 0.01 | 0
2035 | PJM_ROM_2_PJM_E | PJM_ROM | PJM_E | Internal | Summer | B10 | 1262 | 8000 | 3846.43 | 42.59 | 42.6 | 0.01 | 0
2035 | PJM_ROM_2_PJM_E | PJM_ROM | PJM_E | Internal | Winter | B16 | 25 | 8000 | 9.08 | 64.44 | 64.45 | 0.01 | 0
2035 | PJM_ROM_2_PJM_E | PJM_ROM | PJM_E | Internal | Winter | B17 | 100 | 8000 | 0.13 | 60.14 | 60.13 | 0.01 | 0
2035 | PJM_ROM_2_PJM_E | PJM_ROM | PJM_E | Internal | Winter | B18 | 400 | 8000 | 988.03 | 57.37 | 57.39 | 0.01 | 0
2035 | PJM_ROM_2_PJM_E | PJM_ROM | PJM_E | Internal | Winter | B19 | 700 | 8000 | 2716.94 | 54.58 | 54.59 | 0.01 | 0
2035 | PJM_ROM_2_PJM_E | PJM_ROM | PJM_E | Internal | Winter | B20 | 935 | 8000 | 4239.47 | 45.07 | 45.08 | 0.01 | 0
2035 | PJM_ROM_2_PJM_ROR | PJM_ROM | PJM_ROR | Internal | Shoulder | B11 | 25 | 8000 | 4114.19 | 65.83 | 65.84 | 0.01 | 0
2035 | PJM_ROM_2_PJM_ROR | PJM_ROM | PJM_ROR | Internal | Shoulder | B12 | 200 | 8000 | 2358.67 | 55.85 | 55.86 | 0.01 | 0
2035 | PJM_ROM_2_PJM_ROR | PJM_ROM | PJM_ROR | Internal | Shoulder | B13 | 600 | 8000 | 0.05 | 53.24 | 53.23 | 0.01 | 0
2035 | PJM_ROM_2_PJM_ROR | PJM_ROM | PJM_ROR | Internal | Shoulder | B14 | 900 | 8000 | 1001.03 | 52.38 | 52.4 | 0.01 | 0
2035 | PJM_ROM_2_PJM_ROR | PJM_ROM | PJM_ROR | Internal | Shoulder | B15 | 1203 | 8000 | 0.01 | 47.61 | 47.6 | 0.01 | 0
2035 | PJM_ROM_2_PJM_ROR | PJM_ROM | PJM_ROR | Internal | Summer | B1 | 10 | 8000 | 1.11 | 89.87 | 89.86 | 0.01 | 0
2035 | PJM_ROM_2_PJM_ROR | PJM_ROM | PJM_ROR | Internal | Summer | B2 | 25 | 8000 | 0.46 | 87.46 | 87.45 | 0.01 | 0
2035 | PJM_ROM_2_PJM_ROR | PJM_ROM | PJM_ROR | Internal | Summer | B3 | 75 | 8000 | 1885.54 | 81.79 | 81.8 | 0.01 | 0
2035 | PJM_ROM_2_PJM_ROR | PJM_ROM | PJM_ROR | Internal | Summer | B4 | 100 | 8000 | 4969.37 | 81.79 | 81.8 | 0.01 | 0
2035 | PJM_ROM_2_PJM_ROR | PJM_ROM | PJM_ROR | Internal | Summer | B5 | 200 | 8000 | 5004.62 | 75.97 | 75.98 | 0.01 | 0
2035 | PJM_ROM_2_PJM_ROR | PJM_ROM | PJM_ROR | Internal | Summer | B6 | 300 | 8000 | 1681.54 | 58.47 | 58.48 | 0.01 | 0
2035 | PJM_ROM_2_PJM_ROR | PJM_ROM | PJM_ROR | Internal | Summer | B7 | 400 | 8000 | 2654.24 | 51.26 | 51.27 | 0.01 | 0
2035 | PJM_ROM_2_PJM_ROR | PJM_ROM | PJM_ROR | Internal | Summer | B8 | 500 | 8000 | 348.42 | 49.95 | 49.96 | 0.01 | 0
2035 | PJM_ROM_2_PJM_ROR | PJM_ROM | PJM_ROR | Internal | Summer | B9 | 800 | 8000 | 0.02 | 47.15 | 47.14 | 0.01 | 0
2035 | PJM_ROM_2_PJM_ROR | PJM_ROM | PJM_ROR | Internal | Summer | B10 | 1262 | 8000 | 0 | 42.59 | 42.58 | 0.01 | 0
2035 | PJM_ROM_2_PJM_ROR | PJM_ROM | PJM_ROR | Internal | Winter | B16 | 25 | 8000 | 1732.33 | 64.44 | 64.45 | 0.01 | 0
2035 | PJM_ROM_2_PJM_ROR | PJM_ROM | PJM_ROR | Internal | Winter | B17 | 100 | 8000 | 77.06 | 60.14 | 60.15 | 0.01 | 0
2035 | PJM_ROM_2_PJM_ROR | PJM_ROM | PJM_ROR | Internal | Winter | B18 | 400 | 8000 | 0.03 | 57.37 | 57.36 | 0.01 | 0
2035 | PJM_ROM_2_PJM_ROR | PJM_ROM | PJM_ROR | Internal | Winter | B19 | 700 | 8000 | 0.02 | 54.58 | 54.57 | 0.01 | 0
2035 | PJM_ROM_2_PJM_ROR | PJM_ROM | PJM_ROR | Internal | Winter | B20 | 935 | 8000 | 0.01 | 45.07 | 45.06 | 0.01 | 0
2035 | SOCO_2_ENT | SOCO | ENT | Internal | Shoulder | B11 | 25 | 2400 | 0 | 80.69 | 72.69 | 10 | 0
2035 | SOCO_2_ENT | SOCO | ENT | Internal | Shoulder | B12 | 200 | 2400 | 0 | 55.72 | 55.85 | 10 | 0
2035 | SOCO_2_ENT | SOCO | ENT | Internal | Shoulder | B13 | 600 | 2400 | 0 | 55.72 | 55.45 | 10 | 0
2035 | SOCO_2_ENT | SOCO | ENT | Internal | Shoulder | B14 | 900 | 2400 | 0 | 55.72 | 55.45 | 10 | 0
2035 | SOCO_2_ENT | SOCO | ENT | Internal | Shoulder | B15 | 1203 | 2400 | 0 | 55.72 | 53.61 | 10 | 0
2035 | SOCO_2_ENT | SOCO | ENT | Internal | Summer | B1 | 10 | 2400 | 0 | 97.32 | 89.32 | 10 | 0
2035 | SOCO_2_ENT | SOCO | ENT | Internal | Summer | B2 | 25 | 2400 | 0 | 90.9 | 89.32 | 10 | 0
2035 | SOCO_2_ENT | SOCO | ENT | Internal | Summer | B3 | 75 | 2400 | 0 | 90.9 | 89.32 | 10 | 0
2035 | SOCO_2_ENT | SOCO | ENT | Internal | Summer | B4 | 100 | 2400 | 0 | 90.9 | 87.53 | 10 | 0
2035 | SOCO_2_ENT | SOCO | ENT | Internal | Summer | B5 | 200 | 2400 | 0 | 88.45 | 80.45 | 10 | 0
2035 | SOCO_2_ENT | SOCO | ENT | Internal | Summer | B6 | 300 | 2400 | 0 | 71.27 | 63.27 | 10 | 0
2035 | SOCO_2_ENT | SOCO | ENT | Internal | Summer | B7 | 400 | 2400 | 0 | 61.35 | 54.06 | 10 | 0
2035 | SOCO_2_ENT | SOCO | ENT | Internal | Summer | B8 | 500 | 2400 | 0 | 54.18 | 53.67 | 10 | 0
2035 | SOCO_2_ENT | SOCO | ENT | Internal | Summer | B9 | 800 | 2400 | 0 | 54.18 | 53.14 | 10 | 0
2035 | SOCO_2_ENT | SOCO | ENT | Internal | Summer | B10 | 1262 | 2400 | 0 | 53.91 | 51.81 | 10 | 0
2035 | SOCO_2_ENT | SOCO | ENT | Internal | Winter | B16 | 25 | 2400 | 0 | 77.5 | 64.76 | 10 | 0
2035 | SOCO_2_ENT | SOCO | ENT | Internal | Winter | B17 | 100 | 2400 | 0 | 59.07 | 58.99 | 10 | 0
2035 | SOCO_2_ENT | SOCO | ENT | Internal | Winter | B18 | 400 | 2400 | 0 | 59.07 | 58.99 | 10 | 0
2035 | SOCO_2_ENT | SOCO | ENT | Internal | Winter | B19 | 700 | 2400 | 0 | 59.07 | 57.03 | 10 | 0
2035 | SOCO_2_ENT | SOCO | ENT | Internal | Winter | B20 | 935 | 2400 | 0 | 58.06 | 51.06 | 10 | 0
2035 | SOCO_2_FRCC | SOCO | FRCC | Internal | Shoulder | B11 | 25 | 3700 | 3700 | 80.69 | 97.93 | 10 | 7.24
2035 | SOCO_2_FRCC | SOCO | FRCC | Internal | Shoulder | B12 | 200 | 3700 | 688.76 | 55.72 | 65.72 | 10 | 0
2035 | SOCO_2_FRCC | SOCO | FRCC | Internal | Shoulder | B13 | 600 | 3700 | 0 | 55.72 | 63.63 | 10 | 0
2035 | SOCO_2_FRCC | SOCO | FRCC | Internal | Shoulder | B14 | 900 | 3700 | 0 | 55.72 | 61.48 | 10 | 0
2035 | SOCO_2_FRCC | SOCO | FRCC | Internal | Shoulder | B15 | 1203 | 3700 | 0 | 55.72 | 60.99 | 10 | 0
2035 | SOCO_2_FRCC | SOCO | FRCC | Internal | Summer | B1 | 10 | 3700 | 1375.38 | 97.32 | 107.32 | 10 | 0
2035 | SOCO_2_FRCC | SOCO | FRCC | Internal | Summer | B2 | 25 | 3700 | 0 | 90.9 | 98.45 | 10 | 0
2035 | SOCO_2_FRCC | SOCO | FRCC | Internal | Summer | B3 | 75 | 3700 | 0 | 90.9 | 98.45 | 10 | 0
2035 | SOCO_2_FRCC | SOCO | FRCC | Internal | Summer | B4 | 100 | 3700 | 0 | 90.9 | 98.45 | 10 | 0
2035 | SOCO_2_FRCC | SOCO | FRCC | Internal | Summer | B5 | 200 | 3700 | 1441.4 | 88.45 | 98.45 | 10 | 0
2035 | SOCO_2_FRCC | SOCO | FRCC | Internal | Summer | B6 | 300 | 3700 | 2967.5 | 71.27 | 81.27 | 10 | 0
2035 | SOCO_2_FRCC | SOCO | FRCC | Internal | Summer | B7 | 400 | 3700 | 1273.89 | 61.35 | 71.35 | 10 | 0
2035 | SOCO_2_FRCC | SOCO | FRCC | Internal | Summer | B8 | 500 | 3700 | 0 | 54.18 | 62.59 | 10 | 0
2035 | SOCO_2_FRCC | SOCO | FRCC | Internal | Summer | B9 | 800 | 3700 | 0 | 54.18 | 62.59 | 10 | 0
2035 | SOCO_2_FRCC | SOCO | FRCC | Internal | Summer | B10 | 1262 | 3700 | 0 | 53.91 | 59.99 | 10 | 0
2035 | SOCO_2_FRCC | SOCO | FRCC | Internal | Winter | B16 | 25 | 3700 | 2798.82 | 77.5 | 87.5 | 10 | 0
2035 | SOCO_2_FRCC | SOCO | FRCC | Internal | Winter | B17 | 100 | 3700 | 81.02 | 59.07 | 69.07 | 10 | 0
2035 | SOCO_2_FRCC | SOCO | FRCC | Internal | Winter | B18 | 400 | 3700 | 0 | 59.07 | 66.58 | 10 | 0
2035 | SOCO_2_FRCC | SOCO | FRCC | Internal | Winter | B19 | 700 | 3700 | 0 | 59.07 | 63.81 | 10 | 0
2035 | SOCO_2_FRCC | SOCO | FRCC | Internal | Winter | B20 | 935 | 3700 | 0 | 58.06 | 63.81 | 10 | 0
2035 | SOCO_2_TVA_Transmission | SOCO | TVA_Transmission | Internal | Shoulder | B11 | 25 | 2600 | 0 | 80.69 | 71.79 | 10 | 0
2035 | SOCO_2_TVA_Transmission | SOCO | TVA_Transmission | Internal | Shoulder | B12 | 200 | 2600 | 0 | 55.72 | 58.36 | 10 | 0
2035 | SOCO_2_TVA_Transmission | SOCO | TVA_Transmission | Internal | Shoulder | B13 | 600 | 2600 | 0 | 55.72 | 56.99 | 10 | 0
2035 | SOCO_2_TVA_Transmission | SOCO | TVA_Transmission | Internal | Shoulder | B14 | 900 | 2600 | 0 | 55.72 | 55.03 | 10 | 0
2035 | SOCO_2_TVA_Transmission | SOCO | TVA_Transmission | Internal | Shoulder | B15 | 1203 | 2600 | 0 | 55.72 | 53.6 | 10 | 0
2035 | SOCO_2_TVA_Transmission | SOCO | TVA_Transmission | Internal | Summer | B1 | 10 | 2600 | 0 | 97.32 | 95.83 | 10 | 0
2035 | SOCO_2_TVA_Transmission | SOCO | TVA_Transmission | Internal | Summer | B2 | 25 | 2600 | 0 | 90.9 | 93.45 | 10 | 0
2035 | SOCO_2_TVA_Transmission | SOCO | TVA_Transmission | Internal | Summer | B3 | 75 | 2600 | 0 | 90.9 | 87.8 | 10 | 0
2035 | SOCO_2_TVA_Transmission | SOCO | TVA_Transmission | Internal | Summer | B4 | 100 | 2600 | 0 | 90.9 | 87.8 | 10 | 0
2035 | SOCO_2_TVA_Transmission | SOCO | TVA_Transmission | Internal | Summer | B5 | 200 | 2600 | 0 | 88.45 | 81.14 | 10 | 0
2035 | SOCO_2_TVA_Transmission | SOCO | TVA_Transmission | Internal | Summer | B6 | 300 | 2600 | 0 | 71.27 | 63.43 | 10 | 0
2035 | SOCO_2_TVA_Transmission | SOCO | TVA_Transmission | Internal | Summer | B7 | 400 | 2600 | 0 | 61.35 | 55.42 | 10 | 0
2035 | SOCO_2_TVA_Transmission | SOCO | TVA_Transmission | Internal | Summer | B8 | 500 | 2600 | 0 | 54.18 | 53.94 | 10 | 0
2035 | SOCO_2_TVA_Transmission | SOCO | TVA_Transmission | Internal | Summer | B9 | 800 | 2600 | 0 | 54.18 | 53.14 | 10 | 0
2035 | SOCO_2_TVA_Transmission | SOCO | TVA_Transmission | Internal | Summer | B10 | 1262 | 2600 | 0 | 53.91 | 44.91 | 10 | 0
2035 | SOCO_2_TVA_Transmission | SOCO | TVA_Transmission | Internal | Winter | B16 | 25 | 2600 | 0 | 77.5 | 70.45 | 10 | 0
2035 | SOCO_2_TVA_Transmission | SOCO | TVA_Transmission | Internal | Winter | B17 | 100 | 2600 | 0 | 59.07 | 62.42 | 10 | 0
2035 | SOCO_2_TVA_Transmission | SOCO | TVA_Transmission | Internal | Winter | B18 | 400 | 2600 | 0 | 59.07 | 60.01 | 10 | 0
2035 | SOCO_2_TVA_Transmission | SOCO | TVA_Transmission | Internal | Winter | B19 | 700 | 2600 | 0 | 59.07 | 56.89 | 10 | 0
2035 | SOCO_2_TVA_Transmission | SOCO | TVA_Transmission | Internal | Winter | B20 | 935 | 2600 | 0 | 58.06 | 51.06 | 10 | 0
2035 | SOCO_2_VACAR | SOCO | VACAR | Internal | Shoulder | B11 | 25 | 2000 | 0 | 80.69 | 73.69 | 10 | 0
2035 | SOCO_2_VACAR | SOCO | VACAR | Internal | Shoulder | B12 | 200 | 2000 | 0 | 55.72 | 61.86 | 10 | 0
2035 | SOCO_2_VACAR | SOCO | VACAR | Internal | Shoulder | B13 | 600 | 2000 | 0 | 55.72 | 59.23 | 10 | 0
2035 | SOCO_2_VACAR | SOCO | VACAR | Internal | Shoulder | B14 | 900 | 2000 | 0 | 55.72 | 58.4 | 10 | 0
2035 | SOCO_2_VACAR | SOCO | VACAR | Internal | Shoulder | B15 | 1203 | 2000 | 0 | 55.72 | 53.49 | 10 | 0
2035 | SOCO_2_VACAR | SOCO | VACAR | Internal | Summer | B1 | 10 | 2000 | 0 | 97.32 | 95.86 | 10 | 0
2035 | SOCO_2_VACAR | SOCO | VACAR | Internal | Summer | B2 | 25 | 2000 | 0 | 90.9 | 93.45 | 10 | 0
2035 | SOCO_2_VACAR | SOCO | VACAR | Internal | Summer | B3 | 75 | 2000 | 0 | 90.9 | 92.52 | 10 | 0
2035 | SOCO_2_VACAR | SOCO | VACAR | Internal | Summer | B4 | 100 | 2000 | 0 | 90.9 | 92.52 | 10 | 0
2035 | SOCO_2_VACAR | SOCO | VACAR | Internal | Summer | B5 | 200 | 2000 | 0 | 88.45 | 81.98 | 10 | 0
2035 | SOCO_2_VACAR | SOCO | VACAR | Internal | Summer | B6 | 300 | 2000 | 0 | 71.27 | 67.15 | 10 | 0
2035 | SOCO_2_VACAR | SOCO | VACAR | Internal | Summer | B7 | 400 | 2000 | 0 | 61.35 | 57.27 | 10 | 0
2035 | SOCO_2_VACAR | SOCO | VACAR | Internal | Summer | B8 | 500 | 2000 | 0 | 54.18 | 55.96 | 10 | 0
2035 | SOCO_2_VACAR | SOCO | VACAR | Internal | Summer | B9 | 800 | 2000 | 0 | 54.18 | 51.32 | 10 | 0
2035 | SOCO_2_VACAR | SOCO | VACAR | Internal | Summer | B10 | 1262 | 2000 | 0 | 53.91 | 48.58 | 10 | 0
2035 | SOCO_2_VACAR | SOCO | VACAR | Internal | Winter | B16 | 25 | 2000 | 493.54 | 77.5 | 87.5 | 10 | 0
2035 | SOCO_2_VACAR | SOCO | VACAR | Internal | Winter | B17 | 100 | 2000 | 0 | 59.07 | 67.56 | 10 | 0
2035 | SOCO_2_VACAR | SOCO | VACAR | Internal | Winter | B18 | 400 | 2000 | 0 | 59.07 | 63.36 | 10 | 0
2035 | SOCO_2_VACAR | SOCO | VACAR | Internal | Winter | B19 | 700 | 2000 | 0 | 59.07 | 58.45 | 10 | 0
2035 | SOCO_2_VACAR | SOCO | VACAR | Internal | Winter | B20 | 935 | 2000 | 0 | 58.06 | 51.06 | 10 | 0
2035 | SPP_N_2_ENT | SPP_N | ENT | Internal | Shoulder | B11 | 25 | 1800 | 0 | 71.07 | 72.69 | 5 | 0
2035 | SPP_N_2_ENT | SPP_N | ENT | Internal | Shoulder | B12 | 200 | 1800 | 0 | 53.87 | 55.85 | 5 | 0
2035 | SPP_N_2_ENT | SPP_N | ENT | Internal | Shoulder | B13 | 600 | 1800 | 0 | 53.5 | 55.45 | 5 | 0
2035 | SPP_N_2_ENT | SPP_N | ENT | Internal | Shoulder | B14 | 900 | 1800 | 0 | 53.41 | 55.45 | 5 | 0
2035 | SPP_N_2_ENT | SPP_N | ENT | Internal | Shoulder | B15 | 1203 | 1800 | 0 | 50.28 | 53.61 | 5 | 0
2035 | SPP_N_2_ENT | SPP_N | ENT | Internal | Summer | B1 | 10 | 1800 | 0 | 88.32 | 89.32 | 5 | 0
2035 | SPP_N_2_ENT | SPP_N | ENT | Internal | Summer | B2 | 25 | 1800 | 0 | 88.32 | 89.32 | 5 | 0
2035 | SPP_N_2_ENT | SPP_N | ENT | Internal | Summer | B3 | 75 | 1800 | 0 | 88.32 | 89.32 | 5 | 0
2035 | SPP_N_2_ENT | SPP_N | ENT | Internal | Summer | B4 | 100 | 1800 | 0 | 88.32 | 87.53 | 5 | 0
2035 | SPP_N_2_ENT | SPP_N | ENT | Internal | Summer | B5 | 200 | 1800 | 0 | 83.61 | 80.45 | 5 | 0
2035 | SPP_N_2_ENT | SPP_N | ENT | Internal | Summer | B6 | 300 | 1800 | 0 | 61.66 | 63.27 | 5 | 0
2035 | SPP_N_2_ENT | SPP_N | ENT | Internal | Summer | B7 | 400 | 1800 | 0 | 54.11 | 54.06 | 5 | 0
2035 | SPP_N_2_ENT | SPP_N | ENT | Internal | Summer | B8 | 500 | 1800 | 0 | 51.71 | 53.67 | 5 | 0
2035 | SPP_N_2_ENT | SPP_N | ENT | Internal | Summer | B9 | 800 | 1800 | 0 | 51.6 | 53.14 | 5 | 0
2035 | SPP_N_2_ENT | SPP_N | ENT | Internal | Summer | B10 | 1262 | 1800 | 1519.57 | 46.81 | 51.81 | 5 | 0
2035 | SPP_N_2_ENT | SPP_N | ENT | Internal | Winter | B16 | 25 | 1800 | 0 | 62.45 | 64.76 | 5 | 0
2035 | SPP_N_2_ENT | SPP_N | ENT | Internal | Winter | B17 | 100 | 1800 | 0 | 57.14 | 58.99 | 5 | 0
2035 | SPP_N_2_ENT | SPP_N | ENT | Internal | Winter | B18 | 400 | 1800 | 0 | 56.99 | 58.99 | 5 | 0
2035 | SPP_N_2_ENT | SPP_N | ENT | Internal | Winter | B19 | 700 | 1800 | 0 | 56.99 | 57.03 | 5 | 0
2035 | SPP_N_2_ENT | SPP_N | ENT | Internal | Winter | B20 | 935 | 1800 | 519.24 | 46.06 | 51.06 | 5 | 0
2035 | SPP_N_2_MISO_MO-IL | SPP_N | MISO_MO-IL | Internal | Shoulder | B11 | 25 | 2000 | 0 | 71.07 | 64.69 | 5 | 0
2035 | SPP_N_2_MISO_MO-IL | SPP_N | MISO_MO-IL | Internal | Shoulder | B12 | 200 | 2000 | 0 | 53.87 | 53.87 | 5 | 0
2035 | SPP_N_2_MISO_MO-IL | SPP_N | MISO_MO-IL | Internal | Shoulder | B13 | 600 | 2000 | 0 | 53.5 | 52.96 | 5 | 0
2035 | SPP_N_2_MISO_MO-IL | SPP_N | MISO_MO-IL | Internal | Shoulder | B14 | 900 | 2000 | 0 | 53.41 | 50.54 | 5 | 0
2035 | SPP_N_2_MISO_MO-IL | SPP_N | MISO_MO-IL | Internal | Shoulder | B15 | 1203 | 2000 | 0 | 50.28 | 45.61 | 5 | 0
2035 | SPP_N_2_MISO_MO-IL | SPP_N | MISO_MO-IL | Internal | Summer | B1 | 10 | 2000 | 0 | 88.32 | 87.83 | 5 | 0
2035 | SPP_N_2_MISO_MO-IL | SPP_N | MISO_MO-IL | Internal | Summer | B2 | 25 | 2000 | 0 | 88.32 | 85.45 | 5 | 0
2035 | SPP_N_2_MISO_MO-IL | SPP_N | MISO_MO-IL | Internal | Summer | B3 | 75 | 2000 | 0 | 88.32 | 83.22 | 5 | 0
2035 | SPP_N_2_MISO_MO-IL | SPP_N | MISO_MO-IL | Internal | Summer | B4 | 100 | 2000 | 0 | 88.32 | 81.31 | 5 | 0
2035 | SPP_N_2_MISO_MO-IL | SPP_N | MISO_MO-IL | Internal | Summer | B5 | 200 | 2000 | 0 | 83.61 | 76.61 | 5 | 0
2035 | SPP_N_2_MISO_MO-IL | SPP_N | MISO_MO-IL | Internal | Summer | B6 | 300 | 2000 | 0 | 61.66 | 56.47 | 5 | 0
2035 | SPP_N_2_MISO_MO-IL | SPP_N | MISO_MO-IL | Internal | Summer | B7 | 400 | 2000 | 0 | 54.11 | 49.74 | 5 | 0
2035 | SPP_N_2_MISO_MO-IL | SPP_N | MISO_MO-IL | Internal | Summer | B8 | 500 | 2000 | 0 | 51.71 | 48.8 | 5 | 0
2035 | SPP_N_2_MISO_MO-IL | SPP_N | MISO_MO-IL | Internal | Summer | B9 | 800 | 2000 | 0 | 51.6 | 45.14 | 5 | 0
2035 | SPP_N_2_MISO_MO-IL | SPP_N | MISO_MO-IL | Internal | Summer | B10 | 1262 | 2000 | 0 | 46.81 | 40.57 | 5 | 0
2035 | SPP_N_2_MISO_MO-IL | SPP_N | MISO_MO-IL | Internal | Winter | B16 | 25 | 2000 | 0 | 62.45 | 62.45 | 5 | 0
2035 | SPP_N_2_MISO_MO-IL | SPP_N | MISO_MO-IL | Internal | Winter | B17 | 100 | 2000 | 0 | 57.14 | 58.03 | 5 | 0
2035 | SPP_N_2_MISO_MO-IL | SPP_N | MISO_MO-IL | Internal | Winter | B18 | 400 | 2000 | 0 | 56.99 | 55.36 | 5 | 0
2035 | SPP_N_2_MISO_MO-IL | SPP_N | MISO_MO-IL | Internal | Winter | B19 | 700 | 2000 | 0 | 56.99 | 52.65 | 5 | 0
2035 | SPP_N_2_MISO_MO-IL | SPP_N | MISO_MO-IL | Internal | Winter | B20 | 935 | 2000 | 0 | 46.06 | 43.06 | 5 | 0
2035 | SPP_N_2_MISO_W | SPP_N | MISO_W | Internal | Shoulder | B11 | 25 | 750 | 0 | 71.07 | 64.68 | 5 | 0
2035 | SPP_N_2_MISO_W | SPP_N | MISO_W | Internal | Shoulder | B12 | 200 | 750 | 0 | 53.87 | 53.86 | 5 | 0
2035 | SPP_N_2_MISO_W | SPP_N | MISO_W | Internal | Shoulder | B13 | 600 | 750 | 0 | 53.5 | 52.97 | 5 | 0
2035 | SPP_N_2_MISO_W | SPP_N | MISO_W | Internal | Shoulder | B14 | 900 | 750 | 0 | 53.41 | 50.56 | 5 | 0
2035 | SPP_N_2_MISO_W | SPP_N | MISO_W | Internal | Shoulder | B15 | 1203 | 750 | 0 | 50.28 | 45.6 | 5 | 0
2035 | SPP_N_2_MISO_W | SPP_N | MISO_W | Internal | Summer | B1 | 10 | 750 | 0 | 88.32 | 87.82 | 5 | 0
2035 | SPP_N_2_MISO_W | SPP_N | MISO_W | Internal | Summer | B2 | 25 | 750 | 0 | 88.32 | 85.44 | 5 | 0
2035 | SPP_N_2_MISO_W | SPP_N | MISO_W | Internal | Summer | B3 | 75 | 750 | 0 | 88.32 | 83.79 | 5 | 0
2035 | SPP_N_2_MISO_W | SPP_N | MISO_W | Internal | Summer | B4 | 100 | 750 | 0 | 88.32 | 81.32 | 5 | 0
2035 | SPP_N_2_MISO_W | SPP_N | MISO_W | Internal | Summer | B5 | 200 | 750 | 0 | 83.61 | 76.61 | 5 | 0
2035 | SPP_N_2_MISO_W | SPP_N | MISO_W | Internal | Summer | B6 | 300 | 750 | 0 | 61.66 | 56.46 | 5 | 0
2035 | SPP_N_2_MISO_W | SPP_N | MISO_W | Internal | Summer | B7 | 400 | 750 | 0 | 54.11 | 49.73 | 5 | 0
2035 | SPP_N_2_MISO_W | SPP_N | MISO_W | Internal | Summer | B8 | 500 | 750 | 0 | 51.71 | 48.81 | 5 | 0
2035 | SPP_N_2_MISO_W | SPP_N | MISO_W | Internal | Summer | B9 | 800 | 750 | 0 | 51.6 | 45.14 | 5 | 0
2035 | SPP_N_2_MISO_W | SPP_N | MISO_W | Internal | Summer | B10 | 1262 | 750 | 0 | 46.81 | 40.55 | 5 | 0
2035 | SPP_N_2_MISO_W | SPP_N | MISO_W | Internal | Winter | B16 | 25 | 750 | 0 | 62.45 | 62.44 | 5 | 0
2035 | SPP_N_2_MISO_W | SPP_N | MISO_W | Internal | Winter | B17 | 100 | 750 | 0 | 57.14 | 58.02 | 5 | 0
2035 | SPP_N_2_MISO_W | SPP_N | MISO_W | Internal | Winter | B18 | 400 | 750 | 0 | 56.99 | 55.37 | 5 | 0
2035 | SPP_N_2_MISO_W | SPP_N | MISO_W | Internal | Winter | B19 | 700 | 750 | 0 | 56.99 | 52.66 | 5 | 0
2035 | SPP_N_2_MISO_W | SPP_N | MISO_W | Internal | Winter | B20 | 935 | 750 | 0 | 46.06 | 43.04 | 5 | 0
2035 | SPP_N_2_NE | SPP_N | NE | Internal | Shoulder | B11 | 25 | 330 | 0.39 | 71.07 | 71.06 | 0.01 | 0
2035 | SPP_N_2_NE | SPP_N | NE | Internal | Shoulder | B12 | 200 | 330 | 0.06 | 53.87 | 53.86 | 0.01 | 0
2035 | SPP_N_2_NE | SPP_N | NE | Internal | Shoulder | B13 | 600 | 330 | 0.02 | 53.5 | 53.49 | 0.01 | 0
2035 | SPP_N_2_NE | SPP_N | NE | Internal | Shoulder | B14 | 900 | 330 | 0.01 | 53.41 | 53.4 | 0.01 | 0
2035 | SPP_N_2_NE | SPP_N | NE | Internal | Shoulder | B15 | 1203 | 330 | 0 | 50.28 | 50.27 | 0.01 | 0
2035 | SPP_N_2_NE | SPP_N | NE | Internal | Summer | B1 | 10 | 330 | 0.06 | 88.32 | 87.82 | 0.01 | 0
2035 | SPP_N_2_NE | SPP_N | NE | Internal | Summer | B2 | 25 | 330 | 0.01 | 88.32 | 87.53 | 0.01 | 0
2035 | SPP_N_2_NE | SPP_N | NE | Internal | Summer | B3 | 75 | 330 | 0 | 88.32 | 87.53 | 0.01 | 0
2035 | SPP_N_2_NE | SPP_N | NE | Internal | Summer | B4 | 100 | 330 | 0 | 88.32 | 87.53 | 0.01 | 0
2035 | SPP_N_2_NE | SPP_N | NE | Internal | Summer | B5 | 200 | 330 | 0.06 | 83.61 | 83.6 | 0.01 | 0
2035 | SPP_N_2_NE | SPP_N | NE | Internal | Summer | B6 | 300 | 330 | 0.04 | 61.66 | 61.65 | 0.01 | 0
2035 | SPP_N_2_NE | SPP_N | NE | Internal | Summer | B7 | 400 | 330 | 0.03 | 54.11 | 54.1 | 0.01 | 0
2035 | SPP_N_2_NE | SPP_N | NE | Internal | Summer | B8 | 500 | 330 | 0 | 51.71 | 49.16 | 0.01 | 0
2035 | SPP_N_2_NE | SPP_N | NE | Internal | Summer | B9 | 800 | 330 | 0 | 51.6 | 49.16 | 0.01 | 0
2035 | SPP_N_2_NE | SPP_N | NE | Internal | Summer | B10 | 1262 | 330 | 0 | 46.81 | 41.96 | 0.01 | 0
2035 | SPP_N_2_NE | SPP_N | NE | Internal | Winter | B16 | 25 | 330 | 0.42 | 62.45 | 62.44 | 0.01 | 0
2035 | SPP_N_2_NE | SPP_N | NE | Internal | Winter | B17 | 100 | 330 | 0.11 | 57.14 | 57.13 | 0.01 | 0
2035 | SPP_N_2_NE | SPP_N | NE | Internal | Winter | B18 | 400 | 330 | 0.03 | 56.99 | 56.98 | 0.01 | 0
2035 | SPP_N_2_NE | SPP_N | NE | Internal | Winter | B19 | 700 | 330 | 0.02 | 56.99 | 56.98 | 0.01 | 0
2035 | SPP_N_2_NE | SPP_N | NE | Internal | Winter | B20 | 935 | 330 | 0.01 | 46.06 | 46.04 | 0.01 | 0
2035 | SPP_N_2_SPP_S | SPP_N | SPP_S | Internal | Shoulder | B11 | 25 | 4000 | 0.38 | 71.07 | 71.06 | 0.01 | 0
2035 | SPP_N_2_SPP_S | SPP_N | SPP_S | Internal | Shoulder | B12 | 200 | 4000 | 0 | 53.87 | 53.52 | 0.01 | 0
2035 | SPP_N_2_SPP_S | SPP_N | SPP_S | Internal | Shoulder | B13 | 600 | 4000 | 310.35 | 53.5 | 53.52 | 0.01 | 0
2035 | SPP_N_2_SPP_S | SPP_N | SPP_S | Internal | Shoulder | B14 | 900 | 4000 | 0.02 | 53.41 | 53.4 | 0.01 | 0
2035 | SPP_N_2_SPP_S | SPP_N | SPP_S | Internal | Shoulder | B15 | 1203 | 4000 | 1829.08 | 50.28 | 50.29 | 0.01 | 0
2035 | SPP_N_2_SPP_S | SPP_N | SPP_S | Internal | Summer | B1 | 10 | 4000 | 0 | 88.32 | 83.84 | 0.01 | 0
2035 | SPP_N_2_SPP_S | SPP_N | SPP_S | Internal | Summer | B2 | 25 | 4000 | 0 | 88.32 | 85.28 | 0.01 | 0
2035 | SPP_N_2_SPP_S | SPP_N | SPP_S | Internal | Summer | B3 | 75 | 4000 | 0 | 88.32 | 84.92 | 0.01 | 0
2035 | SPP_N_2_SPP_S | SPP_N | SPP_S | Internal | Summer | B4 | 100 | 4000 | 0 | 88.32 | 82.53 | 0.01 | 0
2035 | SPP_N_2_SPP_S | SPP_N | SPP_S | Internal | Summer | B5 | 200 | 4000 | 0 | 83.61 | 74.74 | 0.01 | 0
2035 | SPP_N_2_SPP_S | SPP_N | SPP_S | Internal | Summer | B6 | 300 | 4000 | 0.04 | 61.66 | 61.65 | 0.01 | 0
2035 | SPP_N_2_SPP_S | SPP_N | SPP_S | Internal | Summer | B7 | 400 | 4000 | 0.03 | 54.11 | 54.1 | 0.01 | 0
2035 | SPP_N_2_SPP_S | SPP_N | SPP_S | Internal | Summer | B8 | 500 | 4000 | 820.55 | 51.71 | 51.73 | 0.01 | 0
2035 | SPP_N_2_SPP_S | SPP_N | SPP_S | Internal | Summer | B9 | 800 | 4000 | 2324.23 | 51.6 | 51.61 | 0.01 | 0
2035 | SPP_N_2_SPP_S | SPP_N | SPP_S | Internal | Summer | B10 | 1262 | 4000 | 2436.99 | 46.81 | 46.83 | 0.01 | 0
2035 | SPP_N_2_SPP_S | SPP_N | SPP_S | Internal | Winter | B16 | 25 | 4000 | 0 | 62.45 | 59.76 | 0.01 | 0
2035 | SPP_N_2_SPP_S | SPP_N | SPP_S | Internal | Winter | B17 | 100 | 4000 | 0.11 | 57.14 | 57.13 | 0.01 | 0
2035 | SPP_N_2_SPP_S | SPP_N | SPP_S | Internal | Winter | B18 | 400 | 4000 | 886.7 | 56.99 | 57 | 0.01 | 0
2035 | SPP_N_2_SPP_S | SPP_N | SPP_S | Internal | Winter | B19 | 700 | 4000 | 1052.5 | 56.99 | 57 | 0.01 | 0
2035 | SPP_N_2_SPP_S | SPP_N | SPP_S | Internal | Winter | B20 | 935 | 4000 | 1991.14 | 46.06 | 46.07 | 0.01 | 0
2035 | SPP_S_2_ENT | SPP_S | ENT | Internal | Shoulder | B11 | 25 | 850 | 0 | 71.06 | 72.69 | 5 | 0
2035 | SPP_S_2_ENT | SPP_S | ENT | Internal | Shoulder | B12 | 200 | 850 | 0 | 53.52 | 55.85 | 5 | 0
2035 | SPP_S_2_ENT | SPP_S | ENT | Internal | Shoulder | B13 | 600 | 850 | 0 | 53.52 | 55.45 | 5 | 0
2035 | SPP_S_2_ENT | SPP_S | ENT | Internal | Shoulder | B14 | 900 | 850 | 0 | 53.4 | 55.45 | 5 | 0
2035 | SPP_S_2_ENT | SPP_S | ENT | Internal | Shoulder | B15 | 1203 | 850 | 0 | 50.29 | 53.61 | 5 | 0
2035 | SPP_S_2_ENT | SPP_S | ENT | Internal | Summer | B1 | 10 | 850 | 849.95 | 83.84 | 89.32 | 5 | 0.48
2035 | SPP_S_2_ENT | SPP_S | ENT | Internal | Summer | B2 | 25 | 850 | 0.01 | 85.28 | 89.32 | 5 | 0
2035 | SPP_S_2_ENT | SPP_S | ENT | Internal | Summer | B3 | 75 | 850 | 0 | 84.92 | 89.32 | 5 | 0
2035 | SPP_S_2_ENT | SPP_S | ENT | Internal | Summer | B4 | 100 | 850 | 352.5 | 82.53 | 87.53 | 5 | 0
2035 | SPP_S_2_ENT | SPP_S | ENT | Internal | Summer | B5 | 200 | 850 | 850 | 74.74 | 80.45 | 5 | 0.7
2035 | SPP_S_2_ENT | SPP_S | ENT | Internal | Summer | B6 | 300 | 850 | 0 | 61.65 | 63.27 | 5 | 0
2035 | SPP_S_2_ENT | SPP_S | ENT | Internal | Summer | B7 | 400 | 850 | 0 | 54.1 | 54.06 | 5 | 0
2035 | SPP_S_2_ENT | SPP_S | ENT | Internal | Summer | B8 | 500 | 850 | 0 | 51.73 | 53.67 | 5 | 0
2035 | SPP_S_2_ENT | SPP_S | ENT | Internal | Summer | B9 | 800 | 850 | 0 | 51.61 | 53.14 | 5 | 0
2035 | SPP_S_2_ENT | SPP_S | ENT | Internal | Summer | B10 | 1262 | 850 | 0.02 | 46.83 | 51.81 | 5 | 0
2035 | SPP_S_2_ENT | SPP_S | ENT | Internal | Winter | B16 | 25 | 850 | 3.25 | 59.76 | 64.76 | 5 | 0
2035 | SPP_S_2_ENT | SPP_S | ENT | Internal | Winter | B17 | 100 | 850 | 0 | 57.13 | 58.99 | 5 | 0
2035 | SPP_S_2_ENT | SPP_S | ENT | Internal | Winter | B18 | 400 | 850 | 0 | 57 | 58.99 | 5 | 0
2035 | SPP_S_2_ENT | SPP_S | ENT | Internal | Winter | B19 | 700 | 850 | 0 | 57 | 57.03 | 5 | 0
2035 | SPP_S_2_ENT | SPP_S | ENT | Internal | Winter | B20 | 935 | 850 | 0.03 | 46.07 | 51.06 | 5 | 0
2035 | SPP_S_2_SPP_N | SPP_S | SPP_N | Internal | Shoulder | B11 | 25 | 640 | 503.15 | 71.06 | 71.07 | 0.01 | 0
2035 | SPP_S_2_SPP_N | SPP_S | SPP_N | Internal | Shoulder | B12 | 200 | 640 | 640 | 53.52 | 53.87 | 0.01 | 0.34
2035 | SPP_S_2_SPP_N | SPP_S | SPP_N | Internal | Shoulder | B13 | 600 | 640 | 0.02 | 53.52 | 53.5 | 0.01 | 0
2035 | SPP_S_2_SPP_N | SPP_S | SPP_N | Internal | Shoulder | B14 | 900 | 640 | 0.15 | 53.4 | 53.41 | 0.01 | 0
2035 | SPP_S_2_SPP_N | SPP_S | SPP_N | Internal | Shoulder | B15 | 1203 | 640 | 0.01 | 50.29 | 50.28 | 0.01 | 0
2035 | SPP_S_2_SPP_N | SPP_S | SPP_N | Internal | Summer | B1 | 10 | 640 | 639.99 | 83.84 | 88.32 | 0.01 | 4.47
2035 | SPP_S_2_SPP_N | SPP_S | SPP_N | Internal | Summer | B2 | 25 | 640 | 640 | 85.28 | 88.32 | 0.01 | 3.03
2035 | SPP_S_2_SPP_N | SPP_S | SPP_N | Internal | Summer | B3 | 75 | 640 | 640 | 84.92 | 88.32 | 0.01 | 3.39
2035 | SPP_S_2_SPP_N | SPP_S | SPP_N | Internal | Summer | B4 | 100 | 640 | 640 | 82.53 | 88.32 | 0.01 | 5.78
2035 | SPP_S_2_SPP_N | SPP_S | SPP_N | Internal | Summer | B5 | 200 | 640 | 640 | 74.74 | 83.61 | 0.01 | 8.85
2035 | SPP_S_2_SPP_N | SPP_S | SPP_N | Internal | Summer | B6 | 300 | 640 | 411.1 | 61.65 | 61.66 | 0.01 | 0
2035 | SPP_S_2_SPP_N | SPP_S | SPP_N | Internal | Summer | B7 | 400 | 640 | 243.04 | 54.1 | 54.11 | 0.01 | 0
2035 | SPP_S_2_SPP_N | SPP_S | SPP_N | Internal | Summer | B8 | 500 | 640 | 0.02 | 51.73 | 51.71 | 0.01 | 0
2035 | SPP_S_2_SPP_N | SPP_S | SPP_N | Internal | Summer | B9 | 800 | 640 | 0.01 | 51.61 | 51.6 | 0.01 | 0
2035 | SPP_S_2_SPP_N | SPP_S | SPP_N | Internal | Summer | B10 | 1262 | 640 | 0 | 46.83 | 46.81 | 0.01 | 0
2035 | SPP_S_2_SPP_N | SPP_S | SPP_N | Internal | Winter | B16 | 25 | 640 | 640 | 59.76 | 62.45 | 0.01 | 2.68
2035 | SPP_S_2_SPP_N | SPP_S | SPP_N | Internal | Winter | B17 | 100 | 640 | 565.4 | 57.13 | 57.14 | 0.01 | 0
2035 | SPP_S_2_SPP_N | SPP_S | SPP_N | Internal | Winter | B18 | 400 | 640 | 0.03 | 57 | 56.99 | 0.01 | 0
2035 | SPP_S_2_SPP_N | SPP_S | SPP_N | Internal | Winter | B19 | 700 | 640 | 0.02 | 57 | 56.99 | 0.01 | 0
2035 | SPP_S_2_SPP_N | SPP_S | SPP_N | Internal | Winter | B20 | 935 | 640 | 0.01 | 46.07 | 46.06 | 0.01 | 0
2035 | TVA_2_ENT | TVA | ENT | Internal | Shoulder | B11 | 25 | 500 | 0 | 71.69 | 72.69 | 9 | 0
2035 | TVA_2_ENT | TVA | ENT | Internal | Shoulder | B12 | 200 | 500 | 0 | 55.75 | 55.85 | 9 | 0
2035 | TVA_2_ENT | TVA | ENT | Internal | Shoulder | B13 | 600 | 500 | 0 | 55.04 | 55.45 | 9 | 0
2035 | TVA_2_ENT | TVA | ENT | Internal | Shoulder | B14 | 900 | 500 | 0 | 55.04 | 55.45 | 9 | 0
2035 | TVA_2_ENT | TVA | ENT | Internal | Shoulder | B15 | 1203 | 500 | 0 | 53.61 | 53.61 | 9 | 0
2035 | TVA_2_ENT | TVA | ENT | Internal | Summer | B1 | 10 | 500 | 0 | 95.85 | 89.32 | 9 | 0
2035 | TVA_2_ENT | TVA | ENT | Internal | Summer | B2 | 25 | 500 | 0 | 93.46 | 89.32 | 9 | 0
2035 | TVA_2_ENT | TVA | ENT | Internal | Summer | B3 | 75 | 500 | 0 | 87.81 | 89.32 | 9 | 0
2035 | TVA_2_ENT | TVA | ENT | Internal | Summer | B4 | 100 | 500 | 0 | 87.81 | 87.53 | 9 | 0
2035 | TVA_2_ENT | TVA | ENT | Internal | Summer | B5 | 200 | 500 | 0 | 79.45 | 80.45 | 9 | 0
2035 | TVA_2_ENT | TVA | ENT | Internal | Summer | B6 | 300 | 500 | 0 | 62.27 | 63.27 | 9 | 0
2035 | TVA_2_ENT | TVA | ENT | Internal | Summer | B7 | 400 | 500 | 0 | 53.58 | 54.06 | 9 | 0
2035 | TVA_2_ENT | TVA | ENT | Internal | Summer | B8 | 500 | 500 | 0 | 53.58 | 53.67 | 9 | 0
2035 | TVA_2_ENT | TVA | ENT | Internal | Summer | B9 | 800 | 500 | 0 | 53.15 | 53.14 | 9 | 0
2035 | TVA_2_ENT | TVA | ENT | Internal | Summer | B10 | 1262 | 500 | 0 | 44.92 | 51.81 | 9 | 0
2035 | TVA_2_ENT | TVA | ENT | Internal | Winter | B16 | 25 | 500 | 0 | 70.46 | 64.76 | 9 | 0
2035 | TVA_2_ENT | TVA | ENT | Internal | Winter | B17 | 100 | 500 | 0 | 59.28 | 58.99 | 9 | 0
2035 | TVA_2_ENT | TVA | ENT | Internal | Winter | B18 | 400 | 500 | 0 | 56.91 | 58.99 | 9 | 0
2035 | TVA_2_ENT | TVA | ENT | Internal | Winter | B19 | 700 | 500 | 0 | 56.91 | 57.03 | 9 | 0
2035 | TVA_2_ENT | TVA | ENT | Internal | Winter | B20 | 935 | 500 | 0 | 51.07 | 51.06 | 9 | 0
2035 | TVA_2_MISO_MO-IL | TVA | MISO_MO-IL | Internal | Shoulder | B11 | 25 | 50 | 0 | 71.69 | 64.69 | 9 | 0
2035 | TVA_2_MISO_MO-IL | TVA | MISO_MO-IL | Internal | Shoulder | B12 | 200 | 50 | 0 | 55.75 | 53.87 | 9 | 0
2035 | TVA_2_MISO_MO-IL | TVA | MISO_MO-IL | Internal | Shoulder | B13 | 600 | 50 | 0 | 55.04 | 52.96 | 9 | 0
2035 | TVA_2_MISO_MO-IL | TVA | MISO_MO-IL | Internal | Shoulder | B14 | 900 | 50 | 0 | 55.04 | 50.54 | 9 | 0
2035 | TVA_2_MISO_MO-IL | TVA | MISO_MO-IL | Internal | Shoulder | B15 | 1203 | 50 | 0 | 53.61 | 45.61 | 9 | 0
2035 | TVA_2_MISO_MO-IL | TVA | MISO_MO-IL | Internal | Summer | B1 | 10 | 50 | 0 | 95.85 | 87.83 | 9 | 0
2035 | TVA_2_MISO_MO-IL | TVA | MISO_MO-IL | Internal | Summer | B2 | 25 | 50 | 0 | 93.46 | 85.45 | 9 | 0
2035 | TVA_2_MISO_MO-IL | TVA | MISO_MO-IL | Internal | Summer | B3 | 75 | 50 | 0 | 87.81 | 83.22 | 9 | 0
2035 | TVA_2_MISO_MO-IL | TVA | MISO_MO-IL | Internal | Summer | B4 | 100 | 50 | 0 | 87.81 | 81.31 | 9 | 0
2035 | TVA_2_MISO_MO-IL | TVA | MISO_MO-IL | Internal | Summer | B5 | 200 | 50 | 0 | 79.45 | 76.61 | 9 | 0
2035 | TVA_2_MISO_MO-IL | TVA | MISO_MO-IL | Internal | Summer | B6 | 300 | 50 | 0 | 62.27 | 56.47 | 9 | 0
2035 | TVA_2_MISO_MO-IL | TVA | MISO_MO-IL | Internal | Summer | B7 | 400 | 50 | 0 | 53.58 | 49.74 | 9 | 0
2035 | TVA_2_MISO_MO-IL | TVA | MISO_MO-IL | Internal | Summer | B8 | 500 | 50 | 0 | 53.58 | 48.8 | 9 | 0
2035 | TVA_2_MISO_MO-IL | TVA | MISO_MO-IL | Internal | Summer | B9 | 800 | 50 | 0 | 53.15 | 45.14 | 9 | 0
2035 | TVA_2_MISO_MO-IL | TVA | MISO_MO-IL | Internal | Summer | B10 | 1262 | 50 | 0 | 44.92 | 40.57 | 9 | 0
2035 | TVA_2_MISO_MO-IL | TVA | MISO_MO-IL | Internal | Winter | B16 | 25 | 50 | 0 | 70.46 | 62.45 | 9 | 0
2035 | TVA_2_MISO_MO-IL | TVA | MISO_MO-IL | Internal | Winter | B17 | 100 | 50 | 0 | 59.28 | 58.03 | 9 | 0
2035 | TVA_2_MISO_MO-IL | TVA | MISO_MO-IL | Internal | Winter | B18 | 400 | 50 | 0 | 56.91 | 55.36 | 9 | 0
2035 | TVA_2_MISO_MO-IL | TVA | MISO_MO-IL | Internal | Winter | B19 | 700 | 50 | 0 | 56.91 | 52.65 | 9 | 0
2035 | TVA_2_MISO_MO-IL | TVA | MISO_MO-IL | Internal | Winter | B20 | 935 | 50 | 0 | 51.07 | 43.06 | 9 | 0
2035 | TVA_2_NonRTO_Midwest | TVA | NonRTO_Midwest | Internal | Shoulder | B11 | 25 | 100 | 0 | 71.69 | 72.68 | 9 | 0
2035 | TVA_2_NonRTO_Midwest | TVA | NonRTO_Midwest | Internal | Shoulder | B12 | 200 | 100 | 0 | 55.75 | 61.88 | 9 | 0
2035 | TVA_2_NonRTO_Midwest | TVA | NonRTO_Midwest | Internal | Shoulder | B13 | 600 | 100 | 0 | 55.04 | 58.84 | 9 | 0
2035 | TVA_2_NonRTO_Midwest | TVA | NonRTO_Midwest | Internal | Shoulder | B14 | 900 | 100 | 0 | 55.04 | 47.03 | 9 | 0
2035 | TVA_2_NonRTO_Midwest | TVA | NonRTO_Midwest | Internal | Shoulder | B15 | 1203 | 100 | 0 | 53.61 | 45.6 | 9 | 0
2035 | TVA_2_NonRTO_Midwest | TVA | NonRTO_Midwest | Internal | Summer | B1 | 10 | 100 | 0 | 95.85 | 88.93 | 9 | 0
2035 | TVA_2_NonRTO_Midwest | TVA | NonRTO_Midwest | Internal | Summer | B2 | 25 | 100 | 0 | 93.46 | 88.93 | 9 | 0
2035 | TVA_2_NonRTO_Midwest | TVA | NonRTO_Midwest | Internal | Summer | B3 | 75 | 100 | 0 | 87.81 | 88.93 | 9 | 0
2035 | TVA_2_NonRTO_Midwest | TVA | NonRTO_Midwest | Internal | Summer | B4 | 100 | 100 | 0 | 87.81 | 88.93 | 9 | 0
2035 | TVA_2_NonRTO_Midwest | TVA | NonRTO_Midwest | Internal | Summer | B5 | 200 | 100 | 0 | 79.45 | 84.62 | 9 | 0
2035 | TVA_2_NonRTO_Midwest | TVA | NonRTO_Midwest | Internal | Summer | B6 | 300 | 100 | 0 | 62.27 | 64.48 | 9 | 0
2035 | TVA_2_NonRTO_Midwest | TVA | NonRTO_Midwest | Internal | Summer | B7 | 400 | 100 | 0 | 53.58 | 57.76 | 9 | 0
2035 | TVA_2_NonRTO_Midwest | TVA | NonRTO_Midwest | Internal | Summer | B8 | 500 | 100 | 0 | 53.58 | 46.44 | 9 | 0
2035 | TVA_2_NonRTO_Midwest | TVA | NonRTO_Midwest | Internal | Summer | B9 | 800 | 100 | 0 | 53.15 | 45.14 | 9 | 0
2035 | TVA_2_NonRTO_Midwest | TVA | NonRTO_Midwest | Internal | Summer | B10 | 1262 | 100 | 0 | 44.92 | 36.91 | 9 | 0
2035 | TVA_2_NonRTO_Midwest | TVA | NonRTO_Midwest | Internal | Winter | B16 | 25 | 100 | 0 | 70.46 | 70.47 | 9 | 0
2035 | TVA_2_NonRTO_Midwest | TVA | NonRTO_Midwest | Internal | Winter | B17 | 100 | 100 | 0 | 59.28 | 66.15 | 9 | 0
2035 | TVA_2_NonRTO_Midwest | TVA | NonRTO_Midwest | Internal | Winter | B18 | 400 | 100 | 0 | 56.91 | 63.37 | 9 | 0
2035 | TVA_2_NonRTO_Midwest | TVA | NonRTO_Midwest | Internal | Winter | B19 | 700 | 100 | 0 | 56.91 | 48.89 | 9 | 0
2035 | TVA_2_NonRTO_Midwest | TVA | NonRTO_Midwest | Internal | Winter | B20 | 935 | 100 | 0 | 51.07 | 43.06 | 9 | 0
2035 | TVA_2_PJM_ROR | TVA | PJM_ROR | Internal | Shoulder | B11 | 25 | 500 | 0 | 71.69 | 65.84 | 9 | 0
2035 | TVA_2_PJM_ROR | TVA | PJM_ROR | Internal | Shoulder | B12 | 200 | 500 | 0 | 55.75 | 55.86 | 9 | 0
2035 | TVA_2_PJM_ROR | TVA | PJM_ROR | Internal | Shoulder | B13 | 600 | 500 | 0 | 55.04 | 53.23 | 9 | 0
2035 | TVA_2_PJM_ROR | TVA | PJM_ROR | Internal | Shoulder | B14 | 900 | 500 | 0 | 55.04 | 52.4 | 9 | 0
2035 | TVA_2_PJM_ROR | TVA | PJM_ROR | Internal | Shoulder | B15 | 1203 | 500 | 0 | 53.61 | 47.6 | 9 | 0
2035 | TVA_2_PJM_ROR | TVA | PJM_ROR | Internal | Summer | B1 | 10 | 500 | 0 | 95.85 | 89.86 | 9 | 0
2035 | TVA_2_PJM_ROR | TVA | PJM_ROR | Internal | Summer | B2 | 25 | 500 | 0 | 93.46 | 87.45 | 9 | 0
2035 | TVA_2_PJM_ROR | TVA | PJM_ROR | Internal | Summer | B3 | 75 | 500 | 0 | 87.81 | 81.8 | 9 | 0
2035 | TVA_2_PJM_ROR | TVA | PJM_ROR | Internal | Summer | B4 | 100 | 500 | 0 | 87.81 | 81.8 | 9 | 0
2035 | TVA_2_PJM_ROR | TVA | PJM_ROR | Internal | Summer | B5 | 200 | 500 | 0 | 79.45 | 75.98 | 9 | 0
2035 | TVA_2_PJM_ROR | TVA | PJM_ROR | Internal | Summer | B6 | 300 | 500 | 0 | 62.27 | 58.48 | 9 | 0
2035 | TVA_2_PJM_ROR | TVA | PJM_ROR | Internal | Summer | B7 | 400 | 500 | 0 | 53.58 | 51.27 | 9 | 0
2035 | TVA_2_PJM_ROR | TVA | PJM_ROR | Internal | Summer | B8 | 500 | 500 | 0 | 53.58 | 49.96 | 9 | 0
2035 | TVA_2_PJM_ROR | TVA | PJM_ROR | Internal | Summer | B9 | 800 | 500 | 0 | 53.15 | 47.14 | 9 | 0
2035 | TVA_2_PJM_ROR | TVA | PJM_ROR | Internal | Summer | B10 | 1262 | 500 | 0 | 44.92 | 42.58 | 9 | 0
2035 | TVA_2_PJM_ROR | TVA | PJM_ROR | Internal | Winter | B16 | 25 | 500 | 0 | 70.46 | 64.45 | 9 | 0
2035 | TVA_2_PJM_ROR | TVA | PJM_ROR | Internal | Winter | B17 | 100 | 500 | 0 | 59.28 | 60.15 | 9 | 0
2035 | TVA_2_PJM_ROR | TVA | PJM_ROR | Internal | Winter | B18 | 400 | 500 | 0 | 56.91 | 57.36 | 9 | 0
2035 | TVA_2_PJM_ROR | TVA | PJM_ROR | Internal | Winter | B19 | 700 | 500 | 0 | 56.91 | 54.57 | 9 | 0
2035 | TVA_2_PJM_ROR | TVA | PJM_ROR | Internal | Winter | B20 | 935 | 500 | 0 | 51.07 | 45.06 | 9 | 0
2035 | TVA_2_SOCO | TVA | SOCO | Internal | Shoulder | B11 | 25 | 500 | 405.08 | 71.69 | 80.69 | 9 | 0
2035 | TVA_2_SOCO | TVA | SOCO | Internal | Shoulder | B12 | 200 | 500 | 0 | 55.75 | 55.72 | 9 | 0
2035 | TVA_2_SOCO | TVA | SOCO | Internal | Shoulder | B13 | 600 | 500 | 0 | 55.04 | 55.72 | 9 | 0
2035 | TVA_2_SOCO | TVA | SOCO | Internal | Shoulder | B14 | 900 | 500 | 0 | 55.04 | 55.72 | 9 | 0
2035 | TVA_2_SOCO | TVA | SOCO | Internal | Shoulder | B15 | 1203 | 500 | 0 | 53.61 | 55.72 | 9 | 0
2035 | TVA_2_SOCO | TVA | SOCO | Internal | Summer | B1 | 10 | 500 | 0 | 95.85 | 97.32 | 9 | 0
2035 | TVA_2_SOCO | TVA | SOCO | Internal | Summer | B2 | 25 | 500 | 0 | 93.46 | 90.9 | 9 | 0
2035 | TVA_2_SOCO | TVA | SOCO | Internal | Summer | B3 | 75 | 500 | 0 | 87.81 | 90.9 | 9 | 0
2035 | TVA_2_SOCO | TVA | SOCO | Internal | Summer | B4 | 100 | 500 | 0 | 87.81 | 90.9 | 9 | 0
2035 | TVA_2_SOCO | TVA | SOCO | Internal | Summer | B5 | 200 | 500 | 10.4 | 79.45 | 88.45 | 9 | 0
2035 | TVA_2_SOCO | TVA | SOCO | Internal | Summer | B6 | 300 | 500 | 407.4 | 62.27 | 71.27 | 9 | 0
2035 | TVA_2_SOCO | TVA | SOCO | Internal | Summer | B7 | 400 | 500 | 0 | 53.58 | 61.35 | 9 | 0
2035 | TVA_2_SOCO | TVA | SOCO | Internal | Summer | B8 | 500 | 500 | 0 | 53.58 | 54.18 | 9 | 0
2035 | TVA_2_SOCO | TVA | SOCO | Internal | Summer | B9 | 800 | 500 | 0 | 53.15 | 54.18 | 9 | 0
2035 | TVA_2_SOCO | TVA | SOCO | Internal | Summer | B10 | 1262 | 500 | 0.03 | 44.92 | 53.91 | 9 | 0
2035 | TVA_2_SOCO | TVA | SOCO | Internal | Winter | B16 | 25 | 500 | 0 | 70.46 | 77.5 | 9 | 0
2035 | TVA_2_SOCO | TVA | SOCO | Internal | Winter | B17 | 100 | 500 | 0 | 59.28 | 59.07 | 9 | 0
2035 | TVA_2_SOCO | TVA | SOCO | Internal | Winter | B18 | 400 | 500 | 0 | 56.91 | 59.07 | 9 | 0
2035 | TVA_2_SOCO | TVA | SOCO | Internal | Winter | B19 | 700 | 500 | 0 | 56.91 | 59.07 | 9 | 0
2035 | TVA_2_SOCO | TVA | SOCO | Internal | Winter | B20 | 935 | 500 | 0 | 51.07 | 58.06 | 9 | 0
2035 | TVA_2_VACAR | TVA | VACAR | Internal | Shoulder | B11 | 25 | 150 | 0 | 71.69 | 73.69 | 9 | 0
2035 | TVA_2_VACAR | TVA | VACAR | Internal | Shoulder | B12 | 200 | 150 | 0 | 55.75 | 61.86 | 9 | 0
2035 | TVA_2_VACAR | TVA | VACAR | Internal | Shoulder | B13 | 600 | 150 | 0 | 55.04 | 59.23 | 9 | 0
2035 | TVA_2_VACAR | TVA | VACAR | Internal | Shoulder | B14 | 900 | 150 | 0 | 55.04 | 58.4 | 9 | 0
2035 | TVA_2_VACAR | TVA | VACAR | Internal | Shoulder | B15 | 1203 | 150 | 0 | 53.61 | 53.49 | 9 | 0
2035 | TVA_2_VACAR | TVA | VACAR | Internal | Summer | B1 | 10 | 150 | 0 | 95.85 | 95.86 | 9 | 0
2035 | TVA_2_VACAR | TVA | VACAR | Internal | Summer | B2 | 25 | 150 | 0 | 93.46 | 93.45 | 9 | 0
2035 | TVA_2_VACAR | TVA | VACAR | Internal | Summer | B3 | 75 | 150 | 0 | 87.81 | 92.52 | 9 | 0
2035 | TVA_2_VACAR | TVA | VACAR | Internal | Summer | B4 | 100 | 150 | 0 | 87.81 | 92.52 | 9 | 0
2035 | TVA_2_VACAR | TVA | VACAR | Internal | Summer | B5 | 200 | 150 | 0 | 79.45 | 81.98 | 9 | 0
2035 | TVA_2_VACAR | TVA | VACAR | Internal | Summer | B6 | 300 | 150 | 0 | 62.27 | 67.15 | 9 | 0
2035 | TVA_2_VACAR | TVA | VACAR | Internal | Summer | B7 | 400 | 150 | 0 | 53.58 | 57.27 | 9 | 0
2035 | TVA_2_VACAR | TVA | VACAR | Internal | Summer | B8 | 500 | 150 | 0 | 53.58 | 55.96 | 9 | 0
2035 | TVA_2_VACAR | TVA | VACAR | Internal | Summer | B9 | 800 | 150 | 0 | 53.15 | 51.32 | 9 | 0
2035 | TVA_2_VACAR | TVA | VACAR | Internal | Summer | B10 | 1262 | 150 | 0 | 44.92 | 48.58 | 9 | 0
2035 | TVA_2_VACAR | TVA | VACAR | Internal | Winter | B16 | 25 | 150 | 150 | 70.46 | 87.5 | 9 | 8.03
2035 | TVA_2_VACAR | TVA | VACAR | Internal | Winter | B17 | 100 | 150 | 0 | 59.28 | 67.56 | 9 | 0
2035 | TVA_2_VACAR | TVA | VACAR | Internal | Winter | B18 | 400 | 150 | 0 | 56.91 | 63.36 | 9 | 0
2035 | TVA_2_VACAR | TVA | VACAR | Internal | Winter | B19 | 700 | 150 | 0 | 56.91 | 58.45 | 9 | 0
2035 | TVA_2_VACAR | TVA | VACAR | Internal | Winter | B20 | 935 | 150 | 0 | 51.07 | 51.06 | 9 | 0
2035 | TVA_Transmission_2_ENT | TVA_Transmission | ENT | Internal | Shoulder | B11 | 25 | 3000 | 0 | 71.79 | 72.69 | 9 | 0
2035 | TVA_Transmission_2_ENT | TVA_Transmission | ENT | Internal | Shoulder | B12 | 200 | 3000 | 0 | 58.36 | 55.85 | 9 | 0
2035 | TVA_Transmission_2_ENT | TVA_Transmission | ENT | Internal | Shoulder | B13 | 600 | 3000 | 0 | 56.99 | 55.45 | 9 | 0
2035 | TVA_Transmission_2_ENT | TVA_Transmission | ENT | Internal | Shoulder | B14 | 900 | 3000 | 0 | 55.03 | 55.45 | 9 | 0
2035 | TVA_Transmission_2_ENT | TVA_Transmission | ENT | Internal | Shoulder | B15 | 1203 | 3000 | 0 | 53.6 | 53.61 | 9 | 0
2035 | TVA_Transmission_2_ENT | TVA_Transmission | ENT | Internal | Summer | B1 | 10 | 3000 | 0 | 95.83 | 89.32 | 9 | 0
2035 | TVA_Transmission_2_ENT | TVA_Transmission | ENT | Internal | Summer | B2 | 25 | 3000 | 0 | 93.45 | 89.32 | 9 | 0
2035 | TVA_Transmission_2_ENT | TVA_Transmission | ENT | Internal | Summer | B3 | 75 | 3000 | 0 | 87.8 | 89.32 | 9 | 0
2035 | TVA_Transmission_2_ENT | TVA_Transmission | ENT | Internal | Summer | B4 | 100 | 3000 | 0 | 87.8 | 87.53 | 9 | 0
2035 | TVA_Transmission_2_ENT | TVA_Transmission | ENT | Internal | Summer | B5 | 200 | 3000 | 0 | 81.14 | 80.45 | 9 | 0
2035 | TVA_Transmission_2_ENT | TVA_Transmission | ENT | Internal | Summer | B6 | 300 | 3000 | 0 | 63.43 | 63.27 | 9 | 0
2035 | TVA_Transmission_2_ENT | TVA_Transmission | ENT | Internal | Summer | B7 | 400 | 3000 | 0 | 55.42 | 54.06 | 9 | 0
2035 | TVA_Transmission_2_ENT | TVA_Transmission | ENT | Internal | Summer | B8 | 500 | 3000 | 0 | 53.94 | 53.67 | 9 | 0
2035 | TVA_Transmission_2_ENT | TVA_Transmission | ENT | Internal | Summer | B9 | 800 | 3000 | 0 | 53.14 | 53.14 | 9 | 0
2035 | TVA_Transmission_2_ENT | TVA_Transmission | ENT | Internal | Summer | B10 | 1262 | 3000 | 0 | 44.91 | 51.81 | 9 | 0
2035 | TVA_Transmission_2_ENT | TVA_Transmission | ENT | Internal | Winter | B16 | 25 | 3000 | 0 | 70.45 | 64.76 | 9 | 0
2035 | TVA_Transmission_2_ENT | TVA_Transmission | ENT | Internal | Winter | B17 | 100 | 3000 | 0 | 62.42 | 58.99 | 9 | 0
2035 | TVA_Transmission_2_ENT | TVA_Transmission | ENT | Internal | Winter | B18 | 400 | 3000 | 0 | 60.01 | 58.99 | 9 | 0
2035 | TVA_Transmission_2_ENT | TVA_Transmission | ENT | Internal | Winter | B19 | 700 | 3000 | 0 | 56.89 | 57.03 | 9 | 0
2035 | TVA_Transmission_2_ENT | TVA_Transmission | ENT | Internal | Winter | B20 | 935 | 3000 | 0 | 51.06 | 51.06 | 9 | 0
2035 | TVA_Transmission_2_MISO_MO-IL | TVA_Transmission | MISO_MO-IL | Internal | Shoulder | B11 | 25 | 4000 | 0 | 71.79 | 64.69 | 9 | 0
2035 | TVA_Transmission_2_MISO_MO-IL | TVA_Transmission | MISO_MO-IL | Internal | Shoulder | B12 | 200 | 4000 | 0 | 58.36 | 53.87 | 9 | 0
2035 | TVA_Transmission_2_MISO_MO-IL | TVA_Transmission | MISO_MO-IL | Internal | Shoulder | B13 | 600 | 4000 | 0 | 56.99 | 52.96 | 9 | 0
2035 | TVA_Transmission_2_MISO_MO-IL | TVA_Transmission | MISO_MO-IL | Internal | Shoulder | B14 | 900 | 4000 | 0 | 55.03 | 50.54 | 9 | 0
2035 | TVA_Transmission_2_MISO_MO-IL | TVA_Transmission | MISO_MO-IL | Internal | Shoulder | B15 | 1203 | 4000 | 0 | 53.6 | 45.61 | 9 | 0
2035 | TVA_Transmission_2_MISO_MO-IL | TVA_Transmission | MISO_MO-IL | Internal | Summer | B1 | 10 | 4000 | 0 | 95.83 | 87.83 | 9 | 0
2035 | TVA_Transmission_2_MISO_MO-IL | TVA_Transmission | MISO_MO-IL | Internal | Summer | B2 | 25 | 4000 | 0 | 93.45 | 85.45 | 9 | 0
2035 | TVA_Transmission_2_MISO_MO-IL | TVA_Transmission | MISO_MO-IL | Internal | Summer | B3 | 75 | 4000 | 0 | 87.8 | 83.22 | 9 | 0
2035 | TVA_Transmission_2_MISO_MO-IL | TVA_Transmission | MISO_MO-IL | Internal | Summer | B4 | 100 | 4000 | 0 | 87.8 | 81.31 | 9 | 0
2035 | TVA_Transmission_2_MISO_MO-IL | TVA_Transmission | MISO_MO-IL | Internal | Summer | B5 | 200 | 4000 | 0 | 81.14 | 76.61 | 9 | 0
2035 | TVA_Transmission_2_MISO_MO-IL | TVA_Transmission | MISO_MO-IL | Internal | Summer | B6 | 300 | 4000 | 0 | 63.43 | 56.47 | 9 | 0
2035 | TVA_Transmission_2_MISO_MO-IL | TVA_Transmission | MISO_MO-IL | Internal | Summer | B7 | 400 | 4000 | 0 | 55.42 | 49.74 | 9 | 0
2035 | TVA_Transmission_2_MISO_MO-IL | TVA_Transmission | MISO_MO-IL | Internal | Summer | B8 | 500 | 4000 | 0 | 53.94 | 48.8 | 9 | 0
2035 | TVA_Transmission_2_MISO_MO-IL | TVA_Transmission | MISO_MO-IL | Internal | Summer | B9 | 800 | 4000 | 0 | 53.14 | 45.14 | 9 | 0
2035 | TVA_Transmission_2_MISO_MO-IL | TVA_Transmission | MISO_MO-IL | Internal | Summer | B10 | 1262 | 4000 | 0 | 44.91 | 40.57 | 9 | 0
2035 | TVA_Transmission_2_MISO_MO-IL | TVA_Transmission | MISO_MO-IL | Internal | Winter | B16 | 25 | 4000 | 0 | 70.45 | 62.45 | 9 | 0
2035 | TVA_Transmission_2_MISO_MO-IL | TVA_Transmission | MISO_MO-IL | Internal | Winter | B17 | 100 | 4000 | 0 | 62.42 | 58.03 | 9 | 0
2035 | TVA_Transmission_2_MISO_MO-IL | TVA_Transmission | MISO_MO-IL | Internal | Winter | B18 | 400 | 4000 | 0 | 60.01 | 55.36 | 9 | 0
2035 | TVA_Transmission_2_MISO_MO-IL | TVA_Transmission | MISO_MO-IL | Internal | Winter | B19 | 700 | 4000 | 0 | 56.89 | 52.65 | 9 | 0
2035 | TVA_Transmission_2_MISO_MO-IL | TVA_Transmission | MISO_MO-IL | Internal | Winter | B20 | 935 | 4000 | 0 | 51.06 | 43.06 | 9 | 0
2035 | TVA_Transmission_2_NonRTO_Midwest | TVA_Transmission | NonRTO_Midwest | Internal | Shoulder | B11 | 25 | 700 | 0 | 71.79 | 72.68 | 9 | 0
2035 | TVA_Transmission_2_NonRTO_Midwest | TVA_Transmission | NonRTO_Midwest | Internal | Shoulder | B12 | 200 | 700 | 0 | 58.36 | 61.88 | 9 | 0
2035 | TVA_Transmission_2_NonRTO_Midwest | TVA_Transmission | NonRTO_Midwest | Internal | Shoulder | B13 | 600 | 700 | 0 | 56.99 | 58.84 | 9 | 0
2035 | TVA_Transmission_2_NonRTO_Midwest | TVA_Transmission | NonRTO_Midwest | Internal | Shoulder | B14 | 900 | 700 | 0 | 55.03 | 47.03 | 9 | 0
2035 | TVA_Transmission_2_NonRTO_Midwest | TVA_Transmission | NonRTO_Midwest | Internal | Shoulder | B15 | 1203 | 700 | 0 | 53.6 | 45.6 | 9 | 0
2035 | TVA_Transmission_2_NonRTO_Midwest | TVA_Transmission | NonRTO_Midwest | Internal | Summer | B1 | 10 | 700 | 0 | 95.83 | 88.93 | 9 | 0
2035 | TVA_Transmission_2_NonRTO_Midwest | TVA_Transmission | NonRTO_Midwest | Internal | Summer | B2 | 25 | 700 | 0 | 93.45 | 88.93 | 9 | 0
2035 | TVA_Transmission_2_NonRTO_Midwest | TVA_Transmission | NonRTO_Midwest | Internal | Summer | B3 | 75 | 700 | 0 | 87.8 | 88.93 | 9 | 0
2035 | TVA_Transmission_2_NonRTO_Midwest | TVA_Transmission | NonRTO_Midwest | Internal | Summer | B4 | 100 | 700 | 0 | 87.8 | 88.93 | 9 | 0
2035 | TVA_Transmission_2_NonRTO_Midwest | TVA_Transmission | NonRTO_Midwest | Internal | Summer | B5 | 200 | 700 | 0 | 81.14 | 84.62 | 9 | 0
2035 | TVA_Transmission_2_NonRTO_Midwest | TVA_Transmission | NonRTO_Midwest | Internal | Summer | B6 | 300 | 700 | 0 | 63.43 | 64.48 | 9 | 0
2035 | TVA_Transmission_2_NonRTO_Midwest | TVA_Transmission | NonRTO_Midwest | Internal | Summer | B7 | 400 | 700 | 0 | 55.42 | 57.76 | 9 | 0
2035 | TVA_Transmission_2_NonRTO_Midwest | TVA_Transmission | NonRTO_Midwest | Internal | Summer | B8 | 500 | 700 | 0 | 53.94 | 46.44 | 9 | 0
2035 | TVA_Transmission_2_NonRTO_Midwest | TVA_Transmission | NonRTO_Midwest | Internal | Summer | B9 | 800 | 700 | 0 | 53.14 | 45.14 | 9 | 0
2035 | TVA_Transmission_2_NonRTO_Midwest | TVA_Transmission | NonRTO_Midwest | Internal | Summer | B10 | 1262 | 700 | 0 | 44.91 | 36.91 | 9 | 0
2035 | TVA_Transmission_2_NonRTO_Midwest | TVA_Transmission | NonRTO_Midwest | Internal | Winter | B16 | 25 | 700 | 0 | 70.45 | 70.47 | 9 | 0
2035 | TVA_Transmission_2_NonRTO_Midwest | TVA_Transmission | NonRTO_Midwest | Internal | Winter | B17 | 100 | 700 | 0 | 62.42 | 66.15 | 9 | 0
2035 | TVA_Transmission_2_NonRTO_Midwest | TVA_Transmission | NonRTO_Midwest | Internal | Winter | B18 | 400 | 700 | 0 | 60.01 | 63.37 | 9 | 0
2035 | TVA_Transmission_2_NonRTO_Midwest | TVA_Transmission | NonRTO_Midwest | Internal | Winter | B19 | 700 | 700 | 0 | 56.89 | 48.89 | 9 | 0
2035 | TVA_Transmission_2_NonRTO_Midwest | TVA_Transmission | NonRTO_Midwest | Internal | Winter | B20 | 935 | 700 | 0 | 51.06 | 43.06 | 9 | 0
2035 | TVA_Transmission_2_PJM_ROR | TVA_Transmission | PJM_ROR | Internal | Shoulder | B11 | 25 | 2000 | 0 | 71.79 | 65.84 | 9 | 0
2035 | TVA_Transmission_2_PJM_ROR | TVA_Transmission | PJM_ROR | Internal | Shoulder | B12 | 200 | 2000 | 0 | 58.36 | 55.86 | 9 | 0
2035 | TVA_Transmission_2_PJM_ROR | TVA_Transmission | PJM_ROR | Internal | Shoulder | B13 | 600 | 2000 | 0 | 56.99 | 53.23 | 9 | 0
2035 | TVA_Transmission_2_PJM_ROR | TVA_Transmission | PJM_ROR | Internal | Shoulder | B14 | 900 | 2000 | 0 | 55.03 | 52.4 | 9 | 0
2035 | TVA_Transmission_2_PJM_ROR | TVA_Transmission | PJM_ROR | Internal | Shoulder | B15 | 1203 | 2000 | 0 | 53.6 | 47.6 | 9 | 0
2035 | TVA_Transmission_2_PJM_ROR | TVA_Transmission | PJM_ROR | Internal | Summer | B1 | 10 | 2000 | 0 | 95.83 | 89.86 | 9 | 0
2035 | TVA_Transmission_2_PJM_ROR | TVA_Transmission | PJM_ROR | Internal | Summer | B2 | 25 | 2000 | 0 | 93.45 | 87.45 | 9 | 0
2035 | TVA_Transmission_2_PJM_ROR | TVA_Transmission | PJM_ROR | Internal | Summer | B3 | 75 | 2000 | 0 | 87.8 | 81.8 | 9 | 0
2035 | TVA_Transmission_2_PJM_ROR | TVA_Transmission | PJM_ROR | Internal | Summer | B4 | 100 | 2000 | 0 | 87.8 | 81.8 | 9 | 0
2035 | TVA_Transmission_2_PJM_ROR | TVA_Transmission | PJM_ROR | Internal | Summer | B5 | 200 | 2000 | 0 | 81.14 | 75.98 | 9 | 0
2035 | TVA_Transmission_2_PJM_ROR | TVA_Transmission | PJM_ROR | Internal | Summer | B6 | 300 | 2000 | 0 | 63.43 | 58.48 | 9 | 0
2035 | TVA_Transmission_2_PJM_ROR | TVA_Transmission | PJM_ROR | Internal | Summer | B7 | 400 | 2000 | 0 | 55.42 | 51.27 | 9 | 0
2035 | TVA_Transmission_2_PJM_ROR | TVA_Transmission | PJM_ROR | Internal | Summer | B8 | 500 | 2000 | 0 | 53.94 | 49.96 | 9 | 0
2035 | TVA_Transmission_2_PJM_ROR | TVA_Transmission | PJM_ROR | Internal | Summer | B9 | 800 | 2000 | 0 | 53.14 | 47.14 | 9 | 0
2035 | TVA_Transmission_2_PJM_ROR | TVA_Transmission | PJM_ROR | Internal | Summer | B10 | 1262 | 2000 | 0 | 44.91 | 42.58 | 9 | 0
2035 | TVA_Transmission_2_PJM_ROR | TVA_Transmission | PJM_ROR | Internal | Winter | B16 | 25 | 2000 | 0 | 70.45 | 64.45 | 9 | 0
2035 | TVA_Transmission_2_PJM_ROR | TVA_Transmission | PJM_ROR | Internal | Winter | B17 | 100 | 2000 | 0 | 62.42 | 60.15 | 9 | 0
2035 | TVA_Transmission_2_PJM_ROR | TVA_Transmission | PJM_ROR | Internal | Winter | B18 | 400 | 2000 | 0 | 60.01 | 57.36 | 9 | 0
2035 | TVA_Transmission_2_PJM_ROR | TVA_Transmission | PJM_ROR | Internal | Winter | B19 | 700 | 2000 | 0 | 56.89 | 54.57 | 9 | 0
2035 | TVA_Transmission_2_PJM_ROR | TVA_Transmission | PJM_ROR | Internal | Winter | B20 | 935 | 2000 | 0 | 51.06 | 45.06 | 9 | 0
2035 | TVA_Transmission_2_SOCO | TVA_Transmission | SOCO | Internal | Shoulder | B11 | 25 | 3200 | 0.12 | 71.79 | 80.69 | 9 | 0
2035 | TVA_Transmission_2_SOCO | TVA_Transmission | SOCO | Internal | Shoulder | B12 | 200 | 3200 | 0 | 58.36 | 55.72 | 9 | 0
2035 | TVA_Transmission_2_SOCO | TVA_Transmission | SOCO | Internal | Shoulder | B13 | 600 | 3200 | 0 | 56.99 | 55.72 | 9 | 0
2035 | TVA_Transmission_2_SOCO | TVA_Transmission | SOCO | Internal | Shoulder | B14 | 900 | 3200 | 0 | 55.03 | 55.72 | 9 | 0
2035 | TVA_Transmission_2_SOCO | TVA_Transmission | SOCO | Internal | Shoulder | B15 | 1203 | 3200 | 0 | 53.6 | 55.72 | 9 | 0
2035 | TVA_Transmission_2_SOCO | TVA_Transmission | SOCO | Internal | Summer | B1 | 10 | 3200 | 0 | 95.83 | 97.32 | 9 | 0
2035 | TVA_Transmission_2_SOCO | TVA_Transmission | SOCO | Internal | Summer | B2 | 25 | 3200 | 0 | 93.45 | 90.9 | 9 | 0
2035 | TVA_Transmission_2_SOCO | TVA_Transmission | SOCO | Internal | Summer | B3 | 75 | 3200 | 0 | 87.8 | 90.9 | 9 | 0
2035 | TVA_Transmission_2_SOCO | TVA_Transmission | SOCO | Internal | Summer | B4 | 100 | 3200 | 0 | 87.8 | 90.9 | 9 | 0
2035 | TVA_Transmission_2_SOCO | TVA_Transmission | SOCO | Internal | Summer | B5 | 200 | 3200 | 0 | 81.14 | 88.45 | 9 | 0
2035 | TVA_Transmission_2_SOCO | TVA_Transmission | SOCO | Internal | Summer | B6 | 300 | 3200 | 0 | 63.43 | 71.27 | 9 | 0
2035 | TVA_Transmission_2_SOCO | TVA_Transmission | SOCO | Internal | Summer | B7 | 400 | 3200 | 0 | 55.42 | 61.35 | 9 | 0
2035 | TVA_Transmission_2_SOCO | TVA_Transmission | SOCO | Internal | Summer | B8 | 500 | 3200 | 0 | 53.94 | 54.18 | 9 | 0
2035 | TVA_Transmission_2_SOCO | TVA_Transmission | SOCO | Internal | Summer | B9 | 800 | 3200 | 0 | 53.14 | 54.18 | 9 | 0
2035 | TVA_Transmission_2_SOCO | TVA_Transmission | SOCO | Internal | Summer | B10 | 1262 | 3200 | 252.62 | 44.91 | 53.91 | 9 | 0
2035 | TVA_Transmission_2_SOCO | TVA_Transmission | SOCO | Internal | Winter | B16 | 25 | 3200 | 0 | 70.45 | 77.5 | 9 | 0
2035 | TVA_Transmission_2_SOCO | TVA_Transmission | SOCO | Internal | Winter | B17 | 100 | 3200 | 0 | 62.42 | 59.07 | 9 | 0
2035 | TVA_Transmission_2_SOCO | TVA_Transmission | SOCO | Internal | Winter | B18 | 400 | 3200 | 0 | 60.01 | 59.07 | 9 | 0
2035 | TVA_Transmission_2_SOCO | TVA_Transmission | SOCO | Internal | Winter | B19 | 700 | 3200 | 0 | 56.89 | 59.07 | 9 | 0
2035 | TVA_Transmission_2_SOCO | TVA_Transmission | SOCO | Internal | Winter | B20 | 935 | 3200 | 0 | 51.06 | 58.06 | 9 | 0
2035 | TVA_Transmission_2_TVA | TVA_Transmission | TVA | Internal | Shoulder | B11 | 25 | 99999 | 0.1 | 71.79 | 71.69 | 0.01 | 0
2035 | TVA_Transmission_2_TVA | TVA_Transmission | TVA | Internal | Shoulder | B12 | 200 | 99999 | 0 | 58.36 | 55.75 | 0.01 | 0
2035 | TVA_Transmission_2_TVA | TVA_Transmission | TVA | Internal | Shoulder | B13 | 600 | 99999 | 0 | 56.99 | 55.04 | 0.01 | 0
2035 | TVA_Transmission_2_TVA | TVA_Transmission | TVA | Internal | Shoulder | B14 | 900 | 99999 | 355.23 | 55.03 | 55.04 | 0.01 | 0
2035 | TVA_Transmission_2_TVA | TVA_Transmission | TVA | Internal | Shoulder | B15 | 1203 | 99999 | 1986.27 | 53.6 | 53.61 | 0.01 | 0
2035 | TVA_Transmission_2_TVA | TVA_Transmission | TVA | Internal | Summer | B1 | 10 | 99999 | 331.52 | 95.83 | 95.85 | 0.01 | 0
2035 | TVA_Transmission_2_TVA | TVA_Transmission | TVA | Internal | Summer | B2 | 25 | 99999 | 3529.2 | 93.45 | 93.46 | 0.01 | 0
2035 | TVA_Transmission_2_TVA | TVA_Transmission | TVA | Internal | Summer | B3 | 75 | 99999 | 2125.43 | 87.8 | 87.81 | 0.01 | 0
2035 | TVA_Transmission_2_TVA | TVA_Transmission | TVA | Internal | Summer | B4 | 100 | 99999 | 1476.79 | 87.8 | 87.81 | 0.01 | 0
2035 | TVA_Transmission_2_TVA | TVA_Transmission | TVA | Internal | Summer | B5 | 200 | 99999 | 0 | 81.14 | 79.45 | 0.01 | 0
2035 | TVA_Transmission_2_TVA | TVA_Transmission | TVA | Internal | Summer | B6 | 300 | 99999 | 0 | 63.43 | 62.27 | 0.01 | 0
2035 | TVA_Transmission_2_TVA | TVA_Transmission | TVA | Internal | Summer | B7 | 400 | 99999 | 0 | 55.42 | 53.58 | 0.01 | 0
2035 | TVA_Transmission_2_TVA | TVA_Transmission | TVA | Internal | Summer | B8 | 500 | 99999 | 0 | 53.94 | 53.58 | 0.01 | 0
2035 | TVA_Transmission_2_TVA | TVA_Transmission | TVA | Internal | Summer | B9 | 800 | 99999 | 1973.44 | 53.14 | 53.15 | 0.01 | 0
2035 | TVA_Transmission_2_TVA | TVA_Transmission | TVA | Internal | Summer | B10 | 1262 | 99999 | 978.73 | 44.91 | 44.92 | 0.01 | 0
2035 | TVA_Transmission_2_TVA | TVA_Transmission | TVA | Internal | Winter | B16 | 25 | 99999 | 106.9 | 70.45 | 70.46 | 0.01 | 0
2035 | TVA_Transmission_2_TVA | TVA_Transmission | TVA | Internal | Winter | B17 | 100 | 99999 | 0 | 62.42 | 59.28 | 0.01 | 0
2035 | TVA_Transmission_2_TVA | TVA_Transmission | TVA | Internal | Winter | B18 | 400 | 99999 | 0 | 60.01 | 56.91 | 0.01 | 0
2035 | TVA_Transmission_2_TVA | TVA_Transmission | TVA | Internal | Winter | B19 | 700 | 99999 | 235.58 | 56.89 | 56.91 | 0.01 | 0
2035 | TVA_Transmission_2_TVA | TVA_Transmission | TVA | Internal | Winter | B20 | 935 | 99999 | 1596.14 | 51.06 | 51.07 | 0.01 | 0
2035 | TVA_Transmission_2_VACAR | TVA_Transmission | VACAR | Internal | Shoulder | B11 | 25 | 900 | 0 | 71.79 | 73.69 | 9 | 0
2035 | TVA_Transmission_2_VACAR | TVA_Transmission | VACAR | Internal | Shoulder | B12 | 200 | 900 | 0 | 58.36 | 61.86 | 9 | 0
2035 | TVA_Transmission_2_VACAR | TVA_Transmission | VACAR | Internal | Shoulder | B13 | 600 | 900 | 0 | 56.99 | 59.23 | 9 | 0
2035 | TVA_Transmission_2_VACAR | TVA_Transmission | VACAR | Internal | Shoulder | B14 | 900 | 900 | 0 | 55.03 | 58.4 | 9 | 0
2035 | TVA_Transmission_2_VACAR | TVA_Transmission | VACAR | Internal | Shoulder | B15 | 1203 | 900 | 0 | 53.6 | 53.49 | 9 | 0
2035 | TVA_Transmission_2_VACAR | TVA_Transmission | VACAR | Internal | Summer | B1 | 10 | 900 | 0 | 95.83 | 95.86 | 9 | 0
2035 | TVA_Transmission_2_VACAR | TVA_Transmission | VACAR | Internal | Summer | B2 | 25 | 900 | 0 | 93.45 | 93.45 | 9 | 0
2035 | TVA_Transmission_2_VACAR | TVA_Transmission | VACAR | Internal | Summer | B3 | 75 | 900 | 0 | 87.8 | 92.52 | 9 | 0
2035 | TVA_Transmission_2_VACAR | TVA_Transmission | VACAR | Internal | Summer | B4 | 100 | 900 | 0 | 87.8 | 92.52 | 9 | 0
2035 | TVA_Transmission_2_VACAR | TVA_Transmission | VACAR | Internal | Summer | B5 | 200 | 900 | 0 | 81.14 | 81.98 | 9 | 0
2035 | TVA_Transmission_2_VACAR | TVA_Transmission | VACAR | Internal | Summer | B6 | 300 | 900 | 0 | 63.43 | 67.15 | 9 | 0
2035 | TVA_Transmission_2_VACAR | TVA_Transmission | VACAR | Internal | Summer | B7 | 400 | 900 | 0 | 55.42 | 57.27 | 9 | 0
2035 | TVA_Transmission_2_VACAR | TVA_Transmission | VACAR | Internal | Summer | B8 | 500 | 900 | 0 | 53.94 | 55.96 | 9 | 0
2035 | TVA_Transmission_2_VACAR | TVA_Transmission | VACAR | Internal | Summer | B9 | 800 | 900 | 0 | 53.14 | 51.32 | 9 | 0
2035 | TVA_Transmission_2_VACAR | TVA_Transmission | VACAR | Internal | Summer | B10 | 1262 | 900 | 0 | 44.91 | 48.58 | 9 | 0
2035 | TVA_Transmission_2_VACAR | TVA_Transmission | VACAR | Internal | Winter | B16 | 25 | 900 | 900 | 70.45 | 87.5 | 9 | 8.04
2035 | TVA_Transmission_2_VACAR | TVA_Transmission | VACAR | Internal | Winter | B17 | 100 | 900 | 0 | 62.42 | 67.56 | 9 | 0
2035 | TVA_Transmission_2_VACAR | TVA_Transmission | VACAR | Internal | Winter | B18 | 400 | 900 | 0 | 60.01 | 63.36 | 9 | 0
2035 | TVA_Transmission_2_VACAR | TVA_Transmission | VACAR | Internal | Winter | B19 | 700 | 900 | 0 | 56.89 | 58.45 | 9 | 0
2035 | TVA_Transmission_2_VACAR | TVA_Transmission | VACAR | Internal | Winter | B20 | 935 | 900 | 0 | 51.06 | 51.06 | 9 | 0
2035 | VACAR_2_PJM_ROR | VACAR | PJM_ROR | Internal | Shoulder | B11 | 25 | 2000 | 0 | 73.69 | 65.84 | 7 | 0
2035 | VACAR_2_PJM_ROR | VACAR | PJM_ROR | Internal | Shoulder | B12 | 200 | 2000 | 0 | 61.86 | 55.86 | 7 | 0
2035 | VACAR_2_PJM_ROR | VACAR | PJM_ROR | Internal | Shoulder | B13 | 600 | 2000 | 0 | 59.23 | 53.23 | 7 | 0
2035 | VACAR_2_PJM_ROR | VACAR | PJM_ROR | Internal | Shoulder | B14 | 900 | 2000 | 0 | 58.4 | 52.4 | 7 | 0
2035 | VACAR_2_PJM_ROR | VACAR | PJM_ROR | Internal | Shoulder | B15 | 1203 | 2000 | 0 | 53.49 | 47.6 | 7 | 0
2035 | VACAR_2_PJM_ROR | VACAR | PJM_ROR | Internal | Summer | B1 | 10 | 2000 | 0 | 95.86 | 89.86 | 7 | 0
2035 | VACAR_2_PJM_ROR | VACAR | PJM_ROR | Internal | Summer | B2 | 25 | 2000 | 0 | 93.45 | 87.45 | 7 | 0
2035 | VACAR_2_PJM_ROR | VACAR | PJM_ROR | Internal | Summer | B3 | 75 | 2000 | 0 | 92.52 | 81.8 | 7 | 0
2035 | VACAR_2_PJM_ROR | VACAR | PJM_ROR | Internal | Summer | B4 | 100 | 2000 | 0 | 92.52 | 81.8 | 7 | 0
2035 | VACAR_2_PJM_ROR | VACAR | PJM_ROR | Internal | Summer | B5 | 200 | 2000 | 0 | 81.98 | 75.98 | 7 | 0
2035 | VACAR_2_PJM_ROR | VACAR | PJM_ROR | Internal | Summer | B6 | 300 | 2000 | 0 | 67.15 | 58.48 | 7 | 0
2035 | VACAR_2_PJM_ROR | VACAR | PJM_ROR | Internal | Summer | B7 | 400 | 2000 | 0 | 57.27 | 51.27 | 7 | 0
2035 | VACAR_2_PJM_ROR | VACAR | PJM_ROR | Internal | Summer | B8 | 500 | 2000 | 0 | 55.96 | 49.96 | 7 | 0
2035 | VACAR_2_PJM_ROR | VACAR | PJM_ROR | Internal | Summer | B9 | 800 | 2000 | 0 | 51.32 | 47.14 | 7 | 0
2035 | VACAR_2_PJM_ROR | VACAR | PJM_ROR | Internal | Summer | B10 | 1262 | 2000 | 0 | 48.58 | 42.58 | 7 | 0
2035 | VACAR_2_PJM_ROR | VACAR | PJM_ROR | Internal | Winter | B16 | 25 | 2000 | 0 | 87.5 | 64.45 | 7 | 0
2035 | VACAR_2_PJM_ROR | VACAR | PJM_ROR | Internal | Winter | B17 | 100 | 2000 | 0 | 67.56 | 60.15 | 7 | 0
2035 | VACAR_2_PJM_ROR | VACAR | PJM_ROR | Internal | Winter | B18 | 400 | 2000 | 0 | 63.36 | 57.36 | 7 | 0
2035 | VACAR_2_PJM_ROR | VACAR | PJM_ROR | Internal | Winter | B19 | 700 | 2000 | 0 | 58.45 | 54.57 | 7 | 0
2035 | VACAR_2_PJM_ROR | VACAR | PJM_ROR | Internal | Winter | B20 | 935 | 2000 | 0 | 51.06 | 45.06 | 7 | 0
2035 | VACAR_2_SOCO | VACAR | SOCO | Internal | Shoulder | B11 | 25 | 3000 | 349.68 | 73.69 | 80.69 | 7 | 0
2035 | VACAR_2_SOCO | VACAR | SOCO | Internal | Shoulder | B12 | 200 | 3000 | 0 | 61.86 | 55.72 | 7 | 0
2035 | VACAR_2_SOCO | VACAR | SOCO | Internal | Shoulder | B13 | 600 | 3000 | 0 | 59.23 | 55.72 | 7 | 0
2035 | VACAR_2_SOCO | VACAR | SOCO | Internal | Shoulder | B14 | 900 | 3000 | 0 | 58.4 | 55.72 | 7 | 0
2035 | VACAR_2_SOCO | VACAR | SOCO | Internal | Shoulder | B15 | 1203 | 3000 | 0 | 53.49 | 55.72 | 7 | 0
2035 | VACAR_2_SOCO | VACAR | SOCO | Internal | Summer | B1 | 10 | 3000 | 0 | 95.86 | 97.32 | 7 | 0
2035 | VACAR_2_SOCO | VACAR | SOCO | Internal | Summer | B2 | 25 | 3000 | 0 | 93.45 | 90.9 | 7 | 0
2035 | VACAR_2_SOCO | VACAR | SOCO | Internal | Summer | B3 | 75 | 3000 | 0 | 92.52 | 90.9 | 7 | 0
2035 | VACAR_2_SOCO | VACAR | SOCO | Internal | Summer | B4 | 100 | 3000 | 0 | 92.52 | 90.9 | 7 | 0
2035 | VACAR_2_SOCO | VACAR | SOCO | Internal | Summer | B5 | 200 | 3000 | 0 | 81.98 | 88.45 | 7 | 0
2035 | VACAR_2_SOCO | VACAR | SOCO | Internal | Summer | B6 | 300 | 3000 | 0 | 67.15 | 71.27 | 7 | 0
2035 | VACAR_2_SOCO | VACAR | SOCO | Internal | Summer | B7 | 400 | 3000 | 0 | 57.27 | 61.35 | 7 | 0
2035 | VACAR_2_SOCO | VACAR | SOCO | Internal | Summer | B8 | 500 | 3000 | 0 | 55.96 | 54.18 | 7 | 0
2035 | VACAR_2_SOCO | VACAR | SOCO | Internal | Summer | B9 | 800 | 3000 | 0 | 51.32 | 54.18 | 7 | 0
2035 | VACAR_2_SOCO | VACAR | SOCO | Internal | Summer | B10 | 1262 | 3000 | 0 | 48.58 | 53.91 | 7 | 0
2035 | VACAR_2_SOCO | VACAR | SOCO | Internal | Winter | B16 | 25 | 3000 | 0 | 87.5 | 77.5 | 7 | 0
2035 | VACAR_2_SOCO | VACAR | SOCO | Internal | Winter | B17 | 100 | 3000 | 0 | 67.56 | 59.07 | 7 | 0
2035 | VACAR_2_SOCO | VACAR | SOCO | Internal | Winter | B18 | 400 | 3000 | 0 | 63.36 | 59.07 | 7 | 0
2035 | VACAR_2_SOCO | VACAR | SOCO | Internal | Winter | B19 | 700 | 3000 | 0 | 58.45 | 59.07 | 7 | 0
2035 | VACAR_2_SOCO | VACAR | SOCO | Internal | Winter | B20 | 935 | 3000 | 55.89 | 51.06 | 58.06 | 7 | 0
2035 | VACAR_2_TVA_Transmission | VACAR | TVA_Transmission | Internal | Shoulder | B11 | 25 | 900 | 0 | 73.69 | 71.79 | 7 | 0
2035 | VACAR_2_TVA_Transmission | VACAR | TVA_Transmission | Internal | Shoulder | B12 | 200 | 900 | 0 | 61.86 | 58.36 | 7 | 0
2035 | VACAR_2_TVA_Transmission | VACAR | TVA_Transmission | Internal | Shoulder | B13 | 600 | 900 | 0 | 59.23 | 56.99 | 7 | 0
2035 | VACAR_2_TVA_Transmission | VACAR | TVA_Transmission | Internal | Shoulder | B14 | 900 | 900 | 0 | 58.4 | 55.03 | 7 | 0
2035 | VACAR_2_TVA_Transmission | VACAR | TVA_Transmission | Internal | Shoulder | B15 | 1203 | 900 | 0 | 53.49 | 53.6 | 7 | 0
2035 | VACAR_2_TVA_Transmission | VACAR | TVA_Transmission | Internal | Summer | B1 | 10 | 900 | 0 | 95.86 | 95.83 | 7 | 0
2035 | VACAR_2_TVA_Transmission | VACAR | TVA_Transmission | Internal | Summer | B2 | 25 | 900 | 0 | 93.45 | 93.45 | 7 | 0
2035 | VACAR_2_TVA_Transmission | VACAR | TVA_Transmission | Internal | Summer | B3 | 75 | 900 | 0 | 92.52 | 87.8 | 7 | 0
2035 | VACAR_2_TVA_Transmission | VACAR | TVA_Transmission | Internal | Summer | B4 | 100 | 900 | 0 | 92.52 | 87.8 | 7 | 0
2035 | VACAR_2_TVA_Transmission | VACAR | TVA_Transmission | Internal | Summer | B5 | 200 | 900 | 0 | 81.98 | 81.14 | 7 | 0
2035 | VACAR_2_TVA_Transmission | VACAR | TVA_Transmission | Internal | Summer | B6 | 300 | 900 | 0 | 67.15 | 63.43 | 7 | 0
2035 | VACAR_2_TVA_Transmission | VACAR | TVA_Transmission | Internal | Summer | B7 | 400 | 900 | 0 | 57.27 | 55.42 | 7 | 0
2035 | VACAR_2_TVA_Transmission | VACAR | TVA_Transmission | Internal | Summer | B8 | 500 | 900 | 0 | 55.96 | 53.94 | 7 | 0
2035 | VACAR_2_TVA_Transmission | VACAR | TVA_Transmission | Internal | Summer | B9 | 800 | 900 | 0 | 51.32 | 53.14 | 7 | 0
2035 | VACAR_2_TVA_Transmission | VACAR | TVA_Transmission | Internal | Summer | B10 | 1262 | 900 | 0 | 48.58 | 44.91 | 7 | 0
2035 | VACAR_2_TVA_Transmission | VACAR | TVA_Transmission | Internal | Winter | B16 | 25 | 900 | 0 | 87.5 | 70.45 | 7 | 0
2035 | VACAR_2_TVA_Transmission | VACAR | TVA_Transmission | Internal | Winter | B17 | 100 | 900 | 0 | 67.56 | 62.42 | 7 | 0
2035 | VACAR_2_TVA_Transmission | VACAR | TVA_Transmission | Internal | Winter | B18 | 400 | 900 | 0 | 63.36 | 60.01 | 7 | 0
2035 | VACAR_2_TVA_Transmission | VACAR | TVA_Transmission | Internal | Winter | B19 | 700 | 900 | 0 | 58.45 | 56.89 | 7 | 0
2035 | VACAR_2_TVA_Transmission | VACAR | TVA_Transmission | Internal | Winter | B20 | 935 | 900 | 0 | 51.06 | 51.06 | 7 | 0
2040 | ENT_2_MISO_MO-IL | ENT | MISO_MO-IL | Internal | Shoulder | B11 | 25 | 2260 | 0 | 73.87 | 68.87 | 8 | 0
2040 | ENT_2_MISO_MO-IL | ENT | MISO_MO-IL | Internal | Shoulder | B12 | 200 | 2260 | 0 | 61.51 | 59.24 | 8 | 0
2040 | ENT_2_MISO_MO-IL | ENT | MISO_MO-IL | Internal | Shoulder | B13 | 600 | 2260 | 0 | 61.51 | 56.32 | 8 | 0
2040 | ENT_2_MISO_MO-IL | ENT | MISO_MO-IL | Internal | Shoulder | B14 | 900 | 2260 | 0 | 59.46 | 54.35 | 8 | 0
2040 | ENT_2_MISO_MO-IL | ENT | MISO_MO-IL | Internal | Shoulder | B15 | 1203 | 2260 | 0 | 58.5 | 49.87 | 8 | 0
2040 | ENT_2_MISO_MO-IL | ENT | MISO_MO-IL | Internal | Summer | B1 | 10 | 2260 | 0 | 98.63 | 97.67 | 8 | 0
2040 | ENT_2_MISO_MO-IL | ENT | MISO_MO-IL | Internal | Summer | B2 | 25 | 2260 | 0 | 98.63 | 94.64 | 8 | 0
2040 | ENT_2_MISO_MO-IL | ENT | MISO_MO-IL | Internal | Summer | B3 | 75 | 2260 | 0 | 97.53 | 92.42 | 8 | 0
2040 | ENT_2_MISO_MO-IL | ENT | MISO_MO-IL | Internal | Summer | B4 | 100 | 2260 | 0 | 92.52 | 92.01 | 8 | 0
2040 | ENT_2_MISO_MO-IL | ENT | MISO_MO-IL | Internal | Summer | B5 | 200 | 2260 | 0 | 87.06 | 83.46 | 8 | 0
2040 | ENT_2_MISO_MO-IL | ENT | MISO_MO-IL | Internal | Summer | B6 | 300 | 2260 | 0 | 62.43 | 60.92 | 8 | 0
2040 | ENT_2_MISO_MO-IL | ENT | MISO_MO-IL | Internal | Summer | B7 | 400 | 2260 | 0 | 60 | 55.91 | 8 | 0
2040 | ENT_2_MISO_MO-IL | ENT | MISO_MO-IL | Internal | Summer | B8 | 500 | 2260 | 0 | 59.57 | 52.24 | 8 | 0
2040 | ENT_2_MISO_MO-IL | ENT | MISO_MO-IL | Internal | Summer | B9 | 800 | 2260 | 0 | 57.59 | 49.59 | 8 | 0
2040 | ENT_2_MISO_MO-IL | ENT | MISO_MO-IL | Internal | Summer | B10 | 1262 | 2260 | 0 | 50.3 | 42.3 | 8 | 0
2040 | ENT_2_MISO_MO-IL | ENT | MISO_MO-IL | Internal | Winter | B16 | 25 | 2260 | 0 | 70.47 | 65.78 | 8 | 0
2040 | ENT_2_MISO_MO-IL | ENT | MISO_MO-IL | Internal | Winter | B17 | 100 | 2260 | 0 | 66.07 | 63.26 | 8 | 0
2040 | ENT_2_MISO_MO-IL | ENT | MISO_MO-IL | Internal | Winter | B18 | 400 | 2260 | 0 | 65.59 | 60.11 | 8 | 0
2040 | ENT_2_MISO_MO-IL | ENT | MISO_MO-IL | Internal | Winter | B19 | 700 | 2260 | 0 | 63.4 | 58.11 | 8 | 0
2040 | ENT_2_MISO_MO-IL | ENT | MISO_MO-IL | Internal | Winter | B20 | 935 | 2260 | 0 | 53.55 | 45.55 | 8 | 0
2040 | ENT_2_SOCO | ENT | SOCO | Internal | Shoulder | B11 | 25 | 2000 | 1999.99 | 73.87 | 84.8 | 8 | 2.93
2040 | ENT_2_SOCO | ENT | SOCO | Internal | Shoulder | B12 | 200 | 2000 | 0 | 61.51 | 61.82 | 8 | 0
2040 | ENT_2_SOCO | ENT | SOCO | Internal | Shoulder | B13 | 600 | 2000 | 0 | 61.51 | 61.82 | 8 | 0
2040 | ENT_2_SOCO | ENT | SOCO | Internal | Shoulder | B14 | 900 | 2000 | 0 | 59.46 | 61.82 | 8 | 0
2040 | ENT_2_SOCO | ENT | SOCO | Internal | Shoulder | B15 | 1203 | 2000 | 0 | 58.5 | 61.82 | 8 | 0
2040 | ENT_2_SOCO | ENT | SOCO | Internal | Summer | B1 | 10 | 2000 | 1637.9 | 98.63 | 106.63 | 8 | 0
2040 | ENT_2_SOCO | ENT | SOCO | Internal | Summer | B2 | 25 | 2000 | 0 | 98.63 | 100.52 | 8 | 0
2040 | ENT_2_SOCO | ENT | SOCO | Internal | Summer | B3 | 75 | 2000 | 0 | 97.53 | 100.52 | 8 | 0
2040 | ENT_2_SOCO | ENT | SOCO | Internal | Summer | B4 | 100 | 2000 | 279.99 | 92.52 | 100.52 | 8 | 0
2040 | ENT_2_SOCO | ENT | SOCO | Internal | Summer | B5 | 200 | 2000 | 1287.56 | 87.06 | 95.06 | 8 | 0
2040 | ENT_2_SOCO | ENT | SOCO | Internal | Summer | B6 | 300 | 2000 | 1656.21 | 62.43 | 70.43 | 8 | 0
2040 | ENT_2_SOCO | ENT | SOCO | Internal | Summer | B7 | 400 | 2000 | 116.89 | 60 | 68 | 8 | 0
2040 | ENT_2_SOCO | ENT | SOCO | Internal | Summer | B8 | 500 | 2000 | 0 | 59.57 | 60.21 | 8 | 0
2040 | ENT_2_SOCO | ENT | SOCO | Internal | Summer | B9 | 800 | 2000 | 0 | 57.59 | 60.21 | 8 | 0
2040 | ENT_2_SOCO | ENT | SOCO | Internal | Summer | B10 | 1262 | 2000 | 0 | 50.3 | 55.85 | 8 | 0
2040 | ENT_2_SOCO | ENT | SOCO | Internal | Winter | B16 | 25 | 2000 | 2000 | 70.47 | 82.34 | 8 | 3.87
2040 | ENT_2_SOCO | ENT | SOCO | Internal | Winter | B17 | 100 | 2000 | 0 | 66.07 | 65.5 | 8 | 0
2040 | ENT_2_SOCO | ENT | SOCO | Internal | Winter | B18 | 400 | 2000 | 0 | 65.59 | 65.5 | 8 | 0
2040 | ENT_2_SOCO | ENT | SOCO | Internal | Winter | B19 | 700 | 2000 | 0 | 63.4 | 65.5 | 8 | 0
2040 | ENT_2_SOCO | ENT | SOCO | Internal | Winter | B20 | 935 | 2000 | 0 | 53.55 | 59.97 | 8 | 0
2040 | ENT_2_SPP_N | ENT | SPP_N | Internal | Shoulder | B11 | 25 | 1300 | 0 | 73.87 | 68.87 | 8 | 0
2040 | ENT_2_SPP_N | ENT | SPP_N | Internal | Shoulder | B12 | 200 | 1300 | 0 | 61.51 | 59.24 | 8 | 0
2040 | ENT_2_SPP_N | ENT | SPP_N | Internal | Shoulder | B13 | 600 | 1300 | 0 | 61.51 | 59.24 | 8 | 0
2040 | ENT_2_SPP_N | ENT | SPP_N | Internal | Shoulder | B14 | 900 | 1300 | 0 | 59.46 | 54.46 | 8 | 0
2040 | ENT_2_SPP_N | ENT | SPP_N | Internal | Shoulder | B15 | 1203 | 1300 | 0 | 58.5 | 50.12 | 8 | 0
2040 | ENT_2_SPP_N | ENT | SPP_N | Internal | Summer | B1 | 10 | 1300 | 0 | 98.63 | 97.66 | 8 | 0
2040 | ENT_2_SPP_N | ENT | SPP_N | Internal | Summer | B2 | 25 | 1300 | 0 | 98.63 | 97.66 | 8 | 0
2040 | ENT_2_SPP_N | ENT | SPP_N | Internal | Summer | B3 | 75 | 1300 | 0 | 97.53 | 97.66 | 8 | 0
2040 | ENT_2_SPP_N | ENT | SPP_N | Internal | Summer | B4 | 100 | 1300 | 0 | 92.52 | 97.66 | 8 | 0
2040 | ENT_2_SPP_N | ENT | SPP_N | Internal | Summer | B5 | 200 | 1300 | 0 | 87.06 | 83.46 | 8 | 0
2040 | ENT_2_SPP_N | ENT | SPP_N | Internal | Summer | B6 | 300 | 1300 | 0 | 62.43 | 60.92 | 8 | 0
2040 | ENT_2_SPP_N | ENT | SPP_N | Internal | Summer | B7 | 400 | 1300 | 0 | 60 | 57.78 | 8 | 0
2040 | ENT_2_SPP_N | ENT | SPP_N | Internal | Summer | B8 | 500 | 1300 | 0 | 59.57 | 57.29 | 8 | 0
2040 | ENT_2_SPP_N | ENT | SPP_N | Internal | Summer | B9 | 800 | 1300 | 0 | 57.59 | 52.66 | 8 | 0
2040 | ENT_2_SPP_N | ENT | SPP_N | Internal | Summer | B10 | 1262 | 1300 | 0 | 50.3 | 45.03 | 8 | 0
2040 | ENT_2_SPP_N | ENT | SPP_N | Internal | Winter | B16 | 25 | 1300 | 0 | 70.47 | 65.48 | 8 | 0
2040 | ENT_2_SPP_N | ENT | SPP_N | Internal | Winter | B17 | 100 | 1300 | 0 | 66.07 | 63.26 | 8 | 0
2040 | ENT_2_SPP_N | ENT | SPP_N | Internal | Winter | B18 | 400 | 1300 | 0 | 65.59 | 60.59 | 8 | 0
2040 | ENT_2_SPP_N | ENT | SPP_N | Internal | Winter | B19 | 700 | 1300 | 0 | 63.4 | 58.4 | 8 | 0
2040 | ENT_2_SPP_N | ENT | SPP_N | Internal | Winter | B20 | 935 | 1300 | 0 | 53.55 | 46.83 | 8 | 0
2040 | ENT_2_SPP_S | ENT | SPP_S | Internal | Shoulder | B11 | 25 | 1300 | 0 | 73.87 | 68.86 | 8 | 0
2040 | ENT_2_SPP_S | ENT | SPP_S | Internal | Shoulder | B12 | 200 | 1300 | 0 | 61.51 | 59.25 | 8 | 0
2040 | ENT_2_SPP_S | ENT | SPP_S | Internal | Shoulder | B13 | 600 | 1300 | 0 | 61.51 | 59.25 | 8 | 0
2040 | ENT_2_SPP_S | ENT | SPP_S | Internal | Shoulder | B14 | 900 | 1300 | 0 | 59.46 | 54.47 | 8 | 0
2040 | ENT_2_SPP_S | ENT | SPP_S | Internal | Shoulder | B15 | 1203 | 1300 | 0 | 58.5 | 50.13 | 8 | 0
2040 | ENT_2_SPP_S | ENT | SPP_S | Internal | Summer | B1 | 10 | 1300 | 0 | 98.63 | 83.11 | 8 | 0
2040 | ENT_2_SPP_S | ENT | SPP_S | Internal | Summer | B2 | 25 | 1300 | 0 | 98.63 | 93.63 | 8 | 0
2040 | ENT_2_SPP_S | ENT | SPP_S | Internal | Summer | B3 | 75 | 1300 | 0 | 97.53 | 92.53 | 8 | 0
2040 | ENT_2_SPP_S | ENT | SPP_S | Internal | Summer | B4 | 100 | 1300 | 0 | 92.52 | 87.52 | 8 | 0
2040 | ENT_2_SPP_S | ENT | SPP_S | Internal | Summer | B5 | 200 | 1300 | 0 | 87.06 | 81.8 | 8 | 0
2040 | ENT_2_SPP_S | ENT | SPP_S | Internal | Summer | B6 | 300 | 1300 | 0 | 62.43 | 60.08 | 8 | 0
2040 | ENT_2_SPP_S | ENT | SPP_S | Internal | Summer | B7 | 400 | 1300 | 0 | 60 | 57.77 | 8 | 0
2040 | ENT_2_SPP_S | ENT | SPP_S | Internal | Summer | B8 | 500 | 1300 | 0 | 59.57 | 57.3 | 8 | 0
2040 | ENT_2_SPP_S | ENT | SPP_S | Internal | Summer | B9 | 800 | 1300 | 0 | 57.59 | 52.67 | 8 | 0
2040 | ENT_2_SPP_S | ENT | SPP_S | Internal | Summer | B10 | 1262 | 1300 | 0 | 50.3 | 45.04 | 8 | 0
2040 | ENT_2_SPP_S | ENT | SPP_S | Internal | Winter | B16 | 25 | 1300 | 0 | 70.47 | 65.47 | 8 | 0
2040 | ENT_2_SPP_S | ENT | SPP_S | Internal | Winter | B17 | 100 | 1300 | 0 | 66.07 | 63.27 | 8 | 0
2040 | ENT_2_SPP_S | ENT | SPP_S | Internal | Winter | B18 | 400 | 1300 | 0 | 65.59 | 60.6 | 8 | 0
2040 | ENT_2_SPP_S | ENT | SPP_S | Internal | Winter | B19 | 700 | 1300 | 0 | 63.4 | 58.41 | 8 | 0
2040 | ENT_2_SPP_S | ENT | SPP_S | Internal | Winter | B20 | 935 | 1300 | 0 | 53.55 | 46.84 | 8 | 0
2040 | ENT_2_TVA_Transmission | ENT | TVA_Transmission | Internal | Shoulder | B11 | 25 | 2100 | 0 | 73.87 | 76.33 | 8 | 0
2040 | ENT_2_TVA_Transmission | ENT | TVA_Transmission | Internal | Shoulder | B12 | 200 | 2100 | 0 | 61.51 | 63.86 | 8 | 0
2040 | ENT_2_TVA_Transmission | ENT | TVA_Transmission | Internal | Shoulder | B13 | 600 | 2100 | 0 | 61.51 | 61.98 | 8 | 0
2040 | ENT_2_TVA_Transmission | ENT | TVA_Transmission | Internal | Shoulder | B14 | 900 | 2100 | 0 | 59.46 | 60.86 | 8 | 0
2040 | ENT_2_TVA_Transmission | ENT | TVA_Transmission | Internal | Shoulder | B15 | 1203 | 2100 | 0 | 58.5 | 57.87 | 8 | 0
2040 | ENT_2_TVA_Transmission | ENT | TVA_Transmission | Internal | Summer | B1 | 10 | 2100 | 0.04 | 98.63 | 105.67 | 8 | 0
2040 | ENT_2_TVA_Transmission | ENT | TVA_Transmission | Internal | Summer | B2 | 25 | 2100 | 0 | 98.63 | 102.64 | 8 | 0
2040 | ENT_2_TVA_Transmission | ENT | TVA_Transmission | Internal | Summer | B3 | 75 | 2100 | 0 | 97.53 | 100.42 | 8 | 0
2040 | ENT_2_TVA_Transmission | ENT | TVA_Transmission | Internal | Summer | B4 | 100 | 2100 | 0 | 92.52 | 96.44 | 8 | 0
2040 | ENT_2_TVA_Transmission | ENT | TVA_Transmission | Internal | Summer | B5 | 200 | 2100 | 0 | 87.06 | 87.58 | 8 | 0
2040 | ENT_2_TVA_Transmission | ENT | TVA_Transmission | Internal | Summer | B6 | 300 | 2100 | 0 | 62.43 | 67.5 | 8 | 0
2040 | ENT_2_TVA_Transmission | ENT | TVA_Transmission | Internal | Summer | B7 | 400 | 2100 | 0 | 60 | 62.09 | 8 | 0
2040 | ENT_2_TVA_Transmission | ENT | TVA_Transmission | Internal | Summer | B8 | 500 | 2100 | 0 | 59.57 | 60.24 | 8 | 0
2040 | ENT_2_TVA_Transmission | ENT | TVA_Transmission | Internal | Summer | B9 | 800 | 2100 | 0 | 57.59 | 57.07 | 8 | 0
2040 | ENT_2_TVA_Transmission | ENT | TVA_Transmission | Internal | Summer | B10 | 1262 | 2100 | 0 | 50.3 | 48.28 | 8 | 0
2040 | ENT_2_TVA_Transmission | ENT | TVA_Transmission | Internal | Winter | B16 | 25 | 2100 | 0 | 70.47 | 73.78 | 8 | 0
2040 | ENT_2_TVA_Transmission | ENT | TVA_Transmission | Internal | Winter | B17 | 100 | 2100 | 0 | 66.07 | 68.28 | 8 | 0
2040 | ENT_2_TVA_Transmission | ENT | TVA_Transmission | Internal | Winter | B18 | 400 | 2100 | 0 | 65.59 | 65.85 | 8 | 0
2040 | ENT_2_TVA_Transmission | ENT | TVA_Transmission | Internal | Winter | B19 | 700 | 2100 | 0 | 63.4 | 64.27 | 8 | 0
2040 | ENT_2_TVA_Transmission | ENT | TVA_Transmission | Internal | Winter | B20 | 935 | 2100 | 0 | 53.55 | 53.55 | 8 | 0
2040 | FRCC_2_SOCO | FRCC | SOCO | Internal | Shoulder | B11 | 25 | 900 | 0 | 106.82 | 84.8 | 8 | 0
2040 | FRCC_2_SOCO | FRCC | SOCO | Internal | Shoulder | B12 | 200 | 900 | 0 | 71.82 | 61.82 | 8 | 0
2040 | FRCC_2_SOCO | FRCC | SOCO | Internal | Shoulder | B13 | 600 | 900 | 0 | 69.82 | 61.82 | 8 | 0
2040 | FRCC_2_SOCO | FRCC | SOCO | Internal | Shoulder | B14 | 900 | 900 | 0 | 66.91 | 61.82 | 8 | 0
2040 | FRCC_2_SOCO | FRCC | SOCO | Internal | Shoulder | B15 | 1203 | 900 | 0 | 66.91 | 61.82 | 8 | 0
2040 | FRCC_2_SOCO | FRCC | SOCO | Internal | Summer | B1 | 10 | 900 | 0 | 116.63 | 106.63 | 8 | 0
2040 | FRCC_2_SOCO | FRCC | SOCO | Internal | Summer | B2 | 25 | 900 | 0 | 107.43 | 100.52 | 8 | 0
2040 | FRCC_2_SOCO | FRCC | SOCO | Internal | Summer | B3 | 75 | 900 | 0 | 107.43 | 100.52 | 8 | 0
2040 | FRCC_2_SOCO | FRCC | SOCO | Internal | Summer | B4 | 100 | 900 | 0 | 107.43 | 100.52 | 8 | 0
2040 | FRCC_2_SOCO | FRCC | SOCO | Internal | Summer | B5 | 200 | 900 | 0 | 105.06 | 95.06 | 8 | 0
2040 | FRCC_2_SOCO | FRCC | SOCO | Internal | Summer | B6 | 300 | 900 | 0 | 80.43 | 70.43 | 8 | 0
2040 | FRCC_2_SOCO | FRCC | SOCO | Internal | Summer | B7 | 400 | 900 | 0 | 78 | 68 | 8 | 0
2040 | FRCC_2_SOCO | FRCC | SOCO | Internal | Summer | B8 | 500 | 900 | 0 | 68.59 | 60.21 | 8 | 0
2040 | FRCC_2_SOCO | FRCC | SOCO | Internal | Summer | B9 | 800 | 900 | 0 | 65.74 | 60.21 | 8 | 0
2040 | FRCC_2_SOCO | FRCC | SOCO | Internal | Summer | B10 | 1262 | 900 | 0 | 65.74 | 55.85 | 8 | 0
2040 | FRCC_2_SOCO | FRCC | SOCO | Internal | Winter | B16 | 25 | 900 | 0 | 92.34 | 82.34 | 8 | 0
2040 | FRCC_2_SOCO | FRCC | SOCO | Internal | Winter | B17 | 100 | 900 | 0 | 73.02 | 65.5 | 8 | 0
2040 | FRCC_2_SOCO | FRCC | SOCO | Internal | Winter | B18 | 400 | 900 | 0 | 72.92 | 65.5 | 8 | 0
2040 | FRCC_2_SOCO | FRCC | SOCO | Internal | Winter | B19 | 700 | 900 | 0 | 69.97 | 65.5 | 8 | 0
2040 | FRCC_2_SOCO | FRCC | SOCO | Internal | Winter | B20 | 935 | 900 | 0 | 69.97 | 59.97 | 8 | 0
2040 | HQ_NEISO_2_NEISO | HQ_NEISO | NEISO | Internal | Shoulder | B11 | 25 | 99999 | 2920 | 48.96 | 48.97 | 0.01 | 0
2040 | HQ_NEISO_2_NEISO | HQ_NEISO | NEISO | Internal | Shoulder | B12 | 200 | 99999 | 2920 | 48.96 | 48.97 | 0.01 | 0
2040 | HQ_NEISO_2_NEISO | HQ_NEISO | NEISO | Internal | Shoulder | B13 | 600 | 99999 | 2920 | 48.96 | 48.97 | 0.01 | 0
2040 | HQ_NEISO_2_NEISO | HQ_NEISO | NEISO | Internal | Shoulder | B14 | 900 | 99999 | 2920 | 48.96 | 48.97 | 0.01 | 0
2040 | HQ_NEISO_2_NEISO | HQ_NEISO | NEISO | Internal | Shoulder | B15 | 1203 | 99999 | 1143.24 | 48.96 | 48.97 | 0.01 | 0
2040 | HQ_NEISO_2_NEISO | HQ_NEISO | NEISO | Internal | Summer | B1 | 10 | 99999 | 2920.09 | 94.7 | 94.71 | 0.01 | 0
2040 | HQ_NEISO_2_NEISO | HQ_NEISO | NEISO | Internal | Summer | B2 | 25 | 99999 | 2920.09 | 97.63 | 97.64 | 0.01 | 0
2040 | HQ_NEISO_2_NEISO | HQ_NEISO | NEISO | Internal | Summer | B3 | 75 | 99999 | 2920 | 62.62 | 62.63 | 0.01 | 0
2040 | HQ_NEISO_2_NEISO | HQ_NEISO | NEISO | Internal | Summer | B4 | 100 | 99999 | 2920 | 62.62 | 62.63 | 0.01 | 0
2040 | HQ_NEISO_2_NEISO | HQ_NEISO | NEISO | Internal | Summer | B5 | 200 | 99999 | 2920 | 45.18 | 45.19 | 0.01 | 0
2040 | HQ_NEISO_2_NEISO | HQ_NEISO | NEISO | Internal | Summer | B6 | 300 | 99999 | 2920 | 45.18 | 45.19 | 0.01 | 0
2040 | HQ_NEISO_2_NEISO | HQ_NEISO | NEISO | Internal | Summer | B7 | 400 | 99999 | 2920 | 45.18 | 45.19 | 0.01 | 0
2040 | HQ_NEISO_2_NEISO | HQ_NEISO | NEISO | Internal | Summer | B8 | 500 | 99999 | 2920 | 45.18 | 45.19 | 0.01 | 0
2040 | HQ_NEISO_2_NEISO | HQ_NEISO | NEISO | Internal | Summer | B9 | 800 | 99999 | 2920 | 45.18 | 45.19 | 0.01 | 0
2040 | HQ_NEISO_2_NEISO | HQ_NEISO | NEISO | Internal | Summer | B10 | 1262 | 99999 | 795.94 | 45.18 | 45.19 | 0.01 | 0
2040 | HQ_NEISO_2_NEISO | HQ_NEISO | NEISO | Internal | Winter | B16 | 25 | 99999 | 2920 | 60.57 | 60.59 | 0.01 | 0
2040 | HQ_NEISO_2_NEISO | HQ_NEISO | NEISO | Internal | Winter | B17 | 100 | 99999 | 2920 | 60.45 | 60.46 | 0.01 | 0
2040 | HQ_NEISO_2_NEISO | HQ_NEISO | NEISO | Internal | Winter | B18 | 400 | 99999 | 2920 | 60.45 | 60.46 | 0.01 | 0
2040 | HQ_NEISO_2_NEISO | HQ_NEISO | NEISO | Internal | Winter | B19 | 700 | 99999 | 2920 | 60.45 | 60.46 | 0.01 | 0
2040 | HQ_NEISO_2_NEISO | HQ_NEISO | NEISO | Internal | Winter | B20 | 935 | 99999 | 1233.58 | 60.45 | 60.46 | 0.01 | 0
2040 | HQ_NY_2_NYISO_A-F | HQ_NY | NYISO_A-F | Internal | Shoulder | B11 | 25 | 99999 | 1000 | 54.31 | 54.32 | 0.01 | 0
2040 | HQ_NY_2_NYISO_A-F | HQ_NY | NYISO_A-F | Internal | Shoulder | B12 | 200 | 99999 | 1000 | 52.99 | 53 | 0.01 | 0
2040 | HQ_NY_2_NYISO_A-F | HQ_NY | NYISO_A-F | Internal | Shoulder | B13 | 600 | 99999 | 1000 | 52.24 | 52.25 | 0.01 | 0
2040 | HQ_NY_2_NYISO_A-F | HQ_NY | NYISO_A-F | Internal | Shoulder | B14 | 900 | 99999 | 1000 | 51.96 | 51.97 | 0.01 | 0
2040 | HQ_NY_2_NYISO_A-F | HQ_NY | NYISO_A-F | Internal | Shoulder | B15 | 1203 | 99999 | 188.69 | 51.96 | 51.97 | 0.01 | 0
2040 | HQ_NY_2_NYISO_A-F | HQ_NY | NYISO_A-F | Internal | Summer | B1 | 10 | 99999 | 1000.07 | 91.7 | 91.71 | 0.01 | 0
2040 | HQ_NY_2_NYISO_A-F | HQ_NY | NYISO_A-F | Internal | Summer | B2 | 25 | 99999 | 1000.09 | 94.63 | 94.64 | 0.01 | 0
2040 | HQ_NY_2_NYISO_A-F | HQ_NY | NYISO_A-F | Internal | Summer | B3 | 75 | 99999 | 1000 | 82.42 | 82.43 | 0.01 | 0
2040 | HQ_NY_2_NYISO_A-F | HQ_NY | NYISO_A-F | Internal | Summer | B4 | 100 | 99999 | 1000 | 67.45 | 67.46 | 0.01 | 0
2040 | HQ_NY_2_NYISO_A-F | HQ_NY | NYISO_A-F | Internal | Summer | B5 | 200 | 99999 | 1000 | 65.06 | 65.07 | 0.01 | 0
2040 | HQ_NY_2_NYISO_A-F | HQ_NY | NYISO_A-F | Internal | Summer | B6 | 300 | 99999 | 1000 | 54.89 | 54.9 | 0.01 | 0
2040 | HQ_NY_2_NYISO_A-F | HQ_NY | NYISO_A-F | Internal | Summer | B7 | 400 | 99999 | 1000 | 51.35 | 51.36 | 0.01 | 0
2040 | HQ_NY_2_NYISO_A-F | HQ_NY | NYISO_A-F | Internal | Summer | B8 | 500 | 99999 | 1000 | 48.81 | 48.82 | 0.01 | 0
2040 | HQ_NY_2_NYISO_A-F | HQ_NY | NYISO_A-F | Internal | Summer | B9 | 800 | 99999 | 1000 | 48.81 | 48.82 | 0.01 | 0
2040 | HQ_NY_2_NYISO_A-F | HQ_NY | NYISO_A-F | Internal | Summer | B10 | 1262 | 99999 | 30.11 | 48.81 | 48.82 | 0.01 | 0
2040 | HQ_NY_2_NYISO_A-F | HQ_NY | NYISO_A-F | Internal | Winter | B16 | 25 | 99999 | 1000 | 60.84 | 60.85 | 0.01 | 0
2040 | HQ_NY_2_NYISO_A-F | HQ_NY | NYISO_A-F | Internal | Winter | B17 | 100 | 99999 | 1000 | 57.93 | 57.94 | 0.01 | 0
2040 | HQ_NY_2_NYISO_A-F | HQ_NY | NYISO_A-F | Internal | Winter | B18 | 400 | 99999 | 1000 | 57.93 | 57.94 | 0.01 | 0
2040 | HQ_NY_2_NYISO_A-F | HQ_NY | NYISO_A-F | Internal | Winter | B19 | 700 | 99999 | 1000 | 57.93 | 57.94 | 0.01 | 0
2040 | HQ_NY_2_NYISO_A-F | HQ_NY | NYISO_A-F | Internal | Winter | B20 | 935 | 99999 | 229.95 | 57.93 | 57.94 | 0.01 | 0
2040 | HQ_IESO_2_IESO | HQ_IESO | IESO | Internal | Shoulder | B11 | 25 | 99999 | 400 | 47.31 | 47.32 | 0.01 | 0
2040 | HQ_IESO_2_IESO | HQ_IESO | IESO | Internal | Shoulder | B12 | 200 | 99999 | 400 | 45.99 | 46 | 0.01 | 0
2040 | HQ_IESO_2_IESO | HQ_IESO | IESO | Internal | Shoulder | B13 | 600 | 99999 | 400 | 45.24 | 45.25 | 0.01 | 0
2040 | HQ_IESO_2_IESO | HQ_IESO | IESO | Internal | Shoulder | B14 | 900 | 99999 | 400 | 45.24 | 45.25 | 0.01 | 0
2040 | HQ_IESO_2_IESO | HQ_IESO | IESO | Internal | Shoulder | B15 | 1203 | 99999 | 75.48 | 45.24 | 45.25 | 0.01 | 0
2040 | HQ_IESO_2_IESO | HQ_IESO | IESO | Internal | Summer | B1 | 10 | 99999 | 400.03 | 90.68 | 90.7 | 0.01 | 0
2040 | HQ_IESO_2_IESO | HQ_IESO | IESO | Internal | Summer | B2 | 25 | 99999 | 400 | 87.63 | 87.64 | 0.01 | 0
2040 | HQ_IESO_2_IESO | HQ_IESO | IESO | Internal | Summer | B3 | 75 | 99999 | 400 | 85.42 | 85.43 | 0.01 | 0
2040 | HQ_IESO_2_IESO | HQ_IESO | IESO | Internal | Summer | B4 | 100 | 99999 | 400 | 60.45 | 60.46 | 0.01 | 0
2040 | HQ_IESO_2_IESO | HQ_IESO | IESO | Internal | Summer | B5 | 200 | 99999 | 400 | 58.06 | 58.07 | 0.01 | 0
2040 | HQ_IESO_2_IESO | HQ_IESO | IESO | Internal | Summer | B6 | 300 | 99999 | 400 | 47.89 | 47.9 | 0.01 | 0
2040 | HQ_IESO_2_IESO | HQ_IESO | IESO | Internal | Summer | B7 | 400 | 99999 | 400 | 44.35 | 44.36 | 0.01 | 0
2040 | HQ_IESO_2_IESO | HQ_IESO | IESO | Internal | Summer | B8 | 500 | 99999 | 400 | 41.81 | 41.82 | 0.01 | 0
2040 | HQ_IESO_2_IESO | HQ_IESO | IESO | Internal | Summer | B9 | 800 | 99999 | 400 | 41.81 | 41.82 | 0.01 | 0
2040 | HQ_IESO_2_IESO | HQ_IESO | IESO | Internal | Summer | B10 | 1262 | 99999 | 12.04 | 41.81 | 41.82 | 0.01 | 0
2040 | HQ_IESO_2_IESO | HQ_IESO | IESO | Internal | Winter | B16 | 25 | 99999 | 400 | 53.84 | 53.85 | 0.01 | 0
2040 | HQ_IESO_2_IESO | HQ_IESO | IESO | Internal | Winter | B17 | 100 | 99999 | 400 | 50.93 | 50.94 | 0.01 | 0
2040 | HQ_IESO_2_IESO | HQ_IESO | IESO | Internal | Winter | B18 | 400 | 99999 | 400 | 50.93 | 50.94 | 0.01 | 0
2040 | HQ_IESO_2_IESO | HQ_IESO | IESO | Internal | Winter | B19 | 700 | 99999 | 400 | 50.93 | 50.94 | 0.01 | 0
2040 | HQ_IESO_2_IESO | HQ_IESO | IESO | Internal | Winter | B20 | 935 | 99999 | 91.98 | 50.93 | 50.94 | 0.01 | 0
2040 | IESO_2_MAPP_CA | IESO | MAPP_CA | Internal | Shoulder | B11 | 25 | 262 | 262 | 47.32 | 64.96 | 7 | 10.64
2040 | IESO_2_MAPP_CA | IESO | MAPP_CA | Internal | Shoulder | B12 | 200 | 262 | 262 | 46 | 59.22 | 7 | 6.22
2040 | IESO_2_MAPP_CA | IESO | MAPP_CA | Internal | Shoulder | B13 | 600 | 262 | 262 | 45.25 | 56.3 | 7 | 4.05
2040 | IESO_2_MAPP_CA | IESO | MAPP_CA | Internal | Shoulder | B14 | 900 | 262 | 262 | 45.25 | 54.37 | 7 | 2.12
2040 | IESO_2_MAPP_CA | IESO | MAPP_CA | Internal | Shoulder | B15 | 1203 | 262 | 262 | 45.25 | 54.37 | 7 | 2.12
2040 | IESO_2_MAPP_CA | IESO | MAPP_CA | Internal | Summer | B1 | 10 | 262 | 0.15 | 90.7 | 97.5 | 7 | 0
2040 | IESO_2_MAPP_CA | IESO | MAPP_CA | Internal | Summer | B2 | 25 | 262 | 0.52 | 87.64 | 94.61 | 7 | 0
2040 | IESO_2_MAPP_CA | IESO | MAPP_CA | Internal | Summer | B3 | 75 | 262 | 237.56 | 85.43 | 92.43 | 7 | 0
2040 | IESO_2_MAPP_CA | IESO | MAPP_CA | Internal | Summer | B4 | 100 | 262 | 262 | 60.46 | 92.01 | 7 | 24.54
2040 | IESO_2_MAPP_CA | IESO | MAPP_CA | Internal | Summer | B5 | 200 | 262 | 262 | 58.07 | 83.43 | 7 | 18.36
2040 | IESO_2_MAPP_CA | IESO | MAPP_CA | Internal | Summer | B6 | 300 | 262 | 262 | 47.9 | 60.89 | 7 | 5.99
2040 | IESO_2_MAPP_CA | IESO | MAPP_CA | Internal | Summer | B7 | 400 | 262 | 262 | 44.36 | 55.91 | 7 | 4.55
2040 | IESO_2_MAPP_CA | IESO | MAPP_CA | Internal | Summer | B8 | 500 | 262 | 262 | 41.82 | 52.22 | 7 | 3.4
2040 | IESO_2_MAPP_CA | IESO | MAPP_CA | Internal | Summer | B9 | 800 | 262 | 262 | 41.82 | 50.44 | 7 | 1.62
2040 | IESO_2_MAPP_CA | IESO | MAPP_CA | Internal | Summer | B10 | 1262 | 262 | 262 | 41.82 | 50.44 | 7 | 1.62
2040 | IESO_2_MAPP_CA | IESO | MAPP_CA | Internal | Winter | B16 | 25 | 262 | 262 | 53.85 | 65.76 | 7 | 4.9
2040 | IESO_2_MAPP_CA | IESO | MAPP_CA | Internal | Winter | B17 | 100 | 262 | 262 | 50.94 | 63.24 | 7 | 5.29
2040 | IESO_2_MAPP_CA | IESO | MAPP_CA | Internal | Winter | B18 | 400 | 262 | 262 | 50.94 | 60.09 | 7 | 2.14
2040 | IESO_2_MAPP_CA | IESO | MAPP_CA | Internal | Winter | B19 | 700 | 262 | 262 | 50.94 | 58.13 | 7 | 0.19
2040 | IESO_2_MAPP_CA | IESO | MAPP_CA | Internal | Winter | B20 | 935 | 262 | 262 | 50.94 | 58.13 | 7 | 0.19
2040 | IESO_2_MISO_MI | IESO | MISO_MI | Internal | Shoulder | B11 | 25 | 1840 | 1840 | 47.32 | 68.9 | 7 | 14.58
2040 | IESO_2_MISO_MI | IESO | MISO_MI | Internal | Shoulder | B12 | 200 | 1840 | 1840 | 46 | 59.77 | 7 | 6.77
2040 | IESO_2_MISO_MI | IESO | MISO_MI | Internal | Shoulder | B13 | 600 | 1840 | 1840 | 45.25 | 56.34 | 7 | 4.09
2040 | IESO_2_MISO_MI | IESO | MISO_MI | Internal | Shoulder | B14 | 900 | 1840 | 1840 | 45.25 | 55.43 | 7 | 3.18
2040 | IESO_2_MISO_MI | IESO | MISO_MI | Internal | Shoulder | B15 | 1203 | 1840 | 0 | 45.25 | 49.9 | 7 | 0
2040 | IESO_2_MISO_MI | IESO | MISO_MI | Internal | Summer | B1 | 10 | 1840 | 814.47 | 90.7 | 97.7 | 7 | 0
2040 | IESO_2_MISO_MI | IESO | MISO_MI | Internal | Summer | B2 | 25 | 1840 | 1135.17 | 87.64 | 94.64 | 7 | 0
2040 | IESO_2_MISO_MI | IESO | MISO_MI | Internal | Summer | B3 | 75 | 1840 | 1839.69 | 85.43 | 92.44 | 7 | 0.01
2040 | IESO_2_MISO_MI | IESO | MISO_MI | Internal | Summer | B4 | 100 | 1840 | 1840 | 60.46 | 91.98 | 7 | 24.52
2040 | IESO_2_MISO_MI | IESO | MISO_MI | Internal | Summer | B5 | 200 | 1840 | 1840 | 58.07 | 83.43 | 7 | 18.36
2040 | IESO_2_MISO_MI | IESO | MISO_MI | Internal | Summer | B6 | 300 | 1840 | 1840 | 47.9 | 60.92 | 7 | 6.01
2040 | IESO_2_MISO_MI | IESO | MISO_MI | Internal | Summer | B7 | 400 | 1840 | 1840 | 44.36 | 55.93 | 7 | 4.57
2040 | IESO_2_MISO_MI | IESO | MISO_MI | Internal | Summer | B8 | 500 | 1840 | 1840 | 41.82 | 52.27 | 7 | 3.45
2040 | IESO_2_MISO_MI | IESO | MISO_MI | Internal | Summer | B9 | 800 | 1840 | 1840 | 41.82 | 49.59 | 7 | 0.77
2040 | IESO_2_MISO_MI | IESO | MISO_MI | Internal | Summer | B10 | 1262 | 1840 | 0 | 41.82 | 43.41 | 7 | 0
2040 | IESO_2_MISO_MI | IESO | MISO_MI | Internal | Winter | B16 | 25 | 1840 | 1840 | 53.85 | 71.45 | 7 | 10.59
2040 | IESO_2_MISO_MI | IESO | MISO_MI | Internal | Winter | B17 | 100 | 1840 | 1840 | 50.94 | 63.96 | 7 | 6.01
2040 | IESO_2_MISO_MI | IESO | MISO_MI | Internal | Winter | B18 | 400 | 1840 | 1840 | 50.94 | 60.14 | 7 | 2.19
2040 | IESO_2_MISO_MI | IESO | MISO_MI | Internal | Winter | B19 | 700 | 1840 | 1840 | 50.94 | 58.13 | 7 | 0.19
2040 | IESO_2_MISO_MI | IESO | MISO_MI | Internal | Winter | B20 | 935 | 1840 | 0 | 50.94 | 46.19 | 7 | 0
2040 | IESO_2_MISO_W | IESO | MISO_W | Internal | Shoulder | B11 | 25 | 140 | 140 | 47.32 | 68.86 | 7 | 14.54
2040 | IESO_2_MISO_W | IESO | MISO_W | Internal | Shoulder | B12 | 200 | 140 | 140 | 46 | 59.23 | 7 | 6.23
2040 | IESO_2_MISO_W | IESO | MISO_W | Internal | Shoulder | B13 | 600 | 140 | 140 | 45.25 | 56.31 | 7 | 4.06
2040 | IESO_2_MISO_W | IESO | MISO_W | Internal | Shoulder | B14 | 900 | 140 | 140 | 45.25 | 54.36 | 7 | 2.11
2040 | IESO_2_MISO_W | IESO | MISO_W | Internal | Shoulder | B15 | 1203 | 140 | 0 | 45.25 | 49.86 | 7 | 0
2040 | IESO_2_MISO_W | IESO | MISO_W | Internal | Summer | B1 | 10 | 140 | 0.81 | 90.7 | 97.66 | 7 | 0
2040 | IESO_2_MISO_W | IESO | MISO_W | Internal | Summer | B2 | 25 | 140 | 0.97 | 87.64 | 94.63 | 7 | 0
2040 | IESO_2_MISO_W | IESO | MISO_W | Internal | Summer | B3 | 75 | 140 | 139.68 | 85.43 | 92.44 | 7 | 0.01
2040 | IESO_2_MISO_W | IESO | MISO_W | Internal | Summer | B4 | 100 | 140 | 140 | 60.46 | 92.02 | 7 | 24.55
2040 | IESO_2_MISO_W | IESO | MISO_W | Internal | Summer | B5 | 200 | 140 | 140 | 58.07 | 83.45 | 7 | 18.37
2040 | IESO_2_MISO_W | IESO | MISO_W | Internal | Summer | B6 | 300 | 140 | 140 | 47.9 | 60.9 | 7 | 6
2040 | IESO_2_MISO_W | IESO | MISO_W | Internal | Summer | B7 | 400 | 140 | 140 | 44.36 | 55.92 | 7 | 4.56
2040 | IESO_2_MISO_W | IESO | MISO_W | Internal | Summer | B8 | 500 | 140 | 140 | 41.82 | 52.23 | 7 | 3.42
2040 | IESO_2_MISO_W | IESO | MISO_W | Internal | Summer | B9 | 800 | 140 | 140 | 41.82 | 49.59 | 7 | 0.77
2040 | IESO_2_MISO_W | IESO | MISO_W | Internal | Summer | B10 | 1262 | 140 | 0 | 41.82 | 42.29 | 7 | 0
2040 | IESO_2_MISO_W | IESO | MISO_W | Internal | Winter | B16 | 25 | 140 | 140 | 53.85 | 65.77 | 7 | 4.92
2040 | IESO_2_MISO_W | IESO | MISO_W | Internal | Winter | B17 | 100 | 140 | 140 | 50.94 | 63.25 | 7 | 5.31
2040 | IESO_2_MISO_W | IESO | MISO_W | Internal | Winter | B18 | 400 | 140 | 140 | 50.94 | 60.1 | 7 | 2.16
2040 | IESO_2_MISO_W | IESO | MISO_W | Internal | Winter | B19 | 700 | 140 | 140 | 50.94 | 58.12 | 7 | 0.18
2040 | IESO_2_MISO_W | IESO | MISO_W | Internal | Winter | B20 | 935 | 140 | 0 | 50.94 | 45.54 | 7 | 0
2040 | IESO_2_NYISO_A-F | IESO | NYISO_A-F | Internal | Shoulder | B11 | 25 | 1725 | 1427.37 | 47.32 | 54.32 | 7 | 0
2040 | IESO_2_NYISO_A-F | IESO | NYISO_A-F | Internal | Shoulder | B12 | 200 | 1725 | 917.47 | 46 | 53 | 7 | 0
2040 | IESO_2_NYISO_A-F | IESO | NYISO_A-F | Internal | Shoulder | B13 | 600 | 1725 | 674.01 | 45.25 | 52.25 | 7 | 0
2040 | IESO_2_NYISO_A-F | IESO | NYISO_A-F | Internal | Shoulder | B14 | 900 | 1725 | 0 | 45.25 | 51.97 | 7 | 0
2040 | IESO_2_NYISO_A-F | IESO | NYISO_A-F | Internal | Shoulder | B15 | 1203 | 1725 | 0 | 45.25 | 51.97 | 7 | 0
2040 | IESO_2_NYISO_A-F | IESO | NYISO_A-F | Internal | Summer | B1 | 10 | 1725 | 0 | 90.7 | 91.71 | 7 | 0
2040 | IESO_2_NYISO_A-F | IESO | NYISO_A-F | Internal | Summer | B2 | 25 | 1725 | 38.58 | 87.64 | 94.64 | 7 | 0
2040 | IESO_2_NYISO_A-F | IESO | NYISO_A-F | Internal | Summer | B3 | 75 | 1725 | 0 | 85.43 | 82.43 | 7 | 0
2040 | IESO_2_NYISO_A-F | IESO | NYISO_A-F | Internal | Summer | B4 | 100 | 1725 | 722.91 | 60.46 | 67.46 | 7 | 0
2040 | IESO_2_NYISO_A-F | IESO | NYISO_A-F | Internal | Summer | B5 | 200 | 1725 | 1172.31 | 58.07 | 65.07 | 7 | 0
2040 | IESO_2_NYISO_A-F | IESO | NYISO_A-F | Internal | Summer | B6 | 300 | 1725 | 1626.45 | 47.9 | 54.9 | 7 | 0
2040 | IESO_2_NYISO_A-F | IESO | NYISO_A-F | Internal | Summer | B7 | 400 | 1725 | 1042.34 | 44.36 | 51.36 | 7 | 0
2040 | IESO_2_NYISO_A-F | IESO | NYISO_A-F | Internal | Summer | B8 | 500 | 1725 | 1202.74 | 41.82 | 48.82 | 7 | 0
2040 | IESO_2_NYISO_A-F | IESO | NYISO_A-F | Internal | Summer | B9 | 800 | 1725 | 799.5 | 41.82 | 48.82 | 7 | 0
2040 | IESO_2_NYISO_A-F | IESO | NYISO_A-F | Internal | Summer | B10 | 1262 | 1725 | 680.58 | 41.82 | 48.82 | 7 | 0
2040 | IESO_2_NYISO_A-F | IESO | NYISO_A-F | Internal | Winter | B16 | 25 | 1725 | 1150.11 | 53.85 | 60.85 | 7 | 0
2040 | IESO_2_NYISO_A-F | IESO | NYISO_A-F | Internal | Winter | B17 | 100 | 1725 | 1113.49 | 50.94 | 57.94 | 7 | 0
2040 | IESO_2_NYISO_A-F | IESO | NYISO_A-F | Internal | Winter | B18 | 400 | 1725 | 1056.09 | 50.94 | 57.94 | 7 | 0
2040 | IESO_2_NYISO_A-F | IESO | NYISO_A-F | Internal | Winter | B19 | 700 | 1725 | 952.21 | 50.94 | 57.94 | 7 | 0
2040 | IESO_2_NYISO_A-F | IESO | NYISO_A-F | Internal | Winter | B20 | 935 | 1725 | 1177.03 | 50.94 | 57.94 | 7 | 0
2040 | MAPP_CA_2_IESO | MAPP_CA | IESO | Internal | Shoulder | B11 | 25 | 330 | 0 | 64.96 | 47.32 | 8 | 0
2040 | MAPP_CA_2_IESO | MAPP_CA | IESO | Internal | Shoulder | B12 | 200 | 330 | 0 | 59.22 | 46 | 8 | 0
2040 | MAPP_CA_2_IESO | MAPP_CA | IESO | Internal | Shoulder | B13 | 600 | 330 | 0 | 56.3 | 45.25 | 8 | 0
2040 | MAPP_CA_2_IESO | MAPP_CA | IESO | Internal | Shoulder | B14 | 900 | 330 | 0 | 54.37 | 45.25 | 8 | 0
2040 | MAPP_CA_2_IESO | MAPP_CA | IESO | Internal | Shoulder | B15 | 1203 | 330 | 0 | 54.37 | 45.25 | 8 | 0
2040 | MAPP_CA_2_IESO | MAPP_CA | IESO | Internal | Summer | B1 | 10 | 330 | 0 | 97.5 | 90.7 | 8 | 0
2040 | MAPP_CA_2_IESO | MAPP_CA | IESO | Internal | Summer | B2 | 25 | 330 | 0 | 94.61 | 87.64 | 8 | 0
2040 | MAPP_CA_2_IESO | MAPP_CA | IESO | Internal | Summer | B3 | 75 | 330 | 0 | 92.43 | 85.43 | 8 | 0
2040 | MAPP_CA_2_IESO | MAPP_CA | IESO | Internal | Summer | B4 | 100 | 330 | 0 | 92.01 | 60.46 | 8 | 0
2040 | MAPP_CA_2_IESO | MAPP_CA | IESO | Internal | Summer | B5 | 200 | 330 | 0 | 83.43 | 58.07 | 8 | 0
2040 | MAPP_CA_2_IESO | MAPP_CA | IESO | Internal | Summer | B6 | 300 | 330 | 0 | 60.89 | 47.9 | 8 | 0
2040 | MAPP_CA_2_IESO | MAPP_CA | IESO | Internal | Summer | B7 | 400 | 330 | 0 | 55.91 | 44.36 | 8 | 0
2040 | MAPP_CA_2_IESO | MAPP_CA | IESO | Internal | Summer | B8 | 500 | 330 | 0 | 52.22 | 41.82 | 8 | 0
2040 | MAPP_CA_2_IESO | MAPP_CA | IESO | Internal | Summer | B9 | 800 | 330 | 0 | 50.44 | 41.82 | 8 | 0
2040 | MAPP_CA_2_IESO | MAPP_CA | IESO | Internal | Summer | B10 | 1262 | 330 | 0 | 50.44 | 41.82 | 8 | 0
2040 | MAPP_CA_2_IESO | MAPP_CA | IESO | Internal | Winter | B16 | 25 | 330 | 0 | 65.76 | 53.85 | 8 | 0
2040 | MAPP_CA_2_IESO | MAPP_CA | IESO | Internal | Winter | B17 | 100 | 330 | 0 | 63.24 | 50.94 | 8 | 0
2040 | MAPP_CA_2_IESO | MAPP_CA | IESO | Internal | Winter | B18 | 400 | 330 | 0 | 60.09 | 50.94 | 8 | 0
2040 | MAPP_CA_2_IESO | MAPP_CA | IESO | Internal | Winter | B19 | 700 | 330 | 0 | 58.13 | 50.94 | 8 | 0
2040 | MAPP_CA_2_IESO | MAPP_CA | IESO | Internal | Winter | B20 | 935 | 330 | 0 | 58.13 | 50.94 | 8 | 0
2040 | MAPP_CA_2_MAPP_US | MAPP_CA | MAPP_US | Internal | Shoulder | B11 | 25 | 372 | 0 | 64.96 | 61.86 | 7 | 0
2040 | MAPP_CA_2_MAPP_US | MAPP_CA | MAPP_US | Internal | Shoulder | B12 | 200 | 372 | 0 | 59.22 | 52.23 | 7 | 0
2040 | MAPP_CA_2_MAPP_US | MAPP_CA | MAPP_US | Internal | Shoulder | B13 | 600 | 372 | 0 | 56.3 | 51.79 | 7 | 0
2040 | MAPP_CA_2_MAPP_US | MAPP_CA | MAPP_US | Internal | Shoulder | B14 | 900 | 372 | 0 | 54.37 | 47.45 | 7 | 0
2040 | MAPP_CA_2_MAPP_US | MAPP_CA | MAPP_US | Internal | Shoulder | B15 | 1203 | 372 | 0 | 54.37 | 43.11 | 7 | 0
2040 | MAPP_CA_2_MAPP_US | MAPP_CA | MAPP_US | Internal | Summer | B1 | 10 | 372 | 0 | 97.5 | 90.66 | 7 | 0
2040 | MAPP_CA_2_MAPP_US | MAPP_CA | MAPP_US | Internal | Summer | B2 | 25 | 372 | 0 | 94.61 | 90.13 | 7 | 0
2040 | MAPP_CA_2_MAPP_US | MAPP_CA | MAPP_US | Internal | Summer | B3 | 75 | 372 | 0 | 92.43 | 90.13 | 7 | 0
2040 | MAPP_CA_2_MAPP_US | MAPP_CA | MAPP_US | Internal | Summer | B4 | 100 | 372 | 0 | 92.01 | 90.13 | 7 | 0
2040 | MAPP_CA_2_MAPP_US | MAPP_CA | MAPP_US | Internal | Summer | B5 | 200 | 372 | 0 | 83.43 | 76.45 | 7 | 0
2040 | MAPP_CA_2_MAPP_US | MAPP_CA | MAPP_US | Internal | Summer | B6 | 300 | 372 | 0 | 60.89 | 53.9 | 7 | 0
2040 | MAPP_CA_2_MAPP_US | MAPP_CA | MAPP_US | Internal | Summer | B7 | 400 | 372 | 0 | 55.91 | 50.77 | 7 | 0
2040 | MAPP_CA_2_MAPP_US | MAPP_CA | MAPP_US | Internal | Summer | B8 | 500 | 372 | 0 | 52.22 | 45.23 | 7 | 0
2040 | MAPP_CA_2_MAPP_US | MAPP_CA | MAPP_US | Internal | Summer | B9 | 800 | 372 | 0 | 50.44 | 43.44 | 7 | 0
2040 | MAPP_CA_2_MAPP_US | MAPP_CA | MAPP_US | Internal | Summer | B10 | 1262 | 372 | 0 | 50.44 | 35.29 | 7 | 0
2040 | MAPP_CA_2_MAPP_US | MAPP_CA | MAPP_US | Internal | Winter | B16 | 25 | 372 | 0 | 65.76 | 58.77 | 7 | 0
2040 | MAPP_CA_2_MAPP_US | MAPP_CA | MAPP_US | Internal | Winter | B17 | 100 | 372 | 0 | 63.24 | 56.25 | 7 | 0
2040 | MAPP_CA_2_MAPP_US | MAPP_CA | MAPP_US | Internal | Winter | B18 | 400 | 372 | 0 | 60.09 | 53.1 | 7 | 0
2040 | MAPP_CA_2_MAPP_US | MAPP_CA | MAPP_US | Internal | Winter | B19 | 700 | 372 | 0 | 58.13 | 51.39 | 7 | 0
2040 | MAPP_CA_2_MAPP_US | MAPP_CA | MAPP_US | Internal | Winter | B20 | 935 | 372 | 0 | 58.13 | 39.82 | 7 | 0
2040 | MAPP_CA_2_MISO_W | MAPP_CA | MISO_W | Internal | Shoulder | B11 | 25 | 1970 | 1970 | 64.96 | 68.86 | 0.01 | 3.89
2040 | MAPP_CA_2_MISO_W | MAPP_CA | MISO_W | Internal | Shoulder | B12 | 200 | 1970 | 956.79 | 59.22 | 59.23 | 0.01 | 0
2040 | MAPP_CA_2_MISO_W | MAPP_CA | MISO_W | Internal | Shoulder | B13 | 600 | 1970 | 1046.67 | 56.3 | 56.31 | 0.01 | 0
2040 | MAPP_CA_2_MISO_W | MAPP_CA | MISO_W | Internal | Shoulder | B14 | 900 | 1970 | 0.02 | 54.37 | 54.36 | 0.01 | 0
2040 | MAPP_CA_2_MISO_W | MAPP_CA | MISO_W | Internal | Shoulder | B15 | 1203 | 1970 | 0 | 54.37 | 49.86 | 0.01 | 0
2040 | MAPP_CA_2_MISO_W | MAPP_CA | MISO_W | Internal | Summer | B1 | 10 | 1970 | 1969.81 | 97.5 | 97.66 | 0.01 | 0.15
2040 | MAPP_CA_2_MISO_W | MAPP_CA | MISO_W | Internal | Summer | B2 | 25 | 1970 | 1470.5 | 94.61 | 94.63 | 0.01 | 0
2040 | MAPP_CA_2_MISO_W | MAPP_CA | MISO_W | Internal | Summer | B3 | 75 | 1970 | 1593.93 | 92.43 | 92.44 | 0.01 | 0
2040 | MAPP_CA_2_MISO_W | MAPP_CA | MISO_W | Internal | Summer | B4 | 100 | 1970 | 1702.15 | 92.01 | 92.02 | 0.01 | 0
2040 | MAPP_CA_2_MISO_W | MAPP_CA | MISO_W | Internal | Summer | B5 | 200 | 1970 | 1766.49 | 83.43 | 83.45 | 0.01 | 0
2040 | MAPP_CA_2_MISO_W | MAPP_CA | MISO_W | Internal | Summer | B6 | 300 | 1970 | 1470.75 | 60.89 | 60.9 | 0.01 | 0
2040 | MAPP_CA_2_MISO_W | MAPP_CA | MISO_W | Internal | Summer | B7 | 400 | 1970 | 1308.22 | 55.91 | 55.92 | 0.01 | 0
2040 | MAPP_CA_2_MISO_W | MAPP_CA | MISO_W | Internal | Summer | B8 | 500 | 1970 | 1482.18 | 52.22 | 52.23 | 0.01 | 0
2040 | MAPP_CA_2_MISO_W | MAPP_CA | MISO_W | Internal | Summer | B9 | 800 | 1970 | 0 | 50.44 | 49.59 | 0.01 | 0
2040 | MAPP_CA_2_MISO_W | MAPP_CA | MISO_W | Internal | Summer | B10 | 1262 | 1970 | 0 | 50.44 | 42.29 | 0.01 | 0
2040 | MAPP_CA_2_MISO_W | MAPP_CA | MISO_W | Internal | Winter | B16 | 25 | 1970 | 682.51 | 65.76 | 65.77 | 0.01 | 0
2040 | MAPP_CA_2_MISO_W | MAPP_CA | MISO_W | Internal | Winter | B17 | 100 | 1970 | 382.38 | 63.24 | 63.25 | 0.01 | 0
2040 | MAPP_CA_2_MISO_W | MAPP_CA | MISO_W | Internal | Winter | B18 | 400 | 1970 | 478.92 | 60.09 | 60.1 | 0.01 | 0
2040 | MAPP_CA_2_MISO_W | MAPP_CA | MISO_W | Internal | Winter | B19 | 700 | 1970 | 0.02 | 58.13 | 58.12 | 0.01 | 0
2040 | MAPP_CA_2_MISO_W | MAPP_CA | MISO_W | Internal | Winter | B20 | 935 | 1970 | 0 | 58.13 | 45.54 | 0.01 | 0
2040 | MAPP_US_2_MAPP_CA | MAPP_US | MAPP_CA | Internal | Shoulder | B11 | 25 | 165 | 0 | 61.86 | 64.96 | 7 | 0
2040 | MAPP_US_2_MAPP_CA | MAPP_US | MAPP_CA | Internal | Shoulder | B12 | 200 | 165 | 0.14 | 52.23 | 59.22 | 7 | 0
2040 | MAPP_US_2_MAPP_CA | MAPP_US | MAPP_CA | Internal | Shoulder | B13 | 600 | 165 | 0 | 51.79 | 56.3 | 7 | 0
2040 | MAPP_US_2_MAPP_CA | MAPP_US | MAPP_CA | Internal | Shoulder | B14 | 900 | 165 | 0 | 47.45 | 54.37 | 7 | 0
2040 | MAPP_US_2_MAPP_CA | MAPP_US | MAPP_CA | Internal | Shoulder | B15 | 1203 | 165 | 165 | 43.11 | 54.37 | 7 | 4.26
2040 | MAPP_US_2_MAPP_CA | MAPP_US | MAPP_CA | Internal | Summer | B1 | 10 | 165 | 0.18 | 90.66 | 97.5 | 7 | 0
2040 | MAPP_US_2_MAPP_CA | MAPP_US | MAPP_CA | Internal | Summer | B2 | 25 | 165 | 0 | 90.13 | 94.61 | 7 | 0
2040 | MAPP_US_2_MAPP_CA | MAPP_US | MAPP_CA | Internal | Summer | B3 | 75 | 165 | 0 | 90.13 | 92.43 | 7 | 0
2040 | MAPP_US_2_MAPP_CA | MAPP_US | MAPP_CA | Internal | Summer | B4 | 100 | 165 | 0 | 90.13 | 92.01 | 7 | 0
2040 | MAPP_US_2_MAPP_CA | MAPP_US | MAPP_CA | Internal | Summer | B5 | 200 | 165 | 0.13 | 76.45 | 83.43 | 7 | 0
2040 | MAPP_US_2_MAPP_CA | MAPP_US | MAPP_CA | Internal | Summer | B6 | 300 | 165 | 0.09 | 53.9 | 60.89 | 7 | 0
2040 | MAPP_US_2_MAPP_CA | MAPP_US | MAPP_CA | Internal | Summer | B7 | 400 | 165 | 0 | 50.77 | 55.91 | 7 | 0
2040 | MAPP_US_2_MAPP_CA | MAPP_US | MAPP_CA | Internal | Summer | B8 | 500 | 165 | 0.06 | 45.23 | 52.22 | 7 | 0
2040 | MAPP_US_2_MAPP_CA | MAPP_US | MAPP_CA | Internal | Summer | B9 | 800 | 165 | 104.21 | 43.44 | 50.44 | 7 | 0
2040 | MAPP_US_2_MAPP_CA | MAPP_US | MAPP_CA | Internal | Summer | B10 | 1262 | 165 | 165 | 35.29 | 50.44 | 7 | 8.15
2040 | MAPP_US_2_MAPP_CA | MAPP_US | MAPP_CA | Internal | Winter | B16 | 25 | 165 | 0.99 | 58.77 | 65.76 | 7 | 0
2040 | MAPP_US_2_MAPP_CA | MAPP_US | MAPP_CA | Internal | Winter | B17 | 100 | 165 | 0.27 | 56.25 | 63.24 | 7 | 0
2040 | MAPP_US_2_MAPP_CA | MAPP_US | MAPP_CA | Internal | Winter | B18 | 400 | 165 | 0.07 | 53.1 | 60.09 | 7 | 0
2040 | MAPP_US_2_MAPP_CA | MAPP_US | MAPP_CA | Internal | Winter | B19 | 700 | 165 | 0 | 51.39 | 58.13 | 7 | 0
2040 | MAPP_US_2_MAPP_CA | MAPP_US | MAPP_CA | Internal | Winter | B20 | 935 | 165 | 165 | 39.82 | 58.13 | 7 | 11.31
2040 | MAPP_US_2_MISO_W | MAPP_US | MISO_W | Internal | Shoulder | B11 | 25 | 2635 | 697.97 | 61.86 | 68.86 | 7 | 0
2040 | MAPP_US_2_MISO_W | MAPP_US | MISO_W | Internal | Shoulder | B12 | 200 | 2635 | 896.97 | 52.23 | 59.23 | 7 | 0
2040 | MAPP_US_2_MISO_W | MAPP_US | MISO_W | Internal | Shoulder | B13 | 600 | 2635 | 0 | 51.79 | 56.31 | 7 | 0
2040 | MAPP_US_2_MISO_W | MAPP_US | MISO_W | Internal | Shoulder | B14 | 900 | 2635 | 0 | 47.45 | 54.36 | 7 | 0
2040 | MAPP_US_2_MISO_W | MAPP_US | MISO_W | Internal | Shoulder | B15 | 1203 | 2635 | 0 | 43.11 | 49.86 | 7 | 0
2040 | MAPP_US_2_MISO_W | MAPP_US | MISO_W | Internal | Summer | B1 | 10 | 2635 | 1372.44 | 90.66 | 97.66 | 7 | 0
2040 | MAPP_US_2_MISO_W | MAPP_US | MISO_W | Internal | Summer | B2 | 25 | 2635 | 0 | 90.13 | 94.63 | 7 | 0
2040 | MAPP_US_2_MISO_W | MAPP_US | MISO_W | Internal | Summer | B3 | 75 | 2635 | 0 | 90.13 | 92.44 | 7 | 0
2040 | MAPP_US_2_MISO_W | MAPP_US | MISO_W | Internal | Summer | B4 | 100 | 2635 | 0 | 90.13 | 92.02 | 7 | 0
2040 | MAPP_US_2_MISO_W | MAPP_US | MISO_W | Internal | Summer | B5 | 200 | 2635 | 53.22 | 76.45 | 83.45 | 7 | 0
2040 | MAPP_US_2_MISO_W | MAPP_US | MISO_W | Internal | Summer | B6 | 300 | 2635 | 608.77 | 53.9 | 60.9 | 7 | 0
2040 | MAPP_US_2_MISO_W | MAPP_US | MISO_W | Internal | Summer | B7 | 400 | 2635 | 0 | 50.77 | 55.92 | 7 | 0
2040 | MAPP_US_2_MISO_W | MAPP_US | MISO_W | Internal | Summer | B8 | 500 | 2635 | 234.62 | 45.23 | 52.23 | 7 | 0
2040 | MAPP_US_2_MISO_W | MAPP_US | MISO_W | Internal | Summer | B9 | 800 | 2635 | 0 | 43.44 | 49.59 | 7 | 0
2040 | MAPP_US_2_MISO_W | MAPP_US | MISO_W | Internal | Summer | B10 | 1262 | 2635 | 299.15 | 35.29 | 42.29 | 7 | 0
2040 | MAPP_US_2_MISO_W | MAPP_US | MISO_W | Internal | Winter | B16 | 25 | 2635 | 1451.87 | 58.77 | 65.77 | 7 | 0
2040 | MAPP_US_2_MISO_W | MAPP_US | MISO_W | Internal | Winter | B17 | 100 | 2635 | 1020.4 | 56.25 | 63.25 | 7 | 0
2040 | MAPP_US_2_MISO_W | MAPP_US | MISO_W | Internal | Winter | B18 | 400 | 2635 | 607.78 | 53.1 | 60.1 | 7 | 0
2040 | MAPP_US_2_MISO_W | MAPP_US | MISO_W | Internal | Winter | B19 | 700 | 2635 | 0 | 51.39 | 58.12 | 7 | 0
2040 | MAPP_US_2_MISO_W | MAPP_US | MISO_W | Internal | Winter | B20 | 935 | 2635 | 0 | 39.82 | 45.54 | 7 | 0
2040 | MAPP_US_2_NE | MAPP_US | NE | Internal | Shoulder | B11 | 25 | 2000 | 725.57 | 61.86 | 68.86 | 7 | 0
2040 | MAPP_US_2_NE | MAPP_US | NE | Internal | Shoulder | B12 | 200 | 2000 | 289.31 | 52.23 | 59.23 | 7 | 0
2040 | MAPP_US_2_NE | MAPP_US | NE | Internal | Shoulder | B13 | 600 | 2000 | 1277.9 | 51.79 | 58.79 | 7 | 0
2040 | MAPP_US_2_NE | MAPP_US | NE | Internal | Shoulder | B14 | 900 | 2000 | 27.11 | 47.45 | 54.45 | 7 | 0
2040 | MAPP_US_2_NE | MAPP_US | NE | Internal | Shoulder | B15 | 1203 | 2000 | 50.56 | 43.11 | 50.11 | 7 | 0
2040 | MAPP_US_2_NE | MAPP_US | NE | Internal | Summer | B1 | 10 | 2000 | 2.88 | 90.66 | 97.65 | 7 | 0
2040 | MAPP_US_2_NE | MAPP_US | NE | Internal | Summer | B2 | 25 | 2000 | 1441.5 | 90.13 | 97.13 | 7 | 0
2040 | MAPP_US_2_NE | MAPP_US | NE | Internal | Summer | B3 | 75 | 2000 | 1408.53 | 90.13 | 97.13 | 7 | 0
2040 | MAPP_US_2_NE | MAPP_US | NE | Internal | Summer | B4 | 100 | 2000 | 1643.59 | 90.13 | 97.13 | 7 | 0
2040 | MAPP_US_2_NE | MAPP_US | NE | Internal | Summer | B5 | 200 | 2000 | 1274.6 | 76.45 | 83.45 | 7 | 0
2040 | MAPP_US_2_NE | MAPP_US | NE | Internal | Summer | B6 | 300 | 2000 | 650.97 | 53.9 | 60.9 | 7 | 0
2040 | MAPP_US_2_NE | MAPP_US | NE | Internal | Summer | B7 | 400 | 2000 | 1380.85 | 50.77 | 57.77 | 7 | 0
2040 | MAPP_US_2_NE | MAPP_US | NE | Internal | Summer | B8 | 500 | 2000 | 1479.62 | 45.23 | 52.23 | 7 | 0
2040 | MAPP_US_2_NE | MAPP_US | NE | Internal | Summer | B9 | 800 | 2000 | 1050.6 | 43.44 | 50.44 | 7 | 0
2040 | MAPP_US_2_NE | MAPP_US | NE | Internal | Summer | B10 | 1262 | 2000 | 544.73 | 35.29 | 42.29 | 7 | 0
2040 | MAPP_US_2_NE | MAPP_US | NE | Internal | Winter | B16 | 25 | 2000 | 0.05 | 58.77 | 65.47 | 7 | 0
2040 | MAPP_US_2_NE | MAPP_US | NE | Internal | Winter | B17 | 100 | 2000 | 373.81 | 56.25 | 63.25 | 7 | 0
2040 | MAPP_US_2_NE | MAPP_US | NE | Internal | Winter | B18 | 400 | 2000 | 796.81 | 53.1 | 60.1 | 7 | 0
2040 | MAPP_US_2_NE | MAPP_US | NE | Internal | Winter | B19 | 700 | 2000 | 298.38 | 51.39 | 58.39 | 7 | 0
2040 | MAPP_US_2_NE | MAPP_US | NE | Internal | Winter | B20 | 935 | 2000 | 347.72 | 39.82 | 46.82 | 7 | 0
2040 | MARITIMES_2_NEISO | MARITIMES | NEISO | Internal | Shoulder | B11 | 25 | 99999 | 1400 | 48.96 | 48.97 | 0.01 | 0
2040 | MARITIMES_2_NEISO | MARITIMES | NEISO | Internal | Shoulder | B12 | 200 | 99999 | 1400 | 48.96 | 48.97 | 0.01 | 0
2040 | MARITIMES_2_NEISO | MARITIMES | NEISO | Internal | Shoulder | B13 | 600 | 99999 | 1400 | 48.96 | 48.97 | 0.01 | 0
2040 | MARITIMES_2_NEISO | MARITIMES | NEISO | Internal | Shoulder | B14 | 900 | 99999 | 1400 | 48.96 | 48.97 | 0.01 | 0
2040 | MARITIMES_2_NEISO | MARITIMES | NEISO | Internal | Shoulder | B15 | 1203 | 99999 | 426.43 | 48.96 | 48.97 | 0.01 | 0
2040 | MARITIMES_2_NEISO | MARITIMES | NEISO | Internal | Summer | B1 | 10 | 99999 | 1400.09 | 94.7 | 94.71 | 0.01 | 0
2040 | MARITIMES_2_NEISO | MARITIMES | NEISO | Internal | Summer | B2 | 25 | 99999 | 1400.09 | 97.63 | 97.64 | 0.01 | 0
2040 | MARITIMES_2_NEISO | MARITIMES | NEISO | Internal | Summer | B3 | 75 | 99999 | 1400 | 62.62 | 62.63 | 0.01 | 0
2040 | MARITIMES_2_NEISO | MARITIMES | NEISO | Internal | Summer | B4 | 100 | 99999 | 1400 | 62.62 | 62.63 | 0.01 | 0
2040 | MARITIMES_2_NEISO | MARITIMES | NEISO | Internal | Summer | B5 | 200 | 99999 | 1400 | 45.18 | 45.19 | 0.01 | 0
2040 | MARITIMES_2_NEISO | MARITIMES | NEISO | Internal | Summer | B6 | 300 | 99999 | 1400 | 45.18 | 45.19 | 0.01 | 0
2040 | MARITIMES_2_NEISO | MARITIMES | NEISO | Internal | Summer | B7 | 400 | 99999 | 1400 | 45.18 | 45.19 | 0.01 | 0
2040 | MARITIMES_2_NEISO | MARITIMES | NEISO | Internal | Summer | B8 | 500 | 99999 | 1400 | 45.18 | 45.19 | 0.01 | 0
2040 | MARITIMES_2_NEISO | MARITIMES | NEISO | Internal | Summer | B9 | 800 | 99999 | 1400 | 45.18 | 45.19 | 0.01 | 0
2040 | MARITIMES_2_NEISO | MARITIMES | NEISO | Internal | Summer | B10 | 1262 | 99999 | 236.13 | 45.18 | 45.19 | 0.01 | 0
2040 | MARITIMES_2_NEISO | MARITIMES | NEISO | Internal | Winter | B16 | 25 | 99999 | 1400 | 60.57 | 60.59 | 0.01 | 0
2040 | MARITIMES_2_NEISO | MARITIMES | NEISO | Internal | Winter | B17 | 100 | 99999 | 1400 | 60.45 | 60.46 | 0.01 | 0
2040 | MARITIMES_2_NEISO | MARITIMES | NEISO | Internal | Winter | B18 | 400 | 99999 | 1400 | 60.45 | 60.46 | 0.01 | 0
2040 | MARITIMES_2_NEISO | MARITIMES | NEISO | Internal | Winter | B19 | 700 | 99999 | 1400 | 60.45 | 60.46 | 0.01 | 0
2040 | MARITIMES_2_NEISO | MARITIMES | NEISO | Internal | Winter | B20 | 935 | 99999 | 475.94 | 60.45 | 60.46 | 0.01 | 0
2040 | MISO_IN_2_MISO_MI | MISO_IN | MISO_MI | Internal | Shoulder | B11 | 25 | 5000 | 623.34 | 68.89 | 68.9 | 0.01 | 0
2040 | MISO_IN_2_MISO_MI | MISO_IN | MISO_MI | Internal | Shoulder | B12 | 200 | 5000 | 1512.49 | 59.76 | 59.77 | 0.01 | 0
2040 | MISO_IN_2_MISO_MI | MISO_IN | MISO_MI | Internal | Shoulder | B13 | 600 | 5000 | 1503.62 | 56.33 | 56.34 | 0.01 | 0
2040 | MISO_IN_2_MISO_MI | MISO_IN | MISO_MI | Internal | Shoulder | B14 | 900 | 5000 | 1896.58 | 55.42 | 55.43 | 0.01 | 0
2040 | MISO_IN_2_MISO_MI | MISO_IN | MISO_MI | Internal | Shoulder | B15 | 1203 | 5000 | 2134.29 | 49.88 | 49.9 | 0.01 | 0
2040 | MISO_IN_2_MISO_MI | MISO_IN | MISO_MI | Internal | Summer | B1 | 10 | 5000 | 1279.1 | 97.68 | 97.7 | 0.01 | 0
2040 | MISO_IN_2_MISO_MI | MISO_IN | MISO_MI | Internal | Summer | B2 | 25 | 5000 | 62.41 | 94.63 | 94.64 | 0.01 | 0
2040 | MISO_IN_2_MISO_MI | MISO_IN | MISO_MI | Internal | Summer | B3 | 75 | 5000 | 607.25 | 92.43 | 92.44 | 0.01 | 0
2040 | MISO_IN_2_MISO_MI | MISO_IN | MISO_MI | Internal | Summer | B4 | 100 | 5000 | 0.16 | 91.99 | 91.98 | 0.01 | 0
2040 | MISO_IN_2_MISO_MI | MISO_IN | MISO_MI | Internal | Summer | B5 | 200 | 5000 | 0.08 | 83.45 | 83.43 | 0.01 | 0
2040 | MISO_IN_2_MISO_MI | MISO_IN | MISO_MI | Internal | Summer | B6 | 300 | 5000 | 0.1 | 60.92 | 60.92 | 0.01 | 0
2040 | MISO_IN_2_MISO_MI | MISO_IN | MISO_MI | Internal | Summer | B7 | 400 | 5000 | 2162 | 55.92 | 55.93 | 0.01 | 0
2040 | MISO_IN_2_MISO_MI | MISO_IN | MISO_MI | Internal | Summer | B8 | 500 | 5000 | 3160.67 | 52.26 | 52.27 | 0.01 | 0
2040 | MISO_IN_2_MISO_MI | MISO_IN | MISO_MI | Internal | Summer | B9 | 800 | 5000 | 2355.01 | 49.57 | 49.59 | 0.01 | 0
2040 | MISO_IN_2_MISO_MI | MISO_IN | MISO_MI | Internal | Summer | B10 | 1262 | 5000 | 4998.76 | 43.39 | 43.41 | 0.01 | 0
2040 | MISO_IN_2_MISO_MI | MISO_IN | MISO_MI | Internal | Winter | B16 | 25 | 5000 | 17.1 | 71.44 | 71.45 | 0.01 | 0
2040 | MISO_IN_2_MISO_MI | MISO_IN | MISO_MI | Internal | Winter | B17 | 100 | 5000 | 1629.3 | 63.94 | 63.96 | 0.01 | 0
2040 | MISO_IN_2_MISO_MI | MISO_IN | MISO_MI | Internal | Winter | B18 | 400 | 5000 | 1527.45 | 60.12 | 60.14 | 0.01 | 0
2040 | MISO_IN_2_MISO_MI | MISO_IN | MISO_MI | Internal | Winter | B19 | 700 | 5000 | 2514.15 | 58.12 | 58.13 | 0.01 | 0
2040 | MISO_IN_2_MISO_MI | MISO_IN | MISO_MI | Internal | Winter | B20 | 935 | 5000 | 4182.64 | 46.17 | 46.19 | 0.01 | 0
2040 | MISO_IN_2_MISO_MO-IL | MISO_IN | MISO_MO-IL | Internal | Shoulder | B11 | 25 | 5000 | 0.4 | 68.89 | 68.87 | 0.01 | 0
2040 | MISO_IN_2_MISO_MO-IL | MISO_IN | MISO_MO-IL | Internal | Shoulder | B12 | 200 | 5000 | 0 | 59.76 | 59.24 | 0.01 | 0
2040 | MISO_IN_2_MISO_MO-IL | MISO_IN | MISO_MO-IL | Internal | Shoulder | B13 | 600 | 5000 | 0.03 | 56.33 | 56.32 | 0.01 | 0
2040 | MISO_IN_2_MISO_MO-IL | MISO_IN | MISO_MO-IL | Internal | Shoulder | B14 | 900 | 5000 | 0 | 55.42 | 54.35 | 0.01 | 0
2040 | MISO_IN_2_MISO_MO-IL | MISO_IN | MISO_MO-IL | Internal | Shoulder | B15 | 1203 | 5000 | 0.01 | 49.88 | 49.87 | 0.01 | 0
2040 | MISO_IN_2_MISO_MO-IL | MISO_IN | MISO_MO-IL | Internal | Summer | B1 | 10 | 5000 | 1.29 | 97.68 | 97.67 | 0.01 | 0
2040 | MISO_IN_2_MISO_MO-IL | MISO_IN | MISO_MO-IL | Internal | Summer | B2 | 25 | 5000 | 56.53 | 94.63 | 94.64 | 0.01 | 0
2040 | MISO_IN_2_MISO_MO-IL | MISO_IN | MISO_MO-IL | Internal | Summer | B3 | 75 | 5000 | 0.19 | 92.43 | 92.42 | 0.01 | 0
2040 | MISO_IN_2_MISO_MO-IL | MISO_IN | MISO_MO-IL | Internal | Summer | B4 | 100 | 5000 | 41.92 | 91.99 | 92.01 | 0.01 | 0
2040 | MISO_IN_2_MISO_MO-IL | MISO_IN | MISO_MO-IL | Internal | Summer | B5 | 200 | 5000 | 164.86 | 83.45 | 83.46 | 0.01 | 0
2040 | MISO_IN_2_MISO_MO-IL | MISO_IN | MISO_MO-IL | Internal | Summer | B6 | 300 | 5000 | 0.1 | 60.92 | 60.92 | 0.01 | 0
2040 | MISO_IN_2_MISO_MO-IL | MISO_IN | MISO_MO-IL | Internal | Summer | B7 | 400 | 5000 | 0.04 | 55.92 | 55.91 | 0.01 | 0
2040 | MISO_IN_2_MISO_MO-IL | MISO_IN | MISO_MO-IL | Internal | Summer | B8 | 500 | 5000 | 0.03 | 52.26 | 52.24 | 0.01 | 0
2040 | MISO_IN_2_MISO_MO-IL | MISO_IN | MISO_MO-IL | Internal | Summer | B9 | 800 | 5000 | 550.46 | 49.57 | 49.59 | 0.01 | 0
2040 | MISO_IN_2_MISO_MO-IL | MISO_IN | MISO_MO-IL | Internal | Summer | B10 | 1262 | 5000 | 0 | 43.39 | 42.3 | 0.01 | 0
2040 | MISO_IN_2_MISO_MO-IL | MISO_IN | MISO_MO-IL | Internal | Winter | B16 | 25 | 5000 | 0 | 71.44 | 65.78 | 0.01 | 0
2040 | MISO_IN_2_MISO_MO-IL | MISO_IN | MISO_MO-IL | Internal | Winter | B17 | 100 | 5000 | 0 | 63.94 | 63.26 | 0.01 | 0
2040 | MISO_IN_2_MISO_MO-IL | MISO_IN | MISO_MO-IL | Internal | Winter | B18 | 400 | 5000 | 0.04 | 60.12 | 60.11 | 0.01 | 0
2040 | MISO_IN_2_MISO_MO-IL | MISO_IN | MISO_MO-IL | Internal | Winter | B19 | 700 | 5000 | 0.02 | 58.12 | 58.11 | 0.01 | 0
2040 | MISO_IN_2_MISO_MO-IL | MISO_IN | MISO_MO-IL | Internal | Winter | B20 | 935 | 5000 | 0 | 46.17 | 45.55 | 0.01 | 0
2040 | MISO_IN_2_NonRTO_Midwest | MISO_IN | NonRTO_Midwest | Internal | Shoulder | B11 | 25 | 4800 | 868.14 | 68.89 | 76.89 | 8 | 0
2040 | MISO_IN_2_NonRTO_Midwest | MISO_IN | NonRTO_Midwest | Internal | Shoulder | B12 | 200 | 4800 | 489.74 | 59.76 | 67.76 | 8 | 0
2040 | MISO_IN_2_NonRTO_Midwest | MISO_IN | NonRTO_Midwest | Internal | Shoulder | B13 | 600 | 4800 | 0 | 56.33 | 62.45 | 8 | 0
2040 | MISO_IN_2_NonRTO_Midwest | MISO_IN | NonRTO_Midwest | Internal | Shoulder | B14 | 900 | 4800 | 0 | 55.42 | 52.86 | 8 | 0
2040 | MISO_IN_2_NonRTO_Midwest | MISO_IN | NonRTO_Midwest | Internal | Shoulder | B15 | 1203 | 4800 | 0 | 49.88 | 49.87 | 8 | 0
2040 | MISO_IN_2_NonRTO_Midwest | MISO_IN | NonRTO_Midwest | Internal | Summer | B1 | 10 | 4800 | 0 | 97.68 | 97.9 | 8 | 0
2040 | MISO_IN_2_NonRTO_Midwest | MISO_IN | NonRTO_Midwest | Internal | Summer | B2 | 25 | 4800 | 0 | 94.63 | 97.9 | 8 | 0
2040 | MISO_IN_2_NonRTO_Midwest | MISO_IN | NonRTO_Midwest | Internal | Summer | B3 | 75 | 4800 | 0 | 92.43 | 97.9 | 8 | 0
2040 | MISO_IN_2_NonRTO_Midwest | MISO_IN | NonRTO_Midwest | Internal | Summer | B4 | 100 | 4800 | 0 | 91.99 | 97.9 | 8 | 0
2040 | MISO_IN_2_NonRTO_Midwest | MISO_IN | NonRTO_Midwest | Internal | Summer | B5 | 200 | 4800 | 1133.38 | 83.45 | 91.45 | 8 | 0
2040 | MISO_IN_2_NonRTO_Midwest | MISO_IN | NonRTO_Midwest | Internal | Summer | B6 | 300 | 4800 | 706.89 | 60.92 | 68.92 | 8 | 0
2040 | MISO_IN_2_NonRTO_Midwest | MISO_IN | NonRTO_Midwest | Internal | Summer | B7 | 400 | 4800 | 192.01 | 55.92 | 63.92 | 8 | 0
2040 | MISO_IN_2_NonRTO_Midwest | MISO_IN | NonRTO_Midwest | Internal | Summer | B8 | 500 | 4800 | 0 | 52.26 | 52.24 | 8 | 0
2040 | MISO_IN_2_NonRTO_Midwest | MISO_IN | NonRTO_Midwest | Internal | Summer | B9 | 800 | 4800 | 0 | 49.57 | 49.07 | 8 | 0
2040 | MISO_IN_2_NonRTO_Midwest | MISO_IN | NonRTO_Midwest | Internal | Summer | B10 | 1262 | 4800 | 0 | 43.39 | 40.28 | 8 | 0
2040 | MISO_IN_2_NonRTO_Midwest | MISO_IN | NonRTO_Midwest | Internal | Winter | B16 | 25 | 4800 | 1737.62 | 71.44 | 79.44 | 8 | 0
2040 | MISO_IN_2_NonRTO_Midwest | MISO_IN | NonRTO_Midwest | Internal | Winter | B17 | 100 | 4800 | 840.44 | 63.94 | 71.94 | 8 | 0
2040 | MISO_IN_2_NonRTO_Midwest | MISO_IN | NonRTO_Midwest | Internal | Winter | B18 | 400 | 4800 | 79.03 | 60.12 | 68.12 | 8 | 0
2040 | MISO_IN_2_NonRTO_Midwest | MISO_IN | NonRTO_Midwest | Internal | Winter | B19 | 700 | 4800 | 0 | 58.12 | 56.27 | 8 | 0
2040 | MISO_IN_2_NonRTO_Midwest | MISO_IN | NonRTO_Midwest | Internal | Winter | B20 | 935 | 4800 | 0 | 46.17 | 45.55 | 8 | 0
2040 | MISO_IN_2_PJM_ROR | MISO_IN | PJM_ROR | Internal | Shoulder | B11 | 25 | 992 | 0.39 | 68.89 | 70.86 | 2 | 0
2040 | MISO_IN_2_PJM_ROR | MISO_IN | PJM_ROR | Internal | Shoulder | B12 | 200 | 992 | 0 | 59.76 | 61.04 | 2 | 0
2040 | MISO_IN_2_PJM_ROR | MISO_IN | PJM_ROR | Internal | Shoulder | B13 | 600 | 992 | 0 | 56.33 | 57.32 | 2 | 0
2040 | MISO_IN_2_PJM_ROR | MISO_IN | PJM_ROR | Internal | Shoulder | B14 | 900 | 992 | 0 | 55.42 | 56.35 | 2 | 0
2040 | MISO_IN_2_PJM_ROR | MISO_IN | PJM_ROR | Internal | Shoulder | B15 | 1203 | 992 | 0.02 | 49.88 | 51.87 | 2 | 0
2040 | MISO_IN_2_PJM_ROR | MISO_IN | PJM_ROR | Internal | Summer | B1 | 10 | 992 | 989.23 | 97.68 | 99.69 | 2 | 0.01
2040 | MISO_IN_2_PJM_ROR | MISO_IN | PJM_ROR | Internal | Summer | B2 | 25 | 992 | 990.33 | 94.63 | 96.64 | 2 | 0.01
2040 | MISO_IN_2_PJM_ROR | MISO_IN | PJM_ROR | Internal | Summer | B3 | 75 | 992 | 0 | 92.43 | 90.44 | 2 | 0
2040 | MISO_IN_2_PJM_ROR | MISO_IN | PJM_ROR | Internal | Summer | B4 | 100 | 992 | 0 | 91.99 | 90.44 | 2 | 0
2040 | MISO_IN_2_PJM_ROR | MISO_IN | PJM_ROR | Internal | Summer | B5 | 200 | 992 | 0 | 83.45 | 81.58 | 2 | 0
2040 | MISO_IN_2_PJM_ROR | MISO_IN | PJM_ROR | Internal | Summer | B6 | 300 | 992 | 624.62 | 60.92 | 62.92 | 2 | 0
2040 | MISO_IN_2_PJM_ROR | MISO_IN | PJM_ROR | Internal | Summer | B7 | 400 | 992 | 0 | 55.92 | 57.02 | 2 | 0
2040 | MISO_IN_2_PJM_ROR | MISO_IN | PJM_ROR | Internal | Summer | B8 | 500 | 992 | 0.06 | 52.26 | 54.24 | 2 | 0
2040 | MISO_IN_2_PJM_ROR | MISO_IN | PJM_ROR | Internal | Summer | B9 | 800 | 992 | 0 | 49.57 | 51.07 | 2 | 0
2040 | MISO_IN_2_PJM_ROR | MISO_IN | PJM_ROR | Internal | Summer | B10 | 1262 | 992 | 991.98 | 43.39 | 45.41 | 2 | 0.01
2040 | MISO_IN_2_PJM_ROR | MISO_IN | PJM_ROR | Internal | Winter | B16 | 25 | 992 | 989.28 | 71.44 | 73.45 | 2 | 0.01
2040 | MISO_IN_2_PJM_ROR | MISO_IN | PJM_ROR | Internal | Winter | B17 | 100 | 992 | 991.71 | 63.94 | 65.96 | 2 | 0.01
2040 | MISO_IN_2_PJM_ROR | MISO_IN | PJM_ROR | Internal | Winter | B18 | 400 | 992 | 376.91 | 60.12 | 62.12 | 2 | 0
2040 | MISO_IN_2_PJM_ROR | MISO_IN | PJM_ROR | Internal | Winter | B19 | 700 | 992 | 90.75 | 58.12 | 60.12 | 2 | 0
2040 | MISO_IN_2_PJM_ROR | MISO_IN | PJM_ROR | Internal | Winter | B20 | 935 | 992 | 992 | 46.17 | 53.3 | 2 | 5.13
2040 | MISO_MI_2_IESO | MISO_MI | IESO | Internal | Shoulder | B11 | 25 | 1580 | 0 | 68.9 | 47.32 | 8 | 0
2040 | MISO_MI_2_IESO | MISO_MI | IESO | Internal | Shoulder | B12 | 200 | 1580 | 0 | 59.77 | 46 | 8 | 0
2040 | MISO_MI_2_IESO | MISO_MI | IESO | Internal | Shoulder | B13 | 600 | 1580 | 0 | 56.34 | 45.25 | 8 | 0
2040 | MISO_MI_2_IESO | MISO_MI | IESO | Internal | Shoulder | B14 | 900 | 1580 | 0 | 55.43 | 45.25 | 8 | 0
2040 | MISO_MI_2_IESO | MISO_MI | IESO | Internal | Shoulder | B15 | 1203 | 1580 | 0 | 49.9 | 45.25 | 8 | 0
2040 | MISO_MI_2_IESO | MISO_MI | IESO | Internal | Summer | B1 | 10 | 1580 | 0 | 97.7 | 90.7 | 8 | 0
2040 | MISO_MI_2_IESO | MISO_MI | IESO | Internal | Summer | B2 | 25 | 1580 | 0 | 94.64 | 87.64 | 8 | 0
2040 | MISO_MI_2_IESO | MISO_MI | IESO | Internal | Summer | B3 | 75 | 1580 | 0 | 92.44 | 85.43 | 8 | 0
2040 | MISO_MI_2_IESO | MISO_MI | IESO | Internal | Summer | B4 | 100 | 1580 | 0 | 91.98 | 60.46 | 8 | 0
2040 | MISO_MI_2_IESO | MISO_MI | IESO | Internal | Summer | B5 | 200 | 1580 | 0 | 83.43 | 58.07 | 8 | 0
2040 | MISO_MI_2_IESO | MISO_MI | IESO | Internal | Summer | B6 | 300 | 1580 | 0 | 60.92 | 47.9 | 8 | 0
2040 | MISO_MI_2_IESO | MISO_MI | IESO | Internal | Summer | B7 | 400 | 1580 | 0 | 55.93 | 44.36 | 8 | 0
2040 | MISO_MI_2_IESO | MISO_MI | IESO | Internal | Summer | B8 | 500 | 1580 | 0 | 52.27 | 41.82 | 8 | 0
2040 | MISO_MI_2_IESO | MISO_MI | IESO | Internal | Summer | B9 | 800 | 1580 | 0 | 49.59 | 41.82 | 8 | 0
2040 | MISO_MI_2_IESO | MISO_MI | IESO | Internal | Summer | B10 | 1262 | 1580 | 0 | 43.41 | 41.82 | 8 | 0
2040 | MISO_MI_2_IESO | MISO_MI | IESO | Internal | Winter | B16 | 25 | 1580 | 0 | 71.45 | 53.85 | 8 | 0
2040 | MISO_MI_2_IESO | MISO_MI | IESO | Internal | Winter | B17 | 100 | 1580 | 0 | 63.96 | 50.94 | 8 | 0
2040 | MISO_MI_2_IESO | MISO_MI | IESO | Internal | Winter | B18 | 400 | 1580 | 0 | 60.14 | 50.94 | 8 | 0
2040 | MISO_MI_2_IESO | MISO_MI | IESO | Internal | Winter | B19 | 700 | 1580 | 0 | 58.13 | 50.94 | 8 | 0
2040 | MISO_MI_2_IESO | MISO_MI | IESO | Internal | Winter | B20 | 935 | 1580 | 0 | 46.19 | 50.94 | 8 | 0
2040 | MISO_MI_2_MISO_IN | MISO_MI | MISO_IN | Internal | Shoulder | B11 | 25 | 2045 | 0.59 | 68.9 | 68.89 | 0.01 | 0
2040 | MISO_MI_2_MISO_IN | MISO_MI | MISO_IN | Internal | Shoulder | B12 | 200 | 2045 | 0.08 | 59.77 | 59.76 | 0.01 | 0
2040 | MISO_MI_2_MISO_IN | MISO_MI | MISO_IN | Internal | Shoulder | B13 | 600 | 2045 | 0.03 | 56.34 | 56.33 | 0.01 | 0
2040 | MISO_MI_2_MISO_IN | MISO_MI | MISO_IN | Internal | Shoulder | B14 | 900 | 2045 | 0.02 | 55.43 | 55.42 | 0.01 | 0
2040 | MISO_MI_2_MISO_IN | MISO_MI | MISO_IN | Internal | Shoulder | B15 | 1203 | 2045 | 0.01 | 49.9 | 49.88 | 0.01 | 0
2040 | MISO_MI_2_MISO_IN | MISO_MI | MISO_IN | Internal | Summer | B1 | 10 | 2045 | 1.39 | 97.7 | 97.68 | 0.01 | 0
2040 | MISO_MI_2_MISO_IN | MISO_MI | MISO_IN | Internal | Summer | B2 | 25 | 2045 | 0.64 | 94.64 | 94.63 | 0.01 | 0
2040 | MISO_MI_2_MISO_IN | MISO_MI | MISO_IN | Internal | Summer | B3 | 75 | 2045 | 0.2 | 92.44 | 92.43 | 0.01 | 0
2040 | MISO_MI_2_MISO_IN | MISO_MI | MISO_IN | Internal | Summer | B4 | 100 | 2045 | 19.14 | 91.98 | 91.99 | 0.01 | 0
2040 | MISO_MI_2_MISO_IN | MISO_MI | MISO_IN | Internal | Summer | B5 | 200 | 2045 | 793.97 | 83.43 | 83.45 | 0.01 | 0
2040 | MISO_MI_2_MISO_IN | MISO_MI | MISO_IN | Internal | Summer | B6 | 300 | 2045 | 0.1 | 60.92 | 60.92 | 0.01 | 0
2040 | MISO_MI_2_MISO_IN | MISO_MI | MISO_IN | Internal | Summer | B7 | 400 | 2045 | 0.04 | 55.93 | 55.92 | 0.01 | 0
2040 | MISO_MI_2_MISO_IN | MISO_MI | MISO_IN | Internal | Summer | B8 | 500 | 2045 | 0.03 | 52.27 | 52.26 | 0.01 | 0
2040 | MISO_MI_2_MISO_IN | MISO_MI | MISO_IN | Internal | Summer | B9 | 800 | 2045 | 0.02 | 49.59 | 49.57 | 0.01 | 0
2040 | MISO_MI_2_MISO_IN | MISO_MI | MISO_IN | Internal | Summer | B10 | 1262 | 2045 | 0.01 | 43.41 | 43.39 | 0.01 | 0
2040 | MISO_MI_2_MISO_IN | MISO_MI | MISO_IN | Internal | Winter | B16 | 25 | 2045 | 1.26 | 71.45 | 71.44 | 0.01 | 0
2040 | MISO_MI_2_MISO_IN | MISO_MI | MISO_IN | Internal | Winter | B17 | 100 | 2045 | 0.15 | 63.96 | 63.94 | 0.01 | 0
2040 | MISO_MI_2_MISO_IN | MISO_MI | MISO_IN | Internal | Winter | B18 | 400 | 2045 | 0.04 | 60.14 | 60.12 | 0.01 | 0
2040 | MISO_MI_2_MISO_IN | MISO_MI | MISO_IN | Internal | Winter | B19 | 700 | 2045 | 0.02 | 58.13 | 58.12 | 0.01 | 0
2040 | MISO_MI_2_MISO_IN | MISO_MI | MISO_IN | Internal | Winter | B20 | 935 | 2045 | 0.02 | 46.19 | 46.17 | 0.01 | 0
2040 | MISO_MI_2_MISO_WUMS | MISO_MI | MISO_WUMS | Internal | Shoulder | B11 | 25 | 117 | 0.54 | 68.9 | 68.89 | 0.01 | 0
2040 | MISO_MI_2_MISO_WUMS | MISO_MI | MISO_WUMS | Internal | Shoulder | B12 | 200 | 117 | 0 | 59.77 | 59.33 | 0.01 | 0
2040 | MISO_MI_2_MISO_WUMS | MISO_MI | MISO_WUMS | Internal | Shoulder | B13 | 600 | 117 | 116.98 | 56.34 | 56.38 | 0.01 | 0.03
2040 | MISO_MI_2_MISO_WUMS | MISO_MI | MISO_WUMS | Internal | Shoulder | B14 | 900 | 117 | 117 | 55.43 | 56.38 | 0.01 | 0.94
2040 | MISO_MI_2_MISO_WUMS | MISO_MI | MISO_WUMS | Internal | Shoulder | B15 | 1203 | 117 | 117 | 49.9 | 51.82 | 0.01 | 1.91
2040 | MISO_MI_2_MISO_WUMS | MISO_MI | MISO_WUMS | Internal | Summer | B1 | 10 | 117 | 2.23 | 97.7 | 97.69 | 0.01 | 0
2040 | MISO_MI_2_MISO_WUMS | MISO_MI | MISO_WUMS | Internal | Summer | B2 | 25 | 117 | 0.95 | 94.64 | 94.64 | 0.01 | 0
2040 | MISO_MI_2_MISO_WUMS | MISO_MI | MISO_WUMS | Internal | Summer | B3 | 75 | 117 | 67.84 | 92.44 | 92.45 | 0.01 | 0
2040 | MISO_MI_2_MISO_WUMS | MISO_MI | MISO_WUMS | Internal | Summer | B4 | 100 | 117 | 116.99 | 91.98 | 92.44 | 0.01 | 0.45
2040 | MISO_MI_2_MISO_WUMS | MISO_MI | MISO_WUMS | Internal | Summer | B5 | 200 | 117 | 116.86 | 83.43 | 83.46 | 0.01 | 0.01
2040 | MISO_MI_2_MISO_WUMS | MISO_MI | MISO_WUMS | Internal | Summer | B6 | 300 | 117 | 0.09 | 60.92 | 60.92 | 0.01 | 0
2040 | MISO_MI_2_MISO_WUMS | MISO_MI | MISO_WUMS | Internal | Summer | B7 | 400 | 117 | 0.07 | 55.93 | 55.93 | 0.01 | 0
2040 | MISO_MI_2_MISO_WUMS | MISO_MI | MISO_WUMS | Internal | Summer | B8 | 500 | 117 | 117 | 52.27 | 54.38 | 0.01 | 2.1
2040 | MISO_MI_2_MISO_WUMS | MISO_MI | MISO_WUMS | Internal | Summer | B9 | 800 | 117 | 117 | 49.59 | 53.07 | 0.01 | 3.47
2040 | MISO_MI_2_MISO_WUMS | MISO_MI | MISO_WUMS | Internal | Summer | B10 | 1262 | 117 | 0.02 | 43.41 | 43.41 | 0.01 | 0
2040 | MISO_MI_2_MISO_WUMS | MISO_MI | MISO_WUMS | Internal | Winter | B16 | 25 | 117 | 0.94 | 71.45 | 71.45 | 0.01 | 0
2040 | MISO_MI_2_MISO_WUMS | MISO_MI | MISO_WUMS | Internal | Winter | B17 | 100 | 117 | 0.26 | 63.96 | 63.96 | 0.01 | 0
2040 | MISO_MI_2_MISO_WUMS | MISO_MI | MISO_WUMS | Internal | Winter | B18 | 400 | 117 | 0.04 | 60.14 | 60.12 | 0.01 | 0
2040 | MISO_MI_2_MISO_WUMS | MISO_MI | MISO_WUMS | Internal | Winter | B19 | 700 | 117 | 117 | 58.13 | 60.12 | 0.01 | 1.98
2040 | MISO_MI_2_MISO_WUMS | MISO_MI | MISO_WUMS | Internal | Winter | B20 | 935 | 117 | 117 | 46.19 | 51.3 | 0.01 | 5.11
2040 | MISO_MI_2_PJM_ROR | MISO_MI | PJM_ROR | Internal | Shoulder | B11 | 25 | 1424 | 0.29 | 68.9 | 70.86 | 2 | 0
2040 | MISO_MI_2_PJM_ROR | MISO_MI | PJM_ROR | Internal | Shoulder | B12 | 200 | 1424 | 0 | 59.77 | 61.04 | 2 | 0
2040 | MISO_MI_2_PJM_ROR | MISO_MI | PJM_ROR | Internal | Shoulder | B13 | 600 | 1424 | 0 | 56.34 | 57.32 | 2 | 0
2040 | MISO_MI_2_PJM_ROR | MISO_MI | PJM_ROR | Internal | Shoulder | B14 | 900 | 1424 | 0 | 55.43 | 56.35 | 2 | 0
2040 | MISO_MI_2_PJM_ROR | MISO_MI | PJM_ROR | Internal | Shoulder | B15 | 1203 | 1424 | 0.01 | 49.9 | 51.87 | 2 | 0
2040 | MISO_MI_2_PJM_ROR | MISO_MI | PJM_ROR | Internal | Summer | B1 | 10 | 1424 | 45.84 | 97.7 | 99.69 | 2 | 0
2040 | MISO_MI_2_PJM_ROR | MISO_MI | PJM_ROR | Internal | Summer | B2 | 25 | 1424 | 120.55 | 94.64 | 96.64 | 2 | 0
2040 | MISO_MI_2_PJM_ROR | MISO_MI | PJM_ROR | Internal | Summer | B3 | 75 | 1424 | 0 | 92.44 | 90.44 | 2 | 0
2040 | MISO_MI_2_PJM_ROR | MISO_MI | PJM_ROR | Internal | Summer | B4 | 100 | 1424 | 0 | 91.98 | 90.44 | 2 | 0
2040 | MISO_MI_2_PJM_ROR | MISO_MI | PJM_ROR | Internal | Summer | B5 | 200 | 1424 | 0 | 83.43 | 81.58 | 2 | 0
2040 | MISO_MI_2_PJM_ROR | MISO_MI | PJM_ROR | Internal | Summer | B6 | 300 | 1424 | 143.11 | 60.92 | 62.92 | 2 | 0
2040 | MISO_MI_2_PJM_ROR | MISO_MI | PJM_ROR | Internal | Summer | B7 | 400 | 1424 | 0 | 55.93 | 57.02 | 2 | 0
2040 | MISO_MI_2_PJM_ROR | MISO_MI | PJM_ROR | Internal | Summer | B8 | 500 | 1424 | 0.03 | 52.27 | 54.24 | 2 | 0
2040 | MISO_MI_2_PJM_ROR | MISO_MI | PJM_ROR | Internal | Summer | B9 | 800 | 1424 | 0 | 49.59 | 51.07 | 2 | 0
2040 | MISO_MI_2_PJM_ROR | MISO_MI | PJM_ROR | Internal | Summer | B10 | 1262 | 1424 | 993.14 | 43.41 | 45.41 | 2 | 0
2040 | MISO_MI_2_PJM_ROR | MISO_MI | PJM_ROR | Internal | Winter | B16 | 25 | 1424 | 33.34 | 71.45 | 73.45 | 2 | 0
2040 | MISO_MI_2_PJM_ROR | MISO_MI | PJM_ROR | Internal | Winter | B17 | 100 | 1424 | 833.72 | 63.96 | 65.96 | 2 | 0
2040 | MISO_MI_2_PJM_ROR | MISO_MI | PJM_ROR | Internal | Winter | B18 | 400 | 1424 | 0.08 | 60.14 | 62.12 | 2 | 0
2040 | MISO_MI_2_PJM_ROR | MISO_MI | PJM_ROR | Internal | Winter | B19 | 700 | 1424 | 0.04 | 58.13 | 60.12 | 2 | 0
2040 | MISO_MI_2_PJM_ROR | MISO_MI | PJM_ROR | Internal | Winter | B20 | 935 | 1424 | 1424 | 46.19 | 53.3 | 2 | 5.12
2040 | MISO_MO-IL_2_ENT | MISO_MO-IL | ENT | Internal | Shoulder | B11 | 25 | 2540 | 0 | 68.87 | 73.87 | 8 | 0
2040 | MISO_MO-IL_2_ENT | MISO_MO-IL | ENT | Internal | Shoulder | B12 | 200 | 2540 | 0 | 59.24 | 61.51 | 8 | 0
2040 | MISO_MO-IL_2_ENT | MISO_MO-IL | ENT | Internal | Shoulder | B13 | 600 | 2540 | 0 | 56.32 | 61.51 | 8 | 0
2040 | MISO_MO-IL_2_ENT | MISO_MO-IL | ENT | Internal | Shoulder | B14 | 900 | 2540 | 0 | 54.35 | 59.46 | 8 | 0
2040 | MISO_MO-IL_2_ENT | MISO_MO-IL | ENT | Internal | Shoulder | B15 | 1203 | 2540 | 2540 | 49.87 | 58.5 | 8 | 0.63
2040 | MISO_MO-IL_2_ENT | MISO_MO-IL | ENT | Internal | Summer | B1 | 10 | 2540 | 0 | 97.67 | 98.63 | 8 | 0
2040 | MISO_MO-IL_2_ENT | MISO_MO-IL | ENT | Internal | Summer | B2 | 25 | 2540 | 0 | 94.64 | 98.63 | 8 | 0
2040 | MISO_MO-IL_2_ENT | MISO_MO-IL | ENT | Internal | Summer | B3 | 75 | 2540 | 0 | 92.42 | 97.53 | 8 | 0
2040 | MISO_MO-IL_2_ENT | MISO_MO-IL | ENT | Internal | Summer | B4 | 100 | 2540 | 0 | 92.01 | 92.52 | 8 | 0
2040 | MISO_MO-IL_2_ENT | MISO_MO-IL | ENT | Internal | Summer | B5 | 200 | 2540 | 0 | 83.46 | 87.06 | 8 | 0
2040 | MISO_MO-IL_2_ENT | MISO_MO-IL | ENT | Internal | Summer | B6 | 300 | 2540 | 0 | 60.92 | 62.43 | 8 | 0
2040 | MISO_MO-IL_2_ENT | MISO_MO-IL | ENT | Internal | Summer | B7 | 400 | 2540 | 0 | 55.91 | 60 | 8 | 0
2040 | MISO_MO-IL_2_ENT | MISO_MO-IL | ENT | Internal | Summer | B8 | 500 | 2540 | 0 | 52.24 | 59.57 | 8 | 0
2040 | MISO_MO-IL_2_ENT | MISO_MO-IL | ENT | Internal | Summer | B9 | 800 | 2540 | 2350.52 | 49.59 | 57.59 | 8 | 0
2040 | MISO_MO-IL_2_ENT | MISO_MO-IL | ENT | Internal | Summer | B10 | 1262 | 2540 | 1708.1 | 42.3 | 50.3 | 8 | 0
2040 | MISO_MO-IL_2_ENT | MISO_MO-IL | ENT | Internal | Winter | B16 | 25 | 2540 | 0 | 65.78 | 70.47 | 8 | 0
2040 | MISO_MO-IL_2_ENT | MISO_MO-IL | ENT | Internal | Winter | B17 | 100 | 2540 | 0 | 63.26 | 66.07 | 8 | 0
2040 | MISO_MO-IL_2_ENT | MISO_MO-IL | ENT | Internal | Winter | B18 | 400 | 2540 | 0 | 60.11 | 65.59 | 8 | 0
2040 | MISO_MO-IL_2_ENT | MISO_MO-IL | ENT | Internal | Winter | B19 | 700 | 2540 | 0 | 58.11 | 63.4 | 8 | 0
2040 | MISO_MO-IL_2_ENT | MISO_MO-IL | ENT | Internal | Winter | B20 | 935 | 2540 | 1152.92 | 45.55 | 53.55 | 8 | 0
2040 | MISO_MO-IL_2_MISO_IN | MISO_MO-IL | MISO_IN | Internal | Shoulder | B11 | 25 | 2100 | 2098.77 | 68.87 | 68.89 | 0.01 | 0.01
2040 | MISO_MO-IL_2_MISO_IN | MISO_MO-IL | MISO_IN | Internal | Shoulder | B12 | 200 | 2100 | 2100 | 59.24 | 59.76 | 0.01 | 0.51
2040 | MISO_MO-IL_2_MISO_IN | MISO_MO-IL | MISO_IN | Internal | Shoulder | B13 | 600 | 2100 | 1805.01 | 56.32 | 56.33 | 0.01 | 0
2040 | MISO_MO-IL_2_MISO_IN | MISO_MO-IL | MISO_IN | Internal | Shoulder | B14 | 900 | 2100 | 2100 | 54.35 | 55.42 | 0.01 | 1.06
2040 | MISO_MO-IL_2_MISO_IN | MISO_MO-IL | MISO_IN | Internal | Shoulder | B15 | 1203 | 2100 | 1164.49 | 49.87 | 49.88 | 0.01 | 0
2040 | MISO_MO-IL_2_MISO_IN | MISO_MO-IL | MISO_IN | Internal | Summer | B1 | 10 | 2100 | 1393.09 | 97.67 | 97.68 | 0.01 | 0
2040 | MISO_MO-IL_2_MISO_IN | MISO_MO-IL | MISO_IN | Internal | Summer | B2 | 25 | 2100 | 0.65 | 94.64 | 94.63 | 0.01 | 0
2040 | MISO_MO-IL_2_MISO_IN | MISO_MO-IL | MISO_IN | Internal | Summer | B3 | 75 | 2100 | 1303.14 | 92.42 | 92.43 | 0.01 | 0
2040 | MISO_MO-IL_2_MISO_IN | MISO_MO-IL | MISO_IN | Internal | Summer | B4 | 100 | 2100 | 0.17 | 92.01 | 91.99 | 0.01 | 0
2040 | MISO_MO-IL_2_MISO_IN | MISO_MO-IL | MISO_IN | Internal | Summer | B5 | 200 | 2100 | 0.08 | 83.46 | 83.45 | 0.01 | 0
2040 | MISO_MO-IL_2_MISO_IN | MISO_MO-IL | MISO_IN | Internal | Summer | B6 | 300 | 2100 | 0.11 | 60.92 | 60.92 | 0.01 | 0
2040 | MISO_MO-IL_2_MISO_IN | MISO_MO-IL | MISO_IN | Internal | Summer | B7 | 400 | 2100 | 338.3 | 55.91 | 55.92 | 0.01 | 0
2040 | MISO_MO-IL_2_MISO_IN | MISO_MO-IL | MISO_IN | Internal | Summer | B8 | 500 | 2100 | 1203.51 | 52.24 | 52.26 | 0.01 | 0
2040 | MISO_MO-IL_2_MISO_IN | MISO_MO-IL | MISO_IN | Internal | Summer | B9 | 800 | 2100 | 0.02 | 49.59 | 49.57 | 0.01 | 0
2040 | MISO_MO-IL_2_MISO_IN | MISO_MO-IL | MISO_IN | Internal | Summer | B10 | 1262 | 2100 | 2100 | 42.3 | 43.39 | 0.01 | 1.08
2040 | MISO_MO-IL_2_MISO_IN | MISO_MO-IL | MISO_IN | Internal | Winter | B16 | 25 | 2100 | 2100 | 65.78 | 71.44 | 0.01 | 5.64
2040 | MISO_MO-IL_2_MISO_IN | MISO_MO-IL | MISO_IN | Internal | Winter | B17 | 100 | 2100 | 2099.99 | 63.26 | 63.94 | 0.01 | 0.67
2040 | MISO_MO-IL_2_MISO_IN | MISO_MO-IL | MISO_IN | Internal | Winter | B18 | 400 | 2100 | 936.34 | 60.11 | 60.12 | 0.01 | 0
2040 | MISO_MO-IL_2_MISO_IN | MISO_MO-IL | MISO_IN | Internal | Winter | B19 | 700 | 2100 | 823.67 | 58.11 | 58.12 | 0.01 | 0
2040 | MISO_MO-IL_2_MISO_IN | MISO_MO-IL | MISO_IN | Internal | Winter | B20 | 935 | 2100 | 2100 | 45.55 | 46.17 | 0.01 | 0.61
2040 | MISO_MO-IL_2_MISO_W | MISO_MO-IL | MISO_W | Internal | Shoulder | B11 | 25 | 960 | 0.56 | 68.87 | 68.86 | 0.01 | 0
2040 | MISO_MO-IL_2_MISO_W | MISO_MO-IL | MISO_W | Internal | Shoulder | B12 | 200 | 960 | 0.08 | 59.24 | 59.23 | 0.01 | 0
2040 | MISO_MO-IL_2_MISO_W | MISO_MO-IL | MISO_W | Internal | Shoulder | B13 | 600 | 960 | 0.04 | 56.32 | 56.31 | 0.01 | 0
2040 | MISO_MO-IL_2_MISO_W | MISO_MO-IL | MISO_W | Internal | Shoulder | B14 | 900 | 960 | 93.93 | 54.35 | 54.36 | 0.01 | 0
2040 | MISO_MO-IL_2_MISO_W | MISO_MO-IL | MISO_W | Internal | Shoulder | B15 | 1203 | 960 | 0.01 | 49.87 | 49.86 | 0.01 | 0
2040 | MISO_MO-IL_2_MISO_W | MISO_MO-IL | MISO_W | Internal | Summer | B1 | 10 | 960 | 1.32 | 97.67 | 97.66 | 0.01 | 0
2040 | MISO_MO-IL_2_MISO_W | MISO_MO-IL | MISO_W | Internal | Summer | B2 | 25 | 960 | 0.57 | 94.64 | 94.63 | 0.01 | 0
2040 | MISO_MO-IL_2_MISO_W | MISO_MO-IL | MISO_W | Internal | Summer | B3 | 75 | 960 | 959.65 | 92.42 | 92.44 | 0.01 | 0.01
2040 | MISO_MO-IL_2_MISO_W | MISO_MO-IL | MISO_W | Internal | Summer | B4 | 100 | 960 | 882.71 | 92.01 | 92.02 | 0.01 | 0
2040 | MISO_MO-IL_2_MISO_W | MISO_MO-IL | MISO_W | Internal | Summer | B5 | 200 | 960 | 0.08 | 83.46 | 83.45 | 0.01 | 0
2040 | MISO_MO-IL_2_MISO_W | MISO_MO-IL | MISO_W | Internal | Summer | B6 | 300 | 960 | 0.05 | 60.92 | 60.9 | 0.01 | 0
2040 | MISO_MO-IL_2_MISO_W | MISO_MO-IL | MISO_W | Internal | Summer | B7 | 400 | 960 | 67.16 | 55.91 | 55.92 | 0.01 | 0
2040 | MISO_MO-IL_2_MISO_W | MISO_MO-IL | MISO_W | Internal | Summer | B8 | 500 | 960 | 0.03 | 52.24 | 52.23 | 0.01 | 0
2040 | MISO_MO-IL_2_MISO_W | MISO_MO-IL | MISO_W | Internal | Summer | B9 | 800 | 960 | 0.08 | 49.59 | 49.59 | 0.01 | 0
2040 | MISO_MO-IL_2_MISO_W | MISO_MO-IL | MISO_W | Internal | Summer | B10 | 1262 | 960 | 0.01 | 42.3 | 42.29 | 0.01 | 0
2040 | MISO_MO-IL_2_MISO_W | MISO_MO-IL | MISO_W | Internal | Winter | B16 | 25 | 960 | 0.54 | 65.78 | 65.77 | 0.01 | 0
2040 | MISO_MO-IL_2_MISO_W | MISO_MO-IL | MISO_W | Internal | Winter | B17 | 100 | 960 | 0.15 | 63.26 | 63.25 | 0.01 | 0
2040 | MISO_MO-IL_2_MISO_W | MISO_MO-IL | MISO_W | Internal | Winter | B18 | 400 | 960 | 0.04 | 60.11 | 60.1 | 0.01 | 0
2040 | MISO_MO-IL_2_MISO_W | MISO_MO-IL | MISO_W | Internal | Winter | B19 | 700 | 960 | 642.14 | 58.11 | 58.12 | 0.01 | 0
2040 | MISO_MO-IL_2_MISO_W | MISO_MO-IL | MISO_W | Internal | Winter | B20 | 935 | 960 | 0.02 | 45.55 | 45.54 | 0.01 | 0
2040 | MISO_MO-IL_2_PJM_ROR | MISO_MO-IL | PJM_ROR | Internal | Shoulder | B11 | 25 | 1212 | 1.1 | 68.87 | 70.86 | 2 | 0
2040 | MISO_MO-IL_2_PJM_ROR | MISO_MO-IL | PJM_ROR | Internal | Shoulder | B12 | 200 | 1212 | 0 | 59.24 | 61.04 | 2 | 0
2040 | MISO_MO-IL_2_PJM_ROR | MISO_MO-IL | PJM_ROR | Internal | Shoulder | B13 | 600 | 1212 | 0 | 56.32 | 57.32 | 2 | 0
2040 | MISO_MO-IL_2_PJM_ROR | MISO_MO-IL | PJM_ROR | Internal | Shoulder | B14 | 900 | 1212 | 148 | 54.35 | 56.35 | 2 | 0
2040 | MISO_MO-IL_2_PJM_ROR | MISO_MO-IL | PJM_ROR | Internal | Shoulder | B15 | 1203 | 1212 | 170.71 | 49.87 | 51.87 | 2 | 0
2040 | MISO_MO-IL_2_PJM_ROR | MISO_MO-IL | PJM_ROR | Internal | Summer | B1 | 10 | 1212 | 1210.68 | 97.67 | 99.69 | 2 | 0.02
2040 | MISO_MO-IL_2_PJM_ROR | MISO_MO-IL | PJM_ROR | Internal | Summer | B2 | 25 | 1212 | 172 | 94.64 | 96.64 | 2 | 0
2040 | MISO_MO-IL_2_PJM_ROR | MISO_MO-IL | PJM_ROR | Internal | Summer | B3 | 75 | 1212 | 0 | 92.42 | 90.44 | 2 | 0
2040 | MISO_MO-IL_2_PJM_ROR | MISO_MO-IL | PJM_ROR | Internal | Summer | B4 | 100 | 1212 | 0 | 92.01 | 90.44 | 2 | 0
2040 | MISO_MO-IL_2_PJM_ROR | MISO_MO-IL | PJM_ROR | Internal | Summer | B5 | 200 | 1212 | 0 | 83.46 | 81.58 | 2 | 0
2040 | MISO_MO-IL_2_PJM_ROR | MISO_MO-IL | PJM_ROR | Internal | Summer | B6 | 300 | 1212 | 957.83 | 60.92 | 62.92 | 2 | 0
2040 | MISO_MO-IL_2_PJM_ROR | MISO_MO-IL | PJM_ROR | Internal | Summer | B7 | 400 | 1212 | 0 | 55.91 | 57.02 | 2 | 0
2040 | MISO_MO-IL_2_PJM_ROR | MISO_MO-IL | PJM_ROR | Internal | Summer | B8 | 500 | 1212 | 245.82 | 52.24 | 54.24 | 2 | 0
2040 | MISO_MO-IL_2_PJM_ROR | MISO_MO-IL | PJM_ROR | Internal | Summer | B9 | 800 | 1212 | 0 | 49.59 | 51.07 | 2 | 0
2040 | MISO_MO-IL_2_PJM_ROR | MISO_MO-IL | PJM_ROR | Internal | Summer | B10 | 1262 | 1212 | 1212 | 42.3 | 45.41 | 2 | 1.11
2040 | MISO_MO-IL_2_PJM_ROR | MISO_MO-IL | PJM_ROR | Internal | Winter | B16 | 25 | 1212 | 1212 | 65.78 | 73.45 | 2 | 5.67
2040 | MISO_MO-IL_2_PJM_ROR | MISO_MO-IL | PJM_ROR | Internal | Winter | B17 | 100 | 1212 | 1211.99 | 63.26 | 65.96 | 2 | 0.69
2040 | MISO_MO-IL_2_PJM_ROR | MISO_MO-IL | PJM_ROR | Internal | Winter | B18 | 400 | 1212 | 1211.93 | 60.11 | 62.12 | 2 | 0.01
2040 | MISO_MO-IL_2_PJM_ROR | MISO_MO-IL | PJM_ROR | Internal | Winter | B19 | 700 | 1212 | 1211.95 | 58.11 | 60.12 | 2 | 0.01
2040 | MISO_MO-IL_2_PJM_ROR | MISO_MO-IL | PJM_ROR | Internal | Winter | B20 | 935 | 1212 | 1212 | 45.55 | 53.3 | 2 | 5.75
2040 | MISO_MO-IL_2_SPP_N | MISO_MO-IL | SPP_N | Internal | Shoulder | B11 | 25 | 2000 | 0 | 68.87 | 68.87 | 8 | 0
2040 | MISO_MO-IL_2_SPP_N | MISO_MO-IL | SPP_N | Internal | Shoulder | B12 | 200 | 2000 | 0 | 59.24 | 59.24 | 8 | 0
2040 | MISO_MO-IL_2_SPP_N | MISO_MO-IL | SPP_N | Internal | Shoulder | B13 | 600 | 2000 | 0 | 56.32 | 59.24 | 8 | 0
2040 | MISO_MO-IL_2_SPP_N | MISO_MO-IL | SPP_N | Internal | Shoulder | B14 | 900 | 2000 | 0 | 54.35 | 54.46 | 8 | 0
2040 | MISO_MO-IL_2_SPP_N | MISO_MO-IL | SPP_N | Internal | Shoulder | B15 | 1203 | 2000 | 0 | 49.87 | 50.12 | 8 | 0
2040 | MISO_MO-IL_2_SPP_N | MISO_MO-IL | SPP_N | Internal | Summer | B1 | 10 | 2000 | 0 | 97.67 | 97.66 | 8 | 0
2040 | MISO_MO-IL_2_SPP_N | MISO_MO-IL | SPP_N | Internal | Summer | B2 | 25 | 2000 | 0 | 94.64 | 97.66 | 8 | 0
2040 | MISO_MO-IL_2_SPP_N | MISO_MO-IL | SPP_N | Internal | Summer | B3 | 75 | 2000 | 0 | 92.42 | 97.66 | 8 | 0
2040 | MISO_MO-IL_2_SPP_N | MISO_MO-IL | SPP_N | Internal | Summer | B4 | 100 | 2000 | 0 | 92.01 | 97.66 | 8 | 0
2040 | MISO_MO-IL_2_SPP_N | MISO_MO-IL | SPP_N | Internal | Summer | B5 | 200 | 2000 | 0 | 83.46 | 83.46 | 8 | 0
2040 | MISO_MO-IL_2_SPP_N | MISO_MO-IL | SPP_N | Internal | Summer | B6 | 300 | 2000 | 0 | 60.92 | 60.92 | 8 | 0
2040 | MISO_MO-IL_2_SPP_N | MISO_MO-IL | SPP_N | Internal | Summer | B7 | 400 | 2000 | 0 | 55.91 | 57.78 | 8 | 0
2040 | MISO_MO-IL_2_SPP_N | MISO_MO-IL | SPP_N | Internal | Summer | B8 | 500 | 2000 | 0 | 52.24 | 57.29 | 8 | 0
2040 | MISO_MO-IL_2_SPP_N | MISO_MO-IL | SPP_N | Internal | Summer | B9 | 800 | 2000 | 0 | 49.59 | 52.66 | 8 | 0
2040 | MISO_MO-IL_2_SPP_N | MISO_MO-IL | SPP_N | Internal | Summer | B10 | 1262 | 2000 | 0 | 42.3 | 45.03 | 8 | 0
2040 | MISO_MO-IL_2_SPP_N | MISO_MO-IL | SPP_N | Internal | Winter | B16 | 25 | 2000 | 0 | 65.78 | 65.48 | 8 | 0
2040 | MISO_MO-IL_2_SPP_N | MISO_MO-IL | SPP_N | Internal | Winter | B17 | 100 | 2000 | 0 | 63.26 | 63.26 | 8 | 0
2040 | MISO_MO-IL_2_SPP_N | MISO_MO-IL | SPP_N | Internal | Winter | B18 | 400 | 2000 | 0 | 60.11 | 60.59 | 8 | 0
2040 | MISO_MO-IL_2_SPP_N | MISO_MO-IL | SPP_N | Internal | Winter | B19 | 700 | 2000 | 0 | 58.11 | 58.4 | 8 | 0
2040 | MISO_MO-IL_2_SPP_N | MISO_MO-IL | SPP_N | Internal | Winter | B20 | 935 | 2000 | 0 | 45.55 | 46.83 | 8 | 0
2040 | MISO_MO-IL_2_TVA_Transmission | MISO_MO-IL | TVA_Transmission | Internal | Shoulder | B11 | 25 | 4000 | 0.03 | 68.87 | 76.33 | 8 | 0
2040 | MISO_MO-IL_2_TVA_Transmission | MISO_MO-IL | TVA_Transmission | Internal | Shoulder | B12 | 200 | 4000 | 0 | 59.24 | 63.86 | 8 | 0
2040 | MISO_MO-IL_2_TVA_Transmission | MISO_MO-IL | TVA_Transmission | Internal | Shoulder | B13 | 600 | 4000 | 0 | 56.32 | 61.98 | 8 | 0
2040 | MISO_MO-IL_2_TVA_Transmission | MISO_MO-IL | TVA_Transmission | Internal | Shoulder | B14 | 900 | 4000 | 0 | 54.35 | 60.86 | 8 | 0
2040 | MISO_MO-IL_2_TVA_Transmission | MISO_MO-IL | TVA_Transmission | Internal | Shoulder | B15 | 1203 | 4000 | 270.76 | 49.87 | 57.87 | 8 | 0
2040 | MISO_MO-IL_2_TVA_Transmission | MISO_MO-IL | TVA_Transmission | Internal | Summer | B1 | 10 | 4000 | 443.97 | 97.67 | 105.67 | 8 | 0
2040 | MISO_MO-IL_2_TVA_Transmission | MISO_MO-IL | TVA_Transmission | Internal | Summer | B2 | 25 | 4000 | 1591.26 | 94.64 | 102.64 | 8 | 0
2040 | MISO_MO-IL_2_TVA_Transmission | MISO_MO-IL | TVA_Transmission | Internal | Summer | B3 | 75 | 4000 | 31.53 | 92.42 | 100.42 | 8 | 0
2040 | MISO_MO-IL_2_TVA_Transmission | MISO_MO-IL | TVA_Transmission | Internal | Summer | B4 | 100 | 4000 | 0 | 92.01 | 96.44 | 8 | 0
2040 | MISO_MO-IL_2_TVA_Transmission | MISO_MO-IL | TVA_Transmission | Internal | Summer | B5 | 200 | 4000 | 0 | 83.46 | 87.58 | 8 | 0
2040 | MISO_MO-IL_2_TVA_Transmission | MISO_MO-IL | TVA_Transmission | Internal | Summer | B6 | 300 | 4000 | 0 | 60.92 | 67.5 | 8 | 0
2040 | MISO_MO-IL_2_TVA_Transmission | MISO_MO-IL | TVA_Transmission | Internal | Summer | B7 | 400 | 4000 | 0 | 55.91 | 62.09 | 8 | 0
2040 | MISO_MO-IL_2_TVA_Transmission | MISO_MO-IL | TVA_Transmission | Internal | Summer | B8 | 500 | 4000 | 95.88 | 52.24 | 60.24 | 8 | 0
2040 | MISO_MO-IL_2_TVA_Transmission | MISO_MO-IL | TVA_Transmission | Internal | Summer | B9 | 800 | 4000 | 0 | 49.59 | 57.07 | 8 | 0
2040 | MISO_MO-IL_2_TVA_Transmission | MISO_MO-IL | TVA_Transmission | Internal | Summer | B10 | 1262 | 4000 | 0 | 42.3 | 48.28 | 8 | 0
2040 | MISO_MO-IL_2_TVA_Transmission | MISO_MO-IL | TVA_Transmission | Internal | Winter | B16 | 25 | 4000 | 1103.15 | 65.78 | 73.78 | 8 | 0
2040 | MISO_MO-IL_2_TVA_Transmission | MISO_MO-IL | TVA_Transmission | Internal | Winter | B17 | 100 | 4000 | 0 | 63.26 | 68.28 | 8 | 0
2040 | MISO_MO-IL_2_TVA_Transmission | MISO_MO-IL | TVA_Transmission | Internal | Winter | B18 | 400 | 4000 | 0 | 60.11 | 65.85 | 8 | 0
2040 | MISO_MO-IL_2_TVA_Transmission | MISO_MO-IL | TVA_Transmission | Internal | Winter | B19 | 700 | 4000 | 0 | 58.11 | 64.27 | 8 | 0
2040 | MISO_MO-IL_2_TVA_Transmission | MISO_MO-IL | TVA_Transmission | Internal | Winter | B20 | 935 | 4000 | 614.71 | 45.55 | 53.55 | 8 | 0
2040 | MISO_W_2_IESO | MISO_W | IESO | Internal | Shoulder | B11 | 25 | 90 | 0 | 68.86 | 47.32 | 8 | 0
2040 | MISO_W_2_IESO | MISO_W | IESO | Internal | Shoulder | B12 | 200 | 90 | 0 | 59.23 | 46 | 8 | 0
2040 | MISO_W_2_IESO | MISO_W | IESO | Internal | Shoulder | B13 | 600 | 90 | 0 | 56.31 | 45.25 | 8 | 0
2040 | MISO_W_2_IESO | MISO_W | IESO | Internal | Shoulder | B14 | 900 | 90 | 0 | 54.36 | 45.25 | 8 | 0
2040 | MISO_W_2_IESO | MISO_W | IESO | Internal | Shoulder | B15 | 1203 | 90 | 0 | 49.86 | 45.25 | 8 | 0
2040 | MISO_W_2_IESO | MISO_W | IESO | Internal | Summer | B1 | 10 | 90 | 0 | 97.66 | 90.7 | 8 | 0
2040 | MISO_W_2_IESO | MISO_W | IESO | Internal | Summer | B2 | 25 | 90 | 0 | 94.63 | 87.64 | 8 | 0
2040 | MISO_W_2_IESO | MISO_W | IESO | Internal | Summer | B3 | 75 | 90 | 0 | 92.44 | 85.43 | 8 | 0
2040 | MISO_W_2_IESO | MISO_W | IESO | Internal | Summer | B4 | 100 | 90 | 0 | 92.02 | 60.46 | 8 | 0
2040 | MISO_W_2_IESO | MISO_W | IESO | Internal | Summer | B5 | 200 | 90 | 0 | 83.45 | 58.07 | 8 | 0
2040 | MISO_W_2_IESO | MISO_W | IESO | Internal | Summer | B6 | 300 | 90 | 0 | 60.9 | 47.9 | 8 | 0
2040 | MISO_W_2_IESO | MISO_W | IESO | Internal | Summer | B7 | 400 | 90 | 0 | 55.92 | 44.36 | 8 | 0
2040 | MISO_W_2_IESO | MISO_W | IESO | Internal | Summer | B8 | 500 | 90 | 0 | 52.23 | 41.82 | 8 | 0
2040 | MISO_W_2_IESO | MISO_W | IESO | Internal | Summer | B9 | 800 | 90 | 0 | 49.59 | 41.82 | 8 | 0
2040 | MISO_W_2_IESO | MISO_W | IESO | Internal | Summer | B10 | 1262 | 90 | 0 | 42.29 | 41.82 | 8 | 0
2040 | MISO_W_2_IESO | MISO_W | IESO | Internal | Winter | B16 | 25 | 90 | 0 | 65.77 | 53.85 | 8 | 0
2040 | MISO_W_2_IESO | MISO_W | IESO | Internal | Winter | B17 | 100 | 90 | 0 | 63.25 | 50.94 | 8 | 0
2040 | MISO_W_2_IESO | MISO_W | IESO | Internal | Winter | B18 | 400 | 90 | 0 | 60.1 | 50.94 | 8 | 0
2040 | MISO_W_2_IESO | MISO_W | IESO | Internal | Winter | B19 | 700 | 90 | 0 | 58.12 | 50.94 | 8 | 0
2040 | MISO_W_2_IESO | MISO_W | IESO | Internal | Winter | B20 | 935 | 90 | 0 | 45.54 | 50.94 | 8 | 0
2040 | MISO_W_2_MAPP_CA | MISO_W | MAPP_CA | Internal | Shoulder | B11 | 25 | 700 | 0 | 68.86 | 64.96 | 0.01 | 0
2040 | MISO_W_2_MAPP_CA | MISO_W | MAPP_CA | Internal | Shoulder | B12 | 200 | 700 | 0.07 | 59.23 | 59.22 | 0.01 | 0
2040 | MISO_W_2_MAPP_CA | MISO_W | MAPP_CA | Internal | Shoulder | B13 | 600 | 700 | 0.03 | 56.31 | 56.3 | 0.01 | 0
2040 | MISO_W_2_MAPP_CA | MISO_W | MAPP_CA | Internal | Shoulder | B14 | 900 | 700 | 199.58 | 54.36 | 54.37 | 0.01 | 0
2040 | MISO_W_2_MAPP_CA | MISO_W | MAPP_CA | Internal | Shoulder | B15 | 1203 | 700 | 700 | 49.86 | 54.37 | 0.01 | 4.5
2040 | MISO_W_2_MAPP_CA | MISO_W | MAPP_CA | Internal | Summer | B1 | 10 | 700 | 0.17 | 97.66 | 97.5 | 0.01 | 0
2040 | MISO_W_2_MAPP_CA | MISO_W | MAPP_CA | Internal | Summer | B2 | 25 | 700 | 0.53 | 94.63 | 94.61 | 0.01 | 0
2040 | MISO_W_2_MAPP_CA | MISO_W | MAPP_CA | Internal | Summer | B3 | 75 | 700 | 0.18 | 92.44 | 92.43 | 0.01 | 0
2040 | MISO_W_2_MAPP_CA | MISO_W | MAPP_CA | Internal | Summer | B4 | 100 | 700 | 0.14 | 92.02 | 92.01 | 0.01 | 0
2040 | MISO_W_2_MAPP_CA | MISO_W | MAPP_CA | Internal | Summer | B5 | 200 | 700 | 0.07 | 83.45 | 83.43 | 0.01 | 0
2040 | MISO_W_2_MAPP_CA | MISO_W | MAPP_CA | Internal | Summer | B6 | 300 | 700 | 0.05 | 60.9 | 60.89 | 0.01 | 0
2040 | MISO_W_2_MAPP_CA | MISO_W | MAPP_CA | Internal | Summer | B7 | 400 | 700 | 0.04 | 55.92 | 55.91 | 0.01 | 0
2040 | MISO_W_2_MAPP_CA | MISO_W | MAPP_CA | Internal | Summer | B8 | 500 | 700 | 0.03 | 52.23 | 52.22 | 0.01 | 0
2040 | MISO_W_2_MAPP_CA | MISO_W | MAPP_CA | Internal | Summer | B9 | 800 | 700 | 700 | 49.59 | 50.44 | 0.01 | 0.84
2040 | MISO_W_2_MAPP_CA | MISO_W | MAPP_CA | Internal | Summer | B10 | 1262 | 700 | 700 | 42.29 | 50.44 | 0.01 | 8.14
2040 | MISO_W_2_MAPP_CA | MISO_W | MAPP_CA | Internal | Winter | B16 | 25 | 700 | 0.55 | 65.77 | 65.76 | 0.01 | 0
2040 | MISO_W_2_MAPP_CA | MISO_W | MAPP_CA | Internal | Winter | B17 | 100 | 700 | 0.15 | 63.25 | 63.24 | 0.01 | 0
2040 | MISO_W_2_MAPP_CA | MISO_W | MAPP_CA | Internal | Winter | B18 | 400 | 700 | 0.04 | 60.1 | 60.09 | 0.01 | 0
2040 | MISO_W_2_MAPP_CA | MISO_W | MAPP_CA | Internal | Winter | B19 | 700 | 700 | 638.15 | 58.12 | 58.13 | 0.01 | 0
2040 | MISO_W_2_MAPP_CA | MISO_W | MAPP_CA | Internal | Winter | B20 | 935 | 700 | 700 | 45.54 | 58.13 | 0.01 | 12.58
2040 | MISO_W_2_MAPP_US | MISO_W | MAPP_US | Internal | Shoulder | B11 | 25 | 2300 | 0 | 68.86 | 61.86 | 7 | 0
2040 | MISO_W_2_MAPP_US | MISO_W | MAPP_US | Internal | Shoulder | B12 | 200 | 2300 | 0 | 59.23 | 52.23 | 7 | 0
2040 | MISO_W_2_MAPP_US | MISO_W | MAPP_US | Internal | Shoulder | B13 | 600 | 2300 | 0 | 56.31 | 51.79 | 7 | 0
2040 | MISO_W_2_MAPP_US | MISO_W | MAPP_US | Internal | Shoulder | B14 | 900 | 2300 | 0 | 54.36 | 47.45 | 7 | 0
2040 | MISO_W_2_MAPP_US | MISO_W | MAPP_US | Internal | Shoulder | B15 | 1203 | 2300 | 0 | 49.86 | 43.11 | 7 | 0
2040 | MISO_W_2_MAPP_US | MISO_W | MAPP_US | Internal | Summer | B1 | 10 | 2300 | 0 | 97.66 | 90.66 | 7 | 0
2040 | MISO_W_2_MAPP_US | MISO_W | MAPP_US | Internal | Summer | B2 | 25 | 2300 | 0 | 94.63 | 90.13 | 7 | 0
2040 | MISO_W_2_MAPP_US | MISO_W | MAPP_US | Internal | Summer | B3 | 75 | 2300 | 0 | 92.44 | 90.13 | 7 | 0
2040 | MISO_W_2_MAPP_US | MISO_W | MAPP_US | Internal | Summer | B4 | 100 | 2300 | 0 | 92.02 | 90.13 | 7 | 0
2040 | MISO_W_2_MAPP_US | MISO_W | MAPP_US | Internal | Summer | B5 | 200 | 2300 | 0 | 83.45 | 76.45 | 7 | 0
2040 | MISO_W_2_MAPP_US | MISO_W | MAPP_US | Internal | Summer | B6 | 300 | 2300 | 0 | 60.9 | 53.9 | 7 | 0
2040 | MISO_W_2_MAPP_US | MISO_W | MAPP_US | Internal | Summer | B7 | 400 | 2300 | 0 | 55.92 | 50.77 | 7 | 0
2040 | MISO_W_2_MAPP_US | MISO_W | MAPP_US | Internal | Summer | B8 | 500 | 2300 | 0 | 52.23 | 45.23 | 7 | 0
2040 | MISO_W_2_MAPP_US | MISO_W | MAPP_US | Internal | Summer | B9 | 800 | 2300 | 0 | 49.59 | 43.44 | 7 | 0
2040 | MISO_W_2_MAPP_US | MISO_W | MAPP_US | Internal | Summer | B10 | 1262 | 2300 | 0 | 42.29 | 35.29 | 7 | 0
2040 | MISO_W_2_MAPP_US | MISO_W | MAPP_US | Internal | Winter | B16 | 25 | 2300 | 0 | 65.77 | 58.77 | 7 | 0
2040 | MISO_W_2_MAPP_US | MISO_W | MAPP_US | Internal | Winter | B17 | 100 | 2300 | 0 | 63.25 | 56.25 | 7 | 0
2040 | MISO_W_2_MAPP_US | MISO_W | MAPP_US | Internal | Winter | B18 | 400 | 2300 | 0 | 60.1 | 53.1 | 7 | 0
2040 | MISO_W_2_MAPP_US | MISO_W | MAPP_US | Internal | Winter | B19 | 700 | 2300 | 0 | 58.12 | 51.39 | 7 | 0
2040 | MISO_W_2_MAPP_US | MISO_W | MAPP_US | Internal | Winter | B20 | 935 | 2300 | 0 | 45.54 | 39.82 | 7 | 0
2040 | MISO_W_2_MISO_MO-IL | MISO_W | MISO_MO-IL | Internal | Shoulder | B11 | 25 | 3800 | 1681.03 | 68.86 | 68.87 | 0.01 | 0
2040 | MISO_W_2_MISO_MO-IL | MISO_W | MISO_MO-IL | Internal | Shoulder | B12 | 200 | 3800 | 250.66 | 59.23 | 59.24 | 0.01 | 0
2040 | MISO_W_2_MISO_MO-IL | MISO_W | MISO_MO-IL | Internal | Shoulder | B13 | 600 | 3800 | 0.23 | 56.31 | 56.32 | 0.01 | 0
2040 | MISO_W_2_MISO_MO-IL | MISO_W | MISO_MO-IL | Internal | Shoulder | B14 | 900 | 3800 | 0.02 | 54.36 | 54.35 | 0.01 | 0
2040 | MISO_W_2_MISO_MO-IL | MISO_W | MISO_MO-IL | Internal | Shoulder | B15 | 1203 | 3800 | 604.51 | 49.86 | 49.87 | 0.01 | 0
2040 | MISO_W_2_MISO_MO-IL | MISO_W | MISO_MO-IL | Internal | Summer | B1 | 10 | 3800 | 2444.68 | 97.66 | 97.67 | 0.01 | 0
2040 | MISO_W_2_MISO_MO-IL | MISO_W | MISO_MO-IL | Internal | Summer | B2 | 25 | 3800 | 554.62 | 94.63 | 94.64 | 0.01 | 0
2040 | MISO_W_2_MISO_MO-IL | MISO_W | MISO_MO-IL | Internal | Summer | B3 | 75 | 3800 | 0.12 | 92.44 | 92.42 | 0.01 | 0
2040 | MISO_W_2_MISO_MO-IL | MISO_W | MISO_MO-IL | Internal | Summer | B4 | 100 | 3800 | 0.13 | 92.02 | 92.01 | 0.01 | 0
2040 | MISO_W_2_MISO_MO-IL | MISO_W | MISO_MO-IL | Internal | Summer | B5 | 200 | 3800 | 267.09 | 83.45 | 83.46 | 0.01 | 0
2040 | MISO_W_2_MISO_MO-IL | MISO_W | MISO_MO-IL | Internal | Summer | B6 | 300 | 3800 | 440.02 | 60.9 | 60.92 | 0.01 | 0
2040 | MISO_W_2_MISO_MO-IL | MISO_W | MISO_MO-IL | Internal | Summer | B7 | 400 | 3800 | 0.04 | 55.92 | 55.91 | 0.01 | 0
2040 | MISO_W_2_MISO_MO-IL | MISO_W | MISO_MO-IL | Internal | Summer | B8 | 500 | 3800 | 739.86 | 52.23 | 52.24 | 0.01 | 0
2040 | MISO_W_2_MISO_MO-IL | MISO_W | MISO_MO-IL | Internal | Summer | B9 | 800 | 3800 | 0.03 | 49.59 | 49.59 | 0.01 | 0
2040 | MISO_W_2_MISO_MO-IL | MISO_W | MISO_MO-IL | Internal | Summer | B10 | 1262 | 3800 | 2117.66 | 42.29 | 42.3 | 0.01 | 0
2040 | MISO_W_2_MISO_MO-IL | MISO_W | MISO_MO-IL | Internal | Winter | B16 | 25 | 3800 | 3057.82 | 65.77 | 65.78 | 0.01 | 0
2040 | MISO_W_2_MISO_MO-IL | MISO_W | MISO_MO-IL | Internal | Winter | B17 | 100 | 3800 | 1004.72 | 63.25 | 63.26 | 0.01 | 0
2040 | MISO_W_2_MISO_MO-IL | MISO_W | MISO_MO-IL | Internal | Winter | B18 | 400 | 3800 | 97.93 | 60.1 | 60.11 | 0.01 | 0
2040 | MISO_W_2_MISO_MO-IL | MISO_W | MISO_MO-IL | Internal | Winter | B19 | 700 | 3800 | 0.02 | 58.12 | 58.11 | 0.01 | 0
2040 | MISO_W_2_MISO_MO-IL | MISO_W | MISO_MO-IL | Internal | Winter | B20 | 935 | 3800 | 1327.42 | 45.54 | 45.55 | 0.01 | 0
2040 | MISO_W_2_MISO_WUMS | MISO_W | MISO_WUMS | Internal | Shoulder | B11 | 25 | 1629 | 1628.49 | 68.86 | 68.89 | 0.01 | 0.02
2040 | MISO_W_2_MISO_WUMS | MISO_W | MISO_WUMS | Internal | Shoulder | B12 | 200 | 1629 | 1628.98 | 59.23 | 59.33 | 0.01 | 0.09
2040 | MISO_W_2_MISO_WUMS | MISO_W | MISO_WUMS | Internal | Shoulder | B13 | 600 | 1629 | 1628.99 | 56.31 | 56.38 | 0.01 | 0.06
2040 | MISO_W_2_MISO_WUMS | MISO_W | MISO_WUMS | Internal | Shoulder | B14 | 900 | 1629 | 1629 | 54.36 | 56.38 | 0.01 | 2.01
2040 | MISO_W_2_MISO_WUMS | MISO_W | MISO_WUMS | Internal | Shoulder | B15 | 1203 | 1629 | 1629 | 49.86 | 51.82 | 0.01 | 1.94
2040 | MISO_W_2_MISO_WUMS | MISO_W | MISO_WUMS | Internal | Summer | B1 | 10 | 1629 | 1627.66 | 97.66 | 97.69 | 0.01 | 0.02
2040 | MISO_W_2_MISO_WUMS | MISO_W | MISO_WUMS | Internal | Summer | B2 | 25 | 1629 | 545.43 | 94.63 | 94.64 | 0.01 | 0
2040 | MISO_W_2_MISO_WUMS | MISO_W | MISO_WUMS | Internal | Summer | B3 | 75 | 1629 | 1035.55 | 92.44 | 92.45 | 0.01 | 0
2040 | MISO_W_2_MISO_WUMS | MISO_W | MISO_WUMS | Internal | Summer | B4 | 100 | 1629 | 1628.99 | 92.02 | 92.44 | 0.01 | 0.41
2040 | MISO_W_2_MISO_WUMS | MISO_W | MISO_WUMS | Internal | Summer | B5 | 200 | 1629 | 1285.59 | 83.45 | 83.46 | 0.01 | 0
2040 | MISO_W_2_MISO_WUMS | MISO_W | MISO_WUMS | Internal | Summer | B6 | 300 | 1629 | 1362.43 | 60.9 | 60.92 | 0.01 | 0
2040 | MISO_W_2_MISO_WUMS | MISO_W | MISO_WUMS | Internal | Summer | B7 | 400 | 1629 | 743.71 | 55.92 | 55.93 | 0.01 | 0
2040 | MISO_W_2_MISO_WUMS | MISO_W | MISO_WUMS | Internal | Summer | B8 | 500 | 1629 | 1629 | 52.23 | 54.38 | 0.01 | 2.13
2040 | MISO_W_2_MISO_WUMS | MISO_W | MISO_WUMS | Internal | Summer | B9 | 800 | 1629 | 1629 | 49.59 | 53.07 | 0.01 | 3.46
2040 | MISO_W_2_MISO_WUMS | MISO_W | MISO_WUMS | Internal | Summer | B10 | 1262 | 1629 | 1629 | 42.29 | 43.41 | 0.01 | 1.11
2040 | MISO_W_2_MISO_WUMS | MISO_W | MISO_WUMS | Internal | Winter | B16 | 25 | 1629 | 1629 | 65.77 | 71.45 | 0.01 | 5.67
2040 | MISO_W_2_MISO_WUMS | MISO_W | MISO_WUMS | Internal | Winter | B17 | 100 | 1629 | 1628.99 | 63.25 | 63.96 | 0.01 | 0.69
2040 | MISO_W_2_MISO_WUMS | MISO_W | MISO_WUMS | Internal | Winter | B18 | 400 | 1629 | 1628.93 | 60.1 | 60.12 | 0.01 | 0.01
2040 | MISO_W_2_MISO_WUMS | MISO_W | MISO_WUMS | Internal | Winter | B19 | 700 | 1629 | 1629 | 58.12 | 60.12 | 0.01 | 1.99
2040 | MISO_W_2_MISO_WUMS | MISO_W | MISO_WUMS | Internal | Winter | B20 | 935 | 1629 | 1629 | 45.54 | 51.3 | 0.01 | 5.75
2040 | MISO_W_2_NE | MISO_W | NE | Internal | Shoulder | B11 | 25 | 2800 | 0 | 68.86 | 68.86 | 7 | 0
2040 | MISO_W_2_NE | MISO_W | NE | Internal | Shoulder | B12 | 200 | 2800 | 0 | 59.23 | 59.23 | 7 | 0
2040 | MISO_W_2_NE | MISO_W | NE | Internal | Shoulder | B13 | 600 | 2800 | 0 | 56.31 | 58.79 | 7 | 0
2040 | MISO_W_2_NE | MISO_W | NE | Internal | Shoulder | B14 | 900 | 2800 | 0 | 54.36 | 54.45 | 7 | 0
2040 | MISO_W_2_NE | MISO_W | NE | Internal | Shoulder | B15 | 1203 | 2800 | 0 | 49.86 | 50.11 | 7 | 0
2040 | MISO_W_2_NE | MISO_W | NE | Internal | Summer | B1 | 10 | 2800 | 0 | 97.66 | 97.65 | 7 | 0
2040 | MISO_W_2_NE | MISO_W | NE | Internal | Summer | B2 | 25 | 2800 | 0 | 94.63 | 97.13 | 7 | 0
2040 | MISO_W_2_NE | MISO_W | NE | Internal | Summer | B3 | 75 | 2800 | 0 | 92.44 | 97.13 | 7 | 0
2040 | MISO_W_2_NE | MISO_W | NE | Internal | Summer | B4 | 100 | 2800 | 0 | 92.02 | 97.13 | 7 | 0
2040 | MISO_W_2_NE | MISO_W | NE | Internal | Summer | B5 | 200 | 2800 | 0 | 83.45 | 83.45 | 7 | 0
2040 | MISO_W_2_NE | MISO_W | NE | Internal | Summer | B6 | 300 | 2800 | 0 | 60.9 | 60.9 | 7 | 0
2040 | MISO_W_2_NE | MISO_W | NE | Internal | Summer | B7 | 400 | 2800 | 0 | 55.92 | 57.77 | 7 | 0
2040 | MISO_W_2_NE | MISO_W | NE | Internal | Summer | B8 | 500 | 2800 | 0 | 52.23 | 52.23 | 7 | 0
2040 | MISO_W_2_NE | MISO_W | NE | Internal | Summer | B9 | 800 | 2800 | 0 | 49.59 | 50.44 | 7 | 0
2040 | MISO_W_2_NE | MISO_W | NE | Internal | Summer | B10 | 1262 | 2800 | 0 | 42.29 | 42.29 | 7 | 0
2040 | MISO_W_2_NE | MISO_W | NE | Internal | Winter | B16 | 25 | 2800 | 0 | 65.77 | 65.47 | 7 | 0
2040 | MISO_W_2_NE | MISO_W | NE | Internal | Winter | B17 | 100 | 2800 | 0 | 63.25 | 63.25 | 7 | 0
2040 | MISO_W_2_NE | MISO_W | NE | Internal | Winter | B18 | 400 | 2800 | 0 | 60.1 | 60.1 | 7 | 0
2040 | MISO_W_2_NE | MISO_W | NE | Internal | Winter | B19 | 700 | 2800 | 0 | 58.12 | 58.39 | 7 | 0
2040 | MISO_W_2_NE | MISO_W | NE | Internal | Winter | B20 | 935 | 2800 | 0 | 45.54 | 46.82 | 7 | 0
2040 | MISO_W_2_PJM_ROR | MISO_W | PJM_ROR | Internal | Shoulder | B11 | 25 | 773 | 580.57 | 68.86 | 70.86 | 2 | 0
2040 | MISO_W_2_PJM_ROR | MISO_W | PJM_ROR | Internal | Shoulder | B12 | 200 | 773 | 0 | 59.23 | 61.04 | 2 | 0
2040 | MISO_W_2_PJM_ROR | MISO_W | PJM_ROR | Internal | Shoulder | B13 | 600 | 773 | 0 | 56.31 | 57.32 | 2 | 0
2040 | MISO_W_2_PJM_ROR | MISO_W | PJM_ROR | Internal | Shoulder | B14 | 900 | 773 | 0.03 | 54.36 | 56.35 | 2 | 0
2040 | MISO_W_2_PJM_ROR | MISO_W | PJM_ROR | Internal | Shoulder | B15 | 1203 | 773 | 772.97 | 49.86 | 51.87 | 2 | 0.01
2040 | MISO_W_2_PJM_ROR | MISO_W | PJM_ROR | Internal | Summer | B1 | 10 | 773 | 772.13 | 97.66 | 99.69 | 2 | 0.04
2040 | MISO_W_2_PJM_ROR | MISO_W | PJM_ROR | Internal | Summer | B2 | 25 | 773 | 771.77 | 94.63 | 96.64 | 2 | 0.01
2040 | MISO_W_2_PJM_ROR | MISO_W | PJM_ROR | Internal | Summer | B3 | 75 | 773 | 0 | 92.44 | 90.44 | 2 | 0
2040 | MISO_W_2_PJM_ROR | MISO_W | PJM_ROR | Internal | Summer | B4 | 100 | 773 | 0 | 92.02 | 90.44 | 2 | 0
2040 | MISO_W_2_PJM_ROR | MISO_W | PJM_ROR | Internal | Summer | B5 | 200 | 773 | 0 | 83.45 | 81.58 | 2 | 0
2040 | MISO_W_2_PJM_ROR | MISO_W | PJM_ROR | Internal | Summer | B6 | 300 | 773 | 772.9 | 60.9 | 62.92 | 2 | 0.01
2040 | MISO_W_2_PJM_ROR | MISO_W | PJM_ROR | Internal | Summer | B7 | 400 | 773 | 0 | 55.92 | 57.02 | 2 | 0
2040 | MISO_W_2_PJM_ROR | MISO_W | PJM_ROR | Internal | Summer | B8 | 500 | 773 | 772.94 | 52.23 | 54.24 | 2 | 0.01
2040 | MISO_W_2_PJM_ROR | MISO_W | PJM_ROR | Internal | Summer | B9 | 800 | 773 | 0 | 49.59 | 51.07 | 2 | 0
2040 | MISO_W_2_PJM_ROR | MISO_W | PJM_ROR | Internal | Summer | B10 | 1262 | 773 | 773 | 42.29 | 45.41 | 2 | 1.12
2040 | MISO_W_2_PJM_ROR | MISO_W | PJM_ROR | Internal | Winter | B16 | 25 | 773 | 773 | 65.77 | 73.45 | 2 | 5.68
2040 | MISO_W_2_PJM_ROR | MISO_W | PJM_ROR | Internal | Winter | B17 | 100 | 773 | 772.99 | 63.25 | 65.96 | 2 | 0.71
2040 | MISO_W_2_PJM_ROR | MISO_W | PJM_ROR | Internal | Winter | B18 | 400 | 773 | 772.96 | 60.1 | 62.12 | 2 | 0.02
2040 | MISO_W_2_PJM_ROR | MISO_W | PJM_ROR | Internal | Winter | B19 | 700 | 773 | 105.61 | 58.12 | 60.12 | 2 | 0
2040 | MISO_W_2_PJM_ROR | MISO_W | PJM_ROR | Internal | Winter | B20 | 935 | 773 | 773 | 45.54 | 53.3 | 2 | 5.77
2040 | MISO_W_2_SPP_N | MISO_W | SPP_N | Internal | Shoulder | B11 | 25 | 3200 | 0 | 68.86 | 68.87 | 7 | 0
2040 | MISO_W_2_SPP_N | MISO_W | SPP_N | Internal | Shoulder | B12 | 200 | 3200 | 0 | 59.23 | 59.24 | 7 | 0
2040 | MISO_W_2_SPP_N | MISO_W | SPP_N | Internal | Shoulder | B13 | 600 | 3200 | 0 | 56.31 | 59.24 | 7 | 0
2040 | MISO_W_2_SPP_N | MISO_W | SPP_N | Internal | Shoulder | B14 | 900 | 3200 | 0 | 54.36 | 54.46 | 7 | 0
2040 | MISO_W_2_SPP_N | MISO_W | SPP_N | Internal | Shoulder | B15 | 1203 | 3200 | 0 | 49.86 | 50.12 | 7 | 0
2040 | MISO_W_2_SPP_N | MISO_W | SPP_N | Internal | Summer | B1 | 10 | 3200 | 0 | 97.66 | 97.66 | 7 | 0
2040 | MISO_W_2_SPP_N | MISO_W | SPP_N | Internal | Summer | B2 | 25 | 3200 | 0 | 94.63 | 97.66 | 7 | 0
2040 | MISO_W_2_SPP_N | MISO_W | SPP_N | Internal | Summer | B3 | 75 | 3200 | 0 | 92.44 | 97.66 | 7 | 0
2040 | MISO_W_2_SPP_N | MISO_W | SPP_N | Internal | Summer | B4 | 100 | 3200 | 0 | 92.02 | 97.66 | 7 | 0
2040 | MISO_W_2_SPP_N | MISO_W | SPP_N | Internal | Summer | B5 | 200 | 3200 | 0 | 83.45 | 83.46 | 7 | 0
2040 | MISO_W_2_SPP_N | MISO_W | SPP_N | Internal | Summer | B6 | 300 | 3200 | 0 | 60.9 | 60.92 | 7 | 0
2040 | MISO_W_2_SPP_N | MISO_W | SPP_N | Internal | Summer | B7 | 400 | 3200 | 0 | 55.92 | 57.78 | 7 | 0
2040 | MISO_W_2_SPP_N | MISO_W | SPP_N | Internal | Summer | B8 | 500 | 3200 | 0 | 52.23 | 57.29 | 7 | 0
2040 | MISO_W_2_SPP_N | MISO_W | SPP_N | Internal | Summer | B9 | 800 | 3200 | 0 | 49.59 | 52.66 | 7 | 0
2040 | MISO_W_2_SPP_N | MISO_W | SPP_N | Internal | Summer | B10 | 1262 | 3200 | 0 | 42.29 | 45.03 | 7 | 0
2040 | MISO_W_2_SPP_N | MISO_W | SPP_N | Internal | Winter | B16 | 25 | 3200 | 0 | 65.77 | 65.48 | 7 | 0
2040 | MISO_W_2_SPP_N | MISO_W | SPP_N | Internal | Winter | B17 | 100 | 3200 | 0 | 63.25 | 63.26 | 7 | 0
2040 | MISO_W_2_SPP_N | MISO_W | SPP_N | Internal | Winter | B18 | 400 | 3200 | 0 | 60.1 | 60.59 | 7 | 0
2040 | MISO_W_2_SPP_N | MISO_W | SPP_N | Internal | Winter | B19 | 700 | 3200 | 0 | 58.12 | 58.4 | 7 | 0
2040 | MISO_W_2_SPP_N | MISO_W | SPP_N | Internal | Winter | B20 | 935 | 3200 | 0 | 45.54 | 46.83 | 7 | 0
2040 | MISO_WUMS_2_MISO_MI | MISO_WUMS | MISO_MI | Internal | Shoulder | B11 | 25 | 99 | 81.73 | 68.89 | 68.9 | 0.01 | 0
2040 | MISO_WUMS_2_MISO_MI | MISO_WUMS | MISO_MI | Internal | Shoulder | B12 | 200 | 99 | 99 | 59.33 | 59.77 | 0.01 | 0.42
2040 | MISO_WUMS_2_MISO_MI | MISO_WUMS | MISO_MI | Internal | Shoulder | B13 | 600 | 99 | 0.01 | 56.38 | 56.34 | 0.01 | 0
2040 | MISO_WUMS_2_MISO_MI | MISO_WUMS | MISO_MI | Internal | Shoulder | B14 | 900 | 99 | 0 | 56.38 | 55.43 | 0.01 | 0
2040 | MISO_WUMS_2_MISO_MI | MISO_WUMS | MISO_MI | Internal | Shoulder | B15 | 1203 | 99 | 0 | 51.82 | 49.9 | 0.01 | 0
2040 | MISO_WUMS_2_MISO_MI | MISO_WUMS | MISO_MI | Internal | Summer | B1 | 10 | 99 | 2.47 | 97.69 | 97.7 | 0.01 | 0
2040 | MISO_WUMS_2_MISO_MI | MISO_WUMS | MISO_MI | Internal | Summer | B2 | 25 | 99 | 0.96 | 94.64 | 94.64 | 0.01 | 0
2040 | MISO_WUMS_2_MISO_MI | MISO_WUMS | MISO_MI | Internal | Summer | B3 | 75 | 99 | 0.17 | 92.45 | 92.44 | 0.01 | 0
2040 | MISO_WUMS_2_MISO_MI | MISO_WUMS | MISO_MI | Internal | Summer | B4 | 100 | 99 | 0 | 92.44 | 91.98 | 0.01 | 0
2040 | MISO_WUMS_2_MISO_MI | MISO_WUMS | MISO_MI | Internal | Summer | B5 | 200 | 99 | 0.05 | 83.46 | 83.43 | 0.01 | 0
2040 | MISO_WUMS_2_MISO_MI | MISO_WUMS | MISO_MI | Internal | Summer | B6 | 300 | 99 | 0.09 | 60.92 | 60.92 | 0.01 | 0
2040 | MISO_WUMS_2_MISO_MI | MISO_WUMS | MISO_MI | Internal | Summer | B7 | 400 | 99 | 0.07 | 55.93 | 55.93 | 0.01 | 0
2040 | MISO_WUMS_2_MISO_MI | MISO_WUMS | MISO_MI | Internal | Summer | B8 | 500 | 99 | 0 | 54.38 | 52.27 | 0.01 | 0
2040 | MISO_WUMS_2_MISO_MI | MISO_WUMS | MISO_MI | Internal | Summer | B9 | 800 | 99 | 0 | 53.07 | 49.59 | 0.01 | 0
2040 | MISO_WUMS_2_MISO_MI | MISO_WUMS | MISO_MI | Internal | Summer | B10 | 1262 | 99 | 0.02 | 43.41 | 43.41 | 0.01 | 0
2040 | MISO_WUMS_2_MISO_MI | MISO_WUMS | MISO_MI | Internal | Winter | B16 | 25 | 99 | 0.96 | 71.45 | 71.45 | 0.01 | 0
2040 | MISO_WUMS_2_MISO_MI | MISO_WUMS | MISO_MI | Internal | Winter | B17 | 100 | 99 | 0.26 | 63.96 | 63.96 | 0.01 | 0
2040 | MISO_WUMS_2_MISO_MI | MISO_WUMS | MISO_MI | Internal | Winter | B18 | 400 | 99 | 45.93 | 60.12 | 60.14 | 0.01 | 0
2040 | MISO_WUMS_2_MISO_MI | MISO_WUMS | MISO_MI | Internal | Winter | B19 | 700 | 99 | 0 | 60.12 | 58.13 | 0.01 | 0
2040 | MISO_WUMS_2_MISO_MI | MISO_WUMS | MISO_MI | Internal | Winter | B20 | 935 | 99 | 0 | 51.3 | 46.19 | 0.01 | 0
2040 | MISO_WUMS_2_MISO_W | MISO_WUMS | MISO_W | Internal | Shoulder | B11 | 25 | 1137 | 0.27 | 68.89 | 68.86 | 0.01 | 0
2040 | MISO_WUMS_2_MISO_W | MISO_WUMS | MISO_W | Internal | Shoulder | B12 | 200 | 1137 | 0.02 | 59.33 | 59.23 | 0.01 | 0
2040 | MISO_WUMS_2_MISO_W | MISO_WUMS | MISO_W | Internal | Shoulder | B13 | 600 | 1137 | 0 | 56.38 | 56.31 | 0.01 | 0
2040 | MISO_WUMS_2_MISO_W | MISO_WUMS | MISO_W | Internal | Shoulder | B14 | 900 | 1137 | 0 | 56.38 | 54.36 | 0.01 | 0
2040 | MISO_WUMS_2_MISO_W | MISO_WUMS | MISO_W | Internal | Shoulder | B15 | 1203 | 1137 | 0 | 51.82 | 49.86 | 0.01 | 0
2040 | MISO_WUMS_2_MISO_W | MISO_WUMS | MISO_W | Internal | Summer | B1 | 10 | 1137 | 0.66 | 97.69 | 97.66 | 0.01 | 0
2040 | MISO_WUMS_2_MISO_W | MISO_WUMS | MISO_W | Internal | Summer | B2 | 25 | 1137 | 0.56 | 94.64 | 94.63 | 0.01 | 0
2040 | MISO_WUMS_2_MISO_W | MISO_WUMS | MISO_W | Internal | Summer | B3 | 75 | 1137 | 0.19 | 92.45 | 92.44 | 0.01 | 0
2040 | MISO_WUMS_2_MISO_W | MISO_WUMS | MISO_W | Internal | Summer | B4 | 100 | 1137 | 0 | 92.44 | 92.02 | 0.01 | 0
2040 | MISO_WUMS_2_MISO_W | MISO_WUMS | MISO_W | Internal | Summer | B5 | 200 | 1137 | 0.07 | 83.46 | 83.45 | 0.01 | 0
2040 | MISO_WUMS_2_MISO_W | MISO_WUMS | MISO_W | Internal | Summer | B6 | 300 | 1137 | 0.05 | 60.92 | 60.9 | 0.01 | 0
2040 | MISO_WUMS_2_MISO_W | MISO_WUMS | MISO_W | Internal | Summer | B7 | 400 | 1137 | 0.04 | 55.93 | 55.92 | 0.01 | 0
2040 | MISO_WUMS_2_MISO_W | MISO_WUMS | MISO_W | Internal | Summer | B8 | 500 | 1137 | 0 | 54.38 | 52.23 | 0.01 | 0
2040 | MISO_WUMS_2_MISO_W | MISO_WUMS | MISO_W | Internal | Summer | B9 | 800 | 1137 | 0 | 53.07 | 49.59 | 0.01 | 0
2040 | MISO_WUMS_2_MISO_W | MISO_WUMS | MISO_W | Internal | Summer | B10 | 1262 | 1137 | 0 | 43.41 | 42.29 | 0.01 | 0
2040 | MISO_WUMS_2_MISO_W | MISO_WUMS | MISO_W | Internal | Winter | B16 | 25 | 1137 | 0 | 71.45 | 65.77 | 0.01 | 0
2040 | MISO_WUMS_2_MISO_W | MISO_WUMS | MISO_W | Internal | Winter | B17 | 100 | 1137 | 0 | 63.96 | 63.25 | 0.01 | 0
2040 | MISO_WUMS_2_MISO_W | MISO_WUMS | MISO_W | Internal | Winter | B18 | 400 | 1137 | 0.02 | 60.12 | 60.1 | 0.01 | 0
2040 | MISO_WUMS_2_MISO_W | MISO_WUMS | MISO_W | Internal | Winter | B19 | 700 | 1137 | 0 | 60.12 | 58.12 | 0.01 | 0
2040 | MISO_WUMS_2_MISO_W | MISO_WUMS | MISO_W | Internal | Winter | B20 | 935 | 1137 | 0 | 51.3 | 45.54 | 0.01 | 0
2040 | MISO_WUMS_2_PJM_ROR | MISO_WUMS | PJM_ROR | Internal | Shoulder | B11 | 25 | 1600 | 0.37 | 68.89 | 70.86 | 2 | 0
2040 | MISO_WUMS_2_PJM_ROR | MISO_WUMS | PJM_ROR | Internal | Shoulder | B12 | 200 | 1600 | 0 | 59.33 | 61.04 | 2 | 0
2040 | MISO_WUMS_2_PJM_ROR | MISO_WUMS | PJM_ROR | Internal | Shoulder | B13 | 600 | 1600 | 0 | 56.38 | 57.32 | 2 | 0
2040 | MISO_WUMS_2_PJM_ROR | MISO_WUMS | PJM_ROR | Internal | Shoulder | B14 | 900 | 1600 | 0 | 56.38 | 56.35 | 2 | 0
2040 | MISO_WUMS_2_PJM_ROR | MISO_WUMS | PJM_ROR | Internal | Shoulder | B15 | 1203 | 1600 | 0 | 51.82 | 51.87 | 2 | 0
2040 | MISO_WUMS_2_PJM_ROR | MISO_WUMS | PJM_ROR | Internal | Summer | B1 | 10 | 1600 | 1215.91 | 97.69 | 99.69 | 2 | 0
2040 | MISO_WUMS_2_PJM_ROR | MISO_WUMS | PJM_ROR | Internal | Summer | B2 | 25 | 1600 | 167.25 | 94.64 | 96.64 | 2 | 0
2040 | MISO_WUMS_2_PJM_ROR | MISO_WUMS | PJM_ROR | Internal | Summer | B3 | 75 | 1600 | 0 | 92.45 | 90.44 | 2 | 0
2040 | MISO_WUMS_2_PJM_ROR | MISO_WUMS | PJM_ROR | Internal | Summer | B4 | 100 | 1600 | 0 | 92.44 | 90.44 | 2 | 0
2040 | MISO_WUMS_2_PJM_ROR | MISO_WUMS | PJM_ROR | Internal | Summer | B5 | 200 | 1600 | 0 | 83.46 | 81.58 | 2 | 0
2040 | MISO_WUMS_2_PJM_ROR | MISO_WUMS | PJM_ROR | Internal | Summer | B6 | 300 | 1600 | 330.38 | 60.92 | 62.92 | 2 | 0
2040 | MISO_WUMS_2_PJM_ROR | MISO_WUMS | PJM_ROR | Internal | Summer | B7 | 400 | 1600 | 0 | 55.93 | 57.02 | 2 | 0
2040 | MISO_WUMS_2_PJM_ROR | MISO_WUMS | PJM_ROR | Internal | Summer | B8 | 500 | 1600 | 0 | 54.38 | 54.24 | 2 | 0
2040 | MISO_WUMS_2_PJM_ROR | MISO_WUMS | PJM_ROR | Internal | Summer | B9 | 800 | 1600 | 0 | 53.07 | 51.07 | 2 | 0
2040 | MISO_WUMS_2_PJM_ROR | MISO_WUMS | PJM_ROR | Internal | Summer | B10 | 1262 | 1600 | 466.35 | 43.41 | 45.41 | 2 | 0
2040 | MISO_WUMS_2_PJM_ROR | MISO_WUMS | PJM_ROR | Internal | Winter | B16 | 25 | 1600 | 896.5 | 71.45 | 73.45 | 2 | 0
2040 | MISO_WUMS_2_PJM_ROR | MISO_WUMS | PJM_ROR | Internal | Winter | B17 | 100 | 1600 | 974.55 | 63.96 | 65.96 | 2 | 0
2040 | MISO_WUMS_2_PJM_ROR | MISO_WUMS | PJM_ROR | Internal | Winter | B18 | 400 | 1600 | 248.82 | 60.12 | 62.12 | 2 | 0
2040 | MISO_WUMS_2_PJM_ROR | MISO_WUMS | PJM_ROR | Internal | Winter | B19 | 700 | 1600 | 0 | 60.12 | 60.12 | 2 | 0
2040 | MISO_WUMS_2_PJM_ROR | MISO_WUMS | PJM_ROR | Internal | Winter | B20 | 935 | 1600 | 786.97 | 51.3 | 53.3 | 2 | 0
2040 | NE_2_MAPP_US | NE | MAPP_US | Internal | Shoulder | B11 | 25 | 1600 | 0 | 68.86 | 61.86 | 5 | 0
2040 | NE_2_MAPP_US | NE | MAPP_US | Internal | Shoulder | B12 | 200 | 1600 | 0 | 59.23 | 52.23 | 5 | 0
2040 | NE_2_MAPP_US | NE | MAPP_US | Internal | Shoulder | B13 | 600 | 1600 | 0 | 58.79 | 51.79 | 5 | 0
2040 | NE_2_MAPP_US | NE | MAPP_US | Internal | Shoulder | B14 | 900 | 1600 | 0 | 54.45 | 47.45 | 5 | 0
2040 | NE_2_MAPP_US | NE | MAPP_US | Internal | Shoulder | B15 | 1203 | 1600 | 0 | 50.11 | 43.11 | 5 | 0
2040 | NE_2_MAPP_US | NE | MAPP_US | Internal | Summer | B1 | 10 | 1600 | 0 | 97.65 | 90.66 | 5 | 0
2040 | NE_2_MAPP_US | NE | MAPP_US | Internal | Summer | B2 | 25 | 1600 | 0 | 97.13 | 90.13 | 5 | 0
2040 | NE_2_MAPP_US | NE | MAPP_US | Internal | Summer | B3 | 75 | 1600 | 0 | 97.13 | 90.13 | 5 | 0
2040 | NE_2_MAPP_US | NE | MAPP_US | Internal | Summer | B4 | 100 | 1600 | 0 | 97.13 | 90.13 | 5 | 0
2040 | NE_2_MAPP_US | NE | MAPP_US | Internal | Summer | B5 | 200 | 1600 | 0 | 83.45 | 76.45 | 5 | 0
2040 | NE_2_MAPP_US | NE | MAPP_US | Internal | Summer | B6 | 300 | 1600 | 0 | 60.9 | 53.9 | 5 | 0
2040 | NE_2_MAPP_US | NE | MAPP_US | Internal | Summer | B7 | 400 | 1600 | 0 | 57.77 | 50.77 | 5 | 0
2040 | NE_2_MAPP_US | NE | MAPP_US | Internal | Summer | B8 | 500 | 1600 | 0 | 52.23 | 45.23 | 5 | 0
2040 | NE_2_MAPP_US | NE | MAPP_US | Internal | Summer | B9 | 800 | 1600 | 0 | 50.44 | 43.44 | 5 | 0
2040 | NE_2_MAPP_US | NE | MAPP_US | Internal | Summer | B10 | 1262 | 1600 | 0 | 42.29 | 35.29 | 5 | 0
2040 | NE_2_MAPP_US | NE | MAPP_US | Internal | Winter | B16 | 25 | 1600 | 0 | 65.47 | 58.77 | 5 | 0
2040 | NE_2_MAPP_US | NE | MAPP_US | Internal | Winter | B17 | 100 | 1600 | 0 | 63.25 | 56.25 | 5 | 0
2040 | NE_2_MAPP_US | NE | MAPP_US | Internal | Winter | B18 | 400 | 1600 | 0 | 60.1 | 53.1 | 5 | 0
2040 | NE_2_MAPP_US | NE | MAPP_US | Internal | Winter | B19 | 700 | 1600 | 0 | 58.39 | 51.39 | 5 | 0
2040 | NE_2_MAPP_US | NE | MAPP_US | Internal | Winter | B20 | 935 | 1600 | 0 | 46.82 | 39.82 | 5 | 0
2040 | NE_2_MISO_W | NE | MISO_W | Internal | Shoulder | B11 | 25 | 1600 | 0 | 68.86 | 68.86 | 5 | 0
2040 | NE_2_MISO_W | NE | MISO_W | Internal | Shoulder | B12 | 200 | 1600 | 0 | 59.23 | 59.23 | 5 | 0
2040 | NE_2_MISO_W | NE | MISO_W | Internal | Shoulder | B13 | 600 | 1600 | 0 | 58.79 | 56.31 | 5 | 0
2040 | NE_2_MISO_W | NE | MISO_W | Internal | Shoulder | B14 | 900 | 1600 | 0 | 54.45 | 54.36 | 5 | 0
2040 | NE_2_MISO_W | NE | MISO_W | Internal | Shoulder | B15 | 1203 | 1600 | 0 | 50.11 | 49.86 | 5 | 0
2040 | NE_2_MISO_W | NE | MISO_W | Internal | Summer | B1 | 10 | 1600 | 0 | 97.65 | 97.66 | 5 | 0
2040 | NE_2_MISO_W | NE | MISO_W | Internal | Summer | B2 | 25 | 1600 | 0 | 97.13 | 94.63 | 5 | 0
2040 | NE_2_MISO_W | NE | MISO_W | Internal | Summer | B3 | 75 | 1600 | 0 | 97.13 | 92.44 | 5 | 0
2040 | NE_2_MISO_W | NE | MISO_W | Internal | Summer | B4 | 100 | 1600 | 0 | 97.13 | 92.02 | 5 | 0
2040 | NE_2_MISO_W | NE | MISO_W | Internal | Summer | B5 | 200 | 1600 | 0 | 83.45 | 83.45 | 5 | 0
2040 | NE_2_MISO_W | NE | MISO_W | Internal | Summer | B6 | 300 | 1600 | 0 | 60.9 | 60.9 | 5 | 0
2040 | NE_2_MISO_W | NE | MISO_W | Internal | Summer | B7 | 400 | 1600 | 0 | 57.77 | 55.92 | 5 | 0
2040 | NE_2_MISO_W | NE | MISO_W | Internal | Summer | B8 | 500 | 1600 | 0 | 52.23 | 52.23 | 5 | 0
2040 | NE_2_MISO_W | NE | MISO_W | Internal | Summer | B9 | 800 | 1600 | 0 | 50.44 | 49.59 | 5 | 0
2040 | NE_2_MISO_W | NE | MISO_W | Internal | Summer | B10 | 1262 | 1600 | 0 | 42.29 | 42.29 | 5 | 0
2040 | NE_2_MISO_W | NE | MISO_W | Internal | Winter | B16 | 25 | 1600 | 0 | 65.47 | 65.77 | 5 | 0
2040 | NE_2_MISO_W | NE | MISO_W | Internal | Winter | B17 | 100 | 1600 | 0 | 63.25 | 63.25 | 5 | 0
2040 | NE_2_MISO_W | NE | MISO_W | Internal | Winter | B18 | 400 | 1600 | 0 | 60.1 | 60.1 | 5 | 0
2040 | NE_2_MISO_W | NE | MISO_W | Internal | Winter | B19 | 700 | 1600 | 0 | 58.39 | 58.12 | 5 | 0
2040 | NE_2_MISO_W | NE | MISO_W | Internal | Winter | B20 | 935 | 1600 | 0 | 46.82 | 45.54 | 5 | 0
2040 | NE_2_SPP_N | NE | SPP_N | Internal | Shoulder | B11 | 25 | 1800 | 1221.13 | 68.86 | 68.87 | 0.01 | 0
2040 | NE_2_SPP_N | NE | SPP_N | Internal | Shoulder | B12 | 200 | 1800 | 632.7 | 59.23 | 59.24 | 0.01 | 0
2040 | NE_2_SPP_N | NE | SPP_N | Internal | Shoulder | B13 | 600 | 1800 | 1800 | 58.79 | 59.24 | 0.01 | 0.43
2040 | NE_2_SPP_N | NE | SPP_N | Internal | Shoulder | B14 | 900 | 1800 | 770.04 | 54.45 | 54.46 | 0.01 | 0
2040 | NE_2_SPP_N | NE | SPP_N | Internal | Shoulder | B15 | 1203 | 1800 | 1188.22 | 50.11 | 50.12 | 0.01 | 0
2040 | NE_2_SPP_N | NE | SPP_N | Internal | Summer | B1 | 10 | 1800 | 756.85 | 97.65 | 97.66 | 0.01 | 0
2040 | NE_2_SPP_N | NE | SPP_N | Internal | Summer | B2 | 25 | 1800 | 1799.97 | 97.13 | 97.66 | 0.01 | 0.52
2040 | NE_2_SPP_N | NE | SPP_N | Internal | Summer | B3 | 75 | 1800 | 1799.99 | 97.13 | 97.66 | 0.01 | 0.52
2040 | NE_2_SPP_N | NE | SPP_N | Internal | Summer | B4 | 100 | 1800 | 1799.99 | 97.13 | 97.66 | 0.01 | 0.52
2040 | NE_2_SPP_N | NE | SPP_N | Internal | Summer | B5 | 200 | 1800 | 1232.03 | 83.45 | 83.46 | 0.01 | 0
2040 | NE_2_SPP_N | NE | SPP_N | Internal | Summer | B6 | 300 | 1800 | 403.56 | 60.9 | 60.92 | 0.01 | 0
2040 | NE_2_SPP_N | NE | SPP_N | Internal | Summer | B7 | 400 | 1800 | 1392.69 | 57.77 | 57.78 | 0.01 | 0
2040 | NE_2_SPP_N | NE | SPP_N | Internal | Summer | B8 | 500 | 1800 | 1800 | 52.23 | 57.29 | 0.01 | 5.05
2040 | NE_2_SPP_N | NE | SPP_N | Internal | Summer | B9 | 800 | 1800 | 1800 | 50.44 | 52.66 | 0.01 | 2.21
2040 | NE_2_SPP_N | NE | SPP_N | Internal | Summer | B10 | 1262 | 1800 | 1800 | 42.29 | 45.03 | 0.01 | 2.73
2040 | NE_2_SPP_N | NE | SPP_N | Internal | Winter | B16 | 25 | 1800 | 542.48 | 65.47 | 65.48 | 0.01 | 0
2040 | NE_2_SPP_N | NE | SPP_N | Internal | Winter | B17 | 100 | 1800 | 1359.99 | 63.25 | 63.26 | 0.01 | 0
2040 | NE_2_SPP_N | NE | SPP_N | Internal | Winter | B18 | 400 | 1800 | 1800 | 60.1 | 60.59 | 0.01 | 0.48
2040 | NE_2_SPP_N | NE | SPP_N | Internal | Winter | B19 | 700 | 1800 | 1267.46 | 58.39 | 58.4 | 0.01 | 0
2040 | NE_2_SPP_N | NE | SPP_N | Internal | Winter | B20 | 935 | 1800 | 1746.67 | 46.82 | 46.83 | 0.01 | 0
2040 | NEISO_2_NYISO_A-F | NEISO | NYISO_A-F | Internal | Shoulder | B11 | 25 | 600 | 599.99 | 48.97 | 54.32 | 3 | 2.35
2040 | NEISO_2_NYISO_A-F | NEISO | NYISO_A-F | Internal | Shoulder | B12 | 200 | 600 | 600 | 48.97 | 53 | 3 | 1.03
2040 | NEISO_2_NYISO_A-F | NEISO | NYISO_A-F | Internal | Shoulder | B13 | 600 | 600 | 600 | 48.97 | 52.25 | 3 | 0.28
2040 | NEISO_2_NYISO_A-F | NEISO | NYISO_A-F | Internal | Shoulder | B14 | 900 | 600 | 276.13 | 48.97 | 51.97 | 3 | 0
2040 | NEISO_2_NYISO_A-F | NEISO | NYISO_A-F | Internal | Shoulder | B15 | 1203 | 600 | 108.77 | 48.97 | 51.97 | 3 | 0
2040 | NEISO_2_NYISO_A-F | NEISO | NYISO_A-F | Internal | Summer | B1 | 10 | 600 | 0 | 94.71 | 91.71 | 3 | 0
2040 | NEISO_2_NYISO_A-F | NEISO | NYISO_A-F | Internal | Summer | B2 | 25 | 600 | 0 | 97.64 | 94.64 | 3 | 0
2040 | NEISO_2_NYISO_A-F | NEISO | NYISO_A-F | Internal | Summer | B3 | 75 | 600 | 600 | 62.63 | 82.43 | 3 | 16.8
2040 | NEISO_2_NYISO_A-F | NEISO | NYISO_A-F | Internal | Summer | B4 | 100 | 600 | 600 | 62.63 | 67.46 | 3 | 1.83
2040 | NEISO_2_NYISO_A-F | NEISO | NYISO_A-F | Internal | Summer | B5 | 200 | 600 | 600 | 45.19 | 65.07 | 3 | 16.88
2040 | NEISO_2_NYISO_A-F | NEISO | NYISO_A-F | Internal | Summer | B6 | 300 | 600 | 600 | 45.19 | 54.9 | 3 | 6.71
2040 | NEISO_2_NYISO_A-F | NEISO | NYISO_A-F | Internal | Summer | B7 | 400 | 600 | 600 | 45.19 | 51.36 | 3 | 3.17
2040 | NEISO_2_NYISO_A-F | NEISO | NYISO_A-F | Internal | Summer | B8 | 500 | 600 | 600 | 45.19 | 48.82 | 3 | 0.62
2040 | NEISO_2_NYISO_A-F | NEISO | NYISO_A-F | Internal | Summer | B9 | 800 | 600 | 600 | 45.19 | 48.82 | 3 | 0.62
2040 | NEISO_2_NYISO_A-F | NEISO | NYISO_A-F | Internal | Summer | B10 | 1262 | 600 | 600 | 45.19 | 48.82 | 3 | 0.62
2040 | NEISO_2_NYISO_A-F | NEISO | NYISO_A-F | Internal | Winter | B16 | 25 | 600 | 0 | 60.59 | 60.85 | 3 | 0
2040 | NEISO_2_NYISO_A-F | NEISO | NYISO_A-F | Internal | Winter | B17 | 100 | 600 | 0 | 60.46 | 57.94 | 3 | 0
2040 | NEISO_2_NYISO_A-F | NEISO | NYISO_A-F | Internal | Winter | B18 | 400 | 600 | 0 | 60.46 | 57.94 | 3 | 0
2040 | NEISO_2_NYISO_A-F | NEISO | NYISO_A-F | Internal | Winter | B19 | 700 | 600 | 0 | 60.46 | 57.94 | 3 | 0
2040 | NEISO_2_NYISO_A-F | NEISO | NYISO_A-F | Internal | Winter | B20 | 935 | 600 | 0 | 60.46 | 57.94 | 3 | 0
2040 | NEISO_2_NYISO_G-I | NEISO | NYISO_G-I | Internal | Shoulder | B11 | 25 | 600 | 600 | 48.97 | 62.83 | 3 | 10.87
2040 | NEISO_2_NYISO_G-I | NEISO | NYISO_G-I | Internal | Shoulder | B12 | 200 | 600 | 600 | 48.97 | 53.01 | 3 | 1.04
2040 | NEISO_2_NYISO_G-I | NEISO | NYISO_G-I | Internal | Shoulder | B13 | 600 | 600 | 600 | 48.97 | 52.26 | 3 | 0.29
2040 | NEISO_2_NYISO_G-I | NEISO | NYISO_G-I | Internal | Shoulder | B14 | 900 | 600 | 599.97 | 48.97 | 51.98 | 3 | 0.01
2040 | NEISO_2_NYISO_G-I | NEISO | NYISO_G-I | Internal | Shoulder | B15 | 1203 | 600 | 599.97 | 48.97 | 51.98 | 3 | 0.01
2040 | NEISO_2_NYISO_G-I | NEISO | NYISO_G-I | Internal | Summer | B1 | 10 | 600 | 599.99 | 94.71 | 102.22 | 3 | 4.51
2040 | NEISO_2_NYISO_G-I | NEISO | NYISO_G-I | Internal | Summer | B2 | 25 | 600 | 599.99 | 97.64 | 102.22 | 3 | 1.58
2040 | NEISO_2_NYISO_G-I | NEISO | NYISO_G-I | Internal | Summer | B3 | 75 | 600 | 600 | 62.63 | 82.44 | 3 | 16.81
2040 | NEISO_2_NYISO_G-I | NEISO | NYISO_G-I | Internal | Summer | B4 | 100 | 600 | 600 | 62.63 | 68.38 | 3 | 2.75
2040 | NEISO_2_NYISO_G-I | NEISO | NYISO_G-I | Internal | Summer | B5 | 200 | 600 | 600 | 45.19 | 65.09 | 3 | 16.89
2040 | NEISO_2_NYISO_G-I | NEISO | NYISO_G-I | Internal | Summer | B6 | 300 | 600 | 600 | 45.19 | 65.08 | 3 | 16.89
2040 | NEISO_2_NYISO_G-I | NEISO | NYISO_G-I | Internal | Summer | B7 | 400 | 600 | 600 | 45.19 | 51.37 | 3 | 3.18
2040 | NEISO_2_NYISO_G-I | NEISO | NYISO_G-I | Internal | Summer | B8 | 500 | 600 | 600 | 45.19 | 48.83 | 3 | 0.64
2040 | NEISO_2_NYISO_G-I | NEISO | NYISO_G-I | Internal | Summer | B9 | 800 | 600 | 600 | 45.19 | 48.83 | 3 | 0.64
2040 | NEISO_2_NYISO_G-I | NEISO | NYISO_G-I | Internal | Summer | B10 | 1262 | 600 | 600 | 45.19 | 48.83 | 3 | 0.64
2040 | NEISO_2_NYISO_G-I | NEISO | NYISO_G-I | Internal | Winter | B16 | 25 | 600 | 600 | 60.59 | 67.56 | 3 | 3.97
2040 | NEISO_2_NYISO_G-I | NEISO | NYISO_G-I | Internal | Winter | B17 | 100 | 600 | 464.51 | 60.46 | 63.46 | 3 | 0
2040 | NEISO_2_NYISO_G-I | NEISO | NYISO_G-I | Internal | Winter | B18 | 400 | 600 | 481.34 | 60.46 | 63.46 | 3 | 0
2040 | NEISO_2_NYISO_G-I | NEISO | NYISO_G-I | Internal | Winter | B19 | 700 | 600 | 481.08 | 60.46 | 63.46 | 3 | 0
2040 | NEISO_2_NYISO_G-I | NEISO | NYISO_G-I | Internal | Winter | B20 | 935 | 600 | 0 | 60.46 | 59.33 | 3 | 0
2040 | NEISO_2_NYISO_J-K | NEISO | NYISO_J-K | Internal | Shoulder | B11 | 25 | 430 | 430 | 48.97 | 62.85 | 3 | 10.88
2040 | NEISO_2_NYISO_J-K | NEISO | NYISO_J-K | Internal | Shoulder | B12 | 200 | 430 | 430 | 48.97 | 53.02 | 3 | 1.05
2040 | NEISO_2_NYISO_J-K | NEISO | NYISO_J-K | Internal | Shoulder | B13 | 600 | 430 | 430 | 48.97 | 52.28 | 3 | 0.31
2040 | NEISO_2_NYISO_J-K | NEISO | NYISO_J-K | Internal | Shoulder | B14 | 900 | 430 | 429.98 | 48.97 | 51.99 | 3 | 0.02
2040 | NEISO_2_NYISO_J-K | NEISO | NYISO_J-K | Internal | Shoulder | B15 | 1203 | 430 | 429.99 | 48.97 | 51.99 | 3 | 0.02
2040 | NEISO_2_NYISO_J-K | NEISO | NYISO_J-K | Internal | Summer | B1 | 10 | 430 | 429.99 | 94.71 | 102.23 | 3 | 4.52
2040 | NEISO_2_NYISO_J-K | NEISO | NYISO_J-K | Internal | Summer | B2 | 25 | 430 | 429.99 | 97.64 | 102.23 | 3 | 1.59
2040 | NEISO_2_NYISO_J-K | NEISO | NYISO_J-K | Internal | Summer | B3 | 75 | 430 | 430 | 62.63 | 82.45 | 3 | 16.82
2040 | NEISO_2_NYISO_J-K | NEISO | NYISO_J-K | Internal | Summer | B4 | 100 | 430 | 430 | 62.63 | 68.39 | 3 | 2.76
2040 | NEISO_2_NYISO_J-K | NEISO | NYISO_J-K | Internal | Summer | B5 | 200 | 430 | 430 | 45.19 | 65.1 | 3 | 16.9
2040 | NEISO_2_NYISO_J-K | NEISO | NYISO_J-K | Internal | Summer | B6 | 300 | 430 | 430 | 45.19 | 65.1 | 3 | 16.9
2040 | NEISO_2_NYISO_J-K | NEISO | NYISO_J-K | Internal | Summer | B7 | 400 | 430 | 430 | 45.19 | 51.38 | 3 | 3.19
2040 | NEISO_2_NYISO_J-K | NEISO | NYISO_J-K | Internal | Summer | B8 | 500 | 430 | 430 | 45.19 | 48.84 | 3 | 0.65
2040 | NEISO_2_NYISO_J-K | NEISO | NYISO_J-K | Internal | Summer | B9 | 800 | 430 | 430 | 45.19 | 48.84 | 3 | 0.65
2040 | NEISO_2_NYISO_J-K | NEISO | NYISO_J-K | Internal | Summer | B10 | 1262 | 430 | 430 | 45.19 | 48.84 | 3 | 0.65
2040 | NEISO_2_NYISO_J-K | NEISO | NYISO_J-K | Internal | Winter | B16 | 25 | 430 | 430 | 60.59 | 67.57 | 3 | 3.98
2040 | NEISO_2_NYISO_J-K | NEISO | NYISO_J-K | Internal | Winter | B17 | 100 | 430 | 429.73 | 60.46 | 63.48 | 3 | 0.01
2040 | NEISO_2_NYISO_J-K | NEISO | NYISO_J-K | Internal | Winter | B18 | 400 | 430 | 429.93 | 60.46 | 63.48 | 3 | 0.01
2040 | NEISO_2_NYISO_J-K | NEISO | NYISO_J-K | Internal | Winter | B19 | 700 | 430 | 429.96 | 60.46 | 63.48 | 3 | 0.01
2040 | NEISO_2_NYISO_J-K | NEISO | NYISO_J-K | Internal | Winter | B20 | 935 | 430 | 0 | 60.46 | 59.34 | 3 | 0
2040 | NonRTO_Midwest_2_MISO_IN | NonRTO_Midwest | MISO_IN | Internal | Shoulder | B11 | 25 | 4450 | 0 | 76.89 | 68.89 | 8 | 0
2040 | NonRTO_Midwest_2_MISO_IN | NonRTO_Midwest | MISO_IN | Internal | Shoulder | B12 | 200 | 4450 | 0 | 67.76 | 59.76 | 8 | 0
2040 | NonRTO_Midwest_2_MISO_IN | NonRTO_Midwest | MISO_IN | Internal | Shoulder | B13 | 600 | 4450 | 0 | 62.45 | 56.33 | 8 | 0
2040 | NonRTO_Midwest_2_MISO_IN | NonRTO_Midwest | MISO_IN | Internal | Shoulder | B14 | 900 | 4450 | 0 | 52.86 | 55.42 | 8 | 0
2040 | NonRTO_Midwest_2_MISO_IN | NonRTO_Midwest | MISO_IN | Internal | Shoulder | B15 | 1203 | 4450 | 0 | 49.87 | 49.88 | 8 | 0
2040 | NonRTO_Midwest_2_MISO_IN | NonRTO_Midwest | MISO_IN | Internal | Summer | B1 | 10 | 4450 | 0 | 97.9 | 97.68 | 8 | 0
2040 | NonRTO_Midwest_2_MISO_IN | NonRTO_Midwest | MISO_IN | Internal | Summer | B2 | 25 | 4450 | 0 | 97.9 | 94.63 | 8 | 0
2040 | NonRTO_Midwest_2_MISO_IN | NonRTO_Midwest | MISO_IN | Internal | Summer | B3 | 75 | 4450 | 0 | 97.9 | 92.43 | 8 | 0
2040 | NonRTO_Midwest_2_MISO_IN | NonRTO_Midwest | MISO_IN | Internal | Summer | B4 | 100 | 4450 | 0 | 97.9 | 91.99 | 8 | 0
2040 | NonRTO_Midwest_2_MISO_IN | NonRTO_Midwest | MISO_IN | Internal | Summer | B5 | 200 | 4450 | 0 | 91.45 | 83.45 | 8 | 0
2040 | NonRTO_Midwest_2_MISO_IN | NonRTO_Midwest | MISO_IN | Internal | Summer | B6 | 300 | 4450 | 0 | 68.92 | 60.92 | 8 | 0
2040 | NonRTO_Midwest_2_MISO_IN | NonRTO_Midwest | MISO_IN | Internal | Summer | B7 | 400 | 4450 | 0 | 63.92 | 55.92 | 8 | 0
2040 | NonRTO_Midwest_2_MISO_IN | NonRTO_Midwest | MISO_IN | Internal | Summer | B8 | 500 | 4450 | 0 | 52.24 | 52.26 | 8 | 0
2040 | NonRTO_Midwest_2_MISO_IN | NonRTO_Midwest | MISO_IN | Internal | Summer | B9 | 800 | 4450 | 0 | 49.07 | 49.57 | 8 | 0
2040 | NonRTO_Midwest_2_MISO_IN | NonRTO_Midwest | MISO_IN | Internal | Summer | B10 | 1262 | 4450 | 0 | 40.28 | 43.39 | 8 | 0
2040 | NonRTO_Midwest_2_MISO_IN | NonRTO_Midwest | MISO_IN | Internal | Winter | B16 | 25 | 4450 | 0 | 79.44 | 71.44 | 8 | 0
2040 | NonRTO_Midwest_2_MISO_IN | NonRTO_Midwest | MISO_IN | Internal | Winter | B17 | 100 | 4450 | 0 | 71.94 | 63.94 | 8 | 0
2040 | NonRTO_Midwest_2_MISO_IN | NonRTO_Midwest | MISO_IN | Internal | Winter | B18 | 400 | 4450 | 0 | 68.12 | 60.12 | 8 | 0
2040 | NonRTO_Midwest_2_MISO_IN | NonRTO_Midwest | MISO_IN | Internal | Winter | B19 | 700 | 4450 | 0 | 56.27 | 58.12 | 8 | 0
2040 | NonRTO_Midwest_2_MISO_IN | NonRTO_Midwest | MISO_IN | Internal | Winter | B20 | 935 | 4450 | 0 | 45.55 | 46.17 | 8 | 0
2040 | NonRTO_Midwest_2_TVA_Transmission | NonRTO_Midwest | TVA_Transmission | Internal | Shoulder | B11 | 25 | 2400 | 0 | 76.89 | 76.33 | 8 | 0
2040 | NonRTO_Midwest_2_TVA_Transmission | NonRTO_Midwest | TVA_Transmission | Internal | Shoulder | B12 | 200 | 2400 | 0 | 67.76 | 63.86 | 8 | 0
2040 | NonRTO_Midwest_2_TVA_Transmission | NonRTO_Midwest | TVA_Transmission | Internal | Shoulder | B13 | 600 | 2400 | 0 | 62.45 | 61.98 | 8 | 0
2040 | NonRTO_Midwest_2_TVA_Transmission | NonRTO_Midwest | TVA_Transmission | Internal | Shoulder | B14 | 900 | 2400 | 343.72 | 52.86 | 60.86 | 8 | 0
2040 | NonRTO_Midwest_2_TVA_Transmission | NonRTO_Midwest | TVA_Transmission | Internal | Shoulder | B15 | 1203 | 2400 | 1135.19 | 49.87 | 57.87 | 8 | 0
2040 | NonRTO_Midwest_2_TVA_Transmission | NonRTO_Midwest | TVA_Transmission | Internal | Summer | B1 | 10 | 2400 | 0.15 | 97.9 | 105.67 | 8 | 0
2040 | NonRTO_Midwest_2_TVA_Transmission | NonRTO_Midwest | TVA_Transmission | Internal | Summer | B2 | 25 | 2400 | 0 | 97.9 | 102.64 | 8 | 0
2040 | NonRTO_Midwest_2_TVA_Transmission | NonRTO_Midwest | TVA_Transmission | Internal | Summer | B3 | 75 | 2400 | 0 | 97.9 | 100.42 | 8 | 0
2040 | NonRTO_Midwest_2_TVA_Transmission | NonRTO_Midwest | TVA_Transmission | Internal | Summer | B4 | 100 | 2400 | 0 | 97.9 | 96.44 | 8 | 0
2040 | NonRTO_Midwest_2_TVA_Transmission | NonRTO_Midwest | TVA_Transmission | Internal | Summer | B5 | 200 | 2400 | 0 | 91.45 | 87.58 | 8 | 0
2040 | NonRTO_Midwest_2_TVA_Transmission | NonRTO_Midwest | TVA_Transmission | Internal | Summer | B6 | 300 | 2400 | 0 | 68.92 | 67.5 | 8 | 0
2040 | NonRTO_Midwest_2_TVA_Transmission | NonRTO_Midwest | TVA_Transmission | Internal | Summer | B7 | 400 | 2400 | 0 | 63.92 | 62.09 | 8 | 0
2040 | NonRTO_Midwest_2_TVA_Transmission | NonRTO_Midwest | TVA_Transmission | Internal | Summer | B8 | 500 | 2400 | 262.95 | 52.24 | 60.24 | 8 | 0
2040 | NonRTO_Midwest_2_TVA_Transmission | NonRTO_Midwest | TVA_Transmission | Internal | Summer | B9 | 800 | 2400 | 798.91 | 49.07 | 57.07 | 8 | 0
2040 | NonRTO_Midwest_2_TVA_Transmission | NonRTO_Midwest | TVA_Transmission | Internal | Summer | B10 | 1262 | 2400 | 1766.03 | 40.28 | 48.28 | 8 | 0
2040 | NonRTO_Midwest_2_TVA_Transmission | NonRTO_Midwest | TVA_Transmission | Internal | Winter | B16 | 25 | 2400 | 0 | 79.44 | 73.78 | 8 | 0
2040 | NonRTO_Midwest_2_TVA_Transmission | NonRTO_Midwest | TVA_Transmission | Internal | Winter | B17 | 100 | 2400 | 0 | 71.94 | 68.28 | 8 | 0
2040 | NonRTO_Midwest_2_TVA_Transmission | NonRTO_Midwest | TVA_Transmission | Internal | Winter | B18 | 400 | 2400 | 0 | 68.12 | 65.85 | 8 | 0
2040 | NonRTO_Midwest_2_TVA_Transmission | NonRTO_Midwest | TVA_Transmission | Internal | Winter | B19 | 700 | 2400 | 503.04 | 56.27 | 64.27 | 8 | 0
2040 | NonRTO_Midwest_2_TVA_Transmission | NonRTO_Midwest | TVA_Transmission | Internal | Winter | B20 | 935 | 2400 | 1287.28 | 45.55 | 53.55 | 8 | 0
2040 | NYISO_A-F_2_IESO | NYISO_A-F | IESO | Internal | Shoulder | B11 | 25 | 1600 | 0 | 54.32 | 47.32 | 7 | 0
2040 | NYISO_A-F_2_IESO | NYISO_A-F | IESO | Internal | Shoulder | B12 | 200 | 1600 | 0 | 53 | 46 | 7 | 0
2040 | NYISO_A-F_2_IESO | NYISO_A-F | IESO | Internal | Shoulder | B13 | 600 | 1600 | 0 | 52.25 | 45.25 | 7 | 0
2040 | NYISO_A-F_2_IESO | NYISO_A-F | IESO | Internal | Shoulder | B14 | 900 | 1600 | 0 | 51.97 | 45.25 | 7 | 0
2040 | NYISO_A-F_2_IESO | NYISO_A-F | IESO | Internal | Shoulder | B15 | 1203 | 1600 | 0 | 51.97 | 45.25 | 7 | 0
2040 | NYISO_A-F_2_IESO | NYISO_A-F | IESO | Internal | Summer | B1 | 10 | 1600 | 0 | 91.71 | 90.7 | 7 | 0
2040 | NYISO_A-F_2_IESO | NYISO_A-F | IESO | Internal | Summer | B2 | 25 | 1600 | 0 | 94.64 | 87.64 | 7 | 0
2040 | NYISO_A-F_2_IESO | NYISO_A-F | IESO | Internal | Summer | B3 | 75 | 1600 | 0 | 82.43 | 85.43 | 7 | 0
2040 | NYISO_A-F_2_IESO | NYISO_A-F | IESO | Internal | Summer | B4 | 100 | 1600 | 0 | 67.46 | 60.46 | 7 | 0
2040 | NYISO_A-F_2_IESO | NYISO_A-F | IESO | Internal | Summer | B5 | 200 | 1600 | 0 | 65.07 | 58.07 | 7 | 0
2040 | NYISO_A-F_2_IESO | NYISO_A-F | IESO | Internal | Summer | B6 | 300 | 1600 | 0 | 54.9 | 47.9 | 7 | 0
2040 | NYISO_A-F_2_IESO | NYISO_A-F | IESO | Internal | Summer | B7 | 400 | 1600 | 0 | 51.36 | 44.36 | 7 | 0
2040 | NYISO_A-F_2_IESO | NYISO_A-F | IESO | Internal | Summer | B8 | 500 | 1600 | 0 | 48.82 | 41.82 | 7 | 0
2040 | NYISO_A-F_2_IESO | NYISO_A-F | IESO | Internal | Summer | B9 | 800 | 1600 | 0 | 48.82 | 41.82 | 7 | 0
2040 | NYISO_A-F_2_IESO | NYISO_A-F | IESO | Internal | Summer | B10 | 1262 | 1600 | 0 | 48.82 | 41.82 | 7 | 0
2040 | NYISO_A-F_2_IESO | NYISO_A-F | IESO | Internal | Winter | B16 | 25 | 1600 | 0 | 60.85 | 53.85 | 7 | 0
2040 | NYISO_A-F_2_IESO | NYISO_A-F | IESO | Internal | Winter | B17 | 100 | 1600 | 0 | 57.94 | 50.94 | 7 | 0
2040 | NYISO_A-F_2_IESO | NYISO_A-F | IESO | Internal | Winter | B18 | 400 | 1600 | 0 | 57.94 | 50.94 | 7 | 0
2040 | NYISO_A-F_2_IESO | NYISO_A-F | IESO | Internal | Winter | B19 | 700 | 1600 | 0 | 57.94 | 50.94 | 7 | 0
2040 | NYISO_A-F_2_IESO | NYISO_A-F | IESO | Internal | Winter | B20 | 935 | 1600 | 0 | 57.94 | 50.94 | 7 | 0
2040 | NYISO_A-F_2_NEISO | NYISO_A-F | NEISO | Internal | Shoulder | B11 | 25 | 600 | 0 | 54.32 | 48.97 | 3 | 0
2040 | NYISO_A-F_2_NEISO | NYISO_A-F | NEISO | Internal | Shoulder | B12 | 200 | 600 | 0 | 53 | 48.97 | 3 | 0
2040 | NYISO_A-F_2_NEISO | NYISO_A-F | NEISO | Internal | Shoulder | B13 | 600 | 600 | 0 | 52.25 | 48.97 | 3 | 0
2040 | NYISO_A-F_2_NEISO | NYISO_A-F | NEISO | Internal | Shoulder | B14 | 900 | 600 | 0 | 51.97 | 48.97 | 3 | 0
2040 | NYISO_A-F_2_NEISO | NYISO_A-F | NEISO | Internal | Shoulder | B15 | 1203 | 600 | 0 | 51.97 | 48.97 | 3 | 0
2040 | NYISO_A-F_2_NEISO | NYISO_A-F | NEISO | Internal | Summer | B1 | 10 | 600 | 508.47 | 91.71 | 94.71 | 3 | 0
2040 | NYISO_A-F_2_NEISO | NYISO_A-F | NEISO | Internal | Summer | B2 | 25 | 600 | 124.65 | 94.64 | 97.64 | 3 | 0
2040 | NYISO_A-F_2_NEISO | NYISO_A-F | NEISO | Internal | Summer | B3 | 75 | 600 | 0 | 82.43 | 62.63 | 3 | 0
2040 | NYISO_A-F_2_NEISO | NYISO_A-F | NEISO | Internal | Summer | B4 | 100 | 600 | 0 | 67.46 | 62.63 | 3 | 0
2040 | NYISO_A-F_2_NEISO | NYISO_A-F | NEISO | Internal | Summer | B5 | 200 | 600 | 0 | 65.07 | 45.19 | 3 | 0
2040 | NYISO_A-F_2_NEISO | NYISO_A-F | NEISO | Internal | Summer | B6 | 300 | 600 | 0 | 54.9 | 45.19 | 3 | 0
2040 | NYISO_A-F_2_NEISO | NYISO_A-F | NEISO | Internal | Summer | B7 | 400 | 600 | 0 | 51.36 | 45.19 | 3 | 0
2040 | NYISO_A-F_2_NEISO | NYISO_A-F | NEISO | Internal | Summer | B8 | 500 | 600 | 0 | 48.82 | 45.19 | 3 | 0
2040 | NYISO_A-F_2_NEISO | NYISO_A-F | NEISO | Internal | Summer | B9 | 800 | 600 | 0 | 48.82 | 45.19 | 3 | 0
2040 | NYISO_A-F_2_NEISO | NYISO_A-F | NEISO | Internal | Summer | B10 | 1262 | 600 | 0 | 48.82 | 45.19 | 3 | 0
2040 | NYISO_A-F_2_NEISO | NYISO_A-F | NEISO | Internal | Winter | B16 | 25 | 600 | 0 | 60.85 | 60.59 | 3 | 0
2040 | NYISO_A-F_2_NEISO | NYISO_A-F | NEISO | Internal | Winter | B17 | 100 | 600 | 0 | 57.94 | 60.46 | 3 | 0
2040 | NYISO_A-F_2_NEISO | NYISO_A-F | NEISO | Internal | Winter | B18 | 400 | 600 | 0 | 57.94 | 60.46 | 3 | 0
2040 | NYISO_A-F_2_NEISO | NYISO_A-F | NEISO | Internal | Winter | B19 | 700 | 600 | 0 | 57.94 | 60.46 | 3 | 0
2040 | NYISO_A-F_2_NEISO | NYISO_A-F | NEISO | Internal | Winter | B20 | 935 | 600 | 0 | 57.94 | 60.46 | 3 | 0
2040 | NYISO_A-F_2_NYISO_G-I | NYISO_A-F | NYISO_G-I | Internal | Shoulder | B11 | 25 | 4250 | 4250 | 54.32 | 62.83 | 0.01 | 8.5
2040 | NYISO_A-F_2_NYISO_G-I | NYISO_A-F | NYISO_G-I | Internal | Shoulder | B12 | 200 | 4250 | 3387.3 | 53 | 53.01 | 0.01 | 0
2040 | NYISO_A-F_2_NYISO_G-I | NYISO_A-F | NYISO_G-I | Internal | Shoulder | B13 | 600 | 4250 | 3326.48 | 52.25 | 52.26 | 0.01 | 0
2040 | NYISO_A-F_2_NYISO_G-I | NYISO_A-F | NYISO_G-I | Internal | Shoulder | B14 | 900 | 4250 | 2502.23 | 51.97 | 51.98 | 0.01 | 0
2040 | NYISO_A-F_2_NYISO_G-I | NYISO_A-F | NYISO_G-I | Internal | Shoulder | B15 | 1203 | 4250 | 531.31 | 51.97 | 51.98 | 0.01 | 0
2040 | NYISO_A-F_2_NYISO_G-I | NYISO_A-F | NYISO_G-I | Internal | Summer | B1 | 10 | 4250 | 4250 | 91.71 | 102.22 | 0.01 | 10.5
2040 | NYISO_A-F_2_NYISO_G-I | NYISO_A-F | NYISO_G-I | Internal | Summer | B2 | 25 | 4250 | 4250 | 94.64 | 102.22 | 0.01 | 7.57
2040 | NYISO_A-F_2_NYISO_G-I | NYISO_A-F | NYISO_G-I | Internal | Summer | B3 | 75 | 4250 | 3951.18 | 82.43 | 82.44 | 0.01 | 0
2040 | NYISO_A-F_2_NYISO_G-I | NYISO_A-F | NYISO_G-I | Internal | Summer | B4 | 100 | 4250 | 4250 | 67.46 | 68.38 | 0.01 | 0.91
2040 | NYISO_A-F_2_NYISO_G-I | NYISO_A-F | NYISO_G-I | Internal | Summer | B5 | 200 | 4250 | 4098.6 | 65.07 | 65.09 | 0.01 | 0
2040 | NYISO_A-F_2_NYISO_G-I | NYISO_A-F | NYISO_G-I | Internal | Summer | B6 | 300 | 4250 | 4250 | 54.9 | 65.08 | 0.01 | 10.17
2040 | NYISO_A-F_2_NYISO_G-I | NYISO_A-F | NYISO_G-I | Internal | Summer | B7 | 400 | 4250 | 3262.47 | 51.36 | 51.37 | 0.01 | 0
2040 | NYISO_A-F_2_NYISO_G-I | NYISO_A-F | NYISO_G-I | Internal | Summer | B8 | 500 | 4250 | 2730.81 | 48.82 | 48.83 | 0.01 | 0
2040 | NYISO_A-F_2_NYISO_G-I | NYISO_A-F | NYISO_G-I | Internal | Summer | B9 | 800 | 4250 | 2122.94 | 48.82 | 48.83 | 0.01 | 0
2040 | NYISO_A-F_2_NYISO_G-I | NYISO_A-F | NYISO_G-I | Internal | Summer | B10 | 1262 | 4250 | 491.44 | 48.82 | 48.83 | 0.01 | 0
2040 | NYISO_A-F_2_NYISO_G-I | NYISO_A-F | NYISO_G-I | Internal | Winter | B16 | 25 | 4250 | 4250 | 60.85 | 67.56 | 0.01 | 6.69
2040 | NYISO_A-F_2_NYISO_G-I | NYISO_A-F | NYISO_G-I | Internal | Winter | B17 | 100 | 4250 | 4250 | 57.94 | 63.46 | 0.01 | 5.51
2040 | NYISO_A-F_2_NYISO_G-I | NYISO_A-F | NYISO_G-I | Internal | Winter | B18 | 400 | 4250 | 4250 | 57.94 | 63.46 | 0.01 | 5.51
2040 | NYISO_A-F_2_NYISO_G-I | NYISO_A-F | NYISO_G-I | Internal | Winter | B19 | 700 | 4250 | 4250 | 57.94 | 63.46 | 0.01 | 5.51
2040 | NYISO_A-F_2_NYISO_G-I | NYISO_A-F | NYISO_G-I | Internal | Winter | B20 | 935 | 4250 | 4250 | 57.94 | 59.33 | 0.01 | 1.37
2040 | NYISO_A-F_2_PJM_ROM | NYISO_A-F | PJM_ROM | Internal | Shoulder | B11 | 25 | 1000 | 1000 | 54.32 | 70.85 | 8 | 8.52
2040 | NYISO_A-F_2_PJM_ROM | NYISO_A-F | PJM_ROM | Internal | Shoulder | B12 | 200 | 1000 | 999.93 | 53 | 61.02 | 8 | 0.02
2040 | NYISO_A-F_2_PJM_ROM | NYISO_A-F | PJM_ROM | Internal | Shoulder | B13 | 600 | 1000 | 0 | 52.25 | 57.31 | 8 | 0
2040 | NYISO_A-F_2_PJM_ROM | NYISO_A-F | PJM_ROM | Internal | Shoulder | B14 | 900 | 1000 | 0 | 51.97 | 56.34 | 8 | 0
2040 | NYISO_A-F_2_PJM_ROM | NYISO_A-F | PJM_ROM | Internal | Shoulder | B15 | 1203 | 1000 | 0 | 51.97 | 51.86 | 8 | 0
2040 | NYISO_A-F_2_PJM_ROM | NYISO_A-F | PJM_ROM | Internal | Summer | B1 | 10 | 1000 | 113.72 | 91.71 | 99.71 | 8 | 0
2040 | NYISO_A-F_2_PJM_ROM | NYISO_A-F | PJM_ROM | Internal | Summer | B2 | 25 | 1000 | 0 | 94.64 | 96.65 | 8 | 0
2040 | NYISO_A-F_2_PJM_ROM | NYISO_A-F | PJM_ROM | Internal | Summer | B3 | 75 | 1000 | 962.57 | 82.43 | 90.43 | 8 | 0
2040 | NYISO_A-F_2_PJM_ROM | NYISO_A-F | PJM_ROM | Internal | Summer | B4 | 100 | 1000 | 1000 | 67.46 | 90.43 | 8 | 14.96
2040 | NYISO_A-F_2_PJM_ROM | NYISO_A-F | PJM_ROM | Internal | Summer | B5 | 200 | 1000 | 1000 | 65.07 | 81.41 | 8 | 8.34
2040 | NYISO_A-F_2_PJM_ROM | NYISO_A-F | PJM_ROM | Internal | Summer | B6 | 300 | 1000 | 289.49 | 54.9 | 62.9 | 8 | 0
2040 | NYISO_A-F_2_PJM_ROM | NYISO_A-F | PJM_ROM | Internal | Summer | B7 | 400 | 1000 | 0 | 51.36 | 57.01 | 8 | 0
2040 | NYISO_A-F_2_PJM_ROM | NYISO_A-F | PJM_ROM | Internal | Summer | B8 | 500 | 1000 | 0 | 48.82 | 54.23 | 8 | 0
2040 | NYISO_A-F_2_PJM_ROM | NYISO_A-F | PJM_ROM | Internal | Summer | B9 | 800 | 1000 | 0 | 48.82 | 51.05 | 8 | 0
2040 | NYISO_A-F_2_PJM_ROM | NYISO_A-F | PJM_ROM | Internal | Summer | B10 | 1262 | 1000 | 0 | 48.82 | 45.42 | 8 | 0
2040 | NYISO_A-F_2_PJM_ROM | NYISO_A-F | PJM_ROM | Internal | Winter | B16 | 25 | 1000 | 1000 | 60.85 | 73.44 | 8 | 4.58
2040 | NYISO_A-F_2_PJM_ROM | NYISO_A-F | PJM_ROM | Internal | Winter | B17 | 100 | 1000 | 55.11 | 57.94 | 65.94 | 8 | 0
2040 | NYISO_A-F_2_PJM_ROM | NYISO_A-F | PJM_ROM | Internal | Winter | B18 | 400 | 1000 | 0 | 57.94 | 62.11 | 8 | 0
2040 | NYISO_A-F_2_PJM_ROM | NYISO_A-F | PJM_ROM | Internal | Winter | B19 | 700 | 1000 | 0 | 57.94 | 60.11 | 8 | 0
2040 | NYISO_A-F_2_PJM_ROM | NYISO_A-F | PJM_ROM | Internal | Winter | B20 | 935 | 1000 | 0 | 57.94 | 53.32 | 8 | 0
2040 | NYISO_G-I_2_NEISO | NYISO_G-I | NEISO | Internal | Shoulder | B11 | 25 | 600 | 0 | 62.83 | 48.97 | 3 | 0
2040 | NYISO_G-I_2_NEISO | NYISO_G-I | NEISO | Internal | Shoulder | B12 | 200 | 600 | 0 | 53.01 | 48.97 | 3 | 0
2040 | NYISO_G-I_2_NEISO | NYISO_G-I | NEISO | Internal | Shoulder | B13 | 600 | 600 | 0 | 52.26 | 48.97 | 3 | 0
2040 | NYISO_G-I_2_NEISO | NYISO_G-I | NEISO | Internal | Shoulder | B14 | 900 | 600 | 0 | 51.98 | 48.97 | 3 | 0
2040 | NYISO_G-I_2_NEISO | NYISO_G-I | NEISO | Internal | Shoulder | B15 | 1203 | 600 | 0 | 51.98 | 48.97 | 3 | 0
2040 | NYISO_G-I_2_NEISO | NYISO_G-I | NEISO | Internal | Summer | B1 | 10 | 600 | 0 | 102.22 | 94.71 | 3 | 0
2040 | NYISO_G-I_2_NEISO | NYISO_G-I | NEISO | Internal | Summer | B2 | 25 | 600 | 0 | 102.22 | 97.64 | 3 | 0
2040 | NYISO_G-I_2_NEISO | NYISO_G-I | NEISO | Internal | Summer | B3 | 75 | 600 | 0 | 82.44 | 62.63 | 3 | 0
2040 | NYISO_G-I_2_NEISO | NYISO_G-I | NEISO | Internal | Summer | B4 | 100 | 600 | 0 | 68.38 | 62.63 | 3 | 0
2040 | NYISO_G-I_2_NEISO | NYISO_G-I | NEISO | Internal | Summer | B5 | 200 | 600 | 0 | 65.09 | 45.19 | 3 | 0
2040 | NYISO_G-I_2_NEISO | NYISO_G-I | NEISO | Internal | Summer | B6 | 300 | 600 | 0 | 65.08 | 45.19 | 3 | 0
2040 | NYISO_G-I_2_NEISO | NYISO_G-I | NEISO | Internal | Summer | B7 | 400 | 600 | 0 | 51.37 | 45.19 | 3 | 0
2040 | NYISO_G-I_2_NEISO | NYISO_G-I | NEISO | Internal | Summer | B8 | 500 | 600 | 0 | 48.83 | 45.19 | 3 | 0
2040 | NYISO_G-I_2_NEISO | NYISO_G-I | NEISO | Internal | Summer | B9 | 800 | 600 | 0 | 48.83 | 45.19 | 3 | 0
2040 | NYISO_G-I_2_NEISO | NYISO_G-I | NEISO | Internal | Summer | B10 | 1262 | 600 | 0 | 48.83 | 45.19 | 3 | 0
2040 | NYISO_G-I_2_NEISO | NYISO_G-I | NEISO | Internal | Winter | B16 | 25 | 600 | 0 | 67.56 | 60.59 | 3 | 0
2040 | NYISO_G-I_2_NEISO | NYISO_G-I | NEISO | Internal | Winter | B17 | 100 | 600 | 0 | 63.46 | 60.46 | 3 | 0
2040 | NYISO_G-I_2_NEISO | NYISO_G-I | NEISO | Internal | Winter | B18 | 400 | 600 | 0 | 63.46 | 60.46 | 3 | 0
2040 | NYISO_G-I_2_NEISO | NYISO_G-I | NEISO | Internal | Winter | B19 | 700 | 600 | 0 | 63.46 | 60.46 | 3 | 0
2040 | NYISO_G-I_2_NEISO | NYISO_G-I | NEISO | Internal | Winter | B20 | 935 | 600 | 0 | 59.33 | 60.46 | 3 | 0
2040 | NYISO_G-I_2_NYISO_A-F | NYISO_G-I | NYISO_A-F | Internal | Shoulder | B11 | 25 | 1999 | 0 | 62.83 | 54.32 | 0.01 | 0
2040 | NYISO_G-I_2_NYISO_A-F | NYISO_G-I | NYISO_A-F | Internal | Shoulder | B12 | 200 | 1999 | 0.07 | 53.01 | 53 | 0.01 | 0
2040 | NYISO_G-I_2_NYISO_A-F | NYISO_G-I | NYISO_A-F | Internal | Shoulder | B13 | 600 | 1999 | 0.03 | 52.26 | 52.25 | 0.01 | 0
2040 | NYISO_G-I_2_NYISO_A-F | NYISO_G-I | NYISO_A-F | Internal | Shoulder | B14 | 900 | 1999 | 0.02 | 51.98 | 51.97 | 0.01 | 0
2040 | NYISO_G-I_2_NYISO_A-F | NYISO_G-I | NYISO_A-F | Internal | Shoulder | B15 | 1203 | 1999 | 0.01 | 51.98 | 51.97 | 0.01 | 0
2040 | NYISO_G-I_2_NYISO_A-F | NYISO_G-I | NYISO_A-F | Internal | Summer | B1 | 10 | 1999 | 0 | 102.22 | 91.71 | 0.01 | 0
2040 | NYISO_G-I_2_NYISO_A-F | NYISO_G-I | NYISO_A-F | Internal | Summer | B2 | 25 | 1999 | 0 | 102.22 | 94.64 | 0.01 | 0
2040 | NYISO_G-I_2_NYISO_A-F | NYISO_G-I | NYISO_A-F | Internal | Summer | B3 | 75 | 1999 | 0.19 | 82.44 | 82.43 | 0.01 | 0
2040 | NYISO_G-I_2_NYISO_A-F | NYISO_G-I | NYISO_A-F | Internal | Summer | B4 | 100 | 1999 | 0 | 68.38 | 67.46 | 0.01 | 0
2040 | NYISO_G-I_2_NYISO_A-F | NYISO_G-I | NYISO_A-F | Internal | Summer | B5 | 200 | 1999 | 0.07 | 65.09 | 65.07 | 0.01 | 0
2040 | NYISO_G-I_2_NYISO_A-F | NYISO_G-I | NYISO_A-F | Internal | Summer | B6 | 300 | 1999 | 0 | 65.08 | 54.9 | 0.01 | 0
2040 | NYISO_G-I_2_NYISO_A-F | NYISO_G-I | NYISO_A-F | Internal | Summer | B7 | 400 | 1999 | 0.04 | 51.37 | 51.36 | 0.01 | 0
2040 | NYISO_G-I_2_NYISO_A-F | NYISO_G-I | NYISO_A-F | Internal | Summer | B8 | 500 | 1999 | 0.03 | 48.83 | 48.82 | 0.01 | 0
2040 | NYISO_G-I_2_NYISO_A-F | NYISO_G-I | NYISO_A-F | Internal | Summer | B9 | 800 | 1999 | 0.02 | 48.83 | 48.82 | 0.01 | 0
2040 | NYISO_G-I_2_NYISO_A-F | NYISO_G-I | NYISO_A-F | Internal | Summer | B10 | 1262 | 1999 | 0.01 | 48.83 | 48.82 | 0.01 | 0
2040 | NYISO_G-I_2_NYISO_A-F | NYISO_G-I | NYISO_A-F | Internal | Winter | B16 | 25 | 1999 | 0 | 67.56 | 60.85 | 0.01 | 0
2040 | NYISO_G-I_2_NYISO_A-F | NYISO_G-I | NYISO_A-F | Internal | Winter | B17 | 100 | 1999 | 0 | 63.46 | 57.94 | 0.01 | 0
2040 | NYISO_G-I_2_NYISO_A-F | NYISO_G-I | NYISO_A-F | Internal | Winter | B18 | 400 | 1999 | 0 | 63.46 | 57.94 | 0.01 | 0
2040 | NYISO_G-I_2_NYISO_A-F | NYISO_G-I | NYISO_A-F | Internal | Winter | B19 | 700 | 1999 | 0 | 63.46 | 57.94 | 0.01 | 0
2040 | NYISO_G-I_2_NYISO_A-F | NYISO_G-I | NYISO_A-F | Internal | Winter | B20 | 935 | 1999 | 0 | 59.33 | 57.94 | 0.01 | 0
2040 | NYISO_G-I_2_NYISO_J-K | NYISO_G-I | NYISO_J-K | Internal | Shoulder | B11 | 25 | 6130 | 3905.21 | 62.83 | 62.85 | 0.01 | 0
2040 | NYISO_G-I_2_NYISO_J-K | NYISO_G-I | NYISO_J-K | Internal | Shoulder | B12 | 200 | 6130 | 3845.37 | 53.01 | 53.02 | 0.01 | 0
2040 | NYISO_G-I_2_NYISO_J-K | NYISO_G-I | NYISO_J-K | Internal | Shoulder | B13 | 600 | 6130 | 4308.86 | 52.26 | 52.28 | 0.01 | 0
2040 | NYISO_G-I_2_NYISO_J-K | NYISO_G-I | NYISO_J-K | Internal | Shoulder | B14 | 900 | 6130 | 3627.08 | 51.98 | 51.99 | 0.01 | 0
2040 | NYISO_G-I_2_NYISO_J-K | NYISO_G-I | NYISO_J-K | Internal | Shoulder | B15 | 1203 | 6130 | 2053.35 | 51.98 | 51.99 | 0.01 | 0
2040 | NYISO_G-I_2_NYISO_J-K | NYISO_G-I | NYISO_J-K | Internal | Summer | B1 | 10 | 6130 | 4318.75 | 102.22 | 102.23 | 0.01 | 0
2040 | NYISO_G-I_2_NYISO_J-K | NYISO_G-I | NYISO_J-K | Internal | Summer | B2 | 25 | 6130 | 4462.67 | 102.22 | 102.23 | 0.01 | 0
2040 | NYISO_G-I_2_NYISO_J-K | NYISO_G-I | NYISO_J-K | Internal | Summer | B3 | 75 | 6130 | 3249.41 | 82.44 | 82.45 | 0.01 | 0
2040 | NYISO_G-I_2_NYISO_J-K | NYISO_G-I | NYISO_J-K | Internal | Summer | B4 | 100 | 6130 | 3577.1 | 68.38 | 68.39 | 0.01 | 0
2040 | NYISO_G-I_2_NYISO_J-K | NYISO_G-I | NYISO_J-K | Internal | Summer | B5 | 200 | 6130 | 3551.15 | 65.09 | 65.1 | 0.01 | 0
2040 | NYISO_G-I_2_NYISO_J-K | NYISO_G-I | NYISO_J-K | Internal | Summer | B6 | 300 | 6130 | 5381.45 | 65.08 | 65.1 | 0.01 | 0
2040 | NYISO_G-I_2_NYISO_J-K | NYISO_G-I | NYISO_J-K | Internal | Summer | B7 | 400 | 6130 | 4548.88 | 51.37 | 51.38 | 0.01 | 0
2040 | NYISO_G-I_2_NYISO_J-K | NYISO_G-I | NYISO_J-K | Internal | Summer | B8 | 500 | 6130 | 4157.83 | 48.83 | 48.84 | 0.01 | 0
2040 | NYISO_G-I_2_NYISO_J-K | NYISO_G-I | NYISO_J-K | Internal | Summer | B9 | 800 | 6130 | 3742.4 | 48.83 | 48.84 | 0.01 | 0
2040 | NYISO_G-I_2_NYISO_J-K | NYISO_G-I | NYISO_J-K | Internal | Summer | B10 | 1262 | 6130 | 2527.58 | 48.83 | 48.84 | 0.01 | 0
2040 | NYISO_G-I_2_NYISO_J-K | NYISO_G-I | NYISO_J-K | Internal | Winter | B16 | 25 | 6130 | 5534.01 | 67.56 | 67.57 | 0.01 | 0
2040 | NYISO_G-I_2_NYISO_J-K | NYISO_G-I | NYISO_J-K | Internal | Winter | B17 | 100 | 6130 | 5503.03 | 63.46 | 63.48 | 0.01 | 0
2040 | NYISO_G-I_2_NYISO_J-K | NYISO_G-I | NYISO_J-K | Internal | Winter | B18 | 400 | 6130 | 5582.26 | 63.46 | 63.48 | 0.01 | 0
2040 | NYISO_G-I_2_NYISO_J-K | NYISO_G-I | NYISO_J-K | Internal | Winter | B19 | 700 | 6130 | 5741 | 63.46 | 63.48 | 0.01 | 0
2040 | NYISO_G-I_2_NYISO_J-K | NYISO_G-I | NYISO_J-K | Internal | Winter | B20 | 935 | 6130 | 4961.47 | 59.33 | 59.34 | 0.01 | 0
2040 | NYISO_G-I_2_PJM_E | NYISO_G-I | PJM_E | Internal | Shoulder | B11 | 25 | 1500 | 1173.85 | 62.83 | 70.83 | 8 | 0
2040 | NYISO_G-I_2_PJM_E | NYISO_G-I | PJM_E | Internal | Shoulder | B12 | 200 | 1500 | 410.21 | 53.01 | 61.01 | 8 | 0
2040 | NYISO_G-I_2_PJM_E | NYISO_G-I | PJM_E | Internal | Shoulder | B13 | 600 | 1500 | 0 | 52.26 | 57.29 | 8 | 0
2040 | NYISO_G-I_2_PJM_E | NYISO_G-I | PJM_E | Internal | Shoulder | B14 | 900 | 1500 | 0 | 51.98 | 56.32 | 8 | 0
2040 | NYISO_G-I_2_PJM_E | NYISO_G-I | PJM_E | Internal | Shoulder | B15 | 1203 | 1500 | 0 | 51.98 | 51.87 | 8 | 0
2040 | NYISO_G-I_2_PJM_E | NYISO_G-I | PJM_E | Internal | Summer | B1 | 10 | 1500 | 0 | 102.22 | 99.72 | 8 | 0
2040 | NYISO_G-I_2_PJM_E | NYISO_G-I | PJM_E | Internal | Summer | B2 | 25 | 1500 | 0 | 102.22 | 96.66 | 8 | 0
2040 | NYISO_G-I_2_PJM_E | NYISO_G-I | PJM_E | Internal | Summer | B3 | 75 | 1500 | 1286.49 | 82.44 | 90.44 | 8 | 0
2040 | NYISO_G-I_2_PJM_E | NYISO_G-I | PJM_E | Internal | Summer | B4 | 100 | 1500 | 1500 | 68.38 | 90.42 | 8 | 14.03
2040 | NYISO_G-I_2_PJM_E | NYISO_G-I | PJM_E | Internal | Summer | B5 | 200 | 1500 | 1500 | 65.09 | 81.4 | 8 | 8.32
2040 | NYISO_G-I_2_PJM_E | NYISO_G-I | PJM_E | Internal | Summer | B6 | 300 | 1500 | 0 | 65.08 | 62.9 | 8 | 0
2040 | NYISO_G-I_2_PJM_E | NYISO_G-I | PJM_E | Internal | Summer | B7 | 400 | 1500 | 0 | 51.37 | 57 | 8 | 0
2040 | NYISO_G-I_2_PJM_E | NYISO_G-I | PJM_E | Internal | Summer | B8 | 500 | 1500 | 0 | 48.83 | 54.22 | 8 | 0
2040 | NYISO_G-I_2_PJM_E | NYISO_G-I | PJM_E | Internal | Summer | B9 | 800 | 1500 | 0 | 48.83 | 51.04 | 8 | 0
2040 | NYISO_G-I_2_PJM_E | NYISO_G-I | PJM_E | Internal | Summer | B10 | 1262 | 1500 | 0 | 48.83 | 45.43 | 8 | 0
2040 | NYISO_G-I_2_PJM_E | NYISO_G-I | PJM_E | Internal | Winter | B16 | 25 | 1500 | 0 | 67.56 | 73.45 | 8 | 0
2040 | NYISO_G-I_2_PJM_E | NYISO_G-I | PJM_E | Internal | Winter | B17 | 100 | 1500 | 0 | 63.46 | 65.96 | 8 | 0
2040 | NYISO_G-I_2_PJM_E | NYISO_G-I | PJM_E | Internal | Winter | B18 | 400 | 1500 | 0 | 63.46 | 62.12 | 8 | 0
2040 | NYISO_G-I_2_PJM_E | NYISO_G-I | PJM_E | Internal | Winter | B19 | 700 | 1500 | 0 | 63.46 | 60.12 | 8 | 0
2040 | NYISO_G-I_2_PJM_E | NYISO_G-I | PJM_E | Internal | Winter | B20 | 935 | 1500 | 0 | 59.33 | 53.33 | 8 | 0
2040 | NYISO_J-K_2_NEISO | NYISO_J-K | NEISO | Internal | Shoulder | B11 | 25 | 0.01 | 0 | 62.85 | 48.97 | 3 | 1.15
2040 | NYISO_J-K_2_NEISO | NYISO_J-K | NEISO | Internal | Shoulder | B12 | 200 | 0.01 | 0 | 53.02 | 48.97 | 3 | 0.19
2040 | NYISO_J-K_2_NEISO | NYISO_J-K | NEISO | Internal | Shoulder | B13 | 600 | 0.01 | 0 | 52.28 | 48.97 | 3 | 0.06
2040 | NYISO_J-K_2_NEISO | NYISO_J-K | NEISO | Internal | Shoulder | B14 | 900 | 0.01 | 0 | 51.99 | 48.97 | 3 | 0.04
2040 | NYISO_J-K_2_NEISO | NYISO_J-K | NEISO | Internal | Shoulder | B15 | 1203 | 0.01 | 0 | 51.99 | 48.97 | 3 | 0.03
2040 | NYISO_J-K_2_NEISO | NYISO_J-K | NEISO | Internal | Summer | B1 | 10 | 0.01 | 0 | 102.23 | 94.71 | 3 | 3.6
2040 | NYISO_J-K_2_NEISO | NYISO_J-K | NEISO | Internal | Summer | B2 | 25 | 0.01 | 0 | 102.23 | 97.64 | 3 | 1.25
2040 | NYISO_J-K_2_NEISO | NYISO_J-K | NEISO | Internal | Summer | B3 | 75 | 0.01 | 0 | 82.45 | 62.63 | 3 | 0.45
2040 | NYISO_J-K_2_NEISO | NYISO_J-K | NEISO | Internal | Summer | B4 | 100 | 0.01 | 0 | 68.39 | 62.63 | 3 | 0.36
2040 | NYISO_J-K_2_NEISO | NYISO_J-K | NEISO | Internal | Summer | B5 | 200 | 0.01 | 0 | 65.1 | 45.19 | 3 | 0.17
2040 | NYISO_J-K_2_NEISO | NYISO_J-K | NEISO | Internal | Summer | B6 | 300 | 0.01 | 0 | 65.1 | 45.19 | 3 | 0.12
2040 | NYISO_J-K_2_NEISO | NYISO_J-K | NEISO | Internal | Summer | B7 | 400 | 0.01 | 0 | 51.38 | 45.19 | 3 | 0.09
2040 | NYISO_J-K_2_NEISO | NYISO_J-K | NEISO | Internal | Summer | B8 | 500 | 0.01 | 0 | 48.84 | 45.19 | 3 | 0.08
2040 | NYISO_J-K_2_NEISO | NYISO_J-K | NEISO | Internal | Summer | B9 | 800 | 0.01 | 0 | 48.84 | 45.19 | 3 | 0.05
2040 | NYISO_J-K_2_NEISO | NYISO_J-K | NEISO | Internal | Summer | B10 | 1262 | 0.01 | 0 | 48.84 | 45.19 | 3 | 0.03
2040 | NYISO_J-K_2_NEISO | NYISO_J-K | NEISO | Internal | Winter | B16 | 25 | 0.01 | 0 | 67.57 | 60.59 | 3 | 1.19
2040 | NYISO_J-K_2_NEISO | NYISO_J-K | NEISO | Internal | Winter | B17 | 100 | 0.01 | 0 | 63.48 | 60.46 | 3 | 0.36
2040 | NYISO_J-K_2_NEISO | NYISO_J-K | NEISO | Internal | Winter | B18 | 400 | 0.01 | 0 | 63.48 | 60.46 | 3 | 0.1
2040 | NYISO_J-K_2_NEISO | NYISO_J-K | NEISO | Internal | Winter | B19 | 700 | 0.01 | 0 | 63.48 | 60.46 | 3 | 0.06
2040 | NYISO_J-K_2_NEISO | NYISO_J-K | NEISO | Internal | Winter | B20 | 935 | 0.01 | 0 | 59.34 | 60.46 | 3 | 0.04
2040 | NYISO_J-K_2_NYISO_G-I | NYISO_J-K | NYISO_G-I | Internal | Shoulder | B11 | 25 | 1999 | 0.57 | 62.85 | 62.83 | 0.01 | 0
2040 | NYISO_J-K_2_NYISO_G-I | NYISO_J-K | NYISO_G-I | Internal | Shoulder | B12 | 200 | 1999 | 0.08 | 53.02 | 53.01 | 0.01 | 0
2040 | NYISO_J-K_2_NYISO_G-I | NYISO_J-K | NYISO_G-I | Internal | Shoulder | B13 | 600 | 1999 | 0.03 | 52.28 | 52.26 | 0.01 | 0
2040 | NYISO_J-K_2_NYISO_G-I | NYISO_J-K | NYISO_G-I | Internal | Shoulder | B14 | 900 | 1999 | 0.02 | 51.99 | 51.98 | 0.01 | 0
2040 | NYISO_J-K_2_NYISO_G-I | NYISO_J-K | NYISO_G-I | Internal | Shoulder | B15 | 1203 | 1999 | 0.01 | 51.99 | 51.98 | 0.01 | 0
2040 | NYISO_J-K_2_NYISO_G-I | NYISO_J-K | NYISO_G-I | Internal | Summer | B1 | 10 | 1999 | 1.36 | 102.23 | 102.22 | 0.01 | 0
2040 | NYISO_J-K_2_NYISO_G-I | NYISO_J-K | NYISO_G-I | Internal | Summer | B2 | 25 | 1999 | 0.56 | 102.23 | 102.22 | 0.01 | 0
2040 | NYISO_J-K_2_NYISO_G-I | NYISO_J-K | NYISO_G-I | Internal | Summer | B3 | 75 | 1999 | 0.2 | 82.45 | 82.44 | 0.01 | 0
2040 | NYISO_J-K_2_NYISO_G-I | NYISO_J-K | NYISO_G-I | Internal | Summer | B4 | 100 | 1999 | 0.15 | 68.39 | 68.38 | 0.01 | 0
2040 | NYISO_J-K_2_NYISO_G-I | NYISO_J-K | NYISO_G-I | Internal | Summer | B5 | 200 | 1999 | 0.08 | 65.1 | 65.09 | 0.01 | 0
2040 | NYISO_J-K_2_NYISO_G-I | NYISO_J-K | NYISO_G-I | Internal | Summer | B6 | 300 | 1999 | 0.05 | 65.1 | 65.08 | 0.01 | 0
2040 | NYISO_J-K_2_NYISO_G-I | NYISO_J-K | NYISO_G-I | Internal | Summer | B7 | 400 | 1999 | 0.04 | 51.38 | 51.37 | 0.01 | 0
2040 | NYISO_J-K_2_NYISO_G-I | NYISO_J-K | NYISO_G-I | Internal | Summer | B8 | 500 | 1999 | 0.03 | 48.84 | 48.83 | 0.01 | 0
2040 | NYISO_J-K_2_NYISO_G-I | NYISO_J-K | NYISO_G-I | Internal | Summer | B9 | 800 | 1999 | 0.02 | 48.84 | 48.83 | 0.01 | 0
2040 | NYISO_J-K_2_NYISO_G-I | NYISO_J-K | NYISO_G-I | Internal | Summer | B10 | 1262 | 1999 | 0.01 | 48.84 | 48.83 | 0.01 | 0
2040 | NYISO_J-K_2_NYISO_G-I | NYISO_J-K | NYISO_G-I | Internal | Winter | B16 | 25 | 1999 | 0.54 | 67.57 | 67.56 | 0.01 | 0
2040 | NYISO_J-K_2_NYISO_G-I | NYISO_J-K | NYISO_G-I | Internal | Winter | B17 | 100 | 1999 | 0.14 | 63.48 | 63.46 | 0.01 | 0
2040 | NYISO_J-K_2_NYISO_G-I | NYISO_J-K | NYISO_G-I | Internal | Winter | B18 | 400 | 1999 | 0.04 | 63.48 | 63.46 | 0.01 | 0
2040 | NYISO_J-K_2_NYISO_G-I | NYISO_J-K | NYISO_G-I | Internal | Winter | B19 | 700 | 1999 | 0.02 | 63.48 | 63.46 | 0.01 | 0
2040 | NYISO_J-K_2_NYISO_G-I | NYISO_J-K | NYISO_G-I | Internal | Winter | B20 | 935 | 1999 | 0.02 | 59.34 | 59.33 | 0.01 | 0
2040 | NYISO_J-K_2_PJM_E | NYISO_J-K | PJM_E | Internal | Shoulder | B11 | 25 | 0.01 | 0 | 62.85 | 70.83 | 8 | 2.24
2040 | NYISO_J-K_2_PJM_E | NYISO_J-K | PJM_E | Internal | Shoulder | B12 | 200 | 0.01 | 0 | 53.02 | 61.01 | 8 | 0.31
2040 | NYISO_J-K_2_PJM_E | NYISO_J-K | PJM_E | Internal | Shoulder | B13 | 600 | 0.01 | 0 | 52.28 | 57.29 | 8 | 0.07
2040 | NYISO_J-K_2_PJM_E | NYISO_J-K | PJM_E | Internal | Shoulder | B14 | 900 | 0.01 | 0 | 51.99 | 56.32 | 8 | 0.04
2040 | NYISO_J-K_2_PJM_E | NYISO_J-K | PJM_E | Internal | Shoulder | B15 | 1203 | 0.01 | 0 | 51.99 | 51.87 | 8 | 0.03
2040 | NYISO_J-K_2_PJM_E | NYISO_J-K | PJM_E | Internal | Summer | B1 | 10 | 0.01 | 0 | 102.23 | 99.72 | 8 | 3.61
2040 | NYISO_J-K_2_PJM_E | NYISO_J-K | PJM_E | Internal | Summer | B2 | 25 | 0.01 | 0 | 102.23 | 96.66 | 8 | 1.16
2040 | NYISO_J-K_2_PJM_E | NYISO_J-K | PJM_E | Internal | Summer | B3 | 75 | 0.01 | 0 | 82.45 | 90.44 | 8 | 0.78
2040 | NYISO_J-K_2_PJM_E | NYISO_J-K | PJM_E | Internal | Summer | B4 | 100 | 0.01 | 0 | 68.39 | 90.42 | 8 | 14.38
2040 | NYISO_J-K_2_PJM_E | NYISO_J-K | PJM_E | Internal | Summer | B5 | 200 | 0.01 | 0 | 65.1 | 81.4 | 8 | 8.49
2040 | NYISO_J-K_2_PJM_E | NYISO_J-K | PJM_E | Internal | Summer | B6 | 300 | 0.01 | 0 | 65.1 | 62.9 | 8 | 0.12
2040 | NYISO_J-K_2_PJM_E | NYISO_J-K | PJM_E | Internal | Summer | B7 | 400 | 0.01 | 0 | 51.38 | 57 | 8 | 0.1
2040 | NYISO_J-K_2_PJM_E | NYISO_J-K | PJM_E | Internal | Summer | B8 | 500 | 0.01 | 0 | 48.84 | 54.22 | 8 | 0.08
2040 | NYISO_J-K_2_PJM_E | NYISO_J-K | PJM_E | Internal | Summer | B9 | 800 | 0.01 | 0 | 48.84 | 51.04 | 8 | 0.05
2040 | NYISO_J-K_2_PJM_E | NYISO_J-K | PJM_E | Internal | Summer | B10 | 1262 | 0.01 | 0 | 48.84 | 45.43 | 8 | 0.03
2040 | NYISO_J-K_2_PJM_E | NYISO_J-K | PJM_E | Internal | Winter | B16 | 25 | 0.01 | 0 | 67.57 | 73.45 | 8 | 1.6
2040 | NYISO_J-K_2_PJM_E | NYISO_J-K | PJM_E | Internal | Winter | B17 | 100 | 0.01 | 0 | 63.48 | 65.96 | 8 | 0.36
2040 | NYISO_J-K_2_PJM_E | NYISO_J-K | PJM_E | Internal | Winter | B18 | 400 | 0.01 | 0 | 63.48 | 62.12 | 8 | 0.09
2040 | NYISO_J-K_2_PJM_E | NYISO_J-K | PJM_E | Internal | Winter | B19 | 700 | 0.01 | 0 | 63.48 | 60.12 | 8 | 0.05
2040 | NYISO_J-K_2_PJM_E | NYISO_J-K | PJM_E | Internal | Winter | B20 | 935 | 0.01 | 0 | 59.34 | 53.33 | 8 | 0.04
2040 | PJM_E_2_NYISO_G-I | PJM_E | NYISO_G-I | Internal | Shoulder | B11 | 25 | 500 | 0 | 70.83 | 62.83 | 6 | 0
2040 | PJM_E_2_NYISO_G-I | PJM_E | NYISO_G-I | Internal | Shoulder | B12 | 200 | 500 | 0 | 61.01 | 53.01 | 6 | 0
2040 | PJM_E_2_NYISO_G-I | PJM_E | NYISO_G-I | Internal | Shoulder | B13 | 600 | 500 | 0 | 57.29 | 52.26 | 6 | 0
2040 | PJM_E_2_NYISO_G-I | PJM_E | NYISO_G-I | Internal | Shoulder | B14 | 900 | 500 | 0 | 56.32 | 51.98 | 6 | 0
2040 | PJM_E_2_NYISO_G-I | PJM_E | NYISO_G-I | Internal | Shoulder | B15 | 1203 | 500 | 0 | 51.87 | 51.98 | 6 | 0
2040 | PJM_E_2_NYISO_G-I | PJM_E | NYISO_G-I | Internal | Summer | B1 | 10 | 500 | 0.01 | 99.72 | 102.22 | 6 | 0
2040 | PJM_E_2_NYISO_G-I | PJM_E | NYISO_G-I | Internal | Summer | B2 | 25 | 500 | 0.03 | 96.66 | 102.22 | 6 | 0
2040 | PJM_E_2_NYISO_G-I | PJM_E | NYISO_G-I | Internal | Summer | B3 | 75 | 500 | 0 | 90.44 | 82.44 | 6 | 0
2040 | PJM_E_2_NYISO_G-I | PJM_E | NYISO_G-I | Internal | Summer | B4 | 100 | 500 | 0 | 90.42 | 68.38 | 6 | 0
2040 | PJM_E_2_NYISO_G-I | PJM_E | NYISO_G-I | Internal | Summer | B5 | 200 | 500 | 0 | 81.4 | 65.09 | 6 | 0
2040 | PJM_E_2_NYISO_G-I | PJM_E | NYISO_G-I | Internal | Summer | B6 | 300 | 500 | 0 | 62.9 | 65.08 | 6 | 0
2040 | PJM_E_2_NYISO_G-I | PJM_E | NYISO_G-I | Internal | Summer | B7 | 400 | 500 | 0 | 57 | 51.37 | 6 | 0
2040 | PJM_E_2_NYISO_G-I | PJM_E | NYISO_G-I | Internal | Summer | B8 | 500 | 500 | 0 | 54.22 | 48.83 | 6 | 0
2040 | PJM_E_2_NYISO_G-I | PJM_E | NYISO_G-I | Internal | Summer | B9 | 800 | 500 | 0 | 51.04 | 48.83 | 6 | 0
2040 | PJM_E_2_NYISO_G-I | PJM_E | NYISO_G-I | Internal | Summer | B10 | 1262 | 500 | 0 | 45.43 | 48.83 | 6 | 0
2040 | PJM_E_2_NYISO_G-I | PJM_E | NYISO_G-I | Internal | Winter | B16 | 25 | 500 | 0 | 73.45 | 67.56 | 6 | 0
2040 | PJM_E_2_NYISO_G-I | PJM_E | NYISO_G-I | Internal | Winter | B17 | 100 | 500 | 0 | 65.96 | 63.46 | 6 | 0
2040 | PJM_E_2_NYISO_G-I | PJM_E | NYISO_G-I | Internal | Winter | B18 | 400 | 500 | 0 | 62.12 | 63.46 | 6 | 0
2040 | PJM_E_2_NYISO_G-I | PJM_E | NYISO_G-I | Internal | Winter | B19 | 700 | 500 | 0 | 60.12 | 63.46 | 6 | 0
2040 | PJM_E_2_NYISO_G-I | PJM_E | NYISO_G-I | Internal | Winter | B20 | 935 | 500 | 388.78 | 53.33 | 59.33 | 6 | 0
2040 | PJM_E_2_NYISO_J-K | PJM_E | NYISO_J-K | Internal | Shoulder | B11 | 25 | 330 | 0 | 70.83 | 62.85 | 6 | 0
2040 | PJM_E_2_NYISO_J-K | PJM_E | NYISO_J-K | Internal | Shoulder | B12 | 200 | 330 | 0 | 61.01 | 53.02 | 6 | 0
2040 | PJM_E_2_NYISO_J-K | PJM_E | NYISO_J-K | Internal | Shoulder | B13 | 600 | 330 | 0 | 57.29 | 52.28 | 6 | 0
2040 | PJM_E_2_NYISO_J-K | PJM_E | NYISO_J-K | Internal | Shoulder | B14 | 900 | 330 | 0 | 56.32 | 51.99 | 6 | 0
2040 | PJM_E_2_NYISO_J-K | PJM_E | NYISO_J-K | Internal | Shoulder | B15 | 1203 | 330 | 0 | 51.87 | 51.99 | 6 | 0
2040 | PJM_E_2_NYISO_J-K | PJM_E | NYISO_J-K | Internal | Summer | B1 | 10 | 330 | 0 | 99.72 | 102.23 | 6 | 0
2040 | PJM_E_2_NYISO_J-K | PJM_E | NYISO_J-K | Internal | Summer | B2 | 25 | 330 | 0.03 | 96.66 | 102.23 | 6 | 0
2040 | PJM_E_2_NYISO_J-K | PJM_E | NYISO_J-K | Internal | Summer | B3 | 75 | 330 | 0 | 90.44 | 82.45 | 6 | 0
2040 | PJM_E_2_NYISO_J-K | PJM_E | NYISO_J-K | Internal | Summer | B4 | 100 | 330 | 0 | 90.42 | 68.39 | 6 | 0
2040 | PJM_E_2_NYISO_J-K | PJM_E | NYISO_J-K | Internal | Summer | B5 | 200 | 330 | 0 | 81.4 | 65.1 | 6 | 0
2040 | PJM_E_2_NYISO_J-K | PJM_E | NYISO_J-K | Internal | Summer | B6 | 300 | 330 | 0 | 62.9 | 65.1 | 6 | 0
2040 | PJM_E_2_NYISO_J-K | PJM_E | NYISO_J-K | Internal | Summer | B7 | 400 | 330 | 0 | 57 | 51.38 | 6 | 0
2040 | PJM_E_2_NYISO_J-K | PJM_E | NYISO_J-K | Internal | Summer | B8 | 500 | 330 | 0 | 54.22 | 48.84 | 6 | 0
2040 | PJM_E_2_NYISO_J-K | PJM_E | NYISO_J-K | Internal | Summer | B9 | 800 | 330 | 0 | 51.04 | 48.84 | 6 | 0
2040 | PJM_E_2_NYISO_J-K | PJM_E | NYISO_J-K | Internal | Summer | B10 | 1262 | 330 | 0 | 45.43 | 48.84 | 6 | 0
2040 | PJM_E_2_NYISO_J-K | PJM_E | NYISO_J-K | Internal | Winter | B16 | 25 | 330 | 0 | 73.45 | 67.57 | 6 | 0
2040 | PJM_E_2_NYISO_J-K | PJM_E | NYISO_J-K | Internal | Winter | B17 | 100 | 330 | 0 | 65.96 | 63.48 | 6 | 0
2040 | PJM_E_2_NYISO_J-K | PJM_E | NYISO_J-K | Internal | Winter | B18 | 400 | 330 | 0 | 62.12 | 63.48 | 6 | 0
2040 | PJM_E_2_NYISO_J-K | PJM_E | NYISO_J-K | Internal | Winter | B19 | 700 | 330 | 0 | 60.12 | 63.48 | 6 | 0
2040 | PJM_E_2_NYISO_J-K | PJM_E | NYISO_J-K | Internal | Winter | B20 | 935 | 330 | 329.97 | 53.33 | 59.34 | 6 | 0.01
2040 | PJM_E_2_PJM_ROM | PJM_E | PJM_ROM | Internal | Shoulder | B11 | 25 | 8000 | 3911.39 | 70.83 | 70.85 | 0.01 | 0
2040 | PJM_E_2_PJM_ROM | PJM_E | PJM_ROM | Internal | Shoulder | B12 | 200 | 8000 | 3076.92 | 61.01 | 61.02 | 0.01 | 0
2040 | PJM_E_2_PJM_ROM | PJM_E | PJM_ROM | Internal | Shoulder | B13 | 600 | 8000 | 3324.18 | 57.29 | 57.31 | 0.01 | 0
2040 | PJM_E_2_PJM_ROM | PJM_E | PJM_ROM | Internal | Shoulder | B14 | 900 | 8000 | 3623.73 | 56.32 | 56.34 | 0.01 | 0
2040 | PJM_E_2_PJM_ROM | PJM_E | PJM_ROM | Internal | Shoulder | B15 | 1203 | 8000 | 0.01 | 51.87 | 51.86 | 0.01 | 0
2040 | PJM_E_2_PJM_ROM | PJM_E | PJM_ROM | Internal | Summer | B1 | 10 | 8000 | 1.42 | 99.72 | 99.71 | 0.01 | 0
2040 | PJM_E_2_PJM_ROM | PJM_E | PJM_ROM | Internal | Summer | B2 | 25 | 8000 | 0.59 | 96.66 | 96.65 | 0.01 | 0
2040 | PJM_E_2_PJM_ROM | PJM_E | PJM_ROM | Internal | Summer | B3 | 75 | 8000 | 0.27 | 90.44 | 90.43 | 0.01 | 0
2040 | PJM_E_2_PJM_ROM | PJM_E | PJM_ROM | Internal | Summer | B4 | 100 | 8000 | 1784.62 | 90.42 | 90.43 | 0.01 | 0
2040 | PJM_E_2_PJM_ROM | PJM_E | PJM_ROM | Internal | Summer | B5 | 200 | 8000 | 2670.82 | 81.4 | 81.41 | 0.01 | 0
2040 | PJM_E_2_PJM_ROM | PJM_E | PJM_ROM | Internal | Summer | B6 | 300 | 8000 | 0.75 | 62.9 | 62.9 | 0.01 | 0
2040 | PJM_E_2_PJM_ROM | PJM_E | PJM_ROM | Internal | Summer | B7 | 400 | 8000 | 1228.91 | 57 | 57.01 | 0.01 | 0
2040 | PJM_E_2_PJM_ROM | PJM_E | PJM_ROM | Internal | Summer | B8 | 500 | 8000 | 2449.19 | 54.22 | 54.23 | 0.01 | 0
2040 | PJM_E_2_PJM_ROM | PJM_E | PJM_ROM | Internal | Summer | B9 | 800 | 8000 | 717.65 | 51.04 | 51.05 | 0.01 | 0
2040 | PJM_E_2_PJM_ROM | PJM_E | PJM_ROM | Internal | Summer | B10 | 1262 | 8000 | 0.01 | 45.43 | 45.42 | 0.01 | 0
2040 | PJM_E_2_PJM_ROM | PJM_E | PJM_ROM | Internal | Winter | B16 | 25 | 8000 | 0.63 | 73.45 | 73.44 | 0.01 | 0
2040 | PJM_E_2_PJM_ROM | PJM_E | PJM_ROM | Internal | Winter | B17 | 100 | 8000 | 0.16 | 65.96 | 65.94 | 0.01 | 0
2040 | PJM_E_2_PJM_ROM | PJM_E | PJM_ROM | Internal | Winter | B18 | 400 | 8000 | 0.04 | 62.12 | 62.11 | 0.01 | 0
2040 | PJM_E_2_PJM_ROM | PJM_E | PJM_ROM | Internal | Winter | B19 | 700 | 8000 | 0.02 | 60.12 | 60.11 | 0.01 | 0
2040 | PJM_E_2_PJM_ROM | PJM_E | PJM_ROM | Internal | Winter | B20 | 935 | 8000 | 0.02 | 53.33 | 53.32 | 0.01 | 0
2040 | PJM_ROR_2_MISO_IN | PJM_ROR | MISO_IN | Internal | Shoulder | B11 | 25 | 909 | 0 | 70.86 | 68.89 | 2 | 0
2040 | PJM_ROR_2_MISO_IN | PJM_ROR | MISO_IN | Internal | Shoulder | B12 | 200 | 909 | 0 | 61.04 | 59.76 | 2 | 0
2040 | PJM_ROR_2_MISO_IN | PJM_ROR | MISO_IN | Internal | Shoulder | B13 | 600 | 909 | 0 | 57.32 | 56.33 | 2 | 0
2040 | PJM_ROR_2_MISO_IN | PJM_ROR | MISO_IN | Internal | Shoulder | B14 | 900 | 909 | 0 | 56.35 | 55.42 | 2 | 0
2040 | PJM_ROR_2_MISO_IN | PJM_ROR | MISO_IN | Internal | Shoulder | B15 | 1203 | 909 | 0 | 51.87 | 49.88 | 2 | 0
2040 | PJM_ROR_2_MISO_IN | PJM_ROR | MISO_IN | Internal | Summer | B1 | 10 | 909 | 0 | 99.69 | 97.68 | 2 | 0
2040 | PJM_ROR_2_MISO_IN | PJM_ROR | MISO_IN | Internal | Summer | B2 | 25 | 909 | 0 | 96.64 | 94.63 | 2 | 0
2040 | PJM_ROR_2_MISO_IN | PJM_ROR | MISO_IN | Internal | Summer | B3 | 75 | 909 | 0.36 | 90.44 | 92.43 | 2 | 0
2040 | PJM_ROR_2_MISO_IN | PJM_ROR | MISO_IN | Internal | Summer | B4 | 100 | 909 | 0 | 90.44 | 91.99 | 2 | 0
2040 | PJM_ROR_2_MISO_IN | PJM_ROR | MISO_IN | Internal | Summer | B5 | 200 | 909 | 0.01 | 81.58 | 83.45 | 2 | 0
2040 | PJM_ROR_2_MISO_IN | PJM_ROR | MISO_IN | Internal | Summer | B6 | 300 | 909 | 0 | 62.92 | 60.92 | 2 | 0
2040 | PJM_ROR_2_MISO_IN | PJM_ROR | MISO_IN | Internal | Summer | B7 | 400 | 909 | 0 | 57.02 | 55.92 | 2 | 0
2040 | PJM_ROR_2_MISO_IN | PJM_ROR | MISO_IN | Internal | Summer | B8 | 500 | 909 | 0 | 54.24 | 52.26 | 2 | 0
2040 | PJM_ROR_2_MISO_IN | PJM_ROR | MISO_IN | Internal | Summer | B9 | 800 | 909 | 0 | 51.07 | 49.57 | 2 | 0
2040 | PJM_ROR_2_MISO_IN | PJM_ROR | MISO_IN | Internal | Summer | B10 | 1262 | 909 | 0 | 45.41 | 43.39 | 2 | 0
2040 | PJM_ROR_2_MISO_IN | PJM_ROR | MISO_IN | Internal | Winter | B16 | 25 | 909 | 0 | 73.45 | 71.44 | 2 | 0
2040 | PJM_ROR_2_MISO_IN | PJM_ROR | MISO_IN | Internal | Winter | B17 | 100 | 909 | 0 | 65.96 | 63.94 | 2 | 0
2040 | PJM_ROR_2_MISO_IN | PJM_ROR | MISO_IN | Internal | Winter | B18 | 400 | 909 | 0 | 62.12 | 60.12 | 2 | 0
2040 | PJM_ROR_2_MISO_IN | PJM_ROR | MISO_IN | Internal | Winter | B19 | 700 | 909 | 0 | 60.12 | 58.12 | 2 | 0
2040 | PJM_ROR_2_MISO_IN | PJM_ROR | MISO_IN | Internal | Winter | B20 | 935 | 909 | 0 | 53.3 | 46.17 | 2 | 0
2040 | PJM_ROR_2_MISO_MI | PJM_ROR | MISO_MI | Internal | Shoulder | B11 | 25 | 1305 | 0 | 70.86 | 68.9 | 2 | 0
2040 | PJM_ROR_2_MISO_MI | PJM_ROR | MISO_MI | Internal | Shoulder | B12 | 200 | 1305 | 0 | 61.04 | 59.77 | 2 | 0
2040 | PJM_ROR_2_MISO_MI | PJM_ROR | MISO_MI | Internal | Shoulder | B13 | 600 | 1305 | 0 | 57.32 | 56.34 | 2 | 0
2040 | PJM_ROR_2_MISO_MI | PJM_ROR | MISO_MI | Internal | Shoulder | B14 | 900 | 1305 | 0 | 56.35 | 55.43 | 2 | 0
2040 | PJM_ROR_2_MISO_MI | PJM_ROR | MISO_MI | Internal | Shoulder | B15 | 1203 | 1305 | 0 | 51.87 | 49.9 | 2 | 0
2040 | PJM_ROR_2_MISO_MI | PJM_ROR | MISO_MI | Internal | Summer | B1 | 10 | 1305 | 0 | 99.69 | 97.7 | 2 | 0
2040 | PJM_ROR_2_MISO_MI | PJM_ROR | MISO_MI | Internal | Summer | B2 | 25 | 1305 | 0 | 96.64 | 94.64 | 2 | 0
2040 | PJM_ROR_2_MISO_MI | PJM_ROR | MISO_MI | Internal | Summer | B3 | 75 | 1305 | 322.64 | 90.44 | 92.44 | 2 | 0
2040 | PJM_ROR_2_MISO_MI | PJM_ROR | MISO_MI | Internal | Summer | B4 | 100 | 1305 | 0 | 90.44 | 91.98 | 2 | 0
2040 | PJM_ROR_2_MISO_MI | PJM_ROR | MISO_MI | Internal | Summer | B5 | 200 | 1305 | 0.01 | 81.58 | 83.43 | 2 | 0
2040 | PJM_ROR_2_MISO_MI | PJM_ROR | MISO_MI | Internal | Summer | B6 | 300 | 1305 | 0 | 62.92 | 60.92 | 2 | 0
2040 | PJM_ROR_2_MISO_MI | PJM_ROR | MISO_MI | Internal | Summer | B7 | 400 | 1305 | 0 | 57.02 | 55.93 | 2 | 0
2040 | PJM_ROR_2_MISO_MI | PJM_ROR | MISO_MI | Internal | Summer | B8 | 500 | 1305 | 0 | 54.24 | 52.27 | 2 | 0
2040 | PJM_ROR_2_MISO_MI | PJM_ROR | MISO_MI | Internal | Summer | B9 | 800 | 1305 | 0 | 51.07 | 49.59 | 2 | 0
2040 | PJM_ROR_2_MISO_MI | PJM_ROR | MISO_MI | Internal | Summer | B10 | 1262 | 1305 | 0 | 45.41 | 43.41 | 2 | 0
2040 | PJM_ROR_2_MISO_MI | PJM_ROR | MISO_MI | Internal | Winter | B16 | 25 | 1305 | 0 | 73.45 | 71.45 | 2 | 0
2040 | PJM_ROR_2_MISO_MI | PJM_ROR | MISO_MI | Internal | Winter | B17 | 100 | 1305 | 0 | 65.96 | 63.96 | 2 | 0
2040 | PJM_ROR_2_MISO_MI | PJM_ROR | MISO_MI | Internal | Winter | B18 | 400 | 1305 | 0 | 62.12 | 60.14 | 2 | 0
2040 | PJM_ROR_2_MISO_MI | PJM_ROR | MISO_MI | Internal | Winter | B19 | 700 | 1305 | 0 | 60.12 | 58.13 | 2 | 0
2040 | PJM_ROR_2_MISO_MI | PJM_ROR | MISO_MI | Internal | Winter | B20 | 935 | 1305 | 0 | 53.3 | 46.19 | 2 | 0
2040 | PJM_ROR_2_MISO_MO-IL | PJM_ROR | MISO_MO-IL | Internal | Shoulder | B11 | 25 | 1111 | 0 | 70.86 | 68.87 | 2 | 0
2040 | PJM_ROR_2_MISO_MO-IL | PJM_ROR | MISO_MO-IL | Internal | Shoulder | B12 | 200 | 1111 | 0 | 61.04 | 59.24 | 2 | 0
2040 | PJM_ROR_2_MISO_MO-IL | PJM_ROR | MISO_MO-IL | Internal | Shoulder | B13 | 600 | 1111 | 0 | 57.32 | 56.32 | 2 | 0
2040 | PJM_ROR_2_MISO_MO-IL | PJM_ROR | MISO_MO-IL | Internal | Shoulder | B14 | 900 | 1111 | 0 | 56.35 | 54.35 | 2 | 0
2040 | PJM_ROR_2_MISO_MO-IL | PJM_ROR | MISO_MO-IL | Internal | Shoulder | B15 | 1203 | 1111 | 0 | 51.87 | 49.87 | 2 | 0
2040 | PJM_ROR_2_MISO_MO-IL | PJM_ROR | MISO_MO-IL | Internal | Summer | B1 | 10 | 1111 | 0 | 99.69 | 97.67 | 2 | 0
2040 | PJM_ROR_2_MISO_MO-IL | PJM_ROR | MISO_MO-IL | Internal | Summer | B2 | 25 | 1111 | 0 | 96.64 | 94.64 | 2 | 0
2040 | PJM_ROR_2_MISO_MO-IL | PJM_ROR | MISO_MO-IL | Internal | Summer | B3 | 75 | 1111 | 0.18 | 90.44 | 92.42 | 2 | 0
2040 | PJM_ROR_2_MISO_MO-IL | PJM_ROR | MISO_MO-IL | Internal | Summer | B4 | 100 | 1111 | 0 | 90.44 | 92.01 | 2 | 0
2040 | PJM_ROR_2_MISO_MO-IL | PJM_ROR | MISO_MO-IL | Internal | Summer | B5 | 200 | 1111 | 0.01 | 81.58 | 83.46 | 2 | 0
2040 | PJM_ROR_2_MISO_MO-IL | PJM_ROR | MISO_MO-IL | Internal | Summer | B6 | 300 | 1111 | 0 | 62.92 | 60.92 | 2 | 0
2040 | PJM_ROR_2_MISO_MO-IL | PJM_ROR | MISO_MO-IL | Internal | Summer | B7 | 400 | 1111 | 0 | 57.02 | 55.91 | 2 | 0
2040 | PJM_ROR_2_MISO_MO-IL | PJM_ROR | MISO_MO-IL | Internal | Summer | B8 | 500 | 1111 | 0 | 54.24 | 52.24 | 2 | 0
2040 | PJM_ROR_2_MISO_MO-IL | PJM_ROR | MISO_MO-IL | Internal | Summer | B9 | 800 | 1111 | 0 | 51.07 | 49.59 | 2 | 0
2040 | PJM_ROR_2_MISO_MO-IL | PJM_ROR | MISO_MO-IL | Internal | Summer | B10 | 1262 | 1111 | 0 | 45.41 | 42.3 | 2 | 0
2040 | PJM_ROR_2_MISO_MO-IL | PJM_ROR | MISO_MO-IL | Internal | Winter | B16 | 25 | 1111 | 0 | 73.45 | 65.78 | 2 | 0
2040 | PJM_ROR_2_MISO_MO-IL | PJM_ROR | MISO_MO-IL | Internal | Winter | B17 | 100 | 1111 | 0 | 65.96 | 63.26 | 2 | 0
2040 | PJM_ROR_2_MISO_MO-IL | PJM_ROR | MISO_MO-IL | Internal | Winter | B18 | 400 | 1111 | 0 | 62.12 | 60.11 | 2 | 0
2040 | PJM_ROR_2_MISO_MO-IL | PJM_ROR | MISO_MO-IL | Internal | Winter | B19 | 700 | 1111 | 0 | 60.12 | 58.11 | 2 | 0
2040 | PJM_ROR_2_MISO_MO-IL | PJM_ROR | MISO_MO-IL | Internal | Winter | B20 | 935 | 1111 | 0 | 53.3 | 45.55 | 2 | 0
2040 | PJM_ROR_2_MISO_W | PJM_ROR | MISO_W | Internal | Shoulder | B11 | 25 | 709 | 0 | 70.86 | 68.86 | 2 | 0
2040 | PJM_ROR_2_MISO_W | PJM_ROR | MISO_W | Internal | Shoulder | B12 | 200 | 709 | 0 | 61.04 | 59.23 | 2 | 0
2040 | PJM_ROR_2_MISO_W | PJM_ROR | MISO_W | Internal | Shoulder | B13 | 600 | 709 | 0 | 57.32 | 56.31 | 2 | 0
2040 | PJM_ROR_2_MISO_W | PJM_ROR | MISO_W | Internal | Shoulder | B14 | 900 | 709 | 0 | 56.35 | 54.36 | 2 | 0
2040 | PJM_ROR_2_MISO_W | PJM_ROR | MISO_W | Internal | Shoulder | B15 | 1203 | 709 | 0 | 51.87 | 49.86 | 2 | 0
2040 | PJM_ROR_2_MISO_W | PJM_ROR | MISO_W | Internal | Summer | B1 | 10 | 709 | 0 | 99.69 | 97.66 | 2 | 0
2040 | PJM_ROR_2_MISO_W | PJM_ROR | MISO_W | Internal | Summer | B2 | 25 | 709 | 0 | 96.64 | 94.63 | 2 | 0
2040 | PJM_ROR_2_MISO_W | PJM_ROR | MISO_W | Internal | Summer | B3 | 75 | 709 | 492.68 | 90.44 | 92.44 | 2 | 0
2040 | PJM_ROR_2_MISO_W | PJM_ROR | MISO_W | Internal | Summer | B4 | 100 | 709 | 0 | 90.44 | 92.02 | 2 | 0
2040 | PJM_ROR_2_MISO_W | PJM_ROR | MISO_W | Internal | Summer | B5 | 200 | 709 | 0.01 | 81.58 | 83.45 | 2 | 0
2040 | PJM_ROR_2_MISO_W | PJM_ROR | MISO_W | Internal | Summer | B6 | 300 | 709 | 0 | 62.92 | 60.9 | 2 | 0
2040 | PJM_ROR_2_MISO_W | PJM_ROR | MISO_W | Internal | Summer | B7 | 400 | 709 | 0 | 57.02 | 55.92 | 2 | 0
2040 | PJM_ROR_2_MISO_W | PJM_ROR | MISO_W | Internal | Summer | B8 | 500 | 709 | 0 | 54.24 | 52.23 | 2 | 0
2040 | PJM_ROR_2_MISO_W | PJM_ROR | MISO_W | Internal | Summer | B9 | 800 | 709 | 0 | 51.07 | 49.59 | 2 | 0
2040 | PJM_ROR_2_MISO_W | PJM_ROR | MISO_W | Internal | Summer | B10 | 1262 | 709 | 0 | 45.41 | 42.29 | 2 | 0
2040 | PJM_ROR_2_MISO_W | PJM_ROR | MISO_W | Internal | Winter | B16 | 25 | 709 | 0 | 73.45 | 65.77 | 2 | 0
2040 | PJM_ROR_2_MISO_W | PJM_ROR | MISO_W | Internal | Winter | B17 | 100 | 709 | 0 | 65.96 | 63.25 | 2 | 0
2040 | PJM_ROR_2_MISO_W | PJM_ROR | MISO_W | Internal | Winter | B18 | 400 | 709 | 0 | 62.12 | 60.1 | 2 | 0
2040 | PJM_ROR_2_MISO_W | PJM_ROR | MISO_W | Internal | Winter | B19 | 700 | 709 | 0 | 60.12 | 58.12 | 2 | 0
2040 | PJM_ROR_2_MISO_W | PJM_ROR | MISO_W | Internal | Winter | B20 | 935 | 709 | 0 | 53.3 | 45.54 | 2 | 0
2040 | PJM_ROR_2_MISO_WUMS | PJM_ROR | MISO_WUMS | Internal | Shoulder | B11 | 25 | 1467 | 0 | 70.86 | 68.89 | 2 | 0
2040 | PJM_ROR_2_MISO_WUMS | PJM_ROR | MISO_WUMS | Internal | Shoulder | B12 | 200 | 1467 | 0 | 61.04 | 59.33 | 2 | 0
2040 | PJM_ROR_2_MISO_WUMS | PJM_ROR | MISO_WUMS | Internal | Shoulder | B13 | 600 | 1467 | 0 | 57.32 | 56.38 | 2 | 0
2040 | PJM_ROR_2_MISO_WUMS | PJM_ROR | MISO_WUMS | Internal | Shoulder | B14 | 900 | 1467 | 0 | 56.35 | 56.38 | 2 | 0
2040 | PJM_ROR_2_MISO_WUMS | PJM_ROR | MISO_WUMS | Internal | Shoulder | B15 | 1203 | 1467 | 0 | 51.87 | 51.82 | 2 | 0
2040 | PJM_ROR_2_MISO_WUMS | PJM_ROR | MISO_WUMS | Internal | Summer | B1 | 10 | 1467 | 0 | 99.69 | 97.69 | 2 | 0
2040 | PJM_ROR_2_MISO_WUMS | PJM_ROR | MISO_WUMS | Internal | Summer | B2 | 25 | 1467 | 0 | 96.64 | 94.64 | 2 | 0
2040 | PJM_ROR_2_MISO_WUMS | PJM_ROR | MISO_WUMS | Internal | Summer | B3 | 75 | 1467 | 1466.65 | 90.44 | 92.45 | 2 | 0.01
2040 | PJM_ROR_2_MISO_WUMS | PJM_ROR | MISO_WUMS | Internal | Summer | B4 | 100 | 1467 | 157.27 | 90.44 | 92.44 | 2 | 0
2040 | PJM_ROR_2_MISO_WUMS | PJM_ROR | MISO_WUMS | Internal | Summer | B5 | 200 | 1467 | 0.01 | 81.58 | 83.46 | 2 | 0
2040 | PJM_ROR_2_MISO_WUMS | PJM_ROR | MISO_WUMS | Internal | Summer | B6 | 300 | 1467 | 0 | 62.92 | 60.92 | 2 | 0
2040 | PJM_ROR_2_MISO_WUMS | PJM_ROR | MISO_WUMS | Internal | Summer | B7 | 400 | 1467 | 0 | 57.02 | 55.93 | 2 | 0
2040 | PJM_ROR_2_MISO_WUMS | PJM_ROR | MISO_WUMS | Internal | Summer | B8 | 500 | 1467 | 0 | 54.24 | 54.38 | 2 | 0
2040 | PJM_ROR_2_MISO_WUMS | PJM_ROR | MISO_WUMS | Internal | Summer | B9 | 800 | 1467 | 673.29 | 51.07 | 53.07 | 2 | 0
2040 | PJM_ROR_2_MISO_WUMS | PJM_ROR | MISO_WUMS | Internal | Summer | B10 | 1262 | 1467 | 0 | 45.41 | 43.41 | 2 | 0
2040 | PJM_ROR_2_MISO_WUMS | PJM_ROR | MISO_WUMS | Internal | Winter | B16 | 25 | 1467 | 0 | 73.45 | 71.45 | 2 | 0
2040 | PJM_ROR_2_MISO_WUMS | PJM_ROR | MISO_WUMS | Internal | Winter | B17 | 100 | 1467 | 0 | 65.96 | 63.96 | 2 | 0
2040 | PJM_ROR_2_MISO_WUMS | PJM_ROR | MISO_WUMS | Internal | Winter | B18 | 400 | 1467 | 0 | 62.12 | 60.12 | 2 | 0
2040 | PJM_ROR_2_MISO_WUMS | PJM_ROR | MISO_WUMS | Internal | Winter | B19 | 700 | 1467 | 0 | 60.12 | 60.12 | 2 | 0
2040 | PJM_ROR_2_MISO_WUMS | PJM_ROR | MISO_WUMS | Internal | Winter | B20 | 935 | 1467 | 0 | 53.3 | 51.3 | 2 | 0
2040 | PJM_ROR_2_PJM_ROM | PJM_ROR | PJM_ROM | Internal | Shoulder | B11 | 25 | 8000 | 0.54 | 70.86 | 70.85 | 0.01 | 0
2040 | PJM_ROR_2_PJM_ROM | PJM_ROR | PJM_ROM | Internal | Shoulder | B12 | 200 | 8000 | 0.07 | 61.04 | 61.02 | 0.01 | 0
2040 | PJM_ROR_2_PJM_ROM | PJM_ROR | PJM_ROM | Internal | Shoulder | B13 | 600 | 8000 | 0.03 | 57.32 | 57.31 | 0.01 | 0
2040 | PJM_ROR_2_PJM_ROM | PJM_ROR | PJM_ROM | Internal | Shoulder | B14 | 900 | 8000 | 0.02 | 56.35 | 56.34 | 0.01 | 0
2040 | PJM_ROR_2_PJM_ROM | PJM_ROR | PJM_ROM | Internal | Shoulder | B15 | 1203 | 8000 | 0.01 | 51.87 | 51.86 | 0.01 | 0
2040 | PJM_ROR_2_PJM_ROM | PJM_ROR | PJM_ROM | Internal | Summer | B1 | 10 | 8000 | 1956.39 | 99.69 | 99.71 | 0.01 | 0
2040 | PJM_ROR_2_PJM_ROM | PJM_ROR | PJM_ROM | Internal | Summer | B2 | 25 | 8000 | 965.14 | 96.64 | 96.65 | 0.01 | 0
2040 | PJM_ROR_2_PJM_ROM | PJM_ROR | PJM_ROM | Internal | Summer | B3 | 75 | 8000 | 0.2 | 90.44 | 90.43 | 0.01 | 0
2040 | PJM_ROR_2_PJM_ROM | PJM_ROR | PJM_ROM | Internal | Summer | B4 | 100 | 8000 | 0.13 | 90.44 | 90.43 | 0.01 | 0
2040 | PJM_ROR_2_PJM_ROM | PJM_ROR | PJM_ROM | Internal | Summer | B5 | 200 | 8000 | 0 | 81.58 | 81.41 | 0.01 | 0
2040 | PJM_ROR_2_PJM_ROM | PJM_ROR | PJM_ROM | Internal | Summer | B6 | 300 | 8000 | 0.05 | 62.92 | 62.9 | 0.01 | 0
2040 | PJM_ROR_2_PJM_ROM | PJM_ROR | PJM_ROM | Internal | Summer | B7 | 400 | 8000 | 0.04 | 57.02 | 57.01 | 0.01 | 0
2040 | PJM_ROR_2_PJM_ROM | PJM_ROR | PJM_ROM | Internal | Summer | B8 | 500 | 8000 | 0.03 | 54.24 | 54.23 | 0.01 | 0
2040 | PJM_ROR_2_PJM_ROM | PJM_ROR | PJM_ROM | Internal | Summer | B9 | 800 | 8000 | 0.02 | 51.07 | 51.05 | 0.01 | 0
2040 | PJM_ROR_2_PJM_ROM | PJM_ROR | PJM_ROM | Internal | Summer | B10 | 1262 | 8000 | 2328.95 | 45.41 | 45.42 | 0.01 | 0
2040 | PJM_ROR_2_PJM_ROM | PJM_ROR | PJM_ROM | Internal | Winter | B16 | 25 | 8000 | 0.6 | 73.45 | 73.44 | 0.01 | 0
2040 | PJM_ROR_2_PJM_ROM | PJM_ROR | PJM_ROM | Internal | Winter | B17 | 100 | 8000 | 0.15 | 65.96 | 65.94 | 0.01 | 0
2040 | PJM_ROR_2_PJM_ROM | PJM_ROR | PJM_ROM | Internal | Winter | B18 | 400 | 8000 | 0.04 | 62.12 | 62.11 | 0.01 | 0
2040 | PJM_ROR_2_PJM_ROM | PJM_ROR | PJM_ROM | Internal | Winter | B19 | 700 | 8000 | 0.02 | 60.12 | 60.11 | 0.01 | 0
2040 | PJM_ROR_2_PJM_ROM | PJM_ROR | PJM_ROM | Internal | Winter | B20 | 935 | 8000 | 5544.67 | 53.3 | 53.32 | 0.01 | 0
2040 | PJM_ROR_2_TVA_Transmission | PJM_ROR | TVA_Transmission | Internal | Shoulder | B11 | 25 | 2500 | 0.03 | 70.86 | 76.33 | 6 | 0
2040 | PJM_ROR_2_TVA_Transmission | PJM_ROR | TVA_Transmission | Internal | Shoulder | B12 | 200 | 2500 | 0 | 61.04 | 63.86 | 6 | 0
2040 | PJM_ROR_2_TVA_Transmission | PJM_ROR | TVA_Transmission | Internal | Shoulder | B13 | 600 | 2500 | 0 | 57.32 | 61.98 | 6 | 0
2040 | PJM_ROR_2_TVA_Transmission | PJM_ROR | TVA_Transmission | Internal | Shoulder | B14 | 900 | 2500 | 0 | 56.35 | 60.86 | 6 | 0
2040 | PJM_ROR_2_TVA_Transmission | PJM_ROR | TVA_Transmission | Internal | Shoulder | B15 | 1203 | 2500 | 564.02 | 51.87 | 57.87 | 6 | 0
2040 | PJM_ROR_2_TVA_Transmission | PJM_ROR | TVA_Transmission | Internal | Summer | B1 | 10 | 2500 | 1.38 | 99.69 | 105.67 | 6 | 0
2040 | PJM_ROR_2_TVA_Transmission | PJM_ROR | TVA_Transmission | Internal | Summer | B2 | 25 | 2500 | 2308.31 | 96.64 | 102.64 | 6 | 0
2040 | PJM_ROR_2_TVA_Transmission | PJM_ROR | TVA_Transmission | Internal | Summer | B3 | 75 | 2500 | 2500 | 90.44 | 100.42 | 6 | 3.98
2040 | PJM_ROR_2_TVA_Transmission | PJM_ROR | TVA_Transmission | Internal | Summer | B4 | 100 | 2500 | 1899.41 | 90.44 | 96.44 | 6 | 0
2040 | PJM_ROR_2_TVA_Transmission | PJM_ROR | TVA_Transmission | Internal | Summer | B5 | 200 | 2500 | 450.11 | 81.58 | 87.58 | 6 | 0
2040 | PJM_ROR_2_TVA_Transmission | PJM_ROR | TVA_Transmission | Internal | Summer | B6 | 300 | 2500 | 0 | 62.92 | 67.5 | 6 | 0
2040 | PJM_ROR_2_TVA_Transmission | PJM_ROR | TVA_Transmission | Internal | Summer | B7 | 400 | 2500 | 0 | 57.02 | 62.09 | 6 | 0
2040 | PJM_ROR_2_TVA_Transmission | PJM_ROR | TVA_Transmission | Internal | Summer | B8 | 500 | 2500 | 127.84 | 54.24 | 60.24 | 6 | 0
2040 | PJM_ROR_2_TVA_Transmission | PJM_ROR | TVA_Transmission | Internal | Summer | B9 | 800 | 2500 | 1856.55 | 51.07 | 57.07 | 6 | 0
2040 | PJM_ROR_2_TVA_Transmission | PJM_ROR | TVA_Transmission | Internal | Summer | B10 | 1262 | 2500 | 0 | 45.41 | 48.28 | 6 | 0
2040 | PJM_ROR_2_TVA_Transmission | PJM_ROR | TVA_Transmission | Internal | Winter | B16 | 25 | 2500 | 0 | 73.45 | 73.78 | 6 | 0
2040 | PJM_ROR_2_TVA_Transmission | PJM_ROR | TVA_Transmission | Internal | Winter | B17 | 100 | 2500 | 0 | 65.96 | 68.28 | 6 | 0
2040 | PJM_ROR_2_TVA_Transmission | PJM_ROR | TVA_Transmission | Internal | Winter | B18 | 400 | 2500 | 0 | 62.12 | 65.85 | 6 | 0
2040 | PJM_ROR_2_TVA_Transmission | PJM_ROR | TVA_Transmission | Internal | Winter | B19 | 700 | 2500 | 0 | 60.12 | 64.27 | 6 | 0
2040 | PJM_ROR_2_TVA_Transmission | PJM_ROR | TVA_Transmission | Internal | Winter | B20 | 935 | 2500 | 0 | 53.3 | 53.55 | 6 | 0
2040 | PJM_ROR_2_VACAR | PJM_ROR | VACAR | Internal | Shoulder | B11 | 25 | 3000 | 2999.99 | 70.86 | 79.25 | 6 | 2.39
2040 | PJM_ROR_2_VACAR | PJM_ROR | VACAR | Internal | Shoulder | B12 | 200 | 3000 | 1478.85 | 61.04 | 67.04 | 6 | 0
2040 | PJM_ROR_2_VACAR | PJM_ROR | VACAR | Internal | Shoulder | B13 | 600 | 3000 | 434 | 57.32 | 63.32 | 6 | 0
2040 | PJM_ROR_2_VACAR | PJM_ROR | VACAR | Internal | Shoulder | B14 | 900 | 3000 | 1941.15 | 56.35 | 62.35 | 6 | 0
2040 | PJM_ROR_2_VACAR | PJM_ROR | VACAR | Internal | Shoulder | B15 | 1203 | 3000 | 0 | 51.87 | 57.65 | 6 | 0
2040 | PJM_ROR_2_VACAR | PJM_ROR | VACAR | Internal | Summer | B1 | 10 | 3000 | 1740.76 | 99.69 | 105.69 | 6 | 0
2040 | PJM_ROR_2_VACAR | PJM_ROR | VACAR | Internal | Summer | B2 | 25 | 3000 | 758.94 | 96.64 | 102.64 | 6 | 0
2040 | PJM_ROR_2_VACAR | PJM_ROR | VACAR | Internal | Summer | B3 | 75 | 3000 | 3000 | 90.44 | 99.6 | 6 | 3.16
2040 | PJM_ROR_2_VACAR | PJM_ROR | VACAR | Internal | Summer | B4 | 100 | 3000 | 3000 | 90.44 | 99.6 | 6 | 3.16
2040 | PJM_ROR_2_VACAR | PJM_ROR | VACAR | Internal | Summer | B5 | 200 | 3000 | 3000 | 81.58 | 88.06 | 6 | 0.49
2040 | PJM_ROR_2_VACAR | PJM_ROR | VACAR | Internal | Summer | B6 | 300 | 3000 | 3000 | 62.92 | 70.92 | 6 | 2
2040 | PJM_ROR_2_VACAR | PJM_ROR | VACAR | Internal | Summer | B7 | 400 | 3000 | 2854.2 | 57.02 | 63.02 | 6 | 0
2040 | PJM_ROR_2_VACAR | PJM_ROR | VACAR | Internal | Summer | B8 | 500 | 3000 | 2234.27 | 54.24 | 60.24 | 6 | 0
2040 | PJM_ROR_2_VACAR | PJM_ROR | VACAR | Internal | Summer | B9 | 800 | 3000 | 0 | 51.07 | 55.34 | 6 | 0
2040 | PJM_ROR_2_VACAR | PJM_ROR | VACAR | Internal | Summer | B10 | 1262 | 3000 | 2294.85 | 45.41 | 51.41 | 6 | 0
2040 | PJM_ROR_2_VACAR | PJM_ROR | VACAR | Internal | Winter | B16 | 25 | 3000 | 3000 | 73.45 | 92.34 | 6 | 12.89
2040 | PJM_ROR_2_VACAR | PJM_ROR | VACAR | Internal | Winter | B17 | 100 | 3000 | 3000 | 65.96 | 73.11 | 6 | 1.15
2040 | PJM_ROR_2_VACAR | PJM_ROR | VACAR | Internal | Winter | B18 | 400 | 3000 | 1053.7 | 62.12 | 68.12 | 6 | 0
2040 | PJM_ROR_2_VACAR | PJM_ROR | VACAR | Internal | Winter | B19 | 700 | 3000 | 0 | 60.12 | 63.05 | 6 | 0
2040 | PJM_ROR_2_VACAR | PJM_ROR | VACAR | Internal | Winter | B20 | 935 | 3000 | 1705.74 | 53.3 | 59.3 | 6 | 0
2040 | PJM_ROM_2_NYISO_A-F | PJM_ROM | NYISO_A-F | Internal | Shoulder | B11 | 25 | 2000 | 0 | 70.85 | 54.32 | 6 | 0
2040 | PJM_ROM_2_NYISO_A-F | PJM_ROM | NYISO_A-F | Internal | Shoulder | B12 | 200 | 2000 | 0 | 61.02 | 53 | 6 | 0
2040 | PJM_ROM_2_NYISO_A-F | PJM_ROM | NYISO_A-F | Internal | Shoulder | B13 | 600 | 2000 | 0 | 57.31 | 52.25 | 6 | 0
2040 | PJM_ROM_2_NYISO_A-F | PJM_ROM | NYISO_A-F | Internal | Shoulder | B14 | 900 | 2000 | 0 | 56.34 | 51.97 | 6 | 0
2040 | PJM_ROM_2_NYISO_A-F | PJM_ROM | NYISO_A-F | Internal | Shoulder | B15 | 1203 | 2000 | 0 | 51.86 | 51.97 | 6 | 0
2040 | PJM_ROM_2_NYISO_A-F | PJM_ROM | NYISO_A-F | Internal | Summer | B1 | 10 | 2000 | 0 | 99.71 | 91.71 | 6 | 0
2040 | PJM_ROM_2_NYISO_A-F | PJM_ROM | NYISO_A-F | Internal | Summer | B2 | 25 | 2000 | 0 | 96.65 | 94.64 | 6 | 0
2040 | PJM_ROM_2_NYISO_A-F | PJM_ROM | NYISO_A-F | Internal | Summer | B3 | 75 | 2000 | 0 | 90.43 | 82.43 | 6 | 0
2040 | PJM_ROM_2_NYISO_A-F | PJM_ROM | NYISO_A-F | Internal | Summer | B4 | 100 | 2000 | 0 | 90.43 | 67.46 | 6 | 0
2040 | PJM_ROM_2_NYISO_A-F | PJM_ROM | NYISO_A-F | Internal | Summer | B5 | 200 | 2000 | 0 | 81.41 | 65.07 | 6 | 0
2040 | PJM_ROM_2_NYISO_A-F | PJM_ROM | NYISO_A-F | Internal | Summer | B6 | 300 | 2000 | 0 | 62.9 | 54.9 | 6 | 0
2040 | PJM_ROM_2_NYISO_A-F | PJM_ROM | NYISO_A-F | Internal | Summer | B7 | 400 | 2000 | 0 | 57.01 | 51.36 | 6 | 0
2040 | PJM_ROM_2_NYISO_A-F | PJM_ROM | NYISO_A-F | Internal | Summer | B8 | 500 | 2000 | 0 | 54.23 | 48.82 | 6 | 0
2040 | PJM_ROM_2_NYISO_A-F | PJM_ROM | NYISO_A-F | Internal | Summer | B9 | 800 | 2000 | 0 | 51.05 | 48.82 | 6 | 0
2040 | PJM_ROM_2_NYISO_A-F | PJM_ROM | NYISO_A-F | Internal | Summer | B10 | 1262 | 2000 | 0 | 45.42 | 48.82 | 6 | 0
2040 | PJM_ROM_2_NYISO_A-F | PJM_ROM | NYISO_A-F | Internal | Winter | B16 | 25 | 2000 | 0 | 73.44 | 60.85 | 6 | 0
2040 | PJM_ROM_2_NYISO_A-F | PJM_ROM | NYISO_A-F | Internal | Winter | B17 | 100 | 2000 | 0 | 65.94 | 57.94 | 6 | 0
2040 | PJM_ROM_2_NYISO_A-F | PJM_ROM | NYISO_A-F | Internal | Winter | B18 | 400 | 2000 | 0 | 62.11 | 57.94 | 6 | 0
2040 | PJM_ROM_2_NYISO_A-F | PJM_ROM | NYISO_A-F | Internal | Winter | B19 | 700 | 2000 | 0 | 60.11 | 57.94 | 6 | 0
2040 | PJM_ROM_2_NYISO_A-F | PJM_ROM | NYISO_A-F | Internal | Winter | B20 | 935 | 2000 | 0 | 53.32 | 57.94 | 6 | 0
2040 | PJM_ROM_2_PJM_E | PJM_ROM | PJM_E | Internal | Shoulder | B11 | 25 | 8000 | 0.59 | 70.85 | 70.83 | 0.01 | 0
2040 | PJM_ROM_2_PJM_E | PJM_ROM | PJM_E | Internal | Shoulder | B12 | 200 | 8000 | 0.08 | 61.02 | 61.01 | 0.01 | 0
2040 | PJM_ROM_2_PJM_E | PJM_ROM | PJM_E | Internal | Shoulder | B13 | 600 | 8000 | 0.03 | 57.31 | 57.29 | 0.01 | 0
2040 | PJM_ROM_2_PJM_E | PJM_ROM | PJM_E | Internal | Shoulder | B14 | 900 | 8000 | 0.02 | 56.34 | 56.32 | 0.01 | 0
2040 | PJM_ROM_2_PJM_E | PJM_ROM | PJM_E | Internal | Shoulder | B15 | 1203 | 8000 | 586.61 | 51.86 | 51.87 | 0.01 | 0
2040 | PJM_ROM_2_PJM_E | PJM_ROM | PJM_E | Internal | Summer | B1 | 10 | 8000 | 4401.5 | 99.71 | 99.72 | 0.01 | 0
2040 | PJM_ROM_2_PJM_E | PJM_ROM | PJM_E | Internal | Summer | B2 | 25 | 8000 | 3731.54 | 96.65 | 96.66 | 0.01 | 0
2040 | PJM_ROM_2_PJM_E | PJM_ROM | PJM_E | Internal | Summer | B3 | 75 | 8000 | 82.42 | 90.43 | 90.44 | 0.01 | 0
2040 | PJM_ROM_2_PJM_E | PJM_ROM | PJM_E | Internal | Summer | B4 | 100 | 8000 | 0.15 | 90.43 | 90.42 | 0.01 | 0
2040 | PJM_ROM_2_PJM_E | PJM_ROM | PJM_E | Internal | Summer | B5 | 200 | 8000 | 0.08 | 81.41 | 81.4 | 0.01 | 0
2040 | PJM_ROM_2_PJM_E | PJM_ROM | PJM_E | Internal | Summer | B6 | 300 | 8000 | 0.12 | 62.9 | 62.9 | 0.01 | 0
2040 | PJM_ROM_2_PJM_E | PJM_ROM | PJM_E | Internal | Summer | B7 | 400 | 8000 | 0.04 | 57.01 | 57 | 0.01 | 0
2040 | PJM_ROM_2_PJM_E | PJM_ROM | PJM_E | Internal | Summer | B8 | 500 | 8000 | 0.03 | 54.23 | 54.22 | 0.01 | 0
2040 | PJM_ROM_2_PJM_E | PJM_ROM | PJM_E | Internal | Summer | B9 | 800 | 8000 | 0.02 | 51.05 | 51.04 | 0.01 | 0
2040 | PJM_ROM_2_PJM_E | PJM_ROM | PJM_E | Internal | Summer | B10 | 1262 | 8000 | 4961.33 | 45.42 | 45.43 | 0.01 | 0
2040 | PJM_ROM_2_PJM_E | PJM_ROM | PJM_E | Internal | Winter | B16 | 25 | 8000 | 967.91 | 73.44 | 73.45 | 0.01 | 0
2040 | PJM_ROM_2_PJM_E | PJM_ROM | PJM_E | Internal | Winter | B17 | 100 | 8000 | 483.4 | 65.94 | 65.96 | 0.01 | 0
2040 | PJM_ROM_2_PJM_E | PJM_ROM | PJM_E | Internal | Winter | B18 | 400 | 8000 | 1894.91 | 62.11 | 62.12 | 0.01 | 0
2040 | PJM_ROM_2_PJM_E | PJM_ROM | PJM_E | Internal | Winter | B19 | 700 | 8000 | 1226.05 | 60.11 | 60.12 | 0.01 | 0
2040 | PJM_ROM_2_PJM_E | PJM_ROM | PJM_E | Internal | Winter | B20 | 935 | 8000 | 5072.69 | 53.32 | 53.33 | 0.01 | 0
2040 | PJM_ROM_2_PJM_ROR | PJM_ROM | PJM_ROR | Internal | Shoulder | B11 | 25 | 8000 | 7875.55 | 70.85 | 70.86 | 0.01 | 0
2040 | PJM_ROM_2_PJM_ROR | PJM_ROM | PJM_ROR | Internal | Shoulder | B12 | 200 | 8000 | 7181.23 | 61.02 | 61.04 | 0.01 | 0
2040 | PJM_ROM_2_PJM_ROR | PJM_ROM | PJM_ROR | Internal | Shoulder | B13 | 600 | 8000 | 7101.74 | 57.31 | 57.32 | 0.01 | 0
2040 | PJM_ROM_2_PJM_ROR | PJM_ROM | PJM_ROR | Internal | Shoulder | B14 | 900 | 8000 | 6392.31 | 56.34 | 56.35 | 0.01 | 0
2040 | PJM_ROM_2_PJM_ROR | PJM_ROM | PJM_ROR | Internal | Shoulder | B15 | 1203 | 8000 | 1943.9 | 51.86 | 51.87 | 0.01 | 0
2040 | PJM_ROM_2_PJM_ROR | PJM_ROM | PJM_ROR | Internal | Summer | B1 | 10 | 8000 | 1.49 | 99.71 | 99.69 | 0.01 | 0
2040 | PJM_ROM_2_PJM_ROR | PJM_ROM | PJM_ROR | Internal | Summer | B2 | 25 | 8000 | 0.63 | 96.65 | 96.64 | 0.01 | 0
2040 | PJM_ROM_2_PJM_ROR | PJM_ROM | PJM_ROR | Internal | Summer | B3 | 75 | 8000 | 5054.93 | 90.43 | 90.44 | 0.01 | 0
2040 | PJM_ROM_2_PJM_ROR | PJM_ROM | PJM_ROR | Internal | Summer | B4 | 100 | 8000 | 7912.49 | 90.43 | 90.44 | 0.01 | 0
2040 | PJM_ROM_2_PJM_ROR | PJM_ROM | PJM_ROR | Internal | Summer | B5 | 200 | 8000 | 7999.99 | 81.41 | 81.58 | 0.01 | 0.15
2040 | PJM_ROM_2_PJM_ROR | PJM_ROM | PJM_ROR | Internal | Summer | B6 | 300 | 8000 | 4078.76 | 62.9 | 62.92 | 0.01 | 0
2040 | PJM_ROM_2_PJM_ROR | PJM_ROM | PJM_ROR | Internal | Summer | B7 | 400 | 8000 | 5480.9 | 57.01 | 57.02 | 0.01 | 0
2040 | PJM_ROM_2_PJM_ROR | PJM_ROM | PJM_ROR | Internal | Summer | B8 | 500 | 8000 | 7060.51 | 54.23 | 54.24 | 0.01 | 0
2040 | PJM_ROM_2_PJM_ROR | PJM_ROM | PJM_ROR | Internal | Summer | B9 | 800 | 8000 | 5520.4 | 51.05 | 51.07 | 0.01 | 0
2040 | PJM_ROM_2_PJM_ROR | PJM_ROM | PJM_ROR | Internal | Summer | B10 | 1262 | 8000 | 0.01 | 45.42 | 45.41 | 0.01 | 0
2040 | PJM_ROM_2_PJM_ROR | PJM_ROM | PJM_ROR | Internal | Winter | B16 | 25 | 8000 | 1720.66 | 73.44 | 73.45 | 0.01 | 0
2040 | PJM_ROM_2_PJM_ROR | PJM_ROM | PJM_ROR | Internal | Winter | B17 | 100 | 8000 | 1824.51 | 65.94 | 65.96 | 0.01 | 0
2040 | PJM_ROM_2_PJM_ROR | PJM_ROM | PJM_ROR | Internal | Winter | B18 | 400 | 8000 | 527.4 | 62.11 | 62.12 | 0.01 | 0
2040 | PJM_ROM_2_PJM_ROR | PJM_ROM | PJM_ROR | Internal | Winter | B19 | 700 | 8000 | 1609.59 | 60.11 | 60.12 | 0.01 | 0
2040 | PJM_ROM_2_PJM_ROR | PJM_ROM | PJM_ROR | Internal | Winter | B20 | 935 | 8000 | 0.02 | 53.32 | 53.3 | 0.01 | 0
2040 | SOCO_2_ENT | SOCO | ENT | Internal | Shoulder | B11 | 25 | 2400 | 0 | 84.8 | 73.87 | 10 | 0
2040 | SOCO_2_ENT | SOCO | ENT | Internal | Shoulder | B12 | 200 | 2400 | 0 | 61.82 | 61.51 | 10 | 0
2040 | SOCO_2_ENT | SOCO | ENT | Internal | Shoulder | B13 | 600 | 2400 | 0 | 61.82 | 61.51 | 10 | 0
2040 | SOCO_2_ENT | SOCO | ENT | Internal | Shoulder | B14 | 900 | 2400 | 0 | 61.82 | 59.46 | 10 | 0
2040 | SOCO_2_ENT | SOCO | ENT | Internal | Shoulder | B15 | 1203 | 2400 | 0 | 61.82 | 58.5 | 10 | 0
2040 | SOCO_2_ENT | SOCO | ENT | Internal | Summer | B1 | 10 | 2400 | 0 | 106.63 | 98.63 | 10 | 0
2040 | SOCO_2_ENT | SOCO | ENT | Internal | Summer | B2 | 25 | 2400 | 0 | 100.52 | 98.63 | 10 | 0
2040 | SOCO_2_ENT | SOCO | ENT | Internal | Summer | B3 | 75 | 2400 | 0 | 100.52 | 97.53 | 10 | 0
2040 | SOCO_2_ENT | SOCO | ENT | Internal | Summer | B4 | 100 | 2400 | 0 | 100.52 | 92.52 | 10 | 0
2040 | SOCO_2_ENT | SOCO | ENT | Internal | Summer | B5 | 200 | 2400 | 0 | 95.06 | 87.06 | 10 | 0
2040 | SOCO_2_ENT | SOCO | ENT | Internal | Summer | B6 | 300 | 2400 | 0 | 70.43 | 62.43 | 10 | 0
2040 | SOCO_2_ENT | SOCO | ENT | Internal | Summer | B7 | 400 | 2400 | 0 | 68 | 60 | 10 | 0
2040 | SOCO_2_ENT | SOCO | ENT | Internal | Summer | B8 | 500 | 2400 | 0 | 60.21 | 59.57 | 10 | 0
2040 | SOCO_2_ENT | SOCO | ENT | Internal | Summer | B9 | 800 | 2400 | 0 | 60.21 | 57.59 | 10 | 0
2040 | SOCO_2_ENT | SOCO | ENT | Internal | Summer | B10 | 1262 | 2400 | 0 | 55.85 | 50.3 | 10 | 0
2040 | SOCO_2_ENT | SOCO | ENT | Internal | Winter | B16 | 25 | 2400 | 0 | 82.34 | 70.47 | 10 | 0
2040 | SOCO_2_ENT | SOCO | ENT | Internal | Winter | B17 | 100 | 2400 | 0 | 65.5 | 66.07 | 10 | 0
2040 | SOCO_2_ENT | SOCO | ENT | Internal | Winter | B18 | 400 | 2400 | 0 | 65.5 | 65.59 | 10 | 0
2040 | SOCO_2_ENT | SOCO | ENT | Internal | Winter | B19 | 700 | 2400 | 0 | 65.5 | 63.4 | 10 | 0
2040 | SOCO_2_ENT | SOCO | ENT | Internal | Winter | B20 | 935 | 2400 | 0 | 59.97 | 53.55 | 10 | 0
2040 | SOCO_2_FRCC | SOCO | FRCC | Internal | Shoulder | B11 | 25 | 3700 | 3700 | 84.8 | 106.82 | 10 | 12.02
2040 | SOCO_2_FRCC | SOCO | FRCC | Internal | Shoulder | B12 | 200 | 3700 | 808.29 | 61.82 | 71.82 | 10 | 0
2040 | SOCO_2_FRCC | SOCO | FRCC | Internal | Shoulder | B13 | 600 | 3700 | 0 | 61.82 | 69.82 | 10 | 0
2040 | SOCO_2_FRCC | SOCO | FRCC | Internal | Shoulder | B14 | 900 | 3700 | 0 | 61.82 | 66.91 | 10 | 0
2040 | SOCO_2_FRCC | SOCO | FRCC | Internal | Shoulder | B15 | 1203 | 3700 | 0 | 61.82 | 66.91 | 10 | 0
2040 | SOCO_2_FRCC | SOCO | FRCC | Internal | Summer | B1 | 10 | 3700 | 1347.68 | 106.63 | 116.63 | 10 | 0
2040 | SOCO_2_FRCC | SOCO | FRCC | Internal | Summer | B2 | 25 | 3700 | 0 | 100.52 | 107.43 | 10 | 0
2040 | SOCO_2_FRCC | SOCO | FRCC | Internal | Summer | B3 | 75 | 3700 | 0 | 100.52 | 107.43 | 10 | 0
2040 | SOCO_2_FRCC | SOCO | FRCC | Internal | Summer | B4 | 100 | 3700 | 0 | 100.52 | 107.43 | 10 | 0
2040 | SOCO_2_FRCC | SOCO | FRCC | Internal | Summer | B5 | 200 | 3700 | 1868.12 | 95.06 | 105.06 | 10 | 0
2040 | SOCO_2_FRCC | SOCO | FRCC | Internal | Summer | B6 | 300 | 3700 | 2845.36 | 70.43 | 80.43 | 10 | 0
2040 | SOCO_2_FRCC | SOCO | FRCC | Internal | Summer | B7 | 400 | 3700 | 1779.76 | 68 | 78 | 10 | 0
2040 | SOCO_2_FRCC | SOCO | FRCC | Internal | Summer | B8 | 500 | 3700 | 0 | 60.21 | 68.59 | 10 | 0
2040 | SOCO_2_FRCC | SOCO | FRCC | Internal | Summer | B9 | 800 | 3700 | 0 | 60.21 | 65.74 | 10 | 0
2040 | SOCO_2_FRCC | SOCO | FRCC | Internal | Summer | B10 | 1262 | 3700 | 0 | 55.85 | 65.74 | 10 | 0
2040 | SOCO_2_FRCC | SOCO | FRCC | Internal | Winter | B16 | 25 | 3700 | 2410.17 | 82.34 | 92.34 | 10 | 0
2040 | SOCO_2_FRCC | SOCO | FRCC | Internal | Winter | B17 | 100 | 3700 | 0 | 65.5 | 73.02 | 10 | 0
2040 | SOCO_2_FRCC | SOCO | FRCC | Internal | Winter | B18 | 400 | 3700 | 0 | 65.5 | 72.92 | 10 | 0
2040 | SOCO_2_FRCC | SOCO | FRCC | Internal | Winter | B19 | 700 | 3700 | 0 | 65.5 | 69.97 | 10 | 0
2040 | SOCO_2_FRCC | SOCO | FRCC | Internal | Winter | B20 | 935 | 3700 | 1114.22 | 59.97 | 69.97 | 10 | 0
2040 | SOCO_2_TVA_Transmission | SOCO | TVA_Transmission | Internal | Shoulder | B11 | 25 | 2600 | 0 | 84.8 | 76.33 | 10 | 0
2040 | SOCO_2_TVA_Transmission | SOCO | TVA_Transmission | Internal | Shoulder | B12 | 200 | 2600 | 0 | 61.82 | 63.86 | 10 | 0
2040 | SOCO_2_TVA_Transmission | SOCO | TVA_Transmission | Internal | Shoulder | B13 | 600 | 2600 | 0 | 61.82 | 61.98 | 10 | 0
2040 | SOCO_2_TVA_Transmission | SOCO | TVA_Transmission | Internal | Shoulder | B14 | 900 | 2600 | 0 | 61.82 | 60.86 | 10 | 0
2040 | SOCO_2_TVA_Transmission | SOCO | TVA_Transmission | Internal | Shoulder | B15 | 1203 | 2600 | 0 | 61.82 | 57.87 | 10 | 0
2040 | SOCO_2_TVA_Transmission | SOCO | TVA_Transmission | Internal | Summer | B1 | 10 | 2600 | 0 | 106.63 | 105.67 | 10 | 0
2040 | SOCO_2_TVA_Transmission | SOCO | TVA_Transmission | Internal | Summer | B2 | 25 | 2600 | 0 | 100.52 | 102.64 | 10 | 0
2040 | SOCO_2_TVA_Transmission | SOCO | TVA_Transmission | Internal | Summer | B3 | 75 | 2600 | 0 | 100.52 | 100.42 | 10 | 0
2040 | SOCO_2_TVA_Transmission | SOCO | TVA_Transmission | Internal | Summer | B4 | 100 | 2600 | 0 | 100.52 | 96.44 | 10 | 0
2040 | SOCO_2_TVA_Transmission | SOCO | TVA_Transmission | Internal | Summer | B5 | 200 | 2600 | 0 | 95.06 | 87.58 | 10 | 0
2040 | SOCO_2_TVA_Transmission | SOCO | TVA_Transmission | Internal | Summer | B6 | 300 | 2600 | 0 | 70.43 | 67.5 | 10 | 0
2040 | SOCO_2_TVA_Transmission | SOCO | TVA_Transmission | Internal | Summer | B7 | 400 | 2600 | 0 | 68 | 62.09 | 10 | 0
2040 | SOCO_2_TVA_Transmission | SOCO | TVA_Transmission | Internal | Summer | B8 | 500 | 2600 | 0 | 60.21 | 60.24 | 10 | 0
2040 | SOCO_2_TVA_Transmission | SOCO | TVA_Transmission | Internal | Summer | B9 | 800 | 2600 | 0 | 60.21 | 57.07 | 10 | 0
2040 | SOCO_2_TVA_Transmission | SOCO | TVA_Transmission | Internal | Summer | B10 | 1262 | 2600 | 0 | 55.85 | 48.28 | 10 | 0
2040 | SOCO_2_TVA_Transmission | SOCO | TVA_Transmission | Internal | Winter | B16 | 25 | 2600 | 0 | 82.34 | 73.78 | 10 | 0
2040 | SOCO_2_TVA_Transmission | SOCO | TVA_Transmission | Internal | Winter | B17 | 100 | 2600 | 0 | 65.5 | 68.28 | 10 | 0
2040 | SOCO_2_TVA_Transmission | SOCO | TVA_Transmission | Internal | Winter | B18 | 400 | 2600 | 0 | 65.5 | 65.85 | 10 | 0
2040 | SOCO_2_TVA_Transmission | SOCO | TVA_Transmission | Internal | Winter | B19 | 700 | 2600 | 0 | 65.5 | 64.27 | 10 | 0
2040 | SOCO_2_TVA_Transmission | SOCO | TVA_Transmission | Internal | Winter | B20 | 935 | 2600 | 0 | 59.97 | 53.55 | 10 | 0
2040 | SOCO_2_VACAR | SOCO | VACAR | Internal | Shoulder | B11 | 25 | 2000 | 0 | 84.8 | 79.25 | 10 | 0
2040 | SOCO_2_VACAR | SOCO | VACAR | Internal | Shoulder | B12 | 200 | 2000 | 0 | 61.82 | 67.04 | 10 | 0
2040 | SOCO_2_VACAR | SOCO | VACAR | Internal | Shoulder | B13 | 600 | 2000 | 0 | 61.82 | 63.32 | 10 | 0
2040 | SOCO_2_VACAR | SOCO | VACAR | Internal | Shoulder | B14 | 900 | 2000 | 0 | 61.82 | 62.35 | 10 | 0
2040 | SOCO_2_VACAR | SOCO | VACAR | Internal | Shoulder | B15 | 1203 | 2000 | 0 | 61.82 | 57.65 | 10 | 0
2040 | SOCO_2_VACAR | SOCO | VACAR | Internal | Summer | B1 | 10 | 2000 | 0 | 106.63 | 105.69 | 10 | 0
2040 | SOCO_2_VACAR | SOCO | VACAR | Internal | Summer | B2 | 25 | 2000 | 0 | 100.52 | 102.64 | 10 | 0
2040 | SOCO_2_VACAR | SOCO | VACAR | Internal | Summer | B3 | 75 | 2000 | 0 | 100.52 | 99.6 | 10 | 0
2040 | SOCO_2_VACAR | SOCO | VACAR | Internal | Summer | B4 | 100 | 2000 | 0 | 100.52 | 99.6 | 10 | 0
2040 | SOCO_2_VACAR | SOCO | VACAR | Internal | Summer | B5 | 200 | 2000 | 0 | 95.06 | 88.06 | 10 | 0
2040 | SOCO_2_VACAR | SOCO | VACAR | Internal | Summer | B6 | 300 | 2000 | 0 | 70.43 | 70.92 | 10 | 0
2040 | SOCO_2_VACAR | SOCO | VACAR | Internal | Summer | B7 | 400 | 2000 | 0 | 68 | 63.02 | 10 | 0
2040 | SOCO_2_VACAR | SOCO | VACAR | Internal | Summer | B8 | 500 | 2000 | 0 | 60.21 | 60.24 | 10 | 0
2040 | SOCO_2_VACAR | SOCO | VACAR | Internal | Summer | B9 | 800 | 2000 | 0 | 60.21 | 55.34 | 10 | 0
2040 | SOCO_2_VACAR | SOCO | VACAR | Internal | Summer | B10 | 1262 | 2000 | 0 | 55.85 | 51.41 | 10 | 0
2040 | SOCO_2_VACAR | SOCO | VACAR | Internal | Winter | B16 | 25 | 2000 | 236.23 | 82.34 | 92.34 | 10 | 0
2040 | SOCO_2_VACAR | SOCO | VACAR | Internal | Winter | B17 | 100 | 2000 | 0 | 65.5 | 73.11 | 10 | 0
2040 | SOCO_2_VACAR | SOCO | VACAR | Internal | Winter | B18 | 400 | 2000 | 0 | 65.5 | 68.12 | 10 | 0
2040 | SOCO_2_VACAR | SOCO | VACAR | Internal | Winter | B19 | 700 | 2000 | 0 | 65.5 | 63.05 | 10 | 0
2040 | SOCO_2_VACAR | SOCO | VACAR | Internal | Winter | B20 | 935 | 2000 | 0 | 59.97 | 59.3 | 10 | 0
2040 | SPP_N_2_ENT | SPP_N | ENT | Internal | Shoulder | B11 | 25 | 1800 | 516.78 | 68.87 | 73.87 | 5 | 0
2040 | SPP_N_2_ENT | SPP_N | ENT | Internal | Shoulder | B12 | 200 | 1800 | 0 | 59.24 | 61.51 | 5 | 0
2040 | SPP_N_2_ENT | SPP_N | ENT | Internal | Shoulder | B13 | 600 | 1800 | 0 | 59.24 | 61.51 | 5 | 0
2040 | SPP_N_2_ENT | SPP_N | ENT | Internal | Shoulder | B14 | 900 | 1800 | 1009.96 | 54.46 | 59.46 | 5 | 0
2040 | SPP_N_2_ENT | SPP_N | ENT | Internal | Shoulder | B15 | 1203 | 1800 | 1800 | 50.12 | 58.5 | 5 | 3.38
2040 | SPP_N_2_ENT | SPP_N | ENT | Internal | Summer | B1 | 10 | 1800 | 0.01 | 97.66 | 98.63 | 5 | 0
2040 | SPP_N_2_ENT | SPP_N | ENT | Internal | Summer | B2 | 25 | 1800 | 0 | 97.66 | 98.63 | 5 | 0
2040 | SPP_N_2_ENT | SPP_N | ENT | Internal | Summer | B3 | 75 | 1800 | 0 | 97.66 | 97.53 | 5 | 0
2040 | SPP_N_2_ENT | SPP_N | ENT | Internal | Summer | B4 | 100 | 1800 | 0 | 97.66 | 92.52 | 5 | 0
2040 | SPP_N_2_ENT | SPP_N | ENT | Internal | Summer | B5 | 200 | 1800 | 0 | 83.46 | 87.06 | 5 | 0
2040 | SPP_N_2_ENT | SPP_N | ENT | Internal | Summer | B6 | 300 | 1800 | 0 | 60.92 | 62.43 | 5 | 0
2040 | SPP_N_2_ENT | SPP_N | ENT | Internal | Summer | B7 | 400 | 1800 | 0 | 57.78 | 60 | 5 | 0
2040 | SPP_N_2_ENT | SPP_N | ENT | Internal | Summer | B8 | 500 | 1800 | 0 | 57.29 | 59.57 | 5 | 0
2040 | SPP_N_2_ENT | SPP_N | ENT | Internal | Summer | B9 | 800 | 1800 | 0 | 52.66 | 57.59 | 5 | 0
2040 | SPP_N_2_ENT | SPP_N | ENT | Internal | Summer | B10 | 1262 | 1800 | 1800 | 45.03 | 50.3 | 5 | 0.27
2040 | SPP_N_2_ENT | SPP_N | ENT | Internal | Winter | B16 | 25 | 1800 | 0.82 | 65.48 | 70.47 | 5 | 0
2040 | SPP_N_2_ENT | SPP_N | ENT | Internal | Winter | B17 | 100 | 1800 | 0 | 63.26 | 66.07 | 5 | 0
2040 | SPP_N_2_ENT | SPP_N | ENT | Internal | Winter | B18 | 400 | 1800 | 287.78 | 60.59 | 65.59 | 5 | 0
2040 | SPP_N_2_ENT | SPP_N | ENT | Internal | Winter | B19 | 700 | 1800 | 1371.27 | 58.4 | 63.4 | 5 | 0
2040 | SPP_N_2_ENT | SPP_N | ENT | Internal | Winter | B20 | 935 | 1800 | 1800 | 46.83 | 53.55 | 5 | 1.72
2040 | SPP_N_2_MISO_MO-IL | SPP_N | MISO_MO-IL | Internal | Shoulder | B11 | 25 | 2000 | 0 | 68.87 | 68.87 | 5 | 0
2040 | SPP_N_2_MISO_MO-IL | SPP_N | MISO_MO-IL | Internal | Shoulder | B12 | 200 | 2000 | 0 | 59.24 | 59.24 | 5 | 0
2040 | SPP_N_2_MISO_MO-IL | SPP_N | MISO_MO-IL | Internal | Shoulder | B13 | 600 | 2000 | 0 | 59.24 | 56.32 | 5 | 0
2040 | SPP_N_2_MISO_MO-IL | SPP_N | MISO_MO-IL | Internal | Shoulder | B14 | 900 | 2000 | 0 | 54.46 | 54.35 | 5 | 0
2040 | SPP_N_2_MISO_MO-IL | SPP_N | MISO_MO-IL | Internal | Shoulder | B15 | 1203 | 2000 | 0 | 50.12 | 49.87 | 5 | 0
2040 | SPP_N_2_MISO_MO-IL | SPP_N | MISO_MO-IL | Internal | Summer | B1 | 10 | 2000 | 0 | 97.66 | 97.67 | 5 | 0
2040 | SPP_N_2_MISO_MO-IL | SPP_N | MISO_MO-IL | Internal | Summer | B2 | 25 | 2000 | 0 | 97.66 | 94.64 | 5 | 0
2040 | SPP_N_2_MISO_MO-IL | SPP_N | MISO_MO-IL | Internal | Summer | B3 | 75 | 2000 | 0 | 97.66 | 92.42 | 5 | 0
2040 | SPP_N_2_MISO_MO-IL | SPP_N | MISO_MO-IL | Internal | Summer | B4 | 100 | 2000 | 0 | 97.66 | 92.01 | 5 | 0
2040 | SPP_N_2_MISO_MO-IL | SPP_N | MISO_MO-IL | Internal | Summer | B5 | 200 | 2000 | 0 | 83.46 | 83.46 | 5 | 0
2040 | SPP_N_2_MISO_MO-IL | SPP_N | MISO_MO-IL | Internal | Summer | B6 | 300 | 2000 | 0 | 60.92 | 60.92 | 5 | 0
2040 | SPP_N_2_MISO_MO-IL | SPP_N | MISO_MO-IL | Internal | Summer | B7 | 400 | 2000 | 0 | 57.78 | 55.91 | 5 | 0
2040 | SPP_N_2_MISO_MO-IL | SPP_N | MISO_MO-IL | Internal | Summer | B8 | 500 | 2000 | 0 | 57.29 | 52.24 | 5 | 0
2040 | SPP_N_2_MISO_MO-IL | SPP_N | MISO_MO-IL | Internal | Summer | B9 | 800 | 2000 | 0 | 52.66 | 49.59 | 5 | 0
2040 | SPP_N_2_MISO_MO-IL | SPP_N | MISO_MO-IL | Internal | Summer | B10 | 1262 | 2000 | 0 | 45.03 | 42.3 | 5 | 0
2040 | SPP_N_2_MISO_MO-IL | SPP_N | MISO_MO-IL | Internal | Winter | B16 | 25 | 2000 | 0 | 65.48 | 65.78 | 5 | 0
2040 | SPP_N_2_MISO_MO-IL | SPP_N | MISO_MO-IL | Internal | Winter | B17 | 100 | 2000 | 0 | 63.26 | 63.26 | 5 | 0
2040 | SPP_N_2_MISO_MO-IL | SPP_N | MISO_MO-IL | Internal | Winter | B18 | 400 | 2000 | 0 | 60.59 | 60.11 | 5 | 0
2040 | SPP_N_2_MISO_MO-IL | SPP_N | MISO_MO-IL | Internal | Winter | B19 | 700 | 2000 | 0 | 58.4 | 58.11 | 5 | 0
2040 | SPP_N_2_MISO_MO-IL | SPP_N | MISO_MO-IL | Internal | Winter | B20 | 935 | 2000 | 0 | 46.83 | 45.55 | 5 | 0
2040 | SPP_N_2_MISO_W | SPP_N | MISO_W | Internal | Shoulder | B11 | 25 | 750 | 0 | 68.87 | 68.86 | 5 | 0
2040 | SPP_N_2_MISO_W | SPP_N | MISO_W | Internal | Shoulder | B12 | 200 | 750 | 0 | 59.24 | 59.23 | 5 | 0
2040 | SPP_N_2_MISO_W | SPP_N | MISO_W | Internal | Shoulder | B13 | 600 | 750 | 0 | 59.24 | 56.31 | 5 | 0
2040 | SPP_N_2_MISO_W | SPP_N | MISO_W | Internal | Shoulder | B14 | 900 | 750 | 0 | 54.46 | 54.36 | 5 | 0
2040 | SPP_N_2_MISO_W | SPP_N | MISO_W | Internal | Shoulder | B15 | 1203 | 750 | 0 | 50.12 | 49.86 | 5 | 0
2040 | SPP_N_2_MISO_W | SPP_N | MISO_W | Internal | Summer | B1 | 10 | 750 | 0 | 97.66 | 97.66 | 5 | 0
2040 | SPP_N_2_MISO_W | SPP_N | MISO_W | Internal | Summer | B2 | 25 | 750 | 0 | 97.66 | 94.63 | 5 | 0
2040 | SPP_N_2_MISO_W | SPP_N | MISO_W | Internal | Summer | B3 | 75 | 750 | 0 | 97.66 | 92.44 | 5 | 0
2040 | SPP_N_2_MISO_W | SPP_N | MISO_W | Internal | Summer | B4 | 100 | 750 | 0 | 97.66 | 92.02 | 5 | 0
2040 | SPP_N_2_MISO_W | SPP_N | MISO_W | Internal | Summer | B5 | 200 | 750 | 0 | 83.46 | 83.45 | 5 | 0
2040 | SPP_N_2_MISO_W | SPP_N | MISO_W | Internal | Summer | B6 | 300 | 750 | 0 | 60.92 | 60.9 | 5 | 0
2040 | SPP_N_2_MISO_W | SPP_N | MISO_W | Internal | Summer | B7 | 400 | 750 | 0 | 57.78 | 55.92 | 5 | 0
2040 | SPP_N_2_MISO_W | SPP_N | MISO_W | Internal | Summer | B8 | 500 | 750 | 0 | 57.29 | 52.23 | 5 | 0
2040 | SPP_N_2_MISO_W | SPP_N | MISO_W | Internal | Summer | B9 | 800 | 750 | 0 | 52.66 | 49.59 | 5 | 0
2040 | SPP_N_2_MISO_W | SPP_N | MISO_W | Internal | Summer | B10 | 1262 | 750 | 0 | 45.03 | 42.29 | 5 | 0
2040 | SPP_N_2_MISO_W | SPP_N | MISO_W | Internal | Winter | B16 | 25 | 750 | 0 | 65.48 | 65.77 | 5 | 0
2040 | SPP_N_2_MISO_W | SPP_N | MISO_W | Internal | Winter | B17 | 100 | 750 | 0 | 63.26 | 63.25 | 5 | 0
2040 | SPP_N_2_MISO_W | SPP_N | MISO_W | Internal | Winter | B18 | 400 | 750 | 0 | 60.59 | 60.1 | 5 | 0
2040 | SPP_N_2_MISO_W | SPP_N | MISO_W | Internal | Winter | B19 | 700 | 750 | 0 | 58.4 | 58.12 | 5 | 0
2040 | SPP_N_2_MISO_W | SPP_N | MISO_W | Internal | Winter | B20 | 935 | 750 | 0 | 46.83 | 45.54 | 5 | 0
2040 | SPP_N_2_NE | SPP_N | NE | Internal | Shoulder | B11 | 25 | 330 | 0.53 | 68.87 | 68.86 | 0.01 | 0
2040 | SPP_N_2_NE | SPP_N | NE | Internal | Shoulder | B12 | 200 | 330 | 0.07 | 59.24 | 59.23 | 0.01 | 0
2040 | SPP_N_2_NE | SPP_N | NE | Internal | Shoulder | B13 | 600 | 330 | 0 | 59.24 | 58.79 | 0.01 | 0
2040 | SPP_N_2_NE | SPP_N | NE | Internal | Shoulder | B14 | 900 | 330 | 0.02 | 54.46 | 54.45 | 0.01 | 0
2040 | SPP_N_2_NE | SPP_N | NE | Internal | Shoulder | B15 | 1203 | 330 | 0.01 | 50.12 | 50.11 | 0.01 | 0
2040 | SPP_N_2_NE | SPP_N | NE | Internal | Summer | B1 | 10 | 330 | 1.26 | 97.66 | 97.65 | 0.01 | 0
2040 | SPP_N_2_NE | SPP_N | NE | Internal | Summer | B2 | 25 | 330 | 0.03 | 97.66 | 97.13 | 0.01 | 0
2040 | SPP_N_2_NE | SPP_N | NE | Internal | Summer | B3 | 75 | 330 | 0 | 97.66 | 97.13 | 0.01 | 0
2040 | SPP_N_2_NE | SPP_N | NE | Internal | Summer | B4 | 100 | 330 | 0 | 97.66 | 97.13 | 0.01 | 0
2040 | SPP_N_2_NE | SPP_N | NE | Internal | Summer | B5 | 200 | 330 | 0.07 | 83.46 | 83.45 | 0.01 | 0
2040 | SPP_N_2_NE | SPP_N | NE | Internal | Summer | B6 | 300 | 330 | 0.05 | 60.92 | 60.9 | 0.01 | 0
2040 | SPP_N_2_NE | SPP_N | NE | Internal | Summer | B7 | 400 | 330 | 0.04 | 57.78 | 57.77 | 0.01 | 0
2040 | SPP_N_2_NE | SPP_N | NE | Internal | Summer | B8 | 500 | 330 | 0 | 57.29 | 52.23 | 0.01 | 0
2040 | SPP_N_2_NE | SPP_N | NE | Internal | Summer | B9 | 800 | 330 | 0 | 52.66 | 50.44 | 0.01 | 0
2040 | SPP_N_2_NE | SPP_N | NE | Internal | Summer | B10 | 1262 | 330 | 0 | 45.03 | 42.29 | 0.01 | 0
2040 | SPP_N_2_NE | SPP_N | NE | Internal | Winter | B16 | 25 | 330 | 0.54 | 65.48 | 65.47 | 0.01 | 0
2040 | SPP_N_2_NE | SPP_N | NE | Internal | Winter | B17 | 100 | 330 | 0.14 | 63.26 | 63.25 | 0.01 | 0
2040 | SPP_N_2_NE | SPP_N | NE | Internal | Winter | B18 | 400 | 330 | 0 | 60.59 | 60.1 | 0.01 | 0
2040 | SPP_N_2_NE | SPP_N | NE | Internal | Winter | B19 | 700 | 330 | 0.02 | 58.4 | 58.39 | 0.01 | 0
2040 | SPP_N_2_NE | SPP_N | NE | Internal | Winter | B20 | 935 | 330 | 0.02 | 46.83 | 46.82 | 0.01 | 0
2040 | SPP_N_2_SPP_S | SPP_N | SPP_S | Internal | Shoulder | B11 | 25 | 4000 | 0.45 | 68.87 | 68.86 | 0.01 | 0
2040 | SPP_N_2_SPP_S | SPP_N | SPP_S | Internal | Shoulder | B12 | 200 | 4000 | 0.48 | 59.24 | 59.25 | 0.01 | 0
2040 | SPP_N_2_SPP_S | SPP_N | SPP_S | Internal | Shoulder | B13 | 600 | 4000 | 1689.46 | 59.24 | 59.25 | 0.01 | 0
2040 | SPP_N_2_SPP_S | SPP_N | SPP_S | Internal | Shoulder | B14 | 900 | 4000 | 408.27 | 54.46 | 54.47 | 0.01 | 0
2040 | SPP_N_2_SPP_S | SPP_N | SPP_S | Internal | Shoulder | B15 | 1203 | 4000 | 1555.2 | 50.12 | 50.13 | 0.01 | 0
2040 | SPP_N_2_SPP_S | SPP_N | SPP_S | Internal | Summer | B1 | 10 | 4000 | 0 | 97.66 | 83.11 | 0.01 | 0
2040 | SPP_N_2_SPP_S | SPP_N | SPP_S | Internal | Summer | B2 | 25 | 4000 | 0 | 97.66 | 93.63 | 0.01 | 0
2040 | SPP_N_2_SPP_S | SPP_N | SPP_S | Internal | Summer | B3 | 75 | 4000 | 0 | 97.66 | 92.53 | 0.01 | 0
2040 | SPP_N_2_SPP_S | SPP_N | SPP_S | Internal | Summer | B4 | 100 | 4000 | 0 | 97.66 | 87.52 | 0.01 | 0
2040 | SPP_N_2_SPP_S | SPP_N | SPP_S | Internal | Summer | B5 | 200 | 4000 | 0 | 83.46 | 81.8 | 0.01 | 0
2040 | SPP_N_2_SPP_S | SPP_N | SPP_S | Internal | Summer | B6 | 300 | 4000 | 0 | 60.92 | 60.08 | 0.01 | 0
2040 | SPP_N_2_SPP_S | SPP_N | SPP_S | Internal | Summer | B7 | 400 | 4000 | 0.04 | 57.78 | 57.77 | 0.01 | 0
2040 | SPP_N_2_SPP_S | SPP_N | SPP_S | Internal | Summer | B8 | 500 | 4000 | 1556.5 | 57.29 | 57.3 | 0.01 | 0
2040 | SPP_N_2_SPP_S | SPP_N | SPP_S | Internal | Summer | B9 | 800 | 4000 | 3033.54 | 52.66 | 52.67 | 0.01 | 0
2040 | SPP_N_2_SPP_S | SPP_N | SPP_S | Internal | Summer | B10 | 1262 | 4000 | 2885.44 | 45.03 | 45.04 | 0.01 | 0
2040 | SPP_N_2_SPP_S | SPP_N | SPP_S | Internal | Winter | B16 | 25 | 4000 | 0.44 | 65.48 | 65.47 | 0.01 | 0
2040 | SPP_N_2_SPP_S | SPP_N | SPP_S | Internal | Winter | B17 | 100 | 4000 | 1374.41 | 63.26 | 63.27 | 0.01 | 0
2040 | SPP_N_2_SPP_S | SPP_N | SPP_S | Internal | Winter | B18 | 400 | 4000 | 1777.77 | 60.59 | 60.6 | 0.01 | 0
2040 | SPP_N_2_SPP_S | SPP_N | SPP_S | Internal | Winter | B19 | 700 | 4000 | 756.79 | 58.4 | 58.41 | 0.01 | 0
2040 | SPP_N_2_SPP_S | SPP_N | SPP_S | Internal | Winter | B20 | 935 | 4000 | 2176.72 | 46.83 | 46.84 | 0.01 | 0
2040 | SPP_S_2_ENT | SPP_S | ENT | Internal | Shoulder | B11 | 25 | 850 | 849.12 | 68.86 | 73.87 | 5 | 0.01
2040 | SPP_S_2_ENT | SPP_S | ENT | Internal | Shoulder | B12 | 200 | 850 | 0 | 59.25 | 61.51 | 5 | 0
2040 | SPP_S_2_ENT | SPP_S | ENT | Internal | Shoulder | B13 | 600 | 850 | 0 | 59.25 | 61.51 | 5 | 0
2040 | SPP_S_2_ENT | SPP_S | ENT | Internal | Shoulder | B14 | 900 | 850 | 0.03 | 54.47 | 59.46 | 5 | 0
2040 | SPP_S_2_ENT | SPP_S | ENT | Internal | Shoulder | B15 | 1203 | 850 | 850 | 50.13 | 58.5 | 5 | 3.37
2040 | SPP_S_2_ENT | SPP_S | ENT | Internal | Summer | B1 | 10 | 850 | 850 | 83.11 | 98.63 | 5 | 10.52
2040 | SPP_S_2_ENT | SPP_S | ENT | Internal | Summer | B2 | 25 | 850 | 528.01 | 93.63 | 98.63 | 5 | 0
2040 | SPP_S_2_ENT | SPP_S | ENT | Internal | Summer | B3 | 75 | 850 | 302.59 | 92.53 | 97.53 | 5 | 0
2040 | SPP_S_2_ENT | SPP_S | ENT | Internal | Summer | B4 | 100 | 850 | 715.43 | 87.52 | 92.52 | 5 | 0
2040 | SPP_S_2_ENT | SPP_S | ENT | Internal | Summer | B5 | 200 | 850 | 849.99 | 81.8 | 87.06 | 5 | 0.26
2040 | SPP_S_2_ENT | SPP_S | ENT | Internal | Summer | B6 | 300 | 850 | 0 | 60.08 | 62.43 | 5 | 0
2040 | SPP_S_2_ENT | SPP_S | ENT | Internal | Summer | B7 | 400 | 850 | 0 | 57.77 | 60 | 5 | 0
2040 | SPP_S_2_ENT | SPP_S | ENT | Internal | Summer | B8 | 500 | 850 | 0 | 57.3 | 59.57 | 5 | 0
2040 | SPP_S_2_ENT | SPP_S | ENT | Internal | Summer | B9 | 800 | 850 | 0 | 52.67 | 57.59 | 5 | 0
2040 | SPP_S_2_ENT | SPP_S | ENT | Internal | Summer | B10 | 1262 | 850 | 850 | 45.04 | 50.3 | 5 | 0.26
2040 | SPP_S_2_ENT | SPP_S | ENT | Internal | Winter | B16 | 25 | 850 | 757.73 | 65.47 | 70.47 | 5 | 0
2040 | SPP_S_2_ENT | SPP_S | ENT | Internal | Winter | B17 | 100 | 850 | 0 | 63.27 | 66.07 | 5 | 0
2040 | SPP_S_2_ENT | SPP_S | ENT | Internal | Winter | B18 | 400 | 850 | 0.07 | 60.6 | 65.59 | 5 | 0
2040 | SPP_S_2_ENT | SPP_S | ENT | Internal | Winter | B19 | 700 | 850 | 0.04 | 58.41 | 63.4 | 5 | 0
2040 | SPP_S_2_ENT | SPP_S | ENT | Internal | Winter | B20 | 935 | 850 | 850 | 46.84 | 53.55 | 5 | 1.71
2040 | SPP_S_2_SPP_N | SPP_S | SPP_N | Internal | Shoulder | B11 | 25 | 640 | 618.14 | 68.86 | 68.87 | 0.01 | 0
2040 | SPP_S_2_SPP_N | SPP_S | SPP_N | Internal | Shoulder | B12 | 200 | 640 | 0.08 | 59.25 | 59.24 | 0.01 | 0
2040 | SPP_S_2_SPP_N | SPP_S | SPP_N | Internal | Shoulder | B13 | 600 | 640 | 0.03 | 59.25 | 59.24 | 0.01 | 0
2040 | SPP_S_2_SPP_N | SPP_S | SPP_N | Internal | Shoulder | B14 | 900 | 640 | 0.02 | 54.47 | 54.46 | 0.01 | 0
2040 | SPP_S_2_SPP_N | SPP_S | SPP_N | Internal | Shoulder | B15 | 1203 | 640 | 0.01 | 50.13 | 50.12 | 0.01 | 0
2040 | SPP_S_2_SPP_N | SPP_S | SPP_N | Internal | Summer | B1 | 10 | 640 | 640 | 83.11 | 97.66 | 0.01 | 14.53
2040 | SPP_S_2_SPP_N | SPP_S | SPP_N | Internal | Summer | B2 | 25 | 640 | 640 | 93.63 | 97.66 | 0.01 | 4.02
2040 | SPP_S_2_SPP_N | SPP_S | SPP_N | Internal | Summer | B3 | 75 | 640 | 640 | 92.53 | 97.66 | 0.01 | 5.11
2040 | SPP_S_2_SPP_N | SPP_S | SPP_N | Internal | Summer | B4 | 100 | 640 | 640 | 87.52 | 97.66 | 0.01 | 10.13
2040 | SPP_S_2_SPP_N | SPP_S | SPP_N | Internal | Summer | B5 | 200 | 640 | 640 | 81.8 | 83.46 | 0.01 | 1.65
2040 | SPP_S_2_SPP_N | SPP_S | SPP_N | Internal | Summer | B6 | 300 | 640 | 640 | 60.08 | 60.92 | 0.01 | 0.82
2040 | SPP_S_2_SPP_N | SPP_S | SPP_N | Internal | Summer | B7 | 400 | 640 | 37.82 | 57.77 | 57.78 | 0.01 | 0
2040 | SPP_S_2_SPP_N | SPP_S | SPP_N | Internal | Summer | B8 | 500 | 640 | 0.03 | 57.3 | 57.29 | 0.01 | 0
2040 | SPP_S_2_SPP_N | SPP_S | SPP_N | Internal | Summer | B9 | 800 | 640 | 0.02 | 52.67 | 52.66 | 0.01 | 0
2040 | SPP_S_2_SPP_N | SPP_S | SPP_N | Internal | Summer | B10 | 1262 | 640 | 0.01 | 45.04 | 45.03 | 0.01 | 0
2040 | SPP_S_2_SPP_N | SPP_S | SPP_N | Internal | Winter | B16 | 25 | 640 | 511.07 | 65.47 | 65.48 | 0.01 | 0
2040 | SPP_S_2_SPP_N | SPP_S | SPP_N | Internal | Winter | B17 | 100 | 640 | 0.15 | 63.27 | 63.26 | 0.01 | 0
2040 | SPP_S_2_SPP_N | SPP_S | SPP_N | Internal | Winter | B18 | 400 | 640 | 0.04 | 60.6 | 60.59 | 0.01 | 0
2040 | SPP_S_2_SPP_N | SPP_S | SPP_N | Internal | Winter | B19 | 700 | 640 | 0.02 | 58.41 | 58.4 | 0.01 | 0
2040 | SPP_S_2_SPP_N | SPP_S | SPP_N | Internal | Winter | B20 | 935 | 640 | 0.02 | 46.84 | 46.83 | 0.01 | 0
2040 | TVA_2_ENT | TVA | ENT | Internal | Shoulder | B11 | 25 | 500 | 0 | 75.8 | 73.87 | 9 | 0
2040 | TVA_2_ENT | TVA | ENT | Internal | Shoulder | B12 | 200 | 500 | 0 | 61.33 | 61.51 | 9 | 0
2040 | TVA_2_ENT | TVA | ENT | Internal | Shoulder | B13 | 600 | 500 | 0 | 60.87 | 61.51 | 9 | 0
2040 | TVA_2_ENT | TVA | ENT | Internal | Shoulder | B14 | 900 | 500 | 0 | 60.87 | 59.46 | 9 | 0
2040 | TVA_2_ENT | TVA | ENT | Internal | Shoulder | B15 | 1203 | 500 | 0 | 57.88 | 58.5 | 9 | 0
2040 | TVA_2_ENT | TVA | ENT | Internal | Summer | B1 | 10 | 500 | 0 | 105.68 | 98.63 | 9 | 0
2040 | TVA_2_ENT | TVA | ENT | Internal | Summer | B2 | 25 | 500 | 0 | 102.65 | 98.63 | 9 | 0
2040 | TVA_2_ENT | TVA | ENT | Internal | Summer | B3 | 75 | 500 | 0 | 100.43 | 97.53 | 9 | 0
2040 | TVA_2_ENT | TVA | ENT | Internal | Summer | B4 | 100 | 500 | 0 | 96.45 | 92.52 | 9 | 0
2040 | TVA_2_ENT | TVA | ENT | Internal | Summer | B5 | 200 | 500 | 0 | 87.59 | 87.06 | 9 | 0
2040 | TVA_2_ENT | TVA | ENT | Internal | Summer | B6 | 300 | 500 | 0 | 66.76 | 62.43 | 9 | 0
2040 | TVA_2_ENT | TVA | ENT | Internal | Summer | B7 | 400 | 500 | 0 | 61.29 | 60 | 9 | 0
2040 | TVA_2_ENT | TVA | ENT | Internal | Summer | B8 | 500 | 500 | 0 | 60.26 | 59.57 | 9 | 0
2040 | TVA_2_ENT | TVA | ENT | Internal | Summer | B9 | 800 | 500 | 0 | 57.08 | 57.59 | 9 | 0
2040 | TVA_2_ENT | TVA | ENT | Internal | Summer | B10 | 1262 | 500 | 0 | 48.29 | 50.3 | 9 | 0
2040 | TVA_2_ENT | TVA | ENT | Internal | Winter | B16 | 25 | 500 | 0 | 73.79 | 70.47 | 9 | 0
2040 | TVA_2_ENT | TVA | ENT | Internal | Winter | B17 | 100 | 500 | 0 | 65.34 | 66.07 | 9 | 0
2040 | TVA_2_ENT | TVA | ENT | Internal | Winter | B18 | 400 | 500 | 0 | 64.28 | 65.59 | 9 | 0
2040 | TVA_2_ENT | TVA | ENT | Internal | Winter | B19 | 700 | 500 | 0 | 64.28 | 63.4 | 9 | 0
2040 | TVA_2_ENT | TVA | ENT | Internal | Winter | B20 | 935 | 500 | 0 | 53.56 | 53.55 | 9 | 0
2040 | TVA_2_MISO_MO-IL | TVA | MISO_MO-IL | Internal | Shoulder | B11 | 25 | 50 | 0 | 75.8 | 68.87 | 9 | 0
2040 | TVA_2_MISO_MO-IL | TVA | MISO_MO-IL | Internal | Shoulder | B12 | 200 | 50 | 0 | 61.33 | 59.24 | 9 | 0
2040 | TVA_2_MISO_MO-IL | TVA | MISO_MO-IL | Internal | Shoulder | B13 | 600 | 50 | 0 | 60.87 | 56.32 | 9 | 0
2040 | TVA_2_MISO_MO-IL | TVA | MISO_MO-IL | Internal | Shoulder | B14 | 900 | 50 | 0 | 60.87 | 54.35 | 9 | 0
2040 | TVA_2_MISO_MO-IL | TVA | MISO_MO-IL | Internal | Shoulder | B15 | 1203 | 50 | 0 | 57.88 | 49.87 | 9 | 0
2040 | TVA_2_MISO_MO-IL | TVA | MISO_MO-IL | Internal | Summer | B1 | 10 | 50 | 0 | 105.68 | 97.67 | 9 | 0
2040 | TVA_2_MISO_MO-IL | TVA | MISO_MO-IL | Internal | Summer | B2 | 25 | 50 | 0 | 102.65 | 94.64 | 9 | 0
2040 | TVA_2_MISO_MO-IL | TVA | MISO_MO-IL | Internal | Summer | B3 | 75 | 50 | 0 | 100.43 | 92.42 | 9 | 0
2040 | TVA_2_MISO_MO-IL | TVA | MISO_MO-IL | Internal | Summer | B4 | 100 | 50 | 0 | 96.45 | 92.01 | 9 | 0
2040 | TVA_2_MISO_MO-IL | TVA | MISO_MO-IL | Internal | Summer | B5 | 200 | 50 | 0 | 87.59 | 83.46 | 9 | 0
2040 | TVA_2_MISO_MO-IL | TVA | MISO_MO-IL | Internal | Summer | B6 | 300 | 50 | 0 | 66.76 | 60.92 | 9 | 0
2040 | TVA_2_MISO_MO-IL | TVA | MISO_MO-IL | Internal | Summer | B7 | 400 | 50 | 0 | 61.29 | 55.91 | 9 | 0
2040 | TVA_2_MISO_MO-IL | TVA | MISO_MO-IL | Internal | Summer | B8 | 500 | 50 | 0 | 60.26 | 52.24 | 9 | 0
2040 | TVA_2_MISO_MO-IL | TVA | MISO_MO-IL | Internal | Summer | B9 | 800 | 50 | 0 | 57.08 | 49.59 | 9 | 0
2040 | TVA_2_MISO_MO-IL | TVA | MISO_MO-IL | Internal | Summer | B10 | 1262 | 50 | 0 | 48.29 | 42.3 | 9 | 0
2040 | TVA_2_MISO_MO-IL | TVA | MISO_MO-IL | Internal | Winter | B16 | 25 | 50 | 0 | 73.79 | 65.78 | 9 | 0
2040 | TVA_2_MISO_MO-IL | TVA | MISO_MO-IL | Internal | Winter | B17 | 100 | 50 | 0 | 65.34 | 63.26 | 9 | 0
2040 | TVA_2_MISO_MO-IL | TVA | MISO_MO-IL | Internal | Winter | B18 | 400 | 50 | 0 | 64.28 | 60.11 | 9 | 0
2040 | TVA_2_MISO_MO-IL | TVA | MISO_MO-IL | Internal | Winter | B19 | 700 | 50 | 0 | 64.28 | 58.11 | 9 | 0
2040 | TVA_2_MISO_MO-IL | TVA | MISO_MO-IL | Internal | Winter | B20 | 935 | 50 | 0 | 53.56 | 45.55 | 9 | 0
2040 | TVA_2_NonRTO_Midwest | TVA | NonRTO_Midwest | Internal | Shoulder | B11 | 25 | 100 | 0 | 75.8 | 76.89 | 9 | 0
2040 | TVA_2_NonRTO_Midwest | TVA | NonRTO_Midwest | Internal | Shoulder | B12 | 200 | 100 | 0 | 61.33 | 67.76 | 9 | 0
2040 | TVA_2_NonRTO_Midwest | TVA | NonRTO_Midwest | Internal | Shoulder | B13 | 600 | 100 | 0 | 60.87 | 62.45 | 9 | 0
2040 | TVA_2_NonRTO_Midwest | TVA | NonRTO_Midwest | Internal | Shoulder | B14 | 900 | 100 | 0 | 60.87 | 52.86 | 9 | 0
2040 | TVA_2_NonRTO_Midwest | TVA | NonRTO_Midwest | Internal | Shoulder | B15 | 1203 | 100 | 0 | 57.88 | 49.87 | 9 | 0
2040 | TVA_2_NonRTO_Midwest | TVA | NonRTO_Midwest | Internal | Summer | B1 | 10 | 100 | 0 | 105.68 | 97.9 | 9 | 0
2040 | TVA_2_NonRTO_Midwest | TVA | NonRTO_Midwest | Internal | Summer | B2 | 25 | 100 | 0 | 102.65 | 97.9 | 9 | 0
2040 | TVA_2_NonRTO_Midwest | TVA | NonRTO_Midwest | Internal | Summer | B3 | 75 | 100 | 0 | 100.43 | 97.9 | 9 | 0
2040 | TVA_2_NonRTO_Midwest | TVA | NonRTO_Midwest | Internal | Summer | B4 | 100 | 100 | 0 | 96.45 | 97.9 | 9 | 0
2040 | TVA_2_NonRTO_Midwest | TVA | NonRTO_Midwest | Internal | Summer | B5 | 200 | 100 | 0 | 87.59 | 91.45 | 9 | 0
2040 | TVA_2_NonRTO_Midwest | TVA | NonRTO_Midwest | Internal | Summer | B6 | 300 | 100 | 0 | 66.76 | 68.92 | 9 | 0
2040 | TVA_2_NonRTO_Midwest | TVA | NonRTO_Midwest | Internal | Summer | B7 | 400 | 100 | 0 | 61.29 | 63.92 | 9 | 0
2040 | TVA_2_NonRTO_Midwest | TVA | NonRTO_Midwest | Internal | Summer | B8 | 500 | 100 | 0 | 60.26 | 52.24 | 9 | 0
2040 | TVA_2_NonRTO_Midwest | TVA | NonRTO_Midwest | Internal | Summer | B9 | 800 | 100 | 0 | 57.08 | 49.07 | 9 | 0
2040 | TVA_2_NonRTO_Midwest | TVA | NonRTO_Midwest | Internal | Summer | B10 | 1262 | 100 | 0 | 48.29 | 40.28 | 9 | 0
2040 | TVA_2_NonRTO_Midwest | TVA | NonRTO_Midwest | Internal | Winter | B16 | 25 | 100 | 0 | 73.79 | 79.44 | 9 | 0
2040 | TVA_2_NonRTO_Midwest | TVA | NonRTO_Midwest | Internal | Winter | B17 | 100 | 100 | 0 | 65.34 | 71.94 | 9 | 0
2040 | TVA_2_NonRTO_Midwest | TVA | NonRTO_Midwest | Internal | Winter | B18 | 400 | 100 | 0 | 64.28 | 68.12 | 9 | 0
2040 | TVA_2_NonRTO_Midwest | TVA | NonRTO_Midwest | Internal | Winter | B19 | 700 | 100 | 0 | 64.28 | 56.27 | 9 | 0
2040 | TVA_2_NonRTO_Midwest | TVA | NonRTO_Midwest | Internal | Winter | B20 | 935 | 100 | 0 | 53.56 | 45.55 | 9 | 0
2040 | TVA_2_PJM_ROR | TVA | PJM_ROR | Internal | Shoulder | B11 | 25 | 500 | 0 | 75.8 | 70.86 | 9 | 0
2040 | TVA_2_PJM_ROR | TVA | PJM_ROR | Internal | Shoulder | B12 | 200 | 500 | 0 | 61.33 | 61.04 | 9 | 0
2040 | TVA_2_PJM_ROR | TVA | PJM_ROR | Internal | Shoulder | B13 | 600 | 500 | 0 | 60.87 | 57.32 | 9 | 0
2040 | TVA_2_PJM_ROR | TVA | PJM_ROR | Internal | Shoulder | B14 | 900 | 500 | 0 | 60.87 | 56.35 | 9 | 0
2040 | TVA_2_PJM_ROR | TVA | PJM_ROR | Internal | Shoulder | B15 | 1203 | 500 | 0 | 57.88 | 51.87 | 9 | 0
2040 | TVA_2_PJM_ROR | TVA | PJM_ROR | Internal | Summer | B1 | 10 | 500 | 0 | 105.68 | 99.69 | 9 | 0
2040 | TVA_2_PJM_ROR | TVA | PJM_ROR | Internal | Summer | B2 | 25 | 500 | 0 | 102.65 | 96.64 | 9 | 0
2040 | TVA_2_PJM_ROR | TVA | PJM_ROR | Internal | Summer | B3 | 75 | 500 | 0 | 100.43 | 90.44 | 9 | 0
2040 | TVA_2_PJM_ROR | TVA | PJM_ROR | Internal | Summer | B4 | 100 | 500 | 0 | 96.45 | 90.44 | 9 | 0
2040 | TVA_2_PJM_ROR | TVA | PJM_ROR | Internal | Summer | B5 | 200 | 500 | 0 | 87.59 | 81.58 | 9 | 0
2040 | TVA_2_PJM_ROR | TVA | PJM_ROR | Internal | Summer | B6 | 300 | 500 | 0 | 66.76 | 62.92 | 9 | 0
2040 | TVA_2_PJM_ROR | TVA | PJM_ROR | Internal | Summer | B7 | 400 | 500 | 0 | 61.29 | 57.02 | 9 | 0
2040 | TVA_2_PJM_ROR | TVA | PJM_ROR | Internal | Summer | B8 | 500 | 500 | 0 | 60.26 | 54.24 | 9 | 0
2040 | TVA_2_PJM_ROR | TVA | PJM_ROR | Internal | Summer | B9 | 800 | 500 | 0 | 57.08 | 51.07 | 9 | 0
2040 | TVA_2_PJM_ROR | TVA | PJM_ROR | Internal | Summer | B10 | 1262 | 500 | 0 | 48.29 | 45.41 | 9 | 0
2040 | TVA_2_PJM_ROR | TVA | PJM_ROR | Internal | Winter | B16 | 25 | 500 | 0 | 73.79 | 73.45 | 9 | 0
2040 | TVA_2_PJM_ROR | TVA | PJM_ROR | Internal | Winter | B17 | 100 | 500 | 0 | 65.34 | 65.96 | 9 | 0
2040 | TVA_2_PJM_ROR | TVA | PJM_ROR | Internal | Winter | B18 | 400 | 500 | 0 | 64.28 | 62.12 | 9 | 0
2040 | TVA_2_PJM_ROR | TVA | PJM_ROR | Internal | Winter | B19 | 700 | 500 | 0 | 64.28 | 60.12 | 9 | 0
2040 | TVA_2_PJM_ROR | TVA | PJM_ROR | Internal | Winter | B20 | 935 | 500 | 0 | 53.56 | 53.3 | 9 | 0
2040 | TVA_2_SOCO | TVA | SOCO | Internal | Shoulder | B11 | 25 | 500 | 452.63 | 75.8 | 84.8 | 9 | 0
2040 | TVA_2_SOCO | TVA | SOCO | Internal | Shoulder | B12 | 200 | 500 | 0 | 61.33 | 61.82 | 9 | 0
2040 | TVA_2_SOCO | TVA | SOCO | Internal | Shoulder | B13 | 600 | 500 | 0 | 60.87 | 61.82 | 9 | 0
2040 | TVA_2_SOCO | TVA | SOCO | Internal | Shoulder | B14 | 900 | 500 | 0 | 60.87 | 61.82 | 9 | 0
2040 | TVA_2_SOCO | TVA | SOCO | Internal | Shoulder | B15 | 1203 | 500 | 0 | 57.88 | 61.82 | 9 | 0
2040 | TVA_2_SOCO | TVA | SOCO | Internal | Summer | B1 | 10 | 500 | 0 | 105.68 | 106.63 | 9 | 0
2040 | TVA_2_SOCO | TVA | SOCO | Internal | Summer | B2 | 25 | 500 | 0 | 102.65 | 100.52 | 9 | 0
2040 | TVA_2_SOCO | TVA | SOCO | Internal | Summer | B3 | 75 | 500 | 0 | 100.43 | 100.52 | 9 | 0
2040 | TVA_2_SOCO | TVA | SOCO | Internal | Summer | B4 | 100 | 500 | 0 | 96.45 | 100.52 | 9 | 0
2040 | TVA_2_SOCO | TVA | SOCO | Internal | Summer | B5 | 200 | 500 | 0 | 87.59 | 95.06 | 9 | 0
2040 | TVA_2_SOCO | TVA | SOCO | Internal | Summer | B6 | 300 | 500 | 0 | 66.76 | 70.43 | 9 | 0
2040 | TVA_2_SOCO | TVA | SOCO | Internal | Summer | B7 | 400 | 500 | 0 | 61.29 | 68 | 9 | 0
2040 | TVA_2_SOCO | TVA | SOCO | Internal | Summer | B8 | 500 | 500 | 0 | 60.26 | 60.21 | 9 | 0
2040 | TVA_2_SOCO | TVA | SOCO | Internal | Summer | B9 | 800 | 500 | 0 | 57.08 | 60.21 | 9 | 0
2040 | TVA_2_SOCO | TVA | SOCO | Internal | Summer | B10 | 1262 | 500 | 0 | 48.29 | 55.85 | 9 | 0
2040 | TVA_2_SOCO | TVA | SOCO | Internal | Winter | B16 | 25 | 500 | 0.03 | 73.79 | 82.34 | 9 | 0
2040 | TVA_2_SOCO | TVA | SOCO | Internal | Winter | B17 | 100 | 500 | 0 | 65.34 | 65.5 | 9 | 0
2040 | TVA_2_SOCO | TVA | SOCO | Internal | Winter | B18 | 400 | 500 | 0 | 64.28 | 65.5 | 9 | 0
2040 | TVA_2_SOCO | TVA | SOCO | Internal | Winter | B19 | 700 | 500 | 0 | 64.28 | 65.5 | 9 | 0
2040 | TVA_2_SOCO | TVA | SOCO | Internal | Winter | B20 | 935 | 500 | 0 | 53.56 | 59.97 | 9 | 0
2040 | TVA_2_VACAR | TVA | VACAR | Internal | Shoulder | B11 | 25 | 150 | 0 | 75.8 | 79.25 | 9 | 0
2040 | TVA_2_VACAR | TVA | VACAR | Internal | Shoulder | B12 | 200 | 150 | 0 | 61.33 | 67.04 | 9 | 0
2040 | TVA_2_VACAR | TVA | VACAR | Internal | Shoulder | B13 | 600 | 150 | 0 | 60.87 | 63.32 | 9 | 0
2040 | TVA_2_VACAR | TVA | VACAR | Internal | Shoulder | B14 | 900 | 150 | 0 | 60.87 | 62.35 | 9 | 0
2040 | TVA_2_VACAR | TVA | VACAR | Internal | Shoulder | B15 | 1203 | 150 | 0 | 57.88 | 57.65 | 9 | 0
2040 | TVA_2_VACAR | TVA | VACAR | Internal | Summer | B1 | 10 | 150 | 0 | 105.68 | 105.69 | 9 | 0
2040 | TVA_2_VACAR | TVA | VACAR | Internal | Summer | B2 | 25 | 150 | 0 | 102.65 | 102.64 | 9 | 0
2040 | TVA_2_VACAR | TVA | VACAR | Internal | Summer | B3 | 75 | 150 | 0 | 100.43 | 99.6 | 9 | 0
2040 | TVA_2_VACAR | TVA | VACAR | Internal | Summer | B4 | 100 | 150 | 0 | 96.45 | 99.6 | 9 | 0
2040 | TVA_2_VACAR | TVA | VACAR | Internal | Summer | B5 | 200 | 150 | 0 | 87.59 | 88.06 | 9 | 0
2040 | TVA_2_VACAR | TVA | VACAR | Internal | Summer | B6 | 300 | 150 | 0 | 66.76 | 70.92 | 9 | 0
2040 | TVA_2_VACAR | TVA | VACAR | Internal | Summer | B7 | 400 | 150 | 0 | 61.29 | 63.02 | 9 | 0
2040 | TVA_2_VACAR | TVA | VACAR | Internal | Summer | B8 | 500 | 150 | 0 | 60.26 | 60.24 | 9 | 0
2040 | TVA_2_VACAR | TVA | VACAR | Internal | Summer | B9 | 800 | 150 | 0 | 57.08 | 55.34 | 9 | 0
2040 | TVA_2_VACAR | TVA | VACAR | Internal | Summer | B10 | 1262 | 150 | 0 | 48.29 | 51.41 | 9 | 0
2040 | TVA_2_VACAR | TVA | VACAR | Internal | Winter | B16 | 25 | 150 | 150 | 73.79 | 92.34 | 9 | 9.55
2040 | TVA_2_VACAR | TVA | VACAR | Internal | Winter | B17 | 100 | 150 | 0 | 65.34 | 73.11 | 9 | 0
2040 | TVA_2_VACAR | TVA | VACAR | Internal | Winter | B18 | 400 | 150 | 0 | 64.28 | 68.12 | 9 | 0
2040 | TVA_2_VACAR | TVA | VACAR | Internal | Winter | B19 | 700 | 150 | 0 | 64.28 | 63.05 | 9 | 0
2040 | TVA_2_VACAR | TVA | VACAR | Internal | Winter | B20 | 935 | 150 | 0 | 53.56 | 59.3 | 9 | 0
2040 | TVA_Transmission_2_ENT | TVA_Transmission | ENT | Internal | Shoulder | B11 | 25 | 3000 | 0 | 76.33 | 73.87 | 9 | 0
2040 | TVA_Transmission_2_ENT | TVA_Transmission | ENT | Internal | Shoulder | B12 | 200 | 3000 | 0 | 63.86 | 61.51 | 9 | 0
2040 | TVA_Transmission_2_ENT | TVA_Transmission | ENT | Internal | Shoulder | B13 | 600 | 3000 | 0 | 61.98 | 61.51 | 9 | 0
2040 | TVA_Transmission_2_ENT | TVA_Transmission | ENT | Internal | Shoulder | B14 | 900 | 3000 | 0 | 60.86 | 59.46 | 9 | 0
2040 | TVA_Transmission_2_ENT | TVA_Transmission | ENT | Internal | Shoulder | B15 | 1203 | 3000 | 0 | 57.87 | 58.5 | 9 | 0
2040 | TVA_Transmission_2_ENT | TVA_Transmission | ENT | Internal | Summer | B1 | 10 | 3000 | 0 | 105.67 | 98.63 | 9 | 0
2040 | TVA_Transmission_2_ENT | TVA_Transmission | ENT | Internal | Summer | B2 | 25 | 3000 | 0 | 102.64 | 98.63 | 9 | 0
2040 | TVA_Transmission_2_ENT | TVA_Transmission | ENT | Internal | Summer | B3 | 75 | 3000 | 0 | 100.42 | 97.53 | 9 | 0
2040 | TVA_Transmission_2_ENT | TVA_Transmission | ENT | Internal | Summer | B4 | 100 | 3000 | 0 | 96.44 | 92.52 | 9 | 0
2040 | TVA_Transmission_2_ENT | TVA_Transmission | ENT | Internal | Summer | B5 | 200 | 3000 | 0 | 87.58 | 87.06 | 9 | 0
2040 | TVA_Transmission_2_ENT | TVA_Transmission | ENT | Internal | Summer | B6 | 300 | 3000 | 0 | 67.5 | 62.43 | 9 | 0
2040 | TVA_Transmission_2_ENT | TVA_Transmission | ENT | Internal | Summer | B7 | 400 | 3000 | 0 | 62.09 | 60 | 9 | 0
2040 | TVA_Transmission_2_ENT | TVA_Transmission | ENT | Internal | Summer | B8 | 500 | 3000 | 0 | 60.24 | 59.57 | 9 | 0
2040 | TVA_Transmission_2_ENT | TVA_Transmission | ENT | Internal | Summer | B9 | 800 | 3000 | 0 | 57.07 | 57.59 | 9 | 0
2040 | TVA_Transmission_2_ENT | TVA_Transmission | ENT | Internal | Summer | B10 | 1262 | 3000 | 0 | 48.28 | 50.3 | 9 | 0
2040 | TVA_Transmission_2_ENT | TVA_Transmission | ENT | Internal | Winter | B16 | 25 | 3000 | 0 | 73.78 | 70.47 | 9 | 0
2040 | TVA_Transmission_2_ENT | TVA_Transmission | ENT | Internal | Winter | B17 | 100 | 3000 | 0 | 68.28 | 66.07 | 9 | 0
2040 | TVA_Transmission_2_ENT | TVA_Transmission | ENT | Internal | Winter | B18 | 400 | 3000 | 0 | 65.85 | 65.59 | 9 | 0
2040 | TVA_Transmission_2_ENT | TVA_Transmission | ENT | Internal | Winter | B19 | 700 | 3000 | 0 | 64.27 | 63.4 | 9 | 0
2040 | TVA_Transmission_2_ENT | TVA_Transmission | ENT | Internal | Winter | B20 | 935 | 3000 | 0 | 53.55 | 53.55 | 9 | 0
2040 | TVA_Transmission_2_MISO_MO-IL | TVA_Transmission | MISO_MO-IL | Internal | Shoulder | B11 | 25 | 4000 | 0 | 76.33 | 68.87 | 9 | 0
2040 | TVA_Transmission_2_MISO_MO-IL | TVA_Transmission | MISO_MO-IL | Internal | Shoulder | B12 | 200 | 4000 | 0 | 63.86 | 59.24 | 9 | 0
2040 | TVA_Transmission_2_MISO_MO-IL | TVA_Transmission | MISO_MO-IL | Internal | Shoulder | B13 | 600 | 4000 | 0 | 61.98 | 56.32 | 9 | 0
2040 | TVA_Transmission_2_MISO_MO-IL | TVA_Transmission | MISO_MO-IL | Internal | Shoulder | B14 | 900 | 4000 | 0 | 60.86 | 54.35 | 9 | 0
2040 | TVA_Transmission_2_MISO_MO-IL | TVA_Transmission | MISO_MO-IL | Internal | Shoulder | B15 | 1203 | 4000 | 0 | 57.87 | 49.87 | 9 | 0
2040 | TVA_Transmission_2_MISO_MO-IL | TVA_Transmission | MISO_MO-IL | Internal | Summer | B1 | 10 | 4000 | 0 | 105.67 | 97.67 | 9 | 0
2040 | TVA_Transmission_2_MISO_MO-IL | TVA_Transmission | MISO_MO-IL | Internal | Summer | B2 | 25 | 4000 | 0 | 102.64 | 94.64 | 9 | 0
2040 | TVA_Transmission_2_MISO_MO-IL | TVA_Transmission | MISO_MO-IL | Internal | Summer | B3 | 75 | 4000 | 0 | 100.42 | 92.42 | 9 | 0
2040 | TVA_Transmission_2_MISO_MO-IL | TVA_Transmission | MISO_MO-IL | Internal | Summer | B4 | 100 | 4000 | 0 | 96.44 | 92.01 | 9 | 0
2040 | TVA_Transmission_2_MISO_MO-IL | TVA_Transmission | MISO_MO-IL | Internal | Summer | B5 | 200 | 4000 | 0 | 87.58 | 83.46 | 9 | 0
2040 | TVA_Transmission_2_MISO_MO-IL | TVA_Transmission | MISO_MO-IL | Internal | Summer | B6 | 300 | 4000 | 0 | 67.5 | 60.92 | 9 | 0
2040 | TVA_Transmission_2_MISO_MO-IL | TVA_Transmission | MISO_MO-IL | Internal | Summer | B7 | 400 | 4000 | 0 | 62.09 | 55.91 | 9 | 0
2040 | TVA_Transmission_2_MISO_MO-IL | TVA_Transmission | MISO_MO-IL | Internal | Summer | B8 | 500 | 4000 | 0 | 60.24 | 52.24 | 9 | 0
2040 | TVA_Transmission_2_MISO_MO-IL | TVA_Transmission | MISO_MO-IL | Internal | Summer | B9 | 800 | 4000 | 0 | 57.07 | 49.59 | 9 | 0
2040 | TVA_Transmission_2_MISO_MO-IL | TVA_Transmission | MISO_MO-IL | Internal | Summer | B10 | 1262 | 4000 | 0 | 48.28 | 42.3 | 9 | 0
2040 | TVA_Transmission_2_MISO_MO-IL | TVA_Transmission | MISO_MO-IL | Internal | Winter | B16 | 25 | 4000 | 0 | 73.78 | 65.78 | 9 | 0
2040 | TVA_Transmission_2_MISO_MO-IL | TVA_Transmission | MISO_MO-IL | Internal | Winter | B17 | 100 | 4000 | 0 | 68.28 | 63.26 | 9 | 0
2040 | TVA_Transmission_2_MISO_MO-IL | TVA_Transmission | MISO_MO-IL | Internal | Winter | B18 | 400 | 4000 | 0 | 65.85 | 60.11 | 9 | 0
2040 | TVA_Transmission_2_MISO_MO-IL | TVA_Transmission | MISO_MO-IL | Internal | Winter | B19 | 700 | 4000 | 0 | 64.27 | 58.11 | 9 | 0
2040 | TVA_Transmission_2_MISO_MO-IL | TVA_Transmission | MISO_MO-IL | Internal | Winter | B20 | 935 | 4000 | 0 | 53.55 | 45.55 | 9 | 0
2040 | TVA_Transmission_2_NonRTO_Midwest | TVA_Transmission | NonRTO_Midwest | Internal | Shoulder | B11 | 25 | 700 | 0 | 76.33 | 76.89 | 9 | 0
2040 | TVA_Transmission_2_NonRTO_Midwest | TVA_Transmission | NonRTO_Midwest | Internal | Shoulder | B12 | 200 | 700 | 0 | 63.86 | 67.76 | 9 | 0
2040 | TVA_Transmission_2_NonRTO_Midwest | TVA_Transmission | NonRTO_Midwest | Internal | Shoulder | B13 | 600 | 700 | 0 | 61.98 | 62.45 | 9 | 0
2040 | TVA_Transmission_2_NonRTO_Midwest | TVA_Transmission | NonRTO_Midwest | Internal | Shoulder | B14 | 900 | 700 | 0 | 60.86 | 52.86 | 9 | 0
2040 | TVA_Transmission_2_NonRTO_Midwest | TVA_Transmission | NonRTO_Midwest | Internal | Shoulder | B15 | 1203 | 700 | 0 | 57.87 | 49.87 | 9 | 0
2040 | TVA_Transmission_2_NonRTO_Midwest | TVA_Transmission | NonRTO_Midwest | Internal | Summer | B1 | 10 | 700 | 0 | 105.67 | 97.9 | 9 | 0
2040 | TVA_Transmission_2_NonRTO_Midwest | TVA_Transmission | NonRTO_Midwest | Internal | Summer | B2 | 25 | 700 | 0 | 102.64 | 97.9 | 9 | 0
2040 | TVA_Transmission_2_NonRTO_Midwest | TVA_Transmission | NonRTO_Midwest | Internal | Summer | B3 | 75 | 700 | 0 | 100.42 | 97.9 | 9 | 0
2040 | TVA_Transmission_2_NonRTO_Midwest | TVA_Transmission | NonRTO_Midwest | Internal | Summer | B4 | 100 | 700 | 0 | 96.44 | 97.9 | 9 | 0
2040 | TVA_Transmission_2_NonRTO_Midwest | TVA_Transmission | NonRTO_Midwest | Internal | Summer | B5 | 200 | 700 | 0 | 87.58 | 91.45 | 9 | 0
2040 | TVA_Transmission_2_NonRTO_Midwest | TVA_Transmission | NonRTO_Midwest | Internal | Summer | B6 | 300 | 700 | 0 | 67.5 | 68.92 | 9 | 0
2040 | TVA_Transmission_2_NonRTO_Midwest | TVA_Transmission | NonRTO_Midwest | Internal | Summer | B7 | 400 | 700 | 0 | 62.09 | 63.92 | 9 | 0
2040 | TVA_Transmission_2_NonRTO_Midwest | TVA_Transmission | NonRTO_Midwest | Internal | Summer | B8 | 500 | 700 | 0 | 60.24 | 52.24 | 9 | 0
2040 | TVA_Transmission_2_NonRTO_Midwest | TVA_Transmission | NonRTO_Midwest | Internal | Summer | B9 | 800 | 700 | 0 | 57.07 | 49.07 | 9 | 0
2040 | TVA_Transmission_2_NonRTO_Midwest | TVA_Transmission | NonRTO_Midwest | Internal | Summer | B10 | 1262 | 700 | 0 | 48.28 | 40.28 | 9 | 0
2040 | TVA_Transmission_2_NonRTO_Midwest | TVA_Transmission | NonRTO_Midwest | Internal | Winter | B16 | 25 | 700 | 0 | 73.78 | 79.44 | 9 | 0
2040 | TVA_Transmission_2_NonRTO_Midwest | TVA_Transmission | NonRTO_Midwest | Internal | Winter | B17 | 100 | 700 | 0 | 68.28 | 71.94 | 9 | 0
2040 | TVA_Transmission_2_NonRTO_Midwest | TVA_Transmission | NonRTO_Midwest | Internal | Winter | B18 | 400 | 700 | 0 | 65.85 | 68.12 | 9 | 0
2040 | TVA_Transmission_2_NonRTO_Midwest | TVA_Transmission | NonRTO_Midwest | Internal | Winter | B19 | 700 | 700 | 0 | 64.27 | 56.27 | 9 | 0
2040 | TVA_Transmission_2_NonRTO_Midwest | TVA_Transmission | NonRTO_Midwest | Internal | Winter | B20 | 935 | 700 | 0 | 53.55 | 45.55 | 9 | 0
2040 | TVA_Transmission_2_PJM_ROR | TVA_Transmission | PJM_ROR | Internal | Shoulder | B11 | 25 | 2000 | 0 | 76.33 | 70.86 | 9 | 0
2040 | TVA_Transmission_2_PJM_ROR | TVA_Transmission | PJM_ROR | Internal | Shoulder | B12 | 200 | 2000 | 0 | 63.86 | 61.04 | 9 | 0
2040 | TVA_Transmission_2_PJM_ROR | TVA_Transmission | PJM_ROR | Internal | Shoulder | B13 | 600 | 2000 | 0 | 61.98 | 57.32 | 9 | 0
2040 | TVA_Transmission_2_PJM_ROR | TVA_Transmission | PJM_ROR | Internal | Shoulder | B14 | 900 | 2000 | 0 | 60.86 | 56.35 | 9 | 0
2040 | TVA_Transmission_2_PJM_ROR | TVA_Transmission | PJM_ROR | Internal | Shoulder | B15 | 1203 | 2000 | 0 | 57.87 | 51.87 | 9 | 0
2040 | TVA_Transmission_2_PJM_ROR | TVA_Transmission | PJM_ROR | Internal | Summer | B1 | 10 | 2000 | 0 | 105.67 | 99.69 | 9 | 0
2040 | TVA_Transmission_2_PJM_ROR | TVA_Transmission | PJM_ROR | Internal | Summer | B2 | 25 | 2000 | 0 | 102.64 | 96.64 | 9 | 0
2040 | TVA_Transmission_2_PJM_ROR | TVA_Transmission | PJM_ROR | Internal | Summer | B3 | 75 | 2000 | 0 | 100.42 | 90.44 | 9 | 0
2040 | TVA_Transmission_2_PJM_ROR | TVA_Transmission | PJM_ROR | Internal | Summer | B4 | 100 | 2000 | 0 | 96.44 | 90.44 | 9 | 0
2040 | TVA_Transmission_2_PJM_ROR | TVA_Transmission | PJM_ROR | Internal | Summer | B5 | 200 | 2000 | 0 | 87.58 | 81.58 | 9 | 0
2040 | TVA_Transmission_2_PJM_ROR | TVA_Transmission | PJM_ROR | Internal | Summer | B6 | 300 | 2000 | 0 | 67.5 | 62.92 | 9 | 0
2040 | TVA_Transmission_2_PJM_ROR | TVA_Transmission | PJM_ROR | Internal | Summer | B7 | 400 | 2000 | 0 | 62.09 | 57.02 | 9 | 0
2040 | TVA_Transmission_2_PJM_ROR | TVA_Transmission | PJM_ROR | Internal | Summer | B8 | 500 | 2000 | 0 | 60.24 | 54.24 | 9 | 0
2040 | TVA_Transmission_2_PJM_ROR | TVA_Transmission | PJM_ROR | Internal | Summer | B9 | 800 | 2000 | 0 | 57.07 | 51.07 | 9 | 0
2040 | TVA_Transmission_2_PJM_ROR | TVA_Transmission | PJM_ROR | Internal | Summer | B10 | 1262 | 2000 | 0 | 48.28 | 45.41 | 9 | 0
2040 | TVA_Transmission_2_PJM_ROR | TVA_Transmission | PJM_ROR | Internal | Winter | B16 | 25 | 2000 | 0 | 73.78 | 73.45 | 9 | 0
2040 | TVA_Transmission_2_PJM_ROR | TVA_Transmission | PJM_ROR | Internal | Winter | B17 | 100 | 2000 | 0 | 68.28 | 65.96 | 9 | 0
2040 | TVA_Transmission_2_PJM_ROR | TVA_Transmission | PJM_ROR | Internal | Winter | B18 | 400 | 2000 | 0 | 65.85 | 62.12 | 9 | 0
2040 | TVA_Transmission_2_PJM_ROR | TVA_Transmission | PJM_ROR | Internal | Winter | B19 | 700 | 2000 | 0 | 64.27 | 60.12 | 9 | 0
2040 | TVA_Transmission_2_PJM_ROR | TVA_Transmission | PJM_ROR | Internal | Winter | B20 | 935 | 2000 | 0 | 53.55 | 53.3 | 9 | 0
2040 | TVA_Transmission_2_SOCO | TVA_Transmission | SOCO | Internal | Shoulder | B11 | 25 | 3200 | 0.03 | 76.33 | 84.8 | 9 | 0
2040 | TVA_Transmission_2_SOCO | TVA_Transmission | SOCO | Internal | Shoulder | B12 | 200 | 3200 | 0 | 63.86 | 61.82 | 9 | 0
2040 | TVA_Transmission_2_SOCO | TVA_Transmission | SOCO | Internal | Shoulder | B13 | 600 | 3200 | 0 | 61.98 | 61.82 | 9 | 0
2040 | TVA_Transmission_2_SOCO | TVA_Transmission | SOCO | Internal | Shoulder | B14 | 900 | 3200 | 0 | 60.86 | 61.82 | 9 | 0
2040 | TVA_Transmission_2_SOCO | TVA_Transmission | SOCO | Internal | Shoulder | B15 | 1203 | 3200 | 0 | 57.87 | 61.82 | 9 | 0
2040 | TVA_Transmission_2_SOCO | TVA_Transmission | SOCO | Internal | Summer | B1 | 10 | 3200 | 0 | 105.67 | 106.63 | 9 | 0
2040 | TVA_Transmission_2_SOCO | TVA_Transmission | SOCO | Internal | Summer | B2 | 25 | 3200 | 0 | 102.64 | 100.52 | 9 | 0
2040 | TVA_Transmission_2_SOCO | TVA_Transmission | SOCO | Internal | Summer | B3 | 75 | 3200 | 0 | 100.42 | 100.52 | 9 | 0
2040 | TVA_Transmission_2_SOCO | TVA_Transmission | SOCO | Internal | Summer | B4 | 100 | 3200 | 0 | 96.44 | 100.52 | 9 | 0
2040 | TVA_Transmission_2_SOCO | TVA_Transmission | SOCO | Internal | Summer | B5 | 200 | 3200 | 0 | 87.58 | 95.06 | 9 | 0
2040 | TVA_Transmission_2_SOCO | TVA_Transmission | SOCO | Internal | Summer | B6 | 300 | 3200 | 0 | 67.5 | 70.43 | 9 | 0
2040 | TVA_Transmission_2_SOCO | TVA_Transmission | SOCO | Internal | Summer | B7 | 400 | 3200 | 0 | 62.09 | 68 | 9 | 0
2040 | TVA_Transmission_2_SOCO | TVA_Transmission | SOCO | Internal | Summer | B8 | 500 | 3200 | 0 | 60.24 | 60.21 | 9 | 0
2040 | TVA_Transmission_2_SOCO | TVA_Transmission | SOCO | Internal | Summer | B9 | 800 | 3200 | 0 | 57.07 | 60.21 | 9 | 0
2040 | TVA_Transmission_2_SOCO | TVA_Transmission | SOCO | Internal | Summer | B10 | 1262 | 3200 | 0 | 48.28 | 55.85 | 9 | 0
2040 | TVA_Transmission_2_SOCO | TVA_Transmission | SOCO | Internal | Winter | B16 | 25 | 3200 | 0.03 | 73.78 | 82.34 | 9 | 0
2040 | TVA_Transmission_2_SOCO | TVA_Transmission | SOCO | Internal | Winter | B17 | 100 | 3200 | 0 | 68.28 | 65.5 | 9 | 0
2040 | TVA_Transmission_2_SOCO | TVA_Transmission | SOCO | Internal | Winter | B18 | 400 | 3200 | 0 | 65.85 | 65.5 | 9 | 0
2040 | TVA_Transmission_2_SOCO | TVA_Transmission | SOCO | Internal | Winter | B19 | 700 | 3200 | 0 | 64.27 | 65.5 | 9 | 0
2040 | TVA_Transmission_2_SOCO | TVA_Transmission | SOCO | Internal | Winter | B20 | 935 | 3200 | 0 | 53.55 | 59.97 | 9 | 0
2040 | TVA_Transmission_2_TVA | TVA_Transmission | TVA | Internal | Shoulder | B11 | 25 | 99999 | 0.02 | 76.33 | 75.8 | 0.01 | 0
2040 | TVA_Transmission_2_TVA | TVA_Transmission | TVA | Internal | Shoulder | B12 | 200 | 99999 | 0 | 63.86 | 61.33 | 0.01 | 0
2040 | TVA_Transmission_2_TVA | TVA_Transmission | TVA | Internal | Shoulder | B13 | 600 | 99999 | 0 | 61.98 | 60.87 | 0.01 | 0
2040 | TVA_Transmission_2_TVA | TVA_Transmission | TVA | Internal | Shoulder | B14 | 900 | 99999 | 343.72 | 60.86 | 60.87 | 0.01 | 0
2040 | TVA_Transmission_2_TVA | TVA_Transmission | TVA | Internal | Shoulder | B15 | 1203 | 99999 | 1969.97 | 57.87 | 57.88 | 0.01 | 0
2040 | TVA_Transmission_2_TVA | TVA_Transmission | TVA | Internal | Summer | B1 | 10 | 99999 | 445.53 | 105.67 | 105.68 | 0.01 | 0
2040 | TVA_Transmission_2_TVA | TVA_Transmission | TVA | Internal | Summer | B2 | 25 | 99999 | 3899.57 | 102.64 | 102.65 | 0.01 | 0
2040 | TVA_Transmission_2_TVA | TVA_Transmission | TVA | Internal | Summer | B3 | 75 | 99999 | 2531.53 | 100.42 | 100.43 | 0.01 | 0
2040 | TVA_Transmission_2_TVA | TVA_Transmission | TVA | Internal | Summer | B4 | 100 | 99999 | 1899.41 | 96.44 | 96.45 | 0.01 | 0
2040 | TVA_Transmission_2_TVA | TVA_Transmission | TVA | Internal | Summer | B5 | 200 | 99999 | 450.11 | 87.58 | 87.59 | 0.01 | 0
2040 | TVA_Transmission_2_TVA | TVA_Transmission | TVA | Internal | Summer | B6 | 300 | 99999 | 0 | 67.5 | 66.76 | 0.01 | 0
2040 | TVA_Transmission_2_TVA | TVA_Transmission | TVA | Internal | Summer | B7 | 400 | 99999 | 0 | 62.09 | 61.29 | 0.01 | 0
2040 | TVA_Transmission_2_TVA | TVA_Transmission | TVA | Internal | Summer | B8 | 500 | 99999 | 486.67 | 60.24 | 60.26 | 0.01 | 0
2040 | TVA_Transmission_2_TVA | TVA_Transmission | TVA | Internal | Summer | B9 | 800 | 99999 | 2655.47 | 57.07 | 57.08 | 0.01 | 0
2040 | TVA_Transmission_2_TVA | TVA_Transmission | TVA | Internal | Summer | B10 | 1262 | 99999 | 1766.03 | 48.28 | 48.29 | 0.01 | 0
2040 | TVA_Transmission_2_TVA | TVA_Transmission | TVA | Internal | Winter | B16 | 25 | 99999 | 203.12 | 73.78 | 73.79 | 0.01 | 0
2040 | TVA_Transmission_2_TVA | TVA_Transmission | TVA | Internal | Winter | B17 | 100 | 99999 | 0 | 68.28 | 65.34 | 0.01 | 0
2040 | TVA_Transmission_2_TVA | TVA_Transmission | TVA | Internal | Winter | B18 | 400 | 99999 | 0 | 65.85 | 64.28 | 0.01 | 0
2040 | TVA_Transmission_2_TVA | TVA_Transmission | TVA | Internal | Winter | B19 | 700 | 99999 | 503.04 | 64.27 | 64.28 | 0.01 | 0
2040 | TVA_Transmission_2_TVA | TVA_Transmission | TVA | Internal | Winter | B20 | 935 | 99999 | 1901.99 | 53.55 | 53.56 | 0.01 | 0
2040 | TVA_Transmission_2_VACAR | TVA_Transmission | VACAR | Internal | Shoulder | B11 | 25 | 900 | 0 | 76.33 | 79.25 | 9 | 0
2040 | TVA_Transmission_2_VACAR | TVA_Transmission | VACAR | Internal | Shoulder | B12 | 200 | 900 | 0 | 63.86 | 67.04 | 9 | 0
2040 | TVA_Transmission_2_VACAR | TVA_Transmission | VACAR | Internal | Shoulder | B13 | 600 | 900 | 0 | 61.98 | 63.32 | 9 | 0
2040 | TVA_Transmission_2_VACAR | TVA_Transmission | VACAR | Internal | Shoulder | B14 | 900 | 900 | 0 | 60.86 | 62.35 | 9 | 0
2040 | TVA_Transmission_2_VACAR | TVA_Transmission | VACAR | Internal | Shoulder | B15 | 1203 | 900 | 0 | 57.87 | 57.65 | 9 | 0
2040 | TVA_Transmission_2_VACAR | TVA_Transmission | VACAR | Internal | Summer | B1 | 10 | 900 | 0 | 105.67 | 105.69 | 9 | 0
2040 | TVA_Transmission_2_VACAR | TVA_Transmission | VACAR | Internal | Summer | B2 | 25 | 900 | 0 | 102.64 | 102.64 | 9 | 0
2040 | TVA_Transmission_2_VACAR | TVA_Transmission | VACAR | Internal | Summer | B3 | 75 | 900 | 0 | 100.42 | 99.6 | 9 | 0
2040 | TVA_Transmission_2_VACAR | TVA_Transmission | VACAR | Internal | Summer | B4 | 100 | 900 | 0 | 96.44 | 99.6 | 9 | 0
2040 | TVA_Transmission_2_VACAR | TVA_Transmission | VACAR | Internal | Summer | B5 | 200 | 900 | 0 | 87.58 | 88.06 | 9 | 0
2040 | TVA_Transmission_2_VACAR | TVA_Transmission | VACAR | Internal | Summer | B6 | 300 | 900 | 0 | 67.5 | 70.92 | 9 | 0
2040 | TVA_Transmission_2_VACAR | TVA_Transmission | VACAR | Internal | Summer | B7 | 400 | 900 | 0 | 62.09 | 63.02 | 9 | 0
2040 | TVA_Transmission_2_VACAR | TVA_Transmission | VACAR | Internal | Summer | B8 | 500 | 900 | 0 | 60.24 | 60.24 | 9 | 0
2040 | TVA_Transmission_2_VACAR | TVA_Transmission | VACAR | Internal | Summer | B9 | 800 | 900 | 0 | 57.07 | 55.34 | 9 | 0
2040 | TVA_Transmission_2_VACAR | TVA_Transmission | VACAR | Internal | Summer | B10 | 1262 | 900 | 0 | 48.28 | 51.41 | 9 | 0
2040 | TVA_Transmission_2_VACAR | TVA_Transmission | VACAR | Internal | Winter | B16 | 25 | 900 | 900 | 73.78 | 92.34 | 9 | 9.56
2040 | TVA_Transmission_2_VACAR | TVA_Transmission | VACAR | Internal | Winter | B17 | 100 | 900 | 0 | 68.28 | 73.11 | 9 | 0
2040 | TVA_Transmission_2_VACAR | TVA_Transmission | VACAR | Internal | Winter | B18 | 400 | 900 | 0 | 65.85 | 68.12 | 9 | 0
2040 | TVA_Transmission_2_VACAR | TVA_Transmission | VACAR | Internal | Winter | B19 | 700 | 900 | 0 | 64.27 | 63.05 | 9 | 0
2040 | TVA_Transmission_2_VACAR | TVA_Transmission | VACAR | Internal | Winter | B20 | 935 | 900 | 0 | 53.55 | 59.3 | 9 | 0
2040 | VACAR_2_PJM_ROR | VACAR | PJM_ROR | Internal | Shoulder | B11 | 25 | 2000 | 0 | 79.25 | 70.86 | 7 | 0
2040 | VACAR_2_PJM_ROR | VACAR | PJM_ROR | Internal | Shoulder | B12 | 200 | 2000 | 0 | 67.04 | 61.04 | 7 | 0
2040 | VACAR_2_PJM_ROR | VACAR | PJM_ROR | Internal | Shoulder | B13 | 600 | 2000 | 0 | 63.32 | 57.32 | 7 | 0
2040 | VACAR_2_PJM_ROR | VACAR | PJM_ROR | Internal | Shoulder | B14 | 900 | 2000 | 0 | 62.35 | 56.35 | 7 | 0
2040 | VACAR_2_PJM_ROR | VACAR | PJM_ROR | Internal | Shoulder | B15 | 1203 | 2000 | 0 | 57.65 | 51.87 | 7 | 0
2040 | VACAR_2_PJM_ROR | VACAR | PJM_ROR | Internal | Summer | B1 | 10 | 2000 | 0 | 105.69 | 99.69 | 7 | 0
2040 | VACAR_2_PJM_ROR | VACAR | PJM_ROR | Internal | Summer | B2 | 25 | 2000 | 0 | 102.64 | 96.64 | 7 | 0
2040 | VACAR_2_PJM_ROR | VACAR | PJM_ROR | Internal | Summer | B3 | 75 | 2000 | 0 | 99.6 | 90.44 | 7 | 0
2040 | VACAR_2_PJM_ROR | VACAR | PJM_ROR | Internal | Summer | B4 | 100 | 2000 | 0 | 99.6 | 90.44 | 7 | 0
2040 | VACAR_2_PJM_ROR | VACAR | PJM_ROR | Internal | Summer | B5 | 200 | 2000 | 0 | 88.06 | 81.58 | 7 | 0
2040 | VACAR_2_PJM_ROR | VACAR | PJM_ROR | Internal | Summer | B6 | 300 | 2000 | 0 | 70.92 | 62.92 | 7 | 0
2040 | VACAR_2_PJM_ROR | VACAR | PJM_ROR | Internal | Summer | B7 | 400 | 2000 | 0 | 63.02 | 57.02 | 7 | 0
2040 | VACAR_2_PJM_ROR | VACAR | PJM_ROR | Internal | Summer | B8 | 500 | 2000 | 0 | 60.24 | 54.24 | 7 | 0
2040 | VACAR_2_PJM_ROR | VACAR | PJM_ROR | Internal | Summer | B9 | 800 | 2000 | 0 | 55.34 | 51.07 | 7 | 0
2040 | VACAR_2_PJM_ROR | VACAR | PJM_ROR | Internal | Summer | B10 | 1262 | 2000 | 0 | 51.41 | 45.41 | 7 | 0
2040 | VACAR_2_PJM_ROR | VACAR | PJM_ROR | Internal | Winter | B16 | 25 | 2000 | 0 | 92.34 | 73.45 | 7 | 0
2040 | VACAR_2_PJM_ROR | VACAR | PJM_ROR | Internal | Winter | B17 | 100 | 2000 | 0 | 73.11 | 65.96 | 7 | 0
2040 | VACAR_2_PJM_ROR | VACAR | PJM_ROR | Internal | Winter | B18 | 400 | 2000 | 0 | 68.12 | 62.12 | 7 | 0
2040 | VACAR_2_PJM_ROR | VACAR | PJM_ROR | Internal | Winter | B19 | 700 | 2000 | 0 | 63.05 | 60.12 | 7 | 0
2040 | VACAR_2_PJM_ROR | VACAR | PJM_ROR | Internal | Winter | B20 | 935 | 2000 | 0 | 59.3 | 53.3 | 7 | 0
2040 | VACAR_2_SOCO | VACAR | SOCO | Internal | Shoulder | B11 | 25 | 3000 | 0.01 | 79.25 | 84.8 | 7 | 0
2040 | VACAR_2_SOCO | VACAR | SOCO | Internal | Shoulder | B12 | 200 | 3000 | 0 | 67.04 | 61.82 | 7 | 0
2040 | VACAR_2_SOCO | VACAR | SOCO | Internal | Shoulder | B13 | 600 | 3000 | 0 | 63.32 | 61.82 | 7 | 0
2040 | VACAR_2_SOCO | VACAR | SOCO | Internal | Shoulder | B14 | 900 | 3000 | 0 | 62.35 | 61.82 | 7 | 0
2040 | VACAR_2_SOCO | VACAR | SOCO | Internal | Shoulder | B15 | 1203 | 3000 | 0 | 57.65 | 61.82 | 7 | 0
2040 | VACAR_2_SOCO | VACAR | SOCO | Internal | Summer | B1 | 10 | 3000 | 0 | 105.69 | 106.63 | 7 | 0
2040 | VACAR_2_SOCO | VACAR | SOCO | Internal | Summer | B2 | 25 | 3000 | 0 | 102.64 | 100.52 | 7 | 0
2040 | VACAR_2_SOCO | VACAR | SOCO | Internal | Summer | B3 | 75 | 3000 | 0 | 99.6 | 100.52 | 7 | 0
2040 | VACAR_2_SOCO | VACAR | SOCO | Internal | Summer | B4 | 100 | 3000 | 0 | 99.6 | 100.52 | 7 | 0
2040 | VACAR_2_SOCO | VACAR | SOCO | Internal | Summer | B5 | 200 | 3000 | 96.93 | 88.06 | 95.06 | 7 | 0
2040 | VACAR_2_SOCO | VACAR | SOCO | Internal | Summer | B6 | 300 | 3000 | 0 | 70.92 | 70.43 | 7 | 0
2040 | VACAR_2_SOCO | VACAR | SOCO | Internal | Summer | B7 | 400 | 3000 | 0 | 63.02 | 68 | 7 | 0
2040 | VACAR_2_SOCO | VACAR | SOCO | Internal | Summer | B8 | 500 | 3000 | 0 | 60.24 | 60.21 | 7 | 0
2040 | VACAR_2_SOCO | VACAR | SOCO | Internal | Summer | B9 | 800 | 3000 | 0 | 55.34 | 60.21 | 7 | 0
2040 | VACAR_2_SOCO | VACAR | SOCO | Internal | Summer | B10 | 1262 | 3000 | 0 | 51.41 | 55.85 | 7 | 0
2040 | VACAR_2_SOCO | VACAR | SOCO | Internal | Winter | B16 | 25 | 3000 | 0 | 92.34 | 82.34 | 7 | 0
2040 | VACAR_2_SOCO | VACAR | SOCO | Internal | Winter | B17 | 100 | 3000 | 0 | 73.11 | 65.5 | 7 | 0
2040 | VACAR_2_SOCO | VACAR | SOCO | Internal | Winter | B18 | 400 | 3000 | 0 | 68.12 | 65.5 | 7 | 0
2040 | VACAR_2_SOCO | VACAR | SOCO | Internal | Winter | B19 | 700 | 3000 | 0 | 63.05 | 65.5 | 7 | 0
2040 | VACAR_2_SOCO | VACAR | SOCO | Internal | Winter | B20 | 935 | 3000 | 0 | 59.3 | 59.97 | 7 | 0
2040 | VACAR_2_TVA_Transmission | VACAR | TVA_Transmission | Internal | Shoulder | B11 | 25 | 900 | 0 | 79.25 | 76.33 | 7 | 0
2040 | VACAR_2_TVA_Transmission | VACAR | TVA_Transmission | Internal | Shoulder | B12 | 200 | 900 | 0 | 67.04 | 63.86 | 7 | 0
2040 | VACAR_2_TVA_Transmission | VACAR | TVA_Transmission | Internal | Shoulder | B13 | 600 | 900 | 0 | 63.32 | 61.98 | 7 | 0
2040 | VACAR_2_TVA_Transmission | VACAR | TVA_Transmission | Internal | Shoulder | B14 | 900 | 900 | 0 | 62.35 | 60.86 | 7 | 0
2040 | VACAR_2_TVA_Transmission | VACAR | TVA_Transmission | Internal | Shoulder | B15 | 1203 | 900 | 0 | 57.65 | 57.87 | 7 | 0
2040 | VACAR_2_TVA_Transmission | VACAR | TVA_Transmission | Internal | Summer | B1 | 10 | 900 | 0 | 105.69 | 105.67 | 7 | 0
2040 | VACAR_2_TVA_Transmission | VACAR | TVA_Transmission | Internal | Summer | B2 | 25 | 900 | 0 | 102.64 | 102.64 | 7 | 0
2040 | VACAR_2_TVA_Transmission | VACAR | TVA_Transmission | Internal | Summer | B3 | 75 | 900 | 0 | 99.6 | 100.42 | 7 | 0
2040 | VACAR_2_TVA_Transmission | VACAR | TVA_Transmission | Internal | Summer | B4 | 100 | 900 | 0 | 99.6 | 96.44 | 7 | 0
2040 | VACAR_2_TVA_Transmission | VACAR | TVA_Transmission | Internal | Summer | B5 | 200 | 900 | 0 | 88.06 | 87.58 | 7 | 0
2040 | VACAR_2_TVA_Transmission | VACAR | TVA_Transmission | Internal | Summer | B6 | 300 | 900 | 0 | 70.92 | 67.5 | 7 | 0
2040 | VACAR_2_TVA_Transmission | VACAR | TVA_Transmission | Internal | Summer | B7 | 400 | 900 | 0 | 63.02 | 62.09 | 7 | 0
2040 | VACAR_2_TVA_Transmission | VACAR | TVA_Transmission | Internal | Summer | B8 | 500 | 900 | 0 | 60.24 | 60.24 | 7 | 0
2040 | VACAR_2_TVA_Transmission | VACAR | TVA_Transmission | Internal | Summer | B9 | 800 | 900 | 0 | 55.34 | 57.07 | 7 | 0
2040 | VACAR_2_TVA_Transmission | VACAR | TVA_Transmission | Internal | Summer | B10 | 1262 | 900 | 0 | 51.41 | 48.28 | 7 | 0
2040 | VACAR_2_TVA_Transmission | VACAR | TVA_Transmission | Internal | Winter | B16 | 25 | 900 | 0 | 92.34 | 73.78 | 7 | 0
2040 | VACAR_2_TVA_Transmission | VACAR | TVA_Transmission | Internal | Winter | B17 | 100 | 900 | 0 | 73.11 | 68.28 | 7 | 0
2040 | VACAR_2_TVA_Transmission | VACAR | TVA_Transmission | Internal | Winter | B18 | 400 | 900 | 0 | 68.12 | 65.85 | 7 | 0
2040 | VACAR_2_TVA_Transmission | VACAR | TVA_Transmission | Internal | Winter | B19 | 700 | 900 | 0 | 63.05 | 64.27 | 7 | 0
2040 | VACAR_2_TVA_Transmission | VACAR | TVA_Transmission | Internal | Winter | B20 | 935 | 900 | 0 | 59.3 | 53.55 | 7 | 0
2015 | AZ_NM_SNV_Coal_2_SPP_S | AZ_NM_SNV_Coal | SPP_S | External | Shoulder | B11 | 25 | 400 | 400 | 37.03 | 52.2 | 8.17 | 7.01
2015 | AZ_NM_SNV_Coal_2_SPP_S | AZ_NM_SNV_Coal | SPP_S | External | Shoulder | B12 | 200 | 400 | 0 | 37.02 | 37.62 | 8.17 | 0
2015 | AZ_NM_SNV_Coal_2_SPP_S | AZ_NM_SNV_Coal | SPP_S | External | Shoulder | B13 | 600 | 400 | 0 | 37 | 36.35 | 8.17 | 0
2015 | AZ_NM_SNV_Coal_2_SPP_S | AZ_NM_SNV_Coal | SPP_S | External | Shoulder | B14 | 900 | 400 | 0 | 37 | 36.31 | 8.17 | 0
2015 | AZ_NM_SNV_Coal_2_SPP_S | AZ_NM_SNV_Coal | SPP_S | External | Shoulder | B15 | 1203 | 400 | 0 | 37 | 36.27 | 8.17 | 0
2015 | AZ_NM_SNV_Coal_2_SPP_S | AZ_NM_SNV_Coal | SPP_S | External | Summer | B1 | 10 | 400 | 0 | 54.72 | 58.75 | 8.17 | 0
2015 | AZ_NM_SNV_Coal_2_SPP_S | AZ_NM_SNV_Coal | SPP_S | External | Summer | B2 | 25 | 400 | 0 | 54.72 | 58.78 | 8.17 | 0
2015 | AZ_NM_SNV_Coal_2_SPP_S | AZ_NM_SNV_Coal | SPP_S | External | Summer | B3 | 75 | 400 | 0 | 52.94 | 58.75 | 8.17 | 0
2015 | AZ_NM_SNV_Coal_2_SPP_S | AZ_NM_SNV_Coal | SPP_S | External | Summer | B4 | 100 | 400 | 0 | 45.15 | 51.92 | 8.17 | 0
2015 | AZ_NM_SNV_Coal_2_SPP_S | AZ_NM_SNV_Coal | SPP_S | External | Summer | B5 | 200 | 400 | 400 | 39.53 | 50.41 | 8.17 | 2.71
2015 | AZ_NM_SNV_Coal_2_SPP_S | AZ_NM_SNV_Coal | SPP_S | External | Summer | B6 | 300 | 400 | 400 | 37.1 | 46.23 | 8.17 | 0.97
2015 | AZ_NM_SNV_Coal_2_SPP_S | AZ_NM_SNV_Coal | SPP_S | External | Summer | B7 | 400 | 400 | 0 | 37 | 36.71 | 8.17 | 0
2015 | AZ_NM_SNV_Coal_2_SPP_S | AZ_NM_SNV_Coal | SPP_S | External | Summer | B8 | 500 | 400 | 0 | 36.99 | 35.13 | 8.17 | 0
2015 | AZ_NM_SNV_Coal_2_SPP_S | AZ_NM_SNV_Coal | SPP_S | External | Summer | B9 | 800 | 400 | 0 | 36.99 | 35.1 | 8.17 | 0
2015 | AZ_NM_SNV_Coal_2_SPP_S | AZ_NM_SNV_Coal | SPP_S | External | Summer | B10 | 1262 | 400 | 0 | 35.88 | 35.05 | 8.17 | 0
2015 | AZ_NM_SNV_Coal_2_SPP_S | AZ_NM_SNV_Coal | SPP_S | External | Winter | B16 | 25 | 400 | 0 | 39.3 | 41.8 | 8.17 | 0
2015 | AZ_NM_SNV_Coal_2_SPP_S | AZ_NM_SNV_Coal | SPP_S | External | Winter | B17 | 100 | 400 | 0 | 39.3 | 38.73 | 8.17 | 0
2015 | AZ_NM_SNV_Coal_2_SPP_S | AZ_NM_SNV_Coal | SPP_S | External | Winter | B18 | 400 | 400 | 0 | 39.3 | 38.64 | 8.17 | 0
2015 | AZ_NM_SNV_Coal_2_SPP_S | AZ_NM_SNV_Coal | SPP_S | External | Winter | B19 | 700 | 400 | 0 | 39.3 | 38.47 | 8.17 | 0
2015 | AZ_NM_SNV_Coal_2_SPP_S | AZ_NM_SNV_Coal | SPP_S | External | Winter | B20 | 935 | 400 | 0 | 39.13 | 33.8 | 8.17 | 0
2015 | ERCOT_2_SPP_S | ERCOT | SPP_S | External | Shoulder | B11 | 25 | 800 | 0 | 52.82 | 52.2 | 8 | 0
2015 | ERCOT_2_SPP_S | ERCOT | SPP_S | External | Shoulder | B12 | 200 | 800 | 0 | 39.52 | 37.62 | 8 | 0
2015 | ERCOT_2_SPP_S | ERCOT | SPP_S | External | Shoulder | B13 | 600 | 800 | 0 | 36.29 | 36.35 | 8 | 0
2015 | ERCOT_2_SPP_S | ERCOT | SPP_S | External | Shoulder | B14 | 900 | 800 | 0 | 36.29 | 36.31 | 8 | 0
2015 | ERCOT_2_SPP_S | ERCOT | SPP_S | External | Shoulder | B15 | 1203 | 800 | 0 | 36.29 | 36.27 | 8 | 0
2015 | ERCOT_2_SPP_S | ERCOT | SPP_S | External | Summer | B1 | 10 | 800 | 0.02 | 51.3 | 58.75 | 8 | 0
2015 | ERCOT_2_SPP_S | ERCOT | SPP_S | External | Summer | B2 | 25 | 800 | 0 | 51.3 | 58.78 | 8 | 0
2015 | ERCOT_2_SPP_S | ERCOT | SPP_S | External | Summer | B3 | 75 | 800 | 0 | 51.3 | 58.75 | 8 | 0
2015 | ERCOT_2_SPP_S | ERCOT | SPP_S | External | Summer | B4 | 100 | 800 | 0 | 51.3 | 51.92 | 8 | 0
2015 | ERCOT_2_SPP_S | ERCOT | SPP_S | External | Summer | B5 | 200 | 800 | 0 | 51.3 | 50.41 | 8 | 0
2015 | ERCOT_2_SPP_S | ERCOT | SPP_S | External | Summer | B6 | 300 | 800 | 0 | 51.3 | 46.23 | 8 | 0
2015 | ERCOT_2_SPP_S | ERCOT | SPP_S | External | Summer | B7 | 400 | 800 | 0 | 38.73 | 36.71 | 8 | 0
2015 | ERCOT_2_SPP_S | ERCOT | SPP_S | External | Summer | B8 | 500 | 800 | 0 | 38.4 | 35.13 | 8 | 0
2015 | ERCOT_2_SPP_S | ERCOT | SPP_S | External | Summer | B9 | 800 | 800 | 0 | 35.27 | 35.1 | 8 | 0
2015 | ERCOT_2_SPP_S | ERCOT | SPP_S | External | Summer | B10 | 1262 | 800 | 0 | 35.27 | 35.05 | 8 | 0
2015 | ERCOT_2_SPP_S | ERCOT | SPP_S | External | Winter | B16 | 25 | 800 | 0 | 41.82 | 41.8 | 8 | 0
2015 | ERCOT_2_SPP_S | ERCOT | SPP_S | External | Winter | B17 | 100 | 800 | 0 | 38.73 | 38.73 | 8 | 0
2015 | ERCOT_2_SPP_S | ERCOT | SPP_S | External | Winter | B18 | 400 | 800 | 0 | 38.39 | 38.64 | 8 | 0
2015 | ERCOT_2_SPP_S | ERCOT | SPP_S | External | Winter | B19 | 700 | 800 | 0 | 38.39 | 38.47 | 8 | 0
2015 | ERCOT_2_SPP_S | ERCOT | SPP_S | External | Winter | B20 | 935 | 800 | 0 | 38.39 | 33.8 | 8 | 0
2015 | MAPP_US_2_RMPA | MAPP_US | RMPA | External | Shoulder | B11 | 25 | 200 | 0 | 38.5 | 38.16 | 8 | 0
2015 | MAPP_US_2_RMPA | MAPP_US | RMPA | External | Shoulder | B12 | 200 | 200 | 0 | 31.19 | 38.16 | 8 | 0
2015 | MAPP_US_2_RMPA | MAPP_US | RMPA | External | Shoulder | B13 | 600 | 200 | 200 | 29.29 | 38.16 | 8 | 0.88
2015 | MAPP_US_2_RMPA | MAPP_US | RMPA | External | Shoulder | B14 | 900 | 200 | 200 | 29.29 | 38.16 | 8 | 0.88
2015 | MAPP_US_2_RMPA | MAPP_US | RMPA | External | Shoulder | B15 | 1203 | 200 | 200 | 27.8 | 38.16 | 8 | 2.36
2015 | MAPP_US_2_RMPA | MAPP_US | RMPA | External | Summer | B1 | 10 | 200 | 0 | 52.35 | 57.71 | 8 | 0
2015 | MAPP_US_2_RMPA | MAPP_US | RMPA | External | Summer | B2 | 25 | 200 | 0 | 50.36 | 57.71 | 8 | 0
2015 | MAPP_US_2_RMPA | MAPP_US | RMPA | External | Summer | B3 | 75 | 200 | 0 | 50.36 | 57.71 | 8 | 0
2015 | MAPP_US_2_RMPA | MAPP_US | RMPA | External | Summer | B4 | 100 | 200 | 0 | 48.69 | 50.19 | 8 | 0
2015 | MAPP_US_2_RMPA | MAPP_US | RMPA | External | Summer | B5 | 200 | 200 | 0 | 45.53 | 45.15 | 8 | 0
2015 | MAPP_US_2_RMPA | MAPP_US | RMPA | External | Summer | B6 | 300 | 200 | 22.21 | 32.22 | 40.22 | 8 | 0
2015 | MAPP_US_2_RMPA | MAPP_US | RMPA | External | Summer | B7 | 400 | 200 | 200 | 28.42 | 36.71 | 8 | 0.3
2015 | MAPP_US_2_RMPA | MAPP_US | RMPA | External | Summer | B8 | 500 | 200 | 200 | 26.05 | 36.71 | 8 | 2.67
2015 | MAPP_US_2_RMPA | MAPP_US | RMPA | External | Summer | B9 | 800 | 200 | 200 | 26.03 | 36.71 | 8 | 2.68
2015 | MAPP_US_2_RMPA | MAPP_US | RMPA | External | Summer | B10 | 1262 | 200 | 200 | 25.08 | 35.86 | 8 | 2.78
2015 | MAPP_US_2_RMPA | MAPP_US | RMPA | External | Winter | B16 | 25 | 200 | 199.98 | 39.26 | 47.45 | 8 | 0.19
2015 | MAPP_US_2_RMPA | MAPP_US | RMPA | External | Winter | B17 | 100 | 200 | 200 | 34.22 | 43.71 | 8 | 1.49
2015 | MAPP_US_2_RMPA | MAPP_US | RMPA | External | Winter | B18 | 400 | 200 | 200 | 31.44 | 40.91 | 8 | 1.47
2015 | MAPP_US_2_RMPA | MAPP_US | RMPA | External | Winter | B19 | 700 | 200 | 200 | 31.44 | 40.91 | 8 | 1.47
2015 | MAPP_US_2_RMPA | MAPP_US | RMPA | External | Winter | B20 | 935 | 200 | 200 | 25.46 | 34.09 | 8 | 0.62
2015 | NE_2_RMPA | NE | RMPA | External | Shoulder | B11 | 25 | 310 | 0 | 45.5 | 38.16 | 5 | 0
2015 | NE_2_RMPA | NE | RMPA | External | Shoulder | B12 | 200 | 310 | 0 | 37.59 | 38.16 | 5 | 0
2015 | NE_2_RMPA | NE | RMPA | External | Shoulder | B13 | 600 | 310 | 0 | 36.29 | 38.16 | 5 | 0
2015 | NE_2_RMPA | NE | RMPA | External | Shoulder | B14 | 900 | 310 | 0 | 36.29 | 38.16 | 5 | 0
2015 | NE_2_RMPA | NE | RMPA | External | Shoulder | B15 | 1203 | 310 | 0 | 34.8 | 38.16 | 5 | 0
2015 | NE_2_RMPA | NE | RMPA | External | Summer | B1 | 10 | 310 | 0 | 58.75 | 57.71 | 5 | 0
2015 | NE_2_RMPA | NE | RMPA | External | Summer | B2 | 25 | 310 | 0 | 57.36 | 57.71 | 5 | 0
2015 | NE_2_RMPA | NE | RMPA | External | Summer | B3 | 75 | 310 | 0 | 57.36 | 57.71 | 5 | 0
2015 | NE_2_RMPA | NE | RMPA | External | Summer | B4 | 100 | 310 | 0 | 55.69 | 50.19 | 5 | 0
2015 | NE_2_RMPA | NE | RMPA | External | Summer | B5 | 200 | 310 | 0 | 52.53 | 45.15 | 5 | 0
2015 | NE_2_RMPA | NE | RMPA | External | Summer | B6 | 300 | 310 | 0 | 39.22 | 40.22 | 5 | 0
2015 | NE_2_RMPA | NE | RMPA | External | Summer | B7 | 400 | 310 | 0 | 35.42 | 36.71 | 5 | 0
2015 | NE_2_RMPA | NE | RMPA | External | Summer | B8 | 500 | 310 | 0 | 33.05 | 36.71 | 5 | 0
2015 | NE_2_RMPA | NE | RMPA | External | Summer | B9 | 800 | 310 | 0 | 33.03 | 36.71 | 5 | 0
2015 | NE_2_RMPA | NE | RMPA | External | Summer | B10 | 1262 | 310 | 0 | 31.96 | 35.86 | 5 | 0
2015 | NE_2_RMPA | NE | RMPA | External | Winter | B16 | 25 | 310 | 309.99 | 41.79 | 47.45 | 5 | 0.67
2015 | NE_2_RMPA | NE | RMPA | External | Winter | B17 | 100 | 310 | 28.3 | 38.71 | 43.71 | 5 | 0
2015 | NE_2_RMPA | NE | RMPA | External | Winter | B18 | 400 | 310 | 0 | 38.44 | 40.91 | 5 | 0
2015 | NE_2_RMPA | NE | RMPA | External | Winter | B19 | 700 | 310 | 0 | 38.44 | 40.91 | 5 | 0
2015 | NE_2_RMPA | NE | RMPA | External | Winter | B20 | 935 | 310 | 0 | 32.32 | 34.09 | 5 | 0
2015 | NWPP_Coal_2_MAPP_US | NWPP_Coal | MAPP_US | External | Shoulder | B11 | 25 | 150 | 0 | 37 | 38.5 | 8 | 0
2015 | NWPP_Coal_2_MAPP_US | NWPP_Coal | MAPP_US | External | Shoulder | B12 | 200 | 150 | 0 | 37 | 31.19 | 8 | 0
2015 | NWPP_Coal_2_MAPP_US | NWPP_Coal | MAPP_US | External | Shoulder | B13 | 600 | 150 | 0 | 37 | 29.29 | 8 | 0
2015 | NWPP_Coal_2_MAPP_US | NWPP_Coal | MAPP_US | External | Shoulder | B14 | 900 | 150 | 0 | 37 | 29.29 | 8 | 0
2015 | NWPP_Coal_2_MAPP_US | NWPP_Coal | MAPP_US | External | Shoulder | B15 | 1203 | 150 | 0 | 37 | 27.8 | 8 | 0
2015 | NWPP_Coal_2_MAPP_US | NWPP_Coal | MAPP_US | External | Summer | B1 | 10 | 150 | 0 | 45.86 | 52.35 | 8 | 0
2015 | NWPP_Coal_2_MAPP_US | NWPP_Coal | MAPP_US | External | Summer | B2 | 25 | 150 | 150 | 36.98 | 50.36 | 8 | 5.38
2015 | NWPP_Coal_2_MAPP_US | NWPP_Coal | MAPP_US | External | Summer | B3 | 75 | 150 | 150 | 36.98 | 50.36 | 8 | 5.38
2015 | NWPP_Coal_2_MAPP_US | NWPP_Coal | MAPP_US | External | Summer | B4 | 100 | 150 | 150 | 36.98 | 48.69 | 8 | 3.71
2015 | NWPP_Coal_2_MAPP_US | NWPP_Coal | MAPP_US | External | Summer | B5 | 200 | 150 | 150 | 36.98 | 45.53 | 8 | 0.55
2015 | NWPP_Coal_2_MAPP_US | NWPP_Coal | MAPP_US | External | Summer | B6 | 300 | 150 | 0 | 36.98 | 32.22 | 8 | 0
2015 | NWPP_Coal_2_MAPP_US | NWPP_Coal | MAPP_US | External | Summer | B7 | 400 | 150 | 0 | 36.98 | 28.42 | 8 | 0
2015 | NWPP_Coal_2_MAPP_US | NWPP_Coal | MAPP_US | External | Summer | B8 | 500 | 150 | 0 | 36.98 | 26.05 | 8 | 0
2015 | NWPP_Coal_2_MAPP_US | NWPP_Coal | MAPP_US | External | Summer | B9 | 800 | 150 | 0 | 36.98 | 26.03 | 8 | 0
2015 | NWPP_Coal_2_MAPP_US | NWPP_Coal | MAPP_US | External | Summer | B10 | 1262 | 150 | 0 | 36.98 | 25.08 | 8 | 0
2015 | NWPP_Coal_2_MAPP_US | NWPP_Coal | MAPP_US | External | Winter | B16 | 25 | 150 | 0 | 39.29 | 39.26 | 8 | 0
2015 | NWPP_Coal_2_MAPP_US | NWPP_Coal | MAPP_US | External | Winter | B17 | 100 | 150 | 0 | 39.29 | 34.22 | 8 | 0
2015 | NWPP_Coal_2_MAPP_US | NWPP_Coal | MAPP_US | External | Winter | B18 | 400 | 150 | 0 | 39.29 | 31.44 | 8 | 0
2015 | NWPP_Coal_2_MAPP_US | NWPP_Coal | MAPP_US | External | Winter | B19 | 700 | 150 | 0 | 39.29 | 31.44 | 8 | 0
2015 | NWPP_Coal_2_MAPP_US | NWPP_Coal | MAPP_US | External | Winter | B20 | 935 | 150 | 0 | 39.29 | 25.46 | 8 | 0
2015 | RMPA_2_MAPP_US | RMPA | MAPP_US | External | Shoulder | B11 | 25 | 200 | 0 | 38.16 | 38.5 | 8 | 0
2015 | RMPA_2_MAPP_US | RMPA | MAPP_US | External | Shoulder | B12 | 200 | 200 | 0 | 38.16 | 31.19 | 8 | 0
2015 | RMPA_2_MAPP_US | RMPA | MAPP_US | External | Shoulder | B13 | 600 | 200 | 0 | 38.16 | 29.29 | 8 | 0
2015 | RMPA_2_MAPP_US | RMPA | MAPP_US | External | Shoulder | B14 | 900 | 200 | 0 | 38.16 | 29.29 | 8 | 0
2015 | RMPA_2_MAPP_US | RMPA | MAPP_US | External | Shoulder | B15 | 1203 | 200 | 0 | 38.16 | 27.8 | 8 | 0
2015 | RMPA_2_MAPP_US | RMPA | MAPP_US | External | Summer | B1 | 10 | 200 | 0 | 57.71 | 52.35 | 8 | 0
2015 | RMPA_2_MAPP_US | RMPA | MAPP_US | External | Summer | B2 | 25 | 200 | 0 | 57.71 | 50.36 | 8 | 0
2015 | RMPA_2_MAPP_US | RMPA | MAPP_US | External | Summer | B3 | 75 | 200 | 0 | 57.71 | 50.36 | 8 | 0
2015 | RMPA_2_MAPP_US | RMPA | MAPP_US | External | Summer | B4 | 100 | 200 | 0 | 50.19 | 48.69 | 8 | 0
2015 | RMPA_2_MAPP_US | RMPA | MAPP_US | External | Summer | B5 | 200 | 200 | 0 | 45.15 | 45.53 | 8 | 0
2015 | RMPA_2_MAPP_US | RMPA | MAPP_US | External | Summer | B6 | 300 | 200 | 0 | 40.22 | 32.22 | 8 | 0
2015 | RMPA_2_MAPP_US | RMPA | MAPP_US | External | Summer | B7 | 400 | 200 | 0 | 36.71 | 28.42 | 8 | 0
2015 | RMPA_2_MAPP_US | RMPA | MAPP_US | External | Summer | B8 | 500 | 200 | 0 | 36.71 | 26.05 | 8 | 0
2015 | RMPA_2_MAPP_US | RMPA | MAPP_US | External | Summer | B9 | 800 | 200 | 0 | 36.71 | 26.03 | 8 | 0
2015 | RMPA_2_MAPP_US | RMPA | MAPP_US | External | Summer | B10 | 1262 | 200 | 0 | 35.86 | 25.08 | 8 | 0
2015 | RMPA_2_MAPP_US | RMPA | MAPP_US | External | Winter | B16 | 25 | 200 | 0 | 47.45 | 39.26 | 8 | 0
2015 | RMPA_2_MAPP_US | RMPA | MAPP_US | External | Winter | B17 | 100 | 200 | 0 | 43.71 | 34.22 | 8 | 0
2015 | RMPA_2_MAPP_US | RMPA | MAPP_US | External | Winter | B18 | 400 | 200 | 0 | 40.91 | 31.44 | 8 | 0
2015 | RMPA_2_MAPP_US | RMPA | MAPP_US | External | Winter | B19 | 700 | 200 | 0 | 40.91 | 31.44 | 8 | 0
2015 | RMPA_2_MAPP_US | RMPA | MAPP_US | External | Winter | B20 | 935 | 200 | 0 | 34.09 | 25.46 | 8 | 0
2015 | RMPA_2_NE | RMPA | NE | External | Shoulder | B11 | 25 | 310 | 0 | 38.16 | 45.5 | 8 | 0
2015 | RMPA_2_NE | RMPA | NE | External | Shoulder | B12 | 200 | 310 | 0 | 38.16 | 37.59 | 8 | 0
2015 | RMPA_2_NE | RMPA | NE | External | Shoulder | B13 | 600 | 310 | 0 | 38.16 | 36.29 | 8 | 0
2015 | RMPA_2_NE | RMPA | NE | External | Shoulder | B14 | 900 | 310 | 0 | 38.16 | 36.29 | 8 | 0
2015 | RMPA_2_NE | RMPA | NE | External | Shoulder | B15 | 1203 | 310 | 0 | 38.16 | 34.8 | 8 | 0
2015 | RMPA_2_NE | RMPA | NE | External | Summer | B1 | 10 | 310 | 0 | 57.71 | 58.75 | 8 | 0
2015 | RMPA_2_NE | RMPA | NE | External | Summer | B2 | 25 | 310 | 0 | 57.71 | 57.36 | 8 | 0
2015 | RMPA_2_NE | RMPA | NE | External | Summer | B3 | 75 | 310 | 0 | 57.71 | 57.36 | 8 | 0
2015 | RMPA_2_NE | RMPA | NE | External | Summer | B4 | 100 | 310 | 0 | 50.19 | 55.69 | 8 | 0
2015 | RMPA_2_NE | RMPA | NE | External | Summer | B5 | 200 | 310 | 0 | 45.15 | 52.53 | 8 | 0
2015 | RMPA_2_NE | RMPA | NE | External | Summer | B6 | 300 | 310 | 0 | 40.22 | 39.22 | 8 | 0
2015 | RMPA_2_NE | RMPA | NE | External | Summer | B7 | 400 | 310 | 0 | 36.71 | 35.42 | 8 | 0
2015 | RMPA_2_NE | RMPA | NE | External | Summer | B8 | 500 | 310 | 0 | 36.71 | 33.05 | 8 | 0
2015 | RMPA_2_NE | RMPA | NE | External | Summer | B9 | 800 | 310 | 0 | 36.71 | 33.03 | 8 | 0
2015 | RMPA_2_NE | RMPA | NE | External | Summer | B10 | 1262 | 310 | 0 | 35.86 | 31.96 | 8 | 0
2015 | RMPA_2_NE | RMPA | NE | External | Winter | B16 | 25 | 310 | 0 | 47.45 | 41.79 | 8 | 0
2015 | RMPA_2_NE | RMPA | NE | External | Winter | B17 | 100 | 310 | 0 | 43.71 | 38.71 | 8 | 0
2015 | RMPA_2_NE | RMPA | NE | External | Winter | B18 | 400 | 310 | 0 | 40.91 | 38.44 | 8 | 0
2015 | RMPA_2_NE | RMPA | NE | External | Winter | B19 | 700 | 310 | 0 | 40.91 | 38.44 | 8 | 0
2015 | RMPA_2_NE | RMPA | NE | External | Winter | B20 | 935 | 310 | 0 | 34.09 | 32.32 | 8 | 0
2015 | RMPA_2_SPP_N | RMPA | SPP_N | External | Shoulder | B11 | 25 | 210 | 210 | 38.16 | 52.5 | 8 | 6.33
2015 | RMPA_2_SPP_N | RMPA | SPP_N | External | Shoulder | B12 | 200 | 210 | 0 | 38.16 | 37.6 | 8 | 0
2015 | RMPA_2_SPP_N | RMPA | SPP_N | External | Shoulder | B13 | 600 | 210 | 0 | 38.16 | 36.34 | 8 | 0
2015 | RMPA_2_SPP_N | RMPA | SPP_N | External | Shoulder | B14 | 900 | 210 | 0 | 38.16 | 36.3 | 8 | 0
2015 | RMPA_2_SPP_N | RMPA | SPP_N | External | Shoulder | B15 | 1203 | 210 | 0 | 38.16 | 36.26 | 8 | 0
2015 | RMPA_2_SPP_N | RMPA | SPP_N | External | Summer | B1 | 10 | 210 | 0 | 57.71 | 58.76 | 8 | 0
2015 | RMPA_2_SPP_N | RMPA | SPP_N | External | Summer | B2 | 25 | 210 | 0 | 57.71 | 58.76 | 8 | 0
2015 | RMPA_2_SPP_N | RMPA | SPP_N | External | Summer | B3 | 75 | 210 | 0 | 57.71 | 58.76 | 8 | 0
2015 | RMPA_2_SPP_N | RMPA | SPP_N | External | Summer | B4 | 100 | 210 | 0 | 50.19 | 55.7 | 8 | 0
2015 | RMPA_2_SPP_N | RMPA | SPP_N | External | Summer | B5 | 200 | 210 | 0 | 45.15 | 52.54 | 8 | 0
2015 | RMPA_2_SPP_N | RMPA | SPP_N | External | Summer | B6 | 300 | 210 | 0 | 40.22 | 46.22 | 8 | 0
2015 | RMPA_2_SPP_N | RMPA | SPP_N | External | Summer | B7 | 400 | 210 | 0 | 36.71 | 36.69 | 8 | 0
2015 | RMPA_2_SPP_N | RMPA | SPP_N | External | Summer | B8 | 500 | 210 | 0 | 36.71 | 35.12 | 8 | 0
2015 | RMPA_2_SPP_N | RMPA | SPP_N | External | Summer | B9 | 800 | 210 | 0 | 36.71 | 35.09 | 8 | 0
2015 | RMPA_2_SPP_N | RMPA | SPP_N | External | Summer | B10 | 1262 | 210 | 0 | 35.86 | 34.55 | 8 | 0
2015 | RMPA_2_SPP_N | RMPA | SPP_N | External | Winter | B16 | 25 | 210 | 0 | 47.45 | 41.8 | 8 | 0
2015 | RMPA_2_SPP_N | RMPA | SPP_N | External | Winter | B17 | 100 | 210 | 0 | 43.71 | 38.72 | 8 | 0
2015 | RMPA_2_SPP_N | RMPA | SPP_N | External | Winter | B18 | 400 | 210 | 0 | 40.91 | 38.63 | 8 | 0
2015 | RMPA_2_SPP_N | RMPA | SPP_N | External | Winter | B19 | 700 | 210 | 0 | 40.91 | 38.45 | 8 | 0
2015 | RMPA_2_SPP_N | RMPA | SPP_N | External | Winter | B20 | 935 | 210 | 0 | 34.09 | 33.79 | 8 | 0
2015 | SPP_N_2_RMPA | SPP_N | RMPA | External | Shoulder | B11 | 25 | 210 | 0 | 52.5 | 38.16 | 5 | 0
2015 | SPP_N_2_RMPA | SPP_N | RMPA | External | Shoulder | B12 | 200 | 210 | 0 | 37.6 | 38.16 | 5 | 0
2015 | SPP_N_2_RMPA | SPP_N | RMPA | External | Shoulder | B13 | 600 | 210 | 0 | 36.34 | 38.16 | 5 | 0
2015 | SPP_N_2_RMPA | SPP_N | RMPA | External | Shoulder | B14 | 900 | 210 | 0 | 36.3 | 38.16 | 5 | 0
2015 | SPP_N_2_RMPA | SPP_N | RMPA | External | Shoulder | B15 | 1203 | 210 | 0 | 36.26 | 38.16 | 5 | 0
2015 | SPP_N_2_RMPA | SPP_N | RMPA | External | Summer | B1 | 10 | 210 | 0 | 58.76 | 57.71 | 5 | 0
2015 | SPP_N_2_RMPA | SPP_N | RMPA | External | Summer | B2 | 25 | 210 | 0 | 58.76 | 57.71 | 5 | 0
2015 | SPP_N_2_RMPA | SPP_N | RMPA | External | Summer | B3 | 75 | 210 | 0 | 58.76 | 57.71 | 5 | 0
2015 | SPP_N_2_RMPA | SPP_N | RMPA | External | Summer | B4 | 100 | 210 | 0 | 55.7 | 50.19 | 5 | 0
2015 | SPP_N_2_RMPA | SPP_N | RMPA | External | Summer | B5 | 200 | 210 | 0 | 52.54 | 45.15 | 5 | 0
2015 | SPP_N_2_RMPA | SPP_N | RMPA | External | Summer | B6 | 300 | 210 | 0 | 46.22 | 40.22 | 5 | 0
2015 | SPP_N_2_RMPA | SPP_N | RMPA | External | Summer | B7 | 400 | 210 | 0 | 36.69 | 36.71 | 5 | 0
2015 | SPP_N_2_RMPA | SPP_N | RMPA | External | Summer | B8 | 500 | 210 | 0 | 35.12 | 36.71 | 5 | 0
2015 | SPP_N_2_RMPA | SPP_N | RMPA | External | Summer | B9 | 800 | 210 | 0 | 35.09 | 36.71 | 5 | 0
2015 | SPP_N_2_RMPA | SPP_N | RMPA | External | Summer | B10 | 1262 | 210 | 0 | 34.55 | 35.86 | 5 | 0
2015 | SPP_N_2_RMPA | SPP_N | RMPA | External | Winter | B16 | 25 | 210 | 209.99 | 41.8 | 47.45 | 5 | 0.66
2015 | SPP_N_2_RMPA | SPP_N | RMPA | External | Winter | B17 | 100 | 210 | 0.07 | 38.72 | 43.71 | 5 | 0
2015 | SPP_N_2_RMPA | SPP_N | RMPA | External | Winter | B18 | 400 | 210 | 0 | 38.63 | 40.91 | 5 | 0
2015 | SPP_N_2_RMPA | SPP_N | RMPA | External | Winter | B19 | 700 | 210 | 0 | 38.45 | 40.91 | 5 | 0
2015 | SPP_N_2_RMPA | SPP_N | RMPA | External | Winter | B20 | 935 | 210 | 0 | 33.79 | 34.09 | 5 | 0
2015 | SPP_S_2_ERCOT | SPP_S | ERCOT | External | Shoulder | B11 | 25 | 800 | 0 | 52.2 | 52.82 | 5 | 0
2015 | SPP_S_2_ERCOT | SPP_S | ERCOT | External | Shoulder | B12 | 200 | 800 | 0 | 37.62 | 39.52 | 5 | 0
2015 | SPP_S_2_ERCOT | SPP_S | ERCOT | External | Shoulder | B13 | 600 | 800 | 0 | 36.35 | 36.29 | 5 | 0
2015 | SPP_S_2_ERCOT | SPP_S | ERCOT | External | Shoulder | B14 | 900 | 800 | 0 | 36.31 | 36.29 | 5 | 0
2015 | SPP_S_2_ERCOT | SPP_S | ERCOT | External | Shoulder | B15 | 1203 | 800 | 0 | 36.27 | 36.29 | 5 | 0
2015 | SPP_S_2_ERCOT | SPP_S | ERCOT | External | Summer | B1 | 10 | 800 | 0 | 58.75 | 51.3 | 5 | 0
2015 | SPP_S_2_ERCOT | SPP_S | ERCOT | External | Summer | B2 | 25 | 800 | 0 | 58.78 | 51.3 | 5 | 0
2015 | SPP_S_2_ERCOT | SPP_S | ERCOT | External | Summer | B3 | 75 | 800 | 0 | 58.75 | 51.3 | 5 | 0
2015 | SPP_S_2_ERCOT | SPP_S | ERCOT | External | Summer | B4 | 100 | 800 | 0 | 51.92 | 51.3 | 5 | 0
2015 | SPP_S_2_ERCOT | SPP_S | ERCOT | External | Summer | B5 | 200 | 800 | 0 | 50.41 | 51.3 | 5 | 0
2015 | SPP_S_2_ERCOT | SPP_S | ERCOT | External | Summer | B6 | 300 | 800 | 799.99 | 46.23 | 51.3 | 5 | 0.07
2015 | SPP_S_2_ERCOT | SPP_S | ERCOT | External | Summer | B7 | 400 | 800 | 0 | 36.71 | 38.73 | 5 | 0
2015 | SPP_S_2_ERCOT | SPP_S | ERCOT | External | Summer | B8 | 500 | 800 | 0 | 35.13 | 38.4 | 5 | 0
2015 | SPP_S_2_ERCOT | SPP_S | ERCOT | External | Summer | B9 | 800 | 800 | 0 | 35.1 | 35.27 | 5 | 0
2015 | SPP_S_2_ERCOT | SPP_S | ERCOT | External | Summer | B10 | 1262 | 800 | 0 | 35.05 | 35.27 | 5 | 0
2015 | SPP_S_2_ERCOT | SPP_S | ERCOT | External | Winter | B16 | 25 | 800 | 0 | 41.8 | 41.82 | 5 | 0
2015 | SPP_S_2_ERCOT | SPP_S | ERCOT | External | Winter | B17 | 100 | 800 | 0 | 38.73 | 38.73 | 5 | 0
2015 | SPP_S_2_ERCOT | SPP_S | ERCOT | External | Winter | B18 | 400 | 800 | 0 | 38.64 | 38.39 | 5 | 0
2015 | SPP_S_2_ERCOT | SPP_S | ERCOT | External | Winter | B19 | 700 | 800 | 0 | 38.47 | 38.39 | 5 | 0
2015 | SPP_S_2_ERCOT | SPP_S | ERCOT | External | Winter | B20 | 935 | 800 | 0 | 33.8 | 38.39 | 5 | 0
2020 | AZ_NM_SNV_Coal_2_SPP_S | AZ_NM_SNV_Coal | SPP_S | External | Shoulder | B11 | 25 | 400 | 400 | 44.78 | 57.84 | 8.17 | 4.89
2020 | AZ_NM_SNV_Coal_2_SPP_S | AZ_NM_SNV_Coal | SPP_S | External | Shoulder | B12 | 200 | 400 | 0 | 43.96 | 42.02 | 8.17 | 0
2020 | AZ_NM_SNV_Coal_2_SPP_S | AZ_NM_SNV_Coal | SPP_S | External | Shoulder | B13 | 600 | 400 | 0 | 43.95 | 40.95 | 8.17 | 0
2020 | AZ_NM_SNV_Coal_2_SPP_S | AZ_NM_SNV_Coal | SPP_S | External | Shoulder | B14 | 900 | 400 | 0 | 43.95 | 40.2 | 8.17 | 0
2020 | AZ_NM_SNV_Coal_2_SPP_S | AZ_NM_SNV_Coal | SPP_S | External | Shoulder | B15 | 1203 | 400 | 0 | 41.96 | 40.2 | 8.17 | 0
2020 | AZ_NM_SNV_Coal_2_SPP_S | AZ_NM_SNV_Coal | SPP_S | External | Summer | B1 | 10 | 400 | 0 | 65.8 | 64.56 | 8.17 | 0
2020 | AZ_NM_SNV_Coal_2_SPP_S | AZ_NM_SNV_Coal | SPP_S | External | Summer | B2 | 25 | 400 | 0 | 65.8 | 65.22 | 8.17 | 0
2020 | AZ_NM_SNV_Coal_2_SPP_S | AZ_NM_SNV_Coal | SPP_S | External | Summer | B3 | 75 | 400 | 0 | 61.81 | 64.77 | 8.17 | 0
2020 | AZ_NM_SNV_Coal_2_SPP_S | AZ_NM_SNV_Coal | SPP_S | External | Summer | B4 | 100 | 400 | 7.05 | 51.85 | 60.02 | 8.17 | 0
2020 | AZ_NM_SNV_Coal_2_SPP_S | AZ_NM_SNV_Coal | SPP_S | External | Summer | B5 | 200 | 400 | 0 | 47.83 | 55.88 | 8.17 | 0
2020 | AZ_NM_SNV_Coal_2_SPP_S | AZ_NM_SNV_Coal | SPP_S | External | Summer | B6 | 300 | 400 | 0 | 43.71 | 51.77 | 8.17 | 0
2020 | AZ_NM_SNV_Coal_2_SPP_S | AZ_NM_SNV_Coal | SPP_S | External | Summer | B7 | 400 | 400 | 0 | 43.7 | 43.24 | 8.17 | 0
2020 | AZ_NM_SNV_Coal_2_SPP_S | AZ_NM_SNV_Coal | SPP_S | External | Summer | B8 | 500 | 400 | 0 | 43.7 | 40.62 | 8.17 | 0
2020 | AZ_NM_SNV_Coal_2_SPP_S | AZ_NM_SNV_Coal | SPP_S | External | Summer | B9 | 800 | 400 | 0 | 43.52 | 39.2 | 8.17 | 0
2020 | AZ_NM_SNV_Coal_2_SPP_S | AZ_NM_SNV_Coal | SPP_S | External | Summer | B10 | 1262 | 400 | 0 | 42.54 | 38.86 | 8.17 | 0
2020 | AZ_NM_SNV_Coal_2_SPP_S | AZ_NM_SNV_Coal | SPP_S | External | Winter | B16 | 25 | 400 | 0 | 47.29 | 48.38 | 8.17 | 0
2020 | AZ_NM_SNV_Coal_2_SPP_S | AZ_NM_SNV_Coal | SPP_S | External | Winter | B17 | 100 | 400 | 0 | 47.27 | 42.84 | 8.17 | 0
2020 | AZ_NM_SNV_Coal_2_SPP_S | AZ_NM_SNV_Coal | SPP_S | External | Winter | B18 | 400 | 400 | 0 | 47.26 | 42.84 | 8.17 | 0
2020 | AZ_NM_SNV_Coal_2_SPP_S | AZ_NM_SNV_Coal | SPP_S | External | Winter | B19 | 700 | 400 | 0 | 47.26 | 42.75 | 8.17 | 0
2020 | AZ_NM_SNV_Coal_2_SPP_S | AZ_NM_SNV_Coal | SPP_S | External | Winter | B20 | 935 | 400 | 0 | 44.43 | 41.29 | 8.17 | 0
2020 | ERCOT_2_SPP_S | ERCOT | SPP_S | External | Shoulder | B11 | 25 | 800 | 0 | 58.4 | 57.84 | 8 | 0
2020 | ERCOT_2_SPP_S | ERCOT | SPP_S | External | Shoulder | B12 | 200 | 800 | 0 | 43.63 | 42.02 | 8 | 0
2020 | ERCOT_2_SPP_S | ERCOT | SPP_S | External | Shoulder | B13 | 600 | 800 | 0 | 40.04 | 40.95 | 8 | 0
2020 | ERCOT_2_SPP_S | ERCOT | SPP_S | External | Shoulder | B14 | 900 | 800 | 0 | 40.04 | 40.2 | 8 | 0
2020 | ERCOT_2_SPP_S | ERCOT | SPP_S | External | Shoulder | B15 | 1203 | 800 | 0 | 40.04 | 40.2 | 8 | 0
2020 | ERCOT_2_SPP_S | ERCOT | SPP_S | External | Summer | B1 | 10 | 800 | 0 | 67.49 | 64.56 | 8 | 0
2020 | ERCOT_2_SPP_S | ERCOT | SPP_S | External | Summer | B2 | 25 | 800 | 0 | 67.49 | 65.22 | 8 | 0
2020 | ERCOT_2_SPP_S | ERCOT | SPP_S | External | Summer | B3 | 75 | 800 | 56.94 | 56.77 | 64.77 | 8 | 0
2020 | ERCOT_2_SPP_S | ERCOT | SPP_S | External | Summer | B4 | 100 | 800 | 0 | 56.77 | 60.02 | 8 | 0
2020 | ERCOT_2_SPP_S | ERCOT | SPP_S | External | Summer | B5 | 200 | 800 | 0 | 56.77 | 55.88 | 8 | 0
2020 | ERCOT_2_SPP_S | ERCOT | SPP_S | External | Summer | B6 | 300 | 800 | 0 | 56.77 | 51.77 | 8 | 0
2020 | ERCOT_2_SPP_S | ERCOT | SPP_S | External | Summer | B7 | 400 | 800 | 0 | 48.24 | 43.24 | 8 | 0
2020 | ERCOT_2_SPP_S | ERCOT | SPP_S | External | Summer | B8 | 500 | 800 | 0 | 42.43 | 40.62 | 8 | 0
2020 | ERCOT_2_SPP_S | ERCOT | SPP_S | External | Summer | B9 | 800 | 800 | 0 | 38.95 | 39.2 | 8 | 0
2020 | ERCOT_2_SPP_S | ERCOT | SPP_S | External | Summer | B10 | 1262 | 800 | 0 | 38.95 | 38.86 | 8 | 0
2020 | ERCOT_2_SPP_S | ERCOT | SPP_S | External | Winter | B16 | 25 | 800 | 0 | 53.38 | 48.38 | 8 | 0
2020 | ERCOT_2_SPP_S | ERCOT | SPP_S | External | Winter | B17 | 100 | 800 | 0 | 44.42 | 42.84 | 8 | 0
2020 | ERCOT_2_SPP_S | ERCOT | SPP_S | External | Winter | B18 | 400 | 800 | 0 | 42.4 | 42.84 | 8 | 0
2020 | ERCOT_2_SPP_S | ERCOT | SPP_S | External | Winter | B19 | 700 | 800 | 0 | 42.4 | 42.75 | 8 | 0
2020 | ERCOT_2_SPP_S | ERCOT | SPP_S | External | Winter | B20 | 935 | 800 | 0 | 42.4 | 41.29 | 8 | 0
2020 | MAPP_US_2_RMPA | MAPP_US | RMPA | External | Shoulder | B11 | 25 | 200 | 0 | 46.98 | 43.61 | 8 | 0
2020 | MAPP_US_2_RMPA | MAPP_US | RMPA | External | Shoulder | B12 | 200 | 200 | 200 | 35.46 | 43.61 | 8 | 0.15
2020 | MAPP_US_2_RMPA | MAPP_US | RMPA | External | Shoulder | B13 | 600 | 200 | 200 | 33.93 | 43.61 | 8 | 1.68
2020 | MAPP_US_2_RMPA | MAPP_US | RMPA | External | Shoulder | B14 | 900 | 200 | 200 | 33.26 | 43.61 | 8 | 2.35
2020 | MAPP_US_2_RMPA | MAPP_US | RMPA | External | Shoulder | B15 | 1203 | 200 | 200 | 33.17 | 43.61 | 8 | 2.44
2020 | MAPP_US_2_RMPA | MAPP_US | RMPA | External | Summer | B1 | 10 | 200 | 0.02 | 58.04 | 65.22 | 8 | 0
2020 | MAPP_US_2_RMPA | MAPP_US | RMPA | External | Summer | B2 | 25 | 200 | 0.02 | 57.47 | 65.22 | 8 | 0
2020 | MAPP_US_2_RMPA | MAPP_US | RMPA | External | Summer | B3 | 75 | 200 | 0 | 57.47 | 65.22 | 8 | 0
2020 | MAPP_US_2_RMPA | MAPP_US | RMPA | External | Summer | B4 | 100 | 200 | 0 | 57.47 | 58.78 | 8 | 0
2020 | MAPP_US_2_RMPA | MAPP_US | RMPA | External | Summer | B5 | 200 | 200 | 0 | 51.78 | 51.85 | 8 | 0
2020 | MAPP_US_2_RMPA | MAPP_US | RMPA | External | Summer | B6 | 300 | 200 | 0 | 44.75 | 51.85 | 8 | 0
2020 | MAPP_US_2_RMPA | MAPP_US | RMPA | External | Summer | B7 | 400 | 200 | 200 | 33.43 | 41.93 | 8 | 0.51
2020 | MAPP_US_2_RMPA | MAPP_US | RMPA | External | Summer | B8 | 500 | 200 | 200 | 30.34 | 41.93 | 8 | 3.59
2020 | MAPP_US_2_RMPA | MAPP_US | RMPA | External | Summer | B9 | 800 | 200 | 200 | 30.33 | 41.93 | 8 | 3.61
2020 | MAPP_US_2_RMPA | MAPP_US | RMPA | External | Summer | B10 | 1262 | 200 | 200 | 27.6 | 39.52 | 8 | 3.92
2020 | MAPP_US_2_RMPA | MAPP_US | RMPA | External | Winter | B16 | 25 | 200 | 200 | 42.67 | 55.43 | 8 | 4.76
2020 | MAPP_US_2_RMPA | MAPP_US | RMPA | External | Winter | B17 | 100 | 200 | 200 | 38.25 | 47.82 | 8 | 1.57
2020 | MAPP_US_2_RMPA | MAPP_US | RMPA | External | Winter | B18 | 400 | 200 | 200 | 35.82 | 46.79 | 8 | 2.96
2020 | MAPP_US_2_RMPA | MAPP_US | RMPA | External | Winter | B19 | 700 | 200 | 200 | 35.82 | 46.79 | 8 | 2.96
2020 | MAPP_US_2_RMPA | MAPP_US | RMPA | External | Winter | B20 | 935 | 200 | 132.7 | 31.11 | 39.11 | 8 | 0
2020 | NE_2_RMPA | NE | RMPA | External | Shoulder | B11 | 25 | 310 | 0 | 53.98 | 43.61 | 5 | 0
2020 | NE_2_RMPA | NE | RMPA | External | Shoulder | B12 | 200 | 310 | 0 | 42.02 | 43.61 | 5 | 0
2020 | NE_2_RMPA | NE | RMPA | External | Shoulder | B13 | 600 | 310 | 0 | 40.93 | 43.61 | 5 | 0
2020 | NE_2_RMPA | NE | RMPA | External | Shoulder | B14 | 900 | 310 | 0 | 40.2 | 43.61 | 5 | 0
2020 | NE_2_RMPA | NE | RMPA | External | Shoulder | B15 | 1203 | 310 | 0 | 40.17 | 43.61 | 5 | 0
2020 | NE_2_RMPA | NE | RMPA | External | Summer | B1 | 10 | 310 | 0 | 65.04 | 65.22 | 5 | 0
2020 | NE_2_RMPA | NE | RMPA | External | Summer | B2 | 25 | 310 | 0 | 64.47 | 65.22 | 5 | 0
2020 | NE_2_RMPA | NE | RMPA | External | Summer | B3 | 75 | 310 | 0 | 64.47 | 65.22 | 5 | 0
2020 | NE_2_RMPA | NE | RMPA | External | Summer | B4 | 100 | 310 | 0 | 64.47 | 58.78 | 5 | 0
2020 | NE_2_RMPA | NE | RMPA | External | Summer | B5 | 200 | 310 | 0 | 58.78 | 51.85 | 5 | 0
2020 | NE_2_RMPA | NE | RMPA | External | Summer | B6 | 300 | 310 | 0 | 51.75 | 51.85 | 5 | 0
2020 | NE_2_RMPA | NE | RMPA | External | Summer | B7 | 400 | 310 | 0 | 40.43 | 41.93 | 5 | 0
2020 | NE_2_RMPA | NE | RMPA | External | Summer | B8 | 500 | 310 | 0 | 37.34 | 41.93 | 5 | 0
2020 | NE_2_RMPA | NE | RMPA | External | Summer | B9 | 800 | 310 | 0 | 37.33 | 41.93 | 5 | 0
2020 | NE_2_RMPA | NE | RMPA | External | Summer | B10 | 1262 | 310 | 106.69 | 34.52 | 39.52 | 5 | 0
2020 | NE_2_RMPA | NE | RMPA | External | Winter | B16 | 25 | 310 | 310 | 48.38 | 55.43 | 5 | 2.05
2020 | NE_2_RMPA | NE | RMPA | External | Winter | B17 | 100 | 310 | 235.13 | 42.82 | 47.82 | 5 | 0
2020 | NE_2_RMPA | NE | RMPA | External | Winter | B18 | 400 | 310 | 0 | 42.82 | 46.79 | 5 | 0
2020 | NE_2_RMPA | NE | RMPA | External | Winter | B19 | 700 | 310 | 0 | 42.72 | 46.79 | 5 | 0
2020 | NE_2_RMPA | NE | RMPA | External | Winter | B20 | 935 | 310 | 0 | 37.57 | 39.11 | 5 | 0
2020 | NWPP_Coal_2_MAPP_US | NWPP_Coal | MAPP_US | External | Shoulder | B11 | 25 | 150 | 0 | 43.93 | 46.98 | 8 | 0
2020 | NWPP_Coal_2_MAPP_US | NWPP_Coal | MAPP_US | External | Shoulder | B12 | 200 | 150 | 0 | 43.93 | 35.46 | 8 | 0
2020 | NWPP_Coal_2_MAPP_US | NWPP_Coal | MAPP_US | External | Shoulder | B13 | 600 | 150 | 0 | 43.93 | 33.93 | 8 | 0
2020 | NWPP_Coal_2_MAPP_US | NWPP_Coal | MAPP_US | External | Shoulder | B14 | 900 | 150 | 0 | 43.93 | 33.26 | 8 | 0
2020 | NWPP_Coal_2_MAPP_US | NWPP_Coal | MAPP_US | External | Shoulder | B15 | 1203 | 150 | 0 | 43.93 | 33.17 | 8 | 0
2020 | NWPP_Coal_2_MAPP_US | NWPP_Coal | MAPP_US | External | Summer | B1 | 10 | 150 | 0 | 53.67 | 58.04 | 8 | 0
2020 | NWPP_Coal_2_MAPP_US | NWPP_Coal | MAPP_US | External | Summer | B2 | 25 | 150 | 0 | 53.67 | 57.47 | 8 | 0
2020 | NWPP_Coal_2_MAPP_US | NWPP_Coal | MAPP_US | External | Summer | B3 | 75 | 150 | 150 | 43.69 | 57.47 | 8 | 5.78
2020 | NWPP_Coal_2_MAPP_US | NWPP_Coal | MAPP_US | External | Summer | B4 | 100 | 150 | 150 | 43.69 | 57.47 | 8 | 5.78
2020 | NWPP_Coal_2_MAPP_US | NWPP_Coal | MAPP_US | External | Summer | B5 | 200 | 150 | 149.99 | 43.69 | 51.78 | 8 | 0.09
2020 | NWPP_Coal_2_MAPP_US | NWPP_Coal | MAPP_US | External | Summer | B6 | 300 | 150 | 0 | 43.69 | 44.75 | 8 | 0
2020 | NWPP_Coal_2_MAPP_US | NWPP_Coal | MAPP_US | External | Summer | B7 | 400 | 150 | 0 | 43.69 | 33.43 | 8 | 0
2020 | NWPP_Coal_2_MAPP_US | NWPP_Coal | MAPP_US | External | Summer | B8 | 500 | 150 | 0 | 43.69 | 30.34 | 8 | 0
2020 | NWPP_Coal_2_MAPP_US | NWPP_Coal | MAPP_US | External | Summer | B9 | 800 | 150 | 0 | 43.69 | 30.33 | 8 | 0
2020 | NWPP_Coal_2_MAPP_US | NWPP_Coal | MAPP_US | External | Summer | B10 | 1262 | 150 | 0 | 43.69 | 27.6 | 8 | 0
2020 | NWPP_Coal_2_MAPP_US | NWPP_Coal | MAPP_US | External | Winter | B16 | 25 | 150 | 0 | 47.26 | 42.67 | 8 | 0
2020 | NWPP_Coal_2_MAPP_US | NWPP_Coal | MAPP_US | External | Winter | B17 | 100 | 150 | 0 | 47.26 | 38.25 | 8 | 0
2020 | NWPP_Coal_2_MAPP_US | NWPP_Coal | MAPP_US | External | Winter | B18 | 400 | 150 | 0 | 47.26 | 35.82 | 8 | 0
2020 | NWPP_Coal_2_MAPP_US | NWPP_Coal | MAPP_US | External | Winter | B19 | 700 | 150 | 0 | 47.26 | 35.82 | 8 | 0
2020 | NWPP_Coal_2_MAPP_US | NWPP_Coal | MAPP_US | External | Winter | B20 | 935 | 150 | 0 | 47.26 | 31.11 | 8 | 0
2020 | RMPA_2_MAPP_US | RMPA | MAPP_US | External | Shoulder | B11 | 25 | 200 | 0 | 43.61 | 46.98 | 8 | 0
2020 | RMPA_2_MAPP_US | RMPA | MAPP_US | External | Shoulder | B12 | 200 | 200 | 0 | 43.61 | 35.46 | 8 | 0
2020 | RMPA_2_MAPP_US | RMPA | MAPP_US | External | Shoulder | B13 | 600 | 200 | 0 | 43.61 | 33.93 | 8 | 0
2020 | RMPA_2_MAPP_US | RMPA | MAPP_US | External | Shoulder | B14 | 900 | 200 | 0 | 43.61 | 33.26 | 8 | 0
2020 | RMPA_2_MAPP_US | RMPA | MAPP_US | External | Shoulder | B15 | 1203 | 200 | 0 | 43.61 | 33.17 | 8 | 0
2020 | RMPA_2_MAPP_US | RMPA | MAPP_US | External | Summer | B1 | 10 | 200 | 0 | 65.22 | 58.04 | 8 | 0
2020 | RMPA_2_MAPP_US | RMPA | MAPP_US | External | Summer | B2 | 25 | 200 | 0 | 65.22 | 57.47 | 8 | 0
2020 | RMPA_2_MAPP_US | RMPA | MAPP_US | External | Summer | B3 | 75 | 200 | 0 | 65.22 | 57.47 | 8 | 0
2020 | RMPA_2_MAPP_US | RMPA | MAPP_US | External | Summer | B4 | 100 | 200 | 0 | 58.78 | 57.47 | 8 | 0
2020 | RMPA_2_MAPP_US | RMPA | MAPP_US | External | Summer | B5 | 200 | 200 | 0 | 51.85 | 51.78 | 8 | 0
2020 | RMPA_2_MAPP_US | RMPA | MAPP_US | External | Summer | B6 | 300 | 200 | 0 | 51.85 | 44.75 | 8 | 0
2020 | RMPA_2_MAPP_US | RMPA | MAPP_US | External | Summer | B7 | 400 | 200 | 0 | 41.93 | 33.43 | 8 | 0
2020 | RMPA_2_MAPP_US | RMPA | MAPP_US | External | Summer | B8 | 500 | 200 | 0 | 41.93 | 30.34 | 8 | 0
2020 | RMPA_2_MAPP_US | RMPA | MAPP_US | External | Summer | B9 | 800 | 200 | 0 | 41.93 | 30.33 | 8 | 0
2020 | RMPA_2_MAPP_US | RMPA | MAPP_US | External | Summer | B10 | 1262 | 200 | 0 | 39.52 | 27.6 | 8 | 0
2020 | RMPA_2_MAPP_US | RMPA | MAPP_US | External | Winter | B16 | 25 | 200 | 0 | 55.43 | 42.67 | 8 | 0
2020 | RMPA_2_MAPP_US | RMPA | MAPP_US | External | Winter | B17 | 100 | 200 | 0 | 47.82 | 38.25 | 8 | 0
2020 | RMPA_2_MAPP_US | RMPA | MAPP_US | External | Winter | B18 | 400 | 200 | 0 | 46.79 | 35.82 | 8 | 0
2020 | RMPA_2_MAPP_US | RMPA | MAPP_US | External | Winter | B19 | 700 | 200 | 0 | 46.79 | 35.82 | 8 | 0
2020 | RMPA_2_MAPP_US | RMPA | MAPP_US | External | Winter | B20 | 935 | 200 | 0 | 39.11 | 31.11 | 8 | 0
2020 | RMPA_2_NE | RMPA | NE | External | Shoulder | B11 | 25 | 310 | 310 | 43.61 | 53.98 | 8 | 2.37
2020 | RMPA_2_NE | RMPA | NE | External | Shoulder | B12 | 200 | 310 | 0 | 43.61 | 42.02 | 8 | 0
2020 | RMPA_2_NE | RMPA | NE | External | Shoulder | B13 | 600 | 310 | 0 | 43.61 | 40.93 | 8 | 0
2020 | RMPA_2_NE | RMPA | NE | External | Shoulder | B14 | 900 | 310 | 0 | 43.61 | 40.2 | 8 | 0
2020 | RMPA_2_NE | RMPA | NE | External | Shoulder | B15 | 1203 | 310 | 0 | 43.61 | 40.17 | 8 | 0
2020 | RMPA_2_NE | RMPA | NE | External | Summer | B1 | 10 | 310 | 0 | 65.22 | 65.04 | 8 | 0
2020 | RMPA_2_NE | RMPA | NE | External | Summer | B2 | 25 | 310 | 0 | 65.22 | 64.47 | 8 | 0
2020 | RMPA_2_NE | RMPA | NE | External | Summer | B3 | 75 | 310 | 0 | 65.22 | 64.47 | 8 | 0
2020 | RMPA_2_NE | RMPA | NE | External | Summer | B4 | 100 | 310 | 0 | 58.78 | 64.47 | 8 | 0
2020 | RMPA_2_NE | RMPA | NE | External | Summer | B5 | 200 | 310 | 0 | 51.85 | 58.78 | 8 | 0
2020 | RMPA_2_NE | RMPA | NE | External | Summer | B6 | 300 | 310 | 0 | 51.85 | 51.75 | 8 | 0
2020 | RMPA_2_NE | RMPA | NE | External | Summer | B7 | 400 | 310 | 0 | 41.93 | 40.43 | 8 | 0
2020 | RMPA_2_NE | RMPA | NE | External | Summer | B8 | 500 | 310 | 0 | 41.93 | 37.34 | 8 | 0
2020 | RMPA_2_NE | RMPA | NE | External | Summer | B9 | 800 | 310 | 0 | 41.93 | 37.33 | 8 | 0
2020 | RMPA_2_NE | RMPA | NE | External | Summer | B10 | 1262 | 310 | 0 | 39.52 | 34.52 | 8 | 0
2020 | RMPA_2_NE | RMPA | NE | External | Winter | B16 | 25 | 310 | 0 | 55.43 | 48.38 | 8 | 0
2020 | RMPA_2_NE | RMPA | NE | External | Winter | B17 | 100 | 310 | 0 | 47.82 | 42.82 | 8 | 0
2020 | RMPA_2_NE | RMPA | NE | External | Winter | B18 | 400 | 310 | 0 | 46.79 | 42.82 | 8 | 0
2020 | RMPA_2_NE | RMPA | NE | External | Winter | B19 | 700 | 310 | 0 | 46.79 | 42.72 | 8 | 0
2020 | RMPA_2_NE | RMPA | NE | External | Winter | B20 | 935 | 310 | 0 | 39.11 | 37.57 | 8 | 0
2020 | RMPA_2_SPP_N | RMPA | SPP_N | External | Shoulder | B11 | 25 | 210 | 210 | 43.61 | 60.98 | 8 | 9.37
2020 | RMPA_2_SPP_N | RMPA | SPP_N | External | Shoulder | B12 | 200 | 210 | 0 | 43.61 | 42.03 | 8 | 0
2020 | RMPA_2_SPP_N | RMPA | SPP_N | External | Shoulder | B13 | 600 | 210 | 0 | 43.61 | 40.94 | 8 | 0
2020 | RMPA_2_SPP_N | RMPA | SPP_N | External | Shoulder | B14 | 900 | 210 | 0 | 43.61 | 40.21 | 8 | 0
2020 | RMPA_2_SPP_N | RMPA | SPP_N | External | Shoulder | B15 | 1203 | 210 | 0 | 43.61 | 40.19 | 8 | 0
2020 | RMPA_2_SPP_N | RMPA | SPP_N | External | Summer | B1 | 10 | 210 | 0 | 65.22 | 66.03 | 8 | 0
2020 | RMPA_2_SPP_N | RMPA | SPP_N | External | Summer | B2 | 25 | 210 | 0 | 65.22 | 66.03 | 8 | 0
2020 | RMPA_2_SPP_N | RMPA | SPP_N | External | Summer | B3 | 75 | 210 | 0 | 65.22 | 66.03 | 8 | 0
2020 | RMPA_2_SPP_N | RMPA | SPP_N | External | Summer | B4 | 100 | 210 | 0 | 58.78 | 66.03 | 8 | 0
2020 | RMPA_2_SPP_N | RMPA | SPP_N | External | Summer | B5 | 200 | 210 | 0 | 51.85 | 58.79 | 8 | 0
2020 | RMPA_2_SPP_N | RMPA | SPP_N | External | Summer | B6 | 300 | 210 | 0 | 51.85 | 51.76 | 8 | 0
2020 | RMPA_2_SPP_N | RMPA | SPP_N | External | Summer | B7 | 400 | 210 | 0 | 41.93 | 43.23 | 8 | 0
2020 | RMPA_2_SPP_N | RMPA | SPP_N | External | Summer | B8 | 500 | 210 | 0 | 41.93 | 40.6 | 8 | 0
2020 | RMPA_2_SPP_N | RMPA | SPP_N | External | Summer | B9 | 800 | 210 | 0 | 41.93 | 39.18 | 8 | 0
2020 | RMPA_2_SPP_N | RMPA | SPP_N | External | Summer | B10 | 1262 | 210 | 0 | 39.52 | 38.85 | 8 | 0
2020 | RMPA_2_SPP_N | RMPA | SPP_N | External | Winter | B16 | 25 | 210 | 0 | 55.43 | 48.39 | 8 | 0
2020 | RMPA_2_SPP_N | RMPA | SPP_N | External | Winter | B17 | 100 | 210 | 0 | 47.82 | 42.83 | 8 | 0
2020 | RMPA_2_SPP_N | RMPA | SPP_N | External | Winter | B18 | 400 | 210 | 0 | 46.79 | 42.83 | 8 | 0
2020 | RMPA_2_SPP_N | RMPA | SPP_N | External | Winter | B19 | 700 | 210 | 0 | 46.79 | 42.74 | 8 | 0
2020 | RMPA_2_SPP_N | RMPA | SPP_N | External | Winter | B20 | 935 | 210 | 0 | 39.11 | 41.27 | 8 | 0
2020 | SPP_N_2_RMPA | SPP_N | RMPA | External | Shoulder | B11 | 25 | 210 | 0 | 60.98 | 43.61 | 5 | 0
2020 | SPP_N_2_RMPA | SPP_N | RMPA | External | Shoulder | B12 | 200 | 210 | 0 | 42.03 | 43.61 | 5 | 0
2020 | SPP_N_2_RMPA | SPP_N | RMPA | External | Shoulder | B13 | 600 | 210 | 0 | 40.94 | 43.61 | 5 | 0
2020 | SPP_N_2_RMPA | SPP_N | RMPA | External | Shoulder | B14 | 900 | 210 | 0 | 40.21 | 43.61 | 5 | 0
2020 | SPP_N_2_RMPA | SPP_N | RMPA | External | Shoulder | B15 | 1203 | 210 | 0 | 40.19 | 43.61 | 5 | 0
2020 | SPP_N_2_RMPA | SPP_N | RMPA | External | Summer | B1 | 10 | 210 | 0 | 66.03 | 65.22 | 5 | 0
2020 | SPP_N_2_RMPA | SPP_N | RMPA | External | Summer | B2 | 25 | 210 | 0 | 66.03 | 65.22 | 5 | 0
2020 | SPP_N_2_RMPA | SPP_N | RMPA | External | Summer | B3 | 75 | 210 | 0 | 66.03 | 65.22 | 5 | 0
2020 | SPP_N_2_RMPA | SPP_N | RMPA | External | Summer | B4 | 100 | 210 | 0 | 66.03 | 58.78 | 5 | 0
2020 | SPP_N_2_RMPA | SPP_N | RMPA | External | Summer | B5 | 200 | 210 | 0 | 58.79 | 51.85 | 5 | 0
2020 | SPP_N_2_RMPA | SPP_N | RMPA | External | Summer | B6 | 300 | 210 | 0 | 51.76 | 51.85 | 5 | 0
2020 | SPP_N_2_RMPA | SPP_N | RMPA | External | Summer | B7 | 400 | 210 | 0 | 43.23 | 41.93 | 5 | 0
2020 | SPP_N_2_RMPA | SPP_N | RMPA | External | Summer | B8 | 500 | 210 | 0 | 40.6 | 41.93 | 5 | 0
2020 | SPP_N_2_RMPA | SPP_N | RMPA | External | Summer | B9 | 800 | 210 | 0 | 39.18 | 41.93 | 5 | 0
2020 | SPP_N_2_RMPA | SPP_N | RMPA | External | Summer | B10 | 1262 | 210 | 0 | 38.85 | 39.52 | 5 | 0
2020 | SPP_N_2_RMPA | SPP_N | RMPA | External | Winter | B16 | 25 | 210 | 210 | 48.39 | 55.43 | 5 | 2.04
2020 | SPP_N_2_RMPA | SPP_N | RMPA | External | Winter | B17 | 100 | 210 | 0.11 | 42.83 | 47.82 | 5 | 0
2020 | SPP_N_2_RMPA | SPP_N | RMPA | External | Winter | B18 | 400 | 210 | 0 | 42.83 | 46.79 | 5 | 0
2020 | SPP_N_2_RMPA | SPP_N | RMPA | External | Winter | B19 | 700 | 210 | 0 | 42.74 | 46.79 | 5 | 0
2020 | SPP_N_2_RMPA | SPP_N | RMPA | External | Winter | B20 | 935 | 210 | 0 | 41.27 | 39.11 | 5 | 0
2020 | SPP_S_2_ERCOT | SPP_S | ERCOT | External | Shoulder | B11 | 25 | 800 | 0 | 57.84 | 58.4 | 5 | 0
2020 | SPP_S_2_ERCOT | SPP_S | ERCOT | External | Shoulder | B12 | 200 | 800 | 0 | 42.02 | 43.63 | 5 | 0
2020 | SPP_S_2_ERCOT | SPP_S | ERCOT | External | Shoulder | B13 | 600 | 800 | 0 | 40.95 | 40.04 | 5 | 0
2020 | SPP_S_2_ERCOT | SPP_S | ERCOT | External | Shoulder | B14 | 900 | 800 | 0 | 40.2 | 40.04 | 5 | 0
2020 | SPP_S_2_ERCOT | SPP_S | ERCOT | External | Shoulder | B15 | 1203 | 800 | 0 | 40.2 | 40.04 | 5 | 0
2020 | SPP_S_2_ERCOT | SPP_S | ERCOT | External | Summer | B1 | 10 | 800 | 0 | 64.56 | 67.49 | 5 | 0
2020 | SPP_S_2_ERCOT | SPP_S | ERCOT | External | Summer | B2 | 25 | 800 | 0 | 65.22 | 67.49 | 5 | 0
2020 | SPP_S_2_ERCOT | SPP_S | ERCOT | External | Summer | B3 | 75 | 800 | 0 | 64.77 | 56.77 | 5 | 0
2020 | SPP_S_2_ERCOT | SPP_S | ERCOT | External | Summer | B4 | 100 | 800 | 0 | 60.02 | 56.77 | 5 | 0
2020 | SPP_S_2_ERCOT | SPP_S | ERCOT | External | Summer | B5 | 200 | 800 | 0 | 55.88 | 56.77 | 5 | 0
2020 | SPP_S_2_ERCOT | SPP_S | ERCOT | External | Summer | B6 | 300 | 800 | 734.69 | 51.77 | 56.77 | 5 | 0
2020 | SPP_S_2_ERCOT | SPP_S | ERCOT | External | Summer | B7 | 400 | 800 | 385.88 | 43.24 | 48.24 | 5 | 0
2020 | SPP_S_2_ERCOT | SPP_S | ERCOT | External | Summer | B8 | 500 | 800 | 0 | 40.62 | 42.43 | 5 | 0
2020 | SPP_S_2_ERCOT | SPP_S | ERCOT | External | Summer | B9 | 800 | 800 | 0 | 39.2 | 38.95 | 5 | 0
2020 | SPP_S_2_ERCOT | SPP_S | ERCOT | External | Summer | B10 | 1262 | 800 | 0 | 38.86 | 38.95 | 5 | 0
2020 | SPP_S_2_ERCOT | SPP_S | ERCOT | External | Winter | B16 | 25 | 800 | 91.6 | 48.38 | 53.38 | 5 | 0
2020 | SPP_S_2_ERCOT | SPP_S | ERCOT | External | Winter | B17 | 100 | 800 | 0 | 42.84 | 44.42 | 5 | 0
2020 | SPP_S_2_ERCOT | SPP_S | ERCOT | External | Winter | B18 | 400 | 800 | 0 | 42.84 | 42.4 | 5 | 0
2020 | SPP_S_2_ERCOT | SPP_S | ERCOT | External | Winter | B19 | 700 | 800 | 0 | 42.75 | 42.4 | 5 | 0
2020 | SPP_S_2_ERCOT | SPP_S | ERCOT | External | Winter | B20 | 935 | 800 | 0 | 41.29 | 42.4 | 5 | 0
2025 | AZ_NM_SNV_Coal_2_SPP_S | AZ_NM_SNV_Coal | SPP_S | External | Shoulder | B11 | 25 | 400 | 400 | 49.4 | 62.03 | 8.17 | 4.46
2025 | AZ_NM_SNV_Coal_2_SPP_S | AZ_NM_SNV_Coal | SPP_S | External | Shoulder | B12 | 200 | 400 | 0 | 49.39 | 46.12 | 8.17 | 0
2025 | AZ_NM_SNV_Coal_2_SPP_S | AZ_NM_SNV_Coal | SPP_S | External | Shoulder | B13 | 600 | 400 | 0 | 49.38 | 44.88 | 8.17 | 0
2025 | AZ_NM_SNV_Coal_2_SPP_S | AZ_NM_SNV_Coal | SPP_S | External | Shoulder | B14 | 900 | 400 | 0 | 49.38 | 44.88 | 8.17 | 0
2025 | AZ_NM_SNV_Coal_2_SPP_S | AZ_NM_SNV_Coal | SPP_S | External | Shoulder | B15 | 1203 | 400 | 0 | 46.41 | 44.78 | 8.17 | 0
2025 | AZ_NM_SNV_Coal_2_SPP_S | AZ_NM_SNV_Coal | SPP_S | External | Summer | B1 | 10 | 400 | 0 | 74.08 | 72.92 | 8.17 | 0
2025 | AZ_NM_SNV_Coal_2_SPP_S | AZ_NM_SNV_Coal | SPP_S | External | Summer | B2 | 25 | 400 | 255.85 | 64.63 | 72.79 | 8.17 | 0
2025 | AZ_NM_SNV_Coal_2_SPP_S | AZ_NM_SNV_Coal | SPP_S | External | Summer | B3 | 75 | 400 | 399.99 | 63.64 | 72.25 | 8.17 | 0.45
2025 | AZ_NM_SNV_Coal_2_SPP_S | AZ_NM_SNV_Coal | SPP_S | External | Summer | B4 | 100 | 400 | 400 | 56.13 | 71.53 | 8.17 | 7.24
2025 | AZ_NM_SNV_Coal_2_SPP_S | AZ_NM_SNV_Coal | SPP_S | External | Summer | B5 | 200 | 400 | 400 | 51.37 | 62.49 | 8.17 | 2.95
2025 | AZ_NM_SNV_Coal_2_SPP_S | AZ_NM_SNV_Coal | SPP_S | External | Summer | B6 | 300 | 400 | 0 | 51.16 | 55.74 | 8.17 | 0
2025 | AZ_NM_SNV_Coal_2_SPP_S | AZ_NM_SNV_Coal | SPP_S | External | Summer | B7 | 400 | 400 | 0 | 51.15 | 45.34 | 8.17 | 0
2025 | AZ_NM_SNV_Coal_2_SPP_S | AZ_NM_SNV_Coal | SPP_S | External | Summer | B8 | 500 | 400 | 0 | 51.15 | 44.02 | 8.17 | 0
2025 | AZ_NM_SNV_Coal_2_SPP_S | AZ_NM_SNV_Coal | SPP_S | External | Summer | B9 | 800 | 400 | 0 | 51.15 | 43.37 | 8.17 | 0
2025 | AZ_NM_SNV_Coal_2_SPP_S | AZ_NM_SNV_Coal | SPP_S | External | Summer | B10 | 1262 | 400 | 0 | 44.65 | 43.27 | 8.17 | 0
2025 | AZ_NM_SNV_Coal_2_SPP_S | AZ_NM_SNV_Coal | SPP_S | External | Winter | B16 | 25 | 400 | 0 | 49.99 | 50.02 | 8.17 | 0
2025 | AZ_NM_SNV_Coal_2_SPP_S | AZ_NM_SNV_Coal | SPP_S | External | Winter | B17 | 100 | 400 | 0 | 49.98 | 47.83 | 8.17 | 0
2025 | AZ_NM_SNV_Coal_2_SPP_S | AZ_NM_SNV_Coal | SPP_S | External | Winter | B18 | 400 | 400 | 0 | 49.97 | 47.73 | 8.17 | 0
2025 | AZ_NM_SNV_Coal_2_SPP_S | AZ_NM_SNV_Coal | SPP_S | External | Winter | B19 | 700 | 400 | 0 | 49.97 | 46.63 | 8.17 | 0
2025 | AZ_NM_SNV_Coal_2_SPP_S | AZ_NM_SNV_Coal | SPP_S | External | Winter | B20 | 935 | 400 | 0 | 49.65 | 42.34 | 8.17 | 0
2025 | ERCOT_2_SPP_S | ERCOT | SPP_S | External | Shoulder | B11 | 25 | 800 | 0 | 65.35 | 62.03 | 8 | 0
2025 | ERCOT_2_SPP_S | ERCOT | SPP_S | External | Shoulder | B12 | 200 | 800 | 0 | 48.75 | 46.12 | 8 | 0
2025 | ERCOT_2_SPP_S | ERCOT | SPP_S | External | Shoulder | B13 | 600 | 800 | 0 | 44.71 | 44.88 | 8 | 0
2025 | ERCOT_2_SPP_S | ERCOT | SPP_S | External | Shoulder | B14 | 900 | 800 | 0 | 44.71 | 44.88 | 8 | 0
2025 | ERCOT_2_SPP_S | ERCOT | SPP_S | External | Shoulder | B15 | 1203 | 800 | 0 | 44.71 | 44.78 | 8 | 0
2025 | ERCOT_2_SPP_S | ERCOT | SPP_S | External | Summer | B1 | 10 | 800 | 0 | 74.84 | 72.92 | 8 | 0
2025 | ERCOT_2_SPP_S | ERCOT | SPP_S | External | Summer | B2 | 25 | 800 | 0 | 74.84 | 72.79 | 8 | 0
2025 | ERCOT_2_SPP_S | ERCOT | SPP_S | External | Summer | B3 | 75 | 800 | 0 | 74.84 | 72.25 | 8 | 0
2025 | ERCOT_2_SPP_S | ERCOT | SPP_S | External | Summer | B4 | 100 | 800 | 139.46 | 63.53 | 71.53 | 8 | 0
2025 | ERCOT_2_SPP_S | ERCOT | SPP_S | External | Summer | B5 | 200 | 800 | 0 | 63.53 | 62.49 | 8 | 0
2025 | ERCOT_2_SPP_S | ERCOT | SPP_S | External | Summer | B6 | 300 | 800 | 0 | 63.53 | 55.74 | 8 | 0
2025 | ERCOT_2_SPP_S | ERCOT | SPP_S | External | Summer | B7 | 400 | 800 | 0 | 47.41 | 45.34 | 8 | 0
2025 | ERCOT_2_SPP_S | ERCOT | SPP_S | External | Summer | B8 | 500 | 800 | 0 | 43.49 | 44.02 | 8 | 0
2025 | ERCOT_2_SPP_S | ERCOT | SPP_S | External | Summer | B9 | 800 | 800 | 0 | 43.49 | 43.37 | 8 | 0
2025 | ERCOT_2_SPP_S | ERCOT | SPP_S | External | Summer | B10 | 1262 | 800 | 0 | 43.49 | 43.27 | 8 | 0
2025 | ERCOT_2_SPP_S | ERCOT | SPP_S | External | Winter | B16 | 25 | 800 | 0 | 51.63 | 50.02 | 8 | 0
2025 | ERCOT_2_SPP_S | ERCOT | SPP_S | External | Winter | B17 | 100 | 800 | 0 | 47.34 | 47.83 | 8 | 0
2025 | ERCOT_2_SPP_S | ERCOT | SPP_S | External | Winter | B18 | 400 | 800 | 0 | 47.34 | 47.73 | 8 | 0
2025 | ERCOT_2_SPP_S | ERCOT | SPP_S | External | Winter | B19 | 700 | 800 | 0 | 47.34 | 46.63 | 8 | 0
2025 | ERCOT_2_SPP_S | ERCOT | SPP_S | External | Winter | B20 | 935 | 800 | 0 | 47.34 | 42.34 | 8 | 0
2025 | MAPP_US_2_RMPA | MAPP_US | RMPA | External | Shoulder | B11 | 25 | 200 | 0 | 48.01 | 41.21 | 8 | 0
2025 | MAPP_US_2_RMPA | MAPP_US | RMPA | External | Shoulder | B12 | 200 | 200 | 0 | 39.1 | 41.21 | 8 | 0
2025 | MAPP_US_2_RMPA | MAPP_US | RMPA | External | Shoulder | B13 | 600 | 200 | 0 | 37.15 | 41.21 | 8 | 0
2025 | MAPP_US_2_RMPA | MAPP_US | RMPA | External | Shoulder | B14 | 900 | 200 | 0 | 37.15 | 41.21 | 8 | 0
2025 | MAPP_US_2_RMPA | MAPP_US | RMPA | External | Shoulder | B15 | 1203 | 200 | 0 | 32.73 | 34.4 | 8 | 0
2025 | MAPP_US_2_RMPA | MAPP_US | RMPA | External | Summer | B1 | 10 | 200 | 0.02 | 65.42 | 72.57 | 8 | 0
2025 | MAPP_US_2_RMPA | MAPP_US | RMPA | External | Summer | B2 | 25 | 200 | 0 | 65.42 | 72.57 | 8 | 0
2025 | MAPP_US_2_RMPA | MAPP_US | RMPA | External | Summer | B3 | 75 | 200 | 0 | 65.42 | 71.8 | 8 | 0
2025 | MAPP_US_2_RMPA | MAPP_US | RMPA | External | Summer | B4 | 100 | 200 | 0 | 65.29 | 64.29 | 8 | 0
2025 | MAPP_US_2_RMPA | MAPP_US | RMPA | External | Summer | B5 | 200 | 200 | 0 | 60.3 | 59.3 | 8 | 0
2025 | MAPP_US_2_RMPA | MAPP_US | RMPA | External | Summer | B6 | 300 | 200 | 0 | 44.22 | 43.22 | 8 | 0
2025 | MAPP_US_2_RMPA | MAPP_US | RMPA | External | Summer | B7 | 400 | 200 | 0 | 35.38 | 42.98 | 8 | 0
2025 | MAPP_US_2_RMPA | MAPP_US | RMPA | External | Summer | B8 | 500 | 200 | 200 | 33.49 | 42.97 | 8 | 1.48
2025 | MAPP_US_2_RMPA | MAPP_US | RMPA | External | Summer | B9 | 800 | 200 | 0 | 31.68 | 30.68 | 8 | 0
2025 | MAPP_US_2_RMPA | MAPP_US | RMPA | External | Summer | B10 | 1262 | 200 | 0 | 27.95 | 30.63 | 8 | 0
2025 | MAPP_US_2_RMPA | MAPP_US | RMPA | External | Winter | B16 | 25 | 200 | 200 | 43.87 | 58.14 | 8 | 6.26
2025 | MAPP_US_2_RMPA | MAPP_US | RMPA | External | Winter | B17 | 100 | 200 | 8.36 | 41.73 | 49.73 | 8 | 0
2025 | MAPP_US_2_RMPA | MAPP_US | RMPA | External | Winter | B18 | 400 | 200 | 0 | 39.61 | 41.81 | 8 | 0
2025 | MAPP_US_2_RMPA | MAPP_US | RMPA | External | Winter | B19 | 700 | 200 | 0 | 39.61 | 41.81 | 8 | 0
2025 | MAPP_US_2_RMPA | MAPP_US | RMPA | External | Winter | B20 | 935 | 200 | 0 | 30.04 | 32.69 | 8 | 0
2025 | NE_2_RMPA | NE | RMPA | External | Shoulder | B11 | 25 | 310 | 0 | 55.01 | 41.21 | 5 | 0
2025 | NE_2_RMPA | NE | RMPA | External | Shoulder | B12 | 200 | 310 | 0 | 46.1 | 41.21 | 5 | 0
2025 | NE_2_RMPA | NE | RMPA | External | Shoulder | B13 | 600 | 310 | 0 | 44.15 | 41.21 | 5 | 0
2025 | NE_2_RMPA | NE | RMPA | External | Shoulder | B14 | 900 | 310 | 0 | 44.15 | 41.21 | 5 | 0
2025 | NE_2_RMPA | NE | RMPA | External | Shoulder | B15 | 1203 | 310 | 0 | 39.73 | 34.4 | 5 | 0
2025 | NE_2_RMPA | NE | RMPA | External | Summer | B1 | 10 | 310 | 0 | 72.42 | 72.57 | 5 | 0
2025 | NE_2_RMPA | NE | RMPA | External | Summer | B2 | 25 | 310 | 0 | 72.42 | 72.57 | 5 | 0
2025 | NE_2_RMPA | NE | RMPA | External | Summer | B3 | 75 | 310 | 0 | 72.42 | 71.8 | 5 | 0
2025 | NE_2_RMPA | NE | RMPA | External | Summer | B4 | 100 | 310 | 0 | 72.29 | 64.29 | 5 | 0
2025 | NE_2_RMPA | NE | RMPA | External | Summer | B5 | 200 | 310 | 0 | 67.3 | 59.3 | 5 | 0
2025 | NE_2_RMPA | NE | RMPA | External | Summer | B6 | 300 | 310 | 0 | 51.22 | 43.22 | 5 | 0
2025 | NE_2_RMPA | NE | RMPA | External | Summer | B7 | 400 | 310 | 0 | 42.38 | 42.98 | 5 | 0
2025 | NE_2_RMPA | NE | RMPA | External | Summer | B8 | 500 | 310 | 0 | 40.49 | 42.97 | 5 | 0
2025 | NE_2_RMPA | NE | RMPA | External | Summer | B9 | 800 | 310 | 0 | 38.68 | 30.68 | 5 | 0
2025 | NE_2_RMPA | NE | RMPA | External | Summer | B10 | 1262 | 310 | 0 | 34.95 | 30.63 | 5 | 0
2025 | NE_2_RMPA | NE | RMPA | External | Winter | B16 | 25 | 310 | 310 | 50.02 | 58.14 | 5 | 3.11
2025 | NE_2_RMPA | NE | RMPA | External | Winter | B17 | 100 | 310 | 0 | 47.81 | 49.73 | 5 | 0
2025 | NE_2_RMPA | NE | RMPA | External | Winter | B18 | 400 | 310 | 0 | 46.61 | 41.81 | 5 | 0
2025 | NE_2_RMPA | NE | RMPA | External | Winter | B19 | 700 | 310 | 0 | 46.61 | 41.81 | 5 | 0
2025 | NE_2_RMPA | NE | RMPA | External | Winter | B20 | 935 | 310 | 0 | 37.04 | 32.69 | 5 | 0
2025 | NWPP_Coal_2_MAPP_US | NWPP_Coal | MAPP_US | External | Shoulder | B11 | 25 | 150 | 0 | 49.38 | 48.01 | 8 | 0
2025 | NWPP_Coal_2_MAPP_US | NWPP_Coal | MAPP_US | External | Shoulder | B12 | 200 | 150 | 0 | 49.38 | 39.1 | 8 | 0
2025 | NWPP_Coal_2_MAPP_US | NWPP_Coal | MAPP_US | External | Shoulder | B13 | 600 | 150 | 0 | 49.38 | 37.15 | 8 | 0
2025 | NWPP_Coal_2_MAPP_US | NWPP_Coal | MAPP_US | External | Shoulder | B14 | 900 | 150 | 0 | 49.38 | 37.15 | 8 | 0
2025 | NWPP_Coal_2_MAPP_US | NWPP_Coal | MAPP_US | External | Shoulder | B15 | 1203 | 150 | 0 | 49.38 | 32.73 | 8 | 0
2025 | NWPP_Coal_2_MAPP_US | NWPP_Coal | MAPP_US | External | Summer | B1 | 10 | 150 | 150 | 51.13 | 65.42 | 8 | 6.28
2025 | NWPP_Coal_2_MAPP_US | NWPP_Coal | MAPP_US | External | Summer | B2 | 25 | 150 | 150 | 51.13 | 65.42 | 8 | 6.28
2025 | NWPP_Coal_2_MAPP_US | NWPP_Coal | MAPP_US | External | Summer | B3 | 75 | 150 | 150 | 51.13 | 65.42 | 8 | 6.28
2025 | NWPP_Coal_2_MAPP_US | NWPP_Coal | MAPP_US | External | Summer | B4 | 100 | 150 | 150 | 51.13 | 65.29 | 8 | 6.16
2025 | NWPP_Coal_2_MAPP_US | NWPP_Coal | MAPP_US | External | Summer | B5 | 200 | 150 | 150 | 51.13 | 60.3 | 8 | 1.17
2025 | NWPP_Coal_2_MAPP_US | NWPP_Coal | MAPP_US | External | Summer | B6 | 300 | 150 | 0 | 51.13 | 44.22 | 8 | 0
2025 | NWPP_Coal_2_MAPP_US | NWPP_Coal | MAPP_US | External | Summer | B7 | 400 | 150 | 0 | 51.13 | 35.38 | 8 | 0
2025 | NWPP_Coal_2_MAPP_US | NWPP_Coal | MAPP_US | External | Summer | B8 | 500 | 150 | 0 | 51.13 | 33.49 | 8 | 0
2025 | NWPP_Coal_2_MAPP_US | NWPP_Coal | MAPP_US | External | Summer | B9 | 800 | 150 | 0 | 51.13 | 31.68 | 8 | 0
2025 | NWPP_Coal_2_MAPP_US | NWPP_Coal | MAPP_US | External | Summer | B10 | 1262 | 150 | 0 | 51.13 | 27.95 | 8 | 0
2025 | NWPP_Coal_2_MAPP_US | NWPP_Coal | MAPP_US | External | Winter | B16 | 25 | 150 | 0 | 49.97 | 43.87 | 8 | 0
2025 | NWPP_Coal_2_MAPP_US | NWPP_Coal | MAPP_US | External | Winter | B17 | 100 | 150 | 0 | 49.97 | 41.73 | 8 | 0
2025 | NWPP_Coal_2_MAPP_US | NWPP_Coal | MAPP_US | External | Winter | B18 | 400 | 150 | 0 | 49.97 | 39.61 | 8 | 0
2025 | NWPP_Coal_2_MAPP_US | NWPP_Coal | MAPP_US | External | Winter | B19 | 700 | 150 | 0 | 49.97 | 39.61 | 8 | 0
2025 | NWPP_Coal_2_MAPP_US | NWPP_Coal | MAPP_US | External | Winter | B20 | 935 | 150 | 0 | 49.97 | 30.04 | 8 | 0
2025 | RMPA_2_MAPP_US | RMPA | MAPP_US | External | Shoulder | B11 | 25 | 200 | 0 | 41.21 | 48.01 | 8 | 0
2025 | RMPA_2_MAPP_US | RMPA | MAPP_US | External | Shoulder | B12 | 200 | 200 | 0 | 41.21 | 39.1 | 8 | 0
2025 | RMPA_2_MAPP_US | RMPA | MAPP_US | External | Shoulder | B13 | 600 | 200 | 0 | 41.21 | 37.15 | 8 | 0
2025 | RMPA_2_MAPP_US | RMPA | MAPP_US | External | Shoulder | B14 | 900 | 200 | 0 | 41.21 | 37.15 | 8 | 0
2025 | RMPA_2_MAPP_US | RMPA | MAPP_US | External | Shoulder | B15 | 1203 | 200 | 0 | 34.4 | 32.73 | 8 | 0
2025 | RMPA_2_MAPP_US | RMPA | MAPP_US | External | Summer | B1 | 10 | 200 | 0 | 72.57 | 65.42 | 8 | 0
2025 | RMPA_2_MAPP_US | RMPA | MAPP_US | External | Summer | B2 | 25 | 200 | 0 | 72.57 | 65.42 | 8 | 0
2025 | RMPA_2_MAPP_US | RMPA | MAPP_US | External | Summer | B3 | 75 | 200 | 0 | 71.8 | 65.42 | 8 | 0
2025 | RMPA_2_MAPP_US | RMPA | MAPP_US | External | Summer | B4 | 100 | 200 | 0 | 64.29 | 65.29 | 8 | 0
2025 | RMPA_2_MAPP_US | RMPA | MAPP_US | External | Summer | B5 | 200 | 200 | 0 | 59.3 | 60.3 | 8 | 0
2025 | RMPA_2_MAPP_US | RMPA | MAPP_US | External | Summer | B6 | 300 | 200 | 0 | 43.22 | 44.22 | 8 | 0
2025 | RMPA_2_MAPP_US | RMPA | MAPP_US | External | Summer | B7 | 400 | 200 | 0 | 42.98 | 35.38 | 8 | 0
2025 | RMPA_2_MAPP_US | RMPA | MAPP_US | External | Summer | B8 | 500 | 200 | 0 | 42.97 | 33.49 | 8 | 0
2025 | RMPA_2_MAPP_US | RMPA | MAPP_US | External | Summer | B9 | 800 | 200 | 0 | 30.68 | 31.68 | 8 | 0
2025 | RMPA_2_MAPP_US | RMPA | MAPP_US | External | Summer | B10 | 1262 | 200 | 0 | 30.63 | 27.95 | 8 | 0
2025 | RMPA_2_MAPP_US | RMPA | MAPP_US | External | Winter | B16 | 25 | 200 | 0 | 58.14 | 43.87 | 8 | 0
2025 | RMPA_2_MAPP_US | RMPA | MAPP_US | External | Winter | B17 | 100 | 200 | 0 | 49.73 | 41.73 | 8 | 0
2025 | RMPA_2_MAPP_US | RMPA | MAPP_US | External | Winter | B18 | 400 | 200 | 0 | 41.81 | 39.61 | 8 | 0
2025 | RMPA_2_MAPP_US | RMPA | MAPP_US | External | Winter | B19 | 700 | 200 | 0 | 41.81 | 39.61 | 8 | 0
2025 | RMPA_2_MAPP_US | RMPA | MAPP_US | External | Winter | B20 | 935 | 200 | 0 | 32.69 | 30.04 | 8 | 0
2025 | RMPA_2_NE | RMPA | NE | External | Shoulder | B11 | 25 | 310 | 310 | 41.21 | 55.01 | 8 | 5.8
2025 | RMPA_2_NE | RMPA | NE | External | Shoulder | B12 | 200 | 310 | 0 | 41.21 | 46.1 | 8 | 0
2025 | RMPA_2_NE | RMPA | NE | External | Shoulder | B13 | 600 | 310 | 0 | 41.21 | 44.15 | 8 | 0
2025 | RMPA_2_NE | RMPA | NE | External | Shoulder | B14 | 900 | 310 | 0 | 41.21 | 44.15 | 8 | 0
2025 | RMPA_2_NE | RMPA | NE | External | Shoulder | B15 | 1203 | 310 | 0 | 34.4 | 39.73 | 8 | 0
2025 | RMPA_2_NE | RMPA | NE | External | Summer | B1 | 10 | 310 | 0 | 72.57 | 72.42 | 8 | 0
2025 | RMPA_2_NE | RMPA | NE | External | Summer | B2 | 25 | 310 | 0 | 72.57 | 72.42 | 8 | 0
2025 | RMPA_2_NE | RMPA | NE | External | Summer | B3 | 75 | 310 | 0 | 71.8 | 72.42 | 8 | 0
2025 | RMPA_2_NE | RMPA | NE | External | Summer | B4 | 100 | 310 | 228.56 | 64.29 | 72.29 | 8 | 0
2025 | RMPA_2_NE | RMPA | NE | External | Summer | B5 | 200 | 310 | 288.89 | 59.3 | 67.3 | 8 | 0
2025 | RMPA_2_NE | RMPA | NE | External | Summer | B6 | 300 | 310 | 67.97 | 43.22 | 51.22 | 8 | 0
2025 | RMPA_2_NE | RMPA | NE | External | Summer | B7 | 400 | 310 | 0 | 42.98 | 42.38 | 8 | 0
2025 | RMPA_2_NE | RMPA | NE | External | Summer | B8 | 500 | 310 | 0 | 42.97 | 40.49 | 8 | 0
2025 | RMPA_2_NE | RMPA | NE | External | Summer | B9 | 800 | 310 | 282.06 | 30.68 | 38.68 | 8 | 0
2025 | RMPA_2_NE | RMPA | NE | External | Summer | B10 | 1262 | 310 | 0 | 30.63 | 34.95 | 8 | 0
2025 | RMPA_2_NE | RMPA | NE | External | Winter | B16 | 25 | 310 | 0 | 58.14 | 50.02 | 8 | 0
2025 | RMPA_2_NE | RMPA | NE | External | Winter | B17 | 100 | 310 | 0 | 49.73 | 47.81 | 8 | 0
2025 | RMPA_2_NE | RMPA | NE | External | Winter | B18 | 400 | 310 | 0 | 41.81 | 46.61 | 8 | 0
2025 | RMPA_2_NE | RMPA | NE | External | Winter | B19 | 700 | 310 | 0 | 41.81 | 46.61 | 8 | 0
2025 | RMPA_2_NE | RMPA | NE | External | Winter | B20 | 935 | 310 | 0 | 32.69 | 37.04 | 8 | 0
2025 | RMPA_2_SPP_N | RMPA | SPP_N | External | Shoulder | B11 | 25 | 210 | 210 | 41.21 | 62.01 | 8 | 12.8
2025 | RMPA_2_SPP_N | RMPA | SPP_N | External | Shoulder | B12 | 200 | 210 | 0 | 41.21 | 46.11 | 8 | 0
2025 | RMPA_2_SPP_N | RMPA | SPP_N | External | Shoulder | B13 | 600 | 210 | 0 | 41.21 | 44.87 | 8 | 0
2025 | RMPA_2_SPP_N | RMPA | SPP_N | External | Shoulder | B14 | 900 | 210 | 0 | 41.21 | 44.87 | 8 | 0
2025 | RMPA_2_SPP_N | RMPA | SPP_N | External | Shoulder | B15 | 1203 | 210 | 210 | 34.4 | 44.77 | 8 | 2.37
2025 | RMPA_2_SPP_N | RMPA | SPP_N | External | Summer | B1 | 10 | 210 | 0 | 72.57 | 74.49 | 8 | 0
2025 | RMPA_2_SPP_N | RMPA | SPP_N | External | Summer | B2 | 25 | 210 | 0 | 72.57 | 73.59 | 8 | 0
2025 | RMPA_2_SPP_N | RMPA | SPP_N | External | Summer | B3 | 75 | 210 | 0 | 71.8 | 73.59 | 8 | 0
2025 | RMPA_2_SPP_N | RMPA | SPP_N | External | Summer | B4 | 100 | 210 | 210 | 64.29 | 73.59 | 8 | 1.3
2025 | RMPA_2_SPP_N | RMPA | SPP_N | External | Summer | B5 | 200 | 210 | 209.94 | 59.3 | 67.31 | 8 | 0.01
2025 | RMPA_2_SPP_N | RMPA | SPP_N | External | Summer | B6 | 300 | 210 | 210 | 43.22 | 55.73 | 8 | 4.51
2025 | RMPA_2_SPP_N | RMPA | SPP_N | External | Summer | B7 | 400 | 210 | 0 | 42.98 | 45.33 | 8 | 0
2025 | RMPA_2_SPP_N | RMPA | SPP_N | External | Summer | B8 | 500 | 210 | 0 | 42.97 | 44.01 | 8 | 0
2025 | RMPA_2_SPP_N | RMPA | SPP_N | External | Summer | B9 | 800 | 210 | 210 | 30.68 | 43.36 | 8 | 4.67
2025 | RMPA_2_SPP_N | RMPA | SPP_N | External | Summer | B10 | 1262 | 210 | 210 | 30.63 | 41.95 | 8 | 3.32
2025 | RMPA_2_SPP_N | RMPA | SPP_N | External | Winter | B16 | 25 | 210 | 0 | 58.14 | 50.03 | 8 | 0
2025 | RMPA_2_SPP_N | RMPA | SPP_N | External | Winter | B17 | 100 | 210 | 0 | 49.73 | 47.82 | 8 | 0
2025 | RMPA_2_SPP_N | RMPA | SPP_N | External | Winter | B18 | 400 | 210 | 0 | 41.81 | 47.71 | 8 | 0
2025 | RMPA_2_SPP_N | RMPA | SPP_N | External | Winter | B19 | 700 | 210 | 0 | 41.81 | 46.62 | 8 | 0
2025 | RMPA_2_SPP_N | RMPA | SPP_N | External | Winter | B20 | 935 | 210 | 210 | 32.69 | 42.33 | 8 | 1.64
2025 | SPP_N_2_RMPA | SPP_N | RMPA | External | Shoulder | B11 | 25 | 210 | 0 | 62.01 | 41.21 | 5 | 0
2025 | SPP_N_2_RMPA | SPP_N | RMPA | External | Shoulder | B12 | 200 | 210 | 0 | 46.11 | 41.21 | 5 | 0
2025 | SPP_N_2_RMPA | SPP_N | RMPA | External | Shoulder | B13 | 600 | 210 | 0 | 44.87 | 41.21 | 5 | 0
2025 | SPP_N_2_RMPA | SPP_N | RMPA | External | Shoulder | B14 | 900 | 210 | 0 | 44.87 | 41.21 | 5 | 0
2025 | SPP_N_2_RMPA | SPP_N | RMPA | External | Shoulder | B15 | 1203 | 210 | 0 | 44.77 | 34.4 | 5 | 0
2025 | SPP_N_2_RMPA | SPP_N | RMPA | External | Summer | B1 | 10 | 210 | 0 | 74.49 | 72.57 | 5 | 0
2025 | SPP_N_2_RMPA | SPP_N | RMPA | External | Summer | B2 | 25 | 210 | 0 | 73.59 | 72.57 | 5 | 0
2025 | SPP_N_2_RMPA | SPP_N | RMPA | External | Summer | B3 | 75 | 210 | 0 | 73.59 | 71.8 | 5 | 0
2025 | SPP_N_2_RMPA | SPP_N | RMPA | External | Summer | B4 | 100 | 210 | 0 | 73.59 | 64.29 | 5 | 0
2025 | SPP_N_2_RMPA | SPP_N | RMPA | External | Summer | B5 | 200 | 210 | 0 | 67.31 | 59.3 | 5 | 0
2025 | SPP_N_2_RMPA | SPP_N | RMPA | External | Summer | B6 | 300 | 210 | 0 | 55.73 | 43.22 | 5 | 0
2025 | SPP_N_2_RMPA | SPP_N | RMPA | External | Summer | B7 | 400 | 210 | 0 | 45.33 | 42.98 | 5 | 0
2025 | SPP_N_2_RMPA | SPP_N | RMPA | External | Summer | B8 | 500 | 210 | 0 | 44.01 | 42.97 | 5 | 0
2025 | SPP_N_2_RMPA | SPP_N | RMPA | External | Summer | B9 | 800 | 210 | 0 | 43.36 | 30.68 | 5 | 0
2025 | SPP_N_2_RMPA | SPP_N | RMPA | External | Summer | B10 | 1262 | 210 | 0 | 41.95 | 30.63 | 5 | 0
2025 | SPP_N_2_RMPA | SPP_N | RMPA | External | Winter | B16 | 25 | 210 | 210 | 50.03 | 58.14 | 5 | 3.1
2025 | SPP_N_2_RMPA | SPP_N | RMPA | External | Winter | B17 | 100 | 210 | 0 | 47.82 | 49.73 | 5 | 0
2025 | SPP_N_2_RMPA | SPP_N | RMPA | External | Winter | B18 | 400 | 210 | 0 | 47.71 | 41.81 | 5 | 0
2025 | SPP_N_2_RMPA | SPP_N | RMPA | External | Winter | B19 | 700 | 210 | 0 | 46.62 | 41.81 | 5 | 0
2025 | SPP_N_2_RMPA | SPP_N | RMPA | External | Winter | B20 | 935 | 210 | 0 | 42.33 | 32.69 | 5 | 0
2025 | SPP_S_2_ERCOT | SPP_S | ERCOT | External | Shoulder | B11 | 25 | 800 | 0 | 62.03 | 65.35 | 5 | 0
2025 | SPP_S_2_ERCOT | SPP_S | ERCOT | External | Shoulder | B12 | 200 | 800 | 0 | 46.12 | 48.75 | 5 | 0
2025 | SPP_S_2_ERCOT | SPP_S | ERCOT | External | Shoulder | B13 | 600 | 800 | 0 | 44.88 | 44.71 | 5 | 0
2025 | SPP_S_2_ERCOT | SPP_S | ERCOT | External | Shoulder | B14 | 900 | 800 | 0 | 44.88 | 44.71 | 5 | 0
2025 | SPP_S_2_ERCOT | SPP_S | ERCOT | External | Shoulder | B15 | 1203 | 800 | 0 | 44.78 | 44.71 | 5 | 0
2025 | SPP_S_2_ERCOT | SPP_S | ERCOT | External | Summer | B1 | 10 | 800 | 0 | 72.92 | 74.84 | 5 | 0
2025 | SPP_S_2_ERCOT | SPP_S | ERCOT | External | Summer | B2 | 25 | 800 | 0 | 72.79 | 74.84 | 5 | 0
2025 | SPP_S_2_ERCOT | SPP_S | ERCOT | External | Summer | B3 | 75 | 800 | 0 | 72.25 | 74.84 | 5 | 0
2025 | SPP_S_2_ERCOT | SPP_S | ERCOT | External | Summer | B4 | 100 | 800 | 0 | 71.53 | 63.53 | 5 | 0
2025 | SPP_S_2_ERCOT | SPP_S | ERCOT | External | Summer | B5 | 200 | 800 | 0 | 62.49 | 63.53 | 5 | 0
2025 | SPP_S_2_ERCOT | SPP_S | ERCOT | External | Summer | B6 | 300 | 800 | 800 | 55.74 | 63.53 | 5 | 2.79
2025 | SPP_S_2_ERCOT | SPP_S | ERCOT | External | Summer | B7 | 400 | 800 | 0 | 45.34 | 47.41 | 5 | 0
2025 | SPP_S_2_ERCOT | SPP_S | ERCOT | External | Summer | B8 | 500 | 800 | 0 | 44.02 | 43.49 | 5 | 0
2025 | SPP_S_2_ERCOT | SPP_S | ERCOT | External | Summer | B9 | 800 | 800 | 0 | 43.37 | 43.49 | 5 | 0
2025 | SPP_S_2_ERCOT | SPP_S | ERCOT | External | Summer | B10 | 1262 | 800 | 0 | 43.27 | 43.49 | 5 | 0
2025 | SPP_S_2_ERCOT | SPP_S | ERCOT | External | Winter | B16 | 25 | 800 | 0 | 50.02 | 51.63 | 5 | 0
2025 | SPP_S_2_ERCOT | SPP_S | ERCOT | External | Winter | B17 | 100 | 800 | 0 | 47.83 | 47.34 | 5 | 0
2025 | SPP_S_2_ERCOT | SPP_S | ERCOT | External | Winter | B18 | 400 | 800 | 0 | 47.73 | 47.34 | 5 | 0
2025 | SPP_S_2_ERCOT | SPP_S | ERCOT | External | Winter | B19 | 700 | 800 | 0 | 46.63 | 47.34 | 5 | 0
2025 | SPP_S_2_ERCOT | SPP_S | ERCOT | External | Winter | B20 | 935 | 800 | 423.62 | 42.34 | 47.34 | 5 | 0
2030 | AZ_NM_SNV_Coal_2_SPP_S | AZ_NM_SNV_Coal | SPP_S | External | Shoulder | B11 | 25 | 400 | 399.95 | 54 | 62.33 | 8.17 | 0.16
2030 | AZ_NM_SNV_Coal_2_SPP_S | AZ_NM_SNV_Coal | SPP_S | External | Shoulder | B12 | 200 | 400 | 0 | 53.99 | 48.09 | 8.17 | 0
2030 | AZ_NM_SNV_Coal_2_SPP_S | AZ_NM_SNV_Coal | SPP_S | External | Shoulder | B13 | 600 | 400 | 0 | 53.98 | 48.09 | 8.17 | 0
2030 | AZ_NM_SNV_Coal_2_SPP_S | AZ_NM_SNV_Coal | SPP_S | External | Shoulder | B14 | 900 | 400 | 0 | 53.98 | 47.98 | 8.17 | 0
2030 | AZ_NM_SNV_Coal_2_SPP_S | AZ_NM_SNV_Coal | SPP_S | External | Shoulder | B15 | 1203 | 400 | 0 | 50.57 | 47.19 | 8.17 | 0
2030 | AZ_NM_SNV_Coal_2_SPP_S | AZ_NM_SNV_Coal | SPP_S | External | Summer | B1 | 10 | 400 | 0 | 82.47 | 77.8 | 8.17 | 0
2030 | AZ_NM_SNV_Coal_2_SPP_S | AZ_NM_SNV_Coal | SPP_S | External | Summer | B2 | 25 | 400 | 0 | 79.42 | 77.8 | 8.17 | 0
2030 | AZ_NM_SNV_Coal_2_SPP_S | AZ_NM_SNV_Coal | SPP_S | External | Summer | B3 | 75 | 400 | 0 | 71.95 | 77.07 | 8.17 | 0
2030 | AZ_NM_SNV_Coal_2_SPP_S | AZ_NM_SNV_Coal | SPP_S | External | Summer | B4 | 100 | 400 | 400 | 66.47 | 76.1 | 8.17 | 1.46
2030 | AZ_NM_SNV_Coal_2_SPP_S | AZ_NM_SNV_Coal | SPP_S | External | Summer | B5 | 200 | 400 | 400 | 58.56 | 67.02 | 8.17 | 0.29
2030 | AZ_NM_SNV_Coal_2_SPP_S | AZ_NM_SNV_Coal | SPP_S | External | Summer | B6 | 300 | 400 | 0 | 58.33 | 56.75 | 8.17 | 0
2030 | AZ_NM_SNV_Coal_2_SPP_S | AZ_NM_SNV_Coal | SPP_S | External | Summer | B7 | 400 | 400 | 0 | 58.32 | 48.58 | 8.17 | 0
2030 | AZ_NM_SNV_Coal_2_SPP_S | AZ_NM_SNV_Coal | SPP_S | External | Summer | B8 | 500 | 400 | 0 | 58.32 | 46.46 | 8.17 | 0
2030 | AZ_NM_SNV_Coal_2_SPP_S | AZ_NM_SNV_Coal | SPP_S | External | Summer | B9 | 800 | 400 | 0 | 58.32 | 46.36 | 8.17 | 0
2030 | AZ_NM_SNV_Coal_2_SPP_S | AZ_NM_SNV_Coal | SPP_S | External | Summer | B10 | 1262 | 400 | 0 | 50.14 | 43.34 | 8.17 | 0
2030 | AZ_NM_SNV_Coal_2_SPP_S | AZ_NM_SNV_Coal | SPP_S | External | Winter | B16 | 25 | 400 | 0 | 56.74 | 53.65 | 8.17 | 0
2030 | AZ_NM_SNV_Coal_2_SPP_S | AZ_NM_SNV_Coal | SPP_S | External | Winter | B17 | 100 | 400 | 0 | 56.72 | 51.3 | 8.17 | 0
2030 | AZ_NM_SNV_Coal_2_SPP_S | AZ_NM_SNV_Coal | SPP_S | External | Winter | B18 | 400 | 400 | 0 | 56.71 | 51.18 | 8.17 | 0
2030 | AZ_NM_SNV_Coal_2_SPP_S | AZ_NM_SNV_Coal | SPP_S | External | Winter | B19 | 700 | 400 | 0 | 56.71 | 51.14 | 8.17 | 0
2030 | AZ_NM_SNV_Coal_2_SPP_S | AZ_NM_SNV_Coal | SPP_S | External | Winter | B20 | 935 | 400 | 0 | 54.12 | 43.34 | 8.17 | 0
2030 | ERCOT_2_SPP_S | ERCOT | SPP_S | External | Shoulder | B11 | 25 | 800 | 0 | 70.04 | 62.33 | 8 | 0
2030 | ERCOT_2_SPP_S | ERCOT | SPP_S | External | Shoulder | B12 | 200 | 800 | 0 | 52.2 | 48.09 | 8 | 0
2030 | ERCOT_2_SPP_S | ERCOT | SPP_S | External | Shoulder | B13 | 600 | 800 | 0 | 47.87 | 48.09 | 8 | 0
2030 | ERCOT_2_SPP_S | ERCOT | SPP_S | External | Shoulder | B14 | 900 | 800 | 0 | 47.87 | 47.98 | 8 | 0
2030 | ERCOT_2_SPP_S | ERCOT | SPP_S | External | Shoulder | B15 | 1203 | 800 | 0 | 47.87 | 47.19 | 8 | 0
2030 | ERCOT_2_SPP_S | ERCOT | SPP_S | External | Summer | B1 | 10 | 800 | 0 | 79.8 | 77.8 | 8 | 0
2030 | ERCOT_2_SPP_S | ERCOT | SPP_S | External | Summer | B2 | 25 | 800 | 0 | 79.8 | 77.8 | 8 | 0
2030 | ERCOT_2_SPP_S | ERCOT | SPP_S | External | Summer | B3 | 75 | 800 | 0 | 79.8 | 77.07 | 8 | 0
2030 | ERCOT_2_SPP_S | ERCOT | SPP_S | External | Summer | B4 | 100 | 800 | 159.37 | 68.1 | 76.1 | 8 | 0
2030 | ERCOT_2_SPP_S | ERCOT | SPP_S | External | Summer | B5 | 200 | 800 | 0 | 68.1 | 67.02 | 8 | 0
2030 | ERCOT_2_SPP_S | ERCOT | SPP_S | External | Summer | B6 | 300 | 800 | 0 | 68.1 | 56.75 | 8 | 0
2030 | ERCOT_2_SPP_S | ERCOT | SPP_S | External | Summer | B7 | 400 | 800 | 0 | 50.77 | 48.58 | 8 | 0
2030 | ERCOT_2_SPP_S | ERCOT | SPP_S | External | Summer | B8 | 500 | 800 | 0 | 46.56 | 46.46 | 8 | 0
2030 | ERCOT_2_SPP_S | ERCOT | SPP_S | External | Summer | B9 | 800 | 800 | 0 | 46.56 | 46.36 | 8 | 0
2030 | ERCOT_2_SPP_S | ERCOT | SPP_S | External | Summer | B10 | 1262 | 800 | 0 | 46.56 | 43.34 | 8 | 0
2030 | ERCOT_2_SPP_S | ERCOT | SPP_S | External | Winter | B16 | 25 | 800 | 0 | 55.33 | 53.65 | 8 | 0
2030 | ERCOT_2_SPP_S | ERCOT | SPP_S | External | Winter | B17 | 100 | 800 | 0 | 50.72 | 51.3 | 8 | 0
2030 | ERCOT_2_SPP_S | ERCOT | SPP_S | External | Winter | B18 | 400 | 800 | 0 | 50.72 | 51.18 | 8 | 0
2030 | ERCOT_2_SPP_S | ERCOT | SPP_S | External | Winter | B19 | 700 | 800 | 0 | 50.72 | 51.14 | 8 | 0
2030 | ERCOT_2_SPP_S | ERCOT | SPP_S | External | Winter | B20 | 935 | 800 | 0 | 50.72 | 43.34 | 8 | 0
2030 | MAPP_US_2_RMPA | MAPP_US | RMPA | External | Shoulder | B11 | 25 | 200 | 0 | 48.32 | 45.84 | 8 | 0
2030 | MAPP_US_2_RMPA | MAPP_US | RMPA | External | Shoulder | B12 | 200 | 200 | 0 | 40.86 | 45.81 | 8 | 0
2030 | MAPP_US_2_RMPA | MAPP_US | RMPA | External | Shoulder | B13 | 600 | 200 | 0 | 39.74 | 45.81 | 8 | 0
2030 | MAPP_US_2_RMPA | MAPP_US | RMPA | External | Shoulder | B14 | 900 | 200 | 0 | 39.74 | 45.81 | 8 | 0
2030 | MAPP_US_2_RMPA | MAPP_US | RMPA | External | Shoulder | B15 | 1203 | 200 | 0 | 33.2 | 39.18 | 8 | 0
2030 | MAPP_US_2_RMPA | MAPP_US | RMPA | External | Summer | B1 | 10 | 200 | 0.03 | 71.44 | 78.67 | 8 | 0
2030 | MAPP_US_2_RMPA | MAPP_US | RMPA | External | Summer | B2 | 25 | 200 | 0.01 | 71.44 | 78.67 | 8 | 0
2030 | MAPP_US_2_RMPA | MAPP_US | RMPA | External | Summer | B3 | 75 | 200 | 0 | 71.44 | 78.67 | 8 | 0
2030 | MAPP_US_2_RMPA | MAPP_US | RMPA | External | Summer | B4 | 100 | 200 | 0 | 69.18 | 68.18 | 8 | 0
2030 | MAPP_US_2_RMPA | MAPP_US | RMPA | External | Summer | B5 | 200 | 200 | 0 | 65.13 | 64.13 | 8 | 0
2030 | MAPP_US_2_RMPA | MAPP_US | RMPA | External | Summer | B6 | 300 | 200 | 0 | 42.9 | 50.14 | 8 | 0
2030 | MAPP_US_2_RMPA | MAPP_US | RMPA | External | Summer | B7 | 400 | 200 | 200 | 38.14 | 48.49 | 8 | 2.34
2030 | MAPP_US_2_RMPA | MAPP_US | RMPA | External | Summer | B8 | 500 | 200 | 200 | 36.65 | 48.49 | 8 | 3.84
2030 | MAPP_US_2_RMPA | MAPP_US | RMPA | External | Summer | B9 | 800 | 200 | 0 | 32.93 | 34.59 | 8 | 0
2030 | MAPP_US_2_RMPA | MAPP_US | RMPA | External | Summer | B10 | 1262 | 200 | 0 | 28.53 | 34.53 | 8 | 0
2030 | MAPP_US_2_RMPA | MAPP_US | RMPA | External | Winter | B16 | 25 | 200 | 200 | 45.27 | 64.88 | 8 | 11.61
2030 | MAPP_US_2_RMPA | MAPP_US | RMPA | External | Winter | B17 | 100 | 200 | 45.27 | 44.24 | 52.24 | 8 | 0
2030 | MAPP_US_2_RMPA | MAPP_US | RMPA | External | Winter | B18 | 400 | 200 | 0 | 42.14 | 48.55 | 8 | 0
2030 | MAPP_US_2_RMPA | MAPP_US | RMPA | External | Winter | B19 | 700 | 200 | 0 | 42.14 | 48.55 | 8 | 0
2030 | MAPP_US_2_RMPA | MAPP_US | RMPA | External | Winter | B20 | 935 | 200 | 0 | 30.42 | 35.1 | 8 | 0
2030 | NE_2_RMPA | NE | RMPA | External | Shoulder | B11 | 25 | 310 | 0 | 55.32 | 45.84 | 5 | 0
2030 | NE_2_RMPA | NE | RMPA | External | Shoulder | B12 | 200 | 310 | 0 | 47.86 | 45.81 | 5 | 0
2030 | NE_2_RMPA | NE | RMPA | External | Shoulder | B13 | 600 | 310 | 0 | 46.74 | 45.81 | 5 | 0
2030 | NE_2_RMPA | NE | RMPA | External | Shoulder | B14 | 900 | 310 | 0 | 46.74 | 45.81 | 5 | 0
2030 | NE_2_RMPA | NE | RMPA | External | Shoulder | B15 | 1203 | 310 | 0 | 40.2 | 39.18 | 5 | 0
2030 | NE_2_RMPA | NE | RMPA | External | Summer | B1 | 10 | 310 | 0 | 78.44 | 78.67 | 5 | 0
2030 | NE_2_RMPA | NE | RMPA | External | Summer | B2 | 25 | 310 | 0 | 78.44 | 78.67 | 5 | 0
2030 | NE_2_RMPA | NE | RMPA | External | Summer | B3 | 75 | 310 | 0 | 78.44 | 78.67 | 5 | 0
2030 | NE_2_RMPA | NE | RMPA | External | Summer | B4 | 100 | 310 | 0 | 76.18 | 68.18 | 5 | 0
2030 | NE_2_RMPA | NE | RMPA | External | Summer | B5 | 200 | 310 | 0 | 72.13 | 64.13 | 5 | 0
2030 | NE_2_RMPA | NE | RMPA | External | Summer | B6 | 300 | 310 | 0 | 49.9 | 50.14 | 5 | 0
2030 | NE_2_RMPA | NE | RMPA | External | Summer | B7 | 400 | 310 | 0 | 45.14 | 48.49 | 5 | 0
2030 | NE_2_RMPA | NE | RMPA | External | Summer | B8 | 500 | 310 | 0 | 43.65 | 48.49 | 5 | 0
2030 | NE_2_RMPA | NE | RMPA | External | Summer | B9 | 800 | 310 | 0 | 39.93 | 34.59 | 5 | 0
2030 | NE_2_RMPA | NE | RMPA | External | Summer | B10 | 1262 | 310 | 0 | 35.53 | 34.53 | 5 | 0
2030 | NE_2_RMPA | NE | RMPA | External | Winter | B16 | 25 | 310 | 310 | 52.27 | 64.88 | 5 | 7.61
2030 | NE_2_RMPA | NE | RMPA | External | Winter | B17 | 100 | 310 | 0 | 51.24 | 52.24 | 5 | 0
2030 | NE_2_RMPA | NE | RMPA | External | Winter | B18 | 400 | 310 | 0 | 49.14 | 48.55 | 5 | 0
2030 | NE_2_RMPA | NE | RMPA | External | Winter | B19 | 700 | 310 | 0 | 49.14 | 48.55 | 5 | 0
2030 | NE_2_RMPA | NE | RMPA | External | Winter | B20 | 935 | 310 | 0 | 37.41 | 35.1 | 5 | 0
2030 | NWPP_Coal_2_MAPP_US | NWPP_Coal | MAPP_US | External | Shoulder | B11 | 25 | 150 | 0 | 53.98 | 48.32 | 8 | 0
2030 | NWPP_Coal_2_MAPP_US | NWPP_Coal | MAPP_US | External | Shoulder | B12 | 200 | 150 | 0 | 53.98 | 40.86 | 8 | 0
2030 | NWPP_Coal_2_MAPP_US | NWPP_Coal | MAPP_US | External | Shoulder | B13 | 600 | 150 | 0 | 53.98 | 39.74 | 8 | 0
2030 | NWPP_Coal_2_MAPP_US | NWPP_Coal | MAPP_US | External | Shoulder | B14 | 900 | 150 | 0 | 53.98 | 39.74 | 8 | 0
2030 | NWPP_Coal_2_MAPP_US | NWPP_Coal | MAPP_US | External | Shoulder | B15 | 1203 | 150 | 0 | 53.98 | 33.2 | 8 | 0
2030 | NWPP_Coal_2_MAPP_US | NWPP_Coal | MAPP_US | External | Summer | B1 | 10 | 150 | 150 | 58.31 | 71.44 | 8 | 5.13
2030 | NWPP_Coal_2_MAPP_US | NWPP_Coal | MAPP_US | External | Summer | B2 | 25 | 150 | 150 | 58.31 | 71.44 | 8 | 5.13
2030 | NWPP_Coal_2_MAPP_US | NWPP_Coal | MAPP_US | External | Summer | B3 | 75 | 150 | 150 | 58.31 | 71.44 | 8 | 5.13
2030 | NWPP_Coal_2_MAPP_US | NWPP_Coal | MAPP_US | External | Summer | B4 | 100 | 150 | 150 | 58.31 | 69.18 | 8 | 2.87
2030 | NWPP_Coal_2_MAPP_US | NWPP_Coal | MAPP_US | External | Summer | B5 | 200 | 150 | 0 | 58.31 | 65.13 | 8 | 0
2030 | NWPP_Coal_2_MAPP_US | NWPP_Coal | MAPP_US | External | Summer | B6 | 300 | 150 | 0 | 58.31 | 42.9 | 8 | 0
2030 | NWPP_Coal_2_MAPP_US | NWPP_Coal | MAPP_US | External | Summer | B7 | 400 | 150 | 0 | 58.31 | 38.14 | 8 | 0
2030 | NWPP_Coal_2_MAPP_US | NWPP_Coal | MAPP_US | External | Summer | B8 | 500 | 150 | 0 | 58.31 | 36.65 | 8 | 0
2030 | NWPP_Coal_2_MAPP_US | NWPP_Coal | MAPP_US | External | Summer | B9 | 800 | 150 | 0 | 58.31 | 32.93 | 8 | 0
2030 | NWPP_Coal_2_MAPP_US | NWPP_Coal | MAPP_US | External | Summer | B10 | 1262 | 150 | 0 | 58.31 | 28.53 | 8 | 0
2030 | NWPP_Coal_2_MAPP_US | NWPP_Coal | MAPP_US | External | Winter | B16 | 25 | 150 | 0 | 56.71 | 45.27 | 8 | 0
2030 | NWPP_Coal_2_MAPP_US | NWPP_Coal | MAPP_US | External | Winter | B17 | 100 | 150 | 0 | 56.71 | 44.24 | 8 | 0
2030 | NWPP_Coal_2_MAPP_US | NWPP_Coal | MAPP_US | External | Winter | B18 | 400 | 150 | 0 | 56.71 | 42.14 | 8 | 0
2030 | NWPP_Coal_2_MAPP_US | NWPP_Coal | MAPP_US | External | Winter | B19 | 700 | 150 | 0 | 56.71 | 42.14 | 8 | 0
2030 | NWPP_Coal_2_MAPP_US | NWPP_Coal | MAPP_US | External | Winter | B20 | 935 | 150 | 0 | 56.71 | 30.42 | 8 | 0
2030 | RMPA_2_MAPP_US | RMPA | MAPP_US | External | Shoulder | B11 | 25 | 200 | 0 | 45.84 | 48.32 | 8 | 0
2030 | RMPA_2_MAPP_US | RMPA | MAPP_US | External | Shoulder | B12 | 200 | 200 | 0 | 45.81 | 40.86 | 8 | 0
2030 | RMPA_2_MAPP_US | RMPA | MAPP_US | External | Shoulder | B13 | 600 | 200 | 0 | 45.81 | 39.74 | 8 | 0
2030 | RMPA_2_MAPP_US | RMPA | MAPP_US | External | Shoulder | B14 | 900 | 200 | 0 | 45.81 | 39.74 | 8 | 0
2030 | RMPA_2_MAPP_US | RMPA | MAPP_US | External | Shoulder | B15 | 1203 | 200 | 0 | 39.18 | 33.2 | 8 | 0
2030 | RMPA_2_MAPP_US | RMPA | MAPP_US | External | Summer | B1 | 10 | 200 | 0 | 78.67 | 71.44 | 8 | 0
2030 | RMPA_2_MAPP_US | RMPA | MAPP_US | External | Summer | B2 | 25 | 200 | 0 | 78.67 | 71.44 | 8 | 0
2030 | RMPA_2_MAPP_US | RMPA | MAPP_US | External | Summer | B3 | 75 | 200 | 0 | 78.67 | 71.44 | 8 | 0
2030 | RMPA_2_MAPP_US | RMPA | MAPP_US | External | Summer | B4 | 100 | 200 | 0 | 68.18 | 69.18 | 8 | 0
2030 | RMPA_2_MAPP_US | RMPA | MAPP_US | External | Summer | B5 | 200 | 200 | 0 | 64.13 | 65.13 | 8 | 0
2030 | RMPA_2_MAPP_US | RMPA | MAPP_US | External | Summer | B6 | 300 | 200 | 0 | 50.14 | 42.9 | 8 | 0
2030 | RMPA_2_MAPP_US | RMPA | MAPP_US | External | Summer | B7 | 400 | 200 | 0 | 48.49 | 38.14 | 8 | 0
2030 | RMPA_2_MAPP_US | RMPA | MAPP_US | External | Summer | B8 | 500 | 200 | 0 | 48.49 | 36.65 | 8 | 0
2030 | RMPA_2_MAPP_US | RMPA | MAPP_US | External | Summer | B9 | 800 | 200 | 0 | 34.59 | 32.93 | 8 | 0
2030 | RMPA_2_MAPP_US | RMPA | MAPP_US | External | Summer | B10 | 1262 | 200 | 0 | 34.53 | 28.53 | 8 | 0
2030 | RMPA_2_MAPP_US | RMPA | MAPP_US | External | Winter | B16 | 25 | 200 | 0 | 64.88 | 45.27 | 8 | 0
2030 | RMPA_2_MAPP_US | RMPA | MAPP_US | External | Winter | B17 | 100 | 200 | 0 | 52.24 | 44.24 | 8 | 0
2030 | RMPA_2_MAPP_US | RMPA | MAPP_US | External | Winter | B18 | 400 | 200 | 0 | 48.55 | 42.14 | 8 | 0
2030 | RMPA_2_MAPP_US | RMPA | MAPP_US | External | Winter | B19 | 700 | 200 | 0 | 48.55 | 42.14 | 8 | 0
2030 | RMPA_2_MAPP_US | RMPA | MAPP_US | External | Winter | B20 | 935 | 200 | 0 | 35.1 | 30.42 | 8 | 0
2030 | RMPA_2_NE | RMPA | NE | External | Shoulder | B11 | 25 | 310 | 309.99 | 45.84 | 55.32 | 8 | 1.48
2030 | RMPA_2_NE | RMPA | NE | External | Shoulder | B12 | 200 | 310 | 0 | 45.81 | 47.86 | 8 | 0
2030 | RMPA_2_NE | RMPA | NE | External | Shoulder | B13 | 600 | 310 | 0 | 45.81 | 46.74 | 8 | 0
2030 | RMPA_2_NE | RMPA | NE | External | Shoulder | B14 | 900 | 310 | 0 | 45.81 | 46.74 | 8 | 0
2030 | RMPA_2_NE | RMPA | NE | External | Shoulder | B15 | 1203 | 310 | 0 | 39.18 | 40.2 | 8 | 0
2030 | RMPA_2_NE | RMPA | NE | External | Summer | B1 | 10 | 310 | 0 | 78.67 | 78.44 | 8 | 0
2030 | RMPA_2_NE | RMPA | NE | External | Summer | B2 | 25 | 310 | 0 | 78.67 | 78.44 | 8 | 0
2030 | RMPA_2_NE | RMPA | NE | External | Summer | B3 | 75 | 310 | 0 | 78.67 | 78.44 | 8 | 0
2030 | RMPA_2_NE | RMPA | NE | External | Summer | B4 | 100 | 310 | 48.26 | 68.18 | 76.18 | 8 | 0
2030 | RMPA_2_NE | RMPA | NE | External | Summer | B5 | 200 | 310 | 78.26 | 64.13 | 72.13 | 8 | 0
2030 | RMPA_2_NE | RMPA | NE | External | Summer | B6 | 300 | 310 | 0 | 50.14 | 49.9 | 8 | 0
2030 | RMPA_2_NE | RMPA | NE | External | Summer | B7 | 400 | 310 | 0 | 48.49 | 45.14 | 8 | 0
2030 | RMPA_2_NE | RMPA | NE | External | Summer | B8 | 500 | 310 | 0 | 48.49 | 43.65 | 8 | 0
2030 | RMPA_2_NE | RMPA | NE | External | Summer | B9 | 800 | 310 | 0 | 34.59 | 39.93 | 8 | 0
2030 | RMPA_2_NE | RMPA | NE | External | Summer | B10 | 1262 | 310 | 0 | 34.53 | 35.53 | 8 | 0
2030 | RMPA_2_NE | RMPA | NE | External | Winter | B16 | 25 | 310 | 0 | 64.88 | 52.27 | 8 | 0
2030 | RMPA_2_NE | RMPA | NE | External | Winter | B17 | 100 | 310 | 0 | 52.24 | 51.24 | 8 | 0
2030 | RMPA_2_NE | RMPA | NE | External | Winter | B18 | 400 | 310 | 0 | 48.55 | 49.14 | 8 | 0
2030 | RMPA_2_NE | RMPA | NE | External | Winter | B19 | 700 | 310 | 0 | 48.55 | 49.14 | 8 | 0
2030 | RMPA_2_NE | RMPA | NE | External | Winter | B20 | 935 | 310 | 0 | 35.1 | 37.41 | 8 | 0
2030 | RMPA_2_SPP_N | RMPA | SPP_N | External | Shoulder | B11 | 25 | 210 | 210 | 45.84 | 62.32 | 8 | 8.48
2030 | RMPA_2_SPP_N | RMPA | SPP_N | External | Shoulder | B12 | 200 | 210 | 0 | 45.81 | 48.08 | 8 | 0
2030 | RMPA_2_SPP_N | RMPA | SPP_N | External | Shoulder | B13 | 600 | 210 | 0 | 45.81 | 48.08 | 8 | 0
2030 | RMPA_2_SPP_N | RMPA | SPP_N | External | Shoulder | B14 | 900 | 210 | 0 | 45.81 | 47.97 | 8 | 0
2030 | RMPA_2_SPP_N | RMPA | SPP_N | External | Shoulder | B15 | 1203 | 210 | 20.21 | 39.18 | 47.18 | 8 | 0
2030 | RMPA_2_SPP_N | RMPA | SPP_N | External | Summer | B1 | 10 | 210 | 0 | 78.67 | 79.41 | 8 | 0
2030 | RMPA_2_SPP_N | RMPA | SPP_N | External | Summer | B2 | 25 | 210 | 0 | 78.67 | 79.41 | 8 | 0
2030 | RMPA_2_SPP_N | RMPA | SPP_N | External | Summer | B3 | 75 | 210 | 0 | 78.67 | 79.41 | 8 | 0
2030 | RMPA_2_SPP_N | RMPA | SPP_N | External | Summer | B4 | 100 | 210 | 210 | 68.18 | 79.41 | 8 | 3.23
2030 | RMPA_2_SPP_N | RMPA | SPP_N | External | Summer | B5 | 200 | 210 | 209.91 | 64.13 | 72.14 | 8 | 0.01
2030 | RMPA_2_SPP_N | RMPA | SPP_N | External | Summer | B6 | 300 | 210 | 0 | 50.14 | 56.74 | 8 | 0
2030 | RMPA_2_SPP_N | RMPA | SPP_N | External | Summer | B7 | 400 | 210 | 0 | 48.49 | 48.57 | 8 | 0
2030 | RMPA_2_SPP_N | RMPA | SPP_N | External | Summer | B8 | 500 | 210 | 0 | 48.49 | 46.45 | 8 | 0
2030 | RMPA_2_SPP_N | RMPA | SPP_N | External | Summer | B9 | 800 | 210 | 210 | 34.59 | 46.35 | 8 | 3.76
2030 | RMPA_2_SPP_N | RMPA | SPP_N | External | Summer | B10 | 1262 | 210 | 41.6 | 34.53 | 42.53 | 8 | 0
2030 | RMPA_2_SPP_N | RMPA | SPP_N | External | Winter | B16 | 25 | 210 | 0 | 64.88 | 53.64 | 8 | 0
2030 | RMPA_2_SPP_N | RMPA | SPP_N | External | Winter | B17 | 100 | 210 | 0 | 52.24 | 51.29 | 8 | 0
2030 | RMPA_2_SPP_N | RMPA | SPP_N | External | Winter | B18 | 400 | 210 | 0 | 48.55 | 51.17 | 8 | 0
2030 | RMPA_2_SPP_N | RMPA | SPP_N | External | Winter | B19 | 700 | 210 | 0 | 48.55 | 51.13 | 8 | 0
2030 | RMPA_2_SPP_N | RMPA | SPP_N | External | Winter | B20 | 935 | 210 | 210 | 35.1 | 43.33 | 8 | 0.22
2030 | SPP_N_2_RMPA | SPP_N | RMPA | External | Shoulder | B11 | 25 | 210 | 0 | 62.32 | 45.84 | 5 | 0
2030 | SPP_N_2_RMPA | SPP_N | RMPA | External | Shoulder | B12 | 200 | 210 | 0 | 48.08 | 45.81 | 5 | 0
2030 | SPP_N_2_RMPA | SPP_N | RMPA | External | Shoulder | B13 | 600 | 210 | 0 | 48.08 | 45.81 | 5 | 0
2030 | SPP_N_2_RMPA | SPP_N | RMPA | External | Shoulder | B14 | 900 | 210 | 0 | 47.97 | 45.81 | 5 | 0
2030 | SPP_N_2_RMPA | SPP_N | RMPA | External | Shoulder | B15 | 1203 | 210 | 0 | 47.18 | 39.18 | 5 | 0
2030 | SPP_N_2_RMPA | SPP_N | RMPA | External | Summer | B1 | 10 | 210 | 0 | 79.41 | 78.67 | 5 | 0
2030 | SPP_N_2_RMPA | SPP_N | RMPA | External | Summer | B2 | 25 | 210 | 0 | 79.41 | 78.67 | 5 | 0
2030 | SPP_N_2_RMPA | SPP_N | RMPA | External | Summer | B3 | 75 | 210 | 0 | 79.41 | 78.67 | 5 | 0
2030 | SPP_N_2_RMPA | SPP_N | RMPA | External | Summer | B4 | 100 | 210 | 0 | 79.41 | 68.18 | 5 | 0
2030 | SPP_N_2_RMPA | SPP_N | RMPA | External | Summer | B5 | 200 | 210 | 0 | 72.14 | 64.13 | 5 | 0
2030 | SPP_N_2_RMPA | SPP_N | RMPA | External | Summer | B6 | 300 | 210 | 0 | 56.74 | 50.14 | 5 | 0
2030 | SPP_N_2_RMPA | SPP_N | RMPA | External | Summer | B7 | 400 | 210 | 0 | 48.57 | 48.49 | 5 | 0
2030 | SPP_N_2_RMPA | SPP_N | RMPA | External | Summer | B8 | 500 | 210 | 0 | 46.45 | 48.49 | 5 | 0
2030 | SPP_N_2_RMPA | SPP_N | RMPA | External | Summer | B9 | 800 | 210 | 0 | 46.35 | 34.59 | 5 | 0
2030 | SPP_N_2_RMPA | SPP_N | RMPA | External | Summer | B10 | 1262 | 210 | 0 | 42.53 | 34.53 | 5 | 0
2030 | SPP_N_2_RMPA | SPP_N | RMPA | External | Winter | B16 | 25 | 210 | 210 | 53.64 | 64.88 | 5 | 6.24
2030 | SPP_N_2_RMPA | SPP_N | RMPA | External | Winter | B17 | 100 | 210 | 0 | 51.29 | 52.24 | 5 | 0
2030 | SPP_N_2_RMPA | SPP_N | RMPA | External | Winter | B18 | 400 | 210 | 0 | 51.17 | 48.55 | 5 | 0
2030 | SPP_N_2_RMPA | SPP_N | RMPA | External | Winter | B19 | 700 | 210 | 0 | 51.13 | 48.55 | 5 | 0
2030 | SPP_N_2_RMPA | SPP_N | RMPA | External | Winter | B20 | 935 | 210 | 0 | 43.33 | 35.1 | 5 | 0
2030 | SPP_S_2_ERCOT | SPP_S | ERCOT | External | Shoulder | B11 | 25 | 800 | 800 | 62.33 | 70.04 | 5 | 2.71
2030 | SPP_S_2_ERCOT | SPP_S | ERCOT | External | Shoulder | B12 | 200 | 800 | 0 | 48.09 | 52.2 | 5 | 0
2030 | SPP_S_2_ERCOT | SPP_S | ERCOT | External | Shoulder | B13 | 600 | 800 | 0 | 48.09 | 47.87 | 5 | 0
2030 | SPP_S_2_ERCOT | SPP_S | ERCOT | External | Shoulder | B14 | 900 | 800 | 0 | 47.98 | 47.87 | 5 | 0
2030 | SPP_S_2_ERCOT | SPP_S | ERCOT | External | Shoulder | B15 | 1203 | 800 | 0 | 47.19 | 47.87 | 5 | 0
2030 | SPP_S_2_ERCOT | SPP_S | ERCOT | External | Summer | B1 | 10 | 800 | 0 | 77.8 | 79.8 | 5 | 0
2030 | SPP_S_2_ERCOT | SPP_S | ERCOT | External | Summer | B2 | 25 | 800 | 0 | 77.8 | 79.8 | 5 | 0
2030 | SPP_S_2_ERCOT | SPP_S | ERCOT | External | Summer | B3 | 75 | 800 | 0 | 77.07 | 79.8 | 5 | 0
2030 | SPP_S_2_ERCOT | SPP_S | ERCOT | External | Summer | B4 | 100 | 800 | 0 | 76.1 | 68.1 | 5 | 0
2030 | SPP_S_2_ERCOT | SPP_S | ERCOT | External | Summer | B5 | 200 | 800 | 0 | 67.02 | 68.1 | 5 | 0
2030 | SPP_S_2_ERCOT | SPP_S | ERCOT | External | Summer | B6 | 300 | 800 | 800 | 56.75 | 68.1 | 5 | 6.35
2030 | SPP_S_2_ERCOT | SPP_S | ERCOT | External | Summer | B7 | 400 | 800 | 0 | 48.58 | 50.77 | 5 | 0
2030 | SPP_S_2_ERCOT | SPP_S | ERCOT | External | Summer | B8 | 500 | 800 | 0 | 46.46 | 46.56 | 5 | 0
2030 | SPP_S_2_ERCOT | SPP_S | ERCOT | External | Summer | B9 | 800 | 800 | 0 | 46.36 | 46.56 | 5 | 0
2030 | SPP_S_2_ERCOT | SPP_S | ERCOT | External | Summer | B10 | 1262 | 800 | 0 | 43.34 | 46.56 | 5 | 0
2030 | SPP_S_2_ERCOT | SPP_S | ERCOT | External | Winter | B16 | 25 | 800 | 0 | 53.65 | 55.33 | 5 | 0
2030 | SPP_S_2_ERCOT | SPP_S | ERCOT | External | Winter | B17 | 100 | 800 | 0 | 51.3 | 50.72 | 5 | 0
2030 | SPP_S_2_ERCOT | SPP_S | ERCOT | External | Winter | B18 | 400 | 800 | 0 | 51.18 | 50.72 | 5 | 0
2030 | SPP_S_2_ERCOT | SPP_S | ERCOT | External | Winter | B19 | 700 | 800 | 0 | 51.14 | 50.72 | 5 | 0
2030 | SPP_S_2_ERCOT | SPP_S | ERCOT | External | Winter | B20 | 935 | 800 | 800 | 43.34 | 50.72 | 5 | 2.39
2035 | AZ_NM_SNV_Coal_2_SPP_S | AZ_NM_SNV_Coal | SPP_S | External | Shoulder | B11 | 25 | 400 | 134.59 | 62.89 | 71.06 | 8.17 | 0
2035 | AZ_NM_SNV_Coal_2_SPP_S | AZ_NM_SNV_Coal | SPP_S | External | Shoulder | B12 | 200 | 400 | 0 | 62.88 | 53.52 | 8.17 | 0
2035 | AZ_NM_SNV_Coal_2_SPP_S | AZ_NM_SNV_Coal | SPP_S | External | Shoulder | B13 | 600 | 400 | 0 | 62.87 | 53.52 | 8.17 | 0
2035 | AZ_NM_SNV_Coal_2_SPP_S | AZ_NM_SNV_Coal | SPP_S | External | Shoulder | B14 | 900 | 400 | 0 | 62.87 | 53.4 | 8.17 | 0
2035 | AZ_NM_SNV_Coal_2_SPP_S | AZ_NM_SNV_Coal | SPP_S | External | Shoulder | B15 | 1203 | 400 | 0 | 55.82 | 50.29 | 8.17 | 0
2035 | AZ_NM_SNV_Coal_2_SPP_S | AZ_NM_SNV_Coal | SPP_S | External | Summer | B1 | 10 | 400 | 0 | 93.38 | 83.84 | 8.17 | 0
2035 | AZ_NM_SNV_Coal_2_SPP_S | AZ_NM_SNV_Coal | SPP_S | External | Summer | B2 | 25 | 400 | 0 | 84.35 | 85.28 | 8.17 | 0
2035 | AZ_NM_SNV_Coal_2_SPP_S | AZ_NM_SNV_Coal | SPP_S | External | Summer | B3 | 75 | 400 | 108.64 | 76.76 | 84.92 | 8.17 | 0
2035 | AZ_NM_SNV_Coal_2_SPP_S | AZ_NM_SNV_Coal | SPP_S | External | Summer | B4 | 100 | 400 | 295.05 | 74.36 | 82.53 | 8.17 | 0
2035 | AZ_NM_SNV_Coal_2_SPP_S | AZ_NM_SNV_Coal | SPP_S | External | Summer | B5 | 200 | 400 | 0 | 68.36 | 74.74 | 8.17 | 0
2035 | AZ_NM_SNV_Coal_2_SPP_S | AZ_NM_SNV_Coal | SPP_S | External | Summer | B6 | 300 | 400 | 0 | 68.13 | 61.65 | 8.17 | 0
2035 | AZ_NM_SNV_Coal_2_SPP_S | AZ_NM_SNV_Coal | SPP_S | External | Summer | B7 | 400 | 400 | 0 | 68.13 | 54.1 | 8.17 | 0
2035 | AZ_NM_SNV_Coal_2_SPP_S | AZ_NM_SNV_Coal | SPP_S | External | Summer | B8 | 500 | 400 | 0 | 68.13 | 51.73 | 8.17 | 0
2035 | AZ_NM_SNV_Coal_2_SPP_S | AZ_NM_SNV_Coal | SPP_S | External | Summer | B9 | 800 | 400 | 0 | 66.21 | 51.61 | 8.17 | 0
2035 | AZ_NM_SNV_Coal_2_SPP_S | AZ_NM_SNV_Coal | SPP_S | External | Summer | B10 | 1262 | 400 | 0 | 53.75 | 46.83 | 8.17 | 0
2035 | AZ_NM_SNV_Coal_2_SPP_S | AZ_NM_SNV_Coal | SPP_S | External | Winter | B16 | 25 | 400 | 0 | 62.89 | 59.76 | 8.17 | 0
2035 | AZ_NM_SNV_Coal_2_SPP_S | AZ_NM_SNV_Coal | SPP_S | External | Winter | B17 | 100 | 400 | 0 | 62.88 | 57.13 | 8.17 | 0
2035 | AZ_NM_SNV_Coal_2_SPP_S | AZ_NM_SNV_Coal | SPP_S | External | Winter | B18 | 400 | 400 | 0 | 62.87 | 57 | 8.17 | 0
2035 | AZ_NM_SNV_Coal_2_SPP_S | AZ_NM_SNV_Coal | SPP_S | External | Winter | B19 | 700 | 400 | 0 | 62.87 | 57 | 8.17 | 0
2035 | AZ_NM_SNV_Coal_2_SPP_S | AZ_NM_SNV_Coal | SPP_S | External | Winter | B20 | 935 | 400 | 0 | 59.92 | 46.07 | 8.17 | 0
2035 | ERCOT_2_SPP_S | ERCOT | SPP_S | External | Shoulder | B11 | 25 | 800 | 0 | 78.16 | 71.06 | 8 | 0
2035 | ERCOT_2_SPP_S | ERCOT | SPP_S | External | Shoulder | B12 | 200 | 800 | 0 | 58.18 | 53.52 | 8 | 0
2035 | ERCOT_2_SPP_S | ERCOT | SPP_S | External | Shoulder | B13 | 600 | 800 | 0 | 53.32 | 53.52 | 8 | 0
2035 | ERCOT_2_SPP_S | ERCOT | SPP_S | External | Shoulder | B14 | 900 | 800 | 0 | 53.32 | 53.4 | 8 | 0
2035 | ERCOT_2_SPP_S | ERCOT | SPP_S | External | Shoulder | B15 | 1203 | 800 | 0 | 53.32 | 50.29 | 8 | 0
2035 | ERCOT_2_SPP_S | ERCOT | SPP_S | External | Summer | B1 | 10 | 800 | 0 | 88.33 | 83.84 | 8 | 0
2035 | ERCOT_2_SPP_S | ERCOT | SPP_S | External | Summer | B2 | 25 | 800 | 0 | 88.33 | 85.28 | 8 | 0
2035 | ERCOT_2_SPP_S | ERCOT | SPP_S | External | Summer | B3 | 75 | 800 | 0 | 88.33 | 84.92 | 8 | 0
2035 | ERCOT_2_SPP_S | ERCOT | SPP_S | External | Summer | B4 | 100 | 800 | 0 | 75.93 | 82.53 | 8 | 0
2035 | ERCOT_2_SPP_S | ERCOT | SPP_S | External | Summer | B5 | 200 | 800 | 0 | 75.93 | 74.74 | 8 | 0
2035 | ERCOT_2_SPP_S | ERCOT | SPP_S | External | Summer | B6 | 300 | 800 | 0 | 66.65 | 61.65 | 8 | 0
2035 | ERCOT_2_SPP_S | ERCOT | SPP_S | External | Summer | B7 | 400 | 800 | 0 | 56.54 | 54.1 | 8 | 0
2035 | ERCOT_2_SPP_S | ERCOT | SPP_S | External | Summer | B8 | 500 | 800 | 0 | 51.83 | 51.73 | 8 | 0
2035 | ERCOT_2_SPP_S | ERCOT | SPP_S | External | Summer | B9 | 800 | 800 | 0 | 51.83 | 51.61 | 8 | 0
2035 | ERCOT_2_SPP_S | ERCOT | SPP_S | External | Summer | B10 | 1262 | 800 | 0 | 51.83 | 46.83 | 8 | 0
2035 | ERCOT_2_SPP_S | ERCOT | SPP_S | External | Winter | B16 | 25 | 800 | 0 | 61.62 | 59.76 | 8 | 0
2035 | ERCOT_2_SPP_S | ERCOT | SPP_S | External | Winter | B17 | 100 | 800 | 0 | 56.46 | 57.13 | 8 | 0
2035 | ERCOT_2_SPP_S | ERCOT | SPP_S | External | Winter | B18 | 400 | 800 | 0 | 56.46 | 57 | 8 | 0
2035 | ERCOT_2_SPP_S | ERCOT | SPP_S | External | Winter | B19 | 700 | 800 | 0 | 56.46 | 57 | 8 | 0
2035 | ERCOT_2_SPP_S | ERCOT | SPP_S | External | Winter | B20 | 935 | 800 | 0 | 56.46 | 46.07 | 8 | 0
2035 | MAPP_US_2_RMPA | MAPP_US | RMPA | External | Shoulder | B11 | 25 | 200 | 0 | 64.06 | 54.73 | 8 | 0
2035 | MAPP_US_2_RMPA | MAPP_US | RMPA | External | Shoulder | B12 | 200 | 200 | 0 | 46.86 | 54.7 | 8 | 0
2035 | MAPP_US_2_RMPA | MAPP_US | RMPA | External | Shoulder | B13 | 600 | 200 | 0 | 46.49 | 54.4 | 8 | 0
2035 | MAPP_US_2_RMPA | MAPP_US | RMPA | External | Shoulder | B14 | 900 | 200 | 87.18 | 46.4 | 54.4 | 8 | 0
2035 | MAPP_US_2_RMPA | MAPP_US | RMPA | External | Shoulder | B15 | 1203 | 200 | 0 | 43.27 | 42.27 | 8 | 0
2035 | MAPP_US_2_RMPA | MAPP_US | RMPA | External | Summer | B1 | 10 | 200 | 0.01 | 80.82 | 86.76 | 8 | 0
2035 | MAPP_US_2_RMPA | MAPP_US | RMPA | External | Summer | B2 | 25 | 200 | 0 | 80.53 | 86.76 | 8 | 0
2035 | MAPP_US_2_RMPA | MAPP_US | RMPA | External | Summer | B3 | 75 | 200 | 0 | 80.53 | 84.92 | 8 | 0
2035 | MAPP_US_2_RMPA | MAPP_US | RMPA | External | Summer | B4 | 100 | 200 | 0 | 80.53 | 79.53 | 8 | 0
2035 | MAPP_US_2_RMPA | MAPP_US | RMPA | External | Summer | B5 | 200 | 200 | 0 | 76.6 | 74.36 | 8 | 0
2035 | MAPP_US_2_RMPA | MAPP_US | RMPA | External | Summer | B6 | 300 | 200 | 0 | 54.65 | 58.03 | 8 | 0
2035 | MAPP_US_2_RMPA | MAPP_US | RMPA | External | Summer | B7 | 400 | 200 | 200 | 47.1 | 57.26 | 8 | 2.15
2035 | MAPP_US_2_RMPA | MAPP_US | RMPA | External | Summer | B8 | 500 | 200 | 200 | 42.16 | 54.16 | 8 | 4
2035 | MAPP_US_2_RMPA | MAPP_US | RMPA | External | Summer | B9 | 800 | 200 | 0 | 42.16 | 41.16 | 8 | 0
2035 | MAPP_US_2_RMPA | MAPP_US | RMPA | External | Summer | B10 | 1262 | 200 | 0 | 34.96 | 38.81 | 8 | 0
2035 | MAPP_US_2_RMPA | MAPP_US | RMPA | External | Winter | B16 | 25 | 200 | 200 | 55.44 | 71.03 | 8 | 7.59
2035 | MAPP_US_2_RMPA | MAPP_US | RMPA | External | Winter | B17 | 100 | 200 | 200 | 51.02 | 62.13 | 8 | 3.11
2035 | MAPP_US_2_RMPA | MAPP_US | RMPA | External | Winter | B18 | 400 | 200 | 0 | 49.98 | 54.7 | 8 | 0
2035 | MAPP_US_2_RMPA | MAPP_US | RMPA | External | Winter | B19 | 700 | 200 | 0 | 49.98 | 54.7 | 8 | 0
2035 | MAPP_US_2_RMPA | MAPP_US | RMPA | External | Winter | B20 | 935 | 200 | 0 | 39.04 | 41.31 | 8 | 0
2035 | NE_2_RMPA | NE | RMPA | External | Shoulder | B11 | 25 | 310 | 0 | 71.06 | 54.73 | 5 | 0
2035 | NE_2_RMPA | NE | RMPA | External | Shoulder | B12 | 200 | 310 | 0 | 53.86 | 54.7 | 5 | 0
2035 | NE_2_RMPA | NE | RMPA | External | Shoulder | B13 | 600 | 310 | 0 | 53.49 | 54.4 | 5 | 0
2035 | NE_2_RMPA | NE | RMPA | External | Shoulder | B14 | 900 | 310 | 0 | 53.4 | 54.4 | 5 | 0
2035 | NE_2_RMPA | NE | RMPA | External | Shoulder | B15 | 1203 | 310 | 0 | 50.27 | 42.27 | 5 | 0
2035 | NE_2_RMPA | NE | RMPA | External | Summer | B1 | 10 | 310 | 0 | 87.82 | 86.76 | 5 | 0
2035 | NE_2_RMPA | NE | RMPA | External | Summer | B2 | 25 | 310 | 0 | 87.53 | 86.76 | 5 | 0
2035 | NE_2_RMPA | NE | RMPA | External | Summer | B3 | 75 | 310 | 0 | 87.53 | 84.92 | 5 | 0
2035 | NE_2_RMPA | NE | RMPA | External | Summer | B4 | 100 | 310 | 0 | 87.53 | 79.53 | 5 | 0
2035 | NE_2_RMPA | NE | RMPA | External | Summer | B5 | 200 | 310 | 0 | 83.6 | 74.36 | 5 | 0
2035 | NE_2_RMPA | NE | RMPA | External | Summer | B6 | 300 | 310 | 0 | 61.65 | 58.03 | 5 | 0
2035 | NE_2_RMPA | NE | RMPA | External | Summer | B7 | 400 | 310 | 0 | 54.1 | 57.26 | 5 | 0
2035 | NE_2_RMPA | NE | RMPA | External | Summer | B8 | 500 | 310 | 29.93 | 49.16 | 54.16 | 5 | 0
2035 | NE_2_RMPA | NE | RMPA | External | Summer | B9 | 800 | 310 | 0 | 49.16 | 41.16 | 5 | 0
2035 | NE_2_RMPA | NE | RMPA | External | Summer | B10 | 1262 | 310 | 0 | 41.96 | 38.81 | 5 | 0
2035 | NE_2_RMPA | NE | RMPA | External | Winter | B16 | 25 | 310 | 310 | 62.44 | 71.03 | 5 | 3.59
2035 | NE_2_RMPA | NE | RMPA | External | Winter | B17 | 100 | 310 | 92.08 | 57.13 | 62.13 | 5 | 0
2035 | NE_2_RMPA | NE | RMPA | External | Winter | B18 | 400 | 310 | 0 | 56.98 | 54.7 | 5 | 0
2035 | NE_2_RMPA | NE | RMPA | External | Winter | B19 | 700 | 310 | 0 | 56.98 | 54.7 | 5 | 0
2035 | NE_2_RMPA | NE | RMPA | External | Winter | B20 | 935 | 310 | 0 | 46.04 | 41.31 | 5 | 0
2035 | NWPP_Coal_2_MAPP_US | NWPP_Coal | MAPP_US | External | Shoulder | B11 | 25 | 150 | 0 | 62.87 | 64.06 | 8 | 0
2035 | NWPP_Coal_2_MAPP_US | NWPP_Coal | MAPP_US | External | Shoulder | B12 | 200 | 150 | 0 | 62.87 | 46.86 | 8 | 0
2035 | NWPP_Coal_2_MAPP_US | NWPP_Coal | MAPP_US | External | Shoulder | B13 | 600 | 150 | 0 | 62.87 | 46.49 | 8 | 0
2035 | NWPP_Coal_2_MAPP_US | NWPP_Coal | MAPP_US | External | Shoulder | B14 | 900 | 150 | 0 | 62.87 | 46.4 | 8 | 0
2035 | NWPP_Coal_2_MAPP_US | NWPP_Coal | MAPP_US | External | Shoulder | B15 | 1203 | 150 | 0 | 62.87 | 43.27 | 8 | 0
2035 | NWPP_Coal_2_MAPP_US | NWPP_Coal | MAPP_US | External | Summer | B1 | 10 | 150 | 150 | 66.2 | 80.82 | 8 | 6.63
2035 | NWPP_Coal_2_MAPP_US | NWPP_Coal | MAPP_US | External | Summer | B2 | 25 | 150 | 150 | 66.2 | 80.53 | 8 | 6.34
2035 | NWPP_Coal_2_MAPP_US | NWPP_Coal | MAPP_US | External | Summer | B3 | 75 | 150 | 150 | 66.2 | 80.53 | 8 | 6.34
2035 | NWPP_Coal_2_MAPP_US | NWPP_Coal | MAPP_US | External | Summer | B4 | 100 | 150 | 150 | 66.2 | 80.53 | 8 | 6.34
2035 | NWPP_Coal_2_MAPP_US | NWPP_Coal | MAPP_US | External | Summer | B5 | 200 | 150 | 150 | 66.2 | 76.6 | 8 | 2.4
2035 | NWPP_Coal_2_MAPP_US | NWPP_Coal | MAPP_US | External | Summer | B6 | 300 | 150 | 0 | 66.2 | 54.65 | 8 | 0
2035 | NWPP_Coal_2_MAPP_US | NWPP_Coal | MAPP_US | External | Summer | B7 | 400 | 150 | 0 | 66.2 | 47.1 | 8 | 0
2035 | NWPP_Coal_2_MAPP_US | NWPP_Coal | MAPP_US | External | Summer | B8 | 500 | 150 | 0 | 66.2 | 42.16 | 8 | 0
2035 | NWPP_Coal_2_MAPP_US | NWPP_Coal | MAPP_US | External | Summer | B9 | 800 | 150 | 0 | 66.2 | 42.16 | 8 | 0
2035 | NWPP_Coal_2_MAPP_US | NWPP_Coal | MAPP_US | External | Summer | B10 | 1262 | 150 | 0 | 66.2 | 34.96 | 8 | 0
2035 | NWPP_Coal_2_MAPP_US | NWPP_Coal | MAPP_US | External | Winter | B16 | 25 | 150 | 0 | 62.87 | 55.44 | 8 | 0
2035 | NWPP_Coal_2_MAPP_US | NWPP_Coal | MAPP_US | External | Winter | B17 | 100 | 150 | 0 | 62.87 | 51.02 | 8 | 0
2035 | NWPP_Coal_2_MAPP_US | NWPP_Coal | MAPP_US | External | Winter | B18 | 400 | 150 | 0 | 62.87 | 49.98 | 8 | 0
2035 | NWPP_Coal_2_MAPP_US | NWPP_Coal | MAPP_US | External | Winter | B19 | 700 | 150 | 0 | 62.87 | 49.98 | 8 | 0
2035 | NWPP_Coal_2_MAPP_US | NWPP_Coal | MAPP_US | External | Winter | B20 | 935 | 150 | 0 | 62.87 | 39.04 | 8 | 0
2035 | RMPA_2_MAPP_US | RMPA | MAPP_US | External | Shoulder | B11 | 25 | 200 | 199.99 | 54.73 | 64.06 | 8 | 1.33
2035 | RMPA_2_MAPP_US | RMPA | MAPP_US | External | Shoulder | B12 | 200 | 200 | 0 | 54.7 | 46.86 | 8 | 0
2035 | RMPA_2_MAPP_US | RMPA | MAPP_US | External | Shoulder | B13 | 600 | 200 | 0 | 54.4 | 46.49 | 8 | 0
2035 | RMPA_2_MAPP_US | RMPA | MAPP_US | External | Shoulder | B14 | 900 | 200 | 0 | 54.4 | 46.4 | 8 | 0
2035 | RMPA_2_MAPP_US | RMPA | MAPP_US | External | Shoulder | B15 | 1203 | 200 | 0 | 42.27 | 43.27 | 8 | 0
2035 | RMPA_2_MAPP_US | RMPA | MAPP_US | External | Summer | B1 | 10 | 200 | 0 | 86.76 | 80.82 | 8 | 0
2035 | RMPA_2_MAPP_US | RMPA | MAPP_US | External | Summer | B2 | 25 | 200 | 0 | 86.76 | 80.53 | 8 | 0
2035 | RMPA_2_MAPP_US | RMPA | MAPP_US | External | Summer | B3 | 75 | 200 | 0 | 84.92 | 80.53 | 8 | 0
2035 | RMPA_2_MAPP_US | RMPA | MAPP_US | External | Summer | B4 | 100 | 200 | 0 | 79.53 | 80.53 | 8 | 0
2035 | RMPA_2_MAPP_US | RMPA | MAPP_US | External | Summer | B5 | 200 | 200 | 0 | 74.36 | 76.6 | 8 | 0
2035 | RMPA_2_MAPP_US | RMPA | MAPP_US | External | Summer | B6 | 300 | 200 | 0 | 58.03 | 54.65 | 8 | 0
2035 | RMPA_2_MAPP_US | RMPA | MAPP_US | External | Summer | B7 | 400 | 200 | 0 | 57.26 | 47.1 | 8 | 0
2035 | RMPA_2_MAPP_US | RMPA | MAPP_US | External | Summer | B8 | 500 | 200 | 0 | 54.16 | 42.16 | 8 | 0
2035 | RMPA_2_MAPP_US | RMPA | MAPP_US | External | Summer | B9 | 800 | 200 | 0 | 41.16 | 42.16 | 8 | 0
2035 | RMPA_2_MAPP_US | RMPA | MAPP_US | External | Summer | B10 | 1262 | 200 | 0 | 38.81 | 34.96 | 8 | 0
2035 | RMPA_2_MAPP_US | RMPA | MAPP_US | External | Winter | B16 | 25 | 200 | 0 | 71.03 | 55.44 | 8 | 0
2035 | RMPA_2_MAPP_US | RMPA | MAPP_US | External | Winter | B17 | 100 | 200 | 0 | 62.13 | 51.02 | 8 | 0
2035 | RMPA_2_MAPP_US | RMPA | MAPP_US | External | Winter | B18 | 400 | 200 | 0 | 54.7 | 49.98 | 8 | 0
2035 | RMPA_2_MAPP_US | RMPA | MAPP_US | External | Winter | B19 | 700 | 200 | 0 | 54.7 | 49.98 | 8 | 0
2035 | RMPA_2_MAPP_US | RMPA | MAPP_US | External | Winter | B20 | 935 | 200 | 0 | 41.31 | 39.04 | 8 | 0
2035 | RMPA_2_NE | RMPA | NE | External | Shoulder | B11 | 25 | 310 | 310 | 54.73 | 71.06 | 8 | 8.33
2035 | RMPA_2_NE | RMPA | NE | External | Shoulder | B12 | 200 | 310 | 0 | 54.7 | 53.86 | 8 | 0
2035 | RMPA_2_NE | RMPA | NE | External | Shoulder | B13 | 600 | 310 | 0 | 54.4 | 53.49 | 8 | 0
2035 | RMPA_2_NE | RMPA | NE | External | Shoulder | B14 | 900 | 310 | 0 | 54.4 | 53.4 | 8 | 0
2035 | RMPA_2_NE | RMPA | NE | External | Shoulder | B15 | 1203 | 310 | 20.71 | 42.27 | 50.27 | 8 | 0
2035 | RMPA_2_NE | RMPA | NE | External | Summer | B1 | 10 | 310 | 0 | 86.76 | 87.82 | 8 | 0
2035 | RMPA_2_NE | RMPA | NE | External | Summer | B2 | 25 | 310 | 0 | 86.76 | 87.53 | 8 | 0
2035 | RMPA_2_NE | RMPA | NE | External | Summer | B3 | 75 | 310 | 0 | 84.92 | 87.53 | 8 | 0
2035 | RMPA_2_NE | RMPA | NE | External | Summer | B4 | 100 | 310 | 110.46 | 79.53 | 87.53 | 8 | 0
2035 | RMPA_2_NE | RMPA | NE | External | Summer | B5 | 200 | 310 | 310 | 74.36 | 83.6 | 8 | 1.23
2035 | RMPA_2_NE | RMPA | NE | External | Summer | B6 | 300 | 310 | 0 | 58.03 | 61.65 | 8 | 0
2035 | RMPA_2_NE | RMPA | NE | External | Summer | B7 | 400 | 310 | 0 | 57.26 | 54.1 | 8 | 0
2035 | RMPA_2_NE | RMPA | NE | External | Summer | B8 | 500 | 310 | 0 | 54.16 | 49.16 | 8 | 0
2035 | RMPA_2_NE | RMPA | NE | External | Summer | B9 | 800 | 310 | 294.38 | 41.16 | 49.16 | 8 | 0
2035 | RMPA_2_NE | RMPA | NE | External | Summer | B10 | 1262 | 310 | 0 | 38.81 | 41.96 | 8 | 0
2035 | RMPA_2_NE | RMPA | NE | External | Winter | B16 | 25 | 310 | 0 | 71.03 | 62.44 | 8 | 0
2035 | RMPA_2_NE | RMPA | NE | External | Winter | B17 | 100 | 310 | 0 | 62.13 | 57.13 | 8 | 0
2035 | RMPA_2_NE | RMPA | NE | External | Winter | B18 | 400 | 310 | 0 | 54.7 | 56.98 | 8 | 0
2035 | RMPA_2_NE | RMPA | NE | External | Winter | B19 | 700 | 310 | 0 | 54.7 | 56.98 | 8 | 0
2035 | RMPA_2_NE | RMPA | NE | External | Winter | B20 | 935 | 310 | 0 | 41.31 | 46.04 | 8 | 0
2035 | RMPA_2_SPP_N | RMPA | SPP_N | External | Shoulder | B11 | 25 | 210 | 210 | 54.73 | 71.07 | 8 | 8.34
2035 | RMPA_2_SPP_N | RMPA | SPP_N | External | Shoulder | B12 | 200 | 210 | 0 | 54.7 | 53.87 | 8 | 0
2035 | RMPA_2_SPP_N | RMPA | SPP_N | External | Shoulder | B13 | 600 | 210 | 0 | 54.4 | 53.5 | 8 | 0
2035 | RMPA_2_SPP_N | RMPA | SPP_N | External | Shoulder | B14 | 900 | 210 | 0 | 54.4 | 53.41 | 8 | 0
2035 | RMPA_2_SPP_N | RMPA | SPP_N | External | Shoulder | B15 | 1203 | 210 | 209.98 | 42.27 | 50.28 | 8 | 0.01
2035 | RMPA_2_SPP_N | RMPA | SPP_N | External | Summer | B1 | 10 | 210 | 0 | 86.76 | 88.32 | 8 | 0
2035 | RMPA_2_SPP_N | RMPA | SPP_N | External | Summer | B2 | 25 | 210 | 0 | 86.76 | 88.32 | 8 | 0
2035 | RMPA_2_SPP_N | RMPA | SPP_N | External | Summer | B3 | 75 | 210 | 0 | 84.92 | 88.32 | 8 | 0
2035 | RMPA_2_SPP_N | RMPA | SPP_N | External | Summer | B4 | 100 | 210 | 210 | 79.53 | 88.32 | 8 | 0.79
2035 | RMPA_2_SPP_N | RMPA | SPP_N | External | Summer | B5 | 200 | 210 | 210 | 74.36 | 83.61 | 8 | 1.25
2035 | RMPA_2_SPP_N | RMPA | SPP_N | External | Summer | B6 | 300 | 210 | 0 | 58.03 | 61.66 | 8 | 0
2035 | RMPA_2_SPP_N | RMPA | SPP_N | External | Summer | B7 | 400 | 210 | 0 | 57.26 | 54.11 | 8 | 0
2035 | RMPA_2_SPP_N | RMPA | SPP_N | External | Summer | B8 | 500 | 210 | 0 | 54.16 | 51.71 | 8 | 0
2035 | RMPA_2_SPP_N | RMPA | SPP_N | External | Summer | B9 | 800 | 210 | 210 | 41.16 | 51.6 | 8 | 2.44
2035 | RMPA_2_SPP_N | RMPA | SPP_N | External | Summer | B10 | 1262 | 210 | 146.58 | 38.81 | 46.81 | 8 | 0
2035 | RMPA_2_SPP_N | RMPA | SPP_N | External | Winter | B16 | 25 | 210 | 0 | 71.03 | 62.45 | 8 | 0
2035 | RMPA_2_SPP_N | RMPA | SPP_N | External | Winter | B17 | 100 | 210 | 0 | 62.13 | 57.14 | 8 | 0
2035 | RMPA_2_SPP_N | RMPA | SPP_N | External | Winter | B18 | 400 | 210 | 0 | 54.7 | 56.99 | 8 | 0
2035 | RMPA_2_SPP_N | RMPA | SPP_N | External | Winter | B19 | 700 | 210 | 0 | 54.7 | 56.99 | 8 | 0
2035 | RMPA_2_SPP_N | RMPA | SPP_N | External | Winter | B20 | 935 | 210 | 0 | 41.31 | 46.06 | 8 | 0
2035 | SPP_N_2_RMPA | SPP_N | RMPA | External | Shoulder | B11 | 25 | 210 | 0 | 71.07 | 54.73 | 5 | 0
2035 | SPP_N_2_RMPA | SPP_N | RMPA | External | Shoulder | B12 | 200 | 210 | 0 | 53.87 | 54.7 | 5 | 0
2035 | SPP_N_2_RMPA | SPP_N | RMPA | External | Shoulder | B13 | 600 | 210 | 0 | 53.5 | 54.4 | 5 | 0
2035 | SPP_N_2_RMPA | SPP_N | RMPA | External | Shoulder | B14 | 900 | 210 | 0 | 53.41 | 54.4 | 5 | 0
2035 | SPP_N_2_RMPA | SPP_N | RMPA | External | Shoulder | B15 | 1203 | 210 | 0 | 50.28 | 42.27 | 5 | 0
2035 | SPP_N_2_RMPA | SPP_N | RMPA | External | Summer | B1 | 10 | 210 | 0 | 88.32 | 86.76 | 5 | 0
2035 | SPP_N_2_RMPA | SPP_N | RMPA | External | Summer | B2 | 25 | 210 | 0 | 88.32 | 86.76 | 5 | 0
2035 | SPP_N_2_RMPA | SPP_N | RMPA | External | Summer | B3 | 75 | 210 | 0 | 88.32 | 84.92 | 5 | 0
2035 | SPP_N_2_RMPA | SPP_N | RMPA | External | Summer | B4 | 100 | 210 | 0 | 88.32 | 79.53 | 5 | 0
2035 | SPP_N_2_RMPA | SPP_N | RMPA | External | Summer | B5 | 200 | 210 | 0 | 83.61 | 74.36 | 5 | 0
2035 | SPP_N_2_RMPA | SPP_N | RMPA | External | Summer | B6 | 300 | 210 | 0 | 61.66 | 58.03 | 5 | 0
2035 | SPP_N_2_RMPA | SPP_N | RMPA | External | Summer | B7 | 400 | 210 | 0 | 54.11 | 57.26 | 5 | 0
2035 | SPP_N_2_RMPA | SPP_N | RMPA | External | Summer | B8 | 500 | 210 | 0 | 51.71 | 54.16 | 5 | 0
2035 | SPP_N_2_RMPA | SPP_N | RMPA | External | Summer | B9 | 800 | 210 | 0 | 51.6 | 41.16 | 5 | 0
2035 | SPP_N_2_RMPA | SPP_N | RMPA | External | Summer | B10 | 1262 | 210 | 0 | 46.81 | 38.81 | 5 | 0
2035 | SPP_N_2_RMPA | SPP_N | RMPA | External | Winter | B16 | 25 | 210 | 210 | 62.45 | 71.03 | 5 | 3.58
2035 | SPP_N_2_RMPA | SPP_N | RMPA | External | Winter | B17 | 100 | 210 | 0.2 | 57.14 | 62.13 | 5 | 0
2035 | SPP_N_2_RMPA | SPP_N | RMPA | External | Winter | B18 | 400 | 210 | 0 | 56.99 | 54.7 | 5 | 0
2035 | SPP_N_2_RMPA | SPP_N | RMPA | External | Winter | B19 | 700 | 210 | 0 | 56.99 | 54.7 | 5 | 0
2035 | SPP_N_2_RMPA | SPP_N | RMPA | External | Winter | B20 | 935 | 210 | 0 | 46.06 | 41.31 | 5 | 0
2035 | SPP_S_2_ERCOT | SPP_S | ERCOT | External | Shoulder | B11 | 25 | 800 | 799.99 | 71.06 | 78.16 | 5 | 2.11
2035 | SPP_S_2_ERCOT | SPP_S | ERCOT | External | Shoulder | B12 | 200 | 800 | 0 | 53.52 | 58.18 | 5 | 0
2035 | SPP_S_2_ERCOT | SPP_S | ERCOT | External | Shoulder | B13 | 600 | 800 | 0 | 53.52 | 53.32 | 5 | 0
2035 | SPP_S_2_ERCOT | SPP_S | ERCOT | External | Shoulder | B14 | 900 | 800 | 0 | 53.4 | 53.32 | 5 | 0
2035 | SPP_S_2_ERCOT | SPP_S | ERCOT | External | Shoulder | B15 | 1203 | 800 | 0 | 50.29 | 53.32 | 5 | 0
2035 | SPP_S_2_ERCOT | SPP_S | ERCOT | External | Summer | B1 | 10 | 800 | 0.05 | 83.84 | 88.33 | 5 | 0
2035 | SPP_S_2_ERCOT | SPP_S | ERCOT | External | Summer | B2 | 25 | 800 | 0 | 85.28 | 88.33 | 5 | 0
2035 | SPP_S_2_ERCOT | SPP_S | ERCOT | External | Summer | B3 | 75 | 800 | 0 | 84.92 | 88.33 | 5 | 0
2035 | SPP_S_2_ERCOT | SPP_S | ERCOT | External | Summer | B4 | 100 | 800 | 0 | 82.53 | 75.93 | 5 | 0
2035 | SPP_S_2_ERCOT | SPP_S | ERCOT | External | Summer | B5 | 200 | 800 | 0 | 74.74 | 75.93 | 5 | 0
2035 | SPP_S_2_ERCOT | SPP_S | ERCOT | External | Summer | B6 | 300 | 800 | 659.78 | 61.65 | 66.65 | 5 | 0
2035 | SPP_S_2_ERCOT | SPP_S | ERCOT | External | Summer | B7 | 400 | 800 | 0 | 54.1 | 56.54 | 5 | 0
2035 | SPP_S_2_ERCOT | SPP_S | ERCOT | External | Summer | B8 | 500 | 800 | 0 | 51.73 | 51.83 | 5 | 0
2035 | SPP_S_2_ERCOT | SPP_S | ERCOT | External | Summer | B9 | 800 | 800 | 0 | 51.61 | 51.83 | 5 | 0
2035 | SPP_S_2_ERCOT | SPP_S | ERCOT | External | Summer | B10 | 1262 | 800 | 225.3 | 46.83 | 51.83 | 5 | 0
2035 | SPP_S_2_ERCOT | SPP_S | ERCOT | External | Winter | B16 | 25 | 800 | 0 | 59.76 | 61.62 | 5 | 0
2035 | SPP_S_2_ERCOT | SPP_S | ERCOT | External | Winter | B17 | 100 | 800 | 0 | 57.13 | 56.46 | 5 | 0
2035 | SPP_S_2_ERCOT | SPP_S | ERCOT | External | Winter | B18 | 400 | 800 | 0 | 57 | 56.46 | 5 | 0
2035 | SPP_S_2_ERCOT | SPP_S | ERCOT | External | Winter | B19 | 700 | 800 | 0 | 57 | 56.46 | 5 | 0
2035 | SPP_S_2_ERCOT | SPP_S | ERCOT | External | Winter | B20 | 935 | 800 | 800 | 46.07 | 56.46 | 5 | 5.4
2040 | AZ_NM_SNV_Coal_2_SPP_S | AZ_NM_SNV_Coal | SPP_S | External | Shoulder | B11 | 25 | 400 | 0 | 65.34 | 68.86 | 8.17 | 0
2040 | AZ_NM_SNV_Coal_2_SPP_S | AZ_NM_SNV_Coal | SPP_S | External | Shoulder | B12 | 200 | 400 | 0 | 65.33 | 59.25 | 8.17 | 0
2040 | AZ_NM_SNV_Coal_2_SPP_S | AZ_NM_SNV_Coal | SPP_S | External | Shoulder | B13 | 600 | 400 | 0 | 65.33 | 59.25 | 8.17 | 0
2040 | AZ_NM_SNV_Coal_2_SPP_S | AZ_NM_SNV_Coal | SPP_S | External | Shoulder | B14 | 900 | 400 | 0 | 65.33 | 54.47 | 8.17 | 0
2040 | AZ_NM_SNV_Coal_2_SPP_S | AZ_NM_SNV_Coal | SPP_S | External | Shoulder | B15 | 1203 | 400 | 0 | 61.35 | 50.13 | 8.17 | 0
2040 | AZ_NM_SNV_Coal_2_SPP_S | AZ_NM_SNV_Coal | SPP_S | External | Summer | B1 | 10 | 400 | 0 | 94.83 | 83.11 | 8.17 | 0
2040 | AZ_NM_SNV_Coal_2_SPP_S | AZ_NM_SNV_Coal | SPP_S | External | Summer | B2 | 25 | 400 | 0.01 | 86.7 | 93.63 | 8.17 | 0
2040 | AZ_NM_SNV_Coal_2_SPP_S | AZ_NM_SNV_Coal | SPP_S | External | Summer | B3 | 75 | 400 | 399.99 | 83.91 | 92.53 | 8.17 | 0.46
2040 | AZ_NM_SNV_Coal_2_SPP_S | AZ_NM_SNV_Coal | SPP_S | External | Summer | B4 | 100 | 400 | 0.03 | 79.48 | 87.52 | 8.17 | 0
2040 | AZ_NM_SNV_Coal_2_SPP_S | AZ_NM_SNV_Coal | SPP_S | External | Summer | B5 | 200 | 400 | 0 | 79.25 | 81.8 | 8.17 | 0
2040 | AZ_NM_SNV_Coal_2_SPP_S | AZ_NM_SNV_Coal | SPP_S | External | Summer | B6 | 300 | 400 | 0 | 75.45 | 60.08 | 8.17 | 0
2040 | AZ_NM_SNV_Coal_2_SPP_S | AZ_NM_SNV_Coal | SPP_S | External | Summer | B7 | 400 | 400 | 0 | 67.32 | 57.77 | 8.17 | 0
2040 | AZ_NM_SNV_Coal_2_SPP_S | AZ_NM_SNV_Coal | SPP_S | External | Summer | B8 | 500 | 400 | 0 | 67.29 | 57.3 | 8.17 | 0
2040 | AZ_NM_SNV_Coal_2_SPP_S | AZ_NM_SNV_Coal | SPP_S | External | Summer | B9 | 800 | 400 | 0 | 67.29 | 52.67 | 8.17 | 0
2040 | AZ_NM_SNV_Coal_2_SPP_S | AZ_NM_SNV_Coal | SPP_S | External | Summer | B10 | 1262 | 400 | 0 | 59.12 | 45.04 | 8.17 | 0
2040 | AZ_NM_SNV_Coal_2_SPP_S | AZ_NM_SNV_Coal | SPP_S | External | Winter | B16 | 25 | 400 | 0 | 69.07 | 65.47 | 8.17 | 0
2040 | AZ_NM_SNV_Coal_2_SPP_S | AZ_NM_SNV_Coal | SPP_S | External | Winter | B17 | 100 | 400 | 0 | 69.06 | 63.27 | 8.17 | 0
2040 | AZ_NM_SNV_Coal_2_SPP_S | AZ_NM_SNV_Coal | SPP_S | External | Winter | B18 | 400 | 400 | 0 | 66.04 | 60.6 | 8.17 | 0
2040 | AZ_NM_SNV_Coal_2_SPP_S | AZ_NM_SNV_Coal | SPP_S | External | Winter | B19 | 700 | 400 | 0 | 66.04 | 58.41 | 8.17 | 0
2040 | AZ_NM_SNV_Coal_2_SPP_S | AZ_NM_SNV_Coal | SPP_S | External | Winter | B20 | 935 | 400 | 0 | 66.04 | 46.84 | 8.17 | 0
2040 | ERCOT_2_SPP_S | ERCOT | SPP_S | External | Shoulder | B11 | 25 | 800 | 0 | 86.87 | 68.86 | 8 | 0
2040 | ERCOT_2_SPP_S | ERCOT | SPP_S | External | Shoulder | B12 | 200 | 800 | 0 | 64.25 | 59.25 | 8 | 0
2040 | ERCOT_2_SPP_S | ERCOT | SPP_S | External | Shoulder | B13 | 600 | 800 | 0 | 59.18 | 59.25 | 8 | 0
2040 | ERCOT_2_SPP_S | ERCOT | SPP_S | External | Shoulder | B14 | 900 | 800 | 0 | 59.18 | 54.47 | 8 | 0
2040 | ERCOT_2_SPP_S | ERCOT | SPP_S | External | Shoulder | B15 | 1203 | 800 | 0 | 59.18 | 50.13 | 8 | 0
2040 | ERCOT_2_SPP_S | ERCOT | SPP_S | External | Summer | B1 | 10 | 800 | 0 | 97.53 | 83.11 | 8 | 0
2040 | ERCOT_2_SPP_S | ERCOT | SPP_S | External | Summer | B2 | 25 | 800 | 0 | 97.53 | 93.63 | 8 | 0
2040 | ERCOT_2_SPP_S | ERCOT | SPP_S | External | Summer | B3 | 75 | 800 | 0 | 97.53 | 92.53 | 8 | 0
2040 | ERCOT_2_SPP_S | ERCOT | SPP_S | External | Summer | B4 | 100 | 800 | 0 | 84.4 | 87.52 | 8 | 0
2040 | ERCOT_2_SPP_S | ERCOT | SPP_S | External | Summer | B5 | 200 | 800 | 0 | 84.4 | 81.8 | 8 | 0
2040 | ERCOT_2_SPP_S | ERCOT | SPP_S | External | Summer | B6 | 300 | 800 | 0 | 62.77 | 60.08 | 8 | 0
2040 | ERCOT_2_SPP_S | ERCOT | SPP_S | External | Summer | B7 | 400 | 800 | 0 | 62.77 | 57.77 | 8 | 0
2040 | ERCOT_2_SPP_S | ERCOT | SPP_S | External | Summer | B8 | 500 | 800 | 0 | 57.52 | 57.3 | 8 | 0
2040 | ERCOT_2_SPP_S | ERCOT | SPP_S | External | Summer | B9 | 800 | 800 | 0 | 57.52 | 52.67 | 8 | 0
2040 | ERCOT_2_SPP_S | ERCOT | SPP_S | External | Summer | B10 | 1262 | 800 | 0 | 57.52 | 45.04 | 8 | 0
2040 | ERCOT_2_SPP_S | ERCOT | SPP_S | External | Winter | B16 | 25 | 800 | 0 | 62.65 | 65.47 | 8 | 0
2040 | ERCOT_2_SPP_S | ERCOT | SPP_S | External | Winter | B17 | 100 | 800 | 0 | 62.65 | 63.27 | 8 | 0
2040 | ERCOT_2_SPP_S | ERCOT | SPP_S | External | Winter | B18 | 400 | 800 | 0 | 62.65 | 60.6 | 8 | 0
2040 | ERCOT_2_SPP_S | ERCOT | SPP_S | External | Winter | B19 | 700 | 800 | 0 | 62.65 | 58.41 | 8 | 0
2040 | ERCOT_2_SPP_S | ERCOT | SPP_S | External | Winter | B20 | 935 | 800 | 0 | 62.65 | 46.84 | 8 | 0
2040 | MAPP_US_2_RMPA | MAPP_US | RMPA | External | Shoulder | B11 | 25 | 200 | 0 | 61.86 | 57.17 | 8 | 0
2040 | MAPP_US_2_RMPA | MAPP_US | RMPA | External | Shoulder | B12 | 200 | 200 | 0 | 52.23 | 57.16 | 8 | 0
2040 | MAPP_US_2_RMPA | MAPP_US | RMPA | External | Shoulder | B13 | 600 | 200 | 0 | 51.79 | 56.06 | 8 | 0
2040 | MAPP_US_2_RMPA | MAPP_US | RMPA | External | Shoulder | B14 | 900 | 200 | 200 | 47.45 | 56.06 | 8 | 0.61
2040 | MAPP_US_2_RMPA | MAPP_US | RMPA | External | Shoulder | B15 | 1203 | 200 | 0 | 43.11 | 42.12 | 8 | 0
2040 | MAPP_US_2_RMPA | MAPP_US | RMPA | External | Summer | B1 | 10 | 200 | 0 | 90.66 | 95.17 | 8 | 0
2040 | MAPP_US_2_RMPA | MAPP_US | RMPA | External | Summer | B2 | 25 | 200 | 0 | 90.13 | 94.86 | 8 | 0
2040 | MAPP_US_2_RMPA | MAPP_US | RMPA | External | Summer | B3 | 75 | 200 | 0 | 90.13 | 92.08 | 8 | 0
2040 | MAPP_US_2_RMPA | MAPP_US | RMPA | External | Summer | B4 | 100 | 200 | 0 | 90.13 | 87.64 | 8 | 0
2040 | MAPP_US_2_RMPA | MAPP_US | RMPA | External | Summer | B5 | 200 | 200 | 0 | 76.45 | 75.45 | 8 | 0
2040 | MAPP_US_2_RMPA | MAPP_US | RMPA | External | Summer | B6 | 300 | 200 | 0 | 53.9 | 60.35 | 8 | 0
2040 | MAPP_US_2_RMPA | MAPP_US | RMPA | External | Summer | B7 | 400 | 200 | 200 | 50.77 | 59.12 | 8 | 0.34
2040 | MAPP_US_2_RMPA | MAPP_US | RMPA | External | Summer | B8 | 500 | 200 | 200 | 45.23 | 57.23 | 8 | 4
2040 | MAPP_US_2_RMPA | MAPP_US | RMPA | External | Summer | B9 | 800 | 200 | 0 | 43.44 | 42.44 | 8 | 0
2040 | MAPP_US_2_RMPA | MAPP_US | RMPA | External | Summer | B10 | 1262 | 200 | 0 | 35.29 | 37.03 | 8 | 0
2040 | MAPP_US_2_RMPA | MAPP_US | RMPA | External | Winter | B16 | 25 | 200 | 200 | 58.77 | 77.22 | 8 | 10.46
2040 | MAPP_US_2_RMPA | MAPP_US | RMPA | External | Winter | B17 | 100 | 200 | 0 | 56.25 | 60.89 | 8 | 0
2040 | MAPP_US_2_RMPA | MAPP_US | RMPA | External | Winter | B18 | 400 | 200 | 0 | 53.1 | 57.88 | 8 | 0
2040 | MAPP_US_2_RMPA | MAPP_US | RMPA | External | Winter | B19 | 700 | 200 | 0 | 51.39 | 57.88 | 8 | 0
2040 | MAPP_US_2_RMPA | MAPP_US | RMPA | External | Winter | B20 | 935 | 200 | 0 | 39.82 | 39.8 | 8 | 0
2040 | NE_2_RMPA | NE | RMPA | External | Shoulder | B11 | 25 | 310 | 0 | 68.86 | 57.17 | 5 | 0
2040 | NE_2_RMPA | NE | RMPA | External | Shoulder | B12 | 200 | 310 | 0 | 59.23 | 57.16 | 5 | 0
2040 | NE_2_RMPA | NE | RMPA | External | Shoulder | B13 | 600 | 310 | 0 | 58.79 | 56.06 | 5 | 0
2040 | NE_2_RMPA | NE | RMPA | External | Shoulder | B14 | 900 | 310 | 0 | 54.45 | 56.06 | 5 | 0
2040 | NE_2_RMPA | NE | RMPA | External | Shoulder | B15 | 1203 | 310 | 0 | 50.11 | 42.12 | 5 | 0
2040 | NE_2_RMPA | NE | RMPA | External | Summer | B1 | 10 | 310 | 0 | 97.65 | 95.17 | 5 | 0
2040 | NE_2_RMPA | NE | RMPA | External | Summer | B2 | 25 | 310 | 0 | 97.13 | 94.86 | 5 | 0
2040 | NE_2_RMPA | NE | RMPA | External | Summer | B3 | 75 | 310 | 0 | 97.13 | 92.08 | 5 | 0
2040 | NE_2_RMPA | NE | RMPA | External | Summer | B4 | 100 | 310 | 0 | 97.13 | 87.64 | 5 | 0
2040 | NE_2_RMPA | NE | RMPA | External | Summer | B5 | 200 | 310 | 0 | 83.45 | 75.45 | 5 | 0
2040 | NE_2_RMPA | NE | RMPA | External | Summer | B6 | 300 | 310 | 0 | 60.9 | 60.35 | 5 | 0
2040 | NE_2_RMPA | NE | RMPA | External | Summer | B7 | 400 | 310 | 0 | 57.77 | 59.12 | 5 | 0
2040 | NE_2_RMPA | NE | RMPA | External | Summer | B8 | 500 | 310 | 124.09 | 52.23 | 57.23 | 5 | 0
2040 | NE_2_RMPA | NE | RMPA | External | Summer | B9 | 800 | 310 | 0 | 50.44 | 42.44 | 5 | 0
2040 | NE_2_RMPA | NE | RMPA | External | Summer | B10 | 1262 | 310 | 0 | 42.29 | 37.03 | 5 | 0
2040 | NE_2_RMPA | NE | RMPA | External | Winter | B16 | 25 | 310 | 310 | 65.47 | 77.22 | 5 | 6.76
2040 | NE_2_RMPA | NE | RMPA | External | Winter | B17 | 100 | 310 | 0 | 63.25 | 60.89 | 5 | 0
2040 | NE_2_RMPA | NE | RMPA | External | Winter | B18 | 400 | 310 | 0 | 60.1 | 57.88 | 5 | 0
2040 | NE_2_RMPA | NE | RMPA | External | Winter | B19 | 700 | 310 | 0 | 58.39 | 57.88 | 5 | 0
2040 | NE_2_RMPA | NE | RMPA | External | Winter | B20 | 935 | 310 | 0 | 46.82 | 39.8 | 5 | 0
2040 | NWPP_Coal_2_MAPP_US | NWPP_Coal | MAPP_US | External | Shoulder | B11 | 25 | 150 | 0 | 65.33 | 61.86 | 8 | 0
2040 | NWPP_Coal_2_MAPP_US | NWPP_Coal | MAPP_US | External | Shoulder | B12 | 200 | 150 | 0 | 65.33 | 52.23 | 8 | 0
2040 | NWPP_Coal_2_MAPP_US | NWPP_Coal | MAPP_US | External | Shoulder | B13 | 600 | 150 | 0 | 65.33 | 51.79 | 8 | 0
2040 | NWPP_Coal_2_MAPP_US | NWPP_Coal | MAPP_US | External | Shoulder | B14 | 900 | 150 | 0 | 65.33 | 47.45 | 8 | 0
2040 | NWPP_Coal_2_MAPP_US | NWPP_Coal | MAPP_US | External | Shoulder | B15 | 1203 | 150 | 0 | 65.33 | 43.11 | 8 | 0
2040 | NWPP_Coal_2_MAPP_US | NWPP_Coal | MAPP_US | External | Summer | B1 | 10 | 150 | 150 | 67.28 | 90.66 | 8 | 15.38
2040 | NWPP_Coal_2_MAPP_US | NWPP_Coal | MAPP_US | External | Summer | B2 | 25 | 150 | 150 | 67.28 | 90.13 | 8 | 14.85
2040 | NWPP_Coal_2_MAPP_US | NWPP_Coal | MAPP_US | External | Summer | B3 | 75 | 150 | 150 | 67.28 | 90.13 | 8 | 14.85
2040 | NWPP_Coal_2_MAPP_US | NWPP_Coal | MAPP_US | External | Summer | B4 | 100 | 150 | 150 | 67.28 | 90.13 | 8 | 14.85
2040 | NWPP_Coal_2_MAPP_US | NWPP_Coal | MAPP_US | External | Summer | B5 | 200 | 150 | 150 | 67.28 | 76.45 | 8 | 1.17
2040 | NWPP_Coal_2_MAPP_US | NWPP_Coal | MAPP_US | External | Summer | B6 | 300 | 150 | 0 | 67.28 | 53.9 | 8 | 0
2040 | NWPP_Coal_2_MAPP_US | NWPP_Coal | MAPP_US | External | Summer | B7 | 400 | 150 | 0 | 67.28 | 50.77 | 8 | 0
2040 | NWPP_Coal_2_MAPP_US | NWPP_Coal | MAPP_US | External | Summer | B8 | 500 | 150 | 0 | 67.28 | 45.23 | 8 | 0
2040 | NWPP_Coal_2_MAPP_US | NWPP_Coal | MAPP_US | External | Summer | B9 | 800 | 150 | 0 | 67.28 | 43.44 | 8 | 0
2040 | NWPP_Coal_2_MAPP_US | NWPP_Coal | MAPP_US | External | Summer | B10 | 1262 | 150 | 0 | 67.28 | 35.29 | 8 | 0
2040 | NWPP_Coal_2_MAPP_US | NWPP_Coal | MAPP_US | External | Winter | B16 | 25 | 150 | 0 | 69.06 | 58.77 | 8 | 0
2040 | NWPP_Coal_2_MAPP_US | NWPP_Coal | MAPP_US | External | Winter | B17 | 100 | 150 | 0 | 69.06 | 56.25 | 8 | 0
2040 | NWPP_Coal_2_MAPP_US | NWPP_Coal | MAPP_US | External | Winter | B18 | 400 | 150 | 0 | 69.06 | 53.1 | 8 | 0
2040 | NWPP_Coal_2_MAPP_US | NWPP_Coal | MAPP_US | External | Winter | B19 | 700 | 150 | 0 | 69.06 | 51.39 | 8 | 0
2040 | NWPP_Coal_2_MAPP_US | NWPP_Coal | MAPP_US | External | Winter | B20 | 935 | 150 | 0 | 69.06 | 39.82 | 8 | 0
2040 | RMPA_2_MAPP_US | RMPA | MAPP_US | External | Shoulder | B11 | 25 | 200 | 0 | 57.17 | 61.86 | 8 | 0
2040 | RMPA_2_MAPP_US | RMPA | MAPP_US | External | Shoulder | B12 | 200 | 200 | 0 | 57.16 | 52.23 | 8 | 0
2040 | RMPA_2_MAPP_US | RMPA | MAPP_US | External | Shoulder | B13 | 600 | 200 | 0 | 56.06 | 51.79 | 8 | 0
2040 | RMPA_2_MAPP_US | RMPA | MAPP_US | External | Shoulder | B14 | 900 | 200 | 0 | 56.06 | 47.45 | 8 | 0
2040 | RMPA_2_MAPP_US | RMPA | MAPP_US | External | Shoulder | B15 | 1203 | 200 | 0 | 42.12 | 43.11 | 8 | 0
2040 | RMPA_2_MAPP_US | RMPA | MAPP_US | External | Summer | B1 | 10 | 200 | 0 | 95.17 | 90.66 | 8 | 0
2040 | RMPA_2_MAPP_US | RMPA | MAPP_US | External | Summer | B2 | 25 | 200 | 0 | 94.86 | 90.13 | 8 | 0
2040 | RMPA_2_MAPP_US | RMPA | MAPP_US | External | Summer | B3 | 75 | 200 | 0 | 92.08 | 90.13 | 8 | 0
2040 | RMPA_2_MAPP_US | RMPA | MAPP_US | External | Summer | B4 | 100 | 200 | 0 | 87.64 | 90.13 | 8 | 0
2040 | RMPA_2_MAPP_US | RMPA | MAPP_US | External | Summer | B5 | 200 | 200 | 0 | 75.45 | 76.45 | 8 | 0
2040 | RMPA_2_MAPP_US | RMPA | MAPP_US | External | Summer | B6 | 300 | 200 | 0 | 60.35 | 53.9 | 8 | 0
2040 | RMPA_2_MAPP_US | RMPA | MAPP_US | External | Summer | B7 | 400 | 200 | 0 | 59.12 | 50.77 | 8 | 0
2040 | RMPA_2_MAPP_US | RMPA | MAPP_US | External | Summer | B8 | 500 | 200 | 0 | 57.23 | 45.23 | 8 | 0
2040 | RMPA_2_MAPP_US | RMPA | MAPP_US | External | Summer | B9 | 800 | 200 | 0 | 42.44 | 43.44 | 8 | 0
2040 | RMPA_2_MAPP_US | RMPA | MAPP_US | External | Summer | B10 | 1262 | 200 | 0 | 37.03 | 35.29 | 8 | 0
2040 | RMPA_2_MAPP_US | RMPA | MAPP_US | External | Winter | B16 | 25 | 200 | 0 | 77.22 | 58.77 | 8 | 0
2040 | RMPA_2_MAPP_US | RMPA | MAPP_US | External | Winter | B17 | 100 | 200 | 0 | 60.89 | 56.25 | 8 | 0
2040 | RMPA_2_MAPP_US | RMPA | MAPP_US | External | Winter | B18 | 400 | 200 | 0 | 57.88 | 53.1 | 8 | 0
2040 | RMPA_2_MAPP_US | RMPA | MAPP_US | External | Winter | B19 | 700 | 200 | 0 | 57.88 | 51.39 | 8 | 0
2040 | RMPA_2_MAPP_US | RMPA | MAPP_US | External | Winter | B20 | 935 | 200 | 0 | 39.8 | 39.82 | 8 | 0
2040 | RMPA_2_NE | RMPA | NE | External | Shoulder | B11 | 25 | 310 | 310 | 57.17 | 68.86 | 8 | 3.69
2040 | RMPA_2_NE | RMPA | NE | External | Shoulder | B12 | 200 | 310 | 0 | 57.16 | 59.23 | 8 | 0
2040 | RMPA_2_NE | RMPA | NE | External | Shoulder | B13 | 600 | 310 | 0 | 56.06 | 58.79 | 8 | 0
2040 | RMPA_2_NE | RMPA | NE | External | Shoulder | B14 | 900 | 310 | 0 | 56.06 | 54.45 | 8 | 0
2040 | RMPA_2_NE | RMPA | NE | External | Shoulder | B15 | 1203 | 310 | 0.03 | 42.12 | 50.11 | 8 | 0
2040 | RMPA_2_NE | RMPA | NE | External | Summer | B1 | 10 | 310 | 0 | 95.17 | 97.65 | 8 | 0
2040 | RMPA_2_NE | RMPA | NE | External | Summer | B2 | 25 | 310 | 0 | 94.86 | 97.13 | 8 | 0
2040 | RMPA_2_NE | RMPA | NE | External | Summer | B3 | 75 | 310 | 0 | 92.08 | 97.13 | 8 | 0
2040 | RMPA_2_NE | RMPA | NE | External | Summer | B4 | 100 | 310 | 310 | 87.64 | 97.13 | 8 | 1.49
2040 | RMPA_2_NE | RMPA | NE | External | Summer | B5 | 200 | 310 | 88.81 | 75.45 | 83.45 | 8 | 0
2040 | RMPA_2_NE | RMPA | NE | External | Summer | B6 | 300 | 310 | 0 | 60.35 | 60.9 | 8 | 0
2040 | RMPA_2_NE | RMPA | NE | External | Summer | B7 | 400 | 310 | 0 | 59.12 | 57.77 | 8 | 0
2040 | RMPA_2_NE | RMPA | NE | External | Summer | B8 | 500 | 310 | 0 | 57.23 | 52.23 | 8 | 0
2040 | RMPA_2_NE | RMPA | NE | External | Summer | B9 | 800 | 310 | 96.76 | 42.44 | 50.44 | 8 | 0
2040 | RMPA_2_NE | RMPA | NE | External | Summer | B10 | 1262 | 310 | 0 | 37.03 | 42.29 | 8 | 0
2040 | RMPA_2_NE | RMPA | NE | External | Winter | B16 | 25 | 310 | 0 | 77.22 | 65.47 | 8 | 0
2040 | RMPA_2_NE | RMPA | NE | External | Winter | B17 | 100 | 310 | 0 | 60.89 | 63.25 | 8 | 0
2040 | RMPA_2_NE | RMPA | NE | External | Winter | B18 | 400 | 310 | 0 | 57.88 | 60.1 | 8 | 0
2040 | RMPA_2_NE | RMPA | NE | External | Winter | B19 | 700 | 310 | 0 | 57.88 | 58.39 | 8 | 0
2040 | RMPA_2_NE | RMPA | NE | External | Winter | B20 | 935 | 310 | 0 | 39.8 | 46.82 | 8 | 0
2040 | RMPA_2_SPP_N | RMPA | SPP_N | External | Shoulder | B11 | 25 | 210 | 210 | 57.17 | 68.87 | 8 | 3.7
2040 | RMPA_2_SPP_N | RMPA | SPP_N | External | Shoulder | B12 | 200 | 210 | 0 | 57.16 | 59.24 | 8 | 0
2040 | RMPA_2_SPP_N | RMPA | SPP_N | External | Shoulder | B13 | 600 | 210 | 0 | 56.06 | 59.24 | 8 | 0
2040 | RMPA_2_SPP_N | RMPA | SPP_N | External | Shoulder | B14 | 900 | 210 | 0 | 56.06 | 54.46 | 8 | 0
2040 | RMPA_2_SPP_N | RMPA | SPP_N | External | Shoulder | B15 | 1203 | 210 | 174.49 | 42.12 | 50.12 | 8 | 0
2040 | RMPA_2_SPP_N | RMPA | SPP_N | External | Summer | B1 | 10 | 210 | 0 | 95.17 | 97.66 | 8 | 0
2040 | RMPA_2_SPP_N | RMPA | SPP_N | External | Summer | B2 | 25 | 210 | 0 | 94.86 | 97.66 | 8 | 0
2040 | RMPA_2_SPP_N | RMPA | SPP_N | External | Summer | B3 | 75 | 210 | 0 | 92.08 | 97.66 | 8 | 0
2040 | RMPA_2_SPP_N | RMPA | SPP_N | External | Summer | B4 | 100 | 210 | 210 | 87.64 | 97.66 | 8 | 2.02
2040 | RMPA_2_SPP_N | RMPA | SPP_N | External | Summer | B5 | 200 | 210 | 209.86 | 75.45 | 83.46 | 8 | 0.01
2040 | RMPA_2_SPP_N | RMPA | SPP_N | External | Summer | B6 | 300 | 210 | 0 | 60.35 | 60.92 | 8 | 0
2040 | RMPA_2_SPP_N | RMPA | SPP_N | External | Summer | B7 | 400 | 210 | 0 | 59.12 | 57.78 | 8 | 0
2040 | RMPA_2_SPP_N | RMPA | SPP_N | External | Summer | B8 | 500 | 210 | 0 | 57.23 | 57.29 | 8 | 0
2040 | RMPA_2_SPP_N | RMPA | SPP_N | External | Summer | B9 | 800 | 210 | 210 | 42.44 | 52.66 | 8 | 2.22
2040 | RMPA_2_SPP_N | RMPA | SPP_N | External | Summer | B10 | 1262 | 210 | 73.54 | 37.03 | 45.03 | 8 | 0
2040 | RMPA_2_SPP_N | RMPA | SPP_N | External | Winter | B16 | 25 | 210 | 0 | 77.22 | 65.48 | 8 | 0
2040 | RMPA_2_SPP_N | RMPA | SPP_N | External | Winter | B17 | 100 | 210 | 0 | 60.89 | 63.26 | 8 | 0
2040 | RMPA_2_SPP_N | RMPA | SPP_N | External | Winter | B18 | 400 | 210 | 0 | 57.88 | 60.59 | 8 | 0
2040 | RMPA_2_SPP_N | RMPA | SPP_N | External | Winter | B19 | 700 | 210 | 0 | 57.88 | 58.4 | 8 | 0
2040 | RMPA_2_SPP_N | RMPA | SPP_N | External | Winter | B20 | 935 | 210 | 0 | 39.8 | 46.83 | 8 | 0
2040 | SPP_N_2_RMPA | SPP_N | RMPA | External | Shoulder | B11 | 25 | 210 | 0 | 68.87 | 57.17 | 5 | 0
2040 | SPP_N_2_RMPA | SPP_N | RMPA | External | Shoulder | B12 | 200 | 210 | 0 | 59.24 | 57.16 | 5 | 0
2040 | SPP_N_2_RMPA | SPP_N | RMPA | External | Shoulder | B13 | 600 | 210 | 0 | 59.24 | 56.06 | 5 | 0
2040 | SPP_N_2_RMPA | SPP_N | RMPA | External | Shoulder | B14 | 900 | 210 | 0 | 54.46 | 56.06 | 5 | 0
2040 | SPP_N_2_RMPA | SPP_N | RMPA | External | Shoulder | B15 | 1203 | 210 | 0 | 50.12 | 42.12 | 5 | 0
2040 | SPP_N_2_RMPA | SPP_N | RMPA | External | Summer | B1 | 10 | 210 | 0 | 97.66 | 95.17 | 5 | 0
2040 | SPP_N_2_RMPA | SPP_N | RMPA | External | Summer | B2 | 25 | 210 | 0 | 97.66 | 94.86 | 5 | 0
2040 | SPP_N_2_RMPA | SPP_N | RMPA | External | Summer | B3 | 75 | 210 | 0 | 97.66 | 92.08 | 5 | 0
2040 | SPP_N_2_RMPA | SPP_N | RMPA | External | Summer | B4 | 100 | 210 | 0 | 97.66 | 87.64 | 5 | 0
2040 | SPP_N_2_RMPA | SPP_N | RMPA | External | Summer | B5 | 200 | 210 | 0 | 83.46 | 75.45 | 5 | 0
2040 | SPP_N_2_RMPA | SPP_N | RMPA | External | Summer | B6 | 300 | 210 | 0 | 60.92 | 60.35 | 5 | 0
2040 | SPP_N_2_RMPA | SPP_N | RMPA | External | Summer | B7 | 400 | 210 | 0 | 57.78 | 59.12 | 5 | 0
2040 | SPP_N_2_RMPA | SPP_N | RMPA | External | Summer | B8 | 500 | 210 | 0 | 57.29 | 57.23 | 5 | 0
2040 | SPP_N_2_RMPA | SPP_N | RMPA | External | Summer | B9 | 800 | 210 | 0 | 52.66 | 42.44 | 5 | 0
2040 | SPP_N_2_RMPA | SPP_N | RMPA | External | Summer | B10 | 1262 | 210 | 0 | 45.03 | 37.03 | 5 | 0
2040 | SPP_N_2_RMPA | SPP_N | RMPA | External | Winter | B16 | 25 | 210 | 210 | 65.48 | 77.22 | 5 | 6.75
2040 | SPP_N_2_RMPA | SPP_N | RMPA | External | Winter | B17 | 100 | 210 | 0 | 63.26 | 60.89 | 5 | 0
2040 | SPP_N_2_RMPA | SPP_N | RMPA | External | Winter | B18 | 400 | 210 | 0 | 60.59 | 57.88 | 5 | 0
2040 | SPP_N_2_RMPA | SPP_N | RMPA | External | Winter | B19 | 700 | 210 | 0 | 58.4 | 57.88 | 5 | 0
2040 | SPP_N_2_RMPA | SPP_N | RMPA | External | Winter | B20 | 935 | 210 | 0 | 46.83 | 39.8 | 5 | 0
2040 | SPP_S_2_ERCOT | SPP_S | ERCOT | External | Shoulder | B11 | 25 | 800 | 800 | 68.86 | 86.87 | 5 | 13.02
2040 | SPP_S_2_ERCOT | SPP_S | ERCOT | External | Shoulder | B12 | 200 | 800 | 112.4 | 59.25 | 64.25 | 5 | 0
2040 | SPP_S_2_ERCOT | SPP_S | ERCOT | External | Shoulder | B13 | 600 | 800 | 0 | 59.25 | 59.18 | 5 | 0
2040 | SPP_S_2_ERCOT | SPP_S | ERCOT | External | Shoulder | B14 | 900 | 800 | 0 | 54.47 | 59.18 | 5 | 0
2040 | SPP_S_2_ERCOT | SPP_S | ERCOT | External | Shoulder | B15 | 1203 | 800 | 800 | 50.13 | 59.18 | 5 | 4.05
2040 | SPP_S_2_ERCOT | SPP_S | ERCOT | External | Summer | B1 | 10 | 800 | 800 | 83.11 | 97.53 | 5 | 9.42
2040 | SPP_S_2_ERCOT | SPP_S | ERCOT | External | Summer | B2 | 25 | 800 | 0.01 | 93.63 | 97.53 | 5 | 0
2040 | SPP_S_2_ERCOT | SPP_S | ERCOT | External | Summer | B3 | 75 | 800 | 231.73 | 92.53 | 97.53 | 5 | 0
2040 | SPP_S_2_ERCOT | SPP_S | ERCOT | External | Summer | B4 | 100 | 800 | 0 | 87.52 | 84.4 | 5 | 0
2040 | SPP_S_2_ERCOT | SPP_S | ERCOT | External | Summer | B5 | 200 | 800 | 0 | 81.8 | 84.4 | 5 | 0
2040 | SPP_S_2_ERCOT | SPP_S | ERCOT | External | Summer | B6 | 300 | 800 | 0 | 60.08 | 62.77 | 5 | 0
2040 | SPP_S_2_ERCOT | SPP_S | ERCOT | External | Summer | B7 | 400 | 800 | 60.78 | 57.77 | 62.77 | 5 | 0
2040 | SPP_S_2_ERCOT | SPP_S | ERCOT | External | Summer | B8 | 500 | 800 | 0 | 57.3 | 57.52 | 5 | 0
2040 | SPP_S_2_ERCOT | SPP_S | ERCOT | External | Summer | B9 | 800 | 800 | 0 | 52.67 | 57.52 | 5 | 0
2040 | SPP_S_2_ERCOT | SPP_S | ERCOT | External | Summer | B10 | 1262 | 800 | 800 | 45.04 | 57.52 | 5 | 7.47
2040 | SPP_S_2_ERCOT | SPP_S | ERCOT | External | Winter | B16 | 25 | 800 | 0 | 65.47 | 62.65 | 5 | 0
2040 | SPP_S_2_ERCOT | SPP_S | ERCOT | External | Winter | B17 | 100 | 800 | 0 | 63.27 | 62.65 | 5 | 0
2040 | SPP_S_2_ERCOT | SPP_S | ERCOT | External | Winter | B18 | 400 | 800 | 0 | 60.6 | 62.65 | 5 | 0
2040 | SPP_S_2_ERCOT | SPP_S | ERCOT | External | Winter | B19 | 700 | 800 | 0 | 58.41 | 62.65 | 5 | 0
2040 | SPP_S_2_ERCOT | SPP_S | ERCOT | External | Winter | B20 | 935 | 800 | 800 | 46.84 | 62.65 | 5 | 10.81