## Title
Future 1 BAU, Sensitivity 8: Extra Low Renewable Resources Cost
"The results presented herein use modeling assumptions developed by EIPC, EIPC stakeholders and CRA for purposes of EIPC capacity expansion modeling. As such, these results do not necessarily reflect the opinions or views of CRA or any individual EIPC stakeholder."

## Build Summary
EI New Build Summary
EI New Builds by Type
|  | Additions |  |  | Retirements
| 2010 | 2015 | 2020 | 2030 | 2015 | 2020 | 2030 | Total
Coal | 271.9155 | 8.4766 | 0 | 2.5573 | 65.6903 | 13.6214 | 1.3533 | 202.2844
Nuclear | 99.849 | 2.7406 | 4.53 | 0 | 0 | 0.6145 | 1.4882 | 105.0169
CC | 132.682 | 28.9714 | 10.8665 | 18.9967 | 5.3381 | 0 | 0 | 186.1785
CT | 120.329 | 4.6917 | 7.2604 | 7.3004 | 2.3541 | 0 | 0 | 137.2274
Steam Oil/Gas | 74.547 | 0 | 0 | 0 | 36.5769 | 0 | 0.40929 | 37.5608
Hydro | 44.6048 | 0 | 0 | 0 | 0 | 0 | 0 | 44.6048
On-Shore Wind | 18.707 | 22.1949 | 41.1767 | 37.6862 | 0 | 0 | 0 | 119.7648
Off-Shore Wind | 0 | 0.469 | 1.0395 | 2.7313 | 0 | 0 | 0 | 4.2398
Other Renewable | 3.613 | 2.3484 | 3.0169 | 3.6103 | 0 | 0 | 0 | 12.5885
New HQ/Maritimes | 0 | 0 | 0 | 0 | 0 | 0 | 0 | 0
Other | 17.054 | 0 | 0 | 0 | 0 | 0 | 0 | 17.054
Total w/o DR | 783.3013 | 69.8925 | 67.89 | 72.8821 | 109.9594 | 14.2359 | 3.2508 | 866.5199
DR | 33.1 | -1.344 | 16.8375 | 22.1146 | 0 | 0 | 0 | 70.7081
Total w/DR | 816.4013 | 68.5485 | 84.7275 | 94.9968 | 109.9594 | 14.2359 | 3.2508 | 937.228
EI New Builds by Region
| EI Cumulative New Builds |  |  |  | EI Cumulative New CCs |  |  |  | EI Cumulative New On-Shore Wind |  |  |  | EI Cumulative Coal Retirements
| 2015 | 2020 | 2030 |  |  | 2015 | 2020 | 2030 |  | 2015 | 2020 | 2030 |  | 2015 | 2020 | 2030
ENT | 890.3 | 1903.19 | 3002.88 |  | ENT | 0.01 | 948.36 | 1902.46 | ENT | 0 | 0 | 0 | ENT | 892.9 | 892.9 | 892.9
FRCC | 4226.23 | 8988.57 | 15280.33 |  | FRCC | 1516.9 | 6279.24 | 12373 | FRCC | 0 | 0 | 0 | FRCC | 465.98 | 1334.98 | 1334.98
IESO | 5144.99 | 5144.99 | 5145.49 |  | IESO | 1263 | 1263 | 1263 | IESO | 2105.9 | 2105.9 | 2105.9 | IESO | 6416 | 6416 | 6416
MAPP_CA | 880.29 | 1391.71 | 1974 |  | MAPP_CA | 577.89 | 1089.31 | 1478.49 | MAPP_CA | 302.4 | 302.4 | 302.4 | MAPP_CA | 674.22 | 674.22 | 674.22
MAPP_US | 729.6 | 729.6 | 1784.04 |  | MAPP_US | 0 | 0 | 0 | MAPP_US | 421.3 | 421.3 | 1223.76 | MAPP_US | 715.5 | 803.47 | 803.47
MISO_IN | 618 | 859.59 | 2083.69 |  | MISO_IN | 0 | 0.01 | 979.15 | MISO_IN | 0 | 0 | 0 | MISO_IN | 929.9 | 929.9 | 929.9
MISO_MI | 2000 | 2752.52 | 3061.29 |  | MISO_MI | 0 | 0 | 0.01 | MISO_MI | 2000 | 2600 | 2901.02 | MISO_MI | 2325.99 | 3490.7 | 3512.93
MISO_MO-IL | 2090 | 2090 | 5315 |  | MISO_MO-IL | 0 | 0 | 0 | MISO_MO-IL | 300 | 300 | 3301.67 | MISO_MO-IL | 1024.69 | 1721.69 | 2056.68
MISO_W | 2894.83 | 6390.47 | 30543.74 |  | MISO_W | 0 | 0 | 0 | MISO_W | 2800.5 | 6296.13 | 30377.73 | MISO_W | 2910.89 | 2928.55 | 2928.56
MISO_WUMS | 1818.9 | 6686.47 | 8900.84 |  | MISO_WUMS | 0 | 904.33 | 904.33 | MISO_WUMS | 968.9 | 968.9 | 999.7 | MISO_WUMS | 1857.1 | 1857.1 | 2853.19
NE | 434.1 | 434.1 | 505.77 |  | NE | 0 | 0 | 0 | NE | 202 | 202 | 202 | NE | 0 | 0 | 0
NEISO | 3384.16 | 7741.8 | 8817.56 |  | NEISO | 2049.5 | 2049.5 | 2049.5 | NEISO | 231.2 | 4274.06 | 5280 | NEISO | 2250.13 | 2570.13 | 2570.13
NonRTO_Midwest | 0 | 748.09 | 1168.03 |  | NonRTO_Midwest | 0 | 470.04 | 709.03 | NonRTO_Midwest | 0 | 0 | 0 | NonRTO_Midwest | 1100.9 | 1100.9 | 1100.9
NYISO_A-F | 3289.7 | 3999.5 | 4909.99 |  | NYISO_A-F | 639 | 639 | 639 | NYISO_A-F | 2476.3 | 3186.1 | 4028.66 | NYISO_A-F | 2251.89 | 2251.89 | 2251.89
NYISO_G-I | 0 | 60 | 1491.07 |  | NYISO_G-I | 0 | 0 | 1056.74 | NYISO_G-I | 0 | 60 | 360 | NYISO_G-I | 368.2 | 368.2 | 368.2
NYISO_J-K | 1207.4 | 1207.4 | 2855.92 |  | NYISO_J-K | 1175.4 | 1175.4 | 1175.4 | NYISO_J-K | 0 | 0 | 0 | NYISO_J-K | 0 | 0 | 0
PJM_E | 5940.05 | 6072.95 | 7172.95 |  | PJM_E | 4634.3 | 4634.3 | 4634.3 | PJM_E | 1150 | 1150 | 1150 | PJM_E | 2881.48 | 3449.48 | 3449.48
PJM_ROM | 2243.7 | 4705.19 | 5832.8 |  | PJM_ROM | 1678.5 | 1678.5 | 1678.5 | PJM_ROM | 479.8 | 1230 | 1230 | PJM_ROM | 8045.48 | 8045.48 | 8045.48
PJM_ROR | 14076.1 | 24849.94 | 36361.89 |  | PJM_ROR | 3077 | 3197 | 8683.66 | PJM_ROR | 8325.7 | 18823.68 | 24491.12 | PJM_ROR | 13673.85 | 21431.74 | 21431.74
SOCO | 5151.9 | 7538.9 | 10396.28 |  | SOCO | 5026.9 | 5213.9 | 5406.59 | SOCO | 0 | 0 | 0 | SOCO | 8549.53 | 8549.53 | 8549.53
SPP_N | 465.04 | 1939.29 | 4259.87 |  | SPP_N | 0 | 0.04 | 0.07 | SPP_N | 0 | 436.01 | 436.01 | SPP_N | 0 | 0 | 0
SPP_S | 1830.99 | 19216.16 | 20963.92 |  | SPP_S | 0 | 0.01 | 0.02 | SPP_S | 430 | 17515.14 | 19167.86 | SPP_S | 1335.48 | 1335.48 | 1335.48
TVA | 3115.89 | 6160.71 | 7476.76 |  | TVA | 1418 | 2781.93 | 3391.31 | TVA | 0 | 0 | 0 | TVA | 3802.79 | 3883.96 | 3883.96
VACAR | 7460.35 | 16171.4 | 21360.54 |  | VACAR | 5914.99 | 7514.01 | 10509.95 | VACAR | 0.9 | 3500 | 3500 | VACAR | 3217.38 | 5275.37 | 5275.37
| 69892.52 | 137782.54 | 210664.65 |  |  | 28971.39 | 39837.88 | 58834.51 |  | 22194.9 | 63371.62 | 101057.83 |  | 65690.28 | 79311.67 | 80664.99

## Generation
#1 | Total Generation (GWh)
Total Generation by Reporting Type: Entergy
ReportingType | 2015 | 2020 | 2025 | 2030 | 2035 | 2040
BM | 0 | 0 | 0 | 0 | 0 | 0
CC | 66813.23 | 85744.4 | 72424.49 | 68177.7 | 62468.85 | 58891.08
CSP | 0 | 0 | 0 | 0 | 0 | 0
CT | 0 | 0 | 0 | 0 | 0 | 0
Coal | 60773.62 | 50314.73 | 58932.12 | 60276.32 | 74245.37 | 89725.46
Geo | 0 | 0 | 0 | 0 | 0 | 0
H | 153 | 153 | 153 | 153 | 153 | 153
LFG | 63.07 | 63.07 | 909.81 | 909.81 | 909.81 | 909.81
Nuc | 42234.08 | 42234.08 | 42234.08 | 42234.08 | 35675.42 | 27909.39
PS | 25.67 | 25.67 | 25.67 | 25.67 | 43.37 | 43.37
PV | 0.57 | 124.94 | 192.43 | 198.55 | 205.47 | 212.64
PeakG | 0 | 0 | 29.85 | 27.96 | 18.85 | 3.79
PeakO | 0 | 0 | 0 | 0 | 0 | 0
ST | 0 | 0 | 0 | 0 | 0 | 0
STOG | 1470.04 | 1580.4 | 1462.74 | 1445.54 | 1436.97 | 1379.73
STWD | 0 | 0 | 0 | 0 | 5.32 | 76.01
WT | 315.27 | 315.28 | 315.28 | 315.28 | 609.93 | 609.93
IGCC | 0 | 0 | 0 | 0 | 0 | 0
DemandResponse | 0 | 0 | 0 | 0 | 0 | 0
IGCC-CCS | 0 | 0 | 0 | 0 | 0 | 0
WT_off | 0 | 0 | 0 | 0 | 0 | 0
PseudoUnit | 0 | 0 | 0 | 0 | 0 | 0
FixedInterchange | 0 | 0 | 0 | 0 | 0 | 0
Total Generation by Reporting Type: FRCC
ReportingType | 2015 | 2020 | 2025 | 2030 | 2035 | 2040
BM | 0 | 0 | 0 | 0 | 0 | 0
CC | 151069.23 | 172742.82 | 181445.63 | 200164.37 | 231685.64 | 264561.75
CSP | 0 | 0 | 0 | 0 | 0 | 0
CT | 848.24 | 1006.52 | 955.52 | 949.79 | 844.32 | 718.79
Coal | 54492.88 | 52067.81 | 58450.3 | 58970.83 | 60270.44 | 60270.54
Geo | 0 | 0 | 0 | 0 | 0 | 0
H | 27.85 | 27.85 | 27.85 | 27.85 | 27.85 | 27.85
LFG | 3831.62 | 3831.62 | 5392.66 | 5392.66 | 5392.66 | 5392.66
Nuc | 32180.57 | 32180.57 | 32180.57 | 32180.57 | 19598.11 | 6535.31
PS | 0 | 0 | 0 | 0 | 0 | 0
PV | 134.03 | 134.03 | 134.03 | 134.03 | 134.03 | 134.03
PeakG | 443.13 | 456.75 | 718.53 | 504.74 | 401.31 | 304.19
PeakO | 0 | 0 | 0 | 0 | 0 | 0
ST | 0 | 0 | 0 | 0 | 0 | 0
STOG | 3588.96 | 3051.76 | 3049.17 | 2991.42 | 2765.75 | 2161.14
STWD | 0 | 79.27 | 131.92 | 131.92 | 201.59 | 202.12
WT | 0 | 0 | 0 | 0 | 0 | 0
IGCC | 0 | 0 | 0 | 0 | 0 | 0
DemandResponse | 0 | 0 | 0 | 0 | 0 | 0
IGCC-CCS | 0 | 0 | 0 | 0 | 0 | 0
WT_off | 0 | 0 | 0 | 0 | 0 | 0
PseudoUnit | 0 | 0 | 0 | 0 | 0 | 0
FixedInterchange | 0 | 0 | 0 | 0 | 0 | 0
Total Generation by Reporting Type: MAPP_US
ReportingType | 2015 | 2020 | 2025 | 2030 | 2035 | 2040
BM | 0 | 0 | 0 | 0 | 0 | 0
CC | 204.14 | 247.34 | 216.17 | 290.09 | 203.36 | 199.47
CSP | 0 | 0 | 0 | 0 | 0 | 0
CT | 0 | 0 | 0 | 0 | 0 | 0
Coal | 20927.6 | 19945.26 | 20214.44 | 20247.87 | 22262.16 | 24356.17
Geo | 354.6 | 354.6 | 354.6 | 354.6 | 354.6 | 354.6
H | 10150.02 | 10150.02 | 10150.02 | 10150.02 | 10150.02 | 10150.02
LFG | 15.77 | 15.77 | 15.77 | 580.79 | 580.79 | 580.79
Nuc | 0 | 0 | 0 | 0 | 0 | 0
PS | 0 | 0 | 0 | 0 | 0 | 0
PV | 0 | 0 | 0 | 0 | 0 | 0
PeakG | 25.29 | 90.12 | 71.31 | 132.12 | 120.36 | 110.2
PeakO | 0 | 0 | 0 | 0 | 0 | 0
ST | 0 | 0 | 0 | 0 | 0 | 0
STOG | 0 | 0 | 0 | 0 | 0 | 0
STWD | 0 | 0 | 0 | 0 | 0 | 0
WT | 5908.78 | 5908.78 | 8383.48 | 8715.59 | 9060.84 | 9419.76
IGCC | 0 | 0 | 0 | 0 | 0 | 0
DemandResponse | 0 | 0 | 0 | 0 | 0 | 0
IGCC-CCS | 0 | 0 | 0 | 0 | 0 | 0
WT_off | 0 | 0 | 0 | 0 | 0 | 0
PseudoUnit | 0 | 0 | 0 | 0 | 0 | 0
FixedInterchange | 0 | 0 | 0 | 0 | 0 | 0
Total Generation by Reporting Type: MISO_IN
ReportingType | 2015 | 2020 | 2025 | 2030 | 2035 | 2040
BM | 0 | 0 | 0 | 0 | 0 | 0
CC | 4340.03 | 7209.58 | 4495.31 | 10260.63 | 21033.44 | 25827.58
CSP | 0 | 0 | 0 | 0 | 0 | 0
CT | 0 | 0 | 0 | 0 | 0 | 0
Coal | 87894.9 | 90676.82 | 93831.59 | 96746.63 | 100413.27 | 101754.79
Geo | 0 | 0 | 0 | 0 | 0 | 0
H | 417.2 | 417.2 | 417.2 | 417.2 | 417.2 | 417.2
LFG | 291.71 | 291.71 | 291.73 | 923.41 | 923.41 | 923.41
Nuc | 0 | 0 | 0 | 0 | 0 | 0.02
PS | 0 | 0 | 0 | 0 | 0 | 0
PV | 0 | 402.09 | 655.09 | 676.43 | 698.39 | 721.04
PeakG | 12.66 | 11.94 | 25.81 | 25.81 | 11.35 | 35.34
PeakO | 0 | 0 | 0 | 0 | 0 | 0
ST | 0 | 0 | 0 | 0 | 0 | 0
STOG | 48.83 | 54.68 | 54.68 | 54.68 | 79.49 | 106.75
STWD | 0 | 0 | 0 | 0 | 0 | 0
WT | 1553.06 | 1553.06 | 1553.06 | 1553.06 | 1553.06 | 1553.06
IGCC | 4427.31 | 4427.31 | 4427.31 | 4427.31 | 4427.31 | 4427.31
DemandResponse | 0 | 0 | 0 | 0 | 0 | 0
IGCC-CCS | 0 | 0 | 0 | 0 | 0 | 0
WT_off | 0 | 0 | 0 | 0 | 0 | 0
PseudoUnit | 0 | 0 | 0 | 0 | 0 | 0
FixedInterchange | 0 | 0 | 0 | 0 | 0 | 0
Total Generation by Reporting Type: MISO_MI
ReportingType | 2015 | 2020 | 2025 | 2030 | 2035 | 2040
BM | 0 | 0 | 0 | 0 | 0 | 0
CC | 13654.49 | 14423.3 | 11758.8 | 9462.9 | 8106.54 | 7362.12
CSP | 0 | 0 | 0 | 0 | 0 | 0
CT | 0 | 0 | 0 | 0 | 0 | 0.01
Coal | 54410.64 | 48699.78 | 50734.25 | 52848.52 | 53730.2 | 53730.23
Geo | 0 | 0 | 0 | 0 | 0 | 0
H | 410 | 410 | 410 | 410 | 410 | 410
LFG | 1285.09 | 2487.59 | 2548.5 | 2548.5 | 2548.5 | 2548.5
Nuc | 14714.16 | 14714.16 | 14714.16 | 14714.16 | 8654.01 | 8654.01
PS | 816.59 | 831.81 | 889.9 | 1240.3 | 1422.72 | 1422.72
PV | 0 | 0 | 0 | 0 | 0 | 0
PeakG | 19.51 | 30.09 | 65.64 | 84.4 | 36.83 | 15.33
PeakO | 0 | 0 | 0 | 0 | 0 | 0
ST | 0 | 0 | 0 | 0 | 0 | 0
STOG | 307.73 | 525.75 | 540.49 | 506 | 540.49 | 680.48
STWD | 144.53 | 0 | 30.81 | 60.15 | 100.28 | 124.94
WT | 5161.16 | 6773.47 | 7089.93 | 7485.15 | 7886.61 | 8300.96
IGCC | 0 | 0 | 0 | 0 | 0 | 0
DemandResponse | 0 | 0 | 0 | 0 | 0 | 0
IGCC-CCS | 0 | 0 | 0 | 0 | 0 | 0
WT_off | 0 | 0 | 0 | 0 | 0 | 0
PseudoUnit | 0 | 0 | 0 | 0 | 0 | 0
FixedInterchange | 0 | 0 | 0 | 0 | 0 | 0
Total Generation by Reporting Type: MISO_MO-IL
ReportingType | 2015 | 2020 | 2025 | 2030 | 2035 | 2040
BM | 0 | 0 | 0 | 0 | 0 | 0
CC | 3111.58 | 4984.43 | 1533.79 | 1341.57 | 1154.86 | 1303.91
CSP | 0 | 0 | 0 | 0 | 0 | 0
CT | 0 | 0 | 0 | 0 | 0 | 0
Coal | 101081.22 | 85583.13 | 86019.31 | 90562.39 | 97832.57 | 97918.31
Geo | 0 | 0 | 0 | 0 | 0 | 0
H | 1317.1 | 1317.1 | 1317.1 | 1317.1 | 1317.1 | 1317.1
LFG | 141.91 | 141.91 | 141.91 | 1902.67 | 1902.67 | 1902.67
Nuc | 17393.71 | 17393.71 | 17393.71 | 17393.71 | 17393.71 | 17393.71
PS | 202.4 | 191.4 | 334.4 | 334.4 | 334.4 | 334.4
PV | 0 | 0 | 0 | 0 | 0 | 0
PeakG | 140.51 | 270.92 | 126.32 | 110.13 | 441.61 | 467.57
PeakO | 0 | 0 | 0 | 0 | 0 | 0
ST | 0 | 0 | 0 | 0 | 0 | 0
STOG | 57.9 | 110.53 | 57.89 | 57.89 | 57.89 | 9.04
STWD | 0 | 0 | 0 | 0 | 0 | 0
WT | 2075.16 | 2075.16 | 2075.17 | 11262.41 | 11262.41 | 15602.01
IGCC | 0 | 0 | 0 | 0 | 0 | 0
DemandResponse | 0 | 0 | 0 | 0 | 0 | 0
IGCC-CCS | 0 | 0 | 0 | 0 | 0 | 0
WT_off | 0 | 0 | 0 | 0 | 0 | 0
PseudoUnit | 0 | 0 | 0 | 0 | 0 | 0
FixedInterchange | 0 | 0 | 0 | 0 | 0 | 0
Total Generation by Reporting Type: MISO_W
ReportingType | 2015 | 2020 | 2025 | 2030 | 2035 | 2040
BM | 0 | 0 | 0 | 0 | 0 | 0
CC | 11287.78 | 10492.21 | 3519.76 | 2159.02 | 3201.33 | 3473.23
CSP | 0 | 0 | 0 | 0 | 0 | 0
CT | 0 | 0 | 0 | 0 | 0 | 0
Coal | 81630.3 | 80063.62 | 75062.46 | 76020.65 | 79374.33 | 79387.54
Geo | 0 | 0 | 0 | 0 | 0 | 0
H | 1643.74 | 1643.74 | 1643.74 | 1643.74 | 1643.74 | 1643.74
LFG | 1616.22 | 1616.22 | 1616.22 | 2181.24 | 2181.24 | 2181.24
Nuc | 18393.35 | 18393.35 | 18393.35 | 18393.35 | 0.78 | 0.78
PS | 0 | 0 | 0 | 0 | 0 | 0
PV | 0 | 0 | 0 | 0 | 0 | 0
PeakG | 406.05 | 182.76 | 21.75 | 21.75 | 21.75 | 21.76
PeakO | 0 | 0 | 0 | 0 | 0 | 0
ST | 0 | 0 | 0 | 0 | 0 | 0
STOG | 27.24 | 4.84 | 0.18 | 0.18 | 0.05 | 0
STWD | 0 | 0 | 0 | 1.83 | 115.5 | 122.54
WT | 27590.66 | 39129.42 | 111553.34 | 118620.63 | 123597.32 | 124426.12
IGCC | 0 | 0 | 0 | 0 | 0 | 0
DemandResponse | 0 | 0 | 0 | 0 | 0 | 0
IGCC-CCS | 0 | 0 | 0 | 0 | 0 | 0
WT_off | 0 | 0 | 0 | 0 | 0 | 0
PseudoUnit | 0 | 0 | 0 | 0 | 0 | 0
FixedInterchange | 0 | 0 | 0 | 0 | 0 | 0
Total Generation by Reporting Type: MISO_WUMS
ReportingType | 2015 | 2020 | 2025 | 2030 | 2035 | 2040
BM | 0 | 0 | 0 | 0 | 0 | 0
CC | 14976.24 | 23239.96 | 15938.66 | 13129.24 | 21837.48 | 21882.67
CSP | 0 | 0 | 0 | 0 | 0 | 0
CT | 0 | 305.49 | 420.27 | 460.12 | 959.51 | 1658.65
Coal | 32486.85 | 31440.33 | 31733.22 | 34612.31 | 38886.65 | 39067.94
Geo | 0 | 0 | 0 | 0 | 0 | 0
H | 1018.41 | 1018.41 | 1018.41 | 1018.41 | 1018.41 | 1018.41
LFG | 559.76 | 559.76 | 559.78 | 2320.52 | 2320.52 | 2320.52
Nuc | 14153.33 | 14153.33 | 14153.33 | 14153.33 | 0.78 | 0.78
PS | 0 | 0 | 0 | 0 | 0 | 0
PV | 0 | 0 | 0 | 0 | 0 | 0
PeakG | 26.97 | 2.91 | 14.71 | 0.01 | 0 | 0
PeakO | 0 | 0 | 0 | 0 | 0 | 0
ST | 0 | 0 | 0 | 0 | 0 | 0
STOG | 2.33 | 0 | 0 | 0 | 0 | 0
STWD | 0 | 0 | 0 | 0 | 0 | 38.74
WT | 4109.61 | 4109.61 | 4109.61 | 4197.83 | 4197.83 | 4197.83
IGCC | 0 | 0 | 0 | 0 | 0 | 0
DemandResponse | 0 | 0 | 0 | 0 | 0 | 0
IGCC-CCS | 0 | 0 | 0 | 0 | 0 | 0
WT_off | 0 | 0 | 0 | 0 | 0 | 0
PseudoUnit | 0 | 0 | 0 | 0 | 0 | 0
FixedInterchange | 0 | 0 | 0 | 0 | 0 | 0
Total Generation by Reporting Type: Nebraska
ReportingType | 2015 | 2020 | 2025 | 2030 | 2035 | 2040
BM | 0 | 0 | 0 | 0 | 0 | 0
CC | 667.57 | 454.74 | 387.5 | 454.74 | 325.75 | 279.91
CSP | 0 | 0 | 0 | 0 | 0 | 0
CT | 0 | 0 | 0 | 0 | 0 | 0
Coal | 30719.51 | 30424.37 | 30161.83 | 30390.43 | 43769.07 | 45380.98
Geo | 0 | 0 | 0 | 0 | 0 | 0
H | 591 | 591 | 591 | 591 | 591 | 591
LFG | 47.3 | 47.3 | 573.77 | 612.32 | 612.32 | 612.32
Nuc | 9752.32 | 9752.32 | 9752.32 | 9752.32 | 1.56 | 1.56
PS | 0 | 0 | 0 | 0 | 0 | 0
PV | 0 | 0 | 0 | 0 | 0 | 0
PeakG | 71.26 | 65.06 | 73.82 | 85.61 | 21.03 | 0
PeakO | 0 | 0 | 0 | 0 | 0 | 0
ST | 0 | 0 | 0 | 0 | 0 | 0
STOG | 52.91 | 103.3 | 52.91 | 83.31 | 12.32 | 0
STWD | 0 | 0 | 0 | 0 | 0 | 0
WT | 1220.72 | 1220.72 | 1220.72 | 1220.72 | 1220.72 | 1220.72
IGCC | 0 | 0 | 0 | 0 | 0 | 0
DemandResponse | 0 | 0 | 0 | 0 | 0 | 0
IGCC-CCS | 0 | 0 | 0 | 0 | 0 | 0
WT_off | 0 | 0 | 0 | 0 | 0 | 0
PseudoUnit | 0 | 0 | 0 | 0 | 0 | 0
FixedInterchange | 0 | 0 | 0 | 0 | 0 | 0
Total Generation by Reporting Type: NEISO
ReportingType | 2015 | 2020 | 2025 | 2030 | 2035 | 2040
BM | 1882.96 | 8.14 | 8.14 | 2.33 | 8.14 | 8.14
CC | 45464.86 | 35858.99 | 35950.68 | 39626.95 | 47145.61 | 55181.61
CSP | 0 | 0 | 0 | 0 | 0 | 0
CT | 3.12 | 10.92 | 10.92 | 8.24 | 27.65 | 61.87
Coal | 32.29 | 0.01 | 0.02 | 0.02 | 0.02 | 0.03
Geo | 0 | 0 | 0 | 0 | 0 | 0
H | 12289.94 | 12289.94 | 12289.94 | 12289.94 | 12289.94 | 12289.94
LFG | 4582.65 | 4582.66 | 4978.3 | 5132.48 | 5132.48 | 5132.48
Nuc | 36181.73 | 36181.73 | 36181.73 | 36181.73 | 26141.23 | 19310.53
PS | 58.59 | 184.14 | 184.14 | 184.27 | 285.24 | 426.14
PV | 5.26 | 556.75 | 556.75 | 556.89 | 556.98 | 557.07
PeakG | 25.64 | 38.51 | 38.51 | 38.51 | 102.41 | 102.41
PeakO | 0 | 0 | 0 | 0 | 0 | 0
ST | 0 | 0 | 0 | 0 | 0 | 0
STOG | 0 | 0 | 0 | 0 | 0 | 0
STWD | 4030.2 | 8.78 | 2.32 | 1.17 | 6.24 | 6.08
WT | 1283.3 | 13232.14 | 16205.23 | 16205.23 | 16205.24 | 16205.26
IGCC | 0 | 0 | 0 | 0 | 0 | 0
DemandResponse | 0 | 0 | 0 | 0 | 0 | 0
IGCC-CCS | 0 | 0 | 0 | 0 | 0 | 0
WT_off | 1870.13 | 1870.13 | 1870.13 | 1870.13 | 1870.11 | 1870.12
PseudoUnit | 0 | 0 | 0 | 0 | 0 | 0
FixedInterchange | 0 | 0 | 0 | 0 | 0 | 0
Total Generation by Reporting Type: NonRTO_Midwest
ReportingType | 2015 | 2020 | 2025 | 2030 | 2035 | 2040
BM | 0 | 0 | 0 | 0 | 0 | 0
CC | 0 | 2142.1 | 1635.83 | 2138.85 | 2959.57 | 3998.86
CSP | 0 | 0 | 0 | 0 | 0 | 0
CT | 0 | 54.54 | 54.54 | 58.6 | 114.41 | 141.96
Coal | 61192.33 | 63387.85 | 64609.32 | 65942.05 | 66979.83 | 68469.49
Geo | 0 | 0 | 0 | 0 | 0 | 0
H | 457.8 | 457.8 | 457.8 | 457.8 | 457.8 | 457.8
LFG | 110.38 | 110.38 | 1373.79 | 1373.79 | 1373.79 | 1373.79
Nuc | 0 | 0 | 0 | 0 | 0 | 0.04
PS | 0 | 0 | 0 | 0 | 0 | 0
PV | 0 | 0 | 0 | 0 | 0 | 0
PeakG | 140.14 | 293.53 | 189.58 | 211.55 | 327.66 | 345.34
PeakO | 0 | 0 | 0 | 0 | 0 | 0
ST | 0 | 0 | 0 | 0 | 0 | 0
STOG | 0 | 0 | 0 | 0 | 0 | 0
STWD | 0 | 0 | 0 | 0 | 0 | 0
WT | 151.43 | 151.43 | 151.43 | 151.43 | 151.43 | 151.44
IGCC | 0 | 0 | 0 | 0 | 0 | 0
DemandResponse | 0 | 0 | 0 | 0 | 0 | 0
IGCC-CCS | 0 | 0 | 0 | 0 | 0 | 0
WT_off | 0 | 0 | 0 | 0 | 0 | 0
PseudoUnit | 0 | 0 | 0 | 0 | 0 | 0
FixedInterchange | 0 | 0 | 0 | 0 | 0 | 0
Total Generation by Reporting Type: NYISO_A-F
ReportingType | 2015 | 2020 | 2025 | 2030 | 2035 | 2040
BM | 0 | 0 | 0 | 0 | 0 | 0
CC | 7061 | 9908.28 | 11522.7 | 11815.77 | 9021.78 | 12074.38
CSP | 0 | 0 | 0 | 0 | 0 | 0
CT | 0 | 0 | 0 | 0 | 0 | 0
Coal | 0.04 | 0.04 | 0.06 | 0.06 | 0.06 | 0.06
Geo | 0 | 0 | 0 | 0 | 0 | 0
H | 27149.99 | 27149.99 | 27149.99 | 27149.99 | 27149.99 | 27149.99
LFG | 1359.2 | 1359.2 | 1894.79 | 1894.79 | 1894.79 | 1894.79
Nuc | 26211.3 | 26211.3 | 26211.3 | 21372.53 | 16850.79 | 10212.67
PS | 22.32 | 64.19 | 140.83 | 202.45 | 221.35 | 347.87
PV | 0 | 0 | 0 | 0 | 0 | 0
PeakG | 0 | 0 | 6.58 | 6.58 | 0 | 4.88
PeakO | 0 | 0 | 0 | 0 | 0 | 0
ST | 0 | 0 | 0 | 0 | 0 | 0
STOG | 0 | 0 | 0 | 0 | 0 | 0
STWD | 0 | 0 | 0 | 0 | 0 | 0
WT | 10101.82 | 11933.66 | 11933.66 | 14008.41 | 37306.39 | 37306.4
IGCC | 0 | 0 | 0 | 0 | 0 | 0
DemandResponse | 0 | 0 | 0 | 0 | 0 | 0
IGCC-CCS | 0 | 0 | 0 | 0 | 0 | 0
WT_off | 0 | 0 | 0 | 0 | 0 | 0
PseudoUnit | 0 | 0 | 0 | 0 | 0 | 0
FixedInterchange | 0 | 0 | 0 | 0 | 0 | 0
Total Generation by Reporting Type: NYISO_G-I
ReportingType | 2015 | 2020 | 2025 | 2030 | 2035 | 2040
BM | 0 | 0 | 0 | 0 | 0 | 0
CC | 6767.27 | 8555.69 | 9934.7 | 16244.03 | 28495.05 | 41526.38
CSP | 0 | 0 | 0 | 0 | 0 | 0
CT | 0 | 0 | 0 | 0 | 0 | 0
Coal | 0.01 | 0 | 0 | 0.01 | 0.01 | 0.01
Geo | 0 | 0 | 0 | 0 | 0 | 0
H | 266.56 | 266.56 | 266.56 | 266.56 | 266.56 | 266.56
LFG | 504.58 | 504.58 | 1090.62 | 1090.62 | 1090.62 | 1090.62
Nuc | 15929.31 | 15929.31 | 15929.31 | 15929.31 | 7987.24 | 3.12
PS | 0 | 0 | 0 | 0 | 0 | 0
PV | 0 | 0 | 0 | 0 | 0 | 0
PeakG | 0.01 | 0.04 | 0.04 | 0.04 | 0.04 | 0.04
PeakO | 0 | 0 | 0 | 0 | 0 | 0
ST | 0 | 0 | 0 | 0 | 0 | 0
STOG | 0 | 0 | 0 | 0 | 0 | 0
STWD | 0 | 0 | 0 | 0 | 0 | 0
WT | 0 | 178.23 | 178.25 | 909.97 | 909.97 | 909.97
IGCC | 0 | 0 | 0 | 0 | 0 | 0
DemandResponse | 0 | 0 | 0 | 0 | 0 | 0
IGCC-CCS | 0 | 0 | 0 | 0 | 0 | 0
WT_off | 0 | 0 | 0 | 0 | 0 | 0
PseudoUnit | 0 | 0 | 0 | 0 | 0 | 0
FixedInterchange | 0 | 0 | 0 | 0 | 0 | 0
Total Generation by Reporting Type: NYISO_J-K
ReportingType | 2015 | 2020 | 2025 | 2030 | 2035 | 2040
BM | 0 | 0 | 0 | 0 | 0 | 0
CC | 24803.07 | 31244.87 | 31390.8 | 30403.99 | 29673.75 | 32295.22
CSP | 0 | 0 | 0 | 0 | 0 | 0
CT | 0 | 0 | 21.26 | 51.47 | 82.76 | 325.01
Coal | 0 | 0 | 0 | 0 | 0 | 0
Geo | 0 | 0 | 0 | 0 | 0 | 0
H | 0 | 0 | 0 | 0 | 0 | 0
LFG | 977.62 | 977.62 | 1563.66 | 1563.66 | 1563.66 | 1563.66
Nuc | 0 | 0 | 0 | 0 | 0 | 0
PS | 0 | 0 | 0 | 0 | 0 | 0
PV | 53.26 | 53.26 | 53.26 | 53.26 | 0 | 0
PeakG | 49.73 | 142.75 | 182.69 | 169.31 | 197.29 | 436.63
PeakO | 0 | 0 | 0 | 0 | 0 | 0
ST | 0 | 0 | 0 | 0 | 0 | 0
STOG | 1154.93 | 2168.44 | 2700.65 | 2699.68 | 3092.46 | 3862.98
STWD | 0 | 0 | 0 | 0 | 0 | 0
WT | 0 | 0 | 0 | 0 | 203.2 | 469.54
IGCC | 0 | 0 | 0 | 0 | 0 | 0
DemandResponse | 0 | 0 | 0 | 0 | 0 | 0
IGCC-CCS | 0 | 0 | 0 | 0 | 0 | 0
WT_off | 0 | 0 | 0 | 0 | 0 | 0
PseudoUnit | 0 | 0 | 0 | 0 | 0 | 0
FixedInterchange | 0 | 0 | 0 | 0 | 0 | 0
Total Generation by Reporting Type: PJM_E
ReportingType | 2015 | 2020 | 2025 | 2030 | 2035 | 2040
BM | 147.15 | 223.98 | 27.91 | 12.03 | 11.34 | 11.34
CC | 25229.55 | 45192.64 | 41019.67 | 37000.8 | 49435.48 | 49270.35
CSP | 0 | 0 | 0 | 0 | 0 | 0
CT | 0 | 0.86 | 0.86 | 2.69 | 230.87 | 120.93
Coal | 554.14 | 488.53 | 740.36 | 1177.34 | 1940.88 | 2474.28
Geo | 0 | 0 | 0 | 0 | 0 | 0
H | 1839.28 | 1839.28 | 1839.28 | 1839.28 | 1839.28 | 1839.27
LFG | 3714.15 | 4761.94 | 4761.94 | 4761.94 | 4761.94 | 4761.94
Nuc | 66287.73 | 61501.14 | 61501.14 | 61501.14 | 44177.54 | 35032.79
PS | 84.04 | 184.01 | 304 | 294.48 | 294.14 | 292.1
PV | 102.4 | 102.4 | 102.4 | 102.4 | 102.4 | 102.4
PeakG | 0 | 80.26 | 481.53 | 481.53 | 940.13 | 423.3
PeakO | 0 | 0 | 0 | 0 | 0 | 0
ST | 0 | 0 | 0 | 0 | 0 | 0
STOG | 85.43 | 512.56 | 512.56 | 512.57 | 1000.72 | 955.74
STWD | 0 | 0 | 0 | 0 | 0 | 0
WT | 2143.36 | 2143.36 | 2143.36 | 2143.36 | 2143.36 | 2143.36
IGCC | 0 | 0 | 0 | 0 | 0 | 0
DemandResponse | 0 | 0 | 0 | 0 | 0 | 0
IGCC-CCS | 0 | 0 | 0 | 0 | 0 | 0
WT_off | 0 | 0 | 3990.53 | 3990.53 | 3990.53 | 3990.53
PseudoUnit | 0 | 0 | 0 | 0 | 0 | 0
FixedInterchange | 0 | 0 | 0 | 0 | 0 | 0
Total Generation by Reporting Type: PJM_ROM
ReportingType | 2015 | 2020 | 2025 | 2030 | 2035 | 2040
BM | 84.73 | 134.39 | 16.75 | 7.22 | 6.81 | 6.81
CC | 15488.75 | 23482.24 | 20634.31 | 19957.33 | 45705.41 | 126137.67
CSP | 0 | 0 | 0 | 0 | 0 | 0
CT | 0 | 0.52 | 3.14 | 1.64 | 6.13 | 1.65
Coal | 52068.45 | 57826.18 | 59228.64 | 62700.7 | 62700.71 | 62700.71
Geo | 0 | 0 | 0 | 0 | 0 | 0
H | 3645.46 | 3645.46 | 3645.46 | 3645.46 | 3645.46 | 3645.46
LFG | 2813.8 | 4903.85 | 4903.85 | 4903.85 | 4903.85 | 4903.85
Nuc | 39227.38 | 39227.38 | 39227.38 | 39227.38 | 25736.15 | 18733.49
PS | 561.16 | 696.03 | 1149.88 | 1149.8 | 1122.05 | 1111.96
PV | 10.51 | 2544.24 | 4121.36 | 4519.81 | 4676.78 | 4839.08
PeakG | 0 | 13.86 | 48.5 | 48.51 | 173.6 | 152.46
PeakO | 0 | 0 | 0 | 0 | 0 | 0
ST | 0 | 0 | 0 | 0 | 0 | 0
STOG | 691.58 | 1137.56 | 1350.24 | 1350.24 | 1402.92 | 1350.24
STWD | 219.65 | 490.56 | 62.07 | 27.4 | 25.83 | 25.83
WT | 3032.09 | 4910.74 | 4910.75 | 4910.75 | 4910.75 | 4910.75
IGCC | 0 | 0 | 0 | 0 | 0 | 0
DemandResponse | 0 | 0 | 0 | 0 | 0 | 0
IGCC-CCS | 0 | 0 | 0 | 0 | 0 | 0
WT_off | 0 | 0 | 0 | 0 | 0 | 0
PseudoUnit | 0 | 0 | 0 | 0 | 0 | 0
FixedInterchange | 0 | 0 | 0 | 0 | 0 | 0
Total Generation by Reporting Type: PJM_ROR
ReportingType | 2015 | 2020 | 2025 | 2030 | 2035 | 2040
BM | 39.05 | 161.29 | 145.55 | 96.56 | 145.55 | 72.97
CC | 70149.41 | 64895.64 | 56102.97 | 84685.07 | 112212.35 | 84367.69
CSP | 0 | 0 | 0 | 0 | 0 | 0
CT | 2.98 | 5.69 | 5.69 | 5.69 | 502.35 | 502.36
Coal | 348317.44 | 288831.31 | 293859.66 | 294733.11 | 297656.84 | 298608.51
Geo | 0 | 0 | 0 | 0 | 0 | 0
H | 4602.26 | 4602.26 | 4602.26 | 4602.26 | 4602.26 | 4602.26
LFG | 4252.63 | 5481.42 | 8302.71 | 8302.71 | 8302.71 | 8302.71
Nuc | 156083.84 | 156083.84 | 156083.84 | 149330.43 | 116030.78 | 77993.94
PS | 1341.79 | 1823.93 | 2341.56 | 2341.56 | 2341.56 | 2261.93
PV | 63.07 | 63.07 | 63.07 | 63.07 | 63.07 | 63.07
PeakG | 1289.2 | 1167.29 | 1178.79 | 1212.54 | 807.76 | 878.1
PeakO | 0 | 0 | 0 | 0 | 0 | 0
ST | 0 | 0 | 0 | 0 | 0 | 0
STOG | 798.51 | 847.2 | 817.43 | 798.51 | 798.51 | 798.51
STWD | 36.67 | 241.86 | 75.94 | 36.67 | 36.67 | 71.59
WT | 28147.97 | 52971.57 | 62644.64 | 66328.42 | 99096.32 | 134931.36
IGCC | 0 | 0 | 0 | 0 | 0 | 0
DemandResponse | 0 | 0 | 0 | 0 | 0 | 0
IGCC-CCS | 0 | 0 | 0 | 0 | 0 | 0
WT_off | 0 | 0 | 0 | 0 | 0 | 0
PseudoUnit | 0 | 0 | 0 | 0 | 0 | 0
FixedInterchange | 0 | 0 | 0 | 0 | 0 | 0
Total Generation by Reporting Type: SOCO
ReportingType | 2015 | 2020 | 2025 | 2030 | 2035 | 2040
BM | 0 | 0 | 23.04 | 22.94 | 38.15 | 38.26
CC | 116185.58 | 120310.72 | 106666.49 | 97976.65 | 91040.64 | 85490.27
CSP | 0 | 0 | 0 | 0 | 0 | 0
CT | 0 | 0 | 0 | 0 | 0 | 0
Coal | 99872.65 | 100836.63 | 123642.92 | 145134.49 | 165608.72 | 207264.76
Geo | 0 | 0 | 0 | 0 | 0 | 0
H | 10893.11 | 10893.11 | 10893.11 | 10893.11 | 10893.11 | 10893.11
LFG | 291.71 | 291.71 | 1138.45 | 1138.45 | 1138.45 | 1138.45
Nuc | 45497.84 | 62634.5 | 62634.5 | 62634.5 | 62634.5 | 42031.17
PS | 930.88 | 1273 | 1273 | 1273 | 1273 | 1273
PV | 0 | 0 | 0 | 0 | 0 | 0
PeakG | 471.86 | 990.8 | 1876.72 | 1877.1 | 1925.54 | 1898.4
PeakO | 0 | 0 | 0 | 0 | 0 | 0
ST | 0 | 0 | 0 | 0 | 0 | 0
STOG | 0 | 0 | 0 | 0 | 0 | 0
STWD | 0 | 0 | 0 | 0 | 0 | 0
WT | 0 | 0 | 0 | 0 | 0.01 | 0.05
IGCC | 0 | 0 | 0 | 0 | 0 | 0.01
DemandResponse | 0 | 0 | 0 | 0 | 0 | 0
IGCC-CCS | 0 | 0 | 0 | 0 | 0 | 0
WT_off | 0 | 0 | 0 | 0 | 0 | 0
PseudoUnit | 0 | 0 | 0 | 0 | 0 | 0
FixedInterchange | 0 | 0 | 0 | 0 | 0 | 0
Total Generation by Reporting Type: SPP_N
ReportingType | 2015 | 2020 | 2025 | 2030 | 2035 | 2040
BM | 0 | 0 | 0 | 0 | 0 | 0
CC | 8865.77 | 3147.93 | 1772.79 | 2725.68 | 2773.85 | 1842.37
CSP | 0 | 0 | 0 | 0 | 0 | 0
CT | 0 | 194.56 | 203.65 | 736.05 | 1256.92 | 675.17
Coal | 61836.51 | 61676.23 | 61247.48 | 61676.24 | 61676.25 | 80166.96
Geo | 0 | 0 | 0 | 0 | 0 | 0
H | 60 | 60 | 60 | 60 | 60 | 60
LFG | 55.19 | 55.19 | 804.17 | 804.17 | 804.17 | 804.17
Nuc | 9035.69 | 9035.69 | 9035.69 | 9035.69 | 9035.69 | 9035.69
PS | 0 | 0 | 0 | 0 | 0 | 0
PV | 0 | 0 | 0 | 0 | 0 | 0
PeakG | 58.78 | 97.95 | 153 | 25.08 | 0.59 | 0
PeakO | 0 | 0 | 0 | 0 | 0 | 0
ST | 0 | 0 | 0 | 0 | 0 | 0
STOG | 496.75 | 644.83 | 635.92 | 635.91 | 635.9 | 635.9
STWD | 0 | 0 | 0 | 0 | 0 | 0
WT | 4213.48 | 5710.73 | 5710.73 | 5710.73 | 5710.73 | 5710.73
IGCC | 0 | 0 | 0 | 0 | 0 | 0
DemandResponse | 0 | 0 | 0 | 0 | 0 | 0
IGCC-CCS | 0 | 0 | 0 | 0 | 0 | 0
WT_off | 0 | 0 | 0 | 0 | 0 | 0
PseudoUnit | 0 | 0 | 0 | 0 | 0 | 0
FixedInterchange | 0 | 0 | 0 | 0 | 0 | 0
Total Generation by Reporting Type: SPP_S
ReportingType | 2015 | 2020 | 2025 | 2030 | 2035 | 2040
BM | 0 | 0 | 0 | 0 | 0 | 0
CC | 41480.16 | 24573.3 | 20655.84 | 21382.8 | 21638.11 | 18907.85
CSP | 0 | 0 | 0 | 0 | 0 | 0
CT | 0 | 0 | 0 | 0 | 0 | 14.49
Coal | 87424.66 | 72804.09 | 81278.01 | 85235.58 | 90955.86 | 89830.87
Geo | 0 | 0 | 0 | 0 | 0 | 0
H | 10050.79 | 10050.79 | 10050.79 | 10050.79 | 10050.79 | 10050.79
LFG | 149.8 | 149.8 | 898.78 | 898.78 | 898.78 | 898.78
Nuc | 0 | 0 | 0 | 0 | 0 | 0.01
PS | 327.81 | 178.4 | 327.81 | 327.81 | 327.81 | 489.04
PV | 0 | 0 | 0 | 0 | 0 | 0
PeakG | 0 | 0 | 0 | 0 | 0 | 0
PeakO | 0 | 0 | 0 | 0 | 0 | 0
ST | 0 | 0 | 0 | 0 | 0 | 0
STOG | 2278.11 | 687.16 | 1042.54 | 1415.43 | 1737.85 | 1972.21
STWD | 0 | 0 | 0 | 0 | 0 | 5.67
WT | 9404.55 | 68325.73 | 71122.2 | 74025.45 | 77039.77 | 80169.17
IGCC | 0 | 0 | 0 | 0 | 0 | 0
DemandResponse | 0 | 0 | 0 | 0 | 0 | 0
IGCC-CCS | 0 | 0 | 0 | 0 | 0 | 0
WT_off | 0 | 0 | 0 | 0 | 0 | 0
PseudoUnit | 0 | 0 | 0 | 0 | 0 | 0
FixedInterchange | 0 | 0 | 0 | 0 | 0 | 0
Total Generation by Reporting Type: TVA
ReportingType | 2015 | 2020 | 2025 | 2030 | 2035 | 2040
BM | 0 | 0 | 0 | 0 | 0 | 0
CC | 20514.78 | 28606.52 | 27492.76 | 27401.59 | 25204.75 | 22698.44
CSP | 0 | 0 | 0 | 0 | 0 | 0
CT | 0 | 172.71 | 233.25 | 409.27 | 234.29 | 447.28
Coal | 83017.04 | 78228.58 | 82265.52 | 83387.74 | 110829.44 | 128986.01
Geo | 0 | 0 | 0 | 0 | 0 | 0
H | 17444.81 | 17444.81 | 17444.81 | 17444.81 | 17444.81 | 17444.81
LFG | 102.49 | 102.49 | 949.23 | 949.23 | 949.23 | 949.23
Nuc | 65391.09 | 65391.09 | 65391.09 | 65391.09 | 45821.54 | 35861.5
PS | 737.53 | 741.14 | 792.91 | 764.24 | 877.37 | 954.29
PV | 0 | 0 | 0 | 0 | 0 | 0
PeakG | 0 | 0 | 0 | 0 | 0 | 0
PeakO | 0 | 0 | 0 | 0 | 0 | 0
ST | 0 | 0 | 0 | 0 | 0 | 0
STOG | 0 | 0 | 0 | 0 | 0 | 0
STWD | 0 | 0 | 0 | 0.16 | 1.84 | 1.85
WT | 73.94 | 73.94 | 73.94 | 73.94 | 73.94 | 73.94
IGCC | 0 | 0 | 0 | 0 | 0 | 0
DemandResponse | 0 | 0 | 0 | 0 | 0 | 0
IGCC-CCS | 0 | 0 | 0 | 0 | 0 | 0
WT_off | 0 | 0 | 0 | 0 | 0 | 0
PseudoUnit | 0 | 0 | 0 | 0 | 0 | 0
FixedInterchange | 0 | 0 | 0 | 0 | 0 | 0
Total Generation by Reporting Type: TVA_Transmission
ReportingType | 2015 | 2020 | 2025 | 2030 | 2035 | 2040
BM | 0 | 0 | 0 | 0 | 0 | 0
CC | 0 | 0 | 0 | 0 | 0 | 0
CSP | 0 | 0 | 0 | 0 | 0 | 0
CT | 0 | 0 | 0 | 0 | 0 | 0
Coal | 0 | 0 | 0 | 0 | 0 | 0
Geo | 0 | 0 | 0 | 0 | 0 | 0
H | 0 | 0 | 0 | 0 | 0 | 0
LFG | 0 | 0 | 0 | 0 | 0 | 0
Nuc | 0 | 0 | 0 | 0 | 0 | 0
PS | 0 | 0 | 0 | 0 | 0 | 0
PV | 0 | 0 | 0 | 0 | 0 | 0
PeakG | 0 | 0 | 0 | 0 | 0 | 0
PeakO | 0 | 0 | 0 | 0 | 0 | 0
ST | 0 | 0 | 0 | 0 | 0 | 0
STOG | 0 | 0 | 0 | 0 | 0 | 0
STWD | 0 | 0 | 0 | 0 | 0 | 0
WT | 0 | 0 | 0 | 0 | 0 | 0
IGCC | 0 | 0 | 0 | 0 | 0 | 0
DemandResponse | 0 | 0 | 0 | 0 | 0 | 0
IGCC-CCS | 0 | 0 | 0 | 0 | 0 | 0
WT_off | 0 | 0 | 0 | 0 | 0 | 0
PseudoUnit | 0 | 0 | 0 | 0 | 0 | 0
FixedInterchange | 0 | 0 | 0 | 0 | 0 | 0
Total Generation by Reporting Type: VACAR
ReportingType | 2015 | 2020 | 2025 | 2030 | 2035 | 2040
BM | 6.84 | 6.84 | 3.52 | 2.94 | 2.91 | 2.91
CC | 54308.06 | 61381.71 | 51093.13 | 56996.96 | 82399.45 | 108671.76
CSP | 0 | 0 | 0 | 0 | 0 | 0
CT | 73.69 | 73.69 | 76.01 | 151.07 | 369.97 | 612.29
Coal | 83067.9 | 77004.42 | 97026.65 | 106215.78 | 114755.37 | 116137.58
Geo | 0 | 0 | 0 | 0 | 0 | 0
H | 4325 | 4325 | 4325 | 4325 | 4325 | 4325
LFG | 499.37 | 1343.43 | 1343.43 | 1343.43 | 1343.43 | 1343.43
Nuc | 89032.75 | 107182.03 | 107182.03 | 107182.03 | 81882.09 | 67409.4
PS | 592.26 | 1117.62 | 1203.36 | 1203.36 | 1988.16 | 1988.16
PV | 42.05 | 304.91 | 317.74 | 333.62 | 349.95 | 367.07
PeakG | 113.51 | 176.34 | 313.55 | 297.22 | 297.36 | 281.93
PeakO | 0 | 0 | 0 | 0 | 0 | 0
ST | 0 | 0 | 0 | 0 | 0 | 0
STOG | 0 | 0 | 0 | 0 | 0 | 0
STWD | 1969.25 | 215.39 | 110 | 114.23 | 114.23 | 190.1
WT | 2.34 | 7866.99 | 7866.99 | 7866.99 | 7866.99 | 7866.99
IGCC | 0 | 0 | 0 | 0 | 0 | 0
DemandResponse | 0 | 0 | 0 | 0 | 0 | 0
IGCC-CCS | 0 | 0 | 0 | 0 | 0 | 0
WT_off | 3.46 | 3596.24 | 8259.58 | 9234.65 | 10238.55 | 11248.31
PseudoUnit | 0 | 0 | 0 | 0 | 0 | 0
FixedInterchange | 0 | 0 | 0 | 0 | 0 | 0
Total Generation by Reporting Type: IESO
ReportingType | 2015 | 2020 | 2025 | 2030 | 2035 | 2040
BM | 0 | 0 | 0 | 0 | 0 | 0
CC | 966.06 | 1508.55 | 1816.35 | 2254.21 | 8142.56 | 24373.53
CSP | 0 | 0 | 0 | 0 | 0 | 0
CT | 0 | 0 | 0 | 0 | 29.99 | 127.3
Coal | 0 | 0 | 0 | 0 | 0 | 0
Geo | 0 | 0 | 0 | 0 | 0 | 0
H | 46189.03 | 46189.03 | 46189.03 | 46189.03 | 46189.03 | 46189.03
LFG | 926.37 | 926.37 | 926.37 | 930.31 | 930.31 | 930.31
Nuc | 101402.3 | 101402.3 | 101402.3 | 101402.3 | 93379.23 | 81383.57
PS | 25.82 | 13.53 | 13.53 | 25.83 | 13.53 | 50.43
PV | 78.84 | 78.84 | 78.84 | 78.84 | 78.84 | 78.84
PeakG | 0 | 0 | 0 | 0 | 0 | 13.11
PeakO | 0 | 0 | 0 | 0 | 0 | 0
ST | 0 | 0 | 0 | 0 | 0 | 0
STOG | 0 | 0 | 0 | 0 | 0 | 0
STWD | 0 | 0 | 0 | 0 | 0 | 0
WT | 8479.75 | 8479.75 | 8479.75 | 8479.75 | 8479.75 | 8479.75
IGCC | 0 | 0 | 0 | 0 | 0 | 0
DemandResponse | 0 | 0 | 0 | 0 | 0 | 0
IGCC-CCS | 0 | 0 | 0 | 0 | 0 | 0
WT_off | 0 | 0 | 0 | 0 | 0 | 0
PseudoUnit | 0 | 0 | 0 | 0 | 0 | 0
FixedInterchange | 0 | 0 | 0 | 0 | 0 | 0
Total Generation by Reporting Type: MAPP_CA
ReportingType | 2015 | 2020 | 2025 | 2030 | 2035 | 2040
BM | 0 | 0 | 0 | 0 | 0 | 0
CC | 7668.75 | 10996.94 | 10963.74 | 11925.61 | 13306.16 | 12368.96
CSP | 0 | 0 | 0 | 0 | 0 | 0
CT | 0 | 0 | 0.37 | 1.47 | 34.92 | 37.13
Coal | 230.5 | 379.47 | 634.28 | 2891.15 | 4846.42 | 8065.17
Geo | 0 | 0 | 0 | 0 | 0 | 0
H | 41520.42 | 41520.42 | 41520.42 | 41520.42 | 41520.42 | 41520.42
LFG | 0 | 0 | 0 | 0 | 0 | 0
Nuc | 0 | 0 | 0 | 0 | 0 | 0.02
PS | 0 | 0 | 0 | 0 | 0 | 0
PV | 0 | 0 | 0 | 0 | 0 | 0
PeakG | 0 | 0 | 0 | 0 | 0 | 0
PeakO | 0 | 0 | 0 | 0 | 0 | 0
ST | 0 | 0 | 0 | 0 | 0 | 0
STOG | 0 | 0 | 0 | 0 | 0 | 0
STWD | 0 | 0 | 0 | 0 | 0 | 0
WT | 1446.06 | 1446.06 | 1446.06 | 1446.06 | 1446.06 | 1446.06
IGCC | 0 | 0 | 0 | 0 | 0 | 0
DemandResponse | 0 | 0 | 0 | 0 | 0 | 0
IGCC-CCS | 0 | 0 | 0 | 0 | 0 | 0
WT_off | 0 | 0 | 0 | 0 | 0 | 0
PseudoUnit | 0 | 0 | 0 | 0 | 0 | 0
FixedInterchange | 0 | 0 | 0 | 0 | 0 | 0
Total Generation by Reporting Type: AZ_NM_SNV_Coal
ReportingType | 2015 | 2020 | 2025 | 2030 | 2035 | 2040
BM | 0 | 0 | 0 | 0 | 0 | 0
CC | 0 | 0 | 0 | 0 | 0 | 0
CSP | 0 | 0 | 0 | 0 | 0 | 0
CT | 0 | 0 | 0 | 0 | 0 | 0
Coal | 71593.44 | 76287.55 | 76230.01 | 72881.11 | 67545.35 | 51445.53
Geo | 0 | 0 | 0 | 0 | 0 | 0
H | 0 | 0 | 0 | 0 | 0 | 0
LFG | 0 | 0 | 0 | 0 | 0 | 0
Nuc | 0 | 0 | 0 | 0 | 0 | 0
PS | 0 | 0 | 0 | 0 | 0 | 0
PV | 0 | 0 | 0 | 0 | 0 | 0
PeakG | 0 | 0 | 0 | 0 | 0 | 0
PeakO | 0 | 0 | 0 | 0 | 0 | 0
ST | 0 | 0 | 0 | 0 | 0 | 0
STOG | 0 | 0 | 0 | 0 | 0 | 0
STWD | 0 | 0 | 0 | 0 | 0 | 0
WT | 0 | 0 | 0 | 0 | 0 | 0
IGCC | 0 | 0 | 0 | 0 | 0 | 0
DemandResponse | 0 | 0 | 0 | 0 | 0 | 0
IGCC-CCS | 0 | 0 | 0 | 0 | 0 | 0
WT_off | 0 | 0 | 0 | 0 | 0 | 0
PseudoUnit | 0 | 0 | 0 | 0 | 0 | 0
FixedInterchange | 0 | 0 | 0 | 0 | 0 | 0
Total Generation by Reporting Type: AZ_NM_SNV_Gas
ReportingType | 2015 | 2020 | 2025 | 2030 | 2035 | 2040
BM | 0 | 0 | 0 | 0 | 0 | 0
CC | 105089.54 | 105255.47 | 63566.44 | 46862.4 | 45730.75 | 44794.58
CSP | 0 | 0 | 0 | 0 | 0 | 0
CT | 0 | 0 | 6.87 | 24.06 | 0 | 0
Coal | 0 | 0 | 0 | 0 | 0 | 0
Geo | 0 | 0 | 0 | 0 | 0 | 0
H | 0 | 0 | 0 | 0 | 0 | 0
LFG | 0 | 0 | 0 | 0 | 0 | 0
Nuc | 0 | 0 | 0 | 0 | 0 | 0
PS | 0 | 0 | 0 | 0 | 0 | 0
PV | 0 | 0 | 0 | 0 | 0 | 0
PeakG | 0 | 0 | 17.27 | 99.35 | 99.35 | 298.71
PeakO | 0 | 0 | 0 | 0 | 0 | 0
ST | 0 | 0 | 0 | 0 | 0 | 0
STOG | 0 | 0 | 0 | 0 | 0 | 0
STWD | 0 | 0 | 0 | 0 | 0 | 0
WT | 0 | 0 | 0 | 0 | 0 | 0
IGCC | 0 | 0 | 0 | 0 | 0 | 0
DemandResponse | 0 | 0 | 0 | 0 | 0 | 0
IGCC-CCS | 0 | 0 | 0 | 0 | 0 | 0
WT_off | 0 | 0 | 0 | 0 | 0 | 0
PseudoUnit | 0 | 0 | 0 | 0 | 0 | 0
FixedInterchange | 0 | 0 | 0 | 0 | 0 | 0
Total Generation by Reporting Type: AZ_NM_SNV_NucRenew
ReportingType | 2015 | 2020 | 2025 | 2030 | 2035 | 2040
BM | 0 | 0 | 0 | 0 | 0 | 0
CC | 0 | 0 | 0 | 0 | 0 | 0
CSP | 0 | 0 | 0 | 0 | 0 | 0
CT | 0 | 0 | 0 | 0 | 0 | 0
Coal | 0 | 0 | 0 | 0 | 0 | 0
Geo | 0 | 0 | 12066.9 | 12066.9 | 12066.9 | 12066.9
H | 8952 | 8952 | 8952 | 8952 | 8952 | 8952
LFG | 55.19 | 55.19 | 533.48 | 533.48 | 533.48 | 533.48
Nuc | 30183.89 | 30183.89 | 30183.89 | 30183.89 | 30183.89 | 30183.89
PS | 31.79 | 23.76 | 23.76 | 50.76 | 120.96 | 375.03
PV | 365.63 | 365.63 | 365.63 | 365.63 | 365.63 | 365.63
PeakG | 0 | 0 | 0 | 0 | 0 | 0
PeakO | 0 | 0 | 0 | 0 | 0 | 0
ST | 981.12 | 2607.68 | 3582.95 | 3845.86 | 3845.87 | 3845.87
STOG | 0 | 0 | 0 | 0 | 0 | 0
STWD | 182.21 | 2.57 | 0.82 | 4.91 | 37.67 | 56.39
WT | 1407.73 | 40049.07 | 71336.62 | 131929.75 | 161136.93 | 205724.83
IGCC | 0 | 0 | 0 | 0 | 0 | 0
DemandResponse | 0 | 0 | 0 | 0 | 0 | 0
IGCC-CCS | 0 | 0 | 0 | 0 | 0 | 0
WT_off | 0 | 0 | 0 | 0 | 0 | 0
PseudoUnit | 0 | 0 | 0 | 0 | 0 | 0
FixedInterchange | 0 | 0 | 0 | 0 | 0 | 0
Total Generation by Reporting Type: ERCOT
ReportingType | 2015 | 2020 | 2025 | 2030 | 2035 | 2040
BM | 0 | 0 | 0 | 0 | 98.27 | 98.27
CC | 155566.05 | 168006.94 | 100300.88 | 104972.69 | 113700.88 | 122446.54
CSP | 0 | 0 | 0 | 0 | 0 | 0
CT | 0 | 2.34 | 0 | 0 | 0 | 0
Coal | 112499.38 | 123972.04 | 137916.43 | 140676.15 | 141005.37 | 141005.38
Geo | 0 | 0 | 0 | 0 | 0 | 0
H | 607.38 | 607.38 | 607.38 | 607.38 | 607.38 | 607.38
LFG | 591.3 | 591.3 | 3382.24 | 3382.24 | 3382.24 | 3382.24
Nuc | 39655.79 | 39655.79 | 39655.79 | 39655.79 | 39655.79 | 39655.79
PS | 0 | 0 | 0 | 0 | 0 | 0
PV | 30.84 | 30.84 | 30.84 | 30.84 | 2.63 | 2.63
PeakG | 0 | 4.14 | 0 | 0 | 0 | 0
PeakO | 0 | 0 | 0 | 0 | 0 | 0
ST | 0 | 0 | 0 | 0 | 0 | 0
STOG | 5610.56 | 7163.21 | 3538.11 | 4719.77 | 4473.28 | 4085.18
STWD | 0 | 0 | 0 | 0 | 0 | 0
WT | 27080.39 | 27080.39 | 95134.26 | 98050.63 | 101326.79 | 104664.26
IGCC | 0 | 0 | 0 | 0 | 0 | 0
DemandResponse | 0 | 0 | 0 | 0 | 0 | 0
IGCC-CCS | 0 | 0 | 0 | 0 | 0 | 0
WT_off | 0 | 0 | 0 | 0 | 0 | 0
PseudoUnit | 0 | 0 | 0 | 0 | 0 | 0
FixedInterchange | 0 | 0 | 0 | 0 | 0 | 0
Total Generation by Reporting Type: NP15
ReportingType | 2015 | 2020 | 2025 | 2030 | 2035 | 2040
BM | 0 | 0 | 0 | 0 | 0 | 0
CC | 39090.6 | 24388.19 | 21544.53 | 8149.4 | 5279.6 | 4135.06
CSP | 0 | 0 | 0 | 0 | 0 | 0
CT | 0 | 0 | 0 | 0 | 0 | 0
Coal | 213.44 | 0.01 | 0.01 | 0 | 0 | 0
Geo | 9050.48 | 14043.68 | 14043.68 | 14043.68 | 14043.68 | 14043.68
H | 24182 | 24182 | 24182 | 24182 | 24182 | 24182
LFG | 670.14 | 5124.6 | 5124.6 | 5124.6 | 5124.6 | 5124.6
Nuc | 17915.6 | 17915.6 | 17915.6 | 17915.6 | 17915.6 | 17915.6
PS | 1.48 | 0 | 7.24 | 14.66 | 152.15 | 248.27
PV | 153.52 | 153.52 | 153.52 | 153.52 | 153.52 | 153.52
PeakG | 0 | 0 | 0 | 0 | 0 | 0
PeakO | 0 | 0 | 0 | 0 | 0 | 0
ST | 99.08 | 99.08 | 99.08 | 99.08 | 99.08 | 99.08
STOG | 134.1 | 100.55 | 104.21 | 40.32 | 40.24 | 106.29
STWD | 3097.54 | 0 | 3.98 | 43.74 | 83.54 | 943.85
WT | 3102.31 | 11679.16 | 11679.16 | 11679.18 | 34488.51 | 36260.47
IGCC | 0 | 0 | 0 | 0 | 0 | 0
DemandResponse | 0 | 0 | 0 | 0 | 0 | 0
IGCC-CCS | 0 | 0 | 0 | 0 | 0 | 0
WT_off | 0 | 0 | 0 | 0 | 0 | 0
PseudoUnit | 0 | 0 | 0 | 0 | 0 | 0
FixedInterchange | 0 | 0 | 0 | 0 | 0 | 0
Total Generation by Reporting Type: NWPP_Coal
ReportingType | 2015 | 2020 | 2025 | 2030 | 2035 | 2040
BM | 0 | 0 | 0 | 0 | 0 | 0
CC | 0 | 0 | 0 | 0 | 0 | 0
CSP | 0 | 0 | 0 | 0 | 0 | 0
CT | 0 | 0 | 0 | 0 | 0 | 0
Coal | 92102.3 | 91984.33 | 91984.33 | 91984.33 | 91984.33 | 89183.73
Geo | 0 | 0 | 0 | 0 | 0 | 0
H | 0 | 0 | 0 | 0 | 0 | 0
LFG | 0 | 0 | 0 | 0 | 0 | 0
Nuc | 0 | 0 | 0 | 0 | 0 | 0
PS | 0 | 0 | 0 | 0 | 0 | 0
PV | 0 | 0 | 0 | 0 | 0 | 0
PeakG | 0 | 0 | 0 | 0 | 0 | 0
PeakO | 0 | 0 | 0 | 0 | 0 | 0
ST | 0 | 0 | 0 | 0 | 0 | 0
STOG | 0 | 0 | 0 | 0 | 0 | 0
STWD | 0 | 0 | 0 | 0 | 0 | 0
WT | 0 | 0 | 0 | 0 | 0 | 0
IGCC | 0 | 0 | 0 | 0 | 0 | 0
DemandResponse | 0 | 0 | 0 | 0 | 0 | 0
IGCC-CCS | 0 | 0 | 0 | 0 | 0 | 0
WT_off | 0 | 0 | 0 | 0 | 0 | 0
PseudoUnit | 0 | 0 | 0 | 0 | 0 | 0
FixedInterchange | 0 | 0 | 0 | 0 | 0 | 0
Total Generation by Reporting Type: NWPP_Gas
ReportingType | 2015 | 2020 | 2025 | 2030 | 2035 | 2040
BM | 0 | 0 | 0 | 0 | 0 | 0
CC | 50575.36 | 50575.37 | 50575.38 | 67500.14 | 46394.48 | 35048.02
CSP | 0 | 0 | 0 | 0 | 0 | 0
CT | 0 | 0 | 0 | 0 | 0 | 0
Coal | 0 | 0 | 0 | 0.01 | 0.05 | 0.05
Geo | 0 | 0 | 0 | 0 | 0 | 0
H | 0 | 0 | 0 | 0 | 0 | 0
LFG | 0 | 0 | 0 | 0 | 0 | 0
Nuc | 0 | 0 | 0 | 0 | 0 | 0
PS | 0 | 0 | 0 | 0 | 0 | 0
PV | 0 | 0 | 0 | 0 | 0 | 0
PeakG | 0 | 0 | 0 | 0 | 0 | 0
PeakO | 0 | 0 | 0 | 0 | 0 | 0
ST | 0 | 0 | 0 | 0 | 0 | 0
STOG | 0 | 0 | 0 | 0 | 0 | 0
STWD | 0 | 0 | 0 | 0 | 0 | 0
WT | 0 | 0 | 0 | 0 | 0 | 0
IGCC | 0 | 0 | 0 | 0 | 0 | 0
DemandResponse | 0 | 0 | 0 | 0 | 0 | 0
IGCC-CCS | 0 | 0 | 0 | 0 | 0 | 0
WT_off | 0 | 0 | 0 | 0 | 0 | 0
PseudoUnit | 0 | 0 | 0 | 0 | 0 | 0
FixedInterchange | 0 | 0 | 0 | 0 | 0 | 0
Total Generation by Reporting Type: NWPP_NucRenew
ReportingType | 2015 | 2020 | 2025 | 2030 | 2035 | 2040
BM | 0 | 1.05 | 0 | 0 | 0 | 0
CC | 0 | 0 | 0 | 0 | 0 | 0
CSP | 0 | 0 | 0 | 0 | 0 | 0
CT | 0 | 0 | 0 | 0 | 0 | 0
Coal | 0 | 0 | 0 | 0 | 0 | 0
Geo | 3280.13 | 3488.18 | 6891.88 | 6891.88 | 6891.88 | 6891.88
H | 133486 | 133486 | 133486 | 133486 | 133486 | 133486
LFG | 1013.09 | 1160.96 | 2940.73 | 2940.73 | 2940.73 | 2940.73
Nuc | 8809.8 | 8809.8 | 8809.8 | 8809.8 | 8809.8 | 8809.8
PS | 0 | 0 | 0 | 0 | 0 | 0
PV | 7.88 | 7.88 | 7.88 | 7.88 | 7.88 | 7.88
PeakG | 0 | 0 | 0 | 0 | 0 | 0
PeakO | 0 | 0 | 0 | 0 | 0 | 0
ST | 0 | 0 | 0 | 0 | 0 | 0
STOG | 0 | 0 | 0 | 0 | 0 | 0
STWD | 0 | 0 | 0 | 0 | 0 | 0
WT | 15874.4 | 15874.4 | 15874.4 | 16308.23 | 44098.01 | 83275.81
IGCC | 0 | 0 | 0 | 0 | 0 | 0
DemandResponse | 0 | 0 | 0 | 0 | 0 | 0
IGCC-CCS | 0 | 0 | 0 | 0 | 0 | 0
WT_off | 0 | 0 | 0 | 0 | 0 | 0
PseudoUnit | 0 | 0 | 0 | 0 | 0 | 0
FixedInterchange | 0 | 0 | 0 | 0 | 0 | 0
Total Generation by Reporting Type: RMPA
ReportingType | 2015 | 2020 | 2025 | 2030 | 2035 | 2040
BM | 0 | 0 | 0 | 0 | 0 | 0
CC | 7083.46 | 6752.67 | 1561.06 | 1787.85 | 2138.57 | 2263.03
CSP | 0 | 0 | 0 | 0 | 0 | 0
CT | 0 | 0 | 0 | 0 | 0 | 0
Coal | 55435.06 | 54077.85 | 49576.8 | 49412.16 | 47274.7 | 44485.03
Geo | 0 | 0 | 21387.54 | 21387.54 | 21387.54 | 21387.54
H | 4353 | 4353 | 4353 | 4353 | 4353 | 4353
LFG | 58.34 | 58.34 | 58.34 | 286.45 | 286.45 | 286.45
Nuc | 0 | 0 | 0 | 0 | 0 | 0
PS | 61.93 | 76.01 | 482.63 | 516.3 | 524.48 | 605.26
PV | 54.93 | 54.93 | 54.93 | 54.93 | 54.93 | 54.93
PeakG | 11.05 | 11.27 | 0 | 0.11 | 7.61 | 22.62
PeakO | 0 | 0 | 0 | 0 | 0 | 0
ST | 9.83 | 1242.02 | 1326.28 | 1416.22 | 1416.22 | 1416.23
STOG | 0 | 0 | 0 | 0 | 0 | 0
STWD | 0 | 0 | 0 | 0 | 0 | 0
WT | 6354.34 | 12186.35 | 12186.35 | 18443.57 | 29539.99 | 37596.46
IGCC | 0 | 0 | 0 | 0 | 0 | 0
DemandResponse | 0 | 0 | 0 | 0 | 0 | 0
IGCC-CCS | 0 | 0 | 0 | 0 | 0 | 0
WT_off | 0 | 0 | 0 | 0 | 0 | 0
PseudoUnit | 0 | 0 | 0 | 0 | 0 | 0
FixedInterchange | 0 | 0 | 0 | 0 | 0 | 0
Total Generation by Reporting Type: SP15
ReportingType | 2015 | 2020 | 2025 | 2030 | 2035 | 2040
BM | 44.8 | 0.61 | 0.19 | 1.16 | 8.91 | 13.33
CC | 39256.43 | 18639.58 | 12228.23 | 11044.39 | 6672.38 | 5060.89
CSP | 0 | 0 | 0 | 0 | 0 | 0
CT | 0 | 0 | 0 | 0 | 0 | 0
Coal | 761.6 | 761.6 | 0.01 | 0 | 0 | 0
Geo | 7774.15 | 19841.05 | 19841.05 | 19841.05 | 19841.05 | 19841.05
H | 5920 | 5920 | 5920 | 5920 | 5920 | 5920
LFG | 1759.71 | 6141.64 | 6141.64 | 6141.64 | 6141.64 | 6141.64
Nuc | 17526.13 | 17526.13 | 17526.13 | 17526.13 | 17526.13 | 17526.13
PS | 158.4 | 158.4 | 89.23 | 288.99 | 318.51 | 466.64
PV | 331.57 | 331.57 | 331.57 | 331.57 | 331.57 | 331.57
PeakG | 0 | 0 | 0 | 0 | 0 | 0
PeakO | 0 | 0 | 0 | 0 | 0 | 0
ST | 1569.79 | 1569.79 | 1569.79 | 1569.79 | 1569.79 | 1569.79
STOG | 171.13 | 182.93 | 0 | 0 | 18.88 | 40.73
STWD | 833.95 | 0 | 3.75 | 11.78 | 43.91 | 172.43
WT | 5740.26 | 9616.44 | 42569.13 | 42569.13 | 42569.14 | 42569.14
IGCC | 0 | 0 | 0 | 0 | 0 | 0
DemandResponse | 0 | 0 | 0 | 0 | 0 | 0
IGCC-CCS | 0 | 0 | 0 | 0 | 0 | 0
WT_off | 0 | 0 | 0 | 0 | 0 | 0
PseudoUnit | 0 | 0 | 0 | 0 | 0 | 0
FixedInterchange | 0 | 0 | 0 | 0 | 0 | 0
Total Generation by Reporting Type: ALB
ReportingType | 2015 | 2020 | 2025 | 2030 | 2035 | 2040
BM | 0 | 0 | 0 | 0 | 0 | 0
CC | 18524.69 | 24489.49 | 28836.62 | 34708.14 | 41181.77 | 47664.04
CSP | 0 | 0 | 0 | 0 | 0 | 0
CT | 0 | 0 | 0 | 0 | 0 | 0
Coal | 46350.59 | 46350.59 | 46350.59 | 46350.59 | 46350.59 | 46350.59
Geo | 0 | 0 | 0 | 0 | 0 | 0
H | 1979.87 | 1979.87 | 1979.87 | 1979.87 | 1979.87 | 1979.87
LFG | 78.84 | 78.84 | 78.84 | 78.84 | 78.84 | 78.84
Nuc | 0 | 0 | 0 | 0 | 0 | 0
PS | 0 | 0 | 0 | 0 | 0 | 0
PV | 0 | 0 | 0 | 0 | 0 | 0
PeakG | 0 | 0 | 0 | 0 | 0 | 0
PeakO | 0 | 0 | 0 | 0 | 0 | 0
ST | 0 | 0 | 0 | 0 | 0 | 0
STOG | 0 | 0 | 0 | 0 | 0 | 0
STWD | 0 | 0 | 0 | 0 | 0 | 0
WT | 1553.84 | 1553.84 | 1553.84 | 1553.84 | 1553.84 | 1553.84
IGCC | 0 | 0 | 0 | 0 | 0 | 0
DemandResponse | 0 | 0 | 0 | 0 | 0 | 0
IGCC-CCS | 0 | 0 | 0 | 0 | 0 | 0
WT_off | 0 | 0 | 0 | 0 | 0 | 0
PseudoUnit | 0 | 0 | 0 | 0 | 0 | 0
FixedInterchange | 0 | 0 | 0 | 0 | 0 | 0
Total Generation by Reporting Type: BC
ReportingType | 2015 | 2020 | 2025 | 2030 | 2035 | 2040
BM | 0 | 0 | 0 | 0 | 0 | 0
CC | 10267.28 | 13584.41 | 18577.16 | 22630.18 | 25844.67 | 24280.18
CSP | 0 | 0 | 0 | 0 | 0 | 0
CT | 0 | 0 | 0 | 0 | 0 | 0
Coal | 0 | 0 | 0 | 0 | 0 | 0
Geo | 0 | 0 | 0 | 0 | 0 | 0
H | 54411.22 | 54411.22 | 54411.22 | 54411.22 | 54411.22 | 54411.22
LFG | 189.22 | 189.22 | 189.22 | 189.22 | 189.22 | 189.22
Nuc | 0 | 0 | 0 | 0 | 0 | 0
PS | 0 | 0 | 0 | 0 | 0 | 0
PV | 0 | 0 | 0 | 0 | 0 | 0
PeakG | 0 | 0 | 0 | 0 | 0 | 0
PeakO | 0 | 0 | 0 | 0 | 0 | 0
ST | 0 | 0 | 0 | 0 | 0 | 0
STOG | 0 | 0 | 0 | 0 | 0 | 0
STWD | 0 | 0 | 0 | 0 | 0 | 0
WT | 568.82 | 568.82 | 568.82 | 568.82 | 568.82 | 568.82
IGCC | 0 | 0 | 0 | 0 | 0 | 0
DemandResponse | 0 | 0 | 0 | 0 | 0 | 0
IGCC-CCS | 0 | 0 | 0 | 0 | 0 | 0
WT_off | 0 | 0 | 0 | 0 | 0 | 0
PseudoUnit | 0 | 0 | 0 | 0 | 0 | 0
FixedInterchange | 0 | 0 | 0 | 0 | 0 | 0
Total Generation by Reporting Type: HQ_IESO
ReportingType | 2015 | 2020 | 2025 | 2030 | 2035 | 2040
BM | 0 | 0 | 0 | 0 | 0 | 0
CC | 0 | 0 | 0 | 0 | 0 | 0
CSP | 0 | 0 | 0 | 0 | 0 | 0
CT | 0 | 0 | 0 | 0 | 0 | 0
Coal | 0 | 0 | 0 | 0 | 0 | 0
Geo | 0 | 0 | 0 | 0 | 0 | 0
H | 0 | 0 | 0 | 0 | 0 | 0
LFG | 0 | 0 | 0 | 0 | 0 | 0
Nuc | 0 | 0 | 0 | 0 | 0 | 0
PS | 0 | 0 | 0 | 0 | 0 | 0
PV | 0 | 0 | 0 | 0 | 0 | 0
PeakG | 0 | 0 | 0 | 0 | 0 | 0
PeakO | 0 | 0 | 0 | 0 | 0 | 0
ST | 0 | 0 | 0 | 0 | 0 | 0
STOG | 0 | 0 | 0 | 0 | 0 | 0
STWD | 0 | 0 | 0 | 0 | 0 | 0
WT | 0 | 0 | 0 | 0 | 0 | 0
IGCC | 0 | 0 | 0 | 0 | 0 | 0
DemandResponse | 0 | 0 | 0 | 0 | 0 | 0
IGCC-CCS | 0 | 0 | 0 | 0 | 0 | 0
WT_off | 0 | 0 | 0 | 0 | 0 | 0
PseudoUnit | 0 | 0 | 0 | 0 | 0 | 0
FixedInterchange | 2336 | 2336 | 2336 | 2336 | 2336 | 2336
Total Generation by Reporting Type: HQ_NEISO
ReportingType | 2015 | 2020 | 2025 | 2030 | 2035 | 2040
BM | 0 | 0 | 0 | 0 | 0 | 0
CC | 0 | 0 | 0 | 0 | 0 | 0
CSP | 0 | 0 | 0 | 0 | 0 | 0
CT | 0 | 0 | 0 | 0 | 0 | 0
Coal | 0 | 0 | 0 | 0 | 0 | 0
Geo | 0 | 0 | 0 | 0 | 0 | 0
H | 0 | 0 | 0 | 0 | 0 | 0
LFG | 0 | 0 | 0 | 0 | 0 | 0
Nuc | 0 | 0 | 0 | 0 | 0 | 0
PS | 0 | 0 | 0 | 0 | 0 | 0
PV | 0 | 0 | 0 | 0 | 0 | 0
PeakG | 0 | 0 | 0 | 0 | 0 | 0
PeakO | 0 | 0 | 0 | 0 | 0 | 0
ST | 0 | 0 | 0 | 0 | 0 | 0
STOG | 0 | 0 | 0 | 0 | 0 | 0
STWD | 0 | 0 | 0 | 0 | 0 | 0
WT | 0 | 0 | 0 | 0 | 0 | 0
IGCC | 0 | 0 | 0 | 0 | 0 | 0
DemandResponse | 0 | 0 | 0 | 0 | 0 | 0
IGCC-CCS | 0 | 0 | 0 | 0 | 0 | 0
WT_off | 0 | 0 | 0 | 0 | 0 | 0
PseudoUnit | 0 | 0 | 0 | 0 | 0 | 0
FixedInterchange | 19184.4 | 19184.4 | 19184.4 | 19184.4 | 19184.4 | 19184.4
Total Generation by Reporting Type: HQ_NY
ReportingType | 2015 | 2020 | 2025 | 2030 | 2035 | 2040
BM | 0 | 0 | 0 | 0 | 0 | 0
CC | 0 | 0 | 0 | 0 | 0 | 0
CSP | 0 | 0 | 0 | 0 | 0 | 0
CT | 0 | 0 | 0 | 0 | 0 | 0
Coal | 0 | 0 | 0 | 0 | 0 | 0
Geo | 0 | 0 | 0 | 0 | 0 | 0
H | 0 | 0 | 0 | 0 | 0 | 0
LFG | 0 | 0 | 0 | 0 | 0 | 0
Nuc | 0 | 0 | 0 | 0 | 0 | 0
PS | 0 | 0 | 0 | 0 | 0 | 0
PV | 0 | 0 | 0 | 0 | 0 | 0
PeakG | 0 | 0 | 0 | 0 | 0 | 0
PeakO | 0 | 0 | 0 | 0 | 0 | 0
ST | 0 | 0 | 0 | 0 | 0 | 0
STOG | 0 | 0 | 0 | 0 | 0 | 0
STWD | 0 | 0 | 0 | 0 | 0 | 0
WT | 0 | 0 | 0 | 0 | 0 | 0
IGCC | 0 | 0 | 0 | 0 | 0 | 0
DemandResponse | 0 | 0 | 0 | 0 | 0 | 0
IGCC-CCS | 0 | 0 | 0 | 0 | 0 | 0
WT_off | 0 | 0 | 0 | 0 | 0 | 0
PseudoUnit | 0 | 0 | 0 | 0 | 0 | 0
FixedInterchange | 5840 | 5840 | 5840 | 5840 | 5840 | 5840
Total Generation by Reporting Type: MARITIMES
ReportingType | 2015 | 2020 | 2025 | 2030 | 2035 | 2040
BM | 0 | 0 | 0 | 0 | 0 | 0
CC | 0 | 0 | 0 | 0 | 0 | 0
CSP | 0 | 0 | 0 | 0 | 0 | 0
CT | 0 | 0 | 0 | 0 | 0 | 0
Coal | 0 | 0 | 0 | 0 | 0 | 0
Geo | 0 | 0 | 0 | 0 | 0 | 0
H | 0 | 0 | 0 | 0 | 0 | 0
LFG | 0 | 0 | 0 | 0 | 0 | 0
Nuc | 0 | 0 | 0 | 0 | 0 | 0
PS | 0 | 0 | 0 | 0 | 0 | 0
PV | 0 | 0 | 0 | 0 | 0 | 0
PeakG | 0 | 0 | 0 | 0 | 0 | 0
PeakO | 0 | 0 | 0 | 0 | 0 | 0
ST | 0 | 0 | 0 | 0 | 0 | 0
STOG | 0 | 0 | 0 | 0 | 0 | 0
STWD | 0 | 0 | 0 | 0 | 0 | 0
WT | 0 | 0 | 0 | 0 | 0 | 0
IGCC | 0 | 0 | 0 | 0 | 0 | 0
DemandResponse | 0 | 0 | 0 | 0 | 0 | 0
IGCC-CCS | 0 | 0 | 0 | 0 | 0 | 0
WT_off | 0 | 0 | 0 | 0 | 0 | 0
PseudoUnit | 0 | 0 | 0 | 0 | 0 | 0
FixedInterchange | 8760 | 8760 | 8760 | 8760 | 8760 | 8760
Total Generation by Reporting Type: All
ReportingType | 2015 | 2020 | 2025 | 2030 | 2035 | 2040
BM | 2205.53 | 536.31 | 225.11 | 145.18 | 320.09 | 252.03
CC | 1136530.78 | 1203037 | 1017563.16 | 1065631.73 | 1206114.88 | 1348679.41
CSP | 0 | 0 | 0 | 0 | 0 | 0
CT | 928.03 | 1827.85 | 1992.36 | 2860.17 | 4694.11 | 5444.87
Coal | 1780987.3 | 1684113.13 | 1771730.61 | 1831074.56 | 1942894.88 | 2026766.69
Geo | 20459.37 | 37727.52 | 74585.65 | 74585.65 | 74585.65 | 74585.65
H | 430354.22 | 430354.22 | 430354.22 | 430354.22 | 430354.22 | 430354.22
LFG | 32608.23 | 48005.68 | 65429.32 | 71137.33 | 71137.33 | 71137.33
Nuc | 913193.7 | 943693.07 | 943693.07 | 932100.9 | 725092.39 | 571594.73
PS | 5980.46 | 7583.03 | 9583.85 | 10237.88 | 11660.81 | 12690.61
PV | 1434.35 | 5308.91 | 7219.34 | 7661.27 | 7782.08 | 7991.42
PeakG | 3305.3 | 4127.29 | 5634.51 | 5459.94 | 5952.44 | 5816.1
PeakO | 0 | 0 | 0 | 0 | 0 | 0
ST | 2659.82 | 5518.57 | 6578.1 | 6930.95 | 6930.96 | 6930.97
STOG | 16977.05 | 18875.72 | 15919.72 | 17311.44 | 18093.73 | 18144.93
STWD | 10513.99 | 1038.44 | 421.61 | 433.96 | 772.63 | 2038.16
WT | 178096.59 | 357118.3 | 580070.15 | 676734.29 | 836214.66 | 978318.77
IGCC | 4427.31 | 4427.31 | 4427.32 | 4427.33 | 4427.34 | 4427.35
DemandResponse | 0 | 0 | 0 | 0 | 0 | 0
IGCC-CCS | 0 | 0 | 0 | 0 | 0 | 0.01
WT_off | 1873.58 | 5466.37 | 14120.24 | 15095.3 | 16099.19 | 17108.96
PseudoUnit | 0 | 0 | 0 | 0 | 0 | 0
FixedInterchange | 36120.4 | 36120.4 | 36120.4 | 36120.4 | 36120.4 | 36120.4
Total Generation by Reporting Type: EI_US
ReportingType | 2015 | 2020 | 2025 | 2030 | 2035 | 2040
BM | 2160.73 | 534.65 | 224.92 | 144.02 | 212.91 | 140.43
CC | 702442.57 | 778839.39 | 707592.77 | 753796.73 | 897723.05 | 1026244.56
CSP | 0 | 0 | 0 | 0 | 0 | 0
CT | 928.03 | 1825.51 | 1985.11 | 2834.64 | 4629.19 | 5280.44
Coal | 1401801 | 1290299.71 | 1369038.15 | 1426879.05 | 1543888.06 | 1646231.21
Geo | 354.6 | 354.6 | 354.6 | 354.6 | 354.6 | 354.6
H | 108753.3 | 108753.3 | 108753.3 | 108753.3 | 108753.3 | 108753.3
LFG | 27266.03 | 33679.22 | 46053.86 | 51529.82 | 51529.82 | 51529.82
Nuc | 697700.17 | 728199.54 | 728199.54 | 716607.37 | 517621.93 | 376119.91
PS | 5701.03 | 7311.34 | 8967.45 | 9341.34 | 10531.18 | 10944.98
PV | 411.15 | 4285.71 | 6196.14 | 6638.07 | 6787.08 | 6996.42
PeakG | 3294.26 | 4111.88 | 5617.24 | 5360.48 | 5845.47 | 5481.66
PeakO | 0 | 0 | 0 | 0 | 0 | 0
ST | 0 | 0 | 0 | 0 | 0 | 0
STOG | 11061.26 | 11429.02 | 12277.4 | 12551.35 | 13561.33 | 13912.74
STWD | 6400.3 | 1035.86 | 413.06 | 373.53 | 607.5 | 865.48
WT | 106488.69 | 228584.03 | 319241.76 | 345705.34 | 411006.83 | 456179.34
IGCC | 4427.31 | 4427.31 | 4427.32 | 4427.33 | 4427.34 | 4427.35
DemandResponse | 0 | 0 | 0 | 0 | 0 | 0
IGCC-CCS | 0 | 0 | 0 | 0 | 0 | 0
WT_off | 1873.58 | 5466.37 | 14120.24 | 15095.3 | 16099.19 | 17108.95
PseudoUnit | 0 | 0 | 0 | 0 | 0 | 0
FixedInterchange | 33784.4 | 33784.4 | 33784.4 | 33784.4 | 33784.4 | 33784.4
Total Generation by Reporting Type: EI_Canada
ReportingType | 2015 | 2020 | 2025 | 2030 | 2035 | 2040
BM | 0 | 0 | 0 | 0 | 0 | 0
CC | 8634.8 | 12505.49 | 12780.09 | 14179.82 | 21448.73 | 36742.49
CSP | 0 | 0 | 0 | 0 | 0 | 0
CT | 0 | 0 | 0.37 | 1.47 | 64.92 | 164.42
Coal | 230.5 | 379.47 | 634.28 | 2891.15 | 4846.42 | 8065.17
Geo | 0 | 0 | 0 | 0 | 0 | 0
H | 87709.45 | 87709.45 | 87709.45 | 87709.45 | 87709.45 | 87709.45
LFG | 926.37 | 926.37 | 926.37 | 930.31 | 930.31 | 930.31
Nuc | 101402.3 | 101402.3 | 101402.3 | 101402.3 | 93379.23 | 81383.59
PS | 25.82 | 13.53 | 13.53 | 25.83 | 13.53 | 50.43
PV | 78.84 | 78.84 | 78.84 | 78.84 | 78.84 | 78.84
PeakG | 0 | 0 | 0 | 0 | 0 | 13.11
PeakO | 0 | 0 | 0 | 0 | 0 | 0
ST | 0 | 0 | 0 | 0 | 0 | 0
STOG | 0 | 0 | 0 | 0 | 0 | 0
STWD | 0 | 0 | 0 | 0 | 0 | 0
WT | 9925.81 | 9925.81 | 9925.81 | 9925.81 | 9925.81 | 9925.81
IGCC | 0 | 0 | 0 | 0 | 0 | 0
DemandResponse | 0 | 0 | 0 | 0 | 0 | 0
IGCC-CCS | 0 | 0 | 0 | 0 | 0 | 0
WT_off | 0 | 0 | 0 | 0 | 0 | 0
PseudoUnit | 0 | 0 | 0 | 0 | 0 | 0
FixedInterchange | 2336 | 2336 | 2336 | 2336 | 2336 | 2336
Total Generation by Reporting Type: EI
ReportingType | 2015 | 2020 | 2025 | 2030 | 2035 | 2040
BM | 2160.73 | 534.65 | 224.92 | 144.02 | 212.91 | 140.43
CC | 711077.38 | 791344.88 | 720372.85 | 767976.56 | 919171.78 | 1062987.05
CSP | 0 | 0 | 0 | 0 | 0 | 0
CT | 928.03 | 1825.51 | 1985.48 | 2836.11 | 4694.1 | 5444.86
Coal | 1402031.49 | 1290679.17 | 1369672.43 | 1429770.2 | 1548734.48 | 1654296.38
Geo | 354.6 | 354.6 | 354.6 | 354.6 | 354.6 | 354.6
H | 196462.75 | 196462.75 | 196462.75 | 196462.75 | 196462.75 | 196462.75
LFG | 28192.4 | 34605.59 | 46980.23 | 52460.14 | 52460.14 | 52460.13
Nuc | 799102.48 | 829601.84 | 829601.84 | 818009.67 | 611001.16 | 457503.5
PS | 5726.86 | 7324.87 | 8980.98 | 9367.17 | 10544.71 | 10995.41
PV | 489.99 | 4364.55 | 6274.98 | 6716.91 | 6865.92 | 7075.26
PeakG | 3294.26 | 4111.88 | 5617.24 | 5360.48 | 5845.47 | 5494.77
PeakO | 0 | 0 | 0 | 0 | 0 | 0
ST | 0 | 0 | 0 | 0 | 0 | 0
STOG | 11061.26 | 11429.02 | 12277.4 | 12551.35 | 13561.33 | 13912.74
STWD | 6400.3 | 1035.86 | 413.06 | 373.53 | 607.5 | 865.48
WT | 116414.5 | 238509.83 | 329167.57 | 355631.14 | 420932.64 | 466105.15
IGCC | 4427.31 | 4427.31 | 4427.32 | 4427.33 | 4427.34 | 4427.35
DemandResponse | 0 | 0 | 0 | 0 | 0 | 0
IGCC-CCS | 0 | 0 | 0 | 0 | 0 | 0
WT_off | 1873.58 | 5466.37 | 14120.24 | 15095.3 | 16099.19 | 17108.96
PseudoUnit | 0 | 0 | 0 | 0 | 0 | 0
FixedInterchange | 36120.4 | 36120.4 | 36120.4 | 36120.4 | 36120.4 | 36120.4
Total Generation by Reporting Type: Outside_EI
ReportingType | 2015 | 2020 | 2025 | 2030 | 2035 | 2040
BM | 44.8 | 1.66 | 0.19 | 1.16 | 107.18 | 111.61
CC | 425453.4 | 411692.12 | 297190.31 | 297655.17 | 286943.1 | 285692.35
CSP | 0 | 0 | 0 | 0 | 0 | 0
CT | 0 | 2.34 | 6.88 | 24.06 | 0 | 0
Coal | 378955.81 | 393433.96 | 402058.18 | 401304.37 | 394160.4 | 372470.31
Geo | 20104.76 | 37372.91 | 74231.05 | 74231.05 | 74231.05 | 74231.05
H | 233891.47 | 233891.47 | 233891.47 | 233891.47 | 233891.47 | 233891.47
LFG | 4415.83 | 13400.09 | 18449.09 | 18677.2 | 18677.2 | 18677.2
Nuc | 114091.22 | 114091.22 | 114091.22 | 114091.22 | 114091.23 | 114091.23
PS | 253.6 | 258.17 | 602.86 | 870.71 | 1116.1 | 1695.2
PV | 944.36 | 944.36 | 944.36 | 944.36 | 916.16 | 916.16
PeakG | 11.05 | 15.41 | 17.27 | 99.45 | 106.96 | 321.33
PeakO | 0 | 0 | 0 | 0 | 0 | 0
ST | 2659.82 | 5518.57 | 6578.1 | 6930.95 | 6930.96 | 6930.97
STOG | 5915.79 | 7446.7 | 3642.32 | 4760.09 | 4532.4 | 4232.2
STWD | 4113.7 | 2.57 | 8.55 | 60.43 | 165.12 | 1172.68
WT | 61682.09 | 118608.47 | 250902.58 | 321103.15 | 415282.01 | 512213.62
IGCC | 0 | 0 | 0 | 0 | 0 | 0
DemandResponse | 0 | 0 | 0 | 0 | 0 | 0
IGCC-CCS | 0 | 0 | 0 | 0 | 0 | 0
WT_off | 0 | 0 | 0 | 0 | 0 | 0
PseudoUnit | 0 | 0 | 0 | 0 | 0 | 0
FixedInterchange | 0 | 0 | 0 | 0 | 0 | 0
#2 | 4427.31: Energy Demand (TWh)
Energy Demand by Pool & Region:
Pool/Region | 2015 | 2020 | 2025 | 2030 | 2035 | 2040
ENT | 170.56 | 180.36 | 185.19 | 190.15 | 195.24 | 200.47
FRCC | 249.01 | 267.35 | 284.35 | 302.42 | 321.64 | 342.08
MAPP_US | 30.63 | 32.26 | 33.53 | 34.86 | 36.24 | 37.68
MISO_IN | 101.24 | 106.66 | 109.96 | 113.35 | 116.85 | 120.46
MISO_MI | 97.74 | 101.72 | 105.8 | 110.04 | 114.46 | 119.05
MISO_MO-IL | 99.56 | 103.97 | 108.31 | 112.82 | 117.52 | 122.42
MISO_W | 142.5 | 148.67 | 154.56 | 160.68 | 167.05 | 173.67
MISO_WUMS | 69.4 | 73.3 | 75.75 | 78.28 | 80.9 | 83.6
NE | 32.19 | 34.65 | 36.02 | 37.45 | 38.93 | 40.47
NEISO | 129.72 | 130.01 | 129.96 | 130.06 | 130.08 | 130.1
NonRTO_Midwest | 62.65 | 67.4 | 69.07 | 70.78 | 72.53 | 74.32
NYISO_A-F | 61.21 | 64.4 | 66.06 | 67.76 | 69.51 | 71.3
NYISO_G-I | 18.61 | 19.78 | 20.64 | 21.53 | 22.46 | 23.43
NYISO_J-K | 70.23 | 75.9 | 79.3 | 82.85 | 86.56 | 90.44
PJM_E | 131.69 | 124.3 | 128.52 | 132.88 | 137.39 | 142.06
PJM_ROM | 147.41 | 155.57 | 160.85 | 166.31 | 171.96 | 177.8
PJM_ROR | 547.27 | 538.93 | 555.57 | 572.72 | 590.4 | 608.63
SOCO | 272.24 | 296.47 | 308.67 | 321.38 | 334.6 | 348.38
SPP_N | 78.31 | 84.71 | 88.63 | 92.74 | 97.03 | 101.53
SPP_S | 172.38 | 181.68 | 187.57 | 193.65 | 199.92 | 206.4
TVA | 186.06 | 189.35 | 194.03 | 198.83 | 203.75 | 208.79
TVA_Transmission | 0 | 0 | 0 | 0 | 0 | 0
VACAR | 252.05 | 272.96 | 286.32 | 300.33 | 315.02 | 330.44
IESO | 141.12 | 138.65 | 143.35 | 148.22 | 153.25 | 158.46
MAPP_CA | 53.52 | 57.41 | 59.69 | 62.05 | 64.51 | 67.06
AZ_NM_SNV_Coal | 133.91 | 146.91 | 156.77 | 167.46 | 178.59 | 190.6
AZ_NM_SNV_Gas | 0 | 0 | 0 | 0 | 0 | 0
AZ_NM_SNV_NucRenew | 0 | 0 | 0 | 0 | 0 | 0
ERCOT | 341.98 | 367.77 | 380.66 | 392.33 | 405.32 | 418.67
NP15 | 114.79 | 119.7 | 124.98 | 132.1 | 138.96 | 146.05
NWPP_Coal | 263.05 | 277.43 | 289.37 | 304.27 | 319.2 | 334.48
NWPP_Gas | 0 | 0 | 0 | 0 | 0 | 0
NWPP_NucRenew | 0 | 0 | 0 | 0 | 0 | 0
RMPA | 74.52 | 80.3 | 85.52 | 91.09 | 97.01 | 103.32
SP15 | 189.47 | 202.27 | 211.19 | 223.22 | 234.82 | 246.8
ALB | 68.94 | 73.93 | 79.28 | 85.01 | 91.16 | 97.76
BC | 66.74 | 70.01 | 73.44 | 77.03 | 80.81 | 84.77
HQ_IESO | 0 | 0 | 0 | 0 | 0 | 0
HQ_NEISO | 0 | 0 | 0 | 0 | 0 | 0
HQ_NY | 0 | 0 | 0 | 0 | 0 | 0
MARITIMES | 0 | 0 | 0 | 0 | 0 | 0
All | 4570.68 | 4784.77 | 4972.89 | 5174.65 | 5383.7 | 5601.48
EI_US | 3122.64 | 3250.39 | 3368.63 | 3491.87 | 3620.06 | 3753.52
EI_Canada | 194.64 | 196.06 | 203.04 | 210.27 | 217.76 | 225.52
EI | 3317.29 | 3446.45 | 3571.67 | 3702.14 | 3837.82 | 3979.04
Outside_EI | 1253.39 | 1338.32 | 1401.22 | 1472.51 | 1545.88 | 1622.44
#3 | 4427.31: Generation Minus Energy (TWh)
Generation Minus Energy by Pool & Region:
Pool/Region | 2015 | 2020 | 2025 | 2030 | 2035 | 2040
ENT | 1.28 | 0.2 | -8.51 | -16.39 | -19.47 | -20.56
FRCC | -2.39 | -1.78 | -1.86 | -0.97 | -0.32 | -1.77
MAPP_US | 6.96 | 4.46 | 5.87 | 5.61 | 6.49 | 7.49
MISO_IN | -2.25 | -1.62 | -4.2 | 1.73 | 12.71 | 15.31
MISO_MI | -6.82 | -12.82 | -17.02 | -20.68 | -31.02 | -35.8
MISO_MO-IL | 25.97 | 8.1 | 0.69 | 11.46 | 14.17 | 13.83
MISO_W | 0.1 | 2.85 | 57.25 | 58.36 | 43.09 | 37.59
MISO_WUMS | -2.06 | 1.53 | -7.8 | -8.39 | -11.68 | -13.42
NE | 10.93 | 8.01 | 6.8 | 5.75 | 7.63 | 7.62
NEISO | -22.01 | -25.19 | -21.68 | -17.96 | -20.31 | -18.95
NonRTO_Midwest | -0.59 | -0.8 | -0.59 | -0.44 | -0.16 | 0.62
NYISO_A-F | 10.69 | 12.22 | 12.8 | 8.69 | 22.94 | 17.69
NYISO_G-I | 4.86 | 5.65 | 6.76 | 12.91 | 16.29 | 20.37
NYISO_J-K | -43.19 | -41.32 | -43.39 | -47.91 | -51.75 | -51.49
PJM_E | -31.5 | -7.27 | -11.09 | -19.06 | -26.52 | -40.64
PJM_ROM | -29.57 | -16.55 | -21.55 | -23.86 | -16.94 | 50.72
PJM_ROR | 67.85 | 38.25 | 30.65 | 39.81 | 52.19 | 4.82
SOCO | 1.9 | 0.76 | -0.52 | -0.42 | -0.05 | 1.65
SPP_N | 6.32 | -4.08 | -9.01 | -11.33 | -15.08 | -2.6
SPP_S | -21.26 | -4.91 | -2.19 | -0.31 | 2.73 | -4.06
TVA | 1.22 | 1.41 | 0.61 | -3.01 | -2.31 | -1.38
TVA_Transmission | 0 | 0 | 0 | 0 | 0 | 0
VACAR | -18.02 | -8.37 | -7.2 | -5.06 | -9.09 | -9.99
IESO | 16.94 | 19.95 | 15.55 | 11.14 | 3.99 | 3.17
MAPP_CA | -2.65 | -3.07 | -5.12 | -4.26 | -3.35 | -3.63
AZ_NM_SNV_Coal | -62.31 | -70.62 | -80.54 | -94.58 | -111.04 | -139.15
AZ_NM_SNV_Gas | 105.09 | 105.26 | 63.59 | 46.99 | 45.83 | 45.09
AZ_NM_SNV_NucRenew | 42.16 | 82.24 | 127.05 | 187.93 | 217.24 | 262.1
ERCOT | -0.34 | -0.65 | -0.09 | -0.23 | -1.07 | -2.72
NP15 | -17.08 | -22.01 | -30.12 | -50.65 | -37.4 | -42.84
NWPP_Coal | -170.94 | -185.45 | -197.39 | -212.29 | -227.22 | -245.29
NWPP_Gas | 50.58 | 50.58 | 50.58 | 67.5 | 46.39 | 35.05
NWPP_NucRenew | 162.47 | 162.83 | 168.01 | 168.44 | 196.23 | 235.41
RMPA | -1.1 | -1.49 | 5.46 | 6.57 | 9.97 | 9.15
SP15 | -107.62 | -121.58 | -104.97 | -117.97 | -133.86 | -147.15
ALB | -0.45 | 0.52 | -0.48 | -0.34 | -0.02 | -0.13
BC | -1.3 | -1.25 | 0.31 | 0.76 | 0.2 | -5.32
HQ_IESO | 2.34 | 2.34 | 2.34 | 2.34 | 2.34 | 2.34
HQ_NEISO | 19.18 | 19.18 | 19.18 | 19.18 | 19.18 | 19.18
HQ_NY | 5.84 | 5.84 | 5.84 | 5.84 | 5.84 | 5.84
MARITIMES | 8.76 | 8.76 | 8.76 | 8.76 | 8.76 | 8.76
All | 7.97 | 10.11 | 12.78 | 13.65 | 15.55 | 16.92
EI_US | -7.8 | -7.47 | -1.39 | 2.31 | 7.3 | 10.83
EI_Canada | 16.63 | 19.22 | 12.77 | 9.21 | 2.97 | 1.88
EI | 8.83 | 11.75 | 11.38 | 11.52 | 10.27 | 12.71
Outside_EI | -0.86 | -1.64 | 1.4 | 2.13 | 5.27 | 4.21
#4 | 4427.31: Fuel Use (TBtu)
Total Fuel Consumption by Reporting Type: Entergy
ReportingType | 2015 | 2020 | 2025 | 2030 | 2035 | 2040
BM | 0 | 0 | 0 | 0 | 0 | 0
CC | 485.63 | 619.09 | 521.22 | 484.15 | 443.85 | 418.34
CSP | 0 | 0 | 0 | 0 | 0 | 0
CT | 0 | 0 | 0 | 0 | 0 | 0
Coal | 610.16 | 508.51 | 598.06 | 612.4 | 740.91 | 883.33
Geo | 0 | 0 | 0 | 0 | 0 | 0
H | 0 | 0 | 0 | 0 | 0 | 0
LFG | 0 | 0 | 11.56 | 11.56 | 11.56 | 11.56
Nuc | 464.87 | 464.87 | 464.87 | 464.87 | 392.68 | 307.2
PS | 0 | 0 | 0 | 0 | 0 | 0
PV | 0 | 0 | 0 | 0 | 0 | 0
PeakG | 0 | 0 | 0.35 | 0.33 | 0.22 | 0.04
PeakO | 0 | 0 | 0 | 0 | 0 | 0
ST | 0 | 0 | 0 | 0 | 0 | 0
STOG | 15.82 | 17.01 | 15.74 | 15.56 | 15.47 | 14.85
STWD | 0 | 0 | 0 | 0 | 0.07 | 1
WT | 0 | 0 | 0 | 0 | 0 | 0
IGCC | 0 | 0 | 0 | 0 | 0 | 0
DemandResponse | 0 | 0 | 0 | 0 | 0 | 0
IGCC-CCS | 0 | 0 | 0 | 0 | 0 | 0
WT_off | 0 | 0 | 0 | 0 | 0 | 0
PseudoUnit | 0 | 0 | 0 | 0 | 0 | 0
FixedInterchange | 0 | 0 | 0 | 0 | 0 | 0
Total Fuel Consumption by Reporting Type: FRCC
ReportingType | 2015 | 2020 | 2025 | 2030 | 2035 | 2040
BM | 0 | 0 | 0 | 0 | 0 | 0
CC | 1086.55 | 1211.91 | 1261.47 | 1372.28 | 1564.96 | 1765.62
CSP | 0 | 0 | 0 | 0 | 0 | 0
CT | 9.17 | 10.88 | 10.33 | 10.27 | 9.13 | 7.77
Coal | 577.3 | 556.3 | 621.75 | 627.58 | 642.17 | 642.17
Geo | 0 | 0 | 0 | 0 | 0 | 0
H | 0 | 0 | 0 | 0 | 0 | 0
LFG | 0 | 0 | 21.31 | 21.31 | 21.31 | 21.31
Nuc | 352.09 | 352.09 | 352.09 | 352.09 | 214.42 | 71.5
PS | 0 | 0 | 0 | 0 | 0 | 0
PV | 0 | 0 | 0 | 0 | 0 | 0
PeakG | 4.99 | 5.14 | 8.09 | 5.68 | 4.52 | 3.42
PeakO | 0 | 0 | 0 | 0 | 0 | 0
ST | 0 | 0 | 0 | 0 | 0 | 0
STOG | 37.05 | 31.51 | 31.48 | 30.88 | 28.55 | 22.31
STWD | 0 | 0.9 | 1.49 | 1.49 | 2.28 | 2.28
WT | 0 | 0 | 0 | 0 | 0 | 0
IGCC | 0 | 0 | 0 | 0 | 0 | 0
DemandResponse | 0 | 0 | 0 | 0 | 0 | 0
IGCC-CCS | 0 | 0 | 0 | 0 | 0 | 0
WT_off | 0 | 0 | 0 | 0 | 0 | 0
PseudoUnit | 0 | 0 | 0 | 0 | 0 | 0
FixedInterchange | 0 | 0 | 0 | 0 | 0 | 0
Total Fuel Consumption by Reporting Type: MAPP_US
ReportingType | 2015 | 2020 | 2025 | 2030 | 2035 | 2040
BM | 0 | 0 | 0 | 0 | 0 | 0
CC | 1.47 | 1.78 | 1.56 | 2.09 | 1.47 | 1.44
CSP | 0 | 0 | 0 | 0 | 0 | 0
CT | 0 | 0 | 0 | 0 | 0 | 0
Coal | 220.47 | 210.09 | 212.93 | 213.31 | 231.84 | 251.1
Geo | 0 | 0 | 0 | 0 | 0 | 0
H | 0 | 0 | 0 | 0 | 0 | 0
LFG | 0 | 0 | 0 | 7.71 | 7.71 | 7.71
Nuc | 0 | 0 | 0 | 0 | 0 | 0
PS | 0 | 0 | 0 | 0 | 0 | 0
PV | 0 | 0 | 0 | 0 | 0 | 0
PeakG | 0.25 | 0.9 | 0.71 | 1.31 | 1.19 | 1.09
PeakO | 0 | 0 | 0 | 0 | 0 | 0
ST | 0 | 0 | 0 | 0 | 0 | 0
STOG | 0 | 0 | 0 | 0 | 0 | 0
STWD | 0 | 0 | 0 | 0 | 0 | 0
WT | 0.01 | 0.01 | 0.01 | 0.01 | 0.01 | 0.01
IGCC | 0 | 0 | 0 | 0 | 0 | 0
DemandResponse | 0 | 0 | 0 | 0 | 0 | 0
IGCC-CCS | 0 | 0 | 0 | 0 | 0 | 0
WT_off | 0 | 0 | 0 | 0 | 0 | 0
PseudoUnit | 0 | 0 | 0 | 0 | 0 | 0
FixedInterchange | 0 | 0 | 0 | 0 | 0 | 0
Total Fuel Consumption by Reporting Type: MISO_IN
ReportingType | 2015 | 2020 | 2025 | 2030 | 2035 | 2040
BM | 0 | 0 | 0 | 0 | 0 | 0
CC | 31.52 | 52.33 | 32.63 | 69.76 | 138.31 | 168.92
CSP | 0 | 0 | 0 | 0 | 0 | 0
CT | 0 | 0 | 0 | 0 | 0 | 0
Coal | 892.51 | 927.62 | 962.65 | 994.37 | 1035.92 | 1053.06
Geo | 0 | 0 | 0 | 0 | 0 | 0
H | 0 | 0 | 0 | 0 | 0 | 0
LFG | 0 | 0 | 0 | 8.62 | 8.62 | 8.62
Nuc | 0 | 0 | 0 | 0 | 0 | 0
PS | 0 | 0 | 0 | 0 | 0 | 0
PV | 0 | 0 | 0 | 0 | 0 | 0
PeakG | 0.15 | 0.14 | 0.31 | 0.31 | 0.13 | 0.42
PeakO | 0 | 0 | 0 | 0 | 0 | 0
ST | 0 | 0 | 0 | 0 | 0 | 0
STOG | 0.58 | 0.65 | 0.65 | 0.65 | 0.94 | 1.26
STWD | 0 | 0 | 0 | 0 | 0 | 0
WT | 0 | 0 | 0 | 0 | 0 | 0
IGCC | 40.45 | 40.45 | 40.45 | 40.45 | 40.45 | 40.45
DemandResponse | 0 | 0 | 0 | 0 | 0 | 0
IGCC-CCS | 0 | 0 | 0 | 0 | 0 | 0
WT_off | 0 | 0 | 0 | 0 | 0 | 0
PseudoUnit | 0 | 0 | 0 | 0 | 0 | 0
FixedInterchange | 0 | 0 | 0 | 0 | 0 | 0
Total Fuel Consumption by Reporting Type: MISO_MI
ReportingType | 2015 | 2020 | 2025 | 2030 | 2035 | 2040
BM | 0 | 0 | 0 | 0 | 0 | 0
CC | 102.17 | 108.16 | 87.83 | 71.44 | 61.12 | 55.49
CSP | 0 | 0 | 0 | 0 | 0 | 0
CT | 0 | 0 | 0 | 0 | 0 | 0
Coal | 546.3 | 494.58 | 516.12 | 538.04 | 546.86 | 546.86
Geo | 0 | 0 | 0 | 0 | 0 | 0
H | 0 | 0 | 0 | 0 | 0 | 0
LFG | 0 | 16.41 | 17.24 | 17.24 | 17.24 | 17.24
Nuc | 174.19 | 174.19 | 174.19 | 174.19 | 102.45 | 102.45
PS | 0 | 0 | 0 | 0 | 0 | 0
PV | 0 | 0 | 0 | 0 | 0 | 0
PeakG | 0.23 | 0.36 | 0.77 | 1 | 0.43 | 0.18
PeakO | 0 | 0 | 0 | 0 | 0 | 0
ST | 0 | 0 | 0 | 0 | 0 | 0
STOG | 3.67 | 6.27 | 6.45 | 6.03 | 6.45 | 8.12
STWD | 1.69 | 0 | 0.36 | 0.71 | 1.18 | 1.46
WT | 0.01 | 0.01 | 0.01 | 0.01 | 0.01 | 0.01
IGCC | 0 | 0 | 0 | 0 | 0 | 0
DemandResponse | 0 | 0 | 0 | 0 | 0 | 0
IGCC-CCS | 0 | 0 | 0 | 0 | 0 | 0
WT_off | 0 | 0 | 0 | 0 | 0 | 0
PseudoUnit | 0 | 0 | 0 | 0 | 0 | 0
FixedInterchange | 0 | 0 | 0 | 0 | 0 | 0
Total Fuel Consumption by Reporting Type: MISO_MO-IL
ReportingType | 2015 | 2020 | 2025 | 2030 | 2035 | 2040
BM | 0 | 0 | 0 | 0 | 0 | 0
CC | 22.82 | 36.44 | 11.2 | 9.81 | 8.48 | 9.54
CSP | 0 | 0 | 0 | 0 | 0 | 0
CT | 0 | 0 | 0 | 0 | 0 | 0
Coal | 1019.49 | 865.42 | 870.6 | 916.3 | 993.24 | 994.09
Geo | 0 | 0 | 0 | 0 | 0 | 0
H | 0 | 0 | 0 | 0 | 0 | 0
LFG | 0 | 0 | 0 | 24.03 | 24.03 | 24.03
Nuc | 178.81 | 178.81 | 178.81 | 178.81 | 178.81 | 178.81
PS | 0 | 0 | 0 | 0 | 0 | 0
PV | 0 | 0 | 0 | 0 | 0 | 0
PeakG | 1.58 | 3.05 | 1.42 | 1.24 | 4.97 | 5.26
PeakO | 0 | 0 | 0 | 0 | 0 | 0
ST | 0 | 0 | 0 | 0 | 0 | 0
STOG | 0.7 | 1.34 | 0.7 | 0.7 | 0.7 | 0.11
STWD | 0 | 0 | 0 | 0 | 0 | 0
WT | 0 | 0 | 0 | 0.01 | 0.01 | 0.02
IGCC | 0 | 0 | 0 | 0 | 0 | 0
DemandResponse | 0 | 0 | 0 | 0 | 0 | 0
IGCC-CCS | 0 | 0 | 0 | 0 | 0 | 0
WT_off | 0 | 0 | 0 | 0 | 0 | 0
PseudoUnit | 0 | 0 | 0 | 0 | 0 | 0
FixedInterchange | 0 | 0 | 0 | 0 | 0 | 0
Total Fuel Consumption by Reporting Type: MISO_W
ReportingType | 2015 | 2020 | 2025 | 2030 | 2035 | 2040
BM | 0 | 0 | 0 | 0 | 0 | 0
CC | 81.5 | 75.77 | 25.46 | 15.66 | 23.2 | 25.16
CSP | 0 | 0 | 0 | 0 | 0 | 0
CT | 0 | 0 | 0 | 0 | 0 | 0
Coal | 842.85 | 829.58 | 776.99 | 786.85 | 822.8 | 823.04
Geo | 0 | 0 | 0 | 0 | 0 | 0
H | 0 | 0 | 0 | 0 | 0 | 0
LFG | 0 | 0 | 0 | 7.71 | 7.71 | 7.71
Nuc | 190.11 | 190.11 | 190.11 | 190.11 | 0.01 | 0.01
PS | 0 | 0 | 0 | 0 | 0 | 0
PV | 0 | 0 | 0 | 0 | 0 | 0
PeakG | 4.55 | 2.04 | 0.24 | 0.24 | 0.24 | 0.24
PeakO | 0 | 0 | 0 | 0 | 0 | 0
ST | 0 | 0 | 0 | 0 | 0 | 0
STOG | 0.34 | 0.06 | 0 | 0 | 0 | 0
STWD | 0 | 0 | 0 | 0.02 | 1.31 | 1.39
WT | 0.03 | 0.04 | 0.11 | 0.12 | 0.12 | 0.12
IGCC | 0 | 0 | 0 | 0 | 0 | 0
DemandResponse | 0 | 0 | 0 | 0 | 0 | 0
IGCC-CCS | 0 | 0 | 0 | 0 | 0 | 0
WT_off | 0 | 0 | 0 | 0 | 0 | 0
PseudoUnit | 0 | 0 | 0 | 0 | 0 | 0
FixedInterchange | 0 | 0 | 0 | 0 | 0 | 0
Total Fuel Consumption by Reporting Type: MISO_WUMS
ReportingType | 2015 | 2020 | 2025 | 2030 | 2035 | 2040
BM | 0 | 0 | 0 | 0 | 0 | 0
CC | 107.98 | 162.25 | 109.95 | 90.55 | 146.1 | 146.84
CSP | 0 | 0 | 0 | 0 | 0 | 0
CT | 0 | 3.3 | 4.54 | 4.97 | 10.37 | 17.93
Coal | 333.36 | 327.71 | 329.87 | 357.92 | 399.06 | 400.94
Geo | 0 | 0 | 0 | 0 | 0 | 0
H | 0 | 0 | 0 | 0 | 0 | 0
LFG | 0 | 0 | 0 | 24.03 | 24.03 | 24.03
Nuc | 150.68 | 150.68 | 150.68 | 150.68 | 0.01 | 0.01
PS | 0 | 0 | 0 | 0 | 0 | 0
PV | 0 | 0 | 0 | 0 | 0 | 0
PeakG | 0.32 | 0.03 | 0.18 | 0 | 0 | 0
PeakO | 0 | 0 | 0 | 0 | 0 | 0
ST | 0 | 0 | 0 | 0 | 0 | 0
STOG | 0.03 | 0 | 0 | 0 | 0 | 0
STWD | 0 | 0 | 0 | 0 | 0 | 0.51
WT | 0 | 0 | 0 | 0 | 0 | 0
IGCC | 0 | 0 | 0 | 0 | 0 | 0
DemandResponse | 0 | 0 | 0 | 0 | 0 | 0
IGCC-CCS | 0 | 0 | 0 | 0 | 0 | 0
WT_off | 0 | 0 | 0 | 0 | 0 | 0
PseudoUnit | 0 | 0 | 0 | 0 | 0 | 0
FixedInterchange | 0 | 0 | 0 | 0 | 0 | 0
Total Fuel Consumption by Reporting Type: Nebraska
ReportingType | 2015 | 2020 | 2025 | 2030 | 2035 | 2040
BM | 0 | 0 | 0 | 0 | 0 | 0
CC | 5.22 | 3.56 | 3.03 | 3.56 | 2.55 | 2.19
CSP | 0 | 0 | 0 | 0 | 0 | 0
CT | 0 | 0 | 0 | 0 | 0 | 0
Coal | 332.69 | 332.38 | 329.52 | 332.01 | 455.15 | 469.98
Geo | 0 | 0 | 0 | 0 | 0 | 0
H | 0 | 0 | 0 | 0 | 0 | 0
LFG | 0 | 0 | 7.19 | 7.71 | 7.71 | 7.71
Nuc | 104.28 | 104.28 | 104.28 | 104.28 | 0.02 | 0.02
PS | 0 | 0 | 0 | 0 | 0 | 0
PV | 0 | 0 | 0 | 0 | 0 | 0
PeakG | 0.82 | 0.75 | 0.85 | 0.99 | 0.24 | 0
PeakO | 0 | 0 | 0 | 0 | 0 | 0
ST | 0 | 0 | 0 | 0 | 0 | 0
STOG | 0.64 | 1.25 | 0.64 | 1.01 | 0.15 | 0
STWD | 0 | 0 | 0 | 0 | 0 | 0
WT | 0 | 0 | 0 | 0 | 0 | 0
IGCC | 0 | 0 | 0 | 0 | 0 | 0
DemandResponse | 0 | 0 | 0 | 0 | 0 | 0
IGCC-CCS | 0 | 0 | 0 | 0 | 0 | 0
WT_off | 0 | 0 | 0 | 0 | 0 | 0
PseudoUnit | 0 | 0 | 0 | 0 | 0 | 0
FixedInterchange | 0 | 0 | 0 | 0 | 0 | 0
Total Fuel Consumption by Reporting Type: NEISO
ReportingType | 2015 | 2020 | 2025 | 2030 | 2035 | 2040
BM | 24.48 | 0.11 | 0.11 | 0.03 | 0.11 | 0.11
CC | 315.23 | 246.12 | 246.78 | 273.23 | 327.34 | 385.22
CSP | 0 | 0 | 0 | 0 | 0 | 0
CT | 0.03 | 0.12 | 0.12 | 0.09 | 0.3 | 0.67
Coal | 0.36 | 0 | 0 | 0 | 0 | 0
Geo | 0 | 0 | 0 | 0 | 0 | 0
H | 0 | 0 | 0 | 0 | 0 | 0
LFG | 5.3 | 5.3 | 10.7 | 12.81 | 12.81 | 12.81
Nuc | 365.51 | 365.51 | 365.51 | 365.51 | 264.08 | 195.08
PS | 0 | 0 | 0 | 0 | 0 | 0
PV | 0 | 0 | 0 | 0 | 0 | 0
PeakG | 0.27 | 0.4 | 0.4 | 0.4 | 1.06 | 1.06
PeakO | 0 | 0 | 0 | 0 | 0 | 0
ST | 0 | 0 | 0 | 0 | 0 | 0
STOG | 0 | 0 | 0 | 0 | 0 | 0
STWD | 48.6 | 0.1 | 0.03 | 0.01 | 0.07 | 0.07
WT | 0 | 0.01 | 0.02 | 0.02 | 0.02 | 0.02
IGCC | 0 | 0 | 0 | 0 | 0 | 0
DemandResponse | 0 | 0 | 0 | 0 | 0 | 0
IGCC-CCS | 0 | 0 | 0 | 0 | 0 | 0
WT_off | 0 | 0 | 0 | 0 | 0 | 0
PseudoUnit | 0 | 0 | 0 | 0 | 0 | 0
FixedInterchange | 0 | 0 | 0 | 0 | 0 | 0
Total Fuel Consumption by Reporting Type: NonRTO_Midwest
ReportingType | 2015 | 2020 | 2025 | 2030 | 2035 | 2040
BM | 0 | 0 | 0 | 0 | 0 | 0
CC | 0 | 13.77 | 10.52 | 13.75 | 19.03 | 25.71
CSP | 0 | 0 | 0 | 0 | 0 | 0
CT | 0 | 0.59 | 0.59 | 0.63 | 1.24 | 1.53
Coal | 611.1 | 632 | 644.3 | 657.97 | 668.59 | 683.89
Geo | 0 | 0 | 0 | 0 | 0 | 0
H | 0 | 0 | 0 | 0 | 0 | 0
LFG | 0 | 0 | 17.24 | 17.24 | 17.24 | 17.24
Nuc | 0 | 0 | 0 | 0 | 0 | 0
PS | 0 | 0 | 0 | 0 | 0 | 0
PV | 0 | 0 | 0 | 0 | 0 | 0
PeakG | 1.6 | 3.35 | 2.16 | 2.41 | 3.74 | 3.94
PeakO | 0 | 0 | 0 | 0 | 0 | 0
ST | 0 | 0 | 0 | 0 | 0 | 0
STOG | 0 | 0 | 0 | 0 | 0 | 0
STWD | 0 | 0 | 0 | 0 | 0 | 0
WT | 0 | 0 | 0 | 0 | 0 | 0
IGCC | 0 | 0 | 0 | 0 | 0 | 0
DemandResponse | 0 | 0 | 0 | 0 | 0 | 0
IGCC-CCS | 0 | 0 | 0 | 0 | 0 | 0
WT_off | 0 | 0 | 0 | 0 | 0 | 0
PseudoUnit | 0 | 0 | 0 | 0 | 0 | 0
FixedInterchange | 0 | 0 | 0 | 0 | 0 | 0
Total Fuel Consumption by Reporting Type: NYISO_A-F
ReportingType | 2015 | 2020 | 2025 | 2030 | 2035 | 2040
BM | 0 | 0 | 0 | 0 | 0 | 0
CC | 47.59 | 68.24 | 80.21 | 82.45 | 62.23 | 84.95
CSP | 0 | 0 | 0 | 0 | 0 | 0
CT | 0 | 0 | 0 | 0 | 0 | 0
Coal | 0 | 0 | 0 | 0 | 0 | 0
Geo | 0 | 0 | 0 | 0 | 0 | 0
H | 0 | 0 | 0 | 0 | 0 | 0
LFG | 0.69 | 0.69 | 8 | 8 | 8 | 8
Nuc | 270.5 | 270.5 | 270.5 | 220.56 | 173.9 | 105.39
PS | 0 | 0 | 0 | 0 | 0 | 0
PV | 0 | 0 | 0 | 0 | 0 | 0
PeakG | 0 | 0 | 0.07 | 0.07 | 0 | 0.05
PeakO | 0 | 0 | 0 | 0 | 0 | 0
ST | 0 | 0 | 0 | 0 | 0 | 0
STOG | 0 | 0 | 0 | 0 | 0 | 0
STWD | 0 | 0 | 0 | 0 | 0 | 0
WT | 0.01 | 0.01 | 0.01 | 0.01 | 0.04 | 0.04
IGCC | 0 | 0 | 0 | 0 | 0 | 0
DemandResponse | 0 | 0 | 0 | 0 | 0 | 0
IGCC-CCS | 0 | 0 | 0 | 0 | 0 | 0
WT_off | 0 | 0 | 0 | 0 | 0 | 0
PseudoUnit | 0 | 0 | 0 | 0 | 0 | 0
FixedInterchange | 0 | 0 | 0 | 0 | 0 | 0
Total Fuel Consumption by Reporting Type: NYISO_G-I
ReportingType | 2015 | 2020 | 2025 | 2030 | 2035 | 2040
BM | 0 | 0 | 0 | 0 | 0 | 0
CC | 48.71 | 61.59 | 70.53 | 110.73 | 189.56 | 273.11
CSP | 0 | 0 | 0 | 0 | 0 | 0
CT | 0 | 0 | 0 | 0 | 0 | 0
Coal | 0 | 0 | 0 | 0 | 0 | 0
Geo | 0 | 0 | 0 | 0 | 0 | 0
H | 0 | 0 | 0 | 0 | 0 | 0
LFG | 0 | 0 | 8 | 8 | 8 | 8
Nuc | 162.83 | 162.83 | 162.83 | 162.83 | 81.65 | 0.03
PS | 0 | 0 | 0 | 0 | 0 | 0
PV | 0 | 0 | 0 | 0 | 0 | 0
PeakG | 0 | 0 | 0 | 0 | 0 | 0
PeakO | 0 | 0 | 0 | 0 | 0 | 0
ST | 0 | 0 | 0 | 0 | 0 | 0
STOG | 0 | 0 | 0 | 0 | 0 | 0
STWD | 0 | 0 | 0 | 0 | 0 | 0
WT | 0 | 0 | 0 | 0 | 0 | 0
IGCC | 0 | 0 | 0 | 0 | 0 | 0
DemandResponse | 0 | 0 | 0 | 0 | 0 | 0
IGCC-CCS | 0 | 0 | 0 | 0 | 0 | 0
WT_off | 0 | 0 | 0 | 0 | 0 | 0
PseudoUnit | 0 | 0 | 0 | 0 | 0 | 0
FixedInterchange | 0 | 0 | 0 | 0 | 0 | 0
Total Fuel Consumption by Reporting Type: NYISO_J-K
ReportingType | 2015 | 2020 | 2025 | 2030 | 2035 | 2040
BM | 0 | 0 | 0 | 0 | 0 | 0
CC | 172.39 | 221.22 | 222.35 | 214.77 | 209.05 | 229.04
CSP | 0 | 0 | 0 | 0 | 0 | 0
CT | 0 | 0 | 0.23 | 0.56 | 0.89 | 3.51
Coal | 0 | 0 | 0 | 0 | 0 | 0
Geo | 0 | 0 | 0 | 0 | 0 | 0
H | 0 | 0 | 0 | 0 | 0 | 0
LFG | 0 | 0 | 8 | 8 | 8 | 8
Nuc | 0 | 0 | 0 | 0 | 0 | 0
PS | 0 | 0 | 0 | 0 | 0 | 0
PV | 0 | 0 | 0 | 0 | 0 | 0
PeakG | 0.49 | 1.42 | 1.81 | 1.68 | 1.96 | 4.33
PeakO | 0 | 0 | 0 | 0 | 0 | 0
ST | 0 | 0 | 0 | 0 | 0 | 0
STOG | 11.97 | 22.47 | 27.99 | 27.98 | 32.05 | 40.04
STWD | 0 | 0 | 0 | 0 | 0 | 0
WT | 0 | 0 | 0 | 0 | 0 | 0
IGCC | 0 | 0 | 0 | 0 | 0 | 0
DemandResponse | 0 | 0 | 0 | 0 | 0 | 0
IGCC-CCS | 0 | 0 | 0 | 0 | 0 | 0
WT_off | 0 | 0 | 0 | 0 | 0 | 0
PseudoUnit | 0 | 0 | 0 | 0 | 0 | 0
FixedInterchange | 0 | 0 | 0 | 0 | 0 | 0
Total Fuel Consumption by Reporting Type: PJM_E
ReportingType | 2015 | 2020 | 2025 | 2030 | 2035 | 2040
BM | 1.91 | 2.91 | 0.36 | 0.16 | 0.15 | 0.15
CC | 169.48 | 308.97 | 281.16 | 253.42 | 338.6 | 337.32
CSP | 0 | 0 | 0 | 0 | 0 | 0
CT | 0 | 0.01 | 0.01 | 0.03 | 2.5 | 1.31
Coal | 5.75 | 4.78 | 7.23 | 11.58 | 19.2 | 24.52
Geo | 0 | 0 | 0 | 0 | 0 | 0
H | 0 | 0 | 0 | 0 | 0 | 0
LFG | 0.98 | 15.28 | 15.28 | 15.28 | 15.28 | 15.28
Nuc | 702.72 | 651.97 | 651.97 | 651.97 | 468.33 | 371.38
PS | 0 | 0 | 0 | 0 | 0 | 0
PV | 0 | 0 | 0 | 0 | 0 | 0
PeakG | 0 | 0.87 | 5.23 | 5.23 | 10.22 | 4.6
PeakO | 0 | 0 | 0 | 0 | 0 | 0
ST | 0 | 0 | 0 | 0 | 0 | 0
STOG | 0.96 | 5.76 | 5.76 | 5.76 | 11.24 | 10.73
STWD | 0 | 0 | 0 | 0 | 0 | 0
WT | 0 | 0 | 0 | 0 | 0 | 0
IGCC | 0 | 0 | 0 | 0 | 0 | 0
DemandResponse | 0 | 0 | 0 | 0 | 0 | 0
IGCC-CCS | 0 | 0 | 0 | 0 | 0 | 0
WT_off | 0 | 0 | 0 | 0 | 0 | 0
PseudoUnit | 0 | 0 | 0 | 0 | 0 | 0
FixedInterchange | 0 | 0 | 0 | 0 | 0 | 0
Total Fuel Consumption by Reporting Type: PJM_ROM
ReportingType | 2015 | 2020 | 2025 | 2030 | 2035 | 2040
BM | 1.1 | 1.75 | 0.22 | 0.09 | 0.09 | 0.09
CC | 104.58 | 161.58 | 141.25 | 137.11 | 305.13 | 822.39
CSP | 0 | 0 | 0 | 0 | 0 | 0
CT | 0 | 0.01 | 0.03 | 0.02 | 0.07 | 0.02
Coal | 503.2 | 560.85 | 574.44 | 608.33 | 608.33 | 608.33
Geo | 0 | 0 | 0 | 0 | 0 | 0
H | 0 | 0 | 0 | 0 | 0 | 0
LFG | 2.04 | 30.56 | 30.56 | 30.56 | 30.56 | 30.56
Nuc | 420.79 | 420.79 | 420.79 | 420.79 | 276.07 | 200.95
PS | 0 | 0 | 0 | 0 | 0 | 0
PV | 0 | 0 | 0 | 0 | 0 | 0
PeakG | 0 | 0.16 | 0.55 | 0.55 | 1.99 | 1.74
PeakO | 0 | 0 | 0 | 0 | 0 | 0
ST | 0 | 0 | 0 | 0 | 0 | 0
STOG | 7.33 | 12.05 | 14.3 | 14.3 | 14.86 | 14.3
STWD | 2.41 | 5.38 | 0.68 | 0.3 | 0.28 | 0.28
WT | 0 | 0 | 0 | 0 | 0 | 0
IGCC | 0 | 0 | 0 | 0 | 0 | 0
DemandResponse | 0 | 0 | 0 | 0 | 0 | 0
IGCC-CCS | 0 | 0 | 0 | 0 | 0 | 0
WT_off | 0 | 0 | 0 | 0 | 0 | 0
PseudoUnit | 0 | 0 | 0 | 0 | 0 | 0
FixedInterchange | 0 | 0 | 0 | 0 | 0 | 0
Total Fuel Consumption by Reporting Type: PJM_ROR
ReportingType | 2015 | 2020 | 2025 | 2030 | 2035 | 2040
BM | 0.51 | 2.1 | 1.89 | 1.26 | 1.89 | 0.95
CC | 495.77 | 457.87 | 392.89 | 571.09 | 745.7 | 558.07
CSP | 0 | 0 | 0 | 0 | 0 | 0
CT | 0.03 | 0.06 | 0.06 | 0.06 | 5.43 | 5.43
Coal | 3444.05 | 2836.34 | 2887.84 | 2896.59 | 2926.26 | 2935.81
Geo | 0 | 0 | 0 | 0 | 0 | 0
H | 0 | 0 | 0 | 0 | 0 | 0
LFG | 6.18 | 22.95 | 61.46 | 61.46 | 61.46 | 61.46
Nuc | 1644.81 | 1644.81 | 1644.81 | 1573.64 | 1222.73 | 821.9
PS | 0 | 0 | 0 | 0 | 0 | 0
PV | 0 | 0 | 0 | 0 | 0 | 0
PeakG | 14.69 | 13.3 | 13.43 | 13.82 | 9.2 | 10.01
PeakO | 0 | 0 | 0 | 0 | 0 | 0
ST | 0 | 0 | 0 | 0 | 0 | 0
STOG | 8.36 | 8.87 | 8.56 | 8.36 | 8.36 | 8.36
STWD | 0.43 | 2.83 | 0.89 | 0.43 | 0.43 | 0.84
WT | 0.03 | 0.05 | 0.06 | 0.07 | 0.1 | 0.13
IGCC | 0 | 0 | 0 | 0 | 0 | 0
DemandResponse | 0 | 0 | 0 | 0 | 0 | 0
IGCC-CCS | 0 | 0 | 0 | 0 | 0 | 0
WT_off | 0 | 0 | 0 | 0 | 0 | 0
PseudoUnit | 0 | 0 | 0 | 0 | 0 | 0
FixedInterchange | 0 | 0 | 0 | 0 | 0 | 0
Total Fuel Consumption by Reporting Type: SOCO
ReportingType | 2015 | 2020 | 2025 | 2030 | 2035 | 2040
BM | 0 | 0 | 0.3 | 0.3 | 0.5 | 0.5
CC | 808.21 | 836.85 | 737.49 | 674.69 | 624.92 | 585.89
CSP | 0 | 0 | 0 | 0 | 0 | 0
CT | 0 | 0 | 0 | 0 | 0 | 0
Coal | 1019.34 | 1030.43 | 1262.2 | 1461.44 | 1649.8 | 2033.03
Geo | 0 | 0 | 0 | 0 | 0 | 0
H | 0 | 0 | 0 | 0 | 0 | 0
LFG | 0 | 0 | 11.56 | 11.56 | 11.56 | 11.56
Nuc | 494.38 | 673.18 | 673.18 | 673.18 | 673.18 | 449.31
PS | 0 | 0 | 0 | 0 | 0 | 0
PV | 0 | 0 | 0 | 0 | 0 | 0
PeakG | 5.41 | 11.37 | 21.56 | 21.56 | 22.11 | 21.81
PeakO | 0 | 0 | 0 | 0 | 0 | 0
ST | 0 | 0 | 0 | 0 | 0 | 0
STOG | 0 | 0 | 0 | 0 | 0 | 0
STWD | 0 | 0 | 0 | 0 | 0 | 0
WT | 0 | 0 | 0 | 0 | 0 | 0
IGCC | 0 | 0 | 0 | 0 | 0 | 0
DemandResponse | 0 | 0 | 0 | 0 | 0 | 0
IGCC-CCS | 0 | 0 | 0 | 0 | 0 | 0
WT_off | 0 | 0 | 0 | 0 | 0 | 0
PseudoUnit | 0 | 0 | 0 | 0 | 0 | 0
FixedInterchange | 0 | 0 | 0 | 0 | 0 | 0
Total Fuel Consumption by Reporting Type: SPP_N
ReportingType | 2015 | 2020 | 2025 | 2030 | 2035 | 2040
BM | 0 | 0 | 0 | 0 | 0 | 0
CC | 65.12 | 23.13 | 13.02 | 20.02 | 20.37 | 13.53
CSP | 0 | 0 | 0 | 0 | 0 | 0
CT | 0 | 2.1 | 2.2 | 7.96 | 13.59 | 7.3
Coal | 647.03 | 646.89 | 642.19 | 646.89 | 646.89 | 817
Geo | 0 | 0 | 0 | 0 | 0 | 0
H | 0 | 0 | 0 | 0 | 0 | 0
LFG | 0 | 0 | 10.22 | 10.22 | 10.22 | 10.22
Nuc | 93.19 | 93.19 | 93.19 | 93.19 | 93.19 | 93.19
PS | 0 | 0 | 0 | 0 | 0 | 0
PV | 0 | 0 | 0 | 0 | 0 | 0
PeakG | 0.67 | 1.12 | 1.75 | 0.29 | 0.01 | 0
PeakO | 0 | 0 | 0 | 0 | 0 | 0
ST | 0 | 0 | 0 | 0 | 0 | 0
STOG | 5.68 | 7.38 | 7.28 | 7.28 | 7.28 | 7.28
STWD | 0 | 0 | 0 | 0 | 0 | 0
WT | 0 | 0.01 | 0.01 | 0.01 | 0.01 | 0.01
IGCC | 0 | 0 | 0 | 0 | 0 | 0
DemandResponse | 0 | 0 | 0 | 0 | 0 | 0
IGCC-CCS | 0 | 0 | 0 | 0 | 0 | 0
WT_off | 0 | 0 | 0 | 0 | 0 | 0
PseudoUnit | 0 | 0 | 0 | 0 | 0 | 0
FixedInterchange | 0 | 0 | 0 | 0 | 0 | 0
Total Fuel Consumption by Reporting Type: SPP_S
ReportingType | 2015 | 2020 | 2025 | 2030 | 2035 | 2040
BM | 0 | 0 | 0 | 0 | 0 | 0
CC | 301.33 | 178.92 | 150.55 | 155.79 | 157.97 | 138.05
CSP | 0 | 0 | 0 | 0 | 0 | 0
CT | 0 | 0 | 0 | 0 | 0 | 0.16
Coal | 884.47 | 742.18 | 830.83 | 871.93 | 932.2 | 920.37
Geo | 0 | 0 | 0 | 0 | 0 | 0
H | 0 | 0 | 0 | 0 | 0 | 0
LFG | 0 | 0 | 10.22 | 10.22 | 10.22 | 10.22
Nuc | 0 | 0 | 0 | 0 | 0 | 0
PS | 0 | 0 | 0 | 0 | 0 | 0
PV | 0 | 0 | 0 | 0 | 0 | 0
PeakG | 0 | 0 | 0 | 0 | 0 | 0
PeakO | 0 | 0 | 0 | 0 | 0 | 0
ST | 0 | 0 | 0 | 0 | 0 | 0
STOG | 24.12 | 7.27 | 11.03 | 14.98 | 18.39 | 20.88
STWD | 0 | 0 | 0 | 0 | 0 | 0.07
WT | 0.01 | 0.07 | 0.07 | 0.07 | 0.08 | 0.08
IGCC | 0 | 0 | 0 | 0 | 0 | 0
DemandResponse | 0 | 0 | 0 | 0 | 0 | 0
IGCC-CCS | 0 | 0 | 0 | 0 | 0 | 0
WT_off | 0 | 0 | 0 | 0 | 0 | 0
PseudoUnit | 0 | 0 | 0 | 0 | 0 | 0
FixedInterchange | 0 | 0 | 0 | 0 | 0 | 0
Total Fuel Consumption by Reporting Type: TVA
ReportingType | 2015 | 2020 | 2025 | 2030 | 2035 | 2040
BM | 0 | 0 | 0 | 0 | 0 | 0
CC | 141.74 | 193.47 | 184.44 | 183.28 | 168.28 | 150.9
CSP | 0 | 0 | 0 | 0 | 0 | 0
CT | 0 | 1.87 | 2.52 | 4.42 | 2.53 | 4.84
Coal | 844.24 | 799.93 | 839.49 | 850.48 | 1102.95 | 1269.99
Geo | 0 | 0 | 0 | 0 | 0 | 0
H | 0 | 0 | 0 | 0 | 0 | 0
LFG | 0 | 0 | 11.56 | 11.56 | 11.56 | 11.56
Nuc | 676.63 | 676.63 | 676.63 | 676.63 | 474.42 | 371.5
PS | 0 | 0 | 0 | 0 | 0 | 0
PV | 0 | 0 | 0 | 0 | 0 | 0
PeakG | 0 | 0 | 0 | 0 | 0 | 0
PeakO | 0 | 0 | 0 | 0 | 0 | 0
ST | 0 | 0 | 0 | 0 | 0 | 0
STOG | 0 | 0 | 0 | 0 | 0 | 0
STWD | 0 | 0 | 0 | 0 | 0.02 | 0.02
WT | 0 | 0 | 0 | 0 | 0 | 0
IGCC | 0 | 0 | 0 | 0 | 0 | 0
DemandResponse | 0 | 0 | 0 | 0 | 0 | 0
IGCC-CCS | 0 | 0 | 0 | 0 | 0 | 0
WT_off | 0 | 0 | 0 | 0 | 0 | 0
PseudoUnit | 0 | 0 | 0 | 0 | 0 | 0
FixedInterchange | 0 | 0 | 0 | 0 | 0 | 0
Total Fuel Consumption by Reporting Type: TVA_Transmission
ReportingType | 2015 | 2020 | 2025 | 2030 | 2035 | 2040
BM | 0 | 0 | 0 | 0 | 0 | 0
CC | 0 | 0 | 0 | 0 | 0 | 0
CSP | 0 | 0 | 0 | 0 | 0 | 0
CT | 0 | 0 | 0 | 0 | 0 | 0
Coal | 0 | 0 | 0 | 0 | 0 | 0
Geo | 0 | 0 | 0 | 0 | 0 | 0
H | 0 | 0 | 0 | 0 | 0 | 0
LFG | 0 | 0 | 0 | 0 | 0 | 0
Nuc | 0 | 0 | 0 | 0 | 0 | 0
PS | 0 | 0 | 0 | 0 | 0 | 0
PV | 0 | 0 | 0 | 0 | 0 | 0
PeakG | 0 | 0 | 0 | 0 | 0 | 0
PeakO | 0 | 0 | 0 | 0 | 0 | 0
ST | 0 | 0 | 0 | 0 | 0 | 0
STOG | 0 | 0 | 0 | 0 | 0 | 0
STWD | 0 | 0 | 0 | 0 | 0 | 0
WT | 0 | 0 | 0 | 0 | 0 | 0
IGCC | 0 | 0 | 0 | 0 | 0 | 0
DemandResponse | 0 | 0 | 0 | 0 | 0 | 0
IGCC-CCS | 0 | 0 | 0 | 0 | 0 | 0
WT_off | 0 | 0 | 0 | 0 | 0 | 0
PseudoUnit | 0 | 0 | 0 | 0 | 0 | 0
FixedInterchange | 0 | 0 | 0 | 0 | 0 | 0
Total Fuel Consumption by Reporting Type: VACAR
ReportingType | 2015 | 2020 | 2025 | 2030 | 2035 | 2040
BM | 0.09 | 0.09 | 0.05 | 0.04 | 0.04 | 0.04
CC | 359.17 | 402.19 | 333.4 | 370.69 | 534.09 | 702.56
CSP | 0 | 0 | 0 | 0 | 0 | 0
CT | 0.8 | 0.8 | 0.82 | 1.63 | 4 | 6.62
Coal | 825.15 | 759.05 | 963.35 | 1058.53 | 1149.46 | 1164.68
Geo | 0 | 0 | 0 | 0 | 0 | 0
H | 0 | 0 | 0 | 0 | 0 | 0
LFG | 0.04 | 11.56 | 11.56 | 11.56 | 11.56 | 11.56
Nuc | 910.72 | 1100.09 | 1100.09 | 1100.09 | 841.29 | 693.25
PS | 0 | 0 | 0 | 0 | 0 | 0
PV | 0 | 0 | 0 | 0 | 0 | 0
PeakG | 1.28 | 1.99 | 3.55 | 3.36 | 3.36 | 3.19
PeakO | 0 | 0 | 0 | 0 | 0 | 0
ST | 0 | 0 | 0 | 0 | 0 | 0
STOG | 0 | 0 | 0 | 0 | 0 | 0
STWD | 24.47 | 2.68 | 1.37 | 1.42 | 1.42 | 2.36
WT | 0 | 0.01 | 0.01 | 0.01 | 0.01 | 0.01
IGCC | 0 | 0 | 0 | 0 | 0 | 0
DemandResponse | 0 | 0 | 0 | 0 | 0 | 0
IGCC-CCS | 0 | 0 | 0 | 0 | 0 | 0
WT_off | 0 | 0 | 0.01 | 0.01 | 0.01 | 0.01
PseudoUnit | 0 | 0 | 0 | 0 | 0 | 0
FixedInterchange | 0 | 0 | 0 | 0 | 0 | 0
Total Fuel Consumption by Reporting Type: IESO
ReportingType | 2015 | 2020 | 2025 | 2030 | 2035 | 2040
BM | 0 | 0 | 0 | 0 | 0 | 0
CC | 6.57 | 10.19 | 12.4 | 15.47 | 53.77 | 159.27
CSP | 0 | 0 | 0 | 0 | 0 | 0
CT | 0 | 0 | 0 | 0 | 0.32 | 1.38
Coal | 0 | 0 | 0 | 0 | 0 | 0
Geo | 0 | 0 | 0 | 0 | 0 | 0
H | 0 | 0 | 0 | 0 | 0 | 0
LFG | 1.56 | 1.56 | 1.56 | 1.61 | 1.61 | 1.61
Nuc | 1064.72 | 1064.72 | 1064.72 | 1064.72 | 980.48 | 854.53
PS | 0 | 0 | 0 | 0 | 0 | 0
PV | 0 | 0 | 0 | 0 | 0 | 0
PeakG | 0 | 0 | 0 | 0 | 0 | 0.15
PeakO | 0 | 0 | 0 | 0 | 0 | 0
ST | 0 | 0 | 0 | 0 | 0 | 0
STOG | 0 | 0 | 0 | 0 | 0 | 0
STWD | 0 | 0 | 0 | 0 | 0 | 0
WT | 0.01 | 0.01 | 0.01 | 0.01 | 0.01 | 0.01
IGCC | 0 | 0 | 0 | 0 | 0 | 0
DemandResponse | 0 | 0 | 0 | 0 | 0 | 0
IGCC-CCS | 0 | 0 | 0 | 0 | 0 | 0
WT_off | 0 | 0 | 0 | 0 | 0 | 0
PseudoUnit | 0 | 0 | 0 | 0 | 0 | 0
FixedInterchange | 0 | 0 | 0 | 0 | 0 | 0
Total Fuel Consumption by Reporting Type: MAPP_CA
ReportingType | 2015 | 2020 | 2025 | 2030 | 2035 | 2040
BM | 0 | 0 | 0 | 0 | 0 | 0
CC | 52.47 | 73.04 | 71.94 | 77.37 | 86.22 | 80.25
CSP | 0 | 0 | 0 | 0 | 0 | 0
CT | 0 | 0 | 0 | 0.02 | 0.38 | 0.4
Coal | 2.3 | 3.79 | 6.34 | 28.91 | 48.46 | 80.65
Geo | 0 | 0 | 0 | 0 | 0 | 0
H | 0 | 0 | 0 | 0 | 0 | 0
LFG | 0 | 0 | 0 | 0 | 0 | 0
Nuc | 0 | 0 | 0 | 0 | 0 | 0
PS | 0 | 0 | 0 | 0 | 0 | 0
PV | 0 | 0 | 0 | 0 | 0 | 0
PeakG | 0 | 0 | 0 | 0 | 0 | 0
PeakO | 0 | 0 | 0 | 0 | 0 | 0
ST | 0 | 0 | 0 | 0 | 0 | 0
STOG | 0 | 0 | 0 | 0 | 0 | 0
STWD | 0 | 0 | 0 | 0 | 0 | 0
WT | 0 | 0 | 0 | 0 | 0 | 0
IGCC | 0 | 0 | 0 | 0 | 0 | 0
DemandResponse | 0 | 0 | 0 | 0 | 0 | 0
IGCC-CCS | 0 | 0 | 0 | 0 | 0 | 0
WT_off | 0 | 0 | 0 | 0 | 0 | 0
PseudoUnit | 0 | 0 | 0 | 0 | 0 | 0
FixedInterchange | 0 | 0 | 0 | 0 | 0 | 0
Total Fuel Consumption by Reporting Type: AZ_NM_SNV_Coal
ReportingType | 2015 | 2020 | 2025 | 2030 | 2035 | 2040
BM | 0 | 0 | 0 | 0 | 0 | 0
CC | 0 | 0 | 0 | 0 | 0 | 0
CSP | 0 | 0 | 0 | 0 | 0 | 0
CT | 0 | 0 | 0 | 0 | 0 | 0
Coal | 717.04 | 763.38 | 762.8 | 729.37 | 674.43 | 513.84
Geo | 0 | 0 | 0 | 0 | 0 | 0
H | 0 | 0 | 0 | 0 | 0 | 0
LFG | 0 | 0 | 0 | 0 | 0 | 0
Nuc | 0 | 0 | 0 | 0 | 0 | 0
PS | 0 | 0 | 0 | 0 | 0 | 0
PV | 0 | 0 | 0 | 0 | 0 | 0
PeakG | 0 | 0 | 0 | 0 | 0 | 0
PeakO | 0 | 0 | 0 | 0 | 0 | 0
ST | 0 | 0 | 0 | 0 | 0 | 0
STOG | 0 | 0 | 0 | 0 | 0 | 0
STWD | 0 | 0 | 0 | 0 | 0 | 0
WT | 0 | 0 | 0 | 0 | 0 | 0
IGCC | 0 | 0 | 0 | 0 | 0 | 0
DemandResponse | 0 | 0 | 0 | 0 | 0 | 0
IGCC-CCS | 0 | 0 | 0 | 0 | 0 | 0
WT_off | 0 | 0 | 0 | 0 | 0 | 0
PseudoUnit | 0 | 0 | 0 | 0 | 0 | 0
FixedInterchange | 0 | 0 | 0 | 0 | 0 | 0
Total Fuel Consumption by Reporting Type: AZ_NM_SNV_Gas
ReportingType | 2015 | 2020 | 2025 | 2030 | 2035 | 2040
BM | 0 | 0 | 0 | 0 | 0 | 0
CC | 755.06 | 759.41 | 456.47 | 338.91 | 331.02 | 323.33
CSP | 0 | 0 | 0 | 0 | 0 | 0
CT | 0 | 0 | 0.07 | 0.26 | 0 | 0
Coal | 0 | 0 | 0 | 0 | 0 | 0
Geo | 0 | 0 | 0 | 0 | 0 | 0
H | 0 | 0 | 0 | 0 | 0 | 0
LFG | 0 | 0 | 0 | 0 | 0 | 0
Nuc | 0 | 0 | 0 | 0 | 0 | 0
PS | 0 | 0 | 0 | 0 | 0 | 0
PV | 0 | 0 | 0 | 0 | 0 | 0
PeakG | 0 | 0 | 0.19 | 1.11 | 1.11 | 3.34
PeakO | 0 | 0 | 0 | 0 | 0 | 0
ST | 0 | 0 | 0 | 0 | 0 | 0
STOG | 0 | 0 | 0 | 0 | 0 | 0
STWD | 0 | 0 | 0 | 0 | 0 | 0
WT | 0 | 0 | 0 | 0 | 0 | 0
IGCC | 0 | 0 | 0 | 0 | 0 | 0
DemandResponse | 0 | 0 | 0 | 0 | 0 | 0
IGCC-CCS | 0 | 0 | 0 | 0 | 0 | 0
WT_off | 0 | 0 | 0 | 0 | 0 | 0
PseudoUnit | 0 | 0 | 0 | 0 | 0 | 0
FixedInterchange | 0 | 0 | 0 | 0 | 0 | 0
Total Fuel Consumption by Reporting Type: AZ_NM_SNV_NucRenew
ReportingType | 2015 | 2020 | 2025 | 2030 | 2035 | 2040
BM | 0 | 0 | 0 | 0 | 0 | 0
CC | 0 | 0 | 0 | 0 | 0 | 0
CSP | 0 | 0 | 0 | 0 | 0 | 0
CT | 0 | 0 | 0 | 0 | 0 | 0
Coal | 0 | 0 | 0 | 0 | 0 | 0
Geo | 0 | 0 | 0.01 | 0.01 | 0.01 | 0.01
H | 0 | 0 | 0 | 0 | 0 | 0
LFG | 0 | 0 | 6.53 | 6.53 | 6.53 | 6.53
Nuc | 317.72 | 317.72 | 317.72 | 317.72 | 317.72 | 317.72
PS | 0 | 0 | 0 | 0 | 0 | 0
PV | 0 | 0 | 0 | 0 | 0 | 0
PeakG | 0 | 0 | 0 | 0 | 0 | 0
PeakO | 0 | 0 | 0 | 0 | 0 | 0
ST | 0 | 0 | 0 | 0 | 0 | 0
STOG | 0 | 0 | 0 | 0 | 0 | 0
STWD | 1.77 | 0.02 | 0.01 | 0.05 | 0.37 | 0.55
WT | 0 | 0.04 | 0.07 | 0.13 | 0.16 | 0.21
IGCC | 0 | 0 | 0 | 0 | 0 | 0
DemandResponse | 0 | 0 | 0 | 0 | 0 | 0
IGCC-CCS | 0 | 0 | 0 | 0 | 0 | 0
WT_off | 0 | 0 | 0 | 0 | 0 | 0
PseudoUnit | 0 | 0 | 0 | 0 | 0 | 0
FixedInterchange | 0 | 0 | 0 | 0 | 0 | 0
Total Fuel Consumption by Reporting Type: ERCOT
ReportingType | 2015 | 2020 | 2025 | 2030 | 2035 | 2040
BM | 0 | 0 | 0 | 0 | 1.28 | 1.28
CC | 1124.07 | 1194.94 | 706.96 | 742.19 | 792.09 | 844.1
CSP | 0 | 0 | 0 | 0 | 0 | 0
CT | 0 | 0.03 | 0 | 0 | 0 | 0
Coal | 1145.87 | 1282.47 | 1441.91 | 1476.13 | 1481.07 | 1481.07
Geo | 0 | 0 | 0 | 0 | 0 | 0
H | 0 | 0 | 0 | 0 | 0 | 0
LFG | 0 | 0 | 38.09 | 38.09 | 38.09 | 38.09
Nuc | 422.69 | 422.69 | 422.69 | 422.69 | 422.69 | 422.69
PS | 0 | 0 | 0 | 0 | 0 | 0
PV | 0 | 0 | 0 | 0 | 0 | 0
PeakG | 0 | 0.05 | 0 | 0 | 0 | 0
PeakO | 0 | 0 | 0 | 0 | 0 | 0
ST | 0 | 0 | 0 | 0 | 0 | 0
STOG | 60.06 | 76.68 | 37.87 | 50.52 | 47.88 | 43.73
STWD | 0 | 0 | 0 | 0 | 0 | 0
WT | 0.03 | 0.03 | 0.1 | 0.1 | 0.1 | 0.1
IGCC | 0 | 0 | 0 | 0 | 0 | 0
DemandResponse | 0 | 0 | 0 | 0 | 0 | 0
IGCC-CCS | 0 | 0 | 0 | 0 | 0 | 0
WT_off | 0 | 0 | 0 | 0 | 0 | 0
PseudoUnit | 0 | 0 | 0 | 0 | 0 | 0
FixedInterchange | 0 | 0 | 0 | 0 | 0 | 0
Total Fuel Consumption by Reporting Type: NP15
ReportingType | 2015 | 2020 | 2025 | 2030 | 2035 | 2040
BM | 0 | 0 | 0 | 0 | 0 | 0
CC | 276.05 | 170.22 | 149.8 | 56.41 | 35.77 | 28.35
CSP | 0 | 0 | 0 | 0 | 0 | 0
CT | 0 | 0 | 0 | 0 | 0 | 0
Coal | 2.5 | 0 | 0 | 0 | 0 | 0
Geo | 0.01 | 0.01 | 0.01 | 0.01 | 0.01 | 0.01
H | 0 | 0 | 0 | 0 | 0 | 0
LFG | 0 | 60.8 | 60.8 | 60.8 | 60.8 | 60.8
Nuc | 187.74 | 187.74 | 187.74 | 187.74 | 187.74 | 187.74
PS | 0 | 0 | 0 | 0 | 0 | 0
PV | 0 | 0 | 0 | 0 | 0 | 0
PeakG | 0 | 0 | 0 | 0 | 0 | 0
PeakO | 0 | 0 | 0 | 0 | 0 | 0
ST | 0 | 0 | 0 | 0 | 0 | 0
STOG | 1.32 | 0.99 | 1.03 | 0.4 | 0.4 | 1.05
STWD | 37.44 | 0 | 0.05 | 0.53 | 1.01 | 11.41
WT | 0 | 0.01 | 0.01 | 0.01 | 0.03 | 0.04
IGCC | 0 | 0 | 0 | 0 | 0 | 0
DemandResponse | 0 | 0 | 0 | 0 | 0 | 0
IGCC-CCS | 0 | 0 | 0 | 0 | 0 | 0
WT_off | 0 | 0 | 0 | 0 | 0 | 0
PseudoUnit | 0 | 0 | 0 | 0 | 0 | 0
FixedInterchange | 0 | 0 | 0 | 0 | 0 | 0
Total Fuel Consumption by Reporting Type: NWPP_Coal
ReportingType | 2015 | 2020 | 2025 | 2030 | 2035 | 2040
BM | 0 | 0 | 0 | 0 | 0 | 0
CC | 0 | 0 | 0 | 0 | 0 | 0
CSP | 0 | 0 | 0 | 0 | 0 | 0
CT | 0 | 0 | 0 | 0 | 0 | 0
Coal | 972.13 | 972.02 | 972.02 | 972.02 | 972.02 | 944.33
Geo | 0 | 0 | 0 | 0 | 0 | 0
H | 0 | 0 | 0 | 0 | 0 | 0
LFG | 0 | 0 | 0 | 0 | 0 | 0
Nuc | 0 | 0 | 0 | 0 | 0 | 0
PS | 0 | 0 | 0 | 0 | 0 | 0
PV | 0 | 0 | 0 | 0 | 0 | 0
PeakG | 0 | 0 | 0 | 0 | 0 | 0
PeakO | 0 | 0 | 0 | 0 | 0 | 0
ST | 0 | 0 | 0 | 0 | 0 | 0
STOG | 0 | 0 | 0 | 0 | 0 | 0
STWD | 0 | 0 | 0 | 0 | 0 | 0
WT | 0 | 0 | 0 | 0 | 0 | 0
IGCC | 0 | 0 | 0 | 0 | 0 | 0
DemandResponse | 0 | 0 | 0 | 0 | 0 | 0
IGCC-CCS | 0 | 0 | 0 | 0 | 0 | 0
WT_off | 0 | 0 | 0 | 0 | 0 | 0
PseudoUnit | 0 | 0 | 0 | 0 | 0 | 0
FixedInterchange | 0 | 0 | 0 | 0 | 0 | 0
Total Fuel Consumption by Reporting Type: NWPP_Gas
ReportingType | 2015 | 2020 | 2025 | 2030 | 2035 | 2040
BM | 0 | 0 | 0 | 0 | 0 | 0
CC | 362.19 | 362.19 | 362.19 | 471.01 | 315.03 | 242.07
CSP | 0 | 0 | 0 | 0 | 0 | 0
CT | 0 | 0 | 0 | 0 | 0 | 0
Coal | 0 | 0 | 0 | 0 | 0 | 0
Geo | 0 | 0 | 0 | 0 | 0 | 0
H | 0 | 0 | 0 | 0 | 0 | 0
LFG | 0 | 0 | 0 | 0 | 0 | 0
Nuc | 0 | 0 | 0 | 0 | 0 | 0
PS | 0 | 0 | 0 | 0 | 0 | 0
PV | 0 | 0 | 0 | 0 | 0 | 0
PeakG | 0 | 0 | 0 | 0 | 0 | 0
PeakO | 0 | 0 | 0 | 0 | 0 | 0
ST | 0 | 0 | 0 | 0 | 0 | 0
STOG | 0 | 0 | 0 | 0 | 0 | 0
STWD | 0 | 0 | 0 | 0 | 0 | 0
WT | 0 | 0 | 0 | 0 | 0 | 0
IGCC | 0 | 0 | 0 | 0 | 0 | 0
DemandResponse | 0 | 0 | 0 | 0 | 0 | 0
IGCC-CCS | 0 | 0 | 0 | 0 | 0 | 0
WT_off | 0 | 0 | 0 | 0 | 0 | 0
PseudoUnit | 0 | 0 | 0 | 0 | 0 | 0
FixedInterchange | 0 | 0 | 0 | 0 | 0 | 0
Total Fuel Consumption by Reporting Type: NWPP_NucRenew
ReportingType | 2015 | 2020 | 2025 | 2030 | 2035 | 2040
BM | 0 | 0.01 | 0 | 0 | 0 | 0
CC | 0 | 0 | 0 | 0 | 0 | 0
CSP | 0 | 0 | 0 | 0 | 0 | 0
CT | 0 | 0 | 0 | 0 | 0 | 0
Coal | 0 | 0 | 0 | 0 | 0 | 0
Geo | 0 | 0 | 0.01 | 0.01 | 0.01 | 0.01
H | 0 | 0 | 0 | 0 | 0 | 0
LFG | 2.74 | 4.76 | 29.05 | 29.05 | 29.05 | 29.05
Nuc | 88.66 | 88.66 | 88.66 | 88.66 | 88.66 | 88.66
PS | 0 | 0 | 0 | 0 | 0 | 0
PV | 0 | 0 | 0 | 0 | 0 | 0
PeakG | 0 | 0 | 0 | 0 | 0 | 0
PeakO | 0 | 0 | 0 | 0 | 0 | 0
ST | 0 | 0 | 0 | 0 | 0 | 0
STOG | 0 | 0 | 0 | 0 | 0 | 0
STWD | 0 | 0 | 0 | 0 | 0 | 0
WT | 0.02 | 0.02 | 0.02 | 0.02 | 0.04 | 0.08
IGCC | 0 | 0 | 0 | 0 | 0 | 0
DemandResponse | 0 | 0 | 0 | 0 | 0 | 0
IGCC-CCS | 0 | 0 | 0 | 0 | 0 | 0
WT_off | 0 | 0 | 0 | 0 | 0 | 0
PseudoUnit | 0 | 0 | 0 | 0 | 0 | 0
FixedInterchange | 0 | 0 | 0 | 0 | 0 | 0
Total Fuel Consumption by Reporting Type: RMPA
ReportingType | 2015 | 2020 | 2025 | 2030 | 2035 | 2040
BM | 0 | 0 | 0 | 0 | 0 | 0
CC | 53.67 | 51.16 | 11.83 | 13.55 | 16.2 | 17.15
CSP | 0 | 0 | 0 | 0 | 0 | 0
CT | 0 | 0 | 0 | 0 | 0 | 0
Coal | 577.93 | 564.94 | 518.05 | 516.35 | 493.83 | 464.48
Geo | 0 | 0 | 0.02 | 0.02 | 0.02 | 0.02
H | 0 | 0 | 0 | 0 | 0 | 0
LFG | 0.15 | 0.15 | 0.15 | 3.26 | 3.26 | 3.26
Nuc | 0 | 0 | 0 | 0 | 0 | 0
PS | 0 | 0 | 0 | 0 | 0 | 0
PV | 0 | 0 | 0 | 0 | 0 | 0
PeakG | 0.12 | 0.12 | 0 | 0 | 0.08 | 0.25
PeakO | 0 | 0 | 0 | 0 | 0 | 0
ST | 0 | 0 | 0 | 0 | 0 | 0
STOG | 0 | 0 | 0 | 0 | 0 | 0
STWD | 0 | 0 | 0 | 0 | 0 | 0
WT | 0.01 | 0.01 | 0.01 | 0.02 | 0.03 | 0.04
IGCC | 0 | 0 | 0 | 0 | 0 | 0
DemandResponse | 0 | 0 | 0 | 0 | 0 | 0
IGCC-CCS | 0 | 0 | 0 | 0 | 0 | 0
WT_off | 0 | 0 | 0 | 0 | 0 | 0
PseudoUnit | 0 | 0 | 0 | 0 | 0 | 0
FixedInterchange | 0 | 0 | 0 | 0 | 0 | 0
Total Fuel Consumption by Reporting Type: SP15
ReportingType | 2015 | 2020 | 2025 | 2030 | 2035 | 2040
BM | 0.58 | 0.01 | 0 | 0.02 | 0.12 | 0.17
CC | 281.14 | 132.55 | 87.67 | 79.21 | 47.71 | 36.25
CSP | 0 | 0 | 0 | 0 | 0 | 0
CT | 0 | 0 | 0 | 0 | 0 | 0
Coal | 8.42 | 8.42 | 0 | 0 | 0 | 0
Geo | 0.01 | 0.02 | 0.02 | 0.02 | 0.02 | 0.02
H | 0 | 0 | 0 | 0 | 0 | 0
LFG | 0.99 | 60.8 | 60.8 | 60.8 | 60.8 | 60.8
Nuc | 173.28 | 173.28 | 173.28 | 173.28 | 173.28 | 173.28
PS | 0 | 0 | 0 | 0 | 0 | 0
PV | 0 | 0 | 0 | 0 | 0 | 0
PeakG | 0 | 0 | 0 | 0 | 0 | 0
PeakO | 0 | 0 | 0 | 0 | 0 | 0
ST | 0 | 0 | 0 | 0 | 0 | 0
STOG | 1.79 | 1.91 | 0 | 0 | 0.2 | 0.43
STWD | 9.59 | 0 | 0.04 | 0.14 | 0.51 | 1.98
WT | 0.01 | 0.01 | 0.04 | 0.04 | 0.04 | 0.04
IGCC | 0 | 0 | 0 | 0 | 0 | 0
DemandResponse | 0 | 0 | 0 | 0 | 0 | 0
IGCC-CCS | 0 | 0 | 0 | 0 | 0 | 0
WT_off | 0 | 0 | 0 | 0 | 0 | 0
PseudoUnit | 0 | 0 | 0 | 0 | 0 | 0
FixedInterchange | 0 | 0 | 0 | 0 | 0 | 0
Total Fuel Consumption by Reporting Type: ALB
ReportingType | 2015 | 2020 | 2025 | 2030 | 2035 | 2040
BM | 0 | 0 | 0 | 0 | 0 | 0
CC | 138.72 | 178.08 | 205.48 | 241.84 | 279.97 | 319.24
CSP | 0 | 0 | 0 | 0 | 0 | 0
CT | 0 | 0 | 0 | 0 | 0 | 0
Coal | 470.15 | 470.15 | 470.15 | 470.15 | 470.15 | 470.15
Geo | 0 | 0 | 0 | 0 | 0 | 0
H | 0 | 0 | 0 | 0 | 0 | 0
LFG | 0 | 0 | 0 | 0 | 0 | 0
Nuc | 0 | 0 | 0 | 0 | 0 | 0
PS | 0 | 0 | 0 | 0 | 0 | 0
PV | 0 | 0 | 0 | 0 | 0 | 0
PeakG | 0 | 0 | 0 | 0 | 0 | 0
PeakO | 0 | 0 | 0 | 0 | 0 | 0
ST | 0 | 0 | 0 | 0 | 0 | 0
STOG | 0 | 0 | 0 | 0 | 0 | 0
STWD | 0 | 0 | 0 | 0 | 0 | 0
WT | 0 | 0 | 0 | 0 | 0 | 0
IGCC | 0 | 0 | 0 | 0 | 0 | 0
DemandResponse | 0 | 0 | 0 | 0 | 0 | 0
IGCC-CCS | 0 | 0 | 0 | 0 | 0 | 0
WT_off | 0 | 0 | 0 | 0 | 0 | 0
PseudoUnit | 0 | 0 | 0 | 0 | 0 | 0
FixedInterchange | 0 | 0 | 0 | 0 | 0 | 0
Total Fuel Consumption by Reporting Type: BC
ReportingType | 2015 | 2020 | 2025 | 2030 | 2035 | 2040
BM | 0 | 0 | 0 | 0 | 0 | 0
CC | 67.22 | 88.55 | 120.65 | 146.71 | 167.38 | 156.12
CSP | 0 | 0 | 0 | 0 | 0 | 0
CT | 0 | 0 | 0 | 0 | 0 | 0
Coal | 0 | 0 | 0 | 0 | 0 | 0
Geo | 0 | 0 | 0 | 0 | 0 | 0
H | 0 | 0 | 0 | 0 | 0 | 0
LFG | 0 | 0 | 0 | 0 | 0 | 0
Nuc | 0 | 0 | 0 | 0 | 0 | 0
PS | 0 | 0 | 0 | 0 | 0 | 0
PV | 0 | 0 | 0 | 0 | 0 | 0
PeakG | 0 | 0 | 0 | 0 | 0 | 0
PeakO | 0 | 0 | 0 | 0 | 0 | 0
ST | 0 | 0 | 0 | 0 | 0 | 0
STOG | 0 | 0 | 0 | 0 | 0 | 0
STWD | 0 | 0 | 0 | 0 | 0 | 0
WT | 0 | 0 | 0 | 0 | 0 | 0
IGCC | 0 | 0 | 0 | 0 | 0 | 0
DemandResponse | 0 | 0 | 0 | 0 | 0 | 0
IGCC-CCS | 0 | 0 | 0 | 0 | 0 | 0
WT_off | 0 | 0 | 0 | 0 | 0 | 0
PseudoUnit | 0 | 0 | 0 | 0 | 0 | 0
FixedInterchange | 0 | 0 | 0 | 0 | 0 | 0
Total Fuel Consumption by Reporting Type: HQ_IESO
ReportingType | 2015 | 2020 | 2025 | 2030 | 2035 | 2040
BM | 0 | 0 | 0 | 0 | 0 | 0
CC | 0 | 0 | 0 | 0 | 0 | 0
CSP | 0 | 0 | 0 | 0 | 0 | 0
CT | 0 | 0 | 0 | 0 | 0 | 0
Coal | 0 | 0 | 0 | 0 | 0 | 0
Geo | 0 | 0 | 0 | 0 | 0 | 0
H | 0 | 0 | 0 | 0 | 0 | 0
LFG | 0 | 0 | 0 | 0 | 0 | 0
Nuc | 0 | 0 | 0 | 0 | 0 | 0
PS | 0 | 0 | 0 | 0 | 0 | 0
PV | 0 | 0 | 0 | 0 | 0 | 0
PeakG | 0 | 0 | 0 | 0 | 0 | 0
PeakO | 0 | 0 | 0 | 0 | 0 | 0
ST | 0 | 0 | 0 | 0 | 0 | 0
STOG | 0 | 0 | 0 | 0 | 0 | 0
STWD | 0 | 0 | 0 | 0 | 0 | 0
WT | 0 | 0 | 0 | 0 | 0 | 0
IGCC | 0 | 0 | 0 | 0 | 0 | 0
DemandResponse | 0 | 0 | 0 | 0 | 0 | 0
IGCC-CCS | 0 | 0 | 0 | 0 | 0 | 0
WT_off | 0 | 0 | 0 | 0 | 0 | 0
PseudoUnit | 0 | 0 | 0 | 0 | 0 | 0
FixedInterchange | 0 | 0 | 0 | 0 | 0 | 0
Total Fuel Consumption by Reporting Type: HQ_NEISO
ReportingType | 2015 | 2020 | 2025 | 2030 | 2035 | 2040
BM | 0 | 0 | 0 | 0 | 0 | 0
CC | 0 | 0 | 0 | 0 | 0 | 0
CSP | 0 | 0 | 0 | 0 | 0 | 0
CT | 0 | 0 | 0 | 0 | 0 | 0
Coal | 0 | 0 | 0 | 0 | 0 | 0
Geo | 0 | 0 | 0 | 0 | 0 | 0
H | 0 | 0 | 0 | 0 | 0 | 0
LFG | 0 | 0 | 0 | 0 | 0 | 0
Nuc | 0 | 0 | 0 | 0 | 0 | 0
PS | 0 | 0 | 0 | 0 | 0 | 0
PV | 0 | 0 | 0 | 0 | 0 | 0
PeakG | 0 | 0 | 0 | 0 | 0 | 0
PeakO | 0 | 0 | 0 | 0 | 0 | 0
ST | 0 | 0 | 0 | 0 | 0 | 0
STOG | 0 | 0 | 0 | 0 | 0 | 0
STWD | 0 | 0 | 0 | 0 | 0 | 0
WT | 0 | 0 | 0 | 0 | 0 | 0
IGCC | 0 | 0 | 0 | 0 | 0 | 0
DemandResponse | 0 | 0 | 0 | 0 | 0 | 0
IGCC-CCS | 0 | 0 | 0 | 0 | 0 | 0
WT_off | 0 | 0 | 0 | 0 | 0 | 0
PseudoUnit | 0 | 0 | 0 | 0 | 0 | 0
FixedInterchange | 0.02 | 0.02 | 0.02 | 0.02 | 0.02 | 0.02
Total Fuel Consumption by Reporting Type: HQ_NY
ReportingType | 2015 | 2020 | 2025 | 2030 | 2035 | 2040
BM | 0 | 0 | 0 | 0 | 0 | 0
CC | 0 | 0 | 0 | 0 | 0 | 0
CSP | 0 | 0 | 0 | 0 | 0 | 0
CT | 0 | 0 | 0 | 0 | 0 | 0
Coal | 0 | 0 | 0 | 0 | 0 | 0
Geo | 0 | 0 | 0 | 0 | 0 | 0
H | 0 | 0 | 0 | 0 | 0 | 0
LFG | 0 | 0 | 0 | 0 | 0 | 0
Nuc | 0 | 0 | 0 | 0 | 0 | 0
PS | 0 | 0 | 0 | 0 | 0 | 0
PV | 0 | 0 | 0 | 0 | 0 | 0
PeakG | 0 | 0 | 0 | 0 | 0 | 0
PeakO | 0 | 0 | 0 | 0 | 0 | 0
ST | 0 | 0 | 0 | 0 | 0 | 0
STOG | 0 | 0 | 0 | 0 | 0 | 0
STWD | 0 | 0 | 0 | 0 | 0 | 0
WT | 0 | 0 | 0 | 0 | 0 | 0
IGCC | 0 | 0 | 0 | 0 | 0 | 0
DemandResponse | 0 | 0 | 0 | 0 | 0 | 0
IGCC-CCS | 0 | 0 | 0 | 0 | 0 | 0
WT_off | 0 | 0 | 0 | 0 | 0 | 0
PseudoUnit | 0 | 0 | 0 | 0 | 0 | 0
FixedInterchange | 0.01 | 0.01 | 0.01 | 0.01 | 0.01 | 0.01
Total Fuel Consumption by Reporting Type: MARITIMES
ReportingType | 2015 | 2020 | 2025 | 2030 | 2035 | 2040
BM | 0 | 0 | 0 | 0 | 0 | 0
CC | 0 | 0 | 0 | 0 | 0 | 0
CSP | 0 | 0 | 0 | 0 | 0 | 0
CT | 0 | 0 | 0 | 0 | 0 | 0
Coal | 0 | 0 | 0 | 0 | 0 | 0
Geo | 0 | 0 | 0 | 0 | 0 | 0
H | 0 | 0 | 0 | 0 | 0 | 0
LFG | 0 | 0 | 0 | 0 | 0 | 0
Nuc | 0 | 0 | 0 | 0 | 0 | 0
PS | 0 | 0 | 0 | 0 | 0 | 0
PV | 0 | 0 | 0 | 0 | 0 | 0
PeakG | 0 | 0 | 0 | 0 | 0 | 0
PeakO | 0 | 0 | 0 | 0 | 0 | 0
ST | 0 | 0 | 0 | 0 | 0 | 0
STOG | 0 | 0 | 0 | 0 | 0 | 0
STWD | 0 | 0 | 0 | 0 | 0 | 0
WT | 0 | 0 | 0 | 0 | 0 | 0
IGCC | 0 | 0 | 0 | 0 | 0 | 0
DemandResponse | 0 | 0 | 0 | 0 | 0 | 0
IGCC-CCS | 0 | 0 | 0 | 0 | 0 | 0
WT_off | 0 | 0 | 0 | 0 | 0 | 0
PseudoUnit | 0 | 0 | 0 | 0 | 0 | 0
FixedInterchange | 0.01 | 0.01 | 0.01 | 0.01 | 0.01 | 0.01
Total Fuel Consumption by Reporting Type: All
ReportingType | 2015 | 2020 | 2025 | 2030 | 2035 | 2040
BM | 28.67 | 6.97 | 2.93 | 1.89 | 4.16 | 3.28
CC | 8071.34 | 8465.55 | 7104.32 | 7363 | 8217.46 | 9106.39
CSP | 0 | 0 | 0 | 0 | 0 | 0
CT | 10.03 | 19.76 | 21.54 | 30.92 | 50.74 | 58.86
Coal | 18056.13 | 17129.81 | 18041.63 | 18635.44 | 19711.6 | 20476.72
Geo | 0.02 | 0.04 | 0.07 | 0.07 | 0.07 | 0.07
H | 0 | 0 | 0 | 0 | 0 | 0
LFG | 20.69 | 230.83 | 468.63 | 546.54 | 546.54 | 546.54
Nuc | 9611.91 | 9929.34 | 9929.34 | 9808.23 | 7627.8 | 6006.6
PS | 0 | 0 | 0 | 0 | 0 | 0
PV | 0 | 0.01 | 0.01 | 0.01 | 0.01 | 0.01
PeakG | 37.43 | 46.57 | 63.63 | 61.58 | 66.8 | 65.13
PeakO | 0 | 0 | 0 | 0 | 0 | 0
ST | 0 | 0.01 | 0.01 | 0.01 | 0.01 | 0.01
STOG | 180.43 | 201.47 | 169.48 | 184.42 | 192.92 | 193.45
STWD | 126.41 | 11.91 | 4.91 | 5.09 | 8.95 | 24.24
WT | 0.18 | 0.36 | 0.58 | 0.68 | 0.84 | 0.98
IGCC | 40.45 | 40.45 | 40.45 | 40.45 | 40.45 | 40.45
DemandResponse | 0 | 0 | 0 | 0 | 0 | 0
IGCC-CCS | 0 | 0 | 0 | 0 | 0 | 0
WT_off | 0 | 0.01 | 0.01 | 0.02 | 0.02 | 0.02
PseudoUnit | 0 | 0 | 0 | 0 | 0 | 0
FixedInterchange | 0.04 | 0.04 | 0.04 | 0.04 | 0.04 | 0.04
Total Fuel Consumption by Reporting Type: EI_US
ReportingType | 2015 | 2020 | 2025 | 2030 | 2035 | 2040
BM | 28.09 | 6.95 | 2.92 | 1.87 | 2.77 | 1.83
CC | 4954.17 | 5445.23 | 4918.93 | 5180.32 | 6092.31 | 6900.27
CSP | 0 | 0 | 0 | 0 | 0 | 0
CT | 10.03 | 19.73 | 21.46 | 30.64 | 50.04 | 57.08
Coal | 14159.8 | 13064.63 | 13870.34 | 14442.5 | 15571.63 | 16522.2
Geo | 0 | 0 | 0 | 0 | 0 | 0
H | 0 | 0 | 0 | 0 | 0 | 0
LFG | 15.24 | 102.77 | 271.66 | 346.39 | 346.39 | 346.39
Nuc | 7357.09 | 7674.53 | 7674.53 | 7553.42 | 5457.23 | 3961.98
PS | 0 | 0 | 0 | 0 | 0 | 0
PV | 0 | 0 | 0.01 | 0.01 | 0.01 | 0.01
PeakG | 37.31 | 46.4 | 63.44 | 60.47 | 65.6 | 61.39
PeakO | 0 | 0 | 0 | 0 | 0 | 0
ST | 0 | 0 | 0 | 0 | 0 | 0
STOG | 117.27 | 121.89 | 130.58 | 133.5 | 144.44 | 148.24
STWD | 77.6 | 11.88 | 4.81 | 4.38 | 7.07 | 10.3
WT | 0.11 | 0.23 | 0.32 | 0.35 | 0.41 | 0.46
IGCC | 40.45 | 40.45 | 40.45 | 40.45 | 40.45 | 40.45
DemandResponse | 0 | 0 | 0 | 0 | 0 | 0
IGCC-CCS | 0 | 0 | 0 | 0 | 0 | 0
WT_off | 0 | 0.01 | 0.01 | 0.02 | 0.02 | 0.02
PseudoUnit | 0 | 0 | 0 | 0 | 0 | 0
FixedInterchange | 0.03 | 0.03 | 0.03 | 0.03 | 0.03 | 0.03
Total Fuel Consumption by Reporting Type: EI_Canada
ReportingType | 2015 | 2020 | 2025 | 2030 | 2035 | 2040
BM | 0 | 0 | 0 | 0 | 0 | 0
CC | 59.04 | 83.24 | 84.34 | 92.84 | 139.98 | 239.52
CSP | 0 | 0 | 0 | 0 | 0 | 0
CT | 0 | 0 | 0 | 0.02 | 0.7 | 1.78
Coal | 2.3 | 3.79 | 6.34 | 28.91 | 48.46 | 80.65
Geo | 0 | 0 | 0 | 0 | 0 | 0
H | 0 | 0 | 0 | 0 | 0 | 0
LFG | 1.56 | 1.56 | 1.56 | 1.61 | 1.61 | 1.61
Nuc | 1064.72 | 1064.72 | 1064.72 | 1064.72 | 980.48 | 854.53
PS | 0 | 0 | 0 | 0 | 0 | 0
PV | 0 | 0 | 0 | 0 | 0 | 0
PeakG | 0 | 0 | 0 | 0 | 0 | 0.15
PeakO | 0 | 0 | 0 | 0 | 0 | 0
ST | 0 | 0 | 0 | 0 | 0 | 0
STOG | 0 | 0 | 0 | 0 | 0 | 0
STWD | 0 | 0 | 0 | 0 | 0 | 0
WT | 0.01 | 0.01 | 0.01 | 0.01 | 0.01 | 0.01
IGCC | 0 | 0 | 0 | 0 | 0 | 0
DemandResponse | 0 | 0 | 0 | 0 | 0 | 0
IGCC-CCS | 0 | 0 | 0 | 0 | 0 | 0
WT_off | 0 | 0 | 0 | 0 | 0 | 0
PseudoUnit | 0 | 0 | 0 | 0 | 0 | 0
FixedInterchange | 0 | 0 | 0 | 0 | 0 | 0
Total Fuel Consumption by Reporting Type: EI
ReportingType | 2015 | 2020 | 2025 | 2030 | 2035 | 2040
BM | 28.09 | 6.95 | 2.92 | 1.87 | 2.77 | 1.83
CC | 5013.21 | 5528.46 | 5003.27 | 5273.16 | 6232.29 | 7139.79
CSP | 0 | 0 | 0 | 0 | 0 | 0
CT | 10.03 | 19.73 | 21.46 | 30.66 | 50.74 | 58.86
Coal | 14162.11 | 13068.42 | 13876.69 | 14471.41 | 15620.1 | 16602.85
Geo | 0 | 0 | 0 | 0 | 0 | 0
H | 0 | 0 | 0 | 0 | 0 | 0
LFG | 16.8 | 104.33 | 273.22 | 348.01 | 348.01 | 348.01
Nuc | 8421.82 | 8739.25 | 8739.25 | 8618.15 | 6437.71 | 4816.51
PS | 0 | 0 | 0 | 0 | 0 | 0
PV | 0 | 0 | 0.01 | 0.01 | 0.01 | 0.01
PeakG | 37.31 | 46.4 | 63.44 | 60.47 | 65.6 | 61.54
PeakO | 0 | 0 | 0 | 0 | 0 | 0
ST | 0 | 0 | 0 | 0 | 0 | 0
STOG | 117.27 | 121.89 | 130.58 | 133.5 | 144.44 | 148.24
STWD | 77.6 | 11.88 | 4.81 | 4.38 | 7.07 | 10.3
WT | 0.12 | 0.24 | 0.33 | 0.36 | 0.42 | 0.47
IGCC | 40.45 | 40.45 | 40.45 | 40.45 | 40.45 | 40.45
DemandResponse | 0 | 0 | 0 | 0 | 0 | 0
IGCC-CCS | 0 | 0 | 0 | 0 | 0 | 0
WT_off | 0 | 0.01 | 0.01 | 0.02 | 0.02 | 0.02
PseudoUnit | 0 | 0 | 0 | 0 | 0 | 0
FixedInterchange | 0.04 | 0.04 | 0.04 | 0.04 | 0.04 | 0.04
Total Fuel Consumption by Reporting Type: Outside_EI
ReportingType | 2015 | 2020 | 2025 | 2030 | 2035 | 2040
BM | 0.58 | 0.02 | 0 | 0.02 | 1.39 | 1.45
CC | 3058.12 | 2937.09 | 2101.04 | 2089.83 | 1985.17 | 1966.6
CSP | 0 | 0 | 0 | 0 | 0 | 0
CT | 0 | 0.03 | 0.07 | 0.26 | 0 | 0
Coal | 3894.02 | 4061.38 | 4164.94 | 4164.03 | 4091.5 | 3873.87
Geo | 0.02 | 0.04 | 0.07 | 0.07 | 0.07 | 0.07
H | 0 | 0 | 0 | 0 | 0 | 0
LFG | 3.89 | 126.51 | 195.41 | 198.53 | 198.53 | 198.53
Nuc | 1190.09 | 1190.09 | 1190.09 | 1190.09 | 1190.09 | 1190.09
PS | 0 | 0 | 0 | 0 | 0 | 0
PV | 0 | 0 | 0 | 0 | 0 | 0
PeakG | 0.12 | 0.17 | 0.19 | 1.11 | 1.2 | 3.59
PeakO | 0 | 0 | 0 | 0 | 0 | 0
ST | 0 | 0.01 | 0.01 | 0.01 | 0.01 | 0.01
STOG | 63.17 | 79.58 | 38.9 | 50.92 | 48.48 | 45.2
STWD | 48.8 | 0.02 | 0.1 | 0.71 | 1.88 | 13.94
WT | 0.06 | 0.12 | 0.25 | 0.32 | 0.42 | 0.51
IGCC | 0 | 0 | 0 | 0 | 0 | 0
DemandResponse | 0 | 0 | 0 | 0 | 0 | 0
IGCC-CCS | 0 | 0 | 0 | 0 | 0 | 0
WT_off | 0 | 0 | 0 | 0 | 0 | 0
PseudoUnit | 0 | 0 | 0 | 0 | 0 | 0
FixedInterchange | 0 | 0 | 0 | 0 | 0 | 0
#5 | 4427.31: Annual Emmission Levels
SO2 Emissions (MMshortTons): Entergy
ReportingType | 2015 | 2020 | 2025 | 2030 | 2035 | 2040
BM | 0 | 0 | 0 | 0 | 0 | 0
CC | 0 | 0 | 0 | 0 | 0 | 0
CSP | 0 | 0 | 0 | 0 | 0 | 0
CT | 0 | 0 | 0 | 0 | 0 | 0
Coal | 0.38 | 0.07 | 0.16 | 0.17 | 0.17 | 0.17
Geo | 0 | 0 | 0 | 0 | 0 | 0
H | 0 | 0 | 0 | 0 | 0 | 0
LFG | 0 | 0 | 0 | 0 | 0 | 0
Nuc | 0 | 0 | 0 | 0 | 0 | 0
PS | 0 | 0 | 0 | 0 | 0 | 0
PV | 0 | 0 | 0 | 0 | 0 | 0
PeakG | 0 | 0 | 0 | 0 | 0 | 0
PeakO | 0 | 0 | 0 | 0 | 0 | 0
ST | 0 | 0 | 0 | 0 | 0 | 0
STOG | 0 | 0 | 0 | 0 | 0 | 0
STWD | 0 | 0 | 0 | 0 | 0 | 0
WT | 0 | 0 | 0 | 0 | 0 | 0
IGCC | 0 | 0 | 0 | 0 | 0 | 0
DemandResponse | 0 | 0 | 0 | 0 | 0 | 0
IGCC-CCS | 0 | 0 | 0 | 0 | 0 | 0
WT_off | 0 | 0 | 0 | 0 | 0 | 0
PseudoUnit | 0 | 0 | 0 | 0 | 0 | 0
FixedInterchange | 0 | 0 | 0 | 0 | 0 | 0
SO2 Emissions (MMshortTons): FRCC
ReportingType | 2015 | 2020 | 2025 | 2030 | 2035 | 2040
BM | 0 | 0 | 0 | 0 | 0 | 0
CC | 0 | 0 | 0 | 0 | 0 | 0
CSP | 0 | 0 | 0 | 0 | 0 | 0
CT | 0 | 0 | 0 | 0 | 0 | 0
Coal | 0.07 | 0.03 | 0.03 | 0.03 | 0.04 | 0.04
Geo | 0 | 0 | 0 | 0 | 0 | 0
H | 0 | 0 | 0 | 0 | 0 | 0
LFG | 0 | 0 | 0 | 0 | 0 | 0
Nuc | 0 | 0 | 0 | 0 | 0 | 0
PS | 0 | 0 | 0 | 0 | 0 | 0
PV | 0 | 0 | 0 | 0 | 0 | 0
PeakG | 0 | 0 | 0 | 0 | 0 | 0
PeakO | 0 | 0 | 0 | 0 | 0 | 0
ST | 0 | 0 | 0 | 0 | 0 | 0
STOG | 0 | 0 | 0 | 0 | 0 | 0
STWD | 0 | 0 | 0 | 0 | 0 | 0
WT | 0 | 0 | 0 | 0 | 0 | 0
IGCC | 0 | 0 | 0 | 0 | 0 | 0
DemandResponse | 0 | 0 | 0 | 0 | 0 | 0
IGCC-CCS | 0 | 0 | 0 | 0 | 0 | 0
WT_off | 0 | 0 | 0 | 0 | 0 | 0
PseudoUnit | 0 | 0 | 0 | 0 | 0 | 0
FixedInterchange | 0 | 0 | 0 | 0 | 0 | 0
SO2 Emissions (MMshortTons): MAPP_US
ReportingType | 2015 | 2020 | 2025 | 2030 | 2035 | 2040
BM | 0 | 0 | 0 | 0 | 0 | 0
CC | 0 | 0 | 0 | 0 | 0 | 0
CSP | 0 | 0 | 0 | 0 | 0 | 0
CT | 0 | 0 | 0 | 0 | 0 | 0
Coal | 0.04 | 0.02 | 0.02 | 0.02 | 0.02 | 0.02
Geo | 0 | 0 | 0 | 0 | 0 | 0
H | 0 | 0 | 0 | 0 | 0 | 0
LFG | 0 | 0 | 0 | 0 | 0 | 0
Nuc | 0 | 0 | 0 | 0 | 0 | 0
PS | 0 | 0 | 0 | 0 | 0 | 0
PV | 0 | 0 | 0 | 0 | 0 | 0
PeakG | 0 | 0 | 0 | 0 | 0 | 0
PeakO | 0 | 0 | 0 | 0 | 0 | 0
ST | 0 | 0 | 0 | 0 | 0 | 0
STOG | 0 | 0 | 0 | 0 | 0 | 0
STWD | 0 | 0 | 0 | 0 | 0 | 0
WT | 0 | 0 | 0 | 0 | 0 | 0
IGCC | 0 | 0 | 0 | 0 | 0 | 0
DemandResponse | 0 | 0 | 0 | 0 | 0 | 0
IGCC-CCS | 0 | 0 | 0 | 0 | 0 | 0
WT_off | 0 | 0 | 0 | 0 | 0 | 0
PseudoUnit | 0 | 0 | 0 | 0 | 0 | 0
FixedInterchange | 0 | 0 | 0 | 0 | 0 | 0
SO2 Emissions (MMshortTons): MISO_IN
ReportingType | 2015 | 2020 | 2025 | 2030 | 2035 | 2040
BM | 0 | 0 | 0 | 0 | 0 | 0
CC | 0 | 0 | 0 | 0 | 0 | 0
CSP | 0 | 0 | 0 | 0 | 0 | 0
CT | 0 | 0 | 0 | 0 | 0 | 0
Coal | 0.26 | 0.14 | 0.15 | 0.16 | 0.17 | 0.18
Geo | 0 | 0 | 0 | 0 | 0 | 0
H | 0 | 0 | 0 | 0 | 0 | 0
LFG | 0 | 0 | 0 | 0 | 0 | 0
Nuc | 0 | 0 | 0 | 0 | 0 | 0
PS | 0 | 0 | 0 | 0 | 0 | 0
PV | 0 | 0 | 0 | 0 | 0 | 0
PeakG | 0 | 0 | 0 | 0 | 0 | 0
PeakO | 0 | 0 | 0 | 0 | 0 | 0
ST | 0 | 0 | 0 | 0 | 0 | 0
STOG | 0 | 0 | 0 | 0 | 0 | 0
STWD | 0 | 0 | 0 | 0 | 0 | 0
WT | 0 | 0 | 0 | 0 | 0 | 0
IGCC | 0 | 0 | 0 | 0 | 0 | 0
DemandResponse | 0 | 0 | 0 | 0 | 0 | 0
IGCC-CCS | 0 | 0 | 0 | 0 | 0 | 0
WT_off | 0 | 0 | 0 | 0 | 0 | 0
PseudoUnit | 0 | 0 | 0 | 0 | 0 | 0
FixedInterchange | 0 | 0 | 0 | 0 | 0 | 0
SO2 Emissions (MMshortTons): MISO_MI
ReportingType | 2015 | 2020 | 2025 | 2030 | 2035 | 2040
BM | 0 | 0 | 0 | 0 | 0 | 0
CC | 0 | 0 | 0 | 0 | 0 | 0
CSP | 0 | 0 | 0 | 0 | 0 | 0
CT | 0 | 0 | 0 | 0 | 0 | 0
Coal | 0.24 | 0.03 | 0.03 | 0.04 | 0.04 | 0.04
Geo | 0 | 0 | 0 | 0 | 0 | 0
H | 0 | 0 | 0 | 0 | 0 | 0
LFG | 0 | 0 | 0 | 0 | 0 | 0
Nuc | 0 | 0 | 0 | 0 | 0 | 0
PS | 0 | 0 | 0 | 0 | 0 | 0
PV | 0 | 0 | 0 | 0 | 0 | 0
PeakG | 0 | 0 | 0 | 0 | 0 | 0
PeakO | 0 | 0 | 0 | 0 | 0 | 0
ST | 0 | 0 | 0 | 0 | 0 | 0
STOG | 0 | 0 | 0 | 0 | 0 | 0
STWD | 0 | 0 | 0 | 0 | 0 | 0
WT | 0 | 0 | 0 | 0 | 0 | 0
IGCC | 0 | 0 | 0 | 0 | 0 | 0
DemandResponse | 0 | 0 | 0 | 0 | 0 | 0
IGCC-CCS | 0 | 0 | 0 | 0 | 0 | 0
WT_off | 0 | 0 | 0 | 0 | 0 | 0
PseudoUnit | 0 | 0 | 0 | 0 | 0 | 0
FixedInterchange | 0 | 0 | 0 | 0 | 0 | 0
SO2 Emissions (MMshortTons): MISO_MO-IL
ReportingType | 2015 | 2020 | 2025 | 2030 | 2035 | 2040
BM | 0 | 0 | 0 | 0 | 0 | 0
CC | 0 | 0 | 0 | 0 | 0 | 0
CSP | 0 | 0 | 0 | 0 | 0 | 0
CT | 0 | 0 | 0 | 0 | 0 | 0
Coal | 0.48 | 0.11 | 0.17 | 0.19 | 0.26 | 0.27
Geo | 0 | 0 | 0 | 0 | 0 | 0
H | 0 | 0 | 0 | 0 | 0 | 0
LFG | 0 | 0 | 0 | 0 | 0 | 0
Nuc | 0 | 0 | 0 | 0 | 0 | 0
PS | 0 | 0 | 0 | 0 | 0 | 0
PV | 0 | 0 | 0 | 0 | 0 | 0
PeakG | 0 | 0 | 0 | 0 | 0 | 0
PeakO | 0 | 0 | 0 | 0 | 0 | 0
ST | 0 | 0 | 0 | 0 | 0 | 0
STOG | 0 | 0 | 0 | 0 | 0 | 0
STWD | 0 | 0 | 0 | 0 | 0 | 0
WT | 0 | 0 | 0 | 0 | 0 | 0
IGCC | 0 | 0 | 0 | 0 | 0 | 0
DemandResponse | 0 | 0 | 0 | 0 | 0 | 0
IGCC-CCS | 0 | 0 | 0 | 0 | 0 | 0
WT_off | 0 | 0 | 0 | 0 | 0 | 0
PseudoUnit | 0 | 0 | 0 | 0 | 0 | 0
FixedInterchange | 0 | 0 | 0 | 0 | 0 | 0
SO2 Emissions (MMshortTons): MISO_W
ReportingType | 2015 | 2020 | 2025 | 2030 | 2035 | 2040
BM | 0 | 0 | 0 | 0 | 0 | 0
CC | 0 | 0 | 0 | 0 | 0 | 0
CSP | 0 | 0 | 0 | 0 | 0 | 0
CT | 0 | 0 | 0 | 0 | 0 | 0
Coal | 0.21 | 0.05 | 0.05 | 0.05 | 0.05 | 0.05
Geo | 0 | 0 | 0 | 0 | 0 | 0
H | 0 | 0 | 0 | 0 | 0 | 0
LFG | 0 | 0 | 0 | 0 | 0 | 0
Nuc | 0 | 0 | 0 | 0 | 0 | 0
PS | 0 | 0 | 0 | 0 | 0 | 0
PV | 0 | 0 | 0 | 0 | 0 | 0
PeakG | 0 | 0 | 0 | 0 | 0 | 0
PeakO | 0 | 0 | 0 | 0 | 0 | 0
ST | 0 | 0 | 0 | 0 | 0 | 0
STOG | 0 | 0 | 0 | 0 | 0 | 0
STWD | 0 | 0 | 0 | 0 | 0 | 0
WT | 0 | 0 | 0 | 0 | 0 | 0
IGCC | 0 | 0 | 0 | 0 | 0 | 0
DemandResponse | 0 | 0 | 0 | 0 | 0 | 0
IGCC-CCS | 0 | 0 | 0 | 0 | 0 | 0
WT_off | 0 | 0 | 0 | 0 | 0 | 0
PseudoUnit | 0 | 0 | 0 | 0 | 0 | 0
FixedInterchange | 0 | 0 | 0 | 0 | 0 | 0
SO2 Emissions (MMshortTons): MISO_WUMS
ReportingType | 2015 | 2020 | 2025 | 2030 | 2035 | 2040
BM | 0 | 0 | 0 | 0 | 0 | 0
CC | 0 | 0 | 0 | 0 | 0 | 0
CSP | 0 | 0 | 0 | 0 | 0 | 0
CT | 0 | 0 | 0 | 0 | 0 | 0
Coal | 0.06 | 0.01 | 0.01 | 0.02 | 0.02 | 0.02
Geo | 0 | 0 | 0 | 0 | 0 | 0
H | 0 | 0 | 0 | 0 | 0 | 0
LFG | 0 | 0 | 0 | 0 | 0 | 0
Nuc | 0 | 0 | 0 | 0 | 0 | 0
PS | 0 | 0 | 0 | 0 | 0 | 0
PV | 0 | 0 | 0 | 0 | 0 | 0
PeakG | 0 | 0 | 0 | 0 | 0 | 0
PeakO | 0 | 0 | 0 | 0 | 0 | 0
ST | 0 | 0 | 0 | 0 | 0 | 0
STOG | 0 | 0 | 0 | 0 | 0 | 0
STWD | 0 | 0 | 0 | 0 | 0 | 0
WT | 0 | 0 | 0 | 0 | 0 | 0
IGCC | 0 | 0 | 0 | 0 | 0 | 0
DemandResponse | 0 | 0 | 0 | 0 | 0 | 0
IGCC-CCS | 0 | 0 | 0 | 0 | 0 | 0
WT_off | 0 | 0 | 0 | 0 | 0 | 0
PseudoUnit | 0 | 0 | 0 | 0 | 0 | 0
FixedInterchange | 0 | 0 | 0 | 0 | 0 | 0
SO2 Emissions (MMshortTons): Nebraska
ReportingType | 2015 | 2020 | 2025 | 2030 | 2035 | 2040
BM | 0 | 0 | 0 | 0 | 0 | 0
CC | 0 | 0 | 0 | 0 | 0 | 0
CSP | 0 | 0 | 0 | 0 | 0 | 0
CT | 0 | 0 | 0 | 0 | 0 | 0
Coal | 0.1 | 0.02 | 0.02 | 0.02 | 0.02 | 0.02
Geo | 0 | 0 | 0 | 0 | 0 | 0
H | 0 | 0 | 0 | 0 | 0 | 0
LFG | 0 | 0 | 0 | 0 | 0 | 0
Nuc | 0 | 0 | 0 | 0 | 0 | 0
PS | 0 | 0 | 0 | 0 | 0 | 0
PV | 0 | 0 | 0 | 0 | 0 | 0
PeakG | 0 | 0 | 0 | 0 | 0 | 0
PeakO | 0 | 0 | 0 | 0 | 0 | 0
ST | 0 | 0 | 0 | 0 | 0 | 0
STOG | 0 | 0 | 0 | 0 | 0 | 0
STWD | 0 | 0 | 0 | 0 | 0 | 0
WT | 0 | 0 | 0 | 0 | 0 | 0
IGCC | 0 | 0 | 0 | 0 | 0 | 0
DemandResponse | 0 | 0 | 0 | 0 | 0 | 0
IGCC-CCS | 0 | 0 | 0 | 0 | 0 | 0
WT_off | 0 | 0 | 0 | 0 | 0 | 0
PseudoUnit | 0 | 0 | 0 | 0 | 0 | 0
FixedInterchange | 0 | 0 | 0 | 0 | 0 | 0
SO2 Emissions (MMshortTons): NEISO
ReportingType | 2015 | 2020 | 2025 | 2030 | 2035 | 2040
BM | 0 | 0 | 0 | 0 | 0 | 0
CC | 0 | 0 | 0 | 0 | 0 | 0
CSP | 0 | 0 | 0 | 0 | 0 | 0
CT | 0 | 0 | 0 | 0 | 0 | 0
Coal | 0 | 0 | 0 | 0 | 0 | 0
Geo | 0 | 0 | 0 | 0 | 0 | 0
H | 0 | 0 | 0 | 0 | 0 | 0
LFG | 0 | 0 | 0 | 0 | 0 | 0
Nuc | 0 | 0 | 0 | 0 | 0 | 0
PS | 0 | 0 | 0 | 0 | 0 | 0
PV | 0 | 0 | 0 | 0 | 0 | 0
PeakG | 0 | 0 | 0 | 0 | 0 | 0
PeakO | 0 | 0 | 0 | 0 | 0 | 0
ST | 0 | 0 | 0 | 0 | 0 | 0
STOG | 0 | 0 | 0 | 0 | 0 | 0
STWD | 0 | 0 | 0 | 0 | 0 | 0
WT | 0 | 0 | 0 | 0 | 0 | 0
IGCC | 0 | 0 | 0 | 0 | 0 | 0
DemandResponse | 0 | 0 | 0 | 0 | 0 | 0
IGCC-CCS | 0 | 0 | 0 | 0 | 0 | 0
WT_off | 0 | 0 | 0 | 0 | 0 | 0
PseudoUnit | 0 | 0 | 0 | 0 | 0 | 0
FixedInterchange | 0 | 0 | 0 | 0 | 0 | 0
SO2 Emissions (MMshortTons): NonRTO_Midwest
ReportingType | 2015 | 2020 | 2025 | 2030 | 2035 | 2040
BM | 0 | 0 | 0 | 0 | 0 | 0
CC | 0 | 0 | 0 | 0 | 0 | 0
CSP | 0 | 0 | 0 | 0 | 0 | 0
CT | 0 | 0 | 0 | 0 | 0 | 0
Coal | 0.16 | 0.09 | 0.1 | 0.11 | 0.12 | 0.13
Geo | 0 | 0 | 0 | 0 | 0 | 0
H | 0 | 0 | 0 | 0 | 0 | 0
LFG | 0 | 0 | 0 | 0 | 0 | 0
Nuc | 0 | 0 | 0 | 0 | 0 | 0
PS | 0 | 0 | 0 | 0 | 0 | 0
PV | 0 | 0 | 0 | 0 | 0 | 0
PeakG | 0 | 0 | 0 | 0 | 0 | 0
PeakO | 0 | 0 | 0 | 0 | 0 | 0
ST | 0 | 0 | 0 | 0 | 0 | 0
STOG | 0 | 0 | 0 | 0 | 0 | 0
STWD | 0 | 0 | 0 | 0 | 0 | 0
WT | 0 | 0 | 0 | 0 | 0 | 0
IGCC | 0 | 0 | 0 | 0 | 0 | 0
DemandResponse | 0 | 0 | 0 | 0 | 0 | 0
IGCC-CCS | 0 | 0 | 0 | 0 | 0 | 0
WT_off | 0 | 0 | 0 | 0 | 0 | 0
PseudoUnit | 0 | 0 | 0 | 0 | 0 | 0
FixedInterchange | 0 | 0 | 0 | 0 | 0 | 0
SO2 Emissions (MMshortTons): NYISO_A-F
ReportingType | 2015 | 2020 | 2025 | 2030 | 2035 | 2040
BM | 0 | 0 | 0 | 0 | 0 | 0
CC | 0 | 0 | 0 | 0 | 0 | 0
CSP | 0 | 0 | 0 | 0 | 0 | 0
CT | 0 | 0 | 0 | 0 | 0 | 0
Coal | 0 | 0 | 0 | 0 | 0 | 0
Geo | 0 | 0 | 0 | 0 | 0 | 0
H | 0 | 0 | 0 | 0 | 0 | 0
LFG | 0 | 0 | 0 | 0 | 0 | 0
Nuc | 0 | 0 | 0 | 0 | 0 | 0
PS | 0 | 0 | 0 | 0 | 0 | 0
PV | 0 | 0 | 0 | 0 | 0 | 0
PeakG | 0 | 0 | 0 | 0 | 0 | 0
PeakO | 0 | 0 | 0 | 0 | 0 | 0
ST | 0 | 0 | 0 | 0 | 0 | 0
STOG | 0 | 0 | 0 | 0 | 0 | 0
STWD | 0 | 0 | 0 | 0 | 0 | 0
WT | 0 | 0 | 0 | 0 | 0 | 0
IGCC | 0 | 0 | 0 | 0 | 0 | 0
DemandResponse | 0 | 0 | 0 | 0 | 0 | 0
IGCC-CCS | 0 | 0 | 0 | 0 | 0 | 0
WT_off | 0 | 0 | 0 | 0 | 0 | 0
PseudoUnit | 0 | 0 | 0 | 0 | 0 | 0
FixedInterchange | 0 | 0 | 0 | 0 | 0 | 0
SO2 Emissions (MMshortTons): NYISO_G-I
ReportingType | 2015 | 2020 | 2025 | 2030 | 2035 | 2040
BM | 0 | 0 | 0 | 0 | 0 | 0
CC | 0 | 0 | 0 | 0 | 0 | 0
CSP | 0 | 0 | 0 | 0 | 0 | 0
CT | 0 | 0 | 0 | 0 | 0 | 0
Coal | 0 | 0 | 0 | 0 | 0 | 0
Geo | 0 | 0 | 0 | 0 | 0 | 0
H | 0 | 0 | 0 | 0 | 0 | 0
LFG | 0 | 0 | 0 | 0 | 0 | 0
Nuc | 0 | 0 | 0 | 0 | 0 | 0
PS | 0 | 0 | 0 | 0 | 0 | 0
PV | 0 | 0 | 0 | 0 | 0 | 0
PeakG | 0 | 0 | 0 | 0 | 0 | 0
PeakO | 0 | 0 | 0 | 0 | 0 | 0
ST | 0 | 0 | 0 | 0 | 0 | 0
STOG | 0 | 0 | 0 | 0 | 0 | 0
STWD | 0 | 0 | 0 | 0 | 0 | 0
WT | 0 | 0 | 0 | 0 | 0 | 0
IGCC | 0 | 0 | 0 | 0 | 0 | 0
DemandResponse | 0 | 0 | 0 | 0 | 0 | 0
IGCC-CCS | 0 | 0 | 0 | 0 | 0 | 0
WT_off | 0 | 0 | 0 | 0 | 0 | 0
PseudoUnit | 0 | 0 | 0 | 0 | 0 | 0
FixedInterchange | 0 | 0 | 0 | 0 | 0 | 0
SO2 Emissions (MMshortTons): NYISO_J-K
ReportingType | 2015 | 2020 | 2025 | 2030 | 2035 | 2040
BM | 0 | 0 | 0 | 0 | 0 | 0
CC | 0 | 0 | 0 | 0 | 0 | 0
CSP | 0 | 0 | 0 | 0 | 0 | 0
CT | 0 | 0 | 0 | 0 | 0 | 0
Coal | 0 | 0 | 0 | 0 | 0 | 0
Geo | 0 | 0 | 0 | 0 | 0 | 0
H | 0 | 0 | 0 | 0 | 0 | 0
LFG | 0 | 0 | 0 | 0 | 0 | 0
Nuc | 0 | 0 | 0 | 0 | 0 | 0
PS | 0 | 0 | 0 | 0 | 0 | 0
PV | 0 | 0 | 0 | 0 | 0 | 0
PeakG | 0 | 0 | 0 | 0 | 0 | 0
PeakO | 0 | 0 | 0 | 0 | 0 | 0
ST | 0 | 0 | 0 | 0 | 0 | 0
STOG | 0 | 0 | 0 | 0 | 0 | 0
STWD | 0 | 0 | 0 | 0 | 0 | 0
WT | 0 | 0 | 0 | 0 | 0 | 0
IGCC | 0 | 0 | 0 | 0 | 0 | 0
DemandResponse | 0 | 0 | 0 | 0 | 0 | 0
IGCC-CCS | 0 | 0 | 0 | 0 | 0 | 0
WT_off | 0 | 0 | 0 | 0 | 0 | 0
PseudoUnit | 0 | 0 | 0 | 0 | 0 | 0
FixedInterchange | 0 | 0 | 0 | 0 | 0 | 0
SO2 Emissions (MMshortTons): PJM_E
ReportingType | 2015 | 2020 | 2025 | 2030 | 2035 | 2040
BM | 0 | 0 | 0 | 0 | 0 | 0
CC | 0 | 0 | 0 | 0 | 0 | 0
CSP | 0 | 0 | 0 | 0 | 0 | 0
CT | 0 | 0 | 0 | 0 | 0 | 0
Coal | 0 | 0 | 0 | 0 | 0 | 0
Geo | 0 | 0 | 0 | 0 | 0 | 0
H | 0 | 0 | 0 | 0 | 0 | 0
LFG | 0 | 0 | 0 | 0 | 0 | 0
Nuc | 0 | 0 | 0 | 0 | 0 | 0
PS | 0 | 0 | 0 | 0 | 0 | 0
PV | 0 | 0 | 0 | 0 | 0 | 0
PeakG | 0 | 0 | 0 | 0 | 0 | 0
PeakO | 0 | 0 | 0 | 0 | 0 | 0
ST | 0 | 0 | 0 | 0 | 0 | 0
STOG | 0 | 0 | 0 | 0 | 0 | 0
STWD | 0 | 0 | 0 | 0 | 0 | 0
WT | 0 | 0 | 0 | 0 | 0 | 0
IGCC | 0 | 0 | 0 | 0 | 0 | 0
DemandResponse | 0 | 0 | 0 | 0 | 0 | 0
IGCC-CCS | 0 | 0 | 0 | 0 | 0 | 0
WT_off | 0 | 0 | 0 | 0 | 0 | 0
PseudoUnit | 0 | 0 | 0 | 0 | 0 | 0
FixedInterchange | 0 | 0 | 0 | 0 | 0 | 0
SO2 Emissions (MMshortTons): PJM_ROM
ReportingType | 2015 | 2020 | 2025 | 2030 | 2035 | 2040
BM | 0 | 0 | 0 | 0 | 0 | 0
CC | 0 | 0 | 0 | 0 | 0 | 0
CSP | 0 | 0 | 0 | 0 | 0 | 0
CT | 0 | 0 | 0 | 0 | 0 | 0
Coal | 0.14 | 0.05 | 0.06 | 0.06 | 0.06 | 0.06
Geo | 0 | 0 | 0 | 0 | 0 | 0
H | 0 | 0 | 0 | 0 | 0 | 0
LFG | 0 | 0 | 0 | 0 | 0 | 0
Nuc | 0 | 0 | 0 | 0 | 0 | 0
PS | 0 | 0 | 0 | 0 | 0 | 0
PV | 0 | 0 | 0 | 0 | 0 | 0
PeakG | 0 | 0 | 0 | 0 | 0 | 0
PeakO | 0 | 0 | 0 | 0 | 0 | 0
ST | 0 | 0 | 0 | 0 | 0 | 0
STOG | 0 | 0 | 0 | 0 | 0 | 0
STWD | 0 | 0 | 0 | 0 | 0 | 0
WT | 0 | 0 | 0 | 0 | 0 | 0
IGCC | 0 | 0 | 0 | 0 | 0 | 0
DemandResponse | 0 | 0 | 0 | 0 | 0 | 0
IGCC-CCS | 0 | 0 | 0 | 0 | 0 | 0
WT_off | 0 | 0 | 0 | 0 | 0 | 0
PseudoUnit | 0 | 0 | 0 | 0 | 0 | 0
FixedInterchange | 0 | 0 | 0 | 0 | 0 | 0
SO2 Emissions (MMshortTons): PJM_ROR
ReportingType | 2015 | 2020 | 2025 | 2030 | 2035 | 2040
BM | 0 | 0 | 0 | 0 | 0 | 0
CC | 0 | 0 | 0 | 0 | 0 | 0
CSP | 0 | 0 | 0 | 0 | 0 | 0
CT | 0 | 0 | 0 | 0 | 0 | 0
Coal | 1.3 | 0.35 | 0.39 | 0.39 | 0.4 | 0.39
Geo | 0 | 0 | 0 | 0 | 0 | 0
H | 0 | 0 | 0 | 0 | 0 | 0
LFG | 0 | 0 | 0 | 0 | 0 | 0
Nuc | 0 | 0 | 0 | 0 | 0 | 0
PS | 0 | 0 | 0 | 0 | 0 | 0
PV | 0 | 0 | 0 | 0 | 0 | 0
PeakG | 0 | 0 | 0 | 0 | 0 | 0
PeakO | 0 | 0 | 0 | 0 | 0 | 0
ST | 0 | 0 | 0 | 0 | 0 | 0
STOG | 0 | 0 | 0 | 0 | 0 | 0
STWD | 0 | 0 | 0 | 0 | 0 | 0
WT | 0 | 0 | 0 | 0 | 0 | 0
IGCC | 0 | 0 | 0 | 0 | 0 | 0
DemandResponse | 0 | 0 | 0 | 0 | 0 | 0
IGCC-CCS | 0 | 0 | 0 | 0 | 0 | 0
WT_off | 0 | 0 | 0 | 0 | 0 | 0
PseudoUnit | 0 | 0 | 0 | 0 | 0 | 0
FixedInterchange | 0 | 0 | 0 | 0 | 0 | 0
SO2 Emissions (MMshortTons): SOCO
ReportingType | 2015 | 2020 | 2025 | 2030 | 2035 | 2040
BM | 0 | 0 | 0 | 0 | 0 | 0
CC | 0 | 0 | 0 | 0 | 0 | 0
CSP | 0 | 0 | 0 | 0 | 0 | 0
CT | 0 | 0 | 0 | 0 | 0 | 0
Coal | 0.38 | 0.17 | 0.23 | 0.22 | 0.14 | 0.13
Geo | 0 | 0 | 0 | 0 | 0 | 0
H | 0 | 0 | 0 | 0 | 0 | 0
LFG | 0 | 0 | 0 | 0 | 0 | 0
Nuc | 0 | 0 | 0 | 0 | 0 | 0
PS | 0 | 0 | 0 | 0 | 0 | 0
PV | 0 | 0 | 0 | 0 | 0 | 0
PeakG | 0 | 0 | 0 | 0 | 0 | 0
PeakO | 0 | 0 | 0 | 0 | 0 | 0
ST | 0 | 0 | 0 | 0 | 0 | 0
STOG | 0 | 0 | 0 | 0 | 0 | 0
STWD | 0 | 0 | 0 | 0 | 0 | 0
WT | 0 | 0 | 0 | 0 | 0 | 0
IGCC | 0 | 0 | 0 | 0 | 0 | 0
DemandResponse | 0 | 0 | 0 | 0 | 0 | 0
IGCC-CCS | 0 | 0 | 0 | 0 | 0 | 0
WT_off | 0 | 0 | 0 | 0 | 0 | 0
PseudoUnit | 0 | 0 | 0 | 0 | 0 | 0
FixedInterchange | 0 | 0 | 0 | 0 | 0 | 0
SO2 Emissions (MMshortTons): SPP_N
ReportingType | 2015 | 2020 | 2025 | 2030 | 2035 | 2040
BM | 0 | 0 | 0 | 0 | 0 | 0
CC | 0 | 0 | 0 | 0 | 0 | 0
CSP | 0 | 0 | 0 | 0 | 0 | 0
CT | 0 | 0 | 0 | 0 | 0 | 0
Coal | 0.08 | 0.04 | 0.04 | 0.04 | 0.04 | 0.04
Geo | 0 | 0 | 0 | 0 | 0 | 0
H | 0 | 0 | 0 | 0 | 0 | 0
LFG | 0 | 0 | 0 | 0 | 0 | 0
Nuc | 0 | 0 | 0 | 0 | 0 | 0
PS | 0 | 0 | 0 | 0 | 0 | 0
PV | 0 | 0 | 0 | 0 | 0 | 0
PeakG | 0 | 0 | 0 | 0 | 0 | 0
PeakO | 0 | 0 | 0 | 0 | 0 | 0
ST | 0 | 0 | 0 | 0 | 0 | 0
STOG | 0 | 0 | 0 | 0 | 0 | 0
STWD | 0 | 0 | 0 | 0 | 0 | 0
WT | 0 | 0 | 0 | 0 | 0 | 0
IGCC | 0 | 0 | 0 | 0 | 0 | 0
DemandResponse | 0 | 0 | 0 | 0 | 0 | 0
IGCC-CCS | 0 | 0 | 0 | 0 | 0 | 0
WT_off | 0 | 0 | 0 | 0 | 0 | 0
PseudoUnit | 0 | 0 | 0 | 0 | 0 | 0
FixedInterchange | 0 | 0 | 0 | 0 | 0 | 0
SO2 Emissions (MMshortTons): SPP_S
ReportingType | 2015 | 2020 | 2025 | 2030 | 2035 | 2040
BM | 0 | 0 | 0 | 0 | 0 | 0
CC | 0 | 0 | 0 | 0 | 0 | 0
CSP | 0 | 0 | 0 | 0 | 0 | 0
CT | 0 | 0 | 0 | 0 | 0 | 0
Coal | 0.29 | 0.08 | 0.1 | 0.13 | 0.14 | 0.14
Geo | 0 | 0 | 0 | 0 | 0 | 0
H | 0 | 0 | 0 | 0 | 0 | 0
LFG | 0 | 0 | 0 | 0 | 0 | 0
Nuc | 0 | 0 | 0 | 0 | 0 | 0
PS | 0 | 0 | 0 | 0 | 0 | 0
PV | 0 | 0 | 0 | 0 | 0 | 0
PeakG | 0 | 0 | 0 | 0 | 0 | 0
PeakO | 0 | 0 | 0 | 0 | 0 | 0
ST | 0 | 0 | 0 | 0 | 0 | 0
STOG | 0 | 0 | 0 | 0 | 0 | 0
STWD | 0 | 0 | 0 | 0 | 0 | 0
WT | 0 | 0 | 0 | 0 | 0 | 0
IGCC | 0 | 0 | 0 | 0 | 0 | 0
DemandResponse | 0 | 0 | 0 | 0 | 0 | 0
IGCC-CCS | 0 | 0 | 0 | 0 | 0 | 0
WT_off | 0 | 0 | 0 | 0 | 0 | 0
PseudoUnit | 0 | 0 | 0 | 0 | 0 | 0
FixedInterchange | 0 | 0 | 0 | 0 | 0 | 0
SO2 Emissions (MMshortTons): TVA
ReportingType | 2015 | 2020 | 2025 | 2030 | 2035 | 2040
BM | 0 | 0 | 0 | 0 | 0 | 0
CC | 0 | 0 | 0 | 0 | 0 | 0
CSP | 0 | 0 | 0 | 0 | 0 | 0
CT | 0 | 0 | 0 | 0 | 0 | 0
Coal | 0.23 | 0.16 | 0.3 | 0.31 | 0.31 | 0.34
Geo | 0 | 0 | 0 | 0 | 0 | 0
H | 0 | 0 | 0 | 0 | 0 | 0
LFG | 0 | 0 | 0 | 0 | 0 | 0
Nuc | 0 | 0 | 0 | 0 | 0 | 0
PS | 0 | 0 | 0 | 0 | 0 | 0
PV | 0 | 0 | 0 | 0 | 0 | 0
PeakG | 0 | 0 | 0 | 0 | 0 | 0
PeakO | 0 | 0 | 0 | 0 | 0 | 0
ST | 0 | 0 | 0 | 0 | 0 | 0
STOG | 0 | 0 | 0 | 0 | 0 | 0
STWD | 0 | 0 | 0 | 0 | 0 | 0
WT | 0 | 0 | 0 | 0 | 0 | 0
IGCC | 0 | 0 | 0 | 0 | 0 | 0
DemandResponse | 0 | 0 | 0 | 0 | 0 | 0
IGCC-CCS | 0 | 0 | 0 | 0 | 0 | 0
WT_off | 0 | 0 | 0 | 0 | 0 | 0
PseudoUnit | 0 | 0 | 0 | 0 | 0 | 0
FixedInterchange | 0 | 0 | 0 | 0 | 0 | 0
SO2 Emissions (MMshortTons): TVA_Transmission
ReportingType | 2015 | 2020 | 2025 | 2030 | 2035 | 2040
BM | 0 | 0 | 0 | 0 | 0 | 0
CC | 0 | 0 | 0 | 0 | 0 | 0
CSP | 0 | 0 | 0 | 0 | 0 | 0
CT | 0 | 0 | 0 | 0 | 0 | 0
Coal | 0 | 0 | 0 | 0 | 0 | 0
Geo | 0 | 0 | 0 | 0 | 0 | 0
H | 0 | 0 | 0 | 0 | 0 | 0
LFG | 0 | 0 | 0 | 0 | 0 | 0
Nuc | 0 | 0 | 0 | 0 | 0 | 0
PS | 0 | 0 | 0 | 0 | 0 | 0
PV | 0 | 0 | 0 | 0 | 0 | 0
PeakG | 0 | 0 | 0 | 0 | 0 | 0
PeakO | 0 | 0 | 0 | 0 | 0 | 0
ST | 0 | 0 | 0 | 0 | 0 | 0
STOG | 0 | 0 | 0 | 0 | 0 | 0
STWD | 0 | 0 | 0 | 0 | 0 | 0
WT | 0 | 0 | 0 | 0 | 0 | 0
IGCC | 0 | 0 | 0 | 0 | 0 | 0
DemandResponse | 0 | 0 | 0 | 0 | 0 | 0
IGCC-CCS | 0 | 0 | 0 | 0 | 0 | 0
WT_off | 0 | 0 | 0 | 0 | 0 | 0
PseudoUnit | 0 | 0 | 0 | 0 | 0 | 0
FixedInterchange | 0 | 0 | 0 | 0 | 0 | 0
SO2 Emissions (MMshortTons): VACAR
ReportingType | 2015 | 2020 | 2025 | 2030 | 2035 | 2040
BM | 0 | 0 | 0 | 0 | 0 | 0
CC | 0 | 0 | 0 | 0 | 0 | 0
CSP | 0 | 0 | 0 | 0 | 0 | 0
CT | 0 | 0 | 0 | 0 | 0 | 0
Coal | 0.15 | 0.04 | 0.06 | 0.07 | 0.08 | 0.08
Geo | 0 | 0 | 0 | 0 | 0 | 0
H | 0 | 0 | 0 | 0 | 0 | 0
LFG | 0 | 0 | 0 | 0 | 0 | 0
Nuc | 0 | 0 | 0 | 0 | 0 | 0
PS | 0 | 0 | 0 | 0 | 0 | 0
PV | 0 | 0 | 0 | 0 | 0 | 0
PeakG | 0 | 0 | 0 | 0 | 0 | 0
PeakO | 0 | 0 | 0 | 0 | 0 | 0
ST | 0 | 0 | 0 | 0 | 0 | 0
STOG | 0 | 0 | 0 | 0 | 0 | 0
STWD | 0 | 0 | 0 | 0 | 0 | 0
WT | 0 | 0 | 0 | 0 | 0 | 0
IGCC | 0 | 0 | 0 | 0 | 0 | 0
DemandResponse | 0 | 0 | 0 | 0 | 0 | 0
IGCC-CCS | 0 | 0 | 0 | 0 | 0 | 0
WT_off | 0 | 0 | 0 | 0 | 0 | 0
PseudoUnit | 0 | 0 | 0 | 0 | 0 | 0
FixedInterchange | 0 | 0 | 0 | 0 | 0 | 0
SO2 Emissions (MMshortTons): IESO
ReportingType | 2015 | 2020 | 2025 | 2030 | 2035 | 2040
BM | 0 | 0 | 0 | 0 | 0 | 0
CC | 0 | 0 | 0 | 0 | 0 | 0
CSP | 0 | 0 | 0 | 0 | 0 | 0
CT | 0 | 0 | 0 | 0 | 0 | 0
Coal | 0 | 0 | 0 | 0 | 0 | 0
Geo | 0 | 0 | 0 | 0 | 0 | 0
H | 0 | 0 | 0 | 0 | 0 | 0
LFG | 0 | 0 | 0 | 0 | 0 | 0
Nuc | 0 | 0 | 0 | 0 | 0 | 0
PS | 0 | 0 | 0 | 0 | 0 | 0
PV | 0 | 0 | 0 | 0 | 0 | 0
PeakG | 0 | 0 | 0 | 0 | 0 | 0
PeakO | 0 | 0 | 0 | 0 | 0 | 0
ST | 0 | 0 | 0 | 0 | 0 | 0
STOG | 0 | 0 | 0 | 0 | 0 | 0
STWD | 0 | 0 | 0 | 0 | 0 | 0
WT | 0 | 0 | 0 | 0 | 0 | 0
IGCC | 0 | 0 | 0 | 0 | 0 | 0
DemandResponse | 0 | 0 | 0 | 0 | 0 | 0
IGCC-CCS | 0 | 0 | 0 | 0 | 0 | 0
WT_off | 0 | 0 | 0 | 0 | 0 | 0
PseudoUnit | 0 | 0 | 0 | 0 | 0 | 0
FixedInterchange | 0 | 0 | 0 | 0 | 0 | 0
SO2 Emissions (MMshortTons): MAPP_CA
ReportingType | 2015 | 2020 | 2025 | 2030 | 2035 | 2040
BM | 0 | 0 | 0 | 0 | 0 | 0
CC | 0 | 0 | 0 | 0 | 0 | 0
CSP | 0 | 0 | 0 | 0 | 0 | 0
CT | 0 | 0 | 0 | 0 | 0 | 0
Coal | 0 | 0.01 | 0.01 | 0.06 | 0.1 | 0.16
Geo | 0 | 0 | 0 | 0 | 0 | 0
H | 0 | 0 | 0 | 0 | 0 | 0
LFG | 0 | 0 | 0 | 0 | 0 | 0
Nuc | 0 | 0 | 0 | 0 | 0 | 0
PS | 0 | 0 | 0 | 0 | 0 | 0
PV | 0 | 0 | 0 | 0 | 0 | 0
PeakG | 0 | 0 | 0 | 0 | 0 | 0
PeakO | 0 | 0 | 0 | 0 | 0 | 0
ST | 0 | 0 | 0 | 0 | 0 | 0
STOG | 0 | 0 | 0 | 0 | 0 | 0
STWD | 0 | 0 | 0 | 0 | 0 | 0
WT | 0 | 0 | 0 | 0 | 0 | 0
IGCC | 0 | 0 | 0 | 0 | 0 | 0
DemandResponse | 0 | 0 | 0 | 0 | 0 | 0
IGCC-CCS | 0 | 0 | 0 | 0 | 0 | 0
WT_off | 0 | 0 | 0 | 0 | 0 | 0
PseudoUnit | 0 | 0 | 0 | 0 | 0 | 0
FixedInterchange | 0 | 0 | 0 | 0 | 0 | 0
SO2 Emissions (MMshortTons): AZ_NM_SNV_Coal
ReportingType | 2015 | 2020 | 2025 | 2030 | 2035 | 2040
BM | 0 | 0 | 0 | 0 | 0 | 0
CC | 0 | 0 | 0 | 0 | 0 | 0
CSP | 0 | 0 | 0 | 0 | 0 | 0
CT | 0 | 0 | 0 | 0 | 0 | 0
Coal | 0.03 | 0.02 | 0.02 | 0.02 | 0.02 | 0.01
Geo | 0 | 0 | 0 | 0 | 0 | 0
H | 0 | 0 | 0 | 0 | 0 | 0
LFG | 0 | 0 | 0 | 0 | 0 | 0
Nuc | 0 | 0 | 0 | 0 | 0 | 0
PS | 0 | 0 | 0 | 0 | 0 | 0
PV | 0 | 0 | 0 | 0 | 0 | 0
PeakG | 0 | 0 | 0 | 0 | 0 | 0
PeakO | 0 | 0 | 0 | 0 | 0 | 0
ST | 0 | 0 | 0 | 0 | 0 | 0
STOG | 0 | 0 | 0 | 0 | 0 | 0
STWD | 0 | 0 | 0 | 0 | 0 | 0
WT | 0 | 0 | 0 | 0 | 0 | 0
IGCC | 0 | 0 | 0 | 0 | 0 | 0
DemandResponse | 0 | 0 | 0 | 0 | 0 | 0
IGCC-CCS | 0 | 0 | 0 | 0 | 0 | 0
WT_off | 0 | 0 | 0 | 0 | 0 | 0
PseudoUnit | 0 | 0 | 0 | 0 | 0 | 0
FixedInterchange | 0 | 0 | 0 | 0 | 0 | 0
SO2 Emissions (MMshortTons): AZ_NM_SNV_Gas
ReportingType | 2015 | 2020 | 2025 | 2030 | 2035 | 2040
BM | 0 | 0 | 0 | 0 | 0 | 0
CC | 0 | 0 | 0 | 0 | 0 | 0
CSP | 0 | 0 | 0 | 0 | 0 | 0
CT | 0 | 0 | 0 | 0 | 0 | 0
Coal | 0 | 0 | 0 | 0 | 0 | 0
Geo | 0 | 0 | 0 | 0 | 0 | 0
H | 0 | 0 | 0 | 0 | 0 | 0
LFG | 0 | 0 | 0 | 0 | 0 | 0
Nuc | 0 | 0 | 0 | 0 | 0 | 0
PS | 0 | 0 | 0 | 0 | 0 | 0
PV | 0 | 0 | 0 | 0 | 0 | 0
PeakG | 0 | 0 | 0 | 0 | 0 | 0
PeakO | 0 | 0 | 0 | 0 | 0 | 0
ST | 0 | 0 | 0 | 0 | 0 | 0
STOG | 0 | 0 | 0 | 0 | 0 | 0
STWD | 0 | 0 | 0 | 0 | 0 | 0
WT | 0 | 0 | 0 | 0 | 0 | 0
IGCC | 0 | 0 | 0 | 0 | 0 | 0
DemandResponse | 0 | 0 | 0 | 0 | 0 | 0
IGCC-CCS | 0 | 0 | 0 | 0 | 0 | 0
WT_off | 0 | 0 | 0 | 0 | 0 | 0
PseudoUnit | 0 | 0 | 0 | 0 | 0 | 0
FixedInterchange | 0 | 0 | 0 | 0 | 0 | 0
SO2 Emissions (MMshortTons): AZ_NM_SNV_NucRenew
ReportingType | 2015 | 2020 | 2025 | 2030 | 2035 | 2040
BM | 0 | 0 | 0 | 0 | 0 | 0
CC | 0 | 0 | 0 | 0 | 0 | 0
CSP | 0 | 0 | 0 | 0 | 0 | 0
CT | 0 | 0 | 0 | 0 | 0 | 0
Coal | 0 | 0 | 0 | 0 | 0 | 0
Geo | 0 | 0 | 0 | 0 | 0 | 0
H | 0 | 0 | 0 | 0 | 0 | 0
LFG | 0 | 0 | 0 | 0 | 0 | 0
Nuc | 0 | 0 | 0 | 0 | 0 | 0
PS | 0 | 0 | 0 | 0 | 0 | 0
PV | 0 | 0 | 0 | 0 | 0 | 0
PeakG | 0 | 0 | 0 | 0 | 0 | 0
PeakO | 0 | 0 | 0 | 0 | 0 | 0
ST | 0 | 0 | 0 | 0 | 0 | 0
STOG | 0 | 0 | 0 | 0 | 0 | 0
STWD | 0 | 0 | 0 | 0 | 0 | 0
WT | 0 | 0 | 0 | 0 | 0 | 0
IGCC | 0 | 0 | 0 | 0 | 0 | 0
DemandResponse | 0 | 0 | 0 | 0 | 0 | 0
IGCC-CCS | 0 | 0 | 0 | 0 | 0 | 0
WT_off | 0 | 0 | 0 | 0 | 0 | 0
PseudoUnit | 0 | 0 | 0 | 0 | 0 | 0
FixedInterchange | 0 | 0 | 0 | 0 | 0 | 0
SO2 Emissions (MMshortTons): ERCOT
ReportingType | 2015 | 2020 | 2025 | 2030 | 2035 | 2040
BM | 0 | 0 | 0 | 0 | 0 | 0
CC | 0 | 0 | 0 | 0 | 0 | 0
CSP | 0 | 0 | 0 | 0 | 0 | 0
CT | 0 | 0 | 0 | 0 | 0 | 0
Coal | 0.2 | 0.07 | 0.08 | 0.08 | 0.09 | 0.09
Geo | 0 | 0 | 0 | 0 | 0 | 0
H | 0 | 0 | 0 | 0 | 0 | 0
LFG | 0 | 0 | 0 | 0 | 0 | 0
Nuc | 0 | 0 | 0 | 0 | 0 | 0
PS | 0 | 0 | 0 | 0 | 0 | 0
PV | 0 | 0 | 0 | 0 | 0 | 0
PeakG | 0 | 0 | 0 | 0 | 0 | 0
PeakO | 0 | 0 | 0 | 0 | 0 | 0
ST | 0 | 0 | 0 | 0 | 0 | 0
STOG | 0 | 0 | 0 | 0 | 0 | 0
STWD | 0 | 0 | 0 | 0 | 0 | 0
WT | 0 | 0 | 0 | 0 | 0 | 0
IGCC | 0 | 0 | 0 | 0 | 0 | 0
DemandResponse | 0 | 0 | 0 | 0 | 0 | 0
IGCC-CCS | 0 | 0 | 0 | 0 | 0 | 0
WT_off | 0 | 0 | 0 | 0 | 0 | 0
PseudoUnit | 0 | 0 | 0 | 0 | 0 | 0
FixedInterchange | 0 | 0 | 0 | 0 | 0 | 0
SO2 Emissions (MMshortTons): NP15
ReportingType | 2015 | 2020 | 2025 | 2030 | 2035 | 2040
BM | 0 | 0 | 0 | 0 | 0 | 0
CC | 0 | 0 | 0 | 0 | 0 | 0
CSP | 0 | 0 | 0 | 0 | 0 | 0
CT | 0 | 0 | 0 | 0 | 0 | 0
Coal | 0 | 0 | 0 | 0 | 0 | 0
Geo | 0 | 0 | 0 | 0 | 0 | 0
H | 0 | 0 | 0 | 0 | 0 | 0
LFG | 0 | 0 | 0 | 0 | 0 | 0
Nuc | 0 | 0 | 0 | 0 | 0 | 0
PS | 0 | 0 | 0 | 0 | 0 | 0
PV | 0 | 0 | 0 | 0 | 0 | 0
PeakG | 0 | 0 | 0 | 0 | 0 | 0
PeakO | 0 | 0 | 0 | 0 | 0 | 0
ST | 0 | 0 | 0 | 0 | 0 | 0
STOG | 0 | 0 | 0 | 0 | 0 | 0
STWD | 0 | 0 | 0 | 0 | 0 | 0
WT | 0 | 0 | 0 | 0 | 0 | 0
IGCC | 0 | 0 | 0 | 0 | 0 | 0
DemandResponse | 0 | 0 | 0 | 0 | 0 | 0
IGCC-CCS | 0 | 0 | 0 | 0 | 0 | 0
WT_off | 0 | 0 | 0 | 0 | 0 | 0
PseudoUnit | 0 | 0 | 0 | 0 | 0 | 0
FixedInterchange | 0 | 0 | 0 | 0 | 0 | 0
SO2 Emissions (MMshortTons): NWPP_Coal
ReportingType | 2015 | 2020 | 2025 | 2030 | 2035 | 2040
BM | 0 | 0 | 0 | 0 | 0 | 0
CC | 0 | 0 | 0 | 0 | 0 | 0
CSP | 0 | 0 | 0 | 0 | 0 | 0
CT | 0 | 0 | 0 | 0 | 0 | 0
Coal | 0.09 | 0.05 | 0.05 | 0.05 | 0.05 | 0.05
Geo | 0 | 0 | 0 | 0 | 0 | 0
H | 0 | 0 | 0 | 0 | 0 | 0
LFG | 0 | 0 | 0 | 0 | 0 | 0
Nuc | 0 | 0 | 0 | 0 | 0 | 0
PS | 0 | 0 | 0 | 0 | 0 | 0
PV | 0 | 0 | 0 | 0 | 0 | 0
PeakG | 0 | 0 | 0 | 0 | 0 | 0
PeakO | 0 | 0 | 0 | 0 | 0 | 0
ST | 0 | 0 | 0 | 0 | 0 | 0
STOG | 0 | 0 | 0 | 0 | 0 | 0
STWD | 0 | 0 | 0 | 0 | 0 | 0
WT | 0 | 0 | 0 | 0 | 0 | 0
IGCC | 0 | 0 | 0 | 0 | 0 | 0
DemandResponse | 0 | 0 | 0 | 0 | 0 | 0
IGCC-CCS | 0 | 0 | 0 | 0 | 0 | 0
WT_off | 0 | 0 | 0 | 0 | 0 | 0
PseudoUnit | 0 | 0 | 0 | 0 | 0 | 0
FixedInterchange | 0 | 0 | 0 | 0 | 0 | 0
SO2 Emissions (MMshortTons): NWPP_Gas
ReportingType | 2015 | 2020 | 2025 | 2030 | 2035 | 2040
BM | 0 | 0 | 0 | 0 | 0 | 0
CC | 0 | 0 | 0 | 0 | 0 | 0
CSP | 0 | 0 | 0 | 0 | 0 | 0
CT | 0 | 0 | 0 | 0 | 0 | 0
Coal | 0 | 0 | 0 | 0 | 0 | 0
Geo | 0 | 0 | 0 | 0 | 0 | 0
H | 0 | 0 | 0 | 0 | 0 | 0
LFG | 0 | 0 | 0 | 0 | 0 | 0
Nuc | 0 | 0 | 0 | 0 | 0 | 0
PS | 0 | 0 | 0 | 0 | 0 | 0
PV | 0 | 0 | 0 | 0 | 0 | 0
PeakG | 0 | 0 | 0 | 0 | 0 | 0
PeakO | 0 | 0 | 0 | 0 | 0 | 0
ST | 0 | 0 | 0 | 0 | 0 | 0
STOG | 0 | 0 | 0 | 0 | 0 | 0
STWD | 0 | 0 | 0 | 0 | 0 | 0
WT | 0 | 0 | 0 | 0 | 0 | 0
IGCC | 0 | 0 | 0 | 0 | 0 | 0
DemandResponse | 0 | 0 | 0 | 0 | 0 | 0
IGCC-CCS | 0 | 0 | 0 | 0 | 0 | 0
WT_off | 0 | 0 | 0 | 0 | 0 | 0
PseudoUnit | 0 | 0 | 0 | 0 | 0 | 0
FixedInterchange | 0 | 0 | 0 | 0 | 0 | 0
SO2 Emissions (MMshortTons): NWPP_NucRenew
ReportingType | 2015 | 2020 | 2025 | 2030 | 2035 | 2040
BM | 0 | 0 | 0 | 0 | 0 | 0
CC | 0 | 0 | 0 | 0 | 0 | 0
CSP | 0 | 0 | 0 | 0 | 0 | 0
CT | 0 | 0 | 0 | 0 | 0 | 0
Coal | 0 | 0 | 0 | 0 | 0 | 0
Geo | 0 | 0 | 0 | 0 | 0 | 0
H | 0 | 0 | 0 | 0 | 0 | 0
LFG | 0 | 0 | 0 | 0 | 0 | 0
Nuc | 0 | 0 | 0 | 0 | 0 | 0
PS | 0 | 0 | 0 | 0 | 0 | 0
PV | 0 | 0 | 0 | 0 | 0 | 0
PeakG | 0 | 0 | 0 | 0 | 0 | 0
PeakO | 0 | 0 | 0 | 0 | 0 | 0
ST | 0 | 0 | 0 | 0 | 0 | 0
STOG | 0 | 0 | 0 | 0 | 0 | 0
STWD | 0 | 0 | 0 | 0 | 0 | 0
WT | 0 | 0 | 0 | 0 | 0 | 0
IGCC | 0 | 0 | 0 | 0 | 0 | 0
DemandResponse | 0 | 0 | 0 | 0 | 0 | 0
IGCC-CCS | 0 | 0 | 0 | 0 | 0 | 0
WT_off | 0 | 0 | 0 | 0 | 0 | 0
PseudoUnit | 0 | 0 | 0 | 0 | 0 | 0
FixedInterchange | 0 | 0 | 0 | 0 | 0 | 0
SO2 Emissions (MMshortTons): RMPA
ReportingType | 2015 | 2020 | 2025 | 2030 | 2035 | 2040
BM | 0 | 0 | 0 | 0 | 0 | 0
CC | 0 | 0 | 0 | 0 | 0 | 0
CSP | 0 | 0 | 0 | 0 | 0 | 0
CT | 0 | 0 | 0 | 0 | 0 | 0
Coal | 0.06 | 0.03 | 0.02 | 0.02 | 0.02 | 0.02
Geo | 0 | 0 | 0 | 0 | 0 | 0
H | 0 | 0 | 0 | 0 | 0 | 0
LFG | 0 | 0 | 0 | 0 | 0 | 0
Nuc | 0 | 0 | 0 | 0 | 0 | 0
PS | 0 | 0 | 0 | 0 | 0 | 0
PV | 0 | 0 | 0 | 0 | 0 | 0
PeakG | 0 | 0 | 0 | 0 | 0 | 0
PeakO | 0 | 0 | 0 | 0 | 0 | 0
ST | 0 | 0 | 0 | 0 | 0 | 0
STOG | 0 | 0 | 0 | 0 | 0 | 0
STWD | 0 | 0 | 0 | 0 | 0 | 0
WT | 0 | 0 | 0 | 0 | 0 | 0
IGCC | 0 | 0 | 0 | 0 | 0 | 0
DemandResponse | 0 | 0 | 0 | 0 | 0 | 0
IGCC-CCS | 0 | 0 | 0 | 0 | 0 | 0
WT_off | 0 | 0 | 0 | 0 | 0 | 0
PseudoUnit | 0 | 0 | 0 | 0 | 0 | 0
FixedInterchange | 0 | 0 | 0 | 0 | 0 | 0
SO2 Emissions (MMshortTons): SP15
ReportingType | 2015 | 2020 | 2025 | 2030 | 2035 | 2040
BM | 0 | 0 | 0 | 0 | 0 | 0
CC | 0 | 0 | 0 | 0 | 0 | 0
CSP | 0 | 0 | 0 | 0 | 0 | 0
CT | 0 | 0 | 0 | 0 | 0 | 0
Coal | 0 | 0 | 0 | 0 | 0 | 0
Geo | 0 | 0 | 0 | 0 | 0 | 0
H | 0 | 0 | 0 | 0 | 0 | 0
LFG | 0 | 0 | 0 | 0 | 0 | 0
Nuc | 0 | 0 | 0 | 0 | 0 | 0
PS | 0 | 0 | 0 | 0 | 0 | 0
PV | 0 | 0 | 0 | 0 | 0 | 0
PeakG | 0 | 0 | 0 | 0 | 0 | 0
PeakO | 0 | 0 | 0 | 0 | 0 | 0
ST | 0 | 0 | 0 | 0 | 0 | 0
STOG | 0 | 0 | 0 | 0 | 0 | 0
STWD | 0 | 0 | 0 | 0 | 0 | 0
WT | 0 | 0 | 0 | 0 | 0 | 0
IGCC | 0 | 0 | 0 | 0 | 0 | 0
DemandResponse | 0 | 0 | 0 | 0 | 0 | 0
IGCC-CCS | 0 | 0 | 0 | 0 | 0 | 0
WT_off | 0 | 0 | 0 | 0 | 0 | 0
PseudoUnit | 0 | 0 | 0 | 0 | 0 | 0
FixedInterchange | 0 | 0 | 0 | 0 | 0 | 0
SO2 Emissions (MMshortTons): ALB
ReportingType | 2015 | 2020 | 2025 | 2030 | 2035 | 2040
BM | 0 | 0 | 0 | 0 | 0 | 0
CC | 0 | 0 | 0 | 0 | 0 | 0
CSP | 0 | 0 | 0 | 0 | 0 | 0
CT | 0 | 0 | 0 | 0 | 0 | 0
Coal | 0.16 | 0.14 | 0.14 | 0.14 | 0.14 | 0.14
Geo | 0 | 0 | 0 | 0 | 0 | 0
H | 0 | 0 | 0 | 0 | 0 | 0
LFG | 0 | 0 | 0 | 0 | 0 | 0
Nuc | 0 | 0 | 0 | 0 | 0 | 0
PS | 0 | 0 | 0 | 0 | 0 | 0
PV | 0 | 0 | 0 | 0 | 0 | 0
PeakG | 0 | 0 | 0 | 0 | 0 | 0
PeakO | 0 | 0 | 0 | 0 | 0 | 0
ST | 0 | 0 | 0 | 0 | 0 | 0
STOG | 0 | 0 | 0 | 0 | 0 | 0
STWD | 0 | 0 | 0 | 0 | 0 | 0
WT | 0 | 0 | 0 | 0 | 0 | 0
IGCC | 0 | 0 | 0 | 0 | 0 | 0
DemandResponse | 0 | 0 | 0 | 0 | 0 | 0
IGCC-CCS | 0 | 0 | 0 | 0 | 0 | 0
WT_off | 0 | 0 | 0 | 0 | 0 | 0
PseudoUnit | 0 | 0 | 0 | 0 | 0 | 0
FixedInterchange | 0 | 0 | 0 | 0 | 0 | 0
SO2 Emissions (MMshortTons): BC
ReportingType | 2015 | 2020 | 2025 | 2030 | 2035 | 2040
BM | 0 | 0 | 0 | 0 | 0 | 0
CC | 0 | 0 | 0 | 0 | 0 | 0
CSP | 0 | 0 | 0 | 0 | 0 | 0
CT | 0 | 0 | 0 | 0 | 0 | 0
Coal | 0 | 0 | 0 | 0 | 0 | 0
Geo | 0 | 0 | 0 | 0 | 0 | 0
H | 0 | 0 | 0 | 0 | 0 | 0
LFG | 0 | 0 | 0 | 0 | 0 | 0
Nuc | 0 | 0 | 0 | 0 | 0 | 0
PS | 0 | 0 | 0 | 0 | 0 | 0
PV | 0 | 0 | 0 | 0 | 0 | 0
PeakG | 0 | 0 | 0 | 0 | 0 | 0
PeakO | 0 | 0 | 0 | 0 | 0 | 0
ST | 0 | 0 | 0 | 0 | 0 | 0
STOG | 0 | 0 | 0 | 0 | 0 | 0
STWD | 0 | 0 | 0 | 0 | 0 | 0
WT | 0 | 0 | 0 | 0 | 0 | 0
IGCC | 0 | 0 | 0 | 0 | 0 | 0
DemandResponse | 0 | 0 | 0 | 0 | 0 | 0
IGCC-CCS | 0 | 0 | 0 | 0 | 0 | 0
WT_off | 0 | 0 | 0 | 0 | 0 | 0
PseudoUnit | 0 | 0 | 0 | 0 | 0 | 0
FixedInterchange | 0 | 0 | 0 | 0 | 0 | 0
SO2 Emissions (MMshortTons): HQ_IESO
ReportingType | 2015 | 2020 | 2025 | 2030 | 2035 | 2040
BM | 0 | 0 | 0 | 0 | 0 | 0
CC | 0 | 0 | 0 | 0 | 0 | 0
CSP | 0 | 0 | 0 | 0 | 0 | 0
CT | 0 | 0 | 0 | 0 | 0 | 0
Coal | 0 | 0 | 0 | 0 | 0 | 0
Geo | 0 | 0 | 0 | 0 | 0 | 0
H | 0 | 0 | 0 | 0 | 0 | 0
LFG | 0 | 0 | 0 | 0 | 0 | 0
Nuc | 0 | 0 | 0 | 0 | 0 | 0
PS | 0 | 0 | 0 | 0 | 0 | 0
PV | 0 | 0 | 0 | 0 | 0 | 0
PeakG | 0 | 0 | 0 | 0 | 0 | 0
PeakO | 0 | 0 | 0 | 0 | 0 | 0
ST | 0 | 0 | 0 | 0 | 0 | 0
STOG | 0 | 0 | 0 | 0 | 0 | 0
STWD | 0 | 0 | 0 | 0 | 0 | 0
WT | 0 | 0 | 0 | 0 | 0 | 0
IGCC | 0 | 0 | 0 | 0 | 0 | 0
DemandResponse | 0 | 0 | 0 | 0 | 0 | 0
IGCC-CCS | 0 | 0 | 0 | 0 | 0 | 0
WT_off | 0 | 0 | 0 | 0 | 0 | 0
PseudoUnit | 0 | 0 | 0 | 0 | 0 | 0
FixedInterchange | 0 | 0 | 0 | 0 | 0 | 0
SO2 Emissions (MMshortTons): HQ_NEISO
ReportingType | 2015 | 2020 | 2025 | 2030 | 2035 | 2040
BM | 0 | 0 | 0 | 0 | 0 | 0
CC | 0 | 0 | 0 | 0 | 0 | 0
CSP | 0 | 0 | 0 | 0 | 0 | 0
CT | 0 | 0 | 0 | 0 | 0 | 0
Coal | 0 | 0 | 0 | 0 | 0 | 0
Geo | 0 | 0 | 0 | 0 | 0 | 0
H | 0 | 0 | 0 | 0 | 0 | 0
LFG | 0 | 0 | 0 | 0 | 0 | 0
Nuc | 0 | 0 | 0 | 0 | 0 | 0
PS | 0 | 0 | 0 | 0 | 0 | 0
PV | 0 | 0 | 0 | 0 | 0 | 0
PeakG | 0 | 0 | 0 | 0 | 0 | 0
PeakO | 0 | 0 | 0 | 0 | 0 | 0
ST | 0 | 0 | 0 | 0 | 0 | 0
STOG | 0 | 0 | 0 | 0 | 0 | 0
STWD | 0 | 0 | 0 | 0 | 0 | 0
WT | 0 | 0 | 0 | 0 | 0 | 0
IGCC | 0 | 0 | 0 | 0 | 0 | 0
DemandResponse | 0 | 0 | 0 | 0 | 0 | 0
IGCC-CCS | 0 | 0 | 0 | 0 | 0 | 0
WT_off | 0 | 0 | 0 | 0 | 0 | 0
PseudoUnit | 0 | 0 | 0 | 0 | 0 | 0
FixedInterchange | 0 | 0 | 0 | 0 | 0 | 0
SO2 Emissions (MMshortTons): HQ_NY
ReportingType | 2015 | 2020 | 2025 | 2030 | 2035 | 2040
BM | 0 | 0 | 0 | 0 | 0 | 0
CC | 0 | 0 | 0 | 0 | 0 | 0
CSP | 0 | 0 | 0 | 0 | 0 | 0
CT | 0 | 0 | 0 | 0 | 0 | 0
Coal | 0 | 0 | 0 | 0 | 0 | 0
Geo | 0 | 0 | 0 | 0 | 0 | 0
H | 0 | 0 | 0 | 0 | 0 | 0
LFG | 0 | 0 | 0 | 0 | 0 | 0
Nuc | 0 | 0 | 0 | 0 | 0 | 0
PS | 0 | 0 | 0 | 0 | 0 | 0
PV | 0 | 0 | 0 | 0 | 0 | 0
PeakG | 0 | 0 | 0 | 0 | 0 | 0
PeakO | 0 | 0 | 0 | 0 | 0 | 0
ST | 0 | 0 | 0 | 0 | 0 | 0
STOG | 0 | 0 | 0 | 0 | 0 | 0
STWD | 0 | 0 | 0 | 0 | 0 | 0
WT | 0 | 0 | 0 | 0 | 0 | 0
IGCC | 0 | 0 | 0 | 0 | 0 | 0
DemandResponse | 0 | 0 | 0 | 0 | 0 | 0
IGCC-CCS | 0 | 0 | 0 | 0 | 0 | 0
WT_off | 0 | 0 | 0 | 0 | 0 | 0
PseudoUnit | 0 | 0 | 0 | 0 | 0 | 0
FixedInterchange | 0 | 0 | 0 | 0 | 0 | 0
SO2 Emissions (MMshortTons): MARITIMES
ReportingType | 2015 | 2020 | 2025 | 2030 | 2035 | 2040
BM | 0 | 0 | 0 | 0 | 0 | 0
CC | 0 | 0 | 0 | 0 | 0 | 0
CSP | 0 | 0 | 0 | 0 | 0 | 0
CT | 0 | 0 | 0 | 0 | 0 | 0
Coal | 0 | 0 | 0 | 0 | 0 | 0
Geo | 0 | 0 | 0 | 0 | 0 | 0
H | 0 | 0 | 0 | 0 | 0 | 0
LFG | 0 | 0 | 0 | 0 | 0 | 0
Nuc | 0 | 0 | 0 | 0 | 0 | 0
PS | 0 | 0 | 0 | 0 | 0 | 0
PV | 0 | 0 | 0 | 0 | 0 | 0
PeakG | 0 | 0 | 0 | 0 | 0 | 0
PeakO | 0 | 0 | 0 | 0 | 0 | 0
ST | 0 | 0 | 0 | 0 | 0 | 0
STOG | 0 | 0 | 0 | 0 | 0 | 0
STWD | 0 | 0 | 0 | 0 | 0 | 0
WT | 0 | 0 | 0 | 0 | 0 | 0
IGCC | 0 | 0 | 0 | 0 | 0 | 0
DemandResponse | 0 | 0 | 0 | 0 | 0 | 0
IGCC-CCS | 0 | 0 | 0 | 0 | 0 | 0
WT_off | 0 | 0 | 0 | 0 | 0 | 0
PseudoUnit | 0 | 0 | 0 | 0 | 0 | 0
FixedInterchange | 0 | 0 | 0 | 0 | 0 | 0
SO2 Emissions (MMshortTons): All
ReportingType | 2015 | 2020 | 2025 | 2030 | 2035 | 2040
BM | 0 | 0 | 0 | 0 | 0 | 0
CC | 0 | 0 | 0 | 0 | 0 | 0
CSP | 0 | 0 | 0 | 0 | 0 | 0
CT | 0 | 0 | 0 | 0 | 0 | 0
Coal | 5.13 | 1.8 | 2.25 | 2.41 | 2.5 | 2.62
Geo | 0 | 0 | 0 | 0 | 0 | 0
H | 0 | 0 | 0 | 0 | 0 | 0
LFG | 0 | 0 | 0 | 0 | 0 | 0
Nuc | 0 | 0 | 0 | 0 | 0 | 0
PS | 0 | 0 | 0 | 0 | 0 | 0
PV | 0 | 0 | 0 | 0 | 0 | 0
PeakG | 0 | 0 | 0 | 0 | 0 | 0
PeakO | 0 | 0 | 0 | 0 | 0 | 0
ST | 0 | 0 | 0 | 0 | 0 | 0
STOG | 0 | 0 | 0 | 0 | 0 | 0
STWD | 0 | 0 | 0 | 0 | 0 | 0
WT | 0 | 0 | 0 | 0 | 0 | 0
IGCC | 0 | 0 | 0 | 0 | 0 | 0
DemandResponse | 0 | 0 | 0 | 0 | 0 | 0
IGCC-CCS | 0 | 0 | 0 | 0 | 0 | 0
WT_off | 0 | 0 | 0 | 0 | 0 | 0
PseudoUnit | 0 | 0 | 0 | 0 | 0 | 0
FixedInterchange | 0 | 0 | 0 | 0 | 0 | 0
SO2 Emissions (MMshortTons): EI_US
ReportingType | 2015 | 2020 | 2025 | 2030 | 2035 | 2040
BM | 0 | 0 | 0 | 0 | 0 | 0
CC | 0 | 0 | 0 | 0 | 0 | 0
CSP | 0 | 0 | 0 | 0 | 0 | 0
CT | 0 | 0 | 0 | 0 | 0 | 0
Coal | 4.58 | 1.48 | 1.92 | 2.03 | 2.07 | 2.14
Geo | 0 | 0 | 0 | 0 | 0 | 0
H | 0 | 0 | 0 | 0 | 0 | 0
LFG | 0 | 0 | 0 | 0 | 0 | 0
Nuc | 0 | 0 | 0 | 0 | 0 | 0
PS | 0 | 0 | 0 | 0 | 0 | 0
PV | 0 | 0 | 0 | 0 | 0 | 0
PeakG | 0 | 0 | 0 | 0 | 0 | 0
PeakO | 0 | 0 | 0 | 0 | 0 | 0
ST | 0 | 0 | 0 | 0 | 0 | 0
STOG | 0 | 0 | 0 | 0 | 0 | 0
STWD | 0 | 0 | 0 | 0 | 0 | 0
WT | 0 | 0 | 0 | 0 | 0 | 0
IGCC | 0 | 0 | 0 | 0 | 0 | 0
DemandResponse | 0 | 0 | 0 | 0 | 0 | 0
IGCC-CCS | 0 | 0 | 0 | 0 | 0 | 0
WT_off | 0 | 0 | 0 | 0 | 0 | 0
PseudoUnit | 0 | 0 | 0 | 0 | 0 | 0
FixedInterchange | 0 | 0 | 0 | 0 | 0 | 0
SO2 Emissions (MMshortTons): EI_Canada
ReportingType | 2015 | 2020 | 2025 | 2030 | 2035 | 2040
BM | 0 | 0 | 0 | 0 | 0 | 0
CC | 0 | 0 | 0 | 0 | 0 | 0
CSP | 0 | 0 | 0 | 0 | 0 | 0
CT | 0 | 0 | 0 | 0 | 0 | 0
Coal | 0 | 0.01 | 0.01 | 0.06 | 0.1 | 0.16
Geo | 0 | 0 | 0 | 0 | 0 | 0
H | 0 | 0 | 0 | 0 | 0 | 0
LFG | 0 | 0 | 0 | 0 | 0 | 0
Nuc | 0 | 0 | 0 | 0 | 0 | 0
PS | 0 | 0 | 0 | 0 | 0 | 0
PV | 0 | 0 | 0 | 0 | 0 | 0
PeakG | 0 | 0 | 0 | 0 | 0 | 0
PeakO | 0 | 0 | 0 | 0 | 0 | 0
ST | 0 | 0 | 0 | 0 | 0 | 0
STOG | 0 | 0 | 0 | 0 | 0 | 0
STWD | 0 | 0 | 0 | 0 | 0 | 0
WT | 0 | 0 | 0 | 0 | 0 | 0
IGCC | 0 | 0 | 0 | 0 | 0 | 0
DemandResponse | 0 | 0 | 0 | 0 | 0 | 0
IGCC-CCS | 0 | 0 | 0 | 0 | 0 | 0
WT_off | 0 | 0 | 0 | 0 | 0 | 0
PseudoUnit | 0 | 0 | 0 | 0 | 0 | 0
FixedInterchange | 0 | 0 | 0 | 0 | 0 | 0
SO2 Emissions (MMshortTons): EI
ReportingType | 2015 | 2020 | 2025 | 2030 | 2035 | 2040
BM | 0 | 0 | 0 | 0 | 0 | 0
CC | 0 | 0 | 0 | 0 | 0 | 0
CSP | 0 | 0 | 0 | 0 | 0 | 0
CT | 0 | 0 | 0 | 0 | 0 | 0
Coal | 4.59 | 1.48 | 1.93 | 2.09 | 2.17 | 2.3
Geo | 0 | 0 | 0 | 0 | 0 | 0
H | 0 | 0 | 0 | 0 | 0 | 0
LFG | 0 | 0 | 0 | 0 | 0 | 0
Nuc | 0 | 0 | 0 | 0 | 0 | 0
PS | 0 | 0 | 0 | 0 | 0 | 0
PV | 0 | 0 | 0 | 0 | 0 | 0
PeakG | 0 | 0 | 0 | 0 | 0 | 0
PeakO | 0 | 0 | 0 | 0 | 0 | 0
ST | 0 | 0 | 0 | 0 | 0 | 0
STOG | 0 | 0 | 0 | 0 | 0 | 0
STWD | 0 | 0 | 0 | 0 | 0 | 0
WT | 0 | 0 | 0 | 0 | 0 | 0
IGCC | 0 | 0 | 0 | 0 | 0 | 0
DemandResponse | 0 | 0 | 0 | 0 | 0 | 0
IGCC-CCS | 0 | 0 | 0 | 0 | 0 | 0
WT_off | 0 | 0 | 0 | 0 | 0 | 0
PseudoUnit | 0 | 0 | 0 | 0 | 0 | 0
FixedInterchange | 0 | 0 | 0 | 0 | 0 | 0
SO2 Emissions (MMshortTons): Outside_EI
ReportingType | 2015 | 2020 | 2025 | 2030 | 2035 | 2040
BM | 0 | 0 | 0 | 0 | 0 | 0
CC | 0 | 0 | 0 | 0 | 0 | 0
CSP | 0 | 0 | 0 | 0 | 0 | 0
CT | 0 | 0 | 0 | 0 | 0 | 0
Coal | 0.54 | 0.31 | 0.32 | 0.33 | 0.32 | 0.32
Geo | 0 | 0 | 0 | 0 | 0 | 0
H | 0 | 0 | 0 | 0 | 0 | 0
LFG | 0 | 0 | 0 | 0 | 0 | 0
Nuc | 0 | 0 | 0 | 0 | 0 | 0
PS | 0 | 0 | 0 | 0 | 0 | 0
PV | 0 | 0 | 0 | 0 | 0 | 0
PeakG | 0 | 0 | 0 | 0 | 0 | 0
PeakO | 0 | 0 | 0 | 0 | 0 | 0
ST | 0 | 0 | 0 | 0 | 0 | 0
STOG | 0 | 0 | 0 | 0 | 0 | 0
STWD | 0 | 0 | 0 | 0 | 0 | 0
WT | 0 | 0 | 0 | 0 | 0 | 0
IGCC | 0 | 0 | 0 | 0 | 0 | 0
DemandResponse | 0 | 0 | 0 | 0 | 0 | 0
IGCC-CCS | 0 | 0 | 0 | 0 | 0 | 0
WT_off | 0 | 0 | 0 | 0 | 0 | 0
PseudoUnit | 0 | 0 | 0 | 0 | 0 | 0
FixedInterchange | 0 | 0 | 0 | 0 | 0 | 0
NOx Emissions (MMshortTons): Entergy
ReportingType | 2015 | 2020 | 2025 | 2030 | 2035 | 2040
BM | 0 | 0 | 0 | 0 | 0 | 0
CC | 0 | 0.01 | 0.01 | 0 | 0 | 0
CSP | 0 | 0 | 0 | 0 | 0 | 0
CT | 0 | 0 | 0 | 0 | 0 | 0
Coal | 0.05 | 0.04 | 0.05 | 0.05 | 0.06 | 0.06
Geo | 0 | 0 | 0 | 0 | 0 | 0
H | 0 | 0 | 0 | 0 | 0 | 0
LFG | 0 | 0 | 0 | 0 | 0 | 0
Nuc | 0 | 0 | 0 | 0 | 0 | 0
PS | 0 | 0 | 0 | 0 | 0 | 0
PV | 0 | 0 | 0 | 0 | 0 | 0
PeakG | 0 | 0 | 0 | 0 | 0 | 0
PeakO | 0 | 0 | 0 | 0 | 0 | 0
ST | 0 | 0 | 0 | 0 | 0 | 0
STOG | 0 | 0 | 0 | 0 | 0 | 0
STWD | 0 | 0 | 0 | 0 | 0 | 0
WT | 0 | 0 | 0 | 0 | 0 | 0
IGCC | 0 | 0 | 0 | 0 | 0 | 0
DemandResponse | 0 | 0 | 0 | 0 | 0 | 0
IGCC-CCS | 0 | 0 | 0 | 0 | 0 | 0
WT_off | 0 | 0 | 0 | 0 | 0 | 0
PseudoUnit | 0 | 0 | 0 | 0 | 0 | 0
FixedInterchange | 0 | 0 | 0 | 0 | 0 | 0
NOx Emissions (MMshortTons): FRCC
ReportingType | 2015 | 2020 | 2025 | 2030 | 2035 | 2040
BM | 0 | 0 | 0 | 0 | 0 | 0
CC | 0.01 | 0.01 | 0.01 | 0.01 | 0.02 | 0.02
CSP | 0 | 0 | 0 | 0 | 0 | 0
CT | 0 | 0 | 0 | 0 | 0 | 0
Coal | 0.04 | 0.03 | 0.04 | 0.04 | 0.04 | 0.04
Geo | 0 | 0 | 0 | 0 | 0 | 0
H | 0 | 0 | 0 | 0 | 0 | 0
LFG | 0 | 0 | 0 | 0 | 0 | 0
Nuc | 0 | 0 | 0 | 0 | 0 | 0
PS | 0 | 0 | 0 | 0 | 0 | 0
PV | 0 | 0 | 0 | 0 | 0 | 0
PeakG | 0 | 0 | 0 | 0 | 0 | 0
PeakO | 0 | 0 | 0 | 0 | 0 | 0
ST | 0 | 0 | 0 | 0 | 0 | 0
STOG | 0 | 0 | 0 | 0 | 0 | 0
STWD | 0 | 0 | 0 | 0 | 0 | 0
WT | 0 | 0 | 0 | 0 | 0 | 0
IGCC | 0 | 0 | 0 | 0 | 0 | 0
DemandResponse | 0 | 0 | 0 | 0 | 0 | 0
IGCC-CCS | 0 | 0 | 0 | 0 | 0 | 0
WT_off | 0 | 0 | 0 | 0 | 0 | 0
PseudoUnit | 0 | 0 | 0 | 0 | 0 | 0
FixedInterchange | 0 | 0 | 0 | 0 | 0 | 0
NOx Emissions (MMshortTons): MAPP_US
ReportingType | 2015 | 2020 | 2025 | 2030 | 2035 | 2040
BM | 0 | 0 | 0 | 0 | 0 | 0
CC | 0 | 0 | 0 | 0 | 0 | 0
CSP | 0 | 0 | 0 | 0 | 0 | 0
CT | 0 | 0 | 0 | 0 | 0 | 0
Coal | 0.04 | 0.04 | 0.04 | 0.04 | 0.04 | 0.04
Geo | 0 | 0 | 0 | 0 | 0 | 0
H | 0 | 0 | 0 | 0 | 0 | 0
LFG | 0 | 0 | 0 | 0 | 0 | 0
Nuc | 0 | 0 | 0 | 0 | 0 | 0
PS | 0 | 0 | 0 | 0 | 0 | 0
PV | 0 | 0 | 0 | 0 | 0 | 0
PeakG | 0 | 0 | 0 | 0 | 0 | 0
PeakO | 0 | 0 | 0 | 0 | 0 | 0
ST | 0 | 0 | 0 | 0 | 0 | 0
STOG | 0 | 0 | 0 | 0 | 0 | 0
STWD | 0 | 0 | 0 | 0 | 0 | 0
WT | 0 | 0 | 0 | 0 | 0 | 0
IGCC | 0 | 0 | 0 | 0 | 0 | 0
DemandResponse | 0 | 0 | 0 | 0 | 0 | 0
IGCC-CCS | 0 | 0 | 0 | 0 | 0 | 0
WT_off | 0 | 0 | 0 | 0 | 0 | 0
PseudoUnit | 0 | 0 | 0 | 0 | 0 | 0
FixedInterchange | 0 | 0 | 0 | 0 | 0 | 0
NOx Emissions (MMshortTons): MISO_IN
ReportingType | 2015 | 2020 | 2025 | 2030 | 2035 | 2040
BM | 0 | 0 | 0 | 0 | 0 | 0
CC | 0 | 0 | 0 | 0 | 0 | 0
CSP | 0 | 0 | 0 | 0 | 0 | 0
CT | 0 | 0 | 0 | 0 | 0 | 0
Coal | 0.07 | 0.07 | 0.08 | 0.08 | 0.08 | 0.08
Geo | 0 | 0 | 0 | 0 | 0 | 0
H | 0 | 0 | 0 | 0 | 0 | 0
LFG | 0 | 0 | 0 | 0 | 0 | 0
Nuc | 0 | 0 | 0 | 0 | 0 | 0
PS | 0 | 0 | 0 | 0 | 0 | 0
PV | 0 | 0 | 0 | 0 | 0 | 0
PeakG | 0 | 0 | 0 | 0 | 0 | 0
PeakO | 0 | 0 | 0 | 0 | 0 | 0
ST | 0 | 0 | 0 | 0 | 0 | 0
STOG | 0 | 0 | 0 | 0 | 0 | 0
STWD | 0 | 0 | 0 | 0 | 0 | 0
WT | 0 | 0 | 0 | 0 | 0 | 0
IGCC | 0 | 0 | 0 | 0 | 0 | 0
DemandResponse | 0 | 0 | 0 | 0 | 0 | 0
IGCC-CCS | 0 | 0 | 0 | 0 | 0 | 0
WT_off | 0 | 0 | 0 | 0 | 0 | 0
PseudoUnit | 0 | 0 | 0 | 0 | 0 | 0
FixedInterchange | 0 | 0 | 0 | 0 | 0 | 0
NOx Emissions (MMshortTons): MISO_MI
ReportingType | 2015 | 2020 | 2025 | 2030 | 2035 | 2040
BM | 0 | 0 | 0 | 0 | 0 | 0
CC | 0 | 0 | 0 | 0 | 0 | 0
CSP | 0 | 0 | 0 | 0 | 0 | 0
CT | 0 | 0 | 0 | 0 | 0 | 0
Coal | 0.06 | 0.05 | 0.05 | 0.06 | 0.06 | 0.06
Geo | 0 | 0 | 0 | 0 | 0 | 0
H | 0 | 0 | 0 | 0 | 0 | 0
LFG | 0 | 0 | 0 | 0 | 0 | 0
Nuc | 0 | 0 | 0 | 0 | 0 | 0
PS | 0 | 0 | 0 | 0 | 0 | 0
PV | 0 | 0 | 0 | 0 | 0 | 0
PeakG | 0 | 0 | 0 | 0 | 0 | 0
PeakO | 0 | 0 | 0 | 0 | 0 | 0
ST | 0 | 0 | 0 | 0 | 0 | 0
STOG | 0 | 0 | 0 | 0 | 0 | 0
STWD | 0 | 0 | 0 | 0 | 0 | 0
WT | 0 | 0 | 0 | 0 | 0 | 0
IGCC | 0 | 0 | 0 | 0 | 0 | 0
DemandResponse | 0 | 0 | 0 | 0 | 0 | 0
IGCC-CCS | 0 | 0 | 0 | 0 | 0 | 0
WT_off | 0 | 0 | 0 | 0 | 0 | 0
PseudoUnit | 0 | 0 | 0 | 0 | 0 | 0
FixedInterchange | 0 | 0 | 0 | 0 | 0 | 0
NOx Emissions (MMshortTons): MISO_MO-IL
ReportingType | 2015 | 2020 | 2025 | 2030 | 2035 | 2040
BM | 0 | 0 | 0 | 0 | 0 | 0
CC | 0 | 0 | 0 | 0 | 0 | 0
CSP | 0 | 0 | 0 | 0 | 0 | 0
CT | 0 | 0 | 0 | 0 | 0 | 0
Coal | 0.05 | 0.04 | 0.04 | 0.05 | 0.05 | 0.05
Geo | 0 | 0 | 0 | 0 | 0 | 0
H | 0 | 0 | 0 | 0 | 0 | 0
LFG | 0 | 0 | 0 | 0 | 0 | 0
Nuc | 0 | 0 | 0 | 0 | 0 | 0
PS | 0 | 0 | 0 | 0 | 0 | 0
PV | 0 | 0 | 0 | 0 | 0 | 0
PeakG | 0 | 0 | 0 | 0 | 0 | 0
PeakO | 0 | 0 | 0 | 0 | 0 | 0
ST | 0 | 0 | 0 | 0 | 0 | 0
STOG | 0 | 0 | 0 | 0 | 0 | 0
STWD | 0 | 0 | 0 | 0 | 0 | 0
WT | 0 | 0 | 0 | 0 | 0 | 0
IGCC | 0 | 0 | 0 | 0 | 0 | 0
DemandResponse | 0 | 0 | 0 | 0 | 0 | 0
IGCC-CCS | 0 | 0 | 0 | 0 | 0 | 0
WT_off | 0 | 0 | 0 | 0 | 0 | 0
PseudoUnit | 0 | 0 | 0 | 0 | 0 | 0
FixedInterchange | 0 | 0 | 0 | 0 | 0 | 0
NOx Emissions (MMshortTons): MISO_W
ReportingType | 2015 | 2020 | 2025 | 2030 | 2035 | 2040
BM | 0 | 0 | 0 | 0 | 0 | 0
CC | 0 | 0 | 0 | 0 | 0 | 0
CSP | 0 | 0 | 0 | 0 | 0 | 0
CT | 0 | 0 | 0 | 0 | 0 | 0
Coal | 0.09 | 0.09 | 0.08 | 0.08 | 0.09 | 0.09
Geo | 0 | 0 | 0 | 0 | 0 | 0
H | 0 | 0 | 0 | 0 | 0 | 0
LFG | 0 | 0 | 0 | 0 | 0 | 0
Nuc | 0 | 0 | 0 | 0 | 0 | 0
PS | 0 | 0 | 0 | 0 | 0 | 0
PV | 0 | 0 | 0 | 0 | 0 | 0
PeakG | 0 | 0 | 0 | 0 | 0 | 0
PeakO | 0 | 0 | 0 | 0 | 0 | 0
ST | 0 | 0 | 0 | 0 | 0 | 0
STOG | 0 | 0 | 0 | 0 | 0 | 0
STWD | 0 | 0 | 0 | 0 | 0 | 0
WT | 0 | 0 | 0 | 0 | 0 | 0
IGCC | 0 | 0 | 0 | 0 | 0 | 0
DemandResponse | 0 | 0 | 0 | 0 | 0 | 0
IGCC-CCS | 0 | 0 | 0 | 0 | 0 | 0
WT_off | 0 | 0 | 0 | 0 | 0 | 0
PseudoUnit | 0 | 0 | 0 | 0 | 0 | 0
FixedInterchange | 0 | 0 | 0 | 0 | 0 | 0
NOx Emissions (MMshortTons): MISO_WUMS
ReportingType | 2015 | 2020 | 2025 | 2030 | 2035 | 2040
BM | 0 | 0 | 0 | 0 | 0 | 0
CC | 0 | 0 | 0 | 0 | 0 | 0
CSP | 0 | 0 | 0 | 0 | 0 | 0
CT | 0 | 0 | 0 | 0 | 0 | 0
Coal | 0.01 | 0.01 | 0.01 | 0.01 | 0.01 | 0.01
Geo | 0 | 0 | 0 | 0 | 0 | 0
H | 0 | 0 | 0 | 0 | 0 | 0
LFG | 0 | 0 | 0 | 0 | 0 | 0
Nuc | 0 | 0 | 0 | 0 | 0 | 0
PS | 0 | 0 | 0 | 0 | 0 | 0
PV | 0 | 0 | 0 | 0 | 0 | 0
PeakG | 0 | 0 | 0 | 0 | 0 | 0
PeakO | 0 | 0 | 0 | 0 | 0 | 0
ST | 0 | 0 | 0 | 0 | 0 | 0
STOG | 0 | 0 | 0 | 0 | 0 | 0
STWD | 0 | 0 | 0 | 0 | 0 | 0
WT | 0 | 0 | 0 | 0 | 0 | 0
IGCC | 0 | 0 | 0 | 0 | 0 | 0
DemandResponse | 0 | 0 | 0 | 0 | 0 | 0
IGCC-CCS | 0 | 0 | 0 | 0 | 0 | 0
WT_off | 0 | 0 | 0 | 0 | 0 | 0
PseudoUnit | 0 | 0 | 0 | 0 | 0 | 0
FixedInterchange | 0 | 0 | 0 | 0 | 0 | 0
NOx Emissions (MMshortTons): Nebraska
ReportingType | 2015 | 2020 | 2025 | 2030 | 2035 | 2040
BM | 0 | 0 | 0 | 0 | 0 | 0
CC | 0 | 0 | 0 | 0 | 0 | 0
CSP | 0 | 0 | 0 | 0 | 0 | 0
CT | 0 | 0 | 0 | 0 | 0 | 0
Coal | 0.04 | 0.04 | 0.04 | 0.04 | 0.05 | 0.05
Geo | 0 | 0 | 0 | 0 | 0 | 0
H | 0 | 0 | 0 | 0 | 0 | 0
LFG | 0 | 0 | 0 | 0 | 0 | 0
Nuc | 0 | 0 | 0 | 0 | 0 | 0
PS | 0 | 0 | 0 | 0 | 0 | 0
PV | 0 | 0 | 0 | 0 | 0 | 0
PeakG | 0 | 0 | 0 | 0 | 0 | 0
PeakO | 0 | 0 | 0 | 0 | 0 | 0
ST | 0 | 0 | 0 | 0 | 0 | 0
STOG | 0 | 0 | 0 | 0 | 0 | 0
STWD | 0 | 0 | 0 | 0 | 0 | 0
WT | 0 | 0 | 0 | 0 | 0 | 0
IGCC | 0 | 0 | 0 | 0 | 0 | 0
DemandResponse | 0 | 0 | 0 | 0 | 0 | 0
IGCC-CCS | 0 | 0 | 0 | 0 | 0 | 0
WT_off | 0 | 0 | 0 | 0 | 0 | 0
PseudoUnit | 0 | 0 | 0 | 0 | 0 | 0
FixedInterchange | 0 | 0 | 0 | 0 | 0 | 0
NOx Emissions (MMshortTons): NEISO
ReportingType | 2015 | 2020 | 2025 | 2030 | 2035 | 2040
BM | 0 | 0 | 0 | 0 | 0 | 0
CC | 0 | 0 | 0 | 0 | 0 | 0
CSP | 0 | 0 | 0 | 0 | 0 | 0
CT | 0 | 0 | 0 | 0 | 0 | 0
Coal | 0 | 0 | 0 | 0 | 0 | 0
Geo | 0 | 0 | 0 | 0 | 0 | 0
H | 0 | 0 | 0 | 0 | 0 | 0
LFG | 0 | 0 | 0 | 0 | 0 | 0
Nuc | 0 | 0 | 0 | 0 | 0 | 0
PS | 0 | 0 | 0 | 0 | 0 | 0
PV | 0 | 0 | 0 | 0 | 0 | 0
PeakG | 0 | 0 | 0 | 0 | 0 | 0
PeakO | 0 | 0 | 0 | 0 | 0 | 0
ST | 0 | 0 | 0 | 0 | 0 | 0
STOG | 0 | 0 | 0 | 0 | 0 | 0
STWD | 0 | 0 | 0 | 0 | 0 | 0
WT | 0 | 0 | 0 | 0 | 0 | 0
IGCC | 0 | 0 | 0 | 0 | 0 | 0
DemandResponse | 0 | 0 | 0 | 0 | 0 | 0
IGCC-CCS | 0 | 0 | 0 | 0 | 0 | 0
WT_off | 0 | 0 | 0 | 0 | 0 | 0
PseudoUnit | 0 | 0 | 0 | 0 | 0 | 0
FixedInterchange | 0 | 0 | 0 | 0 | 0 | 0
NOx Emissions (MMshortTons): NonRTO_Midwest
ReportingType | 2015 | 2020 | 2025 | 2030 | 2035 | 2040
BM | 0 | 0 | 0 | 0 | 0 | 0
CC | 0 | 0 | 0 | 0 | 0 | 0
CSP | 0 | 0 | 0 | 0 | 0 | 0
CT | 0 | 0 | 0 | 0 | 0 | 0
Coal | 0.05 | 0.05 | 0.05 | 0.05 | 0.05 | 0.05
Geo | 0 | 0 | 0 | 0 | 0 | 0
H | 0 | 0 | 0 | 0 | 0 | 0
LFG | 0 | 0 | 0 | 0 | 0 | 0
Nuc | 0 | 0 | 0 | 0 | 0 | 0
PS | 0 | 0 | 0 | 0 | 0 | 0
PV | 0 | 0 | 0 | 0 | 0 | 0
PeakG | 0 | 0 | 0 | 0 | 0 | 0
PeakO | 0 | 0 | 0 | 0 | 0 | 0
ST | 0 | 0 | 0 | 0 | 0 | 0
STOG | 0 | 0 | 0 | 0 | 0 | 0
STWD | 0 | 0 | 0 | 0 | 0 | 0
WT | 0 | 0 | 0 | 0 | 0 | 0
IGCC | 0 | 0 | 0 | 0 | 0 | 0
DemandResponse | 0 | 0 | 0 | 0 | 0 | 0
IGCC-CCS | 0 | 0 | 0 | 0 | 0 | 0
WT_off | 0 | 0 | 0 | 0 | 0 | 0
PseudoUnit | 0 | 0 | 0 | 0 | 0 | 0
FixedInterchange | 0 | 0 | 0 | 0 | 0 | 0
NOx Emissions (MMshortTons): NYISO_A-F
ReportingType | 2015 | 2020 | 2025 | 2030 | 2035 | 2040
BM | 0 | 0 | 0 | 0 | 0 | 0
CC | 0 | 0 | 0 | 0 | 0 | 0
CSP | 0 | 0 | 0 | 0 | 0 | 0
CT | 0 | 0 | 0 | 0 | 0 | 0
Coal | 0 | 0 | 0 | 0 | 0 | 0
Geo | 0 | 0 | 0 | 0 | 0 | 0
H | 0 | 0 | 0 | 0 | 0 | 0
LFG | 0 | 0 | 0 | 0 | 0 | 0
Nuc | 0 | 0 | 0 | 0 | 0 | 0
PS | 0 | 0 | 0 | 0 | 0 | 0
PV | 0 | 0 | 0 | 0 | 0 | 0
PeakG | 0 | 0 | 0 | 0 | 0 | 0
PeakO | 0 | 0 | 0 | 0 | 0 | 0
ST | 0 | 0 | 0 | 0 | 0 | 0
STOG | 0 | 0 | 0 | 0 | 0 | 0
STWD | 0 | 0 | 0 | 0 | 0 | 0
WT | 0 | 0 | 0 | 0 | 0 | 0
IGCC | 0 | 0 | 0 | 0 | 0 | 0
DemandResponse | 0 | 0 | 0 | 0 | 0 | 0
IGCC-CCS | 0 | 0 | 0 | 0 | 0 | 0
WT_off | 0 | 0 | 0 | 0 | 0 | 0
PseudoUnit | 0 | 0 | 0 | 0 | 0 | 0
FixedInterchange | 0 | 0 | 0 | 0 | 0 | 0
NOx Emissions (MMshortTons): NYISO_G-I
ReportingType | 2015 | 2020 | 2025 | 2030 | 2035 | 2040
BM | 0 | 0 | 0 | 0 | 0 | 0
CC | 0 | 0 | 0 | 0 | 0 | 0
CSP | 0 | 0 | 0 | 0 | 0 | 0
CT | 0 | 0 | 0 | 0 | 0 | 0
Coal | 0 | 0 | 0 | 0 | 0 | 0
Geo | 0 | 0 | 0 | 0 | 0 | 0
H | 0 | 0 | 0 | 0 | 0 | 0
LFG | 0 | 0 | 0 | 0 | 0 | 0
Nuc | 0 | 0 | 0 | 0 | 0 | 0
PS | 0 | 0 | 0 | 0 | 0 | 0
PV | 0 | 0 | 0 | 0 | 0 | 0
PeakG | 0 | 0 | 0 | 0 | 0 | 0
PeakO | 0 | 0 | 0 | 0 | 0 | 0
ST | 0 | 0 | 0 | 0 | 0 | 0
STOG | 0 | 0 | 0 | 0 | 0 | 0
STWD | 0 | 0 | 0 | 0 | 0 | 0
WT | 0 | 0 | 0 | 0 | 0 | 0
IGCC | 0 | 0 | 0 | 0 | 0 | 0
DemandResponse | 0 | 0 | 0 | 0 | 0 | 0
IGCC-CCS | 0 | 0 | 0 | 0 | 0 | 0
WT_off | 0 | 0 | 0 | 0 | 0 | 0
PseudoUnit | 0 | 0 | 0 | 0 | 0 | 0
FixedInterchange | 0 | 0 | 0 | 0 | 0 | 0
NOx Emissions (MMshortTons): NYISO_J-K
ReportingType | 2015 | 2020 | 2025 | 2030 | 2035 | 2040
BM | 0 | 0 | 0 | 0 | 0 | 0
CC | 0 | 0 | 0 | 0 | 0 | 0
CSP | 0 | 0 | 0 | 0 | 0 | 0
CT | 0 | 0 | 0 | 0 | 0 | 0
Coal | 0 | 0 | 0 | 0 | 0 | 0
Geo | 0 | 0 | 0 | 0 | 0 | 0
H | 0 | 0 | 0 | 0 | 0 | 0
LFG | 0 | 0 | 0 | 0 | 0 | 0
Nuc | 0 | 0 | 0 | 0 | 0 | 0
PS | 0 | 0 | 0 | 0 | 0 | 0
PV | 0 | 0 | 0 | 0 | 0 | 0
PeakG | 0 | 0 | 0 | 0 | 0 | 0
PeakO | 0 | 0 | 0 | 0 | 0 | 0
ST | 0 | 0 | 0 | 0 | 0 | 0
STOG | 0 | 0 | 0 | 0 | 0 | 0
STWD | 0 | 0 | 0 | 0 | 0 | 0
WT | 0 | 0 | 0 | 0 | 0 | 0
IGCC | 0 | 0 | 0 | 0 | 0 | 0
DemandResponse | 0 | 0 | 0 | 0 | 0 | 0
IGCC-CCS | 0 | 0 | 0 | 0 | 0 | 0
WT_off | 0 | 0 | 0 | 0 | 0 | 0
PseudoUnit | 0 | 0 | 0 | 0 | 0 | 0
FixedInterchange | 0 | 0 | 0 | 0 | 0 | 0
NOx Emissions (MMshortTons): PJM_E
ReportingType | 2015 | 2020 | 2025 | 2030 | 2035 | 2040
BM | 0 | 0 | 0 | 0 | 0 | 0
CC | 0 | 0 | 0 | 0 | 0 | 0
CSP | 0 | 0 | 0 | 0 | 0 | 0
CT | 0 | 0 | 0 | 0 | 0 | 0
Coal | 0 | 0 | 0 | 0 | 0 | 0
Geo | 0 | 0 | 0 | 0 | 0 | 0
H | 0 | 0 | 0 | 0 | 0 | 0
LFG | 0 | 0 | 0 | 0 | 0 | 0
Nuc | 0 | 0 | 0 | 0 | 0 | 0
PS | 0 | 0 | 0 | 0 | 0 | 0
PV | 0 | 0 | 0 | 0 | 0 | 0
PeakG | 0 | 0 | 0 | 0 | 0 | 0
PeakO | 0 | 0 | 0 | 0 | 0 | 0
ST | 0 | 0 | 0 | 0 | 0 | 0
STOG | 0 | 0 | 0 | 0 | 0 | 0
STWD | 0 | 0 | 0 | 0 | 0 | 0
WT | 0 | 0 | 0 | 0 | 0 | 0
IGCC | 0 | 0 | 0 | 0 | 0 | 0
DemandResponse | 0 | 0 | 0 | 0 | 0 | 0
IGCC-CCS | 0 | 0 | 0 | 0 | 0 | 0
WT_off | 0 | 0 | 0 | 0 | 0 | 0
PseudoUnit | 0 | 0 | 0 | 0 | 0 | 0
FixedInterchange | 0 | 0 | 0 | 0 | 0 | 0
NOx Emissions (MMshortTons): PJM_ROM
ReportingType | 2015 | 2020 | 2025 | 2030 | 2035 | 2040
BM | 0 | 0 | 0 | 0 | 0 | 0
CC | 0 | 0 | 0 | 0 | 0 | 0.01
CSP | 0 | 0 | 0 | 0 | 0 | 0
CT | 0 | 0 | 0 | 0 | 0 | 0
Coal | 0.04 | 0.04 | 0.04 | 0.04 | 0.04 | 0.04
Geo | 0 | 0 | 0 | 0 | 0 | 0
H | 0 | 0 | 0 | 0 | 0 | 0
LFG | 0 | 0 | 0 | 0 | 0 | 0
Nuc | 0 | 0 | 0 | 0 | 0 | 0
PS | 0 | 0 | 0 | 0 | 0 | 0
PV | 0 | 0 | 0 | 0 | 0 | 0
PeakG | 0 | 0 | 0 | 0 | 0 | 0
PeakO | 0 | 0 | 0 | 0 | 0 | 0
ST | 0 | 0 | 0 | 0 | 0 | 0
STOG | 0 | 0 | 0 | 0 | 0 | 0
STWD | 0 | 0 | 0 | 0 | 0 | 0
WT | 0 | 0 | 0 | 0 | 0 | 0
IGCC | 0 | 0 | 0 | 0 | 0 | 0
DemandResponse | 0 | 0 | 0 | 0 | 0 | 0
IGCC-CCS | 0 | 0 | 0 | 0 | 0 | 0
WT_off | 0 | 0 | 0 | 0 | 0 | 0
PseudoUnit | 0 | 0 | 0 | 0 | 0 | 0
FixedInterchange | 0 | 0 | 0 | 0 | 0 | 0
NOx Emissions (MMshortTons): PJM_ROR
ReportingType | 2015 | 2020 | 2025 | 2030 | 2035 | 2040
BM | 0 | 0 | 0 | 0 | 0 | 0
CC | 0 | 0 | 0 | 0.01 | 0.01 | 0.01
CSP | 0 | 0 | 0 | 0 | 0 | 0
CT | 0 | 0 | 0 | 0 | 0 | 0
Coal | 0.27 | 0.2 | 0.2 | 0.2 | 0.21 | 0.21
Geo | 0 | 0 | 0 | 0 | 0 | 0
H | 0 | 0 | 0 | 0 | 0 | 0
LFG | 0 | 0 | 0 | 0 | 0 | 0
Nuc | 0 | 0 | 0 | 0 | 0 | 0
PS | 0 | 0 | 0 | 0 | 0 | 0
PV | 0 | 0 | 0 | 0 | 0 | 0
PeakG | 0 | 0 | 0 | 0 | 0 | 0
PeakO | 0 | 0 | 0 | 0 | 0 | 0
ST | 0 | 0 | 0 | 0 | 0 | 0
STOG | 0 | 0 | 0 | 0 | 0 | 0
STWD | 0 | 0 | 0 | 0 | 0 | 0
WT | 0 | 0 | 0 | 0 | 0 | 0
IGCC | 0 | 0 | 0 | 0 | 0 | 0
DemandResponse | 0 | 0 | 0 | 0 | 0 | 0
IGCC-CCS | 0 | 0 | 0 | 0 | 0 | 0
WT_off | 0 | 0 | 0 | 0 | 0 | 0
PseudoUnit | 0 | 0 | 0 | 0 | 0 | 0
FixedInterchange | 0 | 0 | 0 | 0 | 0 | 0
NOx Emissions (MMshortTons): SOCO
ReportingType | 2015 | 2020 | 2025 | 2030 | 2035 | 2040
BM | 0 | 0 | 0 | 0 | 0 | 0
CC | 0.01 | 0.01 | 0.01 | 0.01 | 0.01 | 0.01
CSP | 0 | 0 | 0 | 0 | 0 | 0
CT | 0 | 0 | 0 | 0 | 0 | 0
Coal | 0.07 | 0.06 | 0.07 | 0.08 | 0.08 | 0.09
Geo | 0 | 0 | 0 | 0 | 0 | 0
H | 0 | 0 | 0 | 0 | 0 | 0
LFG | 0 | 0 | 0 | 0 | 0 | 0
Nuc | 0 | 0 | 0 | 0 | 0 | 0
PS | 0 | 0 | 0 | 0 | 0 | 0
PV | 0 | 0 | 0 | 0 | 0 | 0
PeakG | 0 | 0 | 0 | 0 | 0 | 0
PeakO | 0 | 0 | 0 | 0 | 0 | 0
ST | 0 | 0 | 0 | 0 | 0 | 0
STOG | 0 | 0 | 0 | 0 | 0 | 0
STWD | 0 | 0 | 0 | 0 | 0 | 0
WT | 0 | 0 | 0 | 0 | 0 | 0
IGCC | 0 | 0 | 0 | 0 | 0 | 0
DemandResponse | 0 | 0 | 0 | 0 | 0 | 0
IGCC-CCS | 0 | 0 | 0 | 0 | 0 | 0
WT_off | 0 | 0 | 0 | 0 | 0 | 0
PseudoUnit | 0 | 0 | 0 | 0 | 0 | 0
FixedInterchange | 0 | 0 | 0 | 0 | 0 | 0
NOx Emissions (MMshortTons): SPP_N
ReportingType | 2015 | 2020 | 2025 | 2030 | 2035 | 2040
BM | 0 | 0 | 0 | 0 | 0 | 0
CC | 0 | 0 | 0 | 0 | 0 | 0
CSP | 0 | 0 | 0 | 0 | 0 | 0
CT | 0 | 0 | 0 | 0 | 0 | 0
Coal | 0.07 | 0.07 | 0.07 | 0.07 | 0.07 | 0.07
Geo | 0 | 0 | 0 | 0 | 0 | 0
H | 0 | 0 | 0 | 0 | 0 | 0
LFG | 0 | 0 | 0 | 0 | 0 | 0
Nuc | 0 | 0 | 0 | 0 | 0 | 0
PS | 0 | 0 | 0 | 0 | 0 | 0
PV | 0 | 0 | 0 | 0 | 0 | 0
PeakG | 0 | 0 | 0 | 0 | 0 | 0
PeakO | 0 | 0 | 0 | 0 | 0 | 0
ST | 0 | 0 | 0 | 0 | 0 | 0
STOG | 0 | 0 | 0 | 0 | 0 | 0
STWD | 0 | 0 | 0 | 0 | 0 | 0
WT | 0 | 0 | 0 | 0 | 0 | 0
IGCC | 0 | 0 | 0 | 0 | 0 | 0
DemandResponse | 0 | 0 | 0 | 0 | 0 | 0
IGCC-CCS | 0 | 0 | 0 | 0 | 0 | 0
WT_off | 0 | 0 | 0 | 0 | 0 | 0
PseudoUnit | 0 | 0 | 0 | 0 | 0 | 0
FixedInterchange | 0 | 0 | 0 | 0 | 0 | 0
NOx Emissions (MMshortTons): SPP_S
ReportingType | 2015 | 2020 | 2025 | 2030 | 2035 | 2040
BM | 0 | 0 | 0 | 0 | 0 | 0
CC | 0 | 0 | 0 | 0 | 0 | 0
CSP | 0 | 0 | 0 | 0 | 0 | 0
CT | 0 | 0 | 0 | 0 | 0 | 0
Coal | 0.1 | 0.08 | 0.1 | 0.1 | 0.11 | 0.11
Geo | 0 | 0 | 0 | 0 | 0 | 0
H | 0 | 0 | 0 | 0 | 0 | 0
LFG | 0 | 0 | 0 | 0 | 0 | 0
Nuc | 0 | 0 | 0 | 0 | 0 | 0
PS | 0 | 0 | 0 | 0 | 0 | 0
PV | 0 | 0 | 0 | 0 | 0 | 0
PeakG | 0 | 0 | 0 | 0 | 0 | 0
PeakO | 0 | 0 | 0 | 0 | 0 | 0
ST | 0 | 0 | 0 | 0 | 0 | 0
STOG | 0 | 0 | 0 | 0 | 0 | 0
STWD | 0 | 0 | 0 | 0 | 0 | 0
WT | 0 | 0 | 0 | 0 | 0 | 0
IGCC | 0 | 0 | 0 | 0 | 0 | 0
DemandResponse | 0 | 0 | 0 | 0 | 0 | 0
IGCC-CCS | 0 | 0 | 0 | 0 | 0 | 0
WT_off | 0 | 0 | 0 | 0 | 0 | 0
PseudoUnit | 0 | 0 | 0 | 0 | 0 | 0
FixedInterchange | 0 | 0 | 0 | 0 | 0 | 0
NOx Emissions (MMshortTons): TVA
ReportingType | 2015 | 2020 | 2025 | 2030 | 2035 | 2040
BM | 0 | 0 | 0 | 0 | 0 | 0
CC | 0 | 0 | 0 | 0 | 0 | 0
CSP | 0 | 0 | 0 | 0 | 0 | 0
CT | 0 | 0 | 0 | 0 | 0 | 0
Coal | 0.06 | 0.06 | 0.06 | 0.06 | 0.07 | 0.07
Geo | 0 | 0 | 0 | 0 | 0 | 0
H | 0 | 0 | 0 | 0 | 0 | 0
LFG | 0 | 0 | 0 | 0 | 0 | 0
Nuc | 0 | 0 | 0 | 0 | 0 | 0
PS | 0 | 0 | 0 | 0 | 0 | 0
PV | 0 | 0 | 0 | 0 | 0 | 0
PeakG | 0 | 0 | 0 | 0 | 0 | 0
PeakO | 0 | 0 | 0 | 0 | 0 | 0
ST | 0 | 0 | 0 | 0 | 0 | 0
STOG | 0 | 0 | 0 | 0 | 0 | 0
STWD | 0 | 0 | 0 | 0 | 0 | 0
WT | 0 | 0 | 0 | 0 | 0 | 0
IGCC | 0 | 0 | 0 | 0 | 0 | 0
DemandResponse | 0 | 0 | 0 | 0 | 0 | 0
IGCC-CCS | 0 | 0 | 0 | 0 | 0 | 0
WT_off | 0 | 0 | 0 | 0 | 0 | 0
PseudoUnit | 0 | 0 | 0 | 0 | 0 | 0
FixedInterchange | 0 | 0 | 0 | 0 | 0 | 0
NOx Emissions (MMshortTons): TVA_Transmission
ReportingType | 2015 | 2020 | 2025 | 2030 | 2035 | 2040
BM | 0 | 0 | 0 | 0 | 0 | 0
CC | 0 | 0 | 0 | 0 | 0 | 0
CSP | 0 | 0 | 0 | 0 | 0 | 0
CT | 0 | 0 | 0 | 0 | 0 | 0
Coal | 0 | 0 | 0 | 0 | 0 | 0
Geo | 0 | 0 | 0 | 0 | 0 | 0
H | 0 | 0 | 0 | 0 | 0 | 0
LFG | 0 | 0 | 0 | 0 | 0 | 0
Nuc | 0 | 0 | 0 | 0 | 0 | 0
PS | 0 | 0 | 0 | 0 | 0 | 0
PV | 0 | 0 | 0 | 0 | 0 | 0
PeakG | 0 | 0 | 0 | 0 | 0 | 0
PeakO | 0 | 0 | 0 | 0 | 0 | 0
ST | 0 | 0 | 0 | 0 | 0 | 0
STOG | 0 | 0 | 0 | 0 | 0 | 0
STWD | 0 | 0 | 0 | 0 | 0 | 0
WT | 0 | 0 | 0 | 0 | 0 | 0
IGCC | 0 | 0 | 0 | 0 | 0 | 0
DemandResponse | 0 | 0 | 0 | 0 | 0 | 0
IGCC-CCS | 0 | 0 | 0 | 0 | 0 | 0
WT_off | 0 | 0 | 0 | 0 | 0 | 0
PseudoUnit | 0 | 0 | 0 | 0 | 0 | 0
FixedInterchange | 0 | 0 | 0 | 0 | 0 | 0
NOx Emissions (MMshortTons): VACAR
ReportingType | 2015 | 2020 | 2025 | 2030 | 2035 | 2040
BM | 0 | 0 | 0 | 0 | 0 | 0
CC | 0 | 0 | 0 | 0 | 0.01 | 0.01
CSP | 0 | 0 | 0 | 0 | 0 | 0
CT | 0 | 0 | 0 | 0 | 0 | 0
Coal | 0.04 | 0.03 | 0.04 | 0.05 | 0.06 | 0.06
Geo | 0 | 0 | 0 | 0 | 0 | 0
H | 0 | 0 | 0 | 0 | 0 | 0
LFG | 0 | 0 | 0 | 0 | 0 | 0
Nuc | 0 | 0 | 0 | 0 | 0 | 0
PS | 0 | 0 | 0 | 0 | 0 | 0
PV | 0 | 0 | 0 | 0 | 0 | 0
PeakG | 0 | 0 | 0 | 0 | 0 | 0
PeakO | 0 | 0 | 0 | 0 | 0 | 0
ST | 0 | 0 | 0 | 0 | 0 | 0
STOG | 0 | 0 | 0 | 0 | 0 | 0
STWD | 0 | 0 | 0 | 0 | 0 | 0
WT | 0 | 0 | 0 | 0 | 0 | 0
IGCC | 0 | 0 | 0 | 0 | 0 | 0
DemandResponse | 0 | 0 | 0 | 0 | 0 | 0
IGCC-CCS | 0 | 0 | 0 | 0 | 0 | 0
WT_off | 0 | 0 | 0 | 0 | 0 | 0
PseudoUnit | 0 | 0 | 0 | 0 | 0 | 0
FixedInterchange | 0 | 0 | 0 | 0 | 0 | 0
NOx Emissions (MMshortTons): IESO
ReportingType | 2015 | 2020 | 2025 | 2030 | 2035 | 2040
BM | 0 | 0 | 0 | 0 | 0 | 0
CC | 0 | 0 | 0 | 0 | 0 | 0
CSP | 0 | 0 | 0 | 0 | 0 | 0
CT | 0 | 0 | 0 | 0 | 0 | 0
Coal | 0 | 0 | 0 | 0 | 0 | 0
Geo | 0 | 0 | 0 | 0 | 0 | 0
H | 0 | 0 | 0 | 0 | 0 | 0
LFG | 0 | 0 | 0 | 0 | 0 | 0
Nuc | 0 | 0 | 0 | 0 | 0 | 0
PS | 0 | 0 | 0 | 0 | 0 | 0
PV | 0 | 0 | 0 | 0 | 0 | 0
PeakG | 0 | 0 | 0 | 0 | 0 | 0
PeakO | 0 | 0 | 0 | 0 | 0 | 0
ST | 0 | 0 | 0 | 0 | 0 | 0
STOG | 0 | 0 | 0 | 0 | 0 | 0
STWD | 0 | 0 | 0 | 0 | 0 | 0
WT | 0 | 0 | 0 | 0 | 0 | 0
IGCC | 0 | 0 | 0 | 0 | 0 | 0
DemandResponse | 0 | 0 | 0 | 0 | 0 | 0
IGCC-CCS | 0 | 0 | 0 | 0 | 0 | 0
WT_off | 0 | 0 | 0 | 0 | 0 | 0
PseudoUnit | 0 | 0 | 0 | 0 | 0 | 0
FixedInterchange | 0 | 0 | 0 | 0 | 0 | 0
NOx Emissions (MMshortTons): MAPP_CA
ReportingType | 2015 | 2020 | 2025 | 2030 | 2035 | 2040
BM | 0 | 0 | 0 | 0 | 0 | 0
CC | 0 | 0 | 0 | 0 | 0 | 0
CSP | 0 | 0 | 0 | 0 | 0 | 0
CT | 0 | 0 | 0 | 0 | 0 | 0
Coal | 0 | 0 | 0 | 0 | 0 | 0.01
Geo | 0 | 0 | 0 | 0 | 0 | 0
H | 0 | 0 | 0 | 0 | 0 | 0
LFG | 0 | 0 | 0 | 0 | 0 | 0
Nuc | 0 | 0 | 0 | 0 | 0 | 0
PS | 0 | 0 | 0 | 0 | 0 | 0
PV | 0 | 0 | 0 | 0 | 0 | 0
PeakG | 0 | 0 | 0 | 0 | 0 | 0
PeakO | 0 | 0 | 0 | 0 | 0 | 0
ST | 0 | 0 | 0 | 0 | 0 | 0
STOG | 0 | 0 | 0 | 0 | 0 | 0
STWD | 0 | 0 | 0 | 0 | 0 | 0
WT | 0 | 0 | 0 | 0 | 0 | 0
IGCC | 0 | 0 | 0 | 0 | 0 | 0
DemandResponse | 0 | 0 | 0 | 0 | 0 | 0
IGCC-CCS | 0 | 0 | 0 | 0 | 0 | 0
WT_off | 0 | 0 | 0 | 0 | 0 | 0
PseudoUnit | 0 | 0 | 0 | 0 | 0 | 0
FixedInterchange | 0 | 0 | 0 | 0 | 0 | 0
NOx Emissions (MMshortTons): AZ_NM_SNV_Coal
ReportingType | 2015 | 2020 | 2025 | 2030 | 2035 | 2040
BM | 0 | 0 | 0 | 0 | 0 | 0
CC | 0 | 0 | 0 | 0 | 0 | 0
CSP | 0 | 0 | 0 | 0 | 0 | 0
CT | 0 | 0 | 0 | 0 | 0 | 0
Coal | 0.12 | 0.12 | 0.12 | 0.12 | 0.11 | 0.08
Geo | 0 | 0 | 0 | 0 | 0 | 0
H | 0 | 0 | 0 | 0 | 0 | 0
LFG | 0 | 0 | 0 | 0 | 0 | 0
Nuc | 0 | 0 | 0 | 0 | 0 | 0
PS | 0 | 0 | 0 | 0 | 0 | 0
PV | 0 | 0 | 0 | 0 | 0 | 0
PeakG | 0 | 0 | 0 | 0 | 0 | 0
PeakO | 0 | 0 | 0 | 0 | 0 | 0
ST | 0 | 0 | 0 | 0 | 0 | 0
STOG | 0 | 0 | 0 | 0 | 0 | 0
STWD | 0 | 0 | 0 | 0 | 0 | 0
WT | 0 | 0 | 0 | 0 | 0 | 0
IGCC | 0 | 0 | 0 | 0 | 0 | 0
DemandResponse | 0 | 0 | 0 | 0 | 0 | 0
IGCC-CCS | 0 | 0 | 0 | 0 | 0 | 0
WT_off | 0 | 0 | 0 | 0 | 0 | 0
PseudoUnit | 0 | 0 | 0 | 0 | 0 | 0
FixedInterchange | 0 | 0 | 0 | 0 | 0 | 0
NOx Emissions (MMshortTons): AZ_NM_SNV_Gas
ReportingType | 2015 | 2020 | 2025 | 2030 | 2035 | 2040
BM | 0 | 0 | 0 | 0 | 0 | 0
CC | 0.01 | 0.01 | 0 | 0 | 0 | 0
CSP | 0 | 0 | 0 | 0 | 0 | 0
CT | 0 | 0 | 0 | 0 | 0 | 0
Coal | 0 | 0 | 0 | 0 | 0 | 0
Geo | 0 | 0 | 0 | 0 | 0 | 0
H | 0 | 0 | 0 | 0 | 0 | 0
LFG | 0 | 0 | 0 | 0 | 0 | 0
Nuc | 0 | 0 | 0 | 0 | 0 | 0
PS | 0 | 0 | 0 | 0 | 0 | 0
PV | 0 | 0 | 0 | 0 | 0 | 0
PeakG | 0 | 0 | 0 | 0 | 0 | 0
PeakO | 0 | 0 | 0 | 0 | 0 | 0
ST | 0 | 0 | 0 | 0 | 0 | 0
STOG | 0 | 0 | 0 | 0 | 0 | 0
STWD | 0 | 0 | 0 | 0 | 0 | 0
WT | 0 | 0 | 0 | 0 | 0 | 0
IGCC | 0 | 0 | 0 | 0 | 0 | 0
DemandResponse | 0 | 0 | 0 | 0 | 0 | 0
IGCC-CCS | 0 | 0 | 0 | 0 | 0 | 0
WT_off | 0 | 0 | 0 | 0 | 0 | 0
PseudoUnit | 0 | 0 | 0 | 0 | 0 | 0
FixedInterchange | 0 | 0 | 0 | 0 | 0 | 0
NOx Emissions (MMshortTons): AZ_NM_SNV_NucRenew
ReportingType | 2015 | 2020 | 2025 | 2030 | 2035 | 2040
BM | 0 | 0 | 0 | 0 | 0 | 0
CC | 0 | 0 | 0 | 0 | 0 | 0
CSP | 0 | 0 | 0 | 0 | 0 | 0
CT | 0 | 0 | 0 | 0 | 0 | 0
Coal | 0 | 0 | 0 | 0 | 0 | 0
Geo | 0 | 0 | 0 | 0 | 0 | 0
H | 0 | 0 | 0 | 0 | 0 | 0
LFG | 0 | 0 | 0 | 0 | 0 | 0
Nuc | 0 | 0 | 0 | 0 | 0 | 0
PS | 0 | 0 | 0 | 0 | 0 | 0
PV | 0 | 0 | 0 | 0 | 0 | 0
PeakG | 0 | 0 | 0 | 0 | 0 | 0
PeakO | 0 | 0 | 0 | 0 | 0 | 0
ST | 0 | 0 | 0 | 0 | 0 | 0
STOG | 0 | 0 | 0 | 0 | 0 | 0
STWD | 0 | 0 | 0 | 0 | 0 | 0
WT | 0 | 0 | 0 | 0 | 0 | 0
IGCC | 0 | 0 | 0 | 0 | 0 | 0
DemandResponse | 0 | 0 | 0 | 0 | 0 | 0
IGCC-CCS | 0 | 0 | 0 | 0 | 0 | 0
WT_off | 0 | 0 | 0 | 0 | 0 | 0
PseudoUnit | 0 | 0 | 0 | 0 | 0 | 0
FixedInterchange | 0 | 0 | 0 | 0 | 0 | 0
NOx Emissions (MMshortTons): ERCOT
ReportingType | 2015 | 2020 | 2025 | 2030 | 2035 | 2040
BM | 0 | 0 | 0 | 0 | 0 | 0
CC | 0.01 | 0.01 | 0.01 | 0.01 | 0.01 | 0.01
CSP | 0 | 0 | 0 | 0 | 0 | 0
CT | 0 | 0 | 0 | 0 | 0 | 0
Coal | 0.07 | 0.08 | 0.09 | 0.09 | 0.09 | 0.09
Geo | 0 | 0 | 0 | 0 | 0 | 0
H | 0 | 0 | 0 | 0 | 0 | 0
LFG | 0 | 0 | 0 | 0 | 0 | 0
Nuc | 0 | 0 | 0 | 0 | 0 | 0
PS | 0 | 0 | 0 | 0 | 0 | 0
PV | 0 | 0 | 0 | 0 | 0 | 0
PeakG | 0 | 0 | 0 | 0 | 0 | 0
PeakO | 0 | 0 | 0 | 0 | 0 | 0
ST | 0 | 0 | 0 | 0 | 0 | 0
STOG | 0.01 | 0.01 | 0 | 0 | 0 | 0
STWD | 0 | 0 | 0 | 0 | 0 | 0
WT | 0 | 0 | 0 | 0 | 0 | 0
IGCC | 0 | 0 | 0 | 0 | 0 | 0
DemandResponse | 0 | 0 | 0 | 0 | 0 | 0
IGCC-CCS | 0 | 0 | 0 | 0 | 0 | 0
WT_off | 0 | 0 | 0 | 0 | 0 | 0
PseudoUnit | 0 | 0 | 0 | 0 | 0 | 0
FixedInterchange | 0 | 0 | 0 | 0 | 0 | 0
NOx Emissions (MMshortTons): NP15
ReportingType | 2015 | 2020 | 2025 | 2030 | 2035 | 2040
BM | 0 | 0 | 0 | 0 | 0 | 0
CC | 0 | 0 | 0 | 0 | 0 | 0
CSP | 0 | 0 | 0 | 0 | 0 | 0
CT | 0 | 0 | 0 | 0 | 0 | 0
Coal | 0 | 0 | 0 | 0 | 0 | 0
Geo | 0 | 0 | 0 | 0 | 0 | 0
H | 0 | 0 | 0 | 0 | 0 | 0
LFG | 0 | 0 | 0 | 0 | 0 | 0
Nuc | 0 | 0 | 0 | 0 | 0 | 0
PS | 0 | 0 | 0 | 0 | 0 | 0
PV | 0 | 0 | 0 | 0 | 0 | 0
PeakG | 0 | 0 | 0 | 0 | 0 | 0
PeakO | 0 | 0 | 0 | 0 | 0 | 0
ST | 0 | 0 | 0 | 0 | 0 | 0
STOG | 0 | 0 | 0 | 0 | 0 | 0
STWD | 0 | 0 | 0 | 0 | 0 | 0
WT | 0 | 0 | 0 | 0 | 0 | 0
IGCC | 0 | 0 | 0 | 0 | 0 | 0
DemandResponse | 0 | 0 | 0 | 0 | 0 | 0
IGCC-CCS | 0 | 0 | 0 | 0 | 0 | 0
WT_off | 0 | 0 | 0 | 0 | 0 | 0
PseudoUnit | 0 | 0 | 0 | 0 | 0 | 0
FixedInterchange | 0 | 0 | 0 | 0 | 0 | 0
NOx Emissions (MMshortTons): NWPP_Coal
ReportingType | 2015 | 2020 | 2025 | 2030 | 2035 | 2040
BM | 0 | 0 | 0 | 0 | 0 | 0
CC | 0 | 0 | 0 | 0 | 0 | 0
CSP | 0 | 0 | 0 | 0 | 0 | 0
CT | 0 | 0 | 0 | 0 | 0 | 0
Coal | 0.14 | 0.14 | 0.14 | 0.14 | 0.14 | 0.14
Geo | 0 | 0 | 0 | 0 | 0 | 0
H | 0 | 0 | 0 | 0 | 0 | 0
LFG | 0 | 0 | 0 | 0 | 0 | 0
Nuc | 0 | 0 | 0 | 0 | 0 | 0
PS | 0 | 0 | 0 | 0 | 0 | 0
PV | 0 | 0 | 0 | 0 | 0 | 0
PeakG | 0 | 0 | 0 | 0 | 0 | 0
PeakO | 0 | 0 | 0 | 0 | 0 | 0
ST | 0 | 0 | 0 | 0 | 0 | 0
STOG | 0 | 0 | 0 | 0 | 0 | 0
STWD | 0 | 0 | 0 | 0 | 0 | 0
WT | 0 | 0 | 0 | 0 | 0 | 0
IGCC | 0 | 0 | 0 | 0 | 0 | 0
DemandResponse | 0 | 0 | 0 | 0 | 0 | 0
IGCC-CCS | 0 | 0 | 0 | 0 | 0 | 0
WT_off | 0 | 0 | 0 | 0 | 0 | 0
PseudoUnit | 0 | 0 | 0 | 0 | 0 | 0
FixedInterchange | 0 | 0 | 0 | 0 | 0 | 0
NOx Emissions (MMshortTons): NWPP_Gas
ReportingType | 2015 | 2020 | 2025 | 2030 | 2035 | 2040
BM | 0 | 0 | 0 | 0 | 0 | 0
CC | 0 | 0 | 0 | 0 | 0 | 0
CSP | 0 | 0 | 0 | 0 | 0 | 0
CT | 0 | 0 | 0 | 0 | 0 | 0
Coal | 0 | 0 | 0 | 0 | 0 | 0
Geo | 0 | 0 | 0 | 0 | 0 | 0
H | 0 | 0 | 0 | 0 | 0 | 0
LFG | 0 | 0 | 0 | 0 | 0 | 0
Nuc | 0 | 0 | 0 | 0 | 0 | 0
PS | 0 | 0 | 0 | 0 | 0 | 0
PV | 0 | 0 | 0 | 0 | 0 | 0
PeakG | 0 | 0 | 0 | 0 | 0 | 0
PeakO | 0 | 0 | 0 | 0 | 0 | 0
ST | 0 | 0 | 0 | 0 | 0 | 0
STOG | 0 | 0 | 0 | 0 | 0 | 0
STWD | 0 | 0 | 0 | 0 | 0 | 0
WT | 0 | 0 | 0 | 0 | 0 | 0
IGCC | 0 | 0 | 0 | 0 | 0 | 0
DemandResponse | 0 | 0 | 0 | 0 | 0 | 0
IGCC-CCS | 0 | 0 | 0 | 0 | 0 | 0
WT_off | 0 | 0 | 0 | 0 | 0 | 0
PseudoUnit | 0 | 0 | 0 | 0 | 0 | 0
FixedInterchange | 0 | 0 | 0 | 0 | 0 | 0
NOx Emissions (MMshortTons): NWPP_NucRenew
ReportingType | 2015 | 2020 | 2025 | 2030 | 2035 | 2040
BM | 0 | 0 | 0 | 0 | 0 | 0
CC | 0 | 0 | 0 | 0 | 0 | 0
CSP | 0 | 0 | 0 | 0 | 0 | 0
CT | 0 | 0 | 0 | 0 | 0 | 0
Coal | 0 | 0 | 0 | 0 | 0 | 0
Geo | 0 | 0 | 0 | 0 | 0 | 0
H | 0 | 0 | 0 | 0 | 0 | 0
LFG | 0 | 0 | 0 | 0 | 0 | 0
Nuc | 0 | 0 | 0 | 0 | 0 | 0
PS | 0 | 0 | 0 | 0 | 0 | 0
PV | 0 | 0 | 0 | 0 | 0 | 0
PeakG | 0 | 0 | 0 | 0 | 0 | 0
PeakO | 0 | 0 | 0 | 0 | 0 | 0
ST | 0 | 0 | 0 | 0 | 0 | 0
STOG | 0 | 0 | 0 | 0 | 0 | 0
STWD | 0 | 0 | 0 | 0 | 0 | 0
WT | 0 | 0 | 0 | 0 | 0 | 0
IGCC | 0 | 0 | 0 | 0 | 0 | 0
DemandResponse | 0 | 0 | 0 | 0 | 0 | 0
IGCC-CCS | 0 | 0 | 0 | 0 | 0 | 0
WT_off | 0 | 0 | 0 | 0 | 0 | 0
PseudoUnit | 0 | 0 | 0 | 0 | 0 | 0
FixedInterchange | 0 | 0 | 0 | 0 | 0 | 0
NOx Emissions (MMshortTons): RMPA
ReportingType | 2015 | 2020 | 2025 | 2030 | 2035 | 2040
BM | 0 | 0 | 0 | 0 | 0 | 0
CC | 0 | 0 | 0 | 0 | 0 | 0
CSP | 0 | 0 | 0 | 0 | 0 | 0
CT | 0 | 0 | 0 | 0 | 0 | 0
Coal | 0.06 | 0.06 | 0.05 | 0.05 | 0.05 | 0.05
Geo | 0 | 0 | 0 | 0 | 0 | 0
H | 0 | 0 | 0 | 0 | 0 | 0
LFG | 0 | 0 | 0 | 0 | 0 | 0
Nuc | 0 | 0 | 0 | 0 | 0 | 0
PS | 0 | 0 | 0 | 0 | 0 | 0
PV | 0 | 0 | 0 | 0 | 0 | 0
PeakG | 0 | 0 | 0 | 0 | 0 | 0
PeakO | 0 | 0 | 0 | 0 | 0 | 0
ST | 0 | 0 | 0 | 0 | 0 | 0
STOG | 0 | 0 | 0 | 0 | 0 | 0
STWD | 0 | 0 | 0 | 0 | 0 | 0
WT | 0 | 0 | 0 | 0 | 0 | 0
IGCC | 0 | 0 | 0 | 0 | 0 | 0
DemandResponse | 0 | 0 | 0 | 0 | 0 | 0
IGCC-CCS | 0 | 0 | 0 | 0 | 0 | 0
WT_off | 0 | 0 | 0 | 0 | 0 | 0
PseudoUnit | 0 | 0 | 0 | 0 | 0 | 0
FixedInterchange | 0 | 0 | 0 | 0 | 0 | 0
NOx Emissions (MMshortTons): SP15
ReportingType | 2015 | 2020 | 2025 | 2030 | 2035 | 2040
BM | 0 | 0 | 0 | 0 | 0 | 0
CC | 0 | 0 | 0 | 0 | 0 | 0
CSP | 0 | 0 | 0 | 0 | 0 | 0
CT | 0 | 0 | 0 | 0 | 0 | 0
Coal | 0 | 0 | 0 | 0 | 0 | 0
Geo | 0 | 0 | 0 | 0 | 0 | 0
H | 0 | 0 | 0 | 0 | 0 | 0
LFG | 0 | 0 | 0 | 0 | 0 | 0
Nuc | 0 | 0 | 0 | 0 | 0 | 0
PS | 0 | 0 | 0 | 0 | 0 | 0
PV | 0 | 0 | 0 | 0 | 0 | 0
PeakG | 0 | 0 | 0 | 0 | 0 | 0
PeakO | 0 | 0 | 0 | 0 | 0 | 0
ST | 0 | 0 | 0 | 0 | 0 | 0
STOG | 0 | 0 | 0 | 0 | 0 | 0
STWD | 0 | 0 | 0 | 0 | 0 | 0
WT | 0 | 0 | 0 | 0 | 0 | 0
IGCC | 0 | 0 | 0 | 0 | 0 | 0
DemandResponse | 0 | 0 | 0 | 0 | 0 | 0
IGCC-CCS | 0 | 0 | 0 | 0 | 0 | 0
WT_off | 0 | 0 | 0 | 0 | 0 | 0
PseudoUnit | 0 | 0 | 0 | 0 | 0 | 0
FixedInterchange | 0 | 0 | 0 | 0 | 0 | 0
NOx Emissions (MMshortTons): ALB
ReportingType | 2015 | 2020 | 2025 | 2030 | 2035 | 2040
BM | 0 | 0 | 0 | 0 | 0 | 0
CC | 0 | 0 | 0 | 0 | 0 | 0
CSP | 0 | 0 | 0 | 0 | 0 | 0
CT | 0 | 0 | 0 | 0 | 0 | 0
Coal | 0.01 | 0.01 | 0.01 | 0.01 | 0.01 | 0.01
Geo | 0 | 0 | 0 | 0 | 0 | 0
H | 0 | 0 | 0 | 0 | 0 | 0
LFG | 0 | 0 | 0 | 0 | 0 | 0
Nuc | 0 | 0 | 0 | 0 | 0 | 0
PS | 0 | 0 | 0 | 0 | 0 | 0
PV | 0 | 0 | 0 | 0 | 0 | 0
PeakG | 0 | 0 | 0 | 0 | 0 | 0
PeakO | 0 | 0 | 0 | 0 | 0 | 0
ST | 0 | 0 | 0 | 0 | 0 | 0
STOG | 0 | 0 | 0 | 0 | 0 | 0
STWD | 0 | 0 | 0 | 0 | 0 | 0
WT | 0 | 0 | 0 | 0 | 0 | 0
IGCC | 0 | 0 | 0 | 0 | 0 | 0
DemandResponse | 0 | 0 | 0 | 0 | 0 | 0
IGCC-CCS | 0 | 0 | 0 | 0 | 0 | 0
WT_off | 0 | 0 | 0 | 0 | 0 | 0
PseudoUnit | 0 | 0 | 0 | 0 | 0 | 0
FixedInterchange | 0 | 0 | 0 | 0 | 0 | 0
NOx Emissions (MMshortTons): BC
ReportingType | 2015 | 2020 | 2025 | 2030 | 2035 | 2040
BM | 0 | 0 | 0 | 0 | 0 | 0
CC | 0 | 0 | 0 | 0 | 0 | 0
CSP | 0 | 0 | 0 | 0 | 0 | 0
CT | 0 | 0 | 0 | 0 | 0 | 0
Coal | 0 | 0 | 0 | 0 | 0 | 0
Geo | 0 | 0 | 0 | 0 | 0 | 0
H | 0 | 0 | 0 | 0 | 0 | 0
LFG | 0 | 0 | 0 | 0 | 0 | 0
Nuc | 0 | 0 | 0 | 0 | 0 | 0
PS | 0 | 0 | 0 | 0 | 0 | 0
PV | 0 | 0 | 0 | 0 | 0 | 0
PeakG | 0 | 0 | 0 | 0 | 0 | 0
PeakO | 0 | 0 | 0 | 0 | 0 | 0
ST | 0 | 0 | 0 | 0 | 0 | 0
STOG | 0 | 0 | 0 | 0 | 0 | 0
STWD | 0 | 0 | 0 | 0 | 0 | 0
WT | 0 | 0 | 0 | 0 | 0 | 0
IGCC | 0 | 0 | 0 | 0 | 0 | 0
DemandResponse | 0 | 0 | 0 | 0 | 0 | 0
IGCC-CCS | 0 | 0 | 0 | 0 | 0 | 0
WT_off | 0 | 0 | 0 | 0 | 0 | 0
PseudoUnit | 0 | 0 | 0 | 0 | 0 | 0
FixedInterchange | 0 | 0 | 0 | 0 | 0 | 0
NOx Emissions (MMshortTons): HQ_IESO
ReportingType | 2015 | 2020 | 2025 | 2030 | 2035 | 2040
BM | 0 | 0 | 0 | 0 | 0 | 0
CC | 0 | 0 | 0 | 0 | 0 | 0
CSP | 0 | 0 | 0 | 0 | 0 | 0
CT | 0 | 0 | 0 | 0 | 0 | 0
Coal | 0 | 0 | 0 | 0 | 0 | 0
Geo | 0 | 0 | 0 | 0 | 0 | 0
H | 0 | 0 | 0 | 0 | 0 | 0
LFG | 0 | 0 | 0 | 0 | 0 | 0
Nuc | 0 | 0 | 0 | 0 | 0 | 0
PS | 0 | 0 | 0 | 0 | 0 | 0
PV | 0 | 0 | 0 | 0 | 0 | 0
PeakG | 0 | 0 | 0 | 0 | 0 | 0
PeakO | 0 | 0 | 0 | 0 | 0 | 0
ST | 0 | 0 | 0 | 0 | 0 | 0
STOG | 0 | 0 | 0 | 0 | 0 | 0
STWD | 0 | 0 | 0 | 0 | 0 | 0
WT | 0 | 0 | 0 | 0 | 0 | 0
IGCC | 0 | 0 | 0 | 0 | 0 | 0
DemandResponse | 0 | 0 | 0 | 0 | 0 | 0
IGCC-CCS | 0 | 0 | 0 | 0 | 0 | 0
WT_off | 0 | 0 | 0 | 0 | 0 | 0
PseudoUnit | 0 | 0 | 0 | 0 | 0 | 0
FixedInterchange | 0 | 0 | 0 | 0 | 0 | 0
NOx Emissions (MMshortTons): HQ_NEISO
ReportingType | 2015 | 2020 | 2025 | 2030 | 2035 | 2040
BM | 0 | 0 | 0 | 0 | 0 | 0
CC | 0 | 0 | 0 | 0 | 0 | 0
CSP | 0 | 0 | 0 | 0 | 0 | 0
CT | 0 | 0 | 0 | 0 | 0 | 0
Coal | 0 | 0 | 0 | 0 | 0 | 0
Geo | 0 | 0 | 0 | 0 | 0 | 0
H | 0 | 0 | 0 | 0 | 0 | 0
LFG | 0 | 0 | 0 | 0 | 0 | 0
Nuc | 0 | 0 | 0 | 0 | 0 | 0
PS | 0 | 0 | 0 | 0 | 0 | 0
PV | 0 | 0 | 0 | 0 | 0 | 0
PeakG | 0 | 0 | 0 | 0 | 0 | 0
PeakO | 0 | 0 | 0 | 0 | 0 | 0
ST | 0 | 0 | 0 | 0 | 0 | 0
STOG | 0 | 0 | 0 | 0 | 0 | 0
STWD | 0 | 0 | 0 | 0 | 0 | 0
WT | 0 | 0 | 0 | 0 | 0 | 0
IGCC | 0 | 0 | 0 | 0 | 0 | 0
DemandResponse | 0 | 0 | 0 | 0 | 0 | 0
IGCC-CCS | 0 | 0 | 0 | 0 | 0 | 0
WT_off | 0 | 0 | 0 | 0 | 0 | 0
PseudoUnit | 0 | 0 | 0 | 0 | 0 | 0
FixedInterchange | 0 | 0 | 0 | 0 | 0 | 0
NOx Emissions (MMshortTons): HQ_NY
ReportingType | 2015 | 2020 | 2025 | 2030 | 2035 | 2040
BM | 0 | 0 | 0 | 0 | 0 | 0
CC | 0 | 0 | 0 | 0 | 0 | 0
CSP | 0 | 0 | 0 | 0 | 0 | 0
CT | 0 | 0 | 0 | 0 | 0 | 0
Coal | 0 | 0 | 0 | 0 | 0 | 0
Geo | 0 | 0 | 0 | 0 | 0 | 0
H | 0 | 0 | 0 | 0 | 0 | 0
LFG | 0 | 0 | 0 | 0 | 0 | 0
Nuc | 0 | 0 | 0 | 0 | 0 | 0
PS | 0 | 0 | 0 | 0 | 0 | 0
PV | 0 | 0 | 0 | 0 | 0 | 0
PeakG | 0 | 0 | 0 | 0 | 0 | 0
PeakO | 0 | 0 | 0 | 0 | 0 | 0
ST | 0 | 0 | 0 | 0 | 0 | 0
STOG | 0 | 0 | 0 | 0 | 0 | 0
STWD | 0 | 0 | 0 | 0 | 0 | 0
WT | 0 | 0 | 0 | 0 | 0 | 0
IGCC | 0 | 0 | 0 | 0 | 0 | 0
DemandResponse | 0 | 0 | 0 | 0 | 0 | 0
IGCC-CCS | 0 | 0 | 0 | 0 | 0 | 0
WT_off | 0 | 0 | 0 | 0 | 0 | 0
PseudoUnit | 0 | 0 | 0 | 0 | 0 | 0
FixedInterchange | 0 | 0 | 0 | 0 | 0 | 0
NOx Emissions (MMshortTons): MARITIMES
ReportingType | 2015 | 2020 | 2025 | 2030 | 2035 | 2040
BM | 0 | 0 | 0 | 0 | 0 | 0
CC | 0 | 0 | 0 | 0 | 0 | 0
CSP | 0 | 0 | 0 | 0 | 0 | 0
CT | 0 | 0 | 0 | 0 | 0 | 0
Coal | 0 | 0 | 0 | 0 | 0 | 0
Geo | 0 | 0 | 0 | 0 | 0 | 0
H | 0 | 0 | 0 | 0 | 0 | 0
LFG | 0 | 0 | 0 | 0 | 0 | 0
Nuc | 0 | 0 | 0 | 0 | 0 | 0
PS | 0 | 0 | 0 | 0 | 0 | 0
PV | 0 | 0 | 0 | 0 | 0 | 0
PeakG | 0 | 0 | 0 | 0 | 0 | 0
PeakO | 0 | 0 | 0 | 0 | 0 | 0
ST | 0 | 0 | 0 | 0 | 0 | 0
STOG | 0 | 0 | 0 | 0 | 0 | 0
STWD | 0 | 0 | 0 | 0 | 0 | 0
WT | 0 | 0 | 0 | 0 | 0 | 0
IGCC | 0 | 0 | 0 | 0 | 0 | 0
DemandResponse | 0 | 0 | 0 | 0 | 0 | 0
IGCC-CCS | 0 | 0 | 0 | 0 | 0 | 0
WT_off | 0 | 0 | 0 | 0 | 0 | 0
PseudoUnit | 0 | 0 | 0 | 0 | 0 | 0
FixedInterchange | 0 | 0 | 0 | 0 | 0 | 0
NOx Emissions (MMshortTons): All
ReportingType | 2015 | 2020 | 2025 | 2030 | 2035 | 2040
BM | 0 | 0 | 0 | 0 | 0 | 0
CC | 0.08 | 0.08 | 0.07 | 0.07 | 0.08 | 0.09
CSP | 0 | 0 | 0 | 0 | 0 | 0
CT | 0 | 0 | 0 | 0 | 0 | 0
Coal | 1.56 | 1.42 | 1.48 | 1.52 | 1.57 | 1.56
Geo | 0 | 0 | 0 | 0 | 0 | 0
H | 0 | 0 | 0 | 0 | 0 | 0
LFG | 0 | 0 | 0 | 0 | 0 | 0
Nuc | 0 | 0 | 0 | 0 | 0 | 0
PS | 0 | 0 | 0 | 0 | 0 | 0
PV | 0 | 0 | 0 | 0 | 0 | 0
PeakG | 0 | 0 | 0 | 0 | 0 | 0
PeakO | 0 | 0 | 0 | 0 | 0 | 0
ST | 0 | 0 | 0 | 0 | 0 | 0
STOG | 0.02 | 0.02 | 0.02 | 0.02 | 0.02 | 0.02
STWD | 0 | 0 | 0 | 0 | 0 | 0
WT | 0 | 0 | 0 | 0 | 0 | 0
IGCC | 0 | 0 | 0 | 0 | 0 | 0
DemandResponse | 0 | 0 | 0 | 0 | 0 | 0
IGCC-CCS | 0 | 0 | 0 | 0 | 0 | 0
WT_off | 0 | 0 | 0 | 0 | 0 | 0
PseudoUnit | 0 | 0 | 0 | 0 | 0 | 0
FixedInterchange | 0 | 0 | 0 | 0 | 0 | 0
NOx Emissions (MMshortTons): EI_US
ReportingType | 2015 | 2020 | 2025 | 2030 | 2035 | 2040
BM | 0 | 0 | 0 | 0 | 0 | 0
CC | 0.05 | 0.05 | 0.05 | 0.05 | 0.06 | 0.07
CSP | 0 | 0 | 0 | 0 | 0 | 0
CT | 0 | 0 | 0 | 0 | 0 | 0
Coal | 1.16 | 1.02 | 1.07 | 1.11 | 1.17 | 1.2
Geo | 0 | 0 | 0 | 0 | 0 | 0
H | 0 | 0 | 0 | 0 | 0 | 0
LFG | 0 | 0 | 0 | 0 | 0 | 0
Nuc | 0 | 0 | 0 | 0 | 0 | 0
PS | 0 | 0 | 0 | 0 | 0 | 0
PV | 0 | 0 | 0 | 0 | 0 | 0
PeakG | 0 | 0 | 0 | 0 | 0 | 0
PeakO | 0 | 0 | 0 | 0 | 0 | 0
ST | 0 | 0 | 0 | 0 | 0 | 0
STOG | 0.01 | 0.01 | 0.01 | 0.01 | 0.01 | 0.01
STWD | 0 | 0 | 0 | 0 | 0 | 0
WT | 0 | 0 | 0 | 0 | 0 | 0
IGCC | 0 | 0 | 0 | 0 | 0 | 0
DemandResponse | 0 | 0 | 0 | 0 | 0 | 0
IGCC-CCS | 0 | 0 | 0 | 0 | 0 | 0
WT_off | 0 | 0 | 0 | 0 | 0 | 0
PseudoUnit | 0 | 0 | 0 | 0 | 0 | 0
FixedInterchange | 0 | 0 | 0 | 0 | 0 | 0
NOx Emissions (MMshortTons): EI_Canada
ReportingType | 2015 | 2020 | 2025 | 2030 | 2035 | 2040
BM | 0 | 0 | 0 | 0 | 0 | 0
CC | 0 | 0 | 0 | 0 | 0 | 0
CSP | 0 | 0 | 0 | 0 | 0 | 0
CT | 0 | 0 | 0 | 0 | 0 | 0
Coal | 0 | 0 | 0 | 0 | 0 | 0.01
Geo | 0 | 0 | 0 | 0 | 0 | 0
H | 0 | 0 | 0 | 0 | 0 | 0
LFG | 0 | 0 | 0 | 0 | 0 | 0
Nuc | 0 | 0 | 0 | 0 | 0 | 0
PS | 0 | 0 | 0 | 0 | 0 | 0
PV | 0 | 0 | 0 | 0 | 0 | 0
PeakG | 0 | 0 | 0 | 0 | 0 | 0
PeakO | 0 | 0 | 0 | 0 | 0 | 0
ST | 0 | 0 | 0 | 0 | 0 | 0
STOG | 0 | 0 | 0 | 0 | 0 | 0
STWD | 0 | 0 | 0 | 0 | 0 | 0
WT | 0 | 0 | 0 | 0 | 0 | 0
IGCC | 0 | 0 | 0 | 0 | 0 | 0
DemandResponse | 0 | 0 | 0 | 0 | 0 | 0
IGCC-CCS | 0 | 0 | 0 | 0 | 0 | 0
WT_off | 0 | 0 | 0 | 0 | 0 | 0
PseudoUnit | 0 | 0 | 0 | 0 | 0 | 0
FixedInterchange | 0 | 0 | 0 | 0 | 0 | 0
NOx Emissions (MMshortTons): EI
ReportingType | 2015 | 2020 | 2025 | 2030 | 2035 | 2040
BM | 0 | 0 | 0 | 0 | 0 | 0
CC | 0.05 | 0.06 | 0.05 | 0.05 | 0.06 | 0.07
CSP | 0 | 0 | 0 | 0 | 0 | 0
CT | 0 | 0 | 0 | 0 | 0 | 0
Coal | 1.16 | 1.02 | 1.07 | 1.11 | 1.17 | 1.2
Geo | 0 | 0 | 0 | 0 | 0 | 0
H | 0 | 0 | 0 | 0 | 0 | 0
LFG | 0 | 0 | 0 | 0 | 0 | 0
Nuc | 0 | 0 | 0 | 0 | 0 | 0
PS | 0 | 0 | 0 | 0 | 0 | 0
PV | 0 | 0 | 0 | 0 | 0 | 0
PeakG | 0 | 0 | 0 | 0 | 0 | 0
PeakO | 0 | 0 | 0 | 0 | 0 | 0
ST | 0 | 0 | 0 | 0 | 0 | 0
STOG | 0.01 | 0.01 | 0.01 | 0.01 | 0.01 | 0.01
STWD | 0 | 0 | 0 | 0 | 0 | 0
WT | 0 | 0 | 0 | 0 | 0 | 0
IGCC | 0 | 0 | 0 | 0 | 0 | 0
DemandResponse | 0 | 0 | 0 | 0 | 0 | 0
IGCC-CCS | 0 | 0 | 0 | 0 | 0 | 0
WT_off | 0 | 0 | 0 | 0 | 0 | 0
PseudoUnit | 0 | 0 | 0 | 0 | 0 | 0
FixedInterchange | 0 | 0 | 0 | 0 | 0 | 0
NOx Emissions (MMshortTons): Outside_EI
ReportingType | 2015 | 2020 | 2025 | 2030 | 2035 | 2040
BM | 0 | 0 | 0 | 0 | 0 | 0
CC | 0.03 | 0.03 | 0.02 | 0.02 | 0.02 | 0.02
CSP | 0 | 0 | 0 | 0 | 0 | 0
CT | 0 | 0 | 0 | 0 | 0 | 0
Coal | 0.4 | 0.41 | 0.41 | 0.41 | 0.4 | 0.36
Geo | 0 | 0 | 0 | 0 | 0 | 0
H | 0 | 0 | 0 | 0 | 0 | 0
LFG | 0 | 0 | 0 | 0 | 0 | 0
Nuc | 0 | 0 | 0 | 0 | 0 | 0
PS | 0 | 0 | 0 | 0 | 0 | 0
PV | 0 | 0 | 0 | 0 | 0 | 0
PeakG | 0 | 0 | 0 | 0 | 0 | 0
PeakO | 0 | 0 | 0 | 0 | 0 | 0
ST | 0 | 0 | 0 | 0 | 0 | 0
STOG | 0.01 | 0.01 | 0 | 0 | 0 | 0
STWD | 0 | 0 | 0 | 0 | 0 | 0
WT | 0 | 0 | 0 | 0 | 0 | 0
IGCC | 0 | 0 | 0 | 0 | 0 | 0
DemandResponse | 0 | 0 | 0 | 0 | 0 | 0
IGCC-CCS | 0 | 0 | 0 | 0 | 0 | 0
WT_off | 0 | 0 | 0 | 0 | 0 | 0
PseudoUnit | 0 | 0 | 0 | 0 | 0 | 0
FixedInterchange | 0 | 0 | 0 | 0 | 0 | 0
CO2 Emissions (MMshortTons): Entergy
ReportingType | 2015 | 2020 | 2025 | 2030 | 2035 | 2040
BM | 0 | 0 | 0 | 0 | 0 | 0
CC | 28.34 | 36.12 | 30.41 | 28.25 | 25.9 | 24.41
CSP | 0 | 0 | 0 | 0 | 0 | 0
CT | 0 | 0 | 0 | 0 | 0 | 0
Coal | 64.35 | 53.86 | 63.1 | 64.57 | 78.23 | 93.36
Geo | 0 | 0 | 0 | 0 | 0 | 0
H | 0 | 0 | 0 | 0 | 0 | 0
LFG | 0 | 0 | 0 | 0 | 0 | 0
Nuc | 0 | 0 | 0 | 0 | 0 | 0
PS | 0 | 0 | 0 | 0 | 0 | 0
PV | 0 | 0 | 0 | 0 | 0 | 0
PeakG | 0 | 0 | 0.02 | 0.02 | 0.01 | 0
PeakO | 0 | 0 | 0 | 0 | 0 | 0
ST | 0 | 0 | 0 | 0 | 0 | 0
STOG | 0.92 | 0.99 | 0.92 | 0.91 | 0.9 | 0.87
STWD | 0 | 0 | 0 | 0 | 0 | 0
WT | 0 | 0 | 0 | 0 | 0 | 0
IGCC | 0 | 0 | 0 | 0 | 0 | 0
DemandResponse | 0 | 0 | 0 | 0 | 0 | 0
IGCC-CCS | 0 | 0 | 0 | 0 | 0 | 0
WT_off | 0 | 0 | 0 | 0 | 0 | 0
PseudoUnit | 0 | 0 | 0 | 0 | 0 | 0
FixedInterchange | 0 | 0 | 0 | 0 | 0 | 0
CO2 Emissions (MMshortTons): FRCC
ReportingType | 2015 | 2020 | 2025 | 2030 | 2035 | 2040
BM | 0 | 0 | 0 | 0 | 0 | 0
CC | 63.4 | 70.71 | 73.61 | 80.07 | 91.31 | 103.02
CSP | 0 | 0 | 0 | 0 | 0 | 0
CT | 0.54 | 0.63 | 0.6 | 0.6 | 0.53 | 0.45
Coal | 59.26 | 57.1 | 63.82 | 64.42 | 65.92 | 65.92
Geo | 0 | 0 | 0 | 0 | 0 | 0
H | 0 | 0 | 0 | 0 | 0 | 0
LFG | 0 | 0 | 0 | 0 | 0 | 0
Nuc | 0 | 0 | 0 | 0 | 0 | 0
PS | 0 | 0 | 0 | 0 | 0 | 0
PV | 0 | 0 | 0 | 0 | 0 | 0
PeakG | 0.29 | 0.3 | 0.47 | 0.33 | 0.26 | 0.2
PeakO | 0 | 0 | 0 | 0 | 0 | 0
ST | 0 | 0 | 0 | 0 | 0 | 0
STOG | 2.16 | 1.84 | 1.84 | 1.8 | 1.67 | 1.3
STWD | 0 | 0 | 0 | 0 | 0 | 0
WT | 0 | 0 | 0 | 0 | 0 | 0
IGCC | 0 | 0 | 0 | 0 | 0 | 0
DemandResponse | 0 | 0 | 0 | 0 | 0 | 0
IGCC-CCS | 0 | 0 | 0 | 0 | 0 | 0
WT_off | 0 | 0 | 0 | 0 | 0 | 0
PseudoUnit | 0 | 0 | 0 | 0 | 0 | 0
FixedInterchange | 0 | 0 | 0 | 0 | 0 | 0
CO2 Emissions (MMshortTons): MAPP_US
ReportingType | 2015 | 2020 | 2025 | 2030 | 2035 | 2040
BM | 0 | 0 | 0 | 0 | 0 | 0
CC | 0.09 | 0.1 | 0.09 | 0.12 | 0.09 | 0.08
CSP | 0 | 0 | 0 | 0 | 0 | 0
CT | 0 | 0 | 0 | 0 | 0 | 0
Coal | 23.62 | 22.51 | 22.82 | 22.86 | 24.82 | 26.92
Geo | 0 | 0 | 0 | 0 | 0 | 0
H | 0 | 0 | 0 | 0 | 0 | 0
LFG | 0 | 0 | 0 | 0 | 0 | 0
Nuc | 0 | 0 | 0 | 0 | 0 | 0
PS | 0 | 0 | 0 | 0 | 0 | 0
PV | 0 | 0 | 0 | 0 | 0 | 0
PeakG | 0.01 | 0.05 | 0.04 | 0.08 | 0.07 | 0.06
PeakO | 0 | 0 | 0 | 0 | 0 | 0
ST | 0 | 0 | 0 | 0 | 0 | 0
STOG | 0 | 0 | 0 | 0 | 0 | 0
STWD | 0 | 0 | 0 | 0 | 0 | 0
WT | 0 | 0 | 0 | 0 | 0 | 0
IGCC | 0 | 0 | 0 | 0 | 0 | 0
DemandResponse | 0 | 0 | 0 | 0 | 0 | 0
IGCC-CCS | 0 | 0 | 0 | 0 | 0 | 0
WT_off | 0 | 0 | 0 | 0 | 0 | 0
PseudoUnit | 0 | 0 | 0 | 0 | 0 | 0
FixedInterchange | 0 | 0 | 0 | 0 | 0 | 0
CO2 Emissions (MMshortTons): MISO_IN
ReportingType | 2015 | 2020 | 2025 | 2030 | 2035 | 2040
BM | 0 | 0 | 0 | 0 | 0 | 0
CC | 1.84 | 3.05 | 1.9 | 4.07 | 8.07 | 9.86
CSP | 0 | 0 | 0 | 0 | 0 | 0
CT | 0 | 0 | 0 | 0 | 0 | 0
Coal | 92.26 | 95.87 | 99.54 | 102.88 | 107.24 | 109.03
Geo | 0 | 0 | 0 | 0 | 0 | 0
H | 0 | 0 | 0 | 0 | 0 | 0
LFG | 0 | 0 | 0 | 0 | 0 | 0
Nuc | 0 | 0 | 0 | 0 | 0 | 0
PS | 0 | 0 | 0 | 0 | 0 | 0
PV | 0 | 0 | 0 | 0 | 0 | 0
PeakG | 0.01 | 0.01 | 0.02 | 0.02 | 0.01 | 0.02
PeakO | 0 | 0 | 0 | 0 | 0 | 0
ST | 0 | 0 | 0 | 0 | 0 | 0
STOG | 0.03 | 0.04 | 0.04 | 0.04 | 0.05 | 0.07
STWD | 0 | 0 | 0 | 0 | 0 | 0
WT | 0 | 0 | 0 | 0 | 0 | 0
IGCC | 4.15 | 4.15 | 4.15 | 4.15 | 4.15 | 4.15
DemandResponse | 0 | 0 | 0 | 0 | 0 | 0
IGCC-CCS | 0 | 0 | 0 | 0 | 0 | 0
WT_off | 0 | 0 | 0 | 0 | 0 | 0
PseudoUnit | 0 | 0 | 0 | 0 | 0 | 0
FixedInterchange | 0 | 0 | 0 | 0 | 0 | 0
CO2 Emissions (MMshortTons): MISO_MI
ReportingType | 2015 | 2020 | 2025 | 2030 | 2035 | 2040
BM | 0 | 0 | 0 | 0 | 0 | 0
CC | 5.96 | 6.31 | 5.12 | 4.17 | 3.57 | 3.24
CSP | 0 | 0 | 0 | 0 | 0 | 0
CT | 0 | 0 | 0 | 0 | 0 | 0
Coal | 58.1 | 52.6 | 54.89 | 57.22 | 58.16 | 58.16
Geo | 0 | 0 | 0 | 0 | 0 | 0
H | 0 | 0 | 0 | 0 | 0 | 0
LFG | 0 | 0 | 0 | 0 | 0 | 0
Nuc | 0 | 0 | 0 | 0 | 0 | 0
PS | 0 | 0 | 0 | 0 | 0 | 0
PV | 0 | 0 | 0 | 0 | 0 | 0
PeakG | 0.01 | 0.02 | 0.05 | 0.06 | 0.03 | 0.01
PeakO | 0 | 0 | 0 | 0 | 0 | 0
ST | 0 | 0 | 0 | 0 | 0 | 0
STOG | 0.21 | 0.37 | 0.38 | 0.35 | 0.38 | 0.47
STWD | 0 | 0 | 0 | 0 | 0 | 0
WT | 0 | 0 | 0 | 0 | 0 | 0
IGCC | 0 | 0 | 0 | 0 | 0 | 0
DemandResponse | 0 | 0 | 0 | 0 | 0 | 0
IGCC-CCS | 0 | 0 | 0 | 0 | 0 | 0
WT_off | 0 | 0 | 0 | 0 | 0 | 0
PseudoUnit | 0 | 0 | 0 | 0 | 0 | 0
FixedInterchange | 0 | 0 | 0 | 0 | 0 | 0
CO2 Emissions (MMshortTons): MISO_MO-IL
ReportingType | 2015 | 2020 | 2025 | 2030 | 2035 | 2040
BM | 0 | 0 | 0 | 0 | 0 | 0
CC | 1.33 | 2.13 | 0.65 | 0.57 | 0.49 | 0.56
CSP | 0 | 0 | 0 | 0 | 0 | 0
CT | 0 | 0 | 0 | 0 | 0 | 0
Coal | 107.57 | 91.35 | 91.38 | 96.13 | 104.07 | 104.1
Geo | 0 | 0 | 0 | 0 | 0 | 0
H | 0 | 0 | 0 | 0 | 0 | 0
LFG | 0 | 0 | 0 | 0 | 0 | 0
Nuc | 0 | 0 | 0 | 0 | 0 | 0
PS | 0 | 0 | 0 | 0 | 0 | 0
PV | 0 | 0 | 0 | 0 | 0 | 0
PeakG | 0.09 | 0.18 | 0.08 | 0.07 | 0.29 | 0.31
PeakO | 0 | 0 | 0 | 0 | 0 | 0
ST | 0 | 0 | 0 | 0 | 0 | 0
STOG | 0.04 | 0.08 | 0.04 | 0.04 | 0.04 | 0.01
STWD | 0 | 0 | 0 | 0 | 0 | 0
WT | 0 | 0 | 0 | 0 | 0 | 0
IGCC | 0 | 0 | 0 | 0 | 0 | 0
DemandResponse | 0 | 0 | 0 | 0 | 0 | 0
IGCC-CCS | 0 | 0 | 0 | 0 | 0 | 0
WT_off | 0 | 0 | 0 | 0 | 0 | 0
PseudoUnit | 0 | 0 | 0 | 0 | 0 | 0
FixedInterchange | 0 | 0 | 0 | 0 | 0 | 0
CO2 Emissions (MMshortTons): MISO_W
ReportingType | 2015 | 2020 | 2025 | 2030 | 2035 | 2040
BM | 0 | 0 | 0 | 0 | 0 | 0
CC | 4.76 | 4.42 | 1.49 | 0.91 | 1.35 | 1.47
CSP | 0 | 0 | 0 | 0 | 0 | 0
CT | 0 | 0 | 0 | 0 | 0 | 0
Coal | 89.76 | 88.35 | 82.76 | 83.81 | 87.63 | 87.65
Geo | 0 | 0 | 0 | 0 | 0 | 0
H | 0 | 0 | 0 | 0 | 0 | 0
LFG | 0 | 0 | 0 | 0 | 0 | 0
Nuc | 0 | 0 | 0 | 0 | 0 | 0
PS | 0 | 0 | 0 | 0 | 0 | 0
PV | 0 | 0 | 0 | 0 | 0 | 0
PeakG | 0.27 | 0.12 | 0.01 | 0.01 | 0.01 | 0.01
PeakO | 0 | 0 | 0 | 0 | 0 | 0
ST | 0 | 0 | 0 | 0 | 0 | 0
STOG | 0.02 | 0 | 0 | 0 | 0 | 0
STWD | 0 | 0 | 0 | 0 | 0 | 0
WT | 0 | 0 | 0 | 0 | 0 | 0
IGCC | 0 | 0 | 0 | 0 | 0 | 0
DemandResponse | 0 | 0 | 0 | 0 | 0 | 0
IGCC-CCS | 0 | 0 | 0 | 0 | 0 | 0
WT_off | 0 | 0 | 0 | 0 | 0 | 0
PseudoUnit | 0 | 0 | 0 | 0 | 0 | 0
FixedInterchange | 0 | 0 | 0 | 0 | 0 | 0
CO2 Emissions (MMshortTons): MISO_WUMS
ReportingType | 2015 | 2020 | 2025 | 2030 | 2035 | 2040
BM | 0 | 0 | 0 | 0 | 0 | 0
CC | 6.3 | 9.47 | 6.42 | 5.28 | 8.52 | 8.57
CSP | 0 | 0 | 0 | 0 | 0 | 0
CT | 0 | 0.19 | 0.27 | 0.29 | 0.61 | 1.05
Coal | 35.43 | 34.8 | 35.01 | 37.98 | 42.27 | 42.47
Geo | 0 | 0 | 0 | 0 | 0 | 0
H | 0 | 0 | 0 | 0 | 0 | 0
LFG | 0 | 0 | 0 | 0 | 0 | 0
Nuc | 0 | 0 | 0 | 0 | 0 | 0
PS | 0 | 0 | 0 | 0 | 0 | 0
PV | 0 | 0 | 0 | 0 | 0 | 0
PeakG | 0.02 | 0 | 0.01 | 0 | 0 | 0
PeakO | 0 | 0 | 0 | 0 | 0 | 0
ST | 0 | 0 | 0 | 0 | 0 | 0
STOG | 0 | 0 | 0 | 0 | 0 | 0
STWD | 0 | 0 | 0 | 0 | 0 | 0
WT | 0 | 0 | 0 | 0 | 0 | 0
IGCC | 0 | 0 | 0 | 0 | 0 | 0
DemandResponse | 0 | 0 | 0 | 0 | 0 | 0
IGCC-CCS | 0 | 0 | 0 | 0 | 0 | 0
WT_off | 0 | 0 | 0 | 0 | 0 | 0
PseudoUnit | 0 | 0 | 0 | 0 | 0 | 0
FixedInterchange | 0 | 0 | 0 | 0 | 0 | 0
CO2 Emissions (MMshortTons): Nebraska
ReportingType | 2015 | 2020 | 2025 | 2030 | 2035 | 2040
BM | 0 | 0 | 0 | 0 | 0 | 0
CC | 0.3 | 0.21 | 0.18 | 0.21 | 0.15 | 0.13
CSP | 0 | 0 | 0 | 0 | 0 | 0
CT | 0 | 0 | 0 | 0 | 0 | 0
Coal | 35.38 | 35.35 | 35.04 | 35.31 | 48.39 | 49.97
Geo | 0 | 0 | 0 | 0 | 0 | 0
H | 0 | 0 | 0 | 0 | 0 | 0
LFG | 0 | 0 | 0 | 0 | 0 | 0
Nuc | 0 | 0 | 0 | 0 | 0 | 0
PS | 0 | 0 | 0 | 0 | 0 | 0
PV | 0 | 0 | 0 | 0 | 0 | 0
PeakG | 0.05 | 0.04 | 0.05 | 0.06 | 0.01 | 0
PeakO | 0 | 0 | 0 | 0 | 0 | 0
ST | 0 | 0 | 0 | 0 | 0 | 0
STOG | 0.04 | 0.07 | 0.04 | 0.06 | 0.01 | 0
STWD | 0 | 0 | 0 | 0 | 0 | 0
WT | 0 | 0 | 0 | 0 | 0 | 0
IGCC | 0 | 0 | 0 | 0 | 0 | 0
DemandResponse | 0 | 0 | 0 | 0 | 0 | 0
IGCC-CCS | 0 | 0 | 0 | 0 | 0 | 0
WT_off | 0 | 0 | 0 | 0 | 0 | 0
PseudoUnit | 0 | 0 | 0 | 0 | 0 | 0
FixedInterchange | 0 | 0 | 0 | 0 | 0 | 0
CO2 Emissions (MMshortTons): NEISO
ReportingType | 2015 | 2020 | 2025 | 2030 | 2035 | 2040
BM | 0 | 0 | 0 | 0 | 0 | 0
CC | 18.39 | 14.36 | 14.4 | 15.94 | 19.1 | 22.48
CSP | 0 | 0 | 0 | 0 | 0 | 0
CT | 0 | 0.01 | 0.01 | 0.01 | 0.02 | 0.04
Coal | 0.04 | 0 | 0 | 0 | 0 | 0
Geo | 0 | 0 | 0 | 0 | 0 | 0
H | 0 | 0 | 0 | 0 | 0 | 0
LFG | 0 | 0 | 0 | 0 | 0 | 0
Nuc | 0 | 0 | 0 | 0 | 0 | 0
PS | 0 | 0 | 0 | 0 | 0 | 0
PV | 0 | 0 | 0 | 0 | 0 | 0
PeakG | 0.02 | 0.02 | 0.02 | 0.02 | 0.06 | 0.06
PeakO | 0 | 0 | 0 | 0 | 0 | 0
ST | 0 | 0 | 0 | 0 | 0 | 0
STOG | 0 | 0 | 0 | 0 | 0 | 0
STWD | 0 | 0 | 0 | 0 | 0 | 0
WT | 0 | 0 | 0 | 0 | 0 | 0
IGCC | 0 | 0 | 0 | 0 | 0 | 0
DemandResponse | 0 | 0 | 0 | 0 | 0 | 0
IGCC-CCS | 0 | 0 | 0 | 0 | 0 | 0
WT_off | 0 | 0 | 0 | 0 | 0 | 0
PseudoUnit | 0 | 0 | 0 | 0 | 0 | 0
FixedInterchange | 0 | 0 | 0 | 0 | 0 | 0
CO2 Emissions (MMshortTons): NonRTO_Midwest
ReportingType | 2015 | 2020 | 2025 | 2030 | 2035 | 2040
BM | 0 | 0 | 0 | 0 | 0 | 0
CC | 0 | 0.8 | 0.61 | 0.8 | 1.11 | 1.5
CSP | 0 | 0 | 0 | 0 | 0 | 0
CT | 0 | 0.03 | 0.03 | 0.04 | 0.07 | 0.09
Coal | 62.73 | 64.88 | 66.22 | 67.64 | 68.63 | 70.2
Geo | 0 | 0 | 0 | 0 | 0 | 0
H | 0 | 0 | 0 | 0 | 0 | 0
LFG | 0 | 0 | 0 | 0 | 0 | 0
Nuc | 0 | 0 | 0 | 0 | 0 | 0
PS | 0 | 0 | 0 | 0 | 0 | 0
PV | 0 | 0 | 0 | 0 | 0 | 0
PeakG | 0.09 | 0.2 | 0.13 | 0.14 | 0.22 | 0.23
PeakO | 0 | 0 | 0 | 0 | 0 | 0
ST | 0 | 0 | 0 | 0 | 0 | 0
STOG | 0 | 0 | 0 | 0 | 0 | 0
STWD | 0 | 0 | 0 | 0 | 0 | 0
WT | 0 | 0 | 0 | 0 | 0 | 0
IGCC | 0 | 0 | 0 | 0 | 0 | 0
DemandResponse | 0 | 0 | 0 | 0 | 0 | 0
IGCC-CCS | 0 | 0 | 0 | 0 | 0 | 0
WT_off | 0 | 0 | 0 | 0 | 0 | 0
PseudoUnit | 0 | 0 | 0 | 0 | 0 | 0
FixedInterchange | 0 | 0 | 0 | 0 | 0 | 0
CO2 Emissions (MMshortTons): NYISO_A-F
ReportingType | 2015 | 2020 | 2025 | 2030 | 2035 | 2040
BM | 0 | 0 | 0 | 0 | 0 | 0
CC | 2.78 | 3.98 | 4.68 | 4.81 | 3.63 | 4.96
CSP | 0 | 0 | 0 | 0 | 0 | 0
CT | 0 | 0 | 0 | 0 | 0 | 0
Coal | 0 | 0 | 0 | 0 | 0 | 0
Geo | 0 | 0 | 0 | 0 | 0 | 0
H | 0 | 0 | 0 | 0 | 0 | 0
LFG | 0 | 0 | 0 | 0 | 0 | 0
Nuc | 0 | 0 | 0 | 0 | 0 | 0
PS | 0 | 0 | 0 | 0 | 0 | 0
PV | 0 | 0 | 0 | 0 | 0 | 0
PeakG | 0 | 0 | 0 | 0 | 0 | 0
PeakO | 0 | 0 | 0 | 0 | 0 | 0
ST | 0 | 0 | 0 | 0 | 0 | 0
STOG | 0 | 0 | 0 | 0 | 0 | 0
STWD | 0 | 0 | 0 | 0 | 0 | 0
WT | 0 | 0 | 0 | 0 | 0 | 0
IGCC | 0 | 0 | 0 | 0 | 0 | 0
DemandResponse | 0 | 0 | 0 | 0 | 0 | 0
IGCC-CCS | 0 | 0 | 0 | 0 | 0 | 0
WT_off | 0 | 0 | 0 | 0 | 0 | 0
PseudoUnit | 0 | 0 | 0 | 0 | 0 | 0
FixedInterchange | 0 | 0 | 0 | 0 | 0 | 0
CO2 Emissions (MMshortTons): NYISO_G-I
ReportingType | 2015 | 2020 | 2025 | 2030 | 2035 | 2040
BM | 0 | 0 | 0 | 0 | 0 | 0
CC | 2.84 | 3.59 | 4.12 | 6.46 | 11.06 | 15.94
CSP | 0 | 0 | 0 | 0 | 0 | 0
CT | 0 | 0 | 0 | 0 | 0 | 0
Coal | 0 | 0 | 0 | 0 | 0 | 0
Geo | 0 | 0 | 0 | 0 | 0 | 0
H | 0 | 0 | 0 | 0 | 0 | 0
LFG | 0 | 0 | 0 | 0 | 0 | 0
Nuc | 0 | 0 | 0 | 0 | 0 | 0
PS | 0 | 0 | 0 | 0 | 0 | 0
PV | 0 | 0 | 0 | 0 | 0 | 0
PeakG | 0 | 0 | 0 | 0 | 0 | 0
PeakO | 0 | 0 | 0 | 0 | 0 | 0
ST | 0 | 0 | 0 | 0 | 0 | 0
STOG | 0 | 0 | 0 | 0 | 0 | 0
STWD | 0 | 0 | 0 | 0 | 0 | 0
WT | 0 | 0 | 0 | 0 | 0 | 0
IGCC | 0 | 0 | 0 | 0 | 0 | 0
DemandResponse | 0 | 0 | 0 | 0 | 0 | 0
IGCC-CCS | 0 | 0 | 0 | 0 | 0 | 0
WT_off | 0 | 0 | 0 | 0 | 0 | 0
PseudoUnit | 0 | 0 | 0 | 0 | 0 | 0
FixedInterchange | 0 | 0 | 0 | 0 | 0 | 0
CO2 Emissions (MMshortTons): NYISO_J-K
ReportingType | 2015 | 2020 | 2025 | 2030 | 2035 | 2040
BM | 0 | 0 | 0 | 0 | 0 | 0
CC | 10.06 | 12.91 | 12.97 | 12.53 | 12.2 | 13.36
CSP | 0 | 0 | 0 | 0 | 0 | 0
CT | 0 | 0 | 0.01 | 0.03 | 0.05 | 0.2
Coal | 0 | 0 | 0 | 0 | 0 | 0
Geo | 0 | 0 | 0 | 0 | 0 | 0
H | 0 | 0 | 0 | 0 | 0 | 0
LFG | 0 | 0 | 0 | 0 | 0 | 0
Nuc | 0 | 0 | 0 | 0 | 0 | 0
PS | 0 | 0 | 0 | 0 | 0 | 0
PV | 0 | 0 | 0 | 0 | 0 | 0
PeakG | 0.03 | 0.08 | 0.11 | 0.1 | 0.11 | 0.25
PeakO | 0 | 0 | 0 | 0 | 0 | 0
ST | 0 | 0 | 0 | 0 | 0 | 0
STOG | 0.7 | 1.31 | 1.63 | 1.63 | 1.87 | 2.34
STWD | 0 | 0 | 0 | 0 | 0 | 0
WT | 0 | 0 | 0 | 0 | 0 | 0
IGCC | 0 | 0 | 0 | 0 | 0 | 0
DemandResponse | 0 | 0 | 0 | 0 | 0 | 0
IGCC-CCS | 0 | 0 | 0 | 0 | 0 | 0
WT_off | 0 | 0 | 0 | 0 | 0 | 0
PseudoUnit | 0 | 0 | 0 | 0 | 0 | 0
FixedInterchange | 0 | 0 | 0 | 0 | 0 | 0
CO2 Emissions (MMshortTons): PJM_E
ReportingType | 2015 | 2020 | 2025 | 2030 | 2035 | 2040
BM | 0 | 0 | 0 | 0 | 0 | 0
CC | 9.89 | 18.03 | 16.41 | 14.79 | 19.76 | 19.68
CSP | 0 | 0 | 0 | 0 | 0 | 0
CT | 0 | 0 | 0 | 0 | 0.15 | 0.08
Coal | 0.59 | 0.49 | 0.74 | 1.19 | 1.97 | 2.52
Geo | 0 | 0 | 0 | 0 | 0 | 0
H | 0 | 0 | 0 | 0 | 0 | 0
LFG | 0 | 0 | 0 | 0 | 0 | 0
Nuc | 0 | 0 | 0 | 0 | 0 | 0
PS | 0 | 0 | 0 | 0 | 0 | 0
PV | 0 | 0 | 0 | 0 | 0 | 0
PeakG | 0 | 0.05 | 0.31 | 0.31 | 0.6 | 0.27
PeakO | 0 | 0 | 0 | 0 | 0 | 0
ST | 0 | 0 | 0 | 0 | 0 | 0
STOG | 0.06 | 0.34 | 0.34 | 0.34 | 0.66 | 0.63
STWD | 0 | 0 | 0 | 0 | 0 | 0
WT | 0 | 0 | 0 | 0 | 0 | 0
IGCC | 0 | 0 | 0 | 0 | 0 | 0
DemandResponse | 0 | 0 | 0 | 0 | 0 | 0
IGCC-CCS | 0 | 0 | 0 | 0 | 0 | 0
WT_off | 0 | 0 | 0 | 0 | 0 | 0
PseudoUnit | 0 | 0 | 0 | 0 | 0 | 0
FixedInterchange | 0 | 0 | 0 | 0 | 0 | 0
CO2 Emissions (MMshortTons): PJM_ROM
ReportingType | 2015 | 2020 | 2025 | 2030 | 2035 | 2040
BM | 0 | 0 | 0 | 0 | 0 | 0
CC | 6.1 | 9.43 | 8.24 | 8 | 17.8 | 47.99
CSP | 0 | 0 | 0 | 0 | 0 | 0
CT | 0 | 0 | 0 | 0 | 0 | 0
Coal | 51.65 | 57.57 | 58.97 | 62.44 | 62.44 | 62.44
Geo | 0 | 0 | 0 | 0 | 0 | 0
H | 0 | 0 | 0 | 0 | 0 | 0
LFG | 0 | 0 | 0 | 0 | 0 | 0
Nuc | 0 | 0 | 0 | 0 | 0 | 0
PS | 0 | 0 | 0 | 0 | 0 | 0
PV | 0 | 0 | 0 | 0 | 0 | 0
PeakG | 0 | 0.01 | 0.03 | 0.03 | 0.12 | 0.1
PeakO | 0 | 0 | 0 | 0 | 0 | 0
ST | 0 | 0 | 0 | 0 | 0 | 0
STOG | 0.43 | 0.7 | 0.83 | 0.83 | 0.87 | 0.83
STWD | 0 | 0 | 0 | 0 | 0 | 0
WT | 0 | 0 | 0 | 0 | 0 | 0
IGCC | 0 | 0 | 0 | 0 | 0 | 0
DemandResponse | 0 | 0 | 0 | 0 | 0 | 0
IGCC-CCS | 0 | 0 | 0 | 0 | 0 | 0
WT_off | 0 | 0 | 0 | 0 | 0 | 0
PseudoUnit | 0 | 0 | 0 | 0 | 0 | 0
FixedInterchange | 0 | 0 | 0 | 0 | 0 | 0
CO2 Emissions (MMshortTons): PJM_ROR
ReportingType | 2015 | 2020 | 2025 | 2030 | 2035 | 2040
BM | 0 | 0 | 0 | 0 | 0 | 0
CC | 28.93 | 26.72 | 22.92 | 33.32 | 43.51 | 32.56
CSP | 0 | 0 | 0 | 0 | 0 | 0
CT | 0 | 0 | 0 | 0 | 0.32 | 0.32
Coal | 355.29 | 291.59 | 296.88 | 297.77 | 300.82 | 301.8
Geo | 0 | 0 | 0 | 0 | 0 | 0
H | 0 | 0 | 0 | 0 | 0 | 0
LFG | 0 | 0 | 0 | 0 | 0 | 0
Nuc | 0 | 0 | 0 | 0 | 0 | 0
PS | 0 | 0 | 0 | 0 | 0 | 0
PV | 0 | 0 | 0 | 0 | 0 | 0
PeakG | 0.86 | 0.78 | 0.78 | 0.81 | 0.54 | 0.58
PeakO | 0 | 0 | 0 | 0 | 0 | 0
ST | 0 | 0 | 0 | 0 | 0 | 0
STOG | 0.49 | 0.52 | 0.5 | 0.49 | 0.49 | 0.49
STWD | 0 | 0 | 0 | 0 | 0 | 0
WT | 0 | 0 | 0 | 0 | 0 | 0
IGCC | 0 | 0 | 0 | 0 | 0 | 0
DemandResponse | 0 | 0 | 0 | 0 | 0 | 0
IGCC-CCS | 0 | 0 | 0 | 0 | 0 | 0
WT_off | 0 | 0 | 0 | 0 | 0 | 0
PseudoUnit | 0 | 0 | 0 | 0 | 0 | 0
FixedInterchange | 0 | 0 | 0 | 0 | 0 | 0
CO2 Emissions (MMshortTons): SOCO
ReportingType | 2015 | 2020 | 2025 | 2030 | 2035 | 2040
BM | 0 | 0 | 0 | 0 | 0 | 0
CC | 47.16 | 48.83 | 43.03 | 39.37 | 36.46 | 34.19
CSP | 0 | 0 | 0 | 0 | 0 | 0
CT | 0 | 0 | 0 | 0 | 0 | 0
Coal | 104.77 | 105.79 | 129.63 | 150.8 | 170.81 | 211.53
Geo | 0 | 0 | 0 | 0 | 0 | 0
H | 0 | 0 | 0 | 0 | 0 | 0
LFG | 0 | 0 | 0 | 0 | 0 | 0
Nuc | 0 | 0 | 0 | 0 | 0 | 0
PS | 0 | 0 | 0 | 0 | 0 | 0
PV | 0 | 0 | 0 | 0 | 0 | 0
PeakG | 0.32 | 0.66 | 1.26 | 1.26 | 1.29 | 1.27
PeakO | 0 | 0 | 0 | 0 | 0 | 0
ST | 0 | 0 | 0 | 0 | 0 | 0
STOG | 0 | 0 | 0 | 0 | 0 | 0
STWD | 0 | 0 | 0 | 0 | 0 | 0
WT | 0 | 0 | 0 | 0 | 0 | 0
IGCC | 0 | 0 | 0 | 0 | 0 | 0
DemandResponse | 0 | 0 | 0 | 0 | 0 | 0
IGCC-CCS | 0 | 0 | 0 | 0 | 0 | 0
WT_off | 0 | 0 | 0 | 0 | 0 | 0
PseudoUnit | 0 | 0 | 0 | 0 | 0 | 0
FixedInterchange | 0 | 0 | 0 | 0 | 0 | 0
CO2 Emissions (MMshortTons): SPP_N
ReportingType | 2015 | 2020 | 2025 | 2030 | 2035 | 2040
BM | 0 | 0 | 0 | 0 | 0 | 0
CC | 3.8 | 1.35 | 0.76 | 1.17 | 1.19 | 0.79
CSP | 0 | 0 | 0 | 0 | 0 | 0
CT | 0 | 0.12 | 0.13 | 0.46 | 0.79 | 0.43
Coal | 68.81 | 68.79 | 68.29 | 68.79 | 68.79 | 86.87
Geo | 0 | 0 | 0 | 0 | 0 | 0
H | 0 | 0 | 0 | 0 | 0 | 0
LFG | 0 | 0 | 0 | 0 | 0 | 0
Nuc | 0 | 0 | 0 | 0 | 0 | 0
PS | 0 | 0 | 0 | 0 | 0 | 0
PV | 0 | 0 | 0 | 0 | 0 | 0
PeakG | 0.04 | 0.07 | 0.1 | 0.02 | 0 | 0
PeakO | 0 | 0 | 0 | 0 | 0 | 0
ST | 0 | 0 | 0 | 0 | 0 | 0
STOG | 0.33 | 0.43 | 0.42 | 0.42 | 0.42 | 0.42
STWD | 0 | 0 | 0 | 0 | 0 | 0
WT | 0 | 0 | 0 | 0 | 0 | 0
IGCC | 0 | 0 | 0 | 0 | 0 | 0
DemandResponse | 0 | 0 | 0 | 0 | 0 | 0
IGCC-CCS | 0 | 0 | 0 | 0 | 0 | 0
WT_off | 0 | 0 | 0 | 0 | 0 | 0
PseudoUnit | 0 | 0 | 0 | 0 | 0 | 0
FixedInterchange | 0 | 0 | 0 | 0 | 0 | 0
CO2 Emissions (MMshortTons): SPP_S
ReportingType | 2015 | 2020 | 2025 | 2030 | 2035 | 2040
BM | 0 | 0 | 0 | 0 | 0 | 0
CC | 17.58 | 10.44 | 8.78 | 9.09 | 9.22 | 8.06
CSP | 0 | 0 | 0 | 0 | 0 | 0
CT | 0 | 0 | 0 | 0 | 0 | 0.01
Coal | 94.04 | 79.07 | 88.5 | 92.67 | 99.03 | 97.78
Geo | 0 | 0 | 0 | 0 | 0 | 0
H | 0 | 0 | 0 | 0 | 0 | 0
LFG | 0 | 0 | 0 | 0 | 0 | 0
Nuc | 0 | 0 | 0 | 0 | 0 | 0
PS | 0 | 0 | 0 | 0 | 0 | 0
PV | 0 | 0 | 0 | 0 | 0 | 0
PeakG | 0 | 0 | 0 | 0 | 0 | 0
PeakO | 0 | 0 | 0 | 0 | 0 | 0
ST | 0 | 0 | 0 | 0 | 0 | 0
STOG | 1.41 | 0.42 | 0.64 | 0.87 | 1.07 | 1.22
STWD | 0 | 0 | 0 | 0 | 0 | 0
WT | 0 | 0 | 0 | 0 | 0 | 0
IGCC | 0 | 0 | 0 | 0 | 0 | 0
DemandResponse | 0 | 0 | 0 | 0 | 0 | 0
IGCC-CCS | 0 | 0 | 0 | 0 | 0 | 0
WT_off | 0 | 0 | 0 | 0 | 0 | 0
PseudoUnit | 0 | 0 | 0 | 0 | 0 | 0
FixedInterchange | 0 | 0 | 0 | 0 | 0 | 0
CO2 Emissions (MMshortTons): TVA
ReportingType | 2015 | 2020 | 2025 | 2030 | 2035 | 2040
BM | 0 | 0 | 0 | 0 | 0 | 0
CC | 8.27 | 11.29 | 10.76 | 10.69 | 9.82 | 8.8
CSP | 0 | 0 | 0 | 0 | 0 | 0
CT | 0 | 0.11 | 0.15 | 0.26 | 0.15 | 0.28
Coal | 88.07 | 82.99 | 86.37 | 87.5 | 113.39 | 130.52
Geo | 0 | 0 | 0 | 0 | 0 | 0
H | 0 | 0 | 0 | 0 | 0 | 0
LFG | 0 | 0 | 0 | 0 | 0 | 0
Nuc | 0 | 0 | 0 | 0 | 0 | 0
PS | 0 | 0 | 0 | 0 | 0 | 0
PV | 0 | 0 | 0 | 0 | 0 | 0
PeakG | 0 | 0 | 0 | 0 | 0 | 0
PeakO | 0 | 0 | 0 | 0 | 0 | 0
ST | 0 | 0 | 0 | 0 | 0 | 0
STOG | 0 | 0 | 0 | 0 | 0 | 0
STWD | 0 | 0 | 0 | 0 | 0 | 0
WT | 0 | 0 | 0 | 0 | 0 | 0
IGCC | 0 | 0 | 0 | 0 | 0 | 0
DemandResponse | 0 | 0 | 0 | 0 | 0 | 0
IGCC-CCS | 0 | 0 | 0 | 0 | 0 | 0
WT_off | 0 | 0 | 0 | 0 | 0 | 0
PseudoUnit | 0 | 0 | 0 | 0 | 0 | 0
FixedInterchange | 0 | 0 | 0 | 0 | 0 | 0
CO2 Emissions (MMshortTons): TVA_Transmission
ReportingType | 2015 | 2020 | 2025 | 2030 | 2035 | 2040
BM | 0 | 0 | 0 | 0 | 0 | 0
CC | 0 | 0 | 0 | 0 | 0 | 0
CSP | 0 | 0 | 0 | 0 | 0 | 0
CT | 0 | 0 | 0 | 0 | 0 | 0
Coal | 0 | 0 | 0 | 0 | 0 | 0
Geo | 0 | 0 | 0 | 0 | 0 | 0
H | 0 | 0 | 0 | 0 | 0 | 0
LFG | 0 | 0 | 0 | 0 | 0 | 0
Nuc | 0 | 0 | 0 | 0 | 0 | 0
PS | 0 | 0 | 0 | 0 | 0 | 0
PV | 0 | 0 | 0 | 0 | 0 | 0
PeakG | 0 | 0 | 0 | 0 | 0 | 0
PeakO | 0 | 0 | 0 | 0 | 0 | 0
ST | 0 | 0 | 0 | 0 | 0 | 0
STOG | 0 | 0 | 0 | 0 | 0 | 0
STWD | 0 | 0 | 0 | 0 | 0 | 0
WT | 0 | 0 | 0 | 0 | 0 | 0
IGCC | 0 | 0 | 0 | 0 | 0 | 0
DemandResponse | 0 | 0 | 0 | 0 | 0 | 0
IGCC-CCS | 0 | 0 | 0 | 0 | 0 | 0
WT_off | 0 | 0 | 0 | 0 | 0 | 0
PseudoUnit | 0 | 0 | 0 | 0 | 0 | 0
FixedInterchange | 0 | 0 | 0 | 0 | 0 | 0
CO2 Emissions (MMshortTons): VACAR
ReportingType | 2015 | 2020 | 2025 | 2030 | 2035 | 2040
BM | 0 | 0 | 0 | 0 | 0 | 0
CC | 20.96 | 23.47 | 19.45 | 21.63 | 31.16 | 40.99
CSP | 0 | 0 | 0 | 0 | 0 | 0
CT | 0.05 | 0.05 | 0.05 | 0.1 | 0.23 | 0.39
Coal | 84.7 | 77.91 | 98.88 | 108.65 | 117.99 | 119.55
Geo | 0 | 0 | 0 | 0 | 0 | 0
H | 0 | 0 | 0 | 0 | 0 | 0
LFG | 0 | 0 | 0 | 0 | 0 | 0
Nuc | 0 | 0 | 0 | 0 | 0 | 0
PS | 0 | 0 | 0 | 0 | 0 | 0
PV | 0 | 0 | 0 | 0 | 0 | 0
PeakG | 0.07 | 0.12 | 0.21 | 0.2 | 0.2 | 0.19
PeakO | 0 | 0 | 0 | 0 | 0 | 0
ST | 0 | 0 | 0 | 0 | 0 | 0
STOG | 0 | 0 | 0 | 0 | 0 | 0
STWD | 0 | 0 | 0 | 0 | 0 | 0
WT | 0 | 0 | 0 | 0 | 0 | 0
IGCC | 0 | 0 | 0 | 0 | 0 | 0
DemandResponse | 0 | 0 | 0 | 0 | 0 | 0
IGCC-CCS | 0 | 0 | 0 | 0 | 0 | 0
WT_off | 0 | 0 | 0 | 0 | 0 | 0
PseudoUnit | 0 | 0 | 0 | 0 | 0 | 0
FixedInterchange | 0 | 0 | 0 | 0 | 0 | 0
CO2 Emissions (MMshortTons): IESO
ReportingType | 2015 | 2020 | 2025 | 2030 | 2035 | 2040
BM | 0 | 0 | 0 | 0 | 0 | 0
CC | 0.38 | 0.59 | 0.72 | 0.9 | 3.14 | 9.29
CSP | 0 | 0 | 0 | 0 | 0 | 0
CT | 0 | 0 | 0 | 0 | 0.02 | 0.08
Coal | 0 | 0 | 0 | 0 | 0 | 0
Geo | 0 | 0 | 0 | 0 | 0 | 0
H | 0 | 0 | 0 | 0 | 0 | 0
LFG | 0 | 0 | 0 | 0 | 0 | 0
Nuc | 0 | 0 | 0 | 0 | 0 | 0
PS | 0 | 0 | 0 | 0 | 0 | 0
PV | 0 | 0 | 0 | 0 | 0 | 0
PeakG | 0 | 0 | 0 | 0 | 0 | 0.01
PeakO | 0 | 0 | 0 | 0 | 0 | 0
ST | 0 | 0 | 0 | 0 | 0 | 0
STOG | 0 | 0 | 0 | 0 | 0 | 0
STWD | 0 | 0 | 0 | 0 | 0 | 0
WT | 0 | 0 | 0 | 0 | 0 | 0
IGCC | 0 | 0 | 0 | 0 | 0 | 0
DemandResponse | 0 | 0 | 0 | 0 | 0 | 0
IGCC-CCS | 0 | 0 | 0 | 0 | 0 | 0
WT_off | 0 | 0 | 0 | 0 | 0 | 0
PseudoUnit | 0 | 0 | 0 | 0 | 0 | 0
FixedInterchange | 0 | 0 | 0 | 0 | 0 | 0
CO2 Emissions (MMshortTons): MAPP_CA
ReportingType | 2015 | 2020 | 2025 | 2030 | 2035 | 2040
BM | 0 | 0 | 0 | 0 | 0 | 0
CC | 3.06 | 4.26 | 4.2 | 4.51 | 5.03 | 4.68
CSP | 0 | 0 | 0 | 0 | 0 | 0
CT | 0 | 0 | 0 | 0 | 0.02 | 0.02
Coal | 0.24 | 0.39 | 0.65 | 2.97 | 4.97 | 8.28
Geo | 0 | 0 | 0 | 0 | 0 | 0
H | 0 | 0 | 0 | 0 | 0 | 0
LFG | 0 | 0 | 0 | 0 | 0 | 0
Nuc | 0 | 0 | 0 | 0 | 0 | 0
PS | 0 | 0 | 0 | 0 | 0 | 0
PV | 0 | 0 | 0 | 0 | 0 | 0
PeakG | 0 | 0 | 0 | 0 | 0 | 0
PeakO | 0 | 0 | 0 | 0 | 0 | 0
ST | 0 | 0 | 0 | 0 | 0 | 0
STOG | 0 | 0 | 0 | 0 | 0 | 0
STWD | 0 | 0 | 0 | 0 | 0 | 0
WT | 0 | 0 | 0 | 0 | 0 | 0
IGCC | 0 | 0 | 0 | 0 | 0 | 0
DemandResponse | 0 | 0 | 0 | 0 | 0 | 0
IGCC-CCS | 0 | 0 | 0 | 0 | 0 | 0
WT_off | 0 | 0 | 0 | 0 | 0 | 0
PseudoUnit | 0 | 0 | 0 | 0 | 0 | 0
FixedInterchange | 0 | 0 | 0 | 0 | 0 | 0
CO2 Emissions (MMshortTons): AZ_NM_SNV_Coal
ReportingType | 2015 | 2020 | 2025 | 2030 | 2035 | 2040
BM | 0 | 0 | 0 | 0 | 0 | 0
CC | 0 | 0 | 0 | 0 | 0 | 0
CSP | 0 | 0 | 0 | 0 | 0 | 0
CT | 0 | 0 | 0 | 0 | 0 | 0
Coal | 74.11 | 79.04 | 79.22 | 75.66 | 69.91 | 53.27
Geo | 0 | 0 | 0 | 0 | 0 | 0
H | 0 | 0 | 0 | 0 | 0 | 0
LFG | 0 | 0 | 0 | 0 | 0 | 0
Nuc | 0 | 0 | 0 | 0 | 0 | 0
PS | 0 | 0 | 0 | 0 | 0 | 0
PV | 0 | 0 | 0 | 0 | 0 | 0
PeakG | 0 | 0 | 0 | 0 | 0 | 0
PeakO | 0 | 0 | 0 | 0 | 0 | 0
ST | 0 | 0 | 0 | 0 | 0 | 0
STOG | 0 | 0 | 0 | 0 | 0 | 0
STWD | 0 | 0 | 0 | 0 | 0 | 0
WT | 0 | 0 | 0 | 0 | 0 | 0
IGCC | 0 | 0 | 0 | 0 | 0 | 0
DemandResponse | 0 | 0 | 0 | 0 | 0 | 0
IGCC-CCS | 0 | 0 | 0 | 0 | 0 | 0
WT_off | 0 | 0 | 0 | 0 | 0 | 0
PseudoUnit | 0 | 0 | 0 | 0 | 0 | 0
FixedInterchange | 0 | 0 | 0 | 0 | 0 | 0
CO2 Emissions (MMshortTons): AZ_NM_SNV_Gas
ReportingType | 2015 | 2020 | 2025 | 2030 | 2035 | 2040
BM | 0 | 0 | 0 | 0 | 0 | 0
CC | 44.06 | 44.31 | 26.63 | 19.78 | 19.31 | 18.87
CSP | 0 | 0 | 0 | 0 | 0 | 0
CT | 0 | 0 | 0 | 0.02 | 0 | 0
Coal | 0 | 0 | 0 | 0 | 0 | 0
Geo | 0 | 0 | 0 | 0 | 0 | 0
H | 0 | 0 | 0 | 0 | 0 | 0
LFG | 0 | 0 | 0 | 0 | 0 | 0
Nuc | 0 | 0 | 0 | 0 | 0 | 0
PS | 0 | 0 | 0 | 0 | 0 | 0
PV | 0 | 0 | 0 | 0 | 0 | 0
PeakG | 0 | 0 | 0.01 | 0.06 | 0.06 | 0.2
PeakO | 0 | 0 | 0 | 0 | 0 | 0
ST | 0 | 0 | 0 | 0 | 0 | 0
STOG | 0 | 0 | 0 | 0 | 0 | 0
STWD | 0 | 0 | 0 | 0 | 0 | 0
WT | 0 | 0 | 0 | 0 | 0 | 0
IGCC | 0 | 0 | 0 | 0 | 0 | 0
DemandResponse | 0 | 0 | 0 | 0 | 0 | 0
IGCC-CCS | 0 | 0 | 0 | 0 | 0 | 0
WT_off | 0 | 0 | 0 | 0 | 0 | 0
PseudoUnit | 0 | 0 | 0 | 0 | 0 | 0
FixedInterchange | 0 | 0 | 0 | 0 | 0 | 0
CO2 Emissions (MMshortTons): AZ_NM_SNV_NucRenew
ReportingType | 2015 | 2020 | 2025 | 2030 | 2035 | 2040
BM | 0 | 0 | 0 | 0 | 0 | 0
CC | 0 | 0 | 0 | 0 | 0 | 0
CSP | 0 | 0 | 0 | 0 | 0 | 0
CT | 0 | 0 | 0 | 0 | 0 | 0
Coal | 0 | 0 | 0 | 0 | 0 | 0
Geo | 0 | 0 | 0 | 0 | 0 | 0
H | 0 | 0 | 0 | 0 | 0 | 0
LFG | 0 | 0 | 0 | 0 | 0 | 0
Nuc | 0 | 0 | 0 | 0 | 0 | 0
PS | 0 | 0 | 0 | 0 | 0 | 0
PV | 0 | 0 | 0 | 0 | 0 | 0
PeakG | 0 | 0 | 0 | 0 | 0 | 0
PeakO | 0 | 0 | 0 | 0 | 0 | 0
ST | 0 | 0 | 0 | 0 | 0 | 0
STOG | 0 | 0 | 0 | 0 | 0 | 0
STWD | 0 | 0 | 0 | 0 | 0 | 0
WT | 0 | 0 | 0 | 0 | 0 | 0
IGCC | 0 | 0 | 0 | 0 | 0 | 0
DemandResponse | 0 | 0 | 0 | 0 | 0 | 0
IGCC-CCS | 0 | 0 | 0 | 0 | 0 | 0
WT_off | 0 | 0 | 0 | 0 | 0 | 0
PseudoUnit | 0 | 0 | 0 | 0 | 0 | 0
FixedInterchange | 0 | 0 | 0 | 0 | 0 | 0
CO2 Emissions (MMshortTons): ERCOT
ReportingType | 2015 | 2020 | 2025 | 2030 | 2035 | 2040
BM | 0 | 0 | 0 | 0 | 0 | 0
CC | 65.59 | 69.72 | 41.25 | 43.31 | 46.22 | 49.25
CSP | 0 | 0 | 0 | 0 | 0 | 0
CT | 0 | 0 | 0 | 0 | 0 | 0
Coal | 122.14 | 136.7 | 153.71 | 157.37 | 157.9 | 157.9
Geo | 0 | 0 | 0 | 0 | 0 | 0
H | 0 | 0 | 0 | 0 | 0 | 0
LFG | 0 | 0 | 0 | 0 | 0 | 0
Nuc | 0 | 0 | 0 | 0 | 0 | 0
PS | 0 | 0 | 0 | 0 | 0 | 0
PV | 0 | 0 | 0 | 0 | 0 | 0
PeakG | 0 | 0 | 0 | 0 | 0 | 0
PeakO | 0 | 0 | 0 | 0 | 0 | 0
ST | 0 | 0 | 0 | 0 | 0 | 0
STOG | 3.5 | 4.47 | 2.21 | 2.95 | 2.79 | 2.55
STWD | 0 | 0 | 0 | 0 | 0 | 0
WT | 0 | 0 | 0 | 0 | 0 | 0
IGCC | 0 | 0 | 0 | 0 | 0 | 0
DemandResponse | 0 | 0 | 0 | 0 | 0 | 0
IGCC-CCS | 0 | 0 | 0 | 0 | 0 | 0
WT_off | 0 | 0 | 0 | 0 | 0 | 0
PseudoUnit | 0 | 0 | 0 | 0 | 0 | 0
FixedInterchange | 0 | 0 | 0 | 0 | 0 | 0
CO2 Emissions (MMshortTons): NP15
ReportingType | 2015 | 2020 | 2025 | 2030 | 2035 | 2040
BM | 0 | 0 | 0 | 0 | 0 | 0
CC | 16.11 | 9.93 | 8.74 | 3.29 | 2.09 | 1.65
CSP | 0 | 0 | 0 | 0 | 0 | 0
CT | 0 | 0 | 0 | 0 | 0 | 0
Coal | 0.27 | 0 | 0 | 0 | 0 | 0
Geo | 0 | 0 | 0 | 0 | 0 | 0
H | 0 | 0 | 0 | 0 | 0 | 0
LFG | 0 | 0 | 0 | 0 | 0 | 0
Nuc | 0 | 0 | 0 | 0 | 0 | 0
PS | 0 | 0 | 0 | 0 | 0 | 0
PV | 0 | 0 | 0 | 0 | 0 | 0
PeakG | 0 | 0 | 0 | 0 | 0 | 0
PeakO | 0 | 0 | 0 | 0 | 0 | 0
ST | 0 | 0 | 0 | 0 | 0 | 0
STOG | 0.08 | 0.06 | 0.06 | 0.02 | 0.02 | 0.06
STWD | 0 | 0 | 0 | 0 | 0 | 0
WT | 0 | 0 | 0 | 0 | 0 | 0
IGCC | 0 | 0 | 0 | 0 | 0 | 0
DemandResponse | 0 | 0 | 0 | 0 | 0 | 0
IGCC-CCS | 0 | 0 | 0 | 0 | 0 | 0
WT_off | 0 | 0 | 0 | 0 | 0 | 0
PseudoUnit | 0 | 0 | 0 | 0 | 0 | 0
FixedInterchange | 0 | 0 | 0 | 0 | 0 | 0
CO2 Emissions (MMshortTons): NWPP_Coal
ReportingType | 2015 | 2020 | 2025 | 2030 | 2035 | 2040
BM | 0 | 0 | 0 | 0 | 0 | 0
CC | 0 | 0 | 0 | 0 | 0 | 0
CSP | 0 | 0 | 0 | 0 | 0 | 0
CT | 0 | 0 | 0 | 0 | 0 | 0
Coal | 101.93 | 102.64 | 102.64 | 102.13 | 101.92 | 99.08
Geo | 0 | 0 | 0 | 0 | 0 | 0
H | 0 | 0 | 0 | 0 | 0 | 0
LFG | 0 | 0 | 0 | 0 | 0 | 0
Nuc | 0 | 0 | 0 | 0 | 0 | 0
PS | 0 | 0 | 0 | 0 | 0 | 0
PV | 0 | 0 | 0 | 0 | 0 | 0
PeakG | 0 | 0 | 0 | 0 | 0 | 0
PeakO | 0 | 0 | 0 | 0 | 0 | 0
ST | 0 | 0 | 0 | 0 | 0 | 0
STOG | 0 | 0 | 0 | 0 | 0 | 0
STWD | 0 | 0 | 0 | 0 | 0 | 0
WT | 0 | 0 | 0 | 0 | 0 | 0
IGCC | 0 | 0 | 0 | 0 | 0 | 0
DemandResponse | 0 | 0 | 0 | 0 | 0 | 0
IGCC-CCS | 0 | 0 | 0 | 0 | 0 | 0
WT_off | 0 | 0 | 0 | 0 | 0 | 0
PseudoUnit | 0 | 0 | 0 | 0 | 0 | 0
FixedInterchange | 0 | 0 | 0 | 0 | 0 | 0
CO2 Emissions (MMshortTons): NWPP_Gas
ReportingType | 2015 | 2020 | 2025 | 2030 | 2035 | 2040
BM | 0 | 0 | 0 | 0 | 0 | 0
CC | 21.13 | 21.13 | 21.13 | 27.48 | 18.38 | 14.12
CSP | 0 | 0 | 0 | 0 | 0 | 0
CT | 0 | 0 | 0 | 0 | 0 | 0
Coal | 0 | 0 | 0 | 0 | 0 | 0
Geo | 0 | 0 | 0 | 0 | 0 | 0
H | 0 | 0 | 0 | 0 | 0 | 0
LFG | 0 | 0 | 0 | 0 | 0 | 0
Nuc | 0 | 0 | 0 | 0 | 0 | 0
PS | 0 | 0 | 0 | 0 | 0 | 0
PV | 0 | 0 | 0 | 0 | 0 | 0
PeakG | 0 | 0 | 0 | 0 | 0 | 0
PeakO | 0 | 0 | 0 | 0 | 0 | 0
ST | 0 | 0 | 0 | 0 | 0 | 0
STOG | 0 | 0 | 0 | 0 | 0 | 0
STWD | 0 | 0 | 0 | 0 | 0 | 0
WT | 0 | 0 | 0 | 0 | 0 | 0
IGCC | 0 | 0 | 0 | 0 | 0 | 0
DemandResponse | 0 | 0 | 0 | 0 | 0 | 0
IGCC-CCS | 0 | 0 | 0 | 0 | 0 | 0
WT_off | 0 | 0 | 0 | 0 | 0 | 0
PseudoUnit | 0 | 0 | 0 | 0 | 0 | 0
FixedInterchange | 0 | 0 | 0 | 0 | 0 | 0
CO2 Emissions (MMshortTons): NWPP_NucRenew
ReportingType | 2015 | 2020 | 2025 | 2030 | 2035 | 2040
BM | 0 | 0 | 0 | 0 | 0 | 0
CC | 0 | 0 | 0 | 0 | 0 | 0
CSP | 0 | 0 | 0 | 0 | 0 | 0
CT | 0 | 0 | 0 | 0 | 0 | 0
Coal | 0 | 0 | 0 | 0 | 0 | 0
Geo | 0 | 0 | 0 | 0 | 0 | 0
H | 0 | 0 | 0 | 0 | 0 | 0
LFG | 0 | 0 | 0 | 0 | 0 | 0
Nuc | 0 | 0 | 0 | 0 | 0 | 0
PS | 0 | 0 | 0 | 0 | 0 | 0
PV | 0 | 0 | 0 | 0 | 0 | 0
PeakG | 0 | 0 | 0 | 0 | 0 | 0
PeakO | 0 | 0 | 0 | 0 | 0 | 0
ST | 0 | 0 | 0 | 0 | 0 | 0
STOG | 0 | 0 | 0 | 0 | 0 | 0
STWD | 0 | 0 | 0 | 0 | 0 | 0
WT | 0 | 0 | 0 | 0 | 0 | 0
IGCC | 0 | 0 | 0 | 0 | 0 | 0
DemandResponse | 0 | 0 | 0 | 0 | 0 | 0
IGCC-CCS | 0 | 0 | 0 | 0 | 0 | 0
WT_off | 0 | 0 | 0 | 0 | 0 | 0
PseudoUnit | 0 | 0 | 0 | 0 | 0 | 0
FixedInterchange | 0 | 0 | 0 | 0 | 0 | 0
CO2 Emissions (MMshortTons): RMPA
ReportingType | 2015 | 2020 | 2025 | 2030 | 2035 | 2040
BM | 0 | 0 | 0 | 0 | 0 | 0
CC | 3.13 | 2.99 | 0.69 | 0.79 | 0.95 | 1
CSP | 0 | 0 | 0 | 0 | 0 | 0
CT | 0 | 0 | 0 | 0 | 0 | 0
Coal | 61.31 | 59.93 | 55.02 | 54.84 | 52.46 | 48.99
Geo | 0 | 0 | 0 | 0 | 0 | 0
H | 0 | 0 | 0 | 0 | 0 | 0
LFG | 0 | 0 | 0 | 0 | 0 | 0
Nuc | 0 | 0 | 0 | 0 | 0 | 0
PS | 0 | 0 | 0 | 0 | 0 | 0
PV | 0 | 0 | 0 | 0 | 0 | 0
PeakG | 0.01 | 0.01 | 0 | 0 | 0 | 0.01
PeakO | 0 | 0 | 0 | 0 | 0 | 0
ST | 0 | 0 | 0 | 0 | 0 | 0
STOG | 0 | 0 | 0 | 0 | 0 | 0
STWD | 0 | 0 | 0 | 0 | 0 | 0
WT | 0 | 0 | 0 | 0 | 0 | 0
IGCC | 0 | 0 | 0 | 0 | 0 | 0
DemandResponse | 0 | 0 | 0 | 0 | 0 | 0
IGCC-CCS | 0 | 0 | 0 | 0 | 0 | 0
WT_off | 0 | 0 | 0 | 0 | 0 | 0
PseudoUnit | 0 | 0 | 0 | 0 | 0 | 0
FixedInterchange | 0 | 0 | 0 | 0 | 0 | 0
CO2 Emissions (MMshortTons): SP15
ReportingType | 2015 | 2020 | 2025 | 2030 | 2035 | 2040
BM | 0 | 0 | 0 | 0 | 0 | 0
CC | 16.4 | 7.73 | 5.12 | 4.62 | 2.78 | 2.12
CSP | 0 | 0 | 0 | 0 | 0 | 0
CT | 0 | 0 | 0 | 0 | 0 | 0
Coal | 0.9 | 0.9 | 0 | 0 | 0 | 0
Geo | 0 | 0 | 0 | 0 | 0 | 0
H | 0 | 0 | 0 | 0 | 0 | 0
LFG | 0 | 0 | 0 | 0 | 0 | 0
Nuc | 0 | 0 | 0 | 0 | 0 | 0
PS | 0 | 0 | 0 | 0 | 0 | 0
PV | 0 | 0 | 0 | 0 | 0 | 0
PeakG | 0 | 0 | 0 | 0 | 0 | 0
PeakO | 0 | 0 | 0 | 0 | 0 | 0
ST | 0 | 0 | 0 | 0 | 0 | 0
STOG | 0.1 | 0.11 | 0 | 0 | 0.01 | 0.02
STWD | 0 | 0 | 0 | 0 | 0 | 0
WT | 0 | 0 | 0 | 0 | 0 | 0
IGCC | 0 | 0 | 0 | 0 | 0 | 0
DemandResponse | 0 | 0 | 0 | 0 | 0 | 0
IGCC-CCS | 0 | 0 | 0 | 0 | 0 | 0
WT_off | 0 | 0 | 0 | 0 | 0 | 0
PseudoUnit | 0 | 0 | 0 | 0 | 0 | 0
FixedInterchange | 0 | 0 | 0 | 0 | 0 | 0
CO2 Emissions (MMshortTons): ALB
ReportingType | 2015 | 2020 | 2025 | 2030 | 2035 | 2040
BM | 0 | 0 | 0 | 0 | 0 | 0
CC | 8.09 | 10.39 | 11.99 | 14.11 | 16.34 | 18.63
CSP | 0 | 0 | 0 | 0 | 0 | 0
CT | 0 | 0 | 0 | 0 | 0 | 0
Coal | 50 | 50 | 50 | 50 | 50 | 50
Geo | 0 | 0 | 0 | 0 | 0 | 0
H | 0 | 0 | 0 | 0 | 0 | 0
LFG | 0 | 0 | 0 | 0 | 0 | 0
Nuc | 0 | 0 | 0 | 0 | 0 | 0
PS | 0 | 0 | 0 | 0 | 0 | 0
PV | 0 | 0 | 0 | 0 | 0 | 0
PeakG | 0 | 0 | 0 | 0 | 0 | 0
PeakO | 0 | 0 | 0 | 0 | 0 | 0
ST | 0 | 0 | 0 | 0 | 0 | 0
STOG | 0 | 0 | 0 | 0 | 0 | 0
STWD | 0 | 0 | 0 | 0 | 0 | 0
WT | 0 | 0 | 0 | 0 | 0 | 0
IGCC | 0 | 0 | 0 | 0 | 0 | 0
DemandResponse | 0 | 0 | 0 | 0 | 0 | 0
IGCC-CCS | 0 | 0 | 0 | 0 | 0 | 0
WT_off | 0 | 0 | 0 | 0 | 0 | 0
PseudoUnit | 0 | 0 | 0 | 0 | 0 | 0
FixedInterchange | 0 | 0 | 0 | 0 | 0 | 0
CO2 Emissions (MMshortTons): BC
ReportingType | 2015 | 2020 | 2025 | 2030 | 2035 | 2040
BM | 0 | 0 | 0 | 0 | 0 | 0
CC | 3.92 | 5.17 | 7.04 | 8.56 | 9.77 | 9.11
CSP | 0 | 0 | 0 | 0 | 0 | 0
CT | 0 | 0 | 0 | 0 | 0 | 0
Coal | 0 | 0 | 0 | 0 | 0 | 0
Geo | 0 | 0 | 0 | 0 | 0 | 0
H | 0 | 0 | 0 | 0 | 0 | 0
LFG | 0 | 0 | 0 | 0 | 0 | 0
Nuc | 0 | 0 | 0 | 0 | 0 | 0
PS | 0 | 0 | 0 | 0 | 0 | 0
PV | 0 | 0 | 0 | 0 | 0 | 0
PeakG | 0 | 0 | 0 | 0 | 0 | 0
PeakO | 0 | 0 | 0 | 0 | 0 | 0
ST | 0 | 0 | 0 | 0 | 0 | 0
STOG | 0 | 0 | 0 | 0 | 0 | 0
STWD | 0 | 0 | 0 | 0 | 0 | 0
WT | 0 | 0 | 0 | 0 | 0 | 0
IGCC | 0 | 0 | 0 | 0 | 0 | 0
DemandResponse | 0 | 0 | 0 | 0 | 0 | 0
IGCC-CCS | 0 | 0 | 0 | 0 | 0 | 0
WT_off | 0 | 0 | 0 | 0 | 0 | 0
PseudoUnit | 0 | 0 | 0 | 0 | 0 | 0
FixedInterchange | 0 | 0 | 0 | 0 | 0 | 0
CO2 Emissions (MMshortTons): HQ_IESO
ReportingType | 2015 | 2020 | 2025 | 2030 | 2035 | 2040
BM | 0 | 0 | 0 | 0 | 0 | 0
CC | 0 | 0 | 0 | 0 | 0 | 0
CSP | 0 | 0 | 0 | 0 | 0 | 0
CT | 0 | 0 | 0 | 0 | 0 | 0
Coal | 0 | 0 | 0 | 0 | 0 | 0
Geo | 0 | 0 | 0 | 0 | 0 | 0
H | 0 | 0 | 0 | 0 | 0 | 0
LFG | 0 | 0 | 0 | 0 | 0 | 0
Nuc | 0 | 0 | 0 | 0 | 0 | 0
PS | 0 | 0 | 0 | 0 | 0 | 0
PV | 0 | 0 | 0 | 0 | 0 | 0
PeakG | 0 | 0 | 0 | 0 | 0 | 0
PeakO | 0 | 0 | 0 | 0 | 0 | 0
ST | 0 | 0 | 0 | 0 | 0 | 0
STOG | 0 | 0 | 0 | 0 | 0 | 0
STWD | 0 | 0 | 0 | 0 | 0 | 0
WT | 0 | 0 | 0 | 0 | 0 | 0
IGCC | 0 | 0 | 0 | 0 | 0 | 0
DemandResponse | 0 | 0 | 0 | 0 | 0 | 0
IGCC-CCS | 0 | 0 | 0 | 0 | 0 | 0
WT_off | 0 | 0 | 0 | 0 | 0 | 0
PseudoUnit | 0 | 0 | 0 | 0 | 0 | 0
FixedInterchange | 0 | 0 | 0 | 0 | 0 | 0
CO2 Emissions (MMshortTons): HQ_NEISO
ReportingType | 2015 | 2020 | 2025 | 2030 | 2035 | 2040
BM | 0 | 0 | 0 | 0 | 0 | 0
CC | 0 | 0 | 0 | 0 | 0 | 0
CSP | 0 | 0 | 0 | 0 | 0 | 0
CT | 0 | 0 | 0 | 0 | 0 | 0
Coal | 0 | 0 | 0 | 0 | 0 | 0
Geo | 0 | 0 | 0 | 0 | 0 | 0
H | 0 | 0 | 0 | 0 | 0 | 0
LFG | 0 | 0 | 0 | 0 | 0 | 0
Nuc | 0 | 0 | 0 | 0 | 0 | 0
PS | 0 | 0 | 0 | 0 | 0 | 0
PV | 0 | 0 | 0 | 0 | 0 | 0
PeakG | 0 | 0 | 0 | 0 | 0 | 0
PeakO | 0 | 0 | 0 | 0 | 0 | 0
ST | 0 | 0 | 0 | 0 | 0 | 0
STOG | 0 | 0 | 0 | 0 | 0 | 0
STWD | 0 | 0 | 0 | 0 | 0 | 0
WT | 0 | 0 | 0 | 0 | 0 | 0
IGCC | 0 | 0 | 0 | 0 | 0 | 0
DemandResponse | 0 | 0 | 0 | 0 | 0 | 0
IGCC-CCS | 0 | 0 | 0 | 0 | 0 | 0
WT_off | 0 | 0 | 0 | 0 | 0 | 0
PseudoUnit | 0 | 0 | 0 | 0 | 0 | 0
FixedInterchange | 0 | 0 | 0 | 0 | 0 | 0
CO2 Emissions (MMshortTons): HQ_NY
ReportingType | 2015 | 2020 | 2025 | 2030 | 2035 | 2040
BM | 0 | 0 | 0 | 0 | 0 | 0
CC | 0 | 0 | 0 | 0 | 0 | 0
CSP | 0 | 0 | 0 | 0 | 0 | 0
CT | 0 | 0 | 0 | 0 | 0 | 0
Coal | 0 | 0 | 0 | 0 | 0 | 0
Geo | 0 | 0 | 0 | 0 | 0 | 0
H | 0 | 0 | 0 | 0 | 0 | 0
LFG | 0 | 0 | 0 | 0 | 0 | 0
Nuc | 0 | 0 | 0 | 0 | 0 | 0
PS | 0 | 0 | 0 | 0 | 0 | 0
PV | 0 | 0 | 0 | 0 | 0 | 0
PeakG | 0 | 0 | 0 | 0 | 0 | 0
PeakO | 0 | 0 | 0 | 0 | 0 | 0
ST | 0 | 0 | 0 | 0 | 0 | 0
STOG | 0 | 0 | 0 | 0 | 0 | 0
STWD | 0 | 0 | 0 | 0 | 0 | 0
WT | 0 | 0 | 0 | 0 | 0 | 0
IGCC | 0 | 0 | 0 | 0 | 0 | 0
DemandResponse | 0 | 0 | 0 | 0 | 0 | 0
IGCC-CCS | 0 | 0 | 0 | 0 | 0 | 0
WT_off | 0 | 0 | 0 | 0 | 0 | 0
PseudoUnit | 0 | 0 | 0 | 0 | 0 | 0
FixedInterchange | 0 | 0 | 0 | 0 | 0 | 0
CO2 Emissions (MMshortTons): MARITIMES
ReportingType | 2015 | 2020 | 2025 | 2030 | 2035 | 2040
BM | 0 | 0 | 0 | 0 | 0 | 0
CC | 0 | 0 | 0 | 0 | 0 | 0
CSP | 0 | 0 | 0 | 0 | 0 | 0
CT | 0 | 0 | 0 | 0 | 0 | 0
Coal | 0 | 0 | 0 | 0 | 0 | 0
Geo | 0 | 0 | 0 | 0 | 0 | 0
H | 0 | 0 | 0 | 0 | 0 | 0
LFG | 0 | 0 | 0 | 0 | 0 | 0
Nuc | 0 | 0 | 0 | 0 | 0 | 0
PS | 0 | 0 | 0 | 0 | 0 | 0
PV | 0 | 0 | 0 | 0 | 0 | 0
PeakG | 0 | 0 | 0 | 0 | 0 | 0
PeakO | 0 | 0 | 0 | 0 | 0 | 0
ST | 0 | 0 | 0 | 0 | 0 | 0
STOG | 0 | 0 | 0 | 0 | 0 | 0
STWD | 0 | 0 | 0 | 0 | 0 | 0
WT | 0 | 0 | 0 | 0 | 0 | 0
IGCC | 0 | 0 | 0 | 0 | 0 | 0
DemandResponse | 0 | 0 | 0 | 0 | 0 | 0
IGCC-CCS | 0 | 0 | 0 | 0 | 0 | 0
WT_off | 0 | 0 | 0 | 0 | 0 | 0
PseudoUnit | 0 | 0 | 0 | 0 | 0 | 0
FixedInterchange | 0 | 0 | 0 | 0 | 0 | 0
CO2 Emissions (MMshortTons): All
ReportingType | 2015 | 2020 | 2025 | 2030 | 2035 | 2040
BM | 0 | 0 | 0 | 0 | 0 | 0
CC | 470.96 | 493.96 | 414.53 | 429.62 | 479.48 | 531.35
CSP | 0 | 0 | 0 | 0 | 0 | 0
CT | 0.59 | 1.15 | 1.26 | 1.8 | 2.96 | 3.43
Coal | 1887.31 | 1790.45 | 1884.06 | 1945.6 | 2057.78 | 2138.3
Geo | 0 | 0 | 0 | 0 | 0 | 0
H | 0 | 0 | 0 | 0 | 0 | 0
LFG | 0 | 0 | 0 | 0 | 0 | 0
Nuc | 0 | 0 | 0 | 0 | 0 | 0
PS | 0 | 0 | 0 | 0 | 0 | 0
PV | 0 | 0 | 0 | 0 | 0 | 0
PeakG | 2.18 | 2.72 | 3.71 | 3.59 | 3.9 | 3.8
PeakO | 0 | 0 | 0 | 0 | 0 | 0
ST | 0 | 0 | 0 | 0 | 0 | 0
STOG | 10.53 | 11.76 | 9.89 | 10.76 | 11.26 | 11.29
STWD | 0 | 0 | 0 | 0 | 0 | 0
WT | 0 | 0 | 0 | 0 | 0 | 0
IGCC | 4.15 | 4.15 | 4.15 | 4.15 | 4.15 | 4.15
DemandResponse | 0 | 0 | 0 | 0 | 0 | 0
IGCC-CCS | 0 | 0 | 0 | 0 | 0 | 0
WT_off | 0 | 0 | 0 | 0 | 0 | 0
PseudoUnit | 0 | 0 | 0 | 0 | 0 | 0
FixedInterchange | 0 | 0 | 0 | 0 | 0 | 0
CO2 Emissions (MMshortTons): EI_US
ReportingType | 2015 | 2020 | 2025 | 2030 | 2035 | 2040
BM | 0 | 0 | 0 | 0 | 0 | 0
CC | 289.07 | 317.72 | 287.02 | 302.27 | 355.48 | 402.63
CSP | 0 | 0 | 0 | 0 | 0 | 0
CT | 0.59 | 1.15 | 1.25 | 1.79 | 2.92 | 3.33
Coal | 1476.42 | 1360.87 | 1442.83 | 1502.63 | 1620.61 | 1720.78
Geo | 0 | 0 | 0 | 0 | 0 | 0
H | 0 | 0 | 0 | 0 | 0 | 0
LFG | 0 | 0 | 0 | 0 | 0 | 0
Nuc | 0 | 0 | 0 | 0 | 0 | 0
PS | 0 | 0 | 0 | 0 | 0 | 0
PV | 0 | 0 | 0 | 0 | 0 | 0
PeakG | 2.18 | 2.71 | 3.7 | 3.53 | 3.83 | 3.58
PeakO | 0 | 0 | 0 | 0 | 0 | 0
ST | 0 | 0 | 0 | 0 | 0 | 0
STOG | 6.84 | 7.11 | 7.62 | 7.79 | 8.43 | 8.65
STWD | 0 | 0 | 0 | 0 | 0 | 0
WT | 0 | 0 | 0 | 0 | 0 | 0
IGCC | 4.15 | 4.15 | 4.15 | 4.15 | 4.15 | 4.15
DemandResponse | 0 | 0 | 0 | 0 | 0 | 0
IGCC-CCS | 0 | 0 | 0 | 0 | 0 | 0
WT_off | 0 | 0 | 0 | 0 | 0 | 0
PseudoUnit | 0 | 0 | 0 | 0 | 0 | 0
FixedInterchange | 0 | 0 | 0 | 0 | 0 | 0
CO2 Emissions (MMshortTons): EI_Canada
ReportingType | 2015 | 2020 | 2025 | 2030 | 2035 | 2040
BM | 0 | 0 | 0 | 0 | 0 | 0
CC | 3.44 | 4.86 | 4.92 | 5.42 | 8.17 | 13.98
CSP | 0 | 0 | 0 | 0 | 0 | 0
CT | 0 | 0 | 0 | 0 | 0.04 | 0.1
Coal | 0.24 | 0.39 | 0.65 | 2.97 | 4.97 | 8.28
Geo | 0 | 0 | 0 | 0 | 0 | 0
H | 0 | 0 | 0 | 0 | 0 | 0
LFG | 0 | 0 | 0 | 0 | 0 | 0
Nuc | 0 | 0 | 0 | 0 | 0 | 0
PS | 0 | 0 | 0 | 0 | 0 | 0
PV | 0 | 0 | 0 | 0 | 0 | 0
PeakG | 0 | 0 | 0 | 0 | 0 | 0.01
PeakO | 0 | 0 | 0 | 0 | 0 | 0
ST | 0 | 0 | 0 | 0 | 0 | 0
STOG | 0 | 0 | 0 | 0 | 0 | 0
STWD | 0 | 0 | 0 | 0 | 0 | 0
WT | 0 | 0 | 0 | 0 | 0 | 0
IGCC | 0 | 0 | 0 | 0 | 0 | 0
DemandResponse | 0 | 0 | 0 | 0 | 0 | 0
IGCC-CCS | 0 | 0 | 0 | 0 | 0 | 0
WT_off | 0 | 0 | 0 | 0 | 0 | 0
PseudoUnit | 0 | 0 | 0 | 0 | 0 | 0
FixedInterchange | 0 | 0 | 0 | 0 | 0 | 0
CO2 Emissions (MMshortTons): EI
ReportingType | 2015 | 2020 | 2025 | 2030 | 2035 | 2040
BM | 0 | 0 | 0 | 0 | 0 | 0
CC | 292.52 | 322.58 | 291.94 | 307.68 | 363.65 | 416.6
CSP | 0 | 0 | 0 | 0 | 0 | 0
CT | 0.59 | 1.15 | 1.25 | 1.79 | 2.96 | 3.43
Coal | 1476.66 | 1361.26 | 1443.48 | 1505.6 | 1625.59 | 1729.06
Geo | 0 | 0 | 0 | 0 | 0 | 0
H | 0 | 0 | 0 | 0 | 0 | 0
LFG | 0 | 0 | 0 | 0 | 0 | 0
Nuc | 0 | 0 | 0 | 0 | 0 | 0
PS | 0 | 0 | 0 | 0 | 0 | 0
PV | 0 | 0 | 0 | 0 | 0 | 0
PeakG | 2.18 | 2.71 | 3.7 | 3.53 | 3.83 | 3.59
PeakO | 0 | 0 | 0 | 0 | 0 | 0
ST | 0 | 0 | 0 | 0 | 0 | 0
STOG | 6.84 | 7.11 | 7.62 | 7.79 | 8.43 | 8.65
STWD | 0 | 0 | 0 | 0 | 0 | 0
WT | 0 | 0 | 0 | 0 | 0 | 0
IGCC | 4.15 | 4.15 | 4.15 | 4.15 | 4.15 | 4.15
DemandResponse | 0 | 0 | 0 | 0 | 0 | 0
IGCC-CCS | 0 | 0 | 0 | 0 | 0 | 0
WT_off | 0 | 0 | 0 | 0 | 0 | 0
PseudoUnit | 0 | 0 | 0 | 0 | 0 | 0
FixedInterchange | 0 | 0 | 0 | 0 | 0 | 0
CO2 Emissions (MMshortTons): Outside_EI
ReportingType | 2015 | 2020 | 2025 | 2030 | 2035 | 2040
BM | 0 | 0 | 0 | 0 | 0 | 0
CC | 178.44 | 171.38 | 122.59 | 121.94 | 115.83 | 114.75
CSP | 0 | 0 | 0 | 0 | 0 | 0
CT | 0 | 0 | 0 | 0.02 | 0 | 0
Coal | 410.66 | 429.2 | 440.57 | 440 | 432.19 | 409.24
Geo | 0 | 0 | 0 | 0 | 0 | 0
H | 0 | 0 | 0 | 0 | 0 | 0
LFG | 0 | 0 | 0 | 0 | 0 | 0
Nuc | 0 | 0 | 0 | 0 | 0 | 0
PS | 0 | 0 | 0 | 0 | 0 | 0
PV | 0 | 0 | 0 | 0 | 0 | 0
PeakG | 0.01 | 0.01 | 0.01 | 0.06 | 0.07 | 0.21
PeakO | 0 | 0 | 0 | 0 | 0 | 0
ST | 0 | 0 | 0 | 0 | 0 | 0
STOG | 3.69 | 4.64 | 2.27 | 2.97 | 2.83 | 2.64
STWD | 0 | 0 | 0 | 0 | 0 | 0
WT | 0 | 0 | 0 | 0 | 0 | 0
IGCC | 0 | 0 | 0 | 0 | 0 | 0
DemandResponse | 0 | 0 | 0 | 0 | 0 | 0
IGCC-CCS | 0 | 0 | 0 | 0 | 0 | 0
WT_off | 0 | 0 | 0 | 0 | 0 | 0
PseudoUnit | 0 | 0 | 0 | 0 | 0 | 0
FixedInterchange | 0 | 0 | 0 | 0 | 0 | 0
CO2 Emissions (MMmetricTons): Entergy
ReportingType | 2015 | 2020 | 2025 | 2030 | 2035 | 2040
BM | 0 | 0 | 0 | 0 | 0 | 0
CC | 25.71 | 32.77 | 27.59 | 25.63 | 23.49 | 22.14
CSP | 0 | 0 | 0 | 0 | 0 | 0
CT | 0 | 0 | 0 | 0 | 0 | 0
Coal | 58.37 | 48.86 | 57.25 | 58.58 | 70.97 | 84.69
Geo | 0 | 0 | 0 | 0 | 0 | 0
H | 0 | 0 | 0 | 0 | 0 | 0
LFG | 0 | 0 | 0 | 0 | 0 | 0
Nuc | 0 | 0 | 0 | 0 | 0 | 0
PS | 0 | 0 | 0 | 0 | 0 | 0
PV | 0 | 0 | 0 | 0 | 0 | 0
PeakG | 0 | 0 | 0.02 | 0.02 | 0.01 | 0
PeakO | 0 | 0 | 0 | 0 | 0 | 0
ST | 0 | 0 | 0 | 0 | 0 | 0
STOG | 0.84 | 0.9 | 0.83 | 0.82 | 0.82 | 0.79
STWD | 0 | 0 | 0 | 0 | 0 | 0
WT | 0 | 0 | 0 | 0 | 0 | 0
IGCC | 0 | 0 | 0 | 0 | 0 | 0
DemandResponse | 0 | 0 | 0 | 0 | 0 | 0
IGCC-CCS | 0 | 0 | 0 | 0 | 0 | 0
WT_off | 0 | 0 | 0 | 0 | 0 | 0
PseudoUnit | 0 | 0 | 0 | 0 | 0 | 0
FixedInterchange | 0 | 0 | 0 | 0 | 0 | 0
CO2 Emissions (MMmetricTons): FRCC
ReportingType | 2015 | 2020 | 2025 | 2030 | 2035 | 2040
BM | 0 | 0 | 0 | 0 | 0 | 0
CC | 57.51 | 64.15 | 66.77 | 72.64 | 82.84 | 93.46
CSP | 0 | 0 | 0 | 0 | 0 | 0
CT | 0.49 | 0.58 | 0.55 | 0.54 | 0.48 | 0.41
Coal | 53.76 | 51.8 | 57.9 | 58.44 | 59.8 | 59.8
Geo | 0 | 0 | 0 | 0 | 0 | 0
H | 0 | 0 | 0 | 0 | 0 | 0
LFG | 0 | 0 | 0 | 0 | 0 | 0
Nuc | 0 | 0 | 0 | 0 | 0 | 0
PS | 0 | 0 | 0 | 0 | 0 | 0
PV | 0 | 0 | 0 | 0 | 0 | 0
PeakG | 0.26 | 0.27 | 0.43 | 0.3 | 0.24 | 0.18
PeakO | 0 | 0 | 0 | 0 | 0 | 0
ST | 0 | 0 | 0 | 0 | 0 | 0
STOG | 1.96 | 1.67 | 1.67 | 1.63 | 1.51 | 1.18
STWD | 0 | 0 | 0 | 0 | 0 | 0
WT | 0 | 0 | 0 | 0 | 0 | 0
IGCC | 0 | 0 | 0 | 0 | 0 | 0
DemandResponse | 0 | 0 | 0 | 0 | 0 | 0
IGCC-CCS | 0 | 0 | 0 | 0 | 0 | 0
WT_off | 0 | 0 | 0 | 0 | 0 | 0
PseudoUnit | 0 | 0 | 0 | 0 | 0 | 0
FixedInterchange | 0 | 0 | 0 | 0 | 0 | 0
CO2 Emissions (MMmetricTons): MAPP_US
ReportingType | 2015 | 2020 | 2025 | 2030 | 2035 | 2040
BM | 0 | 0 | 0 | 0 | 0 | 0
CC | 0.08 | 0.09 | 0.08 | 0.11 | 0.08 | 0.08
CSP | 0 | 0 | 0 | 0 | 0 | 0
CT | 0 | 0 | 0 | 0 | 0 | 0
Coal | 21.43 | 20.42 | 20.7 | 20.73 | 22.52 | 24.42
Geo | 0 | 0 | 0 | 0 | 0 | 0
H | 0 | 0 | 0 | 0 | 0 | 0
LFG | 0 | 0 | 0 | 0 | 0 | 0
Nuc | 0 | 0 | 0 | 0 | 0 | 0
PS | 0 | 0 | 0 | 0 | 0 | 0
PV | 0 | 0 | 0 | 0 | 0 | 0
PeakG | 0.01 | 0.05 | 0.04 | 0.07 | 0.06 | 0.06
PeakO | 0 | 0 | 0 | 0 | 0 | 0
ST | 0 | 0 | 0 | 0 | 0 | 0
STOG | 0 | 0 | 0 | 0 | 0 | 0
STWD | 0 | 0 | 0 | 0 | 0 | 0
WT | 0 | 0 | 0 | 0 | 0 | 0
IGCC | 0 | 0 | 0 | 0 | 0 | 0
DemandResponse | 0 | 0 | 0 | 0 | 0 | 0
IGCC-CCS | 0 | 0 | 0 | 0 | 0 | 0
WT_off | 0 | 0 | 0 | 0 | 0 | 0
PseudoUnit | 0 | 0 | 0 | 0 | 0 | 0
FixedInterchange | 0 | 0 | 0 | 0 | 0 | 0
CO2 Emissions (MMmetricTons): MISO_IN
ReportingType | 2015 | 2020 | 2025 | 2030 | 2035 | 2040
BM | 0 | 0 | 0 | 0 | 0 | 0
CC | 1.67 | 2.77 | 1.73 | 3.69 | 7.32 | 8.94
CSP | 0 | 0 | 0 | 0 | 0 | 0
CT | 0 | 0 | 0 | 0 | 0 | 0
Coal | 83.7 | 86.97 | 90.3 | 93.33 | 97.29 | 98.91
Geo | 0 | 0 | 0 | 0 | 0 | 0
H | 0 | 0 | 0 | 0 | 0 | 0
LFG | 0 | 0 | 0 | 0 | 0 | 0
Nuc | 0 | 0 | 0 | 0 | 0 | 0
PS | 0 | 0 | 0 | 0 | 0 | 0
PV | 0 | 0 | 0 | 0 | 0 | 0
PeakG | 0.01 | 0.01 | 0.02 | 0.02 | 0.01 | 0.02
PeakO | 0 | 0 | 0 | 0 | 0 | 0
ST | 0 | 0 | 0 | 0 | 0 | 0
STOG | 0.03 | 0.03 | 0.03 | 0.03 | 0.05 | 0.07
STWD | 0 | 0 | 0 | 0 | 0 | 0
WT | 0 | 0 | 0 | 0 | 0 | 0
IGCC | 3.76 | 3.76 | 3.76 | 3.76 | 3.76 | 3.76
DemandResponse | 0 | 0 | 0 | 0 | 0 | 0
IGCC-CCS | 0 | 0 | 0 | 0 | 0 | 0
WT_off | 0 | 0 | 0 | 0 | 0 | 0
PseudoUnit | 0 | 0 | 0 | 0 | 0 | 0
FixedInterchange | 0 | 0 | 0 | 0 | 0 | 0
CO2 Emissions (MMmetricTons): MISO_MI
ReportingType | 2015 | 2020 | 2025 | 2030 | 2035 | 2040
BM | 0 | 0 | 0 | 0 | 0 | 0
CC | 5.41 | 5.73 | 4.65 | 3.78 | 3.24 | 2.94
CSP | 0 | 0 | 0 | 0 | 0 | 0
CT | 0 | 0 | 0 | 0 | 0 | 0
Coal | 52.71 | 47.72 | 49.8 | 51.91 | 52.76 | 52.76
Geo | 0 | 0 | 0 | 0 | 0 | 0
H | 0 | 0 | 0 | 0 | 0 | 0
LFG | 0 | 0 | 0 | 0 | 0 | 0
Nuc | 0 | 0 | 0 | 0 | 0 | 0
PS | 0 | 0 | 0 | 0 | 0 | 0
PV | 0 | 0 | 0 | 0 | 0 | 0
PeakG | 0.01 | 0.02 | 0.04 | 0.05 | 0.02 | 0.01
PeakO | 0 | 0 | 0 | 0 | 0 | 0
ST | 0 | 0 | 0 | 0 | 0 | 0
STOG | 0.19 | 0.33 | 0.34 | 0.32 | 0.34 | 0.43
STWD | 0 | 0 | 0 | 0 | 0 | 0
WT | 0 | 0 | 0 | 0 | 0 | 0
IGCC | 0 | 0 | 0 | 0 | 0 | 0
DemandResponse | 0 | 0 | 0 | 0 | 0 | 0
IGCC-CCS | 0 | 0 | 0 | 0 | 0 | 0
WT_off | 0 | 0 | 0 | 0 | 0 | 0
PseudoUnit | 0 | 0 | 0 | 0 | 0 | 0
FixedInterchange | 0 | 0 | 0 | 0 | 0 | 0
CO2 Emissions (MMmetricTons): MISO_MO-IL
ReportingType | 2015 | 2020 | 2025 | 2030 | 2035 | 2040
BM | 0 | 0 | 0 | 0 | 0 | 0
CC | 1.21 | 1.93 | 0.59 | 0.52 | 0.45 | 0.51
CSP | 0 | 0 | 0 | 0 | 0 | 0
CT | 0 | 0 | 0 | 0 | 0 | 0
Coal | 97.59 | 82.87 | 82.9 | 87.21 | 94.41 | 94.43
Geo | 0 | 0 | 0 | 0 | 0 | 0
H | 0 | 0 | 0 | 0 | 0 | 0
LFG | 0 | 0 | 0 | 0 | 0 | 0
Nuc | 0 | 0 | 0 | 0 | 0 | 0
PS | 0 | 0 | 0 | 0 | 0 | 0
PV | 0 | 0 | 0 | 0 | 0 | 0
PeakG | 0.08 | 0.16 | 0.08 | 0.07 | 0.26 | 0.28
PeakO | 0 | 0 | 0 | 0 | 0 | 0
ST | 0 | 0 | 0 | 0 | 0 | 0
STOG | 0.04 | 0.07 | 0.04 | 0.04 | 0.04 | 0.01
STWD | 0 | 0 | 0 | 0 | 0 | 0
WT | 0 | 0 | 0 | 0 | 0 | 0
IGCC | 0 | 0 | 0 | 0 | 0 | 0
DemandResponse | 0 | 0 | 0 | 0 | 0 | 0
IGCC-CCS | 0 | 0 | 0 | 0 | 0 | 0
WT_off | 0 | 0 | 0 | 0 | 0 | 0
PseudoUnit | 0 | 0 | 0 | 0 | 0 | 0
FixedInterchange | 0 | 0 | 0 | 0 | 0 | 0
CO2 Emissions (MMmetricTons): MISO_W
ReportingType | 2015 | 2020 | 2025 | 2030 | 2035 | 2040
BM | 0 | 0 | 0 | 0 | 0 | 0
CC | 4.31 | 4.01 | 1.35 | 0.83 | 1.23 | 1.33
CSP | 0 | 0 | 0 | 0 | 0 | 0
CT | 0 | 0 | 0 | 0 | 0 | 0
Coal | 81.43 | 80.15 | 75.08 | 76.03 | 79.5 | 79.52
Geo | 0 | 0 | 0 | 0 | 0 | 0
H | 0 | 0 | 0 | 0 | 0 | 0
LFG | 0 | 0 | 0 | 0 | 0 | 0
Nuc | 0 | 0 | 0 | 0 | 0 | 0
PS | 0 | 0 | 0 | 0 | 0 | 0
PV | 0 | 0 | 0 | 0 | 0 | 0
PeakG | 0.24 | 0.11 | 0.01 | 0.01 | 0.01 | 0.01
PeakO | 0 | 0 | 0 | 0 | 0 | 0
ST | 0 | 0 | 0 | 0 | 0 | 0
STOG | 0.02 | 0 | 0 | 0 | 0 | 0
STWD | 0 | 0 | 0 | 0 | 0 | 0
WT | 0 | 0 | 0 | 0 | 0 | 0
IGCC | 0 | 0 | 0 | 0 | 0 | 0
DemandResponse | 0 | 0 | 0 | 0 | 0 | 0
IGCC-CCS | 0 | 0 | 0 | 0 | 0 | 0
WT_off | 0 | 0 | 0 | 0 | 0 | 0
PseudoUnit | 0 | 0 | 0 | 0 | 0 | 0
FixedInterchange | 0 | 0 | 0 | 0 | 0 | 0
CO2 Emissions (MMmetricTons): MISO_WUMS
ReportingType | 2015 | 2020 | 2025 | 2030 | 2035 | 2040
BM | 0 | 0 | 0 | 0 | 0 | 0
CC | 5.72 | 8.59 | 5.82 | 4.79 | 7.73 | 7.77
CSP | 0 | 0 | 0 | 0 | 0 | 0
CT | 0 | 0.17 | 0.24 | 0.26 | 0.55 | 0.95
Coal | 32.15 | 31.57 | 31.76 | 34.45 | 38.35 | 38.53
Geo | 0 | 0 | 0 | 0 | 0 | 0
H | 0 | 0 | 0 | 0 | 0 | 0
LFG | 0 | 0 | 0 | 0 | 0 | 0
Nuc | 0 | 0 | 0 | 0 | 0 | 0
PS | 0 | 0 | 0 | 0 | 0 | 0
PV | 0 | 0 | 0 | 0 | 0 | 0
PeakG | 0.02 | 0 | 0.01 | 0 | 0 | 0
PeakO | 0 | 0 | 0 | 0 | 0 | 0
ST | 0 | 0 | 0 | 0 | 0 | 0
STOG | 0 | 0 | 0 | 0 | 0 | 0
STWD | 0 | 0 | 0 | 0 | 0 | 0
WT | 0 | 0 | 0 | 0 | 0 | 0
IGCC | 0 | 0 | 0 | 0 | 0 | 0
DemandResponse | 0 | 0 | 0 | 0 | 0 | 0
IGCC-CCS | 0 | 0 | 0 | 0 | 0 | 0
WT_off | 0 | 0 | 0 | 0 | 0 | 0
PseudoUnit | 0 | 0 | 0 | 0 | 0 | 0
FixedInterchange | 0 | 0 | 0 | 0 | 0 | 0
CO2 Emissions (MMmetricTons): Nebraska
ReportingType | 2015 | 2020 | 2025 | 2030 | 2035 | 2040
BM | 0 | 0 | 0 | 0 | 0 | 0
CC | 0.28 | 0.19 | 0.16 | 0.19 | 0.13 | 0.12
CSP | 0 | 0 | 0 | 0 | 0 | 0
CT | 0 | 0 | 0 | 0 | 0 | 0
Coal | 32.1 | 32.07 | 31.79 | 32.03 | 43.9 | 45.33
Geo | 0 | 0 | 0 | 0 | 0 | 0
H | 0 | 0 | 0 | 0 | 0 | 0
LFG | 0 | 0 | 0 | 0 | 0 | 0
Nuc | 0 | 0 | 0 | 0 | 0 | 0
PS | 0 | 0 | 0 | 0 | 0 | 0
PV | 0 | 0 | 0 | 0 | 0 | 0
PeakG | 0.04 | 0.04 | 0.05 | 0.05 | 0.01 | 0
PeakO | 0 | 0 | 0 | 0 | 0 | 0
ST | 0 | 0 | 0 | 0 | 0 | 0
STOG | 0.03 | 0.07 | 0.03 | 0.05 | 0.01 | 0
STWD | 0 | 0 | 0 | 0 | 0 | 0
WT | 0 | 0 | 0 | 0 | 0 | 0
IGCC | 0 | 0 | 0 | 0 | 0 | 0
DemandResponse | 0 | 0 | 0 | 0 | 0 | 0
IGCC-CCS | 0 | 0 | 0 | 0 | 0 | 0
WT_off | 0 | 0 | 0 | 0 | 0 | 0
PseudoUnit | 0 | 0 | 0 | 0 | 0 | 0
FixedInterchange | 0 | 0 | 0 | 0 | 0 | 0
CO2 Emissions (MMmetricTons): NEISO
ReportingType | 2015 | 2020 | 2025 | 2030 | 2035 | 2040
BM | 0 | 0 | 0 | 0 | 0 | 0
CC | 16.69 | 13.03 | 13.06 | 14.46 | 17.33 | 20.39
CSP | 0 | 0 | 0 | 0 | 0 | 0
CT | 0 | 0.01 | 0.01 | 0 | 0.02 | 0.04
Coal | 0.03 | 0 | 0 | 0 | 0 | 0
Geo | 0 | 0 | 0 | 0 | 0 | 0
H | 0 | 0 | 0 | 0 | 0 | 0
LFG | 0 | 0 | 0 | 0 | 0 | 0
Nuc | 0 | 0 | 0 | 0 | 0 | 0
PS | 0 | 0 | 0 | 0 | 0 | 0
PV | 0 | 0 | 0 | 0 | 0 | 0
PeakG | 0.01 | 0.02 | 0.02 | 0.02 | 0.06 | 0.06
PeakO | 0 | 0 | 0 | 0 | 0 | 0
ST | 0 | 0 | 0 | 0 | 0 | 0
STOG | 0 | 0 | 0 | 0 | 0 | 0
STWD | 0 | 0 | 0 | 0 | 0 | 0
WT | 0 | 0 | 0 | 0 | 0 | 0
IGCC | 0 | 0 | 0 | 0 | 0 | 0
DemandResponse | 0 | 0 | 0 | 0 | 0 | 0
IGCC-CCS | 0 | 0 | 0 | 0 | 0 | 0
WT_off | 0 | 0 | 0 | 0 | 0 | 0
PseudoUnit | 0 | 0 | 0 | 0 | 0 | 0
FixedInterchange | 0 | 0 | 0 | 0 | 0 | 0
CO2 Emissions (MMmetricTons): NonRTO_Midwest
ReportingType | 2015 | 2020 | 2025 | 2030 | 2035 | 2040
BM | 0 | 0 | 0 | 0 | 0 | 0
CC | 0 | 0.73 | 0.56 | 0.73 | 1.01 | 1.36
CSP | 0 | 0 | 0 | 0 | 0 | 0
CT | 0 | 0.03 | 0.03 | 0.03 | 0.07 | 0.08
Coal | 56.91 | 58.85 | 60.07 | 61.36 | 62.26 | 63.69
Geo | 0 | 0 | 0 | 0 | 0 | 0
H | 0 | 0 | 0 | 0 | 0 | 0
LFG | 0 | 0 | 0 | 0 | 0 | 0
Nuc | 0 | 0 | 0 | 0 | 0 | 0
PS | 0 | 0 | 0 | 0 | 0 | 0
PV | 0 | 0 | 0 | 0 | 0 | 0
PeakG | 0.08 | 0.18 | 0.11 | 0.13 | 0.2 | 0.21
PeakO | 0 | 0 | 0 | 0 | 0 | 0
ST | 0 | 0 | 0 | 0 | 0 | 0
STOG | 0 | 0 | 0 | 0 | 0 | 0
STWD | 0 | 0 | 0 | 0 | 0 | 0
WT | 0 | 0 | 0 | 0 | 0 | 0
IGCC | 0 | 0 | 0 | 0 | 0 | 0
DemandResponse | 0 | 0 | 0 | 0 | 0 | 0
IGCC-CCS | 0 | 0 | 0 | 0 | 0 | 0
WT_off | 0 | 0 | 0 | 0 | 0 | 0
PseudoUnit | 0 | 0 | 0 | 0 | 0 | 0
FixedInterchange | 0 | 0 | 0 | 0 | 0 | 0
CO2 Emissions (MMmetricTons): NYISO_A-F
ReportingType | 2015 | 2020 | 2025 | 2030 | 2035 | 2040
BM | 0 | 0 | 0 | 0 | 0 | 0
CC | 2.52 | 3.61 | 4.25 | 4.36 | 3.29 | 4.5
CSP | 0 | 0 | 0 | 0 | 0 | 0
CT | 0 | 0 | 0 | 0 | 0 | 0
Coal | 0 | 0 | 0 | 0 | 0 | 0
Geo | 0 | 0 | 0 | 0 | 0 | 0
H | 0 | 0 | 0 | 0 | 0 | 0
LFG | 0 | 0 | 0 | 0 | 0 | 0
Nuc | 0 | 0 | 0 | 0 | 0 | 0
PS | 0 | 0 | 0 | 0 | 0 | 0
PV | 0 | 0 | 0 | 0 | 0 | 0
PeakG | 0 | 0 | 0 | 0 | 0 | 0
PeakO | 0 | 0 | 0 | 0 | 0 | 0
ST | 0 | 0 | 0 | 0 | 0 | 0
STOG | 0 | 0 | 0 | 0 | 0 | 0
STWD | 0 | 0 | 0 | 0 | 0 | 0
WT | 0 | 0 | 0 | 0 | 0 | 0
IGCC | 0 | 0 | 0 | 0 | 0 | 0
DemandResponse | 0 | 0 | 0 | 0 | 0 | 0
IGCC-CCS | 0 | 0 | 0 | 0 | 0 | 0
WT_off | 0 | 0 | 0 | 0 | 0 | 0
PseudoUnit | 0 | 0 | 0 | 0 | 0 | 0
FixedInterchange | 0 | 0 | 0 | 0 | 0 | 0
CO2 Emissions (MMmetricTons): NYISO_G-I
ReportingType | 2015 | 2020 | 2025 | 2030 | 2035 | 2040
BM | 0 | 0 | 0 | 0 | 0 | 0
CC | 2.58 | 3.26 | 3.73 | 5.86 | 10.03 | 14.46
CSP | 0 | 0 | 0 | 0 | 0 | 0
CT | 0 | 0 | 0 | 0 | 0 | 0
Coal | 0 | 0 | 0 | 0 | 0 | 0
Geo | 0 | 0 | 0 | 0 | 0 | 0
H | 0 | 0 | 0 | 0 | 0 | 0
LFG | 0 | 0 | 0 | 0 | 0 | 0
Nuc | 0 | 0 | 0 | 0 | 0 | 0
PS | 0 | 0 | 0 | 0 | 0 | 0
PV | 0 | 0 | 0 | 0 | 0 | 0
PeakG | 0 | 0 | 0 | 0 | 0 | 0
PeakO | 0 | 0 | 0 | 0 | 0 | 0
ST | 0 | 0 | 0 | 0 | 0 | 0
STOG | 0 | 0 | 0 | 0 | 0 | 0
STWD | 0 | 0 | 0 | 0 | 0 | 0
WT | 0 | 0 | 0 | 0 | 0 | 0
IGCC | 0 | 0 | 0 | 0 | 0 | 0
DemandResponse | 0 | 0 | 0 | 0 | 0 | 0
IGCC-CCS | 0 | 0 | 0 | 0 | 0 | 0
WT_off | 0 | 0 | 0 | 0 | 0 | 0
PseudoUnit | 0 | 0 | 0 | 0 | 0 | 0
FixedInterchange | 0 | 0 | 0 | 0 | 0 | 0
CO2 Emissions (MMmetricTons): NYISO_J-K
ReportingType | 2015 | 2020 | 2025 | 2030 | 2035 | 2040
BM | 0 | 0 | 0 | 0 | 0 | 0
CC | 9.13 | 11.71 | 11.77 | 11.37 | 11.07 | 12.12
CSP | 0 | 0 | 0 | 0 | 0 | 0
CT | 0 | 0 | 0.01 | 0.03 | 0.05 | 0.19
Coal | 0 | 0 | 0 | 0 | 0 | 0
Geo | 0 | 0 | 0 | 0 | 0 | 0
H | 0 | 0 | 0 | 0 | 0 | 0
LFG | 0 | 0 | 0 | 0 | 0 | 0
Nuc | 0 | 0 | 0 | 0 | 0 | 0
PS | 0 | 0 | 0 | 0 | 0 | 0
PV | 0 | 0 | 0 | 0 | 0 | 0
PeakG | 0.03 | 0.08 | 0.1 | 0.09 | 0.1 | 0.23
PeakO | 0 | 0 | 0 | 0 | 0 | 0
ST | 0 | 0 | 0 | 0 | 0 | 0
STOG | 0.63 | 1.19 | 1.48 | 1.48 | 1.7 | 2.12
STWD | 0 | 0 | 0 | 0 | 0 | 0
WT | 0 | 0 | 0 | 0 | 0 | 0
IGCC | 0 | 0 | 0 | 0 | 0 | 0
DemandResponse | 0 | 0 | 0 | 0 | 0 | 0
IGCC-CCS | 0 | 0 | 0 | 0 | 0 | 0
WT_off | 0 | 0 | 0 | 0 | 0 | 0
PseudoUnit | 0 | 0 | 0 | 0 | 0 | 0
FixedInterchange | 0 | 0 | 0 | 0 | 0 | 0
CO2 Emissions (MMmetricTons): PJM_E
ReportingType | 2015 | 2020 | 2025 | 2030 | 2035 | 2040
BM | 0 | 0 | 0 | 0 | 0 | 0
CC | 8.97 | 16.35 | 14.88 | 13.41 | 17.92 | 17.86
CSP | 0 | 0 | 0 | 0 | 0 | 0
CT | 0 | 0 | 0 | 0 | 0.13 | 0.07
Coal | 0.54 | 0.44 | 0.67 | 1.08 | 1.79 | 2.28
Geo | 0 | 0 | 0 | 0 | 0 | 0
H | 0 | 0 | 0 | 0 | 0 | 0
LFG | 0 | 0 | 0 | 0 | 0 | 0
Nuc | 0 | 0 | 0 | 0 | 0 | 0
PS | 0 | 0 | 0 | 0 | 0 | 0
PV | 0 | 0 | 0 | 0 | 0 | 0
PeakG | 0 | 0.05 | 0.28 | 0.28 | 0.54 | 0.24
PeakO | 0 | 0 | 0 | 0 | 0 | 0
ST | 0 | 0 | 0 | 0 | 0 | 0
STOG | 0.05 | 0.3 | 0.3 | 0.3 | 0.59 | 0.57
STWD | 0 | 0 | 0 | 0 | 0 | 0
WT | 0 | 0 | 0 | 0 | 0 | 0
IGCC | 0 | 0 | 0 | 0 | 0 | 0
DemandResponse | 0 | 0 | 0 | 0 | 0 | 0
IGCC-CCS | 0 | 0 | 0 | 0 | 0 | 0
WT_off | 0 | 0 | 0 | 0 | 0 | 0
PseudoUnit | 0 | 0 | 0 | 0 | 0 | 0
FixedInterchange | 0 | 0 | 0 | 0 | 0 | 0
CO2 Emissions (MMmetricTons): PJM_ROM
ReportingType | 2015 | 2020 | 2025 | 2030 | 2035 | 2040
BM | 0 | 0 | 0 | 0 | 0 | 0
CC | 5.54 | 8.55 | 7.48 | 7.26 | 16.15 | 43.53
CSP | 0 | 0 | 0 | 0 | 0 | 0
CT | 0 | 0 | 0 | 0 | 0 | 0
Coal | 46.86 | 52.23 | 53.49 | 56.65 | 56.65 | 56.65
Geo | 0 | 0 | 0 | 0 | 0 | 0
H | 0 | 0 | 0 | 0 | 0 | 0
LFG | 0 | 0 | 0 | 0 | 0 | 0
Nuc | 0 | 0 | 0 | 0 | 0 | 0
PS | 0 | 0 | 0 | 0 | 0 | 0
PV | 0 | 0 | 0 | 0 | 0 | 0
PeakG | 0 | 0.01 | 0.03 | 0.03 | 0.11 | 0.09
PeakO | 0 | 0 | 0 | 0 | 0 | 0
ST | 0 | 0 | 0 | 0 | 0 | 0
STOG | 0.39 | 0.64 | 0.76 | 0.76 | 0.79 | 0.76
STWD | 0 | 0 | 0 | 0 | 0 | 0
WT | 0 | 0 | 0 | 0 | 0 | 0
IGCC | 0 | 0 | 0 | 0 | 0 | 0
DemandResponse | 0 | 0 | 0 | 0 | 0 | 0
IGCC-CCS | 0 | 0 | 0 | 0 | 0 | 0
WT_off | 0 | 0 | 0 | 0 | 0 | 0
PseudoUnit | 0 | 0 | 0 | 0 | 0 | 0
FixedInterchange | 0 | 0 | 0 | 0 | 0 | 0
CO2 Emissions (MMmetricTons): PJM_ROR
ReportingType | 2015 | 2020 | 2025 | 2030 | 2035 | 2040
BM | 0 | 0 | 0 | 0 | 0 | 0
CC | 26.24 | 24.24 | 20.8 | 30.23 | 39.47 | 29.54
CSP | 0 | 0 | 0 | 0 | 0 | 0
CT | 0 | 0 | 0 | 0 | 0.29 | 0.29
Coal | 322.32 | 264.53 | 269.32 | 270.14 | 272.9 | 273.79
Geo | 0 | 0 | 0 | 0 | 0 | 0
H | 0 | 0 | 0 | 0 | 0 | 0
LFG | 0 | 0 | 0 | 0 | 0 | 0
Nuc | 0 | 0 | 0 | 0 | 0 | 0
PS | 0 | 0 | 0 | 0 | 0 | 0
PV | 0 | 0 | 0 | 0 | 0 | 0
PeakG | 0.78 | 0.7 | 0.71 | 0.73 | 0.49 | 0.53
PeakO | 0 | 0 | 0 | 0 | 0 | 0
ST | 0 | 0 | 0 | 0 | 0 | 0
STOG | 0.44 | 0.47 | 0.45 | 0.44 | 0.44 | 0.44
STWD | 0 | 0 | 0 | 0 | 0 | 0
WT | 0 | 0 | 0 | 0 | 0 | 0
IGCC | 0 | 0 | 0 | 0 | 0 | 0
DemandResponse | 0 | 0 | 0 | 0 | 0 | 0
IGCC-CCS | 0 | 0 | 0 | 0 | 0 | 0
WT_off | 0 | 0 | 0 | 0 | 0 | 0
PseudoUnit | 0 | 0 | 0 | 0 | 0 | 0
FixedInterchange | 0 | 0 | 0 | 0 | 0 | 0
CO2 Emissions (MMmetricTons): SOCO
ReportingType | 2015 | 2020 | 2025 | 2030 | 2035 | 2040
BM | 0 | 0 | 0 | 0 | 0 | 0
CC | 42.78 | 44.3 | 39.04 | 35.71 | 33.08 | 31.01
CSP | 0 | 0 | 0 | 0 | 0 | 0
CT | 0 | 0 | 0 | 0 | 0 | 0
Coal | 95.05 | 95.97 | 117.6 | 136.81 | 154.96 | 191.9
Geo | 0 | 0 | 0 | 0 | 0 | 0
H | 0 | 0 | 0 | 0 | 0 | 0
LFG | 0 | 0 | 0 | 0 | 0 | 0
Nuc | 0 | 0 | 0 | 0 | 0 | 0
PS | 0 | 0 | 0 | 0 | 0 | 0
PV | 0 | 0 | 0 | 0 | 0 | 0
PeakG | 0.29 | 0.6 | 1.14 | 1.14 | 1.17 | 1.15
PeakO | 0 | 0 | 0 | 0 | 0 | 0
ST | 0 | 0 | 0 | 0 | 0 | 0
STOG | 0 | 0 | 0 | 0 | 0 | 0
STWD | 0 | 0 | 0 | 0 | 0 | 0
WT | 0 | 0 | 0 | 0 | 0 | 0
IGCC | 0 | 0 | 0 | 0 | 0 | 0
DemandResponse | 0 | 0 | 0 | 0 | 0 | 0
IGCC-CCS | 0 | 0 | 0 | 0 | 0 | 0
WT_off | 0 | 0 | 0 | 0 | 0 | 0
PseudoUnit | 0 | 0 | 0 | 0 | 0 | 0
FixedInterchange | 0 | 0 | 0 | 0 | 0 | 0
CO2 Emissions (MMmetricTons): SPP_N
ReportingType | 2015 | 2020 | 2025 | 2030 | 2035 | 2040
BM | 0 | 0 | 0 | 0 | 0 | 0
CC | 3.45 | 1.22 | 0.69 | 1.06 | 1.08 | 0.72
CSP | 0 | 0 | 0 | 0 | 0 | 0
CT | 0 | 0.11 | 0.12 | 0.42 | 0.72 | 0.39
Coal | 62.42 | 62.41 | 61.95 | 62.41 | 62.41 | 78.8
Geo | 0 | 0 | 0 | 0 | 0 | 0
H | 0 | 0 | 0 | 0 | 0 | 0
LFG | 0 | 0 | 0 | 0 | 0 | 0
Nuc | 0 | 0 | 0 | 0 | 0 | 0
PS | 0 | 0 | 0 | 0 | 0 | 0
PV | 0 | 0 | 0 | 0 | 0 | 0
PeakG | 0.04 | 0.06 | 0.09 | 0.02 | 0 | 0
PeakO | 0 | 0 | 0 | 0 | 0 | 0
ST | 0 | 0 | 0 | 0 | 0 | 0
STOG | 0.3 | 0.39 | 0.39 | 0.39 | 0.39 | 0.39
STWD | 0 | 0 | 0 | 0 | 0 | 0
WT | 0 | 0 | 0 | 0 | 0 | 0
IGCC | 0 | 0 | 0 | 0 | 0 | 0
DemandResponse | 0 | 0 | 0 | 0 | 0 | 0
IGCC-CCS | 0 | 0 | 0 | 0 | 0 | 0
WT_off | 0 | 0 | 0 | 0 | 0 | 0
PseudoUnit | 0 | 0 | 0 | 0 | 0 | 0
FixedInterchange | 0 | 0 | 0 | 0 | 0 | 0
CO2 Emissions (MMmetricTons): SPP_S
ReportingType | 2015 | 2020 | 2025 | 2030 | 2035 | 2040
BM | 0 | 0 | 0 | 0 | 0 | 0
CC | 15.95 | 9.47 | 7.97 | 8.25 | 8.36 | 7.31
CSP | 0 | 0 | 0 | 0 | 0 | 0
CT | 0 | 0 | 0 | 0 | 0 | 0.01
Coal | 85.31 | 71.73 | 80.28 | 84.07 | 89.84 | 88.7
Geo | 0 | 0 | 0 | 0 | 0 | 0
H | 0 | 0 | 0 | 0 | 0 | 0
LFG | 0 | 0 | 0 | 0 | 0 | 0
Nuc | 0 | 0 | 0 | 0 | 0 | 0
PS | 0 | 0 | 0 | 0 | 0 | 0
PV | 0 | 0 | 0 | 0 | 0 | 0
PeakG | 0 | 0 | 0 | 0 | 0 | 0
PeakO | 0 | 0 | 0 | 0 | 0 | 0
ST | 0 | 0 | 0 | 0 | 0 | 0
STOG | 1.28 | 0.38 | 0.58 | 0.79 | 0.97 | 1.11
STWD | 0 | 0 | 0 | 0 | 0 | 0
WT | 0 | 0 | 0 | 0 | 0 | 0
IGCC | 0 | 0 | 0 | 0 | 0 | 0
DemandResponse | 0 | 0 | 0 | 0 | 0 | 0
IGCC-CCS | 0 | 0 | 0 | 0 | 0 | 0
WT_off | 0 | 0 | 0 | 0 | 0 | 0
PseudoUnit | 0 | 0 | 0 | 0 | 0 | 0
FixedInterchange | 0 | 0 | 0 | 0 | 0 | 0
CO2 Emissions (MMmetricTons): TVA
ReportingType | 2015 | 2020 | 2025 | 2030 | 2035 | 2040
BM | 0 | 0 | 0 | 0 | 0 | 0
CC | 7.5 | 10.24 | 9.76 | 9.7 | 8.91 | 7.99
CSP | 0 | 0 | 0 | 0 | 0 | 0
CT | 0 | 0.1 | 0.13 | 0.23 | 0.13 | 0.26
Coal | 79.9 | 75.29 | 78.35 | 79.38 | 102.86 | 118.4
Geo | 0 | 0 | 0 | 0 | 0 | 0
H | 0 | 0 | 0 | 0 | 0 | 0
LFG | 0 | 0 | 0 | 0 | 0 | 0
Nuc | 0 | 0 | 0 | 0 | 0 | 0
PS | 0 | 0 | 0 | 0 | 0 | 0
PV | 0 | 0 | 0 | 0 | 0 | 0
PeakG | 0 | 0 | 0 | 0 | 0 | 0
PeakO | 0 | 0 | 0 | 0 | 0 | 0
ST | 0 | 0 | 0 | 0 | 0 | 0
STOG | 0 | 0 | 0 | 0 | 0 | 0
STWD | 0 | 0 | 0 | 0 | 0 | 0
WT | 0 | 0 | 0 | 0 | 0 | 0
IGCC | 0 | 0 | 0 | 0 | 0 | 0
DemandResponse | 0 | 0 | 0 | 0 | 0 | 0
IGCC-CCS | 0 | 0 | 0 | 0 | 0 | 0
WT_off | 0 | 0 | 0 | 0 | 0 | 0
PseudoUnit | 0 | 0 | 0 | 0 | 0 | 0
FixedInterchange | 0 | 0 | 0 | 0 | 0 | 0
CO2 Emissions (MMmetricTons): TVA_Transmission
ReportingType | 2015 | 2020 | 2025 | 2030 | 2035 | 2040
BM | 0 | 0 | 0 | 0 | 0 | 0
CC | 0 | 0 | 0 | 0 | 0 | 0
CSP | 0 | 0 | 0 | 0 | 0 | 0
CT | 0 | 0 | 0 | 0 | 0 | 0
Coal | 0 | 0 | 0 | 0 | 0 | 0
Geo | 0 | 0 | 0 | 0 | 0 | 0
H | 0 | 0 | 0 | 0 | 0 | 0
LFG | 0 | 0 | 0 | 0 | 0 | 0
Nuc | 0 | 0 | 0 | 0 | 0 | 0
PS | 0 | 0 | 0 | 0 | 0 | 0
PV | 0 | 0 | 0 | 0 | 0 | 0
PeakG | 0 | 0 | 0 | 0 | 0 | 0
PeakO | 0 | 0 | 0 | 0 | 0 | 0
ST | 0 | 0 | 0 | 0 | 0 | 0
STOG | 0 | 0 | 0 | 0 | 0 | 0
STWD | 0 | 0 | 0 | 0 | 0 | 0
WT | 0 | 0 | 0 | 0 | 0 | 0
IGCC | 0 | 0 | 0 | 0 | 0 | 0
DemandResponse | 0 | 0 | 0 | 0 | 0 | 0
IGCC-CCS | 0 | 0 | 0 | 0 | 0 | 0
WT_off | 0 | 0 | 0 | 0 | 0 | 0
PseudoUnit | 0 | 0 | 0 | 0 | 0 | 0
FixedInterchange | 0 | 0 | 0 | 0 | 0 | 0
CO2 Emissions (MMmetricTons): VACAR
ReportingType | 2015 | 2020 | 2025 | 2030 | 2035 | 2040
BM | 0 | 0 | 0 | 0 | 0 | 0
CC | 19.01 | 21.29 | 17.65 | 19.62 | 28.27 | 37.19
CSP | 0 | 0 | 0 | 0 | 0 | 0
CT | 0.04 | 0.04 | 0.04 | 0.09 | 0.21 | 0.35
Coal | 76.84 | 70.68 | 89.7 | 98.57 | 107.04 | 108.45
Geo | 0 | 0 | 0 | 0 | 0 | 0
H | 0 | 0 | 0 | 0 | 0 | 0
LFG | 0 | 0 | 0 | 0 | 0 | 0
Nuc | 0 | 0 | 0 | 0 | 0 | 0
PS | 0 | 0 | 0 | 0 | 0 | 0
PV | 0 | 0 | 0 | 0 | 0 | 0
PeakG | 0.07 | 0.11 | 0.19 | 0.18 | 0.18 | 0.17
PeakO | 0 | 0 | 0 | 0 | 0 | 0
ST | 0 | 0 | 0 | 0 | 0 | 0
STOG | 0 | 0 | 0 | 0 | 0 | 0
STWD | 0 | 0 | 0 | 0 | 0 | 0
WT | 0 | 0 | 0 | 0 | 0 | 0
IGCC | 0 | 0 | 0 | 0 | 0 | 0
DemandResponse | 0 | 0 | 0 | 0 | 0 | 0
IGCC-CCS | 0 | 0 | 0 | 0 | 0 | 0
WT_off | 0 | 0 | 0 | 0 | 0 | 0
PseudoUnit | 0 | 0 | 0 | 0 | 0 | 0
FixedInterchange | 0 | 0 | 0 | 0 | 0 | 0
CO2 Emissions (MMmetricTons): IESO
ReportingType | 2015 | 2020 | 2025 | 2030 | 2035 | 2040
BM | 0 | 0 | 0 | 0 | 0 | 0
CC | 0.35 | 0.54 | 0.66 | 0.82 | 2.85 | 8.43
CSP | 0 | 0 | 0 | 0 | 0 | 0
CT | 0 | 0 | 0 | 0 | 0.02 | 0.07
Coal | 0 | 0 | 0 | 0 | 0 | 0
Geo | 0 | 0 | 0 | 0 | 0 | 0
H | 0 | 0 | 0 | 0 | 0 | 0
LFG | 0 | 0 | 0 | 0 | 0 | 0
Nuc | 0 | 0 | 0 | 0 | 0 | 0
PS | 0 | 0 | 0 | 0 | 0 | 0
PV | 0 | 0 | 0 | 0 | 0 | 0
PeakG | 0 | 0 | 0 | 0 | 0 | 0.01
PeakO | 0 | 0 | 0 | 0 | 0 | 0
ST | 0 | 0 | 0 | 0 | 0 | 0
STOG | 0 | 0 | 0 | 0 | 0 | 0
STWD | 0 | 0 | 0 | 0 | 0 | 0
WT | 0 | 0 | 0 | 0 | 0 | 0
IGCC | 0 | 0 | 0 | 0 | 0 | 0
DemandResponse | 0 | 0 | 0 | 0 | 0 | 0
IGCC-CCS | 0 | 0 | 0 | 0 | 0 | 0
WT_off | 0 | 0 | 0 | 0 | 0 | 0
PseudoUnit | 0 | 0 | 0 | 0 | 0 | 0
FixedInterchange | 0 | 0 | 0 | 0 | 0 | 0
CO2 Emissions (MMmetricTons): MAPP_CA
ReportingType | 2015 | 2020 | 2025 | 2030 | 2035 | 2040
BM | 0 | 0 | 0 | 0 | 0 | 0
CC | 2.78 | 3.87 | 3.81 | 4.1 | 4.56 | 4.25
CSP | 0 | 0 | 0 | 0 | 0 | 0
CT | 0 | 0 | 0 | 0 | 0.02 | 0.02
Coal | 0.21 | 0.35 | 0.59 | 2.69 | 4.51 | 7.51
Geo | 0 | 0 | 0 | 0 | 0 | 0
H | 0 | 0 | 0 | 0 | 0 | 0
LFG | 0 | 0 | 0 | 0 | 0 | 0
Nuc | 0 | 0 | 0 | 0 | 0 | 0
PS | 0 | 0 | 0 | 0 | 0 | 0
PV | 0 | 0 | 0 | 0 | 0 | 0
PeakG | 0 | 0 | 0 | 0 | 0 | 0
PeakO | 0 | 0 | 0 | 0 | 0 | 0
ST | 0 | 0 | 0 | 0 | 0 | 0
STOG | 0 | 0 | 0 | 0 | 0 | 0
STWD | 0 | 0 | 0 | 0 | 0 | 0
WT | 0 | 0 | 0 | 0 | 0 | 0
IGCC | 0 | 0 | 0 | 0 | 0 | 0
DemandResponse | 0 | 0 | 0 | 0 | 0 | 0
IGCC-CCS | 0 | 0 | 0 | 0 | 0 | 0
WT_off | 0 | 0 | 0 | 0 | 0 | 0
PseudoUnit | 0 | 0 | 0 | 0 | 0 | 0
FixedInterchange | 0 | 0 | 0 | 0 | 0 | 0
CO2 Emissions (MMmetricTons): AZ_NM_SNV_Coal
ReportingType | 2015 | 2020 | 2025 | 2030 | 2035 | 2040
BM | 0 | 0 | 0 | 0 | 0 | 0
CC | 0 | 0 | 0 | 0 | 0 | 0
CSP | 0 | 0 | 0 | 0 | 0 | 0
CT | 0 | 0 | 0 | 0 | 0 | 0
Coal | 67.24 | 71.71 | 71.87 | 68.64 | 63.42 | 48.33
Geo | 0 | 0 | 0 | 0 | 0 | 0
H | 0 | 0 | 0 | 0 | 0 | 0
LFG | 0 | 0 | 0 | 0 | 0 | 0
Nuc | 0 | 0 | 0 | 0 | 0 | 0
PS | 0 | 0 | 0 | 0 | 0 | 0
PV | 0 | 0 | 0 | 0 | 0 | 0
PeakG | 0 | 0 | 0 | 0 | 0 | 0
PeakO | 0 | 0 | 0 | 0 | 0 | 0
ST | 0 | 0 | 0 | 0 | 0 | 0
STOG | 0 | 0 | 0 | 0 | 0 | 0
STWD | 0 | 0 | 0 | 0 | 0 | 0
WT | 0 | 0 | 0 | 0 | 0 | 0
IGCC | 0 | 0 | 0 | 0 | 0 | 0
DemandResponse | 0 | 0 | 0 | 0 | 0 | 0
IGCC-CCS | 0 | 0 | 0 | 0 | 0 | 0
WT_off | 0 | 0 | 0 | 0 | 0 | 0
PseudoUnit | 0 | 0 | 0 | 0 | 0 | 0
FixedInterchange | 0 | 0 | 0 | 0 | 0 | 0
CO2 Emissions (MMmetricTons): AZ_NM_SNV_Gas
ReportingType | 2015 | 2020 | 2025 | 2030 | 2035 | 2040
BM | 0 | 0 | 0 | 0 | 0 | 0
CC | 39.97 | 40.2 | 24.16 | 17.94 | 17.52 | 17.11
CSP | 0 | 0 | 0 | 0 | 0 | 0
CT | 0 | 0 | 0 | 0.01 | 0 | 0
Coal | 0 | 0 | 0 | 0 | 0 | 0
Geo | 0 | 0 | 0 | 0 | 0 | 0
H | 0 | 0 | 0 | 0 | 0 | 0
LFG | 0 | 0 | 0 | 0 | 0 | 0
Nuc | 0 | 0 | 0 | 0 | 0 | 0
PS | 0 | 0 | 0 | 0 | 0 | 0
PV | 0 | 0 | 0 | 0 | 0 | 0
PeakG | 0 | 0 | 0.01 | 0.06 | 0.06 | 0.18
PeakO | 0 | 0 | 0 | 0 | 0 | 0
ST | 0 | 0 | 0 | 0 | 0 | 0
STOG | 0 | 0 | 0 | 0 | 0 | 0
STWD | 0 | 0 | 0 | 0 | 0 | 0
WT | 0 | 0 | 0 | 0 | 0 | 0
IGCC | 0 | 0 | 0 | 0 | 0 | 0
DemandResponse | 0 | 0 | 0 | 0 | 0 | 0
IGCC-CCS | 0 | 0 | 0 | 0 | 0 | 0
WT_off | 0 | 0 | 0 | 0 | 0 | 0
PseudoUnit | 0 | 0 | 0 | 0 | 0 | 0
FixedInterchange | 0 | 0 | 0 | 0 | 0 | 0
CO2 Emissions (MMmetricTons): AZ_NM_SNV_NucRenew
ReportingType | 2015 | 2020 | 2025 | 2030 | 2035 | 2040
BM | 0 | 0 | 0 | 0 | 0 | 0
CC | 0 | 0 | 0 | 0 | 0 | 0
CSP | 0 | 0 | 0 | 0 | 0 | 0
CT | 0 | 0 | 0 | 0 | 0 | 0
Coal | 0 | 0 | 0 | 0 | 0 | 0
Geo | 0 | 0 | 0 | 0 | 0 | 0
H | 0 | 0 | 0 | 0 | 0 | 0
LFG | 0 | 0 | 0 | 0 | 0 | 0
Nuc | 0 | 0 | 0 | 0 | 0 | 0
PS | 0 | 0 | 0 | 0 | 0 | 0
PV | 0 | 0 | 0 | 0 | 0 | 0
PeakG | 0 | 0 | 0 | 0 | 0 | 0
PeakO | 0 | 0 | 0 | 0 | 0 | 0
ST | 0 | 0 | 0 | 0 | 0 | 0
STOG | 0 | 0 | 0 | 0 | 0 | 0
STWD | 0 | 0 | 0 | 0 | 0 | 0
WT | 0 | 0 | 0 | 0 | 0 | 0
IGCC | 0 | 0 | 0 | 0 | 0 | 0
DemandResponse | 0 | 0 | 0 | 0 | 0 | 0
IGCC-CCS | 0 | 0 | 0 | 0 | 0 | 0
WT_off | 0 | 0 | 0 | 0 | 0 | 0
PseudoUnit | 0 | 0 | 0 | 0 | 0 | 0
FixedInterchange | 0 | 0 | 0 | 0 | 0 | 0
CO2 Emissions (MMmetricTons): ERCOT
ReportingType | 2015 | 2020 | 2025 | 2030 | 2035 | 2040
BM | 0 | 0 | 0 | 0 | 0 | 0
CC | 59.5 | 63.25 | 37.42 | 39.29 | 41.93 | 44.68
CSP | 0 | 0 | 0 | 0 | 0 | 0
CT | 0 | 0 | 0 | 0 | 0 | 0
Coal | 110.81 | 124.01 | 139.44 | 142.76 | 143.25 | 143.25
Geo | 0 | 0 | 0 | 0 | 0 | 0
H | 0 | 0 | 0 | 0 | 0 | 0
LFG | 0 | 0 | 0 | 0 | 0 | 0
Nuc | 0 | 0 | 0 | 0 | 0 | 0
PS | 0 | 0 | 0 | 0 | 0 | 0
PV | 0 | 0 | 0 | 0 | 0 | 0
PeakG | 0 | 0 | 0 | 0 | 0 | 0
PeakO | 0 | 0 | 0 | 0 | 0 | 0
ST | 0 | 0 | 0 | 0 | 0 | 0
STOG | 3.18 | 4.06 | 2 | 2.67 | 2.53 | 2.31
STWD | 0 | 0 | 0 | 0 | 0 | 0
WT | 0 | 0 | 0 | 0 | 0 | 0
IGCC | 0 | 0 | 0 | 0 | 0 | 0
DemandResponse | 0 | 0 | 0 | 0 | 0 | 0
IGCC-CCS | 0 | 0 | 0 | 0 | 0 | 0
WT_off | 0 | 0 | 0 | 0 | 0 | 0
PseudoUnit | 0 | 0 | 0 | 0 | 0 | 0
FixedInterchange | 0 | 0 | 0 | 0 | 0 | 0
CO2 Emissions (MMmetricTons): NP15
ReportingType | 2015 | 2020 | 2025 | 2030 | 2035 | 2040
BM | 0 | 0 | 0 | 0 | 0 | 0
CC | 14.61 | 9.01 | 7.93 | 2.99 | 1.89 | 1.5
CSP | 0 | 0 | 0 | 0 | 0 | 0
CT | 0 | 0 | 0 | 0 | 0 | 0
Coal | 0.24 | 0 | 0 | 0 | 0 | 0
Geo | 0 | 0 | 0 | 0 | 0 | 0
H | 0 | 0 | 0 | 0 | 0 | 0
LFG | 0 | 0 | 0 | 0 | 0 | 0
Nuc | 0 | 0 | 0 | 0 | 0 | 0
PS | 0 | 0 | 0 | 0 | 0 | 0
PV | 0 | 0 | 0 | 0 | 0 | 0
PeakG | 0 | 0 | 0 | 0 | 0 | 0
PeakO | 0 | 0 | 0 | 0 | 0 | 0
ST | 0 | 0 | 0 | 0 | 0 | 0
STOG | 0.07 | 0.05 | 0.05 | 0.02 | 0.02 | 0.06
STWD | 0 | 0 | 0 | 0 | 0 | 0
WT | 0 | 0 | 0 | 0 | 0 | 0
IGCC | 0 | 0 | 0 | 0 | 0 | 0
DemandResponse | 0 | 0 | 0 | 0 | 0 | 0
IGCC-CCS | 0 | 0 | 0 | 0 | 0 | 0
WT_off | 0 | 0 | 0 | 0 | 0 | 0
PseudoUnit | 0 | 0 | 0 | 0 | 0 | 0
FixedInterchange | 0 | 0 | 0 | 0 | 0 | 0
CO2 Emissions (MMmetricTons): NWPP_Coal
ReportingType | 2015 | 2020 | 2025 | 2030 | 2035 | 2040
BM | 0 | 0 | 0 | 0 | 0 | 0
CC | 0 | 0 | 0 | 0 | 0 | 0
CSP | 0 | 0 | 0 | 0 | 0 | 0
CT | 0 | 0 | 0 | 0 | 0 | 0
Coal | 92.47 | 93.11 | 93.11 | 92.65 | 92.46 | 89.88
Geo | 0 | 0 | 0 | 0 | 0 | 0
H | 0 | 0 | 0 | 0 | 0 | 0
LFG | 0 | 0 | 0 | 0 | 0 | 0
Nuc | 0 | 0 | 0 | 0 | 0 | 0
PS | 0 | 0 | 0 | 0 | 0 | 0
PV | 0 | 0 | 0 | 0 | 0 | 0
PeakG | 0 | 0 | 0 | 0 | 0 | 0
PeakO | 0 | 0 | 0 | 0 | 0 | 0
ST | 0 | 0 | 0 | 0 | 0 | 0
STOG | 0 | 0 | 0 | 0 | 0 | 0
STWD | 0 | 0 | 0 | 0 | 0 | 0
WT | 0 | 0 | 0 | 0 | 0 | 0
IGCC | 0 | 0 | 0 | 0 | 0 | 0
DemandResponse | 0 | 0 | 0 | 0 | 0 | 0
IGCC-CCS | 0 | 0 | 0 | 0 | 0 | 0
WT_off | 0 | 0 | 0 | 0 | 0 | 0
PseudoUnit | 0 | 0 | 0 | 0 | 0 | 0
FixedInterchange | 0 | 0 | 0 | 0 | 0 | 0
CO2 Emissions (MMmetricTons): NWPP_Gas
ReportingType | 2015 | 2020 | 2025 | 2030 | 2035 | 2040
BM | 0 | 0 | 0 | 0 | 0 | 0
CC | 19.17 | 19.17 | 19.17 | 24.93 | 16.68 | 12.81
CSP | 0 | 0 | 0 | 0 | 0 | 0
CT | 0 | 0 | 0 | 0 | 0 | 0
Coal | 0 | 0 | 0 | 0 | 0 | 0
Geo | 0 | 0 | 0 | 0 | 0 | 0
H | 0 | 0 | 0 | 0 | 0 | 0
LFG | 0 | 0 | 0 | 0 | 0 | 0
Nuc | 0 | 0 | 0 | 0 | 0 | 0
PS | 0 | 0 | 0 | 0 | 0 | 0
PV | 0 | 0 | 0 | 0 | 0 | 0
PeakG | 0 | 0 | 0 | 0 | 0 | 0
PeakO | 0 | 0 | 0 | 0 | 0 | 0
ST | 0 | 0 | 0 | 0 | 0 | 0
STOG | 0 | 0 | 0 | 0 | 0 | 0
STWD | 0 | 0 | 0 | 0 | 0 | 0
WT | 0 | 0 | 0 | 0 | 0 | 0
IGCC | 0 | 0 | 0 | 0 | 0 | 0
DemandResponse | 0 | 0 | 0 | 0 | 0 | 0
IGCC-CCS | 0 | 0 | 0 | 0 | 0 | 0
WT_off | 0 | 0 | 0 | 0 | 0 | 0
PseudoUnit | 0 | 0 | 0 | 0 | 0 | 0
FixedInterchange | 0 | 0 | 0 | 0 | 0 | 0
CO2 Emissions (MMmetricTons): NWPP_NucRenew
ReportingType | 2015 | 2020 | 2025 | 2030 | 2035 | 2040
BM | 0 | 0 | 0 | 0 | 0 | 0
CC | 0 | 0 | 0 | 0 | 0 | 0
CSP | 0 | 0 | 0 | 0 | 0 | 0
CT | 0 | 0 | 0 | 0 | 0 | 0
Coal | 0 | 0 | 0 | 0 | 0 | 0
Geo | 0 | 0 | 0 | 0 | 0 | 0
H | 0 | 0 | 0 | 0 | 0 | 0
LFG | 0 | 0 | 0 | 0 | 0 | 0
Nuc | 0 | 0 | 0 | 0 | 0 | 0
PS | 0 | 0 | 0 | 0 | 0 | 0
PV | 0 | 0 | 0 | 0 | 0 | 0
PeakG | 0 | 0 | 0 | 0 | 0 | 0
PeakO | 0 | 0 | 0 | 0 | 0 | 0
ST | 0 | 0 | 0 | 0 | 0 | 0
STOG | 0 | 0 | 0 | 0 | 0 | 0
STWD | 0 | 0 | 0 | 0 | 0 | 0
WT | 0 | 0 | 0 | 0 | 0 | 0
IGCC | 0 | 0 | 0 | 0 | 0 | 0
DemandResponse | 0 | 0 | 0 | 0 | 0 | 0
IGCC-CCS | 0 | 0 | 0 | 0 | 0 | 0
WT_off | 0 | 0 | 0 | 0 | 0 | 0
PseudoUnit | 0 | 0 | 0 | 0 | 0 | 0
FixedInterchange | 0 | 0 | 0 | 0 | 0 | 0
CO2 Emissions (MMmetricTons): RMPA
ReportingType | 2015 | 2020 | 2025 | 2030 | 2035 | 2040
BM | 0 | 0 | 0 | 0 | 0 | 0
CC | 2.84 | 2.71 | 0.63 | 0.72 | 0.86 | 0.91
CSP | 0 | 0 | 0 | 0 | 0 | 0
CT | 0 | 0 | 0 | 0 | 0 | 0
Coal | 55.62 | 54.37 | 49.91 | 49.75 | 47.59 | 44.45
Geo | 0 | 0 | 0 | 0 | 0 | 0
H | 0 | 0 | 0 | 0 | 0 | 0
LFG | 0 | 0 | 0 | 0 | 0 | 0
Nuc | 0 | 0 | 0 | 0 | 0 | 0
PS | 0 | 0 | 0 | 0 | 0 | 0
PV | 0 | 0 | 0 | 0 | 0 | 0
PeakG | 0.01 | 0.01 | 0 | 0 | 0 | 0.01
PeakO | 0 | 0 | 0 | 0 | 0 | 0
ST | 0 | 0 | 0 | 0 | 0 | 0
STOG | 0 | 0 | 0 | 0 | 0 | 0
STWD | 0 | 0 | 0 | 0 | 0 | 0
WT | 0 | 0 | 0 | 0 | 0 | 0
IGCC | 0 | 0 | 0 | 0 | 0 | 0
DemandResponse | 0 | 0 | 0 | 0 | 0 | 0
IGCC-CCS | 0 | 0 | 0 | 0 | 0 | 0
WT_off | 0 | 0 | 0 | 0 | 0 | 0
PseudoUnit | 0 | 0 | 0 | 0 | 0 | 0
FixedInterchange | 0 | 0 | 0 | 0 | 0 | 0
CO2 Emissions (MMmetricTons): SP15
ReportingType | 2015 | 2020 | 2025 | 2030 | 2035 | 2040
BM | 0 | 0 | 0 | 0 | 0 | 0
CC | 14.88 | 7.02 | 4.64 | 4.19 | 2.53 | 1.92
CSP | 0 | 0 | 0 | 0 | 0 | 0
CT | 0 | 0 | 0 | 0 | 0 | 0
Coal | 0.81 | 0.81 | 0 | 0 | 0 | 0
Geo | 0 | 0 | 0 | 0 | 0 | 0
H | 0 | 0 | 0 | 0 | 0 | 0
LFG | 0 | 0 | 0 | 0 | 0 | 0
Nuc | 0 | 0 | 0 | 0 | 0 | 0
PS | 0 | 0 | 0 | 0 | 0 | 0
PV | 0 | 0 | 0 | 0 | 0 | 0
PeakG | 0 | 0 | 0 | 0 | 0 | 0
PeakO | 0 | 0 | 0 | 0 | 0 | 0
ST | 0 | 0 | 0 | 0 | 0 | 0
STOG | 0.09 | 0.1 | 0 | 0 | 0.01 | 0.02
STWD | 0 | 0 | 0 | 0 | 0 | 0
WT | 0 | 0 | 0 | 0 | 0 | 0
IGCC | 0 | 0 | 0 | 0 | 0 | 0
DemandResponse | 0 | 0 | 0 | 0 | 0 | 0
IGCC-CCS | 0 | 0 | 0 | 0 | 0 | 0
WT_off | 0 | 0 | 0 | 0 | 0 | 0
PseudoUnit | 0 | 0 | 0 | 0 | 0 | 0
FixedInterchange | 0 | 0 | 0 | 0 | 0 | 0
CO2 Emissions (MMmetricTons): ALB
ReportingType | 2015 | 2020 | 2025 | 2030 | 2035 | 2040
BM | 0 | 0 | 0 | 0 | 0 | 0
CC | 7.34 | 9.43 | 10.88 | 12.8 | 14.82 | 16.9
CSP | 0 | 0 | 0 | 0 | 0 | 0
CT | 0 | 0 | 0 | 0 | 0 | 0
Coal | 45.36 | 45.36 | 45.36 | 45.36 | 45.36 | 45.36
Geo | 0 | 0 | 0 | 0 | 0 | 0
H | 0 | 0 | 0 | 0 | 0 | 0
LFG | 0 | 0 | 0 | 0 | 0 | 0
Nuc | 0 | 0 | 0 | 0 | 0 | 0
PS | 0 | 0 | 0 | 0 | 0 | 0
PV | 0 | 0 | 0 | 0 | 0 | 0
PeakG | 0 | 0 | 0 | 0 | 0 | 0
PeakO | 0 | 0 | 0 | 0 | 0 | 0
ST | 0 | 0 | 0 | 0 | 0 | 0
STOG | 0 | 0 | 0 | 0 | 0 | 0
STWD | 0 | 0 | 0 | 0 | 0 | 0
WT | 0 | 0 | 0 | 0 | 0 | 0
IGCC | 0 | 0 | 0 | 0 | 0 | 0
DemandResponse | 0 | 0 | 0 | 0 | 0 | 0
IGCC-CCS | 0 | 0 | 0 | 0 | 0 | 0
WT_off | 0 | 0 | 0 | 0 | 0 | 0
PseudoUnit | 0 | 0 | 0 | 0 | 0 | 0
FixedInterchange | 0 | 0 | 0 | 0 | 0 | 0
CO2 Emissions (MMmetricTons): BC
ReportingType | 2015 | 2020 | 2025 | 2030 | 2035 | 2040
BM | 0 | 0 | 0 | 0 | 0 | 0
CC | 3.56 | 4.69 | 6.39 | 7.77 | 8.86 | 8.26
CSP | 0 | 0 | 0 | 0 | 0 | 0
CT | 0 | 0 | 0 | 0 | 0 | 0
Coal | 0 | 0 | 0 | 0 | 0 | 0
Geo | 0 | 0 | 0 | 0 | 0 | 0
H | 0 | 0 | 0 | 0 | 0 | 0
LFG | 0 | 0 | 0 | 0 | 0 | 0
Nuc | 0 | 0 | 0 | 0 | 0 | 0
PS | 0 | 0 | 0 | 0 | 0 | 0
PV | 0 | 0 | 0 | 0 | 0 | 0
PeakG | 0 | 0 | 0 | 0 | 0 | 0
PeakO | 0 | 0 | 0 | 0 | 0 | 0
ST | 0 | 0 | 0 | 0 | 0 | 0
STOG | 0 | 0 | 0 | 0 | 0 | 0
STWD | 0 | 0 | 0 | 0 | 0 | 0
WT | 0 | 0 | 0 | 0 | 0 | 0
IGCC | 0 | 0 | 0 | 0 | 0 | 0
DemandResponse | 0 | 0 | 0 | 0 | 0 | 0
IGCC-CCS | 0 | 0 | 0 | 0 | 0 | 0
WT_off | 0 | 0 | 0 | 0 | 0 | 0
PseudoUnit | 0 | 0 | 0 | 0 | 0 | 0
FixedInterchange | 0 | 0 | 0 | 0 | 0 | 0
CO2 Emissions (MMmetricTons): HQ_IESO
ReportingType | 2015 | 2020 | 2025 | 2030 | 2035 | 2040
BM | 0 | 0 | 0 | 0 | 0 | 0
CC | 0 | 0 | 0 | 0 | 0 | 0
CSP | 0 | 0 | 0 | 0 | 0 | 0
CT | 0 | 0 | 0 | 0 | 0 | 0
Coal | 0 | 0 | 0 | 0 | 0 | 0
Geo | 0 | 0 | 0 | 0 | 0 | 0
H | 0 | 0 | 0 | 0 | 0 | 0
LFG | 0 | 0 | 0 | 0 | 0 | 0
Nuc | 0 | 0 | 0 | 0 | 0 | 0
PS | 0 | 0 | 0 | 0 | 0 | 0
PV | 0 | 0 | 0 | 0 | 0 | 0
PeakG | 0 | 0 | 0 | 0 | 0 | 0
PeakO | 0 | 0 | 0 | 0 | 0 | 0
ST | 0 | 0 | 0 | 0 | 0 | 0
STOG | 0 | 0 | 0 | 0 | 0 | 0
STWD | 0 | 0 | 0 | 0 | 0 | 0
WT | 0 | 0 | 0 | 0 | 0 | 0
IGCC | 0 | 0 | 0 | 0 | 0 | 0
DemandResponse | 0 | 0 | 0 | 0 | 0 | 0
IGCC-CCS | 0 | 0 | 0 | 0 | 0 | 0
WT_off | 0 | 0 | 0 | 0 | 0 | 0
PseudoUnit | 0 | 0 | 0 | 0 | 0 | 0
FixedInterchange | 0 | 0 | 0 | 0 | 0 | 0
CO2 Emissions (MMmetricTons): HQ_NEISO
ReportingType | 2015 | 2020 | 2025 | 2030 | 2035 | 2040
BM | 0 | 0 | 0 | 0 | 0 | 0
CC | 0 | 0 | 0 | 0 | 0 | 0
CSP | 0 | 0 | 0 | 0 | 0 | 0
CT | 0 | 0 | 0 | 0 | 0 | 0
Coal | 0 | 0 | 0 | 0 | 0 | 0
Geo | 0 | 0 | 0 | 0 | 0 | 0
H | 0 | 0 | 0 | 0 | 0 | 0
LFG | 0 | 0 | 0 | 0 | 0 | 0
Nuc | 0 | 0 | 0 | 0 | 0 | 0
PS | 0 | 0 | 0 | 0 | 0 | 0
PV | 0 | 0 | 0 | 0 | 0 | 0
PeakG | 0 | 0 | 0 | 0 | 0 | 0
PeakO | 0 | 0 | 0 | 0 | 0 | 0
ST | 0 | 0 | 0 | 0 | 0 | 0
STOG | 0 | 0 | 0 | 0 | 0 | 0
STWD | 0 | 0 | 0 | 0 | 0 | 0
WT | 0 | 0 | 0 | 0 | 0 | 0
IGCC | 0 | 0 | 0 | 0 | 0 | 0
DemandResponse | 0 | 0 | 0 | 0 | 0 | 0
IGCC-CCS | 0 | 0 | 0 | 0 | 0 | 0
WT_off | 0 | 0 | 0 | 0 | 0 | 0
PseudoUnit | 0 | 0 | 0 | 0 | 0 | 0
FixedInterchange | 0 | 0 | 0 | 0 | 0 | 0
CO2 Emissions (MMmetricTons): HQ_NY
ReportingType | 2015 | 2020 | 2025 | 2030 | 2035 | 2040
BM | 0 | 0 | 0 | 0 | 0 | 0
CC | 0 | 0 | 0 | 0 | 0 | 0
CSP | 0 | 0 | 0 | 0 | 0 | 0
CT | 0 | 0 | 0 | 0 | 0 | 0
Coal | 0 | 0 | 0 | 0 | 0 | 0
Geo | 0 | 0 | 0 | 0 | 0 | 0
H | 0 | 0 | 0 | 0 | 0 | 0
LFG | 0 | 0 | 0 | 0 | 0 | 0
Nuc | 0 | 0 | 0 | 0 | 0 | 0
PS | 0 | 0 | 0 | 0 | 0 | 0
PV | 0 | 0 | 0 | 0 | 0 | 0
PeakG | 0 | 0 | 0 | 0 | 0 | 0
PeakO | 0 | 0 | 0 | 0 | 0 | 0
ST | 0 | 0 | 0 | 0 | 0 | 0
STOG | 0 | 0 | 0 | 0 | 0 | 0
STWD | 0 | 0 | 0 | 0 | 0 | 0
WT | 0 | 0 | 0 | 0 | 0 | 0
IGCC | 0 | 0 | 0 | 0 | 0 | 0
DemandResponse | 0 | 0 | 0 | 0 | 0 | 0
IGCC-CCS | 0 | 0 | 0 | 0 | 0 | 0
WT_off | 0 | 0 | 0 | 0 | 0 | 0
PseudoUnit | 0 | 0 | 0 | 0 | 0 | 0
FixedInterchange | 0 | 0 | 0 | 0 | 0 | 0
CO2 Emissions (MMmetricTons): MARITIMES
ReportingType | 2015 | 2020 | 2025 | 2030 | 2035 | 2040
BM | 0 | 0 | 0 | 0 | 0 | 0
CC | 0 | 0 | 0 | 0 | 0 | 0
CSP | 0 | 0 | 0 | 0 | 0 | 0
CT | 0 | 0 | 0 | 0 | 0 | 0
Coal | 0 | 0 | 0 | 0 | 0 | 0
Geo | 0 | 0 | 0 | 0 | 0 | 0
H | 0 | 0 | 0 | 0 | 0 | 0
LFG | 0 | 0 | 0 | 0 | 0 | 0
Nuc | 0 | 0 | 0 | 0 | 0 | 0
PS | 0 | 0 | 0 | 0 | 0 | 0
PV | 0 | 0 | 0 | 0 | 0 | 0
PeakG | 0 | 0 | 0 | 0 | 0 | 0
PeakO | 0 | 0 | 0 | 0 | 0 | 0
ST | 0 | 0 | 0 | 0 | 0 | 0
STOG | 0 | 0 | 0 | 0 | 0 | 0
STWD | 0 | 0 | 0 | 0 | 0 | 0
WT | 0 | 0 | 0 | 0 | 0 | 0
IGCC | 0 | 0 | 0 | 0 | 0 | 0
DemandResponse | 0 | 0 | 0 | 0 | 0 | 0
IGCC-CCS | 0 | 0 | 0 | 0 | 0 | 0
WT_off | 0 | 0 | 0 | 0 | 0 | 0
PseudoUnit | 0 | 0 | 0 | 0 | 0 | 0
FixedInterchange | 0 | 0 | 0 | 0 | 0 | 0
CO2 Emissions (MMmetricTons): All
ReportingType | 2015 | 2020 | 2025 | 2030 | 2035 | 2040
BM | 0 | 0 | 0 | 0 | 0 | 0
CC | 427.25 | 448.11 | 376.06 | 389.75 | 434.98 | 482.04
CSP | 0 | 0 | 0 | 0 | 0 | 0
CT | 0.53 | 1.05 | 1.14 | 1.64 | 2.69 | 3.12
Coal | 1712.15 | 1624.28 | 1709.2 | 1765.03 | 1866.79 | 1939.85
Geo | 0 | 0 | 0 | 0 | 0 | 0
H | 0 | 0 | 0 | 0 | 0 | 0
LFG | 0 | 0 | 0 | 0 | 0 | 0
Nuc | 0 | 0 | 0 | 0 | 0 | 0
PS | 0 | 0 | 0 | 0 | 0 | 0
PV | 0 | 0 | 0 | 0 | 0 | 0
PeakG | 1.98 | 2.47 | 3.37 | 3.26 | 3.54 | 3.45
PeakO | 0 | 0 | 0 | 0 | 0 | 0
ST | 0 | 0 | 0 | 0 | 0 | 0
STOG | 9.55 | 10.66 | 8.97 | 9.76 | 10.21 | 10.24
STWD | 0 | 0 | 0 | 0 | 0 | 0
WT | 0 | 0 | 0 | 0 | 0 | 0
IGCC | 3.76 | 3.76 | 3.76 | 3.76 | 3.76 | 3.76
DemandResponse | 0 | 0 | 0 | 0 | 0 | 0
IGCC-CCS | 0 | 0 | 0 | 0 | 0 | 0
WT_off | 0 | 0 | 0 | 0 | 0 | 0
PseudoUnit | 0 | 0 | 0 | 0 | 0 | 0
FixedInterchange | 0 | 0 | 0 | 0 | 0 | 0
CO2 Emissions (MMmetricTons): EI_US
ReportingType | 2015 | 2020 | 2025 | 2030 | 2035 | 2040
BM | 0 | 0 | 0 | 0 | 0 | 0
CC | 262.24 | 288.24 | 260.38 | 274.21 | 322.49 | 365.26
CSP | 0 | 0 | 0 | 0 | 0 | 0
CT | 0.53 | 1.04 | 1.14 | 1.62 | 2.65 | 3.02
Coal | 1339.39 | 1234.56 | 1308.92 | 1363.17 | 1470.2 | 1561.08
Geo | 0 | 0 | 0 | 0 | 0 | 0
H | 0 | 0 | 0 | 0 | 0 | 0
LFG | 0 | 0 | 0 | 0 | 0 | 0
Nuc | 0 | 0 | 0 | 0 | 0 | 0
PS | 0 | 0 | 0 | 0 | 0 | 0
PV | 0 | 0 | 0 | 0 | 0 | 0
PeakG | 1.98 | 2.46 | 3.36 | 3.2 | 3.47 | 3.25
PeakO | 0 | 0 | 0 | 0 | 0 | 0
ST | 0 | 0 | 0 | 0 | 0 | 0
STOG | 6.21 | 6.45 | 6.91 | 7.07 | 7.65 | 7.85
STWD | 0 | 0 | 0 | 0 | 0 | 0
WT | 0 | 0 | 0 | 0 | 0 | 0
IGCC | 3.76 | 3.76 | 3.76 | 3.76 | 3.76 | 3.76
DemandResponse | 0 | 0 | 0 | 0 | 0 | 0
IGCC-CCS | 0 | 0 | 0 | 0 | 0 | 0
WT_off | 0 | 0 | 0 | 0 | 0 | 0
PseudoUnit | 0 | 0 | 0 | 0 | 0 | 0
FixedInterchange | 0 | 0 | 0 | 0 | 0 | 0
CO2 Emissions (MMmetricTons): EI_Canada
ReportingType | 2015 | 2020 | 2025 | 2030 | 2035 | 2040
BM | 0 | 0 | 0 | 0 | 0 | 0
CC | 3.13 | 4.41 | 4.46 | 4.91 | 7.41 | 12.68
CSP | 0 | 0 | 0 | 0 | 0 | 0
CT | 0 | 0 | 0 | 0 | 0.04 | 0.09
Coal | 0.21 | 0.35 | 0.59 | 2.69 | 4.51 | 7.51
Geo | 0 | 0 | 0 | 0 | 0 | 0
H | 0 | 0 | 0 | 0 | 0 | 0
LFG | 0 | 0 | 0 | 0 | 0 | 0
Nuc | 0 | 0 | 0 | 0 | 0 | 0
PS | 0 | 0 | 0 | 0 | 0 | 0
PV | 0 | 0 | 0 | 0 | 0 | 0
PeakG | 0 | 0 | 0 | 0 | 0 | 0.01
PeakO | 0 | 0 | 0 | 0 | 0 | 0
ST | 0 | 0 | 0 | 0 | 0 | 0
STOG | 0 | 0 | 0 | 0 | 0 | 0
STWD | 0 | 0 | 0 | 0 | 0 | 0
WT | 0 | 0 | 0 | 0 | 0 | 0
IGCC | 0 | 0 | 0 | 0 | 0 | 0
DemandResponse | 0 | 0 | 0 | 0 | 0 | 0
IGCC-CCS | 0 | 0 | 0 | 0 | 0 | 0
WT_off | 0 | 0 | 0 | 0 | 0 | 0
PseudoUnit | 0 | 0 | 0 | 0 | 0 | 0
FixedInterchange | 0 | 0 | 0 | 0 | 0 | 0
CO2 Emissions (MMmetricTons): EI
ReportingType | 2015 | 2020 | 2025 | 2030 | 2035 | 2040
BM | 0 | 0 | 0 | 0 | 0 | 0
CC | 265.37 | 292.64 | 264.84 | 279.13 | 329.9 | 377.94
CSP | 0 | 0 | 0 | 0 | 0 | 0
CT | 0.53 | 1.04 | 1.14 | 1.62 | 2.69 | 3.12
Coal | 1339.61 | 1234.92 | 1309.51 | 1365.87 | 1474.71 | 1568.59
Geo | 0 | 0 | 0 | 0 | 0 | 0
H | 0 | 0 | 0 | 0 | 0 | 0
LFG | 0 | 0 | 0 | 0 | 0 | 0
Nuc | 0 | 0 | 0 | 0 | 0 | 0
PS | 0 | 0 | 0 | 0 | 0 | 0
PV | 0 | 0 | 0 | 0 | 0 | 0
PeakG | 1.98 | 2.46 | 3.36 | 3.2 | 3.47 | 3.26
PeakO | 0 | 0 | 0 | 0 | 0 | 0
ST | 0 | 0 | 0 | 0 | 0 | 0
STOG | 6.21 | 6.45 | 6.91 | 7.07 | 7.65 | 7.85
STWD | 0 | 0 | 0 | 0 | 0 | 0
WT | 0 | 0 | 0 | 0 | 0 | 0
IGCC | 3.76 | 3.76 | 3.76 | 3.76 | 3.76 | 3.76
DemandResponse | 0 | 0 | 0 | 0 | 0 | 0
IGCC-CCS | 0 | 0 | 0 | 0 | 0 | 0
WT_off | 0 | 0 | 0 | 0 | 0 | 0
PseudoUnit | 0 | 0 | 0 | 0 | 0 | 0
FixedInterchange | 0 | 0 | 0 | 0 | 0 | 0
CO2 Emissions (MMmetricTons): Outside_EI
ReportingType | 2015 | 2020 | 2025 | 2030 | 2035 | 2040
BM | 0 | 0 | 0 | 0 | 0 | 0
CC | 161.88 | 155.47 | 111.22 | 110.62 | 105.08 | 104.1
CSP | 0 | 0 | 0 | 0 | 0 | 0
CT | 0 | 0 | 0 | 0.01 | 0 | 0
Coal | 372.54 | 389.36 | 399.69 | 399.16 | 392.08 | 371.26
Geo | 0 | 0 | 0 | 0 | 0 | 0
H | 0 | 0 | 0 | 0 | 0 | 0
LFG | 0 | 0 | 0 | 0 | 0 | 0
Nuc | 0 | 0 | 0 | 0 | 0 | 0
PS | 0 | 0 | 0 | 0 | 0 | 0
PV | 0 | 0 | 0 | 0 | 0 | 0
PeakG | 0.01 | 0.01 | 0.01 | 0.06 | 0.06 | 0.19
PeakO | 0 | 0 | 0 | 0 | 0 | 0
ST | 0 | 0 | 0 | 0 | 0 | 0
STOG | 3.34 | 4.21 | 2.06 | 2.7 | 2.57 | 2.39
STWD | 0 | 0 | 0 | 0 | 0 | 0
WT | 0 | 0 | 0 | 0 | 0 | 0
IGCC | 0 | 0 | 0 | 0 | 0 | 0
DemandResponse | 0 | 0 | 0 | 0 | 0 | 0
IGCC-CCS | 0 | 0 | 0 | 0 | 0 | 0
WT_off | 0 | 0 | 0 | 0 | 0 | 0
PseudoUnit | 0 | 0 | 0 | 0 | 0 | 0
FixedInterchange | 0 | 0 | 0 | 0 | 0 | 0
#6 | 0.26: Fuel Cost [includes coal shadow price] ($million)
Fuel Cost by Reporting Type: Entergy
ReportingType | 2015 | 2020 | 2025 | 2030 | 2035 | 2040
BM | 0 | 0 | 0 | 0 | 0 | 0
CC | 2294.54 | 3240.7 | 3055.65 | 3060.08 | 3135.88 | 3293.17
CSP | 0 | 0 | 0 | 0 | 0 | 0
CT | 0 | 0 | 0 | 0 | 0 | 0
Coal | 1374.9 | 1096.99 | 1303.77 | 1426.64 | 1844.81 | 2258.28
Geo | 0 | 0 | 0 | 0 | 0 | 0
H | 0 | 0 | 0 | 0 | 0 | 0
LFG | 0 | 0 | 0.14 | 0.14 | 0.14 | 0.14
Nuc | 372.97 | 380.57 | 404.36 | 412.26 | 348.24 | 272.43
PS | 0 | 0 | 0 | 0 | 0 | 0
PV | 0 | 0 | 0 | 0 | 0 | 0
PeakG | 0 | 0 | 2.01 | 2.02 | 1.53 | 0.34
PeakO | 0 | 0 | 0 | 0 | 0 | 0
ST | 0 | 0 | 0 | 0 | 0 | 0
STOG | 72.8 | 86.65 | 90.29 | 95.88 | 106.6 | 113.95
STWD | 0 | 0 | 0 | 0 | 0.46 | 6.51
WT | 0 | 0 | 0 | 0 | 0 | 0
IGCC | 0 | 0 | 0 | 0 | 0 | 0
DemandResponse | 0 | 0 | 0 | 0 | 0 | 0
IGCC-CCS | 0 | 0 | 0 | 0 | 0 | 0
WT_off | 0 | 0 | 0 | 0 | 0 | 0
PseudoUnit | 0 | 0 | 0 | 0 | 0 | 0
FixedInterchange | 0 | 0 | 0 | 0 | 0 | 0
Fuel Cost by Reporting Type: FRCC
ReportingType | 2015 | 2020 | 2025 | 2030 | 2035 | 2040
BM | 0 | 0 | 0 | 0 | 0 | 0
CC | 6177.55 | 7497.95 | 8734.84 | 10113.17 | 12764.28 | 15848.29
CSP | 0 | 0 | 0 | 0 | 0 | 0
CT | 51.28 | 66.22 | 70.3 | 74.34 | 73.08 | 68.42
Coal | 1719.97 | 1615.98 | 1964.85 | 1922.74 | 1992.25 | 2026.85
Geo | 0 | 0 | 0 | 0 | 0 | 0
H | 0 | 0 | 0 | 0 | 0 | 0
LFG | 0 | 0 | 0.25 | 0.25 | 0.25 | 0.25
Nuc | 282.48 | 288.24 | 306.26 | 312.24 | 190.15 | 63.41
PS | 0 | 0 | 0 | 0 | 0 | 0
PV | 0 | 0 | 0 | 0 | 0 | 0
PeakG | 27.87 | 31.26 | 55.04 | 41.14 | 36.17 | 30.15
PeakO | 0 | 0 | 0 | 0 | 0 | 0
ST | 0 | 0 | 0 | 0 | 0 | 0
STOG | 207.33 | 191.97 | 214.64 | 224.04 | 229.12 | 196.64
STWD | 0 | 5.85 | 9.73 | 9.73 | 14.88 | 14.91
WT | 0 | 0 | 0 | 0 | 0 | 0
IGCC | 0 | 0 | 0 | 0 | 0 | 0
DemandResponse | 0 | 0 | 0 | 0 | 0 | 0
IGCC-CCS | 0 | 0 | 0 | 0 | 0 | 0
WT_off | 0 | 0 | 0 | 0 | 0 | 0
PseudoUnit | 0 | 0 | 0 | 0 | 0 | 0
FixedInterchange | 0 | 0 | 0 | 0 | 0 | 0
Fuel Cost by Reporting Type: MAPP_US
ReportingType | 2015 | 2020 | 2025 | 2030 | 2035 | 2040
BM | 0 | 0 | 0 | 0 | 0 | 0
CC | 6.26 | 8.74 | 8.63 | 12.65 | 10.05 | 11.01
CSP | 0 | 0 | 0 | 0 | 0 | 0
CT | 0 | 0 | 0 | 0 | 0 | 0
Coal | 277.01 | 259.36 | 263.09 | 263.62 | 335.26 | 376.37
Geo | 0 | 0 | 0 | 0 | 0 | 0
H | 0 | 0 | 0 | 0 | 0 | 0
LFG | 0 | 0 | 0 | 0.09 | 0.09 | 0.09
Nuc | 0 | 0 | 0 | 0 | 0 | 0
PS | 0 | 0 | 0 | 0 | 0 | 0
PV | 0 | 0 | 0 | 0 | 0 | 0
PeakG | 1.06 | 4.35 | 3.91 | 7.92 | 8.15 | 8.36
PeakO | 0 | 0 | 0 | 0 | 0 | 0
ST | 0 | 0 | 0 | 0 | 0 | 0
STOG | 0 | 0 | 0 | 0 | 0 | 0
STWD | 0 | 0 | 0 | 0 | 0 | 0
WT | 0 | 0 | 0 | 0 | 0 | 0
IGCC | 0 | 0 | 0 | 0 | 0 | 0
DemandResponse | 0 | 0 | 0 | 0 | 0 | 0
IGCC-CCS | 0 | 0 | 0 | 0 | 0 | 0
WT_off | 0 | 0 | 0 | 0 | 0 | 0
PseudoUnit | 0 | 0 | 0 | 0 | 0 | 0
FixedInterchange | 0 | 0 | 0 | 0 | 0 | 0
Fuel Cost by Reporting Type: MISO_IN
ReportingType | 2015 | 2020 | 2025 | 2030 | 2035 | 2040
BM | 0 | 0 | 0 | 0 | 0 | 0
CC | 138.98 | 252.73 | 178.36 | 416.49 | 924.64 | 1262.33
CSP | 0 | 0 | 0 | 0 | 0 | 0
CT | 0 | 0 | 0 | 0 | 0 | 0
Coal | 1827.97 | 1880.68 | 1967.53 | 2186.68 | 2356.96 | 2496.08
Geo | 0 | 0 | 0 | 0 | 0 | 0
H | 0 | 0 | 0 | 0 | 0 | 0
LFG | 0 | 0 | 0 | 0.1 | 0.1 | 0.1
Nuc | 0 | 0 | 0 | 0 | 0 | 0
PS | 0 | 0 | 0 | 0 | 0 | 0
PV | 0 | 0 | 0 | 0 | 0 | 0
PeakG | 0.65 | 0.66 | 1.63 | 1.78 | 0.88 | 3.04
PeakO | 0 | 0 | 0 | 0 | 0 | 0
ST | 0 | 0 | 0 | 0 | 0 | 0
STOG | 2.48 | 3.03 | 3.43 | 3.74 | 6.1 | 9.15
STWD | 0 | 0 | 0 | 0 | 0 | 0
WT | 0 | 0 | 0 | 0 | 0 | 0
IGCC | 90.9 | 91.31 | 92.55 | 98.23 | 100.94 | 106.18
DemandResponse | 0 | 0 | 0 | 0 | 0 | 0
IGCC-CCS | 0 | 0 | 0 | 0 | 0 | 0
WT_off | 0 | 0 | 0 | 0 | 0 | 0
PseudoUnit | 0 | 0 | 0 | 0 | 0 | 0
FixedInterchange | 0 | 0 | 0 | 0 | 0 | 0
Fuel Cost by Reporting Type: MISO_MI
ReportingType | 2015 | 2020 | 2025 | 2030 | 2035 | 2040
BM | 0 | 0 | 0 | 0 | 0 | 0
CC | 434.06 | 517.54 | 475.07 | 424.85 | 407 | 414.27
CSP | 0 | 0 | 0 | 0 | 0 | 0
CT | 0 | 0 | 0 | 0 | 0 | 0
Coal | 1306.93 | 1156.45 | 1216.66 | 1344.59 | 1396.69 | 1423.77
Geo | 0 | 0 | 0 | 0 | 0 | 0
H | 0 | 0 | 0 | 0 | 0 | 0
LFG | 0 | 0.19 | 0.2 | 0.2 | 0.2 | 0.2
Nuc | 139.75 | 142.6 | 151.51 | 154.47 | 90.85 | 90.85
PS | 0 | 0 | 0 | 0 | 0 | 0
PV | 0 | 0 | 0 | 0 | 0 | 0
PeakG | 0.96 | 1.66 | 4.11 | 5.78 | 2.84 | 1.32
PeakO | 0 | 0 | 0 | 0 | 0 | 0
ST | 0 | 0 | 0 | 0 | 0 | 0
STOG | 15.26 | 29.33 | 34.18 | 35.01 | 42.08 | 59.35
STWD | 11.06 | 0 | 2.36 | 4.6 | 7.67 | 9.56
WT | 0 | 0 | 0 | 0 | 0 | 0
IGCC | 0 | 0 | 0 | 0 | 0 | 0
DemandResponse | 0 | 0 | 0 | 0 | 0 | 0
IGCC-CCS | 0 | 0 | 0 | 0 | 0 | 0
WT_off | 0 | 0 | 0 | 0 | 0 | 0
PseudoUnit | 0 | 0 | 0 | 0 | 0 | 0
FixedInterchange | 0 | 0 | 0 | 0 | 0 | 0
Fuel Cost by Reporting Type: MISO_MO-IL
ReportingType | 2015 | 2020 | 2025 | 2030 | 2035 | 2040
BM | 0 | 0 | 0 | 0 | 0 | 0
CC | 100.15 | 176.71 | 61.21 | 58.85 | 56.89 | 71.85
CSP | 0 | 0 | 0 | 0 | 0 | 0
CT | 0 | 0 | 0 | 0 | 0 | 0
Coal | 2062.73 | 1683.03 | 1707.66 | 1963.84 | 2196.03 | 2271.83
Geo | 0 | 0 | 0 | 0 | 0 | 0
H | 0 | 0 | 0 | 0 | 0 | 0
LFG | 0 | 0 | 0 | 0.29 | 0.29 | 0.29
Nuc | 143.46 | 146.38 | 155.53 | 158.57 | 158.57 | 158.57
PS | 0 | 0 | 0 | 0 | 0 | 0
PV | 0 | 0 | 0 | 0 | 0 | 0
PeakG | 6.76 | 14.31 | 7.65 | 7.34 | 33.08 | 39.13
PeakO | 0 | 0 | 0 | 0 | 0 | 0
ST | 0 | 0 | 0 | 0 | 0 | 0
STOG | 3.01 | 6.3 | 3.79 | 4.17 | 4.68 | 0.82
STWD | 0 | 0 | 0 | 0 | 0 | 0
WT | 0 | 0 | 0 | 0 | 0 | 0
IGCC | 0 | 0 | 0 | 0 | 0 | 0
DemandResponse | 0 | 0 | 0 | 0 | 0 | 0
IGCC-CCS | 0 | 0 | 0 | 0 | 0 | 0
WT_off | 0 | 0 | 0 | 0 | 0 | 0
PseudoUnit | 0 | 0 | 0 | 0 | 0 | 0
FixedInterchange | 0 | 0 | 0 | 0 | 0 | 0
Fuel Cost by Reporting Type: MISO_W
ReportingType | 2015 | 2020 | 2025 | 2030 | 2035 | 2040
BM | 0 | 0 | 0 | 0 | 0 | 0
CC | 357.35 | 379.33 | 142.09 | 95.18 | 159.91 | 193.08
CSP | 0 | 0 | 0 | 0 | 0 | 0
CT | 0 | 0 | 0 | 0 | 0 | 0
Coal | 1420.46 | 1356.16 | 1280.37 | 1333.88 | 1623.5 | 1700.65
Geo | 0 | 0 | 0 | 0 | 0 | 0
H | 0 | 0 | 0 | 0 | 0 | 0
LFG | 0 | 0 | 0 | 0.09 | 0.09 | 0.09
Nuc | 152.53 | 155.64 | 165.37 | 168.6 | 0.01 | 0.01
PS | 0 | 0 | 0 | 0 | 0 | 0
PV | 0 | 0 | 0 | 0 | 0 | 0
PeakG | 19.32 | 9.93 | 1.35 | 1.47 | 1.66 | 1.85
PeakO | 0 | 0 | 0 | 0 | 0 | 0
ST | 0 | 0 | 0 | 0 | 0 | 0
STOG | 1.44 | 0.29 | 0.01 | 0.01 | 0 | 0
STWD | 0 | 0 | 0 | 0.14 | 8.57 | 9.1
WT | 0 | 0 | 0 | 0 | 0 | 0
IGCC | 0 | 0 | 0 | 0 | 0 | 0
DemandResponse | 0 | 0 | 0 | 0 | 0 | 0
IGCC-CCS | 0 | 0 | 0 | 0 | 0 | 0
WT_off | 0 | 0 | 0 | 0 | 0 | 0
PseudoUnit | 0 | 0 | 0 | 0 | 0 | 0
FixedInterchange | 0 | 0 | 0 | 0 | 0 | 0
Fuel Cost by Reporting Type: MISO_WUMS
ReportingType | 2015 | 2020 | 2025 | 2030 | 2035 | 2040
BM | 0 | 0 | 0 | 0 | 0 | 0
CC | 458.45 | 774.13 | 591.83 | 536.13 | 974.09 | 1100.46
CSP | 0 | 0 | 0 | 0 | 0 | 0
CT | 0 | 15.28 | 23.82 | 28.54 | 66.95 | 129.57
Coal | 765.44 | 720.13 | 727.25 | 869.57 | 1025.58 | 1047.82
Geo | 0 | 0 | 0 | 0 | 0 | 0
H | 0 | 0 | 0 | 0 | 0 | 0
LFG | 0 | 0 | 0 | 0.29 | 0.29 | 0.29
Nuc | 120.89 | 123.35 | 131.06 | 133.62 | 0.01 | 0.01
PS | 0 | 0 | 0 | 0 | 0 | 0
PV | 0 | 0 | 0 | 0 | 0 | 0
PeakG | 1.32 | 0.16 | 0.92 | 0 | 0 | 0
PeakO | 0 | 0 | 0 | 0 | 0 | 0
ST | 0 | 0 | 0 | 0 | 0 | 0
STOG | 0.13 | 0 | 0 | 0 | 0 | 0
STWD | 0 | 0 | 0 | 0 | 0 | 3.33
WT | 0 | 0 | 0 | 0 | 0 | 0
IGCC | 0 | 0 | 0 | 0 | 0 | 0
DemandResponse | 0 | 0 | 0 | 0 | 0 | 0
IGCC-CCS | 0 | 0 | 0 | 0 | 0 | 0
WT_off | 0 | 0 | 0 | 0 | 0 | 0
PseudoUnit | 0 | 0 | 0 | 0 | 0 | 0
FixedInterchange | 0 | 0 | 0 | 0 | 0 | 0
Fuel Cost by Reporting Type: Nebraska
ReportingType | 2015 | 2020 | 2025 | 2030 | 2035 | 2040
BM | 0 | 0 | 0 | 0 | 0 | 0
CC | 22.62 | 17.45 | 16.88 | 21.79 | 17.54 | 16.87
CSP | 0 | 0 | 0 | 0 | 0 | 0
CT | 0 | 0 | 0 | 0 | 0 | 0
Coal | 434.84 | 415.52 | 410.69 | 436.44 | 786.76 | 869.01
Geo | 0 | 0 | 0 | 0 | 0 | 0
H | 0 | 0 | 0 | 0 | 0 | 0
LFG | 0 | 0 | 0.09 | 0.09 | 0.09 | 0.09
Nuc | 83.67 | 85.37 | 90.71 | 92.48 | 0.01 | 0.01
PS | 0 | 0 | 0 | 0 | 0 | 0
PV | 0 | 0 | 0 | 0 | 0 | 0
PeakG | 3.49 | 3.65 | 4.73 | 6 | 1.67 | 0
PeakO | 0 | 0 | 0 | 0 | 0 | 0
ST | 0 | 0 | 0 | 0 | 0 | 0
STOG | 2.73 | 6.1 | 3.57 | 6.14 | 1.03 | 0
STWD | 0 | 0 | 0 | 0 | 0 | 0
WT | 0 | 0 | 0 | 0 | 0 | 0
IGCC | 0 | 0 | 0 | 0 | 0 | 0
DemandResponse | 0 | 0 | 0 | 0 | 0 | 0
IGCC-CCS | 0 | 0 | 0 | 0 | 0 | 0
WT_off | 0 | 0 | 0 | 0 | 0 | 0
PseudoUnit | 0 | 0 | 0 | 0 | 0 | 0
FixedInterchange | 0 | 0 | 0 | 0 | 0 | 0
Fuel Cost by Reporting Type: NEISO
ReportingType | 2015 | 2020 | 2025 | 2030 | 2035 | 2040
BM | 128.98 | 0.56 | 0.56 | 0.16 | 0.56 | 0.56
CC | 1483.91 | 1167.31 | 1260.67 | 1528.41 | 1939.17 | 2438.97
CSP | 0 | 0 | 0 | 0 | 0 | 0
CT | 0.14 | 0.52 | 0.57 | 0.47 | 1.64 | 3.91
Coal | 1.16 | 0 | 0 | 0 | 0 | 0
Geo | 0 | 0 | 0 | 0 | 0 | 0
H | 0 | 0 | 0 | 0 | 0 | 0
LFG | 0.06 | 0.06 | 0.13 | 0.15 | 0.15 | 0.15
Nuc | 293.25 | 299.23 | 317.93 | 324.14 | 234.19 | 173
PS | 0 | 0 | 0 | 0 | 0 | 0
PV | 0 | 0 | 0 | 0 | 0 | 0
PeakG | 1.14 | 1.78 | 1.94 | 2.11 | 5.84 | 6.2
PeakO | 0 | 0 | 0 | 0 | 0 | 0
ST | 0 | 0 | 0 | 0 | 0 | 0
STOG | 0 | 0 | 0 | 0 | 0 | 0
STWD | 317.32 | 0.67 | 0.17 | 0.09 | 0.49 | 0.46
WT | 0 | 0 | 0 | 0 | 0 | 0
IGCC | 0 | 0 | 0 | 0 | 0 | 0
DemandResponse | 0 | 0 | 0 | 0 | 0 | 0
IGCC-CCS | 0 | 0 | 0 | 0 | 0 | 0
WT_off | 0 | 0 | 0 | 0 | 0 | 0
PseudoUnit | 0 | 0 | 0 | 0 | 0 | 0
FixedInterchange | 0 | 0 | 0 | 0 | 0 | 0
Fuel Cost by Reporting Type: NonRTO_Midwest
ReportingType | 2015 | 2020 | 2025 | 2030 | 2035 | 2040
BM | 0 | 0 | 0 | 0 | 0 | 0
CC | 0 | 75.04 | 64 | 89.35 | 138.37 | 207.76
CSP | 0 | 0 | 0 | 0 | 0 | 0
CT | 0 | 3.11 | 3.49 | 4.01 | 8.75 | 12.06
Coal | 1386.1 | 1419.31 | 1474.03 | 1620.7 | 1692.23 | 1826.8
Geo | 0 | 0 | 0 | 0 | 0 | 0
H | 0 | 0 | 0 | 0 | 0 | 0
LFG | 0 | 0 | 0.2 | 0.2 | 0.2 | 0.2
Nuc | 0 | 0 | 0 | 0 | 0 | 0
PS | 0 | 0 | 0 | 0 | 0 | 0
PV | 0 | 0 | 0 | 0 | 0 | 0
PeakG | 7.72 | 17.67 | 12.8 | 15.27 | 26.42 | 30.94
PeakO | 0 | 0 | 0 | 0 | 0 | 0
ST | 0 | 0 | 0 | 0 | 0 | 0
STOG | 0 | 0 | 0 | 0 | 0 | 0
STWD | 0 | 0 | 0 | 0 | 0 | 0
WT | 0 | 0 | 0 | 0 | 0 | 0
IGCC | 0 | 0 | 0 | 0 | 0 | 0
DemandResponse | 0 | 0 | 0 | 0 | 0 | 0
IGCC-CCS | 0 | 0 | 0 | 0 | 0 | 0
WT_off | 0 | 0 | 0 | 0 | 0 | 0
PseudoUnit | 0 | 0 | 0 | 0 | 0 | 0
FixedInterchange | 0 | 0 | 0 | 0 | 0 | 0
Fuel Cost by Reporting Type: NYISO_A-F
ReportingType | 2015 | 2020 | 2025 | 2030 | 2035 | 2040
BM | 0 | 0 | 0 | 0 | 0 | 0
CC | 245.39 | 348.64 | 451.64 | 507.48 | 397.46 | 583.7
CSP | 0 | 0 | 0 | 0 | 0 | 0
CT | 0 | 0 | 0 | 0 | 0 | 0
Coal | 0 | 0 | 0 | 0 | 0 | 0
Geo | 0 | 0 | 0 | 0 | 0 | 0
H | 0 | 0 | 0 | 0 | 0 | 0
LFG | 0.01 | 0.01 | 0.09 | 0.09 | 0.09 | 0.09
Nuc | 217.02 | 221.45 | 235.29 | 195.6 | 154.22 | 93.47
PS | 0 | 0 | 0 | 0 | 0 | 0
PV | 0 | 0 | 0 | 0 | 0 | 0
PeakG | 0 | 0 | 0.36 | 0.39 | 0 | 0.33
PeakO | 0 | 0 | 0 | 0 | 0 | 0
ST | 0 | 0 | 0 | 0 | 0 | 0
STOG | 0 | 0 | 0 | 0 | 0 | 0
STWD | 0 | 0 | 0 | 0 | 0 | 0
WT | 0 | 0 | 0 | 0 | 0 | 0
IGCC | 0 | 0 | 0 | 0 | 0 | 0
DemandResponse | 0 | 0 | 0 | 0 | 0 | 0
IGCC-CCS | 0 | 0 | 0 | 0 | 0 | 0
WT_off | 0 | 0 | 0 | 0 | 0 | 0
PseudoUnit | 0 | 0 | 0 | 0 | 0 | 0
FixedInterchange | 0 | 0 | 0 | 0 | 0 | 0
Fuel Cost by Reporting Type: NYISO_G-I
ReportingType | 2015 | 2020 | 2025 | 2030 | 2035 | 2040
BM | 0 | 0 | 0 | 0 | 0 | 0
CC | 245.85 | 308.52 | 389.21 | 660.2 | 1199.8 | 1833.36
CSP | 0 | 0 | 0 | 0 | 0 | 0
CT | 0 | 0 | 0 | 0 | 0 | 0
Coal | 0 | 0 | 0 | 0 | 0 | 0
Geo | 0 | 0 | 0 | 0 | 0 | 0
H | 0 | 0 | 0 | 0 | 0 | 0
LFG | 0 | 0 | 0.09 | 0.09 | 0.09 | 0.09
Nuc | 130.64 | 133.3 | 141.63 | 144.4 | 72.41 | 0.03
PS | 0 | 0 | 0 | 0 | 0 | 0
PV | 0 | 0 | 0 | 0 | 0 | 0
PeakG | 0 | 0 | 0 | 0 | 0 | 0
PeakO | 0 | 0 | 0 | 0 | 0 | 0
ST | 0 | 0 | 0 | 0 | 0 | 0
STOG | 0 | 0 | 0 | 0 | 0 | 0
STWD | 0 | 0 | 0 | 0 | 0 | 0
WT | 0 | 0 | 0 | 0 | 0 | 0
IGCC | 0 | 0 | 0 | 0 | 0 | 0
DemandResponse | 0 | 0 | 0 | 0 | 0 | 0
IGCC-CCS | 0 | 0 | 0 | 0 | 0 | 0
WT_off | 0 | 0 | 0 | 0 | 0 | 0
PseudoUnit | 0 | 0 | 0 | 0 | 0 | 0
FixedInterchange | 0 | 0 | 0 | 0 | 0 | 0
Fuel Cost by Reporting Type: NYISO_J-K
ReportingType | 2015 | 2020 | 2025 | 2030 | 2035 | 2040
BM | 0 | 0 | 0 | 0 | 0 | 0
CC | 833.66 | 1050.23 | 1161.72 | 1232.18 | 1283.35 | 1499.5
CSP | 0 | 0 | 0 | 0 | 0 | 0
CT | 0 | 0 | 1.11 | 2.94 | 4.99 | 20.88
Coal | 0 | 0 | 0 | 0 | 0 | 0
Geo | 0 | 0 | 0 | 0 | 0 | 0
H | 0 | 0 | 0 | 0 | 0 | 0
LFG | 0 | 0 | 0.09 | 0.09 | 0.09 | 0.09
Nuc | 0 | 0 | 0 | 0 | 0 | 0
PS | 0 | 0 | 0 | 0 | 0 | 0
PV | 0 | 0 | 0 | 0 | 0 | 0
PeakG | 2.22 | 6.26 | 8.78 | 8.89 | 10.93 | 25.76
PeakO | 0 | 0 | 0 | 0 | 0 | 0
ST | 0 | 0 | 0 | 0 | 0 | 0
STOG | 53.86 | 99.05 | 135.63 | 148.07 | 179.08 | 238.69
STWD | 0 | 0 | 0 | 0 | 0 | 0
WT | 0 | 0 | 0 | 0 | 0 | 0
IGCC | 0 | 0 | 0 | 0 | 0 | 0
DemandResponse | 0 | 0 | 0 | 0 | 0 | 0
IGCC-CCS | 0 | 0 | 0 | 0 | 0 | 0
WT_off | 0 | 0 | 0 | 0 | 0 | 0
PseudoUnit | 0 | 0 | 0 | 0 | 0 | 0
FixedInterchange | 0 | 0 | 0 | 0 | 0 | 0
Fuel Cost by Reporting Type: PJM_E
ReportingType | 2015 | 2020 | 2025 | 2030 | 2035 | 2040
BM | 10.08 | 15.34 | 1.91 | 0.82 | 0.78 | 0.78
CC | 853.98 | 1555.85 | 1562.92 | 1534.53 | 2168.68 | 2289.25
CSP | 0 | 0 | 0 | 0 | 0 | 0
CT | 0 | 0.04 | 0.05 | 0.17 | 15.26 | 8.51
Coal | 18.04 | 15.03 | 22.62 | 40.3 | 68.38 | 90.48
Geo | 0 | 0 | 0 | 0 | 0 | 0
H | 0 | 0 | 0 | 0 | 0 | 0
LFG | 0.01 | 0.18 | 0.18 | 0.18 | 0.18 | 0.18
Nuc | 563.79 | 533.75 | 567.11 | 578.18 | 415.32 | 329.35
PS | 0 | 0 | 0 | 0 | 0 | 0
PV | 0 | 0 | 0 | 0 | 0 | 0
PeakG | 0 | 4.2 | 27.83 | 30.31 | 62.47 | 29.93
PeakO | 0 | 0 | 0 | 0 | 0 | 0
ST | 0 | 0 | 0 | 0 | 0 | 0
STOG | 4.64 | 27.75 | 30.61 | 33.34 | 68.71 | 69.84
STWD | 0 | 0 | 0 | 0 | 0 | 0
WT | 0 | 0 | 0 | 0 | 0 | 0
IGCC | 0 | 0 | 0 | 0 | 0 | 0
DemandResponse | 0 | 0 | 0 | 0 | 0 | 0
IGCC-CCS | 0 | 0 | 0 | 0 | 0 | 0
WT_off | 0 | 0 | 0 | 0 | 0 | 0
PseudoUnit | 0 | 0 | 0 | 0 | 0 | 0
FixedInterchange | 0 | 0 | 0 | 0 | 0 | 0
Fuel Cost by Reporting Type: PJM_ROM
ReportingType | 2015 | 2020 | 2025 | 2030 | 2035 | 2040
BM | 5.8 | 9.21 | 1.15 | 0.49 | 0.47 | 0.47
CC | 531.97 | 818.16 | 789.63 | 837.62 | 1980.44 | 5650.88
CSP | 0 | 0 | 0 | 0 | 0 | 0
CT | 0 | 0.03 | 0.18 | 0.1 | 0.41 | 0.12
Coal | 1252.06 | 1388.67 | 1451.62 | 1636.92 | 1664.26 | 1718.98
Geo | 0 | 0 | 0 | 0 | 0 | 0
H | 0 | 0 | 0 | 0 | 0 | 0
LFG | 0.02 | 0.36 | 0.36 | 0.36 | 0.36 | 0.36
Nuc | 337.6 | 344.49 | 366.02 | 373.17 | 244.83 | 178.21
PS | 0 | 0 | 0 | 0 | 0 | 0
PV | 0 | 0 | 0 | 0 | 0 | 0
PeakG | 0 | 0.77 | 2.97 | 3.24 | 12.21 | 11.39
PeakO | 0 | 0 | 0 | 0 | 0 | 0
ST | 0 | 0 | 0 | 0 | 0 | 0
STOG | 35.69 | 58.52 | 76.65 | 83.46 | 91.59 | 93.4
STWD | 15.72 | 35.1 | 4.44 | 1.96 | 1.85 | 1.85
WT | 0 | 0 | 0 | 0 | 0 | 0
IGCC | 0 | 0 | 0 | 0 | 0 | 0
DemandResponse | 0 | 0 | 0 | 0 | 0 | 0
IGCC-CCS | 0 | 0 | 0 | 0 | 0 | 0
WT_off | 0 | 0 | 0 | 0 | 0 | 0
PseudoUnit | 0 | 0 | 0 | 0 | 0 | 0
FixedInterchange | 0 | 0 | 0 | 0 | 0 | 0
Fuel Cost by Reporting Type: PJM_ROR
ReportingType | 2015 | 2020 | 2025 | 2030 | 2035 | 2040
BM | 2.68 | 11.05 | 9.97 | 6.61 | 9.97 | 5
CC | 2187.18 | 2200.37 | 2145.9 | 3388.44 | 4966.46 | 4162.2
CSP | 0 | 0 | 0 | 0 | 0 | 0
CT | 0.14 | 0.29 | 0.32 | 0.35 | 35.03 | 39.14
Coal | 7475.37 | 6101.67 | 6269.01 | 7080.35 | 7357.08 | 7811.4
Geo | 0 | 0 | 0 | 0 | 0 | 0
H | 0 | 0 | 0 | 0 | 0 | 0
LFG | 0.07 | 0.27 | 0.73 | 0.73 | 0.73 | 0.73
Nuc | 1319.64 | 1346.55 | 1430.71 | 1395.54 | 1084.35 | 728.88
PS | 0 | 0 | 0 | 0 | 0 | 0
PV | 0 | 0 | 0 | 0 | 0 | 0
PeakG | 62.69 | 61.83 | 70.87 | 79.41 | 59.36 | 72.12
PeakO | 0 | 0 | 0 | 0 | 0 | 0
ST | 0 | 0 | 0 | 0 | 0 | 0
STOG | 35.69 | 41.35 | 45.21 | 48.07 | 53.94 | 60.28
STWD | 2.8 | 18.48 | 5.8 | 2.8 | 2.8 | 5.47
WT | 0 | 0 | 0 | 0 | 0 | 0
IGCC | 0 | 0 | 0 | 0 | 0 | 0
DemandResponse | 0 | 0 | 0 | 0 | 0 | 0
IGCC-CCS | 0 | 0 | 0 | 0 | 0 | 0
WT_off | 0 | 0 | 0 | 0 | 0 | 0
PseudoUnit | 0 | 0 | 0 | 0 | 0 | 0
FixedInterchange | 0 | 0 | 0 | 0 | 0 | 0
Fuel Cost by Reporting Type: SOCO
ReportingType | 2015 | 2020 | 2025 | 2030 | 2035 | 2040
BM | 0 | 0 | 1.58 | 1.57 | 2.61 | 2.62
CC | 4098.68 | 4590.22 | 4537.45 | 4448.55 | 4602.74 | 4804
CSP | 0 | 0 | 0 | 0 | 0 | 0
CT | 0 | 0 | 0 | 0 | 0 | 0
Coal | 2672.98 | 2752.53 | 3505.21 | 4197.48 | 4773.88 | 5949.93
Geo | 0 | 0 | 0 | 0 | 0 | 0
H | 0 | 0 | 0 | 0 | 0 | 0
LFG | 0 | 0 | 0.14 | 0.14 | 0.14 | 0.14
Nuc | 396.64 | 551.11 | 585.56 | 596.99 | 596.99 | 398.46
PS | 0 | 0 | 0 | 0 | 0 | 0
PV | 0 | 0 | 0 | 0 | 0 | 0
PeakG | 26.71 | 60.83 | 129.31 | 138.62 | 159.2 | 175.27
PeakO | 0 | 0 | 0 | 0 | 0 | 0
ST | 0 | 0 | 0 | 0 | 0 | 0
STOG | 0 | 0 | 0 | 0 | 0 | 0
STWD | 0 | 0 | 0 | 0 | 0 | 0
WT | 0 | 0 | 0 | 0 | 0 | 0
IGCC | 0 | 0 | 0 | 0 | 0 | 0
DemandResponse | 0 | 0 | 0 | 0 | 0 | 0
IGCC-CCS | 0 | 0 | 0 | 0 | 0 | 0
WT_off | 0 | 0 | 0 | 0 | 0 | 0
PseudoUnit | 0 | 0 | 0 | 0 | 0 | 0
FixedInterchange | 0 | 0 | 0 | 0 | 0 | 0
Fuel Cost by Reporting Type: SPP_N
ReportingType | 2015 | 2020 | 2025 | 2030 | 2035 | 2040
BM | 0 | 0 | 0 | 0 | 0 | 0
CC | 296.34 | 118.22 | 74.71 | 126.03 | 144 | 105.81
CSP | 0 | 0 | 0 | 0 | 0 | 0
CT | 0 | 10.61 | 12.56 | 49.43 | 94.98 | 56.98
Coal | 1065.81 | 1022.43 | 1012.02 | 1084.93 | 1270.96 | 1708.26
Geo | 0 | 0 | 0 | 0 | 0 | 0
H | 0 | 0 | 0 | 0 | 0 | 0
LFG | 0 | 0 | 0.12 | 0.12 | 0.12 | 0.12
Nuc | 74.76 | 76.29 | 81.06 | 82.64 | 82.64 | 82.64
PS | 0 | 0 | 0 | 0 | 0 | 0
PV | 0 | 0 | 0 | 0 | 0 | 0
PeakG | 2.97 | 5.65 | 9.99 | 1.78 | 0.05 | 0
PeakO | 0 | 0 | 0 | 0 | 0 | 0
ST | 0 | 0 | 0 | 0 | 0 | 0
STOG | 25.06 | 37.24 | 41.51 | 45.21 | 50.87 | 56.81
STWD | 0 | 0 | 0 | 0 | 0 | 0
WT | 0 | 0 | 0 | 0 | 0 | 0
IGCC | 0 | 0 | 0 | 0 | 0 | 0
DemandResponse | 0 | 0 | 0 | 0 | 0 | 0
IGCC-CCS | 0 | 0 | 0 | 0 | 0 | 0
WT_off | 0 | 0 | 0 | 0 | 0 | 0
PseudoUnit | 0 | 0 | 0 | 0 | 0 | 0
FixedInterchange | 0 | 0 | 0 | 0 | 0 | 0
Fuel Cost by Reporting Type: SPP_S
ReportingType | 2015 | 2020 | 2025 | 2030 | 2035 | 2040
BM | 0 | 0 | 0 | 0 | 0 | 0
CC | 1401.61 | 914.2 | 861.24 | 960.27 | 1089.83 | 1060.21
CSP | 0 | 0 | 0 | 0 | 0 | 0
CT | 0 | 0 | 0 | 0 | 0 | 1.2
Coal | 1802.28 | 1453.28 | 1669.27 | 1871.05 | 2171.13 | 2200.84
Geo | 0 | 0 | 0 | 0 | 0 | 0
H | 0 | 0 | 0 | 0 | 0 | 0
LFG | 0 | 0 | 0.12 | 0.12 | 0.12 | 0.12
Nuc | 0 | 0 | 0 | 0 | 0 | 0
PS | 0 | 0 | 0 | 0 | 0 | 0
PV | 0 | 0 | 0 | 0 | 0 | 0
PeakG | 0 | 0 | 0 | 0 | 0 | 0
PeakO | 0 | 0 | 0 | 0 | 0 | 0
ST | 0 | 0 | 0 | 0 | 0 | 0
STOG | 109.69 | 36.76 | 62.68 | 91.55 | 125.85 | 159.4
STWD | 0 | 0 | 0 | 0 | 0 | 0.48
WT | 0 | 0 | 0 | 0 | 0 | 0
IGCC | 0 | 0 | 0 | 0 | 0 | 0
DemandResponse | 0 | 0 | 0 | 0 | 0 | 0
IGCC-CCS | 0 | 0 | 0 | 0 | 0 | 0
WT_off | 0 | 0 | 0 | 0 | 0 | 0
PseudoUnit | 0 | 0 | 0 | 0 | 0 | 0
FixedInterchange | 0 | 0 | 0 | 0 | 0 | 0
Fuel Cost by Reporting Type: TVA
ReportingType | 2015 | 2020 | 2025 | 2030 | 2035 | 2040
BM | 0 | 0 | 0 | 0 | 0 | 0
CC | 702.31 | 1052.21 | 1126.91 | 1193.69 | 1225.02 | 1220
CSP | 0 | 0 | 0 | 0 | 0 | 0
CT | 0 | 9.88 | 14.99 | 28.14 | 18.02 | 38.27
Coal | 1931.26 | 1804.36 | 1938.6 | 2080.56 | 2801.33 | 3401.74
Geo | 0 | 0 | 0 | 0 | 0 | 0
H | 0 | 0 | 0 | 0 | 0 | 0
LFG | 0 | 0 | 0.14 | 0.14 | 0.14 | 0.14
Nuc | 542.87 | 553.94 | 588.56 | 600.05 | 420.73 | 329.46
PS | 0 | 0 | 0 | 0 | 0 | 0
PV | 0 | 0 | 0 | 0 | 0 | 0
PeakG | 0 | 0 | 0 | 0 | 0 | 0
PeakO | 0 | 0 | 0 | 0 | 0 | 0
ST | 0 | 0 | 0 | 0 | 0 | 0
STOG | 0 | 0 | 0 | 0 | 0 | 0
STWD | 0 | 0 | 0 | 0.01 | 0.14 | 0.14
WT | 0 | 0 | 0 | 0 | 0 | 0
IGCC | 0 | 0 | 0 | 0 | 0 | 0
DemandResponse | 0 | 0 | 0 | 0 | 0 | 0
IGCC-CCS | 0 | 0 | 0 | 0 | 0 | 0
WT_off | 0 | 0 | 0 | 0 | 0 | 0
PseudoUnit | 0 | 0 | 0 | 0 | 0 | 0
FixedInterchange | 0 | 0 | 0 | 0 | 0 | 0
Fuel Cost by Reporting Type: TVA_Transmission
ReportingType | 2015 | 2020 | 2025 | 2030 | 2035 | 2040
BM | 0 | 0 | 0 | 0 | 0 | 0
CC | 0 | 0 | 0 | 0 | 0 | 0
CSP | 0 | 0 | 0 | 0 | 0 | 0
CT | 0 | 0 | 0 | 0 | 0 | 0
Coal | 0 | 0 | 0 | 0 | 0 | 0
Geo | 0 | 0 | 0 | 0 | 0 | 0
H | 0 | 0 | 0 | 0 | 0 | 0
LFG | 0 | 0 | 0 | 0 | 0 | 0
Nuc | 0 | 0 | 0 | 0 | 0 | 0
PS | 0 | 0 | 0 | 0 | 0 | 0
PV | 0 | 0 | 0 | 0 | 0 | 0
PeakG | 0 | 0 | 0 | 0 | 0 | 0
PeakO | 0 | 0 | 0 | 0 | 0 | 0
ST | 0 | 0 | 0 | 0 | 0 | 0
STOG | 0 | 0 | 0 | 0 | 0 | 0
STWD | 0 | 0 | 0 | 0 | 0 | 0
WT | 0 | 0 | 0 | 0 | 0 | 0
IGCC | 0 | 0 | 0 | 0 | 0 | 0
DemandResponse | 0 | 0 | 0 | 0 | 0 | 0
IGCC-CCS | 0 | 0 | 0 | 0 | 0 | 0
WT_off | 0 | 0 | 0 | 0 | 0 | 0
PseudoUnit | 0 | 0 | 0 | 0 | 0 | 0
FixedInterchange | 0 | 0 | 0 | 0 | 0 | 0
Fuel Cost by Reporting Type: VACAR
ReportingType | 2015 | 2020 | 2025 | 2030 | 2035 | 2040
BM | 0.47 | 0.47 | 0.24 | 0.2 | 0.2 | 0.2
CC | 1967.72 | 2378.24 | 2198.1 | 2625.83 | 4135.52 | 5917.94
CSP | 0 | 0 | 0 | 0 | 0 | 0
CT | 4.22 | 4.56 | 5.25 | 11.18 | 29.78 | 53.44
Coal | 2518.83 | 2299.69 | 3139.12 | 3579.2 | 4042.8 | 4299.81
Geo | 0 | 0 | 0 | 0 | 0 | 0
H | 0 | 0 | 0 | 0 | 0 | 0
LFG | 0 | 0.14 | 0.14 | 0.14 | 0.14 | 0.14
Nuc | 730.67 | 900.6 | 956.89 | 975.58 | 746.08 | 614.79
PS | 0 | 0 | 0 | 0 | 0 | 0
PV | 0 | 0 | 0 | 0 | 0 | 0
PeakG | 6.79 | 11.42 | 22.67 | 23.02 | 25.04 | 25.74
PeakO | 0 | 0 | 0 | 0 | 0 | 0
ST | 0 | 0 | 0 | 0 | 0 | 0
STOG | 0 | 0 | 0 | 0 | 0 | 0
STWD | 159.73 | 17.47 | 8.92 | 9.27 | 9.27 | 15.42
WT | 0 | 0 | 0 | 0 | 0 | 0
IGCC | 0 | 0 | 0 | 0 | 0 | 0
DemandResponse | 0 | 0 | 0 | 0 | 0 | 0
IGCC-CCS | 0 | 0 | 0 | 0 | 0 | 0
WT_off | 0 | 0 | 0 | 0 | 0 | 0
PseudoUnit | 0 | 0 | 0 | 0 | 0 | 0
FixedInterchange | 0 | 0 | 0 | 0 | 0 | 0
Fuel Cost by Reporting Type: IESO
ReportingType | 2015 | 2020 | 2025 | 2030 | 2035 | 2040
BM | 0 | 0 | 0 | 0 | 0 | 0
CC | 32.82 | 50.18 | 67.37 | 92.38 | 348.02 | 1094.54
CSP | 0 | 0 | 0 | 0 | 0 | 0
CT | 0 | 0 | 0 | 0 | 2.04 | 9.25
Coal | 0 | 0 | 0 | 0 | 0 | 0
Geo | 0 | 0 | 0 | 0 | 0 | 0
H | 0 | 0 | 0 | 0 | 0 | 0
LFG | 0.02 | 0.02 | 0.02 | 0.02 | 0.02 | 0.02
Nuc | 854.23 | 871.65 | 926.13 | 944.22 | 869.51 | 757.81
PS | 0 | 0 | 0 | 0 | 0 | 0
PV | 0 | 0 | 0 | 0 | 0 | 0
PeakG | 0 | 0 | 0 | 0 | 0 | 1.01
PeakO | 0 | 0 | 0 | 0 | 0 | 0
ST | 0 | 0 | 0 | 0 | 0 | 0
STOG | 0 | 0 | 0 | 0 | 0 | 0
STWD | 0 | 0 | 0 | 0 | 0 | 0
WT | 0 | 0 | 0 | 0 | 0 | 0
IGCC | 0 | 0 | 0 | 0 | 0 | 0
DemandResponse | 0 | 0 | 0 | 0 | 0 | 0
IGCC-CCS | 0 | 0 | 0 | 0 | 0 | 0
WT_off | 0 | 0 | 0 | 0 | 0 | 0
PseudoUnit | 0 | 0 | 0 | 0 | 0 | 0
FixedInterchange | 0 | 0 | 0 | 0 | 0 | 0
Fuel Cost by Reporting Type: MAPP_CA
ReportingType | 2015 | 2020 | 2025 | 2030 | 2035 | 2040
BM | 0 | 0 | 0 | 0 | 0 | 0
CC | 232.07 | 369.32 | 416.98 | 485.94 | 610.65 | 640.71
CSP | 0 | 0 | 0 | 0 | 0 | 0
CT | 0 | 0 | 0.02 | 0.1 | 2.58 | 3.07
Coal | 10.02 | 16.49 | 27.56 | 133.42 | 225.83 | 389.41
Geo | 0 | 0 | 0 | 0 | 0 | 0
H | 0 | 0 | 0 | 0 | 0 | 0
LFG | 0 | 0 | 0 | 0 | 0 | 0
Nuc | 0 | 0 | 0 | 0 | 0 | 0
PS | 0 | 0 | 0 | 0 | 0 | 0
PV | 0 | 0 | 0 | 0 | 0 | 0
PeakG | 0 | 0 | 0 | 0 | 0 | 0
PeakO | 0 | 0 | 0 | 0 | 0 | 0
ST | 0 | 0 | 0 | 0 | 0 | 0
STOG | 0 | 0 | 0 | 0 | 0 | 0
STWD | 0 | 0 | 0 | 0 | 0 | 0
WT | 0 | 0 | 0 | 0 | 0 | 0
IGCC | 0 | 0 | 0 | 0 | 0 | 0
DemandResponse | 0 | 0 | 0 | 0 | 0 | 0
IGCC-CCS | 0 | 0 | 0 | 0 | 0 | 0
WT_off | 0 | 0 | 0 | 0 | 0 | 0
PseudoUnit | 0 | 0 | 0 | 0 | 0 | 0
FixedInterchange | 0 | 0 | 0 | 0 | 0 | 0
Fuel Cost by Reporting Type: AZ_NM_SNV_Coal
ReportingType | 2015 | 2020 | 2025 | 2030 | 2035 | 2040
BM | 0 | 0 | 0 | 0 | 0 | 0
CC | 0 | 0 | 0 | 0 | 0 | 0
CSP | 0 | 0 | 0 | 0 | 0 | 0
CT | 0 | 0 | 0 | 0 | 0 | 0
Coal | 1232.79 | 1273.7 | 1301.17 | 1265.15 | 1164.1 | 915.49
Geo | 0 | 0 | 0 | 0 | 0 | 0
H | 0 | 0 | 0 | 0 | 0 | 0
LFG | 0 | 0 | 0 | 0 | 0 | 0
Nuc | 0 | 0 | 0 | 0 | 0 | 0
PS | 0 | 0 | 0 | 0 | 0 | 0
PV | 0 | 0 | 0 | 0 | 0 | 0
PeakG | 0 | 0 | 0 | 0 | 0 | 0
PeakO | 0 | 0 | 0 | 0 | 0 | 0
ST | 0 | 0 | 0 | 0 | 0 | 0
STOG | 0 | 0 | 0 | 0 | 0 | 0
STWD | 0 | 0 | 0 | 0 | 0 | 0
WT | 0 | 0 | 0 | 0 | 0 | 0
IGCC | 0 | 0 | 0 | 0 | 0 | 0
DemandResponse | 0 | 0 | 0 | 0 | 0 | 0
IGCC-CCS | 0 | 0 | 0 | 0 | 0 | 0
WT_off | 0 | 0 | 0 | 0 | 0 | 0
PseudoUnit | 0 | 0 | 0 | 0 | 0 | 0
FixedInterchange | 0 | 0 | 0 | 0 | 0 | 0
Fuel Cost by Reporting Type: AZ_NM_SNV_Gas
ReportingType | 2015 | 2020 | 2025 | 2030 | 2035 | 2040
BM | 0 | 0 | 0 | 0 | 0 | 0
CC | 3521.34 | 4103.09 | 2732.68 | 2183.15 | 2362.99 | 2548.95
CSP | 0 | 0 | 0 | 0 | 0 | 0
CT | 0 | 0 | 0.44 | 1.67 | 0 | 0
Coal | 0 | 0 | 0 | 0 | 0 | 0
Geo | 0 | 0 | 0 | 0 | 0 | 0
H | 0 | 0 | 0 | 0 | 0 | 0
LFG | 0 | 0 | 0 | 0 | 0 | 0
Nuc | 0 | 0 | 0 | 0 | 0 | 0
PS | 0 | 0 | 0 | 0 | 0 | 0
PV | 0 | 0 | 0 | 0 | 0 | 0
PeakG | 0 | 0 | 1.14 | 7.15 | 7.94 | 26.37
PeakO | 0 | 0 | 0 | 0 | 0 | 0
ST | 0 | 0 | 0 | 0 | 0 | 0
STOG | 0 | 0 | 0 | 0 | 0 | 0
STWD | 0 | 0 | 0 | 0 | 0 | 0
WT | 0 | 0 | 0 | 0 | 0 | 0
IGCC | 0 | 0 | 0 | 0 | 0 | 0
DemandResponse | 0 | 0 | 0 | 0 | 0 | 0
IGCC-CCS | 0 | 0 | 0 | 0 | 0 | 0
WT_off | 0 | 0 | 0 | 0 | 0 | 0
PseudoUnit | 0 | 0 | 0 | 0 | 0 | 0
FixedInterchange | 0 | 0 | 0 | 0 | 0 | 0
Fuel Cost by Reporting Type: AZ_NM_SNV_NucRenew
ReportingType | 2015 | 2020 | 2025 | 2030 | 2035 | 2040
BM | 0 | 0 | 0 | 0 | 0 | 0
CC | 0 | 0 | 0 | 0 | 0 | 0
CSP | 0 | 0 | 0 | 0 | 0 | 0
CT | 0 | 0 | 0 | 0 | 0 | 0
Coal | 0 | 0 | 0 | 0 | 0 | 0
Geo | 0 | 0 | 0 | 0 | 0 | 0
H | 0 | 0 | 0 | 0 | 0 | 0
LFG | 0 | 0 | 0.08 | 0.08 | 0.08 | 0.08
Nuc | 254.91 | 260.1 | 276.36 | 281.76 | 281.76 | 281.76
PS | 0 | 0 | 0 | 0 | 0 | 0
PV | 0 | 0 | 0 | 0 | 0 | 0
PeakG | 0 | 0 | 0 | 0 | 0 | 0
PeakO | 0 | 0 | 0 | 0 | 0 | 0
ST | 0 | 0 | 0 | 0 | 0 | 0
STOG | 0 | 0 | 0 | 0 | 0 | 0
STWD | 11.54 | 0.16 | 0.05 | 0.31 | 2.39 | 3.57
WT | 0 | 0 | 0 | 0 | 0 | 0
IGCC | 0 | 0 | 0 | 0 | 0 | 0
DemandResponse | 0 | 0 | 0 | 0 | 0 | 0
IGCC-CCS | 0 | 0 | 0 | 0 | 0 | 0
WT_off | 0 | 0 | 0 | 0 | 0 | 0
PseudoUnit | 0 | 0 | 0 | 0 | 0 | 0
FixedInterchange | 0 | 0 | 0 | 0 | 0 | 0
Fuel Cost by Reporting Type: ERCOT
ReportingType | 2015 | 2020 | 2025 | 2030 | 2035 | 2040
BM | 0 | 0 | 0 | 0 | 6.73 | 6.73
CC | 5263.71 | 6214.25 | 4113.18 | 4642.19 | 5547.4 | 6593.13
CSP | 0 | 0 | 0 | 0 | 0 | 0
CT | 0 | 0.13 | 0 | 0 | 0 | 0
Coal | 2733.39 | 3074.31 | 3531.14 | 3622.4 | 4223.05 | 4386.65
Geo | 0 | 0 | 0 | 0 | 0 | 0
H | 0 | 0 | 0 | 0 | 0 | 0
LFG | 0 | 0 | 0.45 | 0.45 | 0.45 | 0.45
Nuc | 339.13 | 346.04 | 367.67 | 374.85 | 374.85 | 374.85
PS | 0 | 0 | 0 | 0 | 0 | 0
PV | 0 | 0 | 0 | 0 | 0 | 0
PeakG | 0 | 0.24 | 0 | 0 | 0 | 0
PeakO | 0 | 0 | 0 | 0 | 0 | 0
ST | 0 | 0 | 0 | 0 | 0 | 0
STOG | 274.84 | 390.18 | 216.55 | 310.48 | 329.32 | 335.33
STWD | 0 | 0 | 0 | 0 | 0 | 0
WT | 0 | 0 | 0 | 0 | 0 | 0
IGCC | 0 | 0 | 0 | 0 | 0 | 0
DemandResponse | 0 | 0 | 0 | 0 | 0 | 0
IGCC-CCS | 0 | 0 | 0 | 0 | 0 | 0
WT_off | 0 | 0 | 0 | 0 | 0 | 0
PseudoUnit | 0 | 0 | 0 | 0 | 0 | 0
FixedInterchange | 0 | 0 | 0 | 0 | 0 | 0
Fuel Cost by Reporting Type: NP15
ReportingType | 2015 | 2020 | 2025 | 2030 | 2035 | 2040
BM | 0 | 0 | 0 | 0 | 0 | 0
CC | 1367.65 | 969.91 | 956.58 | 385.77 | 272.54 | 238.75
CSP | 0 | 0 | 0 | 0 | 0 | 0
CT | 0 | 0 | 0 | 0 | 0 | 0
Coal | 1.42 | 0 | 0 | 0 | 0 | 0
Geo | 0 | 0 | 0 | 0 | 0 | 0
H | 0 | 0 | 0 | 0 | 0 | 0
LFG | 0 | 0.72 | 0.72 | 0.72 | 0.72 | 0.72
Nuc | 150.62 | 153.69 | 163.3 | 166.49 | 166.49 | 166.49
PS | 0 | 0 | 0 | 0 | 0 | 0
PV | 0 | 0 | 0 | 0 | 0 | 0
PeakG | 0 | 0 | 0 | 0 | 0 | 0
PeakO | 0 | 0 | 0 | 0 | 0 | 0
ST | 0 | 0 | 0 | 0 | 0 | 0
STOG | 6.35 | 5.54 | 6.47 | 2.72 | 3.03 | 8.84
STWD | 244.45 | 0 | 0.31 | 3.45 | 6.59 | 74.49
WT | 0 | 0 | 0 | 0 | 0 | 0
IGCC | 0 | 0 | 0 | 0 | 0 | 0
DemandResponse | 0 | 0 | 0 | 0 | 0 | 0
IGCC-CCS | 0 | 0 | 0 | 0 | 0 | 0
WT_off | 0 | 0 | 0 | 0 | 0 | 0
PseudoUnit | 0 | 0 | 0 | 0 | 0 | 0
FixedInterchange | 0 | 0 | 0 | 0 | 0 | 0
Fuel Cost by Reporting Type: NWPP_Coal
ReportingType | 2015 | 2020 | 2025 | 2030 | 2035 | 2040
BM | 0 | 0 | 0 | 0 | 0 | 0
CC | 0 | 0 | 0 | 0 | 0 | 0
CSP | 0 | 0 | 0 | 0 | 0 | 0
CT | 0 | 0 | 0 | 0 | 0 | 0
Coal | 1405.64 | 1228.97 | 1232.71 | 1295.36 | 1408.94 | 1371.54
Geo | 0 | 0 | 0 | 0 | 0 | 0
H | 0 | 0 | 0 | 0 | 0 | 0
LFG | 0 | 0 | 0 | 0 | 0 | 0
Nuc | 0 | 0 | 0 | 0 | 0 | 0
PS | 0 | 0 | 0 | 0 | 0 | 0
PV | 0 | 0 | 0 | 0 | 0 | 0
PeakG | 0 | 0 | 0 | 0 | 0 | 0
PeakO | 0 | 0 | 0 | 0 | 0 | 0
ST | 0 | 0 | 0 | 0 | 0 | 0
STOG | 0 | 0 | 0 | 0 | 0 | 0
STWD | 0 | 0 | 0 | 0 | 0 | 0
WT | 0 | 0 | 0 | 0 | 0 | 0
IGCC | 0 | 0 | 0 | 0 | 0 | 0
DemandResponse | 0 | 0 | 0 | 0 | 0 | 0
IGCC-CCS | 0 | 0 | 0 | 0 | 0 | 0
WT_off | 0 | 0 | 0 | 0 | 0 | 0
PseudoUnit | 0 | 0 | 0 | 0 | 0 | 0
FixedInterchange | 0 | 0 | 0 | 0 | 0 | 0
Fuel Cost by Reporting Type: NWPP_Gas
ReportingType | 2015 | 2020 | 2025 | 2030 | 2035 | 2040
BM | 0 | 0 | 0 | 0 | 0 | 0
CC | 1631.63 | 1916.91 | 2168.89 | 3101.61 | 2285.77 | 1937.41
CSP | 0 | 0 | 0 | 0 | 0 | 0
CT | 0 | 0 | 0 | 0 | 0 | 0
Coal | 0 | 0 | 0 | 0 | 0 | 0
Geo | 0 | 0 | 0 | 0 | 0 | 0
H | 0 | 0 | 0 | 0 | 0 | 0
LFG | 0 | 0 | 0 | 0 | 0 | 0
Nuc | 0 | 0 | 0 | 0 | 0 | 0
PS | 0 | 0 | 0 | 0 | 0 | 0
PV | 0 | 0 | 0 | 0 | 0 | 0
PeakG | 0 | 0 | 0 | 0 | 0 | 0
PeakO | 0 | 0 | 0 | 0 | 0 | 0
ST | 0 | 0 | 0 | 0 | 0 | 0
STOG | 0 | 0 | 0 | 0 | 0 | 0
STWD | 0 | 0 | 0 | 0 | 0 | 0
WT | 0 | 0 | 0 | 0 | 0 | 0
IGCC | 0 | 0 | 0 | 0 | 0 | 0
DemandResponse | 0 | 0 | 0 | 0 | 0 | 0
IGCC-CCS | 0 | 0 | 0 | 0 | 0 | 0
WT_off | 0 | 0 | 0 | 0 | 0 | 0
PseudoUnit | 0 | 0 | 0 | 0 | 0 | 0
FixedInterchange | 0 | 0 | 0 | 0 | 0 | 0
Fuel Cost by Reporting Type: NWPP_NucRenew
ReportingType | 2015 | 2020 | 2025 | 2030 | 2035 | 2040
BM | 0 | 0.07 | 0 | 0 | 0 | 0
CC | 0 | 0 | 0 | 0 | 0 | 0
CSP | 0 | 0 | 0 | 0 | 0 | 0
CT | 0 | 0 | 0 | 0 | 0 | 0
Coal | 0 | 0 | 0 | 0 | 0 | 0
Geo | 0 | 0 | 0 | 0 | 0 | 0
H | 0 | 0 | 0 | 0 | 0 | 0
LFG | 0.03 | 0.06 | 0.34 | 0.34 | 0.34 | 0.34
Nuc | 71.13 | 72.58 | 77.12 | 78.63 | 78.63 | 78.63
PS | 0 | 0 | 0 | 0 | 0 | 0
PV | 0 | 0 | 0 | 0 | 0 | 0
PeakG | 0 | 0 | 0 | 0 | 0 | 0
PeakO | 0 | 0 | 0 | 0 | 0 | 0
ST | 0 | 0 | 0 | 0 | 0 | 0
STOG | 0 | 0 | 0 | 0 | 0 | 0
STWD | 0 | 0 | 0 | 0 | 0 | 0
WT | 0 | 0 | 0 | 0 | 0 | 0
IGCC | 0 | 0 | 0 | 0 | 0 | 0
DemandResponse | 0 | 0 | 0 | 0 | 0 | 0
IGCC-CCS | 0 | 0 | 0 | 0 | 0 | 0
WT_off | 0 | 0 | 0 | 0 | 0 | 0
PseudoUnit | 0 | 0 | 0 | 0 | 0 | 0
FixedInterchange | 0 | 0 | 0 | 0 | 0 | 0
Fuel Cost by Reporting Type: RMPA
ReportingType | 2015 | 2020 | 2025 | 2030 | 2035 | 2040
BM | 0 | 0 | 0 | 0 | 0 | 0
CC | 251.07 | 276.74 | 70.04 | 87.73 | 116.73 | 136.62
CSP | 0 | 0 | 0 | 0 | 0 | 0
CT | 0 | 0 | 0 | 0 | 0 | 0
Coal | 681.67 | 627.48 | 567.7 | 611.93 | 727.71 | 729.15
Geo | 0 | 0 | 0 | 0 | 0 | 0
H | 0 | 0 | 0 | 0 | 0 | 0
LFG | 0 | 0 | 0 | 0.04 | 0.04 | 0.04
Nuc | 0 | 0 | 0 | 0 | 0 | 0
PS | 0 | 0 | 0 | 0 | 0 | 0
PV | 0 | 0 | 0 | 0 | 0 | 0
PeakG | 0.55 | 0.64 | 0 | 0.01 | 0.6 | 1.96
PeakO | 0 | 0 | 0 | 0 | 0 | 0
ST | 0 | 0 | 0 | 0 | 0 | 0
STOG | 0 | 0 | 0 | 0 | 0 | 0
STWD | 0 | 0 | 0 | 0 | 0 | 0
WT | 0 | 0 | 0 | 0 | 0 | 0
IGCC | 0 | 0 | 0 | 0 | 0 | 0
DemandResponse | 0 | 0 | 0 | 0 | 0 | 0
IGCC-CCS | 0 | 0 | 0 | 0 | 0 | 0
WT_off | 0 | 0 | 0 | 0 | 0 | 0
PseudoUnit | 0 | 0 | 0 | 0 | 0 | 0
FixedInterchange | 0 | 0 | 0 | 0 | 0 | 0
Fuel Cost by Reporting Type: SP15
ReportingType | 2015 | 2020 | 2025 | 2030 | 2035 | 2040
BM | 3.07 | 0.04 | 0.01 | 0.08 | 0.61 | 0.91
CC | 1370.58 | 740.95 | 549.2 | 539.1 | 362.04 | 304.3
CSP | 0 | 0 | 0 | 0 | 0 | 0
CT | 0 | 0 | 0 | 0 | 0 | 0
Coal | 4.78 | 3.97 | 0 | 0 | 0 | 0
Geo | 0 | 0 | 0 | 0 | 0 | 0
H | 0 | 0 | 0 | 0 | 0 | 0
LFG | 0.01 | 0.72 | 0.72 | 0.72 | 0.72 | 0.72
Nuc | 139.02 | 141.86 | 150.73 | 153.67 | 153.67 | 153.67
PS | 0 | 0 | 0 | 0 | 0 | 0
PV | 0 | 0 | 0 | 0 | 0 | 0
PeakG | 0 | 0 | 0 | 0 | 0 | 0
PeakO | 0 | 0 | 0 | 0 | 0 | 0
ST | 0 | 0 | 0 | 0 | 0 | 0
STOG | 8.54 | 10.63 | 0 | 0 | 1.5 | 3.57
STWD | 62.63 | 0 | 0.28 | 0.88 | 3.3 | 12.95
WT | 0 | 0 | 0 | 0 | 0 | 0
IGCC | 0 | 0 | 0 | 0 | 0 | 0
DemandResponse | 0 | 0 | 0 | 0 | 0 | 0
IGCC-CCS | 0 | 0 | 0 | 0 | 0 | 0
WT_off | 0 | 0 | 0 | 0 | 0 | 0
PseudoUnit | 0 | 0 | 0 | 0 | 0 | 0
FixedInterchange | 0 | 0 | 0 | 0 | 0 | 0
Fuel Cost by Reporting Type: ALB
ReportingType | 2015 | 2020 | 2025 | 2030 | 2035 | 2040
BM | 0 | 0 | 0 | 0 | 0 | 0
CC | 628.14 | 949.66 | 1239.61 | 1603.14 | 2105.68 | 2704.35
CSP | 0 | 0 | 0 | 0 | 0 | 0
CT | 0 | 0 | 0 | 0 | 0 | 0
Coal | 251.19 | 221.95 | 217.7 | 312.91 | 339.21 | 352.59
Geo | 0 | 0 | 0 | 0 | 0 | 0
H | 0 | 0 | 0 | 0 | 0 | 0
LFG | 0 | 0 | 0 | 0 | 0 | 0
Nuc | 0 | 0 | 0 | 0 | 0 | 0
PS | 0 | 0 | 0 | 0 | 0 | 0
PV | 0 | 0 | 0 | 0 | 0 | 0
PeakG | 0 | 0 | 0 | 0 | 0 | 0
PeakO | 0 | 0 | 0 | 0 | 0 | 0
ST | 0 | 0 | 0 | 0 | 0 | 0
STOG | 0 | 0 | 0 | 0 | 0 | 0
STWD | 0 | 0 | 0 | 0 | 0 | 0
WT | 0 | 0 | 0 | 0 | 0 | 0
IGCC | 0 | 0 | 0 | 0 | 0 | 0
DemandResponse | 0 | 0 | 0 | 0 | 0 | 0
IGCC-CCS | 0 | 0 | 0 | 0 | 0 | 0
WT_off | 0 | 0 | 0 | 0 | 0 | 0
PseudoUnit | 0 | 0 | 0 | 0 | 0 | 0
FixedInterchange | 0 | 0 | 0 | 0 | 0 | 0
Fuel Cost by Reporting Type: BC
ReportingType | 2015 | 2020 | 2025 | 2030 | 2035 | 2040
BM | 0 | 0 | 0 | 0 | 0 | 0
CC | 306.16 | 474.07 | 730.4 | 976.6 | 1264.86 | 1311.8
CSP | 0 | 0 | 0 | 0 | 0 | 0
CT | 0 | 0 | 0 | 0 | 0 | 0
Coal | 0 | 0 | 0 | 0 | 0 | 0
Geo | 0 | 0 | 0 | 0 | 0 | 0
H | 0 | 0 | 0 | 0 | 0 | 0
LFG | 0 | 0 | 0 | 0 | 0 | 0
Nuc | 0 | 0 | 0 | 0 | 0 | 0
PS | 0 | 0 | 0 | 0 | 0 | 0
PV | 0 | 0 | 0 | 0 | 0 | 0
PeakG | 0 | 0 | 0 | 0 | 0 | 0
PeakO | 0 | 0 | 0 | 0 | 0 | 0
ST | 0 | 0 | 0 | 0 | 0 | 0
STOG | 0 | 0 | 0 | 0 | 0 | 0
STWD | 0 | 0 | 0 | 0 | 0 | 0
WT | 0 | 0 | 0 | 0 | 0 | 0
IGCC | 0 | 0 | 0 | 0 | 0 | 0
DemandResponse | 0 | 0 | 0 | 0 | 0 | 0
IGCC-CCS | 0 | 0 | 0 | 0 | 0 | 0
WT_off | 0 | 0 | 0 | 0 | 0 | 0
PseudoUnit | 0 | 0 | 0 | 0 | 0 | 0
FixedInterchange | 0 | 0 | 0 | 0 | 0 | 0
Fuel Cost by Reporting Type: HQ_IESO
ReportingType | 2015 | 2020 | 2025 | 2030 | 2035 | 2040
BM | 0 | 0 | 0 | 0 | 0 | 0
CC | 0 | 0 | 0 | 0 | 0 | 0
CSP | 0 | 0 | 0 | 0 | 0 | 0
CT | 0 | 0 | 0 | 0 | 0 | 0
Coal | 0 | 0 | 0 | 0 | 0 | 0
Geo | 0 | 0 | 0 | 0 | 0 | 0
H | 0 | 0 | 0 | 0 | 0 | 0
LFG | 0 | 0 | 0 | 0 | 0 | 0
Nuc | 0 | 0 | 0 | 0 | 0 | 0
PS | 0 | 0 | 0 | 0 | 0 | 0
PV | 0 | 0 | 0 | 0 | 0 | 0
PeakG | 0 | 0 | 0 | 0 | 0 | 0
PeakO | 0 | 0 | 0 | 0 | 0 | 0
ST | 0 | 0 | 0 | 0 | 0 | 0
STOG | 0 | 0 | 0 | 0 | 0 | 0
STWD | 0 | 0 | 0 | 0 | 0 | 0
WT | 0 | 0 | 0 | 0 | 0 | 0
IGCC | 0 | 0 | 0 | 0 | 0 | 0
DemandResponse | 0 | 0 | 0 | 0 | 0 | 0
IGCC-CCS | 0 | 0 | 0 | 0 | 0 | 0
WT_off | 0 | 0 | 0 | 0 | 0 | 0
PseudoUnit | 0 | 0 | 0 | 0 | 0 | 0
FixedInterchange | 0 | 0 | 0 | 0 | 0 | 0
Fuel Cost by Reporting Type: HQ_NEISO
ReportingType | 2015 | 2020 | 2025 | 2030 | 2035 | 2040
BM | 0 | 0 | 0 | 0 | 0 | 0
CC | 0 | 0 | 0 | 0 | 0 | 0
CSP | 0 | 0 | 0 | 0 | 0 | 0
CT | 0 | 0 | 0 | 0 | 0 | 0
Coal | 0 | 0 | 0 | 0 | 0 | 0
Geo | 0 | 0 | 0 | 0 | 0 | 0
H | 0 | 0 | 0 | 0 | 0 | 0
LFG | 0 | 0 | 0 | 0 | 0 | 0
Nuc | 0 | 0 | 0 | 0 | 0 | 0
PS | 0 | 0 | 0 | 0 | 0 | 0
PV | 0 | 0 | 0 | 0 | 0 | 0
PeakG | 0 | 0 | 0 | 0 | 0 | 0
PeakO | 0 | 0 | 0 | 0 | 0 | 0
ST | 0 | 0 | 0 | 0 | 0 | 0
STOG | 0 | 0 | 0 | 0 | 0 | 0
STWD | 0 | 0 | 0 | 0 | 0 | 0
WT | 0 | 0 | 0 | 0 | 0 | 0
IGCC | 0 | 0 | 0 | 0 | 0 | 0
DemandResponse | 0 | 0 | 0 | 0 | 0 | 0
IGCC-CCS | 0 | 0 | 0 | 0 | 0 | 0
WT_off | 0 | 0 | 0 | 0 | 0 | 0
PseudoUnit | 0 | 0 | 0 | 0 | 0 | 0
FixedInterchange | 0 | 0 | 0 | 0 | 0 | 0
Fuel Cost by Reporting Type: HQ_NY
ReportingType | 2015 | 2020 | 2025 | 2030 | 2035 | 2040
BM | 0 | 0 | 0 | 0 | 0 | 0
CC | 0 | 0 | 0 | 0 | 0 | 0
CSP | 0 | 0 | 0 | 0 | 0 | 0
CT | 0 | 0 | 0 | 0 | 0 | 0
Coal | 0 | 0 | 0 | 0 | 0 | 0
Geo | 0 | 0 | 0 | 0 | 0 | 0
H | 0 | 0 | 0 | 0 | 0 | 0
LFG | 0 | 0 | 0 | 0 | 0 | 0
Nuc | 0 | 0 | 0 | 0 | 0 | 0
PS | 0 | 0 | 0 | 0 | 0 | 0
PV | 0 | 0 | 0 | 0 | 0 | 0
PeakG | 0 | 0 | 0 | 0 | 0 | 0
PeakO | 0 | 0 | 0 | 0 | 0 | 0
ST | 0 | 0 | 0 | 0 | 0 | 0
STOG | 0 | 0 | 0 | 0 | 0 | 0
STWD | 0 | 0 | 0 | 0 | 0 | 0
WT | 0 | 0 | 0 | 0 | 0 | 0
IGCC | 0 | 0 | 0 | 0 | 0 | 0
DemandResponse | 0 | 0 | 0 | 0 | 0 | 0
IGCC-CCS | 0 | 0 | 0 | 0 | 0 | 0
WT_off | 0 | 0 | 0 | 0 | 0 | 0
PseudoUnit | 0 | 0 | 0 | 0 | 0 | 0
FixedInterchange | 0 | 0 | 0 | 0 | 0 | 0
Fuel Cost by Reporting Type: MARITIMES
ReportingType | 2015 | 2020 | 2025 | 2030 | 2035 | 2040
BM | 0 | 0 | 0 | 0 | 0 | 0
CC | 0 | 0 | 0 | 0 | 0 | 0
CSP | 0 | 0 | 0 | 0 | 0 | 0
CT | 0 | 0 | 0 | 0 | 0 | 0
Coal | 0 | 0 | 0 | 0 | 0 | 0
Geo | 0 | 0 | 0 | 0 | 0 | 0
H | 0 | 0 | 0 | 0 | 0 | 0
LFG | 0 | 0 | 0 | 0 | 0 | 0
Nuc | 0 | 0 | 0 | 0 | 0 | 0
PS | 0 | 0 | 0 | 0 | 0 | 0
PV | 0 | 0 | 0 | 0 | 0 | 0
PeakG | 0 | 0 | 0 | 0 | 0 | 0
PeakO | 0 | 0 | 0 | 0 | 0 | 0
ST | 0 | 0 | 0 | 0 | 0 | 0
STOG | 0 | 0 | 0 | 0 | 0 | 0
STWD | 0 | 0 | 0 | 0 | 0 | 0
WT | 0 | 0 | 0 | 0 | 0 | 0
IGCC | 0 | 0 | 0 | 0 | 0 | 0
DemandResponse | 0 | 0 | 0 | 0 | 0 | 0
IGCC-CCS | 0 | 0 | 0 | 0 | 0 | 0
WT_off | 0 | 0 | 0 | 0 | 0 | 0
PseudoUnit | 0 | 0 | 0 | 0 | 0 | 0
FixedInterchange | 0 | 0 | 0 | 0 | 0 | 0
Fuel Cost by Reporting Type: All
ReportingType | 2015 | 2020 | 2025 | 2030 | 2035 | 2040
BM | 151.08 | 36.74 | 15.42 | 9.94 | 21.93 | 17.26
CC | 39443.75 | 45507.57 | 42933.58 | 47969.39 | 58997.84 | 71495.51
CSP | 0 | 0 | 0 | 0 | 0 | 0
CT | 55.78 | 110.66 | 133.11 | 201.44 | 353.52 | 444.79
Coal | 37635.03 | 34888.15 | 38201.35 | 42180.67 | 47488.73 | 51623.74
Geo | 0 | 0 | 0 | 0 | 0 | 0
H | 0 | 0 | 0 | 0 | 0 | 0
LFG | 0.25 | 2.74 | 5.56 | 6.49 | 6.49 | 6.49
Nuc | 7711.69 | 8128.82 | 8636.85 | 8698.16 | 6764.49 | 5326.78
PS | 0 | 0 | 0 | 0 | 0 | 0
PV | 0 | 0 | 0 | 0 | 0 | 0
PeakG | 172.21 | 237.31 | 370 | 383.65 | 456.03 | 491.22
PeakO | 0 | 0 | 0 | 0 | 0 | 0
ST | 0 | 0 | 0 | 0 | 0 | 0
STOG | 859.54 | 1030.69 | 965.21 | 1131.88 | 1293.51 | 1406.06
STWD | 825.25 | 77.73 | 32.08 | 33.25 | 58.4 | 158.25
WT | 0 | 0 | 0.01 | 0.01 | 0.01 | 0.01
IGCC | 90.9 | 91.31 | 92.55 | 98.23 | 100.94 | 106.18
DemandResponse | 0 | 0 | 0 | 0 | 0 | 0
IGCC-CCS | 0 | 0 | 0 | 0 | 0 | 0
WT_off | 0 | 0 | 0 | 0 | 0 | 0
PseudoUnit | 0 | 0 | 0 | 0 | 0 | 0
FixedInterchange | 0 | 0 | 0 | 0 | 0 | 0
Fuel Cost by Reporting Type: EI_US
ReportingType | 2015 | 2020 | 2025 | 2030 | 2035 | 2040
BM | 148.01 | 36.62 | 15.41 | 9.87 | 14.58 | 9.62
CC | 24838.57 | 29442.49 | 29888.65 | 33871.77 | 43721.13 | 53984.93
CSP | 0 | 0 | 0 | 0 | 0 | 0
CT | 55.78 | 110.53 | 132.65 | 199.67 | 348.9 | 432.48
Coal | 31314.14 | 28441.27 | 31323.37 | 34939.49 | 39399.88 | 43478.91
Geo | 0 | 0 | 0 | 0 | 0 | 0
H | 0 | 0 | 0 | 0 | 0 | 0
LFG | 0.18 | 1.22 | 3.22 | 4.11 | 4.11 | 4.11
Nuc | 5902.64 | 6282.88 | 6675.54 | 6698.54 | 4839.59 | 3513.57
PS | 0 | 0 | 0 | 0 | 0 | 0
PV | 0 | 0 | 0 | 0 | 0 | 0
PeakG | 171.66 | 236.42 | 368.86 | 376.49 | 447.49 | 461.88
PeakO | 0 | 0 | 0 | 0 | 0 | 0
ST | 0 | 0 | 0 | 0 | 0 | 0
STOG | 569.8 | 624.34 | 742.19 | 818.68 | 959.66 | 1058.31
STWD | 506.62 | 77.57 | 31.43 | 28.6 | 46.13 | 67.24
WT | 0 | 0 | 0 | 0 | 0 | 0.01
IGCC | 90.9 | 91.31 | 92.55 | 98.23 | 100.94 | 106.18
DemandResponse | 0 | 0 | 0 | 0 | 0 | 0
IGCC-CCS | 0 | 0 | 0 | 0 | 0 | 0
WT_off | 0 | 0 | 0 | 0 | 0 | 0
PseudoUnit | 0 | 0 | 0 | 0 | 0 | 0
FixedInterchange | 0 | 0 | 0 | 0 | 0 | 0
Fuel Cost by Reporting Type: EI_Canada
ReportingType | 2015 | 2020 | 2025 | 2030 | 2035 | 2040
BM | 0 | 0 | 0 | 0 | 0 | 0
CC | 264.9 | 419.5 | 484.35 | 578.32 | 958.68 | 1735.25
CSP | 0 | 0 | 0 | 0 | 0 | 0
CT | 0 | 0 | 0.02 | 0.1 | 4.62 | 12.32
Coal | 10.02 | 16.49 | 27.56 | 133.42 | 225.83 | 389.41
Geo | 0 | 0 | 0 | 0 | 0 | 0
H | 0 | 0 | 0 | 0 | 0 | 0
LFG | 0.02 | 0.02 | 0.02 | 0.02 | 0.02 | 0.02
Nuc | 854.23 | 871.65 | 926.13 | 944.22 | 869.51 | 757.82
PS | 0 | 0 | 0 | 0 | 0 | 0
PV | 0 | 0 | 0 | 0 | 0 | 0
PeakG | 0 | 0 | 0 | 0 | 0 | 1.01
PeakO | 0 | 0 | 0 | 0 | 0 | 0
ST | 0 | 0 | 0 | 0 | 0 | 0
STOG | 0 | 0 | 0 | 0 | 0 | 0
STWD | 0 | 0 | 0 | 0 | 0 | 0
WT | 0 | 0 | 0 | 0 | 0 | 0
IGCC | 0 | 0 | 0 | 0 | 0 | 0
DemandResponse | 0 | 0 | 0 | 0 | 0 | 0
IGCC-CCS | 0 | 0 | 0 | 0 | 0 | 0
WT_off | 0 | 0 | 0 | 0 | 0 | 0
PseudoUnit | 0 | 0 | 0 | 0 | 0 | 0
FixedInterchange | 0 | 0 | 0 | 0 | 0 | 0
Fuel Cost by Reporting Type: EI
ReportingType | 2015 | 2020 | 2025 | 2030 | 2035 | 2040
BM | 148.01 | 36.62 | 15.41 | 9.87 | 14.58 | 9.62
CC | 25103.47 | 29861.99 | 30373 | 34450.09 | 44679.81 | 55720.18
CSP | 0 | 0 | 0 | 0 | 0 | 0
CT | 55.78 | 110.53 | 132.67 | 199.77 | 353.52 | 444.79
Coal | 31324.16 | 28457.76 | 31350.92 | 35072.92 | 39625.72 | 43868.31
Geo | 0 | 0 | 0 | 0 | 0 | 0
H | 0 | 0 | 0 | 0 | 0 | 0
LFG | 0.2 | 1.24 | 3.24 | 4.13 | 4.13 | 4.13
Nuc | 6756.88 | 7154.54 | 7601.67 | 7642.76 | 5709.1 | 4271.39
PS | 0 | 0 | 0 | 0 | 0 | 0
PV | 0 | 0 | 0 | 0 | 0 | 0
PeakG | 171.66 | 236.42 | 368.86 | 376.49 | 447.49 | 462.89
PeakO | 0 | 0 | 0 | 0 | 0 | 0
ST | 0 | 0 | 0 | 0 | 0 | 0
STOG | 569.8 | 624.34 | 742.19 | 818.68 | 959.66 | 1058.31
STWD | 506.62 | 77.57 | 31.43 | 28.6 | 46.13 | 67.24
WT | 0 | 0 | 0 | 0 | 0 | 0.01
IGCC | 90.9 | 91.31 | 92.55 | 98.23 | 100.94 | 106.18
DemandResponse | 0 | 0 | 0 | 0 | 0 | 0
IGCC-CCS | 0 | 0 | 0 | 0 | 0 | 0
WT_off | 0 | 0 | 0 | 0 | 0 | 0
PseudoUnit | 0 | 0 | 0 | 0 | 0 | 0
FixedInterchange | 0 | 0 | 0 | 0 | 0 | 0
Fuel Cost by Reporting Type: Outside_EI
ReportingType | 2015 | 2020 | 2025 | 2030 | 2035 | 2040
BM | 3.07 | 0.11 | 0.01 | 0.08 | 7.34 | 7.65
CC | 14340.28 | 15645.58 | 12560.58 | 13519.3 | 14318.03 | 15775.32
CSP | 0 | 0 | 0 | 0 | 0 | 0
CT | 0 | 0.13 | 0.44 | 1.67 | 0 | 0
Coal | 6310.87 | 6430.39 | 6850.43 | 7107.75 | 7863.02 | 7755.43
Geo | 0 | 0 | 0 | 0 | 0 | 0
H | 0 | 0 | 0 | 0 | 0 | 0
LFG | 0.05 | 1.5 | 2.32 | 2.36 | 2.36 | 2.36
Nuc | 954.81 | 974.28 | 1035.18 | 1055.4 | 1055.4 | 1055.4
PS | 0 | 0 | 0 | 0 | 0 | 0
PV | 0 | 0 | 0 | 0 | 0 | 0
PeakG | 0.55 | 0.89 | 1.14 | 7.16 | 8.54 | 28.33
PeakO | 0 | 0 | 0 | 0 | 0 | 0
ST | 0 | 0 | 0 | 0 | 0 | 0
STOG | 289.74 | 406.35 | 223.02 | 313.2 | 333.85 | 347.74
STWD | 318.62 | 0.16 | 0.65 | 4.65 | 12.28 | 91.01
WT | 0 | 0 | 0 | 0 | 0 | 0.01
IGCC | 0 | 0 | 0 | 0 | 0 | 0
DemandResponse | 0 | 0 | 0 | 0 | 0 | 0
IGCC-CCS | 0 | 0 | 0 | 0 | 0 | 0
WT_off | 0 | 0 | 0 | 0 | 0 | 0
PseudoUnit | 0 | 0 | 0 | 0 | 0 | 0
FixedInterchange | 0 | 0 | 0 | 0 | 0 | 0
#7 | 0.26: Emission Cost ($million)
==== Emission Program: TitleIV_CAIRSO2 : (SO2) ====
Emission Cost by Reporting Type: Entergy
ReportingType | 2015 | 2020 | 2025 | 2030 | 2035 | 2040
BM | 0 | 0 | 0 | 0 | 0 | 0
CC | 0 | 0 | 0 | 0 | 0 | 0
CSP | 0 | 0 | 0 | 0 | 0 | 0
CT | 0 | 0 | 0 | 0 | 0 | 0
Coal | 32.54 | 0 | 0 | 0 | 0 | 0
Geo | 0 | 0 | 0 | 0 | 0 | 0
H | 0 | 0 | 0 | 0 | 0 | 0
LFG | 0 | 0 | 0 | 0 | 0 | 0
Nuc | 0 | 0 | 0 | 0 | 0 | 0
PS | 0 | 0 | 0 | 0 | 0 | 0
PV | 0 | 0 | 0 | 0 | 0 | 0
PeakG | 0 | 0 | 0 | 0 | 0 | 0
PeakO | 0 | 0 | 0 | 0 | 0 | 0
ST | 0 | 0 | 0 | 0 | 0 | 0
STOG | 0 | 0 | 0 | 0 | 0 | 0
STWD | 0 | 0 | 0 | 0 | 0 | 0
WT | 0 | 0 | 0 | 0 | 0 | 0
IGCC | 0 | 0 | 0 | 0 | 0 | 0
DemandResponse | 0 | 0 | 0 | 0 | 0 | 0
IGCC-CCS | 0 | 0 | 0 | 0 | 0 | 0
WT_off | 0 | 0 | 0 | 0 | 0 | 0
PseudoUnit | 0 | 0 | 0 | 0 | 0 | 0
FixedInterchange | 0 | 0 | 0 | 0 | 0 | 0
Emission Cost by Reporting Type: FRCC
ReportingType | 2015 | 2020 | 2025 | 2030 | 2035 | 2040
BM | 0 | 0 | 0 | 0 | 0 | 0
CC | 0 | 0 | 0 | 0 | 0 | 0
CSP | 0 | 0 | 0 | 0 | 0 | 0
CT | 0 | 0 | 0 | 0 | 0 | 0
Coal | 6.85 | 0 | 0 | 0 | 0 | 0
Geo | 0 | 0 | 0 | 0 | 0 | 0
H | 0 | 0 | 0 | 0 | 0 | 0
LFG | 0 | 0 | 0 | 0 | 0 | 0
Nuc | 0 | 0 | 0 | 0 | 0 | 0
PS | 0 | 0 | 0 | 0 | 0 | 0
PV | 0 | 0 | 0 | 0 | 0 | 0
PeakG | 0 | 0 | 0 | 0 | 0 | 0
PeakO | 0 | 0 | 0 | 0 | 0 | 0
ST | 0 | 0 | 0 | 0 | 0 | 0
STOG | 0 | 0 | 0 | 0 | 0 | 0
STWD | 0 | 0 | 0 | 0 | 0 | 0
WT | 0 | 0 | 0 | 0 | 0 | 0
IGCC | 0 | 0 | 0 | 0 | 0 | 0
DemandResponse | 0 | 0 | 0 | 0 | 0 | 0
IGCC-CCS | 0 | 0 | 0 | 0 | 0 | 0
WT_off | 0 | 0 | 0 | 0 | 0 | 0
PseudoUnit | 0 | 0 | 0 | 0 | 0 | 0
FixedInterchange | 0 | 0 | 0 | 0 | 0 | 0
Emission Cost by Reporting Type: MAPP_US
ReportingType | 2015 | 2020 | 2025 | 2030 | 2035 | 2040
BM | 0 | 0 | 0 | 0 | 0 | 0
CC | 0 | 0 | 0 | 0 | 0 | 0
CSP | 0 | 0 | 0 | 0 | 0 | 0
CT | 0 | 0 | 0 | 0 | 0 | 0
Coal | 1.27 | 0 | 0 | 0 | 0 | 0
Geo | 0 | 0 | 0 | 0 | 0 | 0
H | 0 | 0 | 0 | 0 | 0 | 0
LFG | 0 | 0 | 0 | 0 | 0 | 0
Nuc | 0 | 0 | 0 | 0 | 0 | 0
PS | 0 | 0 | 0 | 0 | 0 | 0
PV | 0 | 0 | 0 | 0 | 0 | 0
PeakG | 0 | 0 | 0 | 0 | 0 | 0
PeakO | 0 | 0 | 0 | 0 | 0 | 0
ST | 0 | 0 | 0 | 0 | 0 | 0
STOG | 0 | 0 | 0 | 0 | 0 | 0
STWD | 0 | 0 | 0 | 0 | 0 | 0
WT | 0 | 0 | 0 | 0 | 0 | 0
IGCC | 0 | 0 | 0 | 0 | 0 | 0
DemandResponse | 0 | 0 | 0 | 0 | 0 | 0
IGCC-CCS | 0 | 0 | 0 | 0 | 0 | 0
WT_off | 0 | 0 | 0 | 0 | 0 | 0
PseudoUnit | 0 | 0 | 0 | 0 | 0 | 0
FixedInterchange | 0 | 0 | 0 | 0 | 0 | 0
Emission Cost by Reporting Type: MISO_IN
ReportingType | 2015 | 2020 | 2025 | 2030 | 2035 | 2040
BM | 0 | 0 | 0 | 0 | 0 | 0
CC | 0 | 0 | 0 | 0 | 0 | 0
CSP | 0 | 0 | 0 | 0 | 0 | 0
CT | 0 | 0 | 0 | 0 | 0 | 0
Coal | 27.19 | 0 | 0 | 0 | 0 | 0
Geo | 0 | 0 | 0 | 0 | 0 | 0
H | 0 | 0 | 0 | 0 | 0 | 0
LFG | 0 | 0 | 0 | 0 | 0 | 0
Nuc | 0 | 0 | 0 | 0 | 0 | 0
PS | 0 | 0 | 0 | 0 | 0 | 0
PV | 0 | 0 | 0 | 0 | 0 | 0
PeakG | 0 | 0 | 0 | 0 | 0 | 0
PeakO | 0 | 0 | 0 | 0 | 0 | 0
ST | 0 | 0 | 0 | 0 | 0 | 0
STOG | 0 | 0 | 0 | 0 | 0 | 0
STWD | 0 | 0 | 0 | 0 | 0 | 0
WT | 0 | 0 | 0 | 0 | 0 | 0
IGCC | 0.21 | 0 | 0 | 0 | 0 | 0
DemandResponse | 0 | 0 | 0 | 0 | 0 | 0
IGCC-CCS | 0 | 0 | 0 | 0 | 0 | 0
WT_off | 0 | 0 | 0 | 0 | 0 | 0
PseudoUnit | 0 | 0 | 0 | 0 | 0 | 0
FixedInterchange | 0 | 0 | 0 | 0 | 0 | 0
Emission Cost by Reporting Type: MISO_MI
ReportingType | 2015 | 2020 | 2025 | 2030 | 2035 | 2040
BM | 0 | 0 | 0 | 0 | 0 | 0
CC | 0 | 0 | 0 | 0 | 0 | 0
CSP | 0 | 0 | 0 | 0 | 0 | 0
CT | 0 | 0 | 0 | 0 | 0 | 0
Coal | 24.87 | 0 | 0 | 0 | 0 | 0
Geo | 0 | 0 | 0 | 0 | 0 | 0
H | 0 | 0 | 0 | 0 | 0 | 0
LFG | 0 | 0 | 0 | 0 | 0 | 0
Nuc | 0 | 0 | 0 | 0 | 0 | 0
PS | 0 | 0 | 0 | 0 | 0 | 0
PV | 0 | 0 | 0 | 0 | 0 | 0
PeakG | 0 | 0 | 0 | 0 | 0 | 0
PeakO | 0 | 0 | 0 | 0 | 0 | 0
ST | 0 | 0 | 0 | 0 | 0 | 0
STOG | 0 | 0 | 0 | 0 | 0 | 0
STWD | 0 | 0 | 0 | 0 | 0 | 0
WT | 0 | 0 | 0 | 0 | 0 | 0
IGCC | 0 | 0 | 0 | 0 | 0 | 0
DemandResponse | 0 | 0 | 0 | 0 | 0 | 0
IGCC-CCS | 0 | 0 | 0 | 0 | 0 | 0
WT_off | 0 | 0 | 0 | 0 | 0 | 0
PseudoUnit | 0 | 0 | 0 | 0 | 0 | 0
FixedInterchange | 0 | 0 | 0 | 0 | 0 | 0
Emission Cost by Reporting Type: MISO_MO-IL
ReportingType | 2015 | 2020 | 2025 | 2030 | 2035 | 2040
BM | 0 | 0 | 0 | 0 | 0 | 0
CC | 0 | 0 | 0 | 0 | 0 | 0
CSP | 0 | 0 | 0 | 0 | 0 | 0
CT | 0 | 0 | 0 | 0 | 0 | 0
Coal | 49.03 | 0 | 0 | 0 | 0 | 0
Geo | 0 | 0 | 0 | 0 | 0 | 0
H | 0 | 0 | 0 | 0 | 0 | 0
LFG | 0 | 0 | 0 | 0 | 0 | 0
Nuc | 0 | 0 | 0 | 0 | 0 | 0
PS | 0 | 0 | 0 | 0 | 0 | 0
PV | 0 | 0 | 0 | 0 | 0 | 0
PeakG | 0 | 0 | 0 | 0 | 0 | 0
PeakO | 0 | 0 | 0 | 0 | 0 | 0
ST | 0 | 0 | 0 | 0 | 0 | 0
STOG | 0 | 0 | 0 | 0 | 0 | 0
STWD | 0 | 0 | 0 | 0 | 0 | 0
WT | 0 | 0 | 0 | 0 | 0 | 0
IGCC | 0 | 0 | 0 | 0 | 0 | 0
DemandResponse | 0 | 0 | 0 | 0 | 0 | 0
IGCC-CCS | 0 | 0 | 0 | 0 | 0 | 0
WT_off | 0 | 0 | 0 | 0 | 0 | 0
PseudoUnit | 0 | 0 | 0 | 0 | 0 | 0
FixedInterchange | 0 | 0 | 0 | 0 | 0 | 0
Emission Cost by Reporting Type: MISO_W
ReportingType | 2015 | 2020 | 2025 | 2030 | 2035 | 2040
BM | 0 | 0 | 0 | 0 | 0 | 0
CC | 0 | 0 | 0 | 0 | 0 | 0
CSP | 0 | 0 | 0 | 0 | 0 | 0
CT | 0 | 0 | 0 | 0 | 0 | 0
Coal | 21.85 | 0 | 0 | 0 | 0 | 0
Geo | 0 | 0 | 0 | 0 | 0 | 0
H | 0 | 0 | 0 | 0 | 0 | 0
LFG | 0 | 0 | 0 | 0 | 0 | 0
Nuc | 0 | 0 | 0 | 0 | 0 | 0
PS | 0 | 0 | 0 | 0 | 0 | 0
PV | 0 | 0 | 0 | 0 | 0 | 0
PeakG | 0 | 0 | 0 | 0 | 0 | 0
PeakO | 0 | 0 | 0 | 0 | 0 | 0
ST | 0 | 0 | 0 | 0 | 0 | 0
STOG | 0 | 0 | 0 | 0 | 0 | 0
STWD | 0 | 0 | 0 | 0 | 0 | 0
WT | 0 | 0 | 0 | 0 | 0 | 0
IGCC | 0 | 0 | 0 | 0 | 0 | 0
DemandResponse | 0 | 0 | 0 | 0 | 0 | 0
IGCC-CCS | 0 | 0 | 0 | 0 | 0 | 0
WT_off | 0 | 0 | 0 | 0 | 0 | 0
PseudoUnit | 0 | 0 | 0 | 0 | 0 | 0
FixedInterchange | 0 | 0 | 0 | 0 | 0 | 0
Emission Cost by Reporting Type: MISO_WUMS
ReportingType | 2015 | 2020 | 2025 | 2030 | 2035 | 2040
BM | 0 | 0 | 0 | 0 | 0 | 0
CC | 0 | 0 | 0 | 0 | 0 | 0
CSP | 0 | 0 | 0 | 0 | 0 | 0
CT | 0 | 0 | 0 | 0 | 0 | 0
Coal | 6.64 | 0 | 0 | 0 | 0 | 0
Geo | 0 | 0 | 0 | 0 | 0 | 0
H | 0 | 0 | 0 | 0 | 0 | 0
LFG | 0 | 0 | 0 | 0 | 0 | 0
Nuc | 0 | 0 | 0 | 0 | 0 | 0
PS | 0 | 0 | 0 | 0 | 0 | 0
PV | 0 | 0 | 0 | 0 | 0 | 0
PeakG | 0 | 0 | 0 | 0 | 0 | 0
PeakO | 0 | 0 | 0 | 0 | 0 | 0
ST | 0 | 0 | 0 | 0 | 0 | 0
STOG | 0 | 0 | 0 | 0 | 0 | 0
STWD | 0 | 0 | 0 | 0 | 0 | 0
WT | 0 | 0 | 0 | 0 | 0 | 0
IGCC | 0 | 0 | 0 | 0 | 0 | 0
DemandResponse | 0 | 0 | 0 | 0 | 0 | 0
IGCC-CCS | 0 | 0 | 0 | 0 | 0 | 0
WT_off | 0 | 0 | 0 | 0 | 0 | 0
PseudoUnit | 0 | 0 | 0 | 0 | 0 | 0
FixedInterchange | 0 | 0 | 0 | 0 | 0 | 0
Emission Cost by Reporting Type: Nebraska
ReportingType | 2015 | 2020 | 2025 | 2030 | 2035 | 2040
BM | 0 | 0 | 0 | 0 | 0 | 0
CC | 0 | 0 | 0 | 0 | 0 | 0
CSP | 0 | 0 | 0 | 0 | 0 | 0
CT | 0 | 0 | 0 | 0 | 0 | 0
Coal | 3.77 | 0 | 0 | 0 | 0 | 0
Geo | 0 | 0 | 0 | 0 | 0 | 0
H | 0 | 0 | 0 | 0 | 0 | 0
LFG | 0 | 0 | 0 | 0 | 0 | 0
Nuc | 0 | 0 | 0 | 0 | 0 | 0
PS | 0 | 0 | 0 | 0 | 0 | 0
PV | 0 | 0 | 0 | 0 | 0 | 0
PeakG | 0 | 0 | 0 | 0 | 0 | 0
PeakO | 0 | 0 | 0 | 0 | 0 | 0
ST | 0 | 0 | 0 | 0 | 0 | 0
STOG | 0 | 0 | 0 | 0 | 0 | 0
STWD | 0 | 0 | 0 | 0 | 0 | 0
WT | 0 | 0 | 0 | 0 | 0 | 0
IGCC | 0 | 0 | 0 | 0 | 0 | 0
DemandResponse | 0 | 0 | 0 | 0 | 0 | 0
IGCC-CCS | 0 | 0 | 0 | 0 | 0 | 0
WT_off | 0 | 0 | 0 | 0 | 0 | 0
PseudoUnit | 0 | 0 | 0 | 0 | 0 | 0
FixedInterchange | 0 | 0 | 0 | 0 | 0 | 0
Emission Cost by Reporting Type: NEISO
ReportingType | 2015 | 2020 | 2025 | 2030 | 2035 | 2040
BM | 0 | 0 | 0 | 0 | 0 | 0
CC | 0 | 0 | 0 | 0 | 0 | 0
CSP | 0 | 0 | 0 | 0 | 0 | 0
CT | 0 | 0 | 0 | 0 | 0 | 0
Coal | 0 | 0 | 0 | 0 | 0 | 0
Geo | 0 | 0 | 0 | 0 | 0 | 0
H | 0 | 0 | 0 | 0 | 0 | 0
LFG | 0 | 0 | 0 | 0 | 0 | 0
Nuc | 0 | 0 | 0 | 0 | 0 | 0
PS | 0 | 0 | 0 | 0 | 0 | 0
PV | 0 | 0 | 0 | 0 | 0 | 0
PeakG | 0 | 0 | 0 | 0 | 0 | 0
PeakO | 0 | 0 | 0 | 0 | 0 | 0
ST | 0 | 0 | 0 | 0 | 0 | 0
STOG | 0 | 0 | 0 | 0 | 0 | 0
STWD | 0 | 0 | 0 | 0 | 0 | 0
WT | 0 | 0 | 0 | 0 | 0 | 0
IGCC | 0 | 0 | 0 | 0 | 0 | 0
DemandResponse | 0 | 0 | 0 | 0 | 0 | 0
IGCC-CCS | 0 | 0 | 0 | 0 | 0 | 0
WT_off | 0 | 0 | 0 | 0 | 0 | 0
PseudoUnit | 0 | 0 | 0 | 0 | 0 | 0
FixedInterchange | 0 | 0 | 0 | 0 | 0 | 0
Emission Cost by Reporting Type: NonRTO_Midwest
ReportingType | 2015 | 2020 | 2025 | 2030 | 2035 | 2040
BM | 0 | 0 | 0 | 0 | 0 | 0
CC | 0 | 0 | 0 | 0 | 0 | 0
CSP | 0 | 0 | 0 | 0 | 0 | 0
CT | 0 | 0 | 0 | 0 | 0 | 0
Coal | 16.28 | 0 | 0 | 0 | 0 | 0
Geo | 0 | 0 | 0 | 0 | 0 | 0
H | 0 | 0 | 0 | 0 | 0 | 0
LFG | 0 | 0 | 0 | 0 | 0 | 0
Nuc | 0 | 0 | 0 | 0 | 0 | 0
PS | 0 | 0 | 0 | 0 | 0 | 0
PV | 0 | 0 | 0 | 0 | 0 | 0
PeakG | 0 | 0 | 0 | 0 | 0 | 0
PeakO | 0 | 0 | 0 | 0 | 0 | 0
ST | 0 | 0 | 0 | 0 | 0 | 0
STOG | 0 | 0 | 0 | 0 | 0 | 0
STWD | 0 | 0 | 0 | 0 | 0 | 0
WT | 0 | 0 | 0 | 0 | 0 | 0
IGCC | 0 | 0 | 0 | 0 | 0 | 0
DemandResponse | 0 | 0 | 0 | 0 | 0 | 0
IGCC-CCS | 0 | 0 | 0 | 0 | 0 | 0
WT_off | 0 | 0 | 0 | 0 | 0 | 0
PseudoUnit | 0 | 0 | 0 | 0 | 0 | 0
FixedInterchange | 0 | 0 | 0 | 0 | 0 | 0
Emission Cost by Reporting Type: NYISO_A-F
ReportingType | 2015 | 2020 | 2025 | 2030 | 2035 | 2040
BM | 0 | 0 | 0 | 0 | 0 | 0
CC | 0 | 0 | 0 | 0 | 0 | 0
CSP | 0 | 0 | 0 | 0 | 0 | 0
CT | 0 | 0 | 0 | 0 | 0 | 0
Coal | 0 | 0 | 0 | 0 | 0 | 0
Geo | 0 | 0 | 0 | 0 | 0 | 0
H | 0 | 0 | 0 | 0 | 0 | 0
LFG | 0 | 0 | 0 | 0 | 0 | 0
Nuc | 0 | 0 | 0 | 0 | 0 | 0
PS | 0 | 0 | 0 | 0 | 0 | 0
PV | 0 | 0 | 0 | 0 | 0 | 0
PeakG | 0 | 0 | 0 | 0 | 0 | 0
PeakO | 0 | 0 | 0 | 0 | 0 | 0
ST | 0 | 0 | 0 | 0 | 0 | 0
STOG | 0 | 0 | 0 | 0 | 0 | 0
STWD | 0 | 0 | 0 | 0 | 0 | 0
WT | 0 | 0 | 0 | 0 | 0 | 0
IGCC | 0 | 0 | 0 | 0 | 0 | 0
DemandResponse | 0 | 0 | 0 | 0 | 0 | 0
IGCC-CCS | 0 | 0 | 0 | 0 | 0 | 0
WT_off | 0 | 0 | 0 | 0 | 0 | 0
PseudoUnit | 0 | 0 | 0 | 0 | 0 | 0
FixedInterchange | 0 | 0 | 0 | 0 | 0 | 0
Emission Cost by Reporting Type: NYISO_G-I
ReportingType | 2015 | 2020 | 2025 | 2030 | 2035 | 2040
BM | 0 | 0 | 0 | 0 | 0 | 0
CC | 0 | 0 | 0 | 0 | 0 | 0
CSP | 0 | 0 | 0 | 0 | 0 | 0
CT | 0 | 0 | 0 | 0 | 0 | 0
Coal | 0 | 0 | 0 | 0 | 0 | 0
Geo | 0 | 0 | 0 | 0 | 0 | 0
H | 0 | 0 | 0 | 0 | 0 | 0
LFG | 0 | 0 | 0 | 0 | 0 | 0
Nuc | 0 | 0 | 0 | 0 | 0 | 0
PS | 0 | 0 | 0 | 0 | 0 | 0
PV | 0 | 0 | 0 | 0 | 0 | 0
PeakG | 0 | 0 | 0 | 0 | 0 | 0
PeakO | 0 | 0 | 0 | 0 | 0 | 0
ST | 0 | 0 | 0 | 0 | 0 | 0
STOG | 0 | 0 | 0 | 0 | 0 | 0
STWD | 0 | 0 | 0 | 0 | 0 | 0
WT | 0 | 0 | 0 | 0 | 0 | 0
IGCC | 0 | 0 | 0 | 0 | 0 | 0
DemandResponse | 0 | 0 | 0 | 0 | 0 | 0
IGCC-CCS | 0 | 0 | 0 | 0 | 0 | 0
WT_off | 0 | 0 | 0 | 0 | 0 | 0
PseudoUnit | 0 | 0 | 0 | 0 | 0 | 0
FixedInterchange | 0 | 0 | 0 | 0 | 0 | 0
Emission Cost by Reporting Type: NYISO_J-K
ReportingType | 2015 | 2020 | 2025 | 2030 | 2035 | 2040
BM | 0 | 0 | 0 | 0 | 0 | 0
CC | 0 | 0 | 0 | 0 | 0 | 0
CSP | 0 | 0 | 0 | 0 | 0 | 0
CT | 0 | 0 | 0 | 0 | 0 | 0
Coal | 0 | 0 | 0 | 0 | 0 | 0
Geo | 0 | 0 | 0 | 0 | 0 | 0
H | 0 | 0 | 0 | 0 | 0 | 0
LFG | 0 | 0 | 0 | 0 | 0 | 0
Nuc | 0 | 0 | 0 | 0 | 0 | 0
PS | 0 | 0 | 0 | 0 | 0 | 0
PV | 0 | 0 | 0 | 0 | 0 | 0
PeakG | 0 | 0 | 0 | 0 | 0 | 0
PeakO | 0 | 0 | 0 | 0 | 0 | 0
ST | 0 | 0 | 0 | 0 | 0 | 0
STOG | 0 | 0 | 0 | 0 | 0 | 0
STWD | 0 | 0 | 0 | 0 | 0 | 0
WT | 0 | 0 | 0 | 0 | 0 | 0
IGCC | 0 | 0 | 0 | 0 | 0 | 0
DemandResponse | 0 | 0 | 0 | 0 | 0 | 0
IGCC-CCS | 0 | 0 | 0 | 0 | 0 | 0
WT_off | 0 | 0 | 0 | 0 | 0 | 0
PseudoUnit | 0 | 0 | 0 | 0 | 0 | 0
FixedInterchange | 0 | 0 | 0 | 0 | 0 | 0
Emission Cost by Reporting Type: PJM_E
ReportingType | 2015 | 2020 | 2025 | 2030 | 2035 | 2040
BM | 0 | 0 | 0 | 0 | 0 | 0
CC | 0 | 0 | 0 | 0 | 0 | 0
CSP | 0 | 0 | 0 | 0 | 0 | 0
CT | 0 | 0 | 0 | 0 | 0 | 0
Coal | 0.04 | 0 | 0 | 0 | 0 | 0
Geo | 0 | 0 | 0 | 0 | 0 | 0
H | 0 | 0 | 0 | 0 | 0 | 0
LFG | 0 | 0 | 0 | 0 | 0 | 0
Nuc | 0 | 0 | 0 | 0 | 0 | 0
PS | 0 | 0 | 0 | 0 | 0 | 0
PV | 0 | 0 | 0 | 0 | 0 | 0
PeakG | 0 | 0 | 0 | 0 | 0 | 0
PeakO | 0 | 0 | 0 | 0 | 0 | 0
ST | 0 | 0 | 0 | 0 | 0 | 0
STOG | 0 | 0 | 0 | 0 | 0 | 0
STWD | 0 | 0 | 0 | 0 | 0 | 0
WT | 0 | 0 | 0 | 0 | 0 | 0
IGCC | 0 | 0 | 0 | 0 | 0 | 0
DemandResponse | 0 | 0 | 0 | 0 | 0 | 0
IGCC-CCS | 0 | 0 | 0 | 0 | 0 | 0
WT_off | 0 | 0 | 0 | 0 | 0 | 0
PseudoUnit | 0 | 0 | 0 | 0 | 0 | 0
FixedInterchange | 0 | 0 | 0 | 0 | 0 | 0
Emission Cost by Reporting Type: PJM_ROM
ReportingType | 2015 | 2020 | 2025 | 2030 | 2035 | 2040
BM | 0 | 0 | 0 | 0 | 0 | 0
CC | 0 | 0 | 0 | 0 | 0 | 0
CSP | 0 | 0 | 0 | 0 | 0 | 0
CT | 0 | 0 | 0 | 0 | 0 | 0
Coal | 14.26 | 0 | 0 | 0 | 0 | 0
Geo | 0 | 0 | 0 | 0 | 0 | 0
H | 0 | 0 | 0 | 0 | 0 | 0
LFG | 0 | 0 | 0 | 0 | 0 | 0
Nuc | 0 | 0 | 0 | 0 | 0 | 0
PS | 0 | 0 | 0 | 0 | 0 | 0
PV | 0 | 0 | 0 | 0 | 0 | 0
PeakG | 0 | 0 | 0 | 0 | 0 | 0
PeakO | 0 | 0 | 0 | 0 | 0 | 0
ST | 0 | 0 | 0 | 0 | 0 | 0
STOG | 0 | 0 | 0 | 0 | 0 | 0
STWD | 0 | 0 | 0 | 0 | 0 | 0
WT | 0 | 0 | 0 | 0 | 0 | 0
IGCC | 0 | 0 | 0 | 0 | 0 | 0
DemandResponse | 0 | 0 | 0 | 0 | 0 | 0
IGCC-CCS | 0 | 0 | 0 | 0 | 0 | 0
WT_off | 0 | 0 | 0 | 0 | 0 | 0
PseudoUnit | 0 | 0 | 0 | 0 | 0 | 0
FixedInterchange | 0 | 0 | 0 | 0 | 0 | 0
Emission Cost by Reporting Type: PJM_ROR
ReportingType | 2015 | 2020 | 2025 | 2030 | 2035 | 2040
BM | 0 | 0 | 0 | 0 | 0 | 0
CC | 0 | 0 | 0 | 0 | 0 | 0
CSP | 0 | 0 | 0 | 0 | 0 | 0
CT | 0 | 0 | 0 | 0 | 0 | 0
Coal | 134.22 | 0 | 0 | 0 | 0 | 0
Geo | 0 | 0 | 0 | 0 | 0 | 0
H | 0 | 0 | 0 | 0 | 0 | 0
LFG | 0 | 0 | 0 | 0 | 0 | 0
Nuc | 0 | 0 | 0 | 0 | 0 | 0
PS | 0 | 0 | 0 | 0 | 0 | 0
PV | 0 | 0 | 0 | 0 | 0 | 0
PeakG | 0 | 0 | 0 | 0 | 0 | 0
PeakO | 0 | 0 | 0 | 0 | 0 | 0
ST | 0 | 0 | 0 | 0 | 0 | 0
STOG | 0 | 0 | 0 | 0 | 0 | 0
STWD | 0 | 0 | 0 | 0 | 0 | 0
WT | 0 | 0 | 0 | 0 | 0 | 0
IGCC | 0 | 0 | 0 | 0 | 0 | 0
DemandResponse | 0 | 0 | 0 | 0 | 0 | 0
IGCC-CCS | 0 | 0 | 0 | 0 | 0 | 0
WT_off | 0 | 0 | 0 | 0 | 0 | 0
PseudoUnit | 0 | 0 | 0 | 0 | 0 | 0
FixedInterchange | 0 | 0 | 0 | 0 | 0 | 0
Emission Cost by Reporting Type: SOCO
ReportingType | 2015 | 2020 | 2025 | 2030 | 2035 | 2040
BM | 0 | 0 | 0 | 0 | 0 | 0
CC | 0 | 0 | 0 | 0 | 0 | 0
CSP | 0 | 0 | 0 | 0 | 0 | 0
CT | 0 | 0 | 0 | 0 | 0 | 0
Coal | 39.39 | 0 | 0 | 0 | 0 | 0
Geo | 0 | 0 | 0 | 0 | 0 | 0
H | 0 | 0 | 0 | 0 | 0 | 0
LFG | 0 | 0 | 0 | 0 | 0 | 0
Nuc | 0 | 0 | 0 | 0 | 0 | 0
PS | 0 | 0 | 0 | 0 | 0 | 0
PV | 0 | 0 | 0 | 0 | 0 | 0
PeakG | 0 | 0 | 0 | 0 | 0 | 0
PeakO | 0 | 0 | 0 | 0 | 0 | 0
ST | 0 | 0 | 0 | 0 | 0 | 0
STOG | 0 | 0 | 0 | 0 | 0 | 0
STWD | 0 | 0 | 0 | 0 | 0 | 0
WT | 0 | 0 | 0 | 0 | 0 | 0
IGCC | 0 | 0 | 0 | 0 | 0 | 0
DemandResponse | 0 | 0 | 0 | 0 | 0 | 0
IGCC-CCS | 0 | 0 | 0 | 0 | 0 | 0
WT_off | 0 | 0 | 0 | 0 | 0 | 0
PseudoUnit | 0 | 0 | 0 | 0 | 0 | 0
FixedInterchange | 0 | 0 | 0 | 0 | 0 | 0
Emission Cost by Reporting Type: SPP_N
ReportingType | 2015 | 2020 | 2025 | 2030 | 2035 | 2040
BM | 0 | 0 | 0 | 0 | 0 | 0
CC | 0 | 0 | 0 | 0 | 0 | 0
CSP | 0 | 0 | 0 | 0 | 0 | 0
CT | 0 | 0 | 0 | 0 | 0 | 0
Coal | 5.38 | 0 | 0 | 0 | 0 | 0
Geo | 0 | 0 | 0 | 0 | 0 | 0
H | 0 | 0 | 0 | 0 | 0 | 0
LFG | 0 | 0 | 0 | 0 | 0 | 0
Nuc | 0 | 0 | 0 | 0 | 0 | 0
PS | 0 | 0 | 0 | 0 | 0 | 0
PV | 0 | 0 | 0 | 0 | 0 | 0
PeakG | 0 | 0 | 0 | 0 | 0 | 0
PeakO | 0 | 0 | 0 | 0 | 0 | 0
ST | 0 | 0 | 0 | 0 | 0 | 0
STOG | 0 | 0 | 0 | 0 | 0 | 0
STWD | 0 | 0 | 0 | 0 | 0 | 0
WT | 0 | 0 | 0 | 0 | 0 | 0
IGCC | 0 | 0 | 0 | 0 | 0 | 0
DemandResponse | 0 | 0 | 0 | 0 | 0 | 0
IGCC-CCS | 0 | 0 | 0 | 0 | 0 | 0
WT_off | 0 | 0 | 0 | 0 | 0 | 0
PseudoUnit | 0 | 0 | 0 | 0 | 0 | 0
FixedInterchange | 0 | 0 | 0 | 0 | 0 | 0
Emission Cost by Reporting Type: SPP_S
ReportingType | 2015 | 2020 | 2025 | 2030 | 2035 | 2040
BM | 0 | 0 | 0 | 0 | 0 | 0
CC | 0 | 0 | 0 | 0 | 0 | 0
CSP | 0 | 0 | 0 | 0 | 0 | 0
CT | 0 | 0 | 0 | 0 | 0 | 0
Coal | 15.15 | 0 | 0 | 0 | 0 | 0
Geo | 0 | 0 | 0 | 0 | 0 | 0
H | 0 | 0 | 0 | 0 | 0 | 0
LFG | 0 | 0 | 0 | 0 | 0 | 0
Nuc | 0 | 0 | 0 | 0 | 0 | 0
PS | 0 | 0 | 0 | 0 | 0 | 0
PV | 0 | 0 | 0 | 0 | 0 | 0
PeakG | 0 | 0 | 0 | 0 | 0 | 0
PeakO | 0 | 0 | 0 | 0 | 0 | 0
ST | 0 | 0 | 0 | 0 | 0 | 0
STOG | 0 | 0 | 0 | 0 | 0 | 0
STWD | 0 | 0 | 0 | 0 | 0 | 0
WT | 0 | 0 | 0 | 0 | 0 | 0
IGCC | 0 | 0 | 0 | 0 | 0 | 0
DemandResponse | 0 | 0 | 0 | 0 | 0 | 0
IGCC-CCS | 0 | 0 | 0 | 0 | 0 | 0
WT_off | 0 | 0 | 0 | 0 | 0 | 0
PseudoUnit | 0 | 0 | 0 | 0 | 0 | 0
FixedInterchange | 0 | 0 | 0 | 0 | 0 | 0
Emission Cost by Reporting Type: TVA
ReportingType | 2015 | 2020 | 2025 | 2030 | 2035 | 2040
BM | 0 | 0 | 0 | 0 | 0 | 0
CC | 0 | 0 | 0 | 0 | 0 | 0
CSP | 0 | 0 | 0 | 0 | 0 | 0
CT | 0 | 0 | 0 | 0 | 0 | 0
Coal | 23.76 | 0 | 0 | 0 | 0 | 0
Geo | 0 | 0 | 0 | 0 | 0 | 0
H | 0 | 0 | 0 | 0 | 0 | 0
LFG | 0 | 0 | 0 | 0 | 0 | 0
Nuc | 0 | 0 | 0 | 0 | 0 | 0
PS | 0 | 0 | 0 | 0 | 0 | 0
PV | 0 | 0 | 0 | 0 | 0 | 0
PeakG | 0 | 0 | 0 | 0 | 0 | 0
PeakO | 0 | 0 | 0 | 0 | 0 | 0
ST | 0 | 0 | 0 | 0 | 0 | 0
STOG | 0 | 0 | 0 | 0 | 0 | 0
STWD | 0 | 0 | 0 | 0 | 0 | 0
WT | 0 | 0 | 0 | 0 | 0 | 0
IGCC | 0 | 0 | 0 | 0 | 0 | 0
DemandResponse | 0 | 0 | 0 | 0 | 0 | 0
IGCC-CCS | 0 | 0 | 0 | 0 | 0 | 0
WT_off | 0 | 0 | 0 | 0 | 0 | 0
PseudoUnit | 0 | 0 | 0 | 0 | 0 | 0
FixedInterchange | 0 | 0 | 0 | 0 | 0 | 0
Emission Cost by Reporting Type: TVA_Transmission
ReportingType | 2015 | 2020 | 2025 | 2030 | 2035 | 2040
BM | 0 | 0 | 0 | 0 | 0 | 0
CC | 0 | 0 | 0 | 0 | 0 | 0
CSP | 0 | 0 | 0 | 0 | 0 | 0
CT | 0 | 0 | 0 | 0 | 0 | 0
Coal | 0 | 0 | 0 | 0 | 0 | 0
Geo | 0 | 0 | 0 | 0 | 0 | 0
H | 0 | 0 | 0 | 0 | 0 | 0
LFG | 0 | 0 | 0 | 0 | 0 | 0
Nuc | 0 | 0 | 0 | 0 | 0 | 0
PS | 0 | 0 | 0 | 0 | 0 | 0
PV | 0 | 0 | 0 | 0 | 0 | 0
PeakG | 0 | 0 | 0 | 0 | 0 | 0
PeakO | 0 | 0 | 0 | 0 | 0 | 0
ST | 0 | 0 | 0 | 0 | 0 | 0
STOG | 0 | 0 | 0 | 0 | 0 | 0
STWD | 0 | 0 | 0 | 0 | 0 | 0
WT | 0 | 0 | 0 | 0 | 0 | 0
IGCC | 0 | 0 | 0 | 0 | 0 | 0
DemandResponse | 0 | 0 | 0 | 0 | 0 | 0
IGCC-CCS | 0 | 0 | 0 | 0 | 0 | 0
WT_off | 0 | 0 | 0 | 0 | 0 | 0
PseudoUnit | 0 | 0 | 0 | 0 | 0 | 0
FixedInterchange | 0 | 0 | 0 | 0 | 0 | 0
Emission Cost by Reporting Type: VACAR
ReportingType | 2015 | 2020 | 2025 | 2030 | 2035 | 2040
BM | 0 | 0 | 0 | 0 | 0 | 0
CC | 0 | 0 | 0 | 0 | 0 | 0
CSP | 0 | 0 | 0 | 0 | 0 | 0
CT | 0 | 0 | 0 | 0 | 0 | 0
Coal | 15.79 | 0 | 0 | 0 | 0 | 0
Geo | 0 | 0 | 0 | 0 | 0 | 0
H | 0 | 0 | 0 | 0 | 0 | 0
LFG | 0 | 0 | 0 | 0 | 0 | 0
Nuc | 0 | 0 | 0 | 0 | 0 | 0
PS | 0 | 0 | 0 | 0 | 0 | 0
PV | 0 | 0 | 0 | 0 | 0 | 0
PeakG | 0 | 0 | 0 | 0 | 0 | 0
PeakO | 0 | 0 | 0 | 0 | 0 | 0
ST | 0 | 0 | 0 | 0 | 0 | 0
STOG | 0 | 0 | 0 | 0 | 0 | 0
STWD | 0 | 0 | 0 | 0 | 0 | 0
WT | 0 | 0 | 0 | 0 | 0 | 0
IGCC | 0 | 0 | 0 | 0 | 0 | 0
DemandResponse | 0 | 0 | 0 | 0 | 0 | 0
IGCC-CCS | 0 | 0 | 0 | 0 | 0 | 0
WT_off | 0 | 0 | 0 | 0 | 0 | 0
PseudoUnit | 0 | 0 | 0 | 0 | 0 | 0
FixedInterchange | 0 | 0 | 0 | 0 | 0 | 0
Emission Cost by Reporting Type: IESO
ReportingType | 2015 | 2020 | 2025 | 2030 | 2035 | 2040
BM | 0 | 0 | 0 | 0 | 0 | 0
CC | 0 | 0 | 0 | 0 | 0 | 0
CSP | 0 | 0 | 0 | 0 | 0 | 0
CT | 0 | 0 | 0 | 0 | 0 | 0
Coal | 0 | 0 | 0 | 0 | 0 | 0
Geo | 0 | 0 | 0 | 0 | 0 | 0
H | 0 | 0 | 0 | 0 | 0 | 0
LFG | 0 | 0 | 0 | 0 | 0 | 0
Nuc | 0 | 0 | 0 | 0 | 0 | 0
PS | 0 | 0 | 0 | 0 | 0 | 0
PV | 0 | 0 | 0 | 0 | 0 | 0
PeakG | 0 | 0 | 0 | 0 | 0 | 0
PeakO | 0 | 0 | 0 | 0 | 0 | 0
ST | 0 | 0 | 0 | 0 | 0 | 0
STOG | 0 | 0 | 0 | 0 | 0 | 0
STWD | 0 | 0 | 0 | 0 | 0 | 0
WT | 0 | 0 | 0 | 0 | 0 | 0
IGCC | 0 | 0 | 0 | 0 | 0 | 0
DemandResponse | 0 | 0 | 0 | 0 | 0 | 0
IGCC-CCS | 0 | 0 | 0 | 0 | 0 | 0
WT_off | 0 | 0 | 0 | 0 | 0 | 0
PseudoUnit | 0 | 0 | 0 | 0 | 0 | 0
FixedInterchange | 0 | 0 | 0 | 0 | 0 | 0
Emission Cost by Reporting Type: MAPP_CA
ReportingType | 2015 | 2020 | 2025 | 2030 | 2035 | 2040
BM | 0 | 0 | 0 | 0 | 0 | 0
CC | 0 | 0 | 0 | 0 | 0 | 0
CSP | 0 | 0 | 0 | 0 | 0 | 0
CT | 0 | 0 | 0 | 0 | 0 | 0
Coal | 0 | 0 | 0 | 0 | 0 | 0
Geo | 0 | 0 | 0 | 0 | 0 | 0
H | 0 | 0 | 0 | 0 | 0 | 0
LFG | 0 | 0 | 0 | 0 | 0 | 0
Nuc | 0 | 0 | 0 | 0 | 0 | 0
PS | 0 | 0 | 0 | 0 | 0 | 0
PV | 0 | 0 | 0 | 0 | 0 | 0
PeakG | 0 | 0 | 0 | 0 | 0 | 0
PeakO | 0 | 0 | 0 | 0 | 0 | 0
ST | 0 | 0 | 0 | 0 | 0 | 0
STOG | 0 | 0 | 0 | 0 | 0 | 0
STWD | 0 | 0 | 0 | 0 | 0 | 0
WT | 0 | 0 | 0 | 0 | 0 | 0
IGCC | 0 | 0 | 0 | 0 | 0 | 0
DemandResponse | 0 | 0 | 0 | 0 | 0 | 0
IGCC-CCS | 0 | 0 | 0 | 0 | 0 | 0
WT_off | 0 | 0 | 0 | 0 | 0 | 0
PseudoUnit | 0 | 0 | 0 | 0 | 0 | 0
FixedInterchange | 0 | 0 | 0 | 0 | 0 | 0
Emission Cost by Reporting Type: AZ_NM_SNV_Coal
ReportingType | 2015 | 2020 | 2025 | 2030 | 2035 | 2040
BM | 0 | 0 | 0 | 0 | 0 | 0
CC | 0 | 0 | 0 | 0 | 0 | 0
CSP | 0 | 0 | 0 | 0 | 0 | 0
CT | 0 | 0 | 0 | 0 | 0 | 0
Coal | 0.97 | 0 | 0 | 0 | 0 | 0
Geo | 0 | 0 | 0 | 0 | 0 | 0
H | 0 | 0 | 0 | 0 | 0 | 0
LFG | 0 | 0 | 0 | 0 | 0 | 0
Nuc | 0 | 0 | 0 | 0 | 0 | 0
PS | 0 | 0 | 0 | 0 | 0 | 0
PV | 0 | 0 | 0 | 0 | 0 | 0
PeakG | 0 | 0 | 0 | 0 | 0 | 0
PeakO | 0 | 0 | 0 | 0 | 0 | 0
ST | 0 | 0 | 0 | 0 | 0 | 0
STOG | 0 | 0 | 0 | 0 | 0 | 0
STWD | 0 | 0 | 0 | 0 | 0 | 0
WT | 0 | 0 | 0 | 0 | 0 | 0
IGCC | 0 | 0 | 0 | 0 | 0 | 0
DemandResponse | 0 | 0 | 0 | 0 | 0 | 0
IGCC-CCS | 0 | 0 | 0 | 0 | 0 | 0
WT_off | 0 | 0 | 0 | 0 | 0 | 0
PseudoUnit | 0 | 0 | 0 | 0 | 0 | 0
FixedInterchange | 0 | 0 | 0 | 0 | 0 | 0
Emission Cost by Reporting Type: AZ_NM_SNV_Gas
ReportingType | 2015 | 2020 | 2025 | 2030 | 2035 | 2040
BM | 0 | 0 | 0 | 0 | 0 | 0
CC | 0 | 0 | 0 | 0 | 0 | 0
CSP | 0 | 0 | 0 | 0 | 0 | 0
CT | 0 | 0 | 0 | 0 | 0 | 0
Coal | 0 | 0 | 0 | 0 | 0 | 0
Geo | 0 | 0 | 0 | 0 | 0 | 0
H | 0 | 0 | 0 | 0 | 0 | 0
LFG | 0 | 0 | 0 | 0 | 0 | 0
Nuc | 0 | 0 | 0 | 0 | 0 | 0
PS | 0 | 0 | 0 | 0 | 0 | 0
PV | 0 | 0 | 0 | 0 | 0 | 0
PeakG | 0 | 0 | 0 | 0 | 0 | 0
PeakO | 0 | 0 | 0 | 0 | 0 | 0
ST | 0 | 0 | 0 | 0 | 0 | 0
STOG | 0 | 0 | 0 | 0 | 0 | 0
STWD | 0 | 0 | 0 | 0 | 0 | 0
WT | 0 | 0 | 0 | 0 | 0 | 0
IGCC | 0 | 0 | 0 | 0 | 0 | 0
DemandResponse | 0 | 0 | 0 | 0 | 0 | 0
IGCC-CCS | 0 | 0 | 0 | 0 | 0 | 0
WT_off | 0 | 0 | 0 | 0 | 0 | 0
PseudoUnit | 0 | 0 | 0 | 0 | 0 | 0
FixedInterchange | 0 | 0 | 0 | 0 | 0 | 0
Emission Cost by Reporting Type: AZ_NM_SNV_NucRenew
ReportingType | 2015 | 2020 | 2025 | 2030 | 2035 | 2040
BM | 0 | 0 | 0 | 0 | 0 | 0
CC | 0 | 0 | 0 | 0 | 0 | 0
CSP | 0 | 0 | 0 | 0 | 0 | 0
CT | 0 | 0 | 0 | 0 | 0 | 0
Coal | 0 | 0 | 0 | 0 | 0 | 0
Geo | 0 | 0 | 0 | 0 | 0 | 0
H | 0 | 0 | 0 | 0 | 0 | 0
LFG | 0 | 0 | 0 | 0 | 0 | 0
Nuc | 0 | 0 | 0 | 0 | 0 | 0
PS | 0 | 0 | 0 | 0 | 0 | 0
PV | 0 | 0 | 0 | 0 | 0 | 0
PeakG | 0 | 0 | 0 | 0 | 0 | 0
PeakO | 0 | 0 | 0 | 0 | 0 | 0
ST | 0 | 0 | 0 | 0 | 0 | 0
STOG | 0 | 0 | 0 | 0 | 0 | 0
STWD | 0 | 0 | 0 | 0 | 0 | 0
WT | 0 | 0 | 0 | 0 | 0 | 0
IGCC | 0 | 0 | 0 | 0 | 0 | 0
DemandResponse | 0 | 0 | 0 | 0 | 0 | 0
IGCC-CCS | 0 | 0 | 0 | 0 | 0 | 0
WT_off | 0 | 0 | 0 | 0 | 0 | 0
PseudoUnit | 0 | 0 | 0 | 0 | 0 | 0
FixedInterchange | 0 | 0 | 0 | 0 | 0 | 0
Emission Cost by Reporting Type: ERCOT
ReportingType | 2015 | 2020 | 2025 | 2030 | 2035 | 2040
BM | 0 | 0 | 0 | 0 | 0 | 0
CC | 0 | 0 | 0 | 0 | 0 | 0
CSP | 0 | 0 | 0 | 0 | 0 | 0
CT | 0 | 0 | 0 | 0 | 0 | 0
Coal | 20.81 | 0 | 0 | 0 | 0 | 0
Geo | 0 | 0 | 0 | 0 | 0 | 0
H | 0 | 0 | 0 | 0 | 0 | 0
LFG | 0 | 0 | 0 | 0 | 0 | 0
Nuc | 0 | 0 | 0 | 0 | 0 | 0
PS | 0 | 0 | 0 | 0 | 0 | 0
PV | 0 | 0 | 0 | 0 | 0 | 0
PeakG | 0 | 0 | 0 | 0 | 0 | 0
PeakO | 0 | 0 | 0 | 0 | 0 | 0
ST | 0 | 0 | 0 | 0 | 0 | 0
STOG | 0 | 0 | 0 | 0 | 0 | 0
STWD | 0 | 0 | 0 | 0 | 0 | 0
WT | 0 | 0 | 0 | 0 | 0 | 0
IGCC | 0 | 0 | 0 | 0 | 0 | 0
DemandResponse | 0 | 0 | 0 | 0 | 0 | 0
IGCC-CCS | 0 | 0 | 0 | 0 | 0 | 0
WT_off | 0 | 0 | 0 | 0 | 0 | 0
PseudoUnit | 0 | 0 | 0 | 0 | 0 | 0
FixedInterchange | 0 | 0 | 0 | 0 | 0 | 0
Emission Cost by Reporting Type: NP15
ReportingType | 2015 | 2020 | 2025 | 2030 | 2035 | 2040
BM | 0 | 0 | 0 | 0 | 0 | 0
CC | 0 | 0 | 0 | 0 | 0 | 0
CSP | 0 | 0 | 0 | 0 | 0 | 0
CT | 0 | 0 | 0 | 0 | 0 | 0
Coal | 0 | 0 | 0 | 0 | 0 | 0
Geo | 0 | 0 | 0 | 0 | 0 | 0
H | 0 | 0 | 0 | 0 | 0 | 0
LFG | 0 | 0 | 0 | 0 | 0 | 0
Nuc | 0 | 0 | 0 | 0 | 0 | 0
PS | 0 | 0 | 0 | 0 | 0 | 0
PV | 0 | 0 | 0 | 0 | 0 | 0
PeakG | 0 | 0 | 0 | 0 | 0 | 0
PeakO | 0 | 0 | 0 | 0 | 0 | 0
ST | 0 | 0 | 0 | 0 | 0 | 0
STOG | 0 | 0 | 0 | 0 | 0 | 0
STWD | 0 | 0 | 0 | 0 | 0 | 0
WT | 0 | 0 | 0 | 0 | 0 | 0
IGCC | 0 | 0 | 0 | 0 | 0 | 0
DemandResponse | 0 | 0 | 0 | 0 | 0 | 0
IGCC-CCS | 0 | 0 | 0 | 0 | 0 | 0
WT_off | 0 | 0 | 0 | 0 | 0 | 0
PseudoUnit | 0 | 0 | 0 | 0 | 0 | 0
FixedInterchange | 0 | 0 | 0 | 0 | 0 | 0
Emission Cost by Reporting Type: NWPP_Coal
ReportingType | 2015 | 2020 | 2025 | 2030 | 2035 | 2040
BM | 0 | 0 | 0 | 0 | 0 | 0
CC | 0 | 0 | 0 | 0 | 0 | 0
CSP | 0 | 0 | 0 | 0 | 0 | 0
CT | 0 | 0 | 0 | 0 | 0 | 0
Coal | 3.43 | 0 | 0 | 0 | 0 | 0
Geo | 0 | 0 | 0 | 0 | 0 | 0
H | 0 | 0 | 0 | 0 | 0 | 0
LFG | 0 | 0 | 0 | 0 | 0 | 0
Nuc | 0 | 0 | 0 | 0 | 0 | 0
PS | 0 | 0 | 0 | 0 | 0 | 0
PV | 0 | 0 | 0 | 0 | 0 | 0
PeakG | 0 | 0 | 0 | 0 | 0 | 0
PeakO | 0 | 0 | 0 | 0 | 0 | 0
ST | 0 | 0 | 0 | 0 | 0 | 0
STOG | 0 | 0 | 0 | 0 | 0 | 0
STWD | 0 | 0 | 0 | 0 | 0 | 0
WT | 0 | 0 | 0 | 0 | 0 | 0
IGCC | 0 | 0 | 0 | 0 | 0 | 0
DemandResponse | 0 | 0 | 0 | 0 | 0 | 0
IGCC-CCS | 0 | 0 | 0 | 0 | 0 | 0
WT_off | 0 | 0 | 0 | 0 | 0 | 0
PseudoUnit | 0 | 0 | 0 | 0 | 0 | 0
FixedInterchange | 0 | 0 | 0 | 0 | 0 | 0
Emission Cost by Reporting Type: NWPP_Gas
ReportingType | 2015 | 2020 | 2025 | 2030 | 2035 | 2040
BM | 0 | 0 | 0 | 0 | 0 | 0
CC | 0 | 0 | 0 | 0 | 0 | 0
CSP | 0 | 0 | 0 | 0 | 0 | 0
CT | 0 | 0 | 0 | 0 | 0 | 0
Coal | 0 | 0 | 0 | 0 | 0 | 0
Geo | 0 | 0 | 0 | 0 | 0 | 0
H | 0 | 0 | 0 | 0 | 0 | 0
LFG | 0 | 0 | 0 | 0 | 0 | 0
Nuc | 0 | 0 | 0 | 0 | 0 | 0
PS | 0 | 0 | 0 | 0 | 0 | 0
PV | 0 | 0 | 0 | 0 | 0 | 0
PeakG | 0 | 0 | 0 | 0 | 0 | 0
PeakO | 0 | 0 | 0 | 0 | 0 | 0
ST | 0 | 0 | 0 | 0 | 0 | 0
STOG | 0 | 0 | 0 | 0 | 0 | 0
STWD | 0 | 0 | 0 | 0 | 0 | 0
WT | 0 | 0 | 0 | 0 | 0 | 0
IGCC | 0 | 0 | 0 | 0 | 0 | 0
DemandResponse | 0 | 0 | 0 | 0 | 0 | 0
IGCC-CCS | 0 | 0 | 0 | 0 | 0 | 0
WT_off | 0 | 0 | 0 | 0 | 0 | 0
PseudoUnit | 0 | 0 | 0 | 0 | 0 | 0
FixedInterchange | 0 | 0 | 0 | 0 | 0 | 0
Emission Cost by Reporting Type: NWPP_NucRenew
ReportingType | 2015 | 2020 | 2025 | 2030 | 2035 | 2040
BM | 0 | 0 | 0 | 0 | 0 | 0
CC | 0 | 0 | 0 | 0 | 0 | 0
CSP | 0 | 0 | 0 | 0 | 0 | 0
CT | 0 | 0 | 0 | 0 | 0 | 0
Coal | 0 | 0 | 0 | 0 | 0 | 0
Geo | 0 | 0 | 0 | 0 | 0 | 0
H | 0 | 0 | 0 | 0 | 0 | 0
LFG | 0 | 0 | 0 | 0 | 0 | 0
Nuc | 0 | 0 | 0 | 0 | 0 | 0
PS | 0 | 0 | 0 | 0 | 0 | 0
PV | 0 | 0 | 0 | 0 | 0 | 0
PeakG | 0 | 0 | 0 | 0 | 0 | 0
PeakO | 0 | 0 | 0 | 0 | 0 | 0
ST | 0 | 0 | 0 | 0 | 0 | 0
STOG | 0 | 0 | 0 | 0 | 0 | 0
STWD | 0 | 0 | 0 | 0 | 0 | 0
WT | 0 | 0 | 0 | 0 | 0 | 0
IGCC | 0 | 0 | 0 | 0 | 0 | 0
DemandResponse | 0 | 0 | 0 | 0 | 0 | 0
IGCC-CCS | 0 | 0 | 0 | 0 | 0 | 0
WT_off | 0 | 0 | 0 | 0 | 0 | 0
PseudoUnit | 0 | 0 | 0 | 0 | 0 | 0
FixedInterchange | 0 | 0 | 0 | 0 | 0 | 0
Emission Cost by Reporting Type: RMPA
ReportingType | 2015 | 2020 | 2025 | 2030 | 2035 | 2040
BM | 0 | 0 | 0 | 0 | 0 | 0
CC | 0 | 0 | 0 | 0 | 0 | 0
CSP | 0 | 0 | 0 | 0 | 0 | 0
CT | 0 | 0 | 0 | 0 | 0 | 0
Coal | 2.08 | 0 | 0 | 0 | 0 | 0
Geo | 0 | 0 | 0 | 0 | 0 | 0
H | 0 | 0 | 0 | 0 | 0 | 0
LFG | 0 | 0 | 0 | 0 | 0 | 0
Nuc | 0 | 0 | 0 | 0 | 0 | 0
PS | 0 | 0 | 0 | 0 | 0 | 0
PV | 0 | 0 | 0 | 0 | 0 | 0
PeakG | 0 | 0 | 0 | 0 | 0 | 0
PeakO | 0 | 0 | 0 | 0 | 0 | 0
ST | 0 | 0 | 0 | 0 | 0 | 0
STOG | 0 | 0 | 0 | 0 | 0 | 0
STWD | 0 | 0 | 0 | 0 | 0 | 0
WT | 0 | 0 | 0 | 0 | 0 | 0
IGCC | 0 | 0 | 0 | 0 | 0 | 0
DemandResponse | 0 | 0 | 0 | 0 | 0 | 0
IGCC-CCS | 0 | 0 | 0 | 0 | 0 | 0
WT_off | 0 | 0 | 0 | 0 | 0 | 0
PseudoUnit | 0 | 0 | 0 | 0 | 0 | 0
FixedInterchange | 0 | 0 | 0 | 0 | 0 | 0
Emission Cost by Reporting Type: SP15
ReportingType | 2015 | 2020 | 2025 | 2030 | 2035 | 2040
BM | 0 | 0 | 0 | 0 | 0 | 0
CC | 0 | 0 | 0 | 0 | 0 | 0
CSP | 0 | 0 | 0 | 0 | 0 | 0
CT | 0 | 0 | 0 | 0 | 0 | 0
Coal | 0.01 | 0 | 0 | 0 | 0 | 0
Geo | 0 | 0 | 0 | 0 | 0 | 0
H | 0 | 0 | 0 | 0 | 0 | 0
LFG | 0 | 0 | 0 | 0 | 0 | 0
Nuc | 0 | 0 | 0 | 0 | 0 | 0
PS | 0 | 0 | 0 | 0 | 0 | 0
PV | 0 | 0 | 0 | 0 | 0 | 0
PeakG | 0 | 0 | 0 | 0 | 0 | 0
PeakO | 0 | 0 | 0 | 0 | 0 | 0
ST | 0 | 0 | 0 | 0 | 0 | 0
STOG | 0 | 0 | 0 | 0 | 0 | 0
STWD | 0 | 0 | 0 | 0 | 0 | 0
WT | 0 | 0 | 0 | 0 | 0 | 0
IGCC | 0 | 0 | 0 | 0 | 0 | 0
DemandResponse | 0 | 0 | 0 | 0 | 0 | 0
IGCC-CCS | 0 | 0 | 0 | 0 | 0 | 0
WT_off | 0 | 0 | 0 | 0 | 0 | 0
PseudoUnit | 0 | 0 | 0 | 0 | 0 | 0
FixedInterchange | 0 | 0 | 0 | 0 | 0 | 0
Emission Cost by Reporting Type: ALB
ReportingType | 2015 | 2020 | 2025 | 2030 | 2035 | 2040
BM | 0 | 0 | 0 | 0 | 0 | 0
CC | 0 | 0 | 0 | 0 | 0 | 0
CSP | 0 | 0 | 0 | 0 | 0 | 0
CT | 0 | 0 | 0 | 0 | 0 | 0
Coal | 0 | 0 | 0 | 0 | 0 | 0
Geo | 0 | 0 | 0 | 0 | 0 | 0
H | 0 | 0 | 0 | 0 | 0 | 0
LFG | 0 | 0 | 0 | 0 | 0 | 0
Nuc | 0 | 0 | 0 | 0 | 0 | 0
PS | 0 | 0 | 0 | 0 | 0 | 0
PV | 0 | 0 | 0 | 0 | 0 | 0
PeakG | 0 | 0 | 0 | 0 | 0 | 0
PeakO | 0 | 0 | 0 | 0 | 0 | 0
ST | 0 | 0 | 0 | 0 | 0 | 0
STOG | 0 | 0 | 0 | 0 | 0 | 0
STWD | 0 | 0 | 0 | 0 | 0 | 0
WT | 0 | 0 | 0 | 0 | 0 | 0
IGCC | 0 | 0 | 0 | 0 | 0 | 0
DemandResponse | 0 | 0 | 0 | 0 | 0 | 0
IGCC-CCS | 0 | 0 | 0 | 0 | 0 | 0
WT_off | 0 | 0 | 0 | 0 | 0 | 0
PseudoUnit | 0 | 0 | 0 | 0 | 0 | 0
FixedInterchange | 0 | 0 | 0 | 0 | 0 | 0
Emission Cost by Reporting Type: BC
ReportingType | 2015 | 2020 | 2025 | 2030 | 2035 | 2040
BM | 0 | 0 | 0 | 0 | 0 | 0
CC | 0 | 0 | 0 | 0 | 0 | 0
CSP | 0 | 0 | 0 | 0 | 0 | 0
CT | 0 | 0 | 0 | 0 | 0 | 0
Coal | 0 | 0 | 0 | 0 | 0 | 0
Geo | 0 | 0 | 0 | 0 | 0 | 0
H | 0 | 0 | 0 | 0 | 0 | 0
LFG | 0 | 0 | 0 | 0 | 0 | 0
Nuc | 0 | 0 | 0 | 0 | 0 | 0
PS | 0 | 0 | 0 | 0 | 0 | 0
PV | 0 | 0 | 0 | 0 | 0 | 0
PeakG | 0 | 0 | 0 | 0 | 0 | 0
PeakO | 0 | 0 | 0 | 0 | 0 | 0
ST | 0 | 0 | 0 | 0 | 0 | 0
STOG | 0 | 0 | 0 | 0 | 0 | 0
STWD | 0 | 0 | 0 | 0 | 0 | 0
WT | 0 | 0 | 0 | 0 | 0 | 0
IGCC | 0 | 0 | 0 | 0 | 0 | 0
DemandResponse | 0 | 0 | 0 | 0 | 0 | 0
IGCC-CCS | 0 | 0 | 0 | 0 | 0 | 0
WT_off | 0 | 0 | 0 | 0 | 0 | 0
PseudoUnit | 0 | 0 | 0 | 0 | 0 | 0
FixedInterchange | 0 | 0 | 0 | 0 | 0 | 0
Emission Cost by Reporting Type: HQ_IESO
ReportingType | 2015 | 2020 | 2025 | 2030 | 2035 | 2040
BM | 0 | 0 | 0 | 0 | 0 | 0
CC | 0 | 0 | 0 | 0 | 0 | 0
CSP | 0 | 0 | 0 | 0 | 0 | 0
CT | 0 | 0 | 0 | 0 | 0 | 0
Coal | 0 | 0 | 0 | 0 | 0 | 0
Geo | 0 | 0 | 0 | 0 | 0 | 0
H | 0 | 0 | 0 | 0 | 0 | 0
LFG | 0 | 0 | 0 | 0 | 0 | 0
Nuc | 0 | 0 | 0 | 0 | 0 | 0
PS | 0 | 0 | 0 | 0 | 0 | 0
PV | 0 | 0 | 0 | 0 | 0 | 0
PeakG | 0 | 0 | 0 | 0 | 0 | 0
PeakO | 0 | 0 | 0 | 0 | 0 | 0
ST | 0 | 0 | 0 | 0 | 0 | 0
STOG | 0 | 0 | 0 | 0 | 0 | 0
STWD | 0 | 0 | 0 | 0 | 0 | 0
WT | 0 | 0 | 0 | 0 | 0 | 0
IGCC | 0 | 0 | 0 | 0 | 0 | 0
DemandResponse | 0 | 0 | 0 | 0 | 0 | 0
IGCC-CCS | 0 | 0 | 0 | 0 | 0 | 0
WT_off | 0 | 0 | 0 | 0 | 0 | 0
PseudoUnit | 0 | 0 | 0 | 0 | 0 | 0
FixedInterchange | 0 | 0 | 0 | 0 | 0 | 0
Emission Cost by Reporting Type: HQ_NEISO
ReportingType | 2015 | 2020 | 2025 | 2030 | 2035 | 2040
BM | 0 | 0 | 0 | 0 | 0 | 0
CC | 0 | 0 | 0 | 0 | 0 | 0
CSP | 0 | 0 | 0 | 0 | 0 | 0
CT | 0 | 0 | 0 | 0 | 0 | 0
Coal | 0 | 0 | 0 | 0 | 0 | 0
Geo | 0 | 0 | 0 | 0 | 0 | 0
H | 0 | 0 | 0 | 0 | 0 | 0
LFG | 0 | 0 | 0 | 0 | 0 | 0
Nuc | 0 | 0 | 0 | 0 | 0 | 0
PS | 0 | 0 | 0 | 0 | 0 | 0
PV | 0 | 0 | 0 | 0 | 0 | 0
PeakG | 0 | 0 | 0 | 0 | 0 | 0
PeakO | 0 | 0 | 0 | 0 | 0 | 0
ST | 0 | 0 | 0 | 0 | 0 | 0
STOG | 0 | 0 | 0 | 0 | 0 | 0
STWD | 0 | 0 | 0 | 0 | 0 | 0
WT | 0 | 0 | 0 | 0 | 0 | 0
IGCC | 0 | 0 | 0 | 0 | 0 | 0
DemandResponse | 0 | 0 | 0 | 0 | 0 | 0
IGCC-CCS | 0 | 0 | 0 | 0 | 0 | 0
WT_off | 0 | 0 | 0 | 0 | 0 | 0
PseudoUnit | 0 | 0 | 0 | 0 | 0 | 0
FixedInterchange | 0 | 0 | 0 | 0 | 0 | 0
Emission Cost by Reporting Type: HQ_NY
ReportingType | 2015 | 2020 | 2025 | 2030 | 2035 | 2040
BM | 0 | 0 | 0 | 0 | 0 | 0
CC | 0 | 0 | 0 | 0 | 0 | 0
CSP | 0 | 0 | 0 | 0 | 0 | 0
CT | 0 | 0 | 0 | 0 | 0 | 0
Coal | 0 | 0 | 0 | 0 | 0 | 0
Geo | 0 | 0 | 0 | 0 | 0 | 0
H | 0 | 0 | 0 | 0 | 0 | 0
LFG | 0 | 0 | 0 | 0 | 0 | 0
Nuc | 0 | 0 | 0 | 0 | 0 | 0
PS | 0 | 0 | 0 | 0 | 0 | 0
PV | 0 | 0 | 0 | 0 | 0 | 0
PeakG | 0 | 0 | 0 | 0 | 0 | 0
PeakO | 0 | 0 | 0 | 0 | 0 | 0
ST | 0 | 0 | 0 | 0 | 0 | 0
STOG | 0 | 0 | 0 | 0 | 0 | 0
STWD | 0 | 0 | 0 | 0 | 0 | 0
WT | 0 | 0 | 0 | 0 | 0 | 0
IGCC | 0 | 0 | 0 | 0 | 0 | 0
DemandResponse | 0 | 0 | 0 | 0 | 0 | 0
IGCC-CCS | 0 | 0 | 0 | 0 | 0 | 0
WT_off | 0 | 0 | 0 | 0 | 0 | 0
PseudoUnit | 0 | 0 | 0 | 0 | 0 | 0
FixedInterchange | 0 | 0 | 0 | 0 | 0 | 0
Emission Cost by Reporting Type: MARITIMES
ReportingType | 2015 | 2020 | 2025 | 2030 | 2035 | 2040
BM | 0 | 0 | 0 | 0 | 0 | 0
CC | 0 | 0 | 0 | 0 | 0 | 0
CSP | 0 | 0 | 0 | 0 | 0 | 0
CT | 0 | 0 | 0 | 0 | 0 | 0
Coal | 0 | 0 | 0 | 0 | 0 | 0
Geo | 0 | 0 | 0 | 0 | 0 | 0
H | 0 | 0 | 0 | 0 | 0 | 0
LFG | 0 | 0 | 0 | 0 | 0 | 0
Nuc | 0 | 0 | 0 | 0 | 0 | 0
PS | 0 | 0 | 0 | 0 | 0 | 0
PV | 0 | 0 | 0 | 0 | 0 | 0
PeakG | 0 | 0 | 0 | 0 | 0 | 0
PeakO | 0 | 0 | 0 | 0 | 0 | 0
ST | 0 | 0 | 0 | 0 | 0 | 0
STOG | 0 | 0 | 0 | 0 | 0 | 0
STWD | 0 | 0 | 0 | 0 | 0 | 0
WT | 0 | 0 | 0 | 0 | 0 | 0
IGCC | 0 | 0 | 0 | 0 | 0 | 0
DemandResponse | 0 | 0 | 0 | 0 | 0 | 0
IGCC-CCS | 0 | 0 | 0 | 0 | 0 | 0
WT_off | 0 | 0 | 0 | 0 | 0 | 0
PseudoUnit | 0 | 0 | 0 | 0 | 0 | 0
FixedInterchange | 0 | 0 | 0 | 0 | 0 | 0
Emission Cost by Reporting Type: All
ReportingType | 2015 | 2020 | 2025 | 2030 | 2035 | 2040
BM | 0 | 0 | 0 | 0 | 0 | 0
CC | 0 | 0 | 0 | 0 | 0 | 0
CSP | 0 | 0 | 0 | 0 | 0 | 0
CT | 0 | 0 | 0 | 0 | 0 | 0
Coal | 465.58 | 0 | 0 | 0 | 0 | 0
Geo | 0 | 0 | 0 | 0 | 0 | 0
H | 0 | 0 | 0 | 0 | 0 | 0
LFG | 0 | 0 | 0 | 0 | 0 | 0
Nuc | 0 | 0 | 0 | 0 | 0 | 0
PS | 0 | 0 | 0 | 0 | 0 | 0
PV | 0 | 0 | 0 | 0 | 0 | 0
PeakG | 0 | 0 | 0 | 0 | 0 | 0
PeakO | 0 | 0 | 0 | 0 | 0 | 0
ST | 0 | 0 | 0 | 0 | 0 | 0
STOG | 0 | 0 | 0 | 0 | 0 | 0
STWD | 0 | 0 | 0 | 0 | 0 | 0
WT | 0 | 0 | 0 | 0 | 0 | 0
IGCC | 0.21 | 0 | 0 | 0 | 0 | 0
DemandResponse | 0 | 0 | 0 | 0 | 0 | 0
IGCC-CCS | 0 | 0 | 0 | 0 | 0 | 0
WT_off | 0 | 0 | 0 | 0 | 0 | 0
PseudoUnit | 0 | 0 | 0 | 0 | 0 | 0
FixedInterchange | 0 | 0 | 0 | 0 | 0 | 0
Emission Cost by Reporting Type: EI_US
ReportingType | 2015 | 2020 | 2025 | 2030 | 2035 | 2040
BM | 0 | 0 | 0 | 0 | 0 | 0
CC | 0 | 0 | 0 | 0 | 0 | 0
CSP | 0 | 0 | 0 | 0 | 0 | 0
CT | 0 | 0 | 0 | 0 | 0 | 0
Coal | 438.29 | 0 | 0 | 0 | 0 | 0
Geo | 0 | 0 | 0 | 0 | 0 | 0
H | 0 | 0 | 0 | 0 | 0 | 0
LFG | 0 | 0 | 0 | 0 | 0 | 0
Nuc | 0 | 0 | 0 | 0 | 0 | 0
PS | 0 | 0 | 0 | 0 | 0 | 0
PV | 0 | 0 | 0 | 0 | 0 | 0
PeakG | 0 | 0 | 0 | 0 | 0 | 0
PeakO | 0 | 0 | 0 | 0 | 0 | 0
ST | 0 | 0 | 0 | 0 | 0 | 0
STOG | 0 | 0 | 0 | 0 | 0 | 0
STWD | 0 | 0 | 0 | 0 | 0 | 0
WT | 0 | 0 | 0 | 0 | 0 | 0
IGCC | 0.21 | 0 | 0 | 0 | 0 | 0
DemandResponse | 0 | 0 | 0 | 0 | 0 | 0
IGCC-CCS | 0 | 0 | 0 | 0 | 0 | 0
WT_off | 0 | 0 | 0 | 0 | 0 | 0
PseudoUnit | 0 | 0 | 0 | 0 | 0 | 0
FixedInterchange | 0 | 0 | 0 | 0 | 0 | 0
Emission Cost by Reporting Type: EI_Canada
ReportingType | 2015 | 2020 | 2025 | 2030 | 2035 | 2040
BM | 0 | 0 | 0 | 0 | 0 | 0
CC | 0 | 0 | 0 | 0 | 0 | 0
CSP | 0 | 0 | 0 | 0 | 0 | 0
CT | 0 | 0 | 0 | 0 | 0 | 0
Coal | 0 | 0 | 0 | 0 | 0 | 0
Geo | 0 | 0 | 0 | 0 | 0 | 0
H | 0 | 0 | 0 | 0 | 0 | 0
LFG | 0 | 0 | 0 | 0 | 0 | 0
Nuc | 0 | 0 | 0 | 0 | 0 | 0
PS | 0 | 0 | 0 | 0 | 0 | 0
PV | 0 | 0 | 0 | 0 | 0 | 0
PeakG | 0 | 0 | 0 | 0 | 0 | 0
PeakO | 0 | 0 | 0 | 0 | 0 | 0
ST | 0 | 0 | 0 | 0 | 0 | 0
STOG | 0 | 0 | 0 | 0 | 0 | 0
STWD | 0 | 0 | 0 | 0 | 0 | 0
WT | 0 | 0 | 0 | 0 | 0 | 0
IGCC | 0 | 0 | 0 | 0 | 0 | 0
DemandResponse | 0 | 0 | 0 | 0 | 0 | 0
IGCC-CCS | 0 | 0 | 0 | 0 | 0 | 0
WT_off | 0 | 0 | 0 | 0 | 0 | 0
PseudoUnit | 0 | 0 | 0 | 0 | 0 | 0
FixedInterchange | 0 | 0 | 0 | 0 | 0 | 0
Emission Cost by Reporting Type: EI
ReportingType | 2015 | 2020 | 2025 | 2030 | 2035 | 2040
BM | 0 | 0 | 0 | 0 | 0 | 0
CC | 0 | 0 | 0 | 0 | 0 | 0
CSP | 0 | 0 | 0 | 0 | 0 | 0
CT | 0 | 0 | 0 | 0 | 0 | 0
Coal | 438.29 | 0 | 0 | 0 | 0 | 0
Geo | 0 | 0 | 0 | 0 | 0 | 0
H | 0 | 0 | 0 | 0 | 0 | 0
LFG | 0 | 0 | 0 | 0 | 0 | 0
Nuc | 0 | 0 | 0 | 0 | 0 | 0
PS | 0 | 0 | 0 | 0 | 0 | 0
PV | 0 | 0 | 0 | 0 | 0 | 0
PeakG | 0 | 0 | 0 | 0 | 0 | 0
PeakO | 0 | 0 | 0 | 0 | 0 | 0
ST | 0 | 0 | 0 | 0 | 0 | 0
STOG | 0 | 0 | 0 | 0 | 0 | 0
STWD | 0 | 0 | 0 | 0 | 0 | 0
WT | 0 | 0 | 0 | 0 | 0 | 0
IGCC | 0.21 | 0 | 0 | 0 | 0 | 0
DemandResponse | 0 | 0 | 0 | 0 | 0 | 0
IGCC-CCS | 0 | 0 | 0 | 0 | 0 | 0
WT_off | 0 | 0 | 0 | 0 | 0 | 0
PseudoUnit | 0 | 0 | 0 | 0 | 0 | 0
FixedInterchange | 0 | 0 | 0 | 0 | 0 | 0
Emission Cost by Reporting Type: Outside_EI
ReportingType | 2015 | 2020 | 2025 | 2030 | 2035 | 2040
BM | 0 | 0 | 0 | 0 | 0 | 0
CC | 0 | 0 | 0 | 0 | 0 | 0
CSP | 0 | 0 | 0 | 0 | 0 | 0
CT | 0 | 0 | 0 | 0 | 0 | 0
Coal | 27.29 | 0 | 0 | 0 | 0 | 0
Geo | 0 | 0 | 0 | 0 | 0 | 0
H | 0 | 0 | 0 | 0 | 0 | 0
LFG | 0 | 0 | 0 | 0 | 0 | 0
Nuc | 0 | 0 | 0 | 0 | 0 | 0
PS | 0 | 0 | 0 | 0 | 0 | 0
PV | 0 | 0 | 0 | 0 | 0 | 0
PeakG | 0 | 0 | 0 | 0 | 0 | 0
PeakO | 0 | 0 | 0 | 0 | 0 | 0
ST | 0 | 0 | 0 | 0 | 0 | 0
STOG | 0 | 0 | 0 | 0 | 0 | 0
STWD | 0 | 0 | 0 | 0 | 0 | 0
WT | 0 | 0 | 0 | 0 | 0 | 0
IGCC | 0 | 0 | 0 | 0 | 0 | 0
DemandResponse | 0 | 0 | 0 | 0 | 0 | 0
IGCC-CCS | 0 | 0 | 0 | 0 | 0 | 0
WT_off | 0 | 0 | 0 | 0 | 0 | 0
PseudoUnit | 0 | 0 | 0 | 0 | 0 | 0
FixedInterchange | 0 | 0 | 0 | 0 | 0 | 0
==== Emission Program: CAIRNoxSeasonal : (NOx) ====
Emission Cost by Reporting Type: Entergy
ReportingType | 2015 | 2020 | 2025 | 2030 | 2035 | 2040
BM | 0 | 0 | 0 | 0 | 0 | 0
CC | 0 | 0 | 0 | 0 | 0 | 0
CSP | 0 | 0 | 0 | 0 | 0 | 0
CT | 0 | 0 | 0 | 0 | 0 | 0
Coal | 0 | 0 | 0 | 0 | 0 | 0
Geo | 0 | 0 | 0 | 0 | 0 | 0
H | 0 | 0 | 0 | 0 | 0 | 0
LFG | 0 | 0 | 0 | 0 | 0 | 0
Nuc | 0 | 0 | 0 | 0 | 0 | 0
PS | 0 | 0 | 0 | 0 | 0 | 0
PV | 0 | 0 | 0 | 0 | 0 | 0
PeakG | 0 | 0 | 0 | 0 | 0 | 0
PeakO | 0 | 0 | 0 | 0 | 0 | 0
ST | 0 | 0 | 0 | 0 | 0 | 0
STOG | 0 | 0 | 0 | 0 | 0 | 0
STWD | 0 | 0 | 0 | 0 | 0 | 0
WT | 0 | 0 | 0 | 0 | 0 | 0
IGCC | 0 | 0 | 0 | 0 | 0 | 0
DemandResponse | 0 | 0 | 0 | 0 | 0 | 0
IGCC-CCS | 0 | 0 | 0 | 0 | 0 | 0
WT_off | 0 | 0 | 0 | 0 | 0 | 0
PseudoUnit | 0 | 0 | 0 | 0 | 0 | 0
FixedInterchange | 0 | 0 | 0 | 0 | 0 | 0
Emission Cost by Reporting Type: FRCC
ReportingType | 2015 | 2020 | 2025 | 2030 | 2035 | 2040
BM | 0 | 0 | 0 | 0 | 0 | 0
CC | 0 | 0 | 0 | 0 | 0 | 0
CSP | 0 | 0 | 0 | 0 | 0 | 0
CT | 0 | 0 | 0 | 0 | 0 | 0
Coal | 0 | 0 | 0 | 0 | 0 | 0
Geo | 0 | 0 | 0 | 0 | 0 | 0
H | 0 | 0 | 0 | 0 | 0 | 0
LFG | 0 | 0 | 0 | 0 | 0 | 0
Nuc | 0 | 0 | 0 | 0 | 0 | 0
PS | 0 | 0 | 0 | 0 | 0 | 0
PV | 0 | 0 | 0 | 0 | 0 | 0
PeakG | 0 | 0 | 0 | 0 | 0 | 0
PeakO | 0 | 0 | 0 | 0 | 0 | 0
ST | 0 | 0 | 0 | 0 | 0 | 0
STOG | 0 | 0 | 0 | 0 | 0 | 0
STWD | 0 | 0 | 0 | 0 | 0 | 0
WT | 0 | 0 | 0 | 0 | 0 | 0
IGCC | 0 | 0 | 0 | 0 | 0 | 0
DemandResponse | 0 | 0 | 0 | 0 | 0 | 0
IGCC-CCS | 0 | 0 | 0 | 0 | 0 | 0
WT_off | 0 | 0 | 0 | 0 | 0 | 0
PseudoUnit | 0 | 0 | 0 | 0 | 0 | 0
FixedInterchange | 0 | 0 | 0 | 0 | 0 | 0
Emission Cost by Reporting Type: MAPP_US
ReportingType | 2015 | 2020 | 2025 | 2030 | 2035 | 2040
BM | 0 | 0 | 0 | 0 | 0 | 0
CC | 0 | 0 | 0 | 0 | 0 | 0
CSP | 0 | 0 | 0 | 0 | 0 | 0
CT | 0 | 0 | 0 | 0 | 0 | 0
Coal | 0 | 0 | 0 | 0 | 0 | 0
Geo | 0 | 0 | 0 | 0 | 0 | 0
H | 0 | 0 | 0 | 0 | 0 | 0
LFG | 0 | 0 | 0 | 0 | 0 | 0
Nuc | 0 | 0 | 0 | 0 | 0 | 0
PS | 0 | 0 | 0 | 0 | 0 | 0
PV | 0 | 0 | 0 | 0 | 0 | 0
PeakG | 0 | 0 | 0 | 0 | 0 | 0
PeakO | 0 | 0 | 0 | 0 | 0 | 0
ST | 0 | 0 | 0 | 0 | 0 | 0
STOG | 0 | 0 | 0 | 0 | 0 | 0
STWD | 0 | 0 | 0 | 0 | 0 | 0
WT | 0 | 0 | 0 | 0 | 0 | 0
IGCC | 0 | 0 | 0 | 0 | 0 | 0
DemandResponse | 0 | 0 | 0 | 0 | 0 | 0
IGCC-CCS | 0 | 0 | 0 | 0 | 0 | 0
WT_off | 0 | 0 | 0 | 0 | 0 | 0
PseudoUnit | 0 | 0 | 0 | 0 | 0 | 0
FixedInterchange | 0 | 0 | 0 | 0 | 0 | 0
Emission Cost by Reporting Type: MISO_IN
ReportingType | 2015 | 2020 | 2025 | 2030 | 2035 | 2040
BM | 0 | 0 | 0 | 0 | 0 | 0
CC | 0 | 0 | 0 | 0 | 0 | 0
CSP | 0 | 0 | 0 | 0 | 0 | 0
CT | 0 | 0 | 0 | 0 | 0 | 0
Coal | 0 | 0 | 0 | 0 | 0 | 0
Geo | 0 | 0 | 0 | 0 | 0 | 0
H | 0 | 0 | 0 | 0 | 0 | 0
LFG | 0 | 0 | 0 | 0 | 0 | 0
Nuc | 0 | 0 | 0 | 0 | 0 | 0
PS | 0 | 0 | 0 | 0 | 0 | 0
PV | 0 | 0 | 0 | 0 | 0 | 0
PeakG | 0 | 0 | 0 | 0 | 0 | 0
PeakO | 0 | 0 | 0 | 0 | 0 | 0
ST | 0 | 0 | 0 | 0 | 0 | 0
STOG | 0 | 0 | 0 | 0 | 0 | 0
STWD | 0 | 0 | 0 | 0 | 0 | 0
WT | 0 | 0 | 0 | 0 | 0 | 0
IGCC | 0 | 0 | 0 | 0 | 0 | 0
DemandResponse | 0 | 0 | 0 | 0 | 0 | 0
IGCC-CCS | 0 | 0 | 0 | 0 | 0 | 0
WT_off | 0 | 0 | 0 | 0 | 0 | 0
PseudoUnit | 0 | 0 | 0 | 0 | 0 | 0
FixedInterchange | 0 | 0 | 0 | 0 | 0 | 0
Emission Cost by Reporting Type: MISO_MI
ReportingType | 2015 | 2020 | 2025 | 2030 | 2035 | 2040
BM | 0 | 0 | 0 | 0 | 0 | 0
CC | 0 | 0 | 0 | 0 | 0 | 0
CSP | 0 | 0 | 0 | 0 | 0 | 0
CT | 0 | 0 | 0 | 0 | 0 | 0
Coal | 0 | 0 | 0 | 0 | 0 | 0
Geo | 0 | 0 | 0 | 0 | 0 | 0
H | 0 | 0 | 0 | 0 | 0 | 0
LFG | 0 | 0 | 0 | 0 | 0 | 0
Nuc | 0 | 0 | 0 | 0 | 0 | 0
PS | 0 | 0 | 0 | 0 | 0 | 0
PV | 0 | 0 | 0 | 0 | 0 | 0
PeakG | 0 | 0 | 0 | 0 | 0 | 0
PeakO | 0 | 0 | 0 | 0 | 0 | 0
ST | 0 | 0 | 0 | 0 | 0 | 0
STOG | 0 | 0 | 0 | 0 | 0 | 0
STWD | 0 | 0 | 0 | 0 | 0 | 0
WT | 0 | 0 | 0 | 0 | 0 | 0
IGCC | 0 | 0 | 0 | 0 | 0 | 0
DemandResponse | 0 | 0 | 0 | 0 | 0 | 0
IGCC-CCS | 0 | 0 | 0 | 0 | 0 | 0
WT_off | 0 | 0 | 0 | 0 | 0 | 0
PseudoUnit | 0 | 0 | 0 | 0 | 0 | 0
FixedInterchange | 0 | 0 | 0 | 0 | 0 | 0
Emission Cost by Reporting Type: MISO_MO-IL
ReportingType | 2015 | 2020 | 2025 | 2030 | 2035 | 2040
BM | 0 | 0 | 0 | 0 | 0 | 0
CC | 0 | 0 | 0 | 0 | 0 | 0
CSP | 0 | 0 | 0 | 0 | 0 | 0
CT | 0 | 0 | 0 | 0 | 0 | 0
Coal | 0 | 0 | 0 | 0 | 0 | 0
Geo | 0 | 0 | 0 | 0 | 0 | 0
H | 0 | 0 | 0 | 0 | 0 | 0
LFG | 0 | 0 | 0 | 0 | 0 | 0
Nuc | 0 | 0 | 0 | 0 | 0 | 0
PS | 0 | 0 | 0 | 0 | 0 | 0
PV | 0 | 0 | 0 | 0 | 0 | 0
PeakG | 0 | 0 | 0 | 0 | 0 | 0
PeakO | 0 | 0 | 0 | 0 | 0 | 0
ST | 0 | 0 | 0 | 0 | 0 | 0
STOG | 0 | 0 | 0 | 0 | 0 | 0
STWD | 0 | 0 | 0 | 0 | 0 | 0
WT | 0 | 0 | 0 | 0 | 0 | 0
IGCC | 0 | 0 | 0 | 0 | 0 | 0
DemandResponse | 0 | 0 | 0 | 0 | 0 | 0
IGCC-CCS | 0 | 0 | 0 | 0 | 0 | 0
WT_off | 0 | 0 | 0 | 0 | 0 | 0
PseudoUnit | 0 | 0 | 0 | 0 | 0 | 0
FixedInterchange | 0 | 0 | 0 | 0 | 0 | 0
Emission Cost by Reporting Type: MISO_W
ReportingType | 2015 | 2020 | 2025 | 2030 | 2035 | 2040
BM | 0 | 0 | 0 | 0 | 0 | 0
CC | 0 | 0 | 0 | 0 | 0 | 0
CSP | 0 | 0 | 0 | 0 | 0 | 0
CT | 0 | 0 | 0 | 0 | 0 | 0
Coal | 0 | 0 | 0 | 0 | 0 | 0
Geo | 0 | 0 | 0 | 0 | 0 | 0
H | 0 | 0 | 0 | 0 | 0 | 0
LFG | 0 | 0 | 0 | 0 | 0 | 0
Nuc | 0 | 0 | 0 | 0 | 0 | 0
PS | 0 | 0 | 0 | 0 | 0 | 0
PV | 0 | 0 | 0 | 0 | 0 | 0
PeakG | 0 | 0 | 0 | 0 | 0 | 0
PeakO | 0 | 0 | 0 | 0 | 0 | 0
ST | 0 | 0 | 0 | 0 | 0 | 0
STOG | 0 | 0 | 0 | 0 | 0 | 0
STWD | 0 | 0 | 0 | 0 | 0 | 0
WT | 0 | 0 | 0 | 0 | 0 | 0
IGCC | 0 | 0 | 0 | 0 | 0 | 0
DemandResponse | 0 | 0 | 0 | 0 | 0 | 0
IGCC-CCS | 0 | 0 | 0 | 0 | 0 | 0
WT_off | 0 | 0 | 0 | 0 | 0 | 0
PseudoUnit | 0 | 0 | 0 | 0 | 0 | 0
FixedInterchange | 0 | 0 | 0 | 0 | 0 | 0
Emission Cost by Reporting Type: MISO_WUMS
ReportingType | 2015 | 2020 | 2025 | 2030 | 2035 | 2040
BM | 0 | 0 | 0 | 0 | 0 | 0
CC | 0 | 0 | 0 | 0 | 0 | 0
CSP | 0 | 0 | 0 | 0 | 0 | 0
CT | 0 | 0 | 0 | 0 | 0 | 0
Coal | 0 | 0 | 0 | 0 | 0 | 0
Geo | 0 | 0 | 0 | 0 | 0 | 0
H | 0 | 0 | 0 | 0 | 0 | 0
LFG | 0 | 0 | 0 | 0 | 0 | 0
Nuc | 0 | 0 | 0 | 0 | 0 | 0
PS | 0 | 0 | 0 | 0 | 0 | 0
PV | 0 | 0 | 0 | 0 | 0 | 0
PeakG | 0 | 0 | 0 | 0 | 0 | 0
PeakO | 0 | 0 | 0 | 0 | 0 | 0
ST | 0 | 0 | 0 | 0 | 0 | 0
STOG | 0 | 0 | 0 | 0 | 0 | 0
STWD | 0 | 0 | 0 | 0 | 0 | 0
WT | 0 | 0 | 0 | 0 | 0 | 0
IGCC | 0 | 0 | 0 | 0 | 0 | 0
DemandResponse | 0 | 0 | 0 | 0 | 0 | 0
IGCC-CCS | 0 | 0 | 0 | 0 | 0 | 0
WT_off | 0 | 0 | 0 | 0 | 0 | 0
PseudoUnit | 0 | 0 | 0 | 0 | 0 | 0
FixedInterchange | 0 | 0 | 0 | 0 | 0 | 0
Emission Cost by Reporting Type: Nebraska
ReportingType | 2015 | 2020 | 2025 | 2030 | 2035 | 2040
BM | 0 | 0 | 0 | 0 | 0 | 0
CC | 0 | 0 | 0 | 0 | 0 | 0
CSP | 0 | 0 | 0 | 0 | 0 | 0
CT | 0 | 0 | 0 | 0 | 0 | 0
Coal | 0 | 0 | 0 | 0 | 0 | 0
Geo | 0 | 0 | 0 | 0 | 0 | 0
H | 0 | 0 | 0 | 0 | 0 | 0
LFG | 0 | 0 | 0 | 0 | 0 | 0
Nuc | 0 | 0 | 0 | 0 | 0 | 0
PS | 0 | 0 | 0 | 0 | 0 | 0
PV | 0 | 0 | 0 | 0 | 0 | 0
PeakG | 0 | 0 | 0 | 0 | 0 | 0
PeakO | 0 | 0 | 0 | 0 | 0 | 0
ST | 0 | 0 | 0 | 0 | 0 | 0
STOG | 0 | 0 | 0 | 0 | 0 | 0
STWD | 0 | 0 | 0 | 0 | 0 | 0
WT | 0 | 0 | 0 | 0 | 0 | 0
IGCC | 0 | 0 | 0 | 0 | 0 | 0
DemandResponse | 0 | 0 | 0 | 0 | 0 | 0
IGCC-CCS | 0 | 0 | 0 | 0 | 0 | 0
WT_off | 0 | 0 | 0 | 0 | 0 | 0
PseudoUnit | 0 | 0 | 0 | 0 | 0 | 0
FixedInterchange | 0 | 0 | 0 | 0 | 0 | 0
Emission Cost by Reporting Type: NEISO
ReportingType | 2015 | 2020 | 2025 | 2030 | 2035 | 2040
BM | 0 | 0 | 0 | 0 | 0 | 0
CC | 0 | 0 | 0 | 0 | 0 | 0
CSP | 0 | 0 | 0 | 0 | 0 | 0
CT | 0 | 0 | 0 | 0 | 0 | 0
Coal | 0 | 0 | 0 | 0 | 0 | 0
Geo | 0 | 0 | 0 | 0 | 0 | 0
H | 0 | 0 | 0 | 0 | 0 | 0
LFG | 0 | 0 | 0 | 0 | 0 | 0
Nuc | 0 | 0 | 0 | 0 | 0 | 0
PS | 0 | 0 | 0 | 0 | 0 | 0
PV | 0 | 0 | 0 | 0 | 0 | 0
PeakG | 0 | 0 | 0 | 0 | 0 | 0
PeakO | 0 | 0 | 0 | 0 | 0 | 0
ST | 0 | 0 | 0 | 0 | 0 | 0
STOG | 0 | 0 | 0 | 0 | 0 | 0
STWD | 0 | 0 | 0 | 0 | 0 | 0
WT | 0 | 0 | 0 | 0 | 0 | 0
IGCC | 0 | 0 | 0 | 0 | 0 | 0
DemandResponse | 0 | 0 | 0 | 0 | 0 | 0
IGCC-CCS | 0 | 0 | 0 | 0 | 0 | 0
WT_off | 0 | 0 | 0 | 0 | 0 | 0
PseudoUnit | 0 | 0 | 0 | 0 | 0 | 0
FixedInterchange | 0 | 0 | 0 | 0 | 0 | 0
Emission Cost by Reporting Type: NonRTO_Midwest
ReportingType | 2015 | 2020 | 2025 | 2030 | 2035 | 2040
BM | 0 | 0 | 0 | 0 | 0 | 0
CC | 0 | 0 | 0 | 0 | 0 | 0
CSP | 0 | 0 | 0 | 0 | 0 | 0
CT | 0 | 0 | 0 | 0 | 0 | 0
Coal | 0 | 0 | 0 | 0 | 0 | 0
Geo | 0 | 0 | 0 | 0 | 0 | 0
H | 0 | 0 | 0 | 0 | 0 | 0
LFG | 0 | 0 | 0 | 0 | 0 | 0
Nuc | 0 | 0 | 0 | 0 | 0 | 0
PS | 0 | 0 | 0 | 0 | 0 | 0
PV | 0 | 0 | 0 | 0 | 0 | 0
PeakG | 0 | 0 | 0 | 0 | 0 | 0
PeakO | 0 | 0 | 0 | 0 | 0 | 0
ST | 0 | 0 | 0 | 0 | 0 | 0
STOG | 0 | 0 | 0 | 0 | 0 | 0
STWD | 0 | 0 | 0 | 0 | 0 | 0
WT | 0 | 0 | 0 | 0 | 0 | 0
IGCC | 0 | 0 | 0 | 0 | 0 | 0
DemandResponse | 0 | 0 | 0 | 0 | 0 | 0
IGCC-CCS | 0 | 0 | 0 | 0 | 0 | 0
WT_off | 0 | 0 | 0 | 0 | 0 | 0
PseudoUnit | 0 | 0 | 0 | 0 | 0 | 0
FixedInterchange | 0 | 0 | 0 | 0 | 0 | 0
Emission Cost by Reporting Type: NYISO_A-F
ReportingType | 2015 | 2020 | 2025 | 2030 | 2035 | 2040
BM | 0 | 0 | 0 | 0 | 0 | 0
CC | 0 | 0 | 0 | 0 | 0 | 0
CSP | 0 | 0 | 0 | 0 | 0 | 0
CT | 0 | 0 | 0 | 0 | 0 | 0
Coal | 0 | 0 | 0 | 0 | 0 | 0
Geo | 0 | 0 | 0 | 0 | 0 | 0
H | 0 | 0 | 0 | 0 | 0 | 0
LFG | 0 | 0 | 0 | 0 | 0 | 0
Nuc | 0 | 0 | 0 | 0 | 0 | 0
PS | 0 | 0 | 0 | 0 | 0 | 0
PV | 0 | 0 | 0 | 0 | 0 | 0
PeakG | 0 | 0 | 0 | 0 | 0 | 0
PeakO | 0 | 0 | 0 | 0 | 0 | 0
ST | 0 | 0 | 0 | 0 | 0 | 0
STOG | 0 | 0 | 0 | 0 | 0 | 0
STWD | 0 | 0 | 0 | 0 | 0 | 0
WT | 0 | 0 | 0 | 0 | 0 | 0
IGCC | 0 | 0 | 0 | 0 | 0 | 0
DemandResponse | 0 | 0 | 0 | 0 | 0 | 0
IGCC-CCS | 0 | 0 | 0 | 0 | 0 | 0
WT_off | 0 | 0 | 0 | 0 | 0 | 0
PseudoUnit | 0 | 0 | 0 | 0 | 0 | 0
FixedInterchange | 0 | 0 | 0 | 0 | 0 | 0
Emission Cost by Reporting Type: NYISO_G-I
ReportingType | 2015 | 2020 | 2025 | 2030 | 2035 | 2040
BM | 0 | 0 | 0 | 0 | 0 | 0
CC | 0 | 0 | 0 | 0 | 0 | 0
CSP | 0 | 0 | 0 | 0 | 0 | 0
CT | 0 | 0 | 0 | 0 | 0 | 0
Coal | 0 | 0 | 0 | 0 | 0 | 0
Geo | 0 | 0 | 0 | 0 | 0 | 0
H | 0 | 0 | 0 | 0 | 0 | 0
LFG | 0 | 0 | 0 | 0 | 0 | 0
Nuc | 0 | 0 | 0 | 0 | 0 | 0
PS | 0 | 0 | 0 | 0 | 0 | 0
PV | 0 | 0 | 0 | 0 | 0 | 0
PeakG | 0 | 0 | 0 | 0 | 0 | 0
PeakO | 0 | 0 | 0 | 0 | 0 | 0
ST | 0 | 0 | 0 | 0 | 0 | 0
STOG | 0 | 0 | 0 | 0 | 0 | 0
STWD | 0 | 0 | 0 | 0 | 0 | 0
WT | 0 | 0 | 0 | 0 | 0 | 0
IGCC | 0 | 0 | 0 | 0 | 0 | 0
DemandResponse | 0 | 0 | 0 | 0 | 0 | 0
IGCC-CCS | 0 | 0 | 0 | 0 | 0 | 0
WT_off | 0 | 0 | 0 | 0 | 0 | 0
PseudoUnit | 0 | 0 | 0 | 0 | 0 | 0
FixedInterchange | 0 | 0 | 0 | 0 | 0 | 0
Emission Cost by Reporting Type: NYISO_J-K
ReportingType | 2015 | 2020 | 2025 | 2030 | 2035 | 2040
BM | 0 | 0 | 0 | 0 | 0 | 0
CC | 0 | 0 | 0 | 0 | 0 | 0
CSP | 0 | 0 | 0 | 0 | 0 | 0
CT | 0 | 0 | 0 | 0 | 0 | 0
Coal | 0 | 0 | 0 | 0 | 0 | 0
Geo | 0 | 0 | 0 | 0 | 0 | 0
H | 0 | 0 | 0 | 0 | 0 | 0
LFG | 0 | 0 | 0 | 0 | 0 | 0
Nuc | 0 | 0 | 0 | 0 | 0 | 0
PS | 0 | 0 | 0 | 0 | 0 | 0
PV | 0 | 0 | 0 | 0 | 0 | 0
PeakG | 0 | 0 | 0 | 0 | 0 | 0
PeakO | 0 | 0 | 0 | 0 | 0 | 0
ST | 0 | 0 | 0 | 0 | 0 | 0
STOG | 0 | 0 | 0 | 0 | 0 | 0
STWD | 0 | 0 | 0 | 0 | 0 | 0
WT | 0 | 0 | 0 | 0 | 0 | 0
IGCC | 0 | 0 | 0 | 0 | 0 | 0
DemandResponse | 0 | 0 | 0 | 0 | 0 | 0
IGCC-CCS | 0 | 0 | 0 | 0 | 0 | 0
WT_off | 0 | 0 | 0 | 0 | 0 | 0
PseudoUnit | 0 | 0 | 0 | 0 | 0 | 0
FixedInterchange | 0 | 0 | 0 | 0 | 0 | 0
Emission Cost by Reporting Type: PJM_E
ReportingType | 2015 | 2020 | 2025 | 2030 | 2035 | 2040
BM | 0 | 0 | 0 | 0 | 0 | 0
CC | 0 | 0 | 0 | 0 | 0 | 0
CSP | 0 | 0 | 0 | 0 | 0 | 0
CT | 0 | 0 | 0 | 0 | 0 | 0
Coal | 0 | 0 | 0 | 0 | 0 | 0
Geo | 0 | 0 | 0 | 0 | 0 | 0
H | 0 | 0 | 0 | 0 | 0 | 0
LFG | 0 | 0 | 0 | 0 | 0 | 0
Nuc | 0 | 0 | 0 | 0 | 0 | 0
PS | 0 | 0 | 0 | 0 | 0 | 0
PV | 0 | 0 | 0 | 0 | 0 | 0
PeakG | 0 | 0 | 0 | 0 | 0 | 0
PeakO | 0 | 0 | 0 | 0 | 0 | 0
ST | 0 | 0 | 0 | 0 | 0 | 0
STOG | 0 | 0 | 0 | 0 | 0 | 0
STWD | 0 | 0 | 0 | 0 | 0 | 0
WT | 0 | 0 | 0 | 0 | 0 | 0
IGCC | 0 | 0 | 0 | 0 | 0 | 0
DemandResponse | 0 | 0 | 0 | 0 | 0 | 0
IGCC-CCS | 0 | 0 | 0 | 0 | 0 | 0
WT_off | 0 | 0 | 0 | 0 | 0 | 0
PseudoUnit | 0 | 0 | 0 | 0 | 0 | 0
FixedInterchange | 0 | 0 | 0 | 0 | 0 | 0
Emission Cost by Reporting Type: PJM_ROM
ReportingType | 2015 | 2020 | 2025 | 2030 | 2035 | 2040
BM | 0 | 0 | 0 | 0 | 0 | 0
CC | 0 | 0 | 0 | 0 | 0 | 0
CSP | 0 | 0 | 0 | 0 | 0 | 0
CT | 0 | 0 | 0 | 0 | 0 | 0
Coal | 0 | 0 | 0 | 0 | 0 | 0
Geo | 0 | 0 | 0 | 0 | 0 | 0
H | 0 | 0 | 0 | 0 | 0 | 0
LFG | 0 | 0 | 0 | 0 | 0 | 0
Nuc | 0 | 0 | 0 | 0 | 0 | 0
PS | 0 | 0 | 0 | 0 | 0 | 0
PV | 0 | 0 | 0 | 0 | 0 | 0
PeakG | 0 | 0 | 0 | 0 | 0 | 0
PeakO | 0 | 0 | 0 | 0 | 0 | 0
ST | 0 | 0 | 0 | 0 | 0 | 0
STOG | 0 | 0 | 0 | 0 | 0 | 0
STWD | 0 | 0 | 0 | 0 | 0 | 0
WT | 0 | 0 | 0 | 0 | 0 | 0
IGCC | 0 | 0 | 0 | 0 | 0 | 0
DemandResponse | 0 | 0 | 0 | 0 | 0 | 0
IGCC-CCS | 0 | 0 | 0 | 0 | 0 | 0
WT_off | 0 | 0 | 0 | 0 | 0 | 0
PseudoUnit | 0 | 0 | 0 | 0 | 0 | 0
FixedInterchange | 0 | 0 | 0 | 0 | 0 | 0
Emission Cost by Reporting Type: PJM_ROR
ReportingType | 2015 | 2020 | 2025 | 2030 | 2035 | 2040
BM | 0 | 0 | 0 | 0 | 0 | 0
CC | 0 | 0 | 0 | 0 | 0 | 0
CSP | 0 | 0 | 0 | 0 | 0 | 0
CT | 0 | 0 | 0 | 0 | 0 | 0
Coal | 0 | 0 | 0 | 0 | 0 | 0
Geo | 0 | 0 | 0 | 0 | 0 | 0
H | 0 | 0 | 0 | 0 | 0 | 0
LFG | 0 | 0 | 0 | 0 | 0 | 0
Nuc | 0 | 0 | 0 | 0 | 0 | 0
PS | 0 | 0 | 0 | 0 | 0 | 0
PV | 0 | 0 | 0 | 0 | 0 | 0
PeakG | 0 | 0 | 0 | 0 | 0 | 0
PeakO | 0 | 0 | 0 | 0 | 0 | 0
ST | 0 | 0 | 0 | 0 | 0 | 0
STOG | 0 | 0 | 0 | 0 | 0 | 0
STWD | 0 | 0 | 0 | 0 | 0 | 0
WT | 0 | 0 | 0 | 0 | 0 | 0
IGCC | 0 | 0 | 0 | 0 | 0 | 0
DemandResponse | 0 | 0 | 0 | 0 | 0 | 0
IGCC-CCS | 0 | 0 | 0 | 0 | 0 | 0
WT_off | 0 | 0 | 0 | 0 | 0 | 0
PseudoUnit | 0 | 0 | 0 | 0 | 0 | 0
FixedInterchange | 0 | 0 | 0 | 0 | 0 | 0
Emission Cost by Reporting Type: SOCO
ReportingType | 2015 | 2020 | 2025 | 2030 | 2035 | 2040
BM | 0 | 0 | 0 | 0 | 0 | 0
CC | 0 | 0 | 0 | 0 | 0 | 0
CSP | 0 | 0 | 0 | 0 | 0 | 0
CT | 0 | 0 | 0 | 0 | 0 | 0
Coal | 0 | 0 | 0 | 0 | 0 | 0
Geo | 0 | 0 | 0 | 0 | 0 | 0
H | 0 | 0 | 0 | 0 | 0 | 0
LFG | 0 | 0 | 0 | 0 | 0 | 0
Nuc | 0 | 0 | 0 | 0 | 0 | 0
PS | 0 | 0 | 0 | 0 | 0 | 0
PV | 0 | 0 | 0 | 0 | 0 | 0
PeakG | 0 | 0 | 0 | 0 | 0 | 0
PeakO | 0 | 0 | 0 | 0 | 0 | 0
ST | 0 | 0 | 0 | 0 | 0 | 0
STOG | 0 | 0 | 0 | 0 | 0 | 0
STWD | 0 | 0 | 0 | 0 | 0 | 0
WT | 0 | 0 | 0 | 0 | 0 | 0
IGCC | 0 | 0 | 0 | 0 | 0 | 0
DemandResponse | 0 | 0 | 0 | 0 | 0 | 0
IGCC-CCS | 0 | 0 | 0 | 0 | 0 | 0
WT_off | 0 | 0 | 0 | 0 | 0 | 0
PseudoUnit | 0 | 0 | 0 | 0 | 0 | 0
FixedInterchange | 0 | 0 | 0 | 0 | 0 | 0
Emission Cost by Reporting Type: SPP_N
ReportingType | 2015 | 2020 | 2025 | 2030 | 2035 | 2040
BM | 0 | 0 | 0 | 0 | 0 | 0
CC | 0 | 0 | 0 | 0 | 0 | 0
CSP | 0 | 0 | 0 | 0 | 0 | 0
CT | 0 | 0 | 0 | 0 | 0 | 0
Coal | 0 | 0 | 0 | 0 | 0 | 0
Geo | 0 | 0 | 0 | 0 | 0 | 0
H | 0 | 0 | 0 | 0 | 0 | 0
LFG | 0 | 0 | 0 | 0 | 0 | 0
Nuc | 0 | 0 | 0 | 0 | 0 | 0
PS | 0 | 0 | 0 | 0 | 0 | 0
PV | 0 | 0 | 0 | 0 | 0 | 0
PeakG | 0 | 0 | 0 | 0 | 0 | 0
PeakO | 0 | 0 | 0 | 0 | 0 | 0
ST | 0 | 0 | 0 | 0 | 0 | 0
STOG | 0 | 0 | 0 | 0 | 0 | 0
STWD | 0 | 0 | 0 | 0 | 0 | 0
WT | 0 | 0 | 0 | 0 | 0 | 0
IGCC | 0 | 0 | 0 | 0 | 0 | 0
DemandResponse | 0 | 0 | 0 | 0 | 0 | 0
IGCC-CCS | 0 | 0 | 0 | 0 | 0 | 0
WT_off | 0 | 0 | 0 | 0 | 0 | 0
PseudoUnit | 0 | 0 | 0 | 0 | 0 | 0
FixedInterchange | 0 | 0 | 0 | 0 | 0 | 0
Emission Cost by Reporting Type: SPP_S
ReportingType | 2015 | 2020 | 2025 | 2030 | 2035 | 2040
BM | 0 | 0 | 0 | 0 | 0 | 0
CC | 0 | 0 | 0 | 0 | 0 | 0
CSP | 0 | 0 | 0 | 0 | 0 | 0
CT | 0 | 0 | 0 | 0 | 0 | 0
Coal | 0 | 0 | 0 | 0 | 0 | 0
Geo | 0 | 0 | 0 | 0 | 0 | 0
H | 0 | 0 | 0 | 0 | 0 | 0
LFG | 0 | 0 | 0 | 0 | 0 | 0
Nuc | 0 | 0 | 0 | 0 | 0 | 0
PS | 0 | 0 | 0 | 0 | 0 | 0
PV | 0 | 0 | 0 | 0 | 0 | 0
PeakG | 0 | 0 | 0 | 0 | 0 | 0
PeakO | 0 | 0 | 0 | 0 | 0 | 0
ST | 0 | 0 | 0 | 0 | 0 | 0
STOG | 0 | 0 | 0 | 0 | 0 | 0
STWD | 0 | 0 | 0 | 0 | 0 | 0
WT | 0 | 0 | 0 | 0 | 0 | 0
IGCC | 0 | 0 | 0 | 0 | 0 | 0
DemandResponse | 0 | 0 | 0 | 0 | 0 | 0
IGCC-CCS | 0 | 0 | 0 | 0 | 0 | 0
WT_off | 0 | 0 | 0 | 0 | 0 | 0
PseudoUnit | 0 | 0 | 0 | 0 | 0 | 0
FixedInterchange | 0 | 0 | 0 | 0 | 0 | 0
Emission Cost by Reporting Type: TVA
ReportingType | 2015 | 2020 | 2025 | 2030 | 2035 | 2040
BM | 0 | 0 | 0 | 0 | 0 | 0
CC | 0 | 0 | 0 | 0 | 0 | 0
CSP | 0 | 0 | 0 | 0 | 0 | 0
CT | 0 | 0 | 0 | 0 | 0 | 0
Coal | 0 | 0 | 0 | 0 | 0 | 0
Geo | 0 | 0 | 0 | 0 | 0 | 0
H | 0 | 0 | 0 | 0 | 0 | 0
LFG | 0 | 0 | 0 | 0 | 0 | 0
Nuc | 0 | 0 | 0 | 0 | 0 | 0
PS | 0 | 0 | 0 | 0 | 0 | 0
PV | 0 | 0 | 0 | 0 | 0 | 0
PeakG | 0 | 0 | 0 | 0 | 0 | 0
PeakO | 0 | 0 | 0 | 0 | 0 | 0
ST | 0 | 0 | 0 | 0 | 0 | 0
STOG | 0 | 0 | 0 | 0 | 0 | 0
STWD | 0 | 0 | 0 | 0 | 0 | 0
WT | 0 | 0 | 0 | 0 | 0 | 0
IGCC | 0 | 0 | 0 | 0 | 0 | 0
DemandResponse | 0 | 0 | 0 | 0 | 0 | 0
IGCC-CCS | 0 | 0 | 0 | 0 | 0 | 0
WT_off | 0 | 0 | 0 | 0 | 0 | 0
PseudoUnit | 0 | 0 | 0 | 0 | 0 | 0
FixedInterchange | 0 | 0 | 0 | 0 | 0 | 0
Emission Cost by Reporting Type: TVA_Transmission
ReportingType | 2015 | 2020 | 2025 | 2030 | 2035 | 2040
BM | 0 | 0 | 0 | 0 | 0 | 0
CC | 0 | 0 | 0 | 0 | 0 | 0
CSP | 0 | 0 | 0 | 0 | 0 | 0
CT | 0 | 0 | 0 | 0 | 0 | 0
Coal | 0 | 0 | 0 | 0 | 0 | 0
Geo | 0 | 0 | 0 | 0 | 0 | 0
H | 0 | 0 | 0 | 0 | 0 | 0
LFG | 0 | 0 | 0 | 0 | 0 | 0
Nuc | 0 | 0 | 0 | 0 | 0 | 0
PS | 0 | 0 | 0 | 0 | 0 | 0
PV | 0 | 0 | 0 | 0 | 0 | 0
PeakG | 0 | 0 | 0 | 0 | 0 | 0
PeakO | 0 | 0 | 0 | 0 | 0 | 0
ST | 0 | 0 | 0 | 0 | 0 | 0
STOG | 0 | 0 | 0 | 0 | 0 | 0
STWD | 0 | 0 | 0 | 0 | 0 | 0
WT | 0 | 0 | 0 | 0 | 0 | 0
IGCC | 0 | 0 | 0 | 0 | 0 | 0
DemandResponse | 0 | 0 | 0 | 0 | 0 | 0
IGCC-CCS | 0 | 0 | 0 | 0 | 0 | 0
WT_off | 0 | 0 | 0 | 0 | 0 | 0
PseudoUnit | 0 | 0 | 0 | 0 | 0 | 0
FixedInterchange | 0 | 0 | 0 | 0 | 0 | 0
Emission Cost by Reporting Type: VACAR
ReportingType | 2015 | 2020 | 2025 | 2030 | 2035 | 2040
BM | 0 | 0 | 0 | 0 | 0 | 0
CC | 0 | 0 | 0 | 0 | 0 | 0
CSP | 0 | 0 | 0 | 0 | 0 | 0
CT | 0 | 0 | 0 | 0 | 0 | 0
Coal | 0 | 0 | 0 | 0 | 0 | 0
Geo | 0 | 0 | 0 | 0 | 0 | 0
H | 0 | 0 | 0 | 0 | 0 | 0
LFG | 0 | 0 | 0 | 0 | 0 | 0
Nuc | 0 | 0 | 0 | 0 | 0 | 0
PS | 0 | 0 | 0 | 0 | 0 | 0
PV | 0 | 0 | 0 | 0 | 0 | 0
PeakG | 0 | 0 | 0 | 0 | 0 | 0
PeakO | 0 | 0 | 0 | 0 | 0 | 0
ST | 0 | 0 | 0 | 0 | 0 | 0
STOG | 0 | 0 | 0 | 0 | 0 | 0
STWD | 0 | 0 | 0 | 0 | 0 | 0
WT | 0 | 0 | 0 | 0 | 0 | 0
IGCC | 0 | 0 | 0 | 0 | 0 | 0
DemandResponse | 0 | 0 | 0 | 0 | 0 | 0
IGCC-CCS | 0 | 0 | 0 | 0 | 0 | 0
WT_off | 0 | 0 | 0 | 0 | 0 | 0
PseudoUnit | 0 | 0 | 0 | 0 | 0 | 0
FixedInterchange | 0 | 0 | 0 | 0 | 0 | 0
Emission Cost by Reporting Type: IESO
ReportingType | 2015 | 2020 | 2025 | 2030 | 2035 | 2040
BM | 0 | 0 | 0 | 0 | 0 | 0
CC | 0 | 0 | 0 | 0 | 0 | 0
CSP | 0 | 0 | 0 | 0 | 0 | 0
CT | 0 | 0 | 0 | 0 | 0 | 0
Coal | 0 | 0 | 0 | 0 | 0 | 0
Geo | 0 | 0 | 0 | 0 | 0 | 0
H | 0 | 0 | 0 | 0 | 0 | 0
LFG | 0 | 0 | 0 | 0 | 0 | 0
Nuc | 0 | 0 | 0 | 0 | 0 | 0
PS | 0 | 0 | 0 | 0 | 0 | 0
PV | 0 | 0 | 0 | 0 | 0 | 0
PeakG | 0 | 0 | 0 | 0 | 0 | 0
PeakO | 0 | 0 | 0 | 0 | 0 | 0
ST | 0 | 0 | 0 | 0 | 0 | 0
STOG | 0 | 0 | 0 | 0 | 0 | 0
STWD | 0 | 0 | 0 | 0 | 0 | 0
WT | 0 | 0 | 0 | 0 | 0 | 0
IGCC | 0 | 0 | 0 | 0 | 0 | 0
DemandResponse | 0 | 0 | 0 | 0 | 0 | 0
IGCC-CCS | 0 | 0 | 0 | 0 | 0 | 0
WT_off | 0 | 0 | 0 | 0 | 0 | 0
PseudoUnit | 0 | 0 | 0 | 0 | 0 | 0
FixedInterchange | 0 | 0 | 0 | 0 | 0 | 0
Emission Cost by Reporting Type: MAPP_CA
ReportingType | 2015 | 2020 | 2025 | 2030 | 2035 | 2040
BM | 0 | 0 | 0 | 0 | 0 | 0
CC | 0 | 0 | 0 | 0 | 0 | 0
CSP | 0 | 0 | 0 | 0 | 0 | 0
CT | 0 | 0 | 0 | 0 | 0 | 0
Coal | 0 | 0 | 0 | 0 | 0 | 0
Geo | 0 | 0 | 0 | 0 | 0 | 0
H | 0 | 0 | 0 | 0 | 0 | 0
LFG | 0 | 0 | 0 | 0 | 0 | 0
Nuc | 0 | 0 | 0 | 0 | 0 | 0
PS | 0 | 0 | 0 | 0 | 0 | 0
PV | 0 | 0 | 0 | 0 | 0 | 0
PeakG | 0 | 0 | 0 | 0 | 0 | 0
PeakO | 0 | 0 | 0 | 0 | 0 | 0
ST | 0 | 0 | 0 | 0 | 0 | 0
STOG | 0 | 0 | 0 | 0 | 0 | 0
STWD | 0 | 0 | 0 | 0 | 0 | 0
WT | 0 | 0 | 0 | 0 | 0 | 0
IGCC | 0 | 0 | 0 | 0 | 0 | 0
DemandResponse | 0 | 0 | 0 | 0 | 0 | 0
IGCC-CCS | 0 | 0 | 0 | 0 | 0 | 0
WT_off | 0 | 0 | 0 | 0 | 0 | 0
PseudoUnit | 0 | 0 | 0 | 0 | 0 | 0
FixedInterchange | 0 | 0 | 0 | 0 | 0 | 0
Emission Cost by Reporting Type: AZ_NM_SNV_Coal
ReportingType | 2015 | 2020 | 2025 | 2030 | 2035 | 2040
BM | 0 | 0 | 0 | 0 | 0 | 0
CC | 0 | 0 | 0 | 0 | 0 | 0
CSP | 0 | 0 | 0 | 0 | 0 | 0
CT | 0 | 0 | 0 | 0 | 0 | 0
Coal | 0 | 0 | 0 | 0 | 0 | 0
Geo | 0 | 0 | 0 | 0 | 0 | 0
H | 0 | 0 | 0 | 0 | 0 | 0
LFG | 0 | 0 | 0 | 0 | 0 | 0
Nuc | 0 | 0 | 0 | 0 | 0 | 0
PS | 0 | 0 | 0 | 0 | 0 | 0
PV | 0 | 0 | 0 | 0 | 0 | 0
PeakG | 0 | 0 | 0 | 0 | 0 | 0
PeakO | 0 | 0 | 0 | 0 | 0 | 0
ST | 0 | 0 | 0 | 0 | 0 | 0
STOG | 0 | 0 | 0 | 0 | 0 | 0
STWD | 0 | 0 | 0 | 0 | 0 | 0
WT | 0 | 0 | 0 | 0 | 0 | 0
IGCC | 0 | 0 | 0 | 0 | 0 | 0
DemandResponse | 0 | 0 | 0 | 0 | 0 | 0
IGCC-CCS | 0 | 0 | 0 | 0 | 0 | 0
WT_off | 0 | 0 | 0 | 0 | 0 | 0
PseudoUnit | 0 | 0 | 0 | 0 | 0 | 0
FixedInterchange | 0 | 0 | 0 | 0 | 0 | 0
Emission Cost by Reporting Type: AZ_NM_SNV_Gas
ReportingType | 2015 | 2020 | 2025 | 2030 | 2035 | 2040
BM | 0 | 0 | 0 | 0 | 0 | 0
CC | 0 | 0 | 0 | 0 | 0 | 0
CSP | 0 | 0 | 0 | 0 | 0 | 0
CT | 0 | 0 | 0 | 0 | 0 | 0
Coal | 0 | 0 | 0 | 0 | 0 | 0
Geo | 0 | 0 | 0 | 0 | 0 | 0
H | 0 | 0 | 0 | 0 | 0 | 0
LFG | 0 | 0 | 0 | 0 | 0 | 0
Nuc | 0 | 0 | 0 | 0 | 0 | 0
PS | 0 | 0 | 0 | 0 | 0 | 0
PV | 0 | 0 | 0 | 0 | 0 | 0
PeakG | 0 | 0 | 0 | 0 | 0 | 0
PeakO | 0 | 0 | 0 | 0 | 0 | 0
ST | 0 | 0 | 0 | 0 | 0 | 0
STOG | 0 | 0 | 0 | 0 | 0 | 0
STWD | 0 | 0 | 0 | 0 | 0 | 0
WT | 0 | 0 | 0 | 0 | 0 | 0
IGCC | 0 | 0 | 0 | 0 | 0 | 0
DemandResponse | 0 | 0 | 0 | 0 | 0 | 0
IGCC-CCS | 0 | 0 | 0 | 0 | 0 | 0
WT_off | 0 | 0 | 0 | 0 | 0 | 0
PseudoUnit | 0 | 0 | 0 | 0 | 0 | 0
FixedInterchange | 0 | 0 | 0 | 0 | 0 | 0
Emission Cost by Reporting Type: AZ_NM_SNV_NucRenew
ReportingType | 2015 | 2020 | 2025 | 2030 | 2035 | 2040
BM | 0 | 0 | 0 | 0 | 0 | 0
CC | 0 | 0 | 0 | 0 | 0 | 0
CSP | 0 | 0 | 0 | 0 | 0 | 0
CT | 0 | 0 | 0 | 0 | 0 | 0
Coal | 0 | 0 | 0 | 0 | 0 | 0
Geo | 0 | 0 | 0 | 0 | 0 | 0
H | 0 | 0 | 0 | 0 | 0 | 0
LFG | 0 | 0 | 0 | 0 | 0 | 0
Nuc | 0 | 0 | 0 | 0 | 0 | 0
PS | 0 | 0 | 0 | 0 | 0 | 0
PV | 0 | 0 | 0 | 0 | 0 | 0
PeakG | 0 | 0 | 0 | 0 | 0 | 0
PeakO | 0 | 0 | 0 | 0 | 0 | 0
ST | 0 | 0 | 0 | 0 | 0 | 0
STOG | 0 | 0 | 0 | 0 | 0 | 0
STWD | 0 | 0 | 0 | 0 | 0 | 0
WT | 0 | 0 | 0 | 0 | 0 | 0
IGCC | 0 | 0 | 0 | 0 | 0 | 0
DemandResponse | 0 | 0 | 0 | 0 | 0 | 0
IGCC-CCS | 0 | 0 | 0 | 0 | 0 | 0
WT_off | 0 | 0 | 0 | 0 | 0 | 0
PseudoUnit | 0 | 0 | 0 | 0 | 0 | 0
FixedInterchange | 0 | 0 | 0 | 0 | 0 | 0
Emission Cost by Reporting Type: ERCOT
ReportingType | 2015 | 2020 | 2025 | 2030 | 2035 | 2040
BM | 0 | 0 | 0 | 0 | 0 | 0
CC | 0 | 0 | 0 | 0 | 0 | 0
CSP | 0 | 0 | 0 | 0 | 0 | 0
CT | 0 | 0 | 0 | 0 | 0 | 0
Coal | 0 | 0 | 0 | 0 | 0 | 0
Geo | 0 | 0 | 0 | 0 | 0 | 0
H | 0 | 0 | 0 | 0 | 0 | 0
LFG | 0 | 0 | 0 | 0 | 0 | 0
Nuc | 0 | 0 | 0 | 0 | 0 | 0
PS | 0 | 0 | 0 | 0 | 0 | 0
PV | 0 | 0 | 0 | 0 | 0 | 0
PeakG | 0 | 0 | 0 | 0 | 0 | 0
PeakO | 0 | 0 | 0 | 0 | 0 | 0
ST | 0 | 0 | 0 | 0 | 0 | 0
STOG | 0 | 0 | 0 | 0 | 0 | 0
STWD | 0 | 0 | 0 | 0 | 0 | 0
WT | 0 | 0 | 0 | 0 | 0 | 0
IGCC | 0 | 0 | 0 | 0 | 0 | 0
DemandResponse | 0 | 0 | 0 | 0 | 0 | 0
IGCC-CCS | 0 | 0 | 0 | 0 | 0 | 0
WT_off | 0 | 0 | 0 | 0 | 0 | 0
PseudoUnit | 0 | 0 | 0 | 0 | 0 | 0
FixedInterchange | 0 | 0 | 0 | 0 | 0 | 0
Emission Cost by Reporting Type: NP15
ReportingType | 2015 | 2020 | 2025 | 2030 | 2035 | 2040
BM | 0 | 0 | 0 | 0 | 0 | 0
CC | 0 | 0 | 0 | 0 | 0 | 0
CSP | 0 | 0 | 0 | 0 | 0 | 0
CT | 0 | 0 | 0 | 0 | 0 | 0
Coal | 0 | 0 | 0 | 0 | 0 | 0
Geo | 0 | 0 | 0 | 0 | 0 | 0
H | 0 | 0 | 0 | 0 | 0 | 0
LFG | 0 | 0 | 0 | 0 | 0 | 0
Nuc | 0 | 0 | 0 | 0 | 0 | 0
PS | 0 | 0 | 0 | 0 | 0 | 0
PV | 0 | 0 | 0 | 0 | 0 | 0
PeakG | 0 | 0 | 0 | 0 | 0 | 0
PeakO | 0 | 0 | 0 | 0 | 0 | 0
ST | 0 | 0 | 0 | 0 | 0 | 0
STOG | 0 | 0 | 0 | 0 | 0 | 0
STWD | 0 | 0 | 0 | 0 | 0 | 0
WT | 0 | 0 | 0 | 0 | 0 | 0
IGCC | 0 | 0 | 0 | 0 | 0 | 0
DemandResponse | 0 | 0 | 0 | 0 | 0 | 0
IGCC-CCS | 0 | 0 | 0 | 0 | 0 | 0
WT_off | 0 | 0 | 0 | 0 | 0 | 0
PseudoUnit | 0 | 0 | 0 | 0 | 0 | 0
FixedInterchange | 0 | 0 | 0 | 0 | 0 | 0
Emission Cost by Reporting Type: NWPP_Coal
ReportingType | 2015 | 2020 | 2025 | 2030 | 2035 | 2040
BM | 0 | 0 | 0 | 0 | 0 | 0
CC | 0 | 0 | 0 | 0 | 0 | 0
CSP | 0 | 0 | 0 | 0 | 0 | 0
CT | 0 | 0 | 0 | 0 | 0 | 0
Coal | 0 | 0 | 0 | 0 | 0 | 0
Geo | 0 | 0 | 0 | 0 | 0 | 0
H | 0 | 0 | 0 | 0 | 0 | 0
LFG | 0 | 0 | 0 | 0 | 0 | 0
Nuc | 0 | 0 | 0 | 0 | 0 | 0
PS | 0 | 0 | 0 | 0 | 0 | 0
PV | 0 | 0 | 0 | 0 | 0 | 0
PeakG | 0 | 0 | 0 | 0 | 0 | 0
PeakO | 0 | 0 | 0 | 0 | 0 | 0
ST | 0 | 0 | 0 | 0 | 0 | 0
STOG | 0 | 0 | 0 | 0 | 0 | 0
STWD | 0 | 0 | 0 | 0 | 0 | 0
WT | 0 | 0 | 0 | 0 | 0 | 0
IGCC | 0 | 0 | 0 | 0 | 0 | 0
DemandResponse | 0 | 0 | 0 | 0 | 0 | 0
IGCC-CCS | 0 | 0 | 0 | 0 | 0 | 0
WT_off | 0 | 0 | 0 | 0 | 0 | 0
PseudoUnit | 0 | 0 | 0 | 0 | 0 | 0
FixedInterchange | 0 | 0 | 0 | 0 | 0 | 0
Emission Cost by Reporting Type: NWPP_Gas
ReportingType | 2015 | 2020 | 2025 | 2030 | 2035 | 2040
BM | 0 | 0 | 0 | 0 | 0 | 0
CC | 0 | 0 | 0 | 0 | 0 | 0
CSP | 0 | 0 | 0 | 0 | 0 | 0
CT | 0 | 0 | 0 | 0 | 0 | 0
Coal | 0 | 0 | 0 | 0 | 0 | 0
Geo | 0 | 0 | 0 | 0 | 0 | 0
H | 0 | 0 | 0 | 0 | 0 | 0
LFG | 0 | 0 | 0 | 0 | 0 | 0
Nuc | 0 | 0 | 0 | 0 | 0 | 0
PS | 0 | 0 | 0 | 0 | 0 | 0
PV | 0 | 0 | 0 | 0 | 0 | 0
PeakG | 0 | 0 | 0 | 0 | 0 | 0
PeakO | 0 | 0 | 0 | 0 | 0 | 0
ST | 0 | 0 | 0 | 0 | 0 | 0
STOG | 0 | 0 | 0 | 0 | 0 | 0
STWD | 0 | 0 | 0 | 0 | 0 | 0
WT | 0 | 0 | 0 | 0 | 0 | 0
IGCC | 0 | 0 | 0 | 0 | 0 | 0
DemandResponse | 0 | 0 | 0 | 0 | 0 | 0
IGCC-CCS | 0 | 0 | 0 | 0 | 0 | 0
WT_off | 0 | 0 | 0 | 0 | 0 | 0
PseudoUnit | 0 | 0 | 0 | 0 | 0 | 0
FixedInterchange | 0 | 0 | 0 | 0 | 0 | 0
Emission Cost by Reporting Type: NWPP_NucRenew
ReportingType | 2015 | 2020 | 2025 | 2030 | 2035 | 2040
BM | 0 | 0 | 0 | 0 | 0 | 0
CC | 0 | 0 | 0 | 0 | 0 | 0
CSP | 0 | 0 | 0 | 0 | 0 | 0
CT | 0 | 0 | 0 | 0 | 0 | 0
Coal | 0 | 0 | 0 | 0 | 0 | 0
Geo | 0 | 0 | 0 | 0 | 0 | 0
H | 0 | 0 | 0 | 0 | 0 | 0
LFG | 0 | 0 | 0 | 0 | 0 | 0
Nuc | 0 | 0 | 0 | 0 | 0 | 0
PS | 0 | 0 | 0 | 0 | 0 | 0
PV | 0 | 0 | 0 | 0 | 0 | 0
PeakG | 0 | 0 | 0 | 0 | 0 | 0
PeakO | 0 | 0 | 0 | 0 | 0 | 0
ST | 0 | 0 | 0 | 0 | 0 | 0
STOG | 0 | 0 | 0 | 0 | 0 | 0
STWD | 0 | 0 | 0 | 0 | 0 | 0
WT | 0 | 0 | 0 | 0 | 0 | 0
IGCC | 0 | 0 | 0 | 0 | 0 | 0
DemandResponse | 0 | 0 | 0 | 0 | 0 | 0
IGCC-CCS | 0 | 0 | 0 | 0 | 0 | 0
WT_off | 0 | 0 | 0 | 0 | 0 | 0
PseudoUnit | 0 | 0 | 0 | 0 | 0 | 0
FixedInterchange | 0 | 0 | 0 | 0 | 0 | 0
Emission Cost by Reporting Type: RMPA
ReportingType | 2015 | 2020 | 2025 | 2030 | 2035 | 2040
BM | 0 | 0 | 0 | 0 | 0 | 0
CC | 0 | 0 | 0 | 0 | 0 | 0
CSP | 0 | 0 | 0 | 0 | 0 | 0
CT | 0 | 0 | 0 | 0 | 0 | 0
Coal | 0 | 0 | 0 | 0 | 0 | 0
Geo | 0 | 0 | 0 | 0 | 0 | 0
H | 0 | 0 | 0 | 0 | 0 | 0
LFG | 0 | 0 | 0 | 0 | 0 | 0
Nuc | 0 | 0 | 0 | 0 | 0 | 0
PS | 0 | 0 | 0 | 0 | 0 | 0
PV | 0 | 0 | 0 | 0 | 0 | 0
PeakG | 0 | 0 | 0 | 0 | 0 | 0
PeakO | 0 | 0 | 0 | 0 | 0 | 0
ST | 0 | 0 | 0 | 0 | 0 | 0
STOG | 0 | 0 | 0 | 0 | 0 | 0
STWD | 0 | 0 | 0 | 0 | 0 | 0
WT | 0 | 0 | 0 | 0 | 0 | 0
IGCC | 0 | 0 | 0 | 0 | 0 | 0
DemandResponse | 0 | 0 | 0 | 0 | 0 | 0
IGCC-CCS | 0 | 0 | 0 | 0 | 0 | 0
WT_off | 0 | 0 | 0 | 0 | 0 | 0
PseudoUnit | 0 | 0 | 0 | 0 | 0 | 0
FixedInterchange | 0 | 0 | 0 | 0 | 0 | 0
Emission Cost by Reporting Type: SP15
ReportingType | 2015 | 2020 | 2025 | 2030 | 2035 | 2040
BM | 0 | 0 | 0 | 0 | 0 | 0
CC | 0 | 0 | 0 | 0 | 0 | 0
CSP | 0 | 0 | 0 | 0 | 0 | 0
CT | 0 | 0 | 0 | 0 | 0 | 0
Coal | 0 | 0 | 0 | 0 | 0 | 0
Geo | 0 | 0 | 0 | 0 | 0 | 0
H | 0 | 0 | 0 | 0 | 0 | 0
LFG | 0 | 0 | 0 | 0 | 0 | 0
Nuc | 0 | 0 | 0 | 0 | 0 | 0
PS | 0 | 0 | 0 | 0 | 0 | 0
PV | 0 | 0 | 0 | 0 | 0 | 0
PeakG | 0 | 0 | 0 | 0 | 0 | 0
PeakO | 0 | 0 | 0 | 0 | 0 | 0
ST | 0 | 0 | 0 | 0 | 0 | 0
STOG | 0 | 0 | 0 | 0 | 0 | 0
STWD | 0 | 0 | 0 | 0 | 0 | 0
WT | 0 | 0 | 0 | 0 | 0 | 0
IGCC | 0 | 0 | 0 | 0 | 0 | 0
DemandResponse | 0 | 0 | 0 | 0 | 0 | 0
IGCC-CCS | 0 | 0 | 0 | 0 | 0 | 0
WT_off | 0 | 0 | 0 | 0 | 0 | 0
PseudoUnit | 0 | 0 | 0 | 0 | 0 | 0
FixedInterchange | 0 | 0 | 0 | 0 | 0 | 0
Emission Cost by Reporting Type: ALB
ReportingType | 2015 | 2020 | 2025 | 2030 | 2035 | 2040
BM | 0 | 0 | 0 | 0 | 0 | 0
CC | 0 | 0 | 0 | 0 | 0 | 0
CSP | 0 | 0 | 0 | 0 | 0 | 0
CT | 0 | 0 | 0 | 0 | 0 | 0
Coal | 0 | 0 | 0 | 0 | 0 | 0
Geo | 0 | 0 | 0 | 0 | 0 | 0
H | 0 | 0 | 0 | 0 | 0 | 0
LFG | 0 | 0 | 0 | 0 | 0 | 0
Nuc | 0 | 0 | 0 | 0 | 0 | 0
PS | 0 | 0 | 0 | 0 | 0 | 0
PV | 0 | 0 | 0 | 0 | 0 | 0
PeakG | 0 | 0 | 0 | 0 | 0 | 0
PeakO | 0 | 0 | 0 | 0 | 0 | 0
ST | 0 | 0 | 0 | 0 | 0 | 0
STOG | 0 | 0 | 0 | 0 | 0 | 0
STWD | 0 | 0 | 0 | 0 | 0 | 0
WT | 0 | 0 | 0 | 0 | 0 | 0
IGCC | 0 | 0 | 0 | 0 | 0 | 0
DemandResponse | 0 | 0 | 0 | 0 | 0 | 0
IGCC-CCS | 0 | 0 | 0 | 0 | 0 | 0
WT_off | 0 | 0 | 0 | 0 | 0 | 0
PseudoUnit | 0 | 0 | 0 | 0 | 0 | 0
FixedInterchange | 0 | 0 | 0 | 0 | 0 | 0
Emission Cost by Reporting Type: BC
ReportingType | 2015 | 2020 | 2025 | 2030 | 2035 | 2040
BM | 0 | 0 | 0 | 0 | 0 | 0
CC | 0 | 0 | 0 | 0 | 0 | 0
CSP | 0 | 0 | 0 | 0 | 0 | 0
CT | 0 | 0 | 0 | 0 | 0 | 0
Coal | 0 | 0 | 0 | 0 | 0 | 0
Geo | 0 | 0 | 0 | 0 | 0 | 0
H | 0 | 0 | 0 | 0 | 0 | 0
LFG | 0 | 0 | 0 | 0 | 0 | 0
Nuc | 0 | 0 | 0 | 0 | 0 | 0
PS | 0 | 0 | 0 | 0 | 0 | 0
PV | 0 | 0 | 0 | 0 | 0 | 0
PeakG | 0 | 0 | 0 | 0 | 0 | 0
PeakO | 0 | 0 | 0 | 0 | 0 | 0
ST | 0 | 0 | 0 | 0 | 0 | 0
STOG | 0 | 0 | 0 | 0 | 0 | 0
STWD | 0 | 0 | 0 | 0 | 0 | 0
WT | 0 | 0 | 0 | 0 | 0 | 0
IGCC | 0 | 0 | 0 | 0 | 0 | 0
DemandResponse | 0 | 0 | 0 | 0 | 0 | 0
IGCC-CCS | 0 | 0 | 0 | 0 | 0 | 0
WT_off | 0 | 0 | 0 | 0 | 0 | 0
PseudoUnit | 0 | 0 | 0 | 0 | 0 | 0
FixedInterchange | 0 | 0 | 0 | 0 | 0 | 0
Emission Cost by Reporting Type: HQ_IESO
ReportingType | 2015 | 2020 | 2025 | 2030 | 2035 | 2040
BM | 0 | 0 | 0 | 0 | 0 | 0
CC | 0 | 0 | 0 | 0 | 0 | 0
CSP | 0 | 0 | 0 | 0 | 0 | 0
CT | 0 | 0 | 0 | 0 | 0 | 0
Coal | 0 | 0 | 0 | 0 | 0 | 0
Geo | 0 | 0 | 0 | 0 | 0 | 0
H | 0 | 0 | 0 | 0 | 0 | 0
LFG | 0 | 0 | 0 | 0 | 0 | 0
Nuc | 0 | 0 | 0 | 0 | 0 | 0
PS | 0 | 0 | 0 | 0 | 0 | 0
PV | 0 | 0 | 0 | 0 | 0 | 0
PeakG | 0 | 0 | 0 | 0 | 0 | 0
PeakO | 0 | 0 | 0 | 0 | 0 | 0
ST | 0 | 0 | 0 | 0 | 0 | 0
STOG | 0 | 0 | 0 | 0 | 0 | 0
STWD | 0 | 0 | 0 | 0 | 0 | 0
WT | 0 | 0 | 0 | 0 | 0 | 0
IGCC | 0 | 0 | 0 | 0 | 0 | 0
DemandResponse | 0 | 0 | 0 | 0 | 0 | 0
IGCC-CCS | 0 | 0 | 0 | 0 | 0 | 0
WT_off | 0 | 0 | 0 | 0 | 0 | 0
PseudoUnit | 0 | 0 | 0 | 0 | 0 | 0
FixedInterchange | 0 | 0 | 0 | 0 | 0 | 0
Emission Cost by Reporting Type: HQ_NEISO
ReportingType | 2015 | 2020 | 2025 | 2030 | 2035 | 2040
BM | 0 | 0 | 0 | 0 | 0 | 0
CC | 0 | 0 | 0 | 0 | 0 | 0
CSP | 0 | 0 | 0 | 0 | 0 | 0
CT | 0 | 0 | 0 | 0 | 0 | 0
Coal | 0 | 0 | 0 | 0 | 0 | 0
Geo | 0 | 0 | 0 | 0 | 0 | 0
H | 0 | 0 | 0 | 0 | 0 | 0
LFG | 0 | 0 | 0 | 0 | 0 | 0
Nuc | 0 | 0 | 0 | 0 | 0 | 0
PS | 0 | 0 | 0 | 0 | 0 | 0
PV | 0 | 0 | 0 | 0 | 0 | 0
PeakG | 0 | 0 | 0 | 0 | 0 | 0
PeakO | 0 | 0 | 0 | 0 | 0 | 0
ST | 0 | 0 | 0 | 0 | 0 | 0
STOG | 0 | 0 | 0 | 0 | 0 | 0
STWD | 0 | 0 | 0 | 0 | 0 | 0
WT | 0 | 0 | 0 | 0 | 0 | 0
IGCC | 0 | 0 | 0 | 0 | 0 | 0
DemandResponse | 0 | 0 | 0 | 0 | 0 | 0
IGCC-CCS | 0 | 0 | 0 | 0 | 0 | 0
WT_off | 0 | 0 | 0 | 0 | 0 | 0
PseudoUnit | 0 | 0 | 0 | 0 | 0 | 0
FixedInterchange | 0 | 0 | 0 | 0 | 0 | 0
Emission Cost by Reporting Type: HQ_NY
ReportingType | 2015 | 2020 | 2025 | 2030 | 2035 | 2040
BM | 0 | 0 | 0 | 0 | 0 | 0
CC | 0 | 0 | 0 | 0 | 0 | 0
CSP | 0 | 0 | 0 | 0 | 0 | 0
CT | 0 | 0 | 0 | 0 | 0 | 0
Coal | 0 | 0 | 0 | 0 | 0 | 0
Geo | 0 | 0 | 0 | 0 | 0 | 0
H | 0 | 0 | 0 | 0 | 0 | 0
LFG | 0 | 0 | 0 | 0 | 0 | 0
Nuc | 0 | 0 | 0 | 0 | 0 | 0
PS | 0 | 0 | 0 | 0 | 0 | 0
PV | 0 | 0 | 0 | 0 | 0 | 0
PeakG | 0 | 0 | 0 | 0 | 0 | 0
PeakO | 0 | 0 | 0 | 0 | 0 | 0
ST | 0 | 0 | 0 | 0 | 0 | 0
STOG | 0 | 0 | 0 | 0 | 0 | 0
STWD | 0 | 0 | 0 | 0 | 0 | 0
WT | 0 | 0 | 0 | 0 | 0 | 0
IGCC | 0 | 0 | 0 | 0 | 0 | 0
DemandResponse | 0 | 0 | 0 | 0 | 0 | 0
IGCC-CCS | 0 | 0 | 0 | 0 | 0 | 0
WT_off | 0 | 0 | 0 | 0 | 0 | 0
PseudoUnit | 0 | 0 | 0 | 0 | 0 | 0
FixedInterchange | 0 | 0 | 0 | 0 | 0 | 0
Emission Cost by Reporting Type: MARITIMES
ReportingType | 2015 | 2020 | 2025 | 2030 | 2035 | 2040
BM | 0 | 0 | 0 | 0 | 0 | 0
CC | 0 | 0 | 0 | 0 | 0 | 0
CSP | 0 | 0 | 0 | 0 | 0 | 0
CT | 0 | 0 | 0 | 0 | 0 | 0
Coal | 0 | 0 | 0 | 0 | 0 | 0
Geo | 0 | 0 | 0 | 0 | 0 | 0
H | 0 | 0 | 0 | 0 | 0 | 0
LFG | 0 | 0 | 0 | 0 | 0 | 0
Nuc | 0 | 0 | 0 | 0 | 0 | 0
PS | 0 | 0 | 0 | 0 | 0 | 0
PV | 0 | 0 | 0 | 0 | 0 | 0
PeakG | 0 | 0 | 0 | 0 | 0 | 0
PeakO | 0 | 0 | 0 | 0 | 0 | 0
ST | 0 | 0 | 0 | 0 | 0 | 0
STOG | 0 | 0 | 0 | 0 | 0 | 0
STWD | 0 | 0 | 0 | 0 | 0 | 0
WT | 0 | 0 | 0 | 0 | 0 | 0
IGCC | 0 | 0 | 0 | 0 | 0 | 0
DemandResponse | 0 | 0 | 0 | 0 | 0 | 0
IGCC-CCS | 0 | 0 | 0 | 0 | 0 | 0
WT_off | 0 | 0 | 0 | 0 | 0 | 0
PseudoUnit | 0 | 0 | 0 | 0 | 0 | 0
FixedInterchange | 0 | 0 | 0 | 0 | 0 | 0
Emission Cost by Reporting Type: All
ReportingType | 2015 | 2020 | 2025 | 2030 | 2035 | 2040
BM | 0 | 0 | 0 | 0 | 0 | 0
CC | 0 | 0 | 0 | 0 | 0 | 0
CSP | 0 | 0 | 0 | 0 | 0 | 0
CT | 0 | 0 | 0 | 0 | 0 | 0
Coal | 0 | 0 | 0 | 0 | 0 | 0
Geo | 0 | 0 | 0 | 0 | 0 | 0
H | 0 | 0 | 0 | 0 | 0 | 0
LFG | 0 | 0 | 0 | 0 | 0 | 0
Nuc | 0 | 0 | 0 | 0 | 0 | 0
PS | 0 | 0 | 0 | 0 | 0 | 0
PV | 0 | 0 | 0 | 0 | 0 | 0
PeakG | 0 | 0 | 0 | 0 | 0 | 0
PeakO | 0 | 0 | 0 | 0 | 0 | 0
ST | 0 | 0 | 0 | 0 | 0 | 0
STOG | 0 | 0 | 0 | 0 | 0 | 0
STWD | 0 | 0 | 0 | 0 | 0 | 0
WT | 0 | 0 | 0 | 0 | 0 | 0
IGCC | 0 | 0 | 0 | 0 | 0 | 0
DemandResponse | 0 | 0 | 0 | 0 | 0 | 0
IGCC-CCS | 0 | 0 | 0 | 0 | 0 | 0
WT_off | 0 | 0 | 0 | 0 | 0 | 0
PseudoUnit | 0 | 0 | 0 | 0 | 0 | 0
FixedInterchange | 0 | 0 | 0 | 0 | 0 | 0
Emission Cost by Reporting Type: EI_US
ReportingType | 2015 | 2020 | 2025 | 2030 | 2035 | 2040
BM | 0 | 0 | 0 | 0 | 0 | 0
CC | 0 | 0 | 0 | 0 | 0 | 0
CSP | 0 | 0 | 0 | 0 | 0 | 0
CT | 0 | 0 | 0 | 0 | 0 | 0
Coal | 0 | 0 | 0 | 0 | 0 | 0
Geo | 0 | 0 | 0 | 0 | 0 | 0
H | 0 | 0 | 0 | 0 | 0 | 0
LFG | 0 | 0 | 0 | 0 | 0 | 0
Nuc | 0 | 0 | 0 | 0 | 0 | 0
PS | 0 | 0 | 0 | 0 | 0 | 0
PV | 0 | 0 | 0 | 0 | 0 | 0
PeakG | 0 | 0 | 0 | 0 | 0 | 0
PeakO | 0 | 0 | 0 | 0 | 0 | 0
ST | 0 | 0 | 0 | 0 | 0 | 0
STOG | 0 | 0 | 0 | 0 | 0 | 0
STWD | 0 | 0 | 0 | 0 | 0 | 0
WT | 0 | 0 | 0 | 0 | 0 | 0
IGCC | 0 | 0 | 0 | 0 | 0 | 0
DemandResponse | 0 | 0 | 0 | 0 | 0 | 0
IGCC-CCS | 0 | 0 | 0 | 0 | 0 | 0
WT_off | 0 | 0 | 0 | 0 | 0 | 0
PseudoUnit | 0 | 0 | 0 | 0 | 0 | 0
FixedInterchange | 0 | 0 | 0 | 0 | 0 | 0
Emission Cost by Reporting Type: EI_Canada
ReportingType | 2015 | 2020 | 2025 | 2030 | 2035 | 2040
BM | 0 | 0 | 0 | 0 | 0 | 0
CC | 0 | 0 | 0 | 0 | 0 | 0
CSP | 0 | 0 | 0 | 0 | 0 | 0
CT | 0 | 0 | 0 | 0 | 0 | 0
Coal | 0 | 0 | 0 | 0 | 0 | 0
Geo | 0 | 0 | 0 | 0 | 0 | 0
H | 0 | 0 | 0 | 0 | 0 | 0
LFG | 0 | 0 | 0 | 0 | 0 | 0
Nuc | 0 | 0 | 0 | 0 | 0 | 0
PS | 0 | 0 | 0 | 0 | 0 | 0
PV | 0 | 0 | 0 | 0 | 0 | 0
PeakG | 0 | 0 | 0 | 0 | 0 | 0
PeakO | 0 | 0 | 0 | 0 | 0 | 0
ST | 0 | 0 | 0 | 0 | 0 | 0
STOG | 0 | 0 | 0 | 0 | 0 | 0
STWD | 0 | 0 | 0 | 0 | 0 | 0
WT | 0 | 0 | 0 | 0 | 0 | 0
IGCC | 0 | 0 | 0 | 0 | 0 | 0
DemandResponse | 0 | 0 | 0 | 0 | 0 | 0
IGCC-CCS | 0 | 0 | 0 | 0 | 0 | 0
WT_off | 0 | 0 | 0 | 0 | 0 | 0
PseudoUnit | 0 | 0 | 0 | 0 | 0 | 0
FixedInterchange | 0 | 0 | 0 | 0 | 0 | 0
Emission Cost by Reporting Type: EI
ReportingType | 2015 | 2020 | 2025 | 2030 | 2035 | 2040
BM | 0 | 0 | 0 | 0 | 0 | 0
CC | 0 | 0 | 0 | 0 | 0 | 0
CSP | 0 | 0 | 0 | 0 | 0 | 0
CT | 0 | 0 | 0 | 0 | 0 | 0
Coal | 0 | 0 | 0 | 0 | 0 | 0
Geo | 0 | 0 | 0 | 0 | 0 | 0
H | 0 | 0 | 0 | 0 | 0 | 0
LFG | 0 | 0 | 0 | 0 | 0 | 0
Nuc | 0 | 0 | 0 | 0 | 0 | 0
PS | 0 | 0 | 0 | 0 | 0 | 0
PV | 0 | 0 | 0 | 0 | 0 | 0
PeakG | 0 | 0 | 0 | 0 | 0 | 0
PeakO | 0 | 0 | 0 | 0 | 0 | 0
ST | 0 | 0 | 0 | 0 | 0 | 0
STOG | 0 | 0 | 0 | 0 | 0 | 0
STWD | 0 | 0 | 0 | 0 | 0 | 0
WT | 0 | 0 | 0 | 0 | 0 | 0
IGCC | 0 | 0 | 0 | 0 | 0 | 0
DemandResponse | 0 | 0 | 0 | 0 | 0 | 0
IGCC-CCS | 0 | 0 | 0 | 0 | 0 | 0
WT_off | 0 | 0 | 0 | 0 | 0 | 0
PseudoUnit | 0 | 0 | 0 | 0 | 0 | 0
FixedInterchange | 0 | 0 | 0 | 0 | 0 | 0
Emission Cost by Reporting Type: Outside_EI
ReportingType | 2015 | 2020 | 2025 | 2030 | 2035 | 2040
BM | 0 | 0 | 0 | 0 | 0 | 0
CC | 0 | 0 | 0 | 0 | 0 | 0
CSP | 0 | 0 | 0 | 0 | 0 | 0
CT | 0 | 0 | 0 | 0 | 0 | 0
Coal | 0 | 0 | 0 | 0 | 0 | 0
Geo | 0 | 0 | 0 | 0 | 0 | 0
H | 0 | 0 | 0 | 0 | 0 | 0
LFG | 0 | 0 | 0 | 0 | 0 | 0
Nuc | 0 | 0 | 0 | 0 | 0 | 0
PS | 0 | 0 | 0 | 0 | 0 | 0
PV | 0 | 0 | 0 | 0 | 0 | 0
PeakG | 0 | 0 | 0 | 0 | 0 | 0
PeakO | 0 | 0 | 0 | 0 | 0 | 0
ST | 0 | 0 | 0 | 0 | 0 | 0
STOG | 0 | 0 | 0 | 0 | 0 | 0
STWD | 0 | 0 | 0 | 0 | 0 | 0
WT | 0 | 0 | 0 | 0 | 0 | 0
IGCC | 0 | 0 | 0 | 0 | 0 | 0
DemandResponse | 0 | 0 | 0 | 0 | 0 | 0
IGCC-CCS | 0 | 0 | 0 | 0 | 0 | 0
WT_off | 0 | 0 | 0 | 0 | 0 | 0
PseudoUnit | 0 | 0 | 0 | 0 | 0 | 0
FixedInterchange | 0 | 0 | 0 | 0 | 0 | 0
==== Emission Program: CAMR : (Hg) ====
Emission Cost by Reporting Type: Entergy
ReportingType | 2015 | 2020 | 2025 | 2030 | 2035 | 2040
BM | 0 | 0 | 0 | 0 | 0 | 0
CC | 0 | 0 | 0 | 0 | 0 | 0
CSP | 0 | 0 | 0 | 0 | 0 | 0
CT | 0 | 0 | 0 | 0 | 0 | 0
Coal | 0 | 0 | 0 | 0 | 0 | 0
Geo | 0 | 0 | 0 | 0 | 0 | 0
H | 0 | 0 | 0 | 0 | 0 | 0
LFG | 0 | 0 | 0 | 0 | 0 | 0
Nuc | 0 | 0 | 0 | 0 | 0 | 0
PS | 0 | 0 | 0 | 0 | 0 | 0
PV | 0 | 0 | 0 | 0 | 0 | 0
PeakG | 0 | 0 | 0 | 0 | 0 | 0
PeakO | 0 | 0 | 0 | 0 | 0 | 0
ST | 0 | 0 | 0 | 0 | 0 | 0
STOG | 0 | 0 | 0 | 0 | 0 | 0
STWD | 0 | 0 | 0 | 0 | 0 | 0
WT | 0 | 0 | 0 | 0 | 0 | 0
IGCC | 0 | 0 | 0 | 0 | 0 | 0
DemandResponse | 0 | 0 | 0 | 0 | 0 | 0
IGCC-CCS | 0 | 0 | 0 | 0 | 0 | 0
WT_off | 0 | 0 | 0 | 0 | 0 | 0
PseudoUnit | 0 | 0 | 0 | 0 | 0 | 0
FixedInterchange | 0 | 0 | 0 | 0 | 0 | 0
Emission Cost by Reporting Type: FRCC
ReportingType | 2015 | 2020 | 2025 | 2030 | 2035 | 2040
BM | 0 | 0 | 0 | 0 | 0 | 0
CC | 0 | 0 | 0 | 0 | 0 | 0
CSP | 0 | 0 | 0 | 0 | 0 | 0
CT | 0 | 0 | 0 | 0 | 0 | 0
Coal | 0 | 0 | 0 | 0 | 0 | 0
Geo | 0 | 0 | 0 | 0 | 0 | 0
H | 0 | 0 | 0 | 0 | 0 | 0
LFG | 0 | 0 | 0 | 0 | 0 | 0
Nuc | 0 | 0 | 0 | 0 | 0 | 0
PS | 0 | 0 | 0 | 0 | 0 | 0
PV | 0 | 0 | 0 | 0 | 0 | 0
PeakG | 0 | 0 | 0 | 0 | 0 | 0
PeakO | 0 | 0 | 0 | 0 | 0 | 0
ST | 0 | 0 | 0 | 0 | 0 | 0
STOG | 0 | 0 | 0 | 0 | 0 | 0
STWD | 0 | 0 | 0 | 0 | 0 | 0
WT | 0 | 0 | 0 | 0 | 0 | 0
IGCC | 0 | 0 | 0 | 0 | 0 | 0
DemandResponse | 0 | 0 | 0 | 0 | 0 | 0
IGCC-CCS | 0 | 0 | 0 | 0 | 0 | 0
WT_off | 0 | 0 | 0 | 0 | 0 | 0
PseudoUnit | 0 | 0 | 0 | 0 | 0 | 0
FixedInterchange | 0 | 0 | 0 | 0 | 0 | 0
Emission Cost by Reporting Type: MAPP_US
ReportingType | 2015 | 2020 | 2025 | 2030 | 2035 | 2040
BM | 0 | 0 | 0 | 0 | 0 | 0
CC | 0 | 0 | 0 | 0 | 0 | 0
CSP | 0 | 0 | 0 | 0 | 0 | 0
CT | 0 | 0 | 0 | 0 | 0 | 0
Coal | 0 | 0 | 0 | 0 | 0 | 0
Geo | 0 | 0 | 0 | 0 | 0 | 0
H | 0 | 0 | 0 | 0 | 0 | 0
LFG | 0 | 0 | 0 | 0 | 0 | 0
Nuc | 0 | 0 | 0 | 0 | 0 | 0
PS | 0 | 0 | 0 | 0 | 0 | 0
PV | 0 | 0 | 0 | 0 | 0 | 0
PeakG | 0 | 0 | 0 | 0 | 0 | 0
PeakO | 0 | 0 | 0 | 0 | 0 | 0
ST | 0 | 0 | 0 | 0 | 0 | 0
STOG | 0 | 0 | 0 | 0 | 0 | 0
STWD | 0 | 0 | 0 | 0 | 0 | 0
WT | 0 | 0 | 0 | 0 | 0 | 0
IGCC | 0 | 0 | 0 | 0 | 0 | 0
DemandResponse | 0 | 0 | 0 | 0 | 0 | 0
IGCC-CCS | 0 | 0 | 0 | 0 | 0 | 0
WT_off | 0 | 0 | 0 | 0 | 0 | 0
PseudoUnit | 0 | 0 | 0 | 0 | 0 | 0
FixedInterchange | 0 | 0 | 0 | 0 | 0 | 0
Emission Cost by Reporting Type: MISO_IN
ReportingType | 2015 | 2020 | 2025 | 2030 | 2035 | 2040
BM | 0 | 0 | 0 | 0 | 0 | 0
CC | 0 | 0 | 0 | 0 | 0 | 0
CSP | 0 | 0 | 0 | 0 | 0 | 0
CT | 0 | 0 | 0 | 0 | 0 | 0
Coal | 0 | 0 | 0 | 0 | 0 | 0
Geo | 0 | 0 | 0 | 0 | 0 | 0
H | 0 | 0 | 0 | 0 | 0 | 0
LFG | 0 | 0 | 0 | 0 | 0 | 0
Nuc | 0 | 0 | 0 | 0 | 0 | 0
PS | 0 | 0 | 0 | 0 | 0 | 0
PV | 0 | 0 | 0 | 0 | 0 | 0
PeakG | 0 | 0 | 0 | 0 | 0 | 0
PeakO | 0 | 0 | 0 | 0 | 0 | 0
ST | 0 | 0 | 0 | 0 | 0 | 0
STOG | 0 | 0 | 0 | 0 | 0 | 0
STWD | 0 | 0 | 0 | 0 | 0 | 0
WT | 0 | 0 | 0 | 0 | 0 | 0
IGCC | 0 | 0 | 0 | 0 | 0 | 0
DemandResponse | 0 | 0 | 0 | 0 | 0 | 0
IGCC-CCS | 0 | 0 | 0 | 0 | 0 | 0
WT_off | 0 | 0 | 0 | 0 | 0 | 0
PseudoUnit | 0 | 0 | 0 | 0 | 0 | 0
FixedInterchange | 0 | 0 | 0 | 0 | 0 | 0
Emission Cost by Reporting Type: MISO_MI
ReportingType | 2015 | 2020 | 2025 | 2030 | 2035 | 2040
BM | 0 | 0 | 0 | 0 | 0 | 0
CC | 0 | 0 | 0 | 0 | 0 | 0
CSP | 0 | 0 | 0 | 0 | 0 | 0
CT | 0 | 0 | 0 | 0 | 0 | 0
Coal | 0 | 0 | 0 | 0 | 0 | 0
Geo | 0 | 0 | 0 | 0 | 0 | 0
H | 0 | 0 | 0 | 0 | 0 | 0
LFG | 0 | 0 | 0 | 0 | 0 | 0
Nuc | 0 | 0 | 0 | 0 | 0 | 0
PS | 0 | 0 | 0 | 0 | 0 | 0
PV | 0 | 0 | 0 | 0 | 0 | 0
PeakG | 0 | 0 | 0 | 0 | 0 | 0
PeakO | 0 | 0 | 0 | 0 | 0 | 0
ST | 0 | 0 | 0 | 0 | 0 | 0
STOG | 0 | 0 | 0 | 0 | 0 | 0
STWD | 0 | 0 | 0 | 0 | 0 | 0
WT | 0 | 0 | 0 | 0 | 0 | 0
IGCC | 0 | 0 | 0 | 0 | 0 | 0
DemandResponse | 0 | 0 | 0 | 0 | 0 | 0
IGCC-CCS | 0 | 0 | 0 | 0 | 0 | 0
WT_off | 0 | 0 | 0 | 0 | 0 | 0
PseudoUnit | 0 | 0 | 0 | 0 | 0 | 0
FixedInterchange | 0 | 0 | 0 | 0 | 0 | 0
Emission Cost by Reporting Type: MISO_MO-IL
ReportingType | 2015 | 2020 | 2025 | 2030 | 2035 | 2040
BM | 0 | 0 | 0 | 0 | 0 | 0
CC | 0 | 0 | 0 | 0 | 0 | 0
CSP | 0 | 0 | 0 | 0 | 0 | 0
CT | 0 | 0 | 0 | 0 | 0 | 0
Coal | 0 | 0 | 0 | 0 | 0 | 0
Geo | 0 | 0 | 0 | 0 | 0 | 0
H | 0 | 0 | 0 | 0 | 0 | 0
LFG | 0 | 0 | 0 | 0 | 0 | 0
Nuc | 0 | 0 | 0 | 0 | 0 | 0
PS | 0 | 0 | 0 | 0 | 0 | 0
PV | 0 | 0 | 0 | 0 | 0 | 0
PeakG | 0 | 0 | 0 | 0 | 0 | 0
PeakO | 0 | 0 | 0 | 0 | 0 | 0
ST | 0 | 0 | 0 | 0 | 0 | 0
STOG | 0 | 0 | 0 | 0 | 0 | 0
STWD | 0 | 0 | 0 | 0 | 0 | 0
WT | 0 | 0 | 0 | 0 | 0 | 0
IGCC | 0 | 0 | 0 | 0 | 0 | 0
DemandResponse | 0 | 0 | 0 | 0 | 0 | 0
IGCC-CCS | 0 | 0 | 0 | 0 | 0 | 0
WT_off | 0 | 0 | 0 | 0 | 0 | 0
PseudoUnit | 0 | 0 | 0 | 0 | 0 | 0
FixedInterchange | 0 | 0 | 0 | 0 | 0 | 0
Emission Cost by Reporting Type: MISO_W
ReportingType | 2015 | 2020 | 2025 | 2030 | 2035 | 2040
BM | 0 | 0 | 0 | 0 | 0 | 0
CC | 0 | 0 | 0 | 0 | 0 | 0
CSP | 0 | 0 | 0 | 0 | 0 | 0
CT | 0 | 0 | 0 | 0 | 0 | 0
Coal | 0 | 0 | 0 | 0 | 0 | 0
Geo | 0 | 0 | 0 | 0 | 0 | 0
H | 0 | 0 | 0 | 0 | 0 | 0
LFG | 0 | 0 | 0 | 0 | 0 | 0
Nuc | 0 | 0 | 0 | 0 | 0 | 0
PS | 0 | 0 | 0 | 0 | 0 | 0
PV | 0 | 0 | 0 | 0 | 0 | 0
PeakG | 0 | 0 | 0 | 0 | 0 | 0
PeakO | 0 | 0 | 0 | 0 | 0 | 0
ST | 0 | 0 | 0 | 0 | 0 | 0
STOG | 0 | 0 | 0 | 0 | 0 | 0
STWD | 0 | 0 | 0 | 0 | 0 | 0
WT | 0 | 0 | 0 | 0 | 0 | 0
IGCC | 0 | 0 | 0 | 0 | 0 | 0
DemandResponse | 0 | 0 | 0 | 0 | 0 | 0
IGCC-CCS | 0 | 0 | 0 | 0 | 0 | 0
WT_off | 0 | 0 | 0 | 0 | 0 | 0
PseudoUnit | 0 | 0 | 0 | 0 | 0 | 0
FixedInterchange | 0 | 0 | 0 | 0 | 0 | 0
Emission Cost by Reporting Type: MISO_WUMS
ReportingType | 2015 | 2020 | 2025 | 2030 | 2035 | 2040
BM | 0 | 0 | 0 | 0 | 0 | 0
CC | 0 | 0 | 0 | 0 | 0 | 0
CSP | 0 | 0 | 0 | 0 | 0 | 0
CT | 0 | 0 | 0 | 0 | 0 | 0
Coal | 0 | 0 | 0 | 0 | 0 | 0
Geo | 0 | 0 | 0 | 0 | 0 | 0
H | 0 | 0 | 0 | 0 | 0 | 0
LFG | 0 | 0 | 0 | 0 | 0 | 0
Nuc | 0 | 0 | 0 | 0 | 0 | 0
PS | 0 | 0 | 0 | 0 | 0 | 0
PV | 0 | 0 | 0 | 0 | 0 | 0
PeakG | 0 | 0 | 0 | 0 | 0 | 0
PeakO | 0 | 0 | 0 | 0 | 0 | 0
ST | 0 | 0 | 0 | 0 | 0 | 0
STOG | 0 | 0 | 0 | 0 | 0 | 0
STWD | 0 | 0 | 0 | 0 | 0 | 0
WT | 0 | 0 | 0 | 0 | 0 | 0
IGCC | 0 | 0 | 0 | 0 | 0 | 0
DemandResponse | 0 | 0 | 0 | 0 | 0 | 0
IGCC-CCS | 0 | 0 | 0 | 0 | 0 | 0
WT_off | 0 | 0 | 0 | 0 | 0 | 0
PseudoUnit | 0 | 0 | 0 | 0 | 0 | 0
FixedInterchange | 0 | 0 | 0 | 0 | 0 | 0
Emission Cost by Reporting Type: Nebraska
ReportingType | 2015 | 2020 | 2025 | 2030 | 2035 | 2040
BM | 0 | 0 | 0 | 0 | 0 | 0
CC | 0 | 0 | 0 | 0 | 0 | 0
CSP | 0 | 0 | 0 | 0 | 0 | 0
CT | 0 | 0 | 0 | 0 | 0 | 0
Coal | 0 | 0 | 0 | 0 | 0 | 0
Geo | 0 | 0 | 0 | 0 | 0 | 0
H | 0 | 0 | 0 | 0 | 0 | 0
LFG | 0 | 0 | 0 | 0 | 0 | 0
Nuc | 0 | 0 | 0 | 0 | 0 | 0
PS | 0 | 0 | 0 | 0 | 0 | 0
PV | 0 | 0 | 0 | 0 | 0 | 0
PeakG | 0 | 0 | 0 | 0 | 0 | 0
PeakO | 0 | 0 | 0 | 0 | 0 | 0
ST | 0 | 0 | 0 | 0 | 0 | 0
STOG | 0 | 0 | 0 | 0 | 0 | 0
STWD | 0 | 0 | 0 | 0 | 0 | 0
WT | 0 | 0 | 0 | 0 | 0 | 0
IGCC | 0 | 0 | 0 | 0 | 0 | 0
DemandResponse | 0 | 0 | 0 | 0 | 0 | 0
IGCC-CCS | 0 | 0 | 0 | 0 | 0 | 0
WT_off | 0 | 0 | 0 | 0 | 0 | 0
PseudoUnit | 0 | 0 | 0 | 0 | 0 | 0
FixedInterchange | 0 | 0 | 0 | 0 | 0 | 0
Emission Cost by Reporting Type: NEISO
ReportingType | 2015 | 2020 | 2025 | 2030 | 2035 | 2040
BM | 0 | 0 | 0 | 0 | 0 | 0
CC | 0 | 0 | 0 | 0 | 0 | 0
CSP | 0 | 0 | 0 | 0 | 0 | 0
CT | 0 | 0 | 0 | 0 | 0 | 0
Coal | 0 | 0 | 0 | 0 | 0 | 0
Geo | 0 | 0 | 0 | 0 | 0 | 0
H | 0 | 0 | 0 | 0 | 0 | 0
LFG | 0 | 0 | 0 | 0 | 0 | 0
Nuc | 0 | 0 | 0 | 0 | 0 | 0
PS | 0 | 0 | 0 | 0 | 0 | 0
PV | 0 | 0 | 0 | 0 | 0 | 0
PeakG | 0 | 0 | 0 | 0 | 0 | 0
PeakO | 0 | 0 | 0 | 0 | 0 | 0
ST | 0 | 0 | 0 | 0 | 0 | 0
STOG | 0 | 0 | 0 | 0 | 0 | 0
STWD | 0 | 0 | 0 | 0 | 0 | 0
WT | 0 | 0 | 0 | 0 | 0 | 0
IGCC | 0 | 0 | 0 | 0 | 0 | 0
DemandResponse | 0 | 0 | 0 | 0 | 0 | 0
IGCC-CCS | 0 | 0 | 0 | 0 | 0 | 0
WT_off | 0 | 0 | 0 | 0 | 0 | 0
PseudoUnit | 0 | 0 | 0 | 0 | 0 | 0
FixedInterchange | 0 | 0 | 0 | 0 | 0 | 0
Emission Cost by Reporting Type: NonRTO_Midwest
ReportingType | 2015 | 2020 | 2025 | 2030 | 2035 | 2040
BM | 0 | 0 | 0 | 0 | 0 | 0
CC | 0 | 0 | 0 | 0 | 0 | 0
CSP | 0 | 0 | 0 | 0 | 0 | 0
CT | 0 | 0 | 0 | 0 | 0 | 0
Coal | 0 | 0 | 0 | 0 | 0 | 0
Geo | 0 | 0 | 0 | 0 | 0 | 0
H | 0 | 0 | 0 | 0 | 0 | 0
LFG | 0 | 0 | 0 | 0 | 0 | 0
Nuc | 0 | 0 | 0 | 0 | 0 | 0
PS | 0 | 0 | 0 | 0 | 0 | 0
PV | 0 | 0 | 0 | 0 | 0 | 0
PeakG | 0 | 0 | 0 | 0 | 0 | 0
PeakO | 0 | 0 | 0 | 0 | 0 | 0
ST | 0 | 0 | 0 | 0 | 0 | 0
STOG | 0 | 0 | 0 | 0 | 0 | 0
STWD | 0 | 0 | 0 | 0 | 0 | 0
WT | 0 | 0 | 0 | 0 | 0 | 0
IGCC | 0 | 0 | 0 | 0 | 0 | 0
DemandResponse | 0 | 0 | 0 | 0 | 0 | 0
IGCC-CCS | 0 | 0 | 0 | 0 | 0 | 0
WT_off | 0 | 0 | 0 | 0 | 0 | 0
PseudoUnit | 0 | 0 | 0 | 0 | 0 | 0
FixedInterchange | 0 | 0 | 0 | 0 | 0 | 0
Emission Cost by Reporting Type: NYISO_A-F
ReportingType | 2015 | 2020 | 2025 | 2030 | 2035 | 2040
BM | 0 | 0 | 0 | 0 | 0 | 0
CC | 0 | 0 | 0 | 0 | 0 | 0
CSP | 0 | 0 | 0 | 0 | 0 | 0
CT | 0 | 0 | 0 | 0 | 0 | 0
Coal | 0 | 0 | 0 | 0 | 0 | 0
Geo | 0 | 0 | 0 | 0 | 0 | 0
H | 0 | 0 | 0 | 0 | 0 | 0
LFG | 0 | 0 | 0 | 0 | 0 | 0
Nuc | 0 | 0 | 0 | 0 | 0 | 0
PS | 0 | 0 | 0 | 0 | 0 | 0
PV | 0 | 0 | 0 | 0 | 0 | 0
PeakG | 0 | 0 | 0 | 0 | 0 | 0
PeakO | 0 | 0 | 0 | 0 | 0 | 0
ST | 0 | 0 | 0 | 0 | 0 | 0
STOG | 0 | 0 | 0 | 0 | 0 | 0
STWD | 0 | 0 | 0 | 0 | 0 | 0
WT | 0 | 0 | 0 | 0 | 0 | 0
IGCC | 0 | 0 | 0 | 0 | 0 | 0
DemandResponse | 0 | 0 | 0 | 0 | 0 | 0
IGCC-CCS | 0 | 0 | 0 | 0 | 0 | 0
WT_off | 0 | 0 | 0 | 0 | 0 | 0
PseudoUnit | 0 | 0 | 0 | 0 | 0 | 0
FixedInterchange | 0 | 0 | 0 | 0 | 0 | 0
Emission Cost by Reporting Type: NYISO_G-I
ReportingType | 2015 | 2020 | 2025 | 2030 | 2035 | 2040
BM | 0 | 0 | 0 | 0 | 0 | 0
CC | 0 | 0 | 0 | 0 | 0 | 0
CSP | 0 | 0 | 0 | 0 | 0 | 0
CT | 0 | 0 | 0 | 0 | 0 | 0
Coal | 0 | 0 | 0 | 0 | 0 | 0
Geo | 0 | 0 | 0 | 0 | 0 | 0
H | 0 | 0 | 0 | 0 | 0 | 0
LFG | 0 | 0 | 0 | 0 | 0 | 0
Nuc | 0 | 0 | 0 | 0 | 0 | 0
PS | 0 | 0 | 0 | 0 | 0 | 0
PV | 0 | 0 | 0 | 0 | 0 | 0
PeakG | 0 | 0 | 0 | 0 | 0 | 0
PeakO | 0 | 0 | 0 | 0 | 0 | 0
ST | 0 | 0 | 0 | 0 | 0 | 0
STOG | 0 | 0 | 0 | 0 | 0 | 0
STWD | 0 | 0 | 0 | 0 | 0 | 0
WT | 0 | 0 | 0 | 0 | 0 | 0
IGCC | 0 | 0 | 0 | 0 | 0 | 0
DemandResponse | 0 | 0 | 0 | 0 | 0 | 0
IGCC-CCS | 0 | 0 | 0 | 0 | 0 | 0
WT_off | 0 | 0 | 0 | 0 | 0 | 0
PseudoUnit | 0 | 0 | 0 | 0 | 0 | 0
FixedInterchange | 0 | 0 | 0 | 0 | 0 | 0
Emission Cost by Reporting Type: NYISO_J-K
ReportingType | 2015 | 2020 | 2025 | 2030 | 2035 | 2040
BM | 0 | 0 | 0 | 0 | 0 | 0
CC | 0 | 0 | 0 | 0 | 0 | 0
CSP | 0 | 0 | 0 | 0 | 0 | 0
CT | 0 | 0 | 0 | 0 | 0 | 0
Coal | 0 | 0 | 0 | 0 | 0 | 0
Geo | 0 | 0 | 0 | 0 | 0 | 0
H | 0 | 0 | 0 | 0 | 0 | 0
LFG | 0 | 0 | 0 | 0 | 0 | 0
Nuc | 0 | 0 | 0 | 0 | 0 | 0
PS | 0 | 0 | 0 | 0 | 0 | 0
PV | 0 | 0 | 0 | 0 | 0 | 0
PeakG | 0 | 0 | 0 | 0 | 0 | 0
PeakO | 0 | 0 | 0 | 0 | 0 | 0
ST | 0 | 0 | 0 | 0 | 0 | 0
STOG | 0 | 0 | 0 | 0 | 0 | 0
STWD | 0 | 0 | 0 | 0 | 0 | 0
WT | 0 | 0 | 0 | 0 | 0 | 0
IGCC | 0 | 0 | 0 | 0 | 0 | 0
DemandResponse | 0 | 0 | 0 | 0 | 0 | 0
IGCC-CCS | 0 | 0 | 0 | 0 | 0 | 0
WT_off | 0 | 0 | 0 | 0 | 0 | 0
PseudoUnit | 0 | 0 | 0 | 0 | 0 | 0
FixedInterchange | 0 | 0 | 0 | 0 | 0 | 0
Emission Cost by Reporting Type: PJM_E
ReportingType | 2015 | 2020 | 2025 | 2030 | 2035 | 2040
BM | 0 | 0 | 0 | 0 | 0 | 0
CC | 0 | 0 | 0 | 0 | 0 | 0
CSP | 0 | 0 | 0 | 0 | 0 | 0
CT | 0 | 0 | 0 | 0 | 0 | 0
Coal | 0 | 0 | 0 | 0 | 0 | 0
Geo | 0 | 0 | 0 | 0 | 0 | 0
H | 0 | 0 | 0 | 0 | 0 | 0
LFG | 0 | 0 | 0 | 0 | 0 | 0
Nuc | 0 | 0 | 0 | 0 | 0 | 0
PS | 0 | 0 | 0 | 0 | 0 | 0
PV | 0 | 0 | 0 | 0 | 0 | 0
PeakG | 0 | 0 | 0 | 0 | 0 | 0
PeakO | 0 | 0 | 0 | 0 | 0 | 0
ST | 0 | 0 | 0 | 0 | 0 | 0
STOG | 0 | 0 | 0 | 0 | 0 | 0
STWD | 0 | 0 | 0 | 0 | 0 | 0
WT | 0 | 0 | 0 | 0 | 0 | 0
IGCC | 0 | 0 | 0 | 0 | 0 | 0
DemandResponse | 0 | 0 | 0 | 0 | 0 | 0
IGCC-CCS | 0 | 0 | 0 | 0 | 0 | 0
WT_off | 0 | 0 | 0 | 0 | 0 | 0
PseudoUnit | 0 | 0 | 0 | 0 | 0 | 0
FixedInterchange | 0 | 0 | 0 | 0 | 0 | 0
Emission Cost by Reporting Type: PJM_ROM
ReportingType | 2015 | 2020 | 2025 | 2030 | 2035 | 2040
BM | 0 | 0 | 0 | 0 | 0 | 0
CC | 0 | 0 | 0 | 0 | 0 | 0
CSP | 0 | 0 | 0 | 0 | 0 | 0
CT | 0 | 0 | 0 | 0 | 0 | 0
Coal | 0 | 0 | 0 | 0 | 0 | 0
Geo | 0 | 0 | 0 | 0 | 0 | 0
H | 0 | 0 | 0 | 0 | 0 | 0
LFG | 0 | 0 | 0 | 0 | 0 | 0
Nuc | 0 | 0 | 0 | 0 | 0 | 0
PS | 0 | 0 | 0 | 0 | 0 | 0
PV | 0 | 0 | 0 | 0 | 0 | 0
PeakG | 0 | 0 | 0 | 0 | 0 | 0
PeakO | 0 | 0 | 0 | 0 | 0 | 0
ST | 0 | 0 | 0 | 0 | 0 | 0
STOG | 0 | 0 | 0 | 0 | 0 | 0
STWD | 0 | 0 | 0 | 0 | 0 | 0
WT | 0 | 0 | 0 | 0 | 0 | 0
IGCC | 0 | 0 | 0 | 0 | 0 | 0
DemandResponse | 0 | 0 | 0 | 0 | 0 | 0
IGCC-CCS | 0 | 0 | 0 | 0 | 0 | 0
WT_off | 0 | 0 | 0 | 0 | 0 | 0
PseudoUnit | 0 | 0 | 0 | 0 | 0 | 0
FixedInterchange | 0 | 0 | 0 | 0 | 0 | 0
Emission Cost by Reporting Type: PJM_ROR
ReportingType | 2015 | 2020 | 2025 | 2030 | 2035 | 2040
BM | 0 | 0 | 0 | 0 | 0 | 0
CC | 0 | 0 | 0 | 0 | 0 | 0
CSP | 0 | 0 | 0 | 0 | 0 | 0
CT | 0 | 0 | 0 | 0 | 0 | 0
Coal | 0 | 0 | 0 | 0 | 0 | 0
Geo | 0 | 0 | 0 | 0 | 0 | 0
H | 0 | 0 | 0 | 0 | 0 | 0
LFG | 0 | 0 | 0 | 0 | 0 | 0
Nuc | 0 | 0 | 0 | 0 | 0 | 0
PS | 0 | 0 | 0 | 0 | 0 | 0
PV | 0 | 0 | 0 | 0 | 0 | 0
PeakG | 0 | 0 | 0 | 0 | 0 | 0
PeakO | 0 | 0 | 0 | 0 | 0 | 0
ST | 0 | 0 | 0 | 0 | 0 | 0
STOG | 0 | 0 | 0 | 0 | 0 | 0
STWD | 0 | 0 | 0 | 0 | 0 | 0
WT | 0 | 0 | 0 | 0 | 0 | 0
IGCC | 0 | 0 | 0 | 0 | 0 | 0
DemandResponse | 0 | 0 | 0 | 0 | 0 | 0
IGCC-CCS | 0 | 0 | 0 | 0 | 0 | 0
WT_off | 0 | 0 | 0 | 0 | 0 | 0
PseudoUnit | 0 | 0 | 0 | 0 | 0 | 0
FixedInterchange | 0 | 0 | 0 | 0 | 0 | 0
Emission Cost by Reporting Type: SOCO
ReportingType | 2015 | 2020 | 2025 | 2030 | 2035 | 2040
BM | 0 | 0 | 0 | 0 | 0 | 0
CC | 0 | 0 | 0 | 0 | 0 | 0
CSP | 0 | 0 | 0 | 0 | 0 | 0
CT | 0 | 0 | 0 | 0 | 0 | 0
Coal | 0 | 0 | 0 | 0 | 0 | 0
Geo | 0 | 0 | 0 | 0 | 0 | 0
H | 0 | 0 | 0 | 0 | 0 | 0
LFG | 0 | 0 | 0 | 0 | 0 | 0
Nuc | 0 | 0 | 0 | 0 | 0 | 0
PS | 0 | 0 | 0 | 0 | 0 | 0
PV | 0 | 0 | 0 | 0 | 0 | 0
PeakG | 0 | 0 | 0 | 0 | 0 | 0
PeakO | 0 | 0 | 0 | 0 | 0 | 0
ST | 0 | 0 | 0 | 0 | 0 | 0
STOG | 0 | 0 | 0 | 0 | 0 | 0
STWD | 0 | 0 | 0 | 0 | 0 | 0
WT | 0 | 0 | 0 | 0 | 0 | 0
IGCC | 0 | 0 | 0 | 0 | 0 | 0
DemandResponse | 0 | 0 | 0 | 0 | 0 | 0
IGCC-CCS | 0 | 0 | 0 | 0 | 0 | 0
WT_off | 0 | 0 | 0 | 0 | 0 | 0
PseudoUnit | 0 | 0 | 0 | 0 | 0 | 0
FixedInterchange | 0 | 0 | 0 | 0 | 0 | 0
Emission Cost by Reporting Type: SPP_N
ReportingType | 2015 | 2020 | 2025 | 2030 | 2035 | 2040
BM | 0 | 0 | 0 | 0 | 0 | 0
CC | 0 | 0 | 0 | 0 | 0 | 0
CSP | 0 | 0 | 0 | 0 | 0 | 0
CT | 0 | 0 | 0 | 0 | 0 | 0
Coal | 0 | 0 | 0 | 0 | 0 | 0
Geo | 0 | 0 | 0 | 0 | 0 | 0
H | 0 | 0 | 0 | 0 | 0 | 0
LFG | 0 | 0 | 0 | 0 | 0 | 0
Nuc | 0 | 0 | 0 | 0 | 0 | 0
PS | 0 | 0 | 0 | 0 | 0 | 0
PV | 0 | 0 | 0 | 0 | 0 | 0
PeakG | 0 | 0 | 0 | 0 | 0 | 0
PeakO | 0 | 0 | 0 | 0 | 0 | 0
ST | 0 | 0 | 0 | 0 | 0 | 0
STOG | 0 | 0 | 0 | 0 | 0 | 0
STWD | 0 | 0 | 0 | 0 | 0 | 0
WT | 0 | 0 | 0 | 0 | 0 | 0
IGCC | 0 | 0 | 0 | 0 | 0 | 0
DemandResponse | 0 | 0 | 0 | 0 | 0 | 0
IGCC-CCS | 0 | 0 | 0 | 0 | 0 | 0
WT_off | 0 | 0 | 0 | 0 | 0 | 0
PseudoUnit | 0 | 0 | 0 | 0 | 0 | 0
FixedInterchange | 0 | 0 | 0 | 0 | 0 | 0
Emission Cost by Reporting Type: SPP_S
ReportingType | 2015 | 2020 | 2025 | 2030 | 2035 | 2040
BM | 0 | 0 | 0 | 0 | 0 | 0
CC | 0 | 0 | 0 | 0 | 0 | 0
CSP | 0 | 0 | 0 | 0 | 0 | 0
CT | 0 | 0 | 0 | 0 | 0 | 0
Coal | 0 | 0 | 0 | 0 | 0 | 0
Geo | 0 | 0 | 0 | 0 | 0 | 0
H | 0 | 0 | 0 | 0 | 0 | 0
LFG | 0 | 0 | 0 | 0 | 0 | 0
Nuc | 0 | 0 | 0 | 0 | 0 | 0
PS | 0 | 0 | 0 | 0 | 0 | 0
PV | 0 | 0 | 0 | 0 | 0 | 0
PeakG | 0 | 0 | 0 | 0 | 0 | 0
PeakO | 0 | 0 | 0 | 0 | 0 | 0
ST | 0 | 0 | 0 | 0 | 0 | 0
STOG | 0 | 0 | 0 | 0 | 0 | 0
STWD | 0 | 0 | 0 | 0 | 0 | 0
WT | 0 | 0 | 0 | 0 | 0 | 0
IGCC | 0 | 0 | 0 | 0 | 0 | 0
DemandResponse | 0 | 0 | 0 | 0 | 0 | 0
IGCC-CCS | 0 | 0 | 0 | 0 | 0 | 0
WT_off | 0 | 0 | 0 | 0 | 0 | 0
PseudoUnit | 0 | 0 | 0 | 0 | 0 | 0
FixedInterchange | 0 | 0 | 0 | 0 | 0 | 0
Emission Cost by Reporting Type: TVA
ReportingType | 2015 | 2020 | 2025 | 2030 | 2035 | 2040
BM | 0 | 0 | 0 | 0 | 0 | 0
CC | 0 | 0 | 0 | 0 | 0 | 0
CSP | 0 | 0 | 0 | 0 | 0 | 0
CT | 0 | 0 | 0 | 0 | 0 | 0
Coal | 0 | 0 | 0 | 0 | 0 | 0
Geo | 0 | 0 | 0 | 0 | 0 | 0
H | 0 | 0 | 0 | 0 | 0 | 0
LFG | 0 | 0 | 0 | 0 | 0 | 0
Nuc | 0 | 0 | 0 | 0 | 0 | 0
PS | 0 | 0 | 0 | 0 | 0 | 0
PV | 0 | 0 | 0 | 0 | 0 | 0
PeakG | 0 | 0 | 0 | 0 | 0 | 0
PeakO | 0 | 0 | 0 | 0 | 0 | 0
ST | 0 | 0 | 0 | 0 | 0 | 0
STOG | 0 | 0 | 0 | 0 | 0 | 0
STWD | 0 | 0 | 0 | 0 | 0 | 0
WT | 0 | 0 | 0 | 0 | 0 | 0
IGCC | 0 | 0 | 0 | 0 | 0 | 0
DemandResponse | 0 | 0 | 0 | 0 | 0 | 0
IGCC-CCS | 0 | 0 | 0 | 0 | 0 | 0
WT_off | 0 | 0 | 0 | 0 | 0 | 0
PseudoUnit | 0 | 0 | 0 | 0 | 0 | 0
FixedInterchange | 0 | 0 | 0 | 0 | 0 | 0
Emission Cost by Reporting Type: TVA_Transmission
ReportingType | 2015 | 2020 | 2025 | 2030 | 2035 | 2040
BM | 0 | 0 | 0 | 0 | 0 | 0
CC | 0 | 0 | 0 | 0 | 0 | 0
CSP | 0 | 0 | 0 | 0 | 0 | 0
CT | 0 | 0 | 0 | 0 | 0 | 0
Coal | 0 | 0 | 0 | 0 | 0 | 0
Geo | 0 | 0 | 0 | 0 | 0 | 0
H | 0 | 0 | 0 | 0 | 0 | 0
LFG | 0 | 0 | 0 | 0 | 0 | 0
Nuc | 0 | 0 | 0 | 0 | 0 | 0
PS | 0 | 0 | 0 | 0 | 0 | 0
PV | 0 | 0 | 0 | 0 | 0 | 0
PeakG | 0 | 0 | 0 | 0 | 0 | 0
PeakO | 0 | 0 | 0 | 0 | 0 | 0
ST | 0 | 0 | 0 | 0 | 0 | 0
STOG | 0 | 0 | 0 | 0 | 0 | 0
STWD | 0 | 0 | 0 | 0 | 0 | 0
WT | 0 | 0 | 0 | 0 | 0 | 0
IGCC | 0 | 0 | 0 | 0 | 0 | 0
DemandResponse | 0 | 0 | 0 | 0 | 0 | 0
IGCC-CCS | 0 | 0 | 0 | 0 | 0 | 0
WT_off | 0 | 0 | 0 | 0 | 0 | 0
PseudoUnit | 0 | 0 | 0 | 0 | 0 | 0
FixedInterchange | 0 | 0 | 0 | 0 | 0 | 0
Emission Cost by Reporting Type: VACAR
ReportingType | 2015 | 2020 | 2025 | 2030 | 2035 | 2040
BM | 0 | 0 | 0 | 0 | 0 | 0
CC | 0 | 0 | 0 | 0 | 0 | 0
CSP | 0 | 0 | 0 | 0 | 0 | 0
CT | 0 | 0 | 0 | 0 | 0 | 0
Coal | 0 | 0 | 0 | 0 | 0 | 0
Geo | 0 | 0 | 0 | 0 | 0 | 0
H | 0 | 0 | 0 | 0 | 0 | 0
LFG | 0 | 0 | 0 | 0 | 0 | 0
Nuc | 0 | 0 | 0 | 0 | 0 | 0
PS | 0 | 0 | 0 | 0 | 0 | 0
PV | 0 | 0 | 0 | 0 | 0 | 0
PeakG | 0 | 0 | 0 | 0 | 0 | 0
PeakO | 0 | 0 | 0 | 0 | 0 | 0
ST | 0 | 0 | 0 | 0 | 0 | 0
STOG | 0 | 0 | 0 | 0 | 0 | 0
STWD | 0 | 0 | 0 | 0 | 0 | 0
WT | 0 | 0 | 0 | 0 | 0 | 0
IGCC | 0 | 0 | 0 | 0 | 0 | 0
DemandResponse | 0 | 0 | 0 | 0 | 0 | 0
IGCC-CCS | 0 | 0 | 0 | 0 | 0 | 0
WT_off | 0 | 0 | 0 | 0 | 0 | 0
PseudoUnit | 0 | 0 | 0 | 0 | 0 | 0
FixedInterchange | 0 | 0 | 0 | 0 | 0 | 0
Emission Cost by Reporting Type: IESO
ReportingType | 2015 | 2020 | 2025 | 2030 | 2035 | 2040
BM | 0 | 0 | 0 | 0 | 0 | 0
CC | 0 | 0 | 0 | 0 | 0 | 0
CSP | 0 | 0 | 0 | 0 | 0 | 0
CT | 0 | 0 | 0 | 0 | 0 | 0
Coal | 0 | 0 | 0 | 0 | 0 | 0
Geo | 0 | 0 | 0 | 0 | 0 | 0
H | 0 | 0 | 0 | 0 | 0 | 0
LFG | 0 | 0 | 0 | 0 | 0 | 0
Nuc | 0 | 0 | 0 | 0 | 0 | 0
PS | 0 | 0 | 0 | 0 | 0 | 0
PV | 0 | 0 | 0 | 0 | 0 | 0
PeakG | 0 | 0 | 0 | 0 | 0 | 0
PeakO | 0 | 0 | 0 | 0 | 0 | 0
ST | 0 | 0 | 0 | 0 | 0 | 0
STOG | 0 | 0 | 0 | 0 | 0 | 0
STWD | 0 | 0 | 0 | 0 | 0 | 0
WT | 0 | 0 | 0 | 0 | 0 | 0
IGCC | 0 | 0 | 0 | 0 | 0 | 0
DemandResponse | 0 | 0 | 0 | 0 | 0 | 0
IGCC-CCS | 0 | 0 | 0 | 0 | 0 | 0
WT_off | 0 | 0 | 0 | 0 | 0 | 0
PseudoUnit | 0 | 0 | 0 | 0 | 0 | 0
FixedInterchange | 0 | 0 | 0 | 0 | 0 | 0
Emission Cost by Reporting Type: MAPP_CA
ReportingType | 2015 | 2020 | 2025 | 2030 | 2035 | 2040
BM | 0 | 0 | 0 | 0 | 0 | 0
CC | 0 | 0 | 0 | 0 | 0 | 0
CSP | 0 | 0 | 0 | 0 | 0 | 0
CT | 0 | 0 | 0 | 0 | 0 | 0
Coal | 0 | 0 | 0 | 0 | 0 | 0
Geo | 0 | 0 | 0 | 0 | 0 | 0
H | 0 | 0 | 0 | 0 | 0 | 0
LFG | 0 | 0 | 0 | 0 | 0 | 0
Nuc | 0 | 0 | 0 | 0 | 0 | 0
PS | 0 | 0 | 0 | 0 | 0 | 0
PV | 0 | 0 | 0 | 0 | 0 | 0
PeakG | 0 | 0 | 0 | 0 | 0 | 0
PeakO | 0 | 0 | 0 | 0 | 0 | 0
ST | 0 | 0 | 0 | 0 | 0 | 0
STOG | 0 | 0 | 0 | 0 | 0 | 0
STWD | 0 | 0 | 0 | 0 | 0 | 0
WT | 0 | 0 | 0 | 0 | 0 | 0
IGCC | 0 | 0 | 0 | 0 | 0 | 0
DemandResponse | 0 | 0 | 0 | 0 | 0 | 0
IGCC-CCS | 0 | 0 | 0 | 0 | 0 | 0
WT_off | 0 | 0 | 0 | 0 | 0 | 0
PseudoUnit | 0 | 0 | 0 | 0 | 0 | 0
FixedInterchange | 0 | 0 | 0 | 0 | 0 | 0
Emission Cost by Reporting Type: AZ_NM_SNV_Coal
ReportingType | 2015 | 2020 | 2025 | 2030 | 2035 | 2040
BM | 0 | 0 | 0 | 0 | 0 | 0
CC | 0 | 0 | 0 | 0 | 0 | 0
CSP | 0 | 0 | 0 | 0 | 0 | 0
CT | 0 | 0 | 0 | 0 | 0 | 0
Coal | 0 | 0 | 0 | 0 | 0 | 0
Geo | 0 | 0 | 0 | 0 | 0 | 0
H | 0 | 0 | 0 | 0 | 0 | 0
LFG | 0 | 0 | 0 | 0 | 0 | 0
Nuc | 0 | 0 | 0 | 0 | 0 | 0
PS | 0 | 0 | 0 | 0 | 0 | 0
PV | 0 | 0 | 0 | 0 | 0 | 0
PeakG | 0 | 0 | 0 | 0 | 0 | 0
PeakO | 0 | 0 | 0 | 0 | 0 | 0
ST | 0 | 0 | 0 | 0 | 0 | 0
STOG | 0 | 0 | 0 | 0 | 0 | 0
STWD | 0 | 0 | 0 | 0 | 0 | 0
WT | 0 | 0 | 0 | 0 | 0 | 0
IGCC | 0 | 0 | 0 | 0 | 0 | 0
DemandResponse | 0 | 0 | 0 | 0 | 0 | 0
IGCC-CCS | 0 | 0 | 0 | 0 | 0 | 0
WT_off | 0 | 0 | 0 | 0 | 0 | 0
PseudoUnit | 0 | 0 | 0 | 0 | 0 | 0
FixedInterchange | 0 | 0 | 0 | 0 | 0 | 0
Emission Cost by Reporting Type: AZ_NM_SNV_Gas
ReportingType | 2015 | 2020 | 2025 | 2030 | 2035 | 2040
BM | 0 | 0 | 0 | 0 | 0 | 0
CC | 0 | 0 | 0 | 0 | 0 | 0
CSP | 0 | 0 | 0 | 0 | 0 | 0
CT | 0 | 0 | 0 | 0 | 0 | 0
Coal | 0 | 0 | 0 | 0 | 0 | 0
Geo | 0 | 0 | 0 | 0 | 0 | 0
H | 0 | 0 | 0 | 0 | 0 | 0
LFG | 0 | 0 | 0 | 0 | 0 | 0
Nuc | 0 | 0 | 0 | 0 | 0 | 0
PS | 0 | 0 | 0 | 0 | 0 | 0
PV | 0 | 0 | 0 | 0 | 0 | 0
PeakG | 0 | 0 | 0 | 0 | 0 | 0
PeakO | 0 | 0 | 0 | 0 | 0 | 0
ST | 0 | 0 | 0 | 0 | 0 | 0
STOG | 0 | 0 | 0 | 0 | 0 | 0
STWD | 0 | 0 | 0 | 0 | 0 | 0
WT | 0 | 0 | 0 | 0 | 0 | 0
IGCC | 0 | 0 | 0 | 0 | 0 | 0
DemandResponse | 0 | 0 | 0 | 0 | 0 | 0
IGCC-CCS | 0 | 0 | 0 | 0 | 0 | 0
WT_off | 0 | 0 | 0 | 0 | 0 | 0
PseudoUnit | 0 | 0 | 0 | 0 | 0 | 0
FixedInterchange | 0 | 0 | 0 | 0 | 0 | 0
Emission Cost by Reporting Type: AZ_NM_SNV_NucRenew
ReportingType | 2015 | 2020 | 2025 | 2030 | 2035 | 2040
BM | 0 | 0 | 0 | 0 | 0 | 0
CC | 0 | 0 | 0 | 0 | 0 | 0
CSP | 0 | 0 | 0 | 0 | 0 | 0
CT | 0 | 0 | 0 | 0 | 0 | 0
Coal | 0 | 0 | 0 | 0 | 0 | 0
Geo | 0 | 0 | 0 | 0 | 0 | 0
H | 0 | 0 | 0 | 0 | 0 | 0
LFG | 0 | 0 | 0 | 0 | 0 | 0
Nuc | 0 | 0 | 0 | 0 | 0 | 0
PS | 0 | 0 | 0 | 0 | 0 | 0
PV | 0 | 0 | 0 | 0 | 0 | 0
PeakG | 0 | 0 | 0 | 0 | 0 | 0
PeakO | 0 | 0 | 0 | 0 | 0 | 0
ST | 0 | 0 | 0 | 0 | 0 | 0
STOG | 0 | 0 | 0 | 0 | 0 | 0
STWD | 0 | 0 | 0 | 0 | 0 | 0
WT | 0 | 0 | 0 | 0 | 0 | 0
IGCC | 0 | 0 | 0 | 0 | 0 | 0
DemandResponse | 0 | 0 | 0 | 0 | 0 | 0
IGCC-CCS | 0 | 0 | 0 | 0 | 0 | 0
WT_off | 0 | 0 | 0 | 0 | 0 | 0
PseudoUnit | 0 | 0 | 0 | 0 | 0 | 0
FixedInterchange | 0 | 0 | 0 | 0 | 0 | 0
Emission Cost by Reporting Type: ERCOT
ReportingType | 2015 | 2020 | 2025 | 2030 | 2035 | 2040
BM | 0 | 0 | 0 | 0 | 0 | 0
CC | 0 | 0 | 0 | 0 | 0 | 0
CSP | 0 | 0 | 0 | 0 | 0 | 0
CT | 0 | 0 | 0 | 0 | 0 | 0
Coal | 0 | 0 | 0 | 0 | 0 | 0
Geo | 0 | 0 | 0 | 0 | 0 | 0
H | 0 | 0 | 0 | 0 | 0 | 0
LFG | 0 | 0 | 0 | 0 | 0 | 0
Nuc | 0 | 0 | 0 | 0 | 0 | 0
PS | 0 | 0 | 0 | 0 | 0 | 0
PV | 0 | 0 | 0 | 0 | 0 | 0
PeakG | 0 | 0 | 0 | 0 | 0 | 0
PeakO | 0 | 0 | 0 | 0 | 0 | 0
ST | 0 | 0 | 0 | 0 | 0 | 0
STOG | 0 | 0 | 0 | 0 | 0 | 0
STWD | 0 | 0 | 0 | 0 | 0 | 0
WT | 0 | 0 | 0 | 0 | 0 | 0
IGCC | 0 | 0 | 0 | 0 | 0 | 0
DemandResponse | 0 | 0 | 0 | 0 | 0 | 0
IGCC-CCS | 0 | 0 | 0 | 0 | 0 | 0
WT_off | 0 | 0 | 0 | 0 | 0 | 0
PseudoUnit | 0 | 0 | 0 | 0 | 0 | 0
FixedInterchange | 0 | 0 | 0 | 0 | 0 | 0
Emission Cost by Reporting Type: NP15
ReportingType | 2015 | 2020 | 2025 | 2030 | 2035 | 2040
BM | 0 | 0 | 0 | 0 | 0 | 0
CC | 0 | 0 | 0 | 0 | 0 | 0
CSP | 0 | 0 | 0 | 0 | 0 | 0
CT | 0 | 0 | 0 | 0 | 0 | 0
Coal | 0 | 0 | 0 | 0 | 0 | 0
Geo | 0 | 0 | 0 | 0 | 0 | 0
H | 0 | 0 | 0 | 0 | 0 | 0
LFG | 0 | 0 | 0 | 0 | 0 | 0
Nuc | 0 | 0 | 0 | 0 | 0 | 0
PS | 0 | 0 | 0 | 0 | 0 | 0
PV | 0 | 0 | 0 | 0 | 0 | 0
PeakG | 0 | 0 | 0 | 0 | 0 | 0
PeakO | 0 | 0 | 0 | 0 | 0 | 0
ST | 0 | 0 | 0 | 0 | 0 | 0
STOG | 0 | 0 | 0 | 0 | 0 | 0
STWD | 0 | 0 | 0 | 0 | 0 | 0
WT | 0 | 0 | 0 | 0 | 0 | 0
IGCC | 0 | 0 | 0 | 0 | 0 | 0
DemandResponse | 0 | 0 | 0 | 0 | 0 | 0
IGCC-CCS | 0 | 0 | 0 | 0 | 0 | 0
WT_off | 0 | 0 | 0 | 0 | 0 | 0
PseudoUnit | 0 | 0 | 0 | 0 | 0 | 0
FixedInterchange | 0 | 0 | 0 | 0 | 0 | 0
Emission Cost by Reporting Type: NWPP_Coal
ReportingType | 2015 | 2020 | 2025 | 2030 | 2035 | 2040
BM | 0 | 0 | 0 | 0 | 0 | 0
CC | 0 | 0 | 0 | 0 | 0 | 0
CSP | 0 | 0 | 0 | 0 | 0 | 0
CT | 0 | 0 | 0 | 0 | 0 | 0
Coal | 0 | 0 | 0 | 0 | 0 | 0
Geo | 0 | 0 | 0 | 0 | 0 | 0
H | 0 | 0 | 0 | 0 | 0 | 0
LFG | 0 | 0 | 0 | 0 | 0 | 0
Nuc | 0 | 0 | 0 | 0 | 0 | 0
PS | 0 | 0 | 0 | 0 | 0 | 0
PV | 0 | 0 | 0 | 0 | 0 | 0
PeakG | 0 | 0 | 0 | 0 | 0 | 0
PeakO | 0 | 0 | 0 | 0 | 0 | 0
ST | 0 | 0 | 0 | 0 | 0 | 0
STOG | 0 | 0 | 0 | 0 | 0 | 0
STWD | 0 | 0 | 0 | 0 | 0 | 0
WT | 0 | 0 | 0 | 0 | 0 | 0
IGCC | 0 | 0 | 0 | 0 | 0 | 0
DemandResponse | 0 | 0 | 0 | 0 | 0 | 0
IGCC-CCS | 0 | 0 | 0 | 0 | 0 | 0
WT_off | 0 | 0 | 0 | 0 | 0 | 0
PseudoUnit | 0 | 0 | 0 | 0 | 0 | 0
FixedInterchange | 0 | 0 | 0 | 0 | 0 | 0
Emission Cost by Reporting Type: NWPP_Gas
ReportingType | 2015 | 2020 | 2025 | 2030 | 2035 | 2040
BM | 0 | 0 | 0 | 0 | 0 | 0
CC | 0 | 0 | 0 | 0 | 0 | 0
CSP | 0 | 0 | 0 | 0 | 0 | 0
CT | 0 | 0 | 0 | 0 | 0 | 0
Coal | 0 | 0 | 0 | 0 | 0 | 0
Geo | 0 | 0 | 0 | 0 | 0 | 0
H | 0 | 0 | 0 | 0 | 0 | 0
LFG | 0 | 0 | 0 | 0 | 0 | 0
Nuc | 0 | 0 | 0 | 0 | 0 | 0
PS | 0 | 0 | 0 | 0 | 0 | 0
PV | 0 | 0 | 0 | 0 | 0 | 0
PeakG | 0 | 0 | 0 | 0 | 0 | 0
PeakO | 0 | 0 | 0 | 0 | 0 | 0
ST | 0 | 0 | 0 | 0 | 0 | 0
STOG | 0 | 0 | 0 | 0 | 0 | 0
STWD | 0 | 0 | 0 | 0 | 0 | 0
WT | 0 | 0 | 0 | 0 | 0 | 0
IGCC | 0 | 0 | 0 | 0 | 0 | 0
DemandResponse | 0 | 0 | 0 | 0 | 0 | 0
IGCC-CCS | 0 | 0 | 0 | 0 | 0 | 0
WT_off | 0 | 0 | 0 | 0 | 0 | 0
PseudoUnit | 0 | 0 | 0 | 0 | 0 | 0
FixedInterchange | 0 | 0 | 0 | 0 | 0 | 0
Emission Cost by Reporting Type: NWPP_NucRenew
ReportingType | 2015 | 2020 | 2025 | 2030 | 2035 | 2040
BM | 0 | 0 | 0 | 0 | 0 | 0
CC | 0 | 0 | 0 | 0 | 0 | 0
CSP | 0 | 0 | 0 | 0 | 0 | 0
CT | 0 | 0 | 0 | 0 | 0 | 0
Coal | 0 | 0 | 0 | 0 | 0 | 0
Geo | 0 | 0 | 0 | 0 | 0 | 0
H | 0 | 0 | 0 | 0 | 0 | 0
LFG | 0 | 0 | 0 | 0 | 0 | 0
Nuc | 0 | 0 | 0 | 0 | 0 | 0
PS | 0 | 0 | 0 | 0 | 0 | 0
PV | 0 | 0 | 0 | 0 | 0 | 0
PeakG | 0 | 0 | 0 | 0 | 0 | 0
PeakO | 0 | 0 | 0 | 0 | 0 | 0
ST | 0 | 0 | 0 | 0 | 0 | 0
STOG | 0 | 0 | 0 | 0 | 0 | 0
STWD | 0 | 0 | 0 | 0 | 0 | 0
WT | 0 | 0 | 0 | 0 | 0 | 0
IGCC | 0 | 0 | 0 | 0 | 0 | 0
DemandResponse | 0 | 0 | 0 | 0 | 0 | 0
IGCC-CCS | 0 | 0 | 0 | 0 | 0 | 0
WT_off | 0 | 0 | 0 | 0 | 0 | 0
PseudoUnit | 0 | 0 | 0 | 0 | 0 | 0
FixedInterchange | 0 | 0 | 0 | 0 | 0 | 0
Emission Cost by Reporting Type: RMPA
ReportingType | 2015 | 2020 | 2025 | 2030 | 2035 | 2040
BM | 0 | 0 | 0 | 0 | 0 | 0
CC | 0 | 0 | 0 | 0 | 0 | 0
CSP | 0 | 0 | 0 | 0 | 0 | 0
CT | 0 | 0 | 0 | 0 | 0 | 0
Coal | 0 | 0 | 0 | 0 | 0 | 0
Geo | 0 | 0 | 0 | 0 | 0 | 0
H | 0 | 0 | 0 | 0 | 0 | 0
LFG | 0 | 0 | 0 | 0 | 0 | 0
Nuc | 0 | 0 | 0 | 0 | 0 | 0
PS | 0 | 0 | 0 | 0 | 0 | 0
PV | 0 | 0 | 0 | 0 | 0 | 0
PeakG | 0 | 0 | 0 | 0 | 0 | 0
PeakO | 0 | 0 | 0 | 0 | 0 | 0
ST | 0 | 0 | 0 | 0 | 0 | 0
STOG | 0 | 0 | 0 | 0 | 0 | 0
STWD | 0 | 0 | 0 | 0 | 0 | 0
WT | 0 | 0 | 0 | 0 | 0 | 0
IGCC | 0 | 0 | 0 | 0 | 0 | 0
DemandResponse | 0 | 0 | 0 | 0 | 0 | 0
IGCC-CCS | 0 | 0 | 0 | 0 | 0 | 0
WT_off | 0 | 0 | 0 | 0 | 0 | 0
PseudoUnit | 0 | 0 | 0 | 0 | 0 | 0
FixedInterchange | 0 | 0 | 0 | 0 | 0 | 0
Emission Cost by Reporting Type: SP15
ReportingType | 2015 | 2020 | 2025 | 2030 | 2035 | 2040
BM | 0 | 0 | 0 | 0 | 0 | 0
CC | 0 | 0 | 0 | 0 | 0 | 0
CSP | 0 | 0 | 0 | 0 | 0 | 0
CT | 0 | 0 | 0 | 0 | 0 | 0
Coal | 0 | 0 | 0 | 0 | 0 | 0
Geo | 0 | 0 | 0 | 0 | 0 | 0
H | 0 | 0 | 0 | 0 | 0 | 0
LFG | 0 | 0 | 0 | 0 | 0 | 0
Nuc | 0 | 0 | 0 | 0 | 0 | 0
PS | 0 | 0 | 0 | 0 | 0 | 0
PV | 0 | 0 | 0 | 0 | 0 | 0
PeakG | 0 | 0 | 0 | 0 | 0 | 0
PeakO | 0 | 0 | 0 | 0 | 0 | 0
ST | 0 | 0 | 0 | 0 | 0 | 0
STOG | 0 | 0 | 0 | 0 | 0 | 0
STWD | 0 | 0 | 0 | 0 | 0 | 0
WT | 0 | 0 | 0 | 0 | 0 | 0
IGCC | 0 | 0 | 0 | 0 | 0 | 0
DemandResponse | 0 | 0 | 0 | 0 | 0 | 0
IGCC-CCS | 0 | 0 | 0 | 0 | 0 | 0
WT_off | 0 | 0 | 0 | 0 | 0 | 0
PseudoUnit | 0 | 0 | 0 | 0 | 0 | 0
FixedInterchange | 0 | 0 | 0 | 0 | 0 | 0
Emission Cost by Reporting Type: ALB
ReportingType | 2015 | 2020 | 2025 | 2030 | 2035 | 2040
BM | 0 | 0 | 0 | 0 | 0 | 0
CC | 0 | 0 | 0 | 0 | 0 | 0
CSP | 0 | 0 | 0 | 0 | 0 | 0
CT | 0 | 0 | 0 | 0 | 0 | 0
Coal | 0 | 0 | 0 | 0 | 0 | 0
Geo | 0 | 0 | 0 | 0 | 0 | 0
H | 0 | 0 | 0 | 0 | 0 | 0
LFG | 0 | 0 | 0 | 0 | 0 | 0
Nuc | 0 | 0 | 0 | 0 | 0 | 0
PS | 0 | 0 | 0 | 0 | 0 | 0
PV | 0 | 0 | 0 | 0 | 0 | 0
PeakG | 0 | 0 | 0 | 0 | 0 | 0
PeakO | 0 | 0 | 0 | 0 | 0 | 0
ST | 0 | 0 | 0 | 0 | 0 | 0
STOG | 0 | 0 | 0 | 0 | 0 | 0
STWD | 0 | 0 | 0 | 0 | 0 | 0
WT | 0 | 0 | 0 | 0 | 0 | 0
IGCC | 0 | 0 | 0 | 0 | 0 | 0
DemandResponse | 0 | 0 | 0 | 0 | 0 | 0
IGCC-CCS | 0 | 0 | 0 | 0 | 0 | 0
WT_off | 0 | 0 | 0 | 0 | 0 | 0
PseudoUnit | 0 | 0 | 0 | 0 | 0 | 0
FixedInterchange | 0 | 0 | 0 | 0 | 0 | 0
Emission Cost by Reporting Type: BC
ReportingType | 2015 | 2020 | 2025 | 2030 | 2035 | 2040
BM | 0 | 0 | 0 | 0 | 0 | 0
CC | 0 | 0 | 0 | 0 | 0 | 0
CSP | 0 | 0 | 0 | 0 | 0 | 0
CT | 0 | 0 | 0 | 0 | 0 | 0
Coal | 0 | 0 | 0 | 0 | 0 | 0
Geo | 0 | 0 | 0 | 0 | 0 | 0
H | 0 | 0 | 0 | 0 | 0 | 0
LFG | 0 | 0 | 0 | 0 | 0 | 0
Nuc | 0 | 0 | 0 | 0 | 0 | 0
PS | 0 | 0 | 0 | 0 | 0 | 0
PV | 0 | 0 | 0 | 0 | 0 | 0
PeakG | 0 | 0 | 0 | 0 | 0 | 0
PeakO | 0 | 0 | 0 | 0 | 0 | 0
ST | 0 | 0 | 0 | 0 | 0 | 0
STOG | 0 | 0 | 0 | 0 | 0 | 0
STWD | 0 | 0 | 0 | 0 | 0 | 0
WT | 0 | 0 | 0 | 0 | 0 | 0
IGCC | 0 | 0 | 0 | 0 | 0 | 0
DemandResponse | 0 | 0 | 0 | 0 | 0 | 0
IGCC-CCS | 0 | 0 | 0 | 0 | 0 | 0
WT_off | 0 | 0 | 0 | 0 | 0 | 0
PseudoUnit | 0 | 0 | 0 | 0 | 0 | 0
FixedInterchange | 0 | 0 | 0 | 0 | 0 | 0
Emission Cost by Reporting Type: HQ_IESO
ReportingType | 2015 | 2020 | 2025 | 2030 | 2035 | 2040
BM | 0 | 0 | 0 | 0 | 0 | 0
CC | 0 | 0 | 0 | 0 | 0 | 0
CSP | 0 | 0 | 0 | 0 | 0 | 0
CT | 0 | 0 | 0 | 0 | 0 | 0
Coal | 0 | 0 | 0 | 0 | 0 | 0
Geo | 0 | 0 | 0 | 0 | 0 | 0
H | 0 | 0 | 0 | 0 | 0 | 0
LFG | 0 | 0 | 0 | 0 | 0 | 0
Nuc | 0 | 0 | 0 | 0 | 0 | 0
PS | 0 | 0 | 0 | 0 | 0 | 0
PV | 0 | 0 | 0 | 0 | 0 | 0
PeakG | 0 | 0 | 0 | 0 | 0 | 0
PeakO | 0 | 0 | 0 | 0 | 0 | 0
ST | 0 | 0 | 0 | 0 | 0 | 0
STOG | 0 | 0 | 0 | 0 | 0 | 0
STWD | 0 | 0 | 0 | 0 | 0 | 0
WT | 0 | 0 | 0 | 0 | 0 | 0
IGCC | 0 | 0 | 0 | 0 | 0 | 0
DemandResponse | 0 | 0 | 0 | 0 | 0 | 0
IGCC-CCS | 0 | 0 | 0 | 0 | 0 | 0
WT_off | 0 | 0 | 0 | 0 | 0 | 0
PseudoUnit | 0 | 0 | 0 | 0 | 0 | 0
FixedInterchange | 0 | 0 | 0 | 0 | 0 | 0
Emission Cost by Reporting Type: HQ_NEISO
ReportingType | 2015 | 2020 | 2025 | 2030 | 2035 | 2040
BM | 0 | 0 | 0 | 0 | 0 | 0
CC | 0 | 0 | 0 | 0 | 0 | 0
CSP | 0 | 0 | 0 | 0 | 0 | 0
CT | 0 | 0 | 0 | 0 | 0 | 0
Coal | 0 | 0 | 0 | 0 | 0 | 0
Geo | 0 | 0 | 0 | 0 | 0 | 0
H | 0 | 0 | 0 | 0 | 0 | 0
LFG | 0 | 0 | 0 | 0 | 0 | 0
Nuc | 0 | 0 | 0 | 0 | 0 | 0
PS | 0 | 0 | 0 | 0 | 0 | 0
PV | 0 | 0 | 0 | 0 | 0 | 0
PeakG | 0 | 0 | 0 | 0 | 0 | 0
PeakO | 0 | 0 | 0 | 0 | 0 | 0
ST | 0 | 0 | 0 | 0 | 0 | 0
STOG | 0 | 0 | 0 | 0 | 0 | 0
STWD | 0 | 0 | 0 | 0 | 0 | 0
WT | 0 | 0 | 0 | 0 | 0 | 0
IGCC | 0 | 0 | 0 | 0 | 0 | 0
DemandResponse | 0 | 0 | 0 | 0 | 0 | 0
IGCC-CCS | 0 | 0 | 0 | 0 | 0 | 0
WT_off | 0 | 0 | 0 | 0 | 0 | 0
PseudoUnit | 0 | 0 | 0 | 0 | 0 | 0
FixedInterchange | 0 | 0 | 0 | 0 | 0 | 0
Emission Cost by Reporting Type: HQ_NY
ReportingType | 2015 | 2020 | 2025 | 2030 | 2035 | 2040
BM | 0 | 0 | 0 | 0 | 0 | 0
CC | 0 | 0 | 0 | 0 | 0 | 0
CSP | 0 | 0 | 0 | 0 | 0 | 0
CT | 0 | 0 | 0 | 0 | 0 | 0
Coal | 0 | 0 | 0 | 0 | 0 | 0
Geo | 0 | 0 | 0 | 0 | 0 | 0
H | 0 | 0 | 0 | 0 | 0 | 0
LFG | 0 | 0 | 0 | 0 | 0 | 0
Nuc | 0 | 0 | 0 | 0 | 0 | 0
PS | 0 | 0 | 0 | 0 | 0 | 0
PV | 0 | 0 | 0 | 0 | 0 | 0
PeakG | 0 | 0 | 0 | 0 | 0 | 0
PeakO | 0 | 0 | 0 | 0 | 0 | 0
ST | 0 | 0 | 0 | 0 | 0 | 0
STOG | 0 | 0 | 0 | 0 | 0 | 0
STWD | 0 | 0 | 0 | 0 | 0 | 0
WT | 0 | 0 | 0 | 0 | 0 | 0
IGCC | 0 | 0 | 0 | 0 | 0 | 0
DemandResponse | 0 | 0 | 0 | 0 | 0 | 0
IGCC-CCS | 0 | 0 | 0 | 0 | 0 | 0
WT_off | 0 | 0 | 0 | 0 | 0 | 0
PseudoUnit | 0 | 0 | 0 | 0 | 0 | 0
FixedInterchange | 0 | 0 | 0 | 0 | 0 | 0
Emission Cost by Reporting Type: MARITIMES
ReportingType | 2015 | 2020 | 2025 | 2030 | 2035 | 2040
BM | 0 | 0 | 0 | 0 | 0 | 0
CC | 0 | 0 | 0 | 0 | 0 | 0
CSP | 0 | 0 | 0 | 0 | 0 | 0
CT | 0 | 0 | 0 | 0 | 0 | 0
Coal | 0 | 0 | 0 | 0 | 0 | 0
Geo | 0 | 0 | 0 | 0 | 0 | 0
H | 0 | 0 | 0 | 0 | 0 | 0
LFG | 0 | 0 | 0 | 0 | 0 | 0
Nuc | 0 | 0 | 0 | 0 | 0 | 0
PS | 0 | 0 | 0 | 0 | 0 | 0
PV | 0 | 0 | 0 | 0 | 0 | 0
PeakG | 0 | 0 | 0 | 0 | 0 | 0
PeakO | 0 | 0 | 0 | 0 | 0 | 0
ST | 0 | 0 | 0 | 0 | 0 | 0
STOG | 0 | 0 | 0 | 0 | 0 | 0
STWD | 0 | 0 | 0 | 0 | 0 | 0
WT | 0 | 0 | 0 | 0 | 0 | 0
IGCC | 0 | 0 | 0 | 0 | 0 | 0
DemandResponse | 0 | 0 | 0 | 0 | 0 | 0
IGCC-CCS | 0 | 0 | 0 | 0 | 0 | 0
WT_off | 0 | 0 | 0 | 0 | 0 | 0
PseudoUnit | 0 | 0 | 0 | 0 | 0 | 0
FixedInterchange | 0 | 0 | 0 | 0 | 0 | 0
Emission Cost by Reporting Type: All
ReportingType | 2015 | 2020 | 2025 | 2030 | 2035 | 2040
BM | 0 | 0 | 0 | 0 | 0 | 0
CC | 0 | 0 | 0 | 0 | 0 | 0
CSP | 0 | 0 | 0 | 0 | 0 | 0
CT | 0 | 0 | 0 | 0 | 0 | 0
Coal | 0 | 0 | 0 | 0 | 0 | 0
Geo | 0 | 0 | 0 | 0 | 0 | 0
H | 0 | 0 | 0 | 0 | 0 | 0
LFG | 0 | 0 | 0 | 0 | 0 | 0
Nuc | 0 | 0 | 0 | 0 | 0 | 0
PS | 0 | 0 | 0 | 0 | 0 | 0
PV | 0 | 0 | 0 | 0 | 0 | 0
PeakG | 0 | 0 | 0 | 0 | 0 | 0
PeakO | 0 | 0 | 0 | 0 | 0 | 0
ST | 0 | 0 | 0 | 0 | 0 | 0
STOG | 0 | 0 | 0 | 0 | 0 | 0
STWD | 0 | 0 | 0 | 0 | 0 | 0
WT | 0 | 0 | 0 | 0 | 0 | 0
IGCC | 0 | 0 | 0 | 0 | 0 | 0
DemandResponse | 0 | 0 | 0 | 0 | 0 | 0
IGCC-CCS | 0 | 0 | 0 | 0 | 0 | 0
WT_off | 0 | 0 | 0 | 0 | 0 | 0
PseudoUnit | 0 | 0 | 0 | 0 | 0 | 0
FixedInterchange | 0 | 0 | 0 | 0 | 0 | 0
Emission Cost by Reporting Type: EI_US
ReportingType | 2015 | 2020 | 2025 | 2030 | 2035 | 2040
BM | 0 | 0 | 0 | 0 | 0 | 0
CC | 0 | 0 | 0 | 0 | 0 | 0
CSP | 0 | 0 | 0 | 0 | 0 | 0
CT | 0 | 0 | 0 | 0 | 0 | 0
Coal | 0 | 0 | 0 | 0 | 0 | 0
Geo | 0 | 0 | 0 | 0 | 0 | 0
H | 0 | 0 | 0 | 0 | 0 | 0
LFG | 0 | 0 | 0 | 0 | 0 | 0
Nuc | 0 | 0 | 0 | 0 | 0 | 0
PS | 0 | 0 | 0 | 0 | 0 | 0
PV | 0 | 0 | 0 | 0 | 0 | 0
PeakG | 0 | 0 | 0 | 0 | 0 | 0
PeakO | 0 | 0 | 0 | 0 | 0 | 0
ST | 0 | 0 | 0 | 0 | 0 | 0
STOG | 0 | 0 | 0 | 0 | 0 | 0
STWD | 0 | 0 | 0 | 0 | 0 | 0
WT | 0 | 0 | 0 | 0 | 0 | 0
IGCC | 0 | 0 | 0 | 0 | 0 | 0
DemandResponse | 0 | 0 | 0 | 0 | 0 | 0
IGCC-CCS | 0 | 0 | 0 | 0 | 0 | 0
WT_off | 0 | 0 | 0 | 0 | 0 | 0
PseudoUnit | 0 | 0 | 0 | 0 | 0 | 0
FixedInterchange | 0 | 0 | 0 | 0 | 0 | 0
Emission Cost by Reporting Type: EI_Canada
ReportingType | 2015 | 2020 | 2025 | 2030 | 2035 | 2040
BM | 0 | 0 | 0 | 0 | 0 | 0
CC | 0 | 0 | 0 | 0 | 0 | 0
CSP | 0 | 0 | 0 | 0 | 0 | 0
CT | 0 | 0 | 0 | 0 | 0 | 0
Coal | 0 | 0 | 0 | 0 | 0 | 0
Geo | 0 | 0 | 0 | 0 | 0 | 0
H | 0 | 0 | 0 | 0 | 0 | 0
LFG | 0 | 0 | 0 | 0 | 0 | 0
Nuc | 0 | 0 | 0 | 0 | 0 | 0
PS | 0 | 0 | 0 | 0 | 0 | 0
PV | 0 | 0 | 0 | 0 | 0 | 0
PeakG | 0 | 0 | 0 | 0 | 0 | 0
PeakO | 0 | 0 | 0 | 0 | 0 | 0
ST | 0 | 0 | 0 | 0 | 0 | 0
STOG | 0 | 0 | 0 | 0 | 0 | 0
STWD | 0 | 0 | 0 | 0 | 0 | 0
WT | 0 | 0 | 0 | 0 | 0 | 0
IGCC | 0 | 0 | 0 | 0 | 0 | 0
DemandResponse | 0 | 0 | 0 | 0 | 0 | 0
IGCC-CCS | 0 | 0 | 0 | 0 | 0 | 0
WT_off | 0 | 0 | 0 | 0 | 0 | 0
PseudoUnit | 0 | 0 | 0 | 0 | 0 | 0
FixedInterchange | 0 | 0 | 0 | 0 | 0 | 0
Emission Cost by Reporting Type: EI
ReportingType | 2015 | 2020 | 2025 | 2030 | 2035 | 2040
BM | 0 | 0 | 0 | 0 | 0 | 0
CC | 0 | 0 | 0 | 0 | 0 | 0
CSP | 0 | 0 | 0 | 0 | 0 | 0
CT | 0 | 0 | 0 | 0 | 0 | 0
Coal | 0 | 0 | 0 | 0 | 0 | 0
Geo | 0 | 0 | 0 | 0 | 0 | 0
H | 0 | 0 | 0 | 0 | 0 | 0
LFG | 0 | 0 | 0 | 0 | 0 | 0
Nuc | 0 | 0 | 0 | 0 | 0 | 0
PS | 0 | 0 | 0 | 0 | 0 | 0
PV | 0 | 0 | 0 | 0 | 0 | 0
PeakG | 0 | 0 | 0 | 0 | 0 | 0
PeakO | 0 | 0 | 0 | 0 | 0 | 0
ST | 0 | 0 | 0 | 0 | 0 | 0
STOG | 0 | 0 | 0 | 0 | 0 | 0
STWD | 0 | 0 | 0 | 0 | 0 | 0
WT | 0 | 0 | 0 | 0 | 0 | 0
IGCC | 0 | 0 | 0 | 0 | 0 | 0
DemandResponse | 0 | 0 | 0 | 0 | 0 | 0
IGCC-CCS | 0 | 0 | 0 | 0 | 0 | 0
WT_off | 0 | 0 | 0 | 0 | 0 | 0
PseudoUnit | 0 | 0 | 0 | 0 | 0 | 0
FixedInterchange | 0 | 0 | 0 | 0 | 0 | 0
Emission Cost by Reporting Type: Outside_EI
ReportingType | 2015 | 2020 | 2025 | 2030 | 2035 | 2040
BM | 0 | 0 | 0 | 0 | 0 | 0
CC | 0 | 0 | 0 | 0 | 0 | 0
CSP | 0 | 0 | 0 | 0 | 0 | 0
CT | 0 | 0 | 0 | 0 | 0 | 0
Coal | 0 | 0 | 0 | 0 | 0 | 0
Geo | 0 | 0 | 0 | 0 | 0 | 0
H | 0 | 0 | 0 | 0 | 0 | 0
LFG | 0 | 0 | 0 | 0 | 0 | 0
Nuc | 0 | 0 | 0 | 0 | 0 | 0
PS | 0 | 0 | 0 | 0 | 0 | 0
PV | 0 | 0 | 0 | 0 | 0 | 0
PeakG | 0 | 0 | 0 | 0 | 0 | 0
PeakO | 0 | 0 | 0 | 0 | 0 | 0
ST | 0 | 0 | 0 | 0 | 0 | 0
STOG | 0 | 0 | 0 | 0 | 0 | 0
STWD | 0 | 0 | 0 | 0 | 0 | 0
WT | 0 | 0 | 0 | 0 | 0 | 0
IGCC | 0 | 0 | 0 | 0 | 0 | 0
DemandResponse | 0 | 0 | 0 | 0 | 0 | 0
IGCC-CCS | 0 | 0 | 0 | 0 | 0 | 0
WT_off | 0 | 0 | 0 | 0 | 0 | 0
PseudoUnit | 0 | 0 | 0 | 0 | 0 | 0
FixedInterchange | 0 | 0 | 0 | 0 | 0 | 0
==== Emission Program: CAIRNOxAnnual : (NOx) ====
Emission Cost by Reporting Type: Entergy
ReportingType | 2015 | 2020 | 2025 | 2030 | 2035 | 2040
BM | 0 | 0 | 0 | 0 | 0 | 0
CC | 0 | 0 | 0 | 0 | 0 | 0
CSP | 0 | 0 | 0 | 0 | 0 | 0
CT | 0 | 0 | 0 | 0 | 0 | 0
Coal | 0 | 0 | 0 | 0 | 0 | 0
Geo | 0 | 0 | 0 | 0 | 0 | 0
H | 0 | 0 | 0 | 0 | 0 | 0
LFG | 0 | 0 | 0 | 0 | 0 | 0
Nuc | 0 | 0 | 0 | 0 | 0 | 0
PS | 0 | 0 | 0 | 0 | 0 | 0
PV | 0 | 0 | 0 | 0 | 0 | 0
PeakG | 0 | 0 | 0 | 0 | 0 | 0
PeakO | 0 | 0 | 0 | 0 | 0 | 0
ST | 0 | 0 | 0 | 0 | 0 | 0
STOG | 0 | 0 | 0 | 0 | 0 | 0
STWD | 0 | 0 | 0 | 0 | 0 | 0
WT | 0 | 0 | 0 | 0 | 0 | 0
IGCC | 0 | 0 | 0 | 0 | 0 | 0
DemandResponse | 0 | 0 | 0 | 0 | 0 | 0
IGCC-CCS | 0 | 0 | 0 | 0 | 0 | 0
WT_off | 0 | 0 | 0 | 0 | 0 | 0
PseudoUnit | 0 | 0 | 0 | 0 | 0 | 0
FixedInterchange | 0 | 0 | 0 | 0 | 0 | 0
Emission Cost by Reporting Type: FRCC
ReportingType | 2015 | 2020 | 2025 | 2030 | 2035 | 2040
BM | 0 | 0 | 0 | 0 | 0 | 0
CC | 0 | 0 | 0 | 0 | 0 | 0
CSP | 0 | 0 | 0 | 0 | 0 | 0
CT | 0 | 0 | 0 | 0 | 0 | 0
Coal | 0 | 0 | 0 | 0 | 0 | 0
Geo | 0 | 0 | 0 | 0 | 0 | 0
H | 0 | 0 | 0 | 0 | 0 | 0
LFG | 0 | 0 | 0 | 0 | 0 | 0
Nuc | 0 | 0 | 0 | 0 | 0 | 0
PS | 0 | 0 | 0 | 0 | 0 | 0
PV | 0 | 0 | 0 | 0 | 0 | 0
PeakG | 0 | 0 | 0 | 0 | 0 | 0
PeakO | 0 | 0 | 0 | 0 | 0 | 0
ST | 0 | 0 | 0 | 0 | 0 | 0
STOG | 0 | 0 | 0 | 0 | 0 | 0
STWD | 0 | 0 | 0 | 0 | 0 | 0
WT | 0 | 0 | 0 | 0 | 0 | 0
IGCC | 0 | 0 | 0 | 0 | 0 | 0
DemandResponse | 0 | 0 | 0 | 0 | 0 | 0
IGCC-CCS | 0 | 0 | 0 | 0 | 0 | 0
WT_off | 0 | 0 | 0 | 0 | 0 | 0
PseudoUnit | 0 | 0 | 0 | 0 | 0 | 0
FixedInterchange | 0 | 0 | 0 | 0 | 0 | 0
Emission Cost by Reporting Type: MAPP_US
ReportingType | 2015 | 2020 | 2025 | 2030 | 2035 | 2040
BM | 0 | 0 | 0 | 0 | 0 | 0
CC | 0 | 0 | 0 | 0 | 0 | 0
CSP | 0 | 0 | 0 | 0 | 0 | 0
CT | 0 | 0 | 0 | 0 | 0 | 0
Coal | 0 | 0 | 0 | 0 | 0 | 0
Geo | 0 | 0 | 0 | 0 | 0 | 0
H | 0 | 0 | 0 | 0 | 0 | 0
LFG | 0 | 0 | 0 | 0 | 0 | 0
Nuc | 0 | 0 | 0 | 0 | 0 | 0
PS | 0 | 0 | 0 | 0 | 0 | 0
PV | 0 | 0 | 0 | 0 | 0 | 0
PeakG | 0 | 0 | 0 | 0 | 0 | 0
PeakO | 0 | 0 | 0 | 0 | 0 | 0
ST | 0 | 0 | 0 | 0 | 0 | 0
STOG | 0 | 0 | 0 | 0 | 0 | 0
STWD | 0 | 0 | 0 | 0 | 0 | 0
WT | 0 | 0 | 0 | 0 | 0 | 0
IGCC | 0 | 0 | 0 | 0 | 0 | 0
DemandResponse | 0 | 0 | 0 | 0 | 0 | 0
IGCC-CCS | 0 | 0 | 0 | 0 | 0 | 0
WT_off | 0 | 0 | 0 | 0 | 0 | 0
PseudoUnit | 0 | 0 | 0 | 0 | 0 | 0
FixedInterchange | 0 | 0 | 0 | 0 | 0 | 0
Emission Cost by Reporting Type: MISO_IN
ReportingType | 2015 | 2020 | 2025 | 2030 | 2035 | 2040
BM | 0 | 0 | 0 | 0 | 0 | 0
CC | 0 | 0 | 0 | 0 | 0 | 0
CSP | 0 | 0 | 0 | 0 | 0 | 0
CT | 0 | 0 | 0 | 0 | 0 | 0
Coal | 0 | 0 | 0 | 0 | 0 | 0
Geo | 0 | 0 | 0 | 0 | 0 | 0
H | 0 | 0 | 0 | 0 | 0 | 0
LFG | 0 | 0 | 0 | 0 | 0 | 0
Nuc | 0 | 0 | 0 | 0 | 0 | 0
PS | 0 | 0 | 0 | 0 | 0 | 0
PV | 0 | 0 | 0 | 0 | 0 | 0
PeakG | 0 | 0 | 0 | 0 | 0 | 0
PeakO | 0 | 0 | 0 | 0 | 0 | 0
ST | 0 | 0 | 0 | 0 | 0 | 0
STOG | 0 | 0 | 0 | 0 | 0 | 0
STWD | 0 | 0 | 0 | 0 | 0 | 0
WT | 0 | 0 | 0 | 0 | 0 | 0
IGCC | 0 | 0 | 0 | 0 | 0 | 0
DemandResponse | 0 | 0 | 0 | 0 | 0 | 0
IGCC-CCS | 0 | 0 | 0 | 0 | 0 | 0
WT_off | 0 | 0 | 0 | 0 | 0 | 0
PseudoUnit | 0 | 0 | 0 | 0 | 0 | 0
FixedInterchange | 0 | 0 | 0 | 0 | 0 | 0
Emission Cost by Reporting Type: MISO_MI
ReportingType | 2015 | 2020 | 2025 | 2030 | 2035 | 2040
BM | 0 | 0 | 0 | 0 | 0 | 0
CC | 0 | 0 | 0 | 0 | 0 | 0
CSP | 0 | 0 | 0 | 0 | 0 | 0
CT | 0 | 0 | 0 | 0 | 0 | 0
Coal | 0 | 0 | 0 | 0 | 0 | 0
Geo | 0 | 0 | 0 | 0 | 0 | 0
H | 0 | 0 | 0 | 0 | 0 | 0
LFG | 0 | 0 | 0 | 0 | 0 | 0
Nuc | 0 | 0 | 0 | 0 | 0 | 0
PS | 0 | 0 | 0 | 0 | 0 | 0
PV | 0 | 0 | 0 | 0 | 0 | 0
PeakG | 0 | 0 | 0 | 0 | 0 | 0
PeakO | 0 | 0 | 0 | 0 | 0 | 0
ST | 0 | 0 | 0 | 0 | 0 | 0
STOG | 0 | 0 | 0 | 0 | 0 | 0
STWD | 0 | 0 | 0 | 0 | 0 | 0
WT | 0 | 0 | 0 | 0 | 0 | 0
IGCC | 0 | 0 | 0 | 0 | 0 | 0
DemandResponse | 0 | 0 | 0 | 0 | 0 | 0
IGCC-CCS | 0 | 0 | 0 | 0 | 0 | 0
WT_off | 0 | 0 | 0 | 0 | 0 | 0
PseudoUnit | 0 | 0 | 0 | 0 | 0 | 0
FixedInterchange | 0 | 0 | 0 | 0 | 0 | 0
Emission Cost by Reporting Type: MISO_MO-IL
ReportingType | 2015 | 2020 | 2025 | 2030 | 2035 | 2040
BM | 0 | 0 | 0 | 0 | 0 | 0
CC | 0 | 0 | 0 | 0 | 0 | 0
CSP | 0 | 0 | 0 | 0 | 0 | 0
CT | 0 | 0 | 0 | 0 | 0 | 0
Coal | 0 | 0 | 0 | 0 | 0 | 0
Geo | 0 | 0 | 0 | 0 | 0 | 0
H | 0 | 0 | 0 | 0 | 0 | 0
LFG | 0 | 0 | 0 | 0 | 0 | 0
Nuc | 0 | 0 | 0 | 0 | 0 | 0
PS | 0 | 0 | 0 | 0 | 0 | 0
PV | 0 | 0 | 0 | 0 | 0 | 0
PeakG | 0 | 0 | 0 | 0 | 0 | 0
PeakO | 0 | 0 | 0 | 0 | 0 | 0
ST | 0 | 0 | 0 | 0 | 0 | 0
STOG | 0 | 0 | 0 | 0 | 0 | 0
STWD | 0 | 0 | 0 | 0 | 0 | 0
WT | 0 | 0 | 0 | 0 | 0 | 0
IGCC | 0 | 0 | 0 | 0 | 0 | 0
DemandResponse | 0 | 0 | 0 | 0 | 0 | 0
IGCC-CCS | 0 | 0 | 0 | 0 | 0 | 0
WT_off | 0 | 0 | 0 | 0 | 0 | 0
PseudoUnit | 0 | 0 | 0 | 0 | 0 | 0
FixedInterchange | 0 | 0 | 0 | 0 | 0 | 0
Emission Cost by Reporting Type: MISO_W
ReportingType | 2015 | 2020 | 2025 | 2030 | 2035 | 2040
BM | 0 | 0 | 0 | 0 | 0 | 0
CC | 0 | 0 | 0 | 0 | 0 | 0
CSP | 0 | 0 | 0 | 0 | 0 | 0
CT | 0 | 0 | 0 | 0 | 0 | 0
Coal | 0 | 0 | 0 | 0 | 0 | 0
Geo | 0 | 0 | 0 | 0 | 0 | 0
H | 0 | 0 | 0 | 0 | 0 | 0
LFG | 0 | 0 | 0 | 0 | 0 | 0
Nuc | 0 | 0 | 0 | 0 | 0 | 0
PS | 0 | 0 | 0 | 0 | 0 | 0
PV | 0 | 0 | 0 | 0 | 0 | 0
PeakG | 0 | 0 | 0 | 0 | 0 | 0
PeakO | 0 | 0 | 0 | 0 | 0 | 0
ST | 0 | 0 | 0 | 0 | 0 | 0
STOG | 0 | 0 | 0 | 0 | 0 | 0
STWD | 0 | 0 | 0 | 0 | 0 | 0
WT | 0 | 0 | 0 | 0 | 0 | 0
IGCC | 0 | 0 | 0 | 0 | 0 | 0
DemandResponse | 0 | 0 | 0 | 0 | 0 | 0
IGCC-CCS | 0 | 0 | 0 | 0 | 0 | 0
WT_off | 0 | 0 | 0 | 0 | 0 | 0
PseudoUnit | 0 | 0 | 0 | 0 | 0 | 0
FixedInterchange | 0 | 0 | 0 | 0 | 0 | 0
Emission Cost by Reporting Type: MISO_WUMS
ReportingType | 2015 | 2020 | 2025 | 2030 | 2035 | 2040
BM | 0 | 0 | 0 | 0 | 0 | 0
CC | 0 | 0 | 0 | 0 | 0 | 0
CSP | 0 | 0 | 0 | 0 | 0 | 0
CT | 0 | 0 | 0 | 0 | 0 | 0
Coal | 0 | 0 | 0 | 0 | 0 | 0
Geo | 0 | 0 | 0 | 0 | 0 | 0
H | 0 | 0 | 0 | 0 | 0 | 0
LFG | 0 | 0 | 0 | 0 | 0 | 0
Nuc | 0 | 0 | 0 | 0 | 0 | 0
PS | 0 | 0 | 0 | 0 | 0 | 0
PV | 0 | 0 | 0 | 0 | 0 | 0
PeakG | 0 | 0 | 0 | 0 | 0 | 0
PeakO | 0 | 0 | 0 | 0 | 0 | 0
ST | 0 | 0 | 0 | 0 | 0 | 0
STOG | 0 | 0 | 0 | 0 | 0 | 0
STWD | 0 | 0 | 0 | 0 | 0 | 0
WT | 0 | 0 | 0 | 0 | 0 | 0
IGCC | 0 | 0 | 0 | 0 | 0 | 0
DemandResponse | 0 | 0 | 0 | 0 | 0 | 0
IGCC-CCS | 0 | 0 | 0 | 0 | 0 | 0
WT_off | 0 | 0 | 0 | 0 | 0 | 0
PseudoUnit | 0 | 0 | 0 | 0 | 0 | 0
FixedInterchange | 0 | 0 | 0 | 0 | 0 | 0
Emission Cost by Reporting Type: Nebraska
ReportingType | 2015 | 2020 | 2025 | 2030 | 2035 | 2040
BM | 0 | 0 | 0 | 0 | 0 | 0
CC | 0 | 0 | 0 | 0 | 0 | 0
CSP | 0 | 0 | 0 | 0 | 0 | 0
CT | 0 | 0 | 0 | 0 | 0 | 0
Coal | 0 | 0 | 0 | 0 | 0 | 0
Geo | 0 | 0 | 0 | 0 | 0 | 0
H | 0 | 0 | 0 | 0 | 0 | 0
LFG | 0 | 0 | 0 | 0 | 0 | 0
Nuc | 0 | 0 | 0 | 0 | 0 | 0
PS | 0 | 0 | 0 | 0 | 0 | 0
PV | 0 | 0 | 0 | 0 | 0 | 0
PeakG | 0 | 0 | 0 | 0 | 0 | 0
PeakO | 0 | 0 | 0 | 0 | 0 | 0
ST | 0 | 0 | 0 | 0 | 0 | 0
STOG | 0 | 0 | 0 | 0 | 0 | 0
STWD | 0 | 0 | 0 | 0 | 0 | 0
WT | 0 | 0 | 0 | 0 | 0 | 0
IGCC | 0 | 0 | 0 | 0 | 0 | 0
DemandResponse | 0 | 0 | 0 | 0 | 0 | 0
IGCC-CCS | 0 | 0 | 0 | 0 | 0 | 0
WT_off | 0 | 0 | 0 | 0 | 0 | 0
PseudoUnit | 0 | 0 | 0 | 0 | 0 | 0
FixedInterchange | 0 | 0 | 0 | 0 | 0 | 0
Emission Cost by Reporting Type: NEISO
ReportingType | 2015 | 2020 | 2025 | 2030 | 2035 | 2040
BM | 0 | 0 | 0 | 0 | 0 | 0
CC | 0 | 0 | 0 | 0 | 0 | 0
CSP | 0 | 0 | 0 | 0 | 0 | 0
CT | 0 | 0 | 0 | 0 | 0 | 0
Coal | 0 | 0 | 0 | 0 | 0 | 0
Geo | 0 | 0 | 0 | 0 | 0 | 0
H | 0 | 0 | 0 | 0 | 0 | 0
LFG | 0 | 0 | 0 | 0 | 0 | 0
Nuc | 0 | 0 | 0 | 0 | 0 | 0
PS | 0 | 0 | 0 | 0 | 0 | 0
PV | 0 | 0 | 0 | 0 | 0 | 0
PeakG | 0 | 0 | 0 | 0 | 0 | 0
PeakO | 0 | 0 | 0 | 0 | 0 | 0
ST | 0 | 0 | 0 | 0 | 0 | 0
STOG | 0 | 0 | 0 | 0 | 0 | 0
STWD | 0 | 0 | 0 | 0 | 0 | 0
WT | 0 | 0 | 0 | 0 | 0 | 0
IGCC | 0 | 0 | 0 | 0 | 0 | 0
DemandResponse | 0 | 0 | 0 | 0 | 0 | 0
IGCC-CCS | 0 | 0 | 0 | 0 | 0 | 0
WT_off | 0 | 0 | 0 | 0 | 0 | 0
PseudoUnit | 0 | 0 | 0 | 0 | 0 | 0
FixedInterchange | 0 | 0 | 0 | 0 | 0 | 0
Emission Cost by Reporting Type: NonRTO_Midwest
ReportingType | 2015 | 2020 | 2025 | 2030 | 2035 | 2040
BM | 0 | 0 | 0 | 0 | 0 | 0
CC | 0 | 0 | 0 | 0 | 0 | 0
CSP | 0 | 0 | 0 | 0 | 0 | 0
CT | 0 | 0 | 0 | 0 | 0 | 0
Coal | 0 | 0 | 0 | 0 | 0 | 0
Geo | 0 | 0 | 0 | 0 | 0 | 0
H | 0 | 0 | 0 | 0 | 0 | 0
LFG | 0 | 0 | 0 | 0 | 0 | 0
Nuc | 0 | 0 | 0 | 0 | 0 | 0
PS | 0 | 0 | 0 | 0 | 0 | 0
PV | 0 | 0 | 0 | 0 | 0 | 0
PeakG | 0 | 0 | 0 | 0 | 0 | 0
PeakO | 0 | 0 | 0 | 0 | 0 | 0
ST | 0 | 0 | 0 | 0 | 0 | 0
STOG | 0 | 0 | 0 | 0 | 0 | 0
STWD | 0 | 0 | 0 | 0 | 0 | 0
WT | 0 | 0 | 0 | 0 | 0 | 0
IGCC | 0 | 0 | 0 | 0 | 0 | 0
DemandResponse | 0 | 0 | 0 | 0 | 0 | 0
IGCC-CCS | 0 | 0 | 0 | 0 | 0 | 0
WT_off | 0 | 0 | 0 | 0 | 0 | 0
PseudoUnit | 0 | 0 | 0 | 0 | 0 | 0
FixedInterchange | 0 | 0 | 0 | 0 | 0 | 0
Emission Cost by Reporting Type: NYISO_A-F
ReportingType | 2015 | 2020 | 2025 | 2030 | 2035 | 2040
BM | 0 | 0 | 0 | 0 | 0 | 0
CC | 0 | 0 | 0 | 0 | 0 | 0
CSP | 0 | 0 | 0 | 0 | 0 | 0
CT | 0 | 0 | 0 | 0 | 0 | 0
Coal | 0 | 0 | 0 | 0 | 0 | 0
Geo | 0 | 0 | 0 | 0 | 0 | 0
H | 0 | 0 | 0 | 0 | 0 | 0
LFG | 0 | 0 | 0 | 0 | 0 | 0
Nuc | 0 | 0 | 0 | 0 | 0 | 0
PS | 0 | 0 | 0 | 0 | 0 | 0
PV | 0 | 0 | 0 | 0 | 0 | 0
PeakG | 0 | 0 | 0 | 0 | 0 | 0
PeakO | 0 | 0 | 0 | 0 | 0 | 0
ST | 0 | 0 | 0 | 0 | 0 | 0
STOG | 0 | 0 | 0 | 0 | 0 | 0
STWD | 0 | 0 | 0 | 0 | 0 | 0
WT | 0 | 0 | 0 | 0 | 0 | 0
IGCC | 0 | 0 | 0 | 0 | 0 | 0
DemandResponse | 0 | 0 | 0 | 0 | 0 | 0
IGCC-CCS | 0 | 0 | 0 | 0 | 0 | 0
WT_off | 0 | 0 | 0 | 0 | 0 | 0
PseudoUnit | 0 | 0 | 0 | 0 | 0 | 0
FixedInterchange | 0 | 0 | 0 | 0 | 0 | 0
Emission Cost by Reporting Type: NYISO_G-I
ReportingType | 2015 | 2020 | 2025 | 2030 | 2035 | 2040
BM | 0 | 0 | 0 | 0 | 0 | 0
CC | 0 | 0 | 0 | 0 | 0 | 0
CSP | 0 | 0 | 0 | 0 | 0 | 0
CT | 0 | 0 | 0 | 0 | 0 | 0
Coal | 0 | 0 | 0 | 0 | 0 | 0
Geo | 0 | 0 | 0 | 0 | 0 | 0
H | 0 | 0 | 0 | 0 | 0 | 0
LFG | 0 | 0 | 0 | 0 | 0 | 0
Nuc | 0 | 0 | 0 | 0 | 0 | 0
PS | 0 | 0 | 0 | 0 | 0 | 0
PV | 0 | 0 | 0 | 0 | 0 | 0
PeakG | 0 | 0 | 0 | 0 | 0 | 0
PeakO | 0 | 0 | 0 | 0 | 0 | 0
ST | 0 | 0 | 0 | 0 | 0 | 0
STOG | 0 | 0 | 0 | 0 | 0 | 0
STWD | 0 | 0 | 0 | 0 | 0 | 0
WT | 0 | 0 | 0 | 0 | 0 | 0
IGCC | 0 | 0 | 0 | 0 | 0 | 0
DemandResponse | 0 | 0 | 0 | 0 | 0 | 0
IGCC-CCS | 0 | 0 | 0 | 0 | 0 | 0
WT_off | 0 | 0 | 0 | 0 | 0 | 0
PseudoUnit | 0 | 0 | 0 | 0 | 0 | 0
FixedInterchange | 0 | 0 | 0 | 0 | 0 | 0
Emission Cost by Reporting Type: NYISO_J-K
ReportingType | 2015 | 2020 | 2025 | 2030 | 2035 | 2040
BM | 0 | 0 | 0 | 0 | 0 | 0
CC | 0 | 0 | 0 | 0 | 0 | 0
CSP | 0 | 0 | 0 | 0 | 0 | 0
CT | 0 | 0 | 0 | 0 | 0 | 0
Coal | 0 | 0 | 0 | 0 | 0 | 0
Geo | 0 | 0 | 0 | 0 | 0 | 0
H | 0 | 0 | 0 | 0 | 0 | 0
LFG | 0 | 0 | 0 | 0 | 0 | 0
Nuc | 0 | 0 | 0 | 0 | 0 | 0
PS | 0 | 0 | 0 | 0 | 0 | 0
PV | 0 | 0 | 0 | 0 | 0 | 0
PeakG | 0 | 0 | 0 | 0 | 0 | 0
PeakO | 0 | 0 | 0 | 0 | 0 | 0
ST | 0 | 0 | 0 | 0 | 0 | 0
STOG | 0 | 0 | 0 | 0 | 0 | 0
STWD | 0 | 0 | 0 | 0 | 0 | 0
WT | 0 | 0 | 0 | 0 | 0 | 0
IGCC | 0 | 0 | 0 | 0 | 0 | 0
DemandResponse | 0 | 0 | 0 | 0 | 0 | 0
IGCC-CCS | 0 | 0 | 0 | 0 | 0 | 0
WT_off | 0 | 0 | 0 | 0 | 0 | 0
PseudoUnit | 0 | 0 | 0 | 0 | 0 | 0
FixedInterchange | 0 | 0 | 0 | 0 | 0 | 0
Emission Cost by Reporting Type: PJM_E
ReportingType | 2015 | 2020 | 2025 | 2030 | 2035 | 2040
BM | 0 | 0 | 0 | 0 | 0 | 0
CC | 0 | 0 | 0 | 0 | 0 | 0
CSP | 0 | 0 | 0 | 0 | 0 | 0
CT | 0 | 0 | 0 | 0 | 0 | 0
Coal | 0 | 0 | 0 | 0 | 0 | 0
Geo | 0 | 0 | 0 | 0 | 0 | 0
H | 0 | 0 | 0 | 0 | 0 | 0
LFG | 0 | 0 | 0 | 0 | 0 | 0
Nuc | 0 | 0 | 0 | 0 | 0 | 0
PS | 0 | 0 | 0 | 0 | 0 | 0
PV | 0 | 0 | 0 | 0 | 0 | 0
PeakG | 0 | 0 | 0 | 0 | 0 | 0
PeakO | 0 | 0 | 0 | 0 | 0 | 0
ST | 0 | 0 | 0 | 0 | 0 | 0
STOG | 0 | 0 | 0 | 0 | 0 | 0
STWD | 0 | 0 | 0 | 0 | 0 | 0
WT | 0 | 0 | 0 | 0 | 0 | 0
IGCC | 0 | 0 | 0 | 0 | 0 | 0
DemandResponse | 0 | 0 | 0 | 0 | 0 | 0
IGCC-CCS | 0 | 0 | 0 | 0 | 0 | 0
WT_off | 0 | 0 | 0 | 0 | 0 | 0
PseudoUnit | 0 | 0 | 0 | 0 | 0 | 0
FixedInterchange | 0 | 0 | 0 | 0 | 0 | 0
Emission Cost by Reporting Type: PJM_ROM
ReportingType | 2015 | 2020 | 2025 | 2030 | 2035 | 2040
BM | 0 | 0 | 0 | 0 | 0 | 0
CC | 0 | 0 | 0 | 0 | 0 | 0
CSP | 0 | 0 | 0 | 0 | 0 | 0
CT | 0 | 0 | 0 | 0 | 0 | 0
Coal | 0 | 0 | 0 | 0 | 0 | 0
Geo | 0 | 0 | 0 | 0 | 0 | 0
H | 0 | 0 | 0 | 0 | 0 | 0
LFG | 0 | 0 | 0 | 0 | 0 | 0
Nuc | 0 | 0 | 0 | 0 | 0 | 0
PS | 0 | 0 | 0 | 0 | 0 | 0
PV | 0 | 0 | 0 | 0 | 0 | 0
PeakG | 0 | 0 | 0 | 0 | 0 | 0
PeakO | 0 | 0 | 0 | 0 | 0 | 0
ST | 0 | 0 | 0 | 0 | 0 | 0
STOG | 0 | 0 | 0 | 0 | 0 | 0
STWD | 0 | 0 | 0 | 0 | 0 | 0
WT | 0 | 0 | 0 | 0 | 0 | 0
IGCC | 0 | 0 | 0 | 0 | 0 | 0
DemandResponse | 0 | 0 | 0 | 0 | 0 | 0
IGCC-CCS | 0 | 0 | 0 | 0 | 0 | 0
WT_off | 0 | 0 | 0 | 0 | 0 | 0
PseudoUnit | 0 | 0 | 0 | 0 | 0 | 0
FixedInterchange | 0 | 0 | 0 | 0 | 0 | 0
Emission Cost by Reporting Type: PJM_ROR
ReportingType | 2015 | 2020 | 2025 | 2030 | 2035 | 2040
BM | 0 | 0 | 0 | 0 | 0 | 0
CC | 0 | 0 | 0 | 0 | 0 | 0
CSP | 0 | 0 | 0 | 0 | 0 | 0
CT | 0 | 0 | 0 | 0 | 0 | 0
Coal | 0 | 0 | 0 | 0 | 0 | 0
Geo | 0 | 0 | 0 | 0 | 0 | 0
H | 0 | 0 | 0 | 0 | 0 | 0
LFG | 0 | 0 | 0 | 0 | 0 | 0
Nuc | 0 | 0 | 0 | 0 | 0 | 0
PS | 0 | 0 | 0 | 0 | 0 | 0
PV | 0 | 0 | 0 | 0 | 0 | 0
PeakG | 0 | 0 | 0 | 0 | 0 | 0
PeakO | 0 | 0 | 0 | 0 | 0 | 0
ST | 0 | 0 | 0 | 0 | 0 | 0
STOG | 0 | 0 | 0 | 0 | 0 | 0
STWD | 0 | 0 | 0 | 0 | 0 | 0
WT | 0 | 0 | 0 | 0 | 0 | 0
IGCC | 0 | 0 | 0 | 0 | 0 | 0
DemandResponse | 0 | 0 | 0 | 0 | 0 | 0
IGCC-CCS | 0 | 0 | 0 | 0 | 0 | 0
WT_off | 0 | 0 | 0 | 0 | 0 | 0
PseudoUnit | 0 | 0 | 0 | 0 | 0 | 0
FixedInterchange | 0 | 0 | 0 | 0 | 0 | 0
Emission Cost by Reporting Type: SOCO
ReportingType | 2015 | 2020 | 2025 | 2030 | 2035 | 2040
BM | 0 | 0 | 0 | 0 | 0 | 0
CC | 0 | 0 | 0 | 0 | 0 | 0
CSP | 0 | 0 | 0 | 0 | 0 | 0
CT | 0 | 0 | 0 | 0 | 0 | 0
Coal | 0 | 0 | 0 | 0 | 0 | 0
Geo | 0 | 0 | 0 | 0 | 0 | 0
H | 0 | 0 | 0 | 0 | 0 | 0
LFG | 0 | 0 | 0 | 0 | 0 | 0
Nuc | 0 | 0 | 0 | 0 | 0 | 0
PS | 0 | 0 | 0 | 0 | 0 | 0
PV | 0 | 0 | 0 | 0 | 0 | 0
PeakG | 0 | 0 | 0 | 0 | 0 | 0
PeakO | 0 | 0 | 0 | 0 | 0 | 0
ST | 0 | 0 | 0 | 0 | 0 | 0
STOG | 0 | 0 | 0 | 0 | 0 | 0
STWD | 0 | 0 | 0 | 0 | 0 | 0
WT | 0 | 0 | 0 | 0 | 0 | 0
IGCC | 0 | 0 | 0 | 0 | 0 | 0
DemandResponse | 0 | 0 | 0 | 0 | 0 | 0
IGCC-CCS | 0 | 0 | 0 | 0 | 0 | 0
WT_off | 0 | 0 | 0 | 0 | 0 | 0
PseudoUnit | 0 | 0 | 0 | 0 | 0 | 0
FixedInterchange | 0 | 0 | 0 | 0 | 0 | 0
Emission Cost by Reporting Type: SPP_N
ReportingType | 2015 | 2020 | 2025 | 2030 | 2035 | 2040
BM | 0 | 0 | 0 | 0 | 0 | 0
CC | 0 | 0 | 0 | 0 | 0 | 0
CSP | 0 | 0 | 0 | 0 | 0 | 0
CT | 0 | 0 | 0 | 0 | 0 | 0
Coal | 0 | 0 | 0 | 0 | 0 | 0
Geo | 0 | 0 | 0 | 0 | 0 | 0
H | 0 | 0 | 0 | 0 | 0 | 0
LFG | 0 | 0 | 0 | 0 | 0 | 0
Nuc | 0 | 0 | 0 | 0 | 0 | 0
PS | 0 | 0 | 0 | 0 | 0 | 0
PV | 0 | 0 | 0 | 0 | 0 | 0
PeakG | 0 | 0 | 0 | 0 | 0 | 0
PeakO | 0 | 0 | 0 | 0 | 0 | 0
ST | 0 | 0 | 0 | 0 | 0 | 0
STOG | 0 | 0 | 0 | 0 | 0 | 0
STWD | 0 | 0 | 0 | 0 | 0 | 0
WT | 0 | 0 | 0 | 0 | 0 | 0
IGCC | 0 | 0 | 0 | 0 | 0 | 0
DemandResponse | 0 | 0 | 0 | 0 | 0 | 0
IGCC-CCS | 0 | 0 | 0 | 0 | 0 | 0
WT_off | 0 | 0 | 0 | 0 | 0 | 0
PseudoUnit | 0 | 0 | 0 | 0 | 0 | 0
FixedInterchange | 0 | 0 | 0 | 0 | 0 | 0
Emission Cost by Reporting Type: SPP_S
ReportingType | 2015 | 2020 | 2025 | 2030 | 2035 | 2040
BM | 0 | 0 | 0 | 0 | 0 | 0
CC | 0 | 0 | 0 | 0 | 0 | 0
CSP | 0 | 0 | 0 | 0 | 0 | 0
CT | 0 | 0 | 0 | 0 | 0 | 0
Coal | 0 | 0 | 0 | 0 | 0 | 0
Geo | 0 | 0 | 0 | 0 | 0 | 0
H | 0 | 0 | 0 | 0 | 0 | 0
LFG | 0 | 0 | 0 | 0 | 0 | 0
Nuc | 0 | 0 | 0 | 0 | 0 | 0
PS | 0 | 0 | 0 | 0 | 0 | 0
PV | 0 | 0 | 0 | 0 | 0 | 0
PeakG | 0 | 0 | 0 | 0 | 0 | 0
PeakO | 0 | 0 | 0 | 0 | 0 | 0
ST | 0 | 0 | 0 | 0 | 0 | 0
STOG | 0 | 0 | 0 | 0 | 0 | 0
STWD | 0 | 0 | 0 | 0 | 0 | 0
WT | 0 | 0 | 0 | 0 | 0 | 0
IGCC | 0 | 0 | 0 | 0 | 0 | 0
DemandResponse | 0 | 0 | 0 | 0 | 0 | 0
IGCC-CCS | 0 | 0 | 0 | 0 | 0 | 0
WT_off | 0 | 0 | 0 | 0 | 0 | 0
PseudoUnit | 0 | 0 | 0 | 0 | 0 | 0
FixedInterchange | 0 | 0 | 0 | 0 | 0 | 0
Emission Cost by Reporting Type: TVA
ReportingType | 2015 | 2020 | 2025 | 2030 | 2035 | 2040
BM | 0 | 0 | 0 | 0 | 0 | 0
CC | 0 | 0 | 0 | 0 | 0 | 0
CSP | 0 | 0 | 0 | 0 | 0 | 0
CT | 0 | 0 | 0 | 0 | 0 | 0
Coal | 0 | 0 | 0 | 0 | 0 | 0
Geo | 0 | 0 | 0 | 0 | 0 | 0
H | 0 | 0 | 0 | 0 | 0 | 0
LFG | 0 | 0 | 0 | 0 | 0 | 0
Nuc | 0 | 0 | 0 | 0 | 0 | 0
PS | 0 | 0 | 0 | 0 | 0 | 0
PV | 0 | 0 | 0 | 0 | 0 | 0
PeakG | 0 | 0 | 0 | 0 | 0 | 0
PeakO | 0 | 0 | 0 | 0 | 0 | 0
ST | 0 | 0 | 0 | 0 | 0 | 0
STOG | 0 | 0 | 0 | 0 | 0 | 0
STWD | 0 | 0 | 0 | 0 | 0 | 0
WT | 0 | 0 | 0 | 0 | 0 | 0
IGCC | 0 | 0 | 0 | 0 | 0 | 0
DemandResponse | 0 | 0 | 0 | 0 | 0 | 0
IGCC-CCS | 0 | 0 | 0 | 0 | 0 | 0
WT_off | 0 | 0 | 0 | 0 | 0 | 0
PseudoUnit | 0 | 0 | 0 | 0 | 0 | 0
FixedInterchange | 0 | 0 | 0 | 0 | 0 | 0
Emission Cost by Reporting Type: TVA_Transmission
ReportingType | 2015 | 2020 | 2025 | 2030 | 2035 | 2040
BM | 0 | 0 | 0 | 0 | 0 | 0
CC | 0 | 0 | 0 | 0 | 0 | 0
CSP | 0 | 0 | 0 | 0 | 0 | 0
CT | 0 | 0 | 0 | 0 | 0 | 0
Coal | 0 | 0 | 0 | 0 | 0 | 0
Geo | 0 | 0 | 0 | 0 | 0 | 0
H | 0 | 0 | 0 | 0 | 0 | 0
LFG | 0 | 0 | 0 | 0 | 0 | 0
Nuc | 0 | 0 | 0 | 0 | 0 | 0
PS | 0 | 0 | 0 | 0 | 0 | 0
PV | 0 | 0 | 0 | 0 | 0 | 0
PeakG | 0 | 0 | 0 | 0 | 0 | 0
PeakO | 0 | 0 | 0 | 0 | 0 | 0
ST | 0 | 0 | 0 | 0 | 0 | 0
STOG | 0 | 0 | 0 | 0 | 0 | 0
STWD | 0 | 0 | 0 | 0 | 0 | 0
WT | 0 | 0 | 0 | 0 | 0 | 0
IGCC | 0 | 0 | 0 | 0 | 0 | 0
DemandResponse | 0 | 0 | 0 | 0 | 0 | 0
IGCC-CCS | 0 | 0 | 0 | 0 | 0 | 0
WT_off | 0 | 0 | 0 | 0 | 0 | 0
PseudoUnit | 0 | 0 | 0 | 0 | 0 | 0
FixedInterchange | 0 | 0 | 0 | 0 | 0 | 0
Emission Cost by Reporting Type: VACAR
ReportingType | 2015 | 2020 | 2025 | 2030 | 2035 | 2040
BM | 0 | 0 | 0 | 0 | 0 | 0
CC | 0 | 0 | 0 | 0 | 0 | 0
CSP | 0 | 0 | 0 | 0 | 0 | 0
CT | 0 | 0 | 0 | 0 | 0 | 0
Coal | 0 | 0 | 0 | 0 | 0 | 0
Geo | 0 | 0 | 0 | 0 | 0 | 0
H | 0 | 0 | 0 | 0 | 0 | 0
LFG | 0 | 0 | 0 | 0 | 0 | 0
Nuc | 0 | 0 | 0 | 0 | 0 | 0
PS | 0 | 0 | 0 | 0 | 0 | 0
PV | 0 | 0 | 0 | 0 | 0 | 0
PeakG | 0 | 0 | 0 | 0 | 0 | 0
PeakO | 0 | 0 | 0 | 0 | 0 | 0
ST | 0 | 0 | 0 | 0 | 0 | 0
STOG | 0 | 0 | 0 | 0 | 0 | 0
STWD | 0 | 0 | 0 | 0 | 0 | 0
WT | 0 | 0 | 0 | 0 | 0 | 0
IGCC | 0 | 0 | 0 | 0 | 0 | 0
DemandResponse | 0 | 0 | 0 | 0 | 0 | 0
IGCC-CCS | 0 | 0 | 0 | 0 | 0 | 0
WT_off | 0 | 0 | 0 | 0 | 0 | 0
PseudoUnit | 0 | 0 | 0 | 0 | 0 | 0
FixedInterchange | 0 | 0 | 0 | 0 | 0 | 0
Emission Cost by Reporting Type: IESO
ReportingType | 2015 | 2020 | 2025 | 2030 | 2035 | 2040
BM | 0 | 0 | 0 | 0 | 0 | 0
CC | 0 | 0 | 0 | 0 | 0 | 0
CSP | 0 | 0 | 0 | 0 | 0 | 0
CT | 0 | 0 | 0 | 0 | 0 | 0
Coal | 0 | 0 | 0 | 0 | 0 | 0
Geo | 0 | 0 | 0 | 0 | 0 | 0
H | 0 | 0 | 0 | 0 | 0 | 0
LFG | 0 | 0 | 0 | 0 | 0 | 0
Nuc | 0 | 0 | 0 | 0 | 0 | 0
PS | 0 | 0 | 0 | 0 | 0 | 0
PV | 0 | 0 | 0 | 0 | 0 | 0
PeakG | 0 | 0 | 0 | 0 | 0 | 0
PeakO | 0 | 0 | 0 | 0 | 0 | 0
ST | 0 | 0 | 0 | 0 | 0 | 0
STOG | 0 | 0 | 0 | 0 | 0 | 0
STWD | 0 | 0 | 0 | 0 | 0 | 0
WT | 0 | 0 | 0 | 0 | 0 | 0
IGCC | 0 | 0 | 0 | 0 | 0 | 0
DemandResponse | 0 | 0 | 0 | 0 | 0 | 0
IGCC-CCS | 0 | 0 | 0 | 0 | 0 | 0
WT_off | 0 | 0 | 0 | 0 | 0 | 0
PseudoUnit | 0 | 0 | 0 | 0 | 0 | 0
FixedInterchange | 0 | 0 | 0 | 0 | 0 | 0
Emission Cost by Reporting Type: MAPP_CA
ReportingType | 2015 | 2020 | 2025 | 2030 | 2035 | 2040
BM | 0 | 0 | 0 | 0 | 0 | 0
CC | 0 | 0 | 0 | 0 | 0 | 0
CSP | 0 | 0 | 0 | 0 | 0 | 0
CT | 0 | 0 | 0 | 0 | 0 | 0
Coal | 0 | 0 | 0 | 0 | 0 | 0
Geo | 0 | 0 | 0 | 0 | 0 | 0
H | 0 | 0 | 0 | 0 | 0 | 0
LFG | 0 | 0 | 0 | 0 | 0 | 0
Nuc | 0 | 0 | 0 | 0 | 0 | 0
PS | 0 | 0 | 0 | 0 | 0 | 0
PV | 0 | 0 | 0 | 0 | 0 | 0
PeakG | 0 | 0 | 0 | 0 | 0 | 0
PeakO | 0 | 0 | 0 | 0 | 0 | 0
ST | 0 | 0 | 0 | 0 | 0 | 0
STOG | 0 | 0 | 0 | 0 | 0 | 0
STWD | 0 | 0 | 0 | 0 | 0 | 0
WT | 0 | 0 | 0 | 0 | 0 | 0
IGCC | 0 | 0 | 0 | 0 | 0 | 0
DemandResponse | 0 | 0 | 0 | 0 | 0 | 0
IGCC-CCS | 0 | 0 | 0 | 0 | 0 | 0
WT_off | 0 | 0 | 0 | 0 | 0 | 0
PseudoUnit | 0 | 0 | 0 | 0 | 0 | 0
FixedInterchange | 0 | 0 | 0 | 0 | 0 | 0
Emission Cost by Reporting Type: AZ_NM_SNV_Coal
ReportingType | 2015 | 2020 | 2025 | 2030 | 2035 | 2040
BM | 0 | 0 | 0 | 0 | 0 | 0
CC | 0 | 0 | 0 | 0 | 0 | 0
CSP | 0 | 0 | 0 | 0 | 0 | 0
CT | 0 | 0 | 0 | 0 | 0 | 0
Coal | 0 | 0 | 0 | 0 | 0 | 0
Geo | 0 | 0 | 0 | 0 | 0 | 0
H | 0 | 0 | 0 | 0 | 0 | 0
LFG | 0 | 0 | 0 | 0 | 0 | 0
Nuc | 0 | 0 | 0 | 0 | 0 | 0
PS | 0 | 0 | 0 | 0 | 0 | 0
PV | 0 | 0 | 0 | 0 | 0 | 0
PeakG | 0 | 0 | 0 | 0 | 0 | 0
PeakO | 0 | 0 | 0 | 0 | 0 | 0
ST | 0 | 0 | 0 | 0 | 0 | 0
STOG | 0 | 0 | 0 | 0 | 0 | 0
STWD | 0 | 0 | 0 | 0 | 0 | 0
WT | 0 | 0 | 0 | 0 | 0 | 0
IGCC | 0 | 0 | 0 | 0 | 0 | 0
DemandResponse | 0 | 0 | 0 | 0 | 0 | 0
IGCC-CCS | 0 | 0 | 0 | 0 | 0 | 0
WT_off | 0 | 0 | 0 | 0 | 0 | 0
PseudoUnit | 0 | 0 | 0 | 0 | 0 | 0
FixedInterchange | 0 | 0 | 0 | 0 | 0 | 0
Emission Cost by Reporting Type: AZ_NM_SNV_Gas
ReportingType | 2015 | 2020 | 2025 | 2030 | 2035 | 2040
BM | 0 | 0 | 0 | 0 | 0 | 0
CC | 0 | 0 | 0 | 0 | 0 | 0
CSP | 0 | 0 | 0 | 0 | 0 | 0
CT | 0 | 0 | 0 | 0 | 0 | 0
Coal | 0 | 0 | 0 | 0 | 0 | 0
Geo | 0 | 0 | 0 | 0 | 0 | 0
H | 0 | 0 | 0 | 0 | 0 | 0
LFG | 0 | 0 | 0 | 0 | 0 | 0
Nuc | 0 | 0 | 0 | 0 | 0 | 0
PS | 0 | 0 | 0 | 0 | 0 | 0
PV | 0 | 0 | 0 | 0 | 0 | 0
PeakG | 0 | 0 | 0 | 0 | 0 | 0
PeakO | 0 | 0 | 0 | 0 | 0 | 0
ST | 0 | 0 | 0 | 0 | 0 | 0
STOG | 0 | 0 | 0 | 0 | 0 | 0
STWD | 0 | 0 | 0 | 0 | 0 | 0
WT | 0 | 0 | 0 | 0 | 0 | 0
IGCC | 0 | 0 | 0 | 0 | 0 | 0
DemandResponse | 0 | 0 | 0 | 0 | 0 | 0
IGCC-CCS | 0 | 0 | 0 | 0 | 0 | 0
WT_off | 0 | 0 | 0 | 0 | 0 | 0
PseudoUnit | 0 | 0 | 0 | 0 | 0 | 0
FixedInterchange | 0 | 0 | 0 | 0 | 0 | 0
Emission Cost by Reporting Type: AZ_NM_SNV_NucRenew
ReportingType | 2015 | 2020 | 2025 | 2030 | 2035 | 2040
BM | 0 | 0 | 0 | 0 | 0 | 0
CC | 0 | 0 | 0 | 0 | 0 | 0
CSP | 0 | 0 | 0 | 0 | 0 | 0
CT | 0 | 0 | 0 | 0 | 0 | 0
Coal | 0 | 0 | 0 | 0 | 0 | 0
Geo | 0 | 0 | 0 | 0 | 0 | 0
H | 0 | 0 | 0 | 0 | 0 | 0
LFG | 0 | 0 | 0 | 0 | 0 | 0
Nuc | 0 | 0 | 0 | 0 | 0 | 0
PS | 0 | 0 | 0 | 0 | 0 | 0
PV | 0 | 0 | 0 | 0 | 0 | 0
PeakG | 0 | 0 | 0 | 0 | 0 | 0
PeakO | 0 | 0 | 0 | 0 | 0 | 0
ST | 0 | 0 | 0 | 0 | 0 | 0
STOG | 0 | 0 | 0 | 0 | 0 | 0
STWD | 0 | 0 | 0 | 0 | 0 | 0
WT | 0 | 0 | 0 | 0 | 0 | 0
IGCC | 0 | 0 | 0 | 0 | 0 | 0
DemandResponse | 0 | 0 | 0 | 0 | 0 | 0
IGCC-CCS | 0 | 0 | 0 | 0 | 0 | 0
WT_off | 0 | 0 | 0 | 0 | 0 | 0
PseudoUnit | 0 | 0 | 0 | 0 | 0 | 0
FixedInterchange | 0 | 0 | 0 | 0 | 0 | 0
Emission Cost by Reporting Type: ERCOT
ReportingType | 2015 | 2020 | 2025 | 2030 | 2035 | 2040
BM | 0 | 0 | 0 | 0 | 0 | 0
CC | 0 | 0 | 0 | 0 | 0 | 0
CSP | 0 | 0 | 0 | 0 | 0 | 0
CT | 0 | 0 | 0 | 0 | 0 | 0
Coal | 0 | 0 | 0 | 0 | 0 | 0
Geo | 0 | 0 | 0 | 0 | 0 | 0
H | 0 | 0 | 0 | 0 | 0 | 0
LFG | 0 | 0 | 0 | 0 | 0 | 0
Nuc | 0 | 0 | 0 | 0 | 0 | 0
PS | 0 | 0 | 0 | 0 | 0 | 0
PV | 0 | 0 | 0 | 0 | 0 | 0
PeakG | 0 | 0 | 0 | 0 | 0 | 0
PeakO | 0 | 0 | 0 | 0 | 0 | 0
ST | 0 | 0 | 0 | 0 | 0 | 0
STOG | 0 | 0 | 0 | 0 | 0 | 0
STWD | 0 | 0 | 0 | 0 | 0 | 0
WT | 0 | 0 | 0 | 0 | 0 | 0
IGCC | 0 | 0 | 0 | 0 | 0 | 0
DemandResponse | 0 | 0 | 0 | 0 | 0 | 0
IGCC-CCS | 0 | 0 | 0 | 0 | 0 | 0
WT_off | 0 | 0 | 0 | 0 | 0 | 0
PseudoUnit | 0 | 0 | 0 | 0 | 0 | 0
FixedInterchange | 0 | 0 | 0 | 0 | 0 | 0
Emission Cost by Reporting Type: NP15
ReportingType | 2015 | 2020 | 2025 | 2030 | 2035 | 2040
BM | 0 | 0 | 0 | 0 | 0 | 0
CC | 0 | 0 | 0 | 0 | 0 | 0
CSP | 0 | 0 | 0 | 0 | 0 | 0
CT | 0 | 0 | 0 | 0 | 0 | 0
Coal | 0 | 0 | 0 | 0 | 0 | 0
Geo | 0 | 0 | 0 | 0 | 0 | 0
H | 0 | 0 | 0 | 0 | 0 | 0
LFG | 0 | 0 | 0 | 0 | 0 | 0
Nuc | 0 | 0 | 0 | 0 | 0 | 0
PS | 0 | 0 | 0 | 0 | 0 | 0
PV | 0 | 0 | 0 | 0 | 0 | 0
PeakG | 0 | 0 | 0 | 0 | 0 | 0
PeakO | 0 | 0 | 0 | 0 | 0 | 0
ST | 0 | 0 | 0 | 0 | 0 | 0
STOG | 0 | 0 | 0 | 0 | 0 | 0
STWD | 0 | 0 | 0 | 0 | 0 | 0
WT | 0 | 0 | 0 | 0 | 0 | 0
IGCC | 0 | 0 | 0 | 0 | 0 | 0
DemandResponse | 0 | 0 | 0 | 0 | 0 | 0
IGCC-CCS | 0 | 0 | 0 | 0 | 0 | 0
WT_off | 0 | 0 | 0 | 0 | 0 | 0
PseudoUnit | 0 | 0 | 0 | 0 | 0 | 0
FixedInterchange | 0 | 0 | 0 | 0 | 0 | 0
Emission Cost by Reporting Type: NWPP_Coal
ReportingType | 2015 | 2020 | 2025 | 2030 | 2035 | 2040
BM | 0 | 0 | 0 | 0 | 0 | 0
CC | 0 | 0 | 0 | 0 | 0 | 0
CSP | 0 | 0 | 0 | 0 | 0 | 0
CT | 0 | 0 | 0 | 0 | 0 | 0
Coal | 0 | 0 | 0 | 0 | 0 | 0
Geo | 0 | 0 | 0 | 0 | 0 | 0
H | 0 | 0 | 0 | 0 | 0 | 0
LFG | 0 | 0 | 0 | 0 | 0 | 0
Nuc | 0 | 0 | 0 | 0 | 0 | 0
PS | 0 | 0 | 0 | 0 | 0 | 0
PV | 0 | 0 | 0 | 0 | 0 | 0
PeakG | 0 | 0 | 0 | 0 | 0 | 0
PeakO | 0 | 0 | 0 | 0 | 0 | 0
ST | 0 | 0 | 0 | 0 | 0 | 0
STOG | 0 | 0 | 0 | 0 | 0 | 0
STWD | 0 | 0 | 0 | 0 | 0 | 0
WT | 0 | 0 | 0 | 0 | 0 | 0
IGCC | 0 | 0 | 0 | 0 | 0 | 0
DemandResponse | 0 | 0 | 0 | 0 | 0 | 0
IGCC-CCS | 0 | 0 | 0 | 0 | 0 | 0
WT_off | 0 | 0 | 0 | 0 | 0 | 0
PseudoUnit | 0 | 0 | 0 | 0 | 0 | 0
FixedInterchange | 0 | 0 | 0 | 0 | 0 | 0
Emission Cost by Reporting Type: NWPP_Gas
ReportingType | 2015 | 2020 | 2025 | 2030 | 2035 | 2040
BM | 0 | 0 | 0 | 0 | 0 | 0
CC | 0 | 0 | 0 | 0 | 0 | 0
CSP | 0 | 0 | 0 | 0 | 0 | 0
CT | 0 | 0 | 0 | 0 | 0 | 0
Coal | 0 | 0 | 0 | 0 | 0 | 0
Geo | 0 | 0 | 0 | 0 | 0 | 0
H | 0 | 0 | 0 | 0 | 0 | 0
LFG | 0 | 0 | 0 | 0 | 0 | 0
Nuc | 0 | 0 | 0 | 0 | 0 | 0
PS | 0 | 0 | 0 | 0 | 0 | 0
PV | 0 | 0 | 0 | 0 | 0 | 0
PeakG | 0 | 0 | 0 | 0 | 0 | 0
PeakO | 0 | 0 | 0 | 0 | 0 | 0
ST | 0 | 0 | 0 | 0 | 0 | 0
STOG | 0 | 0 | 0 | 0 | 0 | 0
STWD | 0 | 0 | 0 | 0 | 0 | 0
WT | 0 | 0 | 0 | 0 | 0 | 0
IGCC | 0 | 0 | 0 | 0 | 0 | 0
DemandResponse | 0 | 0 | 0 | 0 | 0 | 0
IGCC-CCS | 0 | 0 | 0 | 0 | 0 | 0
WT_off | 0 | 0 | 0 | 0 | 0 | 0
PseudoUnit | 0 | 0 | 0 | 0 | 0 | 0
FixedInterchange | 0 | 0 | 0 | 0 | 0 | 0
Emission Cost by Reporting Type: NWPP_NucRenew
ReportingType | 2015 | 2020 | 2025 | 2030 | 2035 | 2040
BM | 0 | 0 | 0 | 0 | 0 | 0
CC | 0 | 0 | 0 | 0 | 0 | 0
CSP | 0 | 0 | 0 | 0 | 0 | 0
CT | 0 | 0 | 0 | 0 | 0 | 0
Coal | 0 | 0 | 0 | 0 | 0 | 0
Geo | 0 | 0 | 0 | 0 | 0 | 0
H | 0 | 0 | 0 | 0 | 0 | 0
LFG | 0 | 0 | 0 | 0 | 0 | 0
Nuc | 0 | 0 | 0 | 0 | 0 | 0
PS | 0 | 0 | 0 | 0 | 0 | 0
PV | 0 | 0 | 0 | 0 | 0 | 0
PeakG | 0 | 0 | 0 | 0 | 0 | 0
PeakO | 0 | 0 | 0 | 0 | 0 | 0
ST | 0 | 0 | 0 | 0 | 0 | 0
STOG | 0 | 0 | 0 | 0 | 0 | 0
STWD | 0 | 0 | 0 | 0 | 0 | 0
WT | 0 | 0 | 0 | 0 | 0 | 0
IGCC | 0 | 0 | 0 | 0 | 0 | 0
DemandResponse | 0 | 0 | 0 | 0 | 0 | 0
IGCC-CCS | 0 | 0 | 0 | 0 | 0 | 0
WT_off | 0 | 0 | 0 | 0 | 0 | 0
PseudoUnit | 0 | 0 | 0 | 0 | 0 | 0
FixedInterchange | 0 | 0 | 0 | 0 | 0 | 0
Emission Cost by Reporting Type: RMPA
ReportingType | 2015 | 2020 | 2025 | 2030 | 2035 | 2040
BM | 0 | 0 | 0 | 0 | 0 | 0
CC | 0 | 0 | 0 | 0 | 0 | 0
CSP | 0 | 0 | 0 | 0 | 0 | 0
CT | 0 | 0 | 0 | 0 | 0 | 0
Coal | 0 | 0 | 0 | 0 | 0 | 0
Geo | 0 | 0 | 0 | 0 | 0 | 0
H | 0 | 0 | 0 | 0 | 0 | 0
LFG | 0 | 0 | 0 | 0 | 0 | 0
Nuc | 0 | 0 | 0 | 0 | 0 | 0
PS | 0 | 0 | 0 | 0 | 0 | 0
PV | 0 | 0 | 0 | 0 | 0 | 0
PeakG | 0 | 0 | 0 | 0 | 0 | 0
PeakO | 0 | 0 | 0 | 0 | 0 | 0
ST | 0 | 0 | 0 | 0 | 0 | 0
STOG | 0 | 0 | 0 | 0 | 0 | 0
STWD | 0 | 0 | 0 | 0 | 0 | 0
WT | 0 | 0 | 0 | 0 | 0 | 0
IGCC | 0 | 0 | 0 | 0 | 0 | 0
DemandResponse | 0 | 0 | 0 | 0 | 0 | 0
IGCC-CCS | 0 | 0 | 0 | 0 | 0 | 0
WT_off | 0 | 0 | 0 | 0 | 0 | 0
PseudoUnit | 0 | 0 | 0 | 0 | 0 | 0
FixedInterchange | 0 | 0 | 0 | 0 | 0 | 0
Emission Cost by Reporting Type: SP15
ReportingType | 2015 | 2020 | 2025 | 2030 | 2035 | 2040
BM | 0 | 0 | 0 | 0 | 0 | 0
CC | 0 | 0 | 0 | 0 | 0 | 0
CSP | 0 | 0 | 0 | 0 | 0 | 0
CT | 0 | 0 | 0 | 0 | 0 | 0
Coal | 0 | 0 | 0 | 0 | 0 | 0
Geo | 0 | 0 | 0 | 0 | 0 | 0
H | 0 | 0 | 0 | 0 | 0 | 0
LFG | 0 | 0 | 0 | 0 | 0 | 0
Nuc | 0 | 0 | 0 | 0 | 0 | 0
PS | 0 | 0 | 0 | 0 | 0 | 0
PV | 0 | 0 | 0 | 0 | 0 | 0
PeakG | 0 | 0 | 0 | 0 | 0 | 0
PeakO | 0 | 0 | 0 | 0 | 0 | 0
ST | 0 | 0 | 0 | 0 | 0 | 0
STOG | 0 | 0 | 0 | 0 | 0 | 0
STWD | 0 | 0 | 0 | 0 | 0 | 0
WT | 0 | 0 | 0 | 0 | 0 | 0
IGCC | 0 | 0 | 0 | 0 | 0 | 0
DemandResponse | 0 | 0 | 0 | 0 | 0 | 0
IGCC-CCS | 0 | 0 | 0 | 0 | 0 | 0
WT_off | 0 | 0 | 0 | 0 | 0 | 0
PseudoUnit | 0 | 0 | 0 | 0 | 0 | 0
FixedInterchange | 0 | 0 | 0 | 0 | 0 | 0
Emission Cost by Reporting Type: ALB
ReportingType | 2015 | 2020 | 2025 | 2030 | 2035 | 2040
BM | 0 | 0 | 0 | 0 | 0 | 0
CC | 0 | 0 | 0 | 0 | 0 | 0
CSP | 0 | 0 | 0 | 0 | 0 | 0
CT | 0 | 0 | 0 | 0 | 0 | 0
Coal | 0 | 0 | 0 | 0 | 0 | 0
Geo | 0 | 0 | 0 | 0 | 0 | 0
H | 0 | 0 | 0 | 0 | 0 | 0
LFG | 0 | 0 | 0 | 0 | 0 | 0
Nuc | 0 | 0 | 0 | 0 | 0 | 0
PS | 0 | 0 | 0 | 0 | 0 | 0
PV | 0 | 0 | 0 | 0 | 0 | 0
PeakG | 0 | 0 | 0 | 0 | 0 | 0
PeakO | 0 | 0 | 0 | 0 | 0 | 0
ST | 0 | 0 | 0 | 0 | 0 | 0
STOG | 0 | 0 | 0 | 0 | 0 | 0
STWD | 0 | 0 | 0 | 0 | 0 | 0
WT | 0 | 0 | 0 | 0 | 0 | 0
IGCC | 0 | 0 | 0 | 0 | 0 | 0
DemandResponse | 0 | 0 | 0 | 0 | 0 | 0
IGCC-CCS | 0 | 0 | 0 | 0 | 0 | 0
WT_off | 0 | 0 | 0 | 0 | 0 | 0
PseudoUnit | 0 | 0 | 0 | 0 | 0 | 0
FixedInterchange | 0 | 0 | 0 | 0 | 0 | 0
Emission Cost by Reporting Type: BC
ReportingType | 2015 | 2020 | 2025 | 2030 | 2035 | 2040
BM | 0 | 0 | 0 | 0 | 0 | 0
CC | 0 | 0 | 0 | 0 | 0 | 0
CSP | 0 | 0 | 0 | 0 | 0 | 0
CT | 0 | 0 | 0 | 0 | 0 | 0
Coal | 0 | 0 | 0 | 0 | 0 | 0
Geo | 0 | 0 | 0 | 0 | 0 | 0
H | 0 | 0 | 0 | 0 | 0 | 0
LFG | 0 | 0 | 0 | 0 | 0 | 0
Nuc | 0 | 0 | 0 | 0 | 0 | 0
PS | 0 | 0 | 0 | 0 | 0 | 0
PV | 0 | 0 | 0 | 0 | 0 | 0
PeakG | 0 | 0 | 0 | 0 | 0 | 0
PeakO | 0 | 0 | 0 | 0 | 0 | 0
ST | 0 | 0 | 0 | 0 | 0 | 0
STOG | 0 | 0 | 0 | 0 | 0 | 0
STWD | 0 | 0 | 0 | 0 | 0 | 0
WT | 0 | 0 | 0 | 0 | 0 | 0
IGCC | 0 | 0 | 0 | 0 | 0 | 0
DemandResponse | 0 | 0 | 0 | 0 | 0 | 0
IGCC-CCS | 0 | 0 | 0 | 0 | 0 | 0
WT_off | 0 | 0 | 0 | 0 | 0 | 0
PseudoUnit | 0 | 0 | 0 | 0 | 0 | 0
FixedInterchange | 0 | 0 | 0 | 0 | 0 | 0
Emission Cost by Reporting Type: HQ_IESO
ReportingType | 2015 | 2020 | 2025 | 2030 | 2035 | 2040
BM | 0 | 0 | 0 | 0 | 0 | 0
CC | 0 | 0 | 0 | 0 | 0 | 0
CSP | 0 | 0 | 0 | 0 | 0 | 0
CT | 0 | 0 | 0 | 0 | 0 | 0
Coal | 0 | 0 | 0 | 0 | 0 | 0
Geo | 0 | 0 | 0 | 0 | 0 | 0
H | 0 | 0 | 0 | 0 | 0 | 0
LFG | 0 | 0 | 0 | 0 | 0 | 0
Nuc | 0 | 0 | 0 | 0 | 0 | 0
PS | 0 | 0 | 0 | 0 | 0 | 0
PV | 0 | 0 | 0 | 0 | 0 | 0
PeakG | 0 | 0 | 0 | 0 | 0 | 0
PeakO | 0 | 0 | 0 | 0 | 0 | 0
ST | 0 | 0 | 0 | 0 | 0 | 0
STOG | 0 | 0 | 0 | 0 | 0 | 0
STWD | 0 | 0 | 0 | 0 | 0 | 0
WT | 0 | 0 | 0 | 0 | 0 | 0
IGCC | 0 | 0 | 0 | 0 | 0 | 0
DemandResponse | 0 | 0 | 0 | 0 | 0 | 0
IGCC-CCS | 0 | 0 | 0 | 0 | 0 | 0
WT_off | 0 | 0 | 0 | 0 | 0 | 0
PseudoUnit | 0 | 0 | 0 | 0 | 0 | 0
FixedInterchange | 0 | 0 | 0 | 0 | 0 | 0
Emission Cost by Reporting Type: HQ_NEISO
ReportingType | 2015 | 2020 | 2025 | 2030 | 2035 | 2040
BM | 0 | 0 | 0 | 0 | 0 | 0
CC | 0 | 0 | 0 | 0 | 0 | 0
CSP | 0 | 0 | 0 | 0 | 0 | 0
CT | 0 | 0 | 0 | 0 | 0 | 0
Coal | 0 | 0 | 0 | 0 | 0 | 0
Geo | 0 | 0 | 0 | 0 | 0 | 0
H | 0 | 0 | 0 | 0 | 0 | 0
LFG | 0 | 0 | 0 | 0 | 0 | 0
Nuc | 0 | 0 | 0 | 0 | 0 | 0
PS | 0 | 0 | 0 | 0 | 0 | 0
PV | 0 | 0 | 0 | 0 | 0 | 0
PeakG | 0 | 0 | 0 | 0 | 0 | 0
PeakO | 0 | 0 | 0 | 0 | 0 | 0
ST | 0 | 0 | 0 | 0 | 0 | 0
STOG | 0 | 0 | 0 | 0 | 0 | 0
STWD | 0 | 0 | 0 | 0 | 0 | 0
WT | 0 | 0 | 0 | 0 | 0 | 0
IGCC | 0 | 0 | 0 | 0 | 0 | 0
DemandResponse | 0 | 0 | 0 | 0 | 0 | 0
IGCC-CCS | 0 | 0 | 0 | 0 | 0 | 0
WT_off | 0 | 0 | 0 | 0 | 0 | 0
PseudoUnit | 0 | 0 | 0 | 0 | 0 | 0
FixedInterchange | 0 | 0 | 0 | 0 | 0 | 0
Emission Cost by Reporting Type: HQ_NY
ReportingType | 2015 | 2020 | 2025 | 2030 | 2035 | 2040
BM | 0 | 0 | 0 | 0 | 0 | 0
CC | 0 | 0 | 0 | 0 | 0 | 0
CSP | 0 | 0 | 0 | 0 | 0 | 0
CT | 0 | 0 | 0 | 0 | 0 | 0
Coal | 0 | 0 | 0 | 0 | 0 | 0
Geo | 0 | 0 | 0 | 0 | 0 | 0
H | 0 | 0 | 0 | 0 | 0 | 0
LFG | 0 | 0 | 0 | 0 | 0 | 0
Nuc | 0 | 0 | 0 | 0 | 0 | 0
PS | 0 | 0 | 0 | 0 | 0 | 0
PV | 0 | 0 | 0 | 0 | 0 | 0
PeakG | 0 | 0 | 0 | 0 | 0 | 0
PeakO | 0 | 0 | 0 | 0 | 0 | 0
ST | 0 | 0 | 0 | 0 | 0 | 0
STOG | 0 | 0 | 0 | 0 | 0 | 0
STWD | 0 | 0 | 0 | 0 | 0 | 0
WT | 0 | 0 | 0 | 0 | 0 | 0
IGCC | 0 | 0 | 0 | 0 | 0 | 0
DemandResponse | 0 | 0 | 0 | 0 | 0 | 0
IGCC-CCS | 0 | 0 | 0 | 0 | 0 | 0
WT_off | 0 | 0 | 0 | 0 | 0 | 0
PseudoUnit | 0 | 0 | 0 | 0 | 0 | 0
FixedInterchange | 0 | 0 | 0 | 0 | 0 | 0
Emission Cost by Reporting Type: MARITIMES
ReportingType | 2015 | 2020 | 2025 | 2030 | 2035 | 2040
BM | 0 | 0 | 0 | 0 | 0 | 0
CC | 0 | 0 | 0 | 0 | 0 | 0
CSP | 0 | 0 | 0 | 0 | 0 | 0
CT | 0 | 0 | 0 | 0 | 0 | 0
Coal | 0 | 0 | 0 | 0 | 0 | 0
Geo | 0 | 0 | 0 | 0 | 0 | 0
H | 0 | 0 | 0 | 0 | 0 | 0
LFG | 0 | 0 | 0 | 0 | 0 | 0
Nuc | 0 | 0 | 0 | 0 | 0 | 0
PS | 0 | 0 | 0 | 0 | 0 | 0
PV | 0 | 0 | 0 | 0 | 0 | 0
PeakG | 0 | 0 | 0 | 0 | 0 | 0
PeakO | 0 | 0 | 0 | 0 | 0 | 0
ST | 0 | 0 | 0 | 0 | 0 | 0
STOG | 0 | 0 | 0 | 0 | 0 | 0
STWD | 0 | 0 | 0 | 0 | 0 | 0
WT | 0 | 0 | 0 | 0 | 0 | 0
IGCC | 0 | 0 | 0 | 0 | 0 | 0
DemandResponse | 0 | 0 | 0 | 0 | 0 | 0
IGCC-CCS | 0 | 0 | 0 | 0 | 0 | 0
WT_off | 0 | 0 | 0 | 0 | 0 | 0
PseudoUnit | 0 | 0 | 0 | 0 | 0 | 0
FixedInterchange | 0 | 0 | 0 | 0 | 0 | 0
Emission Cost by Reporting Type: All
ReportingType | 2015 | 2020 | 2025 | 2030 | 2035 | 2040
BM | 0 | 0 | 0 | 0 | 0 | 0
CC | 0 | 0 | 0 | 0 | 0 | 0
CSP | 0 | 0 | 0 | 0 | 0 | 0
CT | 0 | 0 | 0 | 0 | 0 | 0
Coal | 0 | 0 | 0 | 0 | 0 | 0
Geo | 0 | 0 | 0 | 0 | 0 | 0
H | 0 | 0 | 0 | 0 | 0 | 0
LFG | 0 | 0 | 0 | 0 | 0 | 0
Nuc | 0 | 0 | 0 | 0 | 0 | 0
PS | 0 | 0 | 0 | 0 | 0 | 0
PV | 0 | 0 | 0 | 0 | 0 | 0
PeakG | 0 | 0 | 0 | 0 | 0 | 0
PeakO | 0 | 0 | 0 | 0 | 0 | 0
ST | 0 | 0 | 0 | 0 | 0 | 0
STOG | 0 | 0 | 0 | 0 | 0 | 0
STWD | 0 | 0 | 0 | 0 | 0 | 0
WT | 0 | 0 | 0 | 0 | 0 | 0
IGCC | 0 | 0 | 0 | 0 | 0 | 0
DemandResponse | 0 | 0 | 0 | 0 | 0 | 0
IGCC-CCS | 0 | 0 | 0 | 0 | 0 | 0
WT_off | 0 | 0 | 0 | 0 | 0 | 0
PseudoUnit | 0 | 0 | 0 | 0 | 0 | 0
FixedInterchange | 0 | 0 | 0 | 0 | 0 | 0
Emission Cost by Reporting Type: EI_US
ReportingType | 2015 | 2020 | 2025 | 2030 | 2035 | 2040
BM | 0 | 0 | 0 | 0 | 0 | 0
CC | 0 | 0 | 0 | 0 | 0 | 0
CSP | 0 | 0 | 0 | 0 | 0 | 0
CT | 0 | 0 | 0 | 0 | 0 | 0
Coal | 0 | 0 | 0 | 0 | 0 | 0
Geo | 0 | 0 | 0 | 0 | 0 | 0
H | 0 | 0 | 0 | 0 | 0 | 0
LFG | 0 | 0 | 0 | 0 | 0 | 0
Nuc | 0 | 0 | 0 | 0 | 0 | 0
PS | 0 | 0 | 0 | 0 | 0 | 0
PV | 0 | 0 | 0 | 0 | 0 | 0
PeakG | 0 | 0 | 0 | 0 | 0 | 0
PeakO | 0 | 0 | 0 | 0 | 0 | 0
ST | 0 | 0 | 0 | 0 | 0 | 0
STOG | 0 | 0 | 0 | 0 | 0 | 0
STWD | 0 | 0 | 0 | 0 | 0 | 0
WT | 0 | 0 | 0 | 0 | 0 | 0
IGCC | 0 | 0 | 0 | 0 | 0 | 0
DemandResponse | 0 | 0 | 0 | 0 | 0 | 0
IGCC-CCS | 0 | 0 | 0 | 0 | 0 | 0
WT_off | 0 | 0 | 0 | 0 | 0 | 0
PseudoUnit | 0 | 0 | 0 | 0 | 0 | 0
FixedInterchange | 0 | 0 | 0 | 0 | 0 | 0
Emission Cost by Reporting Type: EI_Canada
ReportingType | 2015 | 2020 | 2025 | 2030 | 2035 | 2040
BM | 0 | 0 | 0 | 0 | 0 | 0
CC | 0 | 0 | 0 | 0 | 0 | 0
CSP | 0 | 0 | 0 | 0 | 0 | 0
CT | 0 | 0 | 0 | 0 | 0 | 0
Coal | 0 | 0 | 0 | 0 | 0 | 0
Geo | 0 | 0 | 0 | 0 | 0 | 0
H | 0 | 0 | 0 | 0 | 0 | 0
LFG | 0 | 0 | 0 | 0 | 0 | 0
Nuc | 0 | 0 | 0 | 0 | 0 | 0
PS | 0 | 0 | 0 | 0 | 0 | 0
PV | 0 | 0 | 0 | 0 | 0 | 0
PeakG | 0 | 0 | 0 | 0 | 0 | 0
PeakO | 0 | 0 | 0 | 0 | 0 | 0
ST | 0 | 0 | 0 | 0 | 0 | 0
STOG | 0 | 0 | 0 | 0 | 0 | 0
STWD | 0 | 0 | 0 | 0 | 0 | 0
WT | 0 | 0 | 0 | 0 | 0 | 0
IGCC | 0 | 0 | 0 | 0 | 0 | 0
DemandResponse | 0 | 0 | 0 | 0 | 0 | 0
IGCC-CCS | 0 | 0 | 0 | 0 | 0 | 0
WT_off | 0 | 0 | 0 | 0 | 0 | 0
PseudoUnit | 0 | 0 | 0 | 0 | 0 | 0
FixedInterchange | 0 | 0 | 0 | 0 | 0 | 0
Emission Cost by Reporting Type: EI
ReportingType | 2015 | 2020 | 2025 | 2030 | 2035 | 2040
BM | 0 | 0 | 0 | 0 | 0 | 0
CC | 0 | 0 | 0 | 0 | 0 | 0
CSP | 0 | 0 | 0 | 0 | 0 | 0
CT | 0 | 0 | 0 | 0 | 0 | 0
Coal | 0 | 0 | 0 | 0 | 0 | 0
Geo | 0 | 0 | 0 | 0 | 0 | 0
H | 0 | 0 | 0 | 0 | 0 | 0
LFG | 0 | 0 | 0 | 0 | 0 | 0
Nuc | 0 | 0 | 0 | 0 | 0 | 0
PS | 0 | 0 | 0 | 0 | 0 | 0
PV | 0 | 0 | 0 | 0 | 0 | 0
PeakG | 0 | 0 | 0 | 0 | 0 | 0
PeakO | 0 | 0 | 0 | 0 | 0 | 0
ST | 0 | 0 | 0 | 0 | 0 | 0
STOG | 0 | 0 | 0 | 0 | 0 | 0
STWD | 0 | 0 | 0 | 0 | 0 | 0
WT | 0 | 0 | 0 | 0 | 0 | 0
IGCC | 0 | 0 | 0 | 0 | 0 | 0
DemandResponse | 0 | 0 | 0 | 0 | 0 | 0
IGCC-CCS | 0 | 0 | 0 | 0 | 0 | 0
WT_off | 0 | 0 | 0 | 0 | 0 | 0
PseudoUnit | 0 | 0 | 0 | 0 | 0 | 0
FixedInterchange | 0 | 0 | 0 | 0 | 0 | 0
Emission Cost by Reporting Type: Outside_EI
ReportingType | 2015 | 2020 | 2025 | 2030 | 2035 | 2040
BM | 0 | 0 | 0 | 0 | 0 | 0
CC | 0 | 0 | 0 | 0 | 0 | 0
CSP | 0 | 0 | 0 | 0 | 0 | 0
CT | 0 | 0 | 0 | 0 | 0 | 0
Coal | 0 | 0 | 0 | 0 | 0 | 0
Geo | 0 | 0 | 0 | 0 | 0 | 0
H | 0 | 0 | 0 | 0 | 0 | 0
LFG | 0 | 0 | 0 | 0 | 0 | 0
Nuc | 0 | 0 | 0 | 0 | 0 | 0
PS | 0 | 0 | 0 | 0 | 0 | 0
PV | 0 | 0 | 0 | 0 | 0 | 0
PeakG | 0 | 0 | 0 | 0 | 0 | 0
PeakO | 0 | 0 | 0 | 0 | 0 | 0
ST | 0 | 0 | 0 | 0 | 0 | 0
STOG | 0 | 0 | 0 | 0 | 0 | 0
STWD | 0 | 0 | 0 | 0 | 0 | 0
WT | 0 | 0 | 0 | 0 | 0 | 0
IGCC | 0 | 0 | 0 | 0 | 0 | 0
DemandResponse | 0 | 0 | 0 | 0 | 0 | 0
IGCC-CCS | 0 | 0 | 0 | 0 | 0 | 0
WT_off | 0 | 0 | 0 | 0 | 0 | 0
PseudoUnit | 0 | 0 | 0 | 0 | 0 | 0
FixedInterchange | 0 | 0 | 0 | 0 | 0 | 0
==== Emission Program: Carbon_CA : (CO2) ====
Emission Cost by Reporting Type: Entergy
ReportingType | 2015 | 2020 | 2025 | 2030 | 2035 | 2040
BM | 0 | 0 | 0 | 0 | 0 | 0
CC | 0 | 0 | 0 | 0 | 0 | 0
CSP | 0 | 0 | 0 | 0 | 0 | 0
CT | 0 | 0 | 0 | 0 | 0 | 0
Coal | 0 | 0 | 0 | 0 | 0 | 0
Geo | 0 | 0 | 0 | 0 | 0 | 0
H | 0 | 0 | 0 | 0 | 0 | 0
LFG | 0 | 0 | 0 | 0 | 0 | 0
Nuc | 0 | 0 | 0 | 0 | 0 | 0
PS | 0 | 0 | 0 | 0 | 0 | 0
PV | 0 | 0 | 0 | 0 | 0 | 0
PeakG | 0 | 0 | 0 | 0 | 0 | 0
PeakO | 0 | 0 | 0 | 0 | 0 | 0
ST | 0 | 0 | 0 | 0 | 0 | 0
STOG | 0 | 0 | 0 | 0 | 0 | 0
STWD | 0 | 0 | 0 | 0 | 0 | 0
WT | 0 | 0 | 0 | 0 | 0 | 0
IGCC | 0 | 0 | 0 | 0 | 0 | 0
DemandResponse | 0 | 0 | 0 | 0 | 0 | 0
IGCC-CCS | 0 | 0 | 0 | 0 | 0 | 0
WT_off | 0 | 0 | 0 | 0 | 0 | 0
PseudoUnit | 0 | 0 | 0 | 0 | 0 | 0
FixedInterchange | 0 | 0 | 0 | 0 | 0 | 0
Emission Cost by Reporting Type: FRCC
ReportingType | 2015 | 2020 | 2025 | 2030 | 2035 | 2040
BM | 0 | 0 | 0 | 0 | 0 | 0
CC | 0 | 0 | 0 | 0 | 0 | 0
CSP | 0 | 0 | 0 | 0 | 0 | 0
CT | 0 | 0 | 0 | 0 | 0 | 0
Coal | 0 | 0 | 0 | 0 | 0 | 0
Geo | 0 | 0 | 0 | 0 | 0 | 0
H | 0 | 0 | 0 | 0 | 0 | 0
LFG | 0 | 0 | 0 | 0 | 0 | 0
Nuc | 0 | 0 | 0 | 0 | 0 | 0
PS | 0 | 0 | 0 | 0 | 0 | 0
PV | 0 | 0 | 0 | 0 | 0 | 0
PeakG | 0 | 0 | 0 | 0 | 0 | 0
PeakO | 0 | 0 | 0 | 0 | 0 | 0
ST | 0 | 0 | 0 | 0 | 0 | 0
STOG | 0 | 0 | 0 | 0 | 0 | 0
STWD | 0 | 0 | 0 | 0 | 0 | 0
WT | 0 | 0 | 0 | 0 | 0 | 0
IGCC | 0 | 0 | 0 | 0 | 0 | 0
DemandResponse | 0 | 0 | 0 | 0 | 0 | 0
IGCC-CCS | 0 | 0 | 0 | 0 | 0 | 0
WT_off | 0 | 0 | 0 | 0 | 0 | 0
PseudoUnit | 0 | 0 | 0 | 0 | 0 | 0
FixedInterchange | 0 | 0 | 0 | 0 | 0 | 0
Emission Cost by Reporting Type: MAPP_US
ReportingType | 2015 | 2020 | 2025 | 2030 | 2035 | 2040
BM | 0 | 0 | 0 | 0 | 0 | 0
CC | 0 | 0 | 0 | 0 | 0 | 0
CSP | 0 | 0 | 0 | 0 | 0 | 0
CT | 0 | 0 | 0 | 0 | 0 | 0
Coal | 0 | 0 | 0 | 0 | 0 | 0
Geo | 0 | 0 | 0 | 0 | 0 | 0
H | 0 | 0 | 0 | 0 | 0 | 0
LFG | 0 | 0 | 0 | 0 | 0 | 0
Nuc | 0 | 0 | 0 | 0 | 0 | 0
PS | 0 | 0 | 0 | 0 | 0 | 0
PV | 0 | 0 | 0 | 0 | 0 | 0
PeakG | 0 | 0 | 0 | 0 | 0 | 0
PeakO | 0 | 0 | 0 | 0 | 0 | 0
ST | 0 | 0 | 0 | 0 | 0 | 0
STOG | 0 | 0 | 0 | 0 | 0 | 0
STWD | 0 | 0 | 0 | 0 | 0 | 0
WT | 0 | 0 | 0 | 0 | 0 | 0
IGCC | 0 | 0 | 0 | 0 | 0 | 0
DemandResponse | 0 | 0 | 0 | 0 | 0 | 0
IGCC-CCS | 0 | 0 | 0 | 0 | 0 | 0
WT_off | 0 | 0 | 0 | 0 | 0 | 0
PseudoUnit | 0 | 0 | 0 | 0 | 0 | 0
FixedInterchange | 0 | 0 | 0 | 0 | 0 | 0
Emission Cost by Reporting Type: MISO_IN
ReportingType | 2015 | 2020 | 2025 | 2030 | 2035 | 2040
BM | 0 | 0 | 0 | 0 | 0 | 0
CC | 0 | 0 | 0 | 0 | 0 | 0
CSP | 0 | 0 | 0 | 0 | 0 | 0
CT | 0 | 0 | 0 | 0 | 0 | 0
Coal | 0 | 0 | 0 | 0 | 0 | 0
Geo | 0 | 0 | 0 | 0 | 0 | 0
H | 0 | 0 | 0 | 0 | 0 | 0
LFG | 0 | 0 | 0 | 0 | 0 | 0
Nuc | 0 | 0 | 0 | 0 | 0 | 0
PS | 0 | 0 | 0 | 0 | 0 | 0
PV | 0 | 0 | 0 | 0 | 0 | 0
PeakG | 0 | 0 | 0 | 0 | 0 | 0
PeakO | 0 | 0 | 0 | 0 | 0 | 0
ST | 0 | 0 | 0 | 0 | 0 | 0
STOG | 0 | 0 | 0 | 0 | 0 | 0
STWD | 0 | 0 | 0 | 0 | 0 | 0
WT | 0 | 0 | 0 | 0 | 0 | 0
IGCC | 0 | 0 | 0 | 0 | 0 | 0
DemandResponse | 0 | 0 | 0 | 0 | 0 | 0
IGCC-CCS | 0 | 0 | 0 | 0 | 0 | 0
WT_off | 0 | 0 | 0 | 0 | 0 | 0
PseudoUnit | 0 | 0 | 0 | 0 | 0 | 0
FixedInterchange | 0 | 0 | 0 | 0 | 0 | 0
Emission Cost by Reporting Type: MISO_MI
ReportingType | 2015 | 2020 | 2025 | 2030 | 2035 | 2040
BM | 0 | 0 | 0 | 0 | 0 | 0
CC | 0 | 0 | 0 | 0 | 0 | 0
CSP | 0 | 0 | 0 | 0 | 0 | 0
CT | 0 | 0 | 0 | 0 | 0 | 0
Coal | 0 | 0 | 0 | 0 | 0 | 0
Geo | 0 | 0 | 0 | 0 | 0 | 0
H | 0 | 0 | 0 | 0 | 0 | 0
LFG | 0 | 0 | 0 | 0 | 0 | 0
Nuc | 0 | 0 | 0 | 0 | 0 | 0
PS | 0 | 0 | 0 | 0 | 0 | 0
PV | 0 | 0 | 0 | 0 | 0 | 0
PeakG | 0 | 0 | 0 | 0 | 0 | 0
PeakO | 0 | 0 | 0 | 0 | 0 | 0
ST | 0 | 0 | 0 | 0 | 0 | 0
STOG | 0 | 0 | 0 | 0 | 0 | 0
STWD | 0 | 0 | 0 | 0 | 0 | 0
WT | 0 | 0 | 0 | 0 | 0 | 0
IGCC | 0 | 0 | 0 | 0 | 0 | 0
DemandResponse | 0 | 0 | 0 | 0 | 0 | 0
IGCC-CCS | 0 | 0 | 0 | 0 | 0 | 0
WT_off | 0 | 0 | 0 | 0 | 0 | 0
PseudoUnit | 0 | 0 | 0 | 0 | 0 | 0
FixedInterchange | 0 | 0 | 0 | 0 | 0 | 0
Emission Cost by Reporting Type: MISO_MO-IL
ReportingType | 2015 | 2020 | 2025 | 2030 | 2035 | 2040
BM | 0 | 0 | 0 | 0 | 0 | 0
CC | 0 | 0 | 0 | 0 | 0 | 0
CSP | 0 | 0 | 0 | 0 | 0 | 0
CT | 0 | 0 | 0 | 0 | 0 | 0
Coal | 0 | 0 | 0 | 0 | 0 | 0
Geo | 0 | 0 | 0 | 0 | 0 | 0
H | 0 | 0 | 0 | 0 | 0 | 0
LFG | 0 | 0 | 0 | 0 | 0 | 0
Nuc | 0 | 0 | 0 | 0 | 0 | 0
PS | 0 | 0 | 0 | 0 | 0 | 0
PV | 0 | 0 | 0 | 0 | 0 | 0
PeakG | 0 | 0 | 0 | 0 | 0 | 0
PeakO | 0 | 0 | 0 | 0 | 0 | 0
ST | 0 | 0 | 0 | 0 | 0 | 0
STOG | 0 | 0 | 0 | 0 | 0 | 0
STWD | 0 | 0 | 0 | 0 | 0 | 0
WT | 0 | 0 | 0 | 0 | 0 | 0
IGCC | 0 | 0 | 0 | 0 | 0 | 0
DemandResponse | 0 | 0 | 0 | 0 | 0 | 0
IGCC-CCS | 0 | 0 | 0 | 0 | 0 | 0
WT_off | 0 | 0 | 0 | 0 | 0 | 0
PseudoUnit | 0 | 0 | 0 | 0 | 0 | 0
FixedInterchange | 0 | 0 | 0 | 0 | 0 | 0
Emission Cost by Reporting Type: MISO_W
ReportingType | 2015 | 2020 | 2025 | 2030 | 2035 | 2040
BM | 0 | 0 | 0 | 0 | 0 | 0
CC | 0 | 0 | 0 | 0 | 0 | 0
CSP | 0 | 0 | 0 | 0 | 0 | 0
CT | 0 | 0 | 0 | 0 | 0 | 0
Coal | 0 | 0 | 0 | 0 | 0 | 0
Geo | 0 | 0 | 0 | 0 | 0 | 0
H | 0 | 0 | 0 | 0 | 0 | 0
LFG | 0 | 0 | 0 | 0 | 0 | 0
Nuc | 0 | 0 | 0 | 0 | 0 | 0
PS | 0 | 0 | 0 | 0 | 0 | 0
PV | 0 | 0 | 0 | 0 | 0 | 0
PeakG | 0 | 0 | 0 | 0 | 0 | 0
PeakO | 0 | 0 | 0 | 0 | 0 | 0
ST | 0 | 0 | 0 | 0 | 0 | 0
STOG | 0 | 0 | 0 | 0 | 0 | 0
STWD | 0 | 0 | 0 | 0 | 0 | 0
WT | 0 | 0 | 0 | 0 | 0 | 0
IGCC | 0 | 0 | 0 | 0 | 0 | 0
DemandResponse | 0 | 0 | 0 | 0 | 0 | 0
IGCC-CCS | 0 | 0 | 0 | 0 | 0 | 0
WT_off | 0 | 0 | 0 | 0 | 0 | 0
PseudoUnit | 0 | 0 | 0 | 0 | 0 | 0
FixedInterchange | 0 | 0 | 0 | 0 | 0 | 0
Emission Cost by Reporting Type: MISO_WUMS
ReportingType | 2015 | 2020 | 2025 | 2030 | 2035 | 2040
BM | 0 | 0 | 0 | 0 | 0 | 0
CC | 0 | 0 | 0 | 0 | 0 | 0
CSP | 0 | 0 | 0 | 0 | 0 | 0
CT | 0 | 0 | 0 | 0 | 0 | 0
Coal | 0 | 0 | 0 | 0 | 0 | 0
Geo | 0 | 0 | 0 | 0 | 0 | 0
H | 0 | 0 | 0 | 0 | 0 | 0
LFG | 0 | 0 | 0 | 0 | 0 | 0
Nuc | 0 | 0 | 0 | 0 | 0 | 0
PS | 0 | 0 | 0 | 0 | 0 | 0
PV | 0 | 0 | 0 | 0 | 0 | 0
PeakG | 0 | 0 | 0 | 0 | 0 | 0
PeakO | 0 | 0 | 0 | 0 | 0 | 0
ST | 0 | 0 | 0 | 0 | 0 | 0
STOG | 0 | 0 | 0 | 0 | 0 | 0
STWD | 0 | 0 | 0 | 0 | 0 | 0
WT | 0 | 0 | 0 | 0 | 0 | 0
IGCC | 0 | 0 | 0 | 0 | 0 | 0
DemandResponse | 0 | 0 | 0 | 0 | 0 | 0
IGCC-CCS | 0 | 0 | 0 | 0 | 0 | 0
WT_off | 0 | 0 | 0 | 0 | 0 | 0
PseudoUnit | 0 | 0 | 0 | 0 | 0 | 0
FixedInterchange | 0 | 0 | 0 | 0 | 0 | 0
Emission Cost by Reporting Type: Nebraska
ReportingType | 2015 | 2020 | 2025 | 2030 | 2035 | 2040
BM | 0 | 0 | 0 | 0 | 0 | 0
CC | 0 | 0 | 0 | 0 | 0 | 0
CSP | 0 | 0 | 0 | 0 | 0 | 0
CT | 0 | 0 | 0 | 0 | 0 | 0
Coal | 0 | 0 | 0 | 0 | 0 | 0
Geo | 0 | 0 | 0 | 0 | 0 | 0
H | 0 | 0 | 0 | 0 | 0 | 0
LFG | 0 | 0 | 0 | 0 | 0 | 0
Nuc | 0 | 0 | 0 | 0 | 0 | 0
PS | 0 | 0 | 0 | 0 | 0 | 0
PV | 0 | 0 | 0 | 0 | 0 | 0
PeakG | 0 | 0 | 0 | 0 | 0 | 0
PeakO | 0 | 0 | 0 | 0 | 0 | 0
ST | 0 | 0 | 0 | 0 | 0 | 0
STOG | 0 | 0 | 0 | 0 | 0 | 0
STWD | 0 | 0 | 0 | 0 | 0 | 0
WT | 0 | 0 | 0 | 0 | 0 | 0
IGCC | 0 | 0 | 0 | 0 | 0 | 0
DemandResponse | 0 | 0 | 0 | 0 | 0 | 0
IGCC-CCS | 0 | 0 | 0 | 0 | 0 | 0
WT_off | 0 | 0 | 0 | 0 | 0 | 0
PseudoUnit | 0 | 0 | 0 | 0 | 0 | 0
FixedInterchange | 0 | 0 | 0 | 0 | 0 | 0
Emission Cost by Reporting Type: NEISO
ReportingType | 2015 | 2020 | 2025 | 2030 | 2035 | 2040
BM | 0 | 0 | 0 | 0 | 0 | 0
CC | 0 | 0 | 0 | 0 | 0 | 0
CSP | 0 | 0 | 0 | 0 | 0 | 0
CT | 0 | 0 | 0 | 0 | 0 | 0
Coal | 0 | 0 | 0 | 0 | 0 | 0
Geo | 0 | 0 | 0 | 0 | 0 | 0
H | 0 | 0 | 0 | 0 | 0 | 0
LFG | 0 | 0 | 0 | 0 | 0 | 0
Nuc | 0 | 0 | 0 | 0 | 0 | 0
PS | 0 | 0 | 0 | 0 | 0 | 0
PV | 0 | 0 | 0 | 0 | 0 | 0
PeakG | 0 | 0 | 0 | 0 | 0 | 0
PeakO | 0 | 0 | 0 | 0 | 0 | 0
ST | 0 | 0 | 0 | 0 | 0 | 0
STOG | 0 | 0 | 0 | 0 | 0 | 0
STWD | 0 | 0 | 0 | 0 | 0 | 0
WT | 0 | 0 | 0 | 0 | 0 | 0
IGCC | 0 | 0 | 0 | 0 | 0 | 0
DemandResponse | 0 | 0 | 0 | 0 | 0 | 0
IGCC-CCS | 0 | 0 | 0 | 0 | 0 | 0
WT_off | 0 | 0 | 0 | 0 | 0 | 0
PseudoUnit | 0 | 0 | 0 | 0 | 0 | 0
FixedInterchange | 0 | 0 | 0 | 0 | 0 | 0
Emission Cost by Reporting Type: NonRTO_Midwest
ReportingType | 2015 | 2020 | 2025 | 2030 | 2035 | 2040
BM | 0 | 0 | 0 | 0 | 0 | 0
CC | 0 | 0 | 0 | 0 | 0 | 0
CSP | 0 | 0 | 0 | 0 | 0 | 0
CT | 0 | 0 | 0 | 0 | 0 | 0
Coal | 0 | 0 | 0 | 0 | 0 | 0
Geo | 0 | 0 | 0 | 0 | 0 | 0
H | 0 | 0 | 0 | 0 | 0 | 0
LFG | 0 | 0 | 0 | 0 | 0 | 0
Nuc | 0 | 0 | 0 | 0 | 0 | 0
PS | 0 | 0 | 0 | 0 | 0 | 0
PV | 0 | 0 | 0 | 0 | 0 | 0
PeakG | 0 | 0 | 0 | 0 | 0 | 0
PeakO | 0 | 0 | 0 | 0 | 0 | 0
ST | 0 | 0 | 0 | 0 | 0 | 0
STOG | 0 | 0 | 0 | 0 | 0 | 0
STWD | 0 | 0 | 0 | 0 | 0 | 0
WT | 0 | 0 | 0 | 0 | 0 | 0
IGCC | 0 | 0 | 0 | 0 | 0 | 0
DemandResponse | 0 | 0 | 0 | 0 | 0 | 0
IGCC-CCS | 0 | 0 | 0 | 0 | 0 | 0
WT_off | 0 | 0 | 0 | 0 | 0 | 0
PseudoUnit | 0 | 0 | 0 | 0 | 0 | 0
FixedInterchange | 0 | 0 | 0 | 0 | 0 | 0
Emission Cost by Reporting Type: NYISO_A-F
ReportingType | 2015 | 2020 | 2025 | 2030 | 2035 | 2040
BM | 0 | 0 | 0 | 0 | 0 | 0
CC | 0 | 0 | 0 | 0 | 0 | 0
CSP | 0 | 0 | 0 | 0 | 0 | 0
CT | 0 | 0 | 0 | 0 | 0 | 0
Coal | 0 | 0 | 0 | 0 | 0 | 0
Geo | 0 | 0 | 0 | 0 | 0 | 0
H | 0 | 0 | 0 | 0 | 0 | 0
LFG | 0 | 0 | 0 | 0 | 0 | 0
Nuc | 0 | 0 | 0 | 0 | 0 | 0
PS | 0 | 0 | 0 | 0 | 0 | 0
PV | 0 | 0 | 0 | 0 | 0 | 0
PeakG | 0 | 0 | 0 | 0 | 0 | 0
PeakO | 0 | 0 | 0 | 0 | 0 | 0
ST | 0 | 0 | 0 | 0 | 0 | 0
STOG | 0 | 0 | 0 | 0 | 0 | 0
STWD | 0 | 0 | 0 | 0 | 0 | 0
WT | 0 | 0 | 0 | 0 | 0 | 0
IGCC | 0 | 0 | 0 | 0 | 0 | 0
DemandResponse | 0 | 0 | 0 | 0 | 0 | 0
IGCC-CCS | 0 | 0 | 0 | 0 | 0 | 0
WT_off | 0 | 0 | 0 | 0 | 0 | 0
PseudoUnit | 0 | 0 | 0 | 0 | 0 | 0
FixedInterchange | 0 | 0 | 0 | 0 | 0 | 0
Emission Cost by Reporting Type: NYISO_G-I
ReportingType | 2015 | 2020 | 2025 | 2030 | 2035 | 2040
BM | 0 | 0 | 0 | 0 | 0 | 0
CC | 0 | 0 | 0 | 0 | 0 | 0
CSP | 0 | 0 | 0 | 0 | 0 | 0
CT | 0 | 0 | 0 | 0 | 0 | 0
Coal | 0 | 0 | 0 | 0 | 0 | 0
Geo | 0 | 0 | 0 | 0 | 0 | 0
H | 0 | 0 | 0 | 0 | 0 | 0
LFG | 0 | 0 | 0 | 0 | 0 | 0
Nuc | 0 | 0 | 0 | 0 | 0 | 0
PS | 0 | 0 | 0 | 0 | 0 | 0
PV | 0 | 0 | 0 | 0 | 0 | 0
PeakG | 0 | 0 | 0 | 0 | 0 | 0
PeakO | 0 | 0 | 0 | 0 | 0 | 0
ST | 0 | 0 | 0 | 0 | 0 | 0
STOG | 0 | 0 | 0 | 0 | 0 | 0
STWD | 0 | 0 | 0 | 0 | 0 | 0
WT | 0 | 0 | 0 | 0 | 0 | 0
IGCC | 0 | 0 | 0 | 0 | 0 | 0
DemandResponse | 0 | 0 | 0 | 0 | 0 | 0
IGCC-CCS | 0 | 0 | 0 | 0 | 0 | 0
WT_off | 0 | 0 | 0 | 0 | 0 | 0
PseudoUnit | 0 | 0 | 0 | 0 | 0 | 0
FixedInterchange | 0 | 0 | 0 | 0 | 0 | 0
Emission Cost by Reporting Type: NYISO_J-K
ReportingType | 2015 | 2020 | 2025 | 2030 | 2035 | 2040
BM | 0 | 0 | 0 | 0 | 0 | 0
CC | 0 | 0 | 0 | 0 | 0 | 0
CSP | 0 | 0 | 0 | 0 | 0 | 0
CT | 0 | 0 | 0 | 0 | 0 | 0
Coal | 0 | 0 | 0 | 0 | 0 | 0
Geo | 0 | 0 | 0 | 0 | 0 | 0
H | 0 | 0 | 0 | 0 | 0 | 0
LFG | 0 | 0 | 0 | 0 | 0 | 0
Nuc | 0 | 0 | 0 | 0 | 0 | 0
PS | 0 | 0 | 0 | 0 | 0 | 0
PV | 0 | 0 | 0 | 0 | 0 | 0
PeakG | 0 | 0 | 0 | 0 | 0 | 0
PeakO | 0 | 0 | 0 | 0 | 0 | 0
ST | 0 | 0 | 0 | 0 | 0 | 0
STOG | 0 | 0 | 0 | 0 | 0 | 0
STWD | 0 | 0 | 0 | 0 | 0 | 0
WT | 0 | 0 | 0 | 0 | 0 | 0
IGCC | 0 | 0 | 0 | 0 | 0 | 0
DemandResponse | 0 | 0 | 0 | 0 | 0 | 0
IGCC-CCS | 0 | 0 | 0 | 0 | 0 | 0
WT_off | 0 | 0 | 0 | 0 | 0 | 0
PseudoUnit | 0 | 0 | 0 | 0 | 0 | 0
FixedInterchange | 0 | 0 | 0 | 0 | 0 | 0
Emission Cost by Reporting Type: PJM_E
ReportingType | 2015 | 2020 | 2025 | 2030 | 2035 | 2040
BM | 0 | 0 | 0 | 0 | 0 | 0
CC | 0 | 0 | 0 | 0 | 0 | 0
CSP | 0 | 0 | 0 | 0 | 0 | 0
CT | 0 | 0 | 0 | 0 | 0 | 0
Coal | 0 | 0 | 0 | 0 | 0 | 0
Geo | 0 | 0 | 0 | 0 | 0 | 0
H | 0 | 0 | 0 | 0 | 0 | 0
LFG | 0 | 0 | 0 | 0 | 0 | 0
Nuc | 0 | 0 | 0 | 0 | 0 | 0
PS | 0 | 0 | 0 | 0 | 0 | 0
PV | 0 | 0 | 0 | 0 | 0 | 0
PeakG | 0 | 0 | 0 | 0 | 0 | 0
PeakO | 0 | 0 | 0 | 0 | 0 | 0
ST | 0 | 0 | 0 | 0 | 0 | 0
STOG | 0 | 0 | 0 | 0 | 0 | 0
STWD | 0 | 0 | 0 | 0 | 0 | 0
WT | 0 | 0 | 0 | 0 | 0 | 0
IGCC | 0 | 0 | 0 | 0 | 0 | 0
DemandResponse | 0 | 0 | 0 | 0 | 0 | 0
IGCC-CCS | 0 | 0 | 0 | 0 | 0 | 0
WT_off | 0 | 0 | 0 | 0 | 0 | 0
PseudoUnit | 0 | 0 | 0 | 0 | 0 | 0
FixedInterchange | 0 | 0 | 0 | 0 | 0 | 0
Emission Cost by Reporting Type: PJM_ROM
ReportingType | 2015 | 2020 | 2025 | 2030 | 2035 | 2040
BM | 0 | 0 | 0 | 0 | 0 | 0
CC | 0 | 0 | 0 | 0 | 0 | 0
CSP | 0 | 0 | 0 | 0 | 0 | 0
CT | 0 | 0 | 0 | 0 | 0 | 0
Coal | 0 | 0 | 0 | 0 | 0 | 0
Geo | 0 | 0 | 0 | 0 | 0 | 0
H | 0 | 0 | 0 | 0 | 0 | 0
LFG | 0 | 0 | 0 | 0 | 0 | 0
Nuc | 0 | 0 | 0 | 0 | 0 | 0
PS | 0 | 0 | 0 | 0 | 0 | 0
PV | 0 | 0 | 0 | 0 | 0 | 0
PeakG | 0 | 0 | 0 | 0 | 0 | 0
PeakO | 0 | 0 | 0 | 0 | 0 | 0
ST | 0 | 0 | 0 | 0 | 0 | 0
STOG | 0 | 0 | 0 | 0 | 0 | 0
STWD | 0 | 0 | 0 | 0 | 0 | 0
WT | 0 | 0 | 0 | 0 | 0 | 0
IGCC | 0 | 0 | 0 | 0 | 0 | 0
DemandResponse | 0 | 0 | 0 | 0 | 0 | 0
IGCC-CCS | 0 | 0 | 0 | 0 | 0 | 0
WT_off | 0 | 0 | 0 | 0 | 0 | 0
PseudoUnit | 0 | 0 | 0 | 0 | 0 | 0
FixedInterchange | 0 | 0 | 0 | 0 | 0 | 0
Emission Cost by Reporting Type: PJM_ROR
ReportingType | 2015 | 2020 | 2025 | 2030 | 2035 | 2040
BM | 0 | 0 | 0 | 0 | 0 | 0
CC | 0 | 0 | 0 | 0 | 0 | 0
CSP | 0 | 0 | 0 | 0 | 0 | 0
CT | 0 | 0 | 0 | 0 | 0 | 0
Coal | 0 | 0 | 0 | 0 | 0 | 0
Geo | 0 | 0 | 0 | 0 | 0 | 0
H | 0 | 0 | 0 | 0 | 0 | 0
LFG | 0 | 0 | 0 | 0 | 0 | 0
Nuc | 0 | 0 | 0 | 0 | 0 | 0
PS | 0 | 0 | 0 | 0 | 0 | 0
PV | 0 | 0 | 0 | 0 | 0 | 0
PeakG | 0 | 0 | 0 | 0 | 0 | 0
PeakO | 0 | 0 | 0 | 0 | 0 | 0
ST | 0 | 0 | 0 | 0 | 0 | 0
STOG | 0 | 0 | 0 | 0 | 0 | 0
STWD | 0 | 0 | 0 | 0 | 0 | 0
WT | 0 | 0 | 0 | 0 | 0 | 0
IGCC | 0 | 0 | 0 | 0 | 0 | 0
DemandResponse | 0 | 0 | 0 | 0 | 0 | 0
IGCC-CCS | 0 | 0 | 0 | 0 | 0 | 0
WT_off | 0 | 0 | 0 | 0 | 0 | 0
PseudoUnit | 0 | 0 | 0 | 0 | 0 | 0
FixedInterchange | 0 | 0 | 0 | 0 | 0 | 0
Emission Cost by Reporting Type: SOCO
ReportingType | 2015 | 2020 | 2025 | 2030 | 2035 | 2040
BM | 0 | 0 | 0 | 0 | 0 | 0
CC | 0 | 0 | 0 | 0 | 0 | 0
CSP | 0 | 0 | 0 | 0 | 0 | 0
CT | 0 | 0 | 0 | 0 | 0 | 0
Coal | 0 | 0 | 0 | 0 | 0 | 0
Geo | 0 | 0 | 0 | 0 | 0 | 0
H | 0 | 0 | 0 | 0 | 0 | 0
LFG | 0 | 0 | 0 | 0 | 0 | 0
Nuc | 0 | 0 | 0 | 0 | 0 | 0
PS | 0 | 0 | 0 | 0 | 0 | 0
PV | 0 | 0 | 0 | 0 | 0 | 0
PeakG | 0 | 0 | 0 | 0 | 0 | 0
PeakO | 0 | 0 | 0 | 0 | 0 | 0
ST | 0 | 0 | 0 | 0 | 0 | 0
STOG | 0 | 0 | 0 | 0 | 0 | 0
STWD | 0 | 0 | 0 | 0 | 0 | 0
WT | 0 | 0 | 0 | 0 | 0 | 0
IGCC | 0 | 0 | 0 | 0 | 0 | 0
DemandResponse | 0 | 0 | 0 | 0 | 0 | 0
IGCC-CCS | 0 | 0 | 0 | 0 | 0 | 0
WT_off | 0 | 0 | 0 | 0 | 0 | 0
PseudoUnit | 0 | 0 | 0 | 0 | 0 | 0
FixedInterchange | 0 | 0 | 0 | 0 | 0 | 0
Emission Cost by Reporting Type: SPP_N
ReportingType | 2015 | 2020 | 2025 | 2030 | 2035 | 2040
BM | 0 | 0 | 0 | 0 | 0 | 0
CC | 0 | 0 | 0 | 0 | 0 | 0
CSP | 0 | 0 | 0 | 0 | 0 | 0
CT | 0 | 0 | 0 | 0 | 0 | 0
Coal | 0 | 0 | 0 | 0 | 0 | 0
Geo | 0 | 0 | 0 | 0 | 0 | 0
H | 0 | 0 | 0 | 0 | 0 | 0
LFG | 0 | 0 | 0 | 0 | 0 | 0
Nuc | 0 | 0 | 0 | 0 | 0 | 0
PS | 0 | 0 | 0 | 0 | 0 | 0
PV | 0 | 0 | 0 | 0 | 0 | 0
PeakG | 0 | 0 | 0 | 0 | 0 | 0
PeakO | 0 | 0 | 0 | 0 | 0 | 0
ST | 0 | 0 | 0 | 0 | 0 | 0
STOG | 0 | 0 | 0 | 0 | 0 | 0
STWD | 0 | 0 | 0 | 0 | 0 | 0
WT | 0 | 0 | 0 | 0 | 0 | 0
IGCC | 0 | 0 | 0 | 0 | 0 | 0
DemandResponse | 0 | 0 | 0 | 0 | 0 | 0
IGCC-CCS | 0 | 0 | 0 | 0 | 0 | 0
WT_off | 0 | 0 | 0 | 0 | 0 | 0
PseudoUnit | 0 | 0 | 0 | 0 | 0 | 0
FixedInterchange | 0 | 0 | 0 | 0 | 0 | 0
Emission Cost by Reporting Type: SPP_S
ReportingType | 2015 | 2020 | 2025 | 2030 | 2035 | 2040
BM | 0 | 0 | 0 | 0 | 0 | 0
CC | 0 | 0 | 0 | 0 | 0 | 0
CSP | 0 | 0 | 0 | 0 | 0 | 0
CT | 0 | 0 | 0 | 0 | 0 | 0
Coal | 0 | 0 | 0 | 0 | 0 | 0
Geo | 0 | 0 | 0 | 0 | 0 | 0
H | 0 | 0 | 0 | 0 | 0 | 0
LFG | 0 | 0 | 0 | 0 | 0 | 0
Nuc | 0 | 0 | 0 | 0 | 0 | 0
PS | 0 | 0 | 0 | 0 | 0 | 0
PV | 0 | 0 | 0 | 0 | 0 | 0
PeakG | 0 | 0 | 0 | 0 | 0 | 0
PeakO | 0 | 0 | 0 | 0 | 0 | 0
ST | 0 | 0 | 0 | 0 | 0 | 0
STOG | 0 | 0 | 0 | 0 | 0 | 0
STWD | 0 | 0 | 0 | 0 | 0 | 0
WT | 0 | 0 | 0 | 0 | 0 | 0
IGCC | 0 | 0 | 0 | 0 | 0 | 0
DemandResponse | 0 | 0 | 0 | 0 | 0 | 0
IGCC-CCS | 0 | 0 | 0 | 0 | 0 | 0
WT_off | 0 | 0 | 0 | 0 | 0 | 0
PseudoUnit | 0 | 0 | 0 | 0 | 0 | 0
FixedInterchange | 0 | 0 | 0 | 0 | 0 | 0
Emission Cost by Reporting Type: TVA
ReportingType | 2015 | 2020 | 2025 | 2030 | 2035 | 2040
BM | 0 | 0 | 0 | 0 | 0 | 0
CC | 0 | 0 | 0 | 0 | 0 | 0
CSP | 0 | 0 | 0 | 0 | 0 | 0
CT | 0 | 0 | 0 | 0 | 0 | 0
Coal | 0 | 0 | 0 | 0 | 0 | 0
Geo | 0 | 0 | 0 | 0 | 0 | 0
H | 0 | 0 | 0 | 0 | 0 | 0
LFG | 0 | 0 | 0 | 0 | 0 | 0
Nuc | 0 | 0 | 0 | 0 | 0 | 0
PS | 0 | 0 | 0 | 0 | 0 | 0
PV | 0 | 0 | 0 | 0 | 0 | 0
PeakG | 0 | 0 | 0 | 0 | 0 | 0
PeakO | 0 | 0 | 0 | 0 | 0 | 0
ST | 0 | 0 | 0 | 0 | 0 | 0
STOG | 0 | 0 | 0 | 0 | 0 | 0
STWD | 0 | 0 | 0 | 0 | 0 | 0
WT | 0 | 0 | 0 | 0 | 0 | 0
IGCC | 0 | 0 | 0 | 0 | 0 | 0
DemandResponse | 0 | 0 | 0 | 0 | 0 | 0
IGCC-CCS | 0 | 0 | 0 | 0 | 0 | 0
WT_off | 0 | 0 | 0 | 0 | 0 | 0
PseudoUnit | 0 | 0 | 0 | 0 | 0 | 0
FixedInterchange | 0 | 0 | 0 | 0 | 0 | 0
Emission Cost by Reporting Type: TVA_Transmission
ReportingType | 2015 | 2020 | 2025 | 2030 | 2035 | 2040
BM | 0 | 0 | 0 | 0 | 0 | 0
CC | 0 | 0 | 0 | 0 | 0 | 0
CSP | 0 | 0 | 0 | 0 | 0 | 0
CT | 0 | 0 | 0 | 0 | 0 | 0
Coal | 0 | 0 | 0 | 0 | 0 | 0
Geo | 0 | 0 | 0 | 0 | 0 | 0
H | 0 | 0 | 0 | 0 | 0 | 0
LFG | 0 | 0 | 0 | 0 | 0 | 0
Nuc | 0 | 0 | 0 | 0 | 0 | 0
PS | 0 | 0 | 0 | 0 | 0 | 0
PV | 0 | 0 | 0 | 0 | 0 | 0
PeakG | 0 | 0 | 0 | 0 | 0 | 0
PeakO | 0 | 0 | 0 | 0 | 0 | 0
ST | 0 | 0 | 0 | 0 | 0 | 0
STOG | 0 | 0 | 0 | 0 | 0 | 0
STWD | 0 | 0 | 0 | 0 | 0 | 0
WT | 0 | 0 | 0 | 0 | 0 | 0
IGCC | 0 | 0 | 0 | 0 | 0 | 0
DemandResponse | 0 | 0 | 0 | 0 | 0 | 0
IGCC-CCS | 0 | 0 | 0 | 0 | 0 | 0
WT_off | 0 | 0 | 0 | 0 | 0 | 0
PseudoUnit | 0 | 0 | 0 | 0 | 0 | 0
FixedInterchange | 0 | 0 | 0 | 0 | 0 | 0
Emission Cost by Reporting Type: VACAR
ReportingType | 2015 | 2020 | 2025 | 2030 | 2035 | 2040
BM | 0 | 0 | 0 | 0 | 0 | 0
CC | 0 | 0 | 0 | 0 | 0 | 0
CSP | 0 | 0 | 0 | 0 | 0 | 0
CT | 0 | 0 | 0 | 0 | 0 | 0
Coal | 0 | 0 | 0 | 0 | 0 | 0
Geo | 0 | 0 | 0 | 0 | 0 | 0
H | 0 | 0 | 0 | 0 | 0 | 0
LFG | 0 | 0 | 0 | 0 | 0 | 0
Nuc | 0 | 0 | 0 | 0 | 0 | 0
PS | 0 | 0 | 0 | 0 | 0 | 0
PV | 0 | 0 | 0 | 0 | 0 | 0
PeakG | 0 | 0 | 0 | 0 | 0 | 0
PeakO | 0 | 0 | 0 | 0 | 0 | 0
ST | 0 | 0 | 0 | 0 | 0 | 0
STOG | 0 | 0 | 0 | 0 | 0 | 0
STWD | 0 | 0 | 0 | 0 | 0 | 0
WT | 0 | 0 | 0 | 0 | 0 | 0
IGCC | 0 | 0 | 0 | 0 | 0 | 0
DemandResponse | 0 | 0 | 0 | 0 | 0 | 0
IGCC-CCS | 0 | 0 | 0 | 0 | 0 | 0
WT_off | 0 | 0 | 0 | 0 | 0 | 0
PseudoUnit | 0 | 0 | 0 | 0 | 0 | 0
FixedInterchange | 0 | 0 | 0 | 0 | 0 | 0
Emission Cost by Reporting Type: IESO
ReportingType | 2015 | 2020 | 2025 | 2030 | 2035 | 2040
BM | 0 | 0 | 0 | 0 | 0 | 0
CC | 0 | 0 | 0 | 0 | 0 | 0
CSP | 0 | 0 | 0 | 0 | 0 | 0
CT | 0 | 0 | 0 | 0 | 0 | 0
Coal | 0 | 0 | 0 | 0 | 0 | 0
Geo | 0 | 0 | 0 | 0 | 0 | 0
H | 0 | 0 | 0 | 0 | 0 | 0
LFG | 0 | 0 | 0 | 0 | 0 | 0
Nuc | 0 | 0 | 0 | 0 | 0 | 0
PS | 0 | 0 | 0 | 0 | 0 | 0
PV | 0 | 0 | 0 | 0 | 0 | 0
PeakG | 0 | 0 | 0 | 0 | 0 | 0
PeakO | 0 | 0 | 0 | 0 | 0 | 0
ST | 0 | 0 | 0 | 0 | 0 | 0
STOG | 0 | 0 | 0 | 0 | 0 | 0
STWD | 0 | 0 | 0 | 0 | 0 | 0
WT | 0 | 0 | 0 | 0 | 0 | 0
IGCC | 0 | 0 | 0 | 0 | 0 | 0
DemandResponse | 0 | 0 | 0 | 0 | 0 | 0
IGCC-CCS | 0 | 0 | 0 | 0 | 0 | 0
WT_off | 0 | 0 | 0 | 0 | 0 | 0
PseudoUnit | 0 | 0 | 0 | 0 | 0 | 0
FixedInterchange | 0 | 0 | 0 | 0 | 0 | 0
Emission Cost by Reporting Type: MAPP_CA
ReportingType | 2015 | 2020 | 2025 | 2030 | 2035 | 2040
BM | 0 | 0 | 0 | 0 | 0 | 0
CC | 0 | 0 | 0 | 0 | 0 | 0
CSP | 0 | 0 | 0 | 0 | 0 | 0
CT | 0 | 0 | 0 | 0 | 0 | 0
Coal | 0 | 0 | 0 | 0 | 0 | 0
Geo | 0 | 0 | 0 | 0 | 0 | 0
H | 0 | 0 | 0 | 0 | 0 | 0
LFG | 0 | 0 | 0 | 0 | 0 | 0
Nuc | 0 | 0 | 0 | 0 | 0 | 0
PS | 0 | 0 | 0 | 0 | 0 | 0
PV | 0 | 0 | 0 | 0 | 0 | 0
PeakG | 0 | 0 | 0 | 0 | 0 | 0
PeakO | 0 | 0 | 0 | 0 | 0 | 0
ST | 0 | 0 | 0 | 0 | 0 | 0
STOG | 0 | 0 | 0 | 0 | 0 | 0
STWD | 0 | 0 | 0 | 0 | 0 | 0
WT | 0 | 0 | 0 | 0 | 0 | 0
IGCC | 0 | 0 | 0 | 0 | 0 | 0
DemandResponse | 0 | 0 | 0 | 0 | 0 | 0
IGCC-CCS | 0 | 0 | 0 | 0 | 0 | 0
WT_off | 0 | 0 | 0 | 0 | 0 | 0
PseudoUnit | 0 | 0 | 0 | 0 | 0 | 0
FixedInterchange | 0 | 0 | 0 | 0 | 0 | 0
Emission Cost by Reporting Type: AZ_NM_SNV_Coal
ReportingType | 2015 | 2020 | 2025 | 2030 | 2035 | 2040
BM | 0 | 0 | 0 | 0 | 0 | 0
CC | 0 | 0 | 0 | 0 | 0 | 0
CSP | 0 | 0 | 0 | 0 | 0 | 0
CT | 0 | 0 | 0 | 0 | 0 | 0
Coal | 0 | 0 | 0 | 0 | 0 | 0
Geo | 0 | 0 | 0 | 0 | 0 | 0
H | 0 | 0 | 0 | 0 | 0 | 0
LFG | 0 | 0 | 0 | 0 | 0 | 0
Nuc | 0 | 0 | 0 | 0 | 0 | 0
PS | 0 | 0 | 0 | 0 | 0 | 0
PV | 0 | 0 | 0 | 0 | 0 | 0
PeakG | 0 | 0 | 0 | 0 | 0 | 0
PeakO | 0 | 0 | 0 | 0 | 0 | 0
ST | 0 | 0 | 0 | 0 | 0 | 0
STOG | 0 | 0 | 0 | 0 | 0 | 0
STWD | 0 | 0 | 0 | 0 | 0 | 0
WT | 0 | 0 | 0 | 0 | 0 | 0
IGCC | 0 | 0 | 0 | 0 | 0 | 0
DemandResponse | 0 | 0 | 0 | 0 | 0 | 0
IGCC-CCS | 0 | 0 | 0 | 0 | 0 | 0
WT_off | 0 | 0 | 0 | 0 | 0 | 0
PseudoUnit | 0 | 0 | 0 | 0 | 0 | 0
FixedInterchange | 0 | 0 | 0 | 0 | 0 | 0
Emission Cost by Reporting Type: AZ_NM_SNV_Gas
ReportingType | 2015 | 2020 | 2025 | 2030 | 2035 | 2040
BM | 0 | 0 | 0 | 0 | 0 | 0
CC | 0 | 0 | 0 | 0 | 0 | 0
CSP | 0 | 0 | 0 | 0 | 0 | 0
CT | 0 | 0 | 0 | 0 | 0 | 0
Coal | 0 | 0 | 0 | 0 | 0 | 0
Geo | 0 | 0 | 0 | 0 | 0 | 0
H | 0 | 0 | 0 | 0 | 0 | 0
LFG | 0 | 0 | 0 | 0 | 0 | 0
Nuc | 0 | 0 | 0 | 0 | 0 | 0
PS | 0 | 0 | 0 | 0 | 0 | 0
PV | 0 | 0 | 0 | 0 | 0 | 0
PeakG | 0 | 0 | 0 | 0 | 0 | 0
PeakO | 0 | 0 | 0 | 0 | 0 | 0
ST | 0 | 0 | 0 | 0 | 0 | 0
STOG | 0 | 0 | 0 | 0 | 0 | 0
STWD | 0 | 0 | 0 | 0 | 0 | 0
WT | 0 | 0 | 0 | 0 | 0 | 0
IGCC | 0 | 0 | 0 | 0 | 0 | 0
DemandResponse | 0 | 0 | 0 | 0 | 0 | 0
IGCC-CCS | 0 | 0 | 0 | 0 | 0 | 0
WT_off | 0 | 0 | 0 | 0 | 0 | 0
PseudoUnit | 0 | 0 | 0 | 0 | 0 | 0
FixedInterchange | 0 | 0 | 0 | 0 | 0 | 0
Emission Cost by Reporting Type: AZ_NM_SNV_NucRenew
ReportingType | 2015 | 2020 | 2025 | 2030 | 2035 | 2040
BM | 0 | 0 | 0 | 0 | 0 | 0
CC | 0 | 0 | 0 | 0 | 0 | 0
CSP | 0 | 0 | 0 | 0 | 0 | 0
CT | 0 | 0 | 0 | 0 | 0 | 0
Coal | 0 | 0 | 0 | 0 | 0 | 0
Geo | 0 | 0 | 0 | 0 | 0 | 0
H | 0 | 0 | 0 | 0 | 0 | 0
LFG | 0 | 0 | 0 | 0 | 0 | 0
Nuc | 0 | 0 | 0 | 0 | 0 | 0
PS | 0 | 0 | 0 | 0 | 0 | 0
PV | 0 | 0 | 0 | 0 | 0 | 0
PeakG | 0 | 0 | 0 | 0 | 0 | 0
PeakO | 0 | 0 | 0 | 0 | 0 | 0
ST | 0 | 0 | 0 | 0 | 0 | 0
STOG | 0 | 0 | 0 | 0 | 0 | 0
STWD | 0 | 0 | 0 | 0 | 0 | 0
WT | 0 | 0 | 0 | 0 | 0 | 0
IGCC | 0 | 0 | 0 | 0 | 0 | 0
DemandResponse | 0 | 0 | 0 | 0 | 0 | 0
IGCC-CCS | 0 | 0 | 0 | 0 | 0 | 0
WT_off | 0 | 0 | 0 | 0 | 0 | 0
PseudoUnit | 0 | 0 | 0 | 0 | 0 | 0
FixedInterchange | 0 | 0 | 0 | 0 | 0 | 0
Emission Cost by Reporting Type: ERCOT
ReportingType | 2015 | 2020 | 2025 | 2030 | 2035 | 2040
BM | 0 | 0 | 0 | 0 | 0 | 0
CC | 0 | 0 | 0 | 0 | 0 | 0
CSP | 0 | 0 | 0 | 0 | 0 | 0
CT | 0 | 0 | 0 | 0 | 0 | 0
Coal | 0 | 0 | 0 | 0 | 0 | 0
Geo | 0 | 0 | 0 | 0 | 0 | 0
H | 0 | 0 | 0 | 0 | 0 | 0
LFG | 0 | 0 | 0 | 0 | 0 | 0
Nuc | 0 | 0 | 0 | 0 | 0 | 0
PS | 0 | 0 | 0 | 0 | 0 | 0
PV | 0 | 0 | 0 | 0 | 0 | 0
PeakG | 0 | 0 | 0 | 0 | 0 | 0
PeakO | 0 | 0 | 0 | 0 | 0 | 0
ST | 0 | 0 | 0 | 0 | 0 | 0
STOG | 0 | 0 | 0 | 0 | 0 | 0
STWD | 0 | 0 | 0 | 0 | 0 | 0
WT | 0 | 0 | 0 | 0 | 0 | 0
IGCC | 0 | 0 | 0 | 0 | 0 | 0
DemandResponse | 0 | 0 | 0 | 0 | 0 | 0
IGCC-CCS | 0 | 0 | 0 | 0 | 0 | 0
WT_off | 0 | 0 | 0 | 0 | 0 | 0
PseudoUnit | 0 | 0 | 0 | 0 | 0 | 0
FixedInterchange | 0 | 0 | 0 | 0 | 0 | 0
Emission Cost by Reporting Type: NP15
ReportingType | 2015 | 2020 | 2025 | 2030 | 2035 | 2040
BM | 0 | 0 | 0 | 0 | 0 | 0
CC | 279.07 | 219.62 | 246.68 | 118.56 | 95.96 | 97.04
CSP | 0 | 0 | 0 | 0 | 0 | 0
CT | 0 | 0 | 0 | 0 | 0 | 0
Coal | 4.6 | 0 | 0 | 0 | 0 | 0
Geo | 0 | 0 | 0 | 0 | 0 | 0
H | 0 | 0 | 0 | 0 | 0 | 0
LFG | 0 | 0 | 0 | 0 | 0 | 0
Nuc | 0 | 0 | 0 | 0 | 0 | 0
PS | 0 | 0 | 0 | 0 | 0 | 0
PV | 0 | 0 | 0 | 0 | 0 | 0
PeakG | 0 | 0 | 0 | 0 | 0 | 0
PeakO | 0 | 0 | 0 | 0 | 0 | 0
ST | 0 | 0 | 0 | 0 | 0 | 0
STOG | 1.34 | 1.28 | 1.69 | 0.84 | 1.07 | 3.59
STWD | 0 | 0 | 0 | 0 | 0 | 0
WT | 0 | 0 | 0 | 0 | 0 | 0
IGCC | 0 | 0 | 0 | 0 | 0 | 0
DemandResponse | 0 | 0 | 0 | 0 | 0 | 0
IGCC-CCS | 0 | 0 | 0 | 0 | 0 | 0
WT_off | 0 | 0 | 0 | 0 | 0 | 0
PseudoUnit | 0 | 0 | 0 | 0 | 0 | 0
FixedInterchange | 0 | 0 | 0 | 0 | 0 | 0
Emission Cost by Reporting Type: NWPP_Coal
ReportingType | 2015 | 2020 | 2025 | 2030 | 2035 | 2040
BM | 0 | 0 | 0 | 0 | 0 | 0
CC | 0 | 0 | 0 | 0 | 0 | 0
CSP | 0 | 0 | 0 | 0 | 0 | 0
CT | 0 | 0 | 0 | 0 | 0 | 0
Coal | 0 | 0 | 0 | 0 | 0 | 0
Geo | 0 | 0 | 0 | 0 | 0 | 0
H | 0 | 0 | 0 | 0 | 0 | 0
LFG | 0 | 0 | 0 | 0 | 0 | 0
Nuc | 0 | 0 | 0 | 0 | 0 | 0
PS | 0 | 0 | 0 | 0 | 0 | 0
PV | 0 | 0 | 0 | 0 | 0 | 0
PeakG | 0 | 0 | 0 | 0 | 0 | 0
PeakO | 0 | 0 | 0 | 0 | 0 | 0
ST | 0 | 0 | 0 | 0 | 0 | 0
STOG | 0 | 0 | 0 | 0 | 0 | 0
STWD | 0 | 0 | 0 | 0 | 0 | 0
WT | 0 | 0 | 0 | 0 | 0 | 0
IGCC | 0 | 0 | 0 | 0 | 0 | 0
DemandResponse | 0 | 0 | 0 | 0 | 0 | 0
IGCC-CCS | 0 | 0 | 0 | 0 | 0 | 0
WT_off | 0 | 0 | 0 | 0 | 0 | 0
PseudoUnit | 0 | 0 | 0 | 0 | 0 | 0
FixedInterchange | 0 | 0 | 0 | 0 | 0 | 0
Emission Cost by Reporting Type: NWPP_Gas
ReportingType | 2015 | 2020 | 2025 | 2030 | 2035 | 2040
BM | 0 | 0 | 0 | 0 | 0 | 0
CC | 0 | 0 | 0 | 0 | 0 | 0
CSP | 0 | 0 | 0 | 0 | 0 | 0
CT | 0 | 0 | 0 | 0 | 0 | 0
Coal | 0 | 0 | 0 | 0 | 0 | 0
Geo | 0 | 0 | 0 | 0 | 0 | 0
H | 0 | 0 | 0 | 0 | 0 | 0
LFG | 0 | 0 | 0 | 0 | 0 | 0
Nuc | 0 | 0 | 0 | 0 | 0 | 0
PS | 0 | 0 | 0 | 0 | 0 | 0
PV | 0 | 0 | 0 | 0 | 0 | 0
PeakG | 0 | 0 | 0 | 0 | 0 | 0
PeakO | 0 | 0 | 0 | 0 | 0 | 0
ST | 0 | 0 | 0 | 0 | 0 | 0
STOG | 0 | 0 | 0 | 0 | 0 | 0
STWD | 0 | 0 | 0 | 0 | 0 | 0
WT | 0 | 0 | 0 | 0 | 0 | 0
IGCC | 0 | 0 | 0 | 0 | 0 | 0
DemandResponse | 0 | 0 | 0 | 0 | 0 | 0
IGCC-CCS | 0 | 0 | 0 | 0 | 0 | 0
WT_off | 0 | 0 | 0 | 0 | 0 | 0
PseudoUnit | 0 | 0 | 0 | 0 | 0 | 0
FixedInterchange | 0 | 0 | 0 | 0 | 0 | 0
Emission Cost by Reporting Type: NWPP_NucRenew
ReportingType | 2015 | 2020 | 2025 | 2030 | 2035 | 2040
BM | 0 | 0 | 0 | 0 | 0 | 0
CC | 0 | 0 | 0 | 0 | 0 | 0
CSP | 0 | 0 | 0 | 0 | 0 | 0
CT | 0 | 0 | 0 | 0 | 0 | 0
Coal | 0 | 0 | 0 | 0 | 0 | 0
Geo | 0 | 0 | 0 | 0 | 0 | 0
H | 0 | 0 | 0 | 0 | 0 | 0
LFG | 0 | 0 | 0 | 0 | 0 | 0
Nuc | 0 | 0 | 0 | 0 | 0 | 0
PS | 0 | 0 | 0 | 0 | 0 | 0
PV | 0 | 0 | 0 | 0 | 0 | 0
PeakG | 0 | 0 | 0 | 0 | 0 | 0
PeakO | 0 | 0 | 0 | 0 | 0 | 0
ST | 0 | 0 | 0 | 0 | 0 | 0
STOG | 0 | 0 | 0 | 0 | 0 | 0
STWD | 0 | 0 | 0 | 0 | 0 | 0
WT | 0 | 0 | 0 | 0 | 0 | 0
IGCC | 0 | 0 | 0 | 0 | 0 | 0
DemandResponse | 0 | 0 | 0 | 0 | 0 | 0
IGCC-CCS | 0 | 0 | 0 | 0 | 0 | 0
WT_off | 0 | 0 | 0 | 0 | 0 | 0
PseudoUnit | 0 | 0 | 0 | 0 | 0 | 0
FixedInterchange | 0 | 0 | 0 | 0 | 0 | 0
Emission Cost by Reporting Type: RMPA
ReportingType | 2015 | 2020 | 2025 | 2030 | 2035 | 2040
BM | 0 | 0 | 0 | 0 | 0 | 0
CC | 0 | 0 | 0 | 0 | 0 | 0
CSP | 0 | 0 | 0 | 0 | 0 | 0
CT | 0 | 0 | 0 | 0 | 0 | 0
Coal | 0 | 0 | 0 | 0 | 0 | 0
Geo | 0 | 0 | 0 | 0 | 0 | 0
H | 0 | 0 | 0 | 0 | 0 | 0
LFG | 0 | 0 | 0 | 0 | 0 | 0
Nuc | 0 | 0 | 0 | 0 | 0 | 0
PS | 0 | 0 | 0 | 0 | 0 | 0
PV | 0 | 0 | 0 | 0 | 0 | 0
PeakG | 0 | 0 | 0 | 0 | 0 | 0
PeakO | 0 | 0 | 0 | 0 | 0 | 0
ST | 0 | 0 | 0 | 0 | 0 | 0
STOG | 0 | 0 | 0 | 0 | 0 | 0
STWD | 0 | 0 | 0 | 0 | 0 | 0
WT | 0 | 0 | 0 | 0 | 0 | 0
IGCC | 0 | 0 | 0 | 0 | 0 | 0
DemandResponse | 0 | 0 | 0 | 0 | 0 | 0
IGCC-CCS | 0 | 0 | 0 | 0 | 0 | 0
WT_off | 0 | 0 | 0 | 0 | 0 | 0
PseudoUnit | 0 | 0 | 0 | 0 | 0 | 0
FixedInterchange | 0 | 0 | 0 | 0 | 0 | 0
Emission Cost by Reporting Type: SP15
ReportingType | 2015 | 2020 | 2025 | 2030 | 2035 | 2040
BM | 0 | 0 | 0 | 0 | 0 | 0
CC | 284.22 | 171.02 | 144.37 | 166.47 | 127.97 | 124.11
CSP | 0 | 0 | 0 | 0 | 0 | 0
CT | 0 | 0 | 0 | 0 | 0 | 0
Coal | 15.51 | 19.79 | 0 | 0 | 0 | 0
Geo | 0 | 0 | 0 | 0 | 0 | 0
H | 0 | 0 | 0 | 0 | 0 | 0
LFG | 0 | 0 | 0 | 0 | 0 | 0
Nuc | 0 | 0 | 0 | 0 | 0 | 0
PS | 0 | 0 | 0 | 0 | 0 | 0
PV | 0 | 0 | 0 | 0 | 0 | 0
PeakG | 0 | 0 | 0 | 0 | 0 | 0
PeakO | 0 | 0 | 0 | 0 | 0 | 0
ST | 0 | 0 | 0 | 0 | 0 | 0
STOG | 1.81 | 2.47 | 0 | 0 | 0.53 | 1.46
STWD | 0 | 0 | 0 | 0 | 0 | 0
WT | 0 | 0 | 0 | 0 | 0 | 0
IGCC | 0 | 0 | 0 | 0 | 0 | 0
DemandResponse | 0 | 0 | 0 | 0 | 0 | 0
IGCC-CCS | 0 | 0 | 0 | 0 | 0 | 0
WT_off | 0 | 0 | 0 | 0 | 0 | 0
PseudoUnit | 0 | 0 | 0 | 0 | 0 | 0
FixedInterchange | 0 | 0 | 0 | 0 | 0 | 0
Emission Cost by Reporting Type: ALB
ReportingType | 2015 | 2020 | 2025 | 2030 | 2035 | 2040
BM | 0 | 0 | 0 | 0 | 0 | 0
CC | 0 | 0 | 0 | 0 | 0 | 0
CSP | 0 | 0 | 0 | 0 | 0 | 0
CT | 0 | 0 | 0 | 0 | 0 | 0
Coal | 0 | 0 | 0 | 0 | 0 | 0
Geo | 0 | 0 | 0 | 0 | 0 | 0
H | 0 | 0 | 0 | 0 | 0 | 0
LFG | 0 | 0 | 0 | 0 | 0 | 0
Nuc | 0 | 0 | 0 | 0 | 0 | 0
PS | 0 | 0 | 0 | 0 | 0 | 0
PV | 0 | 0 | 0 | 0 | 0 | 0
PeakG | 0 | 0 | 0 | 0 | 0 | 0
PeakO | 0 | 0 | 0 | 0 | 0 | 0
ST | 0 | 0 | 0 | 0 | 0 | 0
STOG | 0 | 0 | 0 | 0 | 0 | 0
STWD | 0 | 0 | 0 | 0 | 0 | 0
WT | 0 | 0 | 0 | 0 | 0 | 0
IGCC | 0 | 0 | 0 | 0 | 0 | 0
DemandResponse | 0 | 0 | 0 | 0 | 0 | 0
IGCC-CCS | 0 | 0 | 0 | 0 | 0 | 0
WT_off | 0 | 0 | 0 | 0 | 0 | 0
PseudoUnit | 0 | 0 | 0 | 0 | 0 | 0
FixedInterchange | 0 | 0 | 0 | 0 | 0 | 0
Emission Cost by Reporting Type: BC
ReportingType | 2015 | 2020 | 2025 | 2030 | 2035 | 2040
BM | 0 | 0 | 0 | 0 | 0 | 0
CC | 0 | 0 | 0 | 0 | 0 | 0
CSP | 0 | 0 | 0 | 0 | 0 | 0
CT | 0 | 0 | 0 | 0 | 0 | 0
Coal | 0 | 0 | 0 | 0 | 0 | 0
Geo | 0 | 0 | 0 | 0 | 0 | 0
H | 0 | 0 | 0 | 0 | 0 | 0
LFG | 0 | 0 | 0 | 0 | 0 | 0
Nuc | 0 | 0 | 0 | 0 | 0 | 0
PS | 0 | 0 | 0 | 0 | 0 | 0
PV | 0 | 0 | 0 | 0 | 0 | 0
PeakG | 0 | 0 | 0 | 0 | 0 | 0
PeakO | 0 | 0 | 0 | 0 | 0 | 0
ST | 0 | 0 | 0 | 0 | 0 | 0
STOG | 0 | 0 | 0 | 0 | 0 | 0
STWD | 0 | 0 | 0 | 0 | 0 | 0
WT | 0 | 0 | 0 | 0 | 0 | 0
IGCC | 0 | 0 | 0 | 0 | 0 | 0
DemandResponse | 0 | 0 | 0 | 0 | 0 | 0
IGCC-CCS | 0 | 0 | 0 | 0 | 0 | 0
WT_off | 0 | 0 | 0 | 0 | 0 | 0
PseudoUnit | 0 | 0 | 0 | 0 | 0 | 0
FixedInterchange | 0 | 0 | 0 | 0 | 0 | 0
Emission Cost by Reporting Type: HQ_IESO
ReportingType | 2015 | 2020 | 2025 | 2030 | 2035 | 2040
BM | 0 | 0 | 0 | 0 | 0 | 0
CC | 0 | 0 | 0 | 0 | 0 | 0
CSP | 0 | 0 | 0 | 0 | 0 | 0
CT | 0 | 0 | 0 | 0 | 0 | 0
Coal | 0 | 0 | 0 | 0 | 0 | 0
Geo | 0 | 0 | 0 | 0 | 0 | 0
H | 0 | 0 | 0 | 0 | 0 | 0
LFG | 0 | 0 | 0 | 0 | 0 | 0
Nuc | 0 | 0 | 0 | 0 | 0 | 0
PS | 0 | 0 | 0 | 0 | 0 | 0
PV | 0 | 0 | 0 | 0 | 0 | 0
PeakG | 0 | 0 | 0 | 0 | 0 | 0
PeakO | 0 | 0 | 0 | 0 | 0 | 0
ST | 0 | 0 | 0 | 0 | 0 | 0
STOG | 0 | 0 | 0 | 0 | 0 | 0
STWD | 0 | 0 | 0 | 0 | 0 | 0
WT | 0 | 0 | 0 | 0 | 0 | 0
IGCC | 0 | 0 | 0 | 0 | 0 | 0
DemandResponse | 0 | 0 | 0 | 0 | 0 | 0
IGCC-CCS | 0 | 0 | 0 | 0 | 0 | 0
WT_off | 0 | 0 | 0 | 0 | 0 | 0
PseudoUnit | 0 | 0 | 0 | 0 | 0 | 0
FixedInterchange | 0 | 0 | 0 | 0 | 0 | 0
Emission Cost by Reporting Type: HQ_NEISO
ReportingType | 2015 | 2020 | 2025 | 2030 | 2035 | 2040
BM | 0 | 0 | 0 | 0 | 0 | 0
CC | 0 | 0 | 0 | 0 | 0 | 0
CSP | 0 | 0 | 0 | 0 | 0 | 0
CT | 0 | 0 | 0 | 0 | 0 | 0
Coal | 0 | 0 | 0 | 0 | 0 | 0
Geo | 0 | 0 | 0 | 0 | 0 | 0
H | 0 | 0 | 0 | 0 | 0 | 0
LFG | 0 | 0 | 0 | 0 | 0 | 0
Nuc | 0 | 0 | 0 | 0 | 0 | 0
PS | 0 | 0 | 0 | 0 | 0 | 0
PV | 0 | 0 | 0 | 0 | 0 | 0
PeakG | 0 | 0 | 0 | 0 | 0 | 0
PeakO | 0 | 0 | 0 | 0 | 0 | 0
ST | 0 | 0 | 0 | 0 | 0 | 0
STOG | 0 | 0 | 0 | 0 | 0 | 0
STWD | 0 | 0 | 0 | 0 | 0 | 0
WT | 0 | 0 | 0 | 0 | 0 | 0
IGCC | 0 | 0 | 0 | 0 | 0 | 0
DemandResponse | 0 | 0 | 0 | 0 | 0 | 0
IGCC-CCS | 0 | 0 | 0 | 0 | 0 | 0
WT_off | 0 | 0 | 0 | 0 | 0 | 0
PseudoUnit | 0 | 0 | 0 | 0 | 0 | 0
FixedInterchange | 0 | 0 | 0 | 0 | 0 | 0
Emission Cost by Reporting Type: HQ_NY
ReportingType | 2015 | 2020 | 2025 | 2030 | 2035 | 2040
BM | 0 | 0 | 0 | 0 | 0 | 0
CC | 0 | 0 | 0 | 0 | 0 | 0
CSP | 0 | 0 | 0 | 0 | 0 | 0
CT | 0 | 0 | 0 | 0 | 0 | 0
Coal | 0 | 0 | 0 | 0 | 0 | 0
Geo | 0 | 0 | 0 | 0 | 0 | 0
H | 0 | 0 | 0 | 0 | 0 | 0
LFG | 0 | 0 | 0 | 0 | 0 | 0
Nuc | 0 | 0 | 0 | 0 | 0 | 0
PS | 0 | 0 | 0 | 0 | 0 | 0
PV | 0 | 0 | 0 | 0 | 0 | 0
PeakG | 0 | 0 | 0 | 0 | 0 | 0
PeakO | 0 | 0 | 0 | 0 | 0 | 0
ST | 0 | 0 | 0 | 0 | 0 | 0
STOG | 0 | 0 | 0 | 0 | 0 | 0
STWD | 0 | 0 | 0 | 0 | 0 | 0
WT | 0 | 0 | 0 | 0 | 0 | 0
IGCC | 0 | 0 | 0 | 0 | 0 | 0
DemandResponse | 0 | 0 | 0 | 0 | 0 | 0
IGCC-CCS | 0 | 0 | 0 | 0 | 0 | 0
WT_off | 0 | 0 | 0 | 0 | 0 | 0
PseudoUnit | 0 | 0 | 0 | 0 | 0 | 0
FixedInterchange | 0 | 0 | 0 | 0 | 0 | 0
Emission Cost by Reporting Type: MARITIMES
ReportingType | 2015 | 2020 | 2025 | 2030 | 2035 | 2040
BM | 0 | 0 | 0 | 0 | 0 | 0
CC | 0 | 0 | 0 | 0 | 0 | 0
CSP | 0 | 0 | 0 | 0 | 0 | 0
CT | 0 | 0 | 0 | 0 | 0 | 0
Coal | 0 | 0 | 0 | 0 | 0 | 0
Geo | 0 | 0 | 0 | 0 | 0 | 0
H | 0 | 0 | 0 | 0 | 0 | 0
LFG | 0 | 0 | 0 | 0 | 0 | 0
Nuc | 0 | 0 | 0 | 0 | 0 | 0
PS | 0 | 0 | 0 | 0 | 0 | 0
PV | 0 | 0 | 0 | 0 | 0 | 0
PeakG | 0 | 0 | 0 | 0 | 0 | 0
PeakO | 0 | 0 | 0 | 0 | 0 | 0
ST | 0 | 0 | 0 | 0 | 0 | 0
STOG | 0 | 0 | 0 | 0 | 0 | 0
STWD | 0 | 0 | 0 | 0 | 0 | 0
WT | 0 | 0 | 0 | 0 | 0 | 0
IGCC | 0 | 0 | 0 | 0 | 0 | 0
DemandResponse | 0 | 0 | 0 | 0 | 0 | 0
IGCC-CCS | 0 | 0 | 0 | 0 | 0 | 0
WT_off | 0 | 0 | 0 | 0 | 0 | 0
PseudoUnit | 0 | 0 | 0 | 0 | 0 | 0
FixedInterchange | 0 | 0 | 0 | 0 | 0 | 0
Emission Cost by Reporting Type: All
ReportingType | 2015 | 2020 | 2025 | 2030 | 2035 | 2040
BM | 0 | 0 | 0 | 0 | 0 | 0
CC | 563.29 | 390.64 | 391.05 | 285.04 | 223.93 | 221.15
CSP | 0 | 0 | 0 | 0 | 0 | 0
CT | 0 | 0 | 0 | 0 | 0 | 0
Coal | 20.1 | 19.79 | 0 | 0 | 0 | 0
Geo | 0 | 0 | 0 | 0 | 0 | 0
H | 0 | 0 | 0 | 0 | 0 | 0
LFG | 0 | 0 | 0 | 0 | 0 | 0
Nuc | 0 | 0 | 0 | 0 | 0 | 0
PS | 0 | 0 | 0 | 0 | 0 | 0
PV | 0 | 0 | 0 | 0 | 0 | 0
PeakG | 0 | 0 | 0 | 0 | 0 | 0
PeakO | 0 | 0 | 0 | 0 | 0 | 0
ST | 0 | 0 | 0 | 0 | 0 | 0
STOG | 3.15 | 3.75 | 1.69 | 0.84 | 1.59 | 5.05
STWD | 0 | 0 | 0 | 0 | 0 | 0
WT | 0 | 0 | 0 | 0 | 0 | 0
IGCC | 0 | 0 | 0 | 0 | 0 | 0
DemandResponse | 0 | 0 | 0 | 0 | 0 | 0
IGCC-CCS | 0 | 0 | 0 | 0 | 0 | 0
WT_off | 0 | 0 | 0 | 0 | 0 | 0
PseudoUnit | 0 | 0 | 0 | 0 | 0 | 0
FixedInterchange | 0 | 0 | 0 | 0 | 0 | 0
Emission Cost by Reporting Type: EI_US
ReportingType | 2015 | 2020 | 2025 | 2030 | 2035 | 2040
BM | 0 | 0 | 0 | 0 | 0 | 0
CC | 0 | 0 | 0 | 0 | 0 | 0
CSP | 0 | 0 | 0 | 0 | 0 | 0
CT | 0 | 0 | 0 | 0 | 0 | 0
Coal | 0 | 0 | 0 | 0 | 0 | 0
Geo | 0 | 0 | 0 | 0 | 0 | 0
H | 0 | 0 | 0 | 0 | 0 | 0
LFG | 0 | 0 | 0 | 0 | 0 | 0
Nuc | 0 | 0 | 0 | 0 | 0 | 0
PS | 0 | 0 | 0 | 0 | 0 | 0
PV | 0 | 0 | 0 | 0 | 0 | 0
PeakG | 0 | 0 | 0 | 0 | 0 | 0
PeakO | 0 | 0 | 0 | 0 | 0 | 0
ST | 0 | 0 | 0 | 0 | 0 | 0
STOG | 0 | 0 | 0 | 0 | 0 | 0
STWD | 0 | 0 | 0 | 0 | 0 | 0
WT | 0 | 0 | 0 | 0 | 0 | 0
IGCC | 0 | 0 | 0 | 0 | 0 | 0
DemandResponse | 0 | 0 | 0 | 0 | 0 | 0
IGCC-CCS | 0 | 0 | 0 | 0 | 0 | 0
WT_off | 0 | 0 | 0 | 0 | 0 | 0
PseudoUnit | 0 | 0 | 0 | 0 | 0 | 0
FixedInterchange | 0 | 0 | 0 | 0 | 0 | 0
Emission Cost by Reporting Type: EI_Canada
ReportingType | 2015 | 2020 | 2025 | 2030 | 2035 | 2040
BM | 0 | 0 | 0 | 0 | 0 | 0
CC | 0 | 0 | 0 | 0 | 0 | 0
CSP | 0 | 0 | 0 | 0 | 0 | 0
CT | 0 | 0 | 0 | 0 | 0 | 0
Coal | 0 | 0 | 0 | 0 | 0 | 0
Geo | 0 | 0 | 0 | 0 | 0 | 0
H | 0 | 0 | 0 | 0 | 0 | 0
LFG | 0 | 0 | 0 | 0 | 0 | 0
Nuc | 0 | 0 | 0 | 0 | 0 | 0
PS | 0 | 0 | 0 | 0 | 0 | 0
PV | 0 | 0 | 0 | 0 | 0 | 0
PeakG | 0 | 0 | 0 | 0 | 0 | 0
PeakO | 0 | 0 | 0 | 0 | 0 | 0
ST | 0 | 0 | 0 | 0 | 0 | 0
STOG | 0 | 0 | 0 | 0 | 0 | 0
STWD | 0 | 0 | 0 | 0 | 0 | 0
WT | 0 | 0 | 0 | 0 | 0 | 0
IGCC | 0 | 0 | 0 | 0 | 0 | 0
DemandResponse | 0 | 0 | 0 | 0 | 0 | 0
IGCC-CCS | 0 | 0 | 0 | 0 | 0 | 0
WT_off | 0 | 0 | 0 | 0 | 0 | 0
PseudoUnit | 0 | 0 | 0 | 0 | 0 | 0
FixedInterchange | 0 | 0 | 0 | 0 | 0 | 0
Emission Cost by Reporting Type: EI
ReportingType | 2015 | 2020 | 2025 | 2030 | 2035 | 2040
BM | 0 | 0 | 0 | 0 | 0 | 0
CC | 0 | 0 | 0 | 0 | 0 | 0
CSP | 0 | 0 | 0 | 0 | 0 | 0
CT | 0 | 0 | 0 | 0 | 0 | 0
Coal | 0 | 0 | 0 | 0 | 0 | 0
Geo | 0 | 0 | 0 | 0 | 0 | 0
H | 0 | 0 | 0 | 0 | 0 | 0
LFG | 0 | 0 | 0 | 0 | 0 | 0
Nuc | 0 | 0 | 0 | 0 | 0 | 0
PS | 0 | 0 | 0 | 0 | 0 | 0
PV | 0 | 0 | 0 | 0 | 0 | 0
PeakG | 0 | 0 | 0 | 0 | 0 | 0
PeakO | 0 | 0 | 0 | 0 | 0 | 0
ST | 0 | 0 | 0 | 0 | 0 | 0
STOG | 0 | 0 | 0 | 0 | 0 | 0
STWD | 0 | 0 | 0 | 0 | 0 | 0
WT | 0 | 0 | 0 | 0 | 0 | 0
IGCC | 0 | 0 | 0 | 0 | 0 | 0
DemandResponse | 0 | 0 | 0 | 0 | 0 | 0
IGCC-CCS | 0 | 0 | 0 | 0 | 0 | 0
WT_off | 0 | 0 | 0 | 0 | 0 | 0
PseudoUnit | 0 | 0 | 0 | 0 | 0 | 0
FixedInterchange | 0 | 0 | 0 | 0 | 0 | 0
Emission Cost by Reporting Type: Outside_EI
ReportingType | 2015 | 2020 | 2025 | 2030 | 2035 | 2040
BM | 0 | 0 | 0 | 0 | 0 | 0
CC | 563.29 | 390.64 | 391.05 | 285.04 | 223.93 | 221.15
CSP | 0 | 0 | 0 | 0 | 0 | 0
CT | 0 | 0 | 0 | 0 | 0 | 0
Coal | 20.1 | 19.79 | 0 | 0 | 0 | 0
Geo | 0 | 0 | 0 | 0 | 0 | 0
H | 0 | 0 | 0 | 0 | 0 | 0
LFG | 0 | 0 | 0 | 0 | 0 | 0
Nuc | 0 | 0 | 0 | 0 | 0 | 0
PS | 0 | 0 | 0 | 0 | 0 | 0
PV | 0 | 0 | 0 | 0 | 0 | 0
PeakG | 0 | 0 | 0 | 0 | 0 | 0
PeakO | 0 | 0 | 0 | 0 | 0 | 0
ST | 0 | 0 | 0 | 0 | 0 | 0
STOG | 3.15 | 3.75 | 1.69 | 0.84 | 1.59 | 5.05
STWD | 0 | 0 | 0 | 0 | 0 | 0
WT | 0 | 0 | 0 | 0 | 0 | 0
IGCC | 0 | 0 | 0 | 0 | 0 | 0
DemandResponse | 0 | 0 | 0 | 0 | 0 | 0
IGCC-CCS | 0 | 0 | 0 | 0 | 0 | 0
WT_off | 0 | 0 | 0 | 0 | 0 | 0
PseudoUnit | 0 | 0 | 0 | 0 | 0 | 0
FixedInterchange | 0 | 0 | 0 | 0 | 0 | 0
==== Emission Program: RGGI : (CO2) ====
Emission Cost by Reporting Type: Entergy
ReportingType | 2015 | 2020 | 2025 | 2030 | 2035 | 2040
BM | 0 | 0 | 0 | 0 | 0 | 0
CC | 0 | 0 | 0 | 0 | 0 | 0
CSP | 0 | 0 | 0 | 0 | 0 | 0
CT | 0 | 0 | 0 | 0 | 0 | 0
Coal | 0 | 0 | 0 | 0 | 0 | 0
Geo | 0 | 0 | 0 | 0 | 0 | 0
H | 0 | 0 | 0 | 0 | 0 | 0
LFG | 0 | 0 | 0 | 0 | 0 | 0
Nuc | 0 | 0 | 0 | 0 | 0 | 0
PS | 0 | 0 | 0 | 0 | 0 | 0
PV | 0 | 0 | 0 | 0 | 0 | 0
PeakG | 0 | 0 | 0 | 0 | 0 | 0
PeakO | 0 | 0 | 0 | 0 | 0 | 0
ST | 0 | 0 | 0 | 0 | 0 | 0
STOG | 0 | 0 | 0 | 0 | 0 | 0
STWD | 0 | 0 | 0 | 0 | 0 | 0
WT | 0 | 0 | 0 | 0 | 0 | 0
IGCC | 0 | 0 | 0 | 0 | 0 | 0
DemandResponse | 0 | 0 | 0 | 0 | 0 | 0
IGCC-CCS | 0 | 0 | 0 | 0 | 0 | 0
WT_off | 0 | 0 | 0 | 0 | 0 | 0
PseudoUnit | 0 | 0 | 0 | 0 | 0 | 0
FixedInterchange | 0 | 0 | 0 | 0 | 0 | 0
Emission Cost by Reporting Type: FRCC
ReportingType | 2015 | 2020 | 2025 | 2030 | 2035 | 2040
BM | 0 | 0 | 0 | 0 | 0 | 0
CC | 0 | 0 | 0 | 0 | 0 | 0
CSP | 0 | 0 | 0 | 0 | 0 | 0
CT | 0 | 0 | 0 | 0 | 0 | 0
Coal | 0 | 0 | 0 | 0 | 0 | 0
Geo | 0 | 0 | 0 | 0 | 0 | 0
H | 0 | 0 | 0 | 0 | 0 | 0
LFG | 0 | 0 | 0 | 0 | 0 | 0
Nuc | 0 | 0 | 0 | 0 | 0 | 0
PS | 0 | 0 | 0 | 0 | 0 | 0
PV | 0 | 0 | 0 | 0 | 0 | 0
PeakG | 0 | 0 | 0 | 0 | 0 | 0
PeakO | 0 | 0 | 0 | 0 | 0 | 0
ST | 0 | 0 | 0 | 0 | 0 | 0
STOG | 0 | 0 | 0 | 0 | 0 | 0
STWD | 0 | 0 | 0 | 0 | 0 | 0
WT | 0 | 0 | 0 | 0 | 0 | 0
IGCC | 0 | 0 | 0 | 0 | 0 | 0
DemandResponse | 0 | 0 | 0 | 0 | 0 | 0
IGCC-CCS | 0 | 0 | 0 | 0 | 0 | 0
WT_off | 0 | 0 | 0 | 0 | 0 | 0
PseudoUnit | 0 | 0 | 0 | 0 | 0 | 0
FixedInterchange | 0 | 0 | 0 | 0 | 0 | 0
Emission Cost by Reporting Type: MAPP_US
ReportingType | 2015 | 2020 | 2025 | 2030 | 2035 | 2040
BM | 0 | 0 | 0 | 0 | 0 | 0
CC | 0 | 0 | 0 | 0 | 0 | 0
CSP | 0 | 0 | 0 | 0 | 0 | 0
CT | 0 | 0 | 0 | 0 | 0 | 0
Coal | 0 | 0 | 0 | 0 | 0 | 0
Geo | 0 | 0 | 0 | 0 | 0 | 0
H | 0 | 0 | 0 | 0 | 0 | 0
LFG | 0 | 0 | 0 | 0 | 0 | 0
Nuc | 0 | 0 | 0 | 0 | 0 | 0
PS | 0 | 0 | 0 | 0 | 0 | 0
PV | 0 | 0 | 0 | 0 | 0 | 0
PeakG | 0 | 0 | 0 | 0 | 0 | 0
PeakO | 0 | 0 | 0 | 0 | 0 | 0
ST | 0 | 0 | 0 | 0 | 0 | 0
STOG | 0 | 0 | 0 | 0 | 0 | 0
STWD | 0 | 0 | 0 | 0 | 0 | 0
WT | 0 | 0 | 0 | 0 | 0 | 0
IGCC | 0 | 0 | 0 | 0 | 0 | 0
DemandResponse | 0 | 0 | 0 | 0 | 0 | 0
IGCC-CCS | 0 | 0 | 0 | 0 | 0 | 0
WT_off | 0 | 0 | 0 | 0 | 0 | 0
PseudoUnit | 0 | 0 | 0 | 0 | 0 | 0
FixedInterchange | 0 | 0 | 0 | 0 | 0 | 0
Emission Cost by Reporting Type: MISO_IN
ReportingType | 2015 | 2020 | 2025 | 2030 | 2035 | 2040
BM | 0 | 0 | 0 | 0 | 0 | 0
CC | 0 | 0 | 0 | 0 | 0 | 0
CSP | 0 | 0 | 0 | 0 | 0 | 0
CT | 0 | 0 | 0 | 0 | 0 | 0
Coal | 0 | 0 | 0 | 0 | 0 | 0
Geo | 0 | 0 | 0 | 0 | 0 | 0
H | 0 | 0 | 0 | 0 | 0 | 0
LFG | 0 | 0 | 0 | 0 | 0 | 0
Nuc | 0 | 0 | 0 | 0 | 0 | 0
PS | 0 | 0 | 0 | 0 | 0 | 0
PV | 0 | 0 | 0 | 0 | 0 | 0
PeakG | 0 | 0 | 0 | 0 | 0 | 0
PeakO | 0 | 0 | 0 | 0 | 0 | 0
ST | 0 | 0 | 0 | 0 | 0 | 0
STOG | 0 | 0 | 0 | 0 | 0 | 0
STWD | 0 | 0 | 0 | 0 | 0 | 0
WT | 0 | 0 | 0 | 0 | 0 | 0
IGCC | 0 | 0 | 0 | 0 | 0 | 0
DemandResponse | 0 | 0 | 0 | 0 | 0 | 0
IGCC-CCS | 0 | 0 | 0 | 0 | 0 | 0
WT_off | 0 | 0 | 0 | 0 | 0 | 0
PseudoUnit | 0 | 0 | 0 | 0 | 0 | 0
FixedInterchange | 0 | 0 | 0 | 0 | 0 | 0
Emission Cost by Reporting Type: MISO_MI
ReportingType | 2015 | 2020 | 2025 | 2030 | 2035 | 2040
BM | 0 | 0 | 0 | 0 | 0 | 0
CC | 0 | 0 | 0 | 0 | 0 | 0
CSP | 0 | 0 | 0 | 0 | 0 | 0
CT | 0 | 0 | 0 | 0 | 0 | 0
Coal | 0 | 0 | 0 | 0 | 0 | 0
Geo | 0 | 0 | 0 | 0 | 0 | 0
H | 0 | 0 | 0 | 0 | 0 | 0
LFG | 0 | 0 | 0 | 0 | 0 | 0
Nuc | 0 | 0 | 0 | 0 | 0 | 0
PS | 0 | 0 | 0 | 0 | 0 | 0
PV | 0 | 0 | 0 | 0 | 0 | 0
PeakG | 0 | 0 | 0 | 0 | 0 | 0
PeakO | 0 | 0 | 0 | 0 | 0 | 0
ST | 0 | 0 | 0 | 0 | 0 | 0
STOG | 0 | 0 | 0 | 0 | 0 | 0
STWD | 0 | 0 | 0 | 0 | 0 | 0
WT | 0 | 0 | 0 | 0 | 0 | 0
IGCC | 0 | 0 | 0 | 0 | 0 | 0
DemandResponse | 0 | 0 | 0 | 0 | 0 | 0
IGCC-CCS | 0 | 0 | 0 | 0 | 0 | 0
WT_off | 0 | 0 | 0 | 0 | 0 | 0
PseudoUnit | 0 | 0 | 0 | 0 | 0 | 0
FixedInterchange | 0 | 0 | 0 | 0 | 0 | 0
Emission Cost by Reporting Type: MISO_MO-IL
ReportingType | 2015 | 2020 | 2025 | 2030 | 2035 | 2040
BM | 0 | 0 | 0 | 0 | 0 | 0
CC | 0 | 0 | 0 | 0 | 0 | 0
CSP | 0 | 0 | 0 | 0 | 0 | 0
CT | 0 | 0 | 0 | 0 | 0 | 0
Coal | 0 | 0 | 0 | 0 | 0 | 0
Geo | 0 | 0 | 0 | 0 | 0 | 0
H | 0 | 0 | 0 | 0 | 0 | 0
LFG | 0 | 0 | 0 | 0 | 0 | 0
Nuc | 0 | 0 | 0 | 0 | 0 | 0
PS | 0 | 0 | 0 | 0 | 0 | 0
PV | 0 | 0 | 0 | 0 | 0 | 0
PeakG | 0 | 0 | 0 | 0 | 0 | 0
PeakO | 0 | 0 | 0 | 0 | 0 | 0
ST | 0 | 0 | 0 | 0 | 0 | 0
STOG | 0 | 0 | 0 | 0 | 0 | 0
STWD | 0 | 0 | 0 | 0 | 0 | 0
WT | 0 | 0 | 0 | 0 | 0 | 0
IGCC | 0 | 0 | 0 | 0 | 0 | 0
DemandResponse | 0 | 0 | 0 | 0 | 0 | 0
IGCC-CCS | 0 | 0 | 0 | 0 | 0 | 0
WT_off | 0 | 0 | 0 | 0 | 0 | 0
PseudoUnit | 0 | 0 | 0 | 0 | 0 | 0
FixedInterchange | 0 | 0 | 0 | 0 | 0 | 0
Emission Cost by Reporting Type: MISO_W
ReportingType | 2015 | 2020 | 2025 | 2030 | 2035 | 2040
BM | 0 | 0 | 0 | 0 | 0 | 0
CC | 0 | 0 | 0 | 0 | 0 | 0
CSP | 0 | 0 | 0 | 0 | 0 | 0
CT | 0 | 0 | 0 | 0 | 0 | 0
Coal | 0 | 0 | 0 | 0 | 0 | 0
Geo | 0 | 0 | 0 | 0 | 0 | 0
H | 0 | 0 | 0 | 0 | 0 | 0
LFG | 0 | 0 | 0 | 0 | 0 | 0
Nuc | 0 | 0 | 0 | 0 | 0 | 0
PS | 0 | 0 | 0 | 0 | 0 | 0
PV | 0 | 0 | 0 | 0 | 0 | 0
PeakG | 0 | 0 | 0 | 0 | 0 | 0
PeakO | 0 | 0 | 0 | 0 | 0 | 0
ST | 0 | 0 | 0 | 0 | 0 | 0
STOG | 0 | 0 | 0 | 0 | 0 | 0
STWD | 0 | 0 | 0 | 0 | 0 | 0
WT | 0 | 0 | 0 | 0 | 0 | 0
IGCC | 0 | 0 | 0 | 0 | 0 | 0
DemandResponse | 0 | 0 | 0 | 0 | 0 | 0
IGCC-CCS | 0 | 0 | 0 | 0 | 0 | 0
WT_off | 0 | 0 | 0 | 0 | 0 | 0
PseudoUnit | 0 | 0 | 0 | 0 | 0 | 0
FixedInterchange | 0 | 0 | 0 | 0 | 0 | 0
Emission Cost by Reporting Type: MISO_WUMS
ReportingType | 2015 | 2020 | 2025 | 2030 | 2035 | 2040
BM | 0 | 0 | 0 | 0 | 0 | 0
CC | 0 | 0 | 0 | 0 | 0 | 0
CSP | 0 | 0 | 0 | 0 | 0 | 0
CT | 0 | 0 | 0 | 0 | 0 | 0
Coal | 0 | 0 | 0 | 0 | 0 | 0
Geo | 0 | 0 | 0 | 0 | 0 | 0
H | 0 | 0 | 0 | 0 | 0 | 0
LFG | 0 | 0 | 0 | 0 | 0 | 0
Nuc | 0 | 0 | 0 | 0 | 0 | 0
PS | 0 | 0 | 0 | 0 | 0 | 0
PV | 0 | 0 | 0 | 0 | 0 | 0
PeakG | 0 | 0 | 0 | 0 | 0 | 0
PeakO | 0 | 0 | 0 | 0 | 0 | 0
ST | 0 | 0 | 0 | 0 | 0 | 0
STOG | 0 | 0 | 0 | 0 | 0 | 0
STWD | 0 | 0 | 0 | 0 | 0 | 0
WT | 0 | 0 | 0 | 0 | 0 | 0
IGCC | 0 | 0 | 0 | 0 | 0 | 0
DemandResponse | 0 | 0 | 0 | 0 | 0 | 0
IGCC-CCS | 0 | 0 | 0 | 0 | 0 | 0
WT_off | 0 | 0 | 0 | 0 | 0 | 0
PseudoUnit | 0 | 0 | 0 | 0 | 0 | 0
FixedInterchange | 0 | 0 | 0 | 0 | 0 | 0
Emission Cost by Reporting Type: Nebraska
ReportingType | 2015 | 2020 | 2025 | 2030 | 2035 | 2040
BM | 0 | 0 | 0 | 0 | 0 | 0
CC | 0 | 0 | 0 | 0 | 0 | 0
CSP | 0 | 0 | 0 | 0 | 0 | 0
CT | 0 | 0 | 0 | 0 | 0 | 0
Coal | 0 | 0 | 0 | 0 | 0 | 0
Geo | 0 | 0 | 0 | 0 | 0 | 0
H | 0 | 0 | 0 | 0 | 0 | 0
LFG | 0 | 0 | 0 | 0 | 0 | 0
Nuc | 0 | 0 | 0 | 0 | 0 | 0
PS | 0 | 0 | 0 | 0 | 0 | 0
PV | 0 | 0 | 0 | 0 | 0 | 0
PeakG | 0 | 0 | 0 | 0 | 0 | 0
PeakO | 0 | 0 | 0 | 0 | 0 | 0
ST | 0 | 0 | 0 | 0 | 0 | 0
STOG | 0 | 0 | 0 | 0 | 0 | 0
STWD | 0 | 0 | 0 | 0 | 0 | 0
WT | 0 | 0 | 0 | 0 | 0 | 0
IGCC | 0 | 0 | 0 | 0 | 0 | 0
DemandResponse | 0 | 0 | 0 | 0 | 0 | 0
IGCC-CCS | 0 | 0 | 0 | 0 | 0 | 0
WT_off | 0 | 0 | 0 | 0 | 0 | 0
PseudoUnit | 0 | 0 | 0 | 0 | 0 | 0
FixedInterchange | 0 | 0 | 0 | 0 | 0 | 0
Emission Cost by Reporting Type: NEISO
ReportingType | 2015 | 2020 | 2025 | 2030 | 2035 | 2040
BM | 0 | 0 | 0 | 0 | 0 | 0
CC | 34.76 | 27.14 | 27.21 | 30.13 | 36.1 | 42.48
CSP | 0 | 0 | 0 | 0 | 0 | 0
CT | 0 | 0.01 | 0.01 | 0.01 | 0.03 | 0.07
Coal | 0.07 | 0 | 0 | 0 | 0 | 0
Geo | 0 | 0 | 0 | 0 | 0 | 0
H | 0 | 0 | 0 | 0 | 0 | 0
LFG | 0 | 0 | 0 | 0 | 0 | 0
Nuc | 0 | 0 | 0 | 0 | 0 | 0
PS | 0 | 0 | 0 | 0 | 0 | 0
PV | 0 | 0 | 0 | 0 | 0 | 0
PeakG | 0.03 | 0.04 | 0.04 | 0.04 | 0.12 | 0.12
PeakO | 0 | 0 | 0 | 0 | 0 | 0
ST | 0 | 0 | 0 | 0 | 0 | 0
STOG | 0 | 0 | 0 | 0 | 0 | 0
STWD | 0 | 0 | 0 | 0 | 0 | 0
WT | 0 | 0 | 0 | 0 | 0 | 0
IGCC | 0 | 0 | 0 | 0 | 0 | 0
DemandResponse | 0 | 0 | 0 | 0 | 0 | 0
IGCC-CCS | 0 | 0 | 0 | 0 | 0 | 0
WT_off | 0 | 0 | 0 | 0 | 0 | 0
PseudoUnit | 0 | 0 | 0 | 0 | 0 | 0
FixedInterchange | 0 | 0 | 0 | 0 | 0 | 0
Emission Cost by Reporting Type: NonRTO_Midwest
ReportingType | 2015 | 2020 | 2025 | 2030 | 2035 | 2040
BM | 0 | 0 | 0 | 0 | 0 | 0
CC | 0 | 0 | 0 | 0 | 0 | 0
CSP | 0 | 0 | 0 | 0 | 0 | 0
CT | 0 | 0 | 0 | 0 | 0 | 0
Coal | 0 | 0 | 0 | 0 | 0 | 0
Geo | 0 | 0 | 0 | 0 | 0 | 0
H | 0 | 0 | 0 | 0 | 0 | 0
LFG | 0 | 0 | 0 | 0 | 0 | 0
Nuc | 0 | 0 | 0 | 0 | 0 | 0
PS | 0 | 0 | 0 | 0 | 0 | 0
PV | 0 | 0 | 0 | 0 | 0 | 0
PeakG | 0 | 0 | 0 | 0 | 0 | 0
PeakO | 0 | 0 | 0 | 0 | 0 | 0
ST | 0 | 0 | 0 | 0 | 0 | 0
STOG | 0 | 0 | 0 | 0 | 0 | 0
STWD | 0 | 0 | 0 | 0 | 0 | 0
WT | 0 | 0 | 0 | 0 | 0 | 0
IGCC | 0 | 0 | 0 | 0 | 0 | 0
DemandResponse | 0 | 0 | 0 | 0 | 0 | 0
IGCC-CCS | 0 | 0 | 0 | 0 | 0 | 0
WT_off | 0 | 0 | 0 | 0 | 0 | 0
PseudoUnit | 0 | 0 | 0 | 0 | 0 | 0
FixedInterchange | 0 | 0 | 0 | 0 | 0 | 0
Emission Cost by Reporting Type: NYISO_A-F
ReportingType | 2015 | 2020 | 2025 | 2030 | 2035 | 2040
BM | 0 | 0 | 0 | 0 | 0 | 0
CC | 5.25 | 7.53 | 8.85 | 9.09 | 6.86 | 9.37
CSP | 0 | 0 | 0 | 0 | 0 | 0
CT | 0 | 0 | 0 | 0 | 0 | 0
Coal | 0 | 0 | 0 | 0 | 0 | 0
Geo | 0 | 0 | 0 | 0 | 0 | 0
H | 0 | 0 | 0 | 0 | 0 | 0
LFG | 0 | 0 | 0 | 0 | 0 | 0
Nuc | 0 | 0 | 0 | 0 | 0 | 0
PS | 0 | 0 | 0 | 0 | 0 | 0
PV | 0 | 0 | 0 | 0 | 0 | 0
PeakG | 0 | 0 | 0.01 | 0.01 | 0 | 0.01
PeakO | 0 | 0 | 0 | 0 | 0 | 0
ST | 0 | 0 | 0 | 0 | 0 | 0
STOG | 0 | 0 | 0 | 0 | 0 | 0
STWD | 0 | 0 | 0 | 0 | 0 | 0
WT | 0 | 0 | 0 | 0 | 0 | 0
IGCC | 0 | 0 | 0 | 0 | 0 | 0
DemandResponse | 0 | 0 | 0 | 0 | 0 | 0
IGCC-CCS | 0 | 0 | 0 | 0 | 0 | 0
WT_off | 0 | 0 | 0 | 0 | 0 | 0
PseudoUnit | 0 | 0 | 0 | 0 | 0 | 0
FixedInterchange | 0 | 0 | 0 | 0 | 0 | 0
Emission Cost by Reporting Type: NYISO_G-I
ReportingType | 2015 | 2020 | 2025 | 2030 | 2035 | 2040
BM | 0 | 0 | 0 | 0 | 0 | 0
CC | 5.37 | 6.79 | 7.78 | 12.21 | 20.9 | 30.12
CSP | 0 | 0 | 0 | 0 | 0 | 0
CT | 0 | 0 | 0 | 0 | 0 | 0
Coal | 0 | 0 | 0 | 0 | 0 | 0
Geo | 0 | 0 | 0 | 0 | 0 | 0
H | 0 | 0 | 0 | 0 | 0 | 0
LFG | 0 | 0 | 0 | 0 | 0 | 0
Nuc | 0 | 0 | 0 | 0 | 0 | 0
PS | 0 | 0 | 0 | 0 | 0 | 0
PV | 0 | 0 | 0 | 0 | 0 | 0
PeakG | 0 | 0 | 0 | 0 | 0 | 0
PeakO | 0 | 0 | 0 | 0 | 0 | 0
ST | 0 | 0 | 0 | 0 | 0 | 0
STOG | 0 | 0 | 0 | 0 | 0 | 0
STWD | 0 | 0 | 0 | 0 | 0 | 0
WT | 0 | 0 | 0 | 0 | 0 | 0
IGCC | 0 | 0 | 0 | 0 | 0 | 0
DemandResponse | 0 | 0 | 0 | 0 | 0 | 0
IGCC-CCS | 0 | 0 | 0 | 0 | 0 | 0
WT_off | 0 | 0 | 0 | 0 | 0 | 0
PseudoUnit | 0 | 0 | 0 | 0 | 0 | 0
FixedInterchange | 0 | 0 | 0 | 0 | 0 | 0
Emission Cost by Reporting Type: NYISO_J-K
ReportingType | 2015 | 2020 | 2025 | 2030 | 2035 | 2040
BM | 0 | 0 | 0 | 0 | 0 | 0
CC | 19.01 | 24.4 | 24.52 | 23.68 | 23.05 | 25.26
CSP | 0 | 0 | 0 | 0 | 0 | 0
CT | 0 | 0 | 0.03 | 0.06 | 0.1 | 0.39
Coal | 0 | 0 | 0 | 0 | 0 | 0
Geo | 0 | 0 | 0 | 0 | 0 | 0
H | 0 | 0 | 0 | 0 | 0 | 0
LFG | 0 | 0 | 0 | 0 | 0 | 0
Nuc | 0 | 0 | 0 | 0 | 0 | 0
PS | 0 | 0 | 0 | 0 | 0 | 0
PV | 0 | 0 | 0 | 0 | 0 | 0
PeakG | 0.05 | 0.16 | 0.2 | 0.19 | 0.22 | 0.48
PeakO | 0 | 0 | 0 | 0 | 0 | 0
ST | 0 | 0 | 0 | 0 | 0 | 0
STOG | 1.32 | 2.48 | 3.09 | 3.09 | 3.53 | 4.41
STWD | 0 | 0 | 0 | 0 | 0 | 0
WT | 0 | 0 | 0 | 0 | 0 | 0
IGCC | 0 | 0 | 0 | 0 | 0 | 0
DemandResponse | 0 | 0 | 0 | 0 | 0 | 0
IGCC-CCS | 0 | 0 | 0 | 0 | 0 | 0
WT_off | 0 | 0 | 0 | 0 | 0 | 0
PseudoUnit | 0 | 0 | 0 | 0 | 0 | 0
FixedInterchange | 0 | 0 | 0 | 0 | 0 | 0
Emission Cost by Reporting Type: PJM_E
ReportingType | 2015 | 2020 | 2025 | 2030 | 2035 | 2040
BM | 0 | 0 | 0 | 0 | 0 | 0
CC | 18.69 | 34.07 | 31 | 27.95 | 37.34 | 37.2
CSP | 0 | 0 | 0 | 0 | 0 | 0
CT | 0 | 0 | 0 | 0 | 0.28 | 0.14
Coal | 1.11 | 0.93 | 1.4 | 2.25 | 3.72 | 4.76
Geo | 0 | 0 | 0 | 0 | 0 | 0
H | 0 | 0 | 0 | 0 | 0 | 0
LFG | 0 | 0 | 0 | 0 | 0 | 0
Nuc | 0 | 0 | 0 | 0 | 0 | 0
PS | 0 | 0 | 0 | 0 | 0 | 0
PV | 0 | 0 | 0 | 0 | 0 | 0
PeakG | 0 | 0.1 | 0.58 | 0.58 | 1.13 | 0.51
PeakO | 0 | 0 | 0 | 0 | 0 | 0
ST | 0 | 0 | 0 | 0 | 0 | 0
STOG | 0.11 | 0.63 | 0.63 | 0.63 | 1.24 | 1.18
STWD | 0 | 0 | 0 | 0 | 0 | 0
WT | 0 | 0 | 0 | 0 | 0 | 0
IGCC | 0 | 0 | 0 | 0 | 0 | 0
DemandResponse | 0 | 0 | 0 | 0 | 0 | 0
IGCC-CCS | 0 | 0 | 0 | 0 | 0 | 0
WT_off | 0 | 0 | 0 | 0 | 0 | 0
PseudoUnit | 0 | 0 | 0 | 0 | 0 | 0
FixedInterchange | 0 | 0 | 0 | 0 | 0 | 0
Emission Cost by Reporting Type: PJM_ROM
ReportingType | 2015 | 2020 | 2025 | 2030 | 2035 | 2040
BM | 0 | 0 | 0 | 0 | 0 | 0
CC | 0.08 | 0.18 | 0.18 | 0.18 | 0.2 | 0.2
CSP | 0 | 0 | 0 | 0 | 0 | 0
CT | 0 | 0 | 0 | 0 | 0 | 0
Coal | 17 | 29.81 | 30.05 | 35.48 | 35.48 | 35.48
Geo | 0 | 0 | 0 | 0 | 0 | 0
H | 0 | 0 | 0 | 0 | 0 | 0
LFG | 0 | 0 | 0 | 0 | 0 | 0
Nuc | 0 | 0 | 0 | 0 | 0 | 0
PS | 0 | 0 | 0 | 0 | 0 | 0
PV | 0 | 0 | 0 | 0 | 0 | 0
PeakG | 0 | 0.02 | 0.06 | 0.06 | 0.22 | 0.19
PeakO | 0 | 0 | 0 | 0 | 0 | 0
ST | 0 | 0 | 0 | 0 | 0 | 0
STOG | 0 | 0 | 0 | 0 | 0 | 0
STWD | 0 | 0 | 0 | 0 | 0 | 0
WT | 0 | 0 | 0 | 0 | 0 | 0
IGCC | 0 | 0 | 0 | 0 | 0 | 0
DemandResponse | 0 | 0 | 0 | 0 | 0 | 0
IGCC-CCS | 0 | 0 | 0 | 0 | 0 | 0
WT_off | 0 | 0 | 0 | 0 | 0 | 0
PseudoUnit | 0 | 0 | 0 | 0 | 0 | 0
FixedInterchange | 0 | 0 | 0 | 0 | 0 | 0
Emission Cost by Reporting Type: PJM_ROR
ReportingType | 2015 | 2020 | 2025 | 2030 | 2035 | 2040
BM | 0 | 0 | 0 | 0 | 0 | 0
CC | 0 | 0 | 0 | 0 | 0 | 0
CSP | 0 | 0 | 0 | 0 | 0 | 0
CT | 0 | 0 | 0 | 0 | 0 | 0
Coal | 0 | 0 | 0 | 0 | 0 | 0
Geo | 0 | 0 | 0 | 0 | 0 | 0
H | 0 | 0 | 0 | 0 | 0 | 0
LFG | 0 | 0 | 0 | 0 | 0 | 0
Nuc | 0 | 0 | 0 | 0 | 0 | 0
PS | 0 | 0 | 0 | 0 | 0 | 0
PV | 0 | 0 | 0 | 0 | 0 | 0
PeakG | 0 | 0 | 0 | 0 | 0 | 0
PeakO | 0 | 0 | 0 | 0 | 0 | 0
ST | 0 | 0 | 0 | 0 | 0 | 0
STOG | 0 | 0 | 0 | 0 | 0 | 0
STWD | 0 | 0 | 0 | 0 | 0 | 0
WT | 0 | 0 | 0 | 0 | 0 | 0
IGCC | 0 | 0 | 0 | 0 | 0 | 0
DemandResponse | 0 | 0 | 0 | 0 | 0 | 0
IGCC-CCS | 0 | 0 | 0 | 0 | 0 | 0
WT_off | 0 | 0 | 0 | 0 | 0 | 0
PseudoUnit | 0 | 0 | 0 | 0 | 0 | 0
FixedInterchange | 0 | 0 | 0 | 0 | 0 | 0
Emission Cost by Reporting Type: SOCO
ReportingType | 2015 | 2020 | 2025 | 2030 | 2035 | 2040
BM | 0 | 0 | 0 | 0 | 0 | 0
CC | 0 | 0 | 0 | 0 | 0 | 0
CSP | 0 | 0 | 0 | 0 | 0 | 0
CT | 0 | 0 | 0 | 0 | 0 | 0
Coal | 0 | 0 | 0 | 0 | 0 | 0
Geo | 0 | 0 | 0 | 0 | 0 | 0
H | 0 | 0 | 0 | 0 | 0 | 0
LFG | 0 | 0 | 0 | 0 | 0 | 0
Nuc | 0 | 0 | 0 | 0 | 0 | 0
PS | 0 | 0 | 0 | 0 | 0 | 0
PV | 0 | 0 | 0 | 0 | 0 | 0
PeakG | 0 | 0 | 0 | 0 | 0 | 0
PeakO | 0 | 0 | 0 | 0 | 0 | 0
ST | 0 | 0 | 0 | 0 | 0 | 0
STOG | 0 | 0 | 0 | 0 | 0 | 0
STWD | 0 | 0 | 0 | 0 | 0 | 0
WT | 0 | 0 | 0 | 0 | 0 | 0
IGCC | 0 | 0 | 0 | 0 | 0 | 0
DemandResponse | 0 | 0 | 0 | 0 | 0 | 0
IGCC-CCS | 0 | 0 | 0 | 0 | 0 | 0
WT_off | 0 | 0 | 0 | 0 | 0 | 0
PseudoUnit | 0 | 0 | 0 | 0 | 0 | 0
FixedInterchange | 0 | 0 | 0 | 0 | 0 | 0
Emission Cost by Reporting Type: SPP_N
ReportingType | 2015 | 2020 | 2025 | 2030 | 2035 | 2040
BM | 0 | 0 | 0 | 0 | 0 | 0
CC | 0 | 0 | 0 | 0 | 0 | 0
CSP | 0 | 0 | 0 | 0 | 0 | 0
CT | 0 | 0 | 0 | 0 | 0 | 0
Coal | 0 | 0 | 0 | 0 | 0 | 0
Geo | 0 | 0 | 0 | 0 | 0 | 0
H | 0 | 0 | 0 | 0 | 0 | 0
LFG | 0 | 0 | 0 | 0 | 0 | 0
Nuc | 0 | 0 | 0 | 0 | 0 | 0
PS | 0 | 0 | 0 | 0 | 0 | 0
PV | 0 | 0 | 0 | 0 | 0 | 0
PeakG | 0 | 0 | 0 | 0 | 0 | 0
PeakO | 0 | 0 | 0 | 0 | 0 | 0
ST | 0 | 0 | 0 | 0 | 0 | 0
STOG | 0 | 0 | 0 | 0 | 0 | 0
STWD | 0 | 0 | 0 | 0 | 0 | 0
WT | 0 | 0 | 0 | 0 | 0 | 0
IGCC | 0 | 0 | 0 | 0 | 0 | 0
DemandResponse | 0 | 0 | 0 | 0 | 0 | 0
IGCC-CCS | 0 | 0 | 0 | 0 | 0 | 0
WT_off | 0 | 0 | 0 | 0 | 0 | 0
PseudoUnit | 0 | 0 | 0 | 0 | 0 | 0
FixedInterchange | 0 | 0 | 0 | 0 | 0 | 0
Emission Cost by Reporting Type: SPP_S
ReportingType | 2015 | 2020 | 2025 | 2030 | 2035 | 2040
BM | 0 | 0 | 0 | 0 | 0 | 0
CC | 0 | 0 | 0 | 0 | 0 | 0
CSP | 0 | 0 | 0 | 0 | 0 | 0
CT | 0 | 0 | 0 | 0 | 0 | 0
Coal | 0 | 0 | 0 | 0 | 0 | 0
Geo | 0 | 0 | 0 | 0 | 0 | 0
H | 0 | 0 | 0 | 0 | 0 | 0
LFG | 0 | 0 | 0 | 0 | 0 | 0
Nuc | 0 | 0 | 0 | 0 | 0 | 0
PS | 0 | 0 | 0 | 0 | 0 | 0
PV | 0 | 0 | 0 | 0 | 0 | 0
PeakG | 0 | 0 | 0 | 0 | 0 | 0
PeakO | 0 | 0 | 0 | 0 | 0 | 0
ST | 0 | 0 | 0 | 0 | 0 | 0
STOG | 0 | 0 | 0 | 0 | 0 | 0
STWD | 0 | 0 | 0 | 0 | 0 | 0
WT | 0 | 0 | 0 | 0 | 0 | 0
IGCC | 0 | 0 | 0 | 0 | 0 | 0
DemandResponse | 0 | 0 | 0 | 0 | 0 | 0
IGCC-CCS | 0 | 0 | 0 | 0 | 0 | 0
WT_off | 0 | 0 | 0 | 0 | 0 | 0
PseudoUnit | 0 | 0 | 0 | 0 | 0 | 0
FixedInterchange | 0 | 0 | 0 | 0 | 0 | 0
Emission Cost by Reporting Type: TVA
ReportingType | 2015 | 2020 | 2025 | 2030 | 2035 | 2040
BM | 0 | 0 | 0 | 0 | 0 | 0
CC | 0 | 0 | 0 | 0 | 0 | 0
CSP | 0 | 0 | 0 | 0 | 0 | 0
CT | 0 | 0 | 0 | 0 | 0 | 0
Coal | 0 | 0 | 0 | 0 | 0 | 0
Geo | 0 | 0 | 0 | 0 | 0 | 0
H | 0 | 0 | 0 | 0 | 0 | 0
LFG | 0 | 0 | 0 | 0 | 0 | 0
Nuc | 0 | 0 | 0 | 0 | 0 | 0
PS | 0 | 0 | 0 | 0 | 0 | 0
PV | 0 | 0 | 0 | 0 | 0 | 0
PeakG | 0 | 0 | 0 | 0 | 0 | 0
PeakO | 0 | 0 | 0 | 0 | 0 | 0
ST | 0 | 0 | 0 | 0 | 0 | 0
STOG | 0 | 0 | 0 | 0 | 0 | 0
STWD | 0 | 0 | 0 | 0 | 0 | 0
WT | 0 | 0 | 0 | 0 | 0 | 0
IGCC | 0 | 0 | 0 | 0 | 0 | 0
DemandResponse | 0 | 0 | 0 | 0 | 0 | 0
IGCC-CCS | 0 | 0 | 0 | 0 | 0 | 0
WT_off | 0 | 0 | 0 | 0 | 0 | 0
PseudoUnit | 0 | 0 | 0 | 0 | 0 | 0
FixedInterchange | 0 | 0 | 0 | 0 | 0 | 0
Emission Cost by Reporting Type: TVA_Transmission
ReportingType | 2015 | 2020 | 2025 | 2030 | 2035 | 2040
BM | 0 | 0 | 0 | 0 | 0 | 0
CC | 0 | 0 | 0 | 0 | 0 | 0
CSP | 0 | 0 | 0 | 0 | 0 | 0
CT | 0 | 0 | 0 | 0 | 0 | 0
Coal | 0 | 0 | 0 | 0 | 0 | 0
Geo | 0 | 0 | 0 | 0 | 0 | 0
H | 0 | 0 | 0 | 0 | 0 | 0
LFG | 0 | 0 | 0 | 0 | 0 | 0
Nuc | 0 | 0 | 0 | 0 | 0 | 0
PS | 0 | 0 | 0 | 0 | 0 | 0
PV | 0 | 0 | 0 | 0 | 0 | 0
PeakG | 0 | 0 | 0 | 0 | 0 | 0
PeakO | 0 | 0 | 0 | 0 | 0 | 0
ST | 0 | 0 | 0 | 0 | 0 | 0
STOG | 0 | 0 | 0 | 0 | 0 | 0
STWD | 0 | 0 | 0 | 0 | 0 | 0
WT | 0 | 0 | 0 | 0 | 0 | 0
IGCC | 0 | 0 | 0 | 0 | 0 | 0
DemandResponse | 0 | 0 | 0 | 0 | 0 | 0
IGCC-CCS | 0 | 0 | 0 | 0 | 0 | 0
WT_off | 0 | 0 | 0 | 0 | 0 | 0
PseudoUnit | 0 | 0 | 0 | 0 | 0 | 0
FixedInterchange | 0 | 0 | 0 | 0 | 0 | 0
Emission Cost by Reporting Type: VACAR
ReportingType | 2015 | 2020 | 2025 | 2030 | 2035 | 2040
BM | 0 | 0 | 0 | 0 | 0 | 0
CC | 0 | 0 | 0 | 0 | 0 | 0
CSP | 0 | 0 | 0 | 0 | 0 | 0
CT | 0 | 0 | 0 | 0 | 0 | 0
Coal | 0 | 0 | 0 | 0 | 0 | 0
Geo | 0 | 0 | 0 | 0 | 0 | 0
H | 0 | 0 | 0 | 0 | 0 | 0
LFG | 0 | 0 | 0 | 0 | 0 | 0
Nuc | 0 | 0 | 0 | 0 | 0 | 0
PS | 0 | 0 | 0 | 0 | 0 | 0
PV | 0 | 0 | 0 | 0 | 0 | 0
PeakG | 0 | 0 | 0 | 0 | 0 | 0
PeakO | 0 | 0 | 0 | 0 | 0 | 0
ST | 0 | 0 | 0 | 0 | 0 | 0
STOG | 0 | 0 | 0 | 0 | 0 | 0
STWD | 0 | 0 | 0 | 0 | 0 | 0
WT | 0 | 0 | 0 | 0 | 0 | 0
IGCC | 0 | 0 | 0 | 0 | 0 | 0
DemandResponse | 0 | 0 | 0 | 0 | 0 | 0
IGCC-CCS | 0 | 0 | 0 | 0 | 0 | 0
WT_off | 0 | 0 | 0 | 0 | 0 | 0
PseudoUnit | 0 | 0 | 0 | 0 | 0 | 0
FixedInterchange | 0 | 0 | 0 | 0 | 0 | 0
Emission Cost by Reporting Type: IESO
ReportingType | 2015 | 2020 | 2025 | 2030 | 2035 | 2040
BM | 0 | 0 | 0 | 0 | 0 | 0
CC | 0 | 0 | 0 | 0 | 0 | 0
CSP | 0 | 0 | 0 | 0 | 0 | 0
CT | 0 | 0 | 0 | 0 | 0 | 0
Coal | 0 | 0 | 0 | 0 | 0 | 0
Geo | 0 | 0 | 0 | 0 | 0 | 0
H | 0 | 0 | 0 | 0 | 0 | 0
LFG | 0 | 0 | 0 | 0 | 0 | 0
Nuc | 0 | 0 | 0 | 0 | 0 | 0
PS | 0 | 0 | 0 | 0 | 0 | 0
PV | 0 | 0 | 0 | 0 | 0 | 0
PeakG | 0 | 0 | 0 | 0 | 0 | 0
PeakO | 0 | 0 | 0 | 0 | 0 | 0
ST | 0 | 0 | 0 | 0 | 0 | 0
STOG | 0 | 0 | 0 | 0 | 0 | 0
STWD | 0 | 0 | 0 | 0 | 0 | 0
WT | 0 | 0 | 0 | 0 | 0 | 0
IGCC | 0 | 0 | 0 | 0 | 0 | 0
DemandResponse | 0 | 0 | 0 | 0 | 0 | 0
IGCC-CCS | 0 | 0 | 0 | 0 | 0 | 0
WT_off | 0 | 0 | 0 | 0 | 0 | 0
PseudoUnit | 0 | 0 | 0 | 0 | 0 | 0
FixedInterchange | 0 | 0 | 0 | 0 | 0 | 0
Emission Cost by Reporting Type: MAPP_CA
ReportingType | 2015 | 2020 | 2025 | 2030 | 2035 | 2040
BM | 0 | 0 | 0 | 0 | 0 | 0
CC | 0 | 0 | 0 | 0 | 0 | 0
CSP | 0 | 0 | 0 | 0 | 0 | 0
CT | 0 | 0 | 0 | 0 | 0 | 0
Coal | 0 | 0 | 0 | 0 | 0 | 0
Geo | 0 | 0 | 0 | 0 | 0 | 0
H | 0 | 0 | 0 | 0 | 0 | 0
LFG | 0 | 0 | 0 | 0 | 0 | 0
Nuc | 0 | 0 | 0 | 0 | 0 | 0
PS | 0 | 0 | 0 | 0 | 0 | 0
PV | 0 | 0 | 0 | 0 | 0 | 0
PeakG | 0 | 0 | 0 | 0 | 0 | 0
PeakO | 0 | 0 | 0 | 0 | 0 | 0
ST | 0 | 0 | 0 | 0 | 0 | 0
STOG | 0 | 0 | 0 | 0 | 0 | 0
STWD | 0 | 0 | 0 | 0 | 0 | 0
WT | 0 | 0 | 0 | 0 | 0 | 0
IGCC | 0 | 0 | 0 | 0 | 0 | 0
DemandResponse | 0 | 0 | 0 | 0 | 0 | 0
IGCC-CCS | 0 | 0 | 0 | 0 | 0 | 0
WT_off | 0 | 0 | 0 | 0 | 0 | 0
PseudoUnit | 0 | 0 | 0 | 0 | 0 | 0
FixedInterchange | 0 | 0 | 0 | 0 | 0 | 0
Emission Cost by Reporting Type: AZ_NM_SNV_Coal
ReportingType | 2015 | 2020 | 2025 | 2030 | 2035 | 2040
BM | 0 | 0 | 0 | 0 | 0 | 0
CC | 0 | 0 | 0 | 0 | 0 | 0
CSP | 0 | 0 | 0 | 0 | 0 | 0
CT | 0 | 0 | 0 | 0 | 0 | 0
Coal | 0 | 0 | 0 | 0 | 0 | 0
Geo | 0 | 0 | 0 | 0 | 0 | 0
H | 0 | 0 | 0 | 0 | 0 | 0
LFG | 0 | 0 | 0 | 0 | 0 | 0
Nuc | 0 | 0 | 0 | 0 | 0 | 0
PS | 0 | 0 | 0 | 0 | 0 | 0
PV | 0 | 0 | 0 | 0 | 0 | 0
PeakG | 0 | 0 | 0 | 0 | 0 | 0
PeakO | 0 | 0 | 0 | 0 | 0 | 0
ST | 0 | 0 | 0 | 0 | 0 | 0
STOG | 0 | 0 | 0 | 0 | 0 | 0
STWD | 0 | 0 | 0 | 0 | 0 | 0
WT | 0 | 0 | 0 | 0 | 0 | 0
IGCC | 0 | 0 | 0 | 0 | 0 | 0
DemandResponse | 0 | 0 | 0 | 0 | 0 | 0
IGCC-CCS | 0 | 0 | 0 | 0 | 0 | 0
WT_off | 0 | 0 | 0 | 0 | 0 | 0
PseudoUnit | 0 | 0 | 0 | 0 | 0 | 0
FixedInterchange | 0 | 0 | 0 | 0 | 0 | 0
Emission Cost by Reporting Type: AZ_NM_SNV_Gas
ReportingType | 2015 | 2020 | 2025 | 2030 | 2035 | 2040
BM | 0 | 0 | 0 | 0 | 0 | 0
CC | 0 | 0 | 0 | 0 | 0 | 0
CSP | 0 | 0 | 0 | 0 | 0 | 0
CT | 0 | 0 | 0 | 0 | 0 | 0
Coal | 0 | 0 | 0 | 0 | 0 | 0
Geo | 0 | 0 | 0 | 0 | 0 | 0
H | 0 | 0 | 0 | 0 | 0 | 0
LFG | 0 | 0 | 0 | 0 | 0 | 0
Nuc | 0 | 0 | 0 | 0 | 0 | 0
PS | 0 | 0 | 0 | 0 | 0 | 0
PV | 0 | 0 | 0 | 0 | 0 | 0
PeakG | 0 | 0 | 0 | 0 | 0 | 0
PeakO | 0 | 0 | 0 | 0 | 0 | 0
ST | 0 | 0 | 0 | 0 | 0 | 0
STOG | 0 | 0 | 0 | 0 | 0 | 0
STWD | 0 | 0 | 0 | 0 | 0 | 0
WT | 0 | 0 | 0 | 0 | 0 | 0
IGCC | 0 | 0 | 0 | 0 | 0 | 0
DemandResponse | 0 | 0 | 0 | 0 | 0 | 0
IGCC-CCS | 0 | 0 | 0 | 0 | 0 | 0
WT_off | 0 | 0 | 0 | 0 | 0 | 0
PseudoUnit | 0 | 0 | 0 | 0 | 0 | 0
FixedInterchange | 0 | 0 | 0 | 0 | 0 | 0
Emission Cost by Reporting Type: AZ_NM_SNV_NucRenew
ReportingType | 2015 | 2020 | 2025 | 2030 | 2035 | 2040
BM | 0 | 0 | 0 | 0 | 0 | 0
CC | 0 | 0 | 0 | 0 | 0 | 0
CSP | 0 | 0 | 0 | 0 | 0 | 0
CT | 0 | 0 | 0 | 0 | 0 | 0
Coal | 0 | 0 | 0 | 0 | 0 | 0
Geo | 0 | 0 | 0 | 0 | 0 | 0
H | 0 | 0 | 0 | 0 | 0 | 0
LFG | 0 | 0 | 0 | 0 | 0 | 0
Nuc | 0 | 0 | 0 | 0 | 0 | 0
PS | 0 | 0 | 0 | 0 | 0 | 0
PV | 0 | 0 | 0 | 0 | 0 | 0
PeakG | 0 | 0 | 0 | 0 | 0 | 0
PeakO | 0 | 0 | 0 | 0 | 0 | 0
ST | 0 | 0 | 0 | 0 | 0 | 0
STOG | 0 | 0 | 0 | 0 | 0 | 0
STWD | 0 | 0 | 0 | 0 | 0 | 0
WT | 0 | 0 | 0 | 0 | 0 | 0
IGCC | 0 | 0 | 0 | 0 | 0 | 0
DemandResponse | 0 | 0 | 0 | 0 | 0 | 0
IGCC-CCS | 0 | 0 | 0 | 0 | 0 | 0
WT_off | 0 | 0 | 0 | 0 | 0 | 0
PseudoUnit | 0 | 0 | 0 | 0 | 0 | 0
FixedInterchange | 0 | 0 | 0 | 0 | 0 | 0
Emission Cost by Reporting Type: ERCOT
ReportingType | 2015 | 2020 | 2025 | 2030 | 2035 | 2040
BM | 0 | 0 | 0 | 0 | 0 | 0
CC | 0 | 0 | 0 | 0 | 0 | 0
CSP | 0 | 0 | 0 | 0 | 0 | 0
CT | 0 | 0 | 0 | 0 | 0 | 0
Coal | 0 | 0 | 0 | 0 | 0 | 0
Geo | 0 | 0 | 0 | 0 | 0 | 0
H | 0 | 0 | 0 | 0 | 0 | 0
LFG | 0 | 0 | 0 | 0 | 0 | 0
Nuc | 0 | 0 | 0 | 0 | 0 | 0
PS | 0 | 0 | 0 | 0 | 0 | 0
PV | 0 | 0 | 0 | 0 | 0 | 0
PeakG | 0 | 0 | 0 | 0 | 0 | 0
PeakO | 0 | 0 | 0 | 0 | 0 | 0
ST | 0 | 0 | 0 | 0 | 0 | 0
STOG | 0 | 0 | 0 | 0 | 0 | 0
STWD | 0 | 0 | 0 | 0 | 0 | 0
WT | 0 | 0 | 0 | 0 | 0 | 0
IGCC | 0 | 0 | 0 | 0 | 0 | 0
DemandResponse | 0 | 0 | 0 | 0 | 0 | 0
IGCC-CCS | 0 | 0 | 0 | 0 | 0 | 0
WT_off | 0 | 0 | 0 | 0 | 0 | 0
PseudoUnit | 0 | 0 | 0 | 0 | 0 | 0
FixedInterchange | 0 | 0 | 0 | 0 | 0 | 0
Emission Cost by Reporting Type: NP15
ReportingType | 2015 | 2020 | 2025 | 2030 | 2035 | 2040
BM | 0 | 0 | 0 | 0 | 0 | 0
CC | 0 | 0 | 0 | 0 | 0 | 0
CSP | 0 | 0 | 0 | 0 | 0 | 0
CT | 0 | 0 | 0 | 0 | 0 | 0
Coal | 0 | 0 | 0 | 0 | 0 | 0
Geo | 0 | 0 | 0 | 0 | 0 | 0
H | 0 | 0 | 0 | 0 | 0 | 0
LFG | 0 | 0 | 0 | 0 | 0 | 0
Nuc | 0 | 0 | 0 | 0 | 0 | 0
PS | 0 | 0 | 0 | 0 | 0 | 0
PV | 0 | 0 | 0 | 0 | 0 | 0
PeakG | 0 | 0 | 0 | 0 | 0 | 0
PeakO | 0 | 0 | 0 | 0 | 0 | 0
ST | 0 | 0 | 0 | 0 | 0 | 0
STOG | 0 | 0 | 0 | 0 | 0 | 0
STWD | 0 | 0 | 0 | 0 | 0 | 0
WT | 0 | 0 | 0 | 0 | 0 | 0
IGCC | 0 | 0 | 0 | 0 | 0 | 0
DemandResponse | 0 | 0 | 0 | 0 | 0 | 0
IGCC-CCS | 0 | 0 | 0 | 0 | 0 | 0
WT_off | 0 | 0 | 0 | 0 | 0 | 0
PseudoUnit | 0 | 0 | 0 | 0 | 0 | 0
FixedInterchange | 0 | 0 | 0 | 0 | 0 | 0
Emission Cost by Reporting Type: NWPP_Coal
ReportingType | 2015 | 2020 | 2025 | 2030 | 2035 | 2040
BM | 0 | 0 | 0 | 0 | 0 | 0
CC | 0 | 0 | 0 | 0 | 0 | 0
CSP | 0 | 0 | 0 | 0 | 0 | 0
CT | 0 | 0 | 0 | 0 | 0 | 0
Coal | 0 | 0 | 0 | 0 | 0 | 0
Geo | 0 | 0 | 0 | 0 | 0 | 0
H | 0 | 0 | 0 | 0 | 0 | 0
LFG | 0 | 0 | 0 | 0 | 0 | 0
Nuc | 0 | 0 | 0 | 0 | 0 | 0
PS | 0 | 0 | 0 | 0 | 0 | 0
PV | 0 | 0 | 0 | 0 | 0 | 0
PeakG | 0 | 0 | 0 | 0 | 0 | 0
PeakO | 0 | 0 | 0 | 0 | 0 | 0
ST | 0 | 0 | 0 | 0 | 0 | 0
STOG | 0 | 0 | 0 | 0 | 0 | 0
STWD | 0 | 0 | 0 | 0 | 0 | 0
WT | 0 | 0 | 0 | 0 | 0 | 0
IGCC | 0 | 0 | 0 | 0 | 0 | 0
DemandResponse | 0 | 0 | 0 | 0 | 0 | 0
IGCC-CCS | 0 | 0 | 0 | 0 | 0 | 0
WT_off | 0 | 0 | 0 | 0 | 0 | 0
PseudoUnit | 0 | 0 | 0 | 0 | 0 | 0
FixedInterchange | 0 | 0 | 0 | 0 | 0 | 0
Emission Cost by Reporting Type: NWPP_Gas
ReportingType | 2015 | 2020 | 2025 | 2030 | 2035 | 2040
BM | 0 | 0 | 0 | 0 | 0 | 0
CC | 0 | 0 | 0 | 0 | 0 | 0
CSP | 0 | 0 | 0 | 0 | 0 | 0
CT | 0 | 0 | 0 | 0 | 0 | 0
Coal | 0 | 0 | 0 | 0 | 0 | 0
Geo | 0 | 0 | 0 | 0 | 0 | 0
H | 0 | 0 | 0 | 0 | 0 | 0
LFG | 0 | 0 | 0 | 0 | 0 | 0
Nuc | 0 | 0 | 0 | 0 | 0 | 0
PS | 0 | 0 | 0 | 0 | 0 | 0
PV | 0 | 0 | 0 | 0 | 0 | 0
PeakG | 0 | 0 | 0 | 0 | 0 | 0
PeakO | 0 | 0 | 0 | 0 | 0 | 0
ST | 0 | 0 | 0 | 0 | 0 | 0
STOG | 0 | 0 | 0 | 0 | 0 | 0
STWD | 0 | 0 | 0 | 0 | 0 | 0
WT | 0 | 0 | 0 | 0 | 0 | 0
IGCC | 0 | 0 | 0 | 0 | 0 | 0
DemandResponse | 0 | 0 | 0 | 0 | 0 | 0
IGCC-CCS | 0 | 0 | 0 | 0 | 0 | 0
WT_off | 0 | 0 | 0 | 0 | 0 | 0
PseudoUnit | 0 | 0 | 0 | 0 | 0 | 0
FixedInterchange | 0 | 0 | 0 | 0 | 0 | 0
Emission Cost by Reporting Type: NWPP_NucRenew
ReportingType | 2015 | 2020 | 2025 | 2030 | 2035 | 2040
BM | 0 | 0 | 0 | 0 | 0 | 0
CC | 0 | 0 | 0 | 0 | 0 | 0
CSP | 0 | 0 | 0 | 0 | 0 | 0
CT | 0 | 0 | 0 | 0 | 0 | 0
Coal | 0 | 0 | 0 | 0 | 0 | 0
Geo | 0 | 0 | 0 | 0 | 0 | 0
H | 0 | 0 | 0 | 0 | 0 | 0
LFG | 0 | 0 | 0 | 0 | 0 | 0
Nuc | 0 | 0 | 0 | 0 | 0 | 0
PS | 0 | 0 | 0 | 0 | 0 | 0
PV | 0 | 0 | 0 | 0 | 0 | 0
PeakG | 0 | 0 | 0 | 0 | 0 | 0
PeakO | 0 | 0 | 0 | 0 | 0 | 0
ST | 0 | 0 | 0 | 0 | 0 | 0
STOG | 0 | 0 | 0 | 0 | 0 | 0
STWD | 0 | 0 | 0 | 0 | 0 | 0
WT | 0 | 0 | 0 | 0 | 0 | 0
IGCC | 0 | 0 | 0 | 0 | 0 | 0
DemandResponse | 0 | 0 | 0 | 0 | 0 | 0
IGCC-CCS | 0 | 0 | 0 | 0 | 0 | 0
WT_off | 0 | 0 | 0 | 0 | 0 | 0
PseudoUnit | 0 | 0 | 0 | 0 | 0 | 0
FixedInterchange | 0 | 0 | 0 | 0 | 0 | 0
Emission Cost by Reporting Type: RMPA
ReportingType | 2015 | 2020 | 2025 | 2030 | 2035 | 2040
BM | 0 | 0 | 0 | 0 | 0 | 0
CC | 0 | 0 | 0 | 0 | 0 | 0
CSP | 0 | 0 | 0 | 0 | 0 | 0
CT | 0 | 0 | 0 | 0 | 0 | 0
Coal | 0 | 0 | 0 | 0 | 0 | 0
Geo | 0 | 0 | 0 | 0 | 0 | 0
H | 0 | 0 | 0 | 0 | 0 | 0
LFG | 0 | 0 | 0 | 0 | 0 | 0
Nuc | 0 | 0 | 0 | 0 | 0 | 0
PS | 0 | 0 | 0 | 0 | 0 | 0
PV | 0 | 0 | 0 | 0 | 0 | 0
PeakG | 0 | 0 | 0 | 0 | 0 | 0
PeakO | 0 | 0 | 0 | 0 | 0 | 0
ST | 0 | 0 | 0 | 0 | 0 | 0
STOG | 0 | 0 | 0 | 0 | 0 | 0
STWD | 0 | 0 | 0 | 0 | 0 | 0
WT | 0 | 0 | 0 | 0 | 0 | 0
IGCC | 0 | 0 | 0 | 0 | 0 | 0
DemandResponse | 0 | 0 | 0 | 0 | 0 | 0
IGCC-CCS | 0 | 0 | 0 | 0 | 0 | 0
WT_off | 0 | 0 | 0 | 0 | 0 | 0
PseudoUnit | 0 | 0 | 0 | 0 | 0 | 0
FixedInterchange | 0 | 0 | 0 | 0 | 0 | 0
Emission Cost by Reporting Type: SP15
ReportingType | 2015 | 2020 | 2025 | 2030 | 2035 | 2040
BM | 0 | 0 | 0 | 0 | 0 | 0
CC | 0 | 0 | 0 | 0 | 0 | 0
CSP | 0 | 0 | 0 | 0 | 0 | 0
CT | 0 | 0 | 0 | 0 | 0 | 0
Coal | 0 | 0 | 0 | 0 | 0 | 0
Geo | 0 | 0 | 0 | 0 | 0 | 0
H | 0 | 0 | 0 | 0 | 0 | 0
LFG | 0 | 0 | 0 | 0 | 0 | 0
Nuc | 0 | 0 | 0 | 0 | 0 | 0
PS | 0 | 0 | 0 | 0 | 0 | 0
PV | 0 | 0 | 0 | 0 | 0 | 0
PeakG | 0 | 0 | 0 | 0 | 0 | 0
PeakO | 0 | 0 | 0 | 0 | 0 | 0
ST | 0 | 0 | 0 | 0 | 0 | 0
STOG | 0 | 0 | 0 | 0 | 0 | 0
STWD | 0 | 0 | 0 | 0 | 0 | 0
WT | 0 | 0 | 0 | 0 | 0 | 0
IGCC | 0 | 0 | 0 | 0 | 0 | 0
DemandResponse | 0 | 0 | 0 | 0 | 0 | 0
IGCC-CCS | 0 | 0 | 0 | 0 | 0 | 0
WT_off | 0 | 0 | 0 | 0 | 0 | 0
PseudoUnit | 0 | 0 | 0 | 0 | 0 | 0
FixedInterchange | 0 | 0 | 0 | 0 | 0 | 0
Emission Cost by Reporting Type: ALB
ReportingType | 2015 | 2020 | 2025 | 2030 | 2035 | 2040
BM | 0 | 0 | 0 | 0 | 0 | 0
CC | 0 | 0 | 0 | 0 | 0 | 0
CSP | 0 | 0 | 0 | 0 | 0 | 0
CT | 0 | 0 | 0 | 0 | 0 | 0
Coal | 0 | 0 | 0 | 0 | 0 | 0
Geo | 0 | 0 | 0 | 0 | 0 | 0
H | 0 | 0 | 0 | 0 | 0 | 0
LFG | 0 | 0 | 0 | 0 | 0 | 0
Nuc | 0 | 0 | 0 | 0 | 0 | 0
PS | 0 | 0 | 0 | 0 | 0 | 0
PV | 0 | 0 | 0 | 0 | 0 | 0
PeakG | 0 | 0 | 0 | 0 | 0 | 0
PeakO | 0 | 0 | 0 | 0 | 0 | 0
ST | 0 | 0 | 0 | 0 | 0 | 0
STOG | 0 | 0 | 0 | 0 | 0 | 0
STWD | 0 | 0 | 0 | 0 | 0 | 0
WT | 0 | 0 | 0 | 0 | 0 | 0
IGCC | 0 | 0 | 0 | 0 | 0 | 0
DemandResponse | 0 | 0 | 0 | 0 | 0 | 0
IGCC-CCS | 0 | 0 | 0 | 0 | 0 | 0
WT_off | 0 | 0 | 0 | 0 | 0 | 0
PseudoUnit | 0 | 0 | 0 | 0 | 0 | 0
FixedInterchange | 0 | 0 | 0 | 0 | 0 | 0
Emission Cost by Reporting Type: BC
ReportingType | 2015 | 2020 | 2025 | 2030 | 2035 | 2040
BM | 0 | 0 | 0 | 0 | 0 | 0
CC | 0 | 0 | 0 | 0 | 0 | 0
CSP | 0 | 0 | 0 | 0 | 0 | 0
CT | 0 | 0 | 0 | 0 | 0 | 0
Coal | 0 | 0 | 0 | 0 | 0 | 0
Geo | 0 | 0 | 0 | 0 | 0 | 0
H | 0 | 0 | 0 | 0 | 0 | 0
LFG | 0 | 0 | 0 | 0 | 0 | 0
Nuc | 0 | 0 | 0 | 0 | 0 | 0
PS | 0 | 0 | 0 | 0 | 0 | 0
PV | 0 | 0 | 0 | 0 | 0 | 0
PeakG | 0 | 0 | 0 | 0 | 0 | 0
PeakO | 0 | 0 | 0 | 0 | 0 | 0
ST | 0 | 0 | 0 | 0 | 0 | 0
STOG | 0 | 0 | 0 | 0 | 0 | 0
STWD | 0 | 0 | 0 | 0 | 0 | 0
WT | 0 | 0 | 0 | 0 | 0 | 0
IGCC | 0 | 0 | 0 | 0 | 0 | 0
DemandResponse | 0 | 0 | 0 | 0 | 0 | 0
IGCC-CCS | 0 | 0 | 0 | 0 | 0 | 0
WT_off | 0 | 0 | 0 | 0 | 0 | 0
PseudoUnit | 0 | 0 | 0 | 0 | 0 | 0
FixedInterchange | 0 | 0 | 0 | 0 | 0 | 0
Emission Cost by Reporting Type: HQ_IESO
ReportingType | 2015 | 2020 | 2025 | 2030 | 2035 | 2040
BM | 0 | 0 | 0 | 0 | 0 | 0
CC | 0 | 0 | 0 | 0 | 0 | 0
CSP | 0 | 0 | 0 | 0 | 0 | 0
CT | 0 | 0 | 0 | 0 | 0 | 0
Coal | 0 | 0 | 0 | 0 | 0 | 0
Geo | 0 | 0 | 0 | 0 | 0 | 0
H | 0 | 0 | 0 | 0 | 0 | 0
LFG | 0 | 0 | 0 | 0 | 0 | 0
Nuc | 0 | 0 | 0 | 0 | 0 | 0
PS | 0 | 0 | 0 | 0 | 0 | 0
PV | 0 | 0 | 0 | 0 | 0 | 0
PeakG | 0 | 0 | 0 | 0 | 0 | 0
PeakO | 0 | 0 | 0 | 0 | 0 | 0
ST | 0 | 0 | 0 | 0 | 0 | 0
STOG | 0 | 0 | 0 | 0 | 0 | 0
STWD | 0 | 0 | 0 | 0 | 0 | 0
WT | 0 | 0 | 0 | 0 | 0 | 0
IGCC | 0 | 0 | 0 | 0 | 0 | 0
DemandResponse | 0 | 0 | 0 | 0 | 0 | 0
IGCC-CCS | 0 | 0 | 0 | 0 | 0 | 0
WT_off | 0 | 0 | 0 | 0 | 0 | 0
PseudoUnit | 0 | 0 | 0 | 0 | 0 | 0
FixedInterchange | 0 | 0 | 0 | 0 | 0 | 0
Emission Cost by Reporting Type: HQ_NEISO
ReportingType | 2015 | 2020 | 2025 | 2030 | 2035 | 2040
BM | 0 | 0 | 0 | 0 | 0 | 0
CC | 0 | 0 | 0 | 0 | 0 | 0
CSP | 0 | 0 | 0 | 0 | 0 | 0
CT | 0 | 0 | 0 | 0 | 0 | 0
Coal | 0 | 0 | 0 | 0 | 0 | 0
Geo | 0 | 0 | 0 | 0 | 0 | 0
H | 0 | 0 | 0 | 0 | 0 | 0
LFG | 0 | 0 | 0 | 0 | 0 | 0
Nuc | 0 | 0 | 0 | 0 | 0 | 0
PS | 0 | 0 | 0 | 0 | 0 | 0
PV | 0 | 0 | 0 | 0 | 0 | 0
PeakG | 0 | 0 | 0 | 0 | 0 | 0
PeakO | 0 | 0 | 0 | 0 | 0 | 0
ST | 0 | 0 | 0 | 0 | 0 | 0
STOG | 0 | 0 | 0 | 0 | 0 | 0
STWD | 0 | 0 | 0 | 0 | 0 | 0
WT | 0 | 0 | 0 | 0 | 0 | 0
IGCC | 0 | 0 | 0 | 0 | 0 | 0
DemandResponse | 0 | 0 | 0 | 0 | 0 | 0
IGCC-CCS | 0 | 0 | 0 | 0 | 0 | 0
WT_off | 0 | 0 | 0 | 0 | 0 | 0
PseudoUnit | 0 | 0 | 0 | 0 | 0 | 0
FixedInterchange | 0 | 0 | 0 | 0 | 0 | 0
Emission Cost by Reporting Type: HQ_NY
ReportingType | 2015 | 2020 | 2025 | 2030 | 2035 | 2040
BM | 0 | 0 | 0 | 0 | 0 | 0
CC | 0 | 0 | 0 | 0 | 0 | 0
CSP | 0 | 0 | 0 | 0 | 0 | 0
CT | 0 | 0 | 0 | 0 | 0 | 0
Coal | 0 | 0 | 0 | 0 | 0 | 0
Geo | 0 | 0 | 0 | 0 | 0 | 0
H | 0 | 0 | 0 | 0 | 0 | 0
LFG | 0 | 0 | 0 | 0 | 0 | 0
Nuc | 0 | 0 | 0 | 0 | 0 | 0
PS | 0 | 0 | 0 | 0 | 0 | 0
PV | 0 | 0 | 0 | 0 | 0 | 0
PeakG | 0 | 0 | 0 | 0 | 0 | 0
PeakO | 0 | 0 | 0 | 0 | 0 | 0
ST | 0 | 0 | 0 | 0 | 0 | 0
STOG | 0 | 0 | 0 | 0 | 0 | 0
STWD | 0 | 0 | 0 | 0 | 0 | 0
WT | 0 | 0 | 0 | 0 | 0 | 0
IGCC | 0 | 0 | 0 | 0 | 0 | 0
DemandResponse | 0 | 0 | 0 | 0 | 0 | 0
IGCC-CCS | 0 | 0 | 0 | 0 | 0 | 0
WT_off | 0 | 0 | 0 | 0 | 0 | 0
PseudoUnit | 0 | 0 | 0 | 0 | 0 | 0
FixedInterchange | 0 | 0 | 0 | 0 | 0 | 0
Emission Cost by Reporting Type: MARITIMES
ReportingType | 2015 | 2020 | 2025 | 2030 | 2035 | 2040
BM | 0 | 0 | 0 | 0 | 0 | 0
CC | 0 | 0 | 0 | 0 | 0 | 0
CSP | 0 | 0 | 0 | 0 | 0 | 0
CT | 0 | 0 | 0 | 0 | 0 | 0
Coal | 0 | 0 | 0 | 0 | 0 | 0
Geo | 0 | 0 | 0 | 0 | 0 | 0
H | 0 | 0 | 0 | 0 | 0 | 0
LFG | 0 | 0 | 0 | 0 | 0 | 0
Nuc | 0 | 0 | 0 | 0 | 0 | 0
PS | 0 | 0 | 0 | 0 | 0 | 0
PV | 0 | 0 | 0 | 0 | 0 | 0
PeakG | 0 | 0 | 0 | 0 | 0 | 0
PeakO | 0 | 0 | 0 | 0 | 0 | 0
ST | 0 | 0 | 0 | 0 | 0 | 0
STOG | 0 | 0 | 0 | 0 | 0 | 0
STWD | 0 | 0 | 0 | 0 | 0 | 0
WT | 0 | 0 | 0 | 0 | 0 | 0
IGCC | 0 | 0 | 0 | 0 | 0 | 0
DemandResponse | 0 | 0 | 0 | 0 | 0 | 0
IGCC-CCS | 0 | 0 | 0 | 0 | 0 | 0
WT_off | 0 | 0 | 0 | 0 | 0 | 0
PseudoUnit | 0 | 0 | 0 | 0 | 0 | 0
FixedInterchange | 0 | 0 | 0 | 0 | 0 | 0
Emission Cost by Reporting Type: All
ReportingType | 2015 | 2020 | 2025 | 2030 | 2035 | 2040
BM | 0 | 0 | 0 | 0 | 0 | 0
CC | 83.17 | 100.11 | 99.54 | 103.25 | 124.45 | 144.62
CSP | 0 | 0 | 0 | 0 | 0 | 0
CT | 0 | 0.01 | 0.04 | 0.07 | 0.41 | 0.61
Coal | 18.18 | 30.74 | 31.45 | 37.73 | 39.21 | 40.24
Geo | 0 | 0 | 0 | 0 | 0 | 0
H | 0 | 0 | 0 | 0 | 0 | 0
LFG | 0 | 0 | 0 | 0 | 0 | 0
Nuc | 0 | 0 | 0 | 0 | 0 | 0
PS | 0 | 0 | 0 | 0 | 0 | 0
PV | 0 | 0 | 0 | 0 | 0 | 0
PeakG | 0.08 | 0.31 | 0.89 | 0.88 | 1.68 | 1.3
PeakO | 0 | 0 | 0 | 0 | 0 | 0
ST | 0 | 0 | 0 | 0 | 0 | 0
STOG | 1.43 | 3.11 | 3.72 | 3.72 | 4.77 | 5.6
STWD | 0 | 0 | 0 | 0 | 0 | 0
WT | 0 | 0 | 0 | 0 | 0 | 0
IGCC | 0 | 0 | 0 | 0 | 0 | 0
DemandResponse | 0 | 0 | 0 | 0 | 0 | 0
IGCC-CCS | 0 | 0 | 0 | 0 | 0 | 0
WT_off | 0 | 0 | 0 | 0 | 0 | 0
PseudoUnit | 0 | 0 | 0 | 0 | 0 | 0
FixedInterchange | 0 | 0 | 0 | 0 | 0 | 0
Emission Cost by Reporting Type: EI_US
ReportingType | 2015 | 2020 | 2025 | 2030 | 2035 | 2040
BM | 0 | 0 | 0 | 0 | 0 | 0
CC | 83.17 | 100.11 | 99.54 | 103.25 | 124.45 | 144.62
CSP | 0 | 0 | 0 | 0 | 0 | 0
CT | 0 | 0.01 | 0.04 | 0.07 | 0.41 | 0.61
Coal | 18.18 | 30.74 | 31.45 | 37.73 | 39.21 | 40.24
Geo | 0 | 0 | 0 | 0 | 0 | 0
H | 0 | 0 | 0 | 0 | 0 | 0
LFG | 0 | 0 | 0 | 0 | 0 | 0
Nuc | 0 | 0 | 0 | 0 | 0 | 0
PS | 0 | 0 | 0 | 0 | 0 | 0
PV | 0 | 0 | 0 | 0 | 0 | 0
PeakG | 0.08 | 0.31 | 0.89 | 0.88 | 1.68 | 1.3
PeakO | 0 | 0 | 0 | 0 | 0 | 0
ST | 0 | 0 | 0 | 0 | 0 | 0
STOG | 1.43 | 3.11 | 3.72 | 3.72 | 4.77 | 5.6
STWD | 0 | 0 | 0 | 0 | 0 | 0
WT | 0 | 0 | 0 | 0 | 0 | 0
IGCC | 0 | 0 | 0 | 0 | 0 | 0
DemandResponse | 0 | 0 | 0 | 0 | 0 | 0
IGCC-CCS | 0 | 0 | 0 | 0 | 0 | 0
WT_off | 0 | 0 | 0 | 0 | 0 | 0
PseudoUnit | 0 | 0 | 0 | 0 | 0 | 0
FixedInterchange | 0 | 0 | 0 | 0 | 0 | 0
Emission Cost by Reporting Type: EI_Canada
ReportingType | 2015 | 2020 | 2025 | 2030 | 2035 | 2040
BM | 0 | 0 | 0 | 0 | 0 | 0
CC | 0 | 0 | 0 | 0 | 0 | 0
CSP | 0 | 0 | 0 | 0 | 0 | 0
CT | 0 | 0 | 0 | 0 | 0 | 0
Coal | 0 | 0 | 0 | 0 | 0 | 0
Geo | 0 | 0 | 0 | 0 | 0 | 0
H | 0 | 0 | 0 | 0 | 0 | 0
LFG | 0 | 0 | 0 | 0 | 0 | 0
Nuc | 0 | 0 | 0 | 0 | 0 | 0
PS | 0 | 0 | 0 | 0 | 0 | 0
PV | 0 | 0 | 0 | 0 | 0 | 0
PeakG | 0 | 0 | 0 | 0 | 0 | 0
PeakO | 0 | 0 | 0 | 0 | 0 | 0
ST | 0 | 0 | 0 | 0 | 0 | 0
STOG | 0 | 0 | 0 | 0 | 0 | 0
STWD | 0 | 0 | 0 | 0 | 0 | 0
WT | 0 | 0 | 0 | 0 | 0 | 0
IGCC | 0 | 0 | 0 | 0 | 0 | 0
DemandResponse | 0 | 0 | 0 | 0 | 0 | 0
IGCC-CCS | 0 | 0 | 0 | 0 | 0 | 0
WT_off | 0 | 0 | 0 | 0 | 0 | 0
PseudoUnit | 0 | 0 | 0 | 0 | 0 | 0
FixedInterchange | 0 | 0 | 0 | 0 | 0 | 0
Emission Cost by Reporting Type: EI
ReportingType | 2015 | 2020 | 2025 | 2030 | 2035 | 2040
BM | 0 | 0 | 0 | 0 | 0 | 0
CC | 83.17 | 100.11 | 99.54 | 103.25 | 124.45 | 144.62
CSP | 0 | 0 | 0 | 0 | 0 | 0
CT | 0 | 0.01 | 0.04 | 0.07 | 0.41 | 0.61
Coal | 18.18 | 30.74 | 31.45 | 37.73 | 39.21 | 40.24
Geo | 0 | 0 | 0 | 0 | 0 | 0
H | 0 | 0 | 0 | 0 | 0 | 0
LFG | 0 | 0 | 0 | 0 | 0 | 0
Nuc | 0 | 0 | 0 | 0 | 0 | 0
PS | 0 | 0 | 0 | 0 | 0 | 0
PV | 0 | 0 | 0 | 0 | 0 | 0
PeakG | 0.08 | 0.31 | 0.89 | 0.88 | 1.68 | 1.3
PeakO | 0 | 0 | 0 | 0 | 0 | 0
ST | 0 | 0 | 0 | 0 | 0 | 0
STOG | 1.43 | 3.11 | 3.72 | 3.72 | 4.77 | 5.6
STWD | 0 | 0 | 0 | 0 | 0 | 0
WT | 0 | 0 | 0 | 0 | 0 | 0
IGCC | 0 | 0 | 0 | 0 | 0 | 0
DemandResponse | 0 | 0 | 0 | 0 | 0 | 0
IGCC-CCS | 0 | 0 | 0 | 0 | 0 | 0
WT_off | 0 | 0 | 0 | 0 | 0 | 0
PseudoUnit | 0 | 0 | 0 | 0 | 0 | 0
FixedInterchange | 0 | 0 | 0 | 0 | 0 | 0
Emission Cost by Reporting Type: Outside_EI
ReportingType | 2015 | 2020 | 2025 | 2030 | 2035 | 2040
BM | 0 | 0 | 0 | 0 | 0 | 0
CC | 0 | 0 | 0 | 0 | 0 | 0
CSP | 0 | 0 | 0 | 0 | 0 | 0
CT | 0 | 0 | 0 | 0 | 0 | 0
Coal | 0 | 0 | 0 | 0 | 0 | 0
Geo | 0 | 0 | 0 | 0 | 0 | 0
H | 0 | 0 | 0 | 0 | 0 | 0
LFG | 0 | 0 | 0 | 0 | 0 | 0
Nuc | 0 | 0 | 0 | 0 | 0 | 0
PS | 0 | 0 | 0 | 0 | 0 | 0
PV | 0 | 0 | 0 | 0 | 0 | 0
PeakG | 0 | 0 | 0 | 0 | 0 | 0
PeakO | 0 | 0 | 0 | 0 | 0 | 0
ST | 0 | 0 | 0 | 0 | 0 | 0
STOG | 0 | 0 | 0 | 0 | 0 | 0
STWD | 0 | 0 | 0 | 0 | 0 | 0
WT | 0 | 0 | 0 | 0 | 0 | 0
IGCC | 0 | 0 | 0 | 0 | 0 | 0
DemandResponse | 0 | 0 | 0 | 0 | 0 | 0
IGCC-CCS | 0 | 0 | 0 | 0 | 0 | 0
WT_off | 0 | 0 | 0 | 0 | 0 | 0
PseudoUnit | 0 | 0 | 0 | 0 | 0 | 0
FixedInterchange | 0 | 0 | 0 | 0 | 0 | 0
#8 | 0.26: Base VOM Costs ($million)
Base VOM Costs by Reporting Type: Entergy
ReportingType | 2015 | 2020 | 2025 | 2030 | 2035 | 2040
BM | 0 | 0 | 0 | 0 | 0 | 0
CC | 158.61 | 211.2 | 179.58 | 177.19 | 162.47 | 152.99
CSP | 0 | 0 | 0 | 0 | 0 | 0
CT | 0 | 0 | 0 | 0 | 0 | 0
Coal | 233.14 | 211.19 | 247.31 | 252.94 | 312.3 | 378.08
Geo | 0 | 0 | 0 | 0 | 0 | 0
H | 0 | 0 | 0 | 0 | 0 | 0
LFG | 0 | 0 | 0.01 | 0.01 | 0.01 | 0.01
Nuc | 100.26 | 100.26 | 100.26 | 100.26 | 84.69 | 66.26
PS | 0 | 0 | 0 | 0 | 0 | 0
PV | 0 | 0 | 0 | 0 | 0 | 0
PeakG | 0 | 0 | 0.25 | 0.23 | 0.16 | 0.03
PeakO | 0 | 0 | 0 | 0 | 0 | 0
ST | 0 | 0 | 0 | 0 | 0 | 0
STOG | 3.49 | 3.75 | 3.47 | 3.43 | 3.41 | 3.28
STWD | 0 | 0 | 0 | 0 | 0.01 | 0.18
WT | 0 | 0 | 0 | 0 | 0.01 | 0.01
IGCC | 0 | 0 | 0 | 0 | 0 | 0
DemandResponse | 0 | 0 | 0 | 0 | 0 | 0
IGCC-CCS | 0 | 0 | 0 | 0 | 0 | 0
WT_off | 0 | 0 | 0 | 0 | 0 | 0
PseudoUnit | 0 | 0 | 0 | 0 | 0 | 0
FixedInterchange | 0 | 0 | 0 | 0 | 0 | 0
Base VOM Costs by Reporting Type: FRCC
ReportingType | 2015 | 2020 | 2025 | 2030 | 2035 | 2040
BM | 0 | 0 | 0 | 0 | 0 | 0
CC | 370.87 | 460.72 | 499.23 | 574.95 | 696.06 | 823.01
CSP | 0 | 0 | 0 | 0 | 0 | 0
CT | 8.38 | 9.94 | 9.44 | 9.38 | 8.34 | 7.1
Coal | 206.79 | 218.21 | 244.96 | 247.15 | 252.59 | 252.59
Geo | 0 | 0 | 0 | 0 | 0 | 0
H | 0 | 0 | 0 | 0 | 0 | 0
LFG | 0.04 | 0.04 | 0.06 | 0.06 | 0.06 | 0.06
Nuc | 76.4 | 76.4 | 76.4 | 76.4 | 46.53 | 15.51
PS | 0 | 0 | 0 | 0 | 0 | 0
PV | 0 | 0 | 0 | 0 | 0 | 0
PeakG | 3.68 | 3.8 | 5.97 | 4.19 | 3.33 | 2.53
PeakO | 0 | 0 | 0 | 0 | 0 | 0
ST | 0 | 0 | 0 | 0 | 0 | 0
STOG | 8.52 | 7.24 | 7.24 | 7.1 | 6.57 | 5.13
STWD | 0 | 0.19 | 0.31 | 0.31 | 0.48 | 0.48
WT | 0 | 0 | 0 | 0 | 0 | 0
IGCC | 0 | 0 | 0 | 0 | 0 | 0
DemandResponse | 0 | 0 | 0 | 0 | 0 | 0
IGCC-CCS | 0 | 0 | 0 | 0 | 0 | 0
WT_off | 0 | 0 | 0 | 0 | 0 | 0
PseudoUnit | 0 | 0 | 0 | 0 | 0 | 0
FixedInterchange | 0 | 0 | 0 | 0 | 0 | 0
Base VOM Costs by Reporting Type: MAPP_US
ReportingType | 2015 | 2020 | 2025 | 2030 | 2035 | 2040
BM | 0 | 0 | 0 | 0 | 0 | 0
CC | 0.48 | 0.59 | 0.51 | 0.69 | 0.48 | 0.47
CSP | 0 | 0 | 0 | 0 | 0 | 0
CT | 0 | 0 | 0 | 0 | 0 | 0
Coal | 79.41 | 83.59 | 84.72 | 84.86 | 93.42 | 102.32
Geo | 0 | 0 | 0 | 0 | 0 | 0
H | 0 | 0 | 0 | 0 | 0 | 0
LFG | 0 | 0 | 0 | 0.01 | 0.01 | 0.01
Nuc | 0 | 0 | 0 | 0 | 0 | 0
PS | 0 | 0 | 0 | 0 | 0 | 0
PV | 0 | 0 | 0 | 0 | 0 | 0
PeakG | 0.21 | 0.75 | 0.59 | 1.1 | 1 | 0.92
PeakO | 0 | 0 | 0 | 0 | 0 | 0
ST | 0 | 0 | 0 | 0 | 0 | 0
STOG | 0 | 0 | 0 | 0 | 0 | 0
STWD | 0 | 0 | 0 | 0 | 0 | 0
WT | 0.07 | 0.07 | 0.09 | 0.1 | 0.1 | 0.11
IGCC | 0 | 0 | 0 | 0 | 0 | 0
DemandResponse | 0 | 0 | 0 | 0 | 0 | 0
IGCC-CCS | 0 | 0 | 0 | 0 | 0 | 0
WT_off | 0 | 0 | 0 | 0 | 0 | 0
PseudoUnit | 0 | 0 | 0 | 0 | 0 | 0
FixedInterchange | 0 | 0 | 0 | 0 | 0 | 0
Base VOM Costs by Reporting Type: MISO_IN
ReportingType | 2015 | 2020 | 2025 | 2030 | 2035 | 2040
BM | 0 | 0 | 0 | 0 | 0 | 0
CC | 10.3 | 17.12 | 10.67 | 30.39 | 68.24 | 84.87
CSP | 0 | 0 | 0 | 0 | 0 | 0
CT | 0 | 0 | 0 | 0 | 0 | 0
Coal | 333.54 | 380.02 | 393.25 | 405.46 | 420.83 | 426.45
Geo | 0 | 0 | 0 | 0 | 0 | 0
H | 0 | 0 | 0 | 0 | 0 | 0
LFG | 0 | 0 | 0 | 0.01 | 0.01 | 0.01
Nuc | 0 | 0 | 0 | 0 | 0 | 0
PS | 0 | 0 | 0 | 0 | 0 | 0
PV | 0 | 0 | 0.01 | 0.01 | 0.01 | 0.01
PeakG | 0.11 | 0.1 | 0.21 | 0.21 | 0.09 | 0.29
PeakO | 0 | 0 | 0 | 0 | 0 | 0
ST | 0 | 0 | 0 | 0 | 0 | 0
STOG | 0.12 | 0.13 | 0.13 | 0.13 | 0.19 | 0.25
STWD | 0 | 0 | 0 | 0 | 0 | 0
WT | 0.02 | 0.02 | 0.02 | 0.02 | 0.02 | 0.02
IGCC | 30.43 | 30.43 | 30.43 | 30.43 | 30.43 | 30.43
DemandResponse | 0 | 0 | 0 | 0 | 0 | 0
IGCC-CCS | 0 | 0 | 0 | 0 | 0 | 0
WT_off | 0 | 0 | 0 | 0 | 0 | 0
PseudoUnit | 0 | 0 | 0 | 0 | 0 | 0
FixedInterchange | 0 | 0 | 0 | 0 | 0 | 0
Base VOM Costs by Reporting Type: MISO_MI
ReportingType | 2015 | 2020 | 2025 | 2030 | 2035 | 2040
BM | 0 | 0 | 0 | 0 | 0 | 0
CC | 32.42 | 34.24 | 27.92 | 22.46 | 19.24 | 17.48
CSP | 0 | 0 | 0 | 0 | 0 | 0
CT | 0 | 0 | 0 | 0 | 0 | 0
Coal | 206.47 | 204.1 | 212.63 | 221.49 | 225.18 | 225.18
Geo | 0 | 0 | 0 | 0 | 0 | 0
H | 0 | 0 | 0 | 0 | 0 | 0
LFG | 0.01 | 0.03 | 0.03 | 0.03 | 0.03 | 0.03
Nuc | 34.93 | 34.93 | 34.93 | 34.93 | 20.54 | 20.54
PS | 0 | 0 | 0 | 0 | 0 | 0
PV | 0 | 0 | 0 | 0 | 0 | 0
PeakG | 0.16 | 0.25 | 0.55 | 0.7 | 0.31 | 0.13
PeakO | 0 | 0 | 0 | 0 | 0 | 0
ST | 0 | 0 | 0 | 0 | 0 | 0
STOG | 0.73 | 1.25 | 1.28 | 1.2 | 1.28 | 1.62
STWD | 0.34 | 0 | 0.07 | 0.14 | 0.24 | 0.3
WT | 0.06 | 0.07 | 0.08 | 0.08 | 0.08 | 0.09
IGCC | 0 | 0 | 0 | 0 | 0 | 0
DemandResponse | 0 | 0 | 0 | 0 | 0 | 0
IGCC-CCS | 0 | 0 | 0 | 0 | 0 | 0
WT_off | 0 | 0 | 0 | 0 | 0 | 0
PseudoUnit | 0 | 0 | 0 | 0 | 0 | 0
FixedInterchange | 0 | 0 | 0 | 0 | 0 | 0
Base VOM Costs by Reporting Type: MISO_MO-IL
ReportingType | 2015 | 2020 | 2025 | 2030 | 2035 | 2040
BM | 0 | 0 | 0 | 0 | 0 | 0
CC | 7.39 | 11.83 | 3.64 | 3.18 | 2.74 | 3.1
CSP | 0 | 0 | 0 | 0 | 0 | 0
CT | 0 | 0 | 0 | 0 | 0 | 0
Coal | 389.83 | 359.48 | 361.31 | 380.35 | 410.82 | 411.18
Geo | 0 | 0 | 0 | 0 | 0 | 0
H | 0 | 0 | 0 | 0 | 0 | 0
LFG | 0 | 0 | 0 | 0.02 | 0.02 | 0.02
Nuc | 41.29 | 41.29 | 41.29 | 41.29 | 41.29 | 41.29
PS | 0 | 0 | 0 | 0 | 0 | 0
PV | 0 | 0 | 0 | 0 | 0 | 0
PeakG | 1.17 | 2.25 | 1.05 | 0.92 | 3.67 | 3.89
PeakO | 0 | 0 | 0 | 0 | 0 | 0
ST | 0 | 0 | 0 | 0 | 0 | 0
STOG | 0.14 | 0.26 | 0.14 | 0.14 | 0.14 | 0.02
STWD | 0 | 0 | 0 | 0 | 0 | 0
WT | 0.02 | 0.02 | 0.02 | 0.12 | 0.12 | 0.17
IGCC | 0 | 0 | 0 | 0 | 0 | 0
DemandResponse | 0 | 0 | 0 | 0 | 0 | 0
IGCC-CCS | 0 | 0 | 0 | 0 | 0 | 0
WT_off | 0 | 0 | 0 | 0 | 0 | 0
PseudoUnit | 0 | 0 | 0 | 0 | 0 | 0
FixedInterchange | 0 | 0 | 0 | 0 | 0 | 0
Base VOM Costs by Reporting Type: MISO_W
ReportingType | 2015 | 2020 | 2025 | 2030 | 2035 | 2040
BM | 0 | 0 | 0 | 0 | 0 | 0
CC | 26.8 | 24.91 | 8.36 | 5.13 | 7.6 | 8.25
CSP | 0 | 0 | 0 | 0 | 0 | 0
CT | 0 | 0 | 0 | 0 | 0 | 0
Coal | 309.76 | 335.54 | 314.58 | 318.6 | 332.66 | 332.71
Geo | 0 | 0 | 0 | 0 | 0 | 0
H | 0 | 0 | 0 | 0 | 0 | 0
LFG | 0.02 | 0.02 | 0.02 | 0.02 | 0.02 | 0.02
Nuc | 43.67 | 43.67 | 43.67 | 43.67 | 0 | 0
PS | 0 | 0 | 0 | 0 | 0 | 0
PV | 0 | 0 | 0 | 0 | 0 | 0
PeakG | 3.37 | 1.52 | 0.18 | 0.18 | 0.18 | 0.18
PeakO | 0 | 0 | 0 | 0 | 0 | 0
ST | 0 | 0 | 0 | 0 | 0 | 0
STOG | 0.06 | 0.01 | 0 | 0 | 0 | 0
STWD | 0 | 0 | 0 | 0 | 0.27 | 0.29
WT | 0.32 | 0.44 | 1.21 | 1.28 | 1.34 | 1.34
IGCC | 0 | 0 | 0 | 0 | 0 | 0
DemandResponse | 0 | 0 | 0 | 0 | 0 | 0
IGCC-CCS | 0 | 0 | 0 | 0 | 0 | 0
WT_off | 0 | 0 | 0 | 0 | 0 | 0
PseudoUnit | 0 | 0 | 0 | 0 | 0 | 0
FixedInterchange | 0 | 0 | 0 | 0 | 0 | 0
Base VOM Costs by Reporting Type: MISO_WUMS
ReportingType | 2015 | 2020 | 2025 | 2030 | 2035 | 2040
BM | 0 | 0 | 0 | 0 | 0 | 0
CC | 35.55 | 62.46 | 44.53 | 36.73 | 67.22 | 66.73
CSP | 0 | 0 | 0 | 0 | 0 | 0
CT | 0 | 3.02 | 4.15 | 4.54 | 9.48 | 16.38
Coal | 123.51 | 131.85 | 133.11 | 145.21 | 163.25 | 164.01
Geo | 0 | 0 | 0 | 0 | 0 | 0
H | 0 | 0 | 0 | 0 | 0 | 0
LFG | 0.01 | 0.01 | 0.01 | 0.03 | 0.03 | 0.03
Nuc | 33.6 | 33.6 | 33.6 | 33.6 | 0 | 0
PS | 0 | 0 | 0 | 0 | 0 | 0
PV | 0 | 0 | 0 | 0 | 0 | 0
PeakG | 0.22 | 0.02 | 0.12 | 0 | 0 | 0
PeakO | 0 | 0 | 0 | 0 | 0 | 0
ST | 0 | 0 | 0 | 0 | 0 | 0
STOG | 0.01 | 0 | 0 | 0 | 0 | 0
STWD | 0 | 0 | 0 | 0 | 0 | 0.09
WT | 0.05 | 0.05 | 0.05 | 0.05 | 0.05 | 0.05
IGCC | 0 | 0 | 0 | 0 | 0 | 0
DemandResponse | 0 | 0 | 0 | 0 | 0 | 0
IGCC-CCS | 0 | 0 | 0 | 0 | 0 | 0
WT_off | 0 | 0 | 0 | 0 | 0 | 0
PseudoUnit | 0 | 0 | 0 | 0 | 0 | 0
FixedInterchange | 0 | 0 | 0 | 0 | 0 | 0
Base VOM Costs by Reporting Type: Nebraska
ReportingType | 2015 | 2020 | 2025 | 2030 | 2035 | 2040
BM | 0 | 0 | 0 | 0 | 0 | 0
CC | 1.58 | 1.08 | 0.92 | 1.08 | 0.77 | 0.66
CSP | 0 | 0 | 0 | 0 | 0 | 0
CT | 0 | 0 | 0 | 0 | 0 | 0
Coal | 117.38 | 127.61 | 126.51 | 127.47 | 184.32 | 191.17
Geo | 0 | 0 | 0 | 0 | 0 | 0
H | 0 | 0 | 0 | 0 | 0 | 0
LFG | 0 | 0 | 0.01 | 0.01 | 0.01 | 0.01
Nuc | 23.15 | 23.15 | 23.15 | 23.15 | 0 | 0
PS | 0 | 0 | 0 | 0 | 0 | 0
PV | 0 | 0 | 0 | 0 | 0 | 0
PeakG | 0.59 | 0.54 | 0.61 | 0.71 | 0.17 | 0
PeakO | 0 | 0 | 0 | 0 | 0 | 0
ST | 0 | 0 | 0 | 0 | 0 | 0
STOG | 0.13 | 0.25 | 0.13 | 0.2 | 0.03 | 0
STWD | 0 | 0 | 0 | 0 | 0 | 0
WT | 0.01 | 0.01 | 0.01 | 0.01 | 0.01 | 0.01
IGCC | 0 | 0 | 0 | 0 | 0 | 0
DemandResponse | 0 | 0 | 0 | 0 | 0 | 0
IGCC-CCS | 0 | 0 | 0 | 0 | 0 | 0
WT_off | 0 | 0 | 0 | 0 | 0 | 0
PseudoUnit | 0 | 0 | 0 | 0 | 0 | 0
FixedInterchange | 0 | 0 | 0 | 0 | 0 | 0
Base VOM Costs by Reporting Type: NEISO
ReportingType | 2015 | 2020 | 2025 | 2030 | 2035 | 2040
BM | 9.41 | 0.04 | 0.04 | 0.01 | 0.04 | 0.04
CC | 124.46 | 101.65 | 101.87 | 110.6 | 128.45 | 147.52
CSP | 0 | 0 | 0 | 0 | 0 | 0
CT | 0.03 | 0.11 | 0.11 | 0.08 | 0.27 | 0.61
Coal | 0.12 | 0 | 0 | 0 | 0 | 0
Geo | 0 | 0 | 0 | 0 | 0 | 0
H | 0 | 0 | 0 | 0 | 0 | 0
LFG | 0.05 | 0.05 | 0.06 | 0.06 | 0.06 | 0.06
Nuc | 85.9 | 85.9 | 85.9 | 85.9 | 62.06 | 45.84
PS | 0 | 0 | 0 | 0 | 0 | 0
PV | 0 | 0.01 | 0.01 | 0.01 | 0.01 | 0.01
PeakG | 0.21 | 0.32 | 0.32 | 0.32 | 0.85 | 0.85
PeakO | 0 | 0 | 0 | 0 | 0 | 0
ST | 0 | 0 | 0 | 0 | 0 | 0
STOG | 0 | 0 | 0 | 0 | 0 | 0
STWD | 9.57 | 0.02 | 0.01 | 0 | 0.01 | 0.01
WT | 0.01 | 0.14 | 0.17 | 0.17 | 0.17 | 0.17
IGCC | 0 | 0 | 0 | 0 | 0 | 0
DemandResponse | 0 | 0 | 0 | 0 | 0 | 0
IGCC-CCS | 0 | 0 | 0 | 0 | 0 | 0
WT_off | 0.02 | 0.02 | 0.02 | 0.02 | 0.02 | 0.02
PseudoUnit | 0 | 0 | 0 | 0 | 0 | 0
FixedInterchange | 0 | 0 | 0 | 0 | 0 | 0
Base VOM Costs by Reporting Type: NonRTO_Midwest
ReportingType | 2015 | 2020 | 2025 | 2030 | 2035 | 2040
BM | 0 | 0 | 0 | 0 | 0 | 0
CC | 0 | 7.35 | 5.61 | 7.34 | 10.15 | 13.72
CSP | 0 | 0 | 0 | 0 | 0 | 0
CT | 0 | 0.54 | 0.54 | 0.58 | 1.13 | 1.4
Coal | 232.21 | 265.66 | 270.78 | 276.36 | 280.71 | 286.95
Geo | 0 | 0 | 0 | 0 | 0 | 0
H | 0 | 0 | 0 | 0 | 0 | 0
LFG | 0 | 0 | 0.01 | 0.01 | 0.01 | 0.01
Nuc | 0 | 0 | 0 | 0 | 0 | 0
PS | 0 | 0 | 0 | 0 | 0 | 0
PV | 0 | 0 | 0 | 0 | 0 | 0
PeakG | 1.16 | 2.44 | 1.58 | 1.76 | 2.72 | 2.87
PeakO | 0 | 0 | 0 | 0 | 0 | 0
ST | 0 | 0 | 0 | 0 | 0 | 0
STOG | 0 | 0 | 0 | 0 | 0 | 0
STWD | 0 | 0 | 0 | 0 | 0 | 0
WT | 0 | 0 | 0 | 0 | 0 | 0
IGCC | 0 | 0 | 0 | 0 | 0 | 0
DemandResponse | 0 | 0 | 0 | 0 | 0 | 0
IGCC-CCS | 0 | 0 | 0 | 0 | 0 | 0
WT_off | 0 | 0 | 0 | 0 | 0 | 0
PseudoUnit | 0 | 0 | 0 | 0 | 0 | 0
FixedInterchange | 0 | 0 | 0 | 0 | 0 | 0
Base VOM Costs by Reporting Type: NYISO_A-F
ReportingType | 2015 | 2020 | 2025 | 2030 | 2035 | 2040
BM | 0 | 0 | 0 | 0 | 0 | 0
CC | 21.91 | 28.67 | 32.51 | 33.2 | 26.57 | 33.82
CSP | 0 | 0 | 0 | 0 | 0 | 0
CT | 0 | 0 | 0 | 0 | 0 | 0
Coal | 0 | 0 | 0 | 0 | 0 | 0
Geo | 0 | 0 | 0 | 0 | 0 | 0
H | 0 | 0 | 0 | 0 | 0 | 0
LFG | 0.02 | 0.02 | 0.02 | 0.02 | 0.02 | 0.02
Nuc | 62.23 | 62.23 | 62.23 | 50.74 | 40 | 24.24
PS | 0 | 0 | 0 | 0 | 0 | 0
PV | 0 | 0 | 0 | 0 | 0 | 0
PeakG | 0 | 0 | 0.05 | 0.05 | 0 | 0.04
PeakO | 0 | 0 | 0 | 0 | 0 | 0
ST | 0 | 0 | 0 | 0 | 0 | 0
STOG | 0 | 0 | 0 | 0 | 0 | 0
STWD | 0 | 0 | 0 | 0 | 0 | 0
WT | 0.11 | 0.13 | 0.13 | 0.15 | 0.4 | 0.4
IGCC | 0 | 0 | 0 | 0 | 0 | 0
DemandResponse | 0 | 0 | 0 | 0 | 0 | 0
IGCC-CCS | 0 | 0 | 0 | 0 | 0 | 0
WT_off | 0 | 0 | 0 | 0 | 0 | 0
PseudoUnit | 0 | 0 | 0 | 0 | 0 | 0
FixedInterchange | 0 | 0 | 0 | 0 | 0 | 0
Base VOM Costs by Reporting Type: NYISO_G-I
ReportingType | 2015 | 2020 | 2025 | 2030 | 2035 | 2040
BM | 0 | 0 | 0 | 0 | 0 | 0
CC | 16.07 | 20.31 | 24.94 | 47.08 | 89.04 | 134.07
CSP | 0 | 0 | 0 | 0 | 0 | 0
CT | 0 | 0 | 0 | 0 | 0 | 0
Coal | 0 | 0 | 0 | 0 | 0 | 0
Geo | 0 | 0 | 0 | 0 | 0 | 0
H | 0 | 0 | 0 | 0 | 0 | 0
LFG | 0.01 | 0.01 | 0.01 | 0.01 | 0.01 | 0.01
Nuc | 37.82 | 37.82 | 37.82 | 37.82 | 18.96 | 0.01
PS | 0 | 0 | 0 | 0 | 0 | 0
PV | 0 | 0 | 0 | 0 | 0 | 0
PeakG | 0 | 0 | 0 | 0 | 0 | 0
PeakO | 0 | 0 | 0 | 0 | 0 | 0
ST | 0 | 0 | 0 | 0 | 0 | 0
STOG | 0 | 0 | 0 | 0 | 0 | 0
STWD | 0 | 0 | 0 | 0 | 0 | 0
WT | 0 | 0 | 0 | 0.01 | 0.01 | 0.01
IGCC | 0 | 0 | 0 | 0 | 0 | 0
DemandResponse | 0 | 0 | 0 | 0 | 0 | 0
IGCC-CCS | 0 | 0 | 0 | 0 | 0 | 0
WT_off | 0 | 0 | 0 | 0 | 0 | 0
PseudoUnit | 0 | 0 | 0 | 0 | 0 | 0
FixedInterchange | 0 | 0 | 0 | 0 | 0 | 0
Base VOM Costs by Reporting Type: NYISO_J-K
ReportingType | 2015 | 2020 | 2025 | 2030 | 2035 | 2040
BM | 0 | 0 | 0 | 0 | 0 | 0
CC | 68.36 | 83.65 | 84 | 81.66 | 79.92 | 86.15
CSP | 0 | 0 | 0 | 0 | 0 | 0
CT | 0 | 0 | 0.21 | 0.51 | 0.82 | 3.21
Coal | 0 | 0 | 0 | 0 | 0 | 0
Geo | 0 | 0 | 0 | 0 | 0 | 0
H | 0 | 0 | 0 | 0 | 0 | 0
LFG | 0.01 | 0.01 | 0.02 | 0.02 | 0.02 | 0.02
Nuc | 0 | 0 | 0 | 0 | 0 | 0
PS | 0 | 0 | 0 | 0 | 0 | 0
PV | 0 | 0 | 0 | 0 | 0 | 0
PeakG | 0.41 | 1.19 | 1.52 | 1.41 | 1.64 | 3.63
PeakO | 0 | 0 | 0 | 0 | 0 | 0
ST | 0 | 0 | 0 | 0 | 0 | 0
STOG | 2.74 | 5.15 | 6.41 | 6.41 | 7.34 | 9.17
STWD | 0 | 0 | 0 | 0 | 0 | 0
WT | 0 | 0 | 0 | 0 | 0 | 0
IGCC | 0 | 0 | 0 | 0 | 0 | 0
DemandResponse | 0 | 0 | 0 | 0 | 0 | 0
IGCC-CCS | 0 | 0 | 0 | 0 | 0 | 0
WT_off | 0 | 0 | 0 | 0 | 0 | 0
PseudoUnit | 0 | 0 | 0 | 0 | 0 | 0
FixedInterchange | 0 | 0 | 0 | 0 | 0 | 0
Base VOM Costs by Reporting Type: PJM_E
ReportingType | 2015 | 2020 | 2025 | 2030 | 2035 | 2040
BM | 0.74 | 1.12 | 0.14 | 0.06 | 0.06 | 0.06
CC | 79.41 | 136.29 | 122.81 | 111.07 | 148.83 | 148.99
CSP | 0 | 0 | 0 | 0 | 0 | 0
CT | 0 | 0.01 | 0.01 | 0.03 | 2.28 | 1.19
Coal | 2.17 | 2.05 | 3.11 | 4.95 | 8.15 | 10.38
Geo | 0 | 0 | 0 | 0 | 0 | 0
H | 0 | 0 | 0 | 0 | 0 | 0
LFG | 0.04 | 0.05 | 0.05 | 0.05 | 0.05 | 0.05
Nuc | 157.37 | 146 | 146 | 146 | 104.88 | 83.17
PS | 0 | 0 | 0 | 0 | 0 | 0
PV | 0 | 0 | 0 | 0 | 0 | 0
PeakG | 0 | 0.67 | 4 | 4 | 7.81 | 3.52
PeakO | 0 | 0 | 0 | 0 | 0 | 0
ST | 0 | 0 | 0 | 0 | 0 | 0
STOG | 0.2 | 1.22 | 1.22 | 1.22 | 2.38 | 2.27
STWD | 0 | 0 | 0 | 0 | 0 | 0
WT | 0.02 | 0.02 | 0.02 | 0.02 | 0.02 | 0.02
IGCC | 0 | 0 | 0 | 0 | 0 | 0
DemandResponse | 0 | 0 | 0 | 0 | 0 | 0
IGCC-CCS | 0 | 0 | 0 | 0 | 0 | 0
WT_off | 0 | 0 | 0.04 | 0.04 | 0.04 | 0.04
PseudoUnit | 0 | 0 | 0 | 0 | 0 | 0
FixedInterchange | 0 | 0 | 0 | 0 | 0 | 0
Base VOM Costs by Reporting Type: PJM_ROM
ReportingType | 2015 | 2020 | 2025 | 2030 | 2035 | 2040
BM | 0.42 | 0.67 | 0.08 | 0.04 | 0.03 | 0.03
CC | 47.18 | 68.18 | 60.33 | 57.71 | 143.09 | 418.89
CSP | 0 | 0 | 0 | 0 | 0 | 0
CT | 0 | 0.01 | 0.03 | 0.02 | 0.06 | 0.02
Coal | 197.68 | 242.36 | 248.24 | 262.79 | 262.79 | 262.79
Geo | 0 | 0 | 0 | 0 | 0 | 0
H | 0 | 0 | 0 | 0 | 0 | 0
LFG | 0.03 | 0.05 | 0.05 | 0.05 | 0.05 | 0.05
Nuc | 93.13 | 93.13 | 93.13 | 93.13 | 61.1 | 44.47
PS | 0 | 0 | 0 | 0 | 0 | 0
PV | 0 | 0.03 | 0.04 | 0.05 | 0.05 | 0.05
PeakG | 0 | 0.12 | 0.4 | 0.4 | 1.44 | 1.27
PeakO | 0 | 0 | 0 | 0 | 0 | 0
ST | 0 | 0 | 0 | 0 | 0 | 0
STOG | 1.64 | 2.7 | 3.21 | 3.21 | 3.33 | 3.21
STWD | 0.52 | 1.16 | 0.15 | 0.07 | 0.06 | 0.06
WT | 0.03 | 0.05 | 0.05 | 0.05 | 0.05 | 0.05
IGCC | 0 | 0 | 0 | 0 | 0 | 0
DemandResponse | 0 | 0 | 0 | 0 | 0 | 0
IGCC-CCS | 0 | 0 | 0 | 0 | 0 | 0
WT_off | 0 | 0 | 0 | 0 | 0 | 0
PseudoUnit | 0 | 0 | 0 | 0 | 0 | 0
FixedInterchange | 0 | 0 | 0 | 0 | 0 | 0
Base VOM Costs by Reporting Type: PJM_ROR
ReportingType | 2015 | 2020 | 2025 | 2030 | 2035 | 2040
BM | 0.2 | 0.81 | 0.73 | 0.48 | 0.73 | 0.36
CC | 189.68 | 177.6 | 156.22 | 260.32 | 357.09 | 271.89
CSP | 0 | 0 | 0 | 0 | 0 | 0
CT | 0.03 | 0.06 | 0.06 | 0.06 | 4.96 | 4.96
Coal | 1329.33 | 1211.46 | 1232.53 | 1236.19 | 1248.45 | 1252.43
Geo | 0 | 0 | 0 | 0 | 0 | 0
H | 0 | 0 | 0 | 0 | 0 | 0
LFG | 0.05 | 0.06 | 0.09 | 0.09 | 0.09 | 0.09
Nuc | 370.54 | 370.54 | 370.54 | 354.51 | 275.46 | 185.16
PS | 0 | 0 | 0 | 0 | 0 | 0
PV | 0 | 0 | 0 | 0 | 0 | 0
PeakG | 10.71 | 9.7 | 9.79 | 10.07 | 6.71 | 7.3
PeakO | 0 | 0 | 0 | 0 | 0 | 0
ST | 0 | 0 | 0 | 0 | 0 | 0
STOG | 1.9 | 2.01 | 1.94 | 1.9 | 1.9 | 1.9
STWD | 0.09 | 0.57 | 0.18 | 0.09 | 0.09 | 0.17
WT | 0.31 | 0.57 | 0.67 | 0.71 | 1.06 | 1.44
IGCC | 0 | 0 | 0 | 0 | 0 | 0
DemandResponse | 0 | 0 | 0 | 0 | 0 | 0
IGCC-CCS | 0 | 0 | 0 | 0 | 0 | 0
WT_off | 0 | 0 | 0 | 0 | 0 | 0
PseudoUnit | 0 | 0 | 0 | 0 | 0 | 0
FixedInterchange | 0 | 0 | 0 | 0 | 0 | 0
Base VOM Costs by Reporting Type: SOCO
ReportingType | 2015 | 2020 | 2025 | 2030 | 2035 | 2040
BM | 0 | 0 | 0.12 | 0.11 | 0.19 | 0.19
CC | 316.35 | 327.65 | 296.82 | 276.19 | 259.15 | 244.65
CSP | 0 | 0 | 0 | 0 | 0 | 0
CT | 0 | 0 | 0 | 0 | 0 | 0
Coal | 378.99 | 422.6 | 518.18 | 609.41 | 696.41 | 873.43
Geo | 0 | 0 | 0 | 0 | 0 | 0
H | 0 | 0 | 0 | 0 | 0 | 0
LFG | 0 | 0 | 0.01 | 0.01 | 0.01 | 0.01
Nuc | 108.01 | 143 | 143 | 143 | 143 | 94.09
PS | 0 | 0 | 0 | 0 | 0 | 0
PV | 0 | 0 | 0 | 0 | 0 | 0
PeakG | 3.92 | 8.23 | 15.59 | 15.6 | 16 | 15.77
PeakO | 0 | 0 | 0 | 0 | 0 | 0
ST | 0 | 0 | 0 | 0 | 0 | 0
STOG | 0 | 0 | 0 | 0 | 0 | 0
STWD | 0 | 0 | 0 | 0 | 0 | 0
WT | 0 | 0 | 0 | 0 | 0 | 0
IGCC | 0 | 0 | 0 | 0 | 0 | 0
DemandResponse | 0 | 0 | 0 | 0 | 0 | 0
IGCC-CCS | 0 | 0 | 0 | 0 | 0 | 0
WT_off | 0 | 0 | 0 | 0 | 0 | 0
PseudoUnit | 0 | 0 | 0 | 0 | 0 | 0
FixedInterchange | 0 | 0 | 0 | 0 | 0 | 0
Base VOM Costs by Reporting Type: SPP_N
ReportingType | 2015 | 2020 | 2025 | 2030 | 2035 | 2040
BM | 0 | 0 | 0 | 0 | 0 | 0
CC | 21.05 | 7.47 | 4.21 | 6.47 | 6.59 | 4.37
CSP | 0 | 0 | 0 | 0 | 0 | 0
CT | 0 | 1.92 | 2.01 | 7.27 | 12.41 | 6.67
Coal | 236.28 | 258.69 | 256.9 | 258.69 | 258.69 | 337.27
Geo | 0 | 0 | 0 | 0 | 0 | 0
H | 0 | 0 | 0 | 0 | 0 | 0
LFG | 0 | 0 | 0.01 | 0.01 | 0.01 | 0.01
Nuc | 21.45 | 21.45 | 21.45 | 21.45 | 21.45 | 21.45
PS | 0 | 0 | 0 | 0 | 0 | 0
PV | 0 | 0 | 0 | 0 | 0 | 0
PeakG | 0.49 | 0.81 | 1.27 | 0.21 | 0 | 0
PeakO | 0 | 0 | 0 | 0 | 0 | 0
ST | 0 | 0 | 0 | 0 | 0 | 0
STOG | 1.18 | 1.53 | 1.51 | 1.51 | 1.51 | 1.51
STWD | 0 | 0 | 0 | 0 | 0 | 0
WT | 0.05 | 0.07 | 0.07 | 0.07 | 0.07 | 0.07
IGCC | 0 | 0 | 0 | 0 | 0 | 0
DemandResponse | 0 | 0 | 0 | 0 | 0 | 0
IGCC-CCS | 0 | 0 | 0 | 0 | 0 | 0
WT_off | 0 | 0 | 0 | 0 | 0 | 0
PseudoUnit | 0 | 0 | 0 | 0 | 0 | 0
FixedInterchange | 0 | 0 | 0 | 0 | 0 | 0
Base VOM Costs by Reporting Type: SPP_S
ReportingType | 2015 | 2020 | 2025 | 2030 | 2035 | 2040
BM | 0 | 0 | 0 | 0 | 0 | 0
CC | 98.47 | 58.34 | 49.04 | 50.76 | 51.49 | 45.01
CSP | 0 | 0 | 0 | 0 | 0 | 0
CT | 0 | 0 | 0 | 0 | 0 | 0.14
Coal | 335.21 | 305.56 | 341.08 | 357.66 | 381.64 | 376.92
Geo | 0 | 0 | 0 | 0 | 0 | 0
H | 0 | 0 | 0 | 0 | 0 | 0
LFG | 0 | 0 | 0.01 | 0.01 | 0.01 | 0.01
Nuc | 0 | 0 | 0 | 0 | 0 | 0
PS | 0 | 0 | 0 | 0 | 0 | 0
PV | 0 | 0 | 0 | 0 | 0 | 0
PeakG | 0 | 0 | 0 | 0 | 0 | 0
PeakO | 0 | 0 | 0 | 0 | 0 | 0
ST | 0 | 0 | 0 | 0 | 0 | 0
STOG | 5.41 | 1.63 | 2.47 | 3.36 | 4.13 | 4.68
STWD | 0 | 0 | 0 | 0 | 0 | 0.01
WT | 0.11 | 0.74 | 0.77 | 0.8 | 0.83 | 0.86
IGCC | 0 | 0 | 0 | 0 | 0 | 0
DemandResponse | 0 | 0 | 0 | 0 | 0 | 0
IGCC-CCS | 0 | 0 | 0 | 0 | 0 | 0
WT_off | 0 | 0 | 0 | 0 | 0 | 0
PseudoUnit | 0 | 0 | 0 | 0 | 0 | 0
FixedInterchange | 0 | 0 | 0 | 0 | 0 | 0
Base VOM Costs by Reporting Type: TVA
ReportingType | 2015 | 2020 | 2025 | 2030 | 2035 | 2040
BM | 0 | 0 | 0 | 0 | 0 | 0
CC | 57.88 | 86.06 | 84.86 | 85.33 | 79.01 | 72.07
CSP | 0 | 0 | 0 | 0 | 0 | 0
CT | 0 | 1.71 | 2.3 | 4.04 | 2.31 | 4.42
Coal | 315.03 | 327.85 | 344.77 | 349.48 | 466.09 | 543.24
Geo | 0 | 0 | 0 | 0 | 0 | 0
H | 0 | 0 | 0 | 0 | 0 | 0
LFG | 0 | 0 | 0.01 | 0.01 | 0.01 | 0.01
Nuc | 152.12 | 152.12 | 152.12 | 152.12 | 105.66 | 82.02
PS | 0 | 0 | 0 | 0 | 0 | 0
PV | 0 | 0 | 0 | 0 | 0 | 0
PeakG | 0 | 0 | 0 | 0 | 0 | 0
PeakO | 0 | 0 | 0 | 0 | 0 | 0
ST | 0 | 0 | 0 | 0 | 0 | 0
STOG | 0 | 0 | 0 | 0 | 0 | 0
STWD | 0 | 0 | 0 | 0 | 0 | 0
WT | 0 | 0 | 0 | 0 | 0 | 0
IGCC | 0 | 0 | 0 | 0 | 0 | 0
DemandResponse | 0 | 0 | 0 | 0 | 0 | 0
IGCC-CCS | 0 | 0 | 0 | 0 | 0 | 0
WT_off | 0 | 0 | 0 | 0 | 0 | 0
PseudoUnit | 0 | 0 | 0 | 0 | 0 | 0
FixedInterchange | 0 | 0 | 0 | 0 | 0 | 0
Base VOM Costs by Reporting Type: TVA_Transmission
ReportingType | 2015 | 2020 | 2025 | 2030 | 2035 | 2040
BM | 0 | 0 | 0 | 0 | 0 | 0
CC | 0 | 0 | 0 | 0 | 0 | 0
CSP | 0 | 0 | 0 | 0 | 0 | 0
CT | 0 | 0 | 0 | 0 | 0 | 0
Coal | 0 | 0 | 0 | 0 | 0 | 0
Geo | 0 | 0 | 0 | 0 | 0 | 0
H | 0 | 0 | 0 | 0 | 0 | 0
LFG | 0 | 0 | 0 | 0 | 0 | 0
Nuc | 0 | 0 | 0 | 0 | 0 | 0
PS | 0 | 0 | 0 | 0 | 0 | 0
PV | 0 | 0 | 0 | 0 | 0 | 0
PeakG | 0 | 0 | 0 | 0 | 0 | 0
PeakO | 0 | 0 | 0 | 0 | 0 | 0
ST | 0 | 0 | 0 | 0 | 0 | 0
STOG | 0 | 0 | 0 | 0 | 0 | 0
STWD | 0 | 0 | 0 | 0 | 0 | 0
WT | 0 | 0 | 0 | 0 | 0 | 0
IGCC | 0 | 0 | 0 | 0 | 0 | 0
DemandResponse | 0 | 0 | 0 | 0 | 0 | 0
IGCC-CCS | 0 | 0 | 0 | 0 | 0 | 0
WT_off | 0 | 0 | 0 | 0 | 0 | 0
PseudoUnit | 0 | 0 | 0 | 0 | 0 | 0
FixedInterchange | 0 | 0 | 0 | 0 | 0 | 0
Base VOM Costs by Reporting Type: VACAR
ReportingType | 2015 | 2020 | 2025 | 2030 | 2035 | 2040
BM | 0.03 | 0.03 | 0.02 | 0.01 | 0.01 | 0.01
CC | 174.06 | 201.37 | 169.7 | 190.8 | 277.94 | 368.48
CSP | 0 | 0 | 0 | 0 | 0 | 0
CT | 0.73 | 0.73 | 0.75 | 1.49 | 3.65 | 6.05
Coal | 318.1 | 323.09 | 407.01 | 445.52 | 481.31 | 487.1
Geo | 0 | 0 | 0 | 0 | 0 | 0
H | 0 | 0 | 0 | 0 | 0 | 0
LFG | 0.01 | 0.01 | 0.01 | 0.01 | 0.01 | 0.01
Nuc | 211.36 | 248.42 | 248.42 | 248.42 | 188.36 | 154
PS | 0 | 0 | 0 | 0 | 0 | 0
PV | 0 | 0 | 0 | 0 | 0 | 0
PeakG | 0.94 | 1.47 | 2.61 | 2.47 | 2.47 | 2.34
PeakO | 0 | 0 | 0 | 0 | 0 | 0
ST | 0 | 0 | 0 | 0 | 0 | 0
STOG | 0 | 0 | 0 | 0 | 0 | 0
STWD | 4.67 | 0.51 | 0.26 | 0.27 | 0.27 | 0.45
WT | 0 | 0.08 | 0.08 | 0.08 | 0.08 | 0.08
IGCC | 0 | 0 | 0 | 0 | 0 | 0
DemandResponse | 0 | 0 | 0 | 0 | 0 | 0
IGCC-CCS | 0 | 0 | 0 | 0 | 0 | 0
WT_off | 0 | 0.04 | 0.09 | 0.1 | 0.11 | 0.12
PseudoUnit | 0 | 0 | 0 | 0 | 0 | 0
FixedInterchange | 0 | 0 | 0 | 0 | 0 | 0
Base VOM Costs by Reporting Type: IESO
ReportingType | 2015 | 2020 | 2025 | 2030 | 2035 | 2040
BM | 0 | 0 | 0 | 0 | 0 | 0
CC | 2.82 | 4.5 | 5.23 | 6.39 | 25.99 | 80.1
CSP | 0 | 0 | 0 | 0 | 0 | 0
CT | 0 | 0 | 0 | 0 | 0.3 | 1.26
Coal | 0 | 0 | 0 | 0 | 0 | 0
Geo | 0 | 0 | 0 | 0 | 0 | 0
H | 0 | 0 | 0 | 0 | 0 | 0
LFG | 0.01 | 0.01 | 0.01 | 0.01 | 0.01 | 0.01
Nuc | 240.73 | 240.73 | 240.73 | 240.73 | 221.68 | 193.2
PS | 0 | 0 | 0 | 0 | 0 | 0
PV | 0 | 0 | 0 | 0 | 0 | 0
PeakG | 0 | 0 | 0 | 0 | 0 | 0.11
PeakO | 0 | 0 | 0 | 0 | 0 | 0
ST | 0 | 0 | 0 | 0 | 0 | 0
STOG | 0 | 0 | 0 | 0 | 0 | 0
STWD | 0 | 0 | 0 | 0 | 0 | 0
WT | 0.09 | 0.09 | 0.09 | 0.09 | 0.09 | 0.09
IGCC | 0 | 0 | 0 | 0 | 0 | 0
DemandResponse | 0 | 0 | 0 | 0 | 0 | 0
IGCC-CCS | 0 | 0 | 0 | 0 | 0 | 0
WT_off | 0 | 0 | 0 | 0 | 0 | 0
PseudoUnit | 0 | 0 | 0 | 0 | 0 | 0
FixedInterchange | 0 | 0 | 0 | 0 | 0 | 0
Base VOM Costs by Reporting Type: MAPP_CA
ReportingType | 2015 | 2020 | 2025 | 2030 | 2035 | 2040
BM | 0 | 0 | 0 | 0 | 0 | 0
CC | 22.86 | 34.89 | 35.89 | 40.23 | 44.97 | 41.72
CSP | 0 | 0 | 0 | 0 | 0 | 0
CT | 0 | 0 | 0 | 0.01 | 0.34 | 0.37
Coal | 0.82 | 1.35 | 2.26 | 10.3 | 17.26 | 28.72
Geo | 0 | 0 | 0 | 0 | 0 | 0
H | 0 | 0 | 0 | 0 | 0 | 0
LFG | 0 | 0 | 0 | 0 | 0 | 0
Nuc | 0 | 0 | 0 | 0 | 0 | 0
PS | 0 | 0 | 0 | 0 | 0 | 0
PV | 0 | 0 | 0 | 0 | 0 | 0
PeakG | 0 | 0 | 0 | 0 | 0 | 0
PeakO | 0 | 0 | 0 | 0 | 0 | 0
ST | 0 | 0 | 0 | 0 | 0 | 0
STOG | 0 | 0 | 0 | 0 | 0 | 0
STWD | 0 | 0 | 0 | 0 | 0 | 0
WT | 0.02 | 0.02 | 0.02 | 0.02 | 0.02 | 0.02
IGCC | 0 | 0 | 0 | 0 | 0 | 0
DemandResponse | 0 | 0 | 0 | 0 | 0 | 0
IGCC-CCS | 0 | 0 | 0 | 0 | 0 | 0
WT_off | 0 | 0 | 0 | 0 | 0 | 0
PseudoUnit | 0 | 0 | 0 | 0 | 0 | 0
FixedInterchange | 0 | 0 | 0 | 0 | 0 | 0
Base VOM Costs by Reporting Type: AZ_NM_SNV_Coal
ReportingType | 2015 | 2020 | 2025 | 2030 | 2035 | 2040
BM | 0 | 0 | 0 | 0 | 0 | 0
CC | 0 | 0 | 0 | 0 | 0 | 0
CSP | 0 | 0 | 0 | 0 | 0 | 0
CT | 0 | 0 | 0 | 0 | 0 | 0
Coal | 271.68 | 319.72 | 319.48 | 305.44 | 283.08 | 215.61
Geo | 0 | 0 | 0 | 0 | 0 | 0
H | 0 | 0 | 0 | 0 | 0 | 0
LFG | 0 | 0 | 0 | 0 | 0 | 0
Nuc | 0 | 0 | 0 | 0 | 0 | 0
PS | 0 | 0 | 0 | 0 | 0 | 0
PV | 0 | 0 | 0 | 0 | 0 | 0
PeakG | 0 | 0 | 0 | 0 | 0 | 0
PeakO | 0 | 0 | 0 | 0 | 0 | 0
ST | 0 | 0 | 0 | 0 | 0 | 0
STOG | 0 | 0 | 0 | 0 | 0 | 0
STWD | 0 | 0 | 0 | 0 | 0 | 0
WT | 0 | 0 | 0 | 0 | 0 | 0
IGCC | 0 | 0 | 0 | 0 | 0 | 0
DemandResponse | 0 | 0 | 0 | 0 | 0 | 0
IGCC-CCS | 0 | 0 | 0 | 0 | 0 | 0
WT_off | 0 | 0 | 0 | 0 | 0 | 0
PseudoUnit | 0 | 0 | 0 | 0 | 0 | 0
FixedInterchange | 0 | 0 | 0 | 0 | 0 | 0
Base VOM Costs by Reporting Type: AZ_NM_SNV_Gas
ReportingType | 2015 | 2020 | 2025 | 2030 | 2035 | 2040
BM | 0 | 0 | 0 | 0 | 0 | 0
CC | 254.87 | 255.26 | 155.85 | 114.29 | 111.16 | 110.25
CSP | 0 | 0 | 0 | 0 | 0 | 0
CT | 0 | 0 | 0.07 | 0.24 | 0 | 0
Coal | 0 | 0 | 0 | 0 | 0 | 0
Geo | 0 | 0 | 0 | 0 | 0 | 0
H | 0 | 0 | 0 | 0 | 0 | 0
LFG | 0 | 0 | 0 | 0 | 0 | 0
Nuc | 0 | 0 | 0 | 0 | 0 | 0
PS | 0 | 0 | 0 | 0 | 0 | 0
PV | 0 | 0 | 0 | 0 | 0 | 0
PeakG | 0 | 0 | 0.14 | 0.83 | 0.83 | 2.48
PeakO | 0 | 0 | 0 | 0 | 0 | 0
ST | 0 | 0 | 0 | 0 | 0 | 0
STOG | 0 | 0 | 0 | 0 | 0 | 0
STWD | 0 | 0 | 0 | 0 | 0 | 0
WT | 0 | 0 | 0 | 0 | 0 | 0
IGCC | 0 | 0 | 0 | 0 | 0 | 0
DemandResponse | 0 | 0 | 0 | 0 | 0 | 0
IGCC-CCS | 0 | 0 | 0 | 0 | 0 | 0
WT_off | 0 | 0 | 0 | 0 | 0 | 0
PseudoUnit | 0 | 0 | 0 | 0 | 0 | 0
FixedInterchange | 0 | 0 | 0 | 0 | 0 | 0
Base VOM Costs by Reporting Type: AZ_NM_SNV_NucRenew
ReportingType | 2015 | 2020 | 2025 | 2030 | 2035 | 2040
BM | 0 | 0 | 0 | 0 | 0 | 0
CC | 0 | 0 | 0 | 0 | 0 | 0
CSP | 0 | 0 | 0 | 0 | 0 | 0
CT | 0 | 0 | 0 | 0 | 0 | 0
Coal | 0 | 0 | 0 | 0 | 0 | 0
Geo | 0 | 0 | 116.31 | 116.31 | 116.31 | 116.31
H | 0 | 0 | 0 | 0 | 0 | 0
LFG | 0 | 0 | 0.01 | 0.01 | 0.01 | 0.01
Nuc | 71.66 | 71.66 | 71.66 | 71.66 | 71.66 | 71.66
PS | 0 | 0 | 0 | 0 | 0 | 0
PV | 0 | 0 | 0 | 0 | 0 | 0
PeakG | 0 | 0 | 0 | 0 | 0 | 0
PeakO | 0 | 0 | 0 | 0 | 0 | 0
ST | 0.01 | 0.03 | 0.04 | 0.04 | 0.04 | 0.04
STOG | 0 | 0 | 0 | 0 | 0 | 0
STWD | 0.43 | 0.01 | 0 | 0.01 | 0.09 | 0.13
WT | 0.02 | 0.43 | 0.76 | 1.4 | 1.71 | 2.19
IGCC | 0 | 0 | 0 | 0 | 0 | 0
DemandResponse | 0 | 0 | 0 | 0 | 0 | 0
IGCC-CCS | 0 | 0 | 0 | 0 | 0 | 0
WT_off | 0 | 0 | 0 | 0 | 0 | 0
PseudoUnit | 0 | 0 | 0 | 0 | 0 | 0
FixedInterchange | 0 | 0 | 0 | 0 | 0 | 0
Base VOM Costs by Reporting Type: ERCOT
ReportingType | 2015 | 2020 | 2025 | 2030 | 2035 | 2040
BM | 0 | 0 | 0 | 0 | 0.49 | 0.49
CC | 371.53 | 426.27 | 263.31 | 272.87 | 311.02 | 346.53
CSP | 0 | 0 | 0 | 0 | 0 | 0
CT | 0 | 0.02 | 0 | 0 | 0 | 0
Coal | 433.97 | 520.47 | 578.91 | 590.48 | 591.86 | 591.86
Geo | 0 | 0 | 0 | 0 | 0 | 0
H | 0 | 0 | 0 | 0 | 0 | 0
LFG | 0.01 | 0.01 | 0.04 | 0.04 | 0.04 | 0.04
Nuc | 94.14 | 94.14 | 94.14 | 94.14 | 94.14 | 94.14
PS | 0 | 0 | 0 | 0 | 0 | 0
PV | 0 | 0 | 0 | 0 | 0 | 0
PeakG | 0 | 0.03 | 0 | 0 | 0 | 0
PeakO | 0 | 0 | 0 | 0 | 0 | 0
ST | 0 | 0 | 0 | 0 | 0 | 0
STOG | 13.32 | 17.01 | 8.4 | 11.2 | 10.62 | 9.7
STWD | 0 | 0 | 0 | 0 | 0 | 0
WT | 0.32 | 0.32 | 1.04 | 1.07 | 1.11 | 1.14
IGCC | 0 | 0 | 0 | 0 | 0 | 0
DemandResponse | 0 | 0 | 0 | 0 | 0 | 0
IGCC-CCS | 0 | 0 | 0 | 0 | 0 | 0
WT_off | 0 | 0 | 0 | 0 | 0 | 0
PseudoUnit | 0 | 0 | 0 | 0 | 0 | 0
FixedInterchange | 0 | 0 | 0 | 0 | 0 | 0
Base VOM Costs by Reporting Type: NP15
ReportingType | 2015 | 2020 | 2025 | 2030 | 2035 | 2040
BM | 0 | 0 | 0 | 0 | 0 | 0
CC | 100.38 | 65.48 | 58.73 | 22.77 | 15.96 | 12.06
CSP | 0 | 0 | 0 | 0 | 0 | 0
CT | 0 | 0 | 0 | 0 | 0 | 0
Coal | 0.81 | 0 | 0 | 0 | 0 | 0
Geo | 0.11 | 48.23 | 48.23 | 48.23 | 48.23 | 48.23
H | 0 | 0 | 0 | 0 | 0 | 0
LFG | 0.01 | 0.06 | 0.06 | 0.06 | 0.06 | 0.06
Nuc | 42.53 | 42.53 | 42.53 | 42.53 | 42.53 | 42.53
PS | 0 | 0 | 0 | 0 | 0 | 0
PV | 0 | 0 | 0 | 0 | 0 | 0
PeakG | 0 | 0 | 0 | 0 | 0 | 0
PeakO | 0 | 0 | 0 | 0 | 0 | 0
ST | 0 | 0 | 0 | 0 | 0 | 0
STOG | 0.32 | 0.24 | 0.25 | 0.1 | 0.1 | 0.25
STWD | 7.35 | 0 | 0.01 | 0.1 | 0.2 | 2.24
WT | 0.04 | 0.13 | 0.13 | 0.13 | 0.37 | 0.39
IGCC | 0 | 0 | 0 | 0 | 0 | 0
DemandResponse | 0 | 0 | 0 | 0 | 0 | 0
IGCC-CCS | 0 | 0 | 0 | 0 | 0 | 0
WT_off | 0 | 0 | 0 | 0 | 0 | 0
PseudoUnit | 0 | 0 | 0 | 0 | 0 | 0
FixedInterchange | 0 | 0 | 0 | 0 | 0 | 0
Base VOM Costs by Reporting Type: NWPP_Coal
ReportingType | 2015 | 2020 | 2025 | 2030 | 2035 | 2040
BM | 0 | 0 | 0 | 0 | 0 | 0
CC | 0 | 0 | 0 | 0 | 0 | 0
CSP | 0 | 0 | 0 | 0 | 0 | 0
CT | 0 | 0 | 0 | 0 | 0 | 0
Coal | 349.5 | 385.5 | 385.5 | 385.5 | 385.5 | 373.77
Geo | 0 | 0 | 0 | 0 | 0 | 0
H | 0 | 0 | 0 | 0 | 0 | 0
LFG | 0 | 0 | 0 | 0 | 0 | 0
Nuc | 0 | 0 | 0 | 0 | 0 | 0
PS | 0 | 0 | 0 | 0 | 0 | 0
PV | 0 | 0 | 0 | 0 | 0 | 0
PeakG | 0 | 0 | 0 | 0 | 0 | 0
PeakO | 0 | 0 | 0 | 0 | 0 | 0
ST | 0 | 0 | 0 | 0 | 0 | 0
STOG | 0 | 0 | 0 | 0 | 0 | 0
STWD | 0 | 0 | 0 | 0 | 0 | 0
WT | 0 | 0 | 0 | 0 | 0 | 0
IGCC | 0 | 0 | 0 | 0 | 0 | 0
DemandResponse | 0 | 0 | 0 | 0 | 0 | 0
IGCC-CCS | 0 | 0 | 0 | 0 | 0 | 0
WT_off | 0 | 0 | 0 | 0 | 0 | 0
PseudoUnit | 0 | 0 | 0 | 0 | 0 | 0
FixedInterchange | 0 | 0 | 0 | 0 | 0 | 0
Base VOM Costs by Reporting Type: NWPP_Gas
ReportingType | 2015 | 2020 | 2025 | 2030 | 2035 | 2040
BM | 0 | 0 | 0 | 0 | 0 | 0
CC | 122.48 | 122.48 | 122.48 | 180.54 | 136.11 | 97.18
CSP | 0 | 0 | 0 | 0 | 0 | 0
CT | 0 | 0 | 0 | 0 | 0 | 0
Coal | 0 | 0 | 0 | 0 | 0 | 0
Geo | 0 | 0 | 0 | 0 | 0 | 0
H | 0 | 0 | 0 | 0 | 0 | 0
LFG | 0 | 0 | 0 | 0 | 0 | 0
Nuc | 0 | 0 | 0 | 0 | 0 | 0
PS | 0 | 0 | 0 | 0 | 0 | 0
PV | 0 | 0 | 0 | 0 | 0 | 0
PeakG | 0 | 0 | 0 | 0 | 0 | 0
PeakO | 0 | 0 | 0 | 0 | 0 | 0
ST | 0 | 0 | 0 | 0 | 0 | 0
STOG | 0 | 0 | 0 | 0 | 0 | 0
STWD | 0 | 0 | 0 | 0 | 0 | 0
WT | 0 | 0 | 0 | 0 | 0 | 0
IGCC | 0 | 0 | 0 | 0 | 0 | 0
DemandResponse | 0 | 0 | 0 | 0 | 0 | 0
IGCC-CCS | 0 | 0 | 0 | 0 | 0 | 0
WT_off | 0 | 0 | 0 | 0 | 0 | 0
PseudoUnit | 0 | 0 | 0 | 0 | 0 | 0
FixedInterchange | 0 | 0 | 0 | 0 | 0 | 0
Base VOM Costs by Reporting Type: NWPP_NucRenew
ReportingType | 2015 | 2020 | 2025 | 2030 | 2035 | 2040
BM | 0 | 0.01 | 0 | 0 | 0 | 0
CC | 0 | 0 | 0 | 0 | 0 | 0
CSP | 0 | 0 | 0 | 0 | 0 | 0
CT | 0 | 0 | 0 | 0 | 0 | 0
Coal | 0 | 0 | 0 | 0 | 0 | 0
Geo | 6.93 | 8.93 | 41.74 | 41.74 | 41.74 | 41.74
H | 0 | 0 | 0 | 0 | 0 | 0
LFG | 0.01 | 0.01 | 0.03 | 0.03 | 0.03 | 0.03
Nuc | 20.91 | 20.91 | 20.91 | 20.91 | 20.91 | 20.91
PS | 0 | 0 | 0 | 0 | 0 | 0
PV | 0 | 0 | 0 | 0 | 0 | 0
PeakG | 0 | 0 | 0 | 0 | 0 | 0
PeakO | 0 | 0 | 0 | 0 | 0 | 0
ST | 0 | 0 | 0 | 0 | 0 | 0
STOG | 0 | 0 | 0 | 0 | 0 | 0
STWD | 0 | 0 | 0 | 0 | 0 | 0
WT | 0.19 | 0.19 | 0.19 | 0.19 | 0.49 | 0.9
IGCC | 0 | 0 | 0 | 0 | 0 | 0
DemandResponse | 0 | 0 | 0 | 0 | 0 | 0
IGCC-CCS | 0 | 0 | 0 | 0 | 0 | 0
WT_off | 0 | 0 | 0 | 0 | 0 | 0
PseudoUnit | 0 | 0 | 0 | 0 | 0 | 0
FixedInterchange | 0 | 0 | 0 | 0 | 0 | 0
Base VOM Costs by Reporting Type: RMPA
ReportingType | 2015 | 2020 | 2025 | 2030 | 2035 | 2040
BM | 0 | 0 | 0 | 0 | 0 | 0
CC | 16.82 | 16.03 | 3.71 | 4.24 | 5.08 | 5.37
CSP | 0 | 0 | 0 | 0 | 0 | 0
CT | 0 | 0 | 0 | 0 | 0 | 0
Coal | 211.72 | 226.81 | 207.95 | 207.26 | 198.3 | 186.61
Geo | 0 | 0 | 206.14 | 206.14 | 206.14 | 206.14
H | 0 | 0 | 0 | 0 | 0 | 0
LFG | 0 | 0 | 0 | 0 | 0 | 0
Nuc | 0 | 0 | 0 | 0 | 0 | 0
PS | 0 | 0 | 0 | 0 | 0 | 0
PV | 0 | 0 | 0 | 0 | 0 | 0
PeakG | 0.09 | 0.09 | 0 | 0 | 0.06 | 0.19
PeakO | 0 | 0 | 0 | 0 | 0 | 0
ST | 0 | 0.01 | 0.01 | 0.02 | 0.02 | 0.02
STOG | 0 | 0 | 0 | 0 | 0 | 0
STWD | 0 | 0 | 0 | 0 | 0 | 0
WT | 0.07 | 0.13 | 0.13 | 0.2 | 0.32 | 0.4
IGCC | 0 | 0 | 0 | 0 | 0 | 0
DemandResponse | 0 | 0 | 0 | 0 | 0 | 0
IGCC-CCS | 0 | 0 | 0 | 0 | 0 | 0
WT_off | 0 | 0 | 0 | 0 | 0 | 0
PseudoUnit | 0 | 0 | 0 | 0 | 0 | 0
FixedInterchange | 0 | 0 | 0 | 0 | 0 | 0
Base VOM Costs by Reporting Type: SP15
ReportingType | 2015 | 2020 | 2025 | 2030 | 2035 | 2040
BM | 0.22 | 0 | 0 | 0.01 | 0.04 | 0.07
CC | 96.5 | 47.55 | 30.03 | 27.2 | 16.82 | 12.67
CSP | 0 | 0 | 0 | 0 | 0 | 0
CT | 0 | 0 | 0 | 0 | 0 | 0
Coal | 2.89 | 3.19 | 0 | 0 | 0 | 0
Geo | 4.1 | 120.4 | 120.4 | 120.4 | 120.4 | 120.4
H | 0 | 0 | 0 | 0 | 0 | 0
LFG | 0.02 | 0.07 | 0.07 | 0.07 | 0.07 | 0.07
Nuc | 41.61 | 41.61 | 41.61 | 41.61 | 41.61 | 41.61
PS | 0 | 0 | 0 | 0 | 0 | 0
PV | 0 | 0 | 0 | 0 | 0 | 0
PeakG | 0 | 0 | 0 | 0 | 0 | 0
PeakO | 0 | 0 | 0 | 0 | 0 | 0
ST | 0.02 | 0.02 | 0.02 | 0.02 | 0.02 | 0.02
STOG | 0.41 | 0.43 | 0 | 0 | 0.04 | 0.1
STWD | 1.98 | 0 | 0.01 | 0.03 | 0.1 | 0.41
WT | 0.07 | 0.11 | 0.46 | 0.46 | 0.46 | 0.46
IGCC | 0 | 0 | 0 | 0 | 0 | 0
DemandResponse | 0 | 0 | 0 | 0 | 0 | 0
IGCC-CCS | 0 | 0 | 0 | 0 | 0 | 0
WT_off | 0 | 0 | 0 | 0 | 0 | 0
PseudoUnit | 0 | 0 | 0 | 0 | 0 | 0
FixedInterchange | 0 | 0 | 0 | 0 | 0 | 0
Base VOM Costs by Reporting Type: ALB
ReportingType | 2015 | 2020 | 2025 | 2030 | 2035 | 2040
BM | 0 | 0 | 0 | 0 | 0 | 0
CC | 47.15 | 66.82 | 82.17 | 103.41 | 128.39 | 152.54
CSP | 0 | 0 | 0 | 0 | 0 | 0
CT | 0 | 0 | 0 | 0 | 0 | 0
Coal | 167.67 | 167.67 | 167.67 | 167.67 | 167.67 | 167.67
Geo | 0 | 0 | 0 | 0 | 0 | 0
H | 0 | 0 | 0 | 0 | 0 | 0
LFG | 0 | 0 | 0 | 0 | 0 | 0
Nuc | 0 | 0 | 0 | 0 | 0 | 0
PS | 0 | 0 | 0 | 0 | 0 | 0
PV | 0 | 0 | 0 | 0 | 0 | 0
PeakG | 0 | 0 | 0 | 0 | 0 | 0
PeakO | 0 | 0 | 0 | 0 | 0 | 0
ST | 0 | 0 | 0 | 0 | 0 | 0
STOG | 0 | 0 | 0 | 0 | 0 | 0
STWD | 0 | 0 | 0 | 0 | 0 | 0
WT | 0.02 | 0.02 | 0.02 | 0.02 | 0.02 | 0.02
IGCC | 0 | 0 | 0 | 0 | 0 | 0
DemandResponse | 0 | 0 | 0 | 0 | 0 | 0
IGCC-CCS | 0 | 0 | 0 | 0 | 0 | 0
WT_off | 0 | 0 | 0 | 0 | 0 | 0
PseudoUnit | 0 | 0 | 0 | 0 | 0 | 0
FixedInterchange | 0 | 0 | 0 | 0 | 0 | 0
Base VOM Costs by Reporting Type: BC
ReportingType | 2015 | 2020 | 2025 | 2030 | 2035 | 2040
BM | 0 | 0 | 0 | 0 | 0 | 0
CC | 33.57 | 44.95 | 62.07 | 75.98 | 87.01 | 83.29
CSP | 0 | 0 | 0 | 0 | 0 | 0
CT | 0 | 0 | 0 | 0 | 0 | 0
Coal | 0 | 0 | 0 | 0 | 0 | 0
Geo | 0 | 0 | 0 | 0 | 0 | 0
H | 0 | 0 | 0 | 0 | 0 | 0
LFG | 0 | 0 | 0 | 0 | 0 | 0
Nuc | 0 | 0 | 0 | 0 | 0 | 0
PS | 0 | 0 | 0 | 0 | 0 | 0
PV | 0 | 0 | 0 | 0 | 0 | 0
PeakG | 0 | 0 | 0 | 0 | 0 | 0
PeakO | 0 | 0 | 0 | 0 | 0 | 0
ST | 0 | 0 | 0 | 0 | 0 | 0
STOG | 0 | 0 | 0 | 0 | 0 | 0
STWD | 0 | 0 | 0 | 0 | 0 | 0
WT | 0.01 | 0.01 | 0.01 | 0.01 | 0.01 | 0.01
IGCC | 0 | 0 | 0 | 0 | 0 | 0
DemandResponse | 0 | 0 | 0 | 0 | 0 | 0
IGCC-CCS | 0 | 0 | 0 | 0 | 0 | 0
WT_off | 0 | 0 | 0 | 0 | 0 | 0
PseudoUnit | 0 | 0 | 0 | 0 | 0 | 0
FixedInterchange | 0 | 0 | 0 | 0 | 0 | 0
Base VOM Costs by Reporting Type: HQ_IESO
ReportingType | 2015 | 2020 | 2025 | 2030 | 2035 | 2040
BM | 0 | 0 | 0 | 0 | 0 | 0
CC | 0 | 0 | 0 | 0 | 0 | 0
CSP | 0 | 0 | 0 | 0 | 0 | 0
CT | 0 | 0 | 0 | 0 | 0 | 0
Coal | 0 | 0 | 0 | 0 | 0 | 0
Geo | 0 | 0 | 0 | 0 | 0 | 0
H | 0 | 0 | 0 | 0 | 0 | 0
LFG | 0 | 0 | 0 | 0 | 0 | 0
Nuc | 0 | 0 | 0 | 0 | 0 | 0
PS | 0 | 0 | 0 | 0 | 0 | 0
PV | 0 | 0 | 0 | 0 | 0 | 0
PeakG | 0 | 0 | 0 | 0 | 0 | 0
PeakO | 0 | 0 | 0 | 0 | 0 | 0
ST | 0 | 0 | 0 | 0 | 0 | 0
STOG | 0 | 0 | 0 | 0 | 0 | 0
STWD | 0 | 0 | 0 | 0 | 0 | 0
WT | 0 | 0 | 0 | 0 | 0 | 0
IGCC | 0 | 0 | 0 | 0 | 0 | 0
DemandResponse | 0 | 0 | 0 | 0 | 0 | 0
IGCC-CCS | 0 | 0 | 0 | 0 | 0 | 0
WT_off | 0 | 0 | 0 | 0 | 0 | 0
PseudoUnit | 0 | 0 | 0 | 0 | 0 | 0
FixedInterchange | 0 | 0 | 0 | 0 | 0 | 0
Base VOM Costs by Reporting Type: HQ_NEISO
ReportingType | 2015 | 2020 | 2025 | 2030 | 2035 | 2040
BM | 0 | 0 | 0 | 0 | 0 | 0
CC | 0 | 0 | 0 | 0 | 0 | 0
CSP | 0 | 0 | 0 | 0 | 0 | 0
CT | 0 | 0 | 0 | 0 | 0 | 0
Coal | 0 | 0 | 0 | 0 | 0 | 0
Geo | 0 | 0 | 0 | 0 | 0 | 0
H | 0 | 0 | 0 | 0 | 0 | 0
LFG | 0 | 0 | 0 | 0 | 0 | 0
Nuc | 0 | 0 | 0 | 0 | 0 | 0
PS | 0 | 0 | 0 | 0 | 0 | 0
PV | 0 | 0 | 0 | 0 | 0 | 0
PeakG | 0 | 0 | 0 | 0 | 0 | 0
PeakO | 0 | 0 | 0 | 0 | 0 | 0
ST | 0 | 0 | 0 | 0 | 0 | 0
STOG | 0 | 0 | 0 | 0 | 0 | 0
STWD | 0 | 0 | 0 | 0 | 0 | 0
WT | 0 | 0 | 0 | 0 | 0 | 0
IGCC | 0 | 0 | 0 | 0 | 0 | 0
DemandResponse | 0 | 0 | 0 | 0 | 0 | 0
IGCC-CCS | 0 | 0 | 0 | 0 | 0 | 0
WT_off | 0 | 0 | 0 | 0 | 0 | 0
PseudoUnit | 0 | 0 | 0 | 0 | 0 | 0
FixedInterchange | 0 | 0 | 0 | 0 | 0 | 0
Base VOM Costs by Reporting Type: HQ_NY
ReportingType | 2015 | 2020 | 2025 | 2030 | 2035 | 2040
BM | 0 | 0 | 0 | 0 | 0 | 0
CC | 0 | 0 | 0 | 0 | 0 | 0
CSP | 0 | 0 | 0 | 0 | 0 | 0
CT | 0 | 0 | 0 | 0 | 0 | 0
Coal | 0 | 0 | 0 | 0 | 0 | 0
Geo | 0 | 0 | 0 | 0 | 0 | 0
H | 0 | 0 | 0 | 0 | 0 | 0
LFG | 0 | 0 | 0 | 0 | 0 | 0
Nuc | 0 | 0 | 0 | 0 | 0 | 0
PS | 0 | 0 | 0 | 0 | 0 | 0
PV | 0 | 0 | 0 | 0 | 0 | 0
PeakG | 0 | 0 | 0 | 0 | 0 | 0
PeakO | 0 | 0 | 0 | 0 | 0 | 0
ST | 0 | 0 | 0 | 0 | 0 | 0
STOG | 0 | 0 | 0 | 0 | 0 | 0
STWD | 0 | 0 | 0 | 0 | 0 | 0
WT | 0 | 0 | 0 | 0 | 0 | 0
IGCC | 0 | 0 | 0 | 0 | 0 | 0
DemandResponse | 0 | 0 | 0 | 0 | 0 | 0
IGCC-CCS | 0 | 0 | 0 | 0 | 0 | 0
WT_off | 0 | 0 | 0 | 0 | 0 | 0
PseudoUnit | 0 | 0 | 0 | 0 | 0 | 0
FixedInterchange | 0 | 0 | 0 | 0 | 0 | 0
Base VOM Costs by Reporting Type: MARITIMES
ReportingType | 2015 | 2020 | 2025 | 2030 | 2035 | 2040
BM | 0 | 0 | 0 | 0 | 0 | 0
CC | 0 | 0 | 0 | 0 | 0 | 0
CSP | 0 | 0 | 0 | 0 | 0 | 0
CT | 0 | 0 | 0 | 0 | 0 | 0
Coal | 0 | 0 | 0 | 0 | 0 | 0
Geo | 0 | 0 | 0 | 0 | 0 | 0
H | 0 | 0 | 0 | 0 | 0 | 0
LFG | 0 | 0 | 0 | 0 | 0 | 0
Nuc | 0 | 0 | 0 | 0 | 0 | 0
PS | 0 | 0 | 0 | 0 | 0 | 0
PV | 0 | 0 | 0 | 0 | 0 | 0
PeakG | 0 | 0 | 0 | 0 | 0 | 0
PeakO | 0 | 0 | 0 | 0 | 0 | 0
ST | 0 | 0 | 0 | 0 | 0 | 0
STOG | 0 | 0 | 0 | 0 | 0 | 0
STWD | 0 | 0 | 0 | 0 | 0 | 0
WT | 0 | 0 | 0 | 0 | 0 | 0
IGCC | 0 | 0 | 0 | 0 | 0 | 0
DemandResponse | 0 | 0 | 0 | 0 | 0 | 0
IGCC-CCS | 0 | 0 | 0 | 0 | 0 | 0
WT_off | 0 | 0 | 0 | 0 | 0 | 0
PseudoUnit | 0 | 0 | 0 | 0 | 0 | 0
FixedInterchange | 0 | 0 | 0 | 0 | 0 | 0
Base VOM Costs by Reporting Type: All
ReportingType | 2015 | 2020 | 2025 | 2030 | 2035 | 2040
BM | 11.02 | 2.68 | 1.12 | 0.73 | 1.6 | 1.26
CC | 2927.87 | 3212.98 | 2787.74 | 3018.25 | 3564.64 | 4088.89
CSP | 0 | 0 | 0 | 0 | 0 | 0
CT | 9.17 | 18.05 | 19.68 | 28.25 | 46.36 | 53.77
Coal | 6784.03 | 7035.68 | 7402.76 | 7651.23 | 8123.28 | 8478.46
Geo | 11.14 | 177.58 | 532.83 | 532.83 | 532.83 | 532.83
H | 0 | 0 | 0 | 0 | 0 | 0
LFG | 0.38 | 0.54 | 0.73 | 0.79 | 0.79 | 0.79
Nuc | 2164.81 | 2225.48 | 2225.48 | 2197.96 | 1706.52 | 1342.12
PS | 0 | 0 | 0 | 0 | 0 | 0
PV | 0.02 | 0.06 | 0.08 | 0.08 | 0.08 | 0.09
PeakG | 27.46 | 34.29 | 46.82 | 45.37 | 49.46 | 48.33
PeakO | 0 | 0 | 0 | 0 | 0 | 0
ST | 0.03 | 0.06 | 0.07 | 0.07 | 0.07 | 0.07
STOG | 40.3 | 44.81 | 37.79 | 41.1 | 42.95 | 43.08
STWD | 24.96 | 2.47 | 1 | 1.03 | 1.83 | 4.84
WT | 2.03 | 3.93 | 6.3 | 7.33 | 9.02 | 10.53
IGCC | 30.43 | 30.43 | 30.43 | 30.43 | 30.43 | 30.43
DemandResponse | 0 | 0 | 0 | 0 | 0 | 0
IGCC-CCS | 0 | 0 | 0 | 0 | 0 | 0
WT_off | 0.02 | 0.06 | 0.15 | 0.16 | 0.17 | 0.18
PseudoUnit | 0 | 0 | 0 | 0 | 0 | 0
FixedInterchange | 0 | 0 | 0 | 0 | 0 | 0
Base VOM Costs by Reporting Type: EI_US
ReportingType | 2015 | 2020 | 2025 | 2030 | 2035 | 2040
BM | 10.8 | 2.67 | 1.12 | 0.72 | 1.06 | 0.7
CC | 1858.89 | 2128.75 | 1968.26 | 2170.32 | 2682.15 | 3147.17
CSP | 0 | 0 | 0 | 0 | 0 | 0
CT | 9.17 | 18.03 | 19.6 | 27.99 | 45.72 | 52.15
Coal | 5344.96 | 5410.95 | 5740.98 | 5984.57 | 6479.6 | 6914.22
Geo | 0 | 0 | 0 | 0 | 0 | 0
H | 0 | 0 | 0 | 0 | 0 | 0
LFG | 0.32 | 0.38 | 0.51 | 0.57 | 0.57 | 0.57
Nuc | 1653.22 | 1713.9 | 1713.9 | 1686.38 | 1213.99 | 878.06
PS | 0 | 0 | 0 | 0 | 0 | 0
PV | 0 | 0.05 | 0.07 | 0.07 | 0.07 | 0.07
PeakG | 27.37 | 34.17 | 46.67 | 44.54 | 48.57 | 45.55
PeakO | 0 | 0 | 0 | 0 | 0 | 0
ST | 0 | 0 | 0 | 0 | 0 | 0
STOG | 26.26 | 27.13 | 29.15 | 29.8 | 32.19 | 33.03
STWD | 15.19 | 2.46 | 0.98 | 0.89 | 1.44 | 2.05
WT | 1.2 | 2.5 | 3.46 | 3.74 | 4.43 | 4.91
IGCC | 30.43 | 30.43 | 30.43 | 30.43 | 30.43 | 30.43
DemandResponse | 0 | 0 | 0 | 0 | 0 | 0
IGCC-CCS | 0 | 0 | 0 | 0 | 0 | 0
WT_off | 0.02 | 0.06 | 0.15 | 0.16 | 0.17 | 0.18
PseudoUnit | 0 | 0 | 0 | 0 | 0 | 0
FixedInterchange | 0 | 0 | 0 | 0 | 0 | 0
Base VOM Costs by Reporting Type: EI_Canada
ReportingType | 2015 | 2020 | 2025 | 2030 | 2035 | 2040
BM | 0 | 0 | 0 | 0 | 0 | 0
CC | 25.68 | 39.39 | 41.13 | 46.62 | 70.96 | 121.82
CSP | 0 | 0 | 0 | 0 | 0 | 0
CT | 0 | 0 | 0 | 0.01 | 0.64 | 1.62
Coal | 0.82 | 1.35 | 2.26 | 10.3 | 17.26 | 28.72
Geo | 0 | 0 | 0 | 0 | 0 | 0
H | 0 | 0 | 0 | 0 | 0 | 0
LFG | 0.01 | 0.01 | 0.01 | 0.01 | 0.01 | 0.01
Nuc | 240.73 | 240.73 | 240.73 | 240.73 | 221.68 | 193.2
PS | 0 | 0 | 0 | 0 | 0 | 0
PV | 0 | 0 | 0 | 0 | 0 | 0
PeakG | 0 | 0 | 0 | 0 | 0 | 0.11
PeakO | 0 | 0 | 0 | 0 | 0 | 0
ST | 0 | 0 | 0 | 0 | 0 | 0
STOG | 0 | 0 | 0 | 0 | 0 | 0
STWD | 0 | 0 | 0 | 0 | 0 | 0
WT | 0.11 | 0.11 | 0.11 | 0.11 | 0.11 | 0.11
IGCC | 0 | 0 | 0 | 0 | 0 | 0
DemandResponse | 0 | 0 | 0 | 0 | 0 | 0
IGCC-CCS | 0 | 0 | 0 | 0 | 0 | 0
WT_off | 0 | 0 | 0 | 0 | 0 | 0
PseudoUnit | 0 | 0 | 0 | 0 | 0 | 0
FixedInterchange | 0 | 0 | 0 | 0 | 0 | 0
Base VOM Costs by Reporting Type: EI
ReportingType | 2015 | 2020 | 2025 | 2030 | 2035 | 2040
BM | 10.8 | 2.67 | 1.12 | 0.72 | 1.06 | 0.7
CC | 1884.57 | 2168.13 | 2009.39 | 2216.95 | 2753.11 | 3268.99
CSP | 0 | 0 | 0 | 0 | 0 | 0
CT | 9.17 | 18.03 | 19.61 | 28.01 | 46.36 | 53.77
Coal | 5345.78 | 5412.3 | 5743.24 | 5994.87 | 6496.86 | 6942.94
Geo | 0 | 0 | 0 | 0 | 0 | 0
H | 0 | 0 | 0 | 0 | 0 | 0
LFG | 0.33 | 0.39 | 0.53 | 0.58 | 0.58 | 0.58
Nuc | 1893.95 | 1954.63 | 1954.63 | 1927.11 | 1435.67 | 1071.27
PS | 0 | 0 | 0 | 0 | 0 | 0
PV | 0.01 | 0.05 | 0.07 | 0.07 | 0.07 | 0.08
PeakG | 27.37 | 34.17 | 46.67 | 44.54 | 48.57 | 45.66
PeakO | 0 | 0 | 0 | 0 | 0 | 0
ST | 0 | 0 | 0 | 0 | 0 | 0
STOG | 26.26 | 27.13 | 29.15 | 29.8 | 32.19 | 33.03
STWD | 15.19 | 2.46 | 0.98 | 0.89 | 1.44 | 2.05
WT | 1.31 | 2.61 | 3.57 | 3.85 | 4.54 | 5.02
IGCC | 30.43 | 30.43 | 30.43 | 30.43 | 30.43 | 30.43
DemandResponse | 0 | 0 | 0 | 0 | 0 | 0
IGCC-CCS | 0 | 0 | 0 | 0 | 0 | 0
WT_off | 0.02 | 0.06 | 0.15 | 0.16 | 0.17 | 0.18
PseudoUnit | 0 | 0 | 0 | 0 | 0 | 0
FixedInterchange | 0 | 0 | 0 | 0 | 0 | 0
Base VOM Costs by Reporting Type: Outside_EI
ReportingType | 2015 | 2020 | 2025 | 2030 | 2035 | 2040
BM | 0.22 | 0.01 | 0 | 0.01 | 0.54 | 0.56
CC | 1043.29 | 1044.85 | 778.35 | 801.3 | 811.53 | 819.9
CSP | 0 | 0 | 0 | 0 | 0 | 0
CT | 0 | 0.02 | 0.07 | 0.24 | 0 | 0
Coal | 1438.25 | 1623.38 | 1659.52 | 1656.36 | 1626.42 | 1535.52
Geo | 11.13 | 177.57 | 532.83 | 532.83 | 532.83 | 532.83
H | 0 | 0 | 0 | 0 | 0 | 0
LFG | 0.05 | 0.15 | 0.2 | 0.2 | 0.2 | 0.2
Nuc | 270.85 | 270.85 | 270.85 | 270.85 | 270.85 | 270.85
PS | 0 | 0 | 0 | 0 | 0 | 0
PV | 0.01 | 0.01 | 0.01 | 0.01 | 0.01 | 0.01
PeakG | 0.09 | 0.13 | 0.14 | 0.83 | 0.89 | 2.67
PeakO | 0 | 0 | 0 | 0 | 0 | 0
ST | 0.03 | 0.06 | 0.07 | 0.07 | 0.07 | 0.07
STOG | 14.04 | 17.68 | 8.65 | 11.3 | 10.76 | 10.05
STWD | 9.77 | 0.01 | 0.02 | 0.14 | 0.39 | 2.78
WT | 0.72 | 1.33 | 2.73 | 3.48 | 4.48 | 5.51
IGCC | 0 | 0 | 0 | 0 | 0 | 0
DemandResponse | 0 | 0 | 0 | 0 | 0 | 0
IGCC-CCS | 0 | 0 | 0 | 0 | 0 | 0
WT_off | 0 | 0 | 0 | 0 | 0 | 0
PseudoUnit | 0 | 0 | 0 | 0 | 0 | 0
FixedInterchange | 0 | 0 | 0 | 0 | 0 | 0
#9 | 0.26: Retrofit VOM Costs ($million)
Retrofit VOM Costs by Reporting Type: Entergy
ReportingType | 2015 | 2020 | 2025 | 2030 | 2035 | 2040
BM | 0 | 0 | 0 | 0 | 0 | 0
CC | 0 | 0 | 0 | 0 | 0 | 0
CSP | 0 | 0 | 0 | 0 | 0 | 0
CT | 0 | 0 | 0 | 0 | 0 | 0
Coal | 14.32 | 286.74 | 402.16 | 420 | 420 | 420
Geo | 0 | 0 | 0 | 0 | 0 | 0
H | 0 | 0 | 0 | 0 | 0 | 0
LFG | 0 | 0 | 0 | 0 | 0 | 0
Nuc | 0 | 0 | 0 | 0 | 0 | 0
PS | 0 | 0 | 0 | 0 | 0 | 0
PV | 0 | 0 | 0 | 0 | 0 | 0
PeakG | 0 | 0 | 0 | 0 | 0 | 0
PeakO | 0 | 0 | 0 | 0 | 0 | 0
ST | 0 | 0 | 0 | 0 | 0 | 0
STOG | 0 | 0 | 0 | 0 | 0 | 0
STWD | 0 | 0 | 0 | 0 | 0 | 0
WT | 0 | 0 | 0 | 0 | 0 | 0
IGCC | 0 | 0 | 0 | 0 | 0 | 0
DemandResponse | 0 | 0 | 0 | 0 | 0 | 0
IGCC-CCS | 0 | 0 | 0 | 0 | 0 | 0
WT_off | 0 | 0 | 0 | 0 | 0 | 0
PseudoUnit | 0 | 0 | 0 | 0 | 0 | 0
FixedInterchange | 0 | 0 | 0 | 0 | 0 | 0
Retrofit VOM Costs by Reporting Type: FRCC
ReportingType | 2015 | 2020 | 2025 | 2030 | 2035 | 2040
BM | 0 | 0 | 0 | 0 | 0 | 0
CC | 0 | 0 | 0 | 0 | 0 | 0
CSP | 0 | 0 | 0 | 0 | 0 | 0
CT | 0 | 0 | 0 | 0 | 0 | 0
Coal | 220.43 | 262.36 | 294.25 | 298.52 | 309.24 | 309.24
Geo | 0 | 0 | 0 | 0 | 0 | 0
H | 0 | 0 | 0 | 0 | 0 | 0
LFG | 0 | 0 | 0 | 0 | 0 | 0
Nuc | 0 | 0 | 0 | 0 | 0 | 0
PS | 0 | 0 | 0 | 0 | 0 | 0
PV | 0 | 0 | 0 | 0 | 0 | 0
PeakG | 0 | 0 | 0 | 0 | 0 | 0
PeakO | 0 | 0 | 0 | 0 | 0 | 0
ST | 0 | 0 | 0 | 0 | 0 | 0
STOG | 0 | 0 | 0 | 0 | 0 | 0
STWD | 0 | 0 | 0 | 0 | 0 | 0
WT | 0 | 0 | 0 | 0 | 0 | 0
IGCC | 0 | 0 | 0 | 0 | 0 | 0
DemandResponse | 0 | 0 | 0 | 0 | 0 | 0
IGCC-CCS | 0 | 0 | 0 | 0 | 0 | 0
WT_off | 0 | 0 | 0 | 0 | 0 | 0
PseudoUnit | 0 | 0 | 0 | 0 | 0 | 0
FixedInterchange | 0 | 0 | 0 | 0 | 0 | 0
Retrofit VOM Costs by Reporting Type: MAPP_US
ReportingType | 2015 | 2020 | 2025 | 2030 | 2035 | 2040
BM | 0 | 0 | 0 | 0 | 0 | 0
CC | 0 | 0 | 0 | 0 | 0 | 0
CSP | 0 | 0 | 0 | 0 | 0 | 0
CT | 0 | 0 | 0 | 0 | 0 | 0
Coal | 93.12 | 120.45 | 124.31 | 124.47 | 124.47 | 124.47
Geo | 0 | 0 | 0 | 0 | 0 | 0
H | 0 | 0 | 0 | 0 | 0 | 0
LFG | 0 | 0 | 0 | 0 | 0 | 0
Nuc | 0 | 0 | 0 | 0 | 0 | 0
PS | 0 | 0 | 0 | 0 | 0 | 0
PV | 0 | 0 | 0 | 0 | 0 | 0
PeakG | 0 | 0 | 0 | 0 | 0 | 0
PeakO | 0 | 0 | 0 | 0 | 0 | 0
ST | 0 | 0 | 0 | 0 | 0 | 0
STOG | 0 | 0 | 0 | 0 | 0 | 0
STWD | 0 | 0 | 0 | 0 | 0 | 0
WT | 0 | 0 | 0 | 0 | 0 | 0
IGCC | 0 | 0 | 0 | 0 | 0 | 0
DemandResponse | 0 | 0 | 0 | 0 | 0 | 0
IGCC-CCS | 0 | 0 | 0 | 0 | 0 | 0
WT_off | 0 | 0 | 0 | 0 | 0 | 0
PseudoUnit | 0 | 0 | 0 | 0 | 0 | 0
FixedInterchange | 0 | 0 | 0 | 0 | 0 | 0
Retrofit VOM Costs by Reporting Type: MISO_IN
ReportingType | 2015 | 2020 | 2025 | 2030 | 2035 | 2040
BM | 0 | 0 | 0 | 0 | 0 | 0
CC | 0 | 0 | 0 | 0 | 0 | 0
CSP | 0 | 0 | 0 | 0 | 0 | 0
CT | 0 | 0 | 0 | 0 | 0 | 0
Coal | 313.72 | 492.15 | 531.36 | 569.76 | 616.87 | 632.21
Geo | 0 | 0 | 0 | 0 | 0 | 0
H | 0 | 0 | 0 | 0 | 0 | 0
LFG | 0 | 0 | 0 | 0 | 0 | 0
Nuc | 0 | 0 | 0 | 0 | 0 | 0
PS | 0 | 0 | 0 | 0 | 0 | 0
PV | 0 | 0 | 0 | 0 | 0 | 0
PeakG | 0 | 0 | 0 | 0 | 0 | 0
PeakO | 0 | 0 | 0 | 0 | 0 | 0
ST | 0 | 0 | 0 | 0 | 0 | 0
STOG | 0 | 0 | 0 | 0 | 0 | 0
STWD | 0 | 0 | 0 | 0 | 0 | 0
WT | 0 | 0 | 0 | 0 | 0 | 0
IGCC | 0 | 0 | 0 | 0 | 0 | 0
DemandResponse | 0 | 0 | 0 | 0 | 0 | 0
IGCC-CCS | 0 | 0 | 0 | 0 | 0 | 0
WT_off | 0 | 0 | 0 | 0 | 0 | 0
PseudoUnit | 0 | 0 | 0 | 0 | 0 | 0
FixedInterchange | 0 | 0 | 0 | 0 | 0 | 0
Retrofit VOM Costs by Reporting Type: MISO_MI
ReportingType | 2015 | 2020 | 2025 | 2030 | 2035 | 2040
BM | 0 | 0 | 0 | 0 | 0 | 0
CC | 0 | 0 | 0 | 0 | 0 | 0
CSP | 0 | 0 | 0 | 0 | 0 | 0
CT | 0 | 0 | 0 | 0 | 0 | 0
Coal | 37.81 | 221.73 | 240.76 | 261.47 | 273.17 | 273.18
Geo | 0 | 0 | 0 | 0 | 0 | 0
H | 0 | 0 | 0 | 0 | 0 | 0
LFG | 0 | 0 | 0 | 0 | 0 | 0
Nuc | 0 | 0 | 0 | 0 | 0 | 0
PS | 0 | 0 | 0 | 0 | 0 | 0
PV | 0 | 0 | 0 | 0 | 0 | 0
PeakG | 0 | 0 | 0 | 0 | 0 | 0
PeakO | 0 | 0 | 0 | 0 | 0 | 0
ST | 0 | 0 | 0 | 0 | 0 | 0
STOG | 0 | 0 | 0 | 0 | 0 | 0
STWD | 0 | 0 | 0 | 0 | 0 | 0
WT | 0 | 0 | 0 | 0 | 0 | 0
IGCC | 0 | 0 | 0 | 0 | 0 | 0
DemandResponse | 0 | 0 | 0 | 0 | 0 | 0
IGCC-CCS | 0 | 0 | 0 | 0 | 0 | 0
WT_off | 0 | 0 | 0 | 0 | 0 | 0
PseudoUnit | 0 | 0 | 0 | 0 | 0 | 0
FixedInterchange | 0 | 0 | 0 | 0 | 0 | 0
Retrofit VOM Costs by Reporting Type: MISO_MO-IL
ReportingType | 2015 | 2020 | 2025 | 2030 | 2035 | 2040
BM | 0 | 0 | 0 | 0 | 0 | 0
CC | 0 | 0 | 0 | 0 | 0 | 0
CSP | 0 | 0 | 0 | 0 | 0 | 0
CT | 0 | 0 | 0 | 0 | 0 | 0
Coal | 105.85 | 443.68 | 449.36 | 504.15 | 595.44 | 596.58
Geo | 0 | 0 | 0 | 0 | 0 | 0
H | 0 | 0 | 0 | 0 | 0 | 0
LFG | 0 | 0 | 0 | 0 | 0 | 0
Nuc | 0 | 0 | 0 | 0 | 0 | 0
PS | 0 | 0 | 0 | 0 | 0 | 0
PV | 0 | 0 | 0 | 0 | 0 | 0
PeakG | 0 | 0 | 0 | 0 | 0 | 0
PeakO | 0 | 0 | 0 | 0 | 0 | 0
ST | 0 | 0 | 0 | 0 | 0 | 0
STOG | 0 | 0 | 0 | 0 | 0 | 0
STWD | 0 | 0 | 0 | 0 | 0 | 0
WT | 0 | 0 | 0 | 0 | 0 | 0
IGCC | 0 | 0 | 0 | 0 | 0 | 0
DemandResponse | 0 | 0 | 0 | 0 | 0 | 0
IGCC-CCS | 0 | 0 | 0 | 0 | 0 | 0
WT_off | 0 | 0 | 0 | 0 | 0 | 0
PseudoUnit | 0 | 0 | 0 | 0 | 0 | 0
FixedInterchange | 0 | 0 | 0 | 0 | 0 | 0
Retrofit VOM Costs by Reporting Type: MISO_W
ReportingType | 2015 | 2020 | 2025 | 2030 | 2035 | 2040
BM | 0 | 0 | 0 | 0 | 0 | 0
CC | 0 | 0 | 0 | 0 | 0 | 0
CSP | 0 | 0 | 0 | 0 | 0 | 0
CT | 0 | 0 | 0 | 0 | 0 | 0
Coal | 144.25 | 397.56 | 350.79 | 357.81 | 386.81 | 386.98
Geo | 0 | 0 | 0 | 0 | 0 | 0
H | 0 | 0 | 0 | 0 | 0 | 0
LFG | 0 | 0 | 0 | 0 | 0 | 0
Nuc | 0 | 0 | 0 | 0 | 0 | 0
PS | 0 | 0 | 0 | 0 | 0 | 0
PV | 0 | 0 | 0 | 0 | 0 | 0
PeakG | 0 | 0 | 0 | 0 | 0 | 0
PeakO | 0 | 0 | 0 | 0 | 0 | 0
ST | 0 | 0 | 0 | 0 | 0 | 0
STOG | 0 | 0 | 0 | 0 | 0 | 0
STWD | 0 | 0 | 0 | 0 | 0 | 0
WT | 0 | 0 | 0 | 0 | 0 | 0
IGCC | 0 | 0 | 0 | 0 | 0 | 0
DemandResponse | 0 | 0 | 0 | 0 | 0 | 0
IGCC-CCS | 0 | 0 | 0 | 0 | 0 | 0
WT_off | 0 | 0 | 0 | 0 | 0 | 0
PseudoUnit | 0 | 0 | 0 | 0 | 0 | 0
FixedInterchange | 0 | 0 | 0 | 0 | 0 | 0
Retrofit VOM Costs by Reporting Type: MISO_WUMS
ReportingType | 2015 | 2020 | 2025 | 2030 | 2035 | 2040
BM | 0 | 0 | 0 | 0 | 0 | 0
CC | 0 | 0 | 0 | 0 | 0 | 0
CSP | 0 | 0 | 0 | 0 | 0 | 0
CT | 0 | 0 | 0 | 0 | 0 | 0
Coal | 83.41 | 179.98 | 177.81 | 203.37 | 231.44 | 233.74
Geo | 0 | 0 | 0 | 0 | 0 | 0
H | 0 | 0 | 0 | 0 | 0 | 0
LFG | 0 | 0 | 0 | 0 | 0 | 0
Nuc | 0 | 0 | 0 | 0 | 0 | 0
PS | 0 | 0 | 0 | 0 | 0 | 0
PV | 0 | 0 | 0 | 0 | 0 | 0
PeakG | 0 | 0 | 0 | 0 | 0 | 0
PeakO | 0 | 0 | 0 | 0 | 0 | 0
ST | 0 | 0 | 0 | 0 | 0 | 0
STOG | 0 | 0 | 0 | 0 | 0 | 0
STWD | 0 | 0 | 0 | 0 | 0 | 0
WT | 0 | 0 | 0 | 0 | 0 | 0
IGCC | 0 | 0 | 0 | 0 | 0 | 0
DemandResponse | 0 | 0 | 0 | 0 | 0 | 0
IGCC-CCS | 0 | 0 | 0 | 0 | 0 | 0
WT_off | 0 | 0 | 0 | 0 | 0 | 0
PseudoUnit | 0 | 0 | 0 | 0 | 0 | 0
FixedInterchange | 0 | 0 | 0 | 0 | 0 | 0
Retrofit VOM Costs by Reporting Type: Nebraska
ReportingType | 2015 | 2020 | 2025 | 2030 | 2035 | 2040
BM | 0 | 0 | 0 | 0 | 0 | 0
CC | 0 | 0 | 0 | 0 | 0 | 0
CSP | 0 | 0 | 0 | 0 | 0 | 0
CT | 0 | 0 | 0 | 0 | 0 | 0
Coal | 16.57 | 135.66 | 132.17 | 135.21 | 135.66 | 135.66
Geo | 0 | 0 | 0 | 0 | 0 | 0
H | 0 | 0 | 0 | 0 | 0 | 0
LFG | 0 | 0 | 0 | 0 | 0 | 0
Nuc | 0 | 0 | 0 | 0 | 0 | 0
PS | 0 | 0 | 0 | 0 | 0 | 0
PV | 0 | 0 | 0 | 0 | 0 | 0
PeakG | 0 | 0 | 0 | 0 | 0 | 0
PeakO | 0 | 0 | 0 | 0 | 0 | 0
ST | 0 | 0 | 0 | 0 | 0 | 0
STOG | 0 | 0 | 0 | 0 | 0 | 0
STWD | 0 | 0 | 0 | 0 | 0 | 0
WT | 0 | 0 | 0 | 0 | 0 | 0
IGCC | 0 | 0 | 0 | 0 | 0 | 0
DemandResponse | 0 | 0 | 0 | 0 | 0 | 0
IGCC-CCS | 0 | 0 | 0 | 0 | 0 | 0
WT_off | 0 | 0 | 0 | 0 | 0 | 0
PseudoUnit | 0 | 0 | 0 | 0 | 0 | 0
FixedInterchange | 0 | 0 | 0 | 0 | 0 | 0
Retrofit VOM Costs by Reporting Type: NEISO
ReportingType | 2015 | 2020 | 2025 | 2030 | 2035 | 2040
BM | 0 | 0 | 0 | 0 | 0 | 0
CC | 0 | 0 | 0 | 0 | 0 | 0
CSP | 0 | 0 | 0 | 0 | 0 | 0
CT | 0 | 0 | 0 | 0 | 0 | 0
Coal | 0.16 | 0 | 0 | 0 | 0 | 0
Geo | 0 | 0 | 0 | 0 | 0 | 0
H | 0 | 0 | 0 | 0 | 0 | 0
LFG | 0 | 0 | 0 | 0 | 0 | 0
Nuc | 0 | 0 | 0 | 0 | 0 | 0
PS | 0 | 0 | 0 | 0 | 0 | 0
PV | 0 | 0 | 0 | 0 | 0 | 0
PeakG | 0 | 0 | 0 | 0 | 0 | 0
PeakO | 0 | 0 | 0 | 0 | 0 | 0
ST | 0 | 0 | 0 | 0 | 0 | 0
STOG | 0 | 0 | 0 | 0 | 0 | 0
STWD | 0 | 0 | 0 | 0 | 0 | 0
WT | 0 | 0 | 0 | 0 | 0 | 0
IGCC | 0 | 0 | 0 | 0 | 0 | 0
DemandResponse | 0 | 0 | 0 | 0 | 0 | 0
IGCC-CCS | 0 | 0 | 0 | 0 | 0 | 0
WT_off | 0 | 0 | 0 | 0 | 0 | 0
PseudoUnit | 0 | 0 | 0 | 0 | 0 | 0
FixedInterchange | 0 | 0 | 0 | 0 | 0 | 0
Retrofit VOM Costs by Reporting Type: NonRTO_Midwest
ReportingType | 2015 | 2020 | 2025 | 2030 | 2035 | 2040
BM | 0 | 0 | 0 | 0 | 0 | 0
CC | 0 | 0 | 0 | 0 | 0 | 0
CSP | 0 | 0 | 0 | 0 | 0 | 0
CT | 0 | 0 | 0 | 0 | 0 | 0
Coal | 244.45 | 331.42 | 340.64 | 352.46 | 363.98 | 381.27
Geo | 0 | 0 | 0 | 0 | 0 | 0
H | 0 | 0 | 0 | 0 | 0 | 0
LFG | 0 | 0 | 0 | 0 | 0 | 0
Nuc | 0 | 0 | 0 | 0 | 0 | 0
PS | 0 | 0 | 0 | 0 | 0 | 0
PV | 0 | 0 | 0 | 0 | 0 | 0
PeakG | 0 | 0 | 0 | 0 | 0 | 0
PeakO | 0 | 0 | 0 | 0 | 0 | 0
ST | 0 | 0 | 0 | 0 | 0 | 0
STOG | 0 | 0 | 0 | 0 | 0 | 0
STWD | 0 | 0 | 0 | 0 | 0 | 0
WT | 0 | 0 | 0 | 0 | 0 | 0
IGCC | 0 | 0 | 0 | 0 | 0 | 0
DemandResponse | 0 | 0 | 0 | 0 | 0 | 0
IGCC-CCS | 0 | 0 | 0 | 0 | 0 | 0
WT_off | 0 | 0 | 0 | 0 | 0 | 0
PseudoUnit | 0 | 0 | 0 | 0 | 0 | 0
FixedInterchange | 0 | 0 | 0 | 0 | 0 | 0
Retrofit VOM Costs by Reporting Type: NYISO_A-F
ReportingType | 2015 | 2020 | 2025 | 2030 | 2035 | 2040
BM | 0 | 0 | 0 | 0 | 0 | 0
CC | 0 | 0 | 0 | 0 | 0 | 0
CSP | 0 | 0 | 0 | 0 | 0 | 0
CT | 0 | 0 | 0 | 0 | 0 | 0
Coal | 0 | 0 | 0 | 0 | 0 | 0
Geo | 0 | 0 | 0 | 0 | 0 | 0
H | 0 | 0 | 0 | 0 | 0 | 0
LFG | 0 | 0 | 0 | 0 | 0 | 0
Nuc | 0 | 0 | 0 | 0 | 0 | 0
PS | 0 | 0 | 0 | 0 | 0 | 0
PV | 0 | 0 | 0 | 0 | 0 | 0
PeakG | 0 | 0 | 0 | 0 | 0 | 0
PeakO | 0 | 0 | 0 | 0 | 0 | 0
ST | 0 | 0 | 0 | 0 | 0 | 0
STOG | 0 | 0 | 0 | 0 | 0 | 0
STWD | 0 | 0 | 0 | 0 | 0 | 0
WT | 0 | 0 | 0 | 0 | 0 | 0
IGCC | 0 | 0 | 0 | 0 | 0 | 0
DemandResponse | 0 | 0 | 0 | 0 | 0 | 0
IGCC-CCS | 0 | 0 | 0 | 0 | 0 | 0
WT_off | 0 | 0 | 0 | 0 | 0 | 0
PseudoUnit | 0 | 0 | 0 | 0 | 0 | 0
FixedInterchange | 0 | 0 | 0 | 0 | 0 | 0
Retrofit VOM Costs by Reporting Type: NYISO_G-I
ReportingType | 2015 | 2020 | 2025 | 2030 | 2035 | 2040
BM | 0 | 0 | 0 | 0 | 0 | 0
CC | 0 | 0 | 0 | 0 | 0 | 0
CSP | 0 | 0 | 0 | 0 | 0 | 0
CT | 0 | 0 | 0 | 0 | 0 | 0
Coal | 0 | 0 | 0 | 0 | 0 | 0
Geo | 0 | 0 | 0 | 0 | 0 | 0
H | 0 | 0 | 0 | 0 | 0 | 0
LFG | 0 | 0 | 0 | 0 | 0 | 0
Nuc | 0 | 0 | 0 | 0 | 0 | 0
PS | 0 | 0 | 0 | 0 | 0 | 0
PV | 0 | 0 | 0 | 0 | 0 | 0
PeakG | 0 | 0 | 0 | 0 | 0 | 0
PeakO | 0 | 0 | 0 | 0 | 0 | 0
ST | 0 | 0 | 0 | 0 | 0 | 0
STOG | 0 | 0 | 0 | 0 | 0 | 0
STWD | 0 | 0 | 0 | 0 | 0 | 0
WT | 0 | 0 | 0 | 0 | 0 | 0
IGCC | 0 | 0 | 0 | 0 | 0 | 0
DemandResponse | 0 | 0 | 0 | 0 | 0 | 0
IGCC-CCS | 0 | 0 | 0 | 0 | 0 | 0
WT_off | 0 | 0 | 0 | 0 | 0 | 0
PseudoUnit | 0 | 0 | 0 | 0 | 0 | 0
FixedInterchange | 0 | 0 | 0 | 0 | 0 | 0
Retrofit VOM Costs by Reporting Type: NYISO_J-K
ReportingType | 2015 | 2020 | 2025 | 2030 | 2035 | 2040
BM | 0 | 0 | 0 | 0 | 0 | 0
CC | 0 | 0 | 0 | 0 | 0 | 0
CSP | 0 | 0 | 0 | 0 | 0 | 0
CT | 0 | 0 | 0 | 0 | 0 | 0
Coal | 0 | 0 | 0 | 0 | 0 | 0
Geo | 0 | 0 | 0 | 0 | 0 | 0
H | 0 | 0 | 0 | 0 | 0 | 0
LFG | 0 | 0 | 0 | 0 | 0 | 0
Nuc | 0 | 0 | 0 | 0 | 0 | 0
PS | 0 | 0 | 0 | 0 | 0 | 0
PV | 0 | 0 | 0 | 0 | 0 | 0
PeakG | 0 | 0 | 0 | 0 | 0 | 0
PeakO | 0 | 0 | 0 | 0 | 0 | 0
ST | 0 | 0 | 0 | 0 | 0 | 0
STOG | 0 | 0 | 0 | 0 | 0 | 0
STWD | 0 | 0 | 0 | 0 | 0 | 0
WT | 0 | 0 | 0 | 0 | 0 | 0
IGCC | 0 | 0 | 0 | 0 | 0 | 0
DemandResponse | 0 | 0 | 0 | 0 | 0 | 0
IGCC-CCS | 0 | 0 | 0 | 0 | 0 | 0
WT_off | 0 | 0 | 0 | 0 | 0 | 0
PseudoUnit | 0 | 0 | 0 | 0 | 0 | 0
FixedInterchange | 0 | 0 | 0 | 0 | 0 | 0
Retrofit VOM Costs by Reporting Type: PJM_E
ReportingType | 2015 | 2020 | 2025 | 2030 | 2035 | 2040
BM | 0 | 0 | 0 | 0 | 0 | 0
CC | 0 | 0 | 0 | 0 | 0 | 0
CSP | 0 | 0 | 0 | 0 | 0 | 0
CT | 0 | 0 | 0 | 0 | 0 | 0
Coal | 3.04 | 2.74 | 4.05 | 7.37 | 13.17 | 17.22
Geo | 0 | 0 | 0 | 0 | 0 | 0
H | 0 | 0 | 0 | 0 | 0 | 0
LFG | 0 | 0 | 0 | 0 | 0 | 0
Nuc | 0 | 0 | 0 | 0 | 0 | 0
PS | 0 | 0 | 0 | 0 | 0 | 0
PV | 0 | 0 | 0 | 0 | 0 | 0
PeakG | 0 | 0 | 0 | 0 | 0 | 0
PeakO | 0 | 0 | 0 | 0 | 0 | 0
ST | 0 | 0 | 0 | 0 | 0 | 0
STOG | 0 | 0 | 0 | 0 | 0 | 0
STWD | 0 | 0 | 0 | 0 | 0 | 0
WT | 0 | 0 | 0 | 0 | 0 | 0
IGCC | 0 | 0 | 0 | 0 | 0 | 0
DemandResponse | 0 | 0 | 0 | 0 | 0 | 0
IGCC-CCS | 0 | 0 | 0 | 0 | 0 | 0
WT_off | 0 | 0 | 0 | 0 | 0 | 0
PseudoUnit | 0 | 0 | 0 | 0 | 0 | 0
FixedInterchange | 0 | 0 | 0 | 0 | 0 | 0
Retrofit VOM Costs by Reporting Type: PJM_ROM
ReportingType | 2015 | 2020 | 2025 | 2030 | 2035 | 2040
BM | 0 | 0 | 0 | 0 | 0 | 0
CC | 0 | 0 | 0 | 0 | 0 | 0
CSP | 0 | 0 | 0 | 0 | 0 | 0
CT | 0 | 0 | 0 | 0 | 0 | 0
Coal | 194.3 | 253.77 | 264.94 | 282.84 | 282.84 | 282.84
Geo | 0 | 0 | 0 | 0 | 0 | 0
H | 0 | 0 | 0 | 0 | 0 | 0
LFG | 0 | 0 | 0 | 0 | 0 | 0
Nuc | 0 | 0 | 0 | 0 | 0 | 0
PS | 0 | 0 | 0 | 0 | 0 | 0
PV | 0 | 0 | 0 | 0 | 0 | 0
PeakG | 0 | 0 | 0 | 0 | 0 | 0
PeakO | 0 | 0 | 0 | 0 | 0 | 0
ST | 0 | 0 | 0 | 0 | 0 | 0
STOG | 0 | 0 | 0 | 0 | 0 | 0
STWD | 0 | 0 | 0 | 0 | 0 | 0
WT | 0 | 0 | 0 | 0 | 0 | 0
IGCC | 0 | 0 | 0 | 0 | 0 | 0
DemandResponse | 0 | 0 | 0 | 0 | 0 | 0
IGCC-CCS | 0 | 0 | 0 | 0 | 0 | 0
WT_off | 0 | 0 | 0 | 0 | 0 | 0
PseudoUnit | 0 | 0 | 0 | 0 | 0 | 0
FixedInterchange | 0 | 0 | 0 | 0 | 0 | 0
Retrofit VOM Costs by Reporting Type: PJM_ROR
ReportingType | 2015 | 2020 | 2025 | 2030 | 2035 | 2040
BM | 0 | 0 | 0 | 0 | 0 | 0
CC | 0 | 0 | 0 | 0 | 0 | 0
CSP | 0 | 0 | 0 | 0 | 0 | 0
CT | 0 | 0 | 0 | 0 | 0 | 0
Coal | 935.87 | 1213.2 | 1248.37 | 1254.01 | 1271.29 | 1277.37
Geo | 0 | 0 | 0 | 0 | 0 | 0
H | 0 | 0 | 0 | 0 | 0 | 0
LFG | 0 | 0 | 0 | 0 | 0 | 0
Nuc | 0 | 0 | 0 | 0 | 0 | 0
PS | 0 | 0 | 0 | 0 | 0 | 0
PV | 0 | 0 | 0 | 0 | 0 | 0
PeakG | 0 | 0 | 0 | 0 | 0 | 0
PeakO | 0 | 0 | 0 | 0 | 0 | 0
ST | 0 | 0 | 0 | 0 | 0 | 0
STOG | 0 | 0 | 0 | 0 | 0 | 0
STWD | 0 | 0 | 0 | 0 | 0 | 0
WT | 0 | 0 | 0 | 0 | 0 | 0
IGCC | 0 | 0 | 0 | 0 | 0 | 0
DemandResponse | 0 | 0 | 0 | 0 | 0 | 0
IGCC-CCS | 0 | 0 | 0 | 0 | 0 | 0
WT_off | 0 | 0 | 0 | 0 | 0 | 0
PseudoUnit | 0 | 0 | 0 | 0 | 0 | 0
FixedInterchange | 0 | 0 | 0 | 0 | 0 | 0
Retrofit VOM Costs by Reporting Type: SOCO
ReportingType | 2015 | 2020 | 2025 | 2030 | 2035 | 2040
BM | 0 | 0 | 0 | 0 | 0 | 0
CC | 0 | 0 | 0 | 0 | 0 | 0
CSP | 0 | 0 | 0 | 0 | 0 | 0
CT | 0 | 0 | 0 | 0 | 0 | 0
Coal | 361.76 | 525.45 | 683.78 | 708.03 | 708.03 | 708.03
Geo | 0 | 0 | 0 | 0 | 0 | 0
H | 0 | 0 | 0 | 0 | 0 | 0
LFG | 0 | 0 | 0 | 0 | 0 | 0
Nuc | 0 | 0 | 0 | 0 | 0 | 0
PS | 0 | 0 | 0 | 0 | 0 | 0
PV | 0 | 0 | 0 | 0 | 0 | 0
PeakG | 0 | 0 | 0 | 0 | 0 | 0
PeakO | 0 | 0 | 0 | 0 | 0 | 0
ST | 0 | 0 | 0 | 0 | 0 | 0
STOG | 0 | 0 | 0 | 0 | 0 | 0
STWD | 0 | 0 | 0 | 0 | 0 | 0
WT | 0 | 0 | 0 | 0 | 0 | 0
IGCC | 0 | 0 | 0 | 0 | 0 | 0
DemandResponse | 0 | 0 | 0 | 0 | 0 | 0
IGCC-CCS | 0 | 0 | 0 | 0 | 0 | 0
WT_off | 0 | 0 | 0 | 0 | 0 | 0
PseudoUnit | 0 | 0 | 0 | 0 | 0 | 0
FixedInterchange | 0 | 0 | 0 | 0 | 0 | 0
Retrofit VOM Costs by Reporting Type: SPP_N
ReportingType | 2015 | 2020 | 2025 | 2030 | 2035 | 2040
BM | 0 | 0 | 0 | 0 | 0 | 0
CC | 0 | 0 | 0 | 0 | 0 | 0
CSP | 0 | 0 | 0 | 0 | 0 | 0
CT | 0 | 0 | 0 | 0 | 0 | 0
Coal | 190.31 | 361.74 | 355.72 | 361.74 | 361.74 | 361.74
Geo | 0 | 0 | 0 | 0 | 0 | 0
H | 0 | 0 | 0 | 0 | 0 | 0
LFG | 0 | 0 | 0 | 0 | 0 | 0
Nuc | 0 | 0 | 0 | 0 | 0 | 0
PS | 0 | 0 | 0 | 0 | 0 | 0
PV | 0 | 0 | 0 | 0 | 0 | 0
PeakG | 0 | 0 | 0 | 0 | 0 | 0
PeakO | 0 | 0 | 0 | 0 | 0 | 0
ST | 0 | 0 | 0 | 0 | 0 | 0
STOG | 0 | 0 | 0 | 0 | 0 | 0
STWD | 0 | 0 | 0 | 0 | 0 | 0
WT | 0 | 0 | 0 | 0 | 0 | 0
IGCC | 0 | 0 | 0 | 0 | 0 | 0
DemandResponse | 0 | 0 | 0 | 0 | 0 | 0
IGCC-CCS | 0 | 0 | 0 | 0 | 0 | 0
WT_off | 0 | 0 | 0 | 0 | 0 | 0
PseudoUnit | 0 | 0 | 0 | 0 | 0 | 0
FixedInterchange | 0 | 0 | 0 | 0 | 0 | 0
Retrofit VOM Costs by Reporting Type: SPP_S
ReportingType | 2015 | 2020 | 2025 | 2030 | 2035 | 2040
BM | 0 | 0 | 0 | 0 | 0 | 0
CC | 0 | 0 | 0 | 0 | 0 | 0
CSP | 0 | 0 | 0 | 0 | 0 | 0
CT | 0 | 0 | 0 | 0 | 0 | 0
Coal | 84.53 | 600.34 | 705.73 | 753.22 | 825.57 | 810.96
Geo | 0 | 0 | 0 | 0 | 0 | 0
H | 0 | 0 | 0 | 0 | 0 | 0
LFG | 0 | 0 | 0 | 0 | 0 | 0
Nuc | 0 | 0 | 0 | 0 | 0 | 0
PS | 0 | 0 | 0 | 0 | 0 | 0
PV | 0 | 0 | 0 | 0 | 0 | 0
PeakG | 0 | 0 | 0 | 0 | 0 | 0
PeakO | 0 | 0 | 0 | 0 | 0 | 0
ST | 0 | 0 | 0 | 0 | 0 | 0
STOG | 0 | 0 | 0 | 0 | 0 | 0
STWD | 0 | 0 | 0 | 0 | 0 | 0
WT | 0 | 0 | 0 | 0 | 0 | 0
IGCC | 0 | 0 | 0 | 0 | 0 | 0
DemandResponse | 0 | 0 | 0 | 0 | 0 | 0
IGCC-CCS | 0 | 0 | 0 | 0 | 0 | 0
WT_off | 0 | 0 | 0 | 0 | 0 | 0
PseudoUnit | 0 | 0 | 0 | 0 | 0 | 0
FixedInterchange | 0 | 0 | 0 | 0 | 0 | 0
Retrofit VOM Costs by Reporting Type: TVA
ReportingType | 2015 | 2020 | 2025 | 2030 | 2035 | 2040
BM | 0 | 0 | 0 | 0 | 0 | 0
CC | 0 | 0 | 0 | 0 | 0 | 0
CSP | 0 | 0 | 0 | 0 | 0 | 0
CT | 0 | 0 | 0 | 0 | 0 | 0
Coal | 230.32 | 457.09 | 513.82 | 529.59 | 529.59 | 529.59
Geo | 0 | 0 | 0 | 0 | 0 | 0
H | 0 | 0 | 0 | 0 | 0 | 0
LFG | 0 | 0 | 0 | 0 | 0 | 0
Nuc | 0 | 0 | 0 | 0 | 0 | 0
PS | 0 | 0 | 0 | 0 | 0 | 0
PV | 0 | 0 | 0 | 0 | 0 | 0
PeakG | 0 | 0 | 0 | 0 | 0 | 0
PeakO | 0 | 0 | 0 | 0 | 0 | 0
ST | 0 | 0 | 0 | 0 | 0 | 0
STOG | 0 | 0 | 0 | 0 | 0 | 0
STWD | 0 | 0 | 0 | 0 | 0 | 0
WT | 0 | 0 | 0 | 0 | 0 | 0
IGCC | 0 | 0 | 0 | 0 | 0 | 0
DemandResponse | 0 | 0 | 0 | 0 | 0 | 0
IGCC-CCS | 0 | 0 | 0 | 0 | 0 | 0
WT_off | 0 | 0 | 0 | 0 | 0 | 0
PseudoUnit | 0 | 0 | 0 | 0 | 0 | 0
FixedInterchange | 0 | 0 | 0 | 0 | 0 | 0
Retrofit VOM Costs by Reporting Type: TVA_Transmission
ReportingType | 2015 | 2020 | 2025 | 2030 | 2035 | 2040
BM | 0 | 0 | 0 | 0 | 0 | 0
CC | 0 | 0 | 0 | 0 | 0 | 0
CSP | 0 | 0 | 0 | 0 | 0 | 0
CT | 0 | 0 | 0 | 0 | 0 | 0
Coal | 0 | 0 | 0 | 0 | 0 | 0
Geo | 0 | 0 | 0 | 0 | 0 | 0
H | 0 | 0 | 0 | 0 | 0 | 0
LFG | 0 | 0 | 0 | 0 | 0 | 0
Nuc | 0 | 0 | 0 | 0 | 0 | 0
PS | 0 | 0 | 0 | 0 | 0 | 0
PV | 0 | 0 | 0 | 0 | 0 | 0
PeakG | 0 | 0 | 0 | 0 | 0 | 0
PeakO | 0 | 0 | 0 | 0 | 0 | 0
ST | 0 | 0 | 0 | 0 | 0 | 0
STOG | 0 | 0 | 0 | 0 | 0 | 0
STWD | 0 | 0 | 0 | 0 | 0 | 0
WT | 0 | 0 | 0 | 0 | 0 | 0
IGCC | 0 | 0 | 0 | 0 | 0 | 0
DemandResponse | 0 | 0 | 0 | 0 | 0 | 0
IGCC-CCS | 0 | 0 | 0 | 0 | 0 | 0
WT_off | 0 | 0 | 0 | 0 | 0 | 0
PseudoUnit | 0 | 0 | 0 | 0 | 0 | 0
FixedInterchange | 0 | 0 | 0 | 0 | 0 | 0
Retrofit VOM Costs by Reporting Type: VACAR
ReportingType | 2015 | 2020 | 2025 | 2030 | 2035 | 2040
BM | 0 | 0 | 0 | 0 | 0 | 0
CC | 0 | 0 | 0 | 0 | 0 | 0
CSP | 0 | 0 | 0 | 0 | 0 | 0
CT | 0 | 0 | 0 | 0 | 0 | 0
Coal | 296.5 | 334.66 | 437.74 | 489.21 | 534.11 | 541.57
Geo | 0 | 0 | 0 | 0 | 0 | 0
H | 0 | 0 | 0 | 0 | 0 | 0
LFG | 0 | 0 | 0 | 0 | 0 | 0
Nuc | 0 | 0 | 0 | 0 | 0 | 0
PS | 0 | 0 | 0 | 0 | 0 | 0
PV | 0 | 0 | 0 | 0 | 0 | 0
PeakG | 0 | 0 | 0 | 0 | 0 | 0
PeakO | 0 | 0 | 0 | 0 | 0 | 0
ST | 0 | 0 | 0 | 0 | 0 | 0
STOG | 0 | 0 | 0 | 0 | 0 | 0
STWD | 0 | 0 | 0 | 0 | 0 | 0
WT | 0 | 0 | 0 | 0 | 0 | 0
IGCC | 0 | 0 | 0 | 0 | 0 | 0
DemandResponse | 0 | 0 | 0 | 0 | 0 | 0
IGCC-CCS | 0 | 0 | 0 | 0 | 0 | 0
WT_off | 0 | 0 | 0 | 0 | 0 | 0
PseudoUnit | 0 | 0 | 0 | 0 | 0 | 0
FixedInterchange | 0 | 0 | 0 | 0 | 0 | 0
Retrofit VOM Costs by Reporting Type: IESO
ReportingType | 2015 | 2020 | 2025 | 2030 | 2035 | 2040
BM | 0 | 0 | 0 | 0 | 0 | 0
CC | 0 | 0 | 0 | 0 | 0 | 0
CSP | 0 | 0 | 0 | 0 | 0 | 0
CT | 0 | 0 | 0 | 0 | 0 | 0
Coal | 0 | 0 | 0 | 0 | 0 | 0
Geo | 0 | 0 | 0 | 0 | 0 | 0
H | 0 | 0 | 0 | 0 | 0 | 0
LFG | 0 | 0 | 0 | 0 | 0 | 0
Nuc | 0 | 0 | 0 | 0 | 0 | 0
PS | 0 | 0 | 0 | 0 | 0 | 0
PV | 0 | 0 | 0 | 0 | 0 | 0
PeakG | 0 | 0 | 0 | 0 | 0 | 0
PeakO | 0 | 0 | 0 | 0 | 0 | 0
ST | 0 | 0 | 0 | 0 | 0 | 0
STOG | 0 | 0 | 0 | 0 | 0 | 0
STWD | 0 | 0 | 0 | 0 | 0 | 0
WT | 0 | 0 | 0 | 0 | 0 | 0
IGCC | 0 | 0 | 0 | 0 | 0 | 0
DemandResponse | 0 | 0 | 0 | 0 | 0 | 0
IGCC-CCS | 0 | 0 | 0 | 0 | 0 | 0
WT_off | 0 | 0 | 0 | 0 | 0 | 0
PseudoUnit | 0 | 0 | 0 | 0 | 0 | 0
FixedInterchange | 0 | 0 | 0 | 0 | 0 | 0
Retrofit VOM Costs by Reporting Type: MAPP_CA
ReportingType | 2015 | 2020 | 2025 | 2030 | 2035 | 2040
BM | 0 | 0 | 0 | 0 | 0 | 0
CC | 0 | 0 | 0 | 0 | 0 | 0
CSP | 0 | 0 | 0 | 0 | 0 | 0
CT | 0 | 0 | 0 | 0 | 0 | 0
Coal | 0 | 0 | 0 | 0 | 0 | 0
Geo | 0 | 0 | 0 | 0 | 0 | 0
H | 0 | 0 | 0 | 0 | 0 | 0
LFG | 0 | 0 | 0 | 0 | 0 | 0
Nuc | 0 | 0 | 0 | 0 | 0 | 0
PS | 0 | 0 | 0 | 0 | 0 | 0
PV | 0 | 0 | 0 | 0 | 0 | 0
PeakG | 0 | 0 | 0 | 0 | 0 | 0
PeakO | 0 | 0 | 0 | 0 | 0 | 0
ST | 0 | 0 | 0 | 0 | 0 | 0
STOG | 0 | 0 | 0 | 0 | 0 | 0
STWD | 0 | 0 | 0 | 0 | 0 | 0
WT | 0 | 0 | 0 | 0 | 0 | 0
IGCC | 0 | 0 | 0 | 0 | 0 | 0
DemandResponse | 0 | 0 | 0 | 0 | 0 | 0
IGCC-CCS | 0 | 0 | 0 | 0 | 0 | 0
WT_off | 0 | 0 | 0 | 0 | 0 | 0
PseudoUnit | 0 | 0 | 0 | 0 | 0 | 0
FixedInterchange | 0 | 0 | 0 | 0 | 0 | 0
Retrofit VOM Costs by Reporting Type: AZ_NM_SNV_Coal
ReportingType | 2015 | 2020 | 2025 | 2030 | 2035 | 2040
BM | 0 | 0 | 0 | 0 | 0 | 0
CC | 0 | 0 | 0 | 0 | 0 | 0
CSP | 0 | 0 | 0 | 0 | 0 | 0
CT | 0 | 0 | 0 | 0 | 0 | 0
Coal | 318.56 | 399.49 | 399.24 | 375.89 | 350.78 | 266.93
Geo | 0 | 0 | 0 | 0 | 0 | 0
H | 0 | 0 | 0 | 0 | 0 | 0
LFG | 0 | 0 | 0 | 0 | 0 | 0
Nuc | 0 | 0 | 0 | 0 | 0 | 0
PS | 0 | 0 | 0 | 0 | 0 | 0
PV | 0 | 0 | 0 | 0 | 0 | 0
PeakG | 0 | 0 | 0 | 0 | 0 | 0
PeakO | 0 | 0 | 0 | 0 | 0 | 0
ST | 0 | 0 | 0 | 0 | 0 | 0
STOG | 0 | 0 | 0 | 0 | 0 | 0
STWD | 0 | 0 | 0 | 0 | 0 | 0
WT | 0 | 0 | 0 | 0 | 0 | 0
IGCC | 0 | 0 | 0 | 0 | 0 | 0
DemandResponse | 0 | 0 | 0 | 0 | 0 | 0
IGCC-CCS | 0 | 0 | 0 | 0 | 0 | 0
WT_off | 0 | 0 | 0 | 0 | 0 | 0
PseudoUnit | 0 | 0 | 0 | 0 | 0 | 0
FixedInterchange | 0 | 0 | 0 | 0 | 0 | 0
Retrofit VOM Costs by Reporting Type: AZ_NM_SNV_Gas
ReportingType | 2015 | 2020 | 2025 | 2030 | 2035 | 2040
BM | 0 | 0 | 0 | 0 | 0 | 0
CC | 0 | 0 | 0 | 0 | 0 | 0
CSP | 0 | 0 | 0 | 0 | 0 | 0
CT | 0 | 0 | 0 | 0 | 0 | 0
Coal | 0 | 0 | 0 | 0 | 0 | 0
Geo | 0 | 0 | 0 | 0 | 0 | 0
H | 0 | 0 | 0 | 0 | 0 | 0
LFG | 0 | 0 | 0 | 0 | 0 | 0
Nuc | 0 | 0 | 0 | 0 | 0 | 0
PS | 0 | 0 | 0 | 0 | 0 | 0
PV | 0 | 0 | 0 | 0 | 0 | 0
PeakG | 0 | 0 | 0 | 0 | 0 | 0
PeakO | 0 | 0 | 0 | 0 | 0 | 0
ST | 0 | 0 | 0 | 0 | 0 | 0
STOG | 0 | 0 | 0 | 0 | 0 | 0
STWD | 0 | 0 | 0 | 0 | 0 | 0
WT | 0 | 0 | 0 | 0 | 0 | 0
IGCC | 0 | 0 | 0 | 0 | 0 | 0
DemandResponse | 0 | 0 | 0 | 0 | 0 | 0
IGCC-CCS | 0 | 0 | 0 | 0 | 0 | 0
WT_off | 0 | 0 | 0 | 0 | 0 | 0
PseudoUnit | 0 | 0 | 0 | 0 | 0 | 0
FixedInterchange | 0 | 0 | 0 | 0 | 0 | 0
Retrofit VOM Costs by Reporting Type: AZ_NM_SNV_NucRenew
ReportingType | 2015 | 2020 | 2025 | 2030 | 2035 | 2040
BM | 0 | 0 | 0 | 0 | 0 | 0
CC | 0 | 0 | 0 | 0 | 0 | 0
CSP | 0 | 0 | 0 | 0 | 0 | 0
CT | 0 | 0 | 0 | 0 | 0 | 0
Coal | 0 | 0 | 0 | 0 | 0 | 0
Geo | 0 | 0 | 0 | 0 | 0 | 0
H | 0 | 0 | 0 | 0 | 0 | 0
LFG | 0 | 0 | 0 | 0 | 0 | 0
Nuc | 0 | 0 | 0 | 0 | 0 | 0
PS | 0 | 0 | 0 | 0 | 0 | 0
PV | 0 | 0 | 0 | 0 | 0 | 0
PeakG | 0 | 0 | 0 | 0 | 0 | 0
PeakO | 0 | 0 | 0 | 0 | 0 | 0
ST | 0 | 0 | 0 | 0 | 0 | 0
STOG | 0 | 0 | 0 | 0 | 0 | 0
STWD | 0 | 0 | 0 | 0 | 0 | 0
WT | 0 | 0 | 0 | 0 | 0 | 0
IGCC | 0 | 0 | 0 | 0 | 0 | 0
DemandResponse | 0 | 0 | 0 | 0 | 0 | 0
IGCC-CCS | 0 | 0 | 0 | 0 | 0 | 0
WT_off | 0 | 0 | 0 | 0 | 0 | 0
PseudoUnit | 0 | 0 | 0 | 0 | 0 | 0
FixedInterchange | 0 | 0 | 0 | 0 | 0 | 0
Retrofit VOM Costs by Reporting Type: ERCOT
ReportingType | 2015 | 2020 | 2025 | 2030 | 2035 | 2040
BM | 0 | 0 | 0 | 0 | 0 | 0
CC | 0 | 0 | 0 | 0 | 0 | 0
CSP | 0 | 0 | 0 | 0 | 0 | 0
CT | 0 | 0 | 0 | 0 | 0 | 0
Coal | 297.21 | 526.52 | 618.27 | 637.04 | 639.14 | 639.14
Geo | 0 | 0 | 0 | 0 | 0 | 0
H | 0 | 0 | 0 | 0 | 0 | 0
LFG | 0 | 0 | 0 | 0 | 0 | 0
Nuc | 0 | 0 | 0 | 0 | 0 | 0
PS | 0 | 0 | 0 | 0 | 0 | 0
PV | 0 | 0 | 0 | 0 | 0 | 0
PeakG | 0 | 0 | 0 | 0 | 0 | 0
PeakO | 0 | 0 | 0 | 0 | 0 | 0
ST | 0 | 0 | 0 | 0 | 0 | 0
STOG | 0 | 0 | 0 | 0 | 0 | 0
STWD | 0 | 0 | 0 | 0 | 0 | 0
WT | 0 | 0 | 0 | 0 | 0 | 0
IGCC | 0 | 0 | 0 | 0 | 0 | 0
DemandResponse | 0 | 0 | 0 | 0 | 0 | 0
IGCC-CCS | 0 | 0 | 0 | 0 | 0 | 0
WT_off | 0 | 0 | 0 | 0 | 0 | 0
PseudoUnit | 0 | 0 | 0 | 0 | 0 | 0
FixedInterchange | 0 | 0 | 0 | 0 | 0 | 0
Retrofit VOM Costs by Reporting Type: NP15
ReportingType | 2015 | 2020 | 2025 | 2030 | 2035 | 2040
BM | 0 | 0 | 0 | 0 | 0 | 0
CC | 0 | 0 | 0 | 0 | 0 | 0
CSP | 0 | 0 | 0 | 0 | 0 | 0
CT | 0 | 0 | 0 | 0 | 0 | 0
Coal | 1.46 | 0 | 0 | 0 | 0 | 0
Geo | 0 | 0 | 0 | 0 | 0 | 0
H | 0 | 0 | 0 | 0 | 0 | 0
LFG | 0 | 0 | 0 | 0 | 0 | 0
Nuc | 0 | 0 | 0 | 0 | 0 | 0
PS | 0 | 0 | 0 | 0 | 0 | 0
PV | 0 | 0 | 0 | 0 | 0 | 0
PeakG | 0 | 0 | 0 | 0 | 0 | 0
PeakO | 0 | 0 | 0 | 0 | 0 | 0
ST | 0 | 0 | 0 | 0 | 0 | 0
STOG | 0 | 0 | 0 | 0 | 0 | 0
STWD | 0 | 0 | 0 | 0 | 0 | 0
WT | 0 | 0 | 0 | 0 | 0 | 0
IGCC | 0 | 0 | 0 | 0 | 0 | 0
DemandResponse | 0 | 0 | 0 | 0 | 0 | 0
IGCC-CCS | 0 | 0 | 0 | 0 | 0 | 0
WT_off | 0 | 0 | 0 | 0 | 0 | 0
PseudoUnit | 0 | 0 | 0 | 0 | 0 | 0
FixedInterchange | 0 | 0 | 0 | 0 | 0 | 0
Retrofit VOM Costs by Reporting Type: NWPP_Coal
ReportingType | 2015 | 2020 | 2025 | 2030 | 2035 | 2040
BM | 0 | 0 | 0 | 0 | 0 | 0
CC | 0 | 0 | 0 | 0 | 0 | 0
CSP | 0 | 0 | 0 | 0 | 0 | 0
CT | 0 | 0 | 0 | 0 | 0 | 0
Coal | 514.09 | 667.91 | 667.91 | 667.91 | 667.91 | 655.83
Geo | 0 | 0 | 0 | 0 | 0 | 0
H | 0 | 0 | 0 | 0 | 0 | 0
LFG | 0 | 0 | 0 | 0 | 0 | 0
Nuc | 0 | 0 | 0 | 0 | 0 | 0
PS | 0 | 0 | 0 | 0 | 0 | 0
PV | 0 | 0 | 0 | 0 | 0 | 0
PeakG | 0 | 0 | 0 | 0 | 0 | 0
PeakO | 0 | 0 | 0 | 0 | 0 | 0
ST | 0 | 0 | 0 | 0 | 0 | 0
STOG | 0 | 0 | 0 | 0 | 0 | 0
STWD | 0 | 0 | 0 | 0 | 0 | 0
WT | 0 | 0 | 0 | 0 | 0 | 0
IGCC | 0 | 0 | 0 | 0 | 0 | 0
DemandResponse | 0 | 0 | 0 | 0 | 0 | 0
IGCC-CCS | 0 | 0 | 0 | 0 | 0 | 0
WT_off | 0 | 0 | 0 | 0 | 0 | 0
PseudoUnit | 0 | 0 | 0 | 0 | 0 | 0
FixedInterchange | 0 | 0 | 0 | 0 | 0 | 0
Retrofit VOM Costs by Reporting Type: NWPP_Gas
ReportingType | 2015 | 2020 | 2025 | 2030 | 2035 | 2040
BM | 0 | 0 | 0 | 0 | 0 | 0
CC | 0 | 0 | 0 | 0 | 0 | 0
CSP | 0 | 0 | 0 | 0 | 0 | 0
CT | 0 | 0 | 0 | 0 | 0 | 0
Coal | 0 | 0 | 0 | 0 | 0 | 0
Geo | 0 | 0 | 0 | 0 | 0 | 0
H | 0 | 0 | 0 | 0 | 0 | 0
LFG | 0 | 0 | 0 | 0 | 0 | 0
Nuc | 0 | 0 | 0 | 0 | 0 | 0
PS | 0 | 0 | 0 | 0 | 0 | 0
PV | 0 | 0 | 0 | 0 | 0 | 0
PeakG | 0 | 0 | 0 | 0 | 0 | 0
PeakO | 0 | 0 | 0 | 0 | 0 | 0
ST | 0 | 0 | 0 | 0 | 0 | 0
STOG | 0 | 0 | 0 | 0 | 0 | 0
STWD | 0 | 0 | 0 | 0 | 0 | 0
WT | 0 | 0 | 0 | 0 | 0 | 0
IGCC | 0 | 0 | 0 | 0 | 0 | 0
DemandResponse | 0 | 0 | 0 | 0 | 0 | 0
IGCC-CCS | 0 | 0 | 0 | 0 | 0 | 0
WT_off | 0 | 0 | 0 | 0 | 0 | 0
PseudoUnit | 0 | 0 | 0 | 0 | 0 | 0
FixedInterchange | 0 | 0 | 0 | 0 | 0 | 0
Retrofit VOM Costs by Reporting Type: NWPP_NucRenew
ReportingType | 2015 | 2020 | 2025 | 2030 | 2035 | 2040
BM | 0 | 0 | 0 | 0 | 0 | 0
CC | 0 | 0 | 0 | 0 | 0 | 0
CSP | 0 | 0 | 0 | 0 | 0 | 0
CT | 0 | 0 | 0 | 0 | 0 | 0
Coal | 0 | 0 | 0 | 0 | 0 | 0
Geo | 0 | 0 | 0 | 0 | 0 | 0
H | 0 | 0 | 0 | 0 | 0 | 0
LFG | 0 | 0 | 0 | 0 | 0 | 0
Nuc | 0 | 0 | 0 | 0 | 0 | 0
PS | 0 | 0 | 0 | 0 | 0 | 0
PV | 0 | 0 | 0 | 0 | 0 | 0
PeakG | 0 | 0 | 0 | 0 | 0 | 0
PeakO | 0 | 0 | 0 | 0 | 0 | 0
ST | 0 | 0 | 0 | 0 | 0 | 0
STOG | 0 | 0 | 0 | 0 | 0 | 0
STWD | 0 | 0 | 0 | 0 | 0 | 0
WT | 0 | 0 | 0 | 0 | 0 | 0
IGCC | 0 | 0 | 0 | 0 | 0 | 0
DemandResponse | 0 | 0 | 0 | 0 | 0 | 0
IGCC-CCS | 0 | 0 | 0 | 0 | 0 | 0
WT_off | 0 | 0 | 0 | 0 | 0 | 0
PseudoUnit | 0 | 0 | 0 | 0 | 0 | 0
FixedInterchange | 0 | 0 | 0 | 0 | 0 | 0
Retrofit VOM Costs by Reporting Type: RMPA
ReportingType | 2015 | 2020 | 2025 | 2030 | 2035 | 2040
BM | 0 | 0 | 0 | 0 | 0 | 0
CC | 0 | 0 | 0 | 0 | 0 | 0
CSP | 0 | 0 | 0 | 0 | 0 | 0
CT | 0 | 0 | 0 | 0 | 0 | 0
Coal | 259.51 | 340.11 | 311.8 | 310.58 | 289.38 | 262.29
Geo | 0 | 0 | 0 | 0 | 0 | 0
H | 0 | 0 | 0 | 0 | 0 | 0
LFG | 0 | 0 | 0 | 0 | 0 | 0
Nuc | 0 | 0 | 0 | 0 | 0 | 0
PS | 0 | 0 | 0 | 0 | 0 | 0
PV | 0 | 0 | 0 | 0 | 0 | 0
PeakG | 0 | 0 | 0 | 0 | 0 | 0
PeakO | 0 | 0 | 0 | 0 | 0 | 0
ST | 0 | 0 | 0 | 0 | 0 | 0
STOG | 0 | 0 | 0 | 0 | 0 | 0
STWD | 0 | 0 | 0 | 0 | 0 | 0
WT | 0 | 0 | 0 | 0 | 0 | 0
IGCC | 0 | 0 | 0 | 0 | 0 | 0
DemandResponse | 0 | 0 | 0 | 0 | 0 | 0
IGCC-CCS | 0 | 0 | 0 | 0 | 0 | 0
WT_off | 0 | 0 | 0 | 0 | 0 | 0
PseudoUnit | 0 | 0 | 0 | 0 | 0 | 0
FixedInterchange | 0 | 0 | 0 | 0 | 0 | 0
Retrofit VOM Costs by Reporting Type: SP15
ReportingType | 2015 | 2020 | 2025 | 2030 | 2035 | 2040
BM | 0 | 0 | 0 | 0 | 0 | 0
CC | 0 | 0 | 0 | 0 | 0 | 0
CSP | 0 | 0 | 0 | 0 | 0 | 0
CT | 0 | 0 | 0 | 0 | 0 | 0
Coal | 5.19 | 5.66 | 0 | 0 | 0 | 0
Geo | 0 | 0 | 0 | 0 | 0 | 0
H | 0 | 0 | 0 | 0 | 0 | 0
LFG | 0 | 0 | 0 | 0 | 0 | 0
Nuc | 0 | 0 | 0 | 0 | 0 | 0
PS | 0 | 0 | 0 | 0 | 0 | 0
PV | 0 | 0 | 0 | 0 | 0 | 0
PeakG | 0 | 0 | 0 | 0 | 0 | 0
PeakO | 0 | 0 | 0 | 0 | 0 | 0
ST | 0 | 0 | 0 | 0 | 0 | 0
STOG | 0 | 0 | 0 | 0 | 0 | 0
STWD | 0 | 0 | 0 | 0 | 0 | 0
WT | 0 | 0 | 0 | 0 | 0 | 0
IGCC | 0 | 0 | 0 | 0 | 0 | 0
DemandResponse | 0 | 0 | 0 | 0 | 0 | 0
IGCC-CCS | 0 | 0 | 0 | 0 | 0 | 0
WT_off | 0 | 0 | 0 | 0 | 0 | 0
PseudoUnit | 0 | 0 | 0 | 0 | 0 | 0
FixedInterchange | 0 | 0 | 0 | 0 | 0 | 0
Retrofit VOM Costs by Reporting Type: ALB
ReportingType | 2015 | 2020 | 2025 | 2030 | 2035 | 2040
BM | 0 | 0 | 0 | 0 | 0 | 0
CC | 0 | 0 | 0 | 0 | 0 | 0
CSP | 0 | 0 | 0 | 0 | 0 | 0
CT | 0 | 0 | 0 | 0 | 0 | 0
Coal | 21.2 | 21.2 | 21.2 | 21.2 | 21.2 | 21.2
Geo | 0 | 0 | 0 | 0 | 0 | 0
H | 0 | 0 | 0 | 0 | 0 | 0
LFG | 0 | 0 | 0 | 0 | 0 | 0
Nuc | 0 | 0 | 0 | 0 | 0 | 0
PS | 0 | 0 | 0 | 0 | 0 | 0
PV | 0 | 0 | 0 | 0 | 0 | 0
PeakG | 0 | 0 | 0 | 0 | 0 | 0
PeakO | 0 | 0 | 0 | 0 | 0 | 0
ST | 0 | 0 | 0 | 0 | 0 | 0
STOG | 0 | 0 | 0 | 0 | 0 | 0
STWD | 0 | 0 | 0 | 0 | 0 | 0
WT | 0 | 0 | 0 | 0 | 0 | 0
IGCC | 0 | 0 | 0 | 0 | 0 | 0
DemandResponse | 0 | 0 | 0 | 0 | 0 | 0
IGCC-CCS | 0 | 0 | 0 | 0 | 0 | 0
WT_off | 0 | 0 | 0 | 0 | 0 | 0
PseudoUnit | 0 | 0 | 0 | 0 | 0 | 0
FixedInterchange | 0 | 0 | 0 | 0 | 0 | 0
Retrofit VOM Costs by Reporting Type: BC
ReportingType | 2015 | 2020 | 2025 | 2030 | 2035 | 2040
BM | 0 | 0 | 0 | 0 | 0 | 0
CC | 0 | 0 | 0 | 0 | 0 | 0
CSP | 0 | 0 | 0 | 0 | 0 | 0
CT | 0 | 0 | 0 | 0 | 0 | 0
Coal | 0 | 0 | 0 | 0 | 0 | 0
Geo | 0 | 0 | 0 | 0 | 0 | 0
H | 0 | 0 | 0 | 0 | 0 | 0
LFG | 0 | 0 | 0 | 0 | 0 | 0
Nuc | 0 | 0 | 0 | 0 | 0 | 0
PS | 0 | 0 | 0 | 0 | 0 | 0
PV | 0 | 0 | 0 | 0 | 0 | 0
PeakG | 0 | 0 | 0 | 0 | 0 | 0
PeakO | 0 | 0 | 0 | 0 | 0 | 0
ST | 0 | 0 | 0 | 0 | 0 | 0
STOG | 0 | 0 | 0 | 0 | 0 | 0
STWD | 0 | 0 | 0 | 0 | 0 | 0
WT | 0 | 0 | 0 | 0 | 0 | 0
IGCC | 0 | 0 | 0 | 0 | 0 | 0
DemandResponse | 0 | 0 | 0 | 0 | 0 | 0
IGCC-CCS | 0 | 0 | 0 | 0 | 0 | 0
WT_off | 0 | 0 | 0 | 0 | 0 | 0
PseudoUnit | 0 | 0 | 0 | 0 | 0 | 0
FixedInterchange | 0 | 0 | 0 | 0 | 0 | 0
Retrofit VOM Costs by Reporting Type: HQ_IESO
ReportingType | 2015 | 2020 | 2025 | 2030 | 2035 | 2040
BM | 0 | 0 | 0 | 0 | 0 | 0
CC | 0 | 0 | 0 | 0 | 0 | 0
CSP | 0 | 0 | 0 | 0 | 0 | 0
CT | 0 | 0 | 0 | 0 | 0 | 0
Coal | 0 | 0 | 0 | 0 | 0 | 0
Geo | 0 | 0 | 0 | 0 | 0 | 0
H | 0 | 0 | 0 | 0 | 0 | 0
LFG | 0 | 0 | 0 | 0 | 0 | 0
Nuc | 0 | 0 | 0 | 0 | 0 | 0
PS | 0 | 0 | 0 | 0 | 0 | 0
PV | 0 | 0 | 0 | 0 | 0 | 0
PeakG | 0 | 0 | 0 | 0 | 0 | 0
PeakO | 0 | 0 | 0 | 0 | 0 | 0
ST | 0 | 0 | 0 | 0 | 0 | 0
STOG | 0 | 0 | 0 | 0 | 0 | 0
STWD | 0 | 0 | 0 | 0 | 0 | 0
WT | 0 | 0 | 0 | 0 | 0 | 0
IGCC | 0 | 0 | 0 | 0 | 0 | 0
DemandResponse | 0 | 0 | 0 | 0 | 0 | 0
IGCC-CCS | 0 | 0 | 0 | 0 | 0 | 0
WT_off | 0 | 0 | 0 | 0 | 0 | 0
PseudoUnit | 0 | 0 | 0 | 0 | 0 | 0
FixedInterchange | 0 | 0 | 0 | 0 | 0 | 0
Retrofit VOM Costs by Reporting Type: HQ_NEISO
ReportingType | 2015 | 2020 | 2025 | 2030 | 2035 | 2040
BM | 0 | 0 | 0 | 0 | 0 | 0
CC | 0 | 0 | 0 | 0 | 0 | 0
CSP | 0 | 0 | 0 | 0 | 0 | 0
CT | 0 | 0 | 0 | 0 | 0 | 0
Coal | 0 | 0 | 0 | 0 | 0 | 0
Geo | 0 | 0 | 0 | 0 | 0 | 0
H | 0 | 0 | 0 | 0 | 0 | 0
LFG | 0 | 0 | 0 | 0 | 0 | 0
Nuc | 0 | 0 | 0 | 0 | 0 | 0
PS | 0 | 0 | 0 | 0 | 0 | 0
PV | 0 | 0 | 0 | 0 | 0 | 0
PeakG | 0 | 0 | 0 | 0 | 0 | 0
PeakO | 0 | 0 | 0 | 0 | 0 | 0
ST | 0 | 0 | 0 | 0 | 0 | 0
STOG | 0 | 0 | 0 | 0 | 0 | 0
STWD | 0 | 0 | 0 | 0 | 0 | 0
WT | 0 | 0 | 0 | 0 | 0 | 0
IGCC | 0 | 0 | 0 | 0 | 0 | 0
DemandResponse | 0 | 0 | 0 | 0 | 0 | 0
IGCC-CCS | 0 | 0 | 0 | 0 | 0 | 0
WT_off | 0 | 0 | 0 | 0 | 0 | 0
PseudoUnit | 0 | 0 | 0 | 0 | 0 | 0
FixedInterchange | 0 | 0 | 0 | 0 | 0 | 0
Retrofit VOM Costs by Reporting Type: HQ_NY
ReportingType | 2015 | 2020 | 2025 | 2030 | 2035 | 2040
BM | 0 | 0 | 0 | 0 | 0 | 0
CC | 0 | 0 | 0 | 0 | 0 | 0
CSP | 0 | 0 | 0 | 0 | 0 | 0
CT | 0 | 0 | 0 | 0 | 0 | 0
Coal | 0 | 0 | 0 | 0 | 0 | 0
Geo | 0 | 0 | 0 | 0 | 0 | 0
H | 0 | 0 | 0 | 0 | 0 | 0
LFG | 0 | 0 | 0 | 0 | 0 | 0
Nuc | 0 | 0 | 0 | 0 | 0 | 0
PS | 0 | 0 | 0 | 0 | 0 | 0
PV | 0 | 0 | 0 | 0 | 0 | 0
PeakG | 0 | 0 | 0 | 0 | 0 | 0
PeakO | 0 | 0 | 0 | 0 | 0 | 0
ST | 0 | 0 | 0 | 0 | 0 | 0
STOG | 0 | 0 | 0 | 0 | 0 | 0
STWD | 0 | 0 | 0 | 0 | 0 | 0
WT | 0 | 0 | 0 | 0 | 0 | 0
IGCC | 0 | 0 | 0 | 0 | 0 | 0
DemandResponse | 0 | 0 | 0 | 0 | 0 | 0
IGCC-CCS | 0 | 0 | 0 | 0 | 0 | 0
WT_off | 0 | 0 | 0 | 0 | 0 | 0
PseudoUnit | 0 | 0 | 0 | 0 | 0 | 0
FixedInterchange | 0 | 0 | 0 | 0 | 0 | 0
Retrofit VOM Costs by Reporting Type: MARITIMES
ReportingType | 2015 | 2020 | 2025 | 2030 | 2035 | 2040
BM | 0 | 0 | 0 | 0 | 0 | 0
CC | 0 | 0 | 0 | 0 | 0 | 0
CSP | 0 | 0 | 0 | 0 | 0 | 0
CT | 0 | 0 | 0 | 0 | 0 | 0
Coal | 0 | 0 | 0 | 0 | 0 | 0
Geo | 0 | 0 | 0 | 0 | 0 | 0
H | 0 | 0 | 0 | 0 | 0 | 0
LFG | 0 | 0 | 0 | 0 | 0 | 0
Nuc | 0 | 0 | 0 | 0 | 0 | 0
PS | 0 | 0 | 0 | 0 | 0 | 0
PV | 0 | 0 | 0 | 0 | 0 | 0
PeakG | 0 | 0 | 0 | 0 | 0 | 0
PeakO | 0 | 0 | 0 | 0 | 0 | 0
ST | 0 | 0 | 0 | 0 | 0 | 0
STOG | 0 | 0 | 0 | 0 | 0 | 0
STWD | 0 | 0 | 0 | 0 | 0 | 0
WT | 0 | 0 | 0 | 0 | 0 | 0
IGCC | 0 | 0 | 0 | 0 | 0 | 0
DemandResponse | 0 | 0 | 0 | 0 | 0 | 0
IGCC-CCS | 0 | 0 | 0 | 0 | 0 | 0
WT_off | 0 | 0 | 0 | 0 | 0 | 0
PseudoUnit | 0 | 0 | 0 | 0 | 0 | 0
FixedInterchange | 0 | 0 | 0 | 0 | 0 | 0
retrofit VOM Costs by Reporting Type: All
ReportingType | 2015 | 2020 | 2025 | 2030 | 2035 | 2040
BM | 0 | 0 | 0 | 0 | 0 | 0
CC | 0 | 0 | 0 | 0 | 0 | 0
CSP | 0 | 0 | 0 | 0 | 0 | 0
CT | 0 | 0 | 0 | 0 | 0 | 0
Coal | 4987.95 | 8581.64 | 9276.18 | 9625.85 | 9951.83 | 9868.04
Geo | 0 | 0 | 0 | 0 | 0 | 0
H | 0 | 0 | 0 | 0 | 0 | 0
LFG | 0 | 0 | 0 | 0 | 0 | 0
Nuc | 0 | 0 | 0 | 0 | 0 | 0
PS | 0 | 0 | 0 | 0 | 0 | 0
PV | 0 | 0 | 0 | 0 | 0 | 0
PeakG | 0 | 0 | 0 | 0 | 0 | 0
PeakO | 0 | 0 | 0 | 0 | 0 | 0
ST | 0 | 0 | 0 | 0 | 0 | 0
STOG | 0 | 0 | 0 | 0 | 0 | 0
STWD | 0 | 0 | 0 | 0 | 0 | 0
WT | 0 | 0 | 0 | 0 | 0 | 0
IGCC | 0 | 0 | 0 | 0 | 0 | 0
DemandResponse | 0 | 0 | 0 | 0 | 0 | 0
IGCC-CCS | 0 | 0 | 0 | 0 | 0 | 0
WT_off | 0 | 0 | 0 | 0 | 0 | 0
PseudoUnit | 0 | 0 | 0 | 0 | 0 | 0
FixedInterchange | 0 | 0 | 0 | 0 | 0 | 0
retrofit VOM Costs by Reporting Type: EI_US
ReportingType | 2015 | 2020 | 2025 | 2030 | 2035 | 2040
BM | 0 | 0 | 0 | 0 | 0 | 0
CC | 0 | 0 | 0 | 0 | 0 | 0
CSP | 0 | 0 | 0 | 0 | 0 | 0
CT | 0 | 0 | 0 | 0 | 0 | 0
Coal | 3570.73 | 6620.74 | 7257.76 | 7613.24 | 7983.43 | 8022.66
Geo | 0 | 0 | 0 | 0 | 0 | 0
H | 0 | 0 | 0 | 0 | 0 | 0
LFG | 0 | 0 | 0 | 0 | 0 | 0
Nuc | 0 | 0 | 0 | 0 | 0 | 0
PS | 0 | 0 | 0 | 0 | 0 | 0
PV | 0 | 0 | 0 | 0 | 0 | 0
PeakG | 0 | 0 | 0 | 0 | 0 | 0
PeakO | 0 | 0 | 0 | 0 | 0 | 0
ST | 0 | 0 | 0 | 0 | 0 | 0
STOG | 0 | 0 | 0 | 0 | 0 | 0
STWD | 0 | 0 | 0 | 0 | 0 | 0
WT | 0 | 0 | 0 | 0 | 0 | 0
IGCC | 0 | 0 | 0 | 0 | 0 | 0
DemandResponse | 0 | 0 | 0 | 0 | 0 | 0
IGCC-CCS | 0 | 0 | 0 | 0 | 0 | 0
WT_off | 0 | 0 | 0 | 0 | 0 | 0
PseudoUnit | 0 | 0 | 0 | 0 | 0 | 0
FixedInterchange | 0 | 0 | 0 | 0 | 0 | 0
retrofit VOM Costs by Reporting Type: EI_Canada
ReportingType | 2015 | 2020 | 2025 | 2030 | 2035 | 2040
BM | 0 | 0 | 0 | 0 | 0 | 0
CC | 0 | 0 | 0 | 0 | 0 | 0
CSP | 0 | 0 | 0 | 0 | 0 | 0
CT | 0 | 0 | 0 | 0 | 0 | 0
Coal | 0 | 0 | 0 | 0 | 0 | 0
Geo | 0 | 0 | 0 | 0 | 0 | 0
H | 0 | 0 | 0 | 0 | 0 | 0
LFG | 0 | 0 | 0 | 0 | 0 | 0
Nuc | 0 | 0 | 0 | 0 | 0 | 0
PS | 0 | 0 | 0 | 0 | 0 | 0
PV | 0 | 0 | 0 | 0 | 0 | 0
PeakG | 0 | 0 | 0 | 0 | 0 | 0
PeakO | 0 | 0 | 0 | 0 | 0 | 0
ST | 0 | 0 | 0 | 0 | 0 | 0
STOG | 0 | 0 | 0 | 0 | 0 | 0
STWD | 0 | 0 | 0 | 0 | 0 | 0
WT | 0 | 0 | 0 | 0 | 0 | 0
IGCC | 0 | 0 | 0 | 0 | 0 | 0
DemandResponse | 0 | 0 | 0 | 0 | 0 | 0
IGCC-CCS | 0 | 0 | 0 | 0 | 0 | 0
WT_off | 0 | 0 | 0 | 0 | 0 | 0
PseudoUnit | 0 | 0 | 0 | 0 | 0 | 0
FixedInterchange | 0 | 0 | 0 | 0 | 0 | 0
retrofit VOM Costs by Reporting Type: EI
ReportingType | 2015 | 2020 | 2025 | 2030 | 2035 | 2040
BM | 0 | 0 | 0 | 0 | 0 | 0
CC | 0 | 0 | 0 | 0 | 0 | 0
CSP | 0 | 0 | 0 | 0 | 0 | 0
CT | 0 | 0 | 0 | 0 | 0 | 0
Coal | 3570.73 | 6620.74 | 7257.76 | 7613.24 | 7983.43 | 8022.66
Geo | 0 | 0 | 0 | 0 | 0 | 0
H | 0 | 0 | 0 | 0 | 0 | 0
LFG | 0 | 0 | 0 | 0 | 0 | 0
Nuc | 0 | 0 | 0 | 0 | 0 | 0
PS | 0 | 0 | 0 | 0 | 0 | 0
PV | 0 | 0 | 0 | 0 | 0 | 0
PeakG | 0 | 0 | 0 | 0 | 0 | 0
PeakO | 0 | 0 | 0 | 0 | 0 | 0
ST | 0 | 0 | 0 | 0 | 0 | 0
STOG | 0 | 0 | 0 | 0 | 0 | 0
STWD | 0 | 0 | 0 | 0 | 0 | 0
WT | 0 | 0 | 0 | 0 | 0 | 0
IGCC | 0 | 0 | 0 | 0 | 0 | 0
DemandResponse | 0 | 0 | 0 | 0 | 0 | 0
IGCC-CCS | 0 | 0 | 0 | 0 | 0 | 0
WT_off | 0 | 0 | 0 | 0 | 0 | 0
PseudoUnit | 0 | 0 | 0 | 0 | 0 | 0
FixedInterchange | 0 | 0 | 0 | 0 | 0 | 0
retrofit VOM Costs by Reporting Type: Outside_EI
ReportingType | 2015 | 2020 | 2025 | 2030 | 2035 | 2040
BM | 0 | 0 | 0 | 0 | 0 | 0
CC | 0 | 0 | 0 | 0 | 0 | 0
CSP | 0 | 0 | 0 | 0 | 0 | 0
CT | 0 | 0 | 0 | 0 | 0 | 0
Coal | 1417.22 | 1960.9 | 2018.42 | 2012.61 | 1968.4 | 1845.39
Geo | 0 | 0 | 0 | 0 | 0 | 0
H | 0 | 0 | 0 | 0 | 0 | 0
LFG | 0 | 0 | 0 | 0 | 0 | 0
Nuc | 0 | 0 | 0 | 0 | 0 | 0
PS | 0 | 0 | 0 | 0 | 0 | 0
PV | 0 | 0 | 0 | 0 | 0 | 0
PeakG | 0 | 0 | 0 | 0 | 0 | 0
PeakO | 0 | 0 | 0 | 0 | 0 | 0
ST | 0 | 0 | 0 | 0 | 0 | 0
STOG | 0 | 0 | 0 | 0 | 0 | 0
STWD | 0 | 0 | 0 | 0 | 0 | 0
WT | 0 | 0 | 0 | 0 | 0 | 0
IGCC | 0 | 0 | 0 | 0 | 0 | 0
DemandResponse | 0 | 0 | 0 | 0 | 0 | 0
IGCC-CCS | 0 | 0 | 0 | 0 | 0 | 0
WT_off | 0 | 0 | 0 | 0 | 0 | 0
PseudoUnit | 0 | 0 | 0 | 0 | 0 | 0
FixedInterchange | 0 | 0 | 0 | 0 | 0 | 0
#10 | 0.26: Base FOM Costs ($million)
Base FOM Costs by Reporting Type: Entergy
ReportingType | 2015 | 2020 | 2025 | 2030 | 2035 | 2040
BM | 0 | 0 | 0 | 0 | 0 | 0
CC | 413.46 | 538.93 | 435.85 | 477.58 | 542.46 | 542.46
CSP | 0 | 0 | 0 | 0 | 0 | 0
CT | 0 | 0 | 0 | 0 | 0 | 0
Coal | 517.35 | 557.26 | 562.84 | 589.52 | 669.63 | 889.18
Geo | 0 | 0 | 0 | 0 | 0 | 0
H | 10.6 | 10.6 | 10.6 | 10.6 | 10.6 | 10.6
LFG | 0.97 | 0.97 | 13.89 | 13.89 | 13.89 | 13.89
Nuc | 789.41 | 804.93 | 789.41 | 789.41 | 666.82 | 1125.48
PS | 1.4 | 1.4 | 1.4 | 1.4 | 1.4 | 1.4
PV | 0 | 1.08 | 1.67 | 1.72 | 1.78 | 1.84
PeakG | 47.54 | 69.98 | 49.29 | 63.1 | 67 | 67
PeakO | 4.42 | 5.87 | 5.08 | 5.22 | 5.22 | 5.22
ST | 0 | 0 | 0 | 0 | 0 | 0
STOG | 176.46 | 208.79 | 160.74 | 160.74 | 160.74 | 160.74
STWD | 6.6 | 8.26 | 6.73 | 6.73 | 6.73 | 6.73
WT | 3.66 | 3.66 | 3.66 | 3.66 | 6.47 | 6.47
IGCC | 0 | 0 | 0 | 0 | 0 | 0
DemandResponse | 0 | 0 | 0 | 0 | 0 | 0
IGCC-CCS | 0 | 0 | 0 | 0 | 0 | 0
WT_off | 0 | 0 | 0 | 0 | 0 | 0
PseudoUnit | 0 | 0 | 0 | 0 | 0 | 0
FixedInterchange | 0 | 0 | 0 | 0 | 0 | 0
Base FOM Costs by Reporting Type: FRCC
ReportingType | 2015 | 2020 | 2025 | 2030 | 2035 | 2040
BM | 0 | 0 | 0 | 0 | 0 | 0
CC | 674.93 | 918.89 | 789.03 | 872.56 | 1043.73 | 1155.97
CSP | 0 | 0 | 0 | 0 | 0 | 0
CT | 16.6 | 16.6 | 16.6 | 16.6 | 16.6 | 16.6
Coal | 581.48 | 559.11 | 579.81 | 624.96 | 657.59 | 710.18
Geo | 0 | 0 | 0 | 0 | 0 | 0
H | 0.78 | 0.78 | 0.78 | 0.78 | 0.78 | 0.78
LFG | 58.63 | 58.63 | 82.46 | 82.46 | 82.46 | 82.46
Nuc | 601.49 | 635.55 | 601.49 | 601.49 | 946.02 | 369.98
PS | 0 | 0 | 0 | 0 | 0 | 0
PV | 0.75 | 0.75 | 0.75 | 0.75 | 0.75 | 0.75
PeakG | 149.81 | 217.71 | 155.12 | 202.68 | 202.68 | 202.68
PeakO | 64.61 | 83.43 | 68.43 | 68.43 | 68.43 | 68.43
ST | 0 | 0 | 0 | 0 | 0 | 0
STOG | 191.29 | 226.34 | 194.03 | 194.03 | 194.03 | 194.03
STWD | 6.25 | 7.82 | 6.37 | 6.37 | 6.37 | 6.37
WT | 0 | 0 | 0 | 0 | 0 | 0
IGCC | 0 | 0 | 0 | 0 | 0 | 0
DemandResponse | 0 | 0 | 0 | 0 | 0 | 0
IGCC-CCS | 0 | 0 | 0 | 0 | 0 | 0
WT_off | 0 | 0 | 0 | 0 | 0 | 0
PseudoUnit | 0 | 0 | 0 | 0 | 0 | 0
FixedInterchange | 0 | 0 | 0 | 0 | 0 | 0
Base FOM Costs by Reporting Type: MAPP_US
ReportingType | 2015 | 2020 | 2025 | 2030 | 2035 | 2040
BM | 0 | 0 | 0 | 0 | 0 | 0
CC | 8.58 | 10.9 | 8.79 | 8.81 | 9.52 | 10.72
CSP | 0 | 0 | 0 | 0 | 0 | 0
CT | 2.06 | 2.06 | 2.06 | 3.27 | 3.27 | 3.27
Coal | 193.32 | 203.77 | 204.65 | 218.3 | 257.52 | 297.55
Geo | 3.95 | 3.95 | 3.95 | 3.95 | 3.95 | 3.95
H | 31.14 | 31.14 | 31.14 | 31.14 | 31.14 | 31.14
LFG | 0.24 | 0.24 | 0.24 | 8.86 | 8.86 | 8.86
Nuc | 0.01 | 0.01 | 0.01 | 0.01 | 0.01 | 0.01
PS | 0 | 0 | 0 | 0 | 0 | 0
PV | 0 | 0 | 0 | 0 | 0 | 0
PeakG | 12.29 | 19.13 | 14.16 | 16.07 | 17.04 | 17.04
PeakO | 1.92 | 3.18 | 2.55 | 2.55 | 2.55 | 2.55
ST | 0 | 0 | 0 | 0 | 0 | 0
STOG | 0 | 0 | 0 | 0 | 0 | 0
STWD | 0 | 0 | 0 | 0 | 0 | 0
WT | 55.22 | 55.22 | 75.08 | 77.75 | 80.52 | 83.4
IGCC | 0 | 0 | 0 | 0 | 0 | 0
DemandResponse | 0 | 0 | 0 | 0 | 0 | 0
IGCC-CCS | 0 | 0 | 0 | 0 | 0 | 0
WT_off | 0 | 0 | 0 | 0 | 0 | 0
PseudoUnit | 0 | 0 | 0 | 0 | 0 | 0
FixedInterchange | 0 | 0 | 0 | 0 | 0 | 0
Base FOM Costs by Reporting Type: MISO_IN
ReportingType | 2015 | 2020 | 2025 | 2030 | 2035 | 2040
BM | 0 | 0 | 0 | 0 | 0 | 0
CC | 41.43 | 52.67 | 42.31 | 59.91 | 95.04 | 106.85
CSP | 0 | 0 | 0 | 0 | 0 | 0
CT | 0 | 0 | 0 | 0 | 0 | 0
Coal | 959.94 | 1081.26 | 1073.95 | 1203.14 | 1356.51 | 1506.01
Geo | 0 | 0 | 0 | 0 | 0 | 0
H | 1.07 | 1.07 | 1.07 | 1.07 | 1.07 | 1.07
LFG | 4.46 | 4.46 | 4.46 | 14.11 | 14.11 | 14.11
Nuc | 0.01 | 0.01 | 0.01 | 0.01 | 0.01 | 0.01
PS | 0 | 0 | 0 | 0 | 0 | 0
PV | 0 | 4.03 | 6.57 | 6.79 | 7.01 | 7.24
PeakG | 52.35 | 76.94 | 54.27 | 73.39 | 73.39 | 73.39
PeakO | 10.59 | 13.5 | 10.82 | 10.82 | 10.82 | 10.82
ST | 0 | 0 | 0 | 0 | 0 | 0
STOG | 12.26 | 14.51 | 12.44 | 12.44 | 12.44 | 12.44
STWD | 0 | 0 | 0 | 0 | 0 | 0
WT | 18.31 | 18.31 | 18.31 | 18.31 | 18.31 | 18.31
IGCC | 30.22 | 30.22 | 30.22 | 30.22 | 30.22 | 30.22
DemandResponse | 0 | 0 | 0 | 0 | 0 | 0
IGCC-CCS | 0 | 0 | 0 | 0 | 0 | 0
WT_off | 0 | 0 | 0 | 0 | 0 | 0
PseudoUnit | 0 | 0 | 0 | 0 | 0 | 0
FixedInterchange | 0 | 0 | 0 | 0 | 0 | 0
Base FOM Costs by Reporting Type: MISO_MI
ReportingType | 2015 | 2020 | 2025 | 2030 | 2035 | 2040
BM | 0 | 0 | 0 | 0 | 0 | 0
CC | 128.88 | 172.17 | 142.32 | 148.71 | 160.93 | 160.93
CSP | 0 | 0 | 0 | 0 | 0 | 0
CT | 0 | 0 | 0 | 0 | 0 | 0
Coal | 635.18 | 653.25 | 596.18 | 672.34 | 752.49 | 800.71
Geo | 0 | 0 | 0 | 0 | 0 | 0
H | 2.01 | 2.01 | 2.01 | 2.01 | 2.01 | 2.01
LFG | 19.67 | 38.02 | 38.95 | 38.95 | 38.95 | 38.95
Nuc | 275.03 | 275.03 | 275.03 | 275.03 | 161.75 | 417.74
PS | 44.44 | 44.44 | 44.44 | 44.44 | 44.44 | 44.44
PV | 0 | 0 | 0 | 0 | 0 | 0
PeakG | 61.2 | 89.88 | 71.67 | 85.63 | 85.63 | 85.63
PeakO | 15.67 | 19.97 | 16.01 | 16.01 | 16.01 | 16.01
ST | 0 | 0 | 0 | 0 | 0 | 0
STOG | 125.33 | 148.3 | 127.13 | 127.13 | 127.13 | 127.13
STWD | 5.22 | 6.54 | 5.33 | 5.33 | 5.33 | 5.33
WT | 61.65 | 78.5 | 82.26 | 86.95 | 91.72 | 96.64
IGCC | 0 | 0 | 0 | 0 | 0 | 0
DemandResponse | 0 | 0 | 0 | 0 | 0 | 0
IGCC-CCS | 0 | 0 | 0 | 0 | 0 | 0
WT_off | 0 | 0 | 0 | 0 | 0 | 0
PseudoUnit | 0 | 0 | 0 | 0 | 0 | 0
FixedInterchange | 0 | 0 | 0 | 0 | 0 | 0
Base FOM Costs by Reporting Type: MISO_MO-IL
ReportingType | 2015 | 2020 | 2025 | 2030 | 2035 | 2040
BM | 0 | 0 | 0 | 0 | 0 | 0
CC | 31.4 | 39.92 | 32.06 | 35.22 | 39.25 | 39.25
CSP | 0 | 0 | 0 | 0 | 0 | 0
CT | 0 | 0 | 0 | 0 | 0 | 0
Coal | 1032.33 | 1133.45 | 1037.49 | 1192.27 | 1357.47 | 1429.89
Geo | 0 | 0 | 0 | 0 | 0 | 0
H | 5.01 | 5.01 | 5.01 | 5.01 | 5.01 | 5.01
LFG | 2.17 | 2.17 | 2.17 | 29.04 | 29.04 | 29.04
Nuc | 308.98 | 325.11 | 325.11 | 325.11 | 325.11 | 325.11
PS | 10.45 | 10.45 | 10.45 | 10.45 | 10.45 | 10.45
PV | 0 | 0 | 0 | 0 | 0 | 0
PeakG | 77.83 | 114.84 | 80.73 | 103.92 | 110.46 | 110.46
PeakO | 21.48 | 28.65 | 22.96 | 22.96 | 22.96 | 22.96
ST | 0 | 0 | 0 | 0 | 0 | 0
STOG | 26.02 | 30.78 | 26.39 | 26.39 | 26.39 | 26.39
STWD | 0 | 0 | 0 | 0 | 0 | 0
WT | 21.36 | 21.36 | 21.36 | 105.62 | 105.62 | 145.42
IGCC | 0 | 0 | 0 | 0 | 0 | 0
DemandResponse | 0 | 0 | 0 | 0 | 0 | 0
IGCC-CCS | 0 | 0 | 0 | 0 | 0 | 0
WT_off | 0 | 0 | 0 | 0 | 0 | 0
PseudoUnit | 0 | 0 | 0 | 0 | 0 | 0
FixedInterchange | 0 | 0 | 0 | 0 | 0 | 0
Base FOM Costs by Reporting Type: MISO_W
ReportingType | 2015 | 2020 | 2025 | 2030 | 2035 | 2040
BM | 0 | 0 | 0 | 0 | 0 | 0
CC | 90.43 | 114.8 | 92.68 | 92.68 | 109.48 | 112.22
CSP | 0 | 0 | 0 | 0 | 0 | 0
CT | 0 | 0 | 0 | 0 | 0 | 0
Coal | 720.15 | 804.13 | 806.71 | 837.25 | 973.19 | 1167.75
Geo | 0 | 0 | 0 | 0 | 0 | 0
H | 7.08 | 7.08 | 7.08 | 7.08 | 7.08 | 7.08
LFG | 24.73 | 24.73 | 24.73 | 33.36 | 33.36 | 33.36
Nuc | 343.79 | 343.79 | 343.79 | 602.57 | 0.04 | 0.04
PS | 0 | 0 | 0 | 0 | 0 | 0
PV | 0 | 0 | 0 | 0 | 0 | 0
PeakG | 87.12 | 123.54 | 89.97 | 105.17 | 108.71 | 108.71
PeakO | 56.38 | 79.08 | 64.57 | 64.57 | 64.57 | 64.57
ST | 0 | 0 | 0 | 0 | 0 | 0
STOG | 7.56 | 8.94 | 7.67 | 7.67 | 7.67 | 7.67
STWD | 10.03 | 12.55 | 10.23 | 10.23 | 10.23 | 10.23
WT | 268.82 | 366.95 | 982.88 | 1042.98 | 1085.31 | 1092.35
IGCC | 0 | 0 | 0 | 0 | 0 | 0
DemandResponse | 0 | 0 | 0 | 0 | 0 | 0
IGCC-CCS | 0 | 0 | 0 | 0 | 0 | 0
WT_off | 0 | 0 | 0 | 0 | 0 | 0
PseudoUnit | 0 | 0 | 0 | 0 | 0 | 0
FixedInterchange | 0 | 0 | 0 | 0 | 0 | 0
Base FOM Costs by Reporting Type: MISO_WUMS
ReportingType | 2015 | 2020 | 2025 | 2030 | 2035 | 2040
BM | 0 | 0 | 0 | 0 | 0 | 0
CC | 80.83 | 115.78 | 95.56 | 95.56 | 131.08 | 134.89
CSP | 0 | 0 | 0 | 0 | 0 | 0
CT | 0 | 26.53 | 26.53 | 39.66 | 78.04 | 101.99
Coal | 393.51 | 444.28 | 384.81 | 405.84 | 409.25 | 461.78
Geo | 0 | 0 | 0 | 0 | 0 | 0
H | 4.79 | 4.79 | 4.79 | 4.79 | 4.79 | 4.79
LFG | 8.57 | 8.57 | 8.57 | 35.44 | 35.44 | 35.44
Nuc | 264.54 | 287.77 | 264.54 | 570.75 | 0.04 | 0.04
PS | 0 | 0 | 0 | 0 | 0 | 0
PV | 0 | 0 | 0 | 0 | 0 | 0
PeakG | 55.64 | 81.65 | 65.08 | 77.65 | 77.65 | 77.65
PeakO | 13.52 | 17.78 | 14.69 | 14.69 | 14.69 | 14.69
ST | 0 | 0 | 0 | 0 | 0 | 0
STOG | 13.21 | 15.63 | 13.39 | 13.39 | 13.39 | 13.39
STWD | 3.37 | 4.21 | 3.43 | 3.43 | 3.43 | 3.43
WT | 46.36 | 46.36 | 46.36 | 47.23 | 47.23 | 47.23
IGCC | 0 | 0 | 0 | 0 | 0 | 0
DemandResponse | 0 | 0 | 0 | 0 | 0 | 0
IGCC-CCS | 0 | 0 | 0 | 0 | 0 | 0
WT_off | 0 | 0 | 0 | 0 | 0 | 0
PseudoUnit | 0 | 0 | 0 | 0 | 0 | 0
FixedInterchange | 0 | 0 | 0 | 0 | 0 | 0
Base FOM Costs by Reporting Type: Nebraska
ReportingType | 2015 | 2020 | 2025 | 2030 | 2035 | 2040
BM | 0 | 0 | 0 | 0 | 0 | 0
CC | 10.62 | 13.51 | 10.85 | 10.85 | 12.75 | 13.28
CSP | 0 | 0 | 0 | 0 | 0 | 0
CT | 0 | 0 | 0 | 0 | 0 | 0
Coal | 257.61 | 296.53 | 307.03 | 324.87 | 386.98 | 466.86
Geo | 0 | 0 | 0 | 0 | 0 | 0
H | 2.38 | 2.38 | 2.38 | 2.38 | 2.38 | 2.38
LFG | 0.72 | 0.72 | 8.76 | 9.35 | 9.35 | 9.35
Nuc | 182.28 | 198.29 | 182.28 | 249.21 | 0.09 | 0.09
PS | 0 | 0 | 0 | 0 | 0 | 0
PV | 0 | 0 | 0 | 0 | 0 | 0
PeakG | 21.82 | 37.31 | 31.37 | 31.37 | 31.37 | 31.37
PeakO | 9.57 | 12.19 | 9.77 | 9.77 | 9.77 | 9.77
ST | 0 | 0 | 0 | 0 | 0 | 0
STOG | 11.87 | 14.04 | 12.04 | 12.04 | 12.04 | 12.04
STWD | 0 | 0 | 0 | 0 | 0 | 0
WT | 10.53 | 10.53 | 10.53 | 10.53 | 10.53 | 10.53
IGCC | 0 | 0 | 0 | 0 | 0 | 0
DemandResponse | 0 | 0 | 0 | 0 | 0 | 0
IGCC-CCS | 0 | 0 | 0 | 0 | 0 | 0
WT_off | 0 | 0 | 0 | 0 | 0 | 0
PseudoUnit | 0 | 0 | 0 | 0 | 0 | 0
FixedInterchange | 0 | 0 | 0 | 0 | 0 | 0
Base FOM Costs by Reporting Type: NEISO
ReportingType | 2015 | 2020 | 2025 | 2030 | 2035 | 2040
BM | 25.35 | 25.35 | 25.35 | 25.35 | 25.35 | 25.35
CC | 303.43 | 377.78 | 311.64 | 338.53 | 371.95 | 371.95
CSP | 0 | 0 | 0 | 0 | 0 | 0
CT | 2.24 | 2.24 | 2.24 | 2.24 | 5.66 | 12.67
Coal | 22.84 | 0 | 0 | 0 | 0 | 0
Geo | 0 | 0 | 0 | 0 | 0 | 0
H | 46.4 | 46.4 | 46.4 | 46.4 | 46.4 | 46.4
LFG | 70.11 | 70.11 | 76.15 | 78.5 | 78.5 | 78.5
Nuc | 676.28 | 735.67 | 676.28 | 676.28 | 488.61 | 932.14
PS | 39.74 | 39.74 | 39.74 | 39.74 | 39.74 | 39.74
PV | 0.03 | 5.29 | 5.29 | 5.29 | 5.29 | 5.29
PeakG | 19.94 | 29.61 | 20.7 | 22.52 | 28.85 | 28.85
PeakO | 21.32 | 27.18 | 21.78 | 21.78 | 21.78 | 21.78
ST | 0 | 0 | 0 | 0 | 0 | 0
STOG | 0 | 0 | 0 | 0 | 0 | 0
STWD | 19.55 | 24.46 | 19.93 | 19.93 | 19.93 | 19.93
WT | 13.44 | 126.93 | 155.17 | 155.17 | 155.17 | 155.17
IGCC | 0 | 0 | 0 | 0 | 0 | 0
DemandResponse | 0 | 0 | 0 | 0 | 0 | 0
IGCC-CCS | 0 | 0 | 0 | 0 | 0 | 0
WT_off | 24.96 | 24.96 | 24.96 | 24.96 | 24.96 | 24.96
PseudoUnit | 0 | 0 | 0 | 0 | 0 | 0
FixedInterchange | 0 | 0 | 0 | 0 | 0 | 0
Base FOM Costs by Reporting Type: NonRTO_Midwest
ReportingType | 2015 | 2020 | 2025 | 2030 | 2035 | 2040
BM | 0 | 0 | 0 | 0 | 0 | 0
CC | 0 | 6.76 | 6.76 | 10.2 | 15.25 | 19.39
CSP | 0 | 0 | 0 | 0 | 0 | 0
CT | 0 | 1.86 | 1.86 | 2 | 2 | 2.48
Coal | 713.95 | 778.7 | 780.1 | 832.54 | 911.12 | 998.62
Geo | 0 | 0 | 0 | 0 | 0 | 0
H | 2.04 | 2.04 | 2.04 | 2.04 | 2.04 | 2.04
LFG | 1.69 | 1.69 | 20.97 | 20.97 | 20.97 | 20.97
Nuc | 0.01 | 0.01 | 0.01 | 0.01 | 0.01 | 0.01
PS | 0 | 0 | 0 | 0 | 0 | 0
PV | 0 | 0 | 0 | 0 | 0 | 0
PeakG | 56.39 | 83.4 | 58.5 | 71.11 | 80.61 | 80.61
PeakO | 0.35 | 0.45 | 0.36 | 0.36 | 0.36 | 0.36
ST | 0 | 0 | 0 | 0 | 0 | 0
STOG | 0 | 0 | 0 | 0 | 0 | 0
STWD | 0 | 0 | 0 | 0 | 0 | 0
WT | 2.26 | 2.26 | 2.26 | 2.26 | 2.26 | 2.26
IGCC | 0 | 0 | 0 | 0 | 0 | 0
DemandResponse | 0 | 0 | 0 | 0 | 0 | 0
IGCC-CCS | 0 | 0 | 0 | 0 | 0 | 0
WT_off | 0 | 0 | 0 | 0 | 0 | 0
PseudoUnit | 0 | 0 | 0 | 0 | 0 | 0
FixedInterchange | 0 | 0 | 0 | 0 | 0 | 0
Base FOM Costs by Reporting Type: NYISO_A-F
ReportingType | 2015 | 2020 | 2025 | 2030 | 2035 | 2040
BM | 0 | 0 | 0 | 0 | 0 | 0
CC | 115.84 | 148.08 | 131.11 | 142.52 | 142.52 | 142.52
CSP | 0 | 0 | 0 | 0 | 0 | 0
CT | 0 | 0 | 0 | 0 | 0 | 0
Coal | 0 | 0 | 0 | 0 | 0 | 0
Geo | 0 | 0 | 0 | 0 | 0 | 0
H | 62.6 | 62.6 | 62.6 | 62.6 | 62.6 | 62.6
LFG | 20.8 | 20.8 | 28.97 | 28.97 | 28.97 | 28.97
Nuc | 489.92 | 509.2 | 489.92 | 399.48 | 552.03 | 578.17
PS | 33.52 | 33.52 | 33.52 | 33.52 | 33.52 | 33.52
PV | 0 | 0 | 0 | 0 | 0 | 0
PeakG | 3.78 | 5.56 | 5.31 | 5.31 | 5.31 | 5.31
PeakO | 1.14 | 1.46 | 1.17 | 1.17 | 1.17 | 1.17
ST | 0 | 0 | 0 | 0 | 0 | 0
STOG | 0 | 0 | 0 | 0 | 0 | 0
STWD | 2.76 | 3.45 | 2.81 | 2.81 | 2.81 | 2.81
WT | 113.42 | 133.35 | 133.35 | 157 | 422.6 | 422.6
IGCC | 0 | 0 | 0 | 0 | 0 | 0
DemandResponse | 0 | 0 | 0 | 0 | 0 | 0
IGCC-CCS | 0 | 0 | 0 | 0 | 0 | 0
WT_off | 0 | 0 | 0 | 0 | 0 | 0
PseudoUnit | 0 | 0 | 0 | 0 | 0 | 0
FixedInterchange | 0 | 0 | 0 | 0 | 0 | 0
Base FOM Costs by Reporting Type: NYISO_G-I
ReportingType | 2015 | 2020 | 2025 | 2030 | 2035 | 2040
BM | 0 | 0 | 0 | 0 | 0 | 0
CC | 34.33 | 43.65 | 37.51 | 50.39 | 81.09 | 106.24
CSP | 0 | 0 | 0 | 0 | 0 | 0
CT | 0 | 0 | 0 | 0 | 0 | 0
Coal | 0 | 0 | 0 | 0 | 0 | 0
Geo | 0 | 0 | 0 | 0 | 0 | 0
H | 0.46 | 0.46 | 0.46 | 0.46 | 0.46 | 0.46
LFG | 7.72 | 7.72 | 16.67 | 16.67 | 16.67 | 16.67
Nuc | 297.74 | 323.88 | 297.74 | 297.74 | 452.18 | 0.18
PS | 0 | 0 | 0 | 0 | 0 | 0
PV | 0 | 0 | 0 | 0 | 0 | 0
PeakG | 1.51 | 2.04 | 1.56 | 1.56 | 1.56 | 1.56
PeakO | 2.55 | 3.25 | 2.61 | 2.61 | 2.61 | 2.61
ST | 0 | 0 | 0 | 0 | 0 | 0
STOG | 0 | 0 | 0 | 0 | 0 | 0
STWD | 0 | 0 | 0 | 0 | 0 | 0
WT | 0 | 1.68 | 1.68 | 10.11 | 10.11 | 10.11
IGCC | 0 | 0 | 0 | 0 | 0 | 0
DemandResponse | 0 | 0 | 0 | 0 | 0 | 0
IGCC-CCS | 0 | 0 | 0 | 0 | 0 | 0
WT_off | 0 | 0 | 0 | 0 | 0 | 0
PseudoUnit | 0 | 0 | 0 | 0 | 0 | 0
FixedInterchange | 0 | 0 | 0 | 0 | 0 | 0
Base FOM Costs by Reporting Type: NYISO_J-K
ReportingType | 2015 | 2020 | 2025 | 2030 | 2035 | 2040
BM | 0 | 0 | 0 | 0 | 0 | 0
CC | 125.46 | 154.92 | 127.77 | 138.94 | 152.61 | 152.61
CSP | 0 | 0 | 0 | 0 | 0 | 0
CT | 0 | 0 | 4.35 | 10.54 | 10.54 | 21.18
Coal | 0 | 0 | 0 | 0 | 0 | 0
Geo | 0 | 0 | 0 | 0 | 0 | 0
H | 0 | 0 | 0 | 0 | 0 | 0
LFG | 14.96 | 14.96 | 23.9 | 23.9 | 23.9 | 23.9
Nuc | 0.01 | 0.01 | 0.01 | 0.01 | 0.01 | 0.01
PS | 0 | 0 | 0 | 0 | 0 | 0
PV | 0.53 | 0.53 | 0.53 | 0.53 | 0 | 0
PeakG | 54.7 | 77.08 | 56.45 | 62.35 | 66.78 | 66.78
PeakO | 61.69 | 79.16 | 63.78 | 65.02 | 65.02 | 65.02
ST | 0 | 0 | 0 | 0 | 0 | 0
STOG | 249.19 | 294.86 | 252.76 | 252.76 | 252.76 | 252.76
STWD | 0 | 0 | 0 | 0 | 0 | 0
WT | 0 | 0 | 0 | 0 | 2.07 | 4.77
IGCC | 0 | 0 | 0 | 0 | 0 | 0
DemandResponse | 0 | 0 | 0 | 0 | 0 | 0
IGCC-CCS | 0 | 0 | 0 | 0 | 0 | 0
WT_off | 0 | 0 | 0 | 0 | 0 | 0
PseudoUnit | 0 | 0 | 0 | 0 | 0 | 0
FixedInterchange | 0 | 0 | 0 | 0 | 0 | 0
Base FOM Costs by Reporting Type: PJM_E
ReportingType | 2015 | 2020 | 2025 | 2030 | 2035 | 2040
BM | 3.02 | 3.02 | 3.02 | 3.02 | 3.02 | 3.02
CC | 297.21 | 359.4 | 312.87 | 330.19 | 350.43 | 350.43
CSP | 0 | 0 | 0 | 0 | 0 | 0
CT | 0.18 | 0.18 | 0.18 | 0.18 | 7.88 | 7.88
Coal | 63.29 | 22.91 | 26.96 | 27.25 | 29.42 | 29.42
Geo | 0 | 0 | 0 | 0 | 0 | 0
H | 3.85 | 3.85 | 3.85 | 3.85 | 3.85 | 3.85
LFG | 56.83 | 72.83 | 72.83 | 72.83 | 72.83 | 72.83
Nuc | 1239 | 1184.31 | 1149.53 | 1149.53 | 825.73 | 1983.3
PS | 9.5 | 9.5 | 9.5 | 9.5 | 9.5 | 9.5
PV | 0.75 | 0.75 | 0.75 | 0.75 | 0.75 | 0.75
PeakG | 75.2 | 106.43 | 77.64 | 89.79 | 93.22 | 93.22
PeakO | 75.92 | 100.78 | 82.41 | 82.41 | 82.41 | 82.41
ST | 0 | 0 | 0 | 0 | 0 | 0
STOG | 114.94 | 136 | 116.59 | 116.59 | 116.59 | 116.59
STWD | 0 | 0 | 0 | 0 | 0 | 0
WT | 32.63 | 32.63 | 32.63 | 32.63 | 32.63 | 32.63
IGCC | 0 | 0 | 0 | 0 | 0 | 0
DemandResponse | 0 | 0 | 0 | 0 | 0 | 0
IGCC-CCS | 0 | 0 | 0 | 0 | 0 | 0
WT_off | 0 | 0 | 58.67 | 58.67 | 58.67 | 58.67
PseudoUnit | 0 | 0 | 0 | 0 | 0 | 0
FixedInterchange | 0 | 0 | 0 | 0 | 0 | 0
Base FOM Costs by Reporting Type: PJM_ROM
ReportingType | 2015 | 2020 | 2025 | 2030 | 2035 | 2040
BM | 1.81 | 1.81 | 1.81 | 1.81 | 1.81 | 1.81
CC | 142.43 | 174.53 | 145.82 | 151.1 | 209.59 | 366.4
CSP | 0 | 0 | 0 | 0 | 0 | 0
CT | 0.11 | 0.11 | 0.11 | 0.11 | 0.11 | 0.11
Coal | 592.25 | 612.74 | 652.83 | 866.09 | 896.42 | 914.12
Geo | 0 | 0 | 0 | 0 | 0 | 0
H | 19.83 | 19.83 | 19.83 | 19.83 | 19.83 | 19.83
LFG | 43.05 | 74.95 | 74.95 | 74.95 | 74.95 | 74.95
Nuc | 733.21 | 756.8 | 733.21 | 733.21 | 657.66 | 1060.55
PS | 35.92 | 35.92 | 35.92 | 35.92 | 35.92 | 35.92
PV | 0.06 | 24.21 | 39.25 | 43.04 | 44.54 | 46.09
PeakG | 30.83 | 44.67 | 41.32 | 41.32 | 41.32 | 41.32
PeakO | 45.95 | 58.57 | 46.94 | 46.94 | 46.94 | 46.94
ST | 0 | 0 | 0 | 0 | 0 | 0
STOG | 155.08 | 183.5 | 157.31 | 157.31 | 157.31 | 157.31
STWD | 2.24 | 2.81 | 2.29 | 2.29 | 2.29 | 2.29
WT | 38.48 | 59.55 | 59.55 | 59.55 | 59.55 | 59.55
IGCC | 0 | 0 | 0 | 0 | 0 | 0
DemandResponse | 0 | 0 | 0 | 0 | 0 | 0
IGCC-CCS | 0 | 0 | 0 | 0 | 0 | 0
WT_off | 0 | 0 | 0 | 0 | 0 | 0
PseudoUnit | 0 | 0 | 0 | 0 | 0 | 0
FixedInterchange | 0 | 0 | 0 | 0 | 0 | 0
Base FOM Costs by Reporting Type: PJM_ROR
ReportingType | 2015 | 2020 | 2025 | 2030 | 2035 | 2040
BM | 38.69 | 38.69 | 38.69 | 38.69 | 38.69 | 19.4
CC | 357.07 | 446.97 | 374.27 | 479.37 | 597.69 | 597.69
CSP | 0 | 0 | 0 | 0 | 0 | 0
CT | 0.19 | 0.19 | 0.19 | 0.19 | 17.14 | 17.14
Coal | 3434.4 | 3087.07 | 3160.17 | 3671.27 | 4153.38 | 4401.38
Geo | 0 | 0 | 0 | 0 | 0 | 0
H | 26.17 | 26.17 | 26.17 | 26.17 | 26.17 | 26.17
LFG | 65.06 | 83.81 | 126.87 | 126.87 | 126.87 | 126.87
Nuc | 2917.4 | 3014.07 | 2917.4 | 2791.17 | 2168.76 | 4415.45
PS | 73.14 | 73.14 | 73.14 | 73.14 | 73.14 | 73.14
PV | 0.35 | 0.35 | 0.35 | 0.35 | 0.35 | 0.35
PeakG | 325.76 | 481.29 | 337.93 | 436.45 | 464.24 | 464.24
PeakO | 48.69 | 65.15 | 52.22 | 52.22 | 52.22 | 52.22
ST | 0 | 0 | 0 | 0 | 0 | 0
STOG | 91.71 | 108.52 | 93.03 | 93.03 | 93.03 | 93.03
STWD | 6.22 | 7.78 | 6.34 | 6.34 | 6.34 | 6.34
WT | 322.6 | 617.3 | 732.52 | 776.4 | 1166.71 | 1593.56
IGCC | 0 | 0 | 0 | 0 | 0 | 0
DemandResponse | 0 | 0 | 0 | 0 | 0 | 0
IGCC-CCS | 0 | 0 | 0 | 0 | 0 | 0
WT_off | 0 | 0 | 0 | 0 | 0 | 0
PseudoUnit | 0 | 0 | 0 | 0 | 0 | 0
FixedInterchange | 0 | 0 | 0 | 0 | 0 | 0
Base FOM Costs by Reporting Type: SOCO
ReportingType | 2015 | 2020 | 2025 | 2030 | 2035 | 2040
BM | 5.53 | 5.53 | 5.53 | 5.53 | 5.53 | 5.53
CC | 511.87 | 633.85 | 527.38 | 548.35 | 627.26 | 627.26
CSP | 0 | 0 | 0 | 0 | 0 | 0
CT | 0 | 0 | 0 | 0 | 0 | 0
Coal | 1173.56 | 1247.42 | 1269.33 | 1508.13 | 1808.15 | 2079.62
Geo | 0 | 0 | 0 | 0 | 0 | 0
H | 59.74 | 59.74 | 59.74 | 59.74 | 59.74 | 59.74
LFG | 4.46 | 4.46 | 17.39 | 17.39 | 17.39 | 17.39
Nuc | 850.41 | 1045.67 | 1045.67 | 1045.67 | 1045.67 | 1199.16
PS | 39.76 | 39.76 | 39.76 | 39.76 | 39.76 | 39.76
PV | 0 | 0 | 0 | 0 | 0 | 0
PeakG | 182.94 | 270.92 | 189.83 | 246.58 | 262.59 | 262.59
PeakO | 4.69 | 6.49 | 5.7 | 6.23 | 6.23 | 6.23
ST | 0 | 0 | 0 | 0 | 0 | 0
STOG | 0 | 0 | 0 | 0 | 0 | 0
STWD | 0 | 0 | 0 | 0 | 0 | 0
WT | 0 | 0 | 0 | 0 | 0 | 0
IGCC | 0 | 0 | 0 | 0 | 0 | 0
DemandResponse | 0 | 0 | 0 | 0 | 0 | 0
IGCC-CCS | 0 | 0 | 0 | 0 | 0 | 0
WT_off | 0 | 0 | 0 | 0 | 0 | 0
PseudoUnit | 0 | 0 | 0 | 0 | 0 | 0
FixedInterchange | 0 | 0 | 0 | 0 | 0 | 0
Base FOM Costs by Reporting Type: SPP_N
ReportingType | 2015 | 2020 | 2025 | 2030 | 2035 | 2040
BM | 0 | 0 | 0 | 0 | 0 | 0
CC | 41.13 | 52.29 | 42 | 46.53 | 51.42 | 51.42
CSP | 0 | 0 | 0 | 0 | 0 | 0
CT | 0 | 6.95 | 6.95 | 21.85 | 35.29 | 35.29
Coal | 578.25 | 659.9 | 669.66 | 737.29 | 791.03 | 983.47
Geo | 0 | 0 | 0 | 0 | 0 | 0
H | 0.3 | 0.3 | 0.3 | 0.3 | 0.3 | 0.3
LFG | 0.84 | 0.84 | 12.28 | 12.28 | 12.28 | 12.28
Nuc | 160.51 | 168.89 | 168.89 | 168.89 | 168.89 | 168.89
PS | 0 | 0 | 0 | 0 | 0 | 0
PV | 0 | 0 | 0 | 0 | 0 | 0
PeakG | 74.97 | 117.69 | 105.7 | 105.7 | 105.7 | 105.7
PeakO | 34.89 | 44.84 | 35.94 | 35.94 | 35.94 | 35.94
ST | 0 | 0 | 0 | 0 | 0 | 0
STOG | 73.04 | 86.43 | 74.09 | 74.09 | 74.09 | 74.09
STWD | 0 | 0 | 0 | 0 | 0 | 0
WT | 41.99 | 54.23 | 54.23 | 54.23 | 54.23 | 54.23
IGCC | 0 | 0 | 0 | 0 | 0 | 0
DemandResponse | 0 | 0 | 0 | 0 | 0 | 0
IGCC-CCS | 0 | 0 | 0 | 0 | 0 | 0
WT_off | 0 | 0 | 0 | 0 | 0 | 0
PseudoUnit | 0 | 0 | 0 | 0 | 0 | 0
FixedInterchange | 0 | 0 | 0 | 0 | 0 | 0
Base FOM Costs by Reporting Type: SPP_S
ReportingType | 2015 | 2020 | 2025 | 2030 | 2035 | 2040
BM | 0 | 0 | 0 | 0 | 0 | 0
CC | 327.42 | 415.34 | 336.76 | 365.29 | 401.71 | 405.35
CSP | 0 | 0 | 0 | 0 | 0 | 0
CT | 2.76 | 4.77 | 4.77 | 4.77 | 4.78 | 4.78
Coal | 799.67 | 887.53 | 878.89 | 886.84 | 949.95 | 1183.52
Geo | 0 | 0 | 0 | 0 | 0 | 0
H | 30.03 | 30.03 | 30.03 | 30.03 | 30.03 | 30.03
LFG | 2.29 | 2.29 | 13.72 | 13.72 | 13.72 | 13.72
Nuc | 0.01 | 0.01 | 0.01 | 0.01 | 0.01 | 0.01
PS | 10.59 | 10.59 | 10.59 | 10.59 | 10.59 | 10.59
PV | 0 | 0 | 0 | 0 | 0 | 0
PeakG | 60.2 | 87.93 | 62.37 | 76.78 | 82.77 | 82.77
PeakO | 3.36 | 4.54 | 3.63 | 3.63 | 3.64 | 3.66
ST | 0 | 0 | 0 | 0 | 0 | 0
STOG | 309.47 | 366.19 | 313.91 | 313.91 | 313.91 | 313.91
STWD | 2.69 | 3.37 | 2.75 | 2.75 | 2.75 | 2.75
WT | 90.68 | 570.3 | 593.06 | 616.7 | 641.23 | 666.71
IGCC | 0 | 0 | 0 | 0 | 0 | 0
DemandResponse | 0 | 0 | 0 | 0 | 0 | 0
IGCC-CCS | 0 | 0 | 0 | 0 | 0 | 0
WT_off | 0 | 0 | 0 | 0 | 0 | 0
PseudoUnit | 0 | 0 | 0 | 0 | 0 | 0
FixedInterchange | 0 | 0 | 0 | 0 | 0 | 0
Base FOM Costs by Reporting Type: TVA
ReportingType | 2015 | 2020 | 2025 | 2030 | 2035 | 2040
BM | 0 | 0 | 0 | 0 | 0 | 0
CC | 152.84 | 208.41 | 177.83 | 189.9 | 214.35 | 214.35
CSP | 0 | 0 | 0 | 0 | 0 | 0
CT | 0 | 11.25 | 11.25 | 15.26 | 15.26 | 15.26
Coal | 996.69 | 1106.68 | 1142.34 | 1245.5 | 1424.3 | 1495.35
Geo | 0 | 0 | 0 | 0 | 0 | 0
H | 72.8 | 72.8 | 72.8 | 72.8 | 72.8 | 72.8
LFG | 1.57 | 1.57 | 14.49 | 14.49 | 14.49 | 14.49
Nuc | 1153.81 | 1199.07 | 1153.81 | 1153.81 | 788.03 | 1385.25
PS | 41.38 | 41.38 | 41.38 | 41.38 | 41.38 | 41.38
PV | 0 | 0 | 0 | 0 | 0 | 0
PeakG | 99.24 | 153.37 | 140.99 | 140.99 | 140.99 | 140.99
PeakO | 1.87 | 2.54 | 1.92 | 2.49 | 2.49 | 2.49
ST | 0 | 0 | 0 | 0 | 0 | 0
STOG | 0 | 0 | 0 | 0 | 0 | 0
STWD | 0.16 | 0.2 | 0.16 | 0.16 | 0.16 | 0.16
WT | 0.99 | 0.99 | 0.99 | 0.99 | 0.99 | 0.99
IGCC | 0 | 0 | 0 | 0 | 0 | 0
DemandResponse | 0 | 0 | 0 | 0 | 0 | 0
IGCC-CCS | 0 | 0 | 0 | 0 | 0 | 0
WT_off | 0 | 0 | 0 | 0 | 0 | 0
PseudoUnit | 0 | 0 | 0 | 0 | 0 | 0
FixedInterchange | 0 | 0 | 0 | 0 | 0 | 0
Base FOM Costs by Reporting Type: TVA_Transmission
ReportingType | 2015 | 2020 | 2025 | 2030 | 2035 | 2040
BM | 0 | 0 | 0 | 0 | 0 | 0
CC | 0 | 0 | 0 | 0 | 0 | 0
CSP | 0 | 0 | 0 | 0 | 0 | 0
CT | 0 | 0 | 0 | 0 | 0 | 0
Coal | 0 | 0 | 0 | 0 | 0 | 0
Geo | 0 | 0 | 0 | 0 | 0 | 0
H | 0 | 0 | 0 | 0 | 0 | 0
LFG | 0 | 0 | 0 | 0 | 0 | 0
Nuc | 0 | 0 | 0 | 0 | 0 | 0
PS | 0 | 0 | 0 | 0 | 0 | 0
PV | 0 | 0 | 0 | 0 | 0 | 0
PeakG | 0 | 0 | 0 | 0 | 0 | 0
PeakO | 0 | 0 | 0 | 0 | 0 | 0
ST | 0 | 0 | 0 | 0 | 0 | 0
STOG | 0 | 0 | 0 | 0 | 0 | 0
STWD | 0 | 0 | 0 | 0 | 0 | 0
WT | 0 | 0 | 0 | 0 | 0 | 0
IGCC | 0 | 0 | 0 | 0 | 0 | 0
DemandResponse | 0 | 0 | 0 | 0 | 0 | 0
IGCC-CCS | 0 | 0 | 0 | 0 | 0 | 0
WT_off | 0 | 0 | 0 | 0 | 0 | 0
PseudoUnit | 0 | 0 | 0 | 0 | 0 | 0
FixedInterchange | 0 | 0 | 0 | 0 | 0 | 0
Base FOM Costs by Reporting Type: VACAR
ReportingType | 2015 | 2020 | 2025 | 2030 | 2035 | 2040
BM | 0.09 | 0.09 | 0.09 | 0.09 | 0.09 | 0.09
CC | 189.93 | 242.35 | 227.48 | 267.94 | 352.55 | 406.43
CSP | 0 | 0 | 0 | 0 | 0 | 0
CT | 4.8 | 4.8 | 4.8 | 8.46 | 16.74 | 24.45
Coal | 1237.44 | 1164.36 | 1193.68 | 1375.61 | 1548 | 1635.76
Geo | 0 | 0 | 0 | 0 | 0 | 0
H | 30.23 | 30.23 | 30.23 | 30.23 | 30.23 | 30.23
LFG | 7.64 | 20.52 | 20.52 | 20.52 | 20.52 | 20.52
Nuc | 1664.13 | 1955.26 | 1870.92 | 1870.92 | 1398.04 | 2995.54
PS | 62.1 | 62.1 | 62.1 | 62.1 | 62.1 | 62.1
PV | 0.23 | 2.51 | 2.62 | 2.76 | 2.9 | 3.05
PeakG | 142.93 | 209.84 | 148.17 | 188.38 | 199.72 | 199.72
PeakO | 36.13 | 46.34 | 37.33 | 38.01 | 38.01 | 38.01
ST | 0 | 0 | 0 | 0 | 0 | 0
STOG | 4.04 | 4.78 | 4.1 | 4.1 | 4.1 | 4.1
STWD | 9.01 | 11.27 | 9.18 | 9.18 | 9.18 | 9.18
WT | 0.03 | 98.25 | 98.25 | 98.25 | 98.25 | 98.25
IGCC | 0 | 0 | 0 | 0 | 0 | 0
DemandResponse | 0 | 0 | 0 | 0 | 0 | 0
IGCC-CCS | 0 | 0 | 0 | 0 | 0 | 0
WT_off | 0.05 | 55.49 | 127.45 | 142.49 | 157.98 | 173.56
PseudoUnit | 0 | 0 | 0 | 0 | 0 | 0
FixedInterchange | 0 | 0 | 0 | 0 | 0 | 0
Base FOM Costs by Reporting Type: IESO
ReportingType | 2015 | 2020 | 2025 | 2030 | 2035 | 2040
BM | 32.8 | 32.8 | 32.8 | 32.8 | 32.8 | 32.8
CC | 102.34 | 102.34 | 102.34 | 102.34 | 109.49 | 143.72
CSP | 0 | 0 | 0 | 0 | 0 | 0
CT | 2.46 | 2.46 | 2.46 | 2.46 | 6.52 | 12.84
Coal | 0 | 0 | 0 | 0 | 0 | 0
Geo | 0 | 0 | 0 | 0 | 0 | 0
H | 123.83 | 123.83 | 123.83 | 123.83 | 123.83 | 123.83
LFG | 14.17 | 14.17 | 14.17 | 14.23 | 14.23 | 14.23
Nuc | 1895.33 | 1895.33 | 1895.33 | 1895.33 | 1745.37 | 2079.68
PS | 2.92 | 2.92 | 2.92 | 2.92 | 2.92 | 2.92
PV | 18.26 | 18.26 | 18.26 | 18.26 | 0.44 | 0.44
PeakG | 11.67 | 13.67 | 13.67 | 13.67 | 13.67 | 13.67
PeakO | 0.66 | 0.66 | 0.78 | 0.86 | 0.86 | 0.86
ST | 0 | 0 | 0 | 0 | 0 | 0
STOG | 0 | 0 | 0 | 0 | 0 | 0
STWD | 0 | 0 | 0 | 0 | 0 | 0
WT | 102.92 | 102.92 | 102.92 | 102.92 | 102.92 | 102.92
IGCC | 0 | 0 | 0 | 0 | 0 | 0
DemandResponse | 0 | 0 | 0 | 0 | 0 | 0
IGCC-CCS | 0 | 0 | 0 | 0 | 0 | 0
WT_off | 0 | 0 | 0 | 0 | 0 | 0
PseudoUnit | 0 | 0 | 0 | 0 | 0 | 0
FixedInterchange | 0 | 0 | 0 | 0 | 0 | 0
Base FOM Costs by Reporting Type: MAPP_CA
ReportingType | 2015 | 2020 | 2025 | 2030 | 2035 | 2040
BM | 0 | 0 | 0 | 0 | 0 | 0
CC | 30.01 | 37.36 | 39.3 | 45.39 | 50.54 | 51.84
CSP | 0 | 0 | 0 | 0 | 0 | 0
CT | 0 | 0 | 0.27 | 1.29 | 2.91 | 5.26
Coal | 70.88 | 72.04 | 77.31 | 77.31 | 77.31 | 95.1
Geo | 0 | 0 | 0 | 0 | 0 | 0
H | 92.24 | 92.24 | 92.24 | 92.24 | 92.24 | 92.24
LFG | 0 | 0 | 0 | 0 | 0 | 0
Nuc | 0.01 | 0.01 | 0.01 | 0.01 | 0.01 | 0.01
PS | 0 | 0 | 0 | 0 | 0 | 0
PV | 0 | 0 | 0 | 0 | 0 | 0
PeakG | 9.88 | 9.88 | 9.88 | 9.88 | 13.09 | 13.09
PeakO | 0.09 | 0.09 | 0.09 | 0.12 | 0.12 | 0.12
ST | 0 | 0 | 0 | 0 | 0 | 0
STOG | 5.54 | 5.54 | 5.54 | 5.54 | 5.54 | 5.54
STWD | 0 | 0 | 0 | 0 | 0 | 0
WT | 17.9 | 17.9 | 17.9 | 17.9 | 17.9 | 17.9
IGCC | 0 | 0 | 0 | 0 | 0 | 0
DemandResponse | 0 | 0 | 0 | 0 | 0 | 0
IGCC-CCS | 0 | 0 | 0 | 0 | 0 | 0
WT_off | 0 | 0 | 0 | 0 | 0 | 0
PseudoUnit | 0 | 0 | 0 | 0 | 0 | 0
FixedInterchange | 0 | 0 | 0 | 0 | 0 | 0
Base FOM Costs by Reporting Type: AZ_NM_SNV_Coal
ReportingType | 2015 | 2020 | 2025 | 2030 | 2035 | 2040
BM | 0 | 0 | 0 | 0 | 0 | 0
CC | 0 | 0 | 0 | 0 | 0 | 0
CSP | 0 | 0 | 0 | 0 | 0 | 0
CT | 0 | 0 | 0 | 0 | 0 | 0
Coal | 720.94 | 768.28 | 770.56 | 886.05 | 1014.94 | 1131.75
Geo | 0 | 0 | 0 | 0 | 0 | 0
H | 0 | 0 | 0 | 0 | 0 | 0
LFG | 0 | 0 | 0 | 0 | 0 | 0
Nuc | 0 | 0 | 0 | 0 | 0 | 0
PS | 0 | 0 | 0 | 0 | 0 | 0
PV | 0 | 0 | 0 | 0 | 0 | 0
PeakG | 0 | 0 | 0 | 0 | 0 | 0
PeakO | 5.77 | 7.38 | 0 | 0 | 0 | 0
ST | 0 | 0 | 0 | 0 | 0 | 0
STOG | 0 | 0 | 0 | 0 | 0 | 0
STWD | 0 | 0 | 0 | 0 | 0 | 0
WT | 0 | 0 | 0 | 0 | 0 | 0
IGCC | 0 | 0 | 0 | 0 | 0 | 0
DemandResponse | 0 | 0 | 0 | 0 | 0 | 0
IGCC-CCS | 0 | 0 | 0 | 0 | 0 | 0
WT_off | 0 | 0 | 0 | 0 | 0 | 0
PseudoUnit | 0 | 0 | 0 | 0 | 0 | 0
FixedInterchange | 0 | 0 | 0 | 0 | 0 | 0
Base FOM Costs by Reporting Type: AZ_NM_SNV_Gas
ReportingType | 2015 | 2020 | 2025 | 2030 | 2035 | 2040
BM | 0 | 0 | 0 | 0 | 0 | 0
CC | 470.37 | 594 | 480.04 | 506.72 | 579.05 | 584.88
CSP | 0 | 0 | 0 | 0 | 0 | 0
CT | 4.93 | 4.93 | 4.93 | 4.93 | 0 | 0
Coal | 0 | 0 | 0 | 0 | 0 | 0
Geo | 0 | 0 | 0 | 0 | 0 | 0
H | 0 | 0 | 0 | 0 | 0 | 0
LFG | 0 | 0 | 0 | 0 | 0 | 0
Nuc | 0 | 0 | 0 | 0 | 0 | 0
PS | 0 | 0 | 0 | 0 | 0 | 0
PV | 0 | 0 | 0 | 0 | 0 | 0
PeakG | 63.97 | 93.45 | 61.19 | 74.41 | 74.41 | 74.41
PeakO | 0 | 0 | 0 | 0 | 0 | 0
ST | 0 | 0 | 0 | 0 | 0 | 0
STOG | 0 | 0 | 0 | 0 | 0 | 0
STWD | 0 | 0 | 0 | 0 | 0 | 0
WT | 0 | 0 | 0 | 0 | 0 | 0
IGCC | 0 | 0 | 0 | 0 | 0 | 0
DemandResponse | 0 | 0 | 0 | 0 | 0 | 0
IGCC-CCS | 0 | 0 | 0 | 0 | 0 | 0
WT_off | 0 | 0 | 0 | 0 | 0 | 0
PseudoUnit | 0 | 0 | 0 | 0 | 0 | 0
FixedInterchange | 0 | 0 | 0 | 0 | 0 | 0
Base FOM Costs by Reporting Type: AZ_NM_SNV_NucRenew
ReportingType | 2015 | 2020 | 2025 | 2030 | 2035 | 2040
BM | 0 | 0 | 0 | 0 | 0 | 0
CC | 0 | 0 | 0 | 0 | 0 | 0
CSP | 0 | 0 | 0 | 0 | 0 | 0
CT | 0 | 0 | 0 | 0 | 0 | 0
Coal | 0 | 0 | 0 | 0 | 0 | 0
Geo | 0 | 0 | 122.18 | 122.18 | 122.18 | 122.18
H | 44.6 | 44.6 | 44.6 | 44.6 | 44.6 | 44.6
LFG | 0.84 | 0.84 | 8.14 | 8.14 | 8.14 | 8.14
Nuc | 484.16 | 564.17 | 564.17 | 564.17 | 564.17 | 564.17
PS | 5.13 | 5.13 | 5.13 | 5.13 | 5.13 | 5.13
PV | 2.38 | 2.38 | 2.38 | 2.38 | 2.38 | 2.38
PeakG | 0 | 0 | 0 | 0 | 0 | 0
PeakO | 0 | 0 | 0 | 0 | 0 | 0
ST | 17.92 | 47.63 | 65.45 | 70.25 | 70.25 | 70.25
STOG | 0 | 0 | 0 | 0 | 0 | 0
STWD | 0.83 | 1.04 | 0.85 | 0.85 | 0.85 | 0.85
WT | 17.57 | 422.2 | 749.82 | 1384.31 | 1690.15 | 2157.05
IGCC | 0 | 0 | 0 | 0 | 0 | 0
DemandResponse | 0 | 0 | 0 | 0 | 0 | 0
IGCC-CCS | 0 | 0 | 0 | 0 | 0 | 0
WT_off | 0 | 0 | 0 | 0 | 0 | 0
PseudoUnit | 0 | 0 | 0 | 0 | 0 | 0
FixedInterchange | 0 | 0 | 0 | 0 | 0 | 0
Base FOM Costs by Reporting Type: ERCOT
ReportingType | 2015 | 2020 | 2025 | 2030 | 2035 | 2040
BM | 14.57 | 14.57 | 14.57 | 14.57 | 14.57 | 14.57
CC | 862.73 | 1147.1 | 957.41 | 987.01 | 1158.63 | 1198.15
CSP | 0 | 0 | 0 | 0 | 0 | 0
CT | 1.67 | 1.67 | 1.67 | 1.67 | 1.67 | 1.67
Coal | 1175.78 | 1362.67 | 1256.35 | 1310.78 | 1466.71 | 1773.28
Geo | 0 | 0 | 0 | 0 | 0 | 0
H | 8.05 | 8.05 | 8.05 | 8.05 | 8.05 | 8.05
LFG | 9.05 | 9.05 | 51.64 | 51.64 | 51.64 | 51.64
Nuc | 574.09 | 734.71 | 741.22 | 741.22 | 741.22 | 741.22
PS | 0 | 0 | 0 | 0 | 0 | 0
PV | 0.25 | 0.25 | 0.25 | 0.25 | 0.01 | 0.01
PeakG | 80.63 | 119.03 | 114.62 | 114.62 | 114.62 | 114.62
PeakO | 1.29 | 1.86 | 1.53 | 1.53 | 1.53 | 1.53
ST | 0 | 0 | 0 | 0 | 0 | 0
STOG | 813.69 | 962.81 | 817.56 | 817.56 | 817.56 | 817.56
STWD | 0 | 0 | 0 | 0 | 0 | 0
WT | 315.42 | 315.42 | 970.11 | 998.16 | 1029.68 | 1061.79
IGCC | 0 | 0 | 0 | 0 | 0 | 0
DemandResponse | 0 | 0 | 0 | 0 | 0 | 0
IGCC-CCS | 0 | 0 | 0 | 0 | 0 | 0
WT_off | 0 | 0 | 0 | 0 | 0 | 0
PseudoUnit | 0 | 0 | 0 | 0 | 0 | 0
FixedInterchange | 0 | 0 | 0 | 0 | 0 | 0
Base FOM Costs by Reporting Type: NP15
ReportingType | 2015 | 2020 | 2025 | 2030 | 2035 | 2040
BM | 0 | 0 | 0 | 0 | 0 | 0
CC | 205.4 | 258.04 | 212.25 | 226.85 | 253.32 | 253.32
CSP | 0 | 0 | 0 | 0 | 0 | 0
CT | 1.87 | 2.94 | 2.94 | 31.89 | 45.17 | 72.87
Coal | 1.65 | 0 | 0 | 0 | 0 | 0
Geo | 100.8 | 151.36 | 151.36 | 151.36 | 151.36 | 151.36
H | 125.7 | 125.7 | 125.7 | 125.7 | 125.7 | 125.7
LFG | 10.26 | 78.24 | 78.24 | 78.24 | 78.24 | 78.24
Nuc | 302.44 | 364.27 | 334.86 | 334.86 | 334.86 | 334.86
PS | 53.58 | 53.58 | 53.58 | 53.58 | 53.58 | 53.58
PV | 0.89 | 0.89 | 0.89 | 0.89 | 0.89 | 0.89
PeakG | 56.04 | 82.34 | 58.1 | 74.01 | 78.49 | 78.49
PeakO | 10.26 | 13.08 | 10.48 | 10.49 | 10.49 | 10.49
ST | 1.86 | 1.86 | 1.86 | 1.86 | 1.86 | 1.86
STOG | 167.55 | 198.25 | 169.95 | 169.95 | 169.95 | 169.95
STWD | 14.17 | 17.73 | 14.44 | 14.44 | 14.44 | 14.44
WT | 40.21 | 132.82 | 132.82 | 132.82 | 379.09 | 398.22
IGCC | 0 | 0 | 0 | 0 | 0 | 0
DemandResponse | 0 | 0 | 0 | 0 | 0 | 0
IGCC-CCS | 0 | 0 | 0 | 0 | 0 | 0
WT_off | 0 | 0 | 0 | 0 | 0 | 0
PseudoUnit | 0 | 0 | 0 | 0 | 0 | 0
FixedInterchange | 0 | 0 | 0 | 0 | 0 | 0
Base FOM Costs by Reporting Type: NWPP_Coal
ReportingType | 2015 | 2020 | 2025 | 2030 | 2035 | 2040
BM | 0 | 0 | 0 | 0 | 0 | 0
CC | 0 | 0 | 0 | 0 | 0 | 0
CSP | 0 | 0 | 0 | 0 | 0 | 0
CT | 0 | 0 | 0 | 0 | 0 | 0
Coal | 849.11 | 903.29 | 941.99 | 996.34 | 1154.4 | 1256.49
Geo | 0 | 0 | 0 | 0 | 0 | 0
H | 0 | 0 | 0 | 0 | 0 | 0
LFG | 0 | 0 | 0 | 0 | 0 | 0
Nuc | 0 | 0 | 0 | 0 | 0 | 0
PS | 0 | 0 | 0 | 0 | 0 | 0
PV | 0 | 0 | 0 | 0 | 0 | 0
PeakG | 0 | 0 | 0 | 0 | 0 | 0
PeakO | 0 | 0 | 0 | 0 | 0 | 0
ST | 0 | 0 | 0 | 0 | 0 | 0
STOG | 0 | 0 | 0 | 0 | 0 | 0
STWD | 0 | 0 | 0 | 0 | 0 | 0
WT | 0 | 0 | 0 | 0 | 0 | 0
IGCC | 0 | 0 | 0 | 0 | 0 | 0
DemandResponse | 0 | 0 | 0 | 0 | 0 | 0
IGCC-CCS | 0 | 0 | 0 | 0 | 0 | 0
WT_off | 0 | 0 | 0 | 0 | 0 | 0
PseudoUnit | 0 | 0 | 0 | 0 | 0 | 0
FixedInterchange | 0 | 0 | 0 | 0 | 0 | 0
Base FOM Costs by Reporting Type: NWPP_Gas
ReportingType | 2015 | 2020 | 2025 | 2030 | 2035 | 2040
BM | 0 | 0 | 0 | 0 | 0 | 0
CC | 192.07 | 243.03 | 196.06 | 227.96 | 285.28 | 289.92
CSP | 0 | 0 | 0 | 0 | 0 | 0
CT | bar: 0.26 to 0.18
Coal | 0 | 0 | 0 | 0 | 0 | 0
Geo | 0 | 0 | 0 | 0 | 0 | 0
H | 0 | 0 | 0 | 0 | 0 | 0
LFG | 0 | 0 | 0 | 0 | 0 | 0
Nuc | 0 | 0 | 0 | 0 | 0 | 0
PS | 0 | 0 | 0 | 0 | 0 | 0
PV | 0 | 0 | 0 | 0 | 0 | 0
PeakG | 0.69 | 1.02 | 0.77 | 1 | 1 | 1
PeakO | 0 | 0 | 0 | 0 | 0 | 0
ST | 0 | 0 | 0 | 0 | 0 | 0
STOG | 0 | 0 | 0 | 0 | 0 | 0
STWD | 0 | 0 | 0 | 0 | 0 | 0
WT | 0 | 0 | 0 | 0 | 0 | 0
IGCC | 0 | 0 | 0 | 0 | 0 | 0
DemandResponse | 0 | 0 | 0 | 0 | 0 | 0
IGCC-CCS | 0 | 0 | 0 | 0 | 0 | 0
WT_off | 0 | 0 | 0 | 0 | 0 | 0
PseudoUnit | 0 | 0 | 0 | 0 | 0 | 0
FixedInterchange | 0 | 0 | 0 | 0 | 0 | 0
Base FOM Costs by Reporting Type: NWPP_NucRenew
ReportingType | 2015 | 2020 | 2025 | 2030 | 2035 | 2040
BM | 3.27 | 3.27 | 3.27 | 3.27 | 3.27 | 3.27
CC | 0 | 0 | 0 | 0 | 0 | 0
CSP | 0 | 0 | 0 | 0 | 0 | 0
CT | 0 | 0 | 0 | 0 | 0 | 0
Coal | 0 | 0 | 0 | 0 | 0 | 0
Geo | 35.81 | 37.92 | 72.38 | 72.38 | 72.38 | 72.38
H | 480.54 | 480.54 | 480.54 | 480.54 | 480.54 | 480.54
LFG | 15.5 | 17.75 | 44.91 | 44.91 | 44.91 | 44.91
Nuc | 164.67 | 164.67 | 164.67 | 164.67 | 164.67 | 225.13
PS | 6.12 | 6.12 | 6.12 | 6.12 | 6.12 | 6.12
PV | 0.04 | 0.04 | 0.04 | 0.04 | 0.04 | 0.04
PeakG | 0 | 0 | 0 | 0 | 0 | 0
PeakO | 0 | 0 | 0 | 0 | 0 | 0
ST | 0 | 0 | 0 | 0 | 0 | 0
STOG | 0 | 0 | 0 | 0 | 0 | 0
STWD | 0 | 0 | 0 | 0 | 0 | 0
WT | 228.93 | 228.93 | 228.93 | 234.2 | 571.58 | 1047.23
IGCC | 0 | 0 | 0 | 0 | 0 | 0
DemandResponse | 0 | 0 | 0 | 0 | 0 | 0
IGCC-CCS | 0 | 0 | 0 | 0 | 0 | 0
WT_off | 0 | 0 | 0 | 0 | 0 | 0
PseudoUnit | 0 | 0 | 0 | 0 | 0 | 0
FixedInterchange | 0 | 0 | 0 | 0 | 0 | 0
Base FOM Costs by Reporting Type: RMPA
ReportingType | 2015 | 2020 | 2025 | 2030 | 2035 | 2040
BM | 0 | 0 | 0 | 0 | 0 | 0
CC | 79.71 | 101.34 | 81.4 | 99.64 | 99.64 | 99.64
CSP | 0 | 0 | 0 | 0 | 0 | 0
CT | 1.02 | 1.02 | 1.02 | 1.02 | 2.25 | 7.64
Coal | 483.02 | 500.78 | 488.49 | 496.31 | 535.59 | 647.57
Geo | 0 | 0 | 216.56 | 216.56 | 216.56 | 216.56
H | 13.99 | 13.99 | 13.99 | 13.99 | 13.99 | 13.99
LFG | 0.89 | 0.89 | 0.89 | 4.37 | 4.37 | 4.37
Nuc | 0.01 | 0.01 | 0.01 | 0.01 | 0.01 | 0.01
PS | 13.37 | 13.37 | 13.37 | 13.37 | 13.37 | 13.37
PV | 0.31 | 0.31 | 0.31 | 0.31 | 0.31 | 0.31
PeakG | 48.87 | 72.26 | 50.7 | 61.6 | 69.81 | 69.81
PeakO | 5.49 | 6.99 | 5.61 | 5.61 | 5.61 | 5.61
ST | 0.19 | 24.26 | 25.91 | 27.67 | 27.67 | 27.67
STOG | 0 | 0 | 0 | 0 | 0 | 0
STWD | 0 | 0 | 0 | 0 | 0 | 0
WT | 67.62 | 122.07 | 122.07 | 180.49 | 284.09 | 359.32
IGCC | 0 | 0 | 0 | 0 | 0 | 0
DemandResponse | 0 | 0 | 0 | 0 | 0 | 0
IGCC-CCS | 0 | 0 | 0 | 0 | 0 | 0
WT_off | 0 | 0 | 0 | 0 | 0 | 0
PseudoUnit | 0 | 0 | 0 | 0 | 0 | 0
FixedInterchange | 0 | 0 | 0 | 0 | 0 | 0
Base FOM Costs by Reporting Type: SP15
ReportingType | 2015 | 2020 | 2025 | 2030 | 2035 | 2040
BM | 0.6 | 0.6 | 0.6 | 0.6 | 0.6 | 0.6
CC | 299.75 | 377.64 | 311.5 | 321.09 | 355.07 | 364.66
CSP | 0 | 0 | 0 | 0 | 0 | 0
CT | 0 | 0 | 0 | 0 | 0 | 0
Coal | 6.4 | 8.11 | 0 | 0 | 0 | 0
Geo | 86.16 | 208.35 | 208.35 | 208.35 | 208.35 | 208.35
H | 16.57 | 16.57 | 16.57 | 16.57 | 16.57 | 16.57
LFG | 26.93 | 93.8 | 93.8 | 93.8 | 93.8 | 93.8
Nuc | 327.58 | 356.35 | 327.58 | 327.58 | 327.58 | 447.86
PS | 34.19 | 34.19 | 34.19 | 34.19 | 34.19 | 34.19
PV | 1.87 | 1.87 | 1.87 | 1.87 | 1.87 | 1.87
PeakG | 76.73 | 111.44 | 93.22 | 103.59 | 103.59 | 103.59
PeakO | 1.47 | 1.91 | 1.53 | 1.53 | 1.53 | 1.53
ST | 28.67 | 28.67 | 28.67 | 28.67 | 28.67 | 28.67
STOG | 450.09 | 532.57 | 456.54 | 456.54 | 456.54 | 456.54
STWD | 3.81 | 4.77 | 3.89 | 3.89 | 3.89 | 3.89
WT | 71.03 | 112.89 | 468.68 | 468.68 | 468.68 | 468.68
IGCC | 0 | 0 | 0 | 0 | 0 | 0
DemandResponse | 0 | 0 | 0 | 0 | 0 | 0
IGCC-CCS | 0 | 0 | 0 | 0 | 0 | 0
WT_off | 0 | 0 | 0 | 0 | 0 | 0
PseudoUnit | 0 | 0 | 0 | 0 | 0 | 0
FixedInterchange | 0 | 0 | 0 | 0 | 0 | 0
Base FOM Costs by Reporting Type: ALB
ReportingType | 2015 | 2020 | 2025 | 2030 | 2035 | 2040
BM | 0 | 0 | 0 | 0 | 0 | 0
CC | 71 | 80.84 | 92.2 | 116.41 | 134.94 | 149.67
CSP | 0 | 0 | 0 | 0 | 0 | 0
CT | 1.35 | 1.35 | 1.35 | 1.35 | 0 | 0
Coal | 380.9 | 399.22 | 412.86 | 439.17 | 499.16 | 562.47
Geo | 0 | 0 | 0 | 0 | 0 | 0
H | 12.99 | 12.99 | 12.99 | 12.99 | 12.99 | 12.99
LFG | 1.21 | 1.21 | 1.21 | 1.21 | 1.21 | 1.21
Nuc | 0.01 | 0.01 | 0.01 | 0.01 | 0.01 | 0.01
PS | 0 | 0 | 0 | 0 | 0 | 0
PV | 0 | 0 | 0 | 0 | 0 | 0
PeakG | 24.53 | 22.95 | 22.95 | 22.95 | 32.33 | 32.33
PeakO | 0 | 0 | 0 | 0 | 0 | 0
ST | 0 | 0 | 0 | 0 | 0 | 0
STOG | 0 | 0 | 0 | 0 | 0 | 0
STWD | 0 | 0 | 0 | 0 | 0 | 0
WT | 22.94 | 22.94 | 22.94 | 22.94 | 22.94 | 22.94
IGCC | 0 | 0 | 0 | 0 | 0 | 0
DemandResponse | 0 | 0 | 0 | 0 | 0 | 0
IGCC-CCS | 0 | 0 | 0 | 0 | 0 | 0
WT_off | 0 | 0 | 0 | 0 | 0 | 0
PseudoUnit | 0 | 0 | 0 | 0 | 0 | 0
FixedInterchange | 0 | 0 | 0 | 0 | 0 | 0
Base FOM Costs by Reporting Type: BC
ReportingType | 2015 | 2020 | 2025 | 2030 | 2035 | 2040
BM | 0 | 0 | 0 | 0 | 0 | 0
CC | 22.49 | 28.74 | 38.15 | 46.31 | 53.25 | 53.25
CSP | 0 | 0 | 0 | 0 | 0 | 0
CT | 0 | 0 | 0 | 0 | 2.39 | 7.86
Coal | 0 | 0 | 0 | 0 | 0 | 0
Geo | 0 | 0 | 0 | 0 | 0 | 0
H | 173.22 | 173.22 | 173.22 | 173.22 | 173.22 | 173.22
LFG | 2.9 | 2.9 | 2.9 | 2.9 | 2.9 | 2.9
Nuc | 0.01 | 0.01 | 0.01 | 0.01 | 0.01 | 0.01
PS | 0 | 0 | 0 | 0 | 0 | 0
PV | 0 | 0 | 0 | 0 | 0 | 0
PeakG | 2.66 | 2.77 | 3.3 | 3.3 | 3.3 | 3.3
PeakO | 1.16 | 1.29 | 1.29 | 1.29 | 1.29 | 1.29
ST | 0 | 0 | 0 | 0 | 0 | 0
STOG | 0 | 0 | 0 | 0 | 0 | 0
STWD | 16.34 | 16.34 | 16.34 | 16.34 | 16.34 | 16.34
WT | 7.53 | 7.53 | 7.53 | 7.53 | 7.53 | 7.53
IGCC | 0 | 0 | 0 | 0 | 0 | 0
DemandResponse | 0 | 0 | 0 | 0 | 0 | 0
IGCC-CCS | 0 | 0 | 0 | 0 | 0 | 0
WT_off | 0 | 0 | 0 | 0 | 0 | 0
PseudoUnit | 0 | 0 | 0 | 0 | 0 | 0
FixedInterchange | 0 | 0 | 0 | 0 | 0 | 0
Base FOM Costs by Reporting Type: HQ_IESO
ReportingType | 2015 | 2020 | 2025 | 2030 | 2035 | 2040
BM | 0 | 0 | 0 | 0 | 0 | 0
CC | 0 | 0 | 0 | 0 | 0 | 0
CSP | 0 | 0 | 0 | 0 | 0 | 0
CT | 0 | 0 | 0 | 0 | 0 | 0
Coal | 0 | 0 | 0 | 0 | 0 | 0
Geo | 0 | 0 | 0 | 0 | 0 | 0
H | 0 | 0 | 0 | 0 | 0 | 0
LFG | 0 | 0 | 0 | 0 | 0 | 0
Nuc | 0.01 | 0.01 | 0.01 | 0.01 | 0.01 | 0.01
PS | 0 | 0 | 0 | 0 | 0 | 0
PV | 0 | 0 | 0 | 0 | 0 | 0
PeakG | 0 | 0 | 0 | 0 | 0 | 0
PeakO | 0 | 0 | 0 | 0 | 0 | 0
ST | 0 | 0 | 0 | 0 | 0 | 0
STOG | 0 | 0 | 0 | 0 | 0 | 0
STWD | 0 | 0 | 0 | 0 | 0 | 0
WT | 0 | 0 | 0 | 0 | 0 | 0
IGCC | 0 | 0 | 0 | 0 | 0 | 0
DemandResponse | 0 | 0 | 0 | 0 | 0 | 0
IGCC-CCS | 0 | 0 | 0 | 0 | 0 | 0
WT_off | 0 | 0 | 0 | 0 | 0 | 0
PseudoUnit | 0 | 0 | 0 | 0 | 0 | 0
FixedInterchange | 0 | 0 | 0 | 0 | 0 | 0
Base FOM Costs by Reporting Type: HQ_NEISO
ReportingType | 2015 | 2020 | 2025 | 2030 | 2035 | 2040
BM | 0 | 0 | 0 | 0 | 0 | 0
CC | 0 | 0 | 0 | 0 | 0 | 0
CSP | 0 | 0 | 0 | 0 | 0 | 0
CT | 0 | 0 | 0 | 0 | 0 | 0
Coal | 0 | 0 | 0 | 0 | 0 | 0
Geo | 0 | 0 | 0 | 0 | 0 | 0
H | 0 | 0 | 0 | 0 | 0 | 0
LFG | 0 | 0 | 0 | 0 | 0 | 0
Nuc | 0.01 | 0.01 | 0.01 | 0.01 | 0.01 | 0.01
PS | 0 | 0 | 0 | 0 | 0 | 0
PV | 0 | 0 | 0 | 0 | 0 | 0
PeakG | 0 | 0 | 0 | 0 | 0 | 0
PeakO | 0 | 0 | 0 | 0 | 0 | 0
ST | 0 | 0 | 0 | 0 | 0 | 0
STOG | 0 | 0 | 0 | 0 | 0 | 0
STWD | 0 | 0 | 0 | 0 | 0 | 0
WT | 0 | 0 | 0 | 0 | 0 | 0
IGCC | 0 | 0 | 0 | 0 | 0 | 0
DemandResponse | 0 | 0 | 0 | 0 | 0 | 0
IGCC-CCS | 0 | 0 | 0 | 0 | 0 | 0
WT_off | 0 | 0 | 0 | 0 | 0 | 0
PseudoUnit | 0 | 0 | 0 | 0 | 0 | 0
FixedInterchange | 0 | 0 | 0 | 0 | 0 | 0
Base FOM Costs by Reporting Type: HQ_NY
ReportingType | 2015 | 2020 | 2025 | 2030 | 2035 | 2040
BM | 0 | 0 | 0 | 0 | 0 | 0
CC | 0 | 0 | 0 | 0 | 0 | 0
CSP | 0 | 0 | 0 | 0 | 0 | 0
CT | 0 | 0 | 0 | 0 | 0 | 0
Coal | 0 | 0 | 0 | 0 | 0 | 0
Geo | 0 | 0 | 0 | 0 | 0 | 0
H | 0 | 0 | 0 | 0 | 0 | 0
LFG | 0 | 0 | 0 | 0 | 0 | 0
Nuc | 0.01 | 0.01 | 0.01 | 0.01 | 0.01 | 0.01
PS | 0 | 0 | 0 | 0 | 0 | 0
PV | 0 | 0 | 0 | 0 | 0 | 0
PeakG | 0 | 0 | 0 | 0 | 0 | 0
PeakO | 0 | 0 | 0 | 0 | 0 | 0
ST | 0 | 0 | 0 | 0 | 0 | 0
STOG | 0 | 0 | 0 | 0 | 0 | 0
STWD | 0 | 0 | 0 | 0 | 0 | 0
WT | 0 | 0 | 0 | 0 | 0 | 0
IGCC | 0 | 0 | 0 | 0 | 0 | 0
DemandResponse | 0 | 0 | 0 | 0 | 0 | 0
IGCC-CCS | 0 | 0 | 0 | 0 | 0 | 0
WT_off | 0 | 0 | 0 | 0 | 0 | 0
PseudoUnit | 0 | 0 | 0 | 0 | 0 | 0
FixedInterchange | 0 | 0 | 0 | 0 | 0 | 0
Base FOM Costs by Reporting Type: MARITIMES
ReportingType | 2015 | 2020 | 2025 | 2030 | 2035 | 2040
BM | 0 | 0 | 0 | 0 | 0 | 0
CC | 0 | 0 | 0 | 0 | 0 | 0
CSP | 0 | 0 | 0 | 0 | 0 | 0
CT | 0 | 0 | 0 | 0 | 0 | 0
Coal | 0 | 0 | 0 | 0 | 0 | 0
Geo | 0 | 0 | 0 | 0 | 0 | 0
H | 0 | 0 | 0 | 0 | 0 | 0
LFG | 0 | 0 | 0 | 0 | 0 | 0
Nuc | 0.01 | 0.01 | 0.01 | 0.01 | 0.01 | 0.01
PS | 0 | 0 | 0 | 0 | 0 | 0
PV | 0 | 0 | 0 | 0 | 0 | 0
PeakG | 0 | 0 | 0 | 0 | 0 | 0
PeakO | 0 | 0 | 0 | 0 | 0 | 0
ST | 0 | 0 | 0 | 0 | 0 | 0
STOG | 0 | 0 | 0 | 0 | 0 | 0
STWD | 0 | 0 | 0 | 0 | 0 | 0
WT | 0 | 0 | 0 | 0 | 0 | 0
IGCC | 0 | 0 | 0 | 0 | 0 | 0
DemandResponse | 0 | 0 | 0 | 0 | 0 | 0
IGCC-CCS | 0 | 0 | 0 | 0 | 0 | 0
WT_off | 0 | 0 | 0 | 0 | 0 | 0
PseudoUnit | 0 | 0 | 0 | 0 | 0 | 0
FixedInterchange | 0 | 0 | 0 | 0 | 0 | 0
Base FOM Costs by Reporting Type: All
ReportingType | 2015 | 2020 | 2025 | 2030 | 2035 | 2040
BM | 125.73 | 125.73 | 125.73 | 125.73 | 125.73 | 106.43
CC | 6415.39 | 8212.35 | 6919.3 | 7540.86 | 8791.85 | 9277.65
CSP | 0 | 0 | 0 | 0 | 0 | 0
CT | 43.25 | 92.93 | 97.55 | 170.76 | 275.24 | 372.26
Coal | 18591.89 | 19314.74 | 19275 | 21424.96 | 24080.51 | 26917.83
Geo | 226.72 | 401.57 | 774.79 | 774.79 | 774.79 | 774.79
H | 1511 | 1511 | 1511 | 1511 | 1511 | 1511
LFG | 498.94 | 733.94 | 999.86 | 1086.97 | 1086.97 | 1086.97
Nuc | 16696.36 | 17842.96 | 17313.01 | 17728.25 | 14523.5 | 21350.19
PS | 517.25 | 517.25 | 517.25 | 517.25 | 517.25 | 517.25
PV | 26.7 | 63.5 | 81.77 | 85.98 | 69.3 | 71.29
PeakG | 2069.68 | 3029.63 | 2286.56 | 2726.89 | 2851.93 | 2851.93
PeakO | 562.9 | 737.65 | 591.97 | 595.24 | 595.25 | 595.27
ST | 48.64 | 102.42 | 121.88 | 128.44 | 128.44 | 128.44
STOG | 2998.32 | 3546.81 | 3015.19 | 3015.19 | 3015.19 | 3015.19
STWD | 109.26 | 132.6 | 111.08 | 111.08 | 111.08 | 111.08
WT | 2034.5 | 3783.97 | 5927.85 | 6906.26 | 8666.08 | 10244.76
IGCC | 30.22 | 30.22 | 30.22 | 30.22 | 30.22 | 30.22
DemandResponse | 0 | 0 | 0 | 0 | 0 | 0
IGCC-CCS | 0 | 0 | 0 | 0 | 0 | 0
WT_off | 25.01 | 80.45 | 211.07 | 226.12 | 241.61 | 257.19
PseudoUnit | 0 | 0 | 0 | 0 | 0 | 0
FixedInterchange | 0 | 0 | 0 | 0 | 0 | 0
Base FOM Costs by Reporting Type: EI_US
ReportingType | 2015 | 2020 | 2025 | 2030 | 2035 | 2040
BM | 74.48 | 74.48 | 74.48 | 74.48 | 74.48 | 55.19
CC | 4079.52 | 5241.92 | 4408.65 | 4861.14 | 5712.65 | 6088.6
CSP | 0 | 0 | 0 | 0 | 0 | 0
CT | 28.95 | 77.55 | 81.9 | 125.13 | 213.32 | 263.11
Coal | 14903.2 | 15300.35 | 15327.44 | 17219.01 | 19332.4 | 21451.16
Geo | 3.95 | 3.95 | 3.95 | 3.95 | 3.95 | 3.95
H | 419.29 | 419.29 | 419.29 | 419.29 | 419.29 | 419.29
LFG | 417.2 | 515.08 | 703.95 | 787.52 | 787.52 | 787.52
Nuc | 12948.03 | 13763.39 | 13285.11 | 13700.35 | 10645.57 | 16957.2
PS | 401.94 | 401.94 | 401.94 | 401.94 | 401.94 | 401.94
PV | 2.71 | 39.51 | 57.78 | 61.98 | 63.37 | 65.35
PeakG | 1694.01 | 2500.81 | 1858.16 | 2247.85 | 2347.62 | 2347.62
PeakO | 536.71 | 704.38 | 570.66 | 573.82 | 573.83 | 573.84
ST | 0 | 0 | 0 | 0 | 0 | 0
STOG | 1561.46 | 1847.63 | 1565.6 | 1565.6 | 1565.6 | 1565.6
STWD | 74.1 | 92.72 | 75.55 | 75.55 | 75.55 | 75.55
WT | 1142.42 | 2298.36 | 3104.13 | 3356.31 | 4091.5 | 4601.18
IGCC | 30.22 | 30.22 | 30.22 | 30.22 | 30.22 | 30.22
DemandResponse | 0 | 0 | 0 | 0 | 0 | 0
IGCC-CCS | 0 | 0 | 0 | 0 | 0 | 0
WT_off | 25.01 | 80.45 | 211.07 | 226.12 | 241.61 | 257.19
PseudoUnit | 0 | 0 | 0 | 0 | 0 | 0
FixedInterchange | 0 | 0 | 0 | 0 | 0 | 0
Base FOM Costs by Reporting Type: EI_Canada
ReportingType | 2015 | 2020 | 2025 | 2030 | 2035 | 2040
BM | 32.8 | 32.8 | 32.8 | 32.8 | 32.8 | 32.8
CC | 132.35 | 139.7 | 141.64 | 147.73 | 160.03 | 195.56
CSP | 0 | 0 | 0 | 0 | 0 | 0
CT | 2.46 | 2.46 | 2.73 | 3.76 | 9.43 | 18.1
Coal | 70.88 | 72.04 | 77.31 | 77.31 | 77.31 | 95.1
Geo | 0 | 0 | 0 | 0 | 0 | 0
H | 216.06 | 216.06 | 216.06 | 216.06 | 216.06 | 216.06
LFG | 14.17 | 14.17 | 14.17 | 14.23 | 14.23 | 14.23
Nuc | 1895.36 | 1895.36 | 1895.36 | 1895.36 | 1745.4 | 2079.7
PS | 2.92 | 2.92 | 2.92 | 2.92 | 2.92 | 2.92
PV | 18.26 | 18.26 | 18.26 | 18.26 | 0.44 | 0.44
PeakG | 21.55 | 23.55 | 23.55 | 23.55 | 26.76 | 26.76
PeakO | 0.75 | 0.75 | 0.87 | 0.98 | 0.98 | 0.98
ST | 0 | 0 | 0 | 0 | 0 | 0
STOG | 5.54 | 5.54 | 5.54 | 5.54 | 5.54 | 5.54
STWD | 0 | 0 | 0 | 0 | 0 | 0
WT | 120.82 | 120.82 | 120.82 | 120.82 | 120.82 | 120.82
IGCC | 0 | 0 | 0 | 0 | 0 | 0
DemandResponse | 0 | 0 | 0 | 0 | 0 | 0
IGCC-CCS | 0 | 0 | 0 | 0 | 0 | 0
WT_off | 0 | 0 | 0 | 0 | 0 | 0
PseudoUnit | 0 | 0 | 0 | 0 | 0 | 0
FixedInterchange | 0 | 0 | 0 | 0 | 0 | 0
Base FOM Costs by Reporting Type: EI
ReportingType | 2015 | 2020 | 2025 | 2030 | 2035 | 2040
BM | 107.28 | 107.28 | 107.28 | 107.28 | 107.28 | 87.99
CC | 4211.87 | 5381.62 | 4550.29 | 5008.87 | 5872.68 | 6284.16
CSP | 0 | 0 | 0 | 0 | 0 | 0
CT | 31.41 | 80.02 | 84.64 | 128.89 | 222.75 | 281.21
Coal | 14974.08 | 15372.39 | 15404.75 | 17296.32 | 19409.72 | 21546.26
Geo | 3.95 | 3.95 | 3.95 | 3.95 | 3.95 | 3.95
H | 635.35 | 635.35 | 635.35 | 635.35 | 635.35 | 635.35
LFG | 431.38 | 529.25 | 718.12 | 801.75 | 801.75 | 801.75
Nuc | 14843.39 | 15658.74 | 15180.47 | 15595.71 | 12390.96 | 19036.91
PS | 404.86 | 404.86 | 404.86 | 404.86 | 404.86 | 404.86
PV | 20.97 | 57.77 | 76.04 | 80.25 | 63.81 | 65.79
PeakG | 1715.56 | 2524.37 | 1881.71 | 2271.41 | 2374.38 | 2374.38
PeakO | 537.47 | 705.14 | 571.53 | 574.8 | 574.81 | 574.82
ST | 0 | 0 | 0 | 0 | 0 | 0
STOG | 1567 | 1853.17 | 1571.14 | 1571.14 | 1571.14 | 1571.14
STWD | 74.1 | 92.72 | 75.55 | 75.55 | 75.55 | 75.55
WT | 1263.24 | 2419.18 | 3224.95 | 3477.13 | 4212.32 | 4722
IGCC | 30.22 | 30.22 | 30.22 | 30.22 | 30.22 | 30.22
DemandResponse | 0 | 0 | 0 | 0 | 0 | 0
IGCC-CCS | 0 | 0 | 0 | 0 | 0 | 0
WT_off | 25.01 | 80.45 | 211.07 | 226.12 | 241.61 | 257.19
PseudoUnit | 0 | 0 | 0 | 0 | 0 | 0
FixedInterchange | 0 | 0 | 0 | 0 | 0 | 0
Base FOM Costs by Reporting Type: Outside_EI
ReportingType | 2015 | 2020 | 2025 | 2030 | 2035 | 2040
BM | 18.45 | 18.45 | 18.45 | 18.45 | 18.45 | 18.45
CC | 2203.52 | 2830.73 | 2369.01 | 2531.99 | 2919.18 | 2993.48
CSP | 0 | 0 | 0 | 0 | 0 | 0
CT | 11.84 | 12.92 | 12.92 | 41.87 | 52.48 | 91.05
Coal | 3617.81 | 3942.35 | 3870.25 | 4128.64 | 4670.8 | 5371.57
Geo | 222.78 | 397.63 | 770.84 | 770.84 | 770.84 | 770.84
H | 875.65 | 875.65 | 875.65 | 875.65 | 875.65 | 875.65
LFG | 67.56 | 204.68 | 281.74 | 285.22 | 285.22 | 285.22
Nuc | 1852.97 | 2184.21 | 2132.54 | 2132.54 | 2132.54 | 2313.28
PS | 112.39 | 112.39 | 112.39 | 112.39 | 112.39 | 112.39
PV | 5.73 | 5.73 | 5.73 | 5.73 | 5.5 | 5.5
PeakG | 354.12 | 505.26 | 404.85 | 455.48 | 477.56 | 477.56
PeakO | 25.44 | 32.51 | 20.44 | 20.44 | 20.45 | 20.45
ST | 48.64 | 102.42 | 121.88 | 128.44 | 128.44 | 128.44
STOG | 1431.32 | 1693.64 | 1444.05 | 1444.05 | 1444.05 | 1444.05
STWD | 35.16 | 39.89 | 35.53 | 35.53 | 35.53 | 35.53
WT | 771.26 | 1364.8 | 2702.9 | 3429.14 | 4453.76 | 5522.76
IGCC | 0 | 0 | 0 | 0 | 0 | 0
DemandResponse | 0 | 0 | 0 | 0 | 0 | 0
IGCC-CCS | 0 | 0 | 0 | 0 | 0 | 0
WT_off | 0 | 0 | 0 | 0 | 0 | 0
PseudoUnit | 0 | 0 | 0 | 0 | 0 | 0
FixedInterchange | 0 | 0 | 0 | 0 | 0 | 0
#11 | 0.26: Retrofit FOM Costs ($million)
Retrofit FOM Costs by Reporting Type: Entergy
ReportingType | 2015 | 2020 | 2025 | 2030 | 2035 | 2040
BM | 0 | 0 | 0 | 0 | 0 | 0
CC | 0 | 0 | 0 | 0 | 0 | 0
CSP | 0 | 0 | 0 | 0 | 0 | 0
CT | 0 | 0 | 0 | 0 | 0 | 0
Coal | 3.38 | 31.29 | 31.29 | 31.29 | 31.29 | 31.29
Geo | 0 | 0 | 0 | 0 | 0 | 0
H | 0 | 0 | 0 | 0 | 0 | 0
LFG | 0 | 0 | 0 | 0 | 0 | 0
Nuc | 0 | 0 | 0 | 0 | 0 | 0
PS | 0 | 0 | 0 | 0 | 0 | 0
PV | 0 | 0 | 0 | 0 | 0 | 0
PeakG | 0 | 0 | 0 | 0 | 0 | 0
PeakO | 0 | 0 | 0 | 0 | 0 | 0
ST | 0 | 0 | 0 | 0 | 0 | 0
STOG | 0 | 0 | 0 | 0 | 0 | 0
STWD | 0 | 0 | 0 | 0 | 0 | 0
WT | 0 | 0 | 0 | 0 | 0 | 0
IGCC | 0 | 0 | 0 | 0 | 0 | 0
DemandResponse | 0 | 0 | 0 | 0 | 0 | 0
IGCC-CCS | 0 | 0 | 0 | 0 | 0 | 0
WT_off | 0 | 0 | 0 | 0 | 0 | 0
PseudoUnit | 0 | 0 | 0 | 0 | 0 | 0
FixedInterchange | 0 | 0 | 0 | 0 | 0 | 0
Retrofit FOM Costs by Reporting Type: FRCC
ReportingType | 2015 | 2020 | 2025 | 2030 | 2035 | 2040
BM | 0 | 0 | 0 | 0 | 0 | 0
CC | 0 | 0 | 0 | 0 | 0 | 0
CSP | 0 | 0 | 0 | 0 | 0 | 0
CT | 0 | 0 | 0 | 0 | 0 | 0
Coal | 67.35 | 70.41 | 70.41 | 70.41 | 70.41 | 70.41
Geo | 0 | 0 | 0 | 0 | 0 | 0
H | 0 | 0 | 0 | 0 | 0 | 0
LFG | 0 | 0 | 0 | 0 | 0 | 0
Nuc | 0 | 0 | 0 | 0 | 0 | 0
PS | 0 | 0 | 0 | 0 | 0 | 0
PV | 0 | 0 | 0 | 0 | 0 | 0
PeakG | 0 | 0 | 0 | 0 | 0 | 0
PeakO | 0 | 0 | 0 | 0 | 0 | 0
ST | 0 | 0 | 0 | 0 | 0 | 0
STOG | 0 | 0 | 0 | 0 | 0 | 0
STWD | 0 | 0 | 0 | 0 | 0 | 0
WT | 0 | 0 | 0 | 0 | 0 | 0
IGCC | 0 | 0 | 0 | 0 | 0 | 0
DemandResponse | 0 | 0 | 0 | 0 | 0 | 0
IGCC-CCS | 0 | 0 | 0 | 0 | 0 | 0
WT_off | 0 | 0 | 0 | 0 | 0 | 0
PseudoUnit | 0 | 0 | 0 | 0 | 0 | 0
FixedInterchange | 0 | 0 | 0 | 0 | 0 | 0
Retrofit FOM Costs by Reporting Type: MAPP_US
ReportingType | 2015 | 2020 | 2025 | 2030 | 2035 | 2040
BM | 0 | 0 | 0 | 0 | 0 | 0
CC | 0 | 0 | 0 | 0 | 0 | 0
CSP | 0 | 0 | 0 | 0 | 0 | 0
CT | 0 | 0 | 0 | 0 | 0 | 0
Coal | 16.92 | 17.39 | 17.39 | 17.39 | 17.39 | 17.39
Geo | 0 | 0 | 0 | 0 | 0 | 0
H | 0 | 0 | 0 | 0 | 0 | 0
LFG | 0 | 0 | 0 | 0 | 0 | 0
Nuc | 0 | 0 | 0 | 0 | 0 | 0
PS | 0 | 0 | 0 | 0 | 0 | 0
PV | 0 | 0 | 0 | 0 | 0 | 0
PeakG | 0 | 0 | 0 | 0 | 0 | 0
PeakO | 0 | 0 | 0 | 0 | 0 | 0
ST | 0 | 0 | 0 | 0 | 0 | 0
STOG | 0 | 0 | 0 | 0 | 0 | 0
STWD | 0 | 0 | 0 | 0 | 0 | 0
WT | 0 | 0 | 0 | 0 | 0 | 0
IGCC | 0 | 0 | 0 | 0 | 0 | 0
DemandResponse | 0 | 0 | 0 | 0 | 0 | 0
IGCC-CCS | 0 | 0 | 0 | 0 | 0 | 0
WT_off | 0 | 0 | 0 | 0 | 0 | 0
PseudoUnit | 0 | 0 | 0 | 0 | 0 | 0
FixedInterchange | 0 | 0 | 0 | 0 | 0 | 0
Retrofit FOM Costs by Reporting Type: MISO_IN
ReportingType | 2015 | 2020 | 2025 | 2030 | 2035 | 2040
BM | 0 | 0 | 0 | 0 | 0 | 0
CC | 0 | 0 | 0 | 0 | 0 | 0
CSP | 0 | 0 | 0 | 0 | 0 | 0
CT | 0 | 0 | 0 | 0 | 0 | 0
Coal | 103.74 | 114.36 | 114.36 | 114.36 | 114.36 | 114.36
Geo | 0 | 0 | 0 | 0 | 0 | 0
H | 0 | 0 | 0 | 0 | 0 | 0
LFG | 0 | 0 | 0 | 0 | 0 | 0
Nuc | 0 | 0 | 0 | 0 | 0 | 0
PS | 0 | 0 | 0 | 0 | 0 | 0
PV | 0 | 0 | 0 | 0 | 0 | 0
PeakG | 0 | 0 | 0 | 0 | 0 | 0
PeakO | 0 | 0 | 0 | 0 | 0 | 0
ST | 0 | 0 | 0 | 0 | 0 | 0
STOG | 0 | 0 | 0 | 0 | 0 | 0
STWD | 0 | 0 | 0 | 0 | 0 | 0
WT | 0 | 0 | 0 | 0 | 0 | 0
IGCC | 0 | 0 | 0 | 0 | 0 | 0
DemandResponse | 0 | 0 | 0 | 0 | 0 | 0
IGCC-CCS | 0 | 0 | 0 | 0 | 0 | 0
WT_off | 0 | 0 | 0 | 0 | 0 | 0
PseudoUnit | 0 | 0 | 0 | 0 | 0 | 0
FixedInterchange | 0 | 0 | 0 | 0 | 0 | 0
Retrofit FOM Costs by Reporting Type: MISO_MI
ReportingType | 2015 | 2020 | 2025 | 2030 | 2035 | 2040
BM | 0 | 0 | 0 | 0 | 0 | 0
CC | 0 | 0 | 0 | 0 | 0 | 0
CSP | 0 | 0 | 0 | 0 | 0 | 0
CT | 0 | 0 | 0 | 0 | 0 | 0
Coal | 17.66 | 44.83 | 44.76 | 44.76 | 44.76 | 44.76
Geo | 0 | 0 | 0 | 0 | 0 | 0
H | 0 | 0 | 0 | 0 | 0 | 0
LFG | 0 | 0 | 0 | 0 | 0 | 0
Nuc | 0 | 0 | 0 | 0 | 0 | 0
PS | 0 | 0 | 0 | 0 | 0 | 0
PV | 0 | 0 | 0 | 0 | 0 | 0
PeakG | 0 | 0 | 0 | 0 | 0 | 0
PeakO | 0 | 0 | 0 | 0 | 0 | 0
ST | 0 | 0 | 0 | 0 | 0 | 0
STOG | 0 | 0 | 0 | 0 | 0 | 0
STWD | 0 | 0 | 0 | 0 | 0 | 0
WT | 0 | 0 | 0 | 0 | 0 | 0
IGCC | 0 | 0 | 0 | 0 | 0 | 0
DemandResponse | 0 | 0 | 0 | 0 | 0 | 0
IGCC-CCS | 0 | 0 | 0 | 0 | 0 | 0
WT_off | 0 | 0 | 0 | 0 | 0 | 0
PseudoUnit | 0 | 0 | 0 | 0 | 0 | 0
FixedInterchange | 0 | 0 | 0 | 0 | 0 | 0
Retrofit FOM Costs by Reporting Type: MISO_MO-IL
ReportingType | 2015 | 2020 | 2025 | 2030 | 2035 | 2040
BM | 0 | 0 | 0 | 0 | 0 | 0
CC | 0 | 0 | 0 | 0 | 0 | 0
CSP | 0 | 0 | 0 | 0 | 0 | 0
CT | 0 | 0 | 0 | 0 | 0 | 0
Coal | 30.23 | 59.29 | 58.38 | 58.38 | 58.38 | 58.38
Geo | 0 | 0 | 0 | 0 | 0 | 0
H | 0 | 0 | 0 | 0 | 0 | 0
LFG | 0 | 0 | 0 | 0 | 0 | 0
Nuc | 0 | 0 | 0 | 0 | 0 | 0
PS | 0 | 0 | 0 | 0 | 0 | 0
PV | 0 | 0 | 0 | 0 | 0 | 0
PeakG | 0 | 0 | 0 | 0 | 0 | 0
PeakO | 0 | 0 | 0 | 0 | 0 | 0
ST | 0 | 0 | 0 | 0 | 0 | 0
STOG | 0 | 0 | 0 | 0 | 0 | 0
STWD | 0 | 0 | 0 | 0 | 0 | 0
WT | 0 | 0 | 0 | 0 | 0 | 0
IGCC | 0 | 0 | 0 | 0 | 0 | 0
DemandResponse | 0 | 0 | 0 | 0 | 0 | 0
IGCC-CCS | 0 | 0 | 0 | 0 | 0 | 0
WT_off | 0 | 0 | 0 | 0 | 0 | 0
PseudoUnit | 0 | 0 | 0 | 0 | 0 | 0
FixedInterchange | 0 | 0 | 0 | 0 | 0 | 0
Retrofit FOM Costs by Reporting Type: MISO_W
ReportingType | 2015 | 2020 | 2025 | 2030 | 2035 | 2040
BM | 0 | 0 | 0 | 0 | 0 | 0
CC | 0 | 0 | 0 | 0 | 0 | 0
CSP | 0 | 0 | 0 | 0 | 0 | 0
CT | 0 | 0 | 0 | 0 | 0 | 0
Coal | 38.36 | 61.93 | 61.93 | 61.93 | 61.93 | 61.93
Geo | 0 | 0 | 0 | 0 | 0 | 0
H | 0 | 0 | 0 | 0 | 0 | 0
LFG | 0 | 0 | 0 | 0 | 0 | 0
Nuc | 0 | 0 | 0 | 0 | 0 | 0
PS | 0 | 0 | 0 | 0 | 0 | 0
PV | 0 | 0 | 0 | 0 | 0 | 0
PeakG | 0 | 0 | 0 | 0 | 0 | 0
PeakO | 0 | 0 | 0 | 0 | 0 | 0
ST | 0 | 0 | 0 | 0 | 0 | 0
STOG | 0 | 0 | 0 | 0 | 0 | 0
STWD | 0 | 0 | 0 | 0 | 0 | 0
WT | 0 | 0 | 0 | 0 | 0 | 0
IGCC | 0 | 0 | 0 | 0 | 0 | 0
DemandResponse | 0 | 0 | 0 | 0 | 0 | 0
IGCC-CCS | 0 | 0 | 0 | 0 | 0 | 0
WT_off | 0 | 0 | 0 | 0 | 0 | 0
PseudoUnit | 0 | 0 | 0 | 0 | 0 | 0
FixedInterchange | 0 | 0 | 0 | 0 | 0 | 0
Retrofit FOM Costs by Reporting Type: MISO_WUMS
ReportingType | 2015 | 2020 | 2025 | 2030 | 2035 | 2040
BM | 0 | 0 | 0 | 0 | 0 | 0
CC | 0 | 0 | 0 | 0 | 0 | 0
CSP | 0 | 0 | 0 | 0 | 0 | 0
CT | 0 | 0 | 0 | 0 | 0 | 0
Coal | 35.36 | 38.37 | 37.34 | 37.34 | 37.34 | 37.34
Geo | 0 | 0 | 0 | 0 | 0 | 0
H | 0 | 0 | 0 | 0 | 0 | 0
LFG | 0 | 0 | 0 | 0 | 0 | 0
Nuc | 0 | 0 | 0 | 0 | 0 | 0
PS | 0 | 0 | 0 | 0 | 0 | 0
PV | 0 | 0 | 0 | 0 | 0 | 0
PeakG | 0 | 0 | 0 | 0 | 0 | 0
PeakO | 0 | 0 | 0 | 0 | 0 | 0
ST | 0 | 0 | 0 | 0 | 0 | 0
STOG | 0 | 0 | 0 | 0 | 0 | 0
STWD | 0 | 0 | 0 | 0 | 0 | 0
WT | 0 | 0 | 0 | 0 | 0 | 0
IGCC | 0 | 0 | 0 | 0 | 0 | 0
DemandResponse | 0 | 0 | 0 | 0 | 0 | 0
IGCC-CCS | 0 | 0 | 0 | 0 | 0 | 0
WT_off | 0 | 0 | 0 | 0 | 0 | 0
PseudoUnit | 0 | 0 | 0 | 0 | 0 | 0
FixedInterchange | 0 | 0 | 0 | 0 | 0 | 0
Retrofit FOM Costs by Reporting Type: Nebraska
ReportingType | 2015 | 2020 | 2025 | 2030 | 2035 | 2040
BM | 0 | 0 | 0 | 0 | 0 | 0
CC | 0 | 0 | 0 | 0 | 0 | 0
CSP | 0 | 0 | 0 | 0 | 0 | 0
CT | 0 | 0 | 0 | 0 | 0 | 0
Coal | 4.88 | 22.22 | 22.22 | 22.22 | 22.22 | 22.22
Geo | 0 | 0 | 0 | 0 | 0 | 0
H | 0 | 0 | 0 | 0 | 0 | 0
LFG | 0 | 0 | 0 | 0 | 0 | 0
Nuc | 0 | 0 | 0 | 0 | 0 | 0
PS | 0 | 0 | 0 | 0 | 0 | 0
PV | 0 | 0 | 0 | 0 | 0 | 0
PeakG | 0 | 0 | 0 | 0 | 0 | 0
PeakO | 0 | 0 | 0 | 0 | 0 | 0
ST | 0 | 0 | 0 | 0 | 0 | 0
STOG | 0 | 0 | 0 | 0 | 0 | 0
STWD | 0 | 0 | 0 | 0 | 0 | 0
WT | 0 | 0 | 0 | 0 | 0 | 0
IGCC | 0 | 0 | 0 | 0 | 0 | 0
DemandResponse | 0 | 0 | 0 | 0 | 0 | 0
IGCC-CCS | 0 | 0 | 0 | 0 | 0 | 0
WT_off | 0 | 0 | 0 | 0 | 0 | 0
PseudoUnit | 0 | 0 | 0 | 0 | 0 | 0
FixedInterchange | 0 | 0 | 0 | 0 | 0 | 0
Retrofit FOM Costs by Reporting Type: NEISO
ReportingType | 2015 | 2020 | 2025 | 2030 | 2035 | 2040
BM | 0 | 0 | 0 | 0 | 0 | 0
CC | 0 | 0 | 0 | 0 | 0 | 0
CSP | 0 | 0 | 0 | 0 | 0 | 0
CT | 0 | 0 | 0 | 0 | 0 | 0
Coal | 4.08 | 0 | 0 | 0 | 0 | 0
Geo | 0 | 0 | 0 | 0 | 0 | 0
H | 0 | 0 | 0 | 0 | 0 | 0
LFG | 0 | 0 | 0 | 0 | 0 | 0
Nuc | 0 | 0 | 0 | 0 | 0 | 0
PS | 0 | 0 | 0 | 0 | 0 | 0
PV | 0 | 0 | 0 | 0 | 0 | 0
PeakG | 0 | 0 | 0 | 0 | 0 | 0
PeakO | 0 | 0 | 0 | 0 | 0 | 0
ST | 0 | 0 | 0 | 0 | 0 | 0
STOG | 0 | 0 | 0 | 0 | 0 | 0
STWD | 0 | 0 | 0 | 0 | 0 | 0
WT | 0 | 0 | 0 | 0 | 0 | 0
IGCC | 0 | 0 | 0 | 0 | 0 | 0
DemandResponse | 0 | 0 | 0 | 0 | 0 | 0
IGCC-CCS | 0 | 0 | 0 | 0 | 0 | 0
WT_off | 0 | 0 | 0 | 0 | 0 | 0
PseudoUnit | 0 | 0 | 0 | 0 | 0 | 0
FixedInterchange | 0 | 0 | 0 | 0 | 0 | 0
Retrofit FOM Costs by Reporting Type: NonRTO_Midwest
ReportingType | 2015 | 2020 | 2025 | 2030 | 2035 | 2040
BM | 0 | 0 | 0 | 0 | 0 | 0
CC | 0 | 0 | 0 | 0 | 0 | 0
CSP | 0 | 0 | 0 | 0 | 0 | 0
CT | 0 | 0 | 0 | 0 | 0 | 0
Coal | 87.31 | 93.39 | 93.39 | 93.39 | 93.39 | 93.39
Geo | 0 | 0 | 0 | 0 | 0 | 0
H | 0 | 0 | 0 | 0 | 0 | 0
LFG | 0 | 0 | 0 | 0 | 0 | 0
Nuc | 0 | 0 | 0 | 0 | 0 | 0
PS | 0 | 0 | 0 | 0 | 0 | 0
PV | 0 | 0 | 0 | 0 | 0 | 0
PeakG | 0 | 0 | 0 | 0 | 0 | 0
PeakO | 0 | 0 | 0 | 0 | 0 | 0
ST | 0 | 0 | 0 | 0 | 0 | 0
STOG | 0 | 0 | 0 | 0 | 0 | 0
STWD | 0 | 0 | 0 | 0 | 0 | 0
WT | 0 | 0 | 0 | 0 | 0 | 0
IGCC | 0 | 0 | 0 | 0 | 0 | 0
DemandResponse | 0 | 0 | 0 | 0 | 0 | 0
IGCC-CCS | 0 | 0 | 0 | 0 | 0 | 0
WT_off | 0 | 0 | 0 | 0 | 0 | 0
PseudoUnit | 0 | 0 | 0 | 0 | 0 | 0
FixedInterchange | 0 | 0 | 0 | 0 | 0 | 0
Retrofit FOM Costs by Reporting Type: NYISO_A-F
ReportingType | 2015 | 2020 | 2025 | 2030 | 2035 | 2040
BM | 0 | 0 | 0 | 0 | 0 | 0
CC | 0 | 0 | 0 | 0 | 0 | 0
CSP | 0 | 0 | 0 | 0 | 0 | 0
CT | 0 | 0 | 0 | 0 | 0 | 0
Coal | 0 | 0 | 0 | 0 | 0 | 0
Geo | 0 | 0 | 0 | 0 | 0 | 0
H | 0 | 0 | 0 | 0 | 0 | 0
LFG | 0 | 0 | 0 | 0 | 0 | 0
Nuc | 0 | 0 | 0 | 0 | 0 | 0
PS | 0 | 0 | 0 | 0 | 0 | 0
PV | 0 | 0 | 0 | 0 | 0 | 0
PeakG | 0 | 0 | 0 | 0 | 0 | 0
PeakO | 0 | 0 | 0 | 0 | 0 | 0
ST | 0 | 0 | 0 | 0 | 0 | 0
STOG | 0 | 0 | 0 | 0 | 0 | 0
STWD | 0 | 0 | 0 | 0 | 0 | 0
WT | 0 | 0 | 0 | 0 | 0 | 0
IGCC | 0 | 0 | 0 | 0 | 0 | 0
DemandResponse | 0 | 0 | 0 | 0 | 0 | 0
IGCC-CCS | 0 | 0 | 0 | 0 | 0 | 0
WT_off | 0 | 0 | 0 | 0 | 0 | 0
PseudoUnit | 0 | 0 | 0 | 0 | 0 | 0
FixedInterchange | 0 | 0 | 0 | 0 | 0 | 0
Retrofit FOM Costs by Reporting Type: NYISO_G-I
ReportingType | 2015 | 2020 | 2025 | 2030 | 2035 | 2040
BM | 0 | 0 | 0 | 0 | 0 | 0
CC | 0 | 0 | 0 | 0 | 0 | 0
CSP | 0 | 0 | 0 | 0 | 0 | 0
CT | 0 | 0 | 0 | 0 | 0 | 0
Coal | 0 | 0 | 0 | 0 | 0 | 0
Geo | 0 | 0 | 0 | 0 | 0 | 0
H | 0 | 0 | 0 | 0 | 0 | 0
LFG | 0 | 0 | 0 | 0 | 0 | 0
Nuc | 0 | 0 | 0 | 0 | 0 | 0
PS | 0 | 0 | 0 | 0 | 0 | 0
PV | 0 | 0 | 0 | 0 | 0 | 0
PeakG | 0 | 0 | 0 | 0 | 0 | 0
PeakO | 0 | 0 | 0 | 0 | 0 | 0
ST | 0 | 0 | 0 | 0 | 0 | 0
STOG | 0 | 0 | 0 | 0 | 0 | 0
STWD | 0 | 0 | 0 | 0 | 0 | 0
WT | 0 | 0 | 0 | 0 | 0 | 0
IGCC | 0 | 0 | 0 | 0 | 0 | 0
DemandResponse | 0 | 0 | 0 | 0 | 0 | 0
IGCC-CCS | 0 | 0 | 0 | 0 | 0 | 0
WT_off | 0 | 0 | 0 | 0 | 0 | 0
PseudoUnit | 0 | 0 | 0 | 0 | 0 | 0
FixedInterchange | 0 | 0 | 0 | 0 | 0 | 0
Retrofit FOM Costs by Reporting Type: NYISO_J-K
ReportingType | 2015 | 2020 | 2025 | 2030 | 2035 | 2040
BM | 0 | 0 | 0 | 0 | 0 | 0
CC | 0 | 0 | 0 | 0 | 0 | 0
CSP | 0 | 0 | 0 | 0 | 0 | 0
CT | 0 | 0 | 0 | 0 | 0 | 0
Coal | 0 | 0 | 0 | 0 | 0 | 0
Geo | 0 | 0 | 0 | 0 | 0 | 0
H | 0 | 0 | 0 | 0 | 0 | 0
LFG | 0 | 0 | 0 | 0 | 0 | 0
Nuc | 0 | 0 | 0 | 0 | 0 | 0
PS | 0 | 0 | 0 | 0 | 0 | 0
PV | 0 | 0 | 0 | 0 | 0 | 0
PeakG | 0 | 0 | 0 | 0 | 0 | 0
PeakO | 0 | 0 | 0 | 0 | 0 | 0
ST | 0 | 0 | 0 | 0 | 0 | 0
STOG | 0 | 0 | 0 | 0 | 0 | 0
STWD | 0 | 0 | 0 | 0 | 0 | 0
WT | 0 | 0 | 0 | 0 | 0 | 0
IGCC | 0 | 0 | 0 | 0 | 0 | 0
DemandResponse | 0 | 0 | 0 | 0 | 0 | 0
IGCC-CCS | 0 | 0 | 0 | 0 | 0 | 0
WT_off | 0 | 0 | 0 | 0 | 0 | 0
PseudoUnit | 0 | 0 | 0 | 0 | 0 | 0
FixedInterchange | 0 | 0 | 0 | 0 | 0 | 0
Retrofit FOM Costs by Reporting Type: PJM_E
ReportingType | 2015 | 2020 | 2025 | 2030 | 2035 | 2040
BM | 0 | 0 | 0 | 0 | 0 | 0
CC | 0 | 0 | 0 | 0 | 0 | 0
CSP | 0 | 0 | 0 | 0 | 0 | 0
CT | 0 | 0 | 0 | 0 | 0 | 0
Coal | 2.13 | 1.06 | 1.06 | 1.06 | 1.06 | 1.06
Geo | 0 | 0 | 0 | 0 | 0 | 0
H | 0 | 0 | 0 | 0 | 0 | 0
LFG | 0 | 0 | 0 | 0 | 0 | 0
Nuc | 0 | 0 | 0 | 0 | 0 | 0
PS | 0 | 0 | 0 | 0 | 0 | 0
PV | 0 | 0 | 0 | 0 | 0 | 0
PeakG | 0 | 0 | 0 | 0 | 0 | 0
PeakO | 0 | 0 | 0 | 0 | 0 | 0
ST | 0 | 0 | 0 | 0 | 0 | 0
STOG | 0 | 0 | 0 | 0 | 0 | 0
STWD | 0 | 0 | 0 | 0 | 0 | 0
WT | 0 | 0 | 0 | 0 | 0 | 0
IGCC | 0 | 0 | 0 | 0 | 0 | 0
DemandResponse | 0 | 0 | 0 | 0 | 0 | 0
IGCC-CCS | 0 | 0 | 0 | 0 | 0 | 0
WT_off | 0 | 0 | 0 | 0 | 0 | 0
PseudoUnit | 0 | 0 | 0 | 0 | 0 | 0
FixedInterchange | 0 | 0 | 0 | 0 | 0 | 0
Retrofit FOM Costs by Reporting Type: PJM_ROM
ReportingType | 2015 | 2020 | 2025 | 2030 | 2035 | 2040
BM | 0 | 0 | 0 | 0 | 0 | 0
CC | 0 | 0 | 0 | 0 | 0 | 0
CSP | 0 | 0 | 0 | 0 | 0 | 0
CT | 0 | 0 | 0 | 0 | 0 | 0
Coal | 58.52 | 68.08 | 68.08 | 68.08 | 68.08 | 68.08
Geo | 0 | 0 | 0 | 0 | 0 | 0
H | 0 | 0 | 0 | 0 | 0 | 0
LFG | 0 | 0 | 0 | 0 | 0 | 0
Nuc | 0 | 0 | 0 | 0 | 0 | 0
PS | 0 | 0 | 0 | 0 | 0 | 0
PV | 0 | 0 | 0 | 0 | 0 | 0
PeakG | 0 | 0 | 0 | 0 | 0 | 0
PeakO | 0 | 0 | 0 | 0 | 0 | 0
ST | 0 | 0 | 0 | 0 | 0 | 0
STOG | 0 | 0 | 0 | 0 | 0 | 0
STWD | 0 | 0 | 0 | 0 | 0 | 0
WT | 0 | 0 | 0 | 0 | 0 | 0
IGCC | 0 | 0 | 0 | 0 | 0 | 0
DemandResponse | 0 | 0 | 0 | 0 | 0 | 0
IGCC-CCS | 0 | 0 | 0 | 0 | 0 | 0
WT_off | 0 | 0 | 0 | 0 | 0 | 0
PseudoUnit | 0 | 0 | 0 | 0 | 0 | 0
FixedInterchange | 0 | 0 | 0 | 0 | 0 | 0
Retrofit FOM Costs by Reporting Type: PJM_ROR
ReportingType | 2015 | 2020 | 2025 | 2030 | 2035 | 2040
BM | 0 | 0 | 0 | 0 | 0 | 0
CC | 0 | 0 | 0 | 0 | 0 | 0
CSP | 0 | 0 | 0 | 0 | 0 | 0
CT | 0 | 0 | 0 | 0 | 0 | 0
Coal | 264.57 | 308.93 | 308.93 | 308.93 | 308.93 | 308.93
Geo | 0 | 0 | 0 | 0 | 0 | 0
H | 0 | 0 | 0 | 0 | 0 | 0
LFG | 0 | 0 | 0 | 0 | 0 | 0
Nuc | 0 | 0 | 0 | 0 | 0 | 0
PS | 0 | 0 | 0 | 0 | 0 | 0
PV | 0 | 0 | 0 | 0 | 0 | 0
PeakG | 0 | 0 | 0 | 0 | 0 | 0
PeakO | 0 | 0 | 0 | 0 | 0 | 0
ST | 0 | 0 | 0 | 0 | 0 | 0
STOG | 0 | 0 | 0 | 0 | 0 | 0
STWD | 0 | 0 | 0 | 0 | 0 | 0
WT | 0 | 0 | 0 | 0 | 0 | 0
IGCC | 0 | 0 | 0 | 0 | 0 | 0
DemandResponse | 0 | 0 | 0 | 0 | 0 | 0
IGCC-CCS | 0 | 0 | 0 | 0 | 0 | 0
WT_off | 0 | 0 | 0 | 0 | 0 | 0
PseudoUnit | 0 | 0 | 0 | 0 | 0 | 0
FixedInterchange | 0 | 0 | 0 | 0 | 0 | 0
Retrofit FOM Costs by Reporting Type: SOCO
ReportingType | 2015 | 2020 | 2025 | 2030 | 2035 | 2040
BM | 0 | 0 | 0 | 0 | 0 | 0
CC | 0 | 0 | 0 | 0 | 0 | 0
CSP | 0 | 0 | 0 | 0 | 0 | 0
CT | 0 | 0 | 0 | 0 | 0 | 0
Coal | 124.54 | 132.72 | 132.72 | 132.72 | 132.72 | 132.72
Geo | 0 | 0 | 0 | 0 | 0 | 0
H | 0 | 0 | 0 | 0 | 0 | 0
LFG | 0 | 0 | 0 | 0 | 0 | 0
Nuc | 0 | 0 | 0 | 0 | 0 | 0
PS | 0 | 0 | 0 | 0 | 0 | 0
PV | 0 | 0 | 0 | 0 | 0 | 0
PeakG | 0 | 0 | 0 | 0 | 0 | 0
PeakO | 0 | 0 | 0 | 0 | 0 | 0
ST | 0 | 0 | 0 | 0 | 0 | 0
STOG | 0 | 0 | 0 | 0 | 0 | 0
STWD | 0 | 0 | 0 | 0 | 0 | 0
WT | 0 | 0 | 0 | 0 | 0 | 0
IGCC | 0 | 0 | 0 | 0 | 0 | 0
DemandResponse | 0 | 0 | 0 | 0 | 0 | 0
IGCC-CCS | 0 | 0 | 0 | 0 | 0 | 0
WT_off | 0 | 0 | 0 | 0 | 0 | 0
PseudoUnit | 0 | 0 | 0 | 0 | 0 | 0
FixedInterchange | 0 | 0 | 0 | 0 | 0 | 0
Retrofit FOM Costs by Reporting Type: SPP_N
ReportingType | 2015 | 2020 | 2025 | 2030 | 2035 | 2040
BM | 0 | 0 | 0 | 0 | 0 | 0
CC | 0 | 0 | 0 | 0 | 0 | 0
CSP | 0 | 0 | 0 | 0 | 0 | 0
CT | 0 | 0 | 0 | 0 | 0 | 0
Coal | 36.22 | 47.87 | 47.87 | 47.87 | 47.87 | 47.87
Geo | 0 | 0 | 0 | 0 | 0 | 0
H | 0 | 0 | 0 | 0 | 0 | 0
LFG | 0 | 0 | 0 | 0 | 0 | 0
Nuc | 0 | 0 | 0 | 0 | 0 | 0
PS | 0 | 0 | 0 | 0 | 0 | 0
PV | 0 | 0 | 0 | 0 | 0 | 0
PeakG | 0 | 0 | 0 | 0 | 0 | 0
PeakO | 0 | 0 | 0 | 0 | 0 | 0
ST | 0 | 0 | 0 | 0 | 0 | 0
STOG | 0 | 0 | 0 | 0 | 0 | 0
STWD | 0 | 0 | 0 | 0 | 0 | 0
WT | 0 | 0 | 0 | 0 | 0 | 0
IGCC | 0 | 0 | 0 | 0 | 0 | 0
DemandResponse | 0 | 0 | 0 | 0 | 0 | 0
IGCC-CCS | 0 | 0 | 0 | 0 | 0 | 0
WT_off | 0 | 0 | 0 | 0 | 0 | 0
PseudoUnit | 0 | 0 | 0 | 0 | 0 | 0
FixedInterchange | 0 | 0 | 0 | 0 | 0 | 0
Retrofit FOM Costs by Reporting Type: SPP_S
ReportingType | 2015 | 2020 | 2025 | 2030 | 2035 | 2040
BM | 0 | 0 | 0 | 0 | 0 | 0
CC | 0 | 0 | 0 | 0 | 0 | 0
CSP | 0 | 0 | 0 | 0 | 0 | 0
CT | 0 | 0 | 0 | 0 | 0 | 0
Coal | 20.12 | 34.01 | 34.01 | 34.01 | 34.01 | 34.01
Geo | 0 | 0 | 0 | 0 | 0 | 0
H | 0 | 0 | 0 | 0 | 0 | 0
LFG | 0 | 0 | 0 | 0 | 0 | 0
Nuc | 0 | 0 | 0 | 0 | 0 | 0
PS | 0 | 0 | 0 | 0 | 0 | 0
PV | 0 | 0 | 0 | 0 | 0 | 0
PeakG | 0 | 0 | 0 | 0 | 0 | 0
PeakO | 0 | 0 | 0 | 0 | 0 | 0
ST | 0 | 0 | 0 | 0 | 0 | 0
STOG | 0 | 0 | 0 | 0 | 0 | 0
STWD | 0 | 0 | 0 | 0 | 0 | 0
WT | 0 | 0 | 0 | 0 | 0 | 0
IGCC | 0 | 0 | 0 | 0 | 0 | 0
DemandResponse | 0 | 0 | 0 | 0 | 0 | 0
IGCC-CCS | 0 | 0 | 0 | 0 | 0 | 0
WT_off | 0 | 0 | 0 | 0 | 0 | 0
PseudoUnit | 0 | 0 | 0 | 0 | 0 | 0
FixedInterchange | 0 | 0 | 0 | 0 | 0 | 0
Retrofit FOM Costs by Reporting Type: TVA
ReportingType | 2015 | 2020 | 2025 | 2030 | 2035 | 2040
BM | 0 | 0 | 0 | 0 | 0 | 0
CC | 0 | 0 | 0 | 0 | 0 | 0
CSP | 0 | 0 | 0 | 0 | 0 | 0
CT | 0 | 0 | 0 | 0 | 0 | 0
Coal | 53.2 | 68.71 | 68.71 | 68.71 | 68.71 | 68.71
Geo | 0 | 0 | 0 | 0 | 0 | 0
H | 0 | 0 | 0 | 0 | 0 | 0
LFG | 0 | 0 | 0 | 0 | 0 | 0
Nuc | 0 | 0 | 0 | 0 | 0 | 0
PS | 0 | 0 | 0 | 0 | 0 | 0
PV | 0 | 0 | 0 | 0 | 0 | 0
PeakG | 0 | 0 | 0 | 0 | 0 | 0
PeakO | 0 | 0 | 0 | 0 | 0 | 0
ST | 0 | 0 | 0 | 0 | 0 | 0
STOG | 0 | 0 | 0 | 0 | 0 | 0
STWD | 0 | 0 | 0 | 0 | 0 | 0
WT | 0 | 0 | 0 | 0 | 0 | 0
IGCC | 0 | 0 | 0 | 0 | 0 | 0
DemandResponse | 0 | 0 | 0 | 0 | 0 | 0
IGCC-CCS | 0 | 0 | 0 | 0 | 0 | 0
WT_off | 0 | 0 | 0 | 0 | 0 | 0
PseudoUnit | 0 | 0 | 0 | 0 | 0 | 0
FixedInterchange | 0 | 0 | 0 | 0 | 0 | 0
Retrofit FOM Costs by Reporting Type: TVA_Transmission
ReportingType | 2015 | 2020 | 2025 | 2030 | 2035 | 2040
BM | 0 | 0 | 0 | 0 | 0 | 0
CC | 0 | 0 | 0 | 0 | 0 | 0
CSP | 0 | 0 | 0 | 0 | 0 | 0
CT | 0 | 0 | 0 | 0 | 0 | 0
Coal | 0 | 0 | 0 | 0 | 0 | 0
Geo | 0 | 0 | 0 | 0 | 0 | 0
H | 0 | 0 | 0 | 0 | 0 | 0
LFG | 0 | 0 | 0 | 0 | 0 | 0
Nuc | 0 | 0 | 0 | 0 | 0 | 0
PS | 0 | 0 | 0 | 0 | 0 | 0
PV | 0 | 0 | 0 | 0 | 0 | 0
PeakG | 0 | 0 | 0 | 0 | 0 | 0
PeakO | 0 | 0 | 0 | 0 | 0 | 0
ST | 0 | 0 | 0 | 0 | 0 | 0
STOG | 0 | 0 | 0 | 0 | 0 | 0
STWD | 0 | 0 | 0 | 0 | 0 | 0
WT | 0 | 0 | 0 | 0 | 0 | 0
IGCC | 0 | 0 | 0 | 0 | 0 | 0
DemandResponse | 0 | 0 | 0 | 0 | 0 | 0
IGCC-CCS | 0 | 0 | 0 | 0 | 0 | 0
WT_off | 0 | 0 | 0 | 0 | 0 | 0
PseudoUnit | 0 | 0 | 0 | 0 | 0 | 0
FixedInterchange | 0 | 0 | 0 | 0 | 0 | 0
Retrofit FOM Costs by Reporting Type: VACAR
ReportingType | 2015 | 2020 | 2025 | 2030 | 2035 | 2040
BM | 0 | 0 | 0 | 0 | 0 | 0
CC | 0 | 0 | 0 | 0 | 0 | 0
CSP | 0 | 0 | 0 | 0 | 0 | 0
CT | 0 | 0 | 0 | 0 | 0 | 0
Coal | 138.62 | 142.8 | 142.8 | 142.8 | 142.8 | 142.8
Geo | 0 | 0 | 0 | 0 | 0 | 0
H | 0 | 0 | 0 | 0 | 0 | 0
LFG | 0 | 0 | 0 | 0 | 0 | 0
Nuc | 0 | 0 | 0 | 0 | 0 | 0
PS | 0 | 0 | 0 | 0 | 0 | 0
PV | 0 | 0 | 0 | 0 | 0 | 0
PeakG | 0 | 0 | 0 | 0 | 0 | 0
PeakO | 0 | 0 | 0 | 0 | 0 | 0
ST | 0 | 0 | 0 | 0 | 0 | 0
STOG | 0 | 0 | 0 | 0 | 0 | 0
STWD | 0 | 0 | 0 | 0 | 0 | 0
WT | 0 | 0 | 0 | 0 | 0 | 0
IGCC | 0 | 0 | 0 | 0 | 0 | 0
DemandResponse | 0 | 0 | 0 | 0 | 0 | 0
IGCC-CCS | 0 | 0 | 0 | 0 | 0 | 0
WT_off | 0 | 0 | 0 | 0 | 0 | 0
PseudoUnit | 0 | 0 | 0 | 0 | 0 | 0
FixedInterchange | 0 | 0 | 0 | 0 | 0 | 0
Retrofit FOM Costs by Reporting Type: IESO
ReportingType | 2015 | 2020 | 2025 | 2030 | 2035 | 2040
BM | 0 | 0 | 0 | 0 | 0 | 0
CC | 0 | 0 | 0 | 0 | 0 | 0
CSP | 0 | 0 | 0 | 0 | 0 | 0
CT | 0 | 0 | 0 | 0 | 0 | 0
Coal | 0 | 0 | 0 | 0 | 0 | 0
Geo | 0 | 0 | 0 | 0 | 0 | 0
H | 0 | 0 | 0 | 0 | 0 | 0
LFG | 0 | 0 | 0 | 0 | 0 | 0
Nuc | 0 | 0 | 0 | 0 | 0 | 0
PS | 0 | 0 | 0 | 0 | 0 | 0
PV | 0 | 0 | 0 | 0 | 0 | 0
PeakG | 0 | 0 | 0 | 0 | 0 | 0
PeakO | 0 | 0 | 0 | 0 | 0 | 0
ST | 0 | 0 | 0 | 0 | 0 | 0
STOG | 0 | 0 | 0 | 0 | 0 | 0
STWD | 0 | 0 | 0 | 0 | 0 | 0
WT | 0 | 0 | 0 | 0 | 0 | 0
IGCC | 0 | 0 | 0 | 0 | 0 | 0
DemandResponse | 0 | 0 | 0 | 0 | 0 | 0
IGCC-CCS | 0 | 0 | 0 | 0 | 0 | 0
WT_off | 0 | 0 | 0 | 0 | 0 | 0
PseudoUnit | 0 | 0 | 0 | 0 | 0 | 0
FixedInterchange | 0 | 0 | 0 | 0 | 0 | 0
Retrofit FOM Costs by Reporting Type: MAPP_CA
ReportingType | 2015 | 2020 | 2025 | 2030 | 2035 | 2040
BM | 0 | 0 | 0 | 0 | 0 | 0
CC | 0 | 0 | 0 | 0 | 0 | 0
CSP | 0 | 0 | 0 | 0 | 0 | 0
CT | 0 | 0 | 0 | 0 | 0 | 0
Coal | 0 | 0 | 0 | 0 | 0 | 0
Geo | 0 | 0 | 0 | 0 | 0 | 0
H | 0 | 0 | 0 | 0 | 0 | 0
LFG | 0 | 0 | 0 | 0 | 0 | 0
Nuc | 0 | 0 | 0 | 0 | 0 | 0
PS | 0 | 0 | 0 | 0 | 0 | 0
PV | 0 | 0 | 0 | 0 | 0 | 0
PeakG | 0 | 0 | 0 | 0 | 0 | 0
PeakO | 0 | 0 | 0 | 0 | 0 | 0
ST | 0 | 0 | 0 | 0 | 0 | 0
STOG | 0 | 0 | 0 | 0 | 0 | 0
STWD | 0 | 0 | 0 | 0 | 0 | 0
WT | 0 | 0 | 0 | 0 | 0 | 0
IGCC | 0 | 0 | 0 | 0 | 0 | 0
DemandResponse | 0 | 0 | 0 | 0 | 0 | 0
IGCC-CCS | 0 | 0 | 0 | 0 | 0 | 0
WT_off | 0 | 0 | 0 | 0 | 0 | 0
PseudoUnit | 0 | 0 | 0 | 0 | 0 | 0
FixedInterchange | 0 | 0 | 0 | 0 | 0 | 0
Retrofit FOM Costs by Reporting Type: AZ_NM_SNV_Coal
ReportingType | 2015 | 2020 | 2025 | 2030 | 2035 | 2040
BM | 0 | 0 | 0 | 0 | 0 | 0
CC | 0 | 0 | 0 | 0 | 0 | 0
CSP | 0 | 0 | 0 | 0 | 0 | 0
CT | 0 | 0 | 0 | 0 | 0 | 0
Coal | 67.88 | 72.96 | 72.84 | 72.84 | 72.84 | 72.84
Geo | 0 | 0 | 0 | 0 | 0 | 0
H | 0 | 0 | 0 | 0 | 0 | 0
LFG | 0 | 0 | 0 | 0 | 0 | 0
Nuc | 0 | 0 | 0 | 0 | 0 | 0
PS | 0 | 0 | 0 | 0 | 0 | 0
PV | 0 | 0 | 0 | 0 | 0 | 0
PeakG | 0 | 0 | 0 | 0 | 0 | 0
PeakO | 0 | 0 | 0 | 0 | 0 | 0
ST | 0 | 0 | 0 | 0 | 0 | 0
STOG | 0 | 0 | 0 | 0 | 0 | 0
STWD | 0 | 0 | 0 | 0 | 0 | 0
WT | 0 | 0 | 0 | 0 | 0 | 0
IGCC | 0 | 0 | 0 | 0 | 0 | 0
DemandResponse | 0 | 0 | 0 | 0 | 0 | 0
IGCC-CCS | 0 | 0 | 0 | 0 | 0 | 0
WT_off | 0 | 0 | 0 | 0 | 0 | 0
PseudoUnit | 0 | 0 | 0 | 0 | 0 | 0
FixedInterchange | 0 | 0 | 0 | 0 | 0 | 0
Retrofit FOM Costs by Reporting Type: AZ_NM_SNV_Gas
ReportingType | 2015 | 2020 | 2025 | 2030 | 2035 | 2040
BM | 0 | 0 | 0 | 0 | 0 | 0
CC | 0 | 0 | 0 | 0 | 0 | 0
CSP | 0 | 0 | 0 | 0 | 0 | 0
CT | 0 | 0 | 0 | 0 | 0 | 0
Coal | 0 | 0 | 0 | 0 | 0 | 0
Geo | 0 | 0 | 0 | 0 | 0 | 0
H | 0 | 0 | 0 | 0 | 0 | 0
LFG | 0 | 0 | 0 | 0 | 0 | 0
Nuc | 0 | 0 | 0 | 0 | 0 | 0
PS | 0 | 0 | 0 | 0 | 0 | 0
PV | 0 | 0 | 0 | 0 | 0 | 0
PeakG | 0 | 0 | 0 | 0 | 0 | 0
PeakO | 0 | 0 | 0 | 0 | 0 | 0
ST | 0 | 0 | 0 | 0 | 0 | 0
STOG | 0 | 0 | 0 | 0 | 0 | 0
STWD | 0 | 0 | 0 | 0 | 0 | 0
WT | 0 | 0 | 0 | 0 | 0 | 0
IGCC | 0 | 0 | 0 | 0 | 0 | 0
DemandResponse | 0 | 0 | 0 | 0 | 0 | 0
IGCC-CCS | 0 | 0 | 0 | 0 | 0 | 0
WT_off | 0 | 0 | 0 | 0 | 0 | 0
PseudoUnit | 0 | 0 | 0 | 0 | 0 | 0
FixedInterchange | 0 | 0 | 0 | 0 | 0 | 0
Retrofit FOM Costs by Reporting Type: AZ_NM_SNV_NucRenew
ReportingType | 2015 | 2020 | 2025 | 2030 | 2035 | 2040
BM | 0 | 0 | 0 | 0 | 0 | 0
CC | 0 | 0 | 0 | 0 | 0 | 0
CSP | 0 | 0 | 0 | 0 | 0 | 0
CT | 0 | 0 | 0 | 0 | 0 | 0
Coal | 0 | 0 | 0 | 0 | 0 | 0
Geo | 0 | 0 | 0 | 0 | 0 | 0
H | 0 | 0 | 0 | 0 | 0 | 0
LFG | 0 | 0 | 0 | 0 | 0 | 0
Nuc | 0 | 0 | 0 | 0 | 0 | 0
PS | 0 | 0 | 0 | 0 | 0 | 0
PV | 0 | 0 | 0 | 0 | 0 | 0
PeakG | 0 | 0 | 0 | 0 | 0 | 0
PeakO | 0 | 0 | 0 | 0 | 0 | 0
ST | 0 | 0 | 0 | 0 | 0 | 0
STOG | 0 | 0 | 0 | 0 | 0 | 0
STWD | 0 | 0 | 0 | 0 | 0 | 0
WT | 0 | 0 | 0 | 0 | 0 | 0
IGCC | 0 | 0 | 0 | 0 | 0 | 0
DemandResponse | 0 | 0 | 0 | 0 | 0 | 0
IGCC-CCS | 0 | 0 | 0 | 0 | 0 | 0
WT_off | 0 | 0 | 0 | 0 | 0 | 0
PseudoUnit | 0 | 0 | 0 | 0 | 0 | 0
FixedInterchange | 0 | 0 | 0 | 0 | 0 | 0
Retrofit FOM Costs by Reporting Type: ERCOT
ReportingType | 2015 | 2020 | 2025 | 2030 | 2035 | 2040
BM | 0 | 0 | 0 | 0 | 0 | 0
CC | 0 | 0 | 0 | 0 | 0 | 0
CSP | 0 | 0 | 0 | 0 | 0 | 0
CT | 0 | 0 | 0 | 0 | 0 | 0
Coal | 95.78 | 116.56 | 116.56 | 116.56 | 116.56 | 116.56
Geo | 0 | 0 | 0 | 0 | 0 | 0
H | 0 | 0 | 0 | 0 | 0 | 0
LFG | 0 | 0 | 0 | 0 | 0 | 0
Nuc | 0 | 0 | 0 | 0 | 0 | 0
PS | 0 | 0 | 0 | 0 | 0 | 0
PV | 0 | 0 | 0 | 0 | 0 | 0
PeakG | 0 | 0 | 0 | 0 | 0 | 0
PeakO | 0 | 0 | 0 | 0 | 0 | 0
ST | 0 | 0 | 0 | 0 | 0 | 0
STOG | 0 | 0 | 0 | 0 | 0 | 0
STWD | 0 | 0 | 0 | 0 | 0 | 0
WT | 0 | 0 | 0 | 0 | 0 | 0
IGCC | 0 | 0 | 0 | 0 | 0 | 0
DemandResponse | 0 | 0 | 0 | 0 | 0 | 0
IGCC-CCS | 0 | 0 | 0 | 0 | 0 | 0
WT_off | 0 | 0 | 0 | 0 | 0 | 0
PseudoUnit | 0 | 0 | 0 | 0 | 0 | 0
FixedInterchange | 0 | 0 | 0 | 0 | 0 | 0
Retrofit FOM Costs by Reporting Type: NP15
ReportingType | 2015 | 2020 | 2025 | 2030 | 2035 | 2040
BM | 0 | 0 | 0 | 0 | 0 | 0
CC | 0 | 0 | 0 | 0 | 0 | 0
CSP | 0 | 0 | 0 | 0 | 0 | 0
CT | 0 | 0 | 0 | 0 | 0 | 0
Coal | 0.19 | 0 | 0 | 0 | 0 | 0
Geo | 0 | 0 | 0 | 0 | 0 | 0
H | 0 | 0 | 0 | 0 | 0 | 0
LFG | 0 | 0 | 0 | 0 | 0 | 0
Nuc | 0 | 0 | 0 | 0 | 0 | 0
PS | 0 | 0 | 0 | 0 | 0 | 0
PV | 0 | 0 | 0 | 0 | 0 | 0
PeakG | 0 | 0 | 0 | 0 | 0 | 0
PeakO | 0 | 0 | 0 | 0 | 0 | 0
ST | 0 | 0 | 0 | 0 | 0 | 0
STOG | 0 | 0 | 0 | 0 | 0 | 0
STWD | 0 | 0 | 0 | 0 | 0 | 0
WT | 0 | 0 | 0 | 0 | 0 | 0
IGCC | 0 | 0 | 0 | 0 | 0 | 0
DemandResponse | 0 | 0 | 0 | 0 | 0 | 0
IGCC-CCS | 0 | 0 | 0 | 0 | 0 | 0
WT_off | 0 | 0 | 0 | 0 | 0 | 0
PseudoUnit | 0 | 0 | 0 | 0 | 0 | 0
FixedInterchange | 0 | 0 | 0 | 0 | 0 | 0
Retrofit FOM Costs by Reporting Type: NWPP_Coal
ReportingType | 2015 | 2020 | 2025 | 2030 | 2035 | 2040
BM | 0 | 0 | 0 | 0 | 0 | 0
CC | 0 | 0 | 0 | 0 | 0 | 0
CSP | 0 | 0 | 0 | 0 | 0 | 0
CT | 0 | 0 | 0 | 0 | 0 | 0
Coal | 61.35 | 70.84 | 70.84 | 70.84 | 70.84 | 70.84
Geo | 0 | 0 | 0 | 0 | 0 | 0
H | 0 | 0 | 0 | 0 | 0 | 0
LFG | 0 | 0 | 0 | 0 | 0 | 0
Nuc | 0 | 0 | 0 | 0 | 0 | 0
PS | 0 | 0 | 0 | 0 | 0 | 0
PV | 0 | 0 | 0 | 0 | 0 | 0
PeakG | 0 | 0 | 0 | 0 | 0 | 0
PeakO | 0 | 0 | 0 | 0 | 0 | 0
ST | 0 | 0 | 0 | 0 | 0 | 0
STOG | 0 | 0 | 0 | 0 | 0 | 0
STWD | 0 | 0 | 0 | 0 | 0 | 0
WT | 0 | 0 | 0 | 0 | 0 | 0
IGCC | 0 | 0 | 0 | 0 | 0 | 0
DemandResponse | 0 | 0 | 0 | 0 | 0 | 0
IGCC-CCS | 0 | 0 | 0 | 0 | 0 | 0
WT_off | 0 | 0 | 0 | 0 | 0 | 0
PseudoUnit | 0 | 0 | 0 | 0 | 0 | 0
FixedInterchange | 0 | 0 | 0 | 0 | 0 | 0
Retrofit FOM Costs by Reporting Type: NWPP_Gas
ReportingType | 2015 | 2020 | 2025 | 2030 | 2035 | 2040
BM | 0 | 0 | 0 | 0 | 0 | 0
CC | 0 | 0 | 0 | 0 | 0 | 0
CSP | 0 | 0 | 0 | 0 | 0 | 0
CT | 0 | 0 | 0 | 0 | 0 | 0
Coal | 0 | 0 | 0 | 0 | 0 | 0
Geo | 0 | 0 | 0 | 0 | 0 | 0
H | 0 | 0 | 0 | 0 | 0 | 0
LFG | 0 | 0 | 0 | 0 | 0 | 0
Nuc | 0 | 0 | 0 | 0 | 0 | 0
PS | 0 | 0 | 0 | 0 | 0 | 0
PV | 0 | 0 | 0 | 0 | 0 | 0
PeakG | 0 | 0 | 0 | 0 | 0 | 0
PeakO | 0 | 0 | 0 | 0 | 0 | 0
ST | 0 | 0 | 0 | 0 | 0 | 0
STOG | 0 | 0 | 0 | 0 | 0 | 0
STWD | 0 | 0 | 0 | 0 | 0 | 0
WT | 0 | 0 | 0 | 0 | 0 | 0
IGCC | 0 | 0 | 0 | 0 | 0 | 0
DemandResponse | 0 | 0 | 0 | 0 | 0 | 0
IGCC-CCS | 0 | 0 | 0 | 0 | 0 | 0
WT_off | 0 | 0 | 0 | 0 | 0 | 0
PseudoUnit | 0 | 0 | 0 | 0 | 0 | 0
FixedInterchange | 0 | 0 | 0 | 0 | 0 | 0
Retrofit FOM Costs by Reporting Type: NWPP_NucRenew
ReportingType | 2015 | 2020 | 2025 | 2030 | 2035 | 2040
BM | 0 | 0 | 0 | 0 | 0 | 0
CC | 0 | 0 | 0 | 0 | 0 | 0
CSP | 0 | 0 | 0 | 0 | 0 | 0
CT | 0 | 0 | 0 | 0 | 0 | 0
Coal | 0 | 0 | 0 | 0 | 0 | 0
Geo | 0 | 0 | 0 | 0 | 0 | 0
H | 0 | 0 | 0 | 0 | 0 | 0
LFG | 0 | 0 | 0 | 0 | 0 | 0
Nuc | 0 | 0 | 0 | 0 | 0 | 0
PS | 0 | 0 | 0 | 0 | 0 | 0
PV | 0 | 0 | 0 | 0 | 0 | 0
PeakG | 0 | 0 | 0 | 0 | 0 | 0
PeakO | 0 | 0 | 0 | 0 | 0 | 0
ST | 0 | 0 | 0 | 0 | 0 | 0
STOG | 0 | 0 | 0 | 0 | 0 | 0
STWD | 0 | 0 | 0 | 0 | 0 | 0
WT | 0 | 0 | 0 | 0 | 0 | 0
IGCC | 0 | 0 | 0 | 0 | 0 | 0
DemandResponse | 0 | 0 | 0 | 0 | 0 | 0
IGCC-CCS | 0 | 0 | 0 | 0 | 0 | 0
WT_off | 0 | 0 | 0 | 0 | 0 | 0
PseudoUnit | 0 | 0 | 0 | 0 | 0 | 0
FixedInterchange | 0 | 0 | 0 | 0 | 0 | 0
Retrofit FOM Costs by Reporting Type: RMPA
ReportingType | 2015 | 2020 | 2025 | 2030 | 2035 | 2040
BM | 0 | 0 | 0 | 0 | 0 | 0
CC | 0 | 0 | 0 | 0 | 0 | 0
CSP | 0 | 0 | 0 | 0 | 0 | 0
CT | 0 | 0 | 0 | 0 | 0 | 0
Coal | 26.21 | 35.01 | 31.21 | 31.21 | 31.21 | 31.21
Geo | 0 | 0 | 0 | 0 | 0 | 0
H | 0 | 0 | 0 | 0 | 0 | 0
LFG | 0 | 0 | 0 | 0 | 0 | 0
Nuc | 0 | 0 | 0 | 0 | 0 | 0
PS | 0 | 0 | 0 | 0 | 0 | 0
PV | 0 | 0 | 0 | 0 | 0 | 0
PeakG | 0 | 0 | 0 | 0 | 0 | 0
PeakO | 0 | 0 | 0 | 0 | 0 | 0
ST | 0 | 0 | 0 | 0 | 0 | 0
STOG | 0 | 0 | 0 | 0 | 0 | 0
STWD | 0 | 0 | 0 | 0 | 0 | 0
WT | 0 | 0 | 0 | 0 | 0 | 0
IGCC | 0 | 0 | 0 | 0 | 0 | 0
DemandResponse | 0 | 0 | 0 | 0 | 0 | 0
IGCC-CCS | 0 | 0 | 0 | 0 | 0 | 0
WT_off | 0 | 0 | 0 | 0 | 0 | 0
PseudoUnit | 0 | 0 | 0 | 0 | 0 | 0
FixedInterchange | 0 | 0 | 0 | 0 | 0 | 0
Retrofit FOM Costs by Reporting Type: SP15
ReportingType | 2015 | 2020 | 2025 | 2030 | 2035 | 2040
BM | 0 | 0 | 0 | 0 | 0 | 0
CC | 0 | 0 | 0 | 0 | 0 | 0
CSP | 0 | 0 | 0 | 0 | 0 | 0
CT | 0 | 0 | 0 | 0 | 0 | 0
Coal | 0.23 | 0.41 | 0 | 0 | 0 | 0
Geo | 0 | 0 | 0 | 0 | 0 | 0
H | 0 | 0 | 0 | 0 | 0 | 0
LFG | 0 | 0 | 0 | 0 | 0 | 0
Nuc | 0 | 0 | 0 | 0 | 0 | 0
PS | 0 | 0 | 0 | 0 | 0 | 0
PV | 0 | 0 | 0 | 0 | 0 | 0
PeakG | 0 | 0 | 0 | 0 | 0 | 0
PeakO | 0 | 0 | 0 | 0 | 0 | 0
ST | 0 | 0 | 0 | 0 | 0 | 0
STOG | 0 | 0 | 0 | 0 | 0 | 0
STWD | 0 | 0 | 0 | 0 | 0 | 0
WT | 0 | 0 | 0 | 0 | 0 | 0
IGCC | 0 | 0 | 0 | 0 | 0 | 0
DemandResponse | 0 | 0 | 0 | 0 | 0 | 0
IGCC-CCS | 0 | 0 | 0 | 0 | 0 | 0
WT_off | 0 | 0 | 0 | 0 | 0 | 0
PseudoUnit | 0 | 0 | 0 | 0 | 0 | 0
FixedInterchange | 0 | 0 | 0 | 0 | 0 | 0
Retrofit FOM Costs by Reporting Type: ALB
ReportingType | 2015 | 2020 | 2025 | 2030 | 2035 | 2040
BM | 0 | 0 | 0 | 0 | 0 | 0
CC | 0 | 0 | 0 | 0 | 0 | 0
CSP | 0 | 0 | 0 | 0 | 0 | 0
CT | 0 | 0 | 0 | 0 | 0 | 0
Coal | 0.29 | 0.29 | 0.29 | 0.29 | 0.29 | 0.29
Geo | 0 | 0 | 0 | 0 | 0 | 0
H | 0 | 0 | 0 | 0 | 0 | 0
LFG | 0 | 0 | 0 | 0 | 0 | 0
Nuc | 0 | 0 | 0 | 0 | 0 | 0
PS | 0 | 0 | 0 | 0 | 0 | 0
PV | 0 | 0 | 0 | 0 | 0 | 0
PeakG | 0 | 0 | 0 | 0 | 0 | 0
PeakO | 0 | 0 | 0 | 0 | 0 | 0
ST | 0 | 0 | 0 | 0 | 0 | 0
STOG | 0 | 0 | 0 | 0 | 0 | 0
STWD | 0 | 0 | 0 | 0 | 0 | 0
WT | 0 | 0 | 0 | 0 | 0 | 0
IGCC | 0 | 0 | 0 | 0 | 0 | 0
DemandResponse | 0 | 0 | 0 | 0 | 0 | 0
IGCC-CCS | 0 | 0 | 0 | 0 | 0 | 0
WT_off | 0 | 0 | 0 | 0 | 0 | 0
PseudoUnit | 0 | 0 | 0 | 0 | 0 | 0
FixedInterchange | 0 | 0 | 0 | 0 | 0 | 0
Retrofit FOM Costs by Reporting Type: BC
ReportingType | 2015 | 2020 | 2025 | 2030 | 2035 | 2040
BM | 0 | 0 | 0 | 0 | 0 | 0
CC | 0 | 0 | 0 | 0 | 0 | 0
CSP | 0 | 0 | 0 | 0 | 0 | 0
CT | 0 | 0 | 0 | 0 | 0 | 0
Coal | 0 | 0 | 0 | 0 | 0 | 0
Geo | 0 | 0 | 0 | 0 | 0 | 0
H | 0 | 0 | 0 | 0 | 0 | 0
LFG | 0 | 0 | 0 | 0 | 0 | 0
Nuc | 0 | 0 | 0 | 0 | 0 | 0
PS | 0 | 0 | 0 | 0 | 0 | 0
PV | 0 | 0 | 0 | 0 | 0 | 0
PeakG | 0 | 0 | 0 | 0 | 0 | 0
PeakO | 0 | 0 | 0 | 0 | 0 | 0
ST | 0 | 0 | 0 | 0 | 0 | 0
STOG | 0 | 0 | 0 | 0 | 0 | 0
STWD | 0 | 0 | 0 | 0 | 0 | 0
WT | 0 | 0 | 0 | 0 | 0 | 0
IGCC | 0 | 0 | 0 | 0 | 0 | 0
DemandResponse | 0 | 0 | 0 | 0 | 0 | 0
IGCC-CCS | 0 | 0 | 0 | 0 | 0 | 0
WT_off | 0 | 0 | 0 | 0 | 0 | 0
PseudoUnit | 0 | 0 | 0 | 0 | 0 | 0
FixedInterchange | 0 | 0 | 0 | 0 | 0 | 0
Retrofit FOM Costs by Reporting Type: HQ_IESO
ReportingType | 2015 | 2020 | 2025 | 2030 | 2035 | 2040
BM | 0 | 0 | 0 | 0 | 0 | 0
CC | 0 | 0 | 0 | 0 | 0 | 0
CSP | 0 | 0 | 0 | 0 | 0 | 0
CT | 0 | 0 | 0 | 0 | 0 | 0
Coal | 0 | 0 | 0 | 0 | 0 | 0
Geo | 0 | 0 | 0 | 0 | 0 | 0
H | 0 | 0 | 0 | 0 | 0 | 0
LFG | 0 | 0 | 0 | 0 | 0 | 0
Nuc | 0 | 0 | 0 | 0 | 0 | 0
PS | 0 | 0 | 0 | 0 | 0 | 0
PV | 0 | 0 | 0 | 0 | 0 | 0
PeakG | 0 | 0 | 0 | 0 | 0 | 0
PeakO | 0 | 0 | 0 | 0 | 0 | 0
ST | 0 | 0 | 0 | 0 | 0 | 0
STOG | 0 | 0 | 0 | 0 | 0 | 0
STWD | 0 | 0 | 0 | 0 | 0 | 0
WT | 0 | 0 | 0 | 0 | 0 | 0
IGCC | 0 | 0 | 0 | 0 | 0 | 0
DemandResponse | 0 | 0 | 0 | 0 | 0 | 0
IGCC-CCS | 0 | 0 | 0 | 0 | 0 | 0
WT_off | 0 | 0 | 0 | 0 | 0 | 0
PseudoUnit | 0 | 0 | 0 | 0 | 0 | 0
FixedInterchange | 0 | 0 | 0 | 0 | 0 | 0
Retrofit FOM Costs by Reporting Type: HQ_NEISO
ReportingType | 2015 | 2020 | 2025 | 2030 | 2035 | 2040
BM | 0 | 0 | 0 | 0 | 0 | 0
CC | 0 | 0 | 0 | 0 | 0 | 0
CSP | 0 | 0 | 0 | 0 | 0 | 0
CT | 0 | 0 | 0 | 0 | 0 | 0
Coal | 0 | 0 | 0 | 0 | 0 | 0
Geo | 0 | 0 | 0 | 0 | 0 | 0
H | 0 | 0 | 0 | 0 | 0 | 0
LFG | 0 | 0 | 0 | 0 | 0 | 0
Nuc | 0 | 0 | 0 | 0 | 0 | 0
PS | 0 | 0 | 0 | 0 | 0 | 0
PV | 0 | 0 | 0 | 0 | 0 | 0
PeakG | 0 | 0 | 0 | 0 | 0 | 0
PeakO | 0 | 0 | 0 | 0 | 0 | 0
ST | 0 | 0 | 0 | 0 | 0 | 0
STOG | 0 | 0 | 0 | 0 | 0 | 0
STWD | 0 | 0 | 0 | 0 | 0 | 0
WT | 0 | 0 | 0 | 0 | 0 | 0
IGCC | 0 | 0 | 0 | 0 | 0 | 0
DemandResponse | 0 | 0 | 0 | 0 | 0 | 0
IGCC-CCS | 0 | 0 | 0 | 0 | 0 | 0
WT_off | 0 | 0 | 0 | 0 | 0 | 0
PseudoUnit | 0 | 0 | 0 | 0 | 0 | 0
FixedInterchange | 0 | 0 | 0 | 0 | 0 | 0
Retrofit FOM Costs by Reporting Type: HQ_NY
ReportingType | 2015 | 2020 | 2025 | 2030 | 2035 | 2040
BM | 0 | 0 | 0 | 0 | 0 | 0
CC | 0 | 0 | 0 | 0 | 0 | 0
CSP | 0 | 0 | 0 | 0 | 0 | 0
CT | 0 | 0 | 0 | 0 | 0 | 0
Coal | 0 | 0 | 0 | 0 | 0 | 0
Geo | 0 | 0 | 0 | 0 | 0 | 0
H | 0 | 0 | 0 | 0 | 0 | 0
LFG | 0 | 0 | 0 | 0 | 0 | 0
Nuc | 0 | 0 | 0 | 0 | 0 | 0
PS | 0 | 0 | 0 | 0 | 0 | 0
PV | 0 | 0 | 0 | 0 | 0 | 0
PeakG | 0 | 0 | 0 | 0 | 0 | 0
PeakO | 0 | 0 | 0 | 0 | 0 | 0
ST | 0 | 0 | 0 | 0 | 0 | 0
STOG | 0 | 0 | 0 | 0 | 0 | 0
STWD | 0 | 0 | 0 | 0 | 0 | 0
WT | 0 | 0 | 0 | 0 | 0 | 0
IGCC | 0 | 0 | 0 | 0 | 0 | 0
DemandResponse | 0 | 0 | 0 | 0 | 0 | 0
IGCC-CCS | 0 | 0 | 0 | 0 | 0 | 0
WT_off | 0 | 0 | 0 | 0 | 0 | 0
PseudoUnit | 0 | 0 | 0 | 0 | 0 | 0
FixedInterchange | 0 | 0 | 0 | 0 | 0 | 0
Retrofit FOM Costs by Reporting Type: MARITIMES
ReportingType | 2015 | 2020 | 2025 | 2030 | 2035 | 2040
BM | 0 | 0 | 0 | 0 | 0 | 0
CC | 0 | 0 | 0 | 0 | 0 | 0
CSP | 0 | 0 | 0 | 0 | 0 | 0
CT | 0 | 0 | 0 | 0 | 0 | 0
Coal | 0 | 0 | 0 | 0 | 0 | 0
Geo | 0 | 0 | 0 | 0 | 0 | 0
H | 0 | 0 | 0 | 0 | 0 | 0
LFG | 0 | 0 | 0 | 0 | 0 | 0
Nuc | 0 | 0 | 0 | 0 | 0 | 0
PS | 0 | 0 | 0 | 0 | 0 | 0
PV | 0 | 0 | 0 | 0 | 0 | 0
PeakG | 0 | 0 | 0 | 0 | 0 | 0
PeakO | 0 | 0 | 0 | 0 | 0 | 0
ST | 0 | 0 | 0 | 0 | 0 | 0
STOG | 0 | 0 | 0 | 0 | 0 | 0
STWD | 0 | 0 | 0 | 0 | 0 | 0
WT | 0 | 0 | 0 | 0 | 0 | 0
IGCC | 0 | 0 | 0 | 0 | 0 | 0
DemandResponse | 0 | 0 | 0 | 0 | 0 | 0
IGCC-CCS | 0 | 0 | 0 | 0 | 0 | 0
WT_off | 0 | 0 | 0 | 0 | 0 | 0
PseudoUnit | 0 | 0 | 0 | 0 | 0 | 0
FixedInterchange | 0 | 0 | 0 | 0 | 0 | 0
Retrofit FOM Costs by Reporting Type: All
ReportingType | 2015 | 2020 | 2025 | 2030 | 2035 | 2040
BM | 0 | 0 | 0 | 0 | 0 | 0
CC | 0 | 0 | 0 | 0 | 0 | 0
CSP | 0 | 0 | 0 | 0 | 0 | 0
CT | 0 | 0 | 0 | 0 | 0 | 0
Coal | 1359.11 | 1653.71 | 1647.36 | 1647.36 | 1647.36 | 1647.36
Geo | 0 | 0 | 0 | 0 | 0 | 0
H | 0 | 0 | 0 | 0 | 0 | 0
LFG | 0 | 0 | 0 | 0 | 0 | 0
Nuc | 0 | 0 | 0 | 0 | 0 | 0
PS | 0 | 0 | 0 | 0 | 0 | 0
PV | 0 | 0 | 0 | 0 | 0 | 0
PeakG | 0 | 0 | 0 | 0 | 0 | 0
PeakO | 0 | 0 | 0 | 0 | 0 | 0
ST | 0 | 0 | 0 | 0 | 0 | 0
STOG | 0 | 0 | 0 | 0 | 0 | 0
STWD | 0 | 0 | 0 | 0 | 0 | 0
WT | 0 | 0 | 0 | 0 | 0 | 0
IGCC | 0 | 0 | 0 | 0 | 0 | 0
DemandResponse | 0 | 0 | 0 | 0 | 0 | 0
IGCC-CCS | 0 | 0 | 0 | 0 | 0 | 0
WT_off | 0 | 0 | 0 | 0 | 0 | 0
PseudoUnit | 0 | 0 | 0 | 0 | 0 | 0
FixedInterchange | 0 | 0 | 0 | 0 | 0 | 0
Retrofit FOM Costs by Reporting Type: EI_US
ReportingType | 2015 | 2020 | 2025 | 2030 | 2035 | 2040
BM | 0 | 0 | 0 | 0 | 0 | 0
CC | 0 | 0 | 0 | 0 | 0 | 0
CSP | 0 | 0 | 0 | 0 | 0 | 0
CT | 0 | 0 | 0 | 0 | 0 | 0
Coal | 1107.18 | 1357.64 | 1355.63 | 1355.63 | 1355.63 | 1355.63
Geo | 0 | 0 | 0 | 0 | 0 | 0
H | 0 | 0 | 0 | 0 | 0 | 0
LFG | 0 | 0 | 0 | 0 | 0 | 0
Nuc | 0 | 0 | 0 | 0 | 0 | 0
PS | 0 | 0 | 0 | 0 | 0 | 0
PV | 0 | 0 | 0 | 0 | 0 | 0
PeakG | 0 | 0 | 0 | 0 | 0 | 0
PeakO | 0 | 0 | 0 | 0 | 0 | 0
ST | 0 | 0 | 0 | 0 | 0 | 0
STOG | 0 | 0 | 0 | 0 | 0 | 0
STWD | 0 | 0 | 0 | 0 | 0 | 0
WT | 0 | 0 | 0 | 0 | 0 | 0
IGCC | 0 | 0 | 0 | 0 | 0 | 0
DemandResponse | 0 | 0 | 0 | 0 | 0 | 0
IGCC-CCS | 0 | 0 | 0 | 0 | 0 | 0
WT_off | 0 | 0 | 0 | 0 | 0 | 0
PseudoUnit | 0 | 0 | 0 | 0 | 0 | 0
FixedInterchange | 0 | 0 | 0 | 0 | 0 | 0
Retrofit FOM Costs by Reporting Type: EI_Canada
ReportingType | 2015 | 2020 | 2025 | 2030 | 2035 | 2040
BM | 0 | 0 | 0 | 0 | 0 | 0
CC | 0 | 0 | 0 | 0 | 0 | 0
CSP | 0 | 0 | 0 | 0 | 0 | 0
CT | 0 | 0 | 0 | 0 | 0 | 0
Coal | 0 | 0 | 0 | 0 | 0 | 0
Geo | 0 | 0 | 0 | 0 | 0 | 0
H | 0 | 0 | 0 | 0 | 0 | 0
LFG | 0 | 0 | 0 | 0 | 0 | 0
Nuc | 0 | 0 | 0 | 0 | 0 | 0
PS | 0 | 0 | 0 | 0 | 0 | 0
PV | 0 | 0 | 0 | 0 | 0 | 0
PeakG | 0 | 0 | 0 | 0 | 0 | 0
PeakO | 0 | 0 | 0 | 0 | 0 | 0
ST | 0 | 0 | 0 | 0 | 0 | 0
STOG | 0 | 0 | 0 | 0 | 0 | 0
STWD | 0 | 0 | 0 | 0 | 0 | 0
WT | 0 | 0 | 0 | 0 | 0 | 0
IGCC | 0 | 0 | 0 | 0 | 0 | 0
DemandResponse | 0 | 0 | 0 | 0 | 0 | 0
IGCC-CCS | 0 | 0 | 0 | 0 | 0 | 0
WT_off | 0 | 0 | 0 | 0 | 0 | 0
PseudoUnit | 0 | 0 | 0 | 0 | 0 | 0
FixedInterchange | 0 | 0 | 0 | 0 | 0 | 0
Retrofit FOM Costs by Reporting Type: EI
ReportingType | 2015 | 2020 | 2025 | 2030 | 2035 | 2040
BM | 0 | 0 | 0 | 0 | 0 | 0
CC | 0 | 0 | 0 | 0 | 0 | 0
CSP | 0 | 0 | 0 | 0 | 0 | 0
CT | 0 | 0 | 0 | 0 | 0 | 0
Coal | 1107.18 | 1357.64 | 1355.63 | 1355.63 | 1355.63 | 1355.63
Geo | 0 | 0 | 0 | 0 | 0 | 0
H | 0 | 0 | 0 | 0 | 0 | 0
LFG | 0 | 0 | 0 | 0 | 0 | 0
Nuc | 0 | 0 | 0 | 0 | 0 | 0
PS | 0 | 0 | 0 | 0 | 0 | 0
PV | 0 | 0 | 0 | 0 | 0 | 0
PeakG | 0 | 0 | 0 | 0 | 0 | 0
PeakO | 0 | 0 | 0 | 0 | 0 | 0
ST | 0 | 0 | 0 | 0 | 0 | 0
STOG | 0 | 0 | 0 | 0 | 0 | 0
STWD | 0 | 0 | 0 | 0 | 0 | 0
WT | 0 | 0 | 0 | 0 | 0 | 0
IGCC | 0 | 0 | 0 | 0 | 0 | 0
DemandResponse | 0 | 0 | 0 | 0 | 0 | 0
IGCC-CCS | 0 | 0 | 0 | 0 | 0 | 0
WT_off | 0 | 0 | 0 | 0 | 0 | 0
PseudoUnit | 0 | 0 | 0 | 0 | 0 | 0
FixedInterchange | 0 | 0 | 0 | 0 | 0 | 0
Retrofit FOM Costs by Reporting Type: Outside_EI
ReportingType | 2015 | 2020 | 2025 | 2030 | 2035 | 2040
BM | 0 | 0 | 0 | 0 | 0 | 0
CC | 0 | 0 | 0 | 0 | 0 | 0
CSP | 0 | 0 | 0 | 0 | 0 | 0
CT | 0 | 0 | 0 | 0 | 0 | 0
Coal | 251.93 | 296.07 | 291.73 | 291.73 | 291.73 | 291.73
Geo | 0 | 0 | 0 | 0 | 0 | 0
H | 0 | 0 | 0 | 0 | 0 | 0
LFG | 0 | 0 | 0 | 0 | 0 | 0
Nuc | 0 | 0 | 0 | 0 | 0 | 0
PS | 0 | 0 | 0 | 0 | 0 | 0
PV | 0 | 0 | 0 | 0 | 0 | 0
PeakG | 0 | 0 | 0 | 0 | 0 | 0
PeakO | 0 | 0 | 0 | 0 | 0 | 0
ST | 0 | 0 | 0 | 0 | 0 | 0
STOG | 0 | 0 | 0 | 0 | 0 | 0
STWD | 0 | 0 | 0 | 0 | 0 | 0
WT | 0 | 0 | 0 | 0 | 0 | 0
IGCC | 0 | 0 | 0 | 0 | 0 | 0
DemandResponse | 0 | 0 | 0 | 0 | 0 | 0
IGCC-CCS | 0 | 0 | 0 | 0 | 0 | 0
WT_off | 0 | 0 | 0 | 0 | 0 | 0
PseudoUnit | 0 | 0 | 0 | 0 | 0 | 0
FixedInterchange | 0 | 0 | 0 | 0 | 0 | 0
#12 | 0.26: Levelized Capital Costs ($million)
Levelized Capital Costs by Reporting Type: Entergy
ReportingType | 2015 | 2020 | 2025 | 2030 | 2035 | 2040
BM | 0 | 0 | 0 | 0 | 0 | 0
CC | 0 | 100.62 | 100.62 | 200.01 | 200.01 | 200.01
CSP | 0 | 0 | 0 | 0 | 0 | 0
CT | 0 | 0 | 0 | 0 | 0 | 0
Coal | 202.06 | 202.06 | 202.06 | 202.06 | 693.7 | 1238.53
Geo | 0 | 0 | 0 | 0 | 0 | 0
H | 0 | 0 | 0 | 0 | 0 | 0
LFG | 0 | 0 | 10.79 | 10.79 | 10.79 | 10.79
Nuc | 0 | 0 | 0 | 0 | 0 | 0
PS | 0 | 0 | 0 | 0 | 0 | 0
PV | 0.07 | 14.75 | 22.06 | 22.72 | 23.4 | 9.51
PeakG | 0 | 0 | 0 | 0 | 0 | 0
PeakO | 0 | 0 | 0 | 0 | 0 | 0
ST | 0 | 0 | 0 | 0 | 0 | 0
STOG | 0 | 0 | 0 | 0 | 0 | 0
STWD | 0 | 0 | 0 | 0 | 0 | 0
WT | 0 | 0 | 0 | 0 | 17.32 | 17.32
IGCC | 0 | 0 | 0 | 0 | 0 | 0
DemandResponse | 0 | 0 | 0 | 0 | 0 | 0
IGCC-CCS | 0 | 0 | 0 | 0 | 0 | 0
WT_off | 0 | 0 | 0 | 0 | 0 | 0
PseudoUnit | 0 | 0 | 0 | 0 | 0 | 0
FixedInterchange | 0 | 0 | 0 | 0 | 0 | 0
Levelized Capital Costs by Reporting Type: FRCC
ReportingType | 2015 | 2020 | 2025 | 2030 | 2035 | 2040
BM | 0 | 0 | 0 | 0 | 0 | 0
CC | 165.38 | 675.53 | 908.46 | 1316.42 | 1920.2 | 2392.67
CSP | 0 | 0 | 0 | 0 | 0 | 0
CT | 196.14 | 196.14 | 196.14 | 196.14 | 0 | 0
Coal | 0 | 0 | 0 | 0 | 0 | 0
Geo | 0 | 0 | 0 | 0 | 0 | 0
H | 0 | 0 | 0 | 0 | 0 | 0
LFG | 0 | 0 | 20.43 | 20.43 | 20.43 | 20.43
Nuc | 0 | 0 | 0 | 0 | 0 | 0
PS | 0 | 0 | 0 | 0 | 0 | 0
PV | 0 | 0 | 0 | 0 | 0 | 0
PeakG | 0 | 0 | 0 | 0 | 0 | 0
PeakO | 0 | 0 | 0 | 0 | 0 | 0
ST | 0 | 0 | 0 | 0 | 0 | 0
STOG | 0 | 0 | 0 | 0 | 0 | 0
STWD | 0 | 0 | 0 | 0 | 0 | 0
WT | 0 | 0 | 0 | 0 | 0 | 0
IGCC | 0 | 0 | 0 | 0 | 0 | 0
DemandResponse | 0 | 0 | 0 | 0 | 0 | 0
IGCC-CCS | 0 | 0 | 0 | 0 | 0 | 0
WT_off | 0 | 0 | 0 | 0 | 0 | 0
PseudoUnit | 0 | 0 | 0 | 0 | 0 | 0
FixedInterchange | 0 | 0 | 0 | 0 | 0 | 0
Levelized Capital Costs by Reporting Type: MAPP_US
ReportingType | 2015 | 2020 | 2025 | 2030 | 2035 | 2040
BM | 0 | 0 | 0 | 0 | 0 | 0
CC | 0 | 0 | 0 | 0 | 0 | 0
CSP | 0 | 0 | 0 | 0 | 0 | 0
CT | 25.9 | 25.9 | 25.9 | 39.82 | 14.63 | 14.63
Coal | 0 | 0 | 0 | 0 | 68.78 | 140.29
Geo | 0 | 0 | 0 | 0 | 0 | 0
H | 0 | 0 | 0 | 0 | 0 | 0
LFG | 0 | 0 | 0 | 7.08 | 7.08 | 7.08
Nuc | 0 | 0 | 0 | 0 | 0 | 0
PS | 0 | 0 | 0 | 0 | 0 | 0
PV | 0 | 0 | 0 | 0 | 0 | 0
PeakG | 0 | 0 | 0 | 0 | 0 | 0
PeakO | 0 | 0 | 0 | 0 | 0 | 0
ST | 0 | 0 | 0 | 0 | 0 | 0
STOG | 0 | 0 | 0 | 0 | 0 | 0
STWD | 0 | 0 | 0 | 0 | 0 | 0
WT | 52.38 | 52.38 | 128.71 | 117.57 | 97.23 | 108.3
IGCC | 0 | 0 | 0 | 0 | 0 | 0
DemandResponse | 0 | 0 | 0 | 0 | 0 | 0
IGCC-CCS | 0 | 0 | 0 | 0 | 0 | 0
WT_off | 0 | 0 | 0 | 0 | 0 | 0
PseudoUnit | 0 | 0 | 0 | 0 | 0 | 0
FixedInterchange | 0 | 0 | 0 | 0 | 0 | 0
Levelized Capital Costs by Reporting Type: MISO_IN
ReportingType | 2015 | 2020 | 2025 | 2030 | 2035 | 2040
BM | 0 | 0 | 0 | 0 | 0 | 0
CC | 0 | 0 | 0 | 110.3 | 338.67 | 431.15
CSP | 0 | 0 | 0 | 0 | 0 | 0
CT | 0 | 0 | 0 | 0 | 0 | 0
Coal | 0 | 0 | 0 | 0 | 0 | 0
Geo | 0 | 0 | 0 | 0 | 0 | 0
H | 0 | 0 | 0 | 0 | 0 | 0
LFG | 0 | 0 | 0 | 8.64 | 8.64 | 8.64
Nuc | 0 | 0 | 0 | 0 | 0 | 0
PS | 0 | 0 | 0 | 0 | 0 | 0
PV | 0 | 58.04 | 91.59 | 94.42 | 97.34 | 42.3
PeakG | 0 | 0 | 0 | 0 | 0 | 0
PeakO | 0 | 0 | 0 | 0 | 0 | 0
ST | 0 | 0 | 0 | 0 | 0 | 0
STOG | 0 | 0 | 0 | 0 | 0 | 0
STWD | 0 | 0 | 0 | 0 | 0 | 0
WT | 0 | 0 | 0 | 0 | 0 | 0
IGCC | 215.26 | 215.26 | 215.26 | 215.26 | 215.26 | 215.26
DemandResponse | 0 | 0 | 0 | 0 | 0 | 0
IGCC-CCS | 0 | 0 | 0 | 0 | 0 | 0
WT_off | 0 | 0 | 0 | 0 | 0 | 0
PseudoUnit | 0 | 0 | 0 | 0 | 0 | 0
FixedInterchange | 0 | 0 | 0 | 0 | 0 | 0
Levelized Capital Costs by Reporting Type: MISO_MI
ReportingType | 2015 | 2020 | 2025 | 2030 | 2035 | 2040
BM | 0 | 0 | 0 | 0 | 0 | 0
CC | 0 | 0 | 0 | 0 | 0 | 0
CSP | 0 | 0 | 0 | 0 | 0 | 0
CT | 0 | 0 | 0 | 0 | 0 | 0
Coal | 0 | 0 | 0 | 0 | 0 | 0
Geo | 0 | 0 | 0 | 0 | 0 | 0
H | 0 | 0 | 0 | 0 | 0 | 0
LFG | 0 | 18.05 | 18.94 | 18.94 | 18.94 | 0.89
Nuc | 0 | 0 | 0 | 0 | 0 | 0
PS | 0 | 0 | 0 | 0 | 0 | 0
PV | 0 | 0 | 0 | 0 | 0 | 0
PeakG | 0 | 0 | 0 | 0 | 0 | 0
PeakO | 0 | 0 | 0 | 0 | 0 | 0
ST | 0 | 0 | 0 | 0 | 0 | 0
STOG | 0 | 0 | 0 | 0 | 0 | 0
STWD | 0 | 0 | 0 | 0 | 0 | 0
WT | 294.06 | 373.92 | 391.69 | 413.89 | 142.37 | 85.77
IGCC | 0 | 0 | 0 | 0 | 0 | 0
DemandResponse | 0 | 0 | 0 | 0 | 0 | 0
IGCC-CCS | 0 | 0 | 0 | 0 | 0 | 0
WT_off | 0 | 0 | 0 | 0 | 0 | 0
PseudoUnit | 0 | 0 | 0 | 0 | 0 | 0
FixedInterchange | 0 | 0 | 0 | 0 | 0 | 0
Levelized Capital Costs by Reporting Type: MISO_MO-IL
ReportingType | 2015 | 2020 | 2025 | 2030 | 2035 | 2040
BM | 0 | 0 | 0 | 0 | 0 | 0
CC | 0 | 0 | 0 | 0 | 0 | 0
CSP | 0 | 0 | 0 | 0 | 0 | 0
CT | 0 | 0 | 0 | 0 | 0 | 0
Coal | 574.94 | 574.94 | 574.94 | 574.94 | 574.94 | 574.94
Geo | 0 | 0 | 0 | 0 | 0 | 0
H | 0 | 0 | 0 | 0 | 0 | 0
LFG | 0 | 0 | 0 | 25.75 | 25.75 | 25.75
Nuc | 0 | 0 | 0 | 0 | 0 | 0
PS | 0 | 0 | 0 | 0 | 0 | 0
PV | 0 | 0 | 0 | 0 | 0 | 0
PeakG | 0 | 0 | 0 | 0 | 0 | 0
PeakO | 0 | 0 | 0 | 0 | 0 | 0
ST | 0 | 0 | 0 | 0 | 0 | 0
STOG | 0 | 0 | 0 | 0 | 0 | 0
STWD | 0 | 0 | 0 | 0 | 0 | 0
WT | 40.24 | 40.24 | 40.24 | 399.64 | 359.4 | 529.16
IGCC | 0 | 0 | 0 | 0 | 0 | 0
DemandResponse | 0 | 0 | 0 | 0 | 0 | 0
IGCC-CCS | 0 | 0 | 0 | 0 | 0 | 0
WT_off | 0 | 0 | 0 | 0 | 0 | 0
PseudoUnit | 0 | 0 | 0 | 0 | 0 | 0
FixedInterchange | 0 | 0 | 0 | 0 | 0 | 0
Levelized Capital Costs by Reporting Type: MISO_W
ReportingType | 2015 | 2020 | 2025 | 2030 | 2035 | 2040
BM | 0 | 0 | 0 | 0 | 0 | 0
CC | 0 | 0 | 0 | 0 | 0 | 0
CSP | 0 | 0 | 0 | 0 | 0 | 0
CT | 0 | 0 | 0 | 0 | 0 | 0
Coal | 0 | 0 | 0 | 0 | 0 | 0
Geo | 0 | 0 | 0 | 0 | 0 | 0
H | 0 | 0 | 0 | 0 | 0 | 0
LFG | 0 | 0 | 0 | 8.17 | 8.17 | 8.17
Nuc | 0 | 0 | 0 | 0 | 0 | 0
PS | 0 | 0 | 0 | 0 | 0 | 0
PV | 0 | 0 | 0 | 0 | 0 | 0
PeakG | 0 | 0 | 0 | 0 | 0 | 0
PeakO | 0 | 0 | 0 | 0 | 0 | 0
ST | 0 | 0 | 0 | 0 | 0 | 0
STOG | 0 | 0 | 0 | 0 | 0 | 0
STWD | 0 | 0 | 0 | 0 | 0 | 0
WT | 384.01 | 835.24 | 3503.57 | 3725.65 | 3563.29 | 3142.6
IGCC | 0 | 0 | 0 | 0 | 0 | 0
DemandResponse | 0 | 0 | 0 | 0 | 0 | 0
IGCC-CCS | 0 | 0 | 0 | 0 | 0 | 0
WT_off | 0 | 0 | 0 | 0 | 0 | 0
PseudoUnit | 0 | 0 | 0 | 0 | 0 | 0
FixedInterchange | 0 | 0 | 0 | 0 | 0 | 0
Levelized Capital Costs by Reporting Type: MISO_WUMS
ReportingType | 2015 | 2020 | 2025 | 2030 | 2035 | 2040
BM | 0 | 0 | 0 | 0 | 0 | 0
CC | 0 | 101.5 | 101.5 | 101.5 | 261.05 | 261.05
CSP | 0 | 0 | 0 | 0 | 0 | 0
CT | 0 | 306.21 | 306.21 | 455.06 | 890.4 | 855.85
Coal | 184.51 | 184.51 | 184.51 | 184.51 | 184.51 | 184.51
Geo | 0 | 0 | 0 | 0 | 0 | 0
H | 0 | 0 | 0 | 0 | 0 | 0
LFG | 0 | 0 | 0 | 23.47 | 23.47 | 23.47
Nuc | 0 | 0 | 0 | 0 | 0 | 0
PS | 0 | 0 | 0 | 0 | 0 | 0
PV | 0 | 0 | 0 | 0 | 0 | 0
PeakG | 0 | 0 | 0 | 0 | 0 | 0
PeakO | 0 | 0 | 0 | 0 | 0 | 0
ST | 0 | 0 | 0 | 0 | 0 | 0
STOG | 0 | 0 | 0 | 0 | 0 | 0
STWD | 0 | 0 | 0 | 0 | 0 | 0
WT | 131.08 | 131.08 | 131.08 | 134.64 | 3.56 | 3.56
IGCC | 0 | 0 | 0 | 0 | 0 | 0
DemandResponse | 0 | 0 | 0 | 0 | 0 | 0
IGCC-CCS | 0 | 0 | 0 | 0 | 0 | 0
WT_off | 0 | 0 | 0 | 0 | 0 | 0
PseudoUnit | 0 | 0 | 0 | 0 | 0 | 0
FixedInterchange | 0 | 0 | 0 | 0 | 0 | 0
Levelized Capital Costs by Reporting Type: Nebraska
ReportingType | 2015 | 2020 | 2025 | 2030 | 2035 | 2040
BM | 0 | 0 | 0 | 0 | 0 | 0
CC | 0 | 0 | 0 | 0 | 0 | 0
CSP | 0 | 0 | 0 | 0 | 0 | 0
CT | 0 | 0 | 0 | 0 | 0 | 0
Coal | 66.52 | 66.52 | 66.52 | 66.52 | 546.17 | 604.11
Geo | 0 | 0 | 0 | 0 | 0 | 0
H | 0 | 0 | 0 | 0 | 0 | 0
LFG | 0 | 0 | 6.93 | 7.43 | 7.43 | 7.43
Nuc | 0 | 0 | 0 | 0 | 0 | 0
PS | 0 | 0 | 0 | 0 | 0 | 0
PV | 0 | 0 | 0 | 0 | 0 | 0
PeakG | 0 | 0 | 0 | 0 | 0 | 0
PeakO | 0 | 0 | 0 | 0 | 0 | 0
ST | 0 | 0 | 0 | 0 | 0 | 0
STOG | 0 | 0 | 0 | 0 | 0 | 0
STWD | 0 | 0 | 0 | 0 | 0 | 0
WT | 25.23 | 25.23 | 25.23 | 19.79 | 0 | 0
IGCC | 0 | 0 | 0 | 0 | 0 | 0
DemandResponse | 0 | 0 | 0 | 0 | 0 | 0
IGCC-CCS | 0 | 0 | 0 | 0 | 0 | 0
WT_off | 0 | 0 | 0 | 0 | 0 | 0
PseudoUnit | 0 | 0 | 0 | 0 | 0 | 0
FixedInterchange | 0 | 0 | 0 | 0 | 0 | 0
Levelized Capital Costs by Reporting Type: NEISO
ReportingType | 2015 | 2020 | 2025 | 2030 | 2035 | 2040
BM | 78.41 | 78.41 | 78.41 | 78.41 | 78.41 | 78.41
CC | 273.49 | 273.49 | 273.49 | 273.49 | 273.49 | 0
CSP | 0 | 0 | 0 | 0 | 0 | 0
CT | 30 | 30 | 30 | 29.13 | 44.39 | 135.17
Coal | 0 | 0 | 0 | 0 | 0 | 0
Geo | 0 | 0 | 0 | 0 | 0 | 0
H | 0 | 0 | 0 | 0 | 0 | 0
LFG | 5.9 | 5.9 | 11.55 | 13.75 | 7.85 | 7.85
Nuc | 0 | 0 | 0 | 0 | 0 | 0
PS | 0 | 0 | 0 | 0 | 0 | 0
PV | 0 | 79 | 79 | 79.02 | 79.03 | 0.04
PeakG | 0 | 0 | 0 | 0 | 0 | 0
PeakO | 0 | 0 | 0 | 0 | 0 | 0
ST | 0 | 0 | 0 | 0 | 0 | 0
STOG | 0 | 0 | 0 | 0 | 0 | 0
STWD | 0 | 0 | 0 | 0 | 0 | 0
WT | 32.32 | 564.85 | 690.02 | 685.67 | 657.7 | 125.17
IGCC | 0 | 0 | 0 | 0 | 0 | 0
DemandResponse | 0 | 0 | 0 | 0 | 0 | 0
IGCC-CCS | 0 | 0 | 0 | 0 | 0 | 0
WT_off | 178.81 | 178.81 | 178.81 | 178.81 | 0 | 0
PseudoUnit | 0 | 0 | 0 | 0 | 0 | 0
FixedInterchange | 0 | 0 | 0 | 0 | 0 | 0
Levelized Capital Costs by Reporting Type: NonRTO_Midwest
ReportingType | 2015 | 2020 | 2025 | 2030 | 2035 | 2040
BM | 0 | 0 | 0 | 0 | 0 | 0
CC | 0 | 50.67 | 50.67 | 75.97 | 113.12 | 143.59
CSP | 0 | 0 | 0 | 0 | 0 | 0
CT | 0 | 21.62 | 21.62 | 23.2 | 23.2 | 7.08
Coal | 0 | 0 | 0 | 0 | 0 | 0
Geo | 0 | 0 | 0 | 0 | 0 | 0
H | 0 | 0 | 0 | 0 | 0 | 0
LFG | 0 | 0 | 16.07 | 16.07 | 16.07 | 16.07
Nuc | 0 | 0 | 0 | 0 | 0 | 0
PS | 0 | 0 | 0 | 0 | 0 | 0
PV | 0 | 0 | 0 | 0 | 0 | 0
PeakG | 0 | 0 | 0 | 0 | 0 | 0
PeakO | 0 | 0 | 0 | 0 | 0 | 0
ST | 0 | 0 | 0 | 0 | 0 | 0
STOG | 0 | 0 | 0 | 0 | 0 | 0
STWD | 0 | 0 | 0 | 0 | 0 | 0
WT | 0 | 0 | 0 | 0 | 0 | 0
IGCC | 0 | 0 | 0 | 0 | 0 | 0
DemandResponse | 0 | 0 | 0 | 0 | 0 | 0
IGCC-CCS | 0 | 0 | 0 | 0 | 0 | 0
WT_off | 0 | 0 | 0 | 0 | 0 | 0
PseudoUnit | 0 | 0 | 0 | 0 | 0 | 0
FixedInterchange | 0 | 0 | 0 | 0 | 0 | 0
Levelized Capital Costs by Reporting Type: NYISO_A-F
ReportingType | 2015 | 2020 | 2025 | 2030 | 2035 | 2040
BM | 0 | 0 | 0 | 0 | 0 | 0
CC | 85.71 | 85.71 | 85.71 | 85.71 | 85.71 | 0
CSP | 0 | 0 | 0 | 0 | 0 | 0
CT | 0 | 0 | 0 | 0 | 0 | 0
Coal | 0 | 0 | 0 | 0 | 0 | 0
Geo | 0 | 0 | 0 | 0 | 0 | 0
H | 0 | 0 | 0 | 0 | 0 | 0
LFG | 0.74 | 0.74 | 8.13 | 8.13 | 7.39 | 7.39
Nuc | 0 | 0 | 0 | 0 | 0 | 0
PS | 0 | 0 | 0 | 0 | 0 | 0
PV | 0 | 0 | 0 | 0 | 0 | 0
PeakG | 0 | 0 | 0 | 0 | 0 | 0
PeakO | 0 | 0 | 0 | 0 | 0 | 0
ST | 0 | 0 | 0 | 0 | 0 | 0
STOG | 0 | 0 | 0 | 0 | 0 | 0
STWD | 0 | 0 | 0 | 0 | 0 | 0
WT | 344.02 | 437.6 | 437.6 | 544.88 | 1405.53 | 1311.95
IGCC | 0 | 0 | 0 | 0 | 0 | 0
DemandResponse | 0 | 0 | 0 | 0 | 0 | 0
IGCC-CCS | 0 | 0 | 0 | 0 | 0 | 0
WT_off | 0 | 0 | 0 | 0 | 0 | 0
PseudoUnit | 0 | 0 | 0 | 0 | 0 | 0
FixedInterchange | 0 | 0 | 0 | 0 | 0 | 0
Levelized Capital Costs by Reporting Type: NYISO_G-I
ReportingType | 2015 | 2020 | 2025 | 2030 | 2035 | 2040
BM | 0 | 0 | 0 | 0 | 0 | 0
CC | 0 | 0 | 21.8 | 136.74 | 343.33 | 569.49
CSP | 0 | 0 | 0 | 0 | 0 | 0
CT | 0 | 0 | 0 | 0 | 0 | 0
Coal | 0 | 0 | 0 | 0 | 0 | 0
Geo | 0 | 0 | 0 | 0 | 0 | 0
H | 0 | 0 | 0 | 0 | 0 | 0
LFG | 0 | 0 | 8.08 | 8.08 | 8.08 | 8.08
Nuc | 0 | 0 | 0 | 0 | 0 | 0
PS | 0 | 0 | 0 | 0 | 0 | 0
PV | 0 | 0 | 0 | 0 | 0 | 0
PeakG | 0 | 0 | 0 | 0 | 0 | 0
PeakO | 0 | 0 | 0 | 0 | 0 | 0
ST | 0 | 0 | 0 | 0 | 0 | 0
STOG | 0 | 0 | 0 | 0 | 0 | 0
STWD | 0 | 0 | 0 | 0 | 0 | 0
WT | 0 | 7.42 | 7.42 | 45.76 | 45.76 | 38.34
IGCC | 0 | 0 | 0 | 0 | 0 | 0
DemandResponse | 0 | 0 | 0 | 0 | 0 | 0
IGCC-CCS | 0 | 0 | 0 | 0 | 0 | 0
WT_off | 0 | 0 | 0 | 0 | 0 | 0
PseudoUnit | 0 | 0 | 0 | 0 | 0 | 0
FixedInterchange | 0 | 0 | 0 | 0 | 0 | 0
Levelized Capital Costs by Reporting Type: NYISO_J-K
ReportingType | 2015 | 2020 | 2025 | 2030 | 2035 | 2040
BM | 0 | 0 | 0 | 0 | 0 | 0
CC | 226.37 | 226.37 | 226.37 | 226.37 | 226.37 | 0
CSP | 0 | 0 | 0 | 0 | 0 | 0
CT | 0 | 0 | 50.31 | 121.8 | 121.8 | 244.74
Coal | 0 | 0 | 0 | 0 | 0 | 0
Geo | 0 | 0 | 0 | 0 | 0 | 0
H | 0 | 0 | 0 | 0 | 0 | 0
LFG | 0 | 0 | 11.9 | 11.9 | 11.9 | 11.9
Nuc | 0 | 0 | 0 | 0 | 0 | 0
PS | 0 | 0 | 0 | 0 | 0 | 0
PV | 11.49 | 11.49 | 11.49 | 11.49 | 0 | 0
PeakG | 0 | 0 | 0 | 0 | 0 | 0
PeakO | 0 | 0 | 0 | 0 | 0 | 0
ST | 0 | 0 | 0 | 0 | 0 | 0
STOG | 0 | 0 | 0 | 0 | 0 | 0
STWD | 0 | 0 | 0 | 0 | 0 | 0
WT | 0 | 0 | 0 | 0 | 12.01 | 27.76
IGCC | 0 | 0 | 0 | 0 | 0 | 0
DemandResponse | 0 | 0 | 0 | 0 | 0 | 0
IGCC-CCS | 0 | 0 | 0 | 0 | 0 | 0
WT_off | 0 | 0 | 0 | 0 | 0 | 0
PseudoUnit | 0 | 0 | 0 | 0 | 0 | 0
FixedInterchange | 0 | 0 | 0 | 0 | 0 | 0
Levelized Capital Costs by Reporting Type: PJM_E
ReportingType | 2015 | 2020 | 2025 | 2030 | 2035 | 2040
BM | 9.82 | 9.82 | 9.82 | 9.82 | 9.82 | 9.82
CC | 673.31 | 673.31 | 673.31 | 673.31 | 582.39 | 0
CSP | 0 | 0 | 0 | 0 | 0 | 0
CT | 2.28 | 2.28 | 2.28 | 0 | 95.58 | 95.58
Coal | 9.09 | 9.09 | 9.09 | 9.09 | 9.09 | 9.09
Geo | 0 | 0 | 0 | 0 | 0 | 0
H | 0 | 0 | 0 | 0 | 0 | 0
LFG | 1.24 | 18.48 | 18.48 | 17.24 | 17.24 | 0
Nuc | 0 | 0 | 0 | 0 | 0 | 0
PS | 0 | 0 | 0 | 0 | 0 | 0
PV | 7.47 | 7.47 | 7.47 | 7.47 | 0 | 0
PeakG | 0 | 0 | 0 | 0 | 0 | 0
PeakO | 0 | 0 | 0 | 0 | 0 | 0
ST | 0 | 0 | 0 | 0 | 0 | 0
STOG | 0 | 0 | 0 | 0 | 0 | 0
STWD | 0 | 0 | 0 | 0 | 0 | 0
WT | 189.08 | 189.08 | 189.08 | 189.08 | 0 | 0
IGCC | 0 | 0 | 0 | 0 | 0 | 0
DemandResponse | 0 | 0 | 0 | 0 | 0 | 0
IGCC-CCS | 0 | 0 | 0 | 0 | 0 | 0
WT_off | 0 | 0 | 338.47 | 338.47 | 338.47 | 338.47
PseudoUnit | 0 | 0 | 0 | 0 | 0 | 0
FixedInterchange | 0 | 0 | 0 | 0 | 0 | 0
Levelized Capital Costs by Reporting Type: PJM_ROM
ReportingType | 2015 | 2020 | 2025 | 2030 | 2035 | 2040
BM | 5.29 | 5.29 | 5.29 | 5.29 | 5.29 | 5.29
CC | 232.92 | 232.92 | 232.92 | 232.92 | 582.5 | 1808.74
CSP | 0 | 0 | 0 | 0 | 0 | 0
CT | 1.4 | 1.4 | 1.4 | 1.4 | 0 | 0
Coal | 10.21 | 10.21 | 10.21 | 10.21 | 10.21 | 10.21
Geo | 0 | 0 | 0 | 0 | 0 | 0
H | 0 | 0 | 0 | 0 | 0 | 0
LFG | 2.16 | 31.25 | 31.25 | 30.38 | 29.09 | 0
Nuc | 0 | 0 | 0 | 0 | 0 | 0
PS | 0 | 0 | 0 | 0 | 0 | 0
PV | 0 | 342.54 | 538.42 | 587.91 | 607.4 | 285.02
PeakG | 0 | 0 | 0 | 0 | 0 | 0
PeakO | 0 | 0 | 0 | 0 | 0 | 0
ST | 0 | 0 | 0 | 0 | 0 | 0
STOG | 0 | 0 | 0 | 0 | 0 | 0
STWD | 0 | 0 | 0 | 0 | 0 | 0
WT | 68.85 | 170.21 | 170.21 | 153.54 | 101.36 | 0
IGCC | 0 | 0 | 0 | 0 | 0 | 0
DemandResponse | 0 | 0 | 0 | 0 | 0 | 0
IGCC-CCS | 0 | 0 | 0 | 0 | 0 | 0
WT_off | 0 | 0 | 0 | 0 | 0 | 0
PseudoUnit | 0 | 0 | 0 | 0 | 0 | 0
FixedInterchange | 0 | 0 | 0 | 0 | 0 | 0
Levelized Capital Costs by Reporting Type: PJM_ROR
ReportingType | 2015 | 2020 | 2025 | 2030 | 2035 | 2040
BM | 112.47 | 112.47 | 112.47 | 112.47 | 112.47 | 54.76
CC | 350.7 | 364.13 | 364.13 | 966.9 | 1570.85 | 1240.24
CSP | 0 | 0 | 0 | 0 | 0 | 0
CT | 2.4 | 2.4 | 2.4 | 2.4 | 202.4 | 202.4
Coal | 648.6 | 648.6 | 648.6 | 648.6 | 648.6 | 648.6
Geo | 0 | 0 | 0 | 0 | 0 | 0
H | 0 | 0 | 0 | 0 | 0 | 0
LFG | 6.42 | 23.09 | 60.15 | 57.05 | 53.73 | 37.05
Nuc | 0 | 0 | 0 | 0 | 0 | 0
PS | 0 | 0 | 0 | 0 | 0 | 0
PV | 0 | 0 | 0 | 0 | 0 | 0
PeakG | 0 | 0 | 0 | 0 | 0 | 0
PeakO | 0 | 0 | 0 | 0 | 0 | 0
ST | 0 | 0 | 0 | 0 | 0 | 0
STOG | 0 | 0 | 0 | 0 | 0 | 0
STWD | 0 | 0 | 0 | 0 | 0 | 0
WT | 1143.16 | 2522.58 | 3034.59 | 2749.3 | 3820.89 | 4338.3
IGCC | 0 | 0 | 0 | 0 | 0 | 0
DemandResponse | 0 | 0 | 0 | 0 | 0 | 0
IGCC-CCS | 0 | 0 | 0 | 0 | 0 | 0
WT_off | 0 | 0 | 0 | 0 | 0 | 0
PseudoUnit | 0 | 0 | 0 | 0 | 0 | 0
FixedInterchange | 0 | 0 | 0 | 0 | 0 | 0
Levelized Capital Costs by Reporting Type: SOCO
ReportingType | 2015 | 2020 | 2025 | 2030 | 2035 | 2040
BM | 14.25 | 14.25 | 14.25 | 14.25 | 14.25 | 14.25
CC | 545.14 | 565.07 | 585.23 | 585.23 | 585.23 | 40.08
CSP | 0 | 0 | 0 | 0 | 0 | 0
CT | 0 | 0 | 0 | 0 | 0 | 0
Coal | 0 | 0 | 0 | 670.03 | 1367.65 | 2787
Geo | 0 | 0 | 0 | 0 | 0 | 0
H | 0 | 0 | 0 | 0 | 0 | 0
LFG | 0 | 0 | 10.46 | 10.46 | 10.46 | 10.46
Nuc | 0 | 1254.21 | 1254.21 | 1254.21 | 1254.21 | 1254.21
PS | 0 | 0 | 0 | 0 | 0 | 0
PV | 0 | 0 | 0 | 0 | 0 | 0
PeakG | 0 | 0 | 0 | 0 | 0 | 0
PeakO | 0 | 0 | 0 | 0 | 0 | 0
ST | 0 | 0 | 0 | 0 | 0 | 0
STOG | 0 | 0 | 0 | 0 | 0 | 0
STWD | 0 | 0 | 0 | 0 | 0 | 0
WT | 0 | 0 | 0 | 0 | 0 | 0
IGCC | 0 | 0 | 0 | 0 | 0 | 0
DemandResponse | 0 | 0 | 0 | 0 | 0 | 0
IGCC-CCS | 0 | 0 | 0 | 0 | 0 | 0
WT_off | 0 | 0 | 0 | 0 | 0 | 0
PseudoUnit | 0 | 0 | 0 | 0 | 0 | 0
FixedInterchange | 0 | 0 | 0 | 0 | 0 | 0
Levelized Capital Costs by Reporting Type: SPP_N
ReportingType | 2015 | 2020 | 2025 | 2030 | 2035 | 2040
BM | 0 | 0 | 0 | 0 | 0 | 0
CC | 0 | 0 | 0 | 0.01 | 0.01 | 0.01
CSP | 0 | 0 | 0 | 0 | 0 | 0
CT | 0 | 82.08 | 82.08 | 254.99 | 411.02 | 328.95
Coal | 128.56 | 128.56 | 128.56 | 128.56 | 128.56 | 769.67
Geo | 0 | 0 | 0 | 0 | 0 | 0
H | 0 | 0 | 0 | 0 | 0 | 0
LFG | 0 | 0 | 9.42 | 9.42 | 9.42 | 9.42
Nuc | 0 | 0 | 0 | 0 | 0 | 0
PS | 0 | 0 | 0 | 0 | 0 | 0
PV | 0 | 0 | 0 | 0 | 0 | 0
PeakG | 0 | 0 | 0 | 0 | 0 | 0
PeakO | 0 | 0 | 0 | 0 | 0 | 0
ST | 0 | 0 | 0 | 0 | 0 | 0
STOG | 0 | 0 | 0 | 0 | 0 | 0
STWD | 0 | 0 | 0 | 0 | 0 | 0
WT | 0 | 50.56 | 50.56 | 50.56 | 50.56 | 0
IGCC | 0 | 0 | 0 | 0 | 0 | 0
DemandResponse | 0 | 0 | 0 | 0 | 0 | 0
IGCC-CCS | 0 | 0 | 0 | 0 | 0 | 0
WT_off | 0 | 0 | 0 | 0 | 0 | 0
PseudoUnit | 0 | 0 | 0 | 0 | 0 | 0
FixedInterchange | 0 | 0 | 0 | 0 | 0 | 0
Levelized Capital Costs by Reporting Type: SPP_S
ReportingType | 2015 | 2020 | 2025 | 2030 | 2035 | 2040
BM | 0 | 0 | 0 | 0 | 0 | 0
CC | 0 | 0 | 0 | 0 | 2.68 | 2.68
CSP | 0 | 0 | 0 | 0 | 0 | 0
CT | 33.21 | 56.93 | 56.93 | 56.93 | 23.74 | 0.02
Coal | 273.14 | 273.14 | 273.14 | 273.14 | 273.14 | 273.14
Geo | 0 | 0 | 0 | 0 | 0 | 0
H | 0 | 0 | 0 | 0 | 0 | 0
LFG | 0 | 0 | 9.42 | 9.42 | 9.42 | 9.42
Nuc | 0 | 0 | 0 | 0 | 0 | 0
PS | 0 | 0 | 0 | 0 | 0 | 0
PV | 0 | 0 | 0 | 0 | 0 | 0
PeakG | 0 | 0 | 0 | 0 | 0 | 0
PeakO | 0 | 0 | 0 | 0 | 0 | 0
ST | 0 | 0 | 0 | 0 | 0 | 0
STOG | 0 | 0 | 0 | 0 | 0 | 0
STWD | 0 | 0 | 0 | 0 | 0 | 0
WT | 52.77 | 2028.56 | 2116.59 | 2207.98 | 2250.11 | 372.84
IGCC | 0 | 0 | 0 | 0 | 0 | 0
DemandResponse | 0 | 0 | 0 | 0 | 0 | 0
IGCC-CCS | 0 | 0 | 0 | 0 | 0 | 0
WT_off | 0 | 0 | 0 | 0 | 0 | 0
PseudoUnit | 0 | 0 | 0 | 0 | 0 | 0
FixedInterchange | 0 | 0 | 0 | 0 | 0 | 0
Levelized Capital Costs by Reporting Type: TVA
ReportingType | 2015 | 2020 | 2025 | 2030 | 2035 | 2040
BM | 0 | 0 | 0 | 0 | 0 | 0
CC | 151.13 | 293.52 | 311.73 | 355.97 | 321.5 | 204.84
CSP | 0 | 0 | 0 | 0 | 0 | 0
CT | 0 | 134.94 | 134.94 | 182.22 | 182.22 | 47.28
Coal | 0 | 0 | 0 | 0 | 926.81 | 1540.03
Geo | 0 | 0 | 0 | 0 | 0 | 0
H | 0 | 0 | 0 | 0 | 0 | 0
LFG | 0 | 0 | 10.25 | 10.25 | 10.25 | 10.25
Nuc | 684.91 | 684.91 | 684.91 | 684.91 | 684.91 | 684.91
PS | 0 | 0 | 0 | 0 | 0 | 0
PV | 0 | 0 | 0 | 0 | 0 | 0
PeakG | 0 | 0 | 0 | 0 | 0 | 0
PeakO | 0 | 0 | 0 | 0 | 0 | 0
ST | 0 | 0 | 0 | 0 | 0 | 0
STOG | 0 | 0 | 0 | 0 | 0 | 0
STWD | 0 | 0 | 0 | 0 | 0 | 0
WT | 0 | 0 | 0 | 0 | 0 | 0
IGCC | 0 | 0 | 0 | 0 | 0 | 0
DemandResponse | 0 | 0 | 0 | 0 | 0 | 0
IGCC-CCS | 0 | 0 | 0 | 0 | 0 | 0
WT_off | 0 | 0 | 0 | 0 | 0 | 0
PseudoUnit | 0 | 0 | 0 | 0 | 0 | 0
FixedInterchange | 0 | 0 | 0 | 0 | 0 | 0
Levelized Capital Costs by Reporting Type: TVA_Transmission
ReportingType | 2015 | 2020 | 2025 | 2030 | 2035 | 2040
BM | 0 | 0 | 0 | 0 | 0 | 0
CC | 0 | 0 | 0 | 0 | 0 | 0
CSP | 0 | 0 | 0 | 0 | 0 | 0
CT | 0 | 0 | 0 | 0 | 0 | 0
Coal | 0 | 0 | 0 | 0 | 0 | 0
Geo | 0 | 0 | 0 | 0 | 0 | 0
H | 0 | 0 | 0 | 0 | 0 | 0
LFG | 0 | 0 | 0 | 0 | 0 | 0
Nuc | 0 | 0 | 0 | 0 | 0 | 0
PS | 0 | 0 | 0 | 0 | 0 | 0
PV | 0 | 0 | 0 | 0 | 0 | 0
PeakG | 0 | 0 | 0 | 0 | 0 | 0
PeakO | 0 | 0 | 0 | 0 | 0 | 0
ST | 0 | 0 | 0 | 0 | 0 | 0
STOG | 0 | 0 | 0 | 0 | 0 | 0
STWD | 0 | 0 | 0 | 0 | 0 | 0
WT | 0 | 0 | 0 | 0 | 0 | 0
IGCC | 0 | 0 | 0 | 0 | 0 | 0
DemandResponse | 0 | 0 | 0 | 0 | 0 | 0
IGCC-CCS | 0 | 0 | 0 | 0 | 0 | 0
WT_off | 0 | 0 | 0 | 0 | 0 | 0
PseudoUnit | 0 | 0 | 0 | 0 | 0 | 0
FixedInterchange | 0 | 0 | 0 | 0 | 0 | 0
Levelized Capital Costs by Reporting Type: VACAR
ReportingType | 2015 | 2020 | 2025 | 2030 | 2035 | 2040
BM | 0.23 | 0.23 | 0.23 | 0.23 | 0.23 | 0.23
CC | 622.28 | 787.58 | 867.29 | 1091.63 | 1589.52 | 1347.36
CSP | 0 | 0 | 0 | 0 | 0 | 0
CT | 60.17 | 60.17 | 60.17 | 104.51 | 144.54 | 237.92
Coal | 220.45 | 220.45 | 220.45 | 220.45 | 220.45 | 220.45
Geo | 0 | 0 | 0 | 0 | 0 | 0
H | 0 | 0 | 0 | 0 | 0 | 0
LFG | 0.03 | 10.4 | 10.4 | 10.4 | 10.37 | 0
Nuc | 0 | 1320.06 | 1320.06 | 1320.06 | 1320.06 | 1320.06
PS | 0 | 0 | 0 | 0 | 0 | 0
PV | 0 | 29.32 | 30.64 | 32.26 | 33.94 | 6.37
PeakG | 0 | 0 | 0 | 0 | 0 | 0
PeakO | 0 | 0 | 0 | 0 | 0 | 0
ST | 0 | 0 | 0 | 0 | 0 | 0
STOG | 0 | 0 | 0 | 0 | 0 | 0
STWD | 0 | 0 | 0 | 0 | 0 | 0
WT | 0.11 | 449.11 | 449.11 | 449.11 | 449 | 0
IGCC | 0 | 0 | 0 | 0 | 0 | 0
DemandResponse | 0 | 0 | 0 | 0 | 0 | 0
IGCC-CCS | 0 | 0 | 0 | 0 | 0 | 0
WT_off | 0.34 | 318.91 | 690.74 | 768.49 | 848.2 | 610.14
PseudoUnit | 0 | 0 | 0 | 0 | 0 | 0
FixedInterchange | 0 | 0 | 0 | 0 | 0 | 0
Levelized Capital Costs by Reporting Type: IESO
ReportingType | 2015 | 2020 | 2025 | 2030 | 2035 | 2040
BM | 98.25 | 98.25 | 98.25 | 98.25 | 98.25 | 98.25
CC | 175.41 | 175.41 | 175.41 | 175.41 | 175.41 | 205.98
CSP | 0 | 0 | 0 | 0 | 0 | 0
CT | 41.8 | 41.8 | 41.8 | 41.8 | 66.49 | 170.09
Coal | 0 | 0 | 0 | 0 | 0 | 0
Geo | 0 | 0 | 0 | 0 | 0 | 0
H | 0 | 0 | 0 | 0 | 0 | 0
LFG | 3.47 | 3.47 | 3.47 | 3.59 | 0.12 | 0.12
Nuc | 0 | 0 | 0 | 0 | 0 | 0
PS | 0 | 0 | 0 | 0 | 0 | 0
PV | 365.22 | 365.22 | 365.22 | 365.22 | 0 | 0
PeakG | 0 | 0 | 0 | 0 | 0 | 0
PeakO | 0 | 0 | 0 | 0 | 0 | 0
ST | 0 | 0 | 0 | 0 | 0 | 0
STOG | 0 | 0 | 0 | 0 | 0 | 0
STWD | 0 | 0 | 0 | 0 | 0 | 0
WT | 447.67 | 447.67 | 447.67 | 447.67 | 0 | 0
IGCC | 0 | 0 | 0 | 0 | 0 | 0
DemandResponse | 0 | 0 | 0 | 0 | 0 | 0
IGCC-CCS | 0 | 0 | 0 | 0 | 0 | 0
WT_off | 0 | 0 | 0 | 0 | 0 | 0
PseudoUnit | 0 | 0 | 0 | 0 | 0 | 0
FixedInterchange | 0 | 0 | 0 | 0 | 0 | 0
Levelized Capital Costs by Reporting Type: MAPP_CA
ReportingType | 2015 | 2020 | 2025 | 2030 | 2035 | 2040
BM | 0 | 0 | 0 | 0 | 0 | 0
CC | 63.4 | 118.54 | 132.76 | 159.73 | 178.96 | 125.11
CSP | 0 | 0 | 0 | 0 | 0 | 0
CT | 0 | 0 | 3.25 | 15.67 | 35.32 | 63.76
Coal | 0 | 0 | 0 | 0 | 0 | 0
Geo | 0 | 0 | 0 | 0 | 0 | 0
H | 0 | 0 | 0 | 0 | 0 | 0
LFG | 0 | 0 | 0 | 0 | 0 | 0
Nuc | 0 | 0 | 0 | 0 | 0 | 0
PS | 0 | 0 | 0 | 0 | 0 | 0
PV | 0 | 0 | 0 | 0 | 0 | 0
PeakG | 0 | 0 | 0 | 0 | 0 | 0
PeakO | 0 | 0 | 0 | 0 | 0 | 0
ST | 0 | 0 | 0 | 0 | 0 | 0
STOG | 0 | 0 | 0 | 0 | 0 | 0
STWD | 0 | 0 | 0 | 0 | 0 | 0
WT | 59.13 | 59.13 | 59.13 | 59.13 | 0 | 0
IGCC | 0 | 0 | 0 | 0 | 0 | 0
DemandResponse | 0 | 0 | 0 | 0 | 0 | 0
IGCC-CCS | 0 | 0 | 0 | 0 | 0 | 0
WT_off | 0 | 0 | 0 | 0 | 0 | 0
PseudoUnit | 0 | 0 | 0 | 0 | 0 | 0
FixedInterchange | 0 | 0 | 0 | 0 | 0 | 0
Levelized Capital Costs by Reporting Type: AZ_NM_SNV_Coal
ReportingType | 2015 | 2020 | 2025 | 2030 | 2035 | 2040
BM | 0 | 0 | 0 | 0 | 0 | 0
CC | 0 | 0 | 0 | 0 | 0 | 0
CSP | 0 | 0 | 0 | 0 | 0 | 0
CT | 0 | 0 | 0 | 0 | 0 | 0
Coal | 0 | 0 | 0 | 0 | 0 | 0
Geo | 0 | 0 | 0 | 0 | 0 | 0
H | 0 | 0 | 0 | 0 | 0 | 0
LFG | 0 | 0 | 0 | 0 | 0 | 0
Nuc | 0 | 0 | 0 | 0 | 0 | 0
PS | 0 | 0 | 0 | 0 | 0 | 0
PV | 0 | 0 | 0 | 0 | 0 | 0
PeakG | 0 | 0 | 0 | 0 | 0 | 0
PeakO | 0 | 0 | 0 | 0 | 0 | 0
ST | 0 | 0 | 0 | 0 | 0 | 0
STOG | 0 | 0 | 0 | 0 | 0 | 0
STWD | 0 | 0 | 0 | 0 | 0 | 0
WT | 0 | 0 | 0 | 0 | 0 | 0
IGCC | 0 | 0 | 0 | 0 | 0 | 0
DemandResponse | 0 | 0 | 0 | 0 | 0 | 0
IGCC-CCS | 0 | 0 | 0 | 0 | 0 | 0
WT_off | 0 | 0 | 0 | 0 | 0 | 0
PseudoUnit | 0 | 0 | 0 | 0 | 0 | 0
FixedInterchange | 0 | 0 | 0 | 0 | 0 | 0
Levelized Capital Costs by Reporting Type: AZ_NM_SNV_Gas
ReportingType | 2015 | 2020 | 2025 | 2030 | 2035 | 2040
BM | 0 | 0 | 0 | 0 | 0 | 0
CC | 79.32 | 79.32 | 79.32 | 79.32 | 79.32 | 46.4
CSP | 0 | 0 | 0 | 0 | 0 | 0
CT | 63.7 | 63.7 | 63.7 | 63.7 | 0 | 0
Coal | 0 | 0 | 0 | 0 | 0 | 0
Geo | 0 | 0 | 0 | 0 | 0 | 0
H | 0 | 0 | 0 | 0 | 0 | 0
LFG | 0 | 0 | 0 | 0 | 0 | 0
Nuc | 0 | 0 | 0 | 0 | 0 | 0
PS | 0 | 0 | 0 | 0 | 0 | 0
PV | 0 | 0 | 0 | 0 | 0 | 0
PeakG | 0 | 0 | 0 | 0 | 0 | 0
PeakO | 0 | 0 | 0 | 0 | 0 | 0
ST | 0 | 0 | 0 | 0 | 0 | 0
STOG | 0 | 0 | 0 | 0 | 0 | 0
STWD | 0 | 0 | 0 | 0 | 0 | 0
WT | 0 | 0 | 0 | 0 | 0 | 0
IGCC | 0 | 0 | 0 | 0 | 0 | 0
DemandResponse | 0 | 0 | 0 | 0 | 0 | 0
IGCC-CCS | 0 | 0 | 0 | 0 | 0 | 0
WT_off | 0 | 0 | 0 | 0 | 0 | 0
PseudoUnit | 0 | 0 | 0 | 0 | 0 | 0
FixedInterchange | 0 | 0 | 0 | 0 | 0 | 0
Levelized Capital Costs by Reporting Type: AZ_NM_SNV_NucRenew
ReportingType | 2015 | 2020 | 2025 | 2030 | 2035 | 2040
BM | 0 | 0 | 0 | 0 | 0 | 0
CC | 0 | 0 | 0 | 0 | 0 | 0
CSP | 0 | 0 | 0 | 0 | 0 | 0
CT | 0 | 0 | 0 | 0 | 0 | 0
Coal | 0 | 0 | 0 | 0 | 0 | 0
Geo | 0 | 0 | 168.36 | 168.36 | 168.36 | 168.36
H | 0 | 0 | 0 | 0 | 0 | 0
LFG | 0 | 0 | 6.12 | 6.12 | 6.12 | 6.12
Nuc | 0 | 0 | 0 | 0 | 0 | 0
PS | 0 | 0 | 0 | 0 | 0 | 0
PV | 23.61 | 23.61 | 23.61 | 23.61 | 0 | 0
PeakG | 0 | 0 | 0 | 0 | 0 | 0
PeakO | 0 | 0 | 0 | 0 | 0 | 0
ST | 68.7 | 170.19 | 226.09 | 196.94 | 172.46 | 70.97
STOG | 0 | 0 | 0 | 0 | 0 | 0
STWD | 0 | 0 | 0 | 0 | 0 | 0
WT | 8.5 | 1793.38 | 3159.46 | 5805.09 | 7071.84 | 7233.77
IGCC | 0 | 0 | 0 | 0 | 0 | 0
DemandResponse | 0 | 0 | 0 | 0 | 0 | 0
IGCC-CCS | 0 | 0 | 0 | 0 | 0 | 0
WT_off | 0 | 0 | 0 | 0 | 0 | 0
PseudoUnit | 0 | 0 | 0 | 0 | 0 | 0
FixedInterchange | 0 | 0 | 0 | 0 | 0 | 0
Levelized Capital Costs by Reporting Type: ERCOT
ReportingType | 2015 | 2020 | 2025 | 2030 | 2035 | 2040
BM | 37.11 | 37.11 | 37.11 | 37.11 | 37.11 | 37.11
CC | 29.12 | 354.46 | 354.46 | 354.46 | 627.93 | 879.46
CSP | 0 | 0 | 0 | 0 | 0 | 0
CT | 20.97 | 20.97 | 20.97 | 20.97 | 0 | 0
Coal | 540.38 | 540.38 | 540.38 | 540.38 | 540.38 | 540.38
Geo | 0 | 0 | 0 | 0 | 0 | 0
H | 0 | 0 | 0 | 0 | 0 | 0
LFG | 0 | 0 | 33.8 | 33.8 | 33.8 | 33.8
Nuc | 0 | 0 | 0 | 0 | 0 | 0
PS | 0 | 0 | 0 | 0 | 0 | 0
PV | 3.31 | 3.31 | 3.31 | 3.31 | 0 | 0
PeakG | 0 | 0 | 0 | 0 | 0 | 0
PeakO | 0 | 0 | 0 | 0 | 0 | 0
ST | 0 | 0 | 0 | 0 | 0 | 0
STOG | 0 | 0 | 0 | 0 | 0 | 0
STWD | 0 | 0 | 0 | 0 | 0 | 0
WT | 42.37 | 42.37 | 2556.59 | 2664.33 | 2743 | 2866.3
IGCC | 0 | 0 | 0 | 0 | 0 | 0
DemandResponse | 0 | 0 | 0 | 0 | 0 | 0
IGCC-CCS | 0 | 0 | 0 | 0 | 0 | 0
WT_off | 0 | 0 | 0 | 0 | 0 | 0
PseudoUnit | 0 | 0 | 0 | 0 | 0 | 0
FixedInterchange | 0 | 0 | 0 | 0 | 0 | 0
Levelized Capital Costs by Reporting Type: NP15
ReportingType | 2015 | 2020 | 2025 | 2030 | 2035 | 2040
BM | 0 | 0 | 0 | 0 | 0 | 0
CC | 130.44 | 130.44 | 130.44 | 130.44 | 130.44 | 0
CSP | 0 | 0 | 0 | 0 | 0 | 0
CT | 23.49 | 36.7 | 36.7 | 387.57 | 524.93 | 847.49
Coal | 0 | 0 | 0 | 0 | 0 | 0
Geo | 0 | 92.24 | 92.24 | 92.24 | 92.24 | 0
H | 0 | 0 | 0 | 0 | 0 | 0
LFG | 0 | 70.2 | 70.2 | 70.2 | 70.2 | 0
Nuc | 0 | 0 | 0 | 0 | 0 | 0
PS | 0 | 0 | 0 | 0 | 0 | 0
PV | 1.89 | 1.89 | 1.89 | 1.89 | 0 | 0
PeakG | 0 | 0 | 0 | 0 | 0 | 0
PeakO | 0 | 0 | 0 | 0 | 0 | 0
ST | 8.53 | 8.53 | 8.53 | 8.53 | 0 | 0
STOG | 0 | 0 | 0 | 0 | 0 | 0
STWD | 0 | 0 | 0 | 0 | 0 | 0
WT | 15.89 | 508.54 | 508.54 | 508.41 | 2214.5 | 1855.62
IGCC | 0 | 0 | 0 | 0 | 0 | 0
DemandResponse | 0 | 0 | 0 | 0 | 0 | 0
IGCC-CCS | 0 | 0 | 0 | 0 | 0 | 0
WT_off | 0 | 0 | 0 | 0 | 0 | 0
PseudoUnit | 0 | 0 | 0 | 0 | 0 | 0
FixedInterchange | 0 | 0 | 0 | 0 | 0 | 0
Levelized Capital Costs by Reporting Type: NWPP_Coal
ReportingType | 2015 | 2020 | 2025 | 2030 | 2035 | 2040
BM | 0 | 0 | 0 | 0 | 0 | 0
CC | 0 | 0 | 0 | 0 | 0 | 0
CSP | 0 | 0 | 0 | 0 | 0 | 0
CT | 0 | 0 | 0 | 0 | 0 | 0
Coal | 0 | 0 | 0 | 0 | 0 | 0
Geo | 0 | 0 | 0 | 0 | 0 | 0
H | 0 | 0 | 0 | 0 | 0 | 0
LFG | 0 | 0 | 0 | 0 | 0 | 0
Nuc | 0 | 0 | 0 | 0 | 0 | 0
PS | 0 | 0 | 0 | 0 | 0 | 0
PV | 0 | 0 | 0 | 0 | 0 | 0
PeakG | 0 | 0 | 0 | 0 | 0 | 0
PeakO | 0 | 0 | 0 | 0 | 0 | 0
ST | 0 | 0 | 0 | 0 | 0 | 0
STOG | 0 | 0 | 0 | 0 | 0 | 0
STWD | 0 | 0 | 0 | 0 | 0 | 0
WT | 0 | 0 | 0 | 0 | 0 | 0
IGCC | 0 | 0 | 0 | 0 | 0 | 0
DemandResponse | 0 | 0 | 0 | 0 | 0 | 0
IGCC-CCS | 0 | 0 | 0 | 0 | 0 | 0
WT_off | 0 | 0 | 0 | 0 | 0 | 0
PseudoUnit | 0 | 0 | 0 | 0 | 0 | 0
FixedInterchange | 0 | 0 | 0 | 0 | 0 | 0
Levelized Capital Costs by Reporting Type: NWPP_Gas
ReportingType | 2015 | 2020 | 2025 | 2030 | 2035 | 2040
BM | 0 | 0 | 0 | 0 | 0 | 0
CC | 33.4 | 33.4 | 33.4 | 271.59 | 378.66 | 379.97
CSP | 0 | 0 | 0 | 0 | 0 | 0
CT | 13.02 | 13.02 | 13.02 | 13.02 | 0 | 0
Coal | 0 | 0 | 0 | 0 | 0 | 0
Geo | 0 | 0 | 0 | 0 | 0 | 0
H | 0 | 0 | 0 | 0 | 0 | 0
LFG | 0 | 0 | 0 | 0 | 0 | 0
Nuc | 0 | 0 | 0 | 0 | 0 | 0
PS | 0 | 0 | 0 | 0 | 0 | 0
PV | 0 | 0 | 0 | 0 | 0 | 0
PeakG | 0 | 0 | 0 | 0 | 0 | 0
PeakO | 0 | 0 | 0 | 0 | 0 | 0
ST | 0 | 0 | 0 | 0 | 0 | 0
STOG | 0 | 0 | 0 | 0 | 0 | 0
STWD | 0 | 0 | 0 | 0 | 0 | 0
WT | 0 | 0 | 0 | 0 | 0 | 0
IGCC | 0 | 0 | 0 | 0 | 0 | 0
DemandResponse | 0 | 0 | 0 | 0 | 0 | 0
IGCC-CCS | 0 | 0 | 0 | 0 | 0 | 0
WT_off | 0 | 0 | 0 | 0 | 0 | 0
PseudoUnit | 0 | 0 | 0 | 0 | 0 | 0
FixedInterchange | 0 | 0 | 0 | 0 | 0 | 0
Levelized Capital Costs by Reporting Type: NWPP_NucRenew
ReportingType | 2015 | 2020 | 2025 | 2030 | 2035 | 2040
BM | 9.42 | 9.42 | 9.42 | 9.42 | 9.42 | 9.42
CC | 0 | 0 | 0 | 0 | 0 | 0
CSP | 0 | 0 | 0 | 0 | 0 | 0
CT | 0 | 0 | 0 | 0 | 0 | 0
Coal | 0 | 0 | 0 | 0 | 0 | 0
Geo | 11.98 | 15.18 | 62.79 | 62.79 | 50.81 | 47.61
H | 0 | 0 | 0 | 0 | 0 | 0
LFG | 2.73 | 4.67 | 27.26 | 27.26 | 24.53 | 22.59
Nuc | 0 | 0 | 0 | 0 | 0 | 0
PS | 0 | 0 | 0 | 0 | 0 | 0
PV | 0 | 0 | 0 | 0 | 0 | 0
PeakG | 0 | 0 | 0 | 0 | 0 | 0
PeakO | 0 | 0 | 0 | 0 | 0 | 0
ST | 0 | 0 | 0 | 0 | 0 | 0
STOG | 0 | 0 | 0 | 0 | 0 | 0
STWD | 0 | 0 | 0 | 0 | 0 | 0
WT | 146.63 | 146.63 | 146.63 | 172.08 | 1655.51 | 3953.55
IGCC | 0 | 0 | 0 | 0 | 0 | 0
DemandResponse | 0 | 0 | 0 | 0 | 0 | 0
IGCC-CCS | 0 | 0 | 0 | 0 | 0 | 0
WT_off | 0 | 0 | 0 | 0 | 0 | 0
PseudoUnit | 0 | 0 | 0 | 0 | 0 | 0
FixedInterchange | 0 | 0 | 0 | 0 | 0 | 0
Levelized Capital Costs by Reporting Type: RMPA
ReportingType | 2015 | 2020 | 2025 | 2030 | 2035 | 2040
BM | 0 | 0 | 0 | 0 | 0 | 0
CC | 0 | 0 | 0 | 0 | 0 | 0
CSP | 0 | 0 | 0 | 0 | 0 | 0
CT | 15.2 | 15.2 | 15.2 | 15.2 | 17.75 | 95.58
Coal | 108.63 | 108.63 | 108.63 | 108.63 | 108.63 | 108.63
Geo | 0 | 0 | 300.71 | 300.71 | 300.71 | 300.71
H | 0 | 0 | 0 | 0 | 0 | 0
LFG | 0.15 | 0.15 | 0.15 | 3.06 | 2.91 | 2.91
Nuc | 0 | 0 | 0 | 0 | 0 | 0
PS | 0 | 0 | 0 | 0 | 0 | 0
PV | 0.25 | 0.25 | 0.25 | 0.25 | 0 | 0
PeakG | 0 | 0 | 0 | 0 | 0 | 0
PeakO | 0 | 0 | 0 | 0 | 0 | 0
ST | 0.72 | 84.39 | 89.65 | 95.26 | 94.54 | 10.87
STOG | 0 | 0 | 0 | 0 | 0 | 0
STWD | 0 | 0 | 0 | 0 | 0 | 0
WT | 101.48 | 344.87 | 344.87 | 591.23 | 926.65 | 1000.46
IGCC | 0 | 0 | 0 | 0 | 0 | 0
DemandResponse | 0 | 0 | 0 | 0 | 0 | 0
IGCC-CCS | 0 | 0 | 0 | 0 | 0 | 0
WT_off | 0 | 0 | 0 | 0 | 0 | 0
PseudoUnit | 0 | 0 | 0 | 0 | 0 | 0
FixedInterchange | 0 | 0 | 0 | 0 | 0 | 0
Levelized Capital Costs by Reporting Type: SP15
ReportingType | 2015 | 2020 | 2025 | 2030 | 2035 | 2040
BM | 1.97 | 1.97 | 1.97 | 1.97 | 1.97 | 1.97
CC | 60.76 | 60.76 | 60.76 | 60.76 | 60.76 | 0
CSP | 0 | 0 | 0 | 0 | 0 | 0
CT | 0 | 0 | 0 | 0 | 0 | 0
Coal | 0 | 0 | 0 | 0 | 0 | 0
Geo | 6.82 | 175.96 | 175.96 | 169.13 | 169.13 | 0
H | 0 | 0 | 0 | 0 | 0 | 0
LFG | 1.17 | 69.68 | 69.68 | 69.55 | 68.51 | 0
Nuc | 0 | 0 | 0 | 0 | 0 | 0
PS | 0 | 0 | 0 | 0 | 0 | 0
PV | 1.1 | 1.1 | 1.1 | 1.1 | 0 | 0
PeakG | 0 | 0 | 0 | 0 | 0 | 0
PeakO | 0 | 0 | 0 | 0 | 0 | 0
ST | 129.51 | 129.51 | 129.51 | 129.51 | 0 | 0
STOG | 0 | 0 | 0 | 0 | 0 | 0
STWD | 0 | 0 | 0 | 0 | 0 | 0
WT | 118.08 | 345.95 | 2184.22 | 2184.22 | 2066.13 | 1838.26
IGCC | 0 | 0 | 0 | 0 | 0 | 0
DemandResponse | 0 | 0 | 0 | 0 | 0 | 0
IGCC-CCS | 0 | 0 | 0 | 0 | 0 | 0
WT_off | 0 | 0 | 0 | 0 | 0 | 0
PseudoUnit | 0 | 0 | 0 | 0 | 0 | 0
FixedInterchange | 0 | 0 | 0 | 0 | 0 | 0
Levelized Capital Costs by Reporting Type: ALB
ReportingType | 2015 | 2020 | 2025 | 2030 | 2035 | 2040
BM | 0 | 0 | 0 | 0 | 0 | 0
CC | 45.53 | 123.25 | 192.86 | 294.02 | 427.08 | 502.91
CSP | 0 | 0 | 0 | 0 | 0 | 0
CT | 16.7 | 16.7 | 16.7 | 16.7 | 0 | 0
Coal | 147.62 | 147.62 | 147.62 | 147.62 | 147.62 | 147.62
Geo | 0 | 0 | 0 | 0 | 0 | 0
H | 0 | 0 | 0 | 0 | 0 | 0
LFG | 0 | 0 | 0 | 0 | 0 | 0
Nuc | 0 | 0 | 0 | 0 | 0 | 0
PS | 0 | 0 | 0 | 0 | 0 | 0
PV | 0 | 0 | 0 | 0 | 0 | 0
PeakG | 0 | 0 | 0 | 0 | 0 | 0
PeakO | 0 | 0 | 0 | 0 | 0 | 0
ST | 0 | 0 | 0 | 0 | 0 | 0
STOG | 0 | 0 | 0 | 0 | 0 | 0
STWD | 0 | 0 | 0 | 0 | 0 | 0
WT | 1.72 | 1.72 | 1.72 | 1.72 | 0 | 0
IGCC | 0 | 0 | 0 | 0 | 0 | 0
DemandResponse | 0 | 0 | 0 | 0 | 0 | 0
IGCC-CCS | 0 | 0 | 0 | 0 | 0 | 0
WT_off | 0 | 0 | 0 | 0 | 0 | 0
PseudoUnit | 0 | 0 | 0 | 0 | 0 | 0
FixedInterchange | 0 | 0 | 0 | 0 | 0 | 0
Levelized Capital Costs by Reporting Type: BC
ReportingType | 2015 | 2020 | 2025 | 2030 | 2035 | 2040
BM | 0 | 0 | 0 | 0 | 0 | 0
CC | 131.98 | 181.41 | 254.45 | 313.74 | 360.77 | 228.79
CSP | 0 | 0 | 0 | 0 | 0 | 0
CT | 0 | 0 | 0 | 0 | 28.63 | 94.06
Coal | 0 | 0 | 0 | 0 | 0 | 0
Geo | 0 | 0 | 0 | 0 | 0 | 0
H | 0 | 0 | 0 | 0 | 0 | 0
LFG | 0 | 0 | 0 | 0 | 0 | 0
Nuc | 0 | 0 | 0 | 0 | 0 | 0
PS | 0 | 0 | 0 | 0 | 0 | 0
PV | 0 | 0 | 0 | 0 | 0 | 0
PeakG | 0 | 0 | 0 | 0 | 0 | 0
PeakO | 0 | 0 | 0 | 0 | 0 | 0
ST | 0 | 0 | 0 | 0 | 0 | 0
STOG | 0 | 0 | 0 | 0 | 0 | 0
STWD | 0 | 0 | 0 | 0 | 0 | 0
WT | 27.58 | 27.58 | 27.58 | 27.58 | 0 | 0
IGCC | 0 | 0 | 0 | 0 | 0 | 0
DemandResponse | 0 | 0 | 0 | 0 | 0 | 0
IGCC-CCS | 0 | 0 | 0 | 0 | 0 | 0
WT_off | 0 | 0 | 0 | 0 | 0 | 0
PseudoUnit | 0 | 0 | 0 | 0 | 0 | 0
FixedInterchange | 0 | 0 | 0 | 0 | 0 | 0
Levelized Capital Costs by Reporting Type: HQ_IESO
ReportingType | 2015 | 2020 | 2025 | 2030 | 2035 | 2040
BM | 0 | 0 | 0 | 0 | 0 | 0
CC | 0 | 0 | 0 | 0 | 0 | 0
CSP | 0 | 0 | 0 | 0 | 0 | 0
CT | 0 | 0 | 0 | 0 | 0 | 0
Coal | 0 | 0 | 0 | 0 | 0 | 0
Geo | 0 | 0 | 0 | 0 | 0 | 0
H | 0 | 0 | 0 | 0 | 0 | 0
LFG | 0 | 0 | 0 | 0 | 0 | 0
Nuc | 0 | 0 | 0 | 0 | 0 | 0
PS | 0 | 0 | 0 | 0 | 0 | 0
PV | 0 | 0 | 0 | 0 | 0 | 0
PeakG | 0 | 0 | 0 | 0 | 0 | 0
PeakO | 0 | 0 | 0 | 0 | 0 | 0
ST | 0 | 0 | 0 | 0 | 0 | 0
STOG | 0 | 0 | 0 | 0 | 0 | 0
STWD | 0 | 0 | 0 | 0 | 0 | 0
WT | 0 | 0 | 0 | 0 | 0 | 0
IGCC | 0 | 0 | 0 | 0 | 0 | 0
DemandResponse | 0 | 0 | 0 | 0 | 0 | 0
IGCC-CCS | 0 | 0 | 0 | 0 | 0 | 0
WT_off | 0 | 0 | 0 | 0 | 0 | 0
PseudoUnit | 0 | 0 | 0 | 0 | 0 | 0
FixedInterchange | 0 | 0 | 0 | 0 | 0 | 0
Levelized Capital Costs by Reporting Type: HQ_NEISO
ReportingType | 2015 | 2020 | 2025 | 2030 | 2035 | 2040
BM | 0 | 0 | 0 | 0 | 0 | 0
CC | 0 | 0 | 0 | 0 | 0 | 0
CSP | 0 | 0 | 0 | 0 | 0 | 0
CT | 0 | 0 | 0 | 0 | 0 | 0
Coal | 0 | 0 | 0 | 0 | 0 | 0
Geo | 0 | 0 | 0 | 0 | 0 | 0
H | 0 | 0 | 0 | 0 | 0 | 0
LFG | 0 | 0 | 0 | 0 | 0 | 0
Nuc | 0 | 0 | 0 | 0 | 0 | 0
PS | 0 | 0 | 0 | 0 | 0 | 0
PV | 0 | 0 | 0 | 0 | 0 | 0
PeakG | 0 | 0 | 0 | 0 | 0 | 0
PeakO | 0 | 0 | 0 | 0 | 0 | 0
ST | 0 | 0 | 0 | 0 | 0 | 0
STOG | 0 | 0 | 0 | 0 | 0 | 0
STWD | 0 | 0 | 0 | 0 | 0 | 0
WT | 0 | 0 | 0 | 0 | 0 | 0
IGCC | 0 | 0 | 0 | 0 | 0 | 0
DemandResponse | 0 | 0 | 0 | 0 | 0 | 0
IGCC-CCS | 0 | 0 | 0 | 0 | 0 | 0
WT_off | 0 | 0 | 0 | 0 | 0 | 0
PseudoUnit | 0 | 0 | 0 | 0 | 0 | 0
FixedInterchange | 0 | 0 | 0 | 0 | 0 | 0
Levelized Capital Costs by Reporting Type: HQ_NY
ReportingType | 2015 | 2020 | 2025 | 2030 | 2035 | 2040
BM | 0 | 0 | 0 | 0 | 0 | 0
CC | 0 | 0 | 0 | 0 | 0 | 0
CSP | 0 | 0 | 0 | 0 | 0 | 0
CT | 0 | 0 | 0 | 0 | 0 | 0
Coal | 0 | 0 | 0 | 0 | 0 | 0
Geo | 0 | 0 | 0 | 0 | 0 | 0
H | 0 | 0 | 0 | 0 | 0 | 0
LFG | 0 | 0 | 0 | 0 | 0 | 0
Nuc | 0 | 0 | 0 | 0 | 0 | 0
PS | 0 | 0 | 0 | 0 | 0 | 0
PV | 0 | 0 | 0 | 0 | 0 | 0
PeakG | 0 | 0 | 0 | 0 | 0 | 0
PeakO | 0 | 0 | 0 | 0 | 0 | 0
ST | 0 | 0 | 0 | 0 | 0 | 0
STOG | 0 | 0 | 0 | 0 | 0 | 0
STWD | 0 | 0 | 0 | 0 | 0 | 0
WT | 0 | 0 | 0 | 0 | 0 | 0
IGCC | 0 | 0 | 0 | 0 | 0 | 0
DemandResponse | 0 | 0 | 0 | 0 | 0 | 0
IGCC-CCS | 0 | 0 | 0 | 0 | 0 | 0
WT_off | 0 | 0 | 0 | 0 | 0 | 0
PseudoUnit | 0 | 0 | 0 | 0 | 0 | 0
FixedInterchange | 0 | 0 | 0 | 0 | 0 | 0
Levelized Capital Costs by Reporting Type: MARITIMES
ReportingType | 2015 | 2020 | 2025 | 2030 | 2035 | 2040
BM | 0 | 0 | 0 | 0 | 0 | 0
CC | 0 | 0 | 0 | 0 | 0 | 0
CSP | 0 | 0 | 0 | 0 | 0 | 0
CT | 0 | 0 | 0 | 0 | 0 | 0
Coal | 0 | 0 | 0 | 0 | 0 | 0
Geo | 0 | 0 | 0 | 0 | 0 | 0
H | 0 | 0 | 0 | 0 | 0 | 0
LFG | 0 | 0 | 0 | 0 | 0 | 0
Nuc | 0 | 0 | 0 | 0 | 0 | 0
PS | 0 | 0 | 0 | 0 | 0 | 0
PV | 0 | 0 | 0 | 0 | 0 | 0
PeakG | 0 | 0 | 0 | 0 | 0 | 0
PeakO | 0 | 0 | 0 | 0 | 0 | 0
ST | 0 | 0 | 0 | 0 | 0 | 0
STOG | 0 | 0 | 0 | 0 | 0 | 0
STWD | 0 | 0 | 0 | 0 | 0 | 0
WT | 0 | 0 | 0 | 0 | 0 | 0
IGCC | 0 | 0 | 0 | 0 | 0 | 0
DemandResponse | 0 | 0 | 0 | 0 | 0 | 0
IGCC-CCS | 0 | 0 | 0 | 0 | 0 | 0
WT_off | 0 | 0 | 0 | 0 | 0 | 0
PseudoUnit | 0 | 0 | 0 | 0 | 0 | 0
FixedInterchange | 0 | 0 | 0 | 0 | 0 | 0
Levelized Capital Costs by Reporting Type: All
ReportingType | 2015 | 2020 | 2025 | 2030 | 2035 | 2040
BM | 367.24 | 367.24 | 367.24 | 367.24 | 367.24 | 309.52
CC | 4075.82 | 5687.43 | 6217.11 | 8271.96 | 11415.97 | 11010.51
CSP | 0 | 0 | 0 | 0 | 0 | 0
CT | 546.4 | 1128.17 | 1181.73 | 2042.25 | 2827.04 | 3440.6
Coal | 3114.71 | 3114.71 | 3114.71 | 3784.74 | 6449.25 | 9797.2
Geo | 18.81 | 283.37 | 800.05 | 793.22 | 781.24 | 516.67
H | 0 | 0 | 0 | 0 | 0 | 0
LFG | 24.02 | 256.09 | 483.32 | 556.8 | 538.13 | 306.05
Nuc | 684.91 | 3259.17 | 3259.17 | 3259.17 | 3259.17 | 3259.17
PS | 0 | 0 | 0 | 0 | 0 | 0
PV | 414.41 | 937.99 | 1176.05 | 1230.68 | 841.11 | 343.23
PeakG | 0 | 0 | 0 | 0 | 0 | 0
PeakO | 0 | 0 | 0 | 0 | 0 | 0
ST | 207.46 | 392.62 | 453.78 | 430.23 | 267 | 81.84
STOG | 0 | 0 | 0 | 0 | 0 | 0
STWD | 0 | 0 | 0 | 0 | 0 | 0
WT | 3726.36 | 11595.87 | 20802.09 | 24348.52 | 29653.72 | 28849.05
IGCC | 215.26 | 215.26 | 215.26 | 215.26 | 215.26 | 215.26
DemandResponse | 0 | 0 | 0 | 0 | 0 | 0
IGCC-CCS | 0 | 0 | 0 | 0 | 0 | 0
WT_off | 179.14 | 497.71 | 1208.02 | 1285.76 | 1186.67 | 948.61
PseudoUnit | 0 | 0 | 0 | 0 | 0 | 0
FixedInterchange | 0 | 0 | 0 | 0 | 0 | 0
Levelized Capital Costs by Reporting Type: EI_US
ReportingType | 2015 | 2020 | 2025 | 2030 | 2035 | 2040
BM | 220.48 | 220.48 | 220.48 | 220.48 | 220.48 | 162.77
CC | 3326.45 | 4430.43 | 4803.25 | 6432.48 | 8996.63 | 8641.89
CSP | 0 | 0 | 0 | 0 | 0 | 0
CT | 351.51 | 920.07 | 970.38 | 1467.61 | 2153.92 | 2169.62
Coal | 2318.08 | 2318.08 | 2318.08 | 2988.1 | 5652.62 | 9000.56
Geo | 0 | 0 | 0 | 0 | 0 | 0
H | 0 | 0 | 0 | 0 | 0 | 0
LFG | 16.5 | 107.93 | 272.65 | 343.24 | 331.95 | 240.52
Nuc | 684.91 | 3259.17 | 3259.17 | 3259.17 | 3259.17 | 3259.17
PS | 0 | 0 | 0 | 0 | 0 | 0
PV | 19.04 | 542.62 | 780.68 | 835.3 | 841.11 | 343.23
PeakG | 0 | 0 | 0 | 0 | 0 | 0
PeakO | 0 | 0 | 0 | 0 | 0 | 0
ST | 0 | 0 | 0 | 0 | 0 | 0
STOG | 0 | 0 | 0 | 0 | 0 | 0
STWD | 0 | 0 | 0 | 0 | 0 | 0
WT | 2757.3 | 7878.04 | 11365.69 | 11887.06 | 12976.1 | 10101.09
IGCC | 215.26 | 215.26 | 215.26 | 215.26 | 215.26 | 215.26
DemandResponse | 0 | 0 | 0 | 0 | 0 | 0
IGCC-CCS | 0 | 0 | 0 | 0 | 0 | 0
WT_off | 179.14 | 497.71 | 1208.02 | 1285.76 | 1186.67 | 948.61
PseudoUnit | 0 | 0 | 0 | 0 | 0 | 0
FixedInterchange | 0 | 0 | 0 | 0 | 0 | 0
Levelized Capital Costs by Reporting Type: EI_Canada
ReportingType | 2015 | 2020 | 2025 | 2030 | 2035 | 2040
BM | 98.25 | 98.25 | 98.25 | 98.25 | 98.25 | 98.25
CC | 238.82 | 293.95 | 308.17 | 335.14 | 354.37 | 331.09
CSP | 0 | 0 | 0 | 0 | 0 | 0
CT | 41.8 | 41.8 | 45.05 | 57.47 | 101.81 | 233.85
Coal | 0 | 0 | 0 | 0 | 0 | 0
Geo | 0 | 0 | 0 | 0 | 0 | 0
H | 0 | 0 | 0 | 0 | 0 | 0
LFG | 3.47 | 3.47 | 3.47 | 3.59 | 0.12 | 0.12
Nuc | 0 | 0 | 0 | 0 | 0 | 0
PS | 0 | 0 | 0 | 0 | 0 | 0
PV | 365.22 | 365.22 | 365.22 | 365.22 | 0 | 0
PeakG | 0 | 0 | 0 | 0 | 0 | 0
PeakO | 0 | 0 | 0 | 0 | 0 | 0
ST | 0 | 0 | 0 | 0 | 0 | 0
STOG | 0 | 0 | 0 | 0 | 0 | 0
STWD | 0 | 0 | 0 | 0 | 0 | 0
WT | 506.8 | 506.8 | 506.8 | 506.8 | 0 | 0
IGCC | 0 | 0 | 0 | 0 | 0 | 0
DemandResponse | 0 | 0 | 0 | 0 | 0 | 0
IGCC-CCS | 0 | 0 | 0 | 0 | 0 | 0
WT_off | 0 | 0 | 0 | 0 | 0 | 0
PseudoUnit | 0 | 0 | 0 | 0 | 0 | 0
FixedInterchange | 0 | 0 | 0 | 0 | 0 | 0
Levelized Capital Costs by Reporting Type: EI
ReportingType | 2015 | 2020 | 2025 | 2030 | 2035 | 2040
BM | 318.74 | 318.74 | 318.74 | 318.74 | 318.74 | 261.02
CC | 3565.26 | 4724.38 | 5111.42 | 6767.63 | 9351.01 | 8972.98
CSP | 0 | 0 | 0 | 0 | 0 | 0
CT | 393.31 | 961.87 | 1015.43 | 1525.08 | 2255.73 | 2403.47
Coal | 2318.08 | 2318.08 | 2318.08 | 2988.1 | 5652.62 | 9000.56
Geo | 0 | 0 | 0 | 0 | 0 | 0
H | 0 | 0 | 0 | 0 | 0 | 0
LFG | 19.97 | 111.4 | 276.12 | 346.82 | 332.07 | 240.64
Nuc | 684.91 | 3259.17 | 3259.17 | 3259.17 | 3259.17 | 3259.17
PS | 0 | 0 | 0 | 0 | 0 | 0
PV | 384.26 | 907.84 | 1145.9 | 1200.53 | 841.11 | 343.23
PeakG | 0 | 0 | 0 | 0 | 0 | 0
PeakO | 0 | 0 | 0 | 0 | 0 | 0
ST | 0 | 0 | 0 | 0 | 0 | 0
STOG | 0 | 0 | 0 | 0 | 0 | 0
STWD | 0 | 0 | 0 | 0 | 0 | 0
WT | 3264.1 | 8384.83 | 11872.49 | 12393.86 | 12976.1 | 10101.09
IGCC | 215.26 | 215.26 | 215.26 | 215.26 | 215.26 | 215.26
DemandResponse | 0 | 0 | 0 | 0 | 0 | 0
IGCC-CCS | 0 | 0 | 0 | 0 | 0 | 0
WT_off | 179.14 | 497.71 | 1208.02 | 1285.76 | 1186.67 | 948.61
PseudoUnit | 0 | 0 | 0 | 0 | 0 | 0
FixedInterchange | 0 | 0 | 0 | 0 | 0 | 0
Levelized Capital Costs by Reporting Type: Outside_EI
ReportingType | 2015 | 2020 | 2025 | 2030 | 2035 | 2040
BM | 48.5 | 48.5 | 48.5 | 48.5 | 48.5 | 48.5
CC | 510.55 | 963.05 | 1105.7 | 1504.34 | 2064.96 | 2037.53
CSP | 0 | 0 | 0 | 0 | 0 | 0
CT | 153.09 | 166.3 | 166.3 | 517.17 | 571.31 | 1037.14
Coal | 796.63 | 796.63 | 796.63 | 796.63 | 796.63 | 796.63
Geo | 18.81 | 283.37 | 800.05 | 793.22 | 781.24 | 516.67
H | 0 | 0 | 0 | 0 | 0 | 0
LFG | 4.05 | 144.69 | 207.2 | 209.98 | 206.06 | 65.42
Nuc | 0 | 0 | 0 | 0 | 0 | 0
PS | 0 | 0 | 0 | 0 | 0 | 0
PV | 30.15 | 30.15 | 30.15 | 30.15 | 0 | 0
PeakG | 0 | 0 | 0 | 0 | 0 | 0
PeakO | 0 | 0 | 0 | 0 | 0 | 0
ST | 207.46 | 392.62 | 453.78 | 430.23 | 267 | 81.84
STOG | 0 | 0 | 0 | 0 | 0 | 0
STWD | 0 | 0 | 0 | 0 | 0 | 0
WT | 462.26 | 3211.04 | 8929.6 | 11954.66 | 16677.63 | 18747.97
IGCC | 0 | 0 | 0 | 0 | 0 | 0
DemandResponse | 0 | 0 | 0 | 0 | 0 | 0
IGCC-CCS | 0 | 0 | 0 | 0 | 0 | 0
WT_off | 0 | 0 | 0 | 0 | 0 | 0
PseudoUnit | 0 | 0 | 0 | 0 | 0 | 0
FixedInterchange | 0 | 0 | 0 | 0 | 0 | 0
#13 | 0.26: Levelized Retrofit Capital Costs ($million)
Levelized Retrofit Capital Costs by Reporting Type: Entergy
ReportingType | 2015 | 2020 | 2025 | 2030 | 2035 | 2040
BM | 0 | 0 | 0 | 0 | 0 | 0
CC | 0 | 0 | 0 | 0 | 0 | 0
CSP | 0 | 0 | 0 | 0 | 0 | 0
CT | 0 | 0 | 0 | 0 | 0 | 0
Coal | 0 | 353.26 | 353.26 | 0 | 0 | 0
Geo | 0 | 0 | 0 | 0 | 0 | 0
H | 0 | 0 | 0 | 0 | 0 | 0
LFG | 0 | 0 | 0 | 0 | 0 | 0
Nuc | 0 | 0 | 0 | 0 | 0 | 0
PS | 0 | 0 | 0 | 0 | 0 | 0
PV | 0 | 0 | 0 | 0 | 0 | 0
PeakG | 0 | 0 | 0 | 0 | 0 | 0
PeakO | 0 | 0 | 0 | 0 | 0 | 0
ST | 0 | 0 | 0 | 0 | 0 | 0
STOG | 0 | 0 | 0 | 0 | 0 | 0
STWD | 0 | 0 | 0 | 0 | 0 | 0
WT | 0 | 0 | 0 | 0 | 0 | 0
IGCC | 0 | 0 | 0 | 0 | 0 | 0
DemandResponse | 0 | 0 | 0 | 0 | 0 | 0
IGCC-CCS | 0 | 0 | 0 | 0 | 0 | 0
WT_off | 0 | 0 | 0 | 0 | 0 | 0
PseudoUnit | 0 | 0 | 0 | 0 | 0 | 0
FixedInterchange | 0 | 0 | 0 | 0 | 0 | 0
Levelized Retrofit Capital Costs by Reporting Type: FRCC
ReportingType | 2015 | 2020 | 2025 | 2030 | 2035 | 2040
BM | 0 | 0 | 0 | 0 | 0 | 0
CC | 0 | 0 | 0 | 0 | 0 | 0
CSP | 0 | 0 | 0 | 0 | 0 | 0
CT | 0 | 0 | 0 | 0 | 0 | 0
Coal | 73.1 | 90.37 | 90.37 | 0 | 0 | 0
Geo | 0 | 0 | 0 | 0 | 0 | 0
H | 0 | 0 | 0 | 0 | 0 | 0
LFG | 0 | 0 | 0 | 0 | 0 | 0
Nuc | 0 | 0 | 0 | 0 | 0 | 0
PS | 0 | 0 | 0 | 0 | 0 | 0
PV | 0 | 0 | 0 | 0 | 0 | 0
PeakG | 0 | 0 | 0 | 0 | 0 | 0
PeakO | 0 | 0 | 0 | 0 | 0 | 0
ST | 0 | 0 | 0 | 0 | 0 | 0
STOG | 0 | 0 | 0 | 0 | 0 | 0
STWD | 0 | 0 | 0 | 0 | 0 | 0
WT | 0 | 0 | 0 | 0 | 0 | 0
IGCC | 0 | 0 | 0 | 0 | 0 | 0
DemandResponse | 0 | 0 | 0 | 0 | 0 | 0
IGCC-CCS | 0 | 0 | 0 | 0 | 0 | 0
WT_off | 0 | 0 | 0 | 0 | 0 | 0
PseudoUnit | 0 | 0 | 0 | 0 | 0 | 0
FixedInterchange | 0 | 0 | 0 | 0 | 0 | 0
Levelized Retrofit Capital Costs by Reporting Type: MAPP_US
ReportingType | 2015 | 2020 | 2025 | 2030 | 2035 | 2040
BM | 0 | 0 | 0 | 0 | 0 | 0
CC | 0 | 0 | 0 | 0 | 0 | 0
CSP | 0 | 0 | 0 | 0 | 0 | 0
CT | 0 | 0 | 0 | 0 | 0 | 0
Coal | 22.36 | 51.37 | 29 | 0 | 0 | 0
Geo | 0 | 0 | 0 | 0 | 0 | 0
H | 0 | 0 | 0 | 0 | 0 | 0
LFG | 0 | 0 | 0 | 0 | 0 | 0
Nuc | 0 | 0 | 0 | 0 | 0 | 0
PS | 0 | 0 | 0 | 0 | 0 | 0
PV | 0 | 0 | 0 | 0 | 0 | 0
PeakG | 0 | 0 | 0 | 0 | 0 | 0
PeakO | 0 | 0 | 0 | 0 | 0 | 0
ST | 0 | 0 | 0 | 0 | 0 | 0
STOG | 0 | 0 | 0 | 0 | 0 | 0
STWD | 0 | 0 | 0 | 0 | 0 | 0
WT | 0 | 0 | 0 | 0 | 0 | 0
IGCC | 0 | 0 | 0 | 0 | 0 | 0
DemandResponse | 0 | 0 | 0 | 0 | 0 | 0
IGCC-CCS | 0 | 0 | 0 | 0 | 0 | 0
WT_off | 0 | 0 | 0 | 0 | 0 | 0
PseudoUnit | 0 | 0 | 0 | 0 | 0 | 0
FixedInterchange | 0 | 0 | 0 | 0 | 0 | 0
Levelized Retrofit Capital Costs by Reporting Type: MISO_IN
ReportingType | 2015 | 2020 | 2025 | 2030 | 2035 | 2040
BM | 0 | 0 | 0 | 0 | 0 | 0
CC | 0 | 0 | 0 | 0 | 0 | 0
CSP | 0 | 0 | 0 | 0 | 0 | 0
CT | 0 | 0 | 0 | 0 | 0 | 0
Coal | 0 | 233.31 | 233.31 | 0 | 0 | 0
Geo | 0 | 0 | 0 | 0 | 0 | 0
H | 0 | 0 | 0 | 0 | 0 | 0
LFG | 0 | 0 | 0 | 0 | 0 | 0
Nuc | 0 | 0 | 0 | 0 | 0 | 0
PS | 0 | 0 | 0 | 0 | 0 | 0
PV | 0 | 0 | 0 | 0 | 0 | 0
PeakG | 0 | 0 | 0 | 0 | 0 | 0
PeakO | 0 | 0 | 0 | 0 | 0 | 0
ST | 0 | 0 | 0 | 0 | 0 | 0
STOG | 0 | 0 | 0 | 0 | 0 | 0
STWD | 0 | 0 | 0 | 0 | 0 | 0
WT | 0 | 0 | 0 | 0 | 0 | 0
IGCC | 0 | 0 | 0 | 0 | 0 | 0
DemandResponse | 0 | 0 | 0 | 0 | 0 | 0
IGCC-CCS | 0 | 0 | 0 | 0 | 0 | 0
WT_off | 0 | 0 | 0 | 0 | 0 | 0
PseudoUnit | 0 | 0 | 0 | 0 | 0 | 0
FixedInterchange | 0 | 0 | 0 | 0 | 0 | 0
Levelized Retrofit Capital Costs by Reporting Type: MISO_MI
ReportingType | 2015 | 2020 | 2025 | 2030 | 2035 | 2040
BM | 0 | 0 | 0 | 0 | 0 | 0
CC | 0 | 0 | 0 | 0 | 0 | 0
CSP | 0 | 0 | 0 | 0 | 0 | 0
CT | 0 | 0 | 0 | 0 | 0 | 0
Coal | 15.14 | 364.46 | 349.32 | 0 | 0 | 0
Geo | 0 | 0 | 0 | 0 | 0 | 0
H | 0 | 0 | 0 | 0 | 0 | 0
LFG | 0 | 0 | 0 | 0 | 0 | 0
Nuc | 0 | 0 | 0 | 0 | 0 | 0
PS | 0 | 0 | 0 | 0 | 0 | 0
PV | 0 | 0 | 0 | 0 | 0 | 0
PeakG | 0 | 0 | 0 | 0 | 0 | 0
PeakO | 0 | 0 | 0 | 0 | 0 | 0
ST | 0 | 0 | 0 | 0 | 0 | 0
STOG | 0 | 0 | 0 | 0 | 0 | 0
STWD | 0 | 0 | 0 | 0 | 0 | 0
WT | 0 | 0 | 0 | 0 | 0 | 0
IGCC | 0 | 0 | 0 | 0 | 0 | 0
DemandResponse | 0 | 0 | 0 | 0 | 0 | 0
IGCC-CCS | 0 | 0 | 0 | 0 | 0 | 0
WT_off | 0 | 0 | 0 | 0 | 0 | 0
PseudoUnit | 0 | 0 | 0 | 0 | 0 | 0
FixedInterchange | 0 | 0 | 0 | 0 | 0 | 0
Levelized Retrofit Capital Costs by Reporting Type: MISO_MO-IL
ReportingType | 2015 | 2020 | 2025 | 2030 | 2035 | 2040
BM | 0 | 0 | 0 | 0 | 0 | 0
CC | 0 | 0 | 0 | 0 | 0 | 0
CSP | 0 | 0 | 0 | 0 | 0 | 0
CT | 0 | 0 | 0 | 0 | 0 | 0
Coal | 9.29 | 383.74 | 383.74 | 0 | 0 | 0
Geo | 0 | 0 | 0 | 0 | 0 | 0
H | 0 | 0 | 0 | 0 | 0 | 0
LFG | 0 | 0 | 0 | 0 | 0 | 0
Nuc | 0 | 0 | 0 | 0 | 0 | 0
PS | 0 | 0 | 0 | 0 | 0 | 0
PV | 0 | 0 | 0 | 0 | 0 | 0
PeakG | 0 | 0 | 0 | 0 | 0 | 0
PeakO | 0 | 0 | 0 | 0 | 0 | 0
ST | 0 | 0 | 0 | 0 | 0 | 0
STOG | 0 | 0 | 0 | 0 | 0 | 0
STWD | 0 | 0 | 0 | 0 | 0 | 0
WT | 0 | 0 | 0 | 0 | 0 | 0
IGCC | 0 | 0 | 0 | 0 | 0 | 0
DemandResponse | 0 | 0 | 0 | 0 | 0 | 0
IGCC-CCS | 0 | 0 | 0 | 0 | 0 | 0
WT_off | 0 | 0 | 0 | 0 | 0 | 0
PseudoUnit | 0 | 0 | 0 | 0 | 0 | 0
FixedInterchange | 0 | 0 | 0 | 0 | 0 | 0
Levelized Retrofit Capital Costs by Reporting Type: MISO_W
ReportingType | 2015 | 2020 | 2025 | 2030 | 2035 | 2040
BM | 0 | 0 | 0 | 0 | 0 | 0
CC | 0 | 0 | 0 | 0 | 0 | 0
CSP | 0 | 0 | 0 | 0 | 0 | 0
CT | 0 | 0 | 0 | 0 | 0 | 0
Coal | 26.68 | 279.54 | 279.54 | 0 | 0 | 0
Geo | 0 | 0 | 0 | 0 | 0 | 0
H | 0 | 0 | 0 | 0 | 0 | 0
LFG | 0 | 0 | 0 | 0 | 0 | 0
Nuc | 0 | 0 | 0 | 0 | 0 | 0
PS | 0 | 0 | 0 | 0 | 0 | 0
PV | 0 | 0 | 0 | 0 | 0 | 0
PeakG | 0 | 0 | 0 | 0 | 0 | 0
PeakO | 0 | 0 | 0 | 0 | 0 | 0
ST | 0 | 0 | 0 | 0 | 0 | 0
STOG | 0 | 0 | 0 | 0 | 0 | 0
STWD | 0 | 0 | 0 | 0 | 0 | 0
WT | 0 | 0 | 0 | 0 | 0 | 0
IGCC | 0 | 0 | 0 | 0 | 0 | 0
DemandResponse | 0 | 0 | 0 | 0 | 0 | 0
IGCC-CCS | 0 | 0 | 0 | 0 | 0 | 0
WT_off | 0 | 0 | 0 | 0 | 0 | 0
PseudoUnit | 0 | 0 | 0 | 0 | 0 | 0
FixedInterchange | 0 | 0 | 0 | 0 | 0 | 0
Levelized Retrofit Capital Costs by Reporting Type: MISO_WUMS
ReportingType | 2015 | 2020 | 2025 | 2030 | 2035 | 2040
BM | 0 | 0 | 0 | 0 | 0 | 0
CC | 0 | 0 | 0 | 0 | 0 | 0
CSP | 0 | 0 | 0 | 0 | 0 | 0
CT | 0 | 0 | 0 | 0 | 0 | 0
Coal | 197.26 | 243.12 | 69.85 | 0 | 0 | 0
Geo | 0 | 0 | 0 | 0 | 0 | 0
H | 0 | 0 | 0 | 0 | 0 | 0
LFG | 0 | 0 | 0 | 0 | 0 | 0
Nuc | 0 | 0 | 0 | 0 | 0 | 0
PS | 0 | 0 | 0 | 0 | 0 | 0
PV | 0 | 0 | 0 | 0 | 0 | 0
PeakG | 0 | 0 | 0 | 0 | 0 | 0
PeakO | 0 | 0 | 0 | 0 | 0 | 0
ST | 0 | 0 | 0 | 0 | 0 | 0
STOG | 0 | 0 | 0 | 0 | 0 | 0
STWD | 0 | 0 | 0 | 0 | 0 | 0
WT | 0 | 0 | 0 | 0 | 0 | 0
IGCC | 0 | 0 | 0 | 0 | 0 | 0
DemandResponse | 0 | 0 | 0 | 0 | 0 | 0
IGCC-CCS | 0 | 0 | 0 | 0 | 0 | 0
WT_off | 0 | 0 | 0 | 0 | 0 | 0
PseudoUnit | 0 | 0 | 0 | 0 | 0 | 0
FixedInterchange | 0 | 0 | 0 | 0 | 0 | 0
Levelized Retrofit Capital Costs by Reporting Type: Nebraska
ReportingType | 2015 | 2020 | 2025 | 2030 | 2035 | 2040
BM | 0 | 0 | 0 | 0 | 0 | 0
CC | 0 | 0 | 0 | 0 | 0 | 0
CSP | 0 | 0 | 0 | 0 | 0 | 0
CT | 0 | 0 | 0 | 0 | 0 | 0
Coal | 0 | 187.72 | 187.72 | 0 | 0 | 0
Geo | 0 | 0 | 0 | 0 | 0 | 0
H | 0 | 0 | 0 | 0 | 0 | 0
LFG | 0 | 0 | 0 | 0 | 0 | 0
Nuc | 0 | 0 | 0 | 0 | 0 | 0
PS | 0 | 0 | 0 | 0 | 0 | 0
PV | 0 | 0 | 0 | 0 | 0 | 0
PeakG | 0 | 0 | 0 | 0 | 0 | 0
PeakO | 0 | 0 | 0 | 0 | 0 | 0
ST | 0 | 0 | 0 | 0 | 0 | 0
STOG | 0 | 0 | 0 | 0 | 0 | 0
STWD | 0 | 0 | 0 | 0 | 0 | 0
WT | 0 | 0 | 0 | 0 | 0 | 0
IGCC | 0 | 0 | 0 | 0 | 0 | 0
DemandResponse | 0 | 0 | 0 | 0 | 0 | 0
IGCC-CCS | 0 | 0 | 0 | 0 | 0 | 0
WT_off | 0 | 0 | 0 | 0 | 0 | 0
PseudoUnit | 0 | 0 | 0 | 0 | 0 | 0
FixedInterchange | 0 | 0 | 0 | 0 | 0 | 0
Levelized Retrofit Capital Costs by Reporting Type: NEISO
ReportingType | 2015 | 2020 | 2025 | 2030 | 2035 | 2040
BM | 0 | 0 | 0 | 0 | 0 | 0
CC | 0 | 0 | 0 | 0 | 0 | 0
CSP | 0 | 0 | 0 | 0 | 0 | 0
CT | 0 | 0 | 0 | 0 | 0 | 0
Coal | 29.15 | 29.15 | 0 | 0 | 0 | 0
Geo | 0 | 0 | 0 | 0 | 0 | 0
H | 0 | 0 | 0 | 0 | 0 | 0
LFG | 0 | 0 | 0 | 0 | 0 | 0
Nuc | 0 | 0 | 0 | 0 | 0 | 0
PS | 0 | 0 | 0 | 0 | 0 | 0
PV | 0 | 0 | 0 | 0 | 0 | 0
PeakG | 0 | 0 | 0 | 0 | 0 | 0
PeakO | 0 | 0 | 0 | 0 | 0 | 0
ST | 0 | 0 | 0 | 0 | 0 | 0
STOG | 0 | 0 | 0 | 0 | 0 | 0
STWD | 0 | 0 | 0 | 0 | 0 | 0
WT | 0 | 0 | 0 | 0 | 0 | 0
IGCC | 0 | 0 | 0 | 0 | 0 | 0
DemandResponse | 0 | 0 | 0 | 0 | 0 | 0
IGCC-CCS | 0 | 0 | 0 | 0 | 0 | 0
WT_off | 0 | 0 | 0 | 0 | 0 | 0
PseudoUnit | 0 | 0 | 0 | 0 | 0 | 0
FixedInterchange | 0 | 0 | 0 | 0 | 0 | 0
Levelized Retrofit Capital Costs by Reporting Type: NonRTO_Midwest
ReportingType | 2015 | 2020 | 2025 | 2030 | 2035 | 2040
BM | 0 | 0 | 0 | 0 | 0 | 0
CC | 0 | 0 | 0 | 0 | 0 | 0
CSP | 0 | 0 | 0 | 0 | 0 | 0
CT | 0 | 0 | 0 | 0 | 0 | 0
Coal | 165.72 | 276.01 | 137.99 | 0 | 0 | 0
Geo | 0 | 0 | 0 | 0 | 0 | 0
H | 0 | 0 | 0 | 0 | 0 | 0
LFG | 0 | 0 | 0 | 0 | 0 | 0
Nuc | 0 | 0 | 0 | 0 | 0 | 0
PS | 0 | 0 | 0 | 0 | 0 | 0
PV | 0 | 0 | 0 | 0 | 0 | 0
PeakG | 0 | 0 | 0 | 0 | 0 | 0
PeakO | 0 | 0 | 0 | 0 | 0 | 0
ST | 0 | 0 | 0 | 0 | 0 | 0
STOG | 0 | 0 | 0 | 0 | 0 | 0
STWD | 0 | 0 | 0 | 0 | 0 | 0
WT | 0 | 0 | 0 | 0 | 0 | 0
IGCC | 0 | 0 | 0 | 0 | 0 | 0
DemandResponse | 0 | 0 | 0 | 0 | 0 | 0
IGCC-CCS | 0 | 0 | 0 | 0 | 0 | 0
WT_off | 0 | 0 | 0 | 0 | 0 | 0
PseudoUnit | 0 | 0 | 0 | 0 | 0 | 0
FixedInterchange | 0 | 0 | 0 | 0 | 0 | 0
Levelized Retrofit Capital Costs by Reporting Type: NYISO_A-F
ReportingType | 2015 | 2020 | 2025 | 2030 | 2035 | 2040
BM | 0 | 0 | 0 | 0 | 0 | 0
CC | 0 | 0 | 0 | 0 | 0 | 0
CSP | 0 | 0 | 0 | 0 | 0 | 0
CT | 0 | 0 | 0 | 0 | 0 | 0
Coal | 0 | 0 | 0 | 0 | 0 | 0
Geo | 0 | 0 | 0 | 0 | 0 | 0
H | 0 | 0 | 0 | 0 | 0 | 0
LFG | 0 | 0 | 0 | 0 | 0 | 0
Nuc | 0 | 0 | 0 | 0 | 0 | 0
PS | 0 | 0 | 0 | 0 | 0 | 0
PV | 0 | 0 | 0 | 0 | 0 | 0
PeakG | 0 | 0 | 0 | 0 | 0 | 0
PeakO | 0 | 0 | 0 | 0 | 0 | 0
ST | 0 | 0 | 0 | 0 | 0 | 0
STOG | 0 | 0 | 0 | 0 | 0 | 0
STWD | 0 | 0 | 0 | 0 | 0 | 0
WT | 0 | 0 | 0 | 0 | 0 | 0
IGCC | 0 | 0 | 0 | 0 | 0 | 0
DemandResponse | 0 | 0 | 0 | 0 | 0 | 0
IGCC-CCS | 0 | 0 | 0 | 0 | 0 | 0
WT_off | 0 | 0 | 0 | 0 | 0 | 0
PseudoUnit | 0 | 0 | 0 | 0 | 0 | 0
FixedInterchange | 0 | 0 | 0 | 0 | 0 | 0
Levelized Retrofit Capital Costs by Reporting Type: NYISO_G-I
ReportingType | 2015 | 2020 | 2025 | 2030 | 2035 | 2040
BM | 0 | 0 | 0 | 0 | 0 | 0
CC | 0 | 0 | 0 | 0 | 0 | 0
CSP | 0 | 0 | 0 | 0 | 0 | 0
CT | 0 | 0 | 0 | 0 | 0 | 0
Coal | 0 | 0 | 0 | 0 | 0 | 0
Geo | 0 | 0 | 0 | 0 | 0 | 0
H | 0 | 0 | 0 | 0 | 0 | 0
LFG | 0 | 0 | 0 | 0 | 0 | 0
Nuc | 0 | 0 | 0 | 0 | 0 | 0
PS | 0 | 0 | 0 | 0 | 0 | 0
PV | 0 | 0 | 0 | 0 | 0 | 0
PeakG | 0 | 0 | 0 | 0 | 0 | 0
PeakO | 0 | 0 | 0 | 0 | 0 | 0
ST | 0 | 0 | 0 | 0 | 0 | 0
STOG | 0 | 0 | 0 | 0 | 0 | 0
STWD | 0 | 0 | 0 | 0 | 0 | 0
WT | 0 | 0 | 0 | 0 | 0 | 0
IGCC | 0 | 0 | 0 | 0 | 0 | 0
DemandResponse | 0 | 0 | 0 | 0 | 0 | 0
IGCC-CCS | 0 | 0 | 0 | 0 | 0 | 0
WT_off | 0 | 0 | 0 | 0 | 0 | 0
PseudoUnit | 0 | 0 | 0 | 0 | 0 | 0
FixedInterchange | 0 | 0 | 0 | 0 | 0 | 0
Levelized Retrofit Capital Costs by Reporting Type: NYISO_J-K
ReportingType | 2015 | 2020 | 2025 | 2030 | 2035 | 2040
BM | 0 | 0 | 0 | 0 | 0 | 0
CC | 0 | 0 | 0 | 0 | 0 | 0
CSP | 0 | 0 | 0 | 0 | 0 | 0
CT | 0 | 0 | 0 | 0 | 0 | 0
Coal | 0 | 0 | 0 | 0 | 0 | 0
Geo | 0 | 0 | 0 | 0 | 0 | 0
H | 0 | 0 | 0 | 0 | 0 | 0
LFG | 0 | 0 | 0 | 0 | 0 | 0
Nuc | 0 | 0 | 0 | 0 | 0 | 0
PS | 0 | 0 | 0 | 0 | 0 | 0
PV | 0 | 0 | 0 | 0 | 0 | 0
PeakG | 0 | 0 | 0 | 0 | 0 | 0
PeakO | 0 | 0 | 0 | 0 | 0 | 0
ST | 0 | 0 | 0 | 0 | 0 | 0
STOG | 0 | 0 | 0 | 0 | 0 | 0
STWD | 0 | 0 | 0 | 0 | 0 | 0
WT | 0 | 0 | 0 | 0 | 0 | 0
IGCC | 0 | 0 | 0 | 0 | 0 | 0
DemandResponse | 0 | 0 | 0 | 0 | 0 | 0
IGCC-CCS | 0 | 0 | 0 | 0 | 0 | 0
WT_off | 0 | 0 | 0 | 0 | 0 | 0
PseudoUnit | 0 | 0 | 0 | 0 | 0 | 0
FixedInterchange | 0 | 0 | 0 | 0 | 0 | 0
Levelized Retrofit Capital Costs by Reporting Type: PJM_E
ReportingType | 2015 | 2020 | 2025 | 2030 | 2035 | 2040
BM | 0 | 0 | 0 | 0 | 0 | 0
CC | 0 | 0 | 0 | 0 | 0 | 0
CSP | 0 | 0 | 0 | 0 | 0 | 0
CT | 0 | 0 | 0 | 0 | 0 | 0
Coal | 22.45 | 22.45 | 0 | 0 | 0 | 0
Geo | 0 | 0 | 0 | 0 | 0 | 0
H | 0 | 0 | 0 | 0 | 0 | 0
LFG | 0 | 0 | 0 | 0 | 0 | 0
Nuc | 0 | 0 | 0 | 0 | 0 | 0
PS | 0 | 0 | 0 | 0 | 0 | 0
PV | 0 | 0 | 0 | 0 | 0 | 0
PeakG | 0 | 0 | 0 | 0 | 0 | 0
PeakO | 0 | 0 | 0 | 0 | 0 | 0
ST | 0 | 0 | 0 | 0 | 0 | 0
STOG | 0 | 0 | 0 | 0 | 0 | 0
STWD | 0 | 0 | 0 | 0 | 0 | 0
WT | 0 | 0 | 0 | 0 | 0 | 0
IGCC | 0 | 0 | 0 | 0 | 0 | 0
DemandResponse | 0 | 0 | 0 | 0 | 0 | 0
IGCC-CCS | 0 | 0 | 0 | 0 | 0 | 0
WT_off | 0 | 0 | 0 | 0 | 0 | 0
PseudoUnit | 0 | 0 | 0 | 0 | 0 | 0
FixedInterchange | 0 | 0 | 0 | 0 | 0 | 0
Levelized Retrofit Capital Costs by Reporting Type: PJM_ROM
ReportingType | 2015 | 2020 | 2025 | 2030 | 2035 | 2040
BM | 0 | 0 | 0 | 0 | 0 | 0
CC | 0 | 0 | 0 | 0 | 0 | 0
CSP | 0 | 0 | 0 | 0 | 0 | 0
CT | 0 | 0 | 0 | 0 | 0 | 0
Coal | 14.63 | 146.45 | 146.45 | 0 | 0 | 0
Geo | 0 | 0 | 0 | 0 | 0 | 0
H | 0 | 0 | 0 | 0 | 0 | 0
LFG | 0 | 0 | 0 | 0 | 0 | 0
Nuc | 0 | 0 | 0 | 0 | 0 | 0
PS | 0 | 0 | 0 | 0 | 0 | 0
PV | 0 | 0 | 0 | 0 | 0 | 0
PeakG | 0 | 0 | 0 | 0 | 0 | 0
PeakO | 0 | 0 | 0 | 0 | 0 | 0
ST | 0 | 0 | 0 | 0 | 0 | 0
STOG | 0 | 0 | 0 | 0 | 0 | 0
STWD | 0 | 0 | 0 | 0 | 0 | 0
WT | 0 | 0 | 0 | 0 | 0 | 0
IGCC | 0 | 0 | 0 | 0 | 0 | 0
DemandResponse | 0 | 0 | 0 | 0 | 0 | 0
IGCC-CCS | 0 | 0 | 0 | 0 | 0 | 0
WT_off | 0 | 0 | 0 | 0 | 0 | 0
PseudoUnit | 0 | 0 | 0 | 0 | 0 | 0
FixedInterchange | 0 | 0 | 0 | 0 | 0 | 0
Levelized Retrofit Capital Costs by Reporting Type: PJM_ROR
ReportingType | 2015 | 2020 | 2025 | 2030 | 2035 | 2040
BM | 0 | 0 | 0 | 0 | 0 | 0
CC | 0 | 0 | 0 | 0 | 0 | 0
CSP | 0 | 0 | 0 | 0 | 0 | 0
CT | 0 | 0 | 0 | 0 | 0 | 0
Coal | 47 | 817.77 | 817.77 | 0 | 0 | 0
Geo | 0 | 0 | 0 | 0 | 0 | 0
H | 0 | 0 | 0 | 0 | 0 | 0
LFG | 0 | 0 | 0 | 0 | 0 | 0
Nuc | 0 | 0 | 0 | 0 | 0 | 0
PS | 0 | 0 | 0 | 0 | 0 | 0
PV | 0 | 0 | 0 | 0 | 0 | 0
PeakG | 0 | 0 | 0 | 0 | 0 | 0
PeakO | 0 | 0 | 0 | 0 | 0 | 0
ST | 0 | 0 | 0 | 0 | 0 | 0
STOG | 0 | 0 | 0 | 0 | 0 | 0
STWD | 0 | 0 | 0 | 0 | 0 | 0
WT | 0 | 0 | 0 | 0 | 0 | 0
IGCC | 0 | 0 | 0 | 0 | 0 | 0
DemandResponse | 0 | 0 | 0 | 0 | 0 | 0
IGCC-CCS | 0 | 0 | 0 | 0 | 0 | 0
WT_off | 0 | 0 | 0 | 0 | 0 | 0
PseudoUnit | 0 | 0 | 0 | 0 | 0 | 0
FixedInterchange | 0 | 0 | 0 | 0 | 0 | 0
Levelized Retrofit Capital Costs by Reporting Type: SOCO
ReportingType | 2015 | 2020 | 2025 | 2030 | 2035 | 2040
BM | 0 | 0 | 0 | 0 | 0 | 0
CC | 0 | 0 | 0 | 0 | 0 | 0
CSP | 0 | 0 | 0 | 0 | 0 | 0
CT | 0 | 0 | 0 | 0 | 0 | 0
Coal | 400.35 | 592.32 | 191.97 | 0 | 0 | 0
Geo | 0 | 0 | 0 | 0 | 0 | 0
H | 0 | 0 | 0 | 0 | 0 | 0
LFG | 0 | 0 | 0 | 0 | 0 | 0
Nuc | 0 | 0 | 0 | 0 | 0 | 0
PS | 0 | 0 | 0 | 0 | 0 | 0
PV | 0 | 0 | 0 | 0 | 0 | 0
PeakG | 0 | 0 | 0 | 0 | 0 | 0
PeakO | 0 | 0 | 0 | 0 | 0 | 0
ST | 0 | 0 | 0 | 0 | 0 | 0
STOG | 0 | 0 | 0 | 0 | 0 | 0
STWD | 0 | 0 | 0 | 0 | 0 | 0
WT | 0 | 0 | 0 | 0 | 0 | 0
IGCC | 0 | 0 | 0 | 0 | 0 | 0
DemandResponse | 0 | 0 | 0 | 0 | 0 | 0
IGCC-CCS | 0 | 0 | 0 | 0 | 0 | 0
WT_off | 0 | 0 | 0 | 0 | 0 | 0
PseudoUnit | 0 | 0 | 0 | 0 | 0 | 0
FixedInterchange | 0 | 0 | 0 | 0 | 0 | 0
Levelized Retrofit Capital Costs by Reporting Type: SPP_N
ReportingType | 2015 | 2020 | 2025 | 2030 | 2035 | 2040
BM | 0 | 0 | 0 | 0 | 0 | 0
CC | 0 | 0 | 0 | 0 | 0 | 0
CSP | 0 | 0 | 0 | 0 | 0 | 0
CT | 0 | 0 | 0 | 0 | 0 | 0
Coal | 0 | 164.61 | 164.61 | 0 | 0 | 0
Geo | 0 | 0 | 0 | 0 | 0 | 0
H | 0 | 0 | 0 | 0 | 0 | 0
LFG | 0 | 0 | 0 | 0 | 0 | 0
Nuc | 0 | 0 | 0 | 0 | 0 | 0
PS | 0 | 0 | 0 | 0 | 0 | 0
PV | 0 | 0 | 0 | 0 | 0 | 0
PeakG | 0 | 0 | 0 | 0 | 0 | 0
PeakO | 0 | 0 | 0 | 0 | 0 | 0
ST | 0 | 0 | 0 | 0 | 0 | 0
STOG | 0 | 0 | 0 | 0 | 0 | 0
STWD | 0 | 0 | 0 | 0 | 0 | 0
WT | 0 | 0 | 0 | 0 | 0 | 0
IGCC | 0 | 0 | 0 | 0 | 0 | 0
DemandResponse | 0 | 0 | 0 | 0 | 0 | 0
IGCC-CCS | 0 | 0 | 0 | 0 | 0 | 0
WT_off | 0 | 0 | 0 | 0 | 0 | 0
PseudoUnit | 0 | 0 | 0 | 0 | 0 | 0
FixedInterchange | 0 | 0 | 0 | 0 | 0 | 0
Levelized Retrofit Capital Costs by Reporting Type: SPP_S
ReportingType | 2015 | 2020 | 2025 | 2030 | 2035 | 2040
BM | 0 | 0 | 0 | 0 | 0 | 0
CC | 0 | 0 | 0 | 0 | 0 | 0
CSP | 0 | 0 | 0 | 0 | 0 | 0
CT | 0 | 0 | 0 | 0 | 0 | 0
Coal | 0 | 208.03 | 208.03 | 0 | 0 | 0
Geo | 0 | 0 | 0 | 0 | 0 | 0
H | 0 | 0 | 0 | 0 | 0 | 0
LFG | 0 | 0 | 0 | 0 | 0 | 0
Nuc | 0 | 0 | 0 | 0 | 0 | 0
PS | 0 | 0 | 0 | 0 | 0 | 0
PV | 0 | 0 | 0 | 0 | 0 | 0
PeakG | 0 | 0 | 0 | 0 | 0 | 0
PeakO | 0 | 0 | 0 | 0 | 0 | 0
ST | 0 | 0 | 0 | 0 | 0 | 0
STOG | 0 | 0 | 0 | 0 | 0 | 0
STWD | 0 | 0 | 0 | 0 | 0 | 0
WT | 0 | 0 | 0 | 0 | 0 | 0
IGCC | 0 | 0 | 0 | 0 | 0 | 0
DemandResponse | 0 | 0 | 0 | 0 | 0 | 0
IGCC-CCS | 0 | 0 | 0 | 0 | 0 | 0
WT_off | 0 | 0 | 0 | 0 | 0 | 0
PseudoUnit | 0 | 0 | 0 | 0 | 0 | 0
FixedInterchange | 0 | 0 | 0 | 0 | 0 | 0
Levelized Retrofit Capital Costs by Reporting Type: TVA
ReportingType | 2015 | 2020 | 2025 | 2030 | 2035 | 2040
BM | 0 | 0 | 0 | 0 | 0 | 0
CC | 0 | 0 | 0 | 0 | 0 | 0
CSP | 0 | 0 | 0 | 0 | 0 | 0
CT | 0 | 0 | 0 | 0 | 0 | 0
Coal | 0 | 257.58 | 257.58 | 0 | 0 | 0
Geo | 0 | 0 | 0 | 0 | 0 | 0
H | 0 | 0 | 0 | 0 | 0 | 0
LFG | 0 | 0 | 0 | 0 | 0 | 0
Nuc | 0 | 0 | 0 | 0 | 0 | 0
PS | 0 | 0 | 0 | 0 | 0 | 0
PV | 0 | 0 | 0 | 0 | 0 | 0
PeakG | 0 | 0 | 0 | 0 | 0 | 0
PeakO | 0 | 0 | 0 | 0 | 0 | 0
ST | 0 | 0 | 0 | 0 | 0 | 0
STOG | 0 | 0 | 0 | 0 | 0 | 0
STWD | 0 | 0 | 0 | 0 | 0 | 0
WT | 0 | 0 | 0 | 0 | 0 | 0
IGCC | 0 | 0 | 0 | 0 | 0 | 0
DemandResponse | 0 | 0 | 0 | 0 | 0 | 0
IGCC-CCS | 0 | 0 | 0 | 0 | 0 | 0
WT_off | 0 | 0 | 0 | 0 | 0 | 0
PseudoUnit | 0 | 0 | 0 | 0 | 0 | 0
FixedInterchange | 0 | 0 | 0 | 0 | 0 | 0
Levelized Retrofit Capital Costs by Reporting Type: TVA_Transmission
ReportingType | 2015 | 2020 | 2025 | 2030 | 2035 | 2040
BM | 0 | 0 | 0 | 0 | 0 | 0
CC | 0 | 0 | 0 | 0 | 0 | 0
CSP | 0 | 0 | 0 | 0 | 0 | 0
CT | 0 | 0 | 0 | 0 | 0 | 0
Coal | 0 | 0 | 0 | 0 | 0 | 0
Geo | 0 | 0 | 0 | 0 | 0 | 0
H | 0 | 0 | 0 | 0 | 0 | 0
LFG | 0 | 0 | 0 | 0 | 0 | 0
Nuc | 0 | 0 | 0 | 0 | 0 | 0
PS | 0 | 0 | 0 | 0 | 0 | 0
PV | 0 | 0 | 0 | 0 | 0 | 0
PeakG | 0 | 0 | 0 | 0 | 0 | 0
PeakO | 0 | 0 | 0 | 0 | 0 | 0
ST | 0 | 0 | 0 | 0 | 0 | 0
STOG | 0 | 0 | 0 | 0 | 0 | 0
STWD | 0 | 0 | 0 | 0 | 0 | 0
WT | 0 | 0 | 0 | 0 | 0 | 0
IGCC | 0 | 0 | 0 | 0 | 0 | 0
DemandResponse | 0 | 0 | 0 | 0 | 0 | 0
IGCC-CCS | 0 | 0 | 0 | 0 | 0 | 0
WT_off | 0 | 0 | 0 | 0 | 0 | 0
PseudoUnit | 0 | 0 | 0 | 0 | 0 | 0
FixedInterchange | 0 | 0 | 0 | 0 | 0 | 0
Levelized Retrofit Capital Costs by Reporting Type: VACAR
ReportingType | 2015 | 2020 | 2025 | 2030 | 2035 | 2040
BM | 0 | 0 | 0 | 0 | 0 | 0
CC | 0 | 0 | 0 | 0 | 0 | 0
CSP | 0 | 0 | 0 | 0 | 0 | 0
CT | 0 | 0 | 0 | 0 | 0 | 0
Coal | 0 | 164.53 | 164.53 | 0 | 0 | 0
Geo | 0 | 0 | 0 | 0 | 0 | 0
H | 0 | 0 | 0 | 0 | 0 | 0
LFG | 0 | 0 | 0 | 0 | 0 | 0
Nuc | 0 | 0 | 0 | 0 | 0 | 0
PS | 0 | 0 | 0 | 0 | 0 | 0
PV | 0 | 0 | 0 | 0 | 0 | 0
PeakG | 0 | 0 | 0 | 0 | 0 | 0
PeakO | 0 | 0 | 0 | 0 | 0 | 0
ST | 0 | 0 | 0 | 0 | 0 | 0
STOG | 0 | 0 | 0 | 0 | 0 | 0
STWD | 0 | 0 | 0 | 0 | 0 | 0
WT | 0 | 0 | 0 | 0 | 0 | 0
IGCC | 0 | 0 | 0 | 0 | 0 | 0
DemandResponse | 0 | 0 | 0 | 0 | 0 | 0
IGCC-CCS | 0 | 0 | 0 | 0 | 0 | 0
WT_off | 0 | 0 | 0 | 0 | 0 | 0
PseudoUnit | 0 | 0 | 0 | 0 | 0 | 0
FixedInterchange | 0 | 0 | 0 | 0 | 0 | 0
Levelized Retrofit Capital Costs by Reporting Type: IESO
ReportingType | 2015 | 2020 | 2025 | 2030 | 2035 | 2040
BM | 0 | 0 | 0 | 0 | 0 | 0
CC | 0 | 0 | 0 | 0 | 0 | 0
CSP | 0 | 0 | 0 | 0 | 0 | 0
CT | 0 | 0 | 0 | 0 | 0 | 0
Coal | 0 | 0 | 0 | 0 | 0 | 0
Geo | 0 | 0 | 0 | 0 | 0 | 0
H | 0 | 0 | 0 | 0 | 0 | 0
LFG | 0 | 0 | 0 | 0 | 0 | 0
Nuc | 0 | 0 | 0 | 0 | 0 | 0
PS | 0 | 0 | 0 | 0 | 0 | 0
PV | 0 | 0 | 0 | 0 | 0 | 0
PeakG | 0 | 0 | 0 | 0 | 0 | 0
PeakO | 0 | 0 | 0 | 0 | 0 | 0
ST | 0 | 0 | 0 | 0 | 0 | 0
STOG | 0 | 0 | 0 | 0 | 0 | 0
STWD | 0 | 0 | 0 | 0 | 0 | 0
WT | 0 | 0 | 0 | 0 | 0 | 0
IGCC | 0 | 0 | 0 | 0 | 0 | 0
DemandResponse | 0 | 0 | 0 | 0 | 0 | 0
IGCC-CCS | 0 | 0 | 0 | 0 | 0 | 0
WT_off | 0 | 0 | 0 | 0 | 0 | 0
PseudoUnit | 0 | 0 | 0 | 0 | 0 | 0
FixedInterchange | 0 | 0 | 0 | 0 | 0 | 0
Levelized Retrofit Capital Costs by Reporting Type: MAPP_CA
ReportingType | 2015 | 2020 | 2025 | 2030 | 2035 | 2040
BM | 0 | 0 | 0 | 0 | 0 | 0
CC | 0 | 0 | 0 | 0 | 0 | 0
CSP | 0 | 0 | 0 | 0 | 0 | 0
CT | 0 | 0 | 0 | 0 | 0 | 0
Coal | 0 | 0 | 0 | 0 | 0 | 0
Geo | 0 | 0 | 0 | 0 | 0 | 0
H | 0 | 0 | 0 | 0 | 0 | 0
LFG | 0 | 0 | 0 | 0 | 0 | 0
Nuc | 0 | 0 | 0 | 0 | 0 | 0
PS | 0 | 0 | 0 | 0 | 0 | 0
PV | 0 | 0 | 0 | 0 | 0 | 0
PeakG | 0 | 0 | 0 | 0 | 0 | 0
PeakO | 0 | 0 | 0 | 0 | 0 | 0
ST | 0 | 0 | 0 | 0 | 0 | 0
STOG | 0 | 0 | 0 | 0 | 0 | 0
STWD | 0 | 0 | 0 | 0 | 0 | 0
WT | 0 | 0 | 0 | 0 | 0 | 0
IGCC | 0 | 0 | 0 | 0 | 0 | 0
DemandResponse | 0 | 0 | 0 | 0 | 0 | 0
IGCC-CCS | 0 | 0 | 0 | 0 | 0 | 0
WT_off | 0 | 0 | 0 | 0 | 0 | 0
PseudoUnit | 0 | 0 | 0 | 0 | 0 | 0
FixedInterchange | 0 | 0 | 0 | 0 | 0 | 0
Levelized Retrofit Capital Costs by Reporting Type: AZ_NM_SNV_Coal
ReportingType | 2015 | 2020 | 2025 | 2030 | 2035 | 2040
BM | 0 | 0 | 0 | 0 | 0 | 0
CC | 0 | 0 | 0 | 0 | 0 | 0
CSP | 0 | 0 | 0 | 0 | 0 | 0
CT | 0 | 0 | 0 | 0 | 0 | 0
Coal | 49.67 | 116.39 | 83.46 | 0 | 0 | 0
Geo | 0 | 0 | 0 | 0 | 0 | 0
H | 0 | 0 | 0 | 0 | 0 | 0
LFG | 0 | 0 | 0 | 0 | 0 | 0
Nuc | 0 | 0 | 0 | 0 | 0 | 0
PS | 0 | 0 | 0 | 0 | 0 | 0
PV | 0 | 0 | 0 | 0 | 0 | 0
PeakG | 0 | 0 | 0 | 0 | 0 | 0
PeakO | 0 | 0 | 0 | 0 | 0 | 0
ST | 0 | 0 | 0 | 0 | 0 | 0
STOG | 0 | 0 | 0 | 0 | 0 | 0
STWD | 0 | 0 | 0 | 0 | 0 | 0
WT | 0 | 0 | 0 | 0 | 0 | 0
IGCC | 0 | 0 | 0 | 0 | 0 | 0
DemandResponse | 0 | 0 | 0 | 0 | 0 | 0
IGCC-CCS | 0 | 0 | 0 | 0 | 0 | 0
WT_off | 0 | 0 | 0 | 0 | 0 | 0
PseudoUnit | 0 | 0 | 0 | 0 | 0 | 0
FixedInterchange | 0 | 0 | 0 | 0 | 0 | 0
Levelized Retrofit Capital Costs by Reporting Type: AZ_NM_SNV_Gas
ReportingType | 2015 | 2020 | 2025 | 2030 | 2035 | 2040
BM | 0 | 0 | 0 | 0 | 0 | 0
CC | 0 | 0 | 0 | 0 | 0 | 0
CSP | 0 | 0 | 0 | 0 | 0 | 0
CT | 0 | 0 | 0 | 0 | 0 | 0
Coal | 0 | 0 | 0 | 0 | 0 | 0
Geo | 0 | 0 | 0 | 0 | 0 | 0
H | 0 | 0 | 0 | 0 | 0 | 0
LFG | 0 | 0 | 0 | 0 | 0 | 0
Nuc | 0 | 0 | 0 | 0 | 0 | 0
PS | 0 | 0 | 0 | 0 | 0 | 0
PV | 0 | 0 | 0 | 0 | 0 | 0
PeakG | 0 | 0 | 0 | 0 | 0 | 0
PeakO | 0 | 0 | 0 | 0 | 0 | 0
ST | 0 | 0 | 0 | 0 | 0 | 0
STOG | 0 | 0 | 0 | 0 | 0 | 0
STWD | 0 | 0 | 0 | 0 | 0 | 0
WT | 0 | 0 | 0 | 0 | 0 | 0
IGCC | 0 | 0 | 0 | 0 | 0 | 0
DemandResponse | 0 | 0 | 0 | 0 | 0 | 0
IGCC-CCS | 0 | 0 | 0 | 0 | 0 | 0
WT_off | 0 | 0 | 0 | 0 | 0 | 0
PseudoUnit | 0 | 0 | 0 | 0 | 0 | 0
FixedInterchange | 0 | 0 | 0 | 0 | 0 | 0
Levelized Retrofit Capital Costs by Reporting Type: AZ_NM_SNV_NucRenew
ReportingType | 2015 | 2020 | 2025 | 2030 | 2035 | 2040
BM | 0 | 0 | 0 | 0 | 0 | 0
CC | 0 | 0 | 0 | 0 | 0 | 0
CSP | 0 | 0 | 0 | 0 | 0 | 0
CT | 0 | 0 | 0 | 0 | 0 | 0
Coal | 0 | 0 | 0 | 0 | 0 | 0
Geo | 0 | 0 | 0 | 0 | 0 | 0
H | 0 | 0 | 0 | 0 | 0 | 0
LFG | 0 | 0 | 0 | 0 | 0 | 0
Nuc | 0 | 0 | 0 | 0 | 0 | 0
PS | 0 | 0 | 0 | 0 | 0 | 0
PV | 0 | 0 | 0 | 0 | 0 | 0
PeakG | 0 | 0 | 0 | 0 | 0 | 0
PeakO | 0 | 0 | 0 | 0 | 0 | 0
ST | 0 | 0 | 0 | 0 | 0 | 0
STOG | 0 | 0 | 0 | 0 | 0 | 0
STWD | 0 | 0 | 0 | 0 | 0 | 0
WT | 0 | 0 | 0 | 0 | 0 | 0
IGCC | 0 | 0 | 0 | 0 | 0 | 0
DemandResponse | 0 | 0 | 0 | 0 | 0 | 0
IGCC-CCS | 0 | 0 | 0 | 0 | 0 | 0
WT_off | 0 | 0 | 0 | 0 | 0 | 0
PseudoUnit | 0 | 0 | 0 | 0 | 0 | 0
FixedInterchange | 0 | 0 | 0 | 0 | 0 | 0
Levelized Retrofit Capital Costs by Reporting Type: ERCOT
ReportingType | 2015 | 2020 | 2025 | 2030 | 2035 | 2040
BM | 0 | 0 | 0 | 0 | 0 | 0
CC | 0 | 0 | 0 | 0 | 0 | 0
CSP | 0 | 0 | 0 | 0 | 0 | 0
CT | 0 | 0 | 0 | 0 | 0 | 0
Coal | 82.51 | 271.76 | 271.76 | 0 | 0 | 0
Geo | 0 | 0 | 0 | 0 | 0 | 0
H | 0 | 0 | 0 | 0 | 0 | 0
LFG | 0 | 0 | 0 | 0 | 0 | 0
Nuc | 0 | 0 | 0 | 0 | 0 | 0
PS | 0 | 0 | 0 | 0 | 0 | 0
PV | 0 | 0 | 0 | 0 | 0 | 0
PeakG | 0 | 0 | 0 | 0 | 0 | 0
PeakO | 0 | 0 | 0 | 0 | 0 | 0
ST | 0 | 0 | 0 | 0 | 0 | 0
STOG | 0 | 0 | 0 | 0 | 0 | 0
STWD | 0 | 0 | 0 | 0 | 0 | 0
WT | 0 | 0 | 0 | 0 | 0 | 0
IGCC | 0 | 0 | 0 | 0 | 0 | 0
DemandResponse | 0 | 0 | 0 | 0 | 0 | 0
IGCC-CCS | 0 | 0 | 0 | 0 | 0 | 0
WT_off | 0 | 0 | 0 | 0 | 0 | 0
PseudoUnit | 0 | 0 | 0 | 0 | 0 | 0
FixedInterchange | 0 | 0 | 0 | 0 | 0 | 0
Levelized Retrofit Capital Costs by Reporting Type: NP15
ReportingType | 2015 | 2020 | 2025 | 2030 | 2035 | 2040
BM | 0 | 0 | 0 | 0 | 0 | 0
CC | 0 | 0 | 0 | 0 | 0 | 0
CSP | 0 | 0 | 0 | 0 | 0 | 0
CT | 0 | 0 | 0 | 0 | 0 | 0
Coal | 0 | 0 | 0 | 0 | 0 | 0
Geo | 0 | 0 | 0 | 0 | 0 | 0
H | 0 | 0 | 0 | 0 | 0 | 0
LFG | 0 | 0 | 0 | 0 | 0 | 0
Nuc | 0 | 0 | 0 | 0 | 0 | 0
PS | 0 | 0 | 0 | 0 | 0 | 0
PV | 0 | 0 | 0 | 0 | 0 | 0
PeakG | 0 | 0 | 0 | 0 | 0 | 0
PeakO | 0 | 0 | 0 | 0 | 0 | 0
ST | 0 | 0 | 0 | 0 | 0 | 0
STOG | 0 | 0 | 0 | 0 | 0 | 0
STWD | 0 | 0 | 0 | 0 | 0 | 0
WT | 0 | 0 | 0 | 0 | 0 | 0
IGCC | 0 | 0 | 0 | 0 | 0 | 0
DemandResponse | 0 | 0 | 0 | 0 | 0 | 0
IGCC-CCS | 0 | 0 | 0 | 0 | 0 | 0
WT_off | 0 | 0 | 0 | 0 | 0 | 0
PseudoUnit | 0 | 0 | 0 | 0 | 0 | 0
FixedInterchange | 0 | 0 | 0 | 0 | 0 | 0
Levelized Retrofit Capital Costs by Reporting Type: NWPP_Coal
ReportingType | 2015 | 2020 | 2025 | 2030 | 2035 | 2040
BM | 0 | 0 | 0 | 0 | 0 | 0
CC | 0 | 0 | 0 | 0 | 0 | 0
CSP | 0 | 0 | 0 | 0 | 0 | 0
CT | 0 | 0 | 0 | 0 | 0 | 0
Coal | 0 | 166.25 | 166.25 | 0 | 0 | 0
Geo | 0 | 0 | 0 | 0 | 0 | 0
H | 0 | 0 | 0 | 0 | 0 | 0
LFG | 0 | 0 | 0 | 0 | 0 | 0
Nuc | 0 | 0 | 0 | 0 | 0 | 0
PS | 0 | 0 | 0 | 0 | 0 | 0
PV | 0 | 0 | 0 | 0 | 0 | 0
PeakG | 0 | 0 | 0 | 0 | 0 | 0
PeakO | 0 | 0 | 0 | 0 | 0 | 0
ST | 0 | 0 | 0 | 0 | 0 | 0
STOG | 0 | 0 | 0 | 0 | 0 | 0
STWD | 0 | 0 | 0 | 0 | 0 | 0
WT | 0 | 0 | 0 | 0 | 0 | 0
IGCC | 0 | 0 | 0 | 0 | 0 | 0
DemandResponse | 0 | 0 | 0 | 0 | 0 | 0
IGCC-CCS | 0 | 0 | 0 | 0 | 0 | 0
WT_off | 0 | 0 | 0 | 0 | 0 | 0
PseudoUnit | 0 | 0 | 0 | 0 | 0 | 0
FixedInterchange | 0 | 0 | 0 | 0 | 0 | 0
Levelized Retrofit Capital Costs by Reporting Type: NWPP_Gas
ReportingType | 2015 | 2020 | 2025 | 2030 | 2035 | 2040
BM | 0 | 0 | 0 | 0 | 0 | 0
CC | 0 | 0 | 0 | 0 | 0 | 0
CSP | 0 | 0 | 0 | 0 | 0 | 0
CT | 0 | 0 | 0 | 0 | 0 | 0
Coal | 0 | 0 | 0 | 0 | 0 | 0
Geo | 0 | 0 | 0 | 0 | 0 | 0
H | 0 | 0 | 0 | 0 | 0 | 0
LFG | 0 | 0 | 0 | 0 | 0 | 0
Nuc | 0 | 0 | 0 | 0 | 0 | 0
PS | 0 | 0 | 0 | 0 | 0 | 0
PV | 0 | 0 | 0 | 0 | 0 | 0
PeakG | 0 | 0 | 0 | 0 | 0 | 0
PeakO | 0 | 0 | 0 | 0 | 0 | 0
ST | 0 | 0 | 0 | 0 | 0 | 0
STOG | 0 | 0 | 0 | 0 | 0 | 0
STWD | 0 | 0 | 0 | 0 | 0 | 0
WT | 0 | 0 | 0 | 0 | 0 | 0
IGCC | 0 | 0 | 0 | 0 | 0 | 0
DemandResponse | 0 | 0 | 0 | 0 | 0 | 0
IGCC-CCS | 0 | 0 | 0 | 0 | 0 | 0
WT_off | 0 | 0 | 0 | 0 | 0 | 0
PseudoUnit | 0 | 0 | 0 | 0 | 0 | 0
FixedInterchange | 0 | 0 | 0 | 0 | 0 | 0
Levelized Retrofit Capital Costs by Reporting Type: NWPP_NucRenew
ReportingType | 2015 | 2020 | 2025 | 2030 | 2035 | 2040
BM | 0 | 0 | 0 | 0 | 0 | 0
CC | 0 | 0 | 0 | 0 | 0 | 0
CSP | 0 | 0 | 0 | 0 | 0 | 0
CT | 0 | 0 | 0 | 0 | 0 | 0
Coal | 0 | 0 | 0 | 0 | 0 | 0
Geo | 0 | 0 | 0 | 0 | 0 | 0
H | 0 | 0 | 0 | 0 | 0 | 0
LFG | 0 | 0 | 0 | 0 | 0 | 0
Nuc | 0 | 0 | 0 | 0 | 0 | 0
PS | 0 | 0 | 0 | 0 | 0 | 0
PV | 0 | 0 | 0 | 0 | 0 | 0
PeakG | 0 | 0 | 0 | 0 | 0 | 0
PeakO | 0 | 0 | 0 | 0 | 0 | 0
ST | 0 | 0 | 0 | 0 | 0 | 0
STOG | 0 | 0 | 0 | 0 | 0 | 0
STWD | 0 | 0 | 0 | 0 | 0 | 0
WT | 0 | 0 | 0 | 0 | 0 | 0
IGCC | 0 | 0 | 0 | 0 | 0 | 0
DemandResponse | 0 | 0 | 0 | 0 | 0 | 0
IGCC-CCS | 0 | 0 | 0 | 0 | 0 | 0
WT_off | 0 | 0 | 0 | 0 | 0 | 0
PseudoUnit | 0 | 0 | 0 | 0 | 0 | 0
FixedInterchange | 0 | 0 | 0 | 0 | 0 | 0
Levelized Retrofit Capital Costs by Reporting Type: RMPA
ReportingType | 2015 | 2020 | 2025 | 2030 | 2035 | 2040
BM | 0 | 0 | 0 | 0 | 0 | 0
CC | 0 | 0 | 0 | 0 | 0 | 0
CSP | 0 | 0 | 0 | 0 | 0 | 0
CT | 0 | 0 | 0 | 0 | 0 | 0
Coal | 29.11 | 91.53 | 91.53 | 0 | 0 | 0
Geo | 0 | 0 | 0 | 0 | 0 | 0
H | 0 | 0 | 0 | 0 | 0 | 0
LFG | 0 | 0 | 0 | 0 | 0 | 0
Nuc | 0 | 0 | 0 | 0 | 0 | 0
PS | 0 | 0 | 0 | 0 | 0 | 0
PV | 0 | 0 | 0 | 0 | 0 | 0
PeakG | 0 | 0 | 0 | 0 | 0 | 0
PeakO | 0 | 0 | 0 | 0 | 0 | 0
ST | 0 | 0 | 0 | 0 | 0 | 0
STOG | 0 | 0 | 0 | 0 | 0 | 0
STWD | 0 | 0 | 0 | 0 | 0 | 0
WT | 0 | 0 | 0 | 0 | 0 | 0
IGCC | 0 | 0 | 0 | 0 | 0 | 0
DemandResponse | 0 | 0 | 0 | 0 | 0 | 0
IGCC-CCS | 0 | 0 | 0 | 0 | 0 | 0
WT_off | 0 | 0 | 0 | 0 | 0 | 0
PseudoUnit | 0 | 0 | 0 | 0 | 0 | 0
FixedInterchange | 0 | 0 | 0 | 0 | 0 | 0
Levelized Retrofit Capital Costs by Reporting Type: SP15
ReportingType | 2015 | 2020 | 2025 | 2030 | 2035 | 2040
BM | 0 | 0 | 0 | 0 | 0 | 0
CC | 0 | 0 | 0 | 0 | 0 | 0
CSP | 0 | 0 | 0 | 0 | 0 | 0
CT | 0 | 0 | 0 | 0 | 0 | 0
Coal | 0 | 2.92 | 2.92 | 0 | 0 | 0
Geo | 0 | 0 | 0 | 0 | 0 | 0
H | 0 | 0 | 0 | 0 | 0 | 0
LFG | 0 | 0 | 0 | 0 | 0 | 0
Nuc | 0 | 0 | 0 | 0 | 0 | 0
PS | 0 | 0 | 0 | 0 | 0 | 0
PV | 0 | 0 | 0 | 0 | 0 | 0
PeakG | 0 | 0 | 0 | 0 | 0 | 0
PeakO | 0 | 0 | 0 | 0 | 0 | 0
ST | 0 | 0 | 0 | 0 | 0 | 0
STOG | 0 | 0 | 0 | 0 | 0 | 0
STWD | 0 | 0 | 0 | 0 | 0 | 0
WT | 0 | 0 | 0 | 0 | 0 | 0
IGCC | 0 | 0 | 0 | 0 | 0 | 0
DemandResponse | 0 | 0 | 0 | 0 | 0 | 0
IGCC-CCS | 0 | 0 | 0 | 0 | 0 | 0
WT_off | 0 | 0 | 0 | 0 | 0 | 0
PseudoUnit | 0 | 0 | 0 | 0 | 0 | 0
FixedInterchange | 0 | 0 | 0 | 0 | 0 | 0
Levelized Retrofit Capital Costs by Reporting Type: ALB
ReportingType | 2015 | 2020 | 2025 | 2030 | 2035 | 2040
BM | 0 | 0 | 0 | 0 | 0 | 0
CC | 0 | 0 | 0 | 0 | 0 | 0
CSP | 0 | 0 | 0 | 0 | 0 | 0
CT | 0 | 0 | 0 | 0 | 0 | 0
Coal | 0 | 0 | 0 | 0 | 0 | 0
Geo | 0 | 0 | 0 | 0 | 0 | 0
H | 0 | 0 | 0 | 0 | 0 | 0
LFG | 0 | 0 | 0 | 0 | 0 | 0
Nuc | 0 | 0 | 0 | 0 | 0 | 0
PS | 0 | 0 | 0 | 0 | 0 | 0
PV | 0 | 0 | 0 | 0 | 0 | 0
PeakG | 0 | 0 | 0 | 0 | 0 | 0
PeakO | 0 | 0 | 0 | 0 | 0 | 0
ST | 0 | 0 | 0 | 0 | 0 | 0
STOG | 0 | 0 | 0 | 0 | 0 | 0
STWD | 0 | 0 | 0 | 0 | 0 | 0
WT | 0 | 0 | 0 | 0 | 0 | 0
IGCC | 0 | 0 | 0 | 0 | 0 | 0
DemandResponse | 0 | 0 | 0 | 0 | 0 | 0
IGCC-CCS | 0 | 0 | 0 | 0 | 0 | 0
WT_off | 0 | 0 | 0 | 0 | 0 | 0
PseudoUnit | 0 | 0 | 0 | 0 | 0 | 0
FixedInterchange | 0 | 0 | 0 | 0 | 0 | 0
Levelized Retrofit Capital Costs by Reporting Type: BC
ReportingType | 2015 | 2020 | 2025 | 2030 | 2035 | 2040
BM | 0 | 0 | 0 | 0 | 0 | 0
CC | 0 | 0 | 0 | 0 | 0 | 0
CSP | 0 | 0 | 0 | 0 | 0 | 0
CT | 0 | 0 | 0 | 0 | 0 | 0
Coal | 0 | 0 | 0 | 0 | 0 | 0
Geo | 0 | 0 | 0 | 0 | 0 | 0
H | 0 | 0 | 0 | 0 | 0 | 0
LFG | 0 | 0 | 0 | 0 | 0 | 0
Nuc | 0 | 0 | 0 | 0 | 0 | 0
PS | 0 | 0 | 0 | 0 | 0 | 0
PV | 0 | 0 | 0 | 0 | 0 | 0
PeakG | 0 | 0 | 0 | 0 | 0 | 0
PeakO | 0 | 0 | 0 | 0 | 0 | 0
ST | 0 | 0 | 0 | 0 | 0 | 0
STOG | 0 | 0 | 0 | 0 | 0 | 0
STWD | 0 | 0 | 0 | 0 | 0 | 0
WT | 0 | 0 | 0 | 0 | 0 | 0
IGCC | 0 | 0 | 0 | 0 | 0 | 0
DemandResponse | 0 | 0 | 0 | 0 | 0 | 0
IGCC-CCS | 0 | 0 | 0 | 0 | 0 | 0
WT_off | 0 | 0 | 0 | 0 | 0 | 0
PseudoUnit | 0 | 0 | 0 | 0 | 0 | 0
FixedInterchange | 0 | 0 | 0 | 0 | 0 | 0
Levelized Retrofit Capital Costs by Reporting Type: HQ_IESO
ReportingType | 2015 | 2020 | 2025 | 2030 | 2035 | 2040
BM | 0 | 0 | 0 | 0 | 0 | 0
CC | 0 | 0 | 0 | 0 | 0 | 0
CSP | 0 | 0 | 0 | 0 | 0 | 0
CT | 0 | 0 | 0 | 0 | 0 | 0
Coal | 0 | 0 | 0 | 0 | 0 | 0
Geo | 0 | 0 | 0 | 0 | 0 | 0
H | 0 | 0 | 0 | 0 | 0 | 0
LFG | 0 | 0 | 0 | 0 | 0 | 0
Nuc | 0 | 0 | 0 | 0 | 0 | 0
PS | 0 | 0 | 0 | 0 | 0 | 0
PV | 0 | 0 | 0 | 0 | 0 | 0
PeakG | 0 | 0 | 0 | 0 | 0 | 0
PeakO | 0 | 0 | 0 | 0 | 0 | 0
ST | 0 | 0 | 0 | 0 | 0 | 0
STOG | 0 | 0 | 0 | 0 | 0 | 0
STWD | 0 | 0 | 0 | 0 | 0 | 0
WT | 0 | 0 | 0 | 0 | 0 | 0
IGCC | 0 | 0 | 0 | 0 | 0 | 0
DemandResponse | 0 | 0 | 0 | 0 | 0 | 0
IGCC-CCS | 0 | 0 | 0 | 0 | 0 | 0
WT_off | 0 | 0 | 0 | 0 | 0 | 0
PseudoUnit | 0 | 0 | 0 | 0 | 0 | 0
FixedInterchange | 0 | 0 | 0 | 0 | 0 | 0
Levelized Retrofit Capital Costs by Reporting Type: HQ_NEISO
ReportingType | 2015 | 2020 | 2025 | 2030 | 2035 | 2040
BM | 0 | 0 | 0 | 0 | 0 | 0
CC | 0 | 0 | 0 | 0 | 0 | 0
CSP | 0 | 0 | 0 | 0 | 0 | 0
CT | 0 | 0 | 0 | 0 | 0 | 0
Coal | 0 | 0 | 0 | 0 | 0 | 0
Geo | 0 | 0 | 0 | 0 | 0 | 0
H | 0 | 0 | 0 | 0 | 0 | 0
LFG | 0 | 0 | 0 | 0 | 0 | 0
Nuc | 0 | 0 | 0 | 0 | 0 | 0
PS | 0 | 0 | 0 | 0 | 0 | 0
PV | 0 | 0 | 0 | 0 | 0 | 0
PeakG | 0 | 0 | 0 | 0 | 0 | 0
PeakO | 0 | 0 | 0 | 0 | 0 | 0
ST | 0 | 0 | 0 | 0 | 0 | 0
STOG | 0 | 0 | 0 | 0 | 0 | 0
STWD | 0 | 0 | 0 | 0 | 0 | 0
WT | 0 | 0 | 0 | 0 | 0 | 0
IGCC | 0 | 0 | 0 | 0 | 0 | 0
DemandResponse | 0 | 0 | 0 | 0 | 0 | 0
IGCC-CCS | 0 | 0 | 0 | 0 | 0 | 0
WT_off | 0 | 0 | 0 | 0 | 0 | 0
PseudoUnit | 0 | 0 | 0 | 0 | 0 | 0
FixedInterchange | 0 | 0 | 0 | 0 | 0 | 0
Levelized Retrofit Capital Costs by Reporting Type: HQ_NY
ReportingType | 2015 | 2020 | 2025 | 2030 | 2035 | 2040
BM | 0 | 0 | 0 | 0 | 0 | 0
CC | 0 | 0 | 0 | 0 | 0 | 0
CSP | 0 | 0 | 0 | 0 | 0 | 0
CT | 0 | 0 | 0 | 0 | 0 | 0
Coal | 0 | 0 | 0 | 0 | 0 | 0
Geo | 0 | 0 | 0 | 0 | 0 | 0
H | 0 | 0 | 0 | 0 | 0 | 0
LFG | 0 | 0 | 0 | 0 | 0 | 0
Nuc | 0 | 0 | 0 | 0 | 0 | 0
PS | 0 | 0 | 0 | 0 | 0 | 0
PV | 0 | 0 | 0 | 0 | 0 | 0
PeakG | 0 | 0 | 0 | 0 | 0 | 0
PeakO | 0 | 0 | 0 | 0 | 0 | 0
ST | 0 | 0 | 0 | 0 | 0 | 0
STOG | 0 | 0 | 0 | 0 | 0 | 0
STWD | 0 | 0 | 0 | 0 | 0 | 0
WT | 0 | 0 | 0 | 0 | 0 | 0
IGCC | 0 | 0 | 0 | 0 | 0 | 0
DemandResponse | 0 | 0 | 0 | 0 | 0 | 0
IGCC-CCS | 0 | 0 | 0 | 0 | 0 | 0
WT_off | 0 | 0 | 0 | 0 | 0 | 0
PseudoUnit | 0 | 0 | 0 | 0 | 0 | 0
FixedInterchange | 0 | 0 | 0 | 0 | 0 | 0
Levelized Retrofit Capital Costs by Reporting Type: MARITIMES
ReportingType | 2015 | 2020 | 2025 | 2030 | 2035 | 2040
BM | 0 | 0 | 0 | 0 | 0 | 0
CC | 0 | 0 | 0 | 0 | 0 | 0
CSP | 0 | 0 | 0 | 0 | 0 | 0
CT | 0 | 0 | 0 | 0 | 0 | 0
Coal | 0 | 0 | 0 | 0 | 0 | 0
Geo | 0 | 0 | 0 | 0 | 0 | 0
H | 0 | 0 | 0 | 0 | 0 | 0
LFG | 0 | 0 | 0 | 0 | 0 | 0
Nuc | 0 | 0 | 0 | 0 | 0 | 0
PS | 0 | 0 | 0 | 0 | 0 | 0
PV | 0 | 0 | 0 | 0 | 0 | 0
PeakG | 0 | 0 | 0 | 0 | 0 | 0
PeakO | 0 | 0 | 0 | 0 | 0 | 0
ST | 0 | 0 | 0 | 0 | 0 | 0
STOG | 0 | 0 | 0 | 0 | 0 | 0
STWD | 0 | 0 | 0 | 0 | 0 | 0
WT | 0 | 0 | 0 | 0 | 0 | 0
IGCC | 0 | 0 | 0 | 0 | 0 | 0
DemandResponse | 0 | 0 | 0 | 0 | 0 | 0
IGCC-CCS | 0 | 0 | 0 | 0 | 0 | 0
WT_off | 0 | 0 | 0 | 0 | 0 | 0
PseudoUnit | 0 | 0 | 0 | 0 | 0 | 0
FixedInterchange | 0 | 0 | 0 | 0 | 0 | 0
Levelized Retrofit Capital Costs by Reporting Type: All
ReportingType | 2015 | 2020 | 2025 | 2030 | 2035 | 2040
BM | 0 | 0 | 0 | 0 | 0 | 0
CC | 0 | 0 | 0 | 0 | 0 | 0
CSP | 0 | 0 | 0 | 0 | 0 | 0
CT | 0 | 0 | 0 | 0 | 0 | 0
Coal | 1184.42 | 5514.65 | 4680.97 | 0 | 0 | 0
Geo | 0 | 0 | 0 | 0 | 0 | 0
H | 0 | 0 | 0 | 0 | 0 | 0
LFG | 0 | 0 | 0 | 0 | 0 | 0
Nuc | 0 | 0 | 0 | 0 | 0 | 0
PS | 0 | 0 | 0 | 0 | 0 | 0
PV | 0 | 0 | 0 | 0 | 0 | 0
PeakG | 0 | 0 | 0 | 0 | 0 | 0
PeakO | 0 | 0 | 0 | 0 | 0 | 0
ST | 0 | 0 | 0 | 0 | 0 | 0
STOG | 0 | 0 | 0 | 0 | 0 | 0
STWD | 0 | 0 | 0 | 0 | 0 | 0
WT | 0 | 0 | 0 | 0 | 0 | 0
IGCC | 0 | 0 | 0 | 0 | 0 | 0
DemandResponse | 0 | 0 | 0 | 0 | 0 | 0
IGCC-CCS | 0 | 0 | 0 | 0 | 0 | 0
WT_off | 0 | 0 | 0 | 0 | 0 | 0
PseudoUnit | 0 | 0 | 0 | 0 | 0 | 0
FixedInterchange | 0 | 0 | 0 | 0 | 0 | 0
Levelized Retrofit Capital Costs by Reporting Type: EI_US
ReportingType | 2015 | 2020 | 2025 | 2030 | 2035 | 2040
BM | 0 | 0 | 0 | 0 | 0 | 0
CC | 0 | 0 | 0 | 0 | 0 | 0
CSP | 0 | 0 | 0 | 0 | 0 | 0
CT | 0 | 0 | 0 | 0 | 0 | 0
Coal | 1023.13 | 4865.79 | 4065.04 | 0 | 0 | 0
Geo | 0 | 0 | 0 | 0 | 0 | 0
H | 0 | 0 | 0 | 0 | 0 | 0
LFG | 0 | 0 | 0 | 0 | 0 | 0
Nuc | 0 | 0 | 0 | 0 | 0 | 0
PS | 0 | 0 | 0 | 0 | 0 | 0
PV | 0 | 0 | 0 | 0 | 0 | 0
PeakG | 0 | 0 | 0 | 0 | 0 | 0
PeakO | 0 | 0 | 0 | 0 | 0 | 0
ST | 0 | 0 | 0 | 0 | 0 | 0
STOG | 0 | 0 | 0 | 0 | 0 | 0
STWD | 0 | 0 | 0 | 0 | 0 | 0
WT | 0 | 0 | 0 | 0 | 0 | 0
IGCC | 0 | 0 | 0 | 0 | 0 | 0
DemandResponse | 0 | 0 | 0 | 0 | 0 | 0
IGCC-CCS | 0 | 0 | 0 | 0 | 0 | 0
WT_off | 0 | 0 | 0 | 0 | 0 | 0
PseudoUnit | 0 | 0 | 0 | 0 | 0 | 0
FixedInterchange | 0 | 0 | 0 | 0 | 0 | 0
Levelized Retrofit Capital Costs by Reporting Type: EI_Canada
ReportingType | 2015 | 2020 | 2025 | 2030 | 2035 | 2040
BM | 0 | 0 | 0 | 0 | 0 | 0
CC | 0 | 0 | 0 | 0 | 0 | 0
CSP | 0 | 0 | 0 | 0 | 0 | 0
CT | 0 | 0 | 0 | 0 | 0 | 0
Coal | 0 | 0 | 0 | 0 | 0 | 0
Geo | 0 | 0 | 0 | 0 | 0 | 0
H | 0 | 0 | 0 | 0 | 0 | 0
LFG | 0 | 0 | 0 | 0 | 0 | 0
Nuc | 0 | 0 | 0 | 0 | 0 | 0
PS | 0 | 0 | 0 | 0 | 0 | 0
PV | 0 | 0 | 0 | 0 | 0 | 0
PeakG | 0 | 0 | 0 | 0 | 0 | 0
PeakO | 0 | 0 | 0 | 0 | 0 | 0
ST | 0 | 0 | 0 | 0 | 0 | 0
STOG | 0 | 0 | 0 | 0 | 0 | 0
STWD | 0 | 0 | 0 | 0 | 0 | 0
WT | 0 | 0 | 0 | 0 | 0 | 0
IGCC | 0 | 0 | 0 | 0 | 0 | 0
DemandResponse | 0 | 0 | 0 | 0 | 0 | 0
IGCC-CCS | 0 | 0 | 0 | 0 | 0 | 0
WT_off | 0 | 0 | 0 | 0 | 0 | 0
PseudoUnit | 0 | 0 | 0 | 0 | 0 | 0
FixedInterchange | 0 | 0 | 0 | 0 | 0 | 0
Levelized Retrofit Capital Costs by Reporting Type: EI
ReportingType | 2015 | 2020 | 2025 | 2030 | 2035 | 2040
BM | 0 | 0 | 0 | 0 | 0 | 0
CC | 0 | 0 | 0 | 0 | 0 | 0
CSP | 0 | 0 | 0 | 0 | 0 | 0
CT | 0 | 0 | 0 | 0 | 0 | 0
Coal | 1023.13 | 4865.79 | 4065.04 | 0 | 0 | 0
Geo | 0 | 0 | 0 | 0 | 0 | 0
H | 0 | 0 | 0 | 0 | 0 | 0
LFG | 0 | 0 | 0 | 0 | 0 | 0
Nuc | 0 | 0 | 0 | 0 | 0 | 0
PS | 0 | 0 | 0 | 0 | 0 | 0
PV | 0 | 0 | 0 | 0 | 0 | 0
PeakG | 0 | 0 | 0 | 0 | 0 | 0
PeakO | 0 | 0 | 0 | 0 | 0 | 0
ST | 0 | 0 | 0 | 0 | 0 | 0
STOG | 0 | 0 | 0 | 0 | 0 | 0
STWD | 0 | 0 | 0 | 0 | 0 | 0
WT | 0 | 0 | 0 | 0 | 0 | 0
IGCC | 0 | 0 | 0 | 0 | 0 | 0
DemandResponse | 0 | 0 | 0 | 0 | 0 | 0
IGCC-CCS | 0 | 0 | 0 | 0 | 0 | 0
WT_off | 0 | 0 | 0 | 0 | 0 | 0
PseudoUnit | 0 | 0 | 0 | 0 | 0 | 0
FixedInterchange | 0 | 0 | 0 | 0 | 0 | 0
Levelized Retrofit Capital Costs by Reporting Type: Outside_EI
ReportingType | 2015 | 2020 | 2025 | 2030 | 2035 | 2040
BM | 0 | 0 | 0 | 0 | 0 | 0
CC | 0 | 0 | 0 | 0 | 0 | 0
CSP | 0 | 0 | 0 | 0 | 0 | 0
CT | 0 | 0 | 0 | 0 | 0 | 0
Coal | 161.29 | 648.86 | 615.93 | 0 | 0 | 0
Geo | 0 | 0 | 0 | 0 | 0 | 0
H | 0 | 0 | 0 | 0 | 0 | 0
LFG | 0 | 0 | 0 | 0 | 0 | 0
Nuc | 0 | 0 | 0 | 0 | 0 | 0
PS | 0 | 0 | 0 | 0 | 0 | 0
PV | 0 | 0 | 0 | 0 | 0 | 0
PeakG | 0 | 0 | 0 | 0 | 0 | 0
PeakO | 0 | 0 | 0 | 0 | 0 | 0
ST | 0 | 0 | 0 | 0 | 0 | 0
STOG | 0 | 0 | 0 | 0 | 0 | 0
STWD | 0 | 0 | 0 | 0 | 0 | 0
WT | 0 | 0 | 0 | 0 | 0 | 0
IGCC | 0 | 0 | 0 | 0 | 0 | 0
DemandResponse | 0 | 0 | 0 | 0 | 0 | 0
IGCC-CCS | 0 | 0 | 0 | 0 | 0 | 0
WT_off | 0 | 0 | 0 | 0 | 0 | 0
PseudoUnit | 0 | 0 | 0 | 0 | 0 | 0
FixedInterchange | 0 | 0 | 0 | 0 | 0 | 0
#14 | 0.26: Total Costs ($million)
Total Costs by Reporting Type: Entergy
ReportingType | 2015 | 2020 | 2025 | 2030 | 2035 | 2040
BM | 0 | 0 | 0 | 0 | 0 | 0
CC | 2866.61 | 4091.45 | 3771.7 | 3914.86 | 4040.82 | 4188.62
CSP | 0 | 0 | 0 | 0 | 0 | 0
CT | 0 | 0 | 0 | 0 | 0 | 0
Coal | 2377.69 | 2738.79 | 3102.68 | 2922.45 | 3971.73 | 5215.35
Geo | 0 | 0 | 0 | 0 | 0 | 0
H | 10.6 | 10.6 | 10.6 | 10.6 | 10.6 | 10.6
LFG | 0.97 | 0.97 | 24.83 | 24.83 | 24.83 | 24.83
Nuc | 1262.64 | 1285.77 | 1294.03 | 1301.93 | 1099.75 | 1464.17
PS | 1.4 | 1.4 | 1.4 | 1.4 | 1.4 | 1.4
PV | 0.08 | 15.83 | 23.73 | 24.45 | 25.19 | 11.35
PeakG | 47.54 | 69.98 | 51.55 | 65.36 | 68.68 | 67.37
PeakO | 4.42 | 5.87 | 5.08 | 5.22 | 5.22 | 5.22
ST | 0 | 0 | 0 | 0 | 0 | 0
STOG | 252.74 | 299.19 | 254.5 | 260.05 | 270.75 | 277.96
STWD | 6.6 | 8.26 | 6.73 | 6.73 | 7.2 | 13.42
WT | 3.67 | 3.67 | 3.67 | 3.67 | 23.79 | 23.79
IGCC | 0 | 0 | 0 | 0 | 0 | 0
DemandResponse | 0 | 0 | 0 | 0 | 0 | 0
IGCC-CCS | 0 | 0 | 0 | 0 | 0 | 0
WT_off | 0 | 0 | 0 | 0 | 0 | 0
PseudoUnit | 0 | 0 | 0 | 0 | 0 | 0
FixedInterchange | 0 | 0 | 0 | 0 | 0 | 0
Total Costs by Reporting Type: FRCC
ReportingType | 2015 | 2020 | 2025 | 2030 | 2035 | 2040
BM | 0 | 0 | 0 | 0 | 0 | 0
CC | 7388.73 | 9553.09 | 10931.57 | 12877.1 | 16424.27 | 20219.93
CSP | 0 | 0 | 0 | 0 | 0 | 0
CT | 272.41 | 288.9 | 292.48 | 296.46 | 98.02 | 92.12
Coal | 2875.96 | 2816.45 | 3244.66 | 3163.77 | 3282.09 | 3369.27
Geo | 0 | 0 | 0 | 0 | 0 | 0
H | 0.78 | 0.78 | 0.78 | 0.78 | 0.78 | 0.78
LFG | 58.68 | 58.68 | 103.2 | 103.2 | 103.2 | 103.2
Nuc | 960.37 | 1000.19 | 984.15 | 990.13 | 1182.7 | 448.91
PS | 0 | 0 | 0 | 0 | 0 | 0
PV | 0.75 | 0.75 | 0.75 | 0.75 | 0.75 | 0.75
PeakG | 181.36 | 252.77 | 216.14 | 248.01 | 242.19 | 235.36
PeakO | 64.61 | 83.43 | 68.43 | 68.43 | 68.43 | 68.43
ST | 0 | 0 | 0 | 0 | 0 | 0
STOG | 407.14 | 425.56 | 415.9 | 425.17 | 429.72 | 395.8
STWD | 6.25 | 13.86 | 16.42 | 16.42 | 21.73 | 21.77
WT | 0 | 0 | 0 | 0 | 0 | 0
IGCC | 0 | 0 | 0 | 0 | 0 | 0
DemandResponse | 0 | 0 | 0 | 0 | 0 | 0
IGCC-CCS | 0 | 0 | 0 | 0 | 0 | 0
WT_off | 0 | 0 | 0 | 0 | 0 | 0
PseudoUnit | 0 | 0 | 0 | 0 | 0 | 0
FixedInterchange | 0 | 0 | 0 | 0 | 0 | 0
Total Costs by Reporting Type: MAPP_US
ReportingType | 2015 | 2020 | 2025 | 2030 | 2035 | 2040
BM | 0 | 0 | 0 | 0 | 0 | 0
CC | 15.32 | 20.23 | 17.93 | 22.14 | 20.05 | 22.21
CSP | 0 | 0 | 0 | 0 | 0 | 0
CT | 27.96 | 27.96 | 27.96 | 43.1 | 17.9 | 17.9
Coal | 683.41 | 735.93 | 723.17 | 708.64 | 896.84 | 1058.39
Geo | 3.95 | 3.95 | 3.95 | 3.95 | 3.95 | 3.95
H | 31.14 | 31.14 | 31.14 | 31.14 | 31.14 | 31.14
LFG | 0.24 | 0.24 | 0.24 | 16.04 | 16.04 | 16.04
Nuc | 0.01 | 0.01 | 0.01 | 0.01 | 0.01 | 0.01
PS | 0 | 0 | 0 | 0 | 0 | 0
PV | 0 | 0 | 0 | 0 | 0 | 0
PeakG | 13.56 | 24.23 | 18.66 | 25.08 | 26.19 | 26.32
PeakO | 1.92 | 3.18 | 2.55 | 2.55 | 2.55 | 2.55
ST | 0 | 0 | 0 | 0 | 0 | 0
STOG | 0 | 0 | 0 | 0 | 0 | 0
STWD | 0 | 0 | 0 | 0 | 0 | 0
WT | 107.67 | 107.67 | 203.89 | 195.42 | 177.85 | 191.8
IGCC | 0 | 0 | 0 | 0 | 0 | 0
DemandResponse | 0 | 0 | 0 | 0 | 0 | 0
IGCC-CCS | 0 | 0 | 0 | 0 | 0 | 0
WT_off | 0 | 0 | 0 | 0 | 0 | 0
PseudoUnit | 0 | 0 | 0 | 0 | 0 | 0
FixedInterchange | 0 | 0 | 0 | 0 | 0 | 0
Total Costs by Reporting Type: MISO_IN
ReportingType | 2015 | 2020 | 2025 | 2030 | 2035 | 2040
BM | 0 | 0 | 0 | 0 | 0 | 0
CC | 190.71 | 322.52 | 231.34 | 617.09 | 1426.59 | 1885.2
CSP | 0 | 0 | 0 | 0 | 0 | 0
CT | 0 | 0 | 0 | 0 | 0 | 0
Coal | 3566.09 | 4181.79 | 4313.75 | 4479.39 | 4865.53 | 5175.11
Geo | 0 | 0 | 0 | 0 | 0 | 0
H | 1.07 | 1.07 | 1.07 | 1.07 | 1.07 | 1.07
LFG | 4.47 | 4.47 | 4.47 | 22.85 | 22.85 | 22.85
Nuc | 0.01 | 0.01 | 0.01 | 0.01 | 0.01 | 0.01
PS | 0 | 0 | 0 | 0 | 0 | 0
PV | 0 | 62.08 | 98.18 | 101.22 | 104.35 | 49.54
PeakG | 53.1 | 77.7 | 56.12 | 75.38 | 74.36 | 76.73
PeakO | 10.59 | 13.5 | 10.82 | 10.82 | 10.82 | 10.82
ST | 0 | 0 | 0 | 0 | 0 | 0
STOG | 14.86 | 17.66 | 16 | 16.31 | 18.73 | 21.84
STWD | 0 | 0 | 0 | 0 | 0 | 0
WT | 18.33 | 18.33 | 18.33 | 18.33 | 18.33 | 18.33
IGCC | 367.02 | 367.22 | 368.46 | 374.14 | 376.85 | 382.09
DemandResponse | 0 | 0 | 0 | 0 | 0 | 0
IGCC-CCS | 0 | 0 | 0 | 0 | 0 | 0
WT_off | 0 | 0 | 0 | 0 | 0 | 0
PseudoUnit | 0 | 0 | 0 | 0 | 0 | 0
FixedInterchange | 0 | 0 | 0 | 0 | 0 | 0
Total Costs by Reporting Type: MISO_MI
ReportingType | 2015 | 2020 | 2025 | 2030 | 2035 | 2040
BM | 0 | 0 | 0 | 0 | 0 | 0
CC | 595.36 | 723.95 | 645.31 | 596.03 | 587.17 | 592.68
CSP | 0 | 0 | 0 | 0 | 0 | 0
CT | 0 | 0 | 0 | 0 | 0 | 0
Coal | 2244.06 | 2644.82 | 2660.31 | 2544.65 | 2692.29 | 2767.59
Geo | 0 | 0 | 0 | 0 | 0 | 0
H | 2.01 | 2.01 | 2.01 | 2.01 | 2.01 | 2.01
LFG | 19.68 | 56.29 | 58.12 | 58.12 | 58.12 | 40.07
Nuc | 449.71 | 452.56 | 461.47 | 464.43 | 273.15 | 529.13
PS | 44.44 | 44.44 | 44.44 | 44.44 | 44.44 | 44.44
PV | 0 | 0 | 0 | 0 | 0 | 0
PeakG | 62.32 | 91.8 | 76.33 | 92.11 | 88.78 | 87.08
PeakO | 15.67 | 19.97 | 16.01 | 16.01 | 16.01 | 16.01
ST | 0 | 0 | 0 | 0 | 0 | 0
STOG | 141.33 | 178.88 | 162.59 | 163.34 | 170.5 | 188.09
STWD | 16.63 | 6.54 | 7.76 | 10.07 | 13.24 | 15.19
WT | 355.77 | 452.5 | 474.03 | 500.92 | 234.17 | 182.5
IGCC | 0 | 0 | 0 | 0 | 0 | 0
DemandResponse | 0 | 0 | 0 | 0 | 0 | 0
IGCC-CCS | 0 | 0 | 0 | 0 | 0 | 0
WT_off | 0 | 0 | 0 | 0 | 0 | 0
PseudoUnit | 0 | 0 | 0 | 0 | 0 | 0
FixedInterchange | 0 | 0 | 0 | 0 | 0 | 0
Total Costs by Reporting Type: MISO_MO-IL
ReportingType | 2015 | 2020 | 2025 | 2030 | 2035 | 2040
BM | 0 | 0 | 0 | 0 | 0 | 0
CC | 138.93 | 228.46 | 96.92 | 97.25 | 98.88 | 114.19
CSP | 0 | 0 | 0 | 0 | 0 | 0
CT | 0 | 0 | 0 | 0 | 0 | 0
Coal | 4254.23 | 4637.61 | 4572.87 | 4673.93 | 5193.06 | 5342.79
Geo | 0 | 0 | 0 | 0 | 0 | 0
H | 5.01 | 5.01 | 5.01 | 5.01 | 5.01 | 5.01
LFG | 2.17 | 2.17 | 2.17 | 55.1 | 55.1 | 55.1
Nuc | 493.74 | 512.79 | 521.93 | 524.97 | 524.97 | 524.97
PS | 10.45 | 10.45 | 10.45 | 10.45 | 10.45 | 10.45
PV | 0 | 0 | 0 | 0 | 0 | 0
PeakG | 85.76 | 131.41 | 89.43 | 112.18 | 147.21 | 153.48
PeakO | 21.48 | 28.65 | 22.96 | 22.96 | 22.96 | 22.96
ST | 0 | 0 | 0 | 0 | 0 | 0
STOG | 29.16 | 37.35 | 30.31 | 30.69 | 31.21 | 27.23
STWD | 0 | 0 | 0 | 0 | 0 | 0
WT | 61.62 | 61.62 | 61.62 | 505.38 | 465.14 | 674.76
IGCC | 0 | 0 | 0 | 0 | 0 | 0
DemandResponse | 0 | 0 | 0 | 0 | 0 | 0
IGCC-CCS | 0 | 0 | 0 | 0 | 0 | 0
WT_off | 0 | 0 | 0 | 0 | 0 | 0
PseudoUnit | 0 | 0 | 0 | 0 | 0 | 0
FixedInterchange | 0 | 0 | 0 | 0 | 0 | 0
Total Costs by Reporting Type: MISO_W
ReportingType | 2015 | 2020 | 2025 | 2030 | 2035 | 2040
BM | 0 | 0 | 0 | 0 | 0 | 0
CC | 474.58 | 519.03 | 243.13 | 192.99 | 276.99 | 313.54
CSP | 0 | 0 | 0 | 0 | 0 | 0
CT | 0 | 0 | 0 | 0 | 0 | 0
Coal | 2681.51 | 3234.86 | 3093.92 | 2909.47 | 3378.08 | 3650.02
Geo | 0 | 0 | 0 | 0 | 0 | 0
H | 7.08 | 7.08 | 7.08 | 7.08 | 7.08 | 7.08
LFG | 24.75 | 24.75 | 24.75 | 41.64 | 41.64 | 41.64
Nuc | 539.99 | 543.1 | 552.83 | 814.83 | 0.05 | 0.05
PS | 0 | 0 | 0 | 0 | 0 | 0
PV | 0 | 0 | 0 | 0 | 0 | 0
PeakG | 109.81 | 134.99 | 91.5 | 106.82 | 110.55 | 110.74
PeakO | 56.38 | 79.08 | 64.57 | 64.57 | 64.57 | 64.57
ST | 0 | 0 | 0 | 0 | 0 | 0
STOG | 9.06 | 9.24 | 7.68 | 7.68 | 7.67 | 7.67
STWD | 10.03 | 12.55 | 10.23 | 10.37 | 19.08 | 19.62
WT | 653.15 | 1202.63 | 4487.65 | 4769.92 | 4649.94 | 4236.3
IGCC | 0 | 0 | 0 | 0 | 0 | 0
DemandResponse | 0 | 0 | 0 | 0 | 0 | 0
IGCC-CCS | 0 | 0 | 0 | 0 | 0 | 0
WT_off | 0 | 0 | 0 | 0 | 0 | 0
PseudoUnit | 0 | 0 | 0 | 0 | 0 | 0
FixedInterchange | 0 | 0 | 0 | 0 | 0 | 0
Total Costs by Reporting Type: MISO_WUMS
ReportingType | 2015 | 2020 | 2025 | 2030 | 2035 | 2040
BM | 0 | 0 | 0 | 0 | 0 | 0
CC | 574.84 | 1053.87 | 833.42 | 769.93 | 1433.44 | 1563.14
CSP | 0 | 0 | 0 | 0 | 0 | 0
CT | 0 | 351.03 | 360.72 | 527.79 | 1044.86 | 1103.79
Coal | 1789.63 | 1942.23 | 1714.68 | 1845.84 | 2051.38 | 2129.2
Geo | 0 | 0 | 0 | 0 | 0 | 0
H | 4.79 | 4.79 | 4.79 | 4.79 | 4.79 | 4.79
LFG | 8.57 | 8.57 | 8.57 | 59.22 | 59.22 | 59.22
Nuc | 419.03 | 444.73 | 429.21 | 737.97 | 0.05 | 0.05
PS | 0 | 0 | 0 | 0 | 0 | 0
PV | 0 | 0 | 0 | 0 | 0 | 0
PeakG | 57.18 | 81.84 | 66.13 | 77.65 | 77.65 | 77.65
PeakO | 13.52 | 17.78 | 14.69 | 14.69 | 14.69 | 14.69
ST | 0 | 0 | 0 | 0 | 0 | 0
STOG | 13.34 | 15.63 | 13.39 | 13.39 | 13.39 | 13.39
STWD | 3.37 | 4.21 | 3.43 | 3.43 | 3.43 | 6.86
WT | 177.49 | 177.49 | 177.49 | 181.92 | 50.84 | 50.84
IGCC | 0 | 0 | 0 | 0 | 0 | 0
DemandResponse | 0 | 0 | 0 | 0 | 0 | 0
IGCC-CCS | 0 | 0 | 0 | 0 | 0 | 0
WT_off | 0 | 0 | 0 | 0 | 0 | 0
PseudoUnit | 0 | 0 | 0 | 0 | 0 | 0
FixedInterchange | 0 | 0 | 0 | 0 | 0 | 0
Total Costs by Reporting Type: Nebraska
ReportingType | 2015 | 2020 | 2025 | 2030 | 2035 | 2040
BM | 0 | 0 | 0 | 0 | 0 | 0
CC | 34.83 | 32.03 | 28.65 | 33.72 | 31.06 | 30.81
CSP | 0 | 0 | 0 | 0 | 0 | 0
CT | 0 | 0 | 0 | 0 | 0 | 0
Coal | 901.57 | 1251.79 | 1252.87 | 1112.73 | 2062.11 | 2289.03
Geo | 0 | 0 | 0 | 0 | 0 | 0
H | 2.38 | 2.38 | 2.38 | 2.38 | 2.38 | 2.38
LFG | 0.72 | 0.72 | 15.78 | 16.88 | 16.88 | 16.88
Nuc | 289.1 | 306.81 | 296.14 | 364.84 | 0.11 | 0.11
PS | 0 | 0 | 0 | 0 | 0 | 0
PV | 0 | 0 | 0 | 0 | 0 | 0
PeakG | 25.9 | 41.5 | 36.72 | 38.09 | 33.21 | 31.37
PeakO | 9.57 | 12.19 | 9.77 | 9.77 | 9.77 | 9.77
ST | 0 | 0 | 0 | 0 | 0 | 0
STOG | 14.72 | 20.38 | 15.73 | 18.37 | 13.09 | 12.04
STWD | 0 | 0 | 0 | 0 | 0 | 0
WT | 35.77 | 35.77 | 35.77 | 30.33 | 10.54 | 10.54
IGCC | 0 | 0 | 0 | 0 | 0 | 0
DemandResponse | 0 | 0 | 0 | 0 | 0 | 0
IGCC-CCS | 0 | 0 | 0 | 0 | 0 | 0
WT_off | 0 | 0 | 0 | 0 | 0 | 0
PseudoUnit | 0 | 0 | 0 | 0 | 0 | 0
FixedInterchange | 0 | 0 | 0 | 0 | 0 | 0
Total Costs by Reporting Type: NEISO
ReportingType | 2015 | 2020 | 2025 | 2030 | 2035 | 2040
BM | 242.15 | 104.36 | 104.36 | 103.93 | 104.36 | 104.36
CC | 2220.06 | 1947.38 | 1974.89 | 2281.16 | 2749.16 | 3000.93
CSP | 0 | 0 | 0 | 0 | 0 | 0
CT | 32.41 | 32.88 | 32.92 | 31.93 | 52 | 152.43
Coal | 57.57 | 29.15 | 0 | 0 | 0 | 0
Geo | 0 | 0 | 0 | 0 | 0 | 0
H | 46.4 | 46.4 | 46.4 | 46.4 | 46.4 | 46.4
LFG | 76.13 | 76.13 | 87.89 | 92.47 | 86.57 | 86.57
Nuc | 1055.43 | 1120.79 | 1080.11 | 1086.32 | 784.86 | 1150.98
PS | 39.74 | 39.74 | 39.74 | 39.74 | 39.74 | 39.74
PV | 0.03 | 84.29 | 84.29 | 84.31 | 84.32 | 5.34
PeakG | 21.33 | 31.75 | 23 | 25 | 35.66 | 36.01
PeakO | 21.32 | 27.18 | 21.78 | 21.78 | 21.78 | 21.78
ST | 0 | 0 | 0 | 0 | 0 | 0
STOG | 0 | 0 | 0 | 0 | 0 | 0
STWD | 346.44 | 25.16 | 20.11 | 20.02 | 20.44 | 20.4
WT | 45.77 | 691.92 | 845.36 | 841.01 | 813.05 | 280.51
IGCC | 0 | 0 | 0 | 0 | 0 | 0
DemandResponse | 0 | 0 | 0 | 0 | 0 | 0
IGCC-CCS | 0 | 0 | 0 | 0 | 0 | 0
WT_off | 203.79 | 203.79 | 203.79 | 203.79 | 24.98 | 24.98
PseudoUnit | 0 | 0 | 0 | 0 | 0 | 0
FixedInterchange | 0 | 0 | 0 | 0 | 0 | 0
Total Costs by Reporting Type: NonRTO_Midwest
ReportingType | 2015 | 2020 | 2025 | 2030 | 2035 | 2040
BM | 0 | 0 | 0 | 0 | 0 | 0
CC | 0 | 139.82 | 127.05 | 182.85 | 276.9 | 384.46
CSP | 0 | 0 | 0 | 0 | 0 | 0
CT | 0 | 27.13 | 27.51 | 29.79 | 35.08 | 23.02
Coal | 2846.02 | 3164.5 | 3096.93 | 3175.46 | 3341.43 | 3587.04
Geo | 0 | 0 | 0 | 0 | 0 | 0
H | 2.04 | 2.04 | 2.04 | 2.04 | 2.04 | 2.04
LFG | 1.69 | 1.69 | 37.26 | 37.26 | 37.26 | 37.26
Nuc | 0.01 | 0.01 | 0.01 | 0.01 | 0.01 | 0.01
PS | 0 | 0 | 0 | 0 | 0 | 0
PV | 0 | 0 | 0 | 0 | 0 | 0
PeakG | 65.27 | 103.51 | 72.88 | 88.14 | 109.74 | 114.42
PeakO | 0.35 | 0.45 | 0.36 | 0.36 | 0.36 | 0.36
ST | 0 | 0 | 0 | 0 | 0 | 0
STOG | 0 | 0 | 0 | 0 | 0 | 0
STWD | 0 | 0 | 0 | 0 | 0 | 0
WT | 2.26 | 2.26 | 2.26 | 2.26 | 2.26 | 2.26
IGCC | 0 | 0 | 0 | 0 | 0 | 0
DemandResponse | 0 | 0 | 0 | 0 | 0 | 0
IGCC-CCS | 0 | 0 | 0 | 0 | 0 | 0
WT_off | 0 | 0 | 0 | 0 | 0 | 0
PseudoUnit | 0 | 0 | 0 | 0 | 0 | 0
FixedInterchange | 0 | 0 | 0 | 0 | 0 | 0
Total Costs by Reporting Type: NYISO_A-F
ReportingType | 2015 | 2020 | 2025 | 2030 | 2035 | 2040
BM | 0 | 0 | 0 | 0 | 0 | 0
CC | 474.11 | 618.64 | 709.82 | 778.01 | 659.13 | 769.41
CSP | 0 | 0 | 0 | 0 | 0 | 0
CT | 0 | 0 | 0 | 0 | 0 | 0
Coal | 0 | 0 | 0 | 0 | 0 | 0
Geo | 0 | 0 | 0 | 0 | 0 | 0
H | 62.6 | 62.6 | 62.6 | 62.6 | 62.6 | 62.6
LFG | 21.56 | 21.56 | 37.22 | 37.22 | 36.48 | 36.48
Nuc | 769.17 | 792.88 | 787.44 | 645.82 | 746.25 | 695.88
PS | 33.52 | 33.52 | 33.52 | 33.52 | 33.52 | 33.52
PV | 0 | 0 | 0 | 0 | 0 | 0
PeakG | 3.78 | 5.56 | 5.73 | 5.77 | 5.31 | 5.69
PeakO | 1.14 | 1.46 | 1.17 | 1.17 | 1.17 | 1.17
ST | 0 | 0 | 0 | 0 | 0 | 0
STOG | 0 | 0 | 0 | 0 | 0 | 0
STWD | 2.76 | 3.45 | 2.81 | 2.81 | 2.81 | 2.81
WT | 457.55 | 571.08 | 571.08 | 702.03 | 1828.53 | 1734.95
IGCC | 0 | 0 | 0 | 0 | 0 | 0
DemandResponse | 0 | 0 | 0 | 0 | 0 | 0
IGCC-CCS | 0 | 0 | 0 | 0 | 0 | 0
WT_off | 0 | 0 | 0 | 0 | 0 | 0
PseudoUnit | 0 | 0 | 0 | 0 | 0 | 0
FixedInterchange | 0 | 0 | 0 | 0 | 0 | 0
Total Costs by Reporting Type: NYISO_G-I
ReportingType | 2015 | 2020 | 2025 | 2030 | 2035 | 2040
BM | 0 | 0 | 0 | 0 | 0 | 0
CC | 301.62 | 379.27 | 481.24 | 906.63 | 1734.16 | 2673.27
CSP | 0 | 0 | 0 | 0 | 0 | 0
CT | 0 | 0 | 0 | 0 | 0 | 0
Coal | 0 | 0 | 0 | 0 | 0 | 0
Geo | 0 | 0 | 0 | 0 | 0 | 0
H | 0.46 | 0.46 | 0.46 | 0.46 | 0.46 | 0.46
LFG | 7.73 | 7.73 | 24.86 | 24.86 | 24.86 | 24.86
Nuc | 466.19 | 495 | 477.19 | 479.96 | 543.55 | 0.21
PS | 0 | 0 | 0 | 0 | 0 | 0
PV | 0 | 0 | 0 | 0 | 0 | 0
PeakG | 1.52 | 2.04 | 1.56 | 1.57 | 1.57 | 1.57
PeakO | 2.55 | 3.25 | 2.61 | 2.61 | 2.61 | 2.61
ST | 0 | 0 | 0 | 0 | 0 | 0
STOG | 0 | 0 | 0 | 0 | 0 | 0
STWD | 0 | 0 | 0 | 0 | 0 | 0
WT | 0 | 9.11 | 9.11 | 55.88 | 55.88 | 48.46
IGCC | 0 | 0 | 0 | 0 | 0 | 0
DemandResponse | 0 | 0 | 0 | 0 | 0 | 0
IGCC-CCS | 0 | 0 | 0 | 0 | 0 | 0
WT_off | 0 | 0 | 0 | 0 | 0 | 0
PseudoUnit | 0 | 0 | 0 | 0 | 0 | 0
FixedInterchange | 0 | 0 | 0 | 0 | 0 | 0
Total Costs by Reporting Type: NYISO_J-K
ReportingType | 2015 | 2020 | 2025 | 2030 | 2035 | 2040
BM | 0 | 0 | 0 | 0 | 0 | 0
CC | 1272.86 | 1539.57 | 1624.37 | 1702.83 | 1765.3 | 1763.52
CSP | 0 | 0 | 0 | 0 | 0 | 0
CT | 0 | 0 | 56.01 | 135.85 | 138.25 | 290.39
Coal | 0 | 0 | 0 | 0 | 0 | 0
Geo | 0 | 0 | 0 | 0 | 0 | 0
H | 0 | 0 | 0 | 0 | 0 | 0
LFG | 14.97 | 14.97 | 35.92 | 35.92 | 35.92 | 35.92
Nuc | 0.01 | 0.01 | 0.01 | 0.01 | 0.01 | 0.01
PS | 0 | 0 | 0 | 0 | 0 | 0
PV | 12.03 | 12.03 | 12.03 | 12.03 | 0 | 0
PeakG | 57.39 | 84.68 | 66.95 | 72.83 | 79.57 | 96.65
PeakO | 61.69 | 79.16 | 63.78 | 65.02 | 65.02 | 65.02
ST | 0 | 0 | 0 | 0 | 0 | 0
STOG | 307.11 | 401.54 | 397.89 | 410.33 | 442.72 | 505.03
STWD | 0 | 0 | 0 | 0 | 0 | 0
WT | 0 | 0 | 0 | 0 | 14.08 | 32.54
IGCC | 0 | 0 | 0 | 0 | 0 | 0
DemandResponse | 0 | 0 | 0 | 0 | 0 | 0
IGCC-CCS | 0 | 0 | 0 | 0 | 0 | 0
WT_off | 0 | 0 | 0 | 0 | 0 | 0
PseudoUnit | 0 | 0 | 0 | 0 | 0 | 0
FixedInterchange | 0 | 0 | 0 | 0 | 0 | 0
Total Costs by Reporting Type: PJM_E
ReportingType | 2015 | 2020 | 2025 | 2030 | 2035 | 2040
BM | 23.65 | 29.3 | 14.89 | 13.72 | 13.67 | 13.67
CC | 1922.6 | 2758.92 | 2702.91 | 2677.04 | 3287.66 | 2825.86
CSP | 0 | 0 | 0 | 0 | 0 | 0
CT | 2.46 | 2.51 | 2.52 | 0.37 | 121.27 | 113.3
Coal | 121.37 | 76.26 | 68.3 | 92.26 | 132.99 | 162.42
Geo | 0 | 0 | 0 | 0 | 0 | 0
H | 3.85 | 3.85 | 3.85 | 3.85 | 3.85 | 3.85
LFG | 58.13 | 91.55 | 91.55 | 90.3 | 90.3 | 73.06
Nuc | 1960.16 | 1864.06 | 1862.64 | 1873.72 | 1345.93 | 2395.82
PS | 9.5 | 9.5 | 9.5 | 9.5 | 9.5 | 9.5
PV | 8.22 | 8.22 | 8.22 | 8.22 | 0.75 | 0.75
PeakG | 75.2 | 111.39 | 110.05 | 124.68 | 164.62 | 127.17
PeakO | 75.92 | 100.78 | 82.41 | 82.41 | 82.41 | 82.41
ST | 0 | 0 | 0 | 0 | 0 | 0
STOG | 119.89 | 165.61 | 149.05 | 151.78 | 188.92 | 189.88
STWD | 0 | 0 | 0 | 0 | 0 | 0
WT | 221.73 | 221.73 | 221.73 | 221.73 | 32.65 | 32.65
IGCC | 0 | 0 | 0 | 0 | 0 | 0
DemandResponse | 0 | 0 | 0 | 0 | 0 | 0
IGCC-CCS | 0 | 0 | 0 | 0 | 0 | 0
WT_off | 0 | 0 | 397.18 | 397.18 | 397.18 | 397.18
PseudoUnit | 0 | 0 | 0 | 0 | 0 | 0
FixedInterchange | 0 | 0 | 0 | 0 | 0 | 0
Total Costs by Reporting Type: PJM_ROM
ReportingType | 2015 | 2020 | 2025 | 2030 | 2035 | 2040
BM | 13.33 | 16.98 | 8.33 | 7.63 | 7.6 | 7.6
CC | 954.58 | 1293.98 | 1228.88 | 1279.53 | 2915.81 | 8245.11
CSP | 0 | 0 | 0 | 0 | 0 | 0
CT | 1.51 | 1.54 | 1.72 | 1.63 | 0.57 | 0.24
Coal | 2350.91 | 2752.09 | 2872.42 | 3162.41 | 3220.08 | 3292.49
Geo | 0 | 0 | 0 | 0 | 0 | 0
H | 19.83 | 19.83 | 19.83 | 19.83 | 19.83 | 19.83
LFG | 45.27 | 106.62 | 106.62 | 105.75 | 104.46 | 75.37
Nuc | 1163.94 | 1194.41 | 1192.35 | 1199.5 | 963.59 | 1283.24
PS | 35.92 | 35.92 | 35.92 | 35.92 | 35.92 | 35.92
PV | 0.06 | 366.78 | 577.71 | 631 | 651.99 | 331.15
PeakG | 30.83 | 45.58 | 44.76 | 45.03 | 55.2 | 54.17
PeakO | 45.95 | 58.57 | 46.94 | 46.94 | 46.94 | 46.94
ST | 0 | 0 | 0 | 0 | 0 | 0
STOG | 192.41 | 244.73 | 237.16 | 243.98 | 252.23 | 253.91
STWD | 18.48 | 39.07 | 6.88 | 4.31 | 4.2 | 4.2
WT | 107.37 | 229.81 | 229.81 | 213.14 | 160.96 | 59.6
IGCC | 0 | 0 | 0 | 0 | 0 | 0
DemandResponse | 0 | 0 | 0 | 0 | 0 | 0
IGCC-CCS | 0 | 0 | 0 | 0 | 0 | 0
WT_off | 0 | 0 | 0 | 0 | 0 | 0
PseudoUnit | 0 | 0 | 0 | 0 | 0 | 0
FixedInterchange | 0 | 0 | 0 | 0 | 0 | 0
Total Costs by Reporting Type: PJM_ROR
ReportingType | 2015 | 2020 | 2025 | 2030 | 2035 | 2040
BM | 154.04 | 163.02 | 161.87 | 158.26 | 161.87 | 79.52
CC | 3084.63 | 3189.07 | 3040.52 | 5095.03 | 7492.08 | 6272.02
CSP | 0 | 0 | 0 | 0 | 0 | 0
CT | 2.76 | 2.94 | 2.97 | 3 | 259.53 | 263.65
Coal | 14269.36 | 13388.7 | 13685.38 | 14199.34 | 14987.72 | 15700.11
Geo | 0 | 0 | 0 | 0 | 0 | 0
H | 26.17 | 26.17 | 26.17 | 26.17 | 26.17 | 26.17
LFG | 71.6 | 107.24 | 187.84 | 184.74 | 181.43 | 164.75
Nuc | 4607.58 | 4731.16 | 4718.65 | 4541.22 | 3528.56 | 5329.49
PS | 73.14 | 73.14 | 73.14 | 73.14 | 73.14 | 73.14
PV | 0.35 | 0.35 | 0.35 | 0.35 | 0.35 | 0.35
PeakG | 399.16 | 552.82 | 418.59 | 525.94 | 530.31 | 543.65
PeakO | 48.69 | 65.15 | 52.22 | 52.22 | 52.22 | 52.22
ST | 0 | 0 | 0 | 0 | 0 | 0
STOG | 129.3 | 151.88 | 140.18 | 142.99 | 148.87 | 155.21
STWD | 9.11 | 26.83 | 12.32 | 9.23 | 9.23 | 11.98
WT | 1466.07 | 3140.45 | 3767.79 | 3526.41 | 4988.67 | 5933.31
IGCC | 0 | 0 | 0 | 0 | 0 | 0
DemandResponse | 0 | 0 | 0 | 0 | 0 | 0
IGCC-CCS | 0 | 0 | 0 | 0 | 0 | 0
WT_off | 0 | 0 | 0 | 0 | 0 | 0
PseudoUnit | 0 | 0 | 0 | 0 | 0 | 0
FixedInterchange | 0 | 0 | 0 | 0 | 0 | 0
Total Costs by Reporting Type: SOCO
ReportingType | 2015 | 2020 | 2025 | 2030 | 2035 | 2040
BM | 19.78 | 19.78 | 21.47 | 21.46 | 22.58 | 22.59
CC | 5472.04 | 6116.79 | 5946.87 | 5858.31 | 6074.38 | 5716
CSP | 0 | 0 | 0 | 0 | 0 | 0
CT | 0 | 0 | 0 | 0 | 0 | 0
Coal | 5151.57 | 5673.04 | 6301.19 | 7825.79 | 9486.84 | 12530.73
Geo | 0 | 0 | 0 | 0 | 0 | 0
H | 59.74 | 59.74 | 59.74 | 59.74 | 59.74 | 59.74
LFG | 4.47 | 4.47 | 28 | 28 | 28 | 28
Nuc | 1355.07 | 2993.98 | 3028.43 | 3039.86 | 3039.86 | 2945.91
PS | 39.76 | 39.76 | 39.76 | 39.76 | 39.76 | 39.76
PV | 0 | 0 | 0 | 0 | 0 | 0
PeakG | 213.58 | 339.98 | 334.73 | 400.8 | 437.79 | 453.63
PeakO | 4.69 | 6.49 | 5.7 | 6.23 | 6.23 | 6.23
ST | 0 | 0 | 0 | 0 | 0 | 0
STOG | 0 | 0 | 0 | 0 | 0 | 0
STWD | 0 | 0 | 0 | 0 | 0 | 0
WT | 0 | 0 | 0 | 0 | 0 | 0
IGCC | 0 | 0 | 0 | 0 | 0 | 0
DemandResponse | 0 | 0 | 0 | 0 | 0 | 0
IGCC-CCS | 0 | 0 | 0 | 0 | 0 | 0
WT_off | 0 | 0 | 0 | 0 | 0 | 0
PseudoUnit | 0 | 0 | 0 | 0 | 0 | 0
FixedInterchange | 0 | 0 | 0 | 0 | 0 | 0
Total Costs by Reporting Type: SPP_N
ReportingType | 2015 | 2020 | 2025 | 2030 | 2035 | 2040
BM | 0 | 0 | 0 | 0 | 0 | 0
CC | 358.51 | 177.99 | 120.92 | 179.04 | 202.01 | 161.61
CSP | 0 | 0 | 0 | 0 | 0 | 0
CT | 0 | 101.55 | 103.59 | 333.53 | 553.72 | 427.89
Coal | 2240.82 | 2643.8 | 2635.33 | 2619.08 | 2858.85 | 4208.27
Geo | 0 | 0 | 0 | 0 | 0 | 0
H | 0.3 | 0.3 | 0.3 | 0.3 | 0.3 | 0.3
LFG | 0.85 | 0.85 | 21.82 | 21.82 | 21.82 | 21.82
Nuc | 256.73 | 266.63 | 271.39 | 272.98 | 272.98 | 272.98
PS | 0 | 0 | 0 | 0 | 0 | 0
PV | 0 | 0 | 0 | 0 | 0 | 0
PeakG | 78.43 | 124.16 | 116.96 | 107.7 | 105.76 | 105.7
PeakO | 34.89 | 44.84 | 35.94 | 35.94 | 35.94 | 35.94
ST | 0 | 0 | 0 | 0 | 0 | 0
STOG | 99.28 | 125.2 | 117.11 | 120.81 | 126.47 | 132.41
STWD | 0 | 0 | 0 | 0 | 0 | 0
WT | 42.04 | 104.85 | 104.85 | 104.85 | 104.85 | 54.3
IGCC | 0 | 0 | 0 | 0 | 0 | 0
DemandResponse | 0 | 0 | 0 | 0 | 0 | 0
IGCC-CCS | 0 | 0 | 0 | 0 | 0 | 0
WT_off | 0 | 0 | 0 | 0 | 0 | 0
PseudoUnit | 0 | 0 | 0 | 0 | 0 | 0
FixedInterchange | 0 | 0 | 0 | 0 | 0 | 0
Total Costs by Reporting Type: SPP_S
ReportingType | 2015 | 2020 | 2025 | 2030 | 2035 | 2040
BM | 0 | 0 | 0 | 0 | 0 | 0
CC | 1827.5 | 1387.89 | 1247.04 | 1376.32 | 1545.72 | 1513.25
CSP | 0 | 0 | 0 | 0 | 0 | 0
CT | 35.98 | 61.7 | 61.7 | 61.71 | 28.52 | 6.14
Coal | 3330.11 | 3761.89 | 4110.15 | 4175.93 | 4635.43 | 4879.4
Geo | 0 | 0 | 0 | 0 | 0 | 0
H | 30.03 | 30.03 | 30.03 | 30.03 | 30.03 | 30.03
LFG | 2.29 | 2.29 | 23.27 | 23.27 | 23.27 | 23.27
Nuc | 0.01 | 0.01 | 0.01 | 0.01 | 0.01 | 0.01
PS | 10.59 | 10.59 | 10.59 | 10.59 | 10.59 | 10.59
PV | 0 | 0 | 0 | 0 | 0 | 0
PeakG | 60.2 | 87.93 | 62.37 | 76.78 | 82.77 | 82.77
PeakO | 3.36 | 4.54 | 3.63 | 3.63 | 3.64 | 3.66
ST | 0 | 0 | 0 | 0 | 0 | 0
STOG | 424.57 | 404.59 | 379.06 | 408.82 | 443.88 | 477.99
STWD | 2.69 | 3.37 | 2.75 | 2.75 | 2.75 | 3.24
WT | 143.56 | 2599.59 | 2710.42 | 2825.48 | 2892.17 | 1040.41
IGCC | 0 | 0 | 0 | 0 | 0 | 0
DemandResponse | 0 | 0 | 0 | 0 | 0 | 0
IGCC-CCS | 0 | 0 | 0 | 0 | 0 | 0
WT_off | 0 | 0 | 0 | 0 | 0 | 0
PseudoUnit | 0 | 0 | 0 | 0 | 0 | 0
FixedInterchange | 0 | 0 | 0 | 0 | 0 | 0
Total Costs by Reporting Type: TVA
ReportingType | 2015 | 2020 | 2025 | 2030 | 2035 | 2040
BM | 0 | 0 | 0 | 0 | 0 | 0
CC | 1064.16 | 1640.19 | 1701.32 | 1824.89 | 1839.89 | 1711.27
CSP | 0 | 0 | 0 | 0 | 0 | 0
CT | 0 | 157.77 | 163.48 | 229.66 | 217.82 | 105.23
Coal | 3550.26 | 4022.27 | 4265.83 | 4273.83 | 6216.83 | 7578.67
Geo | 0 | 0 | 0 | 0 | 0 | 0
H | 72.8 | 72.8 | 72.8 | 72.8 | 72.8 | 72.8
LFG | 1.57 | 1.57 | 24.89 | 24.89 | 24.89 | 24.89
Nuc | 2533.71 | 2590.04 | 2579.4 | 2590.89 | 1999.33 | 2481.64
PS | 41.38 | 41.38 | 41.38 | 41.38 | 41.38 | 41.38
PV | 0 | 0 | 0 | 0 | 0 | 0
PeakG | 99.24 | 153.37 | 140.99 | 140.99 | 140.99 | 140.99
PeakO | 1.87 | 2.54 | 1.92 | 2.49 | 2.49 | 2.49
ST | 0 | 0 | 0 | 0 | 0 | 0
STOG | 0 | 0 | 0 | 0 | 0 | 0
STWD | 0.16 | 0.2 | 0.16 | 0.18 | 0.31 | 0.31
WT | 0.99 | 0.99 | 0.99 | 0.99 | 0.99 | 0.99
IGCC | 0 | 0 | 0 | 0 | 0 | 0
DemandResponse | 0 | 0 | 0 | 0 | 0 | 0
IGCC-CCS | 0 | 0 | 0 | 0 | 0 | 0
WT_off | 0 | 0 | 0 | 0 | 0 | 0
PseudoUnit | 0 | 0 | 0 | 0 | 0 | 0
FixedInterchange | 0 | 0 | 0 | 0 | 0 | 0
Total Costs by Reporting Type: TVA_Transmission
ReportingType | 2015 | 2020 | 2025 | 2030 | 2035 | 2040
BM | 0 | 0 | 0 | 0 | 0 | 0
CC | 0 | 0 | 0 | 0 | 0 | 0
CSP | 0 | 0 | 0 | 0 | 0 | 0
CT | 0 | 0 | 0 | 0 | 0 | 0
Coal | 0 | 0 | 0 | 0 | 0 | 0
Geo | 0 | 0 | 0 | 0 | 0 | 0
H | 0 | 0 | 0 | 0 | 0 | 0
LFG | 0 | 0 | 0 | 0 | 0 | 0
Nuc | 0 | 0 | 0 | 0 | 0 | 0
PS | 0 | 0 | 0 | 0 | 0 | 0
PV | 0 | 0 | 0 | 0 | 0 | 0
PeakG | 0 | 0 | 0 | 0 | 0 | 0
PeakO | 0 | 0 | 0 | 0 | 0 | 0
ST | 0 | 0 | 0 | 0 | 0 | 0
STOG | 0 | 0 | 0 | 0 | 0 | 0
STWD | 0 | 0 | 0 | 0 | 0 | 0
WT | 0 | 0 | 0 | 0 | 0 | 0
IGCC | 0 | 0 | 0 | 0 | 0 | 0
DemandResponse | 0 | 0 | 0 | 0 | 0 | 0
IGCC-CCS | 0 | 0 | 0 | 0 | 0 | 0
WT_off | 0 | 0 | 0 | 0 | 0 | 0
PseudoUnit | 0 | 0 | 0 | 0 | 0 | 0
FixedInterchange | 0 | 0 | 0 | 0 | 0 | 0
Total Costs by Reporting Type: VACAR
ReportingType | 2015 | 2020 | 2025 | 2030 | 2035 | 2040
BM | 0.82 | 0.82 | 0.58 | 0.54 | 0.54 | 0.54
CC | 2953.99 | 3609.54 | 3462.57 | 4176.19 | 6355.53 | 8040.2
CSP | 0 | 0 | 0 | 0 | 0 | 0
CT | 69.92 | 70.26 | 70.98 | 125.65 | 194.72 | 321.85
Coal | 4745.74 | 4649.58 | 5705.33 | 6252.8 | 6969.48 | 7327.49
Geo | 0 | 0 | 0 | 0 | 0 | 0
H | 30.23 | 30.23 | 30.23 | 30.23 | 30.23 | 30.23
LFG | 7.68 | 31.08 | 31.08 | 31.08 | 31.04 | 20.68
Nuc | 2606.17 | 4424.34 | 4396.29 | 4414.98 | 3652.53 | 5084.39
PS | 62.1 | 62.1 | 62.1 | 62.1 | 62.1 | 62.1
PV | 0.24 | 31.84 | 33.26 | 35.03 | 36.84 | 9.42
PeakG | 150.67 | 222.73 | 173.44 | 213.87 | 227.24 | 227.81
PeakO | 36.13 | 46.34 | 37.33 | 38.01 | 38.01 | 38.01
ST | 0 | 0 | 0 | 0 | 0 | 0
STOG | 4.04 | 4.78 | 4.1 | 4.1 | 4.1 | 4.1
STWD | 173.41 | 29.25 | 18.37 | 18.72 | 18.72 | 25.05
WT | 0.14 | 547.45 | 547.45 | 547.45 | 547.33 | 98.34
IGCC | 0 | 0 | 0 | 0 | 0 | 0
DemandResponse | 0 | 0 | 0 | 0 | 0 | 0
IGCC-CCS | 0 | 0 | 0 | 0 | 0 | 0
WT_off | 0.39 | 374.44 | 818.28 | 911.08 | 1006.29 | 783.82
PseudoUnit | 0 | 0 | 0 | 0 | 0 | 0
FixedInterchange | 0 | 0 | 0 | 0 | 0 | 0
Total Costs by Reporting Type: IESO
ReportingType | 2015 | 2020 | 2025 | 2030 | 2035 | 2040
BM | 131.05 | 131.05 | 131.05 | 131.05 | 131.05 | 131.05
CC | 313.39 | 332.42 | 350.35 | 376.52 | 658.91 | 1524.34
CSP | 0 | 0 | 0 | 0 | 0 | 0
CT | 44.26 | 44.26 | 44.26 | 44.26 | 75.35 | 193.44
Coal | 0 | 0 | 0 | 0 | 0 | 0
Geo | 0 | 0 | 0 | 0 | 0 | 0
H | 123.83 | 123.83 | 123.83 | 123.83 | 123.83 | 123.83
LFG | 17.67 | 17.67 | 17.67 | 17.85 | 14.38 | 14.38
Nuc | 2990.3 | 3007.72 | 3062.19 | 3080.28 | 2836.57 | 3030.7
PS | 2.92 | 2.92 | 2.92 | 2.92 | 2.92 | 2.92
PV | 383.49 | 383.49 | 383.49 | 383.49 | 0.44 | 0.44
PeakG | 11.67 | 13.67 | 13.67 | 13.67 | 13.67 | 14.79
PeakO | 0.66 | 0.66 | 0.78 | 0.86 | 0.86 | 0.86
ST | 0 | 0 | 0 | 0 | 0 | 0
STOG | 0 | 0 | 0 | 0 | 0 | 0
STWD | 0 | 0 | 0 | 0 | 0 | 0
WT | 550.68 | 550.68 | 550.68 | 550.68 | 103.02 | 103.02
IGCC | 0 | 0 | 0 | 0 | 0 | 0
DemandResponse | 0 | 0 | 0 | 0 | 0 | 0
IGCC-CCS | 0 | 0 | 0 | 0 | 0 | 0
WT_off | 0 | 0 | 0 | 0 | 0 | 0
PseudoUnit | 0 | 0 | 0 | 0 | 0 | 0
FixedInterchange | 0 | 0 | 0 | 0 | 0 | 0
Total Costs by Reporting Type: MAPP_CA
ReportingType | 2015 | 2020 | 2025 | 2030 | 2035 | 2040
BM | 0 | 0 | 0 | 0 | 0 | 0
CC | 348.35 | 560.11 | 624.93 | 731.29 | 885.13 | 859.38
CSP | 0 | 0 | 0 | 0 | 0 | 0
CT | 0 | 0 | 3.55 | 17.07 | 41.16 | 72.46
Coal | 81.72 | 89.89 | 107.13 | 221.03 | 320.41 | 513.22
Geo | 0 | 0 | 0 | 0 | 0 | 0
H | 92.24 | 92.24 | 92.24 | 92.24 | 92.24 | 92.24
LFG | 0 | 0 | 0 | 0 | 0 | 0
Nuc | 0.01 | 0.01 | 0.01 | 0.01 | 0.01 | 0.01
PS | 0 | 0 | 0 | 0 | 0 | 0
PV | 0 | 0 | 0 | 0 | 0 | 0
PeakG | 9.88 | 9.88 | 9.88 | 9.88 | 13.09 | 13.09
PeakO | 0.09 | 0.09 | 0.09 | 0.12 | 0.12 | 0.12
ST | 0 | 0 | 0 | 0 | 0 | 0
STOG | 5.54 | 5.54 | 5.54 | 5.54 | 5.54 | 5.54
STWD | 0 | 0 | 0 | 0 | 0 | 0
WT | 77.05 | 77.05 | 77.05 | 77.05 | 17.92 | 17.92
IGCC | 0 | 0 | 0 | 0 | 0 | 0
DemandResponse | 0 | 0 | 0 | 0 | 0 | 0
IGCC-CCS | 0 | 0 | 0 | 0 | 0 | 0
WT_off | 0 | 0 | 0 | 0 | 0 | 0
PseudoUnit | 0 | 0 | 0 | 0 | 0 | 0
FixedInterchange | 0 | 0 | 0 | 0 | 0 | 0
Total Costs by Reporting Type: AZ_NM_SNV_Coal
ReportingType | 2015 | 2020 | 2025 | 2030 | 2035 | 2040
BM | 0 | 0 | 0 | 0 | 0 | 0
CC | 0 | 0 | 0 | 0 | 0 | 0
CSP | 0 | 0 | 0 | 0 | 0 | 0
CT | 0 | 0 | 0 | 0 | 0 | 0
Coal | 2662.5 | 2950.54 | 2946.75 | 2905.37 | 2885.74 | 2602.62
Geo | 0 | 0 | 0 | 0 | 0 | 0
H | 0 | 0 | 0 | 0 | 0 | 0
LFG | 0 | 0 | 0 | 0 | 0 | 0
Nuc | 0 | 0 | 0 | 0 | 0 | 0
PS | 0 | 0 | 0 | 0 | 0 | 0
PV | 0 | 0 | 0 | 0 | 0 | 0
PeakG | 0 | 0 | 0 | 0 | 0 | 0
PeakO | 5.77 | 7.38 | 0 | 0 | 0 | 0
ST | 0 | 0 | 0 | 0 | 0 | 0
STOG | 0 | 0 | 0 | 0 | 0 | 0
STWD | 0 | 0 | 0 | 0 | 0 | 0
WT | 0 | 0 | 0 | 0 | 0 | 0
IGCC | 0 | 0 | 0 | 0 | 0 | 0
DemandResponse | 0 | 0 | 0 | 0 | 0 | 0
IGCC-CCS | 0 | 0 | 0 | 0 | 0 | 0
WT_off | 0 | 0 | 0 | 0 | 0 | 0
PseudoUnit | 0 | 0 | 0 | 0 | 0 | 0
FixedInterchange | 0 | 0 | 0 | 0 | 0 | 0
Total Costs by Reporting Type: AZ_NM_SNV_Gas
ReportingType | 2015 | 2020 | 2025 | 2030 | 2035 | 2040
BM | 0 | 0 | 0 | 0 | 0 | 0
CC | 4325.9 | 5031.67 | 3447.9 | 2883.48 | 3132.52 | 3290.48
CSP | 0 | 0 | 0 | 0 | 0 | 0
CT | 68.63 | 68.63 | 69.13 | 70.54 | 0 | 0
Coal | 0 | 0 | 0 | 0 | 0 | 0
Geo | 0 | 0 | 0 | 0 | 0 | 0
H | 0 | 0 | 0 | 0 | 0 | 0
LFG | 0 | 0 | 0 | 0 | 0 | 0
Nuc | 0 | 0 | 0 | 0 | 0 | 0
PS | 0 | 0 | 0 | 0 | 0 | 0
PV | 0 | 0 | 0 | 0 | 0 | 0
PeakG | 63.97 | 93.45 | 62.47 | 82.39 | 83.18 | 103.26
PeakO | 0 | 0 | 0 | 0 | 0 | 0
ST | 0 | 0 | 0 | 0 | 0 | 0
STOG | 0 | 0 | 0 | 0 | 0 | 0
STWD | 0 | 0 | 0 | 0 | 0 | 0
WT | 0 | 0 | 0 | 0 | 0 | 0
IGCC | 0 | 0 | 0 | 0 | 0 | 0
DemandResponse | 0 | 0 | 0 | 0 | 0 | 0
IGCC-CCS | 0 | 0 | 0 | 0 | 0 | 0
WT_off | 0 | 0 | 0 | 0 | 0 | 0
PseudoUnit | 0 | 0 | 0 | 0 | 0 | 0
FixedInterchange | 0 | 0 | 0 | 0 | 0 | 0
Total Costs by Reporting Type: AZ_NM_SNV_NucRenew
ReportingType | 2015 | 2020 | 2025 | 2030 | 2035 | 2040
BM | 0 | 0 | 0 | 0 | 0 | 0
CC | 0 | 0 | 0 | 0 | 0 | 0
CSP | 0 | 0 | 0 | 0 | 0 | 0
CT | 0 | 0 | 0 | 0 | 0 | 0
Coal | 0 | 0 | 0 | 0 | 0 | 0
Geo | 0 | 0 | 406.85 | 406.85 | 406.85 | 406.85
H | 44.6 | 44.6 | 44.6 | 44.6 | 44.6 | 44.6
LFG | 0.85 | 0.85 | 14.35 | 14.35 | 14.35 | 14.35
Nuc | 810.72 | 895.93 | 912.19 | 917.59 | 917.59 | 917.59
PS | 5.13 | 5.13 | 5.13 | 5.13 | 5.13 | 5.13
PV | 25.98 | 25.98 | 25.98 | 25.98 | 2.38 | 2.38
PeakG | 0 | 0 | 0 | 0 | 0 | 0
PeakO | 0 | 0 | 0 | 0 | 0 | 0
ST | 86.63 | 217.85 | 291.58 | 267.22 | 242.75 | 141.26
STOG | 0 | 0 | 0 | 0 | 0 | 0
STWD | 12.81 | 1.21 | 0.9 | 1.17 | 3.33 | 4.56
WT | 26.09 | 2216 | 3910.04 | 7190.81 | 8763.71 | 9393.01
IGCC | 0 | 0 | 0 | 0 | 0 | 0
DemandResponse | 0 | 0 | 0 | 0 | 0 | 0
IGCC-CCS | 0 | 0 | 0 | 0 | 0 | 0
WT_off | 0 | 0 | 0 | 0 | 0 | 0
PseudoUnit | 0 | 0 | 0 | 0 | 0 | 0
FixedInterchange | 0 | 0 | 0 | 0 | 0 | 0
Total Costs by Reporting Type: ERCOT
ReportingType | 2015 | 2020 | 2025 | 2030 | 2035 | 2040
BM | 51.68 | 51.68 | 51.68 | 51.68 | 58.9 | 58.9
CC | 6527.1 | 8142.09 | 5688.36 | 6256.53 | 7644.98 | 9017.27
CSP | 0 | 0 | 0 | 0 | 0 | 0
CT | 22.65 | 22.8 | 22.65 | 22.65 | 1.67 | 1.67
Coal | 5379.82 | 6412.67 | 6913.37 | 6817.63 | 7577.69 | 8047.87
Geo | 0 | 0 | 0 | 0 | 0 | 0
H | 8.05 | 8.05 | 8.05 | 8.05 | 8.05 | 8.05
LFG | 9.06 | 9.06 | 85.93 | 85.93 | 85.93 | 85.93
Nuc | 1007.36 | 1174.9 | 1203.03 | 1210.21 | 1210.21 | 1210.21
PS | 0 | 0 | 0 | 0 | 0 | 0
PV | 3.56 | 3.56 | 3.56 | 3.56 | 0.01 | 0.01
PeakG | 80.63 | 119.31 | 114.62 | 114.62 | 114.62 | 114.62
PeakO | 1.29 | 1.86 | 1.53 | 1.53 | 1.53 | 1.53
ST | 0 | 0 | 0 | 0 | 0 | 0
STOG | 1101.85 | 1370 | 1042.51 | 1139.25 | 1157.5 | 1162.59
STWD | 0 | 0 | 0 | 0 | 0 | 0
WT | 358.12 | 358.12 | 3527.74 | 3663.57 | 3773.79 | 3929.23
IGCC | 0 | 0 | 0 | 0 | 0 | 0
DemandResponse | 0 | 0 | 0 | 0 | 0 | 0
IGCC-CCS | 0 | 0 | 0 | 0 | 0 | 0
WT_off | 0 | 0 | 0 | 0 | 0 | 0
PseudoUnit | 0 | 0 | 0 | 0 | 0 | 0
FixedInterchange | 0 | 0 | 0 | 0 | 0 | 0
Total Costs by Reporting Type: NP15
ReportingType | 2015 | 2020 | 2025 | 2030 | 2035 | 2040
BM | 0 | 0 | 0 | 0 | 0 | 0
CC | 2082.94 | 1643.49 | 1604.68 | 884.4 | 768.22 | 601.18
CSP | 0 | 0 | 0 | 0 | 0 | 0
CT | 25.37 | 39.65 | 39.65 | 419.47 | 570.09 | 920.36
Coal | 10.13 | 0 | 0 | 0 | 0 | 0
Geo | 100.91 | 291.83 | 291.83 | 291.83 | 291.83 | 199.59
H | 125.7 | 125.7 | 125.7 | 125.7 | 125.7 | 125.7
LFG | 10.26 | 149.21 | 149.21 | 149.21 | 149.21 | 79.02
Nuc | 495.59 | 560.5 | 540.7 | 543.89 | 543.89 | 543.89
PS | 53.58 | 53.58 | 53.58 | 53.58 | 53.58 | 53.58
PV | 2.78 | 2.78 | 2.78 | 2.78 | 0.89 | 0.89
PeakG | 56.04 | 82.34 | 58.1 | 74.01 | 78.49 | 78.49
PeakO | 10.26 | 13.08 | 10.48 | 10.49 | 10.49 | 10.49
ST | 10.38 | 10.38 | 10.38 | 10.38 | 1.86 | 1.86
STOG | 175.56 | 205.31 | 178.36 | 173.6 | 174.13 | 182.63
STWD | 265.97 | 17.73 | 14.77 | 18 | 21.23 | 91.17
WT | 56.14 | 641.48 | 641.48 | 641.35 | 2593.96 | 2254.23
IGCC | 0 | 0 | 0 | 0 | 0 | 0
DemandResponse | 0 | 0 | 0 | 0 | 0 | 0
IGCC-CCS | 0 | 0 | 0 | 0 | 0 | 0
WT_off | 0 | 0 | 0 | 0 | 0 | 0
PseudoUnit | 0 | 0 | 0 | 0 | 0 | 0
FixedInterchange | 0 | 0 | 0 | 0 | 0 | 0
Total Costs by Reporting Type: NWPP_Coal
ReportingType | 2015 | 2020 | 2025 | 2030 | 2035 | 2040
BM | 0 | 0 | 0 | 0 | 0 | 0
CC | 0 | 0 | 0 | 0 | 0 | 0
CSP | 0 | 0 | 0 | 0 | 0 | 0
CT | 0 | 0 | 0 | 0 | 0 | 0
Coal | 3183.12 | 3422.76 | 3465.2 | 3415.95 | 3687.59 | 3728.46
Geo | 0 | 0 | 0 | 0 | 0 | 0
H | 0 | 0 | 0 | 0 | 0 | 0
LFG | 0 | 0 | 0 | 0 | 0 | 0
Nuc | 0 | 0 | 0 | 0 | 0 | 0
PS | 0 | 0 | 0 | 0 | 0 | 0
PV | 0 | 0 | 0 | 0 | 0 | 0
PeakG | 0 | 0 | 0 | 0 | 0 | 0
PeakO | 0 | 0 | 0 | 0 | 0 | 0
ST | 0 | 0 | 0 | 0 | 0 | 0
STOG | 0 | 0 | 0 | 0 | 0 | 0
STWD | 0 | 0 | 0 | 0 | 0 | 0
WT | 0 | 0 | 0 | 0 | 0 | 0
IGCC | 0 | 0 | 0 | 0 | 0 | 0
DemandResponse | 0 | 0 | 0 | 0 | 0 | 0
IGCC-CCS | 0 | 0 | 0 | 0 | 0 | 0
WT_off | 0 | 0 | 0 | 0 | 0 | 0
PseudoUnit | 0 | 0 | 0 | 0 | 0 | 0
FixedInterchange | 0 | 0 | 0 | 0 | 0 | 0
Total Costs by Reporting Type: NWPP_Gas
ReportingType | 2015 | 2020 | 2025 | 2030 | 2035 | 2040
BM | 0 | 0 | 0 | 0 | 0 | 0
CC | 1979.58 | 2315.82 | 2520.83 | 3781.71 | 3085.81 | 2704.49
CSP | 0 | 0 | 0 | 0 | 0 | 0
CT | 14.02 | 14.02 | 14.02 | 14.02 | 1 | 1
Coal | 0 | 0 | 0 | 0 | 0 | 0
Geo | 0 | 0 | 0 | 0 | 0 | 0
H | 0 | 0 | 0 | 0 | 0 | 0
LFG | 0 | 0 | 0 | 0 | 0 | 0
Nuc | 0 | 0 | 0 | 0 | 0 | 0
PS | 0 | 0 | 0 | 0 | 0 | 0
PV | 0 | 0 | 0 | 0 | 0 | 0
PeakG | 0.69 | 1.02 | 0.77 | 1 | 1 | 1
PeakO | 0 | 0 | 0 | 0 | 0 | 0
ST | 0 | 0 | 0 | 0 | 0 | 0
STOG | 0 | 0 | 0 | 0 | 0 | 0
STWD | 0 | 0 | 0 | 0 | 0 | 0
WT | 0 | 0 | 0 | 0 | 0 | 0
IGCC | 0 | 0 | 0 | 0 | 0 | 0
DemandResponse | 0 | 0 | 0 | 0 | 0 | 0
IGCC-CCS | 0 | 0 | 0 | 0 | 0 | 0
WT_off | 0 | 0 | 0 | 0 | 0 | 0
PseudoUnit | 0 | 0 | 0 | 0 | 0 | 0
FixedInterchange | 0 | 0 | 0 | 0 | 0 | 0
Total Costs by Reporting Type: NWPP_NucRenew
ReportingType | 2015 | 2020 | 2025 | 2030 | 2035 | 2040
BM | 12.69 | 12.77 | 12.69 | 12.69 | 12.69 | 12.69
CC | 0 | 0 | 0 | 0 | 0 | 0
CSP | 0 | 0 | 0 | 0 | 0 | 0
CT | 0 | 0 | 0 | 0 | 0 | 0
Coal | 0 | 0 | 0 | 0 | 0 | 0
Geo | 54.72 | 62.03 | 176.91 | 176.91 | 164.93 | 161.73
H | 480.54 | 480.54 | 480.54 | 480.54 | 480.54 | 480.54
LFG | 18.26 | 22.49 | 72.55 | 72.55 | 69.83 | 67.89
Nuc | 256.71 | 258.17 | 262.7 | 264.21 | 264.21 | 324.67
PS | 6.12 | 6.12 | 6.12 | 6.12 | 6.12 | 6.12
PV | 0.04 | 0.04 | 0.04 | 0.04 | 0.04 | 0.04
PeakG | 0 | 0 | 0 | 0 | 0 | 0
PeakO | 0 | 0 | 0 | 0 | 0 | 0
ST | 0 | 0 | 0 | 0 | 0 | 0
STOG | 0 | 0 | 0 | 0 | 0 | 0
STWD | 0 | 0 | 0 | 0 | 0 | 0
WT | 375.75 | 375.75 | 375.75 | 406.46 | 2227.58 | 5001.68
IGCC | 0 | 0 | 0 | 0 | 0 | 0
DemandResponse | 0 | 0 | 0 | 0 | 0 | 0
IGCC-CCS | 0 | 0 | 0 | 0 | 0 | 0
WT_off | 0 | 0 | 0 | 0 | 0 | 0
PseudoUnit | 0 | 0 | 0 | 0 | 0 | 0
FixedInterchange | 0 | 0 | 0 | 0 | 0 | 0
Total Costs by Reporting Type: RMPA
ReportingType | 2015 | 2020 | 2025 | 2030 | 2035 | 2040
BM | 0 | 0 | 0 | 0 | 0 | 0
CC | 347.59 | 394.11 | 155.15 | 191.61 | 221.45 | 241.64
CSP | 0 | 0 | 0 | 0 | 0 | 0
CT | 16.21 | 16.21 | 16.21 | 16.21 | 20 | 103.22
Coal | 1801.94 | 1930.37 | 1807.31 | 1765.92 | 1890.82 | 1965.47
Geo | 0 | 0 | 723.41 | 723.41 | 723.41 | 723.41
H | 13.99 | 13.99 | 13.99 | 13.99 | 13.99 | 13.99
LFG | 1.04 | 1.04 | 1.05 | 7.47 | 7.32 | 7.32
Nuc | 0.01 | 0.01 | 0.01 | 0.01 | 0.01 | 0.01
PS | 13.37 | 13.37 | 13.37 | 13.37 | 13.37 | 13.37
PV | 0.56 | 0.56 | 0.56 | 0.56 | 0.31 | 0.31
PeakG | 49.51 | 72.99 | 50.7 | 61.61 | 70.47 | 71.96
PeakO | 5.49 | 6.99 | 5.61 | 5.61 | 5.61 | 5.61
ST | 0.91 | 108.67 | 115.57 | 122.94 | 122.22 | 38.55
STOG | 0 | 0 | 0 | 0 | 0 | 0
STWD | 0 | 0 | 0 | 0 | 0 | 0
WT | 169.17 | 467.07 | 467.07 | 771.92 | 1211.06 | 1360.18
IGCC | 0 | 0 | 0 | 0 | 0 | 0
DemandResponse | 0 | 0 | 0 | 0 | 0 | 0
IGCC-CCS | 0 | 0 | 0 | 0 | 0 | 0
WT_off | 0 | 0 | 0 | 0 | 0 | 0
PseudoUnit | 0 | 0 | 0 | 0 | 0 | 0
FixedInterchange | 0 | 0 | 0 | 0 | 0 | 0
Total Costs by Reporting Type: SP15
ReportingType | 2015 | 2020 | 2025 | 2030 | 2035 | 2040
BM | 5.87 | 2.62 | 2.59 | 2.66 | 3.23 | 3.55
CC | 2111.81 | 1397.92 | 1095.86 | 1114.63 | 922.66 | 805.74
CSP | 0 | 0 | 0 | 0 | 0 | 0
CT | 0 | 0 | 0 | 0 | 0 | 0
Coal | 35 | 44.06 | 2.92 | 0 | 0 | 0
Geo | 97.09 | 504.71 | 504.71 | 497.88 | 497.88 | 328.75
H | 16.57 | 16.57 | 16.57 | 16.57 | 16.57 | 16.57
LFG | 28.13 | 164.27 | 164.27 | 164.14 | 163.1 | 94.59
Nuc | 508.22 | 539.82 | 519.92 | 522.86 | 522.86 | 643.14
PS | 34.19 | 34.19 | 34.19 | 34.19 | 34.19 | 34.19
PV | 2.97 | 2.97 | 2.97 | 2.97 | 1.87 | 1.87
PeakG | 76.73 | 111.44 | 93.22 | 103.59 | 103.59 | 103.59
PeakO | 1.47 | 1.91 | 1.53 | 1.53 | 1.53 | 1.53
ST | 158.2 | 158.2 | 158.2 | 158.2 | 28.69 | 28.69
STOG | 460.85 | 546.1 | 456.54 | 456.54 | 458.61 | 461.66
STWD | 68.43 | 4.77 | 4.18 | 4.8 | 7.29 | 17.25
WT | 189.18 | 458.95 | 2653.36 | 2653.35 | 2535.27 | 2307.4
IGCC | 0 | 0 | 0 | 0 | 0 | 0
DemandResponse | 0 | 0 | 0 | 0 | 0 | 0
IGCC-CCS | 0 | 0 | 0 | 0 | 0 | 0
WT_off | 0 | 0 | 0 | 0 | 0 | 0
PseudoUnit | 0 | 0 | 0 | 0 | 0 | 0
FixedInterchange | 0 | 0 | 0 | 0 | 0 | 0
Total Costs by Reporting Type: ALB
ReportingType | 2015 | 2020 | 2025 | 2030 | 2035 | 2040
BM | 0 | 0 | 0 | 0 | 0 | 0
CC | 791.82 | 1220.57 | 1606.84 | 2116.98 | 2796.09 | 3509.47
CSP | 0 | 0 | 0 | 0 | 0 | 0
CT | 18.05 | 18.05 | 18.05 | 18.05 | 0 | 0
Coal | 968.87 | 957.95 | 967.34 | 1088.86 | 1175.16 | 1251.85
Geo | 0 | 0 | 0 | 0 | 0 | 0
H | 12.99 | 12.99 | 12.99 | 12.99 | 12.99 | 12.99
LFG | 1.21 | 1.21 | 1.21 | 1.21 | 1.21 | 1.21
Nuc | 0.01 | 0.01 | 0.01 | 0.01 | 0.01 | 0.01
PS | 0 | 0 | 0 | 0 | 0 | 0
PV | 0 | 0 | 0 | 0 | 0 | 0
PeakG | 24.53 | 22.95 | 22.95 | 22.95 | 32.33 | 32.33
PeakO | 0 | 0 | 0 | 0 | 0 | 0
ST | 0 | 0 | 0 | 0 | 0 | 0
STOG | 0 | 0 | 0 | 0 | 0 | 0
STWD | 0 | 0 | 0 | 0 | 0 | 0
WT | 24.68 | 24.68 | 24.68 | 24.68 | 22.96 | 22.96
IGCC | 0 | 0 | 0 | 0 | 0 | 0
DemandResponse | 0 | 0 | 0 | 0 | 0 | 0
IGCC-CCS | 0 | 0 | 0 | 0 | 0 | 0
WT_off | 0 | 0 | 0 | 0 | 0 | 0
PseudoUnit | 0 | 0 | 0 | 0 | 0 | 0
FixedInterchange | 0 | 0 | 0 | 0 | 0 | 0
Total Costs by Reporting Type: BC
ReportingType | 2015 | 2020 | 2025 | 2030 | 2035 | 2040
BM | 0 | 0 | 0 | 0 | 0 | 0
CC | 494.19 | 729.17 | 1085.08 | 1412.63 | 1765.88 | 1677.12
CSP | 0 | 0 | 0 | 0 | 0 | 0
CT | 0 | 0 | 0 | 0 | 31.03 | 101.92
Coal | 0 | 0 | 0 | 0 | 0 | 0
Geo | 0 | 0 | 0 | 0 | 0 | 0
H | 173.22 | 173.22 | 173.22 | 173.22 | 173.22 | 173.22
LFG | 2.9 | 2.9 | 2.9 | 2.9 | 2.9 | 2.9
Nuc | 0.01 | 0.01 | 0.01 | 0.01 | 0.01 | 0.01
PS | 0 | 0 | 0 | 0 | 0 | 0
PV | 0 | 0 | 0 | 0 | 0 | 0
PeakG | 2.66 | 2.77 | 3.3 | 3.3 | 3.3 | 3.3
PeakO | 1.16 | 1.29 | 1.29 | 1.29 | 1.29 | 1.29
ST | 0 | 0 | 0 | 0 | 0 | 0
STOG | 0 | 0 | 0 | 0 | 0 | 0
STWD | 16.34 | 16.34 | 16.34 | 16.35 | 16.35 | 16.35
WT | 35.12 | 35.12 | 35.12 | 35.12 | 7.54 | 7.54
IGCC | 0 | 0 | 0 | 0 | 0 | 0
DemandResponse | 0 | 0 | 0 | 0 | 0 | 0
IGCC-CCS | 0 | 0 | 0 | 0 | 0 | 0
WT_off | 0 | 0 | 0 | 0 | 0 | 0
PseudoUnit | 0 | 0 | 0 | 0 | 0 | 0
FixedInterchange | 0 | 0 | 0 | 0 | 0 | 0
Total Costs by Reporting Type: HQ_IESO
ReportingType | 2015 | 2020 | 2025 | 2030 | 2035 | 2040
BM | 0 | 0 | 0 | 0 | 0 | 0
CC | 0 | 0 | 0 | 0 | 0 | 0
CSP | 0 | 0 | 0 | 0 | 0 | 0
CT | 0 | 0 | 0 | 0 | 0 | 0
Coal | 0 | 0 | 0 | 0 | 0 | 0
Geo | 0 | 0 | 0 | 0 | 0 | 0
H | 0 | 0 | 0 | 0 | 0 | 0
LFG | 0 | 0 | 0 | 0 | 0 | 0
Nuc | 0.01 | 0.01 | 0.01 | 0.01 | 0.01 | 0.01
PS | 0 | 0 | 0 | 0 | 0 | 0
PV | 0 | 0 | 0 | 0 | 0 | 0
PeakG | 0 | 0 | 0 | 0 | 0 | 0
PeakO | 0 | 0 | 0 | 0 | 0 | 0
ST | 0 | 0 | 0 | 0 | 0 | 0
STOG | 0 | 0 | 0 | 0 | 0 | 0
STWD | 0 | 0 | 0 | 0 | 0 | 0
WT | 0 | 0 | 0 | 0 | 0 | 0
IGCC | 0 | 0 | 0 | 0 | 0 | 0
DemandResponse | 0 | 0 | 0 | 0 | 0 | 0
IGCC-CCS | 0 | 0 | 0 | 0 | 0 | 0
WT_off | 0 | 0 | 0 | 0 | 0 | 0
PseudoUnit | 0 | 0 | 0 | 0 | 0 | 0
FixedInterchange | 0 | 0 | 0 | 0 | 0 | 0
Total Costs by Reporting Type: HQ_NEISO
ReportingType | 2015 | 2020 | 2025 | 2030 | 2035 | 2040
BM | 0 | 0 | 0 | 0 | 0 | 0
CC | 0 | 0 | 0 | 0 | 0 | 0
CSP | 0 | 0 | 0 | 0 | 0 | 0
CT | 0 | 0 | 0 | 0 | 0 | 0
Coal | 0 | 0 | 0 | 0 | 0 | 0
Geo | 0 | 0 | 0 | 0 | 0 | 0
H | 0 | 0 | 0 | 0 | 0 | 0
LFG | 0 | 0 | 0 | 0 | 0 | 0
Nuc | 0.01 | 0.01 | 0.01 | 0.01 | 0.01 | 0.01
PS | 0 | 0 | 0 | 0 | 0 | 0
PV | 0 | 0 | 0 | 0 | 0 | 0
PeakG | 0 | 0 | 0 | 0 | 0 | 0
PeakO | 0 | 0 | 0 | 0 | 0 | 0
ST | 0 | 0 | 0 | 0 | 0 | 0
STOG | 0 | 0 | 0 | 0 | 0 | 0
STWD | 0 | 0 | 0 | 0 | 0 | 0
WT | 0 | 0 | 0 | 0 | 0 | 0
IGCC | 0 | 0 | 0 | 0 | 0 | 0
DemandResponse | 0 | 0 | 0 | 0 | 0 | 0
IGCC-CCS | 0 | 0 | 0 | 0 | 0 | 0
WT_off | 0 | 0 | 0 | 0 | 0 | 0
PseudoUnit | 0 | 0 | 0 | 0 | 0 | 0
FixedInterchange | 0 | 0 | 0 | 0 | 0 | 0
Total Costs by Reporting Type: HQ_NY
ReportingType | 2015 | 2020 | 2025 | 2030 | 2035 | 2040
BM | 0 | 0 | 0 | 0 | 0 | 0
CC | 0 | 0 | 0 | 0 | 0 | 0
CSP | 0 | 0 | 0 | 0 | 0 | 0
CT | 0 | 0 | 0 | 0 | 0 | 0
Coal | 0 | 0 | 0 | 0 | 0 | 0
Geo | 0 | 0 | 0 | 0 | 0 | 0
H | 0 | 0 | 0 | 0 | 0 | 0
LFG | 0 | 0 | 0 | 0 | 0 | 0
Nuc | 0.01 | 0.01 | 0.01 | 0.01 | 0.01 | 0.01
PS | 0 | 0 | 0 | 0 | 0 | 0
PV | 0 | 0 | 0 | 0 | 0 | 0
PeakG | 0 | 0 | 0 | 0 | 0 | 0
PeakO | 0 | 0 | 0 | 0 | 0 | 0
ST | 0 | 0 | 0 | 0 | 0 | 0
STOG | 0 | 0 | 0 | 0 | 0 | 0
STWD | 0 | 0 | 0 | 0 | 0 | 0
WT | 0 | 0 | 0 | 0 | 0 | 0
IGCC | 0 | 0 | 0 | 0 | 0 | 0
DemandResponse | 0 | 0 | 0 | 0 | 0 | 0
IGCC-CCS | 0 | 0 | 0 | 0 | 0 | 0
WT_off | 0 | 0 | 0 | 0 | 0 | 0
PseudoUnit | 0 | 0 | 0 | 0 | 0 | 0
FixedInterchange | 0 | 0 | 0 | 0 | 0 | 0
Total Costs by Reporting Type: MARITIMES
ReportingType | 2015 | 2020 | 2025 | 2030 | 2035 | 2040
BM | 0 | 0 | 0 | 0 | 0 | 0
CC | 0 | 0 | 0 | 0 | 0 | 0
CSP | 0 | 0 | 0 | 0 | 0 | 0
CT | 0 | 0 | 0 | 0 | 0 | 0
Coal | 0 | 0 | 0 | 0 | 0 | 0
Geo | 0 | 0 | 0 | 0 | 0 | 0
H | 0 | 0 | 0 | 0 | 0 | 0
LFG | 0 | 0 | 0 | 0 | 0 | 0
Nuc | 0.01 | 0.01 | 0.01 | 0.01 | 0.01 | 0.01
PS | 0 | 0 | 0 | 0 | 0 | 0
PV | 0 | 0 | 0 | 0 | 0 | 0
PeakG | 0 | 0 | 0 | 0 | 0 | 0
PeakO | 0 | 0 | 0 | 0 | 0 | 0
ST | 0 | 0 | 0 | 0 | 0 | 0
STOG | 0 | 0 | 0 | 0 | 0 | 0
STWD | 0 | 0 | 0 | 0 | 0 | 0
WT | 0 | 0 | 0 | 0 | 0 | 0
IGCC | 0 | 0 | 0 | 0 | 0 | 0
DemandResponse | 0 | 0 | 0 | 0 | 0 | 0
IGCC-CCS | 0 | 0 | 0 | 0 | 0 | 0
WT_off | 0 | 0 | 0 | 0 | 0 | 0
PseudoUnit | 0 | 0 | 0 | 0 | 0 | 0
FixedInterchange | 0 | 0 | 0 | 0 | 0 | 0
Total Costs by Reporting Type: All
ReportingType | 2015 | 2020 | 2025 | 2030 | 2035 | 2040
BM | 655.06 | 532.38 | 509.51 | 503.64 | 516.49 | 434.47
CC | 53509.28 | 63111.07 | 59348.32 | 67188.75 | 83118.68 | 96238.33
CSP | 0 | 0 | 0 | 0 | 0 | 0
CT | 654.6 | 1349.82 | 1432.1 | 2442.76 | 3502.56 | 4312.03
Coal | 74160.99 | 80153.81 | 83629.79 | 86352.54 | 97780.18 | 108372.87
Geo | 256.67 | 862.52 | 2107.66 | 2100.84 | 2088.86 | 1824.29
H | 1511 | 1511 | 1511 | 1511 | 1511 | 1511
LFG | 523.58 | 993.31 | 1489.47 | 1651.05 | 1632.38 | 1400.3
Nuc | 27257.76 | 31456.43 | 31434.52 | 31883.54 | 26253.69 | 31278.26
PS | 517.25 | 517.25 | 517.25 | 517.25 | 517.25 | 517.25
PV | 441.13 | 1001.55 | 1257.9 | 1316.74 | 910.5 | 414.61
PeakG | 2269.44 | 3301.55 | 2704.27 | 3156.78 | 3359.1 | 3392.78
PeakO | 562.9 | 737.65 | 591.97 | 595.24 | 595.25 | 595.27
ST | 256.13 | 495.1 | 575.73 | 558.75 | 395.51 | 210.36
STOG | 3902.73 | 4629.17 | 4023.61 | 4192.72 | 4358.02 | 4474.97
STWD | 959.46 | 212.8 | 144.16 | 145.36 | 171.32 | 274.17
WT | 5762.89 | 15383.79 | 26736.25 | 31262.12 | 38328.83 | 39104.36
IGCC | 367.02 | 367.22 | 368.46 | 374.14 | 376.85 | 382.09
DemandResponse | 0 | 0 | 0 | 0 | 0 | 0
IGCC-CCS | 0 | 0 | 0 | 0 | 0 | 0
WT_off | 204.18 | 578.22 | 1419.24 | 1512.04 | 1428.44 | 1205.98
PseudoUnit | 0 | 0 | 0 | 0 | 0 | 0
FixedInterchange | 0 | 0 | 0 | 0 | 0 | 0
Total Costs by Reporting Type: EI_US
ReportingType | 2015 | 2020 | 2025 | 2030 | 2035 | 2040
BM | 453.78 | 334.26 | 311.5 | 305.55 | 310.62 | 228.27
CC | 34186.6 | 41343.7 | 41168.35 | 47438.97 | 61237.02 | 72007.22
CSP | 0 | 0 | 0 | 0 | 0 | 0
CT | 445.41 | 1126.2 | 1204.58 | 1820.48 | 2762.26 | 2917.95
Coal | 60037.89 | 64345.56 | 67419.75 | 70137.78 | 80242.78 | 90263.38
Geo | 3.95 | 3.95 | 3.95 | 3.95 | 3.95 | 3.95
H | 419.29 | 419.29 | 419.29 | 419.29 | 419.29 | 419.29
LFG | 434.2 | 624.62 | 980.34 | 1135.44 | 1124.16 | 1032.73
Nuc | 21188.8 | 25019.34 | 24933.73 | 25344.45 | 19958.32 | 24608.01
PS | 401.94 | 401.94 | 401.94 | 401.94 | 401.94 | 401.94
PV | 21.75 | 582.17 | 838.52 | 897.35 | 904.55 | 408.66
PeakG | 1893.13 | 2771.72 | 2274.58 | 2669.76 | 2845.36 | 2856.35
PeakO | 536.71 | 704.38 | 570.66 | 573.82 | 573.83 | 573.84
ST | 0 | 0 | 0 | 0 | 0 | 0
STOG | 2158.94 | 2502.21 | 2340.66 | 2417.8 | 2562.24 | 2662.55
STWD | 595.91 | 172.75 | 107.96 | 105.04 | 123.12 | 144.85
WT | 3900.92 | 10178.89 | 14473.28 | 15247.11 | 17072.03 | 14707.18
IGCC | 367.02 | 367.22 | 368.46 | 374.14 | 376.85 | 382.09
DemandResponse | 0 | 0 | 0 | 0 | 0 | 0
IGCC-CCS | 0 | 0 | 0 | 0 | 0 | 0
WT_off | 204.18 | 578.22 | 1419.24 | 1512.04 | 1428.44 | 1205.98
PseudoUnit | 0 | 0 | 0 | 0 | 0 | 0
FixedInterchange | 0 | 0 | 0 | 0 | 0 | 0
Total Costs by Reporting Type: EI_Canada
ReportingType | 2015 | 2020 | 2025 | 2030 | 2035 | 2040
BM | 131.05 | 131.05 | 131.05 | 131.05 | 131.05 | 131.05
CC | 661.74 | 892.53 | 975.29 | 1107.81 | 1544.04 | 2383.72
CSP | 0 | 0 | 0 | 0 | 0 | 0
CT | 44.26 | 44.26 | 47.81 | 61.33 | 116.51 | 265.89
Coal | 81.72 | 89.89 | 107.13 | 221.03 | 320.41 | 513.23
Geo | 0 | 0 | 0 | 0 | 0 | 0
H | 216.06 | 216.06 | 216.06 | 216.06 | 216.06 | 216.06
LFG | 17.67 | 17.67 | 17.67 | 17.85 | 14.38 | 14.38
Nuc | 2990.32 | 3007.74 | 3062.22 | 3080.31 | 2836.59 | 3030.72
PS | 2.92 | 2.92 | 2.92 | 2.92 | 2.92 | 2.92
PV | 383.49 | 383.49 | 383.49 | 383.49 | 0.44 | 0.44
PeakG | 21.55 | 23.55 | 23.55 | 23.55 | 26.76 | 27.87
PeakO | 0.75 | 0.75 | 0.87 | 0.98 | 0.98 | 0.98
ST | 0 | 0 | 0 | 0 | 0 | 0
STOG | 5.54 | 5.54 | 5.54 | 5.54 | 5.54 | 5.54
STWD | 0 | 0 | 0 | 0 | 0 | 0
WT | 627.73 | 627.73 | 627.73 | 627.73 | 120.93 | 120.93
IGCC | 0 | 0 | 0 | 0 | 0 | 0
DemandResponse | 0 | 0 | 0 | 0 | 0 | 0
IGCC-CCS | 0 | 0 | 0 | 0 | 0 | 0
WT_off | 0 | 0 | 0 | 0 | 0 | 0
PseudoUnit | 0 | 0 | 0 | 0 | 0 | 0
FixedInterchange | 0 | 0 | 0 | 0 | 0 | 0
Total Costs by Reporting Type: EI
ReportingType | 2015 | 2020 | 2025 | 2030 | 2035 | 2040
BM | 584.82 | 465.31 | 442.55 | 436.6 | 441.67 | 359.32
CC | 34848.34 | 42236.23 | 42143.64 | 48546.78 | 62781.06 | 74390.94
CSP | 0 | 0 | 0 | 0 | 0 | 0
CT | 489.67 | 1170.46 | 1252.38 | 1881.81 | 2878.77 | 3183.84
Coal | 60119.61 | 64435.45 | 67526.88 | 70358.81 | 80563.18 | 90776.6
Geo | 3.95 | 3.95 | 3.95 | 3.95 | 3.95 | 3.95
H | 635.35 | 635.35 | 635.35 | 635.35 | 635.35 | 635.35
LFG | 451.87 | 642.29 | 998.01 | 1153.29 | 1138.53 | 1047.1
Nuc | 24179.13 | 28027.08 | 27995.95 | 28424.75 | 22794.91 | 27638.74
PS | 404.86 | 404.86 | 404.86 | 404.86 | 404.86 | 404.86
PV | 405.24 | 965.66 | 1222.01 | 1280.84 | 904.99 | 409.1
PeakG | 1914.68 | 2795.27 | 2298.14 | 2693.31 | 2872.12 | 2884.22
PeakO | 537.47 | 705.14 | 571.53 | 574.8 | 574.81 | 574.82
ST | 0 | 0 | 0 | 0 | 0 | 0
STOG | 2164.48 | 2507.75 | 2346.19 | 2423.34 | 2567.77 | 2668.08
STWD | 595.91 | 172.75 | 107.96 | 105.04 | 123.12 | 144.85
WT | 4528.65 | 10806.62 | 15101.01 | 15874.84 | 17192.96 | 14828.11
IGCC | 367.02 | 367.22 | 368.46 | 374.14 | 376.85 | 382.09
DemandResponse | 0 | 0 | 0 | 0 | 0 | 0
IGCC-CCS | 0 | 0 | 0 | 0 | 0 | 0
WT_off | 204.18 | 578.22 | 1419.24 | 1512.04 | 1428.44 | 1205.98
PseudoUnit | 0 | 0 | 0 | 0 | 0 | 0
FixedInterchange | 0 | 0 | 0 | 0 | 0 | 0
Total Costs by Reporting Type: Outside_EI
ReportingType | 2015 | 2020 | 2025 | 2030 | 2035 | 2040
BM | 70.24 | 67.07 | 66.96 | 67.03 | 74.83 | 75.15
CC | 18660.94 | 20874.84 | 17204.68 | 18641.96 | 20337.62 | 21847.39
CSP | 0 | 0 | 0 | 0 | 0 | 0
CT | 164.94 | 179.37 | 179.72 | 560.95 | 623.8 | 1128.19
Coal | 14041.38 | 15718.36 | 16102.91 | 15993.73 | 17217 | 17596.27
Geo | 252.72 | 858.57 | 2103.71 | 2096.88 | 2084.9 | 1820.34
H | 875.65 | 875.65 | 875.65 | 875.65 | 875.65 | 875.65
LFG | 71.71 | 351.02 | 491.46 | 497.76 | 493.84 | 353.2
Nuc | 3078.63 | 3429.35 | 3438.57 | 3458.79 | 3458.79 | 3639.53
PS | 112.39 | 112.39 | 112.39 | 112.39 | 112.39 | 112.39
PV | 35.89 | 35.89 | 35.89 | 35.89 | 5.51 | 5.51
PeakG | 354.76 | 506.28 | 406.13 | 463.47 | 486.98 | 508.56
PeakO | 25.44 | 32.51 | 20.44 | 20.44 | 20.45 | 20.45
ST | 256.13 | 495.1 | 575.73 | 558.75 | 395.51 | 210.36
STOG | 1738.25 | 2121.42 | 1677.41 | 1769.39 | 1790.25 | 1806.88
STWD | 363.55 | 40.05 | 36.2 | 40.32 | 48.2 | 129.32
WT | 1234.24 | 4577.16 | 11635.24 | 15387.28 | 21135.87 | 24276.24
IGCC | 0 | 0 | 0 | 0 | 0 | 0
DemandResponse | 0 | 0 | 0 | 0 | 0 | 0
IGCC-CCS | 0 | 0 | 0 | 0 | 0 | 0
WT_off | 0 | 0 | 0 | 0 | 0 | 0
PseudoUnit | 0 | 0 | 0 | 0 | 0 | 0
FixedInterchange | 0 | 0 | 0 | 0 | 0 | 0
#15 A | 0.26: RPS Generation Compliance Payments ($)
RPS Program | 2015 | 2020 | 2025 | 2030 | 2035 | 2040
NEISO | 0 | 0 | 0 | 0 | 0 | 0
CA | 1665.3 | 0 | 0 | 0 | 0 | 0
NWPP | 0 | 0 | 0 | 0 | 0 | 0
PJM | 0 | 0 | 0 | 0 | 0 | 0
US | 0 | 0 | 0 | 0 | 0 | 0
PJM_Solar | 377.76 | 0 | 0 | 0 | 0 | 0
MA_Solar | 158.16 | 0 | 0 | 0 | 0 | 0
NH_Solar | 10.65 | 0 | 0 | 0 | 0 | 0
MRETS_Solar | 0 | 0 | 0 | 0 | 0 | 0
AZNMSNV | 221.16 | 0 | 0 | 0 | 0 | 0
AZNMSNV_Solar | 63.66 | 0 | 0 | 0 | 0 | 0
MRETS | 0 | 0 | 0 | 0 | 0 | 0
MI | 76.6 | 0 | 0 | 0 | 0 | 0
Ohio | 0 | 0 | 0 | 0 | 0 | 0
Ohio_Solar | 57.73 | 0 | 0 | 0 | 0 | 0
MOKSOKNE | 207.22 | 0 | 0 | 0 | 0 | 0
MO_Solar | 29.51 | 0 | 0 | 0 | 0 | 0
NC | 774.25 | 0 | 0 | 0 | 0 | 0
NC_Solar | 26.06 | 0 | 0 | 0 | 0 | 0
CO | 34.64 | 0 | 0 | 0 | 0 | 0
CO_Solar | 191.18 | 0 | 0 | 0 | 0 | 0
NY | 11.54 | 0 | 0 | 0 | 0 | 0
TX | 0 | 0 | 0 | 0 | 0 | 0
#15 B | 0.26: RPS Capacity Compliance Payments ($)
RPS Program | 2015 | 2020 | 2025 | 2030 | 2035 | 2040
NEISO | 0 | 0 | 0 | 0 | 0 | 0
CA | 0 | 0 | 0 | 0 | 0 | 0
NWPP | 0 | 0 | 0 | 0 | 0 | 0
PJM | 0 | 0 | 0 | 0 | 0 | 0
US | 0 | 0 | 0 | 0 | 0 | 0
PJM_Solar | 0 | 0 | 0 | 0 | 0 | 0
MA_Solar | 0 | 0 | 0 | 0 | 0 | 0
NH_Solar | 0 | 0 | 0 | 0 | 0 | 0
MRETS_Solar | 0 | 0 | 0 | 0 | 0 | 0
AZNMSNV | 0 | 0 | 0 | 0 | 0 | 0
AZNMSNV_Solar | 0 | 0 | 0 | 0 | 0 | 0
MRETS | 0 | 0 | 0 | 0 | 0 | 0
MI | 0 | 0 | 0 | 0 | 0 | 0
Ohio | 0 | 0 | 0 | 0 | 0 | 0
Ohio_Solar | 0 | 0 | 0 | 0 | 0 | 0
MOKSOKNE | 0 | 0 | 0 | 0 | 0 | 0
MO_Solar | 0 | 0 | 0 | 0 | 0 | 0
NC | 0 | 0 | 0 | 0 | 0 | 0
NC_Solar | 0 | 0 | 0 | 0 | 0 | 0
CO | 0 | 0 | 0 | 0 | 0 | 0
CO_Solar | 0 | 0 | 0 | 0 | 0 | 0
NY | 0 | 0 | 0 | 0 | 0 | 0
TX | 0 | 0 | 0 | 0 | 0 | 0
#16a | 0.26: Transmission Costs ($million) [excludes shadow cost]
Transmission Costs: Entergy
Cost | 2015 | 2020 | 2025 | 2030 | 2035 | 2040
a. Wheel Share | 2 | 2.62 | 18.34 | 30.96 | 37.07 | 37.53
b. Friction Share | 3.32 | 4.13 | 19.71 | 28.11 | 32.16 | 34.24
Transmission Costs: FRCC
Cost | 2015 | 2020 | 2025 | 2030 | 2035 | 2040
a. Wheel Share | 5.98 | 4.44 | 4.65 | 2.43 | 0.8 | 4.43
b. Friction Share | 5.98 | 4.44 | 4.65 | 2.43 | 0.8 | 4.43
Transmission Costs: MAPP_US
Cost | 2015 | 2020 | 2025 | 2030 | 2035 | 2040
a. Wheel Share | 14.71 | 9.92 | 12.46 | 12.04 | 16.96 | 18.39
b. Friction Share | 10.68 | 7.04 | 9.41 | 9.03 | 13.98 | 14.84
Transmission Costs: MISO_IN
Cost | 2015 | 2020 | 2025 | 2030 | 2035 | 2040
a. Wheel Share | 1.46 | 1.88 | 2.42 | 2.4 | 1.63 | 2.29
b. Friction Share | 3.65 | 1.29 | 2.08 | 1.95 | 2.39 | 3.8
Transmission Costs: MISO_MI
Cost | 2015 | 2020 | 2025 | 2030 | 2035 | 2040
a. Wheel Share | 3.54 | 6.36 | 5.56 | 3.67 | 5.09 | 4.59
b. Friction Share | 12.21 | 16.34 | 14.1 | 9.3 | 13.67 | 14.33
Transmission Costs: MISO_MO-IL
Cost | 2015 | 2020 | 2025 | 2030 | 2035 | 2040
a. Wheel Share | 0.21 | 0.03 | 9.5 | 29.89 | 32.69 | 30.24
b. Friction Share | 6.42 | 0.61 | 14.33 | 26.59 | 24.51 | 23.19
Transmission Costs: MISO_W
Cost | 2015 | 2020 | 2025 | 2030 | 2035 | 2040
a. Wheel Share | 5 | 1.26 | 11.35 | 18.98 | 13.26 | 9.55
b. Friction Share | 6.26 | 2.13 | 15.64 | 21.07 | 15.2 | 11.7
Transmission Costs: MISO_WUMS
Cost | 2015 | 2020 | 2025 | 2030 | 2035 | 2040
a. Wheel Share | 0 | 0 | 0 | 0 | 0 | 0
b. Friction Share | 2.4 | 0.7 | 4.47 | 3.54 | 0.97 | 2.24
Transmission Costs: Nebraska
Cost | 2015 | 2020 | 2025 | 2030 | 2035 | 2040
a. Wheel Share | 7.4 | 5.61 | 10.77 | 10.81 | 14.11 | 15.42
b. Friction Share | 5.67 | 4.63 | 8.7 | 9.36 | 13.21 | 14.61
Transmission Costs: NEISO
Cost | 2015 | 2020 | 2025 | 2030 | 2035 | 2040
a. Wheel Share | 0 | 0 | 0 | 0 | 0 | 0
b. Friction Share | 8.97 | 7.82 | 12.91 | 16.51 | 14.99 | 16.48
Transmission Costs: NonRTO_Midwest
Cost | 2015 | 2020 | 2025 | 2030 | 2035 | 2040
a. Wheel Share | 1.48 | 1.98 | 3.37 | 3.67 | 2.77 | 3.72
b. Friction Share | 0.9 | 1.25 | 2.95 | 3.43 | 2.78 | 4.43
Transmission Costs: NYISO_A-F
Cost | 2015 | 2020 | 2025 | 2030 | 2035 | 2040
a. Wheel Share | 14.9 | 15.06 | 12.91 | 11.93 | 2.98 | 2.47
b. Friction Share | 38.11 | 38.8 | 33.07 | 30.91 | 8.81 | 8.1
Transmission Costs: NYISO_G-I
Cost | 2015 | 2020 | 2025 | 2030 | 2035 | 2040
a. Wheel Share | 1.42 | 2.32 | 3.22 | 2.39 | 1.59 | 2.14
b. Friction Share | 5.53 | 4.58 | 7.55 | 8.46 | 6.04 | 6.94
Transmission Costs: NYISO_J-K
Cost | 2015 | 2020 | 2025 | 2030 | 2035 | 2040
a. Wheel Share | 1.13 | 1.25 | 1.24 | 1.22 | 1.37 | 1.62
b. Friction Share | 5 | 3.96 | 5.17 | 6.51 | 5.93 | 6.95
Transmission Costs: PJM_E
Cost | 2015 | 2020 | 2025 | 2030 | 2035 | 2040
a. Wheel Share | 2.55 | 3.57 | 4.46 | 3.61 | 2.96 | 3.77
b. Friction Share | 2.74 | 3.41 | 4.03 | 3.24 | 2.5 | 3.24
Transmission Costs: PJM_ROM
Cost | 2015 | 2020 | 2025 | 2030 | 2035 | 2040
a. Wheel Share | 0.45 | 1.12 | 2.3 | 2.56 | 2.46 | 2
b. Friction Share | 0.85 | 0.95 | 2.09 | 2.56 | 1.93 | 1.65
Transmission Costs: PJM_ROR
Cost | 2015 | 2020 | 2025 | 2030 | 2035 | 2040
a. Wheel Share | 28.41 | 16.89 | 16.71 | 13.03 | 20.5 | 20.21
b. Friction Share | 45.1 | 19.02 | 36.7 | 31.83 | 33.09 | 35.48
Transmission Costs: SOCO
Cost | 2015 | 2020 | 2025 | 2030 | 2035 | 2040
a. Wheel Share | 8.81 | 8.11 | 10.07 | 6.33 | 4.01 | 7.15
b. Friction Share | 10.32 | 11.21 | 14.85 | 10.16 | 6.57 | 9.1
Transmission Costs: SPP_N
Cost | 2015 | 2020 | 2025 | 2030 | 2035 | 2040
a. Wheel Share | 1.95 | 1.07 | 15.75 | 25.76 | 19.67 | 16.22
b. Friction Share | 1.78 | 1.55 | 15.49 | 24.95 | 21.13 | 19.51
Transmission Costs: SPP_S
Cost | 2015 | 2020 | 2025 | 2030 | 2035 | 2040
a. Wheel Share | 0.6 | 0.95 | 2.71 | 3.16 | 6.85 | 9.79
b. Friction Share | 1.07 | 1.49 | 4.15 | 4.81 | 10.71 | 15.27
Transmission Costs: TVA
Cost | 2015 | 2020 | 2025 | 2030 | 2035 | 2040
a. Wheel Share | 1.01 | 1.35 | 1.1 | 0.92 | 1.18 | 1.27
b. Friction Share | 1.26 | 1.69 | 1.39 | 1.18 | 1.5 | 1.61
Transmission Costs: TVA_Transmission
Cost | 2015 | 2020 | 2025 | 2030 | 2035 | 2040
a. Wheel Share | 0.48 | 0.39 | 2.15 | 10.77 | 9.19 | 7.44
b. Friction Share | 0.42 | 0.39 | 2.55 | 7.78 | 7.28 | 6.15
Transmission Costs: VACAR
Cost | 2015 | 2020 | 2025 | 2030 | 2035 | 2040
a. Wheel Share | 28.23 | 17.87 | 17.94 | 14.63 | 20.59 | 20.62
b. Friction Share | 28.26 | 19.72 | 20.79 | 17.41 | 22.32 | 21.61
Transmission Costs: IESO
Cost | 2015 | 2020 | 2025 | 2030 | 2035 | 2040
a. Wheel Share | 19.25 | 22.27 | 17.87 | 13.74 | 6.71 | 6.6
b. Friction Share | 48.13 | 55.69 | 44.69 | 33.96 | 16.26 | 15.03
Transmission Costs: MAPP_CA
Cost | 2015 | 2020 | 2025 | 2030 | 2035 | 2040
a. Wheel Share | 2.43 | 2.39 | 2.94 | 1.56 | 2.32 | 2.59
b. Friction Share | 3.53 | 4.56 | 4.85 | 1.85 | 3.11 | 3.46
Transmission Costs: AZ_NM_SNV_Coal
Cost | 2015 | 2020 | 2025 | 2030 | 2035 | 2040
a. Wheel Share | 20.69 | 20.49 | 24.81 | 50.12 | 69.22 | 87.46
b. Friction Share | 34.93 | 34.64 | 41.91 | 84.27 | 116.26 | 146.87
Transmission Costs: AZ_NM_SNV_Gas
Cost | 2015 | 2020 | 2025 | 2030 | 2035 | 2040
a. Wheel Share | 72.29 | 82.59 | 47.72 | 35.24 | 34.91 | 39.43
b. Friction Share | 120.83 | 137.96 | 79.72 | 58.88 | 58.31 | 65.84
Transmission Costs: AZ_NM_SNV_NucRenew
Cost | 2015 | 2020 | 2025 | 2030 | 2035 | 2040
a. Wheel Share | 38.04 | 76.84 | 100.24 | 133.25 | 136.43 | 143.9
b. Friction Share | 63.5 | 128.26 | 167.43 | 222.68 | 228.15 | 240.83
Transmission Costs: ERCOT
Cost | 2015 | 2020 | 2025 | 2030 | 2035 | 2040
a. Wheel Share | 0.34 | 0.65 | 0.09 | 0.23 | 1.07 | 2.72
b. Friction Share | 0.51 | 0.98 | 0.14 | 0.35 | 1.6 | 4.08
Transmission Costs: NP15
Cost | 2015 | 2020 | 2025 | 2030 | 2035 | 2040
a. Wheel Share | 26.26 | 11.77 | 14.34 | 43.17 | 28.07 | 34.79
b. Friction Share | 43.82 | 19.75 | 24.04 | 72.1 | 46.92 | 58.12
Transmission Costs: NWPP_Coal
Cost | 2015 | 2020 | 2025 | 2030 | 2035 | 2040
a. Wheel Share | 64.46 | 42.87 | 47.25 | 101.55 | 95.97 | 109.81
b. Friction Share | 108.69 | 72.72 | 80.04 | 170.65 | 161.39 | 184.62
Transmission Costs: NWPP_Gas
Cost | 2015 | 2020 | 2025 | 2030 | 2035 | 2040
a. Wheel Share | 0 | 0 | 0 | 0 | 0 | 0
b. Friction Share | 0.3 | 0.3 | 0.3 | 0.4 | 0.28 | 0.21
Transmission Costs: NWPP_NucRenew
Cost | 2015 | 2020 | 2025 | 2030 | 2035 | 2040
a. Wheel Share | 0 | 0 | 0 | 0 | 0 | 0
b. Friction Share | 0.96 | 0.97 | 1 | 1 | 1.16 | 1.4
Transmission Costs: RMPA
Cost | 2015 | 2020 | 2025 | 2030 | 2035 | 2040
a. Wheel Share | 3.21 | 4.31 | 8.44 | 10.94 | 16.75 | 16.95
b. Friction Share | 2.28 | 3.66 | 13.36 | 17.03 | 26.52 | 26.76
Transmission Costs: SP15
Cost | 2015 | 2020 | 2025 | 2030 | 2035 | 2040
a. Wheel Share | 164.99 | 208.38 | 192.69 | 242.43 | 262.06 | 285.52
b. Friction Share | 275.03 | 347.42 | 321.28 | 404.19 | 436.9 | 476.01
Transmission Costs: ALB
Cost | 2015 | 2020 | 2025 | 2030 | 2035 | 2040
a. Wheel Share | 0.7 | 2.14 | 2.22 | 0.52 | 0.03 | 0.2
b. Friction Share | 1.16 | 3.56 | 3.7 | 0.87 | 0.05 | 0.34
Transmission Costs: BC
Cost | 2015 | 2020 | 2025 | 2030 | 2035 | 2040
a. Wheel Share | 3.38 | 3.33 | 2.69 | 3.14 | 2.81 | 10.8
b. Friction Share | 5.64 | 5.55 | 4.48 | 5.23 | 4.68 | 17.99
Transmission Costs: HQ_IESO
Cost | 2015 | 2020 | 2025 | 2030 | 2035 | 2040
a. Wheel Share | 0 | 0 | 0 | 0 | 0 | 0
b. Friction Share | 0.01 | 0.01 | 0.01 | 0.01 | 0.01 | 0.01
Transmission Costs: HQ_NEISO
Cost | 2015 | 2020 | 2025 | 2030 | 2035 | 2040
a. Wheel Share | 0 | 0 | 0 | 0 | 0 | 0
b. Friction Share | 0.11 | 0.11 | 0.11 | 0.11 | 0.11 | 0.11
Transmission Costs: HQ_NY
Cost | 2015 | 2020 | 2025 | 2030 | 2035 | 2040
a. Wheel Share | 0 | 0 | 0 | 0 | 0 | 0
b. Friction Share | 0.03 | 0.03 | 0.03 | 0.03 | 0.03 | 0.03
Transmission Costs: MARITIMES
Cost | 2015 | 2020 | 2025 | 2030 | 2035 | 2040
a. Wheel Share | 0 | 0 | 0 | 0 | 0 | 0
b. Friction Share | 0.05 | 0.05 | 0.05 | 0.05 | 0.05 | 0.05
Transmission Costs: All
Cost | 2015 | 2020 | 2025 | 2030 | 2035 | 2040
a. Wheel Share | 547.76 | 582.09 | 630.28 | 847.04 | 874.07 | 961.65
b. Friction Share | 916.41 | 973.38 | 1043.95 | 1354.78 | 1364.27 | 1521.69
Transmission Costs: EI_US
Cost | 2015 | 2020 | 2025 | 2030 | 2035 | 2040
a. Wheel Share | 131.73 | 104.05 | 168.98 | 211.15 | 217.74 | 220.89
b. Friction Share | 207.1 | 157.35 | 256.98 | 281.32 | 262.67 | 280.13
Transmission Costs: EI_Canada
Cost | 2015 | 2020 | 2025 | 2030 | 2035 | 2040
a. Wheel Share | 21.68 | 24.66 | 20.81 | 15.3 | 9.03 | 9.19
b. Friction Share | 51.67 | 60.26 | 49.55 | 35.82 | 19.38 | 18.5
Transmission Costs: EI
Cost | 2015 | 2020 | 2025 | 2030 | 2035 | 2040
a. Wheel Share | 153.41 | 128.71 | 189.79 | 226.45 | 226.77 | 230.08
b. Friction Share | 258.77 | 217.61 | 306.53 | 317.14 | 282.05 | 298.63
Transmission Costs: Outside_EI
Cost | 2015 | 2020 | 2025 | 2030 | 2035 | 2040
a. Wheel Share | 394.35 | 453.38 | 440.49 | 620.59 | 647.31 | 731.58
b. Friction Share | 657.64 | 755.77 | 737.41 | 1037.64 | 1082.22 | 1223.07

## Capacity
#1 | New Build Capacity (MW)
New Build Capacity by Reporting Type: Entergy
ReportingType | 2015 | 2020 | 2025 | 2030 | 2035 | 2040
BM | 0 | 0 | 0 | 0 | 0 | 0
CC | 0.01 | 948.36 | 0 | 954.1 | 0 | 0
CSP | 0 | 0 | 0 | 0 | 0 | 0
CT | 0 | 0 | 0 | 0 | 0 | 0
Coal | 720 | 0 | 0 | 0 | 1816.63 | 2013.14
Geo | 0 | 0 | 0 | 0 | 0 | 0
H | 0 | 0 | 0 | 0 | 0 | 0
LFG | 0 | 0 | 107.4 | 0 | 0 | 0
Nuc | 170 | 0 | 0 | 0 | 0 | 0
PS | 0 | 0 | 0 | 0 | 0 | 0
PV | 0.29 | 64.54 | 35.02 | 3.17 | 3.59 | 3.72
PeakG | 0 | 0 | 0 | 0 | 0 | 0
PeakO | 0 | 0 | 0 | 0 | 0 | 0
ST | 0 | 0 | 0 | 0 | 0 | 0
STOG | 0 | 0 | 0 | 0 | 0 | 0
STWD | 0 | 0 | 0 | 0 | 0 | 0
WT | 0 | 0 | 0 | 0 | 100 | 0
IGCC | 0 | 0 | 0 | 0 | 0 | 0
DemandResponse | 0 | 0 | 0 | 0 | 0 | 0
IGCC-CCS | 0 | 0 | 0 | 0 | 0 | 0
WT_off | 0 | 0 | 0 | 0 | 0 | 0
PseudoUnit | 0 | 0 | 0 | 0 | 0 | 0
FixedInterchange | 0 | 0 | 0 | 0 | 0 | 0
New Build Capacity by Reporting Type: FRCC
ReportingType | 2015 | 2020 | 2025 | 2030 | 2035 | 2040
BM | 0 | 0 | 0 | 0 | 0 | 0
CC | 1516.9 | 4762.34 | 2214.75 | 3879.01 | 5740.88 | 6064.78
CSP | 0 | 0 | 0 | 0 | 0 | 0
CT | 2480 | 0 | 0 | 0 | 0 | 0
Coal | 0 | 0 | 0 | 0 | 0 | 0
Geo | 0 | 0 | 0 | 0 | 0 | 0
H | 0 | 0 | 0 | 0 | 0 | 0
LFG | 0 | 0 | 198 | 0 | 0 | 0
Nuc | 229.33 | 0 | 0 | 0 | 0 | 0
PS | 0 | 0 | 0 | 0 | 0 | 0
PV | 0 | 0 | 0 | 0 | 0 | 0
PeakG | 0 | 0 | 0 | 0 | 0 | 0
PeakO | 0 | 0 | 0 | 0 | 0 | 0
ST | 0 | 0 | 0 | 0 | 0 | 0
STOG | 0 | 0 | 0 | 0 | 0 | 0
STWD | 0 | 0 | 0 | 0 | 0 | 0
WT | 0 | 0 | 0 | 0 | 0 | 0
IGCC | 0 | 0 | 0 | 0 | 0 | 0
DemandResponse | 0 | 0 | 0 | 0 | 0 | 0
IGCC-CCS | 0 | 0 | 0 | 0 | 0 | 0
WT_off | 0 | 0 | 0 | 0 | 0 | 0
PseudoUnit | 0 | 0 | 0 | 0 | 0 | 0
FixedInterchange | 0 | 0 | 0 | 0 | 0 | 0
New Build Capacity by Reporting Type: MAPP_US
ReportingType | 2015 | 2020 | 2025 | 2030 | 2035 | 2040
BM | 0 | 0 | 0 | 0 | 0 | 0
CC | 0 | 0 | 0 | 0 | 0 | 0
CSP | 0 | 0 | 0 | 0 | 0 | 0
CT | 308.3 | 0 | 0 | 180.31 | 0 | 0
Coal | 0 | 0 | 0 | 0 | 261.95 | 272.32
Geo | 0 | 0 | 0 | 0 | 0 | 0
H | 0 | 0 | 0 | 0 | 0 | 0
LFG | 0 | 0 | 0 | 71.67 | 0 | 0
Nuc | 0 | 0 | 0 | 0 | 0 | 0
PS | 0 | 0 | 0 | 0 | 0 | 0
PV | 0 | 0 | 0 | 0 | 0 | 0
PeakG | 0 | 0 | 0 | 0 | 0 | 0
PeakO | 0 | 0 | 0 | 0 | 0 | 0
ST | 0 | 0 | 0 | 0 | 0 | 0
STOG | 0 | 0 | 0 | 0 | 0 | 0
STWD | 0 | 0 | 0 | 0 | 0 | 0
WT | 421.3 | 0 | 707.51 | 94.95 | 98.71 | 102.61
IGCC | 0 | 0 | 0 | 0 | 0 | 0
DemandResponse | 0 | 0 | 0 | 0 | 0 | 0
IGCC-CCS | 0 | 0 | 0 | 0 | 0 | 0
WT_off | 0 | 0 | 0 | 0 | 0 | 0
PseudoUnit | 0 | 0 | 0 | 0 | 0 | 0
FixedInterchange | 0 | 0 | 0 | 0 | 0 | 0
New Build Capacity by Reporting Type: MISO_IN
ReportingType | 2015 | 2020 | 2025 | 2030 | 2035 | 2040
BM | 0 | 0 | 0 | 0 | 0 | 0
CC | 0 | 0.01 | 0 | 979.14 | 2027.23 | 820.89
CSP | 0 | 0 | 0 | 0 | 0 | 0
CT | 0 | 0 | 0 | 0 | 0 | 0
Coal | 0 | 0 | 0 | 0 | 0 | 0
Geo | 0 | 0 | 0 | 0 | 0 | 0
H | 0 | 0 | 0 | 0 | 0 | 0
LFG | 0 | 0 | 0 | 80.12 | 0 | 0
Nuc | 0 | 0 | 0 | 0 | 0 | 0
PS | 0 | 0 | 0 | 0 | 0 | 0
PV | 0 | 241.58 | 152 | 12.82 | 13.2 | 13.61
PeakG | 0 | 0 | 0 | 0 | 0 | 0
PeakO | 0 | 0 | 0 | 0 | 0 | 0
ST | 0 | 0 | 0 | 0 | 0 | 0
STOG | 0 | 0 | 0 | 0 | 0 | 0
STWD | 0 | 0 | 0 | 0 | 0 | 0
WT | 0 | 0 | 0 | 0 | 0 | 0
IGCC | 618 | 0 | 0 | 0 | 0 | 0
DemandResponse | 0 | 0 | 0 | 0 | 0 | 0
IGCC-CCS | 0 | 0 | 0 | 0 | 0 | 0
WT_off | 0 | 0 | 0 | 0 | 0 | 0
PseudoUnit | 0 | 0 | 0 | 0 | 0 | 0
FixedInterchange | 0 | 0 | 0 | 0 | 0 | 0
New Build Capacity by Reporting Type: MISO_MI
ReportingType | 2015 | 2020 | 2025 | 2030 | 2035 | 2040
BM | 0 | 0 | 0 | 0 | 0 | 0
CC | 0 | 0 | 0 | 0 | 0 | 0
CSP | 0 | 0 | 0 | 0 | 0 | 0
CT | 0 | 0 | 0 | 0 | 0 | 0.01
Coal | 0 | 0 | 0 | 0 | 0 | 0
Geo | 0 | 0 | 0 | 0 | 0 | 0
H | 0 | 0 | 0 | 0 | 0 | 0
LFG | 0 | 152.52 | 7.73 | 0 | 0 | 0
Nuc | 0 | 0 | 0 | 0 | 0 | 0
PS | 0 | 0 | 0 | 0 | 0 | 0
PV | 0 | 0 | 0 | 0 | 0 | 0
PeakG | 0 | 0 | 0 | 0 | 0 | 0
PeakO | 0 | 0 | 0 | 0 | 0 | 0
ST | 0 | 0 | 0 | 0 | 0 | 0
STOG | 0 | 0 | 0 | 0 | 0 | 0
STWD | 0 | 0 | 0 | 0 | 0 | 0
WT | 2000 | 600 | 133.85 | 167.17 | 169.81 | 175.25
IGCC | 0 | 0 | 0 | 0 | 0 | 0
DemandResponse | 0 | 0 | 0 | 0 | 0 | 0
IGCC-CCS | 0 | 0 | 0 | 0 | 0 | 0
WT_off | 0 | 0 | 0 | 0 | 0 | 0
PseudoUnit | 0 | 0 | 0 | 0 | 0 | 0
FixedInterchange | 0 | 0 | 0 | 0 | 0 | 0
New Build Capacity by Reporting Type: MISO_MO-IL
ReportingType | 2015 | 2020 | 2025 | 2030 | 2035 | 2040
BM | 0 | 0 | 0 | 0 | 0 | 0
CC | 0 | 0 | 0 | 0 | 0 | 0
CSP | 0 | 0 | 0 | 0 | 0 | 0
CT | 0 | 0 | 0 | 0 | 0 | 0
Coal | 1790 | 0 | 0 | 0 | 0 | 0
Geo | 0 | 0 | 0 | 0 | 0 | 0
H | 0 | 0 | 0 | 0 | 0 | 0
LFG | 0 | 0 | 0 | 223.33 | 0 | 0
Nuc | 0 | 0 | 0 | 0 | 0 | 0
PS | 0 | 0 | 0 | 0 | 0 | 0
PV | 0 | 0 | 0 | 0 | 0 | 0
PeakG | 0 | 0 | 0 | 0 | 0 | 0
PeakO | 0 | 0 | 0 | 0 | 0 | 0
ST | 0 | 0 | 0 | 0 | 0 | 0
STOG | 0 | 0 | 0 | 0 | 0 | 0
STWD | 0 | 0 | 0 | 0 | 0 | 0
WT | 300 | 0 | 0 | 3001.67 | 0 | 1417.84
IGCC | 0 | 0 | 0 | 0 | 0 | 0
DemandResponse | 0 | 0 | 0 | 0 | 0 | 0
IGCC-CCS | 0 | 0 | 0 | 0 | 0 | 0
WT_off | 0 | 0 | 0 | 0 | 0 | 0
PseudoUnit | 0 | 0 | 0 | 0 | 0 | 0
FixedInterchange | 0 | 0 | 0 | 0 | 0 | 0
New Build Capacity by Reporting Type: MISO_W
ReportingType | 2015 | 2020 | 2025 | 2030 | 2035 | 2040
BM | 0 | 0 | 0 | 0 | 0 | 0
CC | 0 | 0 | 0 | 0 | 0 | 0
CSP | 0 | 0 | 0 | 0 | 0 | 0
CT | 0 | 0.01 | 0 | 0 | 0 | 0
Coal | 0 | 0 | 0 | 0 | 0 | 0
Geo | 0 | 0 | 0 | 0 | 0 | 0
H | 0 | 0 | 0 | 0 | 0 | 0
LFG | 0 | 0 | 0 | 71.67 | 0 | 0
Nuc | 94.33 | 0 | 0 | 0 | 0 | 0
PS | 0 | 0 | 0 | 0 | 0 | 0
PV | 0 | 0 | 0 | 0 | 0 | 0
PeakG | 0 | 0 | 0 | 0 | 0 | 0
PeakO | 0 | 0 | 0 | 0 | 0 | 0
ST | 0 | 0 | 0 | 0 | 0 | 0
STOG | 0 | 0 | 0 | 0 | 0 | 0
STWD | 0 | 0 | 0 | 0 | 0 | 0
WT | 2800.5 | 3495.63 | 21940.59 | 2141.01 | 1507.67 | 251.08
IGCC | 0 | 0 | 0 | 0 | 0 | 0
DemandResponse | 0 | 0 | 0 | 0 | 0 | 0
IGCC-CCS | 0 | 0 | 0 | 0 | 0 | 0
WT_off | 0 | 0 | 0 | 0 | 0 | 0
PseudoUnit | 0 | 0 | 0 | 0 | 0 | 0
FixedInterchange | 0 | 0 | 0 | 0 | 0 | 0
New Build Capacity by Reporting Type: MISO_WUMS
ReportingType | 2015 | 2020 | 2025 | 2030 | 2035 | 2040
BM | 0 | 0 | 0 | 0 | 0 | 0
CC | 0 | 904.33 | 0 | 0 | 1447.87 | 0.01
CSP | 0 | 0 | 0 | 0 | 0 | 0
CT | 0 | 3963.24 | 0 | 1960.23 | 5733.28 | 3577.68
Coal | 615 | 0 | 0 | 0 | 0 | 0
Geo | 0 | 0 | 0 | 0 | 0 | 0
H | 0 | 0 | 0 | 0 | 0 | 0
LFG | 0 | 0 | 0 | 223.33 | 0 | 0
Nuc | 235 | 0 | 0 | 0 | 0 | 0
PS | 0 | 0 | 0 | 0 | 0 | 0
PV | 0 | 0 | 0 | 0 | 0 | 0
PeakG | 0 | 0 | 0 | 0 | 0 | 0
PeakO | 0 | 0 | 0 | 0 | 0 | 0
ST | 0 | 0 | 0 | 0 | 0 | 0
STOG | 0 | 0 | 0 | 0 | 0 | 0
STWD | 0 | 0 | 0 | 0 | 0 | 0
WT | 968.9 | 0 | 0 | 30.8 | 0 | 0
IGCC | 0 | 0 | 0 | 0 | 0 | 0
DemandResponse | 0 | 0 | 0 | 0 | 0 | 0
IGCC-CCS | 0 | 0 | 0 | 0 | 0 | 0
WT_off | 0 | 0 | 0 | 0 | 0 | 0
PseudoUnit | 0 | 0 | 0 | 0 | 0 | 0
FixedInterchange | 0 | 0 | 0 | 0 | 0 | 0
New Build Capacity by Reporting Type: Nebraska
ReportingType | 2015 | 2020 | 2025 | 2030 | 2035 | 2040
BM | 0 | 0 | 0 | 0 | 0 | 0
CC | 0 | 0 | 0 | 0 | 0 | 0
CSP | 0 | 0 | 0 | 0 | 0 | 0
CT | 0 | 0 | 0 | 0 | 0 | 0
Coal | 232.1 | 0 | 0 | 0 | 1735.44 | 209.62
Geo | 0 | 0 | 0 | 0 | 0 | 0
H | 0 | 0 | 0 | 0 | 0 | 0
LFG | 0 | 0 | 66.78 | 4.89 | 0 | 0
Nuc | 0 | 0 | 0 | 0 | 0 | 0
PS | 0 | 0 | 0 | 0 | 0 | 0
PV | 0 | 0 | 0 | 0 | 0 | 0
PeakG | 0 | 0 | 0 | 0 | 0 | 0
PeakO | 0 | 0 | 0 | 0 | 0 | 0
ST | 0 | 0 | 0 | 0 | 0 | 0
STOG | 0 | 0 | 0 | 0 | 0 | 0
STWD | 0 | 0 | 0 | 0 | 0 | 0
WT | 202 | 0 | 0 | 0 | 0 | 0
IGCC | 0 | 0 | 0 | 0 | 0 | 0
DemandResponse | 0 | 0 | 0 | 0 | 0 | 0
IGCC-CCS | 0 | 0 | 0 | 0 | 0 | 0
WT_off | 0 | 0 | 0 | 0 | 0 | 0
PseudoUnit | 0 | 0 | 0 | 0 | 0 | 0
FixedInterchange | 0 | 0 | 0 | 0 | 0 | 0
New Build Capacity by Reporting Type: NEISO
ReportingType | 2015 | 2020 | 2025 | 2030 | 2035 | 2040
BM | 252.2 | 0 | 0 | 0 | 0 | 0
CC | 2049.5 | 0 | 0 | 0 | 0 | 0
CSP | 0 | 0 | 0 | 0 | 0 | 0
CT | 334 | 0 | 0 | 0 | 511.7 | 1046.57
Coal | 0 | 0 | 0 | 0 | 0 | 0
Geo | 0 | 0 | 0 | 0 | 0 | 0
H | 0 | 0 | 0 | 0 | 0 | 0
LFG | 49.26 | 0 | 50.18 | 19.56 | 0 | 0
Nuc | 0 | 0 | 0 | 0 | 0 | 0
PS | 0 | 0 | 0 | 0 | 0 | 0
PV | 0 | 314.78 | 0 | 0.08 | 0.05 | 0.05
PeakG | 0 | 0 | 0 | 0 | 0 | 0
PeakO | 0 | 0 | 0 | 0 | 0 | 0
ST | 0 | 0 | 0 | 0 | 0 | 0
STOG | 0 | 0 | 0 | 0 | 0 | 0
STWD | 0 | 0 | 0 | 0 | 0 | 0
WT | 231.2 | 4042.86 | 1005.94 | 0 | 0 | 0.01
IGCC | 0 | 0 | 0 | 0 | 0 | 0
DemandResponse | 0 | 0 | 0 | 0 | 0 | 0
IGCC-CCS | 0 | 0 | 0 | 0 | 0 | 0
WT_off | 468 | 0 | 0 | 0 | 0 | 0
PseudoUnit | 0 | 0 | 0 | 0 | 0 | 0
FixedInterchange | 0 | 0 | 0 | 0 | 0 | 0
New Build Capacity by Reporting Type: NonRTO_Midwest
ReportingType | 2015 | 2020 | 2025 | 2030 | 2035 | 2040
BM | 0 | 0 | 0 | 0 | 0 | 0
CC | 0 | 470.04 | 0 | 238.99 | 351.04 | 287.82
CSP | 0 | 0 | 0 | 0 | 0 | 0
CT | 0 | 278.05 | 0 | 20.7 | 0 | 71.91
Coal | 0 | 0 | 0 | 0 | 0 | 0
Geo | 0 | 0 | 0 | 0 | 0 | 0
H | 0 | 0 | 0 | 0 | 0 | 0
LFG | 0 | 0 | 160.25 | 0 | 0 | 0
Nuc | 0 | 0 | 0 | 0 | 0 | 0
PS | 0 | 0 | 0 | 0 | 0 | 0
PV | 0 | 0 | 0 | 0 | 0 | 0
PeakG | 0 | 0 | 0 | 0 | 0 | 0
PeakO | 0 | 0 | 0 | 0 | 0 | 0
ST | 0 | 0 | 0 | 0 | 0 | 0
STOG | 0 | 0 | 0 | 0 | 0 | 0
STWD | 0 | 0 | 0 | 0 | 0 | 0
WT | 0 | 0 | 0 | 0 | 0 | 0
IGCC | 0 | 0 | 0 | 0 | 0 | 0
DemandResponse | 0 | 0 | 0 | 0 | 0 | 0
IGCC-CCS | 0 | 0 | 0 | 0 | 0 | 0
WT_off | 0 | 0 | 0 | 0 | 0 | 0
PseudoUnit | 0 | 0 | 0 | 0 | 0 | 0
FixedInterchange | 0 | 0 | 0 | 0 | 0 | 0
New Build Capacity by Reporting Type: NYISO_A-F
ReportingType | 2015 | 2020 | 2025 | 2030 | 2035 | 2040
BM | 0 | 0 | 0 | 0 | 0 | 0
CC | 639 | 0 | 0 | 0 | 0 | 0
CSP | 0 | 0 | 0 | 0 | 0 | 0
CT | 0 | 0 | 0 | 0 | 0 | 0
Coal | 0 | 0 | 0 | 0 | 0 | 0
Geo | 0 | 0 | 0 | 0 | 0 | 0
H | 0 | 0 | 0 | 0 | 0 | 0
LFG | 6.4 | 0 | 67.93 | 0 | 0 | 0
Nuc | 168 | 0 | 0 | 0 | 0 | 0
PS | 0 | 0 | 0 | 0 | 0 | 0
PV | 0 | 0 | 0 | 0 | 0 | 0
PeakG | 0 | 0 | 0 | 0 | 0 | 0
PeakO | 0 | 0 | 0 | 0 | 0 | 0
ST | 0 | 0 | 0 | 0 | 0 | 0
STOG | 0 | 0 | 0 | 0 | 0 | 0
STWD | 0 | 0 | 0 | 0 | 0 | 0
WT | 2476.3 | 709.8 | 0 | 842.56 | 9461.34 | 0
IGCC | 0 | 0 | 0 | 0 | 0 | 0
DemandResponse | 0 | 0 | 0 | 0 | 0 | 0
IGCC-CCS | 0 | 0 | 0 | 0 | 0 | 0
WT_off | 0 | 0 | 0 | 0 | 0 | 0
PseudoUnit | 0 | 0 | 0 | 0 | 0 | 0
FixedInterchange | 0 | 0 | 0 | 0 | 0 | 0
New Build Capacity by Reporting Type: NYISO_G-I
ReportingType | 2015 | 2020 | 2025 | 2030 | 2035 | 2040
BM | 0 | 0 | 0 | 0 | 0 | 0
CC | 0 | 0 | 168.46 | 888.28 | 1596.5 | 1747.76
CSP | 0 | 0 | 0 | 0 | 0 | 0
CT | 0 | 0 | 0 | 0 | 0 | 0
Coal | 0 | 0 | 0 | 0 | 0 | 0
Geo | 0 | 0 | 0 | 0 | 0 | 0
H | 0 | 0 | 0 | 0 | 0 | 0
LFG | 0 | 0 | 74.33 | 0 | 0 | 0
Nuc | 0 | 0 | 0 | 0 | 0 | 0
PS | 0 | 0 | 0 | 0 | 0 | 0
PV | 0 | 0 | 0 | 0 | 0 | 0
PeakG | 0 | 0 | 0 | 0 | 0 | 0
PeakO | 0 | 0 | 0 | 0 | 0 | 0
ST | 0 | 0 | 0 | 0 | 0 | 0
STOG | 0 | 0 | 0 | 0 | 0 | 0
STWD | 0 | 0 | 0 | 0 | 0 | 0
WT | 0 | 60 | 0.01 | 299.99 | 0 | 0
IGCC | 0 | 0 | 0 | 0 | 0 | 0
DemandResponse | 0 | 0 | 0 | 0 | 0 | 0
IGCC-CCS | 0 | 0 | 0 | 0 | 0 | 0
WT_off | 0 | 0 | 0 | 0 | 0 | 0
PseudoUnit | 0 | 0 | 0 | 0 | 0 | 0
FixedInterchange | 0 | 0 | 0 | 0 | 0 | 0
New Build Capacity by Reporting Type: NYISO_J-K
ReportingType | 2015 | 2020 | 2025 | 2030 | 2035 | 2040
BM | 0 | 0 | 0 | 0 | 0 | 0
CC | 1175.4 | 0 | 0 | 0 | 0 | 0
CSP | 0 | 0 | 0 | 0 | 0 | 0
CT | 0 | 0 | 650.22 | 923.97 | 0 | 1588.88
Coal | 0 | 0 | 0 | 0 | 0 | 0
Geo | 0 | 0 | 0 | 0 | 0 | 0
H | 0 | 0 | 0 | 0 | 0 | 0
LFG | 0 | 0 | 74.33 | 0 | 0 | 0
Nuc | 0 | 0 | 0 | 0 | 0 | 0
PS | 0 | 0 | 0 | 0 | 0 | 0
PV | 32 | 0 | 0 | 0 | 0 | 0
PeakG | 0 | 0 | 0 | 0 | 0 | 0
PeakO | 0 | 0 | 0 | 0 | 0 | 0
ST | 0 | 0 | 0 | 0 | 0 | 0
STOG | 0 | 0 | 0 | 0 | 0 | 0
STWD | 0 | 0 | 0 | 0 | 0 | 0
WT | 0 | 0 | 0 | 0 | 73.57 | 96.43
IGCC | 0 | 0 | 0 | 0 | 0 | 0
DemandResponse | 0 | 0 | 0 | 0 | 0 | 0
IGCC-CCS | 0 | 0 | 0 | 0 | 0 | 0
WT_off | 0 | 0 | 0 | 0 | 0 | 0
PseudoUnit | 0 | 0 | 0 | 0 | 0 | 0
FixedInterchange | 0 | 0 | 0 | 0 | 0 | 0
New Build Capacity by Reporting Type: PJM_E
ReportingType | 2015 | 2020 | 2025 | 2030 | 2035 | 2040
BM | 30 | 0 | 0 | 0 | 0 | 0
CC | 4634.3 | 0 | 0 | 0 | 0 | 0
CSP | 0 | 0 | 0 | 0 | 0 | 0
CT | 26.2 | 0 | 0 | 0 | 1150.7 | 0
Coal | 27 | 0 | 0 | 0 | 0 | 0
Geo | 0 | 0 | 0 | 0 | 0 | 0
H | 0 | 0 | 0 | 0 | 0 | 0
LFG | 9.1 | 132.9 | 0 | 0 | 0 | 0
Nuc | 38 | 0 | 0 | 0 | 0 | 0
PS | 0 | 0 | 0 | 0 | 0 | 0
PV | 25.45 | 0 | 0 | 0 | 0 | 0
PeakG | 0 | 0 | 0 | 0 | 0 | 0
PeakO | 0 | 0 | 0 | 0 | 0 | 0
ST | 0 | 0 | 0 | 0 | 0 | 0
STOG | 0 | 0 | 0 | 0 | 0 | 0
STWD | 0 | 0 | 0 | 0 | 0 | 0
WT | 1150 | 0 | 0 | 0 | 0 | 0
IGCC | 0 | 0 | 0 | 0 | 0 | 0
DemandResponse | 0 | 0 | 0 | 0 | 0 | 0
IGCC-CCS | 0 | 0 | 0 | 0 | 0 | 0
WT_off | 0 | 0 | 1100 | 0 | 0 | 0
PseudoUnit | 0 | 0 | 0 | 0 | 0 | 0
FixedInterchange | 0 | 0 | 0 | 0 | 0 | 0
New Build Capacity by Reporting Type: PJM_ROM
ReportingType | 2015 | 2020 | 2025 | 2030 | 2035 | 2040
BM | 18 | 0 | 0 | 0 | 0 | 0
CC | 1678.5 | 0 | 0 | 0 | 2611.4 | 10900.24
CSP | 0 | 0 | 0 | 0 | 0 | 0
CT | 16 | 0 | 0 | 0 | 0 | 0
Coal | 32.5 | 0 | 0 | 0 | 0 | 0
Geo | 0 | 0 | 0 | 0 | 0 | 0
H | 0 | 0 | 0 | 0 | 0 | 0
LFG | 18.9 | 265.1 | 0 | 0 | 0 | 0
Nuc | 0 | 0 | 0 | 0 | 0 | 0
PS | 0 | 0 | 0 | 0 | 0 | 0
PV | 0 | 1446.19 | 900.18 | 227.42 | 89.6 | 92.64
PeakG | 0 | 0 | 0 | 0 | 0 | 0
PeakO | 0 | 0 | 0 | 0 | 0 | 0
ST | 0 | 0 | 0 | 0 | 0 | 0
STOG | 0 | 0 | 0 | 0 | 0 | 0
STWD | 0 | 0 | 0 | 0 | 0 | 0
WT | 479.8 | 750.2 | 0 | 0 | 0 | 0
IGCC | 0 | 0 | 0 | 0 | 0 | 0
DemandResponse | 0 | 0 | 0 | 0 | 0 | 0
IGCC-CCS | 0 | 0 | 0 | 0 | 0 | 0
WT_off | 0 | 0 | 0 | 0 | 0 | 0
PseudoUnit | 0 | 0 | 0 | 0 | 0 | 0
FixedInterchange | 0 | 0 | 0 | 0 | 0 | 0
New Build Capacity by Reporting Type: PJM_ROR
ReportingType | 2015 | 2020 | 2025 | 2030 | 2035 | 2040
BM | 385 | 0 | 0 | 0 | 0 | 0
CC | 3077 | 120 | 0 | 5486.66 | 5680.3 | 0
CSP | 0 | 0 | 0 | 0 | 0 | 0
CT | 29 | 0 | 0 | 0 | 2531.93 | 0
Coal | 2164 | 0 | 0 | 0 | 0 | 0
Geo | 0 | 0 | 0 | 0 | 0 | 0
H | 0 | 0 | 0 | 0 | 0 | 0
LFG | 57.4 | 155.86 | 357.85 | 0 | 0 | 0
Nuc | 38 | 0 | 0 | 0 | 0 | 0
PS | 0 | 0 | 0 | 0 | 0 | 0
PV | 0 | 0 | 0 | 0 | 0 | 0
PeakG | 0 | 0 | 0 | 0 | 0 | 0
PeakO | 0 | 0 | 0 | 0 | 0 | 0
ST | 0 | 0 | 0 | 0 | 0 | 0
STOG | 0 | 0 | 0 | 0 | 0 | 0
STWD | 0 | 0 | 0 | 0 | 0 | 0
WT | 8325.7 | 10497.98 | 4104.38 | 1563.06 | 13903.74 | 15205.15
IGCC | 0 | 0 | 0 | 0 | 0 | 0
DemandResponse | 0 | 0 | 0 | 0 | 0 | 0
IGCC-CCS | 0 | 0 | 0 | 0 | 0 | 0
WT_off | 0 | 0 | 0 | 0 | 0 | 0
PseudoUnit | 0 | 0 | 0 | 0 | 0 | 0
FixedInterchange | 0 | 0 | 0 | 0 | 0 | 0
New Build Capacity by Reporting Type: SOCO
ReportingType | 2015 | 2020 | 2025 | 2030 | 2035 | 2040
BM | 55 | 0 | 0 | 0 | 0 | 0
CC | 5026.9 | 187 | 192.68 | 0.01 | 0 | 0
CSP | 0 | 0 | 0 | 0 | 0 | 0
CT | 0 | 0 | 0 | 0 | 0 | 0
Coal | 0 | 0 | 0 | 2557.29 | 2662.61 | 5417.24
Geo | 0 | 0 | 0 | 0 | 0 | 0
H | 0 | 0 | 0 | 0 | 0 | 0
LFG | 0 | 0 | 107.4 | 0 | 0 | 0
Nuc | 70 | 2200 | 0 | 0 | 0 | 0
PS | 0 | 0 | 0 | 0 | 0 | 0
PV | 0 | 0 | 0 | 0 | 0 | 0
PeakG | 0 | 0 | 0 | 0 | 0 | 0
PeakO | 0 | 0 | 0 | 0 | 0 | 0
ST | 0 | 0 | 0 | 0 | 0 | 0
STOG | 0 | 0 | 0 | 0 | 0 | 0
STWD | 0 | 0 | 0 | 0 | 0 | 0
WT | 0 | 0 | 0 | 0 | 0 | 0.02
IGCC | 0 | 0 | 0 | 0 | 0 | 0
DemandResponse | 0 | 0 | 0 | 0 | 0 | 0
IGCC-CCS | 0 | 0 | 0 | 0 | 0 | 0
WT_off | 0 | 0 | 0 | 0 | 0 | 0
PseudoUnit | 0 | 0 | 0 | 0 | 0 | 0
FixedInterchange | 0 | 0 | 0 | 0 | 0 | 0
New Build Capacity by Reporting Type: SPP_N
ReportingType | 2015 | 2020 | 2025 | 2030 | 2035 | 2040
BM | 0 | 0 | 0 | 0 | 0 | 0
CC | 0 | 0.04 | 0 | 0.04 | 0 | 0
CSP | 0 | 0 | 0 | 0 | 0 | 0
CT | 0 | 1038.2 | 0 | 2225.55 | 2008.3 | 0
Coal | 465.04 | 0 | 0 | 0 | 0 | 2404.66
Geo | 0 | 0 | 0 | 0 | 0 | 0
H | 0 | 0 | 0 | 0 | 0 | 0
LFG | 0 | 0 | 95 | 0 | 0 | 0
Nuc | 0 | 0 | 0 | 0 | 0 | 0
PS | 0 | 0 | 0 | 0 | 0 | 0
PV | 0 | 0 | 0 | 0 | 0 | 0
PeakG | 0 | 0 | 0 | 0 | 0 | 0
PeakO | 0 | 0 | 0 | 0 | 0 | 0
ST | 0 | 0 | 0 | 0 | 0 | 0
STOG | 0 | 0 | 0 | 0 | 0 | 0
STWD | 0 | 0 | 0 | 0 | 0 | 0
WT | 0 | 436.01 | 0 | 0 | 0 | 0
IGCC | 0 | 0 | 0 | 0 | 0 | 0
DemandResponse | 0 | 0 | 0 | 0 | 0 | 0
IGCC-CCS | 0 | 0 | 0 | 0 | 0 | 0
WT_off | 0 | 0 | 0 | 0 | 0 | 0
PseudoUnit | 0 | 0 | 0 | 0 | 0 | 0
FixedInterchange | 0 | 0 | 0 | 0 | 0 | 0
New Build Capacity by Reporting Type: SPP_S
ReportingType | 2015 | 2020 | 2025 | 2030 | 2035 | 2040
BM | 0 | 0 | 0 | 0 | 0 | 0
CC | 0 | 0.01 | 0 | 0.01 | 25.09 | 0
CSP | 0 | 0 | 0 | 0 | 0 | 0
CT | 412.99 | 300.02 | 0 | 0.03 | 0.26 | 0
Coal | 988 | 0 | 0 | 0 | 0 | 0
Geo | 0 | 0 | 0 | 0 | 0 | 0
H | 0 | 0 | 0 | 0 | 0 | 0
LFG | 0 | 0 | 95 | 0 | 0 | 0
Nuc | 0 | 0 | 0 | 0 | 0 | 0
PS | 0 | 0 | 0 | 0 | 0 | 0
PV | 0 | 0 | 0 | 0 | 0 | 0
PeakG | 0 | 0 | 0 | 0 | 0 | 0
PeakO | 0 | 0 | 0 | 0 | 0 | 0
ST | 0 | 0 | 0 | 0 | 0 | 0
STOG | 0 | 0 | 0 | 0 | 0 | 0
STWD | 0 | 0 | 0 | 0 | 0 | 0
WT | 430 | 17085.14 | 810.88 | 841.84 | 874.05 | 907.42
IGCC | 0 | 0 | 0 | 0 | 0 | 0
DemandResponse | 0 | 0 | 0 | 0 | 0 | 0
IGCC-CCS | 0 | 0 | 0 | 0 | 0 | 0
WT_off | 0 | 0 | 0 | 0 | 0 | 0
PseudoUnit | 0 | 0 | 0 | 0 | 0 | 0
FixedInterchange | 0 | 0 | 0 | 0 | 0 | 0
New Build Capacity by Reporting Type: TVA
ReportingType | 2015 | 2020 | 2025 | 2030 | 2035 | 2040
BM | 0 | 0 | 0 | 0 | 0 | 0
CC | 1418 | 1363.93 | 177.73 | 431.65 | 0 | 0
CSP | 0 | 0 | 0 | 0 | 0 | 0
CT | 0 | 1680.89 | 0 | 599.26 | 0 | 0
Coal | 0 | 0 | 0 | 0 | 3568.71 | 2361.21
Geo | 0 | 0 | 0 | 0 | 0 | 0
H | 0 | 0 | 0 | 0 | 0 | 0
LFG | 0 | 0 | 107.4 | 0 | 0 | 0
Nuc | 1697.89 | 0 | 0 | 0 | 0 | 0
PS | 0 | 0 | 0 | 0 | 0 | 0
PV | 0 | 0 | 0 | 0 | 0 | 0
PeakG | 0 | 0 | 0 | 0 | 0 | 0
PeakO | 0 | 0 | 0 | 0 | 0 | 0
ST | 0 | 0 | 0 | 0 | 0 | 0
STOG | 0 | 0 | 0 | 0 | 0 | 0
STWD | 0 | 0 | 0 | 0 | 0 | 0
WT | 0 | 0 | 0 | 0 | 0 | 0
IGCC | 0 | 0 | 0 | 0 | 0 | 0
DemandResponse | 0 | 0 | 0 | 0 | 0 | 0
IGCC-CCS | 0 | 0 | 0 | 0 | 0 | 0
WT_off | 0 | 0 | 0 | 0 | 0 | 0
PseudoUnit | 0 | 0 | 0 | 0 | 0 | 0
FixedInterchange | 0 | 0 | 0 | 0 | 0 | 0
New Build Capacity by Reporting Type: TVA_Transmission
ReportingType | 2015 | 2020 | 2025 | 2030 | 2035 | 2040
BM | 0 | 0 | 0 | 0 | 0 | 0
CC | 0 | 0 | 0 | 0 | 0 | 0
CSP | 0 | 0 | 0 | 0 | 0 | 0
CT | 0 | 0 | 0 | 0 | 0 | 0
Coal | 0 | 0 | 0 | 0 | 0 | 0
Geo | 0 | 0 | 0 | 0 | 0 | 0
H | 0 | 0 | 0 | 0 | 0 | 0
LFG | 0 | 0 | 0 | 0 | 0 | 0
Nuc | 0 | 0 | 0 | 0 | 0 | 0
PS | 0 | 0 | 0 | 0 | 0 | 0
PV | 0 | 0 | 0 | 0 | 0 | 0
PeakG | 0 | 0 | 0 | 0 | 0 | 0
PeakO | 0 | 0 | 0 | 0 | 0 | 0
ST | 0 | 0 | 0 | 0 | 0 | 0
STOG | 0 | 0 | 0 | 0 | 0 | 0
STWD | 0 | 0 | 0 | 0 | 0 | 0
WT | 0 | 0 | 0 | 0 | 0 | 0
IGCC | 0 | 0 | 0 | 0 | 0 | 0
DemandResponse | 0 | 0 | 0 | 0 | 0 | 0
IGCC-CCS | 0 | 0 | 0 | 0 | 0 | 0
WT_off | 0 | 0 | 0 | 0 | 0 | 0
PseudoUnit | 0 | 0 | 0 | 0 | 0 | 0
FixedInterchange | 0 | 0 | 0 | 0 | 0 | 0
New Build Capacity by Reporting Type: VACAR
ReportingType | 2015 | 2020 | 2025 | 2030 | 2035 | 2040
BM | 0.92 | 0 | 0 | 0 | 0 | 0
CC | 5914.99 | 1599.02 | 785.46 | 2210.49 | 4905.95 | 3745.52
CSP | 0 | 0 | 0 | 0 | 0 | 0
CT | 717.2 | 0 | 0 | 546.99 | 1236.14 | 1151.97
Coal | 825 | 0 | 0 | 0 | 0 | 0
Geo | 0 | 0 | 0 | 0 | 0 | 0
H | 0 | 0 | 0 | 0 | 0 | 0
LFG | 0.34 | 107.06 | 0 | 0 | 0 | 0
Nuc | 0 | 2330 | 0 | 0 | 0 | 0
PS | 0 | 0 | 0 | 0 | 0 | 0
PV | 0 | 136.4 | 6.66 | 8.24 | 8.47 | 8.88
PeakG | 0 | 0 | 0 | 0 | 0 | 0
PeakO | 0 | 0 | 0 | 0 | 0 | 0
ST | 0 | 0 | 0 | 0 | 0 | 0
STOG | 0 | 0 | 0 | 0 | 0 | 0
STWD | 0 | 0 | 0 | 0 | 0 | 0
WT | 0.9 | 3499.1 | 0 | 0 | 0 | 0
IGCC | 0 | 0 | 0 | 0 | 0 | 0
DemandResponse | 0 | 0 | 0 | 0 | 0 | 0
IGCC-CCS | 0 | 0 | 0 | 0 | 0 | 0
WT_off | 1 | 1039.47 | 1349.2 | 282.11 | 290.45 | 292.15
PseudoUnit | 0 | 0 | 0 | 0 | 0 | 0
FixedInterchange | 0 | 0 | 0 | 0 | 0 | 0
New Build Capacity by Reporting Type: IESO
ReportingType | 2015 | 2020 | 2025 | 2030 | 2035 | 2040
BM | 326.33 | 0 | 0 | 0 | 0 | 0
CC | 1263 | 0 | 0 | 0 | 0 | 1537.4
CSP | 0 | 0 | 0 | 0 | 0 | 0
CT | 368 | 0 | 0 | 0 | 605.92 | 944.09
Coal | 0 | 0 | 0 | 0 | 0 | 0
Geo | 0 | 0 | 0 | 0 | 0 | 0
H | 0 | 0 | 0 | 0 | 0 | 0
LFG | 14.5 | 0 | 0 | 0.5 | 0 | 0
Nuc | 0 | 0 | 0 | 0 | 0 | 0
PS | 0 | 0 | 0 | 0 | 0 | 0
PV | 1067.26 | 0 | 0 | 0 | 0 | 0
PeakG | 0 | 0 | 0 | 0 | 0 | 0
PeakO | 0 | 0 | 0 | 0 | 0 | 0
ST | 0 | 0 | 0 | 0 | 0 | 0
STOG | 0 | 0 | 0 | 0 | 0 | 0
STWD | 0 | 0 | 0 | 0 | 0 | 0
WT | 2105.9 | 0 | 0 | 0 | 0 | 0
IGCC | 0 | 0 | 0 | 0 | 0 | 0
DemandResponse | 0 | 0 | 0 | 0 | 0 | 0
IGCC-CCS | 0 | 0 | 0 | 0 | 0 | 0
WT_off | 0 | 0 | 0 | 0 | 0 | 0
PseudoUnit | 0 | 0 | 0 | 0 | 0 | 0
FixedInterchange | 0 | 0 | 0 | 0 | 0 | 0
New Build Capacity by Reporting Type: MAPP_CA
ReportingType | 2015 | 2020 | 2025 | 2030 | 2035 | 2040
BM | 0 | 0 | 0 | 0 | 0 | 0
CC | 577.89 | 511.42 | 134.4 | 254.78 | 181.71 | 90.26
CSP | 0 | 0 | 0 | 0 | 0 | 0
CT | 0 | 0 | 40.1 | 153.02 | 242.24 | 350.48
Coal | 0 | 0 | 0 | 0 | 0 | 0
Geo | 0 | 0 | 0 | 0 | 0 | 0
H | 0 | 0 | 0 | 0 | 0 | 0
LFG | 0 | 0 | 0 | 0 | 0 | 0
Nuc | 0 | 0 | 0 | 0 | 0 | 0
PS | 0 | 0 | 0 | 0 | 0 | 0
PV | 0 | 0 | 0 | 0 | 0 | 0
PeakG | 0 | 0 | 0 | 0 | 0 | 0
PeakO | 0 | 0 | 0 | 0 | 0 | 0
ST | 0 | 0 | 0 | 0 | 0 | 0
STOG | 0 | 0 | 0 | 0 | 0 | 0
STWD | 0 | 0 | 0 | 0 | 0 | 0
WT | 302.4 | 0 | 0 | 0 | 0 | 0
IGCC | 0 | 0 | 0 | 0 | 0 | 0
DemandResponse | 0 | 0 | 0 | 0 | 0 | 0
IGCC-CCS | 0 | 0 | 0 | 0 | 0 | 0
WT_off | 0 | 0 | 0 | 0 | 0 | 0
PseudoUnit | 0 | 0 | 0 | 0 | 0 | 0
FixedInterchange | 0 | 0 | 0 | 0 | 0 | 0
New Build Capacity by Reporting Type: AZ_NM_SNV_Coal
ReportingType | 2015 | 2020 | 2025 | 2030 | 2035 | 2040
BM | 0 | 0 | 0 | 0 | 0 | 0
CC | 0 | 0 | 0 | 0 | 0 | 0
CSP | 0 | 0 | 0 | 0 | 0 | 0
CT | 0 | 0 | 0 | 0 | 0 | 0
Coal | 0 | 0 | 0 | 0 | 0 | 0
Geo | 0 | 0 | 0 | 0 | 0 | 0
H | 0 | 0 | 0 | 0 | 0 | 0
LFG | 0 | 0 | 0 | 0 | 0 | 0
Nuc | 0 | 0 | 0 | 0 | 0 | 0
PS | 0 | 0 | 0 | 0 | 0 | 0
PV | 0 | 0 | 0 | 0 | 0 | 0
PeakG | 0 | 0 | 0 | 0 | 0 | 0
PeakO | 0 | 0 | 0 | 0 | 0 | 0
ST | 0 | 0 | 0 | 0 | 0 | 0
STOG | 0 | 0 | 0 | 0 | 0 | 0
STWD | 0 | 0 | 0 | 0 | 0 | 0
WT | 0 | 0 | 0 | 0 | 0 | 0
IGCC | 0 | 0 | 0 | 0 | 0 | 0
DemandResponse | 0 | 0 | 0 | 0 | 0 | 0
IGCC-CCS | 0 | 0 | 0 | 0 | 0 | 0
WT_off | 0 | 0 | 0 | 0 | 0 | 0
PseudoUnit | 0 | 0 | 0 | 0 | 0 | 0
FixedInterchange | 0 | 0 | 0 | 0 | 0 | 0
New Build Capacity by Reporting Type: AZ_NM_SNV_Gas
ReportingType | 2015 | 2020 | 2025 | 2030 | 2035 | 2040
BM | 0 | 0 | 0 | 0 | 0 | 0
CC | 668 | 0 | 0 | 0 | 0 | 405.07
CSP | 0 | 0 | 0 | 0 | 0 | 0
CT | 736 | 0 | 0 | 0 | 0 | 0
Coal | 0 | 0 | 0 | 0 | 0 | 0
Geo | 0 | 0 | 0 | 0 | 0 | 0
H | 0 | 0 | 0 | 0 | 0 | 0
LFG | 0 | 0 | 0 | 0 | 0 | 0
Nuc | 0 | 0 | 0 | 0 | 0 | 0
PS | 0 | 0 | 0 | 0 | 0 | 0
PV | 0 | 0 | 0 | 0 | 0 | 0
PeakG | 0 | 0 | 0 | 0 | 0 | 0
PeakO | 0 | 0 | 0 | 0 | 0 | 0
ST | 0 | 0 | 0 | 0 | 0 | 0
STOG | 0 | 0 | 0 | 0 | 0 | 0
STWD | 0 | 0 | 0 | 0 | 0 | 0
WT | 0 | 0 | 0 | 0 | 0 | 0
IGCC | 0 | 0 | 0 | 0 | 0 | 0
DemandResponse | 0 | 0 | 0 | 0 | 0 | 0
IGCC-CCS | 0 | 0 | 0 | 0 | 0 | 0
WT_off | 0 | 0 | 0 | 0 | 0 | 0
PseudoUnit | 0 | 0 | 0 | 0 | 0 | 0
FixedInterchange | 0 | 0 | 0 | 0 | 0 | 0
New Build Capacity by Reporting Type: AZ_NM_SNV_NucRenew
ReportingType | 2015 | 2020 | 2025 | 2030 | 2035 | 2040
BM | 0 | 0 | 0 | 0 | 0 | 0
CC | 0 | 0 | 0 | 0 | 0 | 0
CSP | 0 | 0 | 0 | 0 | 0 | 0
CT | 0 | 0 | 0 | 0 | 0 | 0
Coal | 0 | 0 | 0 | 0 | 0 | 0
Geo | 0 | 0 | 1450 | 0 | 0 | 0
H | 0 | 0 | 0 | 0 | 0 | 0
LFG | 0 | 0 | 60.67 | 0 | 0 | 0
Nuc | 0 | 0 | 0 | 0 | 0 | 0
PS | 0 | 0 | 0 | 0 | 0 | 0
PV | 95.7 | 0 | 0 | 0 | 0 | 0
PeakG | 0 | 0 | 0 | 0 | 0 | 0
PeakO | 0 | 0 | 0 | 0 | 0 | 0
ST | 280 | 464.2 | 278.33 | 75.03 | 0 | 0
STOG | 0 | 0 | 0 | 0 | 0 | 0
STWD | 0 | 0 | 0 | 0 | 0 | 0
WT | 65.1 | 14413.64 | 11670.6 | 22601.9 | 10894.59 | 16631.77
IGCC | 0 | 0 | 0 | 0 | 0 | 0
DemandResponse | 0 | 0 | 0 | 0 | 0 | 0
IGCC-CCS | 0 | 0 | 0 | 0 | 0 | 0
WT_off | 0 | 0 | 0 | 0 | 0 | 0
PseudoUnit | 0 | 0 | 0 | 0 | 0 | 0
FixedInterchange | 0 | 0 | 0 | 0 | 0 | 0
New Build Capacity by Reporting Type: ERCOT
ReportingType | 2015 | 2020 | 2025 | 2030 | 2035 | 2040
BM | 145 | 0 | 0 | 0 | 0 | 0
CC | 275 | 3126.73 | 0 | 0 | 2676.91 | 2747.27
CSP | 0 | 0 | 0 | 0 | 0 | 0
CT | 250 | 0 | 0 | 0 | 0 | 0
Coal | 2020 | 0 | 0 | 0 | 0 | 0
Geo | 0 | 0 | 0 | 0 | 0 | 0
H | 0 | 0 | 0 | 0 | 0 | 0
LFG | 0 | 0 | 354 | 0 | 0 | 0
Nuc | 0 | 0 | 0 | 0 | 0 | 0
PS | 0 | 0 | 0 | 0 | 0 | 0
PV | 14 | 0 | 0 | 0 | 0 | 0
PeakG | 0 | 0 | 0 | 0 | 0 | 0
PeakO | 0 | 0 | 0 | 0 | 0 | 0
ST | 0 | 0 | 0 | 0 | 0 | 0
STOG | 0 | 0 | 0 | 0 | 0 | 0
STWD | 0 | 0 | 0 | 0 | 0 | 0
WT | 350.1 | 0 | 23321.18 | 999.4 | 1122.7 | 1143.71
IGCC | 0 | 0 | 0 | 0 | 0 | 0
DemandResponse | 0 | 0 | 0 | 0 | 0 | 0
IGCC-CCS | 0 | 0 | 0 | 0 | 0 | 0
WT_off | 0 | 0 | 0 | 0 | 0 | 0
PseudoUnit | 0 | 0 | 0 | 0 | 0 | 0
FixedInterchange | 0 | 0 | 0 | 0 | 0 | 0
New Build Capacity by Reporting Type: NP15
ReportingType | 2015 | 2020 | 2025 | 2030 | 2035 | 2040
BM | 0 | 0 | 0 | 0 | 0 | 0
CC | 940 | 0 | 0 | 0 | 0 | 0
CSP | 0 | 0 | 0 | 0 | 0 | 0
CT | 279.73 | 160 | 0 | 4324.34 | 1982.33 | 4138.3
Coal | 0 | 0 | 0 | 0 | 0 | 0
Geo | 0 | 600 | 0 | 0 | 0 | 0
H | 0 | 0 | 0 | 0 | 0 | 0
LFG | 0 | 565 | 0 | 0 | 0 | 0
Nuc | 0 | 0 | 0 | 0 | 0 | 0
PS | 0 | 0 | 0 | 0 | 0 | 0
PV | 6.5 | 0 | 0 | 0 | 0 | 0
PeakG | 0 | 0 | 0 | 0 | 0 | 0
PeakO | 0 | 0 | 0 | 0 | 0 | 0
ST | 29 | 0 | 0 | 0 | 0 | 0
STOG | 0 | 0 | 0 | 0 | 0 | 0
STWD | 0 | 0 | 0 | 0 | 0 | 0
WT | 101.2 | 3298.8 | 0 | 0.01 | 8772.85 | 681.52
IGCC | 0 | 0 | 0 | 0 | 0 | 0
DemandResponse | 0 | 0 | 0 | 0 | 0 | 0
IGCC-CCS | 0 | 0 | 0 | 0 | 0 | 0
WT_off | 0 | 0 | 0 | 0 | 0 | 0
PseudoUnit | 0 | 0 | 0 | 0 | 0 | 0
FixedInterchange | 0 | 0 | 0 | 0 | 0 | 0
New Build Capacity by Reporting Type: NWPP_Coal
ReportingType | 2015 | 2020 | 2025 | 2030 | 2035 | 2040
BM | 0 | 0 | 0 | 0 | 0 | 0
CC | 0 | 0 | 0 | 0 | 0 | 0
CSP | 0 | 0 | 0 | 0 | 0 | 0
CT | 0 | 0 | 0 | 0 | 0 | 0
Coal | 0 | 0 | 0 | 0 | 0 | 0
Geo | 0 | 0 | 0 | 0 | 0 | 0
H | 0 | 0 | 0 | 0 | 0 | 0
LFG | 0 | 0 | 0 | 0 | 0 | 0
Nuc | 0 | 0 | 0 | 0 | 0 | 0
PS | 0 | 0 | 0 | 0 | 0 | 0
PV | 0 | 0 | 0 | 0 | 0 | 0
PeakG | 0 | 0 | 0 | 0 | 0 | 0
PeakO | 0 | 0 | 0 | 0 | 0 | 0
ST | 0 | 0 | 0 | 0 | 0 | 0
STOG | 0 | 0 | 0 | 0 | 0 | 0
STWD | 0 | 0 | 0 | 0 | 0 | 0
WT | 0 | 0 | 0 | 0 | 0 | 0
IGCC | 0 | 0 | 0 | 0 | 0 | 0
DemandResponse | 0 | 0 | 0 | 0 | 0 | 0
IGCC-CCS | 0 | 0 | 0 | 0 | 0 | 0
WT_off | 0 | 0 | 0 | 0 | 0 | 0
PseudoUnit | 0 | 0 | 0 | 0 | 0 | 0
FixedInterchange | 0 | 0 | 0 | 0 | 0 | 0
New Build Capacity by Reporting Type: NWPP_Gas
ReportingType | 2015 | 2020 | 2025 | 2030 | 2035 | 2040
BM | 0 | 0 | 0 | 0 | 0 | 0
CC | 300 | 0 | 0 | 2217.69 | 996.87 | 323.16
CSP | 0 | 0 | 0 | 0 | 0 | 0
CT | 150 | 0 | 0 | 0 | 0 | 0
Coal | 0 | 0 | 0 | 0 | 0.01 | 0
Geo | 0 | 0 | 0 | 0 | 0 | 0
H | 0 | 0 | 0 | 0 | 0 | 0
LFG | 0 | 0 | 0 | 0 | 0 | 0
Nuc | 0 | 0 | 0 | 0 | 0 | 0
PS | 0 | 0 | 0 | 0 | 0 | 0
PV | 0 | 0 | 0 | 0 | 0 | 0
PeakG | 0 | 0 | 0 | 0 | 0 | 0
PeakO | 0 | 0 | 0 | 0 | 0 | 0
ST | 0 | 0 | 0 | 0 | 0 | 0
STOG | 0 | 0 | 0 | 0 | 0 | 0
STWD | 0 | 0 | 0 | 0 | 0 | 0
WT | 0 | 0 | 0 | 0 | 0 | 0
IGCC | 0 | 0 | 0 | 0 | 0 | 0
DemandResponse | 0 | 0 | 0 | 0 | 0 | 0
IGCC-CCS | 0 | 0 | 0 | 0 | 0 | 0
WT_off | 0 | 0 | 0 | 0 | 0 | 0
PseudoUnit | 0 | 0 | 0 | 0 | 0 | 0
FixedInterchange | 0 | 0 | 0 | 0 | 0 | 0
New Build Capacity by Reporting Type: NWPP_NucRenew
ReportingType | 2015 | 2020 | 2025 | 2030 | 2035 | 2040
BM | 32.55 | 0 | 0 | 0 | 0 | 0
CC | 0 | 0 | 0 | 0 | 0 | 0
CSP | 0 | 0 | 0 | 0 | 0 | 0
CT | 0 | 0 | 0 | 0 | 0 | 0
Coal | 0 | 0 | 0 | 0 | 0 | 0
Geo | 86 | 25 | 409 | 0 | 0 | 0
H | 0 | 0 | 0 | 0 | 0 | 0
LFG | 25.5 | 18.76 | 225.74 | 0 | 0 | 0
Nuc | 0 | 0 | 0 | 0 | 0 | 0
PS | 0 | 0 | 0 | 0 | 0 | 0
PV | 0 | 0 | 0 | 0 | 0 | 0
PeakG | 0 | 0 | 0 | 0 | 0 | 0
PeakO | 0 | 0 | 0 | 0 | 0 | 0
ST | 0 | 0 | 0 | 0 | 0 | 0
STOG | 0 | 0 | 0 | 0 | 0 | 0
STWD | 0 | 0 | 0 | 0 | 0 | 0
WT | 977.3 | 0 | 0 | 187.62 | 12018.42 | 16943.47
IGCC | 0 | 0 | 0 | 0 | 0 | 0
DemandResponse | 0 | 0 | 0 | 0 | 0 | 0
IGCC-CCS | 0 | 0 | 0 | 0 | 0 | 0
WT_off | 0 | 0 | 0 | 0 | 0 | 0
PseudoUnit | 0 | 0 | 0 | 0 | 0 | 0
FixedInterchange | 0 | 0 | 0 | 0 | 0 | 0
New Build Capacity by Reporting Type: RMPA
ReportingType | 2015 | 2020 | 2025 | 2030 | 2035 | 2040
BM | 0 | 0 | 0 | 0 | 0 | 0
CC | 0 | 0 | 0 | 0 | 0 | 0
CSP | 0 | 0 | 0 | 0 | 0 | 0
CT | 152 | 0 | 0 | 0 | 183.77 | 805.72
Coal | 390 | 0 | 0 | 0 | 0 | 0
Geo | 0 | 0 | 2570 | 0 | 0 | 0
H | 0 | 0 | 0 | 0 | 0 | 0
LFG | 1.4 | 0 | 0 | 28.93 | 0 | 0
Nuc | 0 | 0 | 0 | 0 | 0 | 0
PS | 0 | 0 | 0 | 0 | 0 | 0
PV | 1 | 0 | 0 | 0 | 0 | 0
PeakG | 0 | 0 | 0 | 0 | 0 | 0
PeakO | 0 | 0 | 0 | 0 | 0 | 0
ST | 3 | 376.1 | 25.72 | 27.45 | 0 | 0
STOG | 0 | 0 | 0 | 0 | 0 | 0
STWD | 0 | 0 | 0 | 0 | 0 | 0
WT | 765.4 | 1939.68 | 0 | 2081.1 | 3690.58 | 2679.52
IGCC | 0 | 0 | 0 | 0 | 0 | 0
DemandResponse | 0 | 0 | 0 | 0 | 0 | 0
IGCC-CCS | 0 | 0 | 0 | 0 | 0 | 0
WT_off | 0 | 0 | 0 | 0 | 0 | 0
PseudoUnit | 0 | 0 | 0 | 0 | 0 | 0
FixedInterchange | 0 | 0 | 0 | 0 | 0 | 0
New Build Capacity by Reporting Type: SP15
ReportingType | 2015 | 2020 | 2025 | 2030 | 2035 | 2040
BM | 6 | 0 | 0 | 0 | 0 | 0
CC | 409.5 | 0 | 0 | 0 | 0 | 0
CSP | 0 | 0 | 0 | 0 | 0 | 0
CT | 0 | 0 | 0 | 0 | 0 | 0
Coal | 0 | 0 | 0 | 0 | 0 | 0
Geo | 50 | 1450 | 0 | 0 | 0 | 0
H | 0 | 0 | 0 | 0 | 0 | 0
LFG | 9.2 | 555.8 | 0 | 0 | 0 | 0
Nuc | 0 | 0 | 0 | 0 | 0 | 0
PS | 0 | 0 | 0 | 0 | 0 | 0
PV | 3.8 | 0 | 0 | 0 | 0 | 0
PeakG | 0 | 0 | 0 | 0 | 0 | 0
PeakO | 0 | 0 | 0 | 0 | 0 | 0
ST | 448 | 0 | 0 | 0 | 0 | 0
STOG | 0 | 0 | 0 | 0 | 0 | 0
STWD | 0 | 0 | 0 | 0 | 0 | 0
WT | 735 | 1490.84 | 12674.16 | 0 | 0 | 0
IGCC | 0 | 0 | 0 | 0 | 0 | 0
DemandResponse | 0 | 0 | 0 | 0 | 0 | 0
IGCC-CCS | 0 | 0 | 0 | 0 | 0 | 0
WT_off | 0 | 0 | 0 | 0 | 0 | 0
PseudoUnit | 0 | 0 | 0 | 0 | 0 | 0
FixedInterchange | 0 | 0 | 0 | 0 | 0 | 0
New Build Capacity by Reporting Type: ALB
ReportingType | 2015 | 2020 | 2025 | 2030 | 2035 | 2040
BM | 0 | 0 | 0 | 0 | 0 | 0
CC | 393.36 | 683.48 | 623.45 | 906.06 | 1191.8 | 1087.01
CSP | 0 | 0 | 0 | 0 | 0 | 0
CT | 201.5 | 0 | 0 | 0 | 0 | 0
Coal | 495 | 0 | 0 | 0 | 0 | 0
Geo | 0 | 0 | 0 | 0 | 0 | 0
H | 0 | 0 | 0 | 0 | 0 | 0
LFG | 0 | 0 | 0 | 0 | 0 | 0
Nuc | 0 | 0 | 0 | 0 | 0 | 0
PS | 0 | 0 | 0 | 0 | 0 | 0
PV | 0 | 0 | 0 | 0 | 0 | 0
PeakG | 0 | 0 | 0 | 0 | 0 | 0
PeakO | 0 | 0 | 0 | 0 | 0 | 0
ST | 0 | 0 | 0 | 0 | 0 | 0
STOG | 0 | 0 | 0 | 0 | 0 | 0
STWD | 0 | 0 | 0 | 0 | 0 | 0
WT | 9 | 0 | 0 | 0 | 0 | 0
IGCC | 0 | 0 | 0 | 0 | 0 | 0
DemandResponse | 0 | 0 | 0 | 0 | 0 | 0
IGCC-CCS | 0 | 0 | 0 | 0 | 0 | 0
WT_off | 0 | 0 | 0 | 0 | 0 | 0
PseudoUnit | 0 | 0 | 0 | 0 | 0 | 0
FixedInterchange | 0 | 0 | 0 | 0 | 0 | 0
New Build Capacity by Reporting Type: BC
ReportingType | 2015 | 2020 | 2025 | 2030 | 2035 | 2040
BM | 0 | 0 | 0 | 0 | 0 | 0
CC | 1140.34 | 434.65 | 654.21 | 531.08 | 421.2 | 0
CSP | 0 | 0 | 0 | 0 | 0 | 0
CT | 0 | 0 | 0 | 0 | 357.48 | 816.84
Coal | 0 | 0 | 0 | 0 | 0 | 0
Geo | 0 | 0 | 0 | 0 | 0 | 0
H | 0 | 0 | 0 | 0 | 0 | 0
LFG | 0 | 0 | 0 | 0 | 0 | 0
Nuc | 0 | 0 | 0 | 0 | 0 | 0
PS | 0 | 0 | 0 | 0 | 0 | 0
PV | 0 | 0 | 0 | 0 | 0 | 0
PeakG | 0 | 0 | 0 | 0 | 0 | 0
PeakO | 0 | 0 | 0 | 0 | 0 | 0
ST | 0 | 0 | 0 | 0 | 0 | 0
STOG | 0 | 0 | 0 | 0 | 0 | 0
STWD | 0 | 0 | 0 | 0 | 0 | 0
WT | 144 | 0 | 0 | 0 | 0 | 0
IGCC | 0 | 0 | 0 | 0 | 0 | 0
DemandResponse | 0 | 0 | 0 | 0 | 0 | 0
IGCC-CCS | 0 | 0 | 0 | 0 | 0 | 0
WT_off | 0 | 0 | 0 | 0 | 0 | 0
PseudoUnit | 0 | 0 | 0 | 0 | 0 | 0
FixedInterchange | 0 | 0 | 0 | 0 | 0 | 0
New Build Capacity by Reporting Type: HQ_IESO
ReportingType | 2015 | 2020 | 2025 | 2030 | 2035 | 2040
BM | 0 | 0 | 0 | 0 | 0 | 0
CC | 0 | 0 | 0 | 0 | 0 | 0
CSP | 0 | 0 | 0 | 0 | 0 | 0
CT | 0 | 0 | 0 | 0 | 0 | 0
Coal | 0 | 0 | 0 | 0 | 0 | 0
Geo | 0 | 0 | 0 | 0 | 0 | 0
H | 0 | 0 | 0 | 0 | 0 | 0
LFG | 0 | 0 | 0 | 0 | 0 | 0
Nuc | 0 | 0 | 0 | 0 | 0 | 0
PS | 0 | 0 | 0 | 0 | 0 | 0
PV | 0 | 0 | 0 | 0 | 0 | 0
PeakG | 0 | 0 | 0 | 0 | 0 | 0
PeakO | 0 | 0 | 0 | 0 | 0 | 0
ST | 0 | 0 | 0 | 0 | 0 | 0
STOG | 0 | 0 | 0 | 0 | 0 | 0
STWD | 0 | 0 | 0 | 0 | 0 | 0
WT | 0 | 0 | 0 | 0 | 0 | 0
IGCC | 0 | 0 | 0 | 0 | 0 | 0
DemandResponse | 0 | 0 | 0 | 0 | 0 | 0
IGCC-CCS | 0 | 0 | 0 | 0 | 0 | 0
WT_off | 0 | 0 | 0 | 0 | 0 | 0
PseudoUnit | 0 | 0 | 0 | 0 | 0 | 0
FixedInterchange | 0 | 0 | 0 | 0 | 0 | 0
New Build Capacity by Reporting Type: HQ_NEISO
ReportingType | 2015 | 2020 | 2025 | 2030 | 2035 | 2040
BM | 0 | 0 | 0 | 0 | 0 | 0
CC | 0 | 0 | 0 | 0 | 0 | 0
CSP | 0 | 0 | 0 | 0 | 0 | 0
CT | 0 | 0 | 0 | 0 | 0 | 0
Coal | 0 | 0 | 0 | 0 | 0 | 0
Geo | 0 | 0 | 0 | 0 | 0 | 0
H | 0 | 0 | 0 | 0 | 0 | 0
LFG | 0 | 0 | 0 | 0 | 0 | 0
Nuc | 0 | 0 | 0 | 0 | 0 | 0
PS | 0 | 0 | 0 | 0 | 0 | 0
PV | 0 | 0 | 0 | 0 | 0 | 0
PeakG | 0 | 0 | 0 | 0 | 0 | 0
PeakO | 0 | 0 | 0 | 0 | 0 | 0
ST | 0 | 0 | 0 | 0 | 0 | 0
STOG | 0 | 0 | 0 | 0 | 0 | 0
STWD | 0 | 0 | 0 | 0 | 0 | 0
WT | 0 | 0 | 0 | 0 | 0 | 0
IGCC | 0 | 0 | 0 | 0 | 0 | 0
DemandResponse | 0 | 0 | 0 | 0 | 0 | 0
IGCC-CCS | 0 | 0 | 0 | 0 | 0 | 0
WT_off | 0 | 0 | 0 | 0 | 0 | 0
PseudoUnit | 0 | 0 | 0 | 0 | 0 | 0
FixedInterchange | 0 | 0 | 0 | 0 | 0 | 0
New Build Capacity by Reporting Type: HQ_NY
ReportingType | 2015 | 2020 | 2025 | 2030 | 2035 | 2040
BM | 0 | 0 | 0 | 0 | 0 | 0
CC | 0 | 0 | 0 | 0 | 0 | 0
CSP | 0 | 0 | 0 | 0 | 0 | 0
CT | 0 | 0 | 0 | 0 | 0 | 0
Coal | 0 | 0 | 0 | 0 | 0 | 0
Geo | 0 | 0 | 0 | 0 | 0 | 0
H | 0 | 0 | 0 | 0 | 0 | 0
LFG | 0 | 0 | 0 | 0 | 0 | 0
Nuc | 0 | 0 | 0 | 0 | 0 | 0
PS | 0 | 0 | 0 | 0 | 0 | 0
PV | 0 | 0 | 0 | 0 | 0 | 0
PeakG | 0 | 0 | 0 | 0 | 0 | 0
PeakO | 0 | 0 | 0 | 0 | 0 | 0
ST | 0 | 0 | 0 | 0 | 0 | 0
STOG | 0 | 0 | 0 | 0 | 0 | 0
STWD | 0 | 0 | 0 | 0 | 0 | 0
WT | 0 | 0 | 0 | 0 | 0 | 0
IGCC | 0 | 0 | 0 | 0 | 0 | 0
DemandResponse | 0 | 0 | 0 | 0 | 0 | 0
IGCC-CCS | 0 | 0 | 0 | 0 | 0 | 0
WT_off | 0 | 0 | 0 | 0 | 0 | 0
PseudoUnit | 0 | 0 | 0 | 0 | 0 | 0
FixedInterchange | 0 | 0 | 0 | 0 | 0 | 0
New Build Capacity by Reporting Type: MARITIMES
ReportingType | 2015 | 2020 | 2025 | 2030 | 2035 | 2040
BM | 0 | 0 | 0 | 0 | 0 | 0
CC | 0 | 0 | 0 | 0 | 0 | 0
CSP | 0 | 0 | 0 | 0 | 0 | 0
CT | 0 | 0 | 0 | 0 | 0 | 0
Coal | 0 | 0 | 0 | 0 | 0 | 0
Geo | 0 | 0 | 0 | 0 | 0 | 0
H | 0 | 0 | 0 | 0 | 0 | 0
LFG | 0 | 0 | 0 | 0 | 0 | 0
Nuc | 0 | 0 | 0 | 0 | 0 | 0
PS | 0 | 0 | 0 | 0 | 0 | 0
PV | 0 | 0 | 0 | 0 | 0 | 0
PeakG | 0 | 0 | 0 | 0 | 0 | 0
PeakO | 0 | 0 | 0 | 0 | 0 | 0
ST | 0 | 0 | 0 | 0 | 0 | 0
STOG | 0 | 0 | 0 | 0 | 0 | 0
STWD | 0 | 0 | 0 | 0 | 0 | 0
WT | 0 | 0 | 0 | 0 | 0 | 0
IGCC | 0 | 0 | 0 | 0 | 0 | 0
DemandResponse | 0 | 0 | 0 | 0 | 0 | 0
IGCC-CCS | 0 | 0 | 0 | 0 | 0 | 0
WT_off | 0 | 0 | 0 | 0 | 0 | 0
PseudoUnit | 0 | 0 | 0 | 0 | 0 | 0
FixedInterchange | 0 | 0 | 0 | 0 | 0 | 0
New Build Capacity by Reporting Type: All
ReportingType | 2015 | 2020 | 2025 | 2030 | 2035 | 2040
BM | 1251 | 0 | 0 | 0 | 0 | 0
CC | 33097.6 | 15111.36 | 4951.16 | 18977.98 | 29854.77 | 29757.19
CSP | 0 | 0 | 0 | 0 | 0 | 0
CT | 6460.93 | 7420.42 | 690.32 | 10934.41 | 16544.06 | 14492.45
Coal | 10763.64 | 0 | 0 | 2557.29 | 10045.35 | 12678.2
Geo | 136 | 2075 | 4429 | 0 | 0 | 0
H | 0 | 0 | 0 | 0 | 0 | 0
LFG | 192 | 1953 | 2210 | 724 | 0 | 0
Nuc | 2740.56 | 4530 | 0 | 0 | 0 | 0
PS | 0 | 0 | 0 | 0 | 0 | 0
PV | 1246 | 2203.49 | 1093.86 | 251.74 | 114.91 | 118.9
PeakG | 0 | 0 | 0 | 0 | 0 | 0
PeakO | 0 | 0 | 0 | 0 | 0 | 0
ST | 760 | 840.3 | 304.05 | 102.48 | 0 | 0
STOG | 0 | 0 | 0 | 0 | 0 | 0
STWD | 0 | 0 | 0 | 0 | 0 | 0
WT | 25342 | 62319.69 | 76369.09 | 34853.08 | 62688.03 | 56235.81
IGCC | 618 | 0 | 0 | 0 | 0 | 0
DemandResponse | 0 | 0 | 0 | 0 | 0 | 0
IGCC-CCS | 0 | 0 | 0 | 0 | 0 | 0
WT_off | 469 | 1039.47 | 2449.2 | 282.11 | 290.45 | 292.15
PseudoUnit | 0 | 0 | 0 | 0 | 0 | 0
FixedInterchange | 0 | 0 | 0 | 0 | 0 | 0
New Build Capacity by Reporting Type: EI_US
ReportingType | 2015 | 2020 | 2025 | 2030 | 2035 | 2040
BM | 741.12 | 0 | 0 | 0 | 0 | 0
CC | 27130.51 | 10355.08 | 3539.09 | 15068.37 | 24386.27 | 23567.03
CSP | 0 | 0 | 0 | 0 | 0 | 0
CT | 4323.69 | 7260.42 | 650.22 | 6457.06 | 13172.32 | 7437.02
Coal | 7858.64 | 0 | 0 | 2557.29 | 10045.35 | 12678.2
Geo | 0 | 0 | 0 | 0 | 0 | 0
H | 0 | 0 | 0 | 0 | 0 | 0
LFG | 141.4 | 813.44 | 1569.59 | 694.57 | 0 | 0
Nuc | 2740.56 | 4530 | 0 | 0 | 0 | 0
PS | 0 | 0 | 0 | 0 | 0 | 0
PV | 57.74 | 2203.49 | 1093.86 | 251.74 | 114.91 | 118.9
PeakG | 0 | 0 | 0 | 0 | 0 | 0
PeakO | 0 | 0 | 0 | 0 | 0 | 0
ST | 0 | 0 | 0 | 0 | 0 | 0
STOG | 0 | 0 | 0 | 0 | 0 | 0
STWD | 0 | 0 | 0 | 0 | 0 | 0
WT | 19786.6 | 41176.73 | 28703.16 | 8983.05 | 26188.89 | 18155.82
IGCC | 618 | 0 | 0 | 0 | 0 | 0
DemandResponse | 0 | 0 | 0 | 0 | 0 | 0
IGCC-CCS | 0 | 0 | 0 | 0 | 0 | 0
WT_off | 469 | 1039.47 | 2449.2 | 282.11 | 290.45 | 292.15
PseudoUnit | 0 | 0 | 0 | 0 | 0 | 0
FixedInterchange | 0 | 0 | 0 | 0 | 0 | 0
New Build Capacity by Reporting Type: EI_Canada
ReportingType | 2015 | 2020 | 2025 | 2030 | 2035 | 2040
BM | 326.33 | 0 | 0 | 0 | 0 | 0
CC | 1840.89 | 511.42 | 134.4 | 254.78 | 181.71 | 1627.66
CSP | 0 | 0 | 0 | 0 | 0 | 0
CT | 368 | 0 | 40.1 | 153.02 | 848.16 | 1294.58
Coal | 0 | 0 | 0 | 0 | 0 | 0
Geo | 0 | 0 | 0 | 0 | 0 | 0
H | 0 | 0 | 0 | 0 | 0 | 0
LFG | 14.5 | 0 | 0 | 0.5 | 0 | 0
Nuc | 0 | 0 | 0 | 0 | 0 | 0
PS | 0 | 0 | 0 | 0 | 0 | 0
PV | 1067.26 | 0 | 0 | 0 | 0 | 0
PeakG | 0 | 0 | 0 | 0 | 0 | 0
PeakO | 0 | 0 | 0 | 0 | 0 | 0
ST | 0 | 0 | 0 | 0 | 0 | 0
STOG | 0 | 0 | 0 | 0 | 0 | 0
STWD | 0 | 0 | 0 | 0 | 0 | 0
WT | 2408.3 | 0 | 0 | 0 | 0 | 0
IGCC | 0 | 0 | 0 | 0 | 0 | 0
DemandResponse | 0 | 0 | 0 | 0 | 0 | 0
IGCC-CCS | 0 | 0 | 0 | 0 | 0 | 0
WT_off | 0 | 0 | 0 | 0 | 0 | 0
PseudoUnit | 0 | 0 | 0 | 0 | 0 | 0
FixedInterchange | 0 | 0 | 0 | 0 | 0 | 0
New Build Capacity by Reporting Type: EI
ReportingType | 2015 | 2020 | 2025 | 2030 | 2035 | 2040
BM | 1067.45 | 0 | 0 | 0 | 0 | 0
CC | 28971.39 | 10866.5 | 3673.5 | 15323.15 | 24567.98 | 25194.69
CSP | 0 | 0 | 0 | 0 | 0 | 0
CT | 4691.7 | 7260.42 | 690.32 | 6610.07 | 14020.48 | 8731.6
Coal | 7858.64 | 0 | 0 | 2557.29 | 10045.35 | 12678.2
Geo | 0 | 0 | 0 | 0 | 0 | 0
H | 0 | 0 | 0 | 0 | 0 | 0
LFG | 155.9 | 813.44 | 1569.59 | 695.07 | 0 | 0
Nuc | 2740.56 | 4530 | 0 | 0 | 0 | 0
PS | 0 | 0 | 0 | 0 | 0 | 0
PV | 1125 | 2203.49 | 1093.86 | 251.74 | 114.91 | 118.9
PeakG | 0 | 0 | 0 | 0 | 0 | 0
PeakO | 0 | 0 | 0 | 0 | 0 | 0
ST | 0 | 0 | 0 | 0 | 0 | 0
STOG | 0 | 0 | 0 | 0 | 0 | 0
STWD | 0 | 0 | 0 | 0 | 0 | 0
WT | 22194.9 | 41176.73 | 28703.16 | 8983.05 | 26188.89 | 18155.82
IGCC | 618 | 0 | 0 | 0 | 0 | 0
DemandResponse | 0 | 0 | 0 | 0 | 0 | 0
IGCC-CCS | 0 | 0 | 0 | 0 | 0 | 0
WT_off | 469 | 1039.47 | 2449.2 | 282.11 | 290.45 | 292.15
PseudoUnit | 0 | 0 | 0 | 0 | 0 | 0
FixedInterchange | 0 | 0 | 0 | 0 | 0 | 0
New Build Capacity by Reporting Type: Outside_EI
ReportingType | 2015 | 2020 | 2025 | 2030 | 2035 | 2040
BM | 183.55 | 0 | 0 | 0 | 0 | 0
CC | 4126.2 | 4244.86 | 1277.66 | 3654.83 | 5286.79 | 4562.5
CSP | 0 | 0 | 0 | 0 | 0 | 0
CT | 1769.24 | 160 | 0 | 4324.34 | 2523.58 | 5760.85
Coal | 2905 | 0 | 0 | 0 | 0.01 | 0
Geo | 136 | 2075 | 4429 | 0 | 0 | 0
H | 0 | 0 | 0 | 0 | 0 | 0
LFG | 36.1 | 1139.56 | 640.41 | 28.93 | 0 | 0
Nuc | 0 | 0 | 0 | 0 | 0 | 0
PS | 0 | 0 | 0 | 0 | 0 | 0
PV | 121 | 0 | 0 | 0 | 0 | 0
PeakG | 0 | 0 | 0 | 0 | 0 | 0
PeakO | 0 | 0 | 0 | 0 | 0 | 0
ST | 760 | 840.3 | 304.05 | 102.48 | 0 | 0
STOG | 0 | 0 | 0 | 0 | 0 | 0
STWD | 0 | 0 | 0 | 0 | 0 | 0
WT | 3147.1 | 21142.96 | 47665.94 | 25870.02 | 36499.13 | 38079.99
IGCC | 0 | 0 | 0 | 0 | 0 | 0
DemandResponse | 0 | 0 | 0 | 0 | 0 | 0
IGCC-CCS | 0 | 0 | 0 | 0 | 0 | 0
WT_off | 0 | 0 | 0 | 0 | 0 | 0
PseudoUnit | 0 | 0 | 0 | 0 | 0 | 0
FixedInterchange | 0 | 0 | 0 | 0 | 0 | 0
#2 | Cumulative New Build Capacity (MW)
Cumulative New Build Capacity by Reporting Type: Entergy
ReportingType | 2015 | 2020 | 2025 | 2030 | 2035 | 2040
BM | 0 | 0 | 0 | 0 | 0 | 0
CC | 0.01 | 948.36 | 948.36 | 1902.46 | 1902.46 | 1902.46
CSP | 0 | 0 | 0 | 0 | 0 | 0
CT | 0 | 0 | 0 | 0 | 0 | 0
Coal | 720 | 720 | 720 | 720 | 2536.63 | 4549.77
Geo | 0 | 0 | 0 | 0 | 0 | 0
H | 0 | 0 | 0 | 0 | 0 | 0
LFG | 0 | 0 | 107.4 | 107.4 | 107.4 | 107.4
Nuc | 170 | 170 | 170 | 170 | 170 | 170
PS | 0 | 0 | 0 | 0 | 0 | 0
PV | 0.29 | 64.83 | 99.85 | 103.02 | 106.62 | 110.34
PeakG | 0 | 0 | 0 | 0 | 0 | 0
PeakO | 0 | 0 | 0 | 0 | 0 | 0
ST | 0 | 0 | 0 | 0 | 0 | 0
STOG | 0 | 0 | 0 | 0 | 0 | 0
STWD | 0 | 0 | 0 | 0 | 0 | 0
WT | 0 | 0 | 0 | 0 | 100 | 100
IGCC | 0 | 0 | 0 | 0 | 0 | 0
DemandResponse | 0 | 0 | 0 | 0 | 0 | 0
IGCC-CCS | 0 | 0 | 0 | 0 | 0 | 0
WT_off | 0 | 0 | 0 | 0 | 0 | 0
PseudoUnit | 0 | 0 | 0 | 0 | 0 | 0
FixedInterchange | 0 | 0 | 0 | 0 | 0 | 0
Cumulative New Build Capacity by Reporting Type: FRCC
ReportingType | 2015 | 2020 | 2025 | 2030 | 2035 | 2040
BM | 0 | 0 | 0 | 0 | 0 | 0
CC | 1516.9 | 6279.24 | 8493.99 | 12373 | 18113.88 | 24178.66
CSP | 0 | 0 | 0 | 0 | 0 | 0
CT | 2480 | 2480 | 2480 | 2480 | 2480 | 2480
Coal | 0 | 0 | 0 | 0 | 0 | 0
Geo | 0 | 0 | 0 | 0 | 0 | 0
H | 0 | 0 | 0 | 0 | 0 | 0
LFG | 0 | 0 | 198 | 198 | 198 | 198
Nuc | 229.33 | 229.33 | 229.33 | 229.33 | 229.33 | 229.33
PS | 0 | 0 | 0 | 0 | 0 | 0
PV | 0 | 0 | 0 | 0 | 0 | 0
PeakG | 0 | 0 | 0 | 0 | 0 | 0
PeakO | 0 | 0 | 0 | 0 | 0 | 0
ST | 0 | 0 | 0 | 0 | 0 | 0
STOG | 0 | 0 | 0 | 0 | 0 | 0
STWD | 0 | 0 | 0 | 0 | 0 | 0
WT | 0 | 0 | 0 | 0 | 0 | 0
IGCC | 0 | 0 | 0 | 0 | 0 | 0
DemandResponse | 0 | 0 | 0 | 0 | 0 | 0
IGCC-CCS | 0 | 0 | 0 | 0 | 0 | 0
WT_off | 0 | 0 | 0 | 0 | 0 | 0
PseudoUnit | 0 | 0 | 0 | 0 | 0 | 0
FixedInterchange | 0 | 0 | 0 | 0 | 0 | 0
Cumulative New Build Capacity by Reporting Type: MAPP_US
ReportingType | 2015 | 2020 | 2025 | 2030 | 2035 | 2040
BM | 0 | 0 | 0 | 0 | 0 | 0
CC | 0 | 0 | 0 | 0 | 0 | 0
CSP | 0 | 0 | 0 | 0 | 0 | 0
CT | 308.3 | 308.3 | 308.3 | 488.61 | 488.61 | 488.61
Coal | 0 | 0 | 0 | 0 | 261.95 | 534.27
Geo | 0 | 0 | 0 | 0 | 0 | 0
H | 0 | 0 | 0 | 0 | 0 | 0
LFG | 0 | 0 | 0 | 71.67 | 71.67 | 71.67
Nuc | 0 | 0 | 0 | 0 | 0 | 0
PS | 0 | 0 | 0 | 0 | 0 | 0
PV | 0 | 0 | 0 | 0 | 0 | 0
PeakG | 0 | 0 | 0 | 0 | 0 | 0
PeakO | 0 | 0 | 0 | 0 | 0 | 0
ST | 0 | 0 | 0 | 0 | 0 | 0
STOG | 0 | 0 | 0 | 0 | 0 | 0
STWD | 0 | 0 | 0 | 0 | 0 | 0
WT | 421.3 | 421.3 | 1128.81 | 1223.76 | 1322.46 | 1425.08
IGCC | 0 | 0 | 0 | 0 | 0 | 0
DemandResponse | 0 | 0 | 0 | 0 | 0 | 0
IGCC-CCS | 0 | 0 | 0 | 0 | 0 | 0
WT_off | 0 | 0 | 0 | 0 | 0 | 0
PseudoUnit | 0 | 0 | 0 | 0 | 0 | 0
FixedInterchange | 0 | 0 | 0 | 0 | 0 | 0
Cumulative New Build Capacity by Reporting Type: MISO_IN
ReportingType | 2015 | 2020 | 2025 | 2030 | 2035 | 2040
BM | 0 | 0 | 0 | 0 | 0 | 0
CC | 0 | 0.01 | 0.01 | 979.15 | 3006.38 | 3827.27
CSP | 0 | 0 | 0 | 0 | 0 | 0
CT | 0 | 0 | 0 | 0 | 0 | 0
Coal | 0 | 0 | 0 | 0 | 0 | 0
Geo | 0 | 0 | 0 | 0 | 0 | 0
H | 0 | 0 | 0 | 0 | 0 | 0
LFG | 0 | 0 | 0 | 80.13 | 80.13 | 80.13
Nuc | 0 | 0 | 0 | 0 | 0 | 0
PS | 0 | 0 | 0 | 0 | 0 | 0
PV | 0 | 241.58 | 393.59 | 406.41 | 419.61 | 433.21
PeakG | 0 | 0 | 0 | 0 | 0 | 0
PeakO | 0 | 0 | 0 | 0 | 0 | 0
ST | 0 | 0 | 0 | 0 | 0 | 0
STOG | 0 | 0 | 0 | 0 | 0 | 0
STWD | 0 | 0 | 0 | 0 | 0 | 0
WT | 0 | 0 | 0 | 0 | 0 | 0
IGCC | 618 | 618 | 618 | 618 | 618 | 618
DemandResponse | 0 | 0 | 0 | 0 | 0 | 0
IGCC-CCS | 0 | 0 | 0 | 0 | 0 | 0
WT_off | 0 | 0 | 0 | 0 | 0 | 0
PseudoUnit | 0 | 0 | 0 | 0 | 0 | 0
FixedInterchange | 0 | 0 | 0 | 0 | 0 | 0
Cumulative New Build Capacity by Reporting Type: MISO_MI
ReportingType | 2015 | 2020 | 2025 | 2030 | 2035 | 2040
BM | 0 | 0 | 0 | 0 | 0 | 0
CC | 0 | 0 | 0 | 0.01 | 0.01 | 0.01
CSP | 0 | 0 | 0 | 0 | 0 | 0
CT | 0 | 0 | 0 | 0.01 | 0.01 | 0.02
Coal | 0 | 0 | 0 | 0 | 0 | 0
Geo | 0 | 0 | 0 | 0 | 0 | 0
H | 0 | 0 | 0 | 0 | 0 | 0
LFG | 0 | 152.52 | 160.25 | 160.25 | 160.25 | 160.25
Nuc | 0 | 0 | 0 | 0 | 0 | 0
PS | 0 | 0 | 0 | 0 | 0 | 0
PV | 0 | 0 | 0 | 0 | 0 | 0
PeakG | 0 | 0 | 0 | 0 | 0 | 0
PeakO | 0 | 0 | 0 | 0 | 0 | 0
ST | 0 | 0 | 0 | 0 | 0 | 0
STOG | 0 | 0 | 0 | 0 | 0 | 0
STWD | 0 | 0 | 0 | 0 | 0 | 0
WT | 2000 | 2600 | 2733.85 | 2901.02 | 3070.82 | 3246.07
IGCC | 0 | 0 | 0 | 0 | 0 | 0
DemandResponse | 0 | 0 | 0 | 0 | 0 | 0
IGCC-CCS | 0 | 0 | 0 | 0 | 0 | 0
WT_off | 0 | 0 | 0 | 0 | 0 | 0
PseudoUnit | 0 | 0 | 0 | 0 | 0 | 0
FixedInterchange | 0 | 0 | 0 | 0 | 0 | 0
Cumulative New Build Capacity by Reporting Type: MISO_MO-IL
ReportingType | 2015 | 2020 | 2025 | 2030 | 2035 | 2040
BM | 0 | 0 | 0 | 0 | 0 | 0
CC | 0 | 0 | 0 | 0 | 0 | 0
CSP | 0 | 0 | 0 | 0 | 0 | 0
CT | 0 | 0 | 0 | 0 | 0 | 0
Coal | 1790 | 1790 | 1790 | 1790 | 1790 | 1790
Geo | 0 | 0 | 0 | 0 | 0 | 0
H | 0 | 0 | 0 | 0 | 0 | 0
LFG | 0 | 0 | 0 | 223.33 | 223.33 | 223.33
Nuc | 0 | 0 | 0 | 0 | 0 | 0
PS | 0 | 0 | 0 | 0 | 0 | 0
PV | 0 | 0 | 0 | 0 | 0 | 0
PeakG | 0 | 0 | 0 | 0 | 0 | 0
PeakO | 0 | 0 | 0 | 0 | 0 | 0
ST | 0 | 0 | 0 | 0 | 0 | 0
STOG | 0 | 0 | 0 | 0 | 0 | 0
STWD | 0 | 0 | 0 | 0 | 0 | 0
WT | 300 | 300 | 300 | 3301.67 | 3301.67 | 4719.51
IGCC | 0 | 0 | 0 | 0 | 0 | 0
DemandResponse | 0 | 0 | 0 | 0 | 0 | 0
IGCC-CCS | 0 | 0 | 0 | 0 | 0 | 0
WT_off | 0 | 0 | 0 | 0 | 0 | 0
PseudoUnit | 0 | 0 | 0 | 0 | 0 | 0
FixedInterchange | 0 | 0 | 0 | 0 | 0 | 0
Cumulative New Build Capacity by Reporting Type: MISO_W
ReportingType | 2015 | 2020 | 2025 | 2030 | 2035 | 2040
BM | 0 | 0 | 0 | 0 | 0 | 0
CC | 0 | 0 | 0 | 0 | 0 | 0.01
CSP | 0 | 0 | 0 | 0 | 0 | 0
CT | 0 | 0.01 | 0.01 | 0.01 | 0.01 | 0.01
Coal | 0 | 0 | 0 | 0 | 0 | 0
Geo | 0 | 0 | 0 | 0 | 0 | 0
H | 0 | 0 | 0 | 0 | 0 | 0
LFG | 0 | 0 | 0 | 71.67 | 71.67 | 71.67
Nuc | 94.33 | 94.33 | 94.33 | 94.33 | 94.33 | 94.33
PS | 0 | 0 | 0 | 0 | 0 | 0
PV | 0 | 0 | 0 | 0 | 0 | 0
PeakG | 0 | 0 | 0 | 0 | 0 | 0
PeakO | 0 | 0 | 0 | 0 | 0 | 0
ST | 0 | 0 | 0 | 0 | 0 | 0
STOG | 0 | 0 | 0 | 0 | 0 | 0
STWD | 0 | 0 | 0 | 0 | 0 | 0
WT | 2800.5 | 6296.13 | 28236.72 | 30377.73 | 31885.41 | 32136.49
IGCC | 0 | 0 | 0 | 0 | 0 | 0
DemandResponse | 0 | 0 | 0 | 0 | 0 | 0
IGCC-CCS | 0 | 0 | 0 | 0 | 0 | 0
WT_off | 0 | 0 | 0 | 0 | 0 | 0
PseudoUnit | 0 | 0 | 0 | 0 | 0 | 0
FixedInterchange | 0 | 0 | 0 | 0 | 0 | 0
Cumulative New Build Capacity by Reporting Type: MISO_WUMS
ReportingType | 2015 | 2020 | 2025 | 2030 | 2035 | 2040
BM | 0 | 0 | 0 | 0 | 0 | 0
CC | 0 | 904.33 | 904.33 | 904.33 | 2352.2 | 2352.21
CSP | 0 | 0 | 0 | 0 | 0 | 0
CT | 0 | 3963.24 | 3963.24 | 5923.48 | 11656.76 | 15234.43
Coal | 615 | 615 | 615 | 615 | 615 | 615
Geo | 0 | 0 | 0 | 0 | 0 | 0
H | 0 | 0 | 0 | 0 | 0 | 0
LFG | 0 | 0 | 0 | 223.33 | 223.33 | 223.33
Nuc | 235 | 235 | 235 | 235 | 235 | 235
PS | 0 | 0 | 0 | 0 | 0 | 0
PV | 0 | 0 | 0 | 0 | 0 | 0
PeakG | 0 | 0 | 0 | 0 | 0 | 0
PeakO | 0 | 0 | 0 | 0 | 0 | 0
ST | 0 | 0 | 0 | 0 | 0 | 0
STOG | 0 | 0 | 0 | 0 | 0 | 0
STWD | 0 | 0 | 0 | 0 | 0 | 0
WT | 968.9 | 968.9 | 968.9 | 999.7 | 999.7 | 999.7
IGCC | 0 | 0 | 0 | 0 | 0 | 0
DemandResponse | 0 | 0 | 0 | 0 | 0 | 0
IGCC-CCS | 0 | 0 | 0 | 0 | 0 | 0
WT_off | 0 | 0 | 0 | 0 | 0 | 0
PseudoUnit | 0 | 0 | 0 | 0 | 0 | 0
FixedInterchange | 0 | 0 | 0 | 0 | 0 | 0
Cumulative New Build Capacity by Reporting Type: Nebraska
ReportingType | 2015 | 2020 | 2025 | 2030 | 2035 | 2040
BM | 0 | 0 | 0 | 0 | 0 | 0
CC | 0 | 0 | 0 | 0 | 0 | 0
CSP | 0 | 0 | 0 | 0 | 0 | 0
CT | 0 | 0 | 0 | 0 | 0 | 0
Coal | 232.1 | 232.1 | 232.1 | 232.1 | 1967.54 | 2177.16
Geo | 0 | 0 | 0 | 0 | 0 | 0
H | 0 | 0 | 0 | 0 | 0 | 0
LFG | 0 | 0 | 66.78 | 71.67 | 71.67 | 71.67
Nuc | 0 | 0 | 0 | 0 | 0 | 0
PS | 0 | 0 | 0 | 0 | 0 | 0
PV | 0 | 0 | 0 | 0 | 0 | 0
PeakG | 0 | 0 | 0 | 0 | 0 | 0
PeakO | 0 | 0 | 0 | 0 | 0 | 0
ST | 0 | 0 | 0 | 0 | 0 | 0
STOG | 0 | 0 | 0 | 0 | 0 | 0
STWD | 0 | 0 | 0 | 0 | 0 | 0
WT | 202 | 202 | 202 | 202 | 202 | 202
IGCC | 0 | 0 | 0 | 0 | 0 | 0
DemandResponse | 0 | 0 | 0 | 0 | 0 | 0
IGCC-CCS | 0 | 0 | 0 | 0 | 0 | 0
WT_off | 0 | 0 | 0 | 0 | 0 | 0
PseudoUnit | 0 | 0 | 0 | 0 | 0 | 0
FixedInterchange | 0 | 0 | 0 | 0 | 0 | 0
Cumulative New Build Capacity by Reporting Type: NEISO
ReportingType | 2015 | 2020 | 2025 | 2030 | 2035 | 2040
BM | 252.2 | 252.2 | 252.2 | 252.2 | 252.2 | 252.2
CC | 2049.5 | 2049.5 | 2049.5 | 2049.5 | 2049.5 | 2049.5
CSP | 0 | 0 | 0 | 0 | 0 | 0
CT | 334 | 334 | 334 | 334 | 845.7 | 1892.27
Coal | 0 | 0 | 0 | 0 | 0 | 0
Geo | 0 | 0 | 0 | 0 | 0 | 0
H | 0 | 0 | 0 | 0 | 0 | 0
LFG | 49.26 | 49.26 | 99.44 | 119 | 119 | 119
Nuc | 0 | 0 | 0 | 0 | 0 | 0
PS | 0 | 0 | 0 | 0 | 0 | 0
PV | 0 | 314.78 | 314.78 | 314.86 | 314.91 | 314.96
PeakG | 0 | 0 | 0 | 0 | 0 | 0
PeakO | 0 | 0 | 0 | 0 | 0 | 0
ST | 0 | 0 | 0 | 0 | 0 | 0
STOG | 0 | 0 | 0 | 0 | 0 | 0
STWD | 0 | 0 | 0 | 0 | 0 | 0
WT | 231.2 | 4274.06 | 5280 | 5280 | 5280 | 5280.01
IGCC | 0 | 0 | 0 | 0 | 0 | 0
DemandResponse | 0 | 0 | 0 | 0 | 0 | 0
IGCC-CCS | 0 | 0 | 0 | 0 | 0 | 0
WT_off | 468 | 468 | 468 | 468 | 468 | 468
PseudoUnit | 0 | 0 | 0 | 0 | 0 | 0
FixedInterchange | 0 | 0 | 0 | 0 | 0 | 0
Cumulative New Build Capacity by Reporting Type: NonRTO_Midwest
ReportingType | 2015 | 2020 | 2025 | 2030 | 2035 | 2040
BM | 0 | 0 | 0 | 0 | 0 | 0
CC | 0 | 470.04 | 470.04 | 709.03 | 1060.07 | 1347.9
CSP | 0 | 0 | 0 | 0 | 0 | 0
CT | 0 | 278.05 | 278.05 | 298.75 | 298.75 | 370.66
Coal | 0 | 0 | 0 | 0 | 0 | 0
Geo | 0 | 0 | 0 | 0 | 0 | 0
H | 0 | 0 | 0 | 0 | 0 | 0
LFG | 0 | 0 | 160.25 | 160.25 | 160.25 | 160.25
Nuc | 0 | 0 | 0 | 0 | 0 | 0
PS | 0 | 0 | 0 | 0 | 0 | 0
PV | 0 | 0 | 0 | 0 | 0 | 0
PeakG | 0 | 0 | 0 | 0 | 0 | 0
PeakO | 0 | 0 | 0 | 0 | 0 | 0
ST | 0 | 0 | 0 | 0 | 0 | 0
STOG | 0 | 0 | 0 | 0 | 0 | 0
STWD | 0 | 0 | 0 | 0 | 0 | 0
WT | 0 | 0 | 0 | 0 | 0 | 0
IGCC | 0 | 0 | 0 | 0 | 0 | 0
DemandResponse | 0 | 0 | 0 | 0 | 0 | 0
IGCC-CCS | 0 | 0 | 0 | 0 | 0 | 0
WT_off | 0 | 0 | 0 | 0 | 0 | 0
PseudoUnit | 0 | 0 | 0 | 0 | 0 | 0
FixedInterchange | 0 | 0 | 0 | 0 | 0 | 0
Cumulative New Build Capacity by Reporting Type: NYISO_A-F
ReportingType | 2015 | 2020 | 2025 | 2030 | 2035 | 2040
BM | 0 | 0 | 0 | 0 | 0 | 0
CC | 639 | 639 | 639 | 639 | 639 | 639
CSP | 0 | 0 | 0 | 0 | 0 | 0
CT | 0 | 0 | 0 | 0 | 0 | 0
Coal | 0 | 0 | 0 | 0 | 0 | 0
Geo | 0 | 0 | 0 | 0 | 0 | 0
H | 0 | 0 | 0 | 0 | 0 | 0
LFG | 6.4 | 6.4 | 74.33 | 74.33 | 74.33 | 74.33
Nuc | 168 | 168 | 168 | 168 | 168 | 168
PS | 0 | 0 | 0 | 0 | 0 | 0
PV | 0 | 0 | 0 | 0 | 0 | 0
PeakG | 0 | 0 | 0 | 0 | 0 | 0
PeakO | 0 | 0 | 0 | 0 | 0 | 0
ST | 0 | 0 | 0 | 0 | 0 | 0
STOG | 0 | 0 | 0 | 0 | 0 | 0
STWD | 0 | 0 | 0 | 0 | 0 | 0
WT | 2476.3 | 3186.1 | 3186.1 | 4028.66 | 13490 | 13490
IGCC | 0 | 0 | 0 | 0 | 0 | 0
DemandResponse | 0 | 0 | 0 | 0 | 0 | 0
IGCC-CCS | 0 | 0 | 0 | 0 | 0 | 0
WT_off | 0 | 0 | 0 | 0 | 0 | 0
PseudoUnit | 0 | 0 | 0 | 0 | 0 | 0
FixedInterchange | 0 | 0 | 0 | 0 | 0 | 0
Cumulative New Build Capacity by Reporting Type: NYISO_G-I
ReportingType | 2015 | 2020 | 2025 | 2030 | 2035 | 2040
BM | 0 | 0 | 0 | 0 | 0 | 0
CC | 0 | 0 | 168.46 | 1056.74 | 2653.24 | 4401
CSP | 0 | 0 | 0 | 0 | 0 | 0
CT | 0 | 0 | 0 | 0 | 0 | 0
Coal | 0 | 0 | 0 | 0 | 0 | 0
Geo | 0 | 0 | 0 | 0 | 0 | 0
H | 0 | 0 | 0 | 0 | 0 | 0
LFG | 0 | 0 | 74.33 | 74.33 | 74.33 | 74.33
Nuc | 0 | 0 | 0 | 0 | 0 | 0
PS | 0 | 0 | 0 | 0 | 0 | 0
PV | 0 | 0 | 0 | 0 | 0 | 0
PeakG | 0 | 0 | 0 | 0 | 0 | 0
PeakO | 0 | 0 | 0 | 0 | 0 | 0
ST | 0 | 0 | 0 | 0 | 0 | 0
STOG | 0 | 0 | 0 | 0 | 0 | 0
STWD | 0 | 0 | 0 | 0 | 0 | 0
WT | 0 | 60 | 60.01 | 360 | 360 | 360
IGCC | 0 | 0 | 0 | 0 | 0 | 0
DemandResponse | 0 | 0 | 0 | 0 | 0 | 0
IGCC-CCS | 0 | 0 | 0 | 0 | 0 | 0
WT_off | 0 | 0 | 0 | 0 | 0 | 0
PseudoUnit | 0 | 0 | 0 | 0 | 0 | 0
FixedInterchange | 0 | 0 | 0 | 0 | 0 | 0
Cumulative New Build Capacity by Reporting Type: NYISO_J-K
ReportingType | 2015 | 2020 | 2025 | 2030 | 2035 | 2040
BM | 0 | 0 | 0 | 0 | 0 | 0
CC | 1175.4 | 1175.4 | 1175.4 | 1175.4 | 1175.4 | 1175.4
CSP | 0 | 0 | 0 | 0 | 0 | 0
CT | 0 | 0 | 650.22 | 1574.19 | 1574.19 | 3163.07
Coal | 0 | 0 | 0 | 0 | 0 | 0
Geo | 0 | 0 | 0 | 0 | 0 | 0
H | 0 | 0 | 0 | 0 | 0 | 0
LFG | 0 | 0 | 74.33 | 74.33 | 74.33 | 74.33
Nuc | 0 | 0 | 0 | 0 | 0 | 0
PS | 0 | 0 | 0 | 0 | 0 | 0
PV | 32 | 32 | 32 | 32 | 32 | 32
PeakG | 0 | 0 | 0 | 0 | 0 | 0
PeakO | 0 | 0 | 0 | 0 | 0 | 0
ST | 0 | 0 | 0 | 0 | 0 | 0
STOG | 0 | 0 | 0 | 0 | 0 | 0
STWD | 0 | 0 | 0 | 0 | 0 | 0
WT | 0 | 0 | 0 | 0 | 73.57 | 170
IGCC | 0 | 0 | 0 | 0 | 0 | 0
DemandResponse | 0 | 0 | 0 | 0 | 0 | 0
IGCC-CCS | 0 | 0 | 0 | 0 | 0 | 0
WT_off | 0 | 0 | 0 | 0 | 0 | 0
PseudoUnit | 0 | 0 | 0 | 0 | 0 | 0
FixedInterchange | 0 | 0 | 0 | 0 | 0 | 0
Cumulative New Build Capacity by Reporting Type: PJM_E
ReportingType | 2015 | 2020 | 2025 | 2030 | 2035 | 2040
BM | 30 | 30 | 30 | 30 | 30 | 30
CC | 4634.3 | 4634.3 | 4634.3 | 4634.3 | 4634.3 | 4634.3
CSP | 0 | 0 | 0 | 0 | 0 | 0
CT | 26.2 | 26.2 | 26.2 | 26.2 | 1176.9 | 1176.9
Coal | 27 | 27 | 27 | 27 | 27 | 27
Geo | 0 | 0 | 0 | 0 | 0 | 0
H | 0 | 0 | 0 | 0 | 0 | 0
LFG | 9.1 | 142 | 142 | 142 | 142 | 142
Nuc | 38 | 38 | 38 | 38 | 38 | 38
PS | 0 | 0 | 0 | 0 | 0 | 0
PV | 25.45 | 25.45 | 25.45 | 25.45 | 25.45 | 25.45
PeakG | 0 | 0 | 0 | 0 | 0 | 0
PeakO | 0 | 0 | 0 | 0 | 0 | 0
ST | 0 | 0 | 0 | 0 | 0 | 0
STOG | 0 | 0 | 0 | 0 | 0 | 0
STWD | 0 | 0 | 0 | 0 | 0 | 0
WT | 1150 | 1150 | 1150 | 1150 | 1150 | 1150
IGCC | 0 | 0 | 0 | 0 | 0 | 0
DemandResponse | 0 | 0 | 0 | 0 | 0 | 0
IGCC-CCS | 0 | 0 | 0 | 0 | 0 | 0
WT_off | 0 | 0 | 1100 | 1100 | 1100 | 1100
PseudoUnit | 0 | 0 | 0 | 0 | 0 | 0
FixedInterchange | 0 | 0 | 0 | 0 | 0 | 0
Cumulative New Build Capacity by Reporting Type: PJM_ROM
ReportingType | 2015 | 2020 | 2025 | 2030 | 2035 | 2040
BM | 18 | 18 | 18 | 18 | 18 | 18
CC | 1678.5 | 1678.5 | 1678.5 | 1678.5 | 4289.9 | 15190.14
CSP | 0 | 0 | 0 | 0 | 0 | 0
CT | 16 | 16 | 16 | 16 | 16 | 16
Coal | 32.5 | 32.5 | 32.5 | 32.5 | 32.5 | 32.5
Geo | 0 | 0 | 0 | 0 | 0 | 0
H | 0 | 0 | 0 | 0 | 0 | 0
LFG | 18.9 | 284 | 284 | 284 | 284 | 284
Nuc | 0 | 0 | 0 | 0 | 0 | 0
PS | 0 | 0 | 0 | 0 | 0 | 0
PV | 0 | 1446.19 | 2346.38 | 2573.8 | 2663.39 | 2756.03
PeakG | 0 | 0 | 0 | 0 | 0 | 0
PeakO | 0 | 0 | 0 | 0 | 0 | 0
ST | 0 | 0 | 0 | 0 | 0 | 0
STOG | 0 | 0 | 0 | 0 | 0 | 0
STWD | 0 | 0 | 0 | 0 | 0 | 0
WT | 479.8 | 1230 | 1230 | 1230 | 1230 | 1230.01
IGCC | 0 | 0 | 0 | 0 | 0 | 0
DemandResponse | 0 | 0 | 0 | 0 | 0 | 0
IGCC-CCS | 0 | 0 | 0 | 0 | 0 | 0
WT_off | 0 | 0 | 0 | 0 | 0 | 0
PseudoUnit | 0 | 0 | 0 | 0 | 0 | 0
FixedInterchange | 0 | 0 | 0 | 0 | 0 | 0
Cumulative New Build Capacity by Reporting Type: PJM_ROR
ReportingType | 2015 | 2020 | 2025 | 2030 | 2035 | 2040
BM | 385 | 385 | 385 | 385 | 385 | 385
CC | 3077 | 3197 | 3197 | 8683.66 | 14363.96 | 14363.96
CSP | 0 | 0 | 0 | 0 | 0 | 0
CT | 29 | 29 | 29 | 29 | 2560.93 | 2560.93
Coal | 2164 | 2164 | 2164 | 2164 | 2164 | 2164
Geo | 0 | 0 | 0 | 0 | 0 | 0
H | 0 | 0 | 0 | 0 | 0 | 0
LFG | 57.4 | 213.26 | 571.11 | 571.11 | 571.11 | 571.11
Nuc | 38 | 38 | 38 | 38 | 38 | 38
PS | 0 | 0 | 0 | 0 | 0 | 0
PV | 0 | 0 | 0 | 0 | 0 | 0
PeakG | 0 | 0 | 0 | 0 | 0 | 0
PeakO | 0 | 0 | 0 | 0 | 0 | 0
ST | 0 | 0 | 0 | 0 | 0 | 0
STOG | 0 | 0 | 0 | 0 | 0 | 0
STWD | 0 | 0 | 0 | 0 | 0 | 0
WT | 8325.7 | 18823.68 | 22928.06 | 24491.12 | 38394.85 | 53600
IGCC | 0 | 0 | 0 | 0 | 0 | 0
DemandResponse | 0 | 0 | 0 | 0 | 0 | 0
IGCC-CCS | 0 | 0 | 0 | 0 | 0 | 0
WT_off | 0 | 0 | 0 | 0 | 0 | 0
PseudoUnit | 0 | 0 | 0 | 0 | 0 | 0
FixedInterchange | 0 | 0 | 0 | 0 | 0 | 0
Cumulative New Build Capacity by Reporting Type: SOCO
ReportingType | 2015 | 2020 | 2025 | 2030 | 2035 | 2040
BM | 55 | 55 | 55 | 55 | 55 | 55
CC | 5026.9 | 5213.9 | 5406.58 | 5406.59 | 5406.59 | 5406.59
CSP | 0 | 0 | 0 | 0 | 0 | 0
CT | 0 | 0 | 0 | 0 | 0 | 0
Coal | 0 | 0 | 0 | 2557.29 | 5219.9 | 10637.14
Geo | 0 | 0 | 0 | 0 | 0 | 0
H | 0 | 0 | 0 | 0 | 0 | 0
LFG | 0 | 0 | 107.4 | 107.4 | 107.4 | 107.4
Nuc | 70 | 2270 | 2270 | 2270 | 2270 | 2270
PS | 0 | 0 | 0 | 0 | 0 | 0
PV | 0 | 0 | 0 | 0 | 0 | 0
PeakG | 0 | 0 | 0 | 0 | 0 | 0
PeakO | 0 | 0 | 0 | 0 | 0 | 0
ST | 0 | 0 | 0 | 0 | 0 | 0
STOG | 0 | 0 | 0 | 0 | 0 | 0
STWD | 0 | 0 | 0 | 0 | 0 | 0
WT | 0 | 0 | 0 | 0 | 0 | 0.02
IGCC | 0 | 0 | 0 | 0 | 0 | 0
DemandResponse | 0 | 0 | 0 | 0 | 0 | 0
IGCC-CCS | 0 | 0 | 0 | 0 | 0 | 0
WT_off | 0 | 0 | 0 | 0 | 0 | 0
PseudoUnit | 0 | 0 | 0 | 0 | 0 | 0
FixedInterchange | 0 | 0 | 0 | 0 | 0 | 0
Cumulative New Build Capacity by Reporting Type: SPP_N
ReportingType | 2015 | 2020 | 2025 | 2030 | 2035 | 2040
BM | 0 | 0 | 0 | 0 | 0 | 0
CC | 0 | 0.04 | 0.04 | 0.07 | 0.07 | 0.07
CSP | 0 | 0 | 0 | 0 | 0 | 0
CT | 0 | 1038.2 | 1038.2 | 3263.75 | 5272.05 | 5272.05
Coal | 465.04 | 465.04 | 465.04 | 465.04 | 465.04 | 2869.7
Geo | 0 | 0 | 0 | 0 | 0 | 0
H | 0 | 0 | 0 | 0 | 0 | 0
LFG | 0 | 0 | 95 | 95 | 95 | 95
Nuc | 0 | 0 | 0 | 0 | 0 | 0
PS | 0 | 0 | 0 | 0 | 0 | 0
PV | 0 | 0 | 0 | 0 | 0 | 0
PeakG | 0 | 0 | 0 | 0 | 0 | 0
PeakO | 0 | 0 | 0 | 0 | 0 | 0
ST | 0 | 0 | 0 | 0 | 0 | 0
STOG | 0 | 0 | 0 | 0 | 0 | 0
STWD | 0 | 0 | 0 | 0 | 0 | 0
WT | 0 | 436.01 | 436.01 | 436.01 | 436.01 | 436.01
IGCC | 0 | 0 | 0 | 0 | 0 | 0
DemandResponse | 0 | 0 | 0 | 0 | 0 | 0
IGCC-CCS | 0 | 0 | 0 | 0 | 0 | 0
WT_off | 0 | 0 | 0 | 0 | 0 | 0
PseudoUnit | 0 | 0 | 0 | 0 | 0 | 0
FixedInterchange | 0 | 0 | 0 | 0 | 0 | 0
Cumulative New Build Capacity by Reporting Type: SPP_S
ReportingType | 2015 | 2020 | 2025 | 2030 | 2035 | 2040
BM | 0 | 0 | 0 | 0 | 0 | 0
CC | 0 | 0.01 | 0.01 | 0.02 | 25.11 | 25.11
CSP | 0 | 0 | 0 | 0 | 0 | 0
CT | 412.99 | 713.01 | 713.01 | 713.04 | 713.3 | 713.3
Coal | 988 | 988 | 988 | 988 | 988 | 988
Geo | 0 | 0 | 0 | 0 | 0 | 0
H | 0 | 0 | 0 | 0 | 0 | 0
LFG | 0 | 0 | 95 | 95 | 95 | 95
Nuc | 0 | 0 | 0 | 0 | 0 | 0
PS | 0 | 0 | 0 | 0 | 0 | 0
PV | 0 | 0 | 0 | 0 | 0 | 0
PeakG | 0 | 0 | 0 | 0 | 0 | 0
PeakO | 0 | 0 | 0 | 0 | 0 | 0
ST | 0 | 0 | 0 | 0 | 0 | 0
STOG | 0 | 0 | 0 | 0 | 0 | 0
STWD | 0 | 0 | 0 | 0 | 0 | 0
WT | 430 | 17515.14 | 18326.02 | 19167.86 | 20041.92 | 20949.34
IGCC | 0 | 0 | 0 | 0 | 0 | 0
DemandResponse | 0 | 0 | 0 | 0 | 0 | 0
IGCC-CCS | 0 | 0 | 0 | 0 | 0 | 0
WT_off | 0 | 0 | 0 | 0 | 0 | 0
PseudoUnit | 0 | 0 | 0 | 0 | 0 | 0
FixedInterchange | 0 | 0 | 0 | 0 | 0 | 0
Cumulative New Build Capacity by Reporting Type: TVA
ReportingType | 2015 | 2020 | 2025 | 2030 | 2035 | 2040
BM | 0 | 0 | 0 | 0 | 0 | 0
CC | 1418 | 2781.93 | 2959.66 | 3391.31 | 3391.31 | 3391.31
CSP | 0 | 0 | 0 | 0 | 0 | 0
CT | 0 | 1680.89 | 1680.89 | 2280.16 | 2280.16 | 2280.16
Coal | 0 | 0 | 0 | 0 | 3568.71 | 5929.92
Geo | 0 | 0 | 0 | 0 | 0 | 0
H | 0 | 0 | 0 | 0 | 0 | 0
LFG | 0 | 0 | 107.4 | 107.4 | 107.4 | 107.4
Nuc | 1697.89 | 1697.89 | 1697.89 | 1697.89 | 1697.89 | 1697.89
PS | 0 | 0 | 0 | 0 | 0 | 0
PV | 0 | 0 | 0 | 0 | 0 | 0
PeakG | 0 | 0 | 0 | 0 | 0 | 0
PeakO | 0 | 0 | 0 | 0 | 0 | 0
ST | 0 | 0 | 0 | 0 | 0 | 0
STOG | 0 | 0 | 0 | 0 | 0 | 0
STWD | 0 | 0 | 0 | 0 | 0 | 0
WT | 0 | 0 | 0 | 0 | 0 | 0
IGCC | 0 | 0 | 0 | 0 | 0 | 0
DemandResponse | 0 | 0 | 0 | 0 | 0 | 0
IGCC-CCS | 0 | 0 | 0 | 0 | 0 | 0
WT_off | 0 | 0 | 0 | 0 | 0 | 0
PseudoUnit | 0 | 0 | 0 | 0 | 0 | 0
FixedInterchange | 0 | 0 | 0 | 0 | 0 | 0
Cumulative New Build Capacity by Reporting Type: TVA_Transmission
ReportingType | 2015 | 2020 | 2025 | 2030 | 2035 | 2040
BM | 0 | 0 | 0 | 0 | 0 | 0
CC | 0 | 0 | 0 | 0 | 0 | 0
CSP | 0 | 0 | 0 | 0 | 0 | 0
CT | 0 | 0 | 0 | 0 | 0 | 0
Coal | 0 | 0 | 0 | 0 | 0 | 0
Geo | 0 | 0 | 0 | 0 | 0 | 0
H | 0 | 0 | 0 | 0 | 0 | 0
LFG | 0 | 0 | 0 | 0 | 0 | 0
Nuc | 0 | 0 | 0 | 0 | 0 | 0
PS | 0 | 0 | 0 | 0 | 0 | 0
PV | 0 | 0 | 0 | 0 | 0 | 0
PeakG | 0 | 0 | 0 | 0 | 0 | 0
PeakO | 0 | 0 | 0 | 0 | 0 | 0
ST | 0 | 0 | 0 | 0 | 0 | 0
STOG | 0 | 0 | 0 | 0 | 0 | 0
STWD | 0 | 0 | 0 | 0 | 0 | 0
WT | 0 | 0 | 0 | 0 | 0 | 0
IGCC | 0 | 0 | 0 | 0 | 0 | 0
DemandResponse | 0 | 0 | 0 | 0 | 0 | 0
IGCC-CCS | 0 | 0 | 0 | 0 | 0 | 0
WT_off | 0 | 0 | 0 | 0 | 0 | 0
PseudoUnit | 0 | 0 | 0 | 0 | 0 | 0
FixedInterchange | 0 | 0 | 0 | 0 | 0 | 0
Cumulative New Build Capacity by Reporting Type: VACAR
ReportingType | 2015 | 2020 | 2025 | 2030 | 2035 | 2040
BM | 0.92 | 0.92 | 0.92 | 0.92 | 0.92 | 0.92
CC | 5914.99 | 7514.01 | 8299.47 | 10509.95 | 15415.9 | 19161.43
CSP | 0 | 0 | 0 | 0 | 0 | 0
CT | 717.2 | 717.2 | 717.2 | 1264.19 | 2500.34 | 3652.31
Coal | 825 | 825 | 825 | 825 | 825 | 825
Geo | 0 | 0 | 0 | 0 | 0 | 0
H | 0 | 0 | 0 | 0 | 0 | 0
LFG | 0.34 | 107.4 | 107.4 | 107.4 | 107.4 | 107.4
Nuc | 0 | 2330 | 2330 | 2330 | 2330 | 2330
PS | 0 | 0 | 0 | 0 | 0 | 0
PV | 0 | 136.4 | 143.05 | 151.3 | 159.77 | 168.65
PeakG | 0 | 0 | 0 | 0 | 0 | 0
PeakO | 0 | 0 | 0 | 0 | 0 | 0
ST | 0 | 0 | 0 | 0 | 0 | 0
STOG | 0 | 0 | 0 | 0 | 0 | 0
STWD | 0 | 0 | 0 | 0 | 0 | 0
WT | 0.9 | 3500 | 3500 | 3500 | 3500 | 3500
IGCC | 0 | 0 | 0 | 0 | 0 | 0
DemandResponse | 0 | 0 | 0 | 0 | 0 | 0
IGCC-CCS | 0 | 0 | 0 | 0 | 0 | 0
WT_off | 1 | 1040.47 | 2389.67 | 2671.78 | 2962.22 | 3254.37
PseudoUnit | 0 | 0 | 0 | 0 | 0 | 0
FixedInterchange | 0 | 0 | 0 | 0 | 0 | 0
Cumulative New Build Capacity by Reporting Type: IESO
ReportingType | 2015 | 2020 | 2025 | 2030 | 2035 | 2040
BM | 326.33 | 326.33 | 326.33 | 326.33 | 326.33 | 326.33
CC | 1263 | 1263 | 1263 | 1263 | 1263 | 2800.4
CSP | 0 | 0 | 0 | 0 | 0 | 0
CT | 368 | 368 | 368 | 368 | 973.92 | 1918.01
Coal | 0 | 0 | 0 | 0 | 0 | 0
Geo | 0 | 0 | 0 | 0 | 0 | 0
H | 0 | 0 | 0 | 0 | 0 | 0
LFG | 14.5 | 14.5 | 14.5 | 15 | 15 | 15
Nuc | 0 | 0 | 0 | 0 | 0 | 0
PS | 0 | 0 | 0 | 0 | 0 | 0
PV | 1067.26 | 1067.26 | 1067.26 | 1067.26 | 1067.26 | 1067.26
PeakG | 0 | 0 | 0 | 0 | 0 | 0
PeakO | 0 | 0 | 0 | 0 | 0 | 0
ST | 0 | 0 | 0 | 0 | 0 | 0
STOG | 0 | 0 | 0 | 0 | 0 | 0
STWD | 0 | 0 | 0 | 0 | 0 | 0
WT | 2105.9 | 2105.9 | 2105.9 | 2105.9 | 2105.9 | 2105.9
IGCC | 0 | 0 | 0 | 0 | 0 | 0
DemandResponse | 0 | 0 | 0 | 0 | 0 | 0
IGCC-CCS | 0 | 0 | 0 | 0 | 0 | 0
WT_off | 0 | 0 | 0 | 0 | 0 | 0
PseudoUnit | 0 | 0 | 0 | 0 | 0 | 0
FixedInterchange | 0 | 0 | 0 | 0 | 0 | 0
Cumulative New Build Capacity by Reporting Type: MAPP_CA
ReportingType | 2015 | 2020 | 2025 | 2030 | 2035 | 2040
BM | 0 | 0 | 0 | 0 | 0 | 0
CC | 577.89 | 1089.31 | 1223.71 | 1478.49 | 1660.21 | 1750.47
CSP | 0 | 0 | 0 | 0 | 0 | 0
CT | 0 | 0 | 40.1 | 193.11 | 435.35 | 785.83
Coal | 0 | 0 | 0 | 0 | 0 | 0
Geo | 0 | 0 | 0 | 0 | 0 | 0
H | 0 | 0 | 0 | 0 | 0 | 0
LFG | 0 | 0 | 0 | 0 | 0 | 0
Nuc | 0 | 0 | 0 | 0 | 0 | 0
PS | 0 | 0 | 0 | 0 | 0 | 0
PV | 0 | 0 | 0 | 0 | 0 | 0
PeakG | 0 | 0 | 0 | 0 | 0 | 0
PeakO | 0 | 0 | 0 | 0 | 0 | 0
ST | 0 | 0 | 0 | 0 | 0 | 0
STOG | 0 | 0 | 0 | 0 | 0 | 0
STWD | 0 | 0 | 0 | 0 | 0 | 0
WT | 302.4 | 302.4 | 302.4 | 302.4 | 302.4 | 302.4
IGCC | 0 | 0 | 0 | 0 | 0 | 0
DemandResponse | 0 | 0 | 0 | 0 | 0 | 0
IGCC-CCS | 0 | 0 | 0 | 0 | 0 | 0
WT_off | 0 | 0 | 0 | 0 | 0 | 0
PseudoUnit | 0 | 0 | 0 | 0 | 0 | 0
FixedInterchange | 0 | 0 | 0 | 0 | 0 | 0
Cumulative New Build Capacity by Reporting Type: AZ_NM_SNV_Coal
ReportingType | 2015 | 2020 | 2025 | 2030 | 2035 | 2040
BM | 0 | 0 | 0 | 0 | 0 | 0
CC | 0 | 0 | 0 | 0 | 0 | 0
CSP | 0 | 0 | 0 | 0 | 0 | 0
CT | 0 | 0 | 0 | 0 | 0 | 0
Coal | 0 | 0 | 0 | 0 | 0 | 0
Geo | 0 | 0 | 0 | 0 | 0 | 0
H | 0 | 0 | 0 | 0 | 0 | 0
LFG | 0 | 0 | 0 | 0 | 0 | 0
Nuc | 0 | 0 | 0 | 0 | 0 | 0
PS | 0 | 0 | 0 | 0 | 0 | 0
PV | 0 | 0 | 0 | 0 | 0 | 0
PeakG | 0 | 0 | 0 | 0 | 0 | 0
PeakO | 0 | 0 | 0 | 0 | 0 | 0
ST | 0 | 0 | 0 | 0 | 0 | 0
STOG | 0 | 0 | 0 | 0 | 0 | 0
STWD | 0 | 0 | 0 | 0 | 0 | 0
WT | 0 | 0 | 0 | 0 | 0 | 0
IGCC | 0 | 0 | 0 | 0 | 0 | 0
DemandResponse | 0 | 0 | 0 | 0 | 0 | 0
IGCC-CCS | 0 | 0 | 0 | 0 | 0 | 0
WT_off | 0 | 0 | 0 | 0 | 0 | 0
PseudoUnit | 0 | 0 | 0 | 0 | 0 | 0
FixedInterchange | 0 | 0 | 0 | 0 | 0 | 0
Cumulative New Build Capacity by Reporting Type: AZ_NM_SNV_Gas
ReportingType | 2015 | 2020 | 2025 | 2030 | 2035 | 2040
BM | 0 | 0 | 0 | 0 | 0 | 0
CC | 668 | 668 | 668 | 668 | 668 | 1073.07
CSP | 0 | 0 | 0 | 0 | 0 | 0
CT | 736 | 736 | 736 | 736 | 736 | 736
Coal | 0 | 0 | 0 | 0 | 0 | 0
Geo | 0 | 0 | 0 | 0 | 0 | 0
H | 0 | 0 | 0 | 0 | 0 | 0
LFG | 0 | 0 | 0 | 0 | 0 | 0
Nuc | 0 | 0 | 0 | 0 | 0 | 0
PS | 0 | 0 | 0 | 0 | 0 | 0
PV | 0 | 0 | 0 | 0 | 0 | 0
PeakG | 0 | 0 | 0 | 0 | 0 | 0
PeakO | 0 | 0 | 0 | 0 | 0 | 0
ST | 0 | 0 | 0 | 0 | 0 | 0
STOG | 0 | 0 | 0 | 0 | 0 | 0
STWD | 0 | 0 | 0 | 0 | 0 | 0
WT | 0 | 0 | 0 | 0 | 0 | 0
IGCC | 0 | 0 | 0 | 0 | 0 | 0
DemandResponse | 0 | 0 | 0 | 0 | 0 | 0
IGCC-CCS | 0 | 0 | 0 | 0 | 0 | 0
WT_off | 0 | 0 | 0 | 0 | 0 | 0
PseudoUnit | 0 | 0 | 0 | 0 | 0 | 0
FixedInterchange | 0 | 0 | 0 | 0 | 0 | 0
Cumulative New Build Capacity by Reporting Type: AZ_NM_SNV_NucRenew
ReportingType | 2015 | 2020 | 2025 | 2030 | 2035 | 2040
BM | 0 | 0 | 0 | 0 | 0 | 0
CC | 0 | 0 | 0 | 0 | 0 | 0
CSP | 0 | 0 | 0 | 0 | 0 | 0
CT | 0 | 0 | 0 | 0 | 0 | 0
Coal | 0 | 0 | 0 | 0 | 0 | 0
Geo | 0 | 0 | 1450 | 1450 | 1450 | 1450
H | 0 | 0 | 0 | 0 | 0 | 0
LFG | 0 | 0 | 60.67 | 60.67 | 60.67 | 60.67
Nuc | 0 | 0 | 0 | 0 | 0 | 0
PS | 0 | 0 | 0 | 0 | 0 | 0
PV | 95.7 | 95.7 | 95.7 | 95.7 | 95.7 | 95.7
PeakG | 0 | 0 | 0 | 0 | 0 | 0
PeakO | 0 | 0 | 0 | 0 | 0 | 0
ST | 280 | 744.2 | 1022.53 | 1097.56 | 1097.57 | 1097.57
STOG | 0 | 0 | 0 | 0 | 0 | 0
STWD | 0 | 0 | 0 | 0 | 0 | 0
WT | 65.1 | 14478.74 | 26149.33 | 48751.23 | 59645.82 | 76277.59
IGCC | 0 | 0 | 0 | 0 | 0 | 0
DemandResponse | 0 | 0 | 0 | 0 | 0 | 0
IGCC-CCS | 0 | 0 | 0 | 0 | 0 | 0
WT_off | 0 | 0 | 0 | 0 | 0 | 0
PseudoUnit | 0 | 0 | 0 | 0 | 0 | 0
FixedInterchange | 0 | 0 | 0 | 0 | 0 | 0
Cumulative New Build Capacity by Reporting Type: ERCOT
ReportingType | 2015 | 2020 | 2025 | 2030 | 2035 | 2040
BM | 145 | 145 | 145 | 145 | 145 | 145
CC | 275 | 3401.73 | 3401.73 | 3401.73 | 6078.64 | 8825.91
CSP | 0 | 0 | 0 | 0 | 0 | 0
CT | 250 | 250 | 250 | 250 | 250 | 250
Coal | 2020 | 2020 | 2020 | 2020 | 2020 | 2020
Geo | 0 | 0 | 0 | 0 | 0 | 0
H | 0 | 0 | 0 | 0 | 0 | 0
LFG | 0 | 0 | 354 | 354 | 354 | 354
Nuc | 0 | 0 | 0 | 0 | 0 | 0
PS | 0 | 0 | 0 | 0 | 0 | 0
PV | 14 | 14 | 14 | 14 | 14 | 14
PeakG | 0 | 0 | 0 | 0 | 0 | 0
PeakO | 0 | 0 | 0 | 0 | 0 | 0
ST | 0 | 0 | 0 | 0 | 0 | 0
STOG | 0 | 0 | 0 | 0 | 0 | 0
STWD | 0 | 0 | 0 | 0 | 0 | 0
WT | 350.1 | 350.1 | 23671.28 | 24670.68 | 25793.38 | 26937.09
IGCC | 0 | 0 | 0 | 0 | 0 | 0
DemandResponse | 0 | 0 | 0 | 0 | 0 | 0
IGCC-CCS | 0 | 0 | 0 | 0 | 0 | 0
WT_off | 0 | 0 | 0 | 0 | 0 | 0
PseudoUnit | 0 | 0 | 0 | 0 | 0 | 0
FixedInterchange | 0 | 0 | 0 | 0 | 0 | 0
Cumulative New Build Capacity by Reporting Type: NP15
ReportingType | 2015 | 2020 | 2025 | 2030 | 2035 | 2040
BM | 0 | 0 | 0 | 0 | 0 | 0
CC | 940 | 940 | 940 | 940 | 940 | 940
CSP | 0 | 0 | 0 | 0 | 0 | 0
CT | 279.73 | 439.74 | 439.74 | 4764.08 | 6746.4 | 10884.7
Coal | 0 | 0 | 0 | 0 | 0 | 0
Geo | 0 | 600 | 600 | 600 | 600 | 600
H | 0 | 0 | 0 | 0 | 0 | 0
LFG | 0 | 565 | 565 | 565 | 565 | 565
Nuc | 0 | 0 | 0 | 0 | 0 | 0
PS | 0 | 0 | 0 | 0 | 0 | 0
PV | 6.5 | 6.5 | 6.5 | 6.5 | 6.5 | 6.5
PeakG | 0 | 0 | 0 | 0 | 0 | 0
PeakO | 0 | 0 | 0 | 0 | 0 | 0
ST | 29 | 29 | 29 | 29 | 29 | 29
STOG | 0 | 0 | 0 | 0 | 0 | 0
STWD | 0 | 0 | 0 | 0 | 0 | 0
WT | 101.2 | 3400 | 3400 | 3400.01 | 12172.86 | 12854.38
IGCC | 0 | 0 | 0 | 0 | 0 | 0
DemandResponse | 0 | 0 | 0 | 0 | 0 | 0
IGCC-CCS | 0 | 0 | 0 | 0 | 0 | 0
WT_off | 0 | 0 | 0 | 0 | 0 | 0
PseudoUnit | 0 | 0 | 0 | 0 | 0 | 0
FixedInterchange | 0 | 0 | 0 | 0 | 0 | 0
Cumulative New Build Capacity by Reporting Type: NWPP_Coal
ReportingType | 2015 | 2020 | 2025 | 2030 | 2035 | 2040
BM | 0 | 0 | 0 | 0 | 0 | 0
CC | 0 | 0 | 0 | 0 | 0 | 0
CSP | 0 | 0 | 0 | 0 | 0 | 0
CT | 0 | 0 | 0 | 0 | 0 | 0
Coal | 0 | 0 | 0 | 0 | 0 | 0
Geo | 0 | 0 | 0 | 0 | 0 | 0
H | 0 | 0 | 0 | 0 | 0 | 0
LFG | 0 | 0 | 0 | 0 | 0 | 0
Nuc | 0 | 0 | 0 | 0 | 0 | 0
PS | 0 | 0 | 0 | 0 | 0 | 0
PV | 0 | 0 | 0 | 0 | 0 | 0
PeakG | 0 | 0 | 0 | 0 | 0 | 0
PeakO | 0 | 0 | 0 | 0 | 0 | 0
ST | 0 | 0 | 0 | 0 | 0 | 0
STOG | 0 | 0 | 0 | 0 | 0 | 0
STWD | 0 | 0 | 0 | 0 | 0 | 0
WT | 0 | 0 | 0 | 0 | 0 | 0
IGCC | 0 | 0 | 0 | 0 | 0 | 0
DemandResponse | 0 | 0 | 0 | 0 | 0 | 0
IGCC-CCS | 0 | 0 | 0 | 0 | 0 | 0
WT_off | 0 | 0 | 0 | 0 | 0 | 0
PseudoUnit | 0 | 0 | 0 | 0 | 0 | 0
FixedInterchange | 0 | 0 | 0 | 0 | 0 | 0
Cumulative New Build Capacity by Reporting Type: NWPP_Gas
ReportingType | 2015 | 2020 | 2025 | 2030 | 2035 | 2040
BM | 0 | 0 | 0 | 0 | 0 | 0
CC | 300 | 300 | 300 | 2517.69 | 3514.56 | 3837.71
CSP | 0 | 0 | 0 | 0 | 0 | 0
CT | 150 | 150 | 150 | 150 | 150 | 150
Coal | 0 | 0 | 0 | 0 | 0.01 | 0.01
Geo | 0 | 0 | 0 | 0 | 0 | 0
H | 0 | 0 | 0 | 0 | 0 | 0
LFG | 0 | 0 | 0 | 0 | 0 | 0
Nuc | 0 | 0 | 0 | 0 | 0 | 0
PS | 0 | 0 | 0 | 0 | 0 | 0
PV | 0 | 0 | 0 | 0 | 0 | 0
PeakG | 0 | 0 | 0 | 0 | 0 | 0
PeakO | 0 | 0 | 0 | 0 | 0 | 0
ST | 0 | 0 | 0 | 0 | 0 | 0
STOG | 0 | 0 | 0 | 0 | 0 | 0
STWD | 0 | 0 | 0 | 0 | 0 | 0
WT | 0 | 0 | 0 | 0 | 0 | 0
IGCC | 0 | 0 | 0 | 0 | 0 | 0
DemandResponse | 0 | 0 | 0 | 0 | 0 | 0
IGCC-CCS | 0 | 0 | 0 | 0 | 0 | 0
WT_off | 0 | 0 | 0 | 0 | 0 | 0
PseudoUnit | 0 | 0 | 0 | 0 | 0 | 0
FixedInterchange | 0 | 0 | 0 | 0 | 0 | 0
Cumulative New Build Capacity by Reporting Type: NWPP_NucRenew
ReportingType | 2015 | 2020 | 2025 | 2030 | 2035 | 2040
BM | 32.55 | 32.55 | 32.55 | 32.55 | 32.55 | 32.55
CC | 0 | 0 | 0 | 0 | 0 | 0
CSP | 0 | 0 | 0 | 0 | 0 | 0
CT | 0 | 0 | 0 | 0 | 0 | 0
Coal | 0 | 0 | 0 | 0 | 0 | 0
Geo | 86 | 111 | 520 | 520 | 520 | 520
H | 0 | 0 | 0 | 0 | 0 | 0
LFG | 25.5 | 44.26 | 270 | 270 | 270 | 270
Nuc | 0 | 0 | 0 | 0 | 0 | 0
PS | 0 | 0 | 0 | 0 | 0 | 0
PV | 0 | 0 | 0 | 0 | 0 | 0
PeakG | 0 | 0 | 0 | 0 | 0 | 0
PeakO | 0 | 0 | 0 | 0 | 0 | 0
ST | 0 | 0 | 0 | 0 | 0 | 0
STOG | 0 | 0 | 0 | 0 | 0 | 0
STWD | 0 | 0 | 0 | 0 | 0 | 0
WT | 977.3 | 977.3 | 977.3 | 1164.92 | 13183.34 | 30126.8
IGCC | 0 | 0 | 0 | 0 | 0 | 0
DemandResponse | 0 | 0 | 0 | 0 | 0 | 0
IGCC-CCS | 0 | 0 | 0 | 0 | 0 | 0
WT_off | 0 | 0 | 0 | 0 | 0 | 0
PseudoUnit | 0 | 0 | 0 | 0 | 0 | 0
FixedInterchange | 0 | 0 | 0 | 0 | 0 | 0
Cumulative New Build Capacity by Reporting Type: RMPA
ReportingType | 2015 | 2020 | 2025 | 2030 | 2035 | 2040
BM | 0 | 0 | 0 | 0 | 0 | 0
CC | 0 | 0 | 0 | 0 | 0 | 0
CSP | 0 | 0 | 0 | 0 | 0 | 0
CT | 152 | 152 | 152 | 152 | 335.77 | 1141.49
Coal | 390 | 390 | 390 | 390 | 390 | 390
Geo | 0 | 0 | 2570 | 2570 | 2570 | 2570
H | 0 | 0 | 0 | 0 | 0 | 0
LFG | 1.4 | 1.4 | 1.4 | 30.33 | 30.33 | 30.33
Nuc | 0 | 0 | 0 | 0 | 0 | 0
PS | 0 | 0 | 0 | 0 | 0 | 0
PV | 1 | 1 | 1 | 1 | 1 | 1
PeakG | 0 | 0 | 0 | 0 | 0 | 0
PeakO | 0 | 0 | 0 | 0 | 0 | 0
ST | 3 | 379.1 | 404.82 | 432.27 | 432.27 | 432.27
STOG | 0 | 0 | 0 | 0 | 0 | 0
STWD | 0 | 0 | 0 | 0 | 0 | 0
WT | 765.4 | 2705.08 | 2705.08 | 4786.18 | 8476.75 | 11156.27
IGCC | 0 | 0 | 0 | 0 | 0 | 0
DemandResponse | 0 | 0 | 0 | 0 | 0 | 0
IGCC-CCS | 0 | 0 | 0 | 0 | 0 | 0
WT_off | 0 | 0 | 0 | 0 | 0 | 0
PseudoUnit | 0 | 0 | 0 | 0 | 0 | 0
FixedInterchange | 0 | 0 | 0 | 0 | 0 | 0
Cumulative New Build Capacity by Reporting Type: SP15
ReportingType | 2015 | 2020 | 2025 | 2030 | 2035 | 2040
BM | 6 | 6 | 6 | 6 | 6 | 6
CC | 409.5 | 409.5 | 409.5 | 409.5 | 409.5 | 409.5
CSP | 0 | 0 | 0 | 0 | 0 | 0
CT | 0 | 0 | 0 | 0 | 0 | 0
Coal | 0 | 0 | 0 | 0 | 0 | 0
Geo | 50 | 1500 | 1500 | 1500 | 1500 | 1500
H | 0 | 0 | 0 | 0 | 0 | 0
LFG | 9.2 | 565 | 565 | 565 | 565 | 565
Nuc | 0 | 0 | 0 | 0 | 0 | 0
PS | 0 | 0 | 0 | 0 | 0 | 0
PV | 3.8 | 3.8 | 3.8 | 3.8 | 3.8 | 3.8
PeakG | 0 | 0 | 0 | 0 | 0 | 0
PeakO | 0 | 0 | 0 | 0 | 0 | 0
ST | 448 | 448 | 448 | 448 | 448 | 448
STOG | 0 | 0 | 0 | 0 | 0 | 0
STWD | 0 | 0 | 0 | 0 | 0 | 0
WT | 735 | 2225.84 | 14900 | 14900 | 14900 | 14900
IGCC | 0 | 0 | 0 | 0 | 0 | 0
DemandResponse | 0 | 0 | 0 | 0 | 0 | 0
IGCC-CCS | 0 | 0 | 0 | 0 | 0 | 0
WT_off | 0 | 0 | 0 | 0 | 0 | 0
PseudoUnit | 0 | 0 | 0 | 0 | 0 | 0
FixedInterchange | 0 | 0 | 0 | 0 | 0 | 0
Cumulative New Build Capacity by Reporting Type: ALB
ReportingType | 2015 | 2020 | 2025 | 2030 | 2035 | 2040
BM | 0 | 0 | 0 | 0 | 0 | 0
CC | 393.36 | 1076.84 | 1700.29 | 2606.35 | 3798.15 | 4885.16
CSP | 0 | 0 | 0 | 0 | 0 | 0
CT | 201.5 | 201.5 | 201.5 | 201.5 | 201.5 | 201.5
Coal | 495 | 495 | 495 | 495 | 495 | 495
Geo | 0 | 0 | 0 | 0 | 0 | 0
H | 0 | 0 | 0 | 0 | 0 | 0
LFG | 0 | 0 | 0 | 0 | 0 | 0
Nuc | 0 | 0 | 0 | 0 | 0 | 0
PS | 0 | 0 | 0 | 0 | 0 | 0
PV | 0 | 0 | 0 | 0 | 0 | 0
PeakG | 0 | 0 | 0 | 0 | 0 | 0
PeakO | 0 | 0 | 0 | 0 | 0 | 0
ST | 0 | 0 | 0 | 0 | 0 | 0
STOG | 0 | 0 | 0 | 0 | 0 | 0
STWD | 0 | 0 | 0 | 0 | 0 | 0
WT | 9 | 9 | 9 | 9 | 9 | 9
IGCC | 0 | 0 | 0 | 0 | 0 | 0
DemandResponse | 0 | 0 | 0 | 0 | 0 | 0
IGCC-CCS | 0 | 0 | 0 | 0 | 0 | 0
WT_off | 0 | 0 | 0 | 0 | 0 | 0
PseudoUnit | 0 | 0 | 0 | 0 | 0 | 0
FixedInterchange | 0 | 0 | 0 | 0 | 0 | 0
Cumulative New Build Capacity by Reporting Type: BC
ReportingType | 2015 | 2020 | 2025 | 2030 | 2035 | 2040
BM | 0 | 0 | 0 | 0 | 0 | 0
CC | 1140.34 | 1575 | 2229.21 | 2760.28 | 3181.49 | 3181.49
CSP | 0 | 0 | 0 | 0 | 0 | 0
CT | 0 | 0 | 0 | 0 | 357.48 | 1174.32
Coal | 0 | 0 | 0 | 0 | 0 | 0
Geo | 0 | 0 | 0 | 0 | 0 | 0
H | 0 | 0 | 0 | 0 | 0 | 0
LFG | 0 | 0 | 0 | 0 | 0 | 0
Nuc | 0 | 0 | 0 | 0 | 0 | 0
PS | 0 | 0 | 0 | 0 | 0 | 0
PV | 0 | 0 | 0 | 0 | 0 | 0
PeakG | 0 | 0 | 0 | 0 | 0 | 0
PeakO | 0 | 0 | 0 | 0 | 0 | 0
ST | 0 | 0 | 0 | 0 | 0 | 0
STOG | 0 | 0 | 0 | 0 | 0 | 0
STWD | 0 | 0 | 0 | 0 | 0 | 0
WT | 144 | 144 | 144 | 144 | 144 | 144
IGCC | 0 | 0 | 0 | 0 | 0 | 0
DemandResponse | 0 | 0 | 0 | 0 | 0 | 0
IGCC-CCS | 0 | 0 | 0 | 0 | 0 | 0
WT_off | 0 | 0 | 0 | 0 | 0 | 0
PseudoUnit | 0 | 0 | 0 | 0 | 0 | 0
FixedInterchange | 0 | 0 | 0 | 0 | 0 | 0
Cumulative New Build Capacity by Reporting Type: HQ_IESO
ReportingType | 2015 | 2020 | 2025 | 2030 | 2035 | 2040
BM | 0 | 0 | 0 | 0 | 0 | 0
CC | 0 | 0 | 0 | 0 | 0 | 0
CSP | 0 | 0 | 0 | 0 | 0 | 0
CT | 0 | 0 | 0 | 0 | 0 | 0
Coal | 0 | 0 | 0 | 0 | 0 | 0
Geo | 0 | 0 | 0 | 0 | 0 | 0
H | 0 | 0 | 0 | 0 | 0 | 0
LFG | 0 | 0 | 0 | 0 | 0 | 0
Nuc | 0 | 0 | 0 | 0 | 0 | 0
PS | 0 | 0 | 0 | 0 | 0 | 0
PV | 0 | 0 | 0 | 0 | 0 | 0
PeakG | 0 | 0 | 0 | 0 | 0 | 0
PeakO | 0 | 0 | 0 | 0 | 0 | 0
ST | 0 | 0 | 0 | 0 | 0 | 0
STOG | 0 | 0 | 0 | 0 | 0 | 0
STWD | 0 | 0 | 0 | 0 | 0 | 0
WT | 0 | 0 | 0 | 0 | 0 | 0
IGCC | 0 | 0 | 0 | 0 | 0 | 0
DemandResponse | 0 | 0 | 0 | 0 | 0 | 0
IGCC-CCS | 0 | 0 | 0 | 0 | 0 | 0
WT_off | 0 | 0 | 0 | 0 | 0 | 0
PseudoUnit | 0 | 0 | 0 | 0 | 0 | 0
FixedInterchange | 0 | 0 | 0 | 0 | 0 | 0
Cumulative New Build Capacity by Reporting Type: HQ_NEISO
ReportingType | 2015 | 2020 | 2025 | 2030 | 2035 | 2040
BM | 0 | 0 | 0 | 0 | 0 | 0
CC | 0 | 0 | 0 | 0 | 0 | 0
CSP | 0 | 0 | 0 | 0 | 0 | 0
CT | 0 | 0 | 0 | 0 | 0 | 0
Coal | 0 | 0 | 0 | 0 | 0 | 0
Geo | 0 | 0 | 0 | 0 | 0 | 0
H | 0 | 0 | 0 | 0 | 0 | 0
LFG | 0 | 0 | 0 | 0 | 0 | 0
Nuc | 0 | 0 | 0 | 0 | 0 | 0
PS | 0 | 0 | 0 | 0 | 0 | 0
PV | 0 | 0 | 0 | 0 | 0 | 0
PeakG | 0 | 0 | 0 | 0 | 0 | 0
PeakO | 0 | 0 | 0 | 0 | 0 | 0
ST | 0 | 0 | 0 | 0 | 0 | 0
STOG | 0 | 0 | 0 | 0 | 0 | 0
STWD | 0 | 0 | 0 | 0 | 0 | 0
WT | 0 | 0 | 0 | 0 | 0 | 0
IGCC | 0 | 0 | 0 | 0 | 0 | 0
DemandResponse | 0 | 0 | 0 | 0 | 0 | 0
IGCC-CCS | 0 | 0 | 0 | 0 | 0 | 0
WT_off | 0 | 0 | 0 | 0 | 0 | 0
PseudoUnit | 0 | 0 | 0 | 0 | 0 | 0
FixedInterchange | 0 | 0 | 0 | 0 | 0 | 0
Cumulative New Build Capacity by Reporting Type: HQ_NY
ReportingType | 2015 | 2020 | 2025 | 2030 | 2035 | 2040
BM | 0 | 0 | 0 | 0 | 0 | 0
CC | 0 | 0 | 0 | 0 | 0 | 0
CSP | 0 | 0 | 0 | 0 | 0 | 0
CT | 0 | 0 | 0 | 0 | 0 | 0
Coal | 0 | 0 | 0 | 0 | 0 | 0
Geo | 0 | 0 | 0 | 0 | 0 | 0
H | 0 | 0 | 0 | 0 | 0 | 0
LFG | 0 | 0 | 0 | 0 | 0 | 0
Nuc | 0 | 0 | 0 | 0 | 0 | 0
PS | 0 | 0 | 0 | 0 | 0 | 0
PV | 0 | 0 | 0 | 0 | 0 | 0
PeakG | 0 | 0 | 0 | 0 | 0 | 0
PeakO | 0 | 0 | 0 | 0 | 0 | 0
ST | 0 | 0 | 0 | 0 | 0 | 0
STOG | 0 | 0 | 0 | 0 | 0 | 0
STWD | 0 | 0 | 0 | 0 | 0 | 0
WT | 0 | 0 | 0 | 0 | 0 | 0
IGCC | 0 | 0 | 0 | 0 | 0 | 0
DemandResponse | 0 | 0 | 0 | 0 | 0 | 0
IGCC-CCS | 0 | 0 | 0 | 0 | 0 | 0
WT_off | 0 | 0 | 0 | 0 | 0 | 0
PseudoUnit | 0 | 0 | 0 | 0 | 0 | 0
FixedInterchange | 0 | 0 | 0 | 0 | 0 | 0
Cumulative New Build Capacity by Reporting Type: MARITIMES
ReportingType | 2015 | 2020 | 2025 | 2030 | 2035 | 2040
BM | 0 | 0 | 0 | 0 | 0 | 0
CC | 0 | 0 | 0 | 0 | 0 | 0
CSP | 0 | 0 | 0 | 0 | 0 | 0
CT | 0 | 0 | 0 | 0 | 0 | 0
Coal | 0 | 0 | 0 | 0 | 0 | 0
Geo | 0 | 0 | 0 | 0 | 0 | 0
H | 0 | 0 | 0 | 0 | 0 | 0
LFG | 0 | 0 | 0 | 0 | 0 | 0
Nuc | 0 | 0 | 0 | 0 | 0 | 0
PS | 0 | 0 | 0 | 0 | 0 | 0
PV | 0 | 0 | 0 | 0 | 0 | 0
PeakG | 0 | 0 | 0 | 0 | 0 | 0
PeakO | 0 | 0 | 0 | 0 | 0 | 0
ST | 0 | 0 | 0 | 0 | 0 | 0
STOG | 0 | 0 | 0 | 0 | 0 | 0
STWD | 0 | 0 | 0 | 0 | 0 | 0
WT | 0 | 0 | 0 | 0 | 0 | 0
IGCC | 0 | 0 | 0 | 0 | 0 | 0
DemandResponse | 0 | 0 | 0 | 0 | 0 | 0
IGCC-CCS | 0 | 0 | 0 | 0 | 0 | 0
WT_off | 0 | 0 | 0 | 0 | 0 | 0
PseudoUnit | 0 | 0 | 0 | 0 | 0 | 0
FixedInterchange | 0 | 0 | 0 | 0 | 0 | 0
Cumulative New Build Capacity by Reporting Type: All
ReportingType | 2015 | 2020 | 2025 | 2030 | 2035 | 2040
BM | 1251 | 1251 | 1251 | 1251 | 1251 | 1251
CC | 33097.6 | 48208.96 | 53160.12 | 72138.1 | 101992.87 | 131750.06
CSP | 0 | 0 | 0 | 0 | 0 | 0
CT | 6460.93 | 13881.35 | 14571.67 | 25506.08 | 42050.14 | 56542.59
Coal | 10763.64 | 10763.64 | 10763.64 | 13320.93 | 23366.28 | 36044.48
Geo | 136 | 2211 | 6640 | 6640 | 6640 | 6640
H | 0 | 0 | 0 | 0 | 0 | 0
LFG | 192 | 2145 | 4355 | 5079 | 5079 | 5079
Nuc | 2740.56 | 7270.56 | 7270.56 | 7270.56 | 7270.56 | 7270.56
PS | 0 | 0 | 0 | 0 | 0 | 0
PV | 1246 | 3449.49 | 4543.35 | 4795.1 | 4910 | 5028.91
PeakG | 0 | 0 | 0 | 0 | 0 | 0
PeakO | 0 | 0 | 0 | 0 | 0 | 0
ST | 760 | 1600.3 | 1904.35 | 2006.83 | 2006.84 | 2006.84
STOG | 0 | 0 | 0 | 0 | 0 | 0
STWD | 0 | 0 | 0 | 0 | 0 | 0
WT | 25342 | 87661.69 | 164030.78 | 198883.86 | 261571.89 | 317807.7
IGCC | 618 | 618 | 618 | 618 | 618.01 | 618.01
DemandResponse | 0 | 0 | 0 | 0 | 0 | 0
IGCC-CCS | 0 | 0 | 0 | 0 | 0 | 0
WT_off | 469 | 1508.47 | 3957.67 | 4239.78 | 4530.23 | 4822.37
PseudoUnit | 0 | 0 | 0 | 0 | 0 | 0
FixedInterchange | 0 | 0 | 0 | 0 | 0 | 0
Cumulative New Build Capacity by Reporting Type: EI_US
ReportingType | 2015 | 2020 | 2025 | 2030 | 2035 | 2040
BM | 741.12 | 741.12 | 741.12 | 741.12 | 741.12 | 741.12
CC | 27130.51 | 37485.59 | 41024.68 | 56093.05 | 80479.31 | 104046.34
CSP | 0 | 0 | 0 | 0 | 0 | 0
CT | 4323.69 | 11584.11 | 12234.33 | 18691.39 | 31863.71 | 39300.73
Coal | 7858.64 | 7858.64 | 7858.64 | 10415.93 | 20461.28 | 33139.47
Geo | 0 | 0 | 0 | 0 | 0 | 0
H | 0 | 0 | 0 | 0 | 0 | 0
LFG | 141.4 | 954.84 | 2524.43 | 3219 | 3219 | 3219
Nuc | 2740.56 | 7270.56 | 7270.56 | 7270.56 | 7270.56 | 7270.56
PS | 0 | 0 | 0 | 0 | 0 | 0
PV | 57.74 | 2261.23 | 3355.1 | 3606.84 | 3721.75 | 3840.65
PeakG | 0 | 0 | 0 | 0 | 0 | 0
PeakO | 0 | 0 | 0 | 0 | 0 | 0
ST | 0 | 0 | 0 | 0 | 0 | 0
STOG | 0 | 0 | 0 | 0 | 0 | 0
STWD | 0 | 0 | 0 | 0 | 0 | 0
WT | 19786.6 | 60963.33 | 89666.49 | 98649.54 | 124838.43 | 142994.26
IGCC | 618 | 618 | 618 | 618 | 618 | 618.01
DemandResponse | 0 | 0 | 0 | 0 | 0 | 0
IGCC-CCS | 0 | 0 | 0 | 0 | 0 | 0
WT_off | 469 | 1508.47 | 3957.67 | 4239.78 | 4530.23 | 4822.37
PseudoUnit | 0 | 0 | 0 | 0 | 0 | 0
FixedInterchange | 0 | 0 | 0 | 0 | 0 | 0
Cumulative New Build Capacity by Reporting Type: EI_Canada
ReportingType | 2015 | 2020 | 2025 | 2030 | 2035 | 2040
BM | 326.33 | 326.33 | 326.33 | 326.33 | 326.33 | 326.33
CC | 1840.89 | 2352.31 | 2486.71 | 2741.49 | 2923.21 | 4550.87
CSP | 0 | 0 | 0 | 0 | 0 | 0
CT | 368 | 368 | 408.1 | 561.11 | 1409.27 | 2703.85
Coal | 0 | 0 | 0 | 0 | 0 | 0
Geo | 0 | 0 | 0 | 0 | 0 | 0
H | 0 | 0 | 0 | 0 | 0 | 0
LFG | 14.5 | 14.5 | 14.5 | 15 | 15 | 15
Nuc | 0 | 0 | 0 | 0 | 0 | 0
PS | 0 | 0 | 0 | 0 | 0 | 0
PV | 1067.26 | 1067.26 | 1067.26 | 1067.26 | 1067.26 | 1067.26
PeakG | 0 | 0 | 0 | 0 | 0 | 0
PeakO | 0 | 0 | 0 | 0 | 0 | 0
ST | 0 | 0 | 0 | 0 | 0 | 0
STOG | 0 | 0 | 0 | 0 | 0 | 0
STWD | 0 | 0 | 0 | 0 | 0 | 0
WT | 2408.3 | 2408.3 | 2408.3 | 2408.3 | 2408.3 | 2408.3
IGCC | 0 | 0 | 0 | 0 | 0 | 0
DemandResponse | 0 | 0 | 0 | 0 | 0 | 0
IGCC-CCS | 0 | 0 | 0 | 0 | 0 | 0
WT_off | 0 | 0 | 0 | 0 | 0 | 0
PseudoUnit | 0 | 0 | 0 | 0 | 0 | 0
FixedInterchange | 0 | 0 | 0 | 0 | 0 | 0
Cumulative New Build Capacity by Reporting Type: EI
ReportingType | 2015 | 2020 | 2025 | 2030 | 2035 | 2040
BM | 1067.45 | 1067.45 | 1067.45 | 1067.45 | 1067.45 | 1067.45
CC | 28971.39 | 39837.89 | 43511.39 | 58834.54 | 83402.52 | 108597.21
CSP | 0 | 0 | 0 | 0 | 0 | 0
CT | 4691.7 | 11952.11 | 12642.43 | 19252.5 | 33272.98 | 42004.58
Coal | 7858.64 | 7858.64 | 7858.64 | 10415.93 | 20461.28 | 33139.47
Geo | 0 | 0 | 0 | 0 | 0 | 0
H | 0 | 0 | 0 | 0 | 0 | 0
LFG | 155.9 | 969.34 | 2538.93 | 3234 | 3234 | 3234
Nuc | 2740.56 | 7270.56 | 7270.56 | 7270.56 | 7270.56 | 7270.56
PS | 0 | 0 | 0 | 0 | 0 | 0
PV | 1125 | 3328.49 | 4422.35 | 4674.1 | 4789 | 4907.91
PeakG | 0 | 0 | 0 | 0 | 0 | 0
PeakO | 0 | 0 | 0 | 0 | 0 | 0
ST | 0 | 0 | 0 | 0 | 0 | 0
STOG | 0 | 0 | 0 | 0 | 0 | 0
STWD | 0 | 0 | 0 | 0 | 0 | 0
WT | 22194.9 | 63371.63 | 92074.79 | 101057.84 | 127246.73 | 145402.56
IGCC | 618 | 618 | 618 | 618 | 618 | 618.01
DemandResponse | 0 | 0 | 0 | 0 | 0 | 0
IGCC-CCS | 0 | 0 | 0 | 0 | 0 | 0
WT_off | 469 | 1508.47 | 3957.67 | 4239.78 | 4530.23 | 4822.37
PseudoUnit | 0 | 0 | 0 | 0 | 0 | 0
FixedInterchange | 0 | 0 | 0 | 0 | 0 | 0
Cumulative New Build Capacity by Reporting Type: Outside_EI
ReportingType | 2015 | 2020 | 2025 | 2030 | 2035 | 2040
BM | 183.55 | 183.55 | 183.55 | 183.55 | 183.55 | 183.55
CC | 4126.2 | 8371.07 | 9648.73 | 13303.56 | 18590.34 | 23152.85
CSP | 0 | 0 | 0 | 0 | 0 | 0
CT | 1769.24 | 1929.24 | 1929.24 | 6253.58 | 8777.16 | 14538.01
Coal | 2905 | 2905 | 2905 | 2905 | 2905.01 | 2905.01
Geo | 136 | 2211 | 6640 | 6640 | 6640 | 6640
H | 0 | 0 | 0 | 0 | 0 | 0
LFG | 36.1 | 1175.66 | 1816.07 | 1845 | 1845 | 1845
Nuc | 0 | 0 | 0 | 0 | 0 | 0
PS | 0 | 0 | 0 | 0 | 0 | 0
PV | 121 | 121 | 121 | 121 | 121 | 121
PeakG | 0 | 0 | 0 | 0 | 0 | 0
PeakO | 0 | 0 | 0 | 0 | 0 | 0
ST | 760 | 1600.3 | 1904.35 | 2006.83 | 2006.84 | 2006.84
STOG | 0 | 0 | 0 | 0 | 0 | 0
STWD | 0 | 0 | 0 | 0 | 0 | 0
WT | 3147.1 | 24290.06 | 71955.99 | 97826.02 | 134325.15 | 172405.14
IGCC | 0 | 0 | 0 | 0 | 0 | 0
DemandResponse | 0 | 0 | 0 | 0 | 0 | 0
IGCC-CCS | 0 | 0 | 0 | 0 | 0 | 0
WT_off | 0 | 0 | 0 | 0 | 0 | 0
PseudoUnit | 0 | 0 | 0 | 0 | 0 | 0
FixedInterchange | 0 | 0 | 0 | 0 | 0 | 0
#3 | Retirements of Capacity (MW)
Retirements of Capacity by Reporting Type: Entergy
ReportingType | 2015 | 2020 | 2025 | 2030 | 2035 | 2040
BM | 0 | 0 | 0 | 0 | 0 | 0
CC | 0 | 0 | 0 | 0 | 0 | 0
CSP | 0 | 0 | 0 | 0 | 0 | 0
CT | 0 | 0 | 0 | 0 | 0 | 0
Coal | 892.9 | 0 | 0 | 0 | 0 | 0
Geo | 0 | 0 | 0 | 0 | 0 | 0
H | 0 | 0 | 0 | 0 | 0 | 0
LFG | 0 | 0 | 0 | 0 | 0 | 0
Nuc | 0 | 0 | 0 | 0 | 842 | 997
PS | 0 | 0 | 0 | 0 | 0 | 0
PV | 0 | 0 | 0 | 0 | 0 | 0
PeakG | 0 | 0 | 0 | 0 | 0 | 0
PeakO | 0 | 0 | 0 | 0 | 0 | 0
ST | 0 | 0 | 0 | 0 | 0 | 0
STOG | 10849.64 | 0 | 409.29 | 0 | 0 | 0
STWD | 0 | 0 | 0 | 0 | 0 | 0
WT | 0 | 0 | 0 | 0 | 0 | 0
IGCC | 0 | 0 | 0 | 0 | 0 | 0
DemandResponse | 0 | 0 | 0 | 0 | 0 | 0
IGCC-CCS | 0 | 0 | 0 | 0 | 0 | 0
WT_off | 0 | 0 | 0 | 0 | 0 | 0
PseudoUnit | 0 | 0 | 0 | 0 | 0 | 0
FixedInterchange | 0 | 0 | 0 | 0 | 0 | 0
Retirements of Capacity by Reporting Type: FRCC
ReportingType | 2015 | 2020 | 2025 | 2030 | 2035 | 2040
BM | 0 | 0 | 0 | 0 | 0 | 0
CC | 0 | 0 | 0 | 0 | 0 | 0
CSP | 0 | 0 | 0 | 0 | 0 | 0
CT | 0 | 0 | 0 | 0 | 0 | 0
Coal | 465.98 | 869 | 0 | 0 | 0 | 0
Geo | 0 | 0 | 0 | 0 | 0 | 0
H | 0 | 0 | 0 | 0 | 0 | 0
LFG | 0 | 0 | 0 | 0 | 0 | 0
Nuc | 0 | 0 | 0 | 0 | 1615.33 | 1677
PS | 0 | 0 | 0 | 0 | 0 | 0
PV | 0 | 0 | 0 | 0 | 0 | 0
PeakG | 0 | 0 | 0 | 0 | 0 | 0
PeakO | 0 | 0 | 0 | 0 | 0 | 0
ST | 0 | 0 | 0 | 0 | 0 | 0
STOG | 5480.18 | 0 | 0 | 0 | 0 | 0
STWD | 0 | 0 | 0 | 0 | 0 | 0
WT | 0 | 0 | 0 | 0 | 0 | 0
IGCC | 0 | 0 | 0 | 0 | 0 | 0
DemandResponse | 0 | 0 | 0 | 0 | 0 | 0
IGCC-CCS | 0 | 0 | 0 | 0 | 0 | 0
WT_off | 0 | 0 | 0 | 0 | 0 | 0
PseudoUnit | 0 | 0 | 0 | 0 | 0 | 0
FixedInterchange | 0 | 0 | 0 | 0 | 0 | 0
Retirements of Capacity by Reporting Type: MAPP_US
ReportingType | 2015 | 2020 | 2025 | 2030 | 2035 | 2040
BM | 0 | 0 | 0 | 0 | 0 | 0
CC | 0 | 0 | 0 | 0 | 0 | 0
CSP | 0 | 0 | 0 | 0 | 0 | 0
CT | 0 | 0 | 0 | 0 | 0 | 0
Coal | 715.5 | 87.97 | 0 | 0 | 0 | 0
Geo | 0 | 0 | 0 | 0 | 0 | 0
H | 0 | 0 | 0 | 0 | 0 | 0
LFG | 0 | 0 | 0 | 0 | 0 | 0
Nuc | 0 | 0 | 0 | 0 | 0 | 0
PS | 0 | 0 | 0 | 0 | 0 | 0
PV | 0 | 0 | 0 | 0 | 0 | 0
PeakG | 0 | 0 | 0 | 0 | 0 | 0
PeakO | 260.93 | 0 | 0 | 0 | 0 | 0
ST | 0 | 0 | 0 | 0 | 0 | 0
STOG | 36 | 0 | 0 | 0 | 0 | 0
STWD | 0 | 0 | 0 | 0 | 0 | 0
WT | 0 | 0 | 0 | 0 | 0 | 0
IGCC | 0 | 0 | 0 | 0 | 0 | 0
DemandResponse | 0 | 0 | 0 | 0 | 0 | 0
IGCC-CCS | 0 | 0 | 0 | 0 | 0 | 0
WT_off | 0 | 0 | 0 | 0 | 0 | 0
PseudoUnit | 0 | 0 | 0 | 0 | 0 | 0
FixedInterchange | 0 | 0 | 0 | 0 | 0 | 0
Retirements of Capacity by Reporting Type: MISO_IN
ReportingType | 2015 | 2020 | 2025 | 2030 | 2035 | 2040
BM | 0 | 0 | 0 | 0 | 0 | 0
CC | 0 | 0 | 0 | 0 | 0 | 0
CSP | 0 | 0 | 0 | 0 | 0 | 0
CT | 0 | 0 | 0 | 0 | 0 | 0
Coal | 929.9 | 0 | 0 | 0 | 0 | 0
Geo | 0 | 0 | 0 | 0 | 0 | 0
H | 0 | 0 | 0 | 0 | 0 | 0
LFG | 0 | 0 | 0 | 0 | 0 | 0
Nuc | 0 | 0 | 0 | 0 | 0 | 0
PS | 0 | 0 | 0 | 0 | 0 | 0
PV | 0 | 0 | 0 | 0 | 0 | 0
PeakG | 0 | 0 | 0 | 0 | 0 | 0
PeakO | 0 | 0 | 0 | 0 | 0 | 0
ST | 0 | 0 | 0 | 0 | 0 | 0
STOG | 0 | 0 | 0 | 0 | 0 | 0
STWD | 0 | 0 | 0 | 0 | 0 | 0
WT | 0 | 0 | 0 | 0 | 0 | 0
IGCC | 0 | 0 | 0 | 0 | 0 | 0
DemandResponse | 0 | 0 | 0 | 0 | 0 | 0
IGCC-CCS | 0 | 0 | 0 | 0 | 0 | 0
WT_off | 0 | 0 | 0 | 0 | 0 | 0
PseudoUnit | 0 | 0 | 0 | 0 | 0 | 0
FixedInterchange | 0 | 0 | 0 | 0 | 0 | 0
Retirements of Capacity by Reporting Type: MISO_MI
ReportingType | 2015 | 2020 | 2025 | 2030 | 2035 | 2040
BM | 0 | 0 | 0 | 0 | 0 | 0
CC | 0 | 0 | 0 | 0 | 0 | 0
CSP | 0 | 0 | 0 | 0 | 0 | 0
CT | 0 | 0 | 0 | 0 | 0 | 0
Coal | 2325.99 | 1164.71 | 22.23 | 0 | 0 | 0
Geo | 0 | 0 | 0 | 0 | 0 | 0
H | 0 | 0 | 0 | 0 | 0 | 0
LFG | 0 | 0 | 0 | 0 | 0 | 0
Nuc | 0 | 0 | 0 | 0 | 778 | 0
PS | 0 | 0 | 0 | 0 | 0 | 0
PV | 0 | 0 | 0 | 0 | 0 | 0
PeakG | 0 | 0 | 0 | 0 | 0 | 0
PeakO | 0 | 0 | 0 | 0 | 0 | 0
ST | 0 | 0 | 0 | 0 | 0 | 0
STOG | 0 | 0 | 0 | 0 | 0 | 0
STWD | 0 | 0 | 0 | 0 | 0 | 0
WT | 0 | 0 | 0 | 0 | 0 | 0
IGCC | 0 | 0 | 0 | 0 | 0 | 0
DemandResponse | 0 | 0 | 0 | 0 | 0 | 0
IGCC-CCS | 0 | 0 | 0 | 0 | 0 | 0
WT_off | 0 | 0 | 0 | 0 | 0 | 0
PseudoUnit | 0 | 0 | 0 | 0 | 0 | 0
FixedInterchange | 0 | 0 | 0 | 0 | 0 | 0
Retirements of Capacity by Reporting Type: MISO_MO-IL
ReportingType | 2015 | 2020 | 2025 | 2030 | 2035 | 2040
BM | 0 | 0 | 0 | 0 | 0 | 0
CC | 0 | 0 | 0 | 0 | 0 | 0
CSP | 0 | 0 | 0 | 0 | 0 | 0
CT | 0 | 0 | 0 | 0 | 0 | 0
Coal | 1024.69 | 697 | 335 | 0 | 0 | 0
Geo | 0 | 0 | 0 | 0 | 0 | 0
H | 0 | 0 | 0 | 0 | 0 | 0
LFG | 0 | 0 | 0 | 0 | 0 | 0
Nuc | 0 | 0 | 0 | 0 | 0 | 0
PS | 0 | 0 | 0 | 0 | 0 | 0
PV | 0 | 0 | 0 | 0 | 0 | 0
PeakG | 0 | 0 | 0 | 0 | 0 | 0
PeakO | 0 | 0 | 0 | 0 | 0 | 0
ST | 0 | 0 | 0 | 0 | 0 | 0
STOG | 0 | 0 | 0 | 0 | 0 | 0
STWD | 0 | 0 | 0 | 0 | 0 | 0
WT | 0 | 0 | 0 | 0 | 0 | 0
IGCC | 0 | 0 | 0 | 0 | 0 | 0
DemandResponse | 0 | 0 | 0 | 0 | 0 | 0
IGCC-CCS | 0 | 0 | 0 | 0 | 0 | 0
WT_off | 0 | 0 | 0 | 0 | 0 | 0
PseudoUnit | 0 | 0 | 0 | 0 | 0 | 0
FixedInterchange | 0 | 0 | 0 | 0 | 0 | 0
Retirements of Capacity by Reporting Type: MISO_W
ReportingType | 2015 | 2020 | 2025 | 2030 | 2035 | 2040
BM | 0 | 0 | 0 | 0 | 0 | 0
CC | 0 | 0 | 0 | 0 | 0 | 0
CSP | 0 | 0 | 0 | 0 | 0 | 0
CT | 0 | 0 | 0 | 0 | 0 | 0
Coal | 2910.89 | 17.66 | 0 | 0 | 0 | 0
Geo | 0 | 0 | 0 | 0 | 0 | 0
H | 0 | 0 | 0 | 0 | 0 | 0
LFG | 0 | 0 | 0 | 0 | 0 | 0
Nuc | 0 | 0 | 0 | 0 | 2361.23 | 0
PS | 0 | 0 | 0 | 0 | 0 | 0
PV | 0 | 0 | 0 | 0 | 0 | 0
PeakG | 0 | 0 | 0 | 0 | 0 | 0
PeakO | 0 | 0 | 0 | 0 | 0 | 0
ST | 0 | 0 | 0 | 0 | 0 | 0
STOG | 0 | 0 | 0 | 0 | 0 | 0
STWD | 0 | 0 | 0 | 0 | 0 | 0
WT | 0 | 0 | 0 | 0 | 0 | 0
IGCC | 0 | 0 | 0 | 0 | 0 | 0
DemandResponse | 0 | 0 | 0 | 0 | 0 | 0
IGCC-CCS | 0 | 0 | 0 | 0 | 0 | 0
WT_off | 0 | 0 | 0 | 0 | 0 | 0
PseudoUnit | 0 | 0 | 0 | 0 | 0 | 0
FixedInterchange | 0 | 0 | 0 | 0 | 0 | 0
Retirements of Capacity by Reporting Type: MISO_WUMS
ReportingType | 2015 | 2020 | 2025 | 2030 | 2035 | 2040
BM | 0 | 0 | 0 | 0 | 0 | 0
CC | 0 | 0 | 0 | 0 | 0 | 0
CSP | 0 | 0 | 0 | 0 | 0 | 0
CT | 0 | 0 | 0 | 0 | 0 | 0
Coal | 1857.1 | 0 | 996.1 | 0 | 0 | 0
Geo | 0 | 0 | 0 | 0 | 0 | 0
H | 0 | 0 | 0 | 0 | 0 | 0
LFG | 0 | 0 | 0 | 0 | 0 | 0
Nuc | 0 | 0 | 0 | 0 | 1816.9 | 0
PS | 0 | 0 | 0 | 0 | 0 | 0
PV | 0 | 0 | 0 | 0 | 0 | 0
PeakG | 0 | 0 | 0 | 0 | 0 | 0
PeakO | 0 | 0 | 0 | 0 | 0 | 0
ST | 0 | 0 | 0 | 0 | 0 | 0
STOG | 59.5 | 0 | 0 | 0 | 0 | 0
STWD | 0 | 0 | 0 | 0 | 0 | 0
WT | 0 | 0 | 0 | 0 | 0 | 0
IGCC | 0 | 0 | 0 | 0 | 0 | 0
DemandResponse | 0 | 0 | 0 | 0 | 0 | 0
IGCC-CCS | 0 | 0 | 0 | 0 | 0 | 0
WT_off | 0 | 0 | 0 | 0 | 0 | 0
PseudoUnit | 0 | 0 | 0 | 0 | 0 | 0
FixedInterchange | 0 | 0 | 0 | 0 | 0 | 0
Retirements of Capacity by Reporting Type: Nebraska
ReportingType | 2015 | 2020 | 2025 | 2030 | 2035 | 2040
BM | 0 | 0 | 0 | 0 | 0 | 0
CC | 0 | 0 | 0 | 0 | 0 | 0
CSP | 0 | 0 | 0 | 0 | 0 | 0
CT | 0 | 0 | 0 | 0 | 0 | 0
Coal | 0 | 0 | 0 | 0 | 0 | 0
Geo | 0 | 0 | 0 | 0 | 0 | 0
H | 0 | 0 | 0 | 0 | 0 | 0
LFG | 0 | 0 | 0 | 0 | 0 | 0
Nuc | 0 | 0 | 0 | 0 | 1251.8 | 0
PS | 0 | 0 | 0 | 0 | 0 | 0
PV | 0 | 0 | 0 | 0 | 0 | 0
PeakG | 0 | 0 | 0 | 0 | 0 | 0
PeakO | 0 | 0 | 0 | 0 | 0 | 0
ST | 0 | 0 | 0 | 0 | 0 | 0
STOG | 0 | 0 | 0 | 0 | 0 | 0
STWD | 0 | 0 | 0 | 0 | 0 | 0
WT | 0 | 0 | 0 | 0 | 0 | 0
IGCC | 0 | 0 | 0 | 0 | 0 | 0
DemandResponse | 0 | 0 | 0 | 0 | 0 | 0
IGCC-CCS | 0 | 0 | 0 | 0 | 0 | 0
WT_off | 0 | 0 | 0 | 0 | 0 | 0
PseudoUnit | 0 | 0 | 0 | 0 | 0 | 0
FixedInterchange | 0 | 0 | 0 | 0 | 0 | 0
Retirements of Capacity by Reporting Type: NEISO
ReportingType | 2015 | 2020 | 2025 | 2030 | 2035 | 2040
BM | 0 | 0 | 0 | 0 | 0 | 0
CC | 2231.44 | 0 | 0 | 0 | 0 | 0
CSP | 0 | 0 | 0 | 0 | 0 | 0
CT | 0 | 0 | 0 | 0 | 0 | 0
Coal | 2250.13 | 320 | 0 | 0 | 0 | 0
Geo | 0 | 0 | 0 | 0 | 0 | 0
H | 0 | 0 | 0 | 0 | 0 | 0
LFG | 0 | 0 | 0 | 0 | 0 | 0
Nuc | 0 | 0 | 0 | 0 | 1289 | 876.92
PS | 0 | 0 | 0 | 0 | 0 | 0
PV | 0 | 0 | 0 | 0 | 0 | 0
PeakG | 0 | 0 | 0 | 0 | 0 | 0
PeakO | 456.31 | 0 | 0 | 0 | 0 | 0
ST | 0 | 0 | 0 | 0 | 0 | 0
STOG | 6237 | 0 | 0 | 0 | 0 | 0
STWD | 0 | 0 | 0 | 0 | 0 | 0
WT | 0 | 0 | 0 | 0 | 0 | 0
IGCC | 0 | 0 | 0 | 0 | 0 | 0
DemandResponse | 0 | 0 | 0 | 0 | 0 | 0
IGCC-CCS | 0 | 0 | 0 | 0 | 0 | 0
WT_off | 0 | 0 | 0 | 0 | 0 | 0
PseudoUnit | 0 | 0 | 0 | 0 | 0 | 0
FixedInterchange | 0 | 0 | 0 | 0 | 0 | 0
Retirements of Capacity by Reporting Type: NonRTO_Midwest
ReportingType | 2015 | 2020 | 2025 | 2030 | 2035 | 2040
BM | 0 | 0 | 0 | 0 | 0 | 0
CC | 0 | 0 | 0 | 0 | 0 | 0
CSP | 0 | 0 | 0 | 0 | 0 | 0
CT | 0 | 0 | 0 | 0 | 0 | 0
Coal | 1100.9 | 0 | 0 | 0 | 0 | 0
Geo | 0 | 0 | 0 | 0 | 0 | 0
H | 0 | 0 | 0 | 0 | 0 | 0
LFG | 0 | 0 | 0 | 0 | 0 | 0
Nuc | 0 | 0 | 0 | 0 | 0 | 0
PS | 0 | 0 | 0 | 0 | 0 | 0
PV | 0 | 0 | 0 | 0 | 0 | 0
PeakG | 0 | 0 | 0 | 0 | 0 | 0
PeakO | 0 | 0 | 0 | 0 | 0 | 0
ST | 0 | 0 | 0 | 0 | 0 | 0
STOG | 0 | 0 | 0 | 0 | 0 | 0
STWD | 0 | 0 | 0 | 0 | 0 | 0
WT | 0 | 0 | 0 | 0 | 0 | 0
IGCC | 0 | 0 | 0 | 0 | 0 | 0
DemandResponse | 0 | 0 | 0 | 0 | 0 | 0
IGCC-CCS | 0 | 0 | 0 | 0 | 0 | 0
WT_off | 0 | 0 | 0 | 0 | 0 | 0
PseudoUnit | 0 | 0 | 0 | 0 | 0 | 0
FixedInterchange | 0 | 0 | 0 | 0 | 0 | 0
Retirements of Capacity by Reporting Type: NYISO_A-F
ReportingType | 2015 | 2020 | 2025 | 2030 | 2035 | 2040
BM | 0 | 0 | 0 | 0 | 0 | 0
CC | 0 | 0 | 0 | 0 | 0 | 0
CSP | 0 | 0 | 0 | 0 | 0 | 0
CT | 0 | 0 | 0 | 0 | 0 | 0
Coal | 2251.89 | 0 | 0 | 0 | 0 | 0
Geo | 0 | 0 | 0 | 0 | 0 | 0
H | 0 | 0 | 0 | 0 | 0 | 0
LFG | 0 | 0 | 0 | 0 | 0 | 0
Nuc | 0 | 0 | 0 | 621.2 | 580.5 | 852.2
PS | 0 | 0 | 0 | 0 | 0 | 0
PV | 0 | 0 | 0 | 0 | 0 | 0
PeakG | 0 | 0 | 0 | 0 | 0 | 0
PeakO | 0 | 0 | 0 | 0 | 0 | 0
ST | 0 | 0 | 0 | 0 | 0 | 0
STOG | 1700.99 | 0 | 0 | 0 | 0 | 0
STWD | 0 | 0 | 0 | 0 | 0 | 0
WT | 0 | 0 | 0 | 0 | 0 | 0
IGCC | 0 | 0 | 0 | 0 | 0 | 0
DemandResponse | 0 | 0 | 0 | 0 | 0 | 0
IGCC-CCS | 0 | 0 | 0 | 0 | 0 | 0
WT_off | 0 | 0 | 0 | 0 | 0 | 0
PseudoUnit | 0 | 0 | 0 | 0 | 0 | 0
FixedInterchange | 0 | 0 | 0 | 0 | 0 | 0
Retirements of Capacity by Reporting Type: NYISO_G-I
ReportingType | 2015 | 2020 | 2025 | 2030 | 2035 | 2040
BM | 0 | 0 | 0 | 0 | 0 | 0
CC | 0 | 0 | 0 | 0 | 0 | 0
CSP | 0 | 0 | 0 | 0 | 0 | 0
CT | 0 | 0 | 0 | 0 | 0 | 0
Coal | 368.2 | 0 | 0 | 0 | 0 | 0
Geo | 0 | 0 | 0 | 0 | 0 | 0
H | 0 | 0 | 0 | 0 | 0 | 0
LFG | 0 | 0 | 0 | 0 | 0 | 0
Nuc | 0 | 0 | 0 | 0 | 1019.6 | 1025
PS | 0 | 0 | 0 | 0 | 0 | 0
PV | 0 | 0 | 0 | 0 | 0 | 0
PeakG | 0 | 0 | 0 | 0 | 0 | 0
PeakO | 0 | 0 | 0 | 0 | 0 | 0
ST | 0 | 0 | 0 | 0 | 0 | 0
STOG | 2430.99 | 0 | 0 | 0 | 0 | 0
STWD | 0 | 0 | 0 | 0 | 0 | 0
WT | 0 | 0 | 0 | 0 | 0 | 0
IGCC | 0 | 0 | 0 | 0 | 0 | 0
DemandResponse | 0 | 0 | 0 | 0 | 0 | 0
IGCC-CCS | 0 | 0 | 0 | 0 | 0 | 0
WT_off | 0 | 0 | 0 | 0 | 0 | 0
PseudoUnit | 0 | 0 | 0 | 0 | 0 | 0
FixedInterchange | 0 | 0 | 0 | 0 | 0 | 0
Retirements of Capacity by Reporting Type: NYISO_J-K
ReportingType | 2015 | 2020 | 2025 | 2030 | 2035 | 2040
BM | 0 | 0 | 0 | 0 | 0 | 0
CC | 0 | 0 | 0 | 0 | 0 | 0
CSP | 0 | 0 | 0 | 0 | 0 | 0
CT | 0 | 0 | 0 | 0 | 0 | 0
Coal | 0 | 0 | 0 | 0 | 0 | 0
Geo | 0 | 0 | 0 | 0 | 0 | 0
H | 0 | 0 | 0 | 0 | 0 | 0
LFG | 0 | 0 | 0 | 0 | 0 | 0
Nuc | 0 | 0 | 0 | 0 | 0 | 0
PS | 0 | 0 | 0 | 0 | 0 | 0
PV | 0 | 0 | 0 | 0 | 32 | 0
PeakG | 0 | 0 | 0 | 0 | 0 | 0
PeakO | 0 | 0 | 0 | 0 | 0 | 0
ST | 0 | 0 | 0 | 0 | 0 | 0
STOG | 1128.56 | 0 | 0 | 0 | 0 | 0
STWD | 0 | 0 | 0 | 0 | 0 | 0
WT | 0 | 0 | 0 | 0 | 0 | 0
IGCC | 0 | 0 | 0 | 0 | 0 | 0
DemandResponse | 0 | 0 | 0 | 0 | 0 | 0
IGCC-CCS | 0 | 0 | 0 | 0 | 0 | 0
WT_off | 0 | 0 | 0 | 0 | 0 | 0
PseudoUnit | 0 | 0 | 0 | 0 | 0 | 0
FixedInterchange | 0 | 0 | 0 | 0 | 0 | 0
Retirements of Capacity by Reporting Type: PJM_E
ReportingType | 2015 | 2020 | 2025 | 2030 | 2035 | 2040
BM | 0 | 0 | 0 | 0 | 0 | 0
CC | 0 | 0 | 0 | 0 | 0 | 0
CSP | 0 | 0 | 0 | 0 | 0 | 0
CT | 0 | 0 | 0 | 0 | 0 | 0
Coal | 2881.48 | 568 | 0 | 0 | 0 | 0
Geo | 0 | 0 | 0 | 0 | 0 | 0
H | 0 | 0 | 0 | 0 | 0 | 0
LFG | 0 | 0 | 0 | 0 | 0 | 0
Nuc | 0 | 614.5 | 0 | 0 | 2224 | 1174
PS | 0 | 0 | 0 | 0 | 0 | 0
PV | 0 | 0 | 0 | 0 | 0 | 0
PeakG | 268.5 | 0 | 0 | 0 | 0 | 0
PeakO | 2.7 | 0 | 0 | 0 | 0 | 0
ST | 0 | 0 | 0 | 0 | 0 | 0
STOG | 636.49 | 0 | 0 | 0 | 0 | 0
STWD | 0 | 0 | 0 | 0 | 0 | 0
WT | 0 | 0 | 0 | 0 | 0 | 0
IGCC | 0 | 0 | 0 | 0 | 0 | 0
DemandResponse | 0 | 0 | 0 | 0 | 0 | 0
IGCC-CCS | 0 | 0 | 0 | 0 | 0 | 0
WT_off | 0 | 0 | 0 | 0 | 0 | 0
PseudoUnit | 0 | 0 | 0 | 0 | 0 | 0
FixedInterchange | 0 | 0 | 0 | 0 | 0 | 0
Retirements of Capacity by Reporting Type: PJM_ROM
ReportingType | 2015 | 2020 | 2025 | 2030 | 2035 | 2040
BM | 0 | 0 | 0 | 0 | 0 | 0
CC | 0 | 0 | 0 | 0 | 0 | 0
CSP | 0 | 0 | 0 | 0 | 0 | 0
CT | 0 | 0 | 0 | 0 | 0 | 0
Coal | 8045.48 | 0 | 0 | 0 | 0 | 0
Geo | 0 | 0 | 0 | 0 | 0 | 0
H | 0 | 0 | 0 | 0 | 0 | 0
LFG | 0 | 0 | 0 | 0 | 0 | 0
Nuc | 0 | 0 | 0 | 0 | 1732 | 899
PS | 0 | 0 | 0 | 0 | 0 | 0
PV | 0 | 0 | 0 | 0 | 0 | 0
PeakG | 0 | 0 | 0 | 0 | 0 | 0
PeakO | 270 | 0 | 0 | 0 | 0 | 0
ST | 0 | 0 | 0 | 0 | 0 | 0
STOG | 580 | 0 | 0 | 0 | 0 | 0
STWD | 0 | 0 | 0 | 0 | 0 | 0
WT | 0 | 0 | 0 | 0 | 0 | 0
IGCC | 0 | 0 | 0 | 0 | 0 | 0
DemandResponse | 0 | 0 | 0 | 0 | 0 | 0
IGCC-CCS | 0 | 0 | 0 | 0 | 0 | 0
WT_off | 0 | 0 | 0 | 0 | 0 | 0
PseudoUnit | 0 | 0 | 0 | 0 | 0 | 0
FixedInterchange | 0 | 0 | 0 | 0 | 0 | 0
Retirements of Capacity by Reporting Type: PJM_ROR
ReportingType | 2015 | 2020 | 2025 | 2030 | 2035 | 2040
BM | 0 | 0 | 0 | 0 | 0 | 192
CC | 0 | 0 | 0 | 0 | 0 | 0
CSP | 0 | 0 | 0 | 0 | 0 | 0
CT | 0 | 0 | 0 | 0 | 0 | 0
Coal | 13673.85 | 7757.89 | 0 | 0 | 0 | 0
Geo | 0 | 0 | 0 | 0 | 0 | 0
H | 0 | 0 | 0 | 0 | 0 | 0
LFG | 0 | 0 | 0 | 0 | 0 | 0
Nuc | 0 | 0 | 0 | 867 | 4275 | 4883.16
PS | 0 | 0 | 0 | 0 | 0 | 0
PV | 0 | 0 | 0 | 0 | 0 | 0
PeakG | 0 | 0 | 0 | 0 | 0 | 0
PeakO | 19 | 0 | 0 | 0 | 0 | 0
ST | 0 | 0 | 0 | 0 | 0 | 0
STOG | 35 | 0 | 0 | 0 | 0 | 0
STWD | 0 | 0 | 0 | 0 | 0 | 0
WT | 0 | 0 | 0 | 0 | 0 | 0
IGCC | 0 | 0 | 0 | 0 | 0 | 0
DemandResponse | 0 | 0 | 0 | 0 | 0 | 0
IGCC-CCS | 0 | 0 | 0 | 0 | 0 | 0
WT_off | 0 | 0 | 0 | 0 | 0 | 0
PseudoUnit | 0 | 0 | 0 | 0 | 0 | 0
FixedInterchange | 0 | 0 | 0 | 0 | 0 | 0
Retirements of Capacity by Reporting Type: SOCO
ReportingType | 2015 | 2020 | 2025 | 2030 | 2035 | 2040
BM | 0 | 0 | 0 | 0 | 0 | 0
CC | 0 | 0 | 0 | 0 | 0 | 0
CSP | 0 | 0 | 0 | 0 | 0 | 0
CT | 0 | 0 | 0 | 0 | 0 | 0
Coal | 8549.53 | 0 | 0 | 0 | 0 | 0
Geo | 0 | 0 | 0 | 0 | 0 | 0
H | 0 | 0 | 0 | 0 | 0 | 0
LFG | 0 | 0 | 0 | 0 | 0 | 0
Nuc | 0 | 0 | 0 | 0 | 0 | 2645.05
PS | 0 | 0 | 0 | 0 | 0 | 0
PV | 0 | 0 | 0 | 0 | 0 | 0
PeakG | 0 | 0 | 0 | 0 | 0 | 0
PeakO | 931 | 0 | 0 | 0 | 0 | 0
ST | 0 | 0 | 0 | 0 | 0 | 0
STOG | 854 | 0 | 0 | 0 | 0 | 0
STWD | 668 | 0 | 0 | 0 | 0 | 0
WT | 0 | 0 | 0 | 0 | 0 | 0
IGCC | 0 | 0 | 0 | 0 | 0 | 0
DemandResponse | 0 | 0 | 0 | 0 | 0 | 0
IGCC-CCS | 0 | 0 | 0 | 0 | 0 | 0
WT_off | 0 | 0 | 0 | 0 | 0 | 0
PseudoUnit | 0 | 0 | 0 | 0 | 0 | 0
FixedInterchange | 0 | 0 | 0 | 0 | 0 | 0
Retirements of Capacity by Reporting Type: SPP_N
ReportingType | 2015 | 2020 | 2025 | 2030 | 2035 | 2040
BM | 0 | 0 | 0 | 0 | 0 | 0
CC | 0 | 0 | 0 | 0 | 0 | 0
CSP | 0 | 0 | 0 | 0 | 0 | 0
CT | 0 | 0 | 0 | 0 | 0 | 0
Coal | 0 | 0 | 0 | 0 | 0 | 0
Geo | 0 | 0 | 0 | 0 | 0 | 0
H | 0 | 0 | 0 | 0 | 0 | 0
LFG | 0 | 0 | 0 | 0 | 0 | 0
Nuc | 0 | 0 | 0 | 0 | 0 | 0
PS | 0 | 0 | 0 | 0 | 0 | 0
PV | 0 | 0 | 0 | 0 | 0 | 0
PeakG | 0 | 0 | 0 | 0 | 0 | 0
PeakO | 0 | 0 | 0 | 0 | 0 | 0
ST | 0 | 0 | 0 | 0 | 0 | 0
STOG | 86.84 | 0 | 0 | 0 | 0 | 0
STWD | 0 | 0 | 0 | 0 | 0 | 0
WT | 0 | 0 | 0 | 0 | 0 | 0
IGCC | 0 | 0 | 0 | 0 | 0 | 0
DemandResponse | 0 | 0 | 0 | 0 | 0 | 0
IGCC-CCS | 0 | 0 | 0 | 0 | 0 | 0
WT_off | 0 | 0 | 0 | 0 | 0 | 0
PseudoUnit | 0 | 0 | 0 | 0 | 0 | 0
FixedInterchange | 0 | 0 | 0 | 0 | 0 | 0
Retirements of Capacity by Reporting Type: SPP_S
ReportingType | 2015 | 2020 | 2025 | 2030 | 2035 | 2040
BM | 0 | 0 | 0 | 0 | 0 | 0
CC | 0 | 0 | 0 | 0 | 0 | 0
CSP | 0 | 0 | 0 | 0 | 0 | 0
CT | 0 | 0 | 0 | 0 | 0 | 0
Coal | 1335.48 | 0 | 0 | 0 | 0 | 0
Geo | 0 | 0 | 0 | 0 | 0 | 0
H | 0 | 0 | 0 | 0 | 0 | 0
LFG | 0 | 0 | 0 | 0 | 0 | 0
Nuc | 0 | 0 | 0 | 0 | 0 | 0
PS | 0 | 0 | 0 | 0 | 0 | 0
PV | 0 | 0 | 0 | 0 | 0 | 0
PeakG | 0 | 0 | 0 | 0 | 0 | 0
PeakO | 0 | 0 | 0 | 0 | 0 | 0
ST | 0 | 0 | 0 | 0 | 0 | 0
STOG | 3528.74 | 0 | 0 | 0 | 0 | 0
STWD | 0 | 0 | 0 | 0 | 0 | 0
WT | 0 | 0 | 0 | 0 | 0 | 0
IGCC | 0 | 0 | 0 | 0 | 0 | 0
DemandResponse | 0 | 0 | 0 | 0 | 0 | 0
IGCC-CCS | 0 | 0 | 0 | 0 | 0 | 0
WT_off | 0 | 0 | 0 | 0 | 0 | 0
PseudoUnit | 0 | 0 | 0 | 0 | 0 | 0
FixedInterchange | 0 | 0 | 0 | 0 | 0 | 0
Retirements of Capacity by Reporting Type: TVA
ReportingType | 2015 | 2020 | 2025 | 2030 | 2035 | 2040
BM | 0 | 0 | 0 | 0 | 0 | 0
CC | 0 | 0 | 0 | 0 | 0 | 0
CSP | 0 | 0 | 0 | 0 | 0 | 0
CT | 0 | 0 | 0 | 0 | 0 | 0
Coal | 3802.79 | 81.17 | 0 | 0 | 0 | 0
Geo | 0 | 0 | 0 | 0 | 0 | 0
H | 0 | 0 | 0 | 0 | 0 | 0
LFG | 0 | 0 | 0 | 0 | 0 | 0
Nuc | 0 | 0 | 0 | 0 | 2512.33 | 1278.67
PS | 0 | 0 | 0 | 0 | 0 | 0
PV | 0 | 0 | 0 | 0 | 0 | 0
PeakG | 0 | 0 | 0 | 0 | 0 | 0
PeakO | 0 | 0 | 0 | 0 | 0 | 0
ST | 0 | 0 | 0 | 0 | 0 | 0
STOG | 0 | 0 | 0 | 0 | 0 | 0
STWD | 0 | 0 | 0 | 0 | 0 | 0
WT | 0 | 0 | 0 | 0 | 0 | 0
IGCC | 0 | 0 | 0 | 0 | 0 | 0
DemandResponse | 0 | 0 | 0 | 0 | 0 | 0
IGCC-CCS | 0 | 0 | 0 | 0 | 0 | 0
WT_off | 0 | 0 | 0 | 0 | 0 | 0
PseudoUnit | 0 | 0 | 0 | 0 | 0 | 0
FixedInterchange | 0 | 0 | 0 | 0 | 0 | 0
Retirements of Capacity by Reporting Type: TVA_Transmission
ReportingType | 2015 | 2020 | 2025 | 2030 | 2035 | 2040
BM | 0 | 0 | 0 | 0 | 0 | 0
CC | 0 | 0 | 0 | 0 | 0 | 0
CSP | 0 | 0 | 0 | 0 | 0 | 0
CT | 0 | 0 | 0 | 0 | 0 | 0
Coal | 0 | 0 | 0 | 0 | 0 | 0
Geo | 0 | 0 | 0 | 0 | 0 | 0
H | 0 | 0 | 0 | 0 | 0 | 0
LFG | 0 | 0 | 0 | 0 | 0 | 0
Nuc | 0 | 0 | 0 | 0 | 0 | 0
PS | 0 | 0 | 0 | 0 | 0 | 0
PV | 0 | 0 | 0 | 0 | 0 | 0
PeakG | 0 | 0 | 0 | 0 | 0 | 0
PeakO | 0 | 0 | 0 | 0 | 0 | 0
ST | 0 | 0 | 0 | 0 | 0 | 0
STOG | 0 | 0 | 0 | 0 | 0 | 0
STWD | 0 | 0 | 0 | 0 | 0 | 0
WT | 0 | 0 | 0 | 0 | 0 | 0
IGCC | 0 | 0 | 0 | 0 | 0 | 0
DemandResponse | 0 | 0 | 0 | 0 | 0 | 0
IGCC-CCS | 0 | 0 | 0 | 0 | 0 | 0
WT_off | 0 | 0 | 0 | 0 | 0 | 0
PseudoUnit | 0 | 0 | 0 | 0 | 0 | 0
FixedInterchange | 0 | 0 | 0 | 0 | 0 | 0
Retirements of Capacity by Reporting Type: VACAR
ReportingType | 2015 | 2020 | 2025 | 2030 | 2035 | 2040
BM | 0 | 0 | 0 | 0 | 0 | 0
CC | 0 | 0 | 0 | 0 | 0 | 0
CSP | 0 | 0 | 0 | 0 | 0 | 0
CT | 0 | 0 | 0 | 0 | 0 | 0
Coal | 3217.38 | 2057.99 | 0 | 0 | 0 | 0
Geo | 0 | 0 | 0 | 0 | 0 | 0
H | 0 | 0 | 0 | 0 | 0 | 0
LFG | 0 | 0 | 0 | 0 | 0 | 0
Nuc | 0 | 0 | 0 | 0 | 3248 | 1858
PS | 0 | 0 | 0 | 0 | 0 | 0
PV | 0 | 0 | 0 | 0 | 0 | 0
PeakG | 0 | 0 | 0 | 0 | 0 | 0
PeakO | 0 | 0 | 0 | 0 | 0 | 0
ST | 0 | 0 | 0 | 0 | 0 | 0
STOG | 0 | 0 | 0 | 0 | 0 | 0
STWD | 0 | 0 | 0 | 0 | 0 | 0
WT | 0 | 0 | 0 | 0 | 0 | 0
IGCC | 0 | 0 | 0 | 0 | 0 | 0
DemandResponse | 0 | 0 | 0 | 0 | 0 | 0
IGCC-CCS | 0 | 0 | 0 | 0 | 0 | 0
WT_off | 0 | 0 | 0 | 0 | 0 | 0
PseudoUnit | 0 | 0 | 0 | 0 | 0 | 0
FixedInterchange | 0 | 0 | 0 | 0 | 0 | 0
Retirements of Capacity by Reporting Type: IESO
ReportingType | 2015 | 2020 | 2025 | 2030 | 2035 | 2040
BM | 0 | 0 | 0 | 0 | 0 | 0
CC | 3106.62 | 0 | 0 | 0 | 0 | 0
CSP | 0 | 0 | 0 | 0 | 0 | 0
CT | 0 | 0 | 0 | 0 | 0 | 0
Coal | 6416 | 0 | 0 | 0 | 0 | 0
Geo | 0 | 0 | 0 | 0 | 0 | 0
H | 0 | 0 | 0 | 0 | 0 | 0
LFG | 0 | 0 | 0 | 0 | 0 | 0
Nuc | 0 | 0 | 0 | 0 | 1030 | 1540
PS | 0 | 0 | 0 | 0 | 0 | 0
PV | 0 | 0 | 0 | 0 | 1067.26 | 0
PeakG | 0 | 0 | 0 | 0 | 0 | 0
PeakO | 145.64 | 0 | 0 | 0 | 0 | 0
ST | 0 | 0 | 0 | 0 | 0 | 0
STOG | 2126 | 0 | 0 | 0 | 0 | 0
STWD | 139 | 0 | 0 | 0 | 0 | 0
WT | 0 | 0 | 0 | 0 | 0 | 0
IGCC | 0 | 0 | 0 | 0 | 0 | 0
DemandResponse | 0 | 0 | 0 | 0 | 0 | 0
IGCC-CCS | 0 | 0 | 0 | 0 | 0 | 0
WT_off | 0 | 0 | 0 | 0 | 0 | 0
PseudoUnit | 0 | 0 | 0 | 0 | 0 | 0
FixedInterchange | 0 | 0 | 0 | 0 | 0 | 0
Retirements of Capacity by Reporting Type: MAPP_CA
ReportingType | 2015 | 2020 | 2025 | 2030 | 2035 | 2040
BM | 0 | 0 | 0 | 0 | 0 | 0
CC | 0 | 0 | 0 | 0 | 0 | 0
CSP | 0 | 0 | 0 | 0 | 0 | 0
CT | 0 | 0 | 0 | 0 | 0 | 0
Coal | 674.22 | 0 | 0 | 0 | 0 | 0
Geo | 0 | 0 | 0 | 0 | 0 | 0
H | 0 | 0 | 0 | 0 | 0 | 0
LFG | 0 | 0 | 0 | 0 | 0 | 0
Nuc | 0 | 0 | 0 | 0 | 0 | 0
PS | 0 | 0 | 0 | 0 | 0 | 0
PV | 0 | 0 | 0 | 0 | 0 | 0
PeakG | 0 | 0 | 0 | 0 | 0 | 0
PeakO | 0 | 0 | 0 | 0 | 0 | 0
ST | 0 | 0 | 0 | 0 | 0 | 0
STOG | 0 | 0 | 0 | 0 | 0 | 0
STWD | 0 | 0 | 0 | 0 | 0 | 0
WT | 0 | 0 | 0 | 0 | 0 | 0
IGCC | 0 | 0 | 0 | 0 | 0 | 0
DemandResponse | 0 | 0 | 0 | 0 | 0 | 0
IGCC-CCS | 0 | 0 | 0 | 0 | 0 | 0
WT_off | 0 | 0 | 0 | 0 | 0 | 0
PseudoUnit | 0 | 0 | 0 | 0 | 0 | 0
FixedInterchange | 0 | 0 | 0 | 0 | 0 | 0
Retirements of Capacity by Reporting Type: AZ_NM_SNV_Coal
ReportingType | 2015 | 2020 | 2025 | 2030 | 2035 | 2040
BM | 0 | 0 | 0 | 0 | 0 | 0
CC | 0 | 0 | 0 | 0 | 0 | 0
CSP | 0 | 0 | 0 | 0 | 0 | 0
CT | 0 | 0 | 0 | 0 | 0 | 0
Coal | 156.89 | 0 | 7.62 | 0 | 0 | 0
Geo | 0 | 0 | 0 | 0 | 0 | 0
H | 0 | 0 | 0 | 0 | 0 | 0
LFG | 0 | 0 | 0 | 0 | 0 | 0
Nuc | 0 | 0 | 0 | 0 | 0 | 0
PS | 0 | 0 | 0 | 0 | 0 | 0
PV | 0 | 0 | 0 | 0 | 0 | 0
PeakG | 0 | 0 | 0 | 0 | 0 | 0
PeakO | 0 | 0 | 200 | 0 | 0 | 0
ST | 0 | 0 | 0 | 0 | 0 | 0
STOG | 0 | 0 | 0 | 0 | 0 | 0
STWD | 0 | 0 | 0 | 0 | 0 | 0
WT | 0 | 0 | 0 | 0 | 0 | 0
IGCC | 0 | 0 | 0 | 0 | 0 | 0
DemandResponse | 0 | 0 | 0 | 0 | 0 | 0
IGCC-CCS | 0 | 0 | 0 | 0 | 0 | 0
WT_off | 0 | 0 | 0 | 0 | 0 | 0
PseudoUnit | 0 | 0 | 0 | 0 | 0 | 0
FixedInterchange | 0 | 0 | 0 | 0 | 0 | 0
Retirements of Capacity by Reporting Type: AZ_NM_SNV_Gas
ReportingType | 2015 | 2020 | 2025 | 2030 | 2035 | 2040
BM | 0 | 0 | 0 | 0 | 0 | 0
CC | 322 | 0 | 0 | 0 | 0 | 0
CSP | 0 | 0 | 0 | 0 | 0 | 0
CT | 0 | 0 | 0 | 0 | 736 | 0
Coal | 0 | 0 | 0 | 0 | 0 | 0
Geo | 0 | 0 | 0 | 0 | 0 | 0
H | 0 | 0 | 0 | 0 | 0 | 0
LFG | 0 | 0 | 0 | 0 | 0 | 0
Nuc | 0 | 0 | 0 | 0 | 0 | 0
PS | 0 | 0 | 0 | 0 | 0 | 0
PV | 0 | 0 | 0 | 0 | 0 | 0
PeakG | 0 | 0 | 564.61 | 0 | 0 | 0
PeakO | 0 | 0 | 0 | 0 | 0 | 0
ST | 0 | 0 | 0 | 0 | 0 | 0
STOG | 2064 | 0 | 0 | 0 | 0 | 0
STWD | 0 | 0 | 0 | 0 | 0 | 0
WT | 0 | 0 | 0 | 0 | 0 | 0
IGCC | 0 | 0 | 0 | 0 | 0 | 0
DemandResponse | 0 | 0 | 0 | 0 | 0 | 0
IGCC-CCS | 0 | 0 | 0 | 0 | 0 | 0
WT_off | 0 | 0 | 0 | 0 | 0 | 0
PseudoUnit | 0 | 0 | 0 | 0 | 0 | 0
FixedInterchange | 0 | 0 | 0 | 0 | 0 | 0
Retirements of Capacity by Reporting Type: AZ_NM_SNV_NucRenew
ReportingType | 2015 | 2020 | 2025 | 2030 | 2035 | 2040
BM | 0 | 0 | 0 | 0 | 0 | 0
CC | 0 | 0 | 0 | 0 | 0 | 0
CSP | 65 | 0 | 0 | 0 | 0 | 0
CT | 0 | 0 | 0 | 0 | 0 | 0
Coal | 0 | 0 | 0 | 0 | 0 | 0
Geo | 0 | 0 | 0 | 0 | 0 | 0
H | 0 | 0 | 0 | 0 | 0 | 0
LFG | 0 | 0 | 0 | 0 | 0 | 0
Nuc | 0 | 0 | 0 | 0 | 0 | 0
PS | 0 | 0 | 0 | 0 | 0 | 0
PV | 0 | 0 | 0 | 0 | 0 | 0
PeakG | 0 | 0 | 0 | 0 | 0 | 0
PeakO | 0 | 0 | 0 | 0 | 0 | 0
ST | 0 | 0 | 0 | 0 | 0 | 0
STOG | 0 | 0 | 0 | 0 | 0 | 0
STWD | 0 | 0 | 0 | 0 | 0 | 0
WT | 0 | 0 | 0 | 0 | 0 | 0
IGCC | 0 | 0 | 0 | 0 | 0 | 0
DemandResponse | 0 | 0 | 0 | 0 | 0 | 0
IGCC-CCS | 0 | 0 | 0 | 0 | 0 | 0
WT_off | 0 | 0 | 0 | 0 | 0 | 0
PseudoUnit | 0 | 0 | 0 | 0 | 0 | 0
FixedInterchange | 0 | 0 | 0 | 0 | 0 | 0
Retirements of Capacity by Reporting Type: ERCOT
ReportingType | 2015 | 2020 | 2025 | 2030 | 2035 | 2040
BM | 0 | 0 | 0 | 0 | 0 | 0
CC | 0 | 0 | 0 | 0 | 0 | 0
CSP | 0 | 0 | 0 | 0 | 0 | 0
CT | 0 | 0 | 0 | 0 | 0 | 0
Coal | 1144 | 0 | 0 | 0 | 0 | 0
Geo | 0 | 0 | 0 | 0 | 0 | 0
H | 0 | 0 | 0 | 0 | 0 | 0
LFG | 0 | 0 | 0 | 0 | 0 | 0
Nuc | 0 | 0 | 0 | 0 | 0 | 0
PS | 0 | 0 | 0 | 0 | 0 | 0
PV | 0 | 0 | 0 | 0 | 14 | 0
PeakG | 0 | 0 | 0 | 0 | 0 | 0
PeakO | 0 | 0 | 0 | 0 | 0 | 0
ST | 0 | 0 | 0 | 0 | 0 | 0
STOG | 417.01 | 0 | 174.79 | 0 | 0 | 0
STWD | 0 | 0 | 0 | 0 | 0 | 0
WT | 0 | 0 | 0 | 0 | 0 | 0
IGCC | 0 | 0 | 0 | 0 | 0 | 0
DemandResponse | 0 | 0 | 0 | 0 | 0 | 0
IGCC-CCS | 0 | 0 | 0 | 0 | 0 | 0
WT_off | 0 | 0 | 0 | 0 | 0 | 0
PseudoUnit | 0 | 0 | 0 | 0 | 0 | 0
FixedInterchange | 0 | 0 | 0 | 0 | 0 | 0
Retirements of Capacity by Reporting Type: NP15
ReportingType | 2015 | 2020 | 2025 | 2030 | 2035 | 2040
BM | 0 | 0 | 0 | 0 | 0 | 0
CC | 0 | 0 | 0 | 0 | 0 | 0
CSP | 0 | 0 | 0 | 0 | 0 | 0
CT | 0 | 0 | 0 | 0 | 0 | 0
Coal | 163.7 | 28.2 | 0 | 0 | 0 | 0
Geo | 0 | 0 | 0 | 0 | 0 | 0
H | 0 | 0 | 0 | 0 | 0 | 0
LFG | 0 | 0 | 0 | 0 | 0 | 0
Nuc | 0 | 0 | 0 | 0 | 0 | 0
PS | 0 | 0 | 0 | 0 | 0 | 0
PV | 0 | 0 | 0 | 0 | 0 | 0
PeakG | 0 | 0 | 0 | 0 | 0 | 0
PeakO | 156 | 0 | 0 | 0 | 0 | 0
ST | 0 | 0 | 0 | 0 | 0 | 0
STOG | 1046.4 | 0 | 0 | 0 | 0 | 0
STWD | 0 | 0 | 0 | 0 | 0 | 0
WT | 0 | 0 | 0 | 0 | 0 | 0
IGCC | 0 | 0 | 0 | 0 | 0 | 0
DemandResponse | 0 | 0 | 0 | 0 | 0 | 0
IGCC-CCS | 0 | 0 | 0 | 0 | 0 | 0
WT_off | 0 | 0 | 0 | 0 | 0 | 0
PseudoUnit | 0 | 0 | 0 | 0 | 0 | 0
FixedInterchange | 0 | 0 | 0 | 0 | 0 | 0
Retirements of Capacity by Reporting Type: NWPP_Coal
ReportingType | 2015 | 2020 | 2025 | 2030 | 2035 | 2040
BM | 0 | 0 | 0 | 0 | 0 | 0
CC | 0 | 0 | 0 | 0 | 0 | 0
CSP | 0 | 0 | 0 | 0 | 0 | 0
CT | 0 | 0 | 0 | 0 | 0 | 0
Coal | 1373.66 | 0 | 0 | 0 | 0 | 0
Geo | 0 | 0 | 0 | 0 | 0 | 0
H | 0 | 0 | 0 | 0 | 0 | 0
LFG | 0 | 0 | 0 | 0 | 0 | 0
Nuc | 0 | 0 | 0 | 0 | 0 | 0
PS | 0 | 0 | 0 | 0 | 0 | 0
PV | 0 | 0 | 0 | 0 | 0 | 0
PeakG | 0 | 0 | 0 | 0 | 0 | 0
PeakO | 183 | 0 | 0 | 0 | 0 | 0
ST | 0 | 0 | 0 | 0 | 0 | 0
STOG | 0 | 0 | 0 | 0 | 0 | 0
STWD | 0 | 0 | 0 | 0 | 0 | 0
WT | 0 | 0 | 0 | 0 | 0 | 0
IGCC | 0 | 0 | 0 | 0 | 0 | 0
DemandResponse | 0 | 0 | 0 | 0 | 0 | 0
IGCC-CCS | 0 | 0 | 0 | 0 | 0 | 0
WT_off | 0 | 0 | 0 | 0 | 0 | 0
PseudoUnit | 0 | 0 | 0 | 0 | 0 | 0
FixedInterchange | 0 | 0 | 0 | 0 | 0 | 0
Retirements of Capacity by Reporting Type: NWPP_Gas
ReportingType | 2015 | 2020 | 2025 | 2030 | 2035 | 2040
BM | 0 | 0 | 0 | 0 | 0 | 0
CC | 1678 | 0 | 0 | 0 | 0 | 0
CSP | 0 | 0 | 0 | 0 | 0 | 0
CT | 0 | 0 | 0 | 0 | 0 | 0
Coal | 0 | 0 | 0 | 0 | 0 | 0
Geo | 0 | 0 | 0 | 0 | 0 | 0
H | 0 | 0 | 0 | 0 | 0 | 0
LFG | 0 | 0 | 0 | 0 | 0 | 0
Nuc | 0 | 0 | 0 | 0 | 0 | 0
PS | 0 | 0 | 0 | 0 | 0 | 0
PV | 0 | 0 | 0 | 0 | 0 | 0
PeakG | 2581.58 | 0 | 0 | 0 | 0 | 0
PeakO | 0 | 0 | 0 | 0 | 0 | 0
ST | 0 | 0 | 0 | 0 | 0 | 0
STOG | 786 | 0 | 0 | 0 | 0 | 0
STWD | 0 | 0 | 0 | 0 | 0 | 0
WT | 0 | 0 | 0 | 0 | 0 | 0
IGCC | 0 | 0 | 0 | 0 | 0 | 0
DemandResponse | 0 | 0 | 0 | 0 | 0 | 0
IGCC-CCS | 0 | 0 | 0 | 0 | 0 | 0
WT_off | 0 | 0 | 0 | 0 | 0 | 0
PseudoUnit | 0 | 0 | 0 | 0 | 0 | 0
FixedInterchange | 0 | 0 | 0 | 0 | 0 | 0
Retirements of Capacity by Reporting Type: NWPP_NucRenew
ReportingType | 2015 | 2020 | 2025 | 2030 | 2035 | 2040
BM | 0 | 0 | 0 | 0 | 0 | 0
CC | 0 | 0 | 0 | 0 | 0 | 0
CSP | 0 | 0 | 0 | 0 | 0 | 0
CT | 0 | 0 | 0 | 0 | 0 | 0
Coal | 0 | 0 | 0 | 0 | 0 | 0
Geo | 4.8 | 0 | 0 | 0 | 0 | 0
H | 0 | 0 | 0 | 0 | 0 | 0
LFG | 0 | 0 | 0 | 0 | 0 | 0
Nuc | 0 | 0 | 0 | 0 | 0 | 0
PS | 0 | 0 | 0 | 0 | 0 | 0
PV | 0 | 0 | 0 | 0 | 0 | 0
PeakG | 0 | 0 | 0 | 0 | 0 | 0
PeakO | 0 | 0 | 0 | 0 | 0 | 0
ST | 0 | 0 | 0 | 0 | 0 | 0
STOG | 0 | 0 | 0 | 0 | 0 | 0
STWD | 561 | 0 | 0 | 0 | 0 | 0
WT | 0 | 0 | 0 | 0 | 0 | 0
IGCC | 0 | 0 | 0 | 0 | 0 | 0
DemandResponse | 0 | 0 | 0 | 0 | 0 | 0
IGCC-CCS | 0 | 0 | 0 | 0 | 0 | 0
WT_off | 0 | 0 | 0 | 0 | 0 | 0
PseudoUnit | 0 | 0 | 0 | 0 | 0 | 0
FixedInterchange | 0 | 0 | 0 | 0 | 0 | 0
Retirements of Capacity by Reporting Type: RMPA
ReportingType | 2015 | 2020 | 2025 | 2030 | 2035 | 2040
BM | 0 | 0 | 0 | 0 | 0 | 0
CC | 0 | 0 | 0 | 0 | 0 | 0
CSP | 1 | 0 | 0 | 0 | 0 | 0
CT | 0 | 0 | 0 | 0 | 0 | 0
Coal | 480 | 170.5 | 599 | 0 | 0 | 0
Geo | 0 | 0 | 0 | 0 | 0 | 0
H | 0 | 0 | 0 | 0 | 0 | 0
LFG | 0 | 0 | 0 | 0 | 0 | 0
Nuc | 0 | 0 | 0 | 0 | 0 | 0
PS | 0 | 0 | 0 | 0 | 0 | 0
PV | 0 | 0 | 0 | 0 | 0 | 0
PeakG | 0 | 0 | 0 | 0 | 0 | 0
PeakO | 0 | 0 | 0 | 0 | 0 | 0
ST | 0 | 0 | 0 | 0 | 0 | 0
STOG | 217 | 0 | 0 | 0 | 0 | 0
STWD | 0 | 0 | 0 | 0 | 0 | 0
WT | 0 | 0 | 0 | 0 | 0 | 0
IGCC | 0 | 0 | 0 | 0 | 0 | 0
DemandResponse | 0 | 0 | 0 | 0 | 0 | 0
IGCC-CCS | 0 | 0 | 0 | 0 | 0 | 0
WT_off | 0 | 0 | 0 | 0 | 0 | 0
PseudoUnit | 0 | 0 | 0 | 0 | 0 | 0
FixedInterchange | 0 | 0 | 0 | 0 | 0 | 0
Retirements of Capacity by Reporting Type: SP15
ReportingType | 2015 | 2020 | 2025 | 2030 | 2035 | 2040
BM | 0 | 0 | 0 | 0 | 0 | 0
CC | 0 | 0 | 0 | 0 | 0 | 0
CSP | 409 | 0 | 0 | 0 | 0 | 0
CT | 0 | 0 | 0 | 0 | 0 | 0
Coal | 141.5 | 0 | 101.2 | 0 | 0 | 0
Geo | 0 | 0 | 0 | 0 | 0 | 0
H | 0 | 0 | 0 | 0 | 0 | 0
LFG | 0 | 0 | 0 | 0 | 0 | 0
Nuc | 0 | 0 | 0 | 0 | 0 | 0
PS | 0 | 0 | 0 | 0 | 0 | 0
PV | 0 | 0 | 0 | 0 | 0 | 0
PeakG | 44 | 0 | 0 | 0 | 0 | 0
PeakO | 15 | 0 | 0 | 0 | 0 | 0
ST | 0 | 0 | 0 | 0 | 0 | 0
STOG | 958 | 0 | 0 | 0 | 0 | 0
STWD | 0 | 0 | 0 | 0 | 0 | 0
WT | 126.2 | 0 | 0 | 0 | 0 | 0
IGCC | 0 | 0 | 0 | 0 | 0 | 0
DemandResponse | 0 | 0 | 0 | 0 | 0 | 0
IGCC-CCS | 0 | 0 | 0 | 0 | 0 | 0
WT_off | 0 | 0 | 0 | 0 | 0 | 0
PseudoUnit | 0 | 0 | 0 | 0 | 0 | 0
FixedInterchange | 0 | 0 | 0 | 0 | 0 | 0
Retirements of Capacity by Reporting Type: ALB
ReportingType | 2015 | 2020 | 2025 | 2030 | 2035 | 2040
BM | 0 | 0 | 0 | 0 | 0 | 0
CC | 0 | 0 | 0 | 0 | 0 | 25.06
CSP | 0 | 0 | 0 | 0 | 0 | 0
CT | 0 | 0 | 0 | 0 | 201.5 | 0
Coal | 0 | 0 | 0 | 0 | 0 | 0
Geo | 0 | 0 | 0 | 0 | 0 | 0
H | 0 | 0 | 0 | 0 | 0 | 0
LFG | 0 | 0 | 0 | 0 | 0 | 0
Nuc | 0 | 0 | 0 | 0 | 0 | 0
PS | 0 | 0 | 0 | 0 | 0 | 0
PV | 0 | 0 | 0 | 0 | 0 | 0
PeakG | 892.12 | 94.74 | 0 | 0 | 0 | 0
PeakO | 6 | 0 | 0 | 0 | 0 | 0
ST | 0 | 0 | 0 | 0 | 0 | 0
STOG | 186 | 0 | 0 | 0 | 0 | 0
STWD | 174 | 0 | 0 | 0 | 0 | 0
WT | 0 | 0 | 0 | 0 | 0 | 0
IGCC | 0 | 0 | 0 | 0 | 0 | 0
DemandResponse | 0 | 0 | 0 | 0 | 0 | 0
IGCC-CCS | 0 | 0 | 0 | 0 | 0 | 0
WT_off | 0 | 0 | 0 | 0 | 0 | 0
PseudoUnit | 0 | 0 | 0 | 0 | 0 | 0
FixedInterchange | 0 | 0 | 0 | 0 | 0 | 0
Retirements of Capacity by Reporting Type: BC
ReportingType | 2015 | 2020 | 2025 | 2030 | 2035 | 2040
BM | 0 | 0 | 0 | 0 | 0 | 0
CC | 0 | 0 | 0 | 0 | 0 | 0
CSP | 0 | 0 | 0 | 0 | 0 | 0
CT | 0 | 0 | 0 | 0 | 0 | 0
Coal | 0 | 0 | 0 | 0 | 0 | 0
Geo | 0 | 0 | 0 | 0 | 0 | 0
H | 0 | 0 | 0 | 0 | 0 | 0
LFG | 0 | 0 | 0 | 0 | 0 | 0
Nuc | 0 | 0 | 0 | 0 | 0 | 0
PS | 0 | 0 | 0 | 0 | 0 | 0
PV | 0 | 0 | 0 | 0 | 0 | 0
PeakG | 0 | 0 | 0 | 0 | 0 | 0
PeakO | 0 | 0 | 0 | 0 | 0 | 0
ST | 0 | 0 | 0 | 0 | 0 | 0
STOG | 938 | 0 | 0 | 0 | 0 | 0
STWD | 0 | 0 | 0 | 0 | 0 | 0
WT | 0 | 0 | 0 | 0 | 0 | 0
IGCC | 0 | 0 | 0 | 0 | 0 | 0
DemandResponse | 0 | 0 | 0 | 0 | 0 | 0
IGCC-CCS | 0 | 0 | 0 | 0 | 0 | 0
WT_off | 0 | 0 | 0 | 0 | 0 | 0
PseudoUnit | 0 | 0 | 0 | 0 | 0 | 0
FixedInterchange | 0 | 0 | 0 | 0 | 0 | 0
Retirements of Capacity by Reporting Type: HQ_IESO
ReportingType | 2015 | 2020 | 2025 | 2030 | 2035 | 2040
BM | 0 | 0 | 0 | 0 | 0 | 0
CC | 0 | 0 | 0 | 0 | 0 | 0
CSP | 0 | 0 | 0 | 0 | 0 | 0
CT | 0 | 0 | 0 | 0 | 0 | 0
Coal | 0 | 0 | 0 | 0 | 0 | 0
Geo | 0 | 0 | 0 | 0 | 0 | 0
H | 0 | 0 | 0 | 0 | 0 | 0
LFG | 0 | 0 | 0 | 0 | 0 | 0
Nuc | 0 | 0 | 0 | 0 | 0 | 0
PS | 0 | 0 | 0 | 0 | 0 | 0
PV | 0 | 0 | 0 | 0 | 0 | 0
PeakG | 0 | 0 | 0 | 0 | 0 | 0
PeakO | 0 | 0 | 0 | 0 | 0 | 0
ST | 0 | 0 | 0 | 0 | 0 | 0
STOG | 0 | 0 | 0 | 0 | 0 | 0
STWD | 0 | 0 | 0 | 0 | 0 | 0
WT | 0 | 0 | 0 | 0 | 0 | 0
IGCC | 0 | 0 | 0 | 0 | 0 | 0
DemandResponse | 0 | 0 | 0 | 0 | 0 | 0
IGCC-CCS | 0 | 0 | 0 | 0 | 0 | 0
WT_off | 0 | 0 | 0 | 0 | 0 | 0
PseudoUnit | 0 | 0 | 0 | 0 | 0 | 0
FixedInterchange | 0 | 0 | 0 | 0 | 0 | 0
Retirements of Capacity by Reporting Type: HQ_NEISO
ReportingType | 2015 | 2020 | 2025 | 2030 | 2035 | 2040
BM | 0 | 0 | 0 | 0 | 0 | 0
CC | 0 | 0 | 0 | 0 | 0 | 0
CSP | 0 | 0 | 0 | 0 | 0 | 0
CT | 0 | 0 | 0 | 0 | 0 | 0
Coal | 0 | 0 | 0 | 0 | 0 | 0
Geo | 0 | 0 | 0 | 0 | 0 | 0
H | 0 | 0 | 0 | 0 | 0 | 0
LFG | 0 | 0 | 0 | 0 | 0 | 0
Nuc | 0 | 0 | 0 | 0 | 0 | 0
PS | 0 | 0 | 0 | 0 | 0 | 0
PV | 0 | 0 | 0 | 0 | 0 | 0
PeakG | 0 | 0 | 0 | 0 | 0 | 0
PeakO | 0 | 0 | 0 | 0 | 0 | 0
ST | 0 | 0 | 0 | 0 | 0 | 0
STOG | 0 | 0 | 0 | 0 | 0 | 0
STWD | 0 | 0 | 0 | 0 | 0 | 0
WT | 0 | 0 | 0 | 0 | 0 | 0
IGCC | 0 | 0 | 0 | 0 | 0 | 0
DemandResponse | 0 | 0 | 0 | 0 | 0 | 0
IGCC-CCS | 0 | 0 | 0 | 0 | 0 | 0
WT_off | 0 | 0 | 0 | 0 | 0 | 0
PseudoUnit | 0 | 0 | 0 | 0 | 0 | 0
FixedInterchange | 0 | 0 | 0 | 0 | 0 | 0
Retirements of Capacity by Reporting Type: HQ_NY
ReportingType | 2015 | 2020 | 2025 | 2030 | 2035 | 2040
BM | 0 | 0 | 0 | 0 | 0 | 0
CC | 0 | 0 | 0 | 0 | 0 | 0
CSP | 0 | 0 | 0 | 0 | 0 | 0
CT | 0 | 0 | 0 | 0 | 0 | 0
Coal | 0 | 0 | 0 | 0 | 0 | 0
Geo | 0 | 0 | 0 | 0 | 0 | 0
H | 0 | 0 | 0 | 0 | 0 | 0
LFG | 0 | 0 | 0 | 0 | 0 | 0
Nuc | 0 | 0 | 0 | 0 | 0 | 0
PS | 0 | 0 | 0 | 0 | 0 | 0
PV | 0 | 0 | 0 | 0 | 0 | 0
PeakG | 0 | 0 | 0 | 0 | 0 | 0
PeakO | 0 | 0 | 0 | 0 | 0 | 0
ST | 0 | 0 | 0 | 0 | 0 | 0
STOG | 0 | 0 | 0 | 0 | 0 | 0
STWD | 0 | 0 | 0 | 0 | 0 | 0
WT | 0 | 0 | 0 | 0 | 0 | 0
IGCC | 0 | 0 | 0 | 0 | 0 | 0
DemandResponse | 0 | 0 | 0 | 0 | 0 | 0
IGCC-CCS | 0 | 0 | 0 | 0 | 0 | 0
WT_off | 0 | 0 | 0 | 0 | 0 | 0
PseudoUnit | 0 | 0 | 0 | 0 | 0 | 0
FixedInterchange | 0 | 0 | 0 | 0 | 0 | 0
Retirements of Capacity by Reporting Type: MARITIMES
ReportingType | 2015 | 2020 | 2025 | 2030 | 2035 | 2040
BM | 0 | 0 | 0 | 0 | 0 | 0
CC | 0 | 0 | 0 | 0 | 0 | 0
CSP | 0 | 0 | 0 | 0 | 0 | 0
CT | 0 | 0 | 0 | 0 | 0 | 0
Coal | 0 | 0 | 0 | 0 | 0 | 0
Geo | 0 | 0 | 0 | 0 | 0 | 0
H | 0 | 0 | 0 | 0 | 0 | 0
LFG | 0 | 0 | 0 | 0 | 0 | 0
Nuc | 0 | 0 | 0 | 0 | 0 | 0
PS | 0 | 0 | 0 | 0 | 0 | 0
PV | 0 | 0 | 0 | 0 | 0 | 0
PeakG | 0 | 0 | 0 | 0 | 0 | 0
PeakO | 0 | 0 | 0 | 0 | 0 | 0
ST | 0 | 0 | 0 | 0 | 0 | 0
STOG | 0 | 0 | 0 | 0 | 0 | 0
STWD | 0 | 0 | 0 | 0 | 0 | 0
WT | 0 | 0 | 0 | 0 | 0 | 0
IGCC | 0 | 0 | 0 | 0 | 0 | 0
DemandResponse | 0 | 0 | 0 | 0 | 0 | 0
IGCC-CCS | 0 | 0 | 0 | 0 | 0 | 0
WT_off | 0 | 0 | 0 | 0 | 0 | 0
PseudoUnit | 0 | 0 | 0 | 0 | 0 | 0
FixedInterchange | 0 | 0 | 0 | 0 | 0 | 0
Retirements of Capacity by Reporting Type: All
ReportingType | 2015 | 2020 | 2025 | 2030 | 2035 | 2040
BM | 0 | 0 | 0 | 0 | 0 | 192
CC | 7338.06 | 0 | 0 | 0 | 0 | 25.06
CSP | 475 | 0 | 0 | 0 | 0 | 0
CT | 0 | 0 | 0 | 0 | 937.5 | 0
Coal | 69150.02 | 13820.09 | 2061.14 | 0 | 0 | 0
Geo | 4.8 | 0 | 0 | 0 | 0 | 0
H | 0 | 0 | 0 | 0 | 0 | 0
LFG | 0 | 0 | 0 | 0 | 0 | 0
Nuc | 0 | 614.5 | 0 | 1488.2 | 26575.7 | 19706
PS | 0 | 0 | 0 | 0 | 0 | 0
PV | 0 | 0 | 0 | 0 | 1113.26 | 0
PeakG | 3786.2 | 94.74 | 564.61 | 0 | 0 | 0
PeakO | 2445.58 | 0 | 200 | 0 | 0 | 0
ST | 0 | 0 | 0 | 0 | 0 | 0
STOG | 42382.33 | 0 | 584.08 | 0 | 0 | 0
STWD | 1542 | 0 | 0 | 0 | 0 | 0
WT | 126.2 | 0 | 0 | 0 | 0 | 0
IGCC | 0 | 0 | 0 | 0 | 0 | 0
DemandResponse | 0 | 0 | 0 | 0 | 0 | 0
IGCC-CCS | 0 | 0 | 0 | 0 | 0 | 0
WT_off | 0 | 0 | 0 | 0 | 0 | 0
PseudoUnit | 0 | 0 | 0 | 0 | 0 | 0
FixedInterchange | 0 | 0 | 0 | 0 | 0 | 0
Retirements of Capacity by Reporting Type: EI_US
ReportingType | 2015 | 2020 | 2025 | 2030 | 2035 | 2040
BM | 0 | 0 | 0 | 0 | 0 | 192
CC | 2231.44 | 0 | 0 | 0 | 0 | 0
CSP | 0 | 0 | 0 | 0 | 0 | 0
CT | 0 | 0 | 0 | 0 | 0 | 0
Coal | 58600.06 | 13621.39 | 1353.33 | 0 | 0 | 0
Geo | 0 | 0 | 0 | 0 | 0 | 0
H | 0 | 0 | 0 | 0 | 0 | 0
LFG | 0 | 0 | 0 | 0 | 0 | 0
Nuc | 0 | 614.5 | 0 | 1488.2 | 25545.7 | 18166
PS | 0 | 0 | 0 | 0 | 0 | 0
PV | 0 | 0 | 0 | 0 | 32 | 0
PeakG | 268.5 | 0 | 0 | 0 | 0 | 0
PeakO | 1939.94 | 0 | 0 | 0 | 0 | 0
ST | 0 | 0 | 0 | 0 | 0 | 0
STOG | 33643.93 | 0 | 409.29 | 0 | 0 | 0
STWD | 668 | 0 | 0 | 0 | 0 | 0
WT | 0 | 0 | 0 | 0 | 0 | 0
IGCC | 0 | 0 | 0 | 0 | 0 | 0
DemandResponse | 0 | 0 | 0 | 0 | 0 | 0
IGCC-CCS | 0 | 0 | 0 | 0 | 0 | 0
WT_off | 0 | 0 | 0 | 0 | 0 | 0
PseudoUnit | 0 | 0 | 0 | 0 | 0 | 0
FixedInterchange | 0 | 0 | 0 | 0 | 0 | 0
Retirements of Capacity by Reporting Type: EI_Canada
ReportingType | 2015 | 2020 | 2025 | 2030 | 2035 | 2040
BM | 0 | 0 | 0 | 0 | 0 | 0
CC | 3106.62 | 0 | 0 | 0 | 0 | 0
CSP | 0 | 0 | 0 | 0 | 0 | 0
CT | 0 | 0 | 0 | 0 | 0 | 0
Coal | 7090.22 | 0 | 0 | 0 | 0 | 0
Geo | 0 | 0 | 0 | 0 | 0 | 0
H | 0 | 0 | 0 | 0 | 0 | 0
LFG | 0 | 0 | 0 | 0 | 0 | 0
Nuc | 0 | 0 | 0 | 0 | 1030 | 1540
PS | 0 | 0 | 0 | 0 | 0 | 0
PV | 0 | 0 | 0 | 0 | 1067.26 | 0
PeakG | 0 | 0 | 0 | 0 | 0 | 0
PeakO | 145.64 | 0 | 0 | 0 | 0 | 0
ST | 0 | 0 | 0 | 0 | 0 | 0
STOG | 2126 | 0 | 0 | 0 | 0 | 0
STWD | 139 | 0 | 0 | 0 | 0 | 0
WT | 0 | 0 | 0 | 0 | 0 | 0
IGCC | 0 | 0 | 0 | 0 | 0 | 0
DemandResponse | 0 | 0 | 0 | 0 | 0 | 0
IGCC-CCS | 0 | 0 | 0 | 0 | 0 | 0
WT_off | 0 | 0 | 0 | 0 | 0 | 0
PseudoUnit | 0 | 0 | 0 | 0 | 0 | 0
FixedInterchange | 0 | 0 | 0 | 0 | 0 | 0
Retirements of Capacity by Reporting Type: EI
ReportingType | 2015 | 2020 | 2025 | 2030 | 2035 | 2040
BM | 0 | 0 | 0 | 0 | 0 | 192
CC | 5338.06 | 0 | 0 | 0 | 0 | 0
CSP | 0 | 0 | 0 | 0 | 0 | 0
CT | 0 | 0 | 0 | 0 | 0 | 0
Coal | 65690.28 | 13621.39 | 1353.33 | 0 | 0 | 0
Geo | 0 | 0 | 0 | 0 | 0 | 0
H | 0 | 0 | 0 | 0 | 0 | 0
LFG | 0 | 0 | 0 | 0 | 0 | 0
Nuc | 0 | 614.5 | 0 | 1488.2 | 26575.7 | 19706
PS | 0 | 0 | 0 | 0 | 0 | 0
PV | 0 | 0 | 0 | 0 | 1099.26 | 0
PeakG | 268.5 | 0 | 0 | 0 | 0 | 0
PeakO | 2085.58 | 0 | 0 | 0 | 0 | 0
ST | 0 | 0 | 0 | 0 | 0 | 0
STOG | 35769.93 | 0 | 409.29 | 0 | 0 | 0
STWD | 807 | 0 | 0 | 0 | 0 | 0
WT | 0 | 0 | 0 | 0 | 0 | 0
IGCC | 0 | 0 | 0 | 0 | 0 | 0
DemandResponse | 0 | 0 | 0 | 0 | 0 | 0
IGCC-CCS | 0 | 0 | 0 | 0 | 0 | 0
WT_off | 0 | 0 | 0 | 0 | 0 | 0
PseudoUnit | 0 | 0 | 0 | 0 | 0 | 0
FixedInterchange | 0 | 0 | 0 | 0 | 0 | 0
Retirements of Capacity by Reporting Type: Outside_EI
ReportingType | 2015 | 2020 | 2025 | 2030 | 2035 | 2040
BM | 0 | 0 | 0 | 0 | 0 | 0
CC | 2000 | 0 | 0 | 0 | 0 | 25.06
CSP | 475 | 0 | 0 | 0 | 0 | 0
CT | 0 | 0 | 0 | 0 | 937.5 | 0
Coal | 3459.75 | 198.7 | 707.81 | 0 | 0 | 0
Geo | 4.8 | 0 | 0 | 0 | 0 | 0
H | 0 | 0 | 0 | 0 | 0 | 0
LFG | 0 | 0 | 0 | 0 | 0 | 0
Nuc | 0 | 0 | 0 | 0 | 0 | 0
PS | 0 | 0 | 0 | 0 | 0 | 0
PV | 0 | 0 | 0 | 0 | 14 | 0
PeakG | 3517.7 | 94.74 | 564.61 | 0 | 0 | 0
PeakO | 360 | 0 | 200 | 0 | 0 | 0
ST | 0 | 0 | 0 | 0 | 0 | 0
STOG | 6612.41 | 0 | 174.79 | 0 | 0 | 0
STWD | 735 | 0 | 0 | 0 | 0 | 0
WT | 126.2 | 0 | 0 | 0 | 0 | 0
IGCC | 0 | 0 | 0 | 0 | 0 | 0
DemandResponse | 0 | 0 | 0 | 0 | 0 | 0
IGCC-CCS | 0 | 0 | 0 | 0 | 0 | 0
WT_off | 0 | 0 | 0 | 0 | 0 | 0
PseudoUnit | 0 | 0 | 0 | 0 | 0 | 0
FixedInterchange | 0 | 0 | 0 | 0 | 0 | 0
#4 | Cumulative Retirements of Capacity (MW)
Cumulative Retirements of Capacity by Reporting Type: Entergy
ReportingType | 2015 | 2020 | 2025 | 2030 | 2035 | 2040
BM | 0 | 0 | 0 | 0 | 0 | 0
CC | 0 | 0 | 0 | 0 | 0 | 0
CSP | 0 | 0 | 0 | 0 | 0 | 0
CT | 0 | 0 | 0 | 0 | 0 | 0
Coal | 892.9 | 892.9 | 892.9 | 892.9 | 892.9 | 892.9
Geo | 0 | 0 | 0 | 0 | 0 | 0
H | 0 | 0 | 0 | 0 | 0 | 0
LFG | 0 | 0 | 0 | 0 | 0 | 0
Nuc | 0 | 0 | 0 | 0 | 842 | 1839
PS | 0 | 0 | 0 | 0 | 0 | 0
PV | 0 | 0 | 0 | 0 | 0 | 0
PeakG | 0 | 0 | 0 | 0 | 0 | 0
PeakO | 0 | 0 | 0 | 0 | 0 | 0
ST | 0 | 0 | 0 | 0 | 0 | 0
STOG | 10849.64 | 10849.64 | 11258.93 | 11258.93 | 11258.93 | 11258.93
STWD | 0 | 0 | 0 | 0 | 0 | 0
WT | 0 | 0 | 0 | 0 | 0 | 0
IGCC | 0 | 0 | 0 | 0 | 0 | 0
DemandResponse | 0 | 0 | 0 | 0 | 0 | 0
IGCC-CCS | 0 | 0 | 0 | 0 | 0 | 0
WT_off | 0 | 0 | 0 | 0 | 0 | 0
PseudoUnit | 0 | 0 | 0 | 0 | 0 | 0
FixedInterchange | 0 | 0 | 0 | 0 | 0 | 0
Cumulative Retirements of Capacity by Reporting Type: FRCC
ReportingType | 2015 | 2020 | 2025 | 2030 | 2035 | 2040
BM | 0 | 0 | 0 | 0 | 0 | 0
CC | 0 | 0 | 0 | 0 | 0 | 0
CSP | 0 | 0 | 0 | 0 | 0 | 0
CT | 0 | 0 | 0 | 0 | 0 | 0
Coal | 465.98 | 1334.98 | 1334.98 | 1334.98 | 1334.98 | 1334.98
Geo | 0 | 0 | 0 | 0 | 0 | 0
H | 0 | 0 | 0 | 0 | 0 | 0
LFG | 0 | 0 | 0 | 0 | 0 | 0
Nuc | 0 | 0 | 0 | 0 | 1615.33 | 3292.33
PS | 0 | 0 | 0 | 0 | 0 | 0
PV | 0 | 0 | 0 | 0 | 0 | 0
PeakG | 0 | 0 | 0 | 0 | 0 | 0
PeakO | 0 | 0 | 0 | 0 | 0 | 0
ST | 0 | 0 | 0 | 0 | 0 | 0
STOG | 5480.18 | 5480.18 | 5480.18 | 5480.18 | 5480.18 | 5480.18
STWD | 0 | 0 | 0 | 0 | 0 | 0
WT | 0 | 0 | 0 | 0 | 0 | 0
IGCC | 0 | 0 | 0 | 0 | 0 | 0
DemandResponse | 0 | 0 | 0 | 0 | 0 | 0
IGCC-CCS | 0 | 0 | 0 | 0 | 0 | 0
WT_off | 0 | 0 | 0 | 0 | 0 | 0
PseudoUnit | 0 | 0 | 0 | 0 | 0 | 0
FixedInterchange | 0 | 0 | 0 | 0 | 0 | 0
Cumulative Retirements of Capacity by Reporting Type: MAPP_US
ReportingType | 2015 | 2020 | 2025 | 2030 | 2035 | 2040
BM | 0 | 0 | 0 | 0 | 0 | 0
CC | 0 | 0 | 0 | 0 | 0 | 0
CSP | 0 | 0 | 0 | 0 | 0 | 0
CT | 0 | 0 | 0 | 0 | 0 | 0
Coal | 715.5 | 803.47 | 803.47 | 803.47 | 803.47 | 803.47
Geo | 0 | 0 | 0 | 0 | 0 | 0
H | 0 | 0 | 0 | 0 | 0 | 0
LFG | 0 | 0 | 0 | 0 | 0 | 0
Nuc | 0 | 0 | 0 | 0 | 0 | 0
PS | 0 | 0 | 0 | 0 | 0 | 0
PV | 0 | 0 | 0 | 0 | 0 | 0
PeakG | 0 | 0 | 0 | 0 | 0 | 0
PeakO | 260.93 | 260.93 | 260.93 | 260.93 | 260.93 | 260.93
ST | 0 | 0 | 0 | 0 | 0 | 0
STOG | 36 | 36 | 36 | 36 | 36 | 36
STWD | 0 | 0 | 0 | 0 | 0 | 0
WT | 0 | 0 | 0 | 0 | 0 | 0
IGCC | 0 | 0 | 0 | 0 | 0 | 0
DemandResponse | 0 | 0 | 0 | 0 | 0 | 0
IGCC-CCS | 0 | 0 | 0 | 0 | 0 | 0
WT_off | 0 | 0 | 0 | 0 | 0 | 0
PseudoUnit | 0 | 0 | 0 | 0 | 0 | 0
FixedInterchange | 0 | 0 | 0 | 0 | 0 | 0
Cumulative Retirements of Capacity by Reporting Type: MISO_IN
ReportingType | 2015 | 2020 | 2025 | 2030 | 2035 | 2040
BM | 0 | 0 | 0 | 0 | 0 | 0
CC | 0 | 0 | 0 | 0 | 0 | 0
CSP | 0 | 0 | 0 | 0 | 0 | 0
CT | 0 | 0 | 0 | 0 | 0 | 0
Coal | 929.9 | 929.9 | 929.9 | 929.9 | 929.9 | 929.9
Geo | 0 | 0 | 0 | 0 | 0 | 0
H | 0 | 0 | 0 | 0 | 0 | 0
LFG | 0 | 0 | 0 | 0 | 0 | 0
Nuc | 0 | 0 | 0 | 0 | 0 | 0
PS | 0 | 0 | 0 | 0 | 0 | 0
PV | 0 | 0 | 0 | 0 | 0 | 0
PeakG | 0 | 0 | 0 | 0 | 0 | 0
PeakO | 0 | 0 | 0 | 0 | 0 | 0
ST | 0 | 0 | 0 | 0 | 0 | 0
STOG | 0 | 0 | 0 | 0 | 0 | 0
STWD | 0 | 0 | 0 | 0 | 0 | 0
WT | 0 | 0 | 0 | 0 | 0 | 0
IGCC | 0 | 0 | 0 | 0 | 0 | 0
DemandResponse | 0 | 0 | 0 | 0 | 0 | 0
IGCC-CCS | 0 | 0 | 0 | 0 | 0 | 0
WT_off | 0 | 0 | 0 | 0 | 0 | 0
PseudoUnit | 0 | 0 | 0 | 0 | 0 | 0
FixedInterchange | 0 | 0 | 0 | 0 | 0 | 0
Cumulative Retirements of Capacity by Reporting Type: MISO_MI
ReportingType | 2015 | 2020 | 2025 | 2030 | 2035 | 2040
BM | 0 | 0 | 0 | 0 | 0 | 0
CC | 0 | 0 | 0 | 0 | 0 | 0
CSP | 0 | 0 | 0 | 0 | 0 | 0
CT | 0 | 0 | 0 | 0 | 0 | 0
Coal | 2325.99 | 3490.7 | 3512.93 | 3512.93 | 3512.93 | 3512.93
Geo | 0 | 0 | 0 | 0 | 0 | 0
H | 0 | 0 | 0 | 0 | 0 | 0
LFG | 0 | 0 | 0 | 0 | 0 | 0
Nuc | 0 | 0 | 0 | 0 | 778 | 778
PS | 0 | 0 | 0 | 0 | 0 | 0
PV | 0 | 0 | 0 | 0 | 0 | 0
PeakG | 0 | 0 | 0 | 0 | 0 | 0
PeakO | 0 | 0 | 0 | 0 | 0 | 0
ST | 0 | 0 | 0 | 0 | 0 | 0
STOG | 0 | 0 | 0 | 0 | 0 | 0
STWD | 0 | 0 | 0 | 0 | 0 | 0
WT | 0 | 0 | 0 | 0 | 0 | 0
IGCC | 0 | 0 | 0 | 0 | 0 | 0
DemandResponse | 0 | 0 | 0 | 0 | 0 | 0
IGCC-CCS | 0 | 0 | 0 | 0 | 0 | 0
WT_off | 0 | 0 | 0 | 0 | 0 | 0
PseudoUnit | 0 | 0 | 0 | 0 | 0 | 0
FixedInterchange | 0 | 0 | 0 | 0 | 0 | 0
Cumulative Retirements of Capacity by Reporting Type: MISO_MO-IL
ReportingType | 2015 | 2020 | 2025 | 2030 | 2035 | 2040
BM | 0 | 0 | 0 | 0 | 0 | 0
CC | 0 | 0 | 0 | 0 | 0 | 0
CSP | 0 | 0 | 0 | 0 | 0 | 0
CT | 0 | 0 | 0 | 0 | 0 | 0
Coal | 1024.69 | 1721.69 | 2056.68 | 2056.68 | 2056.68 | 2056.68
Geo | 0 | 0 | 0 | 0 | 0 | 0
H | 0 | 0 | 0 | 0 | 0 | 0
LFG | 0 | 0 | 0 | 0 | 0 | 0
Nuc | 0 | 0 | 0 | 0 | 0 | 0
PS | 0 | 0 | 0 | 0 | 0 | 0
PV | 0 | 0 | 0 | 0 | 0 | 0
PeakG | 0 | 0 | 0 | 0 | 0 | 0
PeakO | 0 | 0 | 0 | 0 | 0 | 0
ST | 0 | 0 | 0 | 0 | 0 | 0
STOG | 0 | 0 | 0 | 0 | 0 | 0
STWD | 0 | 0 | 0 | 0 | 0 | 0
WT | 0 | 0 | 0 | 0 | 0 | 0
IGCC | 0 | 0 | 0 | 0 | 0 | 0
DemandResponse | 0 | 0 | 0 | 0 | 0 | 0
IGCC-CCS | 0 | 0 | 0 | 0 | 0 | 0
WT_off | 0 | 0 | 0 | 0 | 0 | 0
PseudoUnit | 0 | 0 | 0 | 0 | 0 | 0
FixedInterchange | 0 | 0 | 0 | 0 | 0 | 0
Cumulative Retirements of Capacity by Reporting Type: MISO_W
ReportingType | 2015 | 2020 | 2025 | 2030 | 2035 | 2040
BM | 0 | 0 | 0 | 0 | 0 | 0
CC | 0 | 0 | 0 | 0 | 0 | 0
CSP | 0 | 0 | 0 | 0 | 0 | 0
CT | 0 | 0 | 0 | 0 | 0 | 0
Coal | 2910.89 | 2928.55 | 2928.56 | 2928.56 | 2928.56 | 2928.56
Geo | 0 | 0 | 0 | 0 | 0 | 0
H | 0 | 0 | 0 | 0 | 0 | 0
LFG | 0 | 0 | 0 | 0 | 0 | 0
Nuc | 0 | 0 | 0 | 0 | 2361.23 | 2361.23
PS | 0 | 0 | 0 | 0 | 0 | 0
PV | 0 | 0 | 0 | 0 | 0 | 0
PeakG | 0 | 0 | 0 | 0 | 0 | 0
PeakO | 0 | 0 | 0 | 0 | 0 | 0
ST | 0 | 0 | 0 | 0 | 0 | 0
STOG | 0 | 0 | 0 | 0 | 0 | 0
STWD | 0 | 0 | 0 | 0 | 0 | 0
WT | 0 | 0 | 0 | 0 | 0 | 0
IGCC | 0 | 0 | 0 | 0 | 0 | 0
DemandResponse | 0 | 0 | 0 | 0 | 0 | 0
IGCC-CCS | 0 | 0 | 0 | 0 | 0 | 0
WT_off | 0 | 0 | 0 | 0 | 0 | 0
PseudoUnit | 0 | 0 | 0 | 0 | 0 | 0
FixedInterchange | 0 | 0 | 0 | 0 | 0 | 0
Cumulative Retirements of Capacity by Reporting Type: MISO_WUMS
ReportingType | 2015 | 2020 | 2025 | 2030 | 2035 | 2040
BM | 0 | 0 | 0 | 0 | 0 | 0
CC | 0 | 0 | 0 | 0 | 0 | 0
CSP | 0 | 0 | 0 | 0 | 0 | 0
CT | 0 | 0 | 0 | 0 | 0 | 0
Coal | 1857.1 | 1857.1 | 2853.19 | 2853.19 | 2853.19 | 2853.19
Geo | 0 | 0 | 0 | 0 | 0 | 0
H | 0 | 0 | 0 | 0 | 0 | 0
LFG | 0 | 0 | 0 | 0 | 0 | 0
Nuc | 0 | 0 | 0 | 0 | 1816.9 | 1816.9
PS | 0 | 0 | 0 | 0 | 0 | 0
PV | 0 | 0 | 0 | 0 | 0 | 0
PeakG | 0 | 0 | 0 | 0 | 0 | 0
PeakO | 0 | 0 | 0 | 0 | 0 | 0
ST | 0 | 0 | 0 | 0 | 0 | 0
STOG | 59.5 | 59.5 | 59.5 | 59.5 | 59.5 | 59.5
STWD | 0 | 0 | 0 | 0 | 0 | 0
WT | 0 | 0 | 0 | 0 | 0 | 0
IGCC | 0 | 0 | 0 | 0 | 0 | 0
DemandResponse | 0 | 0 | 0 | 0 | 0 | 0
IGCC-CCS | 0 | 0 | 0 | 0 | 0 | 0
WT_off | 0 | 0 | 0 | 0 | 0 | 0
PseudoUnit | 0 | 0 | 0 | 0 | 0 | 0
FixedInterchange | 0 | 0 | 0 | 0 | 0 | 0
Cumulative Retirements of Capacity by Reporting Type: Nebraska
ReportingType | 2015 | 2020 | 2025 | 2030 | 2035 | 2040
BM | 0 | 0 | 0 | 0 | 0 | 0
CC | 0 | 0 | 0 | 0 | 0 | 0
CSP | 0 | 0 | 0 | 0 | 0 | 0
CT | 0 | 0 | 0 | 0 | 0 | 0
Coal | 0 | 0 | 0 | 0 | 0 | 0
Geo | 0 | 0 | 0 | 0 | 0 | 0
H | 0 | 0 | 0 | 0 | 0 | 0
LFG | 0 | 0 | 0 | 0 | 0 | 0
Nuc | 0 | 0 | 0 | 0 | 1251.8 | 1251.8
PS | 0 | 0 | 0 | 0 | 0 | 0
PV | 0 | 0 | 0 | 0 | 0 | 0
PeakG | 0 | 0 | 0 | 0 | 0 | 0
PeakO | 0 | 0 | 0 | 0 | 0 | 0
ST | 0 | 0 | 0 | 0 | 0 | 0
STOG | 0 | 0 | 0 | 0 | 0 | 0
STWD | 0 | 0 | 0 | 0 | 0 | 0
WT | 0 | 0 | 0 | 0 | 0 | 0
IGCC | 0 | 0 | 0 | 0 | 0 | 0
DemandResponse | 0 | 0 | 0 | 0 | 0 | 0
IGCC-CCS | 0 | 0 | 0 | 0 | 0 | 0
WT_off | 0 | 0 | 0 | 0 | 0 | 0
PseudoUnit | 0 | 0 | 0 | 0 | 0 | 0
FixedInterchange | 0 | 0 | 0 | 0 | 0 | 0
Cumulative Retirements of Capacity by Reporting Type: NEISO
ReportingType | 2015 | 2020 | 2025 | 2030 | 2035 | 2040
BM | 0 | 0 | 0 | 0 | 0 | 0
CC | 2231.44 | 2231.44 | 2231.44 | 2231.44 | 2231.44 | 2231.44
CSP | 0 | 0 | 0 | 0 | 0 | 0
CT | 0 | 0 | 0 | 0 | 0 | 0
Coal | 2250.13 | 2570.13 | 2570.13 | 2570.13 | 2570.13 | 2570.13
Geo | 0 | 0 | 0 | 0 | 0 | 0
H | 0 | 0 | 0 | 0 | 0 | 0
LFG | 0 | 0 | 0 | 0 | 0 | 0
Nuc | 0 | 0 | 0 | 0 | 1289 | 2165.92
PS | 0 | 0 | 0 | 0 | 0 | 0
PV | 0 | 0 | 0 | 0 | 0 | 0
PeakG | 0 | 0 | 0 | 0 | 0 | 0
PeakO | 456.31 | 456.31 | 456.31 | 456.31 | 456.31 | 456.31
ST | 0 | 0 | 0 | 0 | 0 | 0
STOG | 6237 | 6237 | 6237 | 6237 | 6237 | 6237
STWD | 0 | 0 | 0 | 0 | 0 | 0
WT | 0 | 0 | 0 | 0 | 0 | 0
IGCC | 0 | 0 | 0 | 0 | 0 | 0
DemandResponse | 0 | 0 | 0 | 0 | 0 | 0
IGCC-CCS | 0 | 0 | 0 | 0 | 0 | 0
WT_off | 0 | 0 | 0 | 0 | 0 | 0
PseudoUnit | 0 | 0 | 0 | 0 | 0 | 0
FixedInterchange | 0 | 0 | 0 | 0 | 0 | 0
Cumulative Retirements of Capacity by Reporting Type: NonRTO_Midwest
ReportingType | 2015 | 2020 | 2025 | 2030 | 2035 | 2040
BM | 0 | 0 | 0 | 0 | 0 | 0
CC | 0 | 0 | 0 | 0 | 0 | 0
CSP | 0 | 0 | 0 | 0 | 0 | 0
CT | 0 | 0 | 0 | 0 | 0 | 0
Coal | 1100.9 | 1100.9 | 1100.9 | 1100.9 | 1100.9 | 1100.9
Geo | 0 | 0 | 0 | 0 | 0 | 0
H | 0 | 0 | 0 | 0 | 0 | 0
LFG | 0 | 0 | 0 | 0 | 0 | 0
Nuc | 0 | 0 | 0 | 0 | 0 | 0
PS | 0 | 0 | 0 | 0 | 0 | 0
PV | 0 | 0 | 0 | 0 | 0 | 0
PeakG | 0 | 0 | 0 | 0 | 0 | 0
PeakO | 0 | 0 | 0 | 0 | 0 | 0
ST | 0 | 0 | 0 | 0 | 0 | 0
STOG | 0 | 0 | 0 | 0 | 0 | 0
STWD | 0 | 0 | 0 | 0 | 0 | 0
WT | 0 | 0 | 0 | 0 | 0 | 0
IGCC | 0 | 0 | 0 | 0 | 0 | 0
DemandResponse | 0 | 0 | 0 | 0 | 0 | 0
IGCC-CCS | 0 | 0 | 0 | 0 | 0 | 0
WT_off | 0 | 0 | 0 | 0 | 0 | 0
PseudoUnit | 0 | 0 | 0 | 0 | 0 | 0
FixedInterchange | 0 | 0 | 0 | 0 | 0 | 0
Cumulative Retirements of Capacity by Reporting Type: NYISO_A-F
ReportingType | 2015 | 2020 | 2025 | 2030 | 2035 | 2040
BM | 0 | 0 | 0 | 0 | 0 | 0
CC | 0 | 0 | 0 | 0 | 0 | 0
CSP | 0 | 0 | 0 | 0 | 0 | 0
CT | 0 | 0 | 0 | 0 | 0 | 0
Coal | 2251.89 | 2251.89 | 2251.89 | 2251.89 | 2251.89 | 2251.89
Geo | 0 | 0 | 0 | 0 | 0 | 0
H | 0 | 0 | 0 | 0 | 0 | 0
LFG | 0 | 0 | 0 | 0 | 0 | 0
Nuc | 0 | 0 | 0 | 621.2 | 1201.7 | 2053.9
PS | 0 | 0 | 0 | 0 | 0 | 0
PV | 0 | 0 | 0 | 0 | 0 | 0
PeakG | 0 | 0 | 0 | 0 | 0 | 0
PeakO | 0 | 0 | 0 | 0 | 0 | 0
ST | 0 | 0 | 0 | 0 | 0 | 0
STOG | 1700.99 | 1700.99 | 1700.99 | 1700.99 | 1700.99 | 1700.99
STWD | 0 | 0 | 0 | 0 | 0 | 0
WT | 0 | 0 | 0 | 0 | 0 | 0
IGCC | 0 | 0 | 0 | 0 | 0 | 0
DemandResponse | 0 | 0 | 0 | 0 | 0 | 0
IGCC-CCS | 0 | 0 | 0 | 0 | 0 | 0
WT_off | 0 | 0 | 0 | 0 | 0 | 0
PseudoUnit | 0 | 0 | 0 | 0 | 0 | 0
FixedInterchange | 0 | 0 | 0 | 0 | 0 | 0
Cumulative Retirements of Capacity by Reporting Type: NYISO_G-I
ReportingType | 2015 | 2020 | 2025 | 2030 | 2035 | 2040
BM | 0 | 0 | 0 | 0 | 0 | 0
CC | 0 | 0 | 0 | 0 | 0 | 0
CSP | 0 | 0 | 0 | 0 | 0 | 0
CT | 0 | 0 | 0 | 0 | 0 | 0
Coal | 368.2 | 368.2 | 368.2 | 368.2 | 368.2 | 368.2
Geo | 0 | 0 | 0 | 0 | 0 | 0
H | 0 | 0 | 0 | 0 | 0 | 0
LFG | 0 | 0 | 0 | 0 | 0 | 0
Nuc | 0 | 0 | 0 | 0 | 1019.6 | 2044.6
PS | 0 | 0 | 0 | 0 | 0 | 0
PV | 0 | 0 | 0 | 0 | 0 | 0
PeakG | 0 | 0 | 0 | 0 | 0 | 0
PeakO | 0 | 0 | 0 | 0 | 0 | 0
ST | 0 | 0 | 0 | 0 | 0 | 0
STOG | 2430.99 | 2430.99 | 2430.99 | 2430.99 | 2430.99 | 2430.99
STWD | 0 | 0 | 0 | 0 | 0 | 0
WT | 0 | 0 | 0 | 0 | 0 | 0
IGCC | 0 | 0 | 0 | 0 | 0 | 0
DemandResponse | 0 | 0 | 0 | 0 | 0 | 0
IGCC-CCS | 0 | 0 | 0 | 0 | 0 | 0
WT_off | 0 | 0 | 0 | 0 | 0 | 0
PseudoUnit | 0 | 0 | 0 | 0 | 0 | 0
FixedInterchange | 0 | 0 | 0 | 0 | 0 | 0
Cumulative Retirements of Capacity by Reporting Type: NYISO_J-K
ReportingType | 2015 | 2020 | 2025 | 2030 | 2035 | 2040
BM | 0 | 0 | 0 | 0 | 0 | 0
CC | 0 | 0 | 0 | 0 | 0 | 0
CSP | 0 | 0 | 0 | 0 | 0 | 0
CT | 0 | 0 | 0 | 0 | 0 | 0
Coal | 0 | 0 | 0 | 0 | 0 | 0
Geo | 0 | 0 | 0 | 0 | 0 | 0
H | 0 | 0 | 0 | 0 | 0 | 0
LFG | 0 | 0 | 0 | 0 | 0 | 0
Nuc | 0 | 0 | 0 | 0 | 0 | 0
PS | 0 | 0 | 0 | 0 | 0 | 0
PV | 0 | 0 | 0 | 0 | 32 | 32
PeakG | 0 | 0 | 0 | 0 | 0 | 0
PeakO | 0 | 0 | 0 | 0 | 0 | 0
ST | 0 | 0 | 0 | 0 | 0 | 0
STOG | 1128.56 | 1128.56 | 1128.56 | 1128.56 | 1128.56 | 1128.56
STWD | 0 | 0 | 0 | 0 | 0 | 0
WT | 0 | 0 | 0 | 0 | 0 | 0
IGCC | 0 | 0 | 0 | 0 | 0 | 0
DemandResponse | 0 | 0 | 0 | 0 | 0 | 0
IGCC-CCS | 0 | 0 | 0 | 0 | 0 | 0
WT_off | 0 | 0 | 0 | 0 | 0 | 0
PseudoUnit | 0 | 0 | 0 | 0 | 0 | 0
FixedInterchange | 0 | 0 | 0 | 0 | 0 | 0
Cumulative Retirements of Capacity by Reporting Type: PJM_E
ReportingType | 2015 | 2020 | 2025 | 2030 | 2035 | 2040
BM | 0 | 0 | 0 | 0 | 0 | 0
CC | 0 | 0 | 0 | 0 | 0 | 0
CSP | 0 | 0 | 0 | 0 | 0 | 0
CT | 0 | 0 | 0 | 0 | 0 | 0
Coal | 2881.48 | 3449.48 | 3449.48 | 3449.48 | 3449.48 | 3449.48
Geo | 0 | 0 | 0 | 0 | 0 | 0
H | 0 | 0 | 0 | 0 | 0 | 0
LFG | 0 | 0 | 0 | 0 | 0 | 0
Nuc | 0 | 614.5 | 614.5 | 614.5 | 2838.5 | 4012.5
PS | 0 | 0 | 0 | 0 | 0 | 0
PV | 0 | 0 | 0 | 0 | 0 | 0
PeakG | 268.5 | 268.5 | 268.5 | 268.5 | 268.5 | 268.5
PeakO | 2.7 | 2.7 | 2.7 | 2.7 | 2.7 | 2.7
ST | 0 | 0 | 0 | 0 | 0 | 0
STOG | 636.49 | 636.49 | 636.49 | 636.49 | 636.49 | 636.49
STWD | 0 | 0 | 0 | 0 | 0 | 0
WT | 0 | 0 | 0 | 0 | 0 | 0
IGCC | 0 | 0 | 0 | 0 | 0 | 0
DemandResponse | 0 | 0 | 0 | 0 | 0 | 0
IGCC-CCS | 0 | 0 | 0 | 0 | 0 | 0
WT_off | 0 | 0 | 0 | 0 | 0 | 0
PseudoUnit | 0 | 0 | 0 | 0 | 0 | 0
FixedInterchange | 0 | 0 | 0 | 0 | 0 | 0
Cumulative Retirements of Capacity by Reporting Type: PJM_ROM
ReportingType | 2015 | 2020 | 2025 | 2030 | 2035 | 2040
BM | 0 | 0 | 0 | 0 | 0 | 0
CC | 0 | 0 | 0 | 0 | 0 | 0
CSP | 0 | 0 | 0 | 0 | 0 | 0
CT | 0 | 0 | 0 | 0 | 0 | 0
Coal | 8045.48 | 8045.48 | 8045.48 | 8045.48 | 8045.48 | 8045.48
Geo | 0 | 0 | 0 | 0 | 0 | 0
H | 0 | 0 | 0 | 0 | 0 | 0
LFG | 0 | 0 | 0 | 0 | 0 | 0
Nuc | 0 | 0 | 0 | 0 | 1732 | 2631
PS | 0 | 0 | 0 | 0 | 0 | 0
PV | 0 | 0 | 0 | 0 | 0 | 0
PeakG | 0 | 0 | 0 | 0 | 0 | 0
PeakO | 270 | 270 | 270 | 270 | 270 | 270
ST | 0 | 0 | 0 | 0 | 0 | 0
STOG | 580 | 580 | 580 | 580 | 580 | 580
STWD | 0 | 0 | 0 | 0 | 0 | 0
WT | 0 | 0 | 0 | 0 | 0 | 0
IGCC | 0 | 0 | 0 | 0 | 0 | 0
DemandResponse | 0 | 0 | 0 | 0 | 0 | 0
IGCC-CCS | 0 | 0 | 0 | 0 | 0 | 0
WT_off | 0 | 0 | 0 | 0 | 0 | 0
PseudoUnit | 0 | 0 | 0 | 0 | 0 | 0
FixedInterchange | 0 | 0 | 0 | 0 | 0 | 0
Cumulative Retirements of Capacity by Reporting Type: PJM_ROR
ReportingType | 2015 | 2020 | 2025 | 2030 | 2035 | 2040
BM | 0 | 0 | 0 | 0 | 0 | 192
CC | 0 | 0 | 0 | 0 | 0 | 0
CSP | 0 | 0 | 0 | 0 | 0 | 0
CT | 0 | 0 | 0 | 0 | 0 | 0
Coal | 13673.85 | 21431.74 | 21431.74 | 21431.74 | 21431.74 | 21431.74
Geo | 0 | 0 | 0 | 0 | 0 | 0
H | 0 | 0 | 0 | 0 | 0 | 0
LFG | 0 | 0 | 0 | 0 | 0 | 0
Nuc | 0 | 0 | 0 | 867 | 5142 | 10025.16
PS | 0 | 0 | 0 | 0 | 0 | 0
PV | 0 | 0 | 0 | 0 | 0 | 0
PeakG | 0 | 0 | 0 | 0 | 0 | 0
PeakO | 19 | 19 | 19 | 19 | 19 | 19
ST | 0 | 0 | 0 | 0 | 0 | 0
STOG | 35 | 35 | 35 | 35 | 35 | 35
STWD | 0 | 0 | 0 | 0 | 0 | 0
WT | 0 | 0 | 0 | 0 | 0 | 0
IGCC | 0 | 0 | 0 | 0 | 0 | 0
DemandResponse | 0 | 0 | 0 | 0 | 0 | 0
IGCC-CCS | 0 | 0 | 0 | 0 | 0 | 0
WT_off | 0 | 0 | 0 | 0 | 0 | 0
PseudoUnit | 0 | 0 | 0 | 0 | 0 | 0
FixedInterchange | 0 | 0 | 0 | 0 | 0 | 0
Cumulative Retirements of Capacity by Reporting Type: SOCO
ReportingType | 2015 | 2020 | 2025 | 2030 | 2035 | 2040
BM | 0 | 0 | 0 | 0 | 0 | 0
CC | 0 | 0 | 0 | 0 | 0 | 0
CSP | 0 | 0 | 0 | 0 | 0 | 0
CT | 0 | 0 | 0 | 0 | 0 | 0
Coal | 8549.53 | 8549.53 | 8549.53 | 8549.53 | 8549.53 | 8549.53
Geo | 0 | 0 | 0 | 0 | 0 | 0
H | 0 | 0 | 0 | 0 | 0 | 0
LFG | 0 | 0 | 0 | 0 | 0 | 0
Nuc | 0 | 0 | 0 | 0 | 0 | 2645.05
PS | 0 | 0 | 0 | 0 | 0 | 0
PV | 0 | 0 | 0 | 0 | 0 | 0
PeakG | 0 | 0 | 0 | 0 | 0 | 0
PeakO | 931 | 931 | 931 | 931 | 931 | 931
ST | 0 | 0 | 0 | 0 | 0 | 0
STOG | 854 | 854 | 854 | 854 | 854 | 854
STWD | 668 | 668 | 668 | 668 | 668 | 668
WT | 0 | 0 | 0 | 0 | 0 | 0
IGCC | 0 | 0 | 0 | 0 | 0 | 0
DemandResponse | 0 | 0 | 0 | 0 | 0 | 0
IGCC-CCS | 0 | 0 | 0 | 0 | 0 | 0
WT_off | 0 | 0 | 0 | 0 | 0 | 0
PseudoUnit | 0 | 0 | 0 | 0 | 0 | 0
FixedInterchange | 0 | 0 | 0 | 0 | 0 | 0
Cumulative Retirements of Capacity by Reporting Type: SPP_N
ReportingType | 2015 | 2020 | 2025 | 2030 | 2035 | 2040
BM | 0 | 0 | 0 | 0 | 0 | 0
CC | 0 | 0 | 0 | 0 | 0 | 0
CSP | 0 | 0 | 0 | 0 | 0 | 0
CT | 0 | 0 | 0 | 0 | 0 | 0
Coal | 0 | 0 | 0 | 0 | 0 | 0
Geo | 0 | 0 | 0 | 0 | 0 | 0
H | 0 | 0 | 0 | 0 | 0 | 0
LFG | 0 | 0 | 0 | 0 | 0 | 0
Nuc | 0 | 0 | 0 | 0 | 0 | 0
PS | 0 | 0 | 0 | 0 | 0 | 0
PV | 0 | 0 | 0 | 0 | 0 | 0
PeakG | 0 | 0 | 0 | 0 | 0 | 0
PeakO | 0 | 0 | 0 | 0 | 0 | 0
ST | 0 | 0 | 0 | 0 | 0 | 0
STOG | 86.84 | 86.84 | 86.84 | 86.84 | 86.84 | 86.84
STWD | 0 | 0 | 0 | 0 | 0 | 0
WT | 0 | 0 | 0 | 0 | 0 | 0
IGCC | 0 | 0 | 0 | 0 | 0 | 0
DemandResponse | 0 | 0 | 0 | 0 | 0 | 0
IGCC-CCS | 0 | 0 | 0 | 0 | 0 | 0
WT_off | 0 | 0 | 0 | 0 | 0 | 0
PseudoUnit | 0 | 0 | 0 | 0 | 0 | 0
FixedInterchange | 0 | 0 | 0 | 0 | 0 | 0
Cumulative Retirements of Capacity by Reporting Type: SPP_S
ReportingType | 2015 | 2020 | 2025 | 2030 | 2035 | 2040
BM | 0 | 0 | 0 | 0 | 0 | 0
CC | 0 | 0 | 0 | 0 | 0 | 0
CSP | 0 | 0 | 0 | 0 | 0 | 0
CT | 0 | 0 | 0 | 0 | 0 | 0
Coal | 1335.48 | 1335.48 | 1335.48 | 1335.48 | 1335.48 | 1335.48
Geo | 0 | 0 | 0 | 0 | 0 | 0
H | 0 | 0 | 0 | 0 | 0 | 0
LFG | 0 | 0 | 0 | 0 | 0 | 0
Nuc | 0 | 0 | 0 | 0 | 0 | 0
PS | 0 | 0 | 0 | 0 | 0 | 0
PV | 0 | 0 | 0 | 0 | 0 | 0
PeakG | 0 | 0 | 0 | 0 | 0 | 0
PeakO | 0 | 0 | 0 | 0 | 0 | 0
ST | 0 | 0 | 0 | 0 | 0 | 0
STOG | 3528.74 | 3528.74 | 3528.74 | 3528.74 | 3528.74 | 3528.74
STWD | 0 | 0 | 0 | 0 | 0 | 0
WT | 0 | 0 | 0 | 0 | 0 | 0
IGCC | 0 | 0 | 0 | 0 | 0 | 0
DemandResponse | 0 | 0 | 0 | 0 | 0 | 0
IGCC-CCS | 0 | 0 | 0 | 0 | 0 | 0
WT_off | 0 | 0 | 0 | 0 | 0 | 0
PseudoUnit | 0 | 0 | 0 | 0 | 0 | 0
FixedInterchange | 0 | 0 | 0 | 0 | 0 | 0
Cumulative Retirements of Capacity by Reporting Type: TVA
ReportingType | 2015 | 2020 | 2025 | 2030 | 2035 | 2040
BM | 0 | 0 | 0 | 0 | 0 | 0
CC | 0 | 0 | 0 | 0 | 0 | 0
CSP | 0 | 0 | 0 | 0 | 0 | 0
CT | 0 | 0 | 0 | 0 | 0 | 0
Coal | 3802.79 | 3883.96 | 3883.96 | 3883.96 | 3883.96 | 3883.96
Geo | 0 | 0 | 0 | 0 | 0 | 0
H | 0 | 0 | 0 | 0 | 0 | 0
LFG | 0 | 0 | 0 | 0 | 0 | 0
Nuc | 0 | 0 | 0 | 0 | 2512.33 | 3791
PS | 0 | 0 | 0 | 0 | 0 | 0
PV | 0 | 0 | 0 | 0 | 0 | 0
PeakG | 0 | 0 | 0 | 0 | 0 | 0
PeakO | 0 | 0 | 0 | 0 | 0 | 0
ST | 0 | 0 | 0 | 0 | 0 | 0
STOG | 0 | 0 | 0 | 0 | 0 | 0
STWD | 0 | 0 | 0 | 0 | 0 | 0
WT | 0 | 0 | 0 | 0 | 0 | 0
IGCC | 0 | 0 | 0 | 0 | 0 | 0
DemandResponse | 0 | 0 | 0 | 0 | 0 | 0
IGCC-CCS | 0 | 0 | 0 | 0 | 0 | 0
WT_off | 0 | 0 | 0 | 0 | 0 | 0
PseudoUnit | 0 | 0 | 0 | 0 | 0 | 0
FixedInterchange | 0 | 0 | 0 | 0 | 0 | 0
Cumulative Retirements of Capacity by Reporting Type: TVA_Transmission
ReportingType | 2015 | 2020 | 2025 | 2030 | 2035 | 2040
BM | 0 | 0 | 0 | 0 | 0 | 0
CC | 0 | 0 | 0 | 0 | 0 | 0
CSP | 0 | 0 | 0 | 0 | 0 | 0
CT | 0 | 0 | 0 | 0 | 0 | 0
Coal | 0 | 0 | 0 | 0 | 0 | 0
Geo | 0 | 0 | 0 | 0 | 0 | 0
H | 0 | 0 | 0 | 0 | 0 | 0
LFG | 0 | 0 | 0 | 0 | 0 | 0
Nuc | 0 | 0 | 0 | 0 | 0 | 0
PS | 0 | 0 | 0 | 0 | 0 | 0
PV | 0 | 0 | 0 | 0 | 0 | 0
PeakG | 0 | 0 | 0 | 0 | 0 | 0
PeakO | 0 | 0 | 0 | 0 | 0 | 0
ST | 0 | 0 | 0 | 0 | 0 | 0
STOG | 0 | 0 | 0 | 0 | 0 | 0
STWD | 0 | 0 | 0 | 0 | 0 | 0
WT | 0 | 0 | 0 | 0 | 0 | 0
IGCC | 0 | 0 | 0 | 0 | 0 | 0
DemandResponse | 0 | 0 | 0 | 0 | 0 | 0
IGCC-CCS | 0 | 0 | 0 | 0 | 0 | 0
WT_off | 0 | 0 | 0 | 0 | 0 | 0
PseudoUnit | 0 | 0 | 0 | 0 | 0 | 0
FixedInterchange | 0 | 0 | 0 | 0 | 0 | 0
Cumulative Retirements of Capacity by Reporting Type: VACAR
ReportingType | 2015 | 2020 | 2025 | 2030 | 2035 | 2040
BM | 0 | 0 | 0 | 0 | 0 | 0
CC | 0 | 0 | 0 | 0 | 0 | 0
CSP | 0 | 0 | 0 | 0 | 0 | 0
CT | 0 | 0 | 0 | 0 | 0 | 0
Coal | 3217.38 | 5275.37 | 5275.37 | 5275.37 | 5275.37 | 5275.37
Geo | 0 | 0 | 0 | 0 | 0 | 0
H | 0 | 0 | 0 | 0 | 0 | 0
LFG | 0 | 0 | 0 | 0 | 0 | 0
Nuc | 0 | 0 | 0 | 0 | 3248 | 5106
PS | 0 | 0 | 0 | 0 | 0 | 0
PV | 0 | 0 | 0 | 0 | 0 | 0
PeakG | 0 | 0 | 0 | 0 | 0 | 0
PeakO | 0 | 0 | 0 | 0 | 0 | 0
ST | 0 | 0 | 0 | 0 | 0 | 0
STOG | 0 | 0 | 0 | 0 | 0 | 0
STWD | 0 | 0 | 0 | 0 | 0 | 0
WT | 0 | 0 | 0 | 0 | 0 | 0
IGCC | 0 | 0 | 0 | 0 | 0 | 0
DemandResponse | 0 | 0 | 0 | 0 | 0 | 0
IGCC-CCS | 0 | 0 | 0 | 0 | 0 | 0
WT_off | 0 | 0 | 0 | 0 | 0 | 0
PseudoUnit | 0 | 0 | 0 | 0 | 0 | 0
FixedInterchange | 0 | 0 | 0 | 0 | 0 | 0
Cumulative Retirements of Capacity by Reporting Type: IESO
ReportingType | 2015 | 2020 | 2025 | 2030 | 2035 | 2040
BM | 0 | 0 | 0 | 0 | 0 | 0
CC | 3106.62 | 3106.62 | 3106.62 | 3106.62 | 3106.62 | 3106.62
CSP | 0 | 0 | 0 | 0 | 0 | 0
CT | 0 | 0 | 0 | 0 | 0 | 0
Coal | 6416 | 6416 | 6416 | 6416 | 6416 | 6416
Geo | 0 | 0 | 0 | 0 | 0 | 0
H | 0 | 0 | 0 | 0 | 0 | 0
LFG | 0 | 0 | 0 | 0 | 0 | 0
Nuc | 0 | 0 | 0 | 0 | 1030 | 2570
PS | 0 | 0 | 0 | 0 | 0 | 0
PV | 0 | 0 | 0 | 0 | 1067.26 | 1067.26
PeakG | 0 | 0 | 0 | 0 | 0 | 0
PeakO | 145.64 | 145.64 | 145.64 | 145.64 | 145.64 | 145.64
ST | 0 | 0 | 0 | 0 | 0 | 0
STOG | 2126 | 2126 | 2126 | 2126 | 2126 | 2126
STWD | 139 | 139 | 139 | 139 | 139 | 139
WT | 0 | 0 | 0 | 0 | 0 | 0
IGCC | 0 | 0 | 0 | 0 | 0 | 0
DemandResponse | 0 | 0 | 0 | 0 | 0 | 0
IGCC-CCS | 0 | 0 | 0 | 0 | 0 | 0
WT_off | 0 | 0 | 0 | 0 | 0 | 0
PseudoUnit | 0 | 0 | 0 | 0 | 0 | 0
FixedInterchange | 0 | 0 | 0 | 0 | 0 | 0
Cumulative Retirements of Capacity by Reporting Type: MAPP_CA
ReportingType | 2015 | 2020 | 2025 | 2030 | 2035 | 2040
BM | 0 | 0 | 0 | 0 | 0 | 0
CC | 0 | 0 | 0 | 0 | 0 | 0
CSP | 0 | 0 | 0 | 0 | 0 | 0
CT | 0 | 0 | 0 | 0 | 0 | 0
Coal | 674.22 | 674.22 | 674.22 | 674.22 | 674.22 | 674.22
Geo | 0 | 0 | 0 | 0 | 0 | 0
H | 0 | 0 | 0 | 0 | 0 | 0
LFG | 0 | 0 | 0 | 0 | 0 | 0
Nuc | 0 | 0 | 0 | 0 | 0 | 0
PS | 0 | 0 | 0 | 0 | 0 | 0
PV | 0 | 0 | 0 | 0 | 0 | 0
PeakG | 0 | 0 | 0 | 0 | 0 | 0
PeakO | 0 | 0 | 0 | 0 | 0 | 0
ST | 0 | 0 | 0 | 0 | 0 | 0
STOG | 0 | 0 | 0 | 0 | 0 | 0
STWD | 0 | 0 | 0 | 0 | 0 | 0
WT | 0 | 0 | 0 | 0 | 0 | 0
IGCC | 0 | 0 | 0 | 0 | 0 | 0
DemandResponse | 0 | 0 | 0 | 0 | 0 | 0
IGCC-CCS | 0 | 0 | 0 | 0 | 0 | 0
WT_off | 0 | 0 | 0 | 0 | 0 | 0
PseudoUnit | 0 | 0 | 0 | 0 | 0 | 0
FixedInterchange | 0 | 0 | 0 | 0 | 0 | 0
Cumulative Retirements of Capacity by Reporting Type: AZ_NM_SNV_Coal
ReportingType | 2015 | 2020 | 2025 | 2030 | 2035 | 2040
BM | 0 | 0 | 0 | 0 | 0 | 0
CC | 0 | 0 | 0 | 0 | 0 | 0
CSP | 0 | 0 | 0 | 0 | 0 | 0
CT | 0 | 0 | 0 | 0 | 0 | 0
Coal | 156.89 | 156.89 | 164.51 | 164.51 | 164.51 | 164.51
Geo | 0 | 0 | 0 | 0 | 0 | 0
H | 0 | 0 | 0 | 0 | 0 | 0
LFG | 0 | 0 | 0 | 0 | 0 | 0
Nuc | 0 | 0 | 0 | 0 | 0 | 0
PS | 0 | 0 | 0 | 0 | 0 | 0
PV | 0 | 0 | 0 | 0 | 0 | 0
PeakG | 0 | 0 | 0 | 0 | 0 | 0
PeakO | 0 | 0 | 200 | 200 | 200 | 200
ST | 0 | 0 | 0 | 0 | 0 | 0
STOG | 0 | 0 | 0 | 0 | 0 | 0
STWD | 0 | 0 | 0 | 0 | 0 | 0
WT | 0 | 0 | 0 | 0 | 0 | 0
IGCC | 0 | 0 | 0 | 0 | 0 | 0
DemandResponse | 0 | 0 | 0 | 0 | 0 | 0
IGCC-CCS | 0 | 0 | 0 | 0 | 0 | 0
WT_off | 0 | 0 | 0 | 0 | 0 | 0
PseudoUnit | 0 | 0 | 0 | 0 | 0 | 0
FixedInterchange | 0 | 0 | 0 | 0 | 0 | 0
Cumulative Retirements of Capacity by Reporting Type: AZ_NM_SNV_Gas
ReportingType | 2015 | 2020 | 2025 | 2030 | 2035 | 2040
BM | 0 | 0 | 0 | 0 | 0 | 0
CC | 322 | 322 | 322 | 322 | 322 | 322
CSP | 0 | 0 | 0 | 0 | 0 | 0
CT | 0 | 0 | 0 | 0 | 736 | 736
Coal | 0 | 0 | 0 | 0 | 0 | 0
Geo | 0 | 0 | 0 | 0 | 0 | 0
H | 0 | 0 | 0 | 0 | 0 | 0
LFG | 0 | 0 | 0 | 0 | 0 | 0
Nuc | 0 | 0 | 0 | 0 | 0 | 0
PS | 0 | 0 | 0 | 0 | 0 | 0
PV | 0 | 0 | 0 | 0 | 0 | 0
PeakG | 0 | 0 | 564.61 | 564.61 | 564.61 | 564.61
PeakO | 0 | 0 | 0 | 0 | 0 | 0
ST | 0 | 0 | 0 | 0 | 0 | 0
STOG | 2064 | 2064 | 2064 | 2064 | 2064 | 2064
STWD | 0 | 0 | 0 | 0 | 0 | 0
WT | 0 | 0 | 0 | 0 | 0 | 0
IGCC | 0 | 0 | 0 | 0 | 0 | 0
DemandResponse | 0 | 0 | 0 | 0 | 0 | 0
IGCC-CCS | 0 | 0 | 0 | 0 | 0 | 0
WT_off | 0 | 0 | 0 | 0 | 0 | 0
PseudoUnit | 0 | 0 | 0 | 0 | 0 | 0
FixedInterchange | 0 | 0 | 0 | 0 | 0 | 0
Cumulative Retirements of Capacity by Reporting Type: AZ_NM_SNV_NucRenew
ReportingType | 2015 | 2020 | 2025 | 2030 | 2035 | 2040
BM | 0 | 0 | 0 | 0 | 0 | 0
CC | 0 | 0 | 0 | 0 | 0 | 0
CSP | 65 | 65 | 65 | 65 | 65 | 65
CT | 0 | 0 | 0 | 0 | 0 | 0
Coal | 0 | 0 | 0 | 0 | 0 | 0
Geo | 0 | 0 | 0 | 0 | 0 | 0
H | 0 | 0 | 0 | 0 | 0 | 0
LFG | 0 | 0 | 0 | 0 | 0 | 0
Nuc | 0 | 0 | 0 | 0 | 0 | 0
PS | 0 | 0 | 0 | 0 | 0 | 0
PV | 0 | 0 | 0 | 0 | 0 | 0
PeakG | 0 | 0 | 0 | 0 | 0 | 0
PeakO | 0 | 0 | 0 | 0 | 0 | 0
ST | 0 | 0 | 0 | 0 | 0 | 0
STOG | 0 | 0 | 0 | 0 | 0 | 0
STWD | 0 | 0 | 0 | 0 | 0 | 0
WT | 0 | 0 | 0 | 0 | 0 | 0
IGCC | 0 | 0 | 0 | 0 | 0 | 0
DemandResponse | 0 | 0 | 0 | 0 | 0 | 0
IGCC-CCS | 0 | 0 | 0 | 0 | 0 | 0
WT_off | 0 | 0 | 0 | 0 | 0 | 0
PseudoUnit | 0 | 0 | 0 | 0 | 0 | 0
FixedInterchange | 0 | 0 | 0 | 0 | 0 | 0
Cumulative Retirements of Capacity by Reporting Type: ERCOT
ReportingType | 2015 | 2020 | 2025 | 2030 | 2035 | 2040
BM | 0 | 0 | 0 | 0 | 0 | 0
CC | 0 | 0 | 0 | 0 | 0 | 0
CSP | 0 | 0 | 0 | 0 | 0 | 0
CT | 0 | 0 | 0 | 0 | 0 | 0
Coal | 1144 | 1144 | 1144 | 1144 | 1144 | 1144
Geo | 0 | 0 | 0 | 0 | 0 | 0
H | 0 | 0 | 0 | 0 | 0 | 0
LFG | 0 | 0 | 0 | 0 | 0 | 0
Nuc | 0 | 0 | 0 | 0 | 0 | 0
PS | 0 | 0 | 0 | 0 | 0 | 0
PV | 0 | 0 | 0 | 0 | 14 | 14
PeakG | 0 | 0 | 0 | 0 | 0 | 0
PeakO | 0 | 0 | 0 | 0 | 0 | 0
ST | 0 | 0 | 0 | 0 | 0 | 0
STOG | 417.01 | 417.01 | 591.8 | 591.8 | 591.8 | 591.8
STWD | 0 | 0 | 0 | 0 | 0 | 0
WT | 0 | 0 | 0 | 0 | 0 | 0
IGCC | 0 | 0 | 0 | 0 | 0 | 0
DemandResponse | 0 | 0 | 0 | 0 | 0 | 0
IGCC-CCS | 0 | 0 | 0 | 0 | 0 | 0
WT_off | 0 | 0 | 0 | 0 | 0 | 0
PseudoUnit | 0 | 0 | 0 | 0 | 0 | 0
FixedInterchange | 0 | 0 | 0 | 0 | 0 | 0
Cumulative Retirements of Capacity by Reporting Type: NP15
ReportingType | 2015 | 2020 | 2025 | 2030 | 2035 | 2040
BM | 0 | 0 | 0 | 0 | 0 | 0
CC | 0 | 0 | 0 | 0 | 0 | 0
CSP | 0 | 0 | 0 | 0 | 0 | 0
CT | 0 | 0 | 0 | 0 | 0 | 0
Coal | 163.7 | 191.9 | 191.9 | 191.9 | 191.9 | 191.9
Geo | 0 | 0 | 0 | 0 | 0 | 0
H | 0 | 0 | 0 | 0 | 0 | 0
LFG | 0 | 0 | 0 | 0 | 0 | 0
Nuc | 0 | 0 | 0 | 0 | 0 | 0
PS | 0 | 0 | 0 | 0 | 0 | 0
PV | 0 | 0 | 0 | 0 | 0 | 0
PeakG | 0 | 0 | 0 | 0 | 0 | 0
PeakO | 156 | 156 | 156 | 156 | 156 | 156
ST | 0 | 0 | 0 | 0 | 0 | 0
STOG | 1046.4 | 1046.4 | 1046.4 | 1046.4 | 1046.4 | 1046.4
STWD | 0 | 0 | 0 | 0 | 0 | 0
WT | 0 | 0 | 0 | 0 | 0 | 0
IGCC | 0 | 0 | 0 | 0 | 0 | 0
DemandResponse | 0 | 0 | 0 | 0 | 0 | 0
IGCC-CCS | 0 | 0 | 0 | 0 | 0 | 0
WT_off | 0 | 0 | 0 | 0 | 0 | 0
PseudoUnit | 0 | 0 | 0 | 0 | 0 | 0
FixedInterchange | 0 | 0 | 0 | 0 | 0 | 0
Cumulative Retirements of Capacity by Reporting Type: NWPP_Coal
ReportingType | 2015 | 2020 | 2025 | 2030 | 2035 | 2040
BM | 0 | 0 | 0 | 0 | 0 | 0
CC | 0 | 0 | 0 | 0 | 0 | 0
CSP | 0 | 0 | 0 | 0 | 0 | 0
CT | 0 | 0 | 0 | 0 | 0 | 0
Coal | 1373.66 | 1373.66 | 1373.66 | 1373.66 | 1373.66 | 1373.66
Geo | 0 | 0 | 0 | 0 | 0 | 0
H | 0 | 0 | 0 | 0 | 0 | 0
LFG | 0 | 0 | 0 | 0 | 0 | 0
Nuc | 0 | 0 | 0 | 0 | 0 | 0
PS | 0 | 0 | 0 | 0 | 0 | 0
PV | 0 | 0 | 0 | 0 | 0 | 0
PeakG | 0 | 0 | 0 | 0 | 0 | 0
PeakO | 183 | 183 | 183 | 183 | 183 | 183
ST | 0 | 0 | 0 | 0 | 0 | 0
STOG | 0 | 0 | 0 | 0 | 0 | 0
STWD | 0 | 0 | 0 | 0 | 0 | 0
WT | 0 | 0 | 0 | 0 | 0 | 0
IGCC | 0 | 0 | 0 | 0 | 0 | 0
DemandResponse | 0 | 0 | 0 | 0 | 0 | 0
IGCC-CCS | 0 | 0 | 0 | 0 | 0 | 0
WT_off | 0 | 0 | 0 | 0 | 0 | 0
PseudoUnit | 0 | 0 | 0 | 0 | 0 | 0
FixedInterchange | 0 | 0 | 0 | 0 | 0 | 0
Cumulative Retirements of Capacity by Reporting Type: NWPP_Gas
ReportingType | 2015 | 2020 | 2025 | 2030 | 2035 | 2040
BM | 0 | 0 | 0 | 0 | 0 | 0
CC | 1678 | 1678 | 1678 | 1678 | 1678 | 1678
CSP | 0 | 0 | 0 | 0 | 0 | 0
CT | 0 | 0 | 0 | 0 | 0 | 0
Coal | 0 | 0 | 0 | 0 | 0 | 0
Geo | 0 | 0 | 0 | 0 | 0 | 0
H | 0 | 0 | 0 | 0 | 0 | 0
LFG | 0 | 0 | 0 | 0 | 0 | 0
Nuc | 0 | 0 | 0 | 0 | 0 | 0
PS | 0 | 0 | 0 | 0 | 0 | 0
PV | 0 | 0 | 0 | 0 | 0 | 0
PeakG | 2581.58 | 2581.58 | 2581.58 | 2581.58 | 2581.58 | 2581.58
PeakO | 0 | 0 | 0 | 0 | 0 | 0
ST | 0 | 0 | 0 | 0 | 0 | 0
STOG | 786 | 786 | 786 | 786 | 786 | 786
STWD | 0 | 0 | 0 | 0 | 0 | 0
WT | 0 | 0 | 0 | 0 | 0 | 0
IGCC | 0 | 0 | 0 | 0 | 0 | 0
DemandResponse | 0 | 0 | 0 | 0 | 0 | 0
IGCC-CCS | 0 | 0 | 0 | 0 | 0 | 0
WT_off | 0 | 0 | 0 | 0 | 0 | 0
PseudoUnit | 0 | 0 | 0 | 0 | 0 | 0
FixedInterchange | 0 | 0 | 0 | 0 | 0 | 0
Cumulative Retirements of Capacity by Reporting Type: NWPP_NucRenew
ReportingType | 2015 | 2020 | 2025 | 2030 | 2035 | 2040
BM | 0 | 0 | 0 | 0 | 0 | 0
CC | 0 | 0 | 0 | 0 | 0 | 0
CSP | 0 | 0 | 0 | 0 | 0 | 0
CT | 0 | 0 | 0 | 0 | 0 | 0
Coal | 0 | 0 | 0 | 0 | 0 | 0
Geo | 4.8 | 4.8 | 4.8 | 4.8 | 4.8 | 4.8
H | 0 | 0 | 0 | 0 | 0 | 0
LFG | 0 | 0 | 0 | 0 | 0 | 0
Nuc | 0 | 0 | 0 | 0 | 0 | 0
PS | 0 | 0 | 0 | 0 | 0 | 0
PV | 0 | 0 | 0 | 0 | 0 | 0
PeakG | 0 | 0 | 0 | 0 | 0 | 0
PeakO | 0 | 0 | 0 | 0 | 0 | 0
ST | 0 | 0 | 0 | 0 | 0 | 0
STOG | 0 | 0 | 0 | 0 | 0 | 0
STWD | 561 | 561 | 561 | 561 | 561 | 561
WT | 0 | 0 | 0 | 0 | 0 | 0
IGCC | 0 | 0 | 0 | 0 | 0 | 0
DemandResponse | 0 | 0 | 0 | 0 | 0 | 0
IGCC-CCS | 0 | 0 | 0 | 0 | 0 | 0
WT_off | 0 | 0 | 0 | 0 | 0 | 0
PseudoUnit | 0 | 0 | 0 | 0 | 0 | 0
FixedInterchange | 0 | 0 | 0 | 0 | 0 | 0
Cumulative Retirements of Capacity by Reporting Type: RMPA
ReportingType | 2015 | 2020 | 2025 | 2030 | 2035 | 2040
BM | 0 | 0 | 0 | 0 | 0 | 0
CC | 0 | 0 | 0 | 0 | 0 | 0
CSP | 1 | 1 | 1 | 1 | 1 | 1
CT | 0 | 0 | 0 | 0 | 0 | 0
Coal | 480 | 650.5 | 1249.5 | 1249.5 | 1249.5 | 1249.5
Geo | 0 | 0 | 0 | 0 | 0 | 0
H | 0 | 0 | 0 | 0 | 0 | 0
LFG | 0 | 0 | 0 | 0 | 0 | 0
Nuc | 0 | 0 | 0 | 0 | 0 | 0
PS | 0 | 0 | 0 | 0 | 0 | 0
PV | 0 | 0 | 0 | 0 | 0 | 0
PeakG | 0 | 0 | 0 | 0 | 0 | 0
PeakO | 0 | 0 | 0 | 0 | 0 | 0
ST | 0 | 0 | 0 | 0 | 0 | 0
STOG | 217 | 217 | 217 | 217 | 217 | 217
STWD | 0 | 0 | 0 | 0 | 0 | 0
WT | 0 | 0 | 0 | 0 | 0 | 0
IGCC | 0 | 0 | 0 | 0 | 0 | 0
DemandResponse | 0 | 0 | 0 | 0 | 0 | 0
IGCC-CCS | 0 | 0 | 0 | 0 | 0 | 0
WT_off | 0 | 0 | 0 | 0 | 0 | 0
PseudoUnit | 0 | 0 | 0 | 0 | 0 | 0
FixedInterchange | 0 | 0 | 0 | 0 | 0 | 0
Cumulative Retirements of Capacity by Reporting Type: SP15
ReportingType | 2015 | 2020 | 2025 | 2030 | 2035 | 2040
BM | 0 | 0 | 0 | 0 | 0 | 0
CC | 0 | 0 | 0 | 0 | 0 | 0
CSP | 409 | 409 | 409 | 409 | 409 | 409
CT | 0 | 0 | 0 | 0 | 0 | 0
Coal | 141.5 | 141.5 | 242.7 | 242.7 | 242.7 | 242.7
Geo | 0 | 0 | 0 | 0 | 0 | 0
H | 0 | 0 | 0 | 0 | 0 | 0
LFG | 0 | 0 | 0 | 0 | 0 | 0
Nuc | 0 | 0 | 0 | 0 | 0 | 0
PS | 0 | 0 | 0 | 0 | 0 | 0
PV | 0 | 0 | 0 | 0 | 0 | 0
PeakG | 44 | 44 | 44 | 44 | 44 | 44
PeakO | 15 | 15 | 15 | 15 | 15 | 15
ST | 0 | 0 | 0 | 0 | 0 | 0
STOG | 958 | 958 | 958 | 958 | 958 | 958
STWD | 0 | 0 | 0 | 0 | 0 | 0
WT | 126.2 | 126.2 | 126.2 | 126.2 | 126.2 | 126.2
IGCC | 0 | 0 | 0 | 0 | 0 | 0
DemandResponse | 0 | 0 | 0 | 0 | 0 | 0
IGCC-CCS | 0 | 0 | 0 | 0 | 0 | 0
WT_off | 0 | 0 | 0 | 0 | 0 | 0
PseudoUnit | 0 | 0 | 0 | 0 | 0 | 0
FixedInterchange | 0 | 0 | 0 | 0 | 0 | 0
Cumulative Retirements of Capacity by Reporting Type: ALB
ReportingType | 2015 | 2020 | 2025 | 2030 | 2035 | 2040
BM | 0 | 0 | 0 | 0 | 0 | 0
CC | 0 | 0 | 0 | 0 | 0 | 25.06
CSP | 0 | 0 | 0 | 0 | 0 | 0
CT | 0 | 0 | 0 | 0 | 201.5 | 201.5
Coal | 0 | 0 | 0 | 0 | 0 | 0
Geo | 0 | 0 | 0 | 0 | 0 | 0
H | 0 | 0 | 0 | 0 | 0 | 0
LFG | 0 | 0 | 0 | 0 | 0 | 0
Nuc | 0 | 0 | 0 | 0 | 0 | 0
PS | 0 | 0 | 0 | 0 | 0 | 0
PV | 0 | 0 | 0 | 0 | 0 | 0
PeakG | 892.12 | 986.86 | 986.86 | 986.86 | 986.86 | 986.86
PeakO | 6 | 6 | 6 | 6 | 6 | 6
ST | 0 | 0 | 0 | 0 | 0 | 0
STOG | 186 | 186 | 186 | 186 | 186 | 186
STWD | 174 | 174 | 174 | 174 | 174 | 174
WT | 0 | 0 | 0 | 0 | 0 | 0
IGCC | 0 | 0 | 0 | 0 | 0 | 0
DemandResponse | 0 | 0 | 0 | 0 | 0 | 0
IGCC-CCS | 0 | 0 | 0 | 0 | 0 | 0
WT_off | 0 | 0 | 0 | 0 | 0 | 0
PseudoUnit | 0 | 0 | 0 | 0 | 0 | 0
FixedInterchange | 0 | 0 | 0 | 0 | 0 | 0
Cumulative Retirements of Capacity by Reporting Type: BC
ReportingType | 2015 | 2020 | 2025 | 2030 | 2035 | 2040
BM | 0 | 0 | 0 | 0 | 0 | 0
CC | 0 | 0 | 0 | 0 | 0 | 0
CSP | 0 | 0 | 0 | 0 | 0 | 0
CT | 0 | 0 | 0 | 0 | 0 | 0
Coal | 0 | 0 | 0 | 0 | 0 | 0
Geo | 0 | 0 | 0 | 0 | 0 | 0
H | 0 | 0 | 0 | 0 | 0 | 0
LFG | 0 | 0 | 0 | 0 | 0 | 0
Nuc | 0 | 0 | 0 | 0 | 0 | 0
PS | 0 | 0 | 0 | 0 | 0 | 0
PV | 0 | 0 | 0 | 0 | 0 | 0
PeakG | 0 | 0 | 0 | 0 | 0 | 0
PeakO | 0 | 0 | 0 | 0 | 0 | 0
ST | 0 | 0 | 0 | 0 | 0 | 0
STOG | 938 | 938 | 938 | 938 | 938 | 938
STWD | 0 | 0 | 0 | 0 | 0 | 0
WT | 0 | 0 | 0 | 0 | 0 | 0
IGCC | 0 | 0 | 0 | 0 | 0 | 0
DemandResponse | 0 | 0 | 0 | 0 | 0 | 0
IGCC-CCS | 0 | 0 | 0 | 0 | 0 | 0
WT_off | 0 | 0 | 0 | 0 | 0 | 0
PseudoUnit | 0 | 0 | 0 | 0 | 0 | 0
FixedInterchange | 0 | 0 | 0 | 0 | 0 | 0
Cumulative Retirements of Capacity by Reporting Type: HQ_IESO
ReportingType | 2015 | 2020 | 2025 | 2030 | 2035 | 2040
BM | 0 | 0 | 0 | 0 | 0 | 0
CC | 0 | 0 | 0 | 0 | 0 | 0
CSP | 0 | 0 | 0 | 0 | 0 | 0
CT | 0 | 0 | 0 | 0 | 0 | 0
Coal | 0 | 0 | 0 | 0 | 0 | 0
Geo | 0 | 0 | 0 | 0 | 0 | 0
H | 0 | 0 | 0 | 0 | 0 | 0
LFG | 0 | 0 | 0 | 0 | 0 | 0
Nuc | 0 | 0 | 0 | 0 | 0 | 0
PS | 0 | 0 | 0 | 0 | 0 | 0
PV | 0 | 0 | 0 | 0 | 0 | 0
PeakG | 0 | 0 | 0 | 0 | 0 | 0
PeakO | 0 | 0 | 0 | 0 | 0 | 0
ST | 0 | 0 | 0 | 0 | 0 | 0
STOG | 0 | 0 | 0 | 0 | 0 | 0
STWD | 0 | 0 | 0 | 0 | 0 | 0
WT | 0 | 0 | 0 | 0 | 0 | 0
IGCC | 0 | 0 | 0 | 0 | 0 | 0
DemandResponse | 0 | 0 | 0 | 0 | 0 | 0
IGCC-CCS | 0 | 0 | 0 | 0 | 0 | 0
WT_off | 0 | 0 | 0 | 0 | 0 | 0
PseudoUnit | 0 | 0 | 0 | 0 | 0 | 0
FixedInterchange | 0 | 0 | 0 | 0 | 0 | 0
Cumulative Retirements of Capacity by Reporting Type: HQ_NEISO
ReportingType | 2015 | 2020 | 2025 | 2030 | 2035 | 2040
BM | 0 | 0 | 0 | 0 | 0 | 0
CC | 0 | 0 | 0 | 0 | 0 | 0
CSP | 0 | 0 | 0 | 0 | 0 | 0
CT | 0 | 0 | 0 | 0 | 0 | 0
Coal | 0 | 0 | 0 | 0 | 0 | 0
Geo | 0 | 0 | 0 | 0 | 0 | 0
H | 0 | 0 | 0 | 0 | 0 | 0
LFG | 0 | 0 | 0 | 0 | 0 | 0
Nuc | 0 | 0 | 0 | 0 | 0 | 0
PS | 0 | 0 | 0 | 0 | 0 | 0
PV | 0 | 0 | 0 | 0 | 0 | 0
PeakG | 0 | 0 | 0 | 0 | 0 | 0
PeakO | 0 | 0 | 0 | 0 | 0 | 0
ST | 0 | 0 | 0 | 0 | 0 | 0
STOG | 0 | 0 | 0 | 0 | 0 | 0
STWD | 0 | 0 | 0 | 0 | 0 | 0
WT | 0 | 0 | 0 | 0 | 0 | 0
IGCC | 0 | 0 | 0 | 0 | 0 | 0
DemandResponse | 0 | 0 | 0 | 0 | 0 | 0
IGCC-CCS | 0 | 0 | 0 | 0 | 0 | 0
WT_off | 0 | 0 | 0 | 0 | 0 | 0
PseudoUnit | 0 | 0 | 0 | 0 | 0 | 0
FixedInterchange | 0 | 0 | 0 | 0 | 0 | 0
Cumulative Retirements of Capacity by Reporting Type: HQ_NY
ReportingType | 2015 | 2020 | 2025 | 2030 | 2035 | 2040
BM | 0 | 0 | 0 | 0 | 0 | 0
CC | 0 | 0 | 0 | 0 | 0 | 0
CSP | 0 | 0 | 0 | 0 | 0 | 0
CT | 0 | 0 | 0 | 0 | 0 | 0
Coal | 0 | 0 | 0 | 0 | 0 | 0
Geo | 0 | 0 | 0 | 0 | 0 | 0
H | 0 | 0 | 0 | 0 | 0 | 0
LFG | 0 | 0 | 0 | 0 | 0 | 0
Nuc | 0 | 0 | 0 | 0 | 0 | 0
PS | 0 | 0 | 0 | 0 | 0 | 0
PV | 0 | 0 | 0 | 0 | 0 | 0
PeakG | 0 | 0 | 0 | 0 | 0 | 0
PeakO | 0 | 0 | 0 | 0 | 0 | 0
ST | 0 | 0 | 0 | 0 | 0 | 0
STOG | 0 | 0 | 0 | 0 | 0 | 0
STWD | 0 | 0 | 0 | 0 | 0 | 0
WT | 0 | 0 | 0 | 0 | 0 | 0
IGCC | 0 | 0 | 0 | 0 | 0 | 0
DemandResponse | 0 | 0 | 0 | 0 | 0 | 0
IGCC-CCS | 0 | 0 | 0 | 0 | 0 | 0
WT_off | 0 | 0 | 0 | 0 | 0 | 0
PseudoUnit | 0 | 0 | 0 | 0 | 0 | 0
FixedInterchange | 0 | 0 | 0 | 0 | 0 | 0
Cumulative Retirements of Capacity by Reporting Type: MARITIMES
ReportingType | 2015 | 2020 | 2025 | 2030 | 2035 | 2040
BM | 0 | 0 | 0 | 0 | 0 | 0
CC | 0 | 0 | 0 | 0 | 0 | 0
CSP | 0 | 0 | 0 | 0 | 0 | 0
CT | 0 | 0 | 0 | 0 | 0 | 0
Coal | 0 | 0 | 0 | 0 | 0 | 0
Geo | 0 | 0 | 0 | 0 | 0 | 0
H | 0 | 0 | 0 | 0 | 0 | 0
LFG | 0 | 0 | 0 | 0 | 0 | 0
Nuc | 0 | 0 | 0 | 0 | 0 | 0
PS | 0 | 0 | 0 | 0 | 0 | 0
PV | 0 | 0 | 0 | 0 | 0 | 0
PeakG | 0 | 0 | 0 | 0 | 0 | 0
PeakO | 0 | 0 | 0 | 0 | 0 | 0
ST | 0 | 0 | 0 | 0 | 0 | 0
STOG | 0 | 0 | 0 | 0 | 0 | 0
STWD | 0 | 0 | 0 | 0 | 0 | 0
WT | 0 | 0 | 0 | 0 | 0 | 0
IGCC | 0 | 0 | 0 | 0 | 0 | 0
DemandResponse | 0 | 0 | 0 | 0 | 0 | 0
IGCC-CCS | 0 | 0 | 0 | 0 | 0 | 0
WT_off | 0 | 0 | 0 | 0 | 0 | 0
PseudoUnit | 0 | 0 | 0 | 0 | 0 | 0
FixedInterchange | 0 | 0 | 0 | 0 | 0 | 0
Cumulative Retirements of Capacity by Reporting Type: All
ReportingType | 2015 | 2020 | 2025 | 2030 | 2035 | 2040
BM | 0 | 0 | 0 | 0 | 0 | 192
CC | 7338.06 | 7338.06 | 7338.06 | 7338.06 | 7338.06 | 7363.12
CSP | 475 | 475 | 475 | 475 | 475 | 475
CT | 0 | 0 | 0 | 0 | 937.5 | 937.5
Coal | 69150.02 | 82970.11 | 85031.25 | 85031.25 | 85031.25 | 85031.25
Geo | 4.8 | 4.8 | 4.8 | 4.8 | 4.8 | 4.8
H | 0 | 0 | 0 | 0 | 0 | 0
LFG | 0 | 0 | 0 | 0 | 0 | 0
Nuc | 0 | 614.5 | 614.5 | 2102.7 | 28678.4 | 48384.39
PS | 0 | 0 | 0 | 0 | 0 | 0
PV | 0 | 0 | 0 | 0 | 1113.26 | 1113.26
PeakG | 3786.2 | 3880.93 | 4445.54 | 4445.54 | 4445.54 | 4445.54
PeakO | 2445.58 | 2445.58 | 2645.58 | 2645.58 | 2645.58 | 2645.58
ST | 0 | 0 | 0 | 0 | 0 | 0
STOG | 42382.33 | 42382.34 | 42966.42 | 42966.42 | 42966.42 | 42966.42
STWD | 1542 | 1542 | 1542 | 1542 | 1542 | 1542
WT | 126.2 | 126.2 | 126.2 | 126.2 | 126.2 | 126.2
IGCC | 0 | 0 | 0 | 0 | 0 | 0
DemandResponse | 0 | 0 | 0 | 0 | 0 | 0
IGCC-CCS | 0 | 0 | 0 | 0 | 0 | 0
WT_off | 0 | 0 | 0 | 0 | 0 | 0
PseudoUnit | 0 | 0 | 0 | 0 | 0 | 0
FixedInterchange | 0 | 0 | 0 | 0 | 0 | 0
Cumulative Retirements of Capacity by Reporting Type: EI_US
ReportingType | 2015 | 2020 | 2025 | 2030 | 2035 | 2040
BM | 0 | 0 | 0 | 0 | 0 | 192
CC | 2231.44 | 2231.44 | 2231.44 | 2231.44 | 2231.44 | 2231.44
CSP | 0 | 0 | 0 | 0 | 0 | 0
CT | 0 | 0 | 0 | 0 | 0 | 0
Coal | 58600.06 | 72221.45 | 73574.78 | 73574.78 | 73574.78 | 73574.78
Geo | 0 | 0 | 0 | 0 | 0 | 0
H | 0 | 0 | 0 | 0 | 0 | 0
LFG | 0 | 0 | 0 | 0 | 0 | 0
Nuc | 0 | 614.5 | 614.5 | 2102.7 | 27648.4 | 45814.39
PS | 0 | 0 | 0 | 0 | 0 | 0
PV | 0 | 0 | 0 | 0 | 32 | 32
PeakG | 268.5 | 268.5 | 268.5 | 268.5 | 268.5 | 268.5
PeakO | 1939.94 | 1939.94 | 1939.94 | 1939.94 | 1939.94 | 1939.94
ST | 0 | 0 | 0 | 0 | 0 | 0
STOG | 33643.93 | 33643.93 | 34053.22 | 34053.22 | 34053.22 | 34053.22
STWD | 668 | 668 | 668 | 668 | 668 | 668
WT | 0 | 0 | 0 | 0 | 0 | 0
IGCC | 0 | 0 | 0 | 0 | 0 | 0
DemandResponse | 0 | 0 | 0 | 0 | 0 | 0
IGCC-CCS | 0 | 0 | 0 | 0 | 0 | 0
WT_off | 0 | 0 | 0 | 0 | 0 | 0
PseudoUnit | 0 | 0 | 0 | 0 | 0 | 0
FixedInterchange | 0 | 0 | 0 | 0 | 0 | 0
Cumulative Retirements of Capacity by Reporting Type: EI_Canada
ReportingType | 2015 | 2020 | 2025 | 2030 | 2035 | 2040
BM | 0 | 0 | 0 | 0 | 0 | 0
CC | 3106.62 | 3106.62 | 3106.62 | 3106.62 | 3106.62 | 3106.62
CSP | 0 | 0 | 0 | 0 | 0 | 0
CT | 0 | 0 | 0 | 0 | 0 | 0
Coal | 7090.22 | 7090.22 | 7090.22 | 7090.22 | 7090.22 | 7090.22
Geo | 0 | 0 | 0 | 0 | 0 | 0
H | 0 | 0 | 0 | 0 | 0 | 0
LFG | 0 | 0 | 0 | 0 | 0 | 0
Nuc | 0 | 0 | 0 | 0 | 1030 | 2570
PS | 0 | 0 | 0 | 0 | 0 | 0
PV | 0 | 0 | 0 | 0 | 1067.26 | 1067.26
PeakG | 0 | 0 | 0 | 0 | 0 | 0
PeakO | 145.64 | 145.64 | 145.64 | 145.64 | 145.64 | 145.64
ST | 0 | 0 | 0 | 0 | 0 | 0
STOG | 2126 | 2126 | 2126 | 2126 | 2126 | 2126
STWD | 139 | 139 | 139 | 139 | 139 | 139
WT | 0 | 0 | 0 | 0 | 0 | 0
IGCC | 0 | 0 | 0 | 0 | 0 | 0
DemandResponse | 0 | 0 | 0 | 0 | 0 | 0
IGCC-CCS | 0 | 0 | 0 | 0 | 0 | 0
WT_off | 0 | 0 | 0 | 0 | 0 | 0
PseudoUnit | 0 | 0 | 0 | 0 | 0 | 0
FixedInterchange | 0 | 0 | 0 | 0 | 0 | 0
Cumulative Retirements of Capacity by Reporting Type: EI
ReportingType | 2015 | 2020 | 2025 | 2030 | 2035 | 2040
BM | 0 | 0 | 0 | 0 | 0 | 192
CC | 5338.06 | 5338.06 | 5338.06 | 5338.06 | 5338.06 | 5338.06
CSP | 0 | 0 | 0 | 0 | 0 | 0
CT | 0 | 0 | 0 | 0 | 0 | 0
Coal | 65690.28 | 79311.66 | 80664.99 | 80664.99 | 80664.99 | 80664.99
Geo | 0 | 0 | 0 | 0 | 0 | 0
H | 0 | 0 | 0 | 0 | 0 | 0
LFG | 0 | 0 | 0 | 0 | 0 | 0
Nuc | 0 | 614.5 | 614.5 | 2102.7 | 28678.4 | 48384.39
PS | 0 | 0 | 0 | 0 | 0 | 0
PV | 0 | 0 | 0 | 0 | 1099.26 | 1099.26
PeakG | 268.5 | 268.5 | 268.5 | 268.5 | 268.5 | 268.5
PeakO | 2085.58 | 2085.58 | 2085.58 | 2085.58 | 2085.58 | 2085.58
ST | 0 | 0 | 0 | 0 | 0 | 0
STOG | 35769.93 | 35769.93 | 36179.22 | 36179.22 | 36179.22 | 36179.22
STWD | 807 | 807 | 807 | 807 | 807 | 807
WT | 0 | 0 | 0 | 0 | 0 | 0
IGCC | 0 | 0 | 0 | 0 | 0 | 0
DemandResponse | 0 | 0 | 0 | 0 | 0 | 0
IGCC-CCS | 0 | 0 | 0 | 0 | 0 | 0
WT_off | 0 | 0 | 0 | 0 | 0 | 0
PseudoUnit | 0 | 0 | 0 | 0 | 0 | 0
FixedInterchange | 0 | 0 | 0 | 0 | 0 | 0
Cumulative Retirements of Capacity by Reporting Type: Outside_EI
ReportingType | 2015 | 2020 | 2025 | 2030 | 2035 | 2040
BM | 0 | 0 | 0 | 0 | 0 | 0
CC | 2000 | 2000 | 2000 | 2000 | 2000 | 2025.06
CSP | 475 | 475 | 475 | 475 | 475 | 475
CT | 0 | 0 | 0 | 0 | 937.5 | 937.5
Coal | 3459.75 | 3658.45 | 4366.26 | 4366.26 | 4366.26 | 4366.26
Geo | 4.8 | 4.8 | 4.8 | 4.8 | 4.8 | 4.8
H | 0 | 0 | 0 | 0 | 0 | 0
LFG | 0 | 0 | 0 | 0 | 0 | 0
Nuc | 0 | 0 | 0 | 0 | 0 | 0
PS | 0 | 0 | 0 | 0 | 0 | 0
PV | 0 | 0 | 0 | 0 | 14 | 14
PeakG | 3517.7 | 3612.43 | 4177.04 | 4177.04 | 4177.04 | 4177.04
PeakO | 360 | 360 | 560 | 560 | 560 | 560
ST | 0 | 0 | 0 | 0 | 0 | 0
STOG | 6612.41 | 6612.41 | 6787.2 | 6787.2 | 6787.2 | 6787.2
STWD | 735 | 735 | 735 | 735 | 735 | 735
WT | 126.2 | 126.2 | 126.2 | 126.2 | 126.2 | 126.2
IGCC | 0 | 0 | 0 | 0 | 0 | 0
DemandResponse | 0 | 0 | 0 | 0 | 0 | 0
IGCC-CCS | 0 | 0 | 0 | 0 | 0 | 0
WT_off | 0 | 0 | 0 | 0 | 0 | 0
PseudoUnit | 0 | 0 | 0 | 0 | 0 | 0
FixedInterchange | 0 | 0 | 0 | 0 | 0 | 0
#5 | Total Installed ACTIVE Capacity (MW)
Total Installed Capacity by Reporting Type: Entergy
ReportingType | 2015 | 2020 | 2025 | 2030 | 2035 | 2040
BM | 0 | 0 | 0 | 0 | 0 | 0
CC | 13885.01 | 14833.36 | 14833.36 | 15787.46 | 15787.46 | 15787.46
CSP | 0 | 0 | 0 | 0 | 0 | 0
CT | 0 | 0 | 0 | 0 | 0 | 0
Coal | 8136 | 8136 | 8136 | 8136 | 9952.64 | 11965.78
Geo | 0 | 0 | 0 | 0 | 0 | 0
H | 744 | 744 | 744 | 744 | 744 | 744
LFG | 8 | 8 | 115.4 | 115.4 | 115.4 | 115.4
Nuc | 5422 | 5422 | 5422 | 5422 | 4580 | 3583
PS | 59 | 59 | 59 | 59 | 59 | 59
PV | 0.29 | 64.83 | 99.85 | 103.02 | 106.62 | 110.34
PeakG | 2787 | 2787 | 2787 | 2787 | 2787 | 2787
PeakO | 174 | 174 | 174 | 174 | 174 | 174
ST | 0 | 0 | 0 | 0 | 0 | 0
STOG | 4015.36 | 4015.36 | 3606.07 | 3606.07 | 3606.07 | 3606.07
STWD | 206 | 206 | 206 | 206 | 206 | 206
WT | 107 | 107 | 107 | 107 | 207 | 207
IGCC | 0 | 0 | 0 | 0 | 0 | 0
DemandResponse | 301.55 | 1538.95 | 2854.33 | 2930.78 | 3009.27 | 3089.87
IGCC-CCS | 0 | 0 | 0 | 0 | 0 | 0
WT_off | 0 | 0 | 0 | 0 | 0 | 0
PseudoUnit | 0 | 0 | 0 | 0 | 0 | 0
FixedInterchange | 0 | 0 | 0 | 0 | 0 | 0
Total Installed Capacity by Reporting Type: FRCC
ReportingType | 2015 | 2020 | 2025 | 2030 | 2035 | 2040
BM | 0 | 0 | 0 | 0 | 0 | 0
CC | 23300.9 | 28063.24 | 30277.99 | 34157 | 39897.88 | 45962.66
CSP | 0 | 0 | 0 | 0 | 0 | 0
CT | 2480 | 2480 | 2480 | 2480 | 2480 | 2480
Coal | 8997.42 | 8128.42 | 8128.42 | 8128.42 | 8128.42 | 8128.42
Geo | 0 | 0 | 0 | 0 | 0 | 0
H | 55 | 55 | 55 | 55 | 55 | 55
LFG | 486 | 486 | 684 | 684 | 684 | 684
Nuc | 4131.33 | 4131.33 | 4131.33 | 4131.33 | 2516 | 839
PS | 0 | 0 | 0 | 0 | 0 | 0
PV | 51 | 51 | 51 | 51 | 51 | 51
PeakG | 8431 | 8431 | 8431 | 8431 | 8431 | 8431
PeakO | 2283 | 2283 | 2283 | 2283 | 2283 | 2283
ST | 0 | 0 | 0 | 0 | 0 | 0
STOG | 4352.82 | 4352.82 | 4352.82 | 4352.82 | 4352.82 | 4352.82
STWD | 195 | 195 | 195 | 195 | 195 | 195
WT | 0 | 0 | 0 | 0 | 0 | 0
IGCC | 0 | 0 | 0 | 0 | 0 | 0
DemandResponse | 2734.45 | 3962.85 | 5527.63 | 5878.95 | 6252.59 | 6649.99
IGCC-CCS | 0 | 0 | 0 | 0 | 0 | 0
WT_off | 0 | 0 | 0 | 0 | 0 | 0
PseudoUnit | 0 | 0 | 0 | 0 | 0 | 0
FixedInterchange | 0 | 0 | 0 | 0 | 0 | 0
Total Installed Capacity by Reporting Type: MAPP_US
ReportingType | 2015 | 2020 | 2025 | 2030 | 2035 | 2040
BM | 0 | 0 | 0 | 0 | 0 | 0
CC | 289 | 289 | 289 | 289 | 289 | 289
CSP | 0 | 0 | 0 | 0 | 0 | 0
CT | 308.3 | 308.3 | 308.3 | 488.61 | 488.61 | 488.61
Coal | 2831 | 2743.03 | 2743.03 | 2743.03 | 3004.99 | 3277.31
Geo | 44 | 44 | 44 | 44 | 44 | 44
H | 2186 | 2186 | 2186 | 2186 | 2186 | 2186
LFG | 2 | 2 | 2 | 73.67 | 73.67 | 73.67
Nuc | 0.1 | 0.1 | 0.1 | 0.1 | 0.1 | 0.1
PS | 0 | 0 | 0 | 0 | 0 | 0
PV | 0 | 0 | 0 | 0 | 0 | 0
PeakG | 709 | 709 | 709 | 709 | 709 | 709
PeakO | 85.07 | 85.07 | 85.07 | 85.07 | 85.07 | 85.07
ST | 0 | 0 | 0 | 0 | 0 | 0
STOG | 0 | 0 | 0 | 0 | 0 | 0
STWD | 0 | 0 | 0 | 0 | 0 | 0
WT | 1689.3 | 1689.3 | 2396.81 | 2491.76 | 2590.46 | 2693.08
IGCC | 0 | 0 | 0 | 0 | 0 | 0
DemandResponse | 59 | 199.4 | 353.8 | 367.81 | 382.38 | 397.53
IGCC-CCS | 0 | 0 | 0 | 0 | 0 | 0
WT_off | 0 | 0 | 0 | 0 | 0 | 0
PseudoUnit | 0 | 0 | 0 | 0 | 0 | 0
FixedInterchange | 0 | 0 | 0 | 0 | 0 | 0
Total Installed Capacity by Reporting Type: MISO_IN
ReportingType | 2015 | 2020 | 2025 | 2030 | 2035 | 2040
BM | 0 | 0 | 0 | 0 | 0 | 0
CC | 1396 | 1396.01 | 1396.01 | 2375.15 | 4402.38 | 5223.27
CSP | 0 | 0 | 0 | 0 | 0 | 0
CT | 0 | 0 | 0 | 0 | 0 | 0
Coal | 13816.8 | 13816.8 | 13816.81 | 13816.81 | 13816.81 | 13816.81
Geo | 0 | 0 | 0 | 0 | 0 | 0
H | 75 | 75 | 75 | 75 | 75 | 75
LFG | 37 | 37 | 37 | 117.13 | 117.13 | 117.13
Nuc | 0.1 | 0.1 | 0.1 | 0.1 | 0.1 | 0.1
PS | 0 | 0 | 0 | 0 | 0 | 0
PV | 0 | 241.58 | 393.59 | 406.41 | 419.61 | 433.21
PeakG | 3053 | 3053 | 3053 | 3053 | 3053 | 3053
PeakO | 361 | 361 | 361 | 361 | 361 | 361
ST | 0 | 0 | 0 | 0 | 0 | 0
STOG | 279 | 279 | 279 | 279 | 279 | 279
STWD | 0 | 0 | 0 | 0 | 0 | 0
WT | 535 | 535 | 535 | 535 | 535 | 535
IGCC | 618 | 618 | 618 | 618 | 618 | 618
DemandResponse | 1068.55 | 1287.74 | 1545.09 | 1592.8 | 1641.97 | 1692.67
IGCC-CCS | 0 | 0 | 0 | 0 | 0 | 0
WT_off | 0 | 0 | 0 | 0 | 0 | 0
PseudoUnit | 0 | 0 | 0 | 0 | 0 | 0
FixedInterchange | 0 | 0 | 0 | 0 | 0 | 0
Total Installed Capacity by Reporting Type: MISO_MI
ReportingType | 2015 | 2020 | 2025 | 2030 | 2035 | 2040
BM | 0 | 0 | 0 | 0 | 0 | 0
CC | 4338 | 4338 | 4338 | 4338.01 | 4338.01 | 4338.01
CSP | 0 | 0 | 0 | 0 | 0 | 0
CT | 0 | 0 | 0 | 0.01 | 0.01 | 0.02
Coal | 8466.02 | 7301.31 | 7279.07 | 7279.07 | 7279.07 | 7279.08
Geo | 0 | 0 | 0 | 0 | 0 | 0
H | 141 | 141 | 141 | 141 | 141 | 141
LFG | 163 | 315.52 | 323.25 | 323.25 | 323.25 | 323.25
Nuc | 1889 | 1889 | 1889 | 1889 | 1111 | 1111
PS | 1872 | 1872 | 1872 | 1872 | 1872 | 1872
PV | 0 | 0 | 0 | 0 | 0 | 0
PeakG | 3562 | 3562 | 3562 | 3562 | 3562 | 3562
PeakO | 534 | 534 | 534 | 534 | 534 | 534
ST | 0 | 0 | 0 | 0 | 0 | 0
STOG | 2852 | 2852 | 2852 | 2852 | 2852 | 2852
STWD | 163 | 163 | 163 | 163 | 163 | 163
WT | 2161 | 2761 | 2894.85 | 3062.02 | 3231.82 | 3407.07
IGCC | 0 | 0 | 0 | 0 | 0 | 0
DemandResponse | 1838.88 | 2351.35 | 3000.3 | 3120.7 | 3245.93 | 3376.18
IGCC-CCS | 0 | 0 | 0 | 0 | 0 | 0
WT_off | 0 | 0 | 0 | 0 | 0 | 0
PseudoUnit | 0 | 0 | 0 | 0 | 0 | 0
FixedInterchange | 0 | 0 | 0 | 0 | 0 | 0
Total Installed Capacity by Reporting Type: MISO_MO-IL
ReportingType | 2015 | 2020 | 2025 | 2030 | 2035 | 2040
BM | 0 | 0 | 0 | 0 | 0 | 0
CC | 1058 | 1058 | 1058 | 1058 | 1058 | 1058
CSP | 0 | 0 | 0 | 0 | 0 | 0
CT | 0 | 0 | 0 | 0 | 0 | 0
Coal | 14729.01 | 14032.01 | 13697.02 | 13697.02 | 13697.02 | 13697.02
Geo | 0 | 0 | 0 | 0 | 0 | 0
H | 352 | 352 | 352 | 352 | 352 | 352
LFG | 18 | 18 | 18 | 241.33 | 241.33 | 241.33
Nuc | 2233 | 2233 | 2233 | 2233 | 2233 | 2233
PS | 440 | 440 | 440 | 440 | 440 | 440
PV | 0 | 0 | 0 | 0 | 0 | 0
PeakG | 4595 | 4595 | 4595 | 4595 | 4595 | 4595
PeakO | 766 | 766 | 766 | 766 | 766 | 766
ST | 0 | 0 | 0 | 0 | 0 | 0
STOG | 592 | 592 | 592 | 592 | 592 | 592
STWD | 0 | 0 | 0 | 0 | 0 | 0
WT | 678 | 678 | 678 | 3679.67 | 3679.67 | 5097.51
IGCC | 0 | 0 | 0 | 0 | 0 | 0
DemandResponse | 301.14 | 1139.8 | 2067.65 | 2153.82 | 2243.59 | 2337.1
IGCC-CCS | 0 | 0 | 0 | 0 | 0 | 0
WT_off | 0 | 0 | 0 | 0 | 0 | 0
PseudoUnit | 0 | 0 | 0 | 0 | 0 | 0
FixedInterchange | 0 | 0 | 0 | 0 | 0 | 0
Total Installed Capacity by Reporting Type: MISO_W
ReportingType | 2015 | 2020 | 2025 | 2030 | 2035 | 2040
BM | 0 | 0 | 0 | 0 | 0 | 0
CC | 3025 | 3025 | 3025 | 3025 | 3025 | 3025.01
CSP | 0 | 0 | 0 | 0 | 0 | 0
CT | 0 | 0.01 | 0.01 | 0.01 | 0.01 | 0.01
Coal | 11023.7 | 11006.04 | 11006.04 | 11006.04 | 11006.04 | 11006.04
Geo | 0 | 0 | 0 | 0 | 0 | 0
H | 497 | 497 | 497 | 497 | 497 | 497
LFG | 205 | 205 | 205 | 276.67 | 276.67 | 276.67
Nuc | 2361.33 | 2361.33 | 2361.33 | 2361.33 | 0.1 | 0.1
PS | 0 | 0 | 0 | 0 | 0 | 0
PV | 0 | 0 | 0 | 0 | 0 | 0
PeakG | 4522 | 4522 | 4522 | 4522 | 4522 | 4522
PeakO | 2154 | 2154 | 2154 | 2154 | 2154 | 2154
ST | 0 | 0 | 0 | 0 | 0 | 0
STOG | 172 | 172 | 172 | 172 | 172 | 172
STWD | 313 | 313 | 313 | 313 | 313 | 313
WT | 8358.5 | 11854.13 | 33794.72 | 35935.73 | 37443.41 | 37694.49
IGCC | 0 | 0 | 0 | 0 | 0 | 0
DemandResponse | 2622.87 | 2885.77 | 3318.4 | 3449.86 | 3586.51 | 3728.59
IGCC-CCS | 0 | 0 | 0 | 0 | 0 | 0
WT_off | 0 | 0 | 0 | 0 | 0 | 0
PseudoUnit | 0 | 0 | 0 | 0 | 0 | 0
FixedInterchange | 0 | 0 | 0 | 0 | 0 | 0
Total Installed Capacity by Reporting Type: MISO_WUMS
ReportingType | 2015 | 2020 | 2025 | 2030 | 2035 | 2040
BM | 0 | 0 | 0 | 0 | 0 | 0
CC | 2724 | 3628.33 | 3628.33 | 3628.33 | 5076.2 | 5076.21
CSP | 0 | 0 | 0 | 0 | 0 | 0
CT | 0 | 3963.24 | 3963.24 | 5923.48 | 11656.76 | 15234.43
Coal | 6303.11 | 6303.11 | 5307.01 | 5307.01 | 5307.01 | 5307.01
Geo | 0 | 0 | 0 | 0 | 0 | 0
H | 336 | 336 | 336 | 336 | 336 | 336
LFG | 71 | 71 | 71 | 294.33 | 294.33 | 294.33
Nuc | 1817 | 1817 | 1817 | 1817 | 0.1 | 0.1
PS | 0 | 0 | 0 | 0 | 0 | 0
PV | 0 | 0 | 0 | 0 | 0 | 0
PeakG | 3230 | 3230 | 3230 | 3230 | 3230 | 3230
PeakO | 490 | 490 | 490 | 490 | 490 | 490
ST | 0 | 0 | 0 | 0 | 0 | 0
STOG | 300.5 | 300.5 | 300.5 | 300.5 | 300.5 | 300.5
STWD | 105 | 105 | 105 | 105 | 105 | 105
WT | 1528.9 | 1528.9 | 1528.9 | 1559.7 | 1559.7 | 1559.7
IGCC | 0 | 0 | 0 | 0 | 0 | 0
DemandResponse | 193.34 | 453.12 | 737.75 | 762.42 | 787.92 | 814.26
IGCC-CCS | 0 | 0 | 0 | 0 | 0 | 0
WT_off | 0 | 0 | 0 | 0 | 0 | 0
PseudoUnit | 0 | 0 | 0 | 0 | 0 | 0
FixedInterchange | 0 | 0 | 0 | 0 | 0 | 0
Total Installed Capacity by Reporting Type: Nebraska
ReportingType | 2015 | 2020 | 2025 | 2030 | 2035 | 2040
BM | 0 | 0 | 0 | 0 | 0 | 0
CC | 358 | 358 | 358 | 358 | 358 | 358
CSP | 0 | 0 | 0 | 0 | 0 | 0
CT | 0 | 0 | 0 | 0 | 0 | 0
Coal | 4110.1 | 4110.1 | 4110.1 | 4110.1 | 5845.54 | 6055.16
Geo | 0 | 0 | 0 | 0 | 0 | 0
H | 167 | 167 | 167 | 167 | 167 | 167
LFG | 6 | 6 | 72.78 | 77.67 | 77.67 | 77.67
Nuc | 1252 | 1252 | 1252 | 1252 | 0.2 | 0.2
PS | 0 | 0 | 0 | 0 | 0 | 0
PV | 0 | 0 | 0 | 0 | 0 | 0
PeakG | 1305 | 1305 | 1305 | 1305 | 1305 | 1305
PeakO | 326 | 326 | 326 | 326 | 326 | 326
ST | 0 | 0 | 0 | 0 | 0 | 0
STOG | 270 | 270 | 270 | 270 | 270 | 270
STWD | 0 | 0 | 0 | 0 | 0 | 0
WT | 344 | 344 | 344 | 344 | 344 | 344
IGCC | 0 | 0 | 0 | 0 | 0 | 0
DemandResponse | 624.42 | 756.13 | 918.4 | 954.78 | 992.6 | 1031.92
IGCC-CCS | 0 | 0 | 0 | 0 | 0 | 0
WT_off | 0 | 0 | 0 | 0 | 0 | 0
PseudoUnit | 0 | 0 | 0 | 0 | 0 | 0
FixedInterchange | 0 | 0 | 0 | 0 | 0 | 0
Total Installed Capacity by Reporting Type: NEISO
ReportingType | 2015 | 2020 | 2025 | 2030 | 2035 | 2040
BM | 252.2 | 252.2 | 252.2 | 252.2 | 252.2 | 252.2
CC | 11281.06 | 11281.06 | 11281.06 | 11281.06 | 11281.06 | 11281.06
CSP | 0 | 0 | 0 | 0 | 0 | 0
CT | 334 | 334 | 334 | 334 | 845.7 | 1892.27
Coal | 320 | 0 | 0 | 0 | 0 | 0
Geo | 0 | 0 | 0 | 0 | 0 | 0
H | 3257.7 | 3257.7 | 3257.7 | 3257.7 | 3257.7 | 3257.7
LFG | 581.26 | 581.26 | 631.44 | 651 | 651 | 651
Nuc | 4645 | 4645 | 4645 | 4645 | 3356 | 2479.08
PS | 1674 | 1674 | 1674 | 1674 | 1674 | 1674
PV | 2 | 316.78 | 316.78 | 316.86 | 316.91 | 316.96
PeakG | 1200 | 1200 | 1200 | 1200 | 1200 | 1200
PeakO | 726.69 | 726.69 | 726.69 | 726.69 | 726.69 | 726.69
ST | 0 | 0 | 0 | 0 | 0 | 0
STOG | 0 | 0 | 0 | 0 | 0 | 0
STWD | 610 | 610 | 610 | 610 | 610 | 610
WT | 434.2 | 4477.06 | 5483 | 5483 | 5483 | 5483.01
IGCC | 0 | 0 | 0 | 0 | 0 | 0
DemandResponse | 3092.4 | 3627.72 | 4230.66 | 4257.78 | 4282.5 | 4307.35
IGCC-CCS | 0 | 0 | 0 | 0 | 0 | 0
WT_off | 468 | 468 | 468 | 468 | 468 | 468
PseudoUnit | 0 | 0 | 0 | 0 | 0 | 0
FixedInterchange | 0 | 0 | 0 | 0 | 0 | 0
Total Installed Capacity by Reporting Type: NonRTO_Midwest
ReportingType | 2015 | 2020 | 2025 | 2030 | 2035 | 2040
BM | 0 | 0 | 0 | 0 | 0 | 0
CC | 0 | 470.04 | 470.04 | 709.03 | 1060.07 | 1347.9
CSP | 0 | 0 | 0 | 0 | 0 | 0
CT | 0 | 278.05 | 278.05 | 298.75 | 298.75 | 370.66
Coal | 9529.3 | 9529.3 | 9529.3 | 9529.3 | 9529.3 | 9529.3
Geo | 0 | 0 | 0 | 0 | 0 | 0
H | 143 | 143 | 143 | 143 | 143 | 143
LFG | 14 | 14 | 174.25 | 174.25 | 174.25 | 174.25
Nuc | 0.1 | 0.1 | 0.1 | 0.1 | 0.1 | 0.1
PS | 0 | 0 | 0 | 0 | 0 | 0
PV | 0 | 0 | 0 | 0 | 0 | 0
PeakG | 3353 | 3353 | 3353 | 3353 | 3353 | 3353
PeakO | 12 | 12 | 12 | 12 | 12 | 12
ST | 0 | 0 | 0 | 0 | 0 | 0
STOG | 0 | 0 | 0 | 0 | 0 | 0
STWD | 0 | 0 | 0 | 0 | 0 | 0
WT | 66 | 66 | 66 | 66 | 66 | 66
IGCC | 0 | 0 | 0 | 0 | 0 | 0
DemandResponse | 193.98 | 453.37 | 727.88 | 745.89 | 764.35 | 783.26
IGCC-CCS | 0 | 0 | 0 | 0 | 0 | 0
WT_off | 0 | 0 | 0 | 0 | 0 | 0
PseudoUnit | 0 | 0 | 0 | 0 | 0 | 0
FixedInterchange | 0 | 0 | 0 | 0 | 0 | 0
Total Installed Capacity by Reporting Type: NYISO_A-F
ReportingType | 2015 | 2020 | 2025 | 2030 | 2035 | 2040
BM | 0 | 0 | 0 | 0 | 0 | 0
CC | 4233 | 4233 | 4233 | 4233 | 4233 | 4233
CSP | 0 | 0 | 0 | 0 | 0 | 0
CT | 0 | 0 | 0 | 0 | 0 | 0
Coal | 0.01 | 0.01 | 0.01 | 0.01 | 0.01 | 0.01
Geo | 0 | 0 | 0 | 0 | 0 | 0
H | 4395 | 4395 | 4395 | 4395 | 4395 | 4395
LFG | 172.4 | 172.4 | 240.33 | 240.33 | 240.33 | 240.33
Nuc | 3365 | 3365 | 3365 | 2743.8 | 2163.3 | 1311.1
PS | 1412 | 1412 | 1412 | 1412 | 1412 | 1412
PV | 0 | 0 | 0 | 0 | 0 | 0
PeakG | 221 | 221 | 221 | 221 | 221 | 221
PeakO | 39 | 39 | 39 | 39 | 39 | 39
ST | 0 | 0 | 0 | 0 | 0 | 0
STOG | 0.01 | 0.01 | 0.01 | 0.01 | 0.01 | 0.01
STWD | 86 | 86 | 86 | 86 | 86 | 86
WT | 3759.3 | 4469.1 | 4469.1 | 5311.66 | 14773 | 14773
IGCC | 0 | 0 | 0 | 0 | 0 | 0
DemandResponse | 907.2 | 1018.15 | 1143.28 | 1172.73 | 1202.95 | 1233.94
IGCC-CCS | 0 | 0 | 0 | 0 | 0 | 0
WT_off | 0 | 0 | 0 | 0 | 0 | 0
PseudoUnit | 0 | 0 | 0 | 0 | 0 | 0
FixedInterchange | 0 | 0 | 0 | 0 | 0 | 0
Total Installed Capacity by Reporting Type: NYISO_G-I
ReportingType | 2015 | 2020 | 2025 | 2030 | 2035 | 2040
BM | 0 | 0 | 0 | 0 | 0 | 0
CC | 1157 | 1157 | 1325.46 | 2213.74 | 3810.24 | 5558
CSP | 0 | 0 | 0 | 0 | 0 | 0
CT | 0 | 0 | 0 | 0 | 0 | 0
Coal | 0 | 0 | 0 | 0 | 0 | 0
Geo | 0 | 0 | 0 | 0 | 0 | 0
H | 32 | 32 | 32 | 32 | 32 | 32
LFG | 64 | 64 | 138.33 | 138.33 | 138.33 | 138.33
Nuc | 2045 | 2045 | 2045 | 2045 | 1025.4 | 0.4
PS | 0 | 0 | 0 | 0 | 0 | 0
PV | 0 | 0 | 0 | 0 | 0 | 0
PeakG | 65 | 65 | 65 | 65 | 65 | 65
PeakO | 87 | 87 | 87 | 87 | 87 | 87
ST | 0 | 0 | 0 | 0 | 0 | 0
STOG | 0.01 | 0.01 | 0.01 | 0.01 | 0.01 | 0.01
STWD | 0 | 0 | 0 | 0 | 0 | 0
WT | 0 | 60 | 60.01 | 360 | 360 | 360
IGCC | 0 | 0 | 0 | 0 | 0 | 0
DemandResponse | 339.56 | 380.32 | 434.34 | 453.11 | 472.7 | 493.13
IGCC-CCS | 0 | 0 | 0 | 0 | 0 | 0
WT_off | 0 | 0 | 0 | 0 | 0 | 0
PseudoUnit | 0 | 0 | 0 | 0 | 0 | 0
FixedInterchange | 0 | 0 | 0 | 0 | 0 | 0
Total Installed Capacity by Reporting Type: NYISO_J-K
ReportingType | 2015 | 2020 | 2025 | 2030 | 2035 | 2040
BM | 0 | 0 | 0 | 0 | 0 | 0
CC | 4833.4 | 4833.4 | 4833.4 | 4833.4 | 4833.4 | 4833.4
CSP | 0 | 0 | 0 | 0 | 0 | 0
CT | 0 | 0 | 650.22 | 1574.19 | 1574.19 | 3163.07
Coal | 0 | 0 | 0 | 0 | 0 | 0
Geo | 0 | 0 | 0 | 0 | 0 | 0
H | 0 | 0 | 0 | 0 | 0 | 0
LFG | 124 | 124 | 198.33 | 198.33 | 198.33 | 198.33
Nuc | 0.1 | 0.1 | 0.1 | 0.1 | 0.1 | 0.1
PS | 0 | 0 | 0 | 0 | 0 | 0
PV | 32 | 32 | 32 | 32 | 0 | 0
PeakG | 2778 | 2778 | 2778 | 2778 | 2778 | 2778
PeakO | 2169 | 2169 | 2169 | 2169 | 2169 | 2169
ST | 0 | 0 | 0 | 0 | 0 | 0
STOG | 5670.44 | 5670.44 | 5670.44 | 5670.44 | 5670.44 | 5670.44
STWD | 0 | 0 | 0 | 0 | 0 | 0
WT | 0 | 0 | 0 | 0 | 73.57 | 170
IGCC | 0 | 0 | 0 | 0 | 0 | 0
DemandResponse | 1319.07 | 1502.66 | 1718.62 | 1795.58 | 1875.99 | 1960
IGCC-CCS | 0 | 0 | 0 | 0 | 0 | 0
WT_off | 0 | 0 | 0 | 0 | 0 | 0
PseudoUnit | 0 | 0 | 0 | 0 | 0 | 0
FixedInterchange | 0 | 0 | 0 | 0 | 0 | 0
Total Installed Capacity by Reporting Type: PJM_E
ReportingType | 2015 | 2020 | 2025 | 2030 | 2035 | 2040
BM | 30 | 30 | 30 | 30 | 30 | 30
CC | 12283.3 | 12283.3 | 12283.3 | 12283.3 | 12283.3 | 12283.3
CSP | 0 | 0 | 0 | 0 | 0 | 0
CT | 26.2 | 26.2 | 26.2 | 26.2 | 1176.9 | 1176.9
Coal | 998.52 | 430.52 | 430.52 | 430.52 | 430.52 | 430.52
Geo | 0 | 0 | 0 | 0 | 0 | 0
H | 269.99 | 269.99 | 269.99 | 269.99 | 269.99 | 269.99
LFG | 471.1 | 604 | 604 | 604 | 604 | 604
Nuc | 8510 | 7895.5 | 7895.5 | 7895.5 | 5671.5 | 4497.5
PS | 400 | 400 | 400 | 400 | 400 | 400
PV | 47.45 | 47.45 | 47.45 | 47.45 | 47.45 | 47.45
PeakG | 3877.5 | 3877.5 | 3877.5 | 3877.5 | 3877.5 | 3877.5
PeakO | 2749.3 | 2749.3 | 2749.3 | 2749.3 | 2749.3 | 2749.3
ST | 0 | 0 | 0 | 0 | 0 | 0
STOG | 2615.51 | 2615.51 | 2615.51 | 2615.51 | 2615.51 | 2615.51
STWD | 0 | 0 | 0 | 0 | 0 | 0
WT | 1160 | 1160 | 1160 | 1160 | 1160 | 1160
IGCC | 0 | 0 | 0 | 0 | 0 | 0
DemandResponse | 1256.73 | 1718.17 | 2388.62 | 2469.72 | 2553.57 | 2640.27
IGCC-CCS | 0 | 0 | 0 | 0 | 0 | 0
WT_off | 0 | 0 | 1100 | 1100 | 1100 | 1100
PseudoUnit | 0 | 0 | 0 | 0 | 0 | 0
FixedInterchange | 0 | 0 | 0 | 0 | 0 | 0
Total Installed Capacity by Reporting Type: PJM_ROM
ReportingType | 2015 | 2020 | 2025 | 2030 | 2035 | 2040
BM | 18 | 18 | 18 | 18 | 18 | 18
CC | 5664.5 | 5664.5 | 5664.5 | 5664.5 | 8275.9 | 19176.14
CSP | 0 | 0 | 0 | 0 | 0 | 0
CT | 16 | 16 | 16 | 16 | 16 | 16
Coal | 8367.52 | 8367.52 | 8367.52 | 8367.52 | 8367.52 | 8367.52
Geo | 0 | 0 | 0 | 0 | 0 | 0
H | 1392 | 1392 | 1392 | 1392 | 1392 | 1392
LFG | 356.9 | 622 | 622 | 622 | 622 | 622
Nuc | 5036 | 5036 | 5036 | 5036 | 3304 | 2405
PS | 1513 | 1513 | 1513 | 1513 | 1513 | 1513
PV | 4 | 1450.19 | 2350.38 | 2577.8 | 2667.39 | 2760.03
PeakG | 1719 | 1719 | 1719 | 1719 | 1719 | 1719
PeakO | 1566 | 1566 | 1566 | 1566 | 1566 | 1566
ST | 0 | 0 | 0 | 0 | 0 | 0
STOG | 3529 | 3529 | 3529 | 3529 | 3529 | 3529
STWD | 70 | 70 | 70 | 70 | 70 | 70
WT | 1210.8 | 1961 | 1961 | 1961 | 1961 | 1961.01
IGCC | 0 | 0 | 0 | 0 | 0 | 0
DemandResponse | 2307.31 | 2787.75 | 3373.93 | 3488.48 | 3606.92 | 3729.38
IGCC-CCS | 0 | 0 | 0 | 0 | 0 | 0
WT_off | 0 | 0 | 0 | 0 | 0 | 0
PseudoUnit | 0 | 0 | 0 | 0 | 0 | 0
FixedInterchange | 0 | 0 | 0 | 0 | 0 | 0
Total Installed Capacity by Reporting Type: PJM_ROR
ReportingType | 2015 | 2020 | 2025 | 2030 | 2035 | 2040
BM | 385 | 385 | 385 | 385 | 385 | 193
CC | 13618 | 13738 | 13738 | 19224.66 | 24904.96 | 24904.96
CSP | 0 | 0 | 0 | 0 | 0 | 0
CT | 29 | 29 | 29 | 29 | 2560.93 | 2560.93
Coal | 48358.35 | 40600.46 | 40600.46 | 40600.46 | 40600.47 | 40600.47
Geo | 0 | 0 | 0 | 0 | 0 | 0
H | 1837.4 | 1837.4 | 1837.4 | 1837.4 | 1837.4 | 1837.4
LFG | 539.4 | 695.26 | 1053.11 | 1053.11 | 1053.11 | 1053.11
Nuc | 20038 | 20038 | 20038 | 19171 | 14896 | 10012.84
PS | 3081 | 3081 | 3081 | 3081 | 3081 | 3081
PV | 24 | 24 | 24 | 24 | 24 | 24
PeakG | 19311 | 19311 | 19311 | 19311 | 19311 | 19311
PeakO | 1742 | 1742 | 1742 | 1742 | 1742 | 1742
ST | 0 | 0 | 0 | 0 | 0 | 0
STOG | 2087 | 2087 | 2087 | 2087 | 2087 | 2087
STWD | 194 | 194 | 194 | 194 | 194 | 194
WT | 10922.7 | 21420.68 | 25525.06 | 27088.12 | 40991.85 | 56197
IGCC | 0 | 0 | 0 | 0 | 0 | 0
DemandResponse | 3324.65 | 6282.21 | 9765.55 | 10067.05 | 10377.87 | 10698.28
IGCC-CCS | 0 | 0 | 0 | 0 | 0 | 0
WT_off | 0 | 0 | 0 | 0 | 0 | 0
PseudoUnit | 0 | 0 | 0 | 0 | 0 | 0
FixedInterchange | 0 | 0 | 0 | 0 | 0 | 0
Total Installed Capacity by Reporting Type: SOCO
ReportingType | 2015 | 2020 | 2025 | 2030 | 2035 | 2040
BM | 55 | 55 | 55 | 55 | 55 | 55
CC | 19838.9 | 20025.9 | 20218.58 | 20218.59 | 20218.59 | 20218.59
CSP | 0 | 0 | 0 | 0 | 0 | 0
CT | 0 | 0 | 0 | 0 | 0 | 0
Coal | 16785.47 | 16785.47 | 16785.47 | 19342.77 | 22005.38 | 27422.62
Geo | 0 | 0 | 0 | 0 | 0 | 0
H | 4194 | 4194 | 4194 | 4194 | 4194 | 4194
LFG | 37 | 37 | 144.4 | 144.4 | 144.4 | 144.4
Nuc | 5841 | 8041 | 8041 | 8041 | 8041 | 5395.95
PS | 1675 | 1675 | 1675 | 1675 | 1675 | 1675
PV | 0 | 0 | 0 | 0 | 0 | 0
PeakG | 10923 | 10923 | 10923 | 10923 | 10923 | 10923
PeakO | 208 | 208 | 208 | 208 | 208 | 208
ST | 0 | 0 | 0 | 0 | 0 | 0
STOG | 0 | 0 | 0 | 0 | 0 | 0
STWD | 0 | 0 | 0 | 0 | 0 | 0
WT | 0 | 0 | 0 | 0 | 0 | 0.02
IGCC | 0 | 0 | 0 | 0 | 0 | 0
DemandResponse | 2570.49 | 4773.97 | 7215.46 | 7512.46 | 7821.68 | 8143.63
IGCC-CCS | 0 | 0 | 0 | 0 | 0 | 0
WT_off | 0 | 0 | 0 | 0 | 0 | 0
PseudoUnit | 0 | 0 | 0 | 0 | 0 | 0
FixedInterchange | 0 | 0 | 0 | 0 | 0 | 0
Total Installed Capacity by Reporting Type: SPP_N
ReportingType | 2015 | 2020 | 2025 | 2030 | 2035 | 2040
BM | 0 | 0 | 0 | 0 | 0 | 0
CC | 1386 | 1386.04 | 1386.04 | 1386.07 | 1386.07 | 1386.07
CSP | 0 | 0 | 0 | 0 | 0 | 0
CT | 0 | 1038.2 | 1038.2 | 3263.75 | 5272.05 | 5272.05
Coal | 8347.54 | 8347.54 | 8347.54 | 8347.54 | 8347.54 | 10752.2
Geo | 0 | 0 | 0 | 0 | 0 | 0
H | 21 | 21 | 21 | 21 | 21 | 21
LFG | 7 | 7 | 102 | 102 | 102 | 102
Nuc | 1160 | 1160 | 1160 | 1160 | 1160 | 1160
PS | 0 | 0 | 0 | 0 | 0 | 0
PV | 0 | 0 | 0 | 0 | 0 | 0
PeakG | 4397 | 4397 | 4397 | 4397 | 4397 | 4397
PeakO | 1199 | 1199 | 1199 | 1199 | 1199 | 1199
ST | 0 | 0 | 0 | 0 | 0 | 0
STOG | 1662.16 | 1662.16 | 1662.16 | 1662.16 | 1662.16 | 1662.16
STWD | 0 | 0 | 0 | 0 | 0 | 0
WT | 1227 | 1663.01 | 1663.01 | 1663.01 | 1663.01 | 1663.01
IGCC | 0 | 0 | 0 | 0 | 0 | 0
DemandResponse | 446.68 | 920.58 | 1432.75 | 1499.14 | 1568.6 | 1641.28
IGCC-CCS | 0 | 0 | 0 | 0 | 0 | 0
WT_off | 0 | 0 | 0 | 0 | 0 | 0
PseudoUnit | 0 | 0 | 0 | 0 | 0 | 0
FixedInterchange | 0 | 0 | 0 | 0 | 0 | 0
Total Installed Capacity by Reporting Type: SPP_S
ReportingType | 2015 | 2020 | 2025 | 2030 | 2035 | 2040
BM | 0 | 0 | 0 | 0 | 0 | 0
CC | 10917 | 10917.01 | 10917.01 | 10917.02 | 10942.11 | 10942.11
CSP | 0 | 0 | 0 | 0 | 0 | 0
CT | 412.99 | 713.01 | 713.01 | 713.04 | 713.3 | 713.3
Coal | 12792.45 | 12792.45 | 12792.45 | 12792.45 | 12792.45 | 12792.45
Geo | 0 | 0 | 0 | 0 | 0 | 0
H | 2108 | 2108 | 2108 | 2108 | 2108 | 2108
LFG | 19 | 19 | 114 | 114 | 114 | 114
Nuc | 0.1 | 0.1 | 0.1 | 0.1 | 0.1 | 0.1
PS | 446 | 446 | 446 | 446 | 446 | 446
PV | 0 | 0 | 0 | 0 | 0 | 0
PeakG | 3443 | 3443 | 3443 | 3443 | 3443 | 3443
PeakO | 122 | 122 | 122 | 122 | 122 | 122
ST | 0 | 0 | 0 | 0 | 0 | 0
STOG | 7042.26 | 7042.26 | 7042.26 | 7042.26 | 7042.26 | 7042.26
STWD | 84 | 84 | 84 | 84 | 84 | 84
WT | 2727 | 19812.14 | 20623.02 | 21464.86 | 22338.92 | 23246.34
IGCC | 0 | 0 | 0 | 0 | 0 | 0
DemandResponse | 61.11 | 1754.28 | 3560.21 | 3675.61 | 3794.74 | 3917.74
IGCC-CCS | 0 | 0 | 0 | 0 | 0 | 0
WT_off | 0 | 0 | 0 | 0 | 0 | 0
PseudoUnit | 0 | 0 | 0 | 0 | 0 | 0
FixedInterchange | 0 | 0 | 0 | 0 | 0 | 0
Total Installed Capacity by Reporting Type: TVA
ReportingType | 2015 | 2020 | 2025 | 2030 | 2035 | 2040
BM | 0 | 0 | 0 | 0 | 0 | 0
CC | 5881 | 7244.93 | 7422.66 | 7854.31 | 7854.31 | 7854.31
CSP | 0 | 0 | 0 | 0 | 0 | 0
CT | 0 | 1680.89 | 1680.89 | 2280.16 | 2280.16 | 2280.16
Coal | 11356.21 | 11275.04 | 11275.04 | 11275.04 | 14843.75 | 17204.96
Geo | 0 | 0 | 0 | 0 | 0 | 0
H | 5111 | 5111 | 5111 | 5111 | 5111 | 5111
LFG | 13 | 13 | 120.4 | 120.4 | 120.4 | 120.4
Nuc | 8394.89 | 8394.89 | 8394.89 | 8394.89 | 5882.56 | 4603.89
PS | 1743 | 1743 | 1743 | 1743 | 1743 | 1743
PV | 0 | 0 | 0 | 0 | 0 | 0
PeakG | 5865 | 5865 | 5865 | 5865 | 5865 | 5865
PeakO | 83 | 83 | 83 | 83 | 83 | 83
ST | 0 | 0 | 0 | 0 | 0 | 0
STOG | 0 | 0 | 0 | 0 | 0 | 0
STWD | 5 | 5 | 5 | 5 | 5 | 5
WT | 29 | 29 | 29 | 29 | 29 | 29
IGCC | 0 | 0 | 0 | 0 | 0 | 0
DemandResponse | 1805 | 2555.95 | 3357.9 | 3440.97 | 3526.11 | 3613.35
IGCC-CCS | 0 | 0 | 0 | 0 | 0 | 0
WT_off | 0 | 0 | 0 | 0 | 0 | 0
PseudoUnit | 0 | 0 | 0 | 0 | 0 | 0
FixedInterchange | 0 | 0 | 0 | 0 | 0 | 0
Total Installed Capacity by Reporting Type: TVA_Transmission
ReportingType | 2015 | 2020 | 2025 | 2030 | 2035 | 2040
BM | 0 | 0 | 0 | 0 | 0 | 0
CC | 0 | 0 | 0 | 0 | 0 | 0
CSP | 0 | 0 | 0 | 0 | 0 | 0
CT | 0 | 0 | 0 | 0 | 0 | 0
Coal | 0 | 0 | 0 | 0 | 0 | 0
Geo | 0 | 0 | 0 | 0 | 0 | 0
H | 0 | 0 | 0 | 0 | 0 | 0
LFG | 0 | 0 | 0 | 0 | 0 | 0
Nuc | 0 | 0 | 0 | 0 | 0 | 0
PS | 0 | 0 | 0 | 0 | 0 | 0
PV | 0 | 0 | 0 | 0 | 0 | 0
PeakG | 0 | 0 | 0 | 0 | 0 | 0
PeakO | 0 | 0 | 0 | 0 | 0 | 0
ST | 0 | 0 | 0 | 0 | 0 | 0
STOG | 0 | 0 | 0 | 0 | 0 | 0
STWD | 0 | 0 | 0 | 0 | 0 | 0
WT | 0 | 0 | 0 | 0 | 0 | 0
IGCC | 0 | 0 | 0 | 0 | 0 | 0
DemandResponse | 0 | 0 | 0 | 0 | 0 | 0
IGCC-CCS | 0 | 0 | 0 | 0 | 0 | 0
WT_off | 0 | 0 | 0 | 0 | 0 | 0
PseudoUnit | 0 | 0 | 0 | 0 | 0 | 0
FixedInterchange | 0 | 0 | 0 | 0 | 0 | 0
Total Installed Capacity by Reporting Type: VACAR
ReportingType | 2015 | 2020 | 2025 | 2030 | 2035 | 2040
BM | 0.92 | 0.92 | 0.92 | 0.92 | 0.92 | 0.92
CC | 9439.99 | 11039.01 | 11824.47 | 14034.95 | 18940.9 | 22686.43
CSP | 0 | 0 | 0 | 0 | 0 | 0
CT | 717.2 | 717.2 | 717.2 | 1264.19 | 2500.34 | 3652.31
Coal | 17743.62 | 15685.63 | 15685.63 | 15685.63 | 15685.63 | 15685.63
Geo | 0 | 0 | 0 | 0 | 0 | 0
H | 2122 | 2122 | 2122 | 2122 | 2122 | 2122
LFG | 63.34 | 170.4 | 170.4 | 170.4 | 170.4 | 170.4
Nuc | 11430 | 13760 | 13760 | 13760 | 10512 | 8654
PS | 2616 | 2616 | 2616 | 2616 | 2616 | 2616
PV | 16 | 152.4 | 159.05 | 167.3 | 175.77 | 184.65
PeakG | 8308 | 8308 | 8308 | 8308 | 8308 | 8308
PeakO | 1268 | 1268 | 1268 | 1268 | 1268 | 1268
ST | 0 | 0 | 0 | 0 | 0 | 0
STOG | 92 | 92 | 92 | 92 | 92 | 92
STWD | 281 | 281 | 281 | 281 | 281 | 281
WT | 0.9 | 3500 | 3500 | 3500 | 3500 | 3500
IGCC | 0 | 0 | 0 | 0 | 0 | 0
DemandResponse | 2339.28 | 3868.22 | 5651.52 | 5928.05 | 6218.12 | 6522.37
IGCC-CCS | 0 | 0 | 0 | 0 | 0 | 0
WT_off | 1 | 1040.47 | 2389.67 | 2671.78 | 2962.23 | 3254.37
PseudoUnit | 0 | 0 | 0 | 0 | 0 | 0
FixedInterchange | 0 | 0 | 0 | 0 | 0 | 0
Total Installed Capacity by Reporting Type: IESO
ReportingType | 2015 | 2020 | 2025 | 2030 | 2035 | 2040
BM | 326.33 | 326.33 | 326.33 | 326.33 | 326.33 | 326.33
CC | 4099.38 | 4099.38 | 4099.38 | 4099.38 | 4099.38 | 5636.78
CSP | 0 | 0 | 0 | 0 | 0 | 0
CT | 368 | 368 | 368 | 368 | 973.92 | 1918.01
Coal | 0 | 0 | 0 | 0 | 0 | 0
Geo | 0 | 0 | 0 | 0 | 0 | 0
H | 8693.3 | 8693.3 | 8693.3 | 8693.3 | 8693.3 | 8693.3
LFG | 117.5 | 117.5 | 117.5 | 118 | 118 | 118
Nuc | 13018 | 13018 | 13018 | 13018 | 11988 | 10448
PS | 123 | 123 | 123 | 123 | 123 | 123
PV | 1097.26 | 1097.26 | 1097.26 | 1097.26 | 30 | 30
PeakG | 584 | 584 | 584 | 584 | 584 | 584
PeakO | 29.36 | 29.36 | 29.36 | 29.36 | 29.36 | 29.36
ST | 0 | 0 | 0 | 0 | 0 | 0
STOG | 0 | 0 | 0 | 0 | 0 | 0
STWD | 0 | 0 | 0 | 0 | 0 | 0
WT | 3385.9 | 3385.9 | 3385.9 | 3385.9 | 3385.9 | 3385.9
IGCC | 0 | 0 | 0 | 0 | 0 | 0
DemandResponse | 1958.79 | 2066.83 | 2340.54 | 2421.21 | 2504.65 | 2590.98
IGCC-CCS | 0 | 0 | 0 | 0 | 0 | 0
WT_off | 0 | 0 | 0 | 0 | 0 | 0
PseudoUnit | 0 | 0 | 0 | 0 | 0 | 0
FixedInterchange | 0 | 0 | 0 | 0 | 0 | 0
Total Installed Capacity by Reporting Type: MAPP_CA
ReportingType | 2015 | 2020 | 2025 | 2030 | 2035 | 2040
BM | 0 | 0 | 0 | 0 | 0 | 0
CC | 1308.89 | 1820.31 | 1954.71 | 2209.49 | 2391.21 | 2481.47
CSP | 0 | 0 | 0 | 0 | 0 | 0
CT | 0 | 0 | 40.1 | 193.11 | 435.35 | 785.83
Coal | 1071.68 | 1071.68 | 1071.68 | 1071.68 | 1071.68 | 1071.68
Geo | 0 | 0 | 0 | 0 | 0 | 0
H | 6475.4 | 6475.4 | 6475.4 | 6475.4 | 6475.4 | 6475.4
LFG | 0 | 0 | 0 | 0 | 0 | 0
Nuc | 0.1 | 0.1 | 0.1 | 0.1 | 0.1 | 0.1
PS | 0 | 0 | 0 | 0 | 0 | 0
PV | 0 | 0 | 0 | 0 | 0 | 0
PeakG | 559 | 559 | 559 | 559 | 559 | 559
PeakO | 4 | 4 | 4 | 4 | 4 | 4
ST | 0 | 0 | 0 | 0 | 0 | 0
STOG | 126 | 126 | 126 | 126 | 126 | 126
STWD | 0 | 0 | 0 | 0 | 0 | 0
WT | 577.4 | 577.4 | 577.4 | 577.4 | 577.4 | 577.4
IGCC | 0 | 0 | 0 | 0 | 0 | 0
DemandResponse | 89.5 | 308.14 | 546.73 | 568.39 | 590.9 | 614.31
IGCC-CCS | 0 | 0 | 0 | 0 | 0 | 0
WT_off | 0 | 0 | 0 | 0 | 0 | 0
PseudoUnit | 0 | 0 | 0 | 0 | 0 | 0
FixedInterchange | 0 | 0 | 0 | 0 | 0 | 0
Total Installed Capacity by Reporting Type: AZ_NM_SNV_Coal
ReportingType | 2015 | 2020 | 2025 | 2030 | 2035 | 2040
BM | 0 | 0 | 0 | 0 | 0 | 0
CC | 0 | 0 | 0 | 0 | 0 | 0
CSP | 0 | 0 | 0 | 0 | 0 | 0
CT | 0 | 0 | 0 | 0 | 0 | 0
Coal | 10309.1 | 10309.11 | 10301.49 | 10301.49 | 10301.49 | 10301.49
Geo | 0 | 0 | 0 | 0 | 0 | 0
H | 0 | 0 | 0 | 0 | 0 | 0
LFG | 0 | 0 | 0 | 0 | 0 | 0
Nuc | 0 | 0 | 0 | 0 | 0 | 0
PS | 0 | 0 | 0 | 0 | 0 | 0
PV | 0 | 0 | 0 | 0 | 0 | 0
PeakG | 0 | 0 | 0 | 0 | 0 | 0
PeakO | 200 | 200 | 0 | 0 | 0 | 0
ST | 0 | 0 | 0 | 0 | 0 | 0
STOG | 0 | 0 | 0 | 0 | 0 | 0
STWD | 0 | 0 | 0 | 0 | 0 | 0
WT | 0 | 0 | 0 | 0 | 0 | 0
IGCC | 0 | 0 | 0 | 0 | 0 | 0
DemandResponse | 0 | 0 | 0 | 0 | 0 | 0
IGCC-CCS | 0 | 0 | 0 | 0 | 0 | 0
WT_off | 0 | 0 | 0 | 0 | 0 | 0
PseudoUnit | 0 | 0 | 0 | 0 | 0 | 0
FixedInterchange | 0 | 0 | 0 | 0 | 0 | 0
Total Installed Capacity by Reporting Type: AZ_NM_SNV_Gas
ReportingType | 2015 | 2020 | 2025 | 2030 | 2035 | 2040
BM | 0 | 0 | 0 | 0 | 0 | 0
CC | 16018 | 16018 | 16018 | 16018 | 16018 | 16423.07
CSP | 0 | 0 | 0 | 0 | 0 | 0
CT | 736 | 736 | 736 | 736 | 0 | 0
Coal | 0 | 0 | 0 | 0 | 0 | 0
Geo | 0 | 0 | 0 | 0 | 0 | 0
H | 0 | 0 | 0 | 0 | 0 | 0
LFG | 0 | 0 | 0 | 0 | 0 | 0
Nuc | 0 | 0 | 0 | 0 | 0 | 0
PS | 0 | 0 | 0 | 0 | 0 | 0
PV | 0 | 0 | 0 | 0 | 0 | 0
PeakG | 3660 | 3660 | 3095.39 | 3095.39 | 3095.39 | 3095.39
PeakO | 0 | 0 | 0 | 0 | 0 | 0
ST | 0 | 0 | 0 | 0 | 0 | 0
STOG | 0 | 0 | 0 | 0 | 0 | 0
STWD | 0 | 0 | 0 | 0 | 0 | 0
WT | 0 | 0 | 0 | 0 | 0 | 0
IGCC | 0 | 0 | 0 | 0 | 0 | 0
DemandResponse | 334.55 | 1076.71 | 1928.33 | 2059.84 | 2196.64 | 2344.36
IGCC-CCS | 0 | 0 | 0 | 0 | 0 | 0
WT_off | 0 | 0 | 0 | 0 | 0 | 0
PseudoUnit | 0 | 0 | 0 | 0 | 0 | 0
FixedInterchange | 0 | 0 | 0 | 0 | 0 | 0
Total Installed Capacity by Reporting Type: AZ_NM_SNV_NucRenew
ReportingType | 2015 | 2020 | 2025 | 2030 | 2035 | 2040
BM | 0 | 0 | 0 | 0 | 0 | 0
CC | 0 | 0 | 0 | 0 | 0 | 0
CSP | 0 | 0 | 0 | 0 | 0 | 0
CT | 0 | 0 | 0 | 0 | 0 | 0
Coal | 0 | 0 | 0 | 0 | 0 | 0
Geo | 0 | 0 | 1450 | 1450 | 1450 | 1450
H | 3131 | 3131 | 3131 | 3131 | 3131 | 3131
LFG | 7 | 7 | 67.67 | 67.67 | 67.67 | 67.67
Nuc | 3875 | 3875 | 3875 | 3875 | 3875 | 3875
PS | 216 | 216 | 216 | 216 | 216 | 216
PV | 148.7 | 148.7 | 148.7 | 148.7 | 148.7 | 148.7
PeakG | 0 | 0 | 0 | 0 | 0 | 0
PeakO | 0 | 0 | 0 | 0 | 0 | 0
ST | 280 | 744.2 | 1022.53 | 1097.56 | 1097.57 | 1097.57
STOG | 0 | 0 | 0 | 0 | 0 | 0
STWD | 26 | 26 | 26 | 26 | 26 | 26
WT | 525.1 | 14938.74 | 26609.33 | 49211.23 | 60105.82 | 76737.59
IGCC | 0 | 0 | 0 | 0 | 0 | 0
DemandResponse | 0 | 0 | 0 | 0 | 0 | 0
IGCC-CCS | 0 | 0 | 0 | 0 | 0 | 0
WT_off | 0 | 0 | 0 | 0 | 0 | 0
PseudoUnit | 0 | 0 | 0 | 0 | 0 | 0
FixedInterchange | 0 | 0 | 0 | 0 | 0 | 0
Total Installed Capacity by Reporting Type: ERCOT
ReportingType | 2015 | 2020 | 2025 | 2030 | 2035 | 2040
BM | 145 | 145 | 145 | 145 | 145 | 145
CC | 29150 | 32276.73 | 32276.73 | 32276.73 | 34953.64 | 37700.91
CSP | 0 | 0 | 0 | 0 | 0 | 0
CT | 250 | 250 | 250 | 250 | 250 | 250
Coal | 18867.87 | 18867.87 | 18867.87 | 18867.87 | 18867.87 | 18867.87
Geo | 0 | 0 | 0 | 0 | 0 | 0
H | 565 | 565 | 565 | 565 | 565 | 565
LFG | 75 | 75 | 429 | 429 | 429 | 429
Nuc | 5091 | 5091 | 5091 | 5091 | 5091 | 5091
PS | 0 | 0 | 0 | 0 | 0 | 0
PV | 15 | 15 | 15 | 15 | 1 | 1
PeakG | 4768 | 4768 | 4768 | 4768 | 4768 | 4768
PeakO | 51 | 51 | 51 | 51 | 51 | 51
ST | 0 | 0 | 0 | 0 | 0 | 0
STOG | 18515.99 | 18515.99 | 18341.2 | 18341.2 | 18341.2 | 18341.2
STWD | 0 | 0 | 0 | 0 | 0 | 0
WT | 9280.1 | 9280.1 | 32601.28 | 33600.69 | 34723.38 | 35867.09
IGCC | 0 | 0 | 0 | 0 | 0 | 0
DemandResponse | 740.81 | 3617.73 | 6720.3 | 6926.25 | 7155.61 | 7391.29
IGCC-CCS | 0 | 0 | 0 | 0 | 0 | 0
WT_off | 0 | 0 | 0 | 0 | 0 | 0
PseudoUnit | 0 | 0 | 0 | 0 | 0 | 0
FixedInterchange | 0 | 0 | 0 | 0 | 0 | 0
Total Installed Capacity by Reporting Type: NP15
ReportingType | 2015 | 2020 | 2025 | 2030 | 2035 | 2040
BM | 0 | 0 | 0 | 0 | 0 | 0
CC | 7404 | 7404 | 7404 | 7404 | 7404 | 7404
CSP | 0 | 0 | 0 | 0 | 0 | 0
CT | 279.73 | 439.74 | 439.74 | 4764.08 | 6746.4 | 10884.7
Coal | 28.2 | 0 | 0 | 0 | 0 | 0
Geo | 1123 | 1723 | 1723 | 1723 | 1723 | 1723
H | 8825 | 8825 | 8825 | 8825 | 8825 | 8825
LFG | 85 | 650 | 650 | 650 | 650 | 650
Nuc | 2300 | 2300 | 2300 | 2300 | 2300 | 2300
PS | 2257 | 2257 | 2257 | 2257 | 2257 | 2257
PV | 59.5 | 59.5 | 59.5 | 59.5 | 59.5 | 59.5
PeakG | 3265 | 3265 | 3265 | 3265 | 3265 | 3265
PeakO | 350 | 350 | 350 | 350 | 350 | 350
ST | 29 | 29 | 29 | 29 | 29 | 29
STOG | 3812.6 | 3812.6 | 3812.6 | 3812.6 | 3812.6 | 3812.6
STWD | 442 | 442 | 442 | 442 | 442 | 442
WT | 1193.2 | 4492 | 4492 | 4492.01 | 13264.86 | 13946.38
IGCC | 0 | 0 | 0 | 0 | 0 | 0
DemandResponse | 1828.06 | 1875.2 | 2034.02 | 2149.8 | 2261.58 | 2376.93
IGCC-CCS | 0 | 0 | 0 | 0 | 0 | 0
WT_off | 0 | 0 | 0 | 0 | 0 | 0
PseudoUnit | 0 | 0 | 0 | 0 | 0 | 0
FixedInterchange | 0 | 0 | 0 | 0 | 0 | 0
Total Installed Capacity by Reporting Type: NWPP_Coal
ReportingType | 2015 | 2020 | 2025 | 2030 | 2035 | 2040
BM | 0 | 0 | 0 | 0 | 0 | 0
CC | 0 | 0 | 0 | 0 | 0 | 0
CSP | 0 | 0 | 0 | 0 | 0 | 0
CT | 0 | 0 | 0 | 0 | 0 | 0
Coal | 12409.85 | 12409.85 | 12409.85 | 12409.85 | 12409.85 | 12409.85
Geo | 0 | 0 | 0 | 0 | 0 | 0
H | 0 | 0 | 0 | 0 | 0 | 0
LFG | 0 | 0 | 0 | 0 | 0 | 0
Nuc | 0 | 0 | 0 | 0 | 0 | 0
PS | 0 | 0 | 0 | 0 | 0 | 0
PV | 0 | 0 | 0 | 0 | 0 | 0
PeakG | 0 | 0 | 0 | 0 | 0 | 0
PeakO | 0 | 0 | 0 | 0 | 0 | 0
ST | 0 | 0 | 0 | 0 | 0 | 0
STOG | 0 | 0 | 0 | 0 | 0 | 0
STWD | 0 | 0 | 0 | 0 | 0 | 0
WT | 0 | 0 | 0 | 0 | 0 | 0
IGCC | 0 | 0 | 0 | 0 | 0 | 0
DemandResponse | 0 | 0 | 0 | 0 | 0 | 0
IGCC-CCS | 0 | 0 | 0 | 0 | 0 | 0
WT_off | 0 | 0 | 0 | 0 | 0 | 0
PseudoUnit | 0 | 0 | 0 | 0 | 0 | 0
FixedInterchange | 0 | 0 | 0 | 0 | 0 | 0
Total Installed Capacity by Reporting Type: NWPP_Gas
ReportingType | 2015 | 2020 | 2025 | 2030 | 2035 | 2040
BM | 0 | 0 | 0 | 0 | 0 | 0
CC | 6627 | 6627 | 6627 | 8844.69 | 9841.56 | 10164.72
CSP | 0 | 0 | 0 | 0 | 0 | 0
CT | 150 | 150 | 150 | 150 | 150 | 150
Coal | 0 | 0 | 0 | 0 | 0.01 | 0.01
Geo | 0 | 0 | 0 | 0 | 0 | 0
H | 0 | 0 | 0 | 0 | 0 | 0
LFG | 0 | 0 | 0 | 0 | 0 | 0
Nuc | 0 | 0 | 0 | 0 | 0 | 0
PS | 0 | 0 | 0 | 0 | 0 | 0
PV | 0 | 0 | 0 | 0 | 0 | 0
PeakG | 41.42 | 41.42 | 41.42 | 41.42 | 41.42 | 41.42
PeakO | 0 | 0 | 0 | 0 | 0 | 0
ST | 0 | 0 | 0 | 0 | 0 | 0
STOG | 0 | 0 | 0 | 0 | 0 | 0
STWD | 0 | 0 | 0 | 0 | 0 | 0
WT | 0 | 0 | 0 | 0 | 0 | 0
IGCC | 0 | 0 | 0 | 0 | 0 | 0
DemandResponse | 0.01 | 953.34 | 1988.72 | 2091.14 | 2193.74 | 2298.72
IGCC-CCS | 0 | 0 | 0 | 0 | 0 | 0
WT_off | 0 | 0 | 0 | 0 | 0 | 0
PseudoUnit | 0 | 0 | 0 | 0 | 0 | 0
FixedInterchange | 0 | 0 | 0 | 0 | 0 | 0
Total Installed Capacity by Reporting Type: NWPP_NucRenew
ReportingType | 2015 | 2020 | 2025 | 2030 | 2035 | 2040
BM | 32.55 | 32.55 | 32.55 | 32.55 | 32.55 | 32.55
CC | 0 | 0 | 0 | 0 | 0 | 0
CSP | 0 | 0 | 0 | 0 | 0 | 0
CT | 0 | 0 | 0 | 0 | 0 | 0
Coal | 0 | 0 | 0 | 0 | 0 | 0
Geo | 404.2 | 429.2 | 838.2 | 838.2 | 838.2 | 838.2
H | 33736 | 33736 | 33736 | 33736 | 33736 | 33736
LFG | 128.5 | 147.26 | 373 | 373 | 373 | 373
Nuc | 1131 | 1131 | 1131 | 1131 | 1131 | 1131
PS | 258 | 258 | 258 | 258 | 258 | 258
PV | 3 | 3 | 3 | 3 | 3 | 3
PeakG | 0 | 0 | 0 | 0 | 0 | 0
PeakO | 0 | 0 | 0 | 0 | 0 | 0
ST | 0 | 0 | 0 | 0 | 0 | 0
STOG | 0 | 0 | 0 | 0 | 0 | 0
STWD | 0 | 0 | 0 | 0 | 0 | 0
WT | 6865.3 | 6865.3 | 6865.3 | 7052.92 | 19071.34 | 36014.8
IGCC | 0 | 0 | 0 | 0 | 0 | 0
DemandResponse | 0 | 0 | 0 | 0 | 0 | 0
IGCC-CCS | 0 | 0 | 0 | 0 | 0 | 0
WT_off | 0 | 0 | 0 | 0 | 0 | 0
PseudoUnit | 0 | 0 | 0 | 0 | 0 | 0
FixedInterchange | 0 | 0 | 0 | 0 | 0 | 0
Total Installed Capacity by Reporting Type: RMPA
ReportingType | 2015 | 2020 | 2025 | 2030 | 2035 | 2040
BM | 0 | 0 | 0 | 0 | 0 | 0
CC | 2686 | 2686 | 2686 | 2686 | 2686 | 2686
CSP | 0 | 0 | 0 | 0 | 0 | 0
CT | 152 | 152 | 152 | 152 | 335.77 | 1141.49
Coal | 7475.3 | 7304.8 | 6705.8 | 6705.8 | 6705.8 | 6705.81
Geo | 0 | 0 | 2570 | 2570 | 2570 | 2570
H | 982 | 982 | 982 | 982 | 982 | 982
LFG | 7.4 | 7.4 | 7.4 | 36.33 | 36.33 | 36.33
Nuc | 0.1 | 0.1 | 0.1 | 0.1 | 0.1 | 0.1
PS | 563 | 563 | 563 | 563 | 563 | 563
PV | 21 | 21 | 21 | 21 | 21 | 21
PeakG | 2904 | 2904 | 2904 | 2904 | 2904 | 2904
PeakO | 187 | 187 | 187 | 187 | 187 | 187
ST | 3 | 379.1 | 404.82 | 432.27 | 432.27 | 432.27
STOG | 0 | 0 | 0 | 0 | 0 | 0
STWD | 0 | 0 | 0 | 0 | 0 | 0
WT | 2113.4 | 4053.08 | 4053.08 | 6134.18 | 9824.75 | 12504.27
IGCC | 0 | 0 | 0 | 0 | 0 | 0
DemandResponse | 486.05 | 622.89 | 804.5 | 856.88 | 912.57 | 971.91
IGCC-CCS | 0 | 0 | 0 | 0 | 0 | 0
WT_off | 0 | 0 | 0 | 0 | 0 | 0
PseudoUnit | 0 | 0 | 0 | 0 | 0 | 0
FixedInterchange | 0 | 0 | 0 | 0 | 0 | 0
Total Installed Capacity by Reporting Type: SP15
ReportingType | 2015 | 2020 | 2025 | 2030 | 2035 | 2040
BM | 6 | 6 | 6 | 6 | 6 | 6
CC | 10080.5 | 10080.5 | 10080.5 | 10080.5 | 10080.5 | 10080.5
CSP | 0 | 0 | 0 | 0 | 0 | 0
CT | 0 | 0 | 0 | 0 | 0 | 0
Coal | 101.2 | 101.2 | 0 | 0 | 0 | 0
Geo | 963 | 2413 | 2413 | 2413 | 2413 | 2413
H | 1163 | 1163 | 1163 | 1163 | 1163 | 1163
LFG | 223.2 | 779 | 779 | 779 | 779 | 779
Nuc | 2250 | 2250 | 2250 | 2250 | 2250 | 2250
PS | 1440 | 1440 | 1440 | 1440 | 1440 | 1440
PV | 126.8 | 126.8 | 126.8 | 126.8 | 126.8 | 126.8
PeakG | 4309 | 4309 | 4309 | 4309 | 4309 | 4309
PeakO | 51 | 51 | 51 | 51 | 51 | 51
ST | 448 | 448 | 448 | 448 | 448 | 448
STOG | 10242 | 10242 | 10242 | 10242 | 10242 | 10242
STWD | 119 | 119 | 119 | 119 | 119 | 119
WT | 2207.8 | 3698.64 | 16372.8 | 16372.8 | 16372.8 | 16372.8
IGCC | 0 | 0 | 0 | 0 | 0 | 0
DemandResponse | 2613.15 | 2728.17 | 2959.23 | 3127.67 | 3290.3 | 3458.12
IGCC-CCS | 0 | 0 | 0 | 0 | 0 | 0
WT_off | 0 | 0 | 0 | 0 | 0 | 0
PseudoUnit | 0 | 0 | 0 | 0 | 0 | 0
FixedInterchange | 0 | 0 | 0 | 0 | 0 | 0
Total Installed Capacity by Reporting Type: ALB
ReportingType | 2015 | 2020 | 2025 | 2030 | 2035 | 2040
BM | 0 | 0 | 0 | 0 | 0 | 0
CC | 2595.36 | 3278.84 | 3902.29 | 4808.35 | 6000.15 | 7062.1
CSP | 0 | 0 | 0 | 0 | 0 | 0
CT | 201.5 | 201.5 | 201.5 | 201.5 | 0 | 0
Coal | 6240.83 | 6240.83 | 6240.83 | 6240.83 | 6240.83 | 6240.83
Geo | 0 | 0 | 0 | 0 | 0 | 0
H | 912 | 912 | 912 | 912 | 912 | 912
LFG | 10 | 10 | 10 | 10 | 10 | 10
Nuc | 0.1 | 0.1 | 0.1 | 0.1 | 0.1 | 0.1
PS | 0 | 0 | 0 | 0 | 0 | 0
PV | 0 | 0 | 0 | 0 | 0 | 0
PeakG | 1475.88 | 1381.14 | 1381.14 | 1381.14 | 1381.14 | 1381.14
PeakO | 0 | 0 | 0 | 0 | 0 | 0
ST | 0 | 0 | 0 | 0 | 0 | 0
STOG | 0 | 0 | 0 | 0 | 0 | 0
STWD | 0 | 0 | 0 | 0 | 0 | 0
WT | 672 | 672 | 672 | 672 | 672 | 672
IGCC | 0 | 0 | 0 | 0 | 0 | 0
DemandResponse | 105.16 | 361.08 | 660.83 | 708.64 | 759.9 | 814.88
IGCC-CCS | 0 | 0 | 0 | 0 | 0 | 0
WT_off | 0 | 0 | 0 | 0 | 0 | 0
PseudoUnit | 0 | 0 | 0 | 0 | 0 | 0
FixedInterchange | 0 | 0 | 0 | 0 | 0 | 0
Total Installed Capacity by Reporting Type: BC
ReportingType | 2015 | 2020 | 2025 | 2030 | 2035 | 2040
BM | 0 | 0 | 0 | 0 | 0 | 0
CC | 1345.34 | 1780 | 2434.21 | 2965.28 | 3386.49 | 3386.49
CSP | 0 | 0 | 0 | 0 | 0 | 0
CT | 0 | 0 | 0 | 0 | 357.48 | 1174.32
Coal | 0 | 0 | 0 | 0 | 0 | 0
Geo | 0 | 0 | 0 | 0 | 0 | 0
H | 12161 | 12161 | 12161 | 12161 | 12161 | 12161
LFG | 24 | 24 | 24 | 24 | 24 | 24
Nuc | 0.1 | 0.1 | 0.1 | 0.1 | 0.1 | 0.1
PS | 0 | 0 | 0 | 0 | 0 | 0
PV | 0 | 0 | 0 | 0 | 0 | 0
PeakG | 141 | 141 | 141 | 141 | 141 | 141
PeakO | 44 | 44 | 44 | 44 | 44 | 44
ST | 0 | 0 | 0 | 0 | 0 | 0
STOG | 0 | 0 | 0 | 0 | 0 | 0
STWD | 510 | 510 | 510 | 510 | 510 | 510
WT | 246 | 246 | 246 | 246 | 246 | 246
IGCC | 0 | 0 | 0 | 0 | 0 | 0
DemandResponse | 0.01 | 264.69 | 555.31 | 582.51 | 611.05 | 640.98
IGCC-CCS | 0 | 0 | 0 | 0 | 0 | 0
WT_off | 0 | 0 | 0 | 0 | 0 | 0
PseudoUnit | 0 | 0 | 0 | 0 | 0 | 0
FixedInterchange | 0 | 0 | 0 | 0 | 0 | 0
Total Installed Capacity by Reporting Type: HQ_IESO
ReportingType | 2015 | 2020 | 2025 | 2030 | 2035 | 2040
BM | 0 | 0 | 0 | 0 | 0 | 0
CC | 0 | 0 | 0 | 0 | 0 | 0
CSP | 0 | 0 | 0 | 0 | 0 | 0
CT | 0 | 0 | 0 | 0 | 0 | 0
Coal | 0 | 0 | 0 | 0 | 0 | 0
Geo | 0 | 0 | 0 | 0 | 0 | 0
H | 0 | 0 | 0 | 0 | 0 | 0
LFG | 0 | 0 | 0 | 0 | 0 | 0
Nuc | 0.1 | 0.1 | 0.1 | 0.1 | 0.1 | 0.1
PS | 0 | 0 | 0 | 0 | 0 | 0
PV | 0 | 0 | 0 | 0 | 0 | 0
PeakG | 0 | 0 | 0 | 0 | 0 | 0
PeakO | 0 | 0 | 0 | 0 | 0 | 0
ST | 0 | 0 | 0 | 0 | 0 | 0
STOG | 0 | 0 | 0 | 0 | 0 | 0
STWD | 0 | 0 | 0 | 0 | 0 | 0
WT | 0 | 0 | 0 | 0 | 0 | 0
IGCC | 0 | 0 | 0 | 0 | 0 | 0
DemandResponse | 0 | 0 | 0 | 0 | 0 | 0
IGCC-CCS | 0 | 0 | 0 | 0 | 0 | 0
WT_off | 0 | 0 | 0 | 0 | 0 | 0
PseudoUnit | 0 | 0 | 0 | 0 | 0 | 0
FixedInterchange | 3000 | 3000 | 3000 | 3000 | 3000 | 3000
Total Installed Capacity by Reporting Type: HQ_NEISO
ReportingType | 2015 | 2020 | 2025 | 2030 | 2035 | 2040
BM | 0 | 0 | 0 | 0 | 0 | 0
CC | 0 | 0 | 0 | 0 | 0 | 0
CSP | 0 | 0 | 0 | 0 | 0 | 0
CT | 0 | 0 | 0 | 0 | 0 | 0
Coal | 0 | 0 | 0 | 0 | 0 | 0
Geo | 0 | 0 | 0 | 0 | 0 | 0
H | 0 | 0 | 0 | 0 | 0 | 0
LFG | 0 | 0 | 0 | 0 | 0 | 0
Nuc | 0.1 | 0.1 | 0.1 | 0.1 | 0.1 | 0.1
PS | 0 | 0 | 0 | 0 | 0 | 0
PV | 0 | 0 | 0 | 0 | 0 | 0
PeakG | 0 | 0 | 0 | 0 | 0 | 0
PeakO | 0 | 0 | 0 | 0 | 0 | 0
ST | 0 | 0 | 0 | 0 | 0 | 0
STOG | 0 | 0 | 0 | 0 | 0 | 0
STWD | 0 | 0 | 0 | 0 | 0 | 0
WT | 0 | 0 | 0 | 0 | 0 | 0
IGCC | 0 | 0 | 0 | 0 | 0 | 0
DemandResponse | 0 | 0 | 0 | 0 | 0 | 0
IGCC-CCS | 0 | 0 | 0 | 0 | 0 | 0
WT_off | 0 | 0 | 0 | 0 | 0 | 0
PseudoUnit | 0 | 0 | 0 | 0 | 0 | 0
FixedInterchange | 2920 | 2920 | 2920 | 2920 | 2920 | 2920
Total Installed Capacity by Reporting Type: HQ_NY
ReportingType | 2015 | 2020 | 2025 | 2030 | 2035 | 2040
BM | 0 | 0 | 0 | 0 | 0 | 0
CC | 0 | 0 | 0 | 0 | 0 | 0
CSP | 0 | 0 | 0 | 0 | 0 | 0
CT | 0 | 0 | 0 | 0 | 0 | 0
Coal | 0 | 0 | 0 | 0 | 0 | 0
Geo | 0 | 0 | 0 | 0 | 0 | 0
H | 0 | 0 | 0 | 0 | 0 | 0
LFG | 0 | 0 | 0 | 0 | 0 | 0
Nuc | 0.1 | 0.1 | 0.1 | 0.1 | 0.1 | 0.1
PS | 0 | 0 | 0 | 0 | 0 | 0
PV | 0 | 0 | 0 | 0 | 0 | 0
PeakG | 0 | 0 | 0 | 0 | 0 | 0
PeakO | 0 | 0 | 0 | 0 | 0 | 0
ST | 0 | 0 | 0 | 0 | 0 | 0
STOG | 0 | 0 | 0 | 0 | 0 | 0
STWD | 0 | 0 | 0 | 0 | 0 | 0
WT | 0 | 0 | 0 | 0 | 0 | 0
IGCC | 0 | 0 | 0 | 0 | 0 | 0
DemandResponse | 0 | 0 | 0 | 0 | 0 | 0
IGCC-CCS | 0 | 0 | 0 | 0 | 0 | 0
WT_off | 0 | 0 | 0 | 0 | 0 | 0
PseudoUnit | 0 | 0 | 0 | 0 | 0 | 0
FixedInterchange | 1500 | 1500 | 1500 | 1500 | 1500 | 1500
Total Installed Capacity by Reporting Type: MARITIMES
ReportingType | 2015 | 2020 | 2025 | 2030 | 2035 | 2040
BM | 0 | 0 | 0 | 0 | 0 | 0
CC | 0 | 0 | 0 | 0 | 0 | 0
CSP | 0 | 0 | 0 | 0 | 0 | 0
CT | 0 | 0 | 0 | 0 | 0 | 0
Coal | 0 | 0 | 0 | 0 | 0 | 0
Geo | 0 | 0 | 0 | 0 | 0 | 0
H | 0 | 0 | 0 | 0 | 0 | 0
LFG | 0 | 0 | 0 | 0 | 0 | 0
Nuc | 0.1 | 0.1 | 0.1 | 0.1 | 0.1 | 0.1
PS | 0 | 0 | 0 | 0 | 0 | 0
PV | 0 | 0 | 0 | 0 | 0 | 0
PeakG | 0 | 0 | 0 | 0 | 0 | 0
PeakO | 0 | 0 | 0 | 0 | 0 | 0
ST | 0 | 0 | 0 | 0 | 0 | 0
STOG | 0 | 0 | 0 | 0 | 0 | 0
STWD | 0 | 0 | 0 | 0 | 0 | 0
WT | 0 | 0 | 0 | 0 | 0 | 0
IGCC | 0 | 0 | 0 | 0 | 0 | 0
DemandResponse | 0 | 0 | 0 | 0 | 0 | 0
IGCC-CCS | 0 | 0 | 0 | 0 | 0 | 0
WT_off | 0 | 0 | 0 | 0 | 0 | 0
PseudoUnit | 0 | 0 | 0 | 0 | 0 | 0
FixedInterchange | 1400 | 1400 | 1400 | 1400 | 1400 | 1400
Total Installed Capacity by Reporting Type: All
ReportingType | 2015 | 2020 | 2025 | 2030 | 2035 | 2040
BM | 1251 | 1251 | 1251 | 1251 | 1251 | 1059
CC | 232221.54 | 247332.9 | 252284.06 | 271262.04 | 301116.81 | 330848.94
CSP | 0 | 0 | 0 | 0 | 0 | 0
CT | 6460.93 | 13881.35 | 14571.67 | 25506.08 | 41112.65 | 55605.09
Coal | 269516.18 | 255696.1 | 253634.97 | 256192.28 | 266237.65 | 278915.85
Geo | 2534.2 | 4609.2 | 9038.2 | 9038.2 | 9038.2 | 9038.2
H | 106079.79 | 106079.79 | 106079.79 | 106079.79 | 106079.79 | 106079.79
LFG | 4136 | 6089 | 8299 | 9023 | 9023 | 9023
Nuc | 117236.86 | 121152.36 | 121152.36 | 119664.16 | 93088.46 | 73382.46
PS | 21788 | 21788 | 21788 | 21788 | 21788 | 21788
PV | 1648 | 3851.49 | 4945.35 | 5197.1 | 4198.75 | 4317.65
PeakG | 119361.8 | 119267.07 | 118702.46 | 118702.46 | 118702.46 | 118702.46
PeakO | 20060.42 | 20060.42 | 19860.42 | 19860.42 | 19860.42 | 19860.42
ST | 760 | 1600.3 | 1904.35 | 2006.83 | 2006.84 | 2006.84
STOG | 68228.67 | 68228.66 | 67644.58 | 67644.58 | 67644.58 | 67644.58
STWD | 3409 | 3409 | 3409 | 3409 | 3409 | 3409
WT | 64004.8 | 126324.49 | 202693.58 | 237546.66 | 300234.69 | 356470.5
IGCC | 618 | 618 | 618 | 618 | 618 | 618.01
DemandResponse | 37863.74 | 60093.26 | 85862.57 | 89210.8 | 92685.8 | 96304.58
IGCC-CCS | 0 | 0 | 0 | 0 | 0 | 0
WT_off | 469 | 1508.47 | 3957.67 | 4239.78 | 4530.22 | 4822.37
PseudoUnit | 0 | 0 | 0 | 0 | 0 | 0
FixedInterchange | 8820 | 8820 | 8820 | 8820 | 8820 | 8820
Total Installed Capacity by Reporting Type: EI_US
ReportingType | 2015 | 2020 | 2025 | 2030 | 2035 | 2040
BM | 741.12 | 741.12 | 741.12 | 741.12 | 741.12 | 549.12
CC | 150907.07 | 161262.15 | 164801.24 | 179869.61 | 204255.87 | 227822.9
CSP | 0 | 0 | 0 | 0 | 0 | 0
CT | 4323.69 | 11584.11 | 12234.33 | 18691.39 | 31863.71 | 39300.73
Coal | 213012.15 | 199390.76 | 198037.44 | 200594.75 | 210640.11 | 223318.31
Geo | 44 | 44 | 44 | 44 | 44 | 44
H | 29436.09 | 29436.09 | 29436.09 | 29436.09 | 29436.09 | 29436.09
LFG | 3458.4 | 4271.84 | 5841.43 | 6536 | 6536 | 6536
Nuc | 89571.36 | 93486.86 | 93486.86 | 91998.66 | 66452.96 | 48286.96
PS | 16931 | 16931 | 16931 | 16931 | 16931 | 16931
PV | 176.74 | 2380.23 | 3474.1 | 3725.84 | 3808.75 | 3927.65
PeakG | 97654.5 | 97654.5 | 97654.5 | 97654.5 | 97654.5 | 97654.5
PeakO | 19144.06 | 19144.06 | 19144.06 | 19144.06 | 19144.06 | 19144.06
ST | 0 | 0 | 0 | 0 | 0 | 0
STOG | 35532.07 | 35532.07 | 35122.78 | 35122.78 | 35122.78 | 35122.78
STWD | 2312 | 2312 | 2312 | 2312 | 2312 | 2312
WT | 36938.6 | 78115.33 | 106818.49 | 115801.54 | 141990.43 | 160146.26
IGCC | 618 | 618 | 618 | 618 | 618 | 618.01
DemandResponse | 29707.66 | 46218.47 | 65324.07 | 67718.5 | 70208.86 | 72802.09
IGCC-CCS | 0 | 0 | 0 | 0 | 0 | 0
WT_off | 469 | 1508.47 | 3957.67 | 4239.78 | 4530.22 | 4822.37
PseudoUnit | 0 | 0 | 0 | 0 | 0 | 0
FixedInterchange | 5820 | 5820 | 5820 | 5820 | 5820 | 5820
Total Installed Capacity by Reporting Type: EI_Canada
ReportingType | 2015 | 2020 | 2025 | 2030 | 2035 | 2040
BM | 326.33 | 326.33 | 326.33 | 326.33 | 326.33 | 326.33
CC | 5408.27 | 5919.68 | 6054.09 | 6308.87 | 6490.59 | 8118.25
CSP | 0 | 0 | 0 | 0 | 0 | 0
CT | 368 | 368 | 408.1 | 561.11 | 1409.27 | 2703.85
Coal | 1071.68 | 1071.68 | 1071.68 | 1071.68 | 1071.68 | 1071.68
Geo | 0 | 0 | 0 | 0 | 0 | 0
H | 15168.7 | 15168.7 | 15168.7 | 15168.7 | 15168.7 | 15168.7
LFG | 117.5 | 117.5 | 117.5 | 118 | 118 | 118
Nuc | 13018.2 | 13018.2 | 13018.2 | 13018.2 | 11988.2 | 10448.2
PS | 123 | 123 | 123 | 123 | 123 | 123
PV | 1097.26 | 1097.26 | 1097.26 | 1097.26 | 30 | 30
PeakG | 1143 | 1143 | 1143 | 1143 | 1143 | 1143
PeakO | 33.36 | 33.36 | 33.36 | 33.36 | 33.36 | 33.36
ST | 0 | 0 | 0 | 0 | 0 | 0
STOG | 126 | 126 | 126 | 126 | 126 | 126
STWD | 0 | 0 | 0 | 0 | 0 | 0
WT | 3963.3 | 3963.3 | 3963.3 | 3963.3 | 3963.3 | 3963.3
IGCC | 0 | 0 | 0 | 0 | 0 | 0
DemandResponse | 2048.29 | 2374.97 | 2887.27 | 2989.59 | 3095.56 | 3205.29
IGCC-CCS | 0 | 0 | 0 | 0 | 0 | 0
WT_off | 0 | 0 | 0 | 0 | 0 | 0
PseudoUnit | 0 | 0 | 0 | 0 | 0 | 0
FixedInterchange | 3000 | 3000 | 3000 | 3000 | 3000 | 3000
Total Installed Capacity by Reporting Type: EI
ReportingType | 2015 | 2020 | 2025 | 2030 | 2035 | 2040
BM | 1067.45 | 1067.45 | 1067.45 | 1067.45 | 1067.45 | 875.45
CC | 156315.33 | 167181.83 | 170855.33 | 186178.48 | 210746.46 | 235941.15
CSP | 0 | 0 | 0 | 0 | 0 | 0
CT | 4691.7 | 11952.11 | 12642.43 | 19252.5 | 33272.98 | 42004.58
Coal | 214083.83 | 200462.44 | 199109.12 | 201666.43 | 211711.79 | 224390
Geo | 44 | 44 | 44 | 44 | 44 | 44
H | 44604.79 | 44604.79 | 44604.79 | 44604.79 | 44604.79 | 44604.79
LFG | 3575.9 | 4389.34 | 5958.93 | 6654 | 6654 | 6654
Nuc | 102589.56 | 106505.06 | 106505.06 | 105016.86 | 78441.16 | 58735.16
PS | 17054 | 17054 | 17054 | 17054 | 17054 | 17054
PV | 1274 | 3477.49 | 4571.35 | 4823.1 | 3838.75 | 3957.65
PeakG | 98797.5 | 98797.5 | 98797.5 | 98797.5 | 98797.5 | 98797.5
PeakO | 19177.42 | 19177.42 | 19177.42 | 19177.42 | 19177.42 | 19177.42
ST | 0 | 0 | 0 | 0 | 0 | 0
STOG | 35658.07 | 35658.07 | 35248.78 | 35248.78 | 35248.78 | 35248.78
STWD | 2312 | 2312 | 2312 | 2312 | 2312 | 2312
WT | 40901.9 | 82078.63 | 110781.79 | 119764.84 | 145953.73 | 164109.56
IGCC | 618 | 618 | 618 | 618 | 618 | 618.01
DemandResponse | 31755.95 | 48593.44 | 68211.33 | 70708.09 | 73304.41 | 76007.38
IGCC-CCS | 0 | 0 | 0 | 0 | 0 | 0
WT_off | 469 | 1508.47 | 3957.67 | 4239.78 | 4530.22 | 4822.37
PseudoUnit | 0 | 0 | 0 | 0 | 0 | 0
FixedInterchange | 8820 | 8820 | 8820 | 8820 | 8820 | 8820
Total Installed Capacity by Reporting Type: Outside_EI
ReportingType | 2015 | 2020 | 2025 | 2030 | 2035 | 2040
BM | 183.55 | 183.55 | 183.55 | 183.55 | 183.55 | 183.55
CC | 75906.21 | 80151.07 | 81428.73 | 85083.56 | 90370.35 | 94907.79
CSP | 0 | 0 | 0 | 0 | 0 | 0
CT | 1769.24 | 1929.24 | 1929.24 | 6253.58 | 7839.66 | 13600.51
Coal | 55432.35 | 55233.65 | 54525.84 | 54525.85 | 54525.85 | 54525.86
Geo | 2490.2 | 4565.2 | 8994.2 | 8994.2 | 8994.2 | 8994.2
H | 61475 | 61475 | 61475 | 61475 | 61475 | 61475
LFG | 560.1 | 1699.66 | 2340.07 | 2369 | 2369 | 2369
Nuc | 14647.3 | 14647.3 | 14647.3 | 14647.3 | 14647.3 | 14647.3
PS | 4734 | 4734 | 4734 | 4734 | 4734 | 4734
PV | 374 | 374 | 374 | 374 | 360 | 360
PeakG | 20564.3 | 20469.57 | 19904.96 | 19904.96 | 19904.96 | 19904.96
PeakO | 883 | 883 | 683 | 683 | 683 | 683
ST | 760 | 1600.3 | 1904.35 | 2006.83 | 2006.84 | 2006.84
STOG | 32570.59 | 32570.59 | 32395.8 | 32395.8 | 32395.8 | 32395.8
STWD | 1097 | 1097 | 1097 | 1097 | 1097 | 1097
WT | 23102.9 | 44245.86 | 91911.79 | 117781.82 | 154280.95 | 192360.94
IGCC | 0 | 0 | 0 | 0 | 0 | 0
DemandResponse | 6107.8 | 11499.81 | 17651.23 | 18502.71 | 19381.39 | 20297.2
IGCC-CCS | 0 | 0 | 0 | 0 | 0 | 0
WT_off | 0 | 0 | 0 | 0 | 0 | 0
PseudoUnit | 0 | 0 | 0 | 0 | 0 | 0
FixedInterchange | 0 | 0 | 0 | 0 | 0 | 0
#6 | Retrofit Capacity (MW)
Retrofit Capacity by Reporting Type: Entergy
ReportingType | 2015 | 2020 | 2025 | 2030 | 2035 | 2040
FGD | 0 | 7356 | 7356 | 7356 | 7356 | 7356
SNCR | 0.01 | 0 | 0 | 0 | 0.01 | 0.01
SCR | 0 | 0 | 0 | 0 | 0 | 0
ACI90 | 0 | 0 | 0 | 0 | 0 | 0
RPJ90 | 0.01 | 7416 | 7416 | 7416 | 7416 | 7416
PCSEQ | 0 | 0 | 0 | 0 | 0 | 0
Retrofit Capacity by Reporting Type: FRCC
ReportingType | 2015 | 2020 | 2025 | 2030 | 2035 | 2040
FGD | 0 | 235 | 235 | 235 | 235 | 235
SNCR | 0 | 0 | 0 | 0 | 0 | 0
SCR | 3796 | 1898 | 1898 | 1898 | 1898 | 1898
ACI90 | 0 | 0 | 0 | 0 | 0 | 0
RPJ90 | 1.28 | 7902.17 | 7902.82 | 7903.71 | 7904.71 | 7906.2
PCSEQ | 0 | 0 | 0 | 0 | 0 | 0
Retrofit Capacity by Reporting Type: MAPP_US
ReportingType | 2015 | 2020 | 2025 | 2030 | 2035 | 2040
FGD | 221 | 383.03 | 383.03 | 383.03 | 383.03 | 383.03
SNCR | 0 | 0 | 0 | 0 | 0 | 0
SCR | 0 | 0 | 0 | 0 | 0 | 0
ACI90 | 0 | 0 | 0 | 0 | 0 | 0
RPJ90 | 0.01 | 2743.03 | 2743.03 | 2743.03 | 2743.03 | 2743.03
PCSEQ | 0 | 0 | 0 | 0 | 0 | 0
Retrofit Capacity by Reporting Type: MISO_IN
ReportingType | 2015 | 2020 | 2025 | 2030 | 2035 | 2040
FGD | 0 | 2707 | 2707 | 2707 | 2707 | 2707
SNCR | 0.01 | 0.01 | 0.01 | 0.01 | 0.01 | 0.01
SCR | 0 | 0 | 0 | 0 | 0 | 0
ACI90 | 0 | 0 | 0 | 0 | 0 | 0
RPJ90 | 1.43 | 13549.08 | 13549.73 | 13550.47 | 13551.1 | 13551.7
PCSEQ | 0 | 0 | 0 | 0 | 0 | 0
Retrofit Capacity by Reporting Type: MISO_MI
ReportingType | 2015 | 2020 | 2025 | 2030 | 2035 | 2040
FGD | 0.01 | 5499.51 | 5477.27 | 5477.27 | 5477.27 | 5477.27
SNCR | 0.01 | 0.01 | 0.01 | 0.01 | 0.01 | 0.01
SCR | 355 | 22.28 | 0.04 | 0.04 | 0.04 | 0.04
ACI90 | 0 | 0 | 0 | 0 | 0 | 0
RPJ90 | 0.01 | 7301.31 | 7279.07 | 7279.07 | 7279.07 | 7279.07
PCSEQ | 0 | 0 | 0 | 0 | 0 | 0
Retrofit Capacity by Reporting Type: MISO_MO-IL
ReportingType | 2015 | 2020 | 2025 | 2030 | 2035 | 2040
FGD | 0.01 | 8392.01 | 8057.01 | 8057.01 | 8057.01 | 8057.01
SNCR | 0.02 | 0.01 | 0.01 | 0.01 | 0.02 | 0.02
SCR | 400 | 200 | 200 | 200.01 | 200.01 | 200.01
ACI90 | 0 | 0 | 0 | 0 | 0 | 0
RPJ90 | 2491.73 | 12044.91 | 11710.83 | 11711.88 | 11712.75 | 11713.49
PCSEQ | 0 | 0 | 0 | 0 | 0 | 0
Retrofit Capacity by Reporting Type: MISO_W
ReportingType | 2015 | 2020 | 2025 | 2030 | 2035 | 2040
FGD | 0 | 5555.5 | 5555.5 | 5555.5 | 5555.5 | 5555.5
SNCR | 0.01 | 0.01 | 0.01 | 0.01 | 0.01 | 0.01
SCR | 1225.26 | 612.63 | 612.63 | 612.63 | 612.63 | 612.63
ACI90 | 0 | 0 | 0 | 0 | 0 | 0
RPJ90 | 2652.38 | 11006.04 | 11006.04 | 11006.04 | 11006.04 | 11006.04
PCSEQ | 0 | 0 | 0 | 0 | 0 | 0
Retrofit Capacity by Reporting Type: MISO_WUMS
ReportingType | 2015 | 2020 | 2025 | 2030 | 2035 | 2040
FGD | 1135 | 3320.1 | 2324.01 | 2324 | 2324 | 2324
SNCR | 0 | 0.01 | 0 | 0 | 0 | 0
SCR | 2778.6 | 2163.6 | 2163.6 | 2163.6 | 2163.6 | 2163.6
ACI90 | 0 | 0 | 0 | 0 | 0 | 0
RPJ90 | 1741.13 | 5074.55 | 4078.87 | 4079.31 | 4079.74 | 4080.21
PCSEQ | 0 | 0 | 0 | 0 | 0 | 0
Retrofit Capacity by Reporting Type: Nebraska
ReportingType | 2015 | 2020 | 2025 | 2030 | 2035 | 2040
FGD | 0 | 3195.8 | 3195.8 | 3195.8 | 3195.8 | 3195.8
SNCR | 0 | 0 | 0 | 0 | 0 | 0
SCR | 0 | 0 | 0 | 0 | 0 | 0
ACI90 | 0 | 0 | 0 | 0 | 0 | 0
RPJ90 | 1364.41 | 3878 | 3878 | 3878 | 3878 | 3878
PCSEQ | 0 | 0 | 0 | 0 | 0 | 0
Retrofit Capacity by Reporting Type: NEISO
ReportingType | 2015 | 2020 | 2025 | 2030 | 2035 | 2040
FGD | 320 | 0 | 0 | 0 | 0 | 0
SNCR | 0 | 0 | 0 | 0 | 0 | 0
SCR | 0 | 0 | 0 | 0 | 0 | 0
ACI90 | 0 | 0 | 0 | 0 | 0 | 0
RPJ90 | 870.93 | 0 | 0 | 0 | 0 | 0
PCSEQ | 0 | 0 | 0 | 0 | 0 | 0
Retrofit Capacity by Reporting Type: NonRTO_Midwest
ReportingType | 2015 | 2020 | 2025 | 2030 | 2035 | 2040
FGD | 1403 | 2487 | 2487 | 2487 | 2487 | 2487
SNCR | 0.01 | 0.01 | 0.01 | 0.01 | 0.01 | 0.01
SCR | 1463.81 | 731.9 | 731.91 | 731.91 | 731.91 | 731.91
ACI90 | 0 | 0 | 0 | 0 | 0 | 0
RPJ90 | 2.12 | 8800.81 | 8801.83 | 8802.97 | 8803.91 | 8804.7
PCSEQ | 0 | 0 | 0 | 0 | 0 | 0
Retrofit Capacity by Reporting Type: NYISO_A-F
ReportingType | 2015 | 2020 | 2025 | 2030 | 2035 | 2040
FGD | 0 | 0 | 0 | 0 | 0 | 0
SNCR | 0 | 0 | 0 | 0 | 0 | 0
SCR | 0 | 0 | 0 | 0 | 0 | 0
ACI90 | 0 | 0 | 0 | 0 | 0 | 0
RPJ90 | 486.3 | 0.01 | 0.01 | 0.01 | 0.01 | 0.01
PCSEQ | 0 | 0 | 0 | 0 | 0 | 0
Retrofit Capacity by Reporting Type: NYISO_G-I
ReportingType | 2015 | 2020 | 2025 | 2030 | 2035 | 2040
FGD | 0 | 0 | 0 | 0 | 0 | 0
SNCR | 0 | 0 | 0 | 0 | 0 | 0
SCR | 0 | 0 | 0 | 0 | 0 | 0
ACI90 | 0 | 0 | 0 | 0 | 0 | 0
RPJ90 | 0 | 0 | 0 | 0 | 0 | 0
PCSEQ | 0 | 0 | 0 | 0 | 0 | 0
Retrofit Capacity by Reporting Type: NYISO_J-K
ReportingType | 2015 | 2020 | 2025 | 2030 | 2035 | 2040
FGD | 0 | 0 | 0 | 0 | 0 | 0
SNCR | 0 | 0 | 0 | 0 | 0 | 0
SCR | 0 | 0 | 0 | 0 | 0 | 0
ACI90 | 0 | 0 | 0 | 0 | 0 | 0
RPJ90 | 0 | 0 | 0 | 0 | 0 | 0
PCSEQ | 0 | 0 | 0 | 0 | 0 | 0
Retrofit Capacity by Reporting Type: PJM_E
ReportingType | 2015 | 2020 | 2025 | 2030 | 2035 | 2040
FGD | 0 | 0 | 0 | 0 | 0 | 0
SNCR | 0 | 0 | 0 | 0 | 0 | 0
SCR | 568 | 0 | 0 | 0 | 0 | 0
ACI90 | 0 | 0 | 0 | 0 | 0 | 0
RPJ90 | 1786.7 | 7.63 | 11.19 | 14.65 | 16.98 | 18.57
PCSEQ | 0 | 0 | 0 | 0 | 0 | 0
Retrofit Capacity by Reporting Type: PJM_ROM
ReportingType | 2015 | 2020 | 2025 | 2030 | 2035 | 2040
FGD | 0 | 1234 | 1234 | 1234 | 1234 | 1234
SNCR | 0 | 0 | 0 | 0 | 0 | 0
SCR | 341 | 0 | 0 | 0 | 0 | 0
ACI90 | 0 | 0 | 0 | 0 | 0 | 0
RPJ90 | 2572.01 | 8335.02 | 8335.02 | 8335.02 | 8335.02 | 8335.02
PCSEQ | 0 | 0 | 0 | 0 | 0 | 0
Retrofit Capacity by Reporting Type: PJM_ROR
ReportingType | 2015 | 2020 | 2025 | 2030 | 2035 | 2040
FGD | 0.02 | 8947.57 | 8947.57 | 8947.57 | 8947.57 | 8947.56
SNCR | 0.04 | 0.02 | 0.02 | 0.02 | 0.02 | 0.02
SCR | 2400.01 | 1200.01 | 1200.01 | 1200.02 | 1200.02 | 1200.02
ACI90 | 0 | 0 | 0 | 0 | 0 | 0
RPJ90 | 1.28 | 38200.76 | 38201.41 | 38202.14 | 38202.85 | 38203.64
PCSEQ | 0 | 0 | 0 | 0 | 0 | 0
Retrofit Capacity by Reporting Type: SOCO
ReportingType | 2015 | 2020 | 2025 | 2030 | 2035 | 2040
FGD | 4088.71 | 7073.24 | 7073.24 | 7073.24 | 7073.24 | 7073.24
SNCR | 0.01 | 0.01 | 0.01 | 0.01 | 0.01 | 0.01
SCR | 3404.71 | 3404.71 | 3404.71 | 3404.71 | 3404.71 | 3404.71
ACI90 | 0 | 0 | 0 | 0 | 0 | 0
RPJ90 | 6809.44 | 16785.47 | 16785.47 | 16785.47 | 16785.47 | 16785.47
PCSEQ | 0 | 0 | 0 | 0 | 0 | 0
Retrofit Capacity by Reporting Type: SPP_N
ReportingType | 2015 | 2020 | 2025 | 2030 | 2035 | 2040
FGD | 0 | 2384.5 | 2384.5 | 2384.5 | 2384.5 | 2384.5
SNCR | 0 | 0 | 0 | 0 | 0 | 0
SCR | 0 | 0 | 0 | 0 | 0 | 0
ACI90 | 0 | 0 | 0 | 0 | 0 | 0
RPJ90 | 1303.34 | 7321.84 | 7322.56 | 7323.34 | 7324.02 | 7324.69
PCSEQ | 0 | 0 | 0 | 0 | 0 | 0
Retrofit Capacity by Reporting Type: SPP_S
ReportingType | 2015 | 2020 | 2025 | 2030 | 2035 | 2040
FGD | 0.01 | 8398.32 | 8398.32 | 8398.32 | 8398.32 | 8398.32
SNCR | 0.01 | 0.02 | 0.02 | 0.02 | 0.02 | 0.02
SCR | 0 | 0 | 0 | 0 | 0.01 | 0.01
ACI90 | 0 | 0 | 0 | 0 | 0 | 0
RPJ90 | 0.02 | 11804.45 | 11804.45 | 11804.45 | 11804.45 | 11804.45
PCSEQ | 0 | 0 | 0 | 0 | 0 | 0
Retrofit Capacity by Reporting Type: TVA
ReportingType | 2015 | 2020 | 2025 | 2030 | 2035 | 2040
FGD | 0 | 4584.02 | 4584.02 | 4584.02 | 4584.02 | 4584.02
SNCR | 0 | 0 | 0 | 0 | 0 | 0
SCR | 0 | 0 | 0 | 0 | 0 | 0
ACI90 | 0 | 0 | 0 | 0 | 0 | 0
RPJ90 | 0.01 | 11275.04 | 11275.04 | 11275.04 | 11275.04 | 11275.04
PCSEQ | 0 | 0 | 0 | 0 | 0 | 0
Retrofit Capacity by Reporting Type: TVA_Transmission
ReportingType | 2015 | 2020 | 2025 | 2030 | 2035 | 2040
FGD | 0 | 0 | 0 | 0 | 0 | 0
SNCR | 0 | 0 | 0 | 0 | 0 | 0
SCR | 0 | 0 | 0 | 0 | 0 | 0
ACI90 | 0 | 0 | 0 | 0 | 0 | 0
RPJ90 | 0 | 0 | 0 | 0 | 0 | 0
PCSEQ | 0 | 0 | 0 | 0 | 0 | 0
Retrofit Capacity by Reporting Type: VACAR
ReportingType | 2015 | 2020 | 2025 | 2030 | 2035 | 2040
FGD | 0 | 0.01 | 0.01 | 0.01 | 0.01 | 0.01
SNCR | 0 | 0 | 0 | 0 | 0 | 0
SCR | 0 | 0 | 0 | 0 | 0 | 0.01
ACI90 | 0 | 0 | 0 | 0 | 0 | 0
RPJ90 | 3.95 | 13747.64 | 13751.32 | 13757.91 | 13760.63 | 13762.86
PCSEQ | 0 | 0 | 0 | 0 | 0 | 0
Retrofit Capacity by Reporting Type: IESO
ReportingType | 2015 | 2020 | 2025 | 2030 | 2035 | 2040
FGD | 0 | 0 | 0 | 0 | 0 | 0
SNCR | 0 | 0 | 0 | 0 | 0 | 0
SCR | 0 | 0 | 0 | 0 | 0 | 0
ACI90 | 0 | 0 | 0 | 0 | 0 | 0
RPJ90 | 0 | 0 | 0 | 0 | 0 | 0
PCSEQ | 0 | 0 | 0 | 0 | 0 | 0
Retrofit Capacity by Reporting Type: MAPP_CA
ReportingType | 2015 | 2020 | 2025 | 2030 | 2035 | 2040
FGD | 0 | 0 | 0 | 0 | 0 | 0
SNCR | 0 | 0 | 0 | 0 | 0 | 0
SCR | 0 | 0 | 0 | 0 | 0 | 0
ACI90 | 0 | 0 | 0 | 0 | 0 | 0
RPJ90 | 0 | 0 | 0 | 0 | 0 | 0
PCSEQ | 0 | 0 | 0 | 0 | 0 | 0
Retrofit Capacity by Reporting Type: AZ_NM_SNV_Coal
ReportingType | 2015 | 2020 | 2025 | 2030 | 2035 | 2040
FGD | 384 | 540 | 540 | 540 | 540 | 540
SNCR | 0 | 0 | 0 | 0.01 | 0.01 | 0.01
SCR | 800 | 400 | 400 | 400 | 400 | 400
ACI90 | 0 | 0 | 0 | 0 | 0 | 0
RPJ90 | 3286.95 | 9910.58 | 9903.53 | 9904.26 | 9904.87 | 9905.47
PCSEQ | 0 | 0 | 0 | 0 | 0 | 0
Retrofit Capacity by Reporting Type: AZ_NM_SNV_Gas
ReportingType | 2015 | 2020 | 2025 | 2030 | 2035 | 2040
FGD | 0 | 0 | 0 | 0 | 0 | 0
SNCR | 0 | 0 | 0 | 0 | 0 | 0
SCR | 0 | 0 | 0 | 0 | 0 | 0
ACI90 | 0 | 0 | 0 | 0 | 0 | 0
RPJ90 | 0 | 0 | 0 | 0 | 0 | 0
PCSEQ | 0 | 0 | 0 | 0 | 0 | 0
Retrofit Capacity by Reporting Type: AZ_NM_SNV_NucRenew
ReportingType | 2015 | 2020 | 2025 | 2030 | 2035 | 2040
FGD | 0 | 0 | 0 | 0 | 0 | 0
SNCR | 0 | 0 | 0 | 0 | 0 | 0
SCR | 0 | 0 | 0 | 0 | 0 | 0
ACI90 | 0 | 0 | 0 | 0 | 0 | 0
RPJ90 | 0 | 0 | 0 | 0 | 0 | 0
PCSEQ | 0 | 0 | 0 | 0 | 0 | 0
Retrofit Capacity by Reporting Type: ERCOT
ReportingType | 2015 | 2020 | 2025 | 2030 | 2035 | 2040
FGD | 0 | 5125 | 5125 | 5125 | 5125 | 5125
SNCR | 0.01 | 0.01 | 0.01 | 0.01 | 0.01 | 0.01
SCR | 4370 | 2185 | 2185 | 2185 | 2185 | 2185
ACI90 | 0 | 0 | 0 | 0 | 0 | 0
RPJ90 | 9197.31 | 16250.02 | 16250.67 | 16251.42 | 16252.09 | 16252.78
PCSEQ | 0 | 0 | 0 | 0 | 0 | 0
Retrofit Capacity by Reporting Type: NP15
ReportingType | 2015 | 2020 | 2025 | 2030 | 2035 | 2040
FGD | 0 | 0 | 0 | 0 | 0 | 0
SNCR | 0 | 0 | 0 | 0 | 0 | 0
SCR | 0 | 0 | 0 | 0 | 0 | 0
ACI90 | 0 | 0 | 0 | 0 | 0 | 0
RPJ90 | 0 | 0 | 0 | 0 | 0 | 0
PCSEQ | 0 | 0 | 0 | 0 | 0 | 0
Retrofit Capacity by Reporting Type: NWPP_Coal
ReportingType | 2015 | 2020 | 2025 | 2030 | 2035 | 2040
FGD | 0 | 1601.2 | 1601.2 | 1601.2 | 1601.2 | 1601.2
SNCR | 0 | 0.01 | 0.01 | 0.01 | 0.01 | 0.01
SCR | 0 | 0 | 0 | 0 | 0 | 0
ACI90 | 0 | 0 | 0 | 0 | 0 | 0
RPJ90 | 453.62 | 12409.85 | 12409.85 | 12409.85 | 12409.85 | 12409.85
PCSEQ | 0 | 0 | 0 | 0 | 0 | 0
Retrofit Capacity by Reporting Type: NWPP_Gas
ReportingType | 2015 | 2020 | 2025 | 2030 | 2035 | 2040
FGD | 0 | 0 | 0 | 0 | 0 | 0
SNCR | 0 | 0 | 0 | 0 | 0 | 0
SCR | 0 | 0 | 0 | 0 | 0 | 0
ACI90 | 0 | 0 | 0 | 0 | 0 | 0
RPJ90 | 0 | 0 | 0 | 0 | 0 | 0
PCSEQ | 0 | 0 | 0 | 0 | 0 | 0
Retrofit Capacity by Reporting Type: NWPP_NucRenew
ReportingType | 2015 | 2020 | 2025 | 2030 | 2035 | 2040
FGD | 0 | 0 | 0 | 0 | 0 | 0
SNCR | 0 | 0 | 0 | 0 | 0 | 0
SCR | 0 | 0 | 0 | 0 | 0 | 0
ACI90 | 0 | 0 | 0 | 0 | 0 | 0
RPJ90 | 0 | 0 | 0 | 0 | 0 | 0
PCSEQ | 0 | 0 | 0 | 0 | 0 | 0
Retrofit Capacity by Reporting Type: RMPA
ReportingType | 2015 | 2020 | 2025 | 2030 | 2035 | 2040
FGD | 0 | 1282 | 1282 | 1282 | 1282 | 1282
SNCR | 0 | 0 | 0 | 0 | 0.01 | 0.01
SCR | 1554.6 | 777.3 | 777.3 | 777.3 | 777.3 | 777.3
ACI90 | 0 | 0 | 0 | 0 | 0 | 0
RPJ90 | 2874.61 | 6914.8 | 6315.8 | 6315.8 | 6315.8 | 6315.8
PCSEQ | 0 | 0 | 0 | 0 | 0 | 0
Retrofit Capacity by Reporting Type: SP15
ReportingType | 2015 | 2020 | 2025 | 2030 | 2035 | 2040
FGD | 0 | 0 | 0 | 0 | 0 | 0
SNCR | 0 | 0 | 0 | 0 | 0 | 0
SCR | 0 | 0 | 0 | 0 | 0 | 0
ACI90 | 0 | 0 | 0 | 0 | 0 | 0
RPJ90 | 0 | 101.2 | 0 | 0 | 0 | 0
PCSEQ | 0 | 0 | 0 | 0 | 0 | 0
Retrofit Capacity by Reporting Type: ALB
ReportingType | 2015 | 2020 | 2025 | 2030 | 2035 | 2040
FGD | 0 | 0 | 0 | 0 | 0 | 0
SNCR | 0 | 0 | 0 | 0 | 0 | 0
SCR | 0 | 0 | 0 | 0 | 0 | 0
ACI90 | 0 | 0 | 0 | 0 | 0 | 0
RPJ90 | 0 | 0 | 0 | 0 | 0 | 0
PCSEQ | 0 | 0 | 0 | 0 | 0 | 0
Retrofit Capacity by Reporting Type: BC
ReportingType | 2015 | 2020 | 2025 | 2030 | 2035 | 2040
FGD | 0 | 0 | 0 | 0 | 0 | 0
SNCR | 0 | 0 | 0 | 0 | 0 | 0
SCR | 0 | 0 | 0 | 0 | 0 | 0
ACI90 | 0 | 0 | 0 | 0 | 0 | 0
RPJ90 | 0 | 0 | 0 | 0 | 0 | 0
PCSEQ | 0 | 0 | 0 | 0 | 0 | 0
Retrofit Capacity by Reporting Type: HQ_IESO
ReportingType | 2015 | 2020 | 2025 | 2030 | 2035 | 2040
FGD | 0 | 0 | 0 | 0 | 0 | 0
SNCR | 0 | 0 | 0 | 0 | 0 | 0
SCR | 0 | 0 | 0 | 0 | 0 | 0
ACI90 | 0 | 0 | 0 | 0 | 0 | 0
RPJ90 | 0 | 0 | 0 | 0 | 0 | 0
PCSEQ | 0 | 0 | 0 | 0 | 0 | 0
Retrofit Capacity by Reporting Type: HQ_NEISO
ReportingType | 2015 | 2020 | 2025 | 2030 | 2035 | 2040
FGD | 0 | 0 | 0 | 0 | 0 | 0
SNCR | 0 | 0 | 0 | 0 | 0 | 0
SCR | 0 | 0 | 0 | 0 | 0 | 0
ACI90 | 0 | 0 | 0 | 0 | 0 | 0
RPJ90 | 0 | 0 | 0 | 0 | 0 | 0
PCSEQ | 0 | 0 | 0 | 0 | 0 | 0
Retrofit Capacity by Reporting Type: HQ_NY
ReportingType | 2015 | 2020 | 2025 | 2030 | 2035 | 2040
FGD | 0 | 0 | 0 | 0 | 0 | 0
SNCR | 0 | 0 | 0 | 0 | 0 | 0
SCR | 0 | 0 | 0 | 0 | 0 | 0
ACI90 | 0 | 0 | 0 | 0 | 0 | 0
RPJ90 | 0 | 0 | 0 | 0 | 0 | 0
PCSEQ | 0 | 0 | 0 | 0 | 0 | 0
Retrofit Capacity by Reporting Type: MARITIMES
ReportingType | 2015 | 2020 | 2025 | 2030 | 2035 | 2040
FGD | 0 | 0 | 0 | 0 | 0 | 0
SNCR | 0 | 0 | 0 | 0 | 0 | 0
SCR | 0 | 0 | 0 | 0 | 0 | 0
ACI90 | 0 | 0 | 0 | 0 | 0 | 0
RPJ90 | 0 | 0 | 0 | 0 | 0 | 0
PCSEQ | 0 | 0 | 0 | 0 | 0 | 0
Retrofit Capacity by Reporting Type: All
ReportingType | 2015 | 2020 | 2025 | 2030 | 2035 | 2040
FGD | 7551.78 | 80300.83 | 78947.49 | 78947.49 | 78947.49 | 78947.49
SNCR | 0.16 | 0.12 | 0.13 | 0.14 | 0.16 | 0.18
SCR | 23457.01 | 13595.47 | 13573.24 | 13573.25 | 13573.27 | 13573.28
ACI90 | 0 | 0 | 0 | 0 | 0 | 0
RPJ90 | 37900.97 | 232780.2 | 230732.56 | 230749.85 | 230761.43 | 230772.1
PCSEQ | 0 | 0 | 0 | 0 | 0 | 0.01
Retrofit Capacity by Reporting Type: EI_US
ReportingType | 2015 | 2020 | 2025 | 2030 | 2035 | 2040
FGD | 7167.78 | 71752.63 | 70399.29 | 70399.29 | 70399.29 | 70399.29
SNCR | 0.14 | 0.1 | 0.11 | 0.12 | 0.13 | 0.14
SCR | 16732.41 | 10233.16 | 10210.93 | 10210.94 | 10210.95 | 10210.96
ACI90 | 0 | 0 | 0 | 0 | 0 | 0
RPJ90 | 22088.47 | 187193.76 | 185852.71 | 185868.52 | 185878.82 | 185888.19
PCSEQ | 0 | 0 | 0 | 0 | 0 | 0.01
Retrofit Capacity by Reporting Type: EI_Canada
ReportingType | 2015 | 2020 | 2025 | 2030 | 2035 | 2040
FGD | 0 | 0 | 0 | 0 | 0 | 0
SNCR | 0 | 0 | 0 | 0 | 0 | 0
SCR | 0 | 0 | 0 | 0 | 0 | 0
ACI90 | 0 | 0 | 0 | 0 | 0 | 0
RPJ90 | 0 | 0 | 0 | 0 | 0 | 0
PCSEQ | 0 | 0 | 0 | 0 | 0 | 0
Retrofit Capacity by Reporting Type: EI
ReportingType | 2015 | 2020 | 2025 | 2030 | 2035 | 2040
FGD | 7167.78 | 71752.63 | 70399.29 | 70399.29 | 70399.29 | 70399.29
SNCR | 0.14 | 0.1 | 0.11 | 0.12 | 0.13 | 0.14
SCR | 16732.41 | 10233.16 | 10210.93 | 10210.94 | 10210.95 | 10210.96
ACI90 | 0 | 0 | 0 | 0 | 0 | 0
RPJ90 | 22088.47 | 187193.76 | 185852.71 | 185868.52 | 185878.82 | 185888.19
PCSEQ | 0 | 0 | 0 | 0 | 0 | 0.01
Retrofit Capacity by Reporting Type: Outside_EI
ReportingType | 2015 | 2020 | 2025 | 2030 | 2035 | 2040
FGD | 384.01 | 8548.2 | 8548.2 | 8548.2 | 8548.2 | 8548.2
SNCR | 0.02 | 0.02 | 0.02 | 0.02 | 0.03 | 0.03
SCR | 6724.6 | 3362.31 | 3362.31 | 3362.31 | 3362.31 | 3362.31
ACI90 | 0 | 0 | 0 | 0 | 0 | 0
RPJ90 | 15812.49 | 45586.44 | 44879.85 | 44881.34 | 44882.61 | 44883.91
PCSEQ | 0 | 0 | 0 | 0 | 0 | 0
#7 | Reserve Margin (MW)
Reserve Margin Data: ALB
| 2015 | 2020 | 2025 | 2030 | 2035 | 2040
a. Peak Demand | 9894.26 | 10610.08 | 11377.68 | 12200.81 | 13083.5 | 14030.05
b. Peak Demand + Reserve Margin | 11675.23 | 12519.89 | 13425.66 | 14396.96 | 15438.53 | 16555.45
c. DR MW | 105.16 | 361.08 | 660.83 | 708.64 | 759.9 | 814.88
d. Capacity Credit | 11675.23 | 12519.89 | 13443.09 | 14396.96 | 15438.53 | 16555.45
Reserve Margin Data: BC
| 2015 | 2020 | 2025 | 2030 | 2035 | 2040
a. Peak Demand | 12097.17 | 12689.82 | 13311.5 | 13963.64 | 14647.73 | 15365.33
b. Peak Demand + Reserve Margin | 14274.66 | 14973.98 | 15707.57 | 16477.09 | 17284.32 | 18131.09
c. DR MW | 0.01 | 264.69 | 555.31 | 582.51 | 611.05 | 640.98
d. Capacity Credit | 14274.66 | 14973.98 | 15918.81 | 16477.09 | 17284.32 | 18131.09
Reserve Margin Data: ENT
| 2015 | 2020 | 2025 | 2030 | 2035 | 2040
a. Peak Demand | 31363.21 | 33216.62 | 34106.25 | 35019.69 | 35957.6 | 36920.63
b. Peak Demand + Reserve Margin | 35754.06 | 37866.95 | 38881.12 | 39922.45 | 40991.67 | 42089.52
c. DR MW | 301.55 | 1538.95 | 2854.33 | 2930.78 | 3009.27 | 3089.87
d. Capacity Credit | 35754.06 | 37866.96 | 38890.96 | 39922.46 | 40991.67 | 42089.52
Reserve Margin Data: ERCOT
| 2015 | 2020 | 2025 | 2030 | 2035 | 2040
a. Peak Demand | 70275 | 75565.6 | 78214.54 | 80611.45 | 83280.89 | 86023.9
b. Peak Demand + Reserve Margin | 79059.38 | 85011.3 | 87991.35 | 90687.88 | 93691.01 | 96776.89
c. DR MW | 740.81 | 3617.73 | 6720.3 | 6926.25 | 7155.61 | 7391.29
d. Capacity Credit | 79059.38 | 85011.31 | 90391.99 | 90687.88 | 93691 | 96776.89
Reserve Margin Data: FRCC
| 2015 | 2020 | 2025 | 2030 | 2035 | 2040
a. Peak Demand | 49536.4 | 53950.25 | 57379.16 | 61025.99 | 64904.61 | 69029.74
b. Peak Demand + Reserve Margin | 57462.22 | 62582.3 | 66559.82 | 70790.15 | 75289.35 | 80074.5
c. DR MW | 2734.45 | 3962.85 | 5527.63 | 5878.95 | 6252.59 | 6649.99
d. Capacity Credit | 57462.23 | 62582.31 | 66559.83 | 70790.15 | 75289.35 | 80074.53
Reserve Margin Data: IESO
| 2015 | 2020 | 2025 | 2030 | 2035 | 2040
a. Peak Demand | 23273 | 23024.78 | 23818.34 | 24639.25 | 25488.46 | 26366.93
b. Peak Demand + Reserve Margin | 27229.41 | 26938.99 | 27867.46 | 28827.92 | 29821.5 | 30849.31
c. DR MW | 1958.79 | 2066.83 | 2340.54 | 2421.21 | 2504.65 | 2590.98
d. Capacity Credit | 30019.39 | 30127.43 | 30401.13 | 30482.3 | 29821.5 | 30849.31
Reserve Margin Data: MAPP_CA
| 2015 | 2020 | 2025 | 2030 | 2035 | 2040
a. Peak Demand | 8659 | 9310.84 | 9679.67 | 10063.12 | 10461.75 | 10876.17
b. Peak Demand + Reserve Margin | 9698.08 | 10428.14 | 10841.23 | 11270.69 | 11717.16 | 12181.31
c. DR MW | 89.5 | 308.14 | 546.73 | 568.39 | 590.9 | 614.31
d. Capacity Credit | 9698.08 | 10428.14 | 10841.23 | 11270.69 | 11717.16 | 12181.31
Reserve Margin Data: MAPP_US
| 2015 | 2020 | 2025 | 2030 | 2035 | 2040
a. Peak Demand | 5654.68 | 5968.85 | 6205.3 | 6451.11 | 6706.66 | 6972.33
b. Peak Demand + Reserve Margin | 6446.34 | 6804.49 | 7074.04 | 7354.26 | 7645.59 | 7948.45
c. DR MW | 59 | 199.4 | 353.8 | 367.81 | 382.38 | 397.53
d. Capacity Credit | 6762.22 | 6813.51 | 7074.03 | 7354.26 | 7645.59 | 7948.45
Reserve Margin Data: NEISO
| 2015 | 2020 | 2025 | 2030 | 2035 | 2040
a. Peak Demand | 28012 | 28394.96 | 28542.49 | 28725.51 | 28892.23 | 29059.91
b. Peak Demand + Reserve Margin | 32493.92 | 32938.15 | 33109.29 | 33321.59 | 33514.98 | 33709.5
c. DR MW | 3092.4 | 3627.72 | 4230.66 | 4257.78 | 4282.5 | 4307.35
d. Capacity Credit | 32493.92 | 33416.83 | 34220.84 | 34267.55 | 33514.98 | 33709.5
Reserve Margin Data: NonRTO_Midwest
| 2015 | 2020 | 2025 | 2030 | 2035 | 2040
a. Peak Demand | 11601.6 | 12475.59 | 12784.26 | 13100.55 | 13424.68 | 13756.82
b. Peak Demand + Reserve Margin | 13225.82 | 14222.18 | 14574.05 | 14934.63 | 15304.13 | 15682.78
c. DR MW | 193.98 | 453.37 | 727.88 | 745.89 | 764.35 | 783.26
d. Capacity Credit | 13225.82 | 14222.18 | 14656.94 | 14934.64 | 15304.14 | 15682.78
Reserve Margin Data: NYISO_J-K
| 2015 | 2020 | 2025 | 2030 | 2035 | 2040
a. Peak Demand | 15708.46 | 16778.46 | 17529.82 | 18314.82 | 19134.98 | 19991.87
b. Peak Demand + Reserve Margin | 14451.78 | 15436.18 | 16127.43 | 16849.64 | 17604.19 | 18392.52
c. DR MW | 1319.07 | 1502.66 | 1718.62 | 1795.58 | 1875.99 | 1960
d. Capacity Credit | 16903.61 | 17087.19 | 18027.71 | 19028.64 | 19110.49 | 20797.84
Reserve Margin Data: PJM_E
| 2015 | 2020 | 2025 | 2030 | 2035 | 2040
a. Peak Demand | 30573 | 28691.71 | 29665.84 | 30673.06 | 31714.47 | 32791.23
b. Peak Demand + Reserve Margin | 29900.39 | 28060.49 | 29013.2 | 29998.25 | 31016.75 | 32069.83
c. DR MW | 1256.73 | 1718.17 | 2388.62 | 2469.72 | 2553.57 | 2640.27
d. Capacity Credit | 33653.18 | 33065.02 | 34065.48 | 34146.58 | 33157.13 | 32069.83
Reserve Margin Data: RMPA
| 2015 | 2020 | 2025 | 2030 | 2035 | 2040
a. Peak Demand | 13130.5 | 14147.45 | 15066.59 | 16047.68 | 17090.56 | 18201.86
b. Peak Demand + Reserve Margin | 14968.77 | 16128.09 | 17175.91 | 18294.36 | 19483.24 | 20750.12
c. DR MW | 486.05 | 622.89 | 804.5 | 856.88 | 912.57 | 971.91
d. Capacity Credit | 15767.06 | 16128.08 | 18288.41 | 18690.13 | 19483.17 | 20750.15
Reserve Margin Data: SOCO
| 2015 | 2020 | 2025 | 2030 | 2035 | 2040
a. Peak Demand | 53444.07 | 58424.21 | 60829.03 | 63332.84 | 65939.71 | 68653.88
b. Peak Demand + Reserve Margin | 60926.24 | 66603.59 | 69345.09 | 72199.44 | 75171.27 | 78265.43
c. DR MW | 2570.49 | 4773.97 | 7215.46 | 7512.46 | 7821.68 | 8143.63
d. Capacity Credit | 62042.01 | 66603.56 | 69345.14 | 72199.43 | 75171.27 | 78265.41
Reserve Margin Data: TVA
| 2015 | 2020 | 2025 | 2030 | 2035 | 2040
a. Peak Demand | 35009.2 | 38206.87 | 39152.15 | 40120.83 | 41113.47 | 42130.67
b. Peak Demand + Reserve Margin | 40260.58 | 43937.9 | 45024.97 | 46138.95 | 47280.49 | 48450.27
c. DR MW | 1805 | 2555.95 | 3357.9 | 3440.97 | 3526.11 | 3613.35
d. Capacity Credit | 40260.58 | 43937.9 | 45024.98 | 46138.98 | 47280.49 | 48450.27
Reserve Margin Data: VACAR
| 2015 | 2020 | 2025 | 2030 | 2035 | 2040
a. Peak Demand | 49497 | 53343.18 | 55953.29 | 58691.11 | 61562.9 | 64575.2
b. Peak Demand + Reserve Margin | 56426.58 | 60811.23 | 63786.75 | 66907.87 | 70181.7 | 73615.73
c. DR MW | 2339.28 | 3868.22 | 5651.52 | 5928.05 | 6218.12 | 6522.37
d. Capacity Credit | 56426.58 | 60811.24 | 63786.76 | 66907.87 | 70181.7 | 73615.76
Reserve Margin Data: AZ_NM_SNV
| 2015 | 2020 | 2025 | 2030 | 2035 | 2040
a. Peak Demand | 29190.12 | 32220.84 | 34383.83 | 36728.75 | 39168.14 | 41802.12
b. Peak Demand + Reserve Margin | 33772.97 | 37279.51 | 39782.09 | 42495.16 | 45317.54 | 48365.05
c. DR MW | 334.55 | 1076.71 | 1928.33 | 2059.84 | 2196.64 | 2344.36
d. Capacity Credit | 34237.15 | 37279.51 | 40738.19 | 44282.49 | 45317.49 | 48365.05
Reserve Margin Data: CA
| 2015 | 2020 | 2025 | 2030 | 2035 | 2040
a. Peak Demand | 62508.27 | 66506.46 | 69441.85 | 73394.32 | 77210.75 | 81148.86
b. Peak Demand + Reserve Margin | 72884.64 | 77546.53 | 80969.19 | 85577.78 | 90027.73 | 94619.57
c. DR MW | 4441.2 | 4603.38 | 4993.26 | 5277.46 | 5551.88 | 5835.06
d. Capacity Credit | 72884.65 | 77546.52 | 80969.21 | 85577.76 | 90027.72 | 94619.57
Reserve Margin Data: MISO
| 2015 | 2020 | 2025 | 2030 | 2035 | 2040
a. Peak Demand | 98840.47 | 103652.88 | 107553.1 | 111601.79 | 115804.67 | 120167.67
b. Peak Demand + Reserve Margin | 116038.72 | 121688.49 | 126267.34 | 131020.5 | 135954.68 | 141076.85
c. DR MW | 6024.78 | 8117.79 | 10669.2 | 11079.6 | 11505.92 | 11948.8
d. Capacity Credit | 116038.72 | 121688.5 | 126267.32 | 131020.51 | 135954.68 | 141076.86
Reserve Margin Data: NWPP
| 2015 | 2020 | 2025 | 2030 | 2035 | 2040
a. Peak Demand | 43762.99 | 45706.02 | 47672.59 | 50127.58 | 52587.11 | 55103.77
b. Peak Demand + Reserve Margin | 51640.33 | 53933.1 | 56253.65 | 59150.54 | 62052.79 | 65022.45
c. DR MW | 0.01 | 953.34 | 1988.72 | 2091.14 | 2193.74 | 2298.72
d. Capacity Credit | 54149.28 | 55132.18 | 56802.31 | 59150.55 | 62052.79 | 65022.45
Reserve Margin Data: NYISO
| 2015 | 2020 | 2025 | 2030 | 2035 | 2040
a. Peak Demand | 30555.78 | 32393.61 | 33621.41 | 34898.35 | 36226.45 | 37607.86
b. Peak Demand + Reserve Margin | 35597.48 | 37738.55 | 39168.95 | 40656.57 | 42203.81 | 43813.15
c. DR MW | 2565.83 | 2901.13 | 3296.24 | 3421.43 | 3551.63 | 3687.07
d. Capacity Credit | 37287.79 | 37738.56 | 39168.95 | 40656.57 | 42203.82 | 43813.16
Reserve Margin Data: NYISO_G-I_J-K
| 2015 | 2020 | 2025 | 2030 | 2035 | 2040
a. Peak Demand | 19752.2 | 21025.07 | 21960.01 | 22936.53 | 23956.48 | 25021.79
b. Peak Demand + Reserve Margin | 18764.59 | 19973.82 | 20862.01 | 21789.7 | 22758.65 | 23770.7
c. DR MW | 1658.63 | 1882.98 | 2152.95 | 2248.69 | 2348.69 | 2453.13
d. Capacity Credit | 20693.18 | 20926.53 | 22163.86 | 24116.84 | 24795.18 | 27225.73
Reserve Margin Data: PJM
| 2015 | 2020 | 2025 | 2030 | 2035 | 2040
a. Peak Demand | 157275.77 | 155032.96 | 159992.44 | 165110.9 | 170393.47 | 175845.4
b. Peak Demand + Reserve Margin | 181338.97 | 178753.01 | 184471.28 | 190372.87 | 196463.67 | 202749.75
c. DR MW | 6888.69 | 10788.12 | 15528.1 | 16025.26 | 16538.36 | 17067.93
d. Capacity Credit | 181338.97 | 178753.18 | 184984.63 | 190372.87 | 196463.67 | 202749.79
Reserve Margin Data: SPP
| 2015 | 2020 | 2025 | 2030 | 2035 | 2040
a. Peak Demand | 56998.85 | 60999.76 | 63282 | 65652.04 | 68113.36 | 70669.56
b. Peak Demand + Reserve Margin | 64750.69 | 69295.73 | 71888.35 | 74580.72 | 77376.77 | 80280.62
c. DR MW | 1132.21 | 3430.99 | 5911.36 | 6129.52 | 6355.94 | 6590.94
d. Capacity Credit | 64750.69 | 69295.73 | 72081.53 | 74580.72 | 77376.88 | 80280.61

## Transmission
$/MW
[8 empty] | Transfer |  | $/MWh | $/MWh | Wheel+ | $/MWh
Year | Line | From | To | EI Internal/External | Season | Block | Duration | Limit | MW flow | From price | To price | Friction | Shadow Price
2015 | ENT_2_MISO_MO-IL | ENT | MISO_MO-IL | Internal | Shoulder | B11 | 25 | 2260 | 0 | 53.5 | 46.41 | 8 | 0
2015 | ENT_2_MISO_MO-IL | ENT | MISO_MO-IL | Internal | Shoulder | B12 | 200 | 2260 | 0 | 38.05 | 40.12 | 8 | 0
2015 | ENT_2_MISO_MO-IL | ENT | MISO_MO-IL | Internal | Shoulder | B13 | 600 | 2260 | 0 | 38.05 | 37.53 | 8 | 0
2015 | ENT_2_MISO_MO-IL | ENT | MISO_MO-IL | Internal | Shoulder | B14 | 900 | 2260 | 0 | 37.78 | 35.73 | 8 | 0
2015 | ENT_2_MISO_MO-IL | ENT | MISO_MO-IL | Internal | Shoulder | B15 | 1203 | 2260 | 0 | 36.58 | 32.62 | 8 | 0
2015 | ENT_2_MISO_MO-IL | ENT | MISO_MO-IL | Internal | Summer | B1 | 10 | 2260 | 0 | 59.38 | 59.38 | 8 | 0
2015 | ENT_2_MISO_MO-IL | ENT | MISO_MO-IL | Internal | Summer | B2 | 25 | 2260 | 0 | 56.92 | 56.92 | 8 | 0
2015 | ENT_2_MISO_MO-IL | ENT | MISO_MO-IL | Internal | Summer | B3 | 75 | 2260 | 0 | 56.92 | 55.38 | 8 | 0
2015 | ENT_2_MISO_MO-IL | ENT | MISO_MO-IL | Internal | Summer | B4 | 100 | 2260 | 0 | 55.82 | 53.18 | 8 | 0
2015 | ENT_2_MISO_MO-IL | ENT | MISO_MO-IL | Internal | Summer | B5 | 200 | 2260 | 0 | 51.84 | 46.7 | 8 | 0
2015 | ENT_2_MISO_MO-IL | ENT | MISO_MO-IL | Internal | Summer | B6 | 300 | 2260 | 0 | 44.89 | 41.32 | 8 | 0
2015 | ENT_2_MISO_MO-IL | ENT | MISO_MO-IL | Internal | Summer | B7 | 400 | 2260 | 0 | 42.05 | 35.9 | 8 | 0
2015 | ENT_2_MISO_MO-IL | ENT | MISO_MO-IL | Internal | Summer | B8 | 500 | 2260 | 0 | 36.89 | 33.8 | 8 | 0
2015 | ENT_2_MISO_MO-IL | ENT | MISO_MO-IL | Internal | Summer | B9 | 800 | 2260 | 0 | 36.63 | 32.89 | 8 | 0
2015 | ENT_2_MISO_MO-IL | ENT | MISO_MO-IL | Internal | Summer | B10 | 1262 | 2260 | 0 | 35.44 | 30.5 | 8 | 0
2015 | ENT_2_MISO_MO-IL | ENT | MISO_MO-IL | Internal | Winter | B16 | 25 | 2260 | 0 | 51.78 | 47.07 | 8 | 0
2015 | ENT_2_MISO_MO-IL | ENT | MISO_MO-IL | Internal | Winter | B17 | 100 | 2260 | 0 | 40.38 | 42.66 | 8 | 0
2015 | ENT_2_MISO_MO-IL | ENT | MISO_MO-IL | Internal | Winter | B18 | 400 | 2260 | 0 | 40.38 | 37.96 | 8 | 0
2015 | ENT_2_MISO_MO-IL | ENT | MISO_MO-IL | Internal | Winter | B19 | 700 | 2260 | 0 | 40.1 | 35.95 | 8 | 0
2015 | ENT_2_MISO_MO-IL | ENT | MISO_MO-IL | Internal | Winter | B20 | 935 | 2260 | 0 | 38.79 | 32.37 | 8 | 0
2015 | ENT_2_SOCO | ENT | SOCO | Internal | Shoulder | B11 | 25 | 2000 | 0.06 | 53.5 | 61.4 | 8 | 0
2015 | ENT_2_SOCO | ENT | SOCO | Internal | Shoulder | B12 | 200 | 2000 | 0 | 38.05 | 42.81 | 8 | 0
2015 | ENT_2_SOCO | ENT | SOCO | Internal | Shoulder | B13 | 600 | 2000 | 0 | 38.05 | 39.02 | 8 | 0
2015 | ENT_2_SOCO | ENT | SOCO | Internal | Shoulder | B14 | 900 | 2000 | 0 | 37.78 | 39.02 | 8 | 0
2015 | ENT_2_SOCO | ENT | SOCO | Internal | Shoulder | B15 | 1203 | 2000 | 0 | 36.58 | 39.02 | 8 | 0
2015 | ENT_2_SOCO | ENT | SOCO | Internal | Summer | B1 | 10 | 2000 | 0 | 59.38 | 64.92 | 8 | 0
2015 | ENT_2_SOCO | ENT | SOCO | Internal | Summer | B2 | 25 | 2000 | 250.11 | 56.92 | 64.92 | 8 | 0
2015 | ENT_2_SOCO | ENT | SOCO | Internal | Summer | B3 | 75 | 2000 | 1867.23 | 56.92 | 64.92 | 8 | 0
2015 | ENT_2_SOCO | ENT | SOCO | Internal | Summer | B4 | 100 | 2000 | 2000 | 55.82 | 64.92 | 8 | 1.09
2015 | ENT_2_SOCO | ENT | SOCO | Internal | Summer | B5 | 200 | 2000 | 2000 | 51.84 | 60.27 | 8 | 0.43
2015 | ENT_2_SOCO | ENT | SOCO | Internal | Summer | B6 | 300 | 2000 | 212.54 | 44.89 | 52.89 | 8 | 0
2015 | ENT_2_SOCO | ENT | SOCO | Internal | Summer | B7 | 400 | 2000 | 1088.97 | 42.05 | 50.05 | 8 | 0
2015 | ENT_2_SOCO | ENT | SOCO | Internal | Summer | B8 | 500 | 2000 | 0 | 36.89 | 43.5 | 8 | 0
2015 | ENT_2_SOCO | ENT | SOCO | Internal | Summer | B9 | 800 | 2000 | 0 | 36.63 | 37.88 | 8 | 0
2015 | ENT_2_SOCO | ENT | SOCO | Internal | Summer | B10 | 1262 | 2000 | 0 | 35.44 | 37.88 | 8 | 0
2015 | ENT_2_SOCO | ENT | SOCO | Internal | Winter | B16 | 25 | 2000 | 1432.15 | 51.78 | 59.78 | 8 | 0
2015 | ENT_2_SOCO | ENT | SOCO | Internal | Winter | B17 | 100 | 2000 | 0 | 40.38 | 43.62 | 8 | 0
2015 | ENT_2_SOCO | ENT | SOCO | Internal | Winter | B18 | 400 | 2000 | 0 | 40.38 | 41.34 | 8 | 0
2015 | ENT_2_SOCO | ENT | SOCO | Internal | Winter | B19 | 700 | 2000 | 0 | 40.1 | 41.34 | 8 | 0
2015 | ENT_2_SOCO | ENT | SOCO | Internal | Winter | B20 | 935 | 2000 | 0 | 38.79 | 41.34 | 8 | 0
2015 | ENT_2_SPP_N | ENT | SPP_N | Internal | Shoulder | B11 | 25 | 1300 | 0 | 53.5 | 53.42 | 8 | 0
2015 | ENT_2_SPP_N | ENT | SPP_N | Internal | Shoulder | B12 | 200 | 1300 | 0 | 38.05 | 38.92 | 8 | 0
2015 | ENT_2_SPP_N | ENT | SPP_N | Internal | Shoulder | B13 | 600 | 1300 | 0 | 38.05 | 37.6 | 8 | 0
2015 | ENT_2_SPP_N | ENT | SPP_N | Internal | Shoulder | B14 | 900 | 1300 | 0 | 37.78 | 36.34 | 8 | 0
2015 | ENT_2_SPP_N | ENT | SPP_N | Internal | Shoulder | B15 | 1203 | 1300 | 0 | 36.58 | 36.3 | 8 | 0
2015 | ENT_2_SPP_N | ENT | SPP_N | Internal | Summer | B1 | 10 | 1300 | 0 | 59.38 | 58.76 | 8 | 0
2015 | ENT_2_SPP_N | ENT | SPP_N | Internal | Summer | B2 | 25 | 1300 | 0 | 56.92 | 58.76 | 8 | 0
2015 | ENT_2_SPP_N | ENT | SPP_N | Internal | Summer | B3 | 75 | 1300 | 0 | 56.92 | 58.76 | 8 | 0
2015 | ENT_2_SPP_N | ENT | SPP_N | Internal | Summer | B4 | 100 | 1300 | 0 | 55.82 | 55.7 | 8 | 0
2015 | ENT_2_SPP_N | ENT | SPP_N | Internal | Summer | B5 | 200 | 1300 | 0 | 51.84 | 52.82 | 8 | 0
2015 | ENT_2_SPP_N | ENT | SPP_N | Internal | Summer | B6 | 300 | 1300 | 0 | 44.89 | 49.32 | 8 | 0
2015 | ENT_2_SPP_N | ENT | SPP_N | Internal | Summer | B7 | 400 | 1300 | 0 | 42.05 | 42.93 | 8 | 0
2015 | ENT_2_SPP_N | ENT | SPP_N | Internal | Summer | B8 | 500 | 1300 | 0 | 36.89 | 36.69 | 8 | 0
2015 | ENT_2_SPP_N | ENT | SPP_N | Internal | Summer | B9 | 800 | 1300 | 0 | 36.63 | 35.12 | 8 | 0
2015 | ENT_2_SPP_N | ENT | SPP_N | Internal | Summer | B10 | 1262 | 1300 | 0 | 35.44 | 34.55 | 8 | 0
2015 | ENT_2_SPP_N | ENT | SPP_N | Internal | Winter | B16 | 25 | 1300 | 0 | 51.78 | 48.29 | 8 | 0
2015 | ENT_2_SPP_N | ENT | SPP_N | Internal | Winter | B17 | 100 | 1300 | 0 | 40.38 | 39.43 | 8 | 0
2015 | ENT_2_SPP_N | ENT | SPP_N | Internal | Winter | B18 | 400 | 1300 | 0 | 40.38 | 38.72 | 8 | 0
2015 | ENT_2_SPP_N | ENT | SPP_N | Internal | Winter | B19 | 700 | 1300 | 0 | 40.1 | 38.67 | 8 | 0
2015 | ENT_2_SPP_N | ENT | SPP_N | Internal | Winter | B20 | 935 | 1300 | 0 | 38.79 | 38.07 | 8 | 0
2015 | ENT_2_SPP_S | ENT | SPP_S | Internal | Shoulder | B11 | 25 | 1300 | 0 | 53.5 | 52.2 | 8 | 0
2015 | ENT_2_SPP_S | ENT | SPP_S | Internal | Shoulder | B12 | 200 | 1300 | 0 | 38.05 | 38.93 | 8 | 0
2015 | ENT_2_SPP_S | ENT | SPP_S | Internal | Shoulder | B13 | 600 | 1300 | 0 | 38.05 | 37.62 | 8 | 0
2015 | ENT_2_SPP_S | ENT | SPP_S | Internal | Shoulder | B14 | 900 | 1300 | 0 | 37.78 | 36.35 | 8 | 0
2015 | ENT_2_SPP_S | ENT | SPP_S | Internal | Shoulder | B15 | 1203 | 1300 | 0 | 36.58 | 36.31 | 8 | 0
2015 | ENT_2_SPP_S | ENT | SPP_S | Internal | Summer | B1 | 10 | 1300 | 0 | 59.38 | 58.75 | 8 | 0
2015 | ENT_2_SPP_S | ENT | SPP_S | Internal | Summer | B2 | 25 | 1300 | 0 | 56.92 | 58.75 | 8 | 0
2015 | ENT_2_SPP_S | ENT | SPP_S | Internal | Summer | B3 | 75 | 1300 | 0 | 56.92 | 51.92 | 8 | 0
2015 | ENT_2_SPP_S | ENT | SPP_S | Internal | Summer | B4 | 100 | 1300 | 0 | 55.82 | 50.82 | 8 | 0
2015 | ENT_2_SPP_S | ENT | SPP_S | Internal | Summer | B5 | 200 | 1300 | 0 | 51.84 | 50.41 | 8 | 0
2015 | ENT_2_SPP_S | ENT | SPP_S | Internal | Summer | B6 | 300 | 1300 | 0 | 44.89 | 49.33 | 8 | 0
2015 | ENT_2_SPP_S | ENT | SPP_S | Internal | Summer | B7 | 400 | 1300 | 0 | 42.05 | 42.94 | 8 | 0
2015 | ENT_2_SPP_S | ENT | SPP_S | Internal | Summer | B8 | 500 | 1300 | 0 | 36.89 | 36.71 | 8 | 0
2015 | ENT_2_SPP_S | ENT | SPP_S | Internal | Summer | B9 | 800 | 1300 | 0 | 36.63 | 35.13 | 8 | 0
2015 | ENT_2_SPP_S | ENT | SPP_S | Internal | Summer | B10 | 1262 | 1300 | 0 | 35.44 | 35.05 | 8 | 0
2015 | ENT_2_SPP_S | ENT | SPP_S | Internal | Winter | B16 | 25 | 1300 | 0 | 51.78 | 48.3 | 8 | 0
2015 | ENT_2_SPP_S | ENT | SPP_S | Internal | Winter | B17 | 100 | 1300 | 0 | 40.38 | 39.44 | 8 | 0
2015 | ENT_2_SPP_S | ENT | SPP_S | Internal | Winter | B18 | 400 | 1300 | 0 | 40.38 | 38.73 | 8 | 0
2015 | ENT_2_SPP_S | ENT | SPP_S | Internal | Winter | B19 | 700 | 1300 | 0 | 40.1 | 38.68 | 8 | 0
2015 | ENT_2_SPP_S | ENT | SPP_S | Internal | Winter | B20 | 935 | 1300 | 0 | 38.79 | 38.64 | 8 | 0
2015 | ENT_2_TVA_Transmission | ENT | TVA_Transmission | Internal | Shoulder | B11 | 25 | 2100 | 0 | 53.5 | 53.88 | 8 | 0
2015 | ENT_2_TVA_Transmission | ENT | TVA_Transmission | Internal | Shoulder | B12 | 200 | 2100 | 0 | 38.05 | 43.44 | 8 | 0
2015 | ENT_2_TVA_Transmission | ENT | TVA_Transmission | Internal | Shoulder | B13 | 600 | 2100 | 0 | 38.05 | 41.7 | 8 | 0
2015 | ENT_2_TVA_Transmission | ENT | TVA_Transmission | Internal | Shoulder | B14 | 900 | 2100 | 0 | 37.78 | 40.49 | 8 | 0
2015 | ENT_2_TVA_Transmission | ENT | TVA_Transmission | Internal | Shoulder | B15 | 1203 | 2100 | 0 | 36.58 | 39.03 | 8 | 0
2015 | ENT_2_TVA_Transmission | ENT | TVA_Transmission | Internal | Summer | B1 | 10 | 2100 | 506.46 | 59.38 | 67.38 | 8 | 0
2015 | ENT_2_TVA_Transmission | ENT | TVA_Transmission | Internal | Summer | B2 | 25 | 2100 | 517.83 | 56.92 | 64.92 | 8 | 0
2015 | ENT_2_TVA_Transmission | ENT | TVA_Transmission | Internal | Summer | B3 | 75 | 2100 | 0 | 56.92 | 62.94 | 8 | 0
2015 | ENT_2_TVA_Transmission | ENT | TVA_Transmission | Internal | Summer | B4 | 100 | 2100 | 0 | 55.82 | 61.18 | 8 | 0
2015 | ENT_2_TVA_Transmission | ENT | TVA_Transmission | Internal | Summer | B5 | 200 | 2100 | 0 | 51.84 | 52.9 | 8 | 0
2015 | ENT_2_TVA_Transmission | ENT | TVA_Transmission | Internal | Summer | B6 | 300 | 2100 | 0 | 44.89 | 46.26 | 8 | 0
2015 | ENT_2_TVA_Transmission | ENT | TVA_Transmission | Internal | Summer | B7 | 400 | 2100 | 0 | 42.05 | 41.77 | 8 | 0
2015 | ENT_2_TVA_Transmission | ENT | TVA_Transmission | Internal | Summer | B8 | 500 | 2100 | 0 | 36.89 | 38.84 | 8 | 0
2015 | ENT_2_TVA_Transmission | ENT | TVA_Transmission | Internal | Summer | B9 | 800 | 2100 | 0 | 36.63 | 38.27 | 8 | 0
2015 | ENT_2_TVA_Transmission | ENT | TVA_Transmission | Internal | Summer | B10 | 1262 | 2100 | 0 | 35.44 | 36.86 | 8 | 0
2015 | ENT_2_TVA_Transmission | ENT | TVA_Transmission | Internal | Winter | B16 | 25 | 2100 | 0 | 51.78 | 55.07 | 8 | 0
2015 | ENT_2_TVA_Transmission | ENT | TVA_Transmission | Internal | Winter | B17 | 100 | 2100 | 0 | 40.38 | 45.82 | 8 | 0
2015 | ENT_2_TVA_Transmission | ENT | TVA_Transmission | Internal | Winter | B18 | 400 | 2100 | 0 | 40.38 | 42.24 | 8 | 0
2015 | ENT_2_TVA_Transmission | ENT | TVA_Transmission | Internal | Winter | B19 | 700 | 2100 | 0 | 40.1 | 40.44 | 8 | 0
2015 | ENT_2_TVA_Transmission | ENT | TVA_Transmission | Internal | Winter | B20 | 935 | 2100 | 0 | 38.79 | 39.21 | 8 | 0
2015 | FRCC_2_SOCO | FRCC | SOCO | Internal | Shoulder | B11 | 25 | 900 | 0 | 71.4 | 61.4 | 8 | 0
2015 | FRCC_2_SOCO | FRCC | SOCO | Internal | Shoulder | B12 | 200 | 900 | 0 | 52.81 | 42.81 | 8 | 0
2015 | FRCC_2_SOCO | FRCC | SOCO | Internal | Shoulder | B13 | 600 | 900 | 0 | 49.02 | 39.02 | 8 | 0
2015 | FRCC_2_SOCO | FRCC | SOCO | Internal | Shoulder | B14 | 900 | 900 | 0 | 45.06 | 39.02 | 8 | 0
2015 | FRCC_2_SOCO | FRCC | SOCO | Internal | Shoulder | B15 | 1203 | 900 | 0 | 43.22 | 39.02 | 8 | 0
2015 | FRCC_2_SOCO | FRCC | SOCO | Internal | Summer | B1 | 10 | 900 | 0 | 71.2 | 64.92 | 8 | 0
2015 | FRCC_2_SOCO | FRCC | SOCO | Internal | Summer | B2 | 25 | 900 | 0 | 71.2 | 64.92 | 8 | 0
2015 | FRCC_2_SOCO | FRCC | SOCO | Internal | Summer | B3 | 75 | 900 | 0 | 71.2 | 64.92 | 8 | 0
2015 | FRCC_2_SOCO | FRCC | SOCO | Internal | Summer | B4 | 100 | 900 | 0 | 71.2 | 64.92 | 8 | 0
2015 | FRCC_2_SOCO | FRCC | SOCO | Internal | Summer | B5 | 200 | 900 | 0 | 70.27 | 60.27 | 8 | 0
2015 | FRCC_2_SOCO | FRCC | SOCO | Internal | Summer | B6 | 300 | 900 | 0 | 62.89 | 52.89 | 8 | 0
2015 | FRCC_2_SOCO | FRCC | SOCO | Internal | Summer | B7 | 400 | 900 | 0 | 60.05 | 50.05 | 8 | 0
2015 | FRCC_2_SOCO | FRCC | SOCO | Internal | Summer | B8 | 500 | 900 | 0 | 53.5 | 43.5 | 8 | 0
2015 | FRCC_2_SOCO | FRCC | SOCO | Internal | Summer | B9 | 800 | 900 | 0 | 46.49 | 37.88 | 8 | 0
2015 | FRCC_2_SOCO | FRCC | SOCO | Internal | Summer | B10 | 1262 | 900 | 0 | 42.58 | 37.88 | 8 | 0
2015 | FRCC_2_SOCO | FRCC | SOCO | Internal | Winter | B16 | 25 | 900 | 0 | 69.78 | 59.78 | 8 | 0
2015 | FRCC_2_SOCO | FRCC | SOCO | Internal | Winter | B17 | 100 | 900 | 0 | 53.62 | 43.62 | 8 | 0
2015 | FRCC_2_SOCO | FRCC | SOCO | Internal | Winter | B18 | 400 | 900 | 0 | 51.34 | 41.34 | 8 | 0
2015 | FRCC_2_SOCO | FRCC | SOCO | Internal | Winter | B19 | 700 | 900 | 0 | 47.11 | 41.34 | 8 | 0
2015 | FRCC_2_SOCO | FRCC | SOCO | Internal | Winter | B20 | 935 | 900 | 0 | 45.18 | 41.34 | 8 | 0
2015 | HQ_NEISO_2_NEISO | HQ_NEISO | NEISO | Internal | Shoulder | B11 | 25 | 99999 | 2920 | 36.72 | 36.73 | 0.01 | 0
2015 | HQ_NEISO_2_NEISO | HQ_NEISO | NEISO | Internal | Shoulder | B12 | 200 | 99999 | 2920 | 36.72 | 36.73 | 0.01 | 0
2015 | HQ_NEISO_2_NEISO | HQ_NEISO | NEISO | Internal | Shoulder | B13 | 600 | 99999 | 2920 | 36.72 | 36.73 | 0.01 | 0
2015 | HQ_NEISO_2_NEISO | HQ_NEISO | NEISO | Internal | Shoulder | B14 | 900 | 99999 | 2920 | 36.72 | 36.73 | 0.01 | 0
2015 | HQ_NEISO_2_NEISO | HQ_NEISO | NEISO | Internal | Shoulder | B15 | 1203 | 99999 | 1143.24 | 36.72 | 36.73 | 0.01 | 0
2015 | HQ_NEISO_2_NEISO | HQ_NEISO | NEISO | Internal | Summer | B1 | 10 | 99999 | 2920 | 64.39 | 64.4 | 0.01 | 0
2015 | HQ_NEISO_2_NEISO | HQ_NEISO | NEISO | Internal | Summer | B2 | 25 | 99999 | 2920 | 53.65 | 53.66 | 0.01 | 0
2015 | HQ_NEISO_2_NEISO | HQ_NEISO | NEISO | Internal | Summer | B3 | 75 | 99999 | 2920 | 47.14 | 47.15 | 0.01 | 0
2015 | HQ_NEISO_2_NEISO | HQ_NEISO | NEISO | Internal | Summer | B4 | 100 | 99999 | 2920 | 37.74 | 37.76 | 0.01 | 0
2015 | HQ_NEISO_2_NEISO | HQ_NEISO | NEISO | Internal | Summer | B5 | 200 | 99999 | 2920 | 34.07 | 34.08 | 0.01 | 0
2015 | HQ_NEISO_2_NEISO | HQ_NEISO | NEISO | Internal | Summer | B6 | 300 | 99999 | 2920 | 34.07 | 34.08 | 0.01 | 0
2015 | HQ_NEISO_2_NEISO | HQ_NEISO | NEISO | Internal | Summer | B7 | 400 | 99999 | 2920 | 34.07 | 34.08 | 0.01 | 0
2015 | HQ_NEISO_2_NEISO | HQ_NEISO | NEISO | Internal | Summer | B8 | 500 | 99999 | 2920 | 34.07 | 34.08 | 0.01 | 0
2015 | HQ_NEISO_2_NEISO | HQ_NEISO | NEISO | Internal | Summer | B9 | 800 | 99999 | 2920 | 34.07 | 34.08 | 0.01 | 0
2015 | HQ_NEISO_2_NEISO | HQ_NEISO | NEISO | Internal | Summer | B10 | 1262 | 99999 | 795.94 | 34.07 | 34.08 | 0.01 | 0
2015 | HQ_NEISO_2_NEISO | HQ_NEISO | NEISO | Internal | Winter | B16 | 25 | 99999 | 2920 | 44.98 | 44.99 | 0.01 | 0
2015 | HQ_NEISO_2_NEISO | HQ_NEISO | NEISO | Internal | Winter | B17 | 100 | 99999 | 2920 | 44.98 | 44.99 | 0.01 | 0
2015 | HQ_NEISO_2_NEISO | HQ_NEISO | NEISO | Internal | Winter | B18 | 400 | 99999 | 2920 | 44.98 | 44.99 | 0.01 | 0
2015 | HQ_NEISO_2_NEISO | HQ_NEISO | NEISO | Internal | Winter | B19 | 700 | 99999 | 2920 | 44.98 | 44.99 | 0.01 | 0
2015 | HQ_NEISO_2_NEISO | HQ_NEISO | NEISO | Internal | Winter | B20 | 935 | 99999 | 1233.58 | 44.98 | 44.99 | 0.01 | 0
2015 | HQ_NY_2_NYISO_A-F | HQ_NY | NYISO_A-F | Internal | Shoulder | B11 | 25 | 99999 | 1000 | 40.4 | 40.41 | 0.01 | 0
2015 | HQ_NY_2_NYISO_A-F | HQ_NY | NYISO_A-F | Internal | Shoulder | B12 | 200 | 99999 | 1000 | 39.72 | 39.73 | 0.01 | 0
2015 | HQ_NY_2_NYISO_A-F | HQ_NY | NYISO_A-F | Internal | Shoulder | B13 | 600 | 99999 | 1000 | 38.41 | 38.42 | 0.01 | 0
2015 | HQ_NY_2_NYISO_A-F | HQ_NY | NYISO_A-F | Internal | Shoulder | B14 | 900 | 99999 | 1000 | 38.41 | 38.42 | 0.01 | 0
2015 | HQ_NY_2_NYISO_A-F | HQ_NY | NYISO_A-F | Internal | Shoulder | B15 | 1203 | 99999 | 188.69 | 38.41 | 38.42 | 0.01 | 0
2015 | HQ_NY_2_NYISO_A-F | HQ_NY | NYISO_A-F | Internal | Summer | B1 | 10 | 99999 | 1000 | 53.38 | 53.39 | 0.01 | 0
2015 | HQ_NY_2_NYISO_A-F | HQ_NY | NYISO_A-F | Internal | Summer | B2 | 25 | 99999 | 1000 | 51.79 | 51.8 | 0.01 | 0
2015 | HQ_NY_2_NYISO_A-F | HQ_NY | NYISO_A-F | Internal | Summer | B3 | 75 | 99999 | 1000 | 48.94 | 48.95 | 0.01 | 0
2015 | HQ_NY_2_NYISO_A-F | HQ_NY | NYISO_A-F | Internal | Summer | B4 | 100 | 99999 | 1000 | 45.27 | 45.28 | 0.01 | 0
2015 | HQ_NY_2_NYISO_A-F | HQ_NY | NYISO_A-F | Internal | Summer | B5 | 200 | 99999 | 1000 | 42.99 | 43 | 0.01 | 0
2015 | HQ_NY_2_NYISO_A-F | HQ_NY | NYISO_A-F | Internal | Summer | B6 | 300 | 99999 | 1000 | 41.32 | 41.33 | 0.01 | 0
2015 | HQ_NY_2_NYISO_A-F | HQ_NY | NYISO_A-F | Internal | Summer | B7 | 400 | 99999 | 1000 | 38.65 | 38.66 | 0.01 | 0
2015 | HQ_NY_2_NYISO_A-F | HQ_NY | NYISO_A-F | Internal | Summer | B8 | 500 | 99999 | 1000 | 37.07 | 37.08 | 0.01 | 0
2015 | HQ_NY_2_NYISO_A-F | HQ_NY | NYISO_A-F | Internal | Summer | B9 | 800 | 99999 | 1000 | 37.06 | 37.07 | 0.01 | 0
2015 | HQ_NY_2_NYISO_A-F | HQ_NY | NYISO_A-F | Internal | Summer | B10 | 1262 | 99999 | 30.11 | 37.06 | 37.07 | 0.01 | 0
2015 | HQ_NY_2_NYISO_A-F | HQ_NY | NYISO_A-F | Internal | Winter | B16 | 25 | 99999 | 1000 | 45.85 | 45.86 | 0.01 | 0
2015 | HQ_NY_2_NYISO_A-F | HQ_NY | NYISO_A-F | Internal | Winter | B17 | 100 | 99999 | 1000 | 43.07 | 43.08 | 0.01 | 0
2015 | HQ_NY_2_NYISO_A-F | HQ_NY | NYISO_A-F | Internal | Winter | B18 | 400 | 99999 | 1000 | 43.07 | 43.08 | 0.01 | 0
2015 | HQ_NY_2_NYISO_A-F | HQ_NY | NYISO_A-F | Internal | Winter | B19 | 700 | 99999 | 1000 | 43.07 | 43.08 | 0.01 | 0
2015 | HQ_NY_2_NYISO_A-F | HQ_NY | NYISO_A-F | Internal | Winter | B20 | 935 | 99999 | 229.95 | 43.07 | 43.08 | 0.01 | 0
2015 | HQ_IESO_2_IESO | HQ_IESO | IESO | Internal | Shoulder | B11 | 25 | 99999 | 400 | 28.74 | 28.75 | 0.01 | 0
2015 | HQ_IESO_2_IESO | HQ_IESO | IESO | Internal | Shoulder | B12 | 200 | 99999 | 400 | 32.72 | 32.73 | 0.01 | 0
2015 | HQ_IESO_2_IESO | HQ_IESO | IESO | Internal | Shoulder | B13 | 600 | 99999 | 400 | 28.74 | 28.75 | 0.01 | 0
2015 | HQ_IESO_2_IESO | HQ_IESO | IESO | Internal | Shoulder | B14 | 900 | 99999 | 400 | 28.74 | 28.75 | 0.01 | 0
2015 | HQ_IESO_2_IESO | HQ_IESO | IESO | Internal | Shoulder | B15 | 1203 | 99999 | 75.48 | 28.74 | 28.75 | 0.01 | 0
2015 | HQ_IESO_2_IESO | HQ_IESO | IESO | Internal | Summer | B1 | 10 | 99999 | 400 | 46.38 | 46.39 | 0.01 | 0
2015 | HQ_IESO_2_IESO | HQ_IESO | IESO | Internal | Summer | B2 | 25 | 99999 | 400 | 44.79 | 44.8 | 0.01 | 0
2015 | HQ_IESO_2_IESO | HQ_IESO | IESO | Internal | Summer | B3 | 75 | 99999 | 400 | 41.94 | 41.95 | 0.01 | 0
2015 | HQ_IESO_2_IESO | HQ_IESO | IESO | Internal | Summer | B4 | 100 | 99999 | 400 | 38.27 | 38.28 | 0.01 | 0
2015 | HQ_IESO_2_IESO | HQ_IESO | IESO | Internal | Summer | B5 | 200 | 99999 | 400 | 35.99 | 36 | 0.01 | 0
2015 | HQ_IESO_2_IESO | HQ_IESO | IESO | Internal | Summer | B6 | 300 | 99999 | 400 | 34.32 | 34.33 | 0.01 | 0
2015 | HQ_IESO_2_IESO | HQ_IESO | IESO | Internal | Summer | B7 | 400 | 99999 | 400 | 28.91 | 28.93 | 0.01 | 0
2015 | HQ_IESO_2_IESO | HQ_IESO | IESO | Internal | Summer | B8 | 500 | 99999 | 400 | 26.9 | 26.91 | 0.01 | 0
2015 | HQ_IESO_2_IESO | HQ_IESO | IESO | Internal | Summer | B9 | 800 | 99999 | 400 | 26.9 | 26.91 | 0.01 | 0
2015 | HQ_IESO_2_IESO | HQ_IESO | IESO | Internal | Summer | B10 | 1262 | 99999 | 12.04 | 26.9 | 26.91 | 0.01 | 0
2015 | HQ_IESO_2_IESO | HQ_IESO | IESO | Internal | Winter | B16 | 25 | 99999 | 400 | 38.85 | 38.86 | 0.01 | 0
2015 | HQ_IESO_2_IESO | HQ_IESO | IESO | Internal | Winter | B17 | 100 | 99999 | 400 | 35.65 | 35.67 | 0.01 | 0
2015 | HQ_IESO_2_IESO | HQ_IESO | IESO | Internal | Winter | B18 | 400 | 99999 | 400 | 32.81 | 32.83 | 0.01 | 0
2015 | HQ_IESO_2_IESO | HQ_IESO | IESO | Internal | Winter | B19 | 700 | 99999 | 400 | 32.81 | 32.83 | 0.01 | 0
2015 | HQ_IESO_2_IESO | HQ_IESO | IESO | Internal | Winter | B20 | 935 | 99999 | 91.98 | 32.81 | 32.83 | 0.01 | 0
2015 | IESO_2_MAPP_CA | IESO | MAPP_CA | Internal | Shoulder | B11 | 25 | 262 | 262 | 28.75 | 46.41 | 7 | 10.66
2015 | IESO_2_MAPP_CA | IESO | MAPP_CA | Internal | Shoulder | B12 | 200 | 262 | 262 | 32.73 | 40.11 | 7 | 0.38
2015 | IESO_2_MAPP_CA | IESO | MAPP_CA | Internal | Shoulder | B13 | 600 | 262 | 262 | 28.75 | 37.53 | 7 | 1.78
2015 | IESO_2_MAPP_CA | IESO | MAPP_CA | Internal | Shoulder | B14 | 900 | 262 | 261.99 | 28.75 | 35.77 | 7 | 0.01
2015 | IESO_2_MAPP_CA | IESO | MAPP_CA | Internal | Shoulder | B15 | 1203 | 262 | 261.99 | 28.75 | 35.77 | 7 | 0.01
2015 | IESO_2_MAPP_CA | IESO | MAPP_CA | Internal | Summer | B1 | 10 | 262 | 0 | 46.39 | 48.49 | 7 | 0
2015 | IESO_2_MAPP_CA | IESO | MAPP_CA | Internal | Summer | B2 | 25 | 262 | 67.17 | 44.8 | 51.8 | 7 | 0
2015 | IESO_2_MAPP_CA | IESO | MAPP_CA | Internal | Summer | B3 | 75 | 262 | 127.18 | 41.95 | 48.95 | 7 | 0
2015 | IESO_2_MAPP_CA | IESO | MAPP_CA | Internal | Summer | B4 | 100 | 262 | 262 | 38.28 | 48.49 | 7 | 3.21
2015 | IESO_2_MAPP_CA | IESO | MAPP_CA | Internal | Summer | B5 | 200 | 262 | 262 | 36 | 48.49 | 7 | 5.49
2015 | IESO_2_MAPP_CA | IESO | MAPP_CA | Internal | Summer | B6 | 300 | 262 | 262 | 34.33 | 42.31 | 7 | 0.98
2015 | IESO_2_MAPP_CA | IESO | MAPP_CA | Internal | Summer | B7 | 400 | 262 | 0.03 | 28.93 | 35.91 | 7 | 0
2015 | IESO_2_MAPP_CA | IESO | MAPP_CA | Internal | Summer | B8 | 500 | 262 | 0 | 26.91 | 33.78 | 7 | 0
2015 | IESO_2_MAPP_CA | IESO | MAPP_CA | Internal | Summer | B9 | 800 | 262 | 0 | 26.91 | 33.78 | 7 | 0
2015 | IESO_2_MAPP_CA | IESO | MAPP_CA | Internal | Summer | B10 | 1262 | 262 | 0 | 26.91 | 33.78 | 7 | 0
2015 | IESO_2_MAPP_CA | IESO | MAPP_CA | Internal | Winter | B16 | 25 | 262 | 262 | 38.86 | 47.04 | 7 | 1.18
2015 | IESO_2_MAPP_CA | IESO | MAPP_CA | Internal | Winter | B17 | 100 | 262 | 0.04 | 35.67 | 42.63 | 7 | 0
2015 | IESO_2_MAPP_CA | IESO | MAPP_CA | Internal | Winter | B18 | 400 | 262 | 5.41 | 32.83 | 39.83 | 7 | 0
2015 | IESO_2_MAPP_CA | IESO | MAPP_CA | Internal | Winter | B19 | 700 | 262 | 3.15 | 32.83 | 39.83 | 7 | 0
2015 | IESO_2_MAPP_CA | IESO | MAPP_CA | Internal | Winter | B20 | 935 | 262 | 2.39 | 32.83 | 39.83 | 7 | 0
2015 | IESO_2_MISO_MI | IESO | MISO_MI | Internal | Shoulder | B11 | 25 | 1840 | 1840 | 28.75 | 46.4 | 7 | 10.65
2015 | IESO_2_MISO_MI | IESO | MISO_MI | Internal | Shoulder | B12 | 200 | 1840 | 1840 | 32.73 | 40.13 | 7 | 0.4
2015 | IESO_2_MISO_MI | IESO | MISO_MI | Internal | Shoulder | B13 | 600 | 1840 | 1840 | 28.75 | 37.55 | 7 | 1.8
2015 | IESO_2_MISO_MI | IESO | MISO_MI | Internal | Shoulder | B14 | 900 | 1840 | 692.02 | 28.75 | 35.75 | 7 | 0
2015 | IESO_2_MISO_MI | IESO | MISO_MI | Internal | Shoulder | B15 | 1203 | 1840 | 0 | 28.75 | 33.02 | 7 | 0
2015 | IESO_2_MISO_MI | IESO | MISO_MI | Internal | Summer | B1 | 10 | 1840 | 1840 | 46.39 | 57.41 | 7 | 4.02
2015 | IESO_2_MISO_MI | IESO | MISO_MI | Internal | Summer | B2 | 25 | 1840 | 1840 | 44.8 | 56.92 | 7 | 5.12
2015 | IESO_2_MISO_MI | IESO | MISO_MI | Internal | Summer | B3 | 75 | 1840 | 1840 | 41.95 | 51.97 | 7 | 3.03
2015 | IESO_2_MISO_MI | IESO | MISO_MI | Internal | Summer | B4 | 100 | 1840 | 1840 | 38.28 | 51.97 | 7 | 6.7
2015 | IESO_2_MISO_MI | IESO | MISO_MI | Internal | Summer | B5 | 200 | 1840 | 1840 | 36 | 45.3 | 7 | 2.3
2015 | IESO_2_MISO_MI | IESO | MISO_MI | Internal | Summer | B6 | 300 | 1840 | 544.45 | 34.33 | 41.33 | 7 | 0
2015 | IESO_2_MISO_MI | IESO | MISO_MI | Internal | Summer | B7 | 400 | 1840 | 736.49 | 28.93 | 35.93 | 7 | 0
2015 | IESO_2_MISO_MI | IESO | MISO_MI | Internal | Summer | B8 | 500 | 1840 | 79.07 | 26.91 | 33.91 | 7 | 0
2015 | IESO_2_MISO_MI | IESO | MISO_MI | Internal | Summer | B9 | 800 | 1840 | 0 | 26.91 | 32.92 | 7 | 0
2015 | IESO_2_MISO_MI | IESO | MISO_MI | Internal | Summer | B10 | 1262 | 1840 | 0 | 26.91 | 32.19 | 7 | 0
2015 | IESO_2_MISO_MI | IESO | MISO_MI | Internal | Winter | B16 | 25 | 1840 | 1840 | 38.86 | 47.05 | 7 | 1.19
2015 | IESO_2_MISO_MI | IESO | MISO_MI | Internal | Winter | B17 | 100 | 1840 | 1061.13 | 35.67 | 42.67 | 7 | 0
2015 | IESO_2_MISO_MI | IESO | MISO_MI | Internal | Winter | B18 | 400 | 1840 | 0 | 32.83 | 37.98 | 7 | 0
2015 | IESO_2_MISO_MI | IESO | MISO_MI | Internal | Winter | B19 | 700 | 1840 | 0 | 32.83 | 35.98 | 7 | 0
2015 | IESO_2_MISO_MI | IESO | MISO_MI | Internal | Winter | B20 | 935 | 1840 | 0 | 32.83 | 32.75 | 7 | 0
2015 | IESO_2_MISO_W | IESO | MISO_W | Internal | Shoulder | B11 | 25 | 140 | 140 | 28.75 | 46.42 | 7 | 10.67
2015 | IESO_2_MISO_W | IESO | MISO_W | Internal | Shoulder | B12 | 200 | 140 | 140 | 32.73 | 40.12 | 7 | 0.39
2015 | IESO_2_MISO_W | IESO | MISO_W | Internal | Shoulder | B13 | 600 | 140 | 140 | 28.75 | 37.54 | 7 | 1.79
2015 | IESO_2_MISO_W | IESO | MISO_W | Internal | Shoulder | B14 | 900 | 140 | 64.07 | 28.75 | 35.75 | 7 | 0
2015 | IESO_2_MISO_W | IESO | MISO_W | Internal | Shoulder | B15 | 1203 | 140 | 0 | 28.75 | 33.09 | 7 | 0
2015 | IESO_2_MISO_W | IESO | MISO_W | Internal | Summer | B1 | 10 | 140 | 140 | 46.39 | 59.37 | 7 | 5.98
2015 | IESO_2_MISO_W | IESO | MISO_W | Internal | Summer | B2 | 25 | 140 | 140 | 44.8 | 56.93 | 7 | 5.13
2015 | IESO_2_MISO_W | IESO | MISO_W | Internal | Summer | B3 | 75 | 140 | 140 | 41.95 | 56.67 | 7 | 7.72
2015 | IESO_2_MISO_W | IESO | MISO_W | Internal | Summer | B4 | 100 | 140 | 140 | 38.28 | 55.69 | 7 | 10.41
2015 | IESO_2_MISO_W | IESO | MISO_W | Internal | Summer | B5 | 200 | 140 | 140 | 36 | 48.5 | 7 | 5.5
2015 | IESO_2_MISO_W | IESO | MISO_W | Internal | Summer | B6 | 300 | 140 | 140 | 34.33 | 42.32 | 7 | 0.99
2015 | IESO_2_MISO_W | IESO | MISO_W | Internal | Summer | B7 | 400 | 140 | 62.8 | 28.93 | 35.93 | 7 | 0
2015 | IESO_2_MISO_W | IESO | MISO_W | Internal | Summer | B8 | 500 | 140 | 0 | 26.91 | 33.79 | 7 | 0
2015 | IESO_2_MISO_W | IESO | MISO_W | Internal | Summer | B9 | 800 | 140 | 0 | 26.91 | 32.9 | 7 | 0
2015 | IESO_2_MISO_W | IESO | MISO_W | Internal | Summer | B10 | 1262 | 140 | 0 | 26.91 | 30.52 | 7 | 0
2015 | IESO_2_MISO_W | IESO | MISO_W | Internal | Winter | B16 | 25 | 140 | 140 | 38.86 | 47.05 | 7 | 1.19
2015 | IESO_2_MISO_W | IESO | MISO_W | Internal | Winter | B17 | 100 | 140 | 0.06 | 35.67 | 42.64 | 7 | 0
2015 | IESO_2_MISO_W | IESO | MISO_W | Internal | Winter | B18 | 400 | 140 | 0 | 32.83 | 37.97 | 7 | 0
2015 | IESO_2_MISO_W | IESO | MISO_W | Internal | Winter | B19 | 700 | 140 | 0 | 32.83 | 36.56 | 7 | 0
2015 | IESO_2_MISO_W | IESO | MISO_W | Internal | Winter | B20 | 935 | 140 | 0 | 32.83 | 32.38 | 7 | 0
2015 | IESO_2_NYISO_A-F | IESO | NYISO_A-F | Internal | Shoulder | B11 | 25 | 1725 | 1725 | 28.75 | 40.41 | 7 | 4.66
2015 | IESO_2_NYISO_A-F | IESO | NYISO_A-F | Internal | Shoulder | B12 | 200 | 1725 | 1686.89 | 32.73 | 39.73 | 7 | 0
2015 | IESO_2_NYISO_A-F | IESO | NYISO_A-F | Internal | Shoulder | B13 | 600 | 1725 | 1725 | 28.75 | 38.42 | 7 | 2.67
2015 | IESO_2_NYISO_A-F | IESO | NYISO_A-F | Internal | Shoulder | B14 | 900 | 1725 | 1725 | 28.75 | 38.42 | 7 | 2.67
2015 | IESO_2_NYISO_A-F | IESO | NYISO_A-F | Internal | Shoulder | B15 | 1203 | 1725 | 1725 | 28.75 | 38.42 | 7 | 2.67
2015 | IESO_2_NYISO_A-F | IESO | NYISO_A-F | Internal | Summer | B1 | 10 | 1725 | 258.55 | 46.39 | 53.39 | 7 | 0
2015 | IESO_2_NYISO_A-F | IESO | NYISO_A-F | Internal | Summer | B2 | 25 | 1725 | 713.27 | 44.8 | 51.8 | 7 | 0
2015 | IESO_2_NYISO_A-F | IESO | NYISO_A-F | Internal | Summer | B3 | 75 | 1725 | 1662.97 | 41.95 | 48.95 | 7 | 0
2015 | IESO_2_NYISO_A-F | IESO | NYISO_A-F | Internal | Summer | B4 | 100 | 1725 | 1502.57 | 38.28 | 45.28 | 7 | 0
2015 | IESO_2_NYISO_A-F | IESO | NYISO_A-F | Internal | Summer | B5 | 200 | 1725 | 252.77 | 36 | 43 | 7 | 0
2015 | IESO_2_NYISO_A-F | IESO | NYISO_A-F | Internal | Summer | B6 | 300 | 1725 | 866.11 | 34.33 | 41.33 | 7 | 0
2015 | IESO_2_NYISO_A-F | IESO | NYISO_A-F | Internal | Summer | B7 | 400 | 1725 | 1725 | 28.93 | 38.66 | 7 | 2.73
2015 | IESO_2_NYISO_A-F | IESO | NYISO_A-F | Internal | Summer | B8 | 500 | 1725 | 1725 | 26.91 | 37.08 | 7 | 3.17
2015 | IESO_2_NYISO_A-F | IESO | NYISO_A-F | Internal | Summer | B9 | 800 | 1725 | 1725 | 26.91 | 37.07 | 7 | 3.16
2015 | IESO_2_NYISO_A-F | IESO | NYISO_A-F | Internal | Summer | B10 | 1262 | 1725 | 1725 | 26.91 | 37.07 | 7 | 3.16
2015 | IESO_2_NYISO_A-F | IESO | NYISO_A-F | Internal | Winter | B16 | 25 | 1725 | 400.79 | 38.86 | 45.86 | 7 | 0
2015 | IESO_2_NYISO_A-F | IESO | NYISO_A-F | Internal | Winter | B17 | 100 | 1725 | 1725 | 35.67 | 43.08 | 7 | 0.42
2015 | IESO_2_NYISO_A-F | IESO | NYISO_A-F | Internal | Winter | B18 | 400 | 1725 | 1725 | 32.83 | 43.08 | 7 | 3.26
2015 | IESO_2_NYISO_A-F | IESO | NYISO_A-F | Internal | Winter | B19 | 700 | 1725 | 1725 | 32.83 | 43.08 | 7 | 3.26
2015 | IESO_2_NYISO_A-F | IESO | NYISO_A-F | Internal | Winter | B20 | 935 | 1725 | 1725 | 32.83 | 43.08 | 7 | 3.26
2015 | MAPP_CA_2_IESO | MAPP_CA | IESO | Internal | Shoulder | B11 | 25 | 330 | 0 | 46.41 | 28.75 | 8 | 0
2015 | MAPP_CA_2_IESO | MAPP_CA | IESO | Internal | Shoulder | B12 | 200 | 330 | 0 | 40.11 | 32.73 | 8 | 0
2015 | MAPP_CA_2_IESO | MAPP_CA | IESO | Internal | Shoulder | B13 | 600 | 330 | 0 | 37.53 | 28.75 | 8 | 0
2015 | MAPP_CA_2_IESO | MAPP_CA | IESO | Internal | Shoulder | B14 | 900 | 330 | 0 | 35.77 | 28.75 | 8 | 0
2015 | MAPP_CA_2_IESO | MAPP_CA | IESO | Internal | Shoulder | B15 | 1203 | 330 | 0 | 35.77 | 28.75 | 8 | 0
2015 | MAPP_CA_2_IESO | MAPP_CA | IESO | Internal | Summer | B1 | 10 | 330 | 0 | 48.49 | 46.39 | 8 | 0
2015 | MAPP_CA_2_IESO | MAPP_CA | IESO | Internal | Summer | B2 | 25 | 330 | 0 | 51.8 | 44.8 | 8 | 0
2015 | MAPP_CA_2_IESO | MAPP_CA | IESO | Internal | Summer | B3 | 75 | 330 | 0 | 48.95 | 41.95 | 8 | 0
2015 | MAPP_CA_2_IESO | MAPP_CA | IESO | Internal | Summer | B4 | 100 | 330 | 0 | 48.49 | 38.28 | 8 | 0
2015 | MAPP_CA_2_IESO | MAPP_CA | IESO | Internal | Summer | B5 | 200 | 330 | 0 | 48.49 | 36 | 8 | 0
2015 | MAPP_CA_2_IESO | MAPP_CA | IESO | Internal | Summer | B6 | 300 | 330 | 0 | 42.31 | 34.33 | 8 | 0
2015 | MAPP_CA_2_IESO | MAPP_CA | IESO | Internal | Summer | B7 | 400 | 330 | 0 | 35.91 | 28.93 | 8 | 0
2015 | MAPP_CA_2_IESO | MAPP_CA | IESO | Internal | Summer | B8 | 500 | 330 | 0 | 33.78 | 26.91 | 8 | 0
2015 | MAPP_CA_2_IESO | MAPP_CA | IESO | Internal | Summer | B9 | 800 | 330 | 0 | 33.78 | 26.91 | 8 | 0
2015 | MAPP_CA_2_IESO | MAPP_CA | IESO | Internal | Summer | B10 | 1262 | 330 | 0 | 33.78 | 26.91 | 8 | 0
2015 | MAPP_CA_2_IESO | MAPP_CA | IESO | Internal | Winter | B16 | 25 | 330 | 0 | 47.04 | 38.86 | 8 | 0
2015 | MAPP_CA_2_IESO | MAPP_CA | IESO | Internal | Winter | B17 | 100 | 330 | 0 | 42.63 | 35.67 | 8 | 0
2015 | MAPP_CA_2_IESO | MAPP_CA | IESO | Internal | Winter | B18 | 400 | 330 | 0 | 39.83 | 32.83 | 8 | 0
2015 | MAPP_CA_2_IESO | MAPP_CA | IESO | Internal | Winter | B19 | 700 | 330 | 0 | 39.83 | 32.83 | 8 | 0
2015 | MAPP_CA_2_IESO | MAPP_CA | IESO | Internal | Winter | B20 | 935 | 330 | 0 | 39.83 | 32.83 | 8 | 0
2015 | MAPP_CA_2_MAPP_US | MAPP_CA | MAPP_US | Internal | Shoulder | B11 | 25 | 372 | 0 | 46.41 | 39.42 | 7 | 0
2015 | MAPP_CA_2_MAPP_US | MAPP_CA | MAPP_US | Internal | Shoulder | B12 | 200 | 372 | 0 | 40.11 | 33.12 | 7 | 0
2015 | MAPP_CA_2_MAPP_US | MAPP_CA | MAPP_US | Internal | Shoulder | B13 | 600 | 372 | 0 | 37.53 | 30.54 | 7 | 0
2015 | MAPP_CA_2_MAPP_US | MAPP_CA | MAPP_US | Internal | Shoulder | B14 | 900 | 372 | 0 | 35.77 | 29.33 | 7 | 0
2015 | MAPP_CA_2_MAPP_US | MAPP_CA | MAPP_US | Internal | Shoulder | B15 | 1203 | 372 | 0 | 35.77 | 28.7 | 7 | 0
2015 | MAPP_CA_2_MAPP_US | MAPP_CA | MAPP_US | Internal | Summer | B1 | 10 | 372 | 0 | 48.49 | 52.37 | 7 | 0
2015 | MAPP_CA_2_MAPP_US | MAPP_CA | MAPP_US | Internal | Summer | B2 | 25 | 372 | 0 | 51.8 | 50.36 | 7 | 0
2015 | MAPP_CA_2_MAPP_US | MAPP_CA | MAPP_US | Internal | Summer | B3 | 75 | 372 | 0 | 48.95 | 50.36 | 7 | 0
2015 | MAPP_CA_2_MAPP_US | MAPP_CA | MAPP_US | Internal | Summer | B4 | 100 | 372 | 0 | 48.49 | 48.69 | 7 | 0
2015 | MAPP_CA_2_MAPP_US | MAPP_CA | MAPP_US | Internal | Summer | B5 | 200 | 372 | 0 | 48.49 | 45.81 | 7 | 0
2015 | MAPP_CA_2_MAPP_US | MAPP_CA | MAPP_US | Internal | Summer | B6 | 300 | 372 | 0 | 42.31 | 37.71 | 7 | 0
2015 | MAPP_CA_2_MAPP_US | MAPP_CA | MAPP_US | Internal | Summer | B7 | 400 | 372 | 0 | 35.91 | 28.93 | 7 | 0
2015 | MAPP_CA_2_MAPP_US | MAPP_CA | MAPP_US | Internal | Summer | B8 | 500 | 372 | 0 | 33.78 | 26.79 | 7 | 0
2015 | MAPP_CA_2_MAPP_US | MAPP_CA | MAPP_US | Internal | Summer | B9 | 800 | 372 | 0 | 33.78 | 26.79 | 7 | 0
2015 | MAPP_CA_2_MAPP_US | MAPP_CA | MAPP_US | Internal | Summer | B10 | 1262 | 372 | 0 | 33.78 | 25.06 | 7 | 0
2015 | MAPP_CA_2_MAPP_US | MAPP_CA | MAPP_US | Internal | Winter | B16 | 25 | 372 | 0 | 47.04 | 40.05 | 7 | 0
2015 | MAPP_CA_2_MAPP_US | MAPP_CA | MAPP_US | Internal | Winter | B17 | 100 | 372 | 0 | 42.63 | 35.64 | 7 | 0
2015 | MAPP_CA_2_MAPP_US | MAPP_CA | MAPP_US | Internal | Winter | B18 | 400 | 372 | 0 | 39.83 | 31.71 | 7 | 0
2015 | MAPP_CA_2_MAPP_US | MAPP_CA | MAPP_US | Internal | Winter | B19 | 700 | 372 | 0 | 39.83 | 31.71 | 7 | 0
2015 | MAPP_CA_2_MAPP_US | MAPP_CA | MAPP_US | Internal | Winter | B20 | 935 | 372 | 0 | 39.83 | 26.54 | 7 | 0
2015 | MAPP_CA_2_MISO_W | MAPP_CA | MISO_W | Internal | Shoulder | B11 | 25 | 1970 | 1587.59 | 46.41 | 46.42 | 0.01 | 0
2015 | MAPP_CA_2_MISO_W | MAPP_CA | MISO_W | Internal | Shoulder | B12 | 200 | 1970 | 1189.04 | 40.11 | 40.12 | 0.01 | 0
2015 | MAPP_CA_2_MISO_W | MAPP_CA | MISO_W | Internal | Shoulder | B13 | 600 | 1970 | 1282.35 | 37.53 | 37.54 | 0.01 | 0
2015 | MAPP_CA_2_MISO_W | MAPP_CA | MISO_W | Internal | Shoulder | B14 | 900 | 1970 | 0 | 35.77 | 35.75 | 0.01 | 0
2015 | MAPP_CA_2_MISO_W | MAPP_CA | MISO_W | Internal | Shoulder | B15 | 1203 | 1970 | 0 | 35.77 | 33.09 | 0.01 | 0
2015 | MAPP_CA_2_MISO_W | MAPP_CA | MISO_W | Internal | Summer | B1 | 10 | 1970 | 1970 | 48.49 | 59.37 | 0.01 | 10.87
2015 | MAPP_CA_2_MISO_W | MAPP_CA | MISO_W | Internal | Summer | B2 | 25 | 1970 | 1970 | 51.8 | 56.93 | 0.01 | 5.12
2015 | MAPP_CA_2_MISO_W | MAPP_CA | MISO_W | Internal | Summer | B3 | 75 | 1970 | 1970 | 48.95 | 56.67 | 0.01 | 7.71
2015 | MAPP_CA_2_MISO_W | MAPP_CA | MISO_W | Internal | Summer | B4 | 100 | 1970 | 1970 | 48.49 | 55.69 | 0.01 | 7.19
2015 | MAPP_CA_2_MISO_W | MAPP_CA | MISO_W | Internal | Summer | B5 | 200 | 1970 | 1491.18 | 48.49 | 48.5 | 0.01 | 0
2015 | MAPP_CA_2_MISO_W | MAPP_CA | MISO_W | Internal | Summer | B6 | 300 | 1970 | 1396.21 | 42.31 | 42.32 | 0.01 | 0
2015 | MAPP_CA_2_MISO_W | MAPP_CA | MISO_W | Internal | Summer | B7 | 400 | 1970 | 1267.49 | 35.91 | 35.93 | 0.01 | 0
2015 | MAPP_CA_2_MISO_W | MAPP_CA | MISO_W | Internal | Summer | B8 | 500 | 1970 | 948.67 | 33.78 | 33.79 | 0.01 | 0
2015 | MAPP_CA_2_MISO_W | MAPP_CA | MISO_W | Internal | Summer | B9 | 800 | 1970 | 0 | 33.78 | 32.9 | 0.01 | 0
2015 | MAPP_CA_2_MISO_W | MAPP_CA | MISO_W | Internal | Summer | B10 | 1262 | 1970 | 0 | 33.78 | 30.52 | 0.01 | 0
2015 | MAPP_CA_2_MISO_W | MAPP_CA | MISO_W | Internal | Winter | B16 | 25 | 1970 | 598.06 | 47.04 | 47.05 | 0.01 | 0
2015 | MAPP_CA_2_MISO_W | MAPP_CA | MISO_W | Internal | Winter | B17 | 100 | 1970 | 221.44 | 42.63 | 42.64 | 0.01 | 0
2015 | MAPP_CA_2_MISO_W | MAPP_CA | MISO_W | Internal | Winter | B18 | 400 | 1970 | 0 | 39.83 | 37.97 | 0.01 | 0
2015 | MAPP_CA_2_MISO_W | MAPP_CA | MISO_W | Internal | Winter | B19 | 700 | 1970 | 0 | 39.83 | 36.56 | 0.01 | 0
2015 | MAPP_CA_2_MISO_W | MAPP_CA | MISO_W | Internal | Winter | B20 | 935 | 1970 | 0 | 39.83 | 32.38 | 0.01 | 0
2015 | MAPP_US_2_MAPP_CA | MAPP_US | MAPP_CA | Internal | Shoulder | B11 | 25 | 165 | 0.43 | 39.42 | 46.41 | 7 | 0
2015 | MAPP_US_2_MAPP_CA | MAPP_US | MAPP_CA | Internal | Shoulder | B12 | 200 | 165 | 0.06 | 33.12 | 40.11 | 7 | 0
2015 | MAPP_US_2_MAPP_CA | MAPP_US | MAPP_CA | Internal | Shoulder | B13 | 600 | 165 | 0.02 | 30.54 | 37.53 | 7 | 0
2015 | MAPP_US_2_MAPP_CA | MAPP_US | MAPP_CA | Internal | Shoulder | B14 | 900 | 165 | 0 | 29.33 | 35.77 | 7 | 0
2015 | MAPP_US_2_MAPP_CA | MAPP_US | MAPP_CA | Internal | Shoulder | B15 | 1203 | 165 | 165 | 28.7 | 35.77 | 7 | 0.06
2015 | MAPP_US_2_MAPP_CA | MAPP_US | MAPP_CA | Internal | Summer | B1 | 10 | 165 | 0 | 52.37 | 48.49 | 7 | 0
2015 | MAPP_US_2_MAPP_CA | MAPP_US | MAPP_CA | Internal | Summer | B2 | 25 | 165 | 0 | 50.36 | 51.8 | 7 | 0
2015 | MAPP_US_2_MAPP_CA | MAPP_US | MAPP_CA | Internal | Summer | B3 | 75 | 165 | 0 | 50.36 | 48.95 | 7 | 0
2015 | MAPP_US_2_MAPP_CA | MAPP_US | MAPP_CA | Internal | Summer | B4 | 100 | 165 | 0 | 48.69 | 48.49 | 7 | 0
2015 | MAPP_US_2_MAPP_CA | MAPP_US | MAPP_CA | Internal | Summer | B5 | 200 | 165 | 0 | 45.81 | 48.49 | 7 | 0
2015 | MAPP_US_2_MAPP_CA | MAPP_US | MAPP_CA | Internal | Summer | B6 | 300 | 165 | 0 | 37.71 | 42.31 | 7 | 0
2015 | MAPP_US_2_MAPP_CA | MAPP_US | MAPP_CA | Internal | Summer | B7 | 400 | 165 | 0.03 | 28.93 | 35.91 | 7 | 0
2015 | MAPP_US_2_MAPP_CA | MAPP_US | MAPP_CA | Internal | Summer | B8 | 500 | 165 | 0.02 | 26.79 | 33.78 | 7 | 0
2015 | MAPP_US_2_MAPP_CA | MAPP_US | MAPP_CA | Internal | Summer | B9 | 800 | 165 | 0.02 | 26.79 | 33.78 | 7 | 0
2015 | MAPP_US_2_MAPP_CA | MAPP_US | MAPP_CA | Internal | Summer | B10 | 1262 | 165 | 165 | 25.06 | 33.78 | 7 | 1.72
2015 | MAPP_US_2_MAPP_CA | MAPP_US | MAPP_CA | Internal | Winter | B16 | 25 | 165 | 0.44 | 40.05 | 47.04 | 7 | 0
2015 | MAPP_US_2_MAPP_CA | MAPP_US | MAPP_CA | Internal | Winter | B17 | 100 | 165 | 0.12 | 35.64 | 42.63 | 7 | 0
2015 | MAPP_US_2_MAPP_CA | MAPP_US | MAPP_CA | Internal | Winter | B18 | 400 | 165 | 165 | 31.71 | 39.83 | 7 | 1.12
2015 | MAPP_US_2_MAPP_CA | MAPP_US | MAPP_CA | Internal | Winter | B19 | 700 | 165 | 165 | 31.71 | 39.83 | 7 | 1.12
2015 | MAPP_US_2_MAPP_CA | MAPP_US | MAPP_CA | Internal | Winter | B20 | 935 | 165 | 165 | 26.54 | 39.83 | 7 | 6.29
2015 | MAPP_US_2_MISO_W | MAPP_US | MISO_W | Internal | Shoulder | B11 | 25 | 2635 | 1213.62 | 39.42 | 46.42 | 7 | 0
2015 | MAPP_US_2_MISO_W | MAPP_US | MISO_W | Internal | Shoulder | B12 | 200 | 2635 | 1625.52 | 33.12 | 40.12 | 7 | 0
2015 | MAPP_US_2_MISO_W | MAPP_US | MISO_W | Internal | Shoulder | B13 | 600 | 2635 | 1131.95 | 30.54 | 37.54 | 7 | 0
2015 | MAPP_US_2_MISO_W | MAPP_US | MISO_W | Internal | Shoulder | B14 | 900 | 2635 | 0 | 29.33 | 35.75 | 7 | 0
2015 | MAPP_US_2_MISO_W | MAPP_US | MISO_W | Internal | Shoulder | B15 | 1203 | 2635 | 0 | 28.7 | 33.09 | 7 | 0
2015 | MAPP_US_2_MISO_W | MAPP_US | MISO_W | Internal | Summer | B1 | 10 | 2635 | 1009.5 | 52.37 | 59.37 | 7 | 0
2015 | MAPP_US_2_MISO_W | MAPP_US | MISO_W | Internal | Summer | B2 | 25 | 2635 | 0.01 | 50.36 | 56.93 | 7 | 0
2015 | MAPP_US_2_MISO_W | MAPP_US | MISO_W | Internal | Summer | B3 | 75 | 2635 | 0 | 50.36 | 56.67 | 7 | 0
2015 | MAPP_US_2_MISO_W | MAPP_US | MISO_W | Internal | Summer | B4 | 100 | 2635 | 5.17 | 48.69 | 55.69 | 7 | 0
2015 | MAPP_US_2_MISO_W | MAPP_US | MISO_W | Internal | Summer | B5 | 200 | 2635 | 0 | 45.81 | 48.5 | 7 | 0
2015 | MAPP_US_2_MISO_W | MAPP_US | MISO_W | Internal | Summer | B6 | 300 | 2635 | 0 | 37.71 | 42.32 | 7 | 0
2015 | MAPP_US_2_MISO_W | MAPP_US | MISO_W | Internal | Summer | B7 | 400 | 2635 | 227.88 | 28.93 | 35.93 | 7 | 0
2015 | MAPP_US_2_MISO_W | MAPP_US | MISO_W | Internal | Summer | B8 | 500 | 2635 | 316.42 | 26.79 | 33.79 | 7 | 0
2015 | MAPP_US_2_MISO_W | MAPP_US | MISO_W | Internal | Summer | B9 | 800 | 2635 | 0 | 26.79 | 32.9 | 7 | 0
2015 | MAPP_US_2_MISO_W | MAPP_US | MISO_W | Internal | Summer | B10 | 1262 | 2635 | 0 | 25.06 | 30.52 | 7 | 0
2015 | MAPP_US_2_MISO_W | MAPP_US | MISO_W | Internal | Winter | B16 | 25 | 2635 | 800.44 | 40.05 | 47.05 | 7 | 0
2015 | MAPP_US_2_MISO_W | MAPP_US | MISO_W | Internal | Winter | B17 | 100 | 2635 | 1261.81 | 35.64 | 42.64 | 7 | 0
2015 | MAPP_US_2_MISO_W | MAPP_US | MISO_W | Internal | Winter | B18 | 400 | 2635 | 0 | 31.71 | 37.97 | 7 | 0
2015 | MAPP_US_2_MISO_W | MAPP_US | MISO_W | Internal | Winter | B19 | 700 | 2635 | 0 | 31.71 | 36.56 | 7 | 0
2015 | MAPP_US_2_MISO_W | MAPP_US | MISO_W | Internal | Winter | B20 | 935 | 2635 | 0 | 26.54 | 32.38 | 7 | 0
2015 | MAPP_US_2_NE | MAPP_US | NE | Internal | Shoulder | B11 | 25 | 2000 | 818.81 | 39.42 | 46.42 | 7 | 0
2015 | MAPP_US_2_NE | MAPP_US | NE | Internal | Shoulder | B12 | 200 | 2000 | 0 | 33.12 | 38.91 | 7 | 0
2015 | MAPP_US_2_NE | MAPP_US | NE | Internal | Shoulder | B13 | 600 | 2000 | 584.13 | 30.54 | 37.54 | 7 | 0
2015 | MAPP_US_2_NE | MAPP_US | NE | Internal | Shoulder | B14 | 900 | 2000 | 476.31 | 29.33 | 36.33 | 7 | 0
2015 | MAPP_US_2_NE | MAPP_US | NE | Internal | Shoulder | B15 | 1203 | 2000 | 320.95 | 28.7 | 35.7 | 7 | 0
2015 | MAPP_US_2_NE | MAPP_US | NE | Internal | Summer | B1 | 10 | 2000 | 0.02 | 52.37 | 58.75 | 7 | 0
2015 | MAPP_US_2_NE | MAPP_US | NE | Internal | Summer | B2 | 25 | 2000 | 816.19 | 50.36 | 57.36 | 7 | 0
2015 | MAPP_US_2_NE | MAPP_US | NE | Internal | Summer | B3 | 75 | 2000 | 784.71 | 50.36 | 57.36 | 7 | 0
2015 | MAPP_US_2_NE | MAPP_US | NE | Internal | Summer | B4 | 100 | 2000 | 822.28 | 48.69 | 55.69 | 7 | 0
2015 | MAPP_US_2_NE | MAPP_US | NE | Internal | Summer | B5 | 200 | 2000 | 965.69 | 45.81 | 52.81 | 7 | 0
2015 | MAPP_US_2_NE | MAPP_US | NE | Internal | Summer | B6 | 300 | 2000 | 1059.79 | 37.71 | 44.71 | 7 | 0
2015 | MAPP_US_2_NE | MAPP_US | NE | Internal | Summer | B7 | 400 | 2000 | 883.97 | 28.93 | 35.93 | 7 | 0
2015 | MAPP_US_2_NE | MAPP_US | NE | Internal | Summer | B8 | 500 | 2000 | 893.94 | 26.79 | 33.79 | 7 | 0
2015 | MAPP_US_2_NE | MAPP_US | NE | Internal | Summer | B9 | 800 | 2000 | 553.18 | 26.79 | 33.79 | 7 | 0
2015 | MAPP_US_2_NE | MAPP_US | NE | Internal | Summer | B10 | 1262 | 2000 | 0 | 25.06 | 31.83 | 7 | 0
2015 | MAPP_US_2_NE | MAPP_US | NE | Internal | Winter | B16 | 25 | 2000 | 884.26 | 40.05 | 47.05 | 7 | 0
2015 | MAPP_US_2_NE | MAPP_US | NE | Internal | Winter | B17 | 100 | 2000 | 0 | 35.64 | 39.42 | 7 | 0
2015 | MAPP_US_2_NE | MAPP_US | NE | Internal | Winter | B18 | 400 | 2000 | 668.13 | 31.71 | 38.71 | 7 | 0
2015 | MAPP_US_2_NE | MAPP_US | NE | Internal | Winter | B19 | 700 | 2000 | 0 | 31.71 | 38.66 | 7 | 0
2015 | MAPP_US_2_NE | MAPP_US | NE | Internal | Winter | B20 | 935 | 2000 | 313.07 | 26.54 | 33.54 | 7 | 0
2015 | MARITIMES_2_NEISO | MARITIMES | NEISO | Internal | Shoulder | B11 | 25 | 99999 | 1400 | 36.72 | 36.73 | 0.01 | 0
2015 | MARITIMES_2_NEISO | MARITIMES | NEISO | Internal | Shoulder | B12 | 200 | 99999 | 1400 | 36.72 | 36.73 | 0.01 | 0
2015 | MARITIMES_2_NEISO | MARITIMES | NEISO | Internal | Shoulder | B13 | 600 | 99999 | 1400 | 36.72 | 36.73 | 0.01 | 0
2015 | MARITIMES_2_NEISO | MARITIMES | NEISO | Internal | Shoulder | B14 | 900 | 99999 | 1400 | 36.72 | 36.73 | 0.01 | 0
2015 | MARITIMES_2_NEISO | MARITIMES | NEISO | Internal | Shoulder | B15 | 1203 | 99999 | 426.43 | 36.72 | 36.73 | 0.01 | 0
2015 | MARITIMES_2_NEISO | MARITIMES | NEISO | Internal | Summer | B1 | 10 | 99999 | 1400 | 64.39 | 64.4 | 0.01 | 0
2015 | MARITIMES_2_NEISO | MARITIMES | NEISO | Internal | Summer | B2 | 25 | 99999 | 1400 | 53.65 | 53.66 | 0.01 | 0
2015 | MARITIMES_2_NEISO | MARITIMES | NEISO | Internal | Summer | B3 | 75 | 99999 | 1400 | 47.14 | 47.15 | 0.01 | 0
2015 | MARITIMES_2_NEISO | MARITIMES | NEISO | Internal | Summer | B4 | 100 | 99999 | 1400 | 37.74 | 37.76 | 0.01 | 0
2015 | MARITIMES_2_NEISO | MARITIMES | NEISO | Internal | Summer | B5 | 200 | 99999 | 1400 | 34.07 | 34.08 | 0.01 | 0
2015 | MARITIMES_2_NEISO | MARITIMES | NEISO | Internal | Summer | B6 | 300 | 99999 | 1400 | 34.07 | 34.08 | 0.01 | 0
2015 | MARITIMES_2_NEISO | MARITIMES | NEISO | Internal | Summer | B7 | 400 | 99999 | 1400 | 34.07 | 34.08 | 0.01 | 0
2015 | MARITIMES_2_NEISO | MARITIMES | NEISO | Internal | Summer | B8 | 500 | 99999 | 1400 | 34.07 | 34.08 | 0.01 | 0
2015 | MARITIMES_2_NEISO | MARITIMES | NEISO | Internal | Summer | B9 | 800 | 99999 | 1400 | 34.07 | 34.08 | 0.01 | 0
2015 | MARITIMES_2_NEISO | MARITIMES | NEISO | Internal | Summer | B10 | 1262 | 99999 | 236.13 | 34.07 | 34.08 | 0.01 | 0
2015 | MARITIMES_2_NEISO | MARITIMES | NEISO | Internal | Winter | B16 | 25 | 99999 | 1400 | 44.98 | 44.99 | 0.01 | 0
2015 | MARITIMES_2_NEISO | MARITIMES | NEISO | Internal | Winter | B17 | 100 | 99999 | 1400 | 44.98 | 44.99 | 0.01 | 0
2015 | MARITIMES_2_NEISO | MARITIMES | NEISO | Internal | Winter | B18 | 400 | 99999 | 1400 | 44.98 | 44.99 | 0.01 | 0
2015 | MARITIMES_2_NEISO | MARITIMES | NEISO | Internal | Winter | B19 | 700 | 99999 | 1400 | 44.98 | 44.99 | 0.01 | 0
2015 | MARITIMES_2_NEISO | MARITIMES | NEISO | Internal | Winter | B20 | 935 | 99999 | 475.94 | 44.98 | 44.99 | 0.01 | 0
2015 | MISO_IN_2_MISO_MI | MISO_IN | MISO_MI | Internal | Shoulder | B11 | 25 | 5000 | 0.22 | 46.41 | 46.4 | 0.01 | 0
2015 | MISO_IN_2_MISO_MI | MISO_IN | MISO_MI | Internal | Shoulder | B12 | 200 | 5000 | 0.06 | 40.13 | 40.13 | 0.01 | 0
2015 | MISO_IN_2_MISO_MI | MISO_IN | MISO_MI | Internal | Shoulder | B13 | 600 | 5000 | 417.46 | 37.54 | 37.55 | 0.01 | 0
2015 | MISO_IN_2_MISO_MI | MISO_IN | MISO_MI | Internal | Shoulder | B14 | 900 | 5000 | 503.92 | 35.74 | 35.75 | 0.01 | 0
2015 | MISO_IN_2_MISO_MI | MISO_IN | MISO_MI | Internal | Shoulder | B15 | 1203 | 5000 | 1003.2 | 33.01 | 33.02 | 0.01 | 0
2015 | MISO_IN_2_MISO_MI | MISO_IN | MISO_MI | Internal | Summer | B1 | 10 | 5000 | 0 | 59.38 | 57.41 | 0.01 | 0
2015 | MISO_IN_2_MISO_MI | MISO_IN | MISO_MI | Internal | Summer | B2 | 25 | 5000 | 0.23 | 56.93 | 56.92 | 0.01 | 0
2015 | MISO_IN_2_MISO_MI | MISO_IN | MISO_MI | Internal | Summer | B3 | 75 | 5000 | 0 | 55.36 | 51.97 | 0.01 | 0
2015 | MISO_IN_2_MISO_MI | MISO_IN | MISO_MI | Internal | Summer | B4 | 100 | 5000 | 0 | 53.18 | 51.97 | 0.01 | 0
2015 | MISO_IN_2_MISO_MI | MISO_IN | MISO_MI | Internal | Summer | B5 | 200 | 5000 | 0 | 46.69 | 45.3 | 0.01 | 0
2015 | MISO_IN_2_MISO_MI | MISO_IN | MISO_MI | Internal | Summer | B6 | 300 | 5000 | 0.04 | 41.33 | 41.33 | 0.01 | 0
2015 | MISO_IN_2_MISO_MI | MISO_IN | MISO_MI | Internal | Summer | B7 | 400 | 5000 | 537.35 | 35.91 | 35.93 | 0.01 | 0
2015 | MISO_IN_2_MISO_MI | MISO_IN | MISO_MI | Internal | Summer | B8 | 500 | 5000 | 1932.36 | 33.9 | 33.91 | 0.01 | 0
2015 | MISO_IN_2_MISO_MI | MISO_IN | MISO_MI | Internal | Summer | B9 | 800 | 5000 | 1227.57 | 32.9 | 32.92 | 0.01 | 0
2015 | MISO_IN_2_MISO_MI | MISO_IN | MISO_MI | Internal | Summer | B10 | 1262 | 5000 | 2595.69 | 32.18 | 32.19 | 0.01 | 0
2015 | MISO_IN_2_MISO_MI | MISO_IN | MISO_MI | Internal | Winter | B16 | 25 | 5000 | 0.16 | 47.08 | 47.05 | 0.01 | 0
2015 | MISO_IN_2_MISO_MI | MISO_IN | MISO_MI | Internal | Winter | B17 | 100 | 5000 | 0.11 | 42.67 | 42.67 | 0.01 | 0
2015 | MISO_IN_2_MISO_MI | MISO_IN | MISO_MI | Internal | Winter | B18 | 400 | 5000 | 167.22 | 37.97 | 37.98 | 0.01 | 0
2015 | MISO_IN_2_MISO_MI | MISO_IN | MISO_MI | Internal | Winter | B19 | 700 | 5000 | 480.8 | 35.97 | 35.98 | 0.01 | 0
2015 | MISO_IN_2_MISO_MI | MISO_IN | MISO_MI | Internal | Winter | B20 | 935 | 5000 | 888 | 32.74 | 32.75 | 0.01 | 0
2015 | MISO_IN_2_MISO_MO-IL | MISO_IN | MISO_MO-IL | Internal | Shoulder | B11 | 25 | 5000 | 0.48 | 46.41 | 46.41 | 0.01 | 0
2015 | MISO_IN_2_MISO_MO-IL | MISO_IN | MISO_MO-IL | Internal | Shoulder | B12 | 200 | 5000 | 0.03 | 40.13 | 40.12 | 0.01 | 0
2015 | MISO_IN_2_MISO_MO-IL | MISO_IN | MISO_MO-IL | Internal | Shoulder | B13 | 600 | 5000 | 0.01 | 37.54 | 37.53 | 0.01 | 0
2015 | MISO_IN_2_MISO_MO-IL | MISO_IN | MISO_MO-IL | Internal | Shoulder | B14 | 900 | 5000 | 0 | 35.74 | 35.73 | 0.01 | 0
2015 | MISO_IN_2_MISO_MO-IL | MISO_IN | MISO_MO-IL | Internal | Shoulder | B15 | 1203 | 5000 | 0 | 33.01 | 32.62 | 0.01 | 0
2015 | MISO_IN_2_MISO_MO-IL | MISO_IN | MISO_MO-IL | Internal | Summer | B1 | 10 | 5000 | 1.06 | 59.38 | 59.38 | 0.01 | 0
2015 | MISO_IN_2_MISO_MO-IL | MISO_IN | MISO_MO-IL | Internal | Summer | B2 | 25 | 5000 | 0.24 | 56.93 | 56.92 | 0.01 | 0
2015 | MISO_IN_2_MISO_MO-IL | MISO_IN | MISO_MO-IL | Internal | Summer | B3 | 75 | 5000 | 202.29 | 55.36 | 55.38 | 0.01 | 0
2015 | MISO_IN_2_MISO_MO-IL | MISO_IN | MISO_MO-IL | Internal | Summer | B4 | 100 | 5000 | 0.12 | 53.18 | 53.18 | 0.01 | 0
2015 | MISO_IN_2_MISO_MO-IL | MISO_IN | MISO_MO-IL | Internal | Summer | B5 | 200 | 5000 | 0.27 | 46.69 | 46.7 | 0.01 | 0
2015 | MISO_IN_2_MISO_MO-IL | MISO_IN | MISO_MO-IL | Internal | Summer | B6 | 300 | 5000 | 0.02 | 41.33 | 41.32 | 0.01 | 0
2015 | MISO_IN_2_MISO_MO-IL | MISO_IN | MISO_MO-IL | Internal | Summer | B7 | 400 | 5000 | 0.02 | 35.91 | 35.9 | 0.01 | 0
2015 | MISO_IN_2_MISO_MO-IL | MISO_IN | MISO_MO-IL | Internal | Summer | B8 | 500 | 5000 | 0 | 33.9 | 33.8 | 0.01 | 0
2015 | MISO_IN_2_MISO_MO-IL | MISO_IN | MISO_MO-IL | Internal | Summer | B9 | 800 | 5000 | 0 | 32.9 | 32.89 | 0.01 | 0
2015 | MISO_IN_2_MISO_MO-IL | MISO_IN | MISO_MO-IL | Internal | Summer | B10 | 1262 | 5000 | 0 | 32.18 | 30.5 | 0.01 | 0
2015 | MISO_IN_2_MISO_MO-IL | MISO_IN | MISO_MO-IL | Internal | Winter | B16 | 25 | 5000 | 0.23 | 47.08 | 47.07 | 0.01 | 0
2015 | MISO_IN_2_MISO_MO-IL | MISO_IN | MISO_MO-IL | Internal | Winter | B17 | 100 | 5000 | 0.06 | 42.67 | 42.66 | 0.01 | 0
2015 | MISO_IN_2_MISO_MO-IL | MISO_IN | MISO_MO-IL | Internal | Winter | B18 | 400 | 5000 | 0.02 | 37.97 | 37.96 | 0.01 | 0
2015 | MISO_IN_2_MISO_MO-IL | MISO_IN | MISO_MO-IL | Internal | Winter | B19 | 700 | 5000 | 0 | 35.97 | 35.95 | 0.01 | 0
2015 | MISO_IN_2_MISO_MO-IL | MISO_IN | MISO_MO-IL | Internal | Winter | B20 | 935 | 5000 | 0 | 32.74 | 32.37 | 0.01 | 0
2015 | MISO_IN_2_NonRTO_Midwest | MISO_IN | NonRTO_Midwest | Internal | Shoulder | B11 | 25 | 4800 | 978.52 | 46.41 | 54.41 | 8 | 0
2015 | MISO_IN_2_NonRTO_Midwest | MISO_IN | NonRTO_Midwest | Internal | Shoulder | B12 | 200 | 4800 | 552.32 | 40.13 | 48.13 | 8 | 0
2015 | MISO_IN_2_NonRTO_Midwest | MISO_IN | NonRTO_Midwest | Internal | Shoulder | B13 | 600 | 4800 | 0 | 37.54 | 44.64 | 8 | 0
2015 | MISO_IN_2_NonRTO_Midwest | MISO_IN | NonRTO_Midwest | Internal | Shoulder | B14 | 900 | 4800 | 0 | 35.74 | 35.55 | 8 | 0
2015 | MISO_IN_2_NonRTO_Midwest | MISO_IN | NonRTO_Midwest | Internal | Shoulder | B15 | 1203 | 4800 | 0 | 33.01 | 33.35 | 8 | 0
2015 | MISO_IN_2_NonRTO_Midwest | MISO_IN | NonRTO_Midwest | Internal | Summer | B1 | 10 | 4800 | 0 | 59.38 | 63.36 | 8 | 0
2015 | MISO_IN_2_NonRTO_Midwest | MISO_IN | NonRTO_Midwest | Internal | Summer | B2 | 25 | 4800 | 0 | 56.93 | 63.36 | 8 | 0
2015 | MISO_IN_2_NonRTO_Midwest | MISO_IN | NonRTO_Midwest | Internal | Summer | B3 | 75 | 4800 | 228 | 55.36 | 63.36 | 8 | 0
2015 | MISO_IN_2_NonRTO_Midwest | MISO_IN | NonRTO_Midwest | Internal | Summer | B4 | 100 | 4800 | 833.88 | 53.18 | 61.18 | 8 | 0
2015 | MISO_IN_2_NonRTO_Midwest | MISO_IN | NonRTO_Midwest | Internal | Summer | B5 | 200 | 4800 | 518.17 | 46.69 | 54.69 | 8 | 0
2015 | MISO_IN_2_NonRTO_Midwest | MISO_IN | NonRTO_Midwest | Internal | Summer | B6 | 300 | 4800 | 0 | 41.33 | 47.73 | 8 | 0
2015 | MISO_IN_2_NonRTO_Midwest | MISO_IN | NonRTO_Midwest | Internal | Summer | B7 | 400 | 4800 | 0 | 35.91 | 34.99 | 8 | 0
2015 | MISO_IN_2_NonRTO_Midwest | MISO_IN | NonRTO_Midwest | Internal | Summer | B8 | 500 | 4800 | 0 | 33.9 | 34.04 | 8 | 0
2015 | MISO_IN_2_NonRTO_Midwest | MISO_IN | NonRTO_Midwest | Internal | Summer | B9 | 800 | 4800 | 0 | 32.9 | 33.35 | 8 | 0
2015 | MISO_IN_2_NonRTO_Midwest | MISO_IN | NonRTO_Midwest | Internal | Summer | B10 | 1262 | 4800 | 0 | 32.18 | 33.09 | 8 | 0
2015 | MISO_IN_2_NonRTO_Midwest | MISO_IN | NonRTO_Midwest | Internal | Winter | B16 | 25 | 4800 | 2089.68 | 47.08 | 55.08 | 8 | 0
2015 | MISO_IN_2_NonRTO_Midwest | MISO_IN | NonRTO_Midwest | Internal | Winter | B17 | 100 | 4800 | 1074.17 | 42.67 | 50.67 | 8 | 0
2015 | MISO_IN_2_NonRTO_Midwest | MISO_IN | NonRTO_Midwest | Internal | Winter | B18 | 400 | 4800 | 213.98 | 37.97 | 45.97 | 8 | 0
2015 | MISO_IN_2_NonRTO_Midwest | MISO_IN | NonRTO_Midwest | Internal | Winter | B19 | 700 | 4800 | 0 | 35.97 | 35.74 | 8 | 0
2015 | MISO_IN_2_NonRTO_Midwest | MISO_IN | NonRTO_Midwest | Internal | Winter | B20 | 935 | 4800 | 0 | 32.74 | 33.38 | 8 | 0
2015 | MISO_IN_2_PJM_ROR | MISO_IN | PJM_ROR | Internal | Shoulder | B11 | 25 | 992 | 0.44 | 46.41 | 48.4 | 2 | 0
2015 | MISO_IN_2_PJM_ROR | MISO_IN | PJM_ROR | Internal | Shoulder | B12 | 200 | 992 | 378.25 | 40.13 | 42.13 | 2 | 0
2015 | MISO_IN_2_PJM_ROR | MISO_IN | PJM_ROR | Internal | Shoulder | B13 | 600 | 992 | 991.98 | 37.54 | 39.55 | 2 | 0.01
2015 | MISO_IN_2_PJM_ROR | MISO_IN | PJM_ROR | Internal | Shoulder | B14 | 900 | 992 | 991.99 | 35.74 | 37.75 | 2 | 0.01
2015 | MISO_IN_2_PJM_ROR | MISO_IN | PJM_ROR | Internal | Shoulder | B15 | 1203 | 992 | 0 | 33.01 | 34.52 | 2 | 0
2015 | MISO_IN_2_PJM_ROR | MISO_IN | PJM_ROR | Internal | Summer | B1 | 10 | 992 | 562.1 | 59.38 | 61.38 | 2 | 0
2015 | MISO_IN_2_PJM_ROR | MISO_IN | PJM_ROR | Internal | Summer | B2 | 25 | 992 | 0.46 | 56.93 | 58.92 | 2 | 0
2015 | MISO_IN_2_PJM_ROR | MISO_IN | PJM_ROR | Internal | Summer | B3 | 75 | 992 | 0 | 55.36 | 56.94 | 2 | 0
2015 | MISO_IN_2_PJM_ROR | MISO_IN | PJM_ROR | Internal | Summer | B4 | 100 | 992 | 343.23 | 53.18 | 55.18 | 2 | 0
2015 | MISO_IN_2_PJM_ROR | MISO_IN | PJM_ROR | Internal | Summer | B5 | 200 | 992 | 991.88 | 46.69 | 48.7 | 2 | 0.01
2015 | MISO_IN_2_PJM_ROR | MISO_IN | PJM_ROR | Internal | Summer | B6 | 300 | 992 | 132.87 | 41.33 | 43.33 | 2 | 0
2015 | MISO_IN_2_PJM_ROR | MISO_IN | PJM_ROR | Internal | Summer | B7 | 400 | 992 | 991.97 | 35.91 | 37.93 | 2 | 0.01
2015 | MISO_IN_2_PJM_ROR | MISO_IN | PJM_ROR | Internal | Summer | B8 | 500 | 992 | 552.42 | 33.9 | 35.9 | 2 | 0
2015 | MISO_IN_2_PJM_ROR | MISO_IN | PJM_ROR | Internal | Summer | B9 | 800 | 992 | 0 | 32.9 | 34.73 | 2 | 0
2015 | MISO_IN_2_PJM_ROR | MISO_IN | PJM_ROR | Internal | Summer | B10 | 1262 | 992 | 0 | 32.18 | 32.5 | 2 | 0
2015 | MISO_IN_2_PJM_ROR | MISO_IN | PJM_ROR | Internal | Winter | B16 | 25 | 992 | 0.47 | 47.08 | 49.07 | 2 | 0
2015 | MISO_IN_2_PJM_ROR | MISO_IN | PJM_ROR | Internal | Winter | B17 | 100 | 992 | 292.25 | 42.67 | 44.67 | 2 | 0
2015 | MISO_IN_2_PJM_ROR | MISO_IN | PJM_ROR | Internal | Winter | B18 | 400 | 992 | 164.9 | 37.97 | 39.97 | 2 | 0
2015 | MISO_IN_2_PJM_ROR | MISO_IN | PJM_ROR | Internal | Winter | B19 | 700 | 992 | 45.98 | 35.97 | 37.97 | 2 | 0
2015 | MISO_IN_2_PJM_ROR | MISO_IN | PJM_ROR | Internal | Winter | B20 | 935 | 992 | 0 | 32.74 | 34.29 | 2 | 0
2015 | MISO_MI_2_IESO | MISO_MI | IESO | Internal | Shoulder | B11 | 25 | 1580 | 0 | 46.4 | 28.75 | 8 | 0
2015 | MISO_MI_2_IESO | MISO_MI | IESO | Internal | Shoulder | B12 | 200 | 1580 | 0 | 40.13 | 32.73 | 8 | 0
2015 | MISO_MI_2_IESO | MISO_MI | IESO | Internal | Shoulder | B13 | 600 | 1580 | 0 | 37.55 | 28.75 | 8 | 0
2015 | MISO_MI_2_IESO | MISO_MI | IESO | Internal | Shoulder | B14 | 900 | 1580 | 0 | 35.75 | 28.75 | 8 | 0
2015 | MISO_MI_2_IESO | MISO_MI | IESO | Internal | Shoulder | B15 | 1203 | 1580 | 0 | 33.02 | 28.75 | 8 | 0
2015 | MISO_MI_2_IESO | MISO_MI | IESO | Internal | Summer | B1 | 10 | 1580 | 0 | 57.41 | 46.39 | 8 | 0
2015 | MISO_MI_2_IESO | MISO_MI | IESO | Internal | Summer | B2 | 25 | 1580 | 0 | 56.92 | 44.8 | 8 | 0
2015 | MISO_MI_2_IESO | MISO_MI | IESO | Internal | Summer | B3 | 75 | 1580 | 0 | 51.97 | 41.95 | 8 | 0
2015 | MISO_MI_2_IESO | MISO_MI | IESO | Internal | Summer | B4 | 100 | 1580 | 0 | 51.97 | 38.28 | 8 | 0
2015 | MISO_MI_2_IESO | MISO_MI | IESO | Internal | Summer | B5 | 200 | 1580 | 0 | 45.3 | 36 | 8 | 0
2015 | MISO_MI_2_IESO | MISO_MI | IESO | Internal | Summer | B6 | 300 | 1580 | 0 | 41.33 | 34.33 | 8 | 0
2015 | MISO_MI_2_IESO | MISO_MI | IESO | Internal | Summer | B7 | 400 | 1580 | 0 | 35.93 | 28.93 | 8 | 0
2015 | MISO_MI_2_IESO | MISO_MI | IESO | Internal | Summer | B8 | 500 | 1580 | 0 | 33.91 | 26.91 | 8 | 0
2015 | MISO_MI_2_IESO | MISO_MI | IESO | Internal | Summer | B9 | 800 | 1580 | 0 | 32.92 | 26.91 | 8 | 0
2015 | MISO_MI_2_IESO | MISO_MI | IESO | Internal | Summer | B10 | 1262 | 1580 | 0 | 32.19 | 26.91 | 8 | 0
2015 | MISO_MI_2_IESO | MISO_MI | IESO | Internal | Winter | B16 | 25 | 1580 | 0 | 47.05 | 38.86 | 8 | 0
2015 | MISO_MI_2_IESO | MISO_MI | IESO | Internal | Winter | B17 | 100 | 1580 | 0 | 42.67 | 35.67 | 8 | 0
2015 | MISO_MI_2_IESO | MISO_MI | IESO | Internal | Winter | B18 | 400 | 1580 | 0 | 37.98 | 32.83 | 8 | 0
2015 | MISO_MI_2_IESO | MISO_MI | IESO | Internal | Winter | B19 | 700 | 1580 | 0 | 35.98 | 32.83 | 8 | 0
2015 | MISO_MI_2_IESO | MISO_MI | IESO | Internal | Winter | B20 | 935 | 1580 | 0 | 32.75 | 32.83 | 8 | 0
2015 | MISO_MI_2_MISO_IN | MISO_MI | MISO_IN | Internal | Shoulder | B11 | 25 | 2045 | 1783.96 | 46.4 | 46.41 | 0.01 | 0
2015 | MISO_MI_2_MISO_IN | MISO_MI | MISO_IN | Internal | Shoulder | B12 | 200 | 2045 | 0.06 | 40.13 | 40.13 | 0.01 | 0
2015 | MISO_MI_2_MISO_IN | MISO_MI | MISO_IN | Internal | Shoulder | B13 | 600 | 2045 | 0.01 | 37.55 | 37.54 | 0.01 | 0
2015 | MISO_MI_2_MISO_IN | MISO_MI | MISO_IN | Internal | Shoulder | B14 | 900 | 2045 | 0 | 35.75 | 35.74 | 0.01 | 0
2015 | MISO_MI_2_MISO_IN | MISO_MI | MISO_IN | Internal | Shoulder | B15 | 1203 | 2045 | 0 | 33.02 | 33.01 | 0.01 | 0
2015 | MISO_MI_2_MISO_IN | MISO_MI | MISO_IN | Internal | Summer | B1 | 10 | 2045 | 2044.99 | 57.41 | 59.38 | 0.01 | 1.96
2015 | MISO_MI_2_MISO_IN | MISO_MI | MISO_IN | Internal | Summer | B2 | 25 | 2045 | 1598.63 | 56.92 | 56.93 | 0.01 | 0
2015 | MISO_MI_2_MISO_IN | MISO_MI | MISO_IN | Internal | Summer | B3 | 75 | 2045 | 2045 | 51.97 | 55.36 | 0.01 | 3.38
2015 | MISO_MI_2_MISO_IN | MISO_MI | MISO_IN | Internal | Summer | B4 | 100 | 2045 | 2045 | 51.97 | 53.18 | 0.01 | 1.19
2015 | MISO_MI_2_MISO_IN | MISO_MI | MISO_IN | Internal | Summer | B5 | 200 | 2045 | 2045 | 45.3 | 46.69 | 0.01 | 1.38
2015 | MISO_MI_2_MISO_IN | MISO_MI | MISO_IN | Internal | Summer | B6 | 300 | 2045 | 0.04 | 41.33 | 41.33 | 0.01 | 0
2015 | MISO_MI_2_MISO_IN | MISO_MI | MISO_IN | Internal | Summer | B7 | 400 | 2045 | 0.02 | 35.93 | 35.91 | 0.01 | 0
2015 | MISO_MI_2_MISO_IN | MISO_MI | MISO_IN | Internal | Summer | B8 | 500 | 2045 | 0.01 | 33.91 | 33.9 | 0.01 | 0
2015 | MISO_MI_2_MISO_IN | MISO_MI | MISO_IN | Internal | Summer | B9 | 800 | 2045 | 0 | 32.92 | 32.9 | 0.01 | 0
2015 | MISO_MI_2_MISO_IN | MISO_MI | MISO_IN | Internal | Summer | B10 | 1262 | 2045 | 0 | 32.19 | 32.18 | 0.01 | 0
2015 | MISO_MI_2_MISO_IN | MISO_MI | MISO_IN | Internal | Winter | B16 | 25 | 2045 | 2044.48 | 47.05 | 47.08 | 0.01 | 0.01
2015 | MISO_MI_2_MISO_IN | MISO_MI | MISO_IN | Internal | Winter | B17 | 100 | 2045 | 0.14 | 42.67 | 42.67 | 0.01 | 0
2015 | MISO_MI_2_MISO_IN | MISO_MI | MISO_IN | Internal | Winter | B18 | 400 | 2045 | 0.02 | 37.98 | 37.97 | 0.01 | 0
2015 | MISO_MI_2_MISO_IN | MISO_MI | MISO_IN | Internal | Winter | B19 | 700 | 2045 | 0 | 35.98 | 35.97 | 0.01 | 0
2015 | MISO_MI_2_MISO_IN | MISO_MI | MISO_IN | Internal | Winter | B20 | 935 | 2045 | 0 | 32.75 | 32.74 | 0.01 | 0
2015 | MISO_MI_2_MISO_WUMS | MISO_MI | MISO_WUMS | Internal | Shoulder | B11 | 25 | 117 | 33.43 | 46.4 | 46.41 | 0.01 | 0
2015 | MISO_MI_2_MISO_WUMS | MISO_MI | MISO_WUMS | Internal | Shoulder | B12 | 200 | 117 | 0.06 | 40.13 | 40.13 | 0.01 | 0
2015 | MISO_MI_2_MISO_WUMS | MISO_MI | MISO_WUMS | Internal | Shoulder | B13 | 600 | 117 | 0.02 | 37.55 | 37.55 | 0.01 | 0
2015 | MISO_MI_2_MISO_WUMS | MISO_MI | MISO_WUMS | Internal | Shoulder | B14 | 900 | 117 | 27.92 | 35.75 | 35.77 | 0.01 | 0
2015 | MISO_MI_2_MISO_WUMS | MISO_MI | MISO_WUMS | Internal | Shoulder | B15 | 1203 | 117 | 117 | 33.02 | 33.08 | 0.01 | 0.05
2015 | MISO_MI_2_MISO_WUMS | MISO_MI | MISO_WUMS | Internal | Summer | B1 | 10 | 117 | 116.99 | 57.41 | 59.35 | 0.01 | 1.94
2015 | MISO_MI_2_MISO_WUMS | MISO_MI | MISO_WUMS | Internal | Summer | B2 | 25 | 117 | 116.58 | 56.92 | 56.94 | 0.01 | 0.01
2015 | MISO_MI_2_MISO_WUMS | MISO_MI | MISO_WUMS | Internal | Summer | B3 | 75 | 117 | 117 | 51.97 | 56.68 | 0.01 | 4.7
2015 | MISO_MI_2_MISO_WUMS | MISO_MI | MISO_WUMS | Internal | Summer | B4 | 100 | 117 | 117 | 51.97 | 55.68 | 0.01 | 3.69
2015 | MISO_MI_2_MISO_WUMS | MISO_MI | MISO_WUMS | Internal | Summer | B5 | 200 | 117 | 117 | 45.3 | 48.49 | 0.01 | 3.18
2015 | MISO_MI_2_MISO_WUMS | MISO_MI | MISO_WUMS | Internal | Summer | B6 | 300 | 117 | 0.04 | 41.33 | 41.33 | 0.01 | 0
2015 | MISO_MI_2_MISO_WUMS | MISO_MI | MISO_WUMS | Internal | Summer | B7 | 400 | 117 | 0.03 | 35.93 | 35.93 | 0.01 | 0
2015 | MISO_MI_2_MISO_WUMS | MISO_MI | MISO_WUMS | Internal | Summer | B8 | 500 | 117 | 0 | 33.91 | 33.8 | 0.01 | 0
2015 | MISO_MI_2_MISO_WUMS | MISO_MI | MISO_WUMS | Internal | Summer | B9 | 800 | 117 | 0.01 | 32.92 | 32.92 | 0.01 | 0
2015 | MISO_MI_2_MISO_WUMS | MISO_MI | MISO_WUMS | Internal | Summer | B10 | 1262 | 117 | 0 | 32.19 | 31.85 | 0.01 | 0
2015 | MISO_MI_2_MISO_WUMS | MISO_MI | MISO_WUMS | Internal | Winter | B16 | 25 | 117 | 25.74 | 47.05 | 47.07 | 0.01 | 0
2015 | MISO_MI_2_MISO_WUMS | MISO_MI | MISO_WUMS | Internal | Winter | B17 | 100 | 117 | 0.06 | 42.67 | 42.66 | 0.01 | 0
2015 | MISO_MI_2_MISO_WUMS | MISO_MI | MISO_WUMS | Internal | Winter | B18 | 400 | 117 | 0.01 | 37.98 | 37.97 | 0.01 | 0
2015 | MISO_MI_2_MISO_WUMS | MISO_MI | MISO_WUMS | Internal | Winter | B19 | 700 | 117 | 117 | 35.98 | 36.55 | 0.01 | 0.56
2015 | MISO_MI_2_MISO_WUMS | MISO_MI | MISO_WUMS | Internal | Winter | B20 | 935 | 117 | 0 | 32.75 | 32.39 | 0.01 | 0
2015 | MISO_MI_2_PJM_ROR | MISO_MI | PJM_ROR | Internal | Shoulder | B11 | 25 | 1424 | 811.9 | 46.4 | 48.4 | 2 | 0
2015 | MISO_MI_2_PJM_ROR | MISO_MI | PJM_ROR | Internal | Shoulder | B12 | 200 | 1424 | 635.02 | 40.13 | 42.13 | 2 | 0
2015 | MISO_MI_2_PJM_ROR | MISO_MI | PJM_ROR | Internal | Shoulder | B13 | 600 | 1424 | 1307.19 | 37.55 | 39.55 | 2 | 0
2015 | MISO_MI_2_PJM_ROR | MISO_MI | PJM_ROR | Internal | Shoulder | B14 | 900 | 1424 | 907.55 | 35.75 | 37.75 | 2 | 0
2015 | MISO_MI_2_PJM_ROR | MISO_MI | PJM_ROR | Internal | Shoulder | B15 | 1203 | 1424 | 0 | 33.02 | 34.52 | 2 | 0
2015 | MISO_MI_2_PJM_ROR | MISO_MI | PJM_ROR | Internal | Summer | B1 | 10 | 1424 | 1423.99 | 57.41 | 61.38 | 2 | 1.97
2015 | MISO_MI_2_PJM_ROR | MISO_MI | PJM_ROR | Internal | Summer | B2 | 25 | 1424 | 1126.13 | 56.92 | 58.92 | 2 | 0
2015 | MISO_MI_2_PJM_ROR | MISO_MI | PJM_ROR | Internal | Summer | B3 | 75 | 1424 | 1424 | 51.97 | 56.94 | 2 | 2.96
2015 | MISO_MI_2_PJM_ROR | MISO_MI | PJM_ROR | Internal | Summer | B4 | 100 | 1424 | 1424 | 51.97 | 55.18 | 2 | 1.2
2015 | MISO_MI_2_PJM_ROR | MISO_MI | PJM_ROR | Internal | Summer | B5 | 200 | 1424 | 1424 | 45.3 | 48.7 | 2 | 1.4
2015 | MISO_MI_2_PJM_ROR | MISO_MI | PJM_ROR | Internal | Summer | B6 | 300 | 1424 | 1265.18 | 41.33 | 43.33 | 2 | 0
2015 | MISO_MI_2_PJM_ROR | MISO_MI | PJM_ROR | Internal | Summer | B7 | 400 | 1424 | 1007.57 | 35.93 | 37.93 | 2 | 0
2015 | MISO_MI_2_PJM_ROR | MISO_MI | PJM_ROR | Internal | Summer | B8 | 500 | 1424 | 0.02 | 33.91 | 35.9 | 2 | 0
2015 | MISO_MI_2_PJM_ROR | MISO_MI | PJM_ROR | Internal | Summer | B9 | 800 | 1424 | 0 | 32.92 | 34.73 | 2 | 0
2015 | MISO_MI_2_PJM_ROR | MISO_MI | PJM_ROR | Internal | Summer | B10 | 1262 | 1424 | 0 | 32.19 | 32.5 | 2 | 0
2015 | MISO_MI_2_PJM_ROR | MISO_MI | PJM_ROR | Internal | Winter | B16 | 25 | 1424 | 1423.49 | 47.05 | 49.07 | 2 | 0.01
2015 | MISO_MI_2_PJM_ROR | MISO_MI | PJM_ROR | Internal | Winter | B17 | 100 | 1424 | 1422.93 | 42.67 | 44.67 | 2 | 0
2015 | MISO_MI_2_PJM_ROR | MISO_MI | PJM_ROR | Internal | Winter | B18 | 400 | 1424 | 0.03 | 37.98 | 39.97 | 2 | 0
2015 | MISO_MI_2_PJM_ROR | MISO_MI | PJM_ROR | Internal | Winter | B19 | 700 | 1424 | 0.02 | 35.98 | 37.97 | 2 | 0
2015 | MISO_MI_2_PJM_ROR | MISO_MI | PJM_ROR | Internal | Winter | B20 | 935 | 1424 | 0 | 32.75 | 34.29 | 2 | 0
2015 | MISO_MO-IL_2_ENT | MISO_MO-IL | ENT | Internal | Shoulder | B11 | 25 | 2540 | 0 | 46.41 | 53.5 | 8 | 0
2015 | MISO_MO-IL_2_ENT | MISO_MO-IL | ENT | Internal | Shoulder | B12 | 200 | 2540 | 0 | 40.12 | 38.05 | 8 | 0
2015 | MISO_MO-IL_2_ENT | MISO_MO-IL | ENT | Internal | Shoulder | B13 | 600 | 2540 | 0 | 37.53 | 38.05 | 8 | 0
2015 | MISO_MO-IL_2_ENT | MISO_MO-IL | ENT | Internal | Shoulder | B14 | 900 | 2540 | 0 | 35.73 | 37.78 | 8 | 0
2015 | MISO_MO-IL_2_ENT | MISO_MO-IL | ENT | Internal | Shoulder | B15 | 1203 | 2540 | 0 | 32.62 | 36.58 | 8 | 0
2015 | MISO_MO-IL_2_ENT | MISO_MO-IL | ENT | Internal | Summer | B1 | 10 | 2540 | 0 | 59.38 | 59.38 | 8 | 0
2015 | MISO_MO-IL_2_ENT | MISO_MO-IL | ENT | Internal | Summer | B2 | 25 | 2540 | 0 | 56.92 | 56.92 | 8 | 0
2015 | MISO_MO-IL_2_ENT | MISO_MO-IL | ENT | Internal | Summer | B3 | 75 | 2540 | 0 | 55.38 | 56.92 | 8 | 0
2015 | MISO_MO-IL_2_ENT | MISO_MO-IL | ENT | Internal | Summer | B4 | 100 | 2540 | 0 | 53.18 | 55.82 | 8 | 0
2015 | MISO_MO-IL_2_ENT | MISO_MO-IL | ENT | Internal | Summer | B5 | 200 | 2540 | 0 | 46.7 | 51.84 | 8 | 0
2015 | MISO_MO-IL_2_ENT | MISO_MO-IL | ENT | Internal | Summer | B6 | 300 | 2540 | 0 | 41.32 | 44.89 | 8 | 0
2015 | MISO_MO-IL_2_ENT | MISO_MO-IL | ENT | Internal | Summer | B7 | 400 | 2540 | 0 | 35.9 | 42.05 | 8 | 0
2015 | MISO_MO-IL_2_ENT | MISO_MO-IL | ENT | Internal | Summer | B8 | 500 | 2540 | 0 | 33.8 | 36.89 | 8 | 0
2015 | MISO_MO-IL_2_ENT | MISO_MO-IL | ENT | Internal | Summer | B9 | 800 | 2540 | 0 | 32.89 | 36.63 | 8 | 0
2015 | MISO_MO-IL_2_ENT | MISO_MO-IL | ENT | Internal | Summer | B10 | 1262 | 2540 | 0 | 30.5 | 35.44 | 8 | 0
2015 | MISO_MO-IL_2_ENT | MISO_MO-IL | ENT | Internal | Winter | B16 | 25 | 2540 | 0 | 47.07 | 51.78 | 8 | 0
2015 | MISO_MO-IL_2_ENT | MISO_MO-IL | ENT | Internal | Winter | B17 | 100 | 2540 | 0 | 42.66 | 40.38 | 8 | 0
2015 | MISO_MO-IL_2_ENT | MISO_MO-IL | ENT | Internal | Winter | B18 | 400 | 2540 | 0 | 37.96 | 40.38 | 8 | 0
2015 | MISO_MO-IL_2_ENT | MISO_MO-IL | ENT | Internal | Winter | B19 | 700 | 2540 | 0 | 35.95 | 40.1 | 8 | 0
2015 | MISO_MO-IL_2_ENT | MISO_MO-IL | ENT | Internal | Winter | B20 | 935 | 2540 | 0 | 32.37 | 38.79 | 8 | 0
2015 | MISO_MO-IL_2_MISO_IN | MISO_MO-IL | MISO_IN | Internal | Shoulder | B11 | 25 | 2100 | 0.47 | 46.41 | 46.41 | 0.01 | 0
2015 | MISO_MO-IL_2_MISO_IN | MISO_MO-IL | MISO_IN | Internal | Shoulder | B12 | 200 | 2100 | 1415.51 | 40.12 | 40.13 | 0.01 | 0
2015 | MISO_MO-IL_2_MISO_IN | MISO_MO-IL | MISO_IN | Internal | Shoulder | B13 | 600 | 2100 | 1441.91 | 37.53 | 37.54 | 0.01 | 0
2015 | MISO_MO-IL_2_MISO_IN | MISO_MO-IL | MISO_IN | Internal | Shoulder | B14 | 900 | 2100 | 1116.48 | 35.73 | 35.74 | 0.01 | 0
2015 | MISO_MO-IL_2_MISO_IN | MISO_MO-IL | MISO_IN | Internal | Shoulder | B15 | 1203 | 2100 | 2100 | 32.62 | 33.01 | 0.01 | 0.38
2015 | MISO_MO-IL_2_MISO_IN | MISO_MO-IL | MISO_IN | Internal | Summer | B1 | 10 | 2100 | 1.38 | 59.38 | 59.38 | 0.01 | 0
2015 | MISO_MO-IL_2_MISO_IN | MISO_MO-IL | MISO_IN | Internal | Summer | B2 | 25 | 2100 | 884.33 | 56.92 | 56.93 | 0.01 | 0
2015 | MISO_MO-IL_2_MISO_IN | MISO_MO-IL | MISO_IN | Internal | Summer | B3 | 75 | 2100 | 0.08 | 55.38 | 55.36 | 0.01 | 0
2015 | MISO_MO-IL_2_MISO_IN | MISO_MO-IL | MISO_IN | Internal | Summer | B4 | 100 | 2100 | 0.12 | 53.18 | 53.18 | 0.01 | 0
2015 | MISO_MO-IL_2_MISO_IN | MISO_MO-IL | MISO_IN | Internal | Summer | B5 | 200 | 2100 | 0.04 | 46.7 | 46.69 | 0.01 | 0
2015 | MISO_MO-IL_2_MISO_IN | MISO_MO-IL | MISO_IN | Internal | Summer | B6 | 300 | 2100 | 2.39 | 41.32 | 41.33 | 0.01 | 0
2015 | MISO_MO-IL_2_MISO_IN | MISO_MO-IL | MISO_IN | Internal | Summer | B7 | 400 | 2100 | 523.22 | 35.9 | 35.91 | 0.01 | 0
2015 | MISO_MO-IL_2_MISO_IN | MISO_MO-IL | MISO_IN | Internal | Summer | B8 | 500 | 2100 | 2100 | 33.8 | 33.9 | 0.01 | 0.09
2015 | MISO_MO-IL_2_MISO_IN | MISO_MO-IL | MISO_IN | Internal | Summer | B9 | 800 | 2100 | 1842.23 | 32.89 | 32.9 | 0.01 | 0
2015 | MISO_MO-IL_2_MISO_IN | MISO_MO-IL | MISO_IN | Internal | Summer | B10 | 1262 | 2100 | 2100 | 30.5 | 32.18 | 0.01 | 1.67
2015 | MISO_MO-IL_2_MISO_IN | MISO_MO-IL | MISO_IN | Internal | Winter | B16 | 25 | 2100 | 1270.68 | 47.07 | 47.08 | 0.01 | 0
2015 | MISO_MO-IL_2_MISO_IN | MISO_MO-IL | MISO_IN | Internal | Winter | B17 | 100 | 2100 | 1789.75 | 42.66 | 42.67 | 0.01 | 0
2015 | MISO_MO-IL_2_MISO_IN | MISO_MO-IL | MISO_IN | Internal | Winter | B18 | 400 | 2100 | 900.23 | 37.96 | 37.97 | 0.01 | 0
2015 | MISO_MO-IL_2_MISO_IN | MISO_MO-IL | MISO_IN | Internal | Winter | B19 | 700 | 2100 | 766.83 | 35.95 | 35.97 | 0.01 | 0
2015 | MISO_MO-IL_2_MISO_IN | MISO_MO-IL | MISO_IN | Internal | Winter | B20 | 935 | 2100 | 2100 | 32.37 | 32.74 | 0.01 | 0.36
2015 | MISO_MO-IL_2_MISO_W | MISO_MO-IL | MISO_W | Internal | Shoulder | B11 | 25 | 960 | 682.01 | 46.41 | 46.42 | 0.01 | 0
2015 | MISO_MO-IL_2_MISO_W | MISO_MO-IL | MISO_W | Internal | Shoulder | B12 | 200 | 960 | 0.06 | 40.12 | 40.12 | 0.01 | 0
2015 | MISO_MO-IL_2_MISO_W | MISO_MO-IL | MISO_W | Internal | Shoulder | B13 | 600 | 960 | 639.69 | 37.53 | 37.54 | 0.01 | 0
2015 | MISO_MO-IL_2_MISO_W | MISO_MO-IL | MISO_W | Internal | Shoulder | B14 | 900 | 960 | 959.99 | 35.73 | 35.75 | 0.01 | 0.01
2015 | MISO_MO-IL_2_MISO_W | MISO_MO-IL | MISO_W | Internal | Shoulder | B15 | 1203 | 960 | 960 | 32.62 | 33.09 | 0.01 | 0.46
2015 | MISO_MO-IL_2_MISO_W | MISO_MO-IL | MISO_W | Internal | Summer | B1 | 10 | 960 | 0.58 | 59.38 | 59.37 | 0.01 | 0
2015 | MISO_MO-IL_2_MISO_W | MISO_MO-IL | MISO_W | Internal | Summer | B2 | 25 | 960 | 446.69 | 56.92 | 56.93 | 0.01 | 0
2015 | MISO_MO-IL_2_MISO_W | MISO_MO-IL | MISO_W | Internal | Summer | B3 | 75 | 960 | 960 | 55.38 | 56.67 | 0.01 | 1.28
2015 | MISO_MO-IL_2_MISO_W | MISO_MO-IL | MISO_W | Internal | Summer | B4 | 100 | 960 | 960 | 53.18 | 55.69 | 0.01 | 2.5
2015 | MISO_MO-IL_2_MISO_W | MISO_MO-IL | MISO_W | Internal | Summer | B5 | 200 | 960 | 960 | 46.7 | 48.5 | 0.01 | 1.79
2015 | MISO_MO-IL_2_MISO_W | MISO_MO-IL | MISO_W | Internal | Summer | B6 | 300 | 960 | 960 | 41.32 | 42.32 | 0.01 | 0.99
2015 | MISO_MO-IL_2_MISO_W | MISO_MO-IL | MISO_W | Internal | Summer | B7 | 400 | 960 | 959.97 | 35.9 | 35.93 | 0.01 | 0.01
2015 | MISO_MO-IL_2_MISO_W | MISO_MO-IL | MISO_W | Internal | Summer | B8 | 500 | 960 | 0.01 | 33.8 | 33.79 | 0.01 | 0
2015 | MISO_MO-IL_2_MISO_W | MISO_MO-IL | MISO_W | Internal | Summer | B9 | 800 | 960 | 722.43 | 32.89 | 32.9 | 0.01 | 0
2015 | MISO_MO-IL_2_MISO_W | MISO_MO-IL | MISO_W | Internal | Summer | B10 | 1262 | 960 | 522.09 | 30.5 | 30.52 | 0.01 | 0
2015 | MISO_MO-IL_2_MISO_W | MISO_MO-IL | MISO_W | Internal | Winter | B16 | 25 | 960 | 0.25 | 47.07 | 47.05 | 0.01 | 0
2015 | MISO_MO-IL_2_MISO_W | MISO_MO-IL | MISO_W | Internal | Winter | B17 | 100 | 960 | 0.06 | 42.66 | 42.64 | 0.01 | 0
2015 | MISO_MO-IL_2_MISO_W | MISO_MO-IL | MISO_W | Internal | Winter | B18 | 400 | 960 | 941.01 | 37.96 | 37.97 | 0.01 | 0
2015 | MISO_MO-IL_2_MISO_W | MISO_MO-IL | MISO_W | Internal | Winter | B19 | 700 | 960 | 960 | 35.95 | 36.56 | 0.01 | 0.6
2015 | MISO_MO-IL_2_MISO_W | MISO_MO-IL | MISO_W | Internal | Winter | B20 | 935 | 960 | 821.18 | 32.37 | 32.38 | 0.01 | 0
2015 | MISO_MO-IL_2_PJM_ROR | MISO_MO-IL | PJM_ROR | Internal | Shoulder | B11 | 25 | 1212 | 0.44 | 46.41 | 48.4 | 2 | 0
2015 | MISO_MO-IL_2_PJM_ROR | MISO_MO-IL | PJM_ROR | Internal | Shoulder | B12 | 200 | 1212 | 1211.94 | 40.12 | 42.13 | 2 | 0.01
2015 | MISO_MO-IL_2_PJM_ROR | MISO_MO-IL | PJM_ROR | Internal | Shoulder | B13 | 600 | 1212 | 1211.99 | 37.53 | 39.55 | 2 | 0.02
2015 | MISO_MO-IL_2_PJM_ROR | MISO_MO-IL | PJM_ROR | Internal | Shoulder | B14 | 900 | 1212 | 1211.99 | 35.73 | 37.75 | 2 | 0.02
2015 | MISO_MO-IL_2_PJM_ROR | MISO_MO-IL | PJM_ROR | Internal | Shoulder | B15 | 1203 | 1212 | 0 | 32.62 | 34.52 | 2 | 0
2015 | MISO_MO-IL_2_PJM_ROR | MISO_MO-IL | PJM_ROR | Internal | Summer | B1 | 10 | 1212 | 1118.86 | 59.38 | 61.38 | 2 | 0
2015 | MISO_MO-IL_2_PJM_ROR | MISO_MO-IL | PJM_ROR | Internal | Summer | B2 | 25 | 1212 | 735.68 | 56.92 | 58.92 | 2 | 0
2015 | MISO_MO-IL_2_PJM_ROR | MISO_MO-IL | PJM_ROR | Internal | Summer | B3 | 75 | 1212 | 0 | 55.38 | 56.94 | 2 | 0
2015 | MISO_MO-IL_2_PJM_ROR | MISO_MO-IL | PJM_ROR | Internal | Summer | B4 | 100 | 1212 | 116.08 | 53.18 | 55.18 | 2 | 0
2015 | MISO_MO-IL_2_PJM_ROR | MISO_MO-IL | PJM_ROR | Internal | Summer | B5 | 200 | 1212 | 665.08 | 46.7 | 48.7 | 2 | 0
2015 | MISO_MO-IL_2_PJM_ROR | MISO_MO-IL | PJM_ROR | Internal | Summer | B6 | 300 | 1212 | 1211.95 | 41.32 | 43.33 | 2 | 0.01
2015 | MISO_MO-IL_2_PJM_ROR | MISO_MO-IL | PJM_ROR | Internal | Summer | B7 | 400 | 1212 | 1211.98 | 35.9 | 37.93 | 2 | 0.02
2015 | MISO_MO-IL_2_PJM_ROR | MISO_MO-IL | PJM_ROR | Internal | Summer | B8 | 500 | 1212 | 1212 | 33.8 | 35.9 | 2 | 0.1
2015 | MISO_MO-IL_2_PJM_ROR | MISO_MO-IL | PJM_ROR | Internal | Summer | B9 | 800 | 1212 | 0 | 32.89 | 34.73 | 2 | 0
2015 | MISO_MO-IL_2_PJM_ROR | MISO_MO-IL | PJM_ROR | Internal | Summer | B10 | 1262 | 1212 | 798.9 | 30.5 | 32.5 | 2 | 0
2015 | MISO_MO-IL_2_PJM_ROR | MISO_MO-IL | PJM_ROR | Internal | Winter | B16 | 25 | 1212 | 772.93 | 47.07 | 49.07 | 2 | 0
2015 | MISO_MO-IL_2_PJM_ROR | MISO_MO-IL | PJM_ROR | Internal | Winter | B17 | 100 | 1212 | 1211.88 | 42.66 | 44.67 | 2 | 0.01
2015 | MISO_MO-IL_2_PJM_ROR | MISO_MO-IL | PJM_ROR | Internal | Winter | B18 | 400 | 1212 | 1211.97 | 37.96 | 39.97 | 2 | 0.01
2015 | MISO_MO-IL_2_PJM_ROR | MISO_MO-IL | PJM_ROR | Internal | Winter | B19 | 700 | 1212 | 1211.98 | 35.95 | 37.97 | 2 | 0.01
2015 | MISO_MO-IL_2_PJM_ROR | MISO_MO-IL | PJM_ROR | Internal | Winter | B20 | 935 | 1212 | 0 | 32.37 | 34.29 | 2 | 0
2015 | MISO_MO-IL_2_SPP_N | MISO_MO-IL | SPP_N | Internal | Shoulder | B11 | 25 | 2000 | 0 | 46.41 | 53.42 | 8 | 0
2015 | MISO_MO-IL_2_SPP_N | MISO_MO-IL | SPP_N | Internal | Shoulder | B12 | 200 | 2000 | 0 | 40.12 | 38.92 | 8 | 0
2015 | MISO_MO-IL_2_SPP_N | MISO_MO-IL | SPP_N | Internal | Shoulder | B13 | 600 | 2000 | 0 | 37.53 | 37.6 | 8 | 0
2015 | MISO_MO-IL_2_SPP_N | MISO_MO-IL | SPP_N | Internal | Shoulder | B14 | 900 | 2000 | 0 | 35.73 | 36.34 | 8 | 0
2015 | MISO_MO-IL_2_SPP_N | MISO_MO-IL | SPP_N | Internal | Shoulder | B15 | 1203 | 2000 | 0 | 32.62 | 36.3 | 8 | 0
2015 | MISO_MO-IL_2_SPP_N | MISO_MO-IL | SPP_N | Internal | Summer | B1 | 10 | 2000 | 0 | 59.38 | 58.76 | 8 | 0
2015 | MISO_MO-IL_2_SPP_N | MISO_MO-IL | SPP_N | Internal | Summer | B2 | 25 | 2000 | 0 | 56.92 | 58.76 | 8 | 0
2015 | MISO_MO-IL_2_SPP_N | MISO_MO-IL | SPP_N | Internal | Summer | B3 | 75 | 2000 | 0 | 55.38 | 58.76 | 8 | 0
2015 | MISO_MO-IL_2_SPP_N | MISO_MO-IL | SPP_N | Internal | Summer | B4 | 100 | 2000 | 0 | 53.18 | 55.7 | 8 | 0
2015 | MISO_MO-IL_2_SPP_N | MISO_MO-IL | SPP_N | Internal | Summer | B5 | 200 | 2000 | 0 | 46.7 | 52.82 | 8 | 0
2015 | MISO_MO-IL_2_SPP_N | MISO_MO-IL | SPP_N | Internal | Summer | B6 | 300 | 2000 | 35.49 | 41.32 | 49.32 | 8 | 0
2015 | MISO_MO-IL_2_SPP_N | MISO_MO-IL | SPP_N | Internal | Summer | B7 | 400 | 2000 | 0 | 35.9 | 42.93 | 8 | 0
2015 | MISO_MO-IL_2_SPP_N | MISO_MO-IL | SPP_N | Internal | Summer | B8 | 500 | 2000 | 0 | 33.8 | 36.69 | 8 | 0
2015 | MISO_MO-IL_2_SPP_N | MISO_MO-IL | SPP_N | Internal | Summer | B9 | 800 | 2000 | 0 | 32.89 | 35.12 | 8 | 0
2015 | MISO_MO-IL_2_SPP_N | MISO_MO-IL | SPP_N | Internal | Summer | B10 | 1262 | 2000 | 0 | 30.5 | 34.55 | 8 | 0
2015 | MISO_MO-IL_2_SPP_N | MISO_MO-IL | SPP_N | Internal | Winter | B16 | 25 | 2000 | 0 | 47.07 | 48.29 | 8 | 0
2015 | MISO_MO-IL_2_SPP_N | MISO_MO-IL | SPP_N | Internal | Winter | B17 | 100 | 2000 | 0 | 42.66 | 39.43 | 8 | 0
2015 | MISO_MO-IL_2_SPP_N | MISO_MO-IL | SPP_N | Internal | Winter | B18 | 400 | 2000 | 0 | 37.96 | 38.72 | 8 | 0
2015 | MISO_MO-IL_2_SPP_N | MISO_MO-IL | SPP_N | Internal | Winter | B19 | 700 | 2000 | 0 | 35.95 | 38.67 | 8 | 0
2015 | MISO_MO-IL_2_SPP_N | MISO_MO-IL | SPP_N | Internal | Winter | B20 | 935 | 2000 | 0 | 32.37 | 38.07 | 8 | 0
2015 | MISO_MO-IL_2_TVA_Transmission | MISO_MO-IL | TVA_Transmission | Internal | Shoulder | B11 | 25 | 4000 | 0.01 | 46.41 | 53.88 | 8 | 0
2015 | MISO_MO-IL_2_TVA_Transmission | MISO_MO-IL | TVA_Transmission | Internal | Shoulder | B12 | 200 | 4000 | 0 | 40.12 | 43.44 | 8 | 0
2015 | MISO_MO-IL_2_TVA_Transmission | MISO_MO-IL | TVA_Transmission | Internal | Shoulder | B13 | 600 | 4000 | 0 | 37.53 | 41.7 | 8 | 0
2015 | MISO_MO-IL_2_TVA_Transmission | MISO_MO-IL | TVA_Transmission | Internal | Shoulder | B14 | 900 | 4000 | 0 | 35.73 | 40.49 | 8 | 0
2015 | MISO_MO-IL_2_TVA_Transmission | MISO_MO-IL | TVA_Transmission | Internal | Shoulder | B15 | 1203 | 4000 | 0 | 32.62 | 39.03 | 8 | 0
2015 | MISO_MO-IL_2_TVA_Transmission | MISO_MO-IL | TVA_Transmission | Internal | Summer | B1 | 10 | 4000 | 2708.64 | 59.38 | 67.38 | 8 | 0
2015 | MISO_MO-IL_2_TVA_Transmission | MISO_MO-IL | TVA_Transmission | Internal | Summer | B2 | 25 | 4000 | 1468.71 | 56.92 | 64.92 | 8 | 0
2015 | MISO_MO-IL_2_TVA_Transmission | MISO_MO-IL | TVA_Transmission | Internal | Summer | B3 | 75 | 4000 | 0 | 55.38 | 62.94 | 8 | 0
2015 | MISO_MO-IL_2_TVA_Transmission | MISO_MO-IL | TVA_Transmission | Internal | Summer | B4 | 100 | 4000 | 110.79 | 53.18 | 61.18 | 8 | 0
2015 | MISO_MO-IL_2_TVA_Transmission | MISO_MO-IL | TVA_Transmission | Internal | Summer | B5 | 200 | 4000 | 0 | 46.7 | 52.9 | 8 | 0
2015 | MISO_MO-IL_2_TVA_Transmission | MISO_MO-IL | TVA_Transmission | Internal | Summer | B6 | 300 | 4000 | 0 | 41.32 | 46.26 | 8 | 0
2015 | MISO_MO-IL_2_TVA_Transmission | MISO_MO-IL | TVA_Transmission | Internal | Summer | B7 | 400 | 4000 | 0 | 35.9 | 41.77 | 8 | 0
2015 | MISO_MO-IL_2_TVA_Transmission | MISO_MO-IL | TVA_Transmission | Internal | Summer | B8 | 500 | 4000 | 0 | 33.8 | 38.84 | 8 | 0
2015 | MISO_MO-IL_2_TVA_Transmission | MISO_MO-IL | TVA_Transmission | Internal | Summer | B9 | 800 | 4000 | 0 | 32.89 | 38.27 | 8 | 0
2015 | MISO_MO-IL_2_TVA_Transmission | MISO_MO-IL | TVA_Transmission | Internal | Summer | B10 | 1262 | 4000 | 0 | 30.5 | 36.86 | 8 | 0
2015 | MISO_MO-IL_2_TVA_Transmission | MISO_MO-IL | TVA_Transmission | Internal | Winter | B16 | 25 | 4000 | 8.69 | 47.07 | 55.07 | 8 | 0
2015 | MISO_MO-IL_2_TVA_Transmission | MISO_MO-IL | TVA_Transmission | Internal | Winter | B17 | 100 | 4000 | 0 | 42.66 | 45.82 | 8 | 0
2015 | MISO_MO-IL_2_TVA_Transmission | MISO_MO-IL | TVA_Transmission | Internal | Winter | B18 | 400 | 4000 | 0 | 37.96 | 42.24 | 8 | 0
2015 | MISO_MO-IL_2_TVA_Transmission | MISO_MO-IL | TVA_Transmission | Internal | Winter | B19 | 700 | 4000 | 0 | 35.95 | 40.44 | 8 | 0
2015 | MISO_MO-IL_2_TVA_Transmission | MISO_MO-IL | TVA_Transmission | Internal | Winter | B20 | 935 | 4000 | 0 | 32.37 | 39.21 | 8 | 0
2015 | MISO_W_2_IESO | MISO_W | IESO | Internal | Shoulder | B11 | 25 | 90 | 0 | 46.42 | 28.75 | 8 | 0
2015 | MISO_W_2_IESO | MISO_W | IESO | Internal | Shoulder | B12 | 200 | 90 | 0 | 40.12 | 32.73 | 8 | 0
2015 | MISO_W_2_IESO | MISO_W | IESO | Internal | Shoulder | B13 | 600 | 90 | 0 | 37.54 | 28.75 | 8 | 0
2015 | MISO_W_2_IESO | MISO_W | IESO | Internal | Shoulder | B14 | 900 | 90 | 0 | 35.75 | 28.75 | 8 | 0
2015 | MISO_W_2_IESO | MISO_W | IESO | Internal | Shoulder | B15 | 1203 | 90 | 0 | 33.09 | 28.75 | 8 | 0
2015 | MISO_W_2_IESO | MISO_W | IESO | Internal | Summer | B1 | 10 | 90 | 0 | 59.37 | 46.39 | 8 | 0
2015 | MISO_W_2_IESO | MISO_W | IESO | Internal | Summer | B2 | 25 | 90 | 0 | 56.93 | 44.8 | 8 | 0
2015 | MISO_W_2_IESO | MISO_W | IESO | Internal | Summer | B3 | 75 | 90 | 0 | 56.67 | 41.95 | 8 | 0
2015 | MISO_W_2_IESO | MISO_W | IESO | Internal | Summer | B4 | 100 | 90 | 0 | 55.69 | 38.28 | 8 | 0
2015 | MISO_W_2_IESO | MISO_W | IESO | Internal | Summer | B5 | 200 | 90 | 0 | 48.5 | 36 | 8 | 0
2015 | MISO_W_2_IESO | MISO_W | IESO | Internal | Summer | B6 | 300 | 90 | 0 | 42.32 | 34.33 | 8 | 0
2015 | MISO_W_2_IESO | MISO_W | IESO | Internal | Summer | B7 | 400 | 90 | 0 | 35.93 | 28.93 | 8 | 0
2015 | MISO_W_2_IESO | MISO_W | IESO | Internal | Summer | B8 | 500 | 90 | 0 | 33.79 | 26.91 | 8 | 0
2015 | MISO_W_2_IESO | MISO_W | IESO | Internal | Summer | B9 | 800 | 90 | 0 | 32.9 | 26.91 | 8 | 0
2015 | MISO_W_2_IESO | MISO_W | IESO | Internal | Summer | B10 | 1262 | 90 | 0 | 30.52 | 26.91 | 8 | 0
2015 | MISO_W_2_IESO | MISO_W | IESO | Internal | Winter | B16 | 25 | 90 | 0 | 47.05 | 38.86 | 8 | 0
2015 | MISO_W_2_IESO | MISO_W | IESO | Internal | Winter | B17 | 100 | 90 | 0 | 42.64 | 35.67 | 8 | 0
2015 | MISO_W_2_IESO | MISO_W | IESO | Internal | Winter | B18 | 400 | 90 | 0 | 37.97 | 32.83 | 8 | 0
2015 | MISO_W_2_IESO | MISO_W | IESO | Internal | Winter | B19 | 700 | 90 | 0 | 36.56 | 32.83 | 8 | 0
2015 | MISO_W_2_IESO | MISO_W | IESO | Internal | Winter | B20 | 935 | 90 | 0 | 32.38 | 32.83 | 8 | 0
2015 | MISO_W_2_MAPP_CA | MISO_W | MAPP_CA | Internal | Shoulder | B11 | 25 | 700 | 0.23 | 46.42 | 46.41 | 0.01 | 0
2015 | MISO_W_2_MAPP_CA | MISO_W | MAPP_CA | Internal | Shoulder | B12 | 200 | 700 | 0.03 | 40.12 | 40.11 | 0.01 | 0
2015 | MISO_W_2_MAPP_CA | MISO_W | MAPP_CA | Internal | Shoulder | B13 | 600 | 700 | 0.01 | 37.54 | 37.53 | 0.01 | 0
2015 | MISO_W_2_MAPP_CA | MISO_W | MAPP_CA | Internal | Shoulder | B14 | 900 | 700 | 499.15 | 35.75 | 35.77 | 0.01 | 0
2015 | MISO_W_2_MAPP_CA | MISO_W | MAPP_CA | Internal | Shoulder | B15 | 1203 | 700 | 700 | 33.09 | 35.77 | 0.01 | 2.66
2015 | MISO_W_2_MAPP_CA | MISO_W | MAPP_CA | Internal | Summer | B1 | 10 | 700 | 0 | 59.37 | 48.49 | 0.01 | 0
2015 | MISO_W_2_MAPP_CA | MISO_W | MAPP_CA | Internal | Summer | B2 | 25 | 700 | 0 | 56.93 | 51.8 | 0.01 | 0
2015 | MISO_W_2_MAPP_CA | MISO_W | MAPP_CA | Internal | Summer | B3 | 75 | 700 | 0 | 56.67 | 48.95 | 0.01 | 0
2015 | MISO_W_2_MAPP_CA | MISO_W | MAPP_CA | Internal | Summer | B4 | 100 | 700 | 0 | 55.69 | 48.49 | 0.01 | 0
2015 | MISO_W_2_MAPP_CA | MISO_W | MAPP_CA | Internal | Summer | B5 | 200 | 700 | 0.03 | 48.5 | 48.49 | 0.01 | 0
2015 | MISO_W_2_MAPP_CA | MISO_W | MAPP_CA | Internal | Summer | B6 | 300 | 700 | 0.02 | 42.32 | 42.31 | 0.01 | 0
2015 | MISO_W_2_MAPP_CA | MISO_W | MAPP_CA | Internal | Summer | B7 | 400 | 700 | 0.02 | 35.93 | 35.91 | 0.01 | 0
2015 | MISO_W_2_MAPP_CA | MISO_W | MAPP_CA | Internal | Summer | B8 | 500 | 700 | 0.01 | 33.79 | 33.78 | 0.01 | 0
2015 | MISO_W_2_MAPP_CA | MISO_W | MAPP_CA | Internal | Summer | B9 | 800 | 700 | 700 | 32.9 | 33.78 | 0.01 | 0.86
2015 | MISO_W_2_MAPP_CA | MISO_W | MAPP_CA | Internal | Summer | B10 | 1262 | 700 | 700 | 30.52 | 33.78 | 0.01 | 3.25
2015 | MISO_W_2_MAPP_CA | MISO_W | MAPP_CA | Internal | Winter | B16 | 25 | 700 | 0.23 | 47.05 | 47.04 | 0.01 | 0
2015 | MISO_W_2_MAPP_CA | MISO_W | MAPP_CA | Internal | Winter | B17 | 100 | 700 | 0.06 | 42.64 | 42.63 | 0.01 | 0
2015 | MISO_W_2_MAPP_CA | MISO_W | MAPP_CA | Internal | Winter | B18 | 400 | 700 | 700 | 37.97 | 39.83 | 0.01 | 1.85
2015 | MISO_W_2_MAPP_CA | MISO_W | MAPP_CA | Internal | Winter | B19 | 700 | 700 | 700 | 36.56 | 39.83 | 0.01 | 3.25
2015 | MISO_W_2_MAPP_CA | MISO_W | MAPP_CA | Internal | Winter | B20 | 935 | 700 | 700 | 32.38 | 39.83 | 0.01 | 7.43
2015 | MISO_W_2_MAPP_US | MISO_W | MAPP_US | Internal | Shoulder | B11 | 25 | 2300 | 0 | 46.42 | 39.42 | 7 | 0
2015 | MISO_W_2_MAPP_US | MISO_W | MAPP_US | Internal | Shoulder | B12 | 200 | 2300 | 0 | 40.12 | 33.12 | 7 | 0
2015 | MISO_W_2_MAPP_US | MISO_W | MAPP_US | Internal | Shoulder | B13 | 600 | 2300 | 0 | 37.54 | 30.54 | 7 | 0
2015 | MISO_W_2_MAPP_US | MISO_W | MAPP_US | Internal | Shoulder | B14 | 900 | 2300 | 0 | 35.75 | 29.33 | 7 | 0
2015 | MISO_W_2_MAPP_US | MISO_W | MAPP_US | Internal | Shoulder | B15 | 1203 | 2300 | 0 | 33.09 | 28.7 | 7 | 0
2015 | MISO_W_2_MAPP_US | MISO_W | MAPP_US | Internal | Summer | B1 | 10 | 2300 | 0 | 59.37 | 52.37 | 7 | 0
2015 | MISO_W_2_MAPP_US | MISO_W | MAPP_US | Internal | Summer | B2 | 25 | 2300 | 0 | 56.93 | 50.36 | 7 | 0
2015 | MISO_W_2_MAPP_US | MISO_W | MAPP_US | Internal | Summer | B3 | 75 | 2300 | 0 | 56.67 | 50.36 | 7 | 0
2015 | MISO_W_2_MAPP_US | MISO_W | MAPP_US | Internal | Summer | B4 | 100 | 2300 | 0 | 55.69 | 48.69 | 7 | 0
2015 | MISO_W_2_MAPP_US | MISO_W | MAPP_US | Internal | Summer | B5 | 200 | 2300 | 0 | 48.5 | 45.81 | 7 | 0
2015 | MISO_W_2_MAPP_US | MISO_W | MAPP_US | Internal | Summer | B6 | 300 | 2300 | 0 | 42.32 | 37.71 | 7 | 0
2015 | MISO_W_2_MAPP_US | MISO_W | MAPP_US | Internal | Summer | B7 | 400 | 2300 | 0 | 35.93 | 28.93 | 7 | 0
2015 | MISO_W_2_MAPP_US | MISO_W | MAPP_US | Internal | Summer | B8 | 500 | 2300 | 0 | 33.79 | 26.79 | 7 | 0
2015 | MISO_W_2_MAPP_US | MISO_W | MAPP_US | Internal | Summer | B9 | 800 | 2300 | 0 | 32.9 | 26.79 | 7 | 0
2015 | MISO_W_2_MAPP_US | MISO_W | MAPP_US | Internal | Summer | B10 | 1262 | 2300 | 0 | 30.52 | 25.06 | 7 | 0
2015 | MISO_W_2_MAPP_US | MISO_W | MAPP_US | Internal | Winter | B16 | 25 | 2300 | 0 | 47.05 | 40.05 | 7 | 0
2015 | MISO_W_2_MAPP_US | MISO_W | MAPP_US | Internal | Winter | B17 | 100 | 2300 | 0 | 42.64 | 35.64 | 7 | 0
2015 | MISO_W_2_MAPP_US | MISO_W | MAPP_US | Internal | Winter | B18 | 400 | 2300 | 0 | 37.97 | 31.71 | 7 | 0
2015 | MISO_W_2_MAPP_US | MISO_W | MAPP_US | Internal | Winter | B19 | 700 | 2300 | 0 | 36.56 | 31.71 | 7 | 0
2015 | MISO_W_2_MAPP_US | MISO_W | MAPP_US | Internal | Winter | B20 | 935 | 2300 | 0 | 32.38 | 26.54 | 7 | 0
2015 | MISO_W_2_MISO_MO-IL | MISO_W | MISO_MO-IL | Internal | Shoulder | B11 | 25 | 3800 | 0.23 | 46.42 | 46.41 | 0.01 | 0
2015 | MISO_W_2_MISO_MO-IL | MISO_W | MISO_MO-IL | Internal | Shoulder | B12 | 200 | 3800 | 0.06 | 40.12 | 40.12 | 0.01 | 0
2015 | MISO_W_2_MISO_MO-IL | MISO_W | MISO_MO-IL | Internal | Shoulder | B13 | 600 | 3800 | 0.01 | 37.54 | 37.53 | 0.01 | 0
2015 | MISO_W_2_MISO_MO-IL | MISO_W | MISO_MO-IL | Internal | Shoulder | B14 | 900 | 3800 | 0 | 35.75 | 35.73 | 0.01 | 0
2015 | MISO_W_2_MISO_MO-IL | MISO_W | MISO_MO-IL | Internal | Shoulder | B15 | 1203 | 3800 | 0 | 33.09 | 32.62 | 0.01 | 0
2015 | MISO_W_2_MISO_MO-IL | MISO_W | MISO_MO-IL | Internal | Summer | B1 | 10 | 3800 | 892.09 | 59.37 | 59.38 | 0.01 | 0
2015 | MISO_W_2_MISO_MO-IL | MISO_W | MISO_MO-IL | Internal | Summer | B2 | 25 | 3800 | 0.23 | 56.93 | 56.92 | 0.01 | 0
2015 | MISO_W_2_MISO_MO-IL | MISO_W | MISO_MO-IL | Internal | Summer | B3 | 75 | 3800 | 0 | 56.67 | 55.38 | 0.01 | 0
2015 | MISO_W_2_MISO_MO-IL | MISO_W | MISO_MO-IL | Internal | Summer | B4 | 100 | 3800 | 0 | 55.69 | 53.18 | 0.01 | 0
2015 | MISO_W_2_MISO_MO-IL | MISO_W | MISO_MO-IL | Internal | Summer | B5 | 200 | 3800 | 0 | 48.5 | 46.7 | 0.01 | 0
2015 | MISO_W_2_MISO_MO-IL | MISO_W | MISO_MO-IL | Internal | Summer | B6 | 300 | 3800 | 0 | 42.32 | 41.32 | 0.01 | 0
2015 | MISO_W_2_MISO_MO-IL | MISO_W | MISO_MO-IL | Internal | Summer | B7 | 400 | 3800 | 0.01 | 35.93 | 35.9 | 0.01 | 0
2015 | MISO_W_2_MISO_MO-IL | MISO_W | MISO_MO-IL | Internal | Summer | B8 | 500 | 3800 | 334.3 | 33.79 | 33.8 | 0.01 | 0
2015 | MISO_W_2_MISO_MO-IL | MISO_W | MISO_MO-IL | Internal | Summer | B9 | 800 | 3800 | 0 | 32.9 | 32.89 | 0.01 | 0
2015 | MISO_W_2_MISO_MO-IL | MISO_W | MISO_MO-IL | Internal | Summer | B10 | 1262 | 3800 | 0 | 30.52 | 30.5 | 0.01 | 0
2015 | MISO_W_2_MISO_MO-IL | MISO_W | MISO_MO-IL | Internal | Winter | B16 | 25 | 3800 | 38.72 | 47.05 | 47.07 | 0.01 | 0
2015 | MISO_W_2_MISO_MO-IL | MISO_W | MISO_MO-IL | Internal | Winter | B17 | 100 | 3800 | 404.84 | 42.64 | 42.66 | 0.01 | 0
2015 | MISO_W_2_MISO_MO-IL | MISO_W | MISO_MO-IL | Internal | Winter | B18 | 400 | 3800 | 0.01 | 37.97 | 37.96 | 0.01 | 0
2015 | MISO_W_2_MISO_MO-IL | MISO_W | MISO_MO-IL | Internal | Winter | B19 | 700 | 3800 | 0 | 36.56 | 35.95 | 0.01 | 0
2015 | MISO_W_2_MISO_MO-IL | MISO_W | MISO_MO-IL | Internal | Winter | B20 | 935 | 3800 | 0 | 32.38 | 32.37 | 0.01 | 0
2015 | MISO_W_2_MISO_WUMS | MISO_W | MISO_WUMS | Internal | Shoulder | B11 | 25 | 1629 | 0.25 | 46.42 | 46.41 | 0.01 | 0
2015 | MISO_W_2_MISO_WUMS | MISO_W | MISO_WUMS | Internal | Shoulder | B12 | 200 | 1629 | 612.86 | 40.12 | 40.13 | 0.01 | 0
2015 | MISO_W_2_MISO_WUMS | MISO_W | MISO_WUMS | Internal | Shoulder | B13 | 600 | 1629 | 1339.95 | 37.54 | 37.55 | 0.01 | 0
2015 | MISO_W_2_MISO_WUMS | MISO_W | MISO_WUMS | Internal | Shoulder | B14 | 900 | 1629 | 52.5 | 35.75 | 35.77 | 0.01 | 0
2015 | MISO_W_2_MISO_WUMS | MISO_W | MISO_WUMS | Internal | Shoulder | B15 | 1203 | 1629 | 0 | 33.09 | 33.08 | 0.01 | 0
2015 | MISO_W_2_MISO_WUMS | MISO_W | MISO_WUMS | Internal | Summer | B1 | 10 | 1629 | 0.6 | 59.37 | 59.35 | 0.01 | 0
2015 | MISO_W_2_MISO_WUMS | MISO_W | MISO_WUMS | Internal | Summer | B2 | 25 | 1629 | 1087.22 | 56.93 | 56.94 | 0.01 | 0
2015 | MISO_W_2_MISO_WUMS | MISO_W | MISO_WUMS | Internal | Summer | B3 | 75 | 1629 | 498.32 | 56.67 | 56.68 | 0.01 | 0
2015 | MISO_W_2_MISO_WUMS | MISO_W | MISO_WUMS | Internal | Summer | B4 | 100 | 1629 | 0.06 | 55.69 | 55.68 | 0.01 | 0
2015 | MISO_W_2_MISO_WUMS | MISO_W | MISO_WUMS | Internal | Summer | B5 | 200 | 1629 | 0.03 | 48.5 | 48.49 | 0.01 | 0
2015 | MISO_W_2_MISO_WUMS | MISO_W | MISO_WUMS | Internal | Summer | B6 | 300 | 1629 | 0 | 42.32 | 41.33 | 0.01 | 0
2015 | MISO_W_2_MISO_WUMS | MISO_W | MISO_WUMS | Internal | Summer | B7 | 400 | 1629 | 0.03 | 35.93 | 35.93 | 0.01 | 0
2015 | MISO_W_2_MISO_WUMS | MISO_W | MISO_WUMS | Internal | Summer | B8 | 500 | 1629 | 1380.27 | 33.79 | 33.8 | 0.01 | 0
2015 | MISO_W_2_MISO_WUMS | MISO_W | MISO_WUMS | Internal | Summer | B9 | 800 | 1629 | 377.31 | 32.9 | 32.92 | 0.01 | 0
2015 | MISO_W_2_MISO_WUMS | MISO_W | MISO_WUMS | Internal | Summer | B10 | 1262 | 1629 | 1629 | 30.52 | 31.85 | 0.01 | 1.32
2015 | MISO_W_2_MISO_WUMS | MISO_W | MISO_WUMS | Internal | Winter | B16 | 25 | 1629 | 39 | 47.05 | 47.07 | 0.01 | 0
2015 | MISO_W_2_MISO_WUMS | MISO_W | MISO_WUMS | Internal | Winter | B17 | 100 | 1629 | 419.26 | 42.64 | 42.66 | 0.01 | 0
2015 | MISO_W_2_MISO_WUMS | MISO_W | MISO_WUMS | Internal | Winter | B18 | 400 | 1629 | 0.03 | 37.97 | 37.97 | 0.01 | 0
2015 | MISO_W_2_MISO_WUMS | MISO_W | MISO_WUMS | Internal | Winter | B19 | 700 | 1629 | 0 | 36.56 | 36.55 | 0.01 | 0
2015 | MISO_W_2_MISO_WUMS | MISO_W | MISO_WUMS | Internal | Winter | B20 | 935 | 1629 | 1430.02 | 32.38 | 32.39 | 0.01 | 0
2015 | MISO_W_2_NE | MISO_W | NE | Internal | Shoulder | B11 | 25 | 2800 | 0 | 46.42 | 46.42 | 7 | 0
2015 | MISO_W_2_NE | MISO_W | NE | Internal | Shoulder | B12 | 200 | 2800 | 0 | 40.12 | 38.91 | 7 | 0
2015 | MISO_W_2_NE | MISO_W | NE | Internal | Shoulder | B13 | 600 | 2800 | 0 | 37.54 | 37.54 | 7 | 0
2015 | MISO_W_2_NE | MISO_W | NE | Internal | Shoulder | B14 | 900 | 2800 | 0 | 35.75 | 36.33 | 7 | 0
2015 | MISO_W_2_NE | MISO_W | NE | Internal | Shoulder | B15 | 1203 | 2800 | 0 | 33.09 | 35.7 | 7 | 0
2015 | MISO_W_2_NE | MISO_W | NE | Internal | Summer | B1 | 10 | 2800 | 0 | 59.37 | 58.75 | 7 | 0
2015 | MISO_W_2_NE | MISO_W | NE | Internal | Summer | B2 | 25 | 2800 | 0 | 56.93 | 57.36 | 7 | 0
2015 | MISO_W_2_NE | MISO_W | NE | Internal | Summer | B3 | 75 | 2800 | 0 | 56.67 | 57.36 | 7 | 0
2015 | MISO_W_2_NE | MISO_W | NE | Internal | Summer | B4 | 100 | 2800 | 0 | 55.69 | 55.69 | 7 | 0
2015 | MISO_W_2_NE | MISO_W | NE | Internal | Summer | B5 | 200 | 2800 | 0 | 48.5 | 52.81 | 7 | 0
2015 | MISO_W_2_NE | MISO_W | NE | Internal | Summer | B6 | 300 | 2800 | 0 | 42.32 | 44.71 | 7 | 0
2015 | MISO_W_2_NE | MISO_W | NE | Internal | Summer | B7 | 400 | 2800 | 0 | 35.93 | 35.93 | 7 | 0
2015 | MISO_W_2_NE | MISO_W | NE | Internal | Summer | B8 | 500 | 2800 | 0 | 33.79 | 33.79 | 7 | 0
2015 | MISO_W_2_NE | MISO_W | NE | Internal | Summer | B9 | 800 | 2800 | 0 | 32.9 | 33.79 | 7 | 0
2015 | MISO_W_2_NE | MISO_W | NE | Internal | Summer | B10 | 1262 | 2800 | 0 | 30.52 | 31.83 | 7 | 0
2015 | MISO_W_2_NE | MISO_W | NE | Internal | Winter | B16 | 25 | 2800 | 0 | 47.05 | 47.05 | 7 | 0
2015 | MISO_W_2_NE | MISO_W | NE | Internal | Winter | B17 | 100 | 2800 | 0 | 42.64 | 39.42 | 7 | 0
2015 | MISO_W_2_NE | MISO_W | NE | Internal | Winter | B18 | 400 | 2800 | 0 | 37.97 | 38.71 | 7 | 0
2015 | MISO_W_2_NE | MISO_W | NE | Internal | Winter | B19 | 700 | 2800 | 0 | 36.56 | 38.66 | 7 | 0
2015 | MISO_W_2_NE | MISO_W | NE | Internal | Winter | B20 | 935 | 2800 | 0 | 32.38 | 33.54 | 7 | 0
2015 | MISO_W_2_PJM_ROR | MISO_W | PJM_ROR | Internal | Shoulder | B11 | 25 | 773 | 0.22 | 46.42 | 48.4 | 2 | 0
2015 | MISO_W_2_PJM_ROR | MISO_W | PJM_ROR | Internal | Shoulder | B12 | 200 | 773 | 772.94 | 40.12 | 42.13 | 2 | 0.01
2015 | MISO_W_2_PJM_ROR | MISO_W | PJM_ROR | Internal | Shoulder | B13 | 600 | 773 | 772.98 | 37.54 | 39.55 | 2 | 0.01
2015 | MISO_W_2_PJM_ROR | MISO_W | PJM_ROR | Internal | Shoulder | B14 | 900 | 773 | 558.84 | 35.75 | 37.75 | 2 | 0
2015 | MISO_W_2_PJM_ROR | MISO_W | PJM_ROR | Internal | Shoulder | B15 | 1203 | 773 | 0 | 33.09 | 34.52 | 2 | 0
2015 | MISO_W_2_PJM_ROR | MISO_W | PJM_ROR | Internal | Summer | B1 | 10 | 773 | 772 | 59.37 | 61.38 | 2 | 0.01
2015 | MISO_W_2_PJM_ROR | MISO_W | PJM_ROR | Internal | Summer | B2 | 25 | 773 | 0.45 | 56.93 | 58.92 | 2 | 0
2015 | MISO_W_2_PJM_ROR | MISO_W | PJM_ROR | Internal | Summer | B3 | 75 | 773 | 0 | 56.67 | 56.94 | 2 | 0
2015 | MISO_W_2_PJM_ROR | MISO_W | PJM_ROR | Internal | Summer | B4 | 100 | 773 | 0 | 55.69 | 55.18 | 2 | 0
2015 | MISO_W_2_PJM_ROR | MISO_W | PJM_ROR | Internal | Summer | B5 | 200 | 773 | 0 | 48.5 | 48.7 | 2 | 0
2015 | MISO_W_2_PJM_ROR | MISO_W | PJM_ROR | Internal | Summer | B6 | 300 | 773 | 0 | 42.32 | 43.33 | 2 | 0
2015 | MISO_W_2_PJM_ROR | MISO_W | PJM_ROR | Internal | Summer | B7 | 400 | 773 | 598.08 | 35.93 | 37.93 | 2 | 0
2015 | MISO_W_2_PJM_ROR | MISO_W | PJM_ROR | Internal | Summer | B8 | 500 | 773 | 773 | 33.79 | 35.9 | 2 | 0.11
2015 | MISO_W_2_PJM_ROR | MISO_W | PJM_ROR | Internal | Summer | B9 | 800 | 773 | 0 | 32.9 | 34.73 | 2 | 0
2015 | MISO_W_2_PJM_ROR | MISO_W | PJM_ROR | Internal | Summer | B10 | 1262 | 773 | 0 | 30.52 | 32.5 | 2 | 0
2015 | MISO_W_2_PJM_ROR | MISO_W | PJM_ROR | Internal | Winter | B16 | 25 | 773 | 772.51 | 47.05 | 49.07 | 2 | 0.01
2015 | MISO_W_2_PJM_ROR | MISO_W | PJM_ROR | Internal | Winter | B17 | 100 | 773 | 772.94 | 42.64 | 44.67 | 2 | 0.02
2015 | MISO_W_2_PJM_ROR | MISO_W | PJM_ROR | Internal | Winter | B18 | 400 | 773 | 17.01 | 37.97 | 39.97 | 2 | 0
2015 | MISO_W_2_PJM_ROR | MISO_W | PJM_ROR | Internal | Winter | B19 | 700 | 773 | 0 | 36.56 | 37.97 | 2 | 0
2015 | MISO_W_2_PJM_ROR | MISO_W | PJM_ROR | Internal | Winter | B20 | 935 | 773 | 0 | 32.38 | 34.29 | 2 | 0
2015 | MISO_W_2_SPP_N | MISO_W | SPP_N | Internal | Shoulder | B11 | 25 | 3200 | 705.6 | 46.42 | 53.42 | 7 | 0
2015 | MISO_W_2_SPP_N | MISO_W | SPP_N | Internal | Shoulder | B12 | 200 | 3200 | 0 | 40.12 | 38.92 | 7 | 0
2015 | MISO_W_2_SPP_N | MISO_W | SPP_N | Internal | Shoulder | B13 | 600 | 3200 | 0 | 37.54 | 37.6 | 7 | 0
2015 | MISO_W_2_SPP_N | MISO_W | SPP_N | Internal | Shoulder | B14 | 900 | 3200 | 0 | 35.75 | 36.34 | 7 | 0
2015 | MISO_W_2_SPP_N | MISO_W | SPP_N | Internal | Shoulder | B15 | 1203 | 3200 | 0 | 33.09 | 36.3 | 7 | 0
2015 | MISO_W_2_SPP_N | MISO_W | SPP_N | Internal | Summer | B1 | 10 | 3200 | 0 | 59.37 | 58.76 | 7 | 0
2015 | MISO_W_2_SPP_N | MISO_W | SPP_N | Internal | Summer | B2 | 25 | 3200 | 0 | 56.93 | 58.76 | 7 | 0
2015 | MISO_W_2_SPP_N | MISO_W | SPP_N | Internal | Summer | B3 | 75 | 3200 | 0 | 56.67 | 58.76 | 7 | 0
2015 | MISO_W_2_SPP_N | MISO_W | SPP_N | Internal | Summer | B4 | 100 | 3200 | 0 | 55.69 | 55.7 | 7 | 0
2015 | MISO_W_2_SPP_N | MISO_W | SPP_N | Internal | Summer | B5 | 200 | 3200 | 0 | 48.5 | 52.82 | 7 | 0
2015 | MISO_W_2_SPP_N | MISO_W | SPP_N | Internal | Summer | B6 | 300 | 3200 | 1490.58 | 42.32 | 49.32 | 7 | 0
2015 | MISO_W_2_SPP_N | MISO_W | SPP_N | Internal | Summer | B7 | 400 | 3200 | 1110.53 | 35.93 | 42.93 | 7 | 0
2015 | MISO_W_2_SPP_N | MISO_W | SPP_N | Internal | Summer | B8 | 500 | 3200 | 0 | 33.79 | 36.69 | 7 | 0
2015 | MISO_W_2_SPP_N | MISO_W | SPP_N | Internal | Summer | B9 | 800 | 3200 | 0 | 32.9 | 35.12 | 7 | 0
2015 | MISO_W_2_SPP_N | MISO_W | SPP_N | Internal | Summer | B10 | 1262 | 3200 | 0 | 30.52 | 34.55 | 7 | 0
2015 | MISO_W_2_SPP_N | MISO_W | SPP_N | Internal | Winter | B16 | 25 | 3200 | 0 | 47.05 | 48.29 | 7 | 0
2015 | MISO_W_2_SPP_N | MISO_W | SPP_N | Internal | Winter | B17 | 100 | 3200 | 0 | 42.64 | 39.43 | 7 | 0
2015 | MISO_W_2_SPP_N | MISO_W | SPP_N | Internal | Winter | B18 | 400 | 3200 | 0 | 37.97 | 38.72 | 7 | 0
2015 | MISO_W_2_SPP_N | MISO_W | SPP_N | Internal | Winter | B19 | 700 | 3200 | 0 | 36.56 | 38.67 | 7 | 0
2015 | MISO_W_2_SPP_N | MISO_W | SPP_N | Internal | Winter | B20 | 935 | 3200 | 0 | 32.38 | 38.07 | 7 | 0
2015 | MISO_WUMS_2_MISO_MI | MISO_WUMS | MISO_MI | Internal | Shoulder | B11 | 25 | 99 | 0.21 | 46.41 | 46.4 | 0.01 | 0
2015 | MISO_WUMS_2_MISO_MI | MISO_WUMS | MISO_MI | Internal | Shoulder | B12 | 200 | 99 | 0.06 | 40.13 | 40.13 | 0.01 | 0
2015 | MISO_WUMS_2_MISO_MI | MISO_WUMS | MISO_MI | Internal | Shoulder | B13 | 600 | 99 | 0.02 | 37.55 | 37.55 | 0.01 | 0
2015 | MISO_WUMS_2_MISO_MI | MISO_WUMS | MISO_MI | Internal | Shoulder | B14 | 900 | 99 | 0 | 35.77 | 35.75 | 0.01 | 0
2015 | MISO_WUMS_2_MISO_MI | MISO_WUMS | MISO_MI | Internal | Shoulder | B15 | 1203 | 99 | 0 | 33.08 | 33.02 | 0.01 | 0
2015 | MISO_WUMS_2_MISO_MI | MISO_WUMS | MISO_MI | Internal | Summer | B1 | 10 | 99 | 0 | 59.35 | 57.41 | 0.01 | 0
2015 | MISO_WUMS_2_MISO_MI | MISO_WUMS | MISO_MI | Internal | Summer | B2 | 25 | 99 | 0.15 | 56.94 | 56.92 | 0.01 | 0
2015 | MISO_WUMS_2_MISO_MI | MISO_WUMS | MISO_MI | Internal | Summer | B3 | 75 | 99 | 0 | 56.68 | 51.97 | 0.01 | 0
2015 | MISO_WUMS_2_MISO_MI | MISO_WUMS | MISO_MI | Internal | Summer | B4 | 100 | 99 | 0 | 55.68 | 51.97 | 0.01 | 0
2015 | MISO_WUMS_2_MISO_MI | MISO_WUMS | MISO_MI | Internal | Summer | B5 | 200 | 99 | 0 | 48.49 | 45.3 | 0.01 | 0
2015 | MISO_WUMS_2_MISO_MI | MISO_WUMS | MISO_MI | Internal | Summer | B6 | 300 | 99 | 0.04 | 41.33 | 41.33 | 0.01 | 0
2015 | MISO_WUMS_2_MISO_MI | MISO_WUMS | MISO_MI | Internal | Summer | B7 | 400 | 99 | 0.03 | 35.93 | 35.93 | 0.01 | 0
2015 | MISO_WUMS_2_MISO_MI | MISO_WUMS | MISO_MI | Internal | Summer | B8 | 500 | 99 | 99 | 33.8 | 33.91 | 0.01 | 0.1
2015 | MISO_WUMS_2_MISO_MI | MISO_WUMS | MISO_MI | Internal | Summer | B9 | 800 | 99 | 0.01 | 32.92 | 32.92 | 0.01 | 0
2015 | MISO_WUMS_2_MISO_MI | MISO_WUMS | MISO_MI | Internal | Summer | B10 | 1262 | 99 | 99 | 31.85 | 32.19 | 0.01 | 0.33
2015 | MISO_WUMS_2_MISO_MI | MISO_WUMS | MISO_MI | Internal | Winter | B16 | 25 | 99 | 0.23 | 47.07 | 47.05 | 0.01 | 0
2015 | MISO_WUMS_2_MISO_MI | MISO_WUMS | MISO_MI | Internal | Winter | B17 | 100 | 99 | 0.97 | 42.66 | 42.67 | 0.01 | 0
2015 | MISO_WUMS_2_MISO_MI | MISO_WUMS | MISO_MI | Internal | Winter | B18 | 400 | 99 | 48.21 | 37.97 | 37.98 | 0.01 | 0
2015 | MISO_WUMS_2_MISO_MI | MISO_WUMS | MISO_MI | Internal | Winter | B19 | 700 | 99 | 0 | 36.55 | 35.98 | 0.01 | 0
2015 | MISO_WUMS_2_MISO_MI | MISO_WUMS | MISO_MI | Internal | Winter | B20 | 935 | 99 | 99 | 32.39 | 32.75 | 0.01 | 0.35
2015 | MISO_WUMS_2_MISO_W | MISO_WUMS | MISO_W | Internal | Shoulder | B11 | 25 | 1137 | 11.46 | 46.41 | 46.42 | 0.01 | 0
2015 | MISO_WUMS_2_MISO_W | MISO_WUMS | MISO_W | Internal | Shoulder | B12 | 200 | 1137 | 0.03 | 40.13 | 40.12 | 0.01 | 0
2015 | MISO_WUMS_2_MISO_W | MISO_WUMS | MISO_W | Internal | Shoulder | B13 | 600 | 1137 | 0.01 | 37.55 | 37.54 | 0.01 | 0
2015 | MISO_WUMS_2_MISO_W | MISO_WUMS | MISO_W | Internal | Shoulder | B14 | 900 | 1137 | 0 | 35.77 | 35.75 | 0.01 | 0
2015 | MISO_WUMS_2_MISO_W | MISO_WUMS | MISO_W | Internal | Shoulder | B15 | 1203 | 1137 | 58.58 | 33.08 | 33.09 | 0.01 | 0
2015 | MISO_WUMS_2_MISO_W | MISO_WUMS | MISO_W | Internal | Summer | B1 | 10 | 1137 | 177.8 | 59.35 | 59.37 | 0.01 | 0
2015 | MISO_WUMS_2_MISO_W | MISO_WUMS | MISO_W | Internal | Summer | B2 | 25 | 1137 | 0.23 | 56.94 | 56.93 | 0.01 | 0
2015 | MISO_WUMS_2_MISO_W | MISO_WUMS | MISO_W | Internal | Summer | B3 | 75 | 1137 | 0.08 | 56.68 | 56.67 | 0.01 | 0
2015 | MISO_WUMS_2_MISO_W | MISO_WUMS | MISO_W | Internal | Summer | B4 | 100 | 1137 | 247.28 | 55.68 | 55.69 | 0.01 | 0
2015 | MISO_WUMS_2_MISO_W | MISO_WUMS | MISO_W | Internal | Summer | B5 | 200 | 1137 | 803.69 | 48.49 | 48.5 | 0.01 | 0
2015 | MISO_WUMS_2_MISO_W | MISO_WUMS | MISO_W | Internal | Summer | B6 | 300 | 1137 | 1137 | 41.33 | 42.32 | 0.01 | 0.98
2015 | MISO_WUMS_2_MISO_W | MISO_WUMS | MISO_W | Internal | Summer | B7 | 400 | 1137 | 0.03 | 35.93 | 35.93 | 0.01 | 0
2015 | MISO_WUMS_2_MISO_W | MISO_WUMS | MISO_W | Internal | Summer | B8 | 500 | 1137 | 0.01 | 33.8 | 33.79 | 0.01 | 0
2015 | MISO_WUMS_2_MISO_W | MISO_WUMS | MISO_W | Internal | Summer | B9 | 800 | 1137 | 0 | 32.92 | 32.9 | 0.01 | 0
2015 | MISO_WUMS_2_MISO_W | MISO_WUMS | MISO_W | Internal | Summer | B10 | 1262 | 1137 | 0 | 31.85 | 30.52 | 0.01 | 0
2015 | MISO_WUMS_2_MISO_W | MISO_WUMS | MISO_W | Internal | Winter | B16 | 25 | 1137 | 0.25 | 47.07 | 47.05 | 0.01 | 0
2015 | MISO_WUMS_2_MISO_W | MISO_WUMS | MISO_W | Internal | Winter | B17 | 100 | 1137 | 0.06 | 42.66 | 42.64 | 0.01 | 0
2015 | MISO_WUMS_2_MISO_W | MISO_WUMS | MISO_W | Internal | Winter | B18 | 400 | 1137 | 0.03 | 37.97 | 37.97 | 0.01 | 0
2015 | MISO_WUMS_2_MISO_W | MISO_WUMS | MISO_W | Internal | Winter | B19 | 700 | 1137 | 652.49 | 36.55 | 36.56 | 0.01 | 0
2015 | MISO_WUMS_2_MISO_W | MISO_WUMS | MISO_W | Internal | Winter | B20 | 935 | 1137 | 0 | 32.39 | 32.38 | 0.01 | 0
2015 | MISO_WUMS_2_PJM_ROR | MISO_WUMS | PJM_ROR | Internal | Shoulder | B11 | 25 | 1600 | 0.41 | 46.41 | 48.4 | 2 | 0
2015 | MISO_WUMS_2_PJM_ROR | MISO_WUMS | PJM_ROR | Internal | Shoulder | B12 | 200 | 1600 | 315.82 | 40.13 | 42.13 | 2 | 0
2015 | MISO_WUMS_2_PJM_ROR | MISO_WUMS | PJM_ROR | Internal | Shoulder | B13 | 600 | 1600 | 1269.93 | 37.55 | 39.55 | 2 | 0
2015 | MISO_WUMS_2_PJM_ROR | MISO_WUMS | PJM_ROR | Internal | Shoulder | B14 | 900 | 1600 | 0.01 | 35.77 | 37.75 | 2 | 0
2015 | MISO_WUMS_2_PJM_ROR | MISO_WUMS | PJM_ROR | Internal | Shoulder | B15 | 1203 | 1600 | 0 | 33.08 | 34.52 | 2 | 0
2015 | MISO_WUMS_2_PJM_ROR | MISO_WUMS | PJM_ROR | Internal | Summer | B1 | 10 | 1600 | 1599.46 | 59.35 | 61.38 | 2 | 0.02
2015 | MISO_WUMS_2_PJM_ROR | MISO_WUMS | PJM_ROR | Internal | Summer | B2 | 25 | 1600 | 0.23 | 56.94 | 58.92 | 2 | 0
2015 | MISO_WUMS_2_PJM_ROR | MISO_WUMS | PJM_ROR | Internal | Summer | B3 | 75 | 1600 | 0 | 56.68 | 56.94 | 2 | 0
2015 | MISO_WUMS_2_PJM_ROR | MISO_WUMS | PJM_ROR | Internal | Summer | B4 | 100 | 1600 | 0 | 55.68 | 55.18 | 2 | 0
2015 | MISO_WUMS_2_PJM_ROR | MISO_WUMS | PJM_ROR | Internal | Summer | B5 | 200 | 1600 | 0 | 48.49 | 48.7 | 2 | 0
2015 | MISO_WUMS_2_PJM_ROR | MISO_WUMS | PJM_ROR | Internal | Summer | B6 | 300 | 1600 | 64.38 | 41.33 | 43.33 | 2 | 0
2015 | MISO_WUMS_2_PJM_ROR | MISO_WUMS | PJM_ROR | Internal | Summer | B7 | 400 | 1600 | 611.71 | 35.93 | 37.93 | 2 | 0
2015 | MISO_WUMS_2_PJM_ROR | MISO_WUMS | PJM_ROR | Internal | Summer | B8 | 500 | 1600 | 1600 | 33.8 | 35.9 | 2 | 0.1
2015 | MISO_WUMS_2_PJM_ROR | MISO_WUMS | PJM_ROR | Internal | Summer | B9 | 800 | 1600 | 0 | 32.92 | 34.73 | 2 | 0
2015 | MISO_WUMS_2_PJM_ROR | MISO_WUMS | PJM_ROR | Internal | Summer | B10 | 1262 | 1600 | 0 | 31.85 | 32.5 | 2 | 0
2015 | MISO_WUMS_2_PJM_ROR | MISO_WUMS | PJM_ROR | Internal | Winter | B16 | 25 | 1600 | 945.5 | 47.07 | 49.07 | 2 | 0
2015 | MISO_WUMS_2_PJM_ROR | MISO_WUMS | PJM_ROR | Internal | Winter | B17 | 100 | 1600 | 1599.88 | 42.66 | 44.67 | 2 | 0.01
2015 | MISO_WUMS_2_PJM_ROR | MISO_WUMS | PJM_ROR | Internal | Winter | B18 | 400 | 1600 | 673.74 | 37.97 | 39.97 | 2 | 0
2015 | MISO_WUMS_2_PJM_ROR | MISO_WUMS | PJM_ROR | Internal | Winter | B19 | 700 | 1600 | 0 | 36.55 | 37.97 | 2 | 0
2015 | MISO_WUMS_2_PJM_ROR | MISO_WUMS | PJM_ROR | Internal | Winter | B20 | 935 | 1600 | 0 | 32.39 | 34.29 | 2 | 0
2015 | NE_2_MAPP_US | NE | MAPP_US | Internal | Shoulder | B11 | 25 | 1600 | 0 | 46.42 | 39.42 | 5 | 0
2015 | NE_2_MAPP_US | NE | MAPP_US | Internal | Shoulder | B12 | 200 | 1600 | 0 | 38.91 | 33.12 | 5 | 0
2015 | NE_2_MAPP_US | NE | MAPP_US | Internal | Shoulder | B13 | 600 | 1600 | 0 | 37.54 | 30.54 | 5 | 0
2015 | NE_2_MAPP_US | NE | MAPP_US | Internal | Shoulder | B14 | 900 | 1600 | 0 | 36.33 | 29.33 | 5 | 0
2015 | NE_2_MAPP_US | NE | MAPP_US | Internal | Shoulder | B15 | 1203 | 1600 | 0 | 35.7 | 28.7 | 5 | 0
2015 | NE_2_MAPP_US | NE | MAPP_US | Internal | Summer | B1 | 10 | 1600 | 0 | 58.75 | 52.37 | 5 | 0
2015 | NE_2_MAPP_US | NE | MAPP_US | Internal | Summer | B2 | 25 | 1600 | 0 | 57.36 | 50.36 | 5 | 0
2015 | NE_2_MAPP_US | NE | MAPP_US | Internal | Summer | B3 | 75 | 1600 | 0 | 57.36 | 50.36 | 5 | 0
2015 | NE_2_MAPP_US | NE | MAPP_US | Internal | Summer | B4 | 100 | 1600 | 0 | 55.69 | 48.69 | 5 | 0
2015 | NE_2_MAPP_US | NE | MAPP_US | Internal | Summer | B5 | 200 | 1600 | 0 | 52.81 | 45.81 | 5 | 0
2015 | NE_2_MAPP_US | NE | MAPP_US | Internal | Summer | B6 | 300 | 1600 | 0 | 44.71 | 37.71 | 5 | 0
2015 | NE_2_MAPP_US | NE | MAPP_US | Internal | Summer | B7 | 400 | 1600 | 0 | 35.93 | 28.93 | 5 | 0
2015 | NE_2_MAPP_US | NE | MAPP_US | Internal | Summer | B8 | 500 | 1600 | 0 | 33.79 | 26.79 | 5 | 0
2015 | NE_2_MAPP_US | NE | MAPP_US | Internal | Summer | B9 | 800 | 1600 | 0 | 33.79 | 26.79 | 5 | 0
2015 | NE_2_MAPP_US | NE | MAPP_US | Internal | Summer | B10 | 1262 | 1600 | 0 | 31.83 | 25.06 | 5 | 0
2015 | NE_2_MAPP_US | NE | MAPP_US | Internal | Winter | B16 | 25 | 1600 | 0 | 47.05 | 40.05 | 5 | 0
2015 | NE_2_MAPP_US | NE | MAPP_US | Internal | Winter | B17 | 100 | 1600 | 0 | 39.42 | 35.64 | 5 | 0
2015 | NE_2_MAPP_US | NE | MAPP_US | Internal | Winter | B18 | 400 | 1600 | 0 | 38.71 | 31.71 | 5 | 0
2015 | NE_2_MAPP_US | NE | MAPP_US | Internal | Winter | B19 | 700 | 1600 | 0 | 38.66 | 31.71 | 5 | 0
2015 | NE_2_MAPP_US | NE | MAPP_US | Internal | Winter | B20 | 935 | 1600 | 0 | 33.54 | 26.54 | 5 | 0
2015 | NE_2_MISO_W | NE | MISO_W | Internal | Shoulder | B11 | 25 | 1600 | 0 | 46.42 | 46.42 | 5 | 0
2015 | NE_2_MISO_W | NE | MISO_W | Internal | Shoulder | B12 | 200 | 1600 | 0 | 38.91 | 40.12 | 5 | 0
2015 | NE_2_MISO_W | NE | MISO_W | Internal | Shoulder | B13 | 600 | 1600 | 0 | 37.54 | 37.54 | 5 | 0
2015 | NE_2_MISO_W | NE | MISO_W | Internal | Shoulder | B14 | 900 | 1600 | 0 | 36.33 | 35.75 | 5 | 0
2015 | NE_2_MISO_W | NE | MISO_W | Internal | Shoulder | B15 | 1203 | 1600 | 0 | 35.7 | 33.09 | 5 | 0
2015 | NE_2_MISO_W | NE | MISO_W | Internal | Summer | B1 | 10 | 1600 | 0 | 58.75 | 59.37 | 5 | 0
2015 | NE_2_MISO_W | NE | MISO_W | Internal | Summer | B2 | 25 | 1600 | 0 | 57.36 | 56.93 | 5 | 0
2015 | NE_2_MISO_W | NE | MISO_W | Internal | Summer | B3 | 75 | 1600 | 0 | 57.36 | 56.67 | 5 | 0
2015 | NE_2_MISO_W | NE | MISO_W | Internal | Summer | B4 | 100 | 1600 | 0 | 55.69 | 55.69 | 5 | 0
2015 | NE_2_MISO_W | NE | MISO_W | Internal | Summer | B5 | 200 | 1600 | 0 | 52.81 | 48.5 | 5 | 0
2015 | NE_2_MISO_W | NE | MISO_W | Internal | Summer | B6 | 300 | 1600 | 0 | 44.71 | 42.32 | 5 | 0
2015 | NE_2_MISO_W | NE | MISO_W | Internal | Summer | B7 | 400 | 1600 | 0 | 35.93 | 35.93 | 5 | 0
2015 | NE_2_MISO_W | NE | MISO_W | Internal | Summer | B8 | 500 | 1600 | 0 | 33.79 | 33.79 | 5 | 0
2015 | NE_2_MISO_W | NE | MISO_W | Internal | Summer | B9 | 800 | 1600 | 0 | 33.79 | 32.9 | 5 | 0
2015 | NE_2_MISO_W | NE | MISO_W | Internal | Summer | B10 | 1262 | 1600 | 0 | 31.83 | 30.52 | 5 | 0
2015 | NE_2_MISO_W | NE | MISO_W | Internal | Winter | B16 | 25 | 1600 | 0 | 47.05 | 47.05 | 5 | 0
2015 | NE_2_MISO_W | NE | MISO_W | Internal | Winter | B17 | 100 | 1600 | 0 | 39.42 | 42.64 | 5 | 0
2015 | NE_2_MISO_W | NE | MISO_W | Internal | Winter | B18 | 400 | 1600 | 0 | 38.71 | 37.97 | 5 | 0
2015 | NE_2_MISO_W | NE | MISO_W | Internal | Winter | B19 | 700 | 1600 | 0 | 38.66 | 36.56 | 5 | 0
2015 | NE_2_MISO_W | NE | MISO_W | Internal | Winter | B20 | 935 | 1600 | 0 | 33.54 | 32.38 | 5 | 0
2015 | NE_2_SPP_N | NE | SPP_N | Internal | Shoulder | B11 | 25 | 1800 | 1800 | 46.42 | 53.42 | 0.01 | 6.99
2015 | NE_2_SPP_N | NE | SPP_N | Internal | Shoulder | B12 | 200 | 1800 | 1078.5 | 38.91 | 38.92 | 0.01 | 0
2015 | NE_2_SPP_N | NE | SPP_N | Internal | Shoulder | B13 | 600 | 1800 | 1800 | 37.54 | 37.6 | 0.01 | 0.05
2015 | NE_2_SPP_N | NE | SPP_N | Internal | Shoulder | B14 | 900 | 1800 | 1567.07 | 36.33 | 36.34 | 0.01 | 0
2015 | NE_2_SPP_N | NE | SPP_N | Internal | Shoulder | B15 | 1203 | 1800 | 1800 | 35.7 | 36.3 | 0.01 | 0.59
2015 | NE_2_SPP_N | NE | SPP_N | Internal | Summer | B1 | 10 | 1800 | 1579.15 | 58.75 | 58.76 | 0.01 | 0
2015 | NE_2_SPP_N | NE | SPP_N | Internal | Summer | B2 | 25 | 1800 | 1800 | 57.36 | 58.76 | 0.01 | 1.4
2015 | NE_2_SPP_N | NE | SPP_N | Internal | Summer | B3 | 75 | 1800 | 1800 | 57.36 | 58.76 | 0.01 | 1.4
2015 | NE_2_SPP_N | NE | SPP_N | Internal | Summer | B4 | 100 | 1800 | 1358.73 | 55.69 | 55.7 | 0.01 | 0
2015 | NE_2_SPP_N | NE | SPP_N | Internal | Summer | B5 | 200 | 1800 | 1431.89 | 52.81 | 52.82 | 0.01 | 0
2015 | NE_2_SPP_N | NE | SPP_N | Internal | Summer | B6 | 300 | 1800 | 1800 | 44.71 | 49.32 | 0.01 | 4.59
2015 | NE_2_SPP_N | NE | SPP_N | Internal | Summer | B7 | 400 | 1800 | 1800 | 35.93 | 42.93 | 0.01 | 6.99
2015 | NE_2_SPP_N | NE | SPP_N | Internal | Summer | B8 | 500 | 1800 | 1800 | 33.79 | 36.69 | 0.01 | 2.89
2015 | NE_2_SPP_N | NE | SPP_N | Internal | Summer | B9 | 800 | 1800 | 1800 | 33.79 | 35.12 | 0.01 | 1.32
2015 | NE_2_SPP_N | NE | SPP_N | Internal | Summer | B10 | 1262 | 1800 | 1800 | 31.83 | 34.55 | 0.01 | 2.71
2015 | NE_2_SPP_N | NE | SPP_N | Internal | Winter | B16 | 25 | 1800 | 1800 | 47.05 | 48.29 | 0.01 | 1.22
2015 | NE_2_SPP_N | NE | SPP_N | Internal | Winter | B17 | 100 | 1800 | 1037.48 | 39.42 | 39.43 | 0.01 | 0
2015 | NE_2_SPP_N | NE | SPP_N | Internal | Winter | B18 | 400 | 1800 | 1683.43 | 38.71 | 38.72 | 0.01 | 0
2015 | NE_2_SPP_N | NE | SPP_N | Internal | Winter | B19 | 700 | 1800 | 1039.29 | 38.66 | 38.67 | 0.01 | 0
2015 | NE_2_SPP_N | NE | SPP_N | Internal | Winter | B20 | 935 | 1800 | 1800 | 33.54 | 38.07 | 0.01 | 4.52
2015 | NEISO_2_NYISO_A-F | NEISO | NYISO_A-F | Internal | Shoulder | B11 | 25 | 600 | 599.99 | 36.73 | 40.41 | 3 | 0.68
2015 | NEISO_2_NYISO_A-F | NEISO | NYISO_A-F | Internal | Shoulder | B12 | 200 | 600 | 353.31 | 36.73 | 39.73 | 3 | 0
2015 | NEISO_2_NYISO_A-F | NEISO | NYISO_A-F | Internal | Shoulder | B13 | 600 | 600 | 0 | 36.73 | 38.42 | 3 | 0
2015 | NEISO_2_NYISO_A-F | NEISO | NYISO_A-F | Internal | Shoulder | B14 | 900 | 600 | 0 | 36.73 | 38.42 | 3 | 0
2015 | NEISO_2_NYISO_A-F | NEISO | NYISO_A-F | Internal | Shoulder | B15 | 1203 | 600 | 0 | 36.73 | 38.42 | 3 | 0
2015 | NEISO_2_NYISO_A-F | NEISO | NYISO_A-F | Internal | Summer | B1 | 10 | 600 | 0 | 64.4 | 53.39 | 3 | 0
2015 | NEISO_2_NYISO_A-F | NEISO | NYISO_A-F | Internal | Summer | B2 | 25 | 600 | 0 | 53.66 | 51.8 | 3 | 0
2015 | NEISO_2_NYISO_A-F | NEISO | NYISO_A-F | Internal | Summer | B3 | 75 | 600 | 0 | 47.15 | 48.95 | 3 | 0
2015 | NEISO_2_NYISO_A-F | NEISO | NYISO_A-F | Internal | Summer | B4 | 100 | 600 | 600 | 37.76 | 45.28 | 3 | 4.52
2015 | NEISO_2_NYISO_A-F | NEISO | NYISO_A-F | Internal | Summer | B5 | 200 | 600 | 600 | 34.08 | 43 | 3 | 5.92
2015 | NEISO_2_NYISO_A-F | NEISO | NYISO_A-F | Internal | Summer | B6 | 300 | 600 | 600 | 34.08 | 41.33 | 3 | 4.25
2015 | NEISO_2_NYISO_A-F | NEISO | NYISO_A-F | Internal | Summer | B7 | 400 | 600 | 600 | 34.08 | 38.66 | 3 | 1.58
2015 | NEISO_2_NYISO_A-F | NEISO | NYISO_A-F | Internal | Summer | B8 | 500 | 600 | 597.01 | 34.08 | 37.08 | 3 | 0
2015 | NEISO_2_NYISO_A-F | NEISO | NYISO_A-F | Internal | Summer | B9 | 800 | 600 | 0.02 | 34.08 | 37.07 | 3 | 0
2015 | NEISO_2_NYISO_A-F | NEISO | NYISO_A-F | Internal | Summer | B10 | 1262 | 600 | 0 | 34.08 | 37.07 | 3 | 0
2015 | NEISO_2_NYISO_A-F | NEISO | NYISO_A-F | Internal | Winter | B16 | 25 | 600 | 0 | 44.99 | 45.86 | 3 | 0
2015 | NEISO_2_NYISO_A-F | NEISO | NYISO_A-F | Internal | Winter | B17 | 100 | 600 | 0 | 44.99 | 43.08 | 3 | 0
2015 | NEISO_2_NYISO_A-F | NEISO | NYISO_A-F | Internal | Winter | B18 | 400 | 600 | 0 | 44.99 | 43.08 | 3 | 0
2015 | NEISO_2_NYISO_A-F | NEISO | NYISO_A-F | Internal | Winter | B19 | 700 | 600 | 0 | 44.99 | 43.08 | 3 | 0
2015 | NEISO_2_NYISO_A-F | NEISO | NYISO_A-F | Internal | Winter | B20 | 935 | 600 | 0 | 44.99 | 43.08 | 3 | 0
2015 | NEISO_2_NYISO_G-I | NEISO | NYISO_G-I | Internal | Shoulder | B11 | 25 | 600 | 600 | 36.73 | 40.85 | 3 | 1.12
2015 | NEISO_2_NYISO_G-I | NEISO | NYISO_G-I | Internal | Shoulder | B12 | 200 | 600 | 600 | 36.73 | 40.85 | 3 | 1.12
2015 | NEISO_2_NYISO_G-I | NEISO | NYISO_G-I | Internal | Shoulder | B13 | 600 | 600 | 226.31 | 36.73 | 39.73 | 3 | 0
2015 | NEISO_2_NYISO_G-I | NEISO | NYISO_G-I | Internal | Shoulder | B14 | 900 | 600 | 0 | 36.73 | 39.38 | 3 | 0
2015 | NEISO_2_NYISO_G-I | NEISO | NYISO_G-I | Internal | Shoulder | B15 | 1203 | 600 | 0 | 36.73 | 38.43 | 3 | 0
2015 | NEISO_2_NYISO_G-I | NEISO | NYISO_G-I | Internal | Summer | B1 | 10 | 600 | 1.22 | 64.4 | 67.39 | 3 | 0
2015 | NEISO_2_NYISO_G-I | NEISO | NYISO_G-I | Internal | Summer | B2 | 25 | 600 | 0 | 53.66 | 54.06 | 3 | 0
2015 | NEISO_2_NYISO_G-I | NEISO | NYISO_G-I | Internal | Summer | B3 | 75 | 600 | 0.14 | 47.15 | 50.14 | 3 | 0
2015 | NEISO_2_NYISO_G-I | NEISO | NYISO_G-I | Internal | Summer | B4 | 100 | 600 | 600 | 37.76 | 50.14 | 3 | 9.38
2015 | NEISO_2_NYISO_G-I | NEISO | NYISO_G-I | Internal | Summer | B5 | 200 | 600 | 600 | 34.08 | 50.14 | 3 | 13.05
2015 | NEISO_2_NYISO_G-I | NEISO | NYISO_G-I | Internal | Summer | B6 | 300 | 600 | 600 | 34.08 | 49.35 | 3 | 12.27
2015 | NEISO_2_NYISO_G-I | NEISO | NYISO_G-I | Internal | Summer | B7 | 400 | 600 | 600 | 34.08 | 38.67 | 3 | 1.59
2015 | NEISO_2_NYISO_G-I | NEISO | NYISO_G-I | Internal | Summer | B8 | 500 | 600 | 600 | 34.08 | 37.75 | 3 | 0.67
2015 | NEISO_2_NYISO_G-I | NEISO | NYISO_G-I | Internal | Summer | B9 | 800 | 600 | 392.93 | 34.08 | 37.08 | 3 | 0
2015 | NEISO_2_NYISO_G-I | NEISO | NYISO_G-I | Internal | Summer | B10 | 1262 | 600 | 253.4 | 34.08 | 37.08 | 3 | 0
2015 | NEISO_2_NYISO_G-I | NEISO | NYISO_G-I | Internal | Winter | B16 | 25 | 600 | 600 | 44.99 | 51.77 | 3 | 3.78
2015 | NEISO_2_NYISO_G-I | NEISO | NYISO_G-I | Internal | Winter | B17 | 100 | 600 | 600 | 44.99 | 51.49 | 3 | 3.5
2015 | NEISO_2_NYISO_G-I | NEISO | NYISO_G-I | Internal | Winter | B18 | 400 | 600 | 600 | 44.99 | 50.29 | 3 | 2.3
2015 | NEISO_2_NYISO_G-I | NEISO | NYISO_G-I | Internal | Winter | B19 | 700 | 600 | 480.85 | 44.99 | 47.99 | 3 | 0
2015 | NEISO_2_NYISO_G-I | NEISO | NYISO_G-I | Internal | Winter | B20 | 935 | 600 | 0 | 44.99 | 46.43 | 3 | 0
2015 | NEISO_2_NYISO_J-K | NEISO | NYISO_J-K | Internal | Shoulder | B11 | 25 | 430 | 430 | 36.73 | 40.86 | 3 | 1.13
2015 | NEISO_2_NYISO_J-K | NEISO | NYISO_J-K | Internal | Shoulder | B12 | 200 | 430 | 430 | 36.73 | 40.86 | 3 | 1.13
2015 | NEISO_2_NYISO_J-K | NEISO | NYISO_J-K | Internal | Shoulder | B13 | 600 | 430 | 429.98 | 36.73 | 39.74 | 3 | 0.01
2015 | NEISO_2_NYISO_J-K | NEISO | NYISO_J-K | Internal | Shoulder | B14 | 900 | 430 | 0 | 36.73 | 39.39 | 3 | 0
2015 | NEISO_2_NYISO_J-K | NEISO | NYISO_J-K | Internal | Shoulder | B15 | 1203 | 430 | 0 | 36.73 | 38.44 | 3 | 0
2015 | NEISO_2_NYISO_J-K | NEISO | NYISO_J-K | Internal | Summer | B1 | 10 | 430 | 378.01 | 64.4 | 67.4 | 3 | 0
2015 | NEISO_2_NYISO_J-K | NEISO | NYISO_J-K | Internal | Summer | B2 | 25 | 430 | 0 | 53.66 | 54.07 | 3 | 0
2015 | NEISO_2_NYISO_J-K | NEISO | NYISO_J-K | Internal | Summer | B3 | 75 | 430 | 45.51 | 47.15 | 50.15 | 3 | 0
2015 | NEISO_2_NYISO_J-K | NEISO | NYISO_J-K | Internal | Summer | B4 | 100 | 430 | 430 | 37.76 | 50.15 | 3 | 9.39
2015 | NEISO_2_NYISO_J-K | NEISO | NYISO_J-K | Internal | Summer | B5 | 200 | 430 | 430 | 34.08 | 50.15 | 3 | 13.07
2015 | NEISO_2_NYISO_J-K | NEISO | NYISO_J-K | Internal | Summer | B6 | 300 | 430 | 430 | 34.08 | 49.37 | 3 | 12.29
2015 | NEISO_2_NYISO_J-K | NEISO | NYISO_J-K | Internal | Summer | B7 | 400 | 430 | 430 | 34.08 | 38.68 | 3 | 1.6
2015 | NEISO_2_NYISO_J-K | NEISO | NYISO_J-K | Internal | Summer | B8 | 500 | 430 | 430 | 34.08 | 37.77 | 3 | 0.69
2015 | NEISO_2_NYISO_J-K | NEISO | NYISO_J-K | Internal | Summer | B9 | 800 | 430 | 429.99 | 34.08 | 37.09 | 3 | 0.01
2015 | NEISO_2_NYISO_J-K | NEISO | NYISO_J-K | Internal | Summer | B10 | 1262 | 430 | 429.99 | 34.08 | 37.09 | 3 | 0.01
2015 | NEISO_2_NYISO_J-K | NEISO | NYISO_J-K | Internal | Winter | B16 | 25 | 430 | 430 | 44.99 | 51.78 | 3 | 3.79
2015 | NEISO_2_NYISO_J-K | NEISO | NYISO_J-K | Internal | Winter | B17 | 100 | 430 | 430 | 44.99 | 51.5 | 3 | 3.51
2015 | NEISO_2_NYISO_J-K | NEISO | NYISO_J-K | Internal | Winter | B18 | 400 | 430 | 430 | 44.99 | 50.3 | 3 | 2.31
2015 | NEISO_2_NYISO_J-K | NEISO | NYISO_J-K | Internal | Winter | B19 | 700 | 430 | 430 | 44.99 | 48.68 | 3 | 0.69
2015 | NEISO_2_NYISO_J-K | NEISO | NYISO_J-K | Internal | Winter | B20 | 935 | 430 | 0 | 44.99 | 46.44 | 3 | 0
2015 | NonRTO_Midwest_2_MISO_IN | NonRTO_Midwest | MISO_IN | Internal | Shoulder | B11 | 25 | 4450 | 0 | 54.41 | 46.41 | 8 | 0
2015 | NonRTO_Midwest_2_MISO_IN | NonRTO_Midwest | MISO_IN | Internal | Shoulder | B12 | 200 | 4450 | 0 | 48.13 | 40.13 | 8 | 0
2015 | NonRTO_Midwest_2_MISO_IN | NonRTO_Midwest | MISO_IN | Internal | Shoulder | B13 | 600 | 4450 | 0 | 44.64 | 37.54 | 8 | 0
2015 | NonRTO_Midwest_2_MISO_IN | NonRTO_Midwest | MISO_IN | Internal | Shoulder | B14 | 900 | 4450 | 0 | 35.55 | 35.74 | 8 | 0
2015 | NonRTO_Midwest_2_MISO_IN | NonRTO_Midwest | MISO_IN | Internal | Shoulder | B15 | 1203 | 4450 | 0 | 33.35 | 33.01 | 8 | 0
2015 | NonRTO_Midwest_2_MISO_IN | NonRTO_Midwest | MISO_IN | Internal | Summer | B1 | 10 | 4450 | 0 | 63.36 | 59.38 | 8 | 0
2015 | NonRTO_Midwest_2_MISO_IN | NonRTO_Midwest | MISO_IN | Internal | Summer | B2 | 25 | 4450 | 0 | 63.36 | 56.93 | 8 | 0
2015 | NonRTO_Midwest_2_MISO_IN | NonRTO_Midwest | MISO_IN | Internal | Summer | B3 | 75 | 4450 | 0 | 63.36 | 55.36 | 8 | 0
2015 | NonRTO_Midwest_2_MISO_IN | NonRTO_Midwest | MISO_IN | Internal | Summer | B4 | 100 | 4450 | 0 | 61.18 | 53.18 | 8 | 0
2015 | NonRTO_Midwest_2_MISO_IN | NonRTO_Midwest | MISO_IN | Internal | Summer | B5 | 200 | 4450 | 0 | 54.69 | 46.69 | 8 | 0
2015 | NonRTO_Midwest_2_MISO_IN | NonRTO_Midwest | MISO_IN | Internal | Summer | B6 | 300 | 4450 | 0 | 47.73 | 41.33 | 8 | 0
2015 | NonRTO_Midwest_2_MISO_IN | NonRTO_Midwest | MISO_IN | Internal | Summer | B7 | 400 | 4450 | 0 | 34.99 | 35.91 | 8 | 0
2015 | NonRTO_Midwest_2_MISO_IN | NonRTO_Midwest | MISO_IN | Internal | Summer | B8 | 500 | 4450 | 0 | 34.04 | 33.9 | 8 | 0
2015 | NonRTO_Midwest_2_MISO_IN | NonRTO_Midwest | MISO_IN | Internal | Summer | B9 | 800 | 4450 | 0 | 33.35 | 32.9 | 8 | 0
2015 | NonRTO_Midwest_2_MISO_IN | NonRTO_Midwest | MISO_IN | Internal | Summer | B10 | 1262 | 4450 | 0 | 33.09 | 32.18 | 8 | 0
2015 | NonRTO_Midwest_2_MISO_IN | NonRTO_Midwest | MISO_IN | Internal | Winter | B16 | 25 | 4450 | 0 | 55.08 | 47.08 | 8 | 0
2015 | NonRTO_Midwest_2_MISO_IN | NonRTO_Midwest | MISO_IN | Internal | Winter | B17 | 100 | 4450 | 0 | 50.67 | 42.67 | 8 | 0
2015 | NonRTO_Midwest_2_MISO_IN | NonRTO_Midwest | MISO_IN | Internal | Winter | B18 | 400 | 4450 | 0 | 45.97 | 37.97 | 8 | 0
2015 | NonRTO_Midwest_2_MISO_IN | NonRTO_Midwest | MISO_IN | Internal | Winter | B19 | 700 | 4450 | 0 | 35.74 | 35.97 | 8 | 0
2015 | NonRTO_Midwest_2_MISO_IN | NonRTO_Midwest | MISO_IN | Internal | Winter | B20 | 935 | 4450 | 0 | 33.38 | 32.74 | 8 | 0
2015 | NonRTO_Midwest_2_TVA_Transmission | NonRTO_Midwest | TVA_Transmission | Internal | Shoulder | B11 | 25 | 2400 | 0 | 54.41 | 53.88 | 8 | 0
2015 | NonRTO_Midwest_2_TVA_Transmission | NonRTO_Midwest | TVA_Transmission | Internal | Shoulder | B12 | 200 | 2400 | 0 | 48.13 | 43.44 | 8 | 0
2015 | NonRTO_Midwest_2_TVA_Transmission | NonRTO_Midwest | TVA_Transmission | Internal | Shoulder | B13 | 600 | 2400 | 0 | 44.64 | 41.7 | 8 | 0
2015 | NonRTO_Midwest_2_TVA_Transmission | NonRTO_Midwest | TVA_Transmission | Internal | Shoulder | B14 | 900 | 2400 | 0 | 35.55 | 40.49 | 8 | 0
2015 | NonRTO_Midwest_2_TVA_Transmission | NonRTO_Midwest | TVA_Transmission | Internal | Shoulder | B15 | 1203 | 2400 | 0 | 33.35 | 39.03 | 8 | 0
2015 | NonRTO_Midwest_2_TVA_Transmission | NonRTO_Midwest | TVA_Transmission | Internal | Summer | B1 | 10 | 2400 | 0 | 63.36 | 67.38 | 8 | 0
2015 | NonRTO_Midwest_2_TVA_Transmission | NonRTO_Midwest | TVA_Transmission | Internal | Summer | B2 | 25 | 2400 | 0 | 63.36 | 64.92 | 8 | 0
2015 | NonRTO_Midwest_2_TVA_Transmission | NonRTO_Midwest | TVA_Transmission | Internal | Summer | B3 | 75 | 2400 | 0 | 63.36 | 62.94 | 8 | 0
2015 | NonRTO_Midwest_2_TVA_Transmission | NonRTO_Midwest | TVA_Transmission | Internal | Summer | B4 | 100 | 2400 | 0 | 61.18 | 61.18 | 8 | 0
2015 | NonRTO_Midwest_2_TVA_Transmission | NonRTO_Midwest | TVA_Transmission | Internal | Summer | B5 | 200 | 2400 | 0 | 54.69 | 52.9 | 8 | 0
2015 | NonRTO_Midwest_2_TVA_Transmission | NonRTO_Midwest | TVA_Transmission | Internal | Summer | B6 | 300 | 2400 | 0 | 47.73 | 46.26 | 8 | 0
2015 | NonRTO_Midwest_2_TVA_Transmission | NonRTO_Midwest | TVA_Transmission | Internal | Summer | B7 | 400 | 2400 | 0 | 34.99 | 41.77 | 8 | 0
2015 | NonRTO_Midwest_2_TVA_Transmission | NonRTO_Midwest | TVA_Transmission | Internal | Summer | B8 | 500 | 2400 | 0 | 34.04 | 38.84 | 8 | 0
2015 | NonRTO_Midwest_2_TVA_Transmission | NonRTO_Midwest | TVA_Transmission | Internal | Summer | B9 | 800 | 2400 | 0 | 33.35 | 38.27 | 8 | 0
2015 | NonRTO_Midwest_2_TVA_Transmission | NonRTO_Midwest | TVA_Transmission | Internal | Summer | B10 | 1262 | 2400 | 0 | 33.09 | 36.86 | 8 | 0
2015 | NonRTO_Midwest_2_TVA_Transmission | NonRTO_Midwest | TVA_Transmission | Internal | Winter | B16 | 25 | 2400 | 0 | 55.08 | 55.07 | 8 | 0
2015 | NonRTO_Midwest_2_TVA_Transmission | NonRTO_Midwest | TVA_Transmission | Internal | Winter | B17 | 100 | 2400 | 0 | 50.67 | 45.82 | 8 | 0
2015 | NonRTO_Midwest_2_TVA_Transmission | NonRTO_Midwest | TVA_Transmission | Internal | Winter | B18 | 400 | 2400 | 0 | 45.97 | 42.24 | 8 | 0
2015 | NonRTO_Midwest_2_TVA_Transmission | NonRTO_Midwest | TVA_Transmission | Internal | Winter | B19 | 700 | 2400 | 0 | 35.74 | 40.44 | 8 | 0
2015 | NonRTO_Midwest_2_TVA_Transmission | NonRTO_Midwest | TVA_Transmission | Internal | Winter | B20 | 935 | 2400 | 0 | 33.38 | 39.21 | 8 | 0
2015 | NYISO_A-F_2_IESO | NYISO_A-F | IESO | Internal | Shoulder | B11 | 25 | 1600 | 0 | 40.41 | 28.75 | 7 | 0
2015 | NYISO_A-F_2_IESO | NYISO_A-F | IESO | Internal | Shoulder | B12 | 200 | 1600 | 0 | 39.73 | 32.73 | 7 | 0
2015 | NYISO_A-F_2_IESO | NYISO_A-F | IESO | Internal | Shoulder | B13 | 600 | 1600 | 0 | 38.42 | 28.75 | 7 | 0
2015 | NYISO_A-F_2_IESO | NYISO_A-F | IESO | Internal | Shoulder | B14 | 900 | 1600 | 0 | 38.42 | 28.75 | 7 | 0
2015 | NYISO_A-F_2_IESO | NYISO_A-F | IESO | Internal | Shoulder | B15 | 1203 | 1600 | 0 | 38.42 | 28.75 | 7 | 0
2015 | NYISO_A-F_2_IESO | NYISO_A-F | IESO | Internal | Summer | B1 | 10 | 1600 | 0 | 53.39 | 46.39 | 7 | 0
2015 | NYISO_A-F_2_IESO | NYISO_A-F | IESO | Internal | Summer | B2 | 25 | 1600 | 0 | 51.8 | 44.8 | 7 | 0
2015 | NYISO_A-F_2_IESO | NYISO_A-F | IESO | Internal | Summer | B3 | 75 | 1600 | 0 | 48.95 | 41.95 | 7 | 0
2015 | NYISO_A-F_2_IESO | NYISO_A-F | IESO | Internal | Summer | B4 | 100 | 1600 | 0 | 45.28 | 38.28 | 7 | 0
2015 | NYISO_A-F_2_IESO | NYISO_A-F | IESO | Internal | Summer | B5 | 200 | 1600 | 0 | 43 | 36 | 7 | 0
2015 | NYISO_A-F_2_IESO | NYISO_A-F | IESO | Internal | Summer | B6 | 300 | 1600 | 0 | 41.33 | 34.33 | 7 | 0
2015 | NYISO_A-F_2_IESO | NYISO_A-F | IESO | Internal | Summer | B7 | 400 | 1600 | 0 | 38.66 | 28.93 | 7 | 0
2015 | NYISO_A-F_2_IESO | NYISO_A-F | IESO | Internal | Summer | B8 | 500 | 1600 | 0 | 37.08 | 26.91 | 7 | 0
2015 | NYISO_A-F_2_IESO | NYISO_A-F | IESO | Internal | Summer | B9 | 800 | 1600 | 0 | 37.07 | 26.91 | 7 | 0
2015 | NYISO_A-F_2_IESO | NYISO_A-F | IESO | Internal | Summer | B10 | 1262 | 1600 | 0 | 37.07 | 26.91 | 7 | 0
2015 | NYISO_A-F_2_IESO | NYISO_A-F | IESO | Internal | Winter | B16 | 25 | 1600 | 0 | 45.86 | 38.86 | 7 | 0
2015 | NYISO_A-F_2_IESO | NYISO_A-F | IESO | Internal | Winter | B17 | 100 | 1600 | 0 | 43.08 | 35.67 | 7 | 0
2015 | NYISO_A-F_2_IESO | NYISO_A-F | IESO | Internal | Winter | B18 | 400 | 1600 | 0 | 43.08 | 32.83 | 7 | 0
2015 | NYISO_A-F_2_IESO | NYISO_A-F | IESO | Internal | Winter | B19 | 700 | 1600 | 0 | 43.08 | 32.83 | 7 | 0
2015 | NYISO_A-F_2_IESO | NYISO_A-F | IESO | Internal | Winter | B20 | 935 | 1600 | 0 | 43.08 | 32.83 | 7 | 0
2015 | NYISO_A-F_2_NEISO | NYISO_A-F | NEISO | Internal | Shoulder | B11 | 25 | 600 | 0 | 40.41 | 36.73 | 3 | 0
2015 | NYISO_A-F_2_NEISO | NYISO_A-F | NEISO | Internal | Shoulder | B12 | 200 | 600 | 0 | 39.73 | 36.73 | 3 | 0
2015 | NYISO_A-F_2_NEISO | NYISO_A-F | NEISO | Internal | Shoulder | B13 | 600 | 600 | 0 | 38.42 | 36.73 | 3 | 0
2015 | NYISO_A-F_2_NEISO | NYISO_A-F | NEISO | Internal | Shoulder | B14 | 900 | 600 | 0 | 38.42 | 36.73 | 3 | 0
2015 | NYISO_A-F_2_NEISO | NYISO_A-F | NEISO | Internal | Shoulder | B15 | 1203 | 600 | 0 | 38.42 | 36.73 | 3 | 0
2015 | NYISO_A-F_2_NEISO | NYISO_A-F | NEISO | Internal | Summer | B1 | 10 | 600 | 600 | 53.39 | 64.4 | 3 | 8.01
2015 | NYISO_A-F_2_NEISO | NYISO_A-F | NEISO | Internal | Summer | B2 | 25 | 600 | 0 | 51.8 | 53.66 | 3 | 0
2015 | NYISO_A-F_2_NEISO | NYISO_A-F | NEISO | Internal | Summer | B3 | 75 | 600 | 0 | 48.95 | 47.15 | 3 | 0
2015 | NYISO_A-F_2_NEISO | NYISO_A-F | NEISO | Internal | Summer | B4 | 100 | 600 | 0 | 45.28 | 37.76 | 3 | 0
2015 | NYISO_A-F_2_NEISO | NYISO_A-F | NEISO | Internal | Summer | B5 | 200 | 600 | 0 | 43 | 34.08 | 3 | 0
2015 | NYISO_A-F_2_NEISO | NYISO_A-F | NEISO | Internal | Summer | B6 | 300 | 600 | 0 | 41.33 | 34.08 | 3 | 0
2015 | NYISO_A-F_2_NEISO | NYISO_A-F | NEISO | Internal | Summer | B7 | 400 | 600 | 0 | 38.66 | 34.08 | 3 | 0
2015 | NYISO_A-F_2_NEISO | NYISO_A-F | NEISO | Internal | Summer | B8 | 500 | 600 | 0 | 37.08 | 34.08 | 3 | 0
2015 | NYISO_A-F_2_NEISO | NYISO_A-F | NEISO | Internal | Summer | B9 | 800 | 600 | 0 | 37.07 | 34.08 | 3 | 0
2015 | NYISO_A-F_2_NEISO | NYISO_A-F | NEISO | Internal | Summer | B10 | 1262 | 600 | 0 | 37.07 | 34.08 | 3 | 0
2015 | NYISO_A-F_2_NEISO | NYISO_A-F | NEISO | Internal | Winter | B16 | 25 | 600 | 0 | 45.86 | 44.99 | 3 | 0
2015 | NYISO_A-F_2_NEISO | NYISO_A-F | NEISO | Internal | Winter | B17 | 100 | 600 | 0 | 43.08 | 44.99 | 3 | 0
2015 | NYISO_A-F_2_NEISO | NYISO_A-F | NEISO | Internal | Winter | B18 | 400 | 600 | 0 | 43.08 | 44.99 | 3 | 0
2015 | NYISO_A-F_2_NEISO | NYISO_A-F | NEISO | Internal | Winter | B19 | 700 | 600 | 0 | 43.08 | 44.99 | 3 | 0
2015 | NYISO_A-F_2_NEISO | NYISO_A-F | NEISO | Internal | Winter | B20 | 935 | 600 | 0 | 43.08 | 44.99 | 3 | 0
2015 | NYISO_A-F_2_NYISO_G-I | NYISO_A-F | NYISO_G-I | Internal | Shoulder | B11 | 25 | 4250 | 4249.99 | 40.41 | 40.85 | 0.01 | 0.42
2015 | NYISO_A-F_2_NYISO_G-I | NYISO_A-F | NYISO_G-I | Internal | Shoulder | B12 | 200 | 4250 | 4250 | 39.73 | 40.85 | 0.01 | 1.11
2015 | NYISO_A-F_2_NYISO_G-I | NYISO_A-F | NYISO_G-I | Internal | Shoulder | B13 | 600 | 4250 | 4250 | 38.42 | 39.73 | 0.01 | 1.3
2015 | NYISO_A-F_2_NYISO_G-I | NYISO_A-F | NYISO_G-I | Internal | Shoulder | B14 | 900 | 4250 | 4250 | 38.42 | 39.38 | 0.01 | 0.95
2015 | NYISO_A-F_2_NYISO_G-I | NYISO_A-F | NYISO_G-I | Internal | Shoulder | B15 | 1203 | 4250 | 3249.6 | 38.42 | 38.43 | 0.01 | 0
2015 | NYISO_A-F_2_NYISO_G-I | NYISO_A-F | NYISO_G-I | Internal | Summer | B1 | 10 | 4250 | 4250 | 53.39 | 67.39 | 0.01 | 13.99
2015 | NYISO_A-F_2_NYISO_G-I | NYISO_A-F | NYISO_G-I | Internal | Summer | B2 | 25 | 4250 | 4250 | 51.8 | 54.06 | 0.01 | 2.25
2015 | NYISO_A-F_2_NYISO_G-I | NYISO_A-F | NYISO_G-I | Internal | Summer | B3 | 75 | 4250 | 4250 | 48.95 | 50.14 | 0.01 | 1.17
2015 | NYISO_A-F_2_NYISO_G-I | NYISO_A-F | NYISO_G-I | Internal | Summer | B4 | 100 | 4250 | 4250 | 45.28 | 50.14 | 0.01 | 4.84
2015 | NYISO_A-F_2_NYISO_G-I | NYISO_A-F | NYISO_G-I | Internal | Summer | B5 | 200 | 4250 | 4250 | 43 | 50.14 | 0.01 | 7.12
2015 | NYISO_A-F_2_NYISO_G-I | NYISO_A-F | NYISO_G-I | Internal | Summer | B6 | 300 | 4250 | 4250 | 41.33 | 49.35 | 0.01 | 8.01
2015 | NYISO_A-F_2_NYISO_G-I | NYISO_A-F | NYISO_G-I | Internal | Summer | B7 | 400 | 4250 | 3848.72 | 38.66 | 38.67 | 0.01 | 0
2015 | NYISO_A-F_2_NYISO_G-I | NYISO_A-F | NYISO_G-I | Internal | Summer | B8 | 500 | 4250 | 4250 | 37.08 | 37.75 | 0.01 | 0.66
2015 | NYISO_A-F_2_NYISO_G-I | NYISO_A-F | NYISO_G-I | Internal | Summer | B9 | 800 | 4250 | 3511.69 | 37.07 | 37.08 | 0.01 | 0
2015 | NYISO_A-F_2_NYISO_G-I | NYISO_A-F | NYISO_G-I | Internal | Summer | B10 | 1262 | 4250 | 1459.13 | 37.07 | 37.08 | 0.01 | 0
2015 | NYISO_A-F_2_NYISO_G-I | NYISO_A-F | NYISO_G-I | Internal | Winter | B16 | 25 | 4250 | 4250 | 45.86 | 51.77 | 0.01 | 5.9
2015 | NYISO_A-F_2_NYISO_G-I | NYISO_A-F | NYISO_G-I | Internal | Winter | B17 | 100 | 4250 | 4250 | 43.08 | 51.49 | 0.01 | 8.4
2015 | NYISO_A-F_2_NYISO_G-I | NYISO_A-F | NYISO_G-I | Internal | Winter | B18 | 400 | 4250 | 4250 | 43.08 | 50.29 | 0.01 | 7.2
2015 | NYISO_A-F_2_NYISO_G-I | NYISO_A-F | NYISO_G-I | Internal | Winter | B19 | 700 | 4250 | 4250 | 43.08 | 47.99 | 0.01 | 4.9
2015 | NYISO_A-F_2_NYISO_G-I | NYISO_A-F | NYISO_G-I | Internal | Winter | B20 | 935 | 4250 | 4250 | 43.08 | 46.43 | 0.01 | 3.34
2015 | NYISO_A-F_2_PJM_ROM | NYISO_A-F | PJM_ROM | Internal | Shoulder | B11 | 25 | 1000 | 621.6 | 40.41 | 48.41 | 8 | 0
2015 | NYISO_A-F_2_PJM_ROM | NYISO_A-F | PJM_ROM | Internal | Shoulder | B12 | 200 | 1000 | 0 | 39.73 | 42.14 | 8 | 0
2015 | NYISO_A-F_2_PJM_ROM | NYISO_A-F | PJM_ROM | Internal | Shoulder | B13 | 600 | 1000 | 0 | 38.42 | 39.57 | 8 | 0
2015 | NYISO_A-F_2_PJM_ROM | NYISO_A-F | PJM_ROM | Internal | Shoulder | B14 | 900 | 1000 | 0 | 38.42 | 37.77 | 8 | 0
2015 | NYISO_A-F_2_PJM_ROM | NYISO_A-F | PJM_ROM | Internal | Shoulder | B15 | 1203 | 1000 | 0 | 38.42 | 37.1 | 8 | 0
2015 | NYISO_A-F_2_PJM_ROM | NYISO_A-F | PJM_ROM | Internal | Summer | B1 | 10 | 1000 | 376.33 | 53.39 | 61.39 | 8 | 0
2015 | NYISO_A-F_2_PJM_ROM | NYISO_A-F | PJM_ROM | Internal | Summer | B2 | 25 | 1000 | 0 | 51.8 | 58.93 | 8 | 0
2015 | NYISO_A-F_2_PJM_ROM | NYISO_A-F | PJM_ROM | Internal | Summer | B3 | 75 | 1000 | 826.59 | 48.95 | 56.95 | 8 | 0
2015 | NYISO_A-F_2_PJM_ROM | NYISO_A-F | PJM_ROM | Internal | Summer | B4 | 100 | 1000 | 1000 | 45.28 | 55.17 | 8 | 1.89
2015 | NYISO_A-F_2_PJM_ROM | NYISO_A-F | PJM_ROM | Internal | Summer | B5 | 200 | 1000 | 0 | 43 | 48.71 | 8 | 0
2015 | NYISO_A-F_2_PJM_ROM | NYISO_A-F | PJM_ROM | Internal | Summer | B6 | 300 | 1000 | 0 | 41.33 | 43.34 | 8 | 0
2015 | NYISO_A-F_2_PJM_ROM | NYISO_A-F | PJM_ROM | Internal | Summer | B7 | 400 | 1000 | 0 | 38.66 | 37.94 | 8 | 0
2015 | NYISO_A-F_2_PJM_ROM | NYISO_A-F | PJM_ROM | Internal | Summer | B8 | 500 | 1000 | 0 | 37.08 | 37.43 | 8 | 0
2015 | NYISO_A-F_2_PJM_ROM | NYISO_A-F | PJM_ROM | Internal | Summer | B9 | 800 | 1000 | 0 | 37.07 | 35.21 | 8 | 0
2015 | NYISO_A-F_2_PJM_ROM | NYISO_A-F | PJM_ROM | Internal | Summer | B10 | 1262 | 1000 | 0 | 37.07 | 34.75 | 8 | 0
2015 | NYISO_A-F_2_PJM_ROM | NYISO_A-F | PJM_ROM | Internal | Winter | B16 | 25 | 1000 | 0 | 45.86 | 49.08 | 8 | 0
2015 | NYISO_A-F_2_PJM_ROM | NYISO_A-F | PJM_ROM | Internal | Winter | B17 | 100 | 1000 | 0 | 43.08 | 45.48 | 8 | 0
2015 | NYISO_A-F_2_PJM_ROM | NYISO_A-F | PJM_ROM | Internal | Winter | B18 | 400 | 1000 | 0 | 43.08 | 44.29 | 8 | 0
2015 | NYISO_A-F_2_PJM_ROM | NYISO_A-F | PJM_ROM | Internal | Winter | B19 | 700 | 1000 | 0 | 43.08 | 41.95 | 8 | 0
2015 | NYISO_A-F_2_PJM_ROM | NYISO_A-F | PJM_ROM | Internal | Winter | B20 | 935 | 1000 | 0 | 43.08 | 37.2 | 8 | 0
2015 | NYISO_G-I_2_NEISO | NYISO_G-I | NEISO | Internal | Shoulder | B11 | 25 | 600 | 0 | 40.85 | 36.73 | 3 | 0
2015 | NYISO_G-I_2_NEISO | NYISO_G-I | NEISO | Internal | Shoulder | B12 | 200 | 600 | 0 | 40.85 | 36.73 | 3 | 0
2015 | NYISO_G-I_2_NEISO | NYISO_G-I | NEISO | Internal | Shoulder | B13 | 600 | 600 | 0 | 39.73 | 36.73 | 3 | 0
2015 | NYISO_G-I_2_NEISO | NYISO_G-I | NEISO | Internal | Shoulder | B14 | 900 | 600 | 0 | 39.38 | 36.73 | 3 | 0
2015 | NYISO_G-I_2_NEISO | NYISO_G-I | NEISO | Internal | Shoulder | B15 | 1203 | 600 | 0 | 38.43 | 36.73 | 3 | 0
2015 | NYISO_G-I_2_NEISO | NYISO_G-I | NEISO | Internal | Summer | B1 | 10 | 600 | 0 | 67.39 | 64.4 | 3 | 0
2015 | NYISO_G-I_2_NEISO | NYISO_G-I | NEISO | Internal | Summer | B2 | 25 | 600 | 0 | 54.06 | 53.66 | 3 | 0
2015 | NYISO_G-I_2_NEISO | NYISO_G-I | NEISO | Internal | Summer | B3 | 75 | 600 | 0 | 50.14 | 47.15 | 3 | 0
2015 | NYISO_G-I_2_NEISO | NYISO_G-I | NEISO | Internal | Summer | B4 | 100 | 600 | 0 | 50.14 | 37.76 | 3 | 0
2015 | NYISO_G-I_2_NEISO | NYISO_G-I | NEISO | Internal | Summer | B5 | 200 | 600 | 0 | 50.14 | 34.08 | 3 | 0
2015 | NYISO_G-I_2_NEISO | NYISO_G-I | NEISO | Internal | Summer | B6 | 300 | 600 | 0 | 49.35 | 34.08 | 3 | 0
2015 | NYISO_G-I_2_NEISO | NYISO_G-I | NEISO | Internal | Summer | B7 | 400 | 600 | 0 | 38.67 | 34.08 | 3 | 0
2015 | NYISO_G-I_2_NEISO | NYISO_G-I | NEISO | Internal | Summer | B8 | 500 | 600 | 0 | 37.75 | 34.08 | 3 | 0
2015 | NYISO_G-I_2_NEISO | NYISO_G-I | NEISO | Internal | Summer | B9 | 800 | 600 | 0 | 37.08 | 34.08 | 3 | 0
2015 | NYISO_G-I_2_NEISO | NYISO_G-I | NEISO | Internal | Summer | B10 | 1262 | 600 | 0 | 37.08 | 34.08 | 3 | 0
2015 | NYISO_G-I_2_NEISO | NYISO_G-I | NEISO | Internal | Winter | B16 | 25 | 600 | 0 | 51.77 | 44.99 | 3 | 0
2015 | NYISO_G-I_2_NEISO | NYISO_G-I | NEISO | Internal | Winter | B17 | 100 | 600 | 0 | 51.49 | 44.99 | 3 | 0
2015 | NYISO_G-I_2_NEISO | NYISO_G-I | NEISO | Internal | Winter | B18 | 400 | 600 | 0 | 50.29 | 44.99 | 3 | 0
2015 | NYISO_G-I_2_NEISO | NYISO_G-I | NEISO | Internal | Winter | B19 | 700 | 600 | 0 | 47.99 | 44.99 | 3 | 0
2015 | NYISO_G-I_2_NEISO | NYISO_G-I | NEISO | Internal | Winter | B20 | 935 | 600 | 0 | 46.43 | 44.99 | 3 | 0
2015 | NYISO_G-I_2_NYISO_A-F | NYISO_G-I | NYISO_A-F | Internal | Shoulder | B11 | 25 | 1999 | 0.01 | 40.85 | 40.41 | 0.01 | 0
2015 | NYISO_G-I_2_NYISO_A-F | NYISO_G-I | NYISO_A-F | Internal | Shoulder | B12 | 200 | 1999 | 0 | 40.85 | 39.73 | 0.01 | 0
2015 | NYISO_G-I_2_NYISO_A-F | NYISO_G-I | NYISO_A-F | Internal | Shoulder | B13 | 600 | 1999 | 0 | 39.73 | 38.42 | 0.01 | 0
2015 | NYISO_G-I_2_NYISO_A-F | NYISO_G-I | NYISO_A-F | Internal | Shoulder | B14 | 900 | 1999 | 0 | 39.38 | 38.42 | 0.01 | 0
2015 | NYISO_G-I_2_NYISO_A-F | NYISO_G-I | NYISO_A-F | Internal | Shoulder | B15 | 1203 | 1999 | 0 | 38.43 | 38.42 | 0.01 | 0
2015 | NYISO_G-I_2_NYISO_A-F | NYISO_G-I | NYISO_A-F | Internal | Summer | B1 | 10 | 1999 | 0 | 67.39 | 53.39 | 0.01 | 0
2015 | NYISO_G-I_2_NYISO_A-F | NYISO_G-I | NYISO_A-F | Internal | Summer | B2 | 25 | 1999 | 0 | 54.06 | 51.8 | 0.01 | 0
2015 | NYISO_G-I_2_NYISO_A-F | NYISO_G-I | NYISO_A-F | Internal | Summer | B3 | 75 | 1999 | 0 | 50.14 | 48.95 | 0.01 | 0
2015 | NYISO_G-I_2_NYISO_A-F | NYISO_G-I | NYISO_A-F | Internal | Summer | B4 | 100 | 1999 | 0 | 50.14 | 45.28 | 0.01 | 0
2015 | NYISO_G-I_2_NYISO_A-F | NYISO_G-I | NYISO_A-F | Internal | Summer | B5 | 200 | 1999 | 0 | 50.14 | 43 | 0.01 | 0
2015 | NYISO_G-I_2_NYISO_A-F | NYISO_G-I | NYISO_A-F | Internal | Summer | B6 | 300 | 1999 | 0 | 49.35 | 41.33 | 0.01 | 0
2015 | NYISO_G-I_2_NYISO_A-F | NYISO_G-I | NYISO_A-F | Internal | Summer | B7 | 400 | 1999 | 0.02 | 38.67 | 38.66 | 0.01 | 0
2015 | NYISO_G-I_2_NYISO_A-F | NYISO_G-I | NYISO_A-F | Internal | Summer | B8 | 500 | 1999 | 0 | 37.75 | 37.08 | 0.01 | 0
2015 | NYISO_G-I_2_NYISO_A-F | NYISO_G-I | NYISO_A-F | Internal | Summer | B9 | 800 | 1999 | 0 | 37.08 | 37.07 | 0.01 | 0
2015 | NYISO_G-I_2_NYISO_A-F | NYISO_G-I | NYISO_A-F | Internal | Summer | B10 | 1262 | 1999 | 0 | 37.08 | 37.07 | 0.01 | 0
2015 | NYISO_G-I_2_NYISO_A-F | NYISO_G-I | NYISO_A-F | Internal | Winter | B16 | 25 | 1999 | 0 | 51.77 | 45.86 | 0.01 | 0
2015 | NYISO_G-I_2_NYISO_A-F | NYISO_G-I | NYISO_A-F | Internal | Winter | B17 | 100 | 1999 | 0 | 51.49 | 43.08 | 0.01 | 0
2015 | NYISO_G-I_2_NYISO_A-F | NYISO_G-I | NYISO_A-F | Internal | Winter | B18 | 400 | 1999 | 0 | 50.29 | 43.08 | 0.01 | 0
2015 | NYISO_G-I_2_NYISO_A-F | NYISO_G-I | NYISO_A-F | Internal | Winter | B19 | 700 | 1999 | 0 | 47.99 | 43.08 | 0.01 | 0
2015 | NYISO_G-I_2_NYISO_A-F | NYISO_G-I | NYISO_A-F | Internal | Winter | B20 | 935 | 1999 | 0 | 46.43 | 43.08 | 0.01 | 0
2015 | NYISO_G-I_2_NYISO_J-K | NYISO_G-I | NYISO_J-K | Internal | Shoulder | B11 | 25 | 6130 | 4868.81 | 40.85 | 40.86 | 0.01 | 0
2015 | NYISO_G-I_2_NYISO_J-K | NYISO_G-I | NYISO_J-K | Internal | Shoulder | B12 | 200 | 6130 | 4937.54 | 40.85 | 40.86 | 0.01 | 0
2015 | NYISO_G-I_2_NYISO_J-K | NYISO_G-I | NYISO_J-K | Internal | Shoulder | B13 | 600 | 6130 | 4685.74 | 39.73 | 39.74 | 0.01 | 0
2015 | NYISO_G-I_2_NYISO_J-K | NYISO_G-I | NYISO_J-K | Internal | Shoulder | B14 | 900 | 6130 | 4407.15 | 39.38 | 39.39 | 0.01 | 0
2015 | NYISO_G-I_2_NYISO_J-K | NYISO_G-I | NYISO_J-K | Internal | Shoulder | B15 | 1203 | 6130 | 3196.81 | 38.43 | 38.44 | 0.01 | 0
2015 | NYISO_G-I_2_NYISO_J-K | NYISO_G-I | NYISO_J-K | Internal | Summer | B1 | 10 | 6130 | 3460.45 | 67.39 | 67.4 | 0.01 | 0
2015 | NYISO_G-I_2_NYISO_J-K | NYISO_G-I | NYISO_J-K | Internal | Summer | B2 | 25 | 6130 | 3622.45 | 54.06 | 54.07 | 0.01 | 0
2015 | NYISO_G-I_2_NYISO_J-K | NYISO_G-I | NYISO_J-K | Internal | Summer | B3 | 75 | 6130 | 4028.94 | 50.14 | 50.15 | 0.01 | 0
2015 | NYISO_G-I_2_NYISO_J-K | NYISO_G-I | NYISO_J-K | Internal | Summer | B4 | 100 | 6130 | 4899.21 | 50.14 | 50.15 | 0.01 | 0
2015 | NYISO_G-I_2_NYISO_J-K | NYISO_G-I | NYISO_J-K | Internal | Summer | B5 | 200 | 6130 | 5035.64 | 50.14 | 50.15 | 0.01 | 0
2015 | NYISO_G-I_2_NYISO_J-K | NYISO_G-I | NYISO_J-K | Internal | Summer | B6 | 300 | 6130 | 5645.13 | 49.35 | 49.37 | 0.01 | 0
2015 | NYISO_G-I_2_NYISO_J-K | NYISO_G-I | NYISO_J-K | Internal | Summer | B7 | 400 | 6130 | 5008.79 | 38.67 | 38.68 | 0.01 | 0
2015 | NYISO_G-I_2_NYISO_J-K | NYISO_G-I | NYISO_J-K | Internal | Summer | B8 | 500 | 6130 | 5566.16 | 37.75 | 37.77 | 0.01 | 0
2015 | NYISO_G-I_2_NYISO_J-K | NYISO_G-I | NYISO_J-K | Internal | Summer | B9 | 800 | 6130 | 4827.1 | 37.08 | 37.09 | 0.01 | 0
2015 | NYISO_G-I_2_NYISO_J-K | NYISO_G-I | NYISO_J-K | Internal | Summer | B10 | 1262 | 6130 | 3080.1 | 37.08 | 37.09 | 0.01 | 0
2015 | NYISO_G-I_2_NYISO_J-K | NYISO_G-I | NYISO_J-K | Internal | Winter | B16 | 25 | 6130 | 5386.72 | 51.77 | 51.78 | 0.01 | 0
2015 | NYISO_G-I_2_NYISO_J-K | NYISO_G-I | NYISO_J-K | Internal | Winter | B17 | 100 | 6130 | 5540 | 51.49 | 51.5 | 0.01 | 0
2015 | NYISO_G-I_2_NYISO_J-K | NYISO_G-I | NYISO_J-K | Internal | Winter | B18 | 400 | 6130 | 5575.16 | 50.29 | 50.3 | 0.01 | 0
2015 | NYISO_G-I_2_NYISO_J-K | NYISO_G-I | NYISO_J-K | Internal | Winter | B19 | 700 | 6130 | 6130 | 47.99 | 48.68 | 0.01 | 0.68
2015 | NYISO_G-I_2_NYISO_J-K | NYISO_G-I | NYISO_J-K | Internal | Winter | B20 | 935 | 6130 | 5261.3 | 46.43 | 46.44 | 0.01 | 0
2015 | NYISO_G-I_2_PJM_E | NYISO_G-I | PJM_E | Internal | Shoulder | B11 | 25 | 1500 | 0.01 | 40.85 | 48.4 | 8 | 0
2015 | NYISO_G-I_2_PJM_E | NYISO_G-I | PJM_E | Internal | Shoulder | B12 | 200 | 1500 | 0 | 40.85 | 42.16 | 8 | 0
2015 | NYISO_G-I_2_PJM_E | NYISO_G-I | PJM_E | Internal | Shoulder | B13 | 600 | 1500 | 0 | 39.73 | 39.58 | 8 | 0
2015 | NYISO_G-I_2_PJM_E | NYISO_G-I | PJM_E | Internal | Shoulder | B14 | 900 | 1500 | 0 | 39.38 | 37.78 | 8 | 0
2015 | NYISO_G-I_2_PJM_E | NYISO_G-I | PJM_E | Internal | Shoulder | B15 | 1203 | 1500 | 0 | 38.43 | 37.12 | 8 | 0
2015 | NYISO_G-I_2_PJM_E | NYISO_G-I | PJM_E | Internal | Summer | B1 | 10 | 1500 | 0 | 67.39 | 61.4 | 8 | 0
2015 | NYISO_G-I_2_PJM_E | NYISO_G-I | PJM_E | Internal | Summer | B2 | 25 | 1500 | 0 | 54.06 | 58.94 | 8 | 0
2015 | NYISO_G-I_2_PJM_E | NYISO_G-I | PJM_E | Internal | Summer | B3 | 75 | 1500 | 0 | 50.14 | 56.96 | 8 | 0
2015 | NYISO_G-I_2_PJM_E | NYISO_G-I | PJM_E | Internal | Summer | B4 | 100 | 1500 | 0 | 50.14 | 55.18 | 8 | 0
2015 | NYISO_G-I_2_PJM_E | NYISO_G-I | PJM_E | Internal | Summer | B5 | 200 | 1500 | 0 | 50.14 | 48.73 | 8 | 0
2015 | NYISO_G-I_2_PJM_E | NYISO_G-I | PJM_E | Internal | Summer | B6 | 300 | 1500 | 0 | 49.35 | 43.35 | 8 | 0
2015 | NYISO_G-I_2_PJM_E | NYISO_G-I | PJM_E | Internal | Summer | B7 | 400 | 1500 | 0 | 38.67 | 37.95 | 8 | 0
2015 | NYISO_G-I_2_PJM_E | NYISO_G-I | PJM_E | Internal | Summer | B8 | 500 | 1500 | 0 | 37.75 | 37.44 | 8 | 0
2015 | NYISO_G-I_2_PJM_E | NYISO_G-I | PJM_E | Internal | Summer | B9 | 800 | 1500 | 0 | 37.08 | 35.22 | 8 | 0
2015 | NYISO_G-I_2_PJM_E | NYISO_G-I | PJM_E | Internal | Summer | B10 | 1262 | 1500 | 0 | 37.08 | 34.77 | 8 | 0
2015 | NYISO_G-I_2_PJM_E | NYISO_G-I | PJM_E | Internal | Winter | B16 | 25 | 1500 | 0 | 51.77 | 49.09 | 8 | 0
2015 | NYISO_G-I_2_PJM_E | NYISO_G-I | PJM_E | Internal | Winter | B17 | 100 | 1500 | 0 | 51.49 | 45.49 | 8 | 0
2015 | NYISO_G-I_2_PJM_E | NYISO_G-I | PJM_E | Internal | Winter | B18 | 400 | 1500 | 0 | 50.29 | 44.3 | 8 | 0
2015 | NYISO_G-I_2_PJM_E | NYISO_G-I | PJM_E | Internal | Winter | B19 | 700 | 1500 | 0 | 47.99 | 41.96 | 8 | 0
2015 | NYISO_G-I_2_PJM_E | NYISO_G-I | PJM_E | Internal | Winter | B20 | 935 | 1500 | 0 | 46.43 | 37.21 | 8 | 0
2015 | NYISO_J-K_2_NEISO | NYISO_J-K | NEISO | Internal | Shoulder | B11 | 25 | 0.01 | 0 | 40.86 | 36.73 | 3 | 0.47
2015 | NYISO_J-K_2_NEISO | NYISO_J-K | NEISO | Internal | Shoulder | B12 | 200 | 0.01 | 0 | 40.86 | 36.73 | 3 | 0.07
2015 | NYISO_J-K_2_NEISO | NYISO_J-K | NEISO | Internal | Shoulder | B13 | 600 | 0.01 | 0 | 39.74 | 36.73 | 3 | 0.02
2015 | NYISO_J-K_2_NEISO | NYISO_J-K | NEISO | Internal | Shoulder | B14 | 900 | 0.01 | 0 | 39.39 | 36.73 | 3 | 0.02
2015 | NYISO_J-K_2_NEISO | NYISO_J-K | NEISO | Internal | Shoulder | B15 | 1203 | 0.01 | 0 | 38.44 | 36.73 | 3 | 0.01
2015 | NYISO_J-K_2_NEISO | NYISO_J-K | NEISO | Internal | Summer | B1 | 10 | 0.01 | 0 | 67.4 | 64.4 | 3 | 1.19
2015 | NYISO_J-K_2_NEISO | NYISO_J-K | NEISO | Internal | Summer | B2 | 25 | 0.01 | 0 | 54.07 | 53.66 | 3 | 0.45
2015 | NYISO_J-K_2_NEISO | NYISO_J-K | NEISO | Internal | Summer | B3 | 75 | 0.01 | 0 | 50.15 | 47.15 | 3 | 0.19
2015 | NYISO_J-K_2_NEISO | NYISO_J-K | NEISO | Internal | Summer | B4 | 100 | 0.01 | 0 | 50.15 | 37.76 | 3 | 0.13
2015 | NYISO_J-K_2_NEISO | NYISO_J-K | NEISO | Internal | Summer | B5 | 200 | 0.01 | 0 | 50.15 | 34.08 | 3 | 0.07
2015 | NYISO_J-K_2_NEISO | NYISO_J-K | NEISO | Internal | Summer | B6 | 300 | 0.01 | 0 | 49.37 | 34.08 | 3 | 0.05
2015 | NYISO_J-K_2_NEISO | NYISO_J-K | NEISO | Internal | Summer | B7 | 400 | 0.01 | 0 | 38.68 | 34.08 | 3 | 0.04
2015 | NYISO_J-K_2_NEISO | NYISO_J-K | NEISO | Internal | Summer | B8 | 500 | 0.01 | 0 | 37.77 | 34.08 | 3 | 0.03
2015 | NYISO_J-K_2_NEISO | NYISO_J-K | NEISO | Internal | Summer | B9 | 800 | 0.01 | 0 | 37.09 | 34.08 | 3 | 0.02
2015 | NYISO_J-K_2_NEISO | NYISO_J-K | NEISO | Internal | Summer | B10 | 1262 | 0.01 | 0 | 37.09 | 34.08 | 3 | 0.01
2015 | NYISO_J-K_2_NEISO | NYISO_J-K | NEISO | Internal | Winter | B16 | 25 | 0.01 | 0 | 51.78 | 44.99 | 3 | 0.48
2015 | NYISO_J-K_2_NEISO | NYISO_J-K | NEISO | Internal | Winter | B17 | 100 | 0.01 | 0 | 51.5 | 44.99 | 3 | 0.14
2015 | NYISO_J-K_2_NEISO | NYISO_J-K | NEISO | Internal | Winter | B18 | 400 | 0.01 | 0 | 50.3 | 44.99 | 3 | 0.04
2015 | NYISO_J-K_2_NEISO | NYISO_J-K | NEISO | Internal | Winter | B19 | 700 | 0.01 | 0 | 48.68 | 44.99 | 3 | 0.02
2015 | NYISO_J-K_2_NEISO | NYISO_J-K | NEISO | Internal | Winter | B20 | 935 | 0.01 | 0 | 46.44 | 44.99 | 3 | 0.02
2015 | NYISO_J-K_2_NYISO_G-I | NYISO_J-K | NYISO_G-I | Internal | Shoulder | B11 | 25 | 1999 | 0.23 | 40.86 | 40.85 | 0.01 | 0
2015 | NYISO_J-K_2_NYISO_G-I | NYISO_J-K | NYISO_G-I | Internal | Shoulder | B12 | 200 | 1999 | 0.03 | 40.86 | 40.85 | 0.01 | 0
2015 | NYISO_J-K_2_NYISO_G-I | NYISO_J-K | NYISO_G-I | Internal | Shoulder | B13 | 600 | 1999 | 0.01 | 39.74 | 39.73 | 0.01 | 0
2015 | NYISO_J-K_2_NYISO_G-I | NYISO_J-K | NYISO_G-I | Internal | Shoulder | B14 | 900 | 1999 | 0 | 39.39 | 39.38 | 0.01 | 0
2015 | NYISO_J-K_2_NYISO_G-I | NYISO_J-K | NYISO_G-I | Internal | Shoulder | B15 | 1203 | 1999 | 0 | 38.44 | 38.43 | 0.01 | 0
2015 | NYISO_J-K_2_NYISO_G-I | NYISO_J-K | NYISO_G-I | Internal | Summer | B1 | 10 | 1999 | 0.58 | 67.4 | 67.39 | 0.01 | 0
2015 | NYISO_J-K_2_NYISO_G-I | NYISO_J-K | NYISO_G-I | Internal | Summer | B2 | 25 | 1999 | 0.24 | 54.07 | 54.06 | 0.01 | 0
2015 | NYISO_J-K_2_NYISO_G-I | NYISO_J-K | NYISO_G-I | Internal | Summer | B3 | 75 | 1999 | 0.08 | 50.15 | 50.14 | 0.01 | 0
2015 | NYISO_J-K_2_NYISO_G-I | NYISO_J-K | NYISO_G-I | Internal | Summer | B4 | 100 | 1999 | 0.06 | 50.15 | 50.14 | 0.01 | 0
2015 | NYISO_J-K_2_NYISO_G-I | NYISO_J-K | NYISO_G-I | Internal | Summer | B5 | 200 | 1999 | 0.03 | 50.15 | 50.14 | 0.01 | 0
2015 | NYISO_J-K_2_NYISO_G-I | NYISO_J-K | NYISO_G-I | Internal | Summer | B6 | 300 | 1999 | 0.02 | 49.37 | 49.35 | 0.01 | 0
2015 | NYISO_J-K_2_NYISO_G-I | NYISO_J-K | NYISO_G-I | Internal | Summer | B7 | 400 | 1999 | 0.02 | 38.68 | 38.67 | 0.01 | 0
2015 | NYISO_J-K_2_NYISO_G-I | NYISO_J-K | NYISO_G-I | Internal | Summer | B8 | 500 | 1999 | 0.01 | 37.77 | 37.75 | 0.01 | 0
2015 | NYISO_J-K_2_NYISO_G-I | NYISO_J-K | NYISO_G-I | Internal | Summer | B9 | 800 | 1999 | 0 | 37.09 | 37.08 | 0.01 | 0
2015 | NYISO_J-K_2_NYISO_G-I | NYISO_J-K | NYISO_G-I | Internal | Summer | B10 | 1262 | 1999 | 0 | 37.09 | 37.08 | 0.01 | 0
2015 | NYISO_J-K_2_NYISO_G-I | NYISO_J-K | NYISO_G-I | Internal | Winter | B16 | 25 | 1999 | 0.23 | 51.78 | 51.77 | 0.01 | 0
2015 | NYISO_J-K_2_NYISO_G-I | NYISO_J-K | NYISO_G-I | Internal | Winter | B17 | 100 | 1999 | 0.06 | 51.5 | 51.49 | 0.01 | 0
2015 | NYISO_J-K_2_NYISO_G-I | NYISO_J-K | NYISO_G-I | Internal | Winter | B18 | 400 | 1999 | 0.02 | 50.3 | 50.29 | 0.01 | 0
2015 | NYISO_J-K_2_NYISO_G-I | NYISO_J-K | NYISO_G-I | Internal | Winter | B19 | 700 | 1999 | 0 | 48.68 | 47.99 | 0.01 | 0
2015 | NYISO_J-K_2_NYISO_G-I | NYISO_J-K | NYISO_G-I | Internal | Winter | B20 | 935 | 1999 | 0 | 46.44 | 46.43 | 0.01 | 0
2015 | NYISO_J-K_2_PJM_E | NYISO_J-K | PJM_E | Internal | Shoulder | B11 | 25 | 0.01 | 0 | 40.86 | 48.4 | 8 | 0.73
2015 | NYISO_J-K_2_PJM_E | NYISO_J-K | PJM_E | Internal | Shoulder | B12 | 200 | 0.01 | 0 | 40.86 | 42.16 | 8 | 0.07
2015 | NYISO_J-K_2_PJM_E | NYISO_J-K | PJM_E | Internal | Shoulder | B13 | 600 | 0.01 | 0 | 39.74 | 39.58 | 8 | 0.02
2015 | NYISO_J-K_2_PJM_E | NYISO_J-K | PJM_E | Internal | Shoulder | B14 | 900 | 0.01 | 0 | 39.39 | 37.78 | 8 | 0.02
2015 | NYISO_J-K_2_PJM_E | NYISO_J-K | PJM_E | Internal | Shoulder | B15 | 1203 | 0.01 | 0 | 38.44 | 37.12 | 8 | 0.01
2015 | NYISO_J-K_2_PJM_E | NYISO_J-K | PJM_E | Internal | Summer | B1 | 10 | 0.01 | 0 | 67.4 | 61.4 | 8 | 1.1
2015 | NYISO_J-K_2_PJM_E | NYISO_J-K | PJM_E | Internal | Summer | B2 | 25 | 0.01 | 0 | 54.07 | 58.94 | 8 | 0.45
2015 | NYISO_J-K_2_PJM_E | NYISO_J-K | PJM_E | Internal | Summer | B3 | 75 | 0.01 | 0 | 50.15 | 56.96 | 8 | 0.18
2015 | NYISO_J-K_2_PJM_E | NYISO_J-K | PJM_E | Internal | Summer | B4 | 100 | 0.01 | 0 | 50.15 | 55.18 | 8 | 0.15
2015 | NYISO_J-K_2_PJM_E | NYISO_J-K | PJM_E | Internal | Summer | B5 | 200 | 0.01 | 0 | 50.15 | 48.73 | 8 | 0.07
2015 | NYISO_J-K_2_PJM_E | NYISO_J-K | PJM_E | Internal | Summer | B6 | 300 | 0.01 | 0 | 49.37 | 43.35 | 8 | 0.05
2015 | NYISO_J-K_2_PJM_E | NYISO_J-K | PJM_E | Internal | Summer | B7 | 400 | 0.01 | 0 | 38.68 | 37.95 | 8 | 0.04
2015 | NYISO_J-K_2_PJM_E | NYISO_J-K | PJM_E | Internal | Summer | B8 | 500 | 0.01 | 0 | 37.77 | 37.44 | 8 | 0.03
2015 | NYISO_J-K_2_PJM_E | NYISO_J-K | PJM_E | Internal | Summer | B9 | 800 | 0.01 | 0 | 37.09 | 35.22 | 8 | 0.02
2015 | NYISO_J-K_2_PJM_E | NYISO_J-K | PJM_E | Internal | Summer | B10 | 1262 | 0.01 | 0 | 37.09 | 34.77 | 8 | 0.01
2015 | NYISO_J-K_2_PJM_E | NYISO_J-K | PJM_E | Internal | Winter | B16 | 25 | 0.01 | 0 | 51.78 | 49.09 | 8 | 0.48
2015 | NYISO_J-K_2_PJM_E | NYISO_J-K | PJM_E | Internal | Winter | B17 | 100 | 0.01 | 0 | 51.5 | 45.49 | 8 | 0.13
2015 | NYISO_J-K_2_PJM_E | NYISO_J-K | PJM_E | Internal | Winter | B18 | 400 | 0.01 | 0 | 50.3 | 44.3 | 8 | 0.03
2015 | NYISO_J-K_2_PJM_E | NYISO_J-K | PJM_E | Internal | Winter | B19 | 700 | 0.01 | 0 | 48.68 | 41.96 | 8 | 0.02
2015 | NYISO_J-K_2_PJM_E | NYISO_J-K | PJM_E | Internal | Winter | B20 | 935 | 0.01 | 0 | 46.44 | 37.21 | 8 | 0.01
2015 | PJM_E_2_NYISO_G-I | PJM_E | NYISO_G-I | Internal | Shoulder | B11 | 25 | 500 | 0 | 48.4 | 40.85 | 6 | 0
2015 | PJM_E_2_NYISO_G-I | PJM_E | NYISO_G-I | Internal | Shoulder | B12 | 200 | 500 | 0 | 42.16 | 40.85 | 6 | 0
2015 | PJM_E_2_NYISO_G-I | PJM_E | NYISO_G-I | Internal | Shoulder | B13 | 600 | 500 | 0 | 39.58 | 39.73 | 6 | 0
2015 | PJM_E_2_NYISO_G-I | PJM_E | NYISO_G-I | Internal | Shoulder | B14 | 900 | 500 | 0 | 37.78 | 39.38 | 6 | 0
2015 | PJM_E_2_NYISO_G-I | PJM_E | NYISO_G-I | Internal | Shoulder | B15 | 1203 | 500 | 0 | 37.12 | 38.43 | 6 | 0
2015 | PJM_E_2_NYISO_G-I | PJM_E | NYISO_G-I | Internal | Summer | B1 | 10 | 500 | 0.98 | 61.4 | 67.39 | 6 | 0
2015 | PJM_E_2_NYISO_G-I | PJM_E | NYISO_G-I | Internal | Summer | B2 | 25 | 500 | 0 | 58.94 | 54.06 | 6 | 0
2015 | PJM_E_2_NYISO_G-I | PJM_E | NYISO_G-I | Internal | Summer | B3 | 75 | 500 | 0 | 56.96 | 50.14 | 6 | 0
2015 | PJM_E_2_NYISO_G-I | PJM_E | NYISO_G-I | Internal | Summer | B4 | 100 | 500 | 0 | 55.18 | 50.14 | 6 | 0
2015 | PJM_E_2_NYISO_G-I | PJM_E | NYISO_G-I | Internal | Summer | B5 | 200 | 500 | 0 | 48.73 | 50.14 | 6 | 0
2015 | PJM_E_2_NYISO_G-I | PJM_E | NYISO_G-I | Internal | Summer | B6 | 300 | 500 | 413.43 | 43.35 | 49.35 | 6 | 0
2015 | PJM_E_2_NYISO_G-I | PJM_E | NYISO_G-I | Internal | Summer | B7 | 400 | 500 | 0 | 37.95 | 38.67 | 6 | 0
2015 | PJM_E_2_NYISO_G-I | PJM_E | NYISO_G-I | Internal | Summer | B8 | 500 | 500 | 0 | 37.44 | 37.75 | 6 | 0
2015 | PJM_E_2_NYISO_G-I | PJM_E | NYISO_G-I | Internal | Summer | B9 | 800 | 500 | 0 | 35.22 | 37.08 | 6 | 0
2015 | PJM_E_2_NYISO_G-I | PJM_E | NYISO_G-I | Internal | Summer | B10 | 1262 | 500 | 0 | 34.77 | 37.08 | 6 | 0
2015 | PJM_E_2_NYISO_G-I | PJM_E | NYISO_G-I | Internal | Winter | B16 | 25 | 500 | 0 | 49.09 | 51.77 | 6 | 0
2015 | PJM_E_2_NYISO_G-I | PJM_E | NYISO_G-I | Internal | Winter | B17 | 100 | 500 | 20.29 | 45.49 | 51.49 | 6 | 0
2015 | PJM_E_2_NYISO_G-I | PJM_E | NYISO_G-I | Internal | Winter | B18 | 400 | 500 | 0.03 | 44.3 | 50.29 | 6 | 0
2015 | PJM_E_2_NYISO_G-I | PJM_E | NYISO_G-I | Internal | Winter | B19 | 700 | 500 | 499.99 | 41.96 | 47.99 | 6 | 0.04
2015 | PJM_E_2_NYISO_G-I | PJM_E | NYISO_G-I | Internal | Winter | B20 | 935 | 500 | 500 | 37.21 | 46.43 | 6 | 3.22
2015 | PJM_E_2_NYISO_J-K | PJM_E | NYISO_J-K | Internal | Shoulder | B11 | 25 | 330 | 0 | 48.4 | 40.86 | 6 | 0
2015 | PJM_E_2_NYISO_J-K | PJM_E | NYISO_J-K | Internal | Shoulder | B12 | 200 | 330 | 0 | 42.16 | 40.86 | 6 | 0
2015 | PJM_E_2_NYISO_J-K | PJM_E | NYISO_J-K | Internal | Shoulder | B13 | 600 | 330 | 0 | 39.58 | 39.74 | 6 | 0
2015 | PJM_E_2_NYISO_J-K | PJM_E | NYISO_J-K | Internal | Shoulder | B14 | 900 | 330 | 0 | 37.78 | 39.39 | 6 | 0
2015 | PJM_E_2_NYISO_J-K | PJM_E | NYISO_J-K | Internal | Shoulder | B15 | 1203 | 330 | 0 | 37.12 | 38.44 | 6 | 0
2015 | PJM_E_2_NYISO_J-K | PJM_E | NYISO_J-K | Internal | Summer | B1 | 10 | 330 | 100.23 | 61.4 | 67.4 | 6 | 0
2015 | PJM_E_2_NYISO_J-K | PJM_E | NYISO_J-K | Internal | Summer | B2 | 25 | 330 | 0 | 58.94 | 54.07 | 6 | 0
2015 | PJM_E_2_NYISO_J-K | PJM_E | NYISO_J-K | Internal | Summer | B3 | 75 | 330 | 0 | 56.96 | 50.15 | 6 | 0
2015 | PJM_E_2_NYISO_J-K | PJM_E | NYISO_J-K | Internal | Summer | B4 | 100 | 330 | 0 | 55.18 | 50.15 | 6 | 0
2015 | PJM_E_2_NYISO_J-K | PJM_E | NYISO_J-K | Internal | Summer | B5 | 200 | 330 | 0 | 48.73 | 50.15 | 6 | 0
2015 | PJM_E_2_NYISO_J-K | PJM_E | NYISO_J-K | Internal | Summer | B6 | 300 | 330 | 329.96 | 43.35 | 49.37 | 6 | 0.01
2015 | PJM_E_2_NYISO_J-K | PJM_E | NYISO_J-K | Internal | Summer | B7 | 400 | 330 | 0 | 37.95 | 38.68 | 6 | 0
2015 | PJM_E_2_NYISO_J-K | PJM_E | NYISO_J-K | Internal | Summer | B8 | 500 | 330 | 0 | 37.44 | 37.77 | 6 | 0
2015 | PJM_E_2_NYISO_J-K | PJM_E | NYISO_J-K | Internal | Summer | B9 | 800 | 330 | 0 | 35.22 | 37.09 | 6 | 0
2015 | PJM_E_2_NYISO_J-K | PJM_E | NYISO_J-K | Internal | Summer | B10 | 1262 | 330 | 0 | 34.77 | 37.09 | 6 | 0
2015 | PJM_E_2_NYISO_J-K | PJM_E | NYISO_J-K | Internal | Winter | B16 | 25 | 330 | 0 | 49.09 | 51.78 | 6 | 0
2015 | PJM_E_2_NYISO_J-K | PJM_E | NYISO_J-K | Internal | Winter | B17 | 100 | 330 | 329.87 | 45.49 | 51.5 | 6 | 0.01
2015 | PJM_E_2_NYISO_J-K | PJM_E | NYISO_J-K | Internal | Winter | B18 | 400 | 330 | 203.56 | 44.3 | 50.3 | 6 | 0
2015 | PJM_E_2_NYISO_J-K | PJM_E | NYISO_J-K | Internal | Winter | B19 | 700 | 330 | 330 | 41.96 | 48.68 | 6 | 0.73
2015 | PJM_E_2_NYISO_J-K | PJM_E | NYISO_J-K | Internal | Winter | B20 | 935 | 330 | 330 | 37.21 | 46.44 | 6 | 3.24
2015 | PJM_E_2_PJM_ROM | PJM_E | PJM_ROM | Internal | Shoulder | B11 | 25 | 8000 | 1213.94 | 48.4 | 48.41 | 0.01 | 0
2015 | PJM_E_2_PJM_ROM | PJM_E | PJM_ROM | Internal | Shoulder | B12 | 200 | 8000 | 0.03 | 42.16 | 42.14 | 0.01 | 0
2015 | PJM_E_2_PJM_ROM | PJM_E | PJM_ROM | Internal | Shoulder | B13 | 600 | 8000 | 0.01 | 39.58 | 39.57 | 0.01 | 0
2015 | PJM_E_2_PJM_ROM | PJM_E | PJM_ROM | Internal | Shoulder | B14 | 900 | 8000 | 0 | 37.78 | 37.77 | 0.01 | 0
2015 | PJM_E_2_PJM_ROM | PJM_E | PJM_ROM | Internal | Shoulder | B15 | 1203 | 8000 | 0 | 37.12 | 37.1 | 0.01 | 0
2015 | PJM_E_2_PJM_ROM | PJM_E | PJM_ROM | Internal | Summer | B1 | 10 | 8000 | 0.59 | 61.4 | 61.39 | 0.01 | 0
2015 | PJM_E_2_PJM_ROM | PJM_E | PJM_ROM | Internal | Summer | B2 | 25 | 8000 | 0.24 | 58.94 | 58.93 | 0.01 | 0
2015 | PJM_E_2_PJM_ROM | PJM_E | PJM_ROM | Internal | Summer | B3 | 75 | 8000 | 0.08 | 56.96 | 56.95 | 0.01 | 0
2015 | PJM_E_2_PJM_ROM | PJM_E | PJM_ROM | Internal | Summer | B4 | 100 | 8000 | 0.06 | 55.18 | 55.17 | 0.01 | 0
2015 | PJM_E_2_PJM_ROM | PJM_E | PJM_ROM | Internal | Summer | B5 | 200 | 8000 | 0.03 | 48.73 | 48.71 | 0.01 | 0
2015 | PJM_E_2_PJM_ROM | PJM_E | PJM_ROM | Internal | Summer | B6 | 300 | 8000 | 0.02 | 43.35 | 43.34 | 0.01 | 0
2015 | PJM_E_2_PJM_ROM | PJM_E | PJM_ROM | Internal | Summer | B7 | 400 | 8000 | 0.02 | 37.95 | 37.94 | 0.01 | 0
2015 | PJM_E_2_PJM_ROM | PJM_E | PJM_ROM | Internal | Summer | B8 | 500 | 8000 | 0.01 | 37.44 | 37.43 | 0.01 | 0
2015 | PJM_E_2_PJM_ROM | PJM_E | PJM_ROM | Internal | Summer | B9 | 800 | 8000 | 0 | 35.22 | 35.21 | 0.01 | 0
2015 | PJM_E_2_PJM_ROM | PJM_E | PJM_ROM | Internal | Summer | B10 | 1262 | 8000 | 0 | 34.77 | 34.75 | 0.01 | 0
2015 | PJM_E_2_PJM_ROM | PJM_E | PJM_ROM | Internal | Winter | B16 | 25 | 8000 | 0.25 | 49.09 | 49.08 | 0.01 | 0
2015 | PJM_E_2_PJM_ROM | PJM_E | PJM_ROM | Internal | Winter | B17 | 100 | 8000 | 0.06 | 45.49 | 45.48 | 0.01 | 0
2015 | PJM_E_2_PJM_ROM | PJM_E | PJM_ROM | Internal | Winter | B18 | 400 | 8000 | 0.02 | 44.3 | 44.29 | 0.01 | 0
2015 | PJM_E_2_PJM_ROM | PJM_E | PJM_ROM | Internal | Winter | B19 | 700 | 8000 | 0 | 41.96 | 41.95 | 0.01 | 0
2015 | PJM_E_2_PJM_ROM | PJM_E | PJM_ROM | Internal | Winter | B20 | 935 | 8000 | 0 | 37.21 | 37.2 | 0.01 | 0
2015 | PJM_ROR_2_MISO_IN | PJM_ROR | MISO_IN | Internal | Shoulder | B11 | 25 | 909 | 0 | 48.4 | 46.41 | 2 | 0
2015 | PJM_ROR_2_MISO_IN | PJM_ROR | MISO_IN | Internal | Shoulder | B12 | 200 | 909 | 0 | 42.13 | 40.13 | 2 | 0
2015 | PJM_ROR_2_MISO_IN | PJM_ROR | MISO_IN | Internal | Shoulder | B13 | 600 | 909 | 0 | 39.55 | 37.54 | 2 | 0
2015 | PJM_ROR_2_MISO_IN | PJM_ROR | MISO_IN | Internal | Shoulder | B14 | 900 | 909 | 0 | 37.75 | 35.74 | 2 | 0
2015 | PJM_ROR_2_MISO_IN | PJM_ROR | MISO_IN | Internal | Shoulder | B15 | 1203 | 909 | 0 | 34.52 | 33.01 | 2 | 0
2015 | PJM_ROR_2_MISO_IN | PJM_ROR | MISO_IN | Internal | Summer | B1 | 10 | 909 | 0 | 61.38 | 59.38 | 2 | 0
2015 | PJM_ROR_2_MISO_IN | PJM_ROR | MISO_IN | Internal | Summer | B2 | 25 | 909 | 0 | 58.92 | 56.93 | 2 | 0
2015 | PJM_ROR_2_MISO_IN | PJM_ROR | MISO_IN | Internal | Summer | B3 | 75 | 909 | 0 | 56.94 | 55.36 | 2 | 0
2015 | PJM_ROR_2_MISO_IN | PJM_ROR | MISO_IN | Internal | Summer | B4 | 100 | 909 | 0 | 55.18 | 53.18 | 2 | 0
2015 | PJM_ROR_2_MISO_IN | PJM_ROR | MISO_IN | Internal | Summer | B5 | 200 | 909 | 0 | 48.7 | 46.69 | 2 | 0
2015 | PJM_ROR_2_MISO_IN | PJM_ROR | MISO_IN | Internal | Summer | B6 | 300 | 909 | 0 | 43.33 | 41.33 | 2 | 0
2015 | PJM_ROR_2_MISO_IN | PJM_ROR | MISO_IN | Internal | Summer | B7 | 400 | 909 | 0 | 37.93 | 35.91 | 2 | 0
2015 | PJM_ROR_2_MISO_IN | PJM_ROR | MISO_IN | Internal | Summer | B8 | 500 | 909 | 0 | 35.9 | 33.9 | 2 | 0
2015 | PJM_ROR_2_MISO_IN | PJM_ROR | MISO_IN | Internal | Summer | B9 | 800 | 909 | 0 | 34.73 | 32.9 | 2 | 0
2015 | PJM_ROR_2_MISO_IN | PJM_ROR | MISO_IN | Internal | Summer | B10 | 1262 | 909 | 0 | 32.5 | 32.18 | 2 | 0
2015 | PJM_ROR_2_MISO_IN | PJM_ROR | MISO_IN | Internal | Winter | B16 | 25 | 909 | 0 | 49.07 | 47.08 | 2 | 0
2015 | PJM_ROR_2_MISO_IN | PJM_ROR | MISO_IN | Internal | Winter | B17 | 100 | 909 | 0 | 44.67 | 42.67 | 2 | 0
2015 | PJM_ROR_2_MISO_IN | PJM_ROR | MISO_IN | Internal | Winter | B18 | 400 | 909 | 0 | 39.97 | 37.97 | 2 | 0
2015 | PJM_ROR_2_MISO_IN | PJM_ROR | MISO_IN | Internal | Winter | B19 | 700 | 909 | 0 | 37.97 | 35.97 | 2 | 0
2015 | PJM_ROR_2_MISO_IN | PJM_ROR | MISO_IN | Internal | Winter | B20 | 935 | 909 | 0 | 34.29 | 32.74 | 2 | 0
2015 | PJM_ROR_2_MISO_MI | PJM_ROR | MISO_MI | Internal | Shoulder | B11 | 25 | 1305 | 0 | 48.4 | 46.4 | 2 | 0
2015 | PJM_ROR_2_MISO_MI | PJM_ROR | MISO_MI | Internal | Shoulder | B12 | 200 | 1305 | 0 | 42.13 | 40.13 | 2 | 0
2015 | PJM_ROR_2_MISO_MI | PJM_ROR | MISO_MI | Internal | Shoulder | B13 | 600 | 1305 | 0 | 39.55 | 37.55 | 2 | 0
2015 | PJM_ROR_2_MISO_MI | PJM_ROR | MISO_MI | Internal | Shoulder | B14 | 900 | 1305 | 0 | 37.75 | 35.75 | 2 | 0
2015 | PJM_ROR_2_MISO_MI | PJM_ROR | MISO_MI | Internal | Shoulder | B15 | 1203 | 1305 | 0 | 34.52 | 33.02 | 2 | 0
2015 | PJM_ROR_2_MISO_MI | PJM_ROR | MISO_MI | Internal | Summer | B1 | 10 | 1305 | 0 | 61.38 | 57.41 | 2 | 0
2015 | PJM_ROR_2_MISO_MI | PJM_ROR | MISO_MI | Internal | Summer | B2 | 25 | 1305 | 0 | 58.92 | 56.92 | 2 | 0
2015 | PJM_ROR_2_MISO_MI | PJM_ROR | MISO_MI | Internal | Summer | B3 | 75 | 1305 | 0 | 56.94 | 51.97 | 2 | 0
2015 | PJM_ROR_2_MISO_MI | PJM_ROR | MISO_MI | Internal | Summer | B4 | 100 | 1305 | 0 | 55.18 | 51.97 | 2 | 0
2015 | PJM_ROR_2_MISO_MI | PJM_ROR | MISO_MI | Internal | Summer | B5 | 200 | 1305 | 0 | 48.7 | 45.3 | 2 | 0
2015 | PJM_ROR_2_MISO_MI | PJM_ROR | MISO_MI | Internal | Summer | B6 | 300 | 1305 | 0 | 43.33 | 41.33 | 2 | 0
2015 | PJM_ROR_2_MISO_MI | PJM_ROR | MISO_MI | Internal | Summer | B7 | 400 | 1305 | 0 | 37.93 | 35.93 | 2 | 0
2015 | PJM_ROR_2_MISO_MI | PJM_ROR | MISO_MI | Internal | Summer | B8 | 500 | 1305 | 0 | 35.9 | 33.91 | 2 | 0
2015 | PJM_ROR_2_MISO_MI | PJM_ROR | MISO_MI | Internal | Summer | B9 | 800 | 1305 | 0 | 34.73 | 32.92 | 2 | 0
2015 | PJM_ROR_2_MISO_MI | PJM_ROR | MISO_MI | Internal | Summer | B10 | 1262 | 1305 | 0 | 32.5 | 32.19 | 2 | 0
2015 | PJM_ROR_2_MISO_MI | PJM_ROR | MISO_MI | Internal | Winter | B16 | 25 | 1305 | 0 | 49.07 | 47.05 | 2 | 0
2015 | PJM_ROR_2_MISO_MI | PJM_ROR | MISO_MI | Internal | Winter | B17 | 100 | 1305 | 0 | 44.67 | 42.67 | 2 | 0
2015 | PJM_ROR_2_MISO_MI | PJM_ROR | MISO_MI | Internal | Winter | B18 | 400 | 1305 | 0 | 39.97 | 37.98 | 2 | 0
2015 | PJM_ROR_2_MISO_MI | PJM_ROR | MISO_MI | Internal | Winter | B19 | 700 | 1305 | 0 | 37.97 | 35.98 | 2 | 0
2015 | PJM_ROR_2_MISO_MI | PJM_ROR | MISO_MI | Internal | Winter | B20 | 935 | 1305 | 0 | 34.29 | 32.75 | 2 | 0
2015 | PJM_ROR_2_MISO_MO-IL | PJM_ROR | MISO_MO-IL | Internal | Shoulder | B11 | 25 | 1111 | 0 | 48.4 | 46.41 | 2 | 0
2015 | PJM_ROR_2_MISO_MO-IL | PJM_ROR | MISO_MO-IL | Internal | Shoulder | B12 | 200 | 1111 | 0 | 42.13 | 40.12 | 2 | 0
2015 | PJM_ROR_2_MISO_MO-IL | PJM_ROR | MISO_MO-IL | Internal | Shoulder | B13 | 600 | 1111 | 0 | 39.55 | 37.53 | 2 | 0
2015 | PJM_ROR_2_MISO_MO-IL | PJM_ROR | MISO_MO-IL | Internal | Shoulder | B14 | 900 | 1111 | 0 | 37.75 | 35.73 | 2 | 0
2015 | PJM_ROR_2_MISO_MO-IL | PJM_ROR | MISO_MO-IL | Internal | Shoulder | B15 | 1203 | 1111 | 0 | 34.52 | 32.62 | 2 | 0
2015 | PJM_ROR_2_MISO_MO-IL | PJM_ROR | MISO_MO-IL | Internal | Summer | B1 | 10 | 1111 | 0 | 61.38 | 59.38 | 2 | 0
2015 | PJM_ROR_2_MISO_MO-IL | PJM_ROR | MISO_MO-IL | Internal | Summer | B2 | 25 | 1111 | 0 | 58.92 | 56.92 | 2 | 0
2015 | PJM_ROR_2_MISO_MO-IL | PJM_ROR | MISO_MO-IL | Internal | Summer | B3 | 75 | 1111 | 0 | 56.94 | 55.38 | 2 | 0
2015 | PJM_ROR_2_MISO_MO-IL | PJM_ROR | MISO_MO-IL | Internal | Summer | B4 | 100 | 1111 | 0 | 55.18 | 53.18 | 2 | 0
2015 | PJM_ROR_2_MISO_MO-IL | PJM_ROR | MISO_MO-IL | Internal | Summer | B5 | 200 | 1111 | 0 | 48.7 | 46.7 | 2 | 0
2015 | PJM_ROR_2_MISO_MO-IL | PJM_ROR | MISO_MO-IL | Internal | Summer | B6 | 300 | 1111 | 0 | 43.33 | 41.32 | 2 | 0
2015 | PJM_ROR_2_MISO_MO-IL | PJM_ROR | MISO_MO-IL | Internal | Summer | B7 | 400 | 1111 | 0 | 37.93 | 35.9 | 2 | 0
2015 | PJM_ROR_2_MISO_MO-IL | PJM_ROR | MISO_MO-IL | Internal | Summer | B8 | 500 | 1111 | 0 | 35.9 | 33.8 | 2 | 0
2015 | PJM_ROR_2_MISO_MO-IL | PJM_ROR | MISO_MO-IL | Internal | Summer | B9 | 800 | 1111 | 0 | 34.73 | 32.89 | 2 | 0
2015 | PJM_ROR_2_MISO_MO-IL | PJM_ROR | MISO_MO-IL | Internal | Summer | B10 | 1262 | 1111 | 0 | 32.5 | 30.5 | 2 | 0
2015 | PJM_ROR_2_MISO_MO-IL | PJM_ROR | MISO_MO-IL | Internal | Winter | B16 | 25 | 1111 | 0 | 49.07 | 47.07 | 2 | 0
2015 | PJM_ROR_2_MISO_MO-IL | PJM_ROR | MISO_MO-IL | Internal | Winter | B17 | 100 | 1111 | 0 | 44.67 | 42.66 | 2 | 0
2015 | PJM_ROR_2_MISO_MO-IL | PJM_ROR | MISO_MO-IL | Internal | Winter | B18 | 400 | 1111 | 0 | 39.97 | 37.96 | 2 | 0
2015 | PJM_ROR_2_MISO_MO-IL | PJM_ROR | MISO_MO-IL | Internal | Winter | B19 | 700 | 1111 | 0 | 37.97 | 35.95 | 2 | 0
2015 | PJM_ROR_2_MISO_MO-IL | PJM_ROR | MISO_MO-IL | Internal | Winter | B20 | 935 | 1111 | 0 | 34.29 | 32.37 | 2 | 0
2015 | PJM_ROR_2_MISO_W | PJM_ROR | MISO_W | Internal | Shoulder | B11 | 25 | 709 | 0 | 48.4 | 46.42 | 2 | 0
2015 | PJM_ROR_2_MISO_W | PJM_ROR | MISO_W | Internal | Shoulder | B12 | 200 | 709 | 0 | 42.13 | 40.12 | 2 | 0
2015 | PJM_ROR_2_MISO_W | PJM_ROR | MISO_W | Internal | Shoulder | B13 | 600 | 709 | 0 | 39.55 | 37.54 | 2 | 0
2015 | PJM_ROR_2_MISO_W | PJM_ROR | MISO_W | Internal | Shoulder | B14 | 900 | 709 | 0 | 37.75 | 35.75 | 2 | 0
2015 | PJM_ROR_2_MISO_W | PJM_ROR | MISO_W | Internal | Shoulder | B15 | 1203 | 709 | 0 | 34.52 | 33.09 | 2 | 0
2015 | PJM_ROR_2_MISO_W | PJM_ROR | MISO_W | Internal | Summer | B1 | 10 | 709 | 0 | 61.38 | 59.37 | 2 | 0
2015 | PJM_ROR_2_MISO_W | PJM_ROR | MISO_W | Internal | Summer | B2 | 25 | 709 | 0 | 58.92 | 56.93 | 2 | 0
2015 | PJM_ROR_2_MISO_W | PJM_ROR | MISO_W | Internal | Summer | B3 | 75 | 709 | 0 | 56.94 | 56.67 | 2 | 0
2015 | PJM_ROR_2_MISO_W | PJM_ROR | MISO_W | Internal | Summer | B4 | 100 | 709 | 0 | 55.18 | 55.69 | 2 | 0
2015 | PJM_ROR_2_MISO_W | PJM_ROR | MISO_W | Internal | Summer | B5 | 200 | 709 | 0 | 48.7 | 48.5 | 2 | 0
2015 | PJM_ROR_2_MISO_W | PJM_ROR | MISO_W | Internal | Summer | B6 | 300 | 709 | 0 | 43.33 | 42.32 | 2 | 0
2015 | PJM_ROR_2_MISO_W | PJM_ROR | MISO_W | Internal | Summer | B7 | 400 | 709 | 0 | 37.93 | 35.93 | 2 | 0
2015 | PJM_ROR_2_MISO_W | PJM_ROR | MISO_W | Internal | Summer | B8 | 500 | 709 | 0 | 35.9 | 33.79 | 2 | 0
2015 | PJM_ROR_2_MISO_W | PJM_ROR | MISO_W | Internal | Summer | B9 | 800 | 709 | 0 | 34.73 | 32.9 | 2 | 0
2015 | PJM_ROR_2_MISO_W | PJM_ROR | MISO_W | Internal | Summer | B10 | 1262 | 709 | 0 | 32.5 | 30.52 | 2 | 0
2015 | PJM_ROR_2_MISO_W | PJM_ROR | MISO_W | Internal | Winter | B16 | 25 | 709 | 0 | 49.07 | 47.05 | 2 | 0
2015 | PJM_ROR_2_MISO_W | PJM_ROR | MISO_W | Internal | Winter | B17 | 100 | 709 | 0 | 44.67 | 42.64 | 2 | 0
2015 | PJM_ROR_2_MISO_W | PJM_ROR | MISO_W | Internal | Winter | B18 | 400 | 709 | 0 | 39.97 | 37.97 | 2 | 0
2015 | PJM_ROR_2_MISO_W | PJM_ROR | MISO_W | Internal | Winter | B19 | 700 | 709 | 0 | 37.97 | 36.56 | 2 | 0
2015 | PJM_ROR_2_MISO_W | PJM_ROR | MISO_W | Internal | Winter | B20 | 935 | 709 | 0 | 34.29 | 32.38 | 2 | 0
2015 | PJM_ROR_2_MISO_WUMS | PJM_ROR | MISO_WUMS | Internal | Shoulder | B11 | 25 | 1467 | 0 | 48.4 | 46.41 | 2 | 0
2015 | PJM_ROR_2_MISO_WUMS | PJM_ROR | MISO_WUMS | Internal | Shoulder | B12 | 200 | 1467 | 0 | 42.13 | 40.13 | 2 | 0
2015 | PJM_ROR_2_MISO_WUMS | PJM_ROR | MISO_WUMS | Internal | Shoulder | B13 | 600 | 1467 | 0 | 39.55 | 37.55 | 2 | 0
2015 | PJM_ROR_2_MISO_WUMS | PJM_ROR | MISO_WUMS | Internal | Shoulder | B14 | 900 | 1467 | 0 | 37.75 | 35.77 | 2 | 0
2015 | PJM_ROR_2_MISO_WUMS | PJM_ROR | MISO_WUMS | Internal | Shoulder | B15 | 1203 | 1467 | 0 | 34.52 | 33.08 | 2 | 0
2015 | PJM_ROR_2_MISO_WUMS | PJM_ROR | MISO_WUMS | Internal | Summer | B1 | 10 | 1467 | 0 | 61.38 | 59.35 | 2 | 0
2015 | PJM_ROR_2_MISO_WUMS | PJM_ROR | MISO_WUMS | Internal | Summer | B2 | 25 | 1467 | 0 | 58.92 | 56.94 | 2 | 0
2015 | PJM_ROR_2_MISO_WUMS | PJM_ROR | MISO_WUMS | Internal | Summer | B3 | 75 | 1467 | 0 | 56.94 | 56.68 | 2 | 0
2015 | PJM_ROR_2_MISO_WUMS | PJM_ROR | MISO_WUMS | Internal | Summer | B4 | 100 | 1467 | 0 | 55.18 | 55.68 | 2 | 0
2015 | PJM_ROR_2_MISO_WUMS | PJM_ROR | MISO_WUMS | Internal | Summer | B5 | 200 | 1467 | 0 | 48.7 | 48.49 | 2 | 0
2015 | PJM_ROR_2_MISO_WUMS | PJM_ROR | MISO_WUMS | Internal | Summer | B6 | 300 | 1467 | 0 | 43.33 | 41.33 | 2 | 0
2015 | PJM_ROR_2_MISO_WUMS | PJM_ROR | MISO_WUMS | Internal | Summer | B7 | 400 | 1467 | 0 | 37.93 | 35.93 | 2 | 0
2015 | PJM_ROR_2_MISO_WUMS | PJM_ROR | MISO_WUMS | Internal | Summer | B8 | 500 | 1467 | 0 | 35.9 | 33.8 | 2 | 0
2015 | PJM_ROR_2_MISO_WUMS | PJM_ROR | MISO_WUMS | Internal | Summer | B9 | 800 | 1467 | 0 | 34.73 | 32.92 | 2 | 0
2015 | PJM_ROR_2_MISO_WUMS | PJM_ROR | MISO_WUMS | Internal | Summer | B10 | 1262 | 1467 | 0 | 32.5 | 31.85 | 2 | 0
2015 | PJM_ROR_2_MISO_WUMS | PJM_ROR | MISO_WUMS | Internal | Winter | B16 | 25 | 1467 | 0 | 49.07 | 47.07 | 2 | 0
2015 | PJM_ROR_2_MISO_WUMS | PJM_ROR | MISO_WUMS | Internal | Winter | B17 | 100 | 1467 | 0 | 44.67 | 42.66 | 2 | 0
2015 | PJM_ROR_2_MISO_WUMS | PJM_ROR | MISO_WUMS | Internal | Winter | B18 | 400 | 1467 | 0 | 39.97 | 37.97 | 2 | 0
2015 | PJM_ROR_2_MISO_WUMS | PJM_ROR | MISO_WUMS | Internal | Winter | B19 | 700 | 1467 | 0 | 37.97 | 36.55 | 2 | 0
2015 | PJM_ROR_2_MISO_WUMS | PJM_ROR | MISO_WUMS | Internal | Winter | B20 | 935 | 1467 | 0 | 34.29 | 32.39 | 2 | 0
2015 | PJM_ROR_2_PJM_ROM | PJM_ROR | PJM_ROM | Internal | Shoulder | B11 | 25 | 8000 | 107.07 | 48.4 | 48.41 | 0.01 | 0
2015 | PJM_ROR_2_PJM_ROM | PJM_ROR | PJM_ROM | Internal | Shoulder | B12 | 200 | 8000 | 4040.12 | 42.13 | 42.14 | 0.01 | 0
2015 | PJM_ROR_2_PJM_ROM | PJM_ROR | PJM_ROM | Internal | Shoulder | B13 | 600 | 8000 | 7581.31 | 39.55 | 39.57 | 0.01 | 0
2015 | PJM_ROR_2_PJM_ROM | PJM_ROR | PJM_ROM | Internal | Shoulder | B14 | 900 | 8000 | 7934.67 | 37.75 | 37.77 | 0.01 | 0
2015 | PJM_ROR_2_PJM_ROM | PJM_ROR | PJM_ROM | Internal | Shoulder | B15 | 1203 | 8000 | 8000 | 34.52 | 37.1 | 0.01 | 2.57
2015 | PJM_ROR_2_PJM_ROM | PJM_ROR | PJM_ROM | Internal | Summer | B1 | 10 | 8000 | 6126.55 | 61.38 | 61.39 | 0.01 | 0
2015 | PJM_ROR_2_PJM_ROM | PJM_ROR | PJM_ROM | Internal | Summer | B2 | 25 | 8000 | 4961.76 | 58.92 | 58.93 | 0.01 | 0
2015 | PJM_ROR_2_PJM_ROM | PJM_ROR | PJM_ROM | Internal | Summer | B3 | 75 | 8000 | 1980.25 | 56.94 | 56.95 | 0.01 | 0
2015 | PJM_ROR_2_PJM_ROM | PJM_ROR | PJM_ROM | Internal | Summer | B4 | 100 | 8000 | 0.06 | 55.18 | 55.17 | 0.01 | 0
2015 | PJM_ROR_2_PJM_ROM | PJM_ROR | PJM_ROM | Internal | Summer | B5 | 200 | 8000 | 2355.68 | 48.7 | 48.71 | 0.01 | 0
2015 | PJM_ROR_2_PJM_ROM | PJM_ROR | PJM_ROM | Internal | Summer | B6 | 300 | 8000 | 2948.96 | 43.33 | 43.34 | 0.01 | 0
2015 | PJM_ROR_2_PJM_ROM | PJM_ROR | PJM_ROM | Internal | Summer | B7 | 400 | 8000 | 5232.76 | 37.93 | 37.94 | 0.01 | 0
2015 | PJM_ROR_2_PJM_ROM | PJM_ROR | PJM_ROM | Internal | Summer | B8 | 500 | 8000 | 8000 | 35.9 | 37.43 | 0.01 | 1.52
2015 | PJM_ROR_2_PJM_ROM | PJM_ROR | PJM_ROM | Internal | Summer | B9 | 800 | 8000 | 8000 | 34.73 | 35.21 | 0.01 | 0.47
2015 | PJM_ROR_2_PJM_ROM | PJM_ROR | PJM_ROM | Internal | Summer | B10 | 1262 | 8000 | 8000 | 32.5 | 34.75 | 0.01 | 2.24
2015 | PJM_ROR_2_PJM_ROM | PJM_ROR | PJM_ROM | Internal | Winter | B16 | 25 | 8000 | 4057.86 | 49.07 | 49.08 | 0.01 | 0
2015 | PJM_ROR_2_PJM_ROM | PJM_ROR | PJM_ROM | Internal | Winter | B17 | 100 | 8000 | 8000 | 44.67 | 45.48 | 0.01 | 0.8
2015 | PJM_ROR_2_PJM_ROM | PJM_ROR | PJM_ROM | Internal | Winter | B18 | 400 | 8000 | 8000 | 39.97 | 44.29 | 0.01 | 4.31
2015 | PJM_ROR_2_PJM_ROM | PJM_ROR | PJM_ROM | Internal | Winter | B19 | 700 | 8000 | 8000 | 37.97 | 41.95 | 0.01 | 3.97
2015 | PJM_ROR_2_PJM_ROM | PJM_ROR | PJM_ROM | Internal | Winter | B20 | 935 | 8000 | 8000 | 34.29 | 37.2 | 0.01 | 2.89
2015 | PJM_ROR_2_TVA_Transmission | PJM_ROR | TVA_Transmission | Internal | Shoulder | B11 | 25 | 2500 | 0.01 | 48.4 | 53.88 | 6 | 0
2015 | PJM_ROR_2_TVA_Transmission | PJM_ROR | TVA_Transmission | Internal | Shoulder | B12 | 200 | 2500 | 0 | 42.13 | 43.44 | 6 | 0
2015 | PJM_ROR_2_TVA_Transmission | PJM_ROR | TVA_Transmission | Internal | Shoulder | B13 | 600 | 2500 | 0 | 39.55 | 41.7 | 6 | 0
2015 | PJM_ROR_2_TVA_Transmission | PJM_ROR | TVA_Transmission | Internal | Shoulder | B14 | 900 | 2500 | 0 | 37.75 | 40.49 | 6 | 0
2015 | PJM_ROR_2_TVA_Transmission | PJM_ROR | TVA_Transmission | Internal | Shoulder | B15 | 1203 | 2500 | 0 | 34.52 | 39.03 | 6 | 0
2015 | PJM_ROR_2_TVA_Transmission | PJM_ROR | TVA_Transmission | Internal | Summer | B1 | 10 | 2500 | 106.68 | 61.38 | 67.38 | 6 | 0
2015 | PJM_ROR_2_TVA_Transmission | PJM_ROR | TVA_Transmission | Internal | Summer | B2 | 25 | 2500 | 641.98 | 58.92 | 64.92 | 6 | 0
2015 | PJM_ROR_2_TVA_Transmission | PJM_ROR | TVA_Transmission | Internal | Summer | B3 | 75 | 2500 | 1306.15 | 56.94 | 62.94 | 6 | 0
2015 | PJM_ROR_2_TVA_Transmission | PJM_ROR | TVA_Transmission | Internal | Summer | B4 | 100 | 2500 | 596.1 | 55.18 | 61.18 | 6 | 0
2015 | PJM_ROR_2_TVA_Transmission | PJM_ROR | TVA_Transmission | Internal | Summer | B5 | 200 | 2500 | 0 | 48.7 | 52.9 | 6 | 0
2015 | PJM_ROR_2_TVA_Transmission | PJM_ROR | TVA_Transmission | Internal | Summer | B6 | 300 | 2500 | 0 | 43.33 | 46.26 | 6 | 0
2015 | PJM_ROR_2_TVA_Transmission | PJM_ROR | TVA_Transmission | Internal | Summer | B7 | 400 | 2500 | 0 | 37.93 | 41.77 | 6 | 0
2015 | PJM_ROR_2_TVA_Transmission | PJM_ROR | TVA_Transmission | Internal | Summer | B8 | 500 | 2500 | 0 | 35.9 | 38.84 | 6 | 0
2015 | PJM_ROR_2_TVA_Transmission | PJM_ROR | TVA_Transmission | Internal | Summer | B9 | 800 | 2500 | 0 | 34.73 | 38.27 | 6 | 0
2015 | PJM_ROR_2_TVA_Transmission | PJM_ROR | TVA_Transmission | Internal | Summer | B10 | 1262 | 2500 | 0 | 32.5 | 36.86 | 6 | 0
2015 | PJM_ROR_2_TVA_Transmission | PJM_ROR | TVA_Transmission | Internal | Winter | B16 | 25 | 2500 | 8.59 | 49.07 | 55.07 | 6 | 0
2015 | PJM_ROR_2_TVA_Transmission | PJM_ROR | TVA_Transmission | Internal | Winter | B17 | 100 | 2500 | 0 | 44.67 | 45.82 | 6 | 0
2015 | PJM_ROR_2_TVA_Transmission | PJM_ROR | TVA_Transmission | Internal | Winter | B18 | 400 | 2500 | 0 | 39.97 | 42.24 | 6 | 0
2015 | PJM_ROR_2_TVA_Transmission | PJM_ROR | TVA_Transmission | Internal | Winter | B19 | 700 | 2500 | 0 | 37.97 | 40.44 | 6 | 0
2015 | PJM_ROR_2_TVA_Transmission | PJM_ROR | TVA_Transmission | Internal | Winter | B20 | 935 | 2500 | 0 | 34.29 | 39.21 | 6 | 0
2015 | PJM_ROR_2_VACAR | PJM_ROR | VACAR | Internal | Shoulder | B11 | 25 | 3000 | 1533.87 | 48.4 | 54.4 | 6 | 0
2015 | PJM_ROR_2_VACAR | PJM_ROR | VACAR | Internal | Shoulder | B12 | 200 | 3000 | 477.55 | 42.13 | 48.13 | 6 | 0
2015 | PJM_ROR_2_VACAR | PJM_ROR | VACAR | Internal | Shoulder | B13 | 600 | 3000 | 603.34 | 39.55 | 45.55 | 6 | 0
2015 | PJM_ROR_2_VACAR | PJM_ROR | VACAR | Internal | Shoulder | B14 | 900 | 3000 | 1271.47 | 37.75 | 43.75 | 6 | 0
2015 | PJM_ROR_2_VACAR | PJM_ROR | VACAR | Internal | Shoulder | B15 | 1203 | 3000 | 3000 | 34.52 | 41.93 | 6 | 1.41
2015 | PJM_ROR_2_VACAR | PJM_ROR | VACAR | Internal | Summer | B1 | 10 | 3000 | 2999.98 | 61.38 | 68.16 | 6 | 0.78
2015 | PJM_ROR_2_VACAR | PJM_ROR | VACAR | Internal | Summer | B2 | 25 | 3000 | 3000 | 58.92 | 68.16 | 6 | 3.24
2015 | PJM_ROR_2_VACAR | PJM_ROR | VACAR | Internal | Summer | B3 | 75 | 3000 | 3000 | 56.94 | 68.16 | 6 | 5.22
2015 | PJM_ROR_2_VACAR | PJM_ROR | VACAR | Internal | Summer | B4 | 100 | 3000 | 2031.22 | 55.18 | 61.18 | 6 | 0
2015 | PJM_ROR_2_VACAR | PJM_ROR | VACAR | Internal | Summer | B5 | 200 | 3000 | 3000 | 48.7 | 55.3 | 6 | 0.6
2015 | PJM_ROR_2_VACAR | PJM_ROR | VACAR | Internal | Summer | B6 | 300 | 3000 | 924.66 | 43.33 | 49.33 | 6 | 0
2015 | PJM_ROR_2_VACAR | PJM_ROR | VACAR | Internal | Summer | B7 | 400 | 3000 | 2881.68 | 37.93 | 43.93 | 6 | 0
2015 | PJM_ROR_2_VACAR | PJM_ROR | VACAR | Internal | Summer | B8 | 500 | 3000 | 3000 | 35.9 | 42.69 | 6 | 0.78
2015 | PJM_ROR_2_VACAR | PJM_ROR | VACAR | Internal | Summer | B9 | 800 | 3000 | 3000 | 34.73 | 41.93 | 6 | 1.2
2015 | PJM_ROR_2_VACAR | PJM_ROR | VACAR | Internal | Summer | B10 | 1262 | 3000 | 3000 | 32.5 | 40.46 | 6 | 1.96
2015 | PJM_ROR_2_VACAR | PJM_ROR | VACAR | Internal | Winter | B16 | 25 | 3000 | 3000 | 49.07 | 58.89 | 6 | 3.82
2015 | PJM_ROR_2_VACAR | PJM_ROR | VACAR | Internal | Winter | B17 | 100 | 3000 | 217.61 | 44.67 | 50.67 | 6 | 0
2015 | PJM_ROR_2_VACAR | PJM_ROR | VACAR | Internal | Winter | B18 | 400 | 3000 | 3.58 | 39.97 | 45.97 | 6 | 0
2015 | PJM_ROR_2_VACAR | PJM_ROR | VACAR | Internal | Winter | B19 | 700 | 3000 | 514.6 | 37.97 | 43.97 | 6 | 0
2015 | PJM_ROR_2_VACAR | PJM_ROR | VACAR | Internal | Winter | B20 | 935 | 3000 | 3000 | 34.29 | 42.38 | 6 | 2.1
2015 | PJM_ROM_2_NYISO_A-F | PJM_ROM | NYISO_A-F | Internal | Shoulder | B11 | 25 | 2000 | 0 | 48.41 | 40.41 | 6 | 0
2015 | PJM_ROM_2_NYISO_A-F | PJM_ROM | NYISO_A-F | Internal | Shoulder | B12 | 200 | 2000 | 0 | 42.14 | 39.73 | 6 | 0
2015 | PJM_ROM_2_NYISO_A-F | PJM_ROM | NYISO_A-F | Internal | Shoulder | B13 | 600 | 2000 | 0 | 39.57 | 38.42 | 6 | 0
2015 | PJM_ROM_2_NYISO_A-F | PJM_ROM | NYISO_A-F | Internal | Shoulder | B14 | 900 | 2000 | 0 | 37.77 | 38.42 | 6 | 0
2015 | PJM_ROM_2_NYISO_A-F | PJM_ROM | NYISO_A-F | Internal | Shoulder | B15 | 1203 | 2000 | 0 | 37.1 | 38.42 | 6 | 0
2015 | PJM_ROM_2_NYISO_A-F | PJM_ROM | NYISO_A-F | Internal | Summer | B1 | 10 | 2000 | 0 | 61.39 | 53.39 | 6 | 0
2015 | PJM_ROM_2_NYISO_A-F | PJM_ROM | NYISO_A-F | Internal | Summer | B2 | 25 | 2000 | 0 | 58.93 | 51.8 | 6 | 0
2015 | PJM_ROM_2_NYISO_A-F | PJM_ROM | NYISO_A-F | Internal | Summer | B3 | 75 | 2000 | 0 | 56.95 | 48.95 | 6 | 0
2015 | PJM_ROM_2_NYISO_A-F | PJM_ROM | NYISO_A-F | Internal | Summer | B4 | 100 | 2000 | 0 | 55.17 | 45.28 | 6 | 0
2015 | PJM_ROM_2_NYISO_A-F | PJM_ROM | NYISO_A-F | Internal | Summer | B5 | 200 | 2000 | 0 | 48.71 | 43 | 6 | 0
2015 | PJM_ROM_2_NYISO_A-F | PJM_ROM | NYISO_A-F | Internal | Summer | B6 | 300 | 2000 | 0 | 43.34 | 41.33 | 6 | 0
2015 | PJM_ROM_2_NYISO_A-F | PJM_ROM | NYISO_A-F | Internal | Summer | B7 | 400 | 2000 | 0 | 37.94 | 38.66 | 6 | 0
2015 | PJM_ROM_2_NYISO_A-F | PJM_ROM | NYISO_A-F | Internal | Summer | B8 | 500 | 2000 | 0 | 37.43 | 37.08 | 6 | 0
2015 | PJM_ROM_2_NYISO_A-F | PJM_ROM | NYISO_A-F | Internal | Summer | B9 | 800 | 2000 | 0 | 35.21 | 37.07 | 6 | 0
2015 | PJM_ROM_2_NYISO_A-F | PJM_ROM | NYISO_A-F | Internal | Summer | B10 | 1262 | 2000 | 0 | 34.75 | 37.07 | 6 | 0
2015 | PJM_ROM_2_NYISO_A-F | PJM_ROM | NYISO_A-F | Internal | Winter | B16 | 25 | 2000 | 0 | 49.08 | 45.86 | 6 | 0
2015 | PJM_ROM_2_NYISO_A-F | PJM_ROM | NYISO_A-F | Internal | Winter | B17 | 100 | 2000 | 0 | 45.48 | 43.08 | 6 | 0
2015 | PJM_ROM_2_NYISO_A-F | PJM_ROM | NYISO_A-F | Internal | Winter | B18 | 400 | 2000 | 0 | 44.29 | 43.08 | 6 | 0
2015 | PJM_ROM_2_NYISO_A-F | PJM_ROM | NYISO_A-F | Internal | Winter | B19 | 700 | 2000 | 0 | 41.95 | 43.08 | 6 | 0
2015 | PJM_ROM_2_NYISO_A-F | PJM_ROM | NYISO_A-F | Internal | Winter | B20 | 935 | 2000 | 0 | 37.2 | 43.08 | 6 | 0
2015 | PJM_ROM_2_PJM_E | PJM_ROM | PJM_E | Internal | Shoulder | B11 | 25 | 8000 | 0.24 | 48.41 | 48.4 | 0.01 | 0
2015 | PJM_ROM_2_PJM_E | PJM_ROM | PJM_E | Internal | Shoulder | B12 | 200 | 8000 | 1059.94 | 42.14 | 42.16 | 0.01 | 0
2015 | PJM_ROM_2_PJM_E | PJM_ROM | PJM_E | Internal | Shoulder | B13 | 600 | 8000 | 4297.23 | 39.57 | 39.58 | 0.01 | 0
2015 | PJM_ROM_2_PJM_E | PJM_ROM | PJM_E | Internal | Shoulder | B14 | 900 | 8000 | 3192.51 | 37.77 | 37.78 | 0.01 | 0
2015 | PJM_ROM_2_PJM_E | PJM_ROM | PJM_E | Internal | Shoulder | B15 | 1203 | 8000 | 4427.19 | 37.1 | 37.12 | 0.01 | 0
2015 | PJM_ROM_2_PJM_E | PJM_ROM | PJM_E | Internal | Summer | B1 | 10 | 8000 | 5363.69 | 61.39 | 61.4 | 0.01 | 0
2015 | PJM_ROM_2_PJM_E | PJM_ROM | PJM_E | Internal | Summer | B2 | 25 | 8000 | 4326.35 | 58.93 | 58.94 | 0.01 | 0
2015 | PJM_ROM_2_PJM_E | PJM_ROM | PJM_E | Internal | Summer | B3 | 75 | 8000 | 3764.42 | 56.95 | 56.96 | 0.01 | 0
2015 | PJM_ROM_2_PJM_E | PJM_ROM | PJM_E | Internal | Summer | B4 | 100 | 8000 | 1739.57 | 55.17 | 55.18 | 0.01 | 0
2015 | PJM_ROM_2_PJM_E | PJM_ROM | PJM_E | Internal | Summer | B5 | 200 | 8000 | 1554.4 | 48.71 | 48.73 | 0.01 | 0
2015 | PJM_ROM_2_PJM_E | PJM_ROM | PJM_E | Internal | Summer | B6 | 300 | 8000 | 1780.01 | 43.34 | 43.35 | 0.01 | 0
2015 | PJM_ROM_2_PJM_E | PJM_ROM | PJM_E | Internal | Summer | B7 | 400 | 8000 | 3244.94 | 37.94 | 37.95 | 0.01 | 0
2015 | PJM_ROM_2_PJM_E | PJM_ROM | PJM_E | Internal | Summer | B8 | 500 | 8000 | 4168.7 | 37.43 | 37.44 | 0.01 | 0
2015 | PJM_ROM_2_PJM_E | PJM_ROM | PJM_E | Internal | Summer | B9 | 800 | 8000 | 3049.06 | 35.21 | 35.22 | 0.01 | 0
2015 | PJM_ROM_2_PJM_E | PJM_ROM | PJM_E | Internal | Summer | B10 | 1262 | 8000 | 3810.44 | 34.75 | 34.77 | 0.01 | 0
2015 | PJM_ROM_2_PJM_E | PJM_ROM | PJM_E | Internal | Winter | B16 | 25 | 8000 | 936.81 | 49.08 | 49.09 | 0.01 | 0
2015 | PJM_ROM_2_PJM_E | PJM_ROM | PJM_E | Internal | Winter | B17 | 100 | 8000 | 5092.78 | 45.48 | 45.49 | 0.01 | 0
2015 | PJM_ROM_2_PJM_E | PJM_ROM | PJM_E | Internal | Winter | B18 | 400 | 8000 | 4914.55 | 44.29 | 44.3 | 0.01 | 0
2015 | PJM_ROM_2_PJM_E | PJM_ROM | PJM_E | Internal | Winter | B19 | 700 | 8000 | 5161.01 | 41.95 | 41.96 | 0.01 | 0
2015 | PJM_ROM_2_PJM_E | PJM_ROM | PJM_E | Internal | Winter | B20 | 935 | 8000 | 4436 | 37.2 | 37.21 | 0.01 | 0
2015 | PJM_ROM_2_PJM_ROR | PJM_ROM | PJM_ROR | Internal | Shoulder | B11 | 25 | 8000 | 0.27 | 48.41 | 48.4 | 0.01 | 0
2015 | PJM_ROM_2_PJM_ROR | PJM_ROM | PJM_ROR | Internal | Shoulder | B12 | 200 | 8000 | 0.03 | 42.14 | 42.13 | 0.01 | 0
2015 | PJM_ROM_2_PJM_ROR | PJM_ROM | PJM_ROR | Internal | Shoulder | B13 | 600 | 8000 | 0 | 39.57 | 39.55 | 0.01 | 0
2015 | PJM_ROM_2_PJM_ROR | PJM_ROM | PJM_ROR | Internal | Shoulder | B14 | 900 | 8000 | 0 | 37.77 | 37.75 | 0.01 | 0
2015 | PJM_ROM_2_PJM_ROR | PJM_ROM | PJM_ROR | Internal | Shoulder | B15 | 1203 | 8000 | 0 | 37.1 | 34.52 | 0.01 | 0
2015 | PJM_ROM_2_PJM_ROR | PJM_ROM | PJM_ROR | Internal | Summer | B1 | 10 | 8000 | 0.58 | 61.39 | 61.38 | 0.01 | 0
2015 | PJM_ROM_2_PJM_ROR | PJM_ROM | PJM_ROR | Internal | Summer | B2 | 25 | 8000 | 0.24 | 58.93 | 58.92 | 0.01 | 0
2015 | PJM_ROM_2_PJM_ROR | PJM_ROM | PJM_ROR | Internal | Summer | B3 | 75 | 8000 | 0.08 | 56.95 | 56.94 | 0.01 | 0
2015 | PJM_ROM_2_PJM_ROR | PJM_ROM | PJM_ROR | Internal | Summer | B4 | 100 | 8000 | 1408.77 | 55.17 | 55.18 | 0.01 | 0
2015 | PJM_ROM_2_PJM_ROR | PJM_ROM | PJM_ROR | Internal | Summer | B5 | 200 | 8000 | 0.03 | 48.71 | 48.7 | 0.01 | 0
2015 | PJM_ROM_2_PJM_ROR | PJM_ROM | PJM_ROR | Internal | Summer | B6 | 300 | 8000 | 0.02 | 43.34 | 43.33 | 0.01 | 0
2015 | PJM_ROM_2_PJM_ROR | PJM_ROM | PJM_ROR | Internal | Summer | B7 | 400 | 8000 | 0.02 | 37.94 | 37.93 | 0.01 | 0
2015 | PJM_ROM_2_PJM_ROR | PJM_ROM | PJM_ROR | Internal | Summer | B8 | 500 | 8000 | 0 | 37.43 | 35.9 | 0.01 | 0
2015 | PJM_ROM_2_PJM_ROR | PJM_ROM | PJM_ROR | Internal | Summer | B9 | 800 | 8000 | 0 | 35.21 | 34.73 | 0.01 | 0
2015 | PJM_ROM_2_PJM_ROR | PJM_ROM | PJM_ROR | Internal | Summer | B10 | 1262 | 8000 | 0 | 34.75 | 32.5 | 0.01 | 0
2015 | PJM_ROM_2_PJM_ROR | PJM_ROM | PJM_ROR | Internal | Winter | B16 | 25 | 8000 | 0.24 | 49.08 | 49.07 | 0.01 | 0
2015 | PJM_ROM_2_PJM_ROR | PJM_ROM | PJM_ROR | Internal | Winter | B17 | 100 | 8000 | 0 | 45.48 | 44.67 | 0.01 | 0
2015 | PJM_ROM_2_PJM_ROR | PJM_ROM | PJM_ROR | Internal | Winter | B18 | 400 | 8000 | 0 | 44.29 | 39.97 | 0.01 | 0
2015 | PJM_ROM_2_PJM_ROR | PJM_ROM | PJM_ROR | Internal | Winter | B19 | 700 | 8000 | 0 | 41.95 | 37.97 | 0.01 | 0
2015 | PJM_ROM_2_PJM_ROR | PJM_ROM | PJM_ROR | Internal | Winter | B20 | 935 | 8000 | 0 | 37.2 | 34.29 | 0.01 | 0
2015 | SOCO_2_ENT | SOCO | ENT | Internal | Shoulder | B11 | 25 | 2400 | 0 | 61.4 | 53.5 | 10 | 0
2015 | SOCO_2_ENT | SOCO | ENT | Internal | Shoulder | B12 | 200 | 2400 | 0 | 42.81 | 38.05 | 10 | 0
2015 | SOCO_2_ENT | SOCO | ENT | Internal | Shoulder | B13 | 600 | 2400 | 0 | 39.02 | 38.05 | 10 | 0
2015 | SOCO_2_ENT | SOCO | ENT | Internal | Shoulder | B14 | 900 | 2400 | 0 | 39.02 | 37.78 | 10 | 0
2015 | SOCO_2_ENT | SOCO | ENT | Internal | Shoulder | B15 | 1203 | 2400 | 0 | 39.02 | 36.58 | 10 | 0
2015 | SOCO_2_ENT | SOCO | ENT | Internal | Summer | B1 | 10 | 2400 | 0 | 64.92 | 59.38 | 10 | 0
2015 | SOCO_2_ENT | SOCO | ENT | Internal | Summer | B2 | 25 | 2400 | 0 | 64.92 | 56.92 | 10 | 0
2015 | SOCO_2_ENT | SOCO | ENT | Internal | Summer | B3 | 75 | 2400 | 0 | 64.92 | 56.92 | 10 | 0
2015 | SOCO_2_ENT | SOCO | ENT | Internal | Summer | B4 | 100 | 2400 | 0 | 64.92 | 55.82 | 10 | 0
2015 | SOCO_2_ENT | SOCO | ENT | Internal | Summer | B5 | 200 | 2400 | 0 | 60.27 | 51.84 | 10 | 0
2015 | SOCO_2_ENT | SOCO | ENT | Internal | Summer | B6 | 300 | 2400 | 0 | 52.89 | 44.89 | 10 | 0
2015 | SOCO_2_ENT | SOCO | ENT | Internal | Summer | B7 | 400 | 2400 | 0 | 50.05 | 42.05 | 10 | 0
2015 | SOCO_2_ENT | SOCO | ENT | Internal | Summer | B8 | 500 | 2400 | 0 | 43.5 | 36.89 | 10 | 0
2015 | SOCO_2_ENT | SOCO | ENT | Internal | Summer | B9 | 800 | 2400 | 0 | 37.88 | 36.63 | 10 | 0
2015 | SOCO_2_ENT | SOCO | ENT | Internal | Summer | B10 | 1262 | 2400 | 0 | 37.88 | 35.44 | 10 | 0
2015 | SOCO_2_ENT | SOCO | ENT | Internal | Winter | B16 | 25 | 2400 | 0 | 59.78 | 51.78 | 10 | 0
2015 | SOCO_2_ENT | SOCO | ENT | Internal | Winter | B17 | 100 | 2400 | 0 | 43.62 | 40.38 | 10 | 0
2015 | SOCO_2_ENT | SOCO | ENT | Internal | Winter | B18 | 400 | 2400 | 0 | 41.34 | 40.38 | 10 | 0
2015 | SOCO_2_ENT | SOCO | ENT | Internal | Winter | B19 | 700 | 2400 | 0 | 41.34 | 40.1 | 10 | 0
2015 | SOCO_2_ENT | SOCO | ENT | Internal | Winter | B20 | 935 | 2400 | 0 | 41.34 | 38.79 | 10 | 0
2015 | SOCO_2_FRCC | SOCO | FRCC | Internal | Shoulder | B11 | 25 | 3700 | 617.02 | 61.4 | 71.4 | 10 | 0
2015 | SOCO_2_FRCC | SOCO | FRCC | Internal | Shoulder | B12 | 200 | 3700 | 1502.18 | 42.81 | 52.81 | 10 | 0
2015 | SOCO_2_FRCC | SOCO | FRCC | Internal | Shoulder | B13 | 600 | 3700 | 237.52 | 39.02 | 49.02 | 10 | 0
2015 | SOCO_2_FRCC | SOCO | FRCC | Internal | Shoulder | B14 | 900 | 3700 | 0 | 39.02 | 45.06 | 10 | 0
2015 | SOCO_2_FRCC | SOCO | FRCC | Internal | Shoulder | B15 | 1203 | 3700 | 0 | 39.02 | 43.22 | 10 | 0
2015 | SOCO_2_FRCC | SOCO | FRCC | Internal | Summer | B1 | 10 | 3700 | 0 | 64.92 | 71.2 | 10 | 0
2015 | SOCO_2_FRCC | SOCO | FRCC | Internal | Summer | B2 | 25 | 3700 | 0 | 64.92 | 71.2 | 10 | 0
2015 | SOCO_2_FRCC | SOCO | FRCC | Internal | Summer | B3 | 75 | 3700 | 0 | 64.92 | 71.2 | 10 | 0
2015 | SOCO_2_FRCC | SOCO | FRCC | Internal | Summer | B4 | 100 | 3700 | 0 | 64.92 | 71.2 | 10 | 0
2015 | SOCO_2_FRCC | SOCO | FRCC | Internal | Summer | B5 | 200 | 3700 | 1192.77 | 60.27 | 70.27 | 10 | 0
2015 | SOCO_2_FRCC | SOCO | FRCC | Internal | Summer | B6 | 300 | 3700 | 777.63 | 52.89 | 62.89 | 10 | 0
2015 | SOCO_2_FRCC | SOCO | FRCC | Internal | Summer | B7 | 400 | 3700 | 1700.51 | 50.05 | 60.05 | 10 | 0
2015 | SOCO_2_FRCC | SOCO | FRCC | Internal | Summer | B8 | 500 | 3700 | 803.71 | 43.5 | 53.5 | 10 | 0
2015 | SOCO_2_FRCC | SOCO | FRCC | Internal | Summer | B9 | 800 | 3700 | 0 | 37.88 | 46.49 | 10 | 0
2015 | SOCO_2_FRCC | SOCO | FRCC | Internal | Summer | B10 | 1262 | 3700 | 0 | 37.88 | 42.58 | 10 | 0
2015 | SOCO_2_FRCC | SOCO | FRCC | Internal | Winter | B16 | 25 | 3700 | 2242.89 | 59.78 | 69.78 | 10 | 0
2015 | SOCO_2_FRCC | SOCO | FRCC | Internal | Winter | B17 | 100 | 3700 | 1947.56 | 43.62 | 53.62 | 10 | 0
2015 | SOCO_2_FRCC | SOCO | FRCC | Internal | Winter | B18 | 400 | 3700 | 326.87 | 41.34 | 51.34 | 10 | 0
2015 | SOCO_2_FRCC | SOCO | FRCC | Internal | Winter | B19 | 700 | 3700 | 0 | 41.34 | 47.11 | 10 | 0
2015 | SOCO_2_FRCC | SOCO | FRCC | Internal | Winter | B20 | 935 | 3700 | 0 | 41.34 | 45.18 | 10 | 0
2015 | SOCO_2_TVA_Transmission | SOCO | TVA_Transmission | Internal | Shoulder | B11 | 25 | 2600 | 0 | 61.4 | 53.88 | 10 | 0
2015 | SOCO_2_TVA_Transmission | SOCO | TVA_Transmission | Internal | Shoulder | B12 | 200 | 2600 | 0 | 42.81 | 43.44 | 10 | 0
2015 | SOCO_2_TVA_Transmission | SOCO | TVA_Transmission | Internal | Shoulder | B13 | 600 | 2600 | 0 | 39.02 | 41.7 | 10 | 0
2015 | SOCO_2_TVA_Transmission | SOCO | TVA_Transmission | Internal | Shoulder | B14 | 900 | 2600 | 0 | 39.02 | 40.49 | 10 | 0
2015 | SOCO_2_TVA_Transmission | SOCO | TVA_Transmission | Internal | Shoulder | B15 | 1203 | 2600 | 0 | 39.02 | 39.03 | 10 | 0
2015 | SOCO_2_TVA_Transmission | SOCO | TVA_Transmission | Internal | Summer | B1 | 10 | 2600 | 0 | 64.92 | 67.38 | 10 | 0
2015 | SOCO_2_TVA_Transmission | SOCO | TVA_Transmission | Internal | Summer | B2 | 25 | 2600 | 0 | 64.92 | 64.92 | 10 | 0
2015 | SOCO_2_TVA_Transmission | SOCO | TVA_Transmission | Internal | Summer | B3 | 75 | 2600 | 0 | 64.92 | 62.94 | 10 | 0
2015 | SOCO_2_TVA_Transmission | SOCO | TVA_Transmission | Internal | Summer | B4 | 100 | 2600 | 0 | 64.92 | 61.18 | 10 | 0
2015 | SOCO_2_TVA_Transmission | SOCO | TVA_Transmission | Internal | Summer | B5 | 200 | 2600 | 0 | 60.27 | 52.9 | 10 | 0
2015 | SOCO_2_TVA_Transmission | SOCO | TVA_Transmission | Internal | Summer | B6 | 300 | 2600 | 0 | 52.89 | 46.26 | 10 | 0
2015 | SOCO_2_TVA_Transmission | SOCO | TVA_Transmission | Internal | Summer | B7 | 400 | 2600 | 0 | 50.05 | 41.77 | 10 | 0
2015 | SOCO_2_TVA_Transmission | SOCO | TVA_Transmission | Internal | Summer | B8 | 500 | 2600 | 0 | 43.5 | 38.84 | 10 | 0
2015 | SOCO_2_TVA_Transmission | SOCO | TVA_Transmission | Internal | Summer | B9 | 800 | 2600 | 0 | 37.88 | 38.27 | 10 | 0
2015 | SOCO_2_TVA_Transmission | SOCO | TVA_Transmission | Internal | Summer | B10 | 1262 | 2600 | 0 | 37.88 | 36.86 | 10 | 0
2015 | SOCO_2_TVA_Transmission | SOCO | TVA_Transmission | Internal | Winter | B16 | 25 | 2600 | 0 | 59.78 | 55.07 | 10 | 0
2015 | SOCO_2_TVA_Transmission | SOCO | TVA_Transmission | Internal | Winter | B17 | 100 | 2600 | 0 | 43.62 | 45.82 | 10 | 0
2015 | SOCO_2_TVA_Transmission | SOCO | TVA_Transmission | Internal | Winter | B18 | 400 | 2600 | 0 | 41.34 | 42.24 | 10 | 0
2015 | SOCO_2_TVA_Transmission | SOCO | TVA_Transmission | Internal | Winter | B19 | 700 | 2600 | 0 | 41.34 | 40.44 | 10 | 0
2015 | SOCO_2_TVA_Transmission | SOCO | TVA_Transmission | Internal | Winter | B20 | 935 | 2600 | 0 | 41.34 | 39.21 | 10 | 0
2015 | SOCO_2_VACAR | SOCO | VACAR | Internal | Shoulder | B11 | 25 | 2000 | 0 | 61.4 | 54.4 | 10 | 0
2015 | SOCO_2_VACAR | SOCO | VACAR | Internal | Shoulder | B12 | 200 | 2000 | 0 | 42.81 | 48.13 | 10 | 0
2015 | SOCO_2_VACAR | SOCO | VACAR | Internal | Shoulder | B13 | 600 | 2000 | 0 | 39.02 | 45.55 | 10 | 0
2015 | SOCO_2_VACAR | SOCO | VACAR | Internal | Shoulder | B14 | 900 | 2000 | 0 | 39.02 | 43.75 | 10 | 0
2015 | SOCO_2_VACAR | SOCO | VACAR | Internal | Shoulder | B15 | 1203 | 2000 | 0 | 39.02 | 41.93 | 10 | 0
2015 | SOCO_2_VACAR | SOCO | VACAR | Internal | Summer | B1 | 10 | 2000 | 0 | 64.92 | 68.16 | 10 | 0
2015 | SOCO_2_VACAR | SOCO | VACAR | Internal | Summer | B2 | 25 | 2000 | 0 | 64.92 | 68.16 | 10 | 0
2015 | SOCO_2_VACAR | SOCO | VACAR | Internal | Summer | B3 | 75 | 2000 | 0 | 64.92 | 68.16 | 10 | 0
2015 | SOCO_2_VACAR | SOCO | VACAR | Internal | Summer | B4 | 100 | 2000 | 0 | 64.92 | 61.18 | 10 | 0
2015 | SOCO_2_VACAR | SOCO | VACAR | Internal | Summer | B5 | 200 | 2000 | 0 | 60.27 | 55.3 | 10 | 0
2015 | SOCO_2_VACAR | SOCO | VACAR | Internal | Summer | B6 | 300 | 2000 | 0 | 52.89 | 49.33 | 10 | 0
2015 | SOCO_2_VACAR | SOCO | VACAR | Internal | Summer | B7 | 400 | 2000 | 0 | 50.05 | 43.93 | 10 | 0
2015 | SOCO_2_VACAR | SOCO | VACAR | Internal | Summer | B8 | 500 | 2000 | 0 | 43.5 | 42.69 | 10 | 0
2015 | SOCO_2_VACAR | SOCO | VACAR | Internal | Summer | B9 | 800 | 2000 | 0 | 37.88 | 41.93 | 10 | 0
2015 | SOCO_2_VACAR | SOCO | VACAR | Internal | Summer | B10 | 1262 | 2000 | 0 | 37.88 | 40.46 | 10 | 0
2015 | SOCO_2_VACAR | SOCO | VACAR | Internal | Winter | B16 | 25 | 2000 | 0 | 59.78 | 58.89 | 10 | 0
2015 | SOCO_2_VACAR | SOCO | VACAR | Internal | Winter | B17 | 100 | 2000 | 0 | 43.62 | 50.67 | 10 | 0
2015 | SOCO_2_VACAR | SOCO | VACAR | Internal | Winter | B18 | 400 | 2000 | 0 | 41.34 | 45.97 | 10 | 0
2015 | SOCO_2_VACAR | SOCO | VACAR | Internal | Winter | B19 | 700 | 2000 | 0 | 41.34 | 43.97 | 10 | 0
2015 | SOCO_2_VACAR | SOCO | VACAR | Internal | Winter | B20 | 935 | 2000 | 0 | 41.34 | 42.38 | 10 | 0
2015 | SPP_N_2_ENT | SPP_N | ENT | Internal | Shoulder | B11 | 25 | 1800 | 0 | 53.42 | 53.5 | 5 | 0
2015 | SPP_N_2_ENT | SPP_N | ENT | Internal | Shoulder | B12 | 200 | 1800 | 0 | 38.92 | 38.05 | 5 | 0
2015 | SPP_N_2_ENT | SPP_N | ENT | Internal | Shoulder | B13 | 600 | 1800 | 0 | 37.6 | 38.05 | 5 | 0
2015 | SPP_N_2_ENT | SPP_N | ENT | Internal | Shoulder | B14 | 900 | 1800 | 0 | 36.34 | 37.78 | 5 | 0
2015 | SPP_N_2_ENT | SPP_N | ENT | Internal | Shoulder | B15 | 1203 | 1800 | 0 | 36.3 | 36.58 | 5 | 0
2015 | SPP_N_2_ENT | SPP_N | ENT | Internal | Summer | B1 | 10 | 1800 | 0 | 58.76 | 59.38 | 5 | 0
2015 | SPP_N_2_ENT | SPP_N | ENT | Internal | Summer | B2 | 25 | 1800 | 0 | 58.76 | 56.92 | 5 | 0
2015 | SPP_N_2_ENT | SPP_N | ENT | Internal | Summer | B3 | 75 | 1800 | 0 | 58.76 | 56.92 | 5 | 0
2015 | SPP_N_2_ENT | SPP_N | ENT | Internal | Summer | B4 | 100 | 1800 | 0 | 55.7 | 55.82 | 5 | 0
2015 | SPP_N_2_ENT | SPP_N | ENT | Internal | Summer | B5 | 200 | 1800 | 0 | 52.82 | 51.84 | 5 | 0
2015 | SPP_N_2_ENT | SPP_N | ENT | Internal | Summer | B6 | 300 | 1800 | 0 | 49.32 | 44.89 | 5 | 0
2015 | SPP_N_2_ENT | SPP_N | ENT | Internal | Summer | B7 | 400 | 1800 | 0 | 42.93 | 42.05 | 5 | 0
2015 | SPP_N_2_ENT | SPP_N | ENT | Internal | Summer | B8 | 500 | 1800 | 0 | 36.69 | 36.89 | 5 | 0
2015 | SPP_N_2_ENT | SPP_N | ENT | Internal | Summer | B9 | 800 | 1800 | 0 | 35.12 | 36.63 | 5 | 0
2015 | SPP_N_2_ENT | SPP_N | ENT | Internal | Summer | B10 | 1262 | 1800 | 0 | 34.55 | 35.44 | 5 | 0
2015 | SPP_N_2_ENT | SPP_N | ENT | Internal | Winter | B16 | 25 | 1800 | 0 | 48.29 | 51.78 | 5 | 0
2015 | SPP_N_2_ENT | SPP_N | ENT | Internal | Winter | B17 | 100 | 1800 | 0 | 39.43 | 40.38 | 5 | 0
2015 | SPP_N_2_ENT | SPP_N | ENT | Internal | Winter | B18 | 400 | 1800 | 0 | 38.72 | 40.38 | 5 | 0
2015 | SPP_N_2_ENT | SPP_N | ENT | Internal | Winter | B19 | 700 | 1800 | 0 | 38.67 | 40.1 | 5 | 0
2015 | SPP_N_2_ENT | SPP_N | ENT | Internal | Winter | B20 | 935 | 1800 | 0 | 38.07 | 38.79 | 5 | 0
2015 | SPP_N_2_MISO_MO-IL | SPP_N | MISO_MO-IL | Internal | Shoulder | B11 | 25 | 2000 | 0 | 53.42 | 46.41 | 5 | 0
2015 | SPP_N_2_MISO_MO-IL | SPP_N | MISO_MO-IL | Internal | Shoulder | B12 | 200 | 2000 | 0 | 38.92 | 40.12 | 5 | 0
2015 | SPP_N_2_MISO_MO-IL | SPP_N | MISO_MO-IL | Internal | Shoulder | B13 | 600 | 2000 | 0 | 37.6 | 37.53 | 5 | 0
2015 | SPP_N_2_MISO_MO-IL | SPP_N | MISO_MO-IL | Internal | Shoulder | B14 | 900 | 2000 | 0 | 36.34 | 35.73 | 5 | 0
2015 | SPP_N_2_MISO_MO-IL | SPP_N | MISO_MO-IL | Internal | Shoulder | B15 | 1203 | 2000 | 0 | 36.3 | 32.62 | 5 | 0
2015 | SPP_N_2_MISO_MO-IL | SPP_N | MISO_MO-IL | Internal | Summer | B1 | 10 | 2000 | 0 | 58.76 | 59.38 | 5 | 0
2015 | SPP_N_2_MISO_MO-IL | SPP_N | MISO_MO-IL | Internal | Summer | B2 | 25 | 2000 | 0 | 58.76 | 56.92 | 5 | 0
2015 | SPP_N_2_MISO_MO-IL | SPP_N | MISO_MO-IL | Internal | Summer | B3 | 75 | 2000 | 0 | 58.76 | 55.38 | 5 | 0
2015 | SPP_N_2_MISO_MO-IL | SPP_N | MISO_MO-IL | Internal | Summer | B4 | 100 | 2000 | 0 | 55.7 | 53.18 | 5 | 0
2015 | SPP_N_2_MISO_MO-IL | SPP_N | MISO_MO-IL | Internal | Summer | B5 | 200 | 2000 | 0 | 52.82 | 46.7 | 5 | 0
2015 | SPP_N_2_MISO_MO-IL | SPP_N | MISO_MO-IL | Internal | Summer | B6 | 300 | 2000 | 0 | 49.32 | 41.32 | 5 | 0
2015 | SPP_N_2_MISO_MO-IL | SPP_N | MISO_MO-IL | Internal | Summer | B7 | 400 | 2000 | 0 | 42.93 | 35.9 | 5 | 0
2015 | SPP_N_2_MISO_MO-IL | SPP_N | MISO_MO-IL | Internal | Summer | B8 | 500 | 2000 | 0 | 36.69 | 33.8 | 5 | 0
2015 | SPP_N_2_MISO_MO-IL | SPP_N | MISO_MO-IL | Internal | Summer | B9 | 800 | 2000 | 0 | 35.12 | 32.89 | 5 | 0
2015 | SPP_N_2_MISO_MO-IL | SPP_N | MISO_MO-IL | Internal | Summer | B10 | 1262 | 2000 | 0 | 34.55 | 30.5 | 5 | 0
2015 | SPP_N_2_MISO_MO-IL | SPP_N | MISO_MO-IL | Internal | Winter | B16 | 25 | 2000 | 0 | 48.29 | 47.07 | 5 | 0
2015 | SPP_N_2_MISO_MO-IL | SPP_N | MISO_MO-IL | Internal | Winter | B17 | 100 | 2000 | 0 | 39.43 | 42.66 | 5 | 0
2015 | SPP_N_2_MISO_MO-IL | SPP_N | MISO_MO-IL | Internal | Winter | B18 | 400 | 2000 | 0 | 38.72 | 37.96 | 5 | 0
2015 | SPP_N_2_MISO_MO-IL | SPP_N | MISO_MO-IL | Internal | Winter | B19 | 700 | 2000 | 0 | 38.67 | 35.95 | 5 | 0
2015 | SPP_N_2_MISO_MO-IL | SPP_N | MISO_MO-IL | Internal | Winter | B20 | 935 | 2000 | 0 | 38.07 | 32.37 | 5 | 0
2015 | SPP_N_2_MISO_W | SPP_N | MISO_W | Internal | Shoulder | B11 | 25 | 750 | 0 | 53.42 | 46.42 | 5 | 0
2015 | SPP_N_2_MISO_W | SPP_N | MISO_W | Internal | Shoulder | B12 | 200 | 750 | 0 | 38.92 | 40.12 | 5 | 0
2015 | SPP_N_2_MISO_W | SPP_N | MISO_W | Internal | Shoulder | B13 | 600 | 750 | 0 | 37.6 | 37.54 | 5 | 0
2015 | SPP_N_2_MISO_W | SPP_N | MISO_W | Internal | Shoulder | B14 | 900 | 750 | 0 | 36.34 | 35.75 | 5 | 0
2015 | SPP_N_2_MISO_W | SPP_N | MISO_W | Internal | Shoulder | B15 | 1203 | 750 | 0 | 36.3 | 33.09 | 5 | 0
2015 | SPP_N_2_MISO_W | SPP_N | MISO_W | Internal | Summer | B1 | 10 | 750 | 0 | 58.76 | 59.37 | 5 | 0
2015 | SPP_N_2_MISO_W | SPP_N | MISO_W | Internal | Summer | B2 | 25 | 750 | 0 | 58.76 | 56.93 | 5 | 0
2015 | SPP_N_2_MISO_W | SPP_N | MISO_W | Internal | Summer | B3 | 75 | 750 | 0 | 58.76 | 56.67 | 5 | 0
2015 | SPP_N_2_MISO_W | SPP_N | MISO_W | Internal | Summer | B4 | 100 | 750 | 0 | 55.7 | 55.69 | 5 | 0
2015 | SPP_N_2_MISO_W | SPP_N | MISO_W | Internal | Summer | B5 | 200 | 750 | 0 | 52.82 | 48.5 | 5 | 0
2015 | SPP_N_2_MISO_W | SPP_N | MISO_W | Internal | Summer | B6 | 300 | 750 | 0 | 49.32 | 42.32 | 5 | 0
2015 | SPP_N_2_MISO_W | SPP_N | MISO_W | Internal | Summer | B7 | 400 | 750 | 0 | 42.93 | 35.93 | 5 | 0
2015 | SPP_N_2_MISO_W | SPP_N | MISO_W | Internal | Summer | B8 | 500 | 750 | 0 | 36.69 | 33.79 | 5 | 0
2015 | SPP_N_2_MISO_W | SPP_N | MISO_W | Internal | Summer | B9 | 800 | 750 | 0 | 35.12 | 32.9 | 5 | 0
2015 | SPP_N_2_MISO_W | SPP_N | MISO_W | Internal | Summer | B10 | 1262 | 750 | 0 | 34.55 | 30.52 | 5 | 0
2015 | SPP_N_2_MISO_W | SPP_N | MISO_W | Internal | Winter | B16 | 25 | 750 | 0 | 48.29 | 47.05 | 5 | 0
2015 | SPP_N_2_MISO_W | SPP_N | MISO_W | Internal | Winter | B17 | 100 | 750 | 0 | 39.43 | 42.64 | 5 | 0
2015 | SPP_N_2_MISO_W | SPP_N | MISO_W | Internal | Winter | B18 | 400 | 750 | 0 | 38.72 | 37.97 | 5 | 0
2015 | SPP_N_2_MISO_W | SPP_N | MISO_W | Internal | Winter | B19 | 700 | 750 | 0 | 38.67 | 36.56 | 5 | 0
2015 | SPP_N_2_MISO_W | SPP_N | MISO_W | Internal | Winter | B20 | 935 | 750 | 0 | 38.07 | 32.38 | 5 | 0
2015 | SPP_N_2_NE | SPP_N | NE | Internal | Shoulder | B11 | 25 | 330 | 0 | 53.42 | 46.42 | 0.01 | 0
2015 | SPP_N_2_NE | SPP_N | NE | Internal | Shoulder | B12 | 200 | 330 | 0.03 | 38.92 | 38.91 | 0.01 | 0
2015 | SPP_N_2_NE | SPP_N | NE | Internal | Shoulder | B13 | 600 | 330 | 0 | 37.6 | 37.54 | 0.01 | 0
2015 | SPP_N_2_NE | SPP_N | NE | Internal | Shoulder | B14 | 900 | 330 | 0 | 36.34 | 36.33 | 0.01 | 0
2015 | SPP_N_2_NE | SPP_N | NE | Internal | Shoulder | B15 | 1203 | 330 | 0 | 36.3 | 35.7 | 0.01 | 0
2015 | SPP_N_2_NE | SPP_N | NE | Internal | Summer | B1 | 10 | 330 | 0.53 | 58.76 | 58.75 | 0.01 | 0
2015 | SPP_N_2_NE | SPP_N | NE | Internal | Summer | B2 | 25 | 330 | 0 | 58.76 | 57.36 | 0.01 | 0
2015 | SPP_N_2_NE | SPP_N | NE | Internal | Summer | B3 | 75 | 330 | 0 | 58.76 | 57.36 | 0.01 | 0
2015 | SPP_N_2_NE | SPP_N | NE | Internal | Summer | B4 | 100 | 330 | 0.06 | 55.7 | 55.69 | 0.01 | 0
2015 | SPP_N_2_NE | SPP_N | NE | Internal | Summer | B5 | 200 | 330 | 0.03 | 52.82 | 52.81 | 0.01 | 0
2015 | SPP_N_2_NE | SPP_N | NE | Internal | Summer | B6 | 300 | 330 | 0 | 49.32 | 44.71 | 0.01 | 0
2015 | SPP_N_2_NE | SPP_N | NE | Internal | Summer | B7 | 400 | 330 | 0 | 42.93 | 35.93 | 0.01 | 0
2015 | SPP_N_2_NE | SPP_N | NE | Internal | Summer | B8 | 500 | 330 | 0 | 36.69 | 33.79 | 0.01 | 0
2015 | SPP_N_2_NE | SPP_N | NE | Internal | Summer | B9 | 800 | 330 | 0 | 35.12 | 33.79 | 0.01 | 0
2015 | SPP_N_2_NE | SPP_N | NE | Internal | Summer | B10 | 1262 | 330 | 0 | 34.55 | 31.83 | 0.01 | 0
2015 | SPP_N_2_NE | SPP_N | NE | Internal | Winter | B16 | 25 | 330 | 0 | 48.29 | 47.05 | 0.01 | 0
2015 | SPP_N_2_NE | SPP_N | NE | Internal | Winter | B17 | 100 | 330 | 0.06 | 39.43 | 39.42 | 0.01 | 0
2015 | SPP_N_2_NE | SPP_N | NE | Internal | Winter | B18 | 400 | 330 | 0.01 | 38.72 | 38.71 | 0.01 | 0
2015 | SPP_N_2_NE | SPP_N | NE | Internal | Winter | B19 | 700 | 330 | 0 | 38.67 | 38.66 | 0.01 | 0
2015 | SPP_N_2_NE | SPP_N | NE | Internal | Winter | B20 | 935 | 330 | 0 | 38.07 | 33.54 | 0.01 | 0
2015 | SPP_N_2_SPP_S | SPP_N | SPP_S | Internal | Shoulder | B11 | 25 | 4000 | 0 | 53.42 | 52.2 | 0.01 | 0
2015 | SPP_N_2_SPP_S | SPP_N | SPP_S | Internal | Shoulder | B12 | 200 | 4000 | 15.76 | 38.92 | 38.93 | 0.01 | 0
2015 | SPP_N_2_SPP_S | SPP_N | SPP_S | Internal | Shoulder | B13 | 600 | 4000 | 1275.73 | 37.6 | 37.62 | 0.01 | 0
2015 | SPP_N_2_SPP_S | SPP_N | SPP_S | Internal | Shoulder | B14 | 900 | 4000 | 1678.11 | 36.34 | 36.35 | 0.01 | 0
2015 | SPP_N_2_SPP_S | SPP_N | SPP_S | Internal | Shoulder | B15 | 1203 | 4000 | 3114.79 | 36.3 | 36.31 | 0.01 | 0
2015 | SPP_N_2_SPP_S | SPP_N | SPP_S | Internal | Summer | B1 | 10 | 4000 | 0.59 | 58.76 | 58.75 | 0.01 | 0
2015 | SPP_N_2_SPP_S | SPP_N | SPP_S | Internal | Summer | B2 | 25 | 4000 | 0.26 | 58.76 | 58.75 | 0.01 | 0
2015 | SPP_N_2_SPP_S | SPP_N | SPP_S | Internal | Summer | B3 | 75 | 4000 | 0 | 58.76 | 51.92 | 0.01 | 0
2015 | SPP_N_2_SPP_S | SPP_N | SPP_S | Internal | Summer | B4 | 100 | 4000 | 0 | 55.7 | 50.82 | 0.01 | 0
2015 | SPP_N_2_SPP_S | SPP_N | SPP_S | Internal | Summer | B5 | 200 | 4000 | 0 | 52.82 | 50.41 | 0.01 | 0
2015 | SPP_N_2_SPP_S | SPP_N | SPP_S | Internal | Summer | B6 | 300 | 4000 | 1575.84 | 49.32 | 49.33 | 0.01 | 0
2015 | SPP_N_2_SPP_S | SPP_N | SPP_S | Internal | Summer | B7 | 400 | 4000 | 1768.35 | 42.93 | 42.94 | 0.01 | 0
2015 | SPP_N_2_SPP_S | SPP_N | SPP_S | Internal | Summer | B8 | 500 | 4000 | 1737.51 | 36.69 | 36.71 | 0.01 | 0
2015 | SPP_N_2_SPP_S | SPP_N | SPP_S | Internal | Summer | B9 | 800 | 4000 | 3016.89 | 35.12 | 35.13 | 0.01 | 0
2015 | SPP_N_2_SPP_S | SPP_N | SPP_S | Internal | Summer | B10 | 1262 | 4000 | 4000 | 34.55 | 35.05 | 0.01 | 0.49
2015 | SPP_N_2_SPP_S | SPP_N | SPP_S | Internal | Winter | B16 | 25 | 4000 | 1271.38 | 48.29 | 48.3 | 0.01 | 0
2015 | SPP_N_2_SPP_S | SPP_N | SPP_S | Internal | Winter | B17 | 100 | 4000 | 1644.38 | 39.43 | 39.44 | 0.01 | 0
2015 | SPP_N_2_SPP_S | SPP_N | SPP_S | Internal | Winter | B18 | 400 | 4000 | 2627.1 | 38.72 | 38.73 | 0.01 | 0
2015 | SPP_N_2_SPP_S | SPP_N | SPP_S | Internal | Winter | B19 | 700 | 4000 | 2404.24 | 38.67 | 38.68 | 0.01 | 0
2015 | SPP_N_2_SPP_S | SPP_N | SPP_S | Internal | Winter | B20 | 935 | 4000 | 4000 | 38.07 | 38.64 | 0.01 | 0.56
2015 | SPP_S_2_ENT | SPP_S | ENT | Internal | Shoulder | B11 | 25 | 850 | 0 | 52.2 | 53.5 | 5 | 0
2015 | SPP_S_2_ENT | SPP_S | ENT | Internal | Shoulder | B12 | 200 | 850 | 0 | 38.93 | 38.05 | 5 | 0
2015 | SPP_S_2_ENT | SPP_S | ENT | Internal | Shoulder | B13 | 600 | 850 | 0 | 37.62 | 38.05 | 5 | 0
2015 | SPP_S_2_ENT | SPP_S | ENT | Internal | Shoulder | B14 | 900 | 850 | 0 | 36.35 | 37.78 | 5 | 0
2015 | SPP_S_2_ENT | SPP_S | ENT | Internal | Shoulder | B15 | 1203 | 850 | 0 | 36.31 | 36.58 | 5 | 0
2015 | SPP_S_2_ENT | SPP_S | ENT | Internal | Summer | B1 | 10 | 850 | 0 | 58.75 | 59.38 | 5 | 0
2015 | SPP_S_2_ENT | SPP_S | ENT | Internal | Summer | B2 | 25 | 850 | 0 | 58.75 | 56.92 | 5 | 0
2015 | SPP_S_2_ENT | SPP_S | ENT | Internal | Summer | B3 | 75 | 850 | 102.82 | 51.92 | 56.92 | 5 | 0
2015 | SPP_S_2_ENT | SPP_S | ENT | Internal | Summer | B4 | 100 | 850 | 415.28 | 50.82 | 55.82 | 5 | 0
2015 | SPP_S_2_ENT | SPP_S | ENT | Internal | Summer | B5 | 200 | 850 | 0 | 50.41 | 51.84 | 5 | 0
2015 | SPP_S_2_ENT | SPP_S | ENT | Internal | Summer | B6 | 300 | 850 | 0 | 49.33 | 44.89 | 5 | 0
2015 | SPP_S_2_ENT | SPP_S | ENT | Internal | Summer | B7 | 400 | 850 | 0 | 42.94 | 42.05 | 5 | 0
2015 | SPP_S_2_ENT | SPP_S | ENT | Internal | Summer | B8 | 500 | 850 | 0 | 36.71 | 36.89 | 5 | 0
2015 | SPP_S_2_ENT | SPP_S | ENT | Internal | Summer | B9 | 800 | 850 | 0 | 35.13 | 36.63 | 5 | 0
2015 | SPP_S_2_ENT | SPP_S | ENT | Internal | Summer | B10 | 1262 | 850 | 0 | 35.05 | 35.44 | 5 | 0
2015 | SPP_S_2_ENT | SPP_S | ENT | Internal | Winter | B16 | 25 | 850 | 0 | 48.3 | 51.78 | 5 | 0
2015 | SPP_S_2_ENT | SPP_S | ENT | Internal | Winter | B17 | 100 | 850 | 0 | 39.44 | 40.38 | 5 | 0
2015 | SPP_S_2_ENT | SPP_S | ENT | Internal | Winter | B18 | 400 | 850 | 0 | 38.73 | 40.38 | 5 | 0
2015 | SPP_S_2_ENT | SPP_S | ENT | Internal | Winter | B19 | 700 | 850 | 0 | 38.68 | 40.1 | 5 | 0
2015 | SPP_S_2_ENT | SPP_S | ENT | Internal | Winter | B20 | 935 | 850 | 0 | 38.64 | 38.79 | 5 | 0
2015 | SPP_S_2_SPP_N | SPP_S | SPP_N | Internal | Shoulder | B11 | 25 | 640 | 640 | 52.2 | 53.42 | 0.01 | 1.21
2015 | SPP_S_2_SPP_N | SPP_S | SPP_N | Internal | Shoulder | B12 | 200 | 640 | 0.03 | 38.93 | 38.92 | 0.01 | 0
2015 | SPP_S_2_SPP_N | SPP_S | SPP_N | Internal | Shoulder | B13 | 600 | 640 | 0.01 | 37.62 | 37.6 | 0.01 | 0
2015 | SPP_S_2_SPP_N | SPP_S | SPP_N | Internal | Shoulder | B14 | 900 | 640 | 0 | 36.35 | 36.34 | 0.01 | 0
2015 | SPP_S_2_SPP_N | SPP_S | SPP_N | Internal | Shoulder | B15 | 1203 | 640 | 0 | 36.31 | 36.3 | 0.01 | 0
2015 | SPP_S_2_SPP_N | SPP_S | SPP_N | Internal | Summer | B1 | 10 | 640 | 202.68 | 58.75 | 58.76 | 0.01 | 0
2015 | SPP_S_2_SPP_N | SPP_S | SPP_N | Internal | Summer | B2 | 25 | 640 | 55.7 | 58.75 | 58.76 | 0.01 | 0
2015 | SPP_S_2_SPP_N | SPP_S | SPP_N | Internal | Summer | B3 | 75 | 640 | 640 | 51.92 | 58.76 | 0.01 | 6.83
2015 | SPP_S_2_SPP_N | SPP_S | SPP_N | Internal | Summer | B4 | 100 | 640 | 640 | 50.82 | 55.7 | 0.01 | 4.87
2015 | SPP_S_2_SPP_N | SPP_S | SPP_N | Internal | Summer | B5 | 200 | 640 | 640 | 50.41 | 52.82 | 0.01 | 2.4
2015 | SPP_S_2_SPP_N | SPP_S | SPP_N | Internal | Summer | B6 | 300 | 640 | 0.02 | 49.33 | 49.32 | 0.01 | 0
2015 | SPP_S_2_SPP_N | SPP_S | SPP_N | Internal | Summer | B7 | 400 | 640 | 0.02 | 42.94 | 42.93 | 0.01 | 0
2015 | SPP_S_2_SPP_N | SPP_S | SPP_N | Internal | Summer | B8 | 500 | 640 | 0.01 | 36.71 | 36.69 | 0.01 | 0
2015 | SPP_S_2_SPP_N | SPP_S | SPP_N | Internal | Summer | B9 | 800 | 640 | 0 | 35.13 | 35.12 | 0.01 | 0
2015 | SPP_S_2_SPP_N | SPP_S | SPP_N | Internal | Summer | B10 | 1262 | 640 | 0 | 35.05 | 34.55 | 0.01 | 0
2015 | SPP_S_2_SPP_N | SPP_S | SPP_N | Internal | Winter | B16 | 25 | 640 | 0.23 | 48.3 | 48.29 | 0.01 | 0
2015 | SPP_S_2_SPP_N | SPP_S | SPP_N | Internal | Winter | B17 | 100 | 640 | 0.06 | 39.44 | 39.43 | 0.01 | 0
2015 | SPP_S_2_SPP_N | SPP_S | SPP_N | Internal | Winter | B18 | 400 | 640 | 0.02 | 38.73 | 38.72 | 0.01 | 0
2015 | SPP_S_2_SPP_N | SPP_S | SPP_N | Internal | Winter | B19 | 700 | 640 | 0 | 38.68 | 38.67 | 0.01 | 0
2015 | SPP_S_2_SPP_N | SPP_S | SPP_N | Internal | Winter | B20 | 935 | 640 | 0 | 38.64 | 38.07 | 0.01 | 0
2015 | TVA_2_ENT | TVA | ENT | Internal | Shoulder | B11 | 25 | 500 | 0 | 53.58 | 53.5 | 9 | 0
2015 | TVA_2_ENT | TVA | ENT | Internal | Shoulder | B12 | 200 | 500 | 0 | 40.02 | 38.05 | 9 | 0
2015 | TVA_2_ENT | TVA | ENT | Internal | Shoulder | B13 | 600 | 500 | 0 | 39.23 | 38.05 | 9 | 0
2015 | TVA_2_ENT | TVA | ENT | Internal | Shoulder | B14 | 900 | 500 | 0 | 39.23 | 37.78 | 9 | 0
2015 | TVA_2_ENT | TVA | ENT | Internal | Shoulder | B15 | 1203 | 500 | 0 | 38.4 | 36.58 | 9 | 0
2015 | TVA_2_ENT | TVA | ENT | Internal | Summer | B1 | 10 | 500 | 0 | 67.39 | 59.38 | 9 | 0
2015 | TVA_2_ENT | TVA | ENT | Internal | Summer | B2 | 25 | 500 | 0 | 64.93 | 56.92 | 9 | 0
2015 | TVA_2_ENT | TVA | ENT | Internal | Summer | B3 | 75 | 500 | 0 | 62.95 | 56.92 | 9 | 0
2015 | TVA_2_ENT | TVA | ENT | Internal | Summer | B4 | 100 | 500 | 0 | 61.19 | 55.82 | 9 | 0
2015 | TVA_2_ENT | TVA | ENT | Internal | Summer | B5 | 200 | 500 | 0 | 50.38 | 51.84 | 9 | 0
2015 | TVA_2_ENT | TVA | ENT | Internal | Summer | B6 | 300 | 500 | 0 | 38.73 | 44.89 | 9 | 0
2015 | TVA_2_ENT | TVA | ENT | Internal | Summer | B7 | 400 | 500 | 0 | 37.16 | 42.05 | 9 | 0
2015 | TVA_2_ENT | TVA | ENT | Internal | Summer | B8 | 500 | 500 | 0 | 37.16 | 36.89 | 9 | 0
2015 | TVA_2_ENT | TVA | ENT | Internal | Summer | B9 | 800 | 500 | 0 | 37.16 | 36.63 | 9 | 0
2015 | TVA_2_ENT | TVA | ENT | Internal | Summer | B10 | 1262 | 500 | 0 | 36.01 | 35.44 | 9 | 0
2015 | TVA_2_ENT | TVA | ENT | Internal | Winter | B16 | 25 | 500 | 0 | 55.08 | 51.78 | 9 | 0
2015 | TVA_2_ENT | TVA | ENT | Internal | Winter | B17 | 100 | 500 | 0 | 42.52 | 40.38 | 9 | 0
2015 | TVA_2_ENT | TVA | ENT | Internal | Winter | B18 | 400 | 500 | 0 | 38.7 | 40.38 | 9 | 0
2015 | TVA_2_ENT | TVA | ENT | Internal | Winter | B19 | 700 | 500 | 0 | 38.7 | 40.1 | 9 | 0
2015 | TVA_2_ENT | TVA | ENT | Internal | Winter | B20 | 935 | 500 | 0 | 38.7 | 38.79 | 9 | 0
2015 | TVA_2_MISO_MO-IL | TVA | MISO_MO-IL | Internal | Shoulder | B11 | 25 | 50 | 0 | 53.58 | 46.41 | 9 | 0
2015 | TVA_2_MISO_MO-IL | TVA | MISO_MO-IL | Internal | Shoulder | B12 | 200 | 50 | 0 | 40.02 | 40.12 | 9 | 0
2015 | TVA_2_MISO_MO-IL | TVA | MISO_MO-IL | Internal | Shoulder | B13 | 600 | 50 | 0 | 39.23 | 37.53 | 9 | 0
2015 | TVA_2_MISO_MO-IL | TVA | MISO_MO-IL | Internal | Shoulder | B14 | 900 | 50 | 0 | 39.23 | 35.73 | 9 | 0
2015 | TVA_2_MISO_MO-IL | TVA | MISO_MO-IL | Internal | Shoulder | B15 | 1203 | 50 | 0 | 38.4 | 32.62 | 9 | 0
2015 | TVA_2_MISO_MO-IL | TVA | MISO_MO-IL | Internal | Summer | B1 | 10 | 50 | 0 | 67.39 | 59.38 | 9 | 0
2015 | TVA_2_MISO_MO-IL | TVA | MISO_MO-IL | Internal | Summer | B2 | 25 | 50 | 0 | 64.93 | 56.92 | 9 | 0
2015 | TVA_2_MISO_MO-IL | TVA | MISO_MO-IL | Internal | Summer | B3 | 75 | 50 | 0 | 62.95 | 55.38 | 9 | 0
2015 | TVA_2_MISO_MO-IL | TVA | MISO_MO-IL | Internal | Summer | B4 | 100 | 50 | 0 | 61.19 | 53.18 | 9 | 0
2015 | TVA_2_MISO_MO-IL | TVA | MISO_MO-IL | Internal | Summer | B5 | 200 | 50 | 0 | 50.38 | 46.7 | 9 | 0
2015 | TVA_2_MISO_MO-IL | TVA | MISO_MO-IL | Internal | Summer | B6 | 300 | 50 | 0 | 38.73 | 41.32 | 9 | 0
2015 | TVA_2_MISO_MO-IL | TVA | MISO_MO-IL | Internal | Summer | B7 | 400 | 50 | 0 | 37.16 | 35.9 | 9 | 0
2015 | TVA_2_MISO_MO-IL | TVA | MISO_MO-IL | Internal | Summer | B8 | 500 | 50 | 0 | 37.16 | 33.8 | 9 | 0
2015 | TVA_2_MISO_MO-IL | TVA | MISO_MO-IL | Internal | Summer | B9 | 800 | 50 | 0 | 37.16 | 32.89 | 9 | 0
2015 | TVA_2_MISO_MO-IL | TVA | MISO_MO-IL | Internal | Summer | B10 | 1262 | 50 | 0 | 36.01 | 30.5 | 9 | 0
2015 | TVA_2_MISO_MO-IL | TVA | MISO_MO-IL | Internal | Winter | B16 | 25 | 50 | 0 | 55.08 | 47.07 | 9 | 0
2015 | TVA_2_MISO_MO-IL | TVA | MISO_MO-IL | Internal | Winter | B17 | 100 | 50 | 0 | 42.52 | 42.66 | 9 | 0
2015 | TVA_2_MISO_MO-IL | TVA | MISO_MO-IL | Internal | Winter | B18 | 400 | 50 | 0 | 38.7 | 37.96 | 9 | 0
2015 | TVA_2_MISO_MO-IL | TVA | MISO_MO-IL | Internal | Winter | B19 | 700 | 50 | 0 | 38.7 | 35.95 | 9 | 0
2015 | TVA_2_MISO_MO-IL | TVA | MISO_MO-IL | Internal | Winter | B20 | 935 | 50 | 0 | 38.7 | 32.37 | 9 | 0
2015 | TVA_2_NonRTO_Midwest | TVA | NonRTO_Midwest | Internal | Shoulder | B11 | 25 | 100 | 0 | 53.58 | 54.41 | 9 | 0
2015 | TVA_2_NonRTO_Midwest | TVA | NonRTO_Midwest | Internal | Shoulder | B12 | 200 | 100 | 0 | 40.02 | 48.13 | 9 | 0
2015 | TVA_2_NonRTO_Midwest | TVA | NonRTO_Midwest | Internal | Shoulder | B13 | 600 | 100 | 0 | 39.23 | 44.64 | 9 | 0
2015 | TVA_2_NonRTO_Midwest | TVA | NonRTO_Midwest | Internal | Shoulder | B14 | 900 | 100 | 0 | 39.23 | 35.55 | 9 | 0
2015 | TVA_2_NonRTO_Midwest | TVA | NonRTO_Midwest | Internal | Shoulder | B15 | 1203 | 100 | 0 | 38.4 | 33.35 | 9 | 0
2015 | TVA_2_NonRTO_Midwest | TVA | NonRTO_Midwest | Internal | Summer | B1 | 10 | 100 | 0 | 67.39 | 63.36 | 9 | 0
2015 | TVA_2_NonRTO_Midwest | TVA | NonRTO_Midwest | Internal | Summer | B2 | 25 | 100 | 0 | 64.93 | 63.36 | 9 | 0
2015 | TVA_2_NonRTO_Midwest | TVA | NonRTO_Midwest | Internal | Summer | B3 | 75 | 100 | 0 | 62.95 | 63.36 | 9 | 0
2015 | TVA_2_NonRTO_Midwest | TVA | NonRTO_Midwest | Internal | Summer | B4 | 100 | 100 | 0 | 61.19 | 61.18 | 9 | 0
2015 | TVA_2_NonRTO_Midwest | TVA | NonRTO_Midwest | Internal | Summer | B5 | 200 | 100 | 0 | 50.38 | 54.69 | 9 | 0
2015 | TVA_2_NonRTO_Midwest | TVA | NonRTO_Midwest | Internal | Summer | B6 | 300 | 100 | 29.17 | 38.73 | 47.73 | 9 | 0
2015 | TVA_2_NonRTO_Midwest | TVA | NonRTO_Midwest | Internal | Summer | B7 | 400 | 100 | 0 | 37.16 | 34.99 | 9 | 0
2015 | TVA_2_NonRTO_Midwest | TVA | NonRTO_Midwest | Internal | Summer | B8 | 500 | 100 | 0 | 37.16 | 34.04 | 9 | 0
2015 | TVA_2_NonRTO_Midwest | TVA | NonRTO_Midwest | Internal | Summer | B9 | 800 | 100 | 0 | 37.16 | 33.35 | 9 | 0
2015 | TVA_2_NonRTO_Midwest | TVA | NonRTO_Midwest | Internal | Summer | B10 | 1262 | 100 | 0 | 36.01 | 33.09 | 9 | 0
2015 | TVA_2_NonRTO_Midwest | TVA | NonRTO_Midwest | Internal | Winter | B16 | 25 | 100 | 0 | 55.08 | 55.08 | 9 | 0
2015 | TVA_2_NonRTO_Midwest | TVA | NonRTO_Midwest | Internal | Winter | B17 | 100 | 100 | 0 | 42.52 | 50.67 | 9 | 0
2015 | TVA_2_NonRTO_Midwest | TVA | NonRTO_Midwest | Internal | Winter | B18 | 400 | 100 | 0 | 38.7 | 45.97 | 9 | 0
2015 | TVA_2_NonRTO_Midwest | TVA | NonRTO_Midwest | Internal | Winter | B19 | 700 | 100 | 0 | 38.7 | 35.74 | 9 | 0
2015 | TVA_2_NonRTO_Midwest | TVA | NonRTO_Midwest | Internal | Winter | B20 | 935 | 100 | 0 | 38.7 | 33.38 | 9 | 0
2015 | TVA_2_PJM_ROR | TVA | PJM_ROR | Internal | Shoulder | B11 | 25 | 500 | 0 | 53.58 | 48.4 | 9 | 0
2015 | TVA_2_PJM_ROR | TVA | PJM_ROR | Internal | Shoulder | B12 | 200 | 500 | 0 | 40.02 | 42.13 | 9 | 0
2015 | TVA_2_PJM_ROR | TVA | PJM_ROR | Internal | Shoulder | B13 | 600 | 500 | 0 | 39.23 | 39.55 | 9 | 0
2015 | TVA_2_PJM_ROR | TVA | PJM_ROR | Internal | Shoulder | B14 | 900 | 500 | 0 | 39.23 | 37.75 | 9 | 0
2015 | TVA_2_PJM_ROR | TVA | PJM_ROR | Internal | Shoulder | B15 | 1203 | 500 | 0 | 38.4 | 34.52 | 9 | 0
2015 | TVA_2_PJM_ROR | TVA | PJM_ROR | Internal | Summer | B1 | 10 | 500 | 0 | 67.39 | 61.38 | 9 | 0
2015 | TVA_2_PJM_ROR | TVA | PJM_ROR | Internal | Summer | B2 | 25 | 500 | 0 | 64.93 | 58.92 | 9 | 0
2015 | TVA_2_PJM_ROR | TVA | PJM_ROR | Internal | Summer | B3 | 75 | 500 | 0 | 62.95 | 56.94 | 9 | 0
2015 | TVA_2_PJM_ROR | TVA | PJM_ROR | Internal | Summer | B4 | 100 | 500 | 0 | 61.19 | 55.18 | 9 | 0
2015 | TVA_2_PJM_ROR | TVA | PJM_ROR | Internal | Summer | B5 | 200 | 500 | 0 | 50.38 | 48.7 | 9 | 0
2015 | TVA_2_PJM_ROR | TVA | PJM_ROR | Internal | Summer | B6 | 300 | 500 | 0 | 38.73 | 43.33 | 9 | 0
2015 | TVA_2_PJM_ROR | TVA | PJM_ROR | Internal | Summer | B7 | 400 | 500 | 0 | 37.16 | 37.93 | 9 | 0
2015 | TVA_2_PJM_ROR | TVA | PJM_ROR | Internal | Summer | B8 | 500 | 500 | 0 | 37.16 | 35.9 | 9 | 0
2015 | TVA_2_PJM_ROR | TVA | PJM_ROR | Internal | Summer | B9 | 800 | 500 | 0 | 37.16 | 34.73 | 9 | 0
2015 | TVA_2_PJM_ROR | TVA | PJM_ROR | Internal | Summer | B10 | 1262 | 500 | 0 | 36.01 | 32.5 | 9 | 0
2015 | TVA_2_PJM_ROR | TVA | PJM_ROR | Internal | Winter | B16 | 25 | 500 | 0 | 55.08 | 49.07 | 9 | 0
2015 | TVA_2_PJM_ROR | TVA | PJM_ROR | Internal | Winter | B17 | 100 | 500 | 0 | 42.52 | 44.67 | 9 | 0
2015 | TVA_2_PJM_ROR | TVA | PJM_ROR | Internal | Winter | B18 | 400 | 500 | 0 | 38.7 | 39.97 | 9 | 0
2015 | TVA_2_PJM_ROR | TVA | PJM_ROR | Internal | Winter | B19 | 700 | 500 | 0 | 38.7 | 37.97 | 9 | 0
2015 | TVA_2_PJM_ROR | TVA | PJM_ROR | Internal | Winter | B20 | 935 | 500 | 0 | 38.7 | 34.29 | 9 | 0
2015 | TVA_2_SOCO | TVA | SOCO | Internal | Shoulder | B11 | 25 | 500 | 0 | 53.58 | 61.4 | 9 | 0
2015 | TVA_2_SOCO | TVA | SOCO | Internal | Shoulder | B12 | 200 | 500 | 0 | 40.02 | 42.81 | 9 | 0
2015 | TVA_2_SOCO | TVA | SOCO | Internal | Shoulder | B13 | 600 | 500 | 0 | 39.23 | 39.02 | 9 | 0
2015 | TVA_2_SOCO | TVA | SOCO | Internal | Shoulder | B14 | 900 | 500 | 0 | 39.23 | 39.02 | 9 | 0
2015 | TVA_2_SOCO | TVA | SOCO | Internal | Shoulder | B15 | 1203 | 500 | 0 | 38.4 | 39.02 | 9 | 0
2015 | TVA_2_SOCO | TVA | SOCO | Internal | Summer | B1 | 10 | 500 | 0 | 67.39 | 64.92 | 9 | 0
2015 | TVA_2_SOCO | TVA | SOCO | Internal | Summer | B2 | 25 | 500 | 0 | 64.93 | 64.92 | 9 | 0
2015 | TVA_2_SOCO | TVA | SOCO | Internal | Summer | B3 | 75 | 500 | 0 | 62.95 | 64.92 | 9 | 0
2015 | TVA_2_SOCO | TVA | SOCO | Internal | Summer | B4 | 100 | 500 | 0 | 61.19 | 64.92 | 9 | 0
2015 | TVA_2_SOCO | TVA | SOCO | Internal | Summer | B5 | 200 | 500 | 500 | 50.38 | 60.27 | 9 | 0.89
2015 | TVA_2_SOCO | TVA | SOCO | Internal | Summer | B6 | 300 | 500 | 500 | 38.73 | 52.89 | 9 | 5.15
2015 | TVA_2_SOCO | TVA | SOCO | Internal | Summer | B7 | 400 | 500 | 500 | 37.16 | 50.05 | 9 | 3.89
2015 | TVA_2_SOCO | TVA | SOCO | Internal | Summer | B8 | 500 | 500 | 0 | 37.16 | 43.5 | 9 | 0
2015 | TVA_2_SOCO | TVA | SOCO | Internal | Summer | B9 | 800 | 500 | 0 | 37.16 | 37.88 | 9 | 0
2015 | TVA_2_SOCO | TVA | SOCO | Internal | Summer | B10 | 1262 | 500 | 0 | 36.01 | 37.88 | 9 | 0
2015 | TVA_2_SOCO | TVA | SOCO | Internal | Winter | B16 | 25 | 500 | 0 | 55.08 | 59.78 | 9 | 0
2015 | TVA_2_SOCO | TVA | SOCO | Internal | Winter | B17 | 100 | 500 | 0 | 42.52 | 43.62 | 9 | 0
2015 | TVA_2_SOCO | TVA | SOCO | Internal | Winter | B18 | 400 | 500 | 0 | 38.7 | 41.34 | 9 | 0
2015 | TVA_2_SOCO | TVA | SOCO | Internal | Winter | B19 | 700 | 500 | 0 | 38.7 | 41.34 | 9 | 0
2015 | TVA_2_SOCO | TVA | SOCO | Internal | Winter | B20 | 935 | 500 | 0 | 38.7 | 41.34 | 9 | 0
2015 | TVA_2_VACAR | TVA | VACAR | Internal | Shoulder | B11 | 25 | 150 | 0 | 53.58 | 54.4 | 9 | 0
2015 | TVA_2_VACAR | TVA | VACAR | Internal | Shoulder | B12 | 200 | 150 | 0 | 40.02 | 48.13 | 9 | 0
2015 | TVA_2_VACAR | TVA | VACAR | Internal | Shoulder | B13 | 600 | 150 | 0 | 39.23 | 45.55 | 9 | 0
2015 | TVA_2_VACAR | TVA | VACAR | Internal | Shoulder | B14 | 900 | 150 | 0 | 39.23 | 43.75 | 9 | 0
2015 | TVA_2_VACAR | TVA | VACAR | Internal | Shoulder | B15 | 1203 | 150 | 0 | 38.4 | 41.93 | 9 | 0
2015 | TVA_2_VACAR | TVA | VACAR | Internal | Summer | B1 | 10 | 150 | 0 | 67.39 | 68.16 | 9 | 0
2015 | TVA_2_VACAR | TVA | VACAR | Internal | Summer | B2 | 25 | 150 | 0 | 64.93 | 68.16 | 9 | 0
2015 | TVA_2_VACAR | TVA | VACAR | Internal | Summer | B3 | 75 | 150 | 0 | 62.95 | 68.16 | 9 | 0
2015 | TVA_2_VACAR | TVA | VACAR | Internal | Summer | B4 | 100 | 150 | 0 | 61.19 | 61.18 | 9 | 0
2015 | TVA_2_VACAR | TVA | VACAR | Internal | Summer | B5 | 200 | 150 | 0 | 50.38 | 55.3 | 9 | 0
2015 | TVA_2_VACAR | TVA | VACAR | Internal | Summer | B6 | 300 | 150 | 150 | 38.73 | 49.33 | 9 | 1.6
2015 | TVA_2_VACAR | TVA | VACAR | Internal | Summer | B7 | 400 | 150 | 0 | 37.16 | 43.93 | 9 | 0
2015 | TVA_2_VACAR | TVA | VACAR | Internal | Summer | B8 | 500 | 150 | 0 | 37.16 | 42.69 | 9 | 0
2015 | TVA_2_VACAR | TVA | VACAR | Internal | Summer | B9 | 800 | 150 | 0 | 37.16 | 41.93 | 9 | 0
2015 | TVA_2_VACAR | TVA | VACAR | Internal | Summer | B10 | 1262 | 150 | 0 | 36.01 | 40.46 | 9 | 0
2015 | TVA_2_VACAR | TVA | VACAR | Internal | Winter | B16 | 25 | 150 | 0 | 55.08 | 58.89 | 9 | 0
2015 | TVA_2_VACAR | TVA | VACAR | Internal | Winter | B17 | 100 | 150 | 0 | 42.52 | 50.67 | 9 | 0
2015 | TVA_2_VACAR | TVA | VACAR | Internal | Winter | B18 | 400 | 150 | 0 | 38.7 | 45.97 | 9 | 0
2015 | TVA_2_VACAR | TVA | VACAR | Internal | Winter | B19 | 700 | 150 | 0 | 38.7 | 43.97 | 9 | 0
2015 | TVA_2_VACAR | TVA | VACAR | Internal | Winter | B20 | 935 | 150 | 0 | 38.7 | 42.38 | 9 | 0
2015 | TVA_Transmission_2_ENT | TVA_Transmission | ENT | Internal | Shoulder | B11 | 25 | 3000 | 0 | 53.88 | 53.5 | 9 | 0
2015 | TVA_Transmission_2_ENT | TVA_Transmission | ENT | Internal | Shoulder | B12 | 200 | 3000 | 0 | 43.44 | 38.05 | 9 | 0
2015 | TVA_Transmission_2_ENT | TVA_Transmission | ENT | Internal | Shoulder | B13 | 600 | 3000 | 0 | 41.7 | 38.05 | 9 | 0
2015 | TVA_Transmission_2_ENT | TVA_Transmission | ENT | Internal | Shoulder | B14 | 900 | 3000 | 0 | 40.49 | 37.78 | 9 | 0
2015 | TVA_Transmission_2_ENT | TVA_Transmission | ENT | Internal | Shoulder | B15 | 1203 | 3000 | 0 | 39.03 | 36.58 | 9 | 0
2015 | TVA_Transmission_2_ENT | TVA_Transmission | ENT | Internal | Summer | B1 | 10 | 3000 | 0 | 67.38 | 59.38 | 9 | 0
2015 | TVA_Transmission_2_ENT | TVA_Transmission | ENT | Internal | Summer | B2 | 25 | 3000 | 0 | 64.92 | 56.92 | 9 | 0
2015 | TVA_Transmission_2_ENT | TVA_Transmission | ENT | Internal | Summer | B3 | 75 | 3000 | 0 | 62.94 | 56.92 | 9 | 0
2015 | TVA_Transmission_2_ENT | TVA_Transmission | ENT | Internal | Summer | B4 | 100 | 3000 | 0 | 61.18 | 55.82 | 9 | 0
2015 | TVA_Transmission_2_ENT | TVA_Transmission | ENT | Internal | Summer | B5 | 200 | 3000 | 0 | 52.9 | 51.84 | 9 | 0
2015 | TVA_Transmission_2_ENT | TVA_Transmission | ENT | Internal | Summer | B6 | 300 | 3000 | 0 | 46.26 | 44.89 | 9 | 0
2015 | TVA_Transmission_2_ENT | TVA_Transmission | ENT | Internal | Summer | B7 | 400 | 3000 | 0 | 41.77 | 42.05 | 9 | 0
2015 | TVA_Transmission_2_ENT | TVA_Transmission | ENT | Internal | Summer | B8 | 500 | 3000 | 0 | 38.84 | 36.89 | 9 | 0
2015 | TVA_Transmission_2_ENT | TVA_Transmission | ENT | Internal | Summer | B9 | 800 | 3000 | 0 | 38.27 | 36.63 | 9 | 0
2015 | TVA_Transmission_2_ENT | TVA_Transmission | ENT | Internal | Summer | B10 | 1262 | 3000 | 0 | 36.86 | 35.44 | 9 | 0
2015 | TVA_Transmission_2_ENT | TVA_Transmission | ENT | Internal | Winter | B16 | 25 | 3000 | 0 | 55.07 | 51.78 | 9 | 0
2015 | TVA_Transmission_2_ENT | TVA_Transmission | ENT | Internal | Winter | B17 | 100 | 3000 | 0 | 45.82 | 40.38 | 9 | 0
2015 | TVA_Transmission_2_ENT | TVA_Transmission | ENT | Internal | Winter | B18 | 400 | 3000 | 0 | 42.24 | 40.38 | 9 | 0
2015 | TVA_Transmission_2_ENT | TVA_Transmission | ENT | Internal | Winter | B19 | 700 | 3000 | 0 | 40.44 | 40.1 | 9 | 0
2015 | TVA_Transmission_2_ENT | TVA_Transmission | ENT | Internal | Winter | B20 | 935 | 3000 | 0 | 39.21 | 38.79 | 9 | 0
2015 | TVA_Transmission_2_MISO_MO-IL | TVA_Transmission | MISO_MO-IL | Internal | Shoulder | B11 | 25 | 4000 | 0 | 53.88 | 46.41 | 9 | 0
2015 | TVA_Transmission_2_MISO_MO-IL | TVA_Transmission | MISO_MO-IL | Internal | Shoulder | B12 | 200 | 4000 | 0 | 43.44 | 40.12 | 9 | 0
2015 | TVA_Transmission_2_MISO_MO-IL | TVA_Transmission | MISO_MO-IL | Internal | Shoulder | B13 | 600 | 4000 | 0 | 41.7 | 37.53 | 9 | 0
2015 | TVA_Transmission_2_MISO_MO-IL | TVA_Transmission | MISO_MO-IL | Internal | Shoulder | B14 | 900 | 4000 | 0 | 40.49 | 35.73 | 9 | 0
2015 | TVA_Transmission_2_MISO_MO-IL | TVA_Transmission | MISO_MO-IL | Internal | Shoulder | B15 | 1203 | 4000 | 0 | 39.03 | 32.62 | 9 | 0
2015 | TVA_Transmission_2_MISO_MO-IL | TVA_Transmission | MISO_MO-IL | Internal | Summer | B1 | 10 | 4000 | 0 | 67.38 | 59.38 | 9 | 0
2015 | TVA_Transmission_2_MISO_MO-IL | TVA_Transmission | MISO_MO-IL | Internal | Summer | B2 | 25 | 4000 | 0 | 64.92 | 56.92 | 9 | 0
2015 | TVA_Transmission_2_MISO_MO-IL | TVA_Transmission | MISO_MO-IL | Internal | Summer | B3 | 75 | 4000 | 0 | 62.94 | 55.38 | 9 | 0
2015 | TVA_Transmission_2_MISO_MO-IL | TVA_Transmission | MISO_MO-IL | Internal | Summer | B4 | 100 | 4000 | 0 | 61.18 | 53.18 | 9 | 0
2015 | TVA_Transmission_2_MISO_MO-IL | TVA_Transmission | MISO_MO-IL | Internal | Summer | B5 | 200 | 4000 | 0 | 52.9 | 46.7 | 9 | 0
2015 | TVA_Transmission_2_MISO_MO-IL | TVA_Transmission | MISO_MO-IL | Internal | Summer | B6 | 300 | 4000 | 0 | 46.26 | 41.32 | 9 | 0
2015 | TVA_Transmission_2_MISO_MO-IL | TVA_Transmission | MISO_MO-IL | Internal | Summer | B7 | 400 | 4000 | 0 | 41.77 | 35.9 | 9 | 0
2015 | TVA_Transmission_2_MISO_MO-IL | TVA_Transmission | MISO_MO-IL | Internal | Summer | B8 | 500 | 4000 | 0 | 38.84 | 33.8 | 9 | 0
2015 | TVA_Transmission_2_MISO_MO-IL | TVA_Transmission | MISO_MO-IL | Internal | Summer | B9 | 800 | 4000 | 0 | 38.27 | 32.89 | 9 | 0
2015 | TVA_Transmission_2_MISO_MO-IL | TVA_Transmission | MISO_MO-IL | Internal | Summer | B10 | 1262 | 4000 | 0 | 36.86 | 30.5 | 9 | 0
2015 | TVA_Transmission_2_MISO_MO-IL | TVA_Transmission | MISO_MO-IL | Internal | Winter | B16 | 25 | 4000 | 0 | 55.07 | 47.07 | 9 | 0
2015 | TVA_Transmission_2_MISO_MO-IL | TVA_Transmission | MISO_MO-IL | Internal | Winter | B17 | 100 | 4000 | 0 | 45.82 | 42.66 | 9 | 0
2015 | TVA_Transmission_2_MISO_MO-IL | TVA_Transmission | MISO_MO-IL | Internal | Winter | B18 | 400 | 4000 | 0 | 42.24 | 37.96 | 9 | 0
2015 | TVA_Transmission_2_MISO_MO-IL | TVA_Transmission | MISO_MO-IL | Internal | Winter | B19 | 700 | 4000 | 0 | 40.44 | 35.95 | 9 | 0
2015 | TVA_Transmission_2_MISO_MO-IL | TVA_Transmission | MISO_MO-IL | Internal | Winter | B20 | 935 | 4000 | 0 | 39.21 | 32.37 | 9 | 0
2015 | TVA_Transmission_2_NonRTO_Midwest | TVA_Transmission | NonRTO_Midwest | Internal | Shoulder | B11 | 25 | 700 | 0 | 53.88 | 54.41 | 9 | 0
2015 | TVA_Transmission_2_NonRTO_Midwest | TVA_Transmission | NonRTO_Midwest | Internal | Shoulder | B12 | 200 | 700 | 0 | 43.44 | 48.13 | 9 | 0
2015 | TVA_Transmission_2_NonRTO_Midwest | TVA_Transmission | NonRTO_Midwest | Internal | Shoulder | B13 | 600 | 700 | 0 | 41.7 | 44.64 | 9 | 0
2015 | TVA_Transmission_2_NonRTO_Midwest | TVA_Transmission | NonRTO_Midwest | Internal | Shoulder | B14 | 900 | 700 | 0 | 40.49 | 35.55 | 9 | 0
2015 | TVA_Transmission_2_NonRTO_Midwest | TVA_Transmission | NonRTO_Midwest | Internal | Shoulder | B15 | 1203 | 700 | 0 | 39.03 | 33.35 | 9 | 0
2015 | TVA_Transmission_2_NonRTO_Midwest | TVA_Transmission | NonRTO_Midwest | Internal | Summer | B1 | 10 | 700 | 0 | 67.38 | 63.36 | 9 | 0
2015 | TVA_Transmission_2_NonRTO_Midwest | TVA_Transmission | NonRTO_Midwest | Internal | Summer | B2 | 25 | 700 | 0 | 64.92 | 63.36 | 9 | 0
2015 | TVA_Transmission_2_NonRTO_Midwest | TVA_Transmission | NonRTO_Midwest | Internal | Summer | B3 | 75 | 700 | 0 | 62.94 | 63.36 | 9 | 0
2015 | TVA_Transmission_2_NonRTO_Midwest | TVA_Transmission | NonRTO_Midwest | Internal | Summer | B4 | 100 | 700 | 0 | 61.18 | 61.18 | 9 | 0
2015 | TVA_Transmission_2_NonRTO_Midwest | TVA_Transmission | NonRTO_Midwest | Internal | Summer | B5 | 200 | 700 | 0 | 52.9 | 54.69 | 9 | 0
2015 | TVA_Transmission_2_NonRTO_Midwest | TVA_Transmission | NonRTO_Midwest | Internal | Summer | B6 | 300 | 700 | 0 | 46.26 | 47.73 | 9 | 0
2015 | TVA_Transmission_2_NonRTO_Midwest | TVA_Transmission | NonRTO_Midwest | Internal | Summer | B7 | 400 | 700 | 0 | 41.77 | 34.99 | 9 | 0
2015 | TVA_Transmission_2_NonRTO_Midwest | TVA_Transmission | NonRTO_Midwest | Internal | Summer | B8 | 500 | 700 | 0 | 38.84 | 34.04 | 9 | 0
2015 | TVA_Transmission_2_NonRTO_Midwest | TVA_Transmission | NonRTO_Midwest | Internal | Summer | B9 | 800 | 700 | 0 | 38.27 | 33.35 | 9 | 0
2015 | TVA_Transmission_2_NonRTO_Midwest | TVA_Transmission | NonRTO_Midwest | Internal | Summer | B10 | 1262 | 700 | 0 | 36.86 | 33.09 | 9 | 0
2015 | TVA_Transmission_2_NonRTO_Midwest | TVA_Transmission | NonRTO_Midwest | Internal | Winter | B16 | 25 | 700 | 0 | 55.07 | 55.08 | 9 | 0
2015 | TVA_Transmission_2_NonRTO_Midwest | TVA_Transmission | NonRTO_Midwest | Internal | Winter | B17 | 100 | 700 | 0 | 45.82 | 50.67 | 9 | 0
2015 | TVA_Transmission_2_NonRTO_Midwest | TVA_Transmission | NonRTO_Midwest | Internal | Winter | B18 | 400 | 700 | 0 | 42.24 | 45.97 | 9 | 0
2015 | TVA_Transmission_2_NonRTO_Midwest | TVA_Transmission | NonRTO_Midwest | Internal | Winter | B19 | 700 | 700 | 0 | 40.44 | 35.74 | 9 | 0
2015 | TVA_Transmission_2_NonRTO_Midwest | TVA_Transmission | NonRTO_Midwest | Internal | Winter | B20 | 935 | 700 | 0 | 39.21 | 33.38 | 9 | 0
2015 | TVA_Transmission_2_PJM_ROR | TVA_Transmission | PJM_ROR | Internal | Shoulder | B11 | 25 | 2000 | 0 | 53.88 | 48.4 | 9 | 0
2015 | TVA_Transmission_2_PJM_ROR | TVA_Transmission | PJM_ROR | Internal | Shoulder | B12 | 200 | 2000 | 0 | 43.44 | 42.13 | 9 | 0
2015 | TVA_Transmission_2_PJM_ROR | TVA_Transmission | PJM_ROR | Internal | Shoulder | B13 | 600 | 2000 | 0 | 41.7 | 39.55 | 9 | 0
2015 | TVA_Transmission_2_PJM_ROR | TVA_Transmission | PJM_ROR | Internal | Shoulder | B14 | 900 | 2000 | 0 | 40.49 | 37.75 | 9 | 0
2015 | TVA_Transmission_2_PJM_ROR | TVA_Transmission | PJM_ROR | Internal | Shoulder | B15 | 1203 | 2000 | 0 | 39.03 | 34.52 | 9 | 0
2015 | TVA_Transmission_2_PJM_ROR | TVA_Transmission | PJM_ROR | Internal | Summer | B1 | 10 | 2000 | 0 | 67.38 | 61.38 | 9 | 0
2015 | TVA_Transmission_2_PJM_ROR | TVA_Transmission | PJM_ROR | Internal | Summer | B2 | 25 | 2000 | 0 | 64.92 | 58.92 | 9 | 0
2015 | TVA_Transmission_2_PJM_ROR | TVA_Transmission | PJM_ROR | Internal | Summer | B3 | 75 | 2000 | 0 | 62.94 | 56.94 | 9 | 0
2015 | TVA_Transmission_2_PJM_ROR | TVA_Transmission | PJM_ROR | Internal | Summer | B4 | 100 | 2000 | 0 | 61.18 | 55.18 | 9 | 0
2015 | TVA_Transmission_2_PJM_ROR | TVA_Transmission | PJM_ROR | Internal | Summer | B5 | 200 | 2000 | 0 | 52.9 | 48.7 | 9 | 0
2015 | TVA_Transmission_2_PJM_ROR | TVA_Transmission | PJM_ROR | Internal | Summer | B6 | 300 | 2000 | 0 | 46.26 | 43.33 | 9 | 0
2015 | TVA_Transmission_2_PJM_ROR | TVA_Transmission | PJM_ROR | Internal | Summer | B7 | 400 | 2000 | 0 | 41.77 | 37.93 | 9 | 0
2015 | TVA_Transmission_2_PJM_ROR | TVA_Transmission | PJM_ROR | Internal | Summer | B8 | 500 | 2000 | 0 | 38.84 | 35.9 | 9 | 0
2015 | TVA_Transmission_2_PJM_ROR | TVA_Transmission | PJM_ROR | Internal | Summer | B9 | 800 | 2000 | 0 | 38.27 | 34.73 | 9 | 0
2015 | TVA_Transmission_2_PJM_ROR | TVA_Transmission | PJM_ROR | Internal | Summer | B10 | 1262 | 2000 | 0 | 36.86 | 32.5 | 9 | 0
2015 | TVA_Transmission_2_PJM_ROR | TVA_Transmission | PJM_ROR | Internal | Winter | B16 | 25 | 2000 | 0 | 55.07 | 49.07 | 9 | 0
2015 | TVA_Transmission_2_PJM_ROR | TVA_Transmission | PJM_ROR | Internal | Winter | B17 | 100 | 2000 | 0 | 45.82 | 44.67 | 9 | 0
2015 | TVA_Transmission_2_PJM_ROR | TVA_Transmission | PJM_ROR | Internal | Winter | B18 | 400 | 2000 | 0 | 42.24 | 39.97 | 9 | 0
2015 | TVA_Transmission_2_PJM_ROR | TVA_Transmission | PJM_ROR | Internal | Winter | B19 | 700 | 2000 | 0 | 40.44 | 37.97 | 9 | 0
2015 | TVA_Transmission_2_PJM_ROR | TVA_Transmission | PJM_ROR | Internal | Winter | B20 | 935 | 2000 | 0 | 39.21 | 34.29 | 9 | 0
2015 | TVA_Transmission_2_SOCO | TVA_Transmission | SOCO | Internal | Shoulder | B11 | 25 | 3200 | 0 | 53.88 | 61.4 | 9 | 0
2015 | TVA_Transmission_2_SOCO | TVA_Transmission | SOCO | Internal | Shoulder | B12 | 200 | 3200 | 0 | 43.44 | 42.81 | 9 | 0
2015 | TVA_Transmission_2_SOCO | TVA_Transmission | SOCO | Internal | Shoulder | B13 | 600 | 3200 | 0 | 41.7 | 39.02 | 9 | 0
2015 | TVA_Transmission_2_SOCO | TVA_Transmission | SOCO | Internal | Shoulder | B14 | 900 | 3200 | 0 | 40.49 | 39.02 | 9 | 0
2015 | TVA_Transmission_2_SOCO | TVA_Transmission | SOCO | Internal | Shoulder | B15 | 1203 | 3200 | 0 | 39.03 | 39.02 | 9 | 0
2015 | TVA_Transmission_2_SOCO | TVA_Transmission | SOCO | Internal | Summer | B1 | 10 | 3200 | 0 | 67.38 | 64.92 | 9 | 0
2015 | TVA_Transmission_2_SOCO | TVA_Transmission | SOCO | Internal | Summer | B2 | 25 | 3200 | 0 | 64.92 | 64.92 | 9 | 0
2015 | TVA_Transmission_2_SOCO | TVA_Transmission | SOCO | Internal | Summer | B3 | 75 | 3200 | 0 | 62.94 | 64.92 | 9 | 0
2015 | TVA_Transmission_2_SOCO | TVA_Transmission | SOCO | Internal | Summer | B4 | 100 | 3200 | 0 | 61.18 | 64.92 | 9 | 0
2015 | TVA_Transmission_2_SOCO | TVA_Transmission | SOCO | Internal | Summer | B5 | 200 | 3200 | 0 | 52.9 | 60.27 | 9 | 0
2015 | TVA_Transmission_2_SOCO | TVA_Transmission | SOCO | Internal | Summer | B6 | 300 | 3200 | 0 | 46.26 | 52.89 | 9 | 0
2015 | TVA_Transmission_2_SOCO | TVA_Transmission | SOCO | Internal | Summer | B7 | 400 | 3200 | 0 | 41.77 | 50.05 | 9 | 0
2015 | TVA_Transmission_2_SOCO | TVA_Transmission | SOCO | Internal | Summer | B8 | 500 | 3200 | 0 | 38.84 | 43.5 | 9 | 0
2015 | TVA_Transmission_2_SOCO | TVA_Transmission | SOCO | Internal | Summer | B9 | 800 | 3200 | 0 | 38.27 | 37.88 | 9 | 0
2015 | TVA_Transmission_2_SOCO | TVA_Transmission | SOCO | Internal | Summer | B10 | 1262 | 3200 | 0 | 36.86 | 37.88 | 9 | 0
2015 | TVA_Transmission_2_SOCO | TVA_Transmission | SOCO | Internal | Winter | B16 | 25 | 3200 | 0 | 55.07 | 59.78 | 9 | 0
2015 | TVA_Transmission_2_SOCO | TVA_Transmission | SOCO | Internal | Winter | B17 | 100 | 3200 | 0 | 45.82 | 43.62 | 9 | 0
2015 | TVA_Transmission_2_SOCO | TVA_Transmission | SOCO | Internal | Winter | B18 | 400 | 3200 | 0 | 42.24 | 41.34 | 9 | 0
2015 | TVA_Transmission_2_SOCO | TVA_Transmission | SOCO | Internal | Winter | B19 | 700 | 3200 | 0 | 40.44 | 41.34 | 9 | 0
2015 | TVA_Transmission_2_SOCO | TVA_Transmission | SOCO | Internal | Winter | B20 | 935 | 3200 | 0 | 39.21 | 41.34 | 9 | 0
2015 | TVA_Transmission_2_TVA | TVA_Transmission | TVA | Internal | Shoulder | B11 | 25 | 99999 | 0.02 | 53.88 | 53.58 | 0.01 | 0
2015 | TVA_Transmission_2_TVA | TVA_Transmission | TVA | Internal | Shoulder | B12 | 200 | 99999 | 0 | 43.44 | 40.02 | 0.01 | 0
2015 | TVA_Transmission_2_TVA | TVA_Transmission | TVA | Internal | Shoulder | B13 | 600 | 99999 | 0 | 41.7 | 39.23 | 0.01 | 0
2015 | TVA_Transmission_2_TVA | TVA_Transmission | TVA | Internal | Shoulder | B14 | 900 | 99999 | 0 | 40.49 | 39.23 | 0.01 | 0
2015 | TVA_Transmission_2_TVA | TVA_Transmission | TVA | Internal | Shoulder | B15 | 1203 | 99999 | 0 | 39.03 | 38.4 | 0.01 | 0
2015 | TVA_Transmission_2_TVA | TVA_Transmission | TVA | Internal | Summer | B1 | 10 | 99999 | 3321.79 | 67.38 | 67.39 | 0.01 | 0
2015 | TVA_Transmission_2_TVA | TVA_Transmission | TVA | Internal | Summer | B2 | 25 | 99999 | 2628.52 | 64.92 | 64.93 | 0.01 | 0
2015 | TVA_Transmission_2_TVA | TVA_Transmission | TVA | Internal | Summer | B3 | 75 | 99999 | 1306.15 | 62.94 | 62.95 | 0.01 | 0
2015 | TVA_Transmission_2_TVA | TVA_Transmission | TVA | Internal | Summer | B4 | 100 | 99999 | 706.89 | 61.18 | 61.19 | 0.01 | 0
2015 | TVA_Transmission_2_TVA | TVA_Transmission | TVA | Internal | Summer | B5 | 200 | 99999 | 0 | 52.9 | 50.38 | 0.01 | 0
2015 | TVA_Transmission_2_TVA | TVA_Transmission | TVA | Internal | Summer | B6 | 300 | 99999 | 0 | 46.26 | 38.73 | 0.01 | 0
2015 | TVA_Transmission_2_TVA | TVA_Transmission | TVA | Internal | Summer | B7 | 400 | 99999 | 0 | 41.77 | 37.16 | 0.01 | 0
2015 | TVA_Transmission_2_TVA | TVA_Transmission | TVA | Internal | Summer | B8 | 500 | 99999 | 0 | 38.84 | 37.16 | 0.01 | 0
2015 | TVA_Transmission_2_TVA | TVA_Transmission | TVA | Internal | Summer | B9 | 800 | 99999 | 0 | 38.27 | 37.16 | 0.01 | 0
2015 | TVA_Transmission_2_TVA | TVA_Transmission | TVA | Internal | Summer | B10 | 1262 | 99999 | 0 | 36.86 | 36.01 | 0.01 | 0
2015 | TVA_Transmission_2_TVA | TVA_Transmission | TVA | Internal | Winter | B16 | 25 | 99999 | 17.28 | 55.07 | 55.08 | 0.01 | 0
2015 | TVA_Transmission_2_TVA | TVA_Transmission | TVA | Internal | Winter | B17 | 100 | 99999 | 0 | 45.82 | 42.52 | 0.01 | 0
2015 | TVA_Transmission_2_TVA | TVA_Transmission | TVA | Internal | Winter | B18 | 400 | 99999 | 0 | 42.24 | 38.7 | 0.01 | 0
2015 | TVA_Transmission_2_TVA | TVA_Transmission | TVA | Internal | Winter | B19 | 700 | 99999 | 0 | 40.44 | 38.7 | 0.01 | 0
2015 | TVA_Transmission_2_TVA | TVA_Transmission | TVA | Internal | Winter | B20 | 935 | 99999 | 0 | 39.21 | 38.7 | 0.01 | 0
2015 | TVA_Transmission_2_VACAR | TVA_Transmission | VACAR | Internal | Shoulder | B11 | 25 | 900 | 0 | 53.88 | 54.4 | 9 | 0
2015 | TVA_Transmission_2_VACAR | TVA_Transmission | VACAR | Internal | Shoulder | B12 | 200 | 900 | 0 | 43.44 | 48.13 | 9 | 0
2015 | TVA_Transmission_2_VACAR | TVA_Transmission | VACAR | Internal | Shoulder | B13 | 600 | 900 | 0 | 41.7 | 45.55 | 9 | 0
2015 | TVA_Transmission_2_VACAR | TVA_Transmission | VACAR | Internal | Shoulder | B14 | 900 | 900 | 0 | 40.49 | 43.75 | 9 | 0
2015 | TVA_Transmission_2_VACAR | TVA_Transmission | VACAR | Internal | Shoulder | B15 | 1203 | 900 | 0 | 39.03 | 41.93 | 9 | 0
2015 | TVA_Transmission_2_VACAR | TVA_Transmission | VACAR | Internal | Summer | B1 | 10 | 900 | 0 | 67.38 | 68.16 | 9 | 0
2015 | TVA_Transmission_2_VACAR | TVA_Transmission | VACAR | Internal | Summer | B2 | 25 | 900 | 0 | 64.92 | 68.16 | 9 | 0
2015 | TVA_Transmission_2_VACAR | TVA_Transmission | VACAR | Internal | Summer | B3 | 75 | 900 | 0 | 62.94 | 68.16 | 9 | 0
2015 | TVA_Transmission_2_VACAR | TVA_Transmission | VACAR | Internal | Summer | B4 | 100 | 900 | 0 | 61.18 | 61.18 | 9 | 0
2015 | TVA_Transmission_2_VACAR | TVA_Transmission | VACAR | Internal | Summer | B5 | 200 | 900 | 0 | 52.9 | 55.3 | 9 | 0
2015 | TVA_Transmission_2_VACAR | TVA_Transmission | VACAR | Internal | Summer | B6 | 300 | 900 | 0 | 46.26 | 49.33 | 9 | 0
2015 | TVA_Transmission_2_VACAR | TVA_Transmission | VACAR | Internal | Summer | B7 | 400 | 900 | 0 | 41.77 | 43.93 | 9 | 0
2015 | TVA_Transmission_2_VACAR | TVA_Transmission | VACAR | Internal | Summer | B8 | 500 | 900 | 0 | 38.84 | 42.69 | 9 | 0
2015 | TVA_Transmission_2_VACAR | TVA_Transmission | VACAR | Internal | Summer | B9 | 800 | 900 | 0 | 38.27 | 41.93 | 9 | 0
2015 | TVA_Transmission_2_VACAR | TVA_Transmission | VACAR | Internal | Summer | B10 | 1262 | 900 | 0 | 36.86 | 40.46 | 9 | 0
2015 | TVA_Transmission_2_VACAR | TVA_Transmission | VACAR | Internal | Winter | B16 | 25 | 900 | 0 | 55.07 | 58.89 | 9 | 0
2015 | TVA_Transmission_2_VACAR | TVA_Transmission | VACAR | Internal | Winter | B17 | 100 | 900 | 0 | 45.82 | 50.67 | 9 | 0
2015 | TVA_Transmission_2_VACAR | TVA_Transmission | VACAR | Internal | Winter | B18 | 400 | 900 | 0 | 42.24 | 45.97 | 9 | 0
2015 | TVA_Transmission_2_VACAR | TVA_Transmission | VACAR | Internal | Winter | B19 | 700 | 900 | 0 | 40.44 | 43.97 | 9 | 0
2015 | TVA_Transmission_2_VACAR | TVA_Transmission | VACAR | Internal | Winter | B20 | 935 | 900 | 0 | 39.21 | 42.38 | 9 | 0
2015 | VACAR_2_PJM_ROR | VACAR | PJM_ROR | Internal | Shoulder | B11 | 25 | 2000 | 0 | 54.4 | 48.4 | 7 | 0
2015 | VACAR_2_PJM_ROR | VACAR | PJM_ROR | Internal | Shoulder | B12 | 200 | 2000 | 0 | 48.13 | 42.13 | 7 | 0
2015 | VACAR_2_PJM_ROR | VACAR | PJM_ROR | Internal | Shoulder | B13 | 600 | 2000 | 0 | 45.55 | 39.55 | 7 | 0
2015 | VACAR_2_PJM_ROR | VACAR | PJM_ROR | Internal | Shoulder | B14 | 900 | 2000 | 0 | 43.75 | 37.75 | 7 | 0
2015 | VACAR_2_PJM_ROR | VACAR | PJM_ROR | Internal | Shoulder | B15 | 1203 | 2000 | 0 | 41.93 | 34.52 | 7 | 0
2015 | VACAR_2_PJM_ROR | VACAR | PJM_ROR | Internal | Summer | B1 | 10 | 2000 | 0 | 68.16 | 61.38 | 7 | 0
2015 | VACAR_2_PJM_ROR | VACAR | PJM_ROR | Internal | Summer | B2 | 25 | 2000 | 0 | 68.16 | 58.92 | 7 | 0
2015 | VACAR_2_PJM_ROR | VACAR | PJM_ROR | Internal | Summer | B3 | 75 | 2000 | 0 | 68.16 | 56.94 | 7 | 0
2015 | VACAR_2_PJM_ROR | VACAR | PJM_ROR | Internal | Summer | B4 | 100 | 2000 | 0 | 61.18 | 55.18 | 7 | 0
2015 | VACAR_2_PJM_ROR | VACAR | PJM_ROR | Internal | Summer | B5 | 200 | 2000 | 0 | 55.3 | 48.7 | 7 | 0
2015 | VACAR_2_PJM_ROR | VACAR | PJM_ROR | Internal | Summer | B6 | 300 | 2000 | 0 | 49.33 | 43.33 | 7 | 0
2015 | VACAR_2_PJM_ROR | VACAR | PJM_ROR | Internal | Summer | B7 | 400 | 2000 | 0 | 43.93 | 37.93 | 7 | 0
2015 | VACAR_2_PJM_ROR | VACAR | PJM_ROR | Internal | Summer | B8 | 500 | 2000 | 0 | 42.69 | 35.9 | 7 | 0
2015 | VACAR_2_PJM_ROR | VACAR | PJM_ROR | Internal | Summer | B9 | 800 | 2000 | 0 | 41.93 | 34.73 | 7 | 0
2015 | VACAR_2_PJM_ROR | VACAR | PJM_ROR | Internal | Summer | B10 | 1262 | 2000 | 0 | 40.46 | 32.5 | 7 | 0
2015 | VACAR_2_PJM_ROR | VACAR | PJM_ROR | Internal | Winter | B16 | 25 | 2000 | 0 | 58.89 | 49.07 | 7 | 0
2015 | VACAR_2_PJM_ROR | VACAR | PJM_ROR | Internal | Winter | B17 | 100 | 2000 | 0 | 50.67 | 44.67 | 7 | 0
2015 | VACAR_2_PJM_ROR | VACAR | PJM_ROR | Internal | Winter | B18 | 400 | 2000 | 0 | 45.97 | 39.97 | 7 | 0
2015 | VACAR_2_PJM_ROR | VACAR | PJM_ROR | Internal | Winter | B19 | 700 | 2000 | 0 | 43.97 | 37.97 | 7 | 0
2015 | VACAR_2_PJM_ROR | VACAR | PJM_ROR | Internal | Winter | B20 | 935 | 2000 | 0 | 42.38 | 34.29 | 7 | 0
2015 | VACAR_2_SOCO | VACAR | SOCO | Internal | Shoulder | B11 | 25 | 3000 | 67.04 | 54.4 | 61.4 | 7 | 0
2015 | VACAR_2_SOCO | VACAR | SOCO | Internal | Shoulder | B12 | 200 | 3000 | 0 | 48.13 | 42.81 | 7 | 0
2015 | VACAR_2_SOCO | VACAR | SOCO | Internal | Shoulder | B13 | 600 | 3000 | 0 | 45.55 | 39.02 | 7 | 0
2015 | VACAR_2_SOCO | VACAR | SOCO | Internal | Shoulder | B14 | 900 | 3000 | 0 | 43.75 | 39.02 | 7 | 0
2015 | VACAR_2_SOCO | VACAR | SOCO | Internal | Shoulder | B15 | 1203 | 3000 | 0 | 41.93 | 39.02 | 7 | 0
2015 | VACAR_2_SOCO | VACAR | SOCO | Internal | Summer | B1 | 10 | 3000 | 0 | 68.16 | 64.92 | 7 | 0
2015 | VACAR_2_SOCO | VACAR | SOCO | Internal | Summer | B2 | 25 | 3000 | 0 | 68.16 | 64.92 | 7 | 0
2015 | VACAR_2_SOCO | VACAR | SOCO | Internal | Summer | B3 | 75 | 3000 | 0 | 68.16 | 64.92 | 7 | 0
2015 | VACAR_2_SOCO | VACAR | SOCO | Internal | Summer | B4 | 100 | 3000 | 0 | 61.18 | 64.92 | 7 | 0
2015 | VACAR_2_SOCO | VACAR | SOCO | Internal | Summer | B5 | 200 | 3000 | 0 | 55.3 | 60.27 | 7 | 0
2015 | VACAR_2_SOCO | VACAR | SOCO | Internal | Summer | B6 | 300 | 3000 | 0 | 49.33 | 52.89 | 7 | 0
2015 | VACAR_2_SOCO | VACAR | SOCO | Internal | Summer | B7 | 400 | 3000 | 0 | 43.93 | 50.05 | 7 | 0
2015 | VACAR_2_SOCO | VACAR | SOCO | Internal | Summer | B8 | 500 | 3000 | 0 | 42.69 | 43.5 | 7 | 0
2015 | VACAR_2_SOCO | VACAR | SOCO | Internal | Summer | B9 | 800 | 3000 | 0 | 41.93 | 37.88 | 7 | 0
2015 | VACAR_2_SOCO | VACAR | SOCO | Internal | Summer | B10 | 1262 | 3000 | 0 | 40.46 | 37.88 | 7 | 0
2015 | VACAR_2_SOCO | VACAR | SOCO | Internal | Winter | B16 | 25 | 3000 | 0 | 58.89 | 59.78 | 7 | 0
2015 | VACAR_2_SOCO | VACAR | SOCO | Internal | Winter | B17 | 100 | 3000 | 0 | 50.67 | 43.62 | 7 | 0
2015 | VACAR_2_SOCO | VACAR | SOCO | Internal | Winter | B18 | 400 | 3000 | 0 | 45.97 | 41.34 | 7 | 0
2015 | VACAR_2_SOCO | VACAR | SOCO | Internal | Winter | B19 | 700 | 3000 | 0 | 43.97 | 41.34 | 7 | 0
2015 | VACAR_2_SOCO | VACAR | SOCO | Internal | Winter | B20 | 935 | 3000 | 0 | 42.38 | 41.34 | 7 | 0
2015 | VACAR_2_TVA_Transmission | VACAR | TVA_Transmission | Internal | Shoulder | B11 | 25 | 900 | 0 | 54.4 | 53.88 | 7 | 0
2015 | VACAR_2_TVA_Transmission | VACAR | TVA_Transmission | Internal | Shoulder | B12 | 200 | 900 | 0 | 48.13 | 43.44 | 7 | 0
2015 | VACAR_2_TVA_Transmission | VACAR | TVA_Transmission | Internal | Shoulder | B13 | 600 | 900 | 0 | 45.55 | 41.7 | 7 | 0
2015 | VACAR_2_TVA_Transmission | VACAR | TVA_Transmission | Internal | Shoulder | B14 | 900 | 900 | 0 | 43.75 | 40.49 | 7 | 0
2015 | VACAR_2_TVA_Transmission | VACAR | TVA_Transmission | Internal | Shoulder | B15 | 1203 | 900 | 0 | 41.93 | 39.03 | 7 | 0
2015 | VACAR_2_TVA_Transmission | VACAR | TVA_Transmission | Internal | Summer | B1 | 10 | 900 | 0 | 68.16 | 67.38 | 7 | 0
2015 | VACAR_2_TVA_Transmission | VACAR | TVA_Transmission | Internal | Summer | B2 | 25 | 900 | 0 | 68.16 | 64.92 | 7 | 0
2015 | VACAR_2_TVA_Transmission | VACAR | TVA_Transmission | Internal | Summer | B3 | 75 | 900 | 0 | 68.16 | 62.94 | 7 | 0
2015 | VACAR_2_TVA_Transmission | VACAR | TVA_Transmission | Internal | Summer | B4 | 100 | 900 | 0 | 61.18 | 61.18 | 7 | 0
2015 | VACAR_2_TVA_Transmission | VACAR | TVA_Transmission | Internal | Summer | B5 | 200 | 900 | 0 | 55.3 | 52.9 | 7 | 0
2015 | VACAR_2_TVA_Transmission | VACAR | TVA_Transmission | Internal | Summer | B6 | 300 | 900 | 0 | 49.33 | 46.26 | 7 | 0
2015 | VACAR_2_TVA_Transmission | VACAR | TVA_Transmission | Internal | Summer | B7 | 400 | 900 | 0 | 43.93 | 41.77 | 7 | 0
2015 | VACAR_2_TVA_Transmission | VACAR | TVA_Transmission | Internal | Summer | B8 | 500 | 900 | 0 | 42.69 | 38.84 | 7 | 0
2015 | VACAR_2_TVA_Transmission | VACAR | TVA_Transmission | Internal | Summer | B9 | 800 | 900 | 0 | 41.93 | 38.27 | 7 | 0
2015 | VACAR_2_TVA_Transmission | VACAR | TVA_Transmission | Internal | Summer | B10 | 1262 | 900 | 0 | 40.46 | 36.86 | 7 | 0
2015 | VACAR_2_TVA_Transmission | VACAR | TVA_Transmission | Internal | Winter | B16 | 25 | 900 | 0 | 58.89 | 55.07 | 7 | 0
2015 | VACAR_2_TVA_Transmission | VACAR | TVA_Transmission | Internal | Winter | B17 | 100 | 900 | 0 | 50.67 | 45.82 | 7 | 0
2015 | VACAR_2_TVA_Transmission | VACAR | TVA_Transmission | Internal | Winter | B18 | 400 | 900 | 0 | 45.97 | 42.24 | 7 | 0
2015 | VACAR_2_TVA_Transmission | VACAR | TVA_Transmission | Internal | Winter | B19 | 700 | 900 | 0 | 43.97 | 40.44 | 7 | 0
2015 | VACAR_2_TVA_Transmission | VACAR | TVA_Transmission | Internal | Winter | B20 | 935 | 900 | 0 | 42.38 | 39.21 | 7 | 0
2020 | ENT_2_MISO_MO-IL | ENT | MISO_MO-IL | Internal | Shoulder | B11 | 25 | 2260 | 0 | 59.03 | 55.25 | 8 | 0
2020 | ENT_2_MISO_MO-IL | ENT | MISO_MO-IL | Internal | Shoulder | B12 | 200 | 2260 | 0 | 42.22 | 45.8 | 8 | 0
2020 | ENT_2_MISO_MO-IL | ENT | MISO_MO-IL | Internal | Shoulder | B13 | 600 | 2260 | 0 | 41.91 | 41.71 | 8 | 0
2020 | ENT_2_MISO_MO-IL | ENT | MISO_MO-IL | Internal | Shoulder | B14 | 900 | 2260 | 0 | 41.91 | 40.53 | 8 | 0
2020 | ENT_2_MISO_MO-IL | ENT | MISO_MO-IL | Internal | Shoulder | B15 | 1203 | 2260 | 0 | 41.61 | 37.87 | 8 | 0
2020 | ENT_2_MISO_MO-IL | ENT | MISO_MO-IL | Internal | Summer | B1 | 10 | 2260 | 0 | 63.92 | 63.92 | 8 | 0
2020 | ENT_2_MISO_MO-IL | ENT | MISO_MO-IL | Internal | Summer | B2 | 25 | 2260 | 0 | 61.69 | 62.56 | 8 | 0
2020 | ENT_2_MISO_MO-IL | ENT | MISO_MO-IL | Internal | Summer | B3 | 75 | 2260 | 0 | 61.69 | 61.14 | 8 | 0
2020 | ENT_2_MISO_MO-IL | ENT | MISO_MO-IL | Internal | Summer | B4 | 100 | 2260 | 0 | 61.69 | 60.52 | 8 | 0
2020 | ENT_2_MISO_MO-IL | ENT | MISO_MO-IL | Internal | Summer | B5 | 200 | 2260 | 0 | 58.83 | 55.82 | 8 | 0
2020 | ENT_2_MISO_MO-IL | ENT | MISO_MO-IL | Internal | Summer | B6 | 300 | 2260 | 0 | 54.19 | 47.19 | 8 | 0
2020 | ENT_2_MISO_MO-IL | ENT | MISO_MO-IL | Internal | Summer | B7 | 400 | 2260 | 0 | 47.14 | 40.46 | 8 | 0
2020 | ENT_2_MISO_MO-IL | ENT | MISO_MO-IL | Internal | Summer | B8 | 500 | 2260 | 0 | 40.62 | 37.52 | 8 | 0
2020 | ENT_2_MISO_MO-IL | ENT | MISO_MO-IL | Internal | Summer | B9 | 800 | 2260 | 0 | 40.59 | 37.35 | 8 | 0
2020 | ENT_2_MISO_MO-IL | ENT | MISO_MO-IL | Internal | Summer | B10 | 1262 | 2260 | 0 | 40.3 | 35.66 | 8 | 0
2020 | ENT_2_MISO_MO-IL | ENT | MISO_MO-IL | Internal | Winter | B16 | 25 | 2260 | 0 | 58.97 | 52.05 | 8 | 0
2020 | ENT_2_MISO_MO-IL | ENT | MISO_MO-IL | Internal | Winter | B17 | 100 | 2260 | 0 | 44.52 | 46.07 | 8 | 0
2020 | ENT_2_MISO_MO-IL | ENT | MISO_MO-IL | Internal | Winter | B18 | 400 | 2260 | 0 | 44.52 | 42.17 | 8 | 0
2020 | ENT_2_MISO_MO-IL | ENT | MISO_MO-IL | Internal | Winter | B19 | 700 | 2260 | 0 | 44.2 | 41.38 | 8 | 0
2020 | ENT_2_MISO_MO-IL | ENT | MISO_MO-IL | Internal | Winter | B20 | 935 | 2260 | 0 | 43.67 | 37.45 | 8 | 0
2020 | ENT_2_SOCO | ENT | SOCO | Internal | Shoulder | B11 | 25 | 2000 | 0.02 | 59.03 | 66.66 | 8 | 0
2020 | ENT_2_SOCO | ENT | SOCO | Internal | Shoulder | B12 | 200 | 2000 | 0 | 42.22 | 44.51 | 8 | 0
2020 | ENT_2_SOCO | ENT | SOCO | Internal | Shoulder | B13 | 600 | 2000 | 0 | 41.91 | 42.53 | 8 | 0
2020 | ENT_2_SOCO | ENT | SOCO | Internal | Shoulder | B14 | 900 | 2000 | 0 | 41.91 | 42.53 | 8 | 0
2020 | ENT_2_SOCO | ENT | SOCO | Internal | Shoulder | B15 | 1203 | 2000 | 0 | 41.61 | 42.1 | 8 | 0
2020 | ENT_2_SOCO | ENT | SOCO | Internal | Summer | B1 | 10 | 2000 | 0.02 | 63.92 | 71.02 | 8 | 0
2020 | ENT_2_SOCO | ENT | SOCO | Internal | Summer | B2 | 25 | 2000 | 320.99 | 61.69 | 69.69 | 8 | 0
2020 | ENT_2_SOCO | ENT | SOCO | Internal | Summer | B3 | 75 | 2000 | 1656.06 | 61.69 | 69.69 | 8 | 0
2020 | ENT_2_SOCO | ENT | SOCO | Internal | Summer | B4 | 100 | 2000 | 1697.71 | 61.69 | 69.69 | 8 | 0
2020 | ENT_2_SOCO | ENT | SOCO | Internal | Summer | B5 | 200 | 2000 | 1815.59 | 58.83 | 66.83 | 8 | 0
2020 | ENT_2_SOCO | ENT | SOCO | Internal | Summer | B6 | 300 | 2000 | 7.08 | 54.19 | 62.19 | 8 | 0
2020 | ENT_2_SOCO | ENT | SOCO | Internal | Summer | B7 | 400 | 2000 | 824.85 | 47.14 | 55.14 | 8 | 0
2020 | ENT_2_SOCO | ENT | SOCO | Internal | Summer | B8 | 500 | 2000 | 0 | 40.62 | 44.71 | 8 | 0
2020 | ENT_2_SOCO | ENT | SOCO | Internal | Summer | B9 | 800 | 2000 | 0 | 40.59 | 42.32 | 8 | 0
2020 | ENT_2_SOCO | ENT | SOCO | Internal | Summer | B10 | 1262 | 2000 | 0 | 40.3 | 40.87 | 8 | 0
2020 | ENT_2_SOCO | ENT | SOCO | Internal | Winter | B16 | 25 | 2000 | 1841.91 | 58.97 | 66.97 | 8 | 0
2020 | ENT_2_SOCO | ENT | SOCO | Internal | Winter | B17 | 100 | 2000 | 0 | 44.52 | 46.18 | 8 | 0
2020 | ENT_2_SOCO | ENT | SOCO | Internal | Winter | B18 | 400 | 2000 | 0 | 44.52 | 44.59 | 8 | 0
2020 | ENT_2_SOCO | ENT | SOCO | Internal | Winter | B19 | 700 | 2000 | 0 | 44.2 | 44.59 | 8 | 0
2020 | ENT_2_SOCO | ENT | SOCO | Internal | Winter | B20 | 935 | 2000 | 0 | 43.67 | 44.59 | 8 | 0
2020 | ENT_2_SPP_N | ENT | SPP_N | Internal | Shoulder | B11 | 25 | 1300 | 0 | 59.03 | 62.26 | 8 | 0
2020 | ENT_2_SPP_N | ENT | SPP_N | Internal | Shoulder | B12 | 200 | 1300 | 0 | 42.22 | 45.8 | 8 | 0
2020 | ENT_2_SPP_N | ENT | SPP_N | Internal | Shoulder | B13 | 600 | 1300 | 0 | 41.91 | 41.21 | 8 | 0
2020 | ENT_2_SPP_N | ENT | SPP_N | Internal | Shoulder | B14 | 900 | 1300 | 0 | 41.91 | 40.57 | 8 | 0
2020 | ENT_2_SPP_N | ENT | SPP_N | Internal | Shoulder | B15 | 1203 | 1300 | 0 | 41.61 | 38.67 | 8 | 0
2020 | ENT_2_SPP_N | ENT | SPP_N | Internal | Summer | B1 | 10 | 1300 | 0 | 63.92 | 66.03 | 8 | 0
2020 | ENT_2_SPP_N | ENT | SPP_N | Internal | Summer | B2 | 25 | 1300 | 0 | 61.69 | 66.03 | 8 | 0
2020 | ENT_2_SPP_N | ENT | SPP_N | Internal | Summer | B3 | 75 | 1300 | 0 | 61.69 | 66.03 | 8 | 0
2020 | ENT_2_SPP_N | ENT | SPP_N | Internal | Summer | B4 | 100 | 1300 | 0 | 61.69 | 64.39 | 8 | 0
2020 | ENT_2_SPP_N | ENT | SPP_N | Internal | Summer | B5 | 200 | 1300 | 0 | 58.83 | 62.83 | 8 | 0
2020 | ENT_2_SPP_N | ENT | SPP_N | Internal | Summer | B6 | 300 | 1300 | 0 | 54.19 | 54.2 | 8 | 0
2020 | ENT_2_SPP_N | ENT | SPP_N | Internal | Summer | B7 | 400 | 1300 | 0 | 47.14 | 42.15 | 8 | 0
2020 | ENT_2_SPP_N | ENT | SPP_N | Internal | Summer | B8 | 500 | 1300 | 0 | 40.62 | 39.96 | 8 | 0
2020 | ENT_2_SPP_N | ENT | SPP_N | Internal | Summer | B9 | 800 | 1300 | 0 | 40.59 | 38.85 | 8 | 0
2020 | ENT_2_SPP_N | ENT | SPP_N | Internal | Summer | B10 | 1262 | 1300 | 0 | 40.3 | 38.76 | 8 | 0
2020 | ENT_2_SPP_N | ENT | SPP_N | Internal | Winter | B16 | 25 | 1300 | 0 | 58.97 | 53.97 | 8 | 0
2020 | ENT_2_SPP_N | ENT | SPP_N | Internal | Winter | B17 | 100 | 1300 | 0 | 44.52 | 43.22 | 8 | 0
2020 | ENT_2_SPP_N | ENT | SPP_N | Internal | Winter | B18 | 400 | 1300 | 0 | 44.52 | 42.76 | 8 | 0
2020 | ENT_2_SPP_N | ENT | SPP_N | Internal | Winter | B19 | 700 | 1300 | 0 | 44.2 | 40.67 | 8 | 0
2020 | ENT_2_SPP_N | ENT | SPP_N | Internal | Winter | B20 | 935 | 1300 | 0 | 43.67 | 38.67 | 8 | 0
2020 | ENT_2_SPP_S | ENT | SPP_S | Internal | Shoulder | B11 | 25 | 1300 | 0 | 59.03 | 52.91 | 8 | 0
2020 | ENT_2_SPP_S | ENT | SPP_S | Internal | Shoulder | B12 | 200 | 1300 | 0 | 42.22 | 40.2 | 8 | 0
2020 | ENT_2_SPP_S | ENT | SPP_S | Internal | Shoulder | B13 | 600 | 1300 | 0 | 41.91 | 40.2 | 8 | 0
2020 | ENT_2_SPP_S | ENT | SPP_S | Internal | Shoulder | B14 | 900 | 1300 | 0 | 41.91 | 40.11 | 8 | 0
2020 | ENT_2_SPP_S | ENT | SPP_S | Internal | Shoulder | B15 | 1203 | 1300 | 0 | 41.61 | 38.69 | 8 | 0
2020 | ENT_2_SPP_S | ENT | SPP_S | Internal | Summer | B1 | 10 | 1300 | 0 | 63.92 | 52.96 | 8 | 0
2020 | ENT_2_SPP_S | ENT | SPP_S | Internal | Summer | B2 | 25 | 1300 | 0 | 61.69 | 55.88 | 8 | 0
2020 | ENT_2_SPP_S | ENT | SPP_S | Internal | Summer | B3 | 75 | 1300 | 0 | 61.69 | 55.88 | 8 | 0
2020 | ENT_2_SPP_S | ENT | SPP_S | Internal | Summer | B4 | 100 | 1300 | 0 | 61.69 | 55.88 | 8 | 0
2020 | ENT_2_SPP_S | ENT | SPP_S | Internal | Summer | B5 | 200 | 1300 | 0 | 58.83 | 55.88 | 8 | 0
2020 | ENT_2_SPP_S | ENT | SPP_S | Internal | Summer | B6 | 300 | 1300 | 0 | 54.19 | 51.77 | 8 | 0
2020 | ENT_2_SPP_S | ENT | SPP_S | Internal | Summer | B7 | 400 | 1300 | 0 | 47.14 | 42.14 | 8 | 0
2020 | ENT_2_SPP_S | ENT | SPP_S | Internal | Summer | B8 | 500 | 1300 | 0 | 40.62 | 39.97 | 8 | 0
2020 | ENT_2_SPP_S | ENT | SPP_S | Internal | Summer | B9 | 800 | 1300 | 0 | 40.59 | 38.86 | 8 | 0
2020 | ENT_2_SPP_S | ENT | SPP_S | Internal | Summer | B10 | 1262 | 1300 | 0 | 40.3 | 38.77 | 8 | 0
2020 | ENT_2_SPP_S | ENT | SPP_S | Internal | Winter | B16 | 25 | 1300 | 0 | 58.97 | 43.4 | 8 | 0
2020 | ENT_2_SPP_S | ENT | SPP_S | Internal | Winter | B17 | 100 | 1300 | 0 | 44.52 | 42.75 | 8 | 0
2020 | ENT_2_SPP_S | ENT | SPP_S | Internal | Winter | B18 | 400 | 1300 | 0 | 44.52 | 42.75 | 8 | 0
2020 | ENT_2_SPP_S | ENT | SPP_S | Internal | Winter | B19 | 700 | 1300 | 0 | 44.2 | 40.66 | 8 | 0
2020 | ENT_2_SPP_S | ENT | SPP_S | Internal | Winter | B20 | 935 | 1300 | 0 | 43.67 | 38.68 | 8 | 0
2020 | ENT_2_TVA_Transmission | ENT | TVA_Transmission | Internal | Shoulder | B11 | 25 | 2100 | 0 | 59.03 | 58.91 | 8 | 0
2020 | ENT_2_TVA_Transmission | ENT | TVA_Transmission | Internal | Shoulder | B12 | 200 | 2100 | 0 | 42.22 | 47.63 | 8 | 0
2020 | ENT_2_TVA_Transmission | ENT | TVA_Transmission | Internal | Shoulder | B13 | 600 | 2100 | 0 | 41.91 | 45.02 | 8 | 0
2020 | ENT_2_TVA_Transmission | ENT | TVA_Transmission | Internal | Shoulder | B14 | 900 | 2100 | 0 | 41.91 | 44.17 | 8 | 0
2020 | ENT_2_TVA_Transmission | ENT | TVA_Transmission | Internal | Shoulder | B15 | 1203 | 2100 | 0 | 41.61 | 42.52 | 8 | 0
2020 | ENT_2_TVA_Transmission | ENT | TVA_Transmission | Internal | Summer | B1 | 10 | 2100 | 420.24 | 63.92 | 71.92 | 8 | 0
2020 | ENT_2_TVA_Transmission | ENT | TVA_Transmission | Internal | Summer | B2 | 25 | 2100 | 452.85 | 61.69 | 69.69 | 8 | 0
2020 | ENT_2_TVA_Transmission | ENT | TVA_Transmission | Internal | Summer | B3 | 75 | 2100 | 0 | 61.69 | 67.28 | 8 | 0
2020 | ENT_2_TVA_Transmission | ENT | TVA_Transmission | Internal | Summer | B4 | 100 | 2100 | 0 | 61.69 | 66.47 | 8 | 0
2020 | ENT_2_TVA_Transmission | ENT | TVA_Transmission | Internal | Summer | B5 | 200 | 2100 | 0 | 58.83 | 59.16 | 8 | 0
2020 | ENT_2_TVA_Transmission | ENT | TVA_Transmission | Internal | Summer | B6 | 300 | 2100 | 0 | 54.19 | 53.91 | 8 | 0
2020 | ENT_2_TVA_Transmission | ENT | TVA_Transmission | Internal | Summer | B7 | 400 | 2100 | 0 | 47.14 | 46.9 | 8 | 0
2020 | ENT_2_TVA_Transmission | ENT | TVA_Transmission | Internal | Summer | B8 | 500 | 2100 | 0 | 40.62 | 41.86 | 8 | 0
2020 | ENT_2_TVA_Transmission | ENT | TVA_Transmission | Internal | Summer | B9 | 800 | 2100 | 0 | 40.59 | 41.56 | 8 | 0
2020 | ENT_2_TVA_Transmission | ENT | TVA_Transmission | Internal | Summer | B10 | 1262 | 2100 | 0 | 40.3 | 39.04 | 8 | 0
2020 | ENT_2_TVA_Transmission | ENT | TVA_Transmission | Internal | Winter | B16 | 25 | 2100 | 0 | 58.97 | 59.18 | 8 | 0
2020 | ENT_2_TVA_Transmission | ENT | TVA_Transmission | Internal | Winter | B17 | 100 | 2100 | 0 | 44.52 | 49.3 | 8 | 0
2020 | ENT_2_TVA_Transmission | ENT | TVA_Transmission | Internal | Winter | B18 | 400 | 2100 | 0 | 44.52 | 45.94 | 8 | 0
2020 | ENT_2_TVA_Transmission | ENT | TVA_Transmission | Internal | Winter | B19 | 700 | 2100 | 0 | 44.2 | 44.58 | 8 | 0
2020 | ENT_2_TVA_Transmission | ENT | TVA_Transmission | Internal | Winter | B20 | 935 | 2100 | 0 | 43.67 | 42.48 | 8 | 0
2020 | FRCC_2_SOCO | FRCC | SOCO | Internal | Shoulder | B11 | 25 | 900 | 0 | 76.66 | 66.66 | 8 | 0
2020 | FRCC_2_SOCO | FRCC | SOCO | Internal | Shoulder | B12 | 200 | 900 | 0 | 54.51 | 44.51 | 8 | 0
2020 | FRCC_2_SOCO | FRCC | SOCO | Internal | Shoulder | B13 | 600 | 900 | 0 | 48.83 | 42.53 | 8 | 0
2020 | FRCC_2_SOCO | FRCC | SOCO | Internal | Shoulder | B14 | 900 | 900 | 0 | 48.83 | 42.53 | 8 | 0
2020 | FRCC_2_SOCO | FRCC | SOCO | Internal | Shoulder | B15 | 1203 | 900 | 0 | 46.83 | 42.1 | 8 | 0
2020 | FRCC_2_SOCO | FRCC | SOCO | Internal | Summer | B1 | 10 | 900 | 0 | 81.02 | 71.02 | 8 | 0
2020 | FRCC_2_SOCO | FRCC | SOCO | Internal | Summer | B2 | 25 | 900 | 0 | 76.76 | 69.69 | 8 | 0
2020 | FRCC_2_SOCO | FRCC | SOCO | Internal | Summer | B3 | 75 | 900 | 0 | 76.76 | 69.69 | 8 | 0
2020 | FRCC_2_SOCO | FRCC | SOCO | Internal | Summer | B4 | 100 | 900 | 0 | 76.76 | 69.69 | 8 | 0
2020 | FRCC_2_SOCO | FRCC | SOCO | Internal | Summer | B5 | 200 | 900 | 0 | 76.76 | 66.83 | 8 | 0
2020 | FRCC_2_SOCO | FRCC | SOCO | Internal | Summer | B6 | 300 | 900 | 0 | 72.19 | 62.19 | 8 | 0
2020 | FRCC_2_SOCO | FRCC | SOCO | Internal | Summer | B7 | 400 | 900 | 0 | 65.14 | 55.14 | 8 | 0
2020 | FRCC_2_SOCO | FRCC | SOCO | Internal | Summer | B8 | 500 | 900 | 0 | 54.71 | 44.71 | 8 | 0
2020 | FRCC_2_SOCO | FRCC | SOCO | Internal | Summer | B9 | 800 | 900 | 0 | 48.1 | 42.32 | 8 | 0
2020 | FRCC_2_SOCO | FRCC | SOCO | Internal | Summer | B10 | 1262 | 900 | 0 | 46.13 | 40.87 | 8 | 0
2020 | FRCC_2_SOCO | FRCC | SOCO | Internal | Winter | B16 | 25 | 900 | 0 | 76.97 | 66.97 | 8 | 0
2020 | FRCC_2_SOCO | FRCC | SOCO | Internal | Winter | B17 | 100 | 900 | 0 | 56.18 | 46.18 | 8 | 0
2020 | FRCC_2_SOCO | FRCC | SOCO | Internal | Winter | B18 | 400 | 900 | 0 | 51.07 | 44.59 | 8 | 0
2020 | FRCC_2_SOCO | FRCC | SOCO | Internal | Winter | B19 | 700 | 900 | 0 | 50.61 | 44.59 | 8 | 0
2020 | FRCC_2_SOCO | FRCC | SOCO | Internal | Winter | B20 | 935 | 900 | 0 | 48.97 | 44.59 | 8 | 0
2020 | HQ_NEISO_2_NEISO | HQ_NEISO | NEISO | Internal | Shoulder | B11 | 25 | 99999 | 2920 | 37.66 | 37.67 | 0.01 | 0
2020 | HQ_NEISO_2_NEISO | HQ_NEISO | NEISO | Internal | Shoulder | B12 | 200 | 99999 | 2920 | 37.66 | 37.67 | 0.01 | 0
2020 | HQ_NEISO_2_NEISO | HQ_NEISO | NEISO | Internal | Shoulder | B13 | 600 | 99999 | 2920 | 37.66 | 37.67 | 0.01 | 0
2020 | HQ_NEISO_2_NEISO | HQ_NEISO | NEISO | Internal | Shoulder | B14 | 900 | 99999 | 2920 | 37.66 | 37.67 | 0.01 | 0
2020 | HQ_NEISO_2_NEISO | HQ_NEISO | NEISO | Internal | Shoulder | B15 | 1203 | 99999 | 1143.24 | 37.66 | 37.67 | 0.01 | 0
2020 | HQ_NEISO_2_NEISO | HQ_NEISO | NEISO | Internal | Summer | B1 | 10 | 99999 | 2920 | 75.37 | 75.39 | 0.01 | 0
2020 | HQ_NEISO_2_NEISO | HQ_NEISO | NEISO | Internal | Summer | B2 | 25 | 99999 | 2920 | 66.69 | 66.7 | 0.01 | 0
2020 | HQ_NEISO_2_NEISO | HQ_NEISO | NEISO | Internal | Summer | B3 | 75 | 99999 | 2920 | 50.12 | 50.14 | 0.01 | 0
2020 | HQ_NEISO_2_NEISO | HQ_NEISO | NEISO | Internal | Summer | B4 | 100 | 99999 | 2920 | 42.8 | 42.81 | 0.01 | 0
2020 | HQ_NEISO_2_NEISO | HQ_NEISO | NEISO | Internal | Summer | B5 | 200 | 99999 | 2920 | 34.88 | 34.9 | 0.01 | 0
2020 | HQ_NEISO_2_NEISO | HQ_NEISO | NEISO | Internal | Summer | B6 | 300 | 99999 | 2920 | 34.88 | 34.9 | 0.01 | 0
2020 | HQ_NEISO_2_NEISO | HQ_NEISO | NEISO | Internal | Summer | B7 | 400 | 99999 | 2920 | 34.88 | 34.9 | 0.01 | 0
2020 | HQ_NEISO_2_NEISO | HQ_NEISO | NEISO | Internal | Summer | B8 | 500 | 99999 | 2920 | 34.88 | 34.9 | 0.01 | 0
2020 | HQ_NEISO_2_NEISO | HQ_NEISO | NEISO | Internal | Summer | B9 | 800 | 99999 | 2920 | 34.88 | 34.9 | 0.01 | 0
2020 | HQ_NEISO_2_NEISO | HQ_NEISO | NEISO | Internal | Summer | B10 | 1262 | 99999 | 795.94 | 34.88 | 34.9 | 0.01 | 0
2020 | HQ_NEISO_2_NEISO | HQ_NEISO | NEISO | Internal | Winter | B16 | 25 | 99999 | 2920 | 46.26 | 46.27 | 0.01 | 0
2020 | HQ_NEISO_2_NEISO | HQ_NEISO | NEISO | Internal | Winter | B17 | 100 | 99999 | 2920 | 46.26 | 46.27 | 0.01 | 0
2020 | HQ_NEISO_2_NEISO | HQ_NEISO | NEISO | Internal | Winter | B18 | 400 | 99999 | 2920 | 46.26 | 46.27 | 0.01 | 0
2020 | HQ_NEISO_2_NEISO | HQ_NEISO | NEISO | Internal | Winter | B19 | 700 | 99999 | 2920 | 46.26 | 46.27 | 0.01 | 0
2020 | HQ_NEISO_2_NEISO | HQ_NEISO | NEISO | Internal | Winter | B20 | 935 | 99999 | 1233.58 | 46.26 | 46.27 | 0.01 | 0
2020 | HQ_NY_2_NYISO_A-F | HQ_NY | NYISO_A-F | Internal | Shoulder | B11 | 25 | 99999 | 1000 | 40.66 | 40.67 | 0.01 | 0
2020 | HQ_NY_2_NYISO_A-F | HQ_NY | NYISO_A-F | Internal | Shoulder | B12 | 200 | 99999 | 1000 | 39.84 | 39.85 | 0.01 | 0
2020 | HQ_NY_2_NYISO_A-F | HQ_NY | NYISO_A-F | Internal | Shoulder | B13 | 600 | 99999 | 1000 | 39.84 | 39.85 | 0.01 | 0
2020 | HQ_NY_2_NYISO_A-F | HQ_NY | NYISO_A-F | Internal | Shoulder | B14 | 900 | 99999 | 1000 | 39.44 | 39.45 | 0.01 | 0
2020 | HQ_NY_2_NYISO_A-F | HQ_NY | NYISO_A-F | Internal | Shoulder | B15 | 1203 | 99999 | 188.69 | 39.44 | 39.45 | 0.01 | 0
2020 | HQ_NY_2_NYISO_A-F | HQ_NY | NYISO_A-F | Internal | Summer | B1 | 10 | 99999 | 1000 | 57.92 | 57.93 | 0.01 | 0
2020 | HQ_NY_2_NYISO_A-F | HQ_NY | NYISO_A-F | Internal | Summer | B2 | 25 | 99999 | 1000 | 55.69 | 55.7 | 0.01 | 0
2020 | HQ_NY_2_NYISO_A-F | HQ_NY | NYISO_A-F | Internal | Summer | B3 | 75 | 99999 | 1000 | 52.86 | 52.87 | 0.01 | 0
2020 | HQ_NY_2_NYISO_A-F | HQ_NY | NYISO_A-F | Internal | Summer | B4 | 100 | 99999 | 1000 | 45.8 | 45.81 | 0.01 | 0
2020 | HQ_NY_2_NYISO_A-F | HQ_NY | NYISO_A-F | Internal | Summer | B5 | 200 | 99999 | 1000 | 44.73 | 44.74 | 0.01 | 0
2020 | HQ_NY_2_NYISO_A-F | HQ_NY | NYISO_A-F | Internal | Summer | B6 | 300 | 99999 | 1000 | 42.02 | 42.03 | 0.01 | 0
2020 | HQ_NY_2_NYISO_A-F | HQ_NY | NYISO_A-F | Internal | Summer | B7 | 400 | 99999 | 1000 | 40.42 | 40.44 | 0.01 | 0
2020 | HQ_NY_2_NYISO_A-F | HQ_NY | NYISO_A-F | Internal | Summer | B8 | 500 | 99999 | 1000 | 37.88 | 37.9 | 0.01 | 0
2020 | HQ_NY_2_NYISO_A-F | HQ_NY | NYISO_A-F | Internal | Summer | B9 | 800 | 99999 | 1000 | 37.86 | 37.87 | 0.01 | 0
2020 | HQ_NY_2_NYISO_A-F | HQ_NY | NYISO_A-F | Internal | Summer | B10 | 1262 | 99999 | 30.11 | 37.86 | 37.87 | 0.01 | 0
2020 | HQ_NY_2_NYISO_A-F | HQ_NY | NYISO_A-F | Internal | Winter | B16 | 25 | 99999 | 1000 | 44.96 | 44.97 | 0.01 | 0
2020 | HQ_NY_2_NYISO_A-F | HQ_NY | NYISO_A-F | Internal | Winter | B17 | 100 | 99999 | 1000 | 43.26 | 43.27 | 0.01 | 0
2020 | HQ_NY_2_NYISO_A-F | HQ_NY | NYISO_A-F | Internal | Winter | B18 | 400 | 99999 | 1000 | 42.18 | 42.19 | 0.01 | 0
2020 | HQ_NY_2_NYISO_A-F | HQ_NY | NYISO_A-F | Internal | Winter | B19 | 700 | 99999 | 1000 | 42.18 | 42.19 | 0.01 | 0
2020 | HQ_NY_2_NYISO_A-F | HQ_NY | NYISO_A-F | Internal | Winter | B20 | 935 | 99999 | 229.95 | 42.18 | 42.19 | 0.01 | 0
2020 | HQ_IESO_2_IESO | HQ_IESO | IESO | Internal | Shoulder | B11 | 25 | 99999 | 400 | 32.25 | 32.26 | 0.01 | 0
2020 | HQ_IESO_2_IESO | HQ_IESO | IESO | Internal | Shoulder | B12 | 200 | 99999 | 400 | 32.25 | 32.26 | 0.01 | 0
2020 | HQ_IESO_2_IESO | HQ_IESO | IESO | Internal | Shoulder | B13 | 600 | 99999 | 400 | 32.25 | 32.26 | 0.01 | 0
2020 | HQ_IESO_2_IESO | HQ_IESO | IESO | Internal | Shoulder | B14 | 900 | 99999 | 400 | 32.25 | 32.26 | 0.01 | 0
2020 | HQ_IESO_2_IESO | HQ_IESO | IESO | Internal | Shoulder | B15 | 1203 | 99999 | 75.48 | 32.25 | 32.26 | 0.01 | 0
2020 | HQ_IESO_2_IESO | HQ_IESO | IESO | Internal | Summer | B1 | 10 | 99999 | 400 | 50.92 | 50.93 | 0.01 | 0
2020 | HQ_IESO_2_IESO | HQ_IESO | IESO | Internal | Summer | B2 | 25 | 99999 | 400 | 48.69 | 48.7 | 0.01 | 0
2020 | HQ_IESO_2_IESO | HQ_IESO | IESO | Internal | Summer | B3 | 75 | 99999 | 400 | 43.46 | 43.47 | 0.01 | 0
2020 | HQ_IESO_2_IESO | HQ_IESO | IESO | Internal | Summer | B4 | 100 | 99999 | 400 | 37.73 | 37.74 | 0.01 | 0
2020 | HQ_IESO_2_IESO | HQ_IESO | IESO | Internal | Summer | B5 | 200 | 99999 | 400 | 37.73 | 37.74 | 0.01 | 0
2020 | HQ_IESO_2_IESO | HQ_IESO | IESO | Internal | Summer | B6 | 300 | 99999 | 400 | 35.02 | 35.03 | 0.01 | 0
2020 | HQ_IESO_2_IESO | HQ_IESO | IESO | Internal | Summer | B7 | 400 | 99999 | 400 | 33.42 | 33.44 | 0.01 | 0
2020 | HQ_IESO_2_IESO | HQ_IESO | IESO | Internal | Summer | B8 | 500 | 99999 | 400 | 30.53 | 30.55 | 0.01 | 0
2020 | HQ_IESO_2_IESO | HQ_IESO | IESO | Internal | Summer | B9 | 800 | 99999 | 400 | 30.53 | 30.55 | 0.01 | 0
2020 | HQ_IESO_2_IESO | HQ_IESO | IESO | Internal | Summer | B10 | 1262 | 99999 | 12.04 | 30.53 | 30.55 | 0.01 | 0
2020 | HQ_IESO_2_IESO | HQ_IESO | IESO | Internal | Winter | B16 | 25 | 99999 | 400 | 37.96 | 37.97 | 0.01 | 0
2020 | HQ_IESO_2_IESO | HQ_IESO | IESO | Internal | Winter | B17 | 100 | 99999 | 400 | 36.26 | 36.27 | 0.01 | 0
2020 | HQ_IESO_2_IESO | HQ_IESO | IESO | Internal | Winter | B18 | 400 | 99999 | 400 | 35.18 | 35.19 | 0.01 | 0
2020 | HQ_IESO_2_IESO | HQ_IESO | IESO | Internal | Winter | B19 | 700 | 99999 | 400 | 35.18 | 35.19 | 0.01 | 0
2020 | HQ_IESO_2_IESO | HQ_IESO | IESO | Internal | Winter | B20 | 935 | 99999 | 91.98 | 35.18 | 35.19 | 0.01 | 0
2020 | IESO_2_MAPP_CA | IESO | MAPP_CA | Internal | Shoulder | B11 | 25 | 262 | 262 | 32.26 | 48.9 | 7 | 9.64
2020 | IESO_2_MAPP_CA | IESO | MAPP_CA | Internal | Shoulder | B12 | 200 | 262 | 262 | 32.26 | 45.78 | 7 | 6.52
2020 | IESO_2_MAPP_CA | IESO | MAPP_CA | Internal | Shoulder | B13 | 600 | 262 | 262 | 32.26 | 41.7 | 7 | 2.44
2020 | IESO_2_MAPP_CA | IESO | MAPP_CA | Internal | Shoulder | B14 | 900 | 262 | 262 | 32.26 | 40.55 | 7 | 1.3
2020 | IESO_2_MAPP_CA | IESO | MAPP_CA | Internal | Shoulder | B15 | 1203 | 262 | 262 | 32.26 | 40.55 | 7 | 1.3
2020 | IESO_2_MAPP_CA | IESO | MAPP_CA | Internal | Summer | B1 | 10 | 262 | 0 | 50.93 | 50.47 | 7 | 0
2020 | IESO_2_MAPP_CA | IESO | MAPP_CA | Internal | Summer | B2 | 25 | 262 | 44.19 | 48.7 | 55.7 | 7 | 0
2020 | IESO_2_MAPP_CA | IESO | MAPP_CA | Internal | Summer | B3 | 75 | 262 | 238.95 | 43.47 | 50.47 | 7 | 0
2020 | IESO_2_MAPP_CA | IESO | MAPP_CA | Internal | Summer | B4 | 100 | 262 | 262 | 37.74 | 50.38 | 7 | 5.64
2020 | IESO_2_MAPP_CA | IESO | MAPP_CA | Internal | Summer | B5 | 200 | 262 | 262 | 37.74 | 48.9 | 7 | 4.16
2020 | IESO_2_MAPP_CA | IESO | MAPP_CA | Internal | Summer | B6 | 300 | 262 | 262 | 35.03 | 47.19 | 7 | 5.16
2020 | IESO_2_MAPP_CA | IESO | MAPP_CA | Internal | Summer | B7 | 400 | 262 | 122.43 | 33.44 | 40.44 | 7 | 0
2020 | IESO_2_MAPP_CA | IESO | MAPP_CA | Internal | Summer | B8 | 500 | 262 | 0 | 30.55 | 37.5 | 7 | 0
2020 | IESO_2_MAPP_CA | IESO | MAPP_CA | Internal | Summer | B9 | 800 | 262 | 0 | 30.55 | 37.35 | 7 | 0
2020 | IESO_2_MAPP_CA | IESO | MAPP_CA | Internal | Summer | B10 | 1262 | 262 | 0 | 30.55 | 37.35 | 7 | 0
2020 | IESO_2_MAPP_CA | IESO | MAPP_CA | Internal | Winter | B16 | 25 | 262 | 262 | 37.97 | 52.03 | 7 | 7.06
2020 | IESO_2_MAPP_CA | IESO | MAPP_CA | Internal | Winter | B17 | 100 | 262 | 262 | 36.27 | 46.04 | 7 | 2.77
2020 | IESO_2_MAPP_CA | IESO | MAPP_CA | Internal | Winter | B18 | 400 | 262 | 262 | 35.19 | 43.57 | 7 | 1.38
2020 | IESO_2_MAPP_CA | IESO | MAPP_CA | Internal | Winter | B19 | 700 | 262 | 262 | 35.19 | 43.57 | 7 | 1.38
2020 | IESO_2_MAPP_CA | IESO | MAPP_CA | Internal | Winter | B20 | 935 | 262 | 262 | 35.19 | 43.57 | 7 | 1.38
2020 | IESO_2_MISO_MI | IESO | MISO_MI | Internal | Shoulder | B11 | 25 | 1840 | 1840 | 32.26 | 52.9 | 7 | 13.64
2020 | IESO_2_MISO_MI | IESO | MISO_MI | Internal | Shoulder | B12 | 200 | 1840 | 1840 | 32.26 | 45.8 | 7 | 6.54
2020 | IESO_2_MISO_MI | IESO | MISO_MI | Internal | Shoulder | B13 | 600 | 1840 | 1840 | 32.26 | 41.75 | 7 | 2.49
2020 | IESO_2_MISO_MI | IESO | MISO_MI | Internal | Shoulder | B14 | 900 | 1840 | 1840 | 32.26 | 40.53 | 7 | 1.27
2020 | IESO_2_MISO_MI | IESO | MISO_MI | Internal | Shoulder | B15 | 1203 | 1840 | 0 | 32.26 | 37.89 | 7 | 0
2020 | IESO_2_MISO_MI | IESO | MISO_MI | Internal | Summer | B1 | 10 | 1840 | 1840 | 50.93 | 63.92 | 7 | 5.99
2020 | IESO_2_MISO_MI | IESO | MISO_MI | Internal | Summer | B2 | 25 | 1840 | 1840 | 48.7 | 63.52 | 7 | 7.83
2020 | IESO_2_MISO_MI | IESO | MISO_MI | Internal | Summer | B3 | 75 | 1840 | 1840 | 43.47 | 59.28 | 7 | 8.81
2020 | IESO_2_MISO_MI | IESO | MISO_MI | Internal | Summer | B4 | 100 | 1840 | 1840 | 37.74 | 58.16 | 7 | 13.42
2020 | IESO_2_MISO_MI | IESO | MISO_MI | Internal | Summer | B5 | 200 | 1840 | 1840 | 37.74 | 55.81 | 7 | 11.07
2020 | IESO_2_MISO_MI | IESO | MISO_MI | Internal | Summer | B6 | 300 | 1840 | 1840 | 35.03 | 47.19 | 7 | 5.16
2020 | IESO_2_MISO_MI | IESO | MISO_MI | Internal | Summer | B7 | 400 | 1840 | 1839.99 | 33.44 | 40.47 | 7 | 0.04
2020 | IESO_2_MISO_MI | IESO | MISO_MI | Internal | Summer | B8 | 500 | 1840 | 1130 | 30.55 | 37.55 | 7 | 0
2020 | IESO_2_MISO_MI | IESO | MISO_MI | Internal | Summer | B9 | 800 | 1840 | 0 | 30.55 | 37.38 | 7 | 0
2020 | IESO_2_MISO_MI | IESO | MISO_MI | Internal | Summer | B10 | 1262 | 1840 | 0 | 30.55 | 36 | 7 | 0
2020 | IESO_2_MISO_MI | IESO | MISO_MI | Internal | Winter | B16 | 25 | 1840 | 1840 | 37.97 | 52.34 | 7 | 7.37
2020 | IESO_2_MISO_MI | IESO | MISO_MI | Internal | Winter | B17 | 100 | 1840 | 1840 | 36.27 | 46.07 | 7 | 2.79
2020 | IESO_2_MISO_MI | IESO | MISO_MI | Internal | Winter | B18 | 400 | 1840 | 869.11 | 35.19 | 42.19 | 7 | 0
2020 | IESO_2_MISO_MI | IESO | MISO_MI | Internal | Winter | B19 | 700 | 1840 | 0 | 35.19 | 41.4 | 7 | 0
2020 | IESO_2_MISO_MI | IESO | MISO_MI | Internal | Winter | B20 | 935 | 1840 | 0 | 35.19 | 37.47 | 7 | 0
2020 | IESO_2_MISO_W | IESO | MISO_W | Internal | Shoulder | B11 | 25 | 140 | 140 | 32.26 | 55.26 | 7 | 16
2020 | IESO_2_MISO_W | IESO | MISO_W | Internal | Shoulder | B12 | 200 | 140 | 140 | 32.26 | 45.79 | 7 | 6.53
2020 | IESO_2_MISO_W | IESO | MISO_W | Internal | Shoulder | B13 | 600 | 140 | 140 | 32.26 | 41.71 | 7 | 2.45
2020 | IESO_2_MISO_W | IESO | MISO_W | Internal | Shoulder | B14 | 900 | 140 | 140 | 32.26 | 40.54 | 7 | 1.28
2020 | IESO_2_MISO_W | IESO | MISO_W | Internal | Shoulder | B15 | 1203 | 140 | 0 | 32.26 | 37.86 | 7 | 0
2020 | IESO_2_MISO_W | IESO | MISO_W | Internal | Summer | B1 | 10 | 140 | 140 | 50.93 | 63.91 | 7 | 5.98
2020 | IESO_2_MISO_W | IESO | MISO_W | Internal | Summer | B2 | 25 | 140 | 140 | 48.7 | 62.58 | 7 | 6.88
2020 | IESO_2_MISO_W | IESO | MISO_W | Internal | Summer | B3 | 75 | 140 | 140 | 43.47 | 62.58 | 7 | 12.11
2020 | IESO_2_MISO_W | IESO | MISO_W | Internal | Summer | B4 | 100 | 140 | 140 | 37.74 | 62.47 | 7 | 17.73
2020 | IESO_2_MISO_W | IESO | MISO_W | Internal | Summer | B5 | 200 | 140 | 140 | 37.74 | 55.83 | 7 | 11.09
2020 | IESO_2_MISO_W | IESO | MISO_W | Internal | Summer | B6 | 300 | 140 | 140 | 35.03 | 47.2 | 7 | 5.17
2020 | IESO_2_MISO_W | IESO | MISO_W | Internal | Summer | B7 | 400 | 140 | 139.96 | 33.44 | 40.45 | 7 | 0.01
2020 | IESO_2_MISO_W | IESO | MISO_W | Internal | Summer | B8 | 500 | 140 | 0.01 | 30.55 | 37.51 | 7 | 0
2020 | IESO_2_MISO_W | IESO | MISO_W | Internal | Summer | B9 | 800 | 140 | 0 | 30.55 | 37.34 | 7 | 0
2020 | IESO_2_MISO_W | IESO | MISO_W | Internal | Summer | B10 | 1262 | 140 | 0 | 30.55 | 35.65 | 7 | 0
2020 | IESO_2_MISO_W | IESO | MISO_W | Internal | Winter | B16 | 25 | 140 | 140 | 37.97 | 52.04 | 7 | 7.07
2020 | IESO_2_MISO_W | IESO | MISO_W | Internal | Winter | B17 | 100 | 140 | 140 | 36.27 | 46.06 | 7 | 2.78
2020 | IESO_2_MISO_W | IESO | MISO_W | Internal | Winter | B18 | 400 | 140 | 0.02 | 35.19 | 42.17 | 7 | 0
2020 | IESO_2_MISO_W | IESO | MISO_W | Internal | Winter | B19 | 700 | 140 | 0 | 35.19 | 41.39 | 7 | 0
2020 | IESO_2_MISO_W | IESO | MISO_W | Internal | Winter | B20 | 935 | 140 | 0 | 35.19 | 37.44 | 7 | 0
2020 | IESO_2_NYISO_A-F | IESO | NYISO_A-F | Internal | Shoulder | B11 | 25 | 1725 | 1725 | 32.26 | 40.67 | 7 | 1.41
2020 | IESO_2_NYISO_A-F | IESO | NYISO_A-F | Internal | Shoulder | B12 | 200 | 1725 | 1725 | 32.26 | 39.85 | 7 | 0.59
2020 | IESO_2_NYISO_A-F | IESO | NYISO_A-F | Internal | Shoulder | B13 | 600 | 1725 | 1725 | 32.26 | 39.85 | 7 | 0.59
2020 | IESO_2_NYISO_A-F | IESO | NYISO_A-F | Internal | Shoulder | B14 | 900 | 1725 | 1725 | 32.26 | 39.45 | 7 | 0.19
2020 | IESO_2_NYISO_A-F | IESO | NYISO_A-F | Internal | Shoulder | B15 | 1203 | 1725 | 1725 | 32.26 | 39.45 | 7 | 0.19
2020 | IESO_2_NYISO_A-F | IESO | NYISO_A-F | Internal | Summer | B1 | 10 | 1725 | 423.25 | 50.93 | 57.93 | 7 | 0
2020 | IESO_2_NYISO_A-F | IESO | NYISO_A-F | Internal | Summer | B2 | 25 | 1725 | 907.44 | 48.7 | 55.7 | 7 | 0
2020 | IESO_2_NYISO_A-F | IESO | NYISO_A-F | Internal | Summer | B3 | 75 | 1725 | 1725 | 43.47 | 52.87 | 7 | 2.4
2020 | IESO_2_NYISO_A-F | IESO | NYISO_A-F | Internal | Summer | B4 | 100 | 1725 | 1725 | 37.74 | 45.81 | 7 | 1.07
2020 | IESO_2_NYISO_A-F | IESO | NYISO_A-F | Internal | Summer | B5 | 200 | 1725 | 1212.91 | 37.74 | 44.74 | 7 | 0
2020 | IESO_2_NYISO_A-F | IESO | NYISO_A-F | Internal | Summer | B6 | 300 | 1725 | 942.2 | 35.03 | 42.03 | 7 | 0
2020 | IESO_2_NYISO_A-F | IESO | NYISO_A-F | Internal | Summer | B7 | 400 | 1725 | 633.26 | 33.44 | 40.44 | 7 | 0
2020 | IESO_2_NYISO_A-F | IESO | NYISO_A-F | Internal | Summer | B8 | 500 | 1725 | 1725 | 30.55 | 37.9 | 7 | 0.35
2020 | IESO_2_NYISO_A-F | IESO | NYISO_A-F | Internal | Summer | B9 | 800 | 1725 | 1725 | 30.55 | 37.87 | 7 | 0.33
2020 | IESO_2_NYISO_A-F | IESO | NYISO_A-F | Internal | Summer | B10 | 1262 | 1725 | 1725 | 30.55 | 37.87 | 7 | 0.33
2020 | IESO_2_NYISO_A-F | IESO | NYISO_A-F | Internal | Winter | B16 | 25 | 1725 | 1523.11 | 37.97 | 44.97 | 7 | 0
2020 | IESO_2_NYISO_A-F | IESO | NYISO_A-F | Internal | Winter | B17 | 100 | 1725 | 860.7 | 36.27 | 43.27 | 7 | 0
2020 | IESO_2_NYISO_A-F | IESO | NYISO_A-F | Internal | Winter | B18 | 400 | 1725 | 1527.41 | 35.19 | 42.19 | 7 | 0
2020 | IESO_2_NYISO_A-F | IESO | NYISO_A-F | Internal | Winter | B19 | 700 | 1725 | 1588.17 | 35.19 | 42.19 | 7 | 0
2020 | IESO_2_NYISO_A-F | IESO | NYISO_A-F | Internal | Winter | B20 | 935 | 1725 | 1620.27 | 35.19 | 42.19 | 7 | 0
2020 | MAPP_CA_2_IESO | MAPP_CA | IESO | Internal | Shoulder | B11 | 25 | 330 | 0 | 48.9 | 32.26 | 8 | 0
2020 | MAPP_CA_2_IESO | MAPP_CA | IESO | Internal | Shoulder | B12 | 200 | 330 | 0 | 45.78 | 32.26 | 8 | 0
2020 | MAPP_CA_2_IESO | MAPP_CA | IESO | Internal | Shoulder | B13 | 600 | 330 | 0 | 41.7 | 32.26 | 8 | 0
2020 | MAPP_CA_2_IESO | MAPP_CA | IESO | Internal | Shoulder | B14 | 900 | 330 | 0 | 40.55 | 32.26 | 8 | 0
2020 | MAPP_CA_2_IESO | MAPP_CA | IESO | Internal | Shoulder | B15 | 1203 | 330 | 0 | 40.55 | 32.26 | 8 | 0
2020 | MAPP_CA_2_IESO | MAPP_CA | IESO | Internal | Summer | B1 | 10 | 330 | 0 | 50.47 | 50.93 | 8 | 0
2020 | MAPP_CA_2_IESO | MAPP_CA | IESO | Internal | Summer | B2 | 25 | 330 | 0 | 55.7 | 48.7 | 8 | 0
2020 | MAPP_CA_2_IESO | MAPP_CA | IESO | Internal | Summer | B3 | 75 | 330 | 0 | 50.47 | 43.47 | 8 | 0
2020 | MAPP_CA_2_IESO | MAPP_CA | IESO | Internal | Summer | B4 | 100 | 330 | 0 | 50.38 | 37.74 | 8 | 0
2020 | MAPP_CA_2_IESO | MAPP_CA | IESO | Internal | Summer | B5 | 200 | 330 | 0 | 48.9 | 37.74 | 8 | 0
2020 | MAPP_CA_2_IESO | MAPP_CA | IESO | Internal | Summer | B6 | 300 | 330 | 0 | 47.19 | 35.03 | 8 | 0
2020 | MAPP_CA_2_IESO | MAPP_CA | IESO | Internal | Summer | B7 | 400 | 330 | 0 | 40.44 | 33.44 | 8 | 0
2020 | MAPP_CA_2_IESO | MAPP_CA | IESO | Internal | Summer | B8 | 500 | 330 | 0 | 37.5 | 30.55 | 8 | 0
2020 | MAPP_CA_2_IESO | MAPP_CA | IESO | Internal | Summer | B9 | 800 | 330 | 0 | 37.35 | 30.55 | 8 | 0
2020 | MAPP_CA_2_IESO | MAPP_CA | IESO | Internal | Summer | B10 | 1262 | 330 | 0 | 37.35 | 30.55 | 8 | 0
2020 | MAPP_CA_2_IESO | MAPP_CA | IESO | Internal | Winter | B16 | 25 | 330 | 0 | 52.03 | 37.97 | 8 | 0
2020 | MAPP_CA_2_IESO | MAPP_CA | IESO | Internal | Winter | B17 | 100 | 330 | 0 | 46.04 | 36.27 | 8 | 0
2020 | MAPP_CA_2_IESO | MAPP_CA | IESO | Internal | Winter | B18 | 400 | 330 | 0 | 43.57 | 35.19 | 8 | 0
2020 | MAPP_CA_2_IESO | MAPP_CA | IESO | Internal | Winter | B19 | 700 | 330 | 0 | 43.57 | 35.19 | 8 | 0
2020 | MAPP_CA_2_IESO | MAPP_CA | IESO | Internal | Winter | B20 | 935 | 330 | 0 | 43.57 | 35.19 | 8 | 0
2020 | MAPP_CA_2_MAPP_US | MAPP_CA | MAPP_US | Internal | Shoulder | B11 | 25 | 372 | 0 | 48.9 | 52.64 | 7 | 0
2020 | MAPP_CA_2_MAPP_US | MAPP_CA | MAPP_US | Internal | Shoulder | B12 | 200 | 372 | 0 | 45.78 | 38.79 | 7 | 0
2020 | MAPP_CA_2_MAPP_US | MAPP_CA | MAPP_US | Internal | Shoulder | B13 | 600 | 372 | 0 | 41.7 | 34.81 | 7 | 0
2020 | MAPP_CA_2_MAPP_US | MAPP_CA | MAPP_US | Internal | Shoulder | B14 | 900 | 372 | 0 | 40.55 | 34.81 | 7 | 0
2020 | MAPP_CA_2_MAPP_US | MAPP_CA | MAPP_US | Internal | Shoulder | B15 | 1203 | 372 | 0 | 40.55 | 34.81 | 7 | 0
2020 | MAPP_CA_2_MAPP_US | MAPP_CA | MAPP_US | Internal | Summer | B1 | 10 | 372 | 66.78 | 50.47 | 57.47 | 7 | 0
2020 | MAPP_CA_2_MAPP_US | MAPP_CA | MAPP_US | Internal | Summer | B2 | 25 | 372 | 0 | 55.7 | 57.47 | 7 | 0
2020 | MAPP_CA_2_MAPP_US | MAPP_CA | MAPP_US | Internal | Summer | B3 | 75 | 372 | 135.74 | 50.47 | 57.47 | 7 | 0
2020 | MAPP_CA_2_MAPP_US | MAPP_CA | MAPP_US | Internal | Summer | B4 | 100 | 372 | 252.32 | 50.38 | 57.38 | 7 | 0
2020 | MAPP_CA_2_MAPP_US | MAPP_CA | MAPP_US | Internal | Summer | B5 | 200 | 372 | 0.01 | 48.9 | 55.82 | 7 | 0
2020 | MAPP_CA_2_MAPP_US | MAPP_CA | MAPP_US | Internal | Summer | B6 | 300 | 372 | 0 | 47.19 | 42.93 | 7 | 0
2020 | MAPP_CA_2_MAPP_US | MAPP_CA | MAPP_US | Internal | Summer | B7 | 400 | 372 | 0 | 40.44 | 33.93 | 7 | 0
2020 | MAPP_CA_2_MAPP_US | MAPP_CA | MAPP_US | Internal | Summer | B8 | 500 | 372 | 0 | 37.5 | 31.84 | 7 | 0
2020 | MAPP_CA_2_MAPP_US | MAPP_CA | MAPP_US | Internal | Summer | B9 | 800 | 372 | 0 | 37.35 | 31.84 | 7 | 0
2020 | MAPP_CA_2_MAPP_US | MAPP_CA | MAPP_US | Internal | Summer | B10 | 1262 | 372 | 0 | 37.35 | 30.35 | 7 | 0
2020 | MAPP_CA_2_MAPP_US | MAPP_CA | MAPP_US | Internal | Winter | B16 | 25 | 372 | 0 | 52.03 | 45.04 | 7 | 0
2020 | MAPP_CA_2_MAPP_US | MAPP_CA | MAPP_US | Internal | Winter | B17 | 100 | 372 | 0 | 46.04 | 39.06 | 7 | 0
2020 | MAPP_CA_2_MAPP_US | MAPP_CA | MAPP_US | Internal | Winter | B18 | 400 | 372 | 0 | 43.57 | 36.57 | 7 | 0
2020 | MAPP_CA_2_MAPP_US | MAPP_CA | MAPP_US | Internal | Winter | B19 | 700 | 372 | 0 | 43.57 | 36.57 | 7 | 0
2020 | MAPP_CA_2_MAPP_US | MAPP_CA | MAPP_US | Internal | Winter | B20 | 935 | 372 | 0 | 43.57 | 32.99 | 7 | 0
2020 | MAPP_CA_2_MISO_W | MAPP_CA | MISO_W | Internal | Shoulder | B11 | 25 | 1970 | 1970 | 48.9 | 55.26 | 0.01 | 6.35
2020 | MAPP_CA_2_MISO_W | MAPP_CA | MISO_W | Internal | Shoulder | B12 | 200 | 1970 | 1165.6 | 45.78 | 45.79 | 0.01 | 0
2020 | MAPP_CA_2_MISO_W | MAPP_CA | MISO_W | Internal | Shoulder | B13 | 600 | 1970 | 858.56 | 41.7 | 41.71 | 0.01 | 0
2020 | MAPP_CA_2_MISO_W | MAPP_CA | MISO_W | Internal | Shoulder | B14 | 900 | 1970 | 0 | 40.55 | 40.54 | 0.01 | 0
2020 | MAPP_CA_2_MISO_W | MAPP_CA | MISO_W | Internal | Shoulder | B15 | 1203 | 1970 | 0 | 40.55 | 37.86 | 0.01 | 0
2020 | MAPP_CA_2_MISO_W | MAPP_CA | MISO_W | Internal | Summer | B1 | 10 | 1970 | 1970 | 50.47 | 63.91 | 0.01 | 13.43
2020 | MAPP_CA_2_MISO_W | MAPP_CA | MISO_W | Internal | Summer | B2 | 25 | 1970 | 1970 | 55.7 | 62.58 | 0.01 | 6.87
2020 | MAPP_CA_2_MISO_W | MAPP_CA | MISO_W | Internal | Summer | B3 | 75 | 1970 | 1970 | 50.47 | 62.58 | 0.01 | 12.1
2020 | MAPP_CA_2_MISO_W | MAPP_CA | MISO_W | Internal | Summer | B4 | 100 | 1970 | 1970 | 50.38 | 62.47 | 0.01 | 12.08
2020 | MAPP_CA_2_MISO_W | MAPP_CA | MISO_W | Internal | Summer | B5 | 200 | 1970 | 1970 | 48.9 | 55.83 | 0.01 | 6.92
2020 | MAPP_CA_2_MISO_W | MAPP_CA | MISO_W | Internal | Summer | B6 | 300 | 1970 | 1420.89 | 47.19 | 47.2 | 0.01 | 0
2020 | MAPP_CA_2_MISO_W | MAPP_CA | MISO_W | Internal | Summer | B7 | 400 | 1970 | 1009.86 | 40.44 | 40.45 | 0.01 | 0
2020 | MAPP_CA_2_MISO_W | MAPP_CA | MISO_W | Internal | Summer | B8 | 500 | 1970 | 1086.68 | 37.5 | 37.51 | 0.01 | 0
2020 | MAPP_CA_2_MISO_W | MAPP_CA | MISO_W | Internal | Summer | B9 | 800 | 1970 | 0 | 37.35 | 37.34 | 0.01 | 0
2020 | MAPP_CA_2_MISO_W | MAPP_CA | MISO_W | Internal | Summer | B10 | 1262 | 1970 | 0 | 37.35 | 35.65 | 0.01 | 0
2020 | MAPP_CA_2_MISO_W | MAPP_CA | MISO_W | Internal | Winter | B16 | 25 | 1970 | 1446.07 | 52.03 | 52.04 | 0.01 | 0
2020 | MAPP_CA_2_MISO_W | MAPP_CA | MISO_W | Internal | Winter | B17 | 100 | 1970 | 322.87 | 46.04 | 46.06 | 0.01 | 0
2020 | MAPP_CA_2_MISO_W | MAPP_CA | MISO_W | Internal | Winter | B18 | 400 | 1970 | 0 | 43.57 | 42.17 | 0.01 | 0
2020 | MAPP_CA_2_MISO_W | MAPP_CA | MISO_W | Internal | Winter | B19 | 700 | 1970 | 0 | 43.57 | 41.39 | 0.01 | 0
2020 | MAPP_CA_2_MISO_W | MAPP_CA | MISO_W | Internal | Winter | B20 | 935 | 1970 | 0 | 43.57 | 37.44 | 0.01 | 0
2020 | MAPP_US_2_MAPP_CA | MAPP_US | MAPP_CA | Internal | Shoulder | B11 | 25 | 165 | 0 | 52.64 | 48.9 | 7 | 0
2020 | MAPP_US_2_MAPP_CA | MAPP_US | MAPP_CA | Internal | Shoulder | B12 | 200 | 165 | 0.07 | 38.79 | 45.78 | 7 | 0
2020 | MAPP_US_2_MAPP_CA | MAPP_US | MAPP_CA | Internal | Shoulder | B13 | 600 | 165 | 0 | 34.81 | 41.7 | 7 | 0
2020 | MAPP_US_2_MAPP_CA | MAPP_US | MAPP_CA | Internal | Shoulder | B14 | 900 | 165 | 0 | 34.81 | 40.55 | 7 | 0
2020 | MAPP_US_2_MAPP_CA | MAPP_US | MAPP_CA | Internal | Shoulder | B15 | 1203 | 165 | 0 | 34.81 | 40.55 | 7 | 0
2020 | MAPP_US_2_MAPP_CA | MAPP_US | MAPP_CA | Internal | Summer | B1 | 10 | 165 | 0 | 57.47 | 50.47 | 7 | 0
2020 | MAPP_US_2_MAPP_CA | MAPP_US | MAPP_CA | Internal | Summer | B2 | 25 | 165 | 0 | 57.47 | 55.7 | 7 | 0
2020 | MAPP_US_2_MAPP_CA | MAPP_US | MAPP_CA | Internal | Summer | B3 | 75 | 165 | 0 | 57.47 | 50.47 | 7 | 0
2020 | MAPP_US_2_MAPP_CA | MAPP_US | MAPP_CA | Internal | Summer | B4 | 100 | 165 | 0 | 57.38 | 50.38 | 7 | 0
2020 | MAPP_US_2_MAPP_CA | MAPP_US | MAPP_CA | Internal | Summer | B5 | 200 | 165 | 0 | 55.82 | 48.9 | 7 | 0
2020 | MAPP_US_2_MAPP_CA | MAPP_US | MAPP_CA | Internal | Summer | B6 | 300 | 165 | 0 | 42.93 | 47.19 | 7 | 0
2020 | MAPP_US_2_MAPP_CA | MAPP_US | MAPP_CA | Internal | Summer | B7 | 400 | 165 | 0 | 33.93 | 40.44 | 7 | 0
2020 | MAPP_US_2_MAPP_CA | MAPP_US | MAPP_CA | Internal | Summer | B8 | 500 | 165 | 0 | 31.84 | 37.5 | 7 | 0
2020 | MAPP_US_2_MAPP_CA | MAPP_US | MAPP_CA | Internal | Summer | B9 | 800 | 165 | 0 | 31.84 | 37.35 | 7 | 0
2020 | MAPP_US_2_MAPP_CA | MAPP_US | MAPP_CA | Internal | Summer | B10 | 1262 | 165 | 136.56 | 30.35 | 37.35 | 7 | 0
2020 | MAPP_US_2_MAPP_CA | MAPP_US | MAPP_CA | Internal | Winter | B16 | 25 | 165 | 0.53 | 45.04 | 52.03 | 7 | 0
2020 | MAPP_US_2_MAPP_CA | MAPP_US | MAPP_CA | Internal | Winter | B17 | 100 | 165 | 0.15 | 39.06 | 46.04 | 7 | 0
2020 | MAPP_US_2_MAPP_CA | MAPP_US | MAPP_CA | Internal | Winter | B18 | 400 | 165 | 53.5 | 36.57 | 43.57 | 7 | 0
2020 | MAPP_US_2_MAPP_CA | MAPP_US | MAPP_CA | Internal | Winter | B19 | 700 | 165 | 42.06 | 36.57 | 43.57 | 7 | 0
2020 | MAPP_US_2_MAPP_CA | MAPP_US | MAPP_CA | Internal | Winter | B20 | 935 | 165 | 165 | 32.99 | 43.57 | 7 | 3.58
2020 | MAPP_US_2_MISO_W | MAPP_US | MISO_W | Internal | Shoulder | B11 | 25 | 2635 | 0 | 52.64 | 55.26 | 7 | 0
2020 | MAPP_US_2_MISO_W | MAPP_US | MISO_W | Internal | Shoulder | B12 | 200 | 2635 | 973.87 | 38.79 | 45.79 | 7 | 0
2020 | MAPP_US_2_MISO_W | MAPP_US | MISO_W | Internal | Shoulder | B13 | 600 | 2635 | 0 | 34.81 | 41.71 | 7 | 0
2020 | MAPP_US_2_MISO_W | MAPP_US | MISO_W | Internal | Shoulder | B14 | 900 | 2635 | 0 | 34.81 | 40.54 | 7 | 0
2020 | MAPP_US_2_MISO_W | MAPP_US | MISO_W | Internal | Shoulder | B15 | 1203 | 2635 | 0 | 34.81 | 37.86 | 7 | 0
2020 | MAPP_US_2_MISO_W | MAPP_US | MISO_W | Internal | Summer | B1 | 10 | 2635 | 0.03 | 57.47 | 63.91 | 7 | 0
2020 | MAPP_US_2_MISO_W | MAPP_US | MISO_W | Internal | Summer | B2 | 25 | 2635 | 0 | 57.47 | 62.58 | 7 | 0
2020 | MAPP_US_2_MISO_W | MAPP_US | MISO_W | Internal | Summer | B3 | 75 | 2635 | 0 | 57.47 | 62.58 | 7 | 0
2020 | MAPP_US_2_MISO_W | MAPP_US | MISO_W | Internal | Summer | B4 | 100 | 2635 | 0 | 57.38 | 62.47 | 7 | 0
2020 | MAPP_US_2_MISO_W | MAPP_US | MISO_W | Internal | Summer | B5 | 200 | 2635 | 0 | 55.82 | 55.83 | 7 | 0
2020 | MAPP_US_2_MISO_W | MAPP_US | MISO_W | Internal | Summer | B6 | 300 | 2635 | 0 | 42.93 | 47.2 | 7 | 0
2020 | MAPP_US_2_MISO_W | MAPP_US | MISO_W | Internal | Summer | B7 | 400 | 2635 | 0 | 33.93 | 40.45 | 7 | 0
2020 | MAPP_US_2_MISO_W | MAPP_US | MISO_W | Internal | Summer | B8 | 500 | 2635 | 0 | 31.84 | 37.51 | 7 | 0
2020 | MAPP_US_2_MISO_W | MAPP_US | MISO_W | Internal | Summer | B9 | 800 | 2635 | 0 | 31.84 | 37.34 | 7 | 0
2020 | MAPP_US_2_MISO_W | MAPP_US | MISO_W | Internal | Summer | B10 | 1262 | 2635 | 0 | 30.35 | 35.65 | 7 | 0
2020 | MAPP_US_2_MISO_W | MAPP_US | MISO_W | Internal | Winter | B16 | 25 | 2635 | 229.48 | 45.04 | 52.04 | 7 | 0
2020 | MAPP_US_2_MISO_W | MAPP_US | MISO_W | Internal | Winter | B17 | 100 | 2635 | 886.33 | 39.06 | 46.06 | 7 | 0
2020 | MAPP_US_2_MISO_W | MAPP_US | MISO_W | Internal | Winter | B18 | 400 | 2635 | 0 | 36.57 | 42.17 | 7 | 0
2020 | MAPP_US_2_MISO_W | MAPP_US | MISO_W | Internal | Winter | B19 | 700 | 2635 | 0 | 36.57 | 41.39 | 7 | 0
2020 | MAPP_US_2_MISO_W | MAPP_US | MISO_W | Internal | Winter | B20 | 935 | 2635 | 0 | 32.99 | 37.44 | 7 | 0
2020 | MAPP_US_2_NE | MAPP_US | NE | Internal | Shoulder | B11 | 25 | 2000 | 1516.93 | 52.64 | 59.64 | 7 | 0
2020 | MAPP_US_2_NE | MAPP_US | NE | Internal | Shoulder | B12 | 200 | 2000 | 138.11 | 38.79 | 45.79 | 7 | 0
2020 | MAPP_US_2_NE | MAPP_US | NE | Internal | Shoulder | B13 | 600 | 2000 | 0 | 34.81 | 41.19 | 7 | 0
2020 | MAPP_US_2_NE | MAPP_US | NE | Internal | Shoulder | B14 | 900 | 2000 | 0 | 34.81 | 40.56 | 7 | 0
2020 | MAPP_US_2_NE | MAPP_US | NE | Internal | Shoulder | B15 | 1203 | 2000 | 0 | 34.81 | 38.66 | 7 | 0
2020 | MAPP_US_2_NE | MAPP_US | NE | Internal | Summer | B1 | 10 | 2000 | 1010.4 | 57.47 | 64.47 | 7 | 0
2020 | MAPP_US_2_NE | MAPP_US | NE | Internal | Summer | B2 | 25 | 2000 | 963.04 | 57.47 | 64.47 | 7 | 0
2020 | MAPP_US_2_NE | MAPP_US | NE | Internal | Summer | B3 | 75 | 2000 | 1216.68 | 57.47 | 64.47 | 7 | 0
2020 | MAPP_US_2_NE | MAPP_US | NE | Internal | Summer | B4 | 100 | 2000 | 1596.95 | 57.38 | 64.38 | 7 | 0
2020 | MAPP_US_2_NE | MAPP_US | NE | Internal | Summer | B5 | 200 | 2000 | 1062.51 | 55.82 | 62.82 | 7 | 0
2020 | MAPP_US_2_NE | MAPP_US | NE | Internal | Summer | B6 | 300 | 2000 | 1168.06 | 42.93 | 49.93 | 7 | 0
2020 | MAPP_US_2_NE | MAPP_US | NE | Internal | Summer | B7 | 400 | 2000 | 1180.4 | 33.93 | 40.93 | 7 | 0
2020 | MAPP_US_2_NE | MAPP_US | NE | Internal | Summer | B8 | 500 | 2000 | 1140.79 | 31.84 | 38.84 | 7 | 0
2020 | MAPP_US_2_NE | MAPP_US | NE | Internal | Summer | B9 | 800 | 2000 | 448.31 | 31.84 | 38.84 | 7 | 0
2020 | MAPP_US_2_NE | MAPP_US | NE | Internal | Summer | B10 | 1262 | 2000 | 199.23 | 30.35 | 37.35 | 7 | 0
2020 | MAPP_US_2_NE | MAPP_US | NE | Internal | Winter | B16 | 25 | 2000 | 883.41 | 45.04 | 52.04 | 7 | 0
2020 | MAPP_US_2_NE | MAPP_US | NE | Internal | Winter | B17 | 100 | 2000 | 0 | 39.06 | 43.2 | 7 | 0
2020 | MAPP_US_2_NE | MAPP_US | NE | Internal | Winter | B18 | 400 | 2000 | 0 | 36.57 | 42.75 | 7 | 0
2020 | MAPP_US_2_NE | MAPP_US | NE | Internal | Winter | B19 | 700 | 2000 | 0 | 36.57 | 40.66 | 7 | 0
2020 | MAPP_US_2_NE | MAPP_US | NE | Internal | Winter | B20 | 935 | 2000 | 0 | 32.99 | 38.66 | 7 | 0
2020 | MARITIMES_2_NEISO | MARITIMES | NEISO | Internal | Shoulder | B11 | 25 | 99999 | 1400 | 37.66 | 37.67 | 0.01 | 0
2020 | MARITIMES_2_NEISO | MARITIMES | NEISO | Internal | Shoulder | B12 | 200 | 99999 | 1400 | 37.66 | 37.67 | 0.01 | 0
2020 | MARITIMES_2_NEISO | MARITIMES | NEISO | Internal | Shoulder | B13 | 600 | 99999 | 1400 | 37.66 | 37.67 | 0.01 | 0
2020 | MARITIMES_2_NEISO | MARITIMES | NEISO | Internal | Shoulder | B14 | 900 | 99999 | 1400 | 37.66 | 37.67 | 0.01 | 0
2020 | MARITIMES_2_NEISO | MARITIMES | NEISO | Internal | Shoulder | B15 | 1203 | 99999 | 426.43 | 37.66 | 37.67 | 0.01 | 0
2020 | MARITIMES_2_NEISO | MARITIMES | NEISO | Internal | Summer | B1 | 10 | 99999 | 1400 | 75.37 | 75.39 | 0.01 | 0
2020 | MARITIMES_2_NEISO | MARITIMES | NEISO | Internal | Summer | B2 | 25 | 99999 | 1400 | 66.69 | 66.7 | 0.01 | 0
2020 | MARITIMES_2_NEISO | MARITIMES | NEISO | Internal | Summer | B3 | 75 | 99999 | 1400 | 50.12 | 50.14 | 0.01 | 0
2020 | MARITIMES_2_NEISO | MARITIMES | NEISO | Internal | Summer | B4 | 100 | 99999 | 1400 | 42.8 | 42.81 | 0.01 | 0
2020 | MARITIMES_2_NEISO | MARITIMES | NEISO | Internal | Summer | B5 | 200 | 99999 | 1400 | 34.88 | 34.9 | 0.01 | 0
2020 | MARITIMES_2_NEISO | MARITIMES | NEISO | Internal | Summer | B6 | 300 | 99999 | 1400 | 34.88 | 34.9 | 0.01 | 0
2020 | MARITIMES_2_NEISO | MARITIMES | NEISO | Internal | Summer | B7 | 400 | 99999 | 1400 | 34.88 | 34.9 | 0.01 | 0
2020 | MARITIMES_2_NEISO | MARITIMES | NEISO | Internal | Summer | B8 | 500 | 99999 | 1400 | 34.88 | 34.9 | 0.01 | 0
2020 | MARITIMES_2_NEISO | MARITIMES | NEISO | Internal | Summer | B9 | 800 | 99999 | 1400 | 34.88 | 34.9 | 0.01 | 0
2020 | MARITIMES_2_NEISO | MARITIMES | NEISO | Internal | Summer | B10 | 1262 | 99999 | 236.13 | 34.88 | 34.9 | 0.01 | 0
2020 | MARITIMES_2_NEISO | MARITIMES | NEISO | Internal | Winter | B16 | 25 | 99999 | 1400 | 46.26 | 46.27 | 0.01 | 0
2020 | MARITIMES_2_NEISO | MARITIMES | NEISO | Internal | Winter | B17 | 100 | 99999 | 1400 | 46.26 | 46.27 | 0.01 | 0
2020 | MARITIMES_2_NEISO | MARITIMES | NEISO | Internal | Winter | B18 | 400 | 99999 | 1400 | 46.26 | 46.27 | 0.01 | 0
2020 | MARITIMES_2_NEISO | MARITIMES | NEISO | Internal | Winter | B19 | 700 | 99999 | 1400 | 46.26 | 46.27 | 0.01 | 0
2020 | MARITIMES_2_NEISO | MARITIMES | NEISO | Internal | Winter | B20 | 935 | 99999 | 475.94 | 46.26 | 46.27 | 0.01 | 0
2020 | MISO_IN_2_MISO_MI | MISO_IN | MISO_MI | Internal | Shoulder | B11 | 25 | 5000 | 0 | 55.26 | 52.9 | 0.01 | 0
2020 | MISO_IN_2_MISO_MI | MISO_IN | MISO_MI | Internal | Shoulder | B12 | 200 | 5000 | 0.04 | 45.81 | 45.8 | 0.01 | 0
2020 | MISO_IN_2_MISO_MI | MISO_IN | MISO_MI | Internal | Shoulder | B13 | 600 | 5000 | 406.61 | 41.74 | 41.75 | 0.01 | 0
2020 | MISO_IN_2_MISO_MI | MISO_IN | MISO_MI | Internal | Shoulder | B14 | 900 | 5000 | 0 | 40.54 | 40.53 | 0.01 | 0
2020 | MISO_IN_2_MISO_MI | MISO_IN | MISO_MI | Internal | Shoulder | B15 | 1203 | 5000 | 1054.92 | 37.88 | 37.89 | 0.01 | 0
2020 | MISO_IN_2_MISO_MI | MISO_IN | MISO_MI | Internal | Summer | B1 | 10 | 5000 | 0.68 | 63.93 | 63.92 | 0.01 | 0
2020 | MISO_IN_2_MISO_MI | MISO_IN | MISO_MI | Internal | Summer | B2 | 25 | 5000 | 0.3 | 63.54 | 63.52 | 0.01 | 0
2020 | MISO_IN_2_MISO_MI | MISO_IN | MISO_MI | Internal | Summer | B3 | 75 | 5000 | 0 | 61.15 | 59.28 | 0.01 | 0
2020 | MISO_IN_2_MISO_MI | MISO_IN | MISO_MI | Internal | Summer | B4 | 100 | 5000 | 0 | 60.51 | 58.16 | 0.01 | 0
2020 | MISO_IN_2_MISO_MI | MISO_IN | MISO_MI | Internal | Summer | B5 | 200 | 5000 | 0.03 | 55.83 | 55.81 | 0.01 | 0
2020 | MISO_IN_2_MISO_MI | MISO_IN | MISO_MI | Internal | Summer | B6 | 300 | 5000 | 0.03 | 47.2 | 47.19 | 0.01 | 0
2020 | MISO_IN_2_MISO_MI | MISO_IN | MISO_MI | Internal | Summer | B7 | 400 | 5000 | 0.04 | 40.47 | 40.47 | 0.01 | 0
2020 | MISO_IN_2_MISO_MI | MISO_IN | MISO_MI | Internal | Summer | B8 | 500 | 5000 | 1227.35 | 37.53 | 37.55 | 0.01 | 0
2020 | MISO_IN_2_MISO_MI | MISO_IN | MISO_MI | Internal | Summer | B9 | 800 | 5000 | 1422.75 | 37.36 | 37.38 | 0.01 | 0
2020 | MISO_IN_2_MISO_MI | MISO_IN | MISO_MI | Internal | Summer | B10 | 1262 | 5000 | 3327.05 | 35.99 | 36 | 0.01 | 0
2020 | MISO_IN_2_MISO_MI | MISO_IN | MISO_MI | Internal | Winter | B16 | 25 | 5000 | 0.3 | 52.35 | 52.34 | 0.01 | 0
2020 | MISO_IN_2_MISO_MI | MISO_IN | MISO_MI | Internal | Winter | B17 | 100 | 5000 | 0.08 | 46.08 | 46.07 | 0.01 | 0
2020 | MISO_IN_2_MISO_MI | MISO_IN | MISO_MI | Internal | Winter | B18 | 400 | 5000 | 65.81 | 42.18 | 42.19 | 0.01 | 0
2020 | MISO_IN_2_MISO_MI | MISO_IN | MISO_MI | Internal | Winter | B19 | 700 | 5000 | 860.81 | 41.39 | 41.4 | 0.01 | 0
2020 | MISO_IN_2_MISO_MI | MISO_IN | MISO_MI | Internal | Winter | B20 | 935 | 5000 | 519.01 | 37.46 | 37.47 | 0.01 | 0
2020 | MISO_IN_2_MISO_MO-IL | MISO_IN | MISO_MO-IL | Internal | Shoulder | B11 | 25 | 5000 | 0.32 | 55.26 | 55.25 | 0.01 | 0
2020 | MISO_IN_2_MISO_MO-IL | MISO_IN | MISO_MO-IL | Internal | Shoulder | B12 | 200 | 5000 | 0.04 | 45.81 | 45.8 | 0.01 | 0
2020 | MISO_IN_2_MISO_MO-IL | MISO_IN | MISO_MO-IL | Internal | Shoulder | B13 | 600 | 5000 | 0 | 41.74 | 41.71 | 0.01 | 0
2020 | MISO_IN_2_MISO_MO-IL | MISO_IN | MISO_MO-IL | Internal | Shoulder | B14 | 900 | 5000 | 0 | 40.54 | 40.53 | 0.01 | 0
2020 | MISO_IN_2_MISO_MO-IL | MISO_IN | MISO_MO-IL | Internal | Shoulder | B15 | 1203 | 5000 | 0 | 37.88 | 37.87 | 0.01 | 0
2020 | MISO_IN_2_MISO_MO-IL | MISO_IN | MISO_MO-IL | Internal | Summer | B1 | 10 | 5000 | 0.76 | 63.93 | 63.92 | 0.01 | 0
2020 | MISO_IN_2_MISO_MO-IL | MISO_IN | MISO_MO-IL | Internal | Summer | B2 | 25 | 5000 | 0 | 63.54 | 62.56 | 0.01 | 0
2020 | MISO_IN_2_MISO_MO-IL | MISO_IN | MISO_MO-IL | Internal | Summer | B3 | 75 | 5000 | 0.1 | 61.15 | 61.14 | 0.01 | 0
2020 | MISO_IN_2_MISO_MO-IL | MISO_IN | MISO_MO-IL | Internal | Summer | B4 | 100 | 5000 | 281.75 | 60.51 | 60.52 | 0.01 | 0
2020 | MISO_IN_2_MISO_MO-IL | MISO_IN | MISO_MO-IL | Internal | Summer | B5 | 200 | 5000 | 0.04 | 55.83 | 55.82 | 0.01 | 0
2020 | MISO_IN_2_MISO_MO-IL | MISO_IN | MISO_MO-IL | Internal | Summer | B6 | 300 | 5000 | 0.03 | 47.2 | 47.19 | 0.01 | 0
2020 | MISO_IN_2_MISO_MO-IL | MISO_IN | MISO_MO-IL | Internal | Summer | B7 | 400 | 5000 | 0.02 | 40.47 | 40.46 | 0.01 | 0
2020 | MISO_IN_2_MISO_MO-IL | MISO_IN | MISO_MO-IL | Internal | Summer | B8 | 500 | 5000 | 0.02 | 37.53 | 37.52 | 0.01 | 0
2020 | MISO_IN_2_MISO_MO-IL | MISO_IN | MISO_MO-IL | Internal | Summer | B9 | 800 | 5000 | 0 | 37.36 | 37.35 | 0.01 | 0
2020 | MISO_IN_2_MISO_MO-IL | MISO_IN | MISO_MO-IL | Internal | Summer | B10 | 1262 | 5000 | 0 | 35.99 | 35.66 | 0.01 | 0
2020 | MISO_IN_2_MISO_MO-IL | MISO_IN | MISO_MO-IL | Internal | Winter | B16 | 25 | 5000 | 0.02 | 52.35 | 52.05 | 0.01 | 0
2020 | MISO_IN_2_MISO_MO-IL | MISO_IN | MISO_MO-IL | Internal | Winter | B17 | 100 | 5000 | 0.07 | 46.08 | 46.07 | 0.01 | 0
2020 | MISO_IN_2_MISO_MO-IL | MISO_IN | MISO_MO-IL | Internal | Winter | B18 | 400 | 5000 | 0.02 | 42.18 | 42.17 | 0.01 | 0
2020 | MISO_IN_2_MISO_MO-IL | MISO_IN | MISO_MO-IL | Internal | Winter | B19 | 700 | 5000 | 0.01 | 41.39 | 41.38 | 0.01 | 0
2020 | MISO_IN_2_MISO_MO-IL | MISO_IN | MISO_MO-IL | Internal | Winter | B20 | 935 | 5000 | 0 | 37.46 | 37.45 | 0.01 | 0
2020 | MISO_IN_2_NonRTO_Midwest | MISO_IN | NonRTO_Midwest | Internal | Shoulder | B11 | 25 | 4800 | 1052.27 | 55.26 | 63.26 | 8 | 0
2020 | MISO_IN_2_NonRTO_Midwest | MISO_IN | NonRTO_Midwest | Internal | Shoulder | B12 | 200 | 4800 | 494.14 | 45.81 | 53.81 | 8 | 0
2020 | MISO_IN_2_NonRTO_Midwest | MISO_IN | NonRTO_Midwest | Internal | Shoulder | B13 | 600 | 4800 | 0 | 41.74 | 47.98 | 8 | 0
2020 | MISO_IN_2_NonRTO_Midwest | MISO_IN | NonRTO_Midwest | Internal | Shoulder | B14 | 900 | 4800 | 0 | 40.54 | 43.41 | 8 | 0
2020 | MISO_IN_2_NonRTO_Midwest | MISO_IN | NonRTO_Midwest | Internal | Shoulder | B15 | 1203 | 4800 | 0 | 37.88 | 36.29 | 8 | 0
2020 | MISO_IN_2_NonRTO_Midwest | MISO_IN | NonRTO_Midwest | Internal | Summer | B1 | 10 | 4800 | 0 | 63.93 | 68.51 | 8 | 0
2020 | MISO_IN_2_NonRTO_Midwest | MISO_IN | NonRTO_Midwest | Internal | Summer | B2 | 25 | 4800 | 0 | 63.54 | 68.51 | 8 | 0
2020 | MISO_IN_2_NonRTO_Midwest | MISO_IN | NonRTO_Midwest | Internal | Summer | B3 | 75 | 4800 | 0 | 61.15 | 68.51 | 8 | 0
2020 | MISO_IN_2_NonRTO_Midwest | MISO_IN | NonRTO_Midwest | Internal | Summer | B4 | 100 | 4800 | 127.81 | 60.51 | 68.51 | 8 | 0
2020 | MISO_IN_2_NonRTO_Midwest | MISO_IN | NonRTO_Midwest | Internal | Summer | B5 | 200 | 4800 | 1055.36 | 55.83 | 63.83 | 8 | 0
2020 | MISO_IN_2_NonRTO_Midwest | MISO_IN | NonRTO_Midwest | Internal | Summer | B6 | 300 | 4800 | 437.6 | 47.2 | 55.2 | 8 | 0
2020 | MISO_IN_2_NonRTO_Midwest | MISO_IN | NonRTO_Midwest | Internal | Summer | B7 | 400 | 4800 | 0 | 40.47 | 44.5 | 8 | 0
2020 | MISO_IN_2_NonRTO_Midwest | MISO_IN | NonRTO_Midwest | Internal | Summer | B8 | 500 | 4800 | 0 | 37.53 | 38.99 | 8 | 0
2020 | MISO_IN_2_NonRTO_Midwest | MISO_IN | NonRTO_Midwest | Internal | Summer | B9 | 800 | 4800 | 0 | 37.36 | 37.38 | 8 | 0
2020 | MISO_IN_2_NonRTO_Midwest | MISO_IN | NonRTO_Midwest | Internal | Summer | B10 | 1262 | 4800 | 0 | 35.99 | 35.2 | 8 | 0
2020 | MISO_IN_2_NonRTO_Midwest | MISO_IN | NonRTO_Midwest | Internal | Winter | B16 | 25 | 4800 | 2258.18 | 52.35 | 60.35 | 8 | 0
2020 | MISO_IN_2_NonRTO_Midwest | MISO_IN | NonRTO_Midwest | Internal | Winter | B17 | 100 | 4800 | 1168.53 | 46.08 | 54.08 | 8 | 0
2020 | MISO_IN_2_NonRTO_Midwest | MISO_IN | NonRTO_Midwest | Internal | Winter | B18 | 400 | 4800 | 244.96 | 42.18 | 50.18 | 8 | 0
2020 | MISO_IN_2_NonRTO_Midwest | MISO_IN | NonRTO_Midwest | Internal | Winter | B19 | 700 | 4800 | 0 | 41.39 | 43.41 | 8 | 0
2020 | MISO_IN_2_NonRTO_Midwest | MISO_IN | NonRTO_Midwest | Internal | Winter | B20 | 935 | 4800 | 0 | 37.46 | 36.36 | 8 | 0
2020 | MISO_IN_2_PJM_ROR | MISO_IN | PJM_ROR | Internal | Shoulder | B11 | 25 | 992 | 0 | 55.26 | 53.25 | 2 | 0
2020 | MISO_IN_2_PJM_ROR | MISO_IN | PJM_ROR | Internal | Shoulder | B12 | 200 | 992 | 0.07 | 45.81 | 47.8 | 2 | 0
2020 | MISO_IN_2_PJM_ROR | MISO_IN | PJM_ROR | Internal | Shoulder | B13 | 600 | 992 | 0 | 41.74 | 42.93 | 2 | 0
2020 | MISO_IN_2_PJM_ROR | MISO_IN | PJM_ROR | Internal | Shoulder | B14 | 900 | 992 | 0 | 40.54 | 40.99 | 2 | 0
2020 | MISO_IN_2_PJM_ROR | MISO_IN | PJM_ROR | Internal | Shoulder | B15 | 1203 | 992 | 0 | 37.88 | 37.21 | 2 | 0
2020 | MISO_IN_2_PJM_ROR | MISO_IN | PJM_ROR | Internal | Summer | B1 | 10 | 992 | 1.43 | 63.93 | 65.92 | 2 | 0
2020 | MISO_IN_2_PJM_ROR | MISO_IN | PJM_ROR | Internal | Summer | B2 | 25 | 992 | 0 | 63.54 | 63.69 | 2 | 0
2020 | MISO_IN_2_PJM_ROR | MISO_IN | PJM_ROR | Internal | Summer | B3 | 75 | 992 | 0 | 61.15 | 61.28 | 2 | 0
2020 | MISO_IN_2_PJM_ROR | MISO_IN | PJM_ROR | Internal | Summer | B4 | 100 | 992 | 0 | 60.51 | 60.47 | 2 | 0
2020 | MISO_IN_2_PJM_ROR | MISO_IN | PJM_ROR | Internal | Summer | B5 | 200 | 992 | 0 | 55.83 | 53.83 | 2 | 0
2020 | MISO_IN_2_PJM_ROR | MISO_IN | PJM_ROR | Internal | Summer | B6 | 300 | 992 | 0.05 | 47.2 | 49.19 | 2 | 0
2020 | MISO_IN_2_PJM_ROR | MISO_IN | PJM_ROR | Internal | Summer | B7 | 400 | 992 | 0 | 40.47 | 42.14 | 2 | 0
2020 | MISO_IN_2_PJM_ROR | MISO_IN | PJM_ROR | Internal | Summer | B8 | 500 | 992 | 0 | 37.53 | 37.86 | 2 | 0
2020 | MISO_IN_2_PJM_ROR | MISO_IN | PJM_ROR | Internal | Summer | B9 | 800 | 992 | 0 | 37.36 | 37.31 | 2 | 0
2020 | MISO_IN_2_PJM_ROR | MISO_IN | PJM_ROR | Internal | Summer | B10 | 1262 | 992 | 0 | 35.99 | 35.11 | 2 | 0
2020 | MISO_IN_2_PJM_ROR | MISO_IN | PJM_ROR | Internal | Winter | B16 | 25 | 992 | 0.02 | 52.35 | 54.04 | 2 | 0
2020 | MISO_IN_2_PJM_ROR | MISO_IN | PJM_ROR | Internal | Winter | B17 | 100 | 992 | 0.15 | 46.08 | 48.07 | 2 | 0
2020 | MISO_IN_2_PJM_ROR | MISO_IN | PJM_ROR | Internal | Winter | B18 | 400 | 992 | 0.04 | 42.18 | 44.17 | 2 | 0
2020 | MISO_IN_2_PJM_ROR | MISO_IN | PJM_ROR | Internal | Winter | B19 | 700 | 992 | 0 | 41.39 | 42 | 2 | 0
2020 | MISO_IN_2_PJM_ROR | MISO_IN | PJM_ROR | Internal | Winter | B20 | 935 | 992 | 0 | 37.46 | 37.04 | 2 | 0
2020 | MISO_MI_2_IESO | MISO_MI | IESO | Internal | Shoulder | B11 | 25 | 1580 | 0 | 52.9 | 32.26 | 8 | 0
2020 | MISO_MI_2_IESO | MISO_MI | IESO | Internal | Shoulder | B12 | 200 | 1580 | 0 | 45.8 | 32.26 | 8 | 0
2020 | MISO_MI_2_IESO | MISO_MI | IESO | Internal | Shoulder | B13 | 600 | 1580 | 0 | 41.75 | 32.26 | 8 | 0
2020 | MISO_MI_2_IESO | MISO_MI | IESO | Internal | Shoulder | B14 | 900 | 1580 | 0 | 40.53 | 32.26 | 8 | 0
2020 | MISO_MI_2_IESO | MISO_MI | IESO | Internal | Shoulder | B15 | 1203 | 1580 | 0 | 37.89 | 32.26 | 8 | 0
2020 | MISO_MI_2_IESO | MISO_MI | IESO | Internal | Summer | B1 | 10 | 1580 | 0 | 63.92 | 50.93 | 8 | 0
2020 | MISO_MI_2_IESO | MISO_MI | IESO | Internal | Summer | B2 | 25 | 1580 | 0 | 63.52 | 48.7 | 8 | 0
2020 | MISO_MI_2_IESO | MISO_MI | IESO | Internal | Summer | B3 | 75 | 1580 | 0 | 59.28 | 43.47 | 8 | 0
2020 | MISO_MI_2_IESO | MISO_MI | IESO | Internal | Summer | B4 | 100 | 1580 | 0 | 58.16 | 37.74 | 8 | 0
2020 | MISO_MI_2_IESO | MISO_MI | IESO | Internal | Summer | B5 | 200 | 1580 | 0 | 55.81 | 37.74 | 8 | 0
2020 | MISO_MI_2_IESO | MISO_MI | IESO | Internal | Summer | B6 | 300 | 1580 | 0 | 47.19 | 35.03 | 8 | 0
2020 | MISO_MI_2_IESO | MISO_MI | IESO | Internal | Summer | B7 | 400 | 1580 | 0 | 40.47 | 33.44 | 8 | 0
2020 | MISO_MI_2_IESO | MISO_MI | IESO | Internal | Summer | B8 | 500 | 1580 | 0 | 37.55 | 30.55 | 8 | 0
2020 | MISO_MI_2_IESO | MISO_MI | IESO | Internal | Summer | B9 | 800 | 1580 | 0 | 37.38 | 30.55 | 8 | 0
2020 | MISO_MI_2_IESO | MISO_MI | IESO | Internal | Summer | B10 | 1262 | 1580 | 0 | 36 | 30.55 | 8 | 0
2020 | MISO_MI_2_IESO | MISO_MI | IESO | Internal | Winter | B16 | 25 | 1580 | 0 | 52.34 | 37.97 | 8 | 0
2020 | MISO_MI_2_IESO | MISO_MI | IESO | Internal | Winter | B17 | 100 | 1580 | 0 | 46.07 | 36.27 | 8 | 0
2020 | MISO_MI_2_IESO | MISO_MI | IESO | Internal | Winter | B18 | 400 | 1580 | 0 | 42.19 | 35.19 | 8 | 0
2020 | MISO_MI_2_IESO | MISO_MI | IESO | Internal | Winter | B19 | 700 | 1580 | 0 | 41.4 | 35.19 | 8 | 0
2020 | MISO_MI_2_IESO | MISO_MI | IESO | Internal | Winter | B20 | 935 | 1580 | 0 | 37.47 | 35.19 | 8 | 0
2020 | MISO_MI_2_MISO_IN | MISO_MI | MISO_IN | Internal | Shoulder | B11 | 25 | 2045 | 2045 | 52.9 | 55.26 | 0.01 | 2.35
2020 | MISO_MI_2_MISO_IN | MISO_MI | MISO_IN | Internal | Shoulder | B12 | 200 | 2045 | 516.21 | 45.8 | 45.81 | 0.01 | 0
2020 | MISO_MI_2_MISO_IN | MISO_MI | MISO_IN | Internal | Shoulder | B13 | 600 | 2045 | 0.01 | 41.75 | 41.74 | 0.01 | 0
2020 | MISO_MI_2_MISO_IN | MISO_MI | MISO_IN | Internal | Shoulder | B14 | 900 | 2045 | 15 | 40.53 | 40.54 | 0.01 | 0
2020 | MISO_MI_2_MISO_IN | MISO_MI | MISO_IN | Internal | Shoulder | B15 | 1203 | 2045 | 0 | 37.89 | 37.88 | 0.01 | 0
2020 | MISO_MI_2_MISO_IN | MISO_MI | MISO_IN | Internal | Summer | B1 | 10 | 2045 | 1876.43 | 63.92 | 63.93 | 0.01 | 0
2020 | MISO_MI_2_MISO_IN | MISO_MI | MISO_IN | Internal | Summer | B2 | 25 | 2045 | 1319.69 | 63.52 | 63.54 | 0.01 | 0
2020 | MISO_MI_2_MISO_IN | MISO_MI | MISO_IN | Internal | Summer | B3 | 75 | 2045 | 2045 | 59.28 | 61.15 | 0.01 | 1.86
2020 | MISO_MI_2_MISO_IN | MISO_MI | MISO_IN | Internal | Summer | B4 | 100 | 2045 | 2045 | 58.16 | 60.51 | 0.01 | 2.34
2020 | MISO_MI_2_MISO_IN | MISO_MI | MISO_IN | Internal | Summer | B5 | 200 | 2045 | 2044.89 | 55.81 | 55.83 | 0.01 | 0.01
2020 | MISO_MI_2_MISO_IN | MISO_MI | MISO_IN | Internal | Summer | B6 | 300 | 2045 | 414.24 | 47.19 | 47.2 | 0.01 | 0
2020 | MISO_MI_2_MISO_IN | MISO_MI | MISO_IN | Internal | Summer | B7 | 400 | 2045 | 0.04 | 40.47 | 40.47 | 0.01 | 0
2020 | MISO_MI_2_MISO_IN | MISO_MI | MISO_IN | Internal | Summer | B8 | 500 | 2045 | 0.02 | 37.55 | 37.53 | 0.01 | 0
2020 | MISO_MI_2_MISO_IN | MISO_MI | MISO_IN | Internal | Summer | B9 | 800 | 2045 | 0 | 37.38 | 37.36 | 0.01 | 0
2020 | MISO_MI_2_MISO_IN | MISO_MI | MISO_IN | Internal | Summer | B10 | 1262 | 2045 | 0 | 36 | 35.99 | 0.01 | 0
2020 | MISO_MI_2_MISO_IN | MISO_MI | MISO_IN | Internal | Winter | B16 | 25 | 2045 | 1525.14 | 52.34 | 52.35 | 0.01 | 0
2020 | MISO_MI_2_MISO_IN | MISO_MI | MISO_IN | Internal | Winter | B17 | 100 | 2045 | 47.88 | 46.07 | 46.08 | 0.01 | 0
2020 | MISO_MI_2_MISO_IN | MISO_MI | MISO_IN | Internal | Winter | B18 | 400 | 2045 | 0.02 | 42.19 | 42.18 | 0.01 | 0
2020 | MISO_MI_2_MISO_IN | MISO_MI | MISO_IN | Internal | Winter | B19 | 700 | 2045 | 0.01 | 41.4 | 41.39 | 0.01 | 0
2020 | MISO_MI_2_MISO_IN | MISO_MI | MISO_IN | Internal | Winter | B20 | 935 | 2045 | 0 | 37.47 | 37.46 | 0.01 | 0
2020 | MISO_MI_2_MISO_WUMS | MISO_MI | MISO_WUMS | Internal | Shoulder | B11 | 25 | 117 | 117 | 52.9 | 55.25 | 0.01 | 2.33
2020 | MISO_MI_2_MISO_WUMS | MISO_MI | MISO_WUMS | Internal | Shoulder | B12 | 200 | 117 | 0.07 | 45.8 | 45.8 | 0.01 | 0
2020 | MISO_MI_2_MISO_WUMS | MISO_MI | MISO_WUMS | Internal | Shoulder | B13 | 600 | 117 | 0 | 41.75 | 41.72 | 0.01 | 0
2020 | MISO_MI_2_MISO_WUMS | MISO_MI | MISO_WUMS | Internal | Shoulder | B14 | 900 | 117 | 116.98 | 40.53 | 40.55 | 0.01 | 0.01
2020 | MISO_MI_2_MISO_WUMS | MISO_MI | MISO_WUMS | Internal | Shoulder | B15 | 1203 | 117 | 0 | 37.89 | 37.85 | 0.01 | 0
2020 | MISO_MI_2_MISO_WUMS | MISO_MI | MISO_WUMS | Internal | Summer | B1 | 10 | 117 | 0.03 | 63.92 | 63.4 | 0.01 | 0
2020 | MISO_MI_2_MISO_WUMS | MISO_MI | MISO_WUMS | Internal | Summer | B2 | 25 | 117 | 0 | 63.52 | 61.69 | 0.01 | 0
2020 | MISO_MI_2_MISO_WUMS | MISO_MI | MISO_WUMS | Internal | Summer | B3 | 75 | 117 | 117 | 59.28 | 59.88 | 0.01 | 0.59
2020 | MISO_MI_2_MISO_WUMS | MISO_MI | MISO_WUMS | Internal | Summer | B4 | 100 | 117 | 117 | 58.16 | 59.88 | 0.01 | 1.71
2020 | MISO_MI_2_MISO_WUMS | MISO_MI | MISO_WUMS | Internal | Summer | B5 | 200 | 117 | 0.75 | 55.81 | 55.82 | 0.01 | 0
2020 | MISO_MI_2_MISO_WUMS | MISO_MI | MISO_WUMS | Internal | Summer | B6 | 300 | 117 | 0.05 | 47.19 | 47.19 | 0.01 | 0
2020 | MISO_MI_2_MISO_WUMS | MISO_MI | MISO_WUMS | Internal | Summer | B7 | 400 | 117 | 0.02 | 40.47 | 40.46 | 0.01 | 0
2020 | MISO_MI_2_MISO_WUMS | MISO_MI | MISO_WUMS | Internal | Summer | B8 | 500 | 117 | 0.01 | 37.55 | 37.52 | 0.01 | 0
2020 | MISO_MI_2_MISO_WUMS | MISO_MI | MISO_WUMS | Internal | Summer | B9 | 800 | 117 | 0 | 37.38 | 37.33 | 0.01 | 0
2020 | MISO_MI_2_MISO_WUMS | MISO_MI | MISO_WUMS | Internal | Summer | B10 | 1262 | 117 | 0 | 36 | 35.66 | 0.01 | 0
2020 | MISO_MI_2_MISO_WUMS | MISO_MI | MISO_WUMS | Internal | Winter | B16 | 25 | 117 | 0.02 | 52.34 | 52.04 | 0.01 | 0
2020 | MISO_MI_2_MISO_WUMS | MISO_MI | MISO_WUMS | Internal | Winter | B17 | 100 | 117 | 0.14 | 46.07 | 46.07 | 0.01 | 0
2020 | MISO_MI_2_MISO_WUMS | MISO_MI | MISO_WUMS | Internal | Winter | B18 | 400 | 117 | 0.01 | 42.19 | 42.17 | 0.01 | 0
2020 | MISO_MI_2_MISO_WUMS | MISO_MI | MISO_WUMS | Internal | Winter | B19 | 700 | 117 | 0 | 41.4 | 41.38 | 0.01 | 0
2020 | MISO_MI_2_MISO_WUMS | MISO_MI | MISO_WUMS | Internal | Winter | B20 | 935 | 117 | 0 | 37.47 | 37.45 | 0.01 | 0
2020 | MISO_MI_2_PJM_ROR | MISO_MI | PJM_ROR | Internal | Shoulder | B11 | 25 | 1424 | 0 | 52.9 | 53.25 | 2 | 0
2020 | MISO_MI_2_PJM_ROR | MISO_MI | PJM_ROR | Internal | Shoulder | B12 | 200 | 1424 | 113.5 | 45.8 | 47.8 | 2 | 0
2020 | MISO_MI_2_PJM_ROR | MISO_MI | PJM_ROR | Internal | Shoulder | B13 | 600 | 1424 | 0 | 41.75 | 42.93 | 2 | 0
2020 | MISO_MI_2_PJM_ROR | MISO_MI | PJM_ROR | Internal | Shoulder | B14 | 900 | 1424 | 0 | 40.53 | 40.99 | 2 | 0
2020 | MISO_MI_2_PJM_ROR | MISO_MI | PJM_ROR | Internal | Shoulder | B15 | 1203 | 1424 | 0 | 37.89 | 37.21 | 2 | 0
2020 | MISO_MI_2_PJM_ROR | MISO_MI | PJM_ROR | Internal | Summer | B1 | 10 | 1424 | 1268.19 | 63.92 | 65.92 | 2 | 0
2020 | MISO_MI_2_PJM_ROR | MISO_MI | PJM_ROR | Internal | Summer | B2 | 25 | 1424 | 0 | 63.52 | 63.69 | 2 | 0
2020 | MISO_MI_2_PJM_ROR | MISO_MI | PJM_ROR | Internal | Summer | B3 | 75 | 1424 | 439.28 | 59.28 | 61.28 | 2 | 0
2020 | MISO_MI_2_PJM_ROR | MISO_MI | PJM_ROR | Internal | Summer | B4 | 100 | 1424 | 1423.99 | 58.16 | 60.47 | 2 | 0.31
2020 | MISO_MI_2_PJM_ROR | MISO_MI | PJM_ROR | Internal | Summer | B5 | 200 | 1424 | 0 | 55.81 | 53.83 | 2 | 0
2020 | MISO_MI_2_PJM_ROR | MISO_MI | PJM_ROR | Internal | Summer | B6 | 300 | 1424 | 548.44 | 47.19 | 49.19 | 2 | 0
2020 | MISO_MI_2_PJM_ROR | MISO_MI | PJM_ROR | Internal | Summer | B7 | 400 | 1424 | 0 | 40.47 | 42.14 | 2 | 0
2020 | MISO_MI_2_PJM_ROR | MISO_MI | PJM_ROR | Internal | Summer | B8 | 500 | 1424 | 0 | 37.55 | 37.86 | 2 | 0
2020 | MISO_MI_2_PJM_ROR | MISO_MI | PJM_ROR | Internal | Summer | B9 | 800 | 1424 | 0 | 37.38 | 37.31 | 2 | 0
2020 | MISO_MI_2_PJM_ROR | MISO_MI | PJM_ROR | Internal | Summer | B10 | 1262 | 1424 | 0 | 36 | 35.11 | 2 | 0
2020 | MISO_MI_2_PJM_ROR | MISO_MI | PJM_ROR | Internal | Winter | B16 | 25 | 1424 | 0.02 | 52.34 | 54.04 | 2 | 0
2020 | MISO_MI_2_PJM_ROR | MISO_MI | PJM_ROR | Internal | Winter | B17 | 100 | 1424 | 44.19 | 46.07 | 48.07 | 2 | 0
2020 | MISO_MI_2_PJM_ROR | MISO_MI | PJM_ROR | Internal | Winter | B18 | 400 | 1424 | 0.02 | 42.19 | 44.17 | 2 | 0
2020 | MISO_MI_2_PJM_ROR | MISO_MI | PJM_ROR | Internal | Winter | B19 | 700 | 1424 | 0 | 41.4 | 42 | 2 | 0
2020 | MISO_MI_2_PJM_ROR | MISO_MI | PJM_ROR | Internal | Winter | B20 | 935 | 1424 | 0 | 37.47 | 37.04 | 2 | 0
2020 | MISO_MO-IL_2_ENT | MISO_MO-IL | ENT | Internal | Shoulder | B11 | 25 | 2540 | 0 | 55.25 | 59.03 | 8 | 0
2020 | MISO_MO-IL_2_ENT | MISO_MO-IL | ENT | Internal | Shoulder | B12 | 200 | 2540 | 0 | 45.8 | 42.22 | 8 | 0
2020 | MISO_MO-IL_2_ENT | MISO_MO-IL | ENT | Internal | Shoulder | B13 | 600 | 2540 | 0 | 41.71 | 41.91 | 8 | 0
2020 | MISO_MO-IL_2_ENT | MISO_MO-IL | ENT | Internal | Shoulder | B14 | 900 | 2540 | 0 | 40.53 | 41.91 | 8 | 0
2020 | MISO_MO-IL_2_ENT | MISO_MO-IL | ENT | Internal | Shoulder | B15 | 1203 | 2540 | 0 | 37.87 | 41.61 | 8 | 0
2020 | MISO_MO-IL_2_ENT | MISO_MO-IL | ENT | Internal | Summer | B1 | 10 | 2540 | 0 | 63.92 | 63.92 | 8 | 0
2020 | MISO_MO-IL_2_ENT | MISO_MO-IL | ENT | Internal | Summer | B2 | 25 | 2540 | 0 | 62.56 | 61.69 | 8 | 0
2020 | MISO_MO-IL_2_ENT | MISO_MO-IL | ENT | Internal | Summer | B3 | 75 | 2540 | 0 | 61.14 | 61.69 | 8 | 0
2020 | MISO_MO-IL_2_ENT | MISO_MO-IL | ENT | Internal | Summer | B4 | 100 | 2540 | 0 | 60.52 | 61.69 | 8 | 0
2020 | MISO_MO-IL_2_ENT | MISO_MO-IL | ENT | Internal | Summer | B5 | 200 | 2540 | 0 | 55.82 | 58.83 | 8 | 0
2020 | MISO_MO-IL_2_ENT | MISO_MO-IL | ENT | Internal | Summer | B6 | 300 | 2540 | 0 | 47.19 | 54.19 | 8 | 0
2020 | MISO_MO-IL_2_ENT | MISO_MO-IL | ENT | Internal | Summer | B7 | 400 | 2540 | 0 | 40.46 | 47.14 | 8 | 0
2020 | MISO_MO-IL_2_ENT | MISO_MO-IL | ENT | Internal | Summer | B8 | 500 | 2540 | 0 | 37.52 | 40.62 | 8 | 0
2020 | MISO_MO-IL_2_ENT | MISO_MO-IL | ENT | Internal | Summer | B9 | 800 | 2540 | 0 | 37.35 | 40.59 | 8 | 0
2020 | MISO_MO-IL_2_ENT | MISO_MO-IL | ENT | Internal | Summer | B10 | 1262 | 2540 | 0 | 35.66 | 40.3 | 8 | 0
2020 | MISO_MO-IL_2_ENT | MISO_MO-IL | ENT | Internal | Winter | B16 | 25 | 2540 | 0 | 52.05 | 58.97 | 8 | 0
2020 | MISO_MO-IL_2_ENT | MISO_MO-IL | ENT | Internal | Winter | B17 | 100 | 2540 | 0 | 46.07 | 44.52 | 8 | 0
2020 | MISO_MO-IL_2_ENT | MISO_MO-IL | ENT | Internal | Winter | B18 | 400 | 2540 | 0 | 42.17 | 44.52 | 8 | 0
2020 | MISO_MO-IL_2_ENT | MISO_MO-IL | ENT | Internal | Winter | B19 | 700 | 2540 | 0 | 41.38 | 44.2 | 8 | 0
2020 | MISO_MO-IL_2_ENT | MISO_MO-IL | ENT | Internal | Winter | B20 | 935 | 2540 | 0 | 37.45 | 43.67 | 8 | 0
2020 | MISO_MO-IL_2_MISO_IN | MISO_MO-IL | MISO_IN | Internal | Shoulder | B11 | 25 | 2100 | 115.41 | 55.25 | 55.26 | 0.01 | 0
2020 | MISO_MO-IL_2_MISO_IN | MISO_MO-IL | MISO_IN | Internal | Shoulder | B12 | 200 | 2100 | 1268.1 | 45.8 | 45.81 | 0.01 | 0
2020 | MISO_MO-IL_2_MISO_IN | MISO_MO-IL | MISO_IN | Internal | Shoulder | B13 | 600 | 2100 | 2099.98 | 41.71 | 41.74 | 0.01 | 0.02
2020 | MISO_MO-IL_2_MISO_IN | MISO_MO-IL | MISO_IN | Internal | Shoulder | B14 | 900 | 2100 | 1215.77 | 40.53 | 40.54 | 0.01 | 0
2020 | MISO_MO-IL_2_MISO_IN | MISO_MO-IL | MISO_IN | Internal | Shoulder | B15 | 1203 | 2100 | 1492.8 | 37.87 | 37.88 | 0.01 | 0
2020 | MISO_MO-IL_2_MISO_IN | MISO_MO-IL | MISO_IN | Internal | Summer | B1 | 10 | 2100 | 638.65 | 63.92 | 63.93 | 0.01 | 0
2020 | MISO_MO-IL_2_MISO_IN | MISO_MO-IL | MISO_IN | Internal | Summer | B2 | 25 | 2100 | 2099.99 | 62.56 | 63.54 | 0.01 | 0.96
2020 | MISO_MO-IL_2_MISO_IN | MISO_MO-IL | MISO_IN | Internal | Summer | B3 | 75 | 2100 | 449.67 | 61.14 | 61.15 | 0.01 | 0
2020 | MISO_MO-IL_2_MISO_IN | MISO_MO-IL | MISO_IN | Internal | Summer | B4 | 100 | 2100 | 0.08 | 60.52 | 60.51 | 0.01 | 0
2020 | MISO_MO-IL_2_MISO_IN | MISO_MO-IL | MISO_IN | Internal | Summer | B5 | 200 | 2100 | 219.73 | 55.82 | 55.83 | 0.01 | 0
2020 | MISO_MO-IL_2_MISO_IN | MISO_MO-IL | MISO_IN | Internal | Summer | B6 | 300 | 2100 | 370.22 | 47.19 | 47.2 | 0.01 | 0
2020 | MISO_MO-IL_2_MISO_IN | MISO_MO-IL | MISO_IN | Internal | Summer | B7 | 400 | 2100 | 888.74 | 40.46 | 40.47 | 0.01 | 0
2020 | MISO_MO-IL_2_MISO_IN | MISO_MO-IL | MISO_IN | Internal | Summer | B8 | 500 | 2100 | 1327.08 | 37.52 | 37.53 | 0.01 | 0
2020 | MISO_MO-IL_2_MISO_IN | MISO_MO-IL | MISO_IN | Internal | Summer | B9 | 800 | 2100 | 397.15 | 37.35 | 37.36 | 0.01 | 0
2020 | MISO_MO-IL_2_MISO_IN | MISO_MO-IL | MISO_IN | Internal | Summer | B10 | 1262 | 2100 | 2100 | 35.66 | 35.99 | 0.01 | 0.31
2020 | MISO_MO-IL_2_MISO_IN | MISO_MO-IL | MISO_IN | Internal | Winter | B16 | 25 | 2100 | 2099.98 | 52.05 | 52.35 | 0.01 | 0.29
2020 | MISO_MO-IL_2_MISO_IN | MISO_MO-IL | MISO_IN | Internal | Winter | B17 | 100 | 2100 | 1616.14 | 46.07 | 46.08 | 0.01 | 0
2020 | MISO_MO-IL_2_MISO_IN | MISO_MO-IL | MISO_IN | Internal | Winter | B18 | 400 | 2100 | 528.96 | 42.17 | 42.18 | 0.01 | 0
2020 | MISO_MO-IL_2_MISO_IN | MISO_MO-IL | MISO_IN | Internal | Winter | B19 | 700 | 2100 | 854.11 | 41.38 | 41.39 | 0.01 | 0
2020 | MISO_MO-IL_2_MISO_IN | MISO_MO-IL | MISO_IN | Internal | Winter | B20 | 935 | 2100 | 119.41 | 37.45 | 37.46 | 0.01 | 0
2020 | MISO_MO-IL_2_MISO_W | MISO_MO-IL | MISO_W | Internal | Shoulder | B11 | 25 | 960 | 117.58 | 55.25 | 55.26 | 0.01 | 0
2020 | MISO_MO-IL_2_MISO_W | MISO_MO-IL | MISO_W | Internal | Shoulder | B12 | 200 | 960 | 0.05 | 45.8 | 45.79 | 0.01 | 0
2020 | MISO_MO-IL_2_MISO_W | MISO_MO-IL | MISO_W | Internal | Shoulder | B13 | 600 | 960 | 0.02 | 41.71 | 41.71 | 0.01 | 0
2020 | MISO_MO-IL_2_MISO_W | MISO_MO-IL | MISO_W | Internal | Shoulder | B14 | 900 | 960 | 405.42 | 40.53 | 40.54 | 0.01 | 0
2020 | MISO_MO-IL_2_MISO_W | MISO_MO-IL | MISO_W | Internal | Shoulder | B15 | 1203 | 960 | 0 | 37.87 | 37.86 | 0.01 | 0
2020 | MISO_MO-IL_2_MISO_W | MISO_MO-IL | MISO_W | Internal | Summer | B1 | 10 | 960 | 0.74 | 63.92 | 63.91 | 0.01 | 0
2020 | MISO_MO-IL_2_MISO_W | MISO_MO-IL | MISO_W | Internal | Summer | B2 | 25 | 960 | 281 | 62.56 | 62.58 | 0.01 | 0
2020 | MISO_MO-IL_2_MISO_W | MISO_MO-IL | MISO_W | Internal | Summer | B3 | 75 | 960 | 960 | 61.14 | 62.58 | 0.01 | 1.42
2020 | MISO_MO-IL_2_MISO_W | MISO_MO-IL | MISO_W | Internal | Summer | B4 | 100 | 960 | 960 | 60.52 | 62.47 | 0.01 | 1.94
2020 | MISO_MO-IL_2_MISO_W | MISO_MO-IL | MISO_W | Internal | Summer | B5 | 200 | 960 | 392.88 | 55.82 | 55.83 | 0.01 | 0
2020 | MISO_MO-IL_2_MISO_W | MISO_MO-IL | MISO_W | Internal | Summer | B6 | 300 | 960 | 424.75 | 47.19 | 47.2 | 0.01 | 0
2020 | MISO_MO-IL_2_MISO_W | MISO_MO-IL | MISO_W | Internal | Summer | B7 | 400 | 960 | 0.02 | 40.46 | 40.45 | 0.01 | 0
2020 | MISO_MO-IL_2_MISO_W | MISO_MO-IL | MISO_W | Internal | Summer | B8 | 500 | 960 | 0.02 | 37.52 | 37.51 | 0.01 | 0
2020 | MISO_MO-IL_2_MISO_W | MISO_MO-IL | MISO_W | Internal | Summer | B9 | 800 | 960 | 0 | 37.35 | 37.34 | 0.01 | 0
2020 | MISO_MO-IL_2_MISO_W | MISO_MO-IL | MISO_W | Internal | Summer | B10 | 1262 | 960 | 0 | 35.66 | 35.65 | 0.01 | 0
2020 | MISO_MO-IL_2_MISO_W | MISO_MO-IL | MISO_W | Internal | Winter | B16 | 25 | 960 | 0.3 | 52.05 | 52.04 | 0.01 | 0
2020 | MISO_MO-IL_2_MISO_W | MISO_MO-IL | MISO_W | Internal | Winter | B17 | 100 | 960 | 0.08 | 46.07 | 46.06 | 0.01 | 0
2020 | MISO_MO-IL_2_MISO_W | MISO_MO-IL | MISO_W | Internal | Winter | B18 | 400 | 960 | 0.04 | 42.17 | 42.17 | 0.01 | 0
2020 | MISO_MO-IL_2_MISO_W | MISO_MO-IL | MISO_W | Internal | Winter | B19 | 700 | 960 | 794.41 | 41.38 | 41.39 | 0.01 | 0
2020 | MISO_MO-IL_2_MISO_W | MISO_MO-IL | MISO_W | Internal | Winter | B20 | 935 | 960 | 0 | 37.45 | 37.44 | 0.01 | 0
2020 | MISO_MO-IL_2_PJM_ROR | MISO_MO-IL | PJM_ROR | Internal | Shoulder | B11 | 25 | 1212 | 0 | 55.25 | 53.25 | 2 | 0
2020 | MISO_MO-IL_2_PJM_ROR | MISO_MO-IL | PJM_ROR | Internal | Shoulder | B12 | 200 | 1212 | 135.13 | 45.8 | 47.8 | 2 | 0
2020 | MISO_MO-IL_2_PJM_ROR | MISO_MO-IL | PJM_ROR | Internal | Shoulder | B13 | 600 | 1212 | 0 | 41.71 | 42.93 | 2 | 0
2020 | MISO_MO-IL_2_PJM_ROR | MISO_MO-IL | PJM_ROR | Internal | Shoulder | B14 | 900 | 1212 | 0 | 40.53 | 40.99 | 2 | 0
2020 | MISO_MO-IL_2_PJM_ROR | MISO_MO-IL | PJM_ROR | Internal | Shoulder | B15 | 1203 | 1212 | 0 | 37.87 | 37.21 | 2 | 0
2020 | MISO_MO-IL_2_PJM_ROR | MISO_MO-IL | PJM_ROR | Internal | Summer | B1 | 10 | 1212 | 504.26 | 63.92 | 65.92 | 2 | 0
2020 | MISO_MO-IL_2_PJM_ROR | MISO_MO-IL | PJM_ROR | Internal | Summer | B2 | 25 | 1212 | 0 | 62.56 | 63.69 | 2 | 0
2020 | MISO_MO-IL_2_PJM_ROR | MISO_MO-IL | PJM_ROR | Internal | Summer | B3 | 75 | 1212 | 0 | 61.14 | 61.28 | 2 | 0
2020 | MISO_MO-IL_2_PJM_ROR | MISO_MO-IL | PJM_ROR | Internal | Summer | B4 | 100 | 1212 | 0 | 60.52 | 60.47 | 2 | 0
2020 | MISO_MO-IL_2_PJM_ROR | MISO_MO-IL | PJM_ROR | Internal | Summer | B5 | 200 | 1212 | 0 | 55.82 | 53.83 | 2 | 0
2020 | MISO_MO-IL_2_PJM_ROR | MISO_MO-IL | PJM_ROR | Internal | Summer | B6 | 300 | 1212 | 455.19 | 47.19 | 49.19 | 2 | 0
2020 | MISO_MO-IL_2_PJM_ROR | MISO_MO-IL | PJM_ROR | Internal | Summer | B7 | 400 | 1212 | 0 | 40.46 | 42.14 | 2 | 0
2020 | MISO_MO-IL_2_PJM_ROR | MISO_MO-IL | PJM_ROR | Internal | Summer | B8 | 500 | 1212 | 0 | 37.52 | 37.86 | 2 | 0
2020 | MISO_MO-IL_2_PJM_ROR | MISO_MO-IL | PJM_ROR | Internal | Summer | B9 | 800 | 1212 | 0 | 37.35 | 37.31 | 2 | 0
2020 | MISO_MO-IL_2_PJM_ROR | MISO_MO-IL | PJM_ROR | Internal | Summer | B10 | 1262 | 1212 | 0 | 35.66 | 35.11 | 2 | 0
2020 | MISO_MO-IL_2_PJM_ROR | MISO_MO-IL | PJM_ROR | Internal | Winter | B16 | 25 | 1212 | 0.47 | 52.05 | 54.04 | 2 | 0
2020 | MISO_MO-IL_2_PJM_ROR | MISO_MO-IL | PJM_ROR | Internal | Winter | B17 | 100 | 1212 | 637.62 | 46.07 | 48.07 | 2 | 0
2020 | MISO_MO-IL_2_PJM_ROR | MISO_MO-IL | PJM_ROR | Internal | Winter | B18 | 400 | 1212 | 612.37 | 42.17 | 44.17 | 2 | 0
2020 | MISO_MO-IL_2_PJM_ROR | MISO_MO-IL | PJM_ROR | Internal | Winter | B19 | 700 | 1212 | 0 | 41.38 | 42 | 2 | 0
2020 | MISO_MO-IL_2_PJM_ROR | MISO_MO-IL | PJM_ROR | Internal | Winter | B20 | 935 | 1212 | 0 | 37.45 | 37.04 | 2 | 0
2020 | MISO_MO-IL_2_SPP_N | MISO_MO-IL | SPP_N | Internal | Shoulder | B11 | 25 | 2000 | 0 | 55.25 | 62.26 | 8 | 0
2020 | MISO_MO-IL_2_SPP_N | MISO_MO-IL | SPP_N | Internal | Shoulder | B12 | 200 | 2000 | 0 | 45.8 | 45.8 | 8 | 0
2020 | MISO_MO-IL_2_SPP_N | MISO_MO-IL | SPP_N | Internal | Shoulder | B13 | 600 | 2000 | 0 | 41.71 | 41.21 | 8 | 0
2020 | MISO_MO-IL_2_SPP_N | MISO_MO-IL | SPP_N | Internal | Shoulder | B14 | 900 | 2000 | 0 | 40.53 | 40.57 | 8 | 0
2020 | MISO_MO-IL_2_SPP_N | MISO_MO-IL | SPP_N | Internal | Shoulder | B15 | 1203 | 2000 | 0 | 37.87 | 38.67 | 8 | 0
2020 | MISO_MO-IL_2_SPP_N | MISO_MO-IL | SPP_N | Internal | Summer | B1 | 10 | 2000 | 0 | 63.92 | 66.03 | 8 | 0
2020 | MISO_MO-IL_2_SPP_N | MISO_MO-IL | SPP_N | Internal | Summer | B2 | 25 | 2000 | 0 | 62.56 | 66.03 | 8 | 0
2020 | MISO_MO-IL_2_SPP_N | MISO_MO-IL | SPP_N | Internal | Summer | B3 | 75 | 2000 | 0 | 61.14 | 66.03 | 8 | 0
2020 | MISO_MO-IL_2_SPP_N | MISO_MO-IL | SPP_N | Internal | Summer | B4 | 100 | 2000 | 0 | 60.52 | 64.39 | 8 | 0
2020 | MISO_MO-IL_2_SPP_N | MISO_MO-IL | SPP_N | Internal | Summer | B5 | 200 | 2000 | 0 | 55.82 | 62.83 | 8 | 0
2020 | MISO_MO-IL_2_SPP_N | MISO_MO-IL | SPP_N | Internal | Summer | B6 | 300 | 2000 | 0 | 47.19 | 54.2 | 8 | 0
2020 | MISO_MO-IL_2_SPP_N | MISO_MO-IL | SPP_N | Internal | Summer | B7 | 400 | 2000 | 0 | 40.46 | 42.15 | 8 | 0
2020 | MISO_MO-IL_2_SPP_N | MISO_MO-IL | SPP_N | Internal | Summer | B8 | 500 | 2000 | 0 | 37.52 | 39.96 | 8 | 0
2020 | MISO_MO-IL_2_SPP_N | MISO_MO-IL | SPP_N | Internal | Summer | B9 | 800 | 2000 | 0 | 37.35 | 38.85 | 8 | 0
2020 | MISO_MO-IL_2_SPP_N | MISO_MO-IL | SPP_N | Internal | Summer | B10 | 1262 | 2000 | 0 | 35.66 | 38.76 | 8 | 0
2020 | MISO_MO-IL_2_SPP_N | MISO_MO-IL | SPP_N | Internal | Winter | B16 | 25 | 2000 | 0 | 52.05 | 53.97 | 8 | 0
2020 | MISO_MO-IL_2_SPP_N | MISO_MO-IL | SPP_N | Internal | Winter | B17 | 100 | 2000 | 0 | 46.07 | 43.22 | 8 | 0
2020 | MISO_MO-IL_2_SPP_N | MISO_MO-IL | SPP_N | Internal | Winter | B18 | 400 | 2000 | 0 | 42.17 | 42.76 | 8 | 0
2020 | MISO_MO-IL_2_SPP_N | MISO_MO-IL | SPP_N | Internal | Winter | B19 | 700 | 2000 | 0 | 41.38 | 40.67 | 8 | 0
2020 | MISO_MO-IL_2_SPP_N | MISO_MO-IL | SPP_N | Internal | Winter | B20 | 935 | 2000 | 0 | 37.45 | 38.67 | 8 | 0
2020 | MISO_MO-IL_2_TVA_Transmission | MISO_MO-IL | TVA_Transmission | Internal | Shoulder | B11 | 25 | 4000 | 0 | 55.25 | 58.91 | 8 | 0
2020 | MISO_MO-IL_2_TVA_Transmission | MISO_MO-IL | TVA_Transmission | Internal | Shoulder | B12 | 200 | 4000 | 0 | 45.8 | 47.63 | 8 | 0
2020 | MISO_MO-IL_2_TVA_Transmission | MISO_MO-IL | TVA_Transmission | Internal | Shoulder | B13 | 600 | 4000 | 0 | 41.71 | 45.02 | 8 | 0
2020 | MISO_MO-IL_2_TVA_Transmission | MISO_MO-IL | TVA_Transmission | Internal | Shoulder | B14 | 900 | 4000 | 0 | 40.53 | 44.17 | 8 | 0
2020 | MISO_MO-IL_2_TVA_Transmission | MISO_MO-IL | TVA_Transmission | Internal | Shoulder | B15 | 1203 | 4000 | 0 | 37.87 | 42.52 | 8 | 0
2020 | MISO_MO-IL_2_TVA_Transmission | MISO_MO-IL | TVA_Transmission | Internal | Summer | B1 | 10 | 4000 | 1245.44 | 63.92 | 71.92 | 8 | 0
2020 | MISO_MO-IL_2_TVA_Transmission | MISO_MO-IL | TVA_Transmission | Internal | Summer | B2 | 25 | 4000 | 0 | 62.56 | 69.69 | 8 | 0
2020 | MISO_MO-IL_2_TVA_Transmission | MISO_MO-IL | TVA_Transmission | Internal | Summer | B3 | 75 | 4000 | 0 | 61.14 | 67.28 | 8 | 0
2020 | MISO_MO-IL_2_TVA_Transmission | MISO_MO-IL | TVA_Transmission | Internal | Summer | B4 | 100 | 4000 | 0 | 60.52 | 66.47 | 8 | 0
2020 | MISO_MO-IL_2_TVA_Transmission | MISO_MO-IL | TVA_Transmission | Internal | Summer | B5 | 200 | 4000 | 0 | 55.82 | 59.16 | 8 | 0
2020 | MISO_MO-IL_2_TVA_Transmission | MISO_MO-IL | TVA_Transmission | Internal | Summer | B6 | 300 | 4000 | 0 | 47.19 | 53.91 | 8 | 0
2020 | MISO_MO-IL_2_TVA_Transmission | MISO_MO-IL | TVA_Transmission | Internal | Summer | B7 | 400 | 4000 | 0 | 40.46 | 46.9 | 8 | 0
2020 | MISO_MO-IL_2_TVA_Transmission | MISO_MO-IL | TVA_Transmission | Internal | Summer | B8 | 500 | 4000 | 0 | 37.52 | 41.86 | 8 | 0
2020 | MISO_MO-IL_2_TVA_Transmission | MISO_MO-IL | TVA_Transmission | Internal | Summer | B9 | 800 | 4000 | 0 | 37.35 | 41.56 | 8 | 0
2020 | MISO_MO-IL_2_TVA_Transmission | MISO_MO-IL | TVA_Transmission | Internal | Summer | B10 | 1262 | 4000 | 0 | 35.66 | 39.04 | 8 | 0
2020 | MISO_MO-IL_2_TVA_Transmission | MISO_MO-IL | TVA_Transmission | Internal | Winter | B16 | 25 | 4000 | 0 | 52.05 | 59.18 | 8 | 0
2020 | MISO_MO-IL_2_TVA_Transmission | MISO_MO-IL | TVA_Transmission | Internal | Winter | B17 | 100 | 4000 | 0 | 46.07 | 49.3 | 8 | 0
2020 | MISO_MO-IL_2_TVA_Transmission | MISO_MO-IL | TVA_Transmission | Internal | Winter | B18 | 400 | 4000 | 0 | 42.17 | 45.94 | 8 | 0
2020 | MISO_MO-IL_2_TVA_Transmission | MISO_MO-IL | TVA_Transmission | Internal | Winter | B19 | 700 | 4000 | 0 | 41.38 | 44.58 | 8 | 0
2020 | MISO_MO-IL_2_TVA_Transmission | MISO_MO-IL | TVA_Transmission | Internal | Winter | B20 | 935 | 4000 | 0 | 37.45 | 42.48 | 8 | 0
2020 | MISO_W_2_IESO | MISO_W | IESO | Internal | Shoulder | B11 | 25 | 90 | 0 | 55.26 | 32.26 | 8 | 0
2020 | MISO_W_2_IESO | MISO_W | IESO | Internal | Shoulder | B12 | 200 | 90 | 0 | 45.79 | 32.26 | 8 | 0
2020 | MISO_W_2_IESO | MISO_W | IESO | Internal | Shoulder | B13 | 600 | 90 | 0 | 41.71 | 32.26 | 8 | 0
2020 | MISO_W_2_IESO | MISO_W | IESO | Internal | Shoulder | B14 | 900 | 90 | 0 | 40.54 | 32.26 | 8 | 0
2020 | MISO_W_2_IESO | MISO_W | IESO | Internal | Shoulder | B15 | 1203 | 90 | 0 | 37.86 | 32.26 | 8 | 0
2020 | MISO_W_2_IESO | MISO_W | IESO | Internal | Summer | B1 | 10 | 90 | 0 | 63.91 | 50.93 | 8 | 0
2020 | MISO_W_2_IESO | MISO_W | IESO | Internal | Summer | B2 | 25 | 90 | 0 | 62.58 | 48.7 | 8 | 0
2020 | MISO_W_2_IESO | MISO_W | IESO | Internal | Summer | B3 | 75 | 90 | 0 | 62.58 | 43.47 | 8 | 0
2020 | MISO_W_2_IESO | MISO_W | IESO | Internal | Summer | B4 | 100 | 90 | 0 | 62.47 | 37.74 | 8 | 0
2020 | MISO_W_2_IESO | MISO_W | IESO | Internal | Summer | B5 | 200 | 90 | 0 | 55.83 | 37.74 | 8 | 0
2020 | MISO_W_2_IESO | MISO_W | IESO | Internal | Summer | B6 | 300 | 90 | 0 | 47.2 | 35.03 | 8 | 0
2020 | MISO_W_2_IESO | MISO_W | IESO | Internal | Summer | B7 | 400 | 90 | 0 | 40.45 | 33.44 | 8 | 0
2020 | MISO_W_2_IESO | MISO_W | IESO | Internal | Summer | B8 | 500 | 90 | 0 | 37.51 | 30.55 | 8 | 0
2020 | MISO_W_2_IESO | MISO_W | IESO | Internal | Summer | B9 | 800 | 90 | 0 | 37.34 | 30.55 | 8 | 0
2020 | MISO_W_2_IESO | MISO_W | IESO | Internal | Summer | B10 | 1262 | 90 | 0 | 35.65 | 30.55 | 8 | 0
2020 | MISO_W_2_IESO | MISO_W | IESO | Internal | Winter | B16 | 25 | 90 | 0 | 52.04 | 37.97 | 8 | 0
2020 | MISO_W_2_IESO | MISO_W | IESO | Internal | Winter | B17 | 100 | 90 | 0 | 46.06 | 36.27 | 8 | 0
2020 | MISO_W_2_IESO | MISO_W | IESO | Internal | Winter | B18 | 400 | 90 | 0 | 42.17 | 35.19 | 8 | 0
2020 | MISO_W_2_IESO | MISO_W | IESO | Internal | Winter | B19 | 700 | 90 | 0 | 41.39 | 35.19 | 8 | 0
2020 | MISO_W_2_IESO | MISO_W | IESO | Internal | Winter | B20 | 935 | 90 | 0 | 37.44 | 35.19 | 8 | 0
2020 | MISO_W_2_MAPP_CA | MISO_W | MAPP_CA | Internal | Shoulder | B11 | 25 | 700 | 0 | 55.26 | 48.9 | 0.01 | 0
2020 | MISO_W_2_MAPP_CA | MISO_W | MAPP_CA | Internal | Shoulder | B12 | 200 | 700 | 0.04 | 45.79 | 45.78 | 0.01 | 0
2020 | MISO_W_2_MAPP_CA | MISO_W | MAPP_CA | Internal | Shoulder | B13 | 600 | 700 | 0.01 | 41.71 | 41.7 | 0.01 | 0
2020 | MISO_W_2_MAPP_CA | MISO_W | MAPP_CA | Internal | Shoulder | B14 | 900 | 700 | 649.37 | 40.54 | 40.55 | 0.01 | 0
2020 | MISO_W_2_MAPP_CA | MISO_W | MAPP_CA | Internal | Shoulder | B15 | 1203 | 700 | 700 | 37.86 | 40.55 | 0.01 | 2.68
2020 | MISO_W_2_MAPP_CA | MISO_W | MAPP_CA | Internal | Summer | B1 | 10 | 700 | 0 | 63.91 | 50.47 | 0.01 | 0
2020 | MISO_W_2_MAPP_CA | MISO_W | MAPP_CA | Internal | Summer | B2 | 25 | 700 | 0 | 62.58 | 55.7 | 0.01 | 0
2020 | MISO_W_2_MAPP_CA | MISO_W | MAPP_CA | Internal | Summer | B3 | 75 | 700 | 0 | 62.58 | 50.47 | 0.01 | 0
2020 | MISO_W_2_MAPP_CA | MISO_W | MAPP_CA | Internal | Summer | B4 | 100 | 700 | 0 | 62.47 | 50.38 | 0.01 | 0
2020 | MISO_W_2_MAPP_CA | MISO_W | MAPP_CA | Internal | Summer | B5 | 200 | 700 | 0 | 55.83 | 48.9 | 0.01 | 0
2020 | MISO_W_2_MAPP_CA | MISO_W | MAPP_CA | Internal | Summer | B6 | 300 | 700 | 0.03 | 47.2 | 47.19 | 0.01 | 0
2020 | MISO_W_2_MAPP_CA | MISO_W | MAPP_CA | Internal | Summer | B7 | 400 | 700 | 0.02 | 40.45 | 40.44 | 0.01 | 0
2020 | MISO_W_2_MAPP_CA | MISO_W | MAPP_CA | Internal | Summer | B8 | 500 | 700 | 0.02 | 37.51 | 37.5 | 0.01 | 0
2020 | MISO_W_2_MAPP_CA | MISO_W | MAPP_CA | Internal | Summer | B9 | 800 | 700 | 601.54 | 37.34 | 37.35 | 0.01 | 0
2020 | MISO_W_2_MAPP_CA | MISO_W | MAPP_CA | Internal | Summer | B10 | 1262 | 700 | 700 | 35.65 | 37.35 | 0.01 | 1.69
2020 | MISO_W_2_MAPP_CA | MISO_W | MAPP_CA | Internal | Winter | B16 | 25 | 700 | 0.29 | 52.04 | 52.03 | 0.01 | 0
2020 | MISO_W_2_MAPP_CA | MISO_W | MAPP_CA | Internal | Winter | B17 | 100 | 700 | 0.08 | 46.06 | 46.04 | 0.01 | 0
2020 | MISO_W_2_MAPP_CA | MISO_W | MAPP_CA | Internal | Winter | B18 | 400 | 700 | 700 | 42.17 | 43.57 | 0.01 | 1.39
2020 | MISO_W_2_MAPP_CA | MISO_W | MAPP_CA | Internal | Winter | B19 | 700 | 700 | 700 | 41.39 | 43.57 | 0.01 | 2.17
2020 | MISO_W_2_MAPP_CA | MISO_W | MAPP_CA | Internal | Winter | B20 | 935 | 700 | 700 | 37.44 | 43.57 | 0.01 | 6.12
2020 | MISO_W_2_MAPP_US | MISO_W | MAPP_US | Internal | Shoulder | B11 | 25 | 2300 | 0 | 55.26 | 52.64 | 7 | 0
2020 | MISO_W_2_MAPP_US | MISO_W | MAPP_US | Internal | Shoulder | B12 | 200 | 2300 | 0 | 45.79 | 38.79 | 7 | 0
2020 | MISO_W_2_MAPP_US | MISO_W | MAPP_US | Internal | Shoulder | B13 | 600 | 2300 | 0 | 41.71 | 34.81 | 7 | 0
2020 | MISO_W_2_MAPP_US | MISO_W | MAPP_US | Internal | Shoulder | B14 | 900 | 2300 | 0 | 40.54 | 34.81 | 7 | 0
2020 | MISO_W_2_MAPP_US | MISO_W | MAPP_US | Internal | Shoulder | B15 | 1203 | 2300 | 0 | 37.86 | 34.81 | 7 | 0
2020 | MISO_W_2_MAPP_US | MISO_W | MAPP_US | Internal | Summer | B1 | 10 | 2300 | 0 | 63.91 | 57.47 | 7 | 0
2020 | MISO_W_2_MAPP_US | MISO_W | MAPP_US | Internal | Summer | B2 | 25 | 2300 | 0 | 62.58 | 57.47 | 7 | 0
2020 | MISO_W_2_MAPP_US | MISO_W | MAPP_US | Internal | Summer | B3 | 75 | 2300 | 0 | 62.58 | 57.47 | 7 | 0
2020 | MISO_W_2_MAPP_US | MISO_W | MAPP_US | Internal | Summer | B4 | 100 | 2300 | 0 | 62.47 | 57.38 | 7 | 0
2020 | MISO_W_2_MAPP_US | MISO_W | MAPP_US | Internal | Summer | B5 | 200 | 2300 | 0 | 55.83 | 55.82 | 7 | 0
2020 | MISO_W_2_MAPP_US | MISO_W | MAPP_US | Internal | Summer | B6 | 300 | 2300 | 0 | 47.2 | 42.93 | 7 | 0
2020 | MISO_W_2_MAPP_US | MISO_W | MAPP_US | Internal | Summer | B7 | 400 | 2300 | 0 | 40.45 | 33.93 | 7 | 0
2020 | MISO_W_2_MAPP_US | MISO_W | MAPP_US | Internal | Summer | B8 | 500 | 2300 | 0 | 37.51 | 31.84 | 7 | 0
2020 | MISO_W_2_MAPP_US | MISO_W | MAPP_US | Internal | Summer | B9 | 800 | 2300 | 0 | 37.34 | 31.84 | 7 | 0
2020 | MISO_W_2_MAPP_US | MISO_W | MAPP_US | Internal | Summer | B10 | 1262 | 2300 | 0 | 35.65 | 30.35 | 7 | 0
2020 | MISO_W_2_MAPP_US | MISO_W | MAPP_US | Internal | Winter | B16 | 25 | 2300 | 0 | 52.04 | 45.04 | 7 | 0
2020 | MISO_W_2_MAPP_US | MISO_W | MAPP_US | Internal | Winter | B17 | 100 | 2300 | 0 | 46.06 | 39.06 | 7 | 0
2020 | MISO_W_2_MAPP_US | MISO_W | MAPP_US | Internal | Winter | B18 | 400 | 2300 | 0 | 42.17 | 36.57 | 7 | 0
2020 | MISO_W_2_MAPP_US | MISO_W | MAPP_US | Internal | Winter | B19 | 700 | 2300 | 0 | 41.39 | 36.57 | 7 | 0
2020 | MISO_W_2_MAPP_US | MISO_W | MAPP_US | Internal | Winter | B20 | 935 | 2300 | 0 | 37.44 | 32.99 | 7 | 0
2020 | MISO_W_2_MISO_MO-IL | MISO_W | MISO_MO-IL | Internal | Shoulder | B11 | 25 | 3800 | 0.33 | 55.26 | 55.25 | 0.01 | 0
2020 | MISO_W_2_MISO_MO-IL | MISO_W | MISO_MO-IL | Internal | Shoulder | B12 | 200 | 3800 | 0.22 | 45.79 | 45.8 | 0.01 | 0
2020 | MISO_W_2_MISO_MO-IL | MISO_W | MISO_MO-IL | Internal | Shoulder | B13 | 600 | 3800 | 0.06 | 41.71 | 41.71 | 0.01 | 0
2020 | MISO_W_2_MISO_MO-IL | MISO_W | MISO_MO-IL | Internal | Shoulder | B14 | 900 | 3800 | 0 | 40.54 | 40.53 | 0.01 | 0
2020 | MISO_W_2_MISO_MO-IL | MISO_W | MISO_MO-IL | Internal | Shoulder | B15 | 1203 | 3800 | 43.55 | 37.86 | 37.87 | 0.01 | 0
2020 | MISO_W_2_MISO_MO-IL | MISO_W | MISO_MO-IL | Internal | Summer | B1 | 10 | 3800 | 641.44 | 63.91 | 63.92 | 0.01 | 0
2020 | MISO_W_2_MISO_MO-IL | MISO_W | MISO_MO-IL | Internal | Summer | B2 | 25 | 3800 | 0.3 | 62.58 | 62.56 | 0.01 | 0
2020 | MISO_W_2_MISO_MO-IL | MISO_W | MISO_MO-IL | Internal | Summer | B3 | 75 | 3800 | 0 | 62.58 | 61.14 | 0.01 | 0
2020 | MISO_W_2_MISO_MO-IL | MISO_W | MISO_MO-IL | Internal | Summer | B4 | 100 | 3800 | 0 | 62.47 | 60.52 | 0.01 | 0
2020 | MISO_W_2_MISO_MO-IL | MISO_W | MISO_MO-IL | Internal | Summer | B5 | 200 | 3800 | 0.04 | 55.83 | 55.82 | 0.01 | 0
2020 | MISO_W_2_MISO_MO-IL | MISO_W | MISO_MO-IL | Internal | Summer | B6 | 300 | 3800 | 0.03 | 47.2 | 47.19 | 0.01 | 0
2020 | MISO_W_2_MISO_MO-IL | MISO_W | MISO_MO-IL | Internal | Summer | B7 | 400 | 3800 | 149.9 | 40.45 | 40.46 | 0.01 | 0
2020 | MISO_W_2_MISO_MO-IL | MISO_W | MISO_MO-IL | Internal | Summer | B8 | 500 | 3800 | 2046.94 | 37.51 | 37.52 | 0.01 | 0
2020 | MISO_W_2_MISO_MO-IL | MISO_W | MISO_MO-IL | Internal | Summer | B9 | 800 | 3800 | 144.74 | 37.34 | 37.35 | 0.01 | 0
2020 | MISO_W_2_MISO_MO-IL | MISO_W | MISO_MO-IL | Internal | Summer | B10 | 1262 | 3800 | 1090.77 | 35.65 | 35.66 | 0.01 | 0
2020 | MISO_W_2_MISO_MO-IL | MISO_W | MISO_MO-IL | Internal | Winter | B16 | 25 | 3800 | 2548.8 | 52.04 | 52.05 | 0.01 | 0
2020 | MISO_W_2_MISO_MO-IL | MISO_W | MISO_MO-IL | Internal | Winter | B17 | 100 | 3800 | 1608.57 | 46.06 | 46.07 | 0.01 | 0
2020 | MISO_W_2_MISO_MO-IL | MISO_W | MISO_MO-IL | Internal | Winter | B18 | 400 | 3800 | 0.04 | 42.17 | 42.17 | 0.01 | 0
2020 | MISO_W_2_MISO_MO-IL | MISO_W | MISO_MO-IL | Internal | Winter | B19 | 700 | 3800 | 0.01 | 41.39 | 41.38 | 0.01 | 0
2020 | MISO_W_2_MISO_MO-IL | MISO_W | MISO_MO-IL | Internal | Winter | B20 | 935 | 3800 | 878.38 | 37.44 | 37.45 | 0.01 | 0
2020 | MISO_W_2_MISO_WUMS | MISO_W | MISO_WUMS | Internal | Shoulder | B11 | 25 | 1629 | 0.28 | 55.26 | 55.25 | 0.01 | 0
2020 | MISO_W_2_MISO_WUMS | MISO_W | MISO_WUMS | Internal | Shoulder | B12 | 200 | 1629 | 0.22 | 45.79 | 45.8 | 0.01 | 0
2020 | MISO_W_2_MISO_WUMS | MISO_W | MISO_WUMS | Internal | Shoulder | B13 | 600 | 1629 | 36.01 | 41.71 | 41.72 | 0.01 | 0
2020 | MISO_W_2_MISO_WUMS | MISO_W | MISO_WUMS | Internal | Shoulder | B14 | 900 | 1629 | 257.96 | 40.54 | 40.55 | 0.01 | 0
2020 | MISO_W_2_MISO_WUMS | MISO_W | MISO_WUMS | Internal | Shoulder | B15 | 1203 | 1629 | 0 | 37.86 | 37.85 | 0.01 | 0
2020 | MISO_W_2_MISO_WUMS | MISO_W | MISO_WUMS | Internal | Summer | B1 | 10 | 1629 | 0.03 | 63.91 | 63.4 | 0.01 | 0
2020 | MISO_W_2_MISO_WUMS | MISO_W | MISO_WUMS | Internal | Summer | B2 | 25 | 1629 | 0 | 62.58 | 61.69 | 0.01 | 0
2020 | MISO_W_2_MISO_WUMS | MISO_W | MISO_WUMS | Internal | Summer | B3 | 75 | 1629 | 0 | 62.58 | 59.88 | 0.01 | 0
2020 | MISO_W_2_MISO_WUMS | MISO_W | MISO_WUMS | Internal | Summer | B4 | 100 | 1629 | 0 | 62.47 | 59.88 | 0.01 | 0
2020 | MISO_W_2_MISO_WUMS | MISO_W | MISO_WUMS | Internal | Summer | B5 | 200 | 1629 | 0.04 | 55.83 | 55.82 | 0.01 | 0
2020 | MISO_W_2_MISO_WUMS | MISO_W | MISO_WUMS | Internal | Summer | B6 | 300 | 1629 | 0.03 | 47.2 | 47.19 | 0.01 | 0
2020 | MISO_W_2_MISO_WUMS | MISO_W | MISO_WUMS | Internal | Summer | B7 | 400 | 1629 | 316.39 | 40.45 | 40.46 | 0.01 | 0
2020 | MISO_W_2_MISO_WUMS | MISO_W | MISO_WUMS | Internal | Summer | B8 | 500 | 1629 | 125.13 | 37.51 | 37.52 | 0.01 | 0
2020 | MISO_W_2_MISO_WUMS | MISO_W | MISO_WUMS | Internal | Summer | B9 | 800 | 1629 | 0 | 37.34 | 37.33 | 0.01 | 0
2020 | MISO_W_2_MISO_WUMS | MISO_W | MISO_WUMS | Internal | Summer | B10 | 1262 | 1629 | 590.03 | 35.65 | 35.66 | 0.01 | 0
2020 | MISO_W_2_MISO_WUMS | MISO_W | MISO_WUMS | Internal | Winter | B16 | 25 | 1629 | 0.49 | 52.04 | 52.04 | 0.01 | 0
2020 | MISO_W_2_MISO_WUMS | MISO_W | MISO_WUMS | Internal | Winter | B17 | 100 | 1629 | 418.87 | 46.06 | 46.07 | 0.01 | 0
2020 | MISO_W_2_MISO_WUMS | MISO_W | MISO_WUMS | Internal | Winter | B18 | 400 | 1629 | 0.04 | 42.17 | 42.17 | 0.01 | 0
2020 | MISO_W_2_MISO_WUMS | MISO_W | MISO_WUMS | Internal | Winter | B19 | 700 | 1629 | 0.01 | 41.39 | 41.38 | 0.01 | 0
2020 | MISO_W_2_MISO_WUMS | MISO_W | MISO_WUMS | Internal | Winter | B20 | 935 | 1629 | 780.34 | 37.44 | 37.45 | 0.01 | 0
2020 | MISO_W_2_NE | MISO_W | NE | Internal | Shoulder | B11 | 25 | 2800 | 0 | 55.26 | 59.64 | 7 | 0
2020 | MISO_W_2_NE | MISO_W | NE | Internal | Shoulder | B12 | 200 | 2800 | 0 | 45.79 | 45.79 | 7 | 0
2020 | MISO_W_2_NE | MISO_W | NE | Internal | Shoulder | B13 | 600 | 2800 | 0 | 41.71 | 41.19 | 7 | 0
2020 | MISO_W_2_NE | MISO_W | NE | Internal | Shoulder | B14 | 900 | 2800 | 0 | 40.54 | 40.56 | 7 | 0
2020 | MISO_W_2_NE | MISO_W | NE | Internal | Shoulder | B15 | 1203 | 2800 | 0 | 37.86 | 38.66 | 7 | 0
2020 | MISO_W_2_NE | MISO_W | NE | Internal | Summer | B1 | 10 | 2800 | 0 | 63.91 | 64.47 | 7 | 0
2020 | MISO_W_2_NE | MISO_W | NE | Internal | Summer | B2 | 25 | 2800 | 0 | 62.58 | 64.47 | 7 | 0
2020 | MISO_W_2_NE | MISO_W | NE | Internal | Summer | B3 | 75 | 2800 | 0 | 62.58 | 64.47 | 7 | 0
2020 | MISO_W_2_NE | MISO_W | NE | Internal | Summer | B4 | 100 | 2800 | 0 | 62.47 | 64.38 | 7 | 0
2020 | MISO_W_2_NE | MISO_W | NE | Internal | Summer | B5 | 200 | 2800 | 0.07 | 55.83 | 62.82 | 7 | 0
2020 | MISO_W_2_NE | MISO_W | NE | Internal | Summer | B6 | 300 | 2800 | 0 | 47.2 | 49.93 | 7 | 0
2020 | MISO_W_2_NE | MISO_W | NE | Internal | Summer | B7 | 400 | 2800 | 0 | 40.45 | 40.93 | 7 | 0
2020 | MISO_W_2_NE | MISO_W | NE | Internal | Summer | B8 | 500 | 2800 | 0 | 37.51 | 38.84 | 7 | 0
2020 | MISO_W_2_NE | MISO_W | NE | Internal | Summer | B9 | 800 | 2800 | 0 | 37.34 | 38.84 | 7 | 0
2020 | MISO_W_2_NE | MISO_W | NE | Internal | Summer | B10 | 1262 | 2800 | 0 | 35.65 | 37.35 | 7 | 0
2020 | MISO_W_2_NE | MISO_W | NE | Internal | Winter | B16 | 25 | 2800 | 0 | 52.04 | 52.04 | 7 | 0
2020 | MISO_W_2_NE | MISO_W | NE | Internal | Winter | B17 | 100 | 2800 | 0 | 46.06 | 43.2 | 7 | 0
2020 | MISO_W_2_NE | MISO_W | NE | Internal | Winter | B18 | 400 | 2800 | 0 | 42.17 | 42.75 | 7 | 0
2020 | MISO_W_2_NE | MISO_W | NE | Internal | Winter | B19 | 700 | 2800 | 0 | 41.39 | 40.66 | 7 | 0
2020 | MISO_W_2_NE | MISO_W | NE | Internal | Winter | B20 | 935 | 2800 | 0 | 37.44 | 38.66 | 7 | 0
2020 | MISO_W_2_PJM_ROR | MISO_W | PJM_ROR | Internal | Shoulder | B11 | 25 | 773 | 0 | 55.26 | 53.25 | 2 | 0
2020 | MISO_W_2_PJM_ROR | MISO_W | PJM_ROR | Internal | Shoulder | B12 | 200 | 773 | 772.85 | 45.79 | 47.8 | 2 | 0.01
2020 | MISO_W_2_PJM_ROR | MISO_W | PJM_ROR | Internal | Shoulder | B13 | 600 | 773 | 0 | 41.71 | 42.93 | 2 | 0
2020 | MISO_W_2_PJM_ROR | MISO_W | PJM_ROR | Internal | Shoulder | B14 | 900 | 773 | 0 | 40.54 | 40.99 | 2 | 0
2020 | MISO_W_2_PJM_ROR | MISO_W | PJM_ROR | Internal | Shoulder | B15 | 1203 | 773 | 0 | 37.86 | 37.21 | 2 | 0
2020 | MISO_W_2_PJM_ROR | MISO_W | PJM_ROR | Internal | Summer | B1 | 10 | 773 | 771.53 | 63.91 | 65.92 | 2 | 0.01
2020 | MISO_W_2_PJM_ROR | MISO_W | PJM_ROR | Internal | Summer | B2 | 25 | 773 | 0 | 62.58 | 63.69 | 2 | 0
2020 | MISO_W_2_PJM_ROR | MISO_W | PJM_ROR | Internal | Summer | B3 | 75 | 773 | 0 | 62.58 | 61.28 | 2 | 0
2020 | MISO_W_2_PJM_ROR | MISO_W | PJM_ROR | Internal | Summer | B4 | 100 | 773 | 0 | 62.47 | 60.47 | 2 | 0
2020 | MISO_W_2_PJM_ROR | MISO_W | PJM_ROR | Internal | Summer | B5 | 200 | 773 | 0 | 55.83 | 53.83 | 2 | 0
2020 | MISO_W_2_PJM_ROR | MISO_W | PJM_ROR | Internal | Summer | B6 | 300 | 773 | 0.05 | 47.2 | 49.19 | 2 | 0
2020 | MISO_W_2_PJM_ROR | MISO_W | PJM_ROR | Internal | Summer | B7 | 400 | 773 | 0 | 40.45 | 42.14 | 2 | 0
2020 | MISO_W_2_PJM_ROR | MISO_W | PJM_ROR | Internal | Summer | B8 | 500 | 773 | 0 | 37.51 | 37.86 | 2 | 0
2020 | MISO_W_2_PJM_ROR | MISO_W | PJM_ROR | Internal | Summer | B9 | 800 | 773 | 0 | 37.34 | 37.31 | 2 | 0
2020 | MISO_W_2_PJM_ROR | MISO_W | PJM_ROR | Internal | Summer | B10 | 1262 | 773 | 0 | 35.65 | 35.11 | 2 | 0
2020 | MISO_W_2_PJM_ROR | MISO_W | PJM_ROR | Internal | Winter | B16 | 25 | 773 | 16.22 | 52.04 | 54.04 | 2 | 0
2020 | MISO_W_2_PJM_ROR | MISO_W | PJM_ROR | Internal | Winter | B17 | 100 | 773 | 772.85 | 46.06 | 48.07 | 2 | 0.01
2020 | MISO_W_2_PJM_ROR | MISO_W | PJM_ROR | Internal | Winter | B18 | 400 | 773 | 127.87 | 42.17 | 44.17 | 2 | 0
2020 | MISO_W_2_PJM_ROR | MISO_W | PJM_ROR | Internal | Winter | B19 | 700 | 773 | 0 | 41.39 | 42 | 2 | 0
2020 | MISO_W_2_PJM_ROR | MISO_W | PJM_ROR | Internal | Winter | B20 | 935 | 773 | 0 | 37.44 | 37.04 | 2 | 0
2020 | MISO_W_2_SPP_N | MISO_W | SPP_N | Internal | Shoulder | B11 | 25 | 3200 | 657.56 | 55.26 | 62.26 | 7 | 0
2020 | MISO_W_2_SPP_N | MISO_W | SPP_N | Internal | Shoulder | B12 | 200 | 3200 | 0 | 45.79 | 45.8 | 7 | 0
2020 | MISO_W_2_SPP_N | MISO_W | SPP_N | Internal | Shoulder | B13 | 600 | 3200 | 0 | 41.71 | 41.21 | 7 | 0
2020 | MISO_W_2_SPP_N | MISO_W | SPP_N | Internal | Shoulder | B14 | 900 | 3200 | 0 | 40.54 | 40.57 | 7 | 0
2020 | MISO_W_2_SPP_N | MISO_W | SPP_N | Internal | Shoulder | B15 | 1203 | 3200 | 0 | 37.86 | 38.67 | 7 | 0
2020 | MISO_W_2_SPP_N | MISO_W | SPP_N | Internal | Summer | B1 | 10 | 3200 | 0 | 63.91 | 66.03 | 7 | 0
2020 | MISO_W_2_SPP_N | MISO_W | SPP_N | Internal | Summer | B2 | 25 | 3200 | 0 | 62.58 | 66.03 | 7 | 0
2020 | MISO_W_2_SPP_N | MISO_W | SPP_N | Internal | Summer | B3 | 75 | 3200 | 0 | 62.58 | 66.03 | 7 | 0
2020 | MISO_W_2_SPP_N | MISO_W | SPP_N | Internal | Summer | B4 | 100 | 3200 | 0 | 62.47 | 64.39 | 7 | 0
2020 | MISO_W_2_SPP_N | MISO_W | SPP_N | Internal | Summer | B5 | 200 | 3200 | 34.55 | 55.83 | 62.83 | 7 | 0
2020 | MISO_W_2_SPP_N | MISO_W | SPP_N | Internal | Summer | B6 | 300 | 3200 | 373.95 | 47.2 | 54.2 | 7 | 0
2020 | MISO_W_2_SPP_N | MISO_W | SPP_N | Internal | Summer | B7 | 400 | 3200 | 0 | 40.45 | 42.15 | 7 | 0
2020 | MISO_W_2_SPP_N | MISO_W | SPP_N | Internal | Summer | B8 | 500 | 3200 | 0 | 37.51 | 39.96 | 7 | 0
2020 | MISO_W_2_SPP_N | MISO_W | SPP_N | Internal | Summer | B9 | 800 | 3200 | 0 | 37.34 | 38.85 | 7 | 0
2020 | MISO_W_2_SPP_N | MISO_W | SPP_N | Internal | Summer | B10 | 1262 | 3200 | 0 | 35.65 | 38.76 | 7 | 0
2020 | MISO_W_2_SPP_N | MISO_W | SPP_N | Internal | Winter | B16 | 25 | 3200 | 0 | 52.04 | 53.97 | 7 | 0
2020 | MISO_W_2_SPP_N | MISO_W | SPP_N | Internal | Winter | B17 | 100 | 3200 | 0 | 46.06 | 43.22 | 7 | 0
2020 | MISO_W_2_SPP_N | MISO_W | SPP_N | Internal | Winter | B18 | 400 | 3200 | 0 | 42.17 | 42.76 | 7 | 0
2020 | MISO_W_2_SPP_N | MISO_W | SPP_N | Internal | Winter | B19 | 700 | 3200 | 0 | 41.39 | 40.67 | 7 | 0
2020 | MISO_W_2_SPP_N | MISO_W | SPP_N | Internal | Winter | B20 | 935 | 3200 | 0 | 37.44 | 38.67 | 7 | 0
2020 | MISO_WUMS_2_MISO_MI | MISO_WUMS | MISO_MI | Internal | Shoulder | B11 | 25 | 99 | 0 | 55.25 | 52.9 | 0.01 | 0
2020 | MISO_WUMS_2_MISO_MI | MISO_WUMS | MISO_MI | Internal | Shoulder | B12 | 200 | 99 | 0.07 | 45.8 | 45.8 | 0.01 | 0
2020 | MISO_WUMS_2_MISO_MI | MISO_WUMS | MISO_MI | Internal | Shoulder | B13 | 600 | 99 | 98.98 | 41.72 | 41.75 | 0.01 | 0.02
2020 | MISO_WUMS_2_MISO_MI | MISO_WUMS | MISO_MI | Internal | Shoulder | B14 | 900 | 99 | 0 | 40.55 | 40.53 | 0.01 | 0
2020 | MISO_WUMS_2_MISO_MI | MISO_WUMS | MISO_MI | Internal | Shoulder | B15 | 1203 | 99 | 99 | 37.85 | 37.89 | 0.01 | 0.04
2020 | MISO_WUMS_2_MISO_MI | MISO_WUMS | MISO_MI | Internal | Summer | B1 | 10 | 99 | 98.97 | 63.4 | 63.92 | 0.01 | 0.51
2020 | MISO_WUMS_2_MISO_MI | MISO_WUMS | MISO_MI | Internal | Summer | B2 | 25 | 99 | 99 | 61.69 | 63.52 | 0.01 | 1.83
2020 | MISO_WUMS_2_MISO_MI | MISO_WUMS | MISO_MI | Internal | Summer | B3 | 75 | 99 | 0 | 59.88 | 59.28 | 0.01 | 0
2020 | MISO_WUMS_2_MISO_MI | MISO_WUMS | MISO_MI | Internal | Summer | B4 | 100 | 99 | 0 | 59.88 | 58.16 | 0.01 | 0
2020 | MISO_WUMS_2_MISO_MI | MISO_WUMS | MISO_MI | Internal | Summer | B5 | 200 | 99 | 0.04 | 55.82 | 55.81 | 0.01 | 0
2020 | MISO_WUMS_2_MISO_MI | MISO_WUMS | MISO_MI | Internal | Summer | B6 | 300 | 99 | 0.05 | 47.19 | 47.19 | 0.01 | 0
2020 | MISO_WUMS_2_MISO_MI | MISO_WUMS | MISO_MI | Internal | Summer | B7 | 400 | 99 | 40.24 | 40.46 | 40.47 | 0.01 | 0
2020 | MISO_WUMS_2_MISO_MI | MISO_WUMS | MISO_MI | Internal | Summer | B8 | 500 | 99 | 98.97 | 37.52 | 37.55 | 0.01 | 0.01
2020 | MISO_WUMS_2_MISO_MI | MISO_WUMS | MISO_MI | Internal | Summer | B9 | 800 | 99 | 98.99 | 37.33 | 37.38 | 0.01 | 0.04
2020 | MISO_WUMS_2_MISO_MI | MISO_WUMS | MISO_MI | Internal | Summer | B10 | 1262 | 99 | 99 | 35.66 | 36 | 0.01 | 0.33
2020 | MISO_WUMS_2_MISO_MI | MISO_WUMS | MISO_MI | Internal | Winter | B16 | 25 | 99 | 98.98 | 52.04 | 52.34 | 0.01 | 0.29
2020 | MISO_WUMS_2_MISO_MI | MISO_WUMS | MISO_MI | Internal | Winter | B17 | 100 | 99 | 0.15 | 46.07 | 46.07 | 0.01 | 0
2020 | MISO_WUMS_2_MISO_MI | MISO_WUMS | MISO_MI | Internal | Winter | B18 | 400 | 99 | 98.96 | 42.17 | 42.19 | 0.01 | 0.01
2020 | MISO_WUMS_2_MISO_MI | MISO_WUMS | MISO_MI | Internal | Winter | B19 | 700 | 99 | 98.98 | 41.38 | 41.4 | 0.01 | 0.01
2020 | MISO_WUMS_2_MISO_MI | MISO_WUMS | MISO_MI | Internal | Winter | B20 | 935 | 99 | 98.98 | 37.45 | 37.47 | 0.01 | 0.01
2020 | MISO_WUMS_2_MISO_W | MISO_WUMS | MISO_W | Internal | Shoulder | B11 | 25 | 1137 | 899.48 | 55.25 | 55.26 | 0.01 | 0
2020 | MISO_WUMS_2_MISO_W | MISO_WUMS | MISO_W | Internal | Shoulder | B12 | 200 | 1137 | 0.05 | 45.8 | 45.79 | 0.01 | 0
2020 | MISO_WUMS_2_MISO_W | MISO_WUMS | MISO_W | Internal | Shoulder | B13 | 600 | 1137 | 0.01 | 41.72 | 41.71 | 0.01 | 0
2020 | MISO_WUMS_2_MISO_W | MISO_WUMS | MISO_W | Internal | Shoulder | B14 | 900 | 1137 | 0 | 40.55 | 40.54 | 0.01 | 0
2020 | MISO_WUMS_2_MISO_W | MISO_WUMS | MISO_W | Internal | Shoulder | B15 | 1203 | 1137 | 831.49 | 37.85 | 37.86 | 0.01 | 0
2020 | MISO_WUMS_2_MISO_W | MISO_WUMS | MISO_W | Internal | Summer | B1 | 10 | 1137 | 1136.97 | 63.4 | 63.91 | 0.01 | 0.5
2020 | MISO_WUMS_2_MISO_W | MISO_WUMS | MISO_W | Internal | Summer | B2 | 25 | 1137 | 1136.99 | 61.69 | 62.58 | 0.01 | 0.88
2020 | MISO_WUMS_2_MISO_W | MISO_WUMS | MISO_W | Internal | Summer | B3 | 75 | 1137 | 1137 | 59.88 | 62.58 | 0.01 | 2.69
2020 | MISO_WUMS_2_MISO_W | MISO_WUMS | MISO_W | Internal | Summer | B4 | 100 | 1137 | 1137 | 59.88 | 62.47 | 0.01 | 2.58
2020 | MISO_WUMS_2_MISO_W | MISO_WUMS | MISO_W | Internal | Summer | B5 | 200 | 1137 | 941.83 | 55.82 | 55.83 | 0.01 | 0
2020 | MISO_WUMS_2_MISO_W | MISO_WUMS | MISO_W | Internal | Summer | B6 | 300 | 1137 | 670.49 | 47.19 | 47.2 | 0.01 | 0
2020 | MISO_WUMS_2_MISO_W | MISO_WUMS | MISO_W | Internal | Summer | B7 | 400 | 1137 | 0.02 | 40.46 | 40.45 | 0.01 | 0
2020 | MISO_WUMS_2_MISO_W | MISO_WUMS | MISO_W | Internal | Summer | B8 | 500 | 1137 | 0.02 | 37.52 | 37.51 | 0.01 | 0
2020 | MISO_WUMS_2_MISO_W | MISO_WUMS | MISO_W | Internal | Summer | B9 | 800 | 1137 | 350.37 | 37.33 | 37.34 | 0.01 | 0
2020 | MISO_WUMS_2_MISO_W | MISO_WUMS | MISO_W | Internal | Summer | B10 | 1262 | 1137 | 0 | 35.66 | 35.65 | 0.01 | 0
2020 | MISO_WUMS_2_MISO_W | MISO_WUMS | MISO_W | Internal | Winter | B16 | 25 | 1137 | 0.99 | 52.04 | 52.04 | 0.01 | 0
2020 | MISO_WUMS_2_MISO_W | MISO_WUMS | MISO_W | Internal | Winter | B17 | 100 | 1137 | 0.08 | 46.07 | 46.06 | 0.01 | 0
2020 | MISO_WUMS_2_MISO_W | MISO_WUMS | MISO_W | Internal | Winter | B18 | 400 | 1137 | 0.04 | 42.17 | 42.17 | 0.01 | 0
2020 | MISO_WUMS_2_MISO_W | MISO_WUMS | MISO_W | Internal | Winter | B19 | 700 | 1137 | 534.49 | 41.38 | 41.39 | 0.01 | 0
2020 | MISO_WUMS_2_MISO_W | MISO_WUMS | MISO_W | Internal | Winter | B20 | 935 | 1137 | 0 | 37.45 | 37.44 | 0.01 | 0
2020 | MISO_WUMS_2_PJM_ROR | MISO_WUMS | PJM_ROR | Internal | Shoulder | B11 | 25 | 1600 | 0 | 55.25 | 53.25 | 2 | 0
2020 | MISO_WUMS_2_PJM_ROR | MISO_WUMS | PJM_ROR | Internal | Shoulder | B12 | 200 | 1600 | 815.98 | 45.8 | 47.8 | 2 | 0
2020 | MISO_WUMS_2_PJM_ROR | MISO_WUMS | PJM_ROR | Internal | Shoulder | B13 | 600 | 1600 | 0 | 41.72 | 42.93 | 2 | 0
2020 | MISO_WUMS_2_PJM_ROR | MISO_WUMS | PJM_ROR | Internal | Shoulder | B14 | 900 | 1600 | 0 | 40.55 | 40.99 | 2 | 0
2020 | MISO_WUMS_2_PJM_ROR | MISO_WUMS | PJM_ROR | Internal | Shoulder | B15 | 1203 | 1600 | 0 | 37.85 | 37.21 | 2 | 0
2020 | MISO_WUMS_2_PJM_ROR | MISO_WUMS | PJM_ROR | Internal | Summer | B1 | 10 | 1600 | 1599.97 | 63.4 | 65.92 | 2 | 0.52
2020 | MISO_WUMS_2_PJM_ROR | MISO_WUMS | PJM_ROR | Internal | Summer | B2 | 25 | 1600 | 1394.57 | 61.69 | 63.69 | 2 | 0
2020 | MISO_WUMS_2_PJM_ROR | MISO_WUMS | PJM_ROR | Internal | Summer | B3 | 75 | 1600 | 0 | 59.88 | 61.28 | 2 | 0
2020 | MISO_WUMS_2_PJM_ROR | MISO_WUMS | PJM_ROR | Internal | Summer | B4 | 100 | 1600 | 0 | 59.88 | 60.47 | 2 | 0
2020 | MISO_WUMS_2_PJM_ROR | MISO_WUMS | PJM_ROR | Internal | Summer | B5 | 200 | 1600 | 0 | 55.82 | 53.83 | 2 | 0
2020 | MISO_WUMS_2_PJM_ROR | MISO_WUMS | PJM_ROR | Internal | Summer | B6 | 300 | 1600 | 813.35 | 47.19 | 49.19 | 2 | 0
2020 | MISO_WUMS_2_PJM_ROR | MISO_WUMS | PJM_ROR | Internal | Summer | B7 | 400 | 1600 | 0 | 40.46 | 42.14 | 2 | 0
2020 | MISO_WUMS_2_PJM_ROR | MISO_WUMS | PJM_ROR | Internal | Summer | B8 | 500 | 1600 | 0 | 37.52 | 37.86 | 2 | 0
2020 | MISO_WUMS_2_PJM_ROR | MISO_WUMS | PJM_ROR | Internal | Summer | B9 | 800 | 1600 | 0 | 37.33 | 37.31 | 2 | 0
2020 | MISO_WUMS_2_PJM_ROR | MISO_WUMS | PJM_ROR | Internal | Summer | B10 | 1262 | 1600 | 0 | 35.66 | 35.11 | 2 | 0
2020 | MISO_WUMS_2_PJM_ROR | MISO_WUMS | PJM_ROR | Internal | Winter | B16 | 25 | 1600 | 332.65 | 52.04 | 54.04 | 2 | 0
2020 | MISO_WUMS_2_PJM_ROR | MISO_WUMS | PJM_ROR | Internal | Winter | B17 | 100 | 1600 | 1184.96 | 46.07 | 48.07 | 2 | 0
2020 | MISO_WUMS_2_PJM_ROR | MISO_WUMS | PJM_ROR | Internal | Winter | B18 | 400 | 1600 | 192.77 | 42.17 | 44.17 | 2 | 0
2020 | MISO_WUMS_2_PJM_ROR | MISO_WUMS | PJM_ROR | Internal | Winter | B19 | 700 | 1600 | 0 | 41.38 | 42 | 2 | 0
2020 | MISO_WUMS_2_PJM_ROR | MISO_WUMS | PJM_ROR | Internal | Winter | B20 | 935 | 1600 | 0 | 37.45 | 37.04 | 2 | 0
2020 | NE_2_MAPP_US | NE | MAPP_US | Internal | Shoulder | B11 | 25 | 1600 | 0 | 59.64 | 52.64 | 5 | 0
2020 | NE_2_MAPP_US | NE | MAPP_US | Internal | Shoulder | B12 | 200 | 1600 | 0 | 45.79 | 38.79 | 5 | 0
2020 | NE_2_MAPP_US | NE | MAPP_US | Internal | Shoulder | B13 | 600 | 1600 | 0 | 41.19 | 34.81 | 5 | 0
2020 | NE_2_MAPP_US | NE | MAPP_US | Internal | Shoulder | B14 | 900 | 1600 | 0 | 40.56 | 34.81 | 5 | 0
2020 | NE_2_MAPP_US | NE | MAPP_US | Internal | Shoulder | B15 | 1203 | 1600 | 0 | 38.66 | 34.81 | 5 | 0
2020 | NE_2_MAPP_US | NE | MAPP_US | Internal | Summer | B1 | 10 | 1600 | 0 | 64.47 | 57.47 | 5 | 0
2020 | NE_2_MAPP_US | NE | MAPP_US | Internal | Summer | B2 | 25 | 1600 | 0 | 64.47 | 57.47 | 5 | 0
2020 | NE_2_MAPP_US | NE | MAPP_US | Internal | Summer | B3 | 75 | 1600 | 0 | 64.47 | 57.47 | 5 | 0
2020 | NE_2_MAPP_US | NE | MAPP_US | Internal | Summer | B4 | 100 | 1600 | 0 | 64.38 | 57.38 | 5 | 0
2020 | NE_2_MAPP_US | NE | MAPP_US | Internal | Summer | B5 | 200 | 1600 | 0 | 62.82 | 55.82 | 5 | 0
2020 | NE_2_MAPP_US | NE | MAPP_US | Internal | Summer | B6 | 300 | 1600 | 0 | 49.93 | 42.93 | 5 | 0
2020 | NE_2_MAPP_US | NE | MAPP_US | Internal | Summer | B7 | 400 | 1600 | 0 | 40.93 | 33.93 | 5 | 0
2020 | NE_2_MAPP_US | NE | MAPP_US | Internal | Summer | B8 | 500 | 1600 | 0 | 38.84 | 31.84 | 5 | 0
2020 | NE_2_MAPP_US | NE | MAPP_US | Internal | Summer | B9 | 800 | 1600 | 0 | 38.84 | 31.84 | 5 | 0
2020 | NE_2_MAPP_US | NE | MAPP_US | Internal | Summer | B10 | 1262 | 1600 | 0 | 37.35 | 30.35 | 5 | 0
2020 | NE_2_MAPP_US | NE | MAPP_US | Internal | Winter | B16 | 25 | 1600 | 0 | 52.04 | 45.04 | 5 | 0
2020 | NE_2_MAPP_US | NE | MAPP_US | Internal | Winter | B17 | 100 | 1600 | 0 | 43.2 | 39.06 | 5 | 0
2020 | NE_2_MAPP_US | NE | MAPP_US | Internal | Winter | B18 | 400 | 1600 | 0 | 42.75 | 36.57 | 5 | 0
2020 | NE_2_MAPP_US | NE | MAPP_US | Internal | Winter | B19 | 700 | 1600 | 0 | 40.66 | 36.57 | 5 | 0
2020 | NE_2_MAPP_US | NE | MAPP_US | Internal | Winter | B20 | 935 | 1600 | 0 | 38.66 | 32.99 | 5 | 0
2020 | NE_2_MISO_W | NE | MISO_W | Internal | Shoulder | B11 | 25 | 1600 | 0 | 59.64 | 55.26 | 5 | 0
2020 | NE_2_MISO_W | NE | MISO_W | Internal | Shoulder | B12 | 200 | 1600 | 0 | 45.79 | 45.79 | 5 | 0
2020 | NE_2_MISO_W | NE | MISO_W | Internal | Shoulder | B13 | 600 | 1600 | 0 | 41.19 | 41.71 | 5 | 0
2020 | NE_2_MISO_W | NE | MISO_W | Internal | Shoulder | B14 | 900 | 1600 | 0 | 40.56 | 40.54 | 5 | 0
2020 | NE_2_MISO_W | NE | MISO_W | Internal | Shoulder | B15 | 1203 | 1600 | 0 | 38.66 | 37.86 | 5 | 0
2020 | NE_2_MISO_W | NE | MISO_W | Internal | Summer | B1 | 10 | 1600 | 0 | 64.47 | 63.91 | 5 | 0
2020 | NE_2_MISO_W | NE | MISO_W | Internal | Summer | B2 | 25 | 1600 | 0 | 64.47 | 62.58 | 5 | 0
2020 | NE_2_MISO_W | NE | MISO_W | Internal | Summer | B3 | 75 | 1600 | 0 | 64.47 | 62.58 | 5 | 0
2020 | NE_2_MISO_W | NE | MISO_W | Internal | Summer | B4 | 100 | 1600 | 0 | 64.38 | 62.47 | 5 | 0
2020 | NE_2_MISO_W | NE | MISO_W | Internal | Summer | B5 | 200 | 1600 | 0 | 62.82 | 55.83 | 5 | 0
2020 | NE_2_MISO_W | NE | MISO_W | Internal | Summer | B6 | 300 | 1600 | 0 | 49.93 | 47.2 | 5 | 0
2020 | NE_2_MISO_W | NE | MISO_W | Internal | Summer | B7 | 400 | 1600 | 0 | 40.93 | 40.45 | 5 | 0
2020 | NE_2_MISO_W | NE | MISO_W | Internal | Summer | B8 | 500 | 1600 | 0 | 38.84 | 37.51 | 5 | 0
2020 | NE_2_MISO_W | NE | MISO_W | Internal | Summer | B9 | 800 | 1600 | 0 | 38.84 | 37.34 | 5 | 0
2020 | NE_2_MISO_W | NE | MISO_W | Internal | Summer | B10 | 1262 | 1600 | 0 | 37.35 | 35.65 | 5 | 0
2020 | NE_2_MISO_W | NE | MISO_W | Internal | Winter | B16 | 25 | 1600 | 0 | 52.04 | 52.04 | 5 | 0
2020 | NE_2_MISO_W | NE | MISO_W | Internal | Winter | B17 | 100 | 1600 | 0 | 43.2 | 46.06 | 5 | 0
2020 | NE_2_MISO_W | NE | MISO_W | Internal | Winter | B18 | 400 | 1600 | 0 | 42.75 | 42.17 | 5 | 0
2020 | NE_2_MISO_W | NE | MISO_W | Internal | Winter | B19 | 700 | 1600 | 0 | 40.66 | 41.39 | 5 | 0
2020 | NE_2_MISO_W | NE | MISO_W | Internal | Winter | B20 | 935 | 1600 | 0 | 38.66 | 37.44 | 5 | 0
2020 | NE_2_SPP_N | NE | SPP_N | Internal | Shoulder | B11 | 25 | 1800 | 1800 | 59.64 | 62.26 | 0.01 | 2.61
2020 | NE_2_SPP_N | NE | SPP_N | Internal | Shoulder | B12 | 200 | 1800 | 547.18 | 45.79 | 45.8 | 0.01 | 0
2020 | NE_2_SPP_N | NE | SPP_N | Internal | Shoulder | B13 | 600 | 1800 | 219.71 | 41.19 | 41.21 | 0.01 | 0
2020 | NE_2_SPP_N | NE | SPP_N | Internal | Shoulder | B14 | 900 | 1800 | 449.21 | 40.56 | 40.57 | 0.01 | 0
2020 | NE_2_SPP_N | NE | SPP_N | Internal | Shoulder | B15 | 1203 | 1800 | 875.57 | 38.66 | 38.67 | 0.01 | 0
2020 | NE_2_SPP_N | NE | SPP_N | Internal | Summer | B1 | 10 | 1800 | 1799.99 | 64.47 | 66.03 | 0.01 | 1.55
2020 | NE_2_SPP_N | NE | SPP_N | Internal | Summer | B2 | 25 | 1800 | 1800 | 64.47 | 66.03 | 0.01 | 1.55
2020 | NE_2_SPP_N | NE | SPP_N | Internal | Summer | B3 | 75 | 1800 | 1800 | 64.47 | 66.03 | 0.01 | 1.55
2020 | NE_2_SPP_N | NE | SPP_N | Internal | Summer | B4 | 100 | 1800 | 1799.23 | 64.38 | 64.39 | 0.01 | 0
2020 | NE_2_SPP_N | NE | SPP_N | Internal | Summer | B5 | 200 | 1800 | 1767.39 | 62.82 | 62.83 | 0.01 | 0
2020 | NE_2_SPP_N | NE | SPP_N | Internal | Summer | B6 | 300 | 1800 | 1800 | 49.93 | 54.2 | 0.01 | 4.26
2020 | NE_2_SPP_N | NE | SPP_N | Internal | Summer | B7 | 400 | 1800 | 1800 | 40.93 | 42.15 | 0.01 | 1.21
2020 | NE_2_SPP_N | NE | SPP_N | Internal | Summer | B8 | 500 | 1800 | 1800 | 38.84 | 39.96 | 0.01 | 1.11
2020 | NE_2_SPP_N | NE | SPP_N | Internal | Summer | B9 | 800 | 1800 | 1437.16 | 38.84 | 38.85 | 0.01 | 0
2020 | NE_2_SPP_N | NE | SPP_N | Internal | Summer | B10 | 1262 | 1800 | 1800 | 37.35 | 38.76 | 0.01 | 1.4
2020 | NE_2_SPP_N | NE | SPP_N | Internal | Winter | B16 | 25 | 1800 | 1800 | 52.04 | 53.97 | 0.01 | 1.92
2020 | NE_2_SPP_N | NE | SPP_N | Internal | Winter | B17 | 100 | 1800 | 934.15 | 43.2 | 43.22 | 0.01 | 0
2020 | NE_2_SPP_N | NE | SPP_N | Internal | Winter | B18 | 400 | 1800 | 1026.25 | 42.75 | 42.76 | 0.01 | 0
2020 | NE_2_SPP_N | NE | SPP_N | Internal | Winter | B19 | 700 | 1800 | 741.37 | 40.66 | 40.67 | 0.01 | 0
2020 | NE_2_SPP_N | NE | SPP_N | Internal | Winter | B20 | 935 | 1800 | 1502.82 | 38.66 | 38.67 | 0.01 | 0
2020 | NEISO_2_NYISO_A-F | NEISO | NYISO_A-F | Internal | Shoulder | B11 | 25 | 600 | 167.31 | 37.67 | 40.67 | 3 | 0
2020 | NEISO_2_NYISO_A-F | NEISO | NYISO_A-F | Internal | Shoulder | B12 | 200 | 600 | 0 | 37.67 | 39.85 | 3 | 0
2020 | NEISO_2_NYISO_A-F | NEISO | NYISO_A-F | Internal | Shoulder | B13 | 600 | 600 | 0 | 37.67 | 39.85 | 3 | 0
2020 | NEISO_2_NYISO_A-F | NEISO | NYISO_A-F | Internal | Shoulder | B14 | 900 | 600 | 0 | 37.67 | 39.45 | 3 | 0
2020 | NEISO_2_NYISO_A-F | NEISO | NYISO_A-F | Internal | Shoulder | B15 | 1203 | 600 | 0 | 37.67 | 39.45 | 3 | 0
2020 | NEISO_2_NYISO_A-F | NEISO | NYISO_A-F | Internal | Summer | B1 | 10 | 600 | 0 | 75.39 | 57.93 | 3 | 0
2020 | NEISO_2_NYISO_A-F | NEISO | NYISO_A-F | Internal | Summer | B2 | 25 | 600 | 0 | 66.7 | 55.7 | 3 | 0
2020 | NEISO_2_NYISO_A-F | NEISO | NYISO_A-F | Internal | Summer | B3 | 75 | 600 | 0 | 50.14 | 52.87 | 3 | 0
2020 | NEISO_2_NYISO_A-F | NEISO | NYISO_A-F | Internal | Summer | B4 | 100 | 600 | 357.67 | 42.81 | 45.81 | 3 | 0
2020 | NEISO_2_NYISO_A-F | NEISO | NYISO_A-F | Internal | Summer | B5 | 200 | 600 | 600 | 34.9 | 44.74 | 3 | 6.85
2020 | NEISO_2_NYISO_A-F | NEISO | NYISO_A-F | Internal | Summer | B6 | 300 | 600 | 600 | 34.9 | 42.03 | 3 | 4.14
2020 | NEISO_2_NYISO_A-F | NEISO | NYISO_A-F | Internal | Summer | B7 | 400 | 600 | 600 | 34.9 | 40.44 | 3 | 2.54
2020 | NEISO_2_NYISO_A-F | NEISO | NYISO_A-F | Internal | Summer | B8 | 500 | 600 | 331.96 | 34.9 | 37.9 | 3 | 0
2020 | NEISO_2_NYISO_A-F | NEISO | NYISO_A-F | Internal | Summer | B9 | 800 | 600 | 0 | 34.9 | 37.87 | 3 | 0
2020 | NEISO_2_NYISO_A-F | NEISO | NYISO_A-F | Internal | Summer | B10 | 1262 | 600 | 0 | 34.9 | 37.87 | 3 | 0
2020 | NEISO_2_NYISO_A-F | NEISO | NYISO_A-F | Internal | Winter | B16 | 25 | 600 | 0 | 46.27 | 44.97 | 3 | 0
2020 | NEISO_2_NYISO_A-F | NEISO | NYISO_A-F | Internal | Winter | B17 | 100 | 600 | 0 | 46.27 | 43.27 | 3 | 0
2020 | NEISO_2_NYISO_A-F | NEISO | NYISO_A-F | Internal | Winter | B18 | 400 | 600 | 0 | 46.27 | 42.19 | 3 | 0
2020 | NEISO_2_NYISO_A-F | NEISO | NYISO_A-F | Internal | Winter | B19 | 700 | 600 | 0 | 46.27 | 42.19 | 3 | 0
2020 | NEISO_2_NYISO_A-F | NEISO | NYISO_A-F | Internal | Winter | B20 | 935 | 600 | 0 | 46.27 | 42.19 | 3 | 0
2020 | NEISO_2_NYISO_G-I | NEISO | NYISO_G-I | Internal | Shoulder | B11 | 25 | 600 | 600 | 37.67 | 53.27 | 3 | 12.6
2020 | NEISO_2_NYISO_G-I | NEISO | NYISO_G-I | Internal | Shoulder | B12 | 200 | 600 | 93.63 | 37.67 | 40.67 | 3 | 0
2020 | NEISO_2_NYISO_G-I | NEISO | NYISO_G-I | Internal | Shoulder | B13 | 600 | 600 | 0.02 | 37.67 | 40.66 | 3 | 0
2020 | NEISO_2_NYISO_G-I | NEISO | NYISO_G-I | Internal | Shoulder | B14 | 900 | 600 | 0 | 37.67 | 40.08 | 3 | 0
2020 | NEISO_2_NYISO_G-I | NEISO | NYISO_G-I | Internal | Shoulder | B15 | 1203 | 600 | 0 | 37.67 | 39.46 | 3 | 0
2020 | NEISO_2_NYISO_G-I | NEISO | NYISO_G-I | Internal | Summer | B1 | 10 | 600 | 343.59 | 75.39 | 78.39 | 3 | 0
2020 | NEISO_2_NYISO_G-I | NEISO | NYISO_G-I | Internal | Summer | B2 | 25 | 600 | 555.27 | 66.7 | 69.7 | 3 | 0
2020 | NEISO_2_NYISO_G-I | NEISO | NYISO_G-I | Internal | Summer | B3 | 75 | 600 | 584.65 | 50.14 | 53.14 | 3 | 0
2020 | NEISO_2_NYISO_G-I | NEISO | NYISO_G-I | Internal | Summer | B4 | 100 | 600 | 600 | 42.81 | 49.17 | 3 | 3.36
2020 | NEISO_2_NYISO_G-I | NEISO | NYISO_G-I | Internal | Summer | B5 | 200 | 600 | 600 | 34.9 | 49.17 | 3 | 11.27
2020 | NEISO_2_NYISO_G-I | NEISO | NYISO_G-I | Internal | Summer | B6 | 300 | 600 | 600 | 34.9 | 49.17 | 3 | 11.27
2020 | NEISO_2_NYISO_G-I | NEISO | NYISO_G-I | Internal | Summer | B7 | 400 | 600 | 600 | 34.9 | 48.12 | 3 | 10.22
2020 | NEISO_2_NYISO_G-I | NEISO | NYISO_G-I | Internal | Summer | B8 | 500 | 600 | 599.97 | 34.9 | 37.91 | 3 | 0.01
2020 | NEISO_2_NYISO_G-I | NEISO | NYISO_G-I | Internal | Summer | B9 | 800 | 600 | 0.02 | 34.9 | 37.88 | 3 | 0
2020 | NEISO_2_NYISO_G-I | NEISO | NYISO_G-I | Internal | Summer | B10 | 1262 | 600 | 0.01 | 34.9 | 37.88 | 3 | 0
2020 | NEISO_2_NYISO_G-I | NEISO | NYISO_G-I | Internal | Winter | B16 | 25 | 600 | 600 | 46.27 | 60.06 | 3 | 10.79
2020 | NEISO_2_NYISO_G-I | NEISO | NYISO_G-I | Internal | Winter | B17 | 100 | 600 | 600 | 46.27 | 54.08 | 3 | 4.81
2020 | NEISO_2_NYISO_G-I | NEISO | NYISO_G-I | Internal | Winter | B18 | 400 | 600 | 600 | 46.27 | 50.78 | 3 | 1.51
2020 | NEISO_2_NYISO_G-I | NEISO | NYISO_G-I | Internal | Winter | B19 | 700 | 600 | 138.2 | 46.27 | 49.27 | 3 | 0
2020 | NEISO_2_NYISO_G-I | NEISO | NYISO_G-I | Internal | Winter | B20 | 935 | 600 | 0 | 46.27 | 45.54 | 3 | 0
2020 | NEISO_2_NYISO_J-K | NEISO | NYISO_J-K | Internal | Shoulder | B11 | 25 | 430 | 430 | 37.67 | 53.28 | 3 | 12.61
2020 | NEISO_2_NYISO_J-K | NEISO | NYISO_J-K | Internal | Shoulder | B12 | 200 | 430 | 429.92 | 37.67 | 40.68 | 3 | 0.01
2020 | NEISO_2_NYISO_J-K | NEISO | NYISO_J-K | Internal | Shoulder | B13 | 600 | 430 | 95.68 | 37.67 | 40.67 | 3 | 0
2020 | NEISO_2_NYISO_J-K | NEISO | NYISO_J-K | Internal | Shoulder | B14 | 900 | 430 | 0 | 37.67 | 40.09 | 3 | 0
2020 | NEISO_2_NYISO_J-K | NEISO | NYISO_J-K | Internal | Shoulder | B15 | 1203 | 430 | 0 | 37.67 | 39.47 | 3 | 0
2020 | NEISO_2_NYISO_J-K | NEISO | NYISO_J-K | Internal | Summer | B1 | 10 | 430 | 428.68 | 75.39 | 78.4 | 3 | 0.01
2020 | NEISO_2_NYISO_J-K | NEISO | NYISO_J-K | Internal | Summer | B2 | 25 | 430 | 429.51 | 66.7 | 69.71 | 3 | 0.01
2020 | NEISO_2_NYISO_J-K | NEISO | NYISO_J-K | Internal | Summer | B3 | 75 | 430 | 429.84 | 50.14 | 53.15 | 3 | 0.01
2020 | NEISO_2_NYISO_J-K | NEISO | NYISO_J-K | Internal | Summer | B4 | 100 | 430 | 430 | 42.81 | 49.18 | 3 | 3.37
2020 | NEISO_2_NYISO_J-K | NEISO | NYISO_J-K | Internal | Summer | B5 | 200 | 430 | 430 | 34.9 | 49.18 | 3 | 11.28
2020 | NEISO_2_NYISO_J-K | NEISO | NYISO_J-K | Internal | Summer | B6 | 300 | 430 | 430 | 34.9 | 49.18 | 3 | 11.28
2020 | NEISO_2_NYISO_J-K | NEISO | NYISO_J-K | Internal | Summer | B7 | 400 | 430 | 430 | 34.9 | 48.13 | 3 | 10.23
2020 | NEISO_2_NYISO_J-K | NEISO | NYISO_J-K | Internal | Summer | B8 | 500 | 430 | 429.98 | 34.9 | 37.92 | 3 | 0.02
2020 | NEISO_2_NYISO_J-K | NEISO | NYISO_J-K | Internal | Summer | B9 | 800 | 430 | 202.15 | 34.9 | 37.9 | 3 | 0
2020 | NEISO_2_NYISO_J-K | NEISO | NYISO_J-K | Internal | Summer | B10 | 1262 | 430 | 93.02 | 34.9 | 37.9 | 3 | 0
2020 | NEISO_2_NYISO_J-K | NEISO | NYISO_J-K | Internal | Winter | B16 | 25 | 430 | 430 | 46.27 | 60.07 | 3 | 10.8
2020 | NEISO_2_NYISO_J-K | NEISO | NYISO_J-K | Internal | Winter | B17 | 100 | 430 | 430 | 46.27 | 54.09 | 3 | 4.82
2020 | NEISO_2_NYISO_J-K | NEISO | NYISO_J-K | Internal | Winter | B18 | 400 | 430 | 430 | 46.27 | 50.79 | 3 | 1.52
2020 | NEISO_2_NYISO_J-K | NEISO | NYISO_J-K | Internal | Winter | B19 | 700 | 430 | 429.98 | 46.27 | 49.29 | 3 | 0.01
2020 | NEISO_2_NYISO_J-K | NEISO | NYISO_J-K | Internal | Winter | B20 | 935 | 430 | 0 | 46.27 | 45.55 | 3 | 0
2020 | NonRTO_Midwest_2_MISO_IN | NonRTO_Midwest | MISO_IN | Internal | Shoulder | B11 | 25 | 4450 | 0 | 63.26 | 55.26 | 8 | 0
2020 | NonRTO_Midwest_2_MISO_IN | NonRTO_Midwest | MISO_IN | Internal | Shoulder | B12 | 200 | 4450 | 0 | 53.81 | 45.81 | 8 | 0
2020 | NonRTO_Midwest_2_MISO_IN | NonRTO_Midwest | MISO_IN | Internal | Shoulder | B13 | 600 | 4450 | 0 | 47.98 | 41.74 | 8 | 0
2020 | NonRTO_Midwest_2_MISO_IN | NonRTO_Midwest | MISO_IN | Internal | Shoulder | B14 | 900 | 4450 | 0 | 43.41 | 40.54 | 8 | 0
2020 | NonRTO_Midwest_2_MISO_IN | NonRTO_Midwest | MISO_IN | Internal | Shoulder | B15 | 1203 | 4450 | 0 | 36.29 | 37.88 | 8 | 0
2020 | NonRTO_Midwest_2_MISO_IN | NonRTO_Midwest | MISO_IN | Internal | Summer | B1 | 10 | 4450 | 0 | 68.51 | 63.93 | 8 | 0
2020 | NonRTO_Midwest_2_MISO_IN | NonRTO_Midwest | MISO_IN | Internal | Summer | B2 | 25 | 4450 | 0 | 68.51 | 63.54 | 8 | 0
2020 | NonRTO_Midwest_2_MISO_IN | NonRTO_Midwest | MISO_IN | Internal | Summer | B3 | 75 | 4450 | 0 | 68.51 | 61.15 | 8 | 0
2020 | NonRTO_Midwest_2_MISO_IN | NonRTO_Midwest | MISO_IN | Internal | Summer | B4 | 100 | 4450 | 0 | 68.51 | 60.51 | 8 | 0
2020 | NonRTO_Midwest_2_MISO_IN | NonRTO_Midwest | MISO_IN | Internal | Summer | B5 | 200 | 4450 | 0 | 63.83 | 55.83 | 8 | 0
2020 | NonRTO_Midwest_2_MISO_IN | NonRTO_Midwest | MISO_IN | Internal | Summer | B6 | 300 | 4450 | 0 | 55.2 | 47.2 | 8 | 0
2020 | NonRTO_Midwest_2_MISO_IN | NonRTO_Midwest | MISO_IN | Internal | Summer | B7 | 400 | 4450 | 0 | 44.5 | 40.47 | 8 | 0
2020 | NonRTO_Midwest_2_MISO_IN | NonRTO_Midwest | MISO_IN | Internal | Summer | B8 | 500 | 4450 | 0 | 38.99 | 37.53 | 8 | 0
2020 | NonRTO_Midwest_2_MISO_IN | NonRTO_Midwest | MISO_IN | Internal | Summer | B9 | 800 | 4450 | 0 | 37.38 | 37.36 | 8 | 0
2020 | NonRTO_Midwest_2_MISO_IN | NonRTO_Midwest | MISO_IN | Internal | Summer | B10 | 1262 | 4450 | 0 | 35.2 | 35.99 | 8 | 0
2020 | NonRTO_Midwest_2_MISO_IN | NonRTO_Midwest | MISO_IN | Internal | Winter | B16 | 25 | 4450 | 0 | 60.35 | 52.35 | 8 | 0
2020 | NonRTO_Midwest_2_MISO_IN | NonRTO_Midwest | MISO_IN | Internal | Winter | B17 | 100 | 4450 | 0 | 54.08 | 46.08 | 8 | 0
2020 | NonRTO_Midwest_2_MISO_IN | NonRTO_Midwest | MISO_IN | Internal | Winter | B18 | 400 | 4450 | 0 | 50.18 | 42.18 | 8 | 0
2020 | NonRTO_Midwest_2_MISO_IN | NonRTO_Midwest | MISO_IN | Internal | Winter | B19 | 700 | 4450 | 0 | 43.41 | 41.39 | 8 | 0
2020 | NonRTO_Midwest_2_MISO_IN | NonRTO_Midwest | MISO_IN | Internal | Winter | B20 | 935 | 4450 | 0 | 36.36 | 37.46 | 8 | 0
2020 | NonRTO_Midwest_2_TVA_Transmission | NonRTO_Midwest | TVA_Transmission | Internal | Shoulder | B11 | 25 | 2400 | 0 | 63.26 | 58.91 | 8 | 0
2020 | NonRTO_Midwest_2_TVA_Transmission | NonRTO_Midwest | TVA_Transmission | Internal | Shoulder | B12 | 200 | 2400 | 0 | 53.81 | 47.63 | 8 | 0
2020 | NonRTO_Midwest_2_TVA_Transmission | NonRTO_Midwest | TVA_Transmission | Internal | Shoulder | B13 | 600 | 2400 | 0 | 47.98 | 45.02 | 8 | 0
2020 | NonRTO_Midwest_2_TVA_Transmission | NonRTO_Midwest | TVA_Transmission | Internal | Shoulder | B14 | 900 | 2400 | 0 | 43.41 | 44.17 | 8 | 0
2020 | NonRTO_Midwest_2_TVA_Transmission | NonRTO_Midwest | TVA_Transmission | Internal | Shoulder | B15 | 1203 | 2400 | 0 | 36.29 | 42.52 | 8 | 0
2020 | NonRTO_Midwest_2_TVA_Transmission | NonRTO_Midwest | TVA_Transmission | Internal | Summer | B1 | 10 | 2400 | 0 | 68.51 | 71.92 | 8 | 0
2020 | NonRTO_Midwest_2_TVA_Transmission | NonRTO_Midwest | TVA_Transmission | Internal | Summer | B2 | 25 | 2400 | 0 | 68.51 | 69.69 | 8 | 0
2020 | NonRTO_Midwest_2_TVA_Transmission | NonRTO_Midwest | TVA_Transmission | Internal | Summer | B3 | 75 | 2400 | 0 | 68.51 | 67.28 | 8 | 0
2020 | NonRTO_Midwest_2_TVA_Transmission | NonRTO_Midwest | TVA_Transmission | Internal | Summer | B4 | 100 | 2400 | 0 | 68.51 | 66.47 | 8 | 0
2020 | NonRTO_Midwest_2_TVA_Transmission | NonRTO_Midwest | TVA_Transmission | Internal | Summer | B5 | 200 | 2400 | 0 | 63.83 | 59.16 | 8 | 0
2020 | NonRTO_Midwest_2_TVA_Transmission | NonRTO_Midwest | TVA_Transmission | Internal | Summer | B6 | 300 | 2400 | 0 | 55.2 | 53.91 | 8 | 0
2020 | NonRTO_Midwest_2_TVA_Transmission | NonRTO_Midwest | TVA_Transmission | Internal | Summer | B7 | 400 | 2400 | 0 | 44.5 | 46.9 | 8 | 0
2020 | NonRTO_Midwest_2_TVA_Transmission | NonRTO_Midwest | TVA_Transmission | Internal | Summer | B8 | 500 | 2400 | 0 | 38.99 | 41.86 | 8 | 0
2020 | NonRTO_Midwest_2_TVA_Transmission | NonRTO_Midwest | TVA_Transmission | Internal | Summer | B9 | 800 | 2400 | 0 | 37.38 | 41.56 | 8 | 0
2020 | NonRTO_Midwest_2_TVA_Transmission | NonRTO_Midwest | TVA_Transmission | Internal | Summer | B10 | 1262 | 2400 | 0 | 35.2 | 39.04 | 8 | 0
2020 | NonRTO_Midwest_2_TVA_Transmission | NonRTO_Midwest | TVA_Transmission | Internal | Winter | B16 | 25 | 2400 | 0 | 60.35 | 59.18 | 8 | 0
2020 | NonRTO_Midwest_2_TVA_Transmission | NonRTO_Midwest | TVA_Transmission | Internal | Winter | B17 | 100 | 2400 | 0 | 54.08 | 49.3 | 8 | 0
2020 | NonRTO_Midwest_2_TVA_Transmission | NonRTO_Midwest | TVA_Transmission | Internal | Winter | B18 | 400 | 2400 | 0 | 50.18 | 45.94 | 8 | 0
2020 | NonRTO_Midwest_2_TVA_Transmission | NonRTO_Midwest | TVA_Transmission | Internal | Winter | B19 | 700 | 2400 | 0 | 43.41 | 44.58 | 8 | 0
2020 | NonRTO_Midwest_2_TVA_Transmission | NonRTO_Midwest | TVA_Transmission | Internal | Winter | B20 | 935 | 2400 | 0 | 36.36 | 42.48 | 8 | 0
2020 | NYISO_A-F_2_IESO | NYISO_A-F | IESO | Internal | Shoulder | B11 | 25 | 1600 | 0 | 40.67 | 32.26 | 7 | 0
2020 | NYISO_A-F_2_IESO | NYISO_A-F | IESO | Internal | Shoulder | B12 | 200 | 1600 | 0 | 39.85 | 32.26 | 7 | 0
2020 | NYISO_A-F_2_IESO | NYISO_A-F | IESO | Internal | Shoulder | B13 | 600 | 1600 | 0 | 39.85 | 32.26 | 7 | 0
2020 | NYISO_A-F_2_IESO | NYISO_A-F | IESO | Internal | Shoulder | B14 | 900 | 1600 | 0 | 39.45 | 32.26 | 7 | 0
2020 | NYISO_A-F_2_IESO | NYISO_A-F | IESO | Internal | Shoulder | B15 | 1203 | 1600 | 0 | 39.45 | 32.26 | 7 | 0
2020 | NYISO_A-F_2_IESO | NYISO_A-F | IESO | Internal | Summer | B1 | 10 | 1600 | 0 | 57.93 | 50.93 | 7 | 0
2020 | NYISO_A-F_2_IESO | NYISO_A-F | IESO | Internal | Summer | B2 | 25 | 1600 | 0 | 55.7 | 48.7 | 7 | 0
2020 | NYISO_A-F_2_IESO | NYISO_A-F | IESO | Internal | Summer | B3 | 75 | 1600 | 0 | 52.87 | 43.47 | 7 | 0
2020 | NYISO_A-F_2_IESO | NYISO_A-F | IESO | Internal | Summer | B4 | 100 | 1600 | 0 | 45.81 | 37.74 | 7 | 0
2020 | NYISO_A-F_2_IESO | NYISO_A-F | IESO | Internal | Summer | B5 | 200 | 1600 | 0 | 44.74 | 37.74 | 7 | 0
2020 | NYISO_A-F_2_IESO | NYISO_A-F | IESO | Internal | Summer | B6 | 300 | 1600 | 0 | 42.03 | 35.03 | 7 | 0
2020 | NYISO_A-F_2_IESO | NYISO_A-F | IESO | Internal | Summer | B7 | 400 | 1600 | 0 | 40.44 | 33.44 | 7 | 0
2020 | NYISO_A-F_2_IESO | NYISO_A-F | IESO | Internal | Summer | B8 | 500 | 1600 | 0 | 37.9 | 30.55 | 7 | 0
2020 | NYISO_A-F_2_IESO | NYISO_A-F | IESO | Internal | Summer | B9 | 800 | 1600 | 0 | 37.87 | 30.55 | 7 | 0
2020 | NYISO_A-F_2_IESO | NYISO_A-F | IESO | Internal | Summer | B10 | 1262 | 1600 | 0 | 37.87 | 30.55 | 7 | 0
2020 | NYISO_A-F_2_IESO | NYISO_A-F | IESO | Internal | Winter | B16 | 25 | 1600 | 0 | 44.97 | 37.97 | 7 | 0
2020 | NYISO_A-F_2_IESO | NYISO_A-F | IESO | Internal | Winter | B17 | 100 | 1600 | 0 | 43.27 | 36.27 | 7 | 0
2020 | NYISO_A-F_2_IESO | NYISO_A-F | IESO | Internal | Winter | B18 | 400 | 1600 | 0 | 42.19 | 35.19 | 7 | 0
2020 | NYISO_A-F_2_IESO | NYISO_A-F | IESO | Internal | Winter | B19 | 700 | 1600 | 0 | 42.19 | 35.19 | 7 | 0
2020 | NYISO_A-F_2_IESO | NYISO_A-F | IESO | Internal | Winter | B20 | 935 | 1600 | 0 | 42.19 | 35.19 | 7 | 0
2020 | NYISO_A-F_2_NEISO | NYISO_A-F | NEISO | Internal | Shoulder | B11 | 25 | 600 | 0 | 40.67 | 37.67 | 3 | 0
2020 | NYISO_A-F_2_NEISO | NYISO_A-F | NEISO | Internal | Shoulder | B12 | 200 | 600 | 0 | 39.85 | 37.67 | 3 | 0
2020 | NYISO_A-F_2_NEISO | NYISO_A-F | NEISO | Internal | Shoulder | B13 | 600 | 600 | 0 | 39.85 | 37.67 | 3 | 0
2020 | NYISO_A-F_2_NEISO | NYISO_A-F | NEISO | Internal | Shoulder | B14 | 900 | 600 | 0 | 39.45 | 37.67 | 3 | 0
2020 | NYISO_A-F_2_NEISO | NYISO_A-F | NEISO | Internal | Shoulder | B15 | 1203 | 600 | 0 | 39.45 | 37.67 | 3 | 0
2020 | NYISO_A-F_2_NEISO | NYISO_A-F | NEISO | Internal | Summer | B1 | 10 | 600 | 600 | 57.93 | 75.39 | 3 | 14.45
2020 | NYISO_A-F_2_NEISO | NYISO_A-F | NEISO | Internal | Summer | B2 | 25 | 600 | 600 | 55.7 | 66.7 | 3 | 8
2020 | NYISO_A-F_2_NEISO | NYISO_A-F | NEISO | Internal | Summer | B3 | 75 | 600 | 0 | 52.87 | 50.14 | 3 | 0
2020 | NYISO_A-F_2_NEISO | NYISO_A-F | NEISO | Internal | Summer | B4 | 100 | 600 | 0 | 45.81 | 42.81 | 3 | 0
2020 | NYISO_A-F_2_NEISO | NYISO_A-F | NEISO | Internal | Summer | B5 | 200 | 600 | 0 | 44.74 | 34.9 | 3 | 0
2020 | NYISO_A-F_2_NEISO | NYISO_A-F | NEISO | Internal | Summer | B6 | 300 | 600 | 0 | 42.03 | 34.9 | 3 | 0
2020 | NYISO_A-F_2_NEISO | NYISO_A-F | NEISO | Internal | Summer | B7 | 400 | 600 | 0 | 40.44 | 34.9 | 3 | 0
2020 | NYISO_A-F_2_NEISO | NYISO_A-F | NEISO | Internal | Summer | B8 | 500 | 600 | 0 | 37.9 | 34.9 | 3 | 0
2020 | NYISO_A-F_2_NEISO | NYISO_A-F | NEISO | Internal | Summer | B9 | 800 | 600 | 0 | 37.87 | 34.9 | 3 | 0
2020 | NYISO_A-F_2_NEISO | NYISO_A-F | NEISO | Internal | Summer | B10 | 1262 | 600 | 0 | 37.87 | 34.9 | 3 | 0
2020 | NYISO_A-F_2_NEISO | NYISO_A-F | NEISO | Internal | Winter | B16 | 25 | 600 | 0 | 44.97 | 46.27 | 3 | 0
2020 | NYISO_A-F_2_NEISO | NYISO_A-F | NEISO | Internal | Winter | B17 | 100 | 600 | 536.44 | 43.27 | 46.27 | 3 | 0
2020 | NYISO_A-F_2_NEISO | NYISO_A-F | NEISO | Internal | Winter | B18 | 400 | 600 | 600 | 42.19 | 46.27 | 3 | 1.08
2020 | NYISO_A-F_2_NEISO | NYISO_A-F | NEISO | Internal | Winter | B19 | 700 | 600 | 600 | 42.19 | 46.27 | 3 | 1.08
2020 | NYISO_A-F_2_NEISO | NYISO_A-F | NEISO | Internal | Winter | B20 | 935 | 600 | 600 | 42.19 | 46.27 | 3 | 1.08
2020 | NYISO_A-F_2_NYISO_G-I | NYISO_A-F | NYISO_G-I | Internal | Shoulder | B11 | 25 | 4250 | 4250 | 40.67 | 53.27 | 0.01 | 12.59
2020 | NYISO_A-F_2_NYISO_G-I | NYISO_A-F | NYISO_G-I | Internal | Shoulder | B12 | 200 | 4250 | 4250 | 39.85 | 40.67 | 0.01 | 0.81
2020 | NYISO_A-F_2_NYISO_G-I | NYISO_A-F | NYISO_G-I | Internal | Shoulder | B13 | 600 | 4250 | 4250 | 39.85 | 40.66 | 0.01 | 0.8
2020 | NYISO_A-F_2_NYISO_G-I | NYISO_A-F | NYISO_G-I | Internal | Shoulder | B14 | 900 | 4250 | 4250 | 39.45 | 40.08 | 0.01 | 0.62
2020 | NYISO_A-F_2_NYISO_G-I | NYISO_A-F | NYISO_G-I | Internal | Shoulder | B15 | 1203 | 4250 | 2558.99 | 39.45 | 39.46 | 0.01 | 0
2020 | NYISO_A-F_2_NYISO_G-I | NYISO_A-F | NYISO_G-I | Internal | Summer | B1 | 10 | 4250 | 4250 | 57.93 | 78.39 | 0.01 | 20.44
2020 | NYISO_A-F_2_NYISO_G-I | NYISO_A-F | NYISO_G-I | Internal | Summer | B2 | 25 | 4250 | 4250 | 55.7 | 69.7 | 0.01 | 13.99
2020 | NYISO_A-F_2_NYISO_G-I | NYISO_A-F | NYISO_G-I | Internal | Summer | B3 | 75 | 4250 | 4249.99 | 52.87 | 53.14 | 0.01 | 0.25
2020 | NYISO_A-F_2_NYISO_G-I | NYISO_A-F | NYISO_G-I | Internal | Summer | B4 | 100 | 4250 | 4250 | 45.81 | 49.17 | 0.01 | 3.35
2020 | NYISO_A-F_2_NYISO_G-I | NYISO_A-F | NYISO_G-I | Internal | Summer | B5 | 200 | 4250 | 4250 | 44.74 | 49.17 | 0.01 | 4.42
2020 | NYISO_A-F_2_NYISO_G-I | NYISO_A-F | NYISO_G-I | Internal | Summer | B6 | 300 | 4250 | 4250 | 42.03 | 49.17 | 0.01 | 7.12
2020 | NYISO_A-F_2_NYISO_G-I | NYISO_A-F | NYISO_G-I | Internal | Summer | B7 | 400 | 4250 | 4250 | 40.44 | 48.12 | 0.01 | 7.67
2020 | NYISO_A-F_2_NYISO_G-I | NYISO_A-F | NYISO_G-I | Internal | Summer | B8 | 500 | 4250 | 3930.95 | 37.9 | 37.91 | 0.01 | 0
2020 | NYISO_A-F_2_NYISO_G-I | NYISO_A-F | NYISO_G-I | Internal | Summer | B9 | 800 | 4250 | 3629.64 | 37.87 | 37.88 | 0.01 | 0
2020 | NYISO_A-F_2_NYISO_G-I | NYISO_A-F | NYISO_G-I | Internal | Summer | B10 | 1262 | 4250 | 1382.19 | 37.87 | 37.88 | 0.01 | 0
2020 | NYISO_A-F_2_NYISO_G-I | NYISO_A-F | NYISO_G-I | Internal | Winter | B16 | 25 | 4250 | 4250 | 44.97 | 60.06 | 0.01 | 15.08
2020 | NYISO_A-F_2_NYISO_G-I | NYISO_A-F | NYISO_G-I | Internal | Winter | B17 | 100 | 4250 | 4250 | 43.27 | 54.08 | 0.01 | 10.79
2020 | NYISO_A-F_2_NYISO_G-I | NYISO_A-F | NYISO_G-I | Internal | Winter | B18 | 400 | 4250 | 4250 | 42.19 | 50.78 | 0.01 | 8.58
2020 | NYISO_A-F_2_NYISO_G-I | NYISO_A-F | NYISO_G-I | Internal | Winter | B19 | 700 | 4250 | 4250 | 42.19 | 49.27 | 0.01 | 7.07
2020 | NYISO_A-F_2_NYISO_G-I | NYISO_A-F | NYISO_G-I | Internal | Winter | B20 | 935 | 4250 | 4250 | 42.19 | 45.54 | 0.01 | 3.34
2020 | NYISO_A-F_2_PJM_ROM | NYISO_A-F | PJM_ROM | Internal | Shoulder | B11 | 25 | 1000 | 1000 | 40.67 | 53.23 | 8 | 4.56
2020 | NYISO_A-F_2_PJM_ROM | NYISO_A-F | PJM_ROM | Internal | Shoulder | B12 | 200 | 1000 | 0.01 | 39.85 | 47.79 | 8 | 0
2020 | NYISO_A-F_2_PJM_ROM | NYISO_A-F | PJM_ROM | Internal | Shoulder | B13 | 600 | 1000 | 0 | 39.85 | 42.92 | 8 | 0
2020 | NYISO_A-F_2_PJM_ROM | NYISO_A-F | PJM_ROM | Internal | Shoulder | B14 | 900 | 1000 | 0 | 39.45 | 41.01 | 8 | 0
2020 | NYISO_A-F_2_PJM_ROM | NYISO_A-F | PJM_ROM | Internal | Shoulder | B15 | 1203 | 1000 | 0 | 39.45 | 37.22 | 8 | 0
2020 | NYISO_A-F_2_PJM_ROM | NYISO_A-F | PJM_ROM | Internal | Summer | B1 | 10 | 1000 | 620.69 | 57.93 | 65.93 | 8 | 0
2020 | NYISO_A-F_2_PJM_ROM | NYISO_A-F | PJM_ROM | Internal | Summer | B2 | 25 | 1000 | 638.07 | 55.7 | 63.7 | 8 | 0
2020 | NYISO_A-F_2_PJM_ROM | NYISO_A-F | PJM_ROM | Internal | Summer | B3 | 75 | 1000 | 999.99 | 52.87 | 61.27 | 8 | 0.4
2020 | NYISO_A-F_2_PJM_ROM | NYISO_A-F | PJM_ROM | Internal | Summer | B4 | 100 | 1000 | 1000 | 45.81 | 60.46 | 8 | 6.65
2020 | NYISO_A-F_2_PJM_ROM | NYISO_A-F | PJM_ROM | Internal | Summer | B5 | 200 | 1000 | 1000 | 44.74 | 53.82 | 8 | 1.08
2020 | NYISO_A-F_2_PJM_ROM | NYISO_A-F | PJM_ROM | Internal | Summer | B6 | 300 | 1000 | 0 | 42.03 | 49.2 | 8 | 0
2020 | NYISO_A-F_2_PJM_ROM | NYISO_A-F | PJM_ROM | Internal | Summer | B7 | 400 | 1000 | 0 | 40.44 | 42.13 | 8 | 0
2020 | NYISO_A-F_2_PJM_ROM | NYISO_A-F | PJM_ROM | Internal | Summer | B8 | 500 | 1000 | 0 | 37.9 | 37.87 | 8 | 0
2020 | NYISO_A-F_2_PJM_ROM | NYISO_A-F | PJM_ROM | Internal | Summer | B9 | 800 | 1000 | 0 | 37.87 | 37.32 | 8 | 0
2020 | NYISO_A-F_2_PJM_ROM | NYISO_A-F | PJM_ROM | Internal | Summer | B10 | 1262 | 1000 | 0 | 37.87 | 35.12 | 8 | 0
2020 | NYISO_A-F_2_PJM_ROM | NYISO_A-F | PJM_ROM | Internal | Winter | B16 | 25 | 1000 | 999.99 | 44.97 | 54.05 | 8 | 1.08
2020 | NYISO_A-F_2_PJM_ROM | NYISO_A-F | PJM_ROM | Internal | Winter | B17 | 100 | 1000 | 0 | 43.27 | 48.08 | 8 | 0
2020 | NYISO_A-F_2_PJM_ROM | NYISO_A-F | PJM_ROM | Internal | Winter | B18 | 400 | 1000 | 0 | 42.19 | 44.18 | 8 | 0
2020 | NYISO_A-F_2_PJM_ROM | NYISO_A-F | PJM_ROM | Internal | Winter | B19 | 700 | 1000 | 0 | 42.19 | 42.01 | 8 | 0
2020 | NYISO_A-F_2_PJM_ROM | NYISO_A-F | PJM_ROM | Internal | Winter | B20 | 935 | 1000 | 0 | 42.19 | 37.05 | 8 | 0
2020 | NYISO_G-I_2_NEISO | NYISO_G-I | NEISO | Internal | Shoulder | B11 | 25 | 600 | 0 | 53.27 | 37.67 | 3 | 0
2020 | NYISO_G-I_2_NEISO | NYISO_G-I | NEISO | Internal | Shoulder | B12 | 200 | 600 | 0 | 40.67 | 37.67 | 3 | 0
2020 | NYISO_G-I_2_NEISO | NYISO_G-I | NEISO | Internal | Shoulder | B13 | 600 | 600 | 0 | 40.66 | 37.67 | 3 | 0
2020 | NYISO_G-I_2_NEISO | NYISO_G-I | NEISO | Internal | Shoulder | B14 | 900 | 600 | 0 | 40.08 | 37.67 | 3 | 0
2020 | NYISO_G-I_2_NEISO | NYISO_G-I | NEISO | Internal | Shoulder | B15 | 1203 | 600 | 0 | 39.46 | 37.67 | 3 | 0
2020 | NYISO_G-I_2_NEISO | NYISO_G-I | NEISO | Internal | Summer | B1 | 10 | 600 | 0 | 78.39 | 75.39 | 3 | 0
2020 | NYISO_G-I_2_NEISO | NYISO_G-I | NEISO | Internal | Summer | B2 | 25 | 600 | 0 | 69.7 | 66.7 | 3 | 0
2020 | NYISO_G-I_2_NEISO | NYISO_G-I | NEISO | Internal | Summer | B3 | 75 | 600 | 0 | 53.14 | 50.14 | 3 | 0
2020 | NYISO_G-I_2_NEISO | NYISO_G-I | NEISO | Internal | Summer | B4 | 100 | 600 | 0 | 49.17 | 42.81 | 3 | 0
2020 | NYISO_G-I_2_NEISO | NYISO_G-I | NEISO | Internal | Summer | B5 | 200 | 600 | 0 | 49.17 | 34.9 | 3 | 0
2020 | NYISO_G-I_2_NEISO | NYISO_G-I | NEISO | Internal | Summer | B6 | 300 | 600 | 0 | 49.17 | 34.9 | 3 | 0
2020 | NYISO_G-I_2_NEISO | NYISO_G-I | NEISO | Internal | Summer | B7 | 400 | 600 | 0 | 48.12 | 34.9 | 3 | 0
2020 | NYISO_G-I_2_NEISO | NYISO_G-I | NEISO | Internal | Summer | B8 | 500 | 600 | 0 | 37.91 | 34.9 | 3 | 0
2020 | NYISO_G-I_2_NEISO | NYISO_G-I | NEISO | Internal | Summer | B9 | 800 | 600 | 0 | 37.88 | 34.9 | 3 | 0
2020 | NYISO_G-I_2_NEISO | NYISO_G-I | NEISO | Internal | Summer | B10 | 1262 | 600 | 0 | 37.88 | 34.9 | 3 | 0
2020 | NYISO_G-I_2_NEISO | NYISO_G-I | NEISO | Internal | Winter | B16 | 25 | 600 | 0 | 60.06 | 46.27 | 3 | 0
2020 | NYISO_G-I_2_NEISO | NYISO_G-I | NEISO | Internal | Winter | B17 | 100 | 600 | 0 | 54.08 | 46.27 | 3 | 0
2020 | NYISO_G-I_2_NEISO | NYISO_G-I | NEISO | Internal | Winter | B18 | 400 | 600 | 0 | 50.78 | 46.27 | 3 | 0
2020 | NYISO_G-I_2_NEISO | NYISO_G-I | NEISO | Internal | Winter | B19 | 700 | 600 | 0 | 49.27 | 46.27 | 3 | 0
2020 | NYISO_G-I_2_NEISO | NYISO_G-I | NEISO | Internal | Winter | B20 | 935 | 600 | 0 | 45.54 | 46.27 | 3 | 0
2020 | NYISO_G-I_2_NYISO_A-F | NYISO_G-I | NYISO_A-F | Internal | Shoulder | B11 | 25 | 1999 | 0 | 53.27 | 40.67 | 0.01 | 0
2020 | NYISO_G-I_2_NYISO_A-F | NYISO_G-I | NYISO_A-F | Internal | Shoulder | B12 | 200 | 1999 | 0 | 40.67 | 39.85 | 0.01 | 0
2020 | NYISO_G-I_2_NYISO_A-F | NYISO_G-I | NYISO_A-F | Internal | Shoulder | B13 | 600 | 1999 | 0 | 40.66 | 39.85 | 0.01 | 0
2020 | NYISO_G-I_2_NYISO_A-F | NYISO_G-I | NYISO_A-F | Internal | Shoulder | B14 | 900 | 1999 | 0 | 40.08 | 39.45 | 0.01 | 0
2020 | NYISO_G-I_2_NYISO_A-F | NYISO_G-I | NYISO_A-F | Internal | Shoulder | B15 | 1203 | 1999 | 0 | 39.46 | 39.45 | 0.01 | 0
2020 | NYISO_G-I_2_NYISO_A-F | NYISO_G-I | NYISO_A-F | Internal | Summer | B1 | 10 | 1999 | 0 | 78.39 | 57.93 | 0.01 | 0
2020 | NYISO_G-I_2_NYISO_A-F | NYISO_G-I | NYISO_A-F | Internal | Summer | B2 | 25 | 1999 | 0 | 69.7 | 55.7 | 0.01 | 0
2020 | NYISO_G-I_2_NYISO_A-F | NYISO_G-I | NYISO_A-F | Internal | Summer | B3 | 75 | 1999 | 0 | 53.14 | 52.87 | 0.01 | 0
2020 | NYISO_G-I_2_NYISO_A-F | NYISO_G-I | NYISO_A-F | Internal | Summer | B4 | 100 | 1999 | 0 | 49.17 | 45.81 | 0.01 | 0
2020 | NYISO_G-I_2_NYISO_A-F | NYISO_G-I | NYISO_A-F | Internal | Summer | B5 | 200 | 1999 | 0 | 49.17 | 44.74 | 0.01 | 0
2020 | NYISO_G-I_2_NYISO_A-F | NYISO_G-I | NYISO_A-F | Internal | Summer | B6 | 300 | 1999 | 0 | 49.17 | 42.03 | 0.01 | 0
2020 | NYISO_G-I_2_NYISO_A-F | NYISO_G-I | NYISO_A-F | Internal | Summer | B7 | 400 | 1999 | 0 | 48.12 | 40.44 | 0.01 | 0
2020 | NYISO_G-I_2_NYISO_A-F | NYISO_G-I | NYISO_A-F | Internal | Summer | B8 | 500 | 1999 | 0.02 | 37.91 | 37.9 | 0.01 | 0
2020 | NYISO_G-I_2_NYISO_A-F | NYISO_G-I | NYISO_A-F | Internal | Summer | B9 | 800 | 1999 | 0 | 37.88 | 37.87 | 0.01 | 0
2020 | NYISO_G-I_2_NYISO_A-F | NYISO_G-I | NYISO_A-F | Internal | Summer | B10 | 1262 | 1999 | 0 | 37.88 | 37.87 | 0.01 | 0
2020 | NYISO_G-I_2_NYISO_A-F | NYISO_G-I | NYISO_A-F | Internal | Winter | B16 | 25 | 1999 | 0 | 60.06 | 44.97 | 0.01 | 0
2020 | NYISO_G-I_2_NYISO_A-F | NYISO_G-I | NYISO_A-F | Internal | Winter | B17 | 100 | 1999 | 0 | 54.08 | 43.27 | 0.01 | 0
2020 | NYISO_G-I_2_NYISO_A-F | NYISO_G-I | NYISO_A-F | Internal | Winter | B18 | 400 | 1999 | 0 | 50.78 | 42.19 | 0.01 | 0
2020 | NYISO_G-I_2_NYISO_A-F | NYISO_G-I | NYISO_A-F | Internal | Winter | B19 | 700 | 1999 | 0 | 49.27 | 42.19 | 0.01 | 0
2020 | NYISO_G-I_2_NYISO_A-F | NYISO_G-I | NYISO_A-F | Internal | Winter | B20 | 935 | 1999 | 0 | 45.54 | 42.19 | 0.01 | 0
2020 | NYISO_G-I_2_NYISO_J-K | NYISO_G-I | NYISO_J-K | Internal | Shoulder | B11 | 25 | 6130 | 4760.83 | 53.27 | 53.28 | 0.01 | 0
2020 | NYISO_G-I_2_NYISO_J-K | NYISO_G-I | NYISO_J-K | Internal | Shoulder | B12 | 200 | 6130 | 4306.25 | 40.67 | 40.68 | 0.01 | 0
2020 | NYISO_G-I_2_NYISO_J-K | NYISO_G-I | NYISO_J-K | Internal | Shoulder | B13 | 600 | 6130 | 4341.63 | 40.66 | 40.67 | 0.01 | 0
2020 | NYISO_G-I_2_NYISO_J-K | NYISO_G-I | NYISO_J-K | Internal | Shoulder | B14 | 900 | 6130 | 4502.69 | 40.08 | 40.09 | 0.01 | 0
2020 | NYISO_G-I_2_NYISO_J-K | NYISO_G-I | NYISO_J-K | Internal | Shoulder | B15 | 1203 | 6130 | 3260.63 | 39.46 | 39.47 | 0.01 | 0
2020 | NYISO_G-I_2_NYISO_J-K | NYISO_G-I | NYISO_J-K | Internal | Summer | B1 | 10 | 6130 | 4129.6 | 78.39 | 78.4 | 0.01 | 0
2020 | NYISO_G-I_2_NYISO_J-K | NYISO_G-I | NYISO_J-K | Internal | Summer | B2 | 25 | 6130 | 4005.68 | 69.7 | 69.71 | 0.01 | 0
2020 | NYISO_G-I_2_NYISO_J-K | NYISO_G-I | NYISO_J-K | Internal | Summer | B3 | 75 | 6130 | 2954.73 | 53.14 | 53.15 | 0.01 | 0
2020 | NYISO_G-I_2_NYISO_J-K | NYISO_G-I | NYISO_J-K | Internal | Summer | B4 | 100 | 6130 | 3245.38 | 49.17 | 49.18 | 0.01 | 0
2020 | NYISO_G-I_2_NYISO_J-K | NYISO_G-I | NYISO_J-K | Internal | Summer | B5 | 200 | 6130 | 4887.09 | 49.17 | 49.18 | 0.01 | 0
2020 | NYISO_G-I_2_NYISO_J-K | NYISO_G-I | NYISO_J-K | Internal | Summer | B6 | 300 | 6130 | 5089.1 | 49.17 | 49.18 | 0.01 | 0
2020 | NYISO_G-I_2_NYISO_J-K | NYISO_G-I | NYISO_J-K | Internal | Summer | B7 | 400 | 6130 | 5477.88 | 48.12 | 48.13 | 0.01 | 0
2020 | NYISO_G-I_2_NYISO_J-K | NYISO_G-I | NYISO_J-K | Internal | Summer | B8 | 500 | 6130 | 5106.9 | 37.91 | 37.92 | 0.01 | 0
2020 | NYISO_G-I_2_NYISO_J-K | NYISO_G-I | NYISO_J-K | Internal | Summer | B9 | 800 | 6130 | 4422.85 | 37.88 | 37.9 | 0.01 | 0
2020 | NYISO_G-I_2_NYISO_J-K | NYISO_G-I | NYISO_J-K | Internal | Summer | B10 | 1262 | 6130 | 2646.47 | 37.88 | 37.9 | 0.01 | 0
2020 | NYISO_G-I_2_NYISO_J-K | NYISO_G-I | NYISO_J-K | Internal | Winter | B16 | 25 | 6130 | 5637.72 | 60.06 | 60.07 | 0.01 | 0
2020 | NYISO_G-I_2_NYISO_J-K | NYISO_G-I | NYISO_J-K | Internal | Winter | B17 | 100 | 6130 | 5398.59 | 54.08 | 54.09 | 0.01 | 0
2020 | NYISO_G-I_2_NYISO_J-K | NYISO_G-I | NYISO_J-K | Internal | Winter | B18 | 400 | 6130 | 5969.4 | 50.78 | 50.79 | 0.01 | 0
2020 | NYISO_G-I_2_NYISO_J-K | NYISO_G-I | NYISO_J-K | Internal | Winter | B19 | 700 | 6130 | 5669.67 | 49.27 | 49.29 | 0.01 | 0
2020 | NYISO_G-I_2_NYISO_J-K | NYISO_G-I | NYISO_J-K | Internal | Winter | B20 | 935 | 6130 | 5792.46 | 45.54 | 45.55 | 0.01 | 0
2020 | NYISO_G-I_2_PJM_E | NYISO_G-I | PJM_E | Internal | Shoulder | B11 | 25 | 1500 | 0 | 53.27 | 53.22 | 8 | 0
2020 | NYISO_G-I_2_PJM_E | NYISO_G-I | PJM_E | Internal | Shoulder | B12 | 200 | 1500 | 0 | 40.67 | 47.77 | 8 | 0
2020 | NYISO_G-I_2_PJM_E | NYISO_G-I | PJM_E | Internal | Shoulder | B13 | 600 | 1500 | 0 | 40.66 | 42.9 | 8 | 0
2020 | NYISO_G-I_2_PJM_E | NYISO_G-I | PJM_E | Internal | Shoulder | B14 | 900 | 1500 | 0 | 40.08 | 40.99 | 8 | 0
2020 | NYISO_G-I_2_PJM_E | NYISO_G-I | PJM_E | Internal | Shoulder | B15 | 1203 | 1500 | 0 | 39.46 | 37.23 | 8 | 0
2020 | NYISO_G-I_2_PJM_E | NYISO_G-I | PJM_E | Internal | Summer | B1 | 10 | 1500 | 0 | 78.39 | 65.94 | 8 | 0
2020 | NYISO_G-I_2_PJM_E | NYISO_G-I | PJM_E | Internal | Summer | B2 | 25 | 1500 | 0 | 69.7 | 63.71 | 8 | 0
2020 | NYISO_G-I_2_PJM_E | NYISO_G-I | PJM_E | Internal | Summer | B3 | 75 | 1500 | 1499.98 | 53.14 | 61.26 | 8 | 0.12
2020 | NYISO_G-I_2_PJM_E | NYISO_G-I | PJM_E | Internal | Summer | B4 | 100 | 1500 | 1500 | 49.17 | 60.45 | 8 | 3.28
2020 | NYISO_G-I_2_PJM_E | NYISO_G-I | PJM_E | Internal | Summer | B5 | 200 | 1500 | 0 | 49.17 | 53.83 | 8 | 0
2020 | NYISO_G-I_2_PJM_E | NYISO_G-I | PJM_E | Internal | Summer | B6 | 300 | 1500 | 0 | 49.17 | 49.19 | 8 | 0
2020 | NYISO_G-I_2_PJM_E | NYISO_G-I | PJM_E | Internal | Summer | B7 | 400 | 1500 | 0 | 48.12 | 42.12 | 8 | 0
2020 | NYISO_G-I_2_PJM_E | NYISO_G-I | PJM_E | Internal | Summer | B8 | 500 | 1500 | 0 | 37.91 | 37.88 | 8 | 0
2020 | NYISO_G-I_2_PJM_E | NYISO_G-I | PJM_E | Internal | Summer | B9 | 800 | 1500 | 0 | 37.88 | 37.33 | 8 | 0
2020 | NYISO_G-I_2_PJM_E | NYISO_G-I | PJM_E | Internal | Summer | B10 | 1262 | 1500 | 0 | 37.88 | 35.14 | 8 | 0
2020 | NYISO_G-I_2_PJM_E | NYISO_G-I | PJM_E | Internal | Winter | B16 | 25 | 1500 | 0 | 60.06 | 54.06 | 8 | 0
2020 | NYISO_G-I_2_PJM_E | NYISO_G-I | PJM_E | Internal | Winter | B17 | 100 | 1500 | 0 | 54.08 | 48.09 | 8 | 0
2020 | NYISO_G-I_2_PJM_E | NYISO_G-I | PJM_E | Internal | Winter | B18 | 400 | 1500 | 0 | 50.78 | 44.19 | 8 | 0
2020 | NYISO_G-I_2_PJM_E | NYISO_G-I | PJM_E | Internal | Winter | B19 | 700 | 1500 | 0 | 49.27 | 42.03 | 8 | 0
2020 | NYISO_G-I_2_PJM_E | NYISO_G-I | PJM_E | Internal | Winter | B20 | 935 | 1500 | 0 | 45.54 | 37.07 | 8 | 0
2020 | NYISO_J-K_2_NEISO | NYISO_J-K | NEISO | Internal | Shoulder | B11 | 25 | 0.01 | 0 | 53.28 | 37.67 | 3 | 0.61
2020 | NYISO_J-K_2_NEISO | NYISO_J-K | NEISO | Internal | Shoulder | B12 | 200 | 0.01 | 0 | 40.68 | 37.67 | 3 | 0.09
2020 | NYISO_J-K_2_NEISO | NYISO_J-K | NEISO | Internal | Shoulder | B13 | 600 | 0.01 | 0 | 40.67 | 37.67 | 3 | 0.03
2020 | NYISO_J-K_2_NEISO | NYISO_J-K | NEISO | Internal | Shoulder | B14 | 900 | 0.01 | 0 | 40.09 | 37.67 | 3 | 0.02
2020 | NYISO_J-K_2_NEISO | NYISO_J-K | NEISO | Internal | Shoulder | B15 | 1203 | 0.01 | 0 | 39.47 | 37.67 | 3 | 0.02
2020 | NYISO_J-K_2_NEISO | NYISO_J-K | NEISO | Internal | Summer | B1 | 10 | 0.01 | 0 | 78.4 | 75.39 | 3 | 1.64
2020 | NYISO_J-K_2_NEISO | NYISO_J-K | NEISO | Internal | Summer | B2 | 25 | 0.01 | 0 | 69.71 | 66.7 | 3 | 0.58
2020 | NYISO_J-K_2_NEISO | NYISO_J-K | NEISO | Internal | Summer | B3 | 75 | 0.01 | 0 | 53.15 | 50.14 | 3 | 0.24
2020 | NYISO_J-K_2_NEISO | NYISO_J-K | NEISO | Internal | Summer | B4 | 100 | 0.01 | 0 | 49.18 | 42.81 | 3 | 0.18
2020 | NYISO_J-K_2_NEISO | NYISO_J-K | NEISO | Internal | Summer | B5 | 200 | 0.01 | 0 | 49.18 | 34.9 | 3 | 0.09
2020 | NYISO_J-K_2_NEISO | NYISO_J-K | NEISO | Internal | Summer | B6 | 300 | 0.01 | 0 | 49.18 | 34.9 | 3 | 0.06
2020 | NYISO_J-K_2_NEISO | NYISO_J-K | NEISO | Internal | Summer | B7 | 400 | 0.01 | 0 | 48.13 | 34.9 | 3 | 0.04
2020 | NYISO_J-K_2_NEISO | NYISO_J-K | NEISO | Internal | Summer | B8 | 500 | 0.01 | 0 | 37.92 | 34.9 | 3 | 0.04
2020 | NYISO_J-K_2_NEISO | NYISO_J-K | NEISO | Internal | Summer | B9 | 800 | 0.01 | 0 | 37.9 | 34.9 | 3 | 0.02
2020 | NYISO_J-K_2_NEISO | NYISO_J-K | NEISO | Internal | Summer | B10 | 1262 | 0.01 | 0 | 37.9 | 34.9 | 3 | 0.01
2020 | NYISO_J-K_2_NEISO | NYISO_J-K | NEISO | Internal | Winter | B16 | 25 | 0.01 | 0 | 60.07 | 46.27 | 3 | 0.61
2020 | NYISO_J-K_2_NEISO | NYISO_J-K | NEISO | Internal | Winter | B17 | 100 | 0.01 | 0 | 54.09 | 46.27 | 3 | 0.18
2020 | NYISO_J-K_2_NEISO | NYISO_J-K | NEISO | Internal | Winter | B18 | 400 | 0.01 | 0 | 50.79 | 46.27 | 3 | 0.05
2020 | NYISO_J-K_2_NEISO | NYISO_J-K | NEISO | Internal | Winter | B19 | 700 | 0.01 | 0 | 49.29 | 46.27 | 3 | 0.03
2020 | NYISO_J-K_2_NEISO | NYISO_J-K | NEISO | Internal | Winter | B20 | 935 | 0.01 | 0 | 45.55 | 46.27 | 3 | 0.02
2020 | NYISO_J-K_2_NYISO_G-I | NYISO_J-K | NYISO_G-I | Internal | Shoulder | B11 | 25 | 1999 | 0.3 | 53.28 | 53.27 | 0.01 | 0
2020 | NYISO_J-K_2_NYISO_G-I | NYISO_J-K | NYISO_G-I | Internal | Shoulder | B12 | 200 | 1999 | 0.04 | 40.68 | 40.67 | 0.01 | 0
2020 | NYISO_J-K_2_NYISO_G-I | NYISO_J-K | NYISO_G-I | Internal | Shoulder | B13 | 600 | 1999 | 0.01 | 40.67 | 40.66 | 0.01 | 0
2020 | NYISO_J-K_2_NYISO_G-I | NYISO_J-K | NYISO_G-I | Internal | Shoulder | B14 | 900 | 1999 | 0 | 40.09 | 40.08 | 0.01 | 0
2020 | NYISO_J-K_2_NYISO_G-I | NYISO_J-K | NYISO_G-I | Internal | Shoulder | B15 | 1203 | 1999 | 0 | 39.47 | 39.46 | 0.01 | 0
2020 | NYISO_J-K_2_NYISO_G-I | NYISO_J-K | NYISO_G-I | Internal | Summer | B1 | 10 | 1999 | 0.73 | 78.4 | 78.39 | 0.01 | 0
2020 | NYISO_J-K_2_NYISO_G-I | NYISO_J-K | NYISO_G-I | Internal | Summer | B2 | 25 | 1999 | 0.3 | 69.71 | 69.7 | 0.01 | 0
2020 | NYISO_J-K_2_NYISO_G-I | NYISO_J-K | NYISO_G-I | Internal | Summer | B3 | 75 | 1999 | 0.1 | 53.15 | 53.14 | 0.01 | 0
2020 | NYISO_J-K_2_NYISO_G-I | NYISO_J-K | NYISO_G-I | Internal | Summer | B4 | 100 | 1999 | 0.08 | 49.18 | 49.17 | 0.01 | 0
2020 | NYISO_J-K_2_NYISO_G-I | NYISO_J-K | NYISO_G-I | Internal | Summer | B5 | 200 | 1999 | 0.04 | 49.18 | 49.17 | 0.01 | 0
2020 | NYISO_J-K_2_NYISO_G-I | NYISO_J-K | NYISO_G-I | Internal | Summer | B6 | 300 | 1999 | 0.03 | 49.18 | 49.17 | 0.01 | 0
2020 | NYISO_J-K_2_NYISO_G-I | NYISO_J-K | NYISO_G-I | Internal | Summer | B7 | 400 | 1999 | 0.02 | 48.13 | 48.12 | 0.01 | 0
2020 | NYISO_J-K_2_NYISO_G-I | NYISO_J-K | NYISO_G-I | Internal | Summer | B8 | 500 | 1999 | 0.02 | 37.92 | 37.91 | 0.01 | 0
2020 | NYISO_J-K_2_NYISO_G-I | NYISO_J-K | NYISO_G-I | Internal | Summer | B9 | 800 | 1999 | 0 | 37.9 | 37.88 | 0.01 | 0
2020 | NYISO_J-K_2_NYISO_G-I | NYISO_J-K | NYISO_G-I | Internal | Summer | B10 | 1262 | 1999 | 0 | 37.9 | 37.88 | 0.01 | 0
2020 | NYISO_J-K_2_NYISO_G-I | NYISO_J-K | NYISO_G-I | Internal | Winter | B16 | 25 | 1999 | 0.29 | 60.07 | 60.06 | 0.01 | 0
2020 | NYISO_J-K_2_NYISO_G-I | NYISO_J-K | NYISO_G-I | Internal | Winter | B17 | 100 | 1999 | 0.08 | 54.09 | 54.08 | 0.01 | 0
2020 | NYISO_J-K_2_NYISO_G-I | NYISO_J-K | NYISO_G-I | Internal | Winter | B18 | 400 | 1999 | 0.02 | 50.79 | 50.78 | 0.01 | 0
2020 | NYISO_J-K_2_NYISO_G-I | NYISO_J-K | NYISO_G-I | Internal | Winter | B19 | 700 | 1999 | 0.01 | 49.29 | 49.27 | 0.01 | 0
2020 | NYISO_J-K_2_NYISO_G-I | NYISO_J-K | NYISO_G-I | Internal | Winter | B20 | 935 | 1999 | 0 | 45.55 | 45.54 | 0.01 | 0
2020 | NYISO_J-K_2_PJM_E | NYISO_J-K | PJM_E | Internal | Shoulder | B11 | 25 | 0.01 | 0 | 53.28 | 53.22 | 8 | 0.6
2020 | NYISO_J-K_2_PJM_E | NYISO_J-K | PJM_E | Internal | Shoulder | B12 | 200 | 0.01 | 0 | 40.68 | 47.77 | 8 | 0.1
2020 | NYISO_J-K_2_PJM_E | NYISO_J-K | PJM_E | Internal | Shoulder | B13 | 600 | 0.01 | 0 | 40.67 | 42.9 | 8 | 0.03
2020 | NYISO_J-K_2_PJM_E | NYISO_J-K | PJM_E | Internal | Shoulder | B14 | 900 | 0.01 | 0 | 40.09 | 40.99 | 8 | 0.02
2020 | NYISO_J-K_2_PJM_E | NYISO_J-K | PJM_E | Internal | Shoulder | B15 | 1203 | 0.01 | 0 | 39.47 | 37.23 | 8 | 0.02
2020 | NYISO_J-K_2_PJM_E | NYISO_J-K | PJM_E | Internal | Summer | B1 | 10 | 0.01 | 0 | 78.4 | 65.94 | 8 | 1.42
2020 | NYISO_J-K_2_PJM_E | NYISO_J-K | PJM_E | Internal | Summer | B2 | 25 | 0.01 | 0 | 69.71 | 63.71 | 8 | 0.61
2020 | NYISO_J-K_2_PJM_E | NYISO_J-K | PJM_E | Internal | Summer | B3 | 75 | 0.01 | 0 | 53.15 | 61.26 | 8 | 0.47
2020 | NYISO_J-K_2_PJM_E | NYISO_J-K | PJM_E | Internal | Summer | B4 | 100 | 0.01 | 0 | 49.18 | 60.45 | 8 | 3.46
2020 | NYISO_J-K_2_PJM_E | NYISO_J-K | PJM_E | Internal | Summer | B5 | 200 | 0.01 | 0 | 49.18 | 53.83 | 8 | 0.1
2020 | NYISO_J-K_2_PJM_E | NYISO_J-K | PJM_E | Internal | Summer | B6 | 300 | 0.01 | 0 | 49.18 | 49.19 | 8 | 0.06
2020 | NYISO_J-K_2_PJM_E | NYISO_J-K | PJM_E | Internal | Summer | B7 | 400 | 0.01 | 0 | 48.13 | 42.12 | 8 | 0.04
2020 | NYISO_J-K_2_PJM_E | NYISO_J-K | PJM_E | Internal | Summer | B8 | 500 | 0.01 | 0 | 37.92 | 37.88 | 8 | 0.04
2020 | NYISO_J-K_2_PJM_E | NYISO_J-K | PJM_E | Internal | Summer | B9 | 800 | 0.01 | 0 | 37.9 | 37.33 | 8 | 0.02
2020 | NYISO_J-K_2_PJM_E | NYISO_J-K | PJM_E | Internal | Summer | B10 | 1262 | 0.01 | 0 | 37.9 | 35.14 | 8 | 0.01
2020 | NYISO_J-K_2_PJM_E | NYISO_J-K | PJM_E | Internal | Winter | B16 | 25 | 0.01 | 0 | 60.07 | 54.06 | 8 | 0.61
2020 | NYISO_J-K_2_PJM_E | NYISO_J-K | PJM_E | Internal | Winter | B17 | 100 | 0.01 | 0 | 54.09 | 48.09 | 8 | 0.17
2020 | NYISO_J-K_2_PJM_E | NYISO_J-K | PJM_E | Internal | Winter | B18 | 400 | 0.01 | 0 | 50.79 | 44.19 | 8 | 0.04
2020 | NYISO_J-K_2_PJM_E | NYISO_J-K | PJM_E | Internal | Winter | B19 | 700 | 0.01 | 0 | 49.29 | 42.03 | 8 | 0.03
2020 | NYISO_J-K_2_PJM_E | NYISO_J-K | PJM_E | Internal | Winter | B20 | 935 | 0.01 | 0 | 45.55 | 37.07 | 8 | 0.02
2020 | PJM_E_2_NYISO_G-I | PJM_E | NYISO_G-I | Internal | Shoulder | B11 | 25 | 500 | 0 | 53.22 | 53.27 | 6 | 0
2020 | PJM_E_2_NYISO_G-I | PJM_E | NYISO_G-I | Internal | Shoulder | B12 | 200 | 500 | 0 | 47.77 | 40.67 | 6 | 0
2020 | PJM_E_2_NYISO_G-I | PJM_E | NYISO_G-I | Internal | Shoulder | B13 | 600 | 500 | 0 | 42.9 | 40.66 | 6 | 0
2020 | PJM_E_2_NYISO_G-I | PJM_E | NYISO_G-I | Internal | Shoulder | B14 | 900 | 500 | 0 | 40.99 | 40.08 | 6 | 0
2020 | PJM_E_2_NYISO_G-I | PJM_E | NYISO_G-I | Internal | Shoulder | B15 | 1203 | 500 | 0 | 37.23 | 39.46 | 6 | 0
2020 | PJM_E_2_NYISO_G-I | PJM_E | NYISO_G-I | Internal | Summer | B1 | 10 | 500 | 500 | 65.94 | 78.39 | 6 | 6.44
2020 | PJM_E_2_NYISO_G-I | PJM_E | NYISO_G-I | Internal | Summer | B2 | 25 | 500 | 0.5 | 63.71 | 69.7 | 6 | 0
2020 | PJM_E_2_NYISO_G-I | PJM_E | NYISO_G-I | Internal | Summer | B3 | 75 | 500 | 0 | 61.26 | 53.14 | 6 | 0
2020 | PJM_E_2_NYISO_G-I | PJM_E | NYISO_G-I | Internal | Summer | B4 | 100 | 500 | 0 | 60.45 | 49.17 | 6 | 0
2020 | PJM_E_2_NYISO_G-I | PJM_E | NYISO_G-I | Internal | Summer | B5 | 200 | 500 | 0 | 53.83 | 49.17 | 6 | 0
2020 | PJM_E_2_NYISO_G-I | PJM_E | NYISO_G-I | Internal | Summer | B6 | 300 | 500 | 0 | 49.19 | 49.17 | 6 | 0
2020 | PJM_E_2_NYISO_G-I | PJM_E | NYISO_G-I | Internal | Summer | B7 | 400 | 500 | 192.93 | 42.12 | 48.12 | 6 | 0
2020 | PJM_E_2_NYISO_G-I | PJM_E | NYISO_G-I | Internal | Summer | B8 | 500 | 500 | 0 | 37.88 | 37.91 | 6 | 0
2020 | PJM_E_2_NYISO_G-I | PJM_E | NYISO_G-I | Internal | Summer | B9 | 800 | 500 | 0 | 37.33 | 37.88 | 6 | 0
2020 | PJM_E_2_NYISO_G-I | PJM_E | NYISO_G-I | Internal | Summer | B10 | 1262 | 500 | 0 | 35.14 | 37.88 | 6 | 0
2020 | PJM_E_2_NYISO_G-I | PJM_E | NYISO_G-I | Internal | Winter | B16 | 25 | 500 | 372.07 | 54.06 | 60.06 | 6 | 0
2020 | PJM_E_2_NYISO_G-I | PJM_E | NYISO_G-I | Internal | Winter | B17 | 100 | 500 | 0.15 | 48.09 | 54.08 | 6 | 0
2020 | PJM_E_2_NYISO_G-I | PJM_E | NYISO_G-I | Internal | Winter | B18 | 400 | 500 | 500 | 44.19 | 50.78 | 6 | 0.59
2020 | PJM_E_2_NYISO_G-I | PJM_E | NYISO_G-I | Internal | Winter | B19 | 700 | 500 | 500 | 42.03 | 49.27 | 6 | 1.25
2020 | PJM_E_2_NYISO_G-I | PJM_E | NYISO_G-I | Internal | Winter | B20 | 935 | 500 | 500 | 37.07 | 45.54 | 6 | 2.47
2020 | PJM_E_2_NYISO_J-K | PJM_E | NYISO_J-K | Internal | Shoulder | B11 | 25 | 330 | 0 | 53.22 | 53.28 | 6 | 0
2020 | PJM_E_2_NYISO_J-K | PJM_E | NYISO_J-K | Internal | Shoulder | B12 | 200 | 330 | 0 | 47.77 | 40.68 | 6 | 0
2020 | PJM_E_2_NYISO_J-K | PJM_E | NYISO_J-K | Internal | Shoulder | B13 | 600 | 330 | 0 | 42.9 | 40.67 | 6 | 0
2020 | PJM_E_2_NYISO_J-K | PJM_E | NYISO_J-K | Internal | Shoulder | B14 | 900 | 330 | 0 | 40.99 | 40.09 | 6 | 0
2020 | PJM_E_2_NYISO_J-K | PJM_E | NYISO_J-K | Internal | Shoulder | B15 | 1203 | 330 | 0 | 37.23 | 39.47 | 6 | 0
2020 | PJM_E_2_NYISO_J-K | PJM_E | NYISO_J-K | Internal | Summer | B1 | 10 | 330 | 330 | 65.94 | 78.4 | 6 | 6.45
2020 | PJM_E_2_NYISO_J-K | PJM_E | NYISO_J-K | Internal | Summer | B2 | 25 | 330 | 50.4 | 63.71 | 69.71 | 6 | 0
2020 | PJM_E_2_NYISO_J-K | PJM_E | NYISO_J-K | Internal | Summer | B3 | 75 | 330 | 0 | 61.26 | 53.15 | 6 | 0
2020 | PJM_E_2_NYISO_J-K | PJM_E | NYISO_J-K | Internal | Summer | B4 | 100 | 330 | 0 | 60.45 | 49.18 | 6 | 0
2020 | PJM_E_2_NYISO_J-K | PJM_E | NYISO_J-K | Internal | Summer | B5 | 200 | 330 | 0 | 53.83 | 49.18 | 6 | 0
2020 | PJM_E_2_NYISO_J-K | PJM_E | NYISO_J-K | Internal | Summer | B6 | 300 | 330 | 0 | 49.19 | 49.18 | 6 | 0
2020 | PJM_E_2_NYISO_J-K | PJM_E | NYISO_J-K | Internal | Summer | B7 | 400 | 330 | 329.96 | 42.12 | 48.13 | 6 | 0.01
2020 | PJM_E_2_NYISO_J-K | PJM_E | NYISO_J-K | Internal | Summer | B8 | 500 | 330 | 0 | 37.88 | 37.92 | 6 | 0
2020 | PJM_E_2_NYISO_J-K | PJM_E | NYISO_J-K | Internal | Summer | B9 | 800 | 330 | 0 | 37.33 | 37.9 | 6 | 0
2020 | PJM_E_2_NYISO_J-K | PJM_E | NYISO_J-K | Internal | Summer | B10 | 1262 | 330 | 0 | 35.14 | 37.9 | 6 | 0
2020 | PJM_E_2_NYISO_J-K | PJM_E | NYISO_J-K | Internal | Winter | B16 | 25 | 330 | 329.47 | 54.06 | 60.07 | 6 | 0.01
2020 | PJM_E_2_NYISO_J-K | PJM_E | NYISO_J-K | Internal | Winter | B17 | 100 | 330 | 191.02 | 48.09 | 54.09 | 6 | 0
2020 | PJM_E_2_NYISO_J-K | PJM_E | NYISO_J-K | Internal | Winter | B18 | 400 | 330 | 330 | 44.19 | 50.79 | 6 | 0.6
2020 | PJM_E_2_NYISO_J-K | PJM_E | NYISO_J-K | Internal | Winter | B19 | 700 | 330 | 330 | 42.03 | 49.29 | 6 | 1.26
2020 | PJM_E_2_NYISO_J-K | PJM_E | NYISO_J-K | Internal | Winter | B20 | 935 | 330 | 330 | 37.07 | 45.55 | 6 | 2.49
2020 | PJM_E_2_PJM_ROM | PJM_E | PJM_ROM | Internal | Shoulder | B11 | 25 | 8000 | 2665.72 | 53.22 | 53.23 | 0.01 | 0
2020 | PJM_E_2_PJM_ROM | PJM_E | PJM_ROM | Internal | Shoulder | B12 | 200 | 8000 | 2506.05 | 47.77 | 47.79 | 0.01 | 0
2020 | PJM_E_2_PJM_ROM | PJM_E | PJM_ROM | Internal | Shoulder | B13 | 600 | 8000 | 3036.79 | 42.9 | 42.92 | 0.01 | 0
2020 | PJM_E_2_PJM_ROM | PJM_E | PJM_ROM | Internal | Shoulder | B14 | 900 | 8000 | 672.81 | 40.99 | 41.01 | 0.01 | 0
2020 | PJM_E_2_PJM_ROM | PJM_E | PJM_ROM | Internal | Shoulder | B15 | 1203 | 8000 | 0 | 37.23 | 37.22 | 0.01 | 0
2020 | PJM_E_2_PJM_ROM | PJM_E | PJM_ROM | Internal | Summer | B1 | 10 | 8000 | 0.76 | 65.94 | 65.93 | 0.01 | 0
2020 | PJM_E_2_PJM_ROM | PJM_E | PJM_ROM | Internal | Summer | B2 | 25 | 8000 | 0.31 | 63.71 | 63.7 | 0.01 | 0
2020 | PJM_E_2_PJM_ROM | PJM_E | PJM_ROM | Internal | Summer | B3 | 75 | 8000 | 572.2 | 61.26 | 61.27 | 0.01 | 0
2020 | PJM_E_2_PJM_ROM | PJM_E | PJM_ROM | Internal | Summer | B4 | 100 | 8000 | 2497.17 | 60.45 | 60.46 | 0.01 | 0
2020 | PJM_E_2_PJM_ROM | PJM_E | PJM_ROM | Internal | Summer | B5 | 200 | 8000 | 0.04 | 53.83 | 53.82 | 0.01 | 0
2020 | PJM_E_2_PJM_ROM | PJM_E | PJM_ROM | Internal | Summer | B6 | 300 | 8000 | 469.86 | 49.19 | 49.2 | 0.01 | 0
2020 | PJM_E_2_PJM_ROM | PJM_E | PJM_ROM | Internal | Summer | B7 | 400 | 8000 | 1108.87 | 42.12 | 42.13 | 0.01 | 0
2020 | PJM_E_2_PJM_ROM | PJM_E | PJM_ROM | Internal | Summer | B8 | 500 | 8000 | 0.02 | 37.88 | 37.87 | 0.01 | 0
2020 | PJM_E_2_PJM_ROM | PJM_E | PJM_ROM | Internal | Summer | B9 | 800 | 8000 | 0 | 37.33 | 37.32 | 0.01 | 0
2020 | PJM_E_2_PJM_ROM | PJM_E | PJM_ROM | Internal | Summer | B10 | 1262 | 8000 | 0 | 35.14 | 35.12 | 0.01 | 0
2020 | PJM_E_2_PJM_ROM | PJM_E | PJM_ROM | Internal | Winter | B16 | 25 | 8000 | 0.31 | 54.06 | 54.05 | 0.01 | 0
2020 | PJM_E_2_PJM_ROM | PJM_E | PJM_ROM | Internal | Winter | B17 | 100 | 8000 | 0.08 | 48.09 | 48.08 | 0.01 | 0
2020 | PJM_E_2_PJM_ROM | PJM_E | PJM_ROM | Internal | Winter | B18 | 400 | 8000 | 0.02 | 44.19 | 44.18 | 0.01 | 0
2020 | PJM_E_2_PJM_ROM | PJM_E | PJM_ROM | Internal | Winter | B19 | 700 | 8000 | 0.01 | 42.03 | 42.01 | 0.01 | 0
2020 | PJM_E_2_PJM_ROM | PJM_E | PJM_ROM | Internal | Winter | B20 | 935 | 8000 | 0 | 37.07 | 37.05 | 0.01 | 0
2020 | PJM_ROR_2_MISO_IN | PJM_ROR | MISO_IN | Internal | Shoulder | B11 | 25 | 909 | 908.42 | 53.25 | 55.26 | 2 | 0.01
2020 | PJM_ROR_2_MISO_IN | PJM_ROR | MISO_IN | Internal | Shoulder | B12 | 200 | 909 | 0 | 47.8 | 45.81 | 2 | 0
2020 | PJM_ROR_2_MISO_IN | PJM_ROR | MISO_IN | Internal | Shoulder | B13 | 600 | 909 | 0 | 42.93 | 41.74 | 2 | 0
2020 | PJM_ROR_2_MISO_IN | PJM_ROR | MISO_IN | Internal | Shoulder | B14 | 900 | 909 | 0 | 40.99 | 40.54 | 2 | 0
2020 | PJM_ROR_2_MISO_IN | PJM_ROR | MISO_IN | Internal | Shoulder | B15 | 1203 | 909 | 0 | 37.21 | 37.88 | 2 | 0
2020 | PJM_ROR_2_MISO_IN | PJM_ROR | MISO_IN | Internal | Summer | B1 | 10 | 909 | 0 | 65.92 | 63.93 | 2 | 0
2020 | PJM_ROR_2_MISO_IN | PJM_ROR | MISO_IN | Internal | Summer | B2 | 25 | 909 | 0 | 63.69 | 63.54 | 2 | 0
2020 | PJM_ROR_2_MISO_IN | PJM_ROR | MISO_IN | Internal | Summer | B3 | 75 | 909 | 0 | 61.28 | 61.15 | 2 | 0
2020 | PJM_ROR_2_MISO_IN | PJM_ROR | MISO_IN | Internal | Summer | B4 | 100 | 909 | 0 | 60.47 | 60.51 | 2 | 0
2020 | PJM_ROR_2_MISO_IN | PJM_ROR | MISO_IN | Internal | Summer | B5 | 200 | 909 | 117.93 | 53.83 | 55.83 | 2 | 0
2020 | PJM_ROR_2_MISO_IN | PJM_ROR | MISO_IN | Internal | Summer | B6 | 300 | 909 | 0 | 49.19 | 47.2 | 2 | 0
2020 | PJM_ROR_2_MISO_IN | PJM_ROR | MISO_IN | Internal | Summer | B7 | 400 | 909 | 0 | 42.14 | 40.47 | 2 | 0
2020 | PJM_ROR_2_MISO_IN | PJM_ROR | MISO_IN | Internal | Summer | B8 | 500 | 909 | 0 | 37.86 | 37.53 | 2 | 0
2020 | PJM_ROR_2_MISO_IN | PJM_ROR | MISO_IN | Internal | Summer | B9 | 800 | 909 | 0 | 37.31 | 37.36 | 2 | 0
2020 | PJM_ROR_2_MISO_IN | PJM_ROR | MISO_IN | Internal | Summer | B10 | 1262 | 909 | 0 | 35.11 | 35.99 | 2 | 0
2020 | PJM_ROR_2_MISO_IN | PJM_ROR | MISO_IN | Internal | Winter | B16 | 25 | 909 | 0 | 54.04 | 52.35 | 2 | 0
2020 | PJM_ROR_2_MISO_IN | PJM_ROR | MISO_IN | Internal | Winter | B17 | 100 | 909 | 0 | 48.07 | 46.08 | 2 | 0
2020 | PJM_ROR_2_MISO_IN | PJM_ROR | MISO_IN | Internal | Winter | B18 | 400 | 909 | 0 | 44.17 | 42.18 | 2 | 0
2020 | PJM_ROR_2_MISO_IN | PJM_ROR | MISO_IN | Internal | Winter | B19 | 700 | 909 | 0 | 42 | 41.39 | 2 | 0
2020 | PJM_ROR_2_MISO_IN | PJM_ROR | MISO_IN | Internal | Winter | B20 | 935 | 909 | 0 | 37.04 | 37.46 | 2 | 0
2020 | PJM_ROR_2_MISO_MI | PJM_ROR | MISO_MI | Internal | Shoulder | B11 | 25 | 1305 | 0 | 53.25 | 52.9 | 2 | 0
2020 | PJM_ROR_2_MISO_MI | PJM_ROR | MISO_MI | Internal | Shoulder | B12 | 200 | 1305 | 0 | 47.8 | 45.8 | 2 | 0
2020 | PJM_ROR_2_MISO_MI | PJM_ROR | MISO_MI | Internal | Shoulder | B13 | 600 | 1305 | 0 | 42.93 | 41.75 | 2 | 0
2020 | PJM_ROR_2_MISO_MI | PJM_ROR | MISO_MI | Internal | Shoulder | B14 | 900 | 1305 | 0 | 40.99 | 40.53 | 2 | 0
2020 | PJM_ROR_2_MISO_MI | PJM_ROR | MISO_MI | Internal | Shoulder | B15 | 1203 | 1305 | 0 | 37.21 | 37.89 | 2 | 0
2020 | PJM_ROR_2_MISO_MI | PJM_ROR | MISO_MI | Internal | Summer | B1 | 10 | 1305 | 0 | 65.92 | 63.92 | 2 | 0
2020 | PJM_ROR_2_MISO_MI | PJM_ROR | MISO_MI | Internal | Summer | B2 | 25 | 1305 | 0 | 63.69 | 63.52 | 2 | 0
2020 | PJM_ROR_2_MISO_MI | PJM_ROR | MISO_MI | Internal | Summer | B3 | 75 | 1305 | 0 | 61.28 | 59.28 | 2 | 0
2020 | PJM_ROR_2_MISO_MI | PJM_ROR | MISO_MI | Internal | Summer | B4 | 100 | 1305 | 0 | 60.47 | 58.16 | 2 | 0
2020 | PJM_ROR_2_MISO_MI | PJM_ROR | MISO_MI | Internal | Summer | B5 | 200 | 1305 | 0.05 | 53.83 | 55.81 | 2 | 0
2020 | PJM_ROR_2_MISO_MI | PJM_ROR | MISO_MI | Internal | Summer | B6 | 300 | 1305 | 0 | 49.19 | 47.19 | 2 | 0
2020 | PJM_ROR_2_MISO_MI | PJM_ROR | MISO_MI | Internal | Summer | B7 | 400 | 1305 | 0 | 42.14 | 40.47 | 2 | 0
2020 | PJM_ROR_2_MISO_MI | PJM_ROR | MISO_MI | Internal | Summer | B8 | 500 | 1305 | 0 | 37.86 | 37.55 | 2 | 0
2020 | PJM_ROR_2_MISO_MI | PJM_ROR | MISO_MI | Internal | Summer | B9 | 800 | 1305 | 0 | 37.31 | 37.38 | 2 | 0
2020 | PJM_ROR_2_MISO_MI | PJM_ROR | MISO_MI | Internal | Summer | B10 | 1262 | 1305 | 0 | 35.11 | 36 | 2 | 0
2020 | PJM_ROR_2_MISO_MI | PJM_ROR | MISO_MI | Internal | Winter | B16 | 25 | 1305 | 0 | 54.04 | 52.34 | 2 | 0
2020 | PJM_ROR_2_MISO_MI | PJM_ROR | MISO_MI | Internal | Winter | B17 | 100 | 1305 | 0 | 48.07 | 46.07 | 2 | 0
2020 | PJM_ROR_2_MISO_MI | PJM_ROR | MISO_MI | Internal | Winter | B18 | 400 | 1305 | 0 | 44.17 | 42.19 | 2 | 0
2020 | PJM_ROR_2_MISO_MI | PJM_ROR | MISO_MI | Internal | Winter | B19 | 700 | 1305 | 0 | 42 | 41.4 | 2 | 0
2020 | PJM_ROR_2_MISO_MI | PJM_ROR | MISO_MI | Internal | Winter | B20 | 935 | 1305 | 0 | 37.04 | 37.47 | 2 | 0
2020 | PJM_ROR_2_MISO_MO-IL | PJM_ROR | MISO_MO-IL | Internal | Shoulder | B11 | 25 | 1111 | 884.27 | 53.25 | 55.25 | 2 | 0
2020 | PJM_ROR_2_MISO_MO-IL | PJM_ROR | MISO_MO-IL | Internal | Shoulder | B12 | 200 | 1111 | 0 | 47.8 | 45.8 | 2 | 0
2020 | PJM_ROR_2_MISO_MO-IL | PJM_ROR | MISO_MO-IL | Internal | Shoulder | B13 | 600 | 1111 | 0 | 42.93 | 41.71 | 2 | 0
2020 | PJM_ROR_2_MISO_MO-IL | PJM_ROR | MISO_MO-IL | Internal | Shoulder | B14 | 900 | 1111 | 0 | 40.99 | 40.53 | 2 | 0
2020 | PJM_ROR_2_MISO_MO-IL | PJM_ROR | MISO_MO-IL | Internal | Shoulder | B15 | 1203 | 1111 | 0 | 37.21 | 37.87 | 2 | 0
2020 | PJM_ROR_2_MISO_MO-IL | PJM_ROR | MISO_MO-IL | Internal | Summer | B1 | 10 | 1111 | 0 | 65.92 | 63.92 | 2 | 0
2020 | PJM_ROR_2_MISO_MO-IL | PJM_ROR | MISO_MO-IL | Internal | Summer | B2 | 25 | 1111 | 0 | 63.69 | 62.56 | 2 | 0
2020 | PJM_ROR_2_MISO_MO-IL | PJM_ROR | MISO_MO-IL | Internal | Summer | B3 | 75 | 1111 | 0 | 61.28 | 61.14 | 2 | 0
2020 | PJM_ROR_2_MISO_MO-IL | PJM_ROR | MISO_MO-IL | Internal | Summer | B4 | 100 | 1111 | 0 | 60.47 | 60.52 | 2 | 0
2020 | PJM_ROR_2_MISO_MO-IL | PJM_ROR | MISO_MO-IL | Internal | Summer | B5 | 200 | 1111 | 0.07 | 53.83 | 55.82 | 2 | 0
2020 | PJM_ROR_2_MISO_MO-IL | PJM_ROR | MISO_MO-IL | Internal | Summer | B6 | 300 | 1111 | 0 | 49.19 | 47.19 | 2 | 0
2020 | PJM_ROR_2_MISO_MO-IL | PJM_ROR | MISO_MO-IL | Internal | Summer | B7 | 400 | 1111 | 0 | 42.14 | 40.46 | 2 | 0
2020 | PJM_ROR_2_MISO_MO-IL | PJM_ROR | MISO_MO-IL | Internal | Summer | B8 | 500 | 1111 | 0 | 37.86 | 37.52 | 2 | 0
2020 | PJM_ROR_2_MISO_MO-IL | PJM_ROR | MISO_MO-IL | Internal | Summer | B9 | 800 | 1111 | 0 | 37.31 | 37.35 | 2 | 0
2020 | PJM_ROR_2_MISO_MO-IL | PJM_ROR | MISO_MO-IL | Internal | Summer | B10 | 1262 | 1111 | 0 | 35.11 | 35.66 | 2 | 0
2020 | PJM_ROR_2_MISO_MO-IL | PJM_ROR | MISO_MO-IL | Internal | Winter | B16 | 25 | 1111 | 0 | 54.04 | 52.05 | 2 | 0
2020 | PJM_ROR_2_MISO_MO-IL | PJM_ROR | MISO_MO-IL | Internal | Winter | B17 | 100 | 1111 | 0 | 48.07 | 46.07 | 2 | 0
2020 | PJM_ROR_2_MISO_MO-IL | PJM_ROR | MISO_MO-IL | Internal | Winter | B18 | 400 | 1111 | 0 | 44.17 | 42.17 | 2 | 0
2020 | PJM_ROR_2_MISO_MO-IL | PJM_ROR | MISO_MO-IL | Internal | Winter | B19 | 700 | 1111 | 0 | 42 | 41.38 | 2 | 0
2020 | PJM_ROR_2_MISO_MO-IL | PJM_ROR | MISO_MO-IL | Internal | Winter | B20 | 935 | 1111 | 0 | 37.04 | 37.45 | 2 | 0
2020 | PJM_ROR_2_MISO_W | PJM_ROR | MISO_W | Internal | Shoulder | B11 | 25 | 709 | 708.41 | 53.25 | 55.26 | 2 | 0.01
2020 | PJM_ROR_2_MISO_W | PJM_ROR | MISO_W | Internal | Shoulder | B12 | 200 | 709 | 0 | 47.8 | 45.79 | 2 | 0
2020 | PJM_ROR_2_MISO_W | PJM_ROR | MISO_W | Internal | Shoulder | B13 | 600 | 709 | 0 | 42.93 | 41.71 | 2 | 0
2020 | PJM_ROR_2_MISO_W | PJM_ROR | MISO_W | Internal | Shoulder | B14 | 900 | 709 | 0 | 40.99 | 40.54 | 2 | 0
2020 | PJM_ROR_2_MISO_W | PJM_ROR | MISO_W | Internal | Shoulder | B15 | 1203 | 709 | 0 | 37.21 | 37.86 | 2 | 0
2020 | PJM_ROR_2_MISO_W | PJM_ROR | MISO_W | Internal | Summer | B1 | 10 | 709 | 0 | 65.92 | 63.91 | 2 | 0
2020 | PJM_ROR_2_MISO_W | PJM_ROR | MISO_W | Internal | Summer | B2 | 25 | 709 | 0 | 63.69 | 62.58 | 2 | 0
2020 | PJM_ROR_2_MISO_W | PJM_ROR | MISO_W | Internal | Summer | B3 | 75 | 709 | 0 | 61.28 | 62.58 | 2 | 0
2020 | PJM_ROR_2_MISO_W | PJM_ROR | MISO_W | Internal | Summer | B4 | 100 | 709 | 163.5 | 60.47 | 62.47 | 2 | 0
2020 | PJM_ROR_2_MISO_W | PJM_ROR | MISO_W | Internal | Summer | B5 | 200 | 709 | 164.58 | 53.83 | 55.83 | 2 | 0
2020 | PJM_ROR_2_MISO_W | PJM_ROR | MISO_W | Internal | Summer | B6 | 300 | 709 | 0 | 49.19 | 47.2 | 2 | 0
2020 | PJM_ROR_2_MISO_W | PJM_ROR | MISO_W | Internal | Summer | B7 | 400 | 709 | 0 | 42.14 | 40.45 | 2 | 0
2020 | PJM_ROR_2_MISO_W | PJM_ROR | MISO_W | Internal | Summer | B8 | 500 | 709 | 0 | 37.86 | 37.51 | 2 | 0
2020 | PJM_ROR_2_MISO_W | PJM_ROR | MISO_W | Internal | Summer | B9 | 800 | 709 | 0 | 37.31 | 37.34 | 2 | 0
2020 | PJM_ROR_2_MISO_W | PJM_ROR | MISO_W | Internal | Summer | B10 | 1262 | 709 | 0 | 35.11 | 35.65 | 2 | 0
2020 | PJM_ROR_2_MISO_W | PJM_ROR | MISO_W | Internal | Winter | B16 | 25 | 709 | 0 | 54.04 | 52.04 | 2 | 0
2020 | PJM_ROR_2_MISO_W | PJM_ROR | MISO_W | Internal | Winter | B17 | 100 | 709 | 0 | 48.07 | 46.06 | 2 | 0
2020 | PJM_ROR_2_MISO_W | PJM_ROR | MISO_W | Internal | Winter | B18 | 400 | 709 | 0 | 44.17 | 42.17 | 2 | 0
2020 | PJM_ROR_2_MISO_W | PJM_ROR | MISO_W | Internal | Winter | B19 | 700 | 709 | 0 | 42 | 41.39 | 2 | 0
2020 | PJM_ROR_2_MISO_W | PJM_ROR | MISO_W | Internal | Winter | B20 | 935 | 709 | 0 | 37.04 | 37.44 | 2 | 0
2020 | PJM_ROR_2_MISO_WUMS | PJM_ROR | MISO_WUMS | Internal | Shoulder | B11 | 25 | 1467 | 132.79 | 53.25 | 55.25 | 2 | 0
2020 | PJM_ROR_2_MISO_WUMS | PJM_ROR | MISO_WUMS | Internal | Shoulder | B12 | 200 | 1467 | 0 | 47.8 | 45.8 | 2 | 0
2020 | PJM_ROR_2_MISO_WUMS | PJM_ROR | MISO_WUMS | Internal | Shoulder | B13 | 600 | 1467 | 0 | 42.93 | 41.72 | 2 | 0
2020 | PJM_ROR_2_MISO_WUMS | PJM_ROR | MISO_WUMS | Internal | Shoulder | B14 | 900 | 1467 | 0 | 40.99 | 40.55 | 2 | 0
2020 | PJM_ROR_2_MISO_WUMS | PJM_ROR | MISO_WUMS | Internal | Shoulder | B15 | 1203 | 1467 | 0 | 37.21 | 37.85 | 2 | 0
2020 | PJM_ROR_2_MISO_WUMS | PJM_ROR | MISO_WUMS | Internal | Summer | B1 | 10 | 1467 | 0 | 65.92 | 63.4 | 2 | 0
2020 | PJM_ROR_2_MISO_WUMS | PJM_ROR | MISO_WUMS | Internal | Summer | B2 | 25 | 1467 | 0 | 63.69 | 61.69 | 2 | 0
2020 | PJM_ROR_2_MISO_WUMS | PJM_ROR | MISO_WUMS | Internal | Summer | B3 | 75 | 1467 | 0 | 61.28 | 59.88 | 2 | 0
2020 | PJM_ROR_2_MISO_WUMS | PJM_ROR | MISO_WUMS | Internal | Summer | B4 | 100 | 1467 | 0 | 60.47 | 59.88 | 2 | 0
2020 | PJM_ROR_2_MISO_WUMS | PJM_ROR | MISO_WUMS | Internal | Summer | B5 | 200 | 1467 | 0.07 | 53.83 | 55.82 | 2 | 0
2020 | PJM_ROR_2_MISO_WUMS | PJM_ROR | MISO_WUMS | Internal | Summer | B6 | 300 | 1467 | 0 | 49.19 | 47.19 | 2 | 0
2020 | PJM_ROR_2_MISO_WUMS | PJM_ROR | MISO_WUMS | Internal | Summer | B7 | 400 | 1467 | 0 | 42.14 | 40.46 | 2 | 0
2020 | PJM_ROR_2_MISO_WUMS | PJM_ROR | MISO_WUMS | Internal | Summer | B8 | 500 | 1467 | 0 | 37.86 | 37.52 | 2 | 0
2020 | PJM_ROR_2_MISO_WUMS | PJM_ROR | MISO_WUMS | Internal | Summer | B9 | 800 | 1467 | 0 | 37.31 | 37.33 | 2 | 0
2020 | PJM_ROR_2_MISO_WUMS | PJM_ROR | MISO_WUMS | Internal | Summer | B10 | 1262 | 1467 | 0 | 35.11 | 35.66 | 2 | 0
2020 | PJM_ROR_2_MISO_WUMS | PJM_ROR | MISO_WUMS | Internal | Winter | B16 | 25 | 1467 | 0 | 54.04 | 52.04 | 2 | 0
2020 | PJM_ROR_2_MISO_WUMS | PJM_ROR | MISO_WUMS | Internal | Winter | B17 | 100 | 1467 | 0 | 48.07 | 46.07 | 2 | 0
2020 | PJM_ROR_2_MISO_WUMS | PJM_ROR | MISO_WUMS | Internal | Winter | B18 | 400 | 1467 | 0 | 44.17 | 42.17 | 2 | 0
2020 | PJM_ROR_2_MISO_WUMS | PJM_ROR | MISO_WUMS | Internal | Winter | B19 | 700 | 1467 | 0 | 42 | 41.38 | 2 | 0
2020 | PJM_ROR_2_MISO_WUMS | PJM_ROR | MISO_WUMS | Internal | Winter | B20 | 935 | 1467 | 0 | 37.04 | 37.45 | 2 | 0
2020 | PJM_ROR_2_PJM_ROM | PJM_ROR | PJM_ROM | Internal | Shoulder | B11 | 25 | 8000 | 0.31 | 53.25 | 53.23 | 0.01 | 0
2020 | PJM_ROR_2_PJM_ROM | PJM_ROR | PJM_ROM | Internal | Shoulder | B12 | 200 | 8000 | 0.04 | 47.8 | 47.79 | 0.01 | 0
2020 | PJM_ROR_2_PJM_ROM | PJM_ROR | PJM_ROM | Internal | Shoulder | B13 | 600 | 8000 | 0.01 | 42.93 | 42.92 | 0.01 | 0
2020 | PJM_ROR_2_PJM_ROM | PJM_ROR | PJM_ROM | Internal | Shoulder | B14 | 900 | 8000 | 1692.6 | 40.99 | 41.01 | 0.01 | 0
2020 | PJM_ROR_2_PJM_ROM | PJM_ROR | PJM_ROM | Internal | Shoulder | B15 | 1203 | 8000 | 2935.73 | 37.21 | 37.22 | 0.01 | 0
2020 | PJM_ROR_2_PJM_ROM | PJM_ROR | PJM_ROM | Internal | Summer | B1 | 10 | 8000 | 2789.52 | 65.92 | 65.93 | 0.01 | 0
2020 | PJM_ROR_2_PJM_ROM | PJM_ROR | PJM_ROM | Internal | Summer | B2 | 25 | 8000 | 1978.51 | 63.69 | 63.7 | 0.01 | 0
2020 | PJM_ROR_2_PJM_ROM | PJM_ROR | PJM_ROM | Internal | Summer | B3 | 75 | 8000 | 0.1 | 61.28 | 61.27 | 0.01 | 0
2020 | PJM_ROR_2_PJM_ROM | PJM_ROR | PJM_ROM | Internal | Summer | B4 | 100 | 8000 | 0.08 | 60.47 | 60.46 | 0.01 | 0
2020 | PJM_ROR_2_PJM_ROM | PJM_ROR | PJM_ROM | Internal | Summer | B5 | 200 | 8000 | 0.04 | 53.83 | 53.82 | 0.01 | 0
2020 | PJM_ROR_2_PJM_ROM | PJM_ROR | PJM_ROM | Internal | Summer | B6 | 300 | 8000 | 843.7 | 49.19 | 49.2 | 0.01 | 0
2020 | PJM_ROR_2_PJM_ROM | PJM_ROR | PJM_ROM | Internal | Summer | B7 | 400 | 8000 | 0.02 | 42.14 | 42.13 | 0.01 | 0
2020 | PJM_ROR_2_PJM_ROM | PJM_ROR | PJM_ROM | Internal | Summer | B8 | 500 | 8000 | 1445.51 | 37.86 | 37.87 | 0.01 | 0
2020 | PJM_ROR_2_PJM_ROM | PJM_ROR | PJM_ROM | Internal | Summer | B9 | 800 | 8000 | 4281.67 | 37.31 | 37.32 | 0.01 | 0
2020 | PJM_ROR_2_PJM_ROM | PJM_ROR | PJM_ROM | Internal | Summer | B10 | 1262 | 8000 | 4018.05 | 35.11 | 35.12 | 0.01 | 0
2020 | PJM_ROR_2_PJM_ROM | PJM_ROR | PJM_ROM | Internal | Winter | B16 | 25 | 8000 | 1609.27 | 54.04 | 54.05 | 0.01 | 0
2020 | PJM_ROR_2_PJM_ROM | PJM_ROR | PJM_ROM | Internal | Winter | B17 | 100 | 8000 | 4684.58 | 48.07 | 48.08 | 0.01 | 0
2020 | PJM_ROR_2_PJM_ROM | PJM_ROR | PJM_ROM | Internal | Winter | B18 | 400 | 8000 | 6770.41 | 44.17 | 44.18 | 0.01 | 0
2020 | PJM_ROR_2_PJM_ROM | PJM_ROR | PJM_ROM | Internal | Winter | B19 | 700 | 8000 | 6650.64 | 42 | 42.01 | 0.01 | 0
2020 | PJM_ROR_2_PJM_ROM | PJM_ROR | PJM_ROM | Internal | Winter | B20 | 935 | 8000 | 6278.81 | 37.04 | 37.05 | 0.01 | 0
2020 | PJM_ROR_2_TVA_Transmission | PJM_ROR | TVA_Transmission | Internal | Shoulder | B11 | 25 | 2500 | 0.02 | 53.25 | 58.91 | 6 | 0
2020 | PJM_ROR_2_TVA_Transmission | PJM_ROR | TVA_Transmission | Internal | Shoulder | B12 | 200 | 2500 | 0 | 47.8 | 47.63 | 6 | 0
2020 | PJM_ROR_2_TVA_Transmission | PJM_ROR | TVA_Transmission | Internal | Shoulder | B13 | 600 | 2500 | 0 | 42.93 | 45.02 | 6 | 0
2020 | PJM_ROR_2_TVA_Transmission | PJM_ROR | TVA_Transmission | Internal | Shoulder | B14 | 900 | 2500 | 0 | 40.99 | 44.17 | 6 | 0
2020 | PJM_ROR_2_TVA_Transmission | PJM_ROR | TVA_Transmission | Internal | Shoulder | B15 | 1203 | 2500 | 0 | 37.21 | 42.52 | 6 | 0
2020 | PJM_ROR_2_TVA_Transmission | PJM_ROR | TVA_Transmission | Internal | Summer | B1 | 10 | 2500 | 1331.78 | 65.92 | 71.92 | 6 | 0
2020 | PJM_ROR_2_TVA_Transmission | PJM_ROR | TVA_Transmission | Internal | Summer | B2 | 25 | 2500 | 1699.03 | 63.69 | 69.69 | 6 | 0
2020 | PJM_ROR_2_TVA_Transmission | PJM_ROR | TVA_Transmission | Internal | Summer | B3 | 75 | 2500 | 491.77 | 61.28 | 67.28 | 6 | 0
2020 | PJM_ROR_2_TVA_Transmission | PJM_ROR | TVA_Transmission | Internal | Summer | B4 | 100 | 2500 | 1294.77 | 60.47 | 66.47 | 6 | 0
2020 | PJM_ROR_2_TVA_Transmission | PJM_ROR | TVA_Transmission | Internal | Summer | B5 | 200 | 2500 | 0 | 53.83 | 59.16 | 6 | 0
2020 | PJM_ROR_2_TVA_Transmission | PJM_ROR | TVA_Transmission | Internal | Summer | B6 | 300 | 2500 | 0 | 49.19 | 53.91 | 6 | 0
2020 | PJM_ROR_2_TVA_Transmission | PJM_ROR | TVA_Transmission | Internal | Summer | B7 | 400 | 2500 | 0 | 42.14 | 46.9 | 6 | 0
2020 | PJM_ROR_2_TVA_Transmission | PJM_ROR | TVA_Transmission | Internal | Summer | B8 | 500 | 2500 | 0 | 37.86 | 41.86 | 6 | 0
2020 | PJM_ROR_2_TVA_Transmission | PJM_ROR | TVA_Transmission | Internal | Summer | B9 | 800 | 2500 | 0 | 37.31 | 41.56 | 6 | 0
2020 | PJM_ROR_2_TVA_Transmission | PJM_ROR | TVA_Transmission | Internal | Summer | B10 | 1262 | 2500 | 0 | 35.11 | 39.04 | 6 | 0
2020 | PJM_ROR_2_TVA_Transmission | PJM_ROR | TVA_Transmission | Internal | Winter | B16 | 25 | 2500 | 0 | 54.04 | 59.18 | 6 | 0
2020 | PJM_ROR_2_TVA_Transmission | PJM_ROR | TVA_Transmission | Internal | Winter | B17 | 100 | 2500 | 0 | 48.07 | 49.3 | 6 | 0
2020 | PJM_ROR_2_TVA_Transmission | PJM_ROR | TVA_Transmission | Internal | Winter | B18 | 400 | 2500 | 0 | 44.17 | 45.94 | 6 | 0
2020 | PJM_ROR_2_TVA_Transmission | PJM_ROR | TVA_Transmission | Internal | Winter | B19 | 700 | 2500 | 0 | 42 | 44.58 | 6 | 0
2020 | PJM_ROR_2_TVA_Transmission | PJM_ROR | TVA_Transmission | Internal | Winter | B20 | 935 | 2500 | 0 | 37.04 | 42.48 | 6 | 0
2020 | PJM_ROR_2_VACAR | PJM_ROR | VACAR | Internal | Shoulder | B11 | 25 | 3000 | 2999.98 | 53.25 | 59.66 | 6 | 0.42
2020 | PJM_ROR_2_VACAR | PJM_ROR | VACAR | Internal | Shoulder | B12 | 200 | 3000 | 0 | 47.8 | 49.11 | 6 | 0
2020 | PJM_ROR_2_VACAR | PJM_ROR | VACAR | Internal | Shoulder | B13 | 600 | 3000 | 0 | 42.93 | 47.45 | 6 | 0
2020 | PJM_ROR_2_VACAR | PJM_ROR | VACAR | Internal | Shoulder | B14 | 900 | 3000 | 0 | 40.99 | 46.92 | 6 | 0
2020 | PJM_ROR_2_VACAR | PJM_ROR | VACAR | Internal | Shoulder | B15 | 1203 | 3000 | 209.94 | 37.21 | 43.21 | 6 | 0
2020 | PJM_ROR_2_VACAR | PJM_ROR | VACAR | Internal | Summer | B1 | 10 | 3000 | 2999.98 | 65.92 | 73.05 | 6 | 1.13
2020 | PJM_ROR_2_VACAR | PJM_ROR | VACAR | Internal | Summer | B2 | 25 | 3000 | 3000 | 63.69 | 73.05 | 6 | 3.37
2020 | PJM_ROR_2_VACAR | PJM_ROR | VACAR | Internal | Summer | B3 | 75 | 3000 | 3000 | 61.28 | 73.05 | 6 | 5.77
2020 | PJM_ROR_2_VACAR | PJM_ROR | VACAR | Internal | Summer | B4 | 100 | 3000 | 2141.82 | 60.47 | 66.47 | 6 | 0
2020 | PJM_ROR_2_VACAR | PJM_ROR | VACAR | Internal | Summer | B5 | 200 | 3000 | 1629.9 | 53.83 | 59.83 | 6 | 0
2020 | PJM_ROR_2_VACAR | PJM_ROR | VACAR | Internal | Summer | B6 | 300 | 3000 | 1188.76 | 49.19 | 55.19 | 6 | 0
2020 | PJM_ROR_2_VACAR | PJM_ROR | VACAR | Internal | Summer | B7 | 400 | 3000 | 2620.99 | 42.14 | 48.14 | 6 | 0
2020 | PJM_ROR_2_VACAR | PJM_ROR | VACAR | Internal | Summer | B8 | 500 | 3000 | 2785.42 | 37.86 | 43.86 | 6 | 0
2020 | PJM_ROR_2_VACAR | PJM_ROR | VACAR | Internal | Summer | B9 | 800 | 3000 | 2216.55 | 37.31 | 43.31 | 6 | 0
2020 | PJM_ROR_2_VACAR | PJM_ROR | VACAR | Internal | Summer | B10 | 1262 | 3000 | 1880.79 | 35.11 | 41.11 | 6 | 0
2020 | PJM_ROR_2_VACAR | PJM_ROR | VACAR | Internal | Winter | B16 | 25 | 3000 | 2999.99 | 54.04 | 60.87 | 6 | 0.84
2020 | PJM_ROR_2_VACAR | PJM_ROR | VACAR | Internal | Winter | B17 | 100 | 3000 | 126.54 | 48.07 | 54.07 | 6 | 0
2020 | PJM_ROR_2_VACAR | PJM_ROR | VACAR | Internal | Winter | B18 | 400 | 3000 | 0 | 44.17 | 47.45 | 6 | 0
2020 | PJM_ROR_2_VACAR | PJM_ROR | VACAR | Internal | Winter | B19 | 700 | 3000 | 0 | 42 | 46.42 | 6 | 0
2020 | PJM_ROR_2_VACAR | PJM_ROR | VACAR | Internal | Winter | B20 | 935 | 3000 | 3000 | 37.04 | 43.87 | 6 | 0.83
2020 | PJM_ROM_2_NYISO_A-F | PJM_ROM | NYISO_A-F | Internal | Shoulder | B11 | 25 | 2000 | 0 | 53.23 | 40.67 | 6 | 0
2020 | PJM_ROM_2_NYISO_A-F | PJM_ROM | NYISO_A-F | Internal | Shoulder | B12 | 200 | 2000 | 0 | 47.79 | 39.85 | 6 | 0
2020 | PJM_ROM_2_NYISO_A-F | PJM_ROM | NYISO_A-F | Internal | Shoulder | B13 | 600 | 2000 | 0 | 42.92 | 39.85 | 6 | 0
2020 | PJM_ROM_2_NYISO_A-F | PJM_ROM | NYISO_A-F | Internal | Shoulder | B14 | 900 | 2000 | 0 | 41.01 | 39.45 | 6 | 0
2020 | PJM_ROM_2_NYISO_A-F | PJM_ROM | NYISO_A-F | Internal | Shoulder | B15 | 1203 | 2000 | 0 | 37.22 | 39.45 | 6 | 0
2020 | PJM_ROM_2_NYISO_A-F | PJM_ROM | NYISO_A-F | Internal | Summer | B1 | 10 | 2000 | 0 | 65.93 | 57.93 | 6 | 0
2020 | PJM_ROM_2_NYISO_A-F | PJM_ROM | NYISO_A-F | Internal | Summer | B2 | 25 | 2000 | 0 | 63.7 | 55.7 | 6 | 0
2020 | PJM_ROM_2_NYISO_A-F | PJM_ROM | NYISO_A-F | Internal | Summer | B3 | 75 | 2000 | 0 | 61.27 | 52.87 | 6 | 0
2020 | PJM_ROM_2_NYISO_A-F | PJM_ROM | NYISO_A-F | Internal | Summer | B4 | 100 | 2000 | 0 | 60.46 | 45.81 | 6 | 0
2020 | PJM_ROM_2_NYISO_A-F | PJM_ROM | NYISO_A-F | Internal | Summer | B5 | 200 | 2000 | 0 | 53.82 | 44.74 | 6 | 0
2020 | PJM_ROM_2_NYISO_A-F | PJM_ROM | NYISO_A-F | Internal | Summer | B6 | 300 | 2000 | 0 | 49.2 | 42.03 | 6 | 0
2020 | PJM_ROM_2_NYISO_A-F | PJM_ROM | NYISO_A-F | Internal | Summer | B7 | 400 | 2000 | 0 | 42.13 | 40.44 | 6 | 0
2020 | PJM_ROM_2_NYISO_A-F | PJM_ROM | NYISO_A-F | Internal | Summer | B8 | 500 | 2000 | 0 | 37.87 | 37.9 | 6 | 0
2020 | PJM_ROM_2_NYISO_A-F | PJM_ROM | NYISO_A-F | Internal | Summer | B9 | 800 | 2000 | 0 | 37.32 | 37.87 | 6 | 0
2020 | PJM_ROM_2_NYISO_A-F | PJM_ROM | NYISO_A-F | Internal | Summer | B10 | 1262 | 2000 | 0 | 35.12 | 37.87 | 6 | 0
2020 | PJM_ROM_2_NYISO_A-F | PJM_ROM | NYISO_A-F | Internal | Winter | B16 | 25 | 2000 | 0 | 54.05 | 44.97 | 6 | 0
2020 | PJM_ROM_2_NYISO_A-F | PJM_ROM | NYISO_A-F | Internal | Winter | B17 | 100 | 2000 | 0 | 48.08 | 43.27 | 6 | 0
2020 | PJM_ROM_2_NYISO_A-F | PJM_ROM | NYISO_A-F | Internal | Winter | B18 | 400 | 2000 | 0 | 44.18 | 42.19 | 6 | 0
2020 | PJM_ROM_2_NYISO_A-F | PJM_ROM | NYISO_A-F | Internal | Winter | B19 | 700 | 2000 | 0 | 42.01 | 42.19 | 6 | 0
2020 | PJM_ROM_2_NYISO_A-F | PJM_ROM | NYISO_A-F | Internal | Winter | B20 | 935 | 2000 | 0 | 37.05 | 42.19 | 6 | 0
2020 | PJM_ROM_2_PJM_E | PJM_ROM | PJM_E | Internal | Shoulder | B11 | 25 | 8000 | 0.31 | 53.23 | 53.22 | 0.01 | 0
2020 | PJM_ROM_2_PJM_E | PJM_ROM | PJM_E | Internal | Shoulder | B12 | 200 | 8000 | 0.04 | 47.79 | 47.77 | 0.01 | 0
2020 | PJM_ROM_2_PJM_E | PJM_ROM | PJM_E | Internal | Shoulder | B13 | 600 | 8000 | 0.01 | 42.92 | 42.9 | 0.01 | 0
2020 | PJM_ROM_2_PJM_E | PJM_ROM | PJM_E | Internal | Shoulder | B14 | 900 | 8000 | 0 | 41.01 | 40.99 | 0.01 | 0
2020 | PJM_ROM_2_PJM_E | PJM_ROM | PJM_E | Internal | Shoulder | B15 | 1203 | 8000 | 363.64 | 37.22 | 37.23 | 0.01 | 0
2020 | PJM_ROM_2_PJM_E | PJM_ROM | PJM_E | Internal | Summer | B1 | 10 | 8000 | 3181.61 | 65.93 | 65.94 | 0.01 | 0
2020 | PJM_ROM_2_PJM_E | PJM_ROM | PJM_E | Internal | Summer | B2 | 25 | 8000 | 1511.41 | 63.7 | 63.71 | 0.01 | 0
2020 | PJM_ROM_2_PJM_E | PJM_ROM | PJM_E | Internal | Summer | B3 | 75 | 8000 | 0.11 | 61.27 | 61.26 | 0.01 | 0
2020 | PJM_ROM_2_PJM_E | PJM_ROM | PJM_E | Internal | Summer | B4 | 100 | 8000 | 0.08 | 60.46 | 60.45 | 0.01 | 0
2020 | PJM_ROM_2_PJM_E | PJM_ROM | PJM_E | Internal | Summer | B5 | 200 | 8000 | 419.93 | 53.82 | 53.83 | 0.01 | 0
2020 | PJM_ROM_2_PJM_E | PJM_ROM | PJM_E | Internal | Summer | B6 | 300 | 8000 | 0.03 | 49.2 | 49.19 | 0.01 | 0
2020 | PJM_ROM_2_PJM_E | PJM_ROM | PJM_E | Internal | Summer | B7 | 400 | 8000 | 0.02 | 42.13 | 42.12 | 0.01 | 0
2020 | PJM_ROM_2_PJM_E | PJM_ROM | PJM_E | Internal | Summer | B8 | 500 | 8000 | 255.13 | 37.87 | 37.88 | 0.01 | 0
2020 | PJM_ROM_2_PJM_E | PJM_ROM | PJM_E | Internal | Summer | B9 | 800 | 8000 | 2193.06 | 37.32 | 37.33 | 0.01 | 0
2020 | PJM_ROM_2_PJM_E | PJM_ROM | PJM_E | Internal | Summer | B10 | 1262 | 8000 | 1333.99 | 35.12 | 35.14 | 0.01 | 0
2020 | PJM_ROM_2_PJM_E | PJM_ROM | PJM_E | Internal | Winter | B16 | 25 | 8000 | 1208.19 | 54.05 | 54.06 | 0.01 | 0
2020 | PJM_ROM_2_PJM_E | PJM_ROM | PJM_E | Internal | Winter | B17 | 100 | 8000 | 2003 | 48.08 | 48.09 | 0.01 | 0
2020 | PJM_ROM_2_PJM_E | PJM_ROM | PJM_E | Internal | Winter | B18 | 400 | 8000 | 5074.74 | 44.18 | 44.19 | 0.01 | 0
2020 | PJM_ROM_2_PJM_E | PJM_ROM | PJM_E | Internal | Winter | B19 | 700 | 8000 | 3865.38 | 42.01 | 42.03 | 0.01 | 0
2020 | PJM_ROM_2_PJM_E | PJM_ROM | PJM_E | Internal | Winter | B20 | 935 | 8000 | 4216.31 | 37.05 | 37.07 | 0.01 | 0
2020 | PJM_ROM_2_PJM_ROR | PJM_ROM | PJM_ROR | Internal | Shoulder | B11 | 25 | 8000 | 2627.03 | 53.23 | 53.25 | 0.01 | 0
2020 | PJM_ROM_2_PJM_ROR | PJM_ROM | PJM_ROR | Internal | Shoulder | B12 | 200 | 8000 | 215.9 | 47.79 | 47.8 | 0.01 | 0
2020 | PJM_ROM_2_PJM_ROR | PJM_ROM | PJM_ROR | Internal | Shoulder | B13 | 600 | 8000 | 1250.41 | 42.92 | 42.93 | 0.01 | 0
2020 | PJM_ROM_2_PJM_ROR | PJM_ROM | PJM_ROR | Internal | Shoulder | B14 | 900 | 8000 | 0 | 41.01 | 40.99 | 0.01 | 0
2020 | PJM_ROM_2_PJM_ROR | PJM_ROM | PJM_ROR | Internal | Shoulder | B15 | 1203 | 8000 | 0 | 37.22 | 37.21 | 0.01 | 0
2020 | PJM_ROM_2_PJM_ROR | PJM_ROM | PJM_ROR | Internal | Summer | B1 | 10 | 8000 | 0.76 | 65.93 | 65.92 | 0.01 | 0
2020 | PJM_ROM_2_PJM_ROR | PJM_ROM | PJM_ROR | Internal | Summer | B2 | 25 | 8000 | 0.31 | 63.7 | 63.69 | 0.01 | 0
2020 | PJM_ROM_2_PJM_ROR | PJM_ROM | PJM_ROR | Internal | Summer | B3 | 75 | 8000 | 2100.79 | 61.27 | 61.28 | 0.01 | 0
2020 | PJM_ROM_2_PJM_ROR | PJM_ROM | PJM_ROR | Internal | Summer | B4 | 100 | 8000 | 5218.8 | 60.46 | 60.47 | 0.01 | 0
2020 | PJM_ROM_2_PJM_ROR | PJM_ROM | PJM_ROR | Internal | Summer | B5 | 200 | 8000 | 1901.87 | 53.82 | 53.83 | 0.01 | 0
2020 | PJM_ROM_2_PJM_ROR | PJM_ROM | PJM_ROR | Internal | Summer | B6 | 300 | 8000 | 0.03 | 49.2 | 49.19 | 0.01 | 0
2020 | PJM_ROM_2_PJM_ROR | PJM_ROM | PJM_ROR | Internal | Summer | B7 | 400 | 8000 | 500.59 | 42.13 | 42.14 | 0.01 | 0
2020 | PJM_ROM_2_PJM_ROR | PJM_ROM | PJM_ROR | Internal | Summer | B8 | 500 | 8000 | 0.02 | 37.87 | 37.86 | 0.01 | 0
2020 | PJM_ROM_2_PJM_ROR | PJM_ROM | PJM_ROR | Internal | Summer | B9 | 800 | 8000 | 0 | 37.32 | 37.31 | 0.01 | 0
2020 | PJM_ROM_2_PJM_ROR | PJM_ROM | PJM_ROR | Internal | Summer | B10 | 1262 | 8000 | 0 | 35.12 | 35.11 | 0.01 | 0
2020 | PJM_ROM_2_PJM_ROR | PJM_ROM | PJM_ROR | Internal | Winter | B16 | 25 | 8000 | 0.31 | 54.05 | 54.04 | 0.01 | 0
2020 | PJM_ROM_2_PJM_ROR | PJM_ROM | PJM_ROR | Internal | Winter | B17 | 100 | 8000 | 0.08 | 48.08 | 48.07 | 0.01 | 0
2020 | PJM_ROM_2_PJM_ROR | PJM_ROM | PJM_ROR | Internal | Winter | B18 | 400 | 8000 | 0.02 | 44.18 | 44.17 | 0.01 | 0
2020 | PJM_ROM_2_PJM_ROR | PJM_ROM | PJM_ROR | Internal | Winter | B19 | 700 | 8000 | 0.01 | 42.01 | 42 | 0.01 | 0
2020 | PJM_ROM_2_PJM_ROR | PJM_ROM | PJM_ROR | Internal | Winter | B20 | 935 | 8000 | 0 | 37.05 | 37.04 | 0.01 | 0
2020 | SOCO_2_ENT | SOCO | ENT | Internal | Shoulder | B11 | 25 | 2400 | 0 | 66.66 | 59.03 | 10 | 0
2020 | SOCO_2_ENT | SOCO | ENT | Internal | Shoulder | B12 | 200 | 2400 | 0 | 44.51 | 42.22 | 10 | 0
2020 | SOCO_2_ENT | SOCO | ENT | Internal | Shoulder | B13 | 600 | 2400 | 0 | 42.53 | 41.91 | 10 | 0
2020 | SOCO_2_ENT | SOCO | ENT | Internal | Shoulder | B14 | 900 | 2400 | 0 | 42.53 | 41.91 | 10 | 0
2020 | SOCO_2_ENT | SOCO | ENT | Internal | Shoulder | B15 | 1203 | 2400 | 0 | 42.1 | 41.61 | 10 | 0
2020 | SOCO_2_ENT | SOCO | ENT | Internal | Summer | B1 | 10 | 2400 | 0 | 71.02 | 63.92 | 10 | 0
2020 | SOCO_2_ENT | SOCO | ENT | Internal | Summer | B2 | 25 | 2400 | 0 | 69.69 | 61.69 | 10 | 0
2020 | SOCO_2_ENT | SOCO | ENT | Internal | Summer | B3 | 75 | 2400 | 0 | 69.69 | 61.69 | 10 | 0
2020 | SOCO_2_ENT | SOCO | ENT | Internal | Summer | B4 | 100 | 2400 | 0 | 69.69 | 61.69 | 10 | 0
2020 | SOCO_2_ENT | SOCO | ENT | Internal | Summer | B5 | 200 | 2400 | 0 | 66.83 | 58.83 | 10 | 0
2020 | SOCO_2_ENT | SOCO | ENT | Internal | Summer | B6 | 300 | 2400 | 0 | 62.19 | 54.19 | 10 | 0
2020 | SOCO_2_ENT | SOCO | ENT | Internal | Summer | B7 | 400 | 2400 | 0 | 55.14 | 47.14 | 10 | 0
2020 | SOCO_2_ENT | SOCO | ENT | Internal | Summer | B8 | 500 | 2400 | 0 | 44.71 | 40.62 | 10 | 0
2020 | SOCO_2_ENT | SOCO | ENT | Internal | Summer | B9 | 800 | 2400 | 0 | 42.32 | 40.59 | 10 | 0
2020 | SOCO_2_ENT | SOCO | ENT | Internal | Summer | B10 | 1262 | 2400 | 0 | 40.87 | 40.3 | 10 | 0
2020 | SOCO_2_ENT | SOCO | ENT | Internal | Winter | B16 | 25 | 2400 | 0 | 66.97 | 58.97 | 10 | 0
2020 | SOCO_2_ENT | SOCO | ENT | Internal | Winter | B17 | 100 | 2400 | 0 | 46.18 | 44.52 | 10 | 0
2020 | SOCO_2_ENT | SOCO | ENT | Internal | Winter | B18 | 400 | 2400 | 0 | 44.59 | 44.52 | 10 | 0
2020 | SOCO_2_ENT | SOCO | ENT | Internal | Winter | B19 | 700 | 2400 | 0 | 44.59 | 44.2 | 10 | 0
2020 | SOCO_2_ENT | SOCO | ENT | Internal | Winter | B20 | 935 | 2400 | 0 | 44.59 | 43.67 | 10 | 0
2020 | SOCO_2_FRCC | SOCO | FRCC | Internal | Shoulder | B11 | 25 | 3700 | 972.37 | 66.66 | 76.66 | 10 | 0
2020 | SOCO_2_FRCC | SOCO | FRCC | Internal | Shoulder | B12 | 200 | 3700 | 1670.37 | 44.51 | 54.51 | 10 | 0
2020 | SOCO_2_FRCC | SOCO | FRCC | Internal | Shoulder | B13 | 600 | 3700 | 0 | 42.53 | 48.83 | 10 | 0
2020 | SOCO_2_FRCC | SOCO | FRCC | Internal | Shoulder | B14 | 900 | 3700 | 0 | 42.53 | 48.83 | 10 | 0
2020 | SOCO_2_FRCC | SOCO | FRCC | Internal | Shoulder | B15 | 1203 | 3700 | 0 | 42.1 | 46.83 | 10 | 0
2020 | SOCO_2_FRCC | SOCO | FRCC | Internal | Summer | B1 | 10 | 3700 | 60.39 | 71.02 | 81.02 | 10 | 0
2020 | SOCO_2_FRCC | SOCO | FRCC | Internal | Summer | B2 | 25 | 3700 | 0 | 69.69 | 76.76 | 10 | 0
2020 | SOCO_2_FRCC | SOCO | FRCC | Internal | Summer | B3 | 75 | 3700 | 0 | 69.69 | 76.76 | 10 | 0
2020 | SOCO_2_FRCC | SOCO | FRCC | Internal | Summer | B4 | 100 | 3700 | 0 | 69.69 | 76.76 | 10 | 0
2020 | SOCO_2_FRCC | SOCO | FRCC | Internal | Summer | B5 | 200 | 3700 | 0.01 | 66.83 | 76.76 | 10 | 0
2020 | SOCO_2_FRCC | SOCO | FRCC | Internal | Summer | B6 | 300 | 3700 | 285.45 | 62.19 | 72.19 | 10 | 0
2020 | SOCO_2_FRCC | SOCO | FRCC | Internal | Summer | B7 | 400 | 3700 | 2268.29 | 55.14 | 65.14 | 10 | 0
2020 | SOCO_2_FRCC | SOCO | FRCC | Internal | Summer | B8 | 500 | 3700 | 665.22 | 44.71 | 54.71 | 10 | 0
2020 | SOCO_2_FRCC | SOCO | FRCC | Internal | Summer | B9 | 800 | 3700 | 0 | 42.32 | 48.1 | 10 | 0
2020 | SOCO_2_FRCC | SOCO | FRCC | Internal | Summer | B10 | 1262 | 3700 | 0 | 40.87 | 46.13 | 10 | 0
2020 | SOCO_2_FRCC | SOCO | FRCC | Internal | Winter | B16 | 25 | 3700 | 361.66 | 66.97 | 76.97 | 10 | 0
2020 | SOCO_2_FRCC | SOCO | FRCC | Internal | Winter | B17 | 100 | 3700 | 821.13 | 46.18 | 56.18 | 10 | 0
2020 | SOCO_2_FRCC | SOCO | FRCC | Internal | Winter | B18 | 400 | 3700 | 0 | 44.59 | 51.07 | 10 | 0
2020 | SOCO_2_FRCC | SOCO | FRCC | Internal | Winter | B19 | 700 | 3700 | 0 | 44.59 | 50.61 | 10 | 0
2020 | SOCO_2_FRCC | SOCO | FRCC | Internal | Winter | B20 | 935 | 3700 | 0 | 44.59 | 48.97 | 10 | 0
2020 | SOCO_2_TVA_Transmission | SOCO | TVA_Transmission | Internal | Shoulder | B11 | 25 | 2600 | 0 | 66.66 | 58.91 | 10 | 0
2020 | SOCO_2_TVA_Transmission | SOCO | TVA_Transmission | Internal | Shoulder | B12 | 200 | 2600 | 0 | 44.51 | 47.63 | 10 | 0
2020 | SOCO_2_TVA_Transmission | SOCO | TVA_Transmission | Internal | Shoulder | B13 | 600 | 2600 | 0 | 42.53 | 45.02 | 10 | 0
2020 | SOCO_2_TVA_Transmission | SOCO | TVA_Transmission | Internal | Shoulder | B14 | 900 | 2600 | 0 | 42.53 | 44.17 | 10 | 0
2020 | SOCO_2_TVA_Transmission | SOCO | TVA_Transmission | Internal | Shoulder | B15 | 1203 | 2600 | 0 | 42.1 | 42.52 | 10 | 0
2020 | SOCO_2_TVA_Transmission | SOCO | TVA_Transmission | Internal | Summer | B1 | 10 | 2600 | 0 | 71.02 | 71.92 | 10 | 0
2020 | SOCO_2_TVA_Transmission | SOCO | TVA_Transmission | Internal | Summer | B2 | 25 | 2600 | 0 | 69.69 | 69.69 | 10 | 0
2020 | SOCO_2_TVA_Transmission | SOCO | TVA_Transmission | Internal | Summer | B3 | 75 | 2600 | 0 | 69.69 | 67.28 | 10 | 0
2020 | SOCO_2_TVA_Transmission | SOCO | TVA_Transmission | Internal | Summer | B4 | 100 | 2600 | 0 | 69.69 | 66.47 | 10 | 0
2020 | SOCO_2_TVA_Transmission | SOCO | TVA_Transmission | Internal | Summer | B5 | 200 | 2600 | 0 | 66.83 | 59.16 | 10 | 0
2020 | SOCO_2_TVA_Transmission | SOCO | TVA_Transmission | Internal | Summer | B6 | 300 | 2600 | 0 | 62.19 | 53.91 | 10 | 0
2020 | SOCO_2_TVA_Transmission | SOCO | TVA_Transmission | Internal | Summer | B7 | 400 | 2600 | 0 | 55.14 | 46.9 | 10 | 0
2020 | SOCO_2_TVA_Transmission | SOCO | TVA_Transmission | Internal | Summer | B8 | 500 | 2600 | 0 | 44.71 | 41.86 | 10 | 0
2020 | SOCO_2_TVA_Transmission | SOCO | TVA_Transmission | Internal | Summer | B9 | 800 | 2600 | 0 | 42.32 | 41.56 | 10 | 0
2020 | SOCO_2_TVA_Transmission | SOCO | TVA_Transmission | Internal | Summer | B10 | 1262 | 2600 | 0 | 40.87 | 39.04 | 10 | 0
2020 | SOCO_2_TVA_Transmission | SOCO | TVA_Transmission | Internal | Winter | B16 | 25 | 2600 | 0 | 66.97 | 59.18 | 10 | 0
2020 | SOCO_2_TVA_Transmission | SOCO | TVA_Transmission | Internal | Winter | B17 | 100 | 2600 | 0 | 46.18 | 49.3 | 10 | 0
2020 | SOCO_2_TVA_Transmission | SOCO | TVA_Transmission | Internal | Winter | B18 | 400 | 2600 | 0 | 44.59 | 45.94 | 10 | 0
2020 | SOCO_2_TVA_Transmission | SOCO | TVA_Transmission | Internal | Winter | B19 | 700 | 2600 | 0 | 44.59 | 44.58 | 10 | 0
2020 | SOCO_2_TVA_Transmission | SOCO | TVA_Transmission | Internal | Winter | B20 | 935 | 2600 | 0 | 44.59 | 42.48 | 10 | 0
2020 | SOCO_2_VACAR | SOCO | VACAR | Internal | Shoulder | B11 | 25 | 2000 | 0 | 66.66 | 59.66 | 10 | 0
2020 | SOCO_2_VACAR | SOCO | VACAR | Internal | Shoulder | B12 | 200 | 2000 | 0 | 44.51 | 49.11 | 10 | 0
2020 | SOCO_2_VACAR | SOCO | VACAR | Internal | Shoulder | B13 | 600 | 2000 | 0 | 42.53 | 47.45 | 10 | 0
2020 | SOCO_2_VACAR | SOCO | VACAR | Internal | Shoulder | B14 | 900 | 2000 | 0 | 42.53 | 46.92 | 10 | 0
2020 | SOCO_2_VACAR | SOCO | VACAR | Internal | Shoulder | B15 | 1203 | 2000 | 0 | 42.1 | 43.21 | 10 | 0
2020 | SOCO_2_VACAR | SOCO | VACAR | Internal | Summer | B1 | 10 | 2000 | 0 | 71.02 | 73.05 | 10 | 0
2020 | SOCO_2_VACAR | SOCO | VACAR | Internal | Summer | B2 | 25 | 2000 | 0 | 69.69 | 73.05 | 10 | 0
2020 | SOCO_2_VACAR | SOCO | VACAR | Internal | Summer | B3 | 75 | 2000 | 0 | 69.69 | 73.05 | 10 | 0
2020 | SOCO_2_VACAR | SOCO | VACAR | Internal | Summer | B4 | 100 | 2000 | 0 | 69.69 | 66.47 | 10 | 0
2020 | SOCO_2_VACAR | SOCO | VACAR | Internal | Summer | B5 | 200 | 2000 | 0 | 66.83 | 59.83 | 10 | 0
2020 | SOCO_2_VACAR | SOCO | VACAR | Internal | Summer | B6 | 300 | 2000 | 0 | 62.19 | 55.19 | 10 | 0
2020 | SOCO_2_VACAR | SOCO | VACAR | Internal | Summer | B7 | 400 | 2000 | 0 | 55.14 | 48.14 | 10 | 0
2020 | SOCO_2_VACAR | SOCO | VACAR | Internal | Summer | B8 | 500 | 2000 | 0 | 44.71 | 43.86 | 10 | 0
2020 | SOCO_2_VACAR | SOCO | VACAR | Internal | Summer | B9 | 800 | 2000 | 0 | 42.32 | 43.31 | 10 | 0
2020 | SOCO_2_VACAR | SOCO | VACAR | Internal | Summer | B10 | 1262 | 2000 | 0 | 40.87 | 41.11 | 10 | 0
2020 | SOCO_2_VACAR | SOCO | VACAR | Internal | Winter | B16 | 25 | 2000 | 0 | 66.97 | 60.87 | 10 | 0
2020 | SOCO_2_VACAR | SOCO | VACAR | Internal | Winter | B17 | 100 | 2000 | 0 | 46.18 | 54.07 | 10 | 0
2020 | SOCO_2_VACAR | SOCO | VACAR | Internal | Winter | B18 | 400 | 2000 | 0 | 44.59 | 47.45 | 10 | 0
2020 | SOCO_2_VACAR | SOCO | VACAR | Internal | Winter | B19 | 700 | 2000 | 0 | 44.59 | 46.42 | 10 | 0
2020 | SOCO_2_VACAR | SOCO | VACAR | Internal | Winter | B20 | 935 | 2000 | 0 | 44.59 | 43.87 | 10 | 0
2020 | SPP_N_2_ENT | SPP_N | ENT | Internal | Shoulder | B11 | 25 | 1800 | 0 | 62.26 | 59.03 | 5 | 0
2020 | SPP_N_2_ENT | SPP_N | ENT | Internal | Shoulder | B12 | 200 | 1800 | 0 | 45.8 | 42.22 | 5 | 0
2020 | SPP_N_2_ENT | SPP_N | ENT | Internal | Shoulder | B13 | 600 | 1800 | 0 | 41.21 | 41.91 | 5 | 0
2020 | SPP_N_2_ENT | SPP_N | ENT | Internal | Shoulder | B14 | 900 | 1800 | 0 | 40.57 | 41.91 | 5 | 0
2020 | SPP_N_2_ENT | SPP_N | ENT | Internal | Shoulder | B15 | 1203 | 1800 | 0 | 38.67 | 41.61 | 5 | 0
2020 | SPP_N_2_ENT | SPP_N | ENT | Internal | Summer | B1 | 10 | 1800 | 0 | 66.03 | 63.92 | 5 | 0
2020 | SPP_N_2_ENT | SPP_N | ENT | Internal | Summer | B2 | 25 | 1800 | 0 | 66.03 | 61.69 | 5 | 0
2020 | SPP_N_2_ENT | SPP_N | ENT | Internal | Summer | B3 | 75 | 1800 | 0 | 66.03 | 61.69 | 5 | 0
2020 | SPP_N_2_ENT | SPP_N | ENT | Internal | Summer | B4 | 100 | 1800 | 0 | 64.39 | 61.69 | 5 | 0
2020 | SPP_N_2_ENT | SPP_N | ENT | Internal | Summer | B5 | 200 | 1800 | 0 | 62.83 | 58.83 | 5 | 0
2020 | SPP_N_2_ENT | SPP_N | ENT | Internal | Summer | B6 | 300 | 1800 | 0 | 54.2 | 54.19 | 5 | 0
2020 | SPP_N_2_ENT | SPP_N | ENT | Internal | Summer | B7 | 400 | 1800 | 0.04 | 42.15 | 47.14 | 5 | 0
2020 | SPP_N_2_ENT | SPP_N | ENT | Internal | Summer | B8 | 500 | 1800 | 0 | 39.96 | 40.62 | 5 | 0
2020 | SPP_N_2_ENT | SPP_N | ENT | Internal | Summer | B9 | 800 | 1800 | 0 | 38.85 | 40.59 | 5 | 0
2020 | SPP_N_2_ENT | SPP_N | ENT | Internal | Summer | B10 | 1262 | 1800 | 0 | 38.76 | 40.3 | 5 | 0
2020 | SPP_N_2_ENT | SPP_N | ENT | Internal | Winter | B16 | 25 | 1800 | 98.13 | 53.97 | 58.97 | 5 | 0
2020 | SPP_N_2_ENT | SPP_N | ENT | Internal | Winter | B17 | 100 | 1800 | 0 | 43.22 | 44.52 | 5 | 0
2020 | SPP_N_2_ENT | SPP_N | ENT | Internal | Winter | B18 | 400 | 1800 | 0 | 42.76 | 44.52 | 5 | 0
2020 | SPP_N_2_ENT | SPP_N | ENT | Internal | Winter | B19 | 700 | 1800 | 0 | 40.67 | 44.2 | 5 | 0
2020 | SPP_N_2_ENT | SPP_N | ENT | Internal | Winter | B20 | 935 | 1800 | 505.71 | 38.67 | 43.67 | 5 | 0
2020 | SPP_N_2_MISO_MO-IL | SPP_N | MISO_MO-IL | Internal | Shoulder | B11 | 25 | 2000 | 0 | 62.26 | 55.25 | 5 | 0
2020 | SPP_N_2_MISO_MO-IL | SPP_N | MISO_MO-IL | Internal | Shoulder | B12 | 200 | 2000 | 0 | 45.8 | 45.8 | 5 | 0
2020 | SPP_N_2_MISO_MO-IL | SPP_N | MISO_MO-IL | Internal | Shoulder | B13 | 600 | 2000 | 0 | 41.21 | 41.71 | 5 | 0
2020 | SPP_N_2_MISO_MO-IL | SPP_N | MISO_MO-IL | Internal | Shoulder | B14 | 900 | 2000 | 0 | 40.57 | 40.53 | 5 | 0
2020 | SPP_N_2_MISO_MO-IL | SPP_N | MISO_MO-IL | Internal | Shoulder | B15 | 1203 | 2000 | 0 | 38.67 | 37.87 | 5 | 0
2020 | SPP_N_2_MISO_MO-IL | SPP_N | MISO_MO-IL | Internal | Summer | B1 | 10 | 2000 | 0 | 66.03 | 63.92 | 5 | 0
2020 | SPP_N_2_MISO_MO-IL | SPP_N | MISO_MO-IL | Internal | Summer | B2 | 25 | 2000 | 0 | 66.03 | 62.56 | 5 | 0
2020 | SPP_N_2_MISO_MO-IL | SPP_N | MISO_MO-IL | Internal | Summer | B3 | 75 | 2000 | 0 | 66.03 | 61.14 | 5 | 0
2020 | SPP_N_2_MISO_MO-IL | SPP_N | MISO_MO-IL | Internal | Summer | B4 | 100 | 2000 | 0 | 64.39 | 60.52 | 5 | 0
2020 | SPP_N_2_MISO_MO-IL | SPP_N | MISO_MO-IL | Internal | Summer | B5 | 200 | 2000 | 0 | 62.83 | 55.82 | 5 | 0
2020 | SPP_N_2_MISO_MO-IL | SPP_N | MISO_MO-IL | Internal | Summer | B6 | 300 | 2000 | 0 | 54.2 | 47.19 | 5 | 0
2020 | SPP_N_2_MISO_MO-IL | SPP_N | MISO_MO-IL | Internal | Summer | B7 | 400 | 2000 | 0 | 42.15 | 40.46 | 5 | 0
2020 | SPP_N_2_MISO_MO-IL | SPP_N | MISO_MO-IL | Internal | Summer | B8 | 500 | 2000 | 0 | 39.96 | 37.52 | 5 | 0
2020 | SPP_N_2_MISO_MO-IL | SPP_N | MISO_MO-IL | Internal | Summer | B9 | 800 | 2000 | 0 | 38.85 | 37.35 | 5 | 0
2020 | SPP_N_2_MISO_MO-IL | SPP_N | MISO_MO-IL | Internal | Summer | B10 | 1262 | 2000 | 0 | 38.76 | 35.66 | 5 | 0
2020 | SPP_N_2_MISO_MO-IL | SPP_N | MISO_MO-IL | Internal | Winter | B16 | 25 | 2000 | 0 | 53.97 | 52.05 | 5 | 0
2020 | SPP_N_2_MISO_MO-IL | SPP_N | MISO_MO-IL | Internal | Winter | B17 | 100 | 2000 | 0 | 43.22 | 46.07 | 5 | 0
2020 | SPP_N_2_MISO_MO-IL | SPP_N | MISO_MO-IL | Internal | Winter | B18 | 400 | 2000 | 0 | 42.76 | 42.17 | 5 | 0
2020 | SPP_N_2_MISO_MO-IL | SPP_N | MISO_MO-IL | Internal | Winter | B19 | 700 | 2000 | 0 | 40.67 | 41.38 | 5 | 0
2020 | SPP_N_2_MISO_MO-IL | SPP_N | MISO_MO-IL | Internal | Winter | B20 | 935 | 2000 | 0 | 38.67 | 37.45 | 5 | 0
2020 | SPP_N_2_MISO_W | SPP_N | MISO_W | Internal | Shoulder | B11 | 25 | 750 | 0 | 62.26 | 55.26 | 5 | 0
2020 | SPP_N_2_MISO_W | SPP_N | MISO_W | Internal | Shoulder | B12 | 200 | 750 | 0 | 45.8 | 45.79 | 5 | 0
2020 | SPP_N_2_MISO_W | SPP_N | MISO_W | Internal | Shoulder | B13 | 600 | 750 | 0 | 41.21 | 41.71 | 5 | 0
2020 | SPP_N_2_MISO_W | SPP_N | MISO_W | Internal | Shoulder | B14 | 900 | 750 | 0 | 40.57 | 40.54 | 5 | 0
2020 | SPP_N_2_MISO_W | SPP_N | MISO_W | Internal | Shoulder | B15 | 1203 | 750 | 0 | 38.67 | 37.86 | 5 | 0
2020 | SPP_N_2_MISO_W | SPP_N | MISO_W | Internal | Summer | B1 | 10 | 750 | 0 | 66.03 | 63.91 | 5 | 0
2020 | SPP_N_2_MISO_W | SPP_N | MISO_W | Internal | Summer | B2 | 25 | 750 | 0 | 66.03 | 62.58 | 5 | 0
2020 | SPP_N_2_MISO_W | SPP_N | MISO_W | Internal | Summer | B3 | 75 | 750 | 0 | 66.03 | 62.58 | 5 | 0
2020 | SPP_N_2_MISO_W | SPP_N | MISO_W | Internal | Summer | B4 | 100 | 750 | 0 | 64.39 | 62.47 | 5 | 0
2020 | SPP_N_2_MISO_W | SPP_N | MISO_W | Internal | Summer | B5 | 200 | 750 | 0 | 62.83 | 55.83 | 5 | 0
2020 | SPP_N_2_MISO_W | SPP_N | MISO_W | Internal | Summer | B6 | 300 | 750 | 0 | 54.2 | 47.2 | 5 | 0
2020 | SPP_N_2_MISO_W | SPP_N | MISO_W | Internal | Summer | B7 | 400 | 750 | 0 | 42.15 | 40.45 | 5 | 0
2020 | SPP_N_2_MISO_W | SPP_N | MISO_W | Internal | Summer | B8 | 500 | 750 | 0 | 39.96 | 37.51 | 5 | 0
2020 | SPP_N_2_MISO_W | SPP_N | MISO_W | Internal | Summer | B9 | 800 | 750 | 0 | 38.85 | 37.34 | 5 | 0
2020 | SPP_N_2_MISO_W | SPP_N | MISO_W | Internal | Summer | B10 | 1262 | 750 | 0 | 38.76 | 35.65 | 5 | 0
2020 | SPP_N_2_MISO_W | SPP_N | MISO_W | Internal | Winter | B16 | 25 | 750 | 0 | 53.97 | 52.04 | 5 | 0
2020 | SPP_N_2_MISO_W | SPP_N | MISO_W | Internal | Winter | B17 | 100 | 750 | 0 | 43.22 | 46.06 | 5 | 0
2020 | SPP_N_2_MISO_W | SPP_N | MISO_W | Internal | Winter | B18 | 400 | 750 | 0 | 42.76 | 42.17 | 5 | 0
2020 | SPP_N_2_MISO_W | SPP_N | MISO_W | Internal | Winter | B19 | 700 | 750 | 0 | 40.67 | 41.39 | 5 | 0
2020 | SPP_N_2_MISO_W | SPP_N | MISO_W | Internal | Winter | B20 | 935 | 750 | 0 | 38.67 | 37.44 | 5 | 0
2020 | SPP_N_2_NE | SPP_N | NE | Internal | Shoulder | B11 | 25 | 330 | 0 | 62.26 | 59.64 | 0.01 | 0
2020 | SPP_N_2_NE | SPP_N | NE | Internal | Shoulder | B12 | 200 | 330 | 0.04 | 45.8 | 45.79 | 0.01 | 0
2020 | SPP_N_2_NE | SPP_N | NE | Internal | Shoulder | B13 | 600 | 330 | 0.01 | 41.21 | 41.19 | 0.01 | 0
2020 | SPP_N_2_NE | SPP_N | NE | Internal | Shoulder | B14 | 900 | 330 | 0 | 40.57 | 40.56 | 0.01 | 0
2020 | SPP_N_2_NE | SPP_N | NE | Internal | Shoulder | B15 | 1203 | 330 | 0 | 38.67 | 38.66 | 0.01 | 0
2020 | SPP_N_2_NE | SPP_N | NE | Internal | Summer | B1 | 10 | 330 | 0.01 | 66.03 | 64.47 | 0.01 | 0
2020 | SPP_N_2_NE | SPP_N | NE | Internal | Summer | B2 | 25 | 330 | 0 | 66.03 | 64.47 | 0.01 | 0
2020 | SPP_N_2_NE | SPP_N | NE | Internal | Summer | B3 | 75 | 330 | 0 | 66.03 | 64.47 | 0.01 | 0
2020 | SPP_N_2_NE | SPP_N | NE | Internal | Summer | B4 | 100 | 330 | 0.06 | 64.39 | 64.38 | 0.01 | 0
2020 | SPP_N_2_NE | SPP_N | NE | Internal | Summer | B5 | 200 | 330 | 0.04 | 62.83 | 62.82 | 0.01 | 0
2020 | SPP_N_2_NE | SPP_N | NE | Internal | Summer | B6 | 300 | 330 | 0 | 54.2 | 49.93 | 0.01 | 0
2020 | SPP_N_2_NE | SPP_N | NE | Internal | Summer | B7 | 400 | 330 | 0 | 42.15 | 40.93 | 0.01 | 0
2020 | SPP_N_2_NE | SPP_N | NE | Internal | Summer | B8 | 500 | 330 | 0 | 39.96 | 38.84 | 0.01 | 0
2020 | SPP_N_2_NE | SPP_N | NE | Internal | Summer | B9 | 800 | 330 | 0 | 38.85 | 38.84 | 0.01 | 0
2020 | SPP_N_2_NE | SPP_N | NE | Internal | Summer | B10 | 1262 | 330 | 0 | 38.76 | 37.35 | 0.01 | 0
2020 | SPP_N_2_NE | SPP_N | NE | Internal | Winter | B16 | 25 | 330 | 0 | 53.97 | 52.04 | 0.01 | 0
2020 | SPP_N_2_NE | SPP_N | NE | Internal | Winter | B17 | 100 | 330 | 0.07 | 43.22 | 43.2 | 0.01 | 0
2020 | SPP_N_2_NE | SPP_N | NE | Internal | Winter | B18 | 400 | 330 | 0.02 | 42.76 | 42.75 | 0.01 | 0
2020 | SPP_N_2_NE | SPP_N | NE | Internal | Winter | B19 | 700 | 330 | 0.01 | 40.67 | 40.66 | 0.01 | 0
2020 | SPP_N_2_NE | SPP_N | NE | Internal | Winter | B20 | 935 | 330 | 0 | 38.67 | 38.66 | 0.01 | 0
2020 | SPP_N_2_SPP_S | SPP_N | SPP_S | Internal | Shoulder | B11 | 25 | 4000 | 0 | 62.26 | 52.91 | 0.01 | 0
2020 | SPP_N_2_SPP_S | SPP_N | SPP_S | Internal | Shoulder | B12 | 200 | 4000 | 0 | 45.8 | 40.2 | 0.01 | 0
2020 | SPP_N_2_SPP_S | SPP_N | SPP_S | Internal | Shoulder | B13 | 600 | 4000 | 0 | 41.21 | 40.2 | 0.01 | 0
2020 | SPP_N_2_SPP_S | SPP_N | SPP_S | Internal | Shoulder | B14 | 900 | 4000 | 0 | 40.57 | 40.11 | 0.01 | 0
2020 | SPP_N_2_SPP_S | SPP_N | SPP_S | Internal | Shoulder | B15 | 1203 | 4000 | 1144.07 | 38.67 | 38.69 | 0.01 | 0
2020 | SPP_N_2_SPP_S | SPP_N | SPP_S | Internal | Summer | B1 | 10 | 4000 | 0 | 66.03 | 52.96 | 0.01 | 0
2020 | SPP_N_2_SPP_S | SPP_N | SPP_S | Internal | Summer | B2 | 25 | 4000 | 0 | 66.03 | 55.88 | 0.01 | 0
2020 | SPP_N_2_SPP_S | SPP_N | SPP_S | Internal | Summer | B3 | 75 | 4000 | 0 | 66.03 | 55.88 | 0.01 | 0
2020 | SPP_N_2_SPP_S | SPP_N | SPP_S | Internal | Summer | B4 | 100 | 4000 | 0 | 64.39 | 55.88 | 0.01 | 0
2020 | SPP_N_2_SPP_S | SPP_N | SPP_S | Internal | Summer | B5 | 200 | 4000 | 0 | 62.83 | 55.88 | 0.01 | 0
2020 | SPP_N_2_SPP_S | SPP_N | SPP_S | Internal | Summer | B6 | 300 | 4000 | 0 | 54.2 | 51.77 | 0.01 | 0
2020 | SPP_N_2_SPP_S | SPP_N | SPP_S | Internal | Summer | B7 | 400 | 4000 | 0.02 | 42.15 | 42.14 | 0.01 | 0
2020 | SPP_N_2_SPP_S | SPP_N | SPP_S | Internal | Summer | B8 | 500 | 4000 | 1026.62 | 39.96 | 39.97 | 0.01 | 0
2020 | SPP_N_2_SPP_S | SPP_N | SPP_S | Internal | Summer | B9 | 800 | 4000 | 797.1 | 38.85 | 38.86 | 0.01 | 0
2020 | SPP_N_2_SPP_S | SPP_N | SPP_S | Internal | Summer | B10 | 1262 | 4000 | 3059.05 | 38.76 | 38.77 | 0.01 | 0
2020 | SPP_N_2_SPP_S | SPP_N | SPP_S | Internal | Winter | B16 | 25 | 4000 | 0 | 53.97 | 43.4 | 0.01 | 0
2020 | SPP_N_2_SPP_S | SPP_N | SPP_S | Internal | Winter | B17 | 100 | 4000 | 0 | 43.22 | 42.75 | 0.01 | 0
2020 | SPP_N_2_SPP_S | SPP_N | SPP_S | Internal | Winter | B18 | 400 | 4000 | 0.02 | 42.76 | 42.75 | 0.01 | 0
2020 | SPP_N_2_SPP_S | SPP_N | SPP_S | Internal | Winter | B19 | 700 | 4000 | 0.01 | 40.67 | 40.66 | 0.01 | 0
2020 | SPP_N_2_SPP_S | SPP_N | SPP_S | Internal | Winter | B20 | 935 | 4000 | 1740.33 | 38.67 | 38.68 | 0.01 | 0
2020 | SPP_S_2_ENT | SPP_S | ENT | Internal | Shoulder | B11 | 25 | 850 | 849.99 | 52.91 | 59.03 | 5 | 1.12
2020 | SPP_S_2_ENT | SPP_S | ENT | Internal | Shoulder | B12 | 200 | 850 | 0 | 40.2 | 42.22 | 5 | 0
2020 | SPP_S_2_ENT | SPP_S | ENT | Internal | Shoulder | B13 | 600 | 850 | 0 | 40.2 | 41.91 | 5 | 0
2020 | SPP_S_2_ENT | SPP_S | ENT | Internal | Shoulder | B14 | 900 | 850 | 0 | 40.11 | 41.91 | 5 | 0
2020 | SPP_S_2_ENT | SPP_S | ENT | Internal | Shoulder | B15 | 1203 | 850 | 0 | 38.69 | 41.61 | 5 | 0
2020 | SPP_S_2_ENT | SPP_S | ENT | Internal | Summer | B1 | 10 | 850 | 850 | 52.96 | 63.92 | 5 | 5.96
2020 | SPP_S_2_ENT | SPP_S | ENT | Internal | Summer | B2 | 25 | 850 | 849.99 | 55.88 | 61.69 | 5 | 0.81
2020 | SPP_S_2_ENT | SPP_S | ENT | Internal | Summer | B3 | 75 | 850 | 850 | 55.88 | 61.69 | 5 | 0.81
2020 | SPP_S_2_ENT | SPP_S | ENT | Internal | Summer | B4 | 100 | 850 | 850 | 55.88 | 61.69 | 5 | 0.81
2020 | SPP_S_2_ENT | SPP_S | ENT | Internal | Summer | B5 | 200 | 850 | 0 | 55.88 | 58.83 | 5 | 0
2020 | SPP_S_2_ENT | SPP_S | ENT | Internal | Summer | B6 | 300 | 850 | 0 | 51.77 | 54.19 | 5 | 0
2020 | SPP_S_2_ENT | SPP_S | ENT | Internal | Summer | B7 | 400 | 850 | 159.04 | 42.14 | 47.14 | 5 | 0
2020 | SPP_S_2_ENT | SPP_S | ENT | Internal | Summer | B8 | 500 | 850 | 0 | 39.97 | 40.62 | 5 | 0
2020 | SPP_S_2_ENT | SPP_S | ENT | Internal | Summer | B9 | 800 | 850 | 0 | 38.86 | 40.59 | 5 | 0
2020 | SPP_S_2_ENT | SPP_S | ENT | Internal | Summer | B10 | 1262 | 850 | 0 | 38.77 | 40.3 | 5 | 0
2020 | SPP_S_2_ENT | SPP_S | ENT | Internal | Winter | B16 | 25 | 850 | 850 | 43.4 | 58.97 | 5 | 10.57
2020 | SPP_S_2_ENT | SPP_S | ENT | Internal | Winter | B17 | 100 | 850 | 0 | 42.75 | 44.52 | 5 | 0
2020 | SPP_S_2_ENT | SPP_S | ENT | Internal | Winter | B18 | 400 | 850 | 0 | 42.75 | 44.52 | 5 | 0
2020 | SPP_S_2_ENT | SPP_S | ENT | Internal | Winter | B19 | 700 | 850 | 0 | 40.66 | 44.2 | 5 | 0
2020 | SPP_S_2_ENT | SPP_S | ENT | Internal | Winter | B20 | 935 | 850 | 0.02 | 38.68 | 43.67 | 5 | 0
2020 | SPP_S_2_SPP_N | SPP_S | SPP_N | Internal | Shoulder | B11 | 25 | 640 | 640 | 52.91 | 62.26 | 0.01 | 9.33
2020 | SPP_S_2_SPP_N | SPP_S | SPP_N | Internal | Shoulder | B12 | 200 | 640 | 640 | 40.2 | 45.8 | 0.01 | 5.59
2020 | SPP_S_2_SPP_N | SPP_S | SPP_N | Internal | Shoulder | B13 | 600 | 640 | 640 | 40.2 | 41.21 | 0.01 | 1
2020 | SPP_S_2_SPP_N | SPP_S | SPP_N | Internal | Shoulder | B14 | 900 | 640 | 640 | 40.11 | 40.57 | 0.01 | 0.45
2020 | SPP_S_2_SPP_N | SPP_S | SPP_N | Internal | Shoulder | B15 | 1203 | 640 | 0 | 38.69 | 38.67 | 0.01 | 0
2020 | SPP_S_2_SPP_N | SPP_S | SPP_N | Internal | Summer | B1 | 10 | 640 | 640 | 52.96 | 66.03 | 0.01 | 13.06
2020 | SPP_S_2_SPP_N | SPP_S | SPP_N | Internal | Summer | B2 | 25 | 640 | 640 | 55.88 | 66.03 | 0.01 | 10.15
2020 | SPP_S_2_SPP_N | SPP_S | SPP_N | Internal | Summer | B3 | 75 | 640 | 640 | 55.88 | 66.03 | 0.01 | 10.15
2020 | SPP_S_2_SPP_N | SPP_S | SPP_N | Internal | Summer | B4 | 100 | 640 | 640 | 55.88 | 64.39 | 0.01 | 8.51
2020 | SPP_S_2_SPP_N | SPP_S | SPP_N | Internal | Summer | B5 | 200 | 640 | 640 | 55.88 | 62.83 | 0.01 | 6.94
2020 | SPP_S_2_SPP_N | SPP_S | SPP_N | Internal | Summer | B6 | 300 | 640 | 640 | 51.77 | 54.2 | 0.01 | 2.42
2020 | SPP_S_2_SPP_N | SPP_S | SPP_N | Internal | Summer | B7 | 400 | 640 | 241.97 | 42.14 | 42.15 | 0.01 | 0
2020 | SPP_S_2_SPP_N | SPP_S | SPP_N | Internal | Summer | B8 | 500 | 640 | 0.02 | 39.97 | 39.96 | 0.01 | 0
2020 | SPP_S_2_SPP_N | SPP_S | SPP_N | Internal | Summer | B9 | 800 | 640 | 0 | 38.86 | 38.85 | 0.01 | 0
2020 | SPP_S_2_SPP_N | SPP_S | SPP_N | Internal | Summer | B10 | 1262 | 640 | 0 | 38.77 | 38.76 | 0.01 | 0
2020 | SPP_S_2_SPP_N | SPP_S | SPP_N | Internal | Winter | B16 | 25 | 640 | 640 | 43.4 | 53.97 | 0.01 | 10.56
2020 | SPP_S_2_SPP_N | SPP_S | SPP_N | Internal | Winter | B17 | 100 | 640 | 640 | 42.75 | 43.22 | 0.01 | 0.46
2020 | SPP_S_2_SPP_N | SPP_S | SPP_N | Internal | Winter | B18 | 400 | 640 | 270.03 | 42.75 | 42.76 | 0.01 | 0
2020 | SPP_S_2_SPP_N | SPP_S | SPP_N | Internal | Winter | B19 | 700 | 640 | 137.46 | 40.66 | 40.67 | 0.01 | 0
2020 | SPP_S_2_SPP_N | SPP_S | SPP_N | Internal | Winter | B20 | 935 | 640 | 0 | 38.68 | 38.67 | 0.01 | 0
2020 | TVA_2_ENT | TVA | ENT | Internal | Shoulder | B11 | 25 | 500 | 0 | 58.48 | 59.03 | 9 | 0
2020 | TVA_2_ENT | TVA | ENT | Internal | Shoulder | B12 | 200 | 500 | 0 | 43.02 | 42.22 | 9 | 0
2020 | TVA_2_ENT | TVA | ENT | Internal | Shoulder | B13 | 600 | 500 | 0 | 42.31 | 41.91 | 9 | 0
2020 | TVA_2_ENT | TVA | ENT | Internal | Shoulder | B14 | 900 | 500 | 0 | 42.31 | 41.91 | 9 | 0
2020 | TVA_2_ENT | TVA | ENT | Internal | Shoulder | B15 | 1203 | 500 | 0 | 42.08 | 41.61 | 9 | 0
2020 | TVA_2_ENT | TVA | ENT | Internal | Summer | B1 | 10 | 500 | 0 | 71.93 | 63.92 | 9 | 0
2020 | TVA_2_ENT | TVA | ENT | Internal | Summer | B2 | 25 | 500 | 0 | 69.7 | 61.69 | 9 | 0
2020 | TVA_2_ENT | TVA | ENT | Internal | Summer | B3 | 75 | 500 | 0 | 67.29 | 61.69 | 9 | 0
2020 | TVA_2_ENT | TVA | ENT | Internal | Summer | B4 | 100 | 500 | 0 | 66.48 | 61.69 | 9 | 0
2020 | TVA_2_ENT | TVA | ENT | Internal | Summer | B5 | 200 | 500 | 0 | 57.83 | 58.83 | 9 | 0
2020 | TVA_2_ENT | TVA | ENT | Internal | Summer | B6 | 300 | 500 | 460.06 | 45.19 | 54.19 | 9 | 0
2020 | TVA_2_ENT | TVA | ENT | Internal | Summer | B7 | 400 | 500 | 0 | 41.5 | 47.14 | 9 | 0
2020 | TVA_2_ENT | TVA | ENT | Internal | Summer | B8 | 500 | 500 | 0 | 40.44 | 40.62 | 9 | 0
2020 | TVA_2_ENT | TVA | ENT | Internal | Summer | B9 | 800 | 500 | 0 | 40.44 | 40.59 | 9 | 0
2020 | TVA_2_ENT | TVA | ENT | Internal | Summer | B10 | 1262 | 500 | 0 | 37.45 | 40.3 | 9 | 0
2020 | TVA_2_ENT | TVA | ENT | Internal | Winter | B16 | 25 | 500 | 0 | 58.48 | 58.97 | 9 | 0
2020 | TVA_2_ENT | TVA | ENT | Internal | Winter | B17 | 100 | 500 | 0 | 45.32 | 44.52 | 9 | 0
2020 | TVA_2_ENT | TVA | ENT | Internal | Winter | B18 | 400 | 500 | 0 | 42.08 | 44.52 | 9 | 0
2020 | TVA_2_ENT | TVA | ENT | Internal | Winter | B19 | 700 | 500 | 0 | 42.08 | 44.2 | 9 | 0
2020 | TVA_2_ENT | TVA | ENT | Internal | Winter | B20 | 935 | 500 | 0 | 42.08 | 43.67 | 9 | 0
2020 | TVA_2_MISO_MO-IL | TVA | MISO_MO-IL | Internal | Shoulder | B11 | 25 | 50 | 0 | 58.48 | 55.25 | 9 | 0
2020 | TVA_2_MISO_MO-IL | TVA | MISO_MO-IL | Internal | Shoulder | B12 | 200 | 50 | 0 | 43.02 | 45.8 | 9 | 0
2020 | TVA_2_MISO_MO-IL | TVA | MISO_MO-IL | Internal | Shoulder | B13 | 600 | 50 | 0 | 42.31 | 41.71 | 9 | 0
2020 | TVA_2_MISO_MO-IL | TVA | MISO_MO-IL | Internal | Shoulder | B14 | 900 | 50 | 0 | 42.31 | 40.53 | 9 | 0
2020 | TVA_2_MISO_MO-IL | TVA | MISO_MO-IL | Internal | Shoulder | B15 | 1203 | 50 | 0 | 42.08 | 37.87 | 9 | 0
2020 | TVA_2_MISO_MO-IL | TVA | MISO_MO-IL | Internal | Summer | B1 | 10 | 50 | 0 | 71.93 | 63.92 | 9 | 0
2020 | TVA_2_MISO_MO-IL | TVA | MISO_MO-IL | Internal | Summer | B2 | 25 | 50 | 0 | 69.7 | 62.56 | 9 | 0
2020 | TVA_2_MISO_MO-IL | TVA | MISO_MO-IL | Internal | Summer | B3 | 75 | 50 | 0 | 67.29 | 61.14 | 9 | 0
2020 | TVA_2_MISO_MO-IL | TVA | MISO_MO-IL | Internal | Summer | B4 | 100 | 50 | 0 | 66.48 | 60.52 | 9 | 0
2020 | TVA_2_MISO_MO-IL | TVA | MISO_MO-IL | Internal | Summer | B5 | 200 | 50 | 0 | 57.83 | 55.82 | 9 | 0
2020 | TVA_2_MISO_MO-IL | TVA | MISO_MO-IL | Internal | Summer | B6 | 300 | 50 | 0 | 45.19 | 47.19 | 9 | 0
2020 | TVA_2_MISO_MO-IL | TVA | MISO_MO-IL | Internal | Summer | B7 | 400 | 50 | 0 | 41.5 | 40.46 | 9 | 0
2020 | TVA_2_MISO_MO-IL | TVA | MISO_MO-IL | Internal | Summer | B8 | 500 | 50 | 0 | 40.44 | 37.52 | 9 | 0
2020 | TVA_2_MISO_MO-IL | TVA | MISO_MO-IL | Internal | Summer | B9 | 800 | 50 | 0 | 40.44 | 37.35 | 9 | 0
2020 | TVA_2_MISO_MO-IL | TVA | MISO_MO-IL | Internal | Summer | B10 | 1262 | 50 | 0 | 37.45 | 35.66 | 9 | 0
2020 | TVA_2_MISO_MO-IL | TVA | MISO_MO-IL | Internal | Winter | B16 | 25 | 50 | 0 | 58.48 | 52.05 | 9 | 0
2020 | TVA_2_MISO_MO-IL | TVA | MISO_MO-IL | Internal | Winter | B17 | 100 | 50 | 0 | 45.32 | 46.07 | 9 | 0
2020 | TVA_2_MISO_MO-IL | TVA | MISO_MO-IL | Internal | Winter | B18 | 400 | 50 | 0 | 42.08 | 42.17 | 9 | 0
2020 | TVA_2_MISO_MO-IL | TVA | MISO_MO-IL | Internal | Winter | B19 | 700 | 50 | 0 | 42.08 | 41.38 | 9 | 0
2020 | TVA_2_MISO_MO-IL | TVA | MISO_MO-IL | Internal | Winter | B20 | 935 | 50 | 0 | 42.08 | 37.45 | 9 | 0
2020 | TVA_2_NonRTO_Midwest | TVA | NonRTO_Midwest | Internal | Shoulder | B11 | 25 | 100 | 0 | 58.48 | 63.26 | 9 | 0
2020 | TVA_2_NonRTO_Midwest | TVA | NonRTO_Midwest | Internal | Shoulder | B12 | 200 | 100 | 100 | 43.02 | 53.81 | 9 | 1.79
2020 | TVA_2_NonRTO_Midwest | TVA | NonRTO_Midwest | Internal | Shoulder | B13 | 600 | 100 | 0 | 42.31 | 47.98 | 9 | 0
2020 | TVA_2_NonRTO_Midwest | TVA | NonRTO_Midwest | Internal | Shoulder | B14 | 900 | 100 | 0 | 42.31 | 43.41 | 9 | 0
2020 | TVA_2_NonRTO_Midwest | TVA | NonRTO_Midwest | Internal | Shoulder | B15 | 1203 | 100 | 0 | 42.08 | 36.29 | 9 | 0
2020 | TVA_2_NonRTO_Midwest | TVA | NonRTO_Midwest | Internal | Summer | B1 | 10 | 100 | 0 | 71.93 | 68.51 | 9 | 0
2020 | TVA_2_NonRTO_Midwest | TVA | NonRTO_Midwest | Internal | Summer | B2 | 25 | 100 | 0 | 69.7 | 68.51 | 9 | 0
2020 | TVA_2_NonRTO_Midwest | TVA | NonRTO_Midwest | Internal | Summer | B3 | 75 | 100 | 0 | 67.29 | 68.51 | 9 | 0
2020 | TVA_2_NonRTO_Midwest | TVA | NonRTO_Midwest | Internal | Summer | B4 | 100 | 100 | 0 | 66.48 | 68.51 | 9 | 0
2020 | TVA_2_NonRTO_Midwest | TVA | NonRTO_Midwest | Internal | Summer | B5 | 200 | 100 | 0 | 57.83 | 63.83 | 9 | 0
2020 | TVA_2_NonRTO_Midwest | TVA | NonRTO_Midwest | Internal | Summer | B6 | 300 | 100 | 100 | 45.19 | 55.2 | 9 | 1.01
2020 | TVA_2_NonRTO_Midwest | TVA | NonRTO_Midwest | Internal | Summer | B7 | 400 | 100 | 0 | 41.5 | 44.5 | 9 | 0
2020 | TVA_2_NonRTO_Midwest | TVA | NonRTO_Midwest | Internal | Summer | B8 | 500 | 100 | 0 | 40.44 | 38.99 | 9 | 0
2020 | TVA_2_NonRTO_Midwest | TVA | NonRTO_Midwest | Internal | Summer | B9 | 800 | 100 | 0 | 40.44 | 37.38 | 9 | 0
2020 | TVA_2_NonRTO_Midwest | TVA | NonRTO_Midwest | Internal | Summer | B10 | 1262 | 100 | 0 | 37.45 | 35.2 | 9 | 0
2020 | TVA_2_NonRTO_Midwest | TVA | NonRTO_Midwest | Internal | Winter | B16 | 25 | 100 | 0 | 58.48 | 60.35 | 9 | 0
2020 | TVA_2_NonRTO_Midwest | TVA | NonRTO_Midwest | Internal | Winter | B17 | 100 | 100 | 0 | 45.32 | 54.08 | 9 | 0
2020 | TVA_2_NonRTO_Midwest | TVA | NonRTO_Midwest | Internal | Winter | B18 | 400 | 100 | 0 | 42.08 | 50.18 | 9 | 0
2020 | TVA_2_NonRTO_Midwest | TVA | NonRTO_Midwest | Internal | Winter | B19 | 700 | 100 | 0 | 42.08 | 43.41 | 9 | 0
2020 | TVA_2_NonRTO_Midwest | TVA | NonRTO_Midwest | Internal | Winter | B20 | 935 | 100 | 0 | 42.08 | 36.36 | 9 | 0
2020 | TVA_2_PJM_ROR | TVA | PJM_ROR | Internal | Shoulder | B11 | 25 | 500 | 0 | 58.48 | 53.25 | 9 | 0
2020 | TVA_2_PJM_ROR | TVA | PJM_ROR | Internal | Shoulder | B12 | 200 | 500 | 0 | 43.02 | 47.8 | 9 | 0
2020 | TVA_2_PJM_ROR | TVA | PJM_ROR | Internal | Shoulder | B13 | 600 | 500 | 0 | 42.31 | 42.93 | 9 | 0
2020 | TVA_2_PJM_ROR | TVA | PJM_ROR | Internal | Shoulder | B14 | 900 | 500 | 0 | 42.31 | 40.99 | 9 | 0
2020 | TVA_2_PJM_ROR | TVA | PJM_ROR | Internal | Shoulder | B15 | 1203 | 500 | 0 | 42.08 | 37.21 | 9 | 0
2020 | TVA_2_PJM_ROR | TVA | PJM_ROR | Internal | Summer | B1 | 10 | 500 | 0 | 71.93 | 65.92 | 9 | 0
2020 | TVA_2_PJM_ROR | TVA | PJM_ROR | Internal | Summer | B2 | 25 | 500 | 0 | 69.7 | 63.69 | 9 | 0
2020 | TVA_2_PJM_ROR | TVA | PJM_ROR | Internal | Summer | B3 | 75 | 500 | 0 | 67.29 | 61.28 | 9 | 0
2020 | TVA_2_PJM_ROR | TVA | PJM_ROR | Internal | Summer | B4 | 100 | 500 | 0 | 66.48 | 60.47 | 9 | 0
2020 | TVA_2_PJM_ROR | TVA | PJM_ROR | Internal | Summer | B5 | 200 | 500 | 0 | 57.83 | 53.83 | 9 | 0
2020 | TVA_2_PJM_ROR | TVA | PJM_ROR | Internal | Summer | B6 | 300 | 500 | 0 | 45.19 | 49.19 | 9 | 0
2020 | TVA_2_PJM_ROR | TVA | PJM_ROR | Internal | Summer | B7 | 400 | 500 | 0 | 41.5 | 42.14 | 9 | 0
2020 | TVA_2_PJM_ROR | TVA | PJM_ROR | Internal | Summer | B8 | 500 | 500 | 0 | 40.44 | 37.86 | 9 | 0
2020 | TVA_2_PJM_ROR | TVA | PJM_ROR | Internal | Summer | B9 | 800 | 500 | 0 | 40.44 | 37.31 | 9 | 0
2020 | TVA_2_PJM_ROR | TVA | PJM_ROR | Internal | Summer | B10 | 1262 | 500 | 0 | 37.45 | 35.11 | 9 | 0
2020 | TVA_2_PJM_ROR | TVA | PJM_ROR | Internal | Winter | B16 | 25 | 500 | 0 | 58.48 | 54.04 | 9 | 0
2020 | TVA_2_PJM_ROR | TVA | PJM_ROR | Internal | Winter | B17 | 100 | 500 | 0 | 45.32 | 48.07 | 9 | 0
2020 | TVA_2_PJM_ROR | TVA | PJM_ROR | Internal | Winter | B18 | 400 | 500 | 0 | 42.08 | 44.17 | 9 | 0
2020 | TVA_2_PJM_ROR | TVA | PJM_ROR | Internal | Winter | B19 | 700 | 500 | 0 | 42.08 | 42 | 9 | 0
2020 | TVA_2_PJM_ROR | TVA | PJM_ROR | Internal | Winter | B20 | 935 | 500 | 0 | 42.08 | 37.04 | 9 | 0
2020 | TVA_2_SOCO | TVA | SOCO | Internal | Shoulder | B11 | 25 | 500 | 0 | 58.48 | 66.66 | 9 | 0
2020 | TVA_2_SOCO | TVA | SOCO | Internal | Shoulder | B12 | 200 | 500 | 0 | 43.02 | 44.51 | 9 | 0
2020 | TVA_2_SOCO | TVA | SOCO | Internal | Shoulder | B13 | 600 | 500 | 0 | 42.31 | 42.53 | 9 | 0
2020 | TVA_2_SOCO | TVA | SOCO | Internal | Shoulder | B14 | 900 | 500 | 0 | 42.31 | 42.53 | 9 | 0
2020 | TVA_2_SOCO | TVA | SOCO | Internal | Shoulder | B15 | 1203 | 500 | 0 | 42.08 | 42.1 | 9 | 0
2020 | TVA_2_SOCO | TVA | SOCO | Internal | Summer | B1 | 10 | 500 | 0 | 71.93 | 71.02 | 9 | 0
2020 | TVA_2_SOCO | TVA | SOCO | Internal | Summer | B2 | 25 | 500 | 0 | 69.7 | 69.69 | 9 | 0
2020 | TVA_2_SOCO | TVA | SOCO | Internal | Summer | B3 | 75 | 500 | 0 | 67.29 | 69.69 | 9 | 0
2020 | TVA_2_SOCO | TVA | SOCO | Internal | Summer | B4 | 100 | 500 | 0 | 66.48 | 69.69 | 9 | 0
2020 | TVA_2_SOCO | TVA | SOCO | Internal | Summer | B5 | 200 | 500 | 464.34 | 57.83 | 66.83 | 9 | 0
2020 | TVA_2_SOCO | TVA | SOCO | Internal | Summer | B6 | 300 | 500 | 500 | 45.19 | 62.19 | 9 | 8
2020 | TVA_2_SOCO | TVA | SOCO | Internal | Summer | B7 | 400 | 500 | 500 | 41.5 | 55.14 | 9 | 4.64
2020 | TVA_2_SOCO | TVA | SOCO | Internal | Summer | B8 | 500 | 500 | 0 | 40.44 | 44.71 | 9 | 0
2020 | TVA_2_SOCO | TVA | SOCO | Internal | Summer | B9 | 800 | 500 | 0 | 40.44 | 42.32 | 9 | 0
2020 | TVA_2_SOCO | TVA | SOCO | Internal | Summer | B10 | 1262 | 500 | 0 | 37.45 | 40.87 | 9 | 0
2020 | TVA_2_SOCO | TVA | SOCO | Internal | Winter | B16 | 25 | 500 | 0.01 | 58.48 | 66.97 | 9 | 0
2020 | TVA_2_SOCO | TVA | SOCO | Internal | Winter | B17 | 100 | 500 | 0 | 45.32 | 46.18 | 9 | 0
2020 | TVA_2_SOCO | TVA | SOCO | Internal | Winter | B18 | 400 | 500 | 0 | 42.08 | 44.59 | 9 | 0
2020 | TVA_2_SOCO | TVA | SOCO | Internal | Winter | B19 | 700 | 500 | 0 | 42.08 | 44.59 | 9 | 0
2020 | TVA_2_SOCO | TVA | SOCO | Internal | Winter | B20 | 935 | 500 | 0 | 42.08 | 44.59 | 9 | 0
2020 | TVA_2_VACAR | TVA | VACAR | Internal | Shoulder | B11 | 25 | 150 | 0 | 58.48 | 59.66 | 9 | 0
2020 | TVA_2_VACAR | TVA | VACAR | Internal | Shoulder | B12 | 200 | 150 | 0 | 43.02 | 49.11 | 9 | 0
2020 | TVA_2_VACAR | TVA | VACAR | Internal | Shoulder | B13 | 600 | 150 | 0 | 42.31 | 47.45 | 9 | 0
2020 | TVA_2_VACAR | TVA | VACAR | Internal | Shoulder | B14 | 900 | 150 | 0 | 42.31 | 46.92 | 9 | 0
2020 | TVA_2_VACAR | TVA | VACAR | Internal | Shoulder | B15 | 1203 | 150 | 0 | 42.08 | 43.21 | 9 | 0
2020 | TVA_2_VACAR | TVA | VACAR | Internal | Summer | B1 | 10 | 150 | 0 | 71.93 | 73.05 | 9 | 0
2020 | TVA_2_VACAR | TVA | VACAR | Internal | Summer | B2 | 25 | 150 | 0 | 69.7 | 73.05 | 9 | 0
2020 | TVA_2_VACAR | TVA | VACAR | Internal | Summer | B3 | 75 | 150 | 0 | 67.29 | 73.05 | 9 | 0
2020 | TVA_2_VACAR | TVA | VACAR | Internal | Summer | B4 | 100 | 150 | 0 | 66.48 | 66.47 | 9 | 0
2020 | TVA_2_VACAR | TVA | VACAR | Internal | Summer | B5 | 200 | 150 | 0 | 57.83 | 59.83 | 9 | 0
2020 | TVA_2_VACAR | TVA | VACAR | Internal | Summer | B6 | 300 | 150 | 150 | 45.19 | 55.19 | 9 | 1
2020 | TVA_2_VACAR | TVA | VACAR | Internal | Summer | B7 | 400 | 150 | 0 | 41.5 | 48.14 | 9 | 0
2020 | TVA_2_VACAR | TVA | VACAR | Internal | Summer | B8 | 500 | 150 | 0 | 40.44 | 43.86 | 9 | 0
2020 | TVA_2_VACAR | TVA | VACAR | Internal | Summer | B9 | 800 | 150 | 0 | 40.44 | 43.31 | 9 | 0
2020 | TVA_2_VACAR | TVA | VACAR | Internal | Summer | B10 | 1262 | 150 | 0 | 37.45 | 41.11 | 9 | 0
2020 | TVA_2_VACAR | TVA | VACAR | Internal | Winter | B16 | 25 | 150 | 0 | 58.48 | 60.87 | 9 | 0
2020 | TVA_2_VACAR | TVA | VACAR | Internal | Winter | B17 | 100 | 150 | 0 | 45.32 | 54.07 | 9 | 0
2020 | TVA_2_VACAR | TVA | VACAR | Internal | Winter | B18 | 400 | 150 | 0 | 42.08 | 47.45 | 9 | 0
2020 | TVA_2_VACAR | TVA | VACAR | Internal | Winter | B19 | 700 | 150 | 0 | 42.08 | 46.42 | 9 | 0
2020 | TVA_2_VACAR | TVA | VACAR | Internal | Winter | B20 | 935 | 150 | 0 | 42.08 | 43.87 | 9 | 0
2020 | TVA_Transmission_2_ENT | TVA_Transmission | ENT | Internal | Shoulder | B11 | 25 | 3000 | 0 | 58.91 | 59.03 | 9 | 0
2020 | TVA_Transmission_2_ENT | TVA_Transmission | ENT | Internal | Shoulder | B12 | 200 | 3000 | 0 | 47.63 | 42.22 | 9 | 0
2020 | TVA_Transmission_2_ENT | TVA_Transmission | ENT | Internal | Shoulder | B13 | 600 | 3000 | 0 | 45.02 | 41.91 | 9 | 0
2020 | TVA_Transmission_2_ENT | TVA_Transmission | ENT | Internal | Shoulder | B14 | 900 | 3000 | 0 | 44.17 | 41.91 | 9 | 0
2020 | TVA_Transmission_2_ENT | TVA_Transmission | ENT | Internal | Shoulder | B15 | 1203 | 3000 | 0 | 42.52 | 41.61 | 9 | 0
2020 | TVA_Transmission_2_ENT | TVA_Transmission | ENT | Internal | Summer | B1 | 10 | 3000 | 0 | 71.92 | 63.92 | 9 | 0
2020 | TVA_Transmission_2_ENT | TVA_Transmission | ENT | Internal | Summer | B2 | 25 | 3000 | 0 | 69.69 | 61.69 | 9 | 0
2020 | TVA_Transmission_2_ENT | TVA_Transmission | ENT | Internal | Summer | B3 | 75 | 3000 | 0 | 67.28 | 61.69 | 9 | 0
2020 | TVA_Transmission_2_ENT | TVA_Transmission | ENT | Internal | Summer | B4 | 100 | 3000 | 0 | 66.47 | 61.69 | 9 | 0
2020 | TVA_Transmission_2_ENT | TVA_Transmission | ENT | Internal | Summer | B5 | 200 | 3000 | 0 | 59.16 | 58.83 | 9 | 0
2020 | TVA_Transmission_2_ENT | TVA_Transmission | ENT | Internal | Summer | B6 | 300 | 3000 | 0 | 53.91 | 54.19 | 9 | 0
2020 | TVA_Transmission_2_ENT | TVA_Transmission | ENT | Internal | Summer | B7 | 400 | 3000 | 0 | 46.9 | 47.14 | 9 | 0
2020 | TVA_Transmission_2_ENT | TVA_Transmission | ENT | Internal | Summer | B8 | 500 | 3000 | 0 | 41.86 | 40.62 | 9 | 0
2020 | TVA_Transmission_2_ENT | TVA_Transmission | ENT | Internal | Summer | B9 | 800 | 3000 | 0 | 41.56 | 40.59 | 9 | 0
2020 | TVA_Transmission_2_ENT | TVA_Transmission | ENT | Internal | Summer | B10 | 1262 | 3000 | 0 | 39.04 | 40.3 | 9 | 0
2020 | TVA_Transmission_2_ENT | TVA_Transmission | ENT | Internal | Winter | B16 | 25 | 3000 | 0 | 59.18 | 58.97 | 9 | 0
2020 | TVA_Transmission_2_ENT | TVA_Transmission | ENT | Internal | Winter | B17 | 100 | 3000 | 0 | 49.3 | 44.52 | 9 | 0
2020 | TVA_Transmission_2_ENT | TVA_Transmission | ENT | Internal | Winter | B18 | 400 | 3000 | 0 | 45.94 | 44.52 | 9 | 0
2020 | TVA_Transmission_2_ENT | TVA_Transmission | ENT | Internal | Winter | B19 | 700 | 3000 | 0 | 44.58 | 44.2 | 9 | 0
2020 | TVA_Transmission_2_ENT | TVA_Transmission | ENT | Internal | Winter | B20 | 935 | 3000 | 0 | 42.48 | 43.67 | 9 | 0
2020 | TVA_Transmission_2_MISO_MO-IL | TVA_Transmission | MISO_MO-IL | Internal | Shoulder | B11 | 25 | 4000 | 0 | 58.91 | 55.25 | 9 | 0
2020 | TVA_Transmission_2_MISO_MO-IL | TVA_Transmission | MISO_MO-IL | Internal | Shoulder | B12 | 200 | 4000 | 0 | 47.63 | 45.8 | 9 | 0
2020 | TVA_Transmission_2_MISO_MO-IL | TVA_Transmission | MISO_MO-IL | Internal | Shoulder | B13 | 600 | 4000 | 0 | 45.02 | 41.71 | 9 | 0
2020 | TVA_Transmission_2_MISO_MO-IL | TVA_Transmission | MISO_MO-IL | Internal | Shoulder | B14 | 900 | 4000 | 0 | 44.17 | 40.53 | 9 | 0
2020 | TVA_Transmission_2_MISO_MO-IL | TVA_Transmission | MISO_MO-IL | Internal | Shoulder | B15 | 1203 | 4000 | 0 | 42.52 | 37.87 | 9 | 0
2020 | TVA_Transmission_2_MISO_MO-IL | TVA_Transmission | MISO_MO-IL | Internal | Summer | B1 | 10 | 4000 | 0 | 71.92 | 63.92 | 9 | 0
2020 | TVA_Transmission_2_MISO_MO-IL | TVA_Transmission | MISO_MO-IL | Internal | Summer | B2 | 25 | 4000 | 0 | 69.69 | 62.56 | 9 | 0
2020 | TVA_Transmission_2_MISO_MO-IL | TVA_Transmission | MISO_MO-IL | Internal | Summer | B3 | 75 | 4000 | 0 | 67.28 | 61.14 | 9 | 0
2020 | TVA_Transmission_2_MISO_MO-IL | TVA_Transmission | MISO_MO-IL | Internal | Summer | B4 | 100 | 4000 | 0 | 66.47 | 60.52 | 9 | 0
2020 | TVA_Transmission_2_MISO_MO-IL | TVA_Transmission | MISO_MO-IL | Internal | Summer | B5 | 200 | 4000 | 0 | 59.16 | 55.82 | 9 | 0
2020 | TVA_Transmission_2_MISO_MO-IL | TVA_Transmission | MISO_MO-IL | Internal | Summer | B6 | 300 | 4000 | 0 | 53.91 | 47.19 | 9 | 0
2020 | TVA_Transmission_2_MISO_MO-IL | TVA_Transmission | MISO_MO-IL | Internal | Summer | B7 | 400 | 4000 | 0 | 46.9 | 40.46 | 9 | 0
2020 | TVA_Transmission_2_MISO_MO-IL | TVA_Transmission | MISO_MO-IL | Internal | Summer | B8 | 500 | 4000 | 0 | 41.86 | 37.52 | 9 | 0
2020 | TVA_Transmission_2_MISO_MO-IL | TVA_Transmission | MISO_MO-IL | Internal | Summer | B9 | 800 | 4000 | 0 | 41.56 | 37.35 | 9 | 0
2020 | TVA_Transmission_2_MISO_MO-IL | TVA_Transmission | MISO_MO-IL | Internal | Summer | B10 | 1262 | 4000 | 0 | 39.04 | 35.66 | 9 | 0
2020 | TVA_Transmission_2_MISO_MO-IL | TVA_Transmission | MISO_MO-IL | Internal | Winter | B16 | 25 | 4000 | 0 | 59.18 | 52.05 | 9 | 0
2020 | TVA_Transmission_2_MISO_MO-IL | TVA_Transmission | MISO_MO-IL | Internal | Winter | B17 | 100 | 4000 | 0 | 49.3 | 46.07 | 9 | 0
2020 | TVA_Transmission_2_MISO_MO-IL | TVA_Transmission | MISO_MO-IL | Internal | Winter | B18 | 400 | 4000 | 0 | 45.94 | 42.17 | 9 | 0
2020 | TVA_Transmission_2_MISO_MO-IL | TVA_Transmission | MISO_MO-IL | Internal | Winter | B19 | 700 | 4000 | 0 | 44.58 | 41.38 | 9 | 0
2020 | TVA_Transmission_2_MISO_MO-IL | TVA_Transmission | MISO_MO-IL | Internal | Winter | B20 | 935 | 4000 | 0 | 42.48 | 37.45 | 9 | 0
2020 | TVA_Transmission_2_NonRTO_Midwest | TVA_Transmission | NonRTO_Midwest | Internal | Shoulder | B11 | 25 | 700 | 0 | 58.91 | 63.26 | 9 | 0
2020 | TVA_Transmission_2_NonRTO_Midwest | TVA_Transmission | NonRTO_Midwest | Internal | Shoulder | B12 | 200 | 700 | 0 | 47.63 | 53.81 | 9 | 0
2020 | TVA_Transmission_2_NonRTO_Midwest | TVA_Transmission | NonRTO_Midwest | Internal | Shoulder | B13 | 600 | 700 | 0 | 45.02 | 47.98 | 9 | 0
2020 | TVA_Transmission_2_NonRTO_Midwest | TVA_Transmission | NonRTO_Midwest | Internal | Shoulder | B14 | 900 | 700 | 0 | 44.17 | 43.41 | 9 | 0
2020 | TVA_Transmission_2_NonRTO_Midwest | TVA_Transmission | NonRTO_Midwest | Internal | Shoulder | B15 | 1203 | 700 | 0 | 42.52 | 36.29 | 9 | 0
2020 | TVA_Transmission_2_NonRTO_Midwest | TVA_Transmission | NonRTO_Midwest | Internal | Summer | B1 | 10 | 700 | 0 | 71.92 | 68.51 | 9 | 0
2020 | TVA_Transmission_2_NonRTO_Midwest | TVA_Transmission | NonRTO_Midwest | Internal | Summer | B2 | 25 | 700 | 0 | 69.69 | 68.51 | 9 | 0
2020 | TVA_Transmission_2_NonRTO_Midwest | TVA_Transmission | NonRTO_Midwest | Internal | Summer | B3 | 75 | 700 | 0 | 67.28 | 68.51 | 9 | 0
2020 | TVA_Transmission_2_NonRTO_Midwest | TVA_Transmission | NonRTO_Midwest | Internal | Summer | B4 | 100 | 700 | 0 | 66.47 | 68.51 | 9 | 0
2020 | TVA_Transmission_2_NonRTO_Midwest | TVA_Transmission | NonRTO_Midwest | Internal | Summer | B5 | 200 | 700 | 0 | 59.16 | 63.83 | 9 | 0
2020 | TVA_Transmission_2_NonRTO_Midwest | TVA_Transmission | NonRTO_Midwest | Internal | Summer | B6 | 300 | 700 | 0 | 53.91 | 55.2 | 9 | 0
2020 | TVA_Transmission_2_NonRTO_Midwest | TVA_Transmission | NonRTO_Midwest | Internal | Summer | B7 | 400 | 700 | 0 | 46.9 | 44.5 | 9 | 0
2020 | TVA_Transmission_2_NonRTO_Midwest | TVA_Transmission | NonRTO_Midwest | Internal | Summer | B8 | 500 | 700 | 0 | 41.86 | 38.99 | 9 | 0
2020 | TVA_Transmission_2_NonRTO_Midwest | TVA_Transmission | NonRTO_Midwest | Internal | Summer | B9 | 800 | 700 | 0 | 41.56 | 37.38 | 9 | 0
2020 | TVA_Transmission_2_NonRTO_Midwest | TVA_Transmission | NonRTO_Midwest | Internal | Summer | B10 | 1262 | 700 | 0 | 39.04 | 35.2 | 9 | 0
2020 | TVA_Transmission_2_NonRTO_Midwest | TVA_Transmission | NonRTO_Midwest | Internal | Winter | B16 | 25 | 700 | 0 | 59.18 | 60.35 | 9 | 0
2020 | TVA_Transmission_2_NonRTO_Midwest | TVA_Transmission | NonRTO_Midwest | Internal | Winter | B17 | 100 | 700 | 0 | 49.3 | 54.08 | 9 | 0
2020 | TVA_Transmission_2_NonRTO_Midwest | TVA_Transmission | NonRTO_Midwest | Internal | Winter | B18 | 400 | 700 | 0 | 45.94 | 50.18 | 9 | 0
2020 | TVA_Transmission_2_NonRTO_Midwest | TVA_Transmission | NonRTO_Midwest | Internal | Winter | B19 | 700 | 700 | 0 | 44.58 | 43.41 | 9 | 0
2020 | TVA_Transmission_2_NonRTO_Midwest | TVA_Transmission | NonRTO_Midwest | Internal | Winter | B20 | 935 | 700 | 0 | 42.48 | 36.36 | 9 | 0
2020 | TVA_Transmission_2_PJM_ROR | TVA_Transmission | PJM_ROR | Internal | Shoulder | B11 | 25 | 2000 | 0 | 58.91 | 53.25 | 9 | 0
2020 | TVA_Transmission_2_PJM_ROR | TVA_Transmission | PJM_ROR | Internal | Shoulder | B12 | 200 | 2000 | 0 | 47.63 | 47.8 | 9 | 0
2020 | TVA_Transmission_2_PJM_ROR | TVA_Transmission | PJM_ROR | Internal | Shoulder | B13 | 600 | 2000 | 0 | 45.02 | 42.93 | 9 | 0
2020 | TVA_Transmission_2_PJM_ROR | TVA_Transmission | PJM_ROR | Internal | Shoulder | B14 | 900 | 2000 | 0 | 44.17 | 40.99 | 9 | 0
2020 | TVA_Transmission_2_PJM_ROR | TVA_Transmission | PJM_ROR | Internal | Shoulder | B15 | 1203 | 2000 | 0 | 42.52 | 37.21 | 9 | 0
2020 | TVA_Transmission_2_PJM_ROR | TVA_Transmission | PJM_ROR | Internal | Summer | B1 | 10 | 2000 | 0 | 71.92 | 65.92 | 9 | 0
2020 | TVA_Transmission_2_PJM_ROR | TVA_Transmission | PJM_ROR | Internal | Summer | B2 | 25 | 2000 | 0 | 69.69 | 63.69 | 9 | 0
2020 | TVA_Transmission_2_PJM_ROR | TVA_Transmission | PJM_ROR | Internal | Summer | B3 | 75 | 2000 | 0 | 67.28 | 61.28 | 9 | 0
2020 | TVA_Transmission_2_PJM_ROR | TVA_Transmission | PJM_ROR | Internal | Summer | B4 | 100 | 2000 | 0 | 66.47 | 60.47 | 9 | 0
2020 | TVA_Transmission_2_PJM_ROR | TVA_Transmission | PJM_ROR | Internal | Summer | B5 | 200 | 2000 | 0 | 59.16 | 53.83 | 9 | 0
2020 | TVA_Transmission_2_PJM_ROR | TVA_Transmission | PJM_ROR | Internal | Summer | B6 | 300 | 2000 | 0 | 53.91 | 49.19 | 9 | 0
2020 | TVA_Transmission_2_PJM_ROR | TVA_Transmission | PJM_ROR | Internal | Summer | B7 | 400 | 2000 | 0 | 46.9 | 42.14 | 9 | 0
2020 | TVA_Transmission_2_PJM_ROR | TVA_Transmission | PJM_ROR | Internal | Summer | B8 | 500 | 2000 | 0 | 41.86 | 37.86 | 9 | 0
2020 | TVA_Transmission_2_PJM_ROR | TVA_Transmission | PJM_ROR | Internal | Summer | B9 | 800 | 2000 | 0 | 41.56 | 37.31 | 9 | 0
2020 | TVA_Transmission_2_PJM_ROR | TVA_Transmission | PJM_ROR | Internal | Summer | B10 | 1262 | 2000 | 0 | 39.04 | 35.11 | 9 | 0
2020 | TVA_Transmission_2_PJM_ROR | TVA_Transmission | PJM_ROR | Internal | Winter | B16 | 25 | 2000 | 0 | 59.18 | 54.04 | 9 | 0
2020 | TVA_Transmission_2_PJM_ROR | TVA_Transmission | PJM_ROR | Internal | Winter | B17 | 100 | 2000 | 0 | 49.3 | 48.07 | 9 | 0
2020 | TVA_Transmission_2_PJM_ROR | TVA_Transmission | PJM_ROR | Internal | Winter | B18 | 400 | 2000 | 0 | 45.94 | 44.17 | 9 | 0
2020 | TVA_Transmission_2_PJM_ROR | TVA_Transmission | PJM_ROR | Internal | Winter | B19 | 700 | 2000 | 0 | 44.58 | 42 | 9 | 0
2020 | TVA_Transmission_2_PJM_ROR | TVA_Transmission | PJM_ROR | Internal | Winter | B20 | 935 | 2000 | 0 | 42.48 | 37.04 | 9 | 0
2020 | TVA_Transmission_2_SOCO | TVA_Transmission | SOCO | Internal | Shoulder | B11 | 25 | 3200 | 0 | 58.91 | 66.66 | 9 | 0
2020 | TVA_Transmission_2_SOCO | TVA_Transmission | SOCO | Internal | Shoulder | B12 | 200 | 3200 | 0 | 47.63 | 44.51 | 9 | 0
2020 | TVA_Transmission_2_SOCO | TVA_Transmission | SOCO | Internal | Shoulder | B13 | 600 | 3200 | 0 | 45.02 | 42.53 | 9 | 0
2020 | TVA_Transmission_2_SOCO | TVA_Transmission | SOCO | Internal | Shoulder | B14 | 900 | 3200 | 0 | 44.17 | 42.53 | 9 | 0
2020 | TVA_Transmission_2_SOCO | TVA_Transmission | SOCO | Internal | Shoulder | B15 | 1203 | 3200 | 0 | 42.52 | 42.1 | 9 | 0
2020 | TVA_Transmission_2_SOCO | TVA_Transmission | SOCO | Internal | Summer | B1 | 10 | 3200 | 0 | 71.92 | 71.02 | 9 | 0
2020 | TVA_Transmission_2_SOCO | TVA_Transmission | SOCO | Internal | Summer | B2 | 25 | 3200 | 0 | 69.69 | 69.69 | 9 | 0
2020 | TVA_Transmission_2_SOCO | TVA_Transmission | SOCO | Internal | Summer | B3 | 75 | 3200 | 0 | 67.28 | 69.69 | 9 | 0
2020 | TVA_Transmission_2_SOCO | TVA_Transmission | SOCO | Internal | Summer | B4 | 100 | 3200 | 0 | 66.47 | 69.69 | 9 | 0
2020 | TVA_Transmission_2_SOCO | TVA_Transmission | SOCO | Internal | Summer | B5 | 200 | 3200 | 0 | 59.16 | 66.83 | 9 | 0
2020 | TVA_Transmission_2_SOCO | TVA_Transmission | SOCO | Internal | Summer | B6 | 300 | 3200 | 0 | 53.91 | 62.19 | 9 | 0
2020 | TVA_Transmission_2_SOCO | TVA_Transmission | SOCO | Internal | Summer | B7 | 400 | 3200 | 0 | 46.9 | 55.14 | 9 | 0
2020 | TVA_Transmission_2_SOCO | TVA_Transmission | SOCO | Internal | Summer | B8 | 500 | 3200 | 0 | 41.86 | 44.71 | 9 | 0
2020 | TVA_Transmission_2_SOCO | TVA_Transmission | SOCO | Internal | Summer | B9 | 800 | 3200 | 0 | 41.56 | 42.32 | 9 | 0
2020 | TVA_Transmission_2_SOCO | TVA_Transmission | SOCO | Internal | Summer | B10 | 1262 | 3200 | 0 | 39.04 | 40.87 | 9 | 0
2020 | TVA_Transmission_2_SOCO | TVA_Transmission | SOCO | Internal | Winter | B16 | 25 | 3200 | 0 | 59.18 | 66.97 | 9 | 0
2020 | TVA_Transmission_2_SOCO | TVA_Transmission | SOCO | Internal | Winter | B17 | 100 | 3200 | 0 | 49.3 | 46.18 | 9 | 0
2020 | TVA_Transmission_2_SOCO | TVA_Transmission | SOCO | Internal | Winter | B18 | 400 | 3200 | 0 | 45.94 | 44.59 | 9 | 0
2020 | TVA_Transmission_2_SOCO | TVA_Transmission | SOCO | Internal | Winter | B19 | 700 | 3200 | 0 | 44.58 | 44.59 | 9 | 0
2020 | TVA_Transmission_2_SOCO | TVA_Transmission | SOCO | Internal | Winter | B20 | 935 | 3200 | 0 | 42.48 | 44.59 | 9 | 0
2020 | TVA_Transmission_2_TVA | TVA_Transmission | TVA | Internal | Shoulder | B11 | 25 | 99999 | 0.02 | 58.91 | 58.48 | 0.01 | 0
2020 | TVA_Transmission_2_TVA | TVA_Transmission | TVA | Internal | Shoulder | B12 | 200 | 99999 | 0 | 47.63 | 43.02 | 0.01 | 0
2020 | TVA_Transmission_2_TVA | TVA_Transmission | TVA | Internal | Shoulder | B13 | 600 | 99999 | 0 | 45.02 | 42.31 | 0.01 | 0
2020 | TVA_Transmission_2_TVA | TVA_Transmission | TVA | Internal | Shoulder | B14 | 900 | 99999 | 0 | 44.17 | 42.31 | 0.01 | 0
2020 | TVA_Transmission_2_TVA | TVA_Transmission | TVA | Internal | Shoulder | B15 | 1203 | 99999 | 0 | 42.52 | 42.08 | 0.01 | 0
2020 | TVA_Transmission_2_TVA | TVA_Transmission | TVA | Internal | Summer | B1 | 10 | 99999 | 2997.45 | 71.92 | 71.93 | 0.01 | 0
2020 | TVA_Transmission_2_TVA | TVA_Transmission | TVA | Internal | Summer | B2 | 25 | 99999 | 2151.89 | 69.69 | 69.7 | 0.01 | 0
2020 | TVA_Transmission_2_TVA | TVA_Transmission | TVA | Internal | Summer | B3 | 75 | 99999 | 491.77 | 67.28 | 67.29 | 0.01 | 0
2020 | TVA_Transmission_2_TVA | TVA_Transmission | TVA | Internal | Summer | B4 | 100 | 99999 | 1294.77 | 66.47 | 66.48 | 0.01 | 0
2020 | TVA_Transmission_2_TVA | TVA_Transmission | TVA | Internal | Summer | B5 | 200 | 99999 | 0 | 59.16 | 57.83 | 0.01 | 0
2020 | TVA_Transmission_2_TVA | TVA_Transmission | TVA | Internal | Summer | B6 | 300 | 99999 | 0 | 53.91 | 45.19 | 0.01 | 0
2020 | TVA_Transmission_2_TVA | TVA_Transmission | TVA | Internal | Summer | B7 | 400 | 99999 | 0 | 46.9 | 41.5 | 0.01 | 0
2020 | TVA_Transmission_2_TVA | TVA_Transmission | TVA | Internal | Summer | B8 | 500 | 99999 | 0 | 41.86 | 40.44 | 0.01 | 0
2020 | TVA_Transmission_2_TVA | TVA_Transmission | TVA | Internal | Summer | B9 | 800 | 99999 | 0 | 41.56 | 40.44 | 0.01 | 0
2020 | TVA_Transmission_2_TVA | TVA_Transmission | TVA | Internal | Summer | B10 | 1262 | 99999 | 0 | 39.04 | 37.45 | 0.01 | 0
2020 | TVA_Transmission_2_TVA | TVA_Transmission | TVA | Internal | Winter | B16 | 25 | 99999 | 0.01 | 59.18 | 58.48 | 0.01 | 0
2020 | TVA_Transmission_2_TVA | TVA_Transmission | TVA | Internal | Winter | B17 | 100 | 99999 | 0 | 49.3 | 45.32 | 0.01 | 0
2020 | TVA_Transmission_2_TVA | TVA_Transmission | TVA | Internal | Winter | B18 | 400 | 99999 | 0 | 45.94 | 42.08 | 0.01 | 0
2020 | TVA_Transmission_2_TVA | TVA_Transmission | TVA | Internal | Winter | B19 | 700 | 99999 | 0 | 44.58 | 42.08 | 0.01 | 0
2020 | TVA_Transmission_2_TVA | TVA_Transmission | TVA | Internal | Winter | B20 | 935 | 99999 | 0 | 42.48 | 42.08 | 0.01 | 0
2020 | TVA_Transmission_2_VACAR | TVA_Transmission | VACAR | Internal | Shoulder | B11 | 25 | 900 | 0 | 58.91 | 59.66 | 9 | 0
2020 | TVA_Transmission_2_VACAR | TVA_Transmission | VACAR | Internal | Shoulder | B12 | 200 | 900 | 0 | 47.63 | 49.11 | 9 | 0
2020 | TVA_Transmission_2_VACAR | TVA_Transmission | VACAR | Internal | Shoulder | B13 | 600 | 900 | 0 | 45.02 | 47.45 | 9 | 0
2020 | TVA_Transmission_2_VACAR | TVA_Transmission | VACAR | Internal | Shoulder | B14 | 900 | 900 | 0 | 44.17 | 46.92 | 9 | 0
2020 | TVA_Transmission_2_VACAR | TVA_Transmission | VACAR | Internal | Shoulder | B15 | 1203 | 900 | 0 | 42.52 | 43.21 | 9 | 0
2020 | TVA_Transmission_2_VACAR | TVA_Transmission | VACAR | Internal | Summer | B1 | 10 | 900 | 0 | 71.92 | 73.05 | 9 | 0
2020 | TVA_Transmission_2_VACAR | TVA_Transmission | VACAR | Internal | Summer | B2 | 25 | 900 | 0 | 69.69 | 73.05 | 9 | 0
2020 | TVA_Transmission_2_VACAR | TVA_Transmission | VACAR | Internal | Summer | B3 | 75 | 900 | 0 | 67.28 | 73.05 | 9 | 0
2020 | TVA_Transmission_2_VACAR | TVA_Transmission | VACAR | Internal | Summer | B4 | 100 | 900 | 0 | 66.47 | 66.47 | 9 | 0
2020 | TVA_Transmission_2_VACAR | TVA_Transmission | VACAR | Internal | Summer | B5 | 200 | 900 | 0 | 59.16 | 59.83 | 9 | 0
2020 | TVA_Transmission_2_VACAR | TVA_Transmission | VACAR | Internal | Summer | B6 | 300 | 900 | 0 | 53.91 | 55.19 | 9 | 0
2020 | TVA_Transmission_2_VACAR | TVA_Transmission | VACAR | Internal | Summer | B7 | 400 | 900 | 0 | 46.9 | 48.14 | 9 | 0
2020 | TVA_Transmission_2_VACAR | TVA_Transmission | VACAR | Internal | Summer | B8 | 500 | 900 | 0 | 41.86 | 43.86 | 9 | 0
2020 | TVA_Transmission_2_VACAR | TVA_Transmission | VACAR | Internal | Summer | B9 | 800 | 900 | 0 | 41.56 | 43.31 | 9 | 0
2020 | TVA_Transmission_2_VACAR | TVA_Transmission | VACAR | Internal | Summer | B10 | 1262 | 900 | 0 | 39.04 | 41.11 | 9 | 0
2020 | TVA_Transmission_2_VACAR | TVA_Transmission | VACAR | Internal | Winter | B16 | 25 | 900 | 0 | 59.18 | 60.87 | 9 | 0
2020 | TVA_Transmission_2_VACAR | TVA_Transmission | VACAR | Internal | Winter | B17 | 100 | 900 | 0 | 49.3 | 54.07 | 9 | 0
2020 | TVA_Transmission_2_VACAR | TVA_Transmission | VACAR | Internal | Winter | B18 | 400 | 900 | 0 | 45.94 | 47.45 | 9 | 0
2020 | TVA_Transmission_2_VACAR | TVA_Transmission | VACAR | Internal | Winter | B19 | 700 | 900 | 0 | 44.58 | 46.42 | 9 | 0
2020 | TVA_Transmission_2_VACAR | TVA_Transmission | VACAR | Internal | Winter | B20 | 935 | 900 | 0 | 42.48 | 43.87 | 9 | 0
2020 | VACAR_2_PJM_ROR | VACAR | PJM_ROR | Internal | Shoulder | B11 | 25 | 2000 | 0 | 59.66 | 53.25 | 7 | 0
2020 | VACAR_2_PJM_ROR | VACAR | PJM_ROR | Internal | Shoulder | B12 | 200 | 2000 | 0 | 49.11 | 47.8 | 7 | 0
2020 | VACAR_2_PJM_ROR | VACAR | PJM_ROR | Internal | Shoulder | B13 | 600 | 2000 | 0 | 47.45 | 42.93 | 7 | 0
2020 | VACAR_2_PJM_ROR | VACAR | PJM_ROR | Internal | Shoulder | B14 | 900 | 2000 | 0 | 46.92 | 40.99 | 7 | 0
2020 | VACAR_2_PJM_ROR | VACAR | PJM_ROR | Internal | Shoulder | B15 | 1203 | 2000 | 0 | 43.21 | 37.21 | 7 | 0
2020 | VACAR_2_PJM_ROR | VACAR | PJM_ROR | Internal | Summer | B1 | 10 | 2000 | 0 | 73.05 | 65.92 | 7 | 0
2020 | VACAR_2_PJM_ROR | VACAR | PJM_ROR | Internal | Summer | B2 | 25 | 2000 | 0 | 73.05 | 63.69 | 7 | 0
2020 | VACAR_2_PJM_ROR | VACAR | PJM_ROR | Internal | Summer | B3 | 75 | 2000 | 0 | 73.05 | 61.28 | 7 | 0
2020 | VACAR_2_PJM_ROR | VACAR | PJM_ROR | Internal | Summer | B4 | 100 | 2000 | 0 | 66.47 | 60.47 | 7 | 0
2020 | VACAR_2_PJM_ROR | VACAR | PJM_ROR | Internal | Summer | B5 | 200 | 2000 | 0 | 59.83 | 53.83 | 7 | 0
2020 | VACAR_2_PJM_ROR | VACAR | PJM_ROR | Internal | Summer | B6 | 300 | 2000 | 0 | 55.19 | 49.19 | 7 | 0
2020 | VACAR_2_PJM_ROR | VACAR | PJM_ROR | Internal | Summer | B7 | 400 | 2000 | 0 | 48.14 | 42.14 | 7 | 0
2020 | VACAR_2_PJM_ROR | VACAR | PJM_ROR | Internal | Summer | B8 | 500 | 2000 | 0 | 43.86 | 37.86 | 7 | 0
2020 | VACAR_2_PJM_ROR | VACAR | PJM_ROR | Internal | Summer | B9 | 800 | 2000 | 0 | 43.31 | 37.31 | 7 | 0
2020 | VACAR_2_PJM_ROR | VACAR | PJM_ROR | Internal | Summer | B10 | 1262 | 2000 | 0 | 41.11 | 35.11 | 7 | 0
2020 | VACAR_2_PJM_ROR | VACAR | PJM_ROR | Internal | Winter | B16 | 25 | 2000 | 0 | 60.87 | 54.04 | 7 | 0
2020 | VACAR_2_PJM_ROR | VACAR | PJM_ROR | Internal | Winter | B17 | 100 | 2000 | 0 | 54.07 | 48.07 | 7 | 0
2020 | VACAR_2_PJM_ROR | VACAR | PJM_ROR | Internal | Winter | B18 | 400 | 2000 | 0 | 47.45 | 44.17 | 7 | 0
2020 | VACAR_2_PJM_ROR | VACAR | PJM_ROR | Internal | Winter | B19 | 700 | 2000 | 0 | 46.42 | 42 | 7 | 0
2020 | VACAR_2_PJM_ROR | VACAR | PJM_ROR | Internal | Winter | B20 | 935 | 2000 | 0 | 43.87 | 37.04 | 7 | 0
2020 | VACAR_2_SOCO | VACAR | SOCO | Internal | Shoulder | B11 | 25 | 3000 | 1464.16 | 59.66 | 66.66 | 7 | 0
2020 | VACAR_2_SOCO | VACAR | SOCO | Internal | Shoulder | B12 | 200 | 3000 | 0 | 49.11 | 44.51 | 7 | 0
2020 | VACAR_2_SOCO | VACAR | SOCO | Internal | Shoulder | B13 | 600 | 3000 | 0 | 47.45 | 42.53 | 7 | 0
2020 | VACAR_2_SOCO | VACAR | SOCO | Internal | Shoulder | B14 | 900 | 3000 | 0 | 46.92 | 42.53 | 7 | 0
2020 | VACAR_2_SOCO | VACAR | SOCO | Internal | Shoulder | B15 | 1203 | 3000 | 0 | 43.21 | 42.1 | 7 | 0
2020 | VACAR_2_SOCO | VACAR | SOCO | Internal | Summer | B1 | 10 | 3000 | 0 | 73.05 | 71.02 | 7 | 0
2020 | VACAR_2_SOCO | VACAR | SOCO | Internal | Summer | B2 | 25 | 3000 | 0 | 73.05 | 69.69 | 7 | 0
2020 | VACAR_2_SOCO | VACAR | SOCO | Internal | Summer | B3 | 75 | 3000 | 0 | 73.05 | 69.69 | 7 | 0
2020 | VACAR_2_SOCO | VACAR | SOCO | Internal | Summer | B4 | 100 | 3000 | 0 | 66.47 | 69.69 | 7 | 0
2020 | VACAR_2_SOCO | VACAR | SOCO | Internal | Summer | B5 | 200 | 3000 | 1011.46 | 59.83 | 66.83 | 7 | 0
2020 | VACAR_2_SOCO | VACAR | SOCO | Internal | Summer | B6 | 300 | 3000 | 300.66 | 55.19 | 62.19 | 7 | 0
2020 | VACAR_2_SOCO | VACAR | SOCO | Internal | Summer | B7 | 400 | 3000 | 2235.34 | 48.14 | 55.14 | 7 | 0
2020 | VACAR_2_SOCO | VACAR | SOCO | Internal | Summer | B8 | 500 | 3000 | 0 | 43.86 | 44.71 | 7 | 0
2020 | VACAR_2_SOCO | VACAR | SOCO | Internal | Summer | B9 | 800 | 3000 | 0 | 43.31 | 42.32 | 7 | 0
2020 | VACAR_2_SOCO | VACAR | SOCO | Internal | Summer | B10 | 1262 | 3000 | 0 | 41.11 | 40.87 | 7 | 0
2020 | VACAR_2_SOCO | VACAR | SOCO | Internal | Winter | B16 | 25 | 3000 | 0 | 60.87 | 66.97 | 7 | 0
2020 | VACAR_2_SOCO | VACAR | SOCO | Internal | Winter | B17 | 100 | 3000 | 0 | 54.07 | 46.18 | 7 | 0
2020 | VACAR_2_SOCO | VACAR | SOCO | Internal | Winter | B18 | 400 | 3000 | 0 | 47.45 | 44.59 | 7 | 0
2020 | VACAR_2_SOCO | VACAR | SOCO | Internal | Winter | B19 | 700 | 3000 | 0 | 46.42 | 44.59 | 7 | 0
2020 | VACAR_2_SOCO | VACAR | SOCO | Internal | Winter | B20 | 935 | 3000 | 0 | 43.87 | 44.59 | 7 | 0
2020 | VACAR_2_TVA_Transmission | VACAR | TVA_Transmission | Internal | Shoulder | B11 | 25 | 900 | 0 | 59.66 | 58.91 | 7 | 0
2020 | VACAR_2_TVA_Transmission | VACAR | TVA_Transmission | Internal | Shoulder | B12 | 200 | 900 | 0 | 49.11 | 47.63 | 7 | 0
2020 | VACAR_2_TVA_Transmission | VACAR | TVA_Transmission | Internal | Shoulder | B13 | 600 | 900 | 0 | 47.45 | 45.02 | 7 | 0
2020 | VACAR_2_TVA_Transmission | VACAR | TVA_Transmission | Internal | Shoulder | B14 | 900 | 900 | 0 | 46.92 | 44.17 | 7 | 0
2020 | VACAR_2_TVA_Transmission | VACAR | TVA_Transmission | Internal | Shoulder | B15 | 1203 | 900 | 0 | 43.21 | 42.52 | 7 | 0
2020 | VACAR_2_TVA_Transmission | VACAR | TVA_Transmission | Internal | Summer | B1 | 10 | 900 | 0 | 73.05 | 71.92 | 7 | 0
2020 | VACAR_2_TVA_Transmission | VACAR | TVA_Transmission | Internal | Summer | B2 | 25 | 900 | 0 | 73.05 | 69.69 | 7 | 0
2020 | VACAR_2_TVA_Transmission | VACAR | TVA_Transmission | Internal | Summer | B3 | 75 | 900 | 0 | 73.05 | 67.28 | 7 | 0
2020 | VACAR_2_TVA_Transmission | VACAR | TVA_Transmission | Internal | Summer | B4 | 100 | 900 | 0 | 66.47 | 66.47 | 7 | 0
2020 | VACAR_2_TVA_Transmission | VACAR | TVA_Transmission | Internal | Summer | B5 | 200 | 900 | 0 | 59.83 | 59.16 | 7 | 0
2020 | VACAR_2_TVA_Transmission | VACAR | TVA_Transmission | Internal | Summer | B6 | 300 | 900 | 0 | 55.19 | 53.91 | 7 | 0
2020 | VACAR_2_TVA_Transmission | VACAR | TVA_Transmission | Internal | Summer | B7 | 400 | 900 | 0 | 48.14 | 46.9 | 7 | 0
2020 | VACAR_2_TVA_Transmission | VACAR | TVA_Transmission | Internal | Summer | B8 | 500 | 900 | 0 | 43.86 | 41.86 | 7 | 0
2020 | VACAR_2_TVA_Transmission | VACAR | TVA_Transmission | Internal | Summer | B9 | 800 | 900 | 0 | 43.31 | 41.56 | 7 | 0
2020 | VACAR_2_TVA_Transmission | VACAR | TVA_Transmission | Internal | Summer | B10 | 1262 | 900 | 0 | 41.11 | 39.04 | 7 | 0
2020 | VACAR_2_TVA_Transmission | VACAR | TVA_Transmission | Internal | Winter | B16 | 25 | 900 | 0 | 60.87 | 59.18 | 7 | 0
2020 | VACAR_2_TVA_Transmission | VACAR | TVA_Transmission | Internal | Winter | B17 | 100 | 900 | 0 | 54.07 | 49.3 | 7 | 0
2020 | VACAR_2_TVA_Transmission | VACAR | TVA_Transmission | Internal | Winter | B18 | 400 | 900 | 0 | 47.45 | 45.94 | 7 | 0
2020 | VACAR_2_TVA_Transmission | VACAR | TVA_Transmission | Internal | Winter | B19 | 700 | 900 | 0 | 46.42 | 44.58 | 7 | 0
2020 | VACAR_2_TVA_Transmission | VACAR | TVA_Transmission | Internal | Winter | B20 | 935 | 900 | 0 | 43.87 | 42.48 | 7 | 0
2025 | ENT_2_MISO_MO-IL | ENT | MISO_MO-IL | Internal | Shoulder | B11 | 25 | 2260 | 0 | 66.09 | 58.09 | 8 | 0
2025 | ENT_2_MISO_MO-IL | ENT | MISO_MO-IL | Internal | Shoulder | B12 | 200 | 2260 | 0 | 46.83 | 43.97 | 8 | 0
2025 | ENT_2_MISO_MO-IL | ENT | MISO_MO-IL | Internal | Shoulder | B13 | 600 | 2260 | 0 | 46.83 | 43.96 | 8 | 0
2025 | ENT_2_MISO_MO-IL | ENT | MISO_MO-IL | Internal | Shoulder | B14 | 900 | 2260 | 0 | 46.5 | 41.11 | 8 | 0
2025 | ENT_2_MISO_MO-IL | ENT | MISO_MO-IL | Internal | Shoulder | B15 | 1203 | 2260 | 0 | 44.97 | 38.48 | 8 | 0
2025 | ENT_2_MISO_MO-IL | ENT | MISO_MO-IL | Internal | Summer | B1 | 10 | 2260 | 0 | 78.59 | 72.6 | 8 | 0
2025 | ENT_2_MISO_MO-IL | ENT | MISO_MO-IL | Internal | Summer | B2 | 25 | 2260 | 0 | 75.69 | 68.9 | 8 | 0
2025 | ENT_2_MISO_MO-IL | ENT | MISO_MO-IL | Internal | Summer | B3 | 75 | 2260 | 0 | 70.61 | 67.81 | 8 | 0
2025 | ENT_2_MISO_MO-IL | ENT | MISO_MO-IL | Internal | Summer | B4 | 100 | 2260 | 0 | 69.11 | 66.56 | 8 | 0
2025 | ENT_2_MISO_MO-IL | ENT | MISO_MO-IL | Internal | Summer | B5 | 200 | 2260 | 0 | 69.11 | 61.11 | 8 | 0
2025 | ENT_2_MISO_MO-IL | ENT | MISO_MO-IL | Internal | Summer | B6 | 300 | 2260 | 0 | 60.07 | 52.07 | 8 | 0
2025 | ENT_2_MISO_MO-IL | ENT | MISO_MO-IL | Internal | Summer | B7 | 400 | 2260 | 0 | 50.46 | 42.46 | 8 | 0
2025 | ENT_2_MISO_MO-IL | ENT | MISO_MO-IL | Internal | Summer | B8 | 500 | 2260 | 0 | 45.36 | 40.22 | 8 | 0
2025 | ENT_2_MISO_MO-IL | ENT | MISO_MO-IL | Internal | Summer | B9 | 800 | 2260 | 0 | 45.04 | 38.1 | 8 | 0
2025 | ENT_2_MISO_MO-IL | ENT | MISO_MO-IL | Internal | Summer | B10 | 1262 | 2260 | 0 | 43.78 | 35.78 | 8 | 0
2025 | ENT_2_MISO_MO-IL | ENT | MISO_MO-IL | Internal | Winter | B16 | 25 | 2260 | 0 | 59.13 | 58.18 | 8 | 0
2025 | ENT_2_MISO_MO-IL | ENT | MISO_MO-IL | Internal | Winter | B17 | 100 | 2260 | 0 | 49.74 | 44.72 | 8 | 0
2025 | ENT_2_MISO_MO-IL | ENT | MISO_MO-IL | Internal | Winter | B18 | 400 | 2260 | 0 | 49.74 | 43.88 | 8 | 0
2025 | ENT_2_MISO_MO-IL | ENT | MISO_MO-IL | Internal | Winter | B19 | 700 | 2260 | 0 | 49.38 | 41.38 | 8 | 0
2025 | ENT_2_MISO_MO-IL | ENT | MISO_MO-IL | Internal | Winter | B20 | 935 | 2260 | 0 | 46.52 | 38.52 | 8 | 0
2025 | ENT_2_SOCO | ENT | SOCO | Internal | Shoulder | B11 | 25 | 2000 | 1999.97 | 66.09 | 74.61 | 8 | 0.52
2025 | ENT_2_SOCO | ENT | SOCO | Internal | Shoulder | B12 | 200 | 2000 | 0 | 46.83 | 51.92 | 8 | 0
2025 | ENT_2_SOCO | ENT | SOCO | Internal | Shoulder | B13 | 600 | 2000 | 0 | 46.83 | 46.88 | 8 | 0
2025 | ENT_2_SOCO | ENT | SOCO | Internal | Shoulder | B14 | 900 | 2000 | 0 | 46.5 | 46.88 | 8 | 0
2025 | ENT_2_SOCO | ENT | SOCO | Internal | Shoulder | B15 | 1203 | 2000 | 0 | 44.97 | 46.88 | 8 | 0
2025 | ENT_2_SOCO | ENT | SOCO | Internal | Summer | B1 | 10 | 2000 | 1815.17 | 78.59 | 86.59 | 8 | 0
2025 | ENT_2_SOCO | ENT | SOCO | Internal | Summer | B2 | 25 | 2000 | 0 | 75.69 | 78.61 | 8 | 0
2025 | ENT_2_SOCO | ENT | SOCO | Internal | Summer | B3 | 75 | 2000 | 666.19 | 70.61 | 78.61 | 8 | 0
2025 | ENT_2_SOCO | ENT | SOCO | Internal | Summer | B4 | 100 | 2000 | 546.83 | 69.11 | 77.11 | 8 | 0
2025 | ENT_2_SOCO | ENT | SOCO | Internal | Summer | B5 | 200 | 2000 | 1718.91 | 69.11 | 77.11 | 8 | 0
2025 | ENT_2_SOCO | ENT | SOCO | Internal | Summer | B6 | 300 | 2000 | 1223.62 | 60.07 | 68.07 | 8 | 0
2025 | ENT_2_SOCO | ENT | SOCO | Internal | Summer | B7 | 400 | 2000 | 1941.01 | 50.46 | 58.46 | 8 | 0
2025 | ENT_2_SOCO | ENT | SOCO | Internal | Summer | B8 | 500 | 2000 | 0 | 45.36 | 50.99 | 8 | 0
2025 | ENT_2_SOCO | ENT | SOCO | Internal | Summer | B9 | 800 | 2000 | 0 | 45.04 | 45.53 | 8 | 0
2025 | ENT_2_SOCO | ENT | SOCO | Internal | Summer | B10 | 1262 | 2000 | 0 | 43.78 | 45.53 | 8 | 0
2025 | ENT_2_SOCO | ENT | SOCO | Internal | Winter | B16 | 25 | 2000 | 2000 | 59.13 | 75.18 | 8 | 8.05
2025 | ENT_2_SOCO | ENT | SOCO | Internal | Winter | B17 | 100 | 2000 | 0 | 49.74 | 54.78 | 8 | 0
2025 | ENT_2_SOCO | ENT | SOCO | Internal | Winter | B18 | 400 | 2000 | 0 | 49.74 | 49.67 | 8 | 0
2025 | ENT_2_SOCO | ENT | SOCO | Internal | Winter | B19 | 700 | 2000 | 0 | 49.38 | 49.67 | 8 | 0
2025 | ENT_2_SOCO | ENT | SOCO | Internal | Winter | B20 | 935 | 2000 | 0 | 46.52 | 49.67 | 8 | 0
2025 | ENT_2_SPP_N | ENT | SPP_N | Internal | Shoulder | B11 | 25 | 1300 | 0 | 66.09 | 64.93 | 8 | 0
2025 | ENT_2_SPP_N | ENT | SPP_N | Internal | Shoulder | B12 | 200 | 1300 | 0 | 46.83 | 46.28 | 8 | 0
2025 | ENT_2_SPP_N | ENT | SPP_N | Internal | Shoulder | B13 | 600 | 1300 | 0 | 46.83 | 45.47 | 8 | 0
2025 | ENT_2_SPP_N | ENT | SPP_N | Internal | Shoulder | B14 | 900 | 1300 | 0 | 46.5 | 45.47 | 8 | 0
2025 | ENT_2_SPP_N | ENT | SPP_N | Internal | Shoulder | B15 | 1203 | 1300 | 0 | 44.97 | 39.96 | 8 | 0
2025 | ENT_2_SPP_N | ENT | SPP_N | Internal | Summer | B1 | 10 | 1300 | 0 | 78.59 | 73.59 | 8 | 0
2025 | ENT_2_SPP_N | ENT | SPP_N | Internal | Summer | B2 | 25 | 1300 | 0 | 75.69 | 73.59 | 8 | 0
2025 | ENT_2_SPP_N | ENT | SPP_N | Internal | Summer | B3 | 75 | 1300 | 0 | 70.61 | 73.59 | 8 | 0
2025 | ENT_2_SPP_N | ENT | SPP_N | Internal | Summer | B4 | 100 | 1300 | 0 | 69.11 | 73.55 | 8 | 0
2025 | ENT_2_SPP_N | ENT | SPP_N | Internal | Summer | B5 | 200 | 1300 | 0 | 69.11 | 68.1 | 8 | 0
2025 | ENT_2_SPP_N | ENT | SPP_N | Internal | Summer | B6 | 300 | 1300 | 0 | 60.07 | 59.06 | 8 | 0
2025 | ENT_2_SPP_N | ENT | SPP_N | Internal | Summer | B7 | 400 | 1300 | 0 | 50.46 | 49.44 | 8 | 0
2025 | ENT_2_SPP_N | ENT | SPP_N | Internal | Summer | B8 | 500 | 1300 | 0 | 45.36 | 44.01 | 8 | 0
2025 | ENT_2_SPP_N | ENT | SPP_N | Internal | Summer | B9 | 800 | 1300 | 0 | 45.04 | 43.36 | 8 | 0
2025 | ENT_2_SPP_N | ENT | SPP_N | Internal | Summer | B10 | 1262 | 1300 | 0 | 43.78 | 38.78 | 8 | 0
2025 | ENT_2_SPP_N | ENT | SPP_N | Internal | Winter | B16 | 25 | 1300 | 0 | 59.13 | 54.13 | 8 | 0
2025 | ENT_2_SPP_N | ENT | SPP_N | Internal | Winter | B17 | 100 | 1300 | 0 | 49.74 | 47.74 | 8 | 0
2025 | ENT_2_SPP_N | ENT | SPP_N | Internal | Winter | B18 | 400 | 1300 | 0 | 49.74 | 47.74 | 8 | 0
2025 | ENT_2_SPP_N | ENT | SPP_N | Internal | Winter | B19 | 700 | 1300 | 0 | 49.38 | 44.46 | 8 | 0
2025 | ENT_2_SPP_N | ENT | SPP_N | Internal | Winter | B20 | 935 | 1300 | 0 | 46.52 | 40.06 | 8 | 0
2025 | ENT_2_SPP_S | ENT | SPP_S | Internal | Shoulder | B11 | 25 | 1300 | 0 | 66.09 | 60.35 | 8 | 0
2025 | ENT_2_SPP_S | ENT | SPP_S | Internal | Shoulder | B12 | 200 | 1300 | 0 | 46.83 | 44.88 | 8 | 0
2025 | ENT_2_SPP_S | ENT | SPP_S | Internal | Shoulder | B13 | 600 | 1300 | 0 | 46.83 | 44.78 | 8 | 0
2025 | ENT_2_SPP_S | ENT | SPP_S | Internal | Shoulder | B14 | 900 | 1300 | 0 | 46.5 | 44.78 | 8 | 0
2025 | ENT_2_SPP_S | ENT | SPP_S | Internal | Shoulder | B15 | 1203 | 1300 | 0 | 44.97 | 39.97 | 8 | 0
2025 | ENT_2_SPP_S | ENT | SPP_S | Internal | Summer | B1 | 10 | 1300 | 0 | 78.59 | 58.53 | 8 | 0
2025 | ENT_2_SPP_S | ENT | SPP_S | Internal | Summer | B2 | 25 | 1300 | 0 | 75.69 | 62.49 | 8 | 0
2025 | ENT_2_SPP_S | ENT | SPP_S | Internal | Summer | B3 | 75 | 1300 | 0 | 70.61 | 63.01 | 8 | 0
2025 | ENT_2_SPP_S | ENT | SPP_S | Internal | Summer | B4 | 100 | 1300 | 0 | 69.11 | 62.49 | 8 | 0
2025 | ENT_2_SPP_S | ENT | SPP_S | Internal | Summer | B5 | 200 | 1300 | 0 | 69.11 | 62.49 | 8 | 0
2025 | ENT_2_SPP_S | ENT | SPP_S | Internal | Summer | B6 | 300 | 1300 | 0 | 60.07 | 58.53 | 8 | 0
2025 | ENT_2_SPP_S | ENT | SPP_S | Internal | Summer | B7 | 400 | 1300 | 0 | 50.46 | 45.46 | 8 | 0
2025 | ENT_2_SPP_S | ENT | SPP_S | Internal | Summer | B8 | 500 | 1300 | 0 | 45.36 | 43.99 | 8 | 0
2025 | ENT_2_SPP_S | ENT | SPP_S | Internal | Summer | B9 | 800 | 1300 | 0 | 45.04 | 43.37 | 8 | 0
2025 | ENT_2_SPP_S | ENT | SPP_S | Internal | Summer | B10 | 1262 | 1300 | 0 | 43.78 | 39.38 | 8 | 0
2025 | ENT_2_SPP_S | ENT | SPP_S | Internal | Winter | B16 | 25 | 1300 | 0 | 59.13 | 47.83 | 8 | 0
2025 | ENT_2_SPP_S | ENT | SPP_S | Internal | Winter | B17 | 100 | 1300 | 0 | 49.74 | 47.73 | 8 | 0
2025 | ENT_2_SPP_S | ENT | SPP_S | Internal | Winter | B18 | 400 | 1300 | 0 | 49.74 | 47.73 | 8 | 0
2025 | ENT_2_SPP_S | ENT | SPP_S | Internal | Winter | B19 | 700 | 1300 | 0 | 49.38 | 44.38 | 8 | 0
2025 | ENT_2_SPP_S | ENT | SPP_S | Internal | Winter | B20 | 935 | 1300 | 0 | 46.52 | 40.07 | 8 | 0
2025 | ENT_2_TVA_Transmission | ENT | TVA_Transmission | Internal | Shoulder | B11 | 25 | 2100 | 0 | 66.09 | 65.72 | 8 | 0
2025 | ENT_2_TVA_Transmission | ENT | TVA_Transmission | Internal | Shoulder | B12 | 200 | 2100 | 0 | 46.83 | 51.07 | 8 | 0
2025 | ENT_2_TVA_Transmission | ENT | TVA_Transmission | Internal | Shoulder | B13 | 600 | 2100 | 0 | 46.83 | 48.87 | 8 | 0
2025 | ENT_2_TVA_Transmission | ENT | TVA_Transmission | Internal | Shoulder | B14 | 900 | 2100 | 0 | 46.5 | 47.48 | 8 | 0
2025 | ENT_2_TVA_Transmission | ENT | TVA_Transmission | Internal | Shoulder | B15 | 1203 | 2100 | 0 | 44.97 | 46.48 | 8 | 0
2025 | ENT_2_TVA_Transmission | ENT | TVA_Transmission | Internal | Summer | B1 | 10 | 2100 | 0 | 78.59 | 80.6 | 8 | 0
2025 | ENT_2_TVA_Transmission | ENT | TVA_Transmission | Internal | Summer | B2 | 25 | 2100 | 0 | 75.69 | 76.9 | 8 | 0
2025 | ENT_2_TVA_Transmission | ENT | TVA_Transmission | Internal | Summer | B3 | 75 | 2100 | 0 | 70.61 | 74.43 | 8 | 0
2025 | ENT_2_TVA_Transmission | ENT | TVA_Transmission | Internal | Summer | B4 | 100 | 2100 | 0 | 69.11 | 74.11 | 8 | 0
2025 | ENT_2_TVA_Transmission | ENT | TVA_Transmission | Internal | Summer | B5 | 200 | 2100 | 0 | 69.11 | 68.11 | 8 | 0
2025 | ENT_2_TVA_Transmission | ENT | TVA_Transmission | Internal | Summer | B6 | 300 | 2100 | 0 | 60.07 | 59.42 | 8 | 0
2025 | ENT_2_TVA_Transmission | ENT | TVA_Transmission | Internal | Summer | B7 | 400 | 2100 | 0 | 50.46 | 49.82 | 8 | 0
2025 | ENT_2_TVA_Transmission | ENT | TVA_Transmission | Internal | Summer | B8 | 500 | 2100 | 0 | 45.36 | 46.3 | 8 | 0
2025 | ENT_2_TVA_Transmission | ENT | TVA_Transmission | Internal | Summer | B9 | 800 | 2100 | 0 | 45.04 | 45.42 | 8 | 0
2025 | ENT_2_TVA_Transmission | ENT | TVA_Transmission | Internal | Summer | B10 | 1262 | 2100 | 0 | 43.78 | 42.23 | 8 | 0
2025 | ENT_2_TVA_Transmission | ENT | TVA_Transmission | Internal | Winter | B16 | 25 | 2100 | 0 | 59.13 | 66.18 | 8 | 0
2025 | ENT_2_TVA_Transmission | ENT | TVA_Transmission | Internal | Winter | B17 | 100 | 2100 | 0 | 49.74 | 52.72 | 8 | 0
2025 | ENT_2_TVA_Transmission | ENT | TVA_Transmission | Internal | Winter | B18 | 400 | 2100 | 0 | 49.74 | 49.36 | 8 | 0
2025 | ENT_2_TVA_Transmission | ENT | TVA_Transmission | Internal | Winter | B19 | 700 | 2100 | 0 | 49.38 | 47.77 | 8 | 0
2025 | ENT_2_TVA_Transmission | ENT | TVA_Transmission | Internal | Winter | B20 | 935 | 2100 | 0 | 46.52 | 46.25 | 8 | 0
2025 | FRCC_2_SOCO | FRCC | SOCO | Internal | Shoulder | B11 | 25 | 900 | 0 | 84.61 | 74.61 | 8 | 0
2025 | FRCC_2_SOCO | FRCC | SOCO | Internal | Shoulder | B12 | 200 | 900 | 0 | 61.92 | 51.92 | 8 | 0
2025 | FRCC_2_SOCO | FRCC | SOCO | Internal | Shoulder | B13 | 600 | 900 | 0 | 54.36 | 46.88 | 8 | 0
2025 | FRCC_2_SOCO | FRCC | SOCO | Internal | Shoulder | B14 | 900 | 900 | 0 | 54.36 | 46.88 | 8 | 0
2025 | FRCC_2_SOCO | FRCC | SOCO | Internal | Shoulder | B15 | 1203 | 900 | 0 | 52.12 | 46.88 | 8 | 0
2025 | FRCC_2_SOCO | FRCC | SOCO | Internal | Summer | B1 | 10 | 900 | 0 | 96.59 | 86.59 | 8 | 0
2025 | FRCC_2_SOCO | FRCC | SOCO | Internal | Summer | B2 | 25 | 900 | 0 | 84.92 | 78.61 | 8 | 0
2025 | FRCC_2_SOCO | FRCC | SOCO | Internal | Summer | B3 | 75 | 900 | 0 | 84.92 | 78.61 | 8 | 0
2025 | FRCC_2_SOCO | FRCC | SOCO | Internal | Summer | B4 | 100 | 900 | 0 | 84.92 | 77.11 | 8 | 0
2025 | FRCC_2_SOCO | FRCC | SOCO | Internal | Summer | B5 | 200 | 900 | 0 | 84.92 | 77.11 | 8 | 0
2025 | FRCC_2_SOCO | FRCC | SOCO | Internal | Summer | B6 | 300 | 900 | 0 | 78.07 | 68.07 | 8 | 0
2025 | FRCC_2_SOCO | FRCC | SOCO | Internal | Summer | B7 | 400 | 900 | 0 | 68.46 | 58.46 | 8 | 0
2025 | FRCC_2_SOCO | FRCC | SOCO | Internal | Summer | B8 | 500 | 900 | 0 | 60.99 | 50.99 | 8 | 0
2025 | FRCC_2_SOCO | FRCC | SOCO | Internal | Summer | B9 | 800 | 900 | 0 | 53.55 | 45.53 | 8 | 0
2025 | FRCC_2_SOCO | FRCC | SOCO | Internal | Summer | B10 | 1262 | 900 | 0 | 51.34 | 45.53 | 8 | 0
2025 | FRCC_2_SOCO | FRCC | SOCO | Internal | Winter | B16 | 25 | 900 | 0 | 85.18 | 75.18 | 8 | 0
2025 | FRCC_2_SOCO | FRCC | SOCO | Internal | Winter | B17 | 100 | 900 | 0 | 64.78 | 54.78 | 8 | 0
2025 | FRCC_2_SOCO | FRCC | SOCO | Internal | Winter | B18 | 400 | 900 | 0 | 56.86 | 49.67 | 8 | 0
2025 | FRCC_2_SOCO | FRCC | SOCO | Internal | Winter | B19 | 700 | 900 | 0 | 56.28 | 49.67 | 8 | 0
2025 | FRCC_2_SOCO | FRCC | SOCO | Internal | Winter | B20 | 935 | 900 | 0 | 54.51 | 49.67 | 8 | 0
2025 | HQ_NEISO_2_NEISO | HQ_NEISO | NEISO | Internal | Shoulder | B11 | 25 | 99999 | 2920 | 40.75 | 40.76 | 0.01 | 0
2025 | HQ_NEISO_2_NEISO | HQ_NEISO | NEISO | Internal | Shoulder | B12 | 200 | 99999 | 2920 | 40.75 | 40.76 | 0.01 | 0
2025 | HQ_NEISO_2_NEISO | HQ_NEISO | NEISO | Internal | Shoulder | B13 | 600 | 99999 | 2920 | 40.75 | 40.76 | 0.01 | 0
2025 | HQ_NEISO_2_NEISO | HQ_NEISO | NEISO | Internal | Shoulder | B14 | 900 | 99999 | 2920 | 40.75 | 40.76 | 0.01 | 0
2025 | HQ_NEISO_2_NEISO | HQ_NEISO | NEISO | Internal | Shoulder | B15 | 1203 | 99999 | 1143.24 | 40.75 | 40.76 | 0.01 | 0
2025 | HQ_NEISO_2_NEISO | HQ_NEISO | NEISO | Internal | Summer | B1 | 10 | 99999 | 2920 | 77.61 | 77.62 | 0.01 | 0
2025 | HQ_NEISO_2_NEISO | HQ_NEISO | NEISO | Internal | Summer | B2 | 25 | 99999 | 2920 | 73.89 | 73.9 | 0.01 | 0
2025 | HQ_NEISO_2_NEISO | HQ_NEISO | NEISO | Internal | Summer | B3 | 75 | 99999 | 2920 | 53.63 | 53.64 | 0.01 | 0
2025 | HQ_NEISO_2_NEISO | HQ_NEISO | NEISO | Internal | Summer | B4 | 100 | 99999 | 2920 | 43.65 | 43.66 | 0.01 | 0
2025 | HQ_NEISO_2_NEISO | HQ_NEISO | NEISO | Internal | Summer | B5 | 200 | 99999 | 2920 | 37.69 | 37.7 | 0.01 | 0
2025 | HQ_NEISO_2_NEISO | HQ_NEISO | NEISO | Internal | Summer | B6 | 300 | 99999 | 2920 | 37.69 | 37.7 | 0.01 | 0
2025 | HQ_NEISO_2_NEISO | HQ_NEISO | NEISO | Internal | Summer | B7 | 400 | 99999 | 2920 | 37.69 | 37.7 | 0.01 | 0
2025 | HQ_NEISO_2_NEISO | HQ_NEISO | NEISO | Internal | Summer | B8 | 500 | 99999 | 2920 | 37.69 | 37.7 | 0.01 | 0
2025 | HQ_NEISO_2_NEISO | HQ_NEISO | NEISO | Internal | Summer | B9 | 800 | 99999 | 2920 | 37.69 | 37.7 | 0.01 | 0
2025 | HQ_NEISO_2_NEISO | HQ_NEISO | NEISO | Internal | Summer | B10 | 1262 | 99999 | 795.94 | 37.69 | 37.7 | 0.01 | 0
2025 | HQ_NEISO_2_NEISO | HQ_NEISO | NEISO | Internal | Winter | B16 | 25 | 99999 | 2920 | 50.2 | 50.21 | 0.01 | 0
2025 | HQ_NEISO_2_NEISO | HQ_NEISO | NEISO | Internal | Winter | B17 | 100 | 99999 | 2920 | 50.2 | 50.21 | 0.01 | 0
2025 | HQ_NEISO_2_NEISO | HQ_NEISO | NEISO | Internal | Winter | B18 | 400 | 99999 | 2920 | 50.2 | 50.21 | 0.01 | 0
2025 | HQ_NEISO_2_NEISO | HQ_NEISO | NEISO | Internal | Winter | B19 | 700 | 99999 | 2920 | 50.2 | 50.21 | 0.01 | 0
2025 | HQ_NEISO_2_NEISO | HQ_NEISO | NEISO | Internal | Winter | B20 | 935 | 99999 | 1233.58 | 50.2 | 50.21 | 0.01 | 0
2025 | HQ_NY_2_NYISO_A-F | HQ_NY | NYISO_A-F | Internal | Shoulder | B11 | 25 | 99999 | 1000 | 43.75 | 43.76 | 0.01 | 0
2025 | HQ_NY_2_NYISO_A-F | HQ_NY | NYISO_A-F | Internal | Shoulder | B12 | 200 | 99999 | 1000 | 43.75 | 43.76 | 0.01 | 0
2025 | HQ_NY_2_NYISO_A-F | HQ_NY | NYISO_A-F | Internal | Shoulder | B13 | 600 | 99999 | 1000 | 43.45 | 43.47 | 0.01 | 0
2025 | HQ_NY_2_NYISO_A-F | HQ_NY | NYISO_A-F | Internal | Shoulder | B14 | 900 | 99999 | 1000 | 42.81 | 42.82 | 0.01 | 0
2025 | HQ_NY_2_NYISO_A-F | HQ_NY | NYISO_A-F | Internal | Shoulder | B15 | 1203 | 99999 | 188.69 | 42.81 | 42.82 | 0.01 | 0
2025 | HQ_NY_2_NYISO_A-F | HQ_NY | NYISO_A-F | Internal | Summer | B1 | 10 | 99999 | 1000 | 72.59 | 72.6 | 0.01 | 0
2025 | HQ_NY_2_NYISO_A-F | HQ_NY | NYISO_A-F | Internal | Summer | B2 | 25 | 99999 | 1000 | 70.89 | 70.9 | 0.01 | 0
2025 | HQ_NY_2_NYISO_A-F | HQ_NY | NYISO_A-F | Internal | Summer | B3 | 75 | 99999 | 1000 | 56.63 | 56.64 | 0.01 | 0
2025 | HQ_NY_2_NYISO_A-F | HQ_NY | NYISO_A-F | Internal | Summer | B4 | 100 | 99999 | 1000 | 50.1 | 50.12 | 0.01 | 0
2025 | HQ_NY_2_NYISO_A-F | HQ_NY | NYISO_A-F | Internal | Summer | B5 | 200 | 99999 | 1000 | 48.4 | 48.41 | 0.01 | 0
2025 | HQ_NY_2_NYISO_A-F | HQ_NY | NYISO_A-F | Internal | Summer | B6 | 300 | 99999 | 1000 | 47.43 | 47.44 | 0.01 | 0
2025 | HQ_NY_2_NYISO_A-F | HQ_NY | NYISO_A-F | Internal | Summer | B7 | 400 | 99999 | 1000 | 43.21 | 43.22 | 0.01 | 0
2025 | HQ_NY_2_NYISO_A-F | HQ_NY | NYISO_A-F | Internal | Summer | B8 | 500 | 99999 | 1000 | 42.18 | 42.19 | 0.01 | 0
2025 | HQ_NY_2_NYISO_A-F | HQ_NY | NYISO_A-F | Internal | Summer | B9 | 800 | 99999 | 1000 | 40.69 | 40.7 | 0.01 | 0
2025 | HQ_NY_2_NYISO_A-F | HQ_NY | NYISO_A-F | Internal | Summer | B10 | 1262 | 99999 | 30.11 | 40.69 | 40.7 | 0.01 | 0
2025 | HQ_NY_2_NYISO_A-F | HQ_NY | NYISO_A-F | Internal | Winter | B16 | 25 | 99999 | 1000 | 50.38 | 50.39 | 0.01 | 0
2025 | HQ_NY_2_NYISO_A-F | HQ_NY | NYISO_A-F | Internal | Winter | B17 | 100 | 99999 | 1000 | 47.71 | 47.73 | 0.01 | 0
2025 | HQ_NY_2_NYISO_A-F | HQ_NY | NYISO_A-F | Internal | Winter | B18 | 400 | 99999 | 1000 | 46.25 | 46.26 | 0.01 | 0
2025 | HQ_NY_2_NYISO_A-F | HQ_NY | NYISO_A-F | Internal | Winter | B19 | 700 | 99999 | 1000 | 46.25 | 46.26 | 0.01 | 0
2025 | HQ_NY_2_NYISO_A-F | HQ_NY | NYISO_A-F | Internal | Winter | B20 | 935 | 99999 | 229.95 | 46.25 | 46.26 | 0.01 | 0
2025 | HQ_IESO_2_IESO | HQ_IESO | IESO | Internal | Shoulder | B11 | 25 | 99999 | 400 | 35.81 | 35.82 | 0.01 | 0
2025 | HQ_IESO_2_IESO | HQ_IESO | IESO | Internal | Shoulder | B12 | 200 | 99999 | 400 | 36.27 | 36.29 | 0.01 | 0
2025 | HQ_IESO_2_IESO | HQ_IESO | IESO | Internal | Shoulder | B13 | 600 | 99999 | 400 | 35.81 | 35.82 | 0.01 | 0
2025 | HQ_IESO_2_IESO | HQ_IESO | IESO | Internal | Shoulder | B14 | 900 | 99999 | 400 | 35.81 | 35.82 | 0.01 | 0
2025 | HQ_IESO_2_IESO | HQ_IESO | IESO | Internal | Shoulder | B15 | 1203 | 99999 | 75.48 | 35.81 | 35.82 | 0.01 | 0
2025 | HQ_IESO_2_IESO | HQ_IESO | IESO | Internal | Summer | B1 | 10 | 99999 | 400 | 65.59 | 65.6 | 0.01 | 0
2025 | HQ_IESO_2_IESO | HQ_IESO | IESO | Internal | Summer | B2 | 25 | 99999 | 400 | 63.89 | 63.9 | 0.01 | 0
2025 | HQ_IESO_2_IESO | HQ_IESO | IESO | Internal | Summer | B3 | 75 | 99999 | 400 | 49.63 | 49.64 | 0.01 | 0
2025 | HQ_IESO_2_IESO | HQ_IESO | IESO | Internal | Summer | B4 | 100 | 99999 | 400 | 43.1 | 43.12 | 0.01 | 0
2025 | HQ_IESO_2_IESO | HQ_IESO | IESO | Internal | Summer | B5 | 200 | 99999 | 400 | 41.4 | 41.41 | 0.01 | 0
2025 | HQ_IESO_2_IESO | HQ_IESO | IESO | Internal | Summer | B6 | 300 | 99999 | 400 | 40.43 | 40.44 | 0.01 | 0
2025 | HQ_IESO_2_IESO | HQ_IESO | IESO | Internal | Summer | B7 | 400 | 99999 | 400 | 36.21 | 36.22 | 0.01 | 0
2025 | HQ_IESO_2_IESO | HQ_IESO | IESO | Internal | Summer | B8 | 500 | 99999 | 400 | 33.91 | 33.92 | 0.01 | 0
2025 | HQ_IESO_2_IESO | HQ_IESO | IESO | Internal | Summer | B9 | 800 | 99999 | 400 | 33.69 | 33.7 | 0.01 | 0
2025 | HQ_IESO_2_IESO | HQ_IESO | IESO | Internal | Summer | B10 | 1262 | 99999 | 12.04 | 33.69 | 33.7 | 0.01 | 0
2025 | HQ_IESO_2_IESO | HQ_IESO | IESO | Internal | Winter | B16 | 25 | 99999 | 400 | 43.38 | 43.39 | 0.01 | 0
2025 | HQ_IESO_2_IESO | HQ_IESO | IESO | Internal | Winter | B17 | 100 | 99999 | 400 | 40.71 | 40.73 | 0.01 | 0
2025 | HQ_IESO_2_IESO | HQ_IESO | IESO | Internal | Winter | B18 | 400 | 99999 | 400 | 39.25 | 39.26 | 0.01 | 0
2025 | HQ_IESO_2_IESO | HQ_IESO | IESO | Internal | Winter | B19 | 700 | 99999 | 400 | 39.25 | 39.26 | 0.01 | 0
2025 | HQ_IESO_2_IESO | HQ_IESO | IESO | Internal | Winter | B20 | 935 | 99999 | 91.98 | 39.25 | 39.26 | 0.01 | 0
2025 | IESO_2_MAPP_CA | IESO | MAPP_CA | Internal | Shoulder | B11 | 25 | 262 | 262 | 35.82 | 49.39 | 7 | 6.57
2025 | IESO_2_MAPP_CA | IESO | MAPP_CA | Internal | Shoulder | B12 | 200 | 262 | 262 | 36.29 | 43.95 | 7 | 0.66
2025 | IESO_2_MAPP_CA | IESO | MAPP_CA | Internal | Shoulder | B13 | 600 | 262 | 262 | 35.82 | 43.95 | 7 | 1.13
2025 | IESO_2_MAPP_CA | IESO | MAPP_CA | Internal | Shoulder | B14 | 900 | 262 | 262 | 35.82 | 43.95 | 7 | 1.13
2025 | IESO_2_MAPP_CA | IESO | MAPP_CA | Internal | Shoulder | B15 | 1203 | 262 | 262 | 35.82 | 43.95 | 7 | 1.13
2025 | IESO_2_MAPP_CA | IESO | MAPP_CA | Internal | Summer | B1 | 10 | 262 | 0.01 | 65.6 | 70.76 | 7 | 0
2025 | IESO_2_MAPP_CA | IESO | MAPP_CA | Internal | Summer | B2 | 25 | 262 | 0 | 63.9 | 68.88 | 7 | 0
2025 | IESO_2_MAPP_CA | IESO | MAPP_CA | Internal | Summer | B3 | 75 | 262 | 262 | 49.64 | 66.74 | 7 | 10.09
2025 | IESO_2_MAPP_CA | IESO | MAPP_CA | Internal | Summer | B4 | 100 | 262 | 262 | 43.12 | 56.98 | 7 | 6.86
2025 | IESO_2_MAPP_CA | IESO | MAPP_CA | Internal | Summer | B5 | 200 | 262 | 262 | 41.41 | 54.09 | 7 | 5.68
2025 | IESO_2_MAPP_CA | IESO | MAPP_CA | Internal | Summer | B6 | 300 | 262 | 262 | 40.44 | 49.39 | 7 | 1.95
2025 | IESO_2_MAPP_CA | IESO | MAPP_CA | Internal | Summer | B7 | 400 | 262 | 0 | 36.22 | 42.43 | 7 | 0
2025 | IESO_2_MAPP_CA | IESO | MAPP_CA | Internal | Summer | B8 | 500 | 262 | 0 | 33.92 | 40.22 | 7 | 0
2025 | IESO_2_MAPP_CA | IESO | MAPP_CA | Internal | Summer | B9 | 800 | 262 | 0 | 33.7 | 40.22 | 7 | 0
2025 | IESO_2_MAPP_CA | IESO | MAPP_CA | Internal | Summer | B10 | 1262 | 262 | 0 | 33.7 | 40.22 | 7 | 0
2025 | IESO_2_MAPP_CA | IESO | MAPP_CA | Internal | Winter | B16 | 25 | 262 | 0 | 43.39 | 47.73 | 7 | 0
2025 | IESO_2_MAPP_CA | IESO | MAPP_CA | Internal | Winter | B17 | 100 | 262 | 123.06 | 40.73 | 47.73 | 7 | 0
2025 | IESO_2_MAPP_CA | IESO | MAPP_CA | Internal | Winter | B18 | 400 | 262 | 262 | 39.26 | 47.73 | 7 | 1.47
2025 | IESO_2_MAPP_CA | IESO | MAPP_CA | Internal | Winter | B19 | 700 | 262 | 262 | 39.26 | 47.73 | 7 | 1.47
2025 | IESO_2_MAPP_CA | IESO | MAPP_CA | Internal | Winter | B20 | 935 | 262 | 262 | 39.26 | 47.73 | 7 | 1.47
2025 | IESO_2_MISO_MI | IESO | MISO_MI | Internal | Shoulder | B11 | 25 | 1840 | 1840 | 35.82 | 57.95 | 7 | 15.13
2025 | IESO_2_MISO_MI | IESO | MISO_MI | Internal | Shoulder | B12 | 200 | 1840 | 1840 | 36.29 | 50.94 | 7 | 7.65
2025 | IESO_2_MISO_MI | IESO | MISO_MI | Internal | Shoulder | B13 | 600 | 1840 | 1840 | 35.82 | 44.82 | 7 | 2
2025 | IESO_2_MISO_MI | IESO | MISO_MI | Internal | Shoulder | B14 | 900 | 1840 | 1111.83 | 35.82 | 42.82 | 7 | 0
2025 | IESO_2_MISO_MI | IESO | MISO_MI | Internal | Shoulder | B15 | 1203 | 1840 | 0 | 35.82 | 41.46 | 7 | 0
2025 | IESO_2_MISO_MI | IESO | MISO_MI | Internal | Summer | B1 | 10 | 1840 | 1446.33 | 65.6 | 72.6 | 7 | 0
2025 | IESO_2_MISO_MI | IESO | MISO_MI | Internal | Summer | B2 | 25 | 1840 | 1650.62 | 63.9 | 70.9 | 7 | 0
2025 | IESO_2_MISO_MI | IESO | MISO_MI | Internal | Summer | B3 | 75 | 1840 | 1840 | 49.64 | 67.17 | 7 | 10.53
2025 | IESO_2_MISO_MI | IESO | MISO_MI | Internal | Summer | B4 | 100 | 1840 | 1840 | 43.12 | 66.11 | 7 | 16
2025 | IESO_2_MISO_MI | IESO | MISO_MI | Internal | Summer | B5 | 200 | 1840 | 1840 | 41.41 | 61.11 | 7 | 12.7
2025 | IESO_2_MISO_MI | IESO | MISO_MI | Internal | Summer | B6 | 300 | 1840 | 1840 | 40.44 | 52.07 | 7 | 4.63
2025 | IESO_2_MISO_MI | IESO | MISO_MI | Internal | Summer | B7 | 400 | 1840 | 1008.89 | 36.22 | 43.22 | 7 | 0
2025 | IESO_2_MISO_MI | IESO | MISO_MI | Internal | Summer | B8 | 500 | 1840 | 1035.18 | 33.92 | 40.92 | 7 | 0
2025 | IESO_2_MISO_MI | IESO | MISO_MI | Internal | Summer | B9 | 800 | 1840 | 0 | 33.7 | 40.53 | 7 | 0
2025 | IESO_2_MISO_MI | IESO | MISO_MI | Internal | Summer | B10 | 1262 | 1840 | 0 | 33.7 | 37.27 | 7 | 0
2025 | IESO_2_MISO_MI | IESO | MISO_MI | Internal | Winter | B16 | 25 | 1840 | 1840 | 43.39 | 62.17 | 7 | 11.78
2025 | IESO_2_MISO_MI | IESO | MISO_MI | Internal | Winter | B17 | 100 | 1840 | 1840 | 40.73 | 53.71 | 7 | 5.98
2025 | IESO_2_MISO_MI | IESO | MISO_MI | Internal | Winter | B18 | 400 | 1840 | 1475.55 | 39.26 | 46.26 | 7 | 0
2025 | IESO_2_MISO_MI | IESO | MISO_MI | Internal | Winter | B19 | 700 | 1840 | 0 | 39.26 | 44.69 | 7 | 0
2025 | IESO_2_MISO_MI | IESO | MISO_MI | Internal | Winter | B20 | 935 | 1840 | 0 | 39.26 | 39.5 | 7 | 0
2025 | IESO_2_MISO_W | IESO | MISO_W | Internal | Shoulder | B11 | 25 | 140 | 140 | 35.82 | 57.93 | 7 | 15.11
2025 | IESO_2_MISO_W | IESO | MISO_W | Internal | Shoulder | B12 | 200 | 140 | 140 | 36.29 | 43.96 | 7 | 0.67
2025 | IESO_2_MISO_W | IESO | MISO_W | Internal | Shoulder | B13 | 600 | 140 | 140 | 35.82 | 43.95 | 7 | 1.13
2025 | IESO_2_MISO_W | IESO | MISO_W | Internal | Shoulder | B14 | 900 | 140 | 0 | 35.82 | 39.79 | 7 | 0
2025 | IESO_2_MISO_W | IESO | MISO_W | Internal | Shoulder | B15 | 1203 | 140 | 0 | 35.82 | 32.96 | 7 | 0
2025 | IESO_2_MISO_W | IESO | MISO_W | Internal | Summer | B1 | 10 | 140 | 0.01 | 65.6 | 70.77 | 7 | 0
2025 | IESO_2_MISO_W | IESO | MISO_W | Internal | Summer | B2 | 25 | 140 | 0 | 63.9 | 68.89 | 7 | 0
2025 | IESO_2_MISO_W | IESO | MISO_W | Internal | Summer | B3 | 75 | 140 | 140 | 49.64 | 67.8 | 7 | 11.16
2025 | IESO_2_MISO_W | IESO | MISO_W | Internal | Summer | B4 | 100 | 140 | 140 | 43.12 | 66.55 | 7 | 16.44
2025 | IESO_2_MISO_W | IESO | MISO_W | Internal | Summer | B5 | 200 | 140 | 140 | 41.41 | 61.1 | 7 | 12.69
2025 | IESO_2_MISO_W | IESO | MISO_W | Internal | Summer | B6 | 300 | 140 | 140 | 40.44 | 52.06 | 7 | 4.62
2025 | IESO_2_MISO_W | IESO | MISO_W | Internal | Summer | B7 | 400 | 140 | 0 | 36.22 | 42.44 | 7 | 0
2025 | IESO_2_MISO_W | IESO | MISO_W | Internal | Summer | B8 | 500 | 140 | 0 | 33.92 | 40.21 | 7 | 0
2025 | IESO_2_MISO_W | IESO | MISO_W | Internal | Summer | B9 | 800 | 140 | 0 | 33.7 | 38.08 | 7 | 0
2025 | IESO_2_MISO_W | IESO | MISO_W | Internal | Summer | B10 | 1262 | 140 | 0 | 33.7 | 31.78 | 7 | 0
2025 | IESO_2_MISO_W | IESO | MISO_W | Internal | Winter | B16 | 25 | 140 | 0 | 43.39 | 47.13 | 7 | 0
2025 | IESO_2_MISO_W | IESO | MISO_W | Internal | Winter | B17 | 100 | 140 | 0 | 40.73 | 40.74 | 7 | 0
2025 | IESO_2_MISO_W | IESO | MISO_W | Internal | Winter | B18 | 400 | 140 | 0 | 39.26 | 43.87 | 7 | 0
2025 | IESO_2_MISO_W | IESO | MISO_W | Internal | Winter | B19 | 700 | 140 | 0 | 39.26 | 41.37 | 7 | 0
2025 | IESO_2_MISO_W | IESO | MISO_W | Internal | Winter | B20 | 935 | 140 | 0 | 39.26 | 33.06 | 7 | 0
2025 | IESO_2_NYISO_A-F | IESO | NYISO_A-F | Internal | Shoulder | B11 | 25 | 1725 | 1724.99 | 35.82 | 43.76 | 7 | 0.94
2025 | IESO_2_NYISO_A-F | IESO | NYISO_A-F | Internal | Shoulder | B12 | 200 | 1725 | 1725 | 36.29 | 43.76 | 7 | 0.47
2025 | IESO_2_NYISO_A-F | IESO | NYISO_A-F | Internal | Shoulder | B13 | 600 | 1725 | 1725 | 35.82 | 43.47 | 7 | 0.65
2025 | IESO_2_NYISO_A-F | IESO | NYISO_A-F | Internal | Shoulder | B14 | 900 | 1725 | 1671.25 | 35.82 | 42.82 | 7 | 0
2025 | IESO_2_NYISO_A-F | IESO | NYISO_A-F | Internal | Shoulder | B15 | 1203 | 1725 | 1674.12 | 35.82 | 42.82 | 7 | 0
2025 | IESO_2_NYISO_A-F | IESO | NYISO_A-F | Internal | Summer | B1 | 10 | 1725 | 24.89 | 65.6 | 72.6 | 7 | 0
2025 | IESO_2_NYISO_A-F | IESO | NYISO_A-F | Internal | Summer | B2 | 25 | 1725 | 381.87 | 63.9 | 70.9 | 7 | 0
2025 | IESO_2_NYISO_A-F | IESO | NYISO_A-F | Internal | Summer | B3 | 75 | 1725 | 849.84 | 49.64 | 56.64 | 7 | 0
2025 | IESO_2_NYISO_A-F | IESO | NYISO_A-F | Internal | Summer | B4 | 100 | 1725 | 1614.15 | 43.12 | 50.12 | 7 | 0
2025 | IESO_2_NYISO_A-F | IESO | NYISO_A-F | Internal | Summer | B5 | 200 | 1725 | 1570.62 | 41.41 | 48.41 | 7 | 0
2025 | IESO_2_NYISO_A-F | IESO | NYISO_A-F | Internal | Summer | B6 | 300 | 1725 | 175.4 | 40.44 | 47.44 | 7 | 0
2025 | IESO_2_NYISO_A-F | IESO | NYISO_A-F | Internal | Summer | B7 | 400 | 1725 | 969.63 | 36.22 | 43.22 | 7 | 0
2025 | IESO_2_NYISO_A-F | IESO | NYISO_A-F | Internal | Summer | B8 | 500 | 1725 | 1725 | 33.92 | 42.19 | 7 | 1.27
2025 | IESO_2_NYISO_A-F | IESO | NYISO_A-F | Internal | Summer | B9 | 800 | 1725 | 1194.18 | 33.7 | 40.7 | 7 | 0
2025 | IESO_2_NYISO_A-F | IESO | NYISO_A-F | Internal | Summer | B10 | 1262 | 1725 | 732.4 | 33.7 | 40.7 | 7 | 0
2025 | IESO_2_NYISO_A-F | IESO | NYISO_A-F | Internal | Winter | B16 | 25 | 1725 | 1302.56 | 43.39 | 50.39 | 7 | 0
2025 | IESO_2_NYISO_A-F | IESO | NYISO_A-F | Internal | Winter | B17 | 100 | 1725 | 487.12 | 40.73 | 47.73 | 7 | 0
2025 | IESO_2_NYISO_A-F | IESO | NYISO_A-F | Internal | Winter | B18 | 400 | 1725 | 1051.88 | 39.26 | 46.26 | 7 | 0
2025 | IESO_2_NYISO_A-F | IESO | NYISO_A-F | Internal | Winter | B19 | 700 | 1725 | 968.35 | 39.26 | 46.26 | 7 | 0
2025 | IESO_2_NYISO_A-F | IESO | NYISO_A-F | Internal | Winter | B20 | 935 | 1725 | 814.58 | 39.26 | 46.26 | 7 | 0
2025 | MAPP_CA_2_IESO | MAPP_CA | IESO | Internal | Shoulder | B11 | 25 | 330 | 0 | 49.39 | 35.82 | 8 | 0
2025 | MAPP_CA_2_IESO | MAPP_CA | IESO | Internal | Shoulder | B12 | 200 | 330 | 0 | 43.95 | 36.29 | 8 | 0
2025 | MAPP_CA_2_IESO | MAPP_CA | IESO | Internal | Shoulder | B13 | 600 | 330 | 0 | 43.95 | 35.82 | 8 | 0
2025 | MAPP_CA_2_IESO | MAPP_CA | IESO | Internal | Shoulder | B14 | 900 | 330 | 0 | 43.95 | 35.82 | 8 | 0
2025 | MAPP_CA_2_IESO | MAPP_CA | IESO | Internal | Shoulder | B15 | 1203 | 330 | 0 | 43.95 | 35.82 | 8 | 0
2025 | MAPP_CA_2_IESO | MAPP_CA | IESO | Internal | Summer | B1 | 10 | 330 | 0 | 70.76 | 65.6 | 8 | 0
2025 | MAPP_CA_2_IESO | MAPP_CA | IESO | Internal | Summer | B2 | 25 | 330 | 0 | 68.88 | 63.9 | 8 | 0
2025 | MAPP_CA_2_IESO | MAPP_CA | IESO | Internal | Summer | B3 | 75 | 330 | 0 | 66.74 | 49.64 | 8 | 0
2025 | MAPP_CA_2_IESO | MAPP_CA | IESO | Internal | Summer | B4 | 100 | 330 | 0 | 56.98 | 43.12 | 8 | 0
2025 | MAPP_CA_2_IESO | MAPP_CA | IESO | Internal | Summer | B5 | 200 | 330 | 0 | 54.09 | 41.41 | 8 | 0
2025 | MAPP_CA_2_IESO | MAPP_CA | IESO | Internal | Summer | B6 | 300 | 330 | 0 | 49.39 | 40.44 | 8 | 0
2025 | MAPP_CA_2_IESO | MAPP_CA | IESO | Internal | Summer | B7 | 400 | 330 | 0 | 42.43 | 36.22 | 8 | 0
2025 | MAPP_CA_2_IESO | MAPP_CA | IESO | Internal | Summer | B8 | 500 | 330 | 0 | 40.22 | 33.92 | 8 | 0
2025 | MAPP_CA_2_IESO | MAPP_CA | IESO | Internal | Summer | B9 | 800 | 330 | 0 | 40.22 | 33.7 | 8 | 0
2025 | MAPP_CA_2_IESO | MAPP_CA | IESO | Internal | Summer | B10 | 1262 | 330 | 0 | 40.22 | 33.7 | 8 | 0
2025 | MAPP_CA_2_IESO | MAPP_CA | IESO | Internal | Winter | B16 | 25 | 330 | 0 | 47.73 | 43.39 | 8 | 0
2025 | MAPP_CA_2_IESO | MAPP_CA | IESO | Internal | Winter | B17 | 100 | 330 | 0 | 47.73 | 40.73 | 8 | 0
2025 | MAPP_CA_2_IESO | MAPP_CA | IESO | Internal | Winter | B18 | 400 | 330 | 0 | 47.73 | 39.26 | 8 | 0
2025 | MAPP_CA_2_IESO | MAPP_CA | IESO | Internal | Winter | B19 | 700 | 330 | 0 | 47.73 | 39.26 | 8 | 0
2025 | MAPP_CA_2_IESO | MAPP_CA | IESO | Internal | Winter | B20 | 935 | 330 | 0 | 47.73 | 39.26 | 8 | 0
2025 | MAPP_CA_2_MAPP_US | MAPP_CA | MAPP_US | Internal | Shoulder | B11 | 25 | 372 | 0 | 49.39 | 54.46 | 7 | 0
2025 | MAPP_CA_2_MAPP_US | MAPP_CA | MAPP_US | Internal | Shoulder | B12 | 200 | 372 | 0 | 43.95 | 39.27 | 7 | 0
2025 | MAPP_CA_2_MAPP_US | MAPP_CA | MAPP_US | Internal | Shoulder | B13 | 600 | 372 | 0 | 43.95 | 38.46 | 7 | 0
2025 | MAPP_CA_2_MAPP_US | MAPP_CA | MAPP_US | Internal | Shoulder | B14 | 900 | 372 | 0 | 43.95 | 38.46 | 7 | 0
2025 | MAPP_CA_2_MAPP_US | MAPP_CA | MAPP_US | Internal | Shoulder | B15 | 1203 | 372 | 0 | 43.95 | 35.24 | 7 | 0
2025 | MAPP_CA_2_MAPP_US | MAPP_CA | MAPP_US | Internal | Summer | B1 | 10 | 372 | 0 | 70.76 | 65.42 | 7 | 0
2025 | MAPP_CA_2_MAPP_US | MAPP_CA | MAPP_US | Internal | Summer | B2 | 25 | 372 | 0 | 68.88 | 65.42 | 7 | 0
2025 | MAPP_CA_2_MAPP_US | MAPP_CA | MAPP_US | Internal | Summer | B3 | 75 | 372 | 0 | 66.74 | 65.42 | 7 | 0
2025 | MAPP_CA_2_MAPP_US | MAPP_CA | MAPP_US | Internal | Summer | B4 | 100 | 372 | 97.46 | 56.98 | 63.98 | 7 | 0
2025 | MAPP_CA_2_MAPP_US | MAPP_CA | MAPP_US | Internal | Summer | B5 | 200 | 372 | 174.15 | 54.09 | 61.09 | 7 | 0
2025 | MAPP_CA_2_MAPP_US | MAPP_CA | MAPP_US | Internal | Summer | B6 | 300 | 372 | 0 | 49.39 | 52.04 | 7 | 0
2025 | MAPP_CA_2_MAPP_US | MAPP_CA | MAPP_US | Internal | Summer | B7 | 400 | 372 | 0 | 42.43 | 42.14 | 7 | 0
2025 | MAPP_CA_2_MAPP_US | MAPP_CA | MAPP_US | Internal | Summer | B8 | 500 | 372 | 0 | 40.22 | 33.22 | 7 | 0
2025 | MAPP_CA_2_MAPP_US | MAPP_CA | MAPP_US | Internal | Summer | B9 | 800 | 372 | 0 | 40.22 | 33.22 | 7 | 0
2025 | MAPP_CA_2_MAPP_US | MAPP_CA | MAPP_US | Internal | Summer | B10 | 1262 | 372 | 0 | 40.22 | 28.21 | 7 | 0
2025 | MAPP_CA_2_MAPP_US | MAPP_CA | MAPP_US | Internal | Winter | B16 | 25 | 372 | 0 | 47.73 | 44.57 | 7 | 0
2025 | MAPP_CA_2_MAPP_US | MAPP_CA | MAPP_US | Internal | Winter | B17 | 100 | 372 | 0 | 47.73 | 40.73 | 7 | 0
2025 | MAPP_CA_2_MAPP_US | MAPP_CA | MAPP_US | Internal | Winter | B18 | 400 | 372 | 0 | 47.73 | 40.73 | 7 | 0
2025 | MAPP_CA_2_MAPP_US | MAPP_CA | MAPP_US | Internal | Winter | B19 | 700 | 372 | 0 | 47.73 | 40.73 | 7 | 0
2025 | MAPP_CA_2_MAPP_US | MAPP_CA | MAPP_US | Internal | Winter | B20 | 935 | 372 | 0 | 47.73 | 33.05 | 7 | 0
2025 | MAPP_CA_2_MISO_W | MAPP_CA | MISO_W | Internal | Shoulder | B11 | 25 | 1970 | 1970 | 49.39 | 57.93 | 0.01 | 8.53
2025 | MAPP_CA_2_MISO_W | MAPP_CA | MISO_W | Internal | Shoulder | B12 | 200 | 1970 | 90 | 43.95 | 43.96 | 0.01 | 0
2025 | MAPP_CA_2_MISO_W | MAPP_CA | MISO_W | Internal | Shoulder | B13 | 600 | 1970 | 0.03 | 43.95 | 43.95 | 0.01 | 0
2025 | MAPP_CA_2_MISO_W | MAPP_CA | MISO_W | Internal | Shoulder | B14 | 900 | 1970 | 0 | 43.95 | 39.79 | 0.01 | 0
2025 | MAPP_CA_2_MISO_W | MAPP_CA | MISO_W | Internal | Shoulder | B15 | 1203 | 1970 | 0 | 43.95 | 32.96 | 0.01 | 0
2025 | MAPP_CA_2_MISO_W | MAPP_CA | MISO_W | Internal | Summer | B1 | 10 | 1970 | 1917.48 | 70.76 | 70.77 | 0.01 | 0
2025 | MAPP_CA_2_MISO_W | MAPP_CA | MISO_W | Internal | Summer | B2 | 25 | 1970 | 1767.22 | 68.88 | 68.89 | 0.01 | 0
2025 | MAPP_CA_2_MISO_W | MAPP_CA | MISO_W | Internal | Summer | B3 | 75 | 1970 | 1970 | 66.74 | 67.8 | 0.01 | 1.05
2025 | MAPP_CA_2_MISO_W | MAPP_CA | MISO_W | Internal | Summer | B4 | 100 | 1970 | 1970 | 56.98 | 66.55 | 0.01 | 9.56
2025 | MAPP_CA_2_MISO_W | MAPP_CA | MISO_W | Internal | Summer | B5 | 200 | 1970 | 1970 | 54.09 | 61.1 | 0.01 | 7
2025 | MAPP_CA_2_MISO_W | MAPP_CA | MISO_W | Internal | Summer | B6 | 300 | 1970 | 1970 | 49.39 | 52.06 | 0.01 | 2.65
2025 | MAPP_CA_2_MISO_W | MAPP_CA | MISO_W | Internal | Summer | B7 | 400 | 1970 | 745.85 | 42.43 | 42.44 | 0.01 | 0
2025 | MAPP_CA_2_MISO_W | MAPP_CA | MISO_W | Internal | Summer | B8 | 500 | 1970 | 0.02 | 40.22 | 40.21 | 0.01 | 0
2025 | MAPP_CA_2_MISO_W | MAPP_CA | MISO_W | Internal | Summer | B9 | 800 | 1970 | 0 | 40.22 | 38.08 | 0.01 | 0
2025 | MAPP_CA_2_MISO_W | MAPP_CA | MISO_W | Internal | Summer | B10 | 1262 | 1970 | 0 | 40.22 | 31.78 | 0.01 | 0
2025 | MAPP_CA_2_MISO_W | MAPP_CA | MISO_W | Internal | Winter | B16 | 25 | 1970 | 0.02 | 47.73 | 47.13 | 0.01 | 0
2025 | MAPP_CA_2_MISO_W | MAPP_CA | MISO_W | Internal | Winter | B17 | 100 | 1970 | 0 | 47.73 | 40.74 | 0.01 | 0
2025 | MAPP_CA_2_MISO_W | MAPP_CA | MISO_W | Internal | Winter | B18 | 400 | 1970 | 0 | 47.73 | 43.87 | 0.01 | 0
2025 | MAPP_CA_2_MISO_W | MAPP_CA | MISO_W | Internal | Winter | B19 | 700 | 1970 | 0 | 47.73 | 41.37 | 0.01 | 0
2025 | MAPP_CA_2_MISO_W | MAPP_CA | MISO_W | Internal | Winter | B20 | 935 | 1970 | 0 | 47.73 | 33.06 | 0.01 | 0
2025 | MAPP_US_2_MAPP_CA | MAPP_US | MAPP_CA | Internal | Shoulder | B11 | 25 | 165 | 0 | 54.46 | 49.39 | 7 | 0
2025 | MAPP_US_2_MAPP_CA | MAPP_US | MAPP_CA | Internal | Shoulder | B12 | 200 | 165 | 0 | 39.27 | 43.95 | 7 | 0
2025 | MAPP_US_2_MAPP_CA | MAPP_US | MAPP_CA | Internal | Shoulder | B13 | 600 | 165 | 0 | 38.46 | 43.95 | 7 | 0
2025 | MAPP_US_2_MAPP_CA | MAPP_US | MAPP_CA | Internal | Shoulder | B14 | 900 | 165 | 0 | 38.46 | 43.95 | 7 | 0
2025 | MAPP_US_2_MAPP_CA | MAPP_US | MAPP_CA | Internal | Shoulder | B15 | 1203 | 165 | 165 | 35.24 | 43.95 | 7 | 1.71
2025 | MAPP_US_2_MAPP_CA | MAPP_US | MAPP_CA | Internal | Summer | B1 | 10 | 165 | 0.01 | 65.42 | 70.76 | 7 | 0
2025 | MAPP_US_2_MAPP_CA | MAPP_US | MAPP_CA | Internal | Summer | B2 | 25 | 165 | 0 | 65.42 | 68.88 | 7 | 0
2025 | MAPP_US_2_MAPP_CA | MAPP_US | MAPP_CA | Internal | Summer | B3 | 75 | 165 | 0 | 65.42 | 66.74 | 7 | 0
2025 | MAPP_US_2_MAPP_CA | MAPP_US | MAPP_CA | Internal | Summer | B4 | 100 | 165 | 0 | 63.98 | 56.98 | 7 | 0
2025 | MAPP_US_2_MAPP_CA | MAPP_US | MAPP_CA | Internal | Summer | B5 | 200 | 165 | 0 | 61.09 | 54.09 | 7 | 0
2025 | MAPP_US_2_MAPP_CA | MAPP_US | MAPP_CA | Internal | Summer | B6 | 300 | 165 | 0 | 52.04 | 49.39 | 7 | 0
2025 | MAPP_US_2_MAPP_CA | MAPP_US | MAPP_CA | Internal | Summer | B7 | 400 | 165 | 0 | 42.14 | 42.43 | 7 | 0
2025 | MAPP_US_2_MAPP_CA | MAPP_US | MAPP_CA | Internal | Summer | B8 | 500 | 165 | 6.47 | 33.22 | 40.22 | 7 | 0
2025 | MAPP_US_2_MAPP_CA | MAPP_US | MAPP_CA | Internal | Summer | B9 | 800 | 165 | 6.74 | 33.22 | 40.22 | 7 | 0
2025 | MAPP_US_2_MAPP_CA | MAPP_US | MAPP_CA | Internal | Summer | B10 | 1262 | 165 | 165 | 28.21 | 40.22 | 7 | 5.01
2025 | MAPP_US_2_MAPP_CA | MAPP_US | MAPP_CA | Internal | Winter | B16 | 25 | 165 | 0 | 44.57 | 47.73 | 7 | 0
2025 | MAPP_US_2_MAPP_CA | MAPP_US | MAPP_CA | Internal | Winter | B17 | 100 | 165 | 58.58 | 40.73 | 47.73 | 7 | 0
2025 | MAPP_US_2_MAPP_CA | MAPP_US | MAPP_CA | Internal | Winter | B18 | 400 | 165 | 70.27 | 40.73 | 47.73 | 7 | 0
2025 | MAPP_US_2_MAPP_CA | MAPP_US | MAPP_CA | Internal | Winter | B19 | 700 | 165 | 108.02 | 40.73 | 47.73 | 7 | 0
2025 | MAPP_US_2_MAPP_CA | MAPP_US | MAPP_CA | Internal | Winter | B20 | 935 | 165 | 165 | 33.05 | 47.73 | 7 | 7.68
2025 | MAPP_US_2_MISO_W | MAPP_US | MISO_W | Internal | Shoulder | B11 | 25 | 2635 | 0 | 54.46 | 57.93 | 7 | 0
2025 | MAPP_US_2_MISO_W | MAPP_US | MISO_W | Internal | Shoulder | B12 | 200 | 2635 | 0 | 39.27 | 43.96 | 7 | 0
2025 | MAPP_US_2_MISO_W | MAPP_US | MISO_W | Internal | Shoulder | B13 | 600 | 2635 | 0 | 38.46 | 43.95 | 7 | 0
2025 | MAPP_US_2_MISO_W | MAPP_US | MISO_W | Internal | Shoulder | B14 | 900 | 2635 | 0 | 38.46 | 39.79 | 7 | 0
2025 | MAPP_US_2_MISO_W | MAPP_US | MISO_W | Internal | Shoulder | B15 | 1203 | 2635 | 0 | 35.24 | 32.96 | 7 | 0
2025 | MAPP_US_2_MISO_W | MAPP_US | MISO_W | Internal | Summer | B1 | 10 | 2635 | 0.01 | 65.42 | 70.77 | 7 | 0
2025 | MAPP_US_2_MISO_W | MAPP_US | MISO_W | Internal | Summer | B2 | 25 | 2635 | 0 | 65.42 | 68.89 | 7 | 0
2025 | MAPP_US_2_MISO_W | MAPP_US | MISO_W | Internal | Summer | B3 | 75 | 2635 | 0 | 65.42 | 67.8 | 7 | 0
2025 | MAPP_US_2_MISO_W | MAPP_US | MISO_W | Internal | Summer | B4 | 100 | 2635 | 0 | 63.98 | 66.55 | 7 | 0
2025 | MAPP_US_2_MISO_W | MAPP_US | MISO_W | Internal | Summer | B5 | 200 | 2635 | 0 | 61.09 | 61.1 | 7 | 0
2025 | MAPP_US_2_MISO_W | MAPP_US | MISO_W | Internal | Summer | B6 | 300 | 2635 | 0 | 52.04 | 52.06 | 7 | 0
2025 | MAPP_US_2_MISO_W | MAPP_US | MISO_W | Internal | Summer | B7 | 400 | 2635 | 0 | 42.14 | 42.44 | 7 | 0
2025 | MAPP_US_2_MISO_W | MAPP_US | MISO_W | Internal | Summer | B8 | 500 | 2635 | 0.03 | 33.22 | 40.21 | 7 | 0
2025 | MAPP_US_2_MISO_W | MAPP_US | MISO_W | Internal | Summer | B9 | 800 | 2635 | 0 | 33.22 | 38.08 | 7 | 0
2025 | MAPP_US_2_MISO_W | MAPP_US | MISO_W | Internal | Summer | B10 | 1262 | 2635 | 0 | 28.21 | 31.78 | 7 | 0
2025 | MAPP_US_2_MISO_W | MAPP_US | MISO_W | Internal | Winter | B16 | 25 | 2635 | 0 | 44.57 | 47.13 | 7 | 0
2025 | MAPP_US_2_MISO_W | MAPP_US | MISO_W | Internal | Winter | B17 | 100 | 2635 | 0 | 40.73 | 40.74 | 7 | 0
2025 | MAPP_US_2_MISO_W | MAPP_US | MISO_W | Internal | Winter | B18 | 400 | 2635 | 0 | 40.73 | 43.87 | 7 | 0
2025 | MAPP_US_2_MISO_W | MAPP_US | MISO_W | Internal | Winter | B19 | 700 | 2635 | 0 | 40.73 | 41.37 | 7 | 0
2025 | MAPP_US_2_MISO_W | MAPP_US | MISO_W | Internal | Winter | B20 | 935 | 2635 | 0 | 33.05 | 33.06 | 7 | 0
2025 | MAPP_US_2_NE | MAPP_US | NE | Internal | Shoulder | B11 | 25 | 2000 | 1387.84 | 54.46 | 61.46 | 7 | 0
2025 | MAPP_US_2_NE | MAPP_US | NE | Internal | Shoulder | B12 | 200 | 2000 | 1005.94 | 39.27 | 46.27 | 7 | 0
2025 | MAPP_US_2_NE | MAPP_US | NE | Internal | Shoulder | B13 | 600 | 2000 | 1102.68 | 38.46 | 45.46 | 7 | 0
2025 | MAPP_US_2_NE | MAPP_US | NE | Internal | Shoulder | B14 | 900 | 2000 | 98.01 | 38.46 | 45.46 | 7 | 0
2025 | MAPP_US_2_NE | MAPP_US | NE | Internal | Shoulder | B15 | 1203 | 2000 | 0 | 35.24 | 39.95 | 7 | 0
2025 | MAPP_US_2_NE | MAPP_US | NE | Internal | Summer | B1 | 10 | 2000 | 864.38 | 65.42 | 72.42 | 7 | 0
2025 | MAPP_US_2_NE | MAPP_US | NE | Internal | Summer | B2 | 25 | 2000 | 948.53 | 65.42 | 72.42 | 7 | 0
2025 | MAPP_US_2_NE | MAPP_US | NE | Internal | Summer | B3 | 75 | 2000 | 1058.72 | 65.42 | 72.42 | 7 | 0
2025 | MAPP_US_2_NE | MAPP_US | NE | Internal | Summer | B4 | 100 | 2000 | 1448.63 | 63.98 | 70.98 | 7 | 0
2025 | MAPP_US_2_NE | MAPP_US | NE | Internal | Summer | B5 | 200 | 2000 | 1417.86 | 61.09 | 68.09 | 7 | 0
2025 | MAPP_US_2_NE | MAPP_US | NE | Internal | Summer | B6 | 300 | 2000 | 1159.4 | 52.04 | 59.04 | 7 | 0
2025 | MAPP_US_2_NE | MAPP_US | NE | Internal | Summer | B7 | 400 | 2000 | 1315.4 | 42.14 | 49.14 | 7 | 0
2025 | MAPP_US_2_NE | MAPP_US | NE | Internal | Summer | B8 | 500 | 2000 | 1306.49 | 33.22 | 40.22 | 7 | 0
2025 | MAPP_US_2_NE | MAPP_US | NE | Internal | Summer | B9 | 800 | 2000 | 884.66 | 33.22 | 40.22 | 7 | 0
2025 | MAPP_US_2_NE | MAPP_US | NE | Internal | Summer | B10 | 1262 | 2000 | 485.03 | 28.21 | 35.21 | 7 | 0
2025 | MAPP_US_2_NE | MAPP_US | NE | Internal | Winter | B16 | 25 | 2000 | 1342.15 | 44.57 | 51.57 | 7 | 0
2025 | MAPP_US_2_NE | MAPP_US | NE | Internal | Winter | B17 | 100 | 2000 | 785.46 | 40.73 | 47.73 | 7 | 0
2025 | MAPP_US_2_NE | MAPP_US | NE | Internal | Winter | B18 | 400 | 2000 | 981.56 | 40.73 | 47.73 | 7 | 0
2025 | MAPP_US_2_NE | MAPP_US | NE | Internal | Winter | B19 | 700 | 2000 | 0 | 40.73 | 44.45 | 7 | 0
2025 | MAPP_US_2_NE | MAPP_US | NE | Internal | Winter | B20 | 935 | 2000 | 225.75 | 33.05 | 40.05 | 7 | 0
2025 | MARITIMES_2_NEISO | MARITIMES | NEISO | Internal | Shoulder | B11 | 25 | 99999 | 1400 | 40.75 | 40.76 | 0.01 | 0
2025 | MARITIMES_2_NEISO | MARITIMES | NEISO | Internal | Shoulder | B12 | 200 | 99999 | 1400 | 40.75 | 40.76 | 0.01 | 0
2025 | MARITIMES_2_NEISO | MARITIMES | NEISO | Internal | Shoulder | B13 | 600 | 99999 | 1400 | 40.75 | 40.76 | 0.01 | 0
2025 | MARITIMES_2_NEISO | MARITIMES | NEISO | Internal | Shoulder | B14 | 900 | 99999 | 1400 | 40.75 | 40.76 | 0.01 | 0
2025 | MARITIMES_2_NEISO | MARITIMES | NEISO | Internal | Shoulder | B15 | 1203 | 99999 | 426.43 | 40.75 | 40.76 | 0.01 | 0
2025 | MARITIMES_2_NEISO | MARITIMES | NEISO | Internal | Summer | B1 | 10 | 99999 | 1400 | 77.61 | 77.62 | 0.01 | 0
2025 | MARITIMES_2_NEISO | MARITIMES | NEISO | Internal | Summer | B2 | 25 | 99999 | 1400 | 73.89 | 73.9 | 0.01 | 0
2025 | MARITIMES_2_NEISO | MARITIMES | NEISO | Internal | Summer | B3 | 75 | 99999 | 1400 | 53.63 | 53.64 | 0.01 | 0
2025 | MARITIMES_2_NEISO | MARITIMES | NEISO | Internal | Summer | B4 | 100 | 99999 | 1400 | 43.65 | 43.66 | 0.01 | 0
2025 | MARITIMES_2_NEISO | MARITIMES | NEISO | Internal | Summer | B5 | 200 | 99999 | 1400 | 37.69 | 37.7 | 0.01 | 0
2025 | MARITIMES_2_NEISO | MARITIMES | NEISO | Internal | Summer | B6 | 300 | 99999 | 1400 | 37.69 | 37.7 | 0.01 | 0
2025 | MARITIMES_2_NEISO | MARITIMES | NEISO | Internal | Summer | B7 | 400 | 99999 | 1400 | 37.69 | 37.7 | 0.01 | 0
2025 | MARITIMES_2_NEISO | MARITIMES | NEISO | Internal | Summer | B8 | 500 | 99999 | 1400 | 37.69 | 37.7 | 0.01 | 0
2025 | MARITIMES_2_NEISO | MARITIMES | NEISO | Internal | Summer | B9 | 800 | 99999 | 1400 | 37.69 | 37.7 | 0.01 | 0
2025 | MARITIMES_2_NEISO | MARITIMES | NEISO | Internal | Summer | B10 | 1262 | 99999 | 236.13 | 37.69 | 37.7 | 0.01 | 0
2025 | MARITIMES_2_NEISO | MARITIMES | NEISO | Internal | Winter | B16 | 25 | 99999 | 1400 | 50.2 | 50.21 | 0.01 | 0
2025 | MARITIMES_2_NEISO | MARITIMES | NEISO | Internal | Winter | B17 | 100 | 99999 | 1400 | 50.2 | 50.21 | 0.01 | 0
2025 | MARITIMES_2_NEISO | MARITIMES | NEISO | Internal | Winter | B18 | 400 | 99999 | 1400 | 50.2 | 50.21 | 0.01 | 0
2025 | MARITIMES_2_NEISO | MARITIMES | NEISO | Internal | Winter | B19 | 700 | 99999 | 1400 | 50.2 | 50.21 | 0.01 | 0
2025 | MARITIMES_2_NEISO | MARITIMES | NEISO | Internal | Winter | B20 | 935 | 99999 | 475.94 | 50.2 | 50.21 | 0.01 | 0
2025 | MISO_IN_2_MISO_MI | MISO_IN | MISO_MI | Internal | Shoulder | B11 | 25 | 5000 | 0.05 | 58.1 | 57.95 | 0.01 | 0
2025 | MISO_IN_2_MISO_MI | MISO_IN | MISO_MI | Internal | Shoulder | B12 | 200 | 5000 | 283.26 | 50.93 | 50.94 | 0.01 | 0
2025 | MISO_IN_2_MISO_MI | MISO_IN | MISO_MI | Internal | Shoulder | B13 | 600 | 5000 | 580.91 | 44.8 | 44.82 | 0.01 | 0
2025 | MISO_IN_2_MISO_MI | MISO_IN | MISO_MI | Internal | Shoulder | B14 | 900 | 5000 | 1377.05 | 42.81 | 42.82 | 0.01 | 0
2025 | MISO_IN_2_MISO_MI | MISO_IN | MISO_MI | Internal | Shoulder | B15 | 1203 | 5000 | 1415.47 | 41.45 | 41.46 | 0.01 | 0
2025 | MISO_IN_2_MISO_MI | MISO_IN | MISO_MI | Internal | Summer | B1 | 10 | 5000 | 0.95 | 72.61 | 72.6 | 0.01 | 0
2025 | MISO_IN_2_MISO_MI | MISO_IN | MISO_MI | Internal | Summer | B2 | 25 | 5000 | 0.36 | 70.91 | 70.9 | 0.01 | 0
2025 | MISO_IN_2_MISO_MI | MISO_IN | MISO_MI | Internal | Summer | B3 | 75 | 5000 | 0 | 67.82 | 67.17 | 0.01 | 0
2025 | MISO_IN_2_MISO_MI | MISO_IN | MISO_MI | Internal | Summer | B4 | 100 | 5000 | 0 | 66.58 | 66.11 | 0.01 | 0
2025 | MISO_IN_2_MISO_MI | MISO_IN | MISO_MI | Internal | Summer | B5 | 200 | 5000 | 0.05 | 61.12 | 61.11 | 0.01 | 0
2025 | MISO_IN_2_MISO_MI | MISO_IN | MISO_MI | Internal | Summer | B6 | 300 | 5000 | 0.03 | 52.08 | 52.07 | 0.01 | 0
2025 | MISO_IN_2_MISO_MI | MISO_IN | MISO_MI | Internal | Summer | B7 | 400 | 5000 | 1894.17 | 43.21 | 43.22 | 0.01 | 0
2025 | MISO_IN_2_MISO_MI | MISO_IN | MISO_MI | Internal | Summer | B8 | 500 | 5000 | 1694.64 | 40.91 | 40.92 | 0.01 | 0
2025 | MISO_IN_2_MISO_MI | MISO_IN | MISO_MI | Internal | Summer | B9 | 800 | 5000 | 1807.78 | 40.52 | 40.53 | 0.01 | 0
2025 | MISO_IN_2_MISO_MI | MISO_IN | MISO_MI | Internal | Summer | B10 | 1262 | 5000 | 3335.29 | 37.26 | 37.27 | 0.01 | 0
2025 | MISO_IN_2_MISO_MI | MISO_IN | MISO_MI | Internal | Winter | B16 | 25 | 5000 | 0.31 | 62.18 | 62.17 | 0.01 | 0
2025 | MISO_IN_2_MISO_MI | MISO_IN | MISO_MI | Internal | Winter | B17 | 100 | 5000 | 0.12 | 53.72 | 53.71 | 0.01 | 0
2025 | MISO_IN_2_MISO_MI | MISO_IN | MISO_MI | Internal | Winter | B18 | 400 | 5000 | 925.16 | 46.25 | 46.26 | 0.01 | 0
2025 | MISO_IN_2_MISO_MI | MISO_IN | MISO_MI | Internal | Winter | B19 | 700 | 5000 | 1505.45 | 44.68 | 44.69 | 0.01 | 0
2025 | MISO_IN_2_MISO_MI | MISO_IN | MISO_MI | Internal | Winter | B20 | 935 | 5000 | 1124.49 | 39.49 | 39.5 | 0.01 | 0
2025 | MISO_IN_2_MISO_MO-IL | MISO_IN | MISO_MO-IL | Internal | Shoulder | B11 | 25 | 5000 | 0.38 | 58.1 | 58.09 | 0.01 | 0
2025 | MISO_IN_2_MISO_MO-IL | MISO_IN | MISO_MO-IL | Internal | Shoulder | B12 | 200 | 5000 | 0 | 50.93 | 43.97 | 0.01 | 0
2025 | MISO_IN_2_MISO_MO-IL | MISO_IN | MISO_MO-IL | Internal | Shoulder | B13 | 600 | 5000 | 0 | 44.8 | 43.96 | 0.01 | 0
2025 | MISO_IN_2_MISO_MO-IL | MISO_IN | MISO_MO-IL | Internal | Shoulder | B14 | 900 | 5000 | 0 | 42.81 | 41.11 | 0.01 | 0
2025 | MISO_IN_2_MISO_MO-IL | MISO_IN | MISO_MO-IL | Internal | Shoulder | B15 | 1203 | 5000 | 0 | 41.45 | 38.48 | 0.01 | 0
2025 | MISO_IN_2_MISO_MO-IL | MISO_IN | MISO_MO-IL | Internal | Summer | B1 | 10 | 5000 | 0.95 | 72.61 | 72.6 | 0.01 | 0
2025 | MISO_IN_2_MISO_MO-IL | MISO_IN | MISO_MO-IL | Internal | Summer | B2 | 25 | 5000 | 0 | 70.91 | 68.9 | 0.01 | 0
2025 | MISO_IN_2_MISO_MO-IL | MISO_IN | MISO_MO-IL | Internal | Summer | B3 | 75 | 5000 | 0.13 | 67.82 | 67.81 | 0.01 | 0
2025 | MISO_IN_2_MISO_MO-IL | MISO_IN | MISO_MO-IL | Internal | Summer | B4 | 100 | 5000 | 0.1 | 66.58 | 66.56 | 0.01 | 0
2025 | MISO_IN_2_MISO_MO-IL | MISO_IN | MISO_MO-IL | Internal | Summer | B5 | 200 | 5000 | 0.05 | 61.12 | 61.11 | 0.01 | 0
2025 | MISO_IN_2_MISO_MO-IL | MISO_IN | MISO_MO-IL | Internal | Summer | B6 | 300 | 5000 | 0.03 | 52.08 | 52.07 | 0.01 | 0
2025 | MISO_IN_2_MISO_MO-IL | MISO_IN | MISO_MO-IL | Internal | Summer | B7 | 400 | 5000 | 0 | 43.21 | 42.46 | 0.01 | 0
2025 | MISO_IN_2_MISO_MO-IL | MISO_IN | MISO_MO-IL | Internal | Summer | B8 | 500 | 5000 | 0 | 40.91 | 40.22 | 0.01 | 0
2025 | MISO_IN_2_MISO_MO-IL | MISO_IN | MISO_MO-IL | Internal | Summer | B9 | 800 | 5000 | 0 | 40.52 | 38.1 | 0.01 | 0
2025 | MISO_IN_2_MISO_MO-IL | MISO_IN | MISO_MO-IL | Internal | Summer | B10 | 1262 | 5000 | 0 | 37.26 | 35.78 | 0.01 | 0
2025 | MISO_IN_2_MISO_MO-IL | MISO_IN | MISO_MO-IL | Internal | Winter | B16 | 25 | 5000 | 0 | 62.18 | 58.18 | 0.01 | 0
2025 | MISO_IN_2_MISO_MO-IL | MISO_IN | MISO_MO-IL | Internal | Winter | B17 | 100 | 5000 | 0 | 53.72 | 44.72 | 0.01 | 0
2025 | MISO_IN_2_MISO_MO-IL | MISO_IN | MISO_MO-IL | Internal | Winter | B18 | 400 | 5000 | 0 | 46.25 | 43.88 | 0.01 | 0
2025 | MISO_IN_2_MISO_MO-IL | MISO_IN | MISO_MO-IL | Internal | Winter | B19 | 700 | 5000 | 0 | 44.68 | 41.38 | 0.01 | 0
2025 | MISO_IN_2_MISO_MO-IL | MISO_IN | MISO_MO-IL | Internal | Winter | B20 | 935 | 5000 | 0 | 39.49 | 38.52 | 0.01 | 0
2025 | MISO_IN_2_NonRTO_Midwest | MISO_IN | NonRTO_Midwest | Internal | Shoulder | B11 | 25 | 4800 | 1230.02 | 58.1 | 66.1 | 8 | 0
2025 | MISO_IN_2_NonRTO_Midwest | MISO_IN | NonRTO_Midwest | Internal | Shoulder | B12 | 200 | 4800 | 660.68 | 50.93 | 58.93 | 8 | 0
2025 | MISO_IN_2_NonRTO_Midwest | MISO_IN | NonRTO_Midwest | Internal | Shoulder | B13 | 600 | 4800 | 151.88 | 44.8 | 52.8 | 8 | 0
2025 | MISO_IN_2_NonRTO_Midwest | MISO_IN | NonRTO_Midwest | Internal | Shoulder | B14 | 900 | 4800 | 0 | 42.81 | 44.24 | 8 | 0
2025 | MISO_IN_2_NonRTO_Midwest | MISO_IN | NonRTO_Midwest | Internal | Shoulder | B15 | 1203 | 4800 | 0 | 41.45 | 38.48 | 8 | 0
2025 | MISO_IN_2_NonRTO_Midwest | MISO_IN | NonRTO_Midwest | Internal | Summer | B1 | 10 | 4800 | 0 | 72.61 | 75.82 | 8 | 0
2025 | MISO_IN_2_NonRTO_Midwest | MISO_IN | NonRTO_Midwest | Internal | Summer | B2 | 25 | 4800 | 0 | 70.91 | 75.82 | 8 | 0
2025 | MISO_IN_2_NonRTO_Midwest | MISO_IN | NonRTO_Midwest | Internal | Summer | B3 | 75 | 4800 | 255.2 | 67.82 | 75.82 | 8 | 0
2025 | MISO_IN_2_NonRTO_Midwest | MISO_IN | NonRTO_Midwest | Internal | Summer | B4 | 100 | 4800 | 1252.71 | 66.58 | 74.58 | 8 | 0
2025 | MISO_IN_2_NonRTO_Midwest | MISO_IN | NonRTO_Midwest | Internal | Summer | B5 | 200 | 4800 | 1170.8 | 61.12 | 69.12 | 8 | 0
2025 | MISO_IN_2_NonRTO_Midwest | MISO_IN | NonRTO_Midwest | Internal | Summer | B6 | 300 | 4800 | 540.29 | 52.08 | 60.08 | 8 | 0
2025 | MISO_IN_2_NonRTO_Midwest | MISO_IN | NonRTO_Midwest | Internal | Summer | B7 | 400 | 4800 | 0 | 43.21 | 48.66 | 8 | 0
2025 | MISO_IN_2_NonRTO_Midwest | MISO_IN | NonRTO_Midwest | Internal | Summer | B8 | 500 | 4800 | 0 | 40.91 | 43.77 | 8 | 0
2025 | MISO_IN_2_NonRTO_Midwest | MISO_IN | NonRTO_Midwest | Internal | Summer | B9 | 800 | 4800 | 0 | 40.52 | 38.39 | 8 | 0
2025 | MISO_IN_2_NonRTO_Midwest | MISO_IN | NonRTO_Midwest | Internal | Summer | B10 | 1262 | 4800 | 0 | 37.26 | 35.56 | 8 | 0
2025 | MISO_IN_2_NonRTO_Midwest | MISO_IN | NonRTO_Midwest | Internal | Winter | B16 | 25 | 4800 | 2233.82 | 62.18 | 70.18 | 8 | 0
2025 | MISO_IN_2_NonRTO_Midwest | MISO_IN | NonRTO_Midwest | Internal | Winter | B17 | 100 | 4800 | 480.86 | 53.72 | 61.72 | 8 | 0
2025 | MISO_IN_2_NonRTO_Midwest | MISO_IN | NonRTO_Midwest | Internal | Winter | B18 | 400 | 4800 | 170.78 | 46.25 | 54.25 | 8 | 0
2025 | MISO_IN_2_NonRTO_Midwest | MISO_IN | NonRTO_Midwest | Internal | Winter | B19 | 700 | 4800 | 0 | 44.68 | 44.89 | 8 | 0
2025 | MISO_IN_2_NonRTO_Midwest | MISO_IN | NonRTO_Midwest | Internal | Winter | B20 | 935 | 4800 | 0 | 39.49 | 38.25 | 8 | 0
2025 | MISO_IN_2_PJM_ROR | MISO_IN | PJM_ROR | Internal | Shoulder | B11 | 25 | 992 | 0.04 | 58.1 | 59.87 | 2 | 0
2025 | MISO_IN_2_PJM_ROR | MISO_IN | PJM_ROR | Internal | Shoulder | B12 | 200 | 992 | 0 | 50.93 | 51.77 | 2 | 0
2025 | MISO_IN_2_PJM_ROR | MISO_IN | PJM_ROR | Internal | Shoulder | B13 | 600 | 992 | 703.9 | 44.8 | 46.8 | 2 | 0
2025 | MISO_IN_2_PJM_ROR | MISO_IN | PJM_ROR | Internal | Shoulder | B14 | 900 | 992 | 0 | 42.81 | 43.99 | 2 | 0
2025 | MISO_IN_2_PJM_ROR | MISO_IN | PJM_ROR | Internal | Shoulder | B15 | 1203 | 992 | 0 | 41.45 | 41.25 | 2 | 0
2025 | MISO_IN_2_PJM_ROR | MISO_IN | PJM_ROR | Internal | Summer | B1 | 10 | 992 | 1.9 | 72.61 | 74.6 | 2 | 0
2025 | MISO_IN_2_PJM_ROR | MISO_IN | PJM_ROR | Internal | Summer | B2 | 25 | 992 | 0 | 70.91 | 70.9 | 2 | 0
2025 | MISO_IN_2_PJM_ROR | MISO_IN | PJM_ROR | Internal | Summer | B3 | 75 | 992 | 0 | 67.82 | 68.43 | 2 | 0
2025 | MISO_IN_2_PJM_ROR | MISO_IN | PJM_ROR | Internal | Summer | B4 | 100 | 992 | 0 | 66.58 | 68.11 | 2 | 0
2025 | MISO_IN_2_PJM_ROR | MISO_IN | PJM_ROR | Internal | Summer | B5 | 200 | 992 | 0 | 61.12 | 62.11 | 2 | 0
2025 | MISO_IN_2_PJM_ROR | MISO_IN | PJM_ROR | Internal | Summer | B6 | 300 | 992 | 0.06 | 52.08 | 54.07 | 2 | 0
2025 | MISO_IN_2_PJM_ROR | MISO_IN | PJM_ROR | Internal | Summer | B7 | 400 | 992 | 0 | 43.21 | 44.46 | 2 | 0
2025 | MISO_IN_2_PJM_ROR | MISO_IN | PJM_ROR | Internal | Summer | B8 | 500 | 992 | 0 | 40.91 | 42.22 | 2 | 0
2025 | MISO_IN_2_PJM_ROR | MISO_IN | PJM_ROR | Internal | Summer | B9 | 800 | 992 | 0 | 40.52 | 40.34 | 2 | 0
2025 | MISO_IN_2_PJM_ROR | MISO_IN | PJM_ROR | Internal | Summer | B10 | 1262 | 992 | 0 | 37.26 | 37.79 | 2 | 0
2025 | MISO_IN_2_PJM_ROR | MISO_IN | PJM_ROR | Internal | Winter | B16 | 25 | 992 | 0 | 62.18 | 60.18 | 2 | 0
2025 | MISO_IN_2_PJM_ROR | MISO_IN | PJM_ROR | Internal | Winter | B17 | 100 | 992 | 0 | 53.72 | 52.89 | 2 | 0
2025 | MISO_IN_2_PJM_ROR | MISO_IN | PJM_ROR | Internal | Winter | B18 | 400 | 992 | 0 | 46.25 | 47.37 | 2 | 0
2025 | MISO_IN_2_PJM_ROR | MISO_IN | PJM_ROR | Internal | Winter | B19 | 700 | 992 | 0 | 44.68 | 45.57 | 2 | 0
2025 | MISO_IN_2_PJM_ROR | MISO_IN | PJM_ROR | Internal | Winter | B20 | 935 | 992 | 0 | 39.49 | 40.25 | 2 | 0
2025 | MISO_MI_2_IESO | MISO_MI | IESO | Internal | Shoulder | B11 | 25 | 1580 | 0 | 57.95 | 35.82 | 8 | 0
2025 | MISO_MI_2_IESO | MISO_MI | IESO | Internal | Shoulder | B12 | 200 | 1580 | 0 | 50.94 | 36.29 | 8 | 0
2025 | MISO_MI_2_IESO | MISO_MI | IESO | Internal | Shoulder | B13 | 600 | 1580 | 0 | 44.82 | 35.82 | 8 | 0
2025 | MISO_MI_2_IESO | MISO_MI | IESO | Internal | Shoulder | B14 | 900 | 1580 | 0 | 42.82 | 35.82 | 8 | 0
2025 | MISO_MI_2_IESO | MISO_MI | IESO | Internal | Shoulder | B15 | 1203 | 1580 | 0 | 41.46 | 35.82 | 8 | 0
2025 | MISO_MI_2_IESO | MISO_MI | IESO | Internal | Summer | B1 | 10 | 1580 | 0 | 72.6 | 65.6 | 8 | 0
2025 | MISO_MI_2_IESO | MISO_MI | IESO | Internal | Summer | B2 | 25 | 1580 | 0 | 70.9 | 63.9 | 8 | 0
2025 | MISO_MI_2_IESO | MISO_MI | IESO | Internal | Summer | B3 | 75 | 1580 | 0 | 67.17 | 49.64 | 8 | 0
2025 | MISO_MI_2_IESO | MISO_MI | IESO | Internal | Summer | B4 | 100 | 1580 | 0 | 66.11 | 43.12 | 8 | 0
2025 | MISO_MI_2_IESO | MISO_MI | IESO | Internal | Summer | B5 | 200 | 1580 | 0 | 61.11 | 41.41 | 8 | 0
2025 | MISO_MI_2_IESO | MISO_MI | IESO | Internal | Summer | B6 | 300 | 1580 | 0 | 52.07 | 40.44 | 8 | 0
2025 | MISO_MI_2_IESO | MISO_MI | IESO | Internal | Summer | B7 | 400 | 1580 | 0 | 43.22 | 36.22 | 8 | 0
2025 | MISO_MI_2_IESO | MISO_MI | IESO | Internal | Summer | B8 | 500 | 1580 | 0 | 40.92 | 33.92 | 8 | 0
2025 | MISO_MI_2_IESO | MISO_MI | IESO | Internal | Summer | B9 | 800 | 1580 | 0 | 40.53 | 33.7 | 8 | 0
2025 | MISO_MI_2_IESO | MISO_MI | IESO | Internal | Summer | B10 | 1262 | 1580 | 0 | 37.27 | 33.7 | 8 | 0
2025 | MISO_MI_2_IESO | MISO_MI | IESO | Internal | Winter | B16 | 25 | 1580 | 0 | 62.17 | 43.39 | 8 | 0
2025 | MISO_MI_2_IESO | MISO_MI | IESO | Internal | Winter | B17 | 100 | 1580 | 0 | 53.71 | 40.73 | 8 | 0
2025 | MISO_MI_2_IESO | MISO_MI | IESO | Internal | Winter | B18 | 400 | 1580 | 0 | 46.26 | 39.26 | 8 | 0
2025 | MISO_MI_2_IESO | MISO_MI | IESO | Internal | Winter | B19 | 700 | 1580 | 0 | 44.69 | 39.26 | 8 | 0
2025 | MISO_MI_2_IESO | MISO_MI | IESO | Internal | Winter | B20 | 935 | 1580 | 0 | 39.5 | 39.26 | 8 | 0
2025 | MISO_MI_2_MISO_IN | MISO_MI | MISO_IN | Internal | Shoulder | B11 | 25 | 2045 | 2044.94 | 57.95 | 58.1 | 0.01 | 0.14
2025 | MISO_MI_2_MISO_IN | MISO_MI | MISO_IN | Internal | Shoulder | B12 | 200 | 2045 | 0.05 | 50.94 | 50.93 | 0.01 | 0
2025 | MISO_MI_2_MISO_IN | MISO_MI | MISO_IN | Internal | Shoulder | B13 | 600 | 2045 | 0.02 | 44.82 | 44.8 | 0.01 | 0
2025 | MISO_MI_2_MISO_IN | MISO_MI | MISO_IN | Internal | Shoulder | B14 | 900 | 2045 | 0.01 | 42.82 | 42.81 | 0.01 | 0
2025 | MISO_MI_2_MISO_IN | MISO_MI | MISO_IN | Internal | Shoulder | B15 | 1203 | 2045 | 0 | 41.46 | 41.45 | 0.01 | 0
2025 | MISO_MI_2_MISO_IN | MISO_MI | MISO_IN | Internal | Summer | B1 | 10 | 2045 | 916.83 | 72.6 | 72.61 | 0.01 | 0
2025 | MISO_MI_2_MISO_IN | MISO_MI | MISO_IN | Internal | Summer | B2 | 25 | 2045 | 1844.79 | 70.9 | 70.91 | 0.01 | 0
2025 | MISO_MI_2_MISO_IN | MISO_MI | MISO_IN | Internal | Summer | B3 | 75 | 2045 | 2045 | 67.17 | 67.82 | 0.01 | 0.64
2025 | MISO_MI_2_MISO_IN | MISO_MI | MISO_IN | Internal | Summer | B4 | 100 | 2045 | 2044.99 | 66.11 | 66.58 | 0.01 | 0.45
2025 | MISO_MI_2_MISO_IN | MISO_MI | MISO_IN | Internal | Summer | B5 | 200 | 2045 | 1323.9 | 61.11 | 61.12 | 0.01 | 0
2025 | MISO_MI_2_MISO_IN | MISO_MI | MISO_IN | Internal | Summer | B6 | 300 | 2045 | 340.39 | 52.07 | 52.08 | 0.01 | 0
2025 | MISO_MI_2_MISO_IN | MISO_MI | MISO_IN | Internal | Summer | B7 | 400 | 2045 | 0.02 | 43.22 | 43.21 | 0.01 | 0
2025 | MISO_MI_2_MISO_IN | MISO_MI | MISO_IN | Internal | Summer | B8 | 500 | 2045 | 0.02 | 40.92 | 40.91 | 0.01 | 0
2025 | MISO_MI_2_MISO_IN | MISO_MI | MISO_IN | Internal | Summer | B9 | 800 | 2045 | 0.01 | 40.53 | 40.52 | 0.01 | 0
2025 | MISO_MI_2_MISO_IN | MISO_MI | MISO_IN | Internal | Summer | B10 | 1262 | 2045 | 0 | 37.27 | 37.26 | 0.01 | 0
2025 | MISO_MI_2_MISO_IN | MISO_MI | MISO_IN | Internal | Winter | B16 | 25 | 2045 | 2021.63 | 62.17 | 62.18 | 0.01 | 0
2025 | MISO_MI_2_MISO_IN | MISO_MI | MISO_IN | Internal | Winter | B17 | 100 | 2045 | 22.37 | 53.71 | 53.72 | 0.01 | 0
2025 | MISO_MI_2_MISO_IN | MISO_MI | MISO_IN | Internal | Winter | B18 | 400 | 2045 | 0.02 | 46.26 | 46.25 | 0.01 | 0
2025 | MISO_MI_2_MISO_IN | MISO_MI | MISO_IN | Internal | Winter | B19 | 700 | 2045 | 0.01 | 44.69 | 44.68 | 0.01 | 0
2025 | MISO_MI_2_MISO_IN | MISO_MI | MISO_IN | Internal | Winter | B20 | 935 | 2045 | 0.01 | 39.5 | 39.49 | 0.01 | 0
2025 | MISO_MI_2_MISO_WUMS | MISO_MI | MISO_WUMS | Internal | Shoulder | B11 | 25 | 117 | 0.39 | 57.95 | 57.94 | 0.01 | 0
2025 | MISO_MI_2_MISO_WUMS | MISO_MI | MISO_WUMS | Internal | Shoulder | B12 | 200 | 117 | 0 | 50.94 | 49.77 | 0.01 | 0
2025 | MISO_MI_2_MISO_WUMS | MISO_MI | MISO_WUMS | Internal | Shoulder | B13 | 600 | 117 | 0.02 | 44.82 | 44.8 | 0.01 | 0
2025 | MISO_MI_2_MISO_WUMS | MISO_MI | MISO_WUMS | Internal | Shoulder | B14 | 900 | 117 | 0 | 42.82 | 41.69 | 0.01 | 0
2025 | MISO_MI_2_MISO_WUMS | MISO_MI | MISO_WUMS | Internal | Shoulder | B15 | 1203 | 117 | 0 | 41.46 | 41 | 0.01 | 0
2025 | MISO_MI_2_MISO_WUMS | MISO_MI | MISO_WUMS | Internal | Summer | B1 | 10 | 117 | 0.01 | 72.6 | 70.76 | 0.01 | 0
2025 | MISO_MI_2_MISO_WUMS | MISO_MI | MISO_WUMS | Internal | Summer | B2 | 25 | 117 | 0 | 70.9 | 68.9 | 0.01 | 0
2025 | MISO_MI_2_MISO_WUMS | MISO_MI | MISO_WUMS | Internal | Summer | B3 | 75 | 117 | 0 | 67.17 | 66.56 | 0.01 | 0
2025 | MISO_MI_2_MISO_WUMS | MISO_MI | MISO_WUMS | Internal | Summer | B4 | 100 | 117 | 116.99 | 66.11 | 66.56 | 0.01 | 0.44
2025 | MISO_MI_2_MISO_WUMS | MISO_MI | MISO_WUMS | Internal | Summer | B5 | 200 | 117 | 0.09 | 61.11 | 61.11 | 0.01 | 0
2025 | MISO_MI_2_MISO_WUMS | MISO_MI | MISO_WUMS | Internal | Summer | B6 | 300 | 117 | 0.06 | 52.07 | 52.07 | 0.01 | 0
2025 | MISO_MI_2_MISO_WUMS | MISO_MI | MISO_WUMS | Internal | Summer | B7 | 400 | 117 | 0 | 43.22 | 42.46 | 0.01 | 0
2025 | MISO_MI_2_MISO_WUMS | MISO_MI | MISO_WUMS | Internal | Summer | B8 | 500 | 117 | 0 | 40.92 | 40.22 | 0.01 | 0
2025 | MISO_MI_2_MISO_WUMS | MISO_MI | MISO_WUMS | Internal | Summer | B9 | 800 | 117 | 0 | 40.53 | 40.11 | 0.01 | 0
2025 | MISO_MI_2_MISO_WUMS | MISO_MI | MISO_WUMS | Internal | Summer | B10 | 1262 | 117 | 0 | 37.27 | 37.15 | 0.01 | 0
2025 | MISO_MI_2_MISO_WUMS | MISO_MI | MISO_WUMS | Internal | Winter | B16 | 25 | 117 | 0 | 62.17 | 58.18 | 0.01 | 0
2025 | MISO_MI_2_MISO_WUMS | MISO_MI | MISO_WUMS | Internal | Winter | B17 | 100 | 117 | 0 | 53.71 | 50.89 | 0.01 | 0
2025 | MISO_MI_2_MISO_WUMS | MISO_MI | MISO_WUMS | Internal | Winter | B18 | 400 | 117 | 0 | 46.26 | 45.37 | 0.01 | 0
2025 | MISO_MI_2_MISO_WUMS | MISO_MI | MISO_WUMS | Internal | Winter | B19 | 700 | 117 | 0 | 44.69 | 43.57 | 0.01 | 0
2025 | MISO_MI_2_MISO_WUMS | MISO_MI | MISO_WUMS | Internal | Winter | B20 | 935 | 117 | 117 | 39.5 | 39.7 | 0.01 | 0.19
2025 | MISO_MI_2_PJM_ROR | MISO_MI | PJM_ROR | Internal | Shoulder | B11 | 25 | 1424 | 0.11 | 57.95 | 59.87 | 2 | 0
2025 | MISO_MI_2_PJM_ROR | MISO_MI | PJM_ROR | Internal | Shoulder | B12 | 200 | 1424 | 0 | 50.94 | 51.77 | 2 | 0
2025 | MISO_MI_2_PJM_ROR | MISO_MI | PJM_ROR | Internal | Shoulder | B13 | 600 | 1424 | 0.04 | 44.82 | 46.8 | 2 | 0
2025 | MISO_MI_2_PJM_ROR | MISO_MI | PJM_ROR | Internal | Shoulder | B14 | 900 | 1424 | 0 | 42.82 | 43.99 | 2 | 0
2025 | MISO_MI_2_PJM_ROR | MISO_MI | PJM_ROR | Internal | Shoulder | B15 | 1203 | 1424 | 0 | 41.46 | 41.25 | 2 | 0
2025 | MISO_MI_2_PJM_ROR | MISO_MI | PJM_ROR | Internal | Summer | B1 | 10 | 1424 | 1083.67 | 72.6 | 74.6 | 2 | 0
2025 | MISO_MI_2_PJM_ROR | MISO_MI | PJM_ROR | Internal | Summer | B2 | 25 | 1424 | 0 | 70.9 | 70.9 | 2 | 0
2025 | MISO_MI_2_PJM_ROR | MISO_MI | PJM_ROR | Internal | Summer | B3 | 75 | 1424 | 0 | 67.17 | 68.43 | 2 | 0
2025 | MISO_MI_2_PJM_ROR | MISO_MI | PJM_ROR | Internal | Summer | B4 | 100 | 1424 | 960.88 | 66.11 | 68.11 | 2 | 0
2025 | MISO_MI_2_PJM_ROR | MISO_MI | PJM_ROR | Internal | Summer | B5 | 200 | 1424 | 0 | 61.11 | 62.11 | 2 | 0
2025 | MISO_MI_2_PJM_ROR | MISO_MI | PJM_ROR | Internal | Summer | B6 | 300 | 1424 | 29.38 | 52.07 | 54.07 | 2 | 0
2025 | MISO_MI_2_PJM_ROR | MISO_MI | PJM_ROR | Internal | Summer | B7 | 400 | 1424 | 0 | 43.22 | 44.46 | 2 | 0
2025 | MISO_MI_2_PJM_ROR | MISO_MI | PJM_ROR | Internal | Summer | B8 | 500 | 1424 | 0 | 40.92 | 42.22 | 2 | 0
2025 | MISO_MI_2_PJM_ROR | MISO_MI | PJM_ROR | Internal | Summer | B9 | 800 | 1424 | 0 | 40.53 | 40.34 | 2 | 0
2025 | MISO_MI_2_PJM_ROR | MISO_MI | PJM_ROR | Internal | Summer | B10 | 1262 | 1424 | 0 | 37.27 | 37.79 | 2 | 0
2025 | MISO_MI_2_PJM_ROR | MISO_MI | PJM_ROR | Internal | Winter | B16 | 25 | 1424 | 0 | 62.17 | 60.18 | 2 | 0
2025 | MISO_MI_2_PJM_ROR | MISO_MI | PJM_ROR | Internal | Winter | B17 | 100 | 1424 | 0 | 53.71 | 52.89 | 2 | 0
2025 | MISO_MI_2_PJM_ROR | MISO_MI | PJM_ROR | Internal | Winter | B18 | 400 | 1424 | 0 | 46.26 | 47.37 | 2 | 0
2025 | MISO_MI_2_PJM_ROR | MISO_MI | PJM_ROR | Internal | Winter | B19 | 700 | 1424 | 0 | 44.69 | 45.57 | 2 | 0
2025 | MISO_MI_2_PJM_ROR | MISO_MI | PJM_ROR | Internal | Winter | B20 | 935 | 1424 | 0 | 39.5 | 40.25 | 2 | 0
2025 | MISO_MO-IL_2_ENT | MISO_MO-IL | ENT | Internal | Shoulder | B11 | 25 | 2540 | 388.13 | 58.09 | 66.09 | 8 | 0
2025 | MISO_MO-IL_2_ENT | MISO_MO-IL | ENT | Internal | Shoulder | B12 | 200 | 2540 | 0 | 43.97 | 46.83 | 8 | 0
2025 | MISO_MO-IL_2_ENT | MISO_MO-IL | ENT | Internal | Shoulder | B13 | 600 | 2540 | 0 | 43.96 | 46.83 | 8 | 0
2025 | MISO_MO-IL_2_ENT | MISO_MO-IL | ENT | Internal | Shoulder | B14 | 900 | 2540 | 0 | 41.11 | 46.5 | 8 | 0
2025 | MISO_MO-IL_2_ENT | MISO_MO-IL | ENT | Internal | Shoulder | B15 | 1203 | 2540 | 0 | 38.48 | 44.97 | 8 | 0
2025 | MISO_MO-IL_2_ENT | MISO_MO-IL | ENT | Internal | Summer | B1 | 10 | 2540 | 0.01 | 72.6 | 78.59 | 8 | 0
2025 | MISO_MO-IL_2_ENT | MISO_MO-IL | ENT | Internal | Summer | B2 | 25 | 2540 | 0 | 68.9 | 75.69 | 8 | 0
2025 | MISO_MO-IL_2_ENT | MISO_MO-IL | ENT | Internal | Summer | B3 | 75 | 2540 | 0 | 67.81 | 70.61 | 8 | 0
2025 | MISO_MO-IL_2_ENT | MISO_MO-IL | ENT | Internal | Summer | B4 | 100 | 2540 | 0 | 66.56 | 69.11 | 8 | 0
2025 | MISO_MO-IL_2_ENT | MISO_MO-IL | ENT | Internal | Summer | B5 | 200 | 2540 | 92.72 | 61.11 | 69.11 | 8 | 0
2025 | MISO_MO-IL_2_ENT | MISO_MO-IL | ENT | Internal | Summer | B6 | 300 | 2540 | 2123.06 | 52.07 | 60.07 | 8 | 0
2025 | MISO_MO-IL_2_ENT | MISO_MO-IL | ENT | Internal | Summer | B7 | 400 | 2540 | 1604.71 | 42.46 | 50.46 | 8 | 0
2025 | MISO_MO-IL_2_ENT | MISO_MO-IL | ENT | Internal | Summer | B8 | 500 | 2540 | 0 | 40.22 | 45.36 | 8 | 0
2025 | MISO_MO-IL_2_ENT | MISO_MO-IL | ENT | Internal | Summer | B9 | 800 | 2540 | 0 | 38.1 | 45.04 | 8 | 0
2025 | MISO_MO-IL_2_ENT | MISO_MO-IL | ENT | Internal | Summer | B10 | 1262 | 2540 | 180.39 | 35.78 | 43.78 | 8 | 0
2025 | MISO_MO-IL_2_ENT | MISO_MO-IL | ENT | Internal | Winter | B16 | 25 | 2540 | 0 | 58.18 | 59.13 | 8 | 0
2025 | MISO_MO-IL_2_ENT | MISO_MO-IL | ENT | Internal | Winter | B17 | 100 | 2540 | 0 | 44.72 | 49.74 | 8 | 0
2025 | MISO_MO-IL_2_ENT | MISO_MO-IL | ENT | Internal | Winter | B18 | 400 | 2540 | 0 | 43.88 | 49.74 | 8 | 0
2025 | MISO_MO-IL_2_ENT | MISO_MO-IL | ENT | Internal | Winter | B19 | 700 | 2540 | 370.67 | 41.38 | 49.38 | 8 | 0
2025 | MISO_MO-IL_2_ENT | MISO_MO-IL | ENT | Internal | Winter | B20 | 935 | 2540 | 1976.77 | 38.52 | 46.52 | 8 | 0
2025 | MISO_MO-IL_2_MISO_IN | MISO_MO-IL | MISO_IN | Internal | Shoulder | B11 | 25 | 2100 | 1091.45 | 58.09 | 58.1 | 0.01 | 0
2025 | MISO_MO-IL_2_MISO_IN | MISO_MO-IL | MISO_IN | Internal | Shoulder | B12 | 200 | 2100 | 2100 | 43.97 | 50.93 | 0.01 | 6.95
2025 | MISO_MO-IL_2_MISO_IN | MISO_MO-IL | MISO_IN | Internal | Shoulder | B13 | 600 | 2100 | 2100 | 43.96 | 44.8 | 0.01 | 0.83
2025 | MISO_MO-IL_2_MISO_IN | MISO_MO-IL | MISO_IN | Internal | Shoulder | B14 | 900 | 2100 | 2100 | 41.11 | 42.81 | 0.01 | 1.69
2025 | MISO_MO-IL_2_MISO_IN | MISO_MO-IL | MISO_IN | Internal | Shoulder | B15 | 1203 | 2100 | 2100 | 38.48 | 41.45 | 0.01 | 2.95
2025 | MISO_MO-IL_2_MISO_IN | MISO_MO-IL | MISO_IN | Internal | Summer | B1 | 10 | 2100 | 747.69 | 72.6 | 72.61 | 0.01 | 0
2025 | MISO_MO-IL_2_MISO_IN | MISO_MO-IL | MISO_IN | Internal | Summer | B2 | 25 | 2100 | 2100 | 68.9 | 70.91 | 0.01 | 2
2025 | MISO_MO-IL_2_MISO_IN | MISO_MO-IL | MISO_IN | Internal | Summer | B3 | 75 | 2100 | 1200.74 | 67.81 | 67.82 | 0.01 | 0
2025 | MISO_MO-IL_2_MISO_IN | MISO_MO-IL | MISO_IN | Internal | Summer | B4 | 100 | 2100 | 1311.5 | 66.56 | 66.58 | 0.01 | 0
2025 | MISO_MO-IL_2_MISO_IN | MISO_MO-IL | MISO_IN | Internal | Summer | B5 | 200 | 2100 | 1625.05 | 61.11 | 61.12 | 0.01 | 0
2025 | MISO_MO-IL_2_MISO_IN | MISO_MO-IL | MISO_IN | Internal | Summer | B6 | 300 | 2100 | 967.45 | 52.07 | 52.08 | 0.01 | 0
2025 | MISO_MO-IL_2_MISO_IN | MISO_MO-IL | MISO_IN | Internal | Summer | B7 | 400 | 2100 | 2100 | 42.46 | 43.21 | 0.01 | 0.74
2025 | MISO_MO-IL_2_MISO_IN | MISO_MO-IL | MISO_IN | Internal | Summer | B8 | 500 | 2100 | 2100 | 40.22 | 40.91 | 0.01 | 0.68
2025 | MISO_MO-IL_2_MISO_IN | MISO_MO-IL | MISO_IN | Internal | Summer | B9 | 800 | 2100 | 2100 | 38.1 | 40.52 | 0.01 | 2.41
2025 | MISO_MO-IL_2_MISO_IN | MISO_MO-IL | MISO_IN | Internal | Summer | B10 | 1262 | 2100 | 2100 | 35.78 | 37.26 | 0.01 | 1.46
2025 | MISO_MO-IL_2_MISO_IN | MISO_MO-IL | MISO_IN | Internal | Winter | B16 | 25 | 2100 | 2100 | 58.18 | 62.18 | 0.01 | 3.99
2025 | MISO_MO-IL_2_MISO_IN | MISO_MO-IL | MISO_IN | Internal | Winter | B17 | 100 | 2100 | 2100 | 44.72 | 53.72 | 0.01 | 8.99
2025 | MISO_MO-IL_2_MISO_IN | MISO_MO-IL | MISO_IN | Internal | Winter | B18 | 400 | 2100 | 2100 | 43.88 | 46.25 | 0.01 | 2.36
2025 | MISO_MO-IL_2_MISO_IN | MISO_MO-IL | MISO_IN | Internal | Winter | B19 | 700 | 2100 | 2100 | 41.38 | 44.68 | 0.01 | 3.29
2025 | MISO_MO-IL_2_MISO_IN | MISO_MO-IL | MISO_IN | Internal | Winter | B20 | 935 | 2100 | 2100 | 38.52 | 39.49 | 0.01 | 0.96
2025 | MISO_MO-IL_2_MISO_W | MISO_MO-IL | MISO_W | Internal | Shoulder | B11 | 25 | 960 | 0.05 | 58.09 | 57.93 | 0.01 | 0
2025 | MISO_MO-IL_2_MISO_W | MISO_MO-IL | MISO_W | Internal | Shoulder | B12 | 200 | 960 | 0.05 | 43.97 | 43.96 | 0.01 | 0
2025 | MISO_MO-IL_2_MISO_W | MISO_MO-IL | MISO_W | Internal | Shoulder | B13 | 600 | 960 | 0.02 | 43.96 | 43.95 | 0.01 | 0
2025 | MISO_MO-IL_2_MISO_W | MISO_MO-IL | MISO_W | Internal | Shoulder | B14 | 900 | 960 | 0 | 41.11 | 39.79 | 0.01 | 0
2025 | MISO_MO-IL_2_MISO_W | MISO_MO-IL | MISO_W | Internal | Shoulder | B15 | 1203 | 960 | 0 | 38.48 | 32.96 | 0.01 | 0
2025 | MISO_MO-IL_2_MISO_W | MISO_MO-IL | MISO_W | Internal | Summer | B1 | 10 | 960 | 0.01 | 72.6 | 70.77 | 0.01 | 0
2025 | MISO_MO-IL_2_MISO_W | MISO_MO-IL | MISO_W | Internal | Summer | B2 | 25 | 960 | 0.38 | 68.9 | 68.89 | 0.01 | 0
2025 | MISO_MO-IL_2_MISO_W | MISO_MO-IL | MISO_W | Internal | Summer | B3 | 75 | 960 | 0.13 | 67.81 | 67.8 | 0.01 | 0
2025 | MISO_MO-IL_2_MISO_W | MISO_MO-IL | MISO_W | Internal | Summer | B4 | 100 | 960 | 0.1 | 66.56 | 66.55 | 0.01 | 0
2025 | MISO_MO-IL_2_MISO_W | MISO_MO-IL | MISO_W | Internal | Summer | B5 | 200 | 960 | 0.05 | 61.11 | 61.1 | 0.01 | 0
2025 | MISO_MO-IL_2_MISO_W | MISO_MO-IL | MISO_W | Internal | Summer | B6 | 300 | 960 | 0.03 | 52.07 | 52.06 | 0.01 | 0
2025 | MISO_MO-IL_2_MISO_W | MISO_MO-IL | MISO_W | Internal | Summer | B7 | 400 | 960 | 0.02 | 42.46 | 42.44 | 0.01 | 0
2025 | MISO_MO-IL_2_MISO_W | MISO_MO-IL | MISO_W | Internal | Summer | B8 | 500 | 960 | 0.02 | 40.22 | 40.21 | 0.01 | 0
2025 | MISO_MO-IL_2_MISO_W | MISO_MO-IL | MISO_W | Internal | Summer | B9 | 800 | 960 | 0.01 | 38.1 | 38.08 | 0.01 | 0
2025 | MISO_MO-IL_2_MISO_W | MISO_MO-IL | MISO_W | Internal | Summer | B10 | 1262 | 960 | 0 | 35.78 | 31.78 | 0.01 | 0
2025 | MISO_MO-IL_2_MISO_W | MISO_MO-IL | MISO_W | Internal | Winter | B16 | 25 | 960 | 0 | 58.18 | 47.13 | 0.01 | 0
2025 | MISO_MO-IL_2_MISO_W | MISO_MO-IL | MISO_W | Internal | Winter | B17 | 100 | 960 | 0 | 44.72 | 40.74 | 0.01 | 0
2025 | MISO_MO-IL_2_MISO_W | MISO_MO-IL | MISO_W | Internal | Winter | B18 | 400 | 960 | 0.02 | 43.88 | 43.87 | 0.01 | 0
2025 | MISO_MO-IL_2_MISO_W | MISO_MO-IL | MISO_W | Internal | Winter | B19 | 700 | 960 | 0.01 | 41.38 | 41.37 | 0.01 | 0
2025 | MISO_MO-IL_2_MISO_W | MISO_MO-IL | MISO_W | Internal | Winter | B20 | 935 | 960 | 0 | 38.52 | 33.06 | 0.01 | 0
2025 | MISO_MO-IL_2_PJM_ROR | MISO_MO-IL | PJM_ROR | Internal | Shoulder | B11 | 25 | 1212 | 0.04 | 58.09 | 59.87 | 2 | 0
2025 | MISO_MO-IL_2_PJM_ROR | MISO_MO-IL | PJM_ROR | Internal | Shoulder | B12 | 200 | 1212 | 1212 | 43.97 | 51.77 | 2 | 5.8
2025 | MISO_MO-IL_2_PJM_ROR | MISO_MO-IL | PJM_ROR | Internal | Shoulder | B13 | 600 | 1212 | 1212 | 43.96 | 46.8 | 2 | 0.85
2025 | MISO_MO-IL_2_PJM_ROR | MISO_MO-IL | PJM_ROR | Internal | Shoulder | B14 | 900 | 1212 | 1212 | 41.11 | 43.99 | 2 | 0.89
2025 | MISO_MO-IL_2_PJM_ROR | MISO_MO-IL | PJM_ROR | Internal | Shoulder | B15 | 1203 | 1212 | 1212 | 38.48 | 41.25 | 2 | 0.76
2025 | MISO_MO-IL_2_PJM_ROR | MISO_MO-IL | PJM_ROR | Internal | Summer | B1 | 10 | 1212 | 849.55 | 72.6 | 74.6 | 2 | 0
2025 | MISO_MO-IL_2_PJM_ROR | MISO_MO-IL | PJM_ROR | Internal | Summer | B2 | 25 | 1212 | 251.46 | 68.9 | 70.9 | 2 | 0
2025 | MISO_MO-IL_2_PJM_ROR | MISO_MO-IL | PJM_ROR | Internal | Summer | B3 | 75 | 1212 | 0 | 67.81 | 68.43 | 2 | 0
2025 | MISO_MO-IL_2_PJM_ROR | MISO_MO-IL | PJM_ROR | Internal | Summer | B4 | 100 | 1212 | 0 | 66.56 | 68.11 | 2 | 0
2025 | MISO_MO-IL_2_PJM_ROR | MISO_MO-IL | PJM_ROR | Internal | Summer | B5 | 200 | 1212 | 0 | 61.11 | 62.11 | 2 | 0
2025 | MISO_MO-IL_2_PJM_ROR | MISO_MO-IL | PJM_ROR | Internal | Summer | B6 | 300 | 1212 | 31.29 | 52.07 | 54.07 | 2 | 0
2025 | MISO_MO-IL_2_PJM_ROR | MISO_MO-IL | PJM_ROR | Internal | Summer | B7 | 400 | 1212 | 787.67 | 42.46 | 44.46 | 2 | 0
2025 | MISO_MO-IL_2_PJM_ROR | MISO_MO-IL | PJM_ROR | Internal | Summer | B8 | 500 | 1212 | 1026.42 | 40.22 | 42.22 | 2 | 0
2025 | MISO_MO-IL_2_PJM_ROR | MISO_MO-IL | PJM_ROR | Internal | Summer | B9 | 800 | 1212 | 1212 | 38.1 | 40.34 | 2 | 0.25
2025 | MISO_MO-IL_2_PJM_ROR | MISO_MO-IL | PJM_ROR | Internal | Summer | B10 | 1262 | 1212 | 1211.97 | 35.78 | 37.79 | 2 | 0.01
2025 | MISO_MO-IL_2_PJM_ROR | MISO_MO-IL | PJM_ROR | Internal | Winter | B16 | 25 | 1212 | 897.64 | 58.18 | 60.18 | 2 | 0
2025 | MISO_MO-IL_2_PJM_ROR | MISO_MO-IL | PJM_ROR | Internal | Winter | B17 | 100 | 1212 | 1212 | 44.72 | 52.89 | 2 | 6.17
2025 | MISO_MO-IL_2_PJM_ROR | MISO_MO-IL | PJM_ROR | Internal | Winter | B18 | 400 | 1212 | 1212 | 43.88 | 47.37 | 2 | 1.49
2025 | MISO_MO-IL_2_PJM_ROR | MISO_MO-IL | PJM_ROR | Internal | Winter | B19 | 700 | 1212 | 1212 | 41.38 | 45.57 | 2 | 2.19
2025 | MISO_MO-IL_2_PJM_ROR | MISO_MO-IL | PJM_ROR | Internal | Winter | B20 | 935 | 1212 | 0 | 38.52 | 40.25 | 2 | 0
2025 | MISO_MO-IL_2_SPP_N | MISO_MO-IL | SPP_N | Internal | Shoulder | B11 | 25 | 2000 | 0 | 58.09 | 64.93 | 8 | 0
2025 | MISO_MO-IL_2_SPP_N | MISO_MO-IL | SPP_N | Internal | Shoulder | B12 | 200 | 2000 | 0 | 43.97 | 46.28 | 8 | 0
2025 | MISO_MO-IL_2_SPP_N | MISO_MO-IL | SPP_N | Internal | Shoulder | B13 | 600 | 2000 | 0 | 43.96 | 45.47 | 8 | 0
2025 | MISO_MO-IL_2_SPP_N | MISO_MO-IL | SPP_N | Internal | Shoulder | B14 | 900 | 2000 | 0 | 41.11 | 45.47 | 8 | 0
2025 | MISO_MO-IL_2_SPP_N | MISO_MO-IL | SPP_N | Internal | Shoulder | B15 | 1203 | 2000 | 0 | 38.48 | 39.96 | 8 | 0
2025 | MISO_MO-IL_2_SPP_N | MISO_MO-IL | SPP_N | Internal | Summer | B1 | 10 | 2000 | 0 | 72.6 | 73.59 | 8 | 0
2025 | MISO_MO-IL_2_SPP_N | MISO_MO-IL | SPP_N | Internal | Summer | B2 | 25 | 2000 | 0 | 68.9 | 73.59 | 8 | 0
2025 | MISO_MO-IL_2_SPP_N | MISO_MO-IL | SPP_N | Internal | Summer | B3 | 75 | 2000 | 0 | 67.81 | 73.59 | 8 | 0
2025 | MISO_MO-IL_2_SPP_N | MISO_MO-IL | SPP_N | Internal | Summer | B4 | 100 | 2000 | 0 | 66.56 | 73.55 | 8 | 0
2025 | MISO_MO-IL_2_SPP_N | MISO_MO-IL | SPP_N | Internal | Summer | B5 | 200 | 2000 | 0 | 61.11 | 68.1 | 8 | 0
2025 | MISO_MO-IL_2_SPP_N | MISO_MO-IL | SPP_N | Internal | Summer | B6 | 300 | 2000 | 0 | 52.07 | 59.06 | 8 | 0
2025 | MISO_MO-IL_2_SPP_N | MISO_MO-IL | SPP_N | Internal | Summer | B7 | 400 | 2000 | 0 | 42.46 | 49.44 | 8 | 0
2025 | MISO_MO-IL_2_SPP_N | MISO_MO-IL | SPP_N | Internal | Summer | B8 | 500 | 2000 | 0 | 40.22 | 44.01 | 8 | 0
2025 | MISO_MO-IL_2_SPP_N | MISO_MO-IL | SPP_N | Internal | Summer | B9 | 800 | 2000 | 0 | 38.1 | 43.36 | 8 | 0
2025 | MISO_MO-IL_2_SPP_N | MISO_MO-IL | SPP_N | Internal | Summer | B10 | 1262 | 2000 | 0 | 35.78 | 38.78 | 8 | 0
2025 | MISO_MO-IL_2_SPP_N | MISO_MO-IL | SPP_N | Internal | Winter | B16 | 25 | 2000 | 0 | 58.18 | 54.13 | 8 | 0
2025 | MISO_MO-IL_2_SPP_N | MISO_MO-IL | SPP_N | Internal | Winter | B17 | 100 | 2000 | 0 | 44.72 | 47.74 | 8 | 0
2025 | MISO_MO-IL_2_SPP_N | MISO_MO-IL | SPP_N | Internal | Winter | B18 | 400 | 2000 | 0 | 43.88 | 47.74 | 8 | 0
2025 | MISO_MO-IL_2_SPP_N | MISO_MO-IL | SPP_N | Internal | Winter | B19 | 700 | 2000 | 0 | 41.38 | 44.46 | 8 | 0
2025 | MISO_MO-IL_2_SPP_N | MISO_MO-IL | SPP_N | Internal | Winter | B20 | 935 | 2000 | 0 | 38.52 | 40.06 | 8 | 0
2025 | MISO_MO-IL_2_TVA_Transmission | MISO_MO-IL | TVA_Transmission | Internal | Shoulder | B11 | 25 | 4000 | 0.02 | 58.09 | 65.72 | 8 | 0
2025 | MISO_MO-IL_2_TVA_Transmission | MISO_MO-IL | TVA_Transmission | Internal | Shoulder | B12 | 200 | 4000 | 0 | 43.97 | 51.07 | 8 | 0
2025 | MISO_MO-IL_2_TVA_Transmission | MISO_MO-IL | TVA_Transmission | Internal | Shoulder | B13 | 600 | 4000 | 0 | 43.96 | 48.87 | 8 | 0
2025 | MISO_MO-IL_2_TVA_Transmission | MISO_MO-IL | TVA_Transmission | Internal | Shoulder | B14 | 900 | 4000 | 0 | 41.11 | 47.48 | 8 | 0
2025 | MISO_MO-IL_2_TVA_Transmission | MISO_MO-IL | TVA_Transmission | Internal | Shoulder | B15 | 1203 | 4000 | 30.35 | 38.48 | 46.48 | 8 | 0
2025 | MISO_MO-IL_2_TVA_Transmission | MISO_MO-IL | TVA_Transmission | Internal | Summer | B1 | 10 | 4000 | 2805.36 | 72.6 | 80.6 | 8 | 0
2025 | MISO_MO-IL_2_TVA_Transmission | MISO_MO-IL | TVA_Transmission | Internal | Summer | B2 | 25 | 4000 | 595.8 | 68.9 | 76.9 | 8 | 0
2025 | MISO_MO-IL_2_TVA_Transmission | MISO_MO-IL | TVA_Transmission | Internal | Summer | B3 | 75 | 4000 | 0 | 67.81 | 74.43 | 8 | 0
2025 | MISO_MO-IL_2_TVA_Transmission | MISO_MO-IL | TVA_Transmission | Internal | Summer | B4 | 100 | 4000 | 0 | 66.56 | 74.11 | 8 | 0
2025 | MISO_MO-IL_2_TVA_Transmission | MISO_MO-IL | TVA_Transmission | Internal | Summer | B5 | 200 | 4000 | 0 | 61.11 | 68.11 | 8 | 0
2025 | MISO_MO-IL_2_TVA_Transmission | MISO_MO-IL | TVA_Transmission | Internal | Summer | B6 | 300 | 4000 | 0 | 52.07 | 59.42 | 8 | 0
2025 | MISO_MO-IL_2_TVA_Transmission | MISO_MO-IL | TVA_Transmission | Internal | Summer | B7 | 400 | 4000 | 0 | 42.46 | 49.82 | 8 | 0
2025 | MISO_MO-IL_2_TVA_Transmission | MISO_MO-IL | TVA_Transmission | Internal | Summer | B8 | 500 | 4000 | 0 | 40.22 | 46.3 | 8 | 0
2025 | MISO_MO-IL_2_TVA_Transmission | MISO_MO-IL | TVA_Transmission | Internal | Summer | B9 | 800 | 4000 | 0 | 38.1 | 45.42 | 8 | 0
2025 | MISO_MO-IL_2_TVA_Transmission | MISO_MO-IL | TVA_Transmission | Internal | Summer | B10 | 1262 | 4000 | 0 | 35.78 | 42.23 | 8 | 0
2025 | MISO_MO-IL_2_TVA_Transmission | MISO_MO-IL | TVA_Transmission | Internal | Winter | B16 | 25 | 4000 | 949.32 | 58.18 | 66.18 | 8 | 0
2025 | MISO_MO-IL_2_TVA_Transmission | MISO_MO-IL | TVA_Transmission | Internal | Winter | B17 | 100 | 4000 | 536.28 | 44.72 | 52.72 | 8 | 0
2025 | MISO_MO-IL_2_TVA_Transmission | MISO_MO-IL | TVA_Transmission | Internal | Winter | B18 | 400 | 4000 | 0 | 43.88 | 49.36 | 8 | 0
2025 | MISO_MO-IL_2_TVA_Transmission | MISO_MO-IL | TVA_Transmission | Internal | Winter | B19 | 700 | 4000 | 0 | 41.38 | 47.77 | 8 | 0
2025 | MISO_MO-IL_2_TVA_Transmission | MISO_MO-IL | TVA_Transmission | Internal | Winter | B20 | 935 | 4000 | 0 | 38.52 | 46.25 | 8 | 0
2025 | MISO_W_2_IESO | MISO_W | IESO | Internal | Shoulder | B11 | 25 | 90 | 0 | 57.93 | 35.82 | 8 | 0
2025 | MISO_W_2_IESO | MISO_W | IESO | Internal | Shoulder | B12 | 200 | 90 | 0 | 43.96 | 36.29 | 8 | 0
2025 | MISO_W_2_IESO | MISO_W | IESO | Internal | Shoulder | B13 | 600 | 90 | 0 | 43.95 | 35.82 | 8 | 0
2025 | MISO_W_2_IESO | MISO_W | IESO | Internal | Shoulder | B14 | 900 | 90 | 0 | 39.79 | 35.82 | 8 | 0
2025 | MISO_W_2_IESO | MISO_W | IESO | Internal | Shoulder | B15 | 1203 | 90 | 0 | 32.96 | 35.82 | 8 | 0
2025 | MISO_W_2_IESO | MISO_W | IESO | Internal | Summer | B1 | 10 | 90 | 0 | 70.77 | 65.6 | 8 | 0
2025 | MISO_W_2_IESO | MISO_W | IESO | Internal | Summer | B2 | 25 | 90 | 0 | 68.89 | 63.9 | 8 | 0
2025 | MISO_W_2_IESO | MISO_W | IESO | Internal | Summer | B3 | 75 | 90 | 0 | 67.8 | 49.64 | 8 | 0
2025 | MISO_W_2_IESO | MISO_W | IESO | Internal | Summer | B4 | 100 | 90 | 0 | 66.55 | 43.12 | 8 | 0
2025 | MISO_W_2_IESO | MISO_W | IESO | Internal | Summer | B5 | 200 | 90 | 0 | 61.1 | 41.41 | 8 | 0
2025 | MISO_W_2_IESO | MISO_W | IESO | Internal | Summer | B6 | 300 | 90 | 0 | 52.06 | 40.44 | 8 | 0
2025 | MISO_W_2_IESO | MISO_W | IESO | Internal | Summer | B7 | 400 | 90 | 0 | 42.44 | 36.22 | 8 | 0
2025 | MISO_W_2_IESO | MISO_W | IESO | Internal | Summer | B8 | 500 | 90 | 0 | 40.21 | 33.92 | 8 | 0
2025 | MISO_W_2_IESO | MISO_W | IESO | Internal | Summer | B9 | 800 | 90 | 0 | 38.08 | 33.7 | 8 | 0
2025 | MISO_W_2_IESO | MISO_W | IESO | Internal | Summer | B10 | 1262 | 90 | 0 | 31.78 | 33.7 | 8 | 0
2025 | MISO_W_2_IESO | MISO_W | IESO | Internal | Winter | B16 | 25 | 90 | 0 | 47.13 | 43.39 | 8 | 0
2025 | MISO_W_2_IESO | MISO_W | IESO | Internal | Winter | B17 | 100 | 90 | 0 | 40.74 | 40.73 | 8 | 0
2025 | MISO_W_2_IESO | MISO_W | IESO | Internal | Winter | B18 | 400 | 90 | 0 | 43.87 | 39.26 | 8 | 0
2025 | MISO_W_2_IESO | MISO_W | IESO | Internal | Winter | B19 | 700 | 90 | 0 | 41.37 | 39.26 | 8 | 0
2025 | MISO_W_2_IESO | MISO_W | IESO | Internal | Winter | B20 | 935 | 90 | 0 | 33.06 | 39.26 | 8 | 0
2025 | MISO_W_2_MAPP_CA | MISO_W | MAPP_CA | Internal | Shoulder | B11 | 25 | 700 | 0 | 57.93 | 49.39 | 0.01 | 0
2025 | MISO_W_2_MAPP_CA | MISO_W | MAPP_CA | Internal | Shoulder | B12 | 200 | 700 | 0.05 | 43.96 | 43.95 | 0.01 | 0
2025 | MISO_W_2_MAPP_CA | MISO_W | MAPP_CA | Internal | Shoulder | B13 | 600 | 700 | 0.06 | 43.95 | 43.95 | 0.01 | 0
2025 | MISO_W_2_MAPP_CA | MISO_W | MAPP_CA | Internal | Shoulder | B14 | 900 | 700 | 700 | 39.79 | 43.95 | 0.01 | 4.15
2025 | MISO_W_2_MAPP_CA | MISO_W | MAPP_CA | Internal | Shoulder | B15 | 1203 | 700 | 700 | 32.96 | 43.95 | 0.01 | 10.98
2025 | MISO_W_2_MAPP_CA | MISO_W | MAPP_CA | Internal | Summer | B1 | 10 | 700 | 0.76 | 70.77 | 70.76 | 0.01 | 0
2025 | MISO_W_2_MAPP_CA | MISO_W | MAPP_CA | Internal | Summer | B2 | 25 | 700 | 0.36 | 68.89 | 68.88 | 0.01 | 0
2025 | MISO_W_2_MAPP_CA | MISO_W | MAPP_CA | Internal | Summer | B3 | 75 | 700 | 0 | 67.8 | 66.74 | 0.01 | 0
2025 | MISO_W_2_MAPP_CA | MISO_W | MAPP_CA | Internal | Summer | B4 | 100 | 700 | 0 | 66.55 | 56.98 | 0.01 | 0
2025 | MISO_W_2_MAPP_CA | MISO_W | MAPP_CA | Internal | Summer | B5 | 200 | 700 | 0 | 61.1 | 54.09 | 0.01 | 0
2025 | MISO_W_2_MAPP_CA | MISO_W | MAPP_CA | Internal | Summer | B6 | 300 | 700 | 0 | 52.06 | 49.39 | 0.01 | 0
2025 | MISO_W_2_MAPP_CA | MISO_W | MAPP_CA | Internal | Summer | B7 | 400 | 700 | 0.02 | 42.44 | 42.43 | 0.01 | 0
2025 | MISO_W_2_MAPP_CA | MISO_W | MAPP_CA | Internal | Summer | B8 | 500 | 700 | 654.97 | 40.21 | 40.22 | 0.01 | 0
2025 | MISO_W_2_MAPP_CA | MISO_W | MAPP_CA | Internal | Summer | B9 | 800 | 700 | 700 | 38.08 | 40.22 | 0.01 | 2.12
2025 | MISO_W_2_MAPP_CA | MISO_W | MAPP_CA | Internal | Summer | B10 | 1262 | 700 | 700 | 31.78 | 40.22 | 0.01 | 8.42
2025 | MISO_W_2_MAPP_CA | MISO_W | MAPP_CA | Internal | Winter | B16 | 25 | 700 | 699.98 | 47.13 | 47.73 | 0.01 | 0.58
2025 | MISO_W_2_MAPP_CA | MISO_W | MAPP_CA | Internal | Winter | B17 | 100 | 700 | 700 | 40.74 | 47.73 | 0.01 | 6.98
2025 | MISO_W_2_MAPP_CA | MISO_W | MAPP_CA | Internal | Winter | B18 | 400 | 700 | 700 | 43.87 | 47.73 | 0.01 | 3.85
2025 | MISO_W_2_MAPP_CA | MISO_W | MAPP_CA | Internal | Winter | B19 | 700 | 700 | 700 | 41.37 | 47.73 | 0.01 | 6.34
2025 | MISO_W_2_MAPP_CA | MISO_W | MAPP_CA | Internal | Winter | B20 | 935 | 700 | 700 | 33.06 | 47.73 | 0.01 | 14.65
2025 | MISO_W_2_MAPP_US | MISO_W | MAPP_US | Internal | Shoulder | B11 | 25 | 2300 | 0 | 57.93 | 54.46 | 7 | 0
2025 | MISO_W_2_MAPP_US | MISO_W | MAPP_US | Internal | Shoulder | B12 | 200 | 2300 | 0 | 43.96 | 39.27 | 7 | 0
2025 | MISO_W_2_MAPP_US | MISO_W | MAPP_US | Internal | Shoulder | B13 | 600 | 2300 | 0 | 43.95 | 38.46 | 7 | 0
2025 | MISO_W_2_MAPP_US | MISO_W | MAPP_US | Internal | Shoulder | B14 | 900 | 2300 | 0 | 39.79 | 38.46 | 7 | 0
2025 | MISO_W_2_MAPP_US | MISO_W | MAPP_US | Internal | Shoulder | B15 | 1203 | 2300 | 0 | 32.96 | 35.24 | 7 | 0
2025 | MISO_W_2_MAPP_US | MISO_W | MAPP_US | Internal | Summer | B1 | 10 | 2300 | 0 | 70.77 | 65.42 | 7 | 0
2025 | MISO_W_2_MAPP_US | MISO_W | MAPP_US | Internal | Summer | B2 | 25 | 2300 | 0 | 68.89 | 65.42 | 7 | 0
2025 | MISO_W_2_MAPP_US | MISO_W | MAPP_US | Internal | Summer | B3 | 75 | 2300 | 0 | 67.8 | 65.42 | 7 | 0
2025 | MISO_W_2_MAPP_US | MISO_W | MAPP_US | Internal | Summer | B4 | 100 | 2300 | 0 | 66.55 | 63.98 | 7 | 0
2025 | MISO_W_2_MAPP_US | MISO_W | MAPP_US | Internal | Summer | B5 | 200 | 2300 | 0 | 61.1 | 61.09 | 7 | 0
2025 | MISO_W_2_MAPP_US | MISO_W | MAPP_US | Internal | Summer | B6 | 300 | 2300 | 0 | 52.06 | 52.04 | 7 | 0
2025 | MISO_W_2_MAPP_US | MISO_W | MAPP_US | Internal | Summer | B7 | 400 | 2300 | 0 | 42.44 | 42.14 | 7 | 0
2025 | MISO_W_2_MAPP_US | MISO_W | MAPP_US | Internal | Summer | B8 | 500 | 2300 | 0 | 40.21 | 33.22 | 7 | 0
2025 | MISO_W_2_MAPP_US | MISO_W | MAPP_US | Internal | Summer | B9 | 800 | 2300 | 0 | 38.08 | 33.22 | 7 | 0
2025 | MISO_W_2_MAPP_US | MISO_W | MAPP_US | Internal | Summer | B10 | 1262 | 2300 | 0 | 31.78 | 28.21 | 7 | 0
2025 | MISO_W_2_MAPP_US | MISO_W | MAPP_US | Internal | Winter | B16 | 25 | 2300 | 0 | 47.13 | 44.57 | 7 | 0
2025 | MISO_W_2_MAPP_US | MISO_W | MAPP_US | Internal | Winter | B17 | 100 | 2300 | 0 | 40.74 | 40.73 | 7 | 0
2025 | MISO_W_2_MAPP_US | MISO_W | MAPP_US | Internal | Winter | B18 | 400 | 2300 | 0 | 43.87 | 40.73 | 7 | 0
2025 | MISO_W_2_MAPP_US | MISO_W | MAPP_US | Internal | Winter | B19 | 700 | 2300 | 0 | 41.37 | 40.73 | 7 | 0
2025 | MISO_W_2_MAPP_US | MISO_W | MAPP_US | Internal | Winter | B20 | 935 | 2300 | 0 | 33.06 | 33.05 | 7 | 0
2025 | MISO_W_2_MISO_MO-IL | MISO_W | MISO_MO-IL | Internal | Shoulder | B11 | 25 | 3800 | 3799.94 | 57.93 | 58.09 | 0.01 | 0.15
2025 | MISO_W_2_MISO_MO-IL | MISO_W | MISO_MO-IL | Internal | Shoulder | B12 | 200 | 3800 | 3735.88 | 43.96 | 43.97 | 0.01 | 0
2025 | MISO_W_2_MISO_MO-IL | MISO_W | MISO_MO-IL | Internal | Shoulder | B13 | 600 | 3800 | 3008.75 | 43.95 | 43.96 | 0.01 | 0
2025 | MISO_W_2_MISO_MO-IL | MISO_W | MISO_MO-IL | Internal | Shoulder | B14 | 900 | 3800 | 3800 | 39.79 | 41.11 | 0.01 | 1.31
2025 | MISO_W_2_MISO_MO-IL | MISO_W | MISO_MO-IL | Internal | Shoulder | B15 | 1203 | 3800 | 3800 | 32.96 | 38.48 | 0.01 | 5.51
2025 | MISO_W_2_MISO_MO-IL | MISO_W | MISO_MO-IL | Internal | Summer | B1 | 10 | 3800 | 3799.99 | 70.77 | 72.6 | 0.01 | 1.82
2025 | MISO_W_2_MISO_MO-IL | MISO_W | MISO_MO-IL | Internal | Summer | B2 | 25 | 3800 | 2250.68 | 68.89 | 68.9 | 0.01 | 0
2025 | MISO_W_2_MISO_MO-IL | MISO_W | MISO_MO-IL | Internal | Summer | B3 | 75 | 3800 | 2589.32 | 67.8 | 67.81 | 0.01 | 0
2025 | MISO_W_2_MISO_MO-IL | MISO_W | MISO_MO-IL | Internal | Summer | B4 | 100 | 3800 | 2175.69 | 66.55 | 66.56 | 0.01 | 0
2025 | MISO_W_2_MISO_MO-IL | MISO_W | MISO_MO-IL | Internal | Summer | B5 | 200 | 3800 | 2102.6 | 61.1 | 61.11 | 0.01 | 0
2025 | MISO_W_2_MISO_MO-IL | MISO_W | MISO_MO-IL | Internal | Summer | B6 | 300 | 3800 | 2384.62 | 52.06 | 52.07 | 0.01 | 0
2025 | MISO_W_2_MISO_MO-IL | MISO_W | MISO_MO-IL | Internal | Summer | B7 | 400 | 3800 | 3624.23 | 42.44 | 42.46 | 0.01 | 0
2025 | MISO_W_2_MISO_MO-IL | MISO_W | MISO_MO-IL | Internal | Summer | B8 | 500 | 3800 | 2991.85 | 40.21 | 40.22 | 0.01 | 0
2025 | MISO_W_2_MISO_MO-IL | MISO_W | MISO_MO-IL | Internal | Summer | B9 | 800 | 3800 | 3678.33 | 38.08 | 38.1 | 0.01 | 0
2025 | MISO_W_2_MISO_MO-IL | MISO_W | MISO_MO-IL | Internal | Summer | B10 | 1262 | 3800 | 3800 | 31.78 | 35.78 | 0.01 | 3.99
2025 | MISO_W_2_MISO_MO-IL | MISO_W | MISO_MO-IL | Internal | Winter | B16 | 25 | 3800 | 3800 | 47.13 | 58.18 | 0.01 | 11.04
2025 | MISO_W_2_MISO_MO-IL | MISO_W | MISO_MO-IL | Internal | Winter | B17 | 100 | 3800 | 3800 | 40.74 | 44.72 | 0.01 | 3.97
2025 | MISO_W_2_MISO_MO-IL | MISO_W | MISO_MO-IL | Internal | Winter | B18 | 400 | 3800 | 2496.66 | 43.87 | 43.88 | 0.01 | 0
2025 | MISO_W_2_MISO_MO-IL | MISO_W | MISO_MO-IL | Internal | Winter | B19 | 700 | 3800 | 2405.15 | 41.37 | 41.38 | 0.01 | 0
2025 | MISO_W_2_MISO_MO-IL | MISO_W | MISO_MO-IL | Internal | Winter | B20 | 935 | 3800 | 3800 | 33.06 | 38.52 | 0.01 | 5.45
2025 | MISO_W_2_MISO_WUMS | MISO_W | MISO_WUMS | Internal | Shoulder | B11 | 25 | 1629 | 476.23 | 57.93 | 57.94 | 0.01 | 0
2025 | MISO_W_2_MISO_WUMS | MISO_W | MISO_WUMS | Internal | Shoulder | B12 | 200 | 1629 | 1629 | 43.96 | 49.77 | 0.01 | 5.8
2025 | MISO_W_2_MISO_WUMS | MISO_W | MISO_WUMS | Internal | Shoulder | B13 | 600 | 1629 | 1629 | 43.95 | 44.8 | 0.01 | 0.85
2025 | MISO_W_2_MISO_WUMS | MISO_W | MISO_WUMS | Internal | Shoulder | B14 | 900 | 1629 | 1629 | 39.79 | 41.69 | 0.01 | 1.89
2025 | MISO_W_2_MISO_WUMS | MISO_W | MISO_WUMS | Internal | Shoulder | B15 | 1203 | 1629 | 1629 | 32.96 | 41 | 0.01 | 8.03
2025 | MISO_W_2_MISO_WUMS | MISO_W | MISO_WUMS | Internal | Summer | B1 | 10 | 1629 | 0.85 | 70.77 | 70.76 | 0.01 | 0
2025 | MISO_W_2_MISO_WUMS | MISO_W | MISO_WUMS | Internal | Summer | B2 | 25 | 1629 | 148.07 | 68.89 | 68.9 | 0.01 | 0
2025 | MISO_W_2_MISO_WUMS | MISO_W | MISO_WUMS | Internal | Summer | B3 | 75 | 1629 | 0 | 67.8 | 66.56 | 0.01 | 0
2025 | MISO_W_2_MISO_WUMS | MISO_W | MISO_WUMS | Internal | Summer | B4 | 100 | 1629 | 151.11 | 66.55 | 66.56 | 0.01 | 0
2025 | MISO_W_2_MISO_WUMS | MISO_W | MISO_WUMS | Internal | Summer | B5 | 200 | 1629 | 326.72 | 61.1 | 61.11 | 0.01 | 0
2025 | MISO_W_2_MISO_WUMS | MISO_W | MISO_WUMS | Internal | Summer | B6 | 300 | 1629 | 35.54 | 52.06 | 52.07 | 0.01 | 0
2025 | MISO_W_2_MISO_WUMS | MISO_W | MISO_WUMS | Internal | Summer | B7 | 400 | 1629 | 1039.5 | 42.44 | 42.46 | 0.01 | 0
2025 | MISO_W_2_MISO_WUMS | MISO_W | MISO_WUMS | Internal | Summer | B8 | 500 | 1629 | 1440.1 | 40.21 | 40.22 | 0.01 | 0
2025 | MISO_W_2_MISO_WUMS | MISO_W | MISO_WUMS | Internal | Summer | B9 | 800 | 1629 | 1629 | 38.08 | 40.11 | 0.01 | 2.01
2025 | MISO_W_2_MISO_WUMS | MISO_W | MISO_WUMS | Internal | Summer | B10 | 1262 | 1629 | 1629 | 31.78 | 37.15 | 0.01 | 5.35
2025 | MISO_W_2_MISO_WUMS | MISO_W | MISO_WUMS | Internal | Winter | B16 | 25 | 1629 | 1629 | 47.13 | 58.18 | 0.01 | 11.04
2025 | MISO_W_2_MISO_WUMS | MISO_W | MISO_WUMS | Internal | Winter | B17 | 100 | 1629 | 1629 | 40.74 | 50.89 | 0.01 | 10.14
2025 | MISO_W_2_MISO_WUMS | MISO_W | MISO_WUMS | Internal | Winter | B18 | 400 | 1629 | 1629 | 43.87 | 45.37 | 0.01 | 1.49
2025 | MISO_W_2_MISO_WUMS | MISO_W | MISO_WUMS | Internal | Winter | B19 | 700 | 1629 | 1629 | 41.37 | 43.57 | 0.01 | 2.19
2025 | MISO_W_2_MISO_WUMS | MISO_W | MISO_WUMS | Internal | Winter | B20 | 935 | 1629 | 1629 | 33.06 | 39.7 | 0.01 | 6.63
2025 | MISO_W_2_NE | MISO_W | NE | Internal | Shoulder | B11 | 25 | 2800 | 0 | 57.93 | 61.46 | 7 | 0
2025 | MISO_W_2_NE | MISO_W | NE | Internal | Shoulder | B12 | 200 | 2800 | 0 | 43.96 | 46.27 | 7 | 0
2025 | MISO_W_2_NE | MISO_W | NE | Internal | Shoulder | B13 | 600 | 2800 | 0 | 43.95 | 45.46 | 7 | 0
2025 | MISO_W_2_NE | MISO_W | NE | Internal | Shoulder | B14 | 900 | 2800 | 0 | 39.79 | 45.46 | 7 | 0
2025 | MISO_W_2_NE | MISO_W | NE | Internal | Shoulder | B15 | 1203 | 2800 | 0.02 | 32.96 | 39.95 | 7 | 0
2025 | MISO_W_2_NE | MISO_W | NE | Internal | Summer | B1 | 10 | 2800 | 0 | 70.77 | 72.42 | 7 | 0
2025 | MISO_W_2_NE | MISO_W | NE | Internal | Summer | B2 | 25 | 2800 | 0 | 68.89 | 72.42 | 7 | 0
2025 | MISO_W_2_NE | MISO_W | NE | Internal | Summer | B3 | 75 | 2800 | 0 | 67.8 | 72.42 | 7 | 0
2025 | MISO_W_2_NE | MISO_W | NE | Internal | Summer | B4 | 100 | 2800 | 0 | 66.55 | 70.98 | 7 | 0
2025 | MISO_W_2_NE | MISO_W | NE | Internal | Summer | B5 | 200 | 2800 | 0.09 | 61.1 | 68.09 | 7 | 0
2025 | MISO_W_2_NE | MISO_W | NE | Internal | Summer | B6 | 300 | 2800 | 0.06 | 52.06 | 59.04 | 7 | 0
2025 | MISO_W_2_NE | MISO_W | NE | Internal | Summer | B7 | 400 | 2800 | 0 | 42.44 | 49.14 | 7 | 0
2025 | MISO_W_2_NE | MISO_W | NE | Internal | Summer | B8 | 500 | 2800 | 0 | 40.21 | 40.22 | 7 | 0
2025 | MISO_W_2_NE | MISO_W | NE | Internal | Summer | B9 | 800 | 2800 | 0 | 38.08 | 40.22 | 7 | 0
2025 | MISO_W_2_NE | MISO_W | NE | Internal | Summer | B10 | 1262 | 2800 | 0 | 31.78 | 35.21 | 7 | 0
2025 | MISO_W_2_NE | MISO_W | NE | Internal | Winter | B16 | 25 | 2800 | 0 | 47.13 | 51.57 | 7 | 0
2025 | MISO_W_2_NE | MISO_W | NE | Internal | Winter | B17 | 100 | 2800 | 0.19 | 40.74 | 47.73 | 7 | 0
2025 | MISO_W_2_NE | MISO_W | NE | Internal | Winter | B18 | 400 | 2800 | 0 | 43.87 | 47.73 | 7 | 0
2025 | MISO_W_2_NE | MISO_W | NE | Internal | Winter | B19 | 700 | 2800 | 0 | 41.37 | 44.45 | 7 | 0
2025 | MISO_W_2_NE | MISO_W | NE | Internal | Winter | B20 | 935 | 2800 | 0.02 | 33.06 | 40.05 | 7 | 0
2025 | MISO_W_2_PJM_ROR | MISO_W | PJM_ROR | Internal | Shoulder | B11 | 25 | 773 | 0.14 | 57.93 | 59.87 | 2 | 0
2025 | MISO_W_2_PJM_ROR | MISO_W | PJM_ROR | Internal | Shoulder | B12 | 200 | 773 | 773 | 43.96 | 51.77 | 2 | 5.81
2025 | MISO_W_2_PJM_ROR | MISO_W | PJM_ROR | Internal | Shoulder | B13 | 600 | 773 | 773 | 43.95 | 46.8 | 2 | 0.86
2025 | MISO_W_2_PJM_ROR | MISO_W | PJM_ROR | Internal | Shoulder | B14 | 900 | 773 | 773 | 39.79 | 43.99 | 2 | 2.21
2025 | MISO_W_2_PJM_ROR | MISO_W | PJM_ROR | Internal | Shoulder | B15 | 1203 | 773 | 773 | 32.96 | 41.25 | 2 | 6.29
2025 | MISO_W_2_PJM_ROR | MISO_W | PJM_ROR | Internal | Summer | B1 | 10 | 773 | 772.99 | 70.77 | 74.6 | 2 | 1.83
2025 | MISO_W_2_PJM_ROR | MISO_W | PJM_ROR | Internal | Summer | B2 | 25 | 773 | 772.24 | 68.89 | 70.9 | 2 | 0.01
2025 | MISO_W_2_PJM_ROR | MISO_W | PJM_ROR | Internal | Summer | B3 | 75 | 773 | 0 | 67.8 | 68.43 | 2 | 0
2025 | MISO_W_2_PJM_ROR | MISO_W | PJM_ROR | Internal | Summer | B4 | 100 | 773 | 0 | 66.55 | 68.11 | 2 | 0
2025 | MISO_W_2_PJM_ROR | MISO_W | PJM_ROR | Internal | Summer | B5 | 200 | 773 | 0 | 61.1 | 62.11 | 2 | 0
2025 | MISO_W_2_PJM_ROR | MISO_W | PJM_ROR | Internal | Summer | B6 | 300 | 773 | 772.92 | 52.06 | 54.07 | 2 | 0.01
2025 | MISO_W_2_PJM_ROR | MISO_W | PJM_ROR | Internal | Summer | B7 | 400 | 773 | 772.95 | 42.44 | 44.46 | 2 | 0.01
2025 | MISO_W_2_PJM_ROR | MISO_W | PJM_ROR | Internal | Summer | B8 | 500 | 773 | 772.96 | 40.21 | 42.22 | 2 | 0.01
2025 | MISO_W_2_PJM_ROR | MISO_W | PJM_ROR | Internal | Summer | B9 | 800 | 773 | 773 | 38.08 | 40.34 | 2 | 0.26
2025 | MISO_W_2_PJM_ROR | MISO_W | PJM_ROR | Internal | Summer | B10 | 1262 | 773 | 773 | 31.78 | 37.79 | 2 | 4.01
2025 | MISO_W_2_PJM_ROR | MISO_W | PJM_ROR | Internal | Winter | B16 | 25 | 773 | 773 | 47.13 | 60.18 | 2 | 11.05
2025 | MISO_W_2_PJM_ROR | MISO_W | PJM_ROR | Internal | Winter | B17 | 100 | 773 | 773 | 40.74 | 52.89 | 2 | 10.15
2025 | MISO_W_2_PJM_ROR | MISO_W | PJM_ROR | Internal | Winter | B18 | 400 | 773 | 773 | 43.87 | 47.37 | 2 | 1.51
2025 | MISO_W_2_PJM_ROR | MISO_W | PJM_ROR | Internal | Winter | B19 | 700 | 773 | 773 | 41.37 | 45.57 | 2 | 2.2
2025 | MISO_W_2_PJM_ROR | MISO_W | PJM_ROR | Internal | Winter | B20 | 935 | 773 | 773 | 33.06 | 40.25 | 2 | 5.19
2025 | MISO_W_2_SPP_N | MISO_W | SPP_N | Internal | Shoulder | B11 | 25 | 3200 | 1348.19 | 57.93 | 64.93 | 7 | 0
2025 | MISO_W_2_SPP_N | MISO_W | SPP_N | Internal | Shoulder | B12 | 200 | 3200 | 0 | 43.96 | 46.28 | 7 | 0
2025 | MISO_W_2_SPP_N | MISO_W | SPP_N | Internal | Shoulder | B13 | 600 | 3200 | 0 | 43.95 | 45.47 | 7 | 0
2025 | MISO_W_2_SPP_N | MISO_W | SPP_N | Internal | Shoulder | B14 | 900 | 3200 | 0 | 39.79 | 45.47 | 7 | 0
2025 | MISO_W_2_SPP_N | MISO_W | SPP_N | Internal | Shoulder | B15 | 1203 | 3200 | 1519.27 | 32.96 | 39.96 | 7 | 0
2025 | MISO_W_2_SPP_N | MISO_W | SPP_N | Internal | Summer | B1 | 10 | 3200 | 0 | 70.77 | 73.59 | 7 | 0
2025 | MISO_W_2_SPP_N | MISO_W | SPP_N | Internal | Summer | B2 | 25 | 3200 | 0 | 68.89 | 73.59 | 7 | 0
2025 | MISO_W_2_SPP_N | MISO_W | SPP_N | Internal | Summer | B3 | 75 | 3200 | 0 | 67.8 | 73.59 | 7 | 0
2025 | MISO_W_2_SPP_N | MISO_W | SPP_N | Internal | Summer | B4 | 100 | 3200 | 381.83 | 66.55 | 73.55 | 7 | 0
2025 | MISO_W_2_SPP_N | MISO_W | SPP_N | Internal | Summer | B5 | 200 | 3200 | 685.26 | 61.1 | 68.1 | 7 | 0
2025 | MISO_W_2_SPP_N | MISO_W | SPP_N | Internal | Summer | B6 | 300 | 3200 | 1013.39 | 52.06 | 59.06 | 7 | 0
2025 | MISO_W_2_SPP_N | MISO_W | SPP_N | Internal | Summer | B7 | 400 | 3200 | 103.46 | 42.44 | 49.44 | 7 | 0
2025 | MISO_W_2_SPP_N | MISO_W | SPP_N | Internal | Summer | B8 | 500 | 3200 | 0 | 40.21 | 44.01 | 7 | 0
2025 | MISO_W_2_SPP_N | MISO_W | SPP_N | Internal | Summer | B9 | 800 | 3200 | 0 | 38.08 | 43.36 | 7 | 0
2025 | MISO_W_2_SPP_N | MISO_W | SPP_N | Internal | Summer | B10 | 1262 | 3200 | 1726.34 | 31.78 | 38.78 | 7 | 0
2025 | MISO_W_2_SPP_N | MISO_W | SPP_N | Internal | Winter | B16 | 25 | 3200 | 2305.6 | 47.13 | 54.13 | 7 | 0
2025 | MISO_W_2_SPP_N | MISO_W | SPP_N | Internal | Winter | B17 | 100 | 3200 | 744.04 | 40.74 | 47.74 | 7 | 0
2025 | MISO_W_2_SPP_N | MISO_W | SPP_N | Internal | Winter | B18 | 400 | 3200 | 0 | 43.87 | 47.74 | 7 | 0
2025 | MISO_W_2_SPP_N | MISO_W | SPP_N | Internal | Winter | B19 | 700 | 3200 | 0 | 41.37 | 44.46 | 7 | 0
2025 | MISO_W_2_SPP_N | MISO_W | SPP_N | Internal | Winter | B20 | 935 | 3200 | 939.8 | 33.06 | 40.06 | 7 | 0
2025 | MISO_WUMS_2_MISO_MI | MISO_WUMS | MISO_MI | Internal | Shoulder | B11 | 25 | 99 | 28.2 | 57.94 | 57.95 | 0.01 | 0
2025 | MISO_WUMS_2_MISO_MI | MISO_WUMS | MISO_MI | Internal | Shoulder | B12 | 200 | 99 | 99 | 49.77 | 50.94 | 0.01 | 1.16
2025 | MISO_WUMS_2_MISO_MI | MISO_WUMS | MISO_MI | Internal | Shoulder | B13 | 600 | 99 | 48.32 | 44.8 | 44.82 | 0.01 | 0
2025 | MISO_WUMS_2_MISO_MI | MISO_WUMS | MISO_MI | Internal | Shoulder | B14 | 900 | 99 | 99 | 41.69 | 42.82 | 0.01 | 1.12
2025 | MISO_WUMS_2_MISO_MI | MISO_WUMS | MISO_MI | Internal | Shoulder | B15 | 1203 | 99 | 99 | 41 | 41.46 | 0.01 | 0.45
2025 | MISO_WUMS_2_MISO_MI | MISO_WUMS | MISO_MI | Internal | Summer | B1 | 10 | 99 | 98.99 | 70.76 | 72.6 | 0.01 | 1.83
2025 | MISO_WUMS_2_MISO_MI | MISO_WUMS | MISO_MI | Internal | Summer | B2 | 25 | 99 | 99 | 68.9 | 70.9 | 0.01 | 1.99
2025 | MISO_WUMS_2_MISO_MI | MISO_WUMS | MISO_MI | Internal | Summer | B3 | 75 | 99 | 98.99 | 66.56 | 67.17 | 0.01 | 0.6
2025 | MISO_WUMS_2_MISO_MI | MISO_WUMS | MISO_MI | Internal | Summer | B4 | 100 | 99 | 0 | 66.56 | 66.11 | 0.01 | 0
2025 | MISO_WUMS_2_MISO_MI | MISO_WUMS | MISO_MI | Internal | Summer | B5 | 200 | 99 | 0.09 | 61.11 | 61.11 | 0.01 | 0
2025 | MISO_WUMS_2_MISO_MI | MISO_WUMS | MISO_MI | Internal | Summer | B6 | 300 | 99 | 0.07 | 52.07 | 52.07 | 0.01 | 0
2025 | MISO_WUMS_2_MISO_MI | MISO_WUMS | MISO_MI | Internal | Summer | B7 | 400 | 99 | 99 | 42.46 | 43.22 | 0.01 | 0.75
2025 | MISO_WUMS_2_MISO_MI | MISO_WUMS | MISO_MI | Internal | Summer | B8 | 500 | 99 | 99 | 40.22 | 40.92 | 0.01 | 0.69
2025 | MISO_WUMS_2_MISO_MI | MISO_WUMS | MISO_MI | Internal | Summer | B9 | 800 | 99 | 99 | 40.11 | 40.53 | 0.01 | 0.41
2025 | MISO_WUMS_2_MISO_MI | MISO_WUMS | MISO_MI | Internal | Summer | B10 | 1262 | 99 | 99 | 37.15 | 37.27 | 0.01 | 0.11
2025 | MISO_WUMS_2_MISO_MI | MISO_WUMS | MISO_MI | Internal | Winter | B16 | 25 | 99 | 99 | 58.18 | 62.17 | 0.01 | 3.98
2025 | MISO_WUMS_2_MISO_MI | MISO_WUMS | MISO_MI | Internal | Winter | B17 | 100 | 99 | 99 | 50.89 | 53.71 | 0.01 | 2.8
2025 | MISO_WUMS_2_MISO_MI | MISO_WUMS | MISO_MI | Internal | Winter | B18 | 400 | 99 | 99 | 45.37 | 46.26 | 0.01 | 0.87
2025 | MISO_WUMS_2_MISO_MI | MISO_WUMS | MISO_MI | Internal | Winter | B19 | 700 | 99 | 99 | 43.57 | 44.69 | 0.01 | 1.11
2025 | MISO_WUMS_2_MISO_MI | MISO_WUMS | MISO_MI | Internal | Winter | B20 | 935 | 99 | 0 | 39.7 | 39.5 | 0.01 | 0
2025 | MISO_WUMS_2_MISO_W | MISO_WUMS | MISO_W | Internal | Shoulder | B11 | 25 | 1137 | 0.38 | 57.94 | 57.93 | 0.01 | 0
2025 | MISO_WUMS_2_MISO_W | MISO_WUMS | MISO_W | Internal | Shoulder | B12 | 200 | 1137 | 0 | 49.77 | 43.96 | 0.01 | 0
2025 | MISO_WUMS_2_MISO_W | MISO_WUMS | MISO_W | Internal | Shoulder | B13 | 600 | 1137 | 0 | 44.8 | 43.95 | 0.01 | 0
2025 | MISO_WUMS_2_MISO_W | MISO_WUMS | MISO_W | Internal | Shoulder | B14 | 900 | 1137 | 0 | 41.69 | 39.79 | 0.01 | 0
2025 | MISO_WUMS_2_MISO_W | MISO_WUMS | MISO_W | Internal | Shoulder | B15 | 1203 | 1137 | 0 | 41 | 32.96 | 0.01 | 0
2025 | MISO_WUMS_2_MISO_W | MISO_WUMS | MISO_W | Internal | Summer | B1 | 10 | 1137 | 961.37 | 70.76 | 70.77 | 0.01 | 0
2025 | MISO_WUMS_2_MISO_W | MISO_WUMS | MISO_W | Internal | Summer | B2 | 25 | 1137 | 0.4 | 68.9 | 68.89 | 0.01 | 0
2025 | MISO_WUMS_2_MISO_W | MISO_WUMS | MISO_W | Internal | Summer | B3 | 75 | 1137 | 1137 | 66.56 | 67.8 | 0.01 | 1.22
2025 | MISO_WUMS_2_MISO_W | MISO_WUMS | MISO_W | Internal | Summer | B4 | 100 | 1137 | 0.1 | 66.56 | 66.55 | 0.01 | 0
2025 | MISO_WUMS_2_MISO_W | MISO_WUMS | MISO_W | Internal | Summer | B5 | 200 | 1137 | 0.05 | 61.11 | 61.1 | 0.01 | 0
2025 | MISO_WUMS_2_MISO_W | MISO_WUMS | MISO_W | Internal | Summer | B6 | 300 | 1137 | 0.03 | 52.07 | 52.06 | 0.01 | 0
2025 | MISO_WUMS_2_MISO_W | MISO_WUMS | MISO_W | Internal | Summer | B7 | 400 | 1137 | 0.02 | 42.46 | 42.44 | 0.01 | 0
2025 | MISO_WUMS_2_MISO_W | MISO_WUMS | MISO_W | Internal | Summer | B8 | 500 | 1137 | 0.02 | 40.22 | 40.21 | 0.01 | 0
2025 | MISO_WUMS_2_MISO_W | MISO_WUMS | MISO_W | Internal | Summer | B9 | 800 | 1137 | 0 | 40.11 | 38.08 | 0.01 | 0
2025 | MISO_WUMS_2_MISO_W | MISO_WUMS | MISO_W | Internal | Summer | B10 | 1262 | 1137 | 0 | 37.15 | 31.78 | 0.01 | 0
2025 | MISO_WUMS_2_MISO_W | MISO_WUMS | MISO_W | Internal | Winter | B16 | 25 | 1137 | 0 | 58.18 | 47.13 | 0.01 | 0
2025 | MISO_WUMS_2_MISO_W | MISO_WUMS | MISO_W | Internal | Winter | B17 | 100 | 1137 | 0 | 50.89 | 40.74 | 0.01 | 0
2025 | MISO_WUMS_2_MISO_W | MISO_WUMS | MISO_W | Internal | Winter | B18 | 400 | 1137 | 0 | 45.37 | 43.87 | 0.01 | 0
2025 | MISO_WUMS_2_MISO_W | MISO_WUMS | MISO_W | Internal | Winter | B19 | 700 | 1137 | 0 | 43.57 | 41.37 | 0.01 | 0
2025 | MISO_WUMS_2_MISO_W | MISO_WUMS | MISO_W | Internal | Winter | B20 | 935 | 1137 | 0 | 39.7 | 33.06 | 0.01 | 0
2025 | MISO_WUMS_2_PJM_ROR | MISO_WUMS | PJM_ROR | Internal | Shoulder | B11 | 25 | 1600 | 0.11 | 57.94 | 59.87 | 2 | 0
2025 | MISO_WUMS_2_PJM_ROR | MISO_WUMS | PJM_ROR | Internal | Shoulder | B12 | 200 | 1600 | 1253.53 | 49.77 | 51.77 | 2 | 0
2025 | MISO_WUMS_2_PJM_ROR | MISO_WUMS | PJM_ROR | Internal | Shoulder | B13 | 600 | 1600 | 1283.03 | 44.8 | 46.8 | 2 | 0
2025 | MISO_WUMS_2_PJM_ROR | MISO_WUMS | PJM_ROR | Internal | Shoulder | B14 | 900 | 1600 | 1600 | 41.69 | 43.99 | 2 | 0.3
2025 | MISO_WUMS_2_PJM_ROR | MISO_WUMS | PJM_ROR | Internal | Shoulder | B15 | 1203 | 1600 | 0 | 41 | 41.25 | 2 | 0
2025 | MISO_WUMS_2_PJM_ROR | MISO_WUMS | PJM_ROR | Internal | Summer | B1 | 10 | 1600 | 1599.99 | 70.76 | 74.6 | 2 | 1.84
2025 | MISO_WUMS_2_PJM_ROR | MISO_WUMS | PJM_ROR | Internal | Summer | B2 | 25 | 1600 | 1334.5 | 68.9 | 70.9 | 2 | 0
2025 | MISO_WUMS_2_PJM_ROR | MISO_WUMS | PJM_ROR | Internal | Summer | B3 | 75 | 1600 | 0.02 | 66.56 | 68.43 | 2 | 0
2025 | MISO_WUMS_2_PJM_ROR | MISO_WUMS | PJM_ROR | Internal | Summer | B4 | 100 | 1600 | 0 | 66.56 | 68.11 | 2 | 0
2025 | MISO_WUMS_2_PJM_ROR | MISO_WUMS | PJM_ROR | Internal | Summer | B5 | 200 | 1600 | 0 | 61.11 | 62.11 | 2 | 0
2025 | MISO_WUMS_2_PJM_ROR | MISO_WUMS | PJM_ROR | Internal | Summer | B6 | 300 | 1600 | 269.26 | 52.07 | 54.07 | 2 | 0
2025 | MISO_WUMS_2_PJM_ROR | MISO_WUMS | PJM_ROR | Internal | Summer | B7 | 400 | 1600 | 1444.01 | 42.46 | 44.46 | 2 | 0
2025 | MISO_WUMS_2_PJM_ROR | MISO_WUMS | PJM_ROR | Internal | Summer | B8 | 500 | 1600 | 1008.27 | 40.22 | 42.22 | 2 | 0
2025 | MISO_WUMS_2_PJM_ROR | MISO_WUMS | PJM_ROR | Internal | Summer | B9 | 800 | 1600 | 0 | 40.11 | 40.34 | 2 | 0
2025 | MISO_WUMS_2_PJM_ROR | MISO_WUMS | PJM_ROR | Internal | Summer | B10 | 1262 | 1600 | 0 | 37.15 | 37.79 | 2 | 0
2025 | MISO_WUMS_2_PJM_ROR | MISO_WUMS | PJM_ROR | Internal | Winter | B16 | 25 | 1600 | 913.52 | 58.18 | 60.18 | 2 | 0
2025 | MISO_WUMS_2_PJM_ROR | MISO_WUMS | PJM_ROR | Internal | Winter | B17 | 100 | 1600 | 1268.77 | 50.89 | 52.89 | 2 | 0
2025 | MISO_WUMS_2_PJM_ROR | MISO_WUMS | PJM_ROR | Internal | Winter | B18 | 400 | 1600 | 1364.91 | 45.37 | 47.37 | 2 | 0
2025 | MISO_WUMS_2_PJM_ROR | MISO_WUMS | PJM_ROR | Internal | Winter | B19 | 700 | 1600 | 33.13 | 43.57 | 45.57 | 2 | 0
2025 | MISO_WUMS_2_PJM_ROR | MISO_WUMS | PJM_ROR | Internal | Winter | B20 | 935 | 1600 | 0 | 39.7 | 40.25 | 2 | 0
2025 | NE_2_MAPP_US | NE | MAPP_US | Internal | Shoulder | B11 | 25 | 1600 | 0 | 61.46 | 54.46 | 5 | 0
2025 | NE_2_MAPP_US | NE | MAPP_US | Internal | Shoulder | B12 | 200 | 1600 | 0 | 46.27 | 39.27 | 5 | 0
2025 | NE_2_MAPP_US | NE | MAPP_US | Internal | Shoulder | B13 | 600 | 1600 | 0 | 45.46 | 38.46 | 5 | 0
2025 | NE_2_MAPP_US | NE | MAPP_US | Internal | Shoulder | B14 | 900 | 1600 | 0 | 45.46 | 38.46 | 5 | 0
2025 | NE_2_MAPP_US | NE | MAPP_US | Internal | Shoulder | B15 | 1203 | 1600 | 0 | 39.95 | 35.24 | 5 | 0
2025 | NE_2_MAPP_US | NE | MAPP_US | Internal | Summer | B1 | 10 | 1600 | 0 | 72.42 | 65.42 | 5 | 0
2025 | NE_2_MAPP_US | NE | MAPP_US | Internal | Summer | B2 | 25 | 1600 | 0 | 72.42 | 65.42 | 5 | 0
2025 | NE_2_MAPP_US | NE | MAPP_US | Internal | Summer | B3 | 75 | 1600 | 0 | 72.42 | 65.42 | 5 | 0
2025 | NE_2_MAPP_US | NE | MAPP_US | Internal | Summer | B4 | 100 | 1600 | 0 | 70.98 | 63.98 | 5 | 0
2025 | NE_2_MAPP_US | NE | MAPP_US | Internal | Summer | B5 | 200 | 1600 | 0 | 68.09 | 61.09 | 5 | 0
2025 | NE_2_MAPP_US | NE | MAPP_US | Internal | Summer | B6 | 300 | 1600 | 0 | 59.04 | 52.04 | 5 | 0
2025 | NE_2_MAPP_US | NE | MAPP_US | Internal | Summer | B7 | 400 | 1600 | 0 | 49.14 | 42.14 | 5 | 0
2025 | NE_2_MAPP_US | NE | MAPP_US | Internal | Summer | B8 | 500 | 1600 | 0 | 40.22 | 33.22 | 5 | 0
2025 | NE_2_MAPP_US | NE | MAPP_US | Internal | Summer | B9 | 800 | 1600 | 0 | 40.22 | 33.22 | 5 | 0
2025 | NE_2_MAPP_US | NE | MAPP_US | Internal | Summer | B10 | 1262 | 1600 | 0 | 35.21 | 28.21 | 5 | 0
2025 | NE_2_MAPP_US | NE | MAPP_US | Internal | Winter | B16 | 25 | 1600 | 0 | 51.57 | 44.57 | 5 | 0
2025 | NE_2_MAPP_US | NE | MAPP_US | Internal | Winter | B17 | 100 | 1600 | 0 | 47.73 | 40.73 | 5 | 0
2025 | NE_2_MAPP_US | NE | MAPP_US | Internal | Winter | B18 | 400 | 1600 | 0 | 47.73 | 40.73 | 5 | 0
2025 | NE_2_MAPP_US | NE | MAPP_US | Internal | Winter | B19 | 700 | 1600 | 0 | 44.45 | 40.73 | 5 | 0
2025 | NE_2_MAPP_US | NE | MAPP_US | Internal | Winter | B20 | 935 | 1600 | 0 | 40.05 | 33.05 | 5 | 0
2025 | NE_2_MISO_W | NE | MISO_W | Internal | Shoulder | B11 | 25 | 1600 | 0 | 61.46 | 57.93 | 5 | 0
2025 | NE_2_MISO_W | NE | MISO_W | Internal | Shoulder | B12 | 200 | 1600 | 0 | 46.27 | 43.96 | 5 | 0
2025 | NE_2_MISO_W | NE | MISO_W | Internal | Shoulder | B13 | 600 | 1600 | 0 | 45.46 | 43.95 | 5 | 0
2025 | NE_2_MISO_W | NE | MISO_W | Internal | Shoulder | B14 | 900 | 1600 | 0 | 45.46 | 39.79 | 5 | 0
2025 | NE_2_MISO_W | NE | MISO_W | Internal | Shoulder | B15 | 1203 | 1600 | 0 | 39.95 | 32.96 | 5 | 0
2025 | NE_2_MISO_W | NE | MISO_W | Internal | Summer | B1 | 10 | 1600 | 0 | 72.42 | 70.77 | 5 | 0
2025 | NE_2_MISO_W | NE | MISO_W | Internal | Summer | B2 | 25 | 1600 | 0 | 72.42 | 68.89 | 5 | 0
2025 | NE_2_MISO_W | NE | MISO_W | Internal | Summer | B3 | 75 | 1600 | 0 | 72.42 | 67.8 | 5 | 0
2025 | NE_2_MISO_W | NE | MISO_W | Internal | Summer | B4 | 100 | 1600 | 0 | 70.98 | 66.55 | 5 | 0
2025 | NE_2_MISO_W | NE | MISO_W | Internal | Summer | B5 | 200 | 1600 | 0 | 68.09 | 61.1 | 5 | 0
2025 | NE_2_MISO_W | NE | MISO_W | Internal | Summer | B6 | 300 | 1600 | 0 | 59.04 | 52.06 | 5 | 0
2025 | NE_2_MISO_W | NE | MISO_W | Internal | Summer | B7 | 400 | 1600 | 0 | 49.14 | 42.44 | 5 | 0
2025 | NE_2_MISO_W | NE | MISO_W | Internal | Summer | B8 | 500 | 1600 | 0 | 40.22 | 40.21 | 5 | 0
2025 | NE_2_MISO_W | NE | MISO_W | Internal | Summer | B9 | 800 | 1600 | 0 | 40.22 | 38.08 | 5 | 0
2025 | NE_2_MISO_W | NE | MISO_W | Internal | Summer | B10 | 1262 | 1600 | 0 | 35.21 | 31.78 | 5 | 0
2025 | NE_2_MISO_W | NE | MISO_W | Internal | Winter | B16 | 25 | 1600 | 0 | 51.57 | 47.13 | 5 | 0
2025 | NE_2_MISO_W | NE | MISO_W | Internal | Winter | B17 | 100 | 1600 | 0 | 47.73 | 40.74 | 5 | 0
2025 | NE_2_MISO_W | NE | MISO_W | Internal | Winter | B18 | 400 | 1600 | 0 | 47.73 | 43.87 | 5 | 0
2025 | NE_2_MISO_W | NE | MISO_W | Internal | Winter | B19 | 700 | 1600 | 0 | 44.45 | 41.37 | 5 | 0
2025 | NE_2_MISO_W | NE | MISO_W | Internal | Winter | B20 | 935 | 1600 | 0 | 40.05 | 33.06 | 5 | 0
2025 | NE_2_SPP_N | NE | SPP_N | Internal | Shoulder | B11 | 25 | 1800 | 1800 | 61.46 | 64.93 | 0.01 | 3.45
2025 | NE_2_SPP_N | NE | SPP_N | Internal | Shoulder | B12 | 200 | 1800 | 1224 | 46.27 | 46.28 | 0.01 | 0
2025 | NE_2_SPP_N | NE | SPP_N | Internal | Shoulder | B13 | 600 | 1800 | 1463.28 | 45.46 | 45.47 | 0.01 | 0
2025 | NE_2_SPP_N | NE | SPP_N | Internal | Shoulder | B14 | 900 | 1800 | 714.29 | 45.46 | 45.47 | 0.01 | 0
2025 | NE_2_SPP_N | NE | SPP_N | Internal | Shoulder | B15 | 1203 | 1800 | 1057.59 | 39.95 | 39.96 | 0.01 | 0
2025 | NE_2_SPP_N | NE | SPP_N | Internal | Summer | B1 | 10 | 1800 | 1799.98 | 72.42 | 73.59 | 0.01 | 1.17
2025 | NE_2_SPP_N | NE | SPP_N | Internal | Summer | B2 | 25 | 1800 | 1799.99 | 72.42 | 73.59 | 0.01 | 1.17
2025 | NE_2_SPP_N | NE | SPP_N | Internal | Summer | B3 | 75 | 1800 | 1800 | 72.42 | 73.59 | 0.01 | 1.17
2025 | NE_2_SPP_N | NE | SPP_N | Internal | Summer | B4 | 100 | 1800 | 1800 | 70.98 | 73.55 | 0.01 | 2.56
2025 | NE_2_SPP_N | NE | SPP_N | Internal | Summer | B5 | 200 | 1800 | 1717.6 | 68.09 | 68.1 | 0.01 | 0
2025 | NE_2_SPP_N | NE | SPP_N | Internal | Summer | B6 | 300 | 1800 | 1706.11 | 59.04 | 59.06 | 0.01 | 0
2025 | NE_2_SPP_N | NE | SPP_N | Internal | Summer | B7 | 400 | 1800 | 1800 | 49.14 | 49.44 | 0.01 | 0.3
2025 | NE_2_SPP_N | NE | SPP_N | Internal | Summer | B8 | 500 | 1800 | 1800 | 40.22 | 44.01 | 0.01 | 3.78
2025 | NE_2_SPP_N | NE | SPP_N | Internal | Summer | B9 | 800 | 1800 | 1800 | 40.22 | 43.36 | 0.01 | 3.13
2025 | NE_2_SPP_N | NE | SPP_N | Internal | Summer | B10 | 1262 | 1800 | 1800 | 35.21 | 38.78 | 0.01 | 3.56
2025 | NE_2_SPP_N | NE | SPP_N | Internal | Winter | B16 | 25 | 1800 | 1800 | 51.57 | 54.13 | 0.01 | 2.55
2025 | NE_2_SPP_N | NE | SPP_N | Internal | Winter | B17 | 100 | 1800 | 1272.13 | 47.73 | 47.74 | 0.01 | 0
2025 | NE_2_SPP_N | NE | SPP_N | Internal | Winter | B18 | 400 | 1800 | 1564.47 | 47.73 | 47.74 | 0.01 | 0
2025 | NE_2_SPP_N | NE | SPP_N | Internal | Winter | B19 | 700 | 1800 | 615.06 | 44.45 | 44.46 | 0.01 | 0
2025 | NE_2_SPP_N | NE | SPP_N | Internal | Winter | B20 | 935 | 1800 | 1502.27 | 40.05 | 40.06 | 0.01 | 0
2025 | NEISO_2_NYISO_A-F | NEISO | NYISO_A-F | Internal | Shoulder | B11 | 25 | 600 | 77.76 | 40.76 | 43.76 | 3 | 0
2025 | NEISO_2_NYISO_A-F | NEISO | NYISO_A-F | Internal | Shoulder | B12 | 200 | 600 | 143.84 | 40.76 | 43.76 | 3 | 0
2025 | NEISO_2_NYISO_A-F | NEISO | NYISO_A-F | Internal | Shoulder | B13 | 600 | 600 | 0 | 40.76 | 43.47 | 3 | 0
2025 | NEISO_2_NYISO_A-F | NEISO | NYISO_A-F | Internal | Shoulder | B14 | 900 | 600 | 0 | 40.76 | 42.82 | 3 | 0
2025 | NEISO_2_NYISO_A-F | NEISO | NYISO_A-F | Internal | Shoulder | B15 | 1203 | 600 | 0 | 40.76 | 42.82 | 3 | 0
2025 | NEISO_2_NYISO_A-F | NEISO | NYISO_A-F | Internal | Summer | B1 | 10 | 600 | 0 | 77.62 | 72.6 | 3 | 0
2025 | NEISO_2_NYISO_A-F | NEISO | NYISO_A-F | Internal | Summer | B2 | 25 | 600 | 0 | 73.9 | 70.9 | 3 | 0
2025 | NEISO_2_NYISO_A-F | NEISO | NYISO_A-F | Internal | Summer | B3 | 75 | 600 | 237.83 | 53.64 | 56.64 | 3 | 0
2025 | NEISO_2_NYISO_A-F | NEISO | NYISO_A-F | Internal | Summer | B4 | 100 | 600 | 600 | 43.66 | 50.12 | 3 | 3.46
2025 | NEISO_2_NYISO_A-F | NEISO | NYISO_A-F | Internal | Summer | B5 | 200 | 600 | 600 | 37.7 | 48.41 | 3 | 7.71
2025 | NEISO_2_NYISO_A-F | NEISO | NYISO_A-F | Internal | Summer | B6 | 300 | 600 | 600 | 37.7 | 47.44 | 3 | 6.74
2025 | NEISO_2_NYISO_A-F | NEISO | NYISO_A-F | Internal | Summer | B7 | 400 | 600 | 600 | 37.7 | 43.22 | 3 | 2.52
2025 | NEISO_2_NYISO_A-F | NEISO | NYISO_A-F | Internal | Summer | B8 | 500 | 600 | 600 | 37.7 | 42.19 | 3 | 1.49
2025 | NEISO_2_NYISO_A-F | NEISO | NYISO_A-F | Internal | Summer | B9 | 800 | 600 | 434.46 | 37.7 | 40.7 | 3 | 0
2025 | NEISO_2_NYISO_A-F | NEISO | NYISO_A-F | Internal | Summer | B10 | 1262 | 600 | 415.62 | 37.7 | 40.7 | 3 | 0
2025 | NEISO_2_NYISO_A-F | NEISO | NYISO_A-F | Internal | Winter | B16 | 25 | 600 | 0 | 50.21 | 50.39 | 3 | 0
2025 | NEISO_2_NYISO_A-F | NEISO | NYISO_A-F | Internal | Winter | B17 | 100 | 600 | 0 | 50.21 | 47.73 | 3 | 0
2025 | NEISO_2_NYISO_A-F | NEISO | NYISO_A-F | Internal | Winter | B18 | 400 | 600 | 0 | 50.21 | 46.26 | 3 | 0
2025 | NEISO_2_NYISO_A-F | NEISO | NYISO_A-F | Internal | Winter | B19 | 700 | 600 | 0 | 50.21 | 46.26 | 3 | 0
2025 | NEISO_2_NYISO_A-F | NEISO | NYISO_A-F | Internal | Winter | B20 | 935 | 600 | 0 | 50.21 | 46.26 | 3 | 0
2025 | NEISO_2_NYISO_G-I | NEISO | NYISO_G-I | Internal | Shoulder | B11 | 25 | 600 | 600 | 40.76 | 58.18 | 3 | 14.42
2025 | NEISO_2_NYISO_G-I | NEISO | NYISO_G-I | Internal | Shoulder | B12 | 200 | 600 | 600 | 40.76 | 45.85 | 3 | 2.09
2025 | NEISO_2_NYISO_G-I | NEISO | NYISO_G-I | Internal | Shoulder | B13 | 600 | 600 | 153.24 | 40.76 | 43.76 | 3 | 0
2025 | NEISO_2_NYISO_G-I | NEISO | NYISO_G-I | Internal | Shoulder | B14 | 900 | 600 | 0 | 40.76 | 43.72 | 3 | 0
2025 | NEISO_2_NYISO_G-I | NEISO | NYISO_G-I | Internal | Shoulder | B15 | 1203 | 600 | 0 | 40.76 | 42.83 | 3 | 0
2025 | NEISO_2_NYISO_G-I | NEISO | NYISO_G-I | Internal | Summer | B1 | 10 | 600 | 451.01 | 77.62 | 80.62 | 3 | 0
2025 | NEISO_2_NYISO_G-I | NEISO | NYISO_G-I | Internal | Summer | B2 | 25 | 600 | 585.46 | 73.9 | 76.9 | 3 | 0
2025 | NEISO_2_NYISO_G-I | NEISO | NYISO_G-I | Internal | Summer | B3 | 75 | 600 | 600 | 53.64 | 60.4 | 3 | 3.76
2025 | NEISO_2_NYISO_G-I | NEISO | NYISO_G-I | Internal | Summer | B4 | 100 | 600 | 600 | 43.66 | 57.47 | 3 | 10.81
2025 | NEISO_2_NYISO_G-I | NEISO | NYISO_G-I | Internal | Summer | B5 | 200 | 600 | 600 | 37.7 | 53.69 | 3 | 12.99
2025 | NEISO_2_NYISO_G-I | NEISO | NYISO_G-I | Internal | Summer | B6 | 300 | 600 | 600 | 37.7 | 53.69 | 3 | 12.99
2025 | NEISO_2_NYISO_G-I | NEISO | NYISO_G-I | Internal | Summer | B7 | 400 | 600 | 600 | 37.7 | 52.59 | 3 | 11.88
2025 | NEISO_2_NYISO_G-I | NEISO | NYISO_G-I | Internal | Summer | B8 | 500 | 600 | 600 | 37.7 | 42.21 | 3 | 1.5
2025 | NEISO_2_NYISO_G-I | NEISO | NYISO_G-I | Internal | Summer | B9 | 800 | 600 | 599.98 | 37.7 | 40.71 | 3 | 0.01
2025 | NEISO_2_NYISO_G-I | NEISO | NYISO_G-I | Internal | Summer | B10 | 1262 | 600 | 599.98 | 37.7 | 40.71 | 3 | 0.01
2025 | NEISO_2_NYISO_G-I | NEISO | NYISO_G-I | Internal | Winter | B16 | 25 | 600 | 600 | 50.21 | 66.21 | 3 | 12.99
2025 | NEISO_2_NYISO_G-I | NEISO | NYISO_G-I | Internal | Winter | B17 | 100 | 600 | 600 | 50.21 | 58.9 | 3 | 5.69
2025 | NEISO_2_NYISO_G-I | NEISO | NYISO_G-I | Internal | Winter | B18 | 400 | 600 | 600 | 50.21 | 55.55 | 3 | 2.34
2025 | NEISO_2_NYISO_G-I | NEISO | NYISO_G-I | Internal | Winter | B19 | 700 | 600 | 336.21 | 50.21 | 53.21 | 3 | 0
2025 | NEISO_2_NYISO_G-I | NEISO | NYISO_G-I | Internal | Winter | B20 | 935 | 600 | 0 | 50.21 | 49.71 | 3 | 0
2025 | NEISO_2_NYISO_J-K | NEISO | NYISO_J-K | Internal | Shoulder | B11 | 25 | 430 | 430 | 40.76 | 58.19 | 3 | 14.43
2025 | NEISO_2_NYISO_J-K | NEISO | NYISO_J-K | Internal | Shoulder | B12 | 200 | 430 | 430 | 40.76 | 45.86 | 3 | 2.1
2025 | NEISO_2_NYISO_J-K | NEISO | NYISO_J-K | Internal | Shoulder | B13 | 600 | 430 | 429.97 | 40.76 | 43.77 | 3 | 0.01
2025 | NEISO_2_NYISO_J-K | NEISO | NYISO_J-K | Internal | Shoulder | B14 | 900 | 430 | 0 | 40.76 | 43.73 | 3 | 0
2025 | NEISO_2_NYISO_J-K | NEISO | NYISO_J-K | Internal | Shoulder | B15 | 1203 | 430 | 0 | 40.76 | 42.84 | 3 | 0
2025 | NEISO_2_NYISO_J-K | NEISO | NYISO_J-K | Internal | Summer | B1 | 10 | 430 | 428.42 | 77.62 | 80.64 | 3 | 0.01
2025 | NEISO_2_NYISO_J-K | NEISO | NYISO_J-K | Internal | Summer | B2 | 25 | 430 | 429.35 | 73.9 | 76.91 | 3 | 0.01
2025 | NEISO_2_NYISO_J-K | NEISO | NYISO_J-K | Internal | Summer | B3 | 75 | 430 | 430 | 53.64 | 60.42 | 3 | 3.77
2025 | NEISO_2_NYISO_J-K | NEISO | NYISO_J-K | Internal | Summer | B4 | 100 | 430 | 430 | 43.66 | 57.48 | 3 | 10.82
2025 | NEISO_2_NYISO_J-K | NEISO | NYISO_J-K | Internal | Summer | B5 | 200 | 430 | 430 | 37.7 | 53.7 | 3 | 13
2025 | NEISO_2_NYISO_J-K | NEISO | NYISO_J-K | Internal | Summer | B6 | 300 | 430 | 430 | 37.7 | 53.7 | 3 | 13
2025 | NEISO_2_NYISO_J-K | NEISO | NYISO_J-K | Internal | Summer | B7 | 400 | 430 | 430 | 37.7 | 52.6 | 3 | 11.9
2025 | NEISO_2_NYISO_J-K | NEISO | NYISO_J-K | Internal | Summer | B8 | 500 | 430 | 430 | 37.7 | 42.22 | 3 | 1.52
2025 | NEISO_2_NYISO_J-K | NEISO | NYISO_J-K | Internal | Summer | B9 | 800 | 430 | 429.99 | 37.7 | 40.72 | 3 | 0.02
2025 | NEISO_2_NYISO_J-K | NEISO | NYISO_J-K | Internal | Summer | B10 | 1262 | 430 | 429.99 | 37.7 | 40.72 | 3 | 0.02
2025 | NEISO_2_NYISO_J-K | NEISO | NYISO_J-K | Internal | Winter | B16 | 25 | 430 | 430 | 50.21 | 66.22 | 3 | 13
2025 | NEISO_2_NYISO_J-K | NEISO | NYISO_J-K | Internal | Winter | B17 | 100 | 430 | 430 | 50.21 | 58.91 | 3 | 5.7
2025 | NEISO_2_NYISO_J-K | NEISO | NYISO_J-K | Internal | Winter | B18 | 400 | 430 | 430 | 50.21 | 55.56 | 3 | 2.35
2025 | NEISO_2_NYISO_J-K | NEISO | NYISO_J-K | Internal | Winter | B19 | 700 | 430 | 429.97 | 50.21 | 53.23 | 3 | 0.01
2025 | NEISO_2_NYISO_J-K | NEISO | NYISO_J-K | Internal | Winter | B20 | 935 | 430 | 0 | 50.21 | 49.72 | 3 | 0
2025 | NonRTO_Midwest_2_MISO_IN | NonRTO_Midwest | MISO_IN | Internal | Shoulder | B11 | 25 | 4450 | 0 | 66.1 | 58.1 | 8 | 0
2025 | NonRTO_Midwest_2_MISO_IN | NonRTO_Midwest | MISO_IN | Internal | Shoulder | B12 | 200 | 4450 | 0 | 58.93 | 50.93 | 8 | 0
2025 | NonRTO_Midwest_2_MISO_IN | NonRTO_Midwest | MISO_IN | Internal | Shoulder | B13 | 600 | 4450 | 0 | 52.8 | 44.8 | 8 | 0
2025 | NonRTO_Midwest_2_MISO_IN | NonRTO_Midwest | MISO_IN | Internal | Shoulder | B14 | 900 | 4450 | 0 | 44.24 | 42.81 | 8 | 0
2025 | NonRTO_Midwest_2_MISO_IN | NonRTO_Midwest | MISO_IN | Internal | Shoulder | B15 | 1203 | 4450 | 0 | 38.48 | 41.45 | 8 | 0
2025 | NonRTO_Midwest_2_MISO_IN | NonRTO_Midwest | MISO_IN | Internal | Summer | B1 | 10 | 4450 | 0 | 75.82 | 72.61 | 8 | 0
2025 | NonRTO_Midwest_2_MISO_IN | NonRTO_Midwest | MISO_IN | Internal | Summer | B2 | 25 | 4450 | 0 | 75.82 | 70.91 | 8 | 0
2025 | NonRTO_Midwest_2_MISO_IN | NonRTO_Midwest | MISO_IN | Internal | Summer | B3 | 75 | 4450 | 0 | 75.82 | 67.82 | 8 | 0
2025 | NonRTO_Midwest_2_MISO_IN | NonRTO_Midwest | MISO_IN | Internal | Summer | B4 | 100 | 4450 | 0 | 74.58 | 66.58 | 8 | 0
2025 | NonRTO_Midwest_2_MISO_IN | NonRTO_Midwest | MISO_IN | Internal | Summer | B5 | 200 | 4450 | 0 | 69.12 | 61.12 | 8 | 0
2025 | NonRTO_Midwest_2_MISO_IN | NonRTO_Midwest | MISO_IN | Internal | Summer | B6 | 300 | 4450 | 0 | 60.08 | 52.08 | 8 | 0
2025 | NonRTO_Midwest_2_MISO_IN | NonRTO_Midwest | MISO_IN | Internal | Summer | B7 | 400 | 4450 | 0 | 48.66 | 43.21 | 8 | 0
2025 | NonRTO_Midwest_2_MISO_IN | NonRTO_Midwest | MISO_IN | Internal | Summer | B8 | 500 | 4450 | 0 | 43.77 | 40.91 | 8 | 0
2025 | NonRTO_Midwest_2_MISO_IN | NonRTO_Midwest | MISO_IN | Internal | Summer | B9 | 800 | 4450 | 0 | 38.39 | 40.52 | 8 | 0
2025 | NonRTO_Midwest_2_MISO_IN | NonRTO_Midwest | MISO_IN | Internal | Summer | B10 | 1262 | 4450 | 0 | 35.56 | 37.26 | 8 | 0
2025 | NonRTO_Midwest_2_MISO_IN | NonRTO_Midwest | MISO_IN | Internal | Winter | B16 | 25 | 4450 | 0 | 70.18 | 62.18 | 8 | 0
2025 | NonRTO_Midwest_2_MISO_IN | NonRTO_Midwest | MISO_IN | Internal | Winter | B17 | 100 | 4450 | 0 | 61.72 | 53.72 | 8 | 0
2025 | NonRTO_Midwest_2_MISO_IN | NonRTO_Midwest | MISO_IN | Internal | Winter | B18 | 400 | 4450 | 0 | 54.25 | 46.25 | 8 | 0
2025 | NonRTO_Midwest_2_MISO_IN | NonRTO_Midwest | MISO_IN | Internal | Winter | B19 | 700 | 4450 | 0 | 44.89 | 44.68 | 8 | 0
2025 | NonRTO_Midwest_2_MISO_IN | NonRTO_Midwest | MISO_IN | Internal | Winter | B20 | 935 | 4450 | 0 | 38.25 | 39.49 | 8 | 0
2025 | NonRTO_Midwest_2_TVA_Transmission | NonRTO_Midwest | TVA_Transmission | Internal | Shoulder | B11 | 25 | 2400 | 0 | 66.1 | 65.72 | 8 | 0
2025 | NonRTO_Midwest_2_TVA_Transmission | NonRTO_Midwest | TVA_Transmission | Internal | Shoulder | B12 | 200 | 2400 | 0 | 58.93 | 51.07 | 8 | 0
2025 | NonRTO_Midwest_2_TVA_Transmission | NonRTO_Midwest | TVA_Transmission | Internal | Shoulder | B13 | 600 | 2400 | 0 | 52.8 | 48.87 | 8 | 0
2025 | NonRTO_Midwest_2_TVA_Transmission | NonRTO_Midwest | TVA_Transmission | Internal | Shoulder | B14 | 900 | 2400 | 0 | 44.24 | 47.48 | 8 | 0
2025 | NonRTO_Midwest_2_TVA_Transmission | NonRTO_Midwest | TVA_Transmission | Internal | Shoulder | B15 | 1203 | 2400 | 395.05 | 38.48 | 46.48 | 8 | 0
2025 | NonRTO_Midwest_2_TVA_Transmission | NonRTO_Midwest | TVA_Transmission | Internal | Summer | B1 | 10 | 2400 | 0 | 75.82 | 80.6 | 8 | 0
2025 | NonRTO_Midwest_2_TVA_Transmission | NonRTO_Midwest | TVA_Transmission | Internal | Summer | B2 | 25 | 2400 | 0 | 75.82 | 76.9 | 8 | 0
2025 | NonRTO_Midwest_2_TVA_Transmission | NonRTO_Midwest | TVA_Transmission | Internal | Summer | B3 | 75 | 2400 | 0 | 75.82 | 74.43 | 8 | 0
2025 | NonRTO_Midwest_2_TVA_Transmission | NonRTO_Midwest | TVA_Transmission | Internal | Summer | B4 | 100 | 2400 | 0 | 74.58 | 74.11 | 8 | 0
2025 | NonRTO_Midwest_2_TVA_Transmission | NonRTO_Midwest | TVA_Transmission | Internal | Summer | B5 | 200 | 2400 | 0 | 69.12 | 68.11 | 8 | 0
2025 | NonRTO_Midwest_2_TVA_Transmission | NonRTO_Midwest | TVA_Transmission | Internal | Summer | B6 | 300 | 2400 | 0 | 60.08 | 59.42 | 8 | 0
2025 | NonRTO_Midwest_2_TVA_Transmission | NonRTO_Midwest | TVA_Transmission | Internal | Summer | B7 | 400 | 2400 | 0 | 48.66 | 49.82 | 8 | 0
2025 | NonRTO_Midwest_2_TVA_Transmission | NonRTO_Midwest | TVA_Transmission | Internal | Summer | B8 | 500 | 2400 | 0 | 43.77 | 46.3 | 8 | 0
2025 | NonRTO_Midwest_2_TVA_Transmission | NonRTO_Midwest | TVA_Transmission | Internal | Summer | B9 | 800 | 2400 | 0 | 38.39 | 45.42 | 8 | 0
2025 | NonRTO_Midwest_2_TVA_Transmission | NonRTO_Midwest | TVA_Transmission | Internal | Summer | B10 | 1262 | 2400 | 0 | 35.56 | 42.23 | 8 | 0
2025 | NonRTO_Midwest_2_TVA_Transmission | NonRTO_Midwest | TVA_Transmission | Internal | Winter | B16 | 25 | 2400 | 0 | 70.18 | 66.18 | 8 | 0
2025 | NonRTO_Midwest_2_TVA_Transmission | NonRTO_Midwest | TVA_Transmission | Internal | Winter | B17 | 100 | 2400 | 0 | 61.72 | 52.72 | 8 | 0
2025 | NonRTO_Midwest_2_TVA_Transmission | NonRTO_Midwest | TVA_Transmission | Internal | Winter | B18 | 400 | 2400 | 0 | 54.25 | 49.36 | 8 | 0
2025 | NonRTO_Midwest_2_TVA_Transmission | NonRTO_Midwest | TVA_Transmission | Internal | Winter | B19 | 700 | 2400 | 0 | 44.89 | 47.77 | 8 | 0
2025 | NonRTO_Midwest_2_TVA_Transmission | NonRTO_Midwest | TVA_Transmission | Internal | Winter | B20 | 935 | 2400 | 11.6 | 38.25 | 46.25 | 8 | 0
2025 | NYISO_A-F_2_IESO | NYISO_A-F | IESO | Internal | Shoulder | B11 | 25 | 1600 | 0 | 43.76 | 35.82 | 7 | 0
2025 | NYISO_A-F_2_IESO | NYISO_A-F | IESO | Internal | Shoulder | B12 | 200 | 1600 | 0 | 43.76 | 36.29 | 7 | 0
2025 | NYISO_A-F_2_IESO | NYISO_A-F | IESO | Internal | Shoulder | B13 | 600 | 1600 | 0 | 43.47 | 35.82 | 7 | 0
2025 | NYISO_A-F_2_IESO | NYISO_A-F | IESO | Internal | Shoulder | B14 | 900 | 1600 | 0 | 42.82 | 35.82 | 7 | 0
2025 | NYISO_A-F_2_IESO | NYISO_A-F | IESO | Internal | Shoulder | B15 | 1203 | 1600 | 0 | 42.82 | 35.82 | 7 | 0
2025 | NYISO_A-F_2_IESO | NYISO_A-F | IESO | Internal | Summer | B1 | 10 | 1600 | 0 | 72.6 | 65.6 | 7 | 0
2025 | NYISO_A-F_2_IESO | NYISO_A-F | IESO | Internal | Summer | B2 | 25 | 1600 | 0 | 70.9 | 63.9 | 7 | 0
2025 | NYISO_A-F_2_IESO | NYISO_A-F | IESO | Internal | Summer | B3 | 75 | 1600 | 0 | 56.64 | 49.64 | 7 | 0
2025 | NYISO_A-F_2_IESO | NYISO_A-F | IESO | Internal | Summer | B4 | 100 | 1600 | 0 | 50.12 | 43.12 | 7 | 0
2025 | NYISO_A-F_2_IESO | NYISO_A-F | IESO | Internal | Summer | B5 | 200 | 1600 | 0 | 48.41 | 41.41 | 7 | 0
2025 | NYISO_A-F_2_IESO | NYISO_A-F | IESO | Internal | Summer | B6 | 300 | 1600 | 0 | 47.44 | 40.44 | 7 | 0
2025 | NYISO_A-F_2_IESO | NYISO_A-F | IESO | Internal | Summer | B7 | 400 | 1600 | 0 | 43.22 | 36.22 | 7 | 0
2025 | NYISO_A-F_2_IESO | NYISO_A-F | IESO | Internal | Summer | B8 | 500 | 1600 | 0 | 42.19 | 33.92 | 7 | 0
2025 | NYISO_A-F_2_IESO | NYISO_A-F | IESO | Internal | Summer | B9 | 800 | 1600 | 0 | 40.7 | 33.7 | 7 | 0
2025 | NYISO_A-F_2_IESO | NYISO_A-F | IESO | Internal | Summer | B10 | 1262 | 1600 | 0 | 40.7 | 33.7 | 7 | 0
2025 | NYISO_A-F_2_IESO | NYISO_A-F | IESO | Internal | Winter | B16 | 25 | 1600 | 0 | 50.39 | 43.39 | 7 | 0
2025 | NYISO_A-F_2_IESO | NYISO_A-F | IESO | Internal | Winter | B17 | 100 | 1600 | 0 | 47.73 | 40.73 | 7 | 0
2025 | NYISO_A-F_2_IESO | NYISO_A-F | IESO | Internal | Winter | B18 | 400 | 1600 | 0 | 46.26 | 39.26 | 7 | 0
2025 | NYISO_A-F_2_IESO | NYISO_A-F | IESO | Internal | Winter | B19 | 700 | 1600 | 0 | 46.26 | 39.26 | 7 | 0
2025 | NYISO_A-F_2_IESO | NYISO_A-F | IESO | Internal | Winter | B20 | 935 | 1600 | 0 | 46.26 | 39.26 | 7 | 0
2025 | NYISO_A-F_2_NEISO | NYISO_A-F | NEISO | Internal | Shoulder | B11 | 25 | 600 | 0 | 43.76 | 40.76 | 3 | 0
2025 | NYISO_A-F_2_NEISO | NYISO_A-F | NEISO | Internal | Shoulder | B12 | 200 | 600 | 0 | 43.76 | 40.76 | 3 | 0
2025 | NYISO_A-F_2_NEISO | NYISO_A-F | NEISO | Internal | Shoulder | B13 | 600 | 600 | 0 | 43.47 | 40.76 | 3 | 0
2025 | NYISO_A-F_2_NEISO | NYISO_A-F | NEISO | Internal | Shoulder | B14 | 900 | 600 | 0 | 42.82 | 40.76 | 3 | 0
2025 | NYISO_A-F_2_NEISO | NYISO_A-F | NEISO | Internal | Shoulder | B15 | 1203 | 600 | 0 | 42.82 | 40.76 | 3 | 0
2025 | NYISO_A-F_2_NEISO | NYISO_A-F | NEISO | Internal | Summer | B1 | 10 | 600 | 599.99 | 72.6 | 77.62 | 3 | 2.03
2025 | NYISO_A-F_2_NEISO | NYISO_A-F | NEISO | Internal | Summer | B2 | 25 | 600 | 500.51 | 70.9 | 73.9 | 3 | 0
2025 | NYISO_A-F_2_NEISO | NYISO_A-F | NEISO | Internal | Summer | B3 | 75 | 600 | 0 | 56.64 | 53.64 | 3 | 0
2025 | NYISO_A-F_2_NEISO | NYISO_A-F | NEISO | Internal | Summer | B4 | 100 | 600 | 0 | 50.12 | 43.66 | 3 | 0
2025 | NYISO_A-F_2_NEISO | NYISO_A-F | NEISO | Internal | Summer | B5 | 200 | 600 | 0 | 48.41 | 37.7 | 3 | 0
2025 | NYISO_A-F_2_NEISO | NYISO_A-F | NEISO | Internal | Summer | B6 | 300 | 600 | 0 | 47.44 | 37.7 | 3 | 0
2025 | NYISO_A-F_2_NEISO | NYISO_A-F | NEISO | Internal | Summer | B7 | 400 | 600 | 0 | 43.22 | 37.7 | 3 | 0
2025 | NYISO_A-F_2_NEISO | NYISO_A-F | NEISO | Internal | Summer | B8 | 500 | 600 | 0 | 42.19 | 37.7 | 3 | 0
2025 | NYISO_A-F_2_NEISO | NYISO_A-F | NEISO | Internal | Summer | B9 | 800 | 600 | 0 | 40.7 | 37.7 | 3 | 0
2025 | NYISO_A-F_2_NEISO | NYISO_A-F | NEISO | Internal | Summer | B10 | 1262 | 600 | 0 | 40.7 | 37.7 | 3 | 0
2025 | NYISO_A-F_2_NEISO | NYISO_A-F | NEISO | Internal | Winter | B16 | 25 | 600 | 0 | 50.39 | 50.21 | 3 | 0
2025 | NYISO_A-F_2_NEISO | NYISO_A-F | NEISO | Internal | Winter | B17 | 100 | 600 | 0 | 47.73 | 50.21 | 3 | 0
2025 | NYISO_A-F_2_NEISO | NYISO_A-F | NEISO | Internal | Winter | B18 | 400 | 600 | 600 | 46.26 | 50.21 | 3 | 0.96
2025 | NYISO_A-F_2_NEISO | NYISO_A-F | NEISO | Internal | Winter | B19 | 700 | 600 | 600 | 46.26 | 50.21 | 3 | 0.96
2025 | NYISO_A-F_2_NEISO | NYISO_A-F | NEISO | Internal | Winter | B20 | 935 | 600 | 600 | 46.26 | 50.21 | 3 | 0.96
2025 | NYISO_A-F_2_NYISO_G-I | NYISO_A-F | NYISO_G-I | Internal | Shoulder | B11 | 25 | 4250 | 4250 | 43.76 | 58.18 | 0.01 | 14.41
2025 | NYISO_A-F_2_NYISO_G-I | NYISO_A-F | NYISO_G-I | Internal | Shoulder | B12 | 200 | 4250 | 4250 | 43.76 | 45.85 | 0.01 | 2.08
2025 | NYISO_A-F_2_NYISO_G-I | NYISO_A-F | NYISO_G-I | Internal | Shoulder | B13 | 600 | 4250 | 4250 | 43.47 | 43.76 | 0.01 | 0.28
2025 | NYISO_A-F_2_NYISO_G-I | NYISO_A-F | NYISO_G-I | Internal | Shoulder | B14 | 900 | 4250 | 4250 | 42.82 | 43.72 | 0.01 | 0.88
2025 | NYISO_A-F_2_NYISO_G-I | NYISO_A-F | NYISO_G-I | Internal | Shoulder | B15 | 1203 | 4250 | 2684 | 42.82 | 42.83 | 0.01 | 0
2025 | NYISO_A-F_2_NYISO_G-I | NYISO_A-F | NYISO_G-I | Internal | Summer | B1 | 10 | 4250 | 4250 | 72.6 | 80.62 | 0.01 | 8.01
2025 | NYISO_A-F_2_NYISO_G-I | NYISO_A-F | NYISO_G-I | Internal | Summer | B2 | 25 | 4250 | 4250 | 70.9 | 76.9 | 0.01 | 5.99
2025 | NYISO_A-F_2_NYISO_G-I | NYISO_A-F | NYISO_G-I | Internal | Summer | B3 | 75 | 4250 | 4250 | 56.64 | 60.4 | 0.01 | 3.75
2025 | NYISO_A-F_2_NYISO_G-I | NYISO_A-F | NYISO_G-I | Internal | Summer | B4 | 100 | 4250 | 4250 | 50.12 | 57.47 | 0.01 | 7.34
2025 | NYISO_A-F_2_NYISO_G-I | NYISO_A-F | NYISO_G-I | Internal | Summer | B5 | 200 | 4250 | 4250 | 48.41 | 53.69 | 0.01 | 5.27
2025 | NYISO_A-F_2_NYISO_G-I | NYISO_A-F | NYISO_G-I | Internal | Summer | B6 | 300 | 4250 | 4250 | 47.44 | 53.69 | 0.01 | 6.24
2025 | NYISO_A-F_2_NYISO_G-I | NYISO_A-F | NYISO_G-I | Internal | Summer | B7 | 400 | 4250 | 4250 | 43.22 | 52.59 | 0.01 | 9.35
2025 | NYISO_A-F_2_NYISO_G-I | NYISO_A-F | NYISO_G-I | Internal | Summer | B8 | 500 | 4250 | 4199.76 | 42.19 | 42.21 | 0.01 | 0
2025 | NYISO_A-F_2_NYISO_G-I | NYISO_A-F | NYISO_G-I | Internal | Summer | B9 | 800 | 4250 | 3020.54 | 40.7 | 40.71 | 0.01 | 0
2025 | NYISO_A-F_2_NYISO_G-I | NYISO_A-F | NYISO_G-I | Internal | Summer | B10 | 1262 | 4250 | 559.07 | 40.7 | 40.71 | 0.01 | 0
2025 | NYISO_A-F_2_NYISO_G-I | NYISO_A-F | NYISO_G-I | Internal | Winter | B16 | 25 | 4250 | 4250 | 50.39 | 66.21 | 0.01 | 15.8
2025 | NYISO_A-F_2_NYISO_G-I | NYISO_A-F | NYISO_G-I | Internal | Winter | B17 | 100 | 4250 | 4250 | 47.73 | 58.9 | 0.01 | 11.16
2025 | NYISO_A-F_2_NYISO_G-I | NYISO_A-F | NYISO_G-I | Internal | Winter | B18 | 400 | 4250 | 4250 | 46.26 | 55.55 | 0.01 | 9.28
2025 | NYISO_A-F_2_NYISO_G-I | NYISO_A-F | NYISO_G-I | Internal | Winter | B19 | 700 | 4250 | 4250 | 46.26 | 53.21 | 0.01 | 6.94
2025 | NYISO_A-F_2_NYISO_G-I | NYISO_A-F | NYISO_G-I | Internal | Winter | B20 | 935 | 4250 | 4250 | 46.26 | 49.71 | 0.01 | 3.44
2025 | NYISO_A-F_2_PJM_ROM | NYISO_A-F | PJM_ROM | Internal | Shoulder | B11 | 25 | 1000 | 1000 | 43.76 | 59.86 | 8 | 8.1
2025 | NYISO_A-F_2_PJM_ROM | NYISO_A-F | PJM_ROM | Internal | Shoulder | B12 | 200 | 1000 | 682.08 | 43.76 | 51.76 | 8 | 0
2025 | NYISO_A-F_2_PJM_ROM | NYISO_A-F | PJM_ROM | Internal | Shoulder | B13 | 600 | 1000 | 0 | 43.47 | 46.82 | 8 | 0
2025 | NYISO_A-F_2_PJM_ROM | NYISO_A-F | PJM_ROM | Internal | Shoulder | B14 | 900 | 1000 | 0 | 42.82 | 44.01 | 8 | 0
2025 | NYISO_A-F_2_PJM_ROM | NYISO_A-F | PJM_ROM | Internal | Shoulder | B15 | 1203 | 1000 | 0 | 42.82 | 41.26 | 8 | 0
2025 | NYISO_A-F_2_PJM_ROM | NYISO_A-F | PJM_ROM | Internal | Summer | B1 | 10 | 1000 | 0 | 72.6 | 74.61 | 8 | 0
2025 | NYISO_A-F_2_PJM_ROM | NYISO_A-F | PJM_ROM | Internal | Summer | B2 | 25 | 1000 | 0 | 70.9 | 70.91 | 8 | 0
2025 | NYISO_A-F_2_PJM_ROM | NYISO_A-F | PJM_ROM | Internal | Summer | B3 | 75 | 1000 | 1000 | 56.64 | 68.42 | 8 | 3.77
2025 | NYISO_A-F_2_PJM_ROM | NYISO_A-F | PJM_ROM | Internal | Summer | B4 | 100 | 1000 | 1000 | 50.12 | 68.1 | 8 | 9.99
2025 | NYISO_A-F_2_PJM_ROM | NYISO_A-F | PJM_ROM | Internal | Summer | B5 | 200 | 1000 | 1000 | 48.41 | 62.1 | 8 | 5.69
2025 | NYISO_A-F_2_PJM_ROM | NYISO_A-F | PJM_ROM | Internal | Summer | B6 | 300 | 1000 | 0 | 47.44 | 54.06 | 8 | 0
2025 | NYISO_A-F_2_PJM_ROM | NYISO_A-F | PJM_ROM | Internal | Summer | B7 | 400 | 1000 | 0 | 43.22 | 44.47 | 8 | 0
2025 | NYISO_A-F_2_PJM_ROM | NYISO_A-F | PJM_ROM | Internal | Summer | B8 | 500 | 1000 | 0 | 42.19 | 42.23 | 8 | 0
2025 | NYISO_A-F_2_PJM_ROM | NYISO_A-F | PJM_ROM | Internal | Summer | B9 | 800 | 1000 | 0 | 40.7 | 40.35 | 8 | 0
2025 | NYISO_A-F_2_PJM_ROM | NYISO_A-F | PJM_ROM | Internal | Summer | B10 | 1262 | 1000 | 0 | 40.7 | 37.89 | 8 | 0
2025 | NYISO_A-F_2_PJM_ROM | NYISO_A-F | PJM_ROM | Internal | Winter | B16 | 25 | 1000 | 1000 | 50.39 | 60.19 | 8 | 1.8
2025 | NYISO_A-F_2_PJM_ROM | NYISO_A-F | PJM_ROM | Internal | Winter | B17 | 100 | 1000 | 0 | 47.73 | 52.9 | 8 | 0
2025 | NYISO_A-F_2_PJM_ROM | NYISO_A-F | PJM_ROM | Internal | Winter | B18 | 400 | 1000 | 0 | 46.26 | 48.32 | 8 | 0
2025 | NYISO_A-F_2_PJM_ROM | NYISO_A-F | PJM_ROM | Internal | Winter | B19 | 700 | 1000 | 0 | 46.26 | 45.58 | 8 | 0
2025 | NYISO_A-F_2_PJM_ROM | NYISO_A-F | PJM_ROM | Internal | Winter | B20 | 935 | 1000 | 0 | 46.26 | 40.26 | 8 | 0
2025 | NYISO_G-I_2_NEISO | NYISO_G-I | NEISO | Internal | Shoulder | B11 | 25 | 600 | 0 | 58.18 | 40.76 | 3 | 0
2025 | NYISO_G-I_2_NEISO | NYISO_G-I | NEISO | Internal | Shoulder | B12 | 200 | 600 | 0 | 45.85 | 40.76 | 3 | 0
2025 | NYISO_G-I_2_NEISO | NYISO_G-I | NEISO | Internal | Shoulder | B13 | 600 | 600 | 0 | 43.76 | 40.76 | 3 | 0
2025 | NYISO_G-I_2_NEISO | NYISO_G-I | NEISO | Internal | Shoulder | B14 | 900 | 600 | 0 | 43.72 | 40.76 | 3 | 0
2025 | NYISO_G-I_2_NEISO | NYISO_G-I | NEISO | Internal | Shoulder | B15 | 1203 | 600 | 0 | 42.83 | 40.76 | 3 | 0
2025 | NYISO_G-I_2_NEISO | NYISO_G-I | NEISO | Internal | Summer | B1 | 10 | 600 | 0 | 80.62 | 77.62 | 3 | 0
2025 | NYISO_G-I_2_NEISO | NYISO_G-I | NEISO | Internal | Summer | B2 | 25 | 600 | 0 | 76.9 | 73.9 | 3 | 0
2025 | NYISO_G-I_2_NEISO | NYISO_G-I | NEISO | Internal | Summer | B3 | 75 | 600 | 0 | 60.4 | 53.64 | 3 | 0
2025 | NYISO_G-I_2_NEISO | NYISO_G-I | NEISO | Internal | Summer | B4 | 100 | 600 | 0 | 57.47 | 43.66 | 3 | 0
2025 | NYISO_G-I_2_NEISO | NYISO_G-I | NEISO | Internal | Summer | B5 | 200 | 600 | 0 | 53.69 | 37.7 | 3 | 0
2025 | NYISO_G-I_2_NEISO | NYISO_G-I | NEISO | Internal | Summer | B6 | 300 | 600 | 0 | 53.69 | 37.7 | 3 | 0
2025 | NYISO_G-I_2_NEISO | NYISO_G-I | NEISO | Internal | Summer | B7 | 400 | 600 | 0 | 52.59 | 37.7 | 3 | 0
2025 | NYISO_G-I_2_NEISO | NYISO_G-I | NEISO | Internal | Summer | B8 | 500 | 600 | 0 | 42.21 | 37.7 | 3 | 0
2025 | NYISO_G-I_2_NEISO | NYISO_G-I | NEISO | Internal | Summer | B9 | 800 | 600 | 0 | 40.71 | 37.7 | 3 | 0
2025 | NYISO_G-I_2_NEISO | NYISO_G-I | NEISO | Internal | Summer | B10 | 1262 | 600 | 0 | 40.71 | 37.7 | 3 | 0
2025 | NYISO_G-I_2_NEISO | NYISO_G-I | NEISO | Internal | Winter | B16 | 25 | 600 | 0 | 66.21 | 50.21 | 3 | 0
2025 | NYISO_G-I_2_NEISO | NYISO_G-I | NEISO | Internal | Winter | B17 | 100 | 600 | 0 | 58.9 | 50.21 | 3 | 0
2025 | NYISO_G-I_2_NEISO | NYISO_G-I | NEISO | Internal | Winter | B18 | 400 | 600 | 0 | 55.55 | 50.21 | 3 | 0
2025 | NYISO_G-I_2_NEISO | NYISO_G-I | NEISO | Internal | Winter | B19 | 700 | 600 | 0 | 53.21 | 50.21 | 3 | 0
2025 | NYISO_G-I_2_NEISO | NYISO_G-I | NEISO | Internal | Winter | B20 | 935 | 600 | 0 | 49.71 | 50.21 | 3 | 0
2025 | NYISO_G-I_2_NYISO_A-F | NYISO_G-I | NYISO_A-F | Internal | Shoulder | B11 | 25 | 1999 | 0 | 58.18 | 43.76 | 0.01 | 0
2025 | NYISO_G-I_2_NYISO_A-F | NYISO_G-I | NYISO_A-F | Internal | Shoulder | B12 | 200 | 1999 | 0 | 45.85 | 43.76 | 0.01 | 0
2025 | NYISO_G-I_2_NYISO_A-F | NYISO_G-I | NYISO_A-F | Internal | Shoulder | B13 | 600 | 1999 | 0 | 43.76 | 43.47 | 0.01 | 0
2025 | NYISO_G-I_2_NYISO_A-F | NYISO_G-I | NYISO_A-F | Internal | Shoulder | B14 | 900 | 1999 | 0 | 43.72 | 42.82 | 0.01 | 0
2025 | NYISO_G-I_2_NYISO_A-F | NYISO_G-I | NYISO_A-F | Internal | Shoulder | B15 | 1203 | 1999 | 0 | 42.83 | 42.82 | 0.01 | 0
2025 | NYISO_G-I_2_NYISO_A-F | NYISO_G-I | NYISO_A-F | Internal | Summer | B1 | 10 | 1999 | 0 | 80.62 | 72.6 | 0.01 | 0
2025 | NYISO_G-I_2_NYISO_A-F | NYISO_G-I | NYISO_A-F | Internal | Summer | B2 | 25 | 1999 | 0 | 76.9 | 70.9 | 0.01 | 0
2025 | NYISO_G-I_2_NYISO_A-F | NYISO_G-I | NYISO_A-F | Internal | Summer | B3 | 75 | 1999 | 0 | 60.4 | 56.64 | 0.01 | 0
2025 | NYISO_G-I_2_NYISO_A-F | NYISO_G-I | NYISO_A-F | Internal | Summer | B4 | 100 | 1999 | 0 | 57.47 | 50.12 | 0.01 | 0
2025 | NYISO_G-I_2_NYISO_A-F | NYISO_G-I | NYISO_A-F | Internal | Summer | B5 | 200 | 1999 | 0 | 53.69 | 48.41 | 0.01 | 0
2025 | NYISO_G-I_2_NYISO_A-F | NYISO_G-I | NYISO_A-F | Internal | Summer | B6 | 300 | 1999 | 0 | 53.69 | 47.44 | 0.01 | 0
2025 | NYISO_G-I_2_NYISO_A-F | NYISO_G-I | NYISO_A-F | Internal | Summer | B7 | 400 | 1999 | 0 | 52.59 | 43.22 | 0.01 | 0
2025 | NYISO_G-I_2_NYISO_A-F | NYISO_G-I | NYISO_A-F | Internal | Summer | B8 | 500 | 1999 | 0.02 | 42.21 | 42.19 | 0.01 | 0
2025 | NYISO_G-I_2_NYISO_A-F | NYISO_G-I | NYISO_A-F | Internal | Summer | B9 | 800 | 1999 | 0.01 | 40.71 | 40.7 | 0.01 | 0
2025 | NYISO_G-I_2_NYISO_A-F | NYISO_G-I | NYISO_A-F | Internal | Summer | B10 | 1262 | 1999 | 0 | 40.71 | 40.7 | 0.01 | 0
2025 | NYISO_G-I_2_NYISO_A-F | NYISO_G-I | NYISO_A-F | Internal | Winter | B16 | 25 | 1999 | 0 | 66.21 | 50.39 | 0.01 | 0
2025 | NYISO_G-I_2_NYISO_A-F | NYISO_G-I | NYISO_A-F | Internal | Winter | B17 | 100 | 1999 | 0 | 58.9 | 47.73 | 0.01 | 0
2025 | NYISO_G-I_2_NYISO_A-F | NYISO_G-I | NYISO_A-F | Internal | Winter | B18 | 400 | 1999 | 0 | 55.55 | 46.26 | 0.01 | 0
2025 | NYISO_G-I_2_NYISO_A-F | NYISO_G-I | NYISO_A-F | Internal | Winter | B19 | 700 | 1999 | 0 | 53.21 | 46.26 | 0.01 | 0
2025 | NYISO_G-I_2_NYISO_A-F | NYISO_G-I | NYISO_A-F | Internal | Winter | B20 | 935 | 1999 | 0 | 49.71 | 46.26 | 0.01 | 0
2025 | NYISO_G-I_2_NYISO_J-K | NYISO_G-I | NYISO_J-K | Internal | Shoulder | B11 | 25 | 6130 | 4834.13 | 58.18 | 58.19 | 0.01 | 0
2025 | NYISO_G-I_2_NYISO_J-K | NYISO_G-I | NYISO_J-K | Internal | Shoulder | B12 | 200 | 6130 | 4889.04 | 45.85 | 45.86 | 0.01 | 0
2025 | NYISO_G-I_2_NYISO_J-K | NYISO_G-I | NYISO_J-K | Internal | Shoulder | B13 | 600 | 6130 | 4576.83 | 43.76 | 43.77 | 0.01 | 0
2025 | NYISO_G-I_2_NYISO_J-K | NYISO_G-I | NYISO_J-K | Internal | Shoulder | B14 | 900 | 6130 | 4591.68 | 43.72 | 43.73 | 0.01 | 0
2025 | NYISO_G-I_2_NYISO_J-K | NYISO_G-I | NYISO_J-K | Internal | Shoulder | B15 | 1203 | 6130 | 3494.08 | 42.83 | 42.84 | 0.01 | 0
2025 | NYISO_G-I_2_NYISO_J-K | NYISO_G-I | NYISO_J-K | Internal | Summer | B1 | 10 | 6130 | 4262.96 | 80.62 | 80.64 | 0.01 | 0
2025 | NYISO_G-I_2_NYISO_J-K | NYISO_G-I | NYISO_J-K | Internal | Summer | B2 | 25 | 6130 | 4092.48 | 76.9 | 76.91 | 0.01 | 0
2025 | NYISO_G-I_2_NYISO_J-K | NYISO_G-I | NYISO_J-K | Internal | Summer | B3 | 75 | 6130 | 3197.2 | 60.4 | 60.42 | 0.01 | 0
2025 | NYISO_G-I_2_NYISO_J-K | NYISO_G-I | NYISO_J-K | Internal | Summer | B4 | 100 | 6130 | 3332.46 | 57.47 | 57.48 | 0.01 | 0
2025 | NYISO_G-I_2_NYISO_J-K | NYISO_G-I | NYISO_J-K | Internal | Summer | B5 | 200 | 6130 | 3480.23 | 53.69 | 53.7 | 0.01 | 0
2025 | NYISO_G-I_2_NYISO_J-K | NYISO_G-I | NYISO_J-K | Internal | Summer | B6 | 300 | 6130 | 5190.94 | 53.69 | 53.7 | 0.01 | 0
2025 | NYISO_G-I_2_NYISO_J-K | NYISO_G-I | NYISO_J-K | Internal | Summer | B7 | 400 | 6130 | 5895.44 | 52.59 | 52.6 | 0.01 | 0
2025 | NYISO_G-I_2_NYISO_J-K | NYISO_G-I | NYISO_J-K | Internal | Summer | B8 | 500 | 6130 | 5493.09 | 42.21 | 42.22 | 0.01 | 0
2025 | NYISO_G-I_2_NYISO_J-K | NYISO_G-I | NYISO_J-K | Internal | Summer | B9 | 800 | 6130 | 4540.38 | 40.71 | 40.72 | 0.01 | 0
2025 | NYISO_G-I_2_NYISO_J-K | NYISO_G-I | NYISO_J-K | Internal | Summer | B10 | 1262 | 6130 | 2570.43 | 40.71 | 40.72 | 0.01 | 0
2025 | NYISO_G-I_2_NYISO_J-K | NYISO_G-I | NYISO_J-K | Internal | Winter | B16 | 25 | 6130 | 5701.56 | 66.21 | 66.22 | 0.01 | 0
2025 | NYISO_G-I_2_NYISO_J-K | NYISO_G-I | NYISO_J-K | Internal | Winter | B17 | 100 | 6130 | 5513.44 | 58.9 | 58.91 | 0.01 | 0
2025 | NYISO_G-I_2_NYISO_J-K | NYISO_G-I | NYISO_J-K | Internal | Winter | B18 | 400 | 6130 | 6087.39 | 55.55 | 55.56 | 0.01 | 0
2025 | NYISO_G-I_2_NYISO_J-K | NYISO_G-I | NYISO_J-K | Internal | Winter | B19 | 700 | 6130 | 5993.52 | 53.21 | 53.23 | 0.01 | 0
2025 | NYISO_G-I_2_NYISO_J-K | NYISO_G-I | NYISO_J-K | Internal | Winter | B20 | 935 | 6130 | 6036.74 | 49.71 | 49.72 | 0.01 | 0
2025 | NYISO_G-I_2_PJM_E | NYISO_G-I | PJM_E | Internal | Shoulder | B11 | 25 | 1500 | 0 | 58.18 | 59.85 | 8 | 0
2025 | NYISO_G-I_2_PJM_E | NYISO_G-I | PJM_E | Internal | Shoulder | B12 | 200 | 1500 | 0 | 45.85 | 51.75 | 8 | 0
2025 | NYISO_G-I_2_PJM_E | NYISO_G-I | PJM_E | Internal | Shoulder | B13 | 600 | 1500 | 0 | 43.76 | 46.8 | 8 | 0
2025 | NYISO_G-I_2_PJM_E | NYISO_G-I | PJM_E | Internal | Shoulder | B14 | 900 | 1500 | 0 | 43.72 | 43.99 | 8 | 0
2025 | NYISO_G-I_2_PJM_E | NYISO_G-I | PJM_E | Internal | Shoulder | B15 | 1203 | 1500 | 0 | 42.83 | 41.27 | 8 | 0
2025 | NYISO_G-I_2_PJM_E | NYISO_G-I | PJM_E | Internal | Summer | B1 | 10 | 1500 | 0 | 80.62 | 74.62 | 8 | 0
2025 | NYISO_G-I_2_PJM_E | NYISO_G-I | PJM_E | Internal | Summer | B2 | 25 | 1500 | 0 | 76.9 | 70.93 | 8 | 0
2025 | NYISO_G-I_2_PJM_E | NYISO_G-I | PJM_E | Internal | Summer | B3 | 75 | 1500 | 1347.9 | 60.4 | 68.4 | 8 | 0
2025 | NYISO_G-I_2_PJM_E | NYISO_G-I | PJM_E | Internal | Summer | B4 | 100 | 1500 | 1500 | 57.47 | 68.09 | 8 | 2.63
2025 | NYISO_G-I_2_PJM_E | NYISO_G-I | PJM_E | Internal | Summer | B5 | 200 | 1500 | 1500 | 53.69 | 62.09 | 8 | 0.4
2025 | NYISO_G-I_2_PJM_E | NYISO_G-I | PJM_E | Internal | Summer | B6 | 300 | 1500 | 0 | 53.69 | 54.04 | 8 | 0
2025 | NYISO_G-I_2_PJM_E | NYISO_G-I | PJM_E | Internal | Summer | B7 | 400 | 1500 | 0 | 52.59 | 44.46 | 8 | 0
2025 | NYISO_G-I_2_PJM_E | NYISO_G-I | PJM_E | Internal | Summer | B8 | 500 | 1500 | 0 | 42.21 | 42.24 | 8 | 0
2025 | NYISO_G-I_2_PJM_E | NYISO_G-I | PJM_E | Internal | Summer | B9 | 800 | 1500 | 0 | 40.71 | 40.37 | 8 | 0
2025 | NYISO_G-I_2_PJM_E | NYISO_G-I | PJM_E | Internal | Summer | B10 | 1262 | 1500 | 0 | 40.71 | 37.9 | 8 | 0
2025 | NYISO_G-I_2_PJM_E | NYISO_G-I | PJM_E | Internal | Winter | B16 | 25 | 1500 | 0 | 66.21 | 60.21 | 8 | 0
2025 | NYISO_G-I_2_PJM_E | NYISO_G-I | PJM_E | Internal | Winter | B17 | 100 | 1500 | 0 | 58.9 | 52.91 | 8 | 0
2025 | NYISO_G-I_2_PJM_E | NYISO_G-I | PJM_E | Internal | Winter | B18 | 400 | 1500 | 0 | 55.55 | 48.34 | 8 | 0
2025 | NYISO_G-I_2_PJM_E | NYISO_G-I | PJM_E | Internal | Winter | B19 | 700 | 1500 | 0 | 53.21 | 45.6 | 8 | 0
2025 | NYISO_G-I_2_PJM_E | NYISO_G-I | PJM_E | Internal | Winter | B20 | 935 | 1500 | 0 | 49.71 | 40.27 | 8 | 0
2025 | NYISO_J-K_2_NEISO | NYISO_J-K | NEISO | Internal | Shoulder | B11 | 25 | 0.01 | 0 | 58.19 | 40.76 | 3 | 0.78
2025 | NYISO_J-K_2_NEISO | NYISO_J-K | NEISO | Internal | Shoulder | B12 | 200 | 0.01 | 0 | 45.86 | 40.76 | 3 | 0.12
2025 | NYISO_J-K_2_NEISO | NYISO_J-K | NEISO | Internal | Shoulder | B13 | 600 | 0.01 | 0 | 43.77 | 40.76 | 3 | 0.04
2025 | NYISO_J-K_2_NEISO | NYISO_J-K | NEISO | Internal | Shoulder | B14 | 900 | 0.01 | 0 | 43.73 | 40.76 | 3 | 0.03
2025 | NYISO_J-K_2_NEISO | NYISO_J-K | NEISO | Internal | Shoulder | B15 | 1203 | 0.01 | 0 | 42.84 | 40.76 | 3 | 0.02
2025 | NYISO_J-K_2_NEISO | NYISO_J-K | NEISO | Internal | Summer | B1 | 10 | 0.01 | 0 | 80.64 | 77.62 | 3 | 2.28
2025 | NYISO_J-K_2_NEISO | NYISO_J-K | NEISO | Internal | Summer | B2 | 25 | 0.01 | 0 | 76.91 | 73.9 | 3 | 0.73
2025 | NYISO_J-K_2_NEISO | NYISO_J-K | NEISO | Internal | Summer | B3 | 75 | 0.01 | 0 | 60.42 | 53.64 | 3 | 0.3
2025 | NYISO_J-K_2_NEISO | NYISO_J-K | NEISO | Internal | Summer | B4 | 100 | 0.01 | 0 | 57.48 | 43.66 | 3 | 0.22
2025 | NYISO_J-K_2_NEISO | NYISO_J-K | NEISO | Internal | Summer | B5 | 200 | 0.01 | 0 | 53.7 | 37.7 | 3 | 0.11
2025 | NYISO_J-K_2_NEISO | NYISO_J-K | NEISO | Internal | Summer | B6 | 300 | 0.01 | 0 | 53.7 | 37.7 | 3 | 0.08
2025 | NYISO_J-K_2_NEISO | NYISO_J-K | NEISO | Internal | Summer | B7 | 400 | 0.01 | 0 | 52.6 | 37.7 | 3 | 0.06
2025 | NYISO_J-K_2_NEISO | NYISO_J-K | NEISO | Internal | Summer | B8 | 500 | 0.01 | 0 | 42.22 | 37.7 | 3 | 0.05
2025 | NYISO_J-K_2_NEISO | NYISO_J-K | NEISO | Internal | Summer | B9 | 800 | 0.01 | 0 | 40.72 | 37.7 | 3 | 0.03
2025 | NYISO_J-K_2_NEISO | NYISO_J-K | NEISO | Internal | Summer | B10 | 1262 | 0.01 | 0 | 40.72 | 37.7 | 3 | 0.02
2025 | NYISO_J-K_2_NEISO | NYISO_J-K | NEISO | Internal | Winter | B16 | 25 | 0.01 | 0 | 66.22 | 50.21 | 3 | 0.78
2025 | NYISO_J-K_2_NEISO | NYISO_J-K | NEISO | Internal | Winter | B17 | 100 | 0.01 | 0 | 58.91 | 50.21 | 3 | 0.23
2025 | NYISO_J-K_2_NEISO | NYISO_J-K | NEISO | Internal | Winter | B18 | 400 | 0.01 | 0 | 55.56 | 50.21 | 3 | 0.06
2025 | NYISO_J-K_2_NEISO | NYISO_J-K | NEISO | Internal | Winter | B19 | 700 | 0.01 | 0 | 53.23 | 50.21 | 3 | 0.03
2025 | NYISO_J-K_2_NEISO | NYISO_J-K | NEISO | Internal | Winter | B20 | 935 | 0.01 | 0 | 49.72 | 50.21 | 3 | 0.03
2025 | NYISO_J-K_2_NYISO_G-I | NYISO_J-K | NYISO_G-I | Internal | Shoulder | B11 | 25 | 1999 | 0.38 | 58.19 | 58.18 | 0.01 | 0
2025 | NYISO_J-K_2_NYISO_G-I | NYISO_J-K | NYISO_G-I | Internal | Shoulder | B12 | 200 | 1999 | 0.05 | 45.86 | 45.85 | 0.01 | 0
2025 | NYISO_J-K_2_NYISO_G-I | NYISO_J-K | NYISO_G-I | Internal | Shoulder | B13 | 600 | 1999 | 0.02 | 43.77 | 43.76 | 0.01 | 0
2025 | NYISO_J-K_2_NYISO_G-I | NYISO_J-K | NYISO_G-I | Internal | Shoulder | B14 | 900 | 1999 | 0.01 | 43.73 | 43.72 | 0.01 | 0
2025 | NYISO_J-K_2_NYISO_G-I | NYISO_J-K | NYISO_G-I | Internal | Shoulder | B15 | 1203 | 1999 | 0 | 42.84 | 42.83 | 0.01 | 0
2025 | NYISO_J-K_2_NYISO_G-I | NYISO_J-K | NYISO_G-I | Internal | Summer | B1 | 10 | 1999 | 0.93 | 80.64 | 80.62 | 0.01 | 0
2025 | NYISO_J-K_2_NYISO_G-I | NYISO_J-K | NYISO_G-I | Internal | Summer | B2 | 25 | 1999 | 0.38 | 76.91 | 76.9 | 0.01 | 0
2025 | NYISO_J-K_2_NYISO_G-I | NYISO_J-K | NYISO_G-I | Internal | Summer | B3 | 75 | 1999 | 0.13 | 60.42 | 60.4 | 0.01 | 0
2025 | NYISO_J-K_2_NYISO_G-I | NYISO_J-K | NYISO_G-I | Internal | Summer | B4 | 100 | 1999 | 0.1 | 57.48 | 57.47 | 0.01 | 0
2025 | NYISO_J-K_2_NYISO_G-I | NYISO_J-K | NYISO_G-I | Internal | Summer | B5 | 200 | 1999 | 0.05 | 53.7 | 53.69 | 0.01 | 0
2025 | NYISO_J-K_2_NYISO_G-I | NYISO_J-K | NYISO_G-I | Internal | Summer | B6 | 300 | 1999 | 0.03 | 53.7 | 53.69 | 0.01 | 0
2025 | NYISO_J-K_2_NYISO_G-I | NYISO_J-K | NYISO_G-I | Internal | Summer | B7 | 400 | 1999 | 0.02 | 52.6 | 52.59 | 0.01 | 0
2025 | NYISO_J-K_2_NYISO_G-I | NYISO_J-K | NYISO_G-I | Internal | Summer | B8 | 500 | 1999 | 0.02 | 42.22 | 42.21 | 0.01 | 0
2025 | NYISO_J-K_2_NYISO_G-I | NYISO_J-K | NYISO_G-I | Internal | Summer | B9 | 800 | 1999 | 0.01 | 40.72 | 40.71 | 0.01 | 0
2025 | NYISO_J-K_2_NYISO_G-I | NYISO_J-K | NYISO_G-I | Internal | Summer | B10 | 1262 | 1999 | 0 | 40.72 | 40.71 | 0.01 | 0
2025 | NYISO_J-K_2_NYISO_G-I | NYISO_J-K | NYISO_G-I | Internal | Winter | B16 | 25 | 1999 | 0.37 | 66.22 | 66.21 | 0.01 | 0
2025 | NYISO_J-K_2_NYISO_G-I | NYISO_J-K | NYISO_G-I | Internal | Winter | B17 | 100 | 1999 | 0.1 | 58.91 | 58.9 | 0.01 | 0
2025 | NYISO_J-K_2_NYISO_G-I | NYISO_J-K | NYISO_G-I | Internal | Winter | B18 | 400 | 1999 | 0.02 | 55.56 | 55.55 | 0.01 | 0
2025 | NYISO_J-K_2_NYISO_G-I | NYISO_J-K | NYISO_G-I | Internal | Winter | B19 | 700 | 1999 | 0.01 | 53.23 | 53.21 | 0.01 | 0
2025 | NYISO_J-K_2_NYISO_G-I | NYISO_J-K | NYISO_G-I | Internal | Winter | B20 | 935 | 1999 | 0.01 | 49.72 | 49.71 | 0.01 | 0
2025 | NYISO_J-K_2_PJM_E | NYISO_J-K | PJM_E | Internal | Shoulder | B11 | 25 | 0.01 | 0 | 58.19 | 59.85 | 8 | 0.73
2025 | NYISO_J-K_2_PJM_E | NYISO_J-K | PJM_E | Internal | Shoulder | B12 | 200 | 0.01 | 0 | 45.86 | 51.75 | 8 | 0.13
2025 | NYISO_J-K_2_PJM_E | NYISO_J-K | PJM_E | Internal | Shoulder | B13 | 600 | 0.01 | 0 | 43.77 | 46.8 | 8 | 0.04
2025 | NYISO_J-K_2_PJM_E | NYISO_J-K | PJM_E | Internal | Shoulder | B14 | 900 | 0.01 | 0 | 43.73 | 43.99 | 8 | 0.03
2025 | NYISO_J-K_2_PJM_E | NYISO_J-K | PJM_E | Internal | Shoulder | B15 | 1203 | 0.01 | 0 | 42.84 | 41.27 | 8 | 0.02
2025 | NYISO_J-K_2_PJM_E | NYISO_J-K | PJM_E | Internal | Summer | B1 | 10 | 0.01 | 0 | 80.64 | 74.62 | 8 | 1.84
2025 | NYISO_J-K_2_PJM_E | NYISO_J-K | PJM_E | Internal | Summer | B2 | 25 | 0.01 | 0 | 76.91 | 70.93 | 8 | 0.78
2025 | NYISO_J-K_2_PJM_E | NYISO_J-K | PJM_E | Internal | Summer | B3 | 75 | 0.01 | 0 | 60.42 | 68.4 | 8 | 0.52
2025 | NYISO_J-K_2_PJM_E | NYISO_J-K | PJM_E | Internal | Summer | B4 | 100 | 0.01 | 0 | 57.48 | 68.09 | 8 | 2.85
2025 | NYISO_J-K_2_PJM_E | NYISO_J-K | PJM_E | Internal | Summer | B5 | 200 | 0.01 | 0 | 53.7 | 62.09 | 8 | 0.51
2025 | NYISO_J-K_2_PJM_E | NYISO_J-K | PJM_E | Internal | Summer | B6 | 300 | 0.01 | 0 | 53.7 | 54.04 | 8 | 0.08
2025 | NYISO_J-K_2_PJM_E | NYISO_J-K | PJM_E | Internal | Summer | B7 | 400 | 0.01 | 0 | 52.6 | 44.46 | 8 | 0.06
2025 | NYISO_J-K_2_PJM_E | NYISO_J-K | PJM_E | Internal | Summer | B8 | 500 | 0.01 | 0 | 42.22 | 42.24 | 8 | 0.05
2025 | NYISO_J-K_2_PJM_E | NYISO_J-K | PJM_E | Internal | Summer | B9 | 800 | 0.01 | 0 | 40.72 | 40.37 | 8 | 0.03
2025 | NYISO_J-K_2_PJM_E | NYISO_J-K | PJM_E | Internal | Summer | B10 | 1262 | 0.01 | 0 | 40.72 | 37.9 | 8 | 0.02
2025 | NYISO_J-K_2_PJM_E | NYISO_J-K | PJM_E | Internal | Winter | B16 | 25 | 0.01 | 0 | 66.22 | 60.21 | 8 | 0.78
2025 | NYISO_J-K_2_PJM_E | NYISO_J-K | PJM_E | Internal | Winter | B17 | 100 | 0.01 | 0 | 58.91 | 52.91 | 8 | 0.23
2025 | NYISO_J-K_2_PJM_E | NYISO_J-K | PJM_E | Internal | Winter | B18 | 400 | 0.01 | 0 | 55.56 | 48.34 | 8 | 0.06
2025 | NYISO_J-K_2_PJM_E | NYISO_J-K | PJM_E | Internal | Winter | B19 | 700 | 0.01 | 0 | 53.23 | 45.6 | 8 | 0.03
2025 | NYISO_J-K_2_PJM_E | NYISO_J-K | PJM_E | Internal | Winter | B20 | 935 | 0.01 | 0 | 49.72 | 40.27 | 8 | 0.02
2025 | PJM_E_2_NYISO_G-I | PJM_E | NYISO_G-I | Internal | Shoulder | B11 | 25 | 500 | 0 | 59.85 | 58.18 | 6 | 0
2025 | PJM_E_2_NYISO_G-I | PJM_E | NYISO_G-I | Internal | Shoulder | B12 | 200 | 500 | 0 | 51.75 | 45.85 | 6 | 0
2025 | PJM_E_2_NYISO_G-I | PJM_E | NYISO_G-I | Internal | Shoulder | B13 | 600 | 500 | 0 | 46.8 | 43.76 | 6 | 0
2025 | PJM_E_2_NYISO_G-I | PJM_E | NYISO_G-I | Internal | Shoulder | B14 | 900 | 500 | 0 | 43.99 | 43.72 | 6 | 0
2025 | PJM_E_2_NYISO_G-I | PJM_E | NYISO_G-I | Internal | Shoulder | B15 | 1203 | 500 | 0 | 41.27 | 42.83 | 6 | 0
2025 | PJM_E_2_NYISO_G-I | PJM_E | NYISO_G-I | Internal | Summer | B1 | 10 | 500 | 476.46 | 74.62 | 80.62 | 6 | 0
2025 | PJM_E_2_NYISO_G-I | PJM_E | NYISO_G-I | Internal | Summer | B2 | 25 | 500 | 0.35 | 70.93 | 76.9 | 6 | 0
2025 | PJM_E_2_NYISO_G-I | PJM_E | NYISO_G-I | Internal | Summer | B3 | 75 | 500 | 0 | 68.4 | 60.4 | 6 | 0
2025 | PJM_E_2_NYISO_G-I | PJM_E | NYISO_G-I | Internal | Summer | B4 | 100 | 500 | 0 | 68.09 | 57.47 | 6 | 0
2025 | PJM_E_2_NYISO_G-I | PJM_E | NYISO_G-I | Internal | Summer | B5 | 200 | 500 | 0 | 62.09 | 53.69 | 6 | 0
2025 | PJM_E_2_NYISO_G-I | PJM_E | NYISO_G-I | Internal | Summer | B6 | 300 | 500 | 0 | 54.04 | 53.69 | 6 | 0
2025 | PJM_E_2_NYISO_G-I | PJM_E | NYISO_G-I | Internal | Summer | B7 | 400 | 500 | 500 | 44.46 | 52.59 | 6 | 2.13
2025 | PJM_E_2_NYISO_G-I | PJM_E | NYISO_G-I | Internal | Summer | B8 | 500 | 500 | 0 | 42.24 | 42.21 | 6 | 0
2025 | PJM_E_2_NYISO_G-I | PJM_E | NYISO_G-I | Internal | Summer | B9 | 800 | 500 | 0 | 40.37 | 40.71 | 6 | 0
2025 | PJM_E_2_NYISO_G-I | PJM_E | NYISO_G-I | Internal | Summer | B10 | 1262 | 500 | 0 | 37.9 | 40.71 | 6 | 0
2025 | PJM_E_2_NYISO_G-I | PJM_E | NYISO_G-I | Internal | Winter | B16 | 25 | 500 | 326.87 | 60.21 | 66.21 | 6 | 0
2025 | PJM_E_2_NYISO_G-I | PJM_E | NYISO_G-I | Internal | Winter | B17 | 100 | 500 | 0.18 | 52.91 | 58.9 | 6 | 0
2025 | PJM_E_2_NYISO_G-I | PJM_E | NYISO_G-I | Internal | Winter | B18 | 400 | 500 | 500 | 48.34 | 55.55 | 6 | 1.21
2025 | PJM_E_2_NYISO_G-I | PJM_E | NYISO_G-I | Internal | Winter | B19 | 700 | 500 | 500 | 45.6 | 53.21 | 6 | 1.62
2025 | PJM_E_2_NYISO_G-I | PJM_E | NYISO_G-I | Internal | Winter | B20 | 935 | 500 | 500 | 40.27 | 49.71 | 6 | 3.44
2025 | PJM_E_2_NYISO_J-K | PJM_E | NYISO_J-K | Internal | Shoulder | B11 | 25 | 330 | 0 | 59.85 | 58.19 | 6 | 0
2025 | PJM_E_2_NYISO_J-K | PJM_E | NYISO_J-K | Internal | Shoulder | B12 | 200 | 330 | 0 | 51.75 | 45.86 | 6 | 0
2025 | PJM_E_2_NYISO_J-K | PJM_E | NYISO_J-K | Internal | Shoulder | B13 | 600 | 330 | 0 | 46.8 | 43.77 | 6 | 0
2025 | PJM_E_2_NYISO_J-K | PJM_E | NYISO_J-K | Internal | Shoulder | B14 | 900 | 330 | 0 | 43.99 | 43.73 | 6 | 0
2025 | PJM_E_2_NYISO_J-K | PJM_E | NYISO_J-K | Internal | Shoulder | B15 | 1203 | 330 | 0 | 41.27 | 42.84 | 6 | 0
2025 | PJM_E_2_NYISO_J-K | PJM_E | NYISO_J-K | Internal | Summer | B1 | 10 | 330 | 327.88 | 74.62 | 80.64 | 6 | 0.01
2025 | PJM_E_2_NYISO_J-K | PJM_E | NYISO_J-K | Internal | Summer | B2 | 25 | 330 | 0.67 | 70.93 | 76.91 | 6 | 0
2025 | PJM_E_2_NYISO_J-K | PJM_E | NYISO_J-K | Internal | Summer | B3 | 75 | 330 | 0 | 68.4 | 60.42 | 6 | 0
2025 | PJM_E_2_NYISO_J-K | PJM_E | NYISO_J-K | Internal | Summer | B4 | 100 | 330 | 0 | 68.09 | 57.48 | 6 | 0
2025 | PJM_E_2_NYISO_J-K | PJM_E | NYISO_J-K | Internal | Summer | B5 | 200 | 330 | 0 | 62.09 | 53.7 | 6 | 0
2025 | PJM_E_2_NYISO_J-K | PJM_E | NYISO_J-K | Internal | Summer | B6 | 300 | 330 | 0 | 54.04 | 53.7 | 6 | 0
2025 | PJM_E_2_NYISO_J-K | PJM_E | NYISO_J-K | Internal | Summer | B7 | 400 | 330 | 330 | 44.46 | 52.6 | 6 | 2.14
2025 | PJM_E_2_NYISO_J-K | PJM_E | NYISO_J-K | Internal | Summer | B8 | 500 | 330 | 0 | 42.24 | 42.22 | 6 | 0
2025 | PJM_E_2_NYISO_J-K | PJM_E | NYISO_J-K | Internal | Summer | B9 | 800 | 330 | 0 | 40.37 | 40.72 | 6 | 0
2025 | PJM_E_2_NYISO_J-K | PJM_E | NYISO_J-K | Internal | Summer | B10 | 1262 | 330 | 0 | 37.9 | 40.72 | 6 | 0
2025 | PJM_E_2_NYISO_J-K | PJM_E | NYISO_J-K | Internal | Winter | B16 | 25 | 330 | 329.32 | 60.21 | 66.22 | 6 | 0.01
2025 | PJM_E_2_NYISO_J-K | PJM_E | NYISO_J-K | Internal | Winter | B17 | 100 | 330 | 122.91 | 52.91 | 58.91 | 6 | 0
2025 | PJM_E_2_NYISO_J-K | PJM_E | NYISO_J-K | Internal | Winter | B18 | 400 | 330 | 330 | 48.34 | 55.56 | 6 | 1.23
2025 | PJM_E_2_NYISO_J-K | PJM_E | NYISO_J-K | Internal | Winter | B19 | 700 | 330 | 330 | 45.6 | 53.23 | 6 | 1.63
2025 | PJM_E_2_NYISO_J-K | PJM_E | NYISO_J-K | Internal | Winter | B20 | 935 | 330 | 330 | 40.27 | 49.72 | 6 | 3.45
2025 | PJM_E_2_PJM_ROM | PJM_E | PJM_ROM | Internal | Shoulder | B11 | 25 | 8000 | 3354.29 | 59.85 | 59.86 | 0.01 | 0
2025 | PJM_E_2_PJM_ROM | PJM_E | PJM_ROM | Internal | Shoulder | B12 | 200 | 8000 | 2533 | 51.75 | 51.76 | 0.01 | 0
2025 | PJM_E_2_PJM_ROM | PJM_E | PJM_ROM | Internal | Shoulder | B13 | 600 | 8000 | 1385.05 | 46.8 | 46.82 | 0.01 | 0
2025 | PJM_E_2_PJM_ROM | PJM_E | PJM_ROM | Internal | Shoulder | B14 | 900 | 8000 | 671.02 | 43.99 | 44.01 | 0.01 | 0
2025 | PJM_E_2_PJM_ROM | PJM_E | PJM_ROM | Internal | Shoulder | B15 | 1203 | 8000 | 0 | 41.27 | 41.26 | 0.01 | 0
2025 | PJM_E_2_PJM_ROM | PJM_E | PJM_ROM | Internal | Summer | B1 | 10 | 8000 | 0.96 | 74.62 | 74.61 | 0.01 | 0
2025 | PJM_E_2_PJM_ROM | PJM_E | PJM_ROM | Internal | Summer | B2 | 25 | 8000 | 0.39 | 70.93 | 70.91 | 0.01 | 0
2025 | PJM_E_2_PJM_ROM | PJM_E | PJM_ROM | Internal | Summer | B3 | 75 | 8000 | 2347.39 | 68.4 | 68.42 | 0.01 | 0
2025 | PJM_E_2_PJM_ROM | PJM_E | PJM_ROM | Internal | Summer | B4 | 100 | 8000 | 4501.18 | 68.09 | 68.1 | 0.01 | 0
2025 | PJM_E_2_PJM_ROM | PJM_E | PJM_ROM | Internal | Summer | B5 | 200 | 8000 | 836.68 | 62.09 | 62.1 | 0.01 | 0
2025 | PJM_E_2_PJM_ROM | PJM_E | PJM_ROM | Internal | Summer | B6 | 300 | 8000 | 686.27 | 54.04 | 54.06 | 0.01 | 0
2025 | PJM_E_2_PJM_ROM | PJM_E | PJM_ROM | Internal | Summer | B7 | 400 | 8000 | 636.16 | 44.46 | 44.47 | 0.01 | 0
2025 | PJM_E_2_PJM_ROM | PJM_E | PJM_ROM | Internal | Summer | B8 | 500 | 8000 | 0.02 | 42.24 | 42.23 | 0.01 | 0
2025 | PJM_E_2_PJM_ROM | PJM_E | PJM_ROM | Internal | Summer | B9 | 800 | 8000 | 0.01 | 40.37 | 40.35 | 0.01 | 0
2025 | PJM_E_2_PJM_ROM | PJM_E | PJM_ROM | Internal | Summer | B10 | 1262 | 8000 | 0 | 37.9 | 37.89 | 0.01 | 0
2025 | PJM_E_2_PJM_ROM | PJM_E | PJM_ROM | Internal | Winter | B16 | 25 | 8000 | 0.4 | 60.21 | 60.19 | 0.01 | 0
2025 | PJM_E_2_PJM_ROM | PJM_E | PJM_ROM | Internal | Winter | B17 | 100 | 8000 | 0.1 | 52.91 | 52.9 | 0.01 | 0
2025 | PJM_E_2_PJM_ROM | PJM_E | PJM_ROM | Internal | Winter | B18 | 400 | 8000 | 0.02 | 48.34 | 48.32 | 0.01 | 0
2025 | PJM_E_2_PJM_ROM | PJM_E | PJM_ROM | Internal | Winter | B19 | 700 | 8000 | 0.01 | 45.6 | 45.58 | 0.01 | 0
2025 | PJM_E_2_PJM_ROM | PJM_E | PJM_ROM | Internal | Winter | B20 | 935 | 8000 | 0.01 | 40.27 | 40.26 | 0.01 | 0
2025 | PJM_ROR_2_MISO_IN | PJM_ROR | MISO_IN | Internal | Shoulder | B11 | 25 | 909 | 0 | 59.87 | 58.1 | 2 | 0
2025 | PJM_ROR_2_MISO_IN | PJM_ROR | MISO_IN | Internal | Shoulder | B12 | 200 | 909 | 0 | 51.77 | 50.93 | 2 | 0
2025 | PJM_ROR_2_MISO_IN | PJM_ROR | MISO_IN | Internal | Shoulder | B13 | 600 | 909 | 0 | 46.8 | 44.8 | 2 | 0
2025 | PJM_ROR_2_MISO_IN | PJM_ROR | MISO_IN | Internal | Shoulder | B14 | 900 | 909 | 0 | 43.99 | 42.81 | 2 | 0
2025 | PJM_ROR_2_MISO_IN | PJM_ROR | MISO_IN | Internal | Shoulder | B15 | 1203 | 909 | 0 | 41.25 | 41.45 | 2 | 0
2025 | PJM_ROR_2_MISO_IN | PJM_ROR | MISO_IN | Internal | Summer | B1 | 10 | 909 | 0 | 74.6 | 72.61 | 2 | 0
2025 | PJM_ROR_2_MISO_IN | PJM_ROR | MISO_IN | Internal | Summer | B2 | 25 | 909 | 0 | 70.9 | 70.91 | 2 | 0
2025 | PJM_ROR_2_MISO_IN | PJM_ROR | MISO_IN | Internal | Summer | B3 | 75 | 909 | 0 | 68.43 | 67.82 | 2 | 0
2025 | PJM_ROR_2_MISO_IN | PJM_ROR | MISO_IN | Internal | Summer | B4 | 100 | 909 | 0 | 68.11 | 66.58 | 2 | 0
2025 | PJM_ROR_2_MISO_IN | PJM_ROR | MISO_IN | Internal | Summer | B5 | 200 | 909 | 0 | 62.11 | 61.12 | 2 | 0
2025 | PJM_ROR_2_MISO_IN | PJM_ROR | MISO_IN | Internal | Summer | B6 | 300 | 909 | 0 | 54.07 | 52.08 | 2 | 0
2025 | PJM_ROR_2_MISO_IN | PJM_ROR | MISO_IN | Internal | Summer | B7 | 400 | 909 | 0 | 44.46 | 43.21 | 2 | 0
2025 | PJM_ROR_2_MISO_IN | PJM_ROR | MISO_IN | Internal | Summer | B8 | 500 | 909 | 0 | 42.22 | 40.91 | 2 | 0
2025 | PJM_ROR_2_MISO_IN | PJM_ROR | MISO_IN | Internal | Summer | B9 | 800 | 909 | 0 | 40.34 | 40.52 | 2 | 0
2025 | PJM_ROR_2_MISO_IN | PJM_ROR | MISO_IN | Internal | Summer | B10 | 1262 | 909 | 0 | 37.79 | 37.26 | 2 | 0
2025 | PJM_ROR_2_MISO_IN | PJM_ROR | MISO_IN | Internal | Winter | B16 | 25 | 909 | 655.51 | 60.18 | 62.18 | 2 | 0
2025 | PJM_ROR_2_MISO_IN | PJM_ROR | MISO_IN | Internal | Winter | B17 | 100 | 909 | 0 | 52.89 | 53.72 | 2 | 0
2025 | PJM_ROR_2_MISO_IN | PJM_ROR | MISO_IN | Internal | Winter | B18 | 400 | 909 | 0 | 47.37 | 46.25 | 2 | 0
2025 | PJM_ROR_2_MISO_IN | PJM_ROR | MISO_IN | Internal | Winter | B19 | 700 | 909 | 0 | 45.57 | 44.68 | 2 | 0
2025 | PJM_ROR_2_MISO_IN | PJM_ROR | MISO_IN | Internal | Winter | B20 | 935 | 909 | 0 | 40.25 | 39.49 | 2 | 0
2025 | PJM_ROR_2_MISO_MI | PJM_ROR | MISO_MI | Internal | Shoulder | B11 | 25 | 1305 | 0 | 59.87 | 57.95 | 2 | 0
2025 | PJM_ROR_2_MISO_MI | PJM_ROR | MISO_MI | Internal | Shoulder | B12 | 200 | 1305 | 0 | 51.77 | 50.94 | 2 | 0
2025 | PJM_ROR_2_MISO_MI | PJM_ROR | MISO_MI | Internal | Shoulder | B13 | 600 | 1305 | 0 | 46.8 | 44.82 | 2 | 0
2025 | PJM_ROR_2_MISO_MI | PJM_ROR | MISO_MI | Internal | Shoulder | B14 | 900 | 1305 | 0 | 43.99 | 42.82 | 2 | 0
2025 | PJM_ROR_2_MISO_MI | PJM_ROR | MISO_MI | Internal | Shoulder | B15 | 1203 | 1305 | 0 | 41.25 | 41.46 | 2 | 0
2025 | PJM_ROR_2_MISO_MI | PJM_ROR | MISO_MI | Internal | Summer | B1 | 10 | 1305 | 0 | 74.6 | 72.6 | 2 | 0
2025 | PJM_ROR_2_MISO_MI | PJM_ROR | MISO_MI | Internal | Summer | B2 | 25 | 1305 | 0 | 70.9 | 70.9 | 2 | 0
2025 | PJM_ROR_2_MISO_MI | PJM_ROR | MISO_MI | Internal | Summer | B3 | 75 | 1305 | 0 | 68.43 | 67.17 | 2 | 0
2025 | PJM_ROR_2_MISO_MI | PJM_ROR | MISO_MI | Internal | Summer | B4 | 100 | 1305 | 0 | 68.11 | 66.11 | 2 | 0
2025 | PJM_ROR_2_MISO_MI | PJM_ROR | MISO_MI | Internal | Summer | B5 | 200 | 1305 | 0 | 62.11 | 61.11 | 2 | 0
2025 | PJM_ROR_2_MISO_MI | PJM_ROR | MISO_MI | Internal | Summer | B6 | 300 | 1305 | 0 | 54.07 | 52.07 | 2 | 0
2025 | PJM_ROR_2_MISO_MI | PJM_ROR | MISO_MI | Internal | Summer | B7 | 400 | 1305 | 0 | 44.46 | 43.22 | 2 | 0
2025 | PJM_ROR_2_MISO_MI | PJM_ROR | MISO_MI | Internal | Summer | B8 | 500 | 1305 | 0 | 42.22 | 40.92 | 2 | 0
2025 | PJM_ROR_2_MISO_MI | PJM_ROR | MISO_MI | Internal | Summer | B9 | 800 | 1305 | 0 | 40.34 | 40.53 | 2 | 0
2025 | PJM_ROR_2_MISO_MI | PJM_ROR | MISO_MI | Internal | Summer | B10 | 1262 | 1305 | 0 | 37.79 | 37.27 | 2 | 0
2025 | PJM_ROR_2_MISO_MI | PJM_ROR | MISO_MI | Internal | Winter | B16 | 25 | 1305 | 0.58 | 60.18 | 62.17 | 2 | 0
2025 | PJM_ROR_2_MISO_MI | PJM_ROR | MISO_MI | Internal | Winter | B17 | 100 | 1305 | 0 | 52.89 | 53.71 | 2 | 0
2025 | PJM_ROR_2_MISO_MI | PJM_ROR | MISO_MI | Internal | Winter | B18 | 400 | 1305 | 0 | 47.37 | 46.26 | 2 | 0
2025 | PJM_ROR_2_MISO_MI | PJM_ROR | MISO_MI | Internal | Winter | B19 | 700 | 1305 | 0 | 45.57 | 44.69 | 2 | 0
2025 | PJM_ROR_2_MISO_MI | PJM_ROR | MISO_MI | Internal | Winter | B20 | 935 | 1305 | 0 | 40.25 | 39.5 | 2 | 0
2025 | PJM_ROR_2_MISO_MO-IL | PJM_ROR | MISO_MO-IL | Internal | Shoulder | B11 | 25 | 1111 | 0 | 59.87 | 58.09 | 2 | 0
2025 | PJM_ROR_2_MISO_MO-IL | PJM_ROR | MISO_MO-IL | Internal | Shoulder | B12 | 200 | 1111 | 0 | 51.77 | 43.97 | 2 | 0
2025 | PJM_ROR_2_MISO_MO-IL | PJM_ROR | MISO_MO-IL | Internal | Shoulder | B13 | 600 | 1111 | 0 | 46.8 | 43.96 | 2 | 0
2025 | PJM_ROR_2_MISO_MO-IL | PJM_ROR | MISO_MO-IL | Internal | Shoulder | B14 | 900 | 1111 | 0 | 43.99 | 41.11 | 2 | 0
2025 | PJM_ROR_2_MISO_MO-IL | PJM_ROR | MISO_MO-IL | Internal | Shoulder | B15 | 1203 | 1111 | 0 | 41.25 | 38.48 | 2 | 0
2025 | PJM_ROR_2_MISO_MO-IL | PJM_ROR | MISO_MO-IL | Internal | Summer | B1 | 10 | 1111 | 0 | 74.6 | 72.6 | 2 | 0
2025 | PJM_ROR_2_MISO_MO-IL | PJM_ROR | MISO_MO-IL | Internal | Summer | B2 | 25 | 1111 | 0 | 70.9 | 68.9 | 2 | 0
2025 | PJM_ROR_2_MISO_MO-IL | PJM_ROR | MISO_MO-IL | Internal | Summer | B3 | 75 | 1111 | 0 | 68.43 | 67.81 | 2 | 0
2025 | PJM_ROR_2_MISO_MO-IL | PJM_ROR | MISO_MO-IL | Internal | Summer | B4 | 100 | 1111 | 0 | 68.11 | 66.56 | 2 | 0
2025 | PJM_ROR_2_MISO_MO-IL | PJM_ROR | MISO_MO-IL | Internal | Summer | B5 | 200 | 1111 | 0 | 62.11 | 61.11 | 2 | 0
2025 | PJM_ROR_2_MISO_MO-IL | PJM_ROR | MISO_MO-IL | Internal | Summer | B6 | 300 | 1111 | 0 | 54.07 | 52.07 | 2 | 0
2025 | PJM_ROR_2_MISO_MO-IL | PJM_ROR | MISO_MO-IL | Internal | Summer | B7 | 400 | 1111 | 0 | 44.46 | 42.46 | 2 | 0
2025 | PJM_ROR_2_MISO_MO-IL | PJM_ROR | MISO_MO-IL | Internal | Summer | B8 | 500 | 1111 | 0 | 42.22 | 40.22 | 2 | 0
2025 | PJM_ROR_2_MISO_MO-IL | PJM_ROR | MISO_MO-IL | Internal | Summer | B9 | 800 | 1111 | 0 | 40.34 | 38.1 | 2 | 0
2025 | PJM_ROR_2_MISO_MO-IL | PJM_ROR | MISO_MO-IL | Internal | Summer | B10 | 1262 | 1111 | 0 | 37.79 | 35.78 | 2 | 0
2025 | PJM_ROR_2_MISO_MO-IL | PJM_ROR | MISO_MO-IL | Internal | Winter | B16 | 25 | 1111 | 0 | 60.18 | 58.18 | 2 | 0
2025 | PJM_ROR_2_MISO_MO-IL | PJM_ROR | MISO_MO-IL | Internal | Winter | B17 | 100 | 1111 | 0 | 52.89 | 44.72 | 2 | 0
2025 | PJM_ROR_2_MISO_MO-IL | PJM_ROR | MISO_MO-IL | Internal | Winter | B18 | 400 | 1111 | 0 | 47.37 | 43.88 | 2 | 0
2025 | PJM_ROR_2_MISO_MO-IL | PJM_ROR | MISO_MO-IL | Internal | Winter | B19 | 700 | 1111 | 0 | 45.57 | 41.38 | 2 | 0
2025 | PJM_ROR_2_MISO_MO-IL | PJM_ROR | MISO_MO-IL | Internal | Winter | B20 | 935 | 1111 | 0 | 40.25 | 38.52 | 2 | 0
2025 | PJM_ROR_2_MISO_W | PJM_ROR | MISO_W | Internal | Shoulder | B11 | 25 | 709 | 0 | 59.87 | 57.93 | 2 | 0
2025 | PJM_ROR_2_MISO_W | PJM_ROR | MISO_W | Internal | Shoulder | B12 | 200 | 709 | 0 | 51.77 | 43.96 | 2 | 0
2025 | PJM_ROR_2_MISO_W | PJM_ROR | MISO_W | Internal | Shoulder | B13 | 600 | 709 | 0 | 46.8 | 43.95 | 2 | 0
2025 | PJM_ROR_2_MISO_W | PJM_ROR | MISO_W | Internal | Shoulder | B14 | 900 | 709 | 0 | 43.99 | 39.79 | 2 | 0
2025 | PJM_ROR_2_MISO_W | PJM_ROR | MISO_W | Internal | Shoulder | B15 | 1203 | 709 | 0 | 41.25 | 32.96 | 2 | 0
2025 | PJM_ROR_2_MISO_W | PJM_ROR | MISO_W | Internal | Summer | B1 | 10 | 709 | 0 | 74.6 | 70.77 | 2 | 0
2025 | PJM_ROR_2_MISO_W | PJM_ROR | MISO_W | Internal | Summer | B2 | 25 | 709 | 0 | 70.9 | 68.89 | 2 | 0
2025 | PJM_ROR_2_MISO_W | PJM_ROR | MISO_W | Internal | Summer | B3 | 75 | 709 | 0 | 68.43 | 67.8 | 2 | 0
2025 | PJM_ROR_2_MISO_W | PJM_ROR | MISO_W | Internal | Summer | B4 | 100 | 709 | 0 | 68.11 | 66.55 | 2 | 0
2025 | PJM_ROR_2_MISO_W | PJM_ROR | MISO_W | Internal | Summer | B5 | 200 | 709 | 0 | 62.11 | 61.1 | 2 | 0
2025 | PJM_ROR_2_MISO_W | PJM_ROR | MISO_W | Internal | Summer | B6 | 300 | 709 | 0 | 54.07 | 52.06 | 2 | 0
2025 | PJM_ROR_2_MISO_W | PJM_ROR | MISO_W | Internal | Summer | B7 | 400 | 709 | 0 | 44.46 | 42.44 | 2 | 0
2025 | PJM_ROR_2_MISO_W | PJM_ROR | MISO_W | Internal | Summer | B8 | 500 | 709 | 0 | 42.22 | 40.21 | 2 | 0
2025 | PJM_ROR_2_MISO_W | PJM_ROR | MISO_W | Internal | Summer | B9 | 800 | 709 | 0 | 40.34 | 38.08 | 2 | 0
2025 | PJM_ROR_2_MISO_W | PJM_ROR | MISO_W | Internal | Summer | B10 | 1262 | 709 | 0 | 37.79 | 31.78 | 2 | 0
2025 | PJM_ROR_2_MISO_W | PJM_ROR | MISO_W | Internal | Winter | B16 | 25 | 709 | 0 | 60.18 | 47.13 | 2 | 0
2025 | PJM_ROR_2_MISO_W | PJM_ROR | MISO_W | Internal | Winter | B17 | 100 | 709 | 0 | 52.89 | 40.74 | 2 | 0
2025 | PJM_ROR_2_MISO_W | PJM_ROR | MISO_W | Internal | Winter | B18 | 400 | 709 | 0 | 47.37 | 43.87 | 2 | 0
2025 | PJM_ROR_2_MISO_W | PJM_ROR | MISO_W | Internal | Winter | B19 | 700 | 709 | 0 | 45.57 | 41.37 | 2 | 0
2025 | PJM_ROR_2_MISO_W | PJM_ROR | MISO_W | Internal | Winter | B20 | 935 | 709 | 0 | 40.25 | 33.06 | 2 | 0
2025 | PJM_ROR_2_MISO_WUMS | PJM_ROR | MISO_WUMS | Internal | Shoulder | B11 | 25 | 1467 | 0 | 59.87 | 57.94 | 2 | 0
2025 | PJM_ROR_2_MISO_WUMS | PJM_ROR | MISO_WUMS | Internal | Shoulder | B12 | 200 | 1467 | 0 | 51.77 | 49.77 | 2 | 0
2025 | PJM_ROR_2_MISO_WUMS | PJM_ROR | MISO_WUMS | Internal | Shoulder | B13 | 600 | 1467 | 0 | 46.8 | 44.8 | 2 | 0
2025 | PJM_ROR_2_MISO_WUMS | PJM_ROR | MISO_WUMS | Internal | Shoulder | B14 | 900 | 1467 | 0 | 43.99 | 41.69 | 2 | 0
2025 | PJM_ROR_2_MISO_WUMS | PJM_ROR | MISO_WUMS | Internal | Shoulder | B15 | 1203 | 1467 | 0 | 41.25 | 41 | 2 | 0
2025 | PJM_ROR_2_MISO_WUMS | PJM_ROR | MISO_WUMS | Internal | Summer | B1 | 10 | 1467 | 0 | 74.6 | 70.76 | 2 | 0
2025 | PJM_ROR_2_MISO_WUMS | PJM_ROR | MISO_WUMS | Internal | Summer | B2 | 25 | 1467 | 0 | 70.9 | 68.9 | 2 | 0
2025 | PJM_ROR_2_MISO_WUMS | PJM_ROR | MISO_WUMS | Internal | Summer | B3 | 75 | 1467 | 0 | 68.43 | 66.56 | 2 | 0
2025 | PJM_ROR_2_MISO_WUMS | PJM_ROR | MISO_WUMS | Internal | Summer | B4 | 100 | 1467 | 0 | 68.11 | 66.56 | 2 | 0
2025 | PJM_ROR_2_MISO_WUMS | PJM_ROR | MISO_WUMS | Internal | Summer | B5 | 200 | 1467 | 0 | 62.11 | 61.11 | 2 | 0
2025 | PJM_ROR_2_MISO_WUMS | PJM_ROR | MISO_WUMS | Internal | Summer | B6 | 300 | 1467 | 0 | 54.07 | 52.07 | 2 | 0
2025 | PJM_ROR_2_MISO_WUMS | PJM_ROR | MISO_WUMS | Internal | Summer | B7 | 400 | 1467 | 0 | 44.46 | 42.46 | 2 | 0
2025 | PJM_ROR_2_MISO_WUMS | PJM_ROR | MISO_WUMS | Internal | Summer | B8 | 500 | 1467 | 0 | 42.22 | 40.22 | 2 | 0
2025 | PJM_ROR_2_MISO_WUMS | PJM_ROR | MISO_WUMS | Internal | Summer | B9 | 800 | 1467 | 0 | 40.34 | 40.11 | 2 | 0
2025 | PJM_ROR_2_MISO_WUMS | PJM_ROR | MISO_WUMS | Internal | Summer | B10 | 1262 | 1467 | 0 | 37.79 | 37.15 | 2 | 0
2025 | PJM_ROR_2_MISO_WUMS | PJM_ROR | MISO_WUMS | Internal | Winter | B16 | 25 | 1467 | 0 | 60.18 | 58.18 | 2 | 0
2025 | PJM_ROR_2_MISO_WUMS | PJM_ROR | MISO_WUMS | Internal | Winter | B17 | 100 | 1467 | 0 | 52.89 | 50.89 | 2 | 0
2025 | PJM_ROR_2_MISO_WUMS | PJM_ROR | MISO_WUMS | Internal | Winter | B18 | 400 | 1467 | 0 | 47.37 | 45.37 | 2 | 0
2025 | PJM_ROR_2_MISO_WUMS | PJM_ROR | MISO_WUMS | Internal | Winter | B19 | 700 | 1467 | 0 | 45.57 | 43.57 | 2 | 0
2025 | PJM_ROR_2_MISO_WUMS | PJM_ROR | MISO_WUMS | Internal | Winter | B20 | 935 | 1467 | 0 | 40.25 | 39.7 | 2 | 0
2025 | PJM_ROR_2_PJM_ROM | PJM_ROR | PJM_ROM | Internal | Shoulder | B11 | 25 | 8000 | 0.39 | 59.87 | 59.86 | 0.01 | 0
2025 | PJM_ROR_2_PJM_ROM | PJM_ROR | PJM_ROM | Internal | Shoulder | B12 | 200 | 8000 | 0.05 | 51.77 | 51.76 | 0.01 | 0
2025 | PJM_ROR_2_PJM_ROM | PJM_ROR | PJM_ROM | Internal | Shoulder | B13 | 600 | 8000 | 1938.68 | 46.8 | 46.82 | 0.01 | 0
2025 | PJM_ROR_2_PJM_ROM | PJM_ROR | PJM_ROM | Internal | Shoulder | B14 | 900 | 8000 | 2333.5 | 43.99 | 44.01 | 0.01 | 0
2025 | PJM_ROR_2_PJM_ROM | PJM_ROR | PJM_ROM | Internal | Shoulder | B15 | 1203 | 8000 | 3064.7 | 41.25 | 41.26 | 0.01 | 0
2025 | PJM_ROR_2_PJM_ROM | PJM_ROR | PJM_ROM | Internal | Summer | B1 | 10 | 8000 | 4392.81 | 74.6 | 74.61 | 0.01 | 0
2025 | PJM_ROR_2_PJM_ROM | PJM_ROR | PJM_ROM | Internal | Summer | B2 | 25 | 8000 | 2228.81 | 70.9 | 70.91 | 0.01 | 0
2025 | PJM_ROR_2_PJM_ROM | PJM_ROR | PJM_ROM | Internal | Summer | B3 | 75 | 8000 | 0.13 | 68.43 | 68.42 | 0.01 | 0
2025 | PJM_ROR_2_PJM_ROM | PJM_ROR | PJM_ROM | Internal | Summer | B4 | 100 | 8000 | 0.1 | 68.11 | 68.1 | 0.01 | 0
2025 | PJM_ROR_2_PJM_ROM | PJM_ROR | PJM_ROM | Internal | Summer | B5 | 200 | 8000 | 0.05 | 62.11 | 62.1 | 0.01 | 0
2025 | PJM_ROR_2_PJM_ROM | PJM_ROR | PJM_ROM | Internal | Summer | B6 | 300 | 8000 | 0.03 | 54.07 | 54.06 | 0.01 | 0
2025 | PJM_ROR_2_PJM_ROM | PJM_ROR | PJM_ROM | Internal | Summer | B7 | 400 | 8000 | 1605.6 | 44.46 | 44.47 | 0.01 | 0
2025 | PJM_ROR_2_PJM_ROM | PJM_ROR | PJM_ROM | Internal | Summer | B8 | 500 | 8000 | 2129.43 | 42.22 | 42.23 | 0.01 | 0
2025 | PJM_ROR_2_PJM_ROM | PJM_ROR | PJM_ROM | Internal | Summer | B9 | 800 | 8000 | 4964.1 | 40.34 | 40.35 | 0.01 | 0
2025 | PJM_ROR_2_PJM_ROM | PJM_ROR | PJM_ROM | Internal | Summer | B10 | 1262 | 8000 | 8000 | 37.79 | 37.89 | 0.01 | 0.08
2025 | PJM_ROR_2_PJM_ROM | PJM_ROR | PJM_ROM | Internal | Winter | B16 | 25 | 8000 | 1608.91 | 60.18 | 60.19 | 0.01 | 0
2025 | PJM_ROR_2_PJM_ROM | PJM_ROR | PJM_ROM | Internal | Winter | B17 | 100 | 8000 | 2849.17 | 52.89 | 52.9 | 0.01 | 0
2025 | PJM_ROR_2_PJM_ROM | PJM_ROR | PJM_ROM | Internal | Winter | B18 | 400 | 8000 | 8000 | 47.37 | 48.32 | 0.01 | 0.94
2025 | PJM_ROR_2_PJM_ROM | PJM_ROR | PJM_ROM | Internal | Winter | B19 | 700 | 8000 | 7742.99 | 45.57 | 45.58 | 0.01 | 0
2025 | PJM_ROR_2_PJM_ROM | PJM_ROR | PJM_ROM | Internal | Winter | B20 | 935 | 8000 | 6663.6 | 40.25 | 40.26 | 0.01 | 0
2025 | PJM_ROR_2_TVA_Transmission | PJM_ROR | TVA_Transmission | Internal | Shoulder | B11 | 25 | 2500 | 0.06 | 59.87 | 65.72 | 6 | 0
2025 | PJM_ROR_2_TVA_Transmission | PJM_ROR | TVA_Transmission | Internal | Shoulder | B12 | 200 | 2500 | 0 | 51.77 | 51.07 | 6 | 0
2025 | PJM_ROR_2_TVA_Transmission | PJM_ROR | TVA_Transmission | Internal | Shoulder | B13 | 600 | 2500 | 0 | 46.8 | 48.87 | 6 | 0
2025 | PJM_ROR_2_TVA_Transmission | PJM_ROR | TVA_Transmission | Internal | Shoulder | B14 | 900 | 2500 | 0 | 43.99 | 47.48 | 6 | 0
2025 | PJM_ROR_2_TVA_Transmission | PJM_ROR | TVA_Transmission | Internal | Shoulder | B15 | 1203 | 2500 | 0 | 41.25 | 46.48 | 6 | 0
2025 | PJM_ROR_2_TVA_Transmission | PJM_ROR | TVA_Transmission | Internal | Summer | B1 | 10 | 2500 | 668.21 | 74.6 | 80.6 | 6 | 0
2025 | PJM_ROR_2_TVA_Transmission | PJM_ROR | TVA_Transmission | Internal | Summer | B2 | 25 | 2500 | 2011.37 | 70.9 | 76.9 | 6 | 0
2025 | PJM_ROR_2_TVA_Transmission | PJM_ROR | TVA_Transmission | Internal | Summer | B3 | 75 | 2500 | 906.02 | 68.43 | 74.43 | 6 | 0
2025 | PJM_ROR_2_TVA_Transmission | PJM_ROR | TVA_Transmission | Internal | Summer | B4 | 100 | 2500 | 1084.72 | 68.11 | 74.11 | 6 | 0
2025 | PJM_ROR_2_TVA_Transmission | PJM_ROR | TVA_Transmission | Internal | Summer | B5 | 200 | 2500 | 276.48 | 62.11 | 68.11 | 6 | 0
2025 | PJM_ROR_2_TVA_Transmission | PJM_ROR | TVA_Transmission | Internal | Summer | B6 | 300 | 2500 | 0 | 54.07 | 59.42 | 6 | 0
2025 | PJM_ROR_2_TVA_Transmission | PJM_ROR | TVA_Transmission | Internal | Summer | B7 | 400 | 2500 | 0 | 44.46 | 49.82 | 6 | 0
2025 | PJM_ROR_2_TVA_Transmission | PJM_ROR | TVA_Transmission | Internal | Summer | B8 | 500 | 2500 | 0 | 42.22 | 46.3 | 6 | 0
2025 | PJM_ROR_2_TVA_Transmission | PJM_ROR | TVA_Transmission | Internal | Summer | B9 | 800 | 2500 | 0 | 40.34 | 45.42 | 6 | 0
2025 | PJM_ROR_2_TVA_Transmission | PJM_ROR | TVA_Transmission | Internal | Summer | B10 | 1262 | 2500 | 0 | 37.79 | 42.23 | 6 | 0
2025 | PJM_ROR_2_TVA_Transmission | PJM_ROR | TVA_Transmission | Internal | Winter | B16 | 25 | 2500 | 312.3 | 60.18 | 66.18 | 6 | 0
2025 | PJM_ROR_2_TVA_Transmission | PJM_ROR | TVA_Transmission | Internal | Winter | B17 | 100 | 2500 | 0 | 52.89 | 52.72 | 6 | 0
2025 | PJM_ROR_2_TVA_Transmission | PJM_ROR | TVA_Transmission | Internal | Winter | B18 | 400 | 2500 | 0 | 47.37 | 49.36 | 6 | 0
2025 | PJM_ROR_2_TVA_Transmission | PJM_ROR | TVA_Transmission | Internal | Winter | B19 | 700 | 2500 | 0 | 45.57 | 47.77 | 6 | 0
2025 | PJM_ROR_2_TVA_Transmission | PJM_ROR | TVA_Transmission | Internal | Winter | B20 | 935 | 2500 | 212.87 | 40.25 | 46.25 | 6 | 0
2025 | PJM_ROR_2_VACAR | PJM_ROR | VACAR | Internal | Shoulder | B11 | 25 | 3000 | 2896.84 | 59.87 | 65.87 | 6 | 0
2025 | PJM_ROR_2_VACAR | PJM_ROR | VACAR | Internal | Shoulder | B12 | 200 | 3000 | 0 | 51.77 | 53.87 | 6 | 0
2025 | PJM_ROR_2_VACAR | PJM_ROR | VACAR | Internal | Shoulder | B13 | 600 | 3000 | 0 | 46.8 | 50.45 | 6 | 0
2025 | PJM_ROR_2_VACAR | PJM_ROR | VACAR | Internal | Shoulder | B14 | 900 | 3000 | 440.05 | 43.99 | 49.99 | 6 | 0
2025 | PJM_ROR_2_VACAR | PJM_ROR | VACAR | Internal | Shoulder | B15 | 1203 | 3000 | 0 | 41.25 | 46.39 | 6 | 0
2025 | PJM_ROR_2_VACAR | PJM_ROR | VACAR | Internal | Summer | B1 | 10 | 3000 | 1953.89 | 74.6 | 80.6 | 6 | 0
2025 | PJM_ROR_2_VACAR | PJM_ROR | VACAR | Internal | Summer | B2 | 25 | 3000 | 3000 | 70.9 | 80.6 | 6 | 3.7
2025 | PJM_ROR_2_VACAR | PJM_ROR | VACAR | Internal | Summer | B3 | 75 | 3000 | 3000 | 68.43 | 80.6 | 6 | 6.17
2025 | PJM_ROR_2_VACAR | PJM_ROR | VACAR | Internal | Summer | B4 | 100 | 3000 | 3000 | 68.11 | 78.98 | 6 | 4.87
2025 | PJM_ROR_2_VACAR | PJM_ROR | VACAR | Internal | Summer | B5 | 200 | 3000 | 3000 | 62.11 | 70.11 | 6 | 2
2025 | PJM_ROR_2_VACAR | PJM_ROR | VACAR | Internal | Summer | B6 | 300 | 3000 | 3000 | 54.07 | 61.07 | 6 | 1
2025 | PJM_ROR_2_VACAR | PJM_ROR | VACAR | Internal | Summer | B7 | 400 | 3000 | 3000 | 44.46 | 51.15 | 6 | 0.69
2025 | PJM_ROR_2_VACAR | PJM_ROR | VACAR | Internal | Summer | B8 | 500 | 3000 | 1607.15 | 42.22 | 48.22 | 6 | 0
2025 | PJM_ROR_2_VACAR | PJM_ROR | VACAR | Internal | Summer | B9 | 800 | 3000 | 0 | 40.34 | 44.8 | 6 | 0
2025 | PJM_ROR_2_VACAR | PJM_ROR | VACAR | Internal | Summer | B10 | 1262 | 3000 | 3000 | 37.79 | 44.54 | 6 | 0.74
2025 | PJM_ROR_2_VACAR | PJM_ROR | VACAR | Internal | Winter | B16 | 25 | 3000 | 3000 | 60.18 | 68.18 | 6 | 2
2025 | PJM_ROR_2_VACAR | PJM_ROR | VACAR | Internal | Winter | B17 | 100 | 3000 | 985.62 | 52.89 | 58.89 | 6 | 0
2025 | PJM_ROR_2_VACAR | PJM_ROR | VACAR | Internal | Winter | B18 | 400 | 3000 | 0 | 47.37 | 50.54 | 6 | 0
2025 | PJM_ROR_2_VACAR | PJM_ROR | VACAR | Internal | Winter | B19 | 700 | 3000 | 0 | 45.57 | 50.54 | 6 | 0
2025 | PJM_ROR_2_VACAR | PJM_ROR | VACAR | Internal | Winter | B20 | 935 | 3000 | 2236.71 | 40.25 | 46.25 | 6 | 0
2025 | PJM_ROM_2_NYISO_A-F | PJM_ROM | NYISO_A-F | Internal | Shoulder | B11 | 25 | 2000 | 0 | 59.86 | 43.76 | 6 | 0
2025 | PJM_ROM_2_NYISO_A-F | PJM_ROM | NYISO_A-F | Internal | Shoulder | B12 | 200 | 2000 | 0 | 51.76 | 43.76 | 6 | 0
2025 | PJM_ROM_2_NYISO_A-F | PJM_ROM | NYISO_A-F | Internal | Shoulder | B13 | 600 | 2000 | 0 | 46.82 | 43.47 | 6 | 0
2025 | PJM_ROM_2_NYISO_A-F | PJM_ROM | NYISO_A-F | Internal | Shoulder | B14 | 900 | 2000 | 0 | 44.01 | 42.82 | 6 | 0
2025 | PJM_ROM_2_NYISO_A-F | PJM_ROM | NYISO_A-F | Internal | Shoulder | B15 | 1203 | 2000 | 0 | 41.26 | 42.82 | 6 | 0
2025 | PJM_ROM_2_NYISO_A-F | PJM_ROM | NYISO_A-F | Internal | Summer | B1 | 10 | 2000 | 0 | 74.61 | 72.6 | 6 | 0
2025 | PJM_ROM_2_NYISO_A-F | PJM_ROM | NYISO_A-F | Internal | Summer | B2 | 25 | 2000 | 0 | 70.91 | 70.9 | 6 | 0
2025 | PJM_ROM_2_NYISO_A-F | PJM_ROM | NYISO_A-F | Internal | Summer | B3 | 75 | 2000 | 0 | 68.42 | 56.64 | 6 | 0
2025 | PJM_ROM_2_NYISO_A-F | PJM_ROM | NYISO_A-F | Internal | Summer | B4 | 100 | 2000 | 0 | 68.1 | 50.12 | 6 | 0
2025 | PJM_ROM_2_NYISO_A-F | PJM_ROM | NYISO_A-F | Internal | Summer | B5 | 200 | 2000 | 0 | 62.1 | 48.41 | 6 | 0
2025 | PJM_ROM_2_NYISO_A-F | PJM_ROM | NYISO_A-F | Internal | Summer | B6 | 300 | 2000 | 0 | 54.06 | 47.44 | 6 | 0
2025 | PJM_ROM_2_NYISO_A-F | PJM_ROM | NYISO_A-F | Internal | Summer | B7 | 400 | 2000 | 0 | 44.47 | 43.22 | 6 | 0
2025 | PJM_ROM_2_NYISO_A-F | PJM_ROM | NYISO_A-F | Internal | Summer | B8 | 500 | 2000 | 0 | 42.23 | 42.19 | 6 | 0
2025 | PJM_ROM_2_NYISO_A-F | PJM_ROM | NYISO_A-F | Internal | Summer | B9 | 800 | 2000 | 0 | 40.35 | 40.7 | 6 | 0
2025 | PJM_ROM_2_NYISO_A-F | PJM_ROM | NYISO_A-F | Internal | Summer | B10 | 1262 | 2000 | 0 | 37.89 | 40.7 | 6 | 0
2025 | PJM_ROM_2_NYISO_A-F | PJM_ROM | NYISO_A-F | Internal | Winter | B16 | 25 | 2000 | 0 | 60.19 | 50.39 | 6 | 0
2025 | PJM_ROM_2_NYISO_A-F | PJM_ROM | NYISO_A-F | Internal | Winter | B17 | 100 | 2000 | 0 | 52.9 | 47.73 | 6 | 0
2025 | PJM_ROM_2_NYISO_A-F | PJM_ROM | NYISO_A-F | Internal | Winter | B18 | 400 | 2000 | 0 | 48.32 | 46.26 | 6 | 0
2025 | PJM_ROM_2_NYISO_A-F | PJM_ROM | NYISO_A-F | Internal | Winter | B19 | 700 | 2000 | 0 | 45.58 | 46.26 | 6 | 0
2025 | PJM_ROM_2_NYISO_A-F | PJM_ROM | NYISO_A-F | Internal | Winter | B20 | 935 | 2000 | 636.55 | 40.26 | 46.26 | 6 | 0
2025 | PJM_ROM_2_PJM_E | PJM_ROM | PJM_E | Internal | Shoulder | B11 | 25 | 8000 | 0.39 | 59.86 | 59.85 | 0.01 | 0
2025 | PJM_ROM_2_PJM_E | PJM_ROM | PJM_E | Internal | Shoulder | B12 | 200 | 8000 | 0.05 | 51.76 | 51.75 | 0.01 | 0
2025 | PJM_ROM_2_PJM_E | PJM_ROM | PJM_E | Internal | Shoulder | B13 | 600 | 8000 | 0.02 | 46.82 | 46.8 | 0.01 | 0
2025 | PJM_ROM_2_PJM_E | PJM_ROM | PJM_E | Internal | Shoulder | B14 | 900 | 8000 | 0.01 | 44.01 | 43.99 | 0.01 | 0
2025 | PJM_ROM_2_PJM_E | PJM_ROM | PJM_E | Internal | Shoulder | B15 | 1203 | 8000 | 286.21 | 41.26 | 41.27 | 0.01 | 0
2025 | PJM_ROM_2_PJM_E | PJM_ROM | PJM_E | Internal | Summer | B1 | 10 | 8000 | 3483.36 | 74.61 | 74.62 | 0.01 | 0
2025 | PJM_ROM_2_PJM_E | PJM_ROM | PJM_E | Internal | Summer | B2 | 25 | 8000 | 1845.77 | 70.91 | 70.93 | 0.01 | 0
2025 | PJM_ROM_2_PJM_E | PJM_ROM | PJM_E | Internal | Summer | B3 | 75 | 8000 | 0.13 | 68.42 | 68.4 | 0.01 | 0
2025 | PJM_ROM_2_PJM_E | PJM_ROM | PJM_E | Internal | Summer | B4 | 100 | 8000 | 0.1 | 68.1 | 68.09 | 0.01 | 0
2025 | PJM_ROM_2_PJM_E | PJM_ROM | PJM_E | Internal | Summer | B5 | 200 | 8000 | 0.05 | 62.1 | 62.09 | 0.01 | 0
2025 | PJM_ROM_2_PJM_E | PJM_ROM | PJM_E | Internal | Summer | B6 | 300 | 8000 | 0.03 | 54.06 | 54.04 | 0.01 | 0
2025 | PJM_ROM_2_PJM_E | PJM_ROM | PJM_E | Internal | Summer | B7 | 400 | 8000 | 0.03 | 44.47 | 44.46 | 0.01 | 0
2025 | PJM_ROM_2_PJM_E | PJM_ROM | PJM_E | Internal | Summer | B8 | 500 | 8000 | 446.15 | 42.23 | 42.24 | 0.01 | 0
2025 | PJM_ROM_2_PJM_E | PJM_ROM | PJM_E | Internal | Summer | B9 | 800 | 8000 | 2309.62 | 40.35 | 40.37 | 0.01 | 0
2025 | PJM_ROM_2_PJM_E | PJM_ROM | PJM_E | Internal | Summer | B10 | 1262 | 8000 | 3806.65 | 37.89 | 37.9 | 0.01 | 0
2025 | PJM_ROM_2_PJM_E | PJM_ROM | PJM_E | Internal | Winter | B16 | 25 | 8000 | 742.62 | 60.19 | 60.21 | 0.01 | 0
2025 | PJM_ROM_2_PJM_E | PJM_ROM | PJM_E | Internal | Winter | B17 | 100 | 8000 | 290.25 | 52.9 | 52.91 | 0.01 | 0
2025 | PJM_ROM_2_PJM_E | PJM_ROM | PJM_E | Internal | Winter | B18 | 400 | 8000 | 4741.65 | 48.32 | 48.34 | 0.01 | 0
2025 | PJM_ROM_2_PJM_E | PJM_ROM | PJM_E | Internal | Winter | B19 | 700 | 8000 | 4542.03 | 45.58 | 45.6 | 0.01 | 0
2025 | PJM_ROM_2_PJM_E | PJM_ROM | PJM_E | Internal | Winter | B20 | 935 | 8000 | 4126.34 | 40.26 | 40.27 | 0.01 | 0
2025 | PJM_ROM_2_PJM_ROR | PJM_ROM | PJM_ROR | Internal | Shoulder | B11 | 25 | 8000 | 2646.78 | 59.86 | 59.87 | 0.01 | 0
2025 | PJM_ROM_2_PJM_ROR | PJM_ROM | PJM_ROR | Internal | Shoulder | B12 | 200 | 8000 | 267.63 | 51.76 | 51.77 | 0.01 | 0
2025 | PJM_ROM_2_PJM_ROR | PJM_ROM | PJM_ROR | Internal | Shoulder | B13 | 600 | 8000 | 0.02 | 46.82 | 46.8 | 0.01 | 0
2025 | PJM_ROM_2_PJM_ROR | PJM_ROM | PJM_ROR | Internal | Shoulder | B14 | 900 | 8000 | 0.01 | 44.01 | 43.99 | 0.01 | 0
2025 | PJM_ROM_2_PJM_ROR | PJM_ROM | PJM_ROR | Internal | Shoulder | B15 | 1203 | 8000 | 0 | 41.26 | 41.25 | 0.01 | 0
2025 | PJM_ROM_2_PJM_ROR | PJM_ROM | PJM_ROR | Internal | Summer | B1 | 10 | 8000 | 0.95 | 74.61 | 74.6 | 0.01 | 0
2025 | PJM_ROM_2_PJM_ROR | PJM_ROM | PJM_ROR | Internal | Summer | B2 | 25 | 8000 | 0.39 | 70.91 | 70.9 | 0.01 | 0
2025 | PJM_ROM_2_PJM_ROR | PJM_ROM | PJM_ROR | Internal | Summer | B3 | 75 | 8000 | 3283.29 | 68.42 | 68.43 | 0.01 | 0
2025 | PJM_ROM_2_PJM_ROR | PJM_ROM | PJM_ROR | Internal | Summer | B4 | 100 | 8000 | 6673.28 | 68.1 | 68.11 | 0.01 | 0
2025 | PJM_ROM_2_PJM_ROR | PJM_ROM | PJM_ROR | Internal | Summer | B5 | 200 | 8000 | 3679.19 | 62.1 | 62.11 | 0.01 | 0
2025 | PJM_ROM_2_PJM_ROR | PJM_ROM | PJM_ROR | Internal | Summer | B6 | 300 | 8000 | 379.26 | 54.06 | 54.07 | 0.01 | 0
2025 | PJM_ROM_2_PJM_ROR | PJM_ROM | PJM_ROR | Internal | Summer | B7 | 400 | 8000 | 0.03 | 44.47 | 44.46 | 0.01 | 0
2025 | PJM_ROM_2_PJM_ROR | PJM_ROM | PJM_ROR | Internal | Summer | B8 | 500 | 8000 | 0.02 | 42.23 | 42.22 | 0.01 | 0
2025 | PJM_ROM_2_PJM_ROR | PJM_ROM | PJM_ROR | Internal | Summer | B9 | 800 | 8000 | 0.01 | 40.35 | 40.34 | 0.01 | 0
2025 | PJM_ROM_2_PJM_ROR | PJM_ROM | PJM_ROR | Internal | Summer | B10 | 1262 | 8000 | 0 | 37.89 | 37.79 | 0.01 | 0
2025 | PJM_ROM_2_PJM_ROR | PJM_ROM | PJM_ROR | Internal | Winter | B16 | 25 | 8000 | 0.39 | 60.19 | 60.18 | 0.01 | 0
2025 | PJM_ROM_2_PJM_ROR | PJM_ROM | PJM_ROR | Internal | Winter | B17 | 100 | 8000 | 0.1 | 52.9 | 52.89 | 0.01 | 0
2025 | PJM_ROM_2_PJM_ROR | PJM_ROM | PJM_ROR | Internal | Winter | B18 | 400 | 8000 | 0 | 48.32 | 47.37 | 0.01 | 0
2025 | PJM_ROM_2_PJM_ROR | PJM_ROM | PJM_ROR | Internal | Winter | B19 | 700 | 8000 | 0.01 | 45.58 | 45.57 | 0.01 | 0
2025 | PJM_ROM_2_PJM_ROR | PJM_ROM | PJM_ROR | Internal | Winter | B20 | 935 | 8000 | 0.01 | 40.26 | 40.25 | 0.01 | 0
2025 | SOCO_2_ENT | SOCO | ENT | Internal | Shoulder | B11 | 25 | 2400 | 0 | 74.61 | 66.09 | 10 | 0
2025 | SOCO_2_ENT | SOCO | ENT | Internal | Shoulder | B12 | 200 | 2400 | 0 | 51.92 | 46.83 | 10 | 0
2025 | SOCO_2_ENT | SOCO | ENT | Internal | Shoulder | B13 | 600 | 2400 | 0 | 46.88 | 46.83 | 10 | 0
2025 | SOCO_2_ENT | SOCO | ENT | Internal | Shoulder | B14 | 900 | 2400 | 0 | 46.88 | 46.5 | 10 | 0
2025 | SOCO_2_ENT | SOCO | ENT | Internal | Shoulder | B15 | 1203 | 2400 | 0 | 46.88 | 44.97 | 10 | 0
2025 | SOCO_2_ENT | SOCO | ENT | Internal | Summer | B1 | 10 | 2400 | 0 | 86.59 | 78.59 | 10 | 0
2025 | SOCO_2_ENT | SOCO | ENT | Internal | Summer | B2 | 25 | 2400 | 0 | 78.61 | 75.69 | 10 | 0
2025 | SOCO_2_ENT | SOCO | ENT | Internal | Summer | B3 | 75 | 2400 | 0 | 78.61 | 70.61 | 10 | 0
2025 | SOCO_2_ENT | SOCO | ENT | Internal | Summer | B4 | 100 | 2400 | 0 | 77.11 | 69.11 | 10 | 0
2025 | SOCO_2_ENT | SOCO | ENT | Internal | Summer | B5 | 200 | 2400 | 0 | 77.11 | 69.11 | 10 | 0
2025 | SOCO_2_ENT | SOCO | ENT | Internal | Summer | B6 | 300 | 2400 | 0 | 68.07 | 60.07 | 10 | 0
2025 | SOCO_2_ENT | SOCO | ENT | Internal | Summer | B7 | 400 | 2400 | 0 | 58.46 | 50.46 | 10 | 0
2025 | SOCO_2_ENT | SOCO | ENT | Internal | Summer | B8 | 500 | 2400 | 0 | 50.99 | 45.36 | 10 | 0
2025 | SOCO_2_ENT | SOCO | ENT | Internal | Summer | B9 | 800 | 2400 | 0 | 45.53 | 45.04 | 10 | 0
2025 | SOCO_2_ENT | SOCO | ENT | Internal | Summer | B10 | 1262 | 2400 | 0 | 45.53 | 43.78 | 10 | 0
2025 | SOCO_2_ENT | SOCO | ENT | Internal | Winter | B16 | 25 | 2400 | 0 | 75.18 | 59.13 | 10 | 0
2025 | SOCO_2_ENT | SOCO | ENT | Internal | Winter | B17 | 100 | 2400 | 0 | 54.78 | 49.74 | 10 | 0
2025 | SOCO_2_ENT | SOCO | ENT | Internal | Winter | B18 | 400 | 2400 | 0 | 49.67 | 49.74 | 10 | 0
2025 | SOCO_2_ENT | SOCO | ENT | Internal | Winter | B19 | 700 | 2400 | 0 | 49.67 | 49.38 | 10 | 0
2025 | SOCO_2_ENT | SOCO | ENT | Internal | Winter | B20 | 935 | 2400 | 0 | 49.67 | 46.52 | 10 | 0
2025 | SOCO_2_FRCC | SOCO | FRCC | Internal | Shoulder | B11 | 25 | 3700 | 2868.05 | 74.61 | 84.61 | 10 | 0
2025 | SOCO_2_FRCC | SOCO | FRCC | Internal | Shoulder | B12 | 200 | 3700 | 1338.2 | 51.92 | 61.92 | 10 | 0
2025 | SOCO_2_FRCC | SOCO | FRCC | Internal | Shoulder | B13 | 600 | 3700 | 0 | 46.88 | 54.36 | 10 | 0
2025 | SOCO_2_FRCC | SOCO | FRCC | Internal | Shoulder | B14 | 900 | 3700 | 0 | 46.88 | 54.36 | 10 | 0
2025 | SOCO_2_FRCC | SOCO | FRCC | Internal | Shoulder | B15 | 1203 | 3700 | 0 | 46.88 | 52.12 | 10 | 0
2025 | SOCO_2_FRCC | SOCO | FRCC | Internal | Summer | B1 | 10 | 3700 | 1066.98 | 86.59 | 96.59 | 10 | 0
2025 | SOCO_2_FRCC | SOCO | FRCC | Internal | Summer | B2 | 25 | 3700 | 0 | 78.61 | 84.92 | 10 | 0
2025 | SOCO_2_FRCC | SOCO | FRCC | Internal | Summer | B3 | 75 | 3700 | 0 | 78.61 | 84.92 | 10 | 0
2025 | SOCO_2_FRCC | SOCO | FRCC | Internal | Summer | B4 | 100 | 3700 | 0 | 77.11 | 84.92 | 10 | 0
2025 | SOCO_2_FRCC | SOCO | FRCC | Internal | Summer | B5 | 200 | 3700 | 0 | 77.11 | 84.92 | 10 | 0
2025 | SOCO_2_FRCC | SOCO | FRCC | Internal | Summer | B6 | 300 | 3700 | 561.06 | 68.07 | 78.07 | 10 | 0
2025 | SOCO_2_FRCC | SOCO | FRCC | Internal | Summer | B7 | 400 | 3700 | 2587.31 | 58.46 | 68.46 | 10 | 0
2025 | SOCO_2_FRCC | SOCO | FRCC | Internal | Summer | B8 | 500 | 3700 | 251.24 | 50.99 | 60.99 | 10 | 0
2025 | SOCO_2_FRCC | SOCO | FRCC | Internal | Summer | B9 | 800 | 3700 | 0 | 45.53 | 53.55 | 10 | 0
2025 | SOCO_2_FRCC | SOCO | FRCC | Internal | Summer | B10 | 1262 | 3700 | 0 | 45.53 | 51.34 | 10 | 0
2025 | SOCO_2_FRCC | SOCO | FRCC | Internal | Winter | B16 | 25 | 3700 | 1691.86 | 75.18 | 85.18 | 10 | 0
2025 | SOCO_2_FRCC | SOCO | FRCC | Internal | Winter | B17 | 100 | 3700 | 1395.38 | 54.78 | 64.78 | 10 | 0
2025 | SOCO_2_FRCC | SOCO | FRCC | Internal | Winter | B18 | 400 | 3700 | 0 | 49.67 | 56.86 | 10 | 0
2025 | SOCO_2_FRCC | SOCO | FRCC | Internal | Winter | B19 | 700 | 3700 | 0 | 49.67 | 56.28 | 10 | 0
2025 | SOCO_2_FRCC | SOCO | FRCC | Internal | Winter | B20 | 935 | 3700 | 0 | 49.67 | 54.51 | 10 | 0
2025 | SOCO_2_TVA_Transmission | SOCO | TVA_Transmission | Internal | Shoulder | B11 | 25 | 2600 | 0 | 74.61 | 65.72 | 10 | 0
2025 | SOCO_2_TVA_Transmission | SOCO | TVA_Transmission | Internal | Shoulder | B12 | 200 | 2600 | 0 | 51.92 | 51.07 | 10 | 0
2025 | SOCO_2_TVA_Transmission | SOCO | TVA_Transmission | Internal | Shoulder | B13 | 600 | 2600 | 0 | 46.88 | 48.87 | 10 | 0
2025 | SOCO_2_TVA_Transmission | SOCO | TVA_Transmission | Internal | Shoulder | B14 | 900 | 2600 | 0 | 46.88 | 47.48 | 10 | 0
2025 | SOCO_2_TVA_Transmission | SOCO | TVA_Transmission | Internal | Shoulder | B15 | 1203 | 2600 | 0 | 46.88 | 46.48 | 10 | 0
2025 | SOCO_2_TVA_Transmission | SOCO | TVA_Transmission | Internal | Summer | B1 | 10 | 2600 | 0 | 86.59 | 80.6 | 10 | 0
2025 | SOCO_2_TVA_Transmission | SOCO | TVA_Transmission | Internal | Summer | B2 | 25 | 2600 | 0 | 78.61 | 76.9 | 10 | 0
2025 | SOCO_2_TVA_Transmission | SOCO | TVA_Transmission | Internal | Summer | B3 | 75 | 2600 | 0 | 78.61 | 74.43 | 10 | 0
2025 | SOCO_2_TVA_Transmission | SOCO | TVA_Transmission | Internal | Summer | B4 | 100 | 2600 | 0 | 77.11 | 74.11 | 10 | 0
2025 | SOCO_2_TVA_Transmission | SOCO | TVA_Transmission | Internal | Summer | B5 | 200 | 2600 | 0 | 77.11 | 68.11 | 10 | 0
2025 | SOCO_2_TVA_Transmission | SOCO | TVA_Transmission | Internal | Summer | B6 | 300 | 2600 | 0 | 68.07 | 59.42 | 10 | 0
2025 | SOCO_2_TVA_Transmission | SOCO | TVA_Transmission | Internal | Summer | B7 | 400 | 2600 | 0 | 58.46 | 49.82 | 10 | 0
2025 | SOCO_2_TVA_Transmission | SOCO | TVA_Transmission | Internal | Summer | B8 | 500 | 2600 | 0 | 50.99 | 46.3 | 10 | 0
2025 | SOCO_2_TVA_Transmission | SOCO | TVA_Transmission | Internal | Summer | B9 | 800 | 2600 | 0 | 45.53 | 45.42 | 10 | 0
2025 | SOCO_2_TVA_Transmission | SOCO | TVA_Transmission | Internal | Summer | B10 | 1262 | 2600 | 0 | 45.53 | 42.23 | 10 | 0
2025 | SOCO_2_TVA_Transmission | SOCO | TVA_Transmission | Internal | Winter | B16 | 25 | 2600 | 0 | 75.18 | 66.18 | 10 | 0
2025 | SOCO_2_TVA_Transmission | SOCO | TVA_Transmission | Internal | Winter | B17 | 100 | 2600 | 0 | 54.78 | 52.72 | 10 | 0
2025 | SOCO_2_TVA_Transmission | SOCO | TVA_Transmission | Internal | Winter | B18 | 400 | 2600 | 0 | 49.67 | 49.36 | 10 | 0
2025 | SOCO_2_TVA_Transmission | SOCO | TVA_Transmission | Internal | Winter | B19 | 700 | 2600 | 0 | 49.67 | 47.77 | 10 | 0
2025 | SOCO_2_TVA_Transmission | SOCO | TVA_Transmission | Internal | Winter | B20 | 935 | 2600 | 0 | 49.67 | 46.25 | 10 | 0
2025 | SOCO_2_VACAR | SOCO | VACAR | Internal | Shoulder | B11 | 25 | 2000 | 0 | 74.61 | 65.87 | 10 | 0
2025 | SOCO_2_VACAR | SOCO | VACAR | Internal | Shoulder | B12 | 200 | 2000 | 0 | 51.92 | 53.87 | 10 | 0
2025 | SOCO_2_VACAR | SOCO | VACAR | Internal | Shoulder | B13 | 600 | 2000 | 0 | 46.88 | 50.45 | 10 | 0
2025 | SOCO_2_VACAR | SOCO | VACAR | Internal | Shoulder | B14 | 900 | 2000 | 0 | 46.88 | 49.99 | 10 | 0
2025 | SOCO_2_VACAR | SOCO | VACAR | Internal | Shoulder | B15 | 1203 | 2000 | 0 | 46.88 | 46.39 | 10 | 0
2025 | SOCO_2_VACAR | SOCO | VACAR | Internal | Summer | B1 | 10 | 2000 | 0 | 86.59 | 80.6 | 10 | 0
2025 | SOCO_2_VACAR | SOCO | VACAR | Internal | Summer | B2 | 25 | 2000 | 0 | 78.61 | 80.6 | 10 | 0
2025 | SOCO_2_VACAR | SOCO | VACAR | Internal | Summer | B3 | 75 | 2000 | 0 | 78.61 | 80.6 | 10 | 0
2025 | SOCO_2_VACAR | SOCO | VACAR | Internal | Summer | B4 | 100 | 2000 | 0 | 77.11 | 78.98 | 10 | 0
2025 | SOCO_2_VACAR | SOCO | VACAR | Internal | Summer | B5 | 200 | 2000 | 0 | 77.11 | 70.11 | 10 | 0
2025 | SOCO_2_VACAR | SOCO | VACAR | Internal | Summer | B6 | 300 | 2000 | 0 | 68.07 | 61.07 | 10 | 0
2025 | SOCO_2_VACAR | SOCO | VACAR | Internal | Summer | B7 | 400 | 2000 | 0 | 58.46 | 51.15 | 10 | 0
2025 | SOCO_2_VACAR | SOCO | VACAR | Internal | Summer | B8 | 500 | 2000 | 0 | 50.99 | 48.22 | 10 | 0
2025 | SOCO_2_VACAR | SOCO | VACAR | Internal | Summer | B9 | 800 | 2000 | 0 | 45.53 | 44.8 | 10 | 0
2025 | SOCO_2_VACAR | SOCO | VACAR | Internal | Summer | B10 | 1262 | 2000 | 0 | 45.53 | 44.54 | 10 | 0
2025 | SOCO_2_VACAR | SOCO | VACAR | Internal | Winter | B16 | 25 | 2000 | 0 | 75.18 | 68.18 | 10 | 0
2025 | SOCO_2_VACAR | SOCO | VACAR | Internal | Winter | B17 | 100 | 2000 | 0 | 54.78 | 58.89 | 10 | 0
2025 | SOCO_2_VACAR | SOCO | VACAR | Internal | Winter | B18 | 400 | 2000 | 0 | 49.67 | 50.54 | 10 | 0
2025 | SOCO_2_VACAR | SOCO | VACAR | Internal | Winter | B19 | 700 | 2000 | 0 | 49.67 | 50.54 | 10 | 0
2025 | SOCO_2_VACAR | SOCO | VACAR | Internal | Winter | B20 | 935 | 2000 | 0 | 49.67 | 46.25 | 10 | 0
2025 | SPP_N_2_ENT | SPP_N | ENT | Internal | Shoulder | B11 | 25 | 1800 | 0 | 64.93 | 66.09 | 5 | 0
2025 | SPP_N_2_ENT | SPP_N | ENT | Internal | Shoulder | B12 | 200 | 1800 | 0 | 46.28 | 46.83 | 5 | 0
2025 | SPP_N_2_ENT | SPP_N | ENT | Internal | Shoulder | B13 | 600 | 1800 | 0 | 45.47 | 46.83 | 5 | 0
2025 | SPP_N_2_ENT | SPP_N | ENT | Internal | Shoulder | B14 | 900 | 1800 | 0 | 45.47 | 46.5 | 5 | 0
2025 | SPP_N_2_ENT | SPP_N | ENT | Internal | Shoulder | B15 | 1203 | 1800 | 1799.98 | 39.96 | 44.97 | 5 | 0.01
2025 | SPP_N_2_ENT | SPP_N | ENT | Internal | Summer | B1 | 10 | 1800 | 122.81 | 73.59 | 78.59 | 5 | 0
2025 | SPP_N_2_ENT | SPP_N | ENT | Internal | Summer | B2 | 25 | 1800 | 0 | 73.59 | 75.69 | 5 | 0
2025 | SPP_N_2_ENT | SPP_N | ENT | Internal | Summer | B3 | 75 | 1800 | 0 | 73.59 | 70.61 | 5 | 0
2025 | SPP_N_2_ENT | SPP_N | ENT | Internal | Summer | B4 | 100 | 1800 | 0 | 73.55 | 69.11 | 5 | 0
2025 | SPP_N_2_ENT | SPP_N | ENT | Internal | Summer | B5 | 200 | 1800 | 0 | 68.1 | 69.11 | 5 | 0
2025 | SPP_N_2_ENT | SPP_N | ENT | Internal | Summer | B6 | 300 | 1800 | 0 | 59.06 | 60.07 | 5 | 0
2025 | SPP_N_2_ENT | SPP_N | ENT | Internal | Summer | B7 | 400 | 1800 | 0 | 49.44 | 50.46 | 5 | 0
2025 | SPP_N_2_ENT | SPP_N | ENT | Internal | Summer | B8 | 500 | 1800 | 0 | 44.01 | 45.36 | 5 | 0
2025 | SPP_N_2_ENT | SPP_N | ENT | Internal | Summer | B9 | 800 | 1800 | 0 | 43.36 | 45.04 | 5 | 0
2025 | SPP_N_2_ENT | SPP_N | ENT | Internal | Summer | B10 | 1262 | 1800 | 152.84 | 38.78 | 43.78 | 5 | 0
2025 | SPP_N_2_ENT | SPP_N | ENT | Internal | Winter | B16 | 25 | 1800 | 1691.1 | 54.13 | 59.13 | 5 | 0
2025 | SPP_N_2_ENT | SPP_N | ENT | Internal | Winter | B17 | 100 | 1800 | 0 | 47.74 | 49.74 | 5 | 0
2025 | SPP_N_2_ENT | SPP_N | ENT | Internal | Winter | B18 | 400 | 1800 | 0 | 47.74 | 49.74 | 5 | 0
2025 | SPP_N_2_ENT | SPP_N | ENT | Internal | Winter | B19 | 700 | 1800 | 0 | 44.46 | 49.38 | 5 | 0
2025 | SPP_N_2_ENT | SPP_N | ENT | Internal | Winter | B20 | 935 | 1800 | 1800 | 40.06 | 46.52 | 5 | 1.46
2025 | SPP_N_2_MISO_MO-IL | SPP_N | MISO_MO-IL | Internal | Shoulder | B11 | 25 | 2000 | 0 | 64.93 | 58.09 | 5 | 0
2025 | SPP_N_2_MISO_MO-IL | SPP_N | MISO_MO-IL | Internal | Shoulder | B12 | 200 | 2000 | 0 | 46.28 | 43.97 | 5 | 0
2025 | SPP_N_2_MISO_MO-IL | SPP_N | MISO_MO-IL | Internal | Shoulder | B13 | 600 | 2000 | 0 | 45.47 | 43.96 | 5 | 0
2025 | SPP_N_2_MISO_MO-IL | SPP_N | MISO_MO-IL | Internal | Shoulder | B14 | 900 | 2000 | 0 | 45.47 | 41.11 | 5 | 0
2025 | SPP_N_2_MISO_MO-IL | SPP_N | MISO_MO-IL | Internal | Shoulder | B15 | 1203 | 2000 | 0 | 39.96 | 38.48 | 5 | 0
2025 | SPP_N_2_MISO_MO-IL | SPP_N | MISO_MO-IL | Internal | Summer | B1 | 10 | 2000 | 0 | 73.59 | 72.6 | 5 | 0
2025 | SPP_N_2_MISO_MO-IL | SPP_N | MISO_MO-IL | Internal | Summer | B2 | 25 | 2000 | 0 | 73.59 | 68.9 | 5 | 0
2025 | SPP_N_2_MISO_MO-IL | SPP_N | MISO_MO-IL | Internal | Summer | B3 | 75 | 2000 | 0 | 73.59 | 67.81 | 5 | 0
2025 | SPP_N_2_MISO_MO-IL | SPP_N | MISO_MO-IL | Internal | Summer | B4 | 100 | 2000 | 0 | 73.55 | 66.56 | 5 | 0
2025 | SPP_N_2_MISO_MO-IL | SPP_N | MISO_MO-IL | Internal | Summer | B5 | 200 | 2000 | 0 | 68.1 | 61.11 | 5 | 0
2025 | SPP_N_2_MISO_MO-IL | SPP_N | MISO_MO-IL | Internal | Summer | B6 | 300 | 2000 | 0 | 59.06 | 52.07 | 5 | 0
2025 | SPP_N_2_MISO_MO-IL | SPP_N | MISO_MO-IL | Internal | Summer | B7 | 400 | 2000 | 0 | 49.44 | 42.46 | 5 | 0
2025 | SPP_N_2_MISO_MO-IL | SPP_N | MISO_MO-IL | Internal | Summer | B8 | 500 | 2000 | 0 | 44.01 | 40.22 | 5 | 0
2025 | SPP_N_2_MISO_MO-IL | SPP_N | MISO_MO-IL | Internal | Summer | B9 | 800 | 2000 | 0 | 43.36 | 38.1 | 5 | 0
2025 | SPP_N_2_MISO_MO-IL | SPP_N | MISO_MO-IL | Internal | Summer | B10 | 1262 | 2000 | 0 | 38.78 | 35.78 | 5 | 0
2025 | SPP_N_2_MISO_MO-IL | SPP_N | MISO_MO-IL | Internal | Winter | B16 | 25 | 2000 | 0.01 | 54.13 | 58.18 | 5 | 0
2025 | SPP_N_2_MISO_MO-IL | SPP_N | MISO_MO-IL | Internal | Winter | B17 | 100 | 2000 | 0 | 47.74 | 44.72 | 5 | 0
2025 | SPP_N_2_MISO_MO-IL | SPP_N | MISO_MO-IL | Internal | Winter | B18 | 400 | 2000 | 0 | 47.74 | 43.88 | 5 | 0
2025 | SPP_N_2_MISO_MO-IL | SPP_N | MISO_MO-IL | Internal | Winter | B19 | 700 | 2000 | 0 | 44.46 | 41.38 | 5 | 0
2025 | SPP_N_2_MISO_MO-IL | SPP_N | MISO_MO-IL | Internal | Winter | B20 | 935 | 2000 | 0 | 40.06 | 38.52 | 5 | 0
2025 | SPP_N_2_MISO_W | SPP_N | MISO_W | Internal | Shoulder | B11 | 25 | 750 | 0 | 64.93 | 57.93 | 5 | 0
2025 | SPP_N_2_MISO_W | SPP_N | MISO_W | Internal | Shoulder | B12 | 200 | 750 | 0 | 46.28 | 43.96 | 5 | 0
2025 | SPP_N_2_MISO_W | SPP_N | MISO_W | Internal | Shoulder | B13 | 600 | 750 | 0 | 45.47 | 43.95 | 5 | 0
2025 | SPP_N_2_MISO_W | SPP_N | MISO_W | Internal | Shoulder | B14 | 900 | 750 | 0 | 45.47 | 39.79 | 5 | 0
2025 | SPP_N_2_MISO_W | SPP_N | MISO_W | Internal | Shoulder | B15 | 1203 | 750 | 0 | 39.96 | 32.96 | 5 | 0
2025 | SPP_N_2_MISO_W | SPP_N | MISO_W | Internal | Summer | B1 | 10 | 750 | 0 | 73.59 | 70.77 | 5 | 0
2025 | SPP_N_2_MISO_W | SPP_N | MISO_W | Internal | Summer | B2 | 25 | 750 | 0 | 73.59 | 68.89 | 5 | 0
2025 | SPP_N_2_MISO_W | SPP_N | MISO_W | Internal | Summer | B3 | 75 | 750 | 0 | 73.59 | 67.8 | 5 | 0
2025 | SPP_N_2_MISO_W | SPP_N | MISO_W | Internal | Summer | B4 | 100 | 750 | 0 | 73.55 | 66.55 | 5 | 0
2025 | SPP_N_2_MISO_W | SPP_N | MISO_W | Internal | Summer | B5 | 200 | 750 | 0 | 68.1 | 61.1 | 5 | 0
2025 | SPP_N_2_MISO_W | SPP_N | MISO_W | Internal | Summer | B6 | 300 | 750 | 0 | 59.06 | 52.06 | 5 | 0
2025 | SPP_N_2_MISO_W | SPP_N | MISO_W | Internal | Summer | B7 | 400 | 750 | 0 | 49.44 | 42.44 | 5 | 0
2025 | SPP_N_2_MISO_W | SPP_N | MISO_W | Internal | Summer | B8 | 500 | 750 | 0 | 44.01 | 40.21 | 5 | 0
2025 | SPP_N_2_MISO_W | SPP_N | MISO_W | Internal | Summer | B9 | 800 | 750 | 0 | 43.36 | 38.08 | 5 | 0
2025 | SPP_N_2_MISO_W | SPP_N | MISO_W | Internal | Summer | B10 | 1262 | 750 | 0 | 38.78 | 31.78 | 5 | 0
2025 | SPP_N_2_MISO_W | SPP_N | MISO_W | Internal | Winter | B16 | 25 | 750 | 0 | 54.13 | 47.13 | 5 | 0
2025 | SPP_N_2_MISO_W | SPP_N | MISO_W | Internal | Winter | B17 | 100 | 750 | 0 | 47.74 | 40.74 | 5 | 0
2025 | SPP_N_2_MISO_W | SPP_N | MISO_W | Internal | Winter | B18 | 400 | 750 | 0 | 47.74 | 43.87 | 5 | 0
2025 | SPP_N_2_MISO_W | SPP_N | MISO_W | Internal | Winter | B19 | 700 | 750 | 0 | 44.46 | 41.37 | 5 | 0
2025 | SPP_N_2_MISO_W | SPP_N | MISO_W | Internal | Winter | B20 | 935 | 750 | 0 | 40.06 | 33.06 | 5 | 0
2025 | SPP_N_2_NE | SPP_N | NE | Internal | Shoulder | B11 | 25 | 330 | 0 | 64.93 | 61.46 | 0.01 | 0
2025 | SPP_N_2_NE | SPP_N | NE | Internal | Shoulder | B12 | 200 | 330 | 0.05 | 46.28 | 46.27 | 0.01 | 0
2025 | SPP_N_2_NE | SPP_N | NE | Internal | Shoulder | B13 | 600 | 330 | 0.02 | 45.47 | 45.46 | 0.01 | 0
2025 | SPP_N_2_NE | SPP_N | NE | Internal | Shoulder | B14 | 900 | 330 | 0.01 | 45.47 | 45.46 | 0.01 | 0
2025 | SPP_N_2_NE | SPP_N | NE | Internal | Shoulder | B15 | 1203 | 330 | 0 | 39.96 | 39.95 | 0.01 | 0
2025 | SPP_N_2_NE | SPP_N | NE | Internal | Summer | B1 | 10 | 330 | 0.02 | 73.59 | 72.42 | 0.01 | 0
2025 | SPP_N_2_NE | SPP_N | NE | Internal | Summer | B2 | 25 | 330 | 0 | 73.59 | 72.42 | 0.01 | 0
2025 | SPP_N_2_NE | SPP_N | NE | Internal | Summer | B3 | 75 | 330 | 0 | 73.59 | 72.42 | 0.01 | 0
2025 | SPP_N_2_NE | SPP_N | NE | Internal | Summer | B4 | 100 | 330 | 0 | 73.55 | 70.98 | 0.01 | 0
2025 | SPP_N_2_NE | SPP_N | NE | Internal | Summer | B5 | 200 | 330 | 0.05 | 68.1 | 68.09 | 0.01 | 0
2025 | SPP_N_2_NE | SPP_N | NE | Internal | Summer | B6 | 300 | 330 | 0.03 | 59.06 | 59.04 | 0.01 | 0
2025 | SPP_N_2_NE | SPP_N | NE | Internal | Summer | B7 | 400 | 330 | 0 | 49.44 | 49.14 | 0.01 | 0
2025 | SPP_N_2_NE | SPP_N | NE | Internal | Summer | B8 | 500 | 330 | 0 | 44.01 | 40.22 | 0.01 | 0
2025 | SPP_N_2_NE | SPP_N | NE | Internal | Summer | B9 | 800 | 330 | 0 | 43.36 | 40.22 | 0.01 | 0
2025 | SPP_N_2_NE | SPP_N | NE | Internal | Summer | B10 | 1262 | 330 | 0 | 38.78 | 35.21 | 0.01 | 0
2025 | SPP_N_2_NE | SPP_N | NE | Internal | Winter | B16 | 25 | 330 | 0 | 54.13 | 51.57 | 0.01 | 0
2025 | SPP_N_2_NE | SPP_N | NE | Internal | Winter | B17 | 100 | 330 | 0.09 | 47.74 | 47.73 | 0.01 | 0
2025 | SPP_N_2_NE | SPP_N | NE | Internal | Winter | B18 | 400 | 330 | 0.02 | 47.74 | 47.73 | 0.01 | 0
2025 | SPP_N_2_NE | SPP_N | NE | Internal | Winter | B19 | 700 | 330 | 0.01 | 44.46 | 44.45 | 0.01 | 0
2025 | SPP_N_2_NE | SPP_N | NE | Internal | Winter | B20 | 935 | 330 | 0.01 | 40.06 | 40.05 | 0.01 | 0
2025 | SPP_N_2_SPP_S | SPP_N | SPP_S | Internal | Shoulder | B11 | 25 | 4000 | 0 | 64.93 | 60.35 | 0.01 | 0
2025 | SPP_N_2_SPP_S | SPP_N | SPP_S | Internal | Shoulder | B12 | 200 | 4000 | 0 | 46.28 | 44.88 | 0.01 | 0
2025 | SPP_N_2_SPP_S | SPP_N | SPP_S | Internal | Shoulder | B13 | 600 | 4000 | 0 | 45.47 | 44.78 | 0.01 | 0
2025 | SPP_N_2_SPP_S | SPP_N | SPP_S | Internal | Shoulder | B14 | 900 | 4000 | 0 | 45.47 | 44.78 | 0.01 | 0
2025 | SPP_N_2_SPP_S | SPP_N | SPP_S | Internal | Shoulder | B15 | 1203 | 4000 | 948.45 | 39.96 | 39.97 | 0.01 | 0
2025 | SPP_N_2_SPP_S | SPP_N | SPP_S | Internal | Summer | B1 | 10 | 4000 | 0 | 73.59 | 58.53 | 0.01 | 0
2025 | SPP_N_2_SPP_S | SPP_N | SPP_S | Internal | Summer | B2 | 25 | 4000 | 0 | 73.59 | 62.49 | 0.01 | 0
2025 | SPP_N_2_SPP_S | SPP_N | SPP_S | Internal | Summer | B3 | 75 | 4000 | 0 | 73.59 | 63.01 | 0.01 | 0
2025 | SPP_N_2_SPP_S | SPP_N | SPP_S | Internal | Summer | B4 | 100 | 4000 | 0 | 73.55 | 62.49 | 0.01 | 0
2025 | SPP_N_2_SPP_S | SPP_N | SPP_S | Internal | Summer | B5 | 200 | 4000 | 0 | 68.1 | 62.49 | 0.01 | 0
2025 | SPP_N_2_SPP_S | SPP_N | SPP_S | Internal | Summer | B6 | 300 | 4000 | 0 | 59.06 | 58.53 | 0.01 | 0
2025 | SPP_N_2_SPP_S | SPP_N | SPP_S | Internal | Summer | B7 | 400 | 4000 | 0 | 49.44 | 45.46 | 0.01 | 0
2025 | SPP_N_2_SPP_S | SPP_N | SPP_S | Internal | Summer | B8 | 500 | 4000 | 0.02 | 44.01 | 43.99 | 0.01 | 0
2025 | SPP_N_2_SPP_S | SPP_N | SPP_S | Internal | Summer | B9 | 800 | 4000 | 783.04 | 43.36 | 43.37 | 0.01 | 0
2025 | SPP_N_2_SPP_S | SPP_N | SPP_S | Internal | Summer | B10 | 1262 | 4000 | 4000 | 38.78 | 39.38 | 0.01 | 0.58
2025 | SPP_N_2_SPP_S | SPP_N | SPP_S | Internal | Winter | B16 | 25 | 4000 | 0 | 54.13 | 47.83 | 0.01 | 0
2025 | SPP_N_2_SPP_S | SPP_N | SPP_S | Internal | Winter | B17 | 100 | 4000 | 0.09 | 47.74 | 47.73 | 0.01 | 0
2025 | SPP_N_2_SPP_S | SPP_N | SPP_S | Internal | Winter | B18 | 400 | 4000 | 0.02 | 47.74 | 47.73 | 0.01 | 0
2025 | SPP_N_2_SPP_S | SPP_N | SPP_S | Internal | Winter | B19 | 700 | 4000 | 0 | 44.46 | 44.38 | 0.01 | 0
2025 | SPP_N_2_SPP_S | SPP_N | SPP_S | Internal | Winter | B20 | 935 | 4000 | 1069.95 | 40.06 | 40.07 | 0.01 | 0
2025 | SPP_S_2_ENT | SPP_S | ENT | Internal | Shoulder | B11 | 25 | 850 | 849.99 | 60.35 | 66.09 | 5 | 0.74
2025 | SPP_S_2_ENT | SPP_S | ENT | Internal | Shoulder | B12 | 200 | 850 | 0 | 44.88 | 46.83 | 5 | 0
2025 | SPP_S_2_ENT | SPP_S | ENT | Internal | Shoulder | B13 | 600 | 850 | 0 | 44.78 | 46.83 | 5 | 0
2025 | SPP_S_2_ENT | SPP_S | ENT | Internal | Shoulder | B14 | 900 | 850 | 0 | 44.78 | 46.5 | 5 | 0
2025 | SPP_S_2_ENT | SPP_S | ENT | Internal | Shoulder | B15 | 1203 | 850 | 483.52 | 39.97 | 44.97 | 5 | 0
2025 | SPP_S_2_ENT | SPP_S | ENT | Internal | Summer | B1 | 10 | 850 | 850 | 58.53 | 78.59 | 5 | 15.06
2025 | SPP_S_2_ENT | SPP_S | ENT | Internal | Summer | B2 | 25 | 850 | 850 | 62.49 | 75.69 | 5 | 8.2
2025 | SPP_S_2_ENT | SPP_S | ENT | Internal | Summer | B3 | 75 | 850 | 850 | 63.01 | 70.61 | 5 | 2.6
2025 | SPP_S_2_ENT | SPP_S | ENT | Internal | Summer | B4 | 100 | 850 | 850 | 62.49 | 69.11 | 5 | 1.63
2025 | SPP_S_2_ENT | SPP_S | ENT | Internal | Summer | B5 | 200 | 850 | 850 | 62.49 | 69.11 | 5 | 1.63
2025 | SPP_S_2_ENT | SPP_S | ENT | Internal | Summer | B6 | 300 | 850 | 0 | 58.53 | 60.07 | 5 | 0
2025 | SPP_S_2_ENT | SPP_S | ENT | Internal | Summer | B7 | 400 | 850 | 431.96 | 45.46 | 50.46 | 5 | 0
2025 | SPP_S_2_ENT | SPP_S | ENT | Internal | Summer | B8 | 500 | 850 | 0 | 43.99 | 45.36 | 5 | 0
2025 | SPP_S_2_ENT | SPP_S | ENT | Internal | Summer | B9 | 800 | 850 | 0 | 43.37 | 45.04 | 5 | 0
2025 | SPP_S_2_ENT | SPP_S | ENT | Internal | Summer | B10 | 1262 | 850 | 0 | 39.38 | 43.78 | 5 | 0
2025 | SPP_S_2_ENT | SPP_S | ENT | Internal | Winter | B16 | 25 | 850 | 850 | 47.83 | 59.13 | 5 | 6.3
2025 | SPP_S_2_ENT | SPP_S | ENT | Internal | Winter | B17 | 100 | 850 | 0 | 47.73 | 49.74 | 5 | 0
2025 | SPP_S_2_ENT | SPP_S | ENT | Internal | Winter | B18 | 400 | 850 | 0 | 47.73 | 49.74 | 5 | 0
2025 | SPP_S_2_ENT | SPP_S | ENT | Internal | Winter | B19 | 700 | 850 | 767.74 | 44.38 | 49.38 | 5 | 0
2025 | SPP_S_2_ENT | SPP_S | ENT | Internal | Winter | B20 | 935 | 850 | 850 | 40.07 | 46.52 | 5 | 1.45
2025 | SPP_S_2_SPP_N | SPP_S | SPP_N | Internal | Shoulder | B11 | 25 | 640 | 640 | 60.35 | 64.93 | 0.01 | 4.57
2025 | SPP_S_2_SPP_N | SPP_S | SPP_N | Internal | Shoulder | B12 | 200 | 640 | 640 | 44.88 | 46.28 | 0.01 | 1.39
2025 | SPP_S_2_SPP_N | SPP_S | SPP_N | Internal | Shoulder | B13 | 600 | 640 | 640 | 44.78 | 45.47 | 0.01 | 0.68
2025 | SPP_S_2_SPP_N | SPP_S | SPP_N | Internal | Shoulder | B14 | 900 | 640 | 640 | 44.78 | 45.47 | 0.01 | 0.68
2025 | SPP_S_2_SPP_N | SPP_S | SPP_N | Internal | Shoulder | B15 | 1203 | 640 | 0 | 39.97 | 39.96 | 0.01 | 0
2025 | SPP_S_2_SPP_N | SPP_S | SPP_N | Internal | Summer | B1 | 10 | 640 | 640 | 58.53 | 73.59 | 0.01 | 15.05
2025 | SPP_S_2_SPP_N | SPP_S | SPP_N | Internal | Summer | B2 | 25 | 640 | 640 | 62.49 | 73.59 | 0.01 | 11.09
2025 | SPP_S_2_SPP_N | SPP_S | SPP_N | Internal | Summer | B3 | 75 | 640 | 640 | 63.01 | 73.59 | 0.01 | 10.57
2025 | SPP_S_2_SPP_N | SPP_S | SPP_N | Internal | Summer | B4 | 100 | 640 | 640 | 62.49 | 73.55 | 0.01 | 11.05
2025 | SPP_S_2_SPP_N | SPP_S | SPP_N | Internal | Summer | B5 | 200 | 640 | 640 | 62.49 | 68.1 | 0.01 | 5.6
2025 | SPP_S_2_SPP_N | SPP_S | SPP_N | Internal | Summer | B6 | 300 | 640 | 640 | 58.53 | 59.06 | 0.01 | 0.51
2025 | SPP_S_2_SPP_N | SPP_S | SPP_N | Internal | Summer | B7 | 400 | 640 | 640 | 45.46 | 49.44 | 0.01 | 3.98
2025 | SPP_S_2_SPP_N | SPP_S | SPP_N | Internal | Summer | B8 | 500 | 640 | 511.6 | 43.99 | 44.01 | 0.01 | 0
2025 | SPP_S_2_SPP_N | SPP_S | SPP_N | Internal | Summer | B9 | 800 | 640 | 0.01 | 43.37 | 43.36 | 0.01 | 0
2025 | SPP_S_2_SPP_N | SPP_S | SPP_N | Internal | Summer | B10 | 1262 | 640 | 0 | 39.38 | 38.78 | 0.01 | 0
2025 | SPP_S_2_SPP_N | SPP_S | SPP_N | Internal | Winter | B16 | 25 | 640 | 640 | 47.83 | 54.13 | 0.01 | 6.29
2025 | SPP_S_2_SPP_N | SPP_S | SPP_N | Internal | Winter | B17 | 100 | 640 | 336.84 | 47.73 | 47.74 | 0.01 | 0
2025 | SPP_S_2_SPP_N | SPP_S | SPP_N | Internal | Winter | B18 | 400 | 640 | 346.4 | 47.73 | 47.74 | 0.01 | 0
2025 | SPP_S_2_SPP_N | SPP_S | SPP_N | Internal | Winter | B19 | 700 | 640 | 639.99 | 44.38 | 44.46 | 0.01 | 0.07
2025 | SPP_S_2_SPP_N | SPP_S | SPP_N | Internal | Winter | B20 | 935 | 640 | 0.01 | 40.07 | 40.06 | 0.01 | 0
2025 | TVA_2_ENT | TVA | ENT | Internal | Shoulder | B11 | 25 | 500 | 0 | 64.37 | 66.09 | 9 | 0
2025 | TVA_2_ENT | TVA | ENT | Internal | Shoulder | B12 | 200 | 500 | 0 | 48.48 | 46.83 | 9 | 0
2025 | TVA_2_ENT | TVA | ENT | Internal | Shoulder | B13 | 600 | 500 | 0 | 46.51 | 46.83 | 9 | 0
2025 | TVA_2_ENT | TVA | ENT | Internal | Shoulder | B14 | 900 | 500 | 0 | 46.51 | 46.5 | 9 | 0
2025 | TVA_2_ENT | TVA | ENT | Internal | Shoulder | B15 | 1203 | 500 | 0 | 46.5 | 44.97 | 9 | 0
2025 | TVA_2_ENT | TVA | ENT | Internal | Summer | B1 | 10 | 500 | 0 | 80.61 | 78.59 | 9 | 0
2025 | TVA_2_ENT | TVA | ENT | Internal | Summer | B2 | 25 | 500 | 0 | 76.91 | 75.69 | 9 | 0
2025 | TVA_2_ENT | TVA | ENT | Internal | Summer | B3 | 75 | 500 | 0 | 74.44 | 70.61 | 9 | 0
2025 | TVA_2_ENT | TVA | ENT | Internal | Summer | B4 | 100 | 500 | 0 | 74.13 | 69.11 | 9 | 0
2025 | TVA_2_ENT | TVA | ENT | Internal | Summer | B5 | 200 | 500 | 0 | 68.11 | 69.11 | 9 | 0
2025 | TVA_2_ENT | TVA | ENT | Internal | Summer | B6 | 300 | 500 | 169.94 | 51.07 | 60.07 | 9 | 0
2025 | TVA_2_ENT | TVA | ENT | Internal | Summer | B7 | 400 | 500 | 0 | 45.14 | 50.46 | 9 | 0
2025 | TVA_2_ENT | TVA | ENT | Internal | Summer | B8 | 500 | 500 | 0 | 45.14 | 45.36 | 9 | 0
2025 | TVA_2_ENT | TVA | ENT | Internal | Summer | B9 | 800 | 500 | 0 | 45.14 | 45.04 | 9 | 0
2025 | TVA_2_ENT | TVA | ENT | Internal | Summer | B10 | 1262 | 500 | 0 | 41.65 | 43.78 | 9 | 0
2025 | TVA_2_ENT | TVA | ENT | Internal | Winter | B16 | 25 | 500 | 0 | 66.18 | 59.13 | 9 | 0
2025 | TVA_2_ENT | TVA | ENT | Internal | Winter | B17 | 100 | 500 | 0 | 51.43 | 49.74 | 9 | 0
2025 | TVA_2_ENT | TVA | ENT | Internal | Winter | B18 | 400 | 500 | 0 | 46.38 | 49.74 | 9 | 0
2025 | TVA_2_ENT | TVA | ENT | Internal | Winter | B19 | 700 | 500 | 0 | 46.38 | 49.38 | 9 | 0
2025 | TVA_2_ENT | TVA | ENT | Internal | Winter | B20 | 935 | 500 | 0 | 46.26 | 46.52 | 9 | 0
2025 | TVA_2_MISO_MO-IL | TVA | MISO_MO-IL | Internal | Shoulder | B11 | 25 | 50 | 0 | 64.37 | 58.09 | 9 | 0
2025 | TVA_2_MISO_MO-IL | TVA | MISO_MO-IL | Internal | Shoulder | B12 | 200 | 50 | 0 | 48.48 | 43.97 | 9 | 0
2025 | TVA_2_MISO_MO-IL | TVA | MISO_MO-IL | Internal | Shoulder | B13 | 600 | 50 | 0 | 46.51 | 43.96 | 9 | 0
2025 | TVA_2_MISO_MO-IL | TVA | MISO_MO-IL | Internal | Shoulder | B14 | 900 | 50 | 0 | 46.51 | 41.11 | 9 | 0
2025 | TVA_2_MISO_MO-IL | TVA | MISO_MO-IL | Internal | Shoulder | B15 | 1203 | 50 | 0 | 46.5 | 38.48 | 9 | 0
2025 | TVA_2_MISO_MO-IL | TVA | MISO_MO-IL | Internal | Summer | B1 | 10 | 50 | 0 | 80.61 | 72.6 | 9 | 0
2025 | TVA_2_MISO_MO-IL | TVA | MISO_MO-IL | Internal | Summer | B2 | 25 | 50 | 0 | 76.91 | 68.9 | 9 | 0
2025 | TVA_2_MISO_MO-IL | TVA | MISO_MO-IL | Internal | Summer | B3 | 75 | 50 | 0 | 74.44 | 67.81 | 9 | 0
2025 | TVA_2_MISO_MO-IL | TVA | MISO_MO-IL | Internal | Summer | B4 | 100 | 50 | 0 | 74.13 | 66.56 | 9 | 0
2025 | TVA_2_MISO_MO-IL | TVA | MISO_MO-IL | Internal | Summer | B5 | 200 | 50 | 0 | 68.11 | 61.11 | 9 | 0
2025 | TVA_2_MISO_MO-IL | TVA | MISO_MO-IL | Internal | Summer | B6 | 300 | 50 | 0 | 51.07 | 52.07 | 9 | 0
2025 | TVA_2_MISO_MO-IL | TVA | MISO_MO-IL | Internal | Summer | B7 | 400 | 50 | 0 | 45.14 | 42.46 | 9 | 0
2025 | TVA_2_MISO_MO-IL | TVA | MISO_MO-IL | Internal | Summer | B8 | 500 | 50 | 0 | 45.14 | 40.22 | 9 | 0
2025 | TVA_2_MISO_MO-IL | TVA | MISO_MO-IL | Internal | Summer | B9 | 800 | 50 | 0 | 45.14 | 38.1 | 9 | 0
2025 | TVA_2_MISO_MO-IL | TVA | MISO_MO-IL | Internal | Summer | B10 | 1262 | 50 | 0 | 41.65 | 35.78 | 9 | 0
2025 | TVA_2_MISO_MO-IL | TVA | MISO_MO-IL | Internal | Winter | B16 | 25 | 50 | 0 | 66.18 | 58.18 | 9 | 0
2025 | TVA_2_MISO_MO-IL | TVA | MISO_MO-IL | Internal | Winter | B17 | 100 | 50 | 0 | 51.43 | 44.72 | 9 | 0
2025 | TVA_2_MISO_MO-IL | TVA | MISO_MO-IL | Internal | Winter | B18 | 400 | 50 | 0 | 46.38 | 43.88 | 9 | 0
2025 | TVA_2_MISO_MO-IL | TVA | MISO_MO-IL | Internal | Winter | B19 | 700 | 50 | 0 | 46.38 | 41.38 | 9 | 0
2025 | TVA_2_MISO_MO-IL | TVA | MISO_MO-IL | Internal | Winter | B20 | 935 | 50 | 0 | 46.26 | 38.52 | 9 | 0
2025 | TVA_2_NonRTO_Midwest | TVA | NonRTO_Midwest | Internal | Shoulder | B11 | 25 | 100 | 0 | 64.37 | 66.1 | 9 | 0
2025 | TVA_2_NonRTO_Midwest | TVA | NonRTO_Midwest | Internal | Shoulder | B12 | 200 | 100 | 100 | 48.48 | 58.93 | 9 | 1.45
2025 | TVA_2_NonRTO_Midwest | TVA | NonRTO_Midwest | Internal | Shoulder | B13 | 600 | 100 | 0 | 46.51 | 52.8 | 9 | 0
2025 | TVA_2_NonRTO_Midwest | TVA | NonRTO_Midwest | Internal | Shoulder | B14 | 900 | 100 | 0 | 46.51 | 44.24 | 9 | 0
2025 | TVA_2_NonRTO_Midwest | TVA | NonRTO_Midwest | Internal | Shoulder | B15 | 1203 | 100 | 0 | 46.5 | 38.48 | 9 | 0
2025 | TVA_2_NonRTO_Midwest | TVA | NonRTO_Midwest | Internal | Summer | B1 | 10 | 100 | 0 | 80.61 | 75.82 | 9 | 0
2025 | TVA_2_NonRTO_Midwest | TVA | NonRTO_Midwest | Internal | Summer | B2 | 25 | 100 | 0 | 76.91 | 75.82 | 9 | 0
2025 | TVA_2_NonRTO_Midwest | TVA | NonRTO_Midwest | Internal | Summer | B3 | 75 | 100 | 0 | 74.44 | 75.82 | 9 | 0
2025 | TVA_2_NonRTO_Midwest | TVA | NonRTO_Midwest | Internal | Summer | B4 | 100 | 100 | 0 | 74.13 | 74.58 | 9 | 0
2025 | TVA_2_NonRTO_Midwest | TVA | NonRTO_Midwest | Internal | Summer | B5 | 200 | 100 | 0 | 68.11 | 69.12 | 9 | 0
2025 | TVA_2_NonRTO_Midwest | TVA | NonRTO_Midwest | Internal | Summer | B6 | 300 | 100 | 99.94 | 51.07 | 60.08 | 9 | 0.01
2025 | TVA_2_NonRTO_Midwest | TVA | NonRTO_Midwest | Internal | Summer | B7 | 400 | 100 | 0 | 45.14 | 48.66 | 9 | 0
2025 | TVA_2_NonRTO_Midwest | TVA | NonRTO_Midwest | Internal | Summer | B8 | 500 | 100 | 0 | 45.14 | 43.77 | 9 | 0
2025 | TVA_2_NonRTO_Midwest | TVA | NonRTO_Midwest | Internal | Summer | B9 | 800 | 100 | 0 | 45.14 | 38.39 | 9 | 0
2025 | TVA_2_NonRTO_Midwest | TVA | NonRTO_Midwest | Internal | Summer | B10 | 1262 | 100 | 0 | 41.65 | 35.56 | 9 | 0
2025 | TVA_2_NonRTO_Midwest | TVA | NonRTO_Midwest | Internal | Winter | B16 | 25 | 100 | 0 | 66.18 | 70.18 | 9 | 0
2025 | TVA_2_NonRTO_Midwest | TVA | NonRTO_Midwest | Internal | Winter | B17 | 100 | 100 | 100 | 51.43 | 61.72 | 9 | 1.29
2025 | TVA_2_NonRTO_Midwest | TVA | NonRTO_Midwest | Internal | Winter | B18 | 400 | 100 | 0 | 46.38 | 54.25 | 9 | 0
2025 | TVA_2_NonRTO_Midwest | TVA | NonRTO_Midwest | Internal | Winter | B19 | 700 | 100 | 0 | 46.38 | 44.89 | 9 | 0
2025 | TVA_2_NonRTO_Midwest | TVA | NonRTO_Midwest | Internal | Winter | B20 | 935 | 100 | 0 | 46.26 | 38.25 | 9 | 0
2025 | TVA_2_PJM_ROR | TVA | PJM_ROR | Internal | Shoulder | B11 | 25 | 500 | 0 | 64.37 | 59.87 | 9 | 0
2025 | TVA_2_PJM_ROR | TVA | PJM_ROR | Internal | Shoulder | B12 | 200 | 500 | 0 | 48.48 | 51.77 | 9 | 0
2025 | TVA_2_PJM_ROR | TVA | PJM_ROR | Internal | Shoulder | B13 | 600 | 500 | 0 | 46.51 | 46.8 | 9 | 0
2025 | TVA_2_PJM_ROR | TVA | PJM_ROR | Internal | Shoulder | B14 | 900 | 500 | 0 | 46.51 | 43.99 | 9 | 0
2025 | TVA_2_PJM_ROR | TVA | PJM_ROR | Internal | Shoulder | B15 | 1203 | 500 | 0 | 46.5 | 41.25 | 9 | 0
2025 | TVA_2_PJM_ROR | TVA | PJM_ROR | Internal | Summer | B1 | 10 | 500 | 0 | 80.61 | 74.6 | 9 | 0
2025 | TVA_2_PJM_ROR | TVA | PJM_ROR | Internal | Summer | B2 | 25 | 500 | 0 | 76.91 | 70.9 | 9 | 0
2025 | TVA_2_PJM_ROR | TVA | PJM_ROR | Internal | Summer | B3 | 75 | 500 | 0 | 74.44 | 68.43 | 9 | 0
2025 | TVA_2_PJM_ROR | TVA | PJM_ROR | Internal | Summer | B4 | 100 | 500 | 0 | 74.13 | 68.11 | 9 | 0
2025 | TVA_2_PJM_ROR | TVA | PJM_ROR | Internal | Summer | B5 | 200 | 500 | 0 | 68.11 | 62.11 | 9 | 0
2025 | TVA_2_PJM_ROR | TVA | PJM_ROR | Internal | Summer | B6 | 300 | 500 | 0 | 51.07 | 54.07 | 9 | 0
2025 | TVA_2_PJM_ROR | TVA | PJM_ROR | Internal | Summer | B7 | 400 | 500 | 0 | 45.14 | 44.46 | 9 | 0
2025 | TVA_2_PJM_ROR | TVA | PJM_ROR | Internal | Summer | B8 | 500 | 500 | 0 | 45.14 | 42.22 | 9 | 0
2025 | TVA_2_PJM_ROR | TVA | PJM_ROR | Internal | Summer | B9 | 800 | 500 | 0 | 45.14 | 40.34 | 9 | 0
2025 | TVA_2_PJM_ROR | TVA | PJM_ROR | Internal | Summer | B10 | 1262 | 500 | 0 | 41.65 | 37.79 | 9 | 0
2025 | TVA_2_PJM_ROR | TVA | PJM_ROR | Internal | Winter | B16 | 25 | 500 | 0 | 66.18 | 60.18 | 9 | 0
2025 | TVA_2_PJM_ROR | TVA | PJM_ROR | Internal | Winter | B17 | 100 | 500 | 0 | 51.43 | 52.89 | 9 | 0
2025 | TVA_2_PJM_ROR | TVA | PJM_ROR | Internal | Winter | B18 | 400 | 500 | 0 | 46.38 | 47.37 | 9 | 0
2025 | TVA_2_PJM_ROR | TVA | PJM_ROR | Internal | Winter | B19 | 700 | 500 | 0 | 46.38 | 45.57 | 9 | 0
2025 | TVA_2_PJM_ROR | TVA | PJM_ROR | Internal | Winter | B20 | 935 | 500 | 0 | 46.26 | 40.25 | 9 | 0
2025 | TVA_2_SOCO | TVA | SOCO | Internal | Shoulder | B11 | 25 | 500 | 499.99 | 64.37 | 74.61 | 9 | 1.24
2025 | TVA_2_SOCO | TVA | SOCO | Internal | Shoulder | B12 | 200 | 500 | 0 | 48.48 | 51.92 | 9 | 0
2025 | TVA_2_SOCO | TVA | SOCO | Internal | Shoulder | B13 | 600 | 500 | 0 | 46.51 | 46.88 | 9 | 0
2025 | TVA_2_SOCO | TVA | SOCO | Internal | Shoulder | B14 | 900 | 500 | 0 | 46.51 | 46.88 | 9 | 0
2025 | TVA_2_SOCO | TVA | SOCO | Internal | Shoulder | B15 | 1203 | 500 | 0 | 46.5 | 46.88 | 9 | 0
2025 | TVA_2_SOCO | TVA | SOCO | Internal | Summer | B1 | 10 | 500 | 0 | 80.61 | 86.59 | 9 | 0
2025 | TVA_2_SOCO | TVA | SOCO | Internal | Summer | B2 | 25 | 500 | 0 | 76.91 | 78.61 | 9 | 0
2025 | TVA_2_SOCO | TVA | SOCO | Internal | Summer | B3 | 75 | 500 | 0 | 74.44 | 78.61 | 9 | 0
2025 | TVA_2_SOCO | TVA | SOCO | Internal | Summer | B4 | 100 | 500 | 0 | 74.13 | 77.11 | 9 | 0
2025 | TVA_2_SOCO | TVA | SOCO | Internal | Summer | B5 | 200 | 500 | 112.68 | 68.11 | 77.11 | 9 | 0
2025 | TVA_2_SOCO | TVA | SOCO | Internal | Summer | B6 | 300 | 500 | 500 | 51.07 | 68.07 | 9 | 8
2025 | TVA_2_SOCO | TVA | SOCO | Internal | Summer | B7 | 400 | 500 | 500 | 45.14 | 58.46 | 9 | 4.31
2025 | TVA_2_SOCO | TVA | SOCO | Internal | Summer | B8 | 500 | 500 | 0 | 45.14 | 50.99 | 9 | 0
2025 | TVA_2_SOCO | TVA | SOCO | Internal | Summer | B9 | 800 | 500 | 0 | 45.14 | 45.53 | 9 | 0
2025 | TVA_2_SOCO | TVA | SOCO | Internal | Summer | B10 | 1262 | 500 | 0 | 41.65 | 45.53 | 9 | 0
2025 | TVA_2_SOCO | TVA | SOCO | Internal | Winter | B16 | 25 | 500 | 450.62 | 66.18 | 75.18 | 9 | 0
2025 | TVA_2_SOCO | TVA | SOCO | Internal | Winter | B17 | 100 | 500 | 0 | 51.43 | 54.78 | 9 | 0
2025 | TVA_2_SOCO | TVA | SOCO | Internal | Winter | B18 | 400 | 500 | 0 | 46.38 | 49.67 | 9 | 0
2025 | TVA_2_SOCO | TVA | SOCO | Internal | Winter | B19 | 700 | 500 | 0 | 46.38 | 49.67 | 9 | 0
2025 | TVA_2_SOCO | TVA | SOCO | Internal | Winter | B20 | 935 | 500 | 0 | 46.26 | 49.67 | 9 | 0
2025 | TVA_2_VACAR | TVA | VACAR | Internal | Shoulder | B11 | 25 | 150 | 0 | 64.37 | 65.87 | 9 | 0
2025 | TVA_2_VACAR | TVA | VACAR | Internal | Shoulder | B12 | 200 | 150 | 0 | 48.48 | 53.87 | 9 | 0
2025 | TVA_2_VACAR | TVA | VACAR | Internal | Shoulder | B13 | 600 | 150 | 0 | 46.51 | 50.45 | 9 | 0
2025 | TVA_2_VACAR | TVA | VACAR | Internal | Shoulder | B14 | 900 | 150 | 0 | 46.51 | 49.99 | 9 | 0
2025 | TVA_2_VACAR | TVA | VACAR | Internal | Shoulder | B15 | 1203 | 150 | 0 | 46.5 | 46.39 | 9 | 0
2025 | TVA_2_VACAR | TVA | VACAR | Internal | Summer | B1 | 10 | 150 | 0 | 80.61 | 80.6 | 9 | 0
2025 | TVA_2_VACAR | TVA | VACAR | Internal | Summer | B2 | 25 | 150 | 0 | 76.91 | 80.6 | 9 | 0
2025 | TVA_2_VACAR | TVA | VACAR | Internal | Summer | B3 | 75 | 150 | 0 | 74.44 | 80.6 | 9 | 0
2025 | TVA_2_VACAR | TVA | VACAR | Internal | Summer | B4 | 100 | 150 | 0 | 74.13 | 78.98 | 9 | 0
2025 | TVA_2_VACAR | TVA | VACAR | Internal | Summer | B5 | 200 | 150 | 0 | 68.11 | 70.11 | 9 | 0
2025 | TVA_2_VACAR | TVA | VACAR | Internal | Summer | B6 | 300 | 150 | 150 | 51.07 | 61.07 | 9 | 1
2025 | TVA_2_VACAR | TVA | VACAR | Internal | Summer | B7 | 400 | 150 | 0 | 45.14 | 51.15 | 9 | 0
2025 | TVA_2_VACAR | TVA | VACAR | Internal | Summer | B8 | 500 | 150 | 0 | 45.14 | 48.22 | 9 | 0
2025 | TVA_2_VACAR | TVA | VACAR | Internal | Summer | B9 | 800 | 150 | 0 | 45.14 | 44.8 | 9 | 0
2025 | TVA_2_VACAR | TVA | VACAR | Internal | Summer | B10 | 1262 | 150 | 0 | 41.65 | 44.54 | 9 | 0
2025 | TVA_2_VACAR | TVA | VACAR | Internal | Winter | B16 | 25 | 150 | 0 | 66.18 | 68.18 | 9 | 0
2025 | TVA_2_VACAR | TVA | VACAR | Internal | Winter | B17 | 100 | 150 | 0 | 51.43 | 58.89 | 9 | 0
2025 | TVA_2_VACAR | TVA | VACAR | Internal | Winter | B18 | 400 | 150 | 0 | 46.38 | 50.54 | 9 | 0
2025 | TVA_2_VACAR | TVA | VACAR | Internal | Winter | B19 | 700 | 150 | 0 | 46.38 | 50.54 | 9 | 0
2025 | TVA_2_VACAR | TVA | VACAR | Internal | Winter | B20 | 935 | 150 | 0 | 46.26 | 46.25 | 9 | 0
2025 | TVA_Transmission_2_ENT | TVA_Transmission | ENT | Internal | Shoulder | B11 | 25 | 3000 | 0 | 65.72 | 66.09 | 9 | 0
2025 | TVA_Transmission_2_ENT | TVA_Transmission | ENT | Internal | Shoulder | B12 | 200 | 3000 | 0 | 51.07 | 46.83 | 9 | 0
2025 | TVA_Transmission_2_ENT | TVA_Transmission | ENT | Internal | Shoulder | B13 | 600 | 3000 | 0 | 48.87 | 46.83 | 9 | 0
2025 | TVA_Transmission_2_ENT | TVA_Transmission | ENT | Internal | Shoulder | B14 | 900 | 3000 | 0 | 47.48 | 46.5 | 9 | 0
2025 | TVA_Transmission_2_ENT | TVA_Transmission | ENT | Internal | Shoulder | B15 | 1203 | 3000 | 0 | 46.48 | 44.97 | 9 | 0
2025 | TVA_Transmission_2_ENT | TVA_Transmission | ENT | Internal | Summer | B1 | 10 | 3000 | 0 | 80.6 | 78.59 | 9 | 0
2025 | TVA_Transmission_2_ENT | TVA_Transmission | ENT | Internal | Summer | B2 | 25 | 3000 | 0 | 76.9 | 75.69 | 9 | 0
2025 | TVA_Transmission_2_ENT | TVA_Transmission | ENT | Internal | Summer | B3 | 75 | 3000 | 0 | 74.43 | 70.61 | 9 | 0
2025 | TVA_Transmission_2_ENT | TVA_Transmission | ENT | Internal | Summer | B4 | 100 | 3000 | 0 | 74.11 | 69.11 | 9 | 0
2025 | TVA_Transmission_2_ENT | TVA_Transmission | ENT | Internal | Summer | B5 | 200 | 3000 | 0 | 68.11 | 69.11 | 9 | 0
2025 | TVA_Transmission_2_ENT | TVA_Transmission | ENT | Internal | Summer | B6 | 300 | 3000 | 0 | 59.42 | 60.07 | 9 | 0
2025 | TVA_Transmission_2_ENT | TVA_Transmission | ENT | Internal | Summer | B7 | 400 | 3000 | 0 | 49.82 | 50.46 | 9 | 0
2025 | TVA_Transmission_2_ENT | TVA_Transmission | ENT | Internal | Summer | B8 | 500 | 3000 | 0 | 46.3 | 45.36 | 9 | 0
2025 | TVA_Transmission_2_ENT | TVA_Transmission | ENT | Internal | Summer | B9 | 800 | 3000 | 0 | 45.42 | 45.04 | 9 | 0
2025 | TVA_Transmission_2_ENT | TVA_Transmission | ENT | Internal | Summer | B10 | 1262 | 3000 | 0 | 42.23 | 43.78 | 9 | 0
2025 | TVA_Transmission_2_ENT | TVA_Transmission | ENT | Internal | Winter | B16 | 25 | 3000 | 0 | 66.18 | 59.13 | 9 | 0
2025 | TVA_Transmission_2_ENT | TVA_Transmission | ENT | Internal | Winter | B17 | 100 | 3000 | 0 | 52.72 | 49.74 | 9 | 0
2025 | TVA_Transmission_2_ENT | TVA_Transmission | ENT | Internal | Winter | B18 | 400 | 3000 | 0 | 49.36 | 49.74 | 9 | 0
2025 | TVA_Transmission_2_ENT | TVA_Transmission | ENT | Internal | Winter | B19 | 700 | 3000 | 0 | 47.77 | 49.38 | 9 | 0
2025 | TVA_Transmission_2_ENT | TVA_Transmission | ENT | Internal | Winter | B20 | 935 | 3000 | 0 | 46.25 | 46.52 | 9 | 0
2025 | TVA_Transmission_2_MISO_MO-IL | TVA_Transmission | MISO_MO-IL | Internal | Shoulder | B11 | 25 | 4000 | 0 | 65.72 | 58.09 | 9 | 0
2025 | TVA_Transmission_2_MISO_MO-IL | TVA_Transmission | MISO_MO-IL | Internal | Shoulder | B12 | 200 | 4000 | 0 | 51.07 | 43.97 | 9 | 0
2025 | TVA_Transmission_2_MISO_MO-IL | TVA_Transmission | MISO_MO-IL | Internal | Shoulder | B13 | 600 | 4000 | 0 | 48.87 | 43.96 | 9 | 0
2025 | TVA_Transmission_2_MISO_MO-IL | TVA_Transmission | MISO_MO-IL | Internal | Shoulder | B14 | 900 | 4000 | 0 | 47.48 | 41.11 | 9 | 0
2025 | TVA_Transmission_2_MISO_MO-IL | TVA_Transmission | MISO_MO-IL | Internal | Shoulder | B15 | 1203 | 4000 | 0 | 46.48 | 38.48 | 9 | 0
2025 | TVA_Transmission_2_MISO_MO-IL | TVA_Transmission | MISO_MO-IL | Internal | Summer | B1 | 10 | 4000 | 0 | 80.6 | 72.6 | 9 | 0
2025 | TVA_Transmission_2_MISO_MO-IL | TVA_Transmission | MISO_MO-IL | Internal | Summer | B2 | 25 | 4000 | 0 | 76.9 | 68.9 | 9 | 0
2025 | TVA_Transmission_2_MISO_MO-IL | TVA_Transmission | MISO_MO-IL | Internal | Summer | B3 | 75 | 4000 | 0 | 74.43 | 67.81 | 9 | 0
2025 | TVA_Transmission_2_MISO_MO-IL | TVA_Transmission | MISO_MO-IL | Internal | Summer | B4 | 100 | 4000 | 0 | 74.11 | 66.56 | 9 | 0
2025 | TVA_Transmission_2_MISO_MO-IL | TVA_Transmission | MISO_MO-IL | Internal | Summer | B5 | 200 | 4000 | 0 | 68.11 | 61.11 | 9 | 0
2025 | TVA_Transmission_2_MISO_MO-IL | TVA_Transmission | MISO_MO-IL | Internal | Summer | B6 | 300 | 4000 | 0 | 59.42 | 52.07 | 9 | 0
2025 | TVA_Transmission_2_MISO_MO-IL | TVA_Transmission | MISO_MO-IL | Internal | Summer | B7 | 400 | 4000 | 0 | 49.82 | 42.46 | 9 | 0
2025 | TVA_Transmission_2_MISO_MO-IL | TVA_Transmission | MISO_MO-IL | Internal | Summer | B8 | 500 | 4000 | 0 | 46.3 | 40.22 | 9 | 0
2025 | TVA_Transmission_2_MISO_MO-IL | TVA_Transmission | MISO_MO-IL | Internal | Summer | B9 | 800 | 4000 | 0 | 45.42 | 38.1 | 9 | 0
2025 | TVA_Transmission_2_MISO_MO-IL | TVA_Transmission | MISO_MO-IL | Internal | Summer | B10 | 1262 | 4000 | 0 | 42.23 | 35.78 | 9 | 0
2025 | TVA_Transmission_2_MISO_MO-IL | TVA_Transmission | MISO_MO-IL | Internal | Winter | B16 | 25 | 4000 | 0 | 66.18 | 58.18 | 9 | 0
2025 | TVA_Transmission_2_MISO_MO-IL | TVA_Transmission | MISO_MO-IL | Internal | Winter | B17 | 100 | 4000 | 0 | 52.72 | 44.72 | 9 | 0
2025 | TVA_Transmission_2_MISO_MO-IL | TVA_Transmission | MISO_MO-IL | Internal | Winter | B18 | 400 | 4000 | 0 | 49.36 | 43.88 | 9 | 0
2025 | TVA_Transmission_2_MISO_MO-IL | TVA_Transmission | MISO_MO-IL | Internal | Winter | B19 | 700 | 4000 | 0 | 47.77 | 41.38 | 9 | 0
2025 | TVA_Transmission_2_MISO_MO-IL | TVA_Transmission | MISO_MO-IL | Internal | Winter | B20 | 935 | 4000 | 0 | 46.25 | 38.52 | 9 | 0
2025 | TVA_Transmission_2_NonRTO_Midwest | TVA_Transmission | NonRTO_Midwest | Internal | Shoulder | B11 | 25 | 700 | 0 | 65.72 | 66.1 | 9 | 0
2025 | TVA_Transmission_2_NonRTO_Midwest | TVA_Transmission | NonRTO_Midwest | Internal | Shoulder | B12 | 200 | 700 | 0 | 51.07 | 58.93 | 9 | 0
2025 | TVA_Transmission_2_NonRTO_Midwest | TVA_Transmission | NonRTO_Midwest | Internal | Shoulder | B13 | 600 | 700 | 0 | 48.87 | 52.8 | 9 | 0
2025 | TVA_Transmission_2_NonRTO_Midwest | TVA_Transmission | NonRTO_Midwest | Internal | Shoulder | B14 | 900 | 700 | 0 | 47.48 | 44.24 | 9 | 0
2025 | TVA_Transmission_2_NonRTO_Midwest | TVA_Transmission | NonRTO_Midwest | Internal | Shoulder | B15 | 1203 | 700 | 0 | 46.48 | 38.48 | 9 | 0
2025 | TVA_Transmission_2_NonRTO_Midwest | TVA_Transmission | NonRTO_Midwest | Internal | Summer | B1 | 10 | 700 | 0 | 80.6 | 75.82 | 9 | 0
2025 | TVA_Transmission_2_NonRTO_Midwest | TVA_Transmission | NonRTO_Midwest | Internal | Summer | B2 | 25 | 700 | 0 | 76.9 | 75.82 | 9 | 0
2025 | TVA_Transmission_2_NonRTO_Midwest | TVA_Transmission | NonRTO_Midwest | Internal | Summer | B3 | 75 | 700 | 0 | 74.43 | 75.82 | 9 | 0
2025 | TVA_Transmission_2_NonRTO_Midwest | TVA_Transmission | NonRTO_Midwest | Internal | Summer | B4 | 100 | 700 | 0 | 74.11 | 74.58 | 9 | 0
2025 | TVA_Transmission_2_NonRTO_Midwest | TVA_Transmission | NonRTO_Midwest | Internal | Summer | B5 | 200 | 700 | 0 | 68.11 | 69.12 | 9 | 0
2025 | TVA_Transmission_2_NonRTO_Midwest | TVA_Transmission | NonRTO_Midwest | Internal | Summer | B6 | 300 | 700 | 0 | 59.42 | 60.08 | 9 | 0
2025 | TVA_Transmission_2_NonRTO_Midwest | TVA_Transmission | NonRTO_Midwest | Internal | Summer | B7 | 400 | 700 | 0 | 49.82 | 48.66 | 9 | 0
2025 | TVA_Transmission_2_NonRTO_Midwest | TVA_Transmission | NonRTO_Midwest | Internal | Summer | B8 | 500 | 700 | 0 | 46.3 | 43.77 | 9 | 0
2025 | TVA_Transmission_2_NonRTO_Midwest | TVA_Transmission | NonRTO_Midwest | Internal | Summer | B9 | 800 | 700 | 0 | 45.42 | 38.39 | 9 | 0
2025 | TVA_Transmission_2_NonRTO_Midwest | TVA_Transmission | NonRTO_Midwest | Internal | Summer | B10 | 1262 | 700 | 0 | 42.23 | 35.56 | 9 | 0
2025 | TVA_Transmission_2_NonRTO_Midwest | TVA_Transmission | NonRTO_Midwest | Internal | Winter | B16 | 25 | 700 | 0 | 66.18 | 70.18 | 9 | 0
2025 | TVA_Transmission_2_NonRTO_Midwest | TVA_Transmission | NonRTO_Midwest | Internal | Winter | B17 | 100 | 700 | 536.28 | 52.72 | 61.72 | 9 | 0
2025 | TVA_Transmission_2_NonRTO_Midwest | TVA_Transmission | NonRTO_Midwest | Internal | Winter | B18 | 400 | 700 | 0 | 49.36 | 54.25 | 9 | 0
2025 | TVA_Transmission_2_NonRTO_Midwest | TVA_Transmission | NonRTO_Midwest | Internal | Winter | B19 | 700 | 700 | 0 | 47.77 | 44.89 | 9 | 0
2025 | TVA_Transmission_2_NonRTO_Midwest | TVA_Transmission | NonRTO_Midwest | Internal | Winter | B20 | 935 | 700 | 0 | 46.25 | 38.25 | 9 | 0
2025 | TVA_Transmission_2_PJM_ROR | TVA_Transmission | PJM_ROR | Internal | Shoulder | B11 | 25 | 2000 | 0 | 65.72 | 59.87 | 9 | 0
2025 | TVA_Transmission_2_PJM_ROR | TVA_Transmission | PJM_ROR | Internal | Shoulder | B12 | 200 | 2000 | 0 | 51.07 | 51.77 | 9 | 0
2025 | TVA_Transmission_2_PJM_ROR | TVA_Transmission | PJM_ROR | Internal | Shoulder | B13 | 600 | 2000 | 0 | 48.87 | 46.8 | 9 | 0
2025 | TVA_Transmission_2_PJM_ROR | TVA_Transmission | PJM_ROR | Internal | Shoulder | B14 | 900 | 2000 | 0 | 47.48 | 43.99 | 9 | 0
2025 | TVA_Transmission_2_PJM_ROR | TVA_Transmission | PJM_ROR | Internal | Shoulder | B15 | 1203 | 2000 | 0 | 46.48 | 41.25 | 9 | 0
2025 | TVA_Transmission_2_PJM_ROR | TVA_Transmission | PJM_ROR | Internal | Summer | B1 | 10 | 2000 | 0 | 80.6 | 74.6 | 9 | 0
2025 | TVA_Transmission_2_PJM_ROR | TVA_Transmission | PJM_ROR | Internal | Summer | B2 | 25 | 2000 | 0 | 76.9 | 70.9 | 9 | 0
2025 | TVA_Transmission_2_PJM_ROR | TVA_Transmission | PJM_ROR | Internal | Summer | B3 | 75 | 2000 | 0 | 74.43 | 68.43 | 9 | 0
2025 | TVA_Transmission_2_PJM_ROR | TVA_Transmission | PJM_ROR | Internal | Summer | B4 | 100 | 2000 | 0 | 74.11 | 68.11 | 9 | 0
2025 | TVA_Transmission_2_PJM_ROR | TVA_Transmission | PJM_ROR | Internal | Summer | B5 | 200 | 2000 | 0 | 68.11 | 62.11 | 9 | 0
2025 | TVA_Transmission_2_PJM_ROR | TVA_Transmission | PJM_ROR | Internal | Summer | B6 | 300 | 2000 | 0 | 59.42 | 54.07 | 9 | 0
2025 | TVA_Transmission_2_PJM_ROR | TVA_Transmission | PJM_ROR | Internal | Summer | B7 | 400 | 2000 | 0 | 49.82 | 44.46 | 9 | 0
2025 | TVA_Transmission_2_PJM_ROR | TVA_Transmission | PJM_ROR | Internal | Summer | B8 | 500 | 2000 | 0 | 46.3 | 42.22 | 9 | 0
2025 | TVA_Transmission_2_PJM_ROR | TVA_Transmission | PJM_ROR | Internal | Summer | B9 | 800 | 2000 | 0 | 45.42 | 40.34 | 9 | 0
2025 | TVA_Transmission_2_PJM_ROR | TVA_Transmission | PJM_ROR | Internal | Summer | B10 | 1262 | 2000 | 0 | 42.23 | 37.79 | 9 | 0
2025 | TVA_Transmission_2_PJM_ROR | TVA_Transmission | PJM_ROR | Internal | Winter | B16 | 25 | 2000 | 0 | 66.18 | 60.18 | 9 | 0
2025 | TVA_Transmission_2_PJM_ROR | TVA_Transmission | PJM_ROR | Internal | Winter | B17 | 100 | 2000 | 0 | 52.72 | 52.89 | 9 | 0
2025 | TVA_Transmission_2_PJM_ROR | TVA_Transmission | PJM_ROR | Internal | Winter | B18 | 400 | 2000 | 0 | 49.36 | 47.37 | 9 | 0
2025 | TVA_Transmission_2_PJM_ROR | TVA_Transmission | PJM_ROR | Internal | Winter | B19 | 700 | 2000 | 0 | 47.77 | 45.57 | 9 | 0
2025 | TVA_Transmission_2_PJM_ROR | TVA_Transmission | PJM_ROR | Internal | Winter | B20 | 935 | 2000 | 0 | 46.25 | 40.25 | 9 | 0
2025 | TVA_Transmission_2_SOCO | TVA_Transmission | SOCO | Internal | Shoulder | B11 | 25 | 3200 | 0.08 | 65.72 | 74.61 | 9 | 0
2025 | TVA_Transmission_2_SOCO | TVA_Transmission | SOCO | Internal | Shoulder | B12 | 200 | 3200 | 0 | 51.07 | 51.92 | 9 | 0
2025 | TVA_Transmission_2_SOCO | TVA_Transmission | SOCO | Internal | Shoulder | B13 | 600 | 3200 | 0 | 48.87 | 46.88 | 9 | 0
2025 | TVA_Transmission_2_SOCO | TVA_Transmission | SOCO | Internal | Shoulder | B14 | 900 | 3200 | 0 | 47.48 | 46.88 | 9 | 0
2025 | TVA_Transmission_2_SOCO | TVA_Transmission | SOCO | Internal | Shoulder | B15 | 1203 | 3200 | 0 | 46.48 | 46.88 | 9 | 0
2025 | TVA_Transmission_2_SOCO | TVA_Transmission | SOCO | Internal | Summer | B1 | 10 | 3200 | 0 | 80.6 | 86.59 | 9 | 0
2025 | TVA_Transmission_2_SOCO | TVA_Transmission | SOCO | Internal | Summer | B2 | 25 | 3200 | 0 | 76.9 | 78.61 | 9 | 0
2025 | TVA_Transmission_2_SOCO | TVA_Transmission | SOCO | Internal | Summer | B3 | 75 | 3200 | 0 | 74.43 | 78.61 | 9 | 0
2025 | TVA_Transmission_2_SOCO | TVA_Transmission | SOCO | Internal | Summer | B4 | 100 | 3200 | 0 | 74.11 | 77.11 | 9 | 0
2025 | TVA_Transmission_2_SOCO | TVA_Transmission | SOCO | Internal | Summer | B5 | 200 | 3200 | 276.39 | 68.11 | 77.11 | 9 | 0
2025 | TVA_Transmission_2_SOCO | TVA_Transmission | SOCO | Internal | Summer | B6 | 300 | 3200 | 0 | 59.42 | 68.07 | 9 | 0
2025 | TVA_Transmission_2_SOCO | TVA_Transmission | SOCO | Internal | Summer | B7 | 400 | 3200 | 0 | 49.82 | 58.46 | 9 | 0
2025 | TVA_Transmission_2_SOCO | TVA_Transmission | SOCO | Internal | Summer | B8 | 500 | 3200 | 0 | 46.3 | 50.99 | 9 | 0
2025 | TVA_Transmission_2_SOCO | TVA_Transmission | SOCO | Internal | Summer | B9 | 800 | 3200 | 0 | 45.42 | 45.53 | 9 | 0
2025 | TVA_Transmission_2_SOCO | TVA_Transmission | SOCO | Internal | Summer | B10 | 1262 | 3200 | 0 | 42.23 | 45.53 | 9 | 0
2025 | TVA_Transmission_2_SOCO | TVA_Transmission | SOCO | Internal | Winter | B16 | 25 | 3200 | 1260.99 | 66.18 | 75.18 | 9 | 0
2025 | TVA_Transmission_2_SOCO | TVA_Transmission | SOCO | Internal | Winter | B17 | 100 | 3200 | 0 | 52.72 | 54.78 | 9 | 0
2025 | TVA_Transmission_2_SOCO | TVA_Transmission | SOCO | Internal | Winter | B18 | 400 | 3200 | 0 | 49.36 | 49.67 | 9 | 0
2025 | TVA_Transmission_2_SOCO | TVA_Transmission | SOCO | Internal | Winter | B19 | 700 | 3200 | 0 | 47.77 | 49.67 | 9 | 0
2025 | TVA_Transmission_2_SOCO | TVA_Transmission | SOCO | Internal | Winter | B20 | 935 | 3200 | 0 | 46.25 | 49.67 | 9 | 0
2025 | TVA_Transmission_2_TVA | TVA_Transmission | TVA | Internal | Shoulder | B11 | 25 | 99999 | 0 | 65.72 | 64.37 | 0.01 | 0
2025 | TVA_Transmission_2_TVA | TVA_Transmission | TVA | Internal | Shoulder | B12 | 200 | 99999 | 0 | 51.07 | 48.48 | 0.01 | 0
2025 | TVA_Transmission_2_TVA | TVA_Transmission | TVA | Internal | Shoulder | B13 | 600 | 99999 | 0 | 48.87 | 46.51 | 0.01 | 0
2025 | TVA_Transmission_2_TVA | TVA_Transmission | TVA | Internal | Shoulder | B14 | 900 | 99999 | 0 | 47.48 | 46.51 | 0.01 | 0
2025 | TVA_Transmission_2_TVA | TVA_Transmission | TVA | Internal | Shoulder | B15 | 1203 | 99999 | 425.4 | 46.48 | 46.5 | 0.01 | 0
2025 | TVA_Transmission_2_TVA | TVA_Transmission | TVA | Internal | Summer | B1 | 10 | 99999 | 3473.57 | 80.6 | 80.61 | 0.01 | 0
2025 | TVA_Transmission_2_TVA | TVA_Transmission | TVA | Internal | Summer | B2 | 25 | 99999 | 2607.18 | 76.9 | 76.91 | 0.01 | 0
2025 | TVA_Transmission_2_TVA | TVA_Transmission | TVA | Internal | Summer | B3 | 75 | 99999 | 906.02 | 74.43 | 74.44 | 0.01 | 0
2025 | TVA_Transmission_2_TVA | TVA_Transmission | TVA | Internal | Summer | B4 | 100 | 99999 | 1084.73 | 74.11 | 74.13 | 0.01 | 0
2025 | TVA_Transmission_2_TVA | TVA_Transmission | TVA | Internal | Summer | B5 | 200 | 99999 | 0.1 | 68.11 | 68.11 | 0.01 | 0
2025 | TVA_Transmission_2_TVA | TVA_Transmission | TVA | Internal | Summer | B6 | 300 | 99999 | 0 | 59.42 | 51.07 | 0.01 | 0
2025 | TVA_Transmission_2_TVA | TVA_Transmission | TVA | Internal | Summer | B7 | 400 | 99999 | 0 | 49.82 | 45.14 | 0.01 | 0
2025 | TVA_Transmission_2_TVA | TVA_Transmission | TVA | Internal | Summer | B8 | 500 | 99999 | 0 | 46.3 | 45.14 | 0.01 | 0
2025 | TVA_Transmission_2_TVA | TVA_Transmission | TVA | Internal | Summer | B9 | 800 | 99999 | 0 | 45.42 | 45.14 | 0.01 | 0
2025 | TVA_Transmission_2_TVA | TVA_Transmission | TVA | Internal | Summer | B10 | 1262 | 99999 | 0 | 42.23 | 41.65 | 0.01 | 0
2025 | TVA_Transmission_2_TVA | TVA_Transmission | TVA | Internal | Winter | B16 | 25 | 99999 | 0.63 | 66.18 | 66.18 | 0.01 | 0
2025 | TVA_Transmission_2_TVA | TVA_Transmission | TVA | Internal | Winter | B17 | 100 | 99999 | 0 | 52.72 | 51.43 | 0.01 | 0
2025 | TVA_Transmission_2_TVA | TVA_Transmission | TVA | Internal | Winter | B18 | 400 | 99999 | 0 | 49.36 | 46.38 | 0.01 | 0
2025 | TVA_Transmission_2_TVA | TVA_Transmission | TVA | Internal | Winter | B19 | 700 | 99999 | 0 | 47.77 | 46.38 | 0.01 | 0
2025 | TVA_Transmission_2_TVA | TVA_Transmission | TVA | Internal | Winter | B20 | 935 | 99999 | 224.47 | 46.25 | 46.26 | 0.01 | 0
2025 | TVA_Transmission_2_VACAR | TVA_Transmission | VACAR | Internal | Shoulder | B11 | 25 | 900 | 0 | 65.72 | 65.87 | 9 | 0
2025 | TVA_Transmission_2_VACAR | TVA_Transmission | VACAR | Internal | Shoulder | B12 | 200 | 900 | 0 | 51.07 | 53.87 | 9 | 0
2025 | TVA_Transmission_2_VACAR | TVA_Transmission | VACAR | Internal | Shoulder | B13 | 600 | 900 | 0 | 48.87 | 50.45 | 9 | 0
2025 | TVA_Transmission_2_VACAR | TVA_Transmission | VACAR | Internal | Shoulder | B14 | 900 | 900 | 0 | 47.48 | 49.99 | 9 | 0
2025 | TVA_Transmission_2_VACAR | TVA_Transmission | VACAR | Internal | Shoulder | B15 | 1203 | 900 | 0 | 46.48 | 46.39 | 9 | 0
2025 | TVA_Transmission_2_VACAR | TVA_Transmission | VACAR | Internal | Summer | B1 | 10 | 900 | 0 | 80.6 | 80.6 | 9 | 0
2025 | TVA_Transmission_2_VACAR | TVA_Transmission | VACAR | Internal | Summer | B2 | 25 | 900 | 0 | 76.9 | 80.6 | 9 | 0
2025 | TVA_Transmission_2_VACAR | TVA_Transmission | VACAR | Internal | Summer | B3 | 75 | 900 | 0 | 74.43 | 80.6 | 9 | 0
2025 | TVA_Transmission_2_VACAR | TVA_Transmission | VACAR | Internal | Summer | B4 | 100 | 900 | 0 | 74.11 | 78.98 | 9 | 0
2025 | TVA_Transmission_2_VACAR | TVA_Transmission | VACAR | Internal | Summer | B5 | 200 | 900 | 0 | 68.11 | 70.11 | 9 | 0
2025 | TVA_Transmission_2_VACAR | TVA_Transmission | VACAR | Internal | Summer | B6 | 300 | 900 | 0 | 59.42 | 61.07 | 9 | 0
2025 | TVA_Transmission_2_VACAR | TVA_Transmission | VACAR | Internal | Summer | B7 | 400 | 900 | 0 | 49.82 | 51.15 | 9 | 0
2025 | TVA_Transmission_2_VACAR | TVA_Transmission | VACAR | Internal | Summer | B8 | 500 | 900 | 0 | 46.3 | 48.22 | 9 | 0
2025 | TVA_Transmission_2_VACAR | TVA_Transmission | VACAR | Internal | Summer | B9 | 800 | 900 | 0 | 45.42 | 44.8 | 9 | 0
2025 | TVA_Transmission_2_VACAR | TVA_Transmission | VACAR | Internal | Summer | B10 | 1262 | 900 | 0 | 42.23 | 44.54 | 9 | 0
2025 | TVA_Transmission_2_VACAR | TVA_Transmission | VACAR | Internal | Winter | B16 | 25 | 900 | 0 | 66.18 | 68.18 | 9 | 0
2025 | TVA_Transmission_2_VACAR | TVA_Transmission | VACAR | Internal | Winter | B17 | 100 | 900 | 0 | 52.72 | 58.89 | 9 | 0
2025 | TVA_Transmission_2_VACAR | TVA_Transmission | VACAR | Internal | Winter | B18 | 400 | 900 | 0 | 49.36 | 50.54 | 9 | 0
2025 | TVA_Transmission_2_VACAR | TVA_Transmission | VACAR | Internal | Winter | B19 | 700 | 900 | 0 | 47.77 | 50.54 | 9 | 0
2025 | TVA_Transmission_2_VACAR | TVA_Transmission | VACAR | Internal | Winter | B20 | 935 | 900 | 0 | 46.25 | 46.25 | 9 | 0
2025 | VACAR_2_PJM_ROR | VACAR | PJM_ROR | Internal | Shoulder | B11 | 25 | 2000 | 0 | 65.87 | 59.87 | 7 | 0
2025 | VACAR_2_PJM_ROR | VACAR | PJM_ROR | Internal | Shoulder | B12 | 200 | 2000 | 0 | 53.87 | 51.77 | 7 | 0
2025 | VACAR_2_PJM_ROR | VACAR | PJM_ROR | Internal | Shoulder | B13 | 600 | 2000 | 0 | 50.45 | 46.8 | 7 | 0
2025 | VACAR_2_PJM_ROR | VACAR | PJM_ROR | Internal | Shoulder | B14 | 900 | 2000 | 0 | 49.99 | 43.99 | 7 | 0
2025 | VACAR_2_PJM_ROR | VACAR | PJM_ROR | Internal | Shoulder | B15 | 1203 | 2000 | 0 | 46.39 | 41.25 | 7 | 0
2025 | VACAR_2_PJM_ROR | VACAR | PJM_ROR | Internal | Summer | B1 | 10 | 2000 | 0 | 80.6 | 74.6 | 7 | 0
2025 | VACAR_2_PJM_ROR | VACAR | PJM_ROR | Internal | Summer | B2 | 25 | 2000 | 0 | 80.6 | 70.9 | 7 | 0
2025 | VACAR_2_PJM_ROR | VACAR | PJM_ROR | Internal | Summer | B3 | 75 | 2000 | 0 | 80.6 | 68.43 | 7 | 0
2025 | VACAR_2_PJM_ROR | VACAR | PJM_ROR | Internal | Summer | B4 | 100 | 2000 | 0 | 78.98 | 68.11 | 7 | 0
2025 | VACAR_2_PJM_ROR | VACAR | PJM_ROR | Internal | Summer | B5 | 200 | 2000 | 0 | 70.11 | 62.11 | 7 | 0
2025 | VACAR_2_PJM_ROR | VACAR | PJM_ROR | Internal | Summer | B6 | 300 | 2000 | 0 | 61.07 | 54.07 | 7 | 0
2025 | VACAR_2_PJM_ROR | VACAR | PJM_ROR | Internal | Summer | B7 | 400 | 2000 | 0 | 51.15 | 44.46 | 7 | 0
2025 | VACAR_2_PJM_ROR | VACAR | PJM_ROR | Internal | Summer | B8 | 500 | 2000 | 0 | 48.22 | 42.22 | 7 | 0
2025 | VACAR_2_PJM_ROR | VACAR | PJM_ROR | Internal | Summer | B9 | 800 | 2000 | 0 | 44.8 | 40.34 | 7 | 0
2025 | VACAR_2_PJM_ROR | VACAR | PJM_ROR | Internal | Summer | B10 | 1262 | 2000 | 0 | 44.54 | 37.79 | 7 | 0
2025 | VACAR_2_PJM_ROR | VACAR | PJM_ROR | Internal | Winter | B16 | 25 | 2000 | 0 | 68.18 | 60.18 | 7 | 0
2025 | VACAR_2_PJM_ROR | VACAR | PJM_ROR | Internal | Winter | B17 | 100 | 2000 | 0 | 58.89 | 52.89 | 7 | 0
2025 | VACAR_2_PJM_ROR | VACAR | PJM_ROR | Internal | Winter | B18 | 400 | 2000 | 0 | 50.54 | 47.37 | 7 | 0
2025 | VACAR_2_PJM_ROR | VACAR | PJM_ROR | Internal | Winter | B19 | 700 | 2000 | 0 | 50.54 | 45.57 | 7 | 0
2025 | VACAR_2_PJM_ROR | VACAR | PJM_ROR | Internal | Winter | B20 | 935 | 2000 | 0 | 46.25 | 40.25 | 7 | 0
2025 | VACAR_2_SOCO | VACAR | SOCO | Internal | Shoulder | B11 | 25 | 3000 | 2999.99 | 65.87 | 74.61 | 7 | 1.74
2025 | VACAR_2_SOCO | VACAR | SOCO | Internal | Shoulder | B12 | 200 | 3000 | 0 | 53.87 | 51.92 | 7 | 0
2025 | VACAR_2_SOCO | VACAR | SOCO | Internal | Shoulder | B13 | 600 | 3000 | 0 | 50.45 | 46.88 | 7 | 0
2025 | VACAR_2_SOCO | VACAR | SOCO | Internal | Shoulder | B14 | 900 | 3000 | 0 | 49.99 | 46.88 | 7 | 0
2025 | VACAR_2_SOCO | VACAR | SOCO | Internal | Shoulder | B15 | 1203 | 3000 | 0 | 46.39 | 46.88 | 7 | 0
2025 | VACAR_2_SOCO | VACAR | SOCO | Internal | Summer | B1 | 10 | 3000 | 0.02 | 80.6 | 86.59 | 7 | 0
2025 | VACAR_2_SOCO | VACAR | SOCO | Internal | Summer | B2 | 25 | 3000 | 0 | 80.6 | 78.61 | 7 | 0
2025 | VACAR_2_SOCO | VACAR | SOCO | Internal | Summer | B3 | 75 | 3000 | 0 | 80.6 | 78.61 | 7 | 0
2025 | VACAR_2_SOCO | VACAR | SOCO | Internal | Summer | B4 | 100 | 3000 | 0 | 78.98 | 77.11 | 7 | 0
2025 | VACAR_2_SOCO | VACAR | SOCO | Internal | Summer | B5 | 200 | 3000 | 1453.84 | 70.11 | 77.11 | 7 | 0
2025 | VACAR_2_SOCO | VACAR | SOCO | Internal | Summer | B6 | 300 | 3000 | 1067.18 | 61.07 | 68.07 | 7 | 0
2025 | VACAR_2_SOCO | VACAR | SOCO | Internal | Summer | B7 | 400 | 3000 | 3000 | 51.15 | 58.46 | 7 | 0.31
2025 | VACAR_2_SOCO | VACAR | SOCO | Internal | Summer | B8 | 500 | 3000 | 0 | 48.22 | 50.99 | 7 | 0
2025 | VACAR_2_SOCO | VACAR | SOCO | Internal | Summer | B9 | 800 | 3000 | 0 | 44.8 | 45.53 | 7 | 0
2025 | VACAR_2_SOCO | VACAR | SOCO | Internal | Summer | B10 | 1262 | 3000 | 0 | 44.54 | 45.53 | 7 | 0
2025 | VACAR_2_SOCO | VACAR | SOCO | Internal | Winter | B16 | 25 | 3000 | 32.56 | 68.18 | 75.18 | 7 | 0
2025 | VACAR_2_SOCO | VACAR | SOCO | Internal | Winter | B17 | 100 | 3000 | 0 | 58.89 | 54.78 | 7 | 0
2025 | VACAR_2_SOCO | VACAR | SOCO | Internal | Winter | B18 | 400 | 3000 | 0 | 50.54 | 49.67 | 7 | 0
2025 | VACAR_2_SOCO | VACAR | SOCO | Internal | Winter | B19 | 700 | 3000 | 0 | 50.54 | 49.67 | 7 | 0
2025 | VACAR_2_SOCO | VACAR | SOCO | Internal | Winter | B20 | 935 | 3000 | 0 | 46.25 | 49.67 | 7 | 0
2025 | VACAR_2_TVA_Transmission | VACAR | TVA_Transmission | Internal | Shoulder | B11 | 25 | 900 | 0 | 65.87 | 65.72 | 7 | 0
2025 | VACAR_2_TVA_Transmission | VACAR | TVA_Transmission | Internal | Shoulder | B12 | 200 | 900 | 0 | 53.87 | 51.07 | 7 | 0
2025 | VACAR_2_TVA_Transmission | VACAR | TVA_Transmission | Internal | Shoulder | B13 | 600 | 900 | 0 | 50.45 | 48.87 | 7 | 0
2025 | VACAR_2_TVA_Transmission | VACAR | TVA_Transmission | Internal | Shoulder | B14 | 900 | 900 | 0 | 49.99 | 47.48 | 7 | 0
2025 | VACAR_2_TVA_Transmission | VACAR | TVA_Transmission | Internal | Shoulder | B15 | 1203 | 900 | 0 | 46.39 | 46.48 | 7 | 0
2025 | VACAR_2_TVA_Transmission | VACAR | TVA_Transmission | Internal | Summer | B1 | 10 | 900 | 0 | 80.6 | 80.6 | 7 | 0
2025 | VACAR_2_TVA_Transmission | VACAR | TVA_Transmission | Internal | Summer | B2 | 25 | 900 | 0 | 80.6 | 76.9 | 7 | 0
2025 | VACAR_2_TVA_Transmission | VACAR | TVA_Transmission | Internal | Summer | B3 | 75 | 900 | 0 | 80.6 | 74.43 | 7 | 0
2025 | VACAR_2_TVA_Transmission | VACAR | TVA_Transmission | Internal | Summer | B4 | 100 | 900 | 0 | 78.98 | 74.11 | 7 | 0
2025 | VACAR_2_TVA_Transmission | VACAR | TVA_Transmission | Internal | Summer | B5 | 200 | 900 | 0 | 70.11 | 68.11 | 7 | 0
2025 | VACAR_2_TVA_Transmission | VACAR | TVA_Transmission | Internal | Summer | B6 | 300 | 900 | 0 | 61.07 | 59.42 | 7 | 0
2025 | VACAR_2_TVA_Transmission | VACAR | TVA_Transmission | Internal | Summer | B7 | 400 | 900 | 0 | 51.15 | 49.82 | 7 | 0
2025 | VACAR_2_TVA_Transmission | VACAR | TVA_Transmission | Internal | Summer | B8 | 500 | 900 | 0 | 48.22 | 46.3 | 7 | 0
2025 | VACAR_2_TVA_Transmission | VACAR | TVA_Transmission | Internal | Summer | B9 | 800 | 900 | 0 | 44.8 | 45.42 | 7 | 0
2025 | VACAR_2_TVA_Transmission | VACAR | TVA_Transmission | Internal | Summer | B10 | 1262 | 900 | 0 | 44.54 | 42.23 | 7 | 0
2025 | VACAR_2_TVA_Transmission | VACAR | TVA_Transmission | Internal | Winter | B16 | 25 | 900 | 0 | 68.18 | 66.18 | 7 | 0
2025 | VACAR_2_TVA_Transmission | VACAR | TVA_Transmission | Internal | Winter | B17 | 100 | 900 | 0 | 58.89 | 52.72 | 7 | 0
2025 | VACAR_2_TVA_Transmission | VACAR | TVA_Transmission | Internal | Winter | B18 | 400 | 900 | 0 | 50.54 | 49.36 | 7 | 0
2025 | VACAR_2_TVA_Transmission | VACAR | TVA_Transmission | Internal | Winter | B19 | 700 | 900 | 0 | 50.54 | 47.77 | 7 | 0
2025 | VACAR_2_TVA_Transmission | VACAR | TVA_Transmission | Internal | Winter | B20 | 935 | 900 | 0 | 46.25 | 46.25 | 7 | 0
2030 | ENT_2_MISO_MO-IL | ENT | MISO_MO-IL | Internal | Shoulder | B11 | 25 | 2260 | 0 | 70.88 | 62.88 | 8 | 0
2030 | ENT_2_MISO_MO-IL | ENT | MISO_MO-IL | Internal | Shoulder | B12 | 200 | 2260 | 0 | 50.17 | 47.87 | 8 | 0
2030 | ENT_2_MISO_MO-IL | ENT | MISO_MO-IL | Internal | Shoulder | B13 | 600 | 2260 | 0 | 50.17 | 46.7 | 8 | 0
2030 | ENT_2_MISO_MO-IL | ENT | MISO_MO-IL | Internal | Shoulder | B14 | 900 | 2260 | 0 | 49.81 | 41.81 | 8 | 0
2030 | ENT_2_MISO_MO-IL | ENT | MISO_MO-IL | Internal | Shoulder | B15 | 1203 | 2260 | 0 | 48.17 | 40.42 | 8 | 0
2030 | ENT_2_MISO_MO-IL | ENT | MISO_MO-IL | Internal | Summer | B1 | 10 | 2260 | 0 | 80.73 | 77.75 | 8 | 0
2030 | ENT_2_MISO_MO-IL | ENT | MISO_MO-IL | Internal | Summer | B2 | 25 | 2260 | 0 | 80.73 | 75 | 8 | 0
2030 | ENT_2_MISO_MO-IL | ENT | MISO_MO-IL | Internal | Summer | B3 | 75 | 2260 | 0 | 75.67 | 75 | 8 | 0
2030 | ENT_2_MISO_MO-IL | ENT | MISO_MO-IL | Internal | Summer | B4 | 100 | 2260 | 0 | 74.07 | 71.9 | 8 | 0
2030 | ENT_2_MISO_MO-IL | ENT | MISO_MO-IL | Internal | Summer | B5 | 200 | 2260 | 0 | 74.07 | 70.04 | 8 | 0
2030 | ENT_2_MISO_MO-IL | ENT | MISO_MO-IL | Internal | Summer | B6 | 300 | 2260 | 0 | 64.1 | 56.1 | 8 | 0
2030 | ENT_2_MISO_MO-IL | ENT | MISO_MO-IL | Internal | Summer | B7 | 400 | 2260 | 0 | 53.99 | 45.99 | 8 | 0
2030 | ENT_2_MISO_MO-IL | ENT | MISO_MO-IL | Internal | Summer | B8 | 500 | 2260 | 0 | 48.58 | 41.06 | 8 | 0
2030 | ENT_2_MISO_MO-IL | ENT | MISO_MO-IL | Internal | Summer | B9 | 800 | 2260 | 0 | 48.23 | 40.23 | 8 | 0
2030 | ENT_2_MISO_MO-IL | ENT | MISO_MO-IL | Internal | Summer | B10 | 1262 | 2260 | 0 | 46.65 | 38.39 | 8 | 0
2030 | ENT_2_MISO_MO-IL | ENT | MISO_MO-IL | Internal | Winter | B16 | 25 | 2260 | 0 | 63.34 | 58.65 | 8 | 0
2030 | ENT_2_MISO_MO-IL | ENT | MISO_MO-IL | Internal | Winter | B17 | 100 | 2260 | 0 | 53.3 | 46.26 | 8 | 0
2030 | ENT_2_MISO_MO-IL | ENT | MISO_MO-IL | Internal | Winter | B18 | 400 | 2260 | 0 | 53.3 | 45.3 | 8 | 0
2030 | ENT_2_MISO_MO-IL | ENT | MISO_MO-IL | Internal | Winter | B19 | 700 | 2260 | 0 | 51.88 | 43.88 | 8 | 0
2030 | ENT_2_MISO_MO-IL | ENT | MISO_MO-IL | Internal | Winter | B20 | 935 | 2260 | 0 | 48.21 | 40.21 | 8 | 0
2030 | ENT_2_SOCO | ENT | SOCO | Internal | Shoulder | B11 | 25 | 2000 | 1660.09 | 70.88 | 78.88 | 8 | 0
2030 | ENT_2_SOCO | ENT | SOCO | Internal | Shoulder | B12 | 200 | 2000 | 0 | 50.17 | 51.92 | 8 | 0
2030 | ENT_2_SOCO | ENT | SOCO | Internal | Shoulder | B13 | 600 | 2000 | 0 | 50.17 | 50.12 | 8 | 0
2030 | ENT_2_SOCO | ENT | SOCO | Internal | Shoulder | B14 | 900 | 2000 | 0 | 49.81 | 50.12 | 8 | 0
2030 | ENT_2_SOCO | ENT | SOCO | Internal | Shoulder | B15 | 1203 | 2000 | 0 | 48.17 | 50.12 | 8 | 0
2030 | ENT_2_SOCO | ENT | SOCO | Internal | Summer | B1 | 10 | 2000 | 1615.96 | 80.73 | 88.73 | 8 | 0
2030 | ENT_2_SOCO | ENT | SOCO | Internal | Summer | B2 | 25 | 2000 | 0 | 80.73 | 83.67 | 8 | 0
2030 | ENT_2_SOCO | ENT | SOCO | Internal | Summer | B3 | 75 | 2000 | 739.97 | 75.67 | 83.67 | 8 | 0
2030 | ENT_2_SOCO | ENT | SOCO | Internal | Summer | B4 | 100 | 2000 | 622.5 | 74.07 | 82.07 | 8 | 0
2030 | ENT_2_SOCO | ENT | SOCO | Internal | Summer | B5 | 200 | 2000 | 1730.77 | 74.07 | 82.07 | 8 | 0
2030 | ENT_2_SOCO | ENT | SOCO | Internal | Summer | B6 | 300 | 2000 | 319.2 | 64.1 | 72.1 | 8 | 0
2030 | ENT_2_SOCO | ENT | SOCO | Internal | Summer | B7 | 400 | 2000 | 504.11 | 53.99 | 61.99 | 8 | 0
2030 | ENT_2_SOCO | ENT | SOCO | Internal | Summer | B8 | 500 | 2000 | 0 | 48.58 | 50.38 | 8 | 0
2030 | ENT_2_SOCO | ENT | SOCO | Internal | Summer | B9 | 800 | 2000 | 0 | 48.23 | 48.64 | 8 | 0
2030 | ENT_2_SOCO | ENT | SOCO | Internal | Summer | B10 | 1262 | 2000 | 0 | 46.65 | 48.64 | 8 | 0
2030 | ENT_2_SOCO | ENT | SOCO | Internal | Winter | B16 | 25 | 2000 | 2000 | 63.34 | 75.65 | 8 | 4.32
2030 | ENT_2_SOCO | ENT | SOCO | Internal | Winter | B17 | 100 | 2000 | 0 | 53.3 | 55.08 | 8 | 0
2030 | ENT_2_SOCO | ENT | SOCO | Internal | Winter | B18 | 400 | 2000 | 0 | 53.3 | 53.17 | 8 | 0
2030 | ENT_2_SOCO | ENT | SOCO | Internal | Winter | B19 | 700 | 2000 | 0 | 51.88 | 53.17 | 8 | 0
2030 | ENT_2_SOCO | ENT | SOCO | Internal | Winter | B20 | 935 | 2000 | 0 | 48.21 | 52.46 | 8 | 0
2030 | ENT_2_SPP_N | ENT | SPP_N | Internal | Shoulder | B11 | 25 | 1300 | 0 | 70.88 | 69.86 | 8 | 0
2030 | ENT_2_SPP_N | ENT | SPP_N | Internal | Shoulder | B12 | 200 | 1300 | 0 | 50.17 | 53.72 | 8 | 0
2030 | ENT_2_SPP_N | ENT | SPP_N | Internal | Shoulder | B13 | 600 | 1300 | 0 | 50.17 | 50.16 | 8 | 0
2030 | ENT_2_SPP_N | ENT | SPP_N | Internal | Shoulder | B14 | 900 | 1300 | 0 | 49.81 | 48.48 | 8 | 0
2030 | ENT_2_SPP_N | ENT | SPP_N | Internal | Shoulder | B15 | 1203 | 1300 | 0 | 48.17 | 41.1 | 8 | 0
2030 | ENT_2_SPP_N | ENT | SPP_N | Internal | Summer | B1 | 10 | 1300 | 0 | 80.73 | 79.41 | 8 | 0
2030 | ENT_2_SPP_N | ENT | SPP_N | Internal | Summer | B2 | 25 | 1300 | 0 | 80.73 | 79.41 | 8 | 0
2030 | ENT_2_SPP_N | ENT | SPP_N | Internal | Summer | B3 | 75 | 1300 | 0 | 75.67 | 78.45 | 8 | 0
2030 | ENT_2_SPP_N | ENT | SPP_N | Internal | Summer | B4 | 100 | 1300 | 0 | 74.07 | 77.03 | 8 | 0
2030 | ENT_2_SPP_N | ENT | SPP_N | Internal | Summer | B5 | 200 | 1300 | 0 | 74.07 | 77.03 | 8 | 0
2030 | ENT_2_SPP_N | ENT | SPP_N | Internal | Summer | B6 | 300 | 1300 | 0 | 64.1 | 63.09 | 8 | 0
2030 | ENT_2_SPP_N | ENT | SPP_N | Internal | Summer | B7 | 400 | 1300 | 0 | 53.99 | 52.98 | 8 | 0
2030 | ENT_2_SPP_N | ENT | SPP_N | Internal | Summer | B8 | 500 | 1300 | 0 | 48.58 | 47.72 | 8 | 0
2030 | ENT_2_SPP_N | ENT | SPP_N | Internal | Summer | B9 | 800 | 1300 | 0 | 48.23 | 46.45 | 8 | 0
2030 | ENT_2_SPP_N | ENT | SPP_N | Internal | Summer | B10 | 1262 | 1300 | 0 | 46.65 | 41.63 | 8 | 0
2030 | ENT_2_SPP_N | ENT | SPP_N | Internal | Winter | B16 | 25 | 1300 | 0 | 63.34 | 58.34 | 8 | 0
2030 | ENT_2_SPP_N | ENT | SPP_N | Internal | Winter | B17 | 100 | 1300 | 0 | 53.3 | 52.34 | 8 | 0
2030 | ENT_2_SPP_N | ENT | SPP_N | Internal | Winter | B18 | 400 | 1300 | 0 | 53.3 | 52.29 | 8 | 0
2030 | ENT_2_SPP_N | ENT | SPP_N | Internal | Winter | B19 | 700 | 1300 | 0 | 51.88 | 48.4 | 8 | 0
2030 | ENT_2_SPP_N | ENT | SPP_N | Internal | Winter | B20 | 935 | 1300 | 0 | 48.21 | 41.28 | 8 | 0
2030 | ENT_2_SPP_S | ENT | SPP_S | Internal | Shoulder | B11 | 25 | 1300 | 0 | 70.88 | 65.88 | 8 | 0
2030 | ENT_2_SPP_S | ENT | SPP_S | Internal | Shoulder | B12 | 200 | 1300 | 0 | 50.17 | 48.09 | 8 | 0
2030 | ENT_2_SPP_S | ENT | SPP_S | Internal | Shoulder | B13 | 600 | 1300 | 0 | 50.17 | 48.09 | 8 | 0
2030 | ENT_2_SPP_S | ENT | SPP_S | Internal | Shoulder | B14 | 900 | 1300 | 0 | 49.81 | 47.98 | 8 | 0
2030 | ENT_2_SPP_S | ENT | SPP_S | Internal | Shoulder | B15 | 1203 | 1300 | 0 | 48.17 | 41.12 | 8 | 0
2030 | ENT_2_SPP_S | ENT | SPP_S | Internal | Summer | B1 | 10 | 1300 | 0 | 80.73 | 63.1 | 8 | 0
2030 | ENT_2_SPP_S | ENT | SPP_S | Internal | Summer | B2 | 25 | 1300 | 0 | 80.73 | 67.02 | 8 | 0
2030 | ENT_2_SPP_S | ENT | SPP_S | Internal | Summer | B3 | 75 | 1300 | 0 | 75.67 | 67.59 | 8 | 0
2030 | ENT_2_SPP_S | ENT | SPP_S | Internal | Summer | B4 | 100 | 1300 | 0 | 74.07 | 67.02 | 8 | 0
2030 | ENT_2_SPP_S | ENT | SPP_S | Internal | Summer | B5 | 200 | 1300 | 0 | 74.07 | 67.02 | 8 | 0
2030 | ENT_2_SPP_S | ENT | SPP_S | Internal | Summer | B6 | 300 | 1300 | 0 | 64.1 | 63.1 | 8 | 0
2030 | ENT_2_SPP_S | ENT | SPP_S | Internal | Summer | B7 | 400 | 1300 | 0 | 53.99 | 48.99 | 8 | 0
2030 | ENT_2_SPP_S | ENT | SPP_S | Internal | Summer | B8 | 500 | 1300 | 0 | 48.58 | 46.58 | 8 | 0
2030 | ENT_2_SPP_S | ENT | SPP_S | Internal | Summer | B9 | 800 | 1300 | 0 | 48.23 | 46.46 | 8 | 0
2030 | ENT_2_SPP_S | ENT | SPP_S | Internal | Summer | B10 | 1262 | 1300 | 0 | 46.65 | 41.65 | 8 | 0
2030 | ENT_2_SPP_S | ENT | SPP_S | Internal | Winter | B16 | 25 | 1300 | 0 | 63.34 | 51.3 | 8 | 0
2030 | ENT_2_SPP_S | ENT | SPP_S | Internal | Winter | B17 | 100 | 1300 | 0 | 53.3 | 51.18 | 8 | 0
2030 | ENT_2_SPP_S | ENT | SPP_S | Internal | Winter | B18 | 400 | 1300 | 0 | 53.3 | 51.18 | 8 | 0
2030 | ENT_2_SPP_S | ENT | SPP_S | Internal | Winter | B19 | 700 | 1300 | 0 | 51.88 | 46.88 | 8 | 0
2030 | ENT_2_SPP_S | ENT | SPP_S | Internal | Winter | B20 | 935 | 1300 | 0 | 48.21 | 41.29 | 8 | 0
2030 | ENT_2_TVA_Transmission | ENT | TVA_Transmission | Internal | Shoulder | B11 | 25 | 2100 | 0 | 70.88 | 70.11 | 8 | 0
2030 | ENT_2_TVA_Transmission | ENT | TVA_Transmission | Internal | Shoulder | B12 | 200 | 2100 | 0 | 50.17 | 55.19 | 8 | 0
2030 | ENT_2_TVA_Transmission | ENT | TVA_Transmission | Internal | Shoulder | B13 | 600 | 2100 | 0 | 50.17 | 52.09 | 8 | 0
2030 | ENT_2_TVA_Transmission | ENT | TVA_Transmission | Internal | Shoulder | B14 | 900 | 2100 | 0 | 49.81 | 49.81 | 8 | 0
2030 | ENT_2_TVA_Transmission | ENT | TVA_Transmission | Internal | Shoulder | B15 | 1203 | 2100 | 0 | 48.17 | 48.42 | 8 | 0
2030 | ENT_2_TVA_Transmission | ENT | TVA_Transmission | Internal | Summer | B1 | 10 | 2100 | 0 | 80.73 | 85.75 | 8 | 0
2030 | ENT_2_TVA_Transmission | ENT | TVA_Transmission | Internal | Summer | B2 | 25 | 2100 | 0 | 80.73 | 83 | 8 | 0
2030 | ENT_2_TVA_Transmission | ENT | TVA_Transmission | Internal | Summer | B3 | 75 | 2100 | 0 | 75.67 | 79.8 | 8 | 0
2030 | ENT_2_TVA_Transmission | ENT | TVA_Transmission | Internal | Summer | B4 | 100 | 2100 | 0 | 74.07 | 78.62 | 8 | 0
2030 | ENT_2_TVA_Transmission | ENT | TVA_Transmission | Internal | Summer | B5 | 200 | 2100 | 0 | 74.07 | 74.64 | 8 | 0
2030 | ENT_2_TVA_Transmission | ENT | TVA_Transmission | Internal | Summer | B6 | 300 | 2100 | 0 | 64.1 | 63.45 | 8 | 0
2030 | ENT_2_TVA_Transmission | ENT | TVA_Transmission | Internal | Summer | B7 | 400 | 2100 | 0 | 53.99 | 53.14 | 8 | 0
2030 | ENT_2_TVA_Transmission | ENT | TVA_Transmission | Internal | Summer | B8 | 500 | 2100 | 0 | 48.58 | 48.55 | 8 | 0
2030 | ENT_2_TVA_Transmission | ENT | TVA_Transmission | Internal | Summer | B9 | 800 | 2100 | 0 | 48.23 | 48.18 | 8 | 0
2030 | ENT_2_TVA_Transmission | ENT | TVA_Transmission | Internal | Summer | B10 | 1262 | 2100 | 0 | 46.65 | 44.54 | 8 | 0
2030 | ENT_2_TVA_Transmission | ENT | TVA_Transmission | Internal | Winter | B16 | 25 | 2100 | 0 | 63.34 | 66.65 | 8 | 0
2030 | ENT_2_TVA_Transmission | ENT | TVA_Transmission | Internal | Winter | B17 | 100 | 2100 | 0 | 53.3 | 54.26 | 8 | 0
2030 | ENT_2_TVA_Transmission | ENT | TVA_Transmission | Internal | Winter | B18 | 400 | 2100 | 0 | 53.3 | 52.23 | 8 | 0
2030 | ENT_2_TVA_Transmission | ENT | TVA_Transmission | Internal | Winter | B19 | 700 | 2100 | 0 | 51.88 | 50.7 | 8 | 0
2030 | ENT_2_TVA_Transmission | ENT | TVA_Transmission | Internal | Winter | B20 | 935 | 2100 | 0 | 48.21 | 48.21 | 8 | 0
2030 | FRCC_2_SOCO | FRCC | SOCO | Internal | Shoulder | B11 | 25 | 900 | 0 | 88.88 | 78.88 | 8 | 0
2030 | FRCC_2_SOCO | FRCC | SOCO | Internal | Shoulder | B12 | 200 | 900 | 0 | 61.92 | 51.92 | 8 | 0
2030 | FRCC_2_SOCO | FRCC | SOCO | Internal | Shoulder | B13 | 600 | 900 | 0 | 57.72 | 50.12 | 8 | 0
2030 | FRCC_2_SOCO | FRCC | SOCO | Internal | Shoulder | B14 | 900 | 900 | 0 | 55.34 | 50.12 | 8 | 0
2030 | FRCC_2_SOCO | FRCC | SOCO | Internal | Shoulder | B15 | 1203 | 900 | 0 | 55.34 | 50.12 | 8 | 0
2030 | FRCC_2_SOCO | FRCC | SOCO | Internal | Summer | B1 | 10 | 900 | 0 | 98.73 | 88.73 | 8 | 0
2030 | FRCC_2_SOCO | FRCC | SOCO | Internal | Summer | B2 | 25 | 900 | 0 | 89.81 | 83.67 | 8 | 0
2030 | FRCC_2_SOCO | FRCC | SOCO | Internal | Summer | B3 | 75 | 900 | 0 | 89.81 | 83.67 | 8 | 0
2030 | FRCC_2_SOCO | FRCC | SOCO | Internal | Summer | B4 | 100 | 900 | 0 | 89.81 | 82.07 | 8 | 0
2030 | FRCC_2_SOCO | FRCC | SOCO | Internal | Summer | B5 | 200 | 900 | 0 | 89.81 | 82.07 | 8 | 0
2030 | FRCC_2_SOCO | FRCC | SOCO | Internal | Summer | B6 | 300 | 900 | 0 | 77.12 | 72.1 | 8 | 0
2030 | FRCC_2_SOCO | FRCC | SOCO | Internal | Summer | B7 | 400 | 900 | 0 | 71.99 | 61.99 | 8 | 0
2030 | FRCC_2_SOCO | FRCC | SOCO | Internal | Summer | B8 | 500 | 900 | 0 | 56.82 | 50.38 | 8 | 0
2030 | FRCC_2_SOCO | FRCC | SOCO | Internal | Summer | B9 | 800 | 900 | 0 | 54.47 | 48.64 | 8 | 0
2030 | FRCC_2_SOCO | FRCC | SOCO | Internal | Summer | B10 | 1262 | 900 | 0 | 54.47 | 48.64 | 8 | 0
2030 | FRCC_2_SOCO | FRCC | SOCO | Internal | Winter | B16 | 25 | 900 | 0 | 85.65 | 75.65 | 8 | 0
2030 | FRCC_2_SOCO | FRCC | SOCO | Internal | Winter | B17 | 100 | 900 | 0 | 65.08 | 55.08 | 8 | 0
2030 | FRCC_2_SOCO | FRCC | SOCO | Internal | Winter | B18 | 400 | 900 | 0 | 59.51 | 53.17 | 8 | 0
2030 | FRCC_2_SOCO | FRCC | SOCO | Internal | Winter | B19 | 700 | 900 | 0 | 57.89 | 53.17 | 8 | 0
2030 | FRCC_2_SOCO | FRCC | SOCO | Internal | Winter | B20 | 935 | 900 | 0 | 57.89 | 52.46 | 8 | 0
2030 | HQ_NEISO_2_NEISO | HQ_NEISO | NEISO | Internal | Shoulder | B11 | 25 | 99999 | 2920 | 44.15 | 44.17 | 0.01 | 0
2030 | HQ_NEISO_2_NEISO | HQ_NEISO | NEISO | Internal | Shoulder | B12 | 200 | 99999 | 2920 | 44.15 | 44.17 | 0.01 | 0
2030 | HQ_NEISO_2_NEISO | HQ_NEISO | NEISO | Internal | Shoulder | B13 | 600 | 99999 | 2920 | 44.15 | 44.17 | 0.01 | 0
2030 | HQ_NEISO_2_NEISO | HQ_NEISO | NEISO | Internal | Shoulder | B14 | 900 | 99999 | 2920 | 44.15 | 44.17 | 0.01 | 0
2030 | HQ_NEISO_2_NEISO | HQ_NEISO | NEISO | Internal | Shoulder | B15 | 1203 | 99999 | 1143.24 | 44.15 | 44.17 | 0.01 | 0
2030 | HQ_NEISO_2_NEISO | HQ_NEISO | NEISO | Internal | Summer | B1 | 10 | 99999 | 2920 | 76.91 | 76.93 | 0.01 | 0
2030 | HQ_NEISO_2_NEISO | HQ_NEISO | NEISO | Internal | Summer | B2 | 25 | 99999 | 2920 | 67.62 | 67.63 | 0.01 | 0
2030 | HQ_NEISO_2_NEISO | HQ_NEISO | NEISO | Internal | Summer | B3 | 75 | 99999 | 2920 | 62.75 | 62.76 | 0.01 | 0
2030 | HQ_NEISO_2_NEISO | HQ_NEISO | NEISO | Internal | Summer | B4 | 100 | 99999 | 2920 | 56.78 | 56.8 | 0.01 | 0
2030 | HQ_NEISO_2_NEISO | HQ_NEISO | NEISO | Internal | Summer | B5 | 200 | 99999 | 2920 | 40.81 | 40.82 | 0.01 | 0
2030 | HQ_NEISO_2_NEISO | HQ_NEISO | NEISO | Internal | Summer | B6 | 300 | 99999 | 2920 | 40.81 | 40.82 | 0.01 | 0
2030 | HQ_NEISO_2_NEISO | HQ_NEISO | NEISO | Internal | Summer | B7 | 400 | 99999 | 2920 | 40.81 | 40.82 | 0.01 | 0
2030 | HQ_NEISO_2_NEISO | HQ_NEISO | NEISO | Internal | Summer | B8 | 500 | 99999 | 2920 | 40.81 | 40.82 | 0.01 | 0
2030 | HQ_NEISO_2_NEISO | HQ_NEISO | NEISO | Internal | Summer | B9 | 800 | 99999 | 2920 | 40.81 | 40.82 | 0.01 | 0
2030 | HQ_NEISO_2_NEISO | HQ_NEISO | NEISO | Internal | Summer | B10 | 1262 | 99999 | 795.94 | 40.81 | 40.82 | 0.01 | 0
2030 | HQ_NEISO_2_NEISO | HQ_NEISO | NEISO | Internal | Winter | B16 | 25 | 99999 | 2920 | 54.5 | 54.51 | 0.01 | 0
2030 | HQ_NEISO_2_NEISO | HQ_NEISO | NEISO | Internal | Winter | B17 | 100 | 99999 | 2920 | 54.5 | 54.51 | 0.01 | 0
2030 | HQ_NEISO_2_NEISO | HQ_NEISO | NEISO | Internal | Winter | B18 | 400 | 99999 | 2920 | 54.5 | 54.51 | 0.01 | 0
2030 | HQ_NEISO_2_NEISO | HQ_NEISO | NEISO | Internal | Winter | B19 | 700 | 99999 | 2920 | 54.5 | 54.51 | 0.01 | 0
2030 | HQ_NEISO_2_NEISO | HQ_NEISO | NEISO | Internal | Winter | B20 | 935 | 99999 | 1233.58 | 54.5 | 54.51 | 0.01 | 0
2030 | HQ_NY_2_NYISO_A-F | HQ_NY | NYISO_A-F | Internal | Shoulder | B11 | 25 | 99999 | 1000 | 51.79 | 51.8 | 0.01 | 0
2030 | HQ_NY_2_NYISO_A-F | HQ_NY | NYISO_A-F | Internal | Shoulder | B12 | 200 | 99999 | 1000 | 47.84 | 47.85 | 0.01 | 0
2030 | HQ_NY_2_NYISO_A-F | HQ_NY | NYISO_A-F | Internal | Shoulder | B13 | 600 | 99999 | 1000 | 47.2 | 47.21 | 0.01 | 0
2030 | HQ_NY_2_NYISO_A-F | HQ_NY | NYISO_A-F | Internal | Shoulder | B14 | 900 | 99999 | 1000 | 47.15 | 47.17 | 0.01 | 0
2030 | HQ_NY_2_NYISO_A-F | HQ_NY | NYISO_A-F | Internal | Shoulder | B15 | 1203 | 99999 | 188.69 | 47.14 | 47.15 | 0.01 | 0
2030 | HQ_NY_2_NYISO_A-F | HQ_NY | NYISO_A-F | Internal | Summer | B1 | 10 | 99999 | 1000 | 71.75 | 71.76 | 0.01 | 0
2030 | HQ_NY_2_NYISO_A-F | HQ_NY | NYISO_A-F | Internal | Summer | B2 | 25 | 99999 | 1000 | 69 | 69.01 | 0.01 | 0
2030 | HQ_NY_2_NYISO_A-F | HQ_NY | NYISO_A-F | Internal | Summer | B3 | 75 | 99999 | 1000 | 65.75 | 65.76 | 0.01 | 0
2030 | HQ_NY_2_NYISO_A-F | HQ_NY | NYISO_A-F | Internal | Summer | B4 | 100 | 99999 | 1000 | 61.8 | 61.81 | 0.01 | 0
2030 | HQ_NY_2_NYISO_A-F | HQ_NY | NYISO_A-F | Internal | Summer | B5 | 200 | 99999 | 1000 | 54.53 | 54.54 | 0.01 | 0
2030 | HQ_NY_2_NYISO_A-F | HQ_NY | NYISO_A-F | Internal | Summer | B6 | 300 | 99999 | 1000 | 52.15 | 52.17 | 0.01 | 0
2030 | HQ_NY_2_NYISO_A-F | HQ_NY | NYISO_A-F | Internal | Summer | B7 | 400 | 99999 | 1000 | 47.06 | 47.07 | 0.01 | 0
2030 | HQ_NY_2_NYISO_A-F | HQ_NY | NYISO_A-F | Internal | Summer | B8 | 500 | 99999 | 1000 | 45.87 | 45.88 | 0.01 | 0
2030 | HQ_NY_2_NYISO_A-F | HQ_NY | NYISO_A-F | Internal | Summer | B9 | 800 | 99999 | 1000 | 44.56 | 44.58 | 0.01 | 0
2030 | HQ_NY_2_NYISO_A-F | HQ_NY | NYISO_A-F | Internal | Summer | B10 | 1262 | 99999 | 30.11 | 44.56 | 44.58 | 0.01 | 0
2030 | HQ_NY_2_NYISO_A-F | HQ_NY | NYISO_A-F | Internal | Winter | B16 | 25 | 99999 | 1000 | 55.05 | 55.06 | 0.01 | 0
2030 | HQ_NY_2_NYISO_A-F | HQ_NY | NYISO_A-F | Internal | Winter | B17 | 100 | 99999 | 1000 | 51.59 | 51.6 | 0.01 | 0
2030 | HQ_NY_2_NYISO_A-F | HQ_NY | NYISO_A-F | Internal | Winter | B18 | 400 | 99999 | 1000 | 51.5 | 51.51 | 0.01 | 0
2030 | HQ_NY_2_NYISO_A-F | HQ_NY | NYISO_A-F | Internal | Winter | B19 | 700 | 99999 | 1000 | 51.5 | 51.51 | 0.01 | 0
2030 | HQ_NY_2_NYISO_A-F | HQ_NY | NYISO_A-F | Internal | Winter | B20 | 935 | 99999 | 229.95 | 51.5 | 51.51 | 0.01 | 0
2030 | HQ_IESO_2_IESO | HQ_IESO | IESO | Internal | Shoulder | B11 | 25 | 99999 | 400 | 42.48 | 42.49 | 0.01 | 0
2030 | HQ_IESO_2_IESO | HQ_IESO | IESO | Internal | Shoulder | B12 | 200 | 99999 | 400 | 40.84 | 40.85 | 0.01 | 0
2030 | HQ_IESO_2_IESO | HQ_IESO | IESO | Internal | Shoulder | B13 | 600 | 99999 | 400 | 40.14 | 40.15 | 0.01 | 0
2030 | HQ_IESO_2_IESO | HQ_IESO | IESO | Internal | Shoulder | B14 | 900 | 99999 | 400 | 40.14 | 40.15 | 0.01 | 0
2030 | HQ_IESO_2_IESO | HQ_IESO | IESO | Internal | Shoulder | B15 | 1203 | 99999 | 75.48 | 40.14 | 40.15 | 0.01 | 0
2030 | HQ_IESO_2_IESO | HQ_IESO | IESO | Internal | Summer | B1 | 10 | 99999 | 400 | 70.73 | 70.75 | 0.01 | 0
2030 | HQ_IESO_2_IESO | HQ_IESO | IESO | Internal | Summer | B2 | 25 | 99999 | 400 | 69.78 | 69.8 | 0.01 | 0
2030 | HQ_IESO_2_IESO | HQ_IESO | IESO | Internal | Summer | B3 | 75 | 99999 | 400 | 58.75 | 58.76 | 0.01 | 0
2030 | HQ_IESO_2_IESO | HQ_IESO | IESO | Internal | Summer | B4 | 100 | 99999 | 400 | 54.8 | 54.81 | 0.01 | 0
2030 | HQ_IESO_2_IESO | HQ_IESO | IESO | Internal | Summer | B5 | 200 | 99999 | 400 | 47.53 | 47.54 | 0.01 | 0
2030 | HQ_IESO_2_IESO | HQ_IESO | IESO | Internal | Summer | B6 | 300 | 99999 | 400 | 45.15 | 45.17 | 0.01 | 0
2030 | HQ_IESO_2_IESO | HQ_IESO | IESO | Internal | Summer | B7 | 400 | 99999 | 400 | 40.06 | 40.07 | 0.01 | 0
2030 | HQ_IESO_2_IESO | HQ_IESO | IESO | Internal | Summer | B8 | 500 | 99999 | 400 | 37.56 | 37.58 | 0.01 | 0
2030 | HQ_IESO_2_IESO | HQ_IESO | IESO | Internal | Summer | B9 | 800 | 99999 | 400 | 37.56 | 37.58 | 0.01 | 0
2030 | HQ_IESO_2_IESO | HQ_IESO | IESO | Internal | Summer | B10 | 1262 | 99999 | 12.04 | 37.56 | 37.58 | 0.01 | 0
2030 | HQ_IESO_2_IESO | HQ_IESO | IESO | Internal | Winter | B16 | 25 | 99999 | 400 | 48.05 | 48.06 | 0.01 | 0
2030 | HQ_IESO_2_IESO | HQ_IESO | IESO | Internal | Winter | B17 | 100 | 99999 | 400 | 44.59 | 44.6 | 0.01 | 0
2030 | HQ_IESO_2_IESO | HQ_IESO | IESO | Internal | Winter | B18 | 400 | 99999 | 400 | 44.5 | 44.51 | 0.01 | 0
2030 | HQ_IESO_2_IESO | HQ_IESO | IESO | Internal | Winter | B19 | 700 | 99999 | 400 | 44.5 | 44.51 | 0.01 | 0
2030 | HQ_IESO_2_IESO | HQ_IESO | IESO | Internal | Winter | B20 | 935 | 99999 | 91.98 | 44.5 | 44.51 | 0.01 | 0
2030 | IESO_2_MAPP_CA | IESO | MAPP_CA | Internal | Shoulder | B11 | 25 | 262 | 262 | 42.49 | 52.07 | 7 | 2.57
2030 | IESO_2_MAPP_CA | IESO | MAPP_CA | Internal | Shoulder | B12 | 200 | 262 | 72.86 | 40.85 | 47.85 | 7 | 0
2030 | IESO_2_MAPP_CA | IESO | MAPP_CA | Internal | Shoulder | B13 | 600 | 262 | 88.27 | 40.15 | 47.15 | 7 | 0
2030 | IESO_2_MAPP_CA | IESO | MAPP_CA | Internal | Shoulder | B14 | 900 | 262 | 93.92 | 40.15 | 47.15 | 7 | 0
2030 | IESO_2_MAPP_CA | IESO | MAPP_CA | Internal | Shoulder | B15 | 1203 | 262 | 87.22 | 40.15 | 47.15 | 7 | 0
2030 | IESO_2_MAPP_CA | IESO | MAPP_CA | Internal | Summer | B1 | 10 | 262 | 0.01 | 70.75 | 75.19 | 7 | 0
2030 | IESO_2_MAPP_CA | IESO | MAPP_CA | Internal | Summer | B2 | 25 | 262 | 0 | 69.8 | 74.97 | 7 | 0
2030 | IESO_2_MAPP_CA | IESO | MAPP_CA | Internal | Summer | B3 | 75 | 262 | 262 | 58.76 | 74.97 | 7 | 9.21
2030 | IESO_2_MAPP_CA | IESO | MAPP_CA | Internal | Summer | B4 | 100 | 262 | 262 | 54.81 | 63.02 | 7 | 1.21
2030 | IESO_2_MAPP_CA | IESO | MAPP_CA | Internal | Summer | B5 | 200 | 262 | 262 | 47.54 | 62.09 | 7 | 7.55
2030 | IESO_2_MAPP_CA | IESO | MAPP_CA | Internal | Summer | B6 | 300 | 262 | 1.65 | 45.17 | 52.17 | 7 | 0
2030 | IESO_2_MAPP_CA | IESO | MAPP_CA | Internal | Summer | B7 | 400 | 262 | 0 | 40.07 | 45.97 | 7 | 0
2030 | IESO_2_MAPP_CA | IESO | MAPP_CA | Internal | Summer | B8 | 500 | 262 | 0 | 37.58 | 43.99 | 7 | 0
2030 | IESO_2_MAPP_CA | IESO | MAPP_CA | Internal | Summer | B9 | 800 | 262 | 0 | 37.58 | 43.99 | 7 | 0
2030 | IESO_2_MAPP_CA | IESO | MAPP_CA | Internal | Summer | B10 | 1262 | 262 | 0 | 37.58 | 43.99 | 7 | 0
2030 | IESO_2_MAPP_CA | IESO | MAPP_CA | Internal | Winter | B16 | 25 | 262 | 0 | 48.06 | 51.33 | 7 | 0
2030 | IESO_2_MAPP_CA | IESO | MAPP_CA | Internal | Winter | B17 | 100 | 262 | 0 | 44.6 | 50.49 | 7 | 0
2030 | IESO_2_MAPP_CA | IESO | MAPP_CA | Internal | Winter | B18 | 400 | 262 | 0 | 44.51 | 50.49 | 7 | 0
2030 | IESO_2_MAPP_CA | IESO | MAPP_CA | Internal | Winter | B19 | 700 | 262 | 0 | 44.51 | 50.49 | 7 | 0
2030 | IESO_2_MAPP_CA | IESO | MAPP_CA | Internal | Winter | B20 | 935 | 262 | 0 | 44.51 | 50.49 | 7 | 0
2030 | IESO_2_MISO_MI | IESO | MISO_MI | Internal | Shoulder | B11 | 25 | 1840 | 1840 | 42.49 | 62.87 | 7 | 13.38
2030 | IESO_2_MISO_MI | IESO | MISO_MI | Internal | Shoulder | B12 | 200 | 1840 | 1840 | 40.85 | 55.53 | 7 | 7.68
2030 | IESO_2_MISO_MI | IESO | MISO_MI | Internal | Shoulder | B13 | 600 | 1840 | 1840 | 40.15 | 48.3 | 7 | 1.14
2030 | IESO_2_MISO_MI | IESO | MISO_MI | Internal | Shoulder | B14 | 900 | 1840 | 470.76 | 40.15 | 47.15 | 7 | 0
2030 | IESO_2_MISO_MI | IESO | MISO_MI | Internal | Shoulder | B15 | 1203 | 1840 | 0 | 40.15 | 44.31 | 7 | 0
2030 | IESO_2_MISO_MI | IESO | MISO_MI | Internal | Summer | B1 | 10 | 1840 | 611.62 | 70.75 | 77.75 | 7 | 0
2030 | IESO_2_MISO_MI | IESO | MISO_MI | Internal | Summer | B2 | 25 | 1840 | 1206.9 | 69.8 | 76.8 | 7 | 0
2030 | IESO_2_MISO_MI | IESO | MISO_MI | Internal | Summer | B3 | 75 | 1840 | 1840 | 58.76 | 75 | 7 | 9.23
2030 | IESO_2_MISO_MI | IESO | MISO_MI | Internal | Summer | B4 | 100 | 1840 | 1840 | 54.81 | 71.56 | 7 | 9.76
2030 | IESO_2_MISO_MI | IESO | MISO_MI | Internal | Summer | B5 | 200 | 1840 | 1840 | 47.54 | 70.04 | 7 | 15.5
2030 | IESO_2_MISO_MI | IESO | MISO_MI | Internal | Summer | B6 | 300 | 1840 | 1840 | 45.17 | 56.1 | 7 | 3.93
2030 | IESO_2_MISO_MI | IESO | MISO_MI | Internal | Summer | B7 | 400 | 1840 | 201.68 | 40.07 | 47.07 | 7 | 0
2030 | IESO_2_MISO_MI | IESO | MISO_MI | Internal | Summer | B8 | 500 | 1840 | 0 | 37.58 | 44.12 | 7 | 0
2030 | IESO_2_MISO_MI | IESO | MISO_MI | Internal | Summer | B9 | 800 | 1840 | 0 | 37.58 | 42.82 | 7 | 0
2030 | IESO_2_MISO_MI | IESO | MISO_MI | Internal | Summer | B10 | 1262 | 1840 | 0 | 37.58 | 40.29 | 7 | 0
2030 | IESO_2_MISO_MI | IESO | MISO_MI | Internal | Winter | B16 | 25 | 1840 | 1840 | 48.06 | 65.04 | 7 | 9.98
2030 | IESO_2_MISO_MI | IESO | MISO_MI | Internal | Winter | B17 | 100 | 1840 | 1840 | 44.6 | 58.47 | 7 | 6.87
2030 | IESO_2_MISO_MI | IESO | MISO_MI | Internal | Winter | B18 | 400 | 1840 | 346.28 | 44.51 | 51.51 | 7 | 0
2030 | IESO_2_MISO_MI | IESO | MISO_MI | Internal | Winter | B19 | 700 | 1840 | 0 | 44.51 | 48.49 | 7 | 0
2030 | IESO_2_MISO_MI | IESO | MISO_MI | Internal | Winter | B20 | 935 | 1840 | 0 | 44.51 | 42.07 | 7 | 0
2030 | IESO_2_MISO_W | IESO | MISO_W | Internal | Shoulder | B11 | 25 | 140 | 140 | 42.49 | 62.86 | 7 | 13.37
2030 | IESO_2_MISO_W | IESO | MISO_W | Internal | Shoulder | B12 | 200 | 140 | 139.88 | 40.85 | 47.86 | 7 | 0.01
2030 | IESO_2_MISO_W | IESO | MISO_W | Internal | Shoulder | B13 | 600 | 140 | 0 | 40.15 | 46.68 | 7 | 0
2030 | IESO_2_MISO_W | IESO | MISO_W | Internal | Shoulder | B14 | 900 | 140 | 0 | 40.15 | 41.48 | 7 | 0
2030 | IESO_2_MISO_W | IESO | MISO_W | Internal | Shoulder | B15 | 1203 | 140 | 0 | 40.15 | 34.1 | 7 | 0
2030 | IESO_2_MISO_W | IESO | MISO_W | Internal | Summer | B1 | 10 | 140 | 0.03 | 70.75 | 76.61 | 7 | 0
2030 | IESO_2_MISO_W | IESO | MISO_W | Internal | Summer | B2 | 25 | 140 | 0 | 69.8 | 74.99 | 7 | 0
2030 | IESO_2_MISO_W | IESO | MISO_W | Internal | Summer | B3 | 75 | 140 | 140 | 58.76 | 74.99 | 7 | 9.22
2030 | IESO_2_MISO_W | IESO | MISO_W | Internal | Summer | B4 | 100 | 140 | 140 | 54.81 | 71.89 | 7 | 10.08
2030 | IESO_2_MISO_W | IESO | MISO_W | Internal | Summer | B5 | 200 | 140 | 140 | 47.54 | 70.03 | 7 | 15.49
2030 | IESO_2_MISO_W | IESO | MISO_W | Internal | Summer | B6 | 300 | 140 | 140 | 45.17 | 56.09 | 7 | 3.92
2030 | IESO_2_MISO_W | IESO | MISO_W | Internal | Summer | B7 | 400 | 140 | 0 | 40.07 | 45.98 | 7 | 0
2030 | IESO_2_MISO_W | IESO | MISO_W | Internal | Summer | B8 | 500 | 140 | 0 | 37.58 | 41.05 | 7 | 0
2030 | IESO_2_MISO_W | IESO | MISO_W | Internal | Summer | B9 | 800 | 140 | 0 | 37.58 | 39.46 | 7 | 0
2030 | IESO_2_MISO_W | IESO | MISO_W | Internal | Summer | B10 | 1262 | 140 | 0 | 37.58 | 34.63 | 7 | 0
2030 | IESO_2_MISO_W | IESO | MISO_W | Internal | Winter | B16 | 25 | 140 | 0 | 48.06 | 51.34 | 7 | 0
2030 | IESO_2_MISO_W | IESO | MISO_W | Internal | Winter | B17 | 100 | 140 | 0 | 44.6 | 45.34 | 7 | 0
2030 | IESO_2_MISO_W | IESO | MISO_W | Internal | Winter | B18 | 400 | 140 | 0 | 44.51 | 45.29 | 7 | 0
2030 | IESO_2_MISO_W | IESO | MISO_W | Internal | Winter | B19 | 700 | 140 | 0 | 44.51 | 43.87 | 7 | 0
2030 | IESO_2_MISO_W | IESO | MISO_W | Internal | Winter | B20 | 935 | 140 | 0 | 44.51 | 34.28 | 7 | 0
2030 | IESO_2_NYISO_A-F | IESO | NYISO_A-F | Internal | Shoulder | B11 | 25 | 1725 | 1725 | 42.49 | 51.8 | 7 | 2.31
2030 | IESO_2_NYISO_A-F | IESO | NYISO_A-F | Internal | Shoulder | B12 | 200 | 1725 | 1390.59 | 40.85 | 47.85 | 7 | 0
2030 | IESO_2_NYISO_A-F | IESO | NYISO_A-F | Internal | Shoulder | B13 | 600 | 1725 | 1724.99 | 40.15 | 47.21 | 7 | 0.06
2030 | IESO_2_NYISO_A-F | IESO | NYISO_A-F | Internal | Shoulder | B14 | 900 | 1725 | 1724.97 | 40.15 | 47.17 | 7 | 0.01
2030 | IESO_2_NYISO_A-F | IESO | NYISO_A-F | Internal | Shoulder | B15 | 1203 | 1725 | 1582.9 | 40.15 | 47.15 | 7 | 0
2030 | IESO_2_NYISO_A-F | IESO | NYISO_A-F | Internal | Summer | B1 | 10 | 1725 | 0 | 70.75 | 71.76 | 7 | 0
2030 | IESO_2_NYISO_A-F | IESO | NYISO_A-F | Internal | Summer | B2 | 25 | 1725 | 0 | 69.8 | 69.01 | 7 | 0
2030 | IESO_2_NYISO_A-F | IESO | NYISO_A-F | Internal | Summer | B3 | 75 | 1725 | 72.87 | 58.76 | 65.76 | 7 | 0
2030 | IESO_2_NYISO_A-F | IESO | NYISO_A-F | Internal | Summer | B4 | 100 | 1725 | 991.46 | 54.81 | 61.81 | 7 | 0
2030 | IESO_2_NYISO_A-F | IESO | NYISO_A-F | Internal | Summer | B5 | 200 | 1725 | 1585.02 | 47.54 | 54.54 | 7 | 0
2030 | IESO_2_NYISO_A-F | IESO | NYISO_A-F | Internal | Summer | B6 | 300 | 1725 | 329.34 | 45.17 | 52.17 | 7 | 0
2030 | IESO_2_NYISO_A-F | IESO | NYISO_A-F | Internal | Summer | B7 | 400 | 1725 | 1098.08 | 40.07 | 47.07 | 7 | 0
2030 | IESO_2_NYISO_A-F | IESO | NYISO_A-F | Internal | Summer | B8 | 500 | 1725 | 1725 | 37.58 | 45.88 | 7 | 1.31
2030 | IESO_2_NYISO_A-F | IESO | NYISO_A-F | Internal | Summer | B9 | 800 | 1725 | 683.88 | 37.58 | 44.58 | 7 | 0
2030 | IESO_2_NYISO_A-F | IESO | NYISO_A-F | Internal | Summer | B10 | 1262 | 1725 | 251.22 | 37.58 | 44.58 | 7 | 0
2030 | IESO_2_NYISO_A-F | IESO | NYISO_A-F | Internal | Winter | B16 | 25 | 1725 | 609.33 | 48.06 | 55.06 | 7 | 0
2030 | IESO_2_NYISO_A-F | IESO | NYISO_A-F | Internal | Winter | B17 | 100 | 1725 | 976.1 | 44.6 | 51.6 | 7 | 0
2030 | IESO_2_NYISO_A-F | IESO | NYISO_A-F | Internal | Winter | B18 | 400 | 1725 | 1264.4 | 44.51 | 51.51 | 7 | 0
2030 | IESO_2_NYISO_A-F | IESO | NYISO_A-F | Internal | Winter | B19 | 700 | 1725 | 956.11 | 44.51 | 51.51 | 7 | 0
2030 | IESO_2_NYISO_A-F | IESO | NYISO_A-F | Internal | Winter | B20 | 935 | 1725 | 622.28 | 44.51 | 51.51 | 7 | 0
2030 | MAPP_CA_2_IESO | MAPP_CA | IESO | Internal | Shoulder | B11 | 25 | 330 | 0 | 52.07 | 42.49 | 8 | 0
2030 | MAPP_CA_2_IESO | MAPP_CA | IESO | Internal | Shoulder | B12 | 200 | 330 | 0 | 47.85 | 40.85 | 8 | 0
2030 | MAPP_CA_2_IESO | MAPP_CA | IESO | Internal | Shoulder | B13 | 600 | 330 | 0 | 47.15 | 40.15 | 8 | 0
2030 | MAPP_CA_2_IESO | MAPP_CA | IESO | Internal | Shoulder | B14 | 900 | 330 | 0 | 47.15 | 40.15 | 8 | 0
2030 | MAPP_CA_2_IESO | MAPP_CA | IESO | Internal | Shoulder | B15 | 1203 | 330 | 0 | 47.15 | 40.15 | 8 | 0
2030 | MAPP_CA_2_IESO | MAPP_CA | IESO | Internal | Summer | B1 | 10 | 330 | 0 | 75.19 | 70.75 | 8 | 0
2030 | MAPP_CA_2_IESO | MAPP_CA | IESO | Internal | Summer | B2 | 25 | 330 | 0 | 74.97 | 69.8 | 8 | 0
2030 | MAPP_CA_2_IESO | MAPP_CA | IESO | Internal | Summer | B3 | 75 | 330 | 0 | 74.97 | 58.76 | 8 | 0
2030 | MAPP_CA_2_IESO | MAPP_CA | IESO | Internal | Summer | B4 | 100 | 330 | 0 | 63.02 | 54.81 | 8 | 0
2030 | MAPP_CA_2_IESO | MAPP_CA | IESO | Internal | Summer | B5 | 200 | 330 | 0 | 62.09 | 47.54 | 8 | 0
2030 | MAPP_CA_2_IESO | MAPP_CA | IESO | Internal | Summer | B6 | 300 | 330 | 0 | 52.17 | 45.17 | 8 | 0
2030 | MAPP_CA_2_IESO | MAPP_CA | IESO | Internal | Summer | B7 | 400 | 330 | 0 | 45.97 | 40.07 | 8 | 0
2030 | MAPP_CA_2_IESO | MAPP_CA | IESO | Internal | Summer | B8 | 500 | 330 | 0 | 43.99 | 37.58 | 8 | 0
2030 | MAPP_CA_2_IESO | MAPP_CA | IESO | Internal | Summer | B9 | 800 | 330 | 0 | 43.99 | 37.58 | 8 | 0
2030 | MAPP_CA_2_IESO | MAPP_CA | IESO | Internal | Summer | B10 | 1262 | 330 | 0 | 43.99 | 37.58 | 8 | 0
2030 | MAPP_CA_2_IESO | MAPP_CA | IESO | Internal | Winter | B16 | 25 | 330 | 0 | 51.33 | 48.06 | 8 | 0
2030 | MAPP_CA_2_IESO | MAPP_CA | IESO | Internal | Winter | B17 | 100 | 330 | 0 | 50.49 | 44.6 | 8 | 0
2030 | MAPP_CA_2_IESO | MAPP_CA | IESO | Internal | Winter | B18 | 400 | 330 | 0 | 50.49 | 44.51 | 8 | 0
2030 | MAPP_CA_2_IESO | MAPP_CA | IESO | Internal | Winter | B19 | 700 | 330 | 0 | 50.49 | 44.51 | 8 | 0
2030 | MAPP_CA_2_IESO | MAPP_CA | IESO | Internal | Winter | B20 | 935 | 330 | 0 | 50.49 | 44.51 | 8 | 0
2030 | MAPP_CA_2_MAPP_US | MAPP_CA | MAPP_US | Internal | Shoulder | B11 | 25 | 372 | 371.98 | 52.07 | 60.14 | 7 | 1.08
2030 | MAPP_CA_2_MAPP_US | MAPP_CA | MAPP_US | Internal | Shoulder | B12 | 200 | 372 | 0 | 47.85 | 46.71 | 7 | 0
2030 | MAPP_CA_2_MAPP_US | MAPP_CA | MAPP_US | Internal | Shoulder | B13 | 600 | 372 | 0 | 47.15 | 43.15 | 7 | 0
2030 | MAPP_CA_2_MAPP_US | MAPP_CA | MAPP_US | Internal | Shoulder | B14 | 900 | 372 | 0 | 47.15 | 41.47 | 7 | 0
2030 | MAPP_CA_2_MAPP_US | MAPP_CA | MAPP_US | Internal | Shoulder | B15 | 1203 | 372 | 0 | 47.15 | 39.39 | 7 | 0
2030 | MAPP_CA_2_MAPP_US | MAPP_CA | MAPP_US | Internal | Summer | B1 | 10 | 372 | 0 | 75.19 | 71.44 | 7 | 0
2030 | MAPP_CA_2_MAPP_US | MAPP_CA | MAPP_US | Internal | Summer | B2 | 25 | 372 | 0 | 74.97 | 71.44 | 7 | 0
2030 | MAPP_CA_2_MAPP_US | MAPP_CA | MAPP_US | Internal | Summer | B3 | 75 | 372 | 0 | 74.97 | 71.44 | 7 | 0
2030 | MAPP_CA_2_MAPP_US | MAPP_CA | MAPP_US | Internal | Summer | B4 | 100 | 372 | 44.5 | 63.02 | 70.02 | 7 | 0
2030 | MAPP_CA_2_MAPP_US | MAPP_CA | MAPP_US | Internal | Summer | B5 | 200 | 372 | 124.23 | 62.09 | 69.09 | 7 | 0
2030 | MAPP_CA_2_MAPP_US | MAPP_CA | MAPP_US | Internal | Summer | B6 | 300 | 372 | 0 | 52.17 | 56.07 | 7 | 0
2030 | MAPP_CA_2_MAPP_US | MAPP_CA | MAPP_US | Internal | Summer | B7 | 400 | 372 | 0 | 45.97 | 45.85 | 7 | 0
2030 | MAPP_CA_2_MAPP_US | MAPP_CA | MAPP_US | Internal | Summer | B8 | 500 | 372 | 0 | 43.99 | 39.44 | 7 | 0
2030 | MAPP_CA_2_MAPP_US | MAPP_CA | MAPP_US | Internal | Summer | B9 | 800 | 372 | 0 | 43.99 | 39.44 | 7 | 0
2030 | MAPP_CA_2_MAPP_US | MAPP_CA | MAPP_US | Internal | Summer | B10 | 1262 | 372 | 0 | 43.99 | 29.48 | 7 | 0
2030 | MAPP_CA_2_MAPP_US | MAPP_CA | MAPP_US | Internal | Winter | B16 | 25 | 372 | 0 | 51.33 | 49.33 | 7 | 0
2030 | MAPP_CA_2_MAPP_US | MAPP_CA | MAPP_US | Internal | Winter | B17 | 100 | 372 | 0 | 50.49 | 45.33 | 7 | 0
2030 | MAPP_CA_2_MAPP_US | MAPP_CA | MAPP_US | Internal | Winter | B18 | 400 | 372 | 0 | 50.49 | 45.28 | 7 | 0
2030 | MAPP_CA_2_MAPP_US | MAPP_CA | MAPP_US | Internal | Winter | B19 | 700 | 372 | 0 | 50.49 | 45.28 | 7 | 0
2030 | MAPP_CA_2_MAPP_US | MAPP_CA | MAPP_US | Internal | Winter | B20 | 935 | 372 | 0 | 50.49 | 36.38 | 7 | 0
2030 | MAPP_CA_2_MISO_W | MAPP_CA | MISO_W | Internal | Shoulder | B11 | 25 | 1970 | 1970 | 52.07 | 62.86 | 0.01 | 10.79
2030 | MAPP_CA_2_MISO_W | MAPP_CA | MISO_W | Internal | Shoulder | B12 | 200 | 1970 | 386.09 | 47.85 | 47.86 | 0.01 | 0
2030 | MAPP_CA_2_MISO_W | MAPP_CA | MISO_W | Internal | Shoulder | B13 | 600 | 1970 | 0 | 47.15 | 46.68 | 0.01 | 0
2030 | MAPP_CA_2_MISO_W | MAPP_CA | MISO_W | Internal | Shoulder | B14 | 900 | 1970 | 0 | 47.15 | 41.48 | 0.01 | 0
2030 | MAPP_CA_2_MISO_W | MAPP_CA | MISO_W | Internal | Shoulder | B15 | 1203 | 1970 | 0 | 47.15 | 34.1 | 0.01 | 0
2030 | MAPP_CA_2_MISO_W | MAPP_CA | MISO_W | Internal | Summer | B1 | 10 | 1970 | 1969.98 | 75.19 | 76.61 | 0.01 | 1.41
2030 | MAPP_CA_2_MISO_W | MAPP_CA | MISO_W | Internal | Summer | B2 | 25 | 1970 | 1710.13 | 74.97 | 74.99 | 0.01 | 0
2030 | MAPP_CA_2_MISO_W | MAPP_CA | MISO_W | Internal | Summer | B3 | 75 | 1970 | 1913.11 | 74.97 | 74.99 | 0.01 | 0
2030 | MAPP_CA_2_MISO_W | MAPP_CA | MISO_W | Internal | Summer | B4 | 100 | 1970 | 1970 | 63.02 | 71.89 | 0.01 | 8.86
2030 | MAPP_CA_2_MISO_W | MAPP_CA | MISO_W | Internal | Summer | B5 | 200 | 1970 | 1970 | 62.09 | 70.03 | 0.01 | 7.93
2030 | MAPP_CA_2_MISO_W | MAPP_CA | MISO_W | Internal | Summer | B6 | 300 | 1970 | 1970 | 52.17 | 56.09 | 0.01 | 3.91
2030 | MAPP_CA_2_MISO_W | MAPP_CA | MISO_W | Internal | Summer | B7 | 400 | 1970 | 706.7 | 45.97 | 45.98 | 0.01 | 0
2030 | MAPP_CA_2_MISO_W | MAPP_CA | MISO_W | Internal | Summer | B8 | 500 | 1970 | 0 | 43.99 | 41.05 | 0.01 | 0
2030 | MAPP_CA_2_MISO_W | MAPP_CA | MISO_W | Internal | Summer | B9 | 800 | 1970 | 0 | 43.99 | 39.46 | 0.01 | 0
2030 | MAPP_CA_2_MISO_W | MAPP_CA | MISO_W | Internal | Summer | B10 | 1262 | 1970 | 0 | 43.99 | 34.63 | 0.01 | 0
2030 | MAPP_CA_2_MISO_W | MAPP_CA | MISO_W | Internal | Winter | B16 | 25 | 1970 | 109.46 | 51.33 | 51.34 | 0.01 | 0
2030 | MAPP_CA_2_MISO_W | MAPP_CA | MISO_W | Internal | Winter | B17 | 100 | 1970 | 0 | 50.49 | 45.34 | 0.01 | 0
2030 | MAPP_CA_2_MISO_W | MAPP_CA | MISO_W | Internal | Winter | B18 | 400 | 1970 | 0 | 50.49 | 45.29 | 0.01 | 0
2030 | MAPP_CA_2_MISO_W | MAPP_CA | MISO_W | Internal | Winter | B19 | 700 | 1970 | 0 | 50.49 | 43.87 | 0.01 | 0
2030 | MAPP_CA_2_MISO_W | MAPP_CA | MISO_W | Internal | Winter | B20 | 935 | 1970 | 0 | 50.49 | 34.28 | 0.01 | 0
2030 | MAPP_US_2_MAPP_CA | MAPP_US | MAPP_CA | Internal | Shoulder | B11 | 25 | 165 | 0 | 60.14 | 52.07 | 7 | 0
2030 | MAPP_US_2_MAPP_CA | MAPP_US | MAPP_CA | Internal | Shoulder | B12 | 200 | 165 | 0 | 46.71 | 47.85 | 7 | 0
2030 | MAPP_US_2_MAPP_CA | MAPP_US | MAPP_CA | Internal | Shoulder | B13 | 600 | 165 | 0 | 43.15 | 47.15 | 7 | 0
2030 | MAPP_US_2_MAPP_CA | MAPP_US | MAPP_CA | Internal | Shoulder | B14 | 900 | 165 | 0 | 41.47 | 47.15 | 7 | 0
2030 | MAPP_US_2_MAPP_CA | MAPP_US | MAPP_CA | Internal | Shoulder | B15 | 1203 | 165 | 165 | 39.39 | 47.15 | 7 | 0.76
2030 | MAPP_US_2_MAPP_CA | MAPP_US | MAPP_CA | Internal | Summer | B1 | 10 | 165 | 0 | 71.44 | 75.19 | 7 | 0
2030 | MAPP_US_2_MAPP_CA | MAPP_US | MAPP_CA | Internal | Summer | B2 | 25 | 165 | 0 | 71.44 | 74.97 | 7 | 0
2030 | MAPP_US_2_MAPP_CA | MAPP_US | MAPP_CA | Internal | Summer | B3 | 75 | 165 | 0 | 71.44 | 74.97 | 7 | 0
2030 | MAPP_US_2_MAPP_CA | MAPP_US | MAPP_CA | Internal | Summer | B4 | 100 | 165 | 0 | 70.02 | 63.02 | 7 | 0
2030 | MAPP_US_2_MAPP_CA | MAPP_US | MAPP_CA | Internal | Summer | B5 | 200 | 165 | 0 | 69.09 | 62.09 | 7 | 0
2030 | MAPP_US_2_MAPP_CA | MAPP_US | MAPP_CA | Internal | Summer | B6 | 300 | 165 | 0 | 56.07 | 52.17 | 7 | 0
2030 | MAPP_US_2_MAPP_CA | MAPP_US | MAPP_CA | Internal | Summer | B7 | 400 | 165 | 0 | 45.85 | 45.97 | 7 | 0
2030 | MAPP_US_2_MAPP_CA | MAPP_US | MAPP_CA | Internal | Summer | B8 | 500 | 165 | 0 | 39.44 | 43.99 | 7 | 0
2030 | MAPP_US_2_MAPP_CA | MAPP_US | MAPP_CA | Internal | Summer | B9 | 800 | 165 | 0 | 39.44 | 43.99 | 7 | 0
2030 | MAPP_US_2_MAPP_CA | MAPP_US | MAPP_CA | Internal | Summer | B10 | 1262 | 165 | 165 | 29.48 | 43.99 | 7 | 7.51
2030 | MAPP_US_2_MAPP_CA | MAPP_US | MAPP_CA | Internal | Winter | B16 | 25 | 165 | 0 | 49.33 | 51.33 | 7 | 0
2030 | MAPP_US_2_MAPP_CA | MAPP_US | MAPP_CA | Internal | Winter | B17 | 100 | 165 | 0 | 45.33 | 50.49 | 7 | 0
2030 | MAPP_US_2_MAPP_CA | MAPP_US | MAPP_CA | Internal | Winter | B18 | 400 | 165 | 0 | 45.28 | 50.49 | 7 | 0
2030 | MAPP_US_2_MAPP_CA | MAPP_US | MAPP_CA | Internal | Winter | B19 | 700 | 165 | 0 | 45.28 | 50.49 | 7 | 0
2030 | MAPP_US_2_MAPP_CA | MAPP_US | MAPP_CA | Internal | Winter | B20 | 935 | 165 | 165 | 36.38 | 50.49 | 7 | 7.11
2030 | MAPP_US_2_MISO_W | MAPP_US | MISO_W | Internal | Shoulder | B11 | 25 | 2635 | 0 | 60.14 | 62.86 | 7 | 0
2030 | MAPP_US_2_MISO_W | MAPP_US | MISO_W | Internal | Shoulder | B12 | 200 | 2635 | 0 | 46.71 | 47.86 | 7 | 0
2030 | MAPP_US_2_MISO_W | MAPP_US | MISO_W | Internal | Shoulder | B13 | 600 | 2635 | 0 | 43.15 | 46.68 | 7 | 0
2030 | MAPP_US_2_MISO_W | MAPP_US | MISO_W | Internal | Shoulder | B14 | 900 | 2635 | 0 | 41.47 | 41.48 | 7 | 0
2030 | MAPP_US_2_MISO_W | MAPP_US | MISO_W | Internal | Shoulder | B15 | 1203 | 2635 | 0 | 39.39 | 34.1 | 7 | 0
2030 | MAPP_US_2_MISO_W | MAPP_US | MISO_W | Internal | Summer | B1 | 10 | 2635 | 0.02 | 71.44 | 76.61 | 7 | 0
2030 | MAPP_US_2_MISO_W | MAPP_US | MISO_W | Internal | Summer | B2 | 25 | 2635 | 0 | 71.44 | 74.99 | 7 | 0
2030 | MAPP_US_2_MISO_W | MAPP_US | MISO_W | Internal | Summer | B3 | 75 | 2635 | 0 | 71.44 | 74.99 | 7 | 0
2030 | MAPP_US_2_MISO_W | MAPP_US | MISO_W | Internal | Summer | B4 | 100 | 2635 | 0 | 70.02 | 71.89 | 7 | 0
2030 | MAPP_US_2_MISO_W | MAPP_US | MISO_W | Internal | Summer | B5 | 200 | 2635 | 0 | 69.09 | 70.03 | 7 | 0
2030 | MAPP_US_2_MISO_W | MAPP_US | MISO_W | Internal | Summer | B6 | 300 | 2635 | 0 | 56.07 | 56.09 | 7 | 0
2030 | MAPP_US_2_MISO_W | MAPP_US | MISO_W | Internal | Summer | B7 | 400 | 2635 | 0 | 45.85 | 45.98 | 7 | 0
2030 | MAPP_US_2_MISO_W | MAPP_US | MISO_W | Internal | Summer | B8 | 500 | 2635 | 0 | 39.44 | 41.05 | 7 | 0
2030 | MAPP_US_2_MISO_W | MAPP_US | MISO_W | Internal | Summer | B9 | 800 | 2635 | 0 | 39.44 | 39.46 | 7 | 0
2030 | MAPP_US_2_MISO_W | MAPP_US | MISO_W | Internal | Summer | B10 | 1262 | 2635 | 0 | 29.48 | 34.63 | 7 | 0
2030 | MAPP_US_2_MISO_W | MAPP_US | MISO_W | Internal | Winter | B16 | 25 | 2635 | 0 | 49.33 | 51.34 | 7 | 0
2030 | MAPP_US_2_MISO_W | MAPP_US | MISO_W | Internal | Winter | B17 | 100 | 2635 | 0 | 45.33 | 45.34 | 7 | 0
2030 | MAPP_US_2_MISO_W | MAPP_US | MISO_W | Internal | Winter | B18 | 400 | 2635 | 0 | 45.28 | 45.29 | 7 | 0
2030 | MAPP_US_2_MISO_W | MAPP_US | MISO_W | Internal | Winter | B19 | 700 | 2635 | 0 | 45.28 | 43.87 | 7 | 0
2030 | MAPP_US_2_MISO_W | MAPP_US | MISO_W | Internal | Winter | B20 | 935 | 2635 | 0 | 36.38 | 34.28 | 7 | 0
2030 | MAPP_US_2_NE | MAPP_US | NE | Internal | Shoulder | B11 | 25 | 2000 | 1932.8 | 60.14 | 67.14 | 7 | 0
2030 | MAPP_US_2_NE | MAPP_US | NE | Internal | Shoulder | B12 | 200 | 2000 | 974.54 | 46.71 | 53.71 | 7 | 0
2030 | MAPP_US_2_NE | MAPP_US | NE | Internal | Shoulder | B13 | 600 | 2000 | 1088.96 | 43.15 | 50.15 | 7 | 0
2030 | MAPP_US_2_NE | MAPP_US | NE | Internal | Shoulder | B14 | 900 | 2000 | 67.98 | 41.47 | 48.47 | 7 | 0
2030 | MAPP_US_2_NE | MAPP_US | NE | Internal | Shoulder | B15 | 1203 | 2000 | 0 | 39.39 | 41.09 | 7 | 0
2030 | MAPP_US_2_NE | MAPP_US | NE | Internal | Summer | B1 | 10 | 2000 | 987.27 | 71.44 | 78.44 | 7 | 0
2030 | MAPP_US_2_NE | MAPP_US | NE | Internal | Summer | B2 | 25 | 2000 | 1074.78 | 71.44 | 78.44 | 7 | 0
2030 | MAPP_US_2_NE | MAPP_US | NE | Internal | Summer | B3 | 75 | 2000 | 1033.38 | 71.44 | 78.44 | 7 | 0
2030 | MAPP_US_2_NE | MAPP_US | NE | Internal | Summer | B4 | 100 | 2000 | 1569.53 | 70.02 | 77.02 | 7 | 0
2030 | MAPP_US_2_NE | MAPP_US | NE | Internal | Summer | B5 | 200 | 2000 | 1569.01 | 69.09 | 76.09 | 7 | 0
2030 | MAPP_US_2_NE | MAPP_US | NE | Internal | Summer | B6 | 300 | 2000 | 1160.99 | 56.07 | 63.07 | 7 | 0
2030 | MAPP_US_2_NE | MAPP_US | NE | Internal | Summer | B7 | 400 | 2000 | 1517.06 | 45.85 | 52.85 | 7 | 0
2030 | MAPP_US_2_NE | MAPP_US | NE | Internal | Summer | B8 | 500 | 2000 | 1463.05 | 39.44 | 46.44 | 7 | 0
2030 | MAPP_US_2_NE | MAPP_US | NE | Internal | Summer | B9 | 800 | 2000 | 842.06 | 39.44 | 46.44 | 7 | 0
2030 | MAPP_US_2_NE | MAPP_US | NE | Internal | Summer | B10 | 1262 | 2000 | 446.04 | 29.48 | 36.48 | 7 | 0
2030 | MAPP_US_2_NE | MAPP_US | NE | Internal | Winter | B16 | 25 | 2000 | 1029.74 | 49.33 | 56.33 | 7 | 0
2030 | MAPP_US_2_NE | MAPP_US | NE | Internal | Winter | B17 | 100 | 2000 | 672.71 | 45.33 | 52.33 | 7 | 0
2030 | MAPP_US_2_NE | MAPP_US | NE | Internal | Winter | B18 | 400 | 2000 | 505.38 | 45.28 | 52.28 | 7 | 0
2030 | MAPP_US_2_NE | MAPP_US | NE | Internal | Winter | B19 | 700 | 2000 | 0 | 45.28 | 48.39 | 7 | 0
2030 | MAPP_US_2_NE | MAPP_US | NE | Internal | Winter | B20 | 935 | 2000 | 0 | 36.38 | 41.26 | 7 | 0
2030 | MARITIMES_2_NEISO | MARITIMES | NEISO | Internal | Shoulder | B11 | 25 | 99999 | 1400 | 44.15 | 44.17 | 0.01 | 0
2030 | MARITIMES_2_NEISO | MARITIMES | NEISO | Internal | Shoulder | B12 | 200 | 99999 | 1400 | 44.15 | 44.17 | 0.01 | 0
2030 | MARITIMES_2_NEISO | MARITIMES | NEISO | Internal | Shoulder | B13 | 600 | 99999 | 1400 | 44.15 | 44.17 | 0.01 | 0
2030 | MARITIMES_2_NEISO | MARITIMES | NEISO | Internal | Shoulder | B14 | 900 | 99999 | 1400 | 44.15 | 44.17 | 0.01 | 0
2030 | MARITIMES_2_NEISO | MARITIMES | NEISO | Internal | Shoulder | B15 | 1203 | 99999 | 426.43 | 44.15 | 44.17 | 0.01 | 0
2030 | MARITIMES_2_NEISO | MARITIMES | NEISO | Internal | Summer | B1 | 10 | 99999 | 1400 | 76.91 | 76.93 | 0.01 | 0
2030 | MARITIMES_2_NEISO | MARITIMES | NEISO | Internal | Summer | B2 | 25 | 99999 | 1400 | 67.62 | 67.63 | 0.01 | 0
2030 | MARITIMES_2_NEISO | MARITIMES | NEISO | Internal | Summer | B3 | 75 | 99999 | 1400 | 62.75 | 62.76 | 0.01 | 0
2030 | MARITIMES_2_NEISO | MARITIMES | NEISO | Internal | Summer | B4 | 100 | 99999 | 1400 | 56.78 | 56.8 | 0.01 | 0
2030 | MARITIMES_2_NEISO | MARITIMES | NEISO | Internal | Summer | B5 | 200 | 99999 | 1400 | 40.81 | 40.82 | 0.01 | 0
2030 | MARITIMES_2_NEISO | MARITIMES | NEISO | Internal | Summer | B6 | 300 | 99999 | 1400 | 40.81 | 40.82 | 0.01 | 0
2030 | MARITIMES_2_NEISO | MARITIMES | NEISO | Internal | Summer | B7 | 400 | 99999 | 1400 | 40.81 | 40.82 | 0.01 | 0
2030 | MARITIMES_2_NEISO | MARITIMES | NEISO | Internal | Summer | B8 | 500 | 99999 | 1400 | 40.81 | 40.82 | 0.01 | 0
2030 | MARITIMES_2_NEISO | MARITIMES | NEISO | Internal | Summer | B9 | 800 | 99999 | 1400 | 40.81 | 40.82 | 0.01 | 0
2030 | MARITIMES_2_NEISO | MARITIMES | NEISO | Internal | Summer | B10 | 1262 | 99999 | 236.13 | 40.81 | 40.82 | 0.01 | 0
2030 | MARITIMES_2_NEISO | MARITIMES | NEISO | Internal | Winter | B16 | 25 | 99999 | 1400 | 54.5 | 54.51 | 0.01 | 0
2030 | MARITIMES_2_NEISO | MARITIMES | NEISO | Internal | Winter | B17 | 100 | 99999 | 1400 | 54.5 | 54.51 | 0.01 | 0
2030 | MARITIMES_2_NEISO | MARITIMES | NEISO | Internal | Winter | B18 | 400 | 99999 | 1400 | 54.5 | 54.51 | 0.01 | 0
2030 | MARITIMES_2_NEISO | MARITIMES | NEISO | Internal | Winter | B19 | 700 | 99999 | 1400 | 54.5 | 54.51 | 0.01 | 0
2030 | MARITIMES_2_NEISO | MARITIMES | NEISO | Internal | Winter | B20 | 935 | 99999 | 475.94 | 54.5 | 54.51 | 0.01 | 0
2030 | MISO_IN_2_MISO_MI | MISO_IN | MISO_MI | Internal | Shoulder | B11 | 25 | 5000 | 0.53 | 62.89 | 62.87 | 0.01 | 0
2030 | MISO_IN_2_MISO_MI | MISO_IN | MISO_MI | Internal | Shoulder | B12 | 200 | 5000 | 86.12 | 55.52 | 55.53 | 0.01 | 0
2030 | MISO_IN_2_MISO_MI | MISO_IN | MISO_MI | Internal | Shoulder | B13 | 600 | 5000 | 551.53 | 48.29 | 48.3 | 0.01 | 0
2030 | MISO_IN_2_MISO_MI | MISO_IN | MISO_MI | Internal | Shoulder | B14 | 900 | 5000 | 1715.12 | 47.14 | 47.15 | 0.01 | 0
2030 | MISO_IN_2_MISO_MI | MISO_IN | MISO_MI | Internal | Shoulder | B15 | 1203 | 5000 | 1735.19 | 44.29 | 44.31 | 0.01 | 0
2030 | MISO_IN_2_MISO_MI | MISO_IN | MISO_MI | Internal | Summer | B1 | 10 | 5000 | 1.36 | 77.76 | 77.75 | 0.01 | 0
2030 | MISO_IN_2_MISO_MI | MISO_IN | MISO_MI | Internal | Summer | B2 | 25 | 5000 | 0.48 | 76.81 | 76.8 | 0.01 | 0
2030 | MISO_IN_2_MISO_MI | MISO_IN | MISO_MI | Internal | Summer | B3 | 75 | 5000 | 0.17 | 75.01 | 75 | 0.01 | 0
2030 | MISO_IN_2_MISO_MI | MISO_IN | MISO_MI | Internal | Summer | B4 | 100 | 5000 | 0 | 71.91 | 71.56 | 0.01 | 0
2030 | MISO_IN_2_MISO_MI | MISO_IN | MISO_MI | Internal | Summer | B5 | 200 | 5000 | 0.06 | 70.05 | 70.04 | 0.01 | 0
2030 | MISO_IN_2_MISO_MI | MISO_IN | MISO_MI | Internal | Summer | B6 | 300 | 5000 | 0.04 | 56.11 | 56.1 | 0.01 | 0
2030 | MISO_IN_2_MISO_MI | MISO_IN | MISO_MI | Internal | Summer | B7 | 400 | 5000 | 3093.65 | 47.06 | 47.07 | 0.01 | 0
2030 | MISO_IN_2_MISO_MI | MISO_IN | MISO_MI | Internal | Summer | B8 | 500 | 5000 | 3323.02 | 44.11 | 44.12 | 0.01 | 0
2030 | MISO_IN_2_MISO_MI | MISO_IN | MISO_MI | Internal | Summer | B9 | 800 | 5000 | 3286.29 | 42.81 | 42.82 | 0.01 | 0
2030 | MISO_IN_2_MISO_MI | MISO_IN | MISO_MI | Internal | Summer | B10 | 1262 | 5000 | 3084.72 | 40.28 | 40.29 | 0.01 | 0
2030 | MISO_IN_2_MISO_MI | MISO_IN | MISO_MI | Internal | Winter | B16 | 25 | 5000 | 0.48 | 65.05 | 65.04 | 0.01 | 0
2030 | MISO_IN_2_MISO_MI | MISO_IN | MISO_MI | Internal | Winter | B17 | 100 | 5000 | 1349.02 | 58.46 | 58.47 | 0.01 | 0
2030 | MISO_IN_2_MISO_MI | MISO_IN | MISO_MI | Internal | Winter | B18 | 400 | 5000 | 2499.64 | 51.5 | 51.51 | 0.01 | 0
2030 | MISO_IN_2_MISO_MI | MISO_IN | MISO_MI | Internal | Winter | B19 | 700 | 5000 | 2984.91 | 48.48 | 48.49 | 0.01 | 0
2030 | MISO_IN_2_MISO_MI | MISO_IN | MISO_MI | Internal | Winter | B20 | 935 | 5000 | 2365.03 | 42.06 | 42.07 | 0.01 | 0
2030 | MISO_IN_2_MISO_MO-IL | MISO_IN | MISO_MO-IL | Internal | Shoulder | B11 | 25 | 5000 | 0.48 | 62.89 | 62.88 | 0.01 | 0
2030 | MISO_IN_2_MISO_MO-IL | MISO_IN | MISO_MO-IL | Internal | Shoulder | B12 | 200 | 5000 | 0 | 55.52 | 47.87 | 0.01 | 0
2030 | MISO_IN_2_MISO_MO-IL | MISO_IN | MISO_MO-IL | Internal | Shoulder | B13 | 600 | 5000 | 0 | 48.29 | 46.7 | 0.01 | 0
2030 | MISO_IN_2_MISO_MO-IL | MISO_IN | MISO_MO-IL | Internal | Shoulder | B14 | 900 | 5000 | 0 | 47.14 | 41.81 | 0.01 | 0
2030 | MISO_IN_2_MISO_MO-IL | MISO_IN | MISO_MO-IL | Internal | Shoulder | B15 | 1203 | 5000 | 0 | 44.29 | 40.42 | 0.01 | 0
2030 | MISO_IN_2_MISO_MO-IL | MISO_IN | MISO_MO-IL | Internal | Summer | B1 | 10 | 5000 | 1.21 | 77.76 | 77.75 | 0.01 | 0
2030 | MISO_IN_2_MISO_MO-IL | MISO_IN | MISO_MO-IL | Internal | Summer | B2 | 25 | 5000 | 0 | 76.81 | 75 | 0.01 | 0
2030 | MISO_IN_2_MISO_MO-IL | MISO_IN | MISO_MO-IL | Internal | Summer | B3 | 75 | 5000 | 0.16 | 75.01 | 75 | 0.01 | 0
2030 | MISO_IN_2_MISO_MO-IL | MISO_IN | MISO_MO-IL | Internal | Summer | B4 | 100 | 5000 | 0.12 | 71.91 | 71.9 | 0.01 | 0
2030 | MISO_IN_2_MISO_MO-IL | MISO_IN | MISO_MO-IL | Internal | Summer | B5 | 200 | 5000 | 0.06 | 70.05 | 70.04 | 0.01 | 0
2030 | MISO_IN_2_MISO_MO-IL | MISO_IN | MISO_MO-IL | Internal | Summer | B6 | 300 | 5000 | 0.04 | 56.11 | 56.1 | 0.01 | 0
2030 | MISO_IN_2_MISO_MO-IL | MISO_IN | MISO_MO-IL | Internal | Summer | B7 | 400 | 5000 | 0 | 47.06 | 45.99 | 0.01 | 0
2030 | MISO_IN_2_MISO_MO-IL | MISO_IN | MISO_MO-IL | Internal | Summer | B8 | 500 | 5000 | 0 | 44.11 | 41.06 | 0.01 | 0
2030 | MISO_IN_2_MISO_MO-IL | MISO_IN | MISO_MO-IL | Internal | Summer | B9 | 800 | 5000 | 0 | 42.81 | 40.23 | 0.01 | 0
2030 | MISO_IN_2_MISO_MO-IL | MISO_IN | MISO_MO-IL | Internal | Summer | B10 | 1262 | 5000 | 0 | 40.28 | 38.39 | 0.01 | 0
2030 | MISO_IN_2_MISO_MO-IL | MISO_IN | MISO_MO-IL | Internal | Winter | B16 | 25 | 5000 | 0 | 65.05 | 58.65 | 0.01 | 0
2030 | MISO_IN_2_MISO_MO-IL | MISO_IN | MISO_MO-IL | Internal | Winter | B17 | 100 | 5000 | 0 | 58.46 | 46.26 | 0.01 | 0
2030 | MISO_IN_2_MISO_MO-IL | MISO_IN | MISO_MO-IL | Internal | Winter | B18 | 400 | 5000 | 0 | 51.5 | 45.3 | 0.01 | 0
2030 | MISO_IN_2_MISO_MO-IL | MISO_IN | MISO_MO-IL | Internal | Winter | B19 | 700 | 5000 | 0 | 48.48 | 43.88 | 0.01 | 0
2030 | MISO_IN_2_MISO_MO-IL | MISO_IN | MISO_MO-IL | Internal | Winter | B20 | 935 | 5000 | 0 | 42.06 | 40.21 | 0.01 | 0
2030 | MISO_IN_2_NonRTO_Midwest | MISO_IN | NonRTO_Midwest | Internal | Shoulder | B11 | 25 | 4800 | 1204.01 | 62.89 | 70.89 | 8 | 0
2030 | MISO_IN_2_NonRTO_Midwest | MISO_IN | NonRTO_Midwest | Internal | Shoulder | B12 | 200 | 4800 | 623.19 | 55.52 | 63.52 | 8 | 0
2030 | MISO_IN_2_NonRTO_Midwest | MISO_IN | NonRTO_Midwest | Internal | Shoulder | B13 | 600 | 4800 | 99.36 | 48.29 | 56.29 | 8 | 0
2030 | MISO_IN_2_NonRTO_Midwest | MISO_IN | NonRTO_Midwest | Internal | Shoulder | B14 | 900 | 4800 | 0 | 47.14 | 45.63 | 8 | 0
2030 | MISO_IN_2_NonRTO_Midwest | MISO_IN | NonRTO_Midwest | Internal | Shoulder | B15 | 1203 | 4800 | 0 | 44.29 | 40.42 | 8 | 0
2030 | MISO_IN_2_NonRTO_Midwest | MISO_IN | NonRTO_Midwest | Internal | Summer | B1 | 10 | 4800 | 0 | 77.76 | 80.48 | 8 | 0
2030 | MISO_IN_2_NonRTO_Midwest | MISO_IN | NonRTO_Midwest | Internal | Summer | B2 | 25 | 4800 | 0 | 76.81 | 80.48 | 8 | 0
2030 | MISO_IN_2_NonRTO_Midwest | MISO_IN | NonRTO_Midwest | Internal | Summer | B3 | 75 | 4800 | 0 | 75.01 | 80.48 | 8 | 0
2030 | MISO_IN_2_NonRTO_Midwest | MISO_IN | NonRTO_Midwest | Internal | Summer | B4 | 100 | 4800 | 1262.39 | 71.91 | 79.91 | 8 | 0
2030 | MISO_IN_2_NonRTO_Midwest | MISO_IN | NonRTO_Midwest | Internal | Summer | B5 | 200 | 4800 | 1191.41 | 70.05 | 78.05 | 8 | 0
2030 | MISO_IN_2_NonRTO_Midwest | MISO_IN | NonRTO_Midwest | Internal | Summer | B6 | 300 | 4800 | 647.71 | 56.11 | 64.11 | 8 | 0
2030 | MISO_IN_2_NonRTO_Midwest | MISO_IN | NonRTO_Midwest | Internal | Summer | B7 | 400 | 4800 | 0 | 47.06 | 45.35 | 8 | 0
2030 | MISO_IN_2_NonRTO_Midwest | MISO_IN | NonRTO_Midwest | Internal | Summer | B8 | 500 | 4800 | 0 | 44.11 | 44.2 | 8 | 0
2030 | MISO_IN_2_NonRTO_Midwest | MISO_IN | NonRTO_Midwest | Internal | Summer | B9 | 800 | 4800 | 0 | 42.81 | 43.24 | 8 | 0
2030 | MISO_IN_2_NonRTO_Midwest | MISO_IN | NonRTO_Midwest | Internal | Summer | B10 | 1262 | 4800 | 0 | 40.28 | 36.82 | 8 | 0
2030 | MISO_IN_2_NonRTO_Midwest | MISO_IN | NonRTO_Midwest | Internal | Winter | B16 | 25 | 4800 | 2412.06 | 65.05 | 73.05 | 8 | 0
2030 | MISO_IN_2_NonRTO_Midwest | MISO_IN | NonRTO_Midwest | Internal | Winter | B17 | 100 | 4800 | 467.68 | 58.46 | 66.46 | 8 | 0
2030 | MISO_IN_2_NonRTO_Midwest | MISO_IN | NonRTO_Midwest | Internal | Winter | B18 | 400 | 4800 | 197.97 | 51.5 | 59.5 | 8 | 0
2030 | MISO_IN_2_NonRTO_Midwest | MISO_IN | NonRTO_Midwest | Internal | Winter | B19 | 700 | 4800 | 0 | 48.48 | 45.56 | 8 | 0
2030 | MISO_IN_2_NonRTO_Midwest | MISO_IN | NonRTO_Midwest | Internal | Winter | B20 | 935 | 4800 | 0 | 42.06 | 40.21 | 8 | 0
2030 | MISO_IN_2_PJM_ROR | MISO_IN | PJM_ROR | Internal | Shoulder | B11 | 25 | 992 | 0.02 | 62.89 | 64.41 | 2 | 0
2030 | MISO_IN_2_PJM_ROR | MISO_IN | PJM_ROR | Internal | Shoulder | B12 | 200 | 992 | 0 | 55.52 | 55.84 | 2 | 0
2030 | MISO_IN_2_PJM_ROR | MISO_IN | PJM_ROR | Internal | Shoulder | B13 | 600 | 992 | 444.22 | 48.29 | 50.29 | 2 | 0
2030 | MISO_IN_2_PJM_ROR | MISO_IN | PJM_ROR | Internal | Shoulder | B14 | 900 | 992 | 0 | 47.14 | 47.43 | 2 | 0
2030 | MISO_IN_2_PJM_ROR | MISO_IN | PJM_ROR | Internal | Shoulder | B15 | 1203 | 992 | 0 | 44.29 | 43.69 | 2 | 0
2030 | MISO_IN_2_PJM_ROR | MISO_IN | PJM_ROR | Internal | Summer | B1 | 10 | 992 | 2.38 | 77.76 | 79.75 | 2 | 0
2030 | MISO_IN_2_PJM_ROR | MISO_IN | PJM_ROR | Internal | Summer | B2 | 25 | 992 | 0 | 76.81 | 77 | 2 | 0
2030 | MISO_IN_2_PJM_ROR | MISO_IN | PJM_ROR | Internal | Summer | B3 | 75 | 992 | 0 | 75.01 | 73.8 | 2 | 0
2030 | MISO_IN_2_PJM_ROR | MISO_IN | PJM_ROR | Internal | Summer | B4 | 100 | 992 | 0 | 71.91 | 72.62 | 2 | 0
2030 | MISO_IN_2_PJM_ROR | MISO_IN | PJM_ROR | Internal | Summer | B5 | 200 | 992 | 0 | 70.05 | 68.64 | 2 | 0
2030 | MISO_IN_2_PJM_ROR | MISO_IN | PJM_ROR | Internal | Summer | B6 | 300 | 992 | 0.04 | 56.11 | 58.09 | 2 | 0
2030 | MISO_IN_2_PJM_ROR | MISO_IN | PJM_ROR | Internal | Summer | B7 | 400 | 992 | 0 | 47.06 | 47.99 | 2 | 0
2030 | MISO_IN_2_PJM_ROR | MISO_IN | PJM_ROR | Internal | Summer | B8 | 500 | 992 | 0 | 44.11 | 44.82 | 2 | 0
2030 | MISO_IN_2_PJM_ROR | MISO_IN | PJM_ROR | Internal | Summer | B9 | 800 | 992 | 0 | 42.81 | 42.59 | 2 | 0
2030 | MISO_IN_2_PJM_ROR | MISO_IN | PJM_ROR | Internal | Summer | B10 | 1262 | 992 | 0 | 40.28 | 40.39 | 2 | 0
2030 | MISO_IN_2_PJM_ROR | MISO_IN | PJM_ROR | Internal | Winter | B16 | 25 | 992 | 0 | 65.05 | 63.05 | 2 | 0
2030 | MISO_IN_2_PJM_ROR | MISO_IN | PJM_ROR | Internal | Winter | B17 | 100 | 992 | 0 | 58.46 | 57.26 | 2 | 0
2030 | MISO_IN_2_PJM_ROR | MISO_IN | PJM_ROR | Internal | Winter | B18 | 400 | 992 | 0 | 51.5 | 51.35 | 2 | 0
2030 | MISO_IN_2_PJM_ROR | MISO_IN | PJM_ROR | Internal | Winter | B19 | 700 | 992 | 0 | 48.48 | 48.86 | 2 | 0
2030 | MISO_IN_2_PJM_ROR | MISO_IN | PJM_ROR | Internal | Winter | B20 | 935 | 992 | 0 | 42.06 | 43.13 | 2 | 0
2030 | MISO_MI_2_IESO | MISO_MI | IESO | Internal | Shoulder | B11 | 25 | 1580 | 0 | 62.87 | 42.49 | 8 | 0
2030 | MISO_MI_2_IESO | MISO_MI | IESO | Internal | Shoulder | B12 | 200 | 1580 | 0 | 55.53 | 40.85 | 8 | 0
2030 | MISO_MI_2_IESO | MISO_MI | IESO | Internal | Shoulder | B13 | 600 | 1580 | 0 | 48.3 | 40.15 | 8 | 0
2030 | MISO_MI_2_IESO | MISO_MI | IESO | Internal | Shoulder | B14 | 900 | 1580 | 0 | 47.15 | 40.15 | 8 | 0
2030 | MISO_MI_2_IESO | MISO_MI | IESO | Internal | Shoulder | B15 | 1203 | 1580 | 0 | 44.31 | 40.15 | 8 | 0
2030 | MISO_MI_2_IESO | MISO_MI | IESO | Internal | Summer | B1 | 10 | 1580 | 0 | 77.75 | 70.75 | 8 | 0
2030 | MISO_MI_2_IESO | MISO_MI | IESO | Internal | Summer | B2 | 25 | 1580 | 0 | 76.8 | 69.8 | 8 | 0
2030 | MISO_MI_2_IESO | MISO_MI | IESO | Internal | Summer | B3 | 75 | 1580 | 0 | 75 | 58.76 | 8 | 0
2030 | MISO_MI_2_IESO | MISO_MI | IESO | Internal | Summer | B4 | 100 | 1580 | 0 | 71.56 | 54.81 | 8 | 0
2030 | MISO_MI_2_IESO | MISO_MI | IESO | Internal | Summer | B5 | 200 | 1580 | 0 | 70.04 | 47.54 | 8 | 0
2030 | MISO_MI_2_IESO | MISO_MI | IESO | Internal | Summer | B6 | 300 | 1580 | 0 | 56.1 | 45.17 | 8 | 0
2030 | MISO_MI_2_IESO | MISO_MI | IESO | Internal | Summer | B7 | 400 | 1580 | 0 | 47.07 | 40.07 | 8 | 0
2030 | MISO_MI_2_IESO | MISO_MI | IESO | Internal | Summer | B8 | 500 | 1580 | 0 | 44.12 | 37.58 | 8 | 0
2030 | MISO_MI_2_IESO | MISO_MI | IESO | Internal | Summer | B9 | 800 | 1580 | 0 | 42.82 | 37.58 | 8 | 0
2030 | MISO_MI_2_IESO | MISO_MI | IESO | Internal | Summer | B10 | 1262 | 1580 | 0 | 40.29 | 37.58 | 8 | 0
2030 | MISO_MI_2_IESO | MISO_MI | IESO | Internal | Winter | B16 | 25 | 1580 | 0 | 65.04 | 48.06 | 8 | 0
2030 | MISO_MI_2_IESO | MISO_MI | IESO | Internal | Winter | B17 | 100 | 1580 | 0 | 58.47 | 44.6 | 8 | 0
2030 | MISO_MI_2_IESO | MISO_MI | IESO | Internal | Winter | B18 | 400 | 1580 | 0 | 51.51 | 44.51 | 8 | 0
2030 | MISO_MI_2_IESO | MISO_MI | IESO | Internal | Winter | B19 | 700 | 1580 | 0 | 48.49 | 44.51 | 8 | 0
2030 | MISO_MI_2_IESO | MISO_MI | IESO | Internal | Winter | B20 | 935 | 1580 | 0 | 42.07 | 44.51 | 8 | 0
2030 | MISO_MI_2_MISO_IN | MISO_MI | MISO_IN | Internal | Shoulder | B11 | 25 | 2045 | 2034.31 | 62.87 | 62.89 | 0.01 | 0.01
2030 | MISO_MI_2_MISO_IN | MISO_MI | MISO_IN | Internal | Shoulder | B12 | 200 | 2045 | 0.06 | 55.53 | 55.52 | 0.01 | 0
2030 | MISO_MI_2_MISO_IN | MISO_MI | MISO_IN | Internal | Shoulder | B13 | 600 | 2045 | 0.02 | 48.3 | 48.29 | 0.01 | 0
2030 | MISO_MI_2_MISO_IN | MISO_MI | MISO_IN | Internal | Shoulder | B14 | 900 | 2045 | 0.01 | 47.15 | 47.14 | 0.01 | 0
2030 | MISO_MI_2_MISO_IN | MISO_MI | MISO_IN | Internal | Shoulder | B15 | 1203 | 2045 | 0.01 | 44.31 | 44.29 | 0.01 | 0
2030 | MISO_MI_2_MISO_IN | MISO_MI | MISO_IN | Internal | Summer | B1 | 10 | 2045 | 141.57 | 77.75 | 77.76 | 0.01 | 0
2030 | MISO_MI_2_MISO_IN | MISO_MI | MISO_IN | Internal | Summer | B2 | 25 | 2045 | 1441.05 | 76.8 | 76.81 | 0.01 | 0
2030 | MISO_MI_2_MISO_IN | MISO_MI | MISO_IN | Internal | Summer | B3 | 75 | 2045 | 1383.52 | 75 | 75.01 | 0.01 | 0
2030 | MISO_MI_2_MISO_IN | MISO_MI | MISO_IN | Internal | Summer | B4 | 100 | 2045 | 2044.99 | 71.56 | 71.91 | 0.01 | 0.34
2030 | MISO_MI_2_MISO_IN | MISO_MI | MISO_IN | Internal | Summer | B5 | 200 | 2045 | 891.64 | 70.04 | 70.05 | 0.01 | 0
2030 | MISO_MI_2_MISO_IN | MISO_MI | MISO_IN | Internal | Summer | B6 | 300 | 2045 | 863.67 | 56.1 | 56.11 | 0.01 | 0
2030 | MISO_MI_2_MISO_IN | MISO_MI | MISO_IN | Internal | Summer | B7 | 400 | 2045 | 0.03 | 47.07 | 47.06 | 0.01 | 0
2030 | MISO_MI_2_MISO_IN | MISO_MI | MISO_IN | Internal | Summer | B8 | 500 | 2045 | 0.03 | 44.12 | 44.11 | 0.01 | 0
2030 | MISO_MI_2_MISO_IN | MISO_MI | MISO_IN | Internal | Summer | B9 | 800 | 2045 | 0.02 | 42.82 | 42.81 | 0.01 | 0
2030 | MISO_MI_2_MISO_IN | MISO_MI | MISO_IN | Internal | Summer | B10 | 1262 | 2045 | 0.01 | 40.29 | 40.28 | 0.01 | 0
2030 | MISO_MI_2_MISO_IN | MISO_MI | MISO_IN | Internal | Winter | B16 | 25 | 2045 | 756.82 | 65.04 | 65.05 | 0.01 | 0
2030 | MISO_MI_2_MISO_IN | MISO_MI | MISO_IN | Internal | Winter | B17 | 100 | 2045 | 0.13 | 58.47 | 58.46 | 0.01 | 0
2030 | MISO_MI_2_MISO_IN | MISO_MI | MISO_IN | Internal | Winter | B18 | 400 | 2045 | 0.03 | 51.51 | 51.5 | 0.01 | 0
2030 | MISO_MI_2_MISO_IN | MISO_MI | MISO_IN | Internal | Winter | B19 | 700 | 2045 | 0.02 | 48.49 | 48.48 | 0.01 | 0
2030 | MISO_MI_2_MISO_IN | MISO_MI | MISO_IN | Internal | Winter | B20 | 935 | 2045 | 0.01 | 42.07 | 42.06 | 0.01 | 0
2030 | MISO_MI_2_MISO_WUMS | MISO_MI | MISO_WUMS | Internal | Shoulder | B11 | 25 | 117 | 2.45 | 62.87 | 62.88 | 0.01 | 0
2030 | MISO_MI_2_MISO_WUMS | MISO_MI | MISO_WUMS | Internal | Shoulder | B12 | 200 | 117 | 0 | 55.53 | 53.84 | 0.01 | 0
2030 | MISO_MI_2_MISO_WUMS | MISO_MI | MISO_WUMS | Internal | Shoulder | B13 | 600 | 117 | 0.02 | 48.3 | 48.29 | 0.01 | 0
2030 | MISO_MI_2_MISO_WUMS | MISO_MI | MISO_WUMS | Internal | Shoulder | B14 | 900 | 117 | 0 | 47.15 | 45.43 | 0.01 | 0
2030 | MISO_MI_2_MISO_WUMS | MISO_MI | MISO_WUMS | Internal | Shoulder | B15 | 1203 | 117 | 0 | 44.31 | 41.87 | 0.01 | 0
2030 | MISO_MI_2_MISO_WUMS | MISO_MI | MISO_WUMS | Internal | Summer | B1 | 10 | 117 | 0.02 | 77.75 | 76.6 | 0.01 | 0
2030 | MISO_MI_2_MISO_WUMS | MISO_MI | MISO_WUMS | Internal | Summer | B2 | 25 | 117 | 0 | 76.8 | 71.9 | 0.01 | 0
2030 | MISO_MI_2_MISO_WUMS | MISO_MI | MISO_WUMS | Internal | Summer | B3 | 75 | 117 | 0 | 75 | 71.9 | 0.01 | 0
2030 | MISO_MI_2_MISO_WUMS | MISO_MI | MISO_WUMS | Internal | Summer | B4 | 100 | 117 | 116.99 | 71.56 | 71.9 | 0.01 | 0.33
2030 | MISO_MI_2_MISO_WUMS | MISO_MI | MISO_WUMS | Internal | Summer | B5 | 200 | 117 | 0.12 | 70.04 | 70.04 | 0.01 | 0
2030 | MISO_MI_2_MISO_WUMS | MISO_MI | MISO_WUMS | Internal | Summer | B6 | 300 | 117 | 0.04 | 56.1 | 56.09 | 0.01 | 0
2030 | MISO_MI_2_MISO_WUMS | MISO_MI | MISO_WUMS | Internal | Summer | B7 | 400 | 117 | 0 | 47.07 | 45.99 | 0.01 | 0
2030 | MISO_MI_2_MISO_WUMS | MISO_MI | MISO_WUMS | Internal | Summer | B8 | 500 | 117 | 0 | 44.12 | 43.66 | 0.01 | 0
2030 | MISO_MI_2_MISO_WUMS | MISO_MI | MISO_WUMS | Internal | Summer | B9 | 800 | 117 | 0 | 42.82 | 42.08 | 0.01 | 0
2030 | MISO_MI_2_MISO_WUMS | MISO_MI | MISO_WUMS | Internal | Summer | B10 | 1262 | 117 | 0 | 40.29 | 40.28 | 0.01 | 0
2030 | MISO_MI_2_MISO_WUMS | MISO_MI | MISO_WUMS | Internal | Winter | B16 | 25 | 117 | 0 | 65.04 | 61.05 | 0.01 | 0
2030 | MISO_MI_2_MISO_WUMS | MISO_MI | MISO_WUMS | Internal | Winter | B17 | 100 | 117 | 0 | 58.47 | 55.26 | 0.01 | 0
2030 | MISO_MI_2_MISO_WUMS | MISO_MI | MISO_WUMS | Internal | Winter | B18 | 400 | 117 | 0 | 51.51 | 48.45 | 0.01 | 0
2030 | MISO_MI_2_MISO_WUMS | MISO_MI | MISO_WUMS | Internal | Winter | B19 | 700 | 117 | 0 | 48.49 | 46.86 | 0.01 | 0
2030 | MISO_MI_2_MISO_WUMS | MISO_MI | MISO_WUMS | Internal | Winter | B20 | 935 | 117 | 0 | 42.07 | 41.87 | 0.01 | 0
2030 | MISO_MI_2_PJM_ROR | MISO_MI | PJM_ROR | Internal | Shoulder | B11 | 25 | 1424 | 0.03 | 62.87 | 64.41 | 2 | 0
2030 | MISO_MI_2_PJM_ROR | MISO_MI | PJM_ROR | Internal | Shoulder | B12 | 200 | 1424 | 0 | 55.53 | 55.84 | 2 | 0
2030 | MISO_MI_2_PJM_ROR | MISO_MI | PJM_ROR | Internal | Shoulder | B13 | 600 | 1424 | 0.04 | 48.3 | 50.29 | 2 | 0
2030 | MISO_MI_2_PJM_ROR | MISO_MI | PJM_ROR | Internal | Shoulder | B14 | 900 | 1424 | 0 | 47.15 | 47.43 | 2 | 0
2030 | MISO_MI_2_PJM_ROR | MISO_MI | PJM_ROR | Internal | Shoulder | B15 | 1203 | 1424 | 0 | 44.31 | 43.69 | 2 | 0
2030 | MISO_MI_2_PJM_ROR | MISO_MI | PJM_ROR | Internal | Summer | B1 | 10 | 1424 | 273.3 | 77.75 | 79.75 | 2 | 0
2030 | MISO_MI_2_PJM_ROR | MISO_MI | PJM_ROR | Internal | Summer | B2 | 25 | 1424 | 0 | 76.8 | 77 | 2 | 0
2030 | MISO_MI_2_PJM_ROR | MISO_MI | PJM_ROR | Internal | Summer | B3 | 75 | 1424 | 0 | 75 | 73.8 | 2 | 0
2030 | MISO_MI_2_PJM_ROR | MISO_MI | PJM_ROR | Internal | Summer | B4 | 100 | 1424 | 0 | 71.56 | 72.62 | 2 | 0
2030 | MISO_MI_2_PJM_ROR | MISO_MI | PJM_ROR | Internal | Summer | B5 | 200 | 1424 | 0 | 70.04 | 68.64 | 2 | 0
2030 | MISO_MI_2_PJM_ROR | MISO_MI | PJM_ROR | Internal | Summer | B6 | 300 | 1424 | 0.09 | 56.1 | 58.09 | 2 | 0
2030 | MISO_MI_2_PJM_ROR | MISO_MI | PJM_ROR | Internal | Summer | B7 | 400 | 1424 | 0 | 47.07 | 47.99 | 2 | 0
2030 | MISO_MI_2_PJM_ROR | MISO_MI | PJM_ROR | Internal | Summer | B8 | 500 | 1424 | 0 | 44.12 | 44.82 | 2 | 0
2030 | MISO_MI_2_PJM_ROR | MISO_MI | PJM_ROR | Internal | Summer | B9 | 800 | 1424 | 0 | 42.82 | 42.59 | 2 | 0
2030 | MISO_MI_2_PJM_ROR | MISO_MI | PJM_ROR | Internal | Summer | B10 | 1262 | 1424 | 0 | 40.29 | 40.39 | 2 | 0
2030 | MISO_MI_2_PJM_ROR | MISO_MI | PJM_ROR | Internal | Winter | B16 | 25 | 1424 | 0 | 65.04 | 63.05 | 2 | 0
2030 | MISO_MI_2_PJM_ROR | MISO_MI | PJM_ROR | Internal | Winter | B17 | 100 | 1424 | 0 | 58.47 | 57.26 | 2 | 0
2030 | MISO_MI_2_PJM_ROR | MISO_MI | PJM_ROR | Internal | Winter | B18 | 400 | 1424 | 0 | 51.51 | 51.35 | 2 | 0
2030 | MISO_MI_2_PJM_ROR | MISO_MI | PJM_ROR | Internal | Winter | B19 | 700 | 1424 | 0 | 48.49 | 48.86 | 2 | 0
2030 | MISO_MI_2_PJM_ROR | MISO_MI | PJM_ROR | Internal | Winter | B20 | 935 | 1424 | 0 | 42.07 | 43.13 | 2 | 0
2030 | MISO_MO-IL_2_ENT | MISO_MO-IL | ENT | Internal | Shoulder | B11 | 25 | 2540 | 703.36 | 62.88 | 70.88 | 8 | 0
2030 | MISO_MO-IL_2_ENT | MISO_MO-IL | ENT | Internal | Shoulder | B12 | 200 | 2540 | 0 | 47.87 | 50.17 | 8 | 0
2030 | MISO_MO-IL_2_ENT | MISO_MO-IL | ENT | Internal | Shoulder | B13 | 600 | 2540 | 0 | 46.7 | 50.17 | 8 | 0
2030 | MISO_MO-IL_2_ENT | MISO_MO-IL | ENT | Internal | Shoulder | B14 | 900 | 2540 | 732.18 | 41.81 | 49.81 | 8 | 0
2030 | MISO_MO-IL_2_ENT | MISO_MO-IL | ENT | Internal | Shoulder | B15 | 1203 | 2540 | 0 | 40.42 | 48.17 | 8 | 0
2030 | MISO_MO-IL_2_ENT | MISO_MO-IL | ENT | Internal | Summer | B1 | 10 | 2540 | 0 | 77.75 | 80.73 | 8 | 0
2030 | MISO_MO-IL_2_ENT | MISO_MO-IL | ENT | Internal | Summer | B2 | 25 | 2540 | 0 | 75 | 80.73 | 8 | 0
2030 | MISO_MO-IL_2_ENT | MISO_MO-IL | ENT | Internal | Summer | B3 | 75 | 2540 | 0 | 75 | 75.67 | 8 | 0
2030 | MISO_MO-IL_2_ENT | MISO_MO-IL | ENT | Internal | Summer | B4 | 100 | 2540 | 0 | 71.9 | 74.07 | 8 | 0
2030 | MISO_MO-IL_2_ENT | MISO_MO-IL | ENT | Internal | Summer | B5 | 200 | 2540 | 0 | 70.04 | 74.07 | 8 | 0
2030 | MISO_MO-IL_2_ENT | MISO_MO-IL | ENT | Internal | Summer | B6 | 300 | 2540 | 1241.83 | 56.1 | 64.1 | 8 | 0
2030 | MISO_MO-IL_2_ENT | MISO_MO-IL | ENT | Internal | Summer | B7 | 400 | 2540 | 415.6 | 45.99 | 53.99 | 8 | 0
2030 | MISO_MO-IL_2_ENT | MISO_MO-IL | ENT | Internal | Summer | B8 | 500 | 2540 | 0 | 41.06 | 48.58 | 8 | 0
2030 | MISO_MO-IL_2_ENT | MISO_MO-IL | ENT | Internal | Summer | B9 | 800 | 2540 | 1707.61 | 40.23 | 48.23 | 8 | 0
2030 | MISO_MO-IL_2_ENT | MISO_MO-IL | ENT | Internal | Summer | B10 | 1262 | 2540 | 2540 | 38.39 | 46.65 | 8 | 0.26
2030 | MISO_MO-IL_2_ENT | MISO_MO-IL | ENT | Internal | Winter | B16 | 25 | 2540 | 0 | 58.65 | 63.34 | 8 | 0
2030 | MISO_MO-IL_2_ENT | MISO_MO-IL | ENT | Internal | Winter | B17 | 100 | 2540 | 0 | 46.26 | 53.3 | 8 | 0
2030 | MISO_MO-IL_2_ENT | MISO_MO-IL | ENT | Internal | Winter | B18 | 400 | 2540 | 150.85 | 45.3 | 53.3 | 8 | 0
2030 | MISO_MO-IL_2_ENT | MISO_MO-IL | ENT | Internal | Winter | B19 | 700 | 2540 | 973.16 | 43.88 | 51.88 | 8 | 0
2030 | MISO_MO-IL_2_ENT | MISO_MO-IL | ENT | Internal | Winter | B20 | 935 | 2540 | 1832.33 | 40.21 | 48.21 | 8 | 0
2030 | MISO_MO-IL_2_MISO_IN | MISO_MO-IL | MISO_IN | Internal | Shoulder | B11 | 25 | 2100 | 1335.59 | 62.88 | 62.89 | 0.01 | 0
2030 | MISO_MO-IL_2_MISO_IN | MISO_MO-IL | MISO_IN | Internal | Shoulder | B12 | 200 | 2100 | 2100 | 47.87 | 55.52 | 0.01 | 7.63
2030 | MISO_MO-IL_2_MISO_IN | MISO_MO-IL | MISO_IN | Internal | Shoulder | B13 | 600 | 2100 | 2100 | 46.7 | 48.29 | 0.01 | 1.58
2030 | MISO_MO-IL_2_MISO_IN | MISO_MO-IL | MISO_IN | Internal | Shoulder | B14 | 900 | 2100 | 2100 | 41.81 | 47.14 | 0.01 | 5.32
2030 | MISO_MO-IL_2_MISO_IN | MISO_MO-IL | MISO_IN | Internal | Shoulder | B15 | 1203 | 2100 | 2100 | 40.42 | 44.29 | 0.01 | 3.86
2030 | MISO_MO-IL_2_MISO_IN | MISO_MO-IL | MISO_IN | Internal | Summer | B1 | 10 | 2100 | 1131.3 | 77.75 | 77.76 | 0.01 | 0
2030 | MISO_MO-IL_2_MISO_IN | MISO_MO-IL | MISO_IN | Internal | Summer | B2 | 25 | 2100 | 2099.99 | 75 | 76.81 | 0.01 | 1.8
2030 | MISO_MO-IL_2_MISO_IN | MISO_MO-IL | MISO_IN | Internal | Summer | B3 | 75 | 2100 | 1173.25 | 75 | 75.01 | 0.01 | 0
2030 | MISO_MO-IL_2_MISO_IN | MISO_MO-IL | MISO_IN | Internal | Summer | B4 | 100 | 2100 | 858.72 | 71.9 | 71.91 | 0.01 | 0
2030 | MISO_MO-IL_2_MISO_IN | MISO_MO-IL | MISO_IN | Internal | Summer | B5 | 200 | 2100 | 1597.69 | 70.04 | 70.05 | 0.01 | 0
2030 | MISO_MO-IL_2_MISO_IN | MISO_MO-IL | MISO_IN | Internal | Summer | B6 | 300 | 2100 | 40.13 | 56.1 | 56.11 | 0.01 | 0
2030 | MISO_MO-IL_2_MISO_IN | MISO_MO-IL | MISO_IN | Internal | Summer | B7 | 400 | 2100 | 2100 | 45.99 | 47.06 | 0.01 | 1.05
2030 | MISO_MO-IL_2_MISO_IN | MISO_MO-IL | MISO_IN | Internal | Summer | B8 | 500 | 2100 | 2100 | 41.06 | 44.11 | 0.01 | 3.04
2030 | MISO_MO-IL_2_MISO_IN | MISO_MO-IL | MISO_IN | Internal | Summer | B9 | 800 | 2100 | 2100 | 40.23 | 42.81 | 0.01 | 2.56
2030 | MISO_MO-IL_2_MISO_IN | MISO_MO-IL | MISO_IN | Internal | Summer | B10 | 1262 | 2100 | 2100 | 38.39 | 40.28 | 0.01 | 1.88
2030 | MISO_MO-IL_2_MISO_IN | MISO_MO-IL | MISO_IN | Internal | Winter | B16 | 25 | 2100 | 2100 | 58.65 | 65.05 | 0.01 | 6.38
2030 | MISO_MO-IL_2_MISO_IN | MISO_MO-IL | MISO_IN | Internal | Winter | B17 | 100 | 2100 | 2100 | 46.26 | 58.46 | 0.01 | 12.19
2030 | MISO_MO-IL_2_MISO_IN | MISO_MO-IL | MISO_IN | Internal | Winter | B18 | 400 | 2100 | 2100 | 45.3 | 51.5 | 0.01 | 6.18
2030 | MISO_MO-IL_2_MISO_IN | MISO_MO-IL | MISO_IN | Internal | Winter | B19 | 700 | 2100 | 2100 | 43.88 | 48.48 | 0.01 | 4.58
2030 | MISO_MO-IL_2_MISO_IN | MISO_MO-IL | MISO_IN | Internal | Winter | B20 | 935 | 2100 | 2100 | 40.21 | 42.06 | 0.01 | 1.84
2030 | MISO_MO-IL_2_MISO_W | MISO_MO-IL | MISO_W | Internal | Shoulder | B11 | 25 | 960 | 0.47 | 62.88 | 62.86 | 0.01 | 0
2030 | MISO_MO-IL_2_MISO_W | MISO_MO-IL | MISO_W | Internal | Shoulder | B12 | 200 | 960 | 0.06 | 47.87 | 47.86 | 0.01 | 0
2030 | MISO_MO-IL_2_MISO_W | MISO_MO-IL | MISO_W | Internal | Shoulder | B13 | 600 | 960 | 0.02 | 46.7 | 46.68 | 0.01 | 0
2030 | MISO_MO-IL_2_MISO_W | MISO_MO-IL | MISO_W | Internal | Shoulder | B14 | 900 | 960 | 0 | 41.81 | 41.48 | 0.01 | 0
2030 | MISO_MO-IL_2_MISO_W | MISO_MO-IL | MISO_W | Internal | Shoulder | B15 | 1203 | 960 | 0 | 40.42 | 34.1 | 0.01 | 0
2030 | MISO_MO-IL_2_MISO_W | MISO_MO-IL | MISO_W | Internal | Summer | B1 | 10 | 960 | 0.03 | 77.75 | 76.61 | 0.01 | 0
2030 | MISO_MO-IL_2_MISO_W | MISO_MO-IL | MISO_W | Internal | Summer | B2 | 25 | 960 | 0.46 | 75 | 74.99 | 0.01 | 0
2030 | MISO_MO-IL_2_MISO_W | MISO_MO-IL | MISO_W | Internal | Summer | B3 | 75 | 960 | 0.16 | 75 | 74.99 | 0.01 | 0
2030 | MISO_MO-IL_2_MISO_W | MISO_MO-IL | MISO_W | Internal | Summer | B4 | 100 | 960 | 0.12 | 71.9 | 71.89 | 0.01 | 0
2030 | MISO_MO-IL_2_MISO_W | MISO_MO-IL | MISO_W | Internal | Summer | B5 | 200 | 960 | 0.06 | 70.04 | 70.03 | 0.01 | 0
2030 | MISO_MO-IL_2_MISO_W | MISO_MO-IL | MISO_W | Internal | Summer | B6 | 300 | 960 | 0.04 | 56.1 | 56.09 | 0.01 | 0
2030 | MISO_MO-IL_2_MISO_W | MISO_MO-IL | MISO_W | Internal | Summer | B7 | 400 | 960 | 0.03 | 45.99 | 45.98 | 0.01 | 0
2030 | MISO_MO-IL_2_MISO_W | MISO_MO-IL | MISO_W | Internal | Summer | B8 | 500 | 960 | 0.03 | 41.06 | 41.05 | 0.01 | 0
2030 | MISO_MO-IL_2_MISO_W | MISO_MO-IL | MISO_W | Internal | Summer | B9 | 800 | 960 | 0 | 40.23 | 39.46 | 0.01 | 0
2030 | MISO_MO-IL_2_MISO_W | MISO_MO-IL | MISO_W | Internal | Summer | B10 | 1262 | 960 | 0 | 38.39 | 34.63 | 0.01 | 0
2030 | MISO_MO-IL_2_MISO_W | MISO_MO-IL | MISO_W | Internal | Winter | B16 | 25 | 960 | 0 | 58.65 | 51.34 | 0.01 | 0
2030 | MISO_MO-IL_2_MISO_W | MISO_MO-IL | MISO_W | Internal | Winter | B17 | 100 | 960 | 0 | 46.26 | 45.34 | 0.01 | 0
2030 | MISO_MO-IL_2_MISO_W | MISO_MO-IL | MISO_W | Internal | Winter | B18 | 400 | 960 | 0.03 | 45.3 | 45.29 | 0.01 | 0
2030 | MISO_MO-IL_2_MISO_W | MISO_MO-IL | MISO_W | Internal | Winter | B19 | 700 | 960 | 0.02 | 43.88 | 43.87 | 0.01 | 0
2030 | MISO_MO-IL_2_MISO_W | MISO_MO-IL | MISO_W | Internal | Winter | B20 | 935 | 960 | 0 | 40.21 | 34.28 | 0.01 | 0
2030 | MISO_MO-IL_2_PJM_ROR | MISO_MO-IL | PJM_ROR | Internal | Shoulder | B11 | 25 | 1212 | 0.02 | 62.88 | 64.41 | 2 | 0
2030 | MISO_MO-IL_2_PJM_ROR | MISO_MO-IL | PJM_ROR | Internal | Shoulder | B12 | 200 | 1212 | 1212 | 47.87 | 55.84 | 2 | 5.96
2030 | MISO_MO-IL_2_PJM_ROR | MISO_MO-IL | PJM_ROR | Internal | Shoulder | B13 | 600 | 1212 | 1212 | 46.7 | 50.29 | 2 | 1.59
2030 | MISO_MO-IL_2_PJM_ROR | MISO_MO-IL | PJM_ROR | Internal | Shoulder | B14 | 900 | 1212 | 1212 | 41.81 | 47.43 | 2 | 3.62
2030 | MISO_MO-IL_2_PJM_ROR | MISO_MO-IL | PJM_ROR | Internal | Shoulder | B15 | 1203 | 1212 | 1212 | 40.42 | 43.69 | 2 | 1.27
2030 | MISO_MO-IL_2_PJM_ROR | MISO_MO-IL | PJM_ROR | Internal | Summer | B1 | 10 | 1212 | 919.83 | 77.75 | 79.75 | 2 | 0
2030 | MISO_MO-IL_2_PJM_ROR | MISO_MO-IL | PJM_ROR | Internal | Summer | B2 | 25 | 1212 | 209.05 | 75 | 77 | 2 | 0
2030 | MISO_MO-IL_2_PJM_ROR | MISO_MO-IL | PJM_ROR | Internal | Summer | B3 | 75 | 1212 | 0 | 75 | 73.8 | 2 | 0
2030 | MISO_MO-IL_2_PJM_ROR | MISO_MO-IL | PJM_ROR | Internal | Summer | B4 | 100 | 1212 | 0 | 71.9 | 72.62 | 2 | 0
2030 | MISO_MO-IL_2_PJM_ROR | MISO_MO-IL | PJM_ROR | Internal | Summer | B5 | 200 | 1212 | 0 | 70.04 | 68.64 | 2 | 0
2030 | MISO_MO-IL_2_PJM_ROR | MISO_MO-IL | PJM_ROR | Internal | Summer | B6 | 300 | 1212 | 0.08 | 56.1 | 58.09 | 2 | 0
2030 | MISO_MO-IL_2_PJM_ROR | MISO_MO-IL | PJM_ROR | Internal | Summer | B7 | 400 | 1212 | 123.66 | 45.99 | 47.99 | 2 | 0
2030 | MISO_MO-IL_2_PJM_ROR | MISO_MO-IL | PJM_ROR | Internal | Summer | B8 | 500 | 1212 | 1212 | 41.06 | 44.82 | 2 | 1.76
2030 | MISO_MO-IL_2_PJM_ROR | MISO_MO-IL | PJM_ROR | Internal | Summer | B9 | 800 | 1212 | 1212 | 40.23 | 42.59 | 2 | 0.36
2030 | MISO_MO-IL_2_PJM_ROR | MISO_MO-IL | PJM_ROR | Internal | Summer | B10 | 1262 | 1212 | 489.46 | 38.39 | 40.39 | 2 | 0
2030 | MISO_MO-IL_2_PJM_ROR | MISO_MO-IL | PJM_ROR | Internal | Winter | B16 | 25 | 1212 | 1212 | 58.65 | 63.05 | 2 | 2.39
2030 | MISO_MO-IL_2_PJM_ROR | MISO_MO-IL | PJM_ROR | Internal | Winter | B17 | 100 | 1212 | 1212 | 46.26 | 57.26 | 2 | 9
2030 | MISO_MO-IL_2_PJM_ROR | MISO_MO-IL | PJM_ROR | Internal | Winter | B18 | 400 | 1212 | 1212 | 45.3 | 51.35 | 2 | 4.05
2030 | MISO_MO-IL_2_PJM_ROR | MISO_MO-IL | PJM_ROR | Internal | Winter | B19 | 700 | 1212 | 1212 | 43.88 | 48.86 | 2 | 2.98
2030 | MISO_MO-IL_2_PJM_ROR | MISO_MO-IL | PJM_ROR | Internal | Winter | B20 | 935 | 1212 | 1212 | 40.21 | 43.13 | 2 | 0.93
2030 | MISO_MO-IL_2_SPP_N | MISO_MO-IL | SPP_N | Internal | Shoulder | B11 | 25 | 2000 | 0.01 | 62.88 | 69.86 | 8 | 0
2030 | MISO_MO-IL_2_SPP_N | MISO_MO-IL | SPP_N | Internal | Shoulder | B12 | 200 | 2000 | 0 | 47.87 | 53.72 | 8 | 0
2030 | MISO_MO-IL_2_SPP_N | MISO_MO-IL | SPP_N | Internal | Shoulder | B13 | 600 | 2000 | 0 | 46.7 | 50.16 | 8 | 0
2030 | MISO_MO-IL_2_SPP_N | MISO_MO-IL | SPP_N | Internal | Shoulder | B14 | 900 | 2000 | 0 | 41.81 | 48.48 | 8 | 0
2030 | MISO_MO-IL_2_SPP_N | MISO_MO-IL | SPP_N | Internal | Shoulder | B15 | 1203 | 2000 | 0 | 40.42 | 41.1 | 8 | 0
2030 | MISO_MO-IL_2_SPP_N | MISO_MO-IL | SPP_N | Internal | Summer | B1 | 10 | 2000 | 0 | 77.75 | 79.41 | 8 | 0
2030 | MISO_MO-IL_2_SPP_N | MISO_MO-IL | SPP_N | Internal | Summer | B2 | 25 | 2000 | 0 | 75 | 79.41 | 8 | 0
2030 | MISO_MO-IL_2_SPP_N | MISO_MO-IL | SPP_N | Internal | Summer | B3 | 75 | 2000 | 0 | 75 | 78.45 | 8 | 0
2030 | MISO_MO-IL_2_SPP_N | MISO_MO-IL | SPP_N | Internal | Summer | B4 | 100 | 2000 | 0 | 71.9 | 77.03 | 8 | 0
2030 | MISO_MO-IL_2_SPP_N | MISO_MO-IL | SPP_N | Internal | Summer | B5 | 200 | 2000 | 0 | 70.04 | 77.03 | 8 | 0
2030 | MISO_MO-IL_2_SPP_N | MISO_MO-IL | SPP_N | Internal | Summer | B6 | 300 | 2000 | 0 | 56.1 | 63.09 | 8 | 0
2030 | MISO_MO-IL_2_SPP_N | MISO_MO-IL | SPP_N | Internal | Summer | B7 | 400 | 2000 | 0 | 45.99 | 52.98 | 8 | 0
2030 | MISO_MO-IL_2_SPP_N | MISO_MO-IL | SPP_N | Internal | Summer | B8 | 500 | 2000 | 0 | 41.06 | 47.72 | 8 | 0
2030 | MISO_MO-IL_2_SPP_N | MISO_MO-IL | SPP_N | Internal | Summer | B9 | 800 | 2000 | 0 | 40.23 | 46.45 | 8 | 0
2030 | MISO_MO-IL_2_SPP_N | MISO_MO-IL | SPP_N | Internal | Summer | B10 | 1262 | 2000 | 0 | 38.39 | 41.63 | 8 | 0
2030 | MISO_MO-IL_2_SPP_N | MISO_MO-IL | SPP_N | Internal | Winter | B16 | 25 | 2000 | 0 | 58.65 | 58.34 | 8 | 0
2030 | MISO_MO-IL_2_SPP_N | MISO_MO-IL | SPP_N | Internal | Winter | B17 | 100 | 2000 | 0 | 46.26 | 52.34 | 8 | 0
2030 | MISO_MO-IL_2_SPP_N | MISO_MO-IL | SPP_N | Internal | Winter | B18 | 400 | 2000 | 0 | 45.3 | 52.29 | 8 | 0
2030 | MISO_MO-IL_2_SPP_N | MISO_MO-IL | SPP_N | Internal | Winter | B19 | 700 | 2000 | 0 | 43.88 | 48.4 | 8 | 0
2030 | MISO_MO-IL_2_SPP_N | MISO_MO-IL | SPP_N | Internal | Winter | B20 | 935 | 2000 | 0 | 40.21 | 41.28 | 8 | 0
2030 | MISO_MO-IL_2_TVA_Transmission | MISO_MO-IL | TVA_Transmission | Internal | Shoulder | B11 | 25 | 4000 | 0.02 | 62.88 | 70.11 | 8 | 0
2030 | MISO_MO-IL_2_TVA_Transmission | MISO_MO-IL | TVA_Transmission | Internal | Shoulder | B12 | 200 | 4000 | 0 | 47.87 | 55.19 | 8 | 0
2030 | MISO_MO-IL_2_TVA_Transmission | MISO_MO-IL | TVA_Transmission | Internal | Shoulder | B13 | 600 | 4000 | 0 | 46.7 | 52.09 | 8 | 0
2030 | MISO_MO-IL_2_TVA_Transmission | MISO_MO-IL | TVA_Transmission | Internal | Shoulder | B14 | 900 | 4000 | 196.19 | 41.81 | 49.81 | 8 | 0
2030 | MISO_MO-IL_2_TVA_Transmission | MISO_MO-IL | TVA_Transmission | Internal | Shoulder | B15 | 1203 | 4000 | 1641.23 | 40.42 | 48.42 | 8 | 0
2030 | MISO_MO-IL_2_TVA_Transmission | MISO_MO-IL | TVA_Transmission | Internal | Summer | B1 | 10 | 4000 | 2924.48 | 77.75 | 85.75 | 8 | 0
2030 | MISO_MO-IL_2_TVA_Transmission | MISO_MO-IL | TVA_Transmission | Internal | Summer | B2 | 25 | 4000 | 462.15 | 75 | 83 | 8 | 0
2030 | MISO_MO-IL_2_TVA_Transmission | MISO_MO-IL | TVA_Transmission | Internal | Summer | B3 | 75 | 4000 | 0 | 75 | 79.8 | 8 | 0
2030 | MISO_MO-IL_2_TVA_Transmission | MISO_MO-IL | TVA_Transmission | Internal | Summer | B4 | 100 | 4000 | 0 | 71.9 | 78.62 | 8 | 0
2030 | MISO_MO-IL_2_TVA_Transmission | MISO_MO-IL | TVA_Transmission | Internal | Summer | B5 | 200 | 4000 | 0 | 70.04 | 74.64 | 8 | 0
2030 | MISO_MO-IL_2_TVA_Transmission | MISO_MO-IL | TVA_Transmission | Internal | Summer | B6 | 300 | 4000 | 0 | 56.1 | 63.45 | 8 | 0
2030 | MISO_MO-IL_2_TVA_Transmission | MISO_MO-IL | TVA_Transmission | Internal | Summer | B7 | 400 | 4000 | 0 | 45.99 | 53.14 | 8 | 0
2030 | MISO_MO-IL_2_TVA_Transmission | MISO_MO-IL | TVA_Transmission | Internal | Summer | B8 | 500 | 4000 | 0 | 41.06 | 48.55 | 8 | 0
2030 | MISO_MO-IL_2_TVA_Transmission | MISO_MO-IL | TVA_Transmission | Internal | Summer | B9 | 800 | 4000 | 0 | 40.23 | 48.18 | 8 | 0
2030 | MISO_MO-IL_2_TVA_Transmission | MISO_MO-IL | TVA_Transmission | Internal | Summer | B10 | 1262 | 4000 | 0 | 38.39 | 44.54 | 8 | 0
2030 | MISO_MO-IL_2_TVA_Transmission | MISO_MO-IL | TVA_Transmission | Internal | Winter | B16 | 25 | 4000 | 2058.47 | 58.65 | 66.65 | 8 | 0
2030 | MISO_MO-IL_2_TVA_Transmission | MISO_MO-IL | TVA_Transmission | Internal | Winter | B17 | 100 | 4000 | 1660.64 | 46.26 | 54.26 | 8 | 0
2030 | MISO_MO-IL_2_TVA_Transmission | MISO_MO-IL | TVA_Transmission | Internal | Winter | B18 | 400 | 4000 | 0 | 45.3 | 52.23 | 8 | 0
2030 | MISO_MO-IL_2_TVA_Transmission | MISO_MO-IL | TVA_Transmission | Internal | Winter | B19 | 700 | 4000 | 0 | 43.88 | 50.7 | 8 | 0
2030 | MISO_MO-IL_2_TVA_Transmission | MISO_MO-IL | TVA_Transmission | Internal | Winter | B20 | 935 | 4000 | 1393.66 | 40.21 | 48.21 | 8 | 0
2030 | MISO_W_2_IESO | MISO_W | IESO | Internal | Shoulder | B11 | 25 | 90 | 0 | 62.86 | 42.49 | 8 | 0
2030 | MISO_W_2_IESO | MISO_W | IESO | Internal | Shoulder | B12 | 200 | 90 | 0 | 47.86 | 40.85 | 8 | 0
2030 | MISO_W_2_IESO | MISO_W | IESO | Internal | Shoulder | B13 | 600 | 90 | 0 | 46.68 | 40.15 | 8 | 0
2030 | MISO_W_2_IESO | MISO_W | IESO | Internal | Shoulder | B14 | 900 | 90 | 0 | 41.48 | 40.15 | 8 | 0
2030 | MISO_W_2_IESO | MISO_W | IESO | Internal | Shoulder | B15 | 1203 | 90 | 0 | 34.1 | 40.15 | 8 | 0
2030 | MISO_W_2_IESO | MISO_W | IESO | Internal | Summer | B1 | 10 | 90 | 0 | 76.61 | 70.75 | 8 | 0
2030 | MISO_W_2_IESO | MISO_W | IESO | Internal | Summer | B2 | 25 | 90 | 0 | 74.99 | 69.8 | 8 | 0
2030 | MISO_W_2_IESO | MISO_W | IESO | Internal | Summer | B3 | 75 | 90 | 0 | 74.99 | 58.76 | 8 | 0
2030 | MISO_W_2_IESO | MISO_W | IESO | Internal | Summer | B4 | 100 | 90 | 0 | 71.89 | 54.81 | 8 | 0
2030 | MISO_W_2_IESO | MISO_W | IESO | Internal | Summer | B5 | 200 | 90 | 0 | 70.03 | 47.54 | 8 | 0
2030 | MISO_W_2_IESO | MISO_W | IESO | Internal | Summer | B6 | 300 | 90 | 0 | 56.09 | 45.17 | 8 | 0
2030 | MISO_W_2_IESO | MISO_W | IESO | Internal | Summer | B7 | 400 | 90 | 0 | 45.98 | 40.07 | 8 | 0
2030 | MISO_W_2_IESO | MISO_W | IESO | Internal | Summer | B8 | 500 | 90 | 0 | 41.05 | 37.58 | 8 | 0
2030 | MISO_W_2_IESO | MISO_W | IESO | Internal | Summer | B9 | 800 | 90 | 0 | 39.46 | 37.58 | 8 | 0
2030 | MISO_W_2_IESO | MISO_W | IESO | Internal | Summer | B10 | 1262 | 90 | 0 | 34.63 | 37.58 | 8 | 0
2030 | MISO_W_2_IESO | MISO_W | IESO | Internal | Winter | B16 | 25 | 90 | 0 | 51.34 | 48.06 | 8 | 0
2030 | MISO_W_2_IESO | MISO_W | IESO | Internal | Winter | B17 | 100 | 90 | 0 | 45.34 | 44.6 | 8 | 0
2030 | MISO_W_2_IESO | MISO_W | IESO | Internal | Winter | B18 | 400 | 90 | 0 | 45.29 | 44.51 | 8 | 0
2030 | MISO_W_2_IESO | MISO_W | IESO | Internal | Winter | B19 | 700 | 90 | 0 | 43.87 | 44.51 | 8 | 0
2030 | MISO_W_2_IESO | MISO_W | IESO | Internal | Winter | B20 | 935 | 90 | 90 | 34.28 | 44.51 | 8 | 2.24
2030 | MISO_W_2_MAPP_CA | MISO_W | MAPP_CA | Internal | Shoulder | B11 | 25 | 700 | 0 | 62.86 | 52.07 | 0.01 | 0
2030 | MISO_W_2_MAPP_CA | MISO_W | MAPP_CA | Internal | Shoulder | B12 | 200 | 700 | 0.06 | 47.86 | 47.85 | 0.01 | 0
2030 | MISO_W_2_MAPP_CA | MISO_W | MAPP_CA | Internal | Shoulder | B13 | 600 | 700 | 700 | 46.68 | 47.15 | 0.01 | 0.46
2030 | MISO_W_2_MAPP_CA | MISO_W | MAPP_CA | Internal | Shoulder | B14 | 900 | 700 | 700 | 41.48 | 47.15 | 0.01 | 5.66
2030 | MISO_W_2_MAPP_CA | MISO_W | MAPP_CA | Internal | Shoulder | B15 | 1203 | 700 | 700 | 34.1 | 47.15 | 0.01 | 13.04
2030 | MISO_W_2_MAPP_CA | MISO_W | MAPP_CA | Internal | Summer | B1 | 10 | 700 | 0.02 | 76.61 | 75.19 | 0.01 | 0
2030 | MISO_W_2_MAPP_CA | MISO_W | MAPP_CA | Internal | Summer | B2 | 25 | 700 | 0.46 | 74.99 | 74.97 | 0.01 | 0
2030 | MISO_W_2_MAPP_CA | MISO_W | MAPP_CA | Internal | Summer | B3 | 75 | 700 | 0.15 | 74.99 | 74.97 | 0.01 | 0
2030 | MISO_W_2_MAPP_CA | MISO_W | MAPP_CA | Internal | Summer | B4 | 100 | 700 | 0 | 71.89 | 63.02 | 0.01 | 0
2030 | MISO_W_2_MAPP_CA | MISO_W | MAPP_CA | Internal | Summer | B5 | 200 | 700 | 0 | 70.03 | 62.09 | 0.01 | 0
2030 | MISO_W_2_MAPP_CA | MISO_W | MAPP_CA | Internal | Summer | B6 | 300 | 700 | 0 | 56.09 | 52.17 | 0.01 | 0
2030 | MISO_W_2_MAPP_CA | MISO_W | MAPP_CA | Internal | Summer | B7 | 400 | 700 | 0.03 | 45.98 | 45.97 | 0.01 | 0
2030 | MISO_W_2_MAPP_CA | MISO_W | MAPP_CA | Internal | Summer | B8 | 500 | 700 | 700 | 41.05 | 43.99 | 0.01 | 2.93
2030 | MISO_W_2_MAPP_CA | MISO_W | MAPP_CA | Internal | Summer | B9 | 800 | 700 | 700 | 39.46 | 43.99 | 0.01 | 4.51
2030 | MISO_W_2_MAPP_CA | MISO_W | MAPP_CA | Internal | Summer | B10 | 1262 | 700 | 700 | 34.63 | 43.99 | 0.01 | 9.34
2030 | MISO_W_2_MAPP_CA | MISO_W | MAPP_CA | Internal | Winter | B16 | 25 | 700 | 0.51 | 51.34 | 51.33 | 0.01 | 0
2030 | MISO_W_2_MAPP_CA | MISO_W | MAPP_CA | Internal | Winter | B17 | 100 | 700 | 700 | 45.34 | 50.49 | 0.01 | 5.14
2030 | MISO_W_2_MAPP_CA | MISO_W | MAPP_CA | Internal | Winter | B18 | 400 | 700 | 700 | 45.29 | 50.49 | 0.01 | 5.19
2030 | MISO_W_2_MAPP_CA | MISO_W | MAPP_CA | Internal | Winter | B19 | 700 | 700 | 700 | 43.87 | 50.49 | 0.01 | 6.61
2030 | MISO_W_2_MAPP_CA | MISO_W | MAPP_CA | Internal | Winter | B20 | 935 | 700 | 700 | 34.28 | 50.49 | 0.01 | 16.21
2030 | MISO_W_2_MAPP_US | MISO_W | MAPP_US | Internal | Shoulder | B11 | 25 | 2300 | 0 | 62.86 | 60.14 | 7 | 0
2030 | MISO_W_2_MAPP_US | MISO_W | MAPP_US | Internal | Shoulder | B12 | 200 | 2300 | 0 | 47.86 | 46.71 | 7 | 0
2030 | MISO_W_2_MAPP_US | MISO_W | MAPP_US | Internal | Shoulder | B13 | 600 | 2300 | 0 | 46.68 | 43.15 | 7 | 0
2030 | MISO_W_2_MAPP_US | MISO_W | MAPP_US | Internal | Shoulder | B14 | 900 | 2300 | 0 | 41.48 | 41.47 | 7 | 0
2030 | MISO_W_2_MAPP_US | MISO_W | MAPP_US | Internal | Shoulder | B15 | 1203 | 2300 | 0 | 34.1 | 39.39 | 7 | 0
2030 | MISO_W_2_MAPP_US | MISO_W | MAPP_US | Internal | Summer | B1 | 10 | 2300 | 0 | 76.61 | 71.44 | 7 | 0
2030 | MISO_W_2_MAPP_US | MISO_W | MAPP_US | Internal | Summer | B2 | 25 | 2300 | 0 | 74.99 | 71.44 | 7 | 0
2030 | MISO_W_2_MAPP_US | MISO_W | MAPP_US | Internal | Summer | B3 | 75 | 2300 | 0 | 74.99 | 71.44 | 7 | 0
2030 | MISO_W_2_MAPP_US | MISO_W | MAPP_US | Internal | Summer | B4 | 100 | 2300 | 0 | 71.89 | 70.02 | 7 | 0
2030 | MISO_W_2_MAPP_US | MISO_W | MAPP_US | Internal | Summer | B5 | 200 | 2300 | 0 | 70.03 | 69.09 | 7 | 0
2030 | MISO_W_2_MAPP_US | MISO_W | MAPP_US | Internal | Summer | B6 | 300 | 2300 | 0 | 56.09 | 56.07 | 7 | 0
2030 | MISO_W_2_MAPP_US | MISO_W | MAPP_US | Internal | Summer | B7 | 400 | 2300 | 0 | 45.98 | 45.85 | 7 | 0
2030 | MISO_W_2_MAPP_US | MISO_W | MAPP_US | Internal | Summer | B8 | 500 | 2300 | 0 | 41.05 | 39.44 | 7 | 0
2030 | MISO_W_2_MAPP_US | MISO_W | MAPP_US | Internal | Summer | B9 | 800 | 2300 | 0 | 39.46 | 39.44 | 7 | 0
2030 | MISO_W_2_MAPP_US | MISO_W | MAPP_US | Internal | Summer | B10 | 1262 | 2300 | 0 | 34.63 | 29.48 | 7 | 0
2030 | MISO_W_2_MAPP_US | MISO_W | MAPP_US | Internal | Winter | B16 | 25 | 2300 | 0 | 51.34 | 49.33 | 7 | 0
2030 | MISO_W_2_MAPP_US | MISO_W | MAPP_US | Internal | Winter | B17 | 100 | 2300 | 0 | 45.34 | 45.33 | 7 | 0
2030 | MISO_W_2_MAPP_US | MISO_W | MAPP_US | Internal | Winter | B18 | 400 | 2300 | 0 | 45.29 | 45.28 | 7 | 0
2030 | MISO_W_2_MAPP_US | MISO_W | MAPP_US | Internal | Winter | B19 | 700 | 2300 | 0 | 43.87 | 45.28 | 7 | 0
2030 | MISO_W_2_MAPP_US | MISO_W | MAPP_US | Internal | Winter | B20 | 935 | 2300 | 0 | 34.28 | 36.38 | 7 | 0
2030 | MISO_W_2_MISO_MO-IL | MISO_W | MISO_MO-IL | Internal | Shoulder | B11 | 25 | 3800 | 3320.8 | 62.86 | 62.88 | 0.01 | 0
2030 | MISO_W_2_MISO_MO-IL | MISO_W | MISO_MO-IL | Internal | Shoulder | B12 | 200 | 3800 | 3048.34 | 47.86 | 47.87 | 0.01 | 0
2030 | MISO_W_2_MISO_MO-IL | MISO_W | MISO_MO-IL | Internal | Shoulder | B13 | 600 | 3800 | 2729.13 | 46.68 | 46.7 | 0.01 | 0
2030 | MISO_W_2_MISO_MO-IL | MISO_W | MISO_MO-IL | Internal | Shoulder | B14 | 900 | 3800 | 3800 | 41.48 | 41.81 | 0.01 | 0.32
2030 | MISO_W_2_MISO_MO-IL | MISO_W | MISO_MO-IL | Internal | Shoulder | B15 | 1203 | 3800 | 3800 | 34.1 | 40.42 | 0.01 | 6.31
2030 | MISO_W_2_MISO_MO-IL | MISO_W | MISO_MO-IL | Internal | Summer | B1 | 10 | 3800 | 3799.97 | 76.61 | 77.75 | 0.01 | 1.12
2030 | MISO_W_2_MISO_MO-IL | MISO_W | MISO_MO-IL | Internal | Summer | B2 | 25 | 3800 | 3246.24 | 74.99 | 75 | 0.01 | 0
2030 | MISO_W_2_MISO_MO-IL | MISO_W | MISO_MO-IL | Internal | Summer | B3 | 75 | 3800 | 2154.31 | 74.99 | 75 | 0.01 | 0
2030 | MISO_W_2_MISO_MO-IL | MISO_W | MISO_MO-IL | Internal | Summer | B4 | 100 | 3800 | 1676.11 | 71.89 | 71.9 | 0.01 | 0
2030 | MISO_W_2_MISO_MO-IL | MISO_W | MISO_MO-IL | Internal | Summer | B5 | 200 | 3800 | 1885.99 | 70.03 | 70.04 | 0.01 | 0
2030 | MISO_W_2_MISO_MO-IL | MISO_W | MISO_MO-IL | Internal | Summer | B6 | 300 | 3800 | 342.13 | 56.09 | 56.1 | 0.01 | 0
2030 | MISO_W_2_MISO_MO-IL | MISO_W | MISO_MO-IL | Internal | Summer | B7 | 400 | 3800 | 1500.71 | 45.98 | 45.99 | 0.01 | 0
2030 | MISO_W_2_MISO_MO-IL | MISO_W | MISO_MO-IL | Internal | Summer | B8 | 500 | 3800 | 2672.79 | 41.05 | 41.06 | 0.01 | 0
2030 | MISO_W_2_MISO_MO-IL | MISO_W | MISO_MO-IL | Internal | Summer | B9 | 800 | 3800 | 3800 | 39.46 | 40.23 | 0.01 | 0.76
2030 | MISO_W_2_MISO_MO-IL | MISO_W | MISO_MO-IL | Internal | Summer | B10 | 1262 | 3800 | 3800 | 34.63 | 38.39 | 0.01 | 3.74
2030 | MISO_W_2_MISO_MO-IL | MISO_W | MISO_MO-IL | Internal | Winter | B16 | 25 | 3800 | 3800 | 51.34 | 58.65 | 0.01 | 7.3
2030 | MISO_W_2_MISO_MO-IL | MISO_W | MISO_MO-IL | Internal | Winter | B17 | 100 | 3800 | 3800 | 45.34 | 46.26 | 0.01 | 0.9
2030 | MISO_W_2_MISO_MO-IL | MISO_W | MISO_MO-IL | Internal | Winter | B18 | 400 | 3800 | 1550.65 | 45.29 | 45.3 | 0.01 | 0
2030 | MISO_W_2_MISO_MO-IL | MISO_W | MISO_MO-IL | Internal | Winter | B19 | 700 | 3800 | 1594.96 | 43.87 | 43.88 | 0.01 | 0
2030 | MISO_W_2_MISO_MO-IL | MISO_W | MISO_MO-IL | Internal | Winter | B20 | 935 | 3800 | 3800 | 34.28 | 40.21 | 0.01 | 5.92
2030 | MISO_W_2_MISO_WUMS | MISO_W | MISO_WUMS | Internal | Shoulder | B11 | 25 | 1629 | 784.54 | 62.86 | 62.88 | 0.01 | 0
2030 | MISO_W_2_MISO_WUMS | MISO_W | MISO_WUMS | Internal | Shoulder | B12 | 200 | 1629 | 1629 | 47.86 | 53.84 | 0.01 | 5.96
2030 | MISO_W_2_MISO_WUMS | MISO_W | MISO_WUMS | Internal | Shoulder | B13 | 600 | 1629 | 1629 | 46.68 | 48.29 | 0.01 | 1.59
2030 | MISO_W_2_MISO_WUMS | MISO_W | MISO_WUMS | Internal | Shoulder | B14 | 900 | 1629 | 1629 | 41.48 | 45.43 | 0.01 | 3.94
2030 | MISO_W_2_MISO_WUMS | MISO_W | MISO_WUMS | Internal | Shoulder | B15 | 1203 | 1629 | 1629 | 34.1 | 41.87 | 0.01 | 7.75
2030 | MISO_W_2_MISO_WUMS | MISO_W | MISO_WUMS | Internal | Summer | B1 | 10 | 1629 | 0.91 | 76.61 | 76.6 | 0.01 | 0
2030 | MISO_W_2_MISO_WUMS | MISO_W | MISO_WUMS | Internal | Summer | B2 | 25 | 1629 | 0 | 74.99 | 71.9 | 0.01 | 0
2030 | MISO_W_2_MISO_WUMS | MISO_W | MISO_WUMS | Internal | Summer | B3 | 75 | 1629 | 0 | 74.99 | 71.9 | 0.01 | 0
2030 | MISO_W_2_MISO_WUMS | MISO_W | MISO_WUMS | Internal | Summer | B4 | 100 | 1629 | 704.31 | 71.89 | 71.9 | 0.01 | 0
2030 | MISO_W_2_MISO_WUMS | MISO_W | MISO_WUMS | Internal | Summer | B5 | 200 | 1629 | 479.75 | 70.03 | 70.04 | 0.01 | 0
2030 | MISO_W_2_MISO_WUMS | MISO_W | MISO_WUMS | Internal | Summer | B6 | 300 | 1629 | 0.09 | 56.09 | 56.09 | 0.01 | 0
2030 | MISO_W_2_MISO_WUMS | MISO_W | MISO_WUMS | Internal | Summer | B7 | 400 | 1629 | 151.73 | 45.98 | 45.99 | 0.01 | 0
2030 | MISO_W_2_MISO_WUMS | MISO_W | MISO_WUMS | Internal | Summer | B8 | 500 | 1629 | 1629 | 41.05 | 43.66 | 0.01 | 2.6
2030 | MISO_W_2_MISO_WUMS | MISO_W | MISO_WUMS | Internal | Summer | B9 | 800 | 1629 | 1629 | 39.46 | 42.08 | 0.01 | 2.61
2030 | MISO_W_2_MISO_WUMS | MISO_W | MISO_WUMS | Internal | Summer | B10 | 1262 | 1629 | 1629 | 34.63 | 40.28 | 0.01 | 5.64
2030 | MISO_W_2_MISO_WUMS | MISO_W | MISO_WUMS | Internal | Winter | B16 | 25 | 1629 | 1629 | 51.34 | 61.05 | 0.01 | 9.7
2030 | MISO_W_2_MISO_WUMS | MISO_W | MISO_WUMS | Internal | Winter | B17 | 100 | 1629 | 1629 | 45.34 | 55.26 | 0.01 | 9.9
2030 | MISO_W_2_MISO_WUMS | MISO_W | MISO_WUMS | Internal | Winter | B18 | 400 | 1629 | 1629 | 45.29 | 48.45 | 0.01 | 3.14
2030 | MISO_W_2_MISO_WUMS | MISO_W | MISO_WUMS | Internal | Winter | B19 | 700 | 1629 | 1629 | 43.87 | 46.86 | 0.01 | 2.98
2030 | MISO_W_2_MISO_WUMS | MISO_W | MISO_WUMS | Internal | Winter | B20 | 935 | 1629 | 1629 | 34.28 | 41.87 | 0.01 | 7.58
2030 | MISO_W_2_NE | MISO_W | NE | Internal | Shoulder | B11 | 25 | 2800 | 0 | 62.86 | 67.14 | 7 | 0
2030 | MISO_W_2_NE | MISO_W | NE | Internal | Shoulder | B12 | 200 | 2800 | 0 | 47.86 | 53.71 | 7 | 0
2030 | MISO_W_2_NE | MISO_W | NE | Internal | Shoulder | B13 | 600 | 2800 | 0 | 46.68 | 50.15 | 7 | 0
2030 | MISO_W_2_NE | MISO_W | NE | Internal | Shoulder | B14 | 900 | 2800 | 0.03 | 41.48 | 48.47 | 7 | 0
2030 | MISO_W_2_NE | MISO_W | NE | Internal | Shoulder | B15 | 1203 | 2800 | 0.02 | 34.1 | 41.09 | 7 | 0
2030 | MISO_W_2_NE | MISO_W | NE | Internal | Summer | B1 | 10 | 2800 | 0 | 76.61 | 78.44 | 7 | 0
2030 | MISO_W_2_NE | MISO_W | NE | Internal | Summer | B2 | 25 | 2800 | 0 | 74.99 | 78.44 | 7 | 0
2030 | MISO_W_2_NE | MISO_W | NE | Internal | Summer | B3 | 75 | 2800 | 0 | 74.99 | 78.44 | 7 | 0
2030 | MISO_W_2_NE | MISO_W | NE | Internal | Summer | B4 | 100 | 2800 | 0 | 71.89 | 77.02 | 7 | 0
2030 | MISO_W_2_NE | MISO_W | NE | Internal | Summer | B5 | 200 | 2800 | 0 | 70.03 | 76.09 | 7 | 0
2030 | MISO_W_2_NE | MISO_W | NE | Internal | Summer | B6 | 300 | 2800 | 0.08 | 56.09 | 63.07 | 7 | 0
2030 | MISO_W_2_NE | MISO_W | NE | Internal | Summer | B7 | 400 | 2800 | 0 | 45.98 | 52.85 | 7 | 0
2030 | MISO_W_2_NE | MISO_W | NE | Internal | Summer | B8 | 500 | 2800 | 0 | 41.05 | 46.44 | 7 | 0
2030 | MISO_W_2_NE | MISO_W | NE | Internal | Summer | B9 | 800 | 2800 | 0.02 | 39.46 | 46.44 | 7 | 0
2030 | MISO_W_2_NE | MISO_W | NE | Internal | Summer | B10 | 1262 | 2800 | 0 | 34.63 | 36.48 | 7 | 0
2030 | MISO_W_2_NE | MISO_W | NE | Internal | Winter | B16 | 25 | 2800 | 0 | 51.34 | 56.33 | 7 | 0
2030 | MISO_W_2_NE | MISO_W | NE | Internal | Winter | B17 | 100 | 2800 | 0.24 | 45.34 | 52.33 | 7 | 0
2030 | MISO_W_2_NE | MISO_W | NE | Internal | Winter | B18 | 400 | 2800 | 0.06 | 45.29 | 52.28 | 7 | 0
2030 | MISO_W_2_NE | MISO_W | NE | Internal | Winter | B19 | 700 | 2800 | 0 | 43.87 | 48.39 | 7 | 0
2030 | MISO_W_2_NE | MISO_W | NE | Internal | Winter | B20 | 935 | 2800 | 0.03 | 34.28 | 41.26 | 7 | 0
2030 | MISO_W_2_PJM_ROR | MISO_W | PJM_ROR | Internal | Shoulder | B11 | 25 | 773 | 0.03 | 62.86 | 64.41 | 2 | 0
2030 | MISO_W_2_PJM_ROR | MISO_W | PJM_ROR | Internal | Shoulder | B12 | 200 | 773 | 773 | 47.86 | 55.84 | 2 | 5.98
2030 | MISO_W_2_PJM_ROR | MISO_W | PJM_ROR | Internal | Shoulder | B13 | 600 | 773 | 773 | 46.68 | 50.29 | 2 | 1.6
2030 | MISO_W_2_PJM_ROR | MISO_W | PJM_ROR | Internal | Shoulder | B14 | 900 | 773 | 773 | 41.48 | 47.43 | 2 | 3.95
2030 | MISO_W_2_PJM_ROR | MISO_W | PJM_ROR | Internal | Shoulder | B15 | 1203 | 773 | 773 | 34.1 | 43.69 | 2 | 7.59
2030 | MISO_W_2_PJM_ROR | MISO_W | PJM_ROR | Internal | Summer | B1 | 10 | 773 | 772.98 | 76.61 | 79.75 | 2 | 1.14
2030 | MISO_W_2_PJM_ROR | MISO_W | PJM_ROR | Internal | Summer | B2 | 25 | 773 | 772.04 | 74.99 | 77 | 2 | 0.01
2030 | MISO_W_2_PJM_ROR | MISO_W | PJM_ROR | Internal | Summer | B3 | 75 | 773 | 0 | 74.99 | 73.8 | 2 | 0
2030 | MISO_W_2_PJM_ROR | MISO_W | PJM_ROR | Internal | Summer | B4 | 100 | 773 | 0 | 71.89 | 72.62 | 2 | 0
2030 | MISO_W_2_PJM_ROR | MISO_W | PJM_ROR | Internal | Summer | B5 | 200 | 773 | 0 | 70.03 | 68.64 | 2 | 0
2030 | MISO_W_2_PJM_ROR | MISO_W | PJM_ROR | Internal | Summer | B6 | 300 | 773 | 465.46 | 56.09 | 58.09 | 2 | 0
2030 | MISO_W_2_PJM_ROR | MISO_W | PJM_ROR | Internal | Summer | B7 | 400 | 773 | 772.94 | 45.98 | 47.99 | 2 | 0.01
2030 | MISO_W_2_PJM_ROR | MISO_W | PJM_ROR | Internal | Summer | B8 | 500 | 773 | 773 | 41.05 | 44.82 | 2 | 1.77
2030 | MISO_W_2_PJM_ROR | MISO_W | PJM_ROR | Internal | Summer | B9 | 800 | 773 | 773 | 39.46 | 42.59 | 2 | 1.13
2030 | MISO_W_2_PJM_ROR | MISO_W | PJM_ROR | Internal | Summer | B10 | 1262 | 773 | 773 | 34.63 | 40.39 | 2 | 3.76
2030 | MISO_W_2_PJM_ROR | MISO_W | PJM_ROR | Internal | Winter | B16 | 25 | 773 | 773 | 51.34 | 63.05 | 2 | 9.71
2030 | MISO_W_2_PJM_ROR | MISO_W | PJM_ROR | Internal | Winter | B17 | 100 | 773 | 773 | 45.34 | 57.26 | 2 | 9.92
2030 | MISO_W_2_PJM_ROR | MISO_W | PJM_ROR | Internal | Winter | B18 | 400 | 773 | 773 | 45.29 | 51.35 | 2 | 4.06
2030 | MISO_W_2_PJM_ROR | MISO_W | PJM_ROR | Internal | Winter | B19 | 700 | 773 | 773 | 43.87 | 48.86 | 2 | 2.99
2030 | MISO_W_2_PJM_ROR | MISO_W | PJM_ROR | Internal | Winter | B20 | 935 | 773 | 773 | 34.28 | 43.13 | 2 | 6.86
2030 | MISO_W_2_SPP_N | MISO_W | SPP_N | Internal | Shoulder | B11 | 25 | 3200 | 2051.88 | 62.86 | 69.86 | 7 | 0
2030 | MISO_W_2_SPP_N | MISO_W | SPP_N | Internal | Shoulder | B12 | 200 | 3200 | 0 | 47.86 | 53.72 | 7 | 0
2030 | MISO_W_2_SPP_N | MISO_W | SPP_N | Internal | Shoulder | B13 | 600 | 3200 | 0 | 46.68 | 50.16 | 7 | 0
2030 | MISO_W_2_SPP_N | MISO_W | SPP_N | Internal | Shoulder | B14 | 900 | 3200 | 1077.23 | 41.48 | 48.48 | 7 | 0
2030 | MISO_W_2_SPP_N | MISO_W | SPP_N | Internal | Shoulder | B15 | 1203 | 3200 | 2236.89 | 34.1 | 41.1 | 7 | 0
2030 | MISO_W_2_SPP_N | MISO_W | SPP_N | Internal | Summer | B1 | 10 | 3200 | 0 | 76.61 | 79.41 | 7 | 0
2030 | MISO_W_2_SPP_N | MISO_W | SPP_N | Internal | Summer | B2 | 25 | 3200 | 0 | 74.99 | 79.41 | 7 | 0
2030 | MISO_W_2_SPP_N | MISO_W | SPP_N | Internal | Summer | B3 | 75 | 3200 | 0 | 74.99 | 78.45 | 7 | 0
2030 | MISO_W_2_SPP_N | MISO_W | SPP_N | Internal | Summer | B4 | 100 | 3200 | 0 | 71.89 | 77.03 | 7 | 0
2030 | MISO_W_2_SPP_N | MISO_W | SPP_N | Internal | Summer | B5 | 200 | 3200 | 431.46 | 70.03 | 77.03 | 7 | 0
2030 | MISO_W_2_SPP_N | MISO_W | SPP_N | Internal | Summer | B6 | 300 | 3200 | 3108.15 | 56.09 | 63.09 | 7 | 0
2030 | MISO_W_2_SPP_N | MISO_W | SPP_N | Internal | Summer | B7 | 400 | 3200 | 722.67 | 45.98 | 52.98 | 7 | 0
2030 | MISO_W_2_SPP_N | MISO_W | SPP_N | Internal | Summer | B8 | 500 | 3200 | 0 | 41.05 | 47.72 | 7 | 0
2030 | MISO_W_2_SPP_N | MISO_W | SPP_N | Internal | Summer | B9 | 800 | 3200 | 0.04 | 39.46 | 46.45 | 7 | 0
2030 | MISO_W_2_SPP_N | MISO_W | SPP_N | Internal | Summer | B10 | 1262 | 3200 | 2710.21 | 34.63 | 41.63 | 7 | 0
2030 | MISO_W_2_SPP_N | MISO_W | SPP_N | Internal | Winter | B16 | 25 | 3200 | 2785.06 | 51.34 | 58.34 | 7 | 0
2030 | MISO_W_2_SPP_N | MISO_W | SPP_N | Internal | Winter | B17 | 100 | 3200 | 662.18 | 45.34 | 52.34 | 7 | 0
2030 | MISO_W_2_SPP_N | MISO_W | SPP_N | Internal | Winter | B18 | 400 | 3200 | 219.49 | 45.29 | 52.29 | 7 | 0
2030 | MISO_W_2_SPP_N | MISO_W | SPP_N | Internal | Winter | B19 | 700 | 3200 | 0 | 43.87 | 48.4 | 7 | 0
2030 | MISO_W_2_SPP_N | MISO_W | SPP_N | Internal | Winter | B20 | 935 | 3200 | 701.68 | 34.28 | 41.28 | 7 | 0
2030 | MISO_WUMS_2_MISO_MI | MISO_WUMS | MISO_MI | Internal | Shoulder | B11 | 25 | 99 | 0.98 | 62.88 | 62.87 | 0.01 | 0
2030 | MISO_WUMS_2_MISO_MI | MISO_WUMS | MISO_MI | Internal | Shoulder | B12 | 200 | 99 | 99 | 53.84 | 55.53 | 0.01 | 1.68
2030 | MISO_WUMS_2_MISO_MI | MISO_WUMS | MISO_MI | Internal | Shoulder | B13 | 600 | 99 | 48.42 | 48.29 | 48.3 | 0.01 | 0
2030 | MISO_WUMS_2_MISO_MI | MISO_WUMS | MISO_MI | Internal | Shoulder | B14 | 900 | 99 | 99 | 45.43 | 47.15 | 0.01 | 1.71
2030 | MISO_WUMS_2_MISO_MI | MISO_WUMS | MISO_MI | Internal | Shoulder | B15 | 1203 | 99 | 99 | 41.87 | 44.31 | 0.01 | 2.42
2030 | MISO_WUMS_2_MISO_MI | MISO_WUMS | MISO_MI | Internal | Summer | B1 | 10 | 99 | 98.98 | 76.6 | 77.75 | 0.01 | 1.14
2030 | MISO_WUMS_2_MISO_MI | MISO_WUMS | MISO_MI | Internal | Summer | B2 | 25 | 99 | 99 | 71.9 | 76.8 | 0.01 | 4.88
2030 | MISO_WUMS_2_MISO_MI | MISO_WUMS | MISO_MI | Internal | Summer | B3 | 75 | 99 | 99 | 71.9 | 75 | 0.01 | 3.08
2030 | MISO_WUMS_2_MISO_MI | MISO_WUMS | MISO_MI | Internal | Summer | B4 | 100 | 99 | 0 | 71.9 | 71.56 | 0.01 | 0
2030 | MISO_WUMS_2_MISO_MI | MISO_WUMS | MISO_MI | Internal | Summer | B5 | 200 | 99 | 0.12 | 70.04 | 70.04 | 0.01 | 0
2030 | MISO_WUMS_2_MISO_MI | MISO_WUMS | MISO_MI | Internal | Summer | B6 | 300 | 99 | 19.18 | 56.09 | 56.1 | 0.01 | 0
2030 | MISO_WUMS_2_MISO_MI | MISO_WUMS | MISO_MI | Internal | Summer | B7 | 400 | 99 | 99 | 45.99 | 47.07 | 0.01 | 1.06
2030 | MISO_WUMS_2_MISO_MI | MISO_WUMS | MISO_MI | Internal | Summer | B8 | 500 | 99 | 99 | 43.66 | 44.12 | 0.01 | 0.45
2030 | MISO_WUMS_2_MISO_MI | MISO_WUMS | MISO_MI | Internal | Summer | B9 | 800 | 99 | 99 | 42.08 | 42.82 | 0.01 | 0.72
2030 | MISO_WUMS_2_MISO_MI | MISO_WUMS | MISO_MI | Internal | Summer | B10 | 1262 | 99 | 35.73 | 40.28 | 40.29 | 0.01 | 0
2030 | MISO_WUMS_2_MISO_MI | MISO_WUMS | MISO_MI | Internal | Winter | B16 | 25 | 99 | 99 | 61.05 | 65.04 | 0.01 | 3.98
2030 | MISO_WUMS_2_MISO_MI | MISO_WUMS | MISO_MI | Internal | Winter | B17 | 100 | 99 | 99 | 55.26 | 58.47 | 0.01 | 3.2
2030 | MISO_WUMS_2_MISO_MI | MISO_WUMS | MISO_MI | Internal | Winter | B18 | 400 | 99 | 99 | 48.45 | 51.51 | 0.01 | 3.05
2030 | MISO_WUMS_2_MISO_MI | MISO_WUMS | MISO_MI | Internal | Winter | B19 | 700 | 99 | 99 | 46.86 | 48.49 | 0.01 | 1.61
2030 | MISO_WUMS_2_MISO_MI | MISO_WUMS | MISO_MI | Internal | Winter | B20 | 935 | 99 | 99 | 41.87 | 42.07 | 0.01 | 0.19
2030 | MISO_WUMS_2_MISO_W | MISO_WUMS | MISO_W | Internal | Shoulder | B11 | 25 | 1137 | 0.48 | 62.88 | 62.86 | 0.01 | 0
2030 | MISO_WUMS_2_MISO_W | MISO_WUMS | MISO_W | Internal | Shoulder | B12 | 200 | 1137 | 0 | 53.84 | 47.86 | 0.01 | 0
2030 | MISO_WUMS_2_MISO_W | MISO_WUMS | MISO_W | Internal | Shoulder | B13 | 600 | 1137 | 0 | 48.29 | 46.68 | 0.01 | 0
2030 | MISO_WUMS_2_MISO_W | MISO_WUMS | MISO_W | Internal | Shoulder | B14 | 900 | 1137 | 0 | 45.43 | 41.48 | 0.01 | 0
2030 | MISO_WUMS_2_MISO_W | MISO_WUMS | MISO_W | Internal | Shoulder | B15 | 1203 | 1137 | 0 | 41.87 | 34.1 | 0.01 | 0
2030 | MISO_WUMS_2_MISO_W | MISO_WUMS | MISO_W | Internal | Summer | B1 | 10 | 1137 | 1088.99 | 76.6 | 76.61 | 0.01 | 0
2030 | MISO_WUMS_2_MISO_W | MISO_WUMS | MISO_W | Internal | Summer | B2 | 25 | 1137 | 1137 | 71.9 | 74.99 | 0.01 | 3.07
2030 | MISO_WUMS_2_MISO_W | MISO_WUMS | MISO_W | Internal | Summer | B3 | 75 | 1137 | 1137 | 71.9 | 74.99 | 0.01 | 3.07
2030 | MISO_WUMS_2_MISO_W | MISO_WUMS | MISO_W | Internal | Summer | B4 | 100 | 1137 | 0.12 | 71.9 | 71.89 | 0.01 | 0
2030 | MISO_WUMS_2_MISO_W | MISO_WUMS | MISO_W | Internal | Summer | B5 | 200 | 1137 | 0.06 | 70.04 | 70.03 | 0.01 | 0
2030 | MISO_WUMS_2_MISO_W | MISO_WUMS | MISO_W | Internal | Summer | B6 | 300 | 1137 | 0.08 | 56.09 | 56.09 | 0.01 | 0
2030 | MISO_WUMS_2_MISO_W | MISO_WUMS | MISO_W | Internal | Summer | B7 | 400 | 1137 | 0.03 | 45.99 | 45.98 | 0.01 | 0
2030 | MISO_WUMS_2_MISO_W | MISO_WUMS | MISO_W | Internal | Summer | B8 | 500 | 1137 | 0 | 43.66 | 41.05 | 0.01 | 0
2030 | MISO_WUMS_2_MISO_W | MISO_WUMS | MISO_W | Internal | Summer | B9 | 800 | 1137 | 0 | 42.08 | 39.46 | 0.01 | 0
2030 | MISO_WUMS_2_MISO_W | MISO_WUMS | MISO_W | Internal | Summer | B10 | 1262 | 1137 | 0 | 40.28 | 34.63 | 0.01 | 0
2030 | MISO_WUMS_2_MISO_W | MISO_WUMS | MISO_W | Internal | Winter | B16 | 25 | 1137 | 0 | 61.05 | 51.34 | 0.01 | 0
2030 | MISO_WUMS_2_MISO_W | MISO_WUMS | MISO_W | Internal | Winter | B17 | 100 | 1137 | 0 | 55.26 | 45.34 | 0.01 | 0
2030 | MISO_WUMS_2_MISO_W | MISO_WUMS | MISO_W | Internal | Winter | B18 | 400 | 1137 | 0 | 48.45 | 45.29 | 0.01 | 0
2030 | MISO_WUMS_2_MISO_W | MISO_WUMS | MISO_W | Internal | Winter | B19 | 700 | 1137 | 0 | 46.86 | 43.87 | 0.01 | 0
2030 | MISO_WUMS_2_MISO_W | MISO_WUMS | MISO_W | Internal | Winter | B20 | 935 | 1137 | 0 | 41.87 | 34.28 | 0.01 | 0
2030 | MISO_WUMS_2_PJM_ROR | MISO_WUMS | PJM_ROR | Internal | Shoulder | B11 | 25 | 1600 | 0.02 | 62.88 | 64.41 | 2 | 0
2030 | MISO_WUMS_2_PJM_ROR | MISO_WUMS | PJM_ROR | Internal | Shoulder | B12 | 200 | 1600 | 921.48 | 53.84 | 55.84 | 2 | 0
2030 | MISO_WUMS_2_PJM_ROR | MISO_WUMS | PJM_ROR | Internal | Shoulder | B13 | 600 | 1600 | 1068.99 | 48.29 | 50.29 | 2 | 0
2030 | MISO_WUMS_2_PJM_ROR | MISO_WUMS | PJM_ROR | Internal | Shoulder | B14 | 900 | 1600 | 1523.76 | 45.43 | 47.43 | 2 | 0
2030 | MISO_WUMS_2_PJM_ROR | MISO_WUMS | PJM_ROR | Internal | Shoulder | B15 | 1203 | 1600 | 0 | 41.87 | 43.69 | 2 | 0
2030 | MISO_WUMS_2_PJM_ROR | MISO_WUMS | PJM_ROR | Internal | Summer | B1 | 10 | 1600 | 1599.98 | 76.6 | 79.75 | 2 | 1.15
2030 | MISO_WUMS_2_PJM_ROR | MISO_WUMS | PJM_ROR | Internal | Summer | B2 | 25 | 1600 | 1600 | 71.9 | 77 | 2 | 3.1
2030 | MISO_WUMS_2_PJM_ROR | MISO_WUMS | PJM_ROR | Internal | Summer | B3 | 75 | 1600 | 0.04 | 71.9 | 73.8 | 2 | 0
2030 | MISO_WUMS_2_PJM_ROR | MISO_WUMS | PJM_ROR | Internal | Summer | B4 | 100 | 1600 | 0 | 71.9 | 72.62 | 2 | 0
2030 | MISO_WUMS_2_PJM_ROR | MISO_WUMS | PJM_ROR | Internal | Summer | B5 | 200 | 1600 | 0 | 70.04 | 68.64 | 2 | 0
2030 | MISO_WUMS_2_PJM_ROR | MISO_WUMS | PJM_ROR | Internal | Summer | B6 | 300 | 1600 | 80.15 | 56.09 | 58.09 | 2 | 0
2030 | MISO_WUMS_2_PJM_ROR | MISO_WUMS | PJM_ROR | Internal | Summer | B7 | 400 | 1600 | 439.71 | 45.99 | 47.99 | 2 | 0
2030 | MISO_WUMS_2_PJM_ROR | MISO_WUMS | PJM_ROR | Internal | Summer | B8 | 500 | 1600 | 0 | 43.66 | 44.82 | 2 | 0
2030 | MISO_WUMS_2_PJM_ROR | MISO_WUMS | PJM_ROR | Internal | Summer | B9 | 800 | 1600 | 0 | 42.08 | 42.59 | 2 | 0
2030 | MISO_WUMS_2_PJM_ROR | MISO_WUMS | PJM_ROR | Internal | Summer | B10 | 1262 | 1600 | 0 | 40.28 | 40.39 | 2 | 0
2030 | MISO_WUMS_2_PJM_ROR | MISO_WUMS | PJM_ROR | Internal | Winter | B16 | 25 | 1600 | 1055.83 | 61.05 | 63.05 | 2 | 0
2030 | MISO_WUMS_2_PJM_ROR | MISO_WUMS | PJM_ROR | Internal | Winter | B17 | 100 | 1600 | 1426.51 | 55.26 | 57.26 | 2 | 0
2030 | MISO_WUMS_2_PJM_ROR | MISO_WUMS | PJM_ROR | Internal | Winter | B18 | 400 | 1600 | 1600 | 48.45 | 51.35 | 2 | 0.9
2030 | MISO_WUMS_2_PJM_ROR | MISO_WUMS | PJM_ROR | Internal | Winter | B19 | 700 | 1600 | 288.41 | 46.86 | 48.86 | 2 | 0
2030 | MISO_WUMS_2_PJM_ROR | MISO_WUMS | PJM_ROR | Internal | Winter | B20 | 935 | 1600 | 0 | 41.87 | 43.13 | 2 | 0
2030 | NE_2_MAPP_US | NE | MAPP_US | Internal | Shoulder | B11 | 25 | 1600 | 0 | 67.14 | 60.14 | 5 | 0
2030 | NE_2_MAPP_US | NE | MAPP_US | Internal | Shoulder | B12 | 200 | 1600 | 0 | 53.71 | 46.71 | 5 | 0
2030 | NE_2_MAPP_US | NE | MAPP_US | Internal | Shoulder | B13 | 600 | 1600 | 0 | 50.15 | 43.15 | 5 | 0
2030 | NE_2_MAPP_US | NE | MAPP_US | Internal | Shoulder | B14 | 900 | 1600 | 0 | 48.47 | 41.47 | 5 | 0
2030 | NE_2_MAPP_US | NE | MAPP_US | Internal | Shoulder | B15 | 1203 | 1600 | 0 | 41.09 | 39.39 | 5 | 0
2030 | NE_2_MAPP_US | NE | MAPP_US | Internal | Summer | B1 | 10 | 1600 | 0 | 78.44 | 71.44 | 5 | 0
2030 | NE_2_MAPP_US | NE | MAPP_US | Internal | Summer | B2 | 25 | 1600 | 0 | 78.44 | 71.44 | 5 | 0
2030 | NE_2_MAPP_US | NE | MAPP_US | Internal | Summer | B3 | 75 | 1600 | 0 | 78.44 | 71.44 | 5 | 0
2030 | NE_2_MAPP_US | NE | MAPP_US | Internal | Summer | B4 | 100 | 1600 | 0 | 77.02 | 70.02 | 5 | 0
2030 | NE_2_MAPP_US | NE | MAPP_US | Internal | Summer | B5 | 200 | 1600 | 0 | 76.09 | 69.09 | 5 | 0
2030 | NE_2_MAPP_US | NE | MAPP_US | Internal | Summer | B6 | 300 | 1600 | 0 | 63.07 | 56.07 | 5 | 0
2030 | NE_2_MAPP_US | NE | MAPP_US | Internal | Summer | B7 | 400 | 1600 | 0 | 52.85 | 45.85 | 5 | 0
2030 | NE_2_MAPP_US | NE | MAPP_US | Internal | Summer | B8 | 500 | 1600 | 0 | 46.44 | 39.44 | 5 | 0
2030 | NE_2_MAPP_US | NE | MAPP_US | Internal | Summer | B9 | 800 | 1600 | 0 | 46.44 | 39.44 | 5 | 0
2030 | NE_2_MAPP_US | NE | MAPP_US | Internal | Summer | B10 | 1262 | 1600 | 0 | 36.48 | 29.48 | 5 | 0
2030 | NE_2_MAPP_US | NE | MAPP_US | Internal | Winter | B16 | 25 | 1600 | 0 | 56.33 | 49.33 | 5 | 0
2030 | NE_2_MAPP_US | NE | MAPP_US | Internal | Winter | B17 | 100 | 1600 | 0 | 52.33 | 45.33 | 5 | 0
2030 | NE_2_MAPP_US | NE | MAPP_US | Internal | Winter | B18 | 400 | 1600 | 0 | 52.28 | 45.28 | 5 | 0
2030 | NE_2_MAPP_US | NE | MAPP_US | Internal | Winter | B19 | 700 | 1600 | 0 | 48.39 | 45.28 | 5 | 0
2030 | NE_2_MAPP_US | NE | MAPP_US | Internal | Winter | B20 | 935 | 1600 | 0 | 41.26 | 36.38 | 5 | 0
2030 | NE_2_MISO_W | NE | MISO_W | Internal | Shoulder | B11 | 25 | 1600 | 0 | 67.14 | 62.86 | 5 | 0
2030 | NE_2_MISO_W | NE | MISO_W | Internal | Shoulder | B12 | 200 | 1600 | 0 | 53.71 | 47.86 | 5 | 0
2030 | NE_2_MISO_W | NE | MISO_W | Internal | Shoulder | B13 | 600 | 1600 | 0 | 50.15 | 46.68 | 5 | 0
2030 | NE_2_MISO_W | NE | MISO_W | Internal | Shoulder | B14 | 900 | 1600 | 0 | 48.47 | 41.48 | 5 | 0
2030 | NE_2_MISO_W | NE | MISO_W | Internal | Shoulder | B15 | 1203 | 1600 | 0 | 41.09 | 34.1 | 5 | 0
2030 | NE_2_MISO_W | NE | MISO_W | Internal | Summer | B1 | 10 | 1600 | 0 | 78.44 | 76.61 | 5 | 0
2030 | NE_2_MISO_W | NE | MISO_W | Internal | Summer | B2 | 25 | 1600 | 0 | 78.44 | 74.99 | 5 | 0
2030 | NE_2_MISO_W | NE | MISO_W | Internal | Summer | B3 | 75 | 1600 | 0 | 78.44 | 74.99 | 5 | 0
2030 | NE_2_MISO_W | NE | MISO_W | Internal | Summer | B4 | 100 | 1600 | 0 | 77.02 | 71.89 | 5 | 0
2030 | NE_2_MISO_W | NE | MISO_W | Internal | Summer | B5 | 200 | 1600 | 0 | 76.09 | 70.03 | 5 | 0
2030 | NE_2_MISO_W | NE | MISO_W | Internal | Summer | B6 | 300 | 1600 | 0 | 63.07 | 56.09 | 5 | 0
2030 | NE_2_MISO_W | NE | MISO_W | Internal | Summer | B7 | 400 | 1600 | 0 | 52.85 | 45.98 | 5 | 0
2030 | NE_2_MISO_W | NE | MISO_W | Internal | Summer | B8 | 500 | 1600 | 0 | 46.44 | 41.05 | 5 | 0
2030 | NE_2_MISO_W | NE | MISO_W | Internal | Summer | B9 | 800 | 1600 | 0 | 46.44 | 39.46 | 5 | 0
2030 | NE_2_MISO_W | NE | MISO_W | Internal | Summer | B10 | 1262 | 1600 | 0 | 36.48 | 34.63 | 5 | 0
2030 | NE_2_MISO_W | NE | MISO_W | Internal | Winter | B16 | 25 | 1600 | 0 | 56.33 | 51.34 | 5 | 0
2030 | NE_2_MISO_W | NE | MISO_W | Internal | Winter | B17 | 100 | 1600 | 0 | 52.33 | 45.34 | 5 | 0
2030 | NE_2_MISO_W | NE | MISO_W | Internal | Winter | B18 | 400 | 1600 | 0 | 52.28 | 45.29 | 5 | 0
2030 | NE_2_MISO_W | NE | MISO_W | Internal | Winter | B19 | 700 | 1600 | 0 | 48.39 | 43.87 | 5 | 0
2030 | NE_2_MISO_W | NE | MISO_W | Internal | Winter | B20 | 935 | 1600 | 0 | 41.26 | 34.28 | 5 | 0
2030 | NE_2_SPP_N | NE | SPP_N | Internal | Shoulder | B11 | 25 | 1800 | 1800 | 67.14 | 69.86 | 0.01 | 2.71
2030 | NE_2_SPP_N | NE | SPP_N | Internal | Shoulder | B12 | 200 | 1800 | 1138.76 | 53.71 | 53.72 | 0.01 | 0
2030 | NE_2_SPP_N | NE | SPP_N | Internal | Shoulder | B13 | 600 | 1800 | 936.29 | 50.15 | 50.16 | 0.01 | 0
2030 | NE_2_SPP_N | NE | SPP_N | Internal | Shoulder | B14 | 900 | 1800 | 165.87 | 48.47 | 48.48 | 0.01 | 0
2030 | NE_2_SPP_N | NE | SPP_N | Internal | Shoulder | B15 | 1203 | 1800 | 836.35 | 41.09 | 41.1 | 0.01 | 0
2030 | NE_2_SPP_N | NE | SPP_N | Internal | Summer | B1 | 10 | 1800 | 1799.97 | 78.44 | 79.41 | 0.01 | 0.96
2030 | NE_2_SPP_N | NE | SPP_N | Internal | Summer | B2 | 25 | 1800 | 1799.99 | 78.44 | 79.41 | 0.01 | 0.96
2030 | NE_2_SPP_N | NE | SPP_N | Internal | Summer | B3 | 75 | 1800 | 1645.96 | 78.44 | 78.45 | 0.01 | 0
2030 | NE_2_SPP_N | NE | SPP_N | Internal | Summer | B4 | 100 | 1800 | 1692.61 | 77.02 | 77.03 | 0.01 | 0
2030 | NE_2_SPP_N | NE | SPP_N | Internal | Summer | B5 | 200 | 1800 | 1800 | 76.09 | 77.03 | 0.01 | 0.93
2030 | NE_2_SPP_N | NE | SPP_N | Internal | Summer | B6 | 300 | 1800 | 1496.78 | 63.07 | 63.09 | 0.01 | 0
2030 | NE_2_SPP_N | NE | SPP_N | Internal | Summer | B7 | 400 | 1800 | 1799.99 | 52.85 | 52.98 | 0.01 | 0.12
2030 | NE_2_SPP_N | NE | SPP_N | Internal | Summer | B8 | 500 | 1800 | 1800 | 46.44 | 47.72 | 0.01 | 1.27
2030 | NE_2_SPP_N | NE | SPP_N | Internal | Summer | B9 | 800 | 1800 | 1571.57 | 46.44 | 46.45 | 0.01 | 0
2030 | NE_2_SPP_N | NE | SPP_N | Internal | Summer | B10 | 1262 | 1800 | 1800 | 36.48 | 41.63 | 0.01 | 5.15
2030 | NE_2_SPP_N | NE | SPP_N | Internal | Winter | B16 | 25 | 1800 | 1799.99 | 56.33 | 58.34 | 0.01 | 2
2030 | NE_2_SPP_N | NE | SPP_N | Internal | Winter | B17 | 100 | 1800 | 1442.25 | 52.33 | 52.34 | 0.01 | 0
2030 | NE_2_SPP_N | NE | SPP_N | Internal | Winter | B18 | 400 | 1800 | 1416.77 | 52.28 | 52.29 | 0.01 | 0
2030 | NE_2_SPP_N | NE | SPP_N | Internal | Winter | B19 | 700 | 1800 | 950.79 | 48.39 | 48.4 | 0.01 | 0
2030 | NE_2_SPP_N | NE | SPP_N | Internal | Winter | B20 | 935 | 1800 | 1749.25 | 41.26 | 41.28 | 0.01 | 0
2030 | NEISO_2_NYISO_A-F | NEISO | NYISO_A-F | Internal | Shoulder | B11 | 25 | 600 | 600 | 44.17 | 51.8 | 3 | 4.63
2030 | NEISO_2_NYISO_A-F | NEISO | NYISO_A-F | Internal | Shoulder | B12 | 200 | 600 | 600 | 44.17 | 47.85 | 3 | 0.68
2030 | NEISO_2_NYISO_A-F | NEISO | NYISO_A-F | Internal | Shoulder | B13 | 600 | 600 | 599.99 | 44.17 | 47.21 | 3 | 0.05
2030 | NEISO_2_NYISO_A-F | NEISO | NYISO_A-F | Internal | Shoulder | B14 | 900 | 600 | 231.39 | 44.17 | 47.17 | 3 | 0
2030 | NEISO_2_NYISO_A-F | NEISO | NYISO_A-F | Internal | Shoulder | B15 | 1203 | 600 | 0.02 | 44.17 | 47.15 | 3 | 0
2030 | NEISO_2_NYISO_A-F | NEISO | NYISO_A-F | Internal | Summer | B1 | 10 | 600 | 0 | 76.93 | 71.76 | 3 | 0
2030 | NEISO_2_NYISO_A-F | NEISO | NYISO_A-F | Internal | Summer | B2 | 25 | 600 | 0 | 67.63 | 69.01 | 3 | 0
2030 | NEISO_2_NYISO_A-F | NEISO | NYISO_A-F | Internal | Summer | B3 | 75 | 600 | 235.28 | 62.76 | 65.76 | 3 | 0
2030 | NEISO_2_NYISO_A-F | NEISO | NYISO_A-F | Internal | Summer | B4 | 100 | 600 | 600 | 56.8 | 61.81 | 3 | 2.01
2030 | NEISO_2_NYISO_A-F | NEISO | NYISO_A-F | Internal | Summer | B5 | 200 | 600 | 600 | 40.82 | 54.54 | 3 | 10.72
2030 | NEISO_2_NYISO_A-F | NEISO | NYISO_A-F | Internal | Summer | B6 | 300 | 600 | 600 | 40.82 | 52.17 | 3 | 8.35
2030 | NEISO_2_NYISO_A-F | NEISO | NYISO_A-F | Internal | Summer | B7 | 400 | 600 | 600 | 40.82 | 47.07 | 3 | 3.25
2030 | NEISO_2_NYISO_A-F | NEISO | NYISO_A-F | Internal | Summer | B8 | 500 | 600 | 600 | 40.82 | 45.88 | 3 | 2.07
2030 | NEISO_2_NYISO_A-F | NEISO | NYISO_A-F | Internal | Summer | B9 | 800 | 600 | 600 | 40.82 | 44.58 | 3 | 0.76
2030 | NEISO_2_NYISO_A-F | NEISO | NYISO_A-F | Internal | Summer | B10 | 1262 | 600 | 600 | 40.82 | 44.58 | 3 | 0.76
2030 | NEISO_2_NYISO_A-F | NEISO | NYISO_A-F | Internal | Winter | B16 | 25 | 600 | 0 | 54.51 | 55.06 | 3 | 0
2030 | NEISO_2_NYISO_A-F | NEISO | NYISO_A-F | Internal | Winter | B17 | 100 | 600 | 0 | 54.51 | 51.6 | 3 | 0
2030 | NEISO_2_NYISO_A-F | NEISO | NYISO_A-F | Internal | Winter | B18 | 400 | 600 | 0 | 54.51 | 51.51 | 3 | 0
2030 | NEISO_2_NYISO_A-F | NEISO | NYISO_A-F | Internal | Winter | B19 | 700 | 600 | 0 | 54.51 | 51.51 | 3 | 0
2030 | NEISO_2_NYISO_A-F | NEISO | NYISO_A-F | Internal | Winter | B20 | 935 | 600 | 0 | 54.51 | 51.51 | 3 | 0
2030 | NEISO_2_NYISO_G-I | NEISO | NYISO_G-I | Internal | Shoulder | B11 | 25 | 600 | 600 | 44.17 | 63.3 | 3 | 16.13
2030 | NEISO_2_NYISO_G-I | NEISO | NYISO_G-I | Internal | Shoulder | B12 | 200 | 600 | 600 | 44.17 | 47.86 | 3 | 0.69
2030 | NEISO_2_NYISO_G-I | NEISO | NYISO_G-I | Internal | Shoulder | B13 | 600 | 600 | 600 | 44.17 | 47.51 | 3 | 0.34
2030 | NEISO_2_NYISO_G-I | NEISO | NYISO_G-I | Internal | Shoulder | B14 | 900 | 600 | 599.97 | 44.17 | 47.18 | 3 | 0.01
2030 | NEISO_2_NYISO_G-I | NEISO | NYISO_G-I | Internal | Shoulder | B15 | 1203 | 600 | 469.94 | 44.17 | 47.17 | 3 | 0
2030 | NEISO_2_NYISO_G-I | NEISO | NYISO_G-I | Internal | Summer | B1 | 10 | 600 | 388.96 | 76.93 | 79.93 | 3 | 0
2030 | NEISO_2_NYISO_G-I | NEISO | NYISO_G-I | Internal | Summer | B2 | 25 | 600 | 0.86 | 67.63 | 70.61 | 3 | 0
2030 | NEISO_2_NYISO_G-I | NEISO | NYISO_G-I | Internal | Summer | B3 | 75 | 600 | 599.68 | 62.76 | 65.78 | 3 | 0.01
2030 | NEISO_2_NYISO_G-I | NEISO | NYISO_G-I | Internal | Summer | B4 | 100 | 600 | 600 | 56.8 | 61.91 | 3 | 2.11
2030 | NEISO_2_NYISO_G-I | NEISO | NYISO_G-I | Internal | Summer | B5 | 200 | 600 | 600 | 40.82 | 58.33 | 3 | 14.51
2030 | NEISO_2_NYISO_G-I | NEISO | NYISO_G-I | Internal | Summer | B6 | 300 | 600 | 600 | 40.82 | 58.33 | 3 | 14.51
2030 | NEISO_2_NYISO_G-I | NEISO | NYISO_G-I | Internal | Summer | B7 | 400 | 600 | 600 | 40.82 | 47.08 | 3 | 3.26
2030 | NEISO_2_NYISO_G-I | NEISO | NYISO_G-I | Internal | Summer | B8 | 500 | 600 | 600 | 40.82 | 45.89 | 3 | 2.08
2030 | NEISO_2_NYISO_G-I | NEISO | NYISO_G-I | Internal | Summer | B9 | 800 | 600 | 600 | 40.82 | 44.59 | 3 | 0.77
2030 | NEISO_2_NYISO_G-I | NEISO | NYISO_G-I | Internal | Summer | B10 | 1262 | 600 | 600 | 40.82 | 44.59 | 3 | 0.77
2030 | NEISO_2_NYISO_G-I | NEISO | NYISO_G-I | Internal | Winter | B16 | 25 | 600 | 600 | 54.51 | 69.07 | 3 | 11.56
2030 | NEISO_2_NYISO_G-I | NEISO | NYISO_G-I | Internal | Winter | B17 | 100 | 600 | 600 | 54.51 | 60.4 | 3 | 2.89
2030 | NEISO_2_NYISO_G-I | NEISO | NYISO_G-I | Internal | Winter | B18 | 400 | 600 | 600 | 54.51 | 58.14 | 3 | 0.63
2030 | NEISO_2_NYISO_G-I | NEISO | NYISO_G-I | Internal | Winter | B19 | 700 | 600 | 0 | 54.51 | 55.24 | 3 | 0
2030 | NEISO_2_NYISO_G-I | NEISO | NYISO_G-I | Internal | Winter | B20 | 935 | 600 | 0 | 54.51 | 54.01 | 3 | 0
2030 | NEISO_2_NYISO_J-K | NEISO | NYISO_J-K | Internal | Shoulder | B11 | 25 | 430 | 430 | 44.17 | 63.31 | 3 | 16.14
2030 | NEISO_2_NYISO_J-K | NEISO | NYISO_J-K | Internal | Shoulder | B12 | 200 | 430 | 430 | 44.17 | 47.87 | 3 | 0.71
2030 | NEISO_2_NYISO_J-K | NEISO | NYISO_J-K | Internal | Shoulder | B13 | 600 | 430 | 430 | 44.17 | 47.52 | 3 | 0.35
2030 | NEISO_2_NYISO_J-K | NEISO | NYISO_J-K | Internal | Shoulder | B14 | 900 | 430 | 429.99 | 44.17 | 47.19 | 3 | 0.02
2030 | NEISO_2_NYISO_J-K | NEISO | NYISO_J-K | Internal | Shoulder | B15 | 1203 | 430 | 429.98 | 44.17 | 47.18 | 3 | 0.01
2030 | NEISO_2_NYISO_J-K | NEISO | NYISO_J-K | Internal | Summer | B1 | 10 | 430 | 427.97 | 76.93 | 79.94 | 3 | 0.01
2030 | NEISO_2_NYISO_J-K | NEISO | NYISO_J-K | Internal | Summer | B2 | 25 | 430 | 145.21 | 67.63 | 70.63 | 3 | 0
2030 | NEISO_2_NYISO_J-K | NEISO | NYISO_J-K | Internal | Summer | B3 | 75 | 430 | 429.84 | 62.76 | 65.79 | 3 | 0.02
2030 | NEISO_2_NYISO_J-K | NEISO | NYISO_J-K | Internal | Summer | B4 | 100 | 430 | 430 | 56.8 | 61.92 | 3 | 2.13
2030 | NEISO_2_NYISO_J-K | NEISO | NYISO_J-K | Internal | Summer | B5 | 200 | 430 | 430 | 40.82 | 58.34 | 3 | 14.52
2030 | NEISO_2_NYISO_J-K | NEISO | NYISO_J-K | Internal | Summer | B6 | 300 | 430 | 430 | 40.82 | 58.34 | 3 | 14.52
2030 | NEISO_2_NYISO_J-K | NEISO | NYISO_J-K | Internal | Summer | B7 | 400 | 430 | 430 | 40.82 | 58.34 | 3 | 14.52
2030 | NEISO_2_NYISO_J-K | NEISO | NYISO_J-K | Internal | Summer | B8 | 500 | 430 | 430 | 40.82 | 45.91 | 3 | 2.09
2030 | NEISO_2_NYISO_J-K | NEISO | NYISO_J-K | Internal | Summer | B9 | 800 | 430 | 430 | 40.82 | 44.6 | 3 | 0.78
2030 | NEISO_2_NYISO_J-K | NEISO | NYISO_J-K | Internal | Summer | B10 | 1262 | 430 | 430 | 40.82 | 44.6 | 3 | 0.78
2030 | NEISO_2_NYISO_J-K | NEISO | NYISO_J-K | Internal | Winter | B16 | 25 | 430 | 430 | 54.51 | 74.16 | 3 | 16.65
2030 | NEISO_2_NYISO_J-K | NEISO | NYISO_J-K | Internal | Winter | B17 | 100 | 430 | 430 | 54.51 | 60.41 | 3 | 2.9
2030 | NEISO_2_NYISO_J-K | NEISO | NYISO_J-K | Internal | Winter | B18 | 400 | 430 | 430 | 54.51 | 60.41 | 3 | 2.9
2030 | NEISO_2_NYISO_J-K | NEISO | NYISO_J-K | Internal | Winter | B19 | 700 | 430 | 430 | 54.51 | 60.41 | 3 | 2.9
2030 | NEISO_2_NYISO_J-K | NEISO | NYISO_J-K | Internal | Winter | B20 | 935 | 430 | 0 | 54.51 | 55.01 | 3 | 0
2030 | NonRTO_Midwest_2_MISO_IN | NonRTO_Midwest | MISO_IN | Internal | Shoulder | B11 | 25 | 4450 | 0 | 70.89 | 62.89 | 8 | 0
2030 | NonRTO_Midwest_2_MISO_IN | NonRTO_Midwest | MISO_IN | Internal | Shoulder | B12 | 200 | 4450 | 0 | 63.52 | 55.52 | 8 | 0
2030 | NonRTO_Midwest_2_MISO_IN | NonRTO_Midwest | MISO_IN | Internal | Shoulder | B13 | 600 | 4450 | 0 | 56.29 | 48.29 | 8 | 0
2030 | NonRTO_Midwest_2_MISO_IN | NonRTO_Midwest | MISO_IN | Internal | Shoulder | B14 | 900 | 4450 | 0 | 45.63 | 47.14 | 8 | 0
2030 | NonRTO_Midwest_2_MISO_IN | NonRTO_Midwest | MISO_IN | Internal | Shoulder | B15 | 1203 | 4450 | 0 | 40.42 | 44.29 | 8 | 0
2030 | NonRTO_Midwest_2_MISO_IN | NonRTO_Midwest | MISO_IN | Internal | Summer | B1 | 10 | 4450 | 0 | 80.48 | 77.76 | 8 | 0
2030 | NonRTO_Midwest_2_MISO_IN | NonRTO_Midwest | MISO_IN | Internal | Summer | B2 | 25 | 4450 | 0 | 80.48 | 76.81 | 8 | 0
2030 | NonRTO_Midwest_2_MISO_IN | NonRTO_Midwest | MISO_IN | Internal | Summer | B3 | 75 | 4450 | 0 | 80.48 | 75.01 | 8 | 0
2030 | NonRTO_Midwest_2_MISO_IN | NonRTO_Midwest | MISO_IN | Internal | Summer | B4 | 100 | 4450 | 0 | 79.91 | 71.91 | 8 | 0
2030 | NonRTO_Midwest_2_MISO_IN | NonRTO_Midwest | MISO_IN | Internal | Summer | B5 | 200 | 4450 | 0 | 78.05 | 70.05 | 8 | 0
2030 | NonRTO_Midwest_2_MISO_IN | NonRTO_Midwest | MISO_IN | Internal | Summer | B6 | 300 | 4450 | 0 | 64.11 | 56.11 | 8 | 0
2030 | NonRTO_Midwest_2_MISO_IN | NonRTO_Midwest | MISO_IN | Internal | Summer | B7 | 400 | 4450 | 0 | 45.35 | 47.06 | 8 | 0
2030 | NonRTO_Midwest_2_MISO_IN | NonRTO_Midwest | MISO_IN | Internal | Summer | B8 | 500 | 4450 | 0 | 44.2 | 44.11 | 8 | 0
2030 | NonRTO_Midwest_2_MISO_IN | NonRTO_Midwest | MISO_IN | Internal | Summer | B9 | 800 | 4450 | 0 | 43.24 | 42.81 | 8 | 0
2030 | NonRTO_Midwest_2_MISO_IN | NonRTO_Midwest | MISO_IN | Internal | Summer | B10 | 1262 | 4450 | 0 | 36.82 | 40.28 | 8 | 0
2030 | NonRTO_Midwest_2_MISO_IN | NonRTO_Midwest | MISO_IN | Internal | Winter | B16 | 25 | 4450 | 0 | 73.05 | 65.05 | 8 | 0
2030 | NonRTO_Midwest_2_MISO_IN | NonRTO_Midwest | MISO_IN | Internal | Winter | B17 | 100 | 4450 | 0 | 66.46 | 58.46 | 8 | 0
2030 | NonRTO_Midwest_2_MISO_IN | NonRTO_Midwest | MISO_IN | Internal | Winter | B18 | 400 | 4450 | 0 | 59.5 | 51.5 | 8 | 0
2030 | NonRTO_Midwest_2_MISO_IN | NonRTO_Midwest | MISO_IN | Internal | Winter | B19 | 700 | 4450 | 0 | 45.56 | 48.48 | 8 | 0
2030 | NonRTO_Midwest_2_MISO_IN | NonRTO_Midwest | MISO_IN | Internal | Winter | B20 | 935 | 4450 | 0 | 40.21 | 42.06 | 8 | 0
2030 | NonRTO_Midwest_2_TVA_Transmission | NonRTO_Midwest | TVA_Transmission | Internal | Shoulder | B11 | 25 | 2400 | 0 | 70.89 | 70.11 | 8 | 0
2030 | NonRTO_Midwest_2_TVA_Transmission | NonRTO_Midwest | TVA_Transmission | Internal | Shoulder | B12 | 200 | 2400 | 0 | 63.52 | 55.19 | 8 | 0
2030 | NonRTO_Midwest_2_TVA_Transmission | NonRTO_Midwest | TVA_Transmission | Internal | Shoulder | B13 | 600 | 2400 | 0 | 56.29 | 52.09 | 8 | 0
2030 | NonRTO_Midwest_2_TVA_Transmission | NonRTO_Midwest | TVA_Transmission | Internal | Shoulder | B14 | 900 | 2400 | 0 | 45.63 | 49.81 | 8 | 0
2030 | NonRTO_Midwest_2_TVA_Transmission | NonRTO_Midwest | TVA_Transmission | Internal | Shoulder | B15 | 1203 | 2400 | 262.17 | 40.42 | 48.42 | 8 | 0
2030 | NonRTO_Midwest_2_TVA_Transmission | NonRTO_Midwest | TVA_Transmission | Internal | Summer | B1 | 10 | 2400 | 0.01 | 80.48 | 85.75 | 8 | 0
2030 | NonRTO_Midwest_2_TVA_Transmission | NonRTO_Midwest | TVA_Transmission | Internal | Summer | B2 | 25 | 2400 | 0 | 80.48 | 83 | 8 | 0
2030 | NonRTO_Midwest_2_TVA_Transmission | NonRTO_Midwest | TVA_Transmission | Internal | Summer | B3 | 75 | 2400 | 0 | 80.48 | 79.8 | 8 | 0
2030 | NonRTO_Midwest_2_TVA_Transmission | NonRTO_Midwest | TVA_Transmission | Internal | Summer | B4 | 100 | 2400 | 0 | 79.91 | 78.62 | 8 | 0
2030 | NonRTO_Midwest_2_TVA_Transmission | NonRTO_Midwest | TVA_Transmission | Internal | Summer | B5 | 200 | 2400 | 0 | 78.05 | 74.64 | 8 | 0
2030 | NonRTO_Midwest_2_TVA_Transmission | NonRTO_Midwest | TVA_Transmission | Internal | Summer | B6 | 300 | 2400 | 0 | 64.11 | 63.45 | 8 | 0
2030 | NonRTO_Midwest_2_TVA_Transmission | NonRTO_Midwest | TVA_Transmission | Internal | Summer | B7 | 400 | 2400 | 0 | 45.35 | 53.14 | 8 | 0
2030 | NonRTO_Midwest_2_TVA_Transmission | NonRTO_Midwest | TVA_Transmission | Internal | Summer | B8 | 500 | 2400 | 0 | 44.2 | 48.55 | 8 | 0
2030 | NonRTO_Midwest_2_TVA_Transmission | NonRTO_Midwest | TVA_Transmission | Internal | Summer | B9 | 800 | 2400 | 0 | 43.24 | 48.18 | 8 | 0
2030 | NonRTO_Midwest_2_TVA_Transmission | NonRTO_Midwest | TVA_Transmission | Internal | Summer | B10 | 1262 | 2400 | 0 | 36.82 | 44.54 | 8 | 0
2030 | NonRTO_Midwest_2_TVA_Transmission | NonRTO_Midwest | TVA_Transmission | Internal | Winter | B16 | 25 | 2400 | 0 | 73.05 | 66.65 | 8 | 0
2030 | NonRTO_Midwest_2_TVA_Transmission | NonRTO_Midwest | TVA_Transmission | Internal | Winter | B17 | 100 | 2400 | 0 | 66.46 | 54.26 | 8 | 0
2030 | NonRTO_Midwest_2_TVA_Transmission | NonRTO_Midwest | TVA_Transmission | Internal | Winter | B18 | 400 | 2400 | 0 | 59.5 | 52.23 | 8 | 0
2030 | NonRTO_Midwest_2_TVA_Transmission | NonRTO_Midwest | TVA_Transmission | Internal | Winter | B19 | 700 | 2400 | 0 | 45.56 | 50.7 | 8 | 0
2030 | NonRTO_Midwest_2_TVA_Transmission | NonRTO_Midwest | TVA_Transmission | Internal | Winter | B20 | 935 | 2400 | 366.38 | 40.21 | 48.21 | 8 | 0
2030 | NYISO_A-F_2_IESO | NYISO_A-F | IESO | Internal | Shoulder | B11 | 25 | 1600 | 0 | 51.8 | 42.49 | 7 | 0
2030 | NYISO_A-F_2_IESO | NYISO_A-F | IESO | Internal | Shoulder | B12 | 200 | 1600 | 0 | 47.85 | 40.85 | 7 | 0
2030 | NYISO_A-F_2_IESO | NYISO_A-F | IESO | Internal | Shoulder | B13 | 600 | 1600 | 0 | 47.21 | 40.15 | 7 | 0
2030 | NYISO_A-F_2_IESO | NYISO_A-F | IESO | Internal | Shoulder | B14 | 900 | 1600 | 0 | 47.17 | 40.15 | 7 | 0
2030 | NYISO_A-F_2_IESO | NYISO_A-F | IESO | Internal | Shoulder | B15 | 1203 | 1600 | 0 | 47.15 | 40.15 | 7 | 0
2030 | NYISO_A-F_2_IESO | NYISO_A-F | IESO | Internal | Summer | B1 | 10 | 1600 | 0 | 71.76 | 70.75 | 7 | 0
2030 | NYISO_A-F_2_IESO | NYISO_A-F | IESO | Internal | Summer | B2 | 25 | 1600 | 0 | 69.01 | 69.8 | 7 | 0
2030 | NYISO_A-F_2_IESO | NYISO_A-F | IESO | Internal | Summer | B3 | 75 | 1600 | 0 | 65.76 | 58.76 | 7 | 0
2030 | NYISO_A-F_2_IESO | NYISO_A-F | IESO | Internal | Summer | B4 | 100 | 1600 | 0 | 61.81 | 54.81 | 7 | 0
2030 | NYISO_A-F_2_IESO | NYISO_A-F | IESO | Internal | Summer | B5 | 200 | 1600 | 0 | 54.54 | 47.54 | 7 | 0
2030 | NYISO_A-F_2_IESO | NYISO_A-F | IESO | Internal | Summer | B6 | 300 | 1600 | 0 | 52.17 | 45.17 | 7 | 0
2030 | NYISO_A-F_2_IESO | NYISO_A-F | IESO | Internal | Summer | B7 | 400 | 1600 | 0 | 47.07 | 40.07 | 7 | 0
2030 | NYISO_A-F_2_IESO | NYISO_A-F | IESO | Internal | Summer | B8 | 500 | 1600 | 0 | 45.88 | 37.58 | 7 | 0
2030 | NYISO_A-F_2_IESO | NYISO_A-F | IESO | Internal | Summer | B9 | 800 | 1600 | 0 | 44.58 | 37.58 | 7 | 0
2030 | NYISO_A-F_2_IESO | NYISO_A-F | IESO | Internal | Summer | B10 | 1262 | 1600 | 0 | 44.58 | 37.58 | 7 | 0
2030 | NYISO_A-F_2_IESO | NYISO_A-F | IESO | Internal | Winter | B16 | 25 | 1600 | 0 | 55.06 | 48.06 | 7 | 0
2030 | NYISO_A-F_2_IESO | NYISO_A-F | IESO | Internal | Winter | B17 | 100 | 1600 | 0 | 51.6 | 44.6 | 7 | 0
2030 | NYISO_A-F_2_IESO | NYISO_A-F | IESO | Internal | Winter | B18 | 400 | 1600 | 0 | 51.51 | 44.51 | 7 | 0
2030 | NYISO_A-F_2_IESO | NYISO_A-F | IESO | Internal | Winter | B19 | 700 | 1600 | 0 | 51.51 | 44.51 | 7 | 0
2030 | NYISO_A-F_2_IESO | NYISO_A-F | IESO | Internal | Winter | B20 | 935 | 1600 | 0 | 51.51 | 44.51 | 7 | 0
2030 | NYISO_A-F_2_NEISO | NYISO_A-F | NEISO | Internal | Shoulder | B11 | 25 | 600 | 0 | 51.8 | 44.17 | 3 | 0
2030 | NYISO_A-F_2_NEISO | NYISO_A-F | NEISO | Internal | Shoulder | B12 | 200 | 600 | 0 | 47.85 | 44.17 | 3 | 0
2030 | NYISO_A-F_2_NEISO | NYISO_A-F | NEISO | Internal | Shoulder | B13 | 600 | 600 | 0 | 47.21 | 44.17 | 3 | 0
2030 | NYISO_A-F_2_NEISO | NYISO_A-F | NEISO | Internal | Shoulder | B14 | 900 | 600 | 0 | 47.17 | 44.17 | 3 | 0
2030 | NYISO_A-F_2_NEISO | NYISO_A-F | NEISO | Internal | Shoulder | B15 | 1203 | 600 | 0 | 47.15 | 44.17 | 3 | 0
2030 | NYISO_A-F_2_NEISO | NYISO_A-F | NEISO | Internal | Summer | B1 | 10 | 600 | 599.99 | 71.76 | 76.93 | 3 | 2.17
2030 | NYISO_A-F_2_NEISO | NYISO_A-F | NEISO | Internal | Summer | B2 | 25 | 600 | 0 | 69.01 | 67.63 | 3 | 0
2030 | NYISO_A-F_2_NEISO | NYISO_A-F | NEISO | Internal | Summer | B3 | 75 | 600 | 0 | 65.76 | 62.76 | 3 | 0
2030 | NYISO_A-F_2_NEISO | NYISO_A-F | NEISO | Internal | Summer | B4 | 100 | 600 | 0 | 61.81 | 56.8 | 3 | 0
2030 | NYISO_A-F_2_NEISO | NYISO_A-F | NEISO | Internal | Summer | B5 | 200 | 600 | 0 | 54.54 | 40.82 | 3 | 0
2030 | NYISO_A-F_2_NEISO | NYISO_A-F | NEISO | Internal | Summer | B6 | 300 | 600 | 0 | 52.17 | 40.82 | 3 | 0
2030 | NYISO_A-F_2_NEISO | NYISO_A-F | NEISO | Internal | Summer | B7 | 400 | 600 | 0 | 47.07 | 40.82 | 3 | 0
2030 | NYISO_A-F_2_NEISO | NYISO_A-F | NEISO | Internal | Summer | B8 | 500 | 600 | 0 | 45.88 | 40.82 | 3 | 0
2030 | NYISO_A-F_2_NEISO | NYISO_A-F | NEISO | Internal | Summer | B9 | 800 | 600 | 0 | 44.58 | 40.82 | 3 | 0
2030 | NYISO_A-F_2_NEISO | NYISO_A-F | NEISO | Internal | Summer | B10 | 1262 | 600 | 0 | 44.58 | 40.82 | 3 | 0
2030 | NYISO_A-F_2_NEISO | NYISO_A-F | NEISO | Internal | Winter | B16 | 25 | 600 | 0 | 55.06 | 54.51 | 3 | 0
2030 | NYISO_A-F_2_NEISO | NYISO_A-F | NEISO | Internal | Winter | B17 | 100 | 600 | 0.03 | 51.6 | 54.51 | 3 | 0
2030 | NYISO_A-F_2_NEISO | NYISO_A-F | NEISO | Internal | Winter | B18 | 400 | 600 | 275.67 | 51.51 | 54.51 | 3 | 0
2030 | NYISO_A-F_2_NEISO | NYISO_A-F | NEISO | Internal | Winter | B19 | 700 | 600 | 287.9 | 51.51 | 54.51 | 3 | 0
2030 | NYISO_A-F_2_NEISO | NYISO_A-F | NEISO | Internal | Winter | B20 | 935 | 600 | 281.61 | 51.51 | 54.51 | 3 | 0
2030 | NYISO_A-F_2_NYISO_G-I | NYISO_A-F | NYISO_G-I | Internal | Shoulder | B11 | 25 | 4250 | 4250 | 51.8 | 63.3 | 0.01 | 11.49
2030 | NYISO_A-F_2_NYISO_G-I | NYISO_A-F | NYISO_G-I | Internal | Shoulder | B12 | 200 | 4250 | 3876.52 | 47.85 | 47.86 | 0.01 | 0
2030 | NYISO_A-F_2_NYISO_G-I | NYISO_A-F | NYISO_G-I | Internal | Shoulder | B13 | 600 | 4250 | 4250 | 47.21 | 47.51 | 0.01 | 0.28
2030 | NYISO_A-F_2_NYISO_G-I | NYISO_A-F | NYISO_G-I | Internal | Shoulder | B14 | 900 | 4250 | 3693.44 | 47.17 | 47.18 | 0.01 | 0
2030 | NYISO_A-F_2_NYISO_G-I | NYISO_A-F | NYISO_G-I | Internal | Shoulder | B15 | 1203 | 4250 | 1411.2 | 47.15 | 47.17 | 0.01 | 0
2030 | NYISO_A-F_2_NYISO_G-I | NYISO_A-F | NYISO_G-I | Internal | Summer | B1 | 10 | 4250 | 4250 | 71.76 | 79.93 | 0.01 | 8.16
2030 | NYISO_A-F_2_NYISO_G-I | NYISO_A-F | NYISO_G-I | Internal | Summer | B2 | 25 | 4250 | 4249.99 | 69.01 | 70.61 | 0.01 | 1.59
2030 | NYISO_A-F_2_NYISO_G-I | NYISO_A-F | NYISO_G-I | Internal | Summer | B3 | 75 | 4250 | 3514.67 | 65.76 | 65.78 | 0.01 | 0
2030 | NYISO_A-F_2_NYISO_G-I | NYISO_A-F | NYISO_G-I | Internal | Summer | B4 | 100 | 4250 | 4249.97 | 61.81 | 61.91 | 0.01 | 0.09
2030 | NYISO_A-F_2_NYISO_G-I | NYISO_A-F | NYISO_G-I | Internal | Summer | B5 | 200 | 4250 | 4250 | 54.54 | 58.33 | 0.01 | 3.78
2030 | NYISO_A-F_2_NYISO_G-I | NYISO_A-F | NYISO_G-I | Internal | Summer | B6 | 300 | 4250 | 4250 | 52.17 | 58.33 | 0.01 | 6.15
2030 | NYISO_A-F_2_NYISO_G-I | NYISO_A-F | NYISO_G-I | Internal | Summer | B7 | 400 | 4250 | 4210.96 | 47.07 | 47.08 | 0.01 | 0
2030 | NYISO_A-F_2_NYISO_G-I | NYISO_A-F | NYISO_G-I | Internal | Summer | B8 | 500 | 4250 | 3896.22 | 45.88 | 45.89 | 0.01 | 0
2030 | NYISO_A-F_2_NYISO_G-I | NYISO_A-F | NYISO_G-I | Internal | Summer | B9 | 800 | 4250 | 2655.59 | 44.58 | 44.59 | 0.01 | 0
2030 | NYISO_A-F_2_NYISO_G-I | NYISO_A-F | NYISO_G-I | Internal | Summer | B10 | 1262 | 4250 | 93.59 | 44.58 | 44.59 | 0.01 | 0
2030 | NYISO_A-F_2_NYISO_G-I | NYISO_A-F | NYISO_G-I | Internal | Winter | B16 | 25 | 4250 | 4250 | 55.06 | 69.07 | 0.01 | 14
2030 | NYISO_A-F_2_NYISO_G-I | NYISO_A-F | NYISO_G-I | Internal | Winter | B17 | 100 | 4250 | 4250 | 51.6 | 60.4 | 0.01 | 8.79
2030 | NYISO_A-F_2_NYISO_G-I | NYISO_A-F | NYISO_G-I | Internal | Winter | B18 | 400 | 4250 | 4250 | 51.51 | 58.14 | 0.01 | 6.62
2030 | NYISO_A-F_2_NYISO_G-I | NYISO_A-F | NYISO_G-I | Internal | Winter | B19 | 700 | 4250 | 4250 | 51.51 | 55.24 | 0.01 | 3.72
2030 | NYISO_A-F_2_NYISO_G-I | NYISO_A-F | NYISO_G-I | Internal | Winter | B20 | 935 | 4250 | 4250 | 51.51 | 54.01 | 0.01 | 2.48
2030 | NYISO_A-F_2_PJM_ROM | NYISO_A-F | PJM_ROM | Internal | Shoulder | B11 | 25 | 1000 | 1000 | 51.8 | 64.4 | 8 | 4.6
2030 | NYISO_A-F_2_PJM_ROM | NYISO_A-F | PJM_ROM | Internal | Shoulder | B12 | 200 | 1000 | 63.67 | 47.85 | 55.85 | 8 | 0
2030 | NYISO_A-F_2_PJM_ROM | NYISO_A-F | PJM_ROM | Internal | Shoulder | B13 | 600 | 1000 | 0 | 47.21 | 50.3 | 8 | 0
2030 | NYISO_A-F_2_PJM_ROM | NYISO_A-F | PJM_ROM | Internal | Shoulder | B14 | 900 | 1000 | 0 | 47.17 | 47.45 | 8 | 0
2030 | NYISO_A-F_2_PJM_ROM | NYISO_A-F | PJM_ROM | Internal | Shoulder | B15 | 1203 | 1000 | 0 | 47.15 | 43.7 | 8 | 0
2030 | NYISO_A-F_2_PJM_ROM | NYISO_A-F | PJM_ROM | Internal | Summer | B1 | 10 | 1000 | 26.64 | 71.76 | 79.76 | 8 | 0
2030 | NYISO_A-F_2_PJM_ROM | NYISO_A-F | PJM_ROM | Internal | Summer | B2 | 25 | 1000 | 29.07 | 69.01 | 77.01 | 8 | 0
2030 | NYISO_A-F_2_PJM_ROM | NYISO_A-F | PJM_ROM | Internal | Summer | B3 | 75 | 1000 | 999.84 | 65.76 | 73.79 | 8 | 0.02
2030 | NYISO_A-F_2_PJM_ROM | NYISO_A-F | PJM_ROM | Internal | Summer | B4 | 100 | 1000 | 1000 | 61.81 | 72.61 | 8 | 2.8
2030 | NYISO_A-F_2_PJM_ROM | NYISO_A-F | PJM_ROM | Internal | Summer | B5 | 200 | 1000 | 1000 | 54.54 | 68.63 | 8 | 6.09
2030 | NYISO_A-F_2_PJM_ROM | NYISO_A-F | PJM_ROM | Internal | Summer | B6 | 300 | 1000 | 0 | 52.17 | 58.1 | 8 | 0
2030 | NYISO_A-F_2_PJM_ROM | NYISO_A-F | PJM_ROM | Internal | Summer | B7 | 400 | 1000 | 0 | 47.07 | 48.01 | 8 | 0
2030 | NYISO_A-F_2_PJM_ROM | NYISO_A-F | PJM_ROM | Internal | Summer | B8 | 500 | 1000 | 0 | 45.88 | 44.83 | 8 | 0
2030 | NYISO_A-F_2_PJM_ROM | NYISO_A-F | PJM_ROM | Internal | Summer | B9 | 800 | 1000 | 0 | 44.58 | 42.6 | 8 | 0
2030 | NYISO_A-F_2_PJM_ROM | NYISO_A-F | PJM_ROM | Internal | Summer | B10 | 1262 | 1000 | 0 | 44.58 | 40.4 | 8 | 0
2030 | NYISO_A-F_2_PJM_ROM | NYISO_A-F | PJM_ROM | Internal | Winter | B16 | 25 | 1000 | 544.69 | 55.06 | 63.06 | 8 | 0
2030 | NYISO_A-F_2_PJM_ROM | NYISO_A-F | PJM_ROM | Internal | Winter | B17 | 100 | 1000 | 0 | 51.6 | 57.27 | 8 | 0
2030 | NYISO_A-F_2_PJM_ROM | NYISO_A-F | PJM_ROM | Internal | Winter | B18 | 400 | 1000 | 0 | 51.51 | 52.39 | 8 | 0
2030 | NYISO_A-F_2_PJM_ROM | NYISO_A-F | PJM_ROM | Internal | Winter | B19 | 700 | 1000 | 0 | 51.51 | 49.23 | 8 | 0
2030 | NYISO_A-F_2_PJM_ROM | NYISO_A-F | PJM_ROM | Internal | Winter | B20 | 935 | 1000 | 0 | 51.51 | 45.51 | 8 | 0
2030 | NYISO_G-I_2_NEISO | NYISO_G-I | NEISO | Internal | Shoulder | B11 | 25 | 600 | 0 | 63.3 | 44.17 | 3 | 0
2030 | NYISO_G-I_2_NEISO | NYISO_G-I | NEISO | Internal | Shoulder | B12 | 200 | 600 | 0 | 47.86 | 44.17 | 3 | 0
2030 | NYISO_G-I_2_NEISO | NYISO_G-I | NEISO | Internal | Shoulder | B13 | 600 | 600 | 0 | 47.51 | 44.17 | 3 | 0
2030 | NYISO_G-I_2_NEISO | NYISO_G-I | NEISO | Internal | Shoulder | B14 | 900 | 600 | 0 | 47.18 | 44.17 | 3 | 0
2030 | NYISO_G-I_2_NEISO | NYISO_G-I | NEISO | Internal | Shoulder | B15 | 1203 | 600 | 0 | 47.17 | 44.17 | 3 | 0
2030 | NYISO_G-I_2_NEISO | NYISO_G-I | NEISO | Internal | Summer | B1 | 10 | 600 | 0 | 79.93 | 76.93 | 3 | 0
2030 | NYISO_G-I_2_NEISO | NYISO_G-I | NEISO | Internal | Summer | B2 | 25 | 600 | 0 | 70.61 | 67.63 | 3 | 0
2030 | NYISO_G-I_2_NEISO | NYISO_G-I | NEISO | Internal | Summer | B3 | 75 | 600 | 0 | 65.78 | 62.76 | 3 | 0
2030 | NYISO_G-I_2_NEISO | NYISO_G-I | NEISO | Internal | Summer | B4 | 100 | 600 | 0 | 61.91 | 56.8 | 3 | 0
2030 | NYISO_G-I_2_NEISO | NYISO_G-I | NEISO | Internal | Summer | B5 | 200 | 600 | 0 | 58.33 | 40.82 | 3 | 0
2030 | NYISO_G-I_2_NEISO | NYISO_G-I | NEISO | Internal | Summer | B6 | 300 | 600 | 0 | 58.33 | 40.82 | 3 | 0
2030 | NYISO_G-I_2_NEISO | NYISO_G-I | NEISO | Internal | Summer | B7 | 400 | 600 | 0 | 47.08 | 40.82 | 3 | 0
2030 | NYISO_G-I_2_NEISO | NYISO_G-I | NEISO | Internal | Summer | B8 | 500 | 600 | 0 | 45.89 | 40.82 | 3 | 0
2030 | NYISO_G-I_2_NEISO | NYISO_G-I | NEISO | Internal | Summer | B9 | 800 | 600 | 0 | 44.59 | 40.82 | 3 | 0
2030 | NYISO_G-I_2_NEISO | NYISO_G-I | NEISO | Internal | Summer | B10 | 1262 | 600 | 0 | 44.59 | 40.82 | 3 | 0
2030 | NYISO_G-I_2_NEISO | NYISO_G-I | NEISO | Internal | Winter | B16 | 25 | 600 | 0 | 69.07 | 54.51 | 3 | 0
2030 | NYISO_G-I_2_NEISO | NYISO_G-I | NEISO | Internal | Winter | B17 | 100 | 600 | 0 | 60.4 | 54.51 | 3 | 0
2030 | NYISO_G-I_2_NEISO | NYISO_G-I | NEISO | Internal | Winter | B18 | 400 | 600 | 0 | 58.14 | 54.51 | 3 | 0
2030 | NYISO_G-I_2_NEISO | NYISO_G-I | NEISO | Internal | Winter | B19 | 700 | 600 | 0 | 55.24 | 54.51 | 3 | 0
2030 | NYISO_G-I_2_NEISO | NYISO_G-I | NEISO | Internal | Winter | B20 | 935 | 600 | 0 | 54.01 | 54.51 | 3 | 0
2030 | NYISO_G-I_2_NYISO_A-F | NYISO_G-I | NYISO_A-F | Internal | Shoulder | B11 | 25 | 1999 | 0 | 63.3 | 51.8 | 0.01 | 0
2030 | NYISO_G-I_2_NYISO_A-F | NYISO_G-I | NYISO_A-F | Internal | Shoulder | B12 | 200 | 1999 | 0.06 | 47.86 | 47.85 | 0.01 | 0
2030 | NYISO_G-I_2_NYISO_A-F | NYISO_G-I | NYISO_A-F | Internal | Shoulder | B13 | 600 | 1999 | 0 | 47.51 | 47.21 | 0.01 | 0
2030 | NYISO_G-I_2_NYISO_A-F | NYISO_G-I | NYISO_A-F | Internal | Shoulder | B14 | 900 | 1999 | 0.01 | 47.18 | 47.17 | 0.01 | 0
2030 | NYISO_G-I_2_NYISO_A-F | NYISO_G-I | NYISO_A-F | Internal | Shoulder | B15 | 1203 | 1999 | 0.01 | 47.17 | 47.15 | 0.01 | 0
2030 | NYISO_G-I_2_NYISO_A-F | NYISO_G-I | NYISO_A-F | Internal | Summer | B1 | 10 | 1999 | 0 | 79.93 | 71.76 | 0.01 | 0
2030 | NYISO_G-I_2_NYISO_A-F | NYISO_G-I | NYISO_A-F | Internal | Summer | B2 | 25 | 1999 | 0 | 70.61 | 69.01 | 0.01 | 0
2030 | NYISO_G-I_2_NYISO_A-F | NYISO_G-I | NYISO_A-F | Internal | Summer | B3 | 75 | 1999 | 0.16 | 65.78 | 65.76 | 0.01 | 0
2030 | NYISO_G-I_2_NYISO_A-F | NYISO_G-I | NYISO_A-F | Internal | Summer | B4 | 100 | 1999 | 0.03 | 61.91 | 61.81 | 0.01 | 0
2030 | NYISO_G-I_2_NYISO_A-F | NYISO_G-I | NYISO_A-F | Internal | Summer | B5 | 200 | 1999 | 0 | 58.33 | 54.54 | 0.01 | 0
2030 | NYISO_G-I_2_NYISO_A-F | NYISO_G-I | NYISO_A-F | Internal | Summer | B6 | 300 | 1999 | 0 | 58.33 | 52.17 | 0.01 | 0
2030 | NYISO_G-I_2_NYISO_A-F | NYISO_G-I | NYISO_A-F | Internal | Summer | B7 | 400 | 1999 | 0.03 | 47.08 | 47.07 | 0.01 | 0
2030 | NYISO_G-I_2_NYISO_A-F | NYISO_G-I | NYISO_A-F | Internal | Summer | B8 | 500 | 1999 | 0.02 | 45.89 | 45.88 | 0.01 | 0
2030 | NYISO_G-I_2_NYISO_A-F | NYISO_G-I | NYISO_A-F | Internal | Summer | B9 | 800 | 1999 | 0.02 | 44.59 | 44.58 | 0.01 | 0
2030 | NYISO_G-I_2_NYISO_A-F | NYISO_G-I | NYISO_A-F | Internal | Summer | B10 | 1262 | 1999 | 0.01 | 44.59 | 44.58 | 0.01 | 0
2030 | NYISO_G-I_2_NYISO_A-F | NYISO_G-I | NYISO_A-F | Internal | Winter | B16 | 25 | 1999 | 0 | 69.07 | 55.06 | 0.01 | 0
2030 | NYISO_G-I_2_NYISO_A-F | NYISO_G-I | NYISO_A-F | Internal | Winter | B17 | 100 | 1999 | 0 | 60.4 | 51.6 | 0.01 | 0
2030 | NYISO_G-I_2_NYISO_A-F | NYISO_G-I | NYISO_A-F | Internal | Winter | B18 | 400 | 1999 | 0 | 58.14 | 51.51 | 0.01 | 0
2030 | NYISO_G-I_2_NYISO_A-F | NYISO_G-I | NYISO_A-F | Internal | Winter | B19 | 700 | 1999 | 0 | 55.24 | 51.51 | 0.01 | 0
2030 | NYISO_G-I_2_NYISO_A-F | NYISO_G-I | NYISO_A-F | Internal | Winter | B20 | 935 | 1999 | 0 | 54.01 | 51.51 | 0.01 | 0
2030 | NYISO_G-I_2_NYISO_J-K | NYISO_G-I | NYISO_J-K | Internal | Shoulder | B11 | 25 | 6130 | 5689.31 | 63.3 | 63.31 | 0.01 | 0
2030 | NYISO_G-I_2_NYISO_J-K | NYISO_G-I | NYISO_J-K | Internal | Shoulder | B12 | 200 | 6130 | 5346.82 | 47.86 | 47.87 | 0.01 | 0
2030 | NYISO_G-I_2_NYISO_J-K | NYISO_G-I | NYISO_J-K | Internal | Shoulder | B13 | 600 | 6130 | 5854.84 | 47.51 | 47.52 | 0.01 | 0
2030 | NYISO_G-I_2_NYISO_J-K | NYISO_G-I | NYISO_J-K | Internal | Shoulder | B14 | 900 | 6130 | 5473.61 | 47.18 | 47.19 | 0.01 | 0
2030 | NYISO_G-I_2_NYISO_J-K | NYISO_G-I | NYISO_J-K | Internal | Shoulder | B15 | 1203 | 6130 | 3544.06 | 47.17 | 47.18 | 0.01 | 0
2030 | NYISO_G-I_2_NYISO_J-K | NYISO_G-I | NYISO_J-K | Internal | Summer | B1 | 10 | 6130 | 4497.49 | 79.93 | 79.94 | 0.01 | 0
2030 | NYISO_G-I_2_NYISO_J-K | NYISO_G-I | NYISO_J-K | Internal | Summer | B2 | 25 | 6130 | 4261.13 | 70.61 | 70.63 | 0.01 | 0
2030 | NYISO_G-I_2_NYISO_J-K | NYISO_G-I | NYISO_J-K | Internal | Summer | B3 | 75 | 6130 | 3876.93 | 65.78 | 65.79 | 0.01 | 0
2030 | NYISO_G-I_2_NYISO_J-K | NYISO_G-I | NYISO_J-K | Internal | Summer | B4 | 100 | 6130 | 4090.64 | 61.91 | 61.92 | 0.01 | 0
2030 | NYISO_G-I_2_NYISO_J-K | NYISO_G-I | NYISO_J-K | Internal | Summer | B5 | 200 | 6130 | 4250.79 | 58.33 | 58.34 | 0.01 | 0
2030 | NYISO_G-I_2_NYISO_J-K | NYISO_G-I | NYISO_J-K | Internal | Summer | B6 | 300 | 6130 | 5973.59 | 58.33 | 58.34 | 0.01 | 0
2030 | NYISO_G-I_2_NYISO_J-K | NYISO_G-I | NYISO_J-K | Internal | Summer | B7 | 400 | 6130 | 6130 | 47.08 | 58.34 | 0.01 | 11.25
2030 | NYISO_G-I_2_NYISO_J-K | NYISO_G-I | NYISO_J-K | Internal | Summer | B8 | 500 | 6130 | 5970.37 | 45.89 | 45.91 | 0.01 | 0
2030 | NYISO_G-I_2_NYISO_J-K | NYISO_G-I | NYISO_J-K | Internal | Summer | B9 | 800 | 6130 | 4974.98 | 44.59 | 44.6 | 0.01 | 0
2030 | NYISO_G-I_2_NYISO_J-K | NYISO_G-I | NYISO_J-K | Internal | Summer | B10 | 1262 | 6130 | 2916.82 | 44.59 | 44.6 | 0.01 | 0
2030 | NYISO_G-I_2_NYISO_J-K | NYISO_G-I | NYISO_J-K | Internal | Winter | B16 | 25 | 6130 | 6130 | 69.07 | 74.16 | 0.01 | 5.07
2030 | NYISO_G-I_2_NYISO_J-K | NYISO_G-I | NYISO_J-K | Internal | Winter | B17 | 100 | 6130 | 6082.4 | 60.4 | 60.41 | 0.01 | 0
2030 | NYISO_G-I_2_NYISO_J-K | NYISO_G-I | NYISO_J-K | Internal | Winter | B18 | 400 | 6130 | 6130 | 58.14 | 60.41 | 0.01 | 2.26
2030 | NYISO_G-I_2_NYISO_J-K | NYISO_G-I | NYISO_J-K | Internal | Winter | B19 | 700 | 6130 | 6130 | 55.24 | 60.41 | 0.01 | 5.16
2030 | NYISO_G-I_2_NYISO_J-K | NYISO_G-I | NYISO_J-K | Internal | Winter | B20 | 935 | 6130 | 6130 | 54.01 | 55.01 | 0.01 | 0.99
2030 | NYISO_G-I_2_PJM_E | NYISO_G-I | PJM_E | Internal | Shoulder | B11 | 25 | 1500 | 0 | 63.3 | 64.39 | 8 | 0
2030 | NYISO_G-I_2_PJM_E | NYISO_G-I | PJM_E | Internal | Shoulder | B12 | 200 | 1500 | 0.06 | 47.86 | 55.84 | 8 | 0
2030 | NYISO_G-I_2_PJM_E | NYISO_G-I | PJM_E | Internal | Shoulder | B13 | 600 | 1500 | 0 | 47.51 | 50.3 | 8 | 0
2030 | NYISO_G-I_2_PJM_E | NYISO_G-I | PJM_E | Internal | Shoulder | B14 | 900 | 1500 | 0 | 47.18 | 47.46 | 8 | 0
2030 | NYISO_G-I_2_PJM_E | NYISO_G-I | PJM_E | Internal | Shoulder | B15 | 1203 | 1500 | 0 | 47.17 | 43.72 | 8 | 0
2030 | NYISO_G-I_2_PJM_E | NYISO_G-I | PJM_E | Internal | Summer | B1 | 10 | 1500 | 0 | 79.93 | 79.77 | 8 | 0
2030 | NYISO_G-I_2_PJM_E | NYISO_G-I | PJM_E | Internal | Summer | B2 | 25 | 1500 | 0 | 70.61 | 77.02 | 8 | 0
2030 | NYISO_G-I_2_PJM_E | NYISO_G-I | PJM_E | Internal | Summer | B3 | 75 | 1500 | 696.02 | 65.78 | 73.78 | 8 | 0
2030 | NYISO_G-I_2_PJM_E | NYISO_G-I | PJM_E | Internal | Summer | B4 | 100 | 1500 | 1500 | 61.91 | 72.59 | 8 | 2.68
2030 | NYISO_G-I_2_PJM_E | NYISO_G-I | PJM_E | Internal | Summer | B5 | 200 | 1500 | 1500 | 58.33 | 68.62 | 8 | 2.29
2030 | NYISO_G-I_2_PJM_E | NYISO_G-I | PJM_E | Internal | Summer | B6 | 300 | 1500 | 0 | 58.33 | 58.11 | 8 | 0
2030 | NYISO_G-I_2_PJM_E | NYISO_G-I | PJM_E | Internal | Summer | B7 | 400 | 1500 | 0 | 47.08 | 47.99 | 8 | 0
2030 | NYISO_G-I_2_PJM_E | NYISO_G-I | PJM_E | Internal | Summer | B8 | 500 | 1500 | 0 | 45.89 | 44.84 | 8 | 0
2030 | NYISO_G-I_2_PJM_E | NYISO_G-I | PJM_E | Internal | Summer | B9 | 800 | 1500 | 0 | 44.59 | 42.62 | 8 | 0
2030 | NYISO_G-I_2_PJM_E | NYISO_G-I | PJM_E | Internal | Summer | B10 | 1262 | 1500 | 0 | 44.59 | 40.41 | 8 | 0
2030 | NYISO_G-I_2_PJM_E | NYISO_G-I | PJM_E | Internal | Winter | B16 | 25 | 1500 | 0 | 69.07 | 63.07 | 8 | 0
2030 | NYISO_G-I_2_PJM_E | NYISO_G-I | PJM_E | Internal | Winter | B17 | 100 | 1500 | 0 | 60.4 | 57.28 | 8 | 0
2030 | NYISO_G-I_2_PJM_E | NYISO_G-I | PJM_E | Internal | Winter | B18 | 400 | 1500 | 0 | 58.14 | 52.4 | 8 | 0
2030 | NYISO_G-I_2_PJM_E | NYISO_G-I | PJM_E | Internal | Winter | B19 | 700 | 1500 | 0 | 55.24 | 49.24 | 8 | 0
2030 | NYISO_G-I_2_PJM_E | NYISO_G-I | PJM_E | Internal | Winter | B20 | 935 | 1500 | 0 | 54.01 | 45.52 | 8 | 0
2030 | NYISO_J-K_2_NEISO | NYISO_J-K | NEISO | Internal | Shoulder | B11 | 25 | 0.01 | 0 | 63.31 | 44.17 | 3 | 1
2030 | NYISO_J-K_2_NEISO | NYISO_J-K | NEISO | Internal | Shoulder | B12 | 200 | 0.01 | 0 | 47.87 | 44.17 | 3 | 0.16
2030 | NYISO_J-K_2_NEISO | NYISO_J-K | NEISO | Internal | Shoulder | B13 | 600 | 0.01 | 0 | 47.52 | 44.17 | 3 | 0.05
2030 | NYISO_J-K_2_NEISO | NYISO_J-K | NEISO | Internal | Shoulder | B14 | 900 | 0.01 | 0 | 47.19 | 44.17 | 3 | 0.03
2030 | NYISO_J-K_2_NEISO | NYISO_J-K | NEISO | Internal | Shoulder | B15 | 1203 | 0.01 | 0 | 47.18 | 44.17 | 3 | 0.03
2030 | NYISO_J-K_2_NEISO | NYISO_J-K | NEISO | Internal | Summer | B1 | 10 | 0.01 | 0 | 79.94 | 76.93 | 3 | 3.13
2030 | NYISO_J-K_2_NEISO | NYISO_J-K | NEISO | Internal | Summer | B2 | 25 | 0.01 | 0 | 70.63 | 67.63 | 3 | 0.94
2030 | NYISO_J-K_2_NEISO | NYISO_J-K | NEISO | Internal | Summer | B3 | 75 | 0.01 | 0 | 65.79 | 62.76 | 3 | 0.4
2030 | NYISO_J-K_2_NEISO | NYISO_J-K | NEISO | Internal | Summer | B4 | 100 | 0.01 | 0 | 61.92 | 56.8 | 3 | 0.3
2030 | NYISO_J-K_2_NEISO | NYISO_J-K | NEISO | Internal | Summer | B5 | 200 | 0.01 | 0 | 58.34 | 40.82 | 3 | 0.14
2030 | NYISO_J-K_2_NEISO | NYISO_J-K | NEISO | Internal | Summer | B6 | 300 | 0.01 | 0 | 58.34 | 40.82 | 3 | 0.1
2030 | NYISO_J-K_2_NEISO | NYISO_J-K | NEISO | Internal | Summer | B7 | 400 | 0.01 | 0 | 58.34 | 40.82 | 3 | 0.07
2030 | NYISO_J-K_2_NEISO | NYISO_J-K | NEISO | Internal | Summer | B8 | 500 | 0.01 | 0 | 45.91 | 40.82 | 3 | 0.06
2030 | NYISO_J-K_2_NEISO | NYISO_J-K | NEISO | Internal | Summer | B9 | 800 | 0.01 | 0 | 44.6 | 40.82 | 3 | 0.04
2030 | NYISO_J-K_2_NEISO | NYISO_J-K | NEISO | Internal | Summer | B10 | 1262 | 0.01 | 0 | 44.6 | 40.82 | 3 | 0.02
2030 | NYISO_J-K_2_NEISO | NYISO_J-K | NEISO | Internal | Winter | B16 | 25 | 0.01 | 0 | 74.16 | 54.51 | 3 | 1
2030 | NYISO_J-K_2_NEISO | NYISO_J-K | NEISO | Internal | Winter | B17 | 100 | 0.01 | 0 | 60.41 | 54.51 | 3 | 0.3
2030 | NYISO_J-K_2_NEISO | NYISO_J-K | NEISO | Internal | Winter | B18 | 400 | 0.01 | 0 | 60.41 | 54.51 | 3 | 0.08
2030 | NYISO_J-K_2_NEISO | NYISO_J-K | NEISO | Internal | Winter | B19 | 700 | 0.01 | 0 | 60.41 | 54.51 | 3 | 0.04
2030 | NYISO_J-K_2_NEISO | NYISO_J-K | NEISO | Internal | Winter | B20 | 935 | 0.01 | 0 | 55.01 | 54.51 | 3 | 0.03
2030 | NYISO_J-K_2_NYISO_G-I | NYISO_J-K | NYISO_G-I | Internal | Shoulder | B11 | 25 | 1999 | 0.47 | 63.31 | 63.3 | 0.01 | 0
2030 | NYISO_J-K_2_NYISO_G-I | NYISO_J-K | NYISO_G-I | Internal | Shoulder | B12 | 200 | 1999 | 0.06 | 47.87 | 47.86 | 0.01 | 0
2030 | NYISO_J-K_2_NYISO_G-I | NYISO_J-K | NYISO_G-I | Internal | Shoulder | B13 | 600 | 1999 | 0.02 | 47.52 | 47.51 | 0.01 | 0
2030 | NYISO_J-K_2_NYISO_G-I | NYISO_J-K | NYISO_G-I | Internal | Shoulder | B14 | 900 | 1999 | 0.01 | 47.19 | 47.18 | 0.01 | 0
2030 | NYISO_J-K_2_NYISO_G-I | NYISO_J-K | NYISO_G-I | Internal | Shoulder | B15 | 1203 | 1999 | 0.01 | 47.18 | 47.17 | 0.01 | 0
2030 | NYISO_J-K_2_NYISO_G-I | NYISO_J-K | NYISO_G-I | Internal | Summer | B1 | 10 | 1999 | 1.18 | 79.94 | 79.93 | 0.01 | 0
2030 | NYISO_J-K_2_NYISO_G-I | NYISO_J-K | NYISO_G-I | Internal | Summer | B2 | 25 | 1999 | 0.48 | 70.63 | 70.61 | 0.01 | 0
2030 | NYISO_J-K_2_NYISO_G-I | NYISO_J-K | NYISO_G-I | Internal | Summer | B3 | 75 | 1999 | 0.16 | 65.79 | 65.78 | 0.01 | 0
2030 | NYISO_J-K_2_NYISO_G-I | NYISO_J-K | NYISO_G-I | Internal | Summer | B4 | 100 | 1999 | 0.12 | 61.92 | 61.91 | 0.01 | 0
2030 | NYISO_J-K_2_NYISO_G-I | NYISO_J-K | NYISO_G-I | Internal | Summer | B5 | 200 | 1999 | 0.06 | 58.34 | 58.33 | 0.01 | 0
2030 | NYISO_J-K_2_NYISO_G-I | NYISO_J-K | NYISO_G-I | Internal | Summer | B6 | 300 | 1999 | 0.04 | 58.34 | 58.33 | 0.01 | 0
2030 | NYISO_J-K_2_NYISO_G-I | NYISO_J-K | NYISO_G-I | Internal | Summer | B7 | 400 | 1999 | 0 | 58.34 | 47.08 | 0.01 | 0
2030 | NYISO_J-K_2_NYISO_G-I | NYISO_J-K | NYISO_G-I | Internal | Summer | B8 | 500 | 1999 | 0.02 | 45.91 | 45.89 | 0.01 | 0
2030 | NYISO_J-K_2_NYISO_G-I | NYISO_J-K | NYISO_G-I | Internal | Summer | B9 | 800 | 1999 | 0.02 | 44.6 | 44.59 | 0.01 | 0
2030 | NYISO_J-K_2_NYISO_G-I | NYISO_J-K | NYISO_G-I | Internal | Summer | B10 | 1262 | 1999 | 0.01 | 44.6 | 44.59 | 0.01 | 0
2030 | NYISO_J-K_2_NYISO_G-I | NYISO_J-K | NYISO_G-I | Internal | Winter | B16 | 25 | 1999 | 0 | 74.16 | 69.07 | 0.01 | 0
2030 | NYISO_J-K_2_NYISO_G-I | NYISO_J-K | NYISO_G-I | Internal | Winter | B17 | 100 | 1999 | 0.11 | 60.41 | 60.4 | 0.01 | 0
2030 | NYISO_J-K_2_NYISO_G-I | NYISO_J-K | NYISO_G-I | Internal | Winter | B18 | 400 | 1999 | 0 | 60.41 | 58.14 | 0.01 | 0
2030 | NYISO_J-K_2_NYISO_G-I | NYISO_J-K | NYISO_G-I | Internal | Winter | B19 | 700 | 1999 | 0 | 60.41 | 55.24 | 0.01 | 0
2030 | NYISO_J-K_2_NYISO_G-I | NYISO_J-K | NYISO_G-I | Internal | Winter | B20 | 935 | 1999 | 0 | 55.01 | 54.01 | 0.01 | 0
2030 | NYISO_J-K_2_PJM_E | NYISO_J-K | PJM_E | Internal | Shoulder | B11 | 25 | 0.01 | 0 | 63.31 | 64.39 | 8 | 0.93
2030 | NYISO_J-K_2_PJM_E | NYISO_J-K | PJM_E | Internal | Shoulder | B12 | 200 | 0.01 | 0 | 47.87 | 55.84 | 8 | 0.25
2030 | NYISO_J-K_2_PJM_E | NYISO_J-K | PJM_E | Internal | Shoulder | B13 | 600 | 0.01 | 0 | 47.52 | 50.3 | 8 | 0.05
2030 | NYISO_J-K_2_PJM_E | NYISO_J-K | PJM_E | Internal | Shoulder | B14 | 900 | 0.01 | 0 | 47.19 | 47.46 | 8 | 0.03
2030 | NYISO_J-K_2_PJM_E | NYISO_J-K | PJM_E | Internal | Shoulder | B15 | 1203 | 0.01 | 0 | 47.18 | 43.72 | 8 | 0.03
2030 | NYISO_J-K_2_PJM_E | NYISO_J-K | PJM_E | Internal | Summer | B1 | 10 | 0.01 | 0 | 79.94 | 79.77 | 8 | 2.85
2030 | NYISO_J-K_2_PJM_E | NYISO_J-K | PJM_E | Internal | Summer | B2 | 25 | 0.01 | 0 | 70.63 | 77.02 | 8 | 1.35
2030 | NYISO_J-K_2_PJM_E | NYISO_J-K | PJM_E | Internal | Summer | B3 | 75 | 0.01 | 0 | 65.79 | 73.78 | 8 | 0.67
2030 | NYISO_J-K_2_PJM_E | NYISO_J-K | PJM_E | Internal | Summer | B4 | 100 | 0.01 | 0 | 61.92 | 72.59 | 8 | 2.97
2030 | NYISO_J-K_2_PJM_E | NYISO_J-K | PJM_E | Internal | Summer | B5 | 200 | 0.01 | 0 | 58.34 | 68.62 | 8 | 2.44
2030 | NYISO_J-K_2_PJM_E | NYISO_J-K | PJM_E | Internal | Summer | B6 | 300 | 0.01 | 0 | 58.34 | 58.11 | 8 | 0.1
2030 | NYISO_J-K_2_PJM_E | NYISO_J-K | PJM_E | Internal | Summer | B7 | 400 | 0.01 | 0 | 58.34 | 47.99 | 8 | 0.07
2030 | NYISO_J-K_2_PJM_E | NYISO_J-K | PJM_E | Internal | Summer | B8 | 500 | 0.01 | 0 | 45.91 | 44.84 | 8 | 0.06
2030 | NYISO_J-K_2_PJM_E | NYISO_J-K | PJM_E | Internal | Summer | B9 | 800 | 0.01 | 0 | 44.6 | 42.62 | 8 | 0.04
2030 | NYISO_J-K_2_PJM_E | NYISO_J-K | PJM_E | Internal | Summer | B10 | 1262 | 0.01 | 0 | 44.6 | 40.41 | 8 | 0.02
2030 | NYISO_J-K_2_PJM_E | NYISO_J-K | PJM_E | Internal | Winter | B16 | 25 | 0.01 | 0 | 74.16 | 63.07 | 8 | 0.99
2030 | NYISO_J-K_2_PJM_E | NYISO_J-K | PJM_E | Internal | Winter | B17 | 100 | 0.01 | 0 | 60.41 | 57.28 | 8 | 0.3
2030 | NYISO_J-K_2_PJM_E | NYISO_J-K | PJM_E | Internal | Winter | B18 | 400 | 0.01 | 0 | 60.41 | 52.4 | 8 | 0.07
2030 | NYISO_J-K_2_PJM_E | NYISO_J-K | PJM_E | Internal | Winter | B19 | 700 | 0.01 | 0 | 60.41 | 49.24 | 8 | 0.04
2030 | NYISO_J-K_2_PJM_E | NYISO_J-K | PJM_E | Internal | Winter | B20 | 935 | 0.01 | 0 | 55.01 | 45.52 | 8 | 0.03
2030 | PJM_E_2_NYISO_G-I | PJM_E | NYISO_G-I | Internal | Shoulder | B11 | 25 | 500 | 0 | 64.39 | 63.3 | 6 | 0
2030 | PJM_E_2_NYISO_G-I | PJM_E | NYISO_G-I | Internal | Shoulder | B12 | 200 | 500 | 0 | 55.84 | 47.86 | 6 | 0
2030 | PJM_E_2_NYISO_G-I | PJM_E | NYISO_G-I | Internal | Shoulder | B13 | 600 | 500 | 0 | 50.3 | 47.51 | 6 | 0
2030 | PJM_E_2_NYISO_G-I | PJM_E | NYISO_G-I | Internal | Shoulder | B14 | 900 | 500 | 0 | 47.46 | 47.18 | 6 | 0
2030 | PJM_E_2_NYISO_G-I | PJM_E | NYISO_G-I | Internal | Shoulder | B15 | 1203 | 500 | 0 | 43.72 | 47.17 | 6 | 0
2030 | PJM_E_2_NYISO_G-I | PJM_E | NYISO_G-I | Internal | Summer | B1 | 10 | 500 | 0 | 79.77 | 79.93 | 6 | 0
2030 | PJM_E_2_NYISO_G-I | PJM_E | NYISO_G-I | Internal | Summer | B2 | 25 | 500 | 0 | 77.02 | 70.61 | 6 | 0
2030 | PJM_E_2_NYISO_G-I | PJM_E | NYISO_G-I | Internal | Summer | B3 | 75 | 500 | 0 | 73.78 | 65.78 | 6 | 0
2030 | PJM_E_2_NYISO_G-I | PJM_E | NYISO_G-I | Internal | Summer | B4 | 100 | 500 | 0 | 72.59 | 61.91 | 6 | 0
2030 | PJM_E_2_NYISO_G-I | PJM_E | NYISO_G-I | Internal | Summer | B5 | 200 | 500 | 0 | 68.62 | 58.33 | 6 | 0
2030 | PJM_E_2_NYISO_G-I | PJM_E | NYISO_G-I | Internal | Summer | B6 | 300 | 500 | 0 | 58.11 | 58.33 | 6 | 0
2030 | PJM_E_2_NYISO_G-I | PJM_E | NYISO_G-I | Internal | Summer | B7 | 400 | 500 | 0 | 47.99 | 47.08 | 6 | 0
2030 | PJM_E_2_NYISO_G-I | PJM_E | NYISO_G-I | Internal | Summer | B8 | 500 | 500 | 0 | 44.84 | 45.89 | 6 | 0
2030 | PJM_E_2_NYISO_G-I | PJM_E | NYISO_G-I | Internal | Summer | B9 | 800 | 500 | 0 | 42.62 | 44.59 | 6 | 0
2030 | PJM_E_2_NYISO_G-I | PJM_E | NYISO_G-I | Internal | Summer | B10 | 1262 | 500 | 0 | 40.41 | 44.59 | 6 | 0
2030 | PJM_E_2_NYISO_G-I | PJM_E | NYISO_G-I | Internal | Winter | B16 | 25 | 500 | 183.63 | 63.07 | 69.07 | 6 | 0
2030 | PJM_E_2_NYISO_G-I | PJM_E | NYISO_G-I | Internal | Winter | B17 | 100 | 500 | 0 | 57.28 | 60.4 | 6 | 0
2030 | PJM_E_2_NYISO_G-I | PJM_E | NYISO_G-I | Internal | Winter | B18 | 400 | 500 | 0 | 52.4 | 58.14 | 6 | 0
2030 | PJM_E_2_NYISO_G-I | PJM_E | NYISO_G-I | Internal | Winter | B19 | 700 | 500 | 410.03 | 49.24 | 55.24 | 6 | 0
2030 | PJM_E_2_NYISO_G-I | PJM_E | NYISO_G-I | Internal | Winter | B20 | 935 | 500 | 500 | 45.52 | 54.01 | 6 | 2.48
2030 | PJM_E_2_NYISO_J-K | PJM_E | NYISO_J-K | Internal | Shoulder | B11 | 25 | 330 | 0 | 64.39 | 63.31 | 6 | 0
2030 | PJM_E_2_NYISO_J-K | PJM_E | NYISO_J-K | Internal | Shoulder | B12 | 200 | 330 | 0 | 55.84 | 47.87 | 6 | 0
2030 | PJM_E_2_NYISO_J-K | PJM_E | NYISO_J-K | Internal | Shoulder | B13 | 600 | 330 | 0 | 50.3 | 47.52 | 6 | 0
2030 | PJM_E_2_NYISO_J-K | PJM_E | NYISO_J-K | Internal | Shoulder | B14 | 900 | 330 | 0 | 47.46 | 47.19 | 6 | 0
2030 | PJM_E_2_NYISO_J-K | PJM_E | NYISO_J-K | Internal | Shoulder | B15 | 1203 | 330 | 0 | 43.72 | 47.18 | 6 | 0
2030 | PJM_E_2_NYISO_J-K | PJM_E | NYISO_J-K | Internal | Summer | B1 | 10 | 330 | 0 | 79.77 | 79.94 | 6 | 0
2030 | PJM_E_2_NYISO_J-K | PJM_E | NYISO_J-K | Internal | Summer | B2 | 25 | 330 | 0 | 77.02 | 70.63 | 6 | 0
2030 | PJM_E_2_NYISO_J-K | PJM_E | NYISO_J-K | Internal | Summer | B3 | 75 | 330 | 0 | 73.78 | 65.79 | 6 | 0
2030 | PJM_E_2_NYISO_J-K | PJM_E | NYISO_J-K | Internal | Summer | B4 | 100 | 330 | 0 | 72.59 | 61.92 | 6 | 0
2030 | PJM_E_2_NYISO_J-K | PJM_E | NYISO_J-K | Internal | Summer | B5 | 200 | 330 | 0 | 68.62 | 58.34 | 6 | 0
2030 | PJM_E_2_NYISO_J-K | PJM_E | NYISO_J-K | Internal | Summer | B6 | 300 | 330 | 0 | 58.11 | 58.34 | 6 | 0
2030 | PJM_E_2_NYISO_J-K | PJM_E | NYISO_J-K | Internal | Summer | B7 | 400 | 330 | 330 | 47.99 | 58.34 | 6 | 4.35
2030 | PJM_E_2_NYISO_J-K | PJM_E | NYISO_J-K | Internal | Summer | B8 | 500 | 330 | 0 | 44.84 | 45.91 | 6 | 0
2030 | PJM_E_2_NYISO_J-K | PJM_E | NYISO_J-K | Internal | Summer | B9 | 800 | 330 | 0 | 42.62 | 44.6 | 6 | 0
2030 | PJM_E_2_NYISO_J-K | PJM_E | NYISO_J-K | Internal | Summer | B10 | 1262 | 330 | 0 | 40.41 | 44.6 | 6 | 0
2030 | PJM_E_2_NYISO_J-K | PJM_E | NYISO_J-K | Internal | Winter | B16 | 25 | 330 | 330 | 63.07 | 74.16 | 6 | 5.09
2030 | PJM_E_2_NYISO_J-K | PJM_E | NYISO_J-K | Internal | Winter | B17 | 100 | 330 | 0 | 57.28 | 60.41 | 6 | 0
2030 | PJM_E_2_NYISO_J-K | PJM_E | NYISO_J-K | Internal | Winter | B18 | 400 | 330 | 330 | 52.4 | 60.41 | 6 | 2.01
2030 | PJM_E_2_NYISO_J-K | PJM_E | NYISO_J-K | Internal | Winter | B19 | 700 | 330 | 330 | 49.24 | 60.41 | 6 | 5.17
2030 | PJM_E_2_NYISO_J-K | PJM_E | NYISO_J-K | Internal | Winter | B20 | 935 | 330 | 330 | 45.52 | 55.01 | 6 | 3.49
2030 | PJM_E_2_PJM_ROM | PJM_E | PJM_ROM | Internal | Shoulder | B11 | 25 | 8000 | 2508.16 | 64.39 | 64.4 | 0.01 | 0
2030 | PJM_E_2_PJM_ROM | PJM_E | PJM_ROM | Internal | Shoulder | B12 | 200 | 8000 | 2016.44 | 55.84 | 55.85 | 0.01 | 0
2030 | PJM_E_2_PJM_ROM | PJM_E | PJM_ROM | Internal | Shoulder | B13 | 600 | 8000 | 0.06 | 50.3 | 50.3 | 0.01 | 0
2030 | PJM_E_2_PJM_ROM | PJM_E | PJM_ROM | Internal | Shoulder | B14 | 900 | 8000 | 0.01 | 47.46 | 47.45 | 0.01 | 0
2030 | PJM_E_2_PJM_ROM | PJM_E | PJM_ROM | Internal | Shoulder | B15 | 1203 | 8000 | 0.01 | 43.72 | 43.7 | 0.01 | 0
2030 | PJM_E_2_PJM_ROM | PJM_E | PJM_ROM | Internal | Summer | B1 | 10 | 8000 | 1.22 | 79.77 | 79.76 | 0.01 | 0
2030 | PJM_E_2_PJM_ROM | PJM_E | PJM_ROM | Internal | Summer | B2 | 25 | 8000 | 0.5 | 77.02 | 77.01 | 0.01 | 0
2030 | PJM_E_2_PJM_ROM | PJM_E | PJM_ROM | Internal | Summer | B3 | 75 | 8000 | 835.96 | 73.78 | 73.79 | 0.01 | 0
2030 | PJM_E_2_PJM_ROM | PJM_E | PJM_ROM | Internal | Summer | B4 | 100 | 8000 | 3685.16 | 72.59 | 72.61 | 0.01 | 0
2030 | PJM_E_2_PJM_ROM | PJM_E | PJM_ROM | Internal | Summer | B5 | 200 | 8000 | 56.41 | 68.62 | 68.63 | 0.01 | 0
2030 | PJM_E_2_PJM_ROM | PJM_E | PJM_ROM | Internal | Summer | B6 | 300 | 8000 | 0.04 | 58.11 | 58.1 | 0.01 | 0
2030 | PJM_E_2_PJM_ROM | PJM_E | PJM_ROM | Internal | Summer | B7 | 400 | 8000 | 487.71 | 47.99 | 48.01 | 0.01 | 0
2030 | PJM_E_2_PJM_ROM | PJM_E | PJM_ROM | Internal | Summer | B8 | 500 | 8000 | 0.03 | 44.84 | 44.83 | 0.01 | 0
2030 | PJM_E_2_PJM_ROM | PJM_E | PJM_ROM | Internal | Summer | B9 | 800 | 8000 | 0.02 | 42.62 | 42.6 | 0.01 | 0
2030 | PJM_E_2_PJM_ROM | PJM_E | PJM_ROM | Internal | Summer | B10 | 1262 | 8000 | 0.01 | 40.41 | 40.4 | 0.01 | 0
2030 | PJM_E_2_PJM_ROM | PJM_E | PJM_ROM | Internal | Winter | B16 | 25 | 8000 | 0.5 | 63.07 | 63.06 | 0.01 | 0
2030 | PJM_E_2_PJM_ROM | PJM_E | PJM_ROM | Internal | Winter | B17 | 100 | 8000 | 0.13 | 57.28 | 57.27 | 0.01 | 0
2030 | PJM_E_2_PJM_ROM | PJM_E | PJM_ROM | Internal | Winter | B18 | 400 | 8000 | 0.03 | 52.4 | 52.39 | 0.01 | 0
2030 | PJM_E_2_PJM_ROM | PJM_E | PJM_ROM | Internal | Winter | B19 | 700 | 8000 | 0.02 | 49.24 | 49.23 | 0.01 | 0
2030 | PJM_E_2_PJM_ROM | PJM_E | PJM_ROM | Internal | Winter | B20 | 935 | 8000 | 0.01 | 45.52 | 45.51 | 0.01 | 0
2030 | PJM_ROR_2_MISO_IN | PJM_ROR | MISO_IN | Internal | Shoulder | B11 | 25 | 909 | 0 | 64.41 | 62.89 | 2 | 0
2030 | PJM_ROR_2_MISO_IN | PJM_ROR | MISO_IN | Internal | Shoulder | B12 | 200 | 909 | 0 | 55.84 | 55.52 | 2 | 0
2030 | PJM_ROR_2_MISO_IN | PJM_ROR | MISO_IN | Internal | Shoulder | B13 | 600 | 909 | 0 | 50.29 | 48.29 | 2 | 0
2030 | PJM_ROR_2_MISO_IN | PJM_ROR | MISO_IN | Internal | Shoulder | B14 | 900 | 909 | 0 | 47.43 | 47.14 | 2 | 0
2030 | PJM_ROR_2_MISO_IN | PJM_ROR | MISO_IN | Internal | Shoulder | B15 | 1203 | 909 | 0 | 43.69 | 44.29 | 2 | 0
2030 | PJM_ROR_2_MISO_IN | PJM_ROR | MISO_IN | Internal | Summer | B1 | 10 | 909 | 0 | 79.75 | 77.76 | 2 | 0
2030 | PJM_ROR_2_MISO_IN | PJM_ROR | MISO_IN | Internal | Summer | B2 | 25 | 909 | 0 | 77 | 76.81 | 2 | 0
2030 | PJM_ROR_2_MISO_IN | PJM_ROR | MISO_IN | Internal | Summer | B3 | 75 | 909 | 0 | 73.8 | 75.01 | 2 | 0
2030 | PJM_ROR_2_MISO_IN | PJM_ROR | MISO_IN | Internal | Summer | B4 | 100 | 909 | 0 | 72.62 | 71.91 | 2 | 0
2030 | PJM_ROR_2_MISO_IN | PJM_ROR | MISO_IN | Internal | Summer | B5 | 200 | 909 | 0 | 68.64 | 70.05 | 2 | 0
2030 | PJM_ROR_2_MISO_IN | PJM_ROR | MISO_IN | Internal | Summer | B6 | 300 | 909 | 0 | 58.09 | 56.11 | 2 | 0
2030 | PJM_ROR_2_MISO_IN | PJM_ROR | MISO_IN | Internal | Summer | B7 | 400 | 909 | 0 | 47.99 | 47.06 | 2 | 0
2030 | PJM_ROR_2_MISO_IN | PJM_ROR | MISO_IN | Internal | Summer | B8 | 500 | 909 | 0 | 44.82 | 44.11 | 2 | 0
2030 | PJM_ROR_2_MISO_IN | PJM_ROR | MISO_IN | Internal | Summer | B9 | 800 | 909 | 0 | 42.59 | 42.81 | 2 | 0
2030 | PJM_ROR_2_MISO_IN | PJM_ROR | MISO_IN | Internal | Summer | B10 | 1262 | 909 | 0 | 40.39 | 40.28 | 2 | 0
2030 | PJM_ROR_2_MISO_IN | PJM_ROR | MISO_IN | Internal | Winter | B16 | 25 | 909 | 771.91 | 63.05 | 65.05 | 2 | 0
2030 | PJM_ROR_2_MISO_IN | PJM_ROR | MISO_IN | Internal | Winter | B17 | 100 | 909 | 0 | 57.26 | 58.46 | 2 | 0
2030 | PJM_ROR_2_MISO_IN | PJM_ROR | MISO_IN | Internal | Winter | B18 | 400 | 909 | 0 | 51.35 | 51.5 | 2 | 0
2030 | PJM_ROR_2_MISO_IN | PJM_ROR | MISO_IN | Internal | Winter | B19 | 700 | 909 | 0 | 48.86 | 48.48 | 2 | 0
2030 | PJM_ROR_2_MISO_IN | PJM_ROR | MISO_IN | Internal | Winter | B20 | 935 | 909 | 0 | 43.13 | 42.06 | 2 | 0
2030 | PJM_ROR_2_MISO_MI | PJM_ROR | MISO_MI | Internal | Shoulder | B11 | 25 | 1305 | 0 | 64.41 | 62.87 | 2 | 0
2030 | PJM_ROR_2_MISO_MI | PJM_ROR | MISO_MI | Internal | Shoulder | B12 | 200 | 1305 | 0 | 55.84 | 55.53 | 2 | 0
2030 | PJM_ROR_2_MISO_MI | PJM_ROR | MISO_MI | Internal | Shoulder | B13 | 600 | 1305 | 0 | 50.29 | 48.3 | 2 | 0
2030 | PJM_ROR_2_MISO_MI | PJM_ROR | MISO_MI | Internal | Shoulder | B14 | 900 | 1305 | 0 | 47.43 | 47.15 | 2 | 0
2030 | PJM_ROR_2_MISO_MI | PJM_ROR | MISO_MI | Internal | Shoulder | B15 | 1203 | 1305 | 0 | 43.69 | 44.31 | 2 | 0
2030 | PJM_ROR_2_MISO_MI | PJM_ROR | MISO_MI | Internal | Summer | B1 | 10 | 1305 | 0 | 79.75 | 77.75 | 2 | 0
2030 | PJM_ROR_2_MISO_MI | PJM_ROR | MISO_MI | Internal | Summer | B2 | 25 | 1305 | 0 | 77 | 76.8 | 2 | 0
2030 | PJM_ROR_2_MISO_MI | PJM_ROR | MISO_MI | Internal | Summer | B3 | 75 | 1305 | 0 | 73.8 | 75 | 2 | 0
2030 | PJM_ROR_2_MISO_MI | PJM_ROR | MISO_MI | Internal | Summer | B4 | 100 | 1305 | 0 | 72.62 | 71.56 | 2 | 0
2030 | PJM_ROR_2_MISO_MI | PJM_ROR | MISO_MI | Internal | Summer | B5 | 200 | 1305 | 0 | 68.64 | 70.04 | 2 | 0
2030 | PJM_ROR_2_MISO_MI | PJM_ROR | MISO_MI | Internal | Summer | B6 | 300 | 1305 | 0 | 58.09 | 56.1 | 2 | 0
2030 | PJM_ROR_2_MISO_MI | PJM_ROR | MISO_MI | Internal | Summer | B7 | 400 | 1305 | 0 | 47.99 | 47.07 | 2 | 0
2030 | PJM_ROR_2_MISO_MI | PJM_ROR | MISO_MI | Internal | Summer | B8 | 500 | 1305 | 0 | 44.82 | 44.12 | 2 | 0
2030 | PJM_ROR_2_MISO_MI | PJM_ROR | MISO_MI | Internal | Summer | B9 | 800 | 1305 | 0 | 42.59 | 42.82 | 2 | 0
2030 | PJM_ROR_2_MISO_MI | PJM_ROR | MISO_MI | Internal | Summer | B10 | 1262 | 1305 | 0 | 40.39 | 40.29 | 2 | 0
2030 | PJM_ROR_2_MISO_MI | PJM_ROR | MISO_MI | Internal | Winter | B16 | 25 | 1305 | 0.99 | 63.05 | 65.04 | 2 | 0
2030 | PJM_ROR_2_MISO_MI | PJM_ROR | MISO_MI | Internal | Winter | B17 | 100 | 1305 | 0 | 57.26 | 58.47 | 2 | 0
2030 | PJM_ROR_2_MISO_MI | PJM_ROR | MISO_MI | Internal | Winter | B18 | 400 | 1305 | 0 | 51.35 | 51.51 | 2 | 0
2030 | PJM_ROR_2_MISO_MI | PJM_ROR | MISO_MI | Internal | Winter | B19 | 700 | 1305 | 0 | 48.86 | 48.49 | 2 | 0
2030 | PJM_ROR_2_MISO_MI | PJM_ROR | MISO_MI | Internal | Winter | B20 | 935 | 1305 | 0 | 43.13 | 42.07 | 2 | 0
2030 | PJM_ROR_2_MISO_MO-IL | PJM_ROR | MISO_MO-IL | Internal | Shoulder | B11 | 25 | 1111 | 0 | 64.41 | 62.88 | 2 | 0
2030 | PJM_ROR_2_MISO_MO-IL | PJM_ROR | MISO_MO-IL | Internal | Shoulder | B12 | 200 | 1111 | 0 | 55.84 | 47.87 | 2 | 0
2030 | PJM_ROR_2_MISO_MO-IL | PJM_ROR | MISO_MO-IL | Internal | Shoulder | B13 | 600 | 1111 | 0 | 50.29 | 46.7 | 2 | 0
2030 | PJM_ROR_2_MISO_MO-IL | PJM_ROR | MISO_MO-IL | Internal | Shoulder | B14 | 900 | 1111 | 0 | 47.43 | 41.81 | 2 | 0
2030 | PJM_ROR_2_MISO_MO-IL | PJM_ROR | MISO_MO-IL | Internal | Shoulder | B15 | 1203 | 1111 | 0 | 43.69 | 40.42 | 2 | 0
2030 | PJM_ROR_2_MISO_MO-IL | PJM_ROR | MISO_MO-IL | Internal | Summer | B1 | 10 | 1111 | 0 | 79.75 | 77.75 | 2 | 0
2030 | PJM_ROR_2_MISO_MO-IL | PJM_ROR | MISO_MO-IL | Internal | Summer | B2 | 25 | 1111 | 0 | 77 | 75 | 2 | 0
2030 | PJM_ROR_2_MISO_MO-IL | PJM_ROR | MISO_MO-IL | Internal | Summer | B3 | 75 | 1111 | 0 | 73.8 | 75 | 2 | 0
2030 | PJM_ROR_2_MISO_MO-IL | PJM_ROR | MISO_MO-IL | Internal | Summer | B4 | 100 | 1111 | 0 | 72.62 | 71.9 | 2 | 0
2030 | PJM_ROR_2_MISO_MO-IL | PJM_ROR | MISO_MO-IL | Internal | Summer | B5 | 200 | 1111 | 0 | 68.64 | 70.04 | 2 | 0
2030 | PJM_ROR_2_MISO_MO-IL | PJM_ROR | MISO_MO-IL | Internal | Summer | B6 | 300 | 1111 | 0 | 58.09 | 56.1 | 2 | 0
2030 | PJM_ROR_2_MISO_MO-IL | PJM_ROR | MISO_MO-IL | Internal | Summer | B7 | 400 | 1111 | 0 | 47.99 | 45.99 | 2 | 0
2030 | PJM_ROR_2_MISO_MO-IL | PJM_ROR | MISO_MO-IL | Internal | Summer | B8 | 500 | 1111 | 0 | 44.82 | 41.06 | 2 | 0
2030 | PJM_ROR_2_MISO_MO-IL | PJM_ROR | MISO_MO-IL | Internal | Summer | B9 | 800 | 1111 | 0 | 42.59 | 40.23 | 2 | 0
2030 | PJM_ROR_2_MISO_MO-IL | PJM_ROR | MISO_MO-IL | Internal | Summer | B10 | 1262 | 1111 | 0 | 40.39 | 38.39 | 2 | 0
2030 | PJM_ROR_2_MISO_MO-IL | PJM_ROR | MISO_MO-IL | Internal | Winter | B16 | 25 | 1111 | 0 | 63.05 | 58.65 | 2 | 0
2030 | PJM_ROR_2_MISO_MO-IL | PJM_ROR | MISO_MO-IL | Internal | Winter | B17 | 100 | 1111 | 0 | 57.26 | 46.26 | 2 | 0
2030 | PJM_ROR_2_MISO_MO-IL | PJM_ROR | MISO_MO-IL | Internal | Winter | B18 | 400 | 1111 | 0 | 51.35 | 45.3 | 2 | 0
2030 | PJM_ROR_2_MISO_MO-IL | PJM_ROR | MISO_MO-IL | Internal | Winter | B19 | 700 | 1111 | 0 | 48.86 | 43.88 | 2 | 0
2030 | PJM_ROR_2_MISO_MO-IL | PJM_ROR | MISO_MO-IL | Internal | Winter | B20 | 935 | 1111 | 0 | 43.13 | 40.21 | 2 | 0
2030 | PJM_ROR_2_MISO_W | PJM_ROR | MISO_W | Internal | Shoulder | B11 | 25 | 709 | 0 | 64.41 | 62.86 | 2 | 0
2030 | PJM_ROR_2_MISO_W | PJM_ROR | MISO_W | Internal | Shoulder | B12 | 200 | 709 | 0 | 55.84 | 47.86 | 2 | 0
2030 | PJM_ROR_2_MISO_W | PJM_ROR | MISO_W | Internal | Shoulder | B13 | 600 | 709 | 0 | 50.29 | 46.68 | 2 | 0
2030 | PJM_ROR_2_MISO_W | PJM_ROR | MISO_W | Internal | Shoulder | B14 | 900 | 709 | 0 | 47.43 | 41.48 | 2 | 0
2030 | PJM_ROR_2_MISO_W | PJM_ROR | MISO_W | Internal | Shoulder | B15 | 1203 | 709 | 0 | 43.69 | 34.1 | 2 | 0
2030 | PJM_ROR_2_MISO_W | PJM_ROR | MISO_W | Internal | Summer | B1 | 10 | 709 | 0 | 79.75 | 76.61 | 2 | 0
2030 | PJM_ROR_2_MISO_W | PJM_ROR | MISO_W | Internal | Summer | B2 | 25 | 709 | 0 | 77 | 74.99 | 2 | 0
2030 | PJM_ROR_2_MISO_W | PJM_ROR | MISO_W | Internal | Summer | B3 | 75 | 709 | 0 | 73.8 | 74.99 | 2 | 0
2030 | PJM_ROR_2_MISO_W | PJM_ROR | MISO_W | Internal | Summer | B4 | 100 | 709 | 0 | 72.62 | 71.89 | 2 | 0
2030 | PJM_ROR_2_MISO_W | PJM_ROR | MISO_W | Internal | Summer | B5 | 200 | 709 | 0 | 68.64 | 70.03 | 2 | 0
2030 | PJM_ROR_2_MISO_W | PJM_ROR | MISO_W | Internal | Summer | B6 | 300 | 709 | 0 | 58.09 | 56.09 | 2 | 0
2030 | PJM_ROR_2_MISO_W | PJM_ROR | MISO_W | Internal | Summer | B7 | 400 | 709 | 0 | 47.99 | 45.98 | 2 | 0
2030 | PJM_ROR_2_MISO_W | PJM_ROR | MISO_W | Internal | Summer | B8 | 500 | 709 | 0 | 44.82 | 41.05 | 2 | 0
2030 | PJM_ROR_2_MISO_W | PJM_ROR | MISO_W | Internal | Summer | B9 | 800 | 709 | 0 | 42.59 | 39.46 | 2 | 0
2030 | PJM_ROR_2_MISO_W | PJM_ROR | MISO_W | Internal | Summer | B10 | 1262 | 709 | 0 | 40.39 | 34.63 | 2 | 0
2030 | PJM_ROR_2_MISO_W | PJM_ROR | MISO_W | Internal | Winter | B16 | 25 | 709 | 0 | 63.05 | 51.34 | 2 | 0
2030 | PJM_ROR_2_MISO_W | PJM_ROR | MISO_W | Internal | Winter | B17 | 100 | 709 | 0 | 57.26 | 45.34 | 2 | 0
2030 | PJM_ROR_2_MISO_W | PJM_ROR | MISO_W | Internal | Winter | B18 | 400 | 709 | 0 | 51.35 | 45.29 | 2 | 0
2030 | PJM_ROR_2_MISO_W | PJM_ROR | MISO_W | Internal | Winter | B19 | 700 | 709 | 0 | 48.86 | 43.87 | 2 | 0
2030 | PJM_ROR_2_MISO_W | PJM_ROR | MISO_W | Internal | Winter | B20 | 935 | 709 | 0 | 43.13 | 34.28 | 2 | 0
2030 | PJM_ROR_2_MISO_WUMS | PJM_ROR | MISO_WUMS | Internal | Shoulder | B11 | 25 | 1467 | 0 | 64.41 | 62.88 | 2 | 0
2030 | PJM_ROR_2_MISO_WUMS | PJM_ROR | MISO_WUMS | Internal | Shoulder | B12 | 200 | 1467 | 0 | 55.84 | 53.84 | 2 | 0
2030 | PJM_ROR_2_MISO_WUMS | PJM_ROR | MISO_WUMS | Internal | Shoulder | B13 | 600 | 1467 | 0 | 50.29 | 48.29 | 2 | 0
2030 | PJM_ROR_2_MISO_WUMS | PJM_ROR | MISO_WUMS | Internal | Shoulder | B14 | 900 | 1467 | 0 | 47.43 | 45.43 | 2 | 0
2030 | PJM_ROR_2_MISO_WUMS | PJM_ROR | MISO_WUMS | Internal | Shoulder | B15 | 1203 | 1467 | 0 | 43.69 | 41.87 | 2 | 0
2030 | PJM_ROR_2_MISO_WUMS | PJM_ROR | MISO_WUMS | Internal | Summer | B1 | 10 | 1467 | 0 | 79.75 | 76.6 | 2 | 0
2030 | PJM_ROR_2_MISO_WUMS | PJM_ROR | MISO_WUMS | Internal | Summer | B2 | 25 | 1467 | 0 | 77 | 71.9 | 2 | 0
2030 | PJM_ROR_2_MISO_WUMS | PJM_ROR | MISO_WUMS | Internal | Summer | B3 | 75 | 1467 | 0 | 73.8 | 71.9 | 2 | 0
2030 | PJM_ROR_2_MISO_WUMS | PJM_ROR | MISO_WUMS | Internal | Summer | B4 | 100 | 1467 | 0 | 72.62 | 71.9 | 2 | 0
2030 | PJM_ROR_2_MISO_WUMS | PJM_ROR | MISO_WUMS | Internal | Summer | B5 | 200 | 1467 | 0 | 68.64 | 70.04 | 2 | 0
2030 | PJM_ROR_2_MISO_WUMS | PJM_ROR | MISO_WUMS | Internal | Summer | B6 | 300 | 1467 | 0 | 58.09 | 56.09 | 2 | 0
2030 | PJM_ROR_2_MISO_WUMS | PJM_ROR | MISO_WUMS | Internal | Summer | B7 | 400 | 1467 | 0 | 47.99 | 45.99 | 2 | 0
2030 | PJM_ROR_2_MISO_WUMS | PJM_ROR | MISO_WUMS | Internal | Summer | B8 | 500 | 1467 | 0 | 44.82 | 43.66 | 2 | 0
2030 | PJM_ROR_2_MISO_WUMS | PJM_ROR | MISO_WUMS | Internal | Summer | B9 | 800 | 1467 | 0 | 42.59 | 42.08 | 2 | 0
2030 | PJM_ROR_2_MISO_WUMS | PJM_ROR | MISO_WUMS | Internal | Summer | B10 | 1262 | 1467 | 0 | 40.39 | 40.28 | 2 | 0
2030 | PJM_ROR_2_MISO_WUMS | PJM_ROR | MISO_WUMS | Internal | Winter | B16 | 25 | 1467 | 0 | 63.05 | 61.05 | 2 | 0
2030 | PJM_ROR_2_MISO_WUMS | PJM_ROR | MISO_WUMS | Internal | Winter | B17 | 100 | 1467 | 0 | 57.26 | 55.26 | 2 | 0
2030 | PJM_ROR_2_MISO_WUMS | PJM_ROR | MISO_WUMS | Internal | Winter | B18 | 400 | 1467 | 0 | 51.35 | 48.45 | 2 | 0
2030 | PJM_ROR_2_MISO_WUMS | PJM_ROR | MISO_WUMS | Internal | Winter | B19 | 700 | 1467 | 0 | 48.86 | 46.86 | 2 | 0
2030 | PJM_ROR_2_MISO_WUMS | PJM_ROR | MISO_WUMS | Internal | Winter | B20 | 935 | 1467 | 0 | 43.13 | 41.87 | 2 | 0
2030 | PJM_ROR_2_PJM_ROM | PJM_ROR | PJM_ROM | Internal | Shoulder | B11 | 25 | 8000 | 0.51 | 64.41 | 64.4 | 0.01 | 0
2030 | PJM_ROR_2_PJM_ROM | PJM_ROR | PJM_ROM | Internal | Shoulder | B12 | 200 | 8000 | 1104.88 | 55.84 | 55.85 | 0.01 | 0
2030 | PJM_ROR_2_PJM_ROM | PJM_ROR | PJM_ROM | Internal | Shoulder | B13 | 600 | 8000 | 3475.24 | 50.29 | 50.3 | 0.01 | 0
2030 | PJM_ROR_2_PJM_ROM | PJM_ROR | PJM_ROM | Internal | Shoulder | B14 | 900 | 8000 | 3172.15 | 47.43 | 47.45 | 0.01 | 0
2030 | PJM_ROR_2_PJM_ROM | PJM_ROR | PJM_ROM | Internal | Shoulder | B15 | 1203 | 8000 | 5372.56 | 43.69 | 43.7 | 0.01 | 0
2030 | PJM_ROR_2_PJM_ROM | PJM_ROR | PJM_ROM | Internal | Summer | B1 | 10 | 8000 | 5868.04 | 79.75 | 79.76 | 0.01 | 0
2030 | PJM_ROR_2_PJM_ROM | PJM_ROR | PJM_ROM | Internal | Summer | B2 | 25 | 8000 | 4454.57 | 77 | 77.01 | 0.01 | 0
2030 | PJM_ROR_2_PJM_ROM | PJM_ROR | PJM_ROM | Internal | Summer | B3 | 75 | 8000 | 0.17 | 73.8 | 73.79 | 0.01 | 0
2030 | PJM_ROR_2_PJM_ROM | PJM_ROR | PJM_ROM | Internal | Summer | B4 | 100 | 8000 | 0.13 | 72.62 | 72.61 | 0.01 | 0
2030 | PJM_ROR_2_PJM_ROM | PJM_ROR | PJM_ROM | Internal | Summer | B5 | 200 | 8000 | 0.06 | 68.64 | 68.63 | 0.01 | 0
2030 | PJM_ROR_2_PJM_ROM | PJM_ROR | PJM_ROM | Internal | Summer | B6 | 300 | 8000 | 1557.16 | 58.09 | 58.1 | 0.01 | 0
2030 | PJM_ROR_2_PJM_ROM | PJM_ROR | PJM_ROM | Internal | Summer | B7 | 400 | 8000 | 2810.92 | 47.99 | 48.01 | 0.01 | 0
2030 | PJM_ROR_2_PJM_ROM | PJM_ROR | PJM_ROM | Internal | Summer | B8 | 500 | 8000 | 5556.48 | 44.82 | 44.83 | 0.01 | 0
2030 | PJM_ROR_2_PJM_ROM | PJM_ROR | PJM_ROM | Internal | Summer | B9 | 800 | 8000 | 6472.62 | 42.59 | 42.6 | 0.01 | 0
2030 | PJM_ROR_2_PJM_ROM | PJM_ROR | PJM_ROM | Internal | Summer | B10 | 1262 | 8000 | 7311.88 | 40.39 | 40.4 | 0.01 | 0
2030 | PJM_ROR_2_PJM_ROM | PJM_ROR | PJM_ROM | Internal | Winter | B16 | 25 | 8000 | 4081.82 | 63.05 | 63.06 | 0.01 | 0
2030 | PJM_ROR_2_PJM_ROM | PJM_ROR | PJM_ROM | Internal | Winter | B17 | 100 | 8000 | 4304.17 | 57.26 | 57.27 | 0.01 | 0
2030 | PJM_ROR_2_PJM_ROM | PJM_ROR | PJM_ROM | Internal | Winter | B18 | 400 | 8000 | 8000 | 51.35 | 52.39 | 0.01 | 1.02
2030 | PJM_ROR_2_PJM_ROM | PJM_ROR | PJM_ROM | Internal | Winter | B19 | 700 | 8000 | 8000 | 48.86 | 49.23 | 0.01 | 0.35
2030 | PJM_ROR_2_PJM_ROM | PJM_ROR | PJM_ROM | Internal | Winter | B20 | 935 | 8000 | 8000 | 43.13 | 45.51 | 0.01 | 2.37
2030 | PJM_ROR_2_TVA_Transmission | PJM_ROR | TVA_Transmission | Internal | Shoulder | B11 | 25 | 2500 | 0.04 | 64.41 | 70.11 | 6 | 0
2030 | PJM_ROR_2_TVA_Transmission | PJM_ROR | TVA_Transmission | Internal | Shoulder | B12 | 200 | 2500 | 0 | 55.84 | 55.19 | 6 | 0
2030 | PJM_ROR_2_TVA_Transmission | PJM_ROR | TVA_Transmission | Internal | Shoulder | B13 | 600 | 2500 | 0 | 50.29 | 52.09 | 6 | 0
2030 | PJM_ROR_2_TVA_Transmission | PJM_ROR | TVA_Transmission | Internal | Shoulder | B14 | 900 | 2500 | 0 | 47.43 | 49.81 | 6 | 0
2030 | PJM_ROR_2_TVA_Transmission | PJM_ROR | TVA_Transmission | Internal | Shoulder | B15 | 1203 | 2500 | 0 | 43.69 | 48.42 | 6 | 0
2030 | PJM_ROR_2_TVA_Transmission | PJM_ROR | TVA_Transmission | Internal | Summer | B1 | 10 | 2500 | 503.35 | 79.75 | 85.75 | 6 | 0
2030 | PJM_ROR_2_TVA_Transmission | PJM_ROR | TVA_Transmission | Internal | Summer | B2 | 25 | 2500 | 2077.77 | 77 | 83 | 6 | 0
2030 | PJM_ROR_2_TVA_Transmission | PJM_ROR | TVA_Transmission | Internal | Summer | B3 | 75 | 2500 | 801.2 | 73.8 | 79.8 | 6 | 0
2030 | PJM_ROR_2_TVA_Transmission | PJM_ROR | TVA_Transmission | Internal | Summer | B4 | 100 | 2500 | 375.76 | 72.62 | 78.62 | 6 | 0
2030 | PJM_ROR_2_TVA_Transmission | PJM_ROR | TVA_Transmission | Internal | Summer | B5 | 200 | 2500 | 278.34 | 68.64 | 74.64 | 6 | 0
2030 | PJM_ROR_2_TVA_Transmission | PJM_ROR | TVA_Transmission | Internal | Summer | B6 | 300 | 2500 | 0 | 58.09 | 63.45 | 6 | 0
2030 | PJM_ROR_2_TVA_Transmission | PJM_ROR | TVA_Transmission | Internal | Summer | B7 | 400 | 2500 | 0 | 47.99 | 53.14 | 6 | 0
2030 | PJM_ROR_2_TVA_Transmission | PJM_ROR | TVA_Transmission | Internal | Summer | B8 | 500 | 2500 | 0 | 44.82 | 48.55 | 6 | 0
2030 | PJM_ROR_2_TVA_Transmission | PJM_ROR | TVA_Transmission | Internal | Summer | B9 | 800 | 2500 | 0 | 42.59 | 48.18 | 6 | 0
2030 | PJM_ROR_2_TVA_Transmission | PJM_ROR | TVA_Transmission | Internal | Summer | B10 | 1262 | 2500 | 0 | 40.39 | 44.54 | 6 | 0
2030 | PJM_ROR_2_TVA_Transmission | PJM_ROR | TVA_Transmission | Internal | Winter | B16 | 25 | 2500 | 0 | 63.05 | 66.65 | 6 | 0
2030 | PJM_ROR_2_TVA_Transmission | PJM_ROR | TVA_Transmission | Internal | Winter | B17 | 100 | 2500 | 0 | 57.26 | 54.26 | 6 | 0
2030 | PJM_ROR_2_TVA_Transmission | PJM_ROR | TVA_Transmission | Internal | Winter | B18 | 400 | 2500 | 0 | 51.35 | 52.23 | 6 | 0
2030 | PJM_ROR_2_TVA_Transmission | PJM_ROR | TVA_Transmission | Internal | Winter | B19 | 700 | 2500 | 0 | 48.86 | 50.7 | 6 | 0
2030 | PJM_ROR_2_TVA_Transmission | PJM_ROR | TVA_Transmission | Internal | Winter | B20 | 935 | 2500 | 0 | 43.13 | 48.21 | 6 | 0
2030 | PJM_ROR_2_VACAR | PJM_ROR | VACAR | Internal | Shoulder | B11 | 25 | 3000 | 2860.86 | 64.41 | 70.41 | 6 | 0
2030 | PJM_ROR_2_VACAR | PJM_ROR | VACAR | Internal | Shoulder | B12 | 200 | 3000 | 0 | 55.84 | 57.5 | 6 | 0
2030 | PJM_ROR_2_VACAR | PJM_ROR | VACAR | Internal | Shoulder | B13 | 600 | 3000 | 0 | 50.29 | 53.88 | 6 | 0
2030 | PJM_ROR_2_VACAR | PJM_ROR | VACAR | Internal | Shoulder | B14 | 900 | 3000 | 0 | 47.43 | 49.45 | 6 | 0
2030 | PJM_ROR_2_VACAR | PJM_ROR | VACAR | Internal | Shoulder | B15 | 1203 | 3000 | 0 | 43.69 | 49.45 | 6 | 0
2030 | PJM_ROR_2_VACAR | PJM_ROR | VACAR | Internal | Summer | B1 | 10 | 3000 | 1949.02 | 79.75 | 85.75 | 6 | 0
2030 | PJM_ROR_2_VACAR | PJM_ROR | VACAR | Internal | Summer | B2 | 25 | 3000 | 3000 | 77 | 85.75 | 6 | 2.75
2030 | PJM_ROR_2_VACAR | PJM_ROR | VACAR | Internal | Summer | B3 | 75 | 3000 | 3000 | 73.8 | 85.75 | 6 | 5.95
2030 | PJM_ROR_2_VACAR | PJM_ROR | VACAR | Internal | Summer | B4 | 100 | 3000 | 3000 | 72.62 | 83.9 | 6 | 5.28
2030 | PJM_ROR_2_VACAR | PJM_ROR | VACAR | Internal | Summer | B5 | 200 | 3000 | 3000 | 68.64 | 75.07 | 6 | 0.43
2030 | PJM_ROR_2_VACAR | PJM_ROR | VACAR | Internal | Summer | B6 | 300 | 3000 | 3000 | 58.09 | 65.1 | 6 | 1.01
2030 | PJM_ROR_2_VACAR | PJM_ROR | VACAR | Internal | Summer | B7 | 400 | 3000 | 3000 | 47.99 | 54.62 | 6 | 0.62
2030 | PJM_ROR_2_VACAR | PJM_ROR | VACAR | Internal | Summer | B8 | 500 | 3000 | 172.06 | 44.82 | 50.82 | 6 | 0
2030 | PJM_ROR_2_VACAR | PJM_ROR | VACAR | Internal | Summer | B9 | 800 | 3000 | 0 | 42.59 | 47.46 | 6 | 0
2030 | PJM_ROR_2_VACAR | PJM_ROR | VACAR | Internal | Summer | B10 | 1262 | 3000 | 3000 | 40.39 | 47.46 | 6 | 1.07
2030 | PJM_ROR_2_VACAR | PJM_ROR | VACAR | Internal | Winter | B16 | 25 | 3000 | 3000 | 63.05 | 74.75 | 6 | 5.7
2030 | PJM_ROR_2_VACAR | PJM_ROR | VACAR | Internal | Winter | B17 | 100 | 3000 | 727.2 | 57.26 | 63.26 | 6 | 0
2030 | PJM_ROR_2_VACAR | PJM_ROR | VACAR | Internal | Winter | B18 | 400 | 3000 | 0 | 51.35 | 53.9 | 6 | 0
2030 | PJM_ROR_2_VACAR | PJM_ROR | VACAR | Internal | Winter | B19 | 700 | 3000 | 0 | 48.86 | 53.9 | 6 | 0
2030 | PJM_ROR_2_VACAR | PJM_ROR | VACAR | Internal | Winter | B20 | 935 | 3000 | 1140.61 | 43.13 | 49.13 | 6 | 0
2030 | PJM_ROM_2_NYISO_A-F | PJM_ROM | NYISO_A-F | Internal | Shoulder | B11 | 25 | 2000 | 0 | 64.4 | 51.8 | 6 | 0
2030 | PJM_ROM_2_NYISO_A-F | PJM_ROM | NYISO_A-F | Internal | Shoulder | B12 | 200 | 2000 | 0 | 55.85 | 47.85 | 6 | 0
2030 | PJM_ROM_2_NYISO_A-F | PJM_ROM | NYISO_A-F | Internal | Shoulder | B13 | 600 | 2000 | 0 | 50.3 | 47.21 | 6 | 0
2030 | PJM_ROM_2_NYISO_A-F | PJM_ROM | NYISO_A-F | Internal | Shoulder | B14 | 900 | 2000 | 0 | 47.45 | 47.17 | 6 | 0
2030 | PJM_ROM_2_NYISO_A-F | PJM_ROM | NYISO_A-F | Internal | Shoulder | B15 | 1203 | 2000 | 0 | 43.7 | 47.15 | 6 | 0
2030 | PJM_ROM_2_NYISO_A-F | PJM_ROM | NYISO_A-F | Internal | Summer | B1 | 10 | 2000 | 0 | 79.76 | 71.76 | 6 | 0
2030 | PJM_ROM_2_NYISO_A-F | PJM_ROM | NYISO_A-F | Internal | Summer | B2 | 25 | 2000 | 0 | 77.01 | 69.01 | 6 | 0
2030 | PJM_ROM_2_NYISO_A-F | PJM_ROM | NYISO_A-F | Internal | Summer | B3 | 75 | 2000 | 0 | 73.79 | 65.76 | 6 | 0
2030 | PJM_ROM_2_NYISO_A-F | PJM_ROM | NYISO_A-F | Internal | Summer | B4 | 100 | 2000 | 0 | 72.61 | 61.81 | 6 | 0
2030 | PJM_ROM_2_NYISO_A-F | PJM_ROM | NYISO_A-F | Internal | Summer | B5 | 200 | 2000 | 0 | 68.63 | 54.54 | 6 | 0
2030 | PJM_ROM_2_NYISO_A-F | PJM_ROM | NYISO_A-F | Internal | Summer | B6 | 300 | 2000 | 0 | 58.1 | 52.17 | 6 | 0
2030 | PJM_ROM_2_NYISO_A-F | PJM_ROM | NYISO_A-F | Internal | Summer | B7 | 400 | 2000 | 0 | 48.01 | 47.07 | 6 | 0
2030 | PJM_ROM_2_NYISO_A-F | PJM_ROM | NYISO_A-F | Internal | Summer | B8 | 500 | 2000 | 0 | 44.83 | 45.88 | 6 | 0
2030 | PJM_ROM_2_NYISO_A-F | PJM_ROM | NYISO_A-F | Internal | Summer | B9 | 800 | 2000 | 0 | 42.6 | 44.58 | 6 | 0
2030 | PJM_ROM_2_NYISO_A-F | PJM_ROM | NYISO_A-F | Internal | Summer | B10 | 1262 | 2000 | 0 | 40.4 | 44.58 | 6 | 0
2030 | PJM_ROM_2_NYISO_A-F | PJM_ROM | NYISO_A-F | Internal | Winter | B16 | 25 | 2000 | 0 | 63.06 | 55.06 | 6 | 0
2030 | PJM_ROM_2_NYISO_A-F | PJM_ROM | NYISO_A-F | Internal | Winter | B17 | 100 | 2000 | 0 | 57.27 | 51.6 | 6 | 0
2030 | PJM_ROM_2_NYISO_A-F | PJM_ROM | NYISO_A-F | Internal | Winter | B18 | 400 | 2000 | 0 | 52.39 | 51.51 | 6 | 0
2030 | PJM_ROM_2_NYISO_A-F | PJM_ROM | NYISO_A-F | Internal | Winter | B19 | 700 | 2000 | 0 | 49.23 | 51.51 | 6 | 0
2030 | PJM_ROM_2_NYISO_A-F | PJM_ROM | NYISO_A-F | Internal | Winter | B20 | 935 | 2000 | 1064.38 | 45.51 | 51.51 | 6 | 0
2030 | PJM_ROM_2_PJM_E | PJM_ROM | PJM_E | Internal | Shoulder | B11 | 25 | 8000 | 0.5 | 64.4 | 64.39 | 0.01 | 0
2030 | PJM_ROM_2_PJM_E | PJM_ROM | PJM_E | Internal | Shoulder | B12 | 200 | 8000 | 0.06 | 55.85 | 55.84 | 0.01 | 0
2030 | PJM_ROM_2_PJM_E | PJM_ROM | PJM_E | Internal | Shoulder | B13 | 600 | 8000 | 0.03 | 50.3 | 50.3 | 0.01 | 0
2030 | PJM_ROM_2_PJM_E | PJM_ROM | PJM_E | Internal | Shoulder | B14 | 900 | 8000 | 60.68 | 47.45 | 47.46 | 0.01 | 0
2030 | PJM_ROM_2_PJM_E | PJM_ROM | PJM_E | Internal | Shoulder | B15 | 1203 | 8000 | 2589.27 | 43.7 | 43.72 | 0.01 | 0
2030 | PJM_ROM_2_PJM_E | PJM_ROM | PJM_E | Internal | Summer | B1 | 10 | 8000 | 3694.04 | 79.76 | 79.77 | 0.01 | 0
2030 | PJM_ROM_2_PJM_E | PJM_ROM | PJM_E | Internal | Summer | B2 | 25 | 8000 | 2827.52 | 77.01 | 77.02 | 0.01 | 0
2030 | PJM_ROM_2_PJM_E | PJM_ROM | PJM_E | Internal | Summer | B3 | 75 | 8000 | 0.17 | 73.79 | 73.78 | 0.01 | 0
2030 | PJM_ROM_2_PJM_E | PJM_ROM | PJM_E | Internal | Summer | B4 | 100 | 8000 | 0.13 | 72.61 | 72.59 | 0.01 | 0
2030 | PJM_ROM_2_PJM_E | PJM_ROM | PJM_E | Internal | Summer | B5 | 200 | 8000 | 0.07 | 68.63 | 68.62 | 0.01 | 0
2030 | PJM_ROM_2_PJM_E | PJM_ROM | PJM_E | Internal | Summer | B6 | 300 | 8000 | 59.86 | 58.1 | 58.11 | 0.01 | 0
2030 | PJM_ROM_2_PJM_E | PJM_ROM | PJM_E | Internal | Summer | B7 | 400 | 8000 | 0.03 | 48.01 | 47.99 | 0.01 | 0
2030 | PJM_ROM_2_PJM_E | PJM_ROM | PJM_E | Internal | Summer | B8 | 500 | 8000 | 2858.65 | 44.83 | 44.84 | 0.01 | 0
2030 | PJM_ROM_2_PJM_E | PJM_ROM | PJM_E | Internal | Summer | B9 | 800 | 8000 | 2850.51 | 42.6 | 42.62 | 0.01 | 0
2030 | PJM_ROM_2_PJM_E | PJM_ROM | PJM_E | Internal | Summer | B10 | 1262 | 8000 | 4251.49 | 40.4 | 40.41 | 0.01 | 0
2030 | PJM_ROM_2_PJM_E | PJM_ROM | PJM_E | Internal | Winter | B16 | 25 | 8000 | 1950.23 | 63.06 | 63.07 | 0.01 | 0
2030 | PJM_ROM_2_PJM_E | PJM_ROM | PJM_E | Internal | Winter | B17 | 100 | 8000 | 974.08 | 57.27 | 57.28 | 0.01 | 0
2030 | PJM_ROM_2_PJM_E | PJM_ROM | PJM_E | Internal | Winter | B18 | 400 | 8000 | 4795.35 | 52.39 | 52.4 | 0.01 | 0
2030 | PJM_ROM_2_PJM_E | PJM_ROM | PJM_E | Internal | Winter | B19 | 700 | 8000 | 4205.38 | 49.23 | 49.24 | 0.01 | 0
2030 | PJM_ROM_2_PJM_E | PJM_ROM | PJM_E | Internal | Winter | B20 | 935 | 8000 | 4541.24 | 45.51 | 45.52 | 0.01 | 0
2030 | PJM_ROM_2_PJM_ROR | PJM_ROM | PJM_ROR | Internal | Shoulder | B11 | 25 | 8000 | 1630.75 | 64.4 | 64.41 | 0.01 | 0
2030 | PJM_ROM_2_PJM_ROR | PJM_ROM | PJM_ROR | Internal | Shoulder | B12 | 200 | 8000 | 0.06 | 55.85 | 55.84 | 0.01 | 0
2030 | PJM_ROM_2_PJM_ROR | PJM_ROM | PJM_ROR | Internal | Shoulder | B13 | 600 | 8000 | 0.02 | 50.3 | 50.29 | 0.01 | 0
2030 | PJM_ROM_2_PJM_ROR | PJM_ROM | PJM_ROR | Internal | Shoulder | B14 | 900 | 8000 | 0.01 | 47.45 | 47.43 | 0.01 | 0
2030 | PJM_ROM_2_PJM_ROR | PJM_ROM | PJM_ROR | Internal | Shoulder | B15 | 1203 | 8000 | 0.01 | 43.7 | 43.69 | 0.01 | 0
2030 | PJM_ROM_2_PJM_ROR | PJM_ROM | PJM_ROR | Internal | Summer | B1 | 10 | 8000 | 1.2 | 79.76 | 79.75 | 0.01 | 0
2030 | PJM_ROM_2_PJM_ROR | PJM_ROM | PJM_ROR | Internal | Summer | B2 | 25 | 8000 | 0.5 | 77.01 | 77 | 0.01 | 0
2030 | PJM_ROM_2_PJM_ROR | PJM_ROM | PJM_ROR | Internal | Summer | B3 | 75 | 8000 | 556.26 | 73.79 | 73.8 | 0.01 | 0
2030 | PJM_ROM_2_PJM_ROR | PJM_ROM | PJM_ROR | Internal | Summer | B4 | 100 | 8000 | 4671.53 | 72.61 | 72.62 | 0.01 | 0
2030 | PJM_ROM_2_PJM_ROR | PJM_ROM | PJM_ROR | Internal | Summer | B5 | 200 | 8000 | 1750.71 | 68.63 | 68.64 | 0.01 | 0
2030 | PJM_ROM_2_PJM_ROR | PJM_ROM | PJM_ROR | Internal | Summer | B6 | 300 | 8000 | 0.04 | 58.1 | 58.09 | 0.01 | 0
2030 | PJM_ROM_2_PJM_ROR | PJM_ROM | PJM_ROR | Internal | Summer | B7 | 400 | 8000 | 0.03 | 48.01 | 47.99 | 0.01 | 0
2030 | PJM_ROM_2_PJM_ROR | PJM_ROM | PJM_ROR | Internal | Summer | B8 | 500 | 8000 | 0.03 | 44.83 | 44.82 | 0.01 | 0
2030 | PJM_ROM_2_PJM_ROR | PJM_ROM | PJM_ROR | Internal | Summer | B9 | 800 | 8000 | 0.02 | 42.6 | 42.59 | 0.01 | 0
2030 | PJM_ROM_2_PJM_ROR | PJM_ROM | PJM_ROR | Internal | Summer | B10 | 1262 | 8000 | 0.01 | 40.4 | 40.39 | 0.01 | 0
2030 | PJM_ROM_2_PJM_ROR | PJM_ROM | PJM_ROR | Internal | Winter | B16 | 25 | 8000 | 0.49 | 63.06 | 63.05 | 0.01 | 0
2030 | PJM_ROM_2_PJM_ROR | PJM_ROM | PJM_ROR | Internal | Winter | B17 | 100 | 8000 | 0.13 | 57.27 | 57.26 | 0.01 | 0
2030 | PJM_ROM_2_PJM_ROR | PJM_ROM | PJM_ROR | Internal | Winter | B18 | 400 | 8000 | 0 | 52.39 | 51.35 | 0.01 | 0
2030 | PJM_ROM_2_PJM_ROR | PJM_ROM | PJM_ROR | Internal | Winter | B19 | 700 | 8000 | 0 | 49.23 | 48.86 | 0.01 | 0
2030 | PJM_ROM_2_PJM_ROR | PJM_ROM | PJM_ROR | Internal | Winter | B20 | 935 | 8000 | 0 | 45.51 | 43.13 | 0.01 | 0
2030 | SOCO_2_ENT | SOCO | ENT | Internal | Shoulder | B11 | 25 | 2400 | 0 | 78.88 | 70.88 | 10 | 0
2030 | SOCO_2_ENT | SOCO | ENT | Internal | Shoulder | B12 | 200 | 2400 | 0 | 51.92 | 50.17 | 10 | 0
2030 | SOCO_2_ENT | SOCO | ENT | Internal | Shoulder | B13 | 600 | 2400 | 0 | 50.12 | 50.17 | 10 | 0
2030 | SOCO_2_ENT | SOCO | ENT | Internal | Shoulder | B14 | 900 | 2400 | 0 | 50.12 | 49.81 | 10 | 0
2030 | SOCO_2_ENT | SOCO | ENT | Internal | Shoulder | B15 | 1203 | 2400 | 0 | 50.12 | 48.17 | 10 | 0
2030 | SOCO_2_ENT | SOCO | ENT | Internal | Summer | B1 | 10 | 2400 | 0 | 88.73 | 80.73 | 10 | 0
2030 | SOCO_2_ENT | SOCO | ENT | Internal | Summer | B2 | 25 | 2400 | 0 | 83.67 | 80.73 | 10 | 0
2030 | SOCO_2_ENT | SOCO | ENT | Internal | Summer | B3 | 75 | 2400 | 0 | 83.67 | 75.67 | 10 | 0
2030 | SOCO_2_ENT | SOCO | ENT | Internal | Summer | B4 | 100 | 2400 | 0 | 82.07 | 74.07 | 10 | 0
2030 | SOCO_2_ENT | SOCO | ENT | Internal | Summer | B5 | 200 | 2400 | 0 | 82.07 | 74.07 | 10 | 0
2030 | SOCO_2_ENT | SOCO | ENT | Internal | Summer | B6 | 300 | 2400 | 0 | 72.1 | 64.1 | 10 | 0
2030 | SOCO_2_ENT | SOCO | ENT | Internal | Summer | B7 | 400 | 2400 | 0 | 61.99 | 53.99 | 10 | 0
2030 | SOCO_2_ENT | SOCO | ENT | Internal | Summer | B8 | 500 | 2400 | 0 | 50.38 | 48.58 | 10 | 0
2030 | SOCO_2_ENT | SOCO | ENT | Internal | Summer | B9 | 800 | 2400 | 0 | 48.64 | 48.23 | 10 | 0
2030 | SOCO_2_ENT | SOCO | ENT | Internal | Summer | B10 | 1262 | 2400 | 0 | 48.64 | 46.65 | 10 | 0
2030 | SOCO_2_ENT | SOCO | ENT | Internal | Winter | B16 | 25 | 2400 | 0 | 75.65 | 63.34 | 10 | 0
2030 | SOCO_2_ENT | SOCO | ENT | Internal | Winter | B17 | 100 | 2400 | 0 | 55.08 | 53.3 | 10 | 0
2030 | SOCO_2_ENT | SOCO | ENT | Internal | Winter | B18 | 400 | 2400 | 0 | 53.17 | 53.3 | 10 | 0
2030 | SOCO_2_ENT | SOCO | ENT | Internal | Winter | B19 | 700 | 2400 | 0 | 53.17 | 51.88 | 10 | 0
2030 | SOCO_2_ENT | SOCO | ENT | Internal | Winter | B20 | 935 | 2400 | 0 | 52.46 | 48.21 | 10 | 0
2030 | SOCO_2_FRCC | SOCO | FRCC | Internal | Shoulder | B11 | 25 | 3700 | 2707.82 | 78.88 | 88.88 | 10 | 0
2030 | SOCO_2_FRCC | SOCO | FRCC | Internal | Shoulder | B12 | 200 | 3700 | 919.49 | 51.92 | 61.92 | 10 | 0
2030 | SOCO_2_FRCC | SOCO | FRCC | Internal | Shoulder | B13 | 600 | 3700 | 0 | 50.12 | 57.72 | 10 | 0
2030 | SOCO_2_FRCC | SOCO | FRCC | Internal | Shoulder | B14 | 900 | 3700 | 0 | 50.12 | 55.34 | 10 | 0
2030 | SOCO_2_FRCC | SOCO | FRCC | Internal | Shoulder | B15 | 1203 | 3700 | 0 | 50.12 | 55.34 | 10 | 0
2030 | SOCO_2_FRCC | SOCO | FRCC | Internal | Summer | B1 | 10 | 3700 | 907.06 | 88.73 | 98.73 | 10 | 0
2030 | SOCO_2_FRCC | SOCO | FRCC | Internal | Summer | B2 | 25 | 3700 | 0 | 83.67 | 89.81 | 10 | 0
2030 | SOCO_2_FRCC | SOCO | FRCC | Internal | Summer | B3 | 75 | 3700 | 0 | 83.67 | 89.81 | 10 | 0
2030 | SOCO_2_FRCC | SOCO | FRCC | Internal | Summer | B4 | 100 | 3700 | 0 | 82.07 | 89.81 | 10 | 0
2030 | SOCO_2_FRCC | SOCO | FRCC | Internal | Summer | B5 | 200 | 3700 | 0 | 82.07 | 89.81 | 10 | 0
2030 | SOCO_2_FRCC | SOCO | FRCC | Internal | Summer | B6 | 300 | 3700 | 0 | 72.1 | 77.12 | 10 | 0
2030 | SOCO_2_FRCC | SOCO | FRCC | Internal | Summer | B7 | 400 | 3700 | 1696.04 | 61.99 | 71.99 | 10 | 0
2030 | SOCO_2_FRCC | SOCO | FRCC | Internal | Summer | B8 | 500 | 3700 | 0 | 50.38 | 56.82 | 10 | 0
2030 | SOCO_2_FRCC | SOCO | FRCC | Internal | Summer | B9 | 800 | 3700 | 0 | 48.64 | 54.47 | 10 | 0
2030 | SOCO_2_FRCC | SOCO | FRCC | Internal | Summer | B10 | 1262 | 3700 | 0 | 48.64 | 54.47 | 10 | 0
2030 | SOCO_2_FRCC | SOCO | FRCC | Internal | Winter | B16 | 25 | 3700 | 903.97 | 75.65 | 85.65 | 10 | 0
2030 | SOCO_2_FRCC | SOCO | FRCC | Internal | Winter | B17 | 100 | 3700 | 91.86 | 55.08 | 65.08 | 10 | 0
2030 | SOCO_2_FRCC | SOCO | FRCC | Internal | Winter | B18 | 400 | 3700 | 0 | 53.17 | 59.51 | 10 | 0
2030 | SOCO_2_FRCC | SOCO | FRCC | Internal | Winter | B19 | 700 | 3700 | 0 | 53.17 | 57.89 | 10 | 0
2030 | SOCO_2_FRCC | SOCO | FRCC | Internal | Winter | B20 | 935 | 3700 | 0 | 52.46 | 57.89 | 10 | 0
2030 | SOCO_2_TVA_Transmission | SOCO | TVA_Transmission | Internal | Shoulder | B11 | 25 | 2600 | 0 | 78.88 | 70.11 | 10 | 0
2030 | SOCO_2_TVA_Transmission | SOCO | TVA_Transmission | Internal | Shoulder | B12 | 200 | 2600 | 0 | 51.92 | 55.19 | 10 | 0
2030 | SOCO_2_TVA_Transmission | SOCO | TVA_Transmission | Internal | Shoulder | B13 | 600 | 2600 | 0 | 50.12 | 52.09 | 10 | 0
2030 | SOCO_2_TVA_Transmission | SOCO | TVA_Transmission | Internal | Shoulder | B14 | 900 | 2600 | 0 | 50.12 | 49.81 | 10 | 0
2030 | SOCO_2_TVA_Transmission | SOCO | TVA_Transmission | Internal | Shoulder | B15 | 1203 | 2600 | 0 | 50.12 | 48.42 | 10 | 0
2030 | SOCO_2_TVA_Transmission | SOCO | TVA_Transmission | Internal | Summer | B1 | 10 | 2600 | 0 | 88.73 | 85.75 | 10 | 0
2030 | SOCO_2_TVA_Transmission | SOCO | TVA_Transmission | Internal | Summer | B2 | 25 | 2600 | 0 | 83.67 | 83 | 10 | 0
2030 | SOCO_2_TVA_Transmission | SOCO | TVA_Transmission | Internal | Summer | B3 | 75 | 2600 | 0 | 83.67 | 79.8 | 10 | 0
2030 | SOCO_2_TVA_Transmission | SOCO | TVA_Transmission | Internal | Summer | B4 | 100 | 2600 | 0 | 82.07 | 78.62 | 10 | 0
2030 | SOCO_2_TVA_Transmission | SOCO | TVA_Transmission | Internal | Summer | B5 | 200 | 2600 | 0 | 82.07 | 74.64 | 10 | 0
2030 | SOCO_2_TVA_Transmission | SOCO | TVA_Transmission | Internal | Summer | B6 | 300 | 2600 | 0 | 72.1 | 63.45 | 10 | 0
2030 | SOCO_2_TVA_Transmission | SOCO | TVA_Transmission | Internal | Summer | B7 | 400 | 2600 | 0 | 61.99 | 53.14 | 10 | 0
2030 | SOCO_2_TVA_Transmission | SOCO | TVA_Transmission | Internal | Summer | B8 | 500 | 2600 | 0 | 50.38 | 48.55 | 10 | 0
2030 | SOCO_2_TVA_Transmission | SOCO | TVA_Transmission | Internal | Summer | B9 | 800 | 2600 | 0 | 48.64 | 48.18 | 10 | 0
2030 | SOCO_2_TVA_Transmission | SOCO | TVA_Transmission | Internal | Summer | B10 | 1262 | 2600 | 0 | 48.64 | 44.54 | 10 | 0
2030 | SOCO_2_TVA_Transmission | SOCO | TVA_Transmission | Internal | Winter | B16 | 25 | 2600 | 0 | 75.65 | 66.65 | 10 | 0
2030 | SOCO_2_TVA_Transmission | SOCO | TVA_Transmission | Internal | Winter | B17 | 100 | 2600 | 0 | 55.08 | 54.26 | 10 | 0
2030 | SOCO_2_TVA_Transmission | SOCO | TVA_Transmission | Internal | Winter | B18 | 400 | 2600 | 0 | 53.17 | 52.23 | 10 | 0
2030 | SOCO_2_TVA_Transmission | SOCO | TVA_Transmission | Internal | Winter | B19 | 700 | 2600 | 0 | 53.17 | 50.7 | 10 | 0
2030 | SOCO_2_TVA_Transmission | SOCO | TVA_Transmission | Internal | Winter | B20 | 935 | 2600 | 0 | 52.46 | 48.21 | 10 | 0
2030 | SOCO_2_VACAR | SOCO | VACAR | Internal | Shoulder | B11 | 25 | 2000 | 0 | 78.88 | 70.41 | 10 | 0
2030 | SOCO_2_VACAR | SOCO | VACAR | Internal | Shoulder | B12 | 200 | 2000 | 0 | 51.92 | 57.5 | 10 | 0
2030 | SOCO_2_VACAR | SOCO | VACAR | Internal | Shoulder | B13 | 600 | 2000 | 0 | 50.12 | 53.88 | 10 | 0
2030 | SOCO_2_VACAR | SOCO | VACAR | Internal | Shoulder | B14 | 900 | 2000 | 0 | 50.12 | 49.45 | 10 | 0
2030 | SOCO_2_VACAR | SOCO | VACAR | Internal | Shoulder | B15 | 1203 | 2000 | 0 | 50.12 | 49.45 | 10 | 0
2030 | SOCO_2_VACAR | SOCO | VACAR | Internal | Summer | B1 | 10 | 2000 | 0 | 88.73 | 85.75 | 10 | 0
2030 | SOCO_2_VACAR | SOCO | VACAR | Internal | Summer | B2 | 25 | 2000 | 0 | 83.67 | 85.75 | 10 | 0
2030 | SOCO_2_VACAR | SOCO | VACAR | Internal | Summer | B3 | 75 | 2000 | 0 | 83.67 | 85.75 | 10 | 0
2030 | SOCO_2_VACAR | SOCO | VACAR | Internal | Summer | B4 | 100 | 2000 | 0 | 82.07 | 83.9 | 10 | 0
2030 | SOCO_2_VACAR | SOCO | VACAR | Internal | Summer | B5 | 200 | 2000 | 0 | 82.07 | 75.07 | 10 | 0
2030 | SOCO_2_VACAR | SOCO | VACAR | Internal | Summer | B6 | 300 | 2000 | 0 | 72.1 | 65.1 | 10 | 0
2030 | SOCO_2_VACAR | SOCO | VACAR | Internal | Summer | B7 | 400 | 2000 | 0 | 61.99 | 54.62 | 10 | 0
2030 | SOCO_2_VACAR | SOCO | VACAR | Internal | Summer | B8 | 500 | 2000 | 0 | 50.38 | 50.82 | 10 | 0
2030 | SOCO_2_VACAR | SOCO | VACAR | Internal | Summer | B9 | 800 | 2000 | 0 | 48.64 | 47.46 | 10 | 0
2030 | SOCO_2_VACAR | SOCO | VACAR | Internal | Summer | B10 | 1262 | 2000 | 0 | 48.64 | 47.46 | 10 | 0
2030 | SOCO_2_VACAR | SOCO | VACAR | Internal | Winter | B16 | 25 | 2000 | 0 | 75.65 | 74.75 | 10 | 0
2030 | SOCO_2_VACAR | SOCO | VACAR | Internal | Winter | B17 | 100 | 2000 | 0 | 55.08 | 63.26 | 10 | 0
2030 | SOCO_2_VACAR | SOCO | VACAR | Internal | Winter | B18 | 400 | 2000 | 0 | 53.17 | 53.9 | 10 | 0
2030 | SOCO_2_VACAR | SOCO | VACAR | Internal | Winter | B19 | 700 | 2000 | 0 | 53.17 | 53.9 | 10 | 0
2030 | SOCO_2_VACAR | SOCO | VACAR | Internal | Winter | B20 | 935 | 2000 | 0 | 52.46 | 49.13 | 10 | 0
2030 | SPP_N_2_ENT | SPP_N | ENT | Internal | Shoulder | B11 | 25 | 1800 | 0 | 69.86 | 70.88 | 5 | 0
2030 | SPP_N_2_ENT | SPP_N | ENT | Internal | Shoulder | B12 | 200 | 1800 | 0 | 53.72 | 50.17 | 5 | 0
2030 | SPP_N_2_ENT | SPP_N | ENT | Internal | Shoulder | B13 | 600 | 1800 | 0 | 50.16 | 50.17 | 5 | 0
2030 | SPP_N_2_ENT | SPP_N | ENT | Internal | Shoulder | B14 | 900 | 1800 | 0 | 48.48 | 49.81 | 5 | 0
2030 | SPP_N_2_ENT | SPP_N | ENT | Internal | Shoulder | B15 | 1203 | 1800 | 1800 | 41.1 | 48.17 | 5 | 2.07
2030 | SPP_N_2_ENT | SPP_N | ENT | Internal | Summer | B1 | 10 | 1800 | 0.01 | 79.41 | 80.73 | 5 | 0
2030 | SPP_N_2_ENT | SPP_N | ENT | Internal | Summer | B2 | 25 | 1800 | 0 | 79.41 | 80.73 | 5 | 0
2030 | SPP_N_2_ENT | SPP_N | ENT | Internal | Summer | B3 | 75 | 1800 | 0 | 78.45 | 75.67 | 5 | 0
2030 | SPP_N_2_ENT | SPP_N | ENT | Internal | Summer | B4 | 100 | 1800 | 0 | 77.03 | 74.07 | 5 | 0
2030 | SPP_N_2_ENT | SPP_N | ENT | Internal | Summer | B5 | 200 | 1800 | 0 | 77.03 | 74.07 | 5 | 0
2030 | SPP_N_2_ENT | SPP_N | ENT | Internal | Summer | B6 | 300 | 1800 | 0 | 63.09 | 64.1 | 5 | 0
2030 | SPP_N_2_ENT | SPP_N | ENT | Internal | Summer | B7 | 400 | 1800 | 0 | 52.98 | 53.99 | 5 | 0
2030 | SPP_N_2_ENT | SPP_N | ENT | Internal | Summer | B8 | 500 | 1800 | 0 | 47.72 | 48.58 | 5 | 0
2030 | SPP_N_2_ENT | SPP_N | ENT | Internal | Summer | B9 | 800 | 1800 | 0 | 46.45 | 48.23 | 5 | 0
2030 | SPP_N_2_ENT | SPP_N | ENT | Internal | Summer | B10 | 1262 | 1800 | 1799.98 | 41.63 | 46.65 | 5 | 0.01
2030 | SPP_N_2_ENT | SPP_N | ENT | Internal | Winter | B16 | 25 | 1800 | 1702.58 | 58.34 | 63.34 | 5 | 0
2030 | SPP_N_2_ENT | SPP_N | ENT | Internal | Winter | B17 | 100 | 1800 | 0 | 52.34 | 53.3 | 5 | 0
2030 | SPP_N_2_ENT | SPP_N | ENT | Internal | Winter | B18 | 400 | 1800 | 0 | 52.29 | 53.3 | 5 | 0
2030 | SPP_N_2_ENT | SPP_N | ENT | Internal | Winter | B19 | 700 | 1800 | 0 | 48.4 | 51.88 | 5 | 0
2030 | SPP_N_2_ENT | SPP_N | ENT | Internal | Winter | B20 | 935 | 1800 | 1800 | 41.28 | 48.21 | 5 | 1.93
2030 | SPP_N_2_MISO_MO-IL | SPP_N | MISO_MO-IL | Internal | Shoulder | B11 | 25 | 2000 | 0 | 69.86 | 62.88 | 5 | 0
2030 | SPP_N_2_MISO_MO-IL | SPP_N | MISO_MO-IL | Internal | Shoulder | B12 | 200 | 2000 | 0 | 53.72 | 47.87 | 5 | 0
2030 | SPP_N_2_MISO_MO-IL | SPP_N | MISO_MO-IL | Internal | Shoulder | B13 | 600 | 2000 | 0 | 50.16 | 46.7 | 5 | 0
2030 | SPP_N_2_MISO_MO-IL | SPP_N | MISO_MO-IL | Internal | Shoulder | B14 | 900 | 2000 | 0 | 48.48 | 41.81 | 5 | 0
2030 | SPP_N_2_MISO_MO-IL | SPP_N | MISO_MO-IL | Internal | Shoulder | B15 | 1203 | 2000 | 0 | 41.1 | 40.42 | 5 | 0
2030 | SPP_N_2_MISO_MO-IL | SPP_N | MISO_MO-IL | Internal | Summer | B1 | 10 | 2000 | 0 | 79.41 | 77.75 | 5 | 0
2030 | SPP_N_2_MISO_MO-IL | SPP_N | MISO_MO-IL | Internal | Summer | B2 | 25 | 2000 | 0 | 79.41 | 75 | 5 | 0
2030 | SPP_N_2_MISO_MO-IL | SPP_N | MISO_MO-IL | Internal | Summer | B3 | 75 | 2000 | 0 | 78.45 | 75 | 5 | 0
2030 | SPP_N_2_MISO_MO-IL | SPP_N | MISO_MO-IL | Internal | Summer | B4 | 100 | 2000 | 0 | 77.03 | 71.9 | 5 | 0
2030 | SPP_N_2_MISO_MO-IL | SPP_N | MISO_MO-IL | Internal | Summer | B5 | 200 | 2000 | 0 | 77.03 | 70.04 | 5 | 0
2030 | SPP_N_2_MISO_MO-IL | SPP_N | MISO_MO-IL | Internal | Summer | B6 | 300 | 2000 | 0 | 63.09 | 56.1 | 5 | 0
2030 | SPP_N_2_MISO_MO-IL | SPP_N | MISO_MO-IL | Internal | Summer | B7 | 400 | 2000 | 0 | 52.98 | 45.99 | 5 | 0
2030 | SPP_N_2_MISO_MO-IL | SPP_N | MISO_MO-IL | Internal | Summer | B8 | 500 | 2000 | 0 | 47.72 | 41.06 | 5 | 0
2030 | SPP_N_2_MISO_MO-IL | SPP_N | MISO_MO-IL | Internal | Summer | B9 | 800 | 2000 | 0 | 46.45 | 40.23 | 5 | 0
2030 | SPP_N_2_MISO_MO-IL | SPP_N | MISO_MO-IL | Internal | Summer | B10 | 1262 | 2000 | 0 | 41.63 | 38.39 | 5 | 0
2030 | SPP_N_2_MISO_MO-IL | SPP_N | MISO_MO-IL | Internal | Winter | B16 | 25 | 2000 | 0 | 58.34 | 58.65 | 5 | 0
2030 | SPP_N_2_MISO_MO-IL | SPP_N | MISO_MO-IL | Internal | Winter | B17 | 100 | 2000 | 0 | 52.34 | 46.26 | 5 | 0
2030 | SPP_N_2_MISO_MO-IL | SPP_N | MISO_MO-IL | Internal | Winter | B18 | 400 | 2000 | 0 | 52.29 | 45.3 | 5 | 0
2030 | SPP_N_2_MISO_MO-IL | SPP_N | MISO_MO-IL | Internal | Winter | B19 | 700 | 2000 | 0 | 48.4 | 43.88 | 5 | 0
2030 | SPP_N_2_MISO_MO-IL | SPP_N | MISO_MO-IL | Internal | Winter | B20 | 935 | 2000 | 0 | 41.28 | 40.21 | 5 | 0
2030 | SPP_N_2_MISO_W | SPP_N | MISO_W | Internal | Shoulder | B11 | 25 | 750 | 0 | 69.86 | 62.86 | 5 | 0
2030 | SPP_N_2_MISO_W | SPP_N | MISO_W | Internal | Shoulder | B12 | 200 | 750 | 0 | 53.72 | 47.86 | 5 | 0
2030 | SPP_N_2_MISO_W | SPP_N | MISO_W | Internal | Shoulder | B13 | 600 | 750 | 0 | 50.16 | 46.68 | 5 | 0
2030 | SPP_N_2_MISO_W | SPP_N | MISO_W | Internal | Shoulder | B14 | 900 | 750 | 0 | 48.48 | 41.48 | 5 | 0
2030 | SPP_N_2_MISO_W | SPP_N | MISO_W | Internal | Shoulder | B15 | 1203 | 750 | 0 | 41.1 | 34.1 | 5 | 0
2030 | SPP_N_2_MISO_W | SPP_N | MISO_W | Internal | Summer | B1 | 10 | 750 | 0 | 79.41 | 76.61 | 5 | 0
2030 | SPP_N_2_MISO_W | SPP_N | MISO_W | Internal | Summer | B2 | 25 | 750 | 0 | 79.41 | 74.99 | 5 | 0
2030 | SPP_N_2_MISO_W | SPP_N | MISO_W | Internal | Summer | B3 | 75 | 750 | 0 | 78.45 | 74.99 | 5 | 0
2030 | SPP_N_2_MISO_W | SPP_N | MISO_W | Internal | Summer | B4 | 100 | 750 | 0 | 77.03 | 71.89 | 5 | 0
2030 | SPP_N_2_MISO_W | SPP_N | MISO_W | Internal | Summer | B5 | 200 | 750 | 0 | 77.03 | 70.03 | 5 | 0
2030 | SPP_N_2_MISO_W | SPP_N | MISO_W | Internal | Summer | B6 | 300 | 750 | 0 | 63.09 | 56.09 | 5 | 0
2030 | SPP_N_2_MISO_W | SPP_N | MISO_W | Internal | Summer | B7 | 400 | 750 | 0 | 52.98 | 45.98 | 5 | 0
2030 | SPP_N_2_MISO_W | SPP_N | MISO_W | Internal | Summer | B8 | 500 | 750 | 0 | 47.72 | 41.05 | 5 | 0
2030 | SPP_N_2_MISO_W | SPP_N | MISO_W | Internal | Summer | B9 | 800 | 750 | 0 | 46.45 | 39.46 | 5 | 0
2030 | SPP_N_2_MISO_W | SPP_N | MISO_W | Internal | Summer | B10 | 1262 | 750 | 0 | 41.63 | 34.63 | 5 | 0
2030 | SPP_N_2_MISO_W | SPP_N | MISO_W | Internal | Winter | B16 | 25 | 750 | 0 | 58.34 | 51.34 | 5 | 0
2030 | SPP_N_2_MISO_W | SPP_N | MISO_W | Internal | Winter | B17 | 100 | 750 | 0 | 52.34 | 45.34 | 5 | 0
2030 | SPP_N_2_MISO_W | SPP_N | MISO_W | Internal | Winter | B18 | 400 | 750 | 0 | 52.29 | 45.29 | 5 | 0
2030 | SPP_N_2_MISO_W | SPP_N | MISO_W | Internal | Winter | B19 | 700 | 750 | 0 | 48.4 | 43.87 | 5 | 0
2030 | SPP_N_2_MISO_W | SPP_N | MISO_W | Internal | Winter | B20 | 935 | 750 | 0 | 41.28 | 34.28 | 5 | 0
2030 | SPP_N_2_NE | SPP_N | NE | Internal | Shoulder | B11 | 25 | 330 | 0 | 69.86 | 67.14 | 0.01 | 0
2030 | SPP_N_2_NE | SPP_N | NE | Internal | Shoulder | B12 | 200 | 330 | 0.06 | 53.72 | 53.71 | 0.01 | 0
2030 | SPP_N_2_NE | SPP_N | NE | Internal | Shoulder | B13 | 600 | 330 | 0.02 | 50.16 | 50.15 | 0.01 | 0
2030 | SPP_N_2_NE | SPP_N | NE | Internal | Shoulder | B14 | 900 | 330 | 0.01 | 48.48 | 48.47 | 0.01 | 0
2030 | SPP_N_2_NE | SPP_N | NE | Internal | Shoulder | B15 | 1203 | 330 | 0.01 | 41.1 | 41.09 | 0.01 | 0
2030 | SPP_N_2_NE | SPP_N | NE | Internal | Summer | B1 | 10 | 330 | 0.03 | 79.41 | 78.44 | 0.01 | 0
2030 | SPP_N_2_NE | SPP_N | NE | Internal | Summer | B2 | 25 | 330 | 0.01 | 79.41 | 78.44 | 0.01 | 0
2030 | SPP_N_2_NE | SPP_N | NE | Internal | Summer | B3 | 75 | 330 | 0.16 | 78.45 | 78.44 | 0.01 | 0
2030 | SPP_N_2_NE | SPP_N | NE | Internal | Summer | B4 | 100 | 330 | 0.12 | 77.03 | 77.02 | 0.01 | 0
2030 | SPP_N_2_NE | SPP_N | NE | Internal | Summer | B5 | 200 | 330 | 0 | 77.03 | 76.09 | 0.01 | 0
2030 | SPP_N_2_NE | SPP_N | NE | Internal | Summer | B6 | 300 | 330 | 0.04 | 63.09 | 63.07 | 0.01 | 0
2030 | SPP_N_2_NE | SPP_N | NE | Internal | Summer | B7 | 400 | 330 | 0 | 52.98 | 52.85 | 0.01 | 0
2030 | SPP_N_2_NE | SPP_N | NE | Internal | Summer | B8 | 500 | 330 | 0 | 47.72 | 46.44 | 0.01 | 0
2030 | SPP_N_2_NE | SPP_N | NE | Internal | Summer | B9 | 800 | 330 | 0.02 | 46.45 | 46.44 | 0.01 | 0
2030 | SPP_N_2_NE | SPP_N | NE | Internal | Summer | B10 | 1262 | 330 | 0 | 41.63 | 36.48 | 0.01 | 0
2030 | SPP_N_2_NE | SPP_N | NE | Internal | Winter | B16 | 25 | 330 | 0 | 58.34 | 56.33 | 0.01 | 0
2030 | SPP_N_2_NE | SPP_N | NE | Internal | Winter | B17 | 100 | 330 | 0.12 | 52.34 | 52.33 | 0.01 | 0
2030 | SPP_N_2_NE | SPP_N | NE | Internal | Winter | B18 | 400 | 330 | 0.03 | 52.29 | 52.28 | 0.01 | 0
2030 | SPP_N_2_NE | SPP_N | NE | Internal | Winter | B19 | 700 | 330 | 0.02 | 48.4 | 48.39 | 0.01 | 0
2030 | SPP_N_2_NE | SPP_N | NE | Internal | Winter | B20 | 935 | 330 | 0.01 | 41.28 | 41.26 | 0.01 | 0
2030 | SPP_N_2_SPP_S | SPP_N | SPP_S | Internal | Shoulder | B11 | 25 | 4000 | 0 | 69.86 | 65.88 | 0.01 | 0
2030 | SPP_N_2_SPP_S | SPP_N | SPP_S | Internal | Shoulder | B12 | 200 | 4000 | 0 | 53.72 | 48.09 | 0.01 | 0
2030 | SPP_N_2_SPP_S | SPP_N | SPP_S | Internal | Shoulder | B13 | 600 | 4000 | 0 | 50.16 | 48.09 | 0.01 | 0
2030 | SPP_N_2_SPP_S | SPP_N | SPP_S | Internal | Shoulder | B14 | 900 | 4000 | 0 | 48.48 | 47.98 | 0.01 | 0
2030 | SPP_N_2_SPP_S | SPP_N | SPP_S | Internal | Shoulder | B15 | 1203 | 4000 | 1199.34 | 41.1 | 41.12 | 0.01 | 0
2030 | SPP_N_2_SPP_S | SPP_N | SPP_S | Internal | Summer | B1 | 10 | 4000 | 0 | 79.41 | 63.1 | 0.01 | 0
2030 | SPP_N_2_SPP_S | SPP_N | SPP_S | Internal | Summer | B2 | 25 | 4000 | 0 | 79.41 | 67.02 | 0.01 | 0
2030 | SPP_N_2_SPP_S | SPP_N | SPP_S | Internal | Summer | B3 | 75 | 4000 | 0 | 78.45 | 67.59 | 0.01 | 0
2030 | SPP_N_2_SPP_S | SPP_N | SPP_S | Internal | Summer | B4 | 100 | 4000 | 0 | 77.03 | 67.02 | 0.01 | 0
2030 | SPP_N_2_SPP_S | SPP_N | SPP_S | Internal | Summer | B5 | 200 | 4000 | 0 | 77.03 | 67.02 | 0.01 | 0
2030 | SPP_N_2_SPP_S | SPP_N | SPP_S | Internal | Summer | B6 | 300 | 4000 | 580.26 | 63.09 | 63.1 | 0.01 | 0
2030 | SPP_N_2_SPP_S | SPP_N | SPP_S | Internal | Summer | B7 | 400 | 4000 | 0 | 52.98 | 48.99 | 0.01 | 0
2030 | SPP_N_2_SPP_S | SPP_N | SPP_S | Internal | Summer | B8 | 500 | 4000 | 0 | 47.72 | 46.58 | 0.01 | 0
2030 | SPP_N_2_SPP_S | SPP_N | SPP_S | Internal | Summer | B9 | 800 | 4000 | 65.87 | 46.45 | 46.46 | 0.01 | 0
2030 | SPP_N_2_SPP_S | SPP_N | SPP_S | Internal | Summer | B10 | 1262 | 4000 | 3275.72 | 41.63 | 41.65 | 0.01 | 0
2030 | SPP_N_2_SPP_S | SPP_N | SPP_S | Internal | Winter | B16 | 25 | 4000 | 0 | 58.34 | 51.3 | 0.01 | 0
2030 | SPP_N_2_SPP_S | SPP_N | SPP_S | Internal | Winter | B17 | 100 | 4000 | 0 | 52.34 | 51.18 | 0.01 | 0
2030 | SPP_N_2_SPP_S | SPP_N | SPP_S | Internal | Winter | B18 | 400 | 4000 | 0 | 52.29 | 51.18 | 0.01 | 0
2030 | SPP_N_2_SPP_S | SPP_N | SPP_S | Internal | Winter | B19 | 700 | 4000 | 0 | 48.4 | 46.88 | 0.01 | 0
2030 | SPP_N_2_SPP_S | SPP_N | SPP_S | Internal | Winter | B20 | 935 | 4000 | 806.81 | 41.28 | 41.29 | 0.01 | 0
2030 | SPP_S_2_ENT | SPP_S | ENT | Internal | Shoulder | B11 | 25 | 850 | 704.34 | 65.88 | 70.88 | 5 | 0
2030 | SPP_S_2_ENT | SPP_S | ENT | Internal | Shoulder | B12 | 200 | 850 | 0 | 48.09 | 50.17 | 5 | 0
2030 | SPP_S_2_ENT | SPP_S | ENT | Internal | Shoulder | B13 | 600 | 850 | 0 | 48.09 | 50.17 | 5 | 0
2030 | SPP_S_2_ENT | SPP_S | ENT | Internal | Shoulder | B14 | 900 | 850 | 0 | 47.98 | 49.81 | 5 | 0
2030 | SPP_S_2_ENT | SPP_S | ENT | Internal | Shoulder | B15 | 1203 | 850 | 850 | 41.12 | 48.17 | 5 | 2.05
2030 | SPP_S_2_ENT | SPP_S | ENT | Internal | Summer | B1 | 10 | 850 | 850 | 63.1 | 80.73 | 5 | 12.64
2030 | SPP_S_2_ENT | SPP_S | ENT | Internal | Summer | B2 | 25 | 850 | 850 | 67.02 | 80.73 | 5 | 8.71
2030 | SPP_S_2_ENT | SPP_S | ENT | Internal | Summer | B3 | 75 | 850 | 850 | 67.59 | 75.67 | 5 | 3.08
2030 | SPP_S_2_ENT | SPP_S | ENT | Internal | Summer | B4 | 100 | 850 | 850 | 67.02 | 74.07 | 5 | 2.05
2030 | SPP_S_2_ENT | SPP_S | ENT | Internal | Summer | B5 | 200 | 850 | 850 | 67.02 | 74.07 | 5 | 2.05
2030 | SPP_S_2_ENT | SPP_S | ENT | Internal | Summer | B6 | 300 | 850 | 0 | 63.1 | 64.1 | 5 | 0
2030 | SPP_S_2_ENT | SPP_S | ENT | Internal | Summer | B7 | 400 | 850 | 6.06 | 48.99 | 53.99 | 5 | 0
2030 | SPP_S_2_ENT | SPP_S | ENT | Internal | Summer | B8 | 500 | 850 | 0 | 46.58 | 48.58 | 5 | 0
2030 | SPP_S_2_ENT | SPP_S | ENT | Internal | Summer | B9 | 800 | 850 | 0 | 46.46 | 48.23 | 5 | 0
2030 | SPP_S_2_ENT | SPP_S | ENT | Internal | Summer | B10 | 1262 | 850 | 168.84 | 41.65 | 46.65 | 5 | 0
2030 | SPP_S_2_ENT | SPP_S | ENT | Internal | Winter | B16 | 25 | 850 | 850 | 51.3 | 63.34 | 5 | 7.04
2030 | SPP_S_2_ENT | SPP_S | ENT | Internal | Winter | B17 | 100 | 850 | 0 | 51.18 | 53.3 | 5 | 0
2030 | SPP_S_2_ENT | SPP_S | ENT | Internal | Winter | B18 | 400 | 850 | 0 | 51.18 | 53.3 | 5 | 0
2030 | SPP_S_2_ENT | SPP_S | ENT | Internal | Winter | B19 | 700 | 850 | 665.45 | 46.88 | 51.88 | 5 | 0
2030 | SPP_S_2_ENT | SPP_S | ENT | Internal | Winter | B20 | 935 | 850 | 850 | 41.29 | 48.21 | 5 | 1.92
2030 | SPP_S_2_SPP_N | SPP_S | SPP_N | Internal | Shoulder | B11 | 25 | 640 | 640 | 65.88 | 69.86 | 0.01 | 3.98
2030 | SPP_S_2_SPP_N | SPP_S | SPP_N | Internal | Shoulder | B12 | 200 | 640 | 640 | 48.09 | 53.72 | 0.01 | 5.63
2030 | SPP_S_2_SPP_N | SPP_S | SPP_N | Internal | Shoulder | B13 | 600 | 640 | 640 | 48.09 | 50.16 | 0.01 | 2.06
2030 | SPP_S_2_SPP_N | SPP_S | SPP_N | Internal | Shoulder | B14 | 900 | 640 | 640 | 47.98 | 48.48 | 0.01 | 0.49
2030 | SPP_S_2_SPP_N | SPP_S | SPP_N | Internal | Shoulder | B15 | 1203 | 640 | 0.01 | 41.12 | 41.1 | 0.01 | 0
2030 | SPP_S_2_SPP_N | SPP_S | SPP_N | Internal | Summer | B1 | 10 | 640 | 640 | 63.1 | 79.41 | 0.01 | 16.3
2030 | SPP_S_2_SPP_N | SPP_S | SPP_N | Internal | Summer | B2 | 25 | 640 | 640 | 67.02 | 79.41 | 0.01 | 12.38
2030 | SPP_S_2_SPP_N | SPP_S | SPP_N | Internal | Summer | B3 | 75 | 640 | 640 | 67.59 | 78.45 | 0.01 | 10.86
2030 | SPP_S_2_SPP_N | SPP_S | SPP_N | Internal | Summer | B4 | 100 | 640 | 640 | 67.02 | 77.03 | 0.01 | 9.99
2030 | SPP_S_2_SPP_N | SPP_S | SPP_N | Internal | Summer | B5 | 200 | 640 | 640 | 67.02 | 77.03 | 0.01 | 9.99
2030 | SPP_S_2_SPP_N | SPP_S | SPP_N | Internal | Summer | B6 | 300 | 640 | 0.04 | 63.1 | 63.09 | 0.01 | 0
2030 | SPP_S_2_SPP_N | SPP_S | SPP_N | Internal | Summer | B7 | 400 | 640 | 640 | 48.99 | 52.98 | 0.01 | 3.98
2030 | SPP_S_2_SPP_N | SPP_S | SPP_N | Internal | Summer | B8 | 500 | 640 | 640 | 46.58 | 47.72 | 0.01 | 1.12
2030 | SPP_S_2_SPP_N | SPP_S | SPP_N | Internal | Summer | B9 | 800 | 640 | 0.02 | 46.46 | 46.45 | 0.01 | 0
2030 | SPP_S_2_SPP_N | SPP_S | SPP_N | Internal | Summer | B10 | 1262 | 640 | 0.01 | 41.65 | 41.63 | 0.01 | 0
2030 | SPP_S_2_SPP_N | SPP_S | SPP_N | Internal | Winter | B16 | 25 | 640 | 640 | 51.3 | 58.34 | 0.01 | 7.03
2030 | SPP_S_2_SPP_N | SPP_S | SPP_N | Internal | Winter | B17 | 100 | 640 | 640 | 51.18 | 52.34 | 0.01 | 1.15
2030 | SPP_S_2_SPP_N | SPP_S | SPP_N | Internal | Winter | B18 | 400 | 640 | 640 | 51.18 | 52.29 | 0.01 | 1.09
2030 | SPP_S_2_SPP_N | SPP_S | SPP_N | Internal | Winter | B19 | 700 | 640 | 640 | 46.88 | 48.4 | 0.01 | 1.51
2030 | SPP_S_2_SPP_N | SPP_S | SPP_N | Internal | Winter | B20 | 935 | 640 | 0.01 | 41.29 | 41.28 | 0.01 | 0
2030 | TVA_2_ENT | TVA | ENT | Internal | Shoulder | B11 | 25 | 500 | 0 | 66.95 | 70.88 | 9 | 0
2030 | TVA_2_ENT | TVA | ENT | Internal | Shoulder | B12 | 200 | 500 | 0 | 51.68 | 50.17 | 9 | 0
2030 | TVA_2_ENT | TVA | ENT | Internal | Shoulder | B13 | 600 | 500 | 0 | 49.82 | 50.17 | 9 | 0
2030 | TVA_2_ENT | TVA | ENT | Internal | Shoulder | B14 | 900 | 500 | 0 | 49.82 | 49.81 | 9 | 0
2030 | TVA_2_ENT | TVA | ENT | Internal | Shoulder | B15 | 1203 | 500 | 0 | 48.43 | 48.17 | 9 | 0
2030 | TVA_2_ENT | TVA | ENT | Internal | Summer | B1 | 10 | 500 | 0 | 85.76 | 80.73 | 9 | 0
2030 | TVA_2_ENT | TVA | ENT | Internal | Summer | B2 | 25 | 500 | 0 | 83.01 | 80.73 | 9 | 0
2030 | TVA_2_ENT | TVA | ENT | Internal | Summer | B3 | 75 | 500 | 0 | 79.81 | 75.67 | 9 | 0
2030 | TVA_2_ENT | TVA | ENT | Internal | Summer | B4 | 100 | 500 | 0 | 78.63 | 74.07 | 9 | 0
2030 | TVA_2_ENT | TVA | ENT | Internal | Summer | B5 | 200 | 500 | 0 | 74.65 | 74.07 | 9 | 0
2030 | TVA_2_ENT | TVA | ENT | Internal | Summer | B6 | 300 | 500 | 0 | 56.1 | 64.1 | 9 | 0
2030 | TVA_2_ENT | TVA | ENT | Internal | Summer | B7 | 400 | 500 | 0 | 48.14 | 53.99 | 9 | 0
2030 | TVA_2_ENT | TVA | ENT | Internal | Summer | B8 | 500 | 500 | 0 | 48.14 | 48.58 | 9 | 0
2030 | TVA_2_ENT | TVA | ENT | Internal | Summer | B9 | 800 | 500 | 0 | 48.14 | 48.23 | 9 | 0
2030 | TVA_2_ENT | TVA | ENT | Internal | Summer | B10 | 1262 | 500 | 0 | 44.33 | 46.65 | 9 | 0
2030 | TVA_2_ENT | TVA | ENT | Internal | Winter | B16 | 25 | 500 | 0 | 66.67 | 63.34 | 9 | 0
2030 | TVA_2_ENT | TVA | ENT | Internal | Winter | B17 | 100 | 500 | 0 | 54.27 | 53.3 | 9 | 0
2030 | TVA_2_ENT | TVA | ENT | Internal | Winter | B18 | 400 | 500 | 0 | 49.81 | 53.3 | 9 | 0
2030 | TVA_2_ENT | TVA | ENT | Internal | Winter | B19 | 700 | 500 | 0 | 49.81 | 51.88 | 9 | 0
2030 | TVA_2_ENT | TVA | ENT | Internal | Winter | B20 | 935 | 500 | 0 | 48.22 | 48.21 | 9 | 0
2030 | TVA_2_MISO_MO-IL | TVA | MISO_MO-IL | Internal | Shoulder | B11 | 25 | 50 | 0 | 66.95 | 62.88 | 9 | 0
2030 | TVA_2_MISO_MO-IL | TVA | MISO_MO-IL | Internal | Shoulder | B12 | 200 | 50 | 0 | 51.68 | 47.87 | 9 | 0
2030 | TVA_2_MISO_MO-IL | TVA | MISO_MO-IL | Internal | Shoulder | B13 | 600 | 50 | 0 | 49.82 | 46.7 | 9 | 0
2030 | TVA_2_MISO_MO-IL | TVA | MISO_MO-IL | Internal | Shoulder | B14 | 900 | 50 | 0 | 49.82 | 41.81 | 9 | 0
2030 | TVA_2_MISO_MO-IL | TVA | MISO_MO-IL | Internal | Shoulder | B15 | 1203 | 50 | 0 | 48.43 | 40.42 | 9 | 0
2030 | TVA_2_MISO_MO-IL | TVA | MISO_MO-IL | Internal | Summer | B1 | 10 | 50 | 0 | 85.76 | 77.75 | 9 | 0
2030 | TVA_2_MISO_MO-IL | TVA | MISO_MO-IL | Internal | Summer | B2 | 25 | 50 | 0 | 83.01 | 75 | 9 | 0
2030 | TVA_2_MISO_MO-IL | TVA | MISO_MO-IL | Internal | Summer | B3 | 75 | 50 | 0 | 79.81 | 75 | 9 | 0
2030 | TVA_2_MISO_MO-IL | TVA | MISO_MO-IL | Internal | Summer | B4 | 100 | 50 | 0 | 78.63 | 71.9 | 9 | 0
2030 | TVA_2_MISO_MO-IL | TVA | MISO_MO-IL | Internal | Summer | B5 | 200 | 50 | 0 | 74.65 | 70.04 | 9 | 0
2030 | TVA_2_MISO_MO-IL | TVA | MISO_MO-IL | Internal | Summer | B6 | 300 | 50 | 0 | 56.1 | 56.1 | 9 | 0
2030 | TVA_2_MISO_MO-IL | TVA | MISO_MO-IL | Internal | Summer | B7 | 400 | 50 | 0 | 48.14 | 45.99 | 9 | 0
2030 | TVA_2_MISO_MO-IL | TVA | MISO_MO-IL | Internal | Summer | B8 | 500 | 50 | 0 | 48.14 | 41.06 | 9 | 0
2030 | TVA_2_MISO_MO-IL | TVA | MISO_MO-IL | Internal | Summer | B9 | 800 | 50 | 0 | 48.14 | 40.23 | 9 | 0
2030 | TVA_2_MISO_MO-IL | TVA | MISO_MO-IL | Internal | Summer | B10 | 1262 | 50 | 0 | 44.33 | 38.39 | 9 | 0
2030 | TVA_2_MISO_MO-IL | TVA | MISO_MO-IL | Internal | Winter | B16 | 25 | 50 | 0 | 66.67 | 58.65 | 9 | 0
2030 | TVA_2_MISO_MO-IL | TVA | MISO_MO-IL | Internal | Winter | B17 | 100 | 50 | 0 | 54.27 | 46.26 | 9 | 0
2030 | TVA_2_MISO_MO-IL | TVA | MISO_MO-IL | Internal | Winter | B18 | 400 | 50 | 0 | 49.81 | 45.3 | 9 | 0
2030 | TVA_2_MISO_MO-IL | TVA | MISO_MO-IL | Internal | Winter | B19 | 700 | 50 | 0 | 49.81 | 43.88 | 9 | 0
2030 | TVA_2_MISO_MO-IL | TVA | MISO_MO-IL | Internal | Winter | B20 | 935 | 50 | 0 | 48.22 | 40.21 | 9 | 0
2030 | TVA_2_NonRTO_Midwest | TVA | NonRTO_Midwest | Internal | Shoulder | B11 | 25 | 100 | 0 | 66.95 | 70.89 | 9 | 0
2030 | TVA_2_NonRTO_Midwest | TVA | NonRTO_Midwest | Internal | Shoulder | B12 | 200 | 100 | 100 | 51.68 | 63.52 | 9 | 2.84
2030 | TVA_2_NonRTO_Midwest | TVA | NonRTO_Midwest | Internal | Shoulder | B13 | 600 | 100 | 0 | 49.82 | 56.29 | 9 | 0
2030 | TVA_2_NonRTO_Midwest | TVA | NonRTO_Midwest | Internal | Shoulder | B14 | 900 | 100 | 0 | 49.82 | 45.63 | 9 | 0
2030 | TVA_2_NonRTO_Midwest | TVA | NonRTO_Midwest | Internal | Shoulder | B15 | 1203 | 100 | 0 | 48.43 | 40.42 | 9 | 0
2030 | TVA_2_NonRTO_Midwest | TVA | NonRTO_Midwest | Internal | Summer | B1 | 10 | 100 | 0 | 85.76 | 80.48 | 9 | 0
2030 | TVA_2_NonRTO_Midwest | TVA | NonRTO_Midwest | Internal | Summer | B2 | 25 | 100 | 0 | 83.01 | 80.48 | 9 | 0
2030 | TVA_2_NonRTO_Midwest | TVA | NonRTO_Midwest | Internal | Summer | B3 | 75 | 100 | 0 | 79.81 | 80.48 | 9 | 0
2030 | TVA_2_NonRTO_Midwest | TVA | NonRTO_Midwest | Internal | Summer | B4 | 100 | 100 | 0 | 78.63 | 79.91 | 9 | 0
2030 | TVA_2_NonRTO_Midwest | TVA | NonRTO_Midwest | Internal | Summer | B5 | 200 | 100 | 0 | 74.65 | 78.05 | 9 | 0
2030 | TVA_2_NonRTO_Midwest | TVA | NonRTO_Midwest | Internal | Summer | B6 | 300 | 100 | 0 | 56.1 | 64.11 | 9 | 0
2030 | TVA_2_NonRTO_Midwest | TVA | NonRTO_Midwest | Internal | Summer | B7 | 400 | 100 | 0 | 48.14 | 45.35 | 9 | 0
2030 | TVA_2_NonRTO_Midwest | TVA | NonRTO_Midwest | Internal | Summer | B8 | 500 | 100 | 0 | 48.14 | 44.2 | 9 | 0
2030 | TVA_2_NonRTO_Midwest | TVA | NonRTO_Midwest | Internal | Summer | B9 | 800 | 100 | 0 | 48.14 | 43.24 | 9 | 0
2030 | TVA_2_NonRTO_Midwest | TVA | NonRTO_Midwest | Internal | Summer | B10 | 1262 | 100 | 0 | 44.33 | 36.82 | 9 | 0
2030 | TVA_2_NonRTO_Midwest | TVA | NonRTO_Midwest | Internal | Winter | B16 | 25 | 100 | 0 | 66.67 | 73.05 | 9 | 0
2030 | TVA_2_NonRTO_Midwest | TVA | NonRTO_Midwest | Internal | Winter | B17 | 100 | 100 | 100 | 54.27 | 66.46 | 9 | 3.19
2030 | TVA_2_NonRTO_Midwest | TVA | NonRTO_Midwest | Internal | Winter | B18 | 400 | 100 | 100 | 49.81 | 59.5 | 9 | 0.69
2030 | TVA_2_NonRTO_Midwest | TVA | NonRTO_Midwest | Internal | Winter | B19 | 700 | 100 | 0 | 49.81 | 45.56 | 9 | 0
2030 | TVA_2_NonRTO_Midwest | TVA | NonRTO_Midwest | Internal | Winter | B20 | 935 | 100 | 0 | 48.22 | 40.21 | 9 | 0
2030 | TVA_2_PJM_ROR | TVA | PJM_ROR | Internal | Shoulder | B11 | 25 | 500 | 0 | 66.95 | 64.41 | 9 | 0
2030 | TVA_2_PJM_ROR | TVA | PJM_ROR | Internal | Shoulder | B12 | 200 | 500 | 0 | 51.68 | 55.84 | 9 | 0
2030 | TVA_2_PJM_ROR | TVA | PJM_ROR | Internal | Shoulder | B13 | 600 | 500 | 0 | 49.82 | 50.29 | 9 | 0
2030 | TVA_2_PJM_ROR | TVA | PJM_ROR | Internal | Shoulder | B14 | 900 | 500 | 0 | 49.82 | 47.43 | 9 | 0
2030 | TVA_2_PJM_ROR | TVA | PJM_ROR | Internal | Shoulder | B15 | 1203 | 500 | 0 | 48.43 | 43.69 | 9 | 0
2030 | TVA_2_PJM_ROR | TVA | PJM_ROR | Internal | Summer | B1 | 10 | 500 | 0 | 85.76 | 79.75 | 9 | 0
2030 | TVA_2_PJM_ROR | TVA | PJM_ROR | Internal | Summer | B2 | 25 | 500 | 0 | 83.01 | 77 | 9 | 0
2030 | TVA_2_PJM_ROR | TVA | PJM_ROR | Internal | Summer | B3 | 75 | 500 | 0 | 79.81 | 73.8 | 9 | 0
2030 | TVA_2_PJM_ROR | TVA | PJM_ROR | Internal | Summer | B4 | 100 | 500 | 0 | 78.63 | 72.62 | 9 | 0
2030 | TVA_2_PJM_ROR | TVA | PJM_ROR | Internal | Summer | B5 | 200 | 500 | 0 | 74.65 | 68.64 | 9 | 0
2030 | TVA_2_PJM_ROR | TVA | PJM_ROR | Internal | Summer | B6 | 300 | 500 | 0 | 56.1 | 58.09 | 9 | 0
2030 | TVA_2_PJM_ROR | TVA | PJM_ROR | Internal | Summer | B7 | 400 | 500 | 0 | 48.14 | 47.99 | 9 | 0
2030 | TVA_2_PJM_ROR | TVA | PJM_ROR | Internal | Summer | B8 | 500 | 500 | 0 | 48.14 | 44.82 | 9 | 0
2030 | TVA_2_PJM_ROR | TVA | PJM_ROR | Internal | Summer | B9 | 800 | 500 | 0 | 48.14 | 42.59 | 9 | 0
2030 | TVA_2_PJM_ROR | TVA | PJM_ROR | Internal | Summer | B10 | 1262 | 500 | 0 | 44.33 | 40.39 | 9 | 0
2030 | TVA_2_PJM_ROR | TVA | PJM_ROR | Internal | Winter | B16 | 25 | 500 | 0 | 66.67 | 63.05 | 9 | 0
2030 | TVA_2_PJM_ROR | TVA | PJM_ROR | Internal | Winter | B17 | 100 | 500 | 0 | 54.27 | 57.26 | 9 | 0
2030 | TVA_2_PJM_ROR | TVA | PJM_ROR | Internal | Winter | B18 | 400 | 500 | 0 | 49.81 | 51.35 | 9 | 0
2030 | TVA_2_PJM_ROR | TVA | PJM_ROR | Internal | Winter | B19 | 700 | 500 | 0 | 49.81 | 48.86 | 9 | 0
2030 | TVA_2_PJM_ROR | TVA | PJM_ROR | Internal | Winter | B20 | 935 | 500 | 0 | 48.22 | 43.13 | 9 | 0
2030 | TVA_2_SOCO | TVA | SOCO | Internal | Shoulder | B11 | 25 | 500 | 500 | 66.95 | 78.88 | 9 | 2.92
2030 | TVA_2_SOCO | TVA | SOCO | Internal | Shoulder | B12 | 200 | 500 | 0 | 51.68 | 51.92 | 9 | 0
2030 | TVA_2_SOCO | TVA | SOCO | Internal | Shoulder | B13 | 600 | 500 | 0 | 49.82 | 50.12 | 9 | 0
2030 | TVA_2_SOCO | TVA | SOCO | Internal | Shoulder | B14 | 900 | 500 | 0 | 49.82 | 50.12 | 9 | 0
2030 | TVA_2_SOCO | TVA | SOCO | Internal | Shoulder | B15 | 1203 | 500 | 0 | 48.43 | 50.12 | 9 | 0
2030 | TVA_2_SOCO | TVA | SOCO | Internal | Summer | B1 | 10 | 500 | 0 | 85.76 | 88.73 | 9 | 0
2030 | TVA_2_SOCO | TVA | SOCO | Internal | Summer | B2 | 25 | 500 | 0 | 83.01 | 83.67 | 9 | 0
2030 | TVA_2_SOCO | TVA | SOCO | Internal | Summer | B3 | 75 | 500 | 0 | 79.81 | 83.67 | 9 | 0
2030 | TVA_2_SOCO | TVA | SOCO | Internal | Summer | B4 | 100 | 500 | 0 | 78.63 | 82.07 | 9 | 0
2030 | TVA_2_SOCO | TVA | SOCO | Internal | Summer | B5 | 200 | 500 | 0 | 74.65 | 82.07 | 9 | 0
2030 | TVA_2_SOCO | TVA | SOCO | Internal | Summer | B6 | 300 | 500 | 500 | 56.1 | 72.1 | 9 | 7
2030 | TVA_2_SOCO | TVA | SOCO | Internal | Summer | B7 | 400 | 500 | 500 | 48.14 | 61.99 | 9 | 4.85
2030 | TVA_2_SOCO | TVA | SOCO | Internal | Summer | B8 | 500 | 500 | 0 | 48.14 | 50.38 | 9 | 0
2030 | TVA_2_SOCO | TVA | SOCO | Internal | Summer | B9 | 800 | 500 | 0 | 48.14 | 48.64 | 9 | 0
2030 | TVA_2_SOCO | TVA | SOCO | Internal | Summer | B10 | 1262 | 500 | 0 | 44.33 | 48.64 | 9 | 0
2030 | TVA_2_SOCO | TVA | SOCO | Internal | Winter | B16 | 25 | 500 | 0.91 | 66.67 | 75.65 | 9 | 0
2030 | TVA_2_SOCO | TVA | SOCO | Internal | Winter | B17 | 100 | 500 | 0 | 54.27 | 55.08 | 9 | 0
2030 | TVA_2_SOCO | TVA | SOCO | Internal | Winter | B18 | 400 | 500 | 0 | 49.81 | 53.17 | 9 | 0
2030 | TVA_2_SOCO | TVA | SOCO | Internal | Winter | B19 | 700 | 500 | 0 | 49.81 | 53.17 | 9 | 0
2030 | TVA_2_SOCO | TVA | SOCO | Internal | Winter | B20 | 935 | 500 | 0 | 48.22 | 52.46 | 9 | 0
2030 | TVA_2_VACAR | TVA | VACAR | Internal | Shoulder | B11 | 25 | 150 | 0 | 66.95 | 70.41 | 9 | 0
2030 | TVA_2_VACAR | TVA | VACAR | Internal | Shoulder | B12 | 200 | 150 | 0 | 51.68 | 57.5 | 9 | 0
2030 | TVA_2_VACAR | TVA | VACAR | Internal | Shoulder | B13 | 600 | 150 | 0 | 49.82 | 53.88 | 9 | 0
2030 | TVA_2_VACAR | TVA | VACAR | Internal | Shoulder | B14 | 900 | 150 | 0 | 49.82 | 49.45 | 9 | 0
2030 | TVA_2_VACAR | TVA | VACAR | Internal | Shoulder | B15 | 1203 | 150 | 0 | 48.43 | 49.45 | 9 | 0
2030 | TVA_2_VACAR | TVA | VACAR | Internal | Summer | B1 | 10 | 150 | 0 | 85.76 | 85.75 | 9 | 0
2030 | TVA_2_VACAR | TVA | VACAR | Internal | Summer | B2 | 25 | 150 | 0 | 83.01 | 85.75 | 9 | 0
2030 | TVA_2_VACAR | TVA | VACAR | Internal | Summer | B3 | 75 | 150 | 0 | 79.81 | 85.75 | 9 | 0
2030 | TVA_2_VACAR | TVA | VACAR | Internal | Summer | B4 | 100 | 150 | 0 | 78.63 | 83.9 | 9 | 0
2030 | TVA_2_VACAR | TVA | VACAR | Internal | Summer | B5 | 200 | 150 | 0 | 74.65 | 75.07 | 9 | 0
2030 | TVA_2_VACAR | TVA | VACAR | Internal | Summer | B6 | 300 | 150 | 92.04 | 56.1 | 65.1 | 9 | 0
2030 | TVA_2_VACAR | TVA | VACAR | Internal | Summer | B7 | 400 | 150 | 0 | 48.14 | 54.62 | 9 | 0
2030 | TVA_2_VACAR | TVA | VACAR | Internal | Summer | B8 | 500 | 150 | 0 | 48.14 | 50.82 | 9 | 0
2030 | TVA_2_VACAR | TVA | VACAR | Internal | Summer | B9 | 800 | 150 | 0 | 48.14 | 47.46 | 9 | 0
2030 | TVA_2_VACAR | TVA | VACAR | Internal | Summer | B10 | 1262 | 150 | 0 | 44.33 | 47.46 | 9 | 0
2030 | TVA_2_VACAR | TVA | VACAR | Internal | Winter | B16 | 25 | 150 | 0.01 | 66.67 | 74.75 | 9 | 0
2030 | TVA_2_VACAR | TVA | VACAR | Internal | Winter | B17 | 100 | 150 | 0.21 | 54.27 | 63.26 | 9 | 0
2030 | TVA_2_VACAR | TVA | VACAR | Internal | Winter | B18 | 400 | 150 | 0 | 49.81 | 53.9 | 9 | 0
2030 | TVA_2_VACAR | TVA | VACAR | Internal | Winter | B19 | 700 | 150 | 0 | 49.81 | 53.9 | 9 | 0
2030 | TVA_2_VACAR | TVA | VACAR | Internal | Winter | B20 | 935 | 150 | 0 | 48.22 | 49.13 | 9 | 0
2030 | TVA_Transmission_2_ENT | TVA_Transmission | ENT | Internal | Shoulder | B11 | 25 | 3000 | 0 | 70.11 | 70.88 | 9 | 0
2030 | TVA_Transmission_2_ENT | TVA_Transmission | ENT | Internal | Shoulder | B12 | 200 | 3000 | 0 | 55.19 | 50.17 | 9 | 0
2030 | TVA_Transmission_2_ENT | TVA_Transmission | ENT | Internal | Shoulder | B13 | 600 | 3000 | 0 | 52.09 | 50.17 | 9 | 0
2030 | TVA_Transmission_2_ENT | TVA_Transmission | ENT | Internal | Shoulder | B14 | 900 | 3000 | 0 | 49.81 | 49.81 | 9 | 0
2030 | TVA_Transmission_2_ENT | TVA_Transmission | ENT | Internal | Shoulder | B15 | 1203 | 3000 | 0 | 48.42 | 48.17 | 9 | 0
2030 | TVA_Transmission_2_ENT | TVA_Transmission | ENT | Internal | Summer | B1 | 10 | 3000 | 0 | 85.75 | 80.73 | 9 | 0
2030 | TVA_Transmission_2_ENT | TVA_Transmission | ENT | Internal | Summer | B2 | 25 | 3000 | 0 | 83 | 80.73 | 9 | 0
2030 | TVA_Transmission_2_ENT | TVA_Transmission | ENT | Internal | Summer | B3 | 75 | 3000 | 0 | 79.8 | 75.67 | 9 | 0
2030 | TVA_Transmission_2_ENT | TVA_Transmission | ENT | Internal | Summer | B4 | 100 | 3000 | 0 | 78.62 | 74.07 | 9 | 0
2030 | TVA_Transmission_2_ENT | TVA_Transmission | ENT | Internal | Summer | B5 | 200 | 3000 | 0 | 74.64 | 74.07 | 9 | 0
2030 | TVA_Transmission_2_ENT | TVA_Transmission | ENT | Internal | Summer | B6 | 300 | 3000 | 0 | 63.45 | 64.1 | 9 | 0
2030 | TVA_Transmission_2_ENT | TVA_Transmission | ENT | Internal | Summer | B7 | 400 | 3000 | 0 | 53.14 | 53.99 | 9 | 0
2030 | TVA_Transmission_2_ENT | TVA_Transmission | ENT | Internal | Summer | B8 | 500 | 3000 | 0 | 48.55 | 48.58 | 9 | 0
2030 | TVA_Transmission_2_ENT | TVA_Transmission | ENT | Internal | Summer | B9 | 800 | 3000 | 0 | 48.18 | 48.23 | 9 | 0
2030 | TVA_Transmission_2_ENT | TVA_Transmission | ENT | Internal | Summer | B10 | 1262 | 3000 | 0 | 44.54 | 46.65 | 9 | 0
2030 | TVA_Transmission_2_ENT | TVA_Transmission | ENT | Internal | Winter | B16 | 25 | 3000 | 0 | 66.65 | 63.34 | 9 | 0
2030 | TVA_Transmission_2_ENT | TVA_Transmission | ENT | Internal | Winter | B17 | 100 | 3000 | 0 | 54.26 | 53.3 | 9 | 0
2030 | TVA_Transmission_2_ENT | TVA_Transmission | ENT | Internal | Winter | B18 | 400 | 3000 | 0 | 52.23 | 53.3 | 9 | 0
2030 | TVA_Transmission_2_ENT | TVA_Transmission | ENT | Internal | Winter | B19 | 700 | 3000 | 0 | 50.7 | 51.88 | 9 | 0
2030 | TVA_Transmission_2_ENT | TVA_Transmission | ENT | Internal | Winter | B20 | 935 | 3000 | 0 | 48.21 | 48.21 | 9 | 0
2030 | TVA_Transmission_2_MISO_MO-IL | TVA_Transmission | MISO_MO-IL | Internal | Shoulder | B11 | 25 | 4000 | 0 | 70.11 | 62.88 | 9 | 0
2030 | TVA_Transmission_2_MISO_MO-IL | TVA_Transmission | MISO_MO-IL | Internal | Shoulder | B12 | 200 | 4000 | 0 | 55.19 | 47.87 | 9 | 0
2030 | TVA_Transmission_2_MISO_MO-IL | TVA_Transmission | MISO_MO-IL | Internal | Shoulder | B13 | 600 | 4000 | 0 | 52.09 | 46.7 | 9 | 0
2030 | TVA_Transmission_2_MISO_MO-IL | TVA_Transmission | MISO_MO-IL | Internal | Shoulder | B14 | 900 | 4000 | 0 | 49.81 | 41.81 | 9 | 0
2030 | TVA_Transmission_2_MISO_MO-IL | TVA_Transmission | MISO_MO-IL | Internal | Shoulder | B15 | 1203 | 4000 | 0 | 48.42 | 40.42 | 9 | 0
2030 | TVA_Transmission_2_MISO_MO-IL | TVA_Transmission | MISO_MO-IL | Internal | Summer | B1 | 10 | 4000 | 0 | 85.75 | 77.75 | 9 | 0
2030 | TVA_Transmission_2_MISO_MO-IL | TVA_Transmission | MISO_MO-IL | Internal | Summer | B2 | 25 | 4000 | 0 | 83 | 75 | 9 | 0
2030 | TVA_Transmission_2_MISO_MO-IL | TVA_Transmission | MISO_MO-IL | Internal | Summer | B3 | 75 | 4000 | 0 | 79.8 | 75 | 9 | 0
2030 | TVA_Transmission_2_MISO_MO-IL | TVA_Transmission | MISO_MO-IL | Internal | Summer | B4 | 100 | 4000 | 0 | 78.62 | 71.9 | 9 | 0
2030 | TVA_Transmission_2_MISO_MO-IL | TVA_Transmission | MISO_MO-IL | Internal | Summer | B5 | 200 | 4000 | 0 | 74.64 | 70.04 | 9 | 0
2030 | TVA_Transmission_2_MISO_MO-IL | TVA_Transmission | MISO_MO-IL | Internal | Summer | B6 | 300 | 4000 | 0 | 63.45 | 56.1 | 9 | 0
2030 | TVA_Transmission_2_MISO_MO-IL | TVA_Transmission | MISO_MO-IL | Internal | Summer | B7 | 400 | 4000 | 0 | 53.14 | 45.99 | 9 | 0
2030 | TVA_Transmission_2_MISO_MO-IL | TVA_Transmission | MISO_MO-IL | Internal | Summer | B8 | 500 | 4000 | 0 | 48.55 | 41.06 | 9 | 0
2030 | TVA_Transmission_2_MISO_MO-IL | TVA_Transmission | MISO_MO-IL | Internal | Summer | B9 | 800 | 4000 | 0 | 48.18 | 40.23 | 9 | 0
2030 | TVA_Transmission_2_MISO_MO-IL | TVA_Transmission | MISO_MO-IL | Internal | Summer | B10 | 1262 | 4000 | 0 | 44.54 | 38.39 | 9 | 0
2030 | TVA_Transmission_2_MISO_MO-IL | TVA_Transmission | MISO_MO-IL | Internal | Winter | B16 | 25 | 4000 | 0 | 66.65 | 58.65 | 9 | 0
2030 | TVA_Transmission_2_MISO_MO-IL | TVA_Transmission | MISO_MO-IL | Internal | Winter | B17 | 100 | 4000 | 0 | 54.26 | 46.26 | 9 | 0
2030 | TVA_Transmission_2_MISO_MO-IL | TVA_Transmission | MISO_MO-IL | Internal | Winter | B18 | 400 | 4000 | 0 | 52.23 | 45.3 | 9 | 0
2030 | TVA_Transmission_2_MISO_MO-IL | TVA_Transmission | MISO_MO-IL | Internal | Winter | B19 | 700 | 4000 | 0 | 50.7 | 43.88 | 9 | 0
2030 | TVA_Transmission_2_MISO_MO-IL | TVA_Transmission | MISO_MO-IL | Internal | Winter | B20 | 935 | 4000 | 0 | 48.21 | 40.21 | 9 | 0
2030 | TVA_Transmission_2_NonRTO_Midwest | TVA_Transmission | NonRTO_Midwest | Internal | Shoulder | B11 | 25 | 700 | 0 | 70.11 | 70.89 | 9 | 0
2030 | TVA_Transmission_2_NonRTO_Midwest | TVA_Transmission | NonRTO_Midwest | Internal | Shoulder | B12 | 200 | 700 | 0 | 55.19 | 63.52 | 9 | 0
2030 | TVA_Transmission_2_NonRTO_Midwest | TVA_Transmission | NonRTO_Midwest | Internal | Shoulder | B13 | 600 | 700 | 0 | 52.09 | 56.29 | 9 | 0
2030 | TVA_Transmission_2_NonRTO_Midwest | TVA_Transmission | NonRTO_Midwest | Internal | Shoulder | B14 | 900 | 700 | 0 | 49.81 | 45.63 | 9 | 0
2030 | TVA_Transmission_2_NonRTO_Midwest | TVA_Transmission | NonRTO_Midwest | Internal | Shoulder | B15 | 1203 | 700 | 0 | 48.42 | 40.42 | 9 | 0
2030 | TVA_Transmission_2_NonRTO_Midwest | TVA_Transmission | NonRTO_Midwest | Internal | Summer | B1 | 10 | 700 | 0 | 85.75 | 80.48 | 9 | 0
2030 | TVA_Transmission_2_NonRTO_Midwest | TVA_Transmission | NonRTO_Midwest | Internal | Summer | B2 | 25 | 700 | 0 | 83 | 80.48 | 9 | 0
2030 | TVA_Transmission_2_NonRTO_Midwest | TVA_Transmission | NonRTO_Midwest | Internal | Summer | B3 | 75 | 700 | 0 | 79.8 | 80.48 | 9 | 0
2030 | TVA_Transmission_2_NonRTO_Midwest | TVA_Transmission | NonRTO_Midwest | Internal | Summer | B4 | 100 | 700 | 0 | 78.62 | 79.91 | 9 | 0
2030 | TVA_Transmission_2_NonRTO_Midwest | TVA_Transmission | NonRTO_Midwest | Internal | Summer | B5 | 200 | 700 | 0 | 74.64 | 78.05 | 9 | 0
2030 | TVA_Transmission_2_NonRTO_Midwest | TVA_Transmission | NonRTO_Midwest | Internal | Summer | B6 | 300 | 700 | 0 | 63.45 | 64.11 | 9 | 0
2030 | TVA_Transmission_2_NonRTO_Midwest | TVA_Transmission | NonRTO_Midwest | Internal | Summer | B7 | 400 | 700 | 0 | 53.14 | 45.35 | 9 | 0
2030 | TVA_Transmission_2_NonRTO_Midwest | TVA_Transmission | NonRTO_Midwest | Internal | Summer | B8 | 500 | 700 | 0 | 48.55 | 44.2 | 9 | 0
2030 | TVA_Transmission_2_NonRTO_Midwest | TVA_Transmission | NonRTO_Midwest | Internal | Summer | B9 | 800 | 700 | 0 | 48.18 | 43.24 | 9 | 0
2030 | TVA_Transmission_2_NonRTO_Midwest | TVA_Transmission | NonRTO_Midwest | Internal | Summer | B10 | 1262 | 700 | 0 | 44.54 | 36.82 | 9 | 0
2030 | TVA_Transmission_2_NonRTO_Midwest | TVA_Transmission | NonRTO_Midwest | Internal | Winter | B16 | 25 | 700 | 0 | 66.65 | 73.05 | 9 | 0
2030 | TVA_Transmission_2_NonRTO_Midwest | TVA_Transmission | NonRTO_Midwest | Internal | Winter | B17 | 100 | 700 | 700 | 54.26 | 66.46 | 9 | 3.2
2030 | TVA_Transmission_2_NonRTO_Midwest | TVA_Transmission | NonRTO_Midwest | Internal | Winter | B18 | 400 | 700 | 0 | 52.23 | 59.5 | 9 | 0
2030 | TVA_Transmission_2_NonRTO_Midwest | TVA_Transmission | NonRTO_Midwest | Internal | Winter | B19 | 700 | 700 | 0 | 50.7 | 45.56 | 9 | 0
2030 | TVA_Transmission_2_NonRTO_Midwest | TVA_Transmission | NonRTO_Midwest | Internal | Winter | B20 | 935 | 700 | 0 | 48.21 | 40.21 | 9 | 0
2030 | TVA_Transmission_2_PJM_ROR | TVA_Transmission | PJM_ROR | Internal | Shoulder | B11 | 25 | 2000 | 0 | 70.11 | 64.41 | 9 | 0
2030 | TVA_Transmission_2_PJM_ROR | TVA_Transmission | PJM_ROR | Internal | Shoulder | B12 | 200 | 2000 | 0 | 55.19 | 55.84 | 9 | 0
2030 | TVA_Transmission_2_PJM_ROR | TVA_Transmission | PJM_ROR | Internal | Shoulder | B13 | 600 | 2000 | 0 | 52.09 | 50.29 | 9 | 0
2030 | TVA_Transmission_2_PJM_ROR | TVA_Transmission | PJM_ROR | Internal | Shoulder | B14 | 900 | 2000 | 0 | 49.81 | 47.43 | 9 | 0
2030 | TVA_Transmission_2_PJM_ROR | TVA_Transmission | PJM_ROR | Internal | Shoulder | B15 | 1203 | 2000 | 0 | 48.42 | 43.69 | 9 | 0
2030 | TVA_Transmission_2_PJM_ROR | TVA_Transmission | PJM_ROR | Internal | Summer | B1 | 10 | 2000 | 0 | 85.75 | 79.75 | 9 | 0
2030 | TVA_Transmission_2_PJM_ROR | TVA_Transmission | PJM_ROR | Internal | Summer | B2 | 25 | 2000 | 0 | 83 | 77 | 9 | 0
2030 | TVA_Transmission_2_PJM_ROR | TVA_Transmission | PJM_ROR | Internal | Summer | B3 | 75 | 2000 | 0 | 79.8 | 73.8 | 9 | 0
2030 | TVA_Transmission_2_PJM_ROR | TVA_Transmission | PJM_ROR | Internal | Summer | B4 | 100 | 2000 | 0 | 78.62 | 72.62 | 9 | 0
2030 | TVA_Transmission_2_PJM_ROR | TVA_Transmission | PJM_ROR | Internal | Summer | B5 | 200 | 2000 | 0 | 74.64 | 68.64 | 9 | 0
2030 | TVA_Transmission_2_PJM_ROR | TVA_Transmission | PJM_ROR | Internal | Summer | B6 | 300 | 2000 | 0 | 63.45 | 58.09 | 9 | 0
2030 | TVA_Transmission_2_PJM_ROR | TVA_Transmission | PJM_ROR | Internal | Summer | B7 | 400 | 2000 | 0 | 53.14 | 47.99 | 9 | 0
2030 | TVA_Transmission_2_PJM_ROR | TVA_Transmission | PJM_ROR | Internal | Summer | B8 | 500 | 2000 | 0 | 48.55 | 44.82 | 9 | 0
2030 | TVA_Transmission_2_PJM_ROR | TVA_Transmission | PJM_ROR | Internal | Summer | B9 | 800 | 2000 | 0 | 48.18 | 42.59 | 9 | 0
2030 | TVA_Transmission_2_PJM_ROR | TVA_Transmission | PJM_ROR | Internal | Summer | B10 | 1262 | 2000 | 0 | 44.54 | 40.39 | 9 | 0
2030 | TVA_Transmission_2_PJM_ROR | TVA_Transmission | PJM_ROR | Internal | Winter | B16 | 25 | 2000 | 0 | 66.65 | 63.05 | 9 | 0
2030 | TVA_Transmission_2_PJM_ROR | TVA_Transmission | PJM_ROR | Internal | Winter | B17 | 100 | 2000 | 0 | 54.26 | 57.26 | 9 | 0
2030 | TVA_Transmission_2_PJM_ROR | TVA_Transmission | PJM_ROR | Internal | Winter | B18 | 400 | 2000 | 0 | 52.23 | 51.35 | 9 | 0
2030 | TVA_Transmission_2_PJM_ROR | TVA_Transmission | PJM_ROR | Internal | Winter | B19 | 700 | 2000 | 0 | 50.7 | 48.86 | 9 | 0
2030 | TVA_Transmission_2_PJM_ROR | TVA_Transmission | PJM_ROR | Internal | Winter | B20 | 935 | 2000 | 0 | 48.21 | 43.13 | 9 | 0
2030 | TVA_Transmission_2_SOCO | TVA_Transmission | SOCO | Internal | Shoulder | B11 | 25 | 3200 | 0.05 | 70.11 | 78.88 | 9 | 0
2030 | TVA_Transmission_2_SOCO | TVA_Transmission | SOCO | Internal | Shoulder | B12 | 200 | 3200 | 0 | 55.19 | 51.92 | 9 | 0
2030 | TVA_Transmission_2_SOCO | TVA_Transmission | SOCO | Internal | Shoulder | B13 | 600 | 3200 | 0 | 52.09 | 50.12 | 9 | 0
2030 | TVA_Transmission_2_SOCO | TVA_Transmission | SOCO | Internal | Shoulder | B14 | 900 | 3200 | 0 | 49.81 | 50.12 | 9 | 0
2030 | TVA_Transmission_2_SOCO | TVA_Transmission | SOCO | Internal | Shoulder | B15 | 1203 | 3200 | 0 | 48.42 | 50.12 | 9 | 0
2030 | TVA_Transmission_2_SOCO | TVA_Transmission | SOCO | Internal | Summer | B1 | 10 | 3200 | 0 | 85.75 | 88.73 | 9 | 0
2030 | TVA_Transmission_2_SOCO | TVA_Transmission | SOCO | Internal | Summer | B2 | 25 | 3200 | 0 | 83 | 83.67 | 9 | 0
2030 | TVA_Transmission_2_SOCO | TVA_Transmission | SOCO | Internal | Summer | B3 | 75 | 3200 | 0 | 79.8 | 83.67 | 9 | 0
2030 | TVA_Transmission_2_SOCO | TVA_Transmission | SOCO | Internal | Summer | B4 | 100 | 3200 | 0 | 78.62 | 82.07 | 9 | 0
2030 | TVA_Transmission_2_SOCO | TVA_Transmission | SOCO | Internal | Summer | B5 | 200 | 3200 | 0 | 74.64 | 82.07 | 9 | 0
2030 | TVA_Transmission_2_SOCO | TVA_Transmission | SOCO | Internal | Summer | B6 | 300 | 3200 | 0 | 63.45 | 72.1 | 9 | 0
2030 | TVA_Transmission_2_SOCO | TVA_Transmission | SOCO | Internal | Summer | B7 | 400 | 3200 | 0 | 53.14 | 61.99 | 9 | 0
2030 | TVA_Transmission_2_SOCO | TVA_Transmission | SOCO | Internal | Summer | B8 | 500 | 3200 | 0 | 48.55 | 50.38 | 9 | 0
2030 | TVA_Transmission_2_SOCO | TVA_Transmission | SOCO | Internal | Summer | B9 | 800 | 3200 | 0 | 48.18 | 48.64 | 9 | 0
2030 | TVA_Transmission_2_SOCO | TVA_Transmission | SOCO | Internal | Summer | B10 | 1262 | 3200 | 0 | 44.54 | 48.64 | 9 | 0
2030 | TVA_Transmission_2_SOCO | TVA_Transmission | SOCO | Internal | Winter | B16 | 25 | 3200 | 627.9 | 66.65 | 75.65 | 9 | 0
2030 | TVA_Transmission_2_SOCO | TVA_Transmission | SOCO | Internal | Winter | B17 | 100 | 3200 | 0 | 54.26 | 55.08 | 9 | 0
2030 | TVA_Transmission_2_SOCO | TVA_Transmission | SOCO | Internal | Winter | B18 | 400 | 3200 | 0 | 52.23 | 53.17 | 9 | 0
2030 | TVA_Transmission_2_SOCO | TVA_Transmission | SOCO | Internal | Winter | B19 | 700 | 3200 | 0 | 50.7 | 53.17 | 9 | 0
2030 | TVA_Transmission_2_SOCO | TVA_Transmission | SOCO | Internal | Winter | B20 | 935 | 3200 | 0 | 48.21 | 52.46 | 9 | 0
2030 | TVA_Transmission_2_TVA | TVA_Transmission | TVA | Internal | Shoulder | B11 | 25 | 99999 | 0 | 70.11 | 66.95 | 0.01 | 0
2030 | TVA_Transmission_2_TVA | TVA_Transmission | TVA | Internal | Shoulder | B12 | 200 | 99999 | 0 | 55.19 | 51.68 | 0.01 | 0
2030 | TVA_Transmission_2_TVA | TVA_Transmission | TVA | Internal | Shoulder | B13 | 600 | 99999 | 0 | 52.09 | 49.82 | 0.01 | 0
2030 | TVA_Transmission_2_TVA | TVA_Transmission | TVA | Internal | Shoulder | B14 | 900 | 99999 | 196.19 | 49.81 | 49.82 | 0.01 | 0
2030 | TVA_Transmission_2_TVA | TVA_Transmission | TVA | Internal | Shoulder | B15 | 1203 | 99999 | 1903.41 | 48.42 | 48.43 | 0.01 | 0
2030 | TVA_Transmission_2_TVA | TVA_Transmission | TVA | Internal | Summer | B1 | 10 | 99999 | 3427.84 | 85.75 | 85.76 | 0.01 | 0
2030 | TVA_Transmission_2_TVA | TVA_Transmission | TVA | Internal | Summer | B2 | 25 | 99999 | 2539.93 | 83 | 83.01 | 0.01 | 0
2030 | TVA_Transmission_2_TVA | TVA_Transmission | TVA | Internal | Summer | B3 | 75 | 99999 | 801.2 | 79.8 | 79.81 | 0.01 | 0
2030 | TVA_Transmission_2_TVA | TVA_Transmission | TVA | Internal | Summer | B4 | 100 | 99999 | 375.76 | 78.62 | 78.63 | 0.01 | 0
2030 | TVA_Transmission_2_TVA | TVA_Transmission | TVA | Internal | Summer | B5 | 200 | 99999 | 278.34 | 74.64 | 74.65 | 0.01 | 0
2030 | TVA_Transmission_2_TVA | TVA_Transmission | TVA | Internal | Summer | B6 | 300 | 99999 | 0 | 63.45 | 56.1 | 0.01 | 0
2030 | TVA_Transmission_2_TVA | TVA_Transmission | TVA | Internal | Summer | B7 | 400 | 99999 | 0 | 53.14 | 48.14 | 0.01 | 0
2030 | TVA_Transmission_2_TVA | TVA_Transmission | TVA | Internal | Summer | B8 | 500 | 99999 | 0 | 48.55 | 48.14 | 0.01 | 0
2030 | TVA_Transmission_2_TVA | TVA_Transmission | TVA | Internal | Summer | B9 | 800 | 99999 | 0 | 48.18 | 48.14 | 0.01 | 0
2030 | TVA_Transmission_2_TVA | TVA_Transmission | TVA | Internal | Summer | B10 | 1262 | 99999 | 0 | 44.54 | 44.33 | 0.01 | 0
2030 | TVA_Transmission_2_TVA | TVA_Transmission | TVA | Internal | Winter | B16 | 25 | 99999 | 1430.55 | 66.65 | 66.67 | 0.01 | 0
2030 | TVA_Transmission_2_TVA | TVA_Transmission | TVA | Internal | Winter | B17 | 100 | 99999 | 909.1 | 54.26 | 54.27 | 0.01 | 0
2030 | TVA_Transmission_2_TVA | TVA_Transmission | TVA | Internal | Winter | B18 | 400 | 99999 | 0 | 52.23 | 49.81 | 0.01 | 0
2030 | TVA_Transmission_2_TVA | TVA_Transmission | TVA | Internal | Winter | B19 | 700 | 99999 | 0 | 50.7 | 49.81 | 0.01 | 0
2030 | TVA_Transmission_2_TVA | TVA_Transmission | TVA | Internal | Winter | B20 | 935 | 99999 | 1760.04 | 48.21 | 48.22 | 0.01 | 0
2030 | TVA_Transmission_2_VACAR | TVA_Transmission | VACAR | Internal | Shoulder | B11 | 25 | 900 | 0 | 70.11 | 70.41 | 9 | 0
2030 | TVA_Transmission_2_VACAR | TVA_Transmission | VACAR | Internal | Shoulder | B12 | 200 | 900 | 0 | 55.19 | 57.5 | 9 | 0
2030 | TVA_Transmission_2_VACAR | TVA_Transmission | VACAR | Internal | Shoulder | B13 | 600 | 900 | 0 | 52.09 | 53.88 | 9 | 0
2030 | TVA_Transmission_2_VACAR | TVA_Transmission | VACAR | Internal | Shoulder | B14 | 900 | 900 | 0 | 49.81 | 49.45 | 9 | 0
2030 | TVA_Transmission_2_VACAR | TVA_Transmission | VACAR | Internal | Shoulder | B15 | 1203 | 900 | 0 | 48.42 | 49.45 | 9 | 0
2030 | TVA_Transmission_2_VACAR | TVA_Transmission | VACAR | Internal | Summer | B1 | 10 | 900 | 0 | 85.75 | 85.75 | 9 | 0
2030 | TVA_Transmission_2_VACAR | TVA_Transmission | VACAR | Internal | Summer | B2 | 25 | 900 | 0 | 83 | 85.75 | 9 | 0
2030 | TVA_Transmission_2_VACAR | TVA_Transmission | VACAR | Internal | Summer | B3 | 75 | 900 | 0 | 79.8 | 85.75 | 9 | 0
2030 | TVA_Transmission_2_VACAR | TVA_Transmission | VACAR | Internal | Summer | B4 | 100 | 900 | 0 | 78.62 | 83.9 | 9 | 0
2030 | TVA_Transmission_2_VACAR | TVA_Transmission | VACAR | Internal | Summer | B5 | 200 | 900 | 0 | 74.64 | 75.07 | 9 | 0
2030 | TVA_Transmission_2_VACAR | TVA_Transmission | VACAR | Internal | Summer | B6 | 300 | 900 | 0 | 63.45 | 65.1 | 9 | 0
2030 | TVA_Transmission_2_VACAR | TVA_Transmission | VACAR | Internal | Summer | B7 | 400 | 900 | 0 | 53.14 | 54.62 | 9 | 0
2030 | TVA_Transmission_2_VACAR | TVA_Transmission | VACAR | Internal | Summer | B8 | 500 | 900 | 0 | 48.55 | 50.82 | 9 | 0
2030 | TVA_Transmission_2_VACAR | TVA_Transmission | VACAR | Internal | Summer | B9 | 800 | 900 | 0 | 48.18 | 47.46 | 9 | 0
2030 | TVA_Transmission_2_VACAR | TVA_Transmission | VACAR | Internal | Summer | B10 | 1262 | 900 | 0 | 44.54 | 47.46 | 9 | 0
2030 | TVA_Transmission_2_VACAR | TVA_Transmission | VACAR | Internal | Winter | B16 | 25 | 900 | 0.01 | 66.65 | 74.75 | 9 | 0
2030 | TVA_Transmission_2_VACAR | TVA_Transmission | VACAR | Internal | Winter | B17 | 100 | 900 | 51.54 | 54.26 | 63.26 | 9 | 0
2030 | TVA_Transmission_2_VACAR | TVA_Transmission | VACAR | Internal | Winter | B18 | 400 | 900 | 0 | 52.23 | 53.9 | 9 | 0
2030 | TVA_Transmission_2_VACAR | TVA_Transmission | VACAR | Internal | Winter | B19 | 700 | 900 | 0 | 50.7 | 53.9 | 9 | 0
2030 | TVA_Transmission_2_VACAR | TVA_Transmission | VACAR | Internal | Winter | B20 | 935 | 900 | 0 | 48.21 | 49.13 | 9 | 0
2030 | VACAR_2_PJM_ROR | VACAR | PJM_ROR | Internal | Shoulder | B11 | 25 | 2000 | 0 | 70.41 | 64.41 | 7 | 0
2030 | VACAR_2_PJM_ROR | VACAR | PJM_ROR | Internal | Shoulder | B12 | 200 | 2000 | 0 | 57.5 | 55.84 | 7 | 0
2030 | VACAR_2_PJM_ROR | VACAR | PJM_ROR | Internal | Shoulder | B13 | 600 | 2000 | 0 | 53.88 | 50.29 | 7 | 0
2030 | VACAR_2_PJM_ROR | VACAR | PJM_ROR | Internal | Shoulder | B14 | 900 | 2000 | 0 | 49.45 | 47.43 | 7 | 0
2030 | VACAR_2_PJM_ROR | VACAR | PJM_ROR | Internal | Shoulder | B15 | 1203 | 2000 | 0 | 49.45 | 43.69 | 7 | 0
2030 | VACAR_2_PJM_ROR | VACAR | PJM_ROR | Internal | Summer | B1 | 10 | 2000 | 0 | 85.75 | 79.75 | 7 | 0
2030 | VACAR_2_PJM_ROR | VACAR | PJM_ROR | Internal | Summer | B2 | 25 | 2000 | 0 | 85.75 | 77 | 7 | 0
2030 | VACAR_2_PJM_ROR | VACAR | PJM_ROR | Internal | Summer | B3 | 75 | 2000 | 0 | 85.75 | 73.8 | 7 | 0
2030 | VACAR_2_PJM_ROR | VACAR | PJM_ROR | Internal | Summer | B4 | 100 | 2000 | 0 | 83.9 | 72.62 | 7 | 0
2030 | VACAR_2_PJM_ROR | VACAR | PJM_ROR | Internal | Summer | B5 | 200 | 2000 | 0 | 75.07 | 68.64 | 7 | 0
2030 | VACAR_2_PJM_ROR | VACAR | PJM_ROR | Internal | Summer | B6 | 300 | 2000 | 0 | 65.1 | 58.09 | 7 | 0
2030 | VACAR_2_PJM_ROR | VACAR | PJM_ROR | Internal | Summer | B7 | 400 | 2000 | 0 | 54.62 | 47.99 | 7 | 0
2030 | VACAR_2_PJM_ROR | VACAR | PJM_ROR | Internal | Summer | B8 | 500 | 2000 | 0 | 50.82 | 44.82 | 7 | 0
2030 | VACAR_2_PJM_ROR | VACAR | PJM_ROR | Internal | Summer | B9 | 800 | 2000 | 0 | 47.46 | 42.59 | 7 | 0
2030 | VACAR_2_PJM_ROR | VACAR | PJM_ROR | Internal | Summer | B10 | 1262 | 2000 | 0 | 47.46 | 40.39 | 7 | 0
2030 | VACAR_2_PJM_ROR | VACAR | PJM_ROR | Internal | Winter | B16 | 25 | 2000 | 0 | 74.75 | 63.05 | 7 | 0
2030 | VACAR_2_PJM_ROR | VACAR | PJM_ROR | Internal | Winter | B17 | 100 | 2000 | 0 | 63.26 | 57.26 | 7 | 0
2030 | VACAR_2_PJM_ROR | VACAR | PJM_ROR | Internal | Winter | B18 | 400 | 2000 | 0 | 53.9 | 51.35 | 7 | 0
2030 | VACAR_2_PJM_ROR | VACAR | PJM_ROR | Internal | Winter | B19 | 700 | 2000 | 0 | 53.9 | 48.86 | 7 | 0
2030 | VACAR_2_PJM_ROR | VACAR | PJM_ROR | Internal | Winter | B20 | 935 | 2000 | 0 | 49.13 | 43.13 | 7 | 0
2030 | VACAR_2_SOCO | VACAR | SOCO | Internal | Shoulder | B11 | 25 | 3000 | 2999.99 | 70.41 | 78.88 | 7 | 1.47
2030 | VACAR_2_SOCO | VACAR | SOCO | Internal | Shoulder | B12 | 200 | 3000 | 0 | 57.5 | 51.92 | 7 | 0
2030 | VACAR_2_SOCO | VACAR | SOCO | Internal | Shoulder | B13 | 600 | 3000 | 0 | 53.88 | 50.12 | 7 | 0
2030 | VACAR_2_SOCO | VACAR | SOCO | Internal | Shoulder | B14 | 900 | 3000 | 0 | 49.45 | 50.12 | 7 | 0
2030 | VACAR_2_SOCO | VACAR | SOCO | Internal | Shoulder | B15 | 1203 | 3000 | 0 | 49.45 | 50.12 | 7 | 0
2030 | VACAR_2_SOCO | VACAR | SOCO | Internal | Summer | B1 | 10 | 3000 | 0 | 85.75 | 88.73 | 7 | 0
2030 | VACAR_2_SOCO | VACAR | SOCO | Internal | Summer | B2 | 25 | 3000 | 0 | 85.75 | 83.67 | 7 | 0
2030 | VACAR_2_SOCO | VACAR | SOCO | Internal | Summer | B3 | 75 | 3000 | 0 | 85.75 | 83.67 | 7 | 0
2030 | VACAR_2_SOCO | VACAR | SOCO | Internal | Summer | B4 | 100 | 3000 | 0 | 83.9 | 82.07 | 7 | 0
2030 | VACAR_2_SOCO | VACAR | SOCO | Internal | Summer | B5 | 200 | 3000 | 1329.92 | 75.07 | 82.07 | 7 | 0
2030 | VACAR_2_SOCO | VACAR | SOCO | Internal | Summer | B6 | 300 | 3000 | 1016.53 | 65.1 | 72.1 | 7 | 0
2030 | VACAR_2_SOCO | VACAR | SOCO | Internal | Summer | B7 | 400 | 3000 | 3000 | 54.62 | 61.99 | 7 | 0.38
2030 | VACAR_2_SOCO | VACAR | SOCO | Internal | Summer | B8 | 500 | 3000 | 0 | 50.82 | 50.38 | 7 | 0
2030 | VACAR_2_SOCO | VACAR | SOCO | Internal | Summer | B9 | 800 | 3000 | 0 | 47.46 | 48.64 | 7 | 0
2030 | VACAR_2_SOCO | VACAR | SOCO | Internal | Summer | B10 | 1262 | 3000 | 0 | 47.46 | 48.64 | 7 | 0
2030 | VACAR_2_SOCO | VACAR | SOCO | Internal | Winter | B16 | 25 | 3000 | 0 | 74.75 | 75.65 | 7 | 0
2030 | VACAR_2_SOCO | VACAR | SOCO | Internal | Winter | B17 | 100 | 3000 | 0 | 63.26 | 55.08 | 7 | 0
2030 | VACAR_2_SOCO | VACAR | SOCO | Internal | Winter | B18 | 400 | 3000 | 0 | 53.9 | 53.17 | 7 | 0
2030 | VACAR_2_SOCO | VACAR | SOCO | Internal | Winter | B19 | 700 | 3000 | 0 | 53.9 | 53.17 | 7 | 0
2030 | VACAR_2_SOCO | VACAR | SOCO | Internal | Winter | B20 | 935 | 3000 | 0 | 49.13 | 52.46 | 7 | 0
2030 | VACAR_2_TVA_Transmission | VACAR | TVA_Transmission | Internal | Shoulder | B11 | 25 | 900 | 0 | 70.41 | 70.11 | 7 | 0
2030 | VACAR_2_TVA_Transmission | VACAR | TVA_Transmission | Internal | Shoulder | B12 | 200 | 900 | 0 | 57.5 | 55.19 | 7 | 0
2030 | VACAR_2_TVA_Transmission | VACAR | TVA_Transmission | Internal | Shoulder | B13 | 600 | 900 | 0 | 53.88 | 52.09 | 7 | 0
2030 | VACAR_2_TVA_Transmission | VACAR | TVA_Transmission | Internal | Shoulder | B14 | 900 | 900 | 0 | 49.45 | 49.81 | 7 | 0
2030 | VACAR_2_TVA_Transmission | VACAR | TVA_Transmission | Internal | Shoulder | B15 | 1203 | 900 | 0 | 49.45 | 48.42 | 7 | 0
2030 | VACAR_2_TVA_Transmission | VACAR | TVA_Transmission | Internal | Summer | B1 | 10 | 900 | 0 | 85.75 | 85.75 | 7 | 0
2030 | VACAR_2_TVA_Transmission | VACAR | TVA_Transmission | Internal | Summer | B2 | 25 | 900 | 0 | 85.75 | 83 | 7 | 0
2030 | VACAR_2_TVA_Transmission | VACAR | TVA_Transmission | Internal | Summer | B3 | 75 | 900 | 0 | 85.75 | 79.8 | 7 | 0
2030 | VACAR_2_TVA_Transmission | VACAR | TVA_Transmission | Internal | Summer | B4 | 100 | 900 | 0 | 83.9 | 78.62 | 7 | 0
2030 | VACAR_2_TVA_Transmission | VACAR | TVA_Transmission | Internal | Summer | B5 | 200 | 900 | 0 | 75.07 | 74.64 | 7 | 0
2030 | VACAR_2_TVA_Transmission | VACAR | TVA_Transmission | Internal | Summer | B6 | 300 | 900 | 0 | 65.1 | 63.45 | 7 | 0
2030 | VACAR_2_TVA_Transmission | VACAR | TVA_Transmission | Internal | Summer | B7 | 400 | 900 | 0 | 54.62 | 53.14 | 7 | 0
2030 | VACAR_2_TVA_Transmission | VACAR | TVA_Transmission | Internal | Summer | B8 | 500 | 900 | 0 | 50.82 | 48.55 | 7 | 0
2030 | VACAR_2_TVA_Transmission | VACAR | TVA_Transmission | Internal | Summer | B9 | 800 | 900 | 0 | 47.46 | 48.18 | 7 | 0
2030 | VACAR_2_TVA_Transmission | VACAR | TVA_Transmission | Internal | Summer | B10 | 1262 | 900 | 0 | 47.46 | 44.54 | 7 | 0
2030 | VACAR_2_TVA_Transmission | VACAR | TVA_Transmission | Internal | Winter | B16 | 25 | 900 | 0 | 74.75 | 66.65 | 7 | 0
2030 | VACAR_2_TVA_Transmission | VACAR | TVA_Transmission | Internal | Winter | B17 | 100 | 900 | 0 | 63.26 | 54.26 | 7 | 0
2030 | VACAR_2_TVA_Transmission | VACAR | TVA_Transmission | Internal | Winter | B18 | 400 | 900 | 0 | 53.9 | 52.23 | 7 | 0
2030 | VACAR_2_TVA_Transmission | VACAR | TVA_Transmission | Internal | Winter | B19 | 700 | 900 | 0 | 53.9 | 50.7 | 7 | 0
2030 | VACAR_2_TVA_Transmission | VACAR | TVA_Transmission | Internal | Winter | B20 | 935 | 900 | 0 | 49.13 | 48.21 | 7 | 0
2035 | ENT_2_MISO_MO-IL | ENT | MISO_MO-IL | Internal | Shoulder | B11 | 25 | 2260 | 0 | 79.02 | 73.38 | 8 | 0
2035 | ENT_2_MISO_MO-IL | ENT | MISO_MO-IL | Internal | Shoulder | B12 | 200 | 2260 | 0 | 55.85 | 56.6 | 8 | 0
2035 | ENT_2_MISO_MO-IL | ENT | MISO_MO-IL | Internal | Shoulder | B13 | 600 | 2260 | 0 | 55.85 | 51.24 | 8 | 0
2035 | ENT_2_MISO_MO-IL | ENT | MISO_MO-IL | Internal | Shoulder | B14 | 900 | 2260 | 0 | 55.45 | 48.65 | 8 | 0
2035 | ENT_2_MISO_MO-IL | ENT | MISO_MO-IL | Internal | Shoulder | B15 | 1203 | 2260 | 0 | 53.61 | 44.56 | 8 | 0
2035 | ENT_2_MISO_MO-IL | ENT | MISO_MO-IL | Internal | Summer | B1 | 10 | 2260 | 0 | 89.32 | 85.45 | 8 | 0
2035 | ENT_2_MISO_MO-IL | ENT | MISO_MO-IL | Internal | Summer | B2 | 25 | 2260 | 0 | 88.02 | 83.64 | 8 | 0
2035 | ENT_2_MISO_MO-IL | ENT | MISO_MO-IL | Internal | Summer | B3 | 75 | 2260 | 0 | 84.69 | 83.78 | 8 | 0
2035 | ENT_2_MISO_MO-IL | ENT | MISO_MO-IL | Internal | Summer | B4 | 100 | 2260 | 0 | 82.9 | 80.94 | 8 | 0
2035 | ENT_2_MISO_MO-IL | ENT | MISO_MO-IL | Internal | Summer | B5 | 200 | 2260 | 0 | 82.9 | 79.12 | 8 | 0
2035 | ENT_2_MISO_MO-IL | ENT | MISO_MO-IL | Internal | Summer | B6 | 300 | 2260 | 0 | 74.29 | 66.29 | 8 | 0
2035 | ENT_2_MISO_MO-IL | ENT | MISO_MO-IL | Internal | Summer | B7 | 400 | 2260 | 0 | 58.19 | 51.51 | 8 | 0
2035 | ENT_2_MISO_MO-IL | ENT | MISO_MO-IL | Internal | Summer | B8 | 500 | 2260 | 0 | 54.07 | 47.26 | 8 | 0
2035 | ENT_2_MISO_MO-IL | ENT | MISO_MO-IL | Internal | Summer | B9 | 800 | 2260 | 0 | 52.73 | 44.73 | 8 | 0
2035 | ENT_2_MISO_MO-IL | ENT | MISO_MO-IL | Internal | Summer | B10 | 1262 | 2260 | 0 | 50.7 | 40.81 | 8 | 0
2035 | ENT_2_MISO_MO-IL | ENT | MISO_MO-IL | Internal | Winter | B16 | 25 | 2260 | 0 | 69.9 | 67.01 | 8 | 0
2035 | ENT_2_MISO_MO-IL | ENT | MISO_MO-IL | Internal | Winter | B17 | 100 | 2260 | 0 | 59.42 | 52.74 | 8 | 0
2035 | ENT_2_MISO_MO-IL | ENT | MISO_MO-IL | Internal | Winter | B18 | 400 | 2260 | 0 | 59.42 | 53.89 | 8 | 0
2035 | ENT_2_MISO_MO-IL | ENT | MISO_MO-IL | Internal | Winter | B19 | 700 | 2260 | 0 | 58.67 | 50.67 | 8 | 0
2035 | ENT_2_MISO_MO-IL | ENT | MISO_MO-IL | Internal | Winter | B20 | 935 | 2260 | 0 | 52.27 | 43.06 | 8 | 0
2035 | ENT_2_SOCO | ENT | SOCO | Internal | Shoulder | B11 | 25 | 2000 | 0.02 | 79.02 | 86.37 | 8 | 0
2035 | ENT_2_SOCO | ENT | SOCO | Internal | Shoulder | B12 | 200 | 2000 | 0 | 55.85 | 56.01 | 8 | 0
2035 | ENT_2_SOCO | ENT | SOCO | Internal | Shoulder | B13 | 600 | 2000 | 0 | 55.85 | 55.72 | 8 | 0
2035 | ENT_2_SOCO | ENT | SOCO | Internal | Shoulder | B14 | 900 | 2000 | 0 | 55.45 | 55.72 | 8 | 0
2035 | ENT_2_SOCO | ENT | SOCO | Internal | Shoulder | B15 | 1203 | 2000 | 0 | 53.61 | 55.72 | 8 | 0
2035 | ENT_2_SOCO | ENT | SOCO | Internal | Summer | B1 | 10 | 2000 | 1451.1 | 89.32 | 97.32 | 8 | 0
2035 | ENT_2_SOCO | ENT | SOCO | Internal | Summer | B2 | 25 | 2000 | 0 | 88.02 | 92.69 | 8 | 0
2035 | ENT_2_SOCO | ENT | SOCO | Internal | Summer | B3 | 75 | 2000 | 645.95 | 84.69 | 92.69 | 8 | 0
2035 | ENT_2_SOCO | ENT | SOCO | Internal | Summer | B4 | 100 | 2000 | 730.69 | 82.9 | 90.9 | 8 | 0
2035 | ENT_2_SOCO | ENT | SOCO | Internal | Summer | B5 | 200 | 2000 | 1868.63 | 82.9 | 90.9 | 8 | 0
2035 | ENT_2_SOCO | ENT | SOCO | Internal | Summer | B6 | 300 | 2000 | 0 | 74.29 | 78.04 | 8 | 0
2035 | ENT_2_SOCO | ENT | SOCO | Internal | Summer | B7 | 400 | 2000 | 298.81 | 58.19 | 66.19 | 8 | 0
2035 | ENT_2_SOCO | ENT | SOCO | Internal | Summer | B8 | 500 | 2000 | 0 | 54.07 | 56.13 | 8 | 0
2035 | ENT_2_SOCO | ENT | SOCO | Internal | Summer | B9 | 800 | 2000 | 0 | 52.73 | 54.18 | 8 | 0
2035 | ENT_2_SOCO | ENT | SOCO | Internal | Summer | B10 | 1262 | 2000 | 0 | 50.7 | 54.18 | 8 | 0
2035 | ENT_2_SOCO | ENT | SOCO | Internal | Winter | B16 | 25 | 2000 | 1999.99 | 69.9 | 80.73 | 8 | 2.83
2035 | ENT_2_SOCO | ENT | SOCO | Internal | Winter | B17 | 100 | 2000 | 0 | 59.42 | 59.74 | 8 | 0
2035 | ENT_2_SOCO | ENT | SOCO | Internal | Winter | B18 | 400 | 2000 | 0 | 59.42 | 59.07 | 8 | 0
2035 | ENT_2_SOCO | ENT | SOCO | Internal | Winter | B19 | 700 | 2000 | 0 | 58.67 | 59.07 | 8 | 0
2035 | ENT_2_SOCO | ENT | SOCO | Internal | Winter | B20 | 935 | 2000 | 0 | 52.27 | 54.09 | 8 | 0
2035 | ENT_2_SPP_N | ENT | SPP_N | Internal | Shoulder | B11 | 25 | 1300 | 0 | 79.02 | 80.37 | 8 | 0
2035 | ENT_2_SPP_N | ENT | SPP_N | Internal | Shoulder | B12 | 200 | 1300 | 0 | 55.85 | 58.16 | 8 | 0
2035 | ENT_2_SPP_N | ENT | SPP_N | Internal | Shoulder | B13 | 600 | 1300 | 0 | 55.85 | 55.18 | 8 | 0
2035 | ENT_2_SPP_N | ENT | SPP_N | Internal | Shoulder | B14 | 900 | 1300 | 0 | 55.45 | 53.97 | 8 | 0
2035 | ENT_2_SPP_N | ENT | SPP_N | Internal | Shoulder | B15 | 1203 | 1300 | 0 | 53.61 | 45.07 | 8 | 0
2035 | ENT_2_SPP_N | ENT | SPP_N | Internal | Summer | B1 | 10 | 1300 | 0 | 89.32 | 88.32 | 8 | 0
2035 | ENT_2_SPP_N | ENT | SPP_N | Internal | Summer | B2 | 25 | 1300 | 0 | 88.02 | 87.55 | 8 | 0
2035 | ENT_2_SPP_N | ENT | SPP_N | Internal | Summer | B3 | 75 | 1300 | 0 | 84.69 | 85.65 | 8 | 0
2035 | ENT_2_SPP_N | ENT | SPP_N | Internal | Summer | B4 | 100 | 1300 | 0 | 82.9 | 85.45 | 8 | 0
2035 | ENT_2_SPP_N | ENT | SPP_N | Internal | Summer | B5 | 200 | 1300 | 0 | 82.9 | 85.45 | 8 | 0
2035 | ENT_2_SPP_N | ENT | SPP_N | Internal | Summer | B6 | 300 | 1300 | 0 | 74.29 | 74.29 | 8 | 0
2035 | ENT_2_SPP_N | ENT | SPP_N | Internal | Summer | B7 | 400 | 1300 | 0 | 58.19 | 58.5 | 8 | 0
2035 | ENT_2_SPP_N | ENT | SPP_N | Internal | Summer | B8 | 500 | 1300 | 0 | 54.07 | 54.25 | 8 | 0
2035 | ENT_2_SPP_N | ENT | SPP_N | Internal | Summer | B9 | 800 | 1300 | 0 | 52.73 | 51.71 | 8 | 0
2035 | ENT_2_SPP_N | ENT | SPP_N | Internal | Summer | B10 | 1262 | 1300 | 0 | 50.7 | 45.69 | 8 | 0
2035 | ENT_2_SPP_N | ENT | SPP_N | Internal | Winter | B16 | 25 | 1300 | 0 | 69.9 | 64.9 | 8 | 0
2035 | ENT_2_SPP_N | ENT | SPP_N | Internal | Winter | B17 | 100 | 1300 | 0 | 59.42 | 58.94 | 8 | 0
2035 | ENT_2_SPP_N | ENT | SPP_N | Internal | Winter | B18 | 400 | 1300 | 0 | 59.42 | 57.01 | 8 | 0
2035 | ENT_2_SPP_N | ENT | SPP_N | Internal | Winter | B19 | 700 | 1300 | 0 | 58.67 | 55.22 | 8 | 0
2035 | ENT_2_SPP_N | ENT | SPP_N | Internal | Winter | B20 | 935 | 1300 | 0 | 52.27 | 44.22 | 8 | 0
2035 | ENT_2_SPP_S | ENT | SPP_S | Internal | Shoulder | B11 | 25 | 1300 | 0 | 79.02 | 74.02 | 8 | 0
2035 | ENT_2_SPP_S | ENT | SPP_S | Internal | Shoulder | B12 | 200 | 1300 | 0 | 55.85 | 53.52 | 8 | 0
2035 | ENT_2_SPP_S | ENT | SPP_S | Internal | Shoulder | B13 | 600 | 1300 | 0 | 55.85 | 53.4 | 8 | 0
2035 | ENT_2_SPP_S | ENT | SPP_S | Internal | Shoulder | B14 | 900 | 1300 | 0 | 55.45 | 53.4 | 8 | 0
2035 | ENT_2_SPP_S | ENT | SPP_S | Internal | Shoulder | B15 | 1203 | 1300 | 0 | 53.61 | 45.06 | 8 | 0
2035 | ENT_2_SPP_S | ENT | SPP_S | Internal | Summer | B1 | 10 | 1300 | 0 | 89.32 | 74.74 | 8 | 0
2035 | ENT_2_SPP_S | ENT | SPP_S | Internal | Summer | B2 | 25 | 1300 | 0 | 88.02 | 74.74 | 8 | 0
2035 | ENT_2_SPP_S | ENT | SPP_S | Internal | Summer | B3 | 75 | 1300 | 0 | 84.69 | 79.69 | 8 | 0
2035 | ENT_2_SPP_S | ENT | SPP_S | Internal | Summer | B4 | 100 | 1300 | 0 | 82.9 | 74.74 | 8 | 0
2035 | ENT_2_SPP_S | ENT | SPP_S | Internal | Summer | B5 | 200 | 1300 | 0 | 82.9 | 74.74 | 8 | 0
2035 | ENT_2_SPP_S | ENT | SPP_S | Internal | Summer | B6 | 300 | 1300 | 0 | 74.29 | 74.3 | 8 | 0
2035 | ENT_2_SPP_S | ENT | SPP_S | Internal | Summer | B7 | 400 | 1300 | 0 | 58.19 | 58.49 | 8 | 0
2035 | ENT_2_SPP_S | ENT | SPP_S | Internal | Summer | B8 | 500 | 1300 | 0 | 54.07 | 53.56 | 8 | 0
2035 | ENT_2_SPP_S | ENT | SPP_S | Internal | Summer | B9 | 800 | 1300 | 0 | 52.73 | 51.73 | 8 | 0
2035 | ENT_2_SPP_S | ENT | SPP_S | Internal | Summer | B10 | 1262 | 1300 | 0 | 50.7 | 45.7 | 8 | 0
2035 | ENT_2_SPP_S | ENT | SPP_S | Internal | Winter | B16 | 25 | 1300 | 0 | 69.9 | 57.13 | 8 | 0
2035 | ENT_2_SPP_S | ENT | SPP_S | Internal | Winter | B17 | 100 | 1300 | 0 | 59.42 | 57 | 8 | 0
2035 | ENT_2_SPP_S | ENT | SPP_S | Internal | Winter | B18 | 400 | 1300 | 0 | 59.42 | 57 | 8 | 0
2035 | ENT_2_SPP_S | ENT | SPP_S | Internal | Winter | B19 | 700 | 1300 | 0 | 58.67 | 53.67 | 8 | 0
2035 | ENT_2_SPP_S | ENT | SPP_S | Internal | Winter | B20 | 935 | 1300 | 0 | 52.27 | 44.23 | 8 | 0
2035 | ENT_2_TVA_Transmission | ENT | TVA_Transmission | Internal | Shoulder | B11 | 25 | 2100 | 0 | 79.02 | 77.37 | 8 | 0
2035 | ENT_2_TVA_Transmission | ENT | TVA_Transmission | Internal | Shoulder | B12 | 200 | 2100 | 0 | 55.85 | 61.74 | 8 | 0
2035 | ENT_2_TVA_Transmission | ENT | TVA_Transmission | Internal | Shoulder | B13 | 600 | 2100 | 0 | 55.85 | 56.44 | 8 | 0
2035 | ENT_2_TVA_Transmission | ENT | TVA_Transmission | Internal | Shoulder | B14 | 900 | 2100 | 0 | 55.45 | 55.51 | 8 | 0
2035 | ENT_2_TVA_Transmission | ENT | TVA_Transmission | Internal | Shoulder | B15 | 1203 | 2100 | 0 | 53.61 | 52.56 | 8 | 0
2035 | ENT_2_TVA_Transmission | ENT | TVA_Transmission | Internal | Summer | B1 | 10 | 2100 | 0 | 89.32 | 93.45 | 8 | 0
2035 | ENT_2_TVA_Transmission | ENT | TVA_Transmission | Internal | Summer | B2 | 25 | 2100 | 0 | 88.02 | 90.36 | 8 | 0
2035 | ENT_2_TVA_Transmission | ENT | TVA_Transmission | Internal | Summer | B3 | 75 | 2100 | 0 | 84.69 | 87.8 | 8 | 0
2035 | ENT_2_TVA_Transmission | ENT | TVA_Transmission | Internal | Summer | B4 | 100 | 2100 | 0 | 82.9 | 85.93 | 8 | 0
2035 | ENT_2_TVA_Transmission | ENT | TVA_Transmission | Internal | Summer | B5 | 200 | 2100 | 0 | 82.9 | 83.12 | 8 | 0
2035 | ENT_2_TVA_Transmission | ENT | TVA_Transmission | Internal | Summer | B6 | 300 | 2100 | 0 | 74.29 | 70.16 | 8 | 0
2035 | ENT_2_TVA_Transmission | ENT | TVA_Transmission | Internal | Summer | B7 | 400 | 2100 | 0 | 58.19 | 57.87 | 8 | 0
2035 | ENT_2_TVA_Transmission | ENT | TVA_Transmission | Internal | Summer | B8 | 500 | 2100 | 0 | 54.07 | 54.01 | 8 | 0
2035 | ENT_2_TVA_Transmission | ENT | TVA_Transmission | Internal | Summer | B9 | 800 | 2100 | 0 | 52.73 | 50.39 | 8 | 0
2035 | ENT_2_TVA_Transmission | ENT | TVA_Transmission | Internal | Summer | B10 | 1262 | 2100 | 0 | 50.7 | 45.87 | 8 | 0
2035 | ENT_2_TVA_Transmission | ENT | TVA_Transmission | Internal | Winter | B16 | 25 | 2100 | 0 | 69.9 | 75.01 | 8 | 0
2035 | ENT_2_TVA_Transmission | ENT | TVA_Transmission | Internal | Winter | B17 | 100 | 2100 | 0 | 59.42 | 60.74 | 8 | 0
2035 | ENT_2_TVA_Transmission | ENT | TVA_Transmission | Internal | Winter | B18 | 400 | 2100 | 0 | 59.42 | 58.63 | 8 | 0
2035 | ENT_2_TVA_Transmission | ENT | TVA_Transmission | Internal | Winter | B19 | 700 | 2100 | 0 | 58.67 | 56.95 | 8 | 0
2035 | ENT_2_TVA_Transmission | ENT | TVA_Transmission | Internal | Winter | B20 | 935 | 2100 | 0 | 52.27 | 51.06 | 8 | 0
2035 | FRCC_2_SOCO | FRCC | SOCO | Internal | Shoulder | B11 | 25 | 900 | 0 | 96.37 | 86.37 | 8 | 0
2035 | FRCC_2_SOCO | FRCC | SOCO | Internal | Shoulder | B12 | 200 | 900 | 0 | 63.63 | 56.01 | 8 | 0
2035 | FRCC_2_SOCO | FRCC | SOCO | Internal | Shoulder | B13 | 600 | 900 | 0 | 62.25 | 55.72 | 8 | 0
2035 | FRCC_2_SOCO | FRCC | SOCO | Internal | Shoulder | B14 | 900 | 900 | 0 | 60.99 | 55.72 | 8 | 0
2035 | FRCC_2_SOCO | FRCC | SOCO | Internal | Shoulder | B15 | 1203 | 900 | 0 | 60.99 | 55.72 | 8 | 0
2035 | FRCC_2_SOCO | FRCC | SOCO | Internal | Summer | B1 | 10 | 900 | 0 | 107.32 | 97.32 | 8 | 0
2035 | FRCC_2_SOCO | FRCC | SOCO | Internal | Summer | B2 | 25 | 900 | 0 | 98.45 | 92.69 | 8 | 0
2035 | FRCC_2_SOCO | FRCC | SOCO | Internal | Summer | B3 | 75 | 900 | 0 | 98.45 | 92.69 | 8 | 0
2035 | FRCC_2_SOCO | FRCC | SOCO | Internal | Summer | B4 | 100 | 900 | 0 | 98.45 | 90.9 | 8 | 0
2035 | FRCC_2_SOCO | FRCC | SOCO | Internal | Summer | B5 | 200 | 900 | 0 | 96.43 | 90.9 | 8 | 0
2035 | FRCC_2_SOCO | FRCC | SOCO | Internal | Summer | B6 | 300 | 900 | 0 | 85.04 | 78.04 | 8 | 0
2035 | FRCC_2_SOCO | FRCC | SOCO | Internal | Summer | B7 | 400 | 900 | 0 | 76.19 | 66.19 | 8 | 0
2035 | FRCC_2_SOCO | FRCC | SOCO | Internal | Summer | B8 | 500 | 900 | 0 | 62.59 | 56.13 | 8 | 0
2035 | FRCC_2_SOCO | FRCC | SOCO | Internal | Summer | B9 | 800 | 900 | 0 | 59.99 | 54.18 | 8 | 0
2035 | FRCC_2_SOCO | FRCC | SOCO | Internal | Summer | B10 | 1262 | 900 | 0 | 59.99 | 54.18 | 8 | 0
2035 | FRCC_2_SOCO | FRCC | SOCO | Internal | Winter | B16 | 25 | 900 | 0 | 90.73 | 80.73 | 8 | 0
2035 | FRCC_2_SOCO | FRCC | SOCO | Internal | Winter | B17 | 100 | 900 | 0 | 66.58 | 59.74 | 8 | 0
2035 | FRCC_2_SOCO | FRCC | SOCO | Internal | Winter | B18 | 400 | 900 | 0 | 63.81 | 59.07 | 8 | 0
2035 | FRCC_2_SOCO | FRCC | SOCO | Internal | Winter | B19 | 700 | 900 | 0 | 63.81 | 59.07 | 8 | 0
2035 | FRCC_2_SOCO | FRCC | SOCO | Internal | Winter | B20 | 935 | 900 | 0 | 63.81 | 54.09 | 8 | 0
2035 | HQ_NEISO_2_NEISO | HQ_NEISO | NEISO | Internal | Shoulder | B11 | 25 | 99999 | 2920 | 46.3 | 46.31 | 0.01 | 0
2035 | HQ_NEISO_2_NEISO | HQ_NEISO | NEISO | Internal | Shoulder | B12 | 200 | 99999 | 2920 | 46.3 | 46.31 | 0.01 | 0
2035 | HQ_NEISO_2_NEISO | HQ_NEISO | NEISO | Internal | Shoulder | B13 | 600 | 99999 | 2920 | 46.3 | 46.31 | 0.01 | 0
2035 | HQ_NEISO_2_NEISO | HQ_NEISO | NEISO | Internal | Shoulder | B14 | 900 | 99999 | 2920 | 46.3 | 46.31 | 0.01 | 0
2035 | HQ_NEISO_2_NEISO | HQ_NEISO | NEISO | Internal | Shoulder | B15 | 1203 | 99999 | 1143.24 | 46.3 | 46.31 | 0.01 | 0
2035 | HQ_NEISO_2_NEISO | HQ_NEISO | NEISO | Internal | Summer | B1 | 10 | 99999 | 2920.02 | 89.54 | 89.55 | 0.01 | 0
2035 | HQ_NEISO_2_NEISO | HQ_NEISO | NEISO | Internal | Summer | B2 | 25 | 99999 | 2920 | 77.73 | 77.74 | 0.01 | 0
2035 | HQ_NEISO_2_NEISO | HQ_NEISO | NEISO | Internal | Summer | B3 | 75 | 99999 | 2920 | 66.79 | 66.8 | 0.01 | 0
2035 | HQ_NEISO_2_NEISO | HQ_NEISO | NEISO | Internal | Summer | B4 | 100 | 99999 | 2920 | 59.39 | 59.4 | 0.01 | 0
2035 | HQ_NEISO_2_NEISO | HQ_NEISO | NEISO | Internal | Summer | B5 | 200 | 99999 | 2920 | 47.44 | 47.45 | 0.01 | 0
2035 | HQ_NEISO_2_NEISO | HQ_NEISO | NEISO | Internal | Summer | B6 | 300 | 99999 | 2920 | 42.76 | 42.77 | 0.01 | 0
2035 | HQ_NEISO_2_NEISO | HQ_NEISO | NEISO | Internal | Summer | B7 | 400 | 99999 | 2920 | 42.76 | 42.77 | 0.01 | 0
2035 | HQ_NEISO_2_NEISO | HQ_NEISO | NEISO | Internal | Summer | B8 | 500 | 99999 | 2920 | 42.76 | 42.77 | 0.01 | 0
2035 | HQ_NEISO_2_NEISO | HQ_NEISO | NEISO | Internal | Summer | B9 | 800 | 99999 | 2920 | 42.76 | 42.77 | 0.01 | 0
2035 | HQ_NEISO_2_NEISO | HQ_NEISO | NEISO | Internal | Summer | B10 | 1262 | 99999 | 795.94 | 42.76 | 42.77 | 0.01 | 0
2035 | HQ_NEISO_2_NEISO | HQ_NEISO | NEISO | Internal | Winter | B16 | 25 | 99999 | 2920 | 57.21 | 57.22 | 0.01 | 0
2035 | HQ_NEISO_2_NEISO | HQ_NEISO | NEISO | Internal | Winter | B17 | 100 | 99999 | 2920 | 57.21 | 57.22 | 0.01 | 0
2035 | HQ_NEISO_2_NEISO | HQ_NEISO | NEISO | Internal | Winter | B18 | 400 | 99999 | 2920 | 57.21 | 57.22 | 0.01 | 0
2035 | HQ_NEISO_2_NEISO | HQ_NEISO | NEISO | Internal | Winter | B19 | 700 | 99999 | 2920 | 57.21 | 57.22 | 0.01 | 0
2035 | HQ_NEISO_2_NEISO | HQ_NEISO | NEISO | Internal | Winter | B20 | 935 | 99999 | 1233.58 | 57.21 | 57.22 | 0.01 | 0
2035 | HQ_NY_2_NYISO_A-F | HQ_NY | NYISO_A-F | Internal | Shoulder | B11 | 25 | 99999 | 1000 | 49.64 | 49.65 | 0.01 | 0
2035 | HQ_NY_2_NYISO_A-F | HQ_NY | NYISO_A-F | Internal | Shoulder | B12 | 200 | 99999 | 1000 | 51.5 | 51.51 | 0.01 | 0
2035 | HQ_NY_2_NYISO_A-F | HQ_NY | NYISO_A-F | Internal | Shoulder | B13 | 600 | 99999 | 1000 | 49.64 | 49.65 | 0.01 | 0
2035 | HQ_NY_2_NYISO_A-F | HQ_NY | NYISO_A-F | Internal | Shoulder | B14 | 900 | 99999 | 1000 | 49.29 | 49.3 | 0.01 | 0
2035 | HQ_NY_2_NYISO_A-F | HQ_NY | NYISO_A-F | Internal | Shoulder | B15 | 1203 | 99999 | 188.69 | 49.18 | 49.19 | 0.01 | 0
2035 | HQ_NY_2_NYISO_A-F | HQ_NY | NYISO_A-F | Internal | Summer | B1 | 10 | 99999 | 1000 | 63.77 | 63.78 | 0.01 | 0
2035 | HQ_NY_2_NYISO_A-F | HQ_NY | NYISO_A-F | Internal | Summer | B2 | 25 | 99999 | 1000 | 71.37 | 71.38 | 0.01 | 0
2035 | HQ_NY_2_NYISO_A-F | HQ_NY | NYISO_A-F | Internal | Summer | B3 | 75 | 99999 | 1000 | 69.79 | 69.8 | 0.01 | 0
2035 | HQ_NY_2_NYISO_A-F | HQ_NY | NYISO_A-F | Internal | Summer | B4 | 100 | 99999 | 1000 | 63.77 | 63.78 | 0.01 | 0
2035 | HQ_NY_2_NYISO_A-F | HQ_NY | NYISO_A-F | Internal | Summer | B5 | 200 | 99999 | 1000 | 57.49 | 57.5 | 0.01 | 0
2035 | HQ_NY_2_NYISO_A-F | HQ_NY | NYISO_A-F | Internal | Summer | B6 | 300 | 99999 | 1000 | 54.67 | 54.68 | 0.01 | 0
2035 | HQ_NY_2_NYISO_A-F | HQ_NY | NYISO_A-F | Internal | Summer | B7 | 400 | 99999 | 1000 | 51.52 | 51.54 | 0.01 | 0
2035 | HQ_NY_2_NYISO_A-F | HQ_NY | NYISO_A-F | Internal | Summer | B8 | 500 | 99999 | 1000 | 48.34 | 48.35 | 0.01 | 0
2035 | HQ_NY_2_NYISO_A-F | HQ_NY | NYISO_A-F | Internal | Summer | B9 | 800 | 99999 | 1000 | 46.04 | 46.06 | 0.01 | 0
2035 | HQ_NY_2_NYISO_A-F | HQ_NY | NYISO_A-F | Internal | Summer | B10 | 1262 | 99999 | 30.11 | 46.04 | 46.06 | 0.01 | 0
2035 | HQ_NY_2_NYISO_A-F | HQ_NY | NYISO_A-F | Internal | Winter | B16 | 25 | 99999 | 1000 | 54.21 | 54.22 | 0.01 | 0
2035 | HQ_NY_2_NYISO_A-F | HQ_NY | NYISO_A-F | Internal | Winter | B17 | 100 | 99999 | 1000 | 52.35 | 52.36 | 0.01 | 0
2035 | HQ_NY_2_NYISO_A-F | HQ_NY | NYISO_A-F | Internal | Winter | B18 | 400 | 99999 | 1000 | 52.35 | 52.36 | 0.01 | 0
2035 | HQ_NY_2_NYISO_A-F | HQ_NY | NYISO_A-F | Internal | Winter | B19 | 700 | 99999 | 1000 | 52.35 | 52.36 | 0.01 | 0
2035 | HQ_NY_2_NYISO_A-F | HQ_NY | NYISO_A-F | Internal | Winter | B20 | 935 | 99999 | 229.95 | 52.35 | 52.36 | 0.01 | 0
2035 | HQ_IESO_2_IESO | HQ_IESO | IESO | Internal | Shoulder | B11 | 25 | 99999 | 400 | 48.5 | 48.51 | 0.01 | 0
2035 | HQ_IESO_2_IESO | HQ_IESO | IESO | Internal | Shoulder | B12 | 200 | 99999 | 400 | 48.5 | 48.51 | 0.01 | 0
2035 | HQ_IESO_2_IESO | HQ_IESO | IESO | Internal | Shoulder | B13 | 600 | 99999 | 400 | 44.65 | 44.66 | 0.01 | 0
2035 | HQ_IESO_2_IESO | HQ_IESO | IESO | Internal | Shoulder | B14 | 900 | 99999 | 400 | 44.65 | 44.66 | 0.01 | 0
2035 | HQ_IESO_2_IESO | HQ_IESO | IESO | Internal | Shoulder | B15 | 1203 | 99999 | 75.48 | 44.65 | 44.66 | 0.01 | 0
2035 | HQ_IESO_2_IESO | HQ_IESO | IESO | Internal | Summer | B1 | 10 | 99999 | 400 | 77.93 | 77.94 | 0.01 | 0
2035 | HQ_IESO_2_IESO | HQ_IESO | IESO | Internal | Summer | B2 | 25 | 99999 | 400 | 78.37 | 78.38 | 0.01 | 0
2035 | HQ_IESO_2_IESO | HQ_IESO | IESO | Internal | Summer | B3 | 75 | 99999 | 400 | 76.79 | 76.8 | 0.01 | 0
2035 | HQ_IESO_2_IESO | HQ_IESO | IESO | Internal | Summer | B4 | 100 | 99999 | 400 | 56.77 | 56.78 | 0.01 | 0
2035 | HQ_IESO_2_IESO | HQ_IESO | IESO | Internal | Summer | B5 | 200 | 99999 | 400 | 50.49 | 50.5 | 0.01 | 0
2035 | HQ_IESO_2_IESO | HQ_IESO | IESO | Internal | Summer | B6 | 300 | 99999 | 400 | 47.67 | 47.68 | 0.01 | 0
2035 | HQ_IESO_2_IESO | HQ_IESO | IESO | Internal | Summer | B7 | 400 | 99999 | 400 | 44.52 | 44.54 | 0.01 | 0
2035 | HQ_IESO_2_IESO | HQ_IESO | IESO | Internal | Summer | B8 | 500 | 99999 | 400 | 42.41 | 42.42 | 0.01 | 0
2035 | HQ_IESO_2_IESO | HQ_IESO | IESO | Internal | Summer | B9 | 800 | 99999 | 400 | 42.41 | 42.42 | 0.01 | 0
2035 | HQ_IESO_2_IESO | HQ_IESO | IESO | Internal | Summer | B10 | 1262 | 99999 | 12.04 | 42.41 | 42.42 | 0.01 | 0
2035 | HQ_IESO_2_IESO | HQ_IESO | IESO | Internal | Winter | B16 | 25 | 99999 | 400 | 50.87 | 50.89 | 0.01 | 0
2035 | HQ_IESO_2_IESO | HQ_IESO | IESO | Internal | Winter | B17 | 100 | 99999 | 400 | 50.87 | 50.89 | 0.01 | 0
2035 | HQ_IESO_2_IESO | HQ_IESO | IESO | Internal | Winter | B18 | 400 | 99999 | 400 | 46.9 | 46.91 | 0.01 | 0
2035 | HQ_IESO_2_IESO | HQ_IESO | IESO | Internal | Winter | B19 | 700 | 99999 | 400 | 46.9 | 46.91 | 0.01 | 0
2035 | HQ_IESO_2_IESO | HQ_IESO | IESO | Internal | Winter | B20 | 935 | 99999 | 91.98 | 46.9 | 46.91 | 0.01 | 0
2035 | IESO_2_MAPP_CA | IESO | MAPP_CA | Internal | Shoulder | B11 | 25 | 262 | 262 | 48.51 | 59.37 | 7 | 3.85
2035 | IESO_2_MAPP_CA | IESO | MAPP_CA | Internal | Shoulder | B12 | 200 | 262 | 262 | 48.51 | 56.58 | 7 | 1.06
2035 | IESO_2_MAPP_CA | IESO | MAPP_CA | Internal | Shoulder | B13 | 600 | 262 | 0 | 44.66 | 51.22 | 7 | 0
2035 | IESO_2_MAPP_CA | IESO | MAPP_CA | Internal | Shoulder | B14 | 900 | 262 | 0 | 44.66 | 50.82 | 7 | 0
2035 | IESO_2_MAPP_CA | IESO | MAPP_CA | Internal | Shoulder | B15 | 1203 | 262 | 0 | 44.66 | 50.82 | 7 | 0
2035 | IESO_2_MAPP_CA | IESO | MAPP_CA | Internal | Summer | B1 | 10 | 262 | 0.03 | 77.94 | 83.62 | 7 | 0
2035 | IESO_2_MAPP_CA | IESO | MAPP_CA | Internal | Summer | B2 | 25 | 262 | 0 | 78.38 | 83.62 | 7 | 0
2035 | IESO_2_MAPP_CA | IESO | MAPP_CA | Internal | Summer | B3 | 75 | 262 | 0.19 | 76.8 | 83.78 | 7 | 0
2035 | IESO_2_MAPP_CA | IESO | MAPP_CA | Internal | Summer | B4 | 100 | 262 | 262 | 56.78 | 80.92 | 7 | 17.14
2035 | IESO_2_MAPP_CA | IESO | MAPP_CA | Internal | Summer | B5 | 200 | 262 | 262 | 50.5 | 79.1 | 7 | 21.6
2035 | IESO_2_MAPP_CA | IESO | MAPP_CA | Internal | Summer | B6 | 300 | 262 | 262 | 47.68 | 56.01 | 7 | 1.33
2035 | IESO_2_MAPP_CA | IESO | MAPP_CA | Internal | Summer | B7 | 400 | 262 | 0.02 | 44.54 | 51.49 | 7 | 0
2035 | IESO_2_MAPP_CA | IESO | MAPP_CA | Internal | Summer | B8 | 500 | 262 | 0 | 42.42 | 49.31 | 7 | 0
2035 | IESO_2_MAPP_CA | IESO | MAPP_CA | Internal | Summer | B9 | 800 | 262 | 0 | 42.42 | 49.31 | 7 | 0
2035 | IESO_2_MAPP_CA | IESO | MAPP_CA | Internal | Summer | B10 | 1262 | 262 | 0 | 42.42 | 49.31 | 7 | 0
2035 | IESO_2_MAPP_CA | IESO | MAPP_CA | Internal | Winter | B16 | 25 | 262 | 256.81 | 50.89 | 57.89 | 7 | 0
2035 | IESO_2_MAPP_CA | IESO | MAPP_CA | Internal | Winter | B17 | 100 | 262 | 0 | 50.89 | 54.99 | 7 | 0
2035 | IESO_2_MAPP_CA | IESO | MAPP_CA | Internal | Winter | B18 | 400 | 262 | 262 | 46.91 | 54.99 | 7 | 1.08
2035 | IESO_2_MAPP_CA | IESO | MAPP_CA | Internal | Winter | B19 | 700 | 262 | 262 | 46.91 | 54.99 | 7 | 1.08
2035 | IESO_2_MAPP_CA | IESO | MAPP_CA | Internal | Winter | B20 | 935 | 262 | 262 | 46.91 | 54.99 | 7 | 1.08
2035 | IESO_2_MISO_MI | IESO | MISO_MI | Internal | Shoulder | B11 | 25 | 1840 | 1840 | 48.51 | 73.37 | 7 | 17.85
2035 | IESO_2_MISO_MI | IESO | MISO_MI | Internal | Shoulder | B12 | 200 | 1840 | 1840 | 48.51 | 61.5 | 7 | 5.99
2035 | IESO_2_MISO_MI | IESO | MISO_MI | Internal | Shoulder | B13 | 600 | 1840 | 1840 | 44.66 | 53.89 | 7 | 2.23
2035 | IESO_2_MISO_MI | IESO | MISO_MI | Internal | Shoulder | B14 | 900 | 1840 | 1066.3 | 44.66 | 51.66 | 7 | 0
2035 | IESO_2_MISO_MI | IESO | MISO_MI | Internal | Shoulder | B15 | 1203 | 1840 | 0 | 44.66 | 47.32 | 7 | 0
2035 | IESO_2_MISO_MI | IESO | MISO_MI | Internal | Summer | B1 | 10 | 1840 | 1839.93 | 77.94 | 85.45 | 7 | 0.51
2035 | IESO_2_MISO_MI | IESO | MISO_MI | Internal | Summer | B2 | 25 | 1840 | 1409.49 | 78.38 | 85.38 | 7 | 0
2035 | IESO_2_MISO_MI | IESO | MISO_MI | Internal | Summer | B3 | 75 | 1840 | 1613.99 | 76.8 | 83.8 | 7 | 0
2035 | IESO_2_MISO_MI | IESO | MISO_MI | Internal | Summer | B4 | 100 | 1840 | 1840 | 56.78 | 80.92 | 7 | 17.14
2035 | IESO_2_MISO_MI | IESO | MISO_MI | Internal | Summer | B5 | 200 | 1840 | 1840 | 50.5 | 79.12 | 7 | 21.62
2035 | IESO_2_MISO_MI | IESO | MISO_MI | Internal | Summer | B6 | 300 | 1840 | 1840 | 47.68 | 66.27 | 7 | 11.59
2035 | IESO_2_MISO_MI | IESO | MISO_MI | Internal | Summer | B7 | 400 | 1840 | 1433.44 | 44.54 | 51.54 | 7 | 0
2035 | IESO_2_MISO_MI | IESO | MISO_MI | Internal | Summer | B8 | 500 | 1840 | 0.01 | 42.42 | 49.36 | 7 | 0
2035 | IESO_2_MISO_MI | IESO | MISO_MI | Internal | Summer | B9 | 800 | 1840 | 0 | 42.42 | 45.17 | 7 | 0
2035 | IESO_2_MISO_MI | IESO | MISO_MI | Internal | Summer | B10 | 1262 | 1840 | 0 | 42.42 | 45.17 | 7 | 0
2035 | IESO_2_MISO_MI | IESO | MISO_MI | Internal | Winter | B16 | 25 | 1840 | 1840 | 50.89 | 72.67 | 7 | 14.78
2035 | IESO_2_MISO_MI | IESO | MISO_MI | Internal | Winter | B17 | 100 | 1840 | 1840 | 50.89 | 61.75 | 7 | 3.87
2035 | IESO_2_MISO_MI | IESO | MISO_MI | Internal | Winter | B18 | 400 | 1840 | 1335.63 | 46.91 | 53.91 | 7 | 0
2035 | IESO_2_MISO_MI | IESO | MISO_MI | Internal | Winter | B19 | 700 | 1840 | 0 | 46.91 | 53.28 | 7 | 0
2035 | IESO_2_MISO_MI | IESO | MISO_MI | Internal | Winter | B20 | 935 | 1840 | 0 | 46.91 | 46.76 | 7 | 0
2035 | IESO_2_MISO_W | IESO | MISO_W | Internal | Shoulder | B11 | 25 | 140 | 140 | 48.51 | 73.37 | 7 | 17.85
2035 | IESO_2_MISO_W | IESO | MISO_W | Internal | Shoulder | B12 | 200 | 140 | 140 | 48.51 | 56.59 | 7 | 1.08
2035 | IESO_2_MISO_W | IESO | MISO_W | Internal | Shoulder | B13 | 600 | 140 | 0 | 44.66 | 51.23 | 7 | 0
2035 | IESO_2_MISO_W | IESO | MISO_W | Internal | Shoulder | B14 | 900 | 140 | 0 | 44.66 | 48.63 | 7 | 0
2035 | IESO_2_MISO_W | IESO | MISO_W | Internal | Shoulder | B15 | 1203 | 140 | 0 | 44.66 | 38.07 | 7 | 0
2035 | IESO_2_MISO_W | IESO | MISO_W | Internal | Summer | B1 | 10 | 140 | 139.93 | 77.94 | 85.44 | 7 | 0.5
2035 | IESO_2_MISO_W | IESO | MISO_W | Internal | Summer | B2 | 25 | 140 | 0 | 78.38 | 83.63 | 7 | 0
2035 | IESO_2_MISO_W | IESO | MISO_W | Internal | Summer | B3 | 75 | 140 | 0.41 | 76.8 | 83.79 | 7 | 0
2035 | IESO_2_MISO_W | IESO | MISO_W | Internal | Summer | B4 | 100 | 140 | 140 | 56.78 | 80.93 | 7 | 17.15
2035 | IESO_2_MISO_W | IESO | MISO_W | Internal | Summer | B5 | 200 | 140 | 140 | 50.5 | 79.11 | 7 | 21.61
2035 | IESO_2_MISO_W | IESO | MISO_W | Internal | Summer | B6 | 300 | 140 | 140 | 47.68 | 67.05 | 7 | 12.37
2035 | IESO_2_MISO_W | IESO | MISO_W | Internal | Summer | B7 | 400 | 140 | 0.03 | 44.54 | 51.5 | 7 | 0
2035 | IESO_2_MISO_W | IESO | MISO_W | Internal | Summer | B8 | 500 | 140 | 0 | 42.42 | 47.25 | 7 | 0
2035 | IESO_2_MISO_W | IESO | MISO_W | Internal | Summer | B9 | 800 | 140 | 0 | 42.42 | 44.71 | 7 | 0
2035 | IESO_2_MISO_W | IESO | MISO_W | Internal | Summer | B10 | 1262 | 140 | 0 | 42.42 | 38.69 | 7 | 0
2035 | IESO_2_MISO_W | IESO | MISO_W | Internal | Winter | B16 | 25 | 140 | 139.08 | 50.89 | 57.9 | 7 | 0.01
2035 | IESO_2_MISO_W | IESO | MISO_W | Internal | Winter | B17 | 100 | 140 | 0 | 50.89 | 51.94 | 7 | 0
2035 | IESO_2_MISO_W | IESO | MISO_W | Internal | Winter | B18 | 400 | 140 | 0.03 | 46.91 | 53.87 | 7 | 0
2035 | IESO_2_MISO_W | IESO | MISO_W | Internal | Winter | B19 | 700 | 140 | 0 | 46.91 | 50.66 | 7 | 0
2035 | IESO_2_MISO_W | IESO | MISO_W | Internal | Winter | B20 | 935 | 140 | 0 | 46.91 | 37.22 | 7 | 0
2035 | IESO_2_NYISO_A-F | IESO | NYISO_A-F | Internal | Shoulder | B11 | 25 | 1725 | 0 | 48.51 | 49.65 | 7 | 0
2035 | IESO_2_NYISO_A-F | IESO | NYISO_A-F | Internal | Shoulder | B12 | 200 | 1725 | 0 | 48.51 | 51.51 | 7 | 0
2035 | IESO_2_NYISO_A-F | IESO | NYISO_A-F | Internal | Shoulder | B13 | 600 | 1725 | 0 | 44.66 | 49.65 | 7 | 0
2035 | IESO_2_NYISO_A-F | IESO | NYISO_A-F | Internal | Shoulder | B14 | 900 | 1725 | 0 | 44.66 | 49.3 | 7 | 0
2035 | IESO_2_NYISO_A-F | IESO | NYISO_A-F | Internal | Shoulder | B15 | 1203 | 1725 | 0 | 44.66 | 49.19 | 7 | 0
2035 | IESO_2_NYISO_A-F | IESO | NYISO_A-F | Internal | Summer | B1 | 10 | 1725 | 0 | 77.94 | 63.78 | 7 | 0
2035 | IESO_2_NYISO_A-F | IESO | NYISO_A-F | Internal | Summer | B2 | 25 | 1725 | 0 | 78.38 | 71.38 | 7 | 0
2035 | IESO_2_NYISO_A-F | IESO | NYISO_A-F | Internal | Summer | B3 | 75 | 1725 | 0 | 76.8 | 69.8 | 7 | 0
2035 | IESO_2_NYISO_A-F | IESO | NYISO_A-F | Internal | Summer | B4 | 100 | 1725 | 29.19 | 56.78 | 63.78 | 7 | 0
2035 | IESO_2_NYISO_A-F | IESO | NYISO_A-F | Internal | Summer | B5 | 200 | 1725 | 770.08 | 50.5 | 57.5 | 7 | 0
2035 | IESO_2_NYISO_A-F | IESO | NYISO_A-F | Internal | Summer | B6 | 300 | 1725 | 625.39 | 47.68 | 54.68 | 7 | 0
2035 | IESO_2_NYISO_A-F | IESO | NYISO_A-F | Internal | Summer | B7 | 400 | 1725 | 282.18 | 44.54 | 51.54 | 7 | 0
2035 | IESO_2_NYISO_A-F | IESO | NYISO_A-F | Internal | Summer | B8 | 500 | 1725 | 0 | 42.42 | 48.35 | 7 | 0
2035 | IESO_2_NYISO_A-F | IESO | NYISO_A-F | Internal | Summer | B9 | 800 | 1725 | 0 | 42.42 | 46.06 | 7 | 0
2035 | IESO_2_NYISO_A-F | IESO | NYISO_A-F | Internal | Summer | B10 | 1262 | 1725 | 0 | 42.42 | 46.06 | 7 | 0
2035 | IESO_2_NYISO_A-F | IESO | NYISO_A-F | Internal | Winter | B16 | 25 | 1725 | 0 | 50.89 | 54.22 | 7 | 0
2035 | IESO_2_NYISO_A-F | IESO | NYISO_A-F | Internal | Winter | B17 | 100 | 1725 | 0 | 50.89 | 52.36 | 7 | 0
2035 | IESO_2_NYISO_A-F | IESO | NYISO_A-F | Internal | Winter | B18 | 400 | 1725 | 0 | 46.91 | 52.36 | 7 | 0
2035 | IESO_2_NYISO_A-F | IESO | NYISO_A-F | Internal | Winter | B19 | 700 | 1725 | 0 | 46.91 | 52.36 | 7 | 0
2035 | IESO_2_NYISO_A-F | IESO | NYISO_A-F | Internal | Winter | B20 | 935 | 1725 | 0 | 46.91 | 52.36 | 7 | 0
2035 | MAPP_CA_2_IESO | MAPP_CA | IESO | Internal | Shoulder | B11 | 25 | 330 | 0 | 59.37 | 48.51 | 8 | 0
2035 | MAPP_CA_2_IESO | MAPP_CA | IESO | Internal | Shoulder | B12 | 200 | 330 | 0 | 56.58 | 48.51 | 8 | 0
2035 | MAPP_CA_2_IESO | MAPP_CA | IESO | Internal | Shoulder | B13 | 600 | 330 | 0 | 51.22 | 44.66 | 8 | 0
2035 | MAPP_CA_2_IESO | MAPP_CA | IESO | Internal | Shoulder | B14 | 900 | 330 | 0 | 50.82 | 44.66 | 8 | 0
2035 | MAPP_CA_2_IESO | MAPP_CA | IESO | Internal | Shoulder | B15 | 1203 | 330 | 0 | 50.82 | 44.66 | 8 | 0
2035 | MAPP_CA_2_IESO | MAPP_CA | IESO | Internal | Summer | B1 | 10 | 330 | 0 | 83.62 | 77.94 | 8 | 0
2035 | MAPP_CA_2_IESO | MAPP_CA | IESO | Internal | Summer | B2 | 25 | 330 | 0 | 83.62 | 78.38 | 8 | 0
2035 | MAPP_CA_2_IESO | MAPP_CA | IESO | Internal | Summer | B3 | 75 | 330 | 0 | 83.78 | 76.8 | 8 | 0
2035 | MAPP_CA_2_IESO | MAPP_CA | IESO | Internal | Summer | B4 | 100 | 330 | 0 | 80.92 | 56.78 | 8 | 0
2035 | MAPP_CA_2_IESO | MAPP_CA | IESO | Internal | Summer | B5 | 200 | 330 | 0 | 79.1 | 50.5 | 8 | 0
2035 | MAPP_CA_2_IESO | MAPP_CA | IESO | Internal | Summer | B6 | 300 | 330 | 0 | 56.01 | 47.68 | 8 | 0
2035 | MAPP_CA_2_IESO | MAPP_CA | IESO | Internal | Summer | B7 | 400 | 330 | 0 | 51.49 | 44.54 | 8 | 0
2035 | MAPP_CA_2_IESO | MAPP_CA | IESO | Internal | Summer | B8 | 500 | 330 | 0 | 49.31 | 42.42 | 8 | 0
2035 | MAPP_CA_2_IESO | MAPP_CA | IESO | Internal | Summer | B9 | 800 | 330 | 0 | 49.31 | 42.42 | 8 | 0
2035 | MAPP_CA_2_IESO | MAPP_CA | IESO | Internal | Summer | B10 | 1262 | 330 | 0 | 49.31 | 42.42 | 8 | 0
2035 | MAPP_CA_2_IESO | MAPP_CA | IESO | Internal | Winter | B16 | 25 | 330 | 0 | 57.89 | 50.89 | 8 | 0
2035 | MAPP_CA_2_IESO | MAPP_CA | IESO | Internal | Winter | B17 | 100 | 330 | 0 | 54.99 | 50.89 | 8 | 0
2035 | MAPP_CA_2_IESO | MAPP_CA | IESO | Internal | Winter | B18 | 400 | 330 | 0 | 54.99 | 46.91 | 8 | 0
2035 | MAPP_CA_2_IESO | MAPP_CA | IESO | Internal | Winter | B19 | 700 | 330 | 0 | 54.99 | 46.91 | 8 | 0
2035 | MAPP_CA_2_IESO | MAPP_CA | IESO | Internal | Winter | B20 | 935 | 330 | 0 | 54.99 | 46.91 | 8 | 0
2035 | MAPP_CA_2_MAPP_US | MAPP_CA | MAPP_US | Internal | Shoulder | B11 | 25 | 372 | 323.16 | 59.37 | 66.37 | 7 | 0
2035 | MAPP_CA_2_MAPP_US | MAPP_CA | MAPP_US | Internal | Shoulder | B12 | 200 | 372 | 0 | 56.58 | 51.15 | 7 | 0
2035 | MAPP_CA_2_MAPP_US | MAPP_CA | MAPP_US | Internal | Shoulder | B13 | 600 | 372 | 0 | 51.22 | 46.96 | 7 | 0
2035 | MAPP_CA_2_MAPP_US | MAPP_CA | MAPP_US | Internal | Shoulder | B14 | 900 | 372 | 0 | 50.82 | 46.96 | 7 | 0
2035 | MAPP_CA_2_MAPP_US | MAPP_CA | MAPP_US | Internal | Shoulder | B15 | 1203 | 372 | 0 | 50.82 | 37.99 | 7 | 0
2035 | MAPP_CA_2_MAPP_US | MAPP_CA | MAPP_US | Internal | Summer | B1 | 10 | 372 | 0 | 83.62 | 80.53 | 7 | 0
2035 | MAPP_CA_2_MAPP_US | MAPP_CA | MAPP_US | Internal | Summer | B2 | 25 | 372 | 0 | 83.62 | 80.53 | 7 | 0
2035 | MAPP_CA_2_MAPP_US | MAPP_CA | MAPP_US | Internal | Summer | B3 | 75 | 372 | 0 | 83.78 | 78.64 | 7 | 0
2035 | MAPP_CA_2_MAPP_US | MAPP_CA | MAPP_US | Internal | Summer | B4 | 100 | 372 | 0 | 80.92 | 78.43 | 7 | 0
2035 | MAPP_CA_2_MAPP_US | MAPP_CA | MAPP_US | Internal | Summer | B5 | 200 | 372 | 0 | 79.1 | 75.38 | 7 | 0
2035 | MAPP_CA_2_MAPP_US | MAPP_CA | MAPP_US | Internal | Summer | B6 | 300 | 372 | 0 | 56.01 | 60.05 | 7 | 0
2035 | MAPP_CA_2_MAPP_US | MAPP_CA | MAPP_US | Internal | Summer | B7 | 400 | 372 | 0 | 51.49 | 49.06 | 7 | 0
2035 | MAPP_CA_2_MAPP_US | MAPP_CA | MAPP_US | Internal | Summer | B8 | 500 | 372 | 0 | 49.31 | 42 | 7 | 0
2035 | MAPP_CA_2_MAPP_US | MAPP_CA | MAPP_US | Internal | Summer | B9 | 800 | 372 | 0 | 49.31 | 42 | 7 | 0
2035 | MAPP_CA_2_MAPP_US | MAPP_CA | MAPP_US | Internal | Summer | B10 | 1262 | 372 | 0 | 49.31 | 31.69 | 7 | 0
2035 | MAPP_CA_2_MAPP_US | MAPP_CA | MAPP_US | Internal | Winter | B16 | 25 | 372 | 0 | 57.89 | 57.85 | 7 | 0
2035 | MAPP_CA_2_MAPP_US | MAPP_CA | MAPP_US | Internal | Winter | B17 | 100 | 372 | 0 | 54.99 | 51.93 | 7 | 0
2035 | MAPP_CA_2_MAPP_US | MAPP_CA | MAPP_US | Internal | Winter | B18 | 400 | 372 | 0 | 54.99 | 48.21 | 7 | 0
2035 | MAPP_CA_2_MAPP_US | MAPP_CA | MAPP_US | Internal | Winter | B19 | 700 | 372 | 0 | 54.99 | 48.21 | 7 | 0
2035 | MAPP_CA_2_MAPP_US | MAPP_CA | MAPP_US | Internal | Winter | B20 | 935 | 372 | 0 | 54.99 | 37.21 | 7 | 0
2035 | MAPP_CA_2_MISO_W | MAPP_CA | MISO_W | Internal | Shoulder | B11 | 25 | 1970 | 1970 | 59.37 | 73.37 | 0.01 | 13.99
2035 | MAPP_CA_2_MISO_W | MAPP_CA | MISO_W | Internal | Shoulder | B12 | 200 | 1970 | 1396.61 | 56.58 | 56.59 | 0.01 | 0
2035 | MAPP_CA_2_MISO_W | MAPP_CA | MISO_W | Internal | Shoulder | B13 | 600 | 1970 | 969.4 | 51.22 | 51.23 | 0.01 | 0
2035 | MAPP_CA_2_MISO_W | MAPP_CA | MISO_W | Internal | Shoulder | B14 | 900 | 1970 | 0 | 50.82 | 48.63 | 0.01 | 0
2035 | MAPP_CA_2_MISO_W | MAPP_CA | MISO_W | Internal | Shoulder | B15 | 1203 | 1970 | 0 | 50.82 | 38.07 | 0.01 | 0
2035 | MAPP_CA_2_MISO_W | MAPP_CA | MISO_W | Internal | Summer | B1 | 10 | 1970 | 1969.98 | 83.62 | 85.44 | 0.01 | 1.81
2035 | MAPP_CA_2_MISO_W | MAPP_CA | MISO_W | Internal | Summer | B2 | 25 | 1970 | 1636.69 | 83.62 | 83.63 | 0.01 | 0
2035 | MAPP_CA_2_MISO_W | MAPP_CA | MISO_W | Internal | Summer | B3 | 75 | 1970 | 1920.52 | 83.78 | 83.79 | 0.01 | 0
2035 | MAPP_CA_2_MISO_W | MAPP_CA | MISO_W | Internal | Summer | B4 | 100 | 1970 | 1881.5 | 80.92 | 80.93 | 0.01 | 0
2035 | MAPP_CA_2_MISO_W | MAPP_CA | MISO_W | Internal | Summer | B5 | 200 | 1970 | 1964.31 | 79.1 | 79.11 | 0.01 | 0
2035 | MAPP_CA_2_MISO_W | MAPP_CA | MISO_W | Internal | Summer | B6 | 300 | 1970 | 1970 | 56.01 | 67.05 | 0.01 | 11.03
2035 | MAPP_CA_2_MISO_W | MAPP_CA | MISO_W | Internal | Summer | B7 | 400 | 1970 | 1588.65 | 51.49 | 51.5 | 0.01 | 0
2035 | MAPP_CA_2_MISO_W | MAPP_CA | MISO_W | Internal | Summer | B8 | 500 | 1970 | 0 | 49.31 | 47.25 | 0.01 | 0
2035 | MAPP_CA_2_MISO_W | MAPP_CA | MISO_W | Internal | Summer | B9 | 800 | 1970 | 0 | 49.31 | 44.71 | 0.01 | 0
2035 | MAPP_CA_2_MISO_W | MAPP_CA | MISO_W | Internal | Summer | B10 | 1262 | 1970 | 0 | 49.31 | 38.69 | 0.01 | 0
2035 | MAPP_CA_2_MISO_W | MAPP_CA | MISO_W | Internal | Winter | B16 | 25 | 1970 | 294.01 | 57.89 | 57.9 | 0.01 | 0
2035 | MAPP_CA_2_MISO_W | MAPP_CA | MISO_W | Internal | Winter | B17 | 100 | 1970 | 0 | 54.99 | 51.94 | 0.01 | 0
2035 | MAPP_CA_2_MISO_W | MAPP_CA | MISO_W | Internal | Winter | B18 | 400 | 1970 | 0 | 54.99 | 53.87 | 0.01 | 0
2035 | MAPP_CA_2_MISO_W | MAPP_CA | MISO_W | Internal | Winter | B19 | 700 | 1970 | 0 | 54.99 | 50.66 | 0.01 | 0
2035 | MAPP_CA_2_MISO_W | MAPP_CA | MISO_W | Internal | Winter | B20 | 935 | 1970 | 0 | 54.99 | 37.22 | 0.01 | 0
2035 | MAPP_US_2_MAPP_CA | MAPP_US | MAPP_CA | Internal | Shoulder | B11 | 25 | 165 | 0 | 66.37 | 59.37 | 7 | 0
2035 | MAPP_US_2_MAPP_CA | MAPP_US | MAPP_CA | Internal | Shoulder | B12 | 200 | 165 | 0 | 51.15 | 56.58 | 7 | 0
2035 | MAPP_US_2_MAPP_CA | MAPP_US | MAPP_CA | Internal | Shoulder | B13 | 600 | 165 | 0 | 46.96 | 51.22 | 7 | 0
2035 | MAPP_US_2_MAPP_CA | MAPP_US | MAPP_CA | Internal | Shoulder | B14 | 900 | 165 | 0 | 46.96 | 50.82 | 7 | 0
2035 | MAPP_US_2_MAPP_CA | MAPP_US | MAPP_CA | Internal | Shoulder | B15 | 1203 | 165 | 165 | 37.99 | 50.82 | 7 | 5.83
2035 | MAPP_US_2_MAPP_CA | MAPP_US | MAPP_CA | Internal | Summer | B1 | 10 | 165 | 0 | 80.53 | 83.62 | 7 | 0
2035 | MAPP_US_2_MAPP_CA | MAPP_US | MAPP_CA | Internal | Summer | B2 | 25 | 165 | 0 | 80.53 | 83.62 | 7 | 0
2035 | MAPP_US_2_MAPP_CA | MAPP_US | MAPP_CA | Internal | Summer | B3 | 75 | 165 | 0 | 78.64 | 83.78 | 7 | 0
2035 | MAPP_US_2_MAPP_CA | MAPP_US | MAPP_CA | Internal | Summer | B4 | 100 | 165 | 0 | 78.43 | 80.92 | 7 | 0
2035 | MAPP_US_2_MAPP_CA | MAPP_US | MAPP_CA | Internal | Summer | B5 | 200 | 165 | 0 | 75.38 | 79.1 | 7 | 0
2035 | MAPP_US_2_MAPP_CA | MAPP_US | MAPP_CA | Internal | Summer | B6 | 300 | 165 | 0 | 60.05 | 56.01 | 7 | 0
2035 | MAPP_US_2_MAPP_CA | MAPP_US | MAPP_CA | Internal | Summer | B7 | 400 | 165 | 0 | 49.06 | 51.49 | 7 | 0
2035 | MAPP_US_2_MAPP_CA | MAPP_US | MAPP_CA | Internal | Summer | B8 | 500 | 165 | 165 | 42 | 49.31 | 7 | 0.31
2035 | MAPP_US_2_MAPP_CA | MAPP_US | MAPP_CA | Internal | Summer | B9 | 800 | 165 | 165 | 42 | 49.31 | 7 | 0.31
2035 | MAPP_US_2_MAPP_CA | MAPP_US | MAPP_CA | Internal | Summer | B10 | 1262 | 165 | 165 | 31.69 | 49.31 | 7 | 10.62
2035 | MAPP_US_2_MAPP_CA | MAPP_US | MAPP_CA | Internal | Winter | B16 | 25 | 165 | 0 | 57.85 | 57.89 | 7 | 0
2035 | MAPP_US_2_MAPP_CA | MAPP_US | MAPP_CA | Internal | Winter | B17 | 100 | 165 | 0 | 51.93 | 54.99 | 7 | 0
2035 | MAPP_US_2_MAPP_CA | MAPP_US | MAPP_CA | Internal | Winter | B18 | 400 | 165 | 0 | 48.21 | 54.99 | 7 | 0
2035 | MAPP_US_2_MAPP_CA | MAPP_US | MAPP_CA | Internal | Winter | B19 | 700 | 165 | 0 | 48.21 | 54.99 | 7 | 0
2035 | MAPP_US_2_MAPP_CA | MAPP_US | MAPP_CA | Internal | Winter | B20 | 935 | 165 | 165 | 37.21 | 54.99 | 7 | 10.79
2035 | MAPP_US_2_MISO_W | MAPP_US | MISO_W | Internal | Shoulder | B11 | 25 | 2635 | 777.17 | 66.37 | 73.37 | 7 | 0
2035 | MAPP_US_2_MISO_W | MAPP_US | MISO_W | Internal | Shoulder | B12 | 200 | 2635 | 0 | 51.15 | 56.59 | 7 | 0
2035 | MAPP_US_2_MISO_W | MAPP_US | MISO_W | Internal | Shoulder | B13 | 600 | 2635 | 0 | 46.96 | 51.23 | 7 | 0
2035 | MAPP_US_2_MISO_W | MAPP_US | MISO_W | Internal | Shoulder | B14 | 900 | 2635 | 0 | 46.96 | 48.63 | 7 | 0
2035 | MAPP_US_2_MISO_W | MAPP_US | MISO_W | Internal | Shoulder | B15 | 1203 | 2635 | 0 | 37.99 | 38.07 | 7 | 0
2035 | MAPP_US_2_MISO_W | MAPP_US | MISO_W | Internal | Summer | B1 | 10 | 2635 | 0.02 | 80.53 | 85.44 | 7 | 0
2035 | MAPP_US_2_MISO_W | MAPP_US | MISO_W | Internal | Summer | B2 | 25 | 2635 | 0 | 80.53 | 83.63 | 7 | 0
2035 | MAPP_US_2_MISO_W | MAPP_US | MISO_W | Internal | Summer | B3 | 75 | 2635 | 0 | 78.64 | 83.79 | 7 | 0
2035 | MAPP_US_2_MISO_W | MAPP_US | MISO_W | Internal | Summer | B4 | 100 | 2635 | 0 | 78.43 | 80.93 | 7 | 0
2035 | MAPP_US_2_MISO_W | MAPP_US | MISO_W | Internal | Summer | B5 | 200 | 2635 | 0 | 75.38 | 79.11 | 7 | 0
2035 | MAPP_US_2_MISO_W | MAPP_US | MISO_W | Internal | Summer | B6 | 300 | 2635 | 52.64 | 60.05 | 67.05 | 7 | 0
2035 | MAPP_US_2_MISO_W | MAPP_US | MISO_W | Internal | Summer | B7 | 400 | 2635 | 0 | 49.06 | 51.5 | 7 | 0
2035 | MAPP_US_2_MISO_W | MAPP_US | MISO_W | Internal | Summer | B8 | 500 | 2635 | 0 | 42 | 47.25 | 7 | 0
2035 | MAPP_US_2_MISO_W | MAPP_US | MISO_W | Internal | Summer | B9 | 800 | 2635 | 0 | 42 | 44.71 | 7 | 0
2035 | MAPP_US_2_MISO_W | MAPP_US | MISO_W | Internal | Summer | B10 | 1262 | 2635 | 455.31 | 31.69 | 38.69 | 7 | 0
2035 | MAPP_US_2_MISO_W | MAPP_US | MISO_W | Internal | Winter | B16 | 25 | 2635 | 0 | 57.85 | 57.9 | 7 | 0
2035 | MAPP_US_2_MISO_W | MAPP_US | MISO_W | Internal | Winter | B17 | 100 | 2635 | 0 | 51.93 | 51.94 | 7 | 0
2035 | MAPP_US_2_MISO_W | MAPP_US | MISO_W | Internal | Winter | B18 | 400 | 2635 | 0 | 48.21 | 53.87 | 7 | 0
2035 | MAPP_US_2_MISO_W | MAPP_US | MISO_W | Internal | Winter | B19 | 700 | 2635 | 0 | 48.21 | 50.66 | 7 | 0
2035 | MAPP_US_2_MISO_W | MAPP_US | MISO_W | Internal | Winter | B20 | 935 | 2635 | 0 | 37.21 | 37.22 | 7 | 0
2035 | MAPP_US_2_NE | MAPP_US | NE | Internal | Shoulder | B11 | 25 | 2000 | 1339.47 | 66.37 | 73.37 | 7 | 0
2035 | MAPP_US_2_NE | MAPP_US | NE | Internal | Shoulder | B12 | 200 | 2000 | 1176.67 | 51.15 | 58.15 | 7 | 0
2035 | MAPP_US_2_NE | MAPP_US | NE | Internal | Shoulder | B13 | 600 | 2000 | 1052.39 | 46.96 | 53.96 | 7 | 0
2035 | MAPP_US_2_NE | MAPP_US | NE | Internal | Shoulder | B14 | 900 | 2000 | 569.58 | 46.96 | 53.96 | 7 | 0
2035 | MAPP_US_2_NE | MAPP_US | NE | Internal | Shoulder | B15 | 1203 | 2000 | 271.87 | 37.99 | 44.99 | 7 | 0
2035 | MAPP_US_2_NE | MAPP_US | NE | Internal | Summer | B1 | 10 | 2000 | 1075.19 | 80.53 | 87.53 | 7 | 0
2035 | MAPP_US_2_NE | MAPP_US | NE | Internal | Summer | B2 | 25 | 2000 | 1166.12 | 80.53 | 87.53 | 7 | 0
2035 | MAPP_US_2_NE | MAPP_US | NE | Internal | Summer | B3 | 75 | 2000 | 1123.08 | 78.64 | 85.64 | 7 | 0
2035 | MAPP_US_2_NE | MAPP_US | NE | Internal | Summer | B4 | 100 | 2000 | 1626.29 | 78.43 | 85.43 | 7 | 0
2035 | MAPP_US_2_NE | MAPP_US | NE | Internal | Summer | B5 | 200 | 2000 | 1492.74 | 75.38 | 82.38 | 7 | 0
2035 | MAPP_US_2_NE | MAPP_US | NE | Internal | Summer | B6 | 300 | 2000 | 1226.05 | 60.05 | 67.05 | 7 | 0
2035 | MAPP_US_2_NE | MAPP_US | NE | Internal | Summer | B7 | 400 | 2000 | 1424.09 | 49.06 | 56.06 | 7 | 0
2035 | MAPP_US_2_NE | MAPP_US | NE | Internal | Summer | B8 | 500 | 2000 | 1478.26 | 42 | 49 | 7 | 0
2035 | MAPP_US_2_NE | MAPP_US | NE | Internal | Summer | B9 | 800 | 2000 | 822.43 | 42 | 49 | 7 | 0
2035 | MAPP_US_2_NE | MAPP_US | NE | Internal | Summer | B10 | 1262 | 2000 | 109.36 | 31.69 | 38.69 | 7 | 0
2035 | MAPP_US_2_NE | MAPP_US | NE | Internal | Winter | B16 | 25 | 2000 | 1409.01 | 57.85 | 64.85 | 7 | 0
2035 | MAPP_US_2_NE | MAPP_US | NE | Internal | Winter | B17 | 100 | 2000 | 914.64 | 51.93 | 58.93 | 7 | 0
2035 | MAPP_US_2_NE | MAPP_US | NE | Internal | Winter | B18 | 400 | 2000 | 1005.56 | 48.21 | 55.21 | 7 | 0
2035 | MAPP_US_2_NE | MAPP_US | NE | Internal | Winter | B19 | 700 | 2000 | 97.04 | 48.21 | 55.21 | 7 | 0
2035 | MAPP_US_2_NE | MAPP_US | NE | Internal | Winter | B20 | 935 | 2000 | 278.5 | 37.21 | 44.21 | 7 | 0
2035 | MARITIMES_2_NEISO | MARITIMES | NEISO | Internal | Shoulder | B11 | 25 | 99999 | 1400 | 46.3 | 46.31 | 0.01 | 0
2035 | MARITIMES_2_NEISO | MARITIMES | NEISO | Internal | Shoulder | B12 | 200 | 99999 | 1400 | 46.3 | 46.31 | 0.01 | 0
2035 | MARITIMES_2_NEISO | MARITIMES | NEISO | Internal | Shoulder | B13 | 600 | 99999 | 1400 | 46.3 | 46.31 | 0.01 | 0
2035 | MARITIMES_2_NEISO | MARITIMES | NEISO | Internal | Shoulder | B14 | 900 | 99999 | 1400 | 46.3 | 46.31 | 0.01 | 0
2035 | MARITIMES_2_NEISO | MARITIMES | NEISO | Internal | Shoulder | B15 | 1203 | 99999 | 426.43 | 46.3 | 46.31 | 0.01 | 0
2035 | MARITIMES_2_NEISO | MARITIMES | NEISO | Internal | Summer | B1 | 10 | 99999 | 1400.02 | 89.54 | 89.55 | 0.01 | 0
2035 | MARITIMES_2_NEISO | MARITIMES | NEISO | Internal | Summer | B2 | 25 | 99999 | 1400 | 77.73 | 77.74 | 0.01 | 0
2035 | MARITIMES_2_NEISO | MARITIMES | NEISO | Internal | Summer | B3 | 75 | 99999 | 1400 | 66.79 | 66.8 | 0.01 | 0
2035 | MARITIMES_2_NEISO | MARITIMES | NEISO | Internal | Summer | B4 | 100 | 99999 | 1400 | 59.39 | 59.4 | 0.01 | 0
2035 | MARITIMES_2_NEISO | MARITIMES | NEISO | Internal | Summer | B5 | 200 | 99999 | 1400 | 47.44 | 47.45 | 0.01 | 0
2035 | MARITIMES_2_NEISO | MARITIMES | NEISO | Internal | Summer | B6 | 300 | 99999 | 1400 | 42.76 | 42.77 | 0.01 | 0
2035 | MARITIMES_2_NEISO | MARITIMES | NEISO | Internal | Summer | B7 | 400 | 99999 | 1400 | 42.76 | 42.77 | 0.01 | 0
2035 | MARITIMES_2_NEISO | MARITIMES | NEISO | Internal | Summer | B8 | 500 | 99999 | 1400 | 42.76 | 42.77 | 0.01 | 0
2035 | MARITIMES_2_NEISO | MARITIMES | NEISO | Internal | Summer | B9 | 800 | 99999 | 1400 | 42.76 | 42.77 | 0.01 | 0
2035 | MARITIMES_2_NEISO | MARITIMES | NEISO | Internal | Summer | B10 | 1262 | 99999 | 236.13 | 42.76 | 42.77 | 0.01 | 0
2035 | MARITIMES_2_NEISO | MARITIMES | NEISO | Internal | Winter | B16 | 25 | 99999 | 1400 | 57.21 | 57.22 | 0.01 | 0
2035 | MARITIMES_2_NEISO | MARITIMES | NEISO | Internal | Winter | B17 | 100 | 99999 | 1400 | 57.21 | 57.22 | 0.01 | 0
2035 | MARITIMES_2_NEISO | MARITIMES | NEISO | Internal | Winter | B18 | 400 | 99999 | 1400 | 57.21 | 57.22 | 0.01 | 0
2035 | MARITIMES_2_NEISO | MARITIMES | NEISO | Internal | Winter | B19 | 700 | 99999 | 1400 | 57.21 | 57.22 | 0.01 | 0
2035 | MARITIMES_2_NEISO | MARITIMES | NEISO | Internal | Winter | B20 | 935 | 99999 | 475.94 | 57.21 | 57.22 | 0.01 | 0
2035 | MISO_IN_2_MISO_MI | MISO_IN | MISO_MI | Internal | Shoulder | B11 | 25 | 5000 | 0.62 | 73.38 | 73.37 | 0.01 | 0
2035 | MISO_IN_2_MISO_MI | MISO_IN | MISO_MI | Internal | Shoulder | B12 | 200 | 5000 | 1578.16 | 61.49 | 61.5 | 0.01 | 0
2035 | MISO_IN_2_MISO_MI | MISO_IN | MISO_MI | Internal | Shoulder | B13 | 600 | 5000 | 2641.86 | 53.88 | 53.89 | 0.01 | 0
2035 | MISO_IN_2_MISO_MI | MISO_IN | MISO_MI | Internal | Shoulder | B14 | 900 | 5000 | 3163.93 | 51.65 | 51.66 | 0.01 | 0
2035 | MISO_IN_2_MISO_MI | MISO_IN | MISO_MI | Internal | Shoulder | B15 | 1203 | 5000 | 3696.69 | 47.31 | 47.32 | 0.01 | 0
2035 | MISO_IN_2_MISO_MI | MISO_IN | MISO_MI | Internal | Summer | B1 | 10 | 5000 | 1.79 | 85.46 | 85.45 | 0.01 | 0
2035 | MISO_IN_2_MISO_MI | MISO_IN | MISO_MI | Internal | Summer | B2 | 25 | 5000 | 393.18 | 85.37 | 85.38 | 0.01 | 0
2035 | MISO_IN_2_MISO_MI | MISO_IN | MISO_MI | Internal | Summer | B3 | 75 | 5000 | 65.86 | 83.79 | 83.8 | 0.01 | 0
2035 | MISO_IN_2_MISO_MI | MISO_IN | MISO_MI | Internal | Summer | B4 | 100 | 5000 | 0.16 | 80.93 | 80.92 | 0.01 | 0
2035 | MISO_IN_2_MISO_MI | MISO_IN | MISO_MI | Internal | Summer | B5 | 200 | 5000 | 0.16 | 79.12 | 79.12 | 0.01 | 0
2035 | MISO_IN_2_MISO_MI | MISO_IN | MISO_MI | Internal | Summer | B6 | 300 | 5000 | 0.05 | 66.28 | 66.27 | 0.01 | 0
2035 | MISO_IN_2_MISO_MI | MISO_IN | MISO_MI | Internal | Summer | B7 | 400 | 5000 | 3384.09 | 51.52 | 51.54 | 0.01 | 0
2035 | MISO_IN_2_MISO_MI | MISO_IN | MISO_MI | Internal | Summer | B8 | 500 | 5000 | 5000 | 49.08 | 49.36 | 0.01 | 0.27
2035 | MISO_IN_2_MISO_MI | MISO_IN | MISO_MI | Internal | Summer | B9 | 800 | 5000 | 4703.11 | 45.16 | 45.17 | 0.01 | 0
2035 | MISO_IN_2_MISO_MI | MISO_IN | MISO_MI | Internal | Summer | B10 | 1262 | 5000 | 3897.58 | 45.16 | 45.17 | 0.01 | 0
2035 | MISO_IN_2_MISO_MI | MISO_IN | MISO_MI | Internal | Winter | B16 | 25 | 5000 | 0.99 | 72.67 | 72.67 | 0.01 | 0
2035 | MISO_IN_2_MISO_MI | MISO_IN | MISO_MI | Internal | Winter | B17 | 100 | 5000 | 2193.25 | 61.74 | 61.75 | 0.01 | 0
2035 | MISO_IN_2_MISO_MI | MISO_IN | MISO_MI | Internal | Winter | B18 | 400 | 5000 | 2589.77 | 53.9 | 53.91 | 0.01 | 0
2035 | MISO_IN_2_MISO_MI | MISO_IN | MISO_MI | Internal | Winter | B19 | 700 | 5000 | 3716.99 | 53.27 | 53.28 | 0.01 | 0
2035 | MISO_IN_2_MISO_MI | MISO_IN | MISO_MI | Internal | Winter | B20 | 935 | 5000 | 2407.43 | 46.75 | 46.76 | 0.01 | 0
2035 | MISO_IN_2_MISO_MO-IL | MISO_IN | MISO_MO-IL | Internal | Shoulder | B11 | 25 | 5000 | 1.2 | 73.38 | 73.38 | 0.01 | 0
2035 | MISO_IN_2_MISO_MO-IL | MISO_IN | MISO_MO-IL | Internal | Shoulder | B12 | 200 | 5000 | 0 | 61.49 | 56.6 | 0.01 | 0
2035 | MISO_IN_2_MISO_MO-IL | MISO_IN | MISO_MO-IL | Internal | Shoulder | B13 | 600 | 5000 | 0 | 53.88 | 51.24 | 0.01 | 0
2035 | MISO_IN_2_MISO_MO-IL | MISO_IN | MISO_MO-IL | Internal | Shoulder | B14 | 900 | 5000 | 0 | 51.65 | 48.65 | 0.01 | 0
2035 | MISO_IN_2_MISO_MO-IL | MISO_IN | MISO_MO-IL | Internal | Shoulder | B15 | 1203 | 5000 | 0 | 47.31 | 44.56 | 0.01 | 0
2035 | MISO_IN_2_MISO_MO-IL | MISO_IN | MISO_MO-IL | Internal | Summer | B1 | 10 | 5000 | 1.51 | 85.46 | 85.45 | 0.01 | 0
2035 | MISO_IN_2_MISO_MO-IL | MISO_IN | MISO_MO-IL | Internal | Summer | B2 | 25 | 5000 | 0 | 85.37 | 83.64 | 0.01 | 0
2035 | MISO_IN_2_MISO_MO-IL | MISO_IN | MISO_MO-IL | Internal | Summer | B3 | 75 | 5000 | 0.21 | 83.79 | 83.78 | 0.01 | 0
2035 | MISO_IN_2_MISO_MO-IL | MISO_IN | MISO_MO-IL | Internal | Summer | B4 | 100 | 5000 | 764.32 | 80.93 | 80.94 | 0.01 | 0
2035 | MISO_IN_2_MISO_MO-IL | MISO_IN | MISO_MO-IL | Internal | Summer | B5 | 200 | 5000 | 0.16 | 79.12 | 79.12 | 0.01 | 0
2035 | MISO_IN_2_MISO_MO-IL | MISO_IN | MISO_MO-IL | Internal | Summer | B6 | 300 | 5000 | 930.86 | 66.28 | 66.29 | 0.01 | 0
2035 | MISO_IN_2_MISO_MO-IL | MISO_IN | MISO_MO-IL | Internal | Summer | B7 | 400 | 5000 | 0.04 | 51.52 | 51.51 | 0.01 | 0
2035 | MISO_IN_2_MISO_MO-IL | MISO_IN | MISO_MO-IL | Internal | Summer | B8 | 500 | 5000 | 0 | 49.08 | 47.26 | 0.01 | 0
2035 | MISO_IN_2_MISO_MO-IL | MISO_IN | MISO_MO-IL | Internal | Summer | B9 | 800 | 5000 | 0 | 45.16 | 44.73 | 0.01 | 0
2035 | MISO_IN_2_MISO_MO-IL | MISO_IN | MISO_MO-IL | Internal | Summer | B10 | 1262 | 5000 | 0 | 45.16 | 40.81 | 0.01 | 0
2035 | MISO_IN_2_MISO_MO-IL | MISO_IN | MISO_MO-IL | Internal | Winter | B16 | 25 | 5000 | 0 | 72.67 | 67.01 | 0.01 | 0
2035 | MISO_IN_2_MISO_MO-IL | MISO_IN | MISO_MO-IL | Internal | Winter | B17 | 100 | 5000 | 0 | 61.74 | 52.74 | 0.01 | 0
2035 | MISO_IN_2_MISO_MO-IL | MISO_IN | MISO_MO-IL | Internal | Winter | B18 | 400 | 5000 | 0.04 | 53.9 | 53.89 | 0.01 | 0
2035 | MISO_IN_2_MISO_MO-IL | MISO_IN | MISO_MO-IL | Internal | Winter | B19 | 700 | 5000 | 0 | 53.27 | 50.67 | 0.01 | 0
2035 | MISO_IN_2_MISO_MO-IL | MISO_IN | MISO_MO-IL | Internal | Winter | B20 | 935 | 5000 | 0 | 46.75 | 43.06 | 0.01 | 0
2035 | MISO_IN_2_NonRTO_Midwest | MISO_IN | NonRTO_Midwest | Internal | Shoulder | B11 | 25 | 4800 | 1131.68 | 73.38 | 81.38 | 8 | 0
2035 | MISO_IN_2_NonRTO_Midwest | MISO_IN | NonRTO_Midwest | Internal | Shoulder | B12 | 200 | 4800 | 539.23 | 61.49 | 69.49 | 8 | 0
2035 | MISO_IN_2_NonRTO_Midwest | MISO_IN | NonRTO_Midwest | Internal | Shoulder | B13 | 600 | 4800 | 0 | 53.88 | 58.55 | 8 | 0
2035 | MISO_IN_2_NonRTO_Midwest | MISO_IN | NonRTO_Midwest | Internal | Shoulder | B14 | 900 | 4800 | 0 | 51.65 | 50.47 | 8 | 0
2035 | MISO_IN_2_NonRTO_Midwest | MISO_IN | NonRTO_Midwest | Internal | Shoulder | B15 | 1203 | 4800 | 0 | 47.31 | 44.56 | 8 | 0
2035 | MISO_IN_2_NonRTO_Midwest | MISO_IN | NonRTO_Midwest | Internal | Summer | B1 | 10 | 4800 | 0 | 85.46 | 88.93 | 8 | 0
2035 | MISO_IN_2_NonRTO_Midwest | MISO_IN | NonRTO_Midwest | Internal | Summer | B2 | 25 | 4800 | 0 | 85.37 | 88.93 | 8 | 0
2035 | MISO_IN_2_NonRTO_Midwest | MISO_IN | NonRTO_Midwest | Internal | Summer | B3 | 75 | 4800 | 0 | 83.79 | 88.93 | 8 | 0
2035 | MISO_IN_2_NonRTO_Midwest | MISO_IN | NonRTO_Midwest | Internal | Summer | B4 | 100 | 4800 | 217.19 | 80.93 | 88.93 | 8 | 0
2035 | MISO_IN_2_NonRTO_Midwest | MISO_IN | NonRTO_Midwest | Internal | Summer | B5 | 200 | 4800 | 950.36 | 79.12 | 87.12 | 8 | 0
2035 | MISO_IN_2_NonRTO_Midwest | MISO_IN | NonRTO_Midwest | Internal | Summer | B6 | 300 | 4800 | 572.27 | 66.28 | 74.28 | 8 | 0
2035 | MISO_IN_2_NonRTO_Midwest | MISO_IN | NonRTO_Midwest | Internal | Summer | B7 | 400 | 4800 | 0 | 51.52 | 52.11 | 8 | 0
2035 | MISO_IN_2_NonRTO_Midwest | MISO_IN | NonRTO_Midwest | Internal | Summer | B8 | 500 | 4800 | 0 | 49.08 | 48.9 | 8 | 0
2035 | MISO_IN_2_NonRTO_Midwest | MISO_IN | NonRTO_Midwest | Internal | Summer | B9 | 800 | 4800 | 0 | 45.16 | 45.95 | 8 | 0
2035 | MISO_IN_2_NonRTO_Midwest | MISO_IN | NonRTO_Midwest | Internal | Summer | B10 | 1262 | 4800 | 0 | 45.16 | 37.87 | 8 | 0
2035 | MISO_IN_2_NonRTO_Midwest | MISO_IN | NonRTO_Midwest | Internal | Winter | B16 | 25 | 4800 | 2252.73 | 72.67 | 80.67 | 8 | 0
2035 | MISO_IN_2_NonRTO_Midwest | MISO_IN | NonRTO_Midwest | Internal | Winter | B17 | 100 | 4800 | 421.86 | 61.74 | 69.74 | 8 | 0
2035 | MISO_IN_2_NonRTO_Midwest | MISO_IN | NonRTO_Midwest | Internal | Winter | B18 | 400 | 4800 | 86.32 | 53.9 | 61.9 | 8 | 0
2035 | MISO_IN_2_NonRTO_Midwest | MISO_IN | NonRTO_Midwest | Internal | Winter | B19 | 700 | 4800 | 0 | 53.27 | 52.45 | 8 | 0
2035 | MISO_IN_2_NonRTO_Midwest | MISO_IN | NonRTO_Midwest | Internal | Winter | B20 | 935 | 4800 | 0 | 46.75 | 43.06 | 8 | 0
2035 | MISO_IN_2_PJM_ROR | MISO_IN | PJM_ROR | Internal | Shoulder | B11 | 25 | 992 | 0 | 73.38 | 71.37 | 2 | 0
2035 | MISO_IN_2_PJM_ROR | MISO_IN | PJM_ROR | Internal | Shoulder | B12 | 200 | 992 | 0 | 61.49 | 59.5 | 2 | 0
2035 | MISO_IN_2_PJM_ROR | MISO_IN | PJM_ROR | Internal | Shoulder | B13 | 600 | 992 | 0 | 53.88 | 53.23 | 2 | 0
2035 | MISO_IN_2_PJM_ROR | MISO_IN | PJM_ROR | Internal | Shoulder | B14 | 900 | 992 | 0 | 51.65 | 50.65 | 2 | 0
2035 | MISO_IN_2_PJM_ROR | MISO_IN | PJM_ROR | Internal | Shoulder | B15 | 1203 | 992 | 0 | 47.31 | 46.56 | 2 | 0
2035 | MISO_IN_2_PJM_ROR | MISO_IN | PJM_ROR | Internal | Summer | B1 | 10 | 992 | 0.05 | 85.46 | 86.52 | 2 | 0
2035 | MISO_IN_2_PJM_ROR | MISO_IN | PJM_ROR | Internal | Summer | B2 | 25 | 992 | 0 | 85.37 | 83.37 | 2 | 0
2035 | MISO_IN_2_PJM_ROR | MISO_IN | PJM_ROR | Internal | Summer | B3 | 75 | 992 | 0 | 83.79 | 81.8 | 2 | 0
2035 | MISO_IN_2_PJM_ROR | MISO_IN | PJM_ROR | Internal | Summer | B4 | 100 | 992 | 0 | 80.93 | 79.93 | 2 | 0
2035 | MISO_IN_2_PJM_ROR | MISO_IN | PJM_ROR | Internal | Summer | B5 | 200 | 992 | 0 | 79.12 | 77.12 | 2 | 0
2035 | MISO_IN_2_PJM_ROR | MISO_IN | PJM_ROR | Internal | Summer | B6 | 300 | 992 | 0 | 66.28 | 65.04 | 2 | 0
2035 | MISO_IN_2_PJM_ROR | MISO_IN | PJM_ROR | Internal | Summer | B7 | 400 | 992 | 0 | 51.52 | 53.19 | 2 | 0
2035 | MISO_IN_2_PJM_ROR | MISO_IN | PJM_ROR | Internal | Summer | B8 | 500 | 992 | 0 | 49.08 | 48.79 | 2 | 0
2035 | MISO_IN_2_PJM_ROR | MISO_IN | PJM_ROR | Internal | Summer | B9 | 800 | 992 | 0 | 45.16 | 46.62 | 2 | 0
2035 | MISO_IN_2_PJM_ROR | MISO_IN | PJM_ROR | Internal | Summer | B10 | 1262 | 992 | 0 | 45.16 | 44.9 | 2 | 0
2035 | MISO_IN_2_PJM_ROR | MISO_IN | PJM_ROR | Internal | Winter | B16 | 25 | 992 | 0 | 72.67 | 70.67 | 2 | 0
2035 | MISO_IN_2_PJM_ROR | MISO_IN | PJM_ROR | Internal | Winter | B17 | 100 | 992 | 168.06 | 61.74 | 63.74 | 2 | 0
2035 | MISO_IN_2_PJM_ROR | MISO_IN | PJM_ROR | Internal | Winter | B18 | 400 | 992 | 0.08 | 53.9 | 55.89 | 2 | 0
2035 | MISO_IN_2_PJM_ROR | MISO_IN | PJM_ROR | Internal | Winter | B19 | 700 | 992 | 0 | 53.27 | 52.67 | 2 | 0
2035 | MISO_IN_2_PJM_ROR | MISO_IN | PJM_ROR | Internal | Winter | B20 | 935 | 992 | 991.97 | 46.75 | 48.76 | 2 | 0.01
2035 | MISO_MI_2_IESO | MISO_MI | IESO | Internal | Shoulder | B11 | 25 | 1580 | 0 | 73.37 | 48.51 | 8 | 0
2035 | MISO_MI_2_IESO | MISO_MI | IESO | Internal | Shoulder | B12 | 200 | 1580 | 0 | 61.5 | 48.51 | 8 | 0
2035 | MISO_MI_2_IESO | MISO_MI | IESO | Internal | Shoulder | B13 | 600 | 1580 | 0 | 53.89 | 44.66 | 8 | 0
2035 | MISO_MI_2_IESO | MISO_MI | IESO | Internal | Shoulder | B14 | 900 | 1580 | 0 | 51.66 | 44.66 | 8 | 0
2035 | MISO_MI_2_IESO | MISO_MI | IESO | Internal | Shoulder | B15 | 1203 | 1580 | 0 | 47.32 | 44.66 | 8 | 0
2035 | MISO_MI_2_IESO | MISO_MI | IESO | Internal | Summer | B1 | 10 | 1580 | 0 | 85.45 | 77.94 | 8 | 0
2035 | MISO_MI_2_IESO | MISO_MI | IESO | Internal | Summer | B2 | 25 | 1580 | 0 | 85.38 | 78.38 | 8 | 0
2035 | MISO_MI_2_IESO | MISO_MI | IESO | Internal | Summer | B3 | 75 | 1580 | 0 | 83.8 | 76.8 | 8 | 0
2035 | MISO_MI_2_IESO | MISO_MI | IESO | Internal | Summer | B4 | 100 | 1580 | 0 | 80.92 | 56.78 | 8 | 0
2035 | MISO_MI_2_IESO | MISO_MI | IESO | Internal | Summer | B5 | 200 | 1580 | 0 | 79.12 | 50.5 | 8 | 0
2035 | MISO_MI_2_IESO | MISO_MI | IESO | Internal | Summer | B6 | 300 | 1580 | 0 | 66.27 | 47.68 | 8 | 0
2035 | MISO_MI_2_IESO | MISO_MI | IESO | Internal | Summer | B7 | 400 | 1580 | 0 | 51.54 | 44.54 | 8 | 0
2035 | MISO_MI_2_IESO | MISO_MI | IESO | Internal | Summer | B8 | 500 | 1580 | 0 | 49.36 | 42.42 | 8 | 0
2035 | MISO_MI_2_IESO | MISO_MI | IESO | Internal | Summer | B9 | 800 | 1580 | 0 | 45.17 | 42.42 | 8 | 0
2035 | MISO_MI_2_IESO | MISO_MI | IESO | Internal | Summer | B10 | 1262 | 1580 | 0 | 45.17 | 42.42 | 8 | 0
2035 | MISO_MI_2_IESO | MISO_MI | IESO | Internal | Winter | B16 | 25 | 1580 | 0 | 72.67 | 50.89 | 8 | 0
2035 | MISO_MI_2_IESO | MISO_MI | IESO | Internal | Winter | B17 | 100 | 1580 | 0 | 61.75 | 50.89 | 8 | 0
2035 | MISO_MI_2_IESO | MISO_MI | IESO | Internal | Winter | B18 | 400 | 1580 | 0 | 53.91 | 46.91 | 8 | 0
2035 | MISO_MI_2_IESO | MISO_MI | IESO | Internal | Winter | B19 | 700 | 1580 | 0 | 53.28 | 46.91 | 8 | 0
2035 | MISO_MI_2_IESO | MISO_MI | IESO | Internal | Winter | B20 | 935 | 1580 | 0 | 46.76 | 46.91 | 8 | 0
2035 | MISO_MI_2_MISO_IN | MISO_MI | MISO_IN | Internal | Shoulder | B11 | 25 | 2045 | 1006.44 | 73.37 | 73.38 | 0.01 | 0
2035 | MISO_MI_2_MISO_IN | MISO_MI | MISO_IN | Internal | Shoulder | B12 | 200 | 2045 | 0.08 | 61.5 | 61.49 | 0.01 | 0
2035 | MISO_MI_2_MISO_IN | MISO_MI | MISO_IN | Internal | Shoulder | B13 | 600 | 2045 | 0.03 | 53.89 | 53.88 | 0.01 | 0
2035 | MISO_MI_2_MISO_IN | MISO_MI | MISO_IN | Internal | Shoulder | B14 | 900 | 2045 | 0.02 | 51.66 | 51.65 | 0.01 | 0
2035 | MISO_MI_2_MISO_IN | MISO_MI | MISO_IN | Internal | Shoulder | B15 | 1203 | 2045 | 0.01 | 47.32 | 47.31 | 0.01 | 0
2035 | MISO_MI_2_MISO_IN | MISO_MI | MISO_IN | Internal | Summer | B1 | 10 | 2045 | 162.56 | 85.45 | 85.46 | 0.01 | 0
2035 | MISO_MI_2_MISO_IN | MISO_MI | MISO_IN | Internal | Summer | B2 | 25 | 2045 | 0.64 | 85.38 | 85.37 | 0.01 | 0
2035 | MISO_MI_2_MISO_IN | MISO_MI | MISO_IN | Internal | Summer | B3 | 75 | 2045 | 0.22 | 83.8 | 83.79 | 0.01 | 0
2035 | MISO_MI_2_MISO_IN | MISO_MI | MISO_IN | Internal | Summer | B4 | 100 | 2045 | 1268.34 | 80.92 | 80.93 | 0.01 | 0
2035 | MISO_MI_2_MISO_IN | MISO_MI | MISO_IN | Internal | Summer | B5 | 200 | 2045 | 0.17 | 79.12 | 79.12 | 0.01 | 0
2035 | MISO_MI_2_MISO_IN | MISO_MI | MISO_IN | Internal | Summer | B6 | 300 | 2045 | 354.26 | 66.27 | 66.28 | 0.01 | 0
2035 | MISO_MI_2_MISO_IN | MISO_MI | MISO_IN | Internal | Summer | B7 | 400 | 2045 | 0.04 | 51.54 | 51.52 | 0.01 | 0
2035 | MISO_MI_2_MISO_IN | MISO_MI | MISO_IN | Internal | Summer | B8 | 500 | 2045 | 0 | 49.36 | 49.08 | 0.01 | 0
2035 | MISO_MI_2_MISO_IN | MISO_MI | MISO_IN | Internal | Summer | B9 | 800 | 2045 | 0.02 | 45.17 | 45.16 | 0.01 | 0
2035 | MISO_MI_2_MISO_IN | MISO_MI | MISO_IN | Internal | Summer | B10 | 1262 | 2045 | 0.01 | 45.17 | 45.16 | 0.01 | 0
2035 | MISO_MI_2_MISO_IN | MISO_MI | MISO_IN | Internal | Winter | B16 | 25 | 2045 | 1.73 | 72.67 | 72.67 | 0.01 | 0
2035 | MISO_MI_2_MISO_IN | MISO_MI | MISO_IN | Internal | Winter | B17 | 100 | 2045 | 0.16 | 61.75 | 61.74 | 0.01 | 0
2035 | MISO_MI_2_MISO_IN | MISO_MI | MISO_IN | Internal | Winter | B18 | 400 | 2045 | 0.04 | 53.91 | 53.9 | 0.01 | 0
2035 | MISO_MI_2_MISO_IN | MISO_MI | MISO_IN | Internal | Winter | B19 | 700 | 2045 | 0.02 | 53.28 | 53.27 | 0.01 | 0
2035 | MISO_MI_2_MISO_IN | MISO_MI | MISO_IN | Internal | Winter | B20 | 935 | 2045 | 0.02 | 46.76 | 46.75 | 0.01 | 0
2035 | MISO_MI_2_MISO_WUMS | MISO_MI | MISO_WUMS | Internal | Shoulder | B11 | 25 | 117 | 1.07 | 73.37 | 73.37 | 0.01 | 0
2035 | MISO_MI_2_MISO_WUMS | MISO_MI | MISO_WUMS | Internal | Shoulder | B12 | 200 | 117 | 0 | 61.5 | 57.5 | 0.01 | 0
2035 | MISO_MI_2_MISO_WUMS | MISO_MI | MISO_WUMS | Internal | Shoulder | B13 | 600 | 117 | 0 | 53.89 | 51.24 | 0.01 | 0
2035 | MISO_MI_2_MISO_WUMS | MISO_MI | MISO_WUMS | Internal | Shoulder | B14 | 900 | 117 | 0 | 51.66 | 50.57 | 0.01 | 0
2035 | MISO_MI_2_MISO_WUMS | MISO_MI | MISO_WUMS | Internal | Shoulder | B15 | 1203 | 117 | 0 | 47.32 | 46.49 | 0.01 | 0
2035 | MISO_MI_2_MISO_WUMS | MISO_MI | MISO_WUMS | Internal | Summer | B1 | 10 | 117 | 0 | 85.45 | 79.65 | 0.01 | 0
2035 | MISO_MI_2_MISO_WUMS | MISO_MI | MISO_WUMS | Internal | Summer | B2 | 25 | 117 | 0 | 85.38 | 79.65 | 0.01 | 0
2035 | MISO_MI_2_MISO_WUMS | MISO_MI | MISO_WUMS | Internal | Summer | B3 | 75 | 117 | 0 | 83.8 | 79.65 | 0.01 | 0
2035 | MISO_MI_2_MISO_WUMS | MISO_MI | MISO_WUMS | Internal | Summer | B4 | 100 | 117 | 0 | 80.92 | 79.65 | 0.01 | 0
2035 | MISO_MI_2_MISO_WUMS | MISO_MI | MISO_WUMS | Internal | Summer | B5 | 200 | 117 | 0.15 | 79.12 | 79.12 | 0.01 | 0
2035 | MISO_MI_2_MISO_WUMS | MISO_MI | MISO_WUMS | Internal | Summer | B6 | 300 | 117 | 117 | 66.27 | 67.04 | 0.01 | 0.76
2035 | MISO_MI_2_MISO_WUMS | MISO_MI | MISO_WUMS | Internal | Summer | B7 | 400 | 117 | 0.03 | 51.54 | 51.51 | 0.01 | 0
2035 | MISO_MI_2_MISO_WUMS | MISO_MI | MISO_WUMS | Internal | Summer | B8 | 500 | 117 | 0 | 49.36 | 48.82 | 0.01 | 0
2035 | MISO_MI_2_MISO_WUMS | MISO_MI | MISO_WUMS | Internal | Summer | B9 | 800 | 117 | 117 | 45.17 | 46.82 | 0.01 | 1.64
2035 | MISO_MI_2_MISO_WUMS | MISO_MI | MISO_WUMS | Internal | Summer | B10 | 1262 | 117 | 0 | 45.17 | 44.93 | 0.01 | 0
2035 | MISO_MI_2_MISO_WUMS | MISO_MI | MISO_WUMS | Internal | Winter | B16 | 25 | 117 | 1.15 | 72.67 | 72.67 | 0.01 | 0
2035 | MISO_MI_2_MISO_WUMS | MISO_MI | MISO_WUMS | Internal | Winter | B17 | 100 | 117 | 0.15 | 61.75 | 61.74 | 0.01 | 0
2035 | MISO_MI_2_MISO_WUMS | MISO_MI | MISO_WUMS | Internal | Winter | B18 | 400 | 117 | 0.03 | 53.91 | 53.89 | 0.01 | 0
2035 | MISO_MI_2_MISO_WUMS | MISO_MI | MISO_WUMS | Internal | Winter | B19 | 700 | 117 | 117 | 53.28 | 53.89 | 0.01 | 0.59
2035 | MISO_MI_2_MISO_WUMS | MISO_MI | MISO_WUMS | Internal | Winter | B20 | 935 | 117 | 117 | 46.76 | 49.46 | 0.01 | 2.68
2035 | MISO_MI_2_PJM_ROR | MISO_MI | PJM_ROR | Internal | Shoulder | B11 | 25 | 1424 | 0 | 73.37 | 71.37 | 2 | 0
2035 | MISO_MI_2_PJM_ROR | MISO_MI | PJM_ROR | Internal | Shoulder | B12 | 200 | 1424 | 0 | 61.5 | 59.5 | 2 | 0
2035 | MISO_MI_2_PJM_ROR | MISO_MI | PJM_ROR | Internal | Shoulder | B13 | 600 | 1424 | 0 | 53.89 | 53.23 | 2 | 0
2035 | MISO_MI_2_PJM_ROR | MISO_MI | PJM_ROR | Internal | Shoulder | B14 | 900 | 1424 | 0 | 51.66 | 50.65 | 2 | 0
2035 | MISO_MI_2_PJM_ROR | MISO_MI | PJM_ROR | Internal | Shoulder | B15 | 1203 | 1424 | 0 | 47.32 | 46.56 | 2 | 0
2035 | MISO_MI_2_PJM_ROR | MISO_MI | PJM_ROR | Internal | Summer | B1 | 10 | 1424 | 0.05 | 85.45 | 86.52 | 2 | 0
2035 | MISO_MI_2_PJM_ROR | MISO_MI | PJM_ROR | Internal | Summer | B2 | 25 | 1424 | 0 | 85.38 | 83.37 | 2 | 0
2035 | MISO_MI_2_PJM_ROR | MISO_MI | PJM_ROR | Internal | Summer | B3 | 75 | 1424 | 0 | 83.8 | 81.8 | 2 | 0
2035 | MISO_MI_2_PJM_ROR | MISO_MI | PJM_ROR | Internal | Summer | B4 | 100 | 1424 | 0 | 80.92 | 79.93 | 2 | 0
2035 | MISO_MI_2_PJM_ROR | MISO_MI | PJM_ROR | Internal | Summer | B5 | 200 | 1424 | 0 | 79.12 | 77.12 | 2 | 0
2035 | MISO_MI_2_PJM_ROR | MISO_MI | PJM_ROR | Internal | Summer | B6 | 300 | 1424 | 0 | 66.27 | 65.04 | 2 | 0
2035 | MISO_MI_2_PJM_ROR | MISO_MI | PJM_ROR | Internal | Summer | B7 | 400 | 1424 | 0 | 51.54 | 53.19 | 2 | 0
2035 | MISO_MI_2_PJM_ROR | MISO_MI | PJM_ROR | Internal | Summer | B8 | 500 | 1424 | 0 | 49.36 | 48.79 | 2 | 0
2035 | MISO_MI_2_PJM_ROR | MISO_MI | PJM_ROR | Internal | Summer | B9 | 800 | 1424 | 0 | 45.17 | 46.62 | 2 | 0
2035 | MISO_MI_2_PJM_ROR | MISO_MI | PJM_ROR | Internal | Summer | B10 | 1262 | 1424 | 0 | 45.17 | 44.9 | 2 | 0
2035 | MISO_MI_2_PJM_ROR | MISO_MI | PJM_ROR | Internal | Winter | B16 | 25 | 1424 | 0 | 72.67 | 70.67 | 2 | 0
2035 | MISO_MI_2_PJM_ROR | MISO_MI | PJM_ROR | Internal | Winter | B17 | 100 | 1424 | 0.3 | 61.75 | 63.74 | 2 | 0
2035 | MISO_MI_2_PJM_ROR | MISO_MI | PJM_ROR | Internal | Winter | B18 | 400 | 1424 | 0.04 | 53.91 | 55.89 | 2 | 0
2035 | MISO_MI_2_PJM_ROR | MISO_MI | PJM_ROR | Internal | Winter | B19 | 700 | 1424 | 0 | 53.28 | 52.67 | 2 | 0
2035 | MISO_MI_2_PJM_ROR | MISO_MI | PJM_ROR | Internal | Winter | B20 | 935 | 1424 | 415.54 | 46.76 | 48.76 | 2 | 0
2035 | MISO_MO-IL_2_ENT | MISO_MO-IL | ENT | Internal | Shoulder | B11 | 25 | 2540 | 0 | 73.38 | 79.02 | 8 | 0
2035 | MISO_MO-IL_2_ENT | MISO_MO-IL | ENT | Internal | Shoulder | B12 | 200 | 2540 | 0 | 56.6 | 55.85 | 8 | 0
2035 | MISO_MO-IL_2_ENT | MISO_MO-IL | ENT | Internal | Shoulder | B13 | 600 | 2540 | 0 | 51.24 | 55.85 | 8 | 0
2035 | MISO_MO-IL_2_ENT | MISO_MO-IL | ENT | Internal | Shoulder | B14 | 900 | 2540 | 0 | 48.65 | 55.45 | 8 | 0
2035 | MISO_MO-IL_2_ENT | MISO_MO-IL | ENT | Internal | Shoulder | B15 | 1203 | 2540 | 2540 | 44.56 | 53.61 | 8 | 1.05
2035 | MISO_MO-IL_2_ENT | MISO_MO-IL | ENT | Internal | Summer | B1 | 10 | 2540 | 0 | 85.45 | 89.32 | 8 | 0
2035 | MISO_MO-IL_2_ENT | MISO_MO-IL | ENT | Internal | Summer | B2 | 25 | 2540 | 0 | 83.64 | 88.02 | 8 | 0
2035 | MISO_MO-IL_2_ENT | MISO_MO-IL | ENT | Internal | Summer | B3 | 75 | 2540 | 0 | 83.78 | 84.69 | 8 | 0
2035 | MISO_MO-IL_2_ENT | MISO_MO-IL | ENT | Internal | Summer | B4 | 100 | 2540 | 0 | 80.94 | 82.9 | 8 | 0
2035 | MISO_MO-IL_2_ENT | MISO_MO-IL | ENT | Internal | Summer | B5 | 200 | 2540 | 0 | 79.12 | 82.9 | 8 | 0
2035 | MISO_MO-IL_2_ENT | MISO_MO-IL | ENT | Internal | Summer | B6 | 300 | 2540 | 178.48 | 66.29 | 74.29 | 8 | 0
2035 | MISO_MO-IL_2_ENT | MISO_MO-IL | ENT | Internal | Summer | B7 | 400 | 2540 | 0 | 51.51 | 58.19 | 8 | 0
2035 | MISO_MO-IL_2_ENT | MISO_MO-IL | ENT | Internal | Summer | B8 | 500 | 2540 | 0 | 47.26 | 54.07 | 8 | 0
2035 | MISO_MO-IL_2_ENT | MISO_MO-IL | ENT | Internal | Summer | B9 | 800 | 2540 | 1805.7 | 44.73 | 52.73 | 8 | 0
2035 | MISO_MO-IL_2_ENT | MISO_MO-IL | ENT | Internal | Summer | B10 | 1262 | 2540 | 2540 | 40.81 | 50.7 | 8 | 1.89
2035 | MISO_MO-IL_2_ENT | MISO_MO-IL | ENT | Internal | Winter | B16 | 25 | 2540 | 0 | 67.01 | 69.9 | 8 | 0
2035 | MISO_MO-IL_2_ENT | MISO_MO-IL | ENT | Internal | Winter | B17 | 100 | 2540 | 0 | 52.74 | 59.42 | 8 | 0
2035 | MISO_MO-IL_2_ENT | MISO_MO-IL | ENT | Internal | Winter | B18 | 400 | 2540 | 0 | 53.89 | 59.42 | 8 | 0
2035 | MISO_MO-IL_2_ENT | MISO_MO-IL | ENT | Internal | Winter | B19 | 700 | 2540 | 468.64 | 50.67 | 58.67 | 8 | 0
2035 | MISO_MO-IL_2_ENT | MISO_MO-IL | ENT | Internal | Winter | B20 | 935 | 2540 | 2540 | 43.06 | 52.27 | 8 | 1.21
2035 | MISO_MO-IL_2_MISO_IN | MISO_MO-IL | MISO_IN | Internal | Shoulder | B11 | 25 | 2100 | 1.27 | 73.38 | 73.38 | 0.01 | 0
2035 | MISO_MO-IL_2_MISO_IN | MISO_MO-IL | MISO_IN | Internal | Shoulder | B12 | 200 | 2100 | 2100 | 56.6 | 61.49 | 0.01 | 4.87
2035 | MISO_MO-IL_2_MISO_IN | MISO_MO-IL | MISO_IN | Internal | Shoulder | B13 | 600 | 2100 | 2100 | 51.24 | 53.88 | 0.01 | 2.63
2035 | MISO_MO-IL_2_MISO_IN | MISO_MO-IL | MISO_IN | Internal | Shoulder | B14 | 900 | 2100 | 2100 | 48.65 | 51.65 | 0.01 | 2.99
2035 | MISO_MO-IL_2_MISO_IN | MISO_MO-IL | MISO_IN | Internal | Shoulder | B15 | 1203 | 2100 | 2100 | 44.56 | 47.31 | 0.01 | 2.73
2035 | MISO_MO-IL_2_MISO_IN | MISO_MO-IL | MISO_IN | Internal | Summer | B1 | 10 | 2100 | 1272.93 | 85.45 | 85.46 | 0.01 | 0
2035 | MISO_MO-IL_2_MISO_IN | MISO_MO-IL | MISO_IN | Internal | Summer | B2 | 25 | 2100 | 2099.99 | 83.64 | 85.37 | 0.01 | 1.72
2035 | MISO_MO-IL_2_MISO_IN | MISO_MO-IL | MISO_IN | Internal | Summer | B3 | 75 | 2100 | 1296.96 | 83.78 | 83.79 | 0.01 | 0
2035 | MISO_MO-IL_2_MISO_IN | MISO_MO-IL | MISO_IN | Internal | Summer | B4 | 100 | 2100 | 0.16 | 80.94 | 80.93 | 0.01 | 0
2035 | MISO_MO-IL_2_MISO_IN | MISO_MO-IL | MISO_IN | Internal | Summer | B5 | 200 | 2100 | 0.16 | 79.12 | 79.12 | 0.01 | 0
2035 | MISO_MO-IL_2_MISO_IN | MISO_MO-IL | MISO_IN | Internal | Summer | B6 | 300 | 2100 | 0.05 | 66.29 | 66.28 | 0.01 | 0
2035 | MISO_MO-IL_2_MISO_IN | MISO_MO-IL | MISO_IN | Internal | Summer | B7 | 400 | 2100 | 1255.05 | 51.51 | 51.52 | 0.01 | 0
2035 | MISO_MO-IL_2_MISO_IN | MISO_MO-IL | MISO_IN | Internal | Summer | B8 | 500 | 2100 | 2100 | 47.26 | 49.08 | 0.01 | 1.8
2035 | MISO_MO-IL_2_MISO_IN | MISO_MO-IL | MISO_IN | Internal | Summer | B9 | 800 | 2100 | 2100 | 44.73 | 45.16 | 0.01 | 0.42
2035 | MISO_MO-IL_2_MISO_IN | MISO_MO-IL | MISO_IN | Internal | Summer | B10 | 1262 | 2100 | 2100 | 40.81 | 45.16 | 0.01 | 4.34
2035 | MISO_MO-IL_2_MISO_IN | MISO_MO-IL | MISO_IN | Internal | Winter | B16 | 25 | 2100 | 2100 | 67.01 | 72.67 | 0.01 | 5.65
2035 | MISO_MO-IL_2_MISO_IN | MISO_MO-IL | MISO_IN | Internal | Winter | B17 | 100 | 2100 | 2100 | 52.74 | 61.74 | 0.01 | 8.99
2035 | MISO_MO-IL_2_MISO_IN | MISO_MO-IL | MISO_IN | Internal | Winter | B18 | 400 | 2100 | 2012.42 | 53.89 | 53.9 | 0.01 | 0
2035 | MISO_MO-IL_2_MISO_IN | MISO_MO-IL | MISO_IN | Internal | Winter | B19 | 700 | 2100 | 2100 | 50.67 | 53.27 | 0.01 | 2.58
2035 | MISO_MO-IL_2_MISO_IN | MISO_MO-IL | MISO_IN | Internal | Winter | B20 | 935 | 2100 | 2100 | 43.06 | 46.75 | 0.01 | 3.69
2035 | MISO_MO-IL_2_MISO_W | MISO_MO-IL | MISO_W | Internal | Shoulder | B11 | 25 | 960 | 0.62 | 73.38 | 73.37 | 0.01 | 0
2035 | MISO_MO-IL_2_MISO_W | MISO_MO-IL | MISO_W | Internal | Shoulder | B12 | 200 | 960 | 0.08 | 56.6 | 56.59 | 0.01 | 0
2035 | MISO_MO-IL_2_MISO_W | MISO_MO-IL | MISO_W | Internal | Shoulder | B13 | 600 | 960 | 0.03 | 51.24 | 51.23 | 0.01 | 0
2035 | MISO_MO-IL_2_MISO_W | MISO_MO-IL | MISO_W | Internal | Shoulder | B14 | 900 | 960 | 0.02 | 48.65 | 48.63 | 0.01 | 0
2035 | MISO_MO-IL_2_MISO_W | MISO_MO-IL | MISO_W | Internal | Shoulder | B15 | 1203 | 960 | 0 | 44.56 | 38.07 | 0.01 | 0
2035 | MISO_MO-IL_2_MISO_W | MISO_MO-IL | MISO_W | Internal | Summer | B1 | 10 | 960 | 1.48 | 85.45 | 85.44 | 0.01 | 0
2035 | MISO_MO-IL_2_MISO_W | MISO_MO-IL | MISO_W | Internal | Summer | B2 | 25 | 960 | 0.61 | 83.64 | 83.63 | 0.01 | 0
2035 | MISO_MO-IL_2_MISO_W | MISO_MO-IL | MISO_W | Internal | Summer | B3 | 75 | 960 | 638.59 | 83.78 | 83.79 | 0.01 | 0
2035 | MISO_MO-IL_2_MISO_W | MISO_MO-IL | MISO_W | Internal | Summer | B4 | 100 | 960 | 0.16 | 80.94 | 80.93 | 0.01 | 0
2035 | MISO_MO-IL_2_MISO_W | MISO_MO-IL | MISO_W | Internal | Summer | B5 | 200 | 960 | 0.08 | 79.12 | 79.11 | 0.01 | 0
2035 | MISO_MO-IL_2_MISO_W | MISO_MO-IL | MISO_W | Internal | Summer | B6 | 300 | 960 | 960 | 66.29 | 67.05 | 0.01 | 0.74
2035 | MISO_MO-IL_2_MISO_W | MISO_MO-IL | MISO_W | Internal | Summer | B7 | 400 | 960 | 0.04 | 51.51 | 51.5 | 0.01 | 0
2035 | MISO_MO-IL_2_MISO_W | MISO_MO-IL | MISO_W | Internal | Summer | B8 | 500 | 960 | 0.03 | 47.26 | 47.25 | 0.01 | 0
2035 | MISO_MO-IL_2_MISO_W | MISO_MO-IL | MISO_W | Internal | Summer | B9 | 800 | 960 | 0.02 | 44.73 | 44.71 | 0.01 | 0
2035 | MISO_MO-IL_2_MISO_W | MISO_MO-IL | MISO_W | Internal | Summer | B10 | 1262 | 960 | 0 | 40.81 | 38.69 | 0.01 | 0
2035 | MISO_MO-IL_2_MISO_W | MISO_MO-IL | MISO_W | Internal | Winter | B16 | 25 | 960 | 0 | 67.01 | 57.9 | 0.01 | 0
2035 | MISO_MO-IL_2_MISO_W | MISO_MO-IL | MISO_W | Internal | Winter | B17 | 100 | 960 | 0 | 52.74 | 51.94 | 0.01 | 0
2035 | MISO_MO-IL_2_MISO_W | MISO_MO-IL | MISO_W | Internal | Winter | B18 | 400 | 960 | 0.04 | 53.89 | 53.87 | 0.01 | 0
2035 | MISO_MO-IL_2_MISO_W | MISO_MO-IL | MISO_W | Internal | Winter | B19 | 700 | 960 | 0.02 | 50.67 | 50.66 | 0.01 | 0
2035 | MISO_MO-IL_2_MISO_W | MISO_MO-IL | MISO_W | Internal | Winter | B20 | 935 | 960 | 0 | 43.06 | 37.22 | 0.01 | 0
2035 | MISO_MO-IL_2_PJM_ROR | MISO_MO-IL | PJM_ROR | Internal | Shoulder | B11 | 25 | 1212 | 0 | 73.38 | 71.37 | 2 | 0
2035 | MISO_MO-IL_2_PJM_ROR | MISO_MO-IL | PJM_ROR | Internal | Shoulder | B12 | 200 | 1212 | 1212 | 56.6 | 59.5 | 2 | 0.9
2035 | MISO_MO-IL_2_PJM_ROR | MISO_MO-IL | PJM_ROR | Internal | Shoulder | B13 | 600 | 1212 | 0.05 | 51.24 | 53.23 | 2 | 0
2035 | MISO_MO-IL_2_PJM_ROR | MISO_MO-IL | PJM_ROR | Internal | Shoulder | B14 | 900 | 1212 | 167.38 | 48.65 | 50.65 | 2 | 0
2035 | MISO_MO-IL_2_PJM_ROR | MISO_MO-IL | PJM_ROR | Internal | Shoulder | B15 | 1203 | 1212 | 702.77 | 44.56 | 46.56 | 2 | 0
2035 | MISO_MO-IL_2_PJM_ROR | MISO_MO-IL | PJM_ROR | Internal | Summer | B1 | 10 | 1212 | 0.05 | 85.45 | 86.52 | 2 | 0
2035 | MISO_MO-IL_2_PJM_ROR | MISO_MO-IL | PJM_ROR | Internal | Summer | B2 | 25 | 1212 | 0 | 83.64 | 83.37 | 2 | 0
2035 | MISO_MO-IL_2_PJM_ROR | MISO_MO-IL | PJM_ROR | Internal | Summer | B3 | 75 | 1212 | 0 | 83.78 | 81.8 | 2 | 0
2035 | MISO_MO-IL_2_PJM_ROR | MISO_MO-IL | PJM_ROR | Internal | Summer | B4 | 100 | 1212 | 0 | 80.94 | 79.93 | 2 | 0
2035 | MISO_MO-IL_2_PJM_ROR | MISO_MO-IL | PJM_ROR | Internal | Summer | B5 | 200 | 1212 | 0 | 79.12 | 77.12 | 2 | 0
2035 | MISO_MO-IL_2_PJM_ROR | MISO_MO-IL | PJM_ROR | Internal | Summer | B6 | 300 | 1212 | 0 | 66.29 | 65.04 | 2 | 0
2035 | MISO_MO-IL_2_PJM_ROR | MISO_MO-IL | PJM_ROR | Internal | Summer | B7 | 400 | 1212 | 0 | 51.51 | 53.19 | 2 | 0
2035 | MISO_MO-IL_2_PJM_ROR | MISO_MO-IL | PJM_ROR | Internal | Summer | B8 | 500 | 1212 | 0 | 47.26 | 48.79 | 2 | 0
2035 | MISO_MO-IL_2_PJM_ROR | MISO_MO-IL | PJM_ROR | Internal | Summer | B9 | 800 | 1212 | 0 | 44.73 | 46.62 | 2 | 0
2035 | MISO_MO-IL_2_PJM_ROR | MISO_MO-IL | PJM_ROR | Internal | Summer | B10 | 1262 | 1212 | 1212 | 40.81 | 44.9 | 2 | 2.09
2035 | MISO_MO-IL_2_PJM_ROR | MISO_MO-IL | PJM_ROR | Internal | Winter | B16 | 25 | 1212 | 1211.99 | 67.01 | 70.67 | 2 | 1.66
2035 | MISO_MO-IL_2_PJM_ROR | MISO_MO-IL | PJM_ROR | Internal | Winter | B17 | 100 | 1212 | 1212 | 52.74 | 63.74 | 2 | 9
2035 | MISO_MO-IL_2_PJM_ROR | MISO_MO-IL | PJM_ROR | Internal | Winter | B18 | 400 | 1212 | 376.49 | 53.89 | 55.89 | 2 | 0
2035 | MISO_MO-IL_2_PJM_ROR | MISO_MO-IL | PJM_ROR | Internal | Winter | B19 | 700 | 1212 | 366.38 | 50.67 | 52.67 | 2 | 0
2035 | MISO_MO-IL_2_PJM_ROR | MISO_MO-IL | PJM_ROR | Internal | Winter | B20 | 935 | 1212 | 1212 | 43.06 | 48.76 | 2 | 3.71
2035 | MISO_MO-IL_2_SPP_N | MISO_MO-IL | SPP_N | Internal | Shoulder | B11 | 25 | 2000 | 0.02 | 73.38 | 80.37 | 8 | 0
2035 | MISO_MO-IL_2_SPP_N | MISO_MO-IL | SPP_N | Internal | Shoulder | B12 | 200 | 2000 | 0 | 56.6 | 58.16 | 8 | 0
2035 | MISO_MO-IL_2_SPP_N | MISO_MO-IL | SPP_N | Internal | Shoulder | B13 | 600 | 2000 | 0 | 51.24 | 55.18 | 8 | 0
2035 | MISO_MO-IL_2_SPP_N | MISO_MO-IL | SPP_N | Internal | Shoulder | B14 | 900 | 2000 | 0 | 48.65 | 53.97 | 8 | 0
2035 | MISO_MO-IL_2_SPP_N | MISO_MO-IL | SPP_N | Internal | Shoulder | B15 | 1203 | 2000 | 0 | 44.56 | 45.07 | 8 | 0
2035 | MISO_MO-IL_2_SPP_N | MISO_MO-IL | SPP_N | Internal | Summer | B1 | 10 | 2000 | 0 | 85.45 | 88.32 | 8 | 0
2035 | MISO_MO-IL_2_SPP_N | MISO_MO-IL | SPP_N | Internal | Summer | B2 | 25 | 2000 | 0 | 83.64 | 87.55 | 8 | 0
2035 | MISO_MO-IL_2_SPP_N | MISO_MO-IL | SPP_N | Internal | Summer | B3 | 75 | 2000 | 0 | 83.78 | 85.65 | 8 | 0
2035 | MISO_MO-IL_2_SPP_N | MISO_MO-IL | SPP_N | Internal | Summer | B4 | 100 | 2000 | 0 | 80.94 | 85.45 | 8 | 0
2035 | MISO_MO-IL_2_SPP_N | MISO_MO-IL | SPP_N | Internal | Summer | B5 | 200 | 2000 | 0 | 79.12 | 85.45 | 8 | 0
2035 | MISO_MO-IL_2_SPP_N | MISO_MO-IL | SPP_N | Internal | Summer | B6 | 300 | 2000 | 34.55 | 66.29 | 74.29 | 8 | 0
2035 | MISO_MO-IL_2_SPP_N | MISO_MO-IL | SPP_N | Internal | Summer | B7 | 400 | 2000 | 0 | 51.51 | 58.5 | 8 | 0
2035 | MISO_MO-IL_2_SPP_N | MISO_MO-IL | SPP_N | Internal | Summer | B8 | 500 | 2000 | 0 | 47.26 | 54.25 | 8 | 0
2035 | MISO_MO-IL_2_SPP_N | MISO_MO-IL | SPP_N | Internal | Summer | B9 | 800 | 2000 | 0 | 44.73 | 51.71 | 8 | 0
2035 | MISO_MO-IL_2_SPP_N | MISO_MO-IL | SPP_N | Internal | Summer | B10 | 1262 | 2000 | 0 | 40.81 | 45.69 | 8 | 0
2035 | MISO_MO-IL_2_SPP_N | MISO_MO-IL | SPP_N | Internal | Winter | B16 | 25 | 2000 | 0 | 67.01 | 64.9 | 8 | 0
2035 | MISO_MO-IL_2_SPP_N | MISO_MO-IL | SPP_N | Internal | Winter | B17 | 100 | 2000 | 0 | 52.74 | 58.94 | 8 | 0
2035 | MISO_MO-IL_2_SPP_N | MISO_MO-IL | SPP_N | Internal | Winter | B18 | 400 | 2000 | 0 | 53.89 | 57.01 | 8 | 0
2035 | MISO_MO-IL_2_SPP_N | MISO_MO-IL | SPP_N | Internal | Winter | B19 | 700 | 2000 | 0 | 50.67 | 55.22 | 8 | 0
2035 | MISO_MO-IL_2_SPP_N | MISO_MO-IL | SPP_N | Internal | Winter | B20 | 935 | 2000 | 0 | 43.06 | 44.22 | 8 | 0
2035 | MISO_MO-IL_2_TVA_Transmission | MISO_MO-IL | TVA_Transmission | Internal | Shoulder | B11 | 25 | 4000 | 0 | 73.38 | 77.37 | 8 | 0
2035 | MISO_MO-IL_2_TVA_Transmission | MISO_MO-IL | TVA_Transmission | Internal | Shoulder | B12 | 200 | 4000 | 0 | 56.6 | 61.74 | 8 | 0
2035 | MISO_MO-IL_2_TVA_Transmission | MISO_MO-IL | TVA_Transmission | Internal | Shoulder | B13 | 600 | 4000 | 0 | 51.24 | 56.44 | 8 | 0
2035 | MISO_MO-IL_2_TVA_Transmission | MISO_MO-IL | TVA_Transmission | Internal | Shoulder | B14 | 900 | 4000 | 0 | 48.65 | 55.51 | 8 | 0
2035 | MISO_MO-IL_2_TVA_Transmission | MISO_MO-IL | TVA_Transmission | Internal | Shoulder | B15 | 1203 | 4000 | 713.36 | 44.56 | 52.56 | 8 | 0
2035 | MISO_MO-IL_2_TVA_Transmission | MISO_MO-IL | TVA_Transmission | Internal | Summer | B1 | 10 | 4000 | 909.98 | 85.45 | 93.45 | 8 | 0
2035 | MISO_MO-IL_2_TVA_Transmission | MISO_MO-IL | TVA_Transmission | Internal | Summer | B2 | 25 | 4000 | 0.03 | 83.64 | 90.36 | 8 | 0
2035 | MISO_MO-IL_2_TVA_Transmission | MISO_MO-IL | TVA_Transmission | Internal | Summer | B3 | 75 | 4000 | 0 | 83.78 | 87.8 | 8 | 0
2035 | MISO_MO-IL_2_TVA_Transmission | MISO_MO-IL | TVA_Transmission | Internal | Summer | B4 | 100 | 4000 | 0 | 80.94 | 85.93 | 8 | 0
2035 | MISO_MO-IL_2_TVA_Transmission | MISO_MO-IL | TVA_Transmission | Internal | Summer | B5 | 200 | 4000 | 0 | 79.12 | 83.12 | 8 | 0
2035 | MISO_MO-IL_2_TVA_Transmission | MISO_MO-IL | TVA_Transmission | Internal | Summer | B6 | 300 | 4000 | 0 | 66.29 | 70.16 | 8 | 0
2035 | MISO_MO-IL_2_TVA_Transmission | MISO_MO-IL | TVA_Transmission | Internal | Summer | B7 | 400 | 4000 | 0 | 51.51 | 57.87 | 8 | 0
2035 | MISO_MO-IL_2_TVA_Transmission | MISO_MO-IL | TVA_Transmission | Internal | Summer | B8 | 500 | 4000 | 0 | 47.26 | 54.01 | 8 | 0
2035 | MISO_MO-IL_2_TVA_Transmission | MISO_MO-IL | TVA_Transmission | Internal | Summer | B9 | 800 | 4000 | 0 | 44.73 | 50.39 | 8 | 0
2035 | MISO_MO-IL_2_TVA_Transmission | MISO_MO-IL | TVA_Transmission | Internal | Summer | B10 | 1262 | 4000 | 0 | 40.81 | 45.87 | 8 | 0
2035 | MISO_MO-IL_2_TVA_Transmission | MISO_MO-IL | TVA_Transmission | Internal | Winter | B16 | 25 | 4000 | 1271.53 | 67.01 | 75.01 | 8 | 0
2035 | MISO_MO-IL_2_TVA_Transmission | MISO_MO-IL | TVA_Transmission | Internal | Winter | B17 | 100 | 4000 | 927.73 | 52.74 | 60.74 | 8 | 0
2035 | MISO_MO-IL_2_TVA_Transmission | MISO_MO-IL | TVA_Transmission | Internal | Winter | B18 | 400 | 4000 | 0 | 53.89 | 58.63 | 8 | 0
2035 | MISO_MO-IL_2_TVA_Transmission | MISO_MO-IL | TVA_Transmission | Internal | Winter | B19 | 700 | 4000 | 0 | 50.67 | 56.95 | 8 | 0
2035 | MISO_MO-IL_2_TVA_Transmission | MISO_MO-IL | TVA_Transmission | Internal | Winter | B20 | 935 | 4000 | 1724.86 | 43.06 | 51.06 | 8 | 0
2035 | MISO_W_2_IESO | MISO_W | IESO | Internal | Shoulder | B11 | 25 | 90 | 0 | 73.37 | 48.51 | 8 | 0
2035 | MISO_W_2_IESO | MISO_W | IESO | Internal | Shoulder | B12 | 200 | 90 | 0 | 56.59 | 48.51 | 8 | 0
2035 | MISO_W_2_IESO | MISO_W | IESO | Internal | Shoulder | B13 | 600 | 90 | 0 | 51.23 | 44.66 | 8 | 0
2035 | MISO_W_2_IESO | MISO_W | IESO | Internal | Shoulder | B14 | 900 | 90 | 0 | 48.63 | 44.66 | 8 | 0
2035 | MISO_W_2_IESO | MISO_W | IESO | Internal | Shoulder | B15 | 1203 | 90 | 0 | 38.07 | 44.66 | 8 | 0
2035 | MISO_W_2_IESO | MISO_W | IESO | Internal | Summer | B1 | 10 | 90 | 0 | 85.44 | 77.94 | 8 | 0
2035 | MISO_W_2_IESO | MISO_W | IESO | Internal | Summer | B2 | 25 | 90 | 0 | 83.63 | 78.38 | 8 | 0
2035 | MISO_W_2_IESO | MISO_W | IESO | Internal | Summer | B3 | 75 | 90 | 0 | 83.79 | 76.8 | 8 | 0
2035 | MISO_W_2_IESO | MISO_W | IESO | Internal | Summer | B4 | 100 | 90 | 0 | 80.93 | 56.78 | 8 | 0
2035 | MISO_W_2_IESO | MISO_W | IESO | Internal | Summer | B5 | 200 | 90 | 0 | 79.11 | 50.5 | 8 | 0
2035 | MISO_W_2_IESO | MISO_W | IESO | Internal | Summer | B6 | 300 | 90 | 0 | 67.05 | 47.68 | 8 | 0
2035 | MISO_W_2_IESO | MISO_W | IESO | Internal | Summer | B7 | 400 | 90 | 0 | 51.5 | 44.54 | 8 | 0
2035 | MISO_W_2_IESO | MISO_W | IESO | Internal | Summer | B8 | 500 | 90 | 0 | 47.25 | 42.42 | 8 | 0
2035 | MISO_W_2_IESO | MISO_W | IESO | Internal | Summer | B9 | 800 | 90 | 0 | 44.71 | 42.42 | 8 | 0
2035 | MISO_W_2_IESO | MISO_W | IESO | Internal | Summer | B10 | 1262 | 90 | 0 | 38.69 | 42.42 | 8 | 0
2035 | MISO_W_2_IESO | MISO_W | IESO | Internal | Winter | B16 | 25 | 90 | 0 | 57.9 | 50.89 | 8 | 0
2035 | MISO_W_2_IESO | MISO_W | IESO | Internal | Winter | B17 | 100 | 90 | 0 | 51.94 | 50.89 | 8 | 0
2035 | MISO_W_2_IESO | MISO_W | IESO | Internal | Winter | B18 | 400 | 90 | 0 | 53.87 | 46.91 | 8 | 0
2035 | MISO_W_2_IESO | MISO_W | IESO | Internal | Winter | B19 | 700 | 90 | 0 | 50.66 | 46.91 | 8 | 0
2035 | MISO_W_2_IESO | MISO_W | IESO | Internal | Winter | B20 | 935 | 90 | 90 | 37.22 | 46.91 | 8 | 1.69
2035 | MISO_W_2_MAPP_CA | MISO_W | MAPP_CA | Internal | Shoulder | B11 | 25 | 700 | 0 | 73.37 | 59.37 | 0.01 | 0
2035 | MISO_W_2_MAPP_CA | MISO_W | MAPP_CA | Internal | Shoulder | B12 | 200 | 700 | 0.08 | 56.59 | 56.58 | 0.01 | 0
2035 | MISO_W_2_MAPP_CA | MISO_W | MAPP_CA | Internal | Shoulder | B13 | 600 | 700 | 0.03 | 51.23 | 51.22 | 0.01 | 0
2035 | MISO_W_2_MAPP_CA | MISO_W | MAPP_CA | Internal | Shoulder | B14 | 900 | 700 | 700 | 48.63 | 50.82 | 0.01 | 2.17
2035 | MISO_W_2_MAPP_CA | MISO_W | MAPP_CA | Internal | Shoulder | B15 | 1203 | 700 | 700 | 38.07 | 50.82 | 0.01 | 12.74
2035 | MISO_W_2_MAPP_CA | MISO_W | MAPP_CA | Internal | Summer | B1 | 10 | 700 | 0.02 | 85.44 | 83.62 | 0.01 | 0
2035 | MISO_W_2_MAPP_CA | MISO_W | MAPP_CA | Internal | Summer | B2 | 25 | 700 | 0.58 | 83.63 | 83.62 | 0.01 | 0
2035 | MISO_W_2_MAPP_CA | MISO_W | MAPP_CA | Internal | Summer | B3 | 75 | 700 | 0.19 | 83.79 | 83.78 | 0.01 | 0
2035 | MISO_W_2_MAPP_CA | MISO_W | MAPP_CA | Internal | Summer | B4 | 100 | 700 | 0.15 | 80.93 | 80.92 | 0.01 | 0
2035 | MISO_W_2_MAPP_CA | MISO_W | MAPP_CA | Internal | Summer | B5 | 200 | 700 | 0.06 | 79.11 | 79.1 | 0.01 | 0
2035 | MISO_W_2_MAPP_CA | MISO_W | MAPP_CA | Internal | Summer | B6 | 300 | 700 | 0 | 67.05 | 56.01 | 0.01 | 0
2035 | MISO_W_2_MAPP_CA | MISO_W | MAPP_CA | Internal | Summer | B7 | 400 | 700 | 0.04 | 51.5 | 51.49 | 0.01 | 0
2035 | MISO_W_2_MAPP_CA | MISO_W | MAPP_CA | Internal | Summer | B8 | 500 | 700 | 700 | 47.25 | 49.31 | 0.01 | 2.05
2035 | MISO_W_2_MAPP_CA | MISO_W | MAPP_CA | Internal | Summer | B9 | 800 | 700 | 700 | 44.71 | 49.31 | 0.01 | 4.59
2035 | MISO_W_2_MAPP_CA | MISO_W | MAPP_CA | Internal | Summer | B10 | 1262 | 700 | 700 | 38.69 | 49.31 | 0.01 | 10.61
2035 | MISO_W_2_MAPP_CA | MISO_W | MAPP_CA | Internal | Winter | B16 | 25 | 700 | 0.63 | 57.9 | 57.89 | 0.01 | 0
2035 | MISO_W_2_MAPP_CA | MISO_W | MAPP_CA | Internal | Winter | B17 | 100 | 700 | 700 | 51.94 | 54.99 | 0.01 | 3.04
2035 | MISO_W_2_MAPP_CA | MISO_W | MAPP_CA | Internal | Winter | B18 | 400 | 700 | 700 | 53.87 | 54.99 | 0.01 | 1.11
2035 | MISO_W_2_MAPP_CA | MISO_W | MAPP_CA | Internal | Winter | B19 | 700 | 700 | 700 | 50.66 | 54.99 | 0.01 | 4.32
2035 | MISO_W_2_MAPP_CA | MISO_W | MAPP_CA | Internal | Winter | B20 | 935 | 700 | 700 | 37.22 | 54.99 | 0.01 | 17.76
2035 | MISO_W_2_MAPP_US | MISO_W | MAPP_US | Internal | Shoulder | B11 | 25 | 2300 | 0 | 73.37 | 66.37 | 7 | 0
2035 | MISO_W_2_MAPP_US | MISO_W | MAPP_US | Internal | Shoulder | B12 | 200 | 2300 | 0 | 56.59 | 51.15 | 7 | 0
2035 | MISO_W_2_MAPP_US | MISO_W | MAPP_US | Internal | Shoulder | B13 | 600 | 2300 | 0 | 51.23 | 46.96 | 7 | 0
2035 | MISO_W_2_MAPP_US | MISO_W | MAPP_US | Internal | Shoulder | B14 | 900 | 2300 | 0 | 48.63 | 46.96 | 7 | 0
2035 | MISO_W_2_MAPP_US | MISO_W | MAPP_US | Internal | Shoulder | B15 | 1203 | 2300 | 0 | 38.07 | 37.99 | 7 | 0
2035 | MISO_W_2_MAPP_US | MISO_W | MAPP_US | Internal | Summer | B1 | 10 | 2300 | 0 | 85.44 | 80.53 | 7 | 0
2035 | MISO_W_2_MAPP_US | MISO_W | MAPP_US | Internal | Summer | B2 | 25 | 2300 | 0 | 83.63 | 80.53 | 7 | 0
2035 | MISO_W_2_MAPP_US | MISO_W | MAPP_US | Internal | Summer | B3 | 75 | 2300 | 0 | 83.79 | 78.64 | 7 | 0
2035 | MISO_W_2_MAPP_US | MISO_W | MAPP_US | Internal | Summer | B4 | 100 | 2300 | 0 | 80.93 | 78.43 | 7 | 0
2035 | MISO_W_2_MAPP_US | MISO_W | MAPP_US | Internal | Summer | B5 | 200 | 2300 | 0 | 79.11 | 75.38 | 7 | 0
2035 | MISO_W_2_MAPP_US | MISO_W | MAPP_US | Internal | Summer | B6 | 300 | 2300 | 0 | 67.05 | 60.05 | 7 | 0
2035 | MISO_W_2_MAPP_US | MISO_W | MAPP_US | Internal | Summer | B7 | 400 | 2300 | 0 | 51.5 | 49.06 | 7 | 0
2035 | MISO_W_2_MAPP_US | MISO_W | MAPP_US | Internal | Summer | B8 | 500 | 2300 | 0 | 47.25 | 42 | 7 | 0
2035 | MISO_W_2_MAPP_US | MISO_W | MAPP_US | Internal | Summer | B9 | 800 | 2300 | 0 | 44.71 | 42 | 7 | 0
2035 | MISO_W_2_MAPP_US | MISO_W | MAPP_US | Internal | Summer | B10 | 1262 | 2300 | 0 | 38.69 | 31.69 | 7 | 0
2035 | MISO_W_2_MAPP_US | MISO_W | MAPP_US | Internal | Winter | B16 | 25 | 2300 | 0 | 57.9 | 57.85 | 7 | 0
2035 | MISO_W_2_MAPP_US | MISO_W | MAPP_US | Internal | Winter | B17 | 100 | 2300 | 0 | 51.94 | 51.93 | 7 | 0
2035 | MISO_W_2_MAPP_US | MISO_W | MAPP_US | Internal | Winter | B18 | 400 | 2300 | 0 | 53.87 | 48.21 | 7 | 0
2035 | MISO_W_2_MAPP_US | MISO_W | MAPP_US | Internal | Winter | B19 | 700 | 2300 | 0 | 50.66 | 48.21 | 7 | 0
2035 | MISO_W_2_MAPP_US | MISO_W | MAPP_US | Internal | Winter | B20 | 935 | 2300 | 0 | 37.22 | 37.21 | 7 | 0
2035 | MISO_W_2_MISO_MO-IL | MISO_W | MISO_MO-IL | Internal | Shoulder | B11 | 25 | 3800 | 783.59 | 73.37 | 73.38 | 0.01 | 0
2035 | MISO_W_2_MISO_MO-IL | MISO_W | MISO_MO-IL | Internal | Shoulder | B12 | 200 | 3800 | 3470.31 | 56.59 | 56.6 | 0.01 | 0
2035 | MISO_W_2_MISO_MO-IL | MISO_W | MISO_MO-IL | Internal | Shoulder | B13 | 600 | 3800 | 2313.6 | 51.23 | 51.24 | 0.01 | 0
2035 | MISO_W_2_MISO_MO-IL | MISO_W | MISO_MO-IL | Internal | Shoulder | B14 | 900 | 3800 | 1724.21 | 48.63 | 48.65 | 0.01 | 0
2035 | MISO_W_2_MISO_MO-IL | MISO_W | MISO_MO-IL | Internal | Shoulder | B15 | 1203 | 3800 | 3800 | 38.07 | 44.56 | 0.01 | 6.48
2035 | MISO_W_2_MISO_MO-IL | MISO_W | MISO_MO-IL | Internal | Summer | B1 | 10 | 3800 | 1914.8 | 85.44 | 85.45 | 0.01 | 0
2035 | MISO_W_2_MISO_MO-IL | MISO_W | MISO_MO-IL | Internal | Summer | B2 | 25 | 3800 | 1378.33 | 83.63 | 83.64 | 0.01 | 0
2035 | MISO_W_2_MISO_MO-IL | MISO_W | MISO_MO-IL | Internal | Summer | B3 | 75 | 3800 | 0.21 | 83.79 | 83.78 | 0.01 | 0
2035 | MISO_W_2_MISO_MO-IL | MISO_W | MISO_MO-IL | Internal | Summer | B4 | 100 | 3800 | 819.72 | 80.93 | 80.94 | 0.01 | 0
2035 | MISO_W_2_MISO_MO-IL | MISO_W | MISO_MO-IL | Internal | Summer | B5 | 200 | 3800 | 108.47 | 79.11 | 79.12 | 0.01 | 0
2035 | MISO_W_2_MISO_MO-IL | MISO_W | MISO_MO-IL | Internal | Summer | B6 | 300 | 3800 | 0 | 67.05 | 66.29 | 0.01 | 0
2035 | MISO_W_2_MISO_MO-IL | MISO_W | MISO_MO-IL | Internal | Summer | B7 | 400 | 3800 | 774.96 | 51.5 | 51.51 | 0.01 | 0
2035 | MISO_W_2_MISO_MO-IL | MISO_W | MISO_MO-IL | Internal | Summer | B8 | 500 | 3800 | 995.9 | 47.25 | 47.26 | 0.01 | 0
2035 | MISO_W_2_MISO_MO-IL | MISO_W | MISO_MO-IL | Internal | Summer | B9 | 800 | 3800 | 1375.58 | 44.71 | 44.73 | 0.01 | 0
2035 | MISO_W_2_MISO_MO-IL | MISO_W | MISO_MO-IL | Internal | Summer | B10 | 1262 | 3800 | 3800 | 38.69 | 40.81 | 0.01 | 2.11
2035 | MISO_W_2_MISO_MO-IL | MISO_W | MISO_MO-IL | Internal | Winter | B16 | 25 | 3800 | 3800 | 57.9 | 67.01 | 0.01 | 9.1
2035 | MISO_W_2_MISO_MO-IL | MISO_W | MISO_MO-IL | Internal | Winter | B17 | 100 | 3800 | 3800 | 51.94 | 52.74 | 0.01 | 0.79
2035 | MISO_W_2_MISO_MO-IL | MISO_W | MISO_MO-IL | Internal | Winter | B18 | 400 | 3800 | 1175.7 | 53.87 | 53.89 | 0.01 | 0
2035 | MISO_W_2_MISO_MO-IL | MISO_W | MISO_MO-IL | Internal | Winter | B19 | 700 | 3800 | 904.06 | 50.66 | 50.67 | 0.01 | 0
2035 | MISO_W_2_MISO_MO-IL | MISO_W | MISO_MO-IL | Internal | Winter | B20 | 935 | 3800 | 3800 | 37.22 | 43.06 | 0.01 | 5.83
2035 | MISO_W_2_MISO_WUMS | MISO_W | MISO_WUMS | Internal | Shoulder | B11 | 25 | 1629 | 1.3 | 73.37 | 73.37 | 0.01 | 0
2035 | MISO_W_2_MISO_WUMS | MISO_W | MISO_WUMS | Internal | Shoulder | B12 | 200 | 1629 | 1629 | 56.59 | 57.5 | 0.01 | 0.9
2035 | MISO_W_2_MISO_WUMS | MISO_W | MISO_WUMS | Internal | Shoulder | B13 | 600 | 1629 | 904.99 | 51.23 | 51.24 | 0.01 | 0
2035 | MISO_W_2_MISO_WUMS | MISO_W | MISO_WUMS | Internal | Shoulder | B14 | 900 | 1629 | 1629 | 48.63 | 50.57 | 0.01 | 1.92
2035 | MISO_W_2_MISO_WUMS | MISO_W | MISO_WUMS | Internal | Shoulder | B15 | 1203 | 1629 | 1629 | 38.07 | 46.49 | 0.01 | 8.41
2035 | MISO_W_2_MISO_WUMS | MISO_W | MISO_WUMS | Internal | Summer | B1 | 10 | 1629 | 0 | 85.44 | 79.65 | 0.01 | 0
2035 | MISO_W_2_MISO_WUMS | MISO_W | MISO_WUMS | Internal | Summer | B2 | 25 | 1629 | 0 | 83.63 | 79.65 | 0.01 | 0
2035 | MISO_W_2_MISO_WUMS | MISO_W | MISO_WUMS | Internal | Summer | B3 | 75 | 1629 | 0 | 83.79 | 79.65 | 0.01 | 0
2035 | MISO_W_2_MISO_WUMS | MISO_W | MISO_WUMS | Internal | Summer | B4 | 100 | 1629 | 0 | 80.93 | 79.65 | 0.01 | 0
2035 | MISO_W_2_MISO_WUMS | MISO_W | MISO_WUMS | Internal | Summer | B5 | 200 | 1629 | 89.05 | 79.11 | 79.12 | 0.01 | 0
2035 | MISO_W_2_MISO_WUMS | MISO_W | MISO_WUMS | Internal | Summer | B6 | 300 | 1629 | 0.05 | 67.05 | 67.04 | 0.01 | 0
2035 | MISO_W_2_MISO_WUMS | MISO_W | MISO_WUMS | Internal | Summer | B7 | 400 | 1629 | 345.93 | 51.5 | 51.51 | 0.01 | 0
2035 | MISO_W_2_MISO_WUMS | MISO_W | MISO_WUMS | Internal | Summer | B8 | 500 | 1629 | 1629 | 47.25 | 48.82 | 0.01 | 1.56
2035 | MISO_W_2_MISO_WUMS | MISO_W | MISO_WUMS | Internal | Summer | B9 | 800 | 1629 | 1629 | 44.71 | 46.82 | 0.01 | 2.1
2035 | MISO_W_2_MISO_WUMS | MISO_W | MISO_WUMS | Internal | Summer | B10 | 1262 | 1629 | 1629 | 38.69 | 44.93 | 0.01 | 6.23
2035 | MISO_W_2_MISO_WUMS | MISO_W | MISO_WUMS | Internal | Winter | B16 | 25 | 1629 | 1629 | 57.9 | 72.67 | 0.01 | 14.75
2035 | MISO_W_2_MISO_WUMS | MISO_W | MISO_WUMS | Internal | Winter | B17 | 100 | 1629 | 1629 | 51.94 | 61.74 | 0.01 | 9.79
2035 | MISO_W_2_MISO_WUMS | MISO_W | MISO_WUMS | Internal | Winter | B18 | 400 | 1629 | 1528.04 | 53.87 | 53.89 | 0.01 | 0
2035 | MISO_W_2_MISO_WUMS | MISO_W | MISO_WUMS | Internal | Winter | B19 | 700 | 1629 | 1629 | 50.66 | 53.89 | 0.01 | 3.21
2035 | MISO_W_2_MISO_WUMS | MISO_W | MISO_WUMS | Internal | Winter | B20 | 935 | 1629 | 1629 | 37.22 | 49.46 | 0.01 | 12.23
2035 | MISO_W_2_NE | MISO_W | NE | Internal | Shoulder | B11 | 25 | 2800 | 0 | 73.37 | 73.37 | 7 | 0
2035 | MISO_W_2_NE | MISO_W | NE | Internal | Shoulder | B12 | 200 | 2800 | 0 | 56.59 | 58.15 | 7 | 0
2035 | MISO_W_2_NE | MISO_W | NE | Internal | Shoulder | B13 | 600 | 2800 | 0 | 51.23 | 53.96 | 7 | 0
2035 | MISO_W_2_NE | MISO_W | NE | Internal | Shoulder | B14 | 900 | 2800 | 0 | 48.63 | 53.96 | 7 | 0
2035 | MISO_W_2_NE | MISO_W | NE | Internal | Shoulder | B15 | 1203 | 2800 | 0 | 38.07 | 44.99 | 7 | 0
2035 | MISO_W_2_NE | MISO_W | NE | Internal | Summer | B1 | 10 | 2800 | 0 | 85.44 | 87.53 | 7 | 0
2035 | MISO_W_2_NE | MISO_W | NE | Internal | Summer | B2 | 25 | 2800 | 0 | 83.63 | 87.53 | 7 | 0
2035 | MISO_W_2_NE | MISO_W | NE | Internal | Summer | B3 | 75 | 2800 | 0 | 83.79 | 85.64 | 7 | 0
2035 | MISO_W_2_NE | MISO_W | NE | Internal | Summer | B4 | 100 | 2800 | 0 | 80.93 | 85.43 | 7 | 0
2035 | MISO_W_2_NE | MISO_W | NE | Internal | Summer | B5 | 200 | 2800 | 0 | 79.11 | 82.38 | 7 | 0
2035 | MISO_W_2_NE | MISO_W | NE | Internal | Summer | B6 | 300 | 2800 | 0 | 67.05 | 67.05 | 7 | 0
2035 | MISO_W_2_NE | MISO_W | NE | Internal | Summer | B7 | 400 | 2800 | 0 | 51.5 | 56.06 | 7 | 0
2035 | MISO_W_2_NE | MISO_W | NE | Internal | Summer | B8 | 500 | 2800 | 0 | 47.25 | 49 | 7 | 0
2035 | MISO_W_2_NE | MISO_W | NE | Internal | Summer | B9 | 800 | 2800 | 0 | 44.71 | 49 | 7 | 0
2035 | MISO_W_2_NE | MISO_W | NE | Internal | Summer | B10 | 1262 | 2800 | 0 | 38.69 | 38.69 | 7 | 0
2035 | MISO_W_2_NE | MISO_W | NE | Internal | Winter | B16 | 25 | 2800 | 0.27 | 57.9 | 64.85 | 7 | 0
2035 | MISO_W_2_NE | MISO_W | NE | Internal | Winter | B17 | 100 | 2800 | 0.28 | 51.94 | 58.93 | 7 | 0
2035 | MISO_W_2_NE | MISO_W | NE | Internal | Winter | B18 | 400 | 2800 | 0 | 53.87 | 55.21 | 7 | 0
2035 | MISO_W_2_NE | MISO_W | NE | Internal | Winter | B19 | 700 | 2800 | 0 | 50.66 | 55.21 | 7 | 0
2035 | MISO_W_2_NE | MISO_W | NE | Internal | Winter | B20 | 935 | 2800 | 0.03 | 37.22 | 44.21 | 7 | 0
2035 | MISO_W_2_PJM_ROR | MISO_W | PJM_ROR | Internal | Shoulder | B11 | 25 | 773 | 0 | 73.37 | 71.37 | 2 | 0
2035 | MISO_W_2_PJM_ROR | MISO_W | PJM_ROR | Internal | Shoulder | B12 | 200 | 773 | 773 | 56.59 | 59.5 | 2 | 0.91
2035 | MISO_W_2_PJM_ROR | MISO_W | PJM_ROR | Internal | Shoulder | B13 | 600 | 773 | 329.93 | 51.23 | 53.23 | 2 | 0
2035 | MISO_W_2_PJM_ROR | MISO_W | PJM_ROR | Internal | Shoulder | B14 | 900 | 773 | 772.96 | 48.63 | 50.65 | 2 | 0.01
2035 | MISO_W_2_PJM_ROR | MISO_W | PJM_ROR | Internal | Shoulder | B15 | 1203 | 773 | 773 | 38.07 | 46.56 | 2 | 6.5
2035 | MISO_W_2_PJM_ROR | MISO_W | PJM_ROR | Internal | Summer | B1 | 10 | 773 | 0.05 | 85.44 | 86.52 | 2 | 0
2035 | MISO_W_2_PJM_ROR | MISO_W | PJM_ROR | Internal | Summer | B2 | 25 | 773 | 0 | 83.63 | 83.37 | 2 | 0
2035 | MISO_W_2_PJM_ROR | MISO_W | PJM_ROR | Internal | Summer | B3 | 75 | 773 | 0 | 83.79 | 81.8 | 2 | 0
2035 | MISO_W_2_PJM_ROR | MISO_W | PJM_ROR | Internal | Summer | B4 | 100 | 773 | 0 | 80.93 | 79.93 | 2 | 0
2035 | MISO_W_2_PJM_ROR | MISO_W | PJM_ROR | Internal | Summer | B5 | 200 | 773 | 0 | 79.11 | 77.12 | 2 | 0
2035 | MISO_W_2_PJM_ROR | MISO_W | PJM_ROR | Internal | Summer | B6 | 300 | 773 | 0 | 67.05 | 65.04 | 2 | 0
2035 | MISO_W_2_PJM_ROR | MISO_W | PJM_ROR | Internal | Summer | B7 | 400 | 773 | 0 | 51.5 | 53.19 | 2 | 0
2035 | MISO_W_2_PJM_ROR | MISO_W | PJM_ROR | Internal | Summer | B8 | 500 | 773 | 0 | 47.25 | 48.79 | 2 | 0
2035 | MISO_W_2_PJM_ROR | MISO_W | PJM_ROR | Internal | Summer | B9 | 800 | 773 | 0 | 44.71 | 46.62 | 2 | 0
2035 | MISO_W_2_PJM_ROR | MISO_W | PJM_ROR | Internal | Summer | B10 | 1262 | 773 | 773 | 38.69 | 44.9 | 2 | 4.22
2035 | MISO_W_2_PJM_ROR | MISO_W | PJM_ROR | Internal | Winter | B16 | 25 | 773 | 773 | 57.9 | 70.67 | 2 | 10.77
2035 | MISO_W_2_PJM_ROR | MISO_W | PJM_ROR | Internal | Winter | B17 | 100 | 773 | 773 | 51.94 | 63.74 | 2 | 9.8
2035 | MISO_W_2_PJM_ROR | MISO_W | PJM_ROR | Internal | Winter | B18 | 400 | 773 | 772.92 | 53.87 | 55.89 | 2 | 0.01
2035 | MISO_W_2_PJM_ROR | MISO_W | PJM_ROR | Internal | Winter | B19 | 700 | 773 | 772.95 | 50.66 | 52.67 | 2 | 0.01
2035 | MISO_W_2_PJM_ROR | MISO_W | PJM_ROR | Internal | Winter | B20 | 935 | 773 | 773 | 37.22 | 48.76 | 2 | 9.55
2035 | MISO_W_2_SPP_N | MISO_W | SPP_N | Internal | Shoulder | B11 | 25 | 3200 | 2827.94 | 73.37 | 80.37 | 7 | 0
2035 | MISO_W_2_SPP_N | MISO_W | SPP_N | Internal | Shoulder | B12 | 200 | 3200 | 0 | 56.59 | 58.16 | 7 | 0
2035 | MISO_W_2_SPP_N | MISO_W | SPP_N | Internal | Shoulder | B13 | 600 | 3200 | 0 | 51.23 | 55.18 | 7 | 0
2035 | MISO_W_2_SPP_N | MISO_W | SPP_N | Internal | Shoulder | B14 | 900 | 3200 | 0 | 48.63 | 53.97 | 7 | 0
2035 | MISO_W_2_SPP_N | MISO_W | SPP_N | Internal | Shoulder | B15 | 1203 | 3200 | 415.87 | 38.07 | 45.07 | 7 | 0
2035 | MISO_W_2_SPP_N | MISO_W | SPP_N | Internal | Summer | B1 | 10 | 3200 | 0 | 85.44 | 88.32 | 7 | 0
2035 | MISO_W_2_SPP_N | MISO_W | SPP_N | Internal | Summer | B2 | 25 | 3200 | 0 | 83.63 | 87.55 | 7 | 0
2035 | MISO_W_2_SPP_N | MISO_W | SPP_N | Internal | Summer | B3 | 75 | 3200 | 0 | 83.79 | 85.65 | 7 | 0
2035 | MISO_W_2_SPP_N | MISO_W | SPP_N | Internal | Summer | B4 | 100 | 3200 | 0 | 80.93 | 85.45 | 7 | 0
2035 | MISO_W_2_SPP_N | MISO_W | SPP_N | Internal | Summer | B5 | 200 | 3200 | 0 | 79.11 | 85.45 | 7 | 0
2035 | MISO_W_2_SPP_N | MISO_W | SPP_N | Internal | Summer | B6 | 300 | 3200 | 3199.99 | 67.05 | 74.29 | 7 | 0.24
2035 | MISO_W_2_SPP_N | MISO_W | SPP_N | Internal | Summer | B7 | 400 | 3200 | 1410.4 | 51.5 | 58.5 | 7 | 0
2035 | MISO_W_2_SPP_N | MISO_W | SPP_N | Internal | Summer | B8 | 500 | 3200 | 44.86 | 47.25 | 54.25 | 7 | 0
2035 | MISO_W_2_SPP_N | MISO_W | SPP_N | Internal | Summer | B9 | 800 | 3200 | 961.81 | 44.71 | 51.71 | 7 | 0
2035 | MISO_W_2_SPP_N | MISO_W | SPP_N | Internal | Summer | B10 | 1262 | 3200 | 1993.14 | 38.69 | 45.69 | 7 | 0
2035 | MISO_W_2_SPP_N | MISO_W | SPP_N | Internal | Winter | B16 | 25 | 3200 | 2905.38 | 57.9 | 64.9 | 7 | 0
2035 | MISO_W_2_SPP_N | MISO_W | SPP_N | Internal | Winter | B17 | 100 | 3200 | 80.74 | 51.94 | 58.94 | 7 | 0
2035 | MISO_W_2_SPP_N | MISO_W | SPP_N | Internal | Winter | B18 | 400 | 3200 | 0 | 53.87 | 57.01 | 7 | 0
2035 | MISO_W_2_SPP_N | MISO_W | SPP_N | Internal | Winter | B19 | 700 | 3200 | 0 | 50.66 | 55.22 | 7 | 0
2035 | MISO_W_2_SPP_N | MISO_W | SPP_N | Internal | Winter | B20 | 935 | 3200 | 395.55 | 37.22 | 44.22 | 7 | 0
2035 | MISO_WUMS_2_MISO_MI | MISO_WUMS | MISO_MI | Internal | Shoulder | B11 | 25 | 99 | 1.03 | 73.37 | 73.37 | 0.01 | 0
2035 | MISO_WUMS_2_MISO_MI | MISO_WUMS | MISO_MI | Internal | Shoulder | B12 | 200 | 99 | 99 | 57.5 | 61.5 | 0.01 | 3.99
2035 | MISO_WUMS_2_MISO_MI | MISO_WUMS | MISO_MI | Internal | Shoulder | B13 | 600 | 99 | 99 | 51.24 | 53.89 | 0.01 | 2.64
2035 | MISO_WUMS_2_MISO_MI | MISO_WUMS | MISO_MI | Internal | Shoulder | B14 | 900 | 99 | 99 | 50.57 | 51.66 | 0.01 | 1.08
2035 | MISO_WUMS_2_MISO_MI | MISO_WUMS | MISO_MI | Internal | Shoulder | B15 | 1203 | 99 | 99 | 46.49 | 47.32 | 0.01 | 0.81
2035 | MISO_WUMS_2_MISO_MI | MISO_WUMS | MISO_MI | Internal | Summer | B1 | 10 | 99 | 98.99 | 79.65 | 85.45 | 0.01 | 5.79
2035 | MISO_WUMS_2_MISO_MI | MISO_WUMS | MISO_MI | Internal | Summer | B2 | 25 | 99 | 99 | 79.65 | 85.38 | 0.01 | 5.72
2035 | MISO_WUMS_2_MISO_MI | MISO_WUMS | MISO_MI | Internal | Summer | B3 | 75 | 99 | 99 | 79.65 | 83.8 | 0.01 | 4.14
2035 | MISO_WUMS_2_MISO_MI | MISO_WUMS | MISO_MI | Internal | Summer | B4 | 100 | 99 | 99 | 79.65 | 80.92 | 0.01 | 1.25
2035 | MISO_WUMS_2_MISO_MI | MISO_WUMS | MISO_MI | Internal | Summer | B5 | 200 | 99 | 0.15 | 79.12 | 79.12 | 0.01 | 0
2035 | MISO_WUMS_2_MISO_MI | MISO_WUMS | MISO_MI | Internal | Summer | B6 | 300 | 99 | 0 | 67.04 | 66.27 | 0.01 | 0
2035 | MISO_WUMS_2_MISO_MI | MISO_WUMS | MISO_MI | Internal | Summer | B7 | 400 | 99 | 98.92 | 51.51 | 51.54 | 0.01 | 0.01
2035 | MISO_WUMS_2_MISO_MI | MISO_WUMS | MISO_MI | Internal | Summer | B8 | 500 | 99 | 99 | 48.82 | 49.36 | 0.01 | 0.52
2035 | MISO_WUMS_2_MISO_MI | MISO_WUMS | MISO_MI | Internal | Summer | B9 | 800 | 99 | 0 | 46.82 | 45.17 | 0.01 | 0
2035 | MISO_WUMS_2_MISO_MI | MISO_WUMS | MISO_MI | Internal | Summer | B10 | 1262 | 99 | 99 | 44.93 | 45.17 | 0.01 | 0.23
2035 | MISO_WUMS_2_MISO_MI | MISO_WUMS | MISO_MI | Internal | Winter | B16 | 25 | 99 | 0.96 | 72.67 | 72.67 | 0.01 | 0
2035 | MISO_WUMS_2_MISO_MI | MISO_WUMS | MISO_MI | Internal | Winter | B17 | 100 | 99 | 52.65 | 61.74 | 61.75 | 0.01 | 0
2035 | MISO_WUMS_2_MISO_MI | MISO_WUMS | MISO_MI | Internal | Winter | B18 | 400 | 99 | 98.92 | 53.89 | 53.91 | 0.01 | 0.01
2035 | MISO_WUMS_2_MISO_MI | MISO_WUMS | MISO_MI | Internal | Winter | B19 | 700 | 99 | 0 | 53.89 | 53.28 | 0.01 | 0
2035 | MISO_WUMS_2_MISO_MI | MISO_WUMS | MISO_MI | Internal | Winter | B20 | 935 | 99 | 0 | 49.46 | 46.76 | 0.01 | 0
2035 | MISO_WUMS_2_MISO_W | MISO_WUMS | MISO_W | Internal | Shoulder | B11 | 25 | 1137 | 1.14 | 73.37 | 73.37 | 0.01 | 0
2035 | MISO_WUMS_2_MISO_W | MISO_WUMS | MISO_W | Internal | Shoulder | B12 | 200 | 1137 | 0 | 57.5 | 56.59 | 0.01 | 0
2035 | MISO_WUMS_2_MISO_W | MISO_WUMS | MISO_W | Internal | Shoulder | B13 | 600 | 1137 | 0.03 | 51.24 | 51.23 | 0.01 | 0
2035 | MISO_WUMS_2_MISO_W | MISO_WUMS | MISO_W | Internal | Shoulder | B14 | 900 | 1137 | 0 | 50.57 | 48.63 | 0.01 | 0
2035 | MISO_WUMS_2_MISO_W | MISO_WUMS | MISO_W | Internal | Shoulder | B15 | 1203 | 1137 | 0 | 46.49 | 38.07 | 0.01 | 0
2035 | MISO_WUMS_2_MISO_W | MISO_WUMS | MISO_W | Internal | Summer | B1 | 10 | 1137 | 1136.99 | 79.65 | 85.44 | 0.01 | 5.78
2035 | MISO_WUMS_2_MISO_W | MISO_WUMS | MISO_W | Internal | Summer | B2 | 25 | 1137 | 1137 | 79.65 | 83.63 | 0.01 | 3.96
2035 | MISO_WUMS_2_MISO_W | MISO_WUMS | MISO_W | Internal | Summer | B3 | 75 | 1137 | 1137 | 79.65 | 83.79 | 0.01 | 4.13
2035 | MISO_WUMS_2_MISO_W | MISO_WUMS | MISO_W | Internal | Summer | B4 | 100 | 1137 | 1137 | 79.65 | 80.93 | 0.01 | 1.27
2035 | MISO_WUMS_2_MISO_W | MISO_WUMS | MISO_W | Internal | Summer | B5 | 200 | 1137 | 0.08 | 79.12 | 79.11 | 0.01 | 0
2035 | MISO_WUMS_2_MISO_W | MISO_WUMS | MISO_W | Internal | Summer | B6 | 300 | 1137 | 344.89 | 67.04 | 67.05 | 0.01 | 0
2035 | MISO_WUMS_2_MISO_W | MISO_WUMS | MISO_W | Internal | Summer | B7 | 400 | 1137 | 0.04 | 51.51 | 51.5 | 0.01 | 0
2035 | MISO_WUMS_2_MISO_W | MISO_WUMS | MISO_W | Internal | Summer | B8 | 500 | 1137 | 0 | 48.82 | 47.25 | 0.01 | 0
2035 | MISO_WUMS_2_MISO_W | MISO_WUMS | MISO_W | Internal | Summer | B9 | 800 | 1137 | 0 | 46.82 | 44.71 | 0.01 | 0
2035 | MISO_WUMS_2_MISO_W | MISO_WUMS | MISO_W | Internal | Summer | B10 | 1262 | 1137 | 0 | 44.93 | 38.69 | 0.01 | 0
2035 | MISO_WUMS_2_MISO_W | MISO_WUMS | MISO_W | Internal | Winter | B16 | 25 | 1137 | 0 | 72.67 | 57.9 | 0.01 | 0
2035 | MISO_WUMS_2_MISO_W | MISO_WUMS | MISO_W | Internal | Winter | B17 | 100 | 1137 | 0 | 61.74 | 51.94 | 0.01 | 0
2035 | MISO_WUMS_2_MISO_W | MISO_WUMS | MISO_W | Internal | Winter | B18 | 400 | 1137 | 0.04 | 53.89 | 53.87 | 0.01 | 0
2035 | MISO_WUMS_2_MISO_W | MISO_WUMS | MISO_W | Internal | Winter | B19 | 700 | 1137 | 0 | 53.89 | 50.66 | 0.01 | 0
2035 | MISO_WUMS_2_MISO_W | MISO_WUMS | MISO_W | Internal | Winter | B20 | 935 | 1137 | 0 | 49.46 | 37.22 | 0.01 | 0
2035 | MISO_WUMS_2_PJM_ROR | MISO_WUMS | PJM_ROR | Internal | Shoulder | B11 | 25 | 1600 | 0 | 73.37 | 71.37 | 2 | 0
2035 | MISO_WUMS_2_PJM_ROR | MISO_WUMS | PJM_ROR | Internal | Shoulder | B12 | 200 | 1600 | 617.46 | 57.5 | 59.5 | 2 | 0
2035 | MISO_WUMS_2_PJM_ROR | MISO_WUMS | PJM_ROR | Internal | Shoulder | B13 | 600 | 1600 | 0.05 | 51.24 | 53.23 | 2 | 0
2035 | MISO_WUMS_2_PJM_ROR | MISO_WUMS | PJM_ROR | Internal | Shoulder | B14 | 900 | 1600 | 0 | 50.57 | 50.65 | 2 | 0
2035 | MISO_WUMS_2_PJM_ROR | MISO_WUMS | PJM_ROR | Internal | Shoulder | B15 | 1203 | 1600 | 0 | 46.49 | 46.56 | 2 | 0
2035 | MISO_WUMS_2_PJM_ROR | MISO_WUMS | PJM_ROR | Internal | Summer | B1 | 10 | 1600 | 1599.99 | 79.65 | 86.52 | 2 | 4.87
2035 | MISO_WUMS_2_PJM_ROR | MISO_WUMS | PJM_ROR | Internal | Summer | B2 | 25 | 1600 | 1599.99 | 79.65 | 83.37 | 2 | 1.72
2035 | MISO_WUMS_2_PJM_ROR | MISO_WUMS | PJM_ROR | Internal | Summer | B3 | 75 | 1600 | 1599.97 | 79.65 | 81.8 | 2 | 0.15
2035 | MISO_WUMS_2_PJM_ROR | MISO_WUMS | PJM_ROR | Internal | Summer | B4 | 100 | 1600 | 0 | 79.65 | 79.93 | 2 | 0
2035 | MISO_WUMS_2_PJM_ROR | MISO_WUMS | PJM_ROR | Internal | Summer | B5 | 200 | 1600 | 0 | 79.12 | 77.12 | 2 | 0
2035 | MISO_WUMS_2_PJM_ROR | MISO_WUMS | PJM_ROR | Internal | Summer | B6 | 300 | 1600 | 0 | 67.04 | 65.04 | 2 | 0
2035 | MISO_WUMS_2_PJM_ROR | MISO_WUMS | PJM_ROR | Internal | Summer | B7 | 400 | 1600 | 0 | 51.51 | 53.19 | 2 | 0
2035 | MISO_WUMS_2_PJM_ROR | MISO_WUMS | PJM_ROR | Internal | Summer | B8 | 500 | 1600 | 0 | 48.82 | 48.79 | 2 | 0
2035 | MISO_WUMS_2_PJM_ROR | MISO_WUMS | PJM_ROR | Internal | Summer | B9 | 800 | 1600 | 0 | 46.82 | 46.62 | 2 | 0
2035 | MISO_WUMS_2_PJM_ROR | MISO_WUMS | PJM_ROR | Internal | Summer | B10 | 1262 | 1600 | 0 | 44.93 | 44.9 | 2 | 0
2035 | MISO_WUMS_2_PJM_ROR | MISO_WUMS | PJM_ROR | Internal | Winter | B16 | 25 | 1600 | 0 | 72.67 | 70.67 | 2 | 0
2035 | MISO_WUMS_2_PJM_ROR | MISO_WUMS | PJM_ROR | Internal | Winter | B17 | 100 | 1600 | 325.77 | 61.74 | 63.74 | 2 | 0
2035 | MISO_WUMS_2_PJM_ROR | MISO_WUMS | PJM_ROR | Internal | Winter | B18 | 400 | 1600 | 81.88 | 53.89 | 55.89 | 2 | 0
2035 | MISO_WUMS_2_PJM_ROR | MISO_WUMS | PJM_ROR | Internal | Winter | B19 | 700 | 1600 | 0 | 53.89 | 52.67 | 2 | 0
2035 | MISO_WUMS_2_PJM_ROR | MISO_WUMS | PJM_ROR | Internal | Winter | B20 | 935 | 1600 | 0 | 49.46 | 48.76 | 2 | 0
2035 | NE_2_MAPP_US | NE | MAPP_US | Internal | Shoulder | B11 | 25 | 1600 | 0 | 73.37 | 66.37 | 5 | 0
2035 | NE_2_MAPP_US | NE | MAPP_US | Internal | Shoulder | B12 | 200 | 1600 | 0 | 58.15 | 51.15 | 5 | 0
2035 | NE_2_MAPP_US | NE | MAPP_US | Internal | Shoulder | B13 | 600 | 1600 | 0 | 53.96 | 46.96 | 5 | 0
2035 | NE_2_MAPP_US | NE | MAPP_US | Internal | Shoulder | B14 | 900 | 1600 | 0 | 53.96 | 46.96 | 5 | 0
2035 | NE_2_MAPP_US | NE | MAPP_US | Internal | Shoulder | B15 | 1203 | 1600 | 0 | 44.99 | 37.99 | 5 | 0
2035 | NE_2_MAPP_US | NE | MAPP_US | Internal | Summer | B1 | 10 | 1600 | 0 | 87.53 | 80.53 | 5 | 0
2035 | NE_2_MAPP_US | NE | MAPP_US | Internal | Summer | B2 | 25 | 1600 | 0 | 87.53 | 80.53 | 5 | 0
2035 | NE_2_MAPP_US | NE | MAPP_US | Internal | Summer | B3 | 75 | 1600 | 0 | 85.64 | 78.64 | 5 | 0
2035 | NE_2_MAPP_US | NE | MAPP_US | Internal | Summer | B4 | 100 | 1600 | 0 | 85.43 | 78.43 | 5 | 0
2035 | NE_2_MAPP_US | NE | MAPP_US | Internal | Summer | B5 | 200 | 1600 | 0 | 82.38 | 75.38 | 5 | 0
2035 | NE_2_MAPP_US | NE | MAPP_US | Internal | Summer | B6 | 300 | 1600 | 0 | 67.05 | 60.05 | 5 | 0
2035 | NE_2_MAPP_US | NE | MAPP_US | Internal | Summer | B7 | 400 | 1600 | 0 | 56.06 | 49.06 | 5 | 0
2035 | NE_2_MAPP_US | NE | MAPP_US | Internal | Summer | B8 | 500 | 1600 | 0 | 49 | 42 | 5 | 0
2035 | NE_2_MAPP_US | NE | MAPP_US | Internal | Summer | B9 | 800 | 1600 | 0 | 49 | 42 | 5 | 0
2035 | NE_2_MAPP_US | NE | MAPP_US | Internal | Summer | B10 | 1262 | 1600 | 0 | 38.69 | 31.69 | 5 | 0
2035 | NE_2_MAPP_US | NE | MAPP_US | Internal | Winter | B16 | 25 | 1600 | 0 | 64.85 | 57.85 | 5 | 0
2035 | NE_2_MAPP_US | NE | MAPP_US | Internal | Winter | B17 | 100 | 1600 | 0 | 58.93 | 51.93 | 5 | 0
2035 | NE_2_MAPP_US | NE | MAPP_US | Internal | Winter | B18 | 400 | 1600 | 0 | 55.21 | 48.21 | 5 | 0
2035 | NE_2_MAPP_US | NE | MAPP_US | Internal | Winter | B19 | 700 | 1600 | 0 | 55.21 | 48.21 | 5 | 0
2035 | NE_2_MAPP_US | NE | MAPP_US | Internal | Winter | B20 | 935 | 1600 | 0 | 44.21 | 37.21 | 5 | 0
2035 | NE_2_MISO_W | NE | MISO_W | Internal | Shoulder | B11 | 25 | 1600 | 0 | 73.37 | 73.37 | 5 | 0
2035 | NE_2_MISO_W | NE | MISO_W | Internal | Shoulder | B12 | 200 | 1600 | 0 | 58.15 | 56.59 | 5 | 0
2035 | NE_2_MISO_W | NE | MISO_W | Internal | Shoulder | B13 | 600 | 1600 | 0 | 53.96 | 51.23 | 5 | 0
2035 | NE_2_MISO_W | NE | MISO_W | Internal | Shoulder | B14 | 900 | 1600 | 0 | 53.96 | 48.63 | 5 | 0
2035 | NE_2_MISO_W | NE | MISO_W | Internal | Shoulder | B15 | 1203 | 1600 | 0 | 44.99 | 38.07 | 5 | 0
2035 | NE_2_MISO_W | NE | MISO_W | Internal | Summer | B1 | 10 | 1600 | 0 | 87.53 | 85.44 | 5 | 0
2035 | NE_2_MISO_W | NE | MISO_W | Internal | Summer | B2 | 25 | 1600 | 0 | 87.53 | 83.63 | 5 | 0
2035 | NE_2_MISO_W | NE | MISO_W | Internal | Summer | B3 | 75 | 1600 | 0 | 85.64 | 83.79 | 5 | 0
2035 | NE_2_MISO_W | NE | MISO_W | Internal | Summer | B4 | 100 | 1600 | 0 | 85.43 | 80.93 | 5 | 0
2035 | NE_2_MISO_W | NE | MISO_W | Internal | Summer | B5 | 200 | 1600 | 0 | 82.38 | 79.11 | 5 | 0
2035 | NE_2_MISO_W | NE | MISO_W | Internal | Summer | B6 | 300 | 1600 | 0 | 67.05 | 67.05 | 5 | 0
2035 | NE_2_MISO_W | NE | MISO_W | Internal | Summer | B7 | 400 | 1600 | 0 | 56.06 | 51.5 | 5 | 0
2035 | NE_2_MISO_W | NE | MISO_W | Internal | Summer | B8 | 500 | 1600 | 0 | 49 | 47.25 | 5 | 0
2035 | NE_2_MISO_W | NE | MISO_W | Internal | Summer | B9 | 800 | 1600 | 0 | 49 | 44.71 | 5 | 0
2035 | NE_2_MISO_W | NE | MISO_W | Internal | Summer | B10 | 1262 | 1600 | 0 | 38.69 | 38.69 | 5 | 0
2035 | NE_2_MISO_W | NE | MISO_W | Internal | Winter | B16 | 25 | 1600 | 0 | 64.85 | 57.9 | 5 | 0
2035 | NE_2_MISO_W | NE | MISO_W | Internal | Winter | B17 | 100 | 1600 | 0 | 58.93 | 51.94 | 5 | 0
2035 | NE_2_MISO_W | NE | MISO_W | Internal | Winter | B18 | 400 | 1600 | 0 | 55.21 | 53.87 | 5 | 0
2035 | NE_2_MISO_W | NE | MISO_W | Internal | Winter | B19 | 700 | 1600 | 0 | 55.21 | 50.66 | 5 | 0
2035 | NE_2_MISO_W | NE | MISO_W | Internal | Winter | B20 | 935 | 1600 | 0 | 44.21 | 37.22 | 5 | 0
2035 | NE_2_SPP_N | NE | SPP_N | Internal | Shoulder | B11 | 25 | 1800 | 1800 | 73.37 | 80.37 | 0.01 | 6.99
2035 | NE_2_SPP_N | NE | SPP_N | Internal | Shoulder | B12 | 200 | 1800 | 1788.23 | 58.15 | 58.16 | 0.01 | 0
2035 | NE_2_SPP_N | NE | SPP_N | Internal | Shoulder | B13 | 600 | 1800 | 1800 | 53.96 | 55.18 | 0.01 | 1.2
2035 | NE_2_SPP_N | NE | SPP_N | Internal | Shoulder | B14 | 900 | 1800 | 1622.35 | 53.96 | 53.97 | 0.01 | 0
2035 | NE_2_SPP_N | NE | SPP_N | Internal | Shoulder | B15 | 1203 | 1800 | 1799.99 | 44.99 | 45.07 | 0.01 | 0.06
2035 | NE_2_SPP_N | NE | SPP_N | Internal | Summer | B1 | 10 | 1800 | 1799.95 | 87.53 | 88.32 | 0.01 | 0.78
2035 | NE_2_SPP_N | NE | SPP_N | Internal | Summer | B2 | 25 | 1800 | 1520.61 | 87.53 | 87.55 | 0.01 | 0
2035 | NE_2_SPP_N | NE | SPP_N | Internal | Summer | B3 | 75 | 1800 | 808.01 | 85.64 | 85.65 | 0.01 | 0
2035 | NE_2_SPP_N | NE | SPP_N | Internal | Summer | B4 | 100 | 1800 | 1717.61 | 85.43 | 85.45 | 0.01 | 0
2035 | NE_2_SPP_N | NE | SPP_N | Internal | Summer | B5 | 200 | 1800 | 1800 | 82.38 | 85.45 | 0.01 | 3.06
2035 | NE_2_SPP_N | NE | SPP_N | Internal | Summer | B6 | 300 | 1800 | 1800 | 67.05 | 74.29 | 0.01 | 7.23
2035 | NE_2_SPP_N | NE | SPP_N | Internal | Summer | B7 | 400 | 1800 | 1800 | 56.06 | 58.5 | 0.01 | 2.43
2035 | NE_2_SPP_N | NE | SPP_N | Internal | Summer | B8 | 500 | 1800 | 1800 | 49 | 54.25 | 0.01 | 5.24
2035 | NE_2_SPP_N | NE | SPP_N | Internal | Summer | B9 | 800 | 1800 | 1800 | 49 | 51.71 | 0.01 | 2.7
2035 | NE_2_SPP_N | NE | SPP_N | Internal | Summer | B10 | 1262 | 1800 | 1800 | 38.69 | 45.69 | 0.01 | 6.99
2035 | NE_2_SPP_N | NE | SPP_N | Internal | Winter | B16 | 25 | 1800 | 1799.66 | 64.85 | 64.9 | 0.01 | 0.04
2035 | NE_2_SPP_N | NE | SPP_N | Internal | Winter | B17 | 100 | 1800 | 1667.23 | 58.93 | 58.94 | 0.01 | 0
2035 | NE_2_SPP_N | NE | SPP_N | Internal | Winter | B18 | 400 | 1800 | 1800 | 55.21 | 57.01 | 0.01 | 1.79
2035 | NE_2_SPP_N | NE | SPP_N | Internal | Winter | B19 | 700 | 1800 | 1038.22 | 55.21 | 55.22 | 0.01 | 0
2035 | NE_2_SPP_N | NE | SPP_N | Internal | Winter | B20 | 935 | 1800 | 1691.5 | 44.21 | 44.22 | 0.01 | 0
2035 | NEISO_2_NYISO_A-F | NEISO | NYISO_A-F | Internal | Shoulder | B11 | 25 | 600 | 599.96 | 46.31 | 49.65 | 3 | 0.34
2035 | NEISO_2_NYISO_A-F | NEISO | NYISO_A-F | Internal | Shoulder | B12 | 200 | 600 | 600 | 46.31 | 51.51 | 3 | 2.2
2035 | NEISO_2_NYISO_A-F | NEISO | NYISO_A-F | Internal | Shoulder | B13 | 600 | 600 | 600 | 46.31 | 49.65 | 3 | 0.34
2035 | NEISO_2_NYISO_A-F | NEISO | NYISO_A-F | Internal | Shoulder | B14 | 900 | 600 | 0.03 | 46.31 | 49.3 | 3 | 0
2035 | NEISO_2_NYISO_A-F | NEISO | NYISO_A-F | Internal | Shoulder | B15 | 1203 | 600 | 0 | 46.31 | 49.19 | 3 | 0
2035 | NEISO_2_NYISO_A-F | NEISO | NYISO_A-F | Internal | Summer | B1 | 10 | 600 | 0 | 89.55 | 63.78 | 3 | 0
2035 | NEISO_2_NYISO_A-F | NEISO | NYISO_A-F | Internal | Summer | B2 | 25 | 600 | 0 | 77.74 | 71.38 | 3 | 0
2035 | NEISO_2_NYISO_A-F | NEISO | NYISO_A-F | Internal | Summer | B3 | 75 | 600 | 76.64 | 66.8 | 69.8 | 3 | 0
2035 | NEISO_2_NYISO_A-F | NEISO | NYISO_A-F | Internal | Summer | B4 | 100 | 600 | 600 | 59.4 | 63.78 | 3 | 1.38
2035 | NEISO_2_NYISO_A-F | NEISO | NYISO_A-F | Internal | Summer | B5 | 200 | 600 | 600 | 47.45 | 57.5 | 3 | 7.05
2035 | NEISO_2_NYISO_A-F | NEISO | NYISO_A-F | Internal | Summer | B6 | 300 | 600 | 600 | 42.77 | 54.68 | 3 | 8.91
2035 | NEISO_2_NYISO_A-F | NEISO | NYISO_A-F | Internal | Summer | B7 | 400 | 600 | 600 | 42.77 | 51.54 | 3 | 5.76
2035 | NEISO_2_NYISO_A-F | NEISO | NYISO_A-F | Internal | Summer | B8 | 500 | 600 | 600 | 42.77 | 48.35 | 3 | 2.58
2035 | NEISO_2_NYISO_A-F | NEISO | NYISO_A-F | Internal | Summer | B9 | 800 | 600 | 600 | 42.77 | 46.06 | 3 | 0.28
2035 | NEISO_2_NYISO_A-F | NEISO | NYISO_A-F | Internal | Summer | B10 | 1262 | 600 | 600 | 42.77 | 46.06 | 3 | 0.28
2035 | NEISO_2_NYISO_A-F | NEISO | NYISO_A-F | Internal | Winter | B16 | 25 | 600 | 0 | 57.22 | 54.22 | 3 | 0
2035 | NEISO_2_NYISO_A-F | NEISO | NYISO_A-F | Internal | Winter | B17 | 100 | 600 | 0 | 57.22 | 52.36 | 3 | 0
2035 | NEISO_2_NYISO_A-F | NEISO | NYISO_A-F | Internal | Winter | B18 | 400 | 600 | 0 | 57.22 | 52.36 | 3 | 0
2035 | NEISO_2_NYISO_A-F | NEISO | NYISO_A-F | Internal | Winter | B19 | 700 | 600 | 0 | 57.22 | 52.36 | 3 | 0
2035 | NEISO_2_NYISO_A-F | NEISO | NYISO_A-F | Internal | Winter | B20 | 935 | 600 | 0 | 57.22 | 52.36 | 3 | 0
2035 | NEISO_2_NYISO_G-I | NEISO | NYISO_G-I | Internal | Shoulder | B11 | 25 | 600 | 600 | 46.31 | 66.66 | 3 | 17.35
2035 | NEISO_2_NYISO_G-I | NEISO | NYISO_G-I | Internal | Shoulder | B12 | 200 | 600 | 600 | 46.31 | 53.76 | 3 | 4.44
2035 | NEISO_2_NYISO_G-I | NEISO | NYISO_G-I | Internal | Shoulder | B13 | 600 | 600 | 600 | 46.31 | 49.67 | 3 | 0.35
2035 | NEISO_2_NYISO_G-I | NEISO | NYISO_G-I | Internal | Shoulder | B14 | 900 | 600 | 309.05 | 46.31 | 49.31 | 3 | 0
2035 | NEISO_2_NYISO_G-I | NEISO | NYISO_G-I | Internal | Shoulder | B15 | 1203 | 600 | 0 | 46.31 | 49.2 | 3 | 0
2035 | NEISO_2_NYISO_G-I | NEISO | NYISO_G-I | Internal | Summer | B1 | 10 | 600 | 288.58 | 89.55 | 92.55 | 3 | 0
2035 | NEISO_2_NYISO_G-I | NEISO | NYISO_G-I | Internal | Summer | B2 | 25 | 600 | 154.44 | 77.74 | 80.74 | 3 | 0
2035 | NEISO_2_NYISO_G-I | NEISO | NYISO_G-I | Internal | Summer | B3 | 75 | 600 | 600 | 66.8 | 71.4 | 3 | 1.6
2035 | NEISO_2_NYISO_G-I | NEISO | NYISO_G-I | Internal | Summer | B4 | 100 | 600 | 600 | 59.4 | 64.81 | 3 | 2.41
2035 | NEISO_2_NYISO_G-I | NEISO | NYISO_G-I | Internal | Summer | B5 | 200 | 600 | 600 | 47.45 | 61.36 | 3 | 10.9
2035 | NEISO_2_NYISO_G-I | NEISO | NYISO_G-I | Internal | Summer | B6 | 300 | 600 | 600 | 42.77 | 57.06 | 3 | 11.29
2035 | NEISO_2_NYISO_G-I | NEISO | NYISO_G-I | Internal | Summer | B7 | 400 | 600 | 600 | 42.77 | 51.55 | 3 | 5.78
2035 | NEISO_2_NYISO_G-I | NEISO | NYISO_G-I | Internal | Summer | B8 | 500 | 600 | 600 | 42.77 | 48.36 | 3 | 2.59
2035 | NEISO_2_NYISO_G-I | NEISO | NYISO_G-I | Internal | Summer | B9 | 800 | 600 | 600 | 42.77 | 46.07 | 3 | 0.3
2035 | NEISO_2_NYISO_G-I | NEISO | NYISO_G-I | Internal | Summer | B10 | 1262 | 600 | 600 | 42.77 | 46.07 | 3 | 0.3
2035 | NEISO_2_NYISO_G-I | NEISO | NYISO_G-I | Internal | Winter | B16 | 25 | 600 | 599.99 | 57.22 | 62.69 | 3 | 2.47
2035 | NEISO_2_NYISO_G-I | NEISO | NYISO_G-I | Internal | Winter | B17 | 100 | 600 | 267.55 | 57.22 | 60.22 | 3 | 0
2035 | NEISO_2_NYISO_G-I | NEISO | NYISO_G-I | Internal | Winter | B18 | 400 | 600 | 198.52 | 57.22 | 60.22 | 3 | 0
2035 | NEISO_2_NYISO_G-I | NEISO | NYISO_G-I | Internal | Winter | B19 | 700 | 600 | 0 | 57.22 | 59.41 | 3 | 0
2035 | NEISO_2_NYISO_G-I | NEISO | NYISO_G-I | Internal | Winter | B20 | 935 | 600 | 0 | 57.22 | 56.82 | 3 | 0
2035 | NEISO_2_NYISO_J-K | NEISO | NYISO_J-K | Internal | Shoulder | B11 | 25 | 430 | 430 | 46.31 | 66.67 | 3 | 17.36
2035 | NEISO_2_NYISO_J-K | NEISO | NYISO_J-K | Internal | Shoulder | B12 | 200 | 430 | 430 | 46.31 | 53.77 | 3 | 4.46
2035 | NEISO_2_NYISO_J-K | NEISO | NYISO_J-K | Internal | Shoulder | B13 | 600 | 430 | 430 | 46.31 | 50.01 | 3 | 0.7
2035 | NEISO_2_NYISO_J-K | NEISO | NYISO_J-K | Internal | Shoulder | B14 | 900 | 430 | 429.97 | 46.31 | 49.32 | 3 | 0.01
2035 | NEISO_2_NYISO_J-K | NEISO | NYISO_J-K | Internal | Shoulder | B15 | 1203 | 430 | 0 | 46.31 | 49.21 | 3 | 0
2035 | NEISO_2_NYISO_J-K | NEISO | NYISO_J-K | Internal | Summer | B1 | 10 | 430 | 427.4 | 89.55 | 92.56 | 3 | 0.01
2035 | NEISO_2_NYISO_J-K | NEISO | NYISO_J-K | Internal | Summer | B2 | 25 | 430 | 428.81 | 77.74 | 80.76 | 3 | 0.01
2035 | NEISO_2_NYISO_J-K | NEISO | NYISO_J-K | Internal | Summer | B3 | 75 | 430 | 430 | 66.8 | 71.41 | 3 | 1.61
2035 | NEISO_2_NYISO_J-K | NEISO | NYISO_J-K | Internal | Summer | B4 | 100 | 430 | 430 | 59.4 | 64.82 | 3 | 2.42
2035 | NEISO_2_NYISO_J-K | NEISO | NYISO_J-K | Internal | Summer | B5 | 200 | 430 | 430 | 47.45 | 61.37 | 3 | 10.91
2035 | NEISO_2_NYISO_J-K | NEISO | NYISO_J-K | Internal | Summer | B6 | 300 | 430 | 430 | 42.77 | 61.37 | 3 | 15.6
2035 | NEISO_2_NYISO_J-K | NEISO | NYISO_J-K | Internal | Summer | B7 | 400 | 430 | 430 | 42.77 | 61.37 | 3 | 15.6
2035 | NEISO_2_NYISO_J-K | NEISO | NYISO_J-K | Internal | Summer | B8 | 500 | 430 | 430 | 42.77 | 56.81 | 3 | 11.03
2035 | NEISO_2_NYISO_J-K | NEISO | NYISO_J-K | Internal | Summer | B9 | 800 | 430 | 430 | 42.77 | 46.08 | 3 | 0.31
2035 | NEISO_2_NYISO_J-K | NEISO | NYISO_J-K | Internal | Summer | B10 | 1262 | 430 | 430 | 42.77 | 46.08 | 3 | 0.31
2035 | NEISO_2_NYISO_J-K | NEISO | NYISO_J-K | Internal | Winter | B16 | 25 | 430 | 430 | 57.22 | 85.06 | 3 | 24.84
2035 | NEISO_2_NYISO_J-K | NEISO | NYISO_J-K | Internal | Winter | B17 | 100 | 430 | 430 | 57.22 | 66.89 | 3 | 6.67
2035 | NEISO_2_NYISO_J-K | NEISO | NYISO_J-K | Internal | Winter | B18 | 400 | 430 | 430 | 57.22 | 63.63 | 3 | 3.41
2035 | NEISO_2_NYISO_J-K | NEISO | NYISO_J-K | Internal | Winter | B19 | 700 | 430 | 430 | 57.22 | 63.63 | 3 | 3.41
2035 | NEISO_2_NYISO_J-K | NEISO | NYISO_J-K | Internal | Winter | B20 | 935 | 430 | 0 | 57.22 | 59.79 | 3 | 0
2035 | NonRTO_Midwest_2_MISO_IN | NonRTO_Midwest | MISO_IN | Internal | Shoulder | B11 | 25 | 4450 | 0 | 81.38 | 73.38 | 8 | 0
2035 | NonRTO_Midwest_2_MISO_IN | NonRTO_Midwest | MISO_IN | Internal | Shoulder | B12 | 200 | 4450 | 0 | 69.49 | 61.49 | 8 | 0
2035 | NonRTO_Midwest_2_MISO_IN | NonRTO_Midwest | MISO_IN | Internal | Shoulder | B13 | 600 | 4450 | 0 | 58.55 | 53.88 | 8 | 0
2035 | NonRTO_Midwest_2_MISO_IN | NonRTO_Midwest | MISO_IN | Internal | Shoulder | B14 | 900 | 4450 | 0 | 50.47 | 51.65 | 8 | 0
2035 | NonRTO_Midwest_2_MISO_IN | NonRTO_Midwest | MISO_IN | Internal | Shoulder | B15 | 1203 | 4450 | 0 | 44.56 | 47.31 | 8 | 0
2035 | NonRTO_Midwest_2_MISO_IN | NonRTO_Midwest | MISO_IN | Internal | Summer | B1 | 10 | 4450 | 0 | 88.93 | 85.46 | 8 | 0
2035 | NonRTO_Midwest_2_MISO_IN | NonRTO_Midwest | MISO_IN | Internal | Summer | B2 | 25 | 4450 | 0 | 88.93 | 85.37 | 8 | 0
2035 | NonRTO_Midwest_2_MISO_IN | NonRTO_Midwest | MISO_IN | Internal | Summer | B3 | 75 | 4450 | 0 | 88.93 | 83.79 | 8 | 0
2035 | NonRTO_Midwest_2_MISO_IN | NonRTO_Midwest | MISO_IN | Internal | Summer | B4 | 100 | 4450 | 0 | 88.93 | 80.93 | 8 | 0
2035 | NonRTO_Midwest_2_MISO_IN | NonRTO_Midwest | MISO_IN | Internal | Summer | B5 | 200 | 4450 | 0 | 87.12 | 79.12 | 8 | 0
2035 | NonRTO_Midwest_2_MISO_IN | NonRTO_Midwest | MISO_IN | Internal | Summer | B6 | 300 | 4450 | 0 | 74.28 | 66.28 | 8 | 0
2035 | NonRTO_Midwest_2_MISO_IN | NonRTO_Midwest | MISO_IN | Internal | Summer | B7 | 400 | 4450 | 0 | 52.11 | 51.52 | 8 | 0
2035 | NonRTO_Midwest_2_MISO_IN | NonRTO_Midwest | MISO_IN | Internal | Summer | B8 | 500 | 4450 | 0 | 48.9 | 49.08 | 8 | 0
2035 | NonRTO_Midwest_2_MISO_IN | NonRTO_Midwest | MISO_IN | Internal | Summer | B9 | 800 | 4450 | 0 | 45.95 | 45.16 | 8 | 0
2035 | NonRTO_Midwest_2_MISO_IN | NonRTO_Midwest | MISO_IN | Internal | Summer | B10 | 1262 | 4450 | 0 | 37.87 | 45.16 | 8 | 0
2035 | NonRTO_Midwest_2_MISO_IN | NonRTO_Midwest | MISO_IN | Internal | Winter | B16 | 25 | 4450 | 0 | 80.67 | 72.67 | 8 | 0
2035 | NonRTO_Midwest_2_MISO_IN | NonRTO_Midwest | MISO_IN | Internal | Winter | B17 | 100 | 4450 | 0 | 69.74 | 61.74 | 8 | 0
2035 | NonRTO_Midwest_2_MISO_IN | NonRTO_Midwest | MISO_IN | Internal | Winter | B18 | 400 | 4450 | 0 | 61.9 | 53.9 | 8 | 0
2035 | NonRTO_Midwest_2_MISO_IN | NonRTO_Midwest | MISO_IN | Internal | Winter | B19 | 700 | 4450 | 0 | 52.45 | 53.27 | 8 | 0
2035 | NonRTO_Midwest_2_MISO_IN | NonRTO_Midwest | MISO_IN | Internal | Winter | B20 | 935 | 4450 | 0 | 43.06 | 46.75 | 8 | 0
2035 | NonRTO_Midwest_2_TVA_Transmission | NonRTO_Midwest | TVA_Transmission | Internal | Shoulder | B11 | 25 | 2400 | 0 | 81.38 | 77.37 | 8 | 0
2035 | NonRTO_Midwest_2_TVA_Transmission | NonRTO_Midwest | TVA_Transmission | Internal | Shoulder | B12 | 200 | 2400 | 0 | 69.49 | 61.74 | 8 | 0
2035 | NonRTO_Midwest_2_TVA_Transmission | NonRTO_Midwest | TVA_Transmission | Internal | Shoulder | B13 | 600 | 2400 | 0 | 58.55 | 56.44 | 8 | 0
2035 | NonRTO_Midwest_2_TVA_Transmission | NonRTO_Midwest | TVA_Transmission | Internal | Shoulder | B14 | 900 | 2400 | 0 | 50.47 | 55.51 | 8 | 0
2035 | NonRTO_Midwest_2_TVA_Transmission | NonRTO_Midwest | TVA_Transmission | Internal | Shoulder | B15 | 1203 | 2400 | 71.89 | 44.56 | 52.56 | 8 | 0
2035 | NonRTO_Midwest_2_TVA_Transmission | NonRTO_Midwest | TVA_Transmission | Internal | Summer | B1 | 10 | 2400 | 0.01 | 88.93 | 93.45 | 8 | 0
2035 | NonRTO_Midwest_2_TVA_Transmission | NonRTO_Midwest | TVA_Transmission | Internal | Summer | B2 | 25 | 2400 | 0 | 88.93 | 90.36 | 8 | 0
2035 | NonRTO_Midwest_2_TVA_Transmission | NonRTO_Midwest | TVA_Transmission | Internal | Summer | B3 | 75 | 2400 | 0 | 88.93 | 87.8 | 8 | 0
2035 | NonRTO_Midwest_2_TVA_Transmission | NonRTO_Midwest | TVA_Transmission | Internal | Summer | B4 | 100 | 2400 | 0 | 88.93 | 85.93 | 8 | 0
2035 | NonRTO_Midwest_2_TVA_Transmission | NonRTO_Midwest | TVA_Transmission | Internal | Summer | B5 | 200 | 2400 | 0 | 87.12 | 83.12 | 8 | 0
2035 | NonRTO_Midwest_2_TVA_Transmission | NonRTO_Midwest | TVA_Transmission | Internal | Summer | B6 | 300 | 2400 | 0 | 74.28 | 70.16 | 8 | 0
2035 | NonRTO_Midwest_2_TVA_Transmission | NonRTO_Midwest | TVA_Transmission | Internal | Summer | B7 | 400 | 2400 | 0 | 52.11 | 57.87 | 8 | 0
2035 | NonRTO_Midwest_2_TVA_Transmission | NonRTO_Midwest | TVA_Transmission | Internal | Summer | B8 | 500 | 2400 | 0 | 48.9 | 54.01 | 8 | 0
2035 | NonRTO_Midwest_2_TVA_Transmission | NonRTO_Midwest | TVA_Transmission | Internal | Summer | B9 | 800 | 2400 | 0 | 45.95 | 50.39 | 8 | 0
2035 | NonRTO_Midwest_2_TVA_Transmission | NonRTO_Midwest | TVA_Transmission | Internal | Summer | B10 | 1262 | 2400 | 121.39 | 37.87 | 45.87 | 8 | 0
2035 | NonRTO_Midwest_2_TVA_Transmission | NonRTO_Midwest | TVA_Transmission | Internal | Winter | B16 | 25 | 2400 | 0 | 80.67 | 75.01 | 8 | 0
2035 | NonRTO_Midwest_2_TVA_Transmission | NonRTO_Midwest | TVA_Transmission | Internal | Winter | B17 | 100 | 2400 | 0 | 69.74 | 60.74 | 8 | 0
2035 | NonRTO_Midwest_2_TVA_Transmission | NonRTO_Midwest | TVA_Transmission | Internal | Winter | B18 | 400 | 2400 | 0 | 61.9 | 58.63 | 8 | 0
2035 | NonRTO_Midwest_2_TVA_Transmission | NonRTO_Midwest | TVA_Transmission | Internal | Winter | B19 | 700 | 2400 | 0 | 52.45 | 56.95 | 8 | 0
2035 | NonRTO_Midwest_2_TVA_Transmission | NonRTO_Midwest | TVA_Transmission | Internal | Winter | B20 | 935 | 2400 | 392.14 | 43.06 | 51.06 | 8 | 0
2035 | NYISO_A-F_2_IESO | NYISO_A-F | IESO | Internal | Shoulder | B11 | 25 | 1600 | 0 | 49.65 | 48.51 | 7 | 0
2035 | NYISO_A-F_2_IESO | NYISO_A-F | IESO | Internal | Shoulder | B12 | 200 | 1600 | 0 | 51.51 | 48.51 | 7 | 0
2035 | NYISO_A-F_2_IESO | NYISO_A-F | IESO | Internal | Shoulder | B13 | 600 | 1600 | 0 | 49.65 | 44.66 | 7 | 0
2035 | NYISO_A-F_2_IESO | NYISO_A-F | IESO | Internal | Shoulder | B14 | 900 | 1600 | 0 | 49.3 | 44.66 | 7 | 0
2035 | NYISO_A-F_2_IESO | NYISO_A-F | IESO | Internal | Shoulder | B15 | 1203 | 1600 | 0 | 49.19 | 44.66 | 7 | 0
2035 | NYISO_A-F_2_IESO | NYISO_A-F | IESO | Internal | Summer | B1 | 10 | 1600 | 1600 | 63.78 | 77.94 | 7 | 7.16
2035 | NYISO_A-F_2_IESO | NYISO_A-F | IESO | Internal | Summer | B2 | 25 | 1600 | 214.79 | 71.38 | 78.38 | 7 | 0
2035 | NYISO_A-F_2_IESO | NYISO_A-F | IESO | Internal | Summer | B3 | 75 | 1600 | 171.32 | 69.8 | 76.8 | 7 | 0
2035 | NYISO_A-F_2_IESO | NYISO_A-F | IESO | Internal | Summer | B4 | 100 | 1600 | 0 | 63.78 | 56.78 | 7 | 0
2035 | NYISO_A-F_2_IESO | NYISO_A-F | IESO | Internal | Summer | B5 | 200 | 1600 | 0 | 57.5 | 50.5 | 7 | 0
2035 | NYISO_A-F_2_IESO | NYISO_A-F | IESO | Internal | Summer | B6 | 300 | 1600 | 0 | 54.68 | 47.68 | 7 | 0
2035 | NYISO_A-F_2_IESO | NYISO_A-F | IESO | Internal | Summer | B7 | 400 | 1600 | 0 | 51.54 | 44.54 | 7 | 0
2035 | NYISO_A-F_2_IESO | NYISO_A-F | IESO | Internal | Summer | B8 | 500 | 1600 | 0 | 48.35 | 42.42 | 7 | 0
2035 | NYISO_A-F_2_IESO | NYISO_A-F | IESO | Internal | Summer | B9 | 800 | 1600 | 0 | 46.06 | 42.42 | 7 | 0
2035 | NYISO_A-F_2_IESO | NYISO_A-F | IESO | Internal | Summer | B10 | 1262 | 1600 | 0 | 46.06 | 42.42 | 7 | 0
2035 | NYISO_A-F_2_IESO | NYISO_A-F | IESO | Internal | Winter | B16 | 25 | 1600 | 0 | 54.22 | 50.89 | 7 | 0
2035 | NYISO_A-F_2_IESO | NYISO_A-F | IESO | Internal | Winter | B17 | 100 | 1600 | 0 | 52.36 | 50.89 | 7 | 0
2035 | NYISO_A-F_2_IESO | NYISO_A-F | IESO | Internal | Winter | B18 | 400 | 1600 | 0 | 52.36 | 46.91 | 7 | 0
2035 | NYISO_A-F_2_IESO | NYISO_A-F | IESO | Internal | Winter | B19 | 700 | 1600 | 0 | 52.36 | 46.91 | 7 | 0
2035 | NYISO_A-F_2_IESO | NYISO_A-F | IESO | Internal | Winter | B20 | 935 | 1600 | 0 | 52.36 | 46.91 | 7 | 0
2035 | NYISO_A-F_2_NEISO | NYISO_A-F | NEISO | Internal | Shoulder | B11 | 25 | 600 | 0 | 49.65 | 46.31 | 3 | 0
2035 | NYISO_A-F_2_NEISO | NYISO_A-F | NEISO | Internal | Shoulder | B12 | 200 | 600 | 0 | 51.51 | 46.31 | 3 | 0
2035 | NYISO_A-F_2_NEISO | NYISO_A-F | NEISO | Internal | Shoulder | B13 | 600 | 600 | 0 | 49.65 | 46.31 | 3 | 0
2035 | NYISO_A-F_2_NEISO | NYISO_A-F | NEISO | Internal | Shoulder | B14 | 900 | 600 | 0 | 49.3 | 46.31 | 3 | 0
2035 | NYISO_A-F_2_NEISO | NYISO_A-F | NEISO | Internal | Shoulder | B15 | 1203 | 600 | 0 | 49.19 | 46.31 | 3 | 0
2035 | NYISO_A-F_2_NEISO | NYISO_A-F | NEISO | Internal | Summer | B1 | 10 | 600 | 600 | 63.78 | 89.55 | 3 | 22.77
2035 | NYISO_A-F_2_NEISO | NYISO_A-F | NEISO | Internal | Summer | B2 | 25 | 600 | 600 | 71.38 | 77.74 | 3 | 3.36
2035 | NYISO_A-F_2_NEISO | NYISO_A-F | NEISO | Internal | Summer | B3 | 75 | 600 | 0 | 69.8 | 66.8 | 3 | 0
2035 | NYISO_A-F_2_NEISO | NYISO_A-F | NEISO | Internal | Summer | B4 | 100 | 600 | 0 | 63.78 | 59.4 | 3 | 0
2035 | NYISO_A-F_2_NEISO | NYISO_A-F | NEISO | Internal | Summer | B5 | 200 | 600 | 0 | 57.5 | 47.45 | 3 | 0
2035 | NYISO_A-F_2_NEISO | NYISO_A-F | NEISO | Internal | Summer | B6 | 300 | 600 | 0 | 54.68 | 42.77 | 3 | 0
2035 | NYISO_A-F_2_NEISO | NYISO_A-F | NEISO | Internal | Summer | B7 | 400 | 600 | 0 | 51.54 | 42.77 | 3 | 0
2035 | NYISO_A-F_2_NEISO | NYISO_A-F | NEISO | Internal | Summer | B8 | 500 | 600 | 0 | 48.35 | 42.77 | 3 | 0
2035 | NYISO_A-F_2_NEISO | NYISO_A-F | NEISO | Internal | Summer | B9 | 800 | 600 | 0 | 46.06 | 42.77 | 3 | 0
2035 | NYISO_A-F_2_NEISO | NYISO_A-F | NEISO | Internal | Summer | B10 | 1262 | 600 | 0 | 46.06 | 42.77 | 3 | 0
2035 | NYISO_A-F_2_NEISO | NYISO_A-F | NEISO | Internal | Winter | B16 | 25 | 600 | 525.1 | 54.22 | 57.22 | 3 | 0
2035 | NYISO_A-F_2_NEISO | NYISO_A-F | NEISO | Internal | Winter | B17 | 100 | 600 | 600 | 52.36 | 57.22 | 3 | 1.86
2035 | NYISO_A-F_2_NEISO | NYISO_A-F | NEISO | Internal | Winter | B18 | 400 | 600 | 600 | 52.36 | 57.22 | 3 | 1.86
2035 | NYISO_A-F_2_NEISO | NYISO_A-F | NEISO | Internal | Winter | B19 | 700 | 600 | 600 | 52.36 | 57.22 | 3 | 1.86
2035 | NYISO_A-F_2_NEISO | NYISO_A-F | NEISO | Internal | Winter | B20 | 935 | 600 | 600 | 52.36 | 57.22 | 3 | 1.86
2035 | NYISO_A-F_2_NYISO_G-I | NYISO_A-F | NYISO_G-I | Internal | Shoulder | B11 | 25 | 4250 | 4250 | 49.65 | 66.66 | 0.01 | 17
2035 | NYISO_A-F_2_NYISO_G-I | NYISO_A-F | NYISO_G-I | Internal | Shoulder | B12 | 200 | 4250 | 4250 | 51.51 | 53.76 | 0.01 | 2.23
2035 | NYISO_A-F_2_NYISO_G-I | NYISO_A-F | NYISO_G-I | Internal | Shoulder | B13 | 600 | 4250 | 4214.86 | 49.65 | 49.67 | 0.01 | 0
2035 | NYISO_A-F_2_NYISO_G-I | NYISO_A-F | NYISO_G-I | Internal | Shoulder | B14 | 900 | 4250 | 4113.59 | 49.3 | 49.31 | 0.01 | 0
2035 | NYISO_A-F_2_NYISO_G-I | NYISO_A-F | NYISO_G-I | Internal | Shoulder | B15 | 1203 | 4250 | 2332.73 | 49.19 | 49.2 | 0.01 | 0
2035 | NYISO_A-F_2_NYISO_G-I | NYISO_A-F | NYISO_G-I | Internal | Summer | B1 | 10 | 4250 | 4250 | 63.78 | 92.55 | 0.01 | 28.76
2035 | NYISO_A-F_2_NYISO_G-I | NYISO_A-F | NYISO_G-I | Internal | Summer | B2 | 25 | 4250 | 4250 | 71.38 | 80.74 | 0.01 | 9.35
2035 | NYISO_A-F_2_NYISO_G-I | NYISO_A-F | NYISO_G-I | Internal | Summer | B3 | 75 | 4250 | 4250 | 69.8 | 71.4 | 0.01 | 1.58
2035 | NYISO_A-F_2_NYISO_G-I | NYISO_A-F | NYISO_G-I | Internal | Summer | B4 | 100 | 4250 | 4250 | 63.78 | 64.81 | 0.01 | 1.02
2035 | NYISO_A-F_2_NYISO_G-I | NYISO_A-F | NYISO_G-I | Internal | Summer | B5 | 200 | 4250 | 4250 | 57.5 | 61.36 | 0.01 | 3.84
2035 | NYISO_A-F_2_NYISO_G-I | NYISO_A-F | NYISO_G-I | Internal | Summer | B6 | 300 | 4250 | 4250 | 54.68 | 57.06 | 0.01 | 2.37
2035 | NYISO_A-F_2_NYISO_G-I | NYISO_A-F | NYISO_G-I | Internal | Summer | B7 | 400 | 4250 | 3827.19 | 51.54 | 51.55 | 0.01 | 0
2035 | NYISO_A-F_2_NYISO_G-I | NYISO_A-F | NYISO_G-I | Internal | Summer | B8 | 500 | 4250 | 3664.63 | 48.35 | 48.36 | 0.01 | 0
2035 | NYISO_A-F_2_NYISO_G-I | NYISO_A-F | NYISO_G-I | Internal | Summer | B9 | 800 | 4250 | 2974.5 | 46.06 | 46.07 | 0.01 | 0
2035 | NYISO_A-F_2_NYISO_G-I | NYISO_A-F | NYISO_G-I | Internal | Summer | B10 | 1262 | 4250 | 1037.42 | 46.06 | 46.07 | 0.01 | 0
2035 | NYISO_A-F_2_NYISO_G-I | NYISO_A-F | NYISO_G-I | Internal | Winter | B16 | 25 | 4250 | 4250 | 54.22 | 62.69 | 0.01 | 8.46
2035 | NYISO_A-F_2_NYISO_G-I | NYISO_A-F | NYISO_G-I | Internal | Winter | B17 | 100 | 4250 | 4250 | 52.36 | 60.22 | 0.01 | 7.85
2035 | NYISO_A-F_2_NYISO_G-I | NYISO_A-F | NYISO_G-I | Internal | Winter | B18 | 400 | 4250 | 4250 | 52.36 | 60.22 | 0.01 | 7.85
2035 | NYISO_A-F_2_NYISO_G-I | NYISO_A-F | NYISO_G-I | Internal | Winter | B19 | 700 | 4250 | 4250 | 52.36 | 59.41 | 0.01 | 7.04
2035 | NYISO_A-F_2_NYISO_G-I | NYISO_A-F | NYISO_G-I | Internal | Winter | B20 | 935 | 4250 | 4250 | 52.36 | 56.82 | 0.01 | 4.45
2035 | NYISO_A-F_2_PJM_ROM | NYISO_A-F | PJM_ROM | Internal | Shoulder | B11 | 25 | 1000 | 1000 | 49.65 | 71.35 | 8 | 13.7
2035 | NYISO_A-F_2_PJM_ROM | NYISO_A-F | PJM_ROM | Internal | Shoulder | B12 | 200 | 1000 | 617.39 | 51.51 | 59.51 | 8 | 0
2035 | NYISO_A-F_2_PJM_ROM | NYISO_A-F | PJM_ROM | Internal | Shoulder | B13 | 600 | 1000 | 0 | 49.65 | 53.24 | 8 | 0
2035 | NYISO_A-F_2_PJM_ROM | NYISO_A-F | PJM_ROM | Internal | Shoulder | B14 | 900 | 1000 | 0 | 49.3 | 50.66 | 8 | 0
2035 | NYISO_A-F_2_PJM_ROM | NYISO_A-F | PJM_ROM | Internal | Shoulder | B15 | 1203 | 1000 | 0 | 49.19 | 46.58 | 8 | 0
2035 | NYISO_A-F_2_PJM_ROM | NYISO_A-F | PJM_ROM | Internal | Summer | B1 | 10 | 1000 | 1000 | 63.78 | 86.54 | 8 | 14.76
2035 | NYISO_A-F_2_PJM_ROM | NYISO_A-F | PJM_ROM | Internal | Summer | B2 | 25 | 1000 | 1000 | 71.38 | 83.38 | 8 | 4
2035 | NYISO_A-F_2_PJM_ROM | NYISO_A-F | PJM_ROM | Internal | Summer | B3 | 75 | 1000 | 1000 | 69.8 | 81.79 | 8 | 3.99
2035 | NYISO_A-F_2_PJM_ROM | NYISO_A-F | PJM_ROM | Internal | Summer | B4 | 100 | 1000 | 1000 | 63.78 | 79.92 | 8 | 8.14
2035 | NYISO_A-F_2_PJM_ROM | NYISO_A-F | PJM_ROM | Internal | Summer | B5 | 200 | 1000 | 1000 | 57.5 | 77.11 | 8 | 11.61
2035 | NYISO_A-F_2_PJM_ROM | NYISO_A-F | PJM_ROM | Internal | Summer | B6 | 300 | 1000 | 1000 | 54.68 | 65.05 | 8 | 2.37
2035 | NYISO_A-F_2_PJM_ROM | NYISO_A-F | PJM_ROM | Internal | Summer | B7 | 400 | 1000 | 0 | 51.54 | 53.2 | 8 | 0
2035 | NYISO_A-F_2_PJM_ROM | NYISO_A-F | PJM_ROM | Internal | Summer | B8 | 500 | 1000 | 0 | 48.35 | 48.8 | 8 | 0
2035 | NYISO_A-F_2_PJM_ROM | NYISO_A-F | PJM_ROM | Internal | Summer | B9 | 800 | 1000 | 0 | 46.06 | 46.63 | 8 | 0
2035 | NYISO_A-F_2_PJM_ROM | NYISO_A-F | PJM_ROM | Internal | Summer | B10 | 1262 | 1000 | 0 | 46.06 | 44.92 | 8 | 0
2035 | NYISO_A-F_2_PJM_ROM | NYISO_A-F | PJM_ROM | Internal | Winter | B16 | 25 | 1000 | 1000 | 54.22 | 70.68 | 8 | 8.46
2035 | NYISO_A-F_2_PJM_ROM | NYISO_A-F | PJM_ROM | Internal | Winter | B17 | 100 | 1000 | 1000 | 52.36 | 63.75 | 8 | 3.39
2035 | NYISO_A-F_2_PJM_ROM | NYISO_A-F | PJM_ROM | Internal | Winter | B18 | 400 | 1000 | 0 | 52.36 | 57.62 | 8 | 0
2035 | NYISO_A-F_2_PJM_ROM | NYISO_A-F | PJM_ROM | Internal | Winter | B19 | 700 | 1000 | 0 | 52.36 | 56.29 | 8 | 0
2035 | NYISO_A-F_2_PJM_ROM | NYISO_A-F | PJM_ROM | Internal | Winter | B20 | 935 | 1000 | 0 | 52.36 | 51.23 | 8 | 0
2035 | NYISO_G-I_2_NEISO | NYISO_G-I | NEISO | Internal | Shoulder | B11 | 25 | 600 | 0 | 66.66 | 46.31 | 3 | 0
2035 | NYISO_G-I_2_NEISO | NYISO_G-I | NEISO | Internal | Shoulder | B12 | 200 | 600 | 0 | 53.76 | 46.31 | 3 | 0
2035 | NYISO_G-I_2_NEISO | NYISO_G-I | NEISO | Internal | Shoulder | B13 | 600 | 600 | 0 | 49.67 | 46.31 | 3 | 0
2035 | NYISO_G-I_2_NEISO | NYISO_G-I | NEISO | Internal | Shoulder | B14 | 900 | 600 | 0 | 49.31 | 46.31 | 3 | 0
2035 | NYISO_G-I_2_NEISO | NYISO_G-I | NEISO | Internal | Shoulder | B15 | 1203 | 600 | 0 | 49.2 | 46.31 | 3 | 0
2035 | NYISO_G-I_2_NEISO | NYISO_G-I | NEISO | Internal | Summer | B1 | 10 | 600 | 0 | 92.55 | 89.55 | 3 | 0
2035 | NYISO_G-I_2_NEISO | NYISO_G-I | NEISO | Internal | Summer | B2 | 25 | 600 | 0 | 80.74 | 77.74 | 3 | 0
2035 | NYISO_G-I_2_NEISO | NYISO_G-I | NEISO | Internal | Summer | B3 | 75 | 600 | 0 | 71.4 | 66.8 | 3 | 0
2035 | NYISO_G-I_2_NEISO | NYISO_G-I | NEISO | Internal | Summer | B4 | 100 | 600 | 0 | 64.81 | 59.4 | 3 | 0
2035 | NYISO_G-I_2_NEISO | NYISO_G-I | NEISO | Internal | Summer | B5 | 200 | 600 | 0 | 61.36 | 47.45 | 3 | 0
2035 | NYISO_G-I_2_NEISO | NYISO_G-I | NEISO | Internal | Summer | B6 | 300 | 600 | 0 | 57.06 | 42.77 | 3 | 0
2035 | NYISO_G-I_2_NEISO | NYISO_G-I | NEISO | Internal | Summer | B7 | 400 | 600 | 0 | 51.55 | 42.77 | 3 | 0
2035 | NYISO_G-I_2_NEISO | NYISO_G-I | NEISO | Internal | Summer | B8 | 500 | 600 | 0 | 48.36 | 42.77 | 3 | 0
2035 | NYISO_G-I_2_NEISO | NYISO_G-I | NEISO | Internal | Summer | B9 | 800 | 600 | 0 | 46.07 | 42.77 | 3 | 0
2035 | NYISO_G-I_2_NEISO | NYISO_G-I | NEISO | Internal | Summer | B10 | 1262 | 600 | 0 | 46.07 | 42.77 | 3 | 0
2035 | NYISO_G-I_2_NEISO | NYISO_G-I | NEISO | Internal | Winter | B16 | 25 | 600 | 0 | 62.69 | 57.22 | 3 | 0
2035 | NYISO_G-I_2_NEISO | NYISO_G-I | NEISO | Internal | Winter | B17 | 100 | 600 | 0 | 60.22 | 57.22 | 3 | 0
2035 | NYISO_G-I_2_NEISO | NYISO_G-I | NEISO | Internal | Winter | B18 | 400 | 600 | 0 | 60.22 | 57.22 | 3 | 0
2035 | NYISO_G-I_2_NEISO | NYISO_G-I | NEISO | Internal | Winter | B19 | 700 | 600 | 0 | 59.41 | 57.22 | 3 | 0
2035 | NYISO_G-I_2_NEISO | NYISO_G-I | NEISO | Internal | Winter | B20 | 935 | 600 | 0 | 56.82 | 57.22 | 3 | 0
2035 | NYISO_G-I_2_NYISO_A-F | NYISO_G-I | NYISO_A-F | Internal | Shoulder | B11 | 25 | 1999 | 0 | 66.66 | 49.65 | 0.01 | 0
2035 | NYISO_G-I_2_NYISO_A-F | NYISO_G-I | NYISO_A-F | Internal | Shoulder | B12 | 200 | 1999 | 0 | 53.76 | 51.51 | 0.01 | 0
2035 | NYISO_G-I_2_NYISO_A-F | NYISO_G-I | NYISO_A-F | Internal | Shoulder | B13 | 600 | 1999 | 0.03 | 49.67 | 49.65 | 0.01 | 0
2035 | NYISO_G-I_2_NYISO_A-F | NYISO_G-I | NYISO_A-F | Internal | Shoulder | B14 | 900 | 1999 | 0.02 | 49.31 | 49.3 | 0.01 | 0
2035 | NYISO_G-I_2_NYISO_A-F | NYISO_G-I | NYISO_A-F | Internal | Shoulder | B15 | 1203 | 1999 | 0.01 | 49.2 | 49.19 | 0.01 | 0
2035 | NYISO_G-I_2_NYISO_A-F | NYISO_G-I | NYISO_A-F | Internal | Summer | B1 | 10 | 1999 | 0 | 92.55 | 63.78 | 0.01 | 0
2035 | NYISO_G-I_2_NYISO_A-F | NYISO_G-I | NYISO_A-F | Internal | Summer | B2 | 25 | 1999 | 0 | 80.74 | 71.38 | 0.01 | 0
2035 | NYISO_G-I_2_NYISO_A-F | NYISO_G-I | NYISO_A-F | Internal | Summer | B3 | 75 | 1999 | 0 | 71.4 | 69.8 | 0.01 | 0
2035 | NYISO_G-I_2_NYISO_A-F | NYISO_G-I | NYISO_A-F | Internal | Summer | B4 | 100 | 1999 | 0 | 64.81 | 63.78 | 0.01 | 0
2035 | NYISO_G-I_2_NYISO_A-F | NYISO_G-I | NYISO_A-F | Internal | Summer | B5 | 200 | 1999 | 0 | 61.36 | 57.5 | 0.01 | 0
2035 | NYISO_G-I_2_NYISO_A-F | NYISO_G-I | NYISO_A-F | Internal | Summer | B6 | 300 | 1999 | 0 | 57.06 | 54.68 | 0.01 | 0
2035 | NYISO_G-I_2_NYISO_A-F | NYISO_G-I | NYISO_A-F | Internal | Summer | B7 | 400 | 1999 | 0.04 | 51.55 | 51.54 | 0.01 | 0
2035 | NYISO_G-I_2_NYISO_A-F | NYISO_G-I | NYISO_A-F | Internal | Summer | B8 | 500 | 1999 | 0.03 | 48.36 | 48.35 | 0.01 | 0
2035 | NYISO_G-I_2_NYISO_A-F | NYISO_G-I | NYISO_A-F | Internal | Summer | B9 | 800 | 1999 | 0.02 | 46.07 | 46.06 | 0.01 | 0
2035 | NYISO_G-I_2_NYISO_A-F | NYISO_G-I | NYISO_A-F | Internal | Summer | B10 | 1262 | 1999 | 0.01 | 46.07 | 46.06 | 0.01 | 0
2035 | NYISO_G-I_2_NYISO_A-F | NYISO_G-I | NYISO_A-F | Internal | Winter | B16 | 25 | 1999 | 0 | 62.69 | 54.22 | 0.01 | 0
2035 | NYISO_G-I_2_NYISO_A-F | NYISO_G-I | NYISO_A-F | Internal | Winter | B17 | 100 | 1999 | 0 | 60.22 | 52.36 | 0.01 | 0
2035 | NYISO_G-I_2_NYISO_A-F | NYISO_G-I | NYISO_A-F | Internal | Winter | B18 | 400 | 1999 | 0 | 60.22 | 52.36 | 0.01 | 0
2035 | NYISO_G-I_2_NYISO_A-F | NYISO_G-I | NYISO_A-F | Internal | Winter | B19 | 700 | 1999 | 0 | 59.41 | 52.36 | 0.01 | 0
2035 | NYISO_G-I_2_NYISO_A-F | NYISO_G-I | NYISO_A-F | Internal | Winter | B20 | 935 | 1999 | 0 | 56.82 | 52.36 | 0.01 | 0
2035 | NYISO_G-I_2_NYISO_J-K | NYISO_G-I | NYISO_J-K | Internal | Shoulder | B11 | 25 | 6130 | 5994.05 | 66.66 | 66.67 | 0.01 | 0
2035 | NYISO_G-I_2_NYISO_J-K | NYISO_G-I | NYISO_J-K | Internal | Shoulder | B12 | 200 | 6130 | 6042.53 | 53.76 | 53.77 | 0.01 | 0
2035 | NYISO_G-I_2_NYISO_J-K | NYISO_G-I | NYISO_J-K | Internal | Shoulder | B13 | 600 | 6130 | 6130 | 49.67 | 50.01 | 0.01 | 0.33
2035 | NYISO_G-I_2_NYISO_J-K | NYISO_G-I | NYISO_J-K | Internal | Shoulder | B14 | 900 | 6130 | 5920.79 | 49.31 | 49.32 | 0.01 | 0
2035 | NYISO_G-I_2_NYISO_J-K | NYISO_G-I | NYISO_J-K | Internal | Shoulder | B15 | 1203 | 6130 | 4334.78 | 49.2 | 49.21 | 0.01 | 0
2035 | NYISO_G-I_2_NYISO_J-K | NYISO_G-I | NYISO_J-K | Internal | Summer | B1 | 10 | 6130 | 4945.51 | 92.55 | 92.56 | 0.01 | 0
2035 | NYISO_G-I_2_NYISO_J-K | NYISO_G-I | NYISO_J-K | Internal | Summer | B2 | 25 | 6130 | 4740.08 | 80.74 | 80.76 | 0.01 | 0
2035 | NYISO_G-I_2_NYISO_J-K | NYISO_G-I | NYISO_J-K | Internal | Summer | B3 | 75 | 6130 | 4153.97 | 71.4 | 71.41 | 0.01 | 0
2035 | NYISO_G-I_2_NYISO_J-K | NYISO_G-I | NYISO_J-K | Internal | Summer | B4 | 100 | 6130 | 4449 | 64.81 | 64.82 | 0.01 | 0
2035 | NYISO_G-I_2_NYISO_J-K | NYISO_G-I | NYISO_J-K | Internal | Summer | B5 | 200 | 6130 | 4615.7 | 61.36 | 61.37 | 0.01 | 0
2035 | NYISO_G-I_2_NYISO_J-K | NYISO_G-I | NYISO_J-K | Internal | Summer | B6 | 300 | 6130 | 6130 | 57.06 | 61.37 | 0.01 | 4.29
2035 | NYISO_G-I_2_NYISO_J-K | NYISO_G-I | NYISO_J-K | Internal | Summer | B7 | 400 | 6130 | 6130 | 51.55 | 61.37 | 0.01 | 9.81
2035 | NYISO_G-I_2_NYISO_J-K | NYISO_G-I | NYISO_J-K | Internal | Summer | B8 | 500 | 6130 | 6130 | 48.36 | 56.81 | 0.01 | 8.43
2035 | NYISO_G-I_2_NYISO_J-K | NYISO_G-I | NYISO_J-K | Internal | Summer | B9 | 800 | 6130 | 5695.28 | 46.07 | 46.08 | 0.01 | 0
2035 | NYISO_G-I_2_NYISO_J-K | NYISO_G-I | NYISO_J-K | Internal | Summer | B10 | 1262 | 6130 | 4284.29 | 46.07 | 46.08 | 0.01 | 0
2035 | NYISO_G-I_2_NYISO_J-K | NYISO_G-I | NYISO_J-K | Internal | Winter | B16 | 25 | 6130 | 6130 | 62.69 | 85.06 | 0.01 | 22.36
2035 | NYISO_G-I_2_NYISO_J-K | NYISO_G-I | NYISO_J-K | Internal | Winter | B17 | 100 | 6130 | 6130 | 60.22 | 66.89 | 0.01 | 6.66
2035 | NYISO_G-I_2_NYISO_J-K | NYISO_G-I | NYISO_J-K | Internal | Winter | B18 | 400 | 6130 | 6130 | 60.22 | 63.63 | 0.01 | 3.4
2035 | NYISO_G-I_2_NYISO_J-K | NYISO_G-I | NYISO_J-K | Internal | Winter | B19 | 700 | 6130 | 6130 | 59.41 | 63.63 | 0.01 | 4.21
2035 | NYISO_G-I_2_NYISO_J-K | NYISO_G-I | NYISO_J-K | Internal | Winter | B20 | 935 | 6130 | 6130 | 56.82 | 59.79 | 0.01 | 2.95
2035 | NYISO_G-I_2_PJM_E | NYISO_G-I | PJM_E | Internal | Shoulder | B11 | 25 | 1500 | 0 | 66.66 | 71.34 | 8 | 0
2035 | NYISO_G-I_2_PJM_E | NYISO_G-I | PJM_E | Internal | Shoulder | B12 | 200 | 1500 | 0 | 53.76 | 59.52 | 8 | 0
2035 | NYISO_G-I_2_PJM_E | NYISO_G-I | PJM_E | Internal | Shoulder | B13 | 600 | 1500 | 0 | 49.67 | 53.23 | 8 | 0
2035 | NYISO_G-I_2_PJM_E | NYISO_G-I | PJM_E | Internal | Shoulder | B14 | 900 | 1500 | 0 | 49.31 | 50.67 | 8 | 0
2035 | NYISO_G-I_2_PJM_E | NYISO_G-I | PJM_E | Internal | Shoulder | B15 | 1203 | 1500 | 0 | 49.2 | 46.59 | 8 | 0
2035 | NYISO_G-I_2_PJM_E | NYISO_G-I | PJM_E | Internal | Summer | B1 | 10 | 1500 | 0 | 92.55 | 86.55 | 8 | 0
2035 | NYISO_G-I_2_PJM_E | NYISO_G-I | PJM_E | Internal | Summer | B2 | 25 | 1500 | 0 | 80.74 | 83.39 | 8 | 0
2035 | NYISO_G-I_2_PJM_E | NYISO_G-I | PJM_E | Internal | Summer | B3 | 75 | 1500 | 1500 | 71.4 | 81.8 | 8 | 2.4
2035 | NYISO_G-I_2_PJM_E | NYISO_G-I | PJM_E | Internal | Summer | B4 | 100 | 1500 | 1500 | 64.81 | 79.91 | 8 | 7.1
2035 | NYISO_G-I_2_PJM_E | NYISO_G-I | PJM_E | Internal | Summer | B5 | 200 | 1500 | 1500 | 61.36 | 77.1 | 8 | 7.74
2035 | NYISO_G-I_2_PJM_E | NYISO_G-I | PJM_E | Internal | Summer | B6 | 300 | 1500 | 217.91 | 57.06 | 65.06 | 8 | 0
2035 | NYISO_G-I_2_PJM_E | NYISO_G-I | PJM_E | Internal | Summer | B7 | 400 | 1500 | 0 | 51.55 | 53.21 | 8 | 0
2035 | NYISO_G-I_2_PJM_E | NYISO_G-I | PJM_E | Internal | Summer | B8 | 500 | 1500 | 0 | 48.36 | 48.81 | 8 | 0
2035 | NYISO_G-I_2_PJM_E | NYISO_G-I | PJM_E | Internal | Summer | B9 | 800 | 1500 | 0 | 46.07 | 46.64 | 8 | 0
2035 | NYISO_G-I_2_PJM_E | NYISO_G-I | PJM_E | Internal | Summer | B10 | 1262 | 1500 | 0 | 46.07 | 44.93 | 8 | 0
2035 | NYISO_G-I_2_PJM_E | NYISO_G-I | PJM_E | Internal | Winter | B16 | 25 | 1500 | 202.77 | 62.69 | 70.69 | 8 | 0
2035 | NYISO_G-I_2_PJM_E | NYISO_G-I | PJM_E | Internal | Winter | B17 | 100 | 1500 | 0 | 60.22 | 63.76 | 8 | 0
2035 | NYISO_G-I_2_PJM_E | NYISO_G-I | PJM_E | Internal | Winter | B18 | 400 | 1500 | 0 | 60.22 | 57.63 | 8 | 0
2035 | NYISO_G-I_2_PJM_E | NYISO_G-I | PJM_E | Internal | Winter | B19 | 700 | 1500 | 0 | 59.41 | 56.3 | 8 | 0
2035 | NYISO_G-I_2_PJM_E | NYISO_G-I | PJM_E | Internal | Winter | B20 | 935 | 1500 | 0 | 56.82 | 51.24 | 8 | 0
2035 | NYISO_J-K_2_NEISO | NYISO_J-K | NEISO | Internal | Shoulder | B11 | 25 | 0.01 | 0 | 66.67 | 46.31 | 3 | 1.27
2035 | NYISO_J-K_2_NEISO | NYISO_J-K | NEISO | Internal | Shoulder | B12 | 200 | 0.01 | 0 | 53.77 | 46.31 | 3 | 0.2
2035 | NYISO_J-K_2_NEISO | NYISO_J-K | NEISO | Internal | Shoulder | B13 | 600 | 0.01 | 0 | 50.01 | 46.31 | 3 | 0.07
2035 | NYISO_J-K_2_NEISO | NYISO_J-K | NEISO | Internal | Shoulder | B14 | 900 | 0.01 | 0 | 49.32 | 46.31 | 3 | 0.04
2035 | NYISO_J-K_2_NEISO | NYISO_J-K | NEISO | Internal | Shoulder | B15 | 1203 | 0.01 | 0 | 49.21 | 46.31 | 3 | 0.03
2035 | NYISO_J-K_2_NEISO | NYISO_J-K | NEISO | Internal | Summer | B1 | 10 | 0.01 | 0 | 92.56 | 89.55 | 3 | 4.28
2035 | NYISO_J-K_2_NEISO | NYISO_J-K | NEISO | Internal | Summer | B2 | 25 | 0.01 | 0 | 80.76 | 77.74 | 3 | 1.26
2035 | NYISO_J-K_2_NEISO | NYISO_J-K | NEISO | Internal | Summer | B3 | 75 | 0.01 | 0 | 71.41 | 66.8 | 3 | 0.51
2035 | NYISO_J-K_2_NEISO | NYISO_J-K | NEISO | Internal | Summer | B4 | 100 | 0.01 | 0 | 64.82 | 59.4 | 3 | 0.39
2035 | NYISO_J-K_2_NEISO | NYISO_J-K | NEISO | Internal | Summer | B5 | 200 | 0.01 | 0 | 61.37 | 47.45 | 3 | 0.19
2035 | NYISO_J-K_2_NEISO | NYISO_J-K | NEISO | Internal | Summer | B6 | 300 | 0.01 | 0 | 61.37 | 42.77 | 3 | 0.13
2035 | NYISO_J-K_2_NEISO | NYISO_J-K | NEISO | Internal | Summer | B7 | 400 | 0.01 | 0 | 61.37 | 42.77 | 3 | 0.09
2035 | NYISO_J-K_2_NEISO | NYISO_J-K | NEISO | Internal | Summer | B8 | 500 | 0.01 | 0 | 56.81 | 42.77 | 3 | 0.08
2035 | NYISO_J-K_2_NEISO | NYISO_J-K | NEISO | Internal | Summer | B9 | 800 | 0.01 | 0 | 46.08 | 42.77 | 3 | 0.05
2035 | NYISO_J-K_2_NEISO | NYISO_J-K | NEISO | Internal | Summer | B10 | 1262 | 0.01 | 0 | 46.08 | 42.77 | 3 | 0.03
2035 | NYISO_J-K_2_NEISO | NYISO_J-K | NEISO | Internal | Winter | B16 | 25 | 0.01 | 0 | 85.06 | 57.22 | 3 | 1.27
2035 | NYISO_J-K_2_NEISO | NYISO_J-K | NEISO | Internal | Winter | B17 | 100 | 0.01 | 0 | 66.89 | 57.22 | 3 | 0.38
2035 | NYISO_J-K_2_NEISO | NYISO_J-K | NEISO | Internal | Winter | B18 | 400 | 0.01 | 0 | 63.63 | 57.22 | 3 | 0.1
2035 | NYISO_J-K_2_NEISO | NYISO_J-K | NEISO | Internal | Winter | B19 | 700 | 0.01 | 0 | 63.63 | 57.22 | 3 | 0.06
2035 | NYISO_J-K_2_NEISO | NYISO_J-K | NEISO | Internal | Winter | B20 | 935 | 0.01 | 0 | 59.79 | 57.22 | 3 | 0.04
2035 | NYISO_J-K_2_NYISO_G-I | NYISO_J-K | NYISO_G-I | Internal | Shoulder | B11 | 25 | 1999 | 0.55 | 66.67 | 66.66 | 0.01 | 0
2035 | NYISO_J-K_2_NYISO_G-I | NYISO_J-K | NYISO_G-I | Internal | Shoulder | B12 | 200 | 1999 | 0.08 | 53.77 | 53.76 | 0.01 | 0
2035 | NYISO_J-K_2_NYISO_G-I | NYISO_J-K | NYISO_G-I | Internal | Shoulder | B13 | 600 | 1999 | 0 | 50.01 | 49.67 | 0.01 | 0
2035 | NYISO_J-K_2_NYISO_G-I | NYISO_J-K | NYISO_G-I | Internal | Shoulder | B14 | 900 | 1999 | 0.02 | 49.32 | 49.31 | 0.01 | 0
2035 | NYISO_J-K_2_NYISO_G-I | NYISO_J-K | NYISO_G-I | Internal | Shoulder | B15 | 1203 | 1999 | 0.01 | 49.21 | 49.2 | 0.01 | 0
2035 | NYISO_J-K_2_NYISO_G-I | NYISO_J-K | NYISO_G-I | Internal | Summer | B1 | 10 | 1999 | 1.47 | 92.56 | 92.55 | 0.01 | 0
2035 | NYISO_J-K_2_NYISO_G-I | NYISO_J-K | NYISO_G-I | Internal | Summer | B2 | 25 | 1999 | 0.61 | 80.76 | 80.74 | 0.01 | 0
2035 | NYISO_J-K_2_NYISO_G-I | NYISO_J-K | NYISO_G-I | Internal | Summer | B3 | 75 | 1999 | 0.21 | 71.41 | 71.4 | 0.01 | 0
2035 | NYISO_J-K_2_NYISO_G-I | NYISO_J-K | NYISO_G-I | Internal | Summer | B4 | 100 | 1999 | 0.16 | 64.82 | 64.81 | 0.01 | 0
2035 | NYISO_J-K_2_NYISO_G-I | NYISO_J-K | NYISO_G-I | Internal | Summer | B5 | 200 | 1999 | 0.08 | 61.37 | 61.36 | 0.01 | 0
2035 | NYISO_J-K_2_NYISO_G-I | NYISO_J-K | NYISO_G-I | Internal | Summer | B6 | 300 | 1999 | 0 | 61.37 | 57.06 | 0.01 | 0
2035 | NYISO_J-K_2_NYISO_G-I | NYISO_J-K | NYISO_G-I | Internal | Summer | B7 | 400 | 1999 | 0 | 61.37 | 51.55 | 0.01 | 0
2035 | NYISO_J-K_2_NYISO_G-I | NYISO_J-K | NYISO_G-I | Internal | Summer | B8 | 500 | 1999 | 0 | 56.81 | 48.36 | 0.01 | 0
2035 | NYISO_J-K_2_NYISO_G-I | NYISO_J-K | NYISO_G-I | Internal | Summer | B9 | 800 | 1999 | 0.02 | 46.08 | 46.07 | 0.01 | 0
2035 | NYISO_J-K_2_NYISO_G-I | NYISO_J-K | NYISO_G-I | Internal | Summer | B10 | 1262 | 1999 | 0.01 | 46.08 | 46.07 | 0.01 | 0
2035 | NYISO_J-K_2_NYISO_G-I | NYISO_J-K | NYISO_G-I | Internal | Winter | B16 | 25 | 1999 | 0 | 85.06 | 62.69 | 0.01 | 0
2035 | NYISO_J-K_2_NYISO_G-I | NYISO_J-K | NYISO_G-I | Internal | Winter | B17 | 100 | 1999 | 0 | 66.89 | 60.22 | 0.01 | 0
2035 | NYISO_J-K_2_NYISO_G-I | NYISO_J-K | NYISO_G-I | Internal | Winter | B18 | 400 | 1999 | 0 | 63.63 | 60.22 | 0.01 | 0
2035 | NYISO_J-K_2_NYISO_G-I | NYISO_J-K | NYISO_G-I | Internal | Winter | B19 | 700 | 1999 | 0 | 63.63 | 59.41 | 0.01 | 0
2035 | NYISO_J-K_2_NYISO_G-I | NYISO_J-K | NYISO_G-I | Internal | Winter | B20 | 935 | 1999 | 0 | 59.79 | 56.82 | 0.01 | 0
2035 | NYISO_J-K_2_PJM_E | NYISO_J-K | PJM_E | Internal | Shoulder | B11 | 25 | 0.01 | 0 | 66.67 | 71.34 | 8 | 1.49
2035 | NYISO_J-K_2_PJM_E | NYISO_J-K | PJM_E | Internal | Shoulder | B12 | 200 | 0.01 | 0 | 53.77 | 59.52 | 8 | 0.21
2035 | NYISO_J-K_2_PJM_E | NYISO_J-K | PJM_E | Internal | Shoulder | B13 | 600 | 0.01 | 0 | 50.01 | 53.23 | 8 | 0.07
2035 | NYISO_J-K_2_PJM_E | NYISO_J-K | PJM_E | Internal | Shoulder | B14 | 900 | 0.01 | 0 | 49.32 | 50.67 | 8 | 0.04
2035 | NYISO_J-K_2_PJM_E | NYISO_J-K | PJM_E | Internal | Shoulder | B15 | 1203 | 0.01 | 0 | 49.21 | 46.59 | 8 | 0.03
2035 | NYISO_J-K_2_PJM_E | NYISO_J-K | PJM_E | Internal | Summer | B1 | 10 | 0.01 | 0 | 92.56 | 86.55 | 8 | 3.3
2035 | NYISO_J-K_2_PJM_E | NYISO_J-K | PJM_E | Internal | Summer | B2 | 25 | 0.01 | 0 | 80.76 | 83.39 | 8 | 1.3
2035 | NYISO_J-K_2_PJM_E | NYISO_J-K | PJM_E | Internal | Summer | B3 | 75 | 0.01 | 0 | 71.41 | 81.8 | 8 | 2.87
2035 | NYISO_J-K_2_PJM_E | NYISO_J-K | PJM_E | Internal | Summer | B4 | 100 | 0.01 | 0 | 64.82 | 79.91 | 8 | 7.48
2035 | NYISO_J-K_2_PJM_E | NYISO_J-K | PJM_E | Internal | Summer | B5 | 200 | 0.01 | 0 | 61.37 | 77.1 | 8 | 7.93
2035 | NYISO_J-K_2_PJM_E | NYISO_J-K | PJM_E | Internal | Summer | B6 | 300 | 0.01 | 0 | 61.37 | 65.06 | 8 | 0.14
2035 | NYISO_J-K_2_PJM_E | NYISO_J-K | PJM_E | Internal | Summer | B7 | 400 | 0.01 | 0 | 61.37 | 53.21 | 8 | 0.1
2035 | NYISO_J-K_2_PJM_E | NYISO_J-K | PJM_E | Internal | Summer | B8 | 500 | 0.01 | 0 | 56.81 | 48.81 | 8 | 0.08
2035 | NYISO_J-K_2_PJM_E | NYISO_J-K | PJM_E | Internal | Summer | B9 | 800 | 0.01 | 0 | 46.08 | 46.64 | 8 | 0.05
2035 | NYISO_J-K_2_PJM_E | NYISO_J-K | PJM_E | Internal | Summer | B10 | 1262 | 0.01 | 0 | 46.08 | 44.93 | 8 | 0.03
2035 | NYISO_J-K_2_PJM_E | NYISO_J-K | PJM_E | Internal | Winter | B16 | 25 | 0.01 | 0 | 85.06 | 70.69 | 8 | 1.27
2035 | NYISO_J-K_2_PJM_E | NYISO_J-K | PJM_E | Internal | Winter | B17 | 100 | 0.01 | 0 | 66.89 | 63.76 | 8 | 0.39
2035 | NYISO_J-K_2_PJM_E | NYISO_J-K | PJM_E | Internal | Winter | B18 | 400 | 0.01 | 0 | 63.63 | 57.63 | 8 | 0.1
2035 | NYISO_J-K_2_PJM_E | NYISO_J-K | PJM_E | Internal | Winter | B19 | 700 | 0.01 | 0 | 63.63 | 56.3 | 8 | 0.05
2035 | NYISO_J-K_2_PJM_E | NYISO_J-K | PJM_E | Internal | Winter | B20 | 935 | 0.01 | 0 | 59.79 | 51.24 | 8 | 0.04
2035 | PJM_E_2_NYISO_G-I | PJM_E | NYISO_G-I | Internal | Shoulder | B11 | 25 | 500 | 0 | 71.34 | 66.66 | 6 | 0
2035 | PJM_E_2_NYISO_G-I | PJM_E | NYISO_G-I | Internal | Shoulder | B12 | 200 | 500 | 0 | 59.52 | 53.76 | 6 | 0
2035 | PJM_E_2_NYISO_G-I | PJM_E | NYISO_G-I | Internal | Shoulder | B13 | 600 | 500 | 0 | 53.23 | 49.67 | 6 | 0
2035 | PJM_E_2_NYISO_G-I | PJM_E | NYISO_G-I | Internal | Shoulder | B14 | 900 | 500 | 0 | 50.67 | 49.31 | 6 | 0
2035 | PJM_E_2_NYISO_G-I | PJM_E | NYISO_G-I | Internal | Shoulder | B15 | 1203 | 500 | 0 | 46.59 | 49.2 | 6 | 0
2035 | PJM_E_2_NYISO_G-I | PJM_E | NYISO_G-I | Internal | Summer | B1 | 10 | 500 | 230.93 | 86.55 | 92.55 | 6 | 0
2035 | PJM_E_2_NYISO_G-I | PJM_E | NYISO_G-I | Internal | Summer | B2 | 25 | 500 | 0 | 83.39 | 80.74 | 6 | 0
2035 | PJM_E_2_NYISO_G-I | PJM_E | NYISO_G-I | Internal | Summer | B3 | 75 | 500 | 0 | 81.8 | 71.4 | 6 | 0
2035 | PJM_E_2_NYISO_G-I | PJM_E | NYISO_G-I | Internal | Summer | B4 | 100 | 500 | 0 | 79.91 | 64.81 | 6 | 0
2035 | PJM_E_2_NYISO_G-I | PJM_E | NYISO_G-I | Internal | Summer | B5 | 200 | 500 | 0 | 77.1 | 61.36 | 6 | 0
2035 | PJM_E_2_NYISO_G-I | PJM_E | NYISO_G-I | Internal | Summer | B6 | 300 | 500 | 0 | 65.06 | 57.06 | 6 | 0
2035 | PJM_E_2_NYISO_G-I | PJM_E | NYISO_G-I | Internal | Summer | B7 | 400 | 500 | 0 | 53.21 | 51.55 | 6 | 0
2035 | PJM_E_2_NYISO_G-I | PJM_E | NYISO_G-I | Internal | Summer | B8 | 500 | 500 | 0 | 48.81 | 48.36 | 6 | 0
2035 | PJM_E_2_NYISO_G-I | PJM_E | NYISO_G-I | Internal | Summer | B9 | 800 | 500 | 0 | 46.64 | 46.07 | 6 | 0
2035 | PJM_E_2_NYISO_G-I | PJM_E | NYISO_G-I | Internal | Summer | B10 | 1262 | 500 | 0 | 44.93 | 46.07 | 6 | 0
2035 | PJM_E_2_NYISO_G-I | PJM_E | NYISO_G-I | Internal | Winter | B16 | 25 | 500 | 0 | 70.69 | 62.69 | 6 | 0
2035 | PJM_E_2_NYISO_G-I | PJM_E | NYISO_G-I | Internal | Winter | B17 | 100 | 500 | 0 | 63.76 | 60.22 | 6 | 0
2035 | PJM_E_2_NYISO_G-I | PJM_E | NYISO_G-I | Internal | Winter | B18 | 400 | 500 | 0 | 57.63 | 60.22 | 6 | 0
2035 | PJM_E_2_NYISO_G-I | PJM_E | NYISO_G-I | Internal | Winter | B19 | 700 | 500 | 0 | 56.3 | 59.41 | 6 | 0
2035 | PJM_E_2_NYISO_G-I | PJM_E | NYISO_G-I | Internal | Winter | B20 | 935 | 500 | 0 | 51.24 | 56.82 | 6 | 0
2035 | PJM_E_2_NYISO_J-K | PJM_E | NYISO_J-K | Internal | Shoulder | B11 | 25 | 330 | 0 | 71.34 | 66.67 | 6 | 0
2035 | PJM_E_2_NYISO_J-K | PJM_E | NYISO_J-K | Internal | Shoulder | B12 | 200 | 330 | 0 | 59.52 | 53.77 | 6 | 0
2035 | PJM_E_2_NYISO_J-K | PJM_E | NYISO_J-K | Internal | Shoulder | B13 | 600 | 330 | 0 | 53.23 | 50.01 | 6 | 0
2035 | PJM_E_2_NYISO_J-K | PJM_E | NYISO_J-K | Internal | Shoulder | B14 | 900 | 330 | 0 | 50.67 | 49.32 | 6 | 0
2035 | PJM_E_2_NYISO_J-K | PJM_E | NYISO_J-K | Internal | Shoulder | B15 | 1203 | 330 | 0 | 46.59 | 49.21 | 6 | 0
2035 | PJM_E_2_NYISO_J-K | PJM_E | NYISO_J-K | Internal | Summer | B1 | 10 | 330 | 327.38 | 86.55 | 92.56 | 6 | 0.01
2035 | PJM_E_2_NYISO_J-K | PJM_E | NYISO_J-K | Internal | Summer | B2 | 25 | 330 | 0 | 83.39 | 80.76 | 6 | 0
2035 | PJM_E_2_NYISO_J-K | PJM_E | NYISO_J-K | Internal | Summer | B3 | 75 | 330 | 0 | 81.8 | 71.41 | 6 | 0
2035 | PJM_E_2_NYISO_J-K | PJM_E | NYISO_J-K | Internal | Summer | B4 | 100 | 330 | 0 | 79.91 | 64.82 | 6 | 0
2035 | PJM_E_2_NYISO_J-K | PJM_E | NYISO_J-K | Internal | Summer | B5 | 200 | 330 | 0 | 77.1 | 61.37 | 6 | 0
2035 | PJM_E_2_NYISO_J-K | PJM_E | NYISO_J-K | Internal | Summer | B6 | 300 | 330 | 0 | 65.06 | 61.37 | 6 | 0
2035 | PJM_E_2_NYISO_J-K | PJM_E | NYISO_J-K | Internal | Summer | B7 | 400 | 330 | 330 | 53.21 | 61.37 | 6 | 2.16
2035 | PJM_E_2_NYISO_J-K | PJM_E | NYISO_J-K | Internal | Summer | B8 | 500 | 330 | 330 | 48.81 | 56.81 | 6 | 1.99
2035 | PJM_E_2_NYISO_J-K | PJM_E | NYISO_J-K | Internal | Summer | B9 | 800 | 330 | 0 | 46.64 | 46.08 | 6 | 0
2035 | PJM_E_2_NYISO_J-K | PJM_E | NYISO_J-K | Internal | Summer | B10 | 1262 | 330 | 0 | 44.93 | 46.08 | 6 | 0
2035 | PJM_E_2_NYISO_J-K | PJM_E | NYISO_J-K | Internal | Winter | B16 | 25 | 330 | 330 | 70.69 | 85.06 | 6 | 8.37
2035 | PJM_E_2_NYISO_J-K | PJM_E | NYISO_J-K | Internal | Winter | B17 | 100 | 330 | 0 | 63.76 | 66.89 | 6 | 0
2035 | PJM_E_2_NYISO_J-K | PJM_E | NYISO_J-K | Internal | Winter | B18 | 400 | 330 | 168.3 | 57.63 | 63.63 | 6 | 0
2035 | PJM_E_2_NYISO_J-K | PJM_E | NYISO_J-K | Internal | Winter | B19 | 700 | 330 | 330 | 56.3 | 63.63 | 6 | 1.33
2035 | PJM_E_2_NYISO_J-K | PJM_E | NYISO_J-K | Internal | Winter | B20 | 935 | 330 | 330 | 51.24 | 59.79 | 6 | 2.55
2035 | PJM_E_2_PJM_ROM | PJM_E | PJM_ROM | Internal | Shoulder | B11 | 25 | 8000 | 568.24 | 71.34 | 71.35 | 0.01 | 0
2035 | PJM_E_2_PJM_ROM | PJM_E | PJM_ROM | Internal | Shoulder | B12 | 200 | 8000 | 0.08 | 59.52 | 59.51 | 0.01 | 0
2035 | PJM_E_2_PJM_ROM | PJM_E | PJM_ROM | Internal | Shoulder | B13 | 600 | 8000 | 636.89 | 53.23 | 53.24 | 0.01 | 0
2035 | PJM_E_2_PJM_ROM | PJM_E | PJM_ROM | Internal | Shoulder | B14 | 900 | 8000 | 0.02 | 50.67 | 50.66 | 0.01 | 0
2035 | PJM_E_2_PJM_ROM | PJM_E | PJM_ROM | Internal | Shoulder | B15 | 1203 | 8000 | 0.01 | 46.59 | 46.58 | 0.01 | 0
2035 | PJM_E_2_PJM_ROM | PJM_E | PJM_ROM | Internal | Summer | B1 | 10 | 8000 | 1.5 | 86.55 | 86.54 | 0.01 | 0
2035 | PJM_E_2_PJM_ROM | PJM_E | PJM_ROM | Internal | Summer | B2 | 25 | 8000 | 0.63 | 83.39 | 83.38 | 0.01 | 0
2035 | PJM_E_2_PJM_ROM | PJM_E | PJM_ROM | Internal | Summer | B3 | 75 | 8000 | 0.22 | 81.8 | 81.79 | 0.01 | 0
2035 | PJM_E_2_PJM_ROM | PJM_E | PJM_ROM | Internal | Summer | B4 | 100 | 8000 | 1846.06 | 79.91 | 79.92 | 0.01 | 0
2035 | PJM_E_2_PJM_ROM | PJM_E | PJM_ROM | Internal | Summer | B5 | 200 | 8000 | 1888.61 | 77.1 | 77.11 | 0.01 | 0
2035 | PJM_E_2_PJM_ROM | PJM_E | PJM_ROM | Internal | Summer | B6 | 300 | 8000 | 0.05 | 65.06 | 65.05 | 0.01 | 0
2035 | PJM_E_2_PJM_ROM | PJM_E | PJM_ROM | Internal | Summer | B7 | 400 | 8000 | 0.04 | 53.21 | 53.2 | 0.01 | 0
2035 | PJM_E_2_PJM_ROM | PJM_E | PJM_ROM | Internal | Summer | B8 | 500 | 8000 | 0.03 | 48.81 | 48.8 | 0.01 | 0
2035 | PJM_E_2_PJM_ROM | PJM_E | PJM_ROM | Internal | Summer | B9 | 800 | 8000 | 0.02 | 46.64 | 46.63 | 0.01 | 0
2035 | PJM_E_2_PJM_ROM | PJM_E | PJM_ROM | Internal | Summer | B10 | 1262 | 8000 | 0.01 | 44.93 | 44.92 | 0.01 | 0
2035 | PJM_E_2_PJM_ROM | PJM_E | PJM_ROM | Internal | Winter | B16 | 25 | 8000 | 0.63 | 70.69 | 70.68 | 0.01 | 0
2035 | PJM_E_2_PJM_ROM | PJM_E | PJM_ROM | Internal | Winter | B17 | 100 | 8000 | 0.16 | 63.76 | 63.75 | 0.01 | 0
2035 | PJM_E_2_PJM_ROM | PJM_E | PJM_ROM | Internal | Winter | B18 | 400 | 8000 | 0.04 | 57.63 | 57.62 | 0.01 | 0
2035 | PJM_E_2_PJM_ROM | PJM_E | PJM_ROM | Internal | Winter | B19 | 700 | 8000 | 0.02 | 56.3 | 56.29 | 0.01 | 0
2035 | PJM_E_2_PJM_ROM | PJM_E | PJM_ROM | Internal | Winter | B20 | 935 | 8000 | 0.02 | 51.24 | 51.23 | 0.01 | 0
2035 | PJM_ROR_2_MISO_IN | PJM_ROR | MISO_IN | Internal | Shoulder | B11 | 25 | 909 | 907.79 | 71.37 | 73.38 | 2 | 0.01
2035 | PJM_ROR_2_MISO_IN | PJM_ROR | MISO_IN | Internal | Shoulder | B12 | 200 | 909 | 0.17 | 59.5 | 61.49 | 2 | 0
2035 | PJM_ROR_2_MISO_IN | PJM_ROR | MISO_IN | Internal | Shoulder | B13 | 600 | 909 | 0 | 53.23 | 53.88 | 2 | 0
2035 | PJM_ROR_2_MISO_IN | PJM_ROR | MISO_IN | Internal | Shoulder | B14 | 900 | 909 | 0 | 50.65 | 51.65 | 2 | 0
2035 | PJM_ROR_2_MISO_IN | PJM_ROR | MISO_IN | Internal | Shoulder | B15 | 1203 | 909 | 0 | 46.56 | 47.31 | 2 | 0
2035 | PJM_ROR_2_MISO_IN | PJM_ROR | MISO_IN | Internal | Summer | B1 | 10 | 909 | 0.01 | 86.52 | 85.46 | 2 | 0
2035 | PJM_ROR_2_MISO_IN | PJM_ROR | MISO_IN | Internal | Summer | B2 | 25 | 909 | 539.1 | 83.37 | 85.37 | 2 | 0
2035 | PJM_ROR_2_MISO_IN | PJM_ROR | MISO_IN | Internal | Summer | B3 | 75 | 909 | 0.39 | 81.8 | 83.79 | 2 | 0
2035 | PJM_ROR_2_MISO_IN | PJM_ROR | MISO_IN | Internal | Summer | B4 | 100 | 909 | 0 | 79.93 | 80.93 | 2 | 0
2035 | PJM_ROR_2_MISO_IN | PJM_ROR | MISO_IN | Internal | Summer | B5 | 200 | 909 | 751.42 | 77.12 | 79.12 | 2 | 0
2035 | PJM_ROR_2_MISO_IN | PJM_ROR | MISO_IN | Internal | Summer | B6 | 300 | 909 | 0 | 65.04 | 66.28 | 2 | 0
2035 | PJM_ROR_2_MISO_IN | PJM_ROR | MISO_IN | Internal | Summer | B7 | 400 | 909 | 0 | 53.19 | 51.52 | 2 | 0
2035 | PJM_ROR_2_MISO_IN | PJM_ROR | MISO_IN | Internal | Summer | B8 | 500 | 909 | 0 | 48.79 | 49.08 | 2 | 0
2035 | PJM_ROR_2_MISO_IN | PJM_ROR | MISO_IN | Internal | Summer | B9 | 800 | 909 | 0 | 46.62 | 45.16 | 2 | 0
2035 | PJM_ROR_2_MISO_IN | PJM_ROR | MISO_IN | Internal | Summer | B10 | 1262 | 909 | 0 | 44.9 | 45.16 | 2 | 0
2035 | PJM_ROR_2_MISO_IN | PJM_ROR | MISO_IN | Internal | Winter | B16 | 25 | 909 | 433.86 | 70.67 | 72.67 | 2 | 0
2035 | PJM_ROR_2_MISO_IN | PJM_ROR | MISO_IN | Internal | Winter | B17 | 100 | 909 | 0 | 63.74 | 61.74 | 2 | 0
2035 | PJM_ROR_2_MISO_IN | PJM_ROR | MISO_IN | Internal | Winter | B18 | 400 | 909 | 0 | 55.89 | 53.9 | 2 | 0
2035 | PJM_ROR_2_MISO_IN | PJM_ROR | MISO_IN | Internal | Winter | B19 | 700 | 909 | 0 | 52.67 | 53.27 | 2 | 0
2035 | PJM_ROR_2_MISO_IN | PJM_ROR | MISO_IN | Internal | Winter | B20 | 935 | 909 | 0 | 48.76 | 46.75 | 2 | 0
2035 | PJM_ROR_2_MISO_MI | PJM_ROR | MISO_MI | Internal | Shoulder | B11 | 25 | 1305 | 425.03 | 71.37 | 73.37 | 2 | 0
2035 | PJM_ROR_2_MISO_MI | PJM_ROR | MISO_MI | Internal | Shoulder | B12 | 200 | 1305 | 1192.99 | 59.5 | 61.5 | 2 | 0
2035 | PJM_ROR_2_MISO_MI | PJM_ROR | MISO_MI | Internal | Shoulder | B13 | 600 | 1305 | 0 | 53.23 | 53.89 | 2 | 0
2035 | PJM_ROR_2_MISO_MI | PJM_ROR | MISO_MI | Internal | Shoulder | B14 | 900 | 1305 | 0 | 50.65 | 51.66 | 2 | 0
2035 | PJM_ROR_2_MISO_MI | PJM_ROR | MISO_MI | Internal | Shoulder | B15 | 1203 | 1305 | 0 | 46.56 | 47.32 | 2 | 0
2035 | PJM_ROR_2_MISO_MI | PJM_ROR | MISO_MI | Internal | Summer | B1 | 10 | 1305 | 0.01 | 86.52 | 85.45 | 2 | 0
2035 | PJM_ROR_2_MISO_MI | PJM_ROR | MISO_MI | Internal | Summer | B2 | 25 | 1305 | 1303.81 | 83.37 | 85.38 | 2 | 0.01
2035 | PJM_ROR_2_MISO_MI | PJM_ROR | MISO_MI | Internal | Summer | B3 | 75 | 1305 | 162.39 | 81.8 | 83.8 | 2 | 0
2035 | PJM_ROR_2_MISO_MI | PJM_ROR | MISO_MI | Internal | Summer | B4 | 100 | 1305 | 0 | 79.93 | 80.92 | 2 | 0
2035 | PJM_ROR_2_MISO_MI | PJM_ROR | MISO_MI | Internal | Summer | B5 | 200 | 1305 | 407.7 | 77.12 | 79.12 | 2 | 0
2035 | PJM_ROR_2_MISO_MI | PJM_ROR | MISO_MI | Internal | Summer | B6 | 300 | 1305 | 0 | 65.04 | 66.27 | 2 | 0
2035 | PJM_ROR_2_MISO_MI | PJM_ROR | MISO_MI | Internal | Summer | B7 | 400 | 1305 | 0 | 53.19 | 51.54 | 2 | 0
2035 | PJM_ROR_2_MISO_MI | PJM_ROR | MISO_MI | Internal | Summer | B8 | 500 | 1305 | 0 | 48.79 | 49.36 | 2 | 0
2035 | PJM_ROR_2_MISO_MI | PJM_ROR | MISO_MI | Internal | Summer | B9 | 800 | 1305 | 0 | 46.62 | 45.17 | 2 | 0
2035 | PJM_ROR_2_MISO_MI | PJM_ROR | MISO_MI | Internal | Summer | B10 | 1262 | 1305 | 0 | 44.9 | 45.17 | 2 | 0
2035 | PJM_ROR_2_MISO_MI | PJM_ROR | MISO_MI | Internal | Winter | B16 | 25 | 1305 | 9.91 | 70.67 | 72.67 | 2 | 0
2035 | PJM_ROR_2_MISO_MI | PJM_ROR | MISO_MI | Internal | Winter | B17 | 100 | 1305 | 0 | 63.74 | 61.75 | 2 | 0
2035 | PJM_ROR_2_MISO_MI | PJM_ROR | MISO_MI | Internal | Winter | B18 | 400 | 1305 | 0 | 55.89 | 53.91 | 2 | 0
2035 | PJM_ROR_2_MISO_MI | PJM_ROR | MISO_MI | Internal | Winter | B19 | 700 | 1305 | 0 | 52.67 | 53.28 | 2 | 0
2035 | PJM_ROR_2_MISO_MI | PJM_ROR | MISO_MI | Internal | Winter | B20 | 935 | 1305 | 0 | 48.76 | 46.76 | 2 | 0
2035 | PJM_ROR_2_MISO_MO-IL | PJM_ROR | MISO_MO-IL | Internal | Shoulder | B11 | 25 | 1111 | 1109.73 | 71.37 | 73.38 | 2 | 0.01
2035 | PJM_ROR_2_MISO_MO-IL | PJM_ROR | MISO_MO-IL | Internal | Shoulder | B12 | 200 | 1111 | 0 | 59.5 | 56.6 | 2 | 0
2035 | PJM_ROR_2_MISO_MO-IL | PJM_ROR | MISO_MO-IL | Internal | Shoulder | B13 | 600 | 1111 | 0 | 53.23 | 51.24 | 2 | 0
2035 | PJM_ROR_2_MISO_MO-IL | PJM_ROR | MISO_MO-IL | Internal | Shoulder | B14 | 900 | 1111 | 0 | 50.65 | 48.65 | 2 | 0
2035 | PJM_ROR_2_MISO_MO-IL | PJM_ROR | MISO_MO-IL | Internal | Shoulder | B15 | 1203 | 1111 | 0 | 46.56 | 44.56 | 2 | 0
2035 | PJM_ROR_2_MISO_MO-IL | PJM_ROR | MISO_MO-IL | Internal | Summer | B1 | 10 | 1111 | 0.01 | 86.52 | 85.45 | 2 | 0
2035 | PJM_ROR_2_MISO_MO-IL | PJM_ROR | MISO_MO-IL | Internal | Summer | B2 | 25 | 1111 | 0 | 83.37 | 83.64 | 2 | 0
2035 | PJM_ROR_2_MISO_MO-IL | PJM_ROR | MISO_MO-IL | Internal | Summer | B3 | 75 | 1111 | 0.2 | 81.8 | 83.78 | 2 | 0
2035 | PJM_ROR_2_MISO_MO-IL | PJM_ROR | MISO_MO-IL | Internal | Summer | B4 | 100 | 1111 | 0 | 79.93 | 80.94 | 2 | 0
2035 | PJM_ROR_2_MISO_MO-IL | PJM_ROR | MISO_MO-IL | Internal | Summer | B5 | 200 | 1111 | 925.74 | 77.12 | 79.12 | 2 | 0
2035 | PJM_ROR_2_MISO_MO-IL | PJM_ROR | MISO_MO-IL | Internal | Summer | B6 | 300 | 1111 | 0 | 65.04 | 66.29 | 2 | 0
2035 | PJM_ROR_2_MISO_MO-IL | PJM_ROR | MISO_MO-IL | Internal | Summer | B7 | 400 | 1111 | 0 | 53.19 | 51.51 | 2 | 0
2035 | PJM_ROR_2_MISO_MO-IL | PJM_ROR | MISO_MO-IL | Internal | Summer | B8 | 500 | 1111 | 0 | 48.79 | 47.26 | 2 | 0
2035 | PJM_ROR_2_MISO_MO-IL | PJM_ROR | MISO_MO-IL | Internal | Summer | B9 | 800 | 1111 | 0 | 46.62 | 44.73 | 2 | 0
2035 | PJM_ROR_2_MISO_MO-IL | PJM_ROR | MISO_MO-IL | Internal | Summer | B10 | 1262 | 1111 | 0 | 44.9 | 40.81 | 2 | 0
2035 | PJM_ROR_2_MISO_MO-IL | PJM_ROR | MISO_MO-IL | Internal | Winter | B16 | 25 | 1111 | 0 | 70.67 | 67.01 | 2 | 0
2035 | PJM_ROR_2_MISO_MO-IL | PJM_ROR | MISO_MO-IL | Internal | Winter | B17 | 100 | 1111 | 0 | 63.74 | 52.74 | 2 | 0
2035 | PJM_ROR_2_MISO_MO-IL | PJM_ROR | MISO_MO-IL | Internal | Winter | B18 | 400 | 1111 | 0 | 55.89 | 53.89 | 2 | 0
2035 | PJM_ROR_2_MISO_MO-IL | PJM_ROR | MISO_MO-IL | Internal | Winter | B19 | 700 | 1111 | 0 | 52.67 | 50.67 | 2 | 0
2035 | PJM_ROR_2_MISO_MO-IL | PJM_ROR | MISO_MO-IL | Internal | Winter | B20 | 935 | 1111 | 0 | 48.76 | 43.06 | 2 | 0
2035 | PJM_ROR_2_MISO_W | PJM_ROR | MISO_W | Internal | Shoulder | B11 | 25 | 709 | 119.98 | 71.37 | 73.37 | 2 | 0
2035 | PJM_ROR_2_MISO_W | PJM_ROR | MISO_W | Internal | Shoulder | B12 | 200 | 709 | 0 | 59.5 | 56.59 | 2 | 0
2035 | PJM_ROR_2_MISO_W | PJM_ROR | MISO_W | Internal | Shoulder | B13 | 600 | 709 | 0 | 53.23 | 51.23 | 2 | 0
2035 | PJM_ROR_2_MISO_W | PJM_ROR | MISO_W | Internal | Shoulder | B14 | 900 | 709 | 0 | 50.65 | 48.63 | 2 | 0
2035 | PJM_ROR_2_MISO_W | PJM_ROR | MISO_W | Internal | Shoulder | B15 | 1203 | 709 | 0 | 46.56 | 38.07 | 2 | 0
2035 | PJM_ROR_2_MISO_W | PJM_ROR | MISO_W | Internal | Summer | B1 | 10 | 709 | 0.01 | 86.52 | 85.44 | 2 | 0
2035 | PJM_ROR_2_MISO_W | PJM_ROR | MISO_W | Internal | Summer | B2 | 25 | 709 | 0 | 83.37 | 83.63 | 2 | 0
2035 | PJM_ROR_2_MISO_W | PJM_ROR | MISO_W | Internal | Summer | B3 | 75 | 709 | 0.39 | 81.8 | 83.79 | 2 | 0
2035 | PJM_ROR_2_MISO_W | PJM_ROR | MISO_W | Internal | Summer | B4 | 100 | 709 | 0 | 79.93 | 80.93 | 2 | 0
2035 | PJM_ROR_2_MISO_W | PJM_ROR | MISO_W | Internal | Summer | B5 | 200 | 709 | 0.17 | 77.12 | 79.11 | 2 | 0
2035 | PJM_ROR_2_MISO_W | PJM_ROR | MISO_W | Internal | Summer | B6 | 300 | 709 | 708.9 | 65.04 | 67.05 | 2 | 0.01
2035 | PJM_ROR_2_MISO_W | PJM_ROR | MISO_W | Internal | Summer | B7 | 400 | 709 | 0 | 53.19 | 51.5 | 2 | 0
2035 | PJM_ROR_2_MISO_W | PJM_ROR | MISO_W | Internal | Summer | B8 | 500 | 709 | 0 | 48.79 | 47.25 | 2 | 0
2035 | PJM_ROR_2_MISO_W | PJM_ROR | MISO_W | Internal | Summer | B9 | 800 | 709 | 0 | 46.62 | 44.71 | 2 | 0
2035 | PJM_ROR_2_MISO_W | PJM_ROR | MISO_W | Internal | Summer | B10 | 1262 | 709 | 0 | 44.9 | 38.69 | 2 | 0
2035 | PJM_ROR_2_MISO_W | PJM_ROR | MISO_W | Internal | Winter | B16 | 25 | 709 | 0 | 70.67 | 57.9 | 2 | 0
2035 | PJM_ROR_2_MISO_W | PJM_ROR | MISO_W | Internal | Winter | B17 | 100 | 709 | 0 | 63.74 | 51.94 | 2 | 0
2035 | PJM_ROR_2_MISO_W | PJM_ROR | MISO_W | Internal | Winter | B18 | 400 | 709 | 0 | 55.89 | 53.87 | 2 | 0
2035 | PJM_ROR_2_MISO_W | PJM_ROR | MISO_W | Internal | Winter | B19 | 700 | 709 | 0 | 52.67 | 50.66 | 2 | 0
2035 | PJM_ROR_2_MISO_W | PJM_ROR | MISO_W | Internal | Winter | B20 | 935 | 709 | 0 | 48.76 | 37.22 | 2 | 0
2035 | PJM_ROR_2_MISO_WUMS | PJM_ROR | MISO_WUMS | Internal | Shoulder | B11 | 25 | 1467 | 1094.71 | 71.37 | 73.37 | 2 | 0
2035 | PJM_ROR_2_MISO_WUMS | PJM_ROR | MISO_WUMS | Internal | Shoulder | B12 | 200 | 1467 | 0 | 59.5 | 57.5 | 2 | 0
2035 | PJM_ROR_2_MISO_WUMS | PJM_ROR | MISO_WUMS | Internal | Shoulder | B13 | 600 | 1467 | 0 | 53.23 | 51.24 | 2 | 0
2035 | PJM_ROR_2_MISO_WUMS | PJM_ROR | MISO_WUMS | Internal | Shoulder | B14 | 900 | 1467 | 0 | 50.65 | 50.57 | 2 | 0
2035 | PJM_ROR_2_MISO_WUMS | PJM_ROR | MISO_WUMS | Internal | Shoulder | B15 | 1203 | 1467 | 0 | 46.56 | 46.49 | 2 | 0
2035 | PJM_ROR_2_MISO_WUMS | PJM_ROR | MISO_WUMS | Internal | Summer | B1 | 10 | 1467 | 0 | 86.52 | 79.65 | 2 | 0
2035 | PJM_ROR_2_MISO_WUMS | PJM_ROR | MISO_WUMS | Internal | Summer | B2 | 25 | 1467 | 0 | 83.37 | 79.65 | 2 | 0
2035 | PJM_ROR_2_MISO_WUMS | PJM_ROR | MISO_WUMS | Internal | Summer | B3 | 75 | 1467 | 0 | 81.8 | 79.65 | 2 | 0
2035 | PJM_ROR_2_MISO_WUMS | PJM_ROR | MISO_WUMS | Internal | Summer | B4 | 100 | 1467 | 0 | 79.93 | 79.65 | 2 | 0
2035 | PJM_ROR_2_MISO_WUMS | PJM_ROR | MISO_WUMS | Internal | Summer | B5 | 200 | 1467 | 1172.96 | 77.12 | 79.12 | 2 | 0
2035 | PJM_ROR_2_MISO_WUMS | PJM_ROR | MISO_WUMS | Internal | Summer | B6 | 300 | 1467 | 891.98 | 65.04 | 67.04 | 2 | 0
2035 | PJM_ROR_2_MISO_WUMS | PJM_ROR | MISO_WUMS | Internal | Summer | B7 | 400 | 1467 | 0 | 53.19 | 51.51 | 2 | 0
2035 | PJM_ROR_2_MISO_WUMS | PJM_ROR | MISO_WUMS | Internal | Summer | B8 | 500 | 1467 | 0 | 48.79 | 48.82 | 2 | 0
2035 | PJM_ROR_2_MISO_WUMS | PJM_ROR | MISO_WUMS | Internal | Summer | B9 | 800 | 1467 | 0 | 46.62 | 46.82 | 2 | 0
2035 | PJM_ROR_2_MISO_WUMS | PJM_ROR | MISO_WUMS | Internal | Summer | B10 | 1262 | 1467 | 0 | 44.9 | 44.93 | 2 | 0
2035 | PJM_ROR_2_MISO_WUMS | PJM_ROR | MISO_WUMS | Internal | Winter | B16 | 25 | 1467 | 14.86 | 70.67 | 72.67 | 2 | 0
2035 | PJM_ROR_2_MISO_WUMS | PJM_ROR | MISO_WUMS | Internal | Winter | B17 | 100 | 1467 | 0 | 63.74 | 61.74 | 2 | 0
2035 | PJM_ROR_2_MISO_WUMS | PJM_ROR | MISO_WUMS | Internal | Winter | B18 | 400 | 1467 | 0 | 55.89 | 53.89 | 2 | 0
2035 | PJM_ROR_2_MISO_WUMS | PJM_ROR | MISO_WUMS | Internal | Winter | B19 | 700 | 1467 | 0 | 52.67 | 53.89 | 2 | 0
2035 | PJM_ROR_2_MISO_WUMS | PJM_ROR | MISO_WUMS | Internal | Winter | B20 | 935 | 1467 | 0 | 48.76 | 49.46 | 2 | 0
2035 | PJM_ROR_2_PJM_ROM | PJM_ROR | PJM_ROM | Internal | Shoulder | B11 | 25 | 8000 | 0.64 | 71.37 | 71.35 | 0.01 | 0
2035 | PJM_ROR_2_PJM_ROM | PJM_ROR | PJM_ROM | Internal | Shoulder | B12 | 200 | 8000 | 2781.44 | 59.5 | 59.51 | 0.01 | 0
2035 | PJM_ROR_2_PJM_ROM | PJM_ROR | PJM_ROM | Internal | Shoulder | B13 | 600 | 8000 | 2822.54 | 53.23 | 53.24 | 0.01 | 0
2035 | PJM_ROR_2_PJM_ROM | PJM_ROR | PJM_ROM | Internal | Shoulder | B14 | 900 | 8000 | 4676.5 | 50.65 | 50.66 | 0.01 | 0
2035 | PJM_ROR_2_PJM_ROM | PJM_ROR | PJM_ROM | Internal | Shoulder | B15 | 1203 | 8000 | 5312.81 | 46.56 | 46.58 | 0.01 | 0
2035 | PJM_ROR_2_PJM_ROM | PJM_ROR | PJM_ROM | Internal | Summer | B1 | 10 | 8000 | 7315.37 | 86.52 | 86.54 | 0.01 | 0
2035 | PJM_ROR_2_PJM_ROM | PJM_ROR | PJM_ROM | Internal | Summer | B2 | 25 | 8000 | 5294.22 | 83.37 | 83.38 | 0.01 | 0
2035 | PJM_ROR_2_PJM_ROM | PJM_ROR | PJM_ROM | Internal | Summer | B3 | 75 | 8000 | 0.22 | 81.8 | 81.79 | 0.01 | 0
2035 | PJM_ROR_2_PJM_ROM | PJM_ROR | PJM_ROM | Internal | Summer | B4 | 100 | 8000 | 0.16 | 79.93 | 79.92 | 0.01 | 0
2035 | PJM_ROR_2_PJM_ROM | PJM_ROR | PJM_ROM | Internal | Summer | B5 | 200 | 8000 | 0.08 | 77.12 | 77.11 | 0.01 | 0
2035 | PJM_ROR_2_PJM_ROM | PJM_ROR | PJM_ROM | Internal | Summer | B6 | 300 | 8000 | 2292.07 | 65.04 | 65.05 | 0.01 | 0
2035 | PJM_ROR_2_PJM_ROM | PJM_ROR | PJM_ROM | Internal | Summer | B7 | 400 | 8000 | 3647.99 | 53.19 | 53.2 | 0.01 | 0
2035 | PJM_ROR_2_PJM_ROM | PJM_ROR | PJM_ROM | Internal | Summer | B8 | 500 | 8000 | 5705.56 | 48.79 | 48.8 | 0.01 | 0
2035 | PJM_ROR_2_PJM_ROM | PJM_ROR | PJM_ROM | Internal | Summer | B9 | 800 | 8000 | 7372.35 | 46.62 | 46.63 | 0.01 | 0
2035 | PJM_ROR_2_PJM_ROM | PJM_ROR | PJM_ROM | Internal | Summer | B10 | 1262 | 8000 | 3866.78 | 44.9 | 44.92 | 0.01 | 0
2035 | PJM_ROR_2_PJM_ROM | PJM_ROR | PJM_ROM | Internal | Winter | B16 | 25 | 8000 | 7585.16 | 70.67 | 70.68 | 0.01 | 0
2035 | PJM_ROR_2_PJM_ROM | PJM_ROR | PJM_ROM | Internal | Winter | B17 | 100 | 8000 | 6046.22 | 63.74 | 63.75 | 0.01 | 0
2035 | PJM_ROR_2_PJM_ROM | PJM_ROR | PJM_ROM | Internal | Winter | B18 | 400 | 8000 | 8000 | 55.89 | 57.62 | 0.01 | 1.72
2035 | PJM_ROR_2_PJM_ROM | PJM_ROR | PJM_ROM | Internal | Winter | B19 | 700 | 8000 | 8000 | 52.67 | 56.29 | 0.01 | 3.6
2035 | PJM_ROR_2_PJM_ROM | PJM_ROR | PJM_ROM | Internal | Winter | B20 | 935 | 8000 | 8000 | 48.76 | 51.23 | 0.01 | 2.45
2035 | PJM_ROR_2_TVA_Transmission | PJM_ROR | TVA_Transmission | Internal | Shoulder | B11 | 25 | 2500 | 805.65 | 71.37 | 77.37 | 6 | 0
2035 | PJM_ROR_2_TVA_Transmission | PJM_ROR | TVA_Transmission | Internal | Shoulder | B12 | 200 | 2500 | 0 | 59.5 | 61.74 | 6 | 0
2035 | PJM_ROR_2_TVA_Transmission | PJM_ROR | TVA_Transmission | Internal | Shoulder | B13 | 600 | 2500 | 0 | 53.23 | 56.44 | 6 | 0
2035 | PJM_ROR_2_TVA_Transmission | PJM_ROR | TVA_Transmission | Internal | Shoulder | B14 | 900 | 2500 | 0 | 50.65 | 55.51 | 6 | 0
2035 | PJM_ROR_2_TVA_Transmission | PJM_ROR | TVA_Transmission | Internal | Shoulder | B15 | 1203 | 2500 | 507.48 | 46.56 | 52.56 | 6 | 0
2035 | PJM_ROR_2_TVA_Transmission | PJM_ROR | TVA_Transmission | Internal | Summer | B1 | 10 | 2500 | 2499.95 | 86.52 | 93.45 | 6 | 0.93
2035 | PJM_ROR_2_TVA_Transmission | PJM_ROR | TVA_Transmission | Internal | Summer | B2 | 25 | 2500 | 2499.99 | 83.37 | 90.36 | 6 | 0.99
2035 | PJM_ROR_2_TVA_Transmission | PJM_ROR | TVA_Transmission | Internal | Summer | B3 | 75 | 2500 | 713.7 | 81.8 | 87.8 | 6 | 0
2035 | PJM_ROR_2_TVA_Transmission | PJM_ROR | TVA_Transmission | Internal | Summer | B4 | 100 | 2500 | 2018.17 | 79.93 | 85.93 | 6 | 0
2035 | PJM_ROR_2_TVA_Transmission | PJM_ROR | TVA_Transmission | Internal | Summer | B5 | 200 | 2500 | 125.21 | 77.12 | 83.12 | 6 | 0
2035 | PJM_ROR_2_TVA_Transmission | PJM_ROR | TVA_Transmission | Internal | Summer | B6 | 300 | 2500 | 0 | 65.04 | 70.16 | 6 | 0
2035 | PJM_ROR_2_TVA_Transmission | PJM_ROR | TVA_Transmission | Internal | Summer | B7 | 400 | 2500 | 0 | 53.19 | 57.87 | 6 | 0
2035 | PJM_ROR_2_TVA_Transmission | PJM_ROR | TVA_Transmission | Internal | Summer | B8 | 500 | 2500 | 0 | 48.79 | 54.01 | 6 | 0
2035 | PJM_ROR_2_TVA_Transmission | PJM_ROR | TVA_Transmission | Internal | Summer | B9 | 800 | 2500 | 0 | 46.62 | 50.39 | 6 | 0
2035 | PJM_ROR_2_TVA_Transmission | PJM_ROR | TVA_Transmission | Internal | Summer | B10 | 1262 | 2500 | 0 | 44.9 | 45.87 | 6 | 0
2035 | PJM_ROR_2_TVA_Transmission | PJM_ROR | TVA_Transmission | Internal | Winter | B16 | 25 | 2500 | 0 | 70.67 | 75.01 | 6 | 0
2035 | PJM_ROR_2_TVA_Transmission | PJM_ROR | TVA_Transmission | Internal | Winter | B17 | 100 | 2500 | 0 | 63.74 | 60.74 | 6 | 0
2035 | PJM_ROR_2_TVA_Transmission | PJM_ROR | TVA_Transmission | Internal | Winter | B18 | 400 | 2500 | 0 | 55.89 | 58.63 | 6 | 0
2035 | PJM_ROR_2_TVA_Transmission | PJM_ROR | TVA_Transmission | Internal | Winter | B19 | 700 | 2500 | 0 | 52.67 | 56.95 | 6 | 0
2035 | PJM_ROR_2_TVA_Transmission | PJM_ROR | TVA_Transmission | Internal | Winter | B20 | 935 | 2500 | 0 | 48.76 | 51.06 | 6 | 0
2035 | PJM_ROR_2_VACAR | PJM_ROR | VACAR | Internal | Shoulder | B11 | 25 | 3000 | 2999.17 | 71.37 | 77.38 | 6 | 0.02
2035 | PJM_ROR_2_VACAR | PJM_ROR | VACAR | Internal | Shoulder | B12 | 200 | 3000 | 0 | 59.5 | 63.69 | 6 | 0
2035 | PJM_ROR_2_VACAR | PJM_ROR | VACAR | Internal | Shoulder | B13 | 600 | 3000 | 0 | 53.23 | 53.49 | 6 | 0
2035 | PJM_ROR_2_VACAR | PJM_ROR | VACAR | Internal | Shoulder | B14 | 900 | 3000 | 0 | 50.65 | 53.49 | 6 | 0
2035 | PJM_ROR_2_VACAR | PJM_ROR | VACAR | Internal | Shoulder | B15 | 1203 | 3000 | 3000 | 46.56 | 53.49 | 6 | 0.92
2035 | PJM_ROR_2_VACAR | PJM_ROR | VACAR | Internal | Summer | B1 | 10 | 3000 | 1335.36 | 86.52 | 92.52 | 6 | 0
2035 | PJM_ROR_2_VACAR | PJM_ROR | VACAR | Internal | Summer | B2 | 25 | 3000 | 3000 | 83.37 | 92.52 | 6 | 3.15
2035 | PJM_ROR_2_VACAR | PJM_ROR | VACAR | Internal | Summer | B3 | 75 | 3000 | 3000 | 81.8 | 92.52 | 6 | 4.72
2035 | PJM_ROR_2_VACAR | PJM_ROR | VACAR | Internal | Summer | B4 | 100 | 3000 | 3000 | 79.93 | 90.38 | 6 | 4.45
2035 | PJM_ROR_2_VACAR | PJM_ROR | VACAR | Internal | Summer | B5 | 200 | 3000 | 3000 | 77.12 | 83.9 | 6 | 0.77
2035 | PJM_ROR_2_VACAR | PJM_ROR | VACAR | Internal | Summer | B6 | 300 | 3000 | 1047.18 | 65.04 | 71.04 | 6 | 0
2035 | PJM_ROR_2_VACAR | PJM_ROR | VACAR | Internal | Summer | B7 | 400 | 3000 | 1917.16 | 53.19 | 59.19 | 6 | 0
2035 | PJM_ROR_2_VACAR | PJM_ROR | VACAR | Internal | Summer | B8 | 500 | 3000 | 0 | 48.79 | 53.36 | 6 | 0
2035 | PJM_ROR_2_VACAR | PJM_ROR | VACAR | Internal | Summer | B9 | 800 | 3000 | 0 | 46.62 | 51.32 | 6 | 0
2035 | PJM_ROR_2_VACAR | PJM_ROR | VACAR | Internal | Summer | B10 | 1262 | 3000 | 3000 | 44.9 | 51.32 | 6 | 0.41
2035 | PJM_ROR_2_VACAR | PJM_ROR | VACAR | Internal | Winter | B16 | 25 | 3000 | 3000 | 70.67 | 90.73 | 6 | 14.06
2035 | PJM_ROR_2_VACAR | PJM_ROR | VACAR | Internal | Winter | B17 | 100 | 3000 | 235.37 | 63.74 | 69.74 | 6 | 0
2035 | PJM_ROR_2_VACAR | PJM_ROR | VACAR | Internal | Winter | B18 | 400 | 3000 | 0 | 55.89 | 58.37 | 6 | 0
2035 | PJM_ROR_2_VACAR | PJM_ROR | VACAR | Internal | Winter | B19 | 700 | 3000 | 0 | 52.67 | 58.37 | 6 | 0
2035 | PJM_ROR_2_VACAR | PJM_ROR | VACAR | Internal | Winter | B20 | 935 | 3000 | 3000 | 48.76 | 58.37 | 6 | 3.6
2035 | PJM_ROM_2_NYISO_A-F | PJM_ROM | NYISO_A-F | Internal | Shoulder | B11 | 25 | 2000 | 0 | 71.35 | 49.65 | 6 | 0
2035 | PJM_ROM_2_NYISO_A-F | PJM_ROM | NYISO_A-F | Internal | Shoulder | B12 | 200 | 2000 | 0 | 59.51 | 51.51 | 6 | 0
2035 | PJM_ROM_2_NYISO_A-F | PJM_ROM | NYISO_A-F | Internal | Shoulder | B13 | 600 | 2000 | 0 | 53.24 | 49.65 | 6 | 0
2035 | PJM_ROM_2_NYISO_A-F | PJM_ROM | NYISO_A-F | Internal | Shoulder | B14 | 900 | 2000 | 0 | 50.66 | 49.3 | 6 | 0
2035 | PJM_ROM_2_NYISO_A-F | PJM_ROM | NYISO_A-F | Internal | Shoulder | B15 | 1203 | 2000 | 0 | 46.58 | 49.19 | 6 | 0
2035 | PJM_ROM_2_NYISO_A-F | PJM_ROM | NYISO_A-F | Internal | Summer | B1 | 10 | 2000 | 0 | 86.54 | 63.78 | 6 | 0
2035 | PJM_ROM_2_NYISO_A-F | PJM_ROM | NYISO_A-F | Internal | Summer | B2 | 25 | 2000 | 0 | 83.38 | 71.38 | 6 | 0
2035 | PJM_ROM_2_NYISO_A-F | PJM_ROM | NYISO_A-F | Internal | Summer | B3 | 75 | 2000 | 0 | 81.79 | 69.8 | 6 | 0
2035 | PJM_ROM_2_NYISO_A-F | PJM_ROM | NYISO_A-F | Internal | Summer | B4 | 100 | 2000 | 0 | 79.92 | 63.78 | 6 | 0
2035 | PJM_ROM_2_NYISO_A-F | PJM_ROM | NYISO_A-F | Internal | Summer | B5 | 200 | 2000 | 0 | 77.11 | 57.5 | 6 | 0
2035 | PJM_ROM_2_NYISO_A-F | PJM_ROM | NYISO_A-F | Internal | Summer | B6 | 300 | 2000 | 0 | 65.05 | 54.68 | 6 | 0
2035 | PJM_ROM_2_NYISO_A-F | PJM_ROM | NYISO_A-F | Internal | Summer | B7 | 400 | 2000 | 0 | 53.2 | 51.54 | 6 | 0
2035 | PJM_ROM_2_NYISO_A-F | PJM_ROM | NYISO_A-F | Internal | Summer | B8 | 500 | 2000 | 0 | 48.8 | 48.35 | 6 | 0
2035 | PJM_ROM_2_NYISO_A-F | PJM_ROM | NYISO_A-F | Internal | Summer | B9 | 800 | 2000 | 0 | 46.63 | 46.06 | 6 | 0
2035 | PJM_ROM_2_NYISO_A-F | PJM_ROM | NYISO_A-F | Internal | Summer | B10 | 1262 | 2000 | 0 | 44.92 | 46.06 | 6 | 0
2035 | PJM_ROM_2_NYISO_A-F | PJM_ROM | NYISO_A-F | Internal | Winter | B16 | 25 | 2000 | 0 | 70.68 | 54.22 | 6 | 0
2035 | PJM_ROM_2_NYISO_A-F | PJM_ROM | NYISO_A-F | Internal | Winter | B17 | 100 | 2000 | 0 | 63.75 | 52.36 | 6 | 0
2035 | PJM_ROM_2_NYISO_A-F | PJM_ROM | NYISO_A-F | Internal | Winter | B18 | 400 | 2000 | 0 | 57.62 | 52.36 | 6 | 0
2035 | PJM_ROM_2_NYISO_A-F | PJM_ROM | NYISO_A-F | Internal | Winter | B19 | 700 | 2000 | 0 | 56.29 | 52.36 | 6 | 0
2035 | PJM_ROM_2_NYISO_A-F | PJM_ROM | NYISO_A-F | Internal | Winter | B20 | 935 | 2000 | 0 | 51.23 | 52.36 | 6 | 0
2035 | PJM_ROM_2_PJM_E | PJM_ROM | PJM_E | Internal | Shoulder | B11 | 25 | 8000 | 0.66 | 71.35 | 71.34 | 0.01 | 0
2035 | PJM_ROM_2_PJM_E | PJM_ROM | PJM_E | Internal | Shoulder | B12 | 200 | 8000 | 197.83 | 59.51 | 59.52 | 0.01 | 0
2035 | PJM_ROM_2_PJM_E | PJM_ROM | PJM_E | Internal | Shoulder | B13 | 600 | 8000 | 0.03 | 53.24 | 53.23 | 0.01 | 0
2035 | PJM_ROM_2_PJM_E | PJM_ROM | PJM_E | Internal | Shoulder | B14 | 900 | 8000 | 1626.99 | 50.66 | 50.67 | 0.01 | 0
2035 | PJM_ROM_2_PJM_E | PJM_ROM | PJM_E | Internal | Shoulder | B15 | 1203 | 8000 | 2697.12 | 46.58 | 46.59 | 0.01 | 0
2035 | PJM_ROM_2_PJM_E | PJM_ROM | PJM_E | Internal | Summer | B1 | 10 | 8000 | 6321.71 | 86.54 | 86.55 | 0.01 | 0
2035 | PJM_ROM_2_PJM_E | PJM_ROM | PJM_E | Internal | Summer | B2 | 25 | 8000 | 4863.57 | 83.38 | 83.39 | 0.01 | 0
2035 | PJM_ROM_2_PJM_E | PJM_ROM | PJM_E | Internal | Summer | B3 | 75 | 8000 | 294.33 | 81.79 | 81.8 | 0.01 | 0
2035 | PJM_ROM_2_PJM_E | PJM_ROM | PJM_E | Internal | Summer | B4 | 100 | 8000 | 0.16 | 79.92 | 79.91 | 0.01 | 0
2035 | PJM_ROM_2_PJM_E | PJM_ROM | PJM_E | Internal | Summer | B5 | 200 | 8000 | 0.08 | 77.11 | 77.1 | 0.01 | 0
2035 | PJM_ROM_2_PJM_E | PJM_ROM | PJM_E | Internal | Summer | B6 | 300 | 8000 | 2188.4 | 65.05 | 65.06 | 0.01 | 0
2035 | PJM_ROM_2_PJM_E | PJM_ROM | PJM_E | Internal | Summer | B7 | 400 | 8000 | 1898.3 | 53.2 | 53.21 | 0.01 | 0
2035 | PJM_ROM_2_PJM_E | PJM_ROM | PJM_E | Internal | Summer | B8 | 500 | 8000 | 3500.79 | 48.8 | 48.81 | 0.01 | 0
2035 | PJM_ROM_2_PJM_E | PJM_ROM | PJM_E | Internal | Summer | B9 | 800 | 8000 | 5504.51 | 46.63 | 46.64 | 0.01 | 0
2035 | PJM_ROM_2_PJM_E | PJM_ROM | PJM_E | Internal | Summer | B10 | 1262 | 8000 | 3035.18 | 44.92 | 44.93 | 0.01 | 0
2035 | PJM_ROM_2_PJM_E | PJM_ROM | PJM_E | Internal | Winter | B16 | 25 | 8000 | 4054.45 | 70.68 | 70.69 | 0.01 | 0
2035 | PJM_ROM_2_PJM_E | PJM_ROM | PJM_E | Internal | Winter | B17 | 100 | 8000 | 3158.38 | 63.75 | 63.76 | 0.01 | 0
2035 | PJM_ROM_2_PJM_E | PJM_ROM | PJM_E | Internal | Winter | B18 | 400 | 8000 | 4532.44 | 57.62 | 57.63 | 0.01 | 0
2035 | PJM_ROM_2_PJM_E | PJM_ROM | PJM_E | Internal | Winter | B19 | 700 | 8000 | 5317.96 | 56.29 | 56.3 | 0.01 | 0
2035 | PJM_ROM_2_PJM_E | PJM_ROM | PJM_E | Internal | Winter | B20 | 935 | 8000 | 6256.44 | 51.23 | 51.24 | 0.01 | 0
2035 | PJM_ROM_2_PJM_ROR | PJM_ROM | PJM_ROR | Internal | Shoulder | B11 | 25 | 8000 | 1690.32 | 71.35 | 71.37 | 0.01 | 0
2035 | PJM_ROM_2_PJM_ROR | PJM_ROM | PJM_ROR | Internal | Shoulder | B12 | 200 | 8000 | 0.08 | 59.51 | 59.5 | 0.01 | 0
2035 | PJM_ROM_2_PJM_ROR | PJM_ROM | PJM_ROR | Internal | Shoulder | B13 | 600 | 8000 | 0.03 | 53.24 | 53.23 | 0.01 | 0
2035 | PJM_ROM_2_PJM_ROR | PJM_ROM | PJM_ROR | Internal | Shoulder | B14 | 900 | 8000 | 0.02 | 50.66 | 50.65 | 0.01 | 0
2035 | PJM_ROM_2_PJM_ROR | PJM_ROM | PJM_ROR | Internal | Shoulder | B15 | 1203 | 8000 | 0.01 | 46.58 | 46.56 | 0.01 | 0
2035 | PJM_ROM_2_PJM_ROR | PJM_ROM | PJM_ROR | Internal | Summer | B1 | 10 | 8000 | 1.51 | 86.54 | 86.52 | 0.01 | 0
2035 | PJM_ROM_2_PJM_ROR | PJM_ROM | PJM_ROR | Internal | Summer | B2 | 25 | 8000 | 0.65 | 83.38 | 83.37 | 0.01 | 0
2035 | PJM_ROM_2_PJM_ROR | PJM_ROM | PJM_ROR | Internal | Summer | B3 | 75 | 8000 | 1097.91 | 81.79 | 81.8 | 0.01 | 0
2035 | PJM_ROM_2_PJM_ROR | PJM_ROM | PJM_ROR | Internal | Summer | B4 | 100 | 8000 | 3390.21 | 79.92 | 79.93 | 0.01 | 0
2035 | PJM_ROM_2_PJM_ROR | PJM_ROM | PJM_ROR | Internal | Summer | B5 | 200 | 8000 | 3952.72 | 77.11 | 77.12 | 0.01 | 0
2035 | PJM_ROM_2_PJM_ROR | PJM_ROM | PJM_ROR | Internal | Summer | B6 | 300 | 8000 | 0.05 | 65.05 | 65.04 | 0.01 | 0
2035 | PJM_ROM_2_PJM_ROR | PJM_ROM | PJM_ROR | Internal | Summer | B7 | 400 | 8000 | 0.04 | 53.2 | 53.19 | 0.01 | 0
2035 | PJM_ROM_2_PJM_ROR | PJM_ROM | PJM_ROR | Internal | Summer | B8 | 500 | 8000 | 0.03 | 48.8 | 48.79 | 0.01 | 0
2035 | PJM_ROM_2_PJM_ROR | PJM_ROM | PJM_ROR | Internal | Summer | B9 | 800 | 8000 | 0.02 | 46.63 | 46.62 | 0.01 | 0
2035 | PJM_ROM_2_PJM_ROR | PJM_ROM | PJM_ROR | Internal | Summer | B10 | 1262 | 8000 | 0.01 | 44.92 | 44.9 | 0.01 | 0
2035 | PJM_ROM_2_PJM_ROR | PJM_ROM | PJM_ROR | Internal | Winter | B16 | 25 | 8000 | 0.59 | 70.68 | 70.67 | 0.01 | 0
2035 | PJM_ROM_2_PJM_ROR | PJM_ROM | PJM_ROR | Internal | Winter | B17 | 100 | 8000 | 0.16 | 63.75 | 63.74 | 0.01 | 0
2035 | PJM_ROM_2_PJM_ROR | PJM_ROM | PJM_ROR | Internal | Winter | B18 | 400 | 8000 | 0 | 57.62 | 55.89 | 0.01 | 0
2035 | PJM_ROM_2_PJM_ROR | PJM_ROM | PJM_ROR | Internal | Winter | B19 | 700 | 8000 | 0 | 56.29 | 52.67 | 0.01 | 0
2035 | PJM_ROM_2_PJM_ROR | PJM_ROM | PJM_ROR | Internal | Winter | B20 | 935 | 8000 | 0 | 51.23 | 48.76 | 0.01 | 0
2035 | SOCO_2_ENT | SOCO | ENT | Internal | Shoulder | B11 | 25 | 2400 | 0 | 86.37 | 79.02 | 10 | 0
2035 | SOCO_2_ENT | SOCO | ENT | Internal | Shoulder | B12 | 200 | 2400 | 0 | 56.01 | 55.85 | 10 | 0
2035 | SOCO_2_ENT | SOCO | ENT | Internal | Shoulder | B13 | 600 | 2400 | 0 | 55.72 | 55.85 | 10 | 0
2035 | SOCO_2_ENT | SOCO | ENT | Internal | Shoulder | B14 | 900 | 2400 | 0 | 55.72 | 55.45 | 10 | 0
2035 | SOCO_2_ENT | SOCO | ENT | Internal | Shoulder | B15 | 1203 | 2400 | 0 | 55.72 | 53.61 | 10 | 0
2035 | SOCO_2_ENT | SOCO | ENT | Internal | Summer | B1 | 10 | 2400 | 0 | 97.32 | 89.32 | 10 | 0
2035 | SOCO_2_ENT | SOCO | ENT | Internal | Summer | B2 | 25 | 2400 | 0 | 92.69 | 88.02 | 10 | 0
2035 | SOCO_2_ENT | SOCO | ENT | Internal | Summer | B3 | 75 | 2400 | 0 | 92.69 | 84.69 | 10 | 0
2035 | SOCO_2_ENT | SOCO | ENT | Internal | Summer | B4 | 100 | 2400 | 0 | 90.9 | 82.9 | 10 | 0
2035 | SOCO_2_ENT | SOCO | ENT | Internal | Summer | B5 | 200 | 2400 | 0 | 90.9 | 82.9 | 10 | 0
2035 | SOCO_2_ENT | SOCO | ENT | Internal | Summer | B6 | 300 | 2400 | 0 | 78.04 | 74.29 | 10 | 0
2035 | SOCO_2_ENT | SOCO | ENT | Internal | Summer | B7 | 400 | 2400 | 0 | 66.19 | 58.19 | 10 | 0
2035 | SOCO_2_ENT | SOCO | ENT | Internal | Summer | B8 | 500 | 2400 | 0 | 56.13 | 54.07 | 10 | 0
2035 | SOCO_2_ENT | SOCO | ENT | Internal | Summer | B9 | 800 | 2400 | 0 | 54.18 | 52.73 | 10 | 0
2035 | SOCO_2_ENT | SOCO | ENT | Internal | Summer | B10 | 1262 | 2400 | 0 | 54.18 | 50.7 | 10 | 0
2035 | SOCO_2_ENT | SOCO | ENT | Internal | Winter | B16 | 25 | 2400 | 0 | 80.73 | 69.9 | 10 | 0
2035 | SOCO_2_ENT | SOCO | ENT | Internal | Winter | B17 | 100 | 2400 | 0 | 59.74 | 59.42 | 10 | 0
2035 | SOCO_2_ENT | SOCO | ENT | Internal | Winter | B18 | 400 | 2400 | 0 | 59.07 | 59.42 | 10 | 0
2035 | SOCO_2_ENT | SOCO | ENT | Internal | Winter | B19 | 700 | 2400 | 0 | 59.07 | 58.67 | 10 | 0
2035 | SOCO_2_ENT | SOCO | ENT | Internal | Winter | B20 | 935 | 2400 | 0 | 54.09 | 52.27 | 10 | 0
2035 | SOCO_2_FRCC | SOCO | FRCC | Internal | Shoulder | B11 | 25 | 3700 | 1982.99 | 86.37 | 96.37 | 10 | 0
2035 | SOCO_2_FRCC | SOCO | FRCC | Internal | Shoulder | B12 | 200 | 3700 | 0 | 56.01 | 63.63 | 10 | 0
2035 | SOCO_2_FRCC | SOCO | FRCC | Internal | Shoulder | B13 | 600 | 3700 | 0 | 55.72 | 62.25 | 10 | 0
2035 | SOCO_2_FRCC | SOCO | FRCC | Internal | Shoulder | B14 | 900 | 3700 | 0 | 55.72 | 60.99 | 10 | 0
2035 | SOCO_2_FRCC | SOCO | FRCC | Internal | Shoulder | B15 | 1203 | 3700 | 0 | 55.72 | 60.99 | 10 | 0
2035 | SOCO_2_FRCC | SOCO | FRCC | Internal | Summer | B1 | 10 | 3700 | 783.17 | 97.32 | 107.32 | 10 | 0
2035 | SOCO_2_FRCC | SOCO | FRCC | Internal | Summer | B2 | 25 | 3700 | 0 | 92.69 | 98.45 | 10 | 0
2035 | SOCO_2_FRCC | SOCO | FRCC | Internal | Summer | B3 | 75 | 3700 | 0 | 92.69 | 98.45 | 10 | 0
2035 | SOCO_2_FRCC | SOCO | FRCC | Internal | Summer | B4 | 100 | 3700 | 0 | 90.9 | 98.45 | 10 | 0
2035 | SOCO_2_FRCC | SOCO | FRCC | Internal | Summer | B5 | 200 | 3700 | 0 | 90.9 | 96.43 | 10 | 0
2035 | SOCO_2_FRCC | SOCO | FRCC | Internal | Summer | B6 | 300 | 3700 | 0 | 78.04 | 85.04 | 10 | 0
2035 | SOCO_2_FRCC | SOCO | FRCC | Internal | Summer | B7 | 400 | 3700 | 618.86 | 66.19 | 76.19 | 10 | 0
2035 | SOCO_2_FRCC | SOCO | FRCC | Internal | Summer | B8 | 500 | 3700 | 0 | 56.13 | 62.59 | 10 | 0
2035 | SOCO_2_FRCC | SOCO | FRCC | Internal | Summer | B9 | 800 | 3700 | 0 | 54.18 | 59.99 | 10 | 0
2035 | SOCO_2_FRCC | SOCO | FRCC | Internal | Summer | B10 | 1262 | 3700 | 0 | 54.18 | 59.99 | 10 | 0
2035 | SOCO_2_FRCC | SOCO | FRCC | Internal | Winter | B16 | 25 | 3700 | 526.74 | 80.73 | 90.73 | 10 | 0
2035 | SOCO_2_FRCC | SOCO | FRCC | Internal | Winter | B17 | 100 | 3700 | 0 | 59.74 | 66.58 | 10 | 0
2035 | SOCO_2_FRCC | SOCO | FRCC | Internal | Winter | B18 | 400 | 3700 | 0 | 59.07 | 63.81 | 10 | 0
2035 | SOCO_2_FRCC | SOCO | FRCC | Internal | Winter | B19 | 700 | 3700 | 0 | 59.07 | 63.81 | 10 | 0
2035 | SOCO_2_FRCC | SOCO | FRCC | Internal | Winter | B20 | 935 | 3700 | 0 | 54.09 | 63.81 | 10 | 0
2035 | SOCO_2_TVA_Transmission | SOCO | TVA_Transmission | Internal | Shoulder | B11 | 25 | 2600 | 0 | 86.37 | 77.37 | 10 | 0
2035 | SOCO_2_TVA_Transmission | SOCO | TVA_Transmission | Internal | Shoulder | B12 | 200 | 2600 | 0 | 56.01 | 61.74 | 10 | 0
2035 | SOCO_2_TVA_Transmission | SOCO | TVA_Transmission | Internal | Shoulder | B13 | 600 | 2600 | 0 | 55.72 | 56.44 | 10 | 0
2035 | SOCO_2_TVA_Transmission | SOCO | TVA_Transmission | Internal | Shoulder | B14 | 900 | 2600 | 0 | 55.72 | 55.51 | 10 | 0
2035 | SOCO_2_TVA_Transmission | SOCO | TVA_Transmission | Internal | Shoulder | B15 | 1203 | 2600 | 0 | 55.72 | 52.56 | 10 | 0
2035 | SOCO_2_TVA_Transmission | SOCO | TVA_Transmission | Internal | Summer | B1 | 10 | 2600 | 0 | 97.32 | 93.45 | 10 | 0
2035 | SOCO_2_TVA_Transmission | SOCO | TVA_Transmission | Internal | Summer | B2 | 25 | 2600 | 0 | 92.69 | 90.36 | 10 | 0
2035 | SOCO_2_TVA_Transmission | SOCO | TVA_Transmission | Internal | Summer | B3 | 75 | 2600 | 0 | 92.69 | 87.8 | 10 | 0
2035 | SOCO_2_TVA_Transmission | SOCO | TVA_Transmission | Internal | Summer | B4 | 100 | 2600 | 0 | 90.9 | 85.93 | 10 | 0
2035 | SOCO_2_TVA_Transmission | SOCO | TVA_Transmission | Internal | Summer | B5 | 200 | 2600 | 0 | 90.9 | 83.12 | 10 | 0
2035 | SOCO_2_TVA_Transmission | SOCO | TVA_Transmission | Internal | Summer | B6 | 300 | 2600 | 0 | 78.04 | 70.16 | 10 | 0
2035 | SOCO_2_TVA_Transmission | SOCO | TVA_Transmission | Internal | Summer | B7 | 400 | 2600 | 0 | 66.19 | 57.87 | 10 | 0
2035 | SOCO_2_TVA_Transmission | SOCO | TVA_Transmission | Internal | Summer | B8 | 500 | 2600 | 0 | 56.13 | 54.01 | 10 | 0
2035 | SOCO_2_TVA_Transmission | SOCO | TVA_Transmission | Internal | Summer | B9 | 800 | 2600 | 0 | 54.18 | 50.39 | 10 | 0
2035 | SOCO_2_TVA_Transmission | SOCO | TVA_Transmission | Internal | Summer | B10 | 1262 | 2600 | 0 | 54.18 | 45.87 | 10 | 0
2035 | SOCO_2_TVA_Transmission | SOCO | TVA_Transmission | Internal | Winter | B16 | 25 | 2600 | 0 | 80.73 | 75.01 | 10 | 0
2035 | SOCO_2_TVA_Transmission | SOCO | TVA_Transmission | Internal | Winter | B17 | 100 | 2600 | 0 | 59.74 | 60.74 | 10 | 0
2035 | SOCO_2_TVA_Transmission | SOCO | TVA_Transmission | Internal | Winter | B18 | 400 | 2600 | 0 | 59.07 | 58.63 | 10 | 0
2035 | SOCO_2_TVA_Transmission | SOCO | TVA_Transmission | Internal | Winter | B19 | 700 | 2600 | 0 | 59.07 | 56.95 | 10 | 0
2035 | SOCO_2_TVA_Transmission | SOCO | TVA_Transmission | Internal | Winter | B20 | 935 | 2600 | 0 | 54.09 | 51.06 | 10 | 0
2035 | SOCO_2_VACAR | SOCO | VACAR | Internal | Shoulder | B11 | 25 | 2000 | 0 | 86.37 | 77.38 | 10 | 0
2035 | SOCO_2_VACAR | SOCO | VACAR | Internal | Shoulder | B12 | 200 | 2000 | 0 | 56.01 | 63.69 | 10 | 0
2035 | SOCO_2_VACAR | SOCO | VACAR | Internal | Shoulder | B13 | 600 | 2000 | 0 | 55.72 | 53.49 | 10 | 0
2035 | SOCO_2_VACAR | SOCO | VACAR | Internal | Shoulder | B14 | 900 | 2000 | 0 | 55.72 | 53.49 | 10 | 0
2035 | SOCO_2_VACAR | SOCO | VACAR | Internal | Shoulder | B15 | 1203 | 2000 | 0 | 55.72 | 53.49 | 10 | 0
2035 | SOCO_2_VACAR | SOCO | VACAR | Internal | Summer | B1 | 10 | 2000 | 0 | 97.32 | 92.52 | 10 | 0
2035 | SOCO_2_VACAR | SOCO | VACAR | Internal | Summer | B2 | 25 | 2000 | 0 | 92.69 | 92.52 | 10 | 0
2035 | SOCO_2_VACAR | SOCO | VACAR | Internal | Summer | B3 | 75 | 2000 | 0 | 92.69 | 92.52 | 10 | 0
2035 | SOCO_2_VACAR | SOCO | VACAR | Internal | Summer | B4 | 100 | 2000 | 0 | 90.9 | 90.38 | 10 | 0
2035 | SOCO_2_VACAR | SOCO | VACAR | Internal | Summer | B5 | 200 | 2000 | 0 | 90.9 | 83.9 | 10 | 0
2035 | SOCO_2_VACAR | SOCO | VACAR | Internal | Summer | B6 | 300 | 2000 | 0 | 78.04 | 71.04 | 10 | 0
2035 | SOCO_2_VACAR | SOCO | VACAR | Internal | Summer | B7 | 400 | 2000 | 0 | 66.19 | 59.19 | 10 | 0
2035 | SOCO_2_VACAR | SOCO | VACAR | Internal | Summer | B8 | 500 | 2000 | 0 | 56.13 | 53.36 | 10 | 0
2035 | SOCO_2_VACAR | SOCO | VACAR | Internal | Summer | B9 | 800 | 2000 | 0 | 54.18 | 51.32 | 10 | 0
2035 | SOCO_2_VACAR | SOCO | VACAR | Internal | Summer | B10 | 1262 | 2000 | 0 | 54.18 | 51.32 | 10 | 0
2035 | SOCO_2_VACAR | SOCO | VACAR | Internal | Winter | B16 | 25 | 2000 | 167.27 | 80.73 | 90.73 | 10 | 0
2035 | SOCO_2_VACAR | SOCO | VACAR | Internal | Winter | B17 | 100 | 2000 | 1181.55 | 59.74 | 69.74 | 10 | 0
2035 | SOCO_2_VACAR | SOCO | VACAR | Internal | Winter | B18 | 400 | 2000 | 0 | 59.07 | 58.37 | 10 | 0
2035 | SOCO_2_VACAR | SOCO | VACAR | Internal | Winter | B19 | 700 | 2000 | 0 | 59.07 | 58.37 | 10 | 0
2035 | SOCO_2_VACAR | SOCO | VACAR | Internal | Winter | B20 | 935 | 2000 | 0 | 54.09 | 58.37 | 10 | 0
2035 | SPP_N_2_ENT | SPP_N | ENT | Internal | Shoulder | B11 | 25 | 1800 | 0 | 80.37 | 79.02 | 5 | 0
2035 | SPP_N_2_ENT | SPP_N | ENT | Internal | Shoulder | B12 | 200 | 1800 | 0 | 58.16 | 55.85 | 5 | 0
2035 | SPP_N_2_ENT | SPP_N | ENT | Internal | Shoulder | B13 | 600 | 1800 | 0 | 55.18 | 55.85 | 5 | 0
2035 | SPP_N_2_ENT | SPP_N | ENT | Internal | Shoulder | B14 | 900 | 1800 | 0 | 53.97 | 55.45 | 5 | 0
2035 | SPP_N_2_ENT | SPP_N | ENT | Internal | Shoulder | B15 | 1203 | 1800 | 1800 | 45.07 | 53.61 | 5 | 3.54
2035 | SPP_N_2_ENT | SPP_N | ENT | Internal | Summer | B1 | 10 | 1800 | 0.01 | 88.32 | 89.32 | 5 | 0
2035 | SPP_N_2_ENT | SPP_N | ENT | Internal | Summer | B2 | 25 | 1800 | 0 | 87.55 | 88.02 | 5 | 0
2035 | SPP_N_2_ENT | SPP_N | ENT | Internal | Summer | B3 | 75 | 1800 | 0 | 85.65 | 84.69 | 5 | 0
2035 | SPP_N_2_ENT | SPP_N | ENT | Internal | Summer | B4 | 100 | 1800 | 0 | 85.45 | 82.9 | 5 | 0
2035 | SPP_N_2_ENT | SPP_N | ENT | Internal | Summer | B5 | 200 | 1800 | 0 | 85.45 | 82.9 | 5 | 0
2035 | SPP_N_2_ENT | SPP_N | ENT | Internal | Summer | B6 | 300 | 1800 | 0 | 74.29 | 74.29 | 5 | 0
2035 | SPP_N_2_ENT | SPP_N | ENT | Internal | Summer | B7 | 400 | 1800 | 0 | 58.5 | 58.19 | 5 | 0
2035 | SPP_N_2_ENT | SPP_N | ENT | Internal | Summer | B8 | 500 | 1800 | 0 | 54.25 | 54.07 | 5 | 0
2035 | SPP_N_2_ENT | SPP_N | ENT | Internal | Summer | B9 | 800 | 1800 | 0 | 51.71 | 52.73 | 5 | 0
2035 | SPP_N_2_ENT | SPP_N | ENT | Internal | Summer | B10 | 1262 | 1800 | 1799.97 | 45.69 | 50.7 | 5 | 0.01
2035 | SPP_N_2_ENT | SPP_N | ENT | Internal | Winter | B16 | 25 | 1800 | 1386.55 | 64.9 | 69.9 | 5 | 0
2035 | SPP_N_2_ENT | SPP_N | ENT | Internal | Winter | B17 | 100 | 1800 | 0 | 58.94 | 59.42 | 5 | 0
2035 | SPP_N_2_ENT | SPP_N | ENT | Internal | Winter | B18 | 400 | 1800 | 0 | 57.01 | 59.42 | 5 | 0
2035 | SPP_N_2_ENT | SPP_N | ENT | Internal | Winter | B19 | 700 | 1800 | 0 | 55.22 | 58.67 | 5 | 0
2035 | SPP_N_2_ENT | SPP_N | ENT | Internal | Winter | B20 | 935 | 1800 | 1800 | 44.22 | 52.27 | 5 | 3.05
2035 | SPP_N_2_MISO_MO-IL | SPP_N | MISO_MO-IL | Internal | Shoulder | B11 | 25 | 2000 | 0 | 80.37 | 73.38 | 5 | 0
2035 | SPP_N_2_MISO_MO-IL | SPP_N | MISO_MO-IL | Internal | Shoulder | B12 | 200 | 2000 | 0 | 58.16 | 56.6 | 5 | 0
2035 | SPP_N_2_MISO_MO-IL | SPP_N | MISO_MO-IL | Internal | Shoulder | B13 | 600 | 2000 | 0 | 55.18 | 51.24 | 5 | 0
2035 | SPP_N_2_MISO_MO-IL | SPP_N | MISO_MO-IL | Internal | Shoulder | B14 | 900 | 2000 | 0 | 53.97 | 48.65 | 5 | 0
2035 | SPP_N_2_MISO_MO-IL | SPP_N | MISO_MO-IL | Internal | Shoulder | B15 | 1203 | 2000 | 0 | 45.07 | 44.56 | 5 | 0
2035 | SPP_N_2_MISO_MO-IL | SPP_N | MISO_MO-IL | Internal | Summer | B1 | 10 | 2000 | 0 | 88.32 | 85.45 | 5 | 0
2035 | SPP_N_2_MISO_MO-IL | SPP_N | MISO_MO-IL | Internal | Summer | B2 | 25 | 2000 | 0 | 87.55 | 83.64 | 5 | 0
2035 | SPP_N_2_MISO_MO-IL | SPP_N | MISO_MO-IL | Internal | Summer | B3 | 75 | 2000 | 0 | 85.65 | 83.78 | 5 | 0
2035 | SPP_N_2_MISO_MO-IL | SPP_N | MISO_MO-IL | Internal | Summer | B4 | 100 | 2000 | 0 | 85.45 | 80.94 | 5 | 0
2035 | SPP_N_2_MISO_MO-IL | SPP_N | MISO_MO-IL | Internal | Summer | B5 | 200 | 2000 | 0 | 85.45 | 79.12 | 5 | 0
2035 | SPP_N_2_MISO_MO-IL | SPP_N | MISO_MO-IL | Internal | Summer | B6 | 300 | 2000 | 0 | 74.29 | 66.29 | 5 | 0
2035 | SPP_N_2_MISO_MO-IL | SPP_N | MISO_MO-IL | Internal | Summer | B7 | 400 | 2000 | 0 | 58.5 | 51.51 | 5 | 0
2035 | SPP_N_2_MISO_MO-IL | SPP_N | MISO_MO-IL | Internal | Summer | B8 | 500 | 2000 | 0 | 54.25 | 47.26 | 5 | 0
2035 | SPP_N_2_MISO_MO-IL | SPP_N | MISO_MO-IL | Internal | Summer | B9 | 800 | 2000 | 0 | 51.71 | 44.73 | 5 | 0
2035 | SPP_N_2_MISO_MO-IL | SPP_N | MISO_MO-IL | Internal | Summer | B10 | 1262 | 2000 | 0 | 45.69 | 40.81 | 5 | 0
2035 | SPP_N_2_MISO_MO-IL | SPP_N | MISO_MO-IL | Internal | Winter | B16 | 25 | 2000 | 0 | 64.9 | 67.01 | 5 | 0
2035 | SPP_N_2_MISO_MO-IL | SPP_N | MISO_MO-IL | Internal | Winter | B17 | 100 | 2000 | 0 | 58.94 | 52.74 | 5 | 0
2035 | SPP_N_2_MISO_MO-IL | SPP_N | MISO_MO-IL | Internal | Winter | B18 | 400 | 2000 | 0 | 57.01 | 53.89 | 5 | 0
2035 | SPP_N_2_MISO_MO-IL | SPP_N | MISO_MO-IL | Internal | Winter | B19 | 700 | 2000 | 0 | 55.22 | 50.67 | 5 | 0
2035 | SPP_N_2_MISO_MO-IL | SPP_N | MISO_MO-IL | Internal | Winter | B20 | 935 | 2000 | 0 | 44.22 | 43.06 | 5 | 0
2035 | SPP_N_2_MISO_W | SPP_N | MISO_W | Internal | Shoulder | B11 | 25 | 750 | 0 | 80.37 | 73.37 | 5 | 0
2035 | SPP_N_2_MISO_W | SPP_N | MISO_W | Internal | Shoulder | B12 | 200 | 750 | 0 | 58.16 | 56.59 | 5 | 0
2035 | SPP_N_2_MISO_W | SPP_N | MISO_W | Internal | Shoulder | B13 | 600 | 750 | 0 | 55.18 | 51.23 | 5 | 0
2035 | SPP_N_2_MISO_W | SPP_N | MISO_W | Internal | Shoulder | B14 | 900 | 750 | 0 | 53.97 | 48.63 | 5 | 0
2035 | SPP_N_2_MISO_W | SPP_N | MISO_W | Internal | Shoulder | B15 | 1203 | 750 | 0 | 45.07 | 38.07 | 5 | 0
2035 | SPP_N_2_MISO_W | SPP_N | MISO_W | Internal | Summer | B1 | 10 | 750 | 0 | 88.32 | 85.44 | 5 | 0
2035 | SPP_N_2_MISO_W | SPP_N | MISO_W | Internal | Summer | B2 | 25 | 750 | 0 | 87.55 | 83.63 | 5 | 0
2035 | SPP_N_2_MISO_W | SPP_N | MISO_W | Internal | Summer | B3 | 75 | 750 | 0 | 85.65 | 83.79 | 5 | 0
2035 | SPP_N_2_MISO_W | SPP_N | MISO_W | Internal | Summer | B4 | 100 | 750 | 0 | 85.45 | 80.93 | 5 | 0
2035 | SPP_N_2_MISO_W | SPP_N | MISO_W | Internal | Summer | B5 | 200 | 750 | 0 | 85.45 | 79.11 | 5 | 0
2035 | SPP_N_2_MISO_W | SPP_N | MISO_W | Internal | Summer | B6 | 300 | 750 | 0 | 74.29 | 67.05 | 5 | 0
2035 | SPP_N_2_MISO_W | SPP_N | MISO_W | Internal | Summer | B7 | 400 | 750 | 0 | 58.5 | 51.5 | 5 | 0
2035 | SPP_N_2_MISO_W | SPP_N | MISO_W | Internal | Summer | B8 | 500 | 750 | 0 | 54.25 | 47.25 | 5 | 0
2035 | SPP_N_2_MISO_W | SPP_N | MISO_W | Internal | Summer | B9 | 800 | 750 | 0 | 51.71 | 44.71 | 5 | 0
2035 | SPP_N_2_MISO_W | SPP_N | MISO_W | Internal | Summer | B10 | 1262 | 750 | 0 | 45.69 | 38.69 | 5 | 0
2035 | SPP_N_2_MISO_W | SPP_N | MISO_W | Internal | Winter | B16 | 25 | 750 | 0 | 64.9 | 57.9 | 5 | 0
2035 | SPP_N_2_MISO_W | SPP_N | MISO_W | Internal | Winter | B17 | 100 | 750 | 0 | 58.94 | 51.94 | 5 | 0
2035 | SPP_N_2_MISO_W | SPP_N | MISO_W | Internal | Winter | B18 | 400 | 750 | 0 | 57.01 | 53.87 | 5 | 0
2035 | SPP_N_2_MISO_W | SPP_N | MISO_W | Internal | Winter | B19 | 700 | 750 | 0 | 55.22 | 50.66 | 5 | 0
2035 | SPP_N_2_MISO_W | SPP_N | MISO_W | Internal | Winter | B20 | 935 | 750 | 0 | 44.22 | 37.22 | 5 | 0
2035 | SPP_N_2_NE | SPP_N | NE | Internal | Shoulder | B11 | 25 | 330 | 0 | 80.37 | 73.37 | 0.01 | 0
2035 | SPP_N_2_NE | SPP_N | NE | Internal | Shoulder | B12 | 200 | 330 | 0.07 | 58.16 | 58.15 | 0.01 | 0
2035 | SPP_N_2_NE | SPP_N | NE | Internal | Shoulder | B13 | 600 | 330 | 0 | 55.18 | 53.96 | 0.01 | 0
2035 | SPP_N_2_NE | SPP_N | NE | Internal | Shoulder | B14 | 900 | 330 | 0.02 | 53.97 | 53.96 | 0.01 | 0
2035 | SPP_N_2_NE | SPP_N | NE | Internal | Shoulder | B15 | 1203 | 330 | 0 | 45.07 | 44.99 | 0.01 | 0
2035 | SPP_N_2_NE | SPP_N | NE | Internal | Summer | B1 | 10 | 330 | 0.05 | 88.32 | 87.53 | 0.01 | 0
2035 | SPP_N_2_NE | SPP_N | NE | Internal | Summer | B2 | 25 | 330 | 0.56 | 87.55 | 87.53 | 0.01 | 0
2035 | SPP_N_2_NE | SPP_N | NE | Internal | Summer | B3 | 75 | 330 | 0.2 | 85.65 | 85.64 | 0.01 | 0
2035 | SPP_N_2_NE | SPP_N | NE | Internal | Summer | B4 | 100 | 330 | 0.15 | 85.45 | 85.43 | 0.01 | 0
2035 | SPP_N_2_NE | SPP_N | NE | Internal | Summer | B5 | 200 | 330 | 0 | 85.45 | 82.38 | 0.01 | 0
2035 | SPP_N_2_NE | SPP_N | NE | Internal | Summer | B6 | 300 | 330 | 0 | 74.29 | 67.05 | 0.01 | 0
2035 | SPP_N_2_NE | SPP_N | NE | Internal | Summer | B7 | 400 | 330 | 0 | 58.5 | 56.06 | 0.01 | 0
2035 | SPP_N_2_NE | SPP_N | NE | Internal | Summer | B8 | 500 | 330 | 0 | 54.25 | 49 | 0.01 | 0
2035 | SPP_N_2_NE | SPP_N | NE | Internal | Summer | B9 | 800 | 330 | 0 | 51.71 | 49 | 0.01 | 0
2035 | SPP_N_2_NE | SPP_N | NE | Internal | Summer | B10 | 1262 | 330 | 0 | 45.69 | 38.69 | 0.01 | 0
2035 | SPP_N_2_NE | SPP_N | NE | Internal | Winter | B16 | 25 | 330 | 0.22 | 64.9 | 64.85 | 0.01 | 0
2035 | SPP_N_2_NE | SPP_N | NE | Internal | Winter | B17 | 100 | 330 | 0.15 | 58.94 | 58.93 | 0.01 | 0
2035 | SPP_N_2_NE | SPP_N | NE | Internal | Winter | B18 | 400 | 330 | 0 | 57.01 | 55.21 | 0.01 | 0
2035 | SPP_N_2_NE | SPP_N | NE | Internal | Winter | B19 | 700 | 330 | 0.02 | 55.22 | 55.21 | 0.01 | 0
2035 | SPP_N_2_NE | SPP_N | NE | Internal | Winter | B20 | 935 | 330 | 0.02 | 44.22 | 44.21 | 0.01 | 0
2035 | SPP_N_2_SPP_S | SPP_N | SPP_S | Internal | Shoulder | B11 | 25 | 4000 | 0 | 80.37 | 74.02 | 0.01 | 0
2035 | SPP_N_2_SPP_S | SPP_N | SPP_S | Internal | Shoulder | B12 | 200 | 4000 | 0 | 58.16 | 53.52 | 0.01 | 0
2035 | SPP_N_2_SPP_S | SPP_N | SPP_S | Internal | Shoulder | B13 | 600 | 4000 | 0 | 55.18 | 53.4 | 0.01 | 0
2035 | SPP_N_2_SPP_S | SPP_N | SPP_S | Internal | Shoulder | B14 | 900 | 4000 | 0 | 53.97 | 53.4 | 0.01 | 0
2035 | SPP_N_2_SPP_S | SPP_N | SPP_S | Internal | Shoulder | B15 | 1203 | 4000 | 0.01 | 45.07 | 45.06 | 0.01 | 0
2035 | SPP_N_2_SPP_S | SPP_N | SPP_S | Internal | Summer | B1 | 10 | 4000 | 0 | 88.32 | 74.74 | 0.01 | 0
2035 | SPP_N_2_SPP_S | SPP_N | SPP_S | Internal | Summer | B2 | 25 | 4000 | 0 | 87.55 | 74.74 | 0.01 | 0
2035 | SPP_N_2_SPP_S | SPP_N | SPP_S | Internal | Summer | B3 | 75 | 4000 | 0 | 85.65 | 79.69 | 0.01 | 0
2035 | SPP_N_2_SPP_S | SPP_N | SPP_S | Internal | Summer | B4 | 100 | 4000 | 0 | 85.45 | 74.74 | 0.01 | 0
2035 | SPP_N_2_SPP_S | SPP_N | SPP_S | Internal | Summer | B5 | 200 | 4000 | 0 | 85.45 | 74.74 | 0.01 | 0
2035 | SPP_N_2_SPP_S | SPP_N | SPP_S | Internal | Summer | B6 | 300 | 4000 | 313.87 | 74.29 | 74.3 | 0.01 | 0
2035 | SPP_N_2_SPP_S | SPP_N | SPP_S | Internal | Summer | B7 | 400 | 4000 | 0.05 | 58.5 | 58.49 | 0.01 | 0
2035 | SPP_N_2_SPP_S | SPP_N | SPP_S | Internal | Summer | B8 | 500 | 4000 | 0 | 54.25 | 53.56 | 0.01 | 0
2035 | SPP_N_2_SPP_S | SPP_N | SPP_S | Internal | Summer | B9 | 800 | 4000 | 744.61 | 51.71 | 51.73 | 0.01 | 0
2035 | SPP_N_2_SPP_S | SPP_N | SPP_S | Internal | Summer | B10 | 1262 | 4000 | 2139.3 | 45.69 | 45.7 | 0.01 | 0
2035 | SPP_N_2_SPP_S | SPP_N | SPP_S | Internal | Winter | B16 | 25 | 4000 | 0 | 64.9 | 57.13 | 0.01 | 0
2035 | SPP_N_2_SPP_S | SPP_N | SPP_S | Internal | Winter | B17 | 100 | 4000 | 0 | 58.94 | 57 | 0.01 | 0
2035 | SPP_N_2_SPP_S | SPP_N | SPP_S | Internal | Winter | B18 | 400 | 4000 | 0.04 | 57.01 | 57 | 0.01 | 0
2035 | SPP_N_2_SPP_S | SPP_N | SPP_S | Internal | Winter | B19 | 700 | 4000 | 0 | 55.22 | 53.67 | 0.01 | 0
2035 | SPP_N_2_SPP_S | SPP_N | SPP_S | Internal | Winter | B20 | 935 | 4000 | 212.16 | 44.22 | 44.23 | 0.01 | 0
2035 | SPP_S_2_ENT | SPP_S | ENT | Internal | Shoulder | B11 | 25 | 850 | 145.4 | 74.02 | 79.02 | 5 | 0
2035 | SPP_S_2_ENT | SPP_S | ENT | Internal | Shoulder | B12 | 200 | 850 | 0 | 53.52 | 55.85 | 5 | 0
2035 | SPP_S_2_ENT | SPP_S | ENT | Internal | Shoulder | B13 | 600 | 850 | 0 | 53.4 | 55.85 | 5 | 0
2035 | SPP_S_2_ENT | SPP_S | ENT | Internal | Shoulder | B14 | 900 | 850 | 0 | 53.4 | 55.45 | 5 | 0
2035 | SPP_S_2_ENT | SPP_S | ENT | Internal | Shoulder | B15 | 1203 | 850 | 850 | 45.06 | 53.61 | 5 | 3.55
2035 | SPP_S_2_ENT | SPP_S | ENT | Internal | Summer | B1 | 10 | 850 | 850 | 74.74 | 89.32 | 5 | 9.58
2035 | SPP_S_2_ENT | SPP_S | ENT | Internal | Summer | B2 | 25 | 850 | 850 | 74.74 | 88.02 | 5 | 8.27
2035 | SPP_S_2_ENT | SPP_S | ENT | Internal | Summer | B3 | 75 | 850 | 649.73 | 79.69 | 84.69 | 5 | 0
2035 | SPP_S_2_ENT | SPP_S | ENT | Internal | Summer | B4 | 100 | 850 | 850 | 74.74 | 82.9 | 5 | 3.15
2035 | SPP_S_2_ENT | SPP_S | ENT | Internal | Summer | B5 | 200 | 850 | 850 | 74.74 | 82.9 | 5 | 3.15
2035 | SPP_S_2_ENT | SPP_S | ENT | Internal | Summer | B6 | 300 | 850 | 0 | 74.3 | 74.29 | 5 | 0
2035 | SPP_S_2_ENT | SPP_S | ENT | Internal | Summer | B7 | 400 | 850 | 0 | 58.49 | 58.19 | 5 | 0
2035 | SPP_S_2_ENT | SPP_S | ENT | Internal | Summer | B8 | 500 | 850 | 0 | 53.56 | 54.07 | 5 | 0
2035 | SPP_S_2_ENT | SPP_S | ENT | Internal | Summer | B9 | 800 | 850 | 0 | 51.73 | 52.73 | 5 | 0
2035 | SPP_S_2_ENT | SPP_S | ENT | Internal | Summer | B10 | 1262 | 850 | 591.14 | 45.7 | 50.7 | 5 | 0
2035 | SPP_S_2_ENT | SPP_S | ENT | Internal | Winter | B16 | 25 | 850 | 850 | 57.13 | 69.9 | 5 | 7.77
2035 | SPP_S_2_ENT | SPP_S | ENT | Internal | Winter | B17 | 100 | 850 | 0 | 57 | 59.42 | 5 | 0
2035 | SPP_S_2_ENT | SPP_S | ENT | Internal | Winter | B18 | 400 | 850 | 0 | 57 | 59.42 | 5 | 0
2035 | SPP_S_2_ENT | SPP_S | ENT | Internal | Winter | B19 | 700 | 850 | 742.58 | 53.67 | 58.67 | 5 | 0
2035 | SPP_S_2_ENT | SPP_S | ENT | Internal | Winter | B20 | 935 | 850 | 850 | 44.23 | 52.27 | 5 | 3.04
2035 | SPP_S_2_SPP_N | SPP_S | SPP_N | Internal | Shoulder | B11 | 25 | 640 | 640 | 74.02 | 80.37 | 0.01 | 6.34
2035 | SPP_S_2_SPP_N | SPP_S | SPP_N | Internal | Shoulder | B12 | 200 | 640 | 640 | 53.52 | 58.16 | 0.01 | 4.64
2035 | SPP_S_2_SPP_N | SPP_S | SPP_N | Internal | Shoulder | B13 | 600 | 640 | 640 | 53.4 | 55.18 | 0.01 | 1.77
2035 | SPP_S_2_SPP_N | SPP_S | SPP_N | Internal | Shoulder | B14 | 900 | 640 | 640 | 53.4 | 53.97 | 0.01 | 0.56
2035 | SPP_S_2_SPP_N | SPP_S | SPP_N | Internal | Shoulder | B15 | 1203 | 640 | 174.33 | 45.06 | 45.07 | 0.01 | 0
2035 | SPP_S_2_SPP_N | SPP_S | SPP_N | Internal | Summer | B1 | 10 | 640 | 640 | 74.74 | 88.32 | 0.01 | 13.57
2035 | SPP_S_2_SPP_N | SPP_S | SPP_N | Internal | Summer | B2 | 25 | 640 | 640 | 74.74 | 87.55 | 0.01 | 12.79
2035 | SPP_S_2_SPP_N | SPP_S | SPP_N | Internal | Summer | B3 | 75 | 640 | 640 | 79.69 | 85.65 | 0.01 | 5.95
2035 | SPP_S_2_SPP_N | SPP_S | SPP_N | Internal | Summer | B4 | 100 | 640 | 640 | 74.74 | 85.45 | 0.01 | 10.69
2035 | SPP_S_2_SPP_N | SPP_S | SPP_N | Internal | Summer | B5 | 200 | 640 | 640 | 74.74 | 85.45 | 0.01 | 10.69
2035 | SPP_S_2_SPP_N | SPP_S | SPP_N | Internal | Summer | B6 | 300 | 640 | 0.05 | 74.3 | 74.29 | 0.01 | 0
2035 | SPP_S_2_SPP_N | SPP_S | SPP_N | Internal | Summer | B7 | 400 | 640 | 600.23 | 58.49 | 58.5 | 0.01 | 0
2035 | SPP_S_2_SPP_N | SPP_S | SPP_N | Internal | Summer | B8 | 500 | 640 | 640 | 53.56 | 54.25 | 0.01 | 0.68
2035 | SPP_S_2_SPP_N | SPP_S | SPP_N | Internal | Summer | B9 | 800 | 640 | 0.02 | 51.73 | 51.71 | 0.01 | 0
2035 | SPP_S_2_SPP_N | SPP_S | SPP_N | Internal | Summer | B10 | 1262 | 640 | 0.01 | 45.7 | 45.69 | 0.01 | 0
2035 | SPP_S_2_SPP_N | SPP_S | SPP_N | Internal | Winter | B16 | 25 | 640 | 640 | 57.13 | 64.9 | 0.01 | 7.76
2035 | SPP_S_2_SPP_N | SPP_S | SPP_N | Internal | Winter | B17 | 100 | 640 | 640 | 57 | 58.94 | 0.01 | 1.93
2035 | SPP_S_2_SPP_N | SPP_S | SPP_N | Internal | Winter | B18 | 400 | 640 | 594.74 | 57 | 57.01 | 0.01 | 0
2035 | SPP_S_2_SPP_N | SPP_S | SPP_N | Internal | Winter | B19 | 700 | 640 | 640 | 53.67 | 55.22 | 0.01 | 1.53
2035 | SPP_S_2_SPP_N | SPP_S | SPP_N | Internal | Winter | B20 | 935 | 640 | 0.02 | 44.23 | 44.22 | 0.01 | 0
2035 | TVA_2_ENT | TVA | ENT | Internal | Shoulder | B11 | 25 | 500 | 0 | 72.48 | 79.02 | 9 | 0
2035 | TVA_2_ENT | TVA | ENT | Internal | Shoulder | B12 | 200 | 500 | 0 | 57.42 | 55.85 | 9 | 0
2035 | TVA_2_ENT | TVA | ENT | Internal | Shoulder | B13 | 600 | 500 | 0 | 55.04 | 55.85 | 9 | 0
2035 | TVA_2_ENT | TVA | ENT | Internal | Shoulder | B14 | 900 | 500 | 0 | 55.04 | 55.45 | 9 | 0
2035 | TVA_2_ENT | TVA | ENT | Internal | Shoulder | B15 | 1203 | 500 | 0 | 52.58 | 53.61 | 9 | 0
2035 | TVA_2_ENT | TVA | ENT | Internal | Summer | B1 | 10 | 500 | 0 | 93.46 | 89.32 | 9 | 0
2035 | TVA_2_ENT | TVA | ENT | Internal | Summer | B2 | 25 | 500 | 0 | 90.37 | 88.02 | 9 | 0
2035 | TVA_2_ENT | TVA | ENT | Internal | Summer | B3 | 75 | 500 | 0 | 87.81 | 84.69 | 9 | 0
2035 | TVA_2_ENT | TVA | ENT | Internal | Summer | B4 | 100 | 500 | 0 | 85.95 | 82.9 | 9 | 0
2035 | TVA_2_ENT | TVA | ENT | Internal | Summer | B5 | 200 | 500 | 0 | 83.14 | 82.9 | 9 | 0
2035 | TVA_2_ENT | TVA | ENT | Internal | Summer | B6 | 300 | 500 | 500 | 63.55 | 74.29 | 9 | 1.74
2035 | TVA_2_ENT | TVA | ENT | Internal | Summer | B7 | 400 | 500 | 0 | 53.58 | 58.19 | 9 | 0
2035 | TVA_2_ENT | TVA | ENT | Internal | Summer | B8 | 500 | 500 | 0 | 53.58 | 54.07 | 9 | 0
2035 | TVA_2_ENT | TVA | ENT | Internal | Summer | B9 | 800 | 500 | 0 | 49.18 | 52.73 | 9 | 0
2035 | TVA_2_ENT | TVA | ENT | Internal | Summer | B10 | 1262 | 500 | 0 | 45.88 | 50.7 | 9 | 0
2035 | TVA_2_ENT | TVA | ENT | Internal | Winter | B16 | 25 | 500 | 0 | 75.02 | 69.9 | 9 | 0
2035 | TVA_2_ENT | TVA | ENT | Internal | Winter | B17 | 100 | 500 | 0 | 60.74 | 59.42 | 9 | 0
2035 | TVA_2_ENT | TVA | ENT | Internal | Winter | B18 | 400 | 500 | 0 | 56.07 | 59.42 | 9 | 0
2035 | TVA_2_ENT | TVA | ENT | Internal | Winter | B19 | 700 | 500 | 0 | 56.07 | 58.67 | 9 | 0
2035 | TVA_2_ENT | TVA | ENT | Internal | Winter | B20 | 935 | 500 | 0 | 51.07 | 52.27 | 9 | 0
2035 | TVA_2_MISO_MO-IL | TVA | MISO_MO-IL | Internal | Shoulder | B11 | 25 | 50 | 0 | 72.48 | 73.38 | 9 | 0
2035 | TVA_2_MISO_MO-IL | TVA | MISO_MO-IL | Internal | Shoulder | B12 | 200 | 50 | 0 | 57.42 | 56.6 | 9 | 0
2035 | TVA_2_MISO_MO-IL | TVA | MISO_MO-IL | Internal | Shoulder | B13 | 600 | 50 | 0 | 55.04 | 51.24 | 9 | 0
2035 | TVA_2_MISO_MO-IL | TVA | MISO_MO-IL | Internal | Shoulder | B14 | 900 | 50 | 0 | 55.04 | 48.65 | 9 | 0
2035 | TVA_2_MISO_MO-IL | TVA | MISO_MO-IL | Internal | Shoulder | B15 | 1203 | 50 | 0 | 52.58 | 44.56 | 9 | 0
2035 | TVA_2_MISO_MO-IL | TVA | MISO_MO-IL | Internal | Summer | B1 | 10 | 50 | 0 | 93.46 | 85.45 | 9 | 0
2035 | TVA_2_MISO_MO-IL | TVA | MISO_MO-IL | Internal | Summer | B2 | 25 | 50 | 0 | 90.37 | 83.64 | 9 | 0
2035 | TVA_2_MISO_MO-IL | TVA | MISO_MO-IL | Internal | Summer | B3 | 75 | 50 | 0 | 87.81 | 83.78 | 9 | 0
2035 | TVA_2_MISO_MO-IL | TVA | MISO_MO-IL | Internal | Summer | B4 | 100 | 50 | 0 | 85.95 | 80.94 | 9 | 0
2035 | TVA_2_MISO_MO-IL | TVA | MISO_MO-IL | Internal | Summer | B5 | 200 | 50 | 0 | 83.14 | 79.12 | 9 | 0
2035 | TVA_2_MISO_MO-IL | TVA | MISO_MO-IL | Internal | Summer | B6 | 300 | 50 | 0 | 63.55 | 66.29 | 9 | 0
2035 | TVA_2_MISO_MO-IL | TVA | MISO_MO-IL | Internal | Summer | B7 | 400 | 50 | 0 | 53.58 | 51.51 | 9 | 0
2035 | TVA_2_MISO_MO-IL | TVA | MISO_MO-IL | Internal | Summer | B8 | 500 | 50 | 0 | 53.58 | 47.26 | 9 | 0
2035 | TVA_2_MISO_MO-IL | TVA | MISO_MO-IL | Internal | Summer | B9 | 800 | 50 | 0 | 49.18 | 44.73 | 9 | 0
2035 | TVA_2_MISO_MO-IL | TVA | MISO_MO-IL | Internal | Summer | B10 | 1262 | 50 | 0 | 45.88 | 40.81 | 9 | 0
2035 | TVA_2_MISO_MO-IL | TVA | MISO_MO-IL | Internal | Winter | B16 | 25 | 50 | 0 | 75.02 | 67.01 | 9 | 0
2035 | TVA_2_MISO_MO-IL | TVA | MISO_MO-IL | Internal | Winter | B17 | 100 | 50 | 0 | 60.74 | 52.74 | 9 | 0
2035 | TVA_2_MISO_MO-IL | TVA | MISO_MO-IL | Internal | Winter | B18 | 400 | 50 | 0 | 56.07 | 53.89 | 9 | 0
2035 | TVA_2_MISO_MO-IL | TVA | MISO_MO-IL | Internal | Winter | B19 | 700 | 50 | 0 | 56.07 | 50.67 | 9 | 0
2035 | TVA_2_MISO_MO-IL | TVA | MISO_MO-IL | Internal | Winter | B20 | 935 | 50 | 0 | 51.07 | 43.06 | 9 | 0
2035 | TVA_2_NonRTO_Midwest | TVA | NonRTO_Midwest | Internal | Shoulder | B11 | 25 | 100 | 0.14 | 72.48 | 81.38 | 9 | 0
2035 | TVA_2_NonRTO_Midwest | TVA | NonRTO_Midwest | Internal | Shoulder | B12 | 200 | 100 | 100 | 57.42 | 69.49 | 9 | 3.07
2035 | TVA_2_NonRTO_Midwest | TVA | NonRTO_Midwest | Internal | Shoulder | B13 | 600 | 100 | 0 | 55.04 | 58.55 | 9 | 0
2035 | TVA_2_NonRTO_Midwest | TVA | NonRTO_Midwest | Internal | Shoulder | B14 | 900 | 100 | 0 | 55.04 | 50.47 | 9 | 0
2035 | TVA_2_NonRTO_Midwest | TVA | NonRTO_Midwest | Internal | Shoulder | B15 | 1203 | 100 | 0 | 52.58 | 44.56 | 9 | 0
2035 | TVA_2_NonRTO_Midwest | TVA | NonRTO_Midwest | Internal | Summer | B1 | 10 | 100 | 0 | 93.46 | 88.93 | 9 | 0
2035 | TVA_2_NonRTO_Midwest | TVA | NonRTO_Midwest | Internal | Summer | B2 | 25 | 100 | 0 | 90.37 | 88.93 | 9 | 0
2035 | TVA_2_NonRTO_Midwest | TVA | NonRTO_Midwest | Internal | Summer | B3 | 75 | 100 | 0 | 87.81 | 88.93 | 9 | 0
2035 | TVA_2_NonRTO_Midwest | TVA | NonRTO_Midwest | Internal | Summer | B4 | 100 | 100 | 0 | 85.95 | 88.93 | 9 | 0
2035 | TVA_2_NonRTO_Midwest | TVA | NonRTO_Midwest | Internal | Summer | B5 | 200 | 100 | 0 | 83.14 | 87.12 | 9 | 0
2035 | TVA_2_NonRTO_Midwest | TVA | NonRTO_Midwest | Internal | Summer | B6 | 300 | 100 | 100 | 63.55 | 74.28 | 9 | 1.73
2035 | TVA_2_NonRTO_Midwest | TVA | NonRTO_Midwest | Internal | Summer | B7 | 400 | 100 | 0 | 53.58 | 52.11 | 9 | 0
2035 | TVA_2_NonRTO_Midwest | TVA | NonRTO_Midwest | Internal | Summer | B8 | 500 | 100 | 0 | 53.58 | 48.9 | 9 | 0
2035 | TVA_2_NonRTO_Midwest | TVA | NonRTO_Midwest | Internal | Summer | B9 | 800 | 100 | 0 | 49.18 | 45.95 | 9 | 0
2035 | TVA_2_NonRTO_Midwest | TVA | NonRTO_Midwest | Internal | Summer | B10 | 1262 | 100 | 0 | 45.88 | 37.87 | 9 | 0
2035 | TVA_2_NonRTO_Midwest | TVA | NonRTO_Midwest | Internal | Winter | B16 | 25 | 100 | 0 | 75.02 | 80.67 | 9 | 0
2035 | TVA_2_NonRTO_Midwest | TVA | NonRTO_Midwest | Internal | Winter | B17 | 100 | 100 | 91.48 | 60.74 | 69.74 | 9 | 0
2035 | TVA_2_NonRTO_Midwest | TVA | NonRTO_Midwest | Internal | Winter | B18 | 400 | 100 | 0 | 56.07 | 61.9 | 9 | 0
2035 | TVA_2_NonRTO_Midwest | TVA | NonRTO_Midwest | Internal | Winter | B19 | 700 | 100 | 0 | 56.07 | 52.45 | 9 | 0
2035 | TVA_2_NonRTO_Midwest | TVA | NonRTO_Midwest | Internal | Winter | B20 | 935 | 100 | 0 | 51.07 | 43.06 | 9 | 0
2035 | TVA_2_PJM_ROR | TVA | PJM_ROR | Internal | Shoulder | B11 | 25 | 500 | 0 | 72.48 | 71.37 | 9 | 0
2035 | TVA_2_PJM_ROR | TVA | PJM_ROR | Internal | Shoulder | B12 | 200 | 500 | 0 | 57.42 | 59.5 | 9 | 0
2035 | TVA_2_PJM_ROR | TVA | PJM_ROR | Internal | Shoulder | B13 | 600 | 500 | 0 | 55.04 | 53.23 | 9 | 0
2035 | TVA_2_PJM_ROR | TVA | PJM_ROR | Internal | Shoulder | B14 | 900 | 500 | 0 | 55.04 | 50.65 | 9 | 0
2035 | TVA_2_PJM_ROR | TVA | PJM_ROR | Internal | Shoulder | B15 | 1203 | 500 | 0 | 52.58 | 46.56 | 9 | 0
2035 | TVA_2_PJM_ROR | TVA | PJM_ROR | Internal | Summer | B1 | 10 | 500 | 0 | 93.46 | 86.52 | 9 | 0
2035 | TVA_2_PJM_ROR | TVA | PJM_ROR | Internal | Summer | B2 | 25 | 500 | 0 | 90.37 | 83.37 | 9 | 0
2035 | TVA_2_PJM_ROR | TVA | PJM_ROR | Internal | Summer | B3 | 75 | 500 | 0 | 87.81 | 81.8 | 9 | 0
2035 | TVA_2_PJM_ROR | TVA | PJM_ROR | Internal | Summer | B4 | 100 | 500 | 0 | 85.95 | 79.93 | 9 | 0
2035 | TVA_2_PJM_ROR | TVA | PJM_ROR | Internal | Summer | B5 | 200 | 500 | 0 | 83.14 | 77.12 | 9 | 0
2035 | TVA_2_PJM_ROR | TVA | PJM_ROR | Internal | Summer | B6 | 300 | 500 | 0 | 63.55 | 65.04 | 9 | 0
2035 | TVA_2_PJM_ROR | TVA | PJM_ROR | Internal | Summer | B7 | 400 | 500 | 0 | 53.58 | 53.19 | 9 | 0
2035 | TVA_2_PJM_ROR | TVA | PJM_ROR | Internal | Summer | B8 | 500 | 500 | 0 | 53.58 | 48.79 | 9 | 0
2035 | TVA_2_PJM_ROR | TVA | PJM_ROR | Internal | Summer | B9 | 800 | 500 | 0 | 49.18 | 46.62 | 9 | 0
2035 | TVA_2_PJM_ROR | TVA | PJM_ROR | Internal | Summer | B10 | 1262 | 500 | 0 | 45.88 | 44.9 | 9 | 0
2035 | TVA_2_PJM_ROR | TVA | PJM_ROR | Internal | Winter | B16 | 25 | 500 | 0 | 75.02 | 70.67 | 9 | 0
2035 | TVA_2_PJM_ROR | TVA | PJM_ROR | Internal | Winter | B17 | 100 | 500 | 0 | 60.74 | 63.74 | 9 | 0
2035 | TVA_2_PJM_ROR | TVA | PJM_ROR | Internal | Winter | B18 | 400 | 500 | 0 | 56.07 | 55.89 | 9 | 0
2035 | TVA_2_PJM_ROR | TVA | PJM_ROR | Internal | Winter | B19 | 700 | 500 | 0 | 56.07 | 52.67 | 9 | 0
2035 | TVA_2_PJM_ROR | TVA | PJM_ROR | Internal | Winter | B20 | 935 | 500 | 0 | 51.07 | 48.76 | 9 | 0
2035 | TVA_2_SOCO | TVA | SOCO | Internal | Shoulder | B11 | 25 | 500 | 500 | 72.48 | 86.37 | 9 | 4.89
2035 | TVA_2_SOCO | TVA | SOCO | Internal | Shoulder | B12 | 200 | 500 | 0 | 57.42 | 56.01 | 9 | 0
2035 | TVA_2_SOCO | TVA | SOCO | Internal | Shoulder | B13 | 600 | 500 | 0 | 55.04 | 55.72 | 9 | 0
2035 | TVA_2_SOCO | TVA | SOCO | Internal | Shoulder | B14 | 900 | 500 | 0 | 55.04 | 55.72 | 9 | 0
2035 | TVA_2_SOCO | TVA | SOCO | Internal | Shoulder | B15 | 1203 | 500 | 0 | 52.58 | 55.72 | 9 | 0
2035 | TVA_2_SOCO | TVA | SOCO | Internal | Summer | B1 | 10 | 500 | 0 | 93.46 | 97.32 | 9 | 0
2035 | TVA_2_SOCO | TVA | SOCO | Internal | Summer | B2 | 25 | 500 | 0 | 90.37 | 92.69 | 9 | 0
2035 | TVA_2_SOCO | TVA | SOCO | Internal | Summer | B3 | 75 | 500 | 0 | 87.81 | 92.69 | 9 | 0
2035 | TVA_2_SOCO | TVA | SOCO | Internal | Summer | B4 | 100 | 500 | 0 | 85.95 | 90.9 | 9 | 0
2035 | TVA_2_SOCO | TVA | SOCO | Internal | Summer | B5 | 200 | 500 | 0 | 83.14 | 90.9 | 9 | 0
2035 | TVA_2_SOCO | TVA | SOCO | Internal | Summer | B6 | 300 | 500 | 500 | 63.55 | 78.04 | 9 | 5.49
2035 | TVA_2_SOCO | TVA | SOCO | Internal | Summer | B7 | 400 | 500 | 500 | 53.58 | 66.19 | 9 | 3.61
2035 | TVA_2_SOCO | TVA | SOCO | Internal | Summer | B8 | 500 | 500 | 0 | 53.58 | 56.13 | 9 | 0
2035 | TVA_2_SOCO | TVA | SOCO | Internal | Summer | B9 | 800 | 500 | 0 | 49.18 | 54.18 | 9 | 0
2035 | TVA_2_SOCO | TVA | SOCO | Internal | Summer | B10 | 1262 | 500 | 0 | 45.88 | 54.18 | 9 | 0
2035 | TVA_2_SOCO | TVA | SOCO | Internal | Winter | B16 | 25 | 500 | 0 | 75.02 | 80.73 | 9 | 0
2035 | TVA_2_SOCO | TVA | SOCO | Internal | Winter | B17 | 100 | 500 | 0 | 60.74 | 59.74 | 9 | 0
2035 | TVA_2_SOCO | TVA | SOCO | Internal | Winter | B18 | 400 | 500 | 0 | 56.07 | 59.07 | 9 | 0
2035 | TVA_2_SOCO | TVA | SOCO | Internal | Winter | B19 | 700 | 500 | 0 | 56.07 | 59.07 | 9 | 0
2035 | TVA_2_SOCO | TVA | SOCO | Internal | Winter | B20 | 935 | 500 | 0 | 51.07 | 54.09 | 9 | 0
2035 | TVA_2_VACAR | TVA | VACAR | Internal | Shoulder | B11 | 25 | 150 | 0 | 72.48 | 77.38 | 9 | 0
2035 | TVA_2_VACAR | TVA | VACAR | Internal | Shoulder | B12 | 200 | 150 | 0 | 57.42 | 63.69 | 9 | 0
2035 | TVA_2_VACAR | TVA | VACAR | Internal | Shoulder | B13 | 600 | 150 | 0 | 55.04 | 53.49 | 9 | 0
2035 | TVA_2_VACAR | TVA | VACAR | Internal | Shoulder | B14 | 900 | 150 | 0 | 55.04 | 53.49 | 9 | 0
2035 | TVA_2_VACAR | TVA | VACAR | Internal | Shoulder | B15 | 1203 | 150 | 0 | 52.58 | 53.49 | 9 | 0
2035 | TVA_2_VACAR | TVA | VACAR | Internal | Summer | B1 | 10 | 150 | 0 | 93.46 | 92.52 | 9 | 0
2035 | TVA_2_VACAR | TVA | VACAR | Internal | Summer | B2 | 25 | 150 | 0 | 90.37 | 92.52 | 9 | 0
2035 | TVA_2_VACAR | TVA | VACAR | Internal | Summer | B3 | 75 | 150 | 0 | 87.81 | 92.52 | 9 | 0
2035 | TVA_2_VACAR | TVA | VACAR | Internal | Summer | B4 | 100 | 150 | 0 | 85.95 | 90.38 | 9 | 0
2035 | TVA_2_VACAR | TVA | VACAR | Internal | Summer | B5 | 200 | 150 | 0 | 83.14 | 83.9 | 9 | 0
2035 | TVA_2_VACAR | TVA | VACAR | Internal | Summer | B6 | 300 | 150 | 0 | 63.55 | 71.04 | 9 | 0
2035 | TVA_2_VACAR | TVA | VACAR | Internal | Summer | B7 | 400 | 150 | 0 | 53.58 | 59.19 | 9 | 0
2035 | TVA_2_VACAR | TVA | VACAR | Internal | Summer | B8 | 500 | 150 | 0 | 53.58 | 53.36 | 9 | 0
2035 | TVA_2_VACAR | TVA | VACAR | Internal | Summer | B9 | 800 | 150 | 0 | 49.18 | 51.32 | 9 | 0
2035 | TVA_2_VACAR | TVA | VACAR | Internal | Summer | B10 | 1262 | 150 | 0 | 45.88 | 51.32 | 9 | 0
2035 | TVA_2_VACAR | TVA | VACAR | Internal | Winter | B16 | 25 | 150 | 150 | 75.02 | 90.73 | 9 | 6.71
2035 | TVA_2_VACAR | TVA | VACAR | Internal | Winter | B17 | 100 | 150 | 140.42 | 60.74 | 69.74 | 9 | 0
2035 | TVA_2_VACAR | TVA | VACAR | Internal | Winter | B18 | 400 | 150 | 0 | 56.07 | 58.37 | 9 | 0
2035 | TVA_2_VACAR | TVA | VACAR | Internal | Winter | B19 | 700 | 150 | 0 | 56.07 | 58.37 | 9 | 0
2035 | TVA_2_VACAR | TVA | VACAR | Internal | Winter | B20 | 935 | 150 | 0 | 51.07 | 58.37 | 9 | 0
2035 | TVA_Transmission_2_ENT | TVA_Transmission | ENT | Internal | Shoulder | B11 | 25 | 3000 | 0 | 77.37 | 79.02 | 9 | 0
2035 | TVA_Transmission_2_ENT | TVA_Transmission | ENT | Internal | Shoulder | B12 | 200 | 3000 | 0 | 61.74 | 55.85 | 9 | 0
2035 | TVA_Transmission_2_ENT | TVA_Transmission | ENT | Internal | Shoulder | B13 | 600 | 3000 | 0 | 56.44 | 55.85 | 9 | 0
2035 | TVA_Transmission_2_ENT | TVA_Transmission | ENT | Internal | Shoulder | B14 | 900 | 3000 | 0 | 55.51 | 55.45 | 9 | 0
2035 | TVA_Transmission_2_ENT | TVA_Transmission | ENT | Internal | Shoulder | B15 | 1203 | 3000 | 0 | 52.56 | 53.61 | 9 | 0
2035 | TVA_Transmission_2_ENT | TVA_Transmission | ENT | Internal | Summer | B1 | 10 | 3000 | 0 | 93.45 | 89.32 | 9 | 0
2035 | TVA_Transmission_2_ENT | TVA_Transmission | ENT | Internal | Summer | B2 | 25 | 3000 | 0 | 90.36 | 88.02 | 9 | 0
2035 | TVA_Transmission_2_ENT | TVA_Transmission | ENT | Internal | Summer | B3 | 75 | 3000 | 0 | 87.8 | 84.69 | 9 | 0
2035 | TVA_Transmission_2_ENT | TVA_Transmission | ENT | Internal | Summer | B4 | 100 | 3000 | 0 | 85.93 | 82.9 | 9 | 0
2035 | TVA_Transmission_2_ENT | TVA_Transmission | ENT | Internal | Summer | B5 | 200 | 3000 | 0 | 83.12 | 82.9 | 9 | 0
2035 | TVA_Transmission_2_ENT | TVA_Transmission | ENT | Internal | Summer | B6 | 300 | 3000 | 0 | 70.16 | 74.29 | 9 | 0
2035 | TVA_Transmission_2_ENT | TVA_Transmission | ENT | Internal | Summer | B7 | 400 | 3000 | 0 | 57.87 | 58.19 | 9 | 0
2035 | TVA_Transmission_2_ENT | TVA_Transmission | ENT | Internal | Summer | B8 | 500 | 3000 | 0 | 54.01 | 54.07 | 9 | 0
2035 | TVA_Transmission_2_ENT | TVA_Transmission | ENT | Internal | Summer | B9 | 800 | 3000 | 0 | 50.39 | 52.73 | 9 | 0
2035 | TVA_Transmission_2_ENT | TVA_Transmission | ENT | Internal | Summer | B10 | 1262 | 3000 | 0 | 45.87 | 50.7 | 9 | 0
2035 | TVA_Transmission_2_ENT | TVA_Transmission | ENT | Internal | Winter | B16 | 25 | 3000 | 0 | 75.01 | 69.9 | 9 | 0
2035 | TVA_Transmission_2_ENT | TVA_Transmission | ENT | Internal | Winter | B17 | 100 | 3000 | 0 | 60.74 | 59.42 | 9 | 0
2035 | TVA_Transmission_2_ENT | TVA_Transmission | ENT | Internal | Winter | B18 | 400 | 3000 | 0 | 58.63 | 59.42 | 9 | 0
2035 | TVA_Transmission_2_ENT | TVA_Transmission | ENT | Internal | Winter | B19 | 700 | 3000 | 0 | 56.95 | 58.67 | 9 | 0
2035 | TVA_Transmission_2_ENT | TVA_Transmission | ENT | Internal | Winter | B20 | 935 | 3000 | 0 | 51.06 | 52.27 | 9 | 0
2035 | TVA_Transmission_2_MISO_MO-IL | TVA_Transmission | MISO_MO-IL | Internal | Shoulder | B11 | 25 | 4000 | 0 | 77.37 | 73.38 | 9 | 0
2035 | TVA_Transmission_2_MISO_MO-IL | TVA_Transmission | MISO_MO-IL | Internal | Shoulder | B12 | 200 | 4000 | 0 | 61.74 | 56.6 | 9 | 0
2035 | TVA_Transmission_2_MISO_MO-IL | TVA_Transmission | MISO_MO-IL | Internal | Shoulder | B13 | 600 | 4000 | 0 | 56.44 | 51.24 | 9 | 0
2035 | TVA_Transmission_2_MISO_MO-IL | TVA_Transmission | MISO_MO-IL | Internal | Shoulder | B14 | 900 | 4000 | 0 | 55.51 | 48.65 | 9 | 0
2035 | TVA_Transmission_2_MISO_MO-IL | TVA_Transmission | MISO_MO-IL | Internal | Shoulder | B15 | 1203 | 4000 | 0 | 52.56 | 44.56 | 9 | 0
2035 | TVA_Transmission_2_MISO_MO-IL | TVA_Transmission | MISO_MO-IL | Internal | Summer | B1 | 10 | 4000 | 0 | 93.45 | 85.45 | 9 | 0
2035 | TVA_Transmission_2_MISO_MO-IL | TVA_Transmission | MISO_MO-IL | Internal | Summer | B2 | 25 | 4000 | 0 | 90.36 | 83.64 | 9 | 0
2035 | TVA_Transmission_2_MISO_MO-IL | TVA_Transmission | MISO_MO-IL | Internal | Summer | B3 | 75 | 4000 | 0 | 87.8 | 83.78 | 9 | 0
2035 | TVA_Transmission_2_MISO_MO-IL | TVA_Transmission | MISO_MO-IL | Internal | Summer | B4 | 100 | 4000 | 0 | 85.93 | 80.94 | 9 | 0
2035 | TVA_Transmission_2_MISO_MO-IL | TVA_Transmission | MISO_MO-IL | Internal | Summer | B5 | 200 | 4000 | 0 | 83.12 | 79.12 | 9 | 0
2035 | TVA_Transmission_2_MISO_MO-IL | TVA_Transmission | MISO_MO-IL | Internal | Summer | B6 | 300 | 4000 | 0 | 70.16 | 66.29 | 9 | 0
2035 | TVA_Transmission_2_MISO_MO-IL | TVA_Transmission | MISO_MO-IL | Internal | Summer | B7 | 400 | 4000 | 0 | 57.87 | 51.51 | 9 | 0
2035 | TVA_Transmission_2_MISO_MO-IL | TVA_Transmission | MISO_MO-IL | Internal | Summer | B8 | 500 | 4000 | 0 | 54.01 | 47.26 | 9 | 0
2035 | TVA_Transmission_2_MISO_MO-IL | TVA_Transmission | MISO_MO-IL | Internal | Summer | B9 | 800 | 4000 | 0 | 50.39 | 44.73 | 9 | 0
2035 | TVA_Transmission_2_MISO_MO-IL | TVA_Transmission | MISO_MO-IL | Internal | Summer | B10 | 1262 | 4000 | 0 | 45.87 | 40.81 | 9 | 0
2035 | TVA_Transmission_2_MISO_MO-IL | TVA_Transmission | MISO_MO-IL | Internal | Winter | B16 | 25 | 4000 | 0 | 75.01 | 67.01 | 9 | 0
2035 | TVA_Transmission_2_MISO_MO-IL | TVA_Transmission | MISO_MO-IL | Internal | Winter | B17 | 100 | 4000 | 0 | 60.74 | 52.74 | 9 | 0
2035 | TVA_Transmission_2_MISO_MO-IL | TVA_Transmission | MISO_MO-IL | Internal | Winter | B18 | 400 | 4000 | 0 | 58.63 | 53.89 | 9 | 0
2035 | TVA_Transmission_2_MISO_MO-IL | TVA_Transmission | MISO_MO-IL | Internal | Winter | B19 | 700 | 4000 | 0 | 56.95 | 50.67 | 9 | 0
2035 | TVA_Transmission_2_MISO_MO-IL | TVA_Transmission | MISO_MO-IL | Internal | Winter | B20 | 935 | 4000 | 0 | 51.06 | 43.06 | 9 | 0
2035 | TVA_Transmission_2_NonRTO_Midwest | TVA_Transmission | NonRTO_Midwest | Internal | Shoulder | B11 | 25 | 700 | 0 | 77.37 | 81.38 | 9 | 0
2035 | TVA_Transmission_2_NonRTO_Midwest | TVA_Transmission | NonRTO_Midwest | Internal | Shoulder | B12 | 200 | 700 | 0 | 61.74 | 69.49 | 9 | 0
2035 | TVA_Transmission_2_NonRTO_Midwest | TVA_Transmission | NonRTO_Midwest | Internal | Shoulder | B13 | 600 | 700 | 0 | 56.44 | 58.55 | 9 | 0
2035 | TVA_Transmission_2_NonRTO_Midwest | TVA_Transmission | NonRTO_Midwest | Internal | Shoulder | B14 | 900 | 700 | 0 | 55.51 | 50.47 | 9 | 0
2035 | TVA_Transmission_2_NonRTO_Midwest | TVA_Transmission | NonRTO_Midwest | Internal | Shoulder | B15 | 1203 | 700 | 0 | 52.56 | 44.56 | 9 | 0
2035 | TVA_Transmission_2_NonRTO_Midwest | TVA_Transmission | NonRTO_Midwest | Internal | Summer | B1 | 10 | 700 | 0 | 93.45 | 88.93 | 9 | 0
2035 | TVA_Transmission_2_NonRTO_Midwest | TVA_Transmission | NonRTO_Midwest | Internal | Summer | B2 | 25 | 700 | 0 | 90.36 | 88.93 | 9 | 0
2035 | TVA_Transmission_2_NonRTO_Midwest | TVA_Transmission | NonRTO_Midwest | Internal | Summer | B3 | 75 | 700 | 0 | 87.8 | 88.93 | 9 | 0
2035 | TVA_Transmission_2_NonRTO_Midwest | TVA_Transmission | NonRTO_Midwest | Internal | Summer | B4 | 100 | 700 | 0 | 85.93 | 88.93 | 9 | 0
2035 | TVA_Transmission_2_NonRTO_Midwest | TVA_Transmission | NonRTO_Midwest | Internal | Summer | B5 | 200 | 700 | 0 | 83.12 | 87.12 | 9 | 0
2035 | TVA_Transmission_2_NonRTO_Midwest | TVA_Transmission | NonRTO_Midwest | Internal | Summer | B6 | 300 | 700 | 0 | 70.16 | 74.28 | 9 | 0
2035 | TVA_Transmission_2_NonRTO_Midwest | TVA_Transmission | NonRTO_Midwest | Internal | Summer | B7 | 400 | 700 | 0 | 57.87 | 52.11 | 9 | 0
2035 | TVA_Transmission_2_NonRTO_Midwest | TVA_Transmission | NonRTO_Midwest | Internal | Summer | B8 | 500 | 700 | 0 | 54.01 | 48.9 | 9 | 0
2035 | TVA_Transmission_2_NonRTO_Midwest | TVA_Transmission | NonRTO_Midwest | Internal | Summer | B9 | 800 | 700 | 0 | 50.39 | 45.95 | 9 | 0
2035 | TVA_Transmission_2_NonRTO_Midwest | TVA_Transmission | NonRTO_Midwest | Internal | Summer | B10 | 1262 | 700 | 0 | 45.87 | 37.87 | 9 | 0
2035 | TVA_Transmission_2_NonRTO_Midwest | TVA_Transmission | NonRTO_Midwest | Internal | Winter | B16 | 25 | 700 | 0 | 75.01 | 80.67 | 9 | 0
2035 | TVA_Transmission_2_NonRTO_Midwest | TVA_Transmission | NonRTO_Midwest | Internal | Winter | B17 | 100 | 700 | 566.61 | 60.74 | 69.74 | 9 | 0
2035 | TVA_Transmission_2_NonRTO_Midwest | TVA_Transmission | NonRTO_Midwest | Internal | Winter | B18 | 400 | 700 | 0 | 58.63 | 61.9 | 9 | 0
2035 | TVA_Transmission_2_NonRTO_Midwest | TVA_Transmission | NonRTO_Midwest | Internal | Winter | B19 | 700 | 700 | 0 | 56.95 | 52.45 | 9 | 0
2035 | TVA_Transmission_2_NonRTO_Midwest | TVA_Transmission | NonRTO_Midwest | Internal | Winter | B20 | 935 | 700 | 0 | 51.06 | 43.06 | 9 | 0
2035 | TVA_Transmission_2_PJM_ROR | TVA_Transmission | PJM_ROR | Internal | Shoulder | B11 | 25 | 2000 | 0 | 77.37 | 71.37 | 9 | 0
2035 | TVA_Transmission_2_PJM_ROR | TVA_Transmission | PJM_ROR | Internal | Shoulder | B12 | 200 | 2000 | 0 | 61.74 | 59.5 | 9 | 0
2035 | TVA_Transmission_2_PJM_ROR | TVA_Transmission | PJM_ROR | Internal | Shoulder | B13 | 600 | 2000 | 0 | 56.44 | 53.23 | 9 | 0
2035 | TVA_Transmission_2_PJM_ROR | TVA_Transmission | PJM_ROR | Internal | Shoulder | B14 | 900 | 2000 | 0 | 55.51 | 50.65 | 9 | 0
2035 | TVA_Transmission_2_PJM_ROR | TVA_Transmission | PJM_ROR | Internal | Shoulder | B15 | 1203 | 2000 | 0 | 52.56 | 46.56 | 9 | 0
2035 | TVA_Transmission_2_PJM_ROR | TVA_Transmission | PJM_ROR | Internal | Summer | B1 | 10 | 2000 | 0 | 93.45 | 86.52 | 9 | 0
2035 | TVA_Transmission_2_PJM_ROR | TVA_Transmission | PJM_ROR | Internal | Summer | B2 | 25 | 2000 | 0 | 90.36 | 83.37 | 9 | 0
2035 | TVA_Transmission_2_PJM_ROR | TVA_Transmission | PJM_ROR | Internal | Summer | B3 | 75 | 2000 | 0 | 87.8 | 81.8 | 9 | 0
2035 | TVA_Transmission_2_PJM_ROR | TVA_Transmission | PJM_ROR | Internal | Summer | B4 | 100 | 2000 | 0 | 85.93 | 79.93 | 9 | 0
2035 | TVA_Transmission_2_PJM_ROR | TVA_Transmission | PJM_ROR | Internal | Summer | B5 | 200 | 2000 | 0 | 83.12 | 77.12 | 9 | 0
2035 | TVA_Transmission_2_PJM_ROR | TVA_Transmission | PJM_ROR | Internal | Summer | B6 | 300 | 2000 | 0 | 70.16 | 65.04 | 9 | 0
2035 | TVA_Transmission_2_PJM_ROR | TVA_Transmission | PJM_ROR | Internal | Summer | B7 | 400 | 2000 | 0 | 57.87 | 53.19 | 9 | 0
2035 | TVA_Transmission_2_PJM_ROR | TVA_Transmission | PJM_ROR | Internal | Summer | B8 | 500 | 2000 | 0 | 54.01 | 48.79 | 9 | 0
2035 | TVA_Transmission_2_PJM_ROR | TVA_Transmission | PJM_ROR | Internal | Summer | B9 | 800 | 2000 | 0 | 50.39 | 46.62 | 9 | 0
2035 | TVA_Transmission_2_PJM_ROR | TVA_Transmission | PJM_ROR | Internal | Summer | B10 | 1262 | 2000 | 0 | 45.87 | 44.9 | 9 | 0
2035 | TVA_Transmission_2_PJM_ROR | TVA_Transmission | PJM_ROR | Internal | Winter | B16 | 25 | 2000 | 0 | 75.01 | 70.67 | 9 | 0
2035 | TVA_Transmission_2_PJM_ROR | TVA_Transmission | PJM_ROR | Internal | Winter | B17 | 100 | 2000 | 0 | 60.74 | 63.74 | 9 | 0
2035 | TVA_Transmission_2_PJM_ROR | TVA_Transmission | PJM_ROR | Internal | Winter | B18 | 400 | 2000 | 0 | 58.63 | 55.89 | 9 | 0
2035 | TVA_Transmission_2_PJM_ROR | TVA_Transmission | PJM_ROR | Internal | Winter | B19 | 700 | 2000 | 0 | 56.95 | 52.67 | 9 | 0
2035 | TVA_Transmission_2_PJM_ROR | TVA_Transmission | PJM_ROR | Internal | Winter | B20 | 935 | 2000 | 0 | 51.06 | 48.76 | 9 | 0
2035 | TVA_Transmission_2_SOCO | TVA_Transmission | SOCO | Internal | Shoulder | B11 | 25 | 3200 | 805.64 | 77.37 | 86.37 | 9 | 0
2035 | TVA_Transmission_2_SOCO | TVA_Transmission | SOCO | Internal | Shoulder | B12 | 200 | 3200 | 0 | 61.74 | 56.01 | 9 | 0
2035 | TVA_Transmission_2_SOCO | TVA_Transmission | SOCO | Internal | Shoulder | B13 | 600 | 3200 | 0 | 56.44 | 55.72 | 9 | 0
2035 | TVA_Transmission_2_SOCO | TVA_Transmission | SOCO | Internal | Shoulder | B14 | 900 | 3200 | 0 | 55.51 | 55.72 | 9 | 0
2035 | TVA_Transmission_2_SOCO | TVA_Transmission | SOCO | Internal | Shoulder | B15 | 1203 | 3200 | 0 | 52.56 | 55.72 | 9 | 0
2035 | TVA_Transmission_2_SOCO | TVA_Transmission | SOCO | Internal | Summer | B1 | 10 | 3200 | 0 | 93.45 | 97.32 | 9 | 0
2035 | TVA_Transmission_2_SOCO | TVA_Transmission | SOCO | Internal | Summer | B2 | 25 | 3200 | 0 | 90.36 | 92.69 | 9 | 0
2035 | TVA_Transmission_2_SOCO | TVA_Transmission | SOCO | Internal | Summer | B3 | 75 | 3200 | 0 | 87.8 | 92.69 | 9 | 0
2035 | TVA_Transmission_2_SOCO | TVA_Transmission | SOCO | Internal | Summer | B4 | 100 | 3200 | 0 | 85.93 | 90.9 | 9 | 0
2035 | TVA_Transmission_2_SOCO | TVA_Transmission | SOCO | Internal | Summer | B5 | 200 | 3200 | 0 | 83.12 | 90.9 | 9 | 0
2035 | TVA_Transmission_2_SOCO | TVA_Transmission | SOCO | Internal | Summer | B6 | 300 | 3200 | 0 | 70.16 | 78.04 | 9 | 0
2035 | TVA_Transmission_2_SOCO | TVA_Transmission | SOCO | Internal | Summer | B7 | 400 | 3200 | 0 | 57.87 | 66.19 | 9 | 0
2035 | TVA_Transmission_2_SOCO | TVA_Transmission | SOCO | Internal | Summer | B8 | 500 | 3200 | 0 | 54.01 | 56.13 | 9 | 0
2035 | TVA_Transmission_2_SOCO | TVA_Transmission | SOCO | Internal | Summer | B9 | 800 | 3200 | 0 | 50.39 | 54.18 | 9 | 0
2035 | TVA_Transmission_2_SOCO | TVA_Transmission | SOCO | Internal | Summer | B10 | 1262 | 3200 | 0 | 45.87 | 54.18 | 9 | 0
2035 | TVA_Transmission_2_SOCO | TVA_Transmission | SOCO | Internal | Winter | B16 | 25 | 3200 | 0 | 75.01 | 80.73 | 9 | 0
2035 | TVA_Transmission_2_SOCO | TVA_Transmission | SOCO | Internal | Winter | B17 | 100 | 3200 | 0 | 60.74 | 59.74 | 9 | 0
2035 | TVA_Transmission_2_SOCO | TVA_Transmission | SOCO | Internal | Winter | B18 | 400 | 3200 | 0 | 58.63 | 59.07 | 9 | 0
2035 | TVA_Transmission_2_SOCO | TVA_Transmission | SOCO | Internal | Winter | B19 | 700 | 3200 | 0 | 56.95 | 59.07 | 9 | 0
2035 | TVA_Transmission_2_SOCO | TVA_Transmission | SOCO | Internal | Winter | B20 | 935 | 3200 | 0 | 51.06 | 54.09 | 9 | 0
2035 | TVA_Transmission_2_TVA | TVA_Transmission | TVA | Internal | Shoulder | B11 | 25 | 99999 | 0 | 77.37 | 72.48 | 0.01 | 0
2035 | TVA_Transmission_2_TVA | TVA_Transmission | TVA | Internal | Shoulder | B12 | 200 | 99999 | 0 | 61.74 | 57.42 | 0.01 | 0
2035 | TVA_Transmission_2_TVA | TVA_Transmission | TVA | Internal | Shoulder | B13 | 600 | 99999 | 0 | 56.44 | 55.04 | 0.01 | 0
2035 | TVA_Transmission_2_TVA | TVA_Transmission | TVA | Internal | Shoulder | B14 | 900 | 99999 | 0 | 55.51 | 55.04 | 0.01 | 0
2035 | TVA_Transmission_2_TVA | TVA_Transmission | TVA | Internal | Shoulder | B15 | 1203 | 99999 | 1292.73 | 52.56 | 52.58 | 0.01 | 0
2035 | TVA_Transmission_2_TVA | TVA_Transmission | TVA | Internal | Summer | B1 | 10 | 99999 | 3409.94 | 93.45 | 93.46 | 0.01 | 0
2035 | TVA_Transmission_2_TVA | TVA_Transmission | TVA | Internal | Summer | B2 | 25 | 99999 | 2500.01 | 90.36 | 90.37 | 0.01 | 0
2035 | TVA_Transmission_2_TVA | TVA_Transmission | TVA | Internal | Summer | B3 | 75 | 99999 | 713.7 | 87.8 | 87.81 | 0.01 | 0
2035 | TVA_Transmission_2_TVA | TVA_Transmission | TVA | Internal | Summer | B4 | 100 | 99999 | 2018.17 | 85.93 | 85.95 | 0.01 | 0
2035 | TVA_Transmission_2_TVA | TVA_Transmission | TVA | Internal | Summer | B5 | 200 | 99999 | 125.21 | 83.12 | 83.14 | 0.01 | 0
2035 | TVA_Transmission_2_TVA | TVA_Transmission | TVA | Internal | Summer | B6 | 300 | 99999 | 0 | 70.16 | 63.55 | 0.01 | 0
2035 | TVA_Transmission_2_TVA | TVA_Transmission | TVA | Internal | Summer | B7 | 400 | 99999 | 0 | 57.87 | 53.58 | 0.01 | 0
2035 | TVA_Transmission_2_TVA | TVA_Transmission | TVA | Internal | Summer | B8 | 500 | 99999 | 0 | 54.01 | 53.58 | 0.01 | 0
2035 | TVA_Transmission_2_TVA | TVA_Transmission | TVA | Internal | Summer | B9 | 800 | 99999 | 0 | 50.39 | 49.18 | 0.01 | 0
2035 | TVA_Transmission_2_TVA | TVA_Transmission | TVA | Internal | Summer | B10 | 1262 | 99999 | 121.39 | 45.87 | 45.88 | 0.01 | 0
2035 | TVA_Transmission_2_TVA | TVA_Transmission | TVA | Internal | Winter | B16 | 25 | 99999 | 371.53 | 75.01 | 75.02 | 0.01 | 0
2035 | TVA_Transmission_2_TVA | TVA_Transmission | TVA | Internal | Winter | B17 | 100 | 99999 | 0.24 | 60.74 | 60.74 | 0.01 | 0
2035 | TVA_Transmission_2_TVA | TVA_Transmission | TVA | Internal | Winter | B18 | 400 | 99999 | 0 | 58.63 | 56.07 | 0.01 | 0
2035 | TVA_Transmission_2_TVA | TVA_Transmission | TVA | Internal | Winter | B19 | 700 | 99999 | 0 | 56.95 | 56.07 | 0.01 | 0
2035 | TVA_Transmission_2_TVA | TVA_Transmission | TVA | Internal | Winter | B20 | 935 | 99999 | 2116.99 | 51.06 | 51.07 | 0.01 | 0
2035 | TVA_Transmission_2_VACAR | TVA_Transmission | VACAR | Internal | Shoulder | B11 | 25 | 900 | 0 | 77.37 | 77.38 | 9 | 0
2035 | TVA_Transmission_2_VACAR | TVA_Transmission | VACAR | Internal | Shoulder | B12 | 200 | 900 | 0 | 61.74 | 63.69 | 9 | 0
2035 | TVA_Transmission_2_VACAR | TVA_Transmission | VACAR | Internal | Shoulder | B13 | 600 | 900 | 0 | 56.44 | 53.49 | 9 | 0
2035 | TVA_Transmission_2_VACAR | TVA_Transmission | VACAR | Internal | Shoulder | B14 | 900 | 900 | 0 | 55.51 | 53.49 | 9 | 0
2035 | TVA_Transmission_2_VACAR | TVA_Transmission | VACAR | Internal | Shoulder | B15 | 1203 | 900 | 0 | 52.56 | 53.49 | 9 | 0
2035 | TVA_Transmission_2_VACAR | TVA_Transmission | VACAR | Internal | Summer | B1 | 10 | 900 | 0 | 93.45 | 92.52 | 9 | 0
2035 | TVA_Transmission_2_VACAR | TVA_Transmission | VACAR | Internal | Summer | B2 | 25 | 900 | 0 | 90.36 | 92.52 | 9 | 0
2035 | TVA_Transmission_2_VACAR | TVA_Transmission | VACAR | Internal | Summer | B3 | 75 | 900 | 0 | 87.8 | 92.52 | 9 | 0
2035 | TVA_Transmission_2_VACAR | TVA_Transmission | VACAR | Internal | Summer | B4 | 100 | 900 | 0 | 85.93 | 90.38 | 9 | 0
2035 | TVA_Transmission_2_VACAR | TVA_Transmission | VACAR | Internal | Summer | B5 | 200 | 900 | 0 | 83.12 | 83.9 | 9 | 0
2035 | TVA_Transmission_2_VACAR | TVA_Transmission | VACAR | Internal | Summer | B6 | 300 | 900 | 0 | 70.16 | 71.04 | 9 | 0
2035 | TVA_Transmission_2_VACAR | TVA_Transmission | VACAR | Internal | Summer | B7 | 400 | 900 | 0 | 57.87 | 59.19 | 9 | 0
2035 | TVA_Transmission_2_VACAR | TVA_Transmission | VACAR | Internal | Summer | B8 | 500 | 900 | 0 | 54.01 | 53.36 | 9 | 0
2035 | TVA_Transmission_2_VACAR | TVA_Transmission | VACAR | Internal | Summer | B9 | 800 | 900 | 0 | 50.39 | 51.32 | 9 | 0
2035 | TVA_Transmission_2_VACAR | TVA_Transmission | VACAR | Internal | Summer | B10 | 1262 | 900 | 0 | 45.87 | 51.32 | 9 | 0
2035 | TVA_Transmission_2_VACAR | TVA_Transmission | VACAR | Internal | Winter | B16 | 25 | 900 | 900 | 75.01 | 90.73 | 9 | 6.72
2035 | TVA_Transmission_2_VACAR | TVA_Transmission | VACAR | Internal | Winter | B17 | 100 | 900 | 360.88 | 60.74 | 69.74 | 9 | 0
2035 | TVA_Transmission_2_VACAR | TVA_Transmission | VACAR | Internal | Winter | B18 | 400 | 900 | 0 | 58.63 | 58.37 | 9 | 0
2035 | TVA_Transmission_2_VACAR | TVA_Transmission | VACAR | Internal | Winter | B19 | 700 | 900 | 0 | 56.95 | 58.37 | 9 | 0
2035 | TVA_Transmission_2_VACAR | TVA_Transmission | VACAR | Internal | Winter | B20 | 935 | 900 | 0 | 51.06 | 58.37 | 9 | 0
2035 | VACAR_2_PJM_ROR | VACAR | PJM_ROR | Internal | Shoulder | B11 | 25 | 2000 | 0 | 77.38 | 71.37 | 7 | 0
2035 | VACAR_2_PJM_ROR | VACAR | PJM_ROR | Internal | Shoulder | B12 | 200 | 2000 | 0 | 63.69 | 59.5 | 7 | 0
2035 | VACAR_2_PJM_ROR | VACAR | PJM_ROR | Internal | Shoulder | B13 | 600 | 2000 | 0 | 53.49 | 53.23 | 7 | 0
2035 | VACAR_2_PJM_ROR | VACAR | PJM_ROR | Internal | Shoulder | B14 | 900 | 2000 | 0 | 53.49 | 50.65 | 7 | 0
2035 | VACAR_2_PJM_ROR | VACAR | PJM_ROR | Internal | Shoulder | B15 | 1203 | 2000 | 0 | 53.49 | 46.56 | 7 | 0
2035 | VACAR_2_PJM_ROR | VACAR | PJM_ROR | Internal | Summer | B1 | 10 | 2000 | 0 | 92.52 | 86.52 | 7 | 0
2035 | VACAR_2_PJM_ROR | VACAR | PJM_ROR | Internal | Summer | B2 | 25 | 2000 | 0 | 92.52 | 83.37 | 7 | 0
2035 | VACAR_2_PJM_ROR | VACAR | PJM_ROR | Internal | Summer | B3 | 75 | 2000 | 0 | 92.52 | 81.8 | 7 | 0
2035 | VACAR_2_PJM_ROR | VACAR | PJM_ROR | Internal | Summer | B4 | 100 | 2000 | 0 | 90.38 | 79.93 | 7 | 0
2035 | VACAR_2_PJM_ROR | VACAR | PJM_ROR | Internal | Summer | B5 | 200 | 2000 | 0 | 83.9 | 77.12 | 7 | 0
2035 | VACAR_2_PJM_ROR | VACAR | PJM_ROR | Internal | Summer | B6 | 300 | 2000 | 0 | 71.04 | 65.04 | 7 | 0
2035 | VACAR_2_PJM_ROR | VACAR | PJM_ROR | Internal | Summer | B7 | 400 | 2000 | 0 | 59.19 | 53.19 | 7 | 0
2035 | VACAR_2_PJM_ROR | VACAR | PJM_ROR | Internal | Summer | B8 | 500 | 2000 | 0 | 53.36 | 48.79 | 7 | 0
2035 | VACAR_2_PJM_ROR | VACAR | PJM_ROR | Internal | Summer | B9 | 800 | 2000 | 0 | 51.32 | 46.62 | 7 | 0
2035 | VACAR_2_PJM_ROR | VACAR | PJM_ROR | Internal | Summer | B10 | 1262 | 2000 | 0 | 51.32 | 44.9 | 7 | 0
2035 | VACAR_2_PJM_ROR | VACAR | PJM_ROR | Internal | Winter | B16 | 25 | 2000 | 0 | 90.73 | 70.67 | 7 | 0
2035 | VACAR_2_PJM_ROR | VACAR | PJM_ROR | Internal | Winter | B17 | 100 | 2000 | 0 | 69.74 | 63.74 | 7 | 0
2035 | VACAR_2_PJM_ROR | VACAR | PJM_ROR | Internal | Winter | B18 | 400 | 2000 | 0 | 58.37 | 55.89 | 7 | 0
2035 | VACAR_2_PJM_ROR | VACAR | PJM_ROR | Internal | Winter | B19 | 700 | 2000 | 0 | 58.37 | 52.67 | 7 | 0
2035 | VACAR_2_PJM_ROR | VACAR | PJM_ROR | Internal | Winter | B20 | 935 | 2000 | 0 | 58.37 | 48.76 | 7 | 0
2035 | VACAR_2_SOCO | VACAR | SOCO | Internal | Shoulder | B11 | 25 | 3000 | 2999.99 | 77.38 | 86.37 | 7 | 1.98
2035 | VACAR_2_SOCO | VACAR | SOCO | Internal | Shoulder | B12 | 200 | 3000 | 0 | 63.69 | 56.01 | 7 | 0
2035 | VACAR_2_SOCO | VACAR | SOCO | Internal | Shoulder | B13 | 600 | 3000 | 0 | 53.49 | 55.72 | 7 | 0
2035 | VACAR_2_SOCO | VACAR | SOCO | Internal | Shoulder | B14 | 900 | 3000 | 0 | 53.49 | 55.72 | 7 | 0
2035 | VACAR_2_SOCO | VACAR | SOCO | Internal | Shoulder | B15 | 1203 | 3000 | 0 | 53.49 | 55.72 | 7 | 0
2035 | VACAR_2_SOCO | VACAR | SOCO | Internal | Summer | B1 | 10 | 3000 | 0.02 | 92.52 | 97.32 | 7 | 0
2035 | VACAR_2_SOCO | VACAR | SOCO | Internal | Summer | B2 | 25 | 3000 | 0 | 92.52 | 92.69 | 7 | 0
2035 | VACAR_2_SOCO | VACAR | SOCO | Internal | Summer | B3 | 75 | 3000 | 0 | 92.52 | 92.69 | 7 | 0
2035 | VACAR_2_SOCO | VACAR | SOCO | Internal | Summer | B4 | 100 | 3000 | 0 | 90.38 | 90.9 | 7 | 0
2035 | VACAR_2_SOCO | VACAR | SOCO | Internal | Summer | B5 | 200 | 3000 | 479.46 | 83.9 | 90.9 | 7 | 0
2035 | VACAR_2_SOCO | VACAR | SOCO | Internal | Summer | B6 | 300 | 3000 | 874.78 | 71.04 | 78.04 | 7 | 0
2035 | VACAR_2_SOCO | VACAR | SOCO | Internal | Summer | B7 | 400 | 3000 | 1734.66 | 59.19 | 66.19 | 7 | 0
2035 | VACAR_2_SOCO | VACAR | SOCO | Internal | Summer | B8 | 500 | 3000 | 0 | 53.36 | 56.13 | 7 | 0
2035 | VACAR_2_SOCO | VACAR | SOCO | Internal | Summer | B9 | 800 | 3000 | 0 | 51.32 | 54.18 | 7 | 0
2035 | VACAR_2_SOCO | VACAR | SOCO | Internal | Summer | B10 | 1262 | 3000 | 0 | 51.32 | 54.18 | 7 | 0
2035 | VACAR_2_SOCO | VACAR | SOCO | Internal | Winter | B16 | 25 | 3000 | 0 | 90.73 | 80.73 | 7 | 0
2035 | VACAR_2_SOCO | VACAR | SOCO | Internal | Winter | B17 | 100 | 3000 | 0 | 69.74 | 59.74 | 7 | 0
2035 | VACAR_2_SOCO | VACAR | SOCO | Internal | Winter | B18 | 400 | 3000 | 0 | 58.37 | 59.07 | 7 | 0
2035 | VACAR_2_SOCO | VACAR | SOCO | Internal | Winter | B19 | 700 | 3000 | 0 | 58.37 | 59.07 | 7 | 0
2035 | VACAR_2_SOCO | VACAR | SOCO | Internal | Winter | B20 | 935 | 3000 | 0 | 58.37 | 54.09 | 7 | 0
2035 | VACAR_2_TVA_Transmission | VACAR | TVA_Transmission | Internal | Shoulder | B11 | 25 | 900 | 0 | 77.38 | 77.37 | 7 | 0
2035 | VACAR_2_TVA_Transmission | VACAR | TVA_Transmission | Internal | Shoulder | B12 | 200 | 900 | 0 | 63.69 | 61.74 | 7 | 0
2035 | VACAR_2_TVA_Transmission | VACAR | TVA_Transmission | Internal | Shoulder | B13 | 600 | 900 | 0 | 53.49 | 56.44 | 7 | 0
2035 | VACAR_2_TVA_Transmission | VACAR | TVA_Transmission | Internal | Shoulder | B14 | 900 | 900 | 0 | 53.49 | 55.51 | 7 | 0
2035 | VACAR_2_TVA_Transmission | VACAR | TVA_Transmission | Internal | Shoulder | B15 | 1203 | 900 | 0 | 53.49 | 52.56 | 7 | 0
2035 | VACAR_2_TVA_Transmission | VACAR | TVA_Transmission | Internal | Summer | B1 | 10 | 900 | 0 | 92.52 | 93.45 | 7 | 0
2035 | VACAR_2_TVA_Transmission | VACAR | TVA_Transmission | Internal | Summer | B2 | 25 | 900 | 0 | 92.52 | 90.36 | 7 | 0
2035 | VACAR_2_TVA_Transmission | VACAR | TVA_Transmission | Internal | Summer | B3 | 75 | 900 | 0 | 92.52 | 87.8 | 7 | 0
2035 | VACAR_2_TVA_Transmission | VACAR | TVA_Transmission | Internal | Summer | B4 | 100 | 900 | 0 | 90.38 | 85.93 | 7 | 0
2035 | VACAR_2_TVA_Transmission | VACAR | TVA_Transmission | Internal | Summer | B5 | 200 | 900 | 0 | 83.9 | 83.12 | 7 | 0
2035 | VACAR_2_TVA_Transmission | VACAR | TVA_Transmission | Internal | Summer | B6 | 300 | 900 | 0 | 71.04 | 70.16 | 7 | 0
2035 | VACAR_2_TVA_Transmission | VACAR | TVA_Transmission | Internal | Summer | B7 | 400 | 900 | 0 | 59.19 | 57.87 | 7 | 0
2035 | VACAR_2_TVA_Transmission | VACAR | TVA_Transmission | Internal | Summer | B8 | 500 | 900 | 0 | 53.36 | 54.01 | 7 | 0
2035 | VACAR_2_TVA_Transmission | VACAR | TVA_Transmission | Internal | Summer | B9 | 800 | 900 | 0 | 51.32 | 50.39 | 7 | 0
2035 | VACAR_2_TVA_Transmission | VACAR | TVA_Transmission | Internal | Summer | B10 | 1262 | 900 | 0 | 51.32 | 45.87 | 7 | 0
2035 | VACAR_2_TVA_Transmission | VACAR | TVA_Transmission | Internal | Winter | B16 | 25 | 900 | 0 | 90.73 | 75.01 | 7 | 0
2035 | VACAR_2_TVA_Transmission | VACAR | TVA_Transmission | Internal | Winter | B17 | 100 | 900 | 0 | 69.74 | 60.74 | 7 | 0
2035 | VACAR_2_TVA_Transmission | VACAR | TVA_Transmission | Internal | Winter | B18 | 400 | 900 | 0 | 58.37 | 58.63 | 7 | 0
2035 | VACAR_2_TVA_Transmission | VACAR | TVA_Transmission | Internal | Winter | B19 | 700 | 900 | 0 | 58.37 | 56.95 | 7 | 0
2035 | VACAR_2_TVA_Transmission | VACAR | TVA_Transmission | Internal | Winter | B20 | 935 | 900 | 0 | 58.37 | 51.06 | 7 | 0
2040 | ENT_2_MISO_MO-IL | ENT | MISO_MO-IL | Internal | Shoulder | B11 | 25 | 2260 | 0 | 87.39 | 79.39 | 8 | 0
2040 | ENT_2_MISO_MO-IL | ENT | MISO_MO-IL | Internal | Shoulder | B12 | 200 | 2260 | 0 | 61.96 | 59.86 | 8 | 0
2040 | ENT_2_MISO_MO-IL | ENT | MISO_MO-IL | Internal | Shoulder | B13 | 600 | 2260 | 0 | 61.96 | 58.26 | 8 | 0
2040 | ENT_2_MISO_MO-IL | ENT | MISO_MO-IL | Internal | Shoulder | B14 | 900 | 2260 | 0 | 61.51 | 53.73 | 8 | 0
2040 | ENT_2_MISO_MO-IL | ENT | MISO_MO-IL | Internal | Shoulder | B15 | 1203 | 2260 | 0 | 59.46 | 47.69 | 8 | 0
2040 | ENT_2_MISO_MO-IL | ENT | MISO_MO-IL | Internal | Summer | B1 | 10 | 2260 | 0 | 98.63 | 94.63 | 8 | 0
2040 | ENT_2_MISO_MO-IL | ENT | MISO_MO-IL | Internal | Summer | B2 | 25 | 2260 | 0 | 94.52 | 92.72 | 8 | 0
2040 | ENT_2_MISO_MO-IL | ENT | MISO_MO-IL | Internal | Summer | B3 | 75 | 2260 | 0 | 94.52 | 92.44 | 8 | 0
2040 | ENT_2_MISO_MO-IL | ENT | MISO_MO-IL | Internal | Summer | B4 | 100 | 2260 | 0 | 92.52 | 92.01 | 8 | 0
2040 | ENT_2_MISO_MO-IL | ENT | MISO_MO-IL | Internal | Summer | B5 | 200 | 2260 | 0 | 88.11 | 89.6 | 8 | 0
2040 | ENT_2_MISO_MO-IL | ENT | MISO_MO-IL | Internal | Summer | B6 | 300 | 2260 | 0 | 75.28 | 72.28 | 8 | 0
2040 | ENT_2_MISO_MO-IL | ENT | MISO_MO-IL | Internal | Summer | B7 | 400 | 2260 | 0 | 62.02 | 57.73 | 8 | 0
2040 | ENT_2_MISO_MO-IL | ENT | MISO_MO-IL | Internal | Summer | B8 | 500 | 2260 | 0 | 60 | 52.57 | 8 | 0
2040 | ENT_2_MISO_MO-IL | ENT | MISO_MO-IL | Internal | Summer | B9 | 800 | 2260 | 0 | 58.3 | 50.3 | 8 | 0
2040 | ENT_2_MISO_MO-IL | ENT | MISO_MO-IL | Internal | Summer | B10 | 1262 | 2260 | 0 | 52.76 | 41.89 | 8 | 0
2040 | ENT_2_MISO_MO-IL | ENT | MISO_MO-IL | Internal | Winter | B16 | 25 | 2260 | 0 | 76.29 | 68.75 | 8 | 0
2040 | ENT_2_MISO_MO-IL | ENT | MISO_MO-IL | Internal | Winter | B17 | 100 | 2260 | 0 | 66.07 | 60.87 | 8 | 0
2040 | ENT_2_MISO_MO-IL | ENT | MISO_MO-IL | Internal | Winter | B18 | 400 | 2260 | 0 | 66.07 | 59.6 | 8 | 0
2040 | ENT_2_MISO_MO-IL | ENT | MISO_MO-IL | Internal | Winter | B19 | 700 | 2260 | 0 | 63.4 | 56.2 | 8 | 0
2040 | ENT_2_MISO_MO-IL | ENT | MISO_MO-IL | Internal | Winter | B20 | 935 | 2260 | 0 | 56.11 | 46.09 | 8 | 0
2040 | ENT_2_SOCO | ENT | SOCO | Internal | Shoulder | B11 | 25 | 2000 | 0 | 87.39 | 87.39 | 8 | 0
2040 | ENT_2_SOCO | ENT | SOCO | Internal | Shoulder | B12 | 200 | 2000 | 0 | 61.96 | 61.94 | 8 | 0
2040 | ENT_2_SOCO | ENT | SOCO | Internal | Shoulder | B13 | 600 | 2000 | 0 | 61.96 | 61.82 | 8 | 0
2040 | ENT_2_SOCO | ENT | SOCO | Internal | Shoulder | B14 | 900 | 2000 | 0 | 61.51 | 61.82 | 8 | 0
2040 | ENT_2_SOCO | ENT | SOCO | Internal | Shoulder | B15 | 1203 | 2000 | 0 | 59.46 | 61.82 | 8 | 0
2040 | ENT_2_SOCO | ENT | SOCO | Internal | Summer | B1 | 10 | 2000 | 1.92 | 98.63 | 106.6 | 8 | 0
2040 | ENT_2_SOCO | ENT | SOCO | Internal | Summer | B2 | 25 | 2000 | 58.31 | 94.52 | 102.52 | 8 | 0
2040 | ENT_2_SOCO | ENT | SOCO | Internal | Summer | B3 | 75 | 2000 | 311.29 | 94.52 | 102.52 | 8 | 0
2040 | ENT_2_SOCO | ENT | SOCO | Internal | Summer | B4 | 100 | 2000 | 1028.25 | 92.52 | 100.52 | 8 | 0
2040 | ENT_2_SOCO | ENT | SOCO | Internal | Summer | B5 | 200 | 2000 | 2000 | 88.11 | 100.52 | 8 | 4.4
2040 | ENT_2_SOCO | ENT | SOCO | Internal | Summer | B6 | 300 | 2000 | 8.6 | 75.28 | 83.28 | 8 | 0
2040 | ENT_2_SOCO | ENT | SOCO | Internal | Summer | B7 | 400 | 2000 | 518.97 | 62.02 | 70.02 | 8 | 0
2040 | ENT_2_SOCO | ENT | SOCO | Internal | Summer | B8 | 500 | 2000 | 0 | 60 | 60.21 | 8 | 0
2040 | ENT_2_SOCO | ENT | SOCO | Internal | Summer | B9 | 800 | 2000 | 0 | 58.3 | 60.21 | 8 | 0
2040 | ENT_2_SOCO | ENT | SOCO | Internal | Summer | B10 | 1262 | 2000 | 0 | 52.76 | 55.74 | 8 | 0
2040 | ENT_2_SOCO | ENT | SOCO | Internal | Winter | B16 | 25 | 2000 | 1999.98 | 76.29 | 85.09 | 8 | 0.81
2040 | ENT_2_SOCO | ENT | SOCO | Internal | Winter | B17 | 100 | 2000 | 0 | 66.07 | 65.5 | 8 | 0
2040 | ENT_2_SOCO | ENT | SOCO | Internal | Winter | B18 | 400 | 2000 | 0 | 66.07 | 65.5 | 8 | 0
2040 | ENT_2_SOCO | ENT | SOCO | Internal | Winter | B19 | 700 | 2000 | 0 | 63.4 | 65.5 | 8 | 0
2040 | ENT_2_SOCO | ENT | SOCO | Internal | Winter | B20 | 935 | 2000 | 0 | 56.11 | 59.84 | 8 | 0
2040 | ENT_2_SPP_N | ENT | SPP_N | Internal | Shoulder | B11 | 25 | 1300 | 0 | 87.39 | 86.38 | 8 | 0
2040 | ENT_2_SPP_N | ENT | SPP_N | Internal | Shoulder | B12 | 200 | 1300 | 0 | 61.96 | 60.72 | 8 | 0
2040 | ENT_2_SPP_N | ENT | SPP_N | Internal | Shoulder | B13 | 600 | 1300 | 0 | 61.96 | 59.24 | 8 | 0
2040 | ENT_2_SPP_N | ENT | SPP_N | Internal | Shoulder | B14 | 900 | 1300 | 0 | 61.51 | 56.51 | 8 | 0
2040 | ENT_2_SPP_N | ENT | SPP_N | Internal | Shoulder | B15 | 1203 | 1300 | 0 | 59.46 | 45.66 | 8 | 0
2040 | ENT_2_SPP_N | ENT | SPP_N | Internal | Summer | B1 | 10 | 1300 | 0 | 98.63 | 94.63 | 8 | 0
2040 | ENT_2_SPP_N | ENT | SPP_N | Internal | Summer | B2 | 25 | 1300 | 0 | 94.52 | 94.26 | 8 | 0
2040 | ENT_2_SPP_N | ENT | SPP_N | Internal | Summer | B3 | 75 | 1300 | 0 | 94.52 | 94.26 | 8 | 0
2040 | ENT_2_SPP_N | ENT | SPP_N | Internal | Summer | B4 | 100 | 1300 | 0 | 92.52 | 94.26 | 8 | 0
2040 | ENT_2_SPP_N | ENT | SPP_N | Internal | Summer | B5 | 200 | 1300 | 0 | 88.11 | 94.26 | 8 | 0
2040 | ENT_2_SPP_N | ENT | SPP_N | Internal | Summer | B6 | 300 | 1300 | 0 | 75.28 | 80.28 | 8 | 0
2040 | ENT_2_SPP_N | ENT | SPP_N | Internal | Summer | B7 | 400 | 1300 | 0 | 62.02 | 64.72 | 8 | 0
2040 | ENT_2_SPP_N | ENT | SPP_N | Internal | Summer | B8 | 500 | 1300 | 0 | 60 | 59.35 | 8 | 0
2040 | ENT_2_SPP_N | ENT | SPP_N | Internal | Summer | B9 | 800 | 1300 | 0 | 58.3 | 57.29 | 8 | 0
2040 | ENT_2_SPP_N | ENT | SPP_N | Internal | Summer | B10 | 1262 | 1300 | 0 | 52.76 | 46.5 | 8 | 0
2040 | ENT_2_SPP_N | ENT | SPP_N | Internal | Winter | B16 | 25 | 1300 | 0 | 76.29 | 71.29 | 8 | 0
2040 | ENT_2_SPP_N | ENT | SPP_N | Internal | Winter | B17 | 100 | 1300 | 0 | 66.07 | 62.03 | 8 | 0
2040 | ENT_2_SPP_N | ENT | SPP_N | Internal | Winter | B18 | 400 | 1300 | 0 | 66.07 | 61.07 | 8 | 0
2040 | ENT_2_SPP_N | ENT | SPP_N | Internal | Winter | B19 | 700 | 1300 | 0 | 63.4 | 58.4 | 8 | 0
2040 | ENT_2_SPP_N | ENT | SPP_N | Internal | Winter | B20 | 935 | 1300 | 0 | 56.11 | 44.4 | 8 | 0
2040 | ENT_2_SPP_S | ENT | SPP_S | Internal | Shoulder | B11 | 25 | 1300 | 0 | 87.39 | 85.97 | 8 | 0
2040 | ENT_2_SPP_S | ENT | SPP_S | Internal | Shoulder | B12 | 200 | 1300 | 0 | 61.96 | 59.39 | 8 | 0
2040 | ENT_2_SPP_S | ENT | SPP_S | Internal | Shoulder | B13 | 600 | 1300 | 0 | 61.96 | 59.25 | 8 | 0
2040 | ENT_2_SPP_S | ENT | SPP_S | Internal | Shoulder | B14 | 900 | 1300 | 0 | 61.51 | 56.51 | 8 | 0
2040 | ENT_2_SPP_S | ENT | SPP_S | Internal | Shoulder | B15 | 1203 | 1300 | 0 | 59.46 | 45.67 | 8 | 0
2040 | ENT_2_SPP_S | ENT | SPP_S | Internal | Summer | B1 | 10 | 1300 | 0 | 98.63 | 83.11 | 8 | 0
2040 | ENT_2_SPP_S | ENT | SPP_S | Internal | Summer | B2 | 25 | 1300 | 0 | 94.52 | 83.82 | 8 | 0
2040 | ENT_2_SPP_S | ENT | SPP_S | Internal | Summer | B3 | 75 | 1300 | 0 | 94.52 | 92.39 | 8 | 0
2040 | ENT_2_SPP_S | ENT | SPP_S | Internal | Summer | B4 | 100 | 1300 | 0 | 92.52 | 83.82 | 8 | 0
2040 | ENT_2_SPP_S | ENT | SPP_S | Internal | Summer | B5 | 200 | 1300 | 0 | 88.11 | 83.11 | 8 | 0
2040 | ENT_2_SPP_S | ENT | SPP_S | Internal | Summer | B6 | 300 | 1300 | 0 | 75.28 | 80.3 | 8 | 0
2040 | ENT_2_SPP_S | ENT | SPP_S | Internal | Summer | B7 | 400 | 1300 | 0 | 62.02 | 64.71 | 8 | 0
2040 | ENT_2_SPP_S | ENT | SPP_S | Internal | Summer | B8 | 500 | 1300 | 0 | 60 | 59.36 | 8 | 0
2040 | ENT_2_SPP_S | ENT | SPP_S | Internal | Summer | B9 | 800 | 1300 | 0 | 58.3 | 57.3 | 8 | 0
2040 | ENT_2_SPP_S | ENT | SPP_S | Internal | Summer | B10 | 1262 | 1300 | 0 | 52.76 | 46.51 | 8 | 0
2040 | ENT_2_SPP_S | ENT | SPP_S | Internal | Winter | B16 | 25 | 1300 | 0 | 76.29 | 63.42 | 8 | 0
2040 | ENT_2_SPP_S | ENT | SPP_S | Internal | Winter | B17 | 100 | 1300 | 0 | 66.07 | 62.04 | 8 | 0
2040 | ENT_2_SPP_S | ENT | SPP_S | Internal | Winter | B18 | 400 | 1300 | 0 | 66.07 | 61.09 | 8 | 0
2040 | ENT_2_SPP_S | ENT | SPP_S | Internal | Winter | B19 | 700 | 1300 | 0 | 63.4 | 58.39 | 8 | 0
2040 | ENT_2_SPP_S | ENT | SPP_S | Internal | Winter | B20 | 935 | 1300 | 0 | 56.11 | 44.41 | 8 | 0
2040 | ENT_2_TVA_Transmission | ENT | TVA_Transmission | Internal | Shoulder | B11 | 25 | 2100 | 0 | 87.39 | 78.39 | 8 | 0
2040 | ENT_2_TVA_Transmission | ENT | TVA_Transmission | Internal | Shoulder | B12 | 200 | 2100 | 0 | 61.96 | 64.77 | 8 | 0
2040 | ENT_2_TVA_Transmission | ENT | TVA_Transmission | Internal | Shoulder | B13 | 600 | 2100 | 0 | 61.96 | 61.54 | 8 | 0
2040 | ENT_2_TVA_Transmission | ENT | TVA_Transmission | Internal | Shoulder | B14 | 900 | 2100 | 0 | 61.51 | 61.12 | 8 | 0
2040 | ENT_2_TVA_Transmission | ENT | TVA_Transmission | Internal | Shoulder | B15 | 1203 | 2100 | 0 | 59.46 | 55.69 | 8 | 0
2040 | ENT_2_TVA_Transmission | ENT | TVA_Transmission | Internal | Summer | B1 | 10 | 2100 | 0.01 | 98.63 | 102.63 | 8 | 0
2040 | ENT_2_TVA_Transmission | ENT | TVA_Transmission | Internal | Summer | B2 | 25 | 2100 | 0.01 | 94.52 | 100.72 | 8 | 0
2040 | ENT_2_TVA_Transmission | ENT | TVA_Transmission | Internal | Summer | B3 | 75 | 2100 | 0 | 94.52 | 96.44 | 8 | 0
2040 | ENT_2_TVA_Transmission | ENT | TVA_Transmission | Internal | Summer | B4 | 100 | 2100 | 0 | 92.52 | 95.99 | 8 | 0
2040 | ENT_2_TVA_Transmission | ENT | TVA_Transmission | Internal | Summer | B5 | 200 | 2100 | 0 | 88.11 | 93.59 | 8 | 0
2040 | ENT_2_TVA_Transmission | ENT | TVA_Transmission | Internal | Summer | B6 | 300 | 2100 | 0 | 75.28 | 75.36 | 8 | 0
2040 | ENT_2_TVA_Transmission | ENT | TVA_Transmission | Internal | Summer | B7 | 400 | 2100 | 0 | 62.02 | 61.98 | 8 | 0
2040 | ENT_2_TVA_Transmission | ENT | TVA_Transmission | Internal | Summer | B8 | 500 | 2100 | 0 | 60 | 59.34 | 8 | 0
2040 | ENT_2_TVA_Transmission | ENT | TVA_Transmission | Internal | Summer | B9 | 800 | 2100 | 0 | 58.3 | 54.54 | 8 | 0
2040 | ENT_2_TVA_Transmission | ENT | TVA_Transmission | Internal | Summer | B10 | 1262 | 2100 | 0 | 52.76 | 48.2 | 8 | 0
2040 | ENT_2_TVA_Transmission | ENT | TVA_Transmission | Internal | Winter | B16 | 25 | 2100 | 0 | 76.29 | 76.75 | 8 | 0
2040 | ENT_2_TVA_Transmission | ENT | TVA_Transmission | Internal | Winter | B17 | 100 | 2100 | 0 | 66.07 | 68.74 | 8 | 0
2040 | ENT_2_TVA_Transmission | ENT | TVA_Transmission | Internal | Winter | B18 | 400 | 2100 | 0 | 66.07 | 63.83 | 8 | 0
2040 | ENT_2_TVA_Transmission | ENT | TVA_Transmission | Internal | Winter | B19 | 700 | 2100 | 0 | 63.4 | 62.62 | 8 | 0
2040 | ENT_2_TVA_Transmission | ENT | TVA_Transmission | Internal | Winter | B20 | 935 | 2100 | 0 | 56.11 | 54.09 | 8 | 0
2040 | FRCC_2_SOCO | FRCC | SOCO | Internal | Shoulder | B11 | 25 | 900 | 0 | 97.39 | 87.39 | 8 | 0
2040 | FRCC_2_SOCO | FRCC | SOCO | Internal | Shoulder | B12 | 200 | 900 | 0 | 69.82 | 61.94 | 8 | 0
2040 | FRCC_2_SOCO | FRCC | SOCO | Internal | Shoulder | B13 | 600 | 900 | 0 | 66.91 | 61.82 | 8 | 0
2040 | FRCC_2_SOCO | FRCC | SOCO | Internal | Shoulder | B14 | 900 | 900 | 0 | 66.91 | 61.82 | 8 | 0
2040 | FRCC_2_SOCO | FRCC | SOCO | Internal | Shoulder | B15 | 1203 | 900 | 0 | 66.91 | 61.82 | 8 | 0
2040 | FRCC_2_SOCO | FRCC | SOCO | Internal | Summer | B1 | 10 | 900 | 0 | 116.6 | 106.6 | 8 | 0
2040 | FRCC_2_SOCO | FRCC | SOCO | Internal | Summer | B2 | 25 | 900 | 0 | 107.43 | 102.52 | 8 | 0
2040 | FRCC_2_SOCO | FRCC | SOCO | Internal | Summer | B3 | 75 | 900 | 0 | 107.43 | 102.52 | 8 | 0
2040 | FRCC_2_SOCO | FRCC | SOCO | Internal | Summer | B4 | 100 | 900 | 0 | 107.43 | 100.52 | 8 | 0
2040 | FRCC_2_SOCO | FRCC | SOCO | Internal | Summer | B5 | 200 | 900 | 0 | 105.06 | 100.52 | 8 | 0
2040 | FRCC_2_SOCO | FRCC | SOCO | Internal | Summer | B6 | 300 | 900 | 0 | 93.28 | 83.28 | 8 | 0
2040 | FRCC_2_SOCO | FRCC | SOCO | Internal | Summer | B7 | 400 | 900 | 0 | 78.23 | 70.02 | 8 | 0
2040 | FRCC_2_SOCO | FRCC | SOCO | Internal | Summer | B8 | 500 | 900 | 0 | 68.59 | 60.21 | 8 | 0
2040 | FRCC_2_SOCO | FRCC | SOCO | Internal | Summer | B9 | 800 | 900 | 0 | 65.74 | 60.21 | 8 | 0
2040 | FRCC_2_SOCO | FRCC | SOCO | Internal | Summer | B10 | 1262 | 900 | 0 | 65.74 | 55.74 | 8 | 0
2040 | FRCC_2_SOCO | FRCC | SOCO | Internal | Winter | B16 | 25 | 900 | 0 | 95.09 | 85.09 | 8 | 0
2040 | FRCC_2_SOCO | FRCC | SOCO | Internal | Winter | B17 | 100 | 900 | 0 | 73.02 | 65.5 | 8 | 0
2040 | FRCC_2_SOCO | FRCC | SOCO | Internal | Winter | B18 | 400 | 900 | 0 | 69.97 | 65.5 | 8 | 0
2040 | FRCC_2_SOCO | FRCC | SOCO | Internal | Winter | B19 | 700 | 900 | 0 | 69.97 | 65.5 | 8 | 0
2040 | FRCC_2_SOCO | FRCC | SOCO | Internal | Winter | B20 | 935 | 900 | 0 | 69.28 | 59.84 | 8 | 0
2040 | HQ_NEISO_2_NEISO | HQ_NEISO | NEISO | Internal | Shoulder | B11 | 25 | 99999 | 2920 | 48.96 | 48.97 | 0.01 | 0
2040 | HQ_NEISO_2_NEISO | HQ_NEISO | NEISO | Internal | Shoulder | B12 | 200 | 99999 | 2920 | 48.96 | 48.97 | 0.01 | 0
2040 | HQ_NEISO_2_NEISO | HQ_NEISO | NEISO | Internal | Shoulder | B13 | 600 | 99999 | 2920 | 48.96 | 48.97 | 0.01 | 0
2040 | HQ_NEISO_2_NEISO | HQ_NEISO | NEISO | Internal | Shoulder | B14 | 900 | 99999 | 2920 | 48.96 | 48.97 | 0.01 | 0
2040 | HQ_NEISO_2_NEISO | HQ_NEISO | NEISO | Internal | Shoulder | B15 | 1203 | 99999 | 1143.24 | 48.96 | 48.97 | 0.01 | 0
2040 | HQ_NEISO_2_NEISO | HQ_NEISO | NEISO | Internal | Summer | B1 | 10 | 99999 | 2920 | 81.64 | 81.65 | 0.01 | 0
2040 | HQ_NEISO_2_NEISO | HQ_NEISO | NEISO | Internal | Summer | B2 | 25 | 99999 | 2920 | 79.44 | 79.45 | 0.01 | 0
2040 | HQ_NEISO_2_NEISO | HQ_NEISO | NEISO | Internal | Summer | B3 | 75 | 99999 | 2920 | 72.57 | 72.58 | 0.01 | 0
2040 | HQ_NEISO_2_NEISO | HQ_NEISO | NEISO | Internal | Summer | B4 | 100 | 99999 | 2920 | 65.36 | 65.37 | 0.01 | 0
2040 | HQ_NEISO_2_NEISO | HQ_NEISO | NEISO | Internal | Summer | B5 | 200 | 99999 | 2920 | 62.62 | 62.63 | 0.01 | 0
2040 | HQ_NEISO_2_NEISO | HQ_NEISO | NEISO | Internal | Summer | B6 | 300 | 99999 | 2920 | 45.18 | 45.19 | 0.01 | 0
2040 | HQ_NEISO_2_NEISO | HQ_NEISO | NEISO | Internal | Summer | B7 | 400 | 99999 | 2920 | 45.18 | 45.19 | 0.01 | 0
2040 | HQ_NEISO_2_NEISO | HQ_NEISO | NEISO | Internal | Summer | B8 | 500 | 99999 | 2920 | 45.18 | 45.19 | 0.01 | 0
2040 | HQ_NEISO_2_NEISO | HQ_NEISO | NEISO | Internal | Summer | B9 | 800 | 99999 | 2920 | 45.18 | 45.19 | 0.01 | 0
2040 | HQ_NEISO_2_NEISO | HQ_NEISO | NEISO | Internal | Summer | B10 | 1262 | 99999 | 795.94 | 45.18 | 45.19 | 0.01 | 0
2040 | HQ_NEISO_2_NEISO | HQ_NEISO | NEISO | Internal | Winter | B16 | 25 | 99999 | 2920 | 60.57 | 60.59 | 0.01 | 0
2040 | HQ_NEISO_2_NEISO | HQ_NEISO | NEISO | Internal | Winter | B17 | 100 | 99999 | 2920 | 60.57 | 60.59 | 0.01 | 0
2040 | HQ_NEISO_2_NEISO | HQ_NEISO | NEISO | Internal | Winter | B18 | 400 | 99999 | 2920 | 60.57 | 60.58 | 0.01 | 0
2040 | HQ_NEISO_2_NEISO | HQ_NEISO | NEISO | Internal | Winter | B19 | 700 | 99999 | 2920 | 60.57 | 60.58 | 0.01 | 0
2040 | HQ_NEISO_2_NEISO | HQ_NEISO | NEISO | Internal | Winter | B20 | 935 | 99999 | 1233.58 | 60.57 | 60.58 | 0.01 | 0
2040 | HQ_NY_2_NYISO_A-F | HQ_NY | NYISO_A-F | Internal | Shoulder | B11 | 25 | 99999 | 1000 | 57.78 | 57.79 | 0.01 | 0
2040 | HQ_NY_2_NYISO_A-F | HQ_NY | NYISO_A-F | Internal | Shoulder | B12 | 200 | 99999 | 1000 | 56.59 | 56.61 | 0.01 | 0
2040 | HQ_NY_2_NYISO_A-F | HQ_NY | NYISO_A-F | Internal | Shoulder | B13 | 600 | 99999 | 1000 | 52.64 | 52.65 | 0.01 | 0
2040 | HQ_NY_2_NYISO_A-F | HQ_NY | NYISO_A-F | Internal | Shoulder | B14 | 900 | 99999 | 1000 | 51.96 | 51.97 | 0.01 | 0
2040 | HQ_NY_2_NYISO_A-F | HQ_NY | NYISO_A-F | Internal | Shoulder | B15 | 1203 | 99999 | 188.69 | 51.95 | 51.96 | 0.01 | 0
2040 | HQ_NY_2_NYISO_A-F | HQ_NY | NYISO_A-F | Internal | Summer | B1 | 10 | 99999 | 1000 | 76.45 | 76.46 | 0.01 | 0
2040 | HQ_NY_2_NYISO_A-F | HQ_NY | NYISO_A-F | Internal | Summer | B2 | 25 | 99999 | 1000 | 80.46 | 80.48 | 0.01 | 0
2040 | HQ_NY_2_NYISO_A-F | HQ_NY | NYISO_A-F | Internal | Summer | B3 | 75 | 99999 | 1000 | 75.54 | 75.56 | 0.01 | 0
2040 | HQ_NY_2_NYISO_A-F | HQ_NY | NYISO_A-F | Internal | Summer | B4 | 100 | 99999 | 1000 | 68.36 | 68.37 | 0.01 | 0
2040 | HQ_NY_2_NYISO_A-F | HQ_NY | NYISO_A-F | Internal | Summer | B5 | 200 | 99999 | 1000 | 68.36 | 68.37 | 0.01 | 0
2040 | HQ_NY_2_NYISO_A-F | HQ_NY | NYISO_A-F | Internal | Summer | B6 | 300 | 99999 | 1000 | 62.26 | 62.27 | 0.01 | 0
2040 | HQ_NY_2_NYISO_A-F | HQ_NY | NYISO_A-F | Internal | Summer | B7 | 400 | 99999 | 1000 | 56.36 | 56.37 | 0.01 | 0
2040 | HQ_NY_2_NYISO_A-F | HQ_NY | NYISO_A-F | Internal | Summer | B8 | 500 | 99999 | 1000 | 51.35 | 51.36 | 0.01 | 0
2040 | HQ_NY_2_NYISO_A-F | HQ_NY | NYISO_A-F | Internal | Summer | B9 | 800 | 99999 | 1000 | 49.48 | 49.5 | 0.01 | 0
2040 | HQ_NY_2_NYISO_A-F | HQ_NY | NYISO_A-F | Internal | Summer | B10 | 1262 | 99999 | 30.11 | 49.48 | 49.5 | 0.01 | 0
2040 | HQ_NY_2_NYISO_A-F | HQ_NY | NYISO_A-F | Internal | Winter | B16 | 25 | 99999 | 1000 | 60.84 | 60.85 | 0.01 | 0
2040 | HQ_NY_2_NYISO_A-F | HQ_NY | NYISO_A-F | Internal | Winter | B17 | 100 | 99999 | 1000 | 60.84 | 60.85 | 0.01 | 0
2040 | HQ_NY_2_NYISO_A-F | HQ_NY | NYISO_A-F | Internal | Winter | B18 | 400 | 99999 | 1000 | 55.42 | 55.43 | 0.01 | 0
2040 | HQ_NY_2_NYISO_A-F | HQ_NY | NYISO_A-F | Internal | Winter | B19 | 700 | 99999 | 1000 | 55.42 | 55.43 | 0.01 | 0
2040 | HQ_NY_2_NYISO_A-F | HQ_NY | NYISO_A-F | Internal | Winter | B20 | 935 | 99999 | 229.95 | 55.42 | 55.43 | 0.01 | 0
2040 | HQ_IESO_2_IESO | HQ_IESO | IESO | Internal | Shoulder | B11 | 25 | 99999 | 400 | 51.48 | 51.5 | 0.01 | 0
2040 | HQ_IESO_2_IESO | HQ_IESO | IESO | Internal | Shoulder | B12 | 200 | 99999 | 400 | 51.48 | 51.5 | 0.01 | 0
2040 | HQ_IESO_2_IESO | HQ_IESO | IESO | Internal | Shoulder | B13 | 600 | 99999 | 400 | 51.22 | 51.23 | 0.01 | 0
2040 | HQ_IESO_2_IESO | HQ_IESO | IESO | Internal | Shoulder | B14 | 900 | 99999 | 400 | 50.71 | 50.72 | 0.01 | 0
2040 | HQ_IESO_2_IESO | HQ_IESO | IESO | Internal | Shoulder | B15 | 1203 | 99999 | 75.48 | 50.71 | 50.72 | 0.01 | 0
2040 | HQ_IESO_2_IESO | HQ_IESO | IESO | Internal | Summer | B1 | 10 | 99999 | 400.01 | 85.19 | 85.2 | 0.01 | 0
2040 | HQ_IESO_2_IESO | HQ_IESO | IESO | Internal | Summer | B2 | 25 | 99999 | 400 | 87.46 | 87.48 | 0.01 | 0
2040 | HQ_IESO_2_IESO | HQ_IESO | IESO | Internal | Summer | B3 | 75 | 99999 | 400 | 82.54 | 82.56 | 0.01 | 0
2040 | HQ_IESO_2_IESO | HQ_IESO | IESO | Internal | Summer | B4 | 100 | 99999 | 400 | 75.36 | 75.37 | 0.01 | 0
2040 | HQ_IESO_2_IESO | HQ_IESO | IESO | Internal | Summer | B5 | 200 | 99999 | 400 | 68.28 | 68.29 | 0.01 | 0
2040 | HQ_IESO_2_IESO | HQ_IESO | IESO | Internal | Summer | B6 | 300 | 99999 | 400 | 55.26 | 55.27 | 0.01 | 0
2040 | HQ_IESO_2_IESO | HQ_IESO | IESO | Internal | Summer | B7 | 400 | 99999 | 400 | 50.74 | 50.76 | 0.01 | 0
2040 | HQ_IESO_2_IESO | HQ_IESO | IESO | Internal | Summer | B8 | 500 | 99999 | 400 | 46.65 | 46.66 | 0.01 | 0
2040 | HQ_IESO_2_IESO | HQ_IESO | IESO | Internal | Summer | B9 | 800 | 99999 | 400 | 46.65 | 46.66 | 0.01 | 0
2040 | HQ_IESO_2_IESO | HQ_IESO | IESO | Internal | Summer | B10 | 1262 | 99999 | 12.04 | 46.65 | 46.66 | 0.01 | 0
2040 | HQ_IESO_2_IESO | HQ_IESO | IESO | Internal | Winter | B16 | 25 | 99999 | 400 | 53.84 | 53.86 | 0.01 | 0
2040 | HQ_IESO_2_IESO | HQ_IESO | IESO | Internal | Winter | B17 | 100 | 99999 | 400 | 53.84 | 53.85 | 0.01 | 0
2040 | HQ_IESO_2_IESO | HQ_IESO | IESO | Internal | Winter | B18 | 400 | 99999 | 400 | 53.84 | 53.85 | 0.01 | 0
2040 | HQ_IESO_2_IESO | HQ_IESO | IESO | Internal | Winter | B19 | 700 | 99999 | 400 | 53.84 | 53.85 | 0.01 | 0
2040 | HQ_IESO_2_IESO | HQ_IESO | IESO | Internal | Winter | B20 | 935 | 99999 | 91.98 | 53.84 | 53.85 | 0.01 | 0
2040 | IESO_2_MAPP_CA | IESO | MAPP_CA | Internal | Shoulder | B11 | 25 | 262 | 262 | 51.5 | 79.35 | 7 | 20.86
2040 | IESO_2_MAPP_CA | IESO | MAPP_CA | Internal | Shoulder | B12 | 200 | 262 | 262 | 51.5 | 59.84 | 7 | 1.34
2040 | IESO_2_MAPP_CA | IESO | MAPP_CA | Internal | Shoulder | B13 | 600 | 262 | 62.15 | 51.23 | 58.23 | 7 | 0
2040 | IESO_2_MAPP_CA | IESO | MAPP_CA | Internal | Shoulder | B14 | 900 | 262 | 0 | 50.72 | 56.16 | 7 | 0
2040 | IESO_2_MAPP_CA | IESO | MAPP_CA | Internal | Shoulder | B15 | 1203 | 262 | 0 | 50.72 | 56.16 | 7 | 0
2040 | IESO_2_MAPP_CA | IESO | MAPP_CA | Internal | Summer | B1 | 10 | 262 | 261.83 | 85.2 | 92.47 | 7 | 0.27
2040 | IESO_2_MAPP_CA | IESO | MAPP_CA | Internal | Summer | B2 | 25 | 262 | 0 | 87.48 | 92.47 | 7 | 0
2040 | IESO_2_MAPP_CA | IESO | MAPP_CA | Internal | Summer | B3 | 75 | 262 | 262 | 82.56 | 92.47 | 7 | 2.91
2040 | IESO_2_MAPP_CA | IESO | MAPP_CA | Internal | Summer | B4 | 100 | 262 | 262 | 75.37 | 91.98 | 7 | 9.61
2040 | IESO_2_MAPP_CA | IESO | MAPP_CA | Internal | Summer | B5 | 200 | 262 | 262 | 68.29 | 89.58 | 7 | 14.29
2040 | IESO_2_MAPP_CA | IESO | MAPP_CA | Internal | Summer | B6 | 300 | 262 | 262 | 55.27 | 73.27 | 7 | 11
2040 | IESO_2_MAPP_CA | IESO | MAPP_CA | Internal | Summer | B7 | 400 | 262 | 0.02 | 50.76 | 57.71 | 7 | 0
2040 | IESO_2_MAPP_CA | IESO | MAPP_CA | Internal | Summer | B8 | 500 | 262 | 0 | 46.66 | 52.56 | 7 | 0
2040 | IESO_2_MAPP_CA | IESO | MAPP_CA | Internal | Summer | B9 | 800 | 262 | 0 | 46.66 | 52.56 | 7 | 0
2040 | IESO_2_MAPP_CA | IESO | MAPP_CA | Internal | Summer | B10 | 1262 | 262 | 0 | 46.66 | 52.56 | 7 | 0
2040 | IESO_2_MAPP_CA | IESO | MAPP_CA | Internal | Winter | B16 | 25 | 262 | 261.99 | 53.86 | 64.3 | 7 | 3.44
2040 | IESO_2_MAPP_CA | IESO | MAPP_CA | Internal | Winter | B17 | 100 | 262 | 261.99 | 53.85 | 61.33 | 7 | 0.47
2040 | IESO_2_MAPP_CA | IESO | MAPP_CA | Internal | Winter | B18 | 400 | 262 | 262 | 53.85 | 61.33 | 7 | 0.47
2040 | IESO_2_MAPP_CA | IESO | MAPP_CA | Internal | Winter | B19 | 700 | 262 | 262 | 53.85 | 61.33 | 7 | 0.47
2040 | IESO_2_MAPP_CA | IESO | MAPP_CA | Internal | Winter | B20 | 935 | 262 | 262 | 53.85 | 61.33 | 7 | 0.47
2040 | IESO_2_MISO_MI | IESO | MISO_MI | Internal | Shoulder | B11 | 25 | 1840 | 1840 | 51.5 | 79.37 | 7 | 20.87
2040 | IESO_2_MISO_MI | IESO | MISO_MI | Internal | Shoulder | B12 | 200 | 1840 | 1840 | 51.5 | 63.54 | 7 | 5.04
2040 | IESO_2_MISO_MI | IESO | MISO_MI | Internal | Shoulder | B13 | 600 | 1840 | 1839.99 | 51.23 | 58.34 | 7 | 0.1
2040 | IESO_2_MISO_MI | IESO | MISO_MI | Internal | Shoulder | B14 | 900 | 1840 | 263.41 | 50.72 | 57.72 | 7 | 0
2040 | IESO_2_MISO_MI | IESO | MISO_MI | Internal | Shoulder | B15 | 1203 | 1840 | 0 | 50.72 | 53.58 | 7 | 0
2040 | IESO_2_MISO_MI | IESO | MISO_MI | Internal | Summer | B1 | 10 | 1840 | 1839.98 | 85.2 | 94.64 | 7 | 2.44
2040 | IESO_2_MISO_MI | IESO | MISO_MI | Internal | Summer | B2 | 25 | 1840 | 1594.05 | 87.48 | 94.48 | 7 | 0
2040 | IESO_2_MISO_MI | IESO | MISO_MI | Internal | Summer | B3 | 75 | 1840 | 1840 | 82.56 | 92.44 | 7 | 2.88
2040 | IESO_2_MISO_MI | IESO | MISO_MI | Internal | Summer | B4 | 100 | 1840 | 1840 | 75.37 | 91.98 | 7 | 9.61
2040 | IESO_2_MISO_MI | IESO | MISO_MI | Internal | Summer | B5 | 200 | 1840 | 1840 | 68.29 | 89.59 | 7 | 14.3
2040 | IESO_2_MISO_MI | IESO | MISO_MI | Internal | Summer | B6 | 300 | 1840 | 1840 | 55.27 | 72.28 | 7 | 10.01
2040 | IESO_2_MISO_MI | IESO | MISO_MI | Internal | Summer | B7 | 400 | 1840 | 925.31 | 50.76 | 57.76 | 7 | 0
2040 | IESO_2_MISO_MI | IESO | MISO_MI | Internal | Summer | B8 | 500 | 1840 | 1462.96 | 46.66 | 53.66 | 7 | 0
2040 | IESO_2_MISO_MI | IESO | MISO_MI | Internal | Summer | B9 | 800 | 1840 | 0 | 46.66 | 51.78 | 7 | 0
2040 | IESO_2_MISO_MI | IESO | MISO_MI | Internal | Summer | B10 | 1262 | 1840 | 0 | 46.66 | 48.5 | 7 | 0
2040 | IESO_2_MISO_MI | IESO | MISO_MI | Internal | Winter | B16 | 25 | 1840 | 1840 | 53.86 | 73.27 | 7 | 12.41
2040 | IESO_2_MISO_MI | IESO | MISO_MI | Internal | Winter | B17 | 100 | 1840 | 1840 | 53.85 | 69.6 | 7 | 8.75
2040 | IESO_2_MISO_MI | IESO | MISO_MI | Internal | Winter | B18 | 400 | 1840 | 518.07 | 53.85 | 60.85 | 7 | 0
2040 | IESO_2_MISO_MI | IESO | MISO_MI | Internal | Winter | B19 | 700 | 1840 | 0 | 53.85 | 59.43 | 7 | 0
2040 | IESO_2_MISO_MI | IESO | MISO_MI | Internal | Winter | B20 | 935 | 1840 | 0 | 53.85 | 51.3 | 7 | 0
2040 | IESO_2_MISO_W | IESO | MISO_W | Internal | Shoulder | B11 | 25 | 140 | 140 | 51.5 | 79.38 | 7 | 20.89
2040 | IESO_2_MISO_W | IESO | MISO_W | Internal | Shoulder | B12 | 200 | 140 | 140 | 51.5 | 59.85 | 7 | 1.36
2040 | IESO_2_MISO_W | IESO | MISO_W | Internal | Shoulder | B13 | 600 | 140 | 139.93 | 51.23 | 58.25 | 7 | 0.01
2040 | IESO_2_MISO_W | IESO | MISO_W | Internal | Shoulder | B14 | 900 | 140 | 0 | 50.72 | 53.72 | 7 | 0
2040 | IESO_2_MISO_W | IESO | MISO_W | Internal | Shoulder | B15 | 1203 | 140 | 0 | 50.72 | 40.62 | 7 | 0
2040 | IESO_2_MISO_W | IESO | MISO_W | Internal | Summer | B1 | 10 | 140 | 139.98 | 85.2 | 94.61 | 7 | 2.42
2040 | IESO_2_MISO_W | IESO | MISO_W | Internal | Summer | B2 | 25 | 140 | 0.01 | 87.48 | 92.71 | 7 | 0
2040 | IESO_2_MISO_W | IESO | MISO_W | Internal | Summer | B3 | 75 | 140 | 140 | 82.56 | 92.48 | 7 | 2.93
2040 | IESO_2_MISO_W | IESO | MISO_W | Internal | Summer | B4 | 100 | 140 | 140 | 75.37 | 91.99 | 7 | 9.62
2040 | IESO_2_MISO_W | IESO | MISO_W | Internal | Summer | B5 | 200 | 140 | 140 | 68.29 | 89.59 | 7 | 14.3
2040 | IESO_2_MISO_W | IESO | MISO_W | Internal | Summer | B6 | 300 | 140 | 140 | 55.27 | 73.28 | 7 | 11.01
2040 | IESO_2_MISO_W | IESO | MISO_W | Internal | Summer | B7 | 400 | 140 | 0.03 | 50.76 | 57.72 | 7 | 0
2040 | IESO_2_MISO_W | IESO | MISO_W | Internal | Summer | B8 | 500 | 140 | 0 | 46.66 | 52.56 | 7 | 0
2040 | IESO_2_MISO_W | IESO | MISO_W | Internal | Summer | B9 | 800 | 140 | 0 | 46.66 | 50.29 | 7 | 0
2040 | IESO_2_MISO_W | IESO | MISO_W | Internal | Summer | B10 | 1262 | 140 | 0 | 46.66 | 39.5 | 7 | 0
2040 | IESO_2_MISO_W | IESO | MISO_W | Internal | Winter | B16 | 25 | 140 | 139.99 | 53.86 | 64.29 | 7 | 3.43
2040 | IESO_2_MISO_W | IESO | MISO_W | Internal | Winter | B17 | 100 | 140 | 19.56 | 53.85 | 60.85 | 7 | 0
2040 | IESO_2_MISO_W | IESO | MISO_W | Internal | Winter | B18 | 400 | 140 | 0 | 53.85 | 59.59 | 7 | 0
2040 | IESO_2_MISO_W | IESO | MISO_W | Internal | Winter | B19 | 700 | 140 | 0 | 53.85 | 56.19 | 7 | 0
2040 | IESO_2_MISO_W | IESO | MISO_W | Internal | Winter | B20 | 935 | 140 | 0 | 53.85 | 39.5 | 7 | 0
2040 | IESO_2_NYISO_A-F | IESO | NYISO_A-F | Internal | Shoulder | B11 | 25 | 1725 | 0.03 | 51.5 | 57.79 | 7 | 0
2040 | IESO_2_NYISO_A-F | IESO | NYISO_A-F | Internal | Shoulder | B12 | 200 | 1725 | 0 | 51.5 | 56.61 | 7 | 0
2040 | IESO_2_NYISO_A-F | IESO | NYISO_A-F | Internal | Shoulder | B13 | 600 | 1725 | 0 | 51.23 | 52.65 | 7 | 0
2040 | IESO_2_NYISO_A-F | IESO | NYISO_A-F | Internal | Shoulder | B14 | 900 | 1725 | 0 | 50.72 | 51.97 | 7 | 0
2040 | IESO_2_NYISO_A-F | IESO | NYISO_A-F | Internal | Shoulder | B15 | 1203 | 1725 | 0 | 50.72 | 51.96 | 7 | 0
2040 | IESO_2_NYISO_A-F | IESO | NYISO_A-F | Internal | Summer | B1 | 10 | 1725 | 0 | 85.2 | 76.46 | 7 | 0
2040 | IESO_2_NYISO_A-F | IESO | NYISO_A-F | Internal | Summer | B2 | 25 | 1725 | 0 | 87.48 | 80.48 | 7 | 0
2040 | IESO_2_NYISO_A-F | IESO | NYISO_A-F | Internal | Summer | B3 | 75 | 1725 | 0 | 82.56 | 75.56 | 7 | 0
2040 | IESO_2_NYISO_A-F | IESO | NYISO_A-F | Internal | Summer | B4 | 100 | 1725 | 0 | 75.37 | 68.37 | 7 | 0
2040 | IESO_2_NYISO_A-F | IESO | NYISO_A-F | Internal | Summer | B5 | 200 | 1725 | 0 | 68.29 | 68.37 | 7 | 0
2040 | IESO_2_NYISO_A-F | IESO | NYISO_A-F | Internal | Summer | B6 | 300 | 1725 | 468.13 | 55.27 | 62.27 | 7 | 0
2040 | IESO_2_NYISO_A-F | IESO | NYISO_A-F | Internal | Summer | B7 | 400 | 1725 | 0 | 50.76 | 56.37 | 7 | 0
2040 | IESO_2_NYISO_A-F | IESO | NYISO_A-F | Internal | Summer | B8 | 500 | 1725 | 0 | 46.66 | 51.36 | 7 | 0
2040 | IESO_2_NYISO_A-F | IESO | NYISO_A-F | Internal | Summer | B9 | 800 | 1725 | 0 | 46.66 | 49.5 | 7 | 0
2040 | IESO_2_NYISO_A-F | IESO | NYISO_A-F | Internal | Summer | B10 | 1262 | 1725 | 0 | 46.66 | 49.5 | 7 | 0
2040 | IESO_2_NYISO_A-F | IESO | NYISO_A-F | Internal | Winter | B16 | 25 | 1725 | 8.34 | 53.86 | 60.85 | 7 | 0
2040 | IESO_2_NYISO_A-F | IESO | NYISO_A-F | Internal | Winter | B17 | 100 | 1725 | 1.94 | 53.85 | 60.85 | 7 | 0
2040 | IESO_2_NYISO_A-F | IESO | NYISO_A-F | Internal | Winter | B18 | 400 | 1725 | 0 | 53.85 | 55.43 | 7 | 0
2040 | IESO_2_NYISO_A-F | IESO | NYISO_A-F | Internal | Winter | B19 | 700 | 1725 | 0 | 53.85 | 55.43 | 7 | 0
2040 | IESO_2_NYISO_A-F | IESO | NYISO_A-F | Internal | Winter | B20 | 935 | 1725 | 0 | 53.85 | 55.43 | 7 | 0
2040 | MAPP_CA_2_IESO | MAPP_CA | IESO | Internal | Shoulder | B11 | 25 | 330 | 0 | 79.35 | 51.5 | 8 | 0
2040 | MAPP_CA_2_IESO | MAPP_CA | IESO | Internal | Shoulder | B12 | 200 | 330 | 0 | 59.84 | 51.5 | 8 | 0
2040 | MAPP_CA_2_IESO | MAPP_CA | IESO | Internal | Shoulder | B13 | 600 | 330 | 0 | 58.23 | 51.23 | 8 | 0
2040 | MAPP_CA_2_IESO | MAPP_CA | IESO | Internal | Shoulder | B14 | 900 | 330 | 0 | 56.16 | 50.72 | 8 | 0
2040 | MAPP_CA_2_IESO | MAPP_CA | IESO | Internal | Shoulder | B15 | 1203 | 330 | 0 | 56.16 | 50.72 | 8 | 0
2040 | MAPP_CA_2_IESO | MAPP_CA | IESO | Internal | Summer | B1 | 10 | 330 | 0 | 92.47 | 85.2 | 8 | 0
2040 | MAPP_CA_2_IESO | MAPP_CA | IESO | Internal | Summer | B2 | 25 | 330 | 0 | 92.47 | 87.48 | 8 | 0
2040 | MAPP_CA_2_IESO | MAPP_CA | IESO | Internal | Summer | B3 | 75 | 330 | 0 | 92.47 | 82.56 | 8 | 0
2040 | MAPP_CA_2_IESO | MAPP_CA | IESO | Internal | Summer | B4 | 100 | 330 | 0 | 91.98 | 75.37 | 8 | 0
2040 | MAPP_CA_2_IESO | MAPP_CA | IESO | Internal | Summer | B5 | 200 | 330 | 0 | 89.58 | 68.29 | 8 | 0
2040 | MAPP_CA_2_IESO | MAPP_CA | IESO | Internal | Summer | B6 | 300 | 330 | 0 | 73.27 | 55.27 | 8 | 0
2040 | MAPP_CA_2_IESO | MAPP_CA | IESO | Internal | Summer | B7 | 400 | 330 | 0 | 57.71 | 50.76 | 8 | 0
2040 | MAPP_CA_2_IESO | MAPP_CA | IESO | Internal | Summer | B8 | 500 | 330 | 0 | 52.56 | 46.66 | 8 | 0
2040 | MAPP_CA_2_IESO | MAPP_CA | IESO | Internal | Summer | B9 | 800 | 330 | 0 | 52.56 | 46.66 | 8 | 0
2040 | MAPP_CA_2_IESO | MAPP_CA | IESO | Internal | Summer | B10 | 1262 | 330 | 0 | 52.56 | 46.66 | 8 | 0
2040 | MAPP_CA_2_IESO | MAPP_CA | IESO | Internal | Winter | B16 | 25 | 330 | 0 | 64.3 | 53.86 | 8 | 0
2040 | MAPP_CA_2_IESO | MAPP_CA | IESO | Internal | Winter | B17 | 100 | 330 | 0 | 61.33 | 53.85 | 8 | 0
2040 | MAPP_CA_2_IESO | MAPP_CA | IESO | Internal | Winter | B18 | 400 | 330 | 0 | 61.33 | 53.85 | 8 | 0
2040 | MAPP_CA_2_IESO | MAPP_CA | IESO | Internal | Winter | B19 | 700 | 330 | 0 | 61.33 | 53.85 | 8 | 0
2040 | MAPP_CA_2_IESO | MAPP_CA | IESO | Internal | Winter | B20 | 935 | 330 | 0 | 61.33 | 53.85 | 8 | 0
2040 | MAPP_CA_2_MAPP_US | MAPP_CA | MAPP_US | Internal | Shoulder | B11 | 25 | 372 | 0 | 79.35 | 72.38 | 7 | 0
2040 | MAPP_CA_2_MAPP_US | MAPP_CA | MAPP_US | Internal | Shoulder | B12 | 200 | 372 | 0 | 59.84 | 52.85 | 7 | 0
2040 | MAPP_CA_2_MAPP_US | MAPP_CA | MAPP_US | Internal | Shoulder | B13 | 600 | 372 | 0 | 58.23 | 51.25 | 7 | 0
2040 | MAPP_CA_2_MAPP_US | MAPP_CA | MAPP_US | Internal | Shoulder | B14 | 900 | 372 | 0 | 56.16 | 49.5 | 7 | 0
2040 | MAPP_CA_2_MAPP_US | MAPP_CA | MAPP_US | Internal | Shoulder | B15 | 1203 | 372 | 0 | 56.16 | 37.47 | 7 | 0
2040 | MAPP_CA_2_MAPP_US | MAPP_CA | MAPP_US | Internal | Summer | B1 | 10 | 372 | 0 | 92.47 | 87.61 | 7 | 0
2040 | MAPP_CA_2_MAPP_US | MAPP_CA | MAPP_US | Internal | Summer | B2 | 25 | 372 | 0 | 92.47 | 87.25 | 7 | 0
2040 | MAPP_CA_2_MAPP_US | MAPP_CA | MAPP_US | Internal | Summer | B3 | 75 | 372 | 0 | 92.47 | 87.25 | 7 | 0
2040 | MAPP_CA_2_MAPP_US | MAPP_CA | MAPP_US | Internal | Summer | B4 | 100 | 372 | 0 | 91.98 | 87.25 | 7 | 0
2040 | MAPP_CA_2_MAPP_US | MAPP_CA | MAPP_US | Internal | Summer | B5 | 200 | 372 | 0 | 89.58 | 83.43 | 7 | 0
2040 | MAPP_CA_2_MAPP_US | MAPP_CA | MAPP_US | Internal | Summer | B6 | 300 | 372 | 0 | 73.27 | 66.28 | 7 | 0
2040 | MAPP_CA_2_MAPP_US | MAPP_CA | MAPP_US | Internal | Summer | B7 | 400 | 372 | 0 | 57.71 | 55.56 | 7 | 0
2040 | MAPP_CA_2_MAPP_US | MAPP_CA | MAPP_US | Internal | Summer | B8 | 500 | 372 | 0 | 52.56 | 45.56 | 7 | 0
2040 | MAPP_CA_2_MAPP_US | MAPP_CA | MAPP_US | Internal | Summer | B9 | 800 | 372 | 0 | 52.56 | 45.56 | 7 | 0
2040 | MAPP_CA_2_MAPP_US | MAPP_CA | MAPP_US | Internal | Summer | B10 | 1262 | 372 | 0 | 52.56 | 32.5 | 7 | 0
2040 | MAPP_CA_2_MAPP_US | MAPP_CA | MAPP_US | Internal | Winter | B16 | 25 | 372 | 0 | 64.3 | 61.34 | 7 | 0
2040 | MAPP_CA_2_MAPP_US | MAPP_CA | MAPP_US | Internal | Winter | B17 | 100 | 372 | 0 | 61.33 | 54.33 | 7 | 0
2040 | MAPP_CA_2_MAPP_US | MAPP_CA | MAPP_US | Internal | Winter | B18 | 400 | 372 | 0 | 61.33 | 52.59 | 7 | 0
2040 | MAPP_CA_2_MAPP_US | MAPP_CA | MAPP_US | Internal | Winter | B19 | 700 | 372 | 0 | 61.33 | 51.39 | 7 | 0
2040 | MAPP_CA_2_MAPP_US | MAPP_CA | MAPP_US | Internal | Winter | B20 | 935 | 372 | 0 | 61.33 | 36.31 | 7 | 0
2040 | MAPP_CA_2_MISO_W | MAPP_CA | MISO_W | Internal | Shoulder | B11 | 25 | 1970 | 1968.89 | 79.35 | 79.38 | 0.01 | 0.02
2040 | MAPP_CA_2_MISO_W | MAPP_CA | MISO_W | Internal | Shoulder | B12 | 200 | 1970 | 1050.24 | 59.84 | 59.85 | 0.01 | 0
2040 | MAPP_CA_2_MISO_W | MAPP_CA | MISO_W | Internal | Shoulder | B13 | 600 | 1970 | 689.8 | 58.23 | 58.25 | 0.01 | 0
2040 | MAPP_CA_2_MISO_W | MAPP_CA | MISO_W | Internal | Shoulder | B14 | 900 | 1970 | 0 | 56.16 | 53.72 | 0.01 | 0
2040 | MAPP_CA_2_MISO_W | MAPP_CA | MISO_W | Internal | Shoulder | B15 | 1203 | 1970 | 0 | 56.16 | 40.62 | 0.01 | 0
2040 | MAPP_CA_2_MISO_W | MAPP_CA | MISO_W | Internal | Summer | B1 | 10 | 1970 | 1969.98 | 92.47 | 94.61 | 0.01 | 2.13
2040 | MAPP_CA_2_MISO_W | MAPP_CA | MISO_W | Internal | Summer | B2 | 25 | 1970 | 1969.92 | 92.47 | 92.71 | 0.01 | 0.23
2040 | MAPP_CA_2_MISO_W | MAPP_CA | MISO_W | Internal | Summer | B3 | 75 | 1970 | 1790.35 | 92.47 | 92.48 | 0.01 | 0
2040 | MAPP_CA_2_MISO_W | MAPP_CA | MISO_W | Internal | Summer | B4 | 100 | 1970 | 1650.6 | 91.98 | 91.99 | 0.01 | 0
2040 | MAPP_CA_2_MISO_W | MAPP_CA | MISO_W | Internal | Summer | B5 | 200 | 1970 | 1736.58 | 89.58 | 89.59 | 0.01 | 0
2040 | MAPP_CA_2_MISO_W | MAPP_CA | MISO_W | Internal | Summer | B6 | 300 | 1970 | 1884.25 | 73.27 | 73.28 | 0.01 | 0
2040 | MAPP_CA_2_MISO_W | MAPP_CA | MISO_W | Internal | Summer | B7 | 400 | 1970 | 1372.57 | 57.71 | 57.72 | 0.01 | 0
2040 | MAPP_CA_2_MISO_W | MAPP_CA | MISO_W | Internal | Summer | B8 | 500 | 1970 | 0.09 | 52.56 | 52.56 | 0.01 | 0
2040 | MAPP_CA_2_MISO_W | MAPP_CA | MISO_W | Internal | Summer | B9 | 800 | 1970 | 0 | 52.56 | 50.29 | 0.01 | 0
2040 | MAPP_CA_2_MISO_W | MAPP_CA | MISO_W | Internal | Summer | B10 | 1262 | 1970 | 0 | 52.56 | 39.5 | 0.01 | 0
2040 | MAPP_CA_2_MISO_W | MAPP_CA | MISO_W | Internal | Winter | B16 | 25 | 1970 | 0.95 | 64.3 | 64.29 | 0.01 | 0
2040 | MAPP_CA_2_MISO_W | MAPP_CA | MISO_W | Internal | Winter | B17 | 100 | 1970 | 0.01 | 61.33 | 60.85 | 0.01 | 0
2040 | MAPP_CA_2_MISO_W | MAPP_CA | MISO_W | Internal | Winter | B18 | 400 | 1970 | 0 | 61.33 | 59.59 | 0.01 | 0
2040 | MAPP_CA_2_MISO_W | MAPP_CA | MISO_W | Internal | Winter | B19 | 700 | 1970 | 0 | 61.33 | 56.19 | 0.01 | 0
2040 | MAPP_CA_2_MISO_W | MAPP_CA | MISO_W | Internal | Winter | B20 | 935 | 1970 | 0 | 61.33 | 39.5 | 0.01 | 0
2040 | MAPP_US_2_MAPP_CA | MAPP_US | MAPP_CA | Internal | Shoulder | B11 | 25 | 165 | 0.6 | 72.38 | 79.35 | 7 | 0
2040 | MAPP_US_2_MAPP_CA | MAPP_US | MAPP_CA | Internal | Shoulder | B12 | 200 | 165 | 0.19 | 52.85 | 59.84 | 7 | 0
2040 | MAPP_US_2_MAPP_CA | MAPP_US | MAPP_CA | Internal | Shoulder | B13 | 600 | 165 | 0.07 | 51.25 | 58.23 | 7 | 0
2040 | MAPP_US_2_MAPP_CA | MAPP_US | MAPP_CA | Internal | Shoulder | B14 | 900 | 165 | 0 | 49.5 | 56.16 | 7 | 0
2040 | MAPP_US_2_MAPP_CA | MAPP_US | MAPP_CA | Internal | Shoulder | B15 | 1203 | 165 | 165 | 37.47 | 56.16 | 7 | 11.69
2040 | MAPP_US_2_MAPP_CA | MAPP_US | MAPP_CA | Internal | Summer | B1 | 10 | 165 | 0.02 | 87.61 | 92.47 | 7 | 0
2040 | MAPP_US_2_MAPP_CA | MAPP_US | MAPP_CA | Internal | Summer | B2 | 25 | 165 | 0.01 | 87.25 | 92.47 | 7 | 0
2040 | MAPP_US_2_MAPP_CA | MAPP_US | MAPP_CA | Internal | Summer | B3 | 75 | 165 | 0 | 87.25 | 92.47 | 7 | 0
2040 | MAPP_US_2_MAPP_CA | MAPP_US | MAPP_CA | Internal | Summer | B4 | 100 | 165 | 0 | 87.25 | 91.98 | 7 | 0
2040 | MAPP_US_2_MAPP_CA | MAPP_US | MAPP_CA | Internal | Summer | B5 | 200 | 165 | 0 | 83.43 | 89.58 | 7 | 0
2040 | MAPP_US_2_MAPP_CA | MAPP_US | MAPP_CA | Internal | Summer | B6 | 300 | 165 | 0.12 | 66.28 | 73.27 | 7 | 0
2040 | MAPP_US_2_MAPP_CA | MAPP_US | MAPP_CA | Internal | Summer | B7 | 400 | 165 | 0 | 55.56 | 57.71 | 7 | 0
2040 | MAPP_US_2_MAPP_CA | MAPP_US | MAPP_CA | Internal | Summer | B8 | 500 | 165 | 18.95 | 45.56 | 52.56 | 7 | 0
2040 | MAPP_US_2_MAPP_CA | MAPP_US | MAPP_CA | Internal | Summer | B9 | 800 | 165 | 141.8 | 45.56 | 52.56 | 7 | 0
2040 | MAPP_US_2_MAPP_CA | MAPP_US | MAPP_CA | Internal | Summer | B10 | 1262 | 165 | 165 | 32.5 | 52.56 | 7 | 13.06
2040 | MAPP_US_2_MAPP_CA | MAPP_US | MAPP_CA | Internal | Winter | B16 | 25 | 165 | 0 | 61.34 | 64.3 | 7 | 0
2040 | MAPP_US_2_MAPP_CA | MAPP_US | MAPP_CA | Internal | Winter | B17 | 100 | 165 | 104.12 | 54.33 | 61.33 | 7 | 0
2040 | MAPP_US_2_MAPP_CA | MAPP_US | MAPP_CA | Internal | Winter | B18 | 400 | 165 | 165 | 52.59 | 61.33 | 7 | 1.74
2040 | MAPP_US_2_MAPP_CA | MAPP_US | MAPP_CA | Internal | Winter | B19 | 700 | 165 | 165 | 51.39 | 61.33 | 7 | 2.94
2040 | MAPP_US_2_MAPP_CA | MAPP_US | MAPP_CA | Internal | Winter | B20 | 935 | 165 | 165 | 36.31 | 61.33 | 7 | 18.01
2040 | MAPP_US_2_MISO_W | MAPP_US | MISO_W | Internal | Shoulder | B11 | 25 | 2635 | 525.89 | 72.38 | 79.38 | 7 | 0
2040 | MAPP_US_2_MISO_W | MAPP_US | MISO_W | Internal | Shoulder | B12 | 200 | 2635 | 148.66 | 52.85 | 59.85 | 7 | 0
2040 | MAPP_US_2_MISO_W | MAPP_US | MISO_W | Internal | Shoulder | B13 | 600 | 2635 | 441.64 | 51.25 | 58.25 | 7 | 0
2040 | MAPP_US_2_MISO_W | MAPP_US | MISO_W | Internal | Shoulder | B14 | 900 | 2635 | 0 | 49.5 | 53.72 | 7 | 0
2040 | MAPP_US_2_MISO_W | MAPP_US | MISO_W | Internal | Shoulder | B15 | 1203 | 2635 | 0 | 37.47 | 40.62 | 7 | 0
2040 | MAPP_US_2_MISO_W | MAPP_US | MISO_W | Internal | Summer | B1 | 10 | 2635 | 228.79 | 87.61 | 94.61 | 7 | 0
2040 | MAPP_US_2_MISO_W | MAPP_US | MISO_W | Internal | Summer | B2 | 25 | 2635 | 0.01 | 87.25 | 92.71 | 7 | 0
2040 | MAPP_US_2_MISO_W | MAPP_US | MISO_W | Internal | Summer | B3 | 75 | 2635 | 0 | 87.25 | 92.48 | 7 | 0
2040 | MAPP_US_2_MISO_W | MAPP_US | MISO_W | Internal | Summer | B4 | 100 | 2635 | 0 | 87.25 | 91.99 | 7 | 0
2040 | MAPP_US_2_MISO_W | MAPP_US | MISO_W | Internal | Summer | B5 | 200 | 2635 | 0 | 83.43 | 89.59 | 7 | 0
2040 | MAPP_US_2_MISO_W | MAPP_US | MISO_W | Internal | Summer | B6 | 300 | 2635 | 125.16 | 66.28 | 73.28 | 7 | 0
2040 | MAPP_US_2_MISO_W | MAPP_US | MISO_W | Internal | Summer | B7 | 400 | 2635 | 0 | 55.56 | 57.72 | 7 | 0
2040 | MAPP_US_2_MISO_W | MAPP_US | MISO_W | Internal | Summer | B8 | 500 | 2635 | 270.1 | 45.56 | 52.56 | 7 | 0
2040 | MAPP_US_2_MISO_W | MAPP_US | MISO_W | Internal | Summer | B9 | 800 | 2635 | 0 | 45.56 | 50.29 | 7 | 0
2040 | MAPP_US_2_MISO_W | MAPP_US | MISO_W | Internal | Summer | B10 | 1262 | 2635 | 366.81 | 32.5 | 39.5 | 7 | 0
2040 | MAPP_US_2_MISO_W | MAPP_US | MISO_W | Internal | Winter | B16 | 25 | 2635 | 0 | 61.34 | 64.29 | 7 | 0
2040 | MAPP_US_2_MISO_W | MAPP_US | MISO_W | Internal | Winter | B17 | 100 | 2635 | 0.01 | 54.33 | 60.85 | 7 | 0
2040 | MAPP_US_2_MISO_W | MAPP_US | MISO_W | Internal | Winter | B18 | 400 | 2635 | 60.85 | 52.59 | 59.59 | 7 | 0
2040 | MAPP_US_2_MISO_W | MAPP_US | MISO_W | Internal | Winter | B19 | 700 | 2635 | 0 | 51.39 | 56.19 | 7 | 0
2040 | MAPP_US_2_MISO_W | MAPP_US | MISO_W | Internal | Winter | B20 | 935 | 2635 | 0 | 36.31 | 39.5 | 7 | 0
2040 | MAPP_US_2_NE | MAPP_US | NE | Internal | Shoulder | B11 | 25 | 2000 | 1286.44 | 72.38 | 79.38 | 7 | 0
2040 | MAPP_US_2_NE | MAPP_US | NE | Internal | Shoulder | B12 | 200 | 2000 | 1118.54 | 52.85 | 59.85 | 7 | 0
2040 | MAPP_US_2_NE | MAPP_US | NE | Internal | Shoulder | B13 | 600 | 2000 | 949.34 | 51.25 | 58.25 | 7 | 0
2040 | MAPP_US_2_NE | MAPP_US | NE | Internal | Shoulder | B14 | 900 | 2000 | 382.58 | 49.5 | 56.5 | 7 | 0
2040 | MAPP_US_2_NE | MAPP_US | NE | Internal | Shoulder | B15 | 1203 | 2000 | 159.41 | 37.47 | 44.47 | 7 | 0
2040 | MAPP_US_2_NE | MAPP_US | NE | Internal | Summer | B1 | 10 | 2000 | 918.79 | 87.61 | 94.61 | 7 | 0
2040 | MAPP_US_2_NE | MAPP_US | NE | Internal | Summer | B2 | 25 | 2000 | 1241.97 | 87.25 | 94.25 | 7 | 0
2040 | MAPP_US_2_NE | MAPP_US | NE | Internal | Summer | B3 | 75 | 2000 | 1197.46 | 87.25 | 94.25 | 7 | 0
2040 | MAPP_US_2_NE | MAPP_US | NE | Internal | Summer | B4 | 100 | 2000 | 1712.67 | 87.25 | 94.25 | 7 | 0
2040 | MAPP_US_2_NE | MAPP_US | NE | Internal | Summer | B5 | 200 | 2000 | 1534.02 | 83.43 | 90.43 | 7 | 0
2040 | MAPP_US_2_NE | MAPP_US | NE | Internal | Summer | B6 | 300 | 2000 | 1256.9 | 66.28 | 73.28 | 7 | 0
2040 | MAPP_US_2_NE | MAPP_US | NE | Internal | Summer | B7 | 400 | 2000 | 1544.09 | 55.56 | 62.56 | 7 | 0
2040 | MAPP_US_2_NE | MAPP_US | NE | Internal | Summer | B8 | 500 | 2000 | 1487.21 | 45.56 | 52.56 | 7 | 0
2040 | MAPP_US_2_NE | MAPP_US | NE | Internal | Summer | B9 | 800 | 2000 | 1000.06 | 45.56 | 52.56 | 7 | 0
2040 | MAPP_US_2_NE | MAPP_US | NE | Internal | Summer | B10 | 1262 | 2000 | 372.27 | 32.5 | 39.5 | 7 | 0
2040 | MAPP_US_2_NE | MAPP_US | NE | Internal | Winter | B16 | 25 | 2000 | 1582.25 | 61.34 | 68.34 | 7 | 0
2040 | MAPP_US_2_NE | MAPP_US | NE | Internal | Winter | B17 | 100 | 2000 | 1176.2 | 54.33 | 61.33 | 7 | 0
2040 | MAPP_US_2_NE | MAPP_US | NE | Internal | Winter | B18 | 400 | 2000 | 1065.67 | 52.59 | 59.59 | 7 | 0
2040 | MAPP_US_2_NE | MAPP_US | NE | Internal | Winter | B19 | 700 | 2000 | 31.92 | 51.39 | 58.39 | 7 | 0
2040 | MAPP_US_2_NE | MAPP_US | NE | Internal | Winter | B20 | 935 | 2000 | 482.28 | 36.31 | 43.31 | 7 | 0
2040 | MARITIMES_2_NEISO | MARITIMES | NEISO | Internal | Shoulder | B11 | 25 | 99999 | 1400 | 48.96 | 48.97 | 0.01 | 0
2040 | MARITIMES_2_NEISO | MARITIMES | NEISO | Internal | Shoulder | B12 | 200 | 99999 | 1400 | 48.96 | 48.97 | 0.01 | 0
2040 | MARITIMES_2_NEISO | MARITIMES | NEISO | Internal | Shoulder | B13 | 600 | 99999 | 1400 | 48.96 | 48.97 | 0.01 | 0
2040 | MARITIMES_2_NEISO | MARITIMES | NEISO | Internal | Shoulder | B14 | 900 | 99999 | 1400 | 48.96 | 48.97 | 0.01 | 0
2040 | MARITIMES_2_NEISO | MARITIMES | NEISO | Internal | Shoulder | B15 | 1203 | 99999 | 426.43 | 48.96 | 48.97 | 0.01 | 0
2040 | MARITIMES_2_NEISO | MARITIMES | NEISO | Internal | Summer | B1 | 10 | 99999 | 1400 | 81.64 | 81.65 | 0.01 | 0
2040 | MARITIMES_2_NEISO | MARITIMES | NEISO | Internal | Summer | B2 | 25 | 99999 | 1400 | 79.44 | 79.45 | 0.01 | 0
2040 | MARITIMES_2_NEISO | MARITIMES | NEISO | Internal | Summer | B3 | 75 | 99999 | 1400 | 72.57 | 72.58 | 0.01 | 0
2040 | MARITIMES_2_NEISO | MARITIMES | NEISO | Internal | Summer | B4 | 100 | 99999 | 1400 | 65.36 | 65.37 | 0.01 | 0
2040 | MARITIMES_2_NEISO | MARITIMES | NEISO | Internal | Summer | B5 | 200 | 99999 | 1400 | 62.62 | 62.63 | 0.01 | 0
2040 | MARITIMES_2_NEISO | MARITIMES | NEISO | Internal | Summer | B6 | 300 | 99999 | 1400 | 45.18 | 45.19 | 0.01 | 0
2040 | MARITIMES_2_NEISO | MARITIMES | NEISO | Internal | Summer | B7 | 400 | 99999 | 1400 | 45.18 | 45.19 | 0.01 | 0
2040 | MARITIMES_2_NEISO | MARITIMES | NEISO | Internal | Summer | B8 | 500 | 99999 | 1400 | 45.18 | 45.19 | 0.01 | 0
2040 | MARITIMES_2_NEISO | MARITIMES | NEISO | Internal | Summer | B9 | 800 | 99999 | 1400 | 45.18 | 45.19 | 0.01 | 0
2040 | MARITIMES_2_NEISO | MARITIMES | NEISO | Internal | Summer | B10 | 1262 | 99999 | 236.13 | 45.18 | 45.19 | 0.01 | 0
2040 | MARITIMES_2_NEISO | MARITIMES | NEISO | Internal | Winter | B16 | 25 | 99999 | 1400 | 60.57 | 60.59 | 0.01 | 0
2040 | MARITIMES_2_NEISO | MARITIMES | NEISO | Internal | Winter | B17 | 100 | 99999 | 1400 | 60.57 | 60.59 | 0.01 | 0
2040 | MARITIMES_2_NEISO | MARITIMES | NEISO | Internal | Winter | B18 | 400 | 99999 | 1400 | 60.57 | 60.58 | 0.01 | 0
2040 | MARITIMES_2_NEISO | MARITIMES | NEISO | Internal | Winter | B19 | 700 | 99999 | 1400 | 60.57 | 60.58 | 0.01 | 0
2040 | MARITIMES_2_NEISO | MARITIMES | NEISO | Internal | Winter | B20 | 935 | 99999 | 475.94 | 60.57 | 60.58 | 0.01 | 0
2040 | MISO_IN_2_MISO_MI | MISO_IN | MISO_MI | Internal | Shoulder | B11 | 25 | 5000 | 0.79 | 79.38 | 79.37 | 0.01 | 0
2040 | MISO_IN_2_MISO_MI | MISO_IN | MISO_MI | Internal | Shoulder | B12 | 200 | 5000 | 2243.49 | 63.53 | 63.54 | 0.01 | 0
2040 | MISO_IN_2_MISO_MI | MISO_IN | MISO_MI | Internal | Shoulder | B13 | 600 | 5000 | 2665.82 | 58.32 | 58.34 | 0.01 | 0
2040 | MISO_IN_2_MISO_MI | MISO_IN | MISO_MI | Internal | Shoulder | B14 | 900 | 5000 | 3297.36 | 57.71 | 57.72 | 0.01 | 0
2040 | MISO_IN_2_MISO_MI | MISO_IN | MISO_MI | Internal | Shoulder | B15 | 1203 | 5000 | 3878.8 | 53.57 | 53.58 | 0.01 | 0
2040 | MISO_IN_2_MISO_MI | MISO_IN | MISO_MI | Internal | Summer | B1 | 10 | 5000 | 849.91 | 94.63 | 94.64 | 0.01 | 0
2040 | MISO_IN_2_MISO_MI | MISO_IN | MISO_MI | Internal | Summer | B2 | 25 | 5000 | 1286.35 | 94.46 | 94.48 | 0.01 | 0
2040 | MISO_IN_2_MISO_MI | MISO_IN | MISO_MI | Internal | Summer | B3 | 75 | 5000 | 0.3 | 92.45 | 92.44 | 0.01 | 0
2040 | MISO_IN_2_MISO_MI | MISO_IN | MISO_MI | Internal | Summer | B4 | 100 | 5000 | 0.2 | 91.99 | 91.98 | 0.01 | 0
2040 | MISO_IN_2_MISO_MI | MISO_IN | MISO_MI | Internal | Summer | B5 | 200 | 5000 | 0.2 | 89.59 | 89.59 | 0.01 | 0
2040 | MISO_IN_2_MISO_MI | MISO_IN | MISO_MI | Internal | Summer | B6 | 300 | 5000 | 127.33 | 72.27 | 72.28 | 0.01 | 0
2040 | MISO_IN_2_MISO_MI | MISO_IN | MISO_MI | Internal | Summer | B7 | 400 | 5000 | 4474.7 | 57.74 | 57.76 | 0.01 | 0
2040 | MISO_IN_2_MISO_MI | MISO_IN | MISO_MI | Internal | Summer | B8 | 500 | 5000 | 4784.61 | 53.65 | 53.66 | 0.01 | 0
2040 | MISO_IN_2_MISO_MI | MISO_IN | MISO_MI | Internal | Summer | B9 | 800 | 5000 | 5000 | 50.32 | 51.78 | 0.01 | 1.45
2040 | MISO_IN_2_MISO_MI | MISO_IN | MISO_MI | Internal | Summer | B10 | 1262 | 5000 | 4501.47 | 48.49 | 48.5 | 0.01 | 0
2040 | MISO_IN_2_MISO_MI | MISO_IN | MISO_MI | Internal | Winter | B16 | 25 | 5000 | 1.9 | 73.27 | 73.27 | 0.01 | 0
2040 | MISO_IN_2_MISO_MI | MISO_IN | MISO_MI | Internal | Winter | B17 | 100 | 5000 | 2247.64 | 69.59 | 69.6 | 0.01 | 0
2040 | MISO_IN_2_MISO_MI | MISO_IN | MISO_MI | Internal | Winter | B18 | 400 | 5000 | 3883.03 | 60.84 | 60.85 | 0.01 | 0
2040 | MISO_IN_2_MISO_MI | MISO_IN | MISO_MI | Internal | Winter | B19 | 700 | 5000 | 4156.49 | 59.42 | 59.43 | 0.01 | 0
2040 | MISO_IN_2_MISO_MI | MISO_IN | MISO_MI | Internal | Winter | B20 | 935 | 5000 | 2353.63 | 51.29 | 51.3 | 0.01 | 0
2040 | MISO_IN_2_MISO_MO-IL | MISO_IN | MISO_MO-IL | Internal | Shoulder | B11 | 25 | 5000 | 233.2 | 79.38 | 79.39 | 0.01 | 0
2040 | MISO_IN_2_MISO_MO-IL | MISO_IN | MISO_MO-IL | Internal | Shoulder | B12 | 200 | 5000 | 0 | 63.53 | 59.86 | 0.01 | 0
2040 | MISO_IN_2_MISO_MO-IL | MISO_IN | MISO_MO-IL | Internal | Shoulder | B13 | 600 | 5000 | 0.01 | 58.32 | 58.26 | 0.01 | 0
2040 | MISO_IN_2_MISO_MO-IL | MISO_IN | MISO_MO-IL | Internal | Shoulder | B14 | 900 | 5000 | 0 | 57.71 | 53.73 | 0.01 | 0
2040 | MISO_IN_2_MISO_MO-IL | MISO_IN | MISO_MO-IL | Internal | Shoulder | B15 | 1203 | 5000 | 0 | 53.57 | 47.69 | 0.01 | 0
2040 | MISO_IN_2_MISO_MO-IL | MISO_IN | MISO_MO-IL | Internal | Summer | B1 | 10 | 5000 | 3.42 | 94.63 | 94.63 | 0.01 | 0
2040 | MISO_IN_2_MISO_MO-IL | MISO_IN | MISO_MO-IL | Internal | Summer | B2 | 25 | 5000 | 0.01 | 94.46 | 92.72 | 0.01 | 0
2040 | MISO_IN_2_MISO_MO-IL | MISO_IN | MISO_MO-IL | Internal | Summer | B3 | 75 | 5000 | 0.28 | 92.45 | 92.44 | 0.01 | 0
2040 | MISO_IN_2_MISO_MO-IL | MISO_IN | MISO_MO-IL | Internal | Summer | B4 | 100 | 5000 | 642.73 | 91.99 | 92.01 | 0.01 | 0
2040 | MISO_IN_2_MISO_MO-IL | MISO_IN | MISO_MO-IL | Internal | Summer | B5 | 200 | 5000 | 113.55 | 89.59 | 89.6 | 0.01 | 0
2040 | MISO_IN_2_MISO_MO-IL | MISO_IN | MISO_MO-IL | Internal | Summer | B6 | 300 | 5000 | 689.43 | 72.27 | 72.28 | 0.01 | 0
2040 | MISO_IN_2_MISO_MO-IL | MISO_IN | MISO_MO-IL | Internal | Summer | B7 | 400 | 5000 | 0.04 | 57.74 | 57.73 | 0.01 | 0
2040 | MISO_IN_2_MISO_MO-IL | MISO_IN | MISO_MO-IL | Internal | Summer | B8 | 500 | 5000 | 0 | 53.65 | 52.57 | 0.01 | 0
2040 | MISO_IN_2_MISO_MO-IL | MISO_IN | MISO_MO-IL | Internal | Summer | B9 | 800 | 5000 | 0.03 | 50.32 | 50.3 | 0.01 | 0
2040 | MISO_IN_2_MISO_MO-IL | MISO_IN | MISO_MO-IL | Internal | Summer | B10 | 1262 | 5000 | 0 | 48.49 | 41.89 | 0.01 | 0
2040 | MISO_IN_2_MISO_MO-IL | MISO_IN | MISO_MO-IL | Internal | Winter | B16 | 25 | 5000 | 0 | 73.27 | 68.75 | 0.01 | 0
2040 | MISO_IN_2_MISO_MO-IL | MISO_IN | MISO_MO-IL | Internal | Winter | B17 | 100 | 5000 | 0 | 69.59 | 60.87 | 0.01 | 0
2040 | MISO_IN_2_MISO_MO-IL | MISO_IN | MISO_MO-IL | Internal | Winter | B18 | 400 | 5000 | 0 | 60.84 | 59.6 | 0.01 | 0
2040 | MISO_IN_2_MISO_MO-IL | MISO_IN | MISO_MO-IL | Internal | Winter | B19 | 700 | 5000 | 0 | 59.42 | 56.2 | 0.01 | 0
2040 | MISO_IN_2_MISO_MO-IL | MISO_IN | MISO_MO-IL | Internal | Winter | B20 | 935 | 5000 | 0 | 51.29 | 46.09 | 0.01 | 0
2040 | MISO_IN_2_NonRTO_Midwest | MISO_IN | NonRTO_Midwest | Internal | Shoulder | B11 | 25 | 4800 | 1058.2 | 79.38 | 87.38 | 8 | 0
2040 | MISO_IN_2_NonRTO_Midwest | MISO_IN | NonRTO_Midwest | Internal | Shoulder | B12 | 200 | 4800 | 555.02 | 63.53 | 71.53 | 8 | 0
2040 | MISO_IN_2_NonRTO_Midwest | MISO_IN | NonRTO_Midwest | Internal | Shoulder | B13 | 600 | 4800 | 0 | 58.32 | 62.79 | 8 | 0
2040 | MISO_IN_2_NonRTO_Midwest | MISO_IN | NonRTO_Midwest | Internal | Shoulder | B14 | 900 | 4800 | 0 | 57.71 | 55.58 | 8 | 0
2040 | MISO_IN_2_NonRTO_Midwest | MISO_IN | NonRTO_Midwest | Internal | Shoulder | B15 | 1203 | 4800 | 0 | 53.57 | 47.69 | 8 | 0
2040 | MISO_IN_2_NonRTO_Midwest | MISO_IN | NonRTO_Midwest | Internal | Summer | B1 | 10 | 4800 | 0.01 | 94.63 | 97.9 | 8 | 0
2040 | MISO_IN_2_NonRTO_Midwest | MISO_IN | NonRTO_Midwest | Internal | Summer | B2 | 25 | 4800 | 0 | 94.46 | 97.9 | 8 | 0
2040 | MISO_IN_2_NonRTO_Midwest | MISO_IN | NonRTO_Midwest | Internal | Summer | B3 | 75 | 4800 | 0 | 92.45 | 97.9 | 8 | 0
2040 | MISO_IN_2_NonRTO_Midwest | MISO_IN | NonRTO_Midwest | Internal | Summer | B4 | 100 | 4800 | 0 | 91.99 | 97.9 | 8 | 0
2040 | MISO_IN_2_NonRTO_Midwest | MISO_IN | NonRTO_Midwest | Internal | Summer | B5 | 200 | 4800 | 913.48 | 89.59 | 97.59 | 8 | 0
2040 | MISO_IN_2_NonRTO_Midwest | MISO_IN | NonRTO_Midwest | Internal | Summer | B6 | 300 | 4800 | 588.88 | 72.27 | 80.27 | 8 | 0
2040 | MISO_IN_2_NonRTO_Midwest | MISO_IN | NonRTO_Midwest | Internal | Summer | B7 | 400 | 4800 | 0 | 57.74 | 57.33 | 8 | 0
2040 | MISO_IN_2_NonRTO_Midwest | MISO_IN | NonRTO_Midwest | Internal | Summer | B8 | 500 | 4800 | 0 | 53.65 | 53.96 | 8 | 0
2040 | MISO_IN_2_NonRTO_Midwest | MISO_IN | NonRTO_Midwest | Internal | Summer | B9 | 800 | 4800 | 0 | 50.32 | 46.8 | 8 | 0
2040 | MISO_IN_2_NonRTO_Midwest | MISO_IN | NonRTO_Midwest | Internal | Summer | B10 | 1262 | 4800 | 0 | 48.49 | 40.49 | 8 | 0
2040 | MISO_IN_2_NonRTO_Midwest | MISO_IN | NonRTO_Midwest | Internal | Winter | B16 | 25 | 4800 | 2220.04 | 73.27 | 81.27 | 8 | 0
2040 | MISO_IN_2_NonRTO_Midwest | MISO_IN | NonRTO_Midwest | Internal | Winter | B17 | 100 | 4800 | 918.11 | 69.59 | 77.59 | 8 | 0
2040 | MISO_IN_2_NonRTO_Midwest | MISO_IN | NonRTO_Midwest | Internal | Winter | B18 | 400 | 4800 | 0 | 60.84 | 61.78 | 8 | 0
2040 | MISO_IN_2_NonRTO_Midwest | MISO_IN | NonRTO_Midwest | Internal | Winter | B19 | 700 | 4800 | 0 | 59.42 | 59.41 | 8 | 0
2040 | MISO_IN_2_NonRTO_Midwest | MISO_IN | NonRTO_Midwest | Internal | Winter | B20 | 935 | 4800 | 0 | 51.29 | 46.09 | 8 | 0
2040 | MISO_IN_2_PJM_ROR | MISO_IN | PJM_ROR | Internal | Shoulder | B11 | 25 | 992 | 0 | 79.38 | 71.15 | 2 | 0
2040 | MISO_IN_2_PJM_ROR | MISO_IN | PJM_ROR | Internal | Shoulder | B12 | 200 | 992 | 0 | 63.53 | 61.53 | 2 | 0
2040 | MISO_IN_2_PJM_ROR | MISO_IN | PJM_ROR | Internal | Shoulder | B13 | 600 | 992 | 0 | 58.32 | 56.32 | 2 | 0
2040 | MISO_IN_2_PJM_ROR | MISO_IN | PJM_ROR | Internal | Shoulder | B14 | 900 | 992 | 0 | 57.71 | 55.72 | 2 | 0
2040 | MISO_IN_2_PJM_ROR | MISO_IN | PJM_ROR | Internal | Shoulder | B15 | 1203 | 992 | 0 | 53.57 | 51.58 | 2 | 0
2040 | MISO_IN_2_PJM_ROR | MISO_IN | PJM_ROR | Internal | Summer | B1 | 10 | 992 | 0.01 | 94.63 | 92.63 | 2 | 0
2040 | MISO_IN_2_PJM_ROR | MISO_IN | PJM_ROR | Internal | Summer | B2 | 25 | 992 | 0 | 94.46 | 90.44 | 2 | 0
2040 | MISO_IN_2_PJM_ROR | MISO_IN | PJM_ROR | Internal | Summer | B3 | 75 | 992 | 0 | 92.45 | 90.44 | 2 | 0
2040 | MISO_IN_2_PJM_ROR | MISO_IN | PJM_ROR | Internal | Summer | B4 | 100 | 992 | 0 | 91.99 | 89.99 | 2 | 0
2040 | MISO_IN_2_PJM_ROR | MISO_IN | PJM_ROR | Internal | Summer | B5 | 200 | 992 | 0 | 89.59 | 87.59 | 2 | 0
2040 | MISO_IN_2_PJM_ROR | MISO_IN | PJM_ROR | Internal | Summer | B6 | 300 | 992 | 0 | 72.27 | 70.28 | 2 | 0
2040 | MISO_IN_2_PJM_ROR | MISO_IN | PJM_ROR | Internal | Summer | B7 | 400 | 992 | 0 | 57.74 | 57.02 | 2 | 0
2040 | MISO_IN_2_PJM_ROR | MISO_IN | PJM_ROR | Internal | Summer | B8 | 500 | 992 | 0 | 53.65 | 53.37 | 2 | 0
2040 | MISO_IN_2_PJM_ROR | MISO_IN | PJM_ROR | Internal | Summer | B9 | 800 | 992 | 0 | 50.32 | 49.78 | 2 | 0
2040 | MISO_IN_2_PJM_ROR | MISO_IN | PJM_ROR | Internal | Summer | B10 | 1262 | 992 | 0 | 48.49 | 46.51 | 2 | 0
2040 | MISO_IN_2_PJM_ROR | MISO_IN | PJM_ROR | Internal | Winter | B16 | 25 | 992 | 0 | 73.27 | 71.27 | 2 | 0
2040 | MISO_IN_2_PJM_ROR | MISO_IN | PJM_ROR | Internal | Winter | B17 | 100 | 992 | 0 | 69.59 | 68.84 | 2 | 0
2040 | MISO_IN_2_PJM_ROR | MISO_IN | PJM_ROR | Internal | Winter | B18 | 400 | 992 | 0 | 60.84 | 60.69 | 2 | 0
2040 | MISO_IN_2_PJM_ROR | MISO_IN | PJM_ROR | Internal | Winter | B19 | 700 | 992 | 0 | 59.42 | 58.19 | 2 | 0
2040 | MISO_IN_2_PJM_ROR | MISO_IN | PJM_ROR | Internal | Winter | B20 | 935 | 992 | 991.95 | 51.29 | 53.3 | 2 | 0.01
2040 | MISO_MI_2_IESO | MISO_MI | IESO | Internal | Shoulder | B11 | 25 | 1580 | 0 | 79.37 | 51.5 | 8 | 0
2040 | MISO_MI_2_IESO | MISO_MI | IESO | Internal | Shoulder | B12 | 200 | 1580 | 0 | 63.54 | 51.5 | 8 | 0
2040 | MISO_MI_2_IESO | MISO_MI | IESO | Internal | Shoulder | B13 | 600 | 1580 | 0 | 58.34 | 51.23 | 8 | 0
2040 | MISO_MI_2_IESO | MISO_MI | IESO | Internal | Shoulder | B14 | 900 | 1580 | 0 | 57.72 | 50.72 | 8 | 0
2040 | MISO_MI_2_IESO | MISO_MI | IESO | Internal | Shoulder | B15 | 1203 | 1580 | 0 | 53.58 | 50.72 | 8 | 0
2040 | MISO_MI_2_IESO | MISO_MI | IESO | Internal | Summer | B1 | 10 | 1580 | 0 | 94.64 | 85.2 | 8 | 0
2040 | MISO_MI_2_IESO | MISO_MI | IESO | Internal | Summer | B2 | 25 | 1580 | 0 | 94.48 | 87.48 | 8 | 0
2040 | MISO_MI_2_IESO | MISO_MI | IESO | Internal | Summer | B3 | 75 | 1580 | 0 | 92.44 | 82.56 | 8 | 0
2040 | MISO_MI_2_IESO | MISO_MI | IESO | Internal | Summer | B4 | 100 | 1580 | 0 | 91.98 | 75.37 | 8 | 0
2040 | MISO_MI_2_IESO | MISO_MI | IESO | Internal | Summer | B5 | 200 | 1580 | 0 | 89.59 | 68.29 | 8 | 0
2040 | MISO_MI_2_IESO | MISO_MI | IESO | Internal | Summer | B6 | 300 | 1580 | 0 | 72.28 | 55.27 | 8 | 0
2040 | MISO_MI_2_IESO | MISO_MI | IESO | Internal | Summer | B7 | 400 | 1580 | 0 | 57.76 | 50.76 | 8 | 0
2040 | MISO_MI_2_IESO | MISO_MI | IESO | Internal | Summer | B8 | 500 | 1580 | 0 | 53.66 | 46.66 | 8 | 0
2040 | MISO_MI_2_IESO | MISO_MI | IESO | Internal | Summer | B9 | 800 | 1580 | 0 | 51.78 | 46.66 | 8 | 0
2040 | MISO_MI_2_IESO | MISO_MI | IESO | Internal | Summer | B10 | 1262 | 1580 | 0 | 48.5 | 46.66 | 8 | 0
2040 | MISO_MI_2_IESO | MISO_MI | IESO | Internal | Winter | B16 | 25 | 1580 | 0 | 73.27 | 53.86 | 8 | 0
2040 | MISO_MI_2_IESO | MISO_MI | IESO | Internal | Winter | B17 | 100 | 1580 | 0 | 69.6 | 53.85 | 8 | 0
2040 | MISO_MI_2_IESO | MISO_MI | IESO | Internal | Winter | B18 | 400 | 1580 | 0 | 60.85 | 53.85 | 8 | 0
2040 | MISO_MI_2_IESO | MISO_MI | IESO | Internal | Winter | B19 | 700 | 1580 | 0 | 59.43 | 53.85 | 8 | 0
2040 | MISO_MI_2_IESO | MISO_MI | IESO | Internal | Winter | B20 | 935 | 1580 | 0 | 51.3 | 53.85 | 8 | 0
2040 | MISO_MI_2_MISO_IN | MISO_MI | MISO_IN | Internal | Shoulder | B11 | 25 | 2045 | 1098.97 | 79.37 | 79.38 | 0.01 | 0
2040 | MISO_MI_2_MISO_IN | MISO_MI | MISO_IN | Internal | Shoulder | B12 | 200 | 2045 | 0.1 | 63.54 | 63.53 | 0.01 | 0
2040 | MISO_MI_2_MISO_IN | MISO_MI | MISO_IN | Internal | Shoulder | B13 | 600 | 2045 | 0.03 | 58.34 | 58.32 | 0.01 | 0
2040 | MISO_MI_2_MISO_IN | MISO_MI | MISO_IN | Internal | Shoulder | B14 | 900 | 2045 | 0.02 | 57.72 | 57.71 | 0.01 | 0
2040 | MISO_MI_2_MISO_IN | MISO_MI | MISO_IN | Internal | Shoulder | B15 | 1203 | 2045 | 0.02 | 53.58 | 53.57 | 0.01 | 0
2040 | MISO_MI_2_MISO_IN | MISO_MI | MISO_IN | Internal | Summer | B1 | 10 | 2045 | 1.98 | 94.64 | 94.63 | 0.01 | 0
2040 | MISO_MI_2_MISO_IN | MISO_MI | MISO_IN | Internal | Summer | B2 | 25 | 2045 | 0.8 | 94.48 | 94.46 | 0.01 | 0
2040 | MISO_MI_2_MISO_IN | MISO_MI | MISO_IN | Internal | Summer | B3 | 75 | 2045 | 58.35 | 92.44 | 92.45 | 0.01 | 0
2040 | MISO_MI_2_MISO_IN | MISO_MI | MISO_IN | Internal | Summer | B4 | 100 | 2045 | 568.78 | 91.98 | 91.99 | 0.01 | 0
2040 | MISO_MI_2_MISO_IN | MISO_MI | MISO_IN | Internal | Summer | B5 | 200 | 2045 | 0.21 | 89.59 | 89.59 | 0.01 | 0
2040 | MISO_MI_2_MISO_IN | MISO_MI | MISO_IN | Internal | Summer | B6 | 300 | 2045 | 0.07 | 72.28 | 72.27 | 0.01 | 0
2040 | MISO_MI_2_MISO_IN | MISO_MI | MISO_IN | Internal | Summer | B7 | 400 | 2045 | 0.05 | 57.76 | 57.74 | 0.01 | 0
2040 | MISO_MI_2_MISO_IN | MISO_MI | MISO_IN | Internal | Summer | B8 | 500 | 2045 | 0.04 | 53.66 | 53.65 | 0.01 | 0
2040 | MISO_MI_2_MISO_IN | MISO_MI | MISO_IN | Internal | Summer | B9 | 800 | 2045 | 0 | 51.78 | 50.32 | 0.01 | 0
2040 | MISO_MI_2_MISO_IN | MISO_MI | MISO_IN | Internal | Summer | B10 | 1262 | 2045 | 0.02 | 48.5 | 48.49 | 0.01 | 0
2040 | MISO_MI_2_MISO_IN | MISO_MI | MISO_IN | Internal | Winter | B16 | 25 | 2045 | 1.43 | 73.27 | 73.27 | 0.01 | 0
2040 | MISO_MI_2_MISO_IN | MISO_MI | MISO_IN | Internal | Winter | B17 | 100 | 2045 | 0.2 | 69.6 | 69.59 | 0.01 | 0
2040 | MISO_MI_2_MISO_IN | MISO_MI | MISO_IN | Internal | Winter | B18 | 400 | 2045 | 0.05 | 60.85 | 60.84 | 0.01 | 0
2040 | MISO_MI_2_MISO_IN | MISO_MI | MISO_IN | Internal | Winter | B19 | 700 | 2045 | 0.03 | 59.43 | 59.42 | 0.01 | 0
2040 | MISO_MI_2_MISO_IN | MISO_MI | MISO_IN | Internal | Winter | B20 | 935 | 2045 | 0.02 | 51.3 | 51.29 | 0.01 | 0
2040 | MISO_MI_2_MISO_WUMS | MISO_MI | MISO_WUMS | Internal | Shoulder | B11 | 25 | 117 | 11.58 | 79.37 | 79.38 | 0.01 | 0
2040 | MISO_MI_2_MISO_WUMS | MISO_MI | MISO_WUMS | Internal | Shoulder | B12 | 200 | 117 | 0 | 63.54 | 59.86 | 0.01 | 0
2040 | MISO_MI_2_MISO_WUMS | MISO_MI | MISO_WUMS | Internal | Shoulder | B13 | 600 | 117 | 0 | 58.34 | 58.26 | 0.01 | 0
2040 | MISO_MI_2_MISO_WUMS | MISO_MI | MISO_WUMS | Internal | Shoulder | B14 | 900 | 117 | 0 | 57.72 | 56.38 | 0.01 | 0
2040 | MISO_MI_2_MISO_WUMS | MISO_MI | MISO_WUMS | Internal | Shoulder | B15 | 1203 | 117 | 0 | 53.58 | 51.69 | 0.01 | 0
2040 | MISO_MI_2_MISO_WUMS | MISO_MI | MISO_WUMS | Internal | Summer | B1 | 10 | 117 | 0 | 94.64 | 87.99 | 0.01 | 0
2040 | MISO_MI_2_MISO_WUMS | MISO_MI | MISO_WUMS | Internal | Summer | B2 | 25 | 117 | 0 | 94.48 | 87.99 | 0.01 | 0
2040 | MISO_MI_2_MISO_WUMS | MISO_MI | MISO_WUMS | Internal | Summer | B3 | 75 | 117 | 0 | 92.44 | 87.99 | 0.01 | 0
2040 | MISO_MI_2_MISO_WUMS | MISO_MI | MISO_WUMS | Internal | Summer | B4 | 100 | 117 | 0 | 91.98 | 87.99 | 0.01 | 0
2040 | MISO_MI_2_MISO_WUMS | MISO_MI | MISO_WUMS | Internal | Summer | B5 | 200 | 117 | 0 | 89.59 | 87.99 | 0.01 | 0
2040 | MISO_MI_2_MISO_WUMS | MISO_MI | MISO_WUMS | Internal | Summer | B6 | 300 | 117 | 117 | 72.28 | 73.27 | 0.01 | 0.98
2040 | MISO_MI_2_MISO_WUMS | MISO_MI | MISO_WUMS | Internal | Summer | B7 | 400 | 117 | 0.03 | 57.76 | 57.73 | 0.01 | 0
2040 | MISO_MI_2_MISO_WUMS | MISO_MI | MISO_WUMS | Internal | Summer | B8 | 500 | 117 | 117 | 53.66 | 54.38 | 0.01 | 0.7
2040 | MISO_MI_2_MISO_WUMS | MISO_MI | MISO_WUMS | Internal | Summer | B9 | 800 | 117 | 0.06 | 51.78 | 51.78 | 0.01 | 0
2040 | MISO_MI_2_MISO_WUMS | MISO_MI | MISO_WUMS | Internal | Summer | B10 | 1262 | 117 | 46.32 | 48.5 | 48.51 | 0.01 | 0
2040 | MISO_MI_2_MISO_WUMS | MISO_MI | MISO_WUMS | Internal | Winter | B16 | 25 | 117 | 1.32 | 73.27 | 73.27 | 0.01 | 0
2040 | MISO_MI_2_MISO_WUMS | MISO_MI | MISO_WUMS | Internal | Winter | B17 | 100 | 117 | 0.18 | 69.6 | 69.59 | 0.01 | 0
2040 | MISO_MI_2_MISO_WUMS | MISO_MI | MISO_WUMS | Internal | Winter | B18 | 400 | 117 | 0 | 60.85 | 60.12 | 0.01 | 0
2040 | MISO_MI_2_MISO_WUMS | MISO_MI | MISO_WUMS | Internal | Winter | B19 | 700 | 117 | 117 | 59.43 | 60.12 | 0.01 | 0.68
2040 | MISO_MI_2_MISO_WUMS | MISO_MI | MISO_WUMS | Internal | Winter | B20 | 935 | 117 | 117 | 51.3 | 55.03 | 0.01 | 3.72
2040 | MISO_MI_2_PJM_ROR | MISO_MI | PJM_ROR | Internal | Shoulder | B11 | 25 | 1424 | 0 | 79.37 | 71.15 | 2 | 0
2040 | MISO_MI_2_PJM_ROR | MISO_MI | PJM_ROR | Internal | Shoulder | B12 | 200 | 1424 | 0 | 63.54 | 61.53 | 2 | 0
2040 | MISO_MI_2_PJM_ROR | MISO_MI | PJM_ROR | Internal | Shoulder | B13 | 600 | 1424 | 0 | 58.34 | 56.32 | 2 | 0
2040 | MISO_MI_2_PJM_ROR | MISO_MI | PJM_ROR | Internal | Shoulder | B14 | 900 | 1424 | 0 | 57.72 | 55.72 | 2 | 0
2040 | MISO_MI_2_PJM_ROR | MISO_MI | PJM_ROR | Internal | Shoulder | B15 | 1203 | 1424 | 0 | 53.58 | 51.58 | 2 | 0
2040 | MISO_MI_2_PJM_ROR | MISO_MI | PJM_ROR | Internal | Summer | B1 | 10 | 1424 | 0.01 | 94.64 | 92.63 | 2 | 0
2040 | MISO_MI_2_PJM_ROR | MISO_MI | PJM_ROR | Internal | Summer | B2 | 25 | 1424 | 0 | 94.48 | 90.44 | 2 | 0
2040 | MISO_MI_2_PJM_ROR | MISO_MI | PJM_ROR | Internal | Summer | B3 | 75 | 1424 | 0 | 92.44 | 90.44 | 2 | 0
2040 | MISO_MI_2_PJM_ROR | MISO_MI | PJM_ROR | Internal | Summer | B4 | 100 | 1424 | 0 | 91.98 | 89.99 | 2 | 0
2040 | MISO_MI_2_PJM_ROR | MISO_MI | PJM_ROR | Internal | Summer | B5 | 200 | 1424 | 0 | 89.59 | 87.59 | 2 | 0
2040 | MISO_MI_2_PJM_ROR | MISO_MI | PJM_ROR | Internal | Summer | B6 | 300 | 1424 | 0 | 72.28 | 70.28 | 2 | 0
2040 | MISO_MI_2_PJM_ROR | MISO_MI | PJM_ROR | Internal | Summer | B7 | 400 | 1424 | 0 | 57.76 | 57.02 | 2 | 0
2040 | MISO_MI_2_PJM_ROR | MISO_MI | PJM_ROR | Internal | Summer | B8 | 500 | 1424 | 0 | 53.66 | 53.37 | 2 | 0
2040 | MISO_MI_2_PJM_ROR | MISO_MI | PJM_ROR | Internal | Summer | B9 | 800 | 1424 | 0 | 51.78 | 49.78 | 2 | 0
2040 | MISO_MI_2_PJM_ROR | MISO_MI | PJM_ROR | Internal | Summer | B10 | 1262 | 1424 | 0 | 48.5 | 46.51 | 2 | 0
2040 | MISO_MI_2_PJM_ROR | MISO_MI | PJM_ROR | Internal | Winter | B16 | 25 | 1424 | 0 | 73.27 | 71.27 | 2 | 0
2040 | MISO_MI_2_PJM_ROR | MISO_MI | PJM_ROR | Internal | Winter | B17 | 100 | 1424 | 0 | 69.6 | 68.84 | 2 | 0
2040 | MISO_MI_2_PJM_ROR | MISO_MI | PJM_ROR | Internal | Winter | B18 | 400 | 1424 | 0 | 60.85 | 60.69 | 2 | 0
2040 | MISO_MI_2_PJM_ROR | MISO_MI | PJM_ROR | Internal | Winter | B19 | 700 | 1424 | 0 | 59.43 | 58.19 | 2 | 0
2040 | MISO_MI_2_PJM_ROR | MISO_MI | PJM_ROR | Internal | Winter | B20 | 935 | 1424 | 21.68 | 51.3 | 53.3 | 2 | 0
2040 | MISO_MO-IL_2_ENT | MISO_MO-IL | ENT | Internal | Shoulder | B11 | 25 | 2540 | 1442.5 | 79.39 | 87.39 | 8 | 0
2040 | MISO_MO-IL_2_ENT | MISO_MO-IL | ENT | Internal | Shoulder | B12 | 200 | 2540 | 0 | 59.86 | 61.96 | 8 | 0
2040 | MISO_MO-IL_2_ENT | MISO_MO-IL | ENT | Internal | Shoulder | B13 | 600 | 2540 | 0 | 58.26 | 61.96 | 8 | 0
2040 | MISO_MO-IL_2_ENT | MISO_MO-IL | ENT | Internal | Shoulder | B14 | 900 | 2540 | 0 | 53.73 | 61.51 | 8 | 0
2040 | MISO_MO-IL_2_ENT | MISO_MO-IL | ENT | Internal | Shoulder | B15 | 1203 | 2540 | 2540 | 47.69 | 59.46 | 8 | 3.77
2040 | MISO_MO-IL_2_ENT | MISO_MO-IL | ENT | Internal | Summer | B1 | 10 | 2540 | 0.01 | 94.63 | 98.63 | 8 | 0
2040 | MISO_MO-IL_2_ENT | MISO_MO-IL | ENT | Internal | Summer | B2 | 25 | 2540 | 0 | 92.72 | 94.52 | 8 | 0
2040 | MISO_MO-IL_2_ENT | MISO_MO-IL | ENT | Internal | Summer | B3 | 75 | 2540 | 0 | 92.44 | 94.52 | 8 | 0
2040 | MISO_MO-IL_2_ENT | MISO_MO-IL | ENT | Internal | Summer | B4 | 100 | 2540 | 0 | 92.01 | 92.52 | 8 | 0
2040 | MISO_MO-IL_2_ENT | MISO_MO-IL | ENT | Internal | Summer | B5 | 200 | 2540 | 0 | 89.6 | 88.11 | 8 | 0
2040 | MISO_MO-IL_2_ENT | MISO_MO-IL | ENT | Internal | Summer | B6 | 300 | 2540 | 0 | 72.28 | 75.28 | 8 | 0
2040 | MISO_MO-IL_2_ENT | MISO_MO-IL | ENT | Internal | Summer | B7 | 400 | 2540 | 0 | 57.73 | 62.02 | 8 | 0
2040 | MISO_MO-IL_2_ENT | MISO_MO-IL | ENT | Internal | Summer | B8 | 500 | 2540 | 0 | 52.57 | 60 | 8 | 0
2040 | MISO_MO-IL_2_ENT | MISO_MO-IL | ENT | Internal | Summer | B9 | 800 | 2540 | 1471.3 | 50.3 | 58.3 | 8 | 0
2040 | MISO_MO-IL_2_ENT | MISO_MO-IL | ENT | Internal | Summer | B10 | 1262 | 2540 | 2540 | 41.89 | 52.76 | 8 | 2.88
2040 | MISO_MO-IL_2_ENT | MISO_MO-IL | ENT | Internal | Winter | B16 | 25 | 2540 | 0.04 | 68.75 | 76.29 | 8 | 0
2040 | MISO_MO-IL_2_ENT | MISO_MO-IL | ENT | Internal | Winter | B17 | 100 | 2540 | 0 | 60.87 | 66.07 | 8 | 0
2040 | MISO_MO-IL_2_ENT | MISO_MO-IL | ENT | Internal | Winter | B18 | 400 | 2540 | 0 | 59.6 | 66.07 | 8 | 0
2040 | MISO_MO-IL_2_ENT | MISO_MO-IL | ENT | Internal | Winter | B19 | 700 | 2540 | 0 | 56.2 | 63.4 | 8 | 0
2040 | MISO_MO-IL_2_ENT | MISO_MO-IL | ENT | Internal | Winter | B20 | 935 | 2540 | 2540 | 46.09 | 56.11 | 8 | 2.02
2040 | MISO_MO-IL_2_MISO_IN | MISO_MO-IL | MISO_IN | Internal | Shoulder | B11 | 25 | 2100 | 0.84 | 79.39 | 79.38 | 0.01 | 0
2040 | MISO_MO-IL_2_MISO_IN | MISO_MO-IL | MISO_IN | Internal | Shoulder | B12 | 200 | 2100 | 2100 | 59.86 | 63.53 | 0.01 | 3.65
2040 | MISO_MO-IL_2_MISO_IN | MISO_MO-IL | MISO_IN | Internal | Shoulder | B13 | 600 | 2100 | 2099.99 | 58.26 | 58.32 | 0.01 | 0.05
2040 | MISO_MO-IL_2_MISO_IN | MISO_MO-IL | MISO_IN | Internal | Shoulder | B14 | 900 | 2100 | 2100 | 53.73 | 57.71 | 0.01 | 3.96
2040 | MISO_MO-IL_2_MISO_IN | MISO_MO-IL | MISO_IN | Internal | Shoulder | B15 | 1203 | 2100 | 2100 | 47.69 | 53.57 | 0.01 | 5.87
2040 | MISO_MO-IL_2_MISO_IN | MISO_MO-IL | MISO_IN | Internal | Summer | B1 | 10 | 2100 | 4.86 | 94.63 | 94.63 | 0.01 | 0
2040 | MISO_MO-IL_2_MISO_IN | MISO_MO-IL | MISO_IN | Internal | Summer | B2 | 25 | 2100 | 2099.99 | 92.72 | 94.46 | 0.01 | 1.73
2040 | MISO_MO-IL_2_MISO_IN | MISO_MO-IL | MISO_IN | Internal | Summer | B3 | 75 | 2100 | 91.09 | 92.44 | 92.45 | 0.01 | 0
2040 | MISO_MO-IL_2_MISO_IN | MISO_MO-IL | MISO_IN | Internal | Summer | B4 | 100 | 2100 | 0.2 | 92.01 | 91.99 | 0.01 | 0
2040 | MISO_MO-IL_2_MISO_IN | MISO_MO-IL | MISO_IN | Internal | Summer | B5 | 200 | 2100 | 0.11 | 89.6 | 89.59 | 0.01 | 0
2040 | MISO_MO-IL_2_MISO_IN | MISO_MO-IL | MISO_IN | Internal | Summer | B6 | 300 | 2100 | 0.07 | 72.28 | 72.27 | 0.01 | 0
2040 | MISO_MO-IL_2_MISO_IN | MISO_MO-IL | MISO_IN | Internal | Summer | B7 | 400 | 2100 | 2049.36 | 57.73 | 57.74 | 0.01 | 0
2040 | MISO_MO-IL_2_MISO_IN | MISO_MO-IL | MISO_IN | Internal | Summer | B8 | 500 | 2100 | 2100 | 52.57 | 53.65 | 0.01 | 1.07
2040 | MISO_MO-IL_2_MISO_IN | MISO_MO-IL | MISO_IN | Internal | Summer | B9 | 800 | 2100 | 1043.47 | 50.3 | 50.32 | 0.01 | 0
2040 | MISO_MO-IL_2_MISO_IN | MISO_MO-IL | MISO_IN | Internal | Summer | B10 | 1262 | 2100 | 2100 | 41.89 | 48.49 | 0.01 | 6.59
2040 | MISO_MO-IL_2_MISO_IN | MISO_MO-IL | MISO_IN | Internal | Winter | B16 | 25 | 2100 | 2100 | 68.75 | 73.27 | 0.01 | 4.51
2040 | MISO_MO-IL_2_MISO_IN | MISO_MO-IL | MISO_IN | Internal | Winter | B17 | 100 | 2100 | 2100 | 60.87 | 69.59 | 0.01 | 8.71
2040 | MISO_MO-IL_2_MISO_IN | MISO_MO-IL | MISO_IN | Internal | Winter | B18 | 400 | 2100 | 2100 | 59.6 | 60.84 | 0.01 | 1.23
2040 | MISO_MO-IL_2_MISO_IN | MISO_MO-IL | MISO_IN | Internal | Winter | B19 | 700 | 2100 | 2100 | 56.2 | 59.42 | 0.01 | 3.2
2040 | MISO_MO-IL_2_MISO_IN | MISO_MO-IL | MISO_IN | Internal | Winter | B20 | 935 | 2100 | 2100 | 46.09 | 51.29 | 0.01 | 5.19
2040 | MISO_MO-IL_2_MISO_W | MISO_MO-IL | MISO_W | Internal | Shoulder | B11 | 25 | 960 | 0.77 | 79.39 | 79.38 | 0.01 | 0
2040 | MISO_MO-IL_2_MISO_W | MISO_MO-IL | MISO_W | Internal | Shoulder | B12 | 200 | 960 | 0.1 | 59.86 | 59.85 | 0.01 | 0
2040 | MISO_MO-IL_2_MISO_W | MISO_MO-IL | MISO_W | Internal | Shoulder | B13 | 600 | 960 | 0.03 | 58.26 | 58.25 | 0.01 | 0
2040 | MISO_MO-IL_2_MISO_W | MISO_MO-IL | MISO_W | Internal | Shoulder | B14 | 900 | 960 | 0.02 | 53.73 | 53.72 | 0.01 | 0
2040 | MISO_MO-IL_2_MISO_W | MISO_MO-IL | MISO_W | Internal | Shoulder | B15 | 1203 | 960 | 0 | 47.69 | 40.62 | 0.01 | 0
2040 | MISO_MO-IL_2_MISO_W | MISO_MO-IL | MISO_W | Internal | Summer | B1 | 10 | 960 | 1.9 | 94.63 | 94.61 | 0.01 | 0
2040 | MISO_MO-IL_2_MISO_W | MISO_MO-IL | MISO_W | Internal | Summer | B2 | 25 | 960 | 0.78 | 92.72 | 92.71 | 0.01 | 0
2040 | MISO_MO-IL_2_MISO_W | MISO_MO-IL | MISO_W | Internal | Summer | B3 | 75 | 960 | 959.8 | 92.44 | 92.48 | 0.01 | 0.03
2040 | MISO_MO-IL_2_MISO_W | MISO_MO-IL | MISO_W | Internal | Summer | B4 | 100 | 960 | 0.21 | 92.01 | 91.99 | 0.01 | 0
2040 | MISO_MO-IL_2_MISO_W | MISO_MO-IL | MISO_W | Internal | Summer | B5 | 200 | 960 | 0.1 | 89.6 | 89.59 | 0.01 | 0
2040 | MISO_MO-IL_2_MISO_W | MISO_MO-IL | MISO_W | Internal | Summer | B6 | 300 | 960 | 960 | 72.28 | 73.28 | 0.01 | 0.99
2040 | MISO_MO-IL_2_MISO_W | MISO_MO-IL | MISO_W | Internal | Summer | B7 | 400 | 960 | 0.05 | 57.73 | 57.72 | 0.01 | 0
2040 | MISO_MO-IL_2_MISO_W | MISO_MO-IL | MISO_W | Internal | Summer | B8 | 500 | 960 | 0.04 | 52.57 | 52.56 | 0.01 | 0
2040 | MISO_MO-IL_2_MISO_W | MISO_MO-IL | MISO_W | Internal | Summer | B9 | 800 | 960 | 0.03 | 50.3 | 50.29 | 0.01 | 0
2040 | MISO_MO-IL_2_MISO_W | MISO_MO-IL | MISO_W | Internal | Summer | B10 | 1262 | 960 | 0 | 41.89 | 39.5 | 0.01 | 0
2040 | MISO_MO-IL_2_MISO_W | MISO_MO-IL | MISO_W | Internal | Winter | B16 | 25 | 960 | 0 | 68.75 | 64.29 | 0.01 | 0
2040 | MISO_MO-IL_2_MISO_W | MISO_MO-IL | MISO_W | Internal | Winter | B17 | 100 | 960 | 0.19 | 60.87 | 60.85 | 0.01 | 0
2040 | MISO_MO-IL_2_MISO_W | MISO_MO-IL | MISO_W | Internal | Winter | B18 | 400 | 960 | 0.05 | 59.6 | 59.59 | 0.01 | 0
2040 | MISO_MO-IL_2_MISO_W | MISO_MO-IL | MISO_W | Internal | Winter | B19 | 700 | 960 | 0.03 | 56.2 | 56.19 | 0.01 | 0
2040 | MISO_MO-IL_2_MISO_W | MISO_MO-IL | MISO_W | Internal | Winter | B20 | 935 | 960 | 0 | 46.09 | 39.5 | 0.01 | 0
2040 | MISO_MO-IL_2_PJM_ROR | MISO_MO-IL | PJM_ROR | Internal | Shoulder | B11 | 25 | 1212 | 0 | 79.39 | 71.15 | 2 | 0
2040 | MISO_MO-IL_2_PJM_ROR | MISO_MO-IL | PJM_ROR | Internal | Shoulder | B12 | 200 | 1212 | 0 | 59.86 | 61.53 | 2 | 0
2040 | MISO_MO-IL_2_PJM_ROR | MISO_MO-IL | PJM_ROR | Internal | Shoulder | B13 | 600 | 1212 | 0 | 58.26 | 56.32 | 2 | 0
2040 | MISO_MO-IL_2_PJM_ROR | MISO_MO-IL | PJM_ROR | Internal | Shoulder | B14 | 900 | 1212 | 0.05 | 53.73 | 55.72 | 2 | 0
2040 | MISO_MO-IL_2_PJM_ROR | MISO_MO-IL | PJM_ROR | Internal | Shoulder | B15 | 1203 | 1212 | 1212 | 47.69 | 51.58 | 2 | 1.89
2040 | MISO_MO-IL_2_PJM_ROR | MISO_MO-IL | PJM_ROR | Internal | Summer | B1 | 10 | 1212 | 0.01 | 94.63 | 92.63 | 2 | 0
2040 | MISO_MO-IL_2_PJM_ROR | MISO_MO-IL | PJM_ROR | Internal | Summer | B2 | 25 | 1212 | 0 | 92.72 | 90.44 | 2 | 0
2040 | MISO_MO-IL_2_PJM_ROR | MISO_MO-IL | PJM_ROR | Internal | Summer | B3 | 75 | 1212 | 0 | 92.44 | 90.44 | 2 | 0
2040 | MISO_MO-IL_2_PJM_ROR | MISO_MO-IL | PJM_ROR | Internal | Summer | B4 | 100 | 1212 | 0 | 92.01 | 89.99 | 2 | 0
2040 | MISO_MO-IL_2_PJM_ROR | MISO_MO-IL | PJM_ROR | Internal | Summer | B5 | 200 | 1212 | 0 | 89.6 | 87.59 | 2 | 0
2040 | MISO_MO-IL_2_PJM_ROR | MISO_MO-IL | PJM_ROR | Internal | Summer | B6 | 300 | 1212 | 0 | 72.28 | 70.28 | 2 | 0
2040 | MISO_MO-IL_2_PJM_ROR | MISO_MO-IL | PJM_ROR | Internal | Summer | B7 | 400 | 1212 | 0 | 57.73 | 57.02 | 2 | 0
2040 | MISO_MO-IL_2_PJM_ROR | MISO_MO-IL | PJM_ROR | Internal | Summer | B8 | 500 | 1212 | 0 | 52.57 | 53.37 | 2 | 0
2040 | MISO_MO-IL_2_PJM_ROR | MISO_MO-IL | PJM_ROR | Internal | Summer | B9 | 800 | 1212 | 0 | 50.3 | 49.78 | 2 | 0
2040 | MISO_MO-IL_2_PJM_ROR | MISO_MO-IL | PJM_ROR | Internal | Summer | B10 | 1262 | 1212 | 1212 | 41.89 | 46.51 | 2 | 2.63
2040 | MISO_MO-IL_2_PJM_ROR | MISO_MO-IL | PJM_ROR | Internal | Winter | B16 | 25 | 1212 | 1211.96 | 68.75 | 71.27 | 2 | 0.52
2040 | MISO_MO-IL_2_PJM_ROR | MISO_MO-IL | PJM_ROR | Internal | Winter | B17 | 100 | 1212 | 1212 | 60.87 | 68.84 | 2 | 5.97
2040 | MISO_MO-IL_2_PJM_ROR | MISO_MO-IL | PJM_ROR | Internal | Winter | B18 | 400 | 1212 | 0 | 59.6 | 60.69 | 2 | 0
2040 | MISO_MO-IL_2_PJM_ROR | MISO_MO-IL | PJM_ROR | Internal | Winter | B19 | 700 | 1212 | 0.06 | 56.2 | 58.19 | 2 | 0
2040 | MISO_MO-IL_2_PJM_ROR | MISO_MO-IL | PJM_ROR | Internal | Winter | B20 | 935 | 1212 | 1212 | 46.09 | 53.3 | 2 | 5.22
2040 | MISO_MO-IL_2_SPP_N | MISO_MO-IL | SPP_N | Internal | Shoulder | B11 | 25 | 2000 | 0.02 | 79.39 | 86.38 | 8 | 0
2040 | MISO_MO-IL_2_SPP_N | MISO_MO-IL | SPP_N | Internal | Shoulder | B12 | 200 | 2000 | 0 | 59.86 | 60.72 | 8 | 0
2040 | MISO_MO-IL_2_SPP_N | MISO_MO-IL | SPP_N | Internal | Shoulder | B13 | 600 | 2000 | 0 | 58.26 | 59.24 | 8 | 0
2040 | MISO_MO-IL_2_SPP_N | MISO_MO-IL | SPP_N | Internal | Shoulder | B14 | 900 | 2000 | 0 | 53.73 | 56.51 | 8 | 0
2040 | MISO_MO-IL_2_SPP_N | MISO_MO-IL | SPP_N | Internal | Shoulder | B15 | 1203 | 2000 | 0 | 47.69 | 45.66 | 8 | 0
2040 | MISO_MO-IL_2_SPP_N | MISO_MO-IL | SPP_N | Internal | Summer | B1 | 10 | 2000 | 0 | 94.63 | 94.63 | 8 | 0
2040 | MISO_MO-IL_2_SPP_N | MISO_MO-IL | SPP_N | Internal | Summer | B2 | 25 | 2000 | 0 | 92.72 | 94.26 | 8 | 0
2040 | MISO_MO-IL_2_SPP_N | MISO_MO-IL | SPP_N | Internal | Summer | B3 | 75 | 2000 | 0 | 92.44 | 94.26 | 8 | 0
2040 | MISO_MO-IL_2_SPP_N | MISO_MO-IL | SPP_N | Internal | Summer | B4 | 100 | 2000 | 0 | 92.01 | 94.26 | 8 | 0
2040 | MISO_MO-IL_2_SPP_N | MISO_MO-IL | SPP_N | Internal | Summer | B5 | 200 | 2000 | 0 | 89.6 | 94.26 | 8 | 0
2040 | MISO_MO-IL_2_SPP_N | MISO_MO-IL | SPP_N | Internal | Summer | B6 | 300 | 2000 | 110.89 | 72.28 | 80.28 | 8 | 0
2040 | MISO_MO-IL_2_SPP_N | MISO_MO-IL | SPP_N | Internal | Summer | B7 | 400 | 2000 | 0 | 57.73 | 64.72 | 8 | 0
2040 | MISO_MO-IL_2_SPP_N | MISO_MO-IL | SPP_N | Internal | Summer | B8 | 500 | 2000 | 0 | 52.57 | 59.35 | 8 | 0
2040 | MISO_MO-IL_2_SPP_N | MISO_MO-IL | SPP_N | Internal | Summer | B9 | 800 | 2000 | 0 | 50.3 | 57.29 | 8 | 0
2040 | MISO_MO-IL_2_SPP_N | MISO_MO-IL | SPP_N | Internal | Summer | B10 | 1262 | 2000 | 0 | 41.89 | 46.5 | 8 | 0
2040 | MISO_MO-IL_2_SPP_N | MISO_MO-IL | SPP_N | Internal | Winter | B16 | 25 | 2000 | 0 | 68.75 | 71.29 | 8 | 0
2040 | MISO_MO-IL_2_SPP_N | MISO_MO-IL | SPP_N | Internal | Winter | B17 | 100 | 2000 | 0 | 60.87 | 62.03 | 8 | 0
2040 | MISO_MO-IL_2_SPP_N | MISO_MO-IL | SPP_N | Internal | Winter | B18 | 400 | 2000 | 0 | 59.6 | 61.07 | 8 | 0
2040 | MISO_MO-IL_2_SPP_N | MISO_MO-IL | SPP_N | Internal | Winter | B19 | 700 | 2000 | 0 | 56.2 | 58.4 | 8 | 0
2040 | MISO_MO-IL_2_SPP_N | MISO_MO-IL | SPP_N | Internal | Winter | B20 | 935 | 2000 | 0 | 46.09 | 44.4 | 8 | 0
2040 | MISO_MO-IL_2_TVA_Transmission | MISO_MO-IL | TVA_Transmission | Internal | Shoulder | B11 | 25 | 4000 | 0 | 79.39 | 78.39 | 8 | 0
2040 | MISO_MO-IL_2_TVA_Transmission | MISO_MO-IL | TVA_Transmission | Internal | Shoulder | B12 | 200 | 4000 | 0 | 59.86 | 64.77 | 8 | 0
2040 | MISO_MO-IL_2_TVA_Transmission | MISO_MO-IL | TVA_Transmission | Internal | Shoulder | B13 | 600 | 4000 | 0 | 58.26 | 61.54 | 8 | 0
2040 | MISO_MO-IL_2_TVA_Transmission | MISO_MO-IL | TVA_Transmission | Internal | Shoulder | B14 | 900 | 4000 | 0 | 53.73 | 61.12 | 8 | 0
2040 | MISO_MO-IL_2_TVA_Transmission | MISO_MO-IL | TVA_Transmission | Internal | Shoulder | B15 | 1203 | 4000 | 640.47 | 47.69 | 55.69 | 8 | 0
2040 | MISO_MO-IL_2_TVA_Transmission | MISO_MO-IL | TVA_Transmission | Internal | Summer | B1 | 10 | 4000 | 1206.49 | 94.63 | 102.63 | 8 | 0
2040 | MISO_MO-IL_2_TVA_Transmission | MISO_MO-IL | TVA_Transmission | Internal | Summer | B2 | 25 | 4000 | 274.03 | 92.72 | 100.72 | 8 | 0
2040 | MISO_MO-IL_2_TVA_Transmission | MISO_MO-IL | TVA_Transmission | Internal | Summer | B3 | 75 | 4000 | 0 | 92.44 | 96.44 | 8 | 0
2040 | MISO_MO-IL_2_TVA_Transmission | MISO_MO-IL | TVA_Transmission | Internal | Summer | B4 | 100 | 4000 | 0 | 92.01 | 95.99 | 8 | 0
2040 | MISO_MO-IL_2_TVA_Transmission | MISO_MO-IL | TVA_Transmission | Internal | Summer | B5 | 200 | 4000 | 0 | 89.6 | 93.59 | 8 | 0
2040 | MISO_MO-IL_2_TVA_Transmission | MISO_MO-IL | TVA_Transmission | Internal | Summer | B6 | 300 | 4000 | 0 | 72.28 | 75.36 | 8 | 0
2040 | MISO_MO-IL_2_TVA_Transmission | MISO_MO-IL | TVA_Transmission | Internal | Summer | B7 | 400 | 4000 | 0 | 57.73 | 61.98 | 8 | 0
2040 | MISO_MO-IL_2_TVA_Transmission | MISO_MO-IL | TVA_Transmission | Internal | Summer | B8 | 500 | 4000 | 0 | 52.57 | 59.34 | 8 | 0
2040 | MISO_MO-IL_2_TVA_Transmission | MISO_MO-IL | TVA_Transmission | Internal | Summer | B9 | 800 | 4000 | 0 | 50.3 | 54.54 | 8 | 0
2040 | MISO_MO-IL_2_TVA_Transmission | MISO_MO-IL | TVA_Transmission | Internal | Summer | B10 | 1262 | 4000 | 0 | 41.89 | 48.2 | 8 | 0
2040 | MISO_MO-IL_2_TVA_Transmission | MISO_MO-IL | TVA_Transmission | Internal | Winter | B16 | 25 | 4000 | 982.24 | 68.75 | 76.75 | 8 | 0
2040 | MISO_MO-IL_2_TVA_Transmission | MISO_MO-IL | TVA_Transmission | Internal | Winter | B17 | 100 | 4000 | 0.05 | 60.87 | 68.74 | 8 | 0
2040 | MISO_MO-IL_2_TVA_Transmission | MISO_MO-IL | TVA_Transmission | Internal | Winter | B18 | 400 | 4000 | 0 | 59.6 | 63.83 | 8 | 0
2040 | MISO_MO-IL_2_TVA_Transmission | MISO_MO-IL | TVA_Transmission | Internal | Winter | B19 | 700 | 4000 | 0 | 56.2 | 62.62 | 8 | 0
2040 | MISO_MO-IL_2_TVA_Transmission | MISO_MO-IL | TVA_Transmission | Internal | Winter | B20 | 935 | 4000 | 1496.14 | 46.09 | 54.09 | 8 | 0
2040 | MISO_W_2_IESO | MISO_W | IESO | Internal | Shoulder | B11 | 25 | 90 | 0 | 79.38 | 51.5 | 8 | 0
2040 | MISO_W_2_IESO | MISO_W | IESO | Internal | Shoulder | B12 | 200 | 90 | 0 | 59.85 | 51.5 | 8 | 0
2040 | MISO_W_2_IESO | MISO_W | IESO | Internal | Shoulder | B13 | 600 | 90 | 0 | 58.25 | 51.23 | 8 | 0
2040 | MISO_W_2_IESO | MISO_W | IESO | Internal | Shoulder | B14 | 900 | 90 | 0 | 53.72 | 50.72 | 8 | 0
2040 | MISO_W_2_IESO | MISO_W | IESO | Internal | Shoulder | B15 | 1203 | 90 | 90 | 40.62 | 50.72 | 8 | 2.1
2040 | MISO_W_2_IESO | MISO_W | IESO | Internal | Summer | B1 | 10 | 90 | 0 | 94.61 | 85.2 | 8 | 0
2040 | MISO_W_2_IESO | MISO_W | IESO | Internal | Summer | B2 | 25 | 90 | 0 | 92.71 | 87.48 | 8 | 0
2040 | MISO_W_2_IESO | MISO_W | IESO | Internal | Summer | B3 | 75 | 90 | 0 | 92.48 | 82.56 | 8 | 0
2040 | MISO_W_2_IESO | MISO_W | IESO | Internal | Summer | B4 | 100 | 90 | 0 | 91.99 | 75.37 | 8 | 0
2040 | MISO_W_2_IESO | MISO_W | IESO | Internal | Summer | B5 | 200 | 90 | 0 | 89.59 | 68.29 | 8 | 0
2040 | MISO_W_2_IESO | MISO_W | IESO | Internal | Summer | B6 | 300 | 90 | 0 | 73.28 | 55.27 | 8 | 0
2040 | MISO_W_2_IESO | MISO_W | IESO | Internal | Summer | B7 | 400 | 90 | 0 | 57.72 | 50.76 | 8 | 0
2040 | MISO_W_2_IESO | MISO_W | IESO | Internal | Summer | B8 | 500 | 90 | 0 | 52.56 | 46.66 | 8 | 0
2040 | MISO_W_2_IESO | MISO_W | IESO | Internal | Summer | B9 | 800 | 90 | 0 | 50.29 | 46.66 | 8 | 0
2040 | MISO_W_2_IESO | MISO_W | IESO | Internal | Summer | B10 | 1262 | 90 | 0 | 39.5 | 46.66 | 8 | 0
2040 | MISO_W_2_IESO | MISO_W | IESO | Internal | Winter | B16 | 25 | 90 | 0 | 64.29 | 53.86 | 8 | 0
2040 | MISO_W_2_IESO | MISO_W | IESO | Internal | Winter | B17 | 100 | 90 | 0 | 60.85 | 53.85 | 8 | 0
2040 | MISO_W_2_IESO | MISO_W | IESO | Internal | Winter | B18 | 400 | 90 | 0 | 59.59 | 53.85 | 8 | 0
2040 | MISO_W_2_IESO | MISO_W | IESO | Internal | Winter | B19 | 700 | 90 | 0 | 56.19 | 53.85 | 8 | 0
2040 | MISO_W_2_IESO | MISO_W | IESO | Internal | Winter | B20 | 935 | 90 | 90 | 39.5 | 53.85 | 8 | 6.36
2040 | MISO_W_2_MAPP_CA | MISO_W | MAPP_CA | Internal | Shoulder | B11 | 25 | 700 | 0.45 | 79.38 | 79.35 | 0.01 | 0
2040 | MISO_W_2_MAPP_CA | MISO_W | MAPP_CA | Internal | Shoulder | B12 | 200 | 700 | 0.1 | 59.85 | 59.84 | 0.01 | 0
2040 | MISO_W_2_MAPP_CA | MISO_W | MAPP_CA | Internal | Shoulder | B13 | 600 | 700 | 0.03 | 58.25 | 58.23 | 0.01 | 0
2040 | MISO_W_2_MAPP_CA | MISO_W | MAPP_CA | Internal | Shoulder | B14 | 900 | 700 | 700 | 53.72 | 56.16 | 0.01 | 2.42
2040 | MISO_W_2_MAPP_CA | MISO_W | MAPP_CA | Internal | Shoulder | B15 | 1203 | 700 | 700 | 40.62 | 56.16 | 0.01 | 15.53
2040 | MISO_W_2_MAPP_CA | MISO_W | MAPP_CA | Internal | Summer | B1 | 10 | 700 | 0.02 | 94.61 | 92.47 | 0.01 | 0
2040 | MISO_W_2_MAPP_CA | MISO_W | MAPP_CA | Internal | Summer | B2 | 25 | 700 | 0.08 | 92.71 | 92.47 | 0.01 | 0
2040 | MISO_W_2_MAPP_CA | MISO_W | MAPP_CA | Internal | Summer | B3 | 75 | 700 | 0.25 | 92.48 | 92.47 | 0.01 | 0
2040 | MISO_W_2_MAPP_CA | MISO_W | MAPP_CA | Internal | Summer | B4 | 100 | 700 | 0.19 | 91.99 | 91.98 | 0.01 | 0
2040 | MISO_W_2_MAPP_CA | MISO_W | MAPP_CA | Internal | Summer | B5 | 200 | 700 | 0.1 | 89.59 | 89.58 | 0.01 | 0
2040 | MISO_W_2_MAPP_CA | MISO_W | MAPP_CA | Internal | Summer | B6 | 300 | 700 | 0.06 | 73.28 | 73.27 | 0.01 | 0
2040 | MISO_W_2_MAPP_CA | MISO_W | MAPP_CA | Internal | Summer | B7 | 400 | 700 | 0.05 | 57.72 | 57.71 | 0.01 | 0
2040 | MISO_W_2_MAPP_CA | MISO_W | MAPP_CA | Internal | Summer | B8 | 500 | 700 | 0.08 | 52.56 | 52.56 | 0.01 | 0
2040 | MISO_W_2_MAPP_CA | MISO_W | MAPP_CA | Internal | Summer | B9 | 800 | 700 | 700 | 50.29 | 52.56 | 0.01 | 2.25
2040 | MISO_W_2_MAPP_CA | MISO_W | MAPP_CA | Internal | Summer | B10 | 1262 | 700 | 700 | 39.5 | 52.56 | 0.01 | 13.05
2040 | MISO_W_2_MAPP_CA | MISO_W | MAPP_CA | Internal | Winter | B16 | 25 | 700 | 21.63 | 64.29 | 64.3 | 0.01 | 0
2040 | MISO_W_2_MAPP_CA | MISO_W | MAPP_CA | Internal | Winter | B17 | 100 | 700 | 699.99 | 60.85 | 61.33 | 0.01 | 0.46
2040 | MISO_W_2_MAPP_CA | MISO_W | MAPP_CA | Internal | Winter | B18 | 400 | 700 | 700 | 59.59 | 61.33 | 0.01 | 1.73
2040 | MISO_W_2_MAPP_CA | MISO_W | MAPP_CA | Internal | Winter | B19 | 700 | 700 | 700 | 56.19 | 61.33 | 0.01 | 5.12
2040 | MISO_W_2_MAPP_CA | MISO_W | MAPP_CA | Internal | Winter | B20 | 935 | 700 | 700 | 39.5 | 61.33 | 0.01 | 21.82
2040 | MISO_W_2_MAPP_US | MISO_W | MAPP_US | Internal | Shoulder | B11 | 25 | 2300 | 0 | 79.38 | 72.38 | 7 | 0
2040 | MISO_W_2_MAPP_US | MISO_W | MAPP_US | Internal | Shoulder | B12 | 200 | 2300 | 0 | 59.85 | 52.85 | 7 | 0
2040 | MISO_W_2_MAPP_US | MISO_W | MAPP_US | Internal | Shoulder | B13 | 600 | 2300 | 0 | 58.25 | 51.25 | 7 | 0
2040 | MISO_W_2_MAPP_US | MISO_W | MAPP_US | Internal | Shoulder | B14 | 900 | 2300 | 0 | 53.72 | 49.5 | 7 | 0
2040 | MISO_W_2_MAPP_US | MISO_W | MAPP_US | Internal | Shoulder | B15 | 1203 | 2300 | 0 | 40.62 | 37.47 | 7 | 0
2040 | MISO_W_2_MAPP_US | MISO_W | MAPP_US | Internal | Summer | B1 | 10 | 2300 | 0 | 94.61 | 87.61 | 7 | 0
2040 | MISO_W_2_MAPP_US | MISO_W | MAPP_US | Internal | Summer | B2 | 25 | 2300 | 0 | 92.71 | 87.25 | 7 | 0
2040 | MISO_W_2_MAPP_US | MISO_W | MAPP_US | Internal | Summer | B3 | 75 | 2300 | 0 | 92.48 | 87.25 | 7 | 0
2040 | MISO_W_2_MAPP_US | MISO_W | MAPP_US | Internal | Summer | B4 | 100 | 2300 | 0 | 91.99 | 87.25 | 7 | 0
2040 | MISO_W_2_MAPP_US | MISO_W | MAPP_US | Internal | Summer | B5 | 200 | 2300 | 0 | 89.59 | 83.43 | 7 | 0
2040 | MISO_W_2_MAPP_US | MISO_W | MAPP_US | Internal | Summer | B6 | 300 | 2300 | 0 | 73.28 | 66.28 | 7 | 0
2040 | MISO_W_2_MAPP_US | MISO_W | MAPP_US | Internal | Summer | B7 | 400 | 2300 | 0 | 57.72 | 55.56 | 7 | 0
2040 | MISO_W_2_MAPP_US | MISO_W | MAPP_US | Internal | Summer | B8 | 500 | 2300 | 0 | 52.56 | 45.56 | 7 | 0
2040 | MISO_W_2_MAPP_US | MISO_W | MAPP_US | Internal | Summer | B9 | 800 | 2300 | 0 | 50.29 | 45.56 | 7 | 0
2040 | MISO_W_2_MAPP_US | MISO_W | MAPP_US | Internal | Summer | B10 | 1262 | 2300 | 0 | 39.5 | 32.5 | 7 | 0
2040 | MISO_W_2_MAPP_US | MISO_W | MAPP_US | Internal | Winter | B16 | 25 | 2300 | 0 | 64.29 | 61.34 | 7 | 0
2040 | MISO_W_2_MAPP_US | MISO_W | MAPP_US | Internal | Winter | B17 | 100 | 2300 | 0 | 60.85 | 54.33 | 7 | 0
2040 | MISO_W_2_MAPP_US | MISO_W | MAPP_US | Internal | Winter | B18 | 400 | 2300 | 0 | 59.59 | 52.59 | 7 | 0
2040 | MISO_W_2_MAPP_US | MISO_W | MAPP_US | Internal | Winter | B19 | 700 | 2300 | 0 | 56.19 | 51.39 | 7 | 0
2040 | MISO_W_2_MAPP_US | MISO_W | MAPP_US | Internal | Winter | B20 | 935 | 2300 | 0 | 39.5 | 36.31 | 7 | 0
2040 | MISO_W_2_MISO_MO-IL | MISO_W | MISO_MO-IL | Internal | Shoulder | B11 | 25 | 3800 | 1651.56 | 79.38 | 79.39 | 0.01 | 0
2040 | MISO_W_2_MISO_MO-IL | MISO_W | MISO_MO-IL | Internal | Shoulder | B12 | 200 | 3800 | 2052.01 | 59.85 | 59.86 | 0.01 | 0
2040 | MISO_W_2_MISO_MO-IL | MISO_W | MISO_MO-IL | Internal | Shoulder | B13 | 600 | 3800 | 1785.36 | 58.25 | 58.26 | 0.01 | 0
2040 | MISO_W_2_MISO_MO-IL | MISO_W | MISO_MO-IL | Internal | Shoulder | B14 | 900 | 3800 | 1251.33 | 53.72 | 53.73 | 0.01 | 0
2040 | MISO_W_2_MISO_MO-IL | MISO_W | MISO_MO-IL | Internal | Shoulder | B15 | 1203 | 3800 | 3800 | 40.62 | 47.69 | 0.01 | 7.06
2040 | MISO_W_2_MISO_MO-IL | MISO_W | MISO_MO-IL | Internal | Summer | B1 | 10 | 3800 | 1098.41 | 94.61 | 94.63 | 0.01 | 0
2040 | MISO_W_2_MISO_MO-IL | MISO_W | MISO_MO-IL | Internal | Summer | B2 | 25 | 3800 | 1374.62 | 92.71 | 92.72 | 0.01 | 0
2040 | MISO_W_2_MISO_MO-IL | MISO_W | MISO_MO-IL | Internal | Summer | B3 | 75 | 3800 | 0.11 | 92.48 | 92.44 | 0.01 | 0
2040 | MISO_W_2_MISO_MO-IL | MISO_W | MISO_MO-IL | Internal | Summer | B4 | 100 | 3800 | 100.12 | 91.99 | 92.01 | 0.01 | 0
2040 | MISO_W_2_MISO_MO-IL | MISO_W | MISO_MO-IL | Internal | Summer | B5 | 200 | 3800 | 303.33 | 89.59 | 89.6 | 0.01 | 0
2040 | MISO_W_2_MISO_MO-IL | MISO_W | MISO_MO-IL | Internal | Summer | B6 | 300 | 3800 | 0 | 73.28 | 72.28 | 0.01 | 0
2040 | MISO_W_2_MISO_MO-IL | MISO_W | MISO_MO-IL | Internal | Summer | B7 | 400 | 3800 | 1929.1 | 57.72 | 57.73 | 0.01 | 0
2040 | MISO_W_2_MISO_MO-IL | MISO_W | MISO_MO-IL | Internal | Summer | B8 | 500 | 3800 | 1277.16 | 52.56 | 52.57 | 0.01 | 0
2040 | MISO_W_2_MISO_MO-IL | MISO_W | MISO_MO-IL | Internal | Summer | B9 | 800 | 3800 | 167.75 | 50.29 | 50.3 | 0.01 | 0
2040 | MISO_W_2_MISO_MO-IL | MISO_W | MISO_MO-IL | Internal | Summer | B10 | 1262 | 3800 | 3800 | 39.5 | 41.89 | 0.01 | 2.38
2040 | MISO_W_2_MISO_MO-IL | MISO_W | MISO_MO-IL | Internal | Winter | B16 | 25 | 3800 | 3800 | 64.29 | 68.75 | 0.01 | 4.45
2040 | MISO_W_2_MISO_MO-IL | MISO_W | MISO_MO-IL | Internal | Winter | B17 | 100 | 3800 | 3318.14 | 60.85 | 60.87 | 0.01 | 0
2040 | MISO_W_2_MISO_MO-IL | MISO_W | MISO_MO-IL | Internal | Winter | B18 | 400 | 3800 | 1325.53 | 59.59 | 59.6 | 0.01 | 0
2040 | MISO_W_2_MISO_MO-IL | MISO_W | MISO_MO-IL | Internal | Winter | B19 | 700 | 3800 | 480.55 | 56.19 | 56.2 | 0.01 | 0
2040 | MISO_W_2_MISO_MO-IL | MISO_W | MISO_MO-IL | Internal | Winter | B20 | 935 | 3800 | 3800 | 39.5 | 46.09 | 0.01 | 6.58
2040 | MISO_W_2_MISO_WUMS | MISO_W | MISO_WUMS | Internal | Shoulder | B11 | 25 | 1629 | 1.62 | 79.38 | 79.38 | 0.01 | 0
2040 | MISO_W_2_MISO_WUMS | MISO_W | MISO_WUMS | Internal | Shoulder | B12 | 200 | 1629 | 1516.84 | 59.85 | 59.86 | 0.01 | 0
2040 | MISO_W_2_MISO_WUMS | MISO_W | MISO_WUMS | Internal | Shoulder | B13 | 600 | 1629 | 1237.63 | 58.25 | 58.26 | 0.01 | 0
2040 | MISO_W_2_MISO_WUMS | MISO_W | MISO_WUMS | Internal | Shoulder | B14 | 900 | 1629 | 1629 | 53.72 | 56.38 | 0.01 | 2.65
2040 | MISO_W_2_MISO_WUMS | MISO_W | MISO_WUMS | Internal | Shoulder | B15 | 1203 | 1629 | 1629 | 40.62 | 51.69 | 0.01 | 11.06
2040 | MISO_W_2_MISO_WUMS | MISO_W | MISO_WUMS | Internal | Summer | B1 | 10 | 1629 | 0 | 94.61 | 87.99 | 0.01 | 0
2040 | MISO_W_2_MISO_WUMS | MISO_W | MISO_WUMS | Internal | Summer | B2 | 25 | 1629 | 0 | 92.71 | 87.99 | 0.01 | 0
2040 | MISO_W_2_MISO_WUMS | MISO_W | MISO_WUMS | Internal | Summer | B3 | 75 | 1629 | 0 | 92.48 | 87.99 | 0.01 | 0
2040 | MISO_W_2_MISO_WUMS | MISO_W | MISO_WUMS | Internal | Summer | B4 | 100 | 1629 | 0 | 91.99 | 87.99 | 0.01 | 0
2040 | MISO_W_2_MISO_WUMS | MISO_W | MISO_WUMS | Internal | Summer | B5 | 200 | 1629 | 0 | 89.59 | 87.99 | 0.01 | 0
2040 | MISO_W_2_MISO_WUMS | MISO_W | MISO_WUMS | Internal | Summer | B6 | 300 | 1629 | 0.07 | 73.28 | 73.27 | 0.01 | 0
2040 | MISO_W_2_MISO_WUMS | MISO_W | MISO_WUMS | Internal | Summer | B7 | 400 | 1629 | 704.19 | 57.72 | 57.73 | 0.01 | 0
2040 | MISO_W_2_MISO_WUMS | MISO_W | MISO_WUMS | Internal | Summer | B8 | 500 | 1629 | 1629 | 52.56 | 54.38 | 0.01 | 1.8
2040 | MISO_W_2_MISO_WUMS | MISO_W | MISO_WUMS | Internal | Summer | B9 | 800 | 1629 | 1629 | 50.29 | 51.78 | 0.01 | 1.48
2040 | MISO_W_2_MISO_WUMS | MISO_W | MISO_WUMS | Internal | Summer | B10 | 1262 | 1629 | 1629 | 39.5 | 48.51 | 0.01 | 9
2040 | MISO_W_2_MISO_WUMS | MISO_W | MISO_WUMS | Internal | Winter | B16 | 25 | 1629 | 1629 | 64.29 | 73.27 | 0.01 | 8.97
2040 | MISO_W_2_MISO_WUMS | MISO_W | MISO_WUMS | Internal | Winter | B17 | 100 | 1629 | 1629 | 60.85 | 69.59 | 0.01 | 8.72
2040 | MISO_W_2_MISO_WUMS | MISO_W | MISO_WUMS | Internal | Winter | B18 | 400 | 1629 | 1629 | 59.59 | 60.12 | 0.01 | 0.53
2040 | MISO_W_2_MISO_WUMS | MISO_W | MISO_WUMS | Internal | Winter | B19 | 700 | 1629 | 1629 | 56.19 | 60.12 | 0.01 | 3.92
2040 | MISO_W_2_MISO_WUMS | MISO_W | MISO_WUMS | Internal | Winter | B20 | 935 | 1629 | 1629 | 39.5 | 55.03 | 0.01 | 15.52
2040 | MISO_W_2_NE | MISO_W | NE | Internal | Shoulder | B11 | 25 | 2800 | 0 | 79.38 | 79.38 | 7 | 0
2040 | MISO_W_2_NE | MISO_W | NE | Internal | Shoulder | B12 | 200 | 2800 | 0 | 59.85 | 59.85 | 7 | 0
2040 | MISO_W_2_NE | MISO_W | NE | Internal | Shoulder | B13 | 600 | 2800 | 0 | 58.25 | 58.25 | 7 | 0
2040 | MISO_W_2_NE | MISO_W | NE | Internal | Shoulder | B14 | 900 | 2800 | 0 | 53.72 | 56.5 | 7 | 0
2040 | MISO_W_2_NE | MISO_W | NE | Internal | Shoulder | B15 | 1203 | 2800 | 0 | 40.62 | 44.47 | 7 | 0
2040 | MISO_W_2_NE | MISO_W | NE | Internal | Summer | B1 | 10 | 2800 | 0 | 94.61 | 94.61 | 7 | 0
2040 | MISO_W_2_NE | MISO_W | NE | Internal | Summer | B2 | 25 | 2800 | 0 | 92.71 | 94.25 | 7 | 0
2040 | MISO_W_2_NE | MISO_W | NE | Internal | Summer | B3 | 75 | 2800 | 0 | 92.48 | 94.25 | 7 | 0
2040 | MISO_W_2_NE | MISO_W | NE | Internal | Summer | B4 | 100 | 2800 | 0 | 91.99 | 94.25 | 7 | 0
2040 | MISO_W_2_NE | MISO_W | NE | Internal | Summer | B5 | 200 | 2800 | 0 | 89.59 | 90.43 | 7 | 0
2040 | MISO_W_2_NE | MISO_W | NE | Internal | Summer | B6 | 300 | 2800 | 0 | 73.28 | 73.28 | 7 | 0
2040 | MISO_W_2_NE | MISO_W | NE | Internal | Summer | B7 | 400 | 2800 | 0 | 57.72 | 62.56 | 7 | 0
2040 | MISO_W_2_NE | MISO_W | NE | Internal | Summer | B8 | 500 | 2800 | 0 | 52.56 | 52.56 | 7 | 0
2040 | MISO_W_2_NE | MISO_W | NE | Internal | Summer | B9 | 800 | 2800 | 0 | 50.29 | 52.56 | 7 | 0
2040 | MISO_W_2_NE | MISO_W | NE | Internal | Summer | B10 | 1262 | 2800 | 0 | 39.5 | 39.5 | 7 | 0
2040 | MISO_W_2_NE | MISO_W | NE | Internal | Winter | B16 | 25 | 2800 | 0 | 64.29 | 68.34 | 7 | 0
2040 | MISO_W_2_NE | MISO_W | NE | Internal | Winter | B17 | 100 | 2800 | 0 | 60.85 | 61.33 | 7 | 0
2040 | MISO_W_2_NE | MISO_W | NE | Internal | Winter | B18 | 400 | 2800 | 0 | 59.59 | 59.59 | 7 | 0
2040 | MISO_W_2_NE | MISO_W | NE | Internal | Winter | B19 | 700 | 2800 | 0 | 56.19 | 58.39 | 7 | 0
2040 | MISO_W_2_NE | MISO_W | NE | Internal | Winter | B20 | 935 | 2800 | 0 | 39.5 | 43.31 | 7 | 0
2040 | MISO_W_2_PJM_ROR | MISO_W | PJM_ROR | Internal | Shoulder | B11 | 25 | 773 | 0 | 79.38 | 71.15 | 2 | 0
2040 | MISO_W_2_PJM_ROR | MISO_W | PJM_ROR | Internal | Shoulder | B12 | 200 | 773 | 0 | 59.85 | 61.53 | 2 | 0
2040 | MISO_W_2_PJM_ROR | MISO_W | PJM_ROR | Internal | Shoulder | B13 | 600 | 773 | 0 | 58.25 | 56.32 | 2 | 0
2040 | MISO_W_2_PJM_ROR | MISO_W | PJM_ROR | Internal | Shoulder | B14 | 900 | 773 | 481.67 | 53.72 | 55.72 | 2 | 0
2040 | MISO_W_2_PJM_ROR | MISO_W | PJM_ROR | Internal | Shoulder | B15 | 1203 | 773 | 773 | 40.62 | 51.58 | 2 | 8.96
2040 | MISO_W_2_PJM_ROR | MISO_W | PJM_ROR | Internal | Summer | B1 | 10 | 773 | 0.01 | 94.61 | 92.63 | 2 | 0
2040 | MISO_W_2_PJM_ROR | MISO_W | PJM_ROR | Internal | Summer | B2 | 25 | 773 | 0 | 92.71 | 90.44 | 2 | 0
2040 | MISO_W_2_PJM_ROR | MISO_W | PJM_ROR | Internal | Summer | B3 | 75 | 773 | 0 | 92.48 | 90.44 | 2 | 0
2040 | MISO_W_2_PJM_ROR | MISO_W | PJM_ROR | Internal | Summer | B4 | 100 | 773 | 0 | 91.99 | 89.99 | 2 | 0
2040 | MISO_W_2_PJM_ROR | MISO_W | PJM_ROR | Internal | Summer | B5 | 200 | 773 | 0 | 89.59 | 87.59 | 2 | 0
2040 | MISO_W_2_PJM_ROR | MISO_W | PJM_ROR | Internal | Summer | B6 | 300 | 773 | 0 | 73.28 | 70.28 | 2 | 0
2040 | MISO_W_2_PJM_ROR | MISO_W | PJM_ROR | Internal | Summer | B7 | 400 | 773 | 0 | 57.72 | 57.02 | 2 | 0
2040 | MISO_W_2_PJM_ROR | MISO_W | PJM_ROR | Internal | Summer | B8 | 500 | 773 | 0 | 52.56 | 53.37 | 2 | 0
2040 | MISO_W_2_PJM_ROR | MISO_W | PJM_ROR | Internal | Summer | B9 | 800 | 773 | 0 | 50.29 | 49.78 | 2 | 0
2040 | MISO_W_2_PJM_ROR | MISO_W | PJM_ROR | Internal | Summer | B10 | 1262 | 773 | 773 | 39.5 | 46.51 | 2 | 5.02
2040 | MISO_W_2_PJM_ROR | MISO_W | PJM_ROR | Internal | Winter | B16 | 25 | 773 | 773 | 64.29 | 71.27 | 2 | 4.98
2040 | MISO_W_2_PJM_ROR | MISO_W | PJM_ROR | Internal | Winter | B17 | 100 | 773 | 773 | 60.85 | 68.84 | 2 | 5.99
2040 | MISO_W_2_PJM_ROR | MISO_W | PJM_ROR | Internal | Winter | B18 | 400 | 773 | 0 | 59.59 | 60.69 | 2 | 0
2040 | MISO_W_2_PJM_ROR | MISO_W | PJM_ROR | Internal | Winter | B19 | 700 | 773 | 657.9 | 56.19 | 58.19 | 2 | 0
2040 | MISO_W_2_PJM_ROR | MISO_W | PJM_ROR | Internal | Winter | B20 | 935 | 773 | 773 | 39.5 | 53.3 | 2 | 11.81
2040 | MISO_W_2_SPP_N | MISO_W | SPP_N | Internal | Shoulder | B11 | 25 | 3200 | 1670.76 | 79.38 | 86.38 | 7 | 0
2040 | MISO_W_2_SPP_N | MISO_W | SPP_N | Internal | Shoulder | B12 | 200 | 3200 | 0 | 59.85 | 60.72 | 7 | 0
2040 | MISO_W_2_SPP_N | MISO_W | SPP_N | Internal | Shoulder | B13 | 600 | 3200 | 0 | 58.25 | 59.24 | 7 | 0
2040 | MISO_W_2_SPP_N | MISO_W | SPP_N | Internal | Shoulder | B14 | 900 | 3200 | 0 | 53.72 | 56.51 | 7 | 0
2040 | MISO_W_2_SPP_N | MISO_W | SPP_N | Internal | Shoulder | B15 | 1203 | 3200 | 0 | 40.62 | 45.66 | 7 | 0
2040 | MISO_W_2_SPP_N | MISO_W | SPP_N | Internal | Summer | B1 | 10 | 3200 | 0 | 94.61 | 94.63 | 7 | 0
2040 | MISO_W_2_SPP_N | MISO_W | SPP_N | Internal | Summer | B2 | 25 | 3200 | 0 | 92.71 | 94.26 | 7 | 0
2040 | MISO_W_2_SPP_N | MISO_W | SPP_N | Internal | Summer | B3 | 75 | 3200 | 0 | 92.48 | 94.26 | 7 | 0
2040 | MISO_W_2_SPP_N | MISO_W | SPP_N | Internal | Summer | B4 | 100 | 3200 | 0 | 91.99 | 94.26 | 7 | 0
2040 | MISO_W_2_SPP_N | MISO_W | SPP_N | Internal | Summer | B5 | 200 | 3200 | 0 | 89.59 | 94.26 | 7 | 0
2040 | MISO_W_2_SPP_N | MISO_W | SPP_N | Internal | Summer | B6 | 300 | 3200 | 2501.84 | 73.28 | 80.28 | 7 | 0
2040 | MISO_W_2_SPP_N | MISO_W | SPP_N | Internal | Summer | B7 | 400 | 3200 | 199.99 | 57.72 | 64.72 | 7 | 0
2040 | MISO_W_2_SPP_N | MISO_W | SPP_N | Internal | Summer | B8 | 500 | 3200 | 0 | 52.56 | 59.35 | 7 | 0
2040 | MISO_W_2_SPP_N | MISO_W | SPP_N | Internal | Summer | B9 | 800 | 3200 | 1505.62 | 50.29 | 57.29 | 7 | 0
2040 | MISO_W_2_SPP_N | MISO_W | SPP_N | Internal | Summer | B10 | 1262 | 3200 | 1066.2 | 39.5 | 46.5 | 7 | 0
2040 | MISO_W_2_SPP_N | MISO_W | SPP_N | Internal | Winter | B16 | 25 | 3200 | 1416.13 | 64.29 | 71.29 | 7 | 0
2040 | MISO_W_2_SPP_N | MISO_W | SPP_N | Internal | Winter | B17 | 100 | 3200 | 0 | 60.85 | 62.03 | 7 | 0
2040 | MISO_W_2_SPP_N | MISO_W | SPP_N | Internal | Winter | B18 | 400 | 3200 | 0 | 59.59 | 61.07 | 7 | 0
2040 | MISO_W_2_SPP_N | MISO_W | SPP_N | Internal | Winter | B19 | 700 | 3200 | 0 | 56.19 | 58.4 | 7 | 0
2040 | MISO_W_2_SPP_N | MISO_W | SPP_N | Internal | Winter | B20 | 935 | 3200 | 0 | 39.5 | 44.4 | 7 | 0
2040 | MISO_WUMS_2_MISO_MI | MISO_WUMS | MISO_MI | Internal | Shoulder | B11 | 25 | 99 | 0.65 | 79.38 | 79.37 | 0.01 | 0
2040 | MISO_WUMS_2_MISO_MI | MISO_WUMS | MISO_MI | Internal | Shoulder | B12 | 200 | 99 | 99 | 59.86 | 63.54 | 0.01 | 3.66
2040 | MISO_WUMS_2_MISO_MI | MISO_WUMS | MISO_MI | Internal | Shoulder | B13 | 600 | 99 | 98.99 | 58.26 | 58.34 | 0.01 | 0.07
2040 | MISO_WUMS_2_MISO_MI | MISO_WUMS | MISO_MI | Internal | Shoulder | B14 | 900 | 99 | 99 | 56.38 | 57.72 | 0.01 | 1.33
2040 | MISO_WUMS_2_MISO_MI | MISO_WUMS | MISO_MI | Internal | Shoulder | B15 | 1203 | 99 | 99 | 51.69 | 53.58 | 0.01 | 1.88
2040 | MISO_WUMS_2_MISO_MI | MISO_WUMS | MISO_MI | Internal | Summer | B1 | 10 | 99 | 98.99 | 87.99 | 94.64 | 0.01 | 6.63
2040 | MISO_WUMS_2_MISO_MI | MISO_WUMS | MISO_MI | Internal | Summer | B2 | 25 | 99 | 99 | 87.99 | 94.48 | 0.01 | 6.47
2040 | MISO_WUMS_2_MISO_MI | MISO_WUMS | MISO_MI | Internal | Summer | B3 | 75 | 99 | 99 | 87.99 | 92.44 | 0.01 | 4.43
2040 | MISO_WUMS_2_MISO_MI | MISO_WUMS | MISO_MI | Internal | Summer | B4 | 100 | 99 | 99 | 87.99 | 91.98 | 0.01 | 3.98
2040 | MISO_WUMS_2_MISO_MI | MISO_WUMS | MISO_MI | Internal | Summer | B5 | 200 | 99 | 99 | 87.99 | 89.59 | 0.01 | 1.58
2040 | MISO_WUMS_2_MISO_MI | MISO_WUMS | MISO_MI | Internal | Summer | B6 | 300 | 99 | 0 | 73.27 | 72.28 | 0.01 | 0
2040 | MISO_WUMS_2_MISO_MI | MISO_WUMS | MISO_MI | Internal | Summer | B7 | 400 | 99 | 98.92 | 57.73 | 57.76 | 0.01 | 0.01
2040 | MISO_WUMS_2_MISO_MI | MISO_WUMS | MISO_MI | Internal | Summer | B8 | 500 | 99 | 0 | 54.38 | 53.66 | 0.01 | 0
2040 | MISO_WUMS_2_MISO_MI | MISO_WUMS | MISO_MI | Internal | Summer | B9 | 800 | 99 | 0.05 | 51.78 | 51.78 | 0.01 | 0
2040 | MISO_WUMS_2_MISO_MI | MISO_WUMS | MISO_MI | Internal | Summer | B10 | 1262 | 99 | 0.02 | 48.51 | 48.5 | 0.01 | 0
2040 | MISO_WUMS_2_MISO_MI | MISO_WUMS | MISO_MI | Internal | Winter | B16 | 25 | 99 | 1.3 | 73.27 | 73.27 | 0.01 | 0
2040 | MISO_WUMS_2_MISO_MI | MISO_WUMS | MISO_MI | Internal | Winter | B17 | 100 | 99 | 63.62 | 69.59 | 69.6 | 0.01 | 0
2040 | MISO_WUMS_2_MISO_MI | MISO_WUMS | MISO_MI | Internal | Winter | B18 | 400 | 99 | 99 | 60.12 | 60.85 | 0.01 | 0.72
2040 | MISO_WUMS_2_MISO_MI | MISO_WUMS | MISO_MI | Internal | Winter | B19 | 700 | 99 | 0 | 60.12 | 59.43 | 0.01 | 0
2040 | MISO_WUMS_2_MISO_MI | MISO_WUMS | MISO_MI | Internal | Winter | B20 | 935 | 99 | 0 | 55.03 | 51.3 | 0.01 | 0
2040 | MISO_WUMS_2_MISO_W | MISO_WUMS | MISO_W | Internal | Shoulder | B11 | 25 | 1137 | 1.21 | 79.38 | 79.38 | 0.01 | 0
2040 | MISO_WUMS_2_MISO_W | MISO_WUMS | MISO_W | Internal | Shoulder | B12 | 200 | 1137 | 0.1 | 59.86 | 59.85 | 0.01 | 0
2040 | MISO_WUMS_2_MISO_W | MISO_WUMS | MISO_W | Internal | Shoulder | B13 | 600 | 1137 | 0.03 | 58.26 | 58.25 | 0.01 | 0
2040 | MISO_WUMS_2_MISO_W | MISO_WUMS | MISO_W | Internal | Shoulder | B14 | 900 | 1137 | 0 | 56.38 | 53.72 | 0.01 | 0
2040 | MISO_WUMS_2_MISO_W | MISO_WUMS | MISO_W | Internal | Shoulder | B15 | 1203 | 1137 | 0 | 51.69 | 40.62 | 0.01 | 0
2040 | MISO_WUMS_2_MISO_W | MISO_WUMS | MISO_W | Internal | Summer | B1 | 10 | 1137 | 1136.99 | 87.99 | 94.61 | 0.01 | 6.61
2040 | MISO_WUMS_2_MISO_W | MISO_WUMS | MISO_W | Internal | Summer | B2 | 25 | 1137 | 1137 | 87.99 | 92.71 | 0.01 | 4.7
2040 | MISO_WUMS_2_MISO_W | MISO_WUMS | MISO_W | Internal | Summer | B3 | 75 | 1137 | 1137 | 87.99 | 92.48 | 0.01 | 4.48
2040 | MISO_WUMS_2_MISO_W | MISO_WUMS | MISO_W | Internal | Summer | B4 | 100 | 1137 | 1137 | 87.99 | 91.99 | 0.01 | 3.99
2040 | MISO_WUMS_2_MISO_W | MISO_WUMS | MISO_W | Internal | Summer | B5 | 200 | 1137 | 1137 | 87.99 | 89.59 | 0.01 | 1.58
2040 | MISO_WUMS_2_MISO_W | MISO_WUMS | MISO_W | Internal | Summer | B6 | 300 | 1137 | 542.8 | 73.27 | 73.28 | 0.01 | 0
2040 | MISO_WUMS_2_MISO_W | MISO_WUMS | MISO_W | Internal | Summer | B7 | 400 | 1137 | 0.05 | 57.73 | 57.72 | 0.01 | 0
2040 | MISO_WUMS_2_MISO_W | MISO_WUMS | MISO_W | Internal | Summer | B8 | 500 | 1137 | 0 | 54.38 | 52.56 | 0.01 | 0
2040 | MISO_WUMS_2_MISO_W | MISO_WUMS | MISO_W | Internal | Summer | B9 | 800 | 1137 | 0 | 51.78 | 50.29 | 0.01 | 0
2040 | MISO_WUMS_2_MISO_W | MISO_WUMS | MISO_W | Internal | Summer | B10 | 1262 | 1137 | 0 | 48.51 | 39.5 | 0.01 | 0
2040 | MISO_WUMS_2_MISO_W | MISO_WUMS | MISO_W | Internal | Winter | B16 | 25 | 1137 | 0 | 73.27 | 64.29 | 0.01 | 0
2040 | MISO_WUMS_2_MISO_W | MISO_WUMS | MISO_W | Internal | Winter | B17 | 100 | 1137 | 0 | 69.59 | 60.85 | 0.01 | 0
2040 | MISO_WUMS_2_MISO_W | MISO_WUMS | MISO_W | Internal | Winter | B18 | 400 | 1137 | 0 | 60.12 | 59.59 | 0.01 | 0
2040 | MISO_WUMS_2_MISO_W | MISO_WUMS | MISO_W | Internal | Winter | B19 | 700 | 1137 | 0 | 60.12 | 56.19 | 0.01 | 0
2040 | MISO_WUMS_2_MISO_W | MISO_WUMS | MISO_W | Internal | Winter | B20 | 935 | 1137 | 0 | 55.03 | 39.5 | 0.01 | 0
2040 | MISO_WUMS_2_PJM_ROR | MISO_WUMS | PJM_ROR | Internal | Shoulder | B11 | 25 | 1600 | 0 | 79.38 | 71.15 | 2 | 0
2040 | MISO_WUMS_2_PJM_ROR | MISO_WUMS | PJM_ROR | Internal | Shoulder | B12 | 200 | 1600 | 0 | 59.86 | 61.53 | 2 | 0
2040 | MISO_WUMS_2_PJM_ROR | MISO_WUMS | PJM_ROR | Internal | Shoulder | B13 | 600 | 1600 | 0 | 58.26 | 56.32 | 2 | 0
2040 | MISO_WUMS_2_PJM_ROR | MISO_WUMS | PJM_ROR | Internal | Shoulder | B14 | 900 | 1600 | 0 | 56.38 | 55.72 | 2 | 0
2040 | MISO_WUMS_2_PJM_ROR | MISO_WUMS | PJM_ROR | Internal | Shoulder | B15 | 1203 | 1600 | 0 | 51.69 | 51.58 | 2 | 0
2040 | MISO_WUMS_2_PJM_ROR | MISO_WUMS | PJM_ROR | Internal | Summer | B1 | 10 | 1600 | 1599.98 | 87.99 | 92.63 | 2 | 2.63
2040 | MISO_WUMS_2_PJM_ROR | MISO_WUMS | PJM_ROR | Internal | Summer | B2 | 25 | 1600 | 1599.96 | 87.99 | 90.44 | 2 | 0.45
2040 | MISO_WUMS_2_PJM_ROR | MISO_WUMS | PJM_ROR | Internal | Summer | B3 | 75 | 1600 | 1599.99 | 87.99 | 90.44 | 2 | 0.45
2040 | MISO_WUMS_2_PJM_ROR | MISO_WUMS | PJM_ROR | Internal | Summer | B4 | 100 | 1600 | 664.73 | 87.99 | 89.99 | 2 | 0
2040 | MISO_WUMS_2_PJM_ROR | MISO_WUMS | PJM_ROR | Internal | Summer | B5 | 200 | 1600 | 0 | 87.99 | 87.59 | 2 | 0
2040 | MISO_WUMS_2_PJM_ROR | MISO_WUMS | PJM_ROR | Internal | Summer | B6 | 300 | 1600 | 0 | 73.27 | 70.28 | 2 | 0
2040 | MISO_WUMS_2_PJM_ROR | MISO_WUMS | PJM_ROR | Internal | Summer | B7 | 400 | 1600 | 0 | 57.73 | 57.02 | 2 | 0
2040 | MISO_WUMS_2_PJM_ROR | MISO_WUMS | PJM_ROR | Internal | Summer | B8 | 500 | 1600 | 0 | 54.38 | 53.37 | 2 | 0
2040 | MISO_WUMS_2_PJM_ROR | MISO_WUMS | PJM_ROR | Internal | Summer | B9 | 800 | 1600 | 0 | 51.78 | 49.78 | 2 | 0
2040 | MISO_WUMS_2_PJM_ROR | MISO_WUMS | PJM_ROR | Internal | Summer | B10 | 1262 | 1600 | 0 | 48.51 | 46.51 | 2 | 0
2040 | MISO_WUMS_2_PJM_ROR | MISO_WUMS | PJM_ROR | Internal | Winter | B16 | 25 | 1600 | 0 | 73.27 | 71.27 | 2 | 0
2040 | MISO_WUMS_2_PJM_ROR | MISO_WUMS | PJM_ROR | Internal | Winter | B17 | 100 | 1600 | 0 | 69.59 | 68.84 | 2 | 0
2040 | MISO_WUMS_2_PJM_ROR | MISO_WUMS | PJM_ROR | Internal | Winter | B18 | 400 | 1600 | 0 | 60.12 | 60.69 | 2 | 0
2040 | MISO_WUMS_2_PJM_ROR | MISO_WUMS | PJM_ROR | Internal | Winter | B19 | 700 | 1600 | 0 | 60.12 | 58.19 | 2 | 0
2040 | MISO_WUMS_2_PJM_ROR | MISO_WUMS | PJM_ROR | Internal | Winter | B20 | 935 | 1600 | 0 | 55.03 | 53.3 | 2 | 0
2040 | NE_2_MAPP_US | NE | MAPP_US | Internal | Shoulder | B11 | 25 | 1600 | 0 | 79.38 | 72.38 | 5 | 0
2040 | NE_2_MAPP_US | NE | MAPP_US | Internal | Shoulder | B12 | 200 | 1600 | 0 | 59.85 | 52.85 | 5 | 0
2040 | NE_2_MAPP_US | NE | MAPP_US | Internal | Shoulder | B13 | 600 | 1600 | 0 | 58.25 | 51.25 | 5 | 0
2040 | NE_2_MAPP_US | NE | MAPP_US | Internal | Shoulder | B14 | 900 | 1600 | 0 | 56.5 | 49.5 | 5 | 0
2040 | NE_2_MAPP_US | NE | MAPP_US | Internal | Shoulder | B15 | 1203 | 1600 | 0 | 44.47 | 37.47 | 5 | 0
2040 | NE_2_MAPP_US | NE | MAPP_US | Internal | Summer | B1 | 10 | 1600 | 0 | 94.61 | 87.61 | 5 | 0
2040 | NE_2_MAPP_US | NE | MAPP_US | Internal | Summer | B2 | 25 | 1600 | 0 | 94.25 | 87.25 | 5 | 0
2040 | NE_2_MAPP_US | NE | MAPP_US | Internal | Summer | B3 | 75 | 1600 | 0 | 94.25 | 87.25 | 5 | 0
2040 | NE_2_MAPP_US | NE | MAPP_US | Internal | Summer | B4 | 100 | 1600 | 0 | 94.25 | 87.25 | 5 | 0
2040 | NE_2_MAPP_US | NE | MAPP_US | Internal | Summer | B5 | 200 | 1600 | 0 | 90.43 | 83.43 | 5 | 0
2040 | NE_2_MAPP_US | NE | MAPP_US | Internal | Summer | B6 | 300 | 1600 | 0 | 73.28 | 66.28 | 5 | 0
2040 | NE_2_MAPP_US | NE | MAPP_US | Internal | Summer | B7 | 400 | 1600 | 0 | 62.56 | 55.56 | 5 | 0
2040 | NE_2_MAPP_US | NE | MAPP_US | Internal | Summer | B8 | 500 | 1600 | 0 | 52.56 | 45.56 | 5 | 0
2040 | NE_2_MAPP_US | NE | MAPP_US | Internal | Summer | B9 | 800 | 1600 | 0 | 52.56 | 45.56 | 5 | 0
2040 | NE_2_MAPP_US | NE | MAPP_US | Internal | Summer | B10 | 1262 | 1600 | 0 | 39.5 | 32.5 | 5 | 0
2040 | NE_2_MAPP_US | NE | MAPP_US | Internal | Winter | B16 | 25 | 1600 | 0 | 68.34 | 61.34 | 5 | 0
2040 | NE_2_MAPP_US | NE | MAPP_US | Internal | Winter | B17 | 100 | 1600 | 0 | 61.33 | 54.33 | 5 | 0
2040 | NE_2_MAPP_US | NE | MAPP_US | Internal | Winter | B18 | 400 | 1600 | 0 | 59.59 | 52.59 | 5 | 0
2040 | NE_2_MAPP_US | NE | MAPP_US | Internal | Winter | B19 | 700 | 1600 | 0 | 58.39 | 51.39 | 5 | 0
2040 | NE_2_MAPP_US | NE | MAPP_US | Internal | Winter | B20 | 935 | 1600 | 0 | 43.31 | 36.31 | 5 | 0
2040 | NE_2_MISO_W | NE | MISO_W | Internal | Shoulder | B11 | 25 | 1600 | 0 | 79.38 | 79.38 | 5 | 0
2040 | NE_2_MISO_W | NE | MISO_W | Internal | Shoulder | B12 | 200 | 1600 | 0 | 59.85 | 59.85 | 5 | 0
2040 | NE_2_MISO_W | NE | MISO_W | Internal | Shoulder | B13 | 600 | 1600 | 0 | 58.25 | 58.25 | 5 | 0
2040 | NE_2_MISO_W | NE | MISO_W | Internal | Shoulder | B14 | 900 | 1600 | 0 | 56.5 | 53.72 | 5 | 0
2040 | NE_2_MISO_W | NE | MISO_W | Internal | Shoulder | B15 | 1203 | 1600 | 0 | 44.47 | 40.62 | 5 | 0
2040 | NE_2_MISO_W | NE | MISO_W | Internal | Summer | B1 | 10 | 1600 | 0 | 94.61 | 94.61 | 5 | 0
2040 | NE_2_MISO_W | NE | MISO_W | Internal | Summer | B2 | 25 | 1600 | 0 | 94.25 | 92.71 | 5 | 0
2040 | NE_2_MISO_W | NE | MISO_W | Internal | Summer | B3 | 75 | 1600 | 0 | 94.25 | 92.48 | 5 | 0
2040 | NE_2_MISO_W | NE | MISO_W | Internal | Summer | B4 | 100 | 1600 | 0 | 94.25 | 91.99 | 5 | 0
2040 | NE_2_MISO_W | NE | MISO_W | Internal | Summer | B5 | 200 | 1600 | 0 | 90.43 | 89.59 | 5 | 0
2040 | NE_2_MISO_W | NE | MISO_W | Internal | Summer | B6 | 300 | 1600 | 0 | 73.28 | 73.28 | 5 | 0
2040 | NE_2_MISO_W | NE | MISO_W | Internal | Summer | B7 | 400 | 1600 | 0 | 62.56 | 57.72 | 5 | 0
2040 | NE_2_MISO_W | NE | MISO_W | Internal | Summer | B8 | 500 | 1600 | 0 | 52.56 | 52.56 | 5 | 0
2040 | NE_2_MISO_W | NE | MISO_W | Internal | Summer | B9 | 800 | 1600 | 0 | 52.56 | 50.29 | 5 | 0
2040 | NE_2_MISO_W | NE | MISO_W | Internal | Summer | B10 | 1262 | 1600 | 0 | 39.5 | 39.5 | 5 | 0
2040 | NE_2_MISO_W | NE | MISO_W | Internal | Winter | B16 | 25 | 1600 | 0 | 68.34 | 64.29 | 5 | 0
2040 | NE_2_MISO_W | NE | MISO_W | Internal | Winter | B17 | 100 | 1600 | 0 | 61.33 | 60.85 | 5 | 0
2040 | NE_2_MISO_W | NE | MISO_W | Internal | Winter | B18 | 400 | 1600 | 0 | 59.59 | 59.59 | 5 | 0
2040 | NE_2_MISO_W | NE | MISO_W | Internal | Winter | B19 | 700 | 1600 | 0 | 58.39 | 56.19 | 5 | 0
2040 | NE_2_MISO_W | NE | MISO_W | Internal | Winter | B20 | 935 | 1600 | 0 | 43.31 | 39.5 | 5 | 0
2040 | NE_2_SPP_N | NE | SPP_N | Internal | Shoulder | B11 | 25 | 1800 | 1800 | 79.38 | 86.38 | 0.01 | 6.99
2040 | NE_2_SPP_N | NE | SPP_N | Internal | Shoulder | B12 | 200 | 1800 | 1800 | 59.85 | 60.72 | 0.01 | 0.85
2040 | NE_2_SPP_N | NE | SPP_N | Internal | Shoulder | B13 | 600 | 1800 | 1800 | 58.25 | 59.24 | 0.01 | 0.98
2040 | NE_2_SPP_N | NE | SPP_N | Internal | Shoulder | B14 | 900 | 1800 | 1506.53 | 56.5 | 56.51 | 0.01 | 0
2040 | NE_2_SPP_N | NE | SPP_N | Internal | Shoulder | B15 | 1203 | 1800 | 1800 | 44.47 | 45.66 | 0.01 | 1.18
2040 | NE_2_SPP_N | NE | SPP_N | Internal | Summer | B1 | 10 | 1800 | 481.84 | 94.61 | 94.63 | 0.01 | 0
2040 | NE_2_SPP_N | NE | SPP_N | Internal | Summer | B2 | 25 | 1800 | 787.25 | 94.25 | 94.26 | 0.01 | 0
2040 | NE_2_SPP_N | NE | SPP_N | Internal | Summer | B3 | 75 | 1800 | 779.74 | 94.25 | 94.26 | 0.01 | 0
2040 | NE_2_SPP_N | NE | SPP_N | Internal | Summer | B4 | 100 | 1800 | 1754.31 | 94.25 | 94.26 | 0.01 | 0
2040 | NE_2_SPP_N | NE | SPP_N | Internal | Summer | B5 | 200 | 1800 | 1800 | 90.43 | 94.26 | 0.01 | 3.82
2040 | NE_2_SPP_N | NE | SPP_N | Internal | Summer | B6 | 300 | 1800 | 1800 | 73.28 | 80.28 | 0.01 | 6.99
2040 | NE_2_SPP_N | NE | SPP_N | Internal | Summer | B7 | 400 | 1800 | 1800 | 62.56 | 64.72 | 0.01 | 2.15
2040 | NE_2_SPP_N | NE | SPP_N | Internal | Summer | B8 | 500 | 1800 | 1800 | 52.56 | 59.35 | 0.01 | 6.78
2040 | NE_2_SPP_N | NE | SPP_N | Internal | Summer | B9 | 800 | 1800 | 1800 | 52.56 | 57.29 | 0.01 | 4.72
2040 | NE_2_SPP_N | NE | SPP_N | Internal | Summer | B10 | 1262 | 1800 | 1800 | 39.5 | 46.5 | 0.01 | 6.99
2040 | NE_2_SPP_N | NE | SPP_N | Internal | Winter | B16 | 25 | 1800 | 1799.99 | 68.34 | 71.29 | 0.01 | 2.94
2040 | NE_2_SPP_N | NE | SPP_N | Internal | Winter | B17 | 100 | 1800 | 1799.99 | 61.33 | 62.03 | 0.01 | 0.69
2040 | NE_2_SPP_N | NE | SPP_N | Internal | Winter | B18 | 400 | 1800 | 1800 | 59.59 | 61.07 | 0.01 | 1.48
2040 | NE_2_SPP_N | NE | SPP_N | Internal | Winter | B19 | 700 | 1800 | 821.27 | 58.39 | 58.4 | 0.01 | 0
2040 | NE_2_SPP_N | NE | SPP_N | Internal | Winter | B20 | 935 | 1800 | 1800 | 43.31 | 44.4 | 0.01 | 1.07
2040 | NEISO_2_NYISO_A-F | NEISO | NYISO_A-F | Internal | Shoulder | B11 | 25 | 600 | 600 | 48.97 | 57.79 | 3 | 5.82
2040 | NEISO_2_NYISO_A-F | NEISO | NYISO_A-F | Internal | Shoulder | B12 | 200 | 600 | 600 | 48.97 | 56.61 | 3 | 4.64
2040 | NEISO_2_NYISO_A-F | NEISO | NYISO_A-F | Internal | Shoulder | B13 | 600 | 600 | 600 | 48.97 | 52.65 | 3 | 0.68
2040 | NEISO_2_NYISO_A-F | NEISO | NYISO_A-F | Internal | Shoulder | B14 | 900 | 600 | 253.03 | 48.97 | 51.97 | 3 | 0
2040 | NEISO_2_NYISO_A-F | NEISO | NYISO_A-F | Internal | Shoulder | B15 | 1203 | 600 | 0.03 | 48.97 | 51.96 | 3 | 0
2040 | NEISO_2_NYISO_A-F | NEISO | NYISO_A-F | Internal | Summer | B1 | 10 | 600 | 0 | 81.65 | 76.46 | 3 | 0
2040 | NEISO_2_NYISO_A-F | NEISO | NYISO_A-F | Internal | Summer | B2 | 25 | 600 | 0 | 79.45 | 80.48 | 3 | 0
2040 | NEISO_2_NYISO_A-F | NEISO | NYISO_A-F | Internal | Summer | B3 | 75 | 600 | 0.27 | 72.58 | 75.56 | 3 | 0
2040 | NEISO_2_NYISO_A-F | NEISO | NYISO_A-F | Internal | Summer | B4 | 100 | 600 | 575.42 | 65.37 | 68.37 | 3 | 0
2040 | NEISO_2_NYISO_A-F | NEISO | NYISO_A-F | Internal | Summer | B5 | 200 | 600 | 600 | 62.63 | 68.37 | 3 | 2.74
2040 | NEISO_2_NYISO_A-F | NEISO | NYISO_A-F | Internal | Summer | B6 | 300 | 600 | 600 | 45.19 | 62.27 | 3 | 14.08
2040 | NEISO_2_NYISO_A-F | NEISO | NYISO_A-F | Internal | Summer | B7 | 400 | 600 | 600 | 45.19 | 56.37 | 3 | 8.17
2040 | NEISO_2_NYISO_A-F | NEISO | NYISO_A-F | Internal | Summer | B8 | 500 | 600 | 600 | 45.19 | 51.36 | 3 | 3.17
2040 | NEISO_2_NYISO_A-F | NEISO | NYISO_A-F | Internal | Summer | B9 | 800 | 600 | 600 | 45.19 | 49.5 | 3 | 1.3
2040 | NEISO_2_NYISO_A-F | NEISO | NYISO_A-F | Internal | Summer | B10 | 1262 | 600 | 600 | 45.19 | 49.5 | 3 | 1.3
2040 | NEISO_2_NYISO_A-F | NEISO | NYISO_A-F | Internal | Winter | B16 | 25 | 600 | 0 | 60.59 | 60.85 | 3 | 0
2040 | NEISO_2_NYISO_A-F | NEISO | NYISO_A-F | Internal | Winter | B17 | 100 | 600 | 0 | 60.59 | 60.85 | 3 | 0
2040 | NEISO_2_NYISO_A-F | NEISO | NYISO_A-F | Internal | Winter | B18 | 400 | 600 | 0 | 60.58 | 55.43 | 3 | 0
2040 | NEISO_2_NYISO_A-F | NEISO | NYISO_A-F | Internal | Winter | B19 | 700 | 600 | 0 | 60.58 | 55.43 | 3 | 0
2040 | NEISO_2_NYISO_A-F | NEISO | NYISO_A-F | Internal | Winter | B20 | 935 | 600 | 0 | 60.58 | 55.43 | 3 | 0
2040 | NEISO_2_NYISO_G-I | NEISO | NYISO_G-I | Internal | Shoulder | B11 | 25 | 600 | 600 | 48.97 | 63.15 | 3 | 11.18
2040 | NEISO_2_NYISO_G-I | NEISO | NYISO_G-I | Internal | Shoulder | B12 | 200 | 600 | 600 | 48.97 | 56.62 | 3 | 4.65
2040 | NEISO_2_NYISO_G-I | NEISO | NYISO_G-I | Internal | Shoulder | B13 | 600 | 600 | 600 | 48.97 | 52.66 | 3 | 0.7
2040 | NEISO_2_NYISO_G-I | NEISO | NYISO_G-I | Internal | Shoulder | B14 | 900 | 600 | 599.96 | 48.97 | 51.98 | 3 | 0.01
2040 | NEISO_2_NYISO_G-I | NEISO | NYISO_G-I | Internal | Shoulder | B15 | 1203 | 600 | 151.38 | 48.97 | 51.97 | 3 | 0
2040 | NEISO_2_NYISO_G-I | NEISO | NYISO_G-I | Internal | Summer | B1 | 10 | 600 | 202.6 | 81.65 | 84.65 | 3 | 0
2040 | NEISO_2_NYISO_G-I | NEISO | NYISO_G-I | Internal | Summer | B2 | 25 | 600 | 1.58 | 79.45 | 82.44 | 3 | 0
2040 | NEISO_2_NYISO_G-I | NEISO | NYISO_G-I | Internal | Summer | B3 | 75 | 600 | 0.58 | 72.58 | 75.57 | 3 | 0
2040 | NEISO_2_NYISO_G-I | NEISO | NYISO_G-I | Internal | Summer | B4 | 100 | 600 | 599.67 | 65.37 | 68.38 | 3 | 0.01
2040 | NEISO_2_NYISO_G-I | NEISO | NYISO_G-I | Internal | Summer | B5 | 200 | 600 | 600 | 62.63 | 68.38 | 3 | 2.75
2040 | NEISO_2_NYISO_G-I | NEISO | NYISO_G-I | Internal | Summer | B6 | 300 | 600 | 600 | 45.19 | 62.28 | 3 | 14.09
2040 | NEISO_2_NYISO_G-I | NEISO | NYISO_G-I | Internal | Summer | B7 | 400 | 600 | 600 | 45.19 | 56.38 | 3 | 8.19
2040 | NEISO_2_NYISO_G-I | NEISO | NYISO_G-I | Internal | Summer | B8 | 500 | 600 | 600 | 45.19 | 51.37 | 3 | 3.18
2040 | NEISO_2_NYISO_G-I | NEISO | NYISO_G-I | Internal | Summer | B9 | 800 | 600 | 600 | 45.19 | 49.51 | 3 | 1.32
2040 | NEISO_2_NYISO_G-I | NEISO | NYISO_G-I | Internal | Summer | B10 | 1262 | 600 | 600 | 45.19 | 49.48 | 3 | 1.29
2040 | NEISO_2_NYISO_G-I | NEISO | NYISO_G-I | Internal | Winter | B16 | 25 | 600 | 339.13 | 60.59 | 63.59 | 3 | 0
2040 | NEISO_2_NYISO_G-I | NEISO | NYISO_G-I | Internal | Winter | B17 | 100 | 600 | 190.17 | 60.59 | 63.58 | 3 | 0
2040 | NEISO_2_NYISO_G-I | NEISO | NYISO_G-I | Internal | Winter | B18 | 400 | 600 | 117.51 | 60.58 | 63.58 | 3 | 0
2040 | NEISO_2_NYISO_G-I | NEISO | NYISO_G-I | Internal | Winter | B19 | 700 | 600 | 0 | 60.58 | 60.27 | 3 | 0
2040 | NEISO_2_NYISO_G-I | NEISO | NYISO_G-I | Internal | Winter | B20 | 935 | 600 | 0 | 60.58 | 59.84 | 3 | 0
2040 | NEISO_2_NYISO_J-K | NEISO | NYISO_J-K | Internal | Shoulder | B11 | 25 | 430 | 430 | 48.97 | 70.74 | 3 | 18.77
2040 | NEISO_2_NYISO_J-K | NEISO | NYISO_J-K | Internal | Shoulder | B12 | 200 | 430 | 430 | 48.97 | 70.74 | 3 | 18.77
2040 | NEISO_2_NYISO_J-K | NEISO | NYISO_J-K | Internal | Shoulder | B13 | 600 | 430 | 430 | 48.97 | 62.32 | 3 | 10.35
2040 | NEISO_2_NYISO_J-K | NEISO | NYISO_J-K | Internal | Shoulder | B14 | 900 | 430 | 430 | 48.97 | 53.02 | 3 | 1.05
2040 | NEISO_2_NYISO_J-K | NEISO | NYISO_J-K | Internal | Shoulder | B15 | 1203 | 430 | 429.97 | 48.97 | 51.98 | 3 | 0.01
2040 | NEISO_2_NYISO_J-K | NEISO | NYISO_J-K | Internal | Summer | B1 | 10 | 430 | 426.63 | 81.65 | 84.66 | 3 | 0.01
2040 | NEISO_2_NYISO_J-K | NEISO | NYISO_J-K | Internal | Summer | B2 | 25 | 430 | 414.16 | 79.45 | 82.45 | 3 | 0
2040 | NEISO_2_NYISO_J-K | NEISO | NYISO_J-K | Internal | Summer | B3 | 75 | 430 | 417.42 | 72.58 | 75.58 | 3 | 0
2040 | NEISO_2_NYISO_J-K | NEISO | NYISO_J-K | Internal | Summer | B4 | 100 | 430 | 429.83 | 65.37 | 68.39 | 3 | 0.02
2040 | NEISO_2_NYISO_J-K | NEISO | NYISO_J-K | Internal | Summer | B5 | 200 | 430 | 430 | 62.63 | 68.39 | 3 | 2.76
2040 | NEISO_2_NYISO_J-K | NEISO | NYISO_J-K | Internal | Summer | B6 | 300 | 430 | 430 | 45.19 | 65.1 | 3 | 16.9
2040 | NEISO_2_NYISO_J-K | NEISO | NYISO_J-K | Internal | Summer | B7 | 400 | 430 | 430 | 45.19 | 65.1 | 3 | 16.9
2040 | NEISO_2_NYISO_J-K | NEISO | NYISO_J-K | Internal | Summer | B8 | 500 | 430 | 430 | 45.19 | 65.1 | 3 | 16.9
2040 | NEISO_2_NYISO_J-K | NEISO | NYISO_J-K | Internal | Summer | B9 | 800 | 430 | 430 | 45.19 | 49.52 | 3 | 1.33
2040 | NEISO_2_NYISO_J-K | NEISO | NYISO_J-K | Internal | Summer | B10 | 1262 | 430 | 430 | 45.19 | 49.5 | 3 | 1.3
2040 | NEISO_2_NYISO_J-K | NEISO | NYISO_J-K | Internal | Winter | B16 | 25 | 430 | 430 | 60.59 | 90.38 | 3 | 26.79
2040 | NEISO_2_NYISO_J-K | NEISO | NYISO_J-K | Internal | Winter | B17 | 100 | 430 | 430 | 60.59 | 90.38 | 3 | 26.79
2040 | NEISO_2_NYISO_J-K | NEISO | NYISO_J-K | Internal | Winter | B18 | 400 | 430 | 430 | 60.58 | 78.09 | 3 | 14.5
2040 | NEISO_2_NYISO_J-K | NEISO | NYISO_J-K | Internal | Winter | B19 | 700 | 430 | 430 | 60.58 | 67.57 | 3 | 3.98
2040 | NEISO_2_NYISO_J-K | NEISO | NYISO_J-K | Internal | Winter | B20 | 935 | 430 | 0 | 60.58 | 63.48 | 3 | 0
2040 | NonRTO_Midwest_2_MISO_IN | NonRTO_Midwest | MISO_IN | Internal | Shoulder | B11 | 25 | 4450 | 0 | 87.38 | 79.38 | 8 | 0
2040 | NonRTO_Midwest_2_MISO_IN | NonRTO_Midwest | MISO_IN | Internal | Shoulder | B12 | 200 | 4450 | 0 | 71.53 | 63.53 | 8 | 0
2040 | NonRTO_Midwest_2_MISO_IN | NonRTO_Midwest | MISO_IN | Internal | Shoulder | B13 | 600 | 4450 | 0 | 62.79 | 58.32 | 8 | 0
2040 | NonRTO_Midwest_2_MISO_IN | NonRTO_Midwest | MISO_IN | Internal | Shoulder | B14 | 900 | 4450 | 0 | 55.58 | 57.71 | 8 | 0
2040 | NonRTO_Midwest_2_MISO_IN | NonRTO_Midwest | MISO_IN | Internal | Shoulder | B15 | 1203 | 4450 | 0 | 47.69 | 53.57 | 8 | 0
2040 | NonRTO_Midwest_2_MISO_IN | NonRTO_Midwest | MISO_IN | Internal | Summer | B1 | 10 | 4450 | 0 | 97.9 | 94.63 | 8 | 0
2040 | NonRTO_Midwest_2_MISO_IN | NonRTO_Midwest | MISO_IN | Internal | Summer | B2 | 25 | 4450 | 0 | 97.9 | 94.46 | 8 | 0
2040 | NonRTO_Midwest_2_MISO_IN | NonRTO_Midwest | MISO_IN | Internal | Summer | B3 | 75 | 4450 | 0 | 97.9 | 92.45 | 8 | 0
2040 | NonRTO_Midwest_2_MISO_IN | NonRTO_Midwest | MISO_IN | Internal | Summer | B4 | 100 | 4450 | 0 | 97.9 | 91.99 | 8 | 0
2040 | NonRTO_Midwest_2_MISO_IN | NonRTO_Midwest | MISO_IN | Internal | Summer | B5 | 200 | 4450 | 0 | 97.59 | 89.59 | 8 | 0
2040 | NonRTO_Midwest_2_MISO_IN | NonRTO_Midwest | MISO_IN | Internal | Summer | B6 | 300 | 4450 | 0 | 80.27 | 72.27 | 8 | 0
2040 | NonRTO_Midwest_2_MISO_IN | NonRTO_Midwest | MISO_IN | Internal | Summer | B7 | 400 | 4450 | 0 | 57.33 | 57.74 | 8 | 0
2040 | NonRTO_Midwest_2_MISO_IN | NonRTO_Midwest | MISO_IN | Internal | Summer | B8 | 500 | 4450 | 0 | 53.96 | 53.65 | 8 | 0
2040 | NonRTO_Midwest_2_MISO_IN | NonRTO_Midwest | MISO_IN | Internal | Summer | B9 | 800 | 4450 | 0 | 46.8 | 50.32 | 8 | 0
2040 | NonRTO_Midwest_2_MISO_IN | NonRTO_Midwest | MISO_IN | Internal | Summer | B10 | 1262 | 4450 | 361.29 | 40.49 | 48.49 | 8 | 0
2040 | NonRTO_Midwest_2_MISO_IN | NonRTO_Midwest | MISO_IN | Internal | Winter | B16 | 25 | 4450 | 0 | 81.27 | 73.27 | 8 | 0
2040 | NonRTO_Midwest_2_MISO_IN | NonRTO_Midwest | MISO_IN | Internal | Winter | B17 | 100 | 4450 | 0 | 77.59 | 69.59 | 8 | 0
2040 | NonRTO_Midwest_2_MISO_IN | NonRTO_Midwest | MISO_IN | Internal | Winter | B18 | 400 | 4450 | 0 | 61.78 | 60.84 | 8 | 0
2040 | NonRTO_Midwest_2_MISO_IN | NonRTO_Midwest | MISO_IN | Internal | Winter | B19 | 700 | 4450 | 0 | 59.41 | 59.42 | 8 | 0
2040 | NonRTO_Midwest_2_MISO_IN | NonRTO_Midwest | MISO_IN | Internal | Winter | B20 | 935 | 4450 | 0 | 46.09 | 51.29 | 8 | 0
2040 | NonRTO_Midwest_2_TVA_Transmission | NonRTO_Midwest | TVA_Transmission | Internal | Shoulder | B11 | 25 | 2400 | 0 | 87.38 | 78.39 | 8 | 0
2040 | NonRTO_Midwest_2_TVA_Transmission | NonRTO_Midwest | TVA_Transmission | Internal | Shoulder | B12 | 200 | 2400 | 0 | 71.53 | 64.77 | 8 | 0
2040 | NonRTO_Midwest_2_TVA_Transmission | NonRTO_Midwest | TVA_Transmission | Internal | Shoulder | B13 | 600 | 2400 | 0 | 62.79 | 61.54 | 8 | 0
2040 | NonRTO_Midwest_2_TVA_Transmission | NonRTO_Midwest | TVA_Transmission | Internal | Shoulder | B14 | 900 | 2400 | 0 | 55.58 | 61.12 | 8 | 0
2040 | NonRTO_Midwest_2_TVA_Transmission | NonRTO_Midwest | TVA_Transmission | Internal | Shoulder | B15 | 1203 | 2400 | 298.54 | 47.69 | 55.69 | 8 | 0
2040 | NonRTO_Midwest_2_TVA_Transmission | NonRTO_Midwest | TVA_Transmission | Internal | Summer | B1 | 10 | 2400 | 0.01 | 97.9 | 102.63 | 8 | 0
2040 | NonRTO_Midwest_2_TVA_Transmission | NonRTO_Midwest | TVA_Transmission | Internal | Summer | B2 | 25 | 2400 | 0 | 97.9 | 100.72 | 8 | 0
2040 | NonRTO_Midwest_2_TVA_Transmission | NonRTO_Midwest | TVA_Transmission | Internal | Summer | B3 | 75 | 2400 | 0 | 97.9 | 96.44 | 8 | 0
2040 | NonRTO_Midwest_2_TVA_Transmission | NonRTO_Midwest | TVA_Transmission | Internal | Summer | B4 | 100 | 2400 | 0 | 97.9 | 95.99 | 8 | 0
2040 | NonRTO_Midwest_2_TVA_Transmission | NonRTO_Midwest | TVA_Transmission | Internal | Summer | B5 | 200 | 2400 | 0 | 97.59 | 93.59 | 8 | 0
2040 | NonRTO_Midwest_2_TVA_Transmission | NonRTO_Midwest | TVA_Transmission | Internal | Summer | B6 | 300 | 2400 | 0 | 80.27 | 75.36 | 8 | 0
2040 | NonRTO_Midwest_2_TVA_Transmission | NonRTO_Midwest | TVA_Transmission | Internal | Summer | B7 | 400 | 2400 | 0 | 57.33 | 61.98 | 8 | 0
2040 | NonRTO_Midwest_2_TVA_Transmission | NonRTO_Midwest | TVA_Transmission | Internal | Summer | B8 | 500 | 2400 | 0 | 53.96 | 59.34 | 8 | 0
2040 | NonRTO_Midwest_2_TVA_Transmission | NonRTO_Midwest | TVA_Transmission | Internal | Summer | B9 | 800 | 2400 | 0 | 46.8 | 54.54 | 8 | 0
2040 | NonRTO_Midwest_2_TVA_Transmission | NonRTO_Midwest | TVA_Transmission | Internal | Summer | B10 | 1262 | 2400 | 0 | 40.49 | 48.2 | 8 | 0
2040 | NonRTO_Midwest_2_TVA_Transmission | NonRTO_Midwest | TVA_Transmission | Internal | Winter | B16 | 25 | 2400 | 0 | 81.27 | 76.75 | 8 | 0
2040 | NonRTO_Midwest_2_TVA_Transmission | NonRTO_Midwest | TVA_Transmission | Internal | Winter | B17 | 100 | 2400 | 0 | 77.59 | 68.74 | 8 | 0
2040 | NonRTO_Midwest_2_TVA_Transmission | NonRTO_Midwest | TVA_Transmission | Internal | Winter | B18 | 400 | 2400 | 0 | 61.78 | 63.83 | 8 | 0
2040 | NonRTO_Midwest_2_TVA_Transmission | NonRTO_Midwest | TVA_Transmission | Internal | Winter | B19 | 700 | 2400 | 0 | 59.41 | 62.62 | 8 | 0
2040 | NonRTO_Midwest_2_TVA_Transmission | NonRTO_Midwest | TVA_Transmission | Internal | Winter | B20 | 935 | 2400 | 544.67 | 46.09 | 54.09 | 8 | 0
2040 | NYISO_A-F_2_IESO | NYISO_A-F | IESO | Internal | Shoulder | B11 | 25 | 1600 | 0 | 57.79 | 51.5 | 7 | 0
2040 | NYISO_A-F_2_IESO | NYISO_A-F | IESO | Internal | Shoulder | B12 | 200 | 1600 | 0 | 56.61 | 51.5 | 7 | 0
2040 | NYISO_A-F_2_IESO | NYISO_A-F | IESO | Internal | Shoulder | B13 | 600 | 1600 | 0 | 52.65 | 51.23 | 7 | 0
2040 | NYISO_A-F_2_IESO | NYISO_A-F | IESO | Internal | Shoulder | B14 | 900 | 1600 | 0 | 51.97 | 50.72 | 7 | 0
2040 | NYISO_A-F_2_IESO | NYISO_A-F | IESO | Internal | Shoulder | B15 | 1203 | 1600 | 0 | 51.96 | 50.72 | 7 | 0
2040 | NYISO_A-F_2_IESO | NYISO_A-F | IESO | Internal | Summer | B1 | 10 | 1600 | 1599.98 | 76.46 | 85.2 | 7 | 1.74
2040 | NYISO_A-F_2_IESO | NYISO_A-F | IESO | Internal | Summer | B2 | 25 | 1600 | 90.99 | 80.48 | 87.48 | 7 | 0
2040 | NYISO_A-F_2_IESO | NYISO_A-F | IESO | Internal | Summer | B3 | 75 | 1600 | 889.19 | 75.56 | 82.56 | 7 | 0
2040 | NYISO_A-F_2_IESO | NYISO_A-F | IESO | Internal | Summer | B4 | 100 | 1600 | 766.04 | 68.37 | 75.37 | 7 | 0
2040 | NYISO_A-F_2_IESO | NYISO_A-F | IESO | Internal | Summer | B5 | 200 | 1600 | 0 | 68.37 | 68.29 | 7 | 0
2040 | NYISO_A-F_2_IESO | NYISO_A-F | IESO | Internal | Summer | B6 | 300 | 1600 | 0 | 62.27 | 55.27 | 7 | 0
2040 | NYISO_A-F_2_IESO | NYISO_A-F | IESO | Internal | Summer | B7 | 400 | 1600 | 0 | 56.37 | 50.76 | 7 | 0
2040 | NYISO_A-F_2_IESO | NYISO_A-F | IESO | Internal | Summer | B8 | 500 | 1600 | 0 | 51.36 | 46.66 | 7 | 0
2040 | NYISO_A-F_2_IESO | NYISO_A-F | IESO | Internal | Summer | B9 | 800 | 1600 | 0 | 49.5 | 46.66 | 7 | 0
2040 | NYISO_A-F_2_IESO | NYISO_A-F | IESO | Internal | Summer | B10 | 1262 | 1600 | 0 | 49.5 | 46.66 | 7 | 0
2040 | NYISO_A-F_2_IESO | NYISO_A-F | IESO | Internal | Winter | B16 | 25 | 1600 | 0 | 60.85 | 53.86 | 7 | 0
2040 | NYISO_A-F_2_IESO | NYISO_A-F | IESO | Internal | Winter | B17 | 100 | 1600 | 0 | 60.85 | 53.85 | 7 | 0
2040 | NYISO_A-F_2_IESO | NYISO_A-F | IESO | Internal | Winter | B18 | 400 | 1600 | 0 | 55.43 | 53.85 | 7 | 0
2040 | NYISO_A-F_2_IESO | NYISO_A-F | IESO | Internal | Winter | B19 | 700 | 1600 | 0 | 55.43 | 53.85 | 7 | 0
2040 | NYISO_A-F_2_IESO | NYISO_A-F | IESO | Internal | Winter | B20 | 935 | 1600 | 0 | 55.43 | 53.85 | 7 | 0
2040 | NYISO_A-F_2_NEISO | NYISO_A-F | NEISO | Internal | Shoulder | B11 | 25 | 600 | 0 | 57.79 | 48.97 | 3 | 0
2040 | NYISO_A-F_2_NEISO | NYISO_A-F | NEISO | Internal | Shoulder | B12 | 200 | 600 | 0 | 56.61 | 48.97 | 3 | 0
2040 | NYISO_A-F_2_NEISO | NYISO_A-F | NEISO | Internal | Shoulder | B13 | 600 | 600 | 0 | 52.65 | 48.97 | 3 | 0
2040 | NYISO_A-F_2_NEISO | NYISO_A-F | NEISO | Internal | Shoulder | B14 | 900 | 600 | 0 | 51.97 | 48.97 | 3 | 0
2040 | NYISO_A-F_2_NEISO | NYISO_A-F | NEISO | Internal | Shoulder | B15 | 1203 | 600 | 0 | 51.96 | 48.97 | 3 | 0
2040 | NYISO_A-F_2_NEISO | NYISO_A-F | NEISO | Internal | Summer | B1 | 10 | 600 | 599.98 | 76.46 | 81.65 | 3 | 2.19
2040 | NYISO_A-F_2_NEISO | NYISO_A-F | NEISO | Internal | Summer | B2 | 25 | 600 | 0 | 80.48 | 79.45 | 3 | 0
2040 | NYISO_A-F_2_NEISO | NYISO_A-F | NEISO | Internal | Summer | B3 | 75 | 600 | 0 | 75.56 | 72.58 | 3 | 0
2040 | NYISO_A-F_2_NEISO | NYISO_A-F | NEISO | Internal | Summer | B4 | 100 | 600 | 0 | 68.37 | 65.37 | 3 | 0
2040 | NYISO_A-F_2_NEISO | NYISO_A-F | NEISO | Internal | Summer | B5 | 200 | 600 | 0 | 68.37 | 62.63 | 3 | 0
2040 | NYISO_A-F_2_NEISO | NYISO_A-F | NEISO | Internal | Summer | B6 | 300 | 600 | 0 | 62.27 | 45.19 | 3 | 0
2040 | NYISO_A-F_2_NEISO | NYISO_A-F | NEISO | Internal | Summer | B7 | 400 | 600 | 0 | 56.37 | 45.19 | 3 | 0
2040 | NYISO_A-F_2_NEISO | NYISO_A-F | NEISO | Internal | Summer | B8 | 500 | 600 | 0 | 51.36 | 45.19 | 3 | 0
2040 | NYISO_A-F_2_NEISO | NYISO_A-F | NEISO | Internal | Summer | B9 | 800 | 600 | 0 | 49.5 | 45.19 | 3 | 0
2040 | NYISO_A-F_2_NEISO | NYISO_A-F | NEISO | Internal | Summer | B10 | 1262 | 600 | 0 | 49.5 | 45.19 | 3 | 0
2040 | NYISO_A-F_2_NEISO | NYISO_A-F | NEISO | Internal | Winter | B16 | 25 | 600 | 0 | 60.85 | 60.59 | 3 | 0
2040 | NYISO_A-F_2_NEISO | NYISO_A-F | NEISO | Internal | Winter | B17 | 100 | 600 | 0 | 60.85 | 60.59 | 3 | 0
2040 | NYISO_A-F_2_NEISO | NYISO_A-F | NEISO | Internal | Winter | B18 | 400 | 600 | 600 | 55.43 | 60.58 | 3 | 2.16
2040 | NYISO_A-F_2_NEISO | NYISO_A-F | NEISO | Internal | Winter | B19 | 700 | 600 | 600 | 55.43 | 60.58 | 3 | 2.16
2040 | NYISO_A-F_2_NEISO | NYISO_A-F | NEISO | Internal | Winter | B20 | 935 | 600 | 600 | 55.43 | 60.58 | 3 | 2.16
2040 | NYISO_A-F_2_NYISO_G-I | NYISO_A-F | NYISO_G-I | Internal | Shoulder | B11 | 25 | 4250 | 4250 | 57.79 | 63.15 | 0.01 | 5.34
2040 | NYISO_A-F_2_NYISO_G-I | NYISO_A-F | NYISO_G-I | Internal | Shoulder | B12 | 200 | 4250 | 3597.56 | 56.61 | 56.62 | 0.01 | 0
2040 | NYISO_A-F_2_NYISO_G-I | NYISO_A-F | NYISO_G-I | Internal | Shoulder | B13 | 600 | 4250 | 3468.42 | 52.65 | 52.66 | 0.01 | 0
2040 | NYISO_A-F_2_NYISO_G-I | NYISO_A-F | NYISO_G-I | Internal | Shoulder | B14 | 900 | 4250 | 3277.53 | 51.97 | 51.98 | 0.01 | 0
2040 | NYISO_A-F_2_NYISO_G-I | NYISO_A-F | NYISO_G-I | Internal | Shoulder | B15 | 1203 | 4250 | 1278.15 | 51.96 | 51.97 | 0.01 | 0
2040 | NYISO_A-F_2_NYISO_G-I | NYISO_A-F | NYISO_G-I | Internal | Summer | B1 | 10 | 4250 | 4250 | 76.46 | 84.65 | 0.01 | 8.18
2040 | NYISO_A-F_2_NYISO_G-I | NYISO_A-F | NYISO_G-I | Internal | Summer | B2 | 25 | 4250 | 4249.99 | 80.48 | 82.44 | 0.01 | 1.95
2040 | NYISO_A-F_2_NYISO_G-I | NYISO_A-F | NYISO_G-I | Internal | Summer | B3 | 75 | 4250 | 2561.03 | 75.56 | 75.57 | 0.01 | 0
2040 | NYISO_A-F_2_NYISO_G-I | NYISO_A-F | NYISO_G-I | Internal | Summer | B4 | 100 | 4250 | 3204 | 68.37 | 68.38 | 0.01 | 0
2040 | NYISO_A-F_2_NYISO_G-I | NYISO_A-F | NYISO_G-I | Internal | Summer | B5 | 200 | 4250 | 3287.38 | 68.37 | 68.38 | 0.01 | 0
2040 | NYISO_A-F_2_NYISO_G-I | NYISO_A-F | NYISO_G-I | Internal | Summer | B6 | 300 | 4250 | 4081.93 | 62.27 | 62.28 | 0.01 | 0
2040 | NYISO_A-F_2_NYISO_G-I | NYISO_A-F | NYISO_G-I | Internal | Summer | B7 | 400 | 4250 | 3312.18 | 56.37 | 56.38 | 0.01 | 0
2040 | NYISO_A-F_2_NYISO_G-I | NYISO_A-F | NYISO_G-I | Internal | Summer | B8 | 500 | 4250 | 3141.81 | 51.36 | 51.37 | 0.01 | 0
2040 | NYISO_A-F_2_NYISO_G-I | NYISO_A-F | NYISO_G-I | Internal | Summer | B9 | 800 | 4250 | 2611.32 | 49.5 | 49.51 | 0.01 | 0
2040 | NYISO_A-F_2_NYISO_G-I | NYISO_A-F | NYISO_G-I | Internal | Summer | B10 | 1262 | 4250 | 0.02 | 49.5 | 49.48 | 0.01 | 0
2040 | NYISO_A-F_2_NYISO_G-I | NYISO_A-F | NYISO_G-I | Internal | Winter | B16 | 25 | 4250 | 4249.99 | 60.85 | 63.59 | 0.01 | 2.72
2040 | NYISO_A-F_2_NYISO_G-I | NYISO_A-F | NYISO_G-I | Internal | Winter | B17 | 100 | 4250 | 4250 | 60.85 | 63.58 | 0.01 | 2.72
2040 | NYISO_A-F_2_NYISO_G-I | NYISO_A-F | NYISO_G-I | Internal | Winter | B18 | 400 | 4250 | 4250 | 55.43 | 63.58 | 0.01 | 8.14
2040 | NYISO_A-F_2_NYISO_G-I | NYISO_A-F | NYISO_G-I | Internal | Winter | B19 | 700 | 4250 | 4250 | 55.43 | 60.27 | 0.01 | 4.83
2040 | NYISO_A-F_2_NYISO_G-I | NYISO_A-F | NYISO_G-I | Internal | Winter | B20 | 935 | 4250 | 4250 | 55.43 | 59.84 | 0.01 | 4.4
2040 | NYISO_A-F_2_PJM_ROM | NYISO_A-F | PJM_ROM | Internal | Shoulder | B11 | 25 | 1000 | 1000 | 57.79 | 71.14 | 8 | 5.34
2040 | NYISO_A-F_2_PJM_ROM | NYISO_A-F | PJM_ROM | Internal | Shoulder | B12 | 200 | 1000 | 0 | 56.61 | 61.51 | 8 | 0
2040 | NYISO_A-F_2_PJM_ROM | NYISO_A-F | PJM_ROM | Internal | Shoulder | B13 | 600 | 1000 | 0 | 52.65 | 56.31 | 8 | 0
2040 | NYISO_A-F_2_PJM_ROM | NYISO_A-F | PJM_ROM | Internal | Shoulder | B14 | 900 | 1000 | 0 | 51.97 | 55.71 | 8 | 0
2040 | NYISO_A-F_2_PJM_ROM | NYISO_A-F | PJM_ROM | Internal | Shoulder | B15 | 1203 | 1000 | 0 | 51.96 | 51.57 | 8 | 0
2040 | NYISO_A-F_2_PJM_ROM | NYISO_A-F | PJM_ROM | Internal | Summer | B1 | 10 | 1000 | 1000 | 76.46 | 92.64 | 8 | 8.18
2040 | NYISO_A-F_2_PJM_ROM | NYISO_A-F | PJM_ROM | Internal | Summer | B2 | 25 | 1000 | 999.99 | 80.48 | 90.43 | 8 | 1.95
2040 | NYISO_A-F_2_PJM_ROM | NYISO_A-F | PJM_ROM | Internal | Summer | B3 | 75 | 1000 | 1000 | 75.56 | 90.43 | 8 | 6.87
2040 | NYISO_A-F_2_PJM_ROM | NYISO_A-F | PJM_ROM | Internal | Summer | B4 | 100 | 1000 | 1000 | 68.37 | 80.21 | 8 | 3.84
2040 | NYISO_A-F_2_PJM_ROM | NYISO_A-F | PJM_ROM | Internal | Summer | B5 | 200 | 1000 | 999.99 | 68.37 | 76.67 | 8 | 0.3
2040 | NYISO_A-F_2_PJM_ROM | NYISO_A-F | PJM_ROM | Internal | Summer | B6 | 300 | 1000 | 838.07 | 62.27 | 70.27 | 8 | 0
2040 | NYISO_A-F_2_PJM_ROM | NYISO_A-F | PJM_ROM | Internal | Summer | B7 | 400 | 1000 | 0 | 56.37 | 57.01 | 8 | 0
2040 | NYISO_A-F_2_PJM_ROM | NYISO_A-F | PJM_ROM | Internal | Summer | B8 | 500 | 1000 | 0 | 51.36 | 53.36 | 8 | 0
2040 | NYISO_A-F_2_PJM_ROM | NYISO_A-F | PJM_ROM | Internal | Summer | B9 | 800 | 1000 | 0 | 49.5 | 49.77 | 8 | 0
2040 | NYISO_A-F_2_PJM_ROM | NYISO_A-F | PJM_ROM | Internal | Summer | B10 | 1262 | 1000 | 0 | 49.5 | 46.5 | 8 | 0
2040 | NYISO_A-F_2_PJM_ROM | NYISO_A-F | PJM_ROM | Internal | Winter | B16 | 25 | 1000 | 999.99 | 60.85 | 71.28 | 8 | 2.43
2040 | NYISO_A-F_2_PJM_ROM | NYISO_A-F | PJM_ROM | Internal | Winter | B17 | 100 | 1000 | 898.56 | 60.85 | 68.85 | 8 | 0
2040 | NYISO_A-F_2_PJM_ROM | NYISO_A-F | PJM_ROM | Internal | Winter | B18 | 400 | 1000 | 0 | 55.43 | 60.71 | 8 | 0
2040 | NYISO_A-F_2_PJM_ROM | NYISO_A-F | PJM_ROM | Internal | Winter | B19 | 700 | 1000 | 0 | 55.43 | 58.2 | 8 | 0
2040 | NYISO_A-F_2_PJM_ROM | NYISO_A-F | PJM_ROM | Internal | Winter | B20 | 935 | 1000 | 0 | 55.43 | 53.32 | 8 | 0
2040 | NYISO_G-I_2_NEISO | NYISO_G-I | NEISO | Internal | Shoulder | B11 | 25 | 600 | 0 | 63.15 | 48.97 | 3 | 0
2040 | NYISO_G-I_2_NEISO | NYISO_G-I | NEISO | Internal | Shoulder | B12 | 200 | 600 | 0 | 56.62 | 48.97 | 3 | 0
2040 | NYISO_G-I_2_NEISO | NYISO_G-I | NEISO | Internal | Shoulder | B13 | 600 | 600 | 0 | 52.66 | 48.97 | 3 | 0
2040 | NYISO_G-I_2_NEISO | NYISO_G-I | NEISO | Internal | Shoulder | B14 | 900 | 600 | 0 | 51.98 | 48.97 | 3 | 0
2040 | NYISO_G-I_2_NEISO | NYISO_G-I | NEISO | Internal | Shoulder | B15 | 1203 | 600 | 0 | 51.97 | 48.97 | 3 | 0
2040 | NYISO_G-I_2_NEISO | NYISO_G-I | NEISO | Internal | Summer | B1 | 10 | 600 | 0 | 84.65 | 81.65 | 3 | 0
2040 | NYISO_G-I_2_NEISO | NYISO_G-I | NEISO | Internal | Summer | B2 | 25 | 600 | 0 | 82.44 | 79.45 | 3 | 0
2040 | NYISO_G-I_2_NEISO | NYISO_G-I | NEISO | Internal | Summer | B3 | 75 | 600 | 0 | 75.57 | 72.58 | 3 | 0
2040 | NYISO_G-I_2_NEISO | NYISO_G-I | NEISO | Internal | Summer | B4 | 100 | 600 | 0 | 68.38 | 65.37 | 3 | 0
2040 | NYISO_G-I_2_NEISO | NYISO_G-I | NEISO | Internal | Summer | B5 | 200 | 600 | 0 | 68.38 | 62.63 | 3 | 0
2040 | NYISO_G-I_2_NEISO | NYISO_G-I | NEISO | Internal | Summer | B6 | 300 | 600 | 0 | 62.28 | 45.19 | 3 | 0
2040 | NYISO_G-I_2_NEISO | NYISO_G-I | NEISO | Internal | Summer | B7 | 400 | 600 | 0 | 56.38 | 45.19 | 3 | 0
2040 | NYISO_G-I_2_NEISO | NYISO_G-I | NEISO | Internal | Summer | B8 | 500 | 600 | 0 | 51.37 | 45.19 | 3 | 0
2040 | NYISO_G-I_2_NEISO | NYISO_G-I | NEISO | Internal | Summer | B9 | 800 | 600 | 0 | 49.51 | 45.19 | 3 | 0
2040 | NYISO_G-I_2_NEISO | NYISO_G-I | NEISO | Internal | Summer | B10 | 1262 | 600 | 0 | 49.48 | 45.19 | 3 | 0
2040 | NYISO_G-I_2_NEISO | NYISO_G-I | NEISO | Internal | Winter | B16 | 25 | 600 | 0 | 63.59 | 60.59 | 3 | 0
2040 | NYISO_G-I_2_NEISO | NYISO_G-I | NEISO | Internal | Winter | B17 | 100 | 600 | 0 | 63.58 | 60.59 | 3 | 0
2040 | NYISO_G-I_2_NEISO | NYISO_G-I | NEISO | Internal | Winter | B18 | 400 | 600 | 0 | 63.58 | 60.58 | 3 | 0
2040 | NYISO_G-I_2_NEISO | NYISO_G-I | NEISO | Internal | Winter | B19 | 700 | 600 | 0 | 60.27 | 60.58 | 3 | 0
2040 | NYISO_G-I_2_NEISO | NYISO_G-I | NEISO | Internal | Winter | B20 | 935 | 600 | 0 | 59.84 | 60.58 | 3 | 0
2040 | NYISO_G-I_2_NYISO_A-F | NYISO_G-I | NYISO_A-F | Internal | Shoulder | B11 | 25 | 1999 | 0 | 63.15 | 57.79 | 0.01 | 0
2040 | NYISO_G-I_2_NYISO_A-F | NYISO_G-I | NYISO_A-F | Internal | Shoulder | B12 | 200 | 1999 | 0.1 | 56.62 | 56.61 | 0.01 | 0
2040 | NYISO_G-I_2_NYISO_A-F | NYISO_G-I | NYISO_A-F | Internal | Shoulder | B13 | 600 | 1999 | 0.03 | 52.66 | 52.65 | 0.01 | 0
2040 | NYISO_G-I_2_NYISO_A-F | NYISO_G-I | NYISO_A-F | Internal | Shoulder | B14 | 900 | 1999 | 0.02 | 51.98 | 51.97 | 0.01 | 0
2040 | NYISO_G-I_2_NYISO_A-F | NYISO_G-I | NYISO_A-F | Internal | Shoulder | B15 | 1203 | 1999 | 0.02 | 51.97 | 51.96 | 0.01 | 0
2040 | NYISO_G-I_2_NYISO_A-F | NYISO_G-I | NYISO_A-F | Internal | Summer | B1 | 10 | 1999 | 0 | 84.65 | 76.46 | 0.01 | 0
2040 | NYISO_G-I_2_NYISO_A-F | NYISO_G-I | NYISO_A-F | Internal | Summer | B2 | 25 | 1999 | 0 | 82.44 | 80.48 | 0.01 | 0
2040 | NYISO_G-I_2_NYISO_A-F | NYISO_G-I | NYISO_A-F | Internal | Summer | B3 | 75 | 1999 | 0.27 | 75.57 | 75.56 | 0.01 | 0
2040 | NYISO_G-I_2_NYISO_A-F | NYISO_G-I | NYISO_A-F | Internal | Summer | B4 | 100 | 1999 | 0.2 | 68.38 | 68.37 | 0.01 | 0
2040 | NYISO_G-I_2_NYISO_A-F | NYISO_G-I | NYISO_A-F | Internal | Summer | B5 | 200 | 1999 | 0.1 | 68.38 | 68.37 | 0.01 | 0
2040 | NYISO_G-I_2_NYISO_A-F | NYISO_G-I | NYISO_A-F | Internal | Summer | B6 | 300 | 1999 | 0.07 | 62.28 | 62.27 | 0.01 | 0
2040 | NYISO_G-I_2_NYISO_A-F | NYISO_G-I | NYISO_A-F | Internal | Summer | B7 | 400 | 1999 | 0.05 | 56.38 | 56.37 | 0.01 | 0
2040 | NYISO_G-I_2_NYISO_A-F | NYISO_G-I | NYISO_A-F | Internal | Summer | B8 | 500 | 1999 | 0.04 | 51.37 | 51.36 | 0.01 | 0
2040 | NYISO_G-I_2_NYISO_A-F | NYISO_G-I | NYISO_A-F | Internal | Summer | B9 | 800 | 1999 | 0.03 | 49.51 | 49.5 | 0.01 | 0
2040 | NYISO_G-I_2_NYISO_A-F | NYISO_G-I | NYISO_A-F | Internal | Summer | B10 | 1262 | 1999 | 179.54 | 49.48 | 49.5 | 0.01 | 0
2040 | NYISO_G-I_2_NYISO_A-F | NYISO_G-I | NYISO_A-F | Internal | Winter | B16 | 25 | 1999 | 0 | 63.59 | 60.85 | 0.01 | 0
2040 | NYISO_G-I_2_NYISO_A-F | NYISO_G-I | NYISO_A-F | Internal | Winter | B17 | 100 | 1999 | 0 | 63.58 | 60.85 | 0.01 | 0
2040 | NYISO_G-I_2_NYISO_A-F | NYISO_G-I | NYISO_A-F | Internal | Winter | B18 | 400 | 1999 | 0 | 63.58 | 55.43 | 0.01 | 0
2040 | NYISO_G-I_2_NYISO_A-F | NYISO_G-I | NYISO_A-F | Internal | Winter | B19 | 700 | 1999 | 0 | 60.27 | 55.43 | 0.01 | 0
2040 | NYISO_G-I_2_NYISO_A-F | NYISO_G-I | NYISO_A-F | Internal | Winter | B20 | 935 | 1999 | 0 | 59.84 | 55.43 | 0.01 | 0
2040 | NYISO_G-I_2_NYISO_J-K | NYISO_G-I | NYISO_J-K | Internal | Shoulder | B11 | 25 | 6130 | 6130 | 63.15 | 70.74 | 0.01 | 7.58
2040 | NYISO_G-I_2_NYISO_J-K | NYISO_G-I | NYISO_J-K | Internal | Shoulder | B12 | 200 | 6130 | 6130 | 56.62 | 70.74 | 0.01 | 14.11
2040 | NYISO_G-I_2_NYISO_J-K | NYISO_G-I | NYISO_J-K | Internal | Shoulder | B13 | 600 | 6130 | 6130 | 52.66 | 62.32 | 0.01 | 9.65
2040 | NYISO_G-I_2_NYISO_J-K | NYISO_G-I | NYISO_J-K | Internal | Shoulder | B14 | 900 | 6130 | 6130 | 51.98 | 53.02 | 0.01 | 1.03
2040 | NYISO_G-I_2_NYISO_J-K | NYISO_G-I | NYISO_J-K | Internal | Shoulder | B15 | 1203 | 6130 | 4208.05 | 51.97 | 51.98 | 0.01 | 0
2040 | NYISO_G-I_2_NYISO_J-K | NYISO_G-I | NYISO_J-K | Internal | Summer | B1 | 10 | 6130 | 4581.23 | 84.65 | 84.66 | 0.01 | 0
2040 | NYISO_G-I_2_NYISO_J-K | NYISO_G-I | NYISO_J-K | Internal | Summer | B2 | 25 | 6130 | 4052.18 | 82.44 | 82.45 | 0.01 | 0
2040 | NYISO_G-I_2_NYISO_J-K | NYISO_G-I | NYISO_J-K | Internal | Summer | B3 | 75 | 6130 | 2340.11 | 75.57 | 75.58 | 0.01 | 0
2040 | NYISO_G-I_2_NYISO_J-K | NYISO_G-I | NYISO_J-K | Internal | Summer | B4 | 100 | 6130 | 3890.95 | 68.38 | 68.39 | 0.01 | 0
2040 | NYISO_G-I_2_NYISO_J-K | NYISO_G-I | NYISO_J-K | Internal | Summer | B5 | 200 | 6130 | 4148.33 | 68.38 | 68.39 | 0.01 | 0
2040 | NYISO_G-I_2_NYISO_J-K | NYISO_G-I | NYISO_J-K | Internal | Summer | B6 | 300 | 6130 | 6130 | 62.28 | 65.1 | 0.01 | 2.8
2040 | NYISO_G-I_2_NYISO_J-K | NYISO_G-I | NYISO_J-K | Internal | Summer | B7 | 400 | 6130 | 6130 | 56.38 | 65.1 | 0.01 | 8.71
2040 | NYISO_G-I_2_NYISO_J-K | NYISO_G-I | NYISO_J-K | Internal | Summer | B8 | 500 | 6130 | 6130 | 51.37 | 65.1 | 0.01 | 13.71
2040 | NYISO_G-I_2_NYISO_J-K | NYISO_G-I | NYISO_J-K | Internal | Summer | B9 | 800 | 6130 | 5865.49 | 49.51 | 49.52 | 0.01 | 0
2040 | NYISO_G-I_2_NYISO_J-K | NYISO_G-I | NYISO_J-K | Internal | Summer | B10 | 1262 | 6130 | 3623.97 | 49.48 | 49.5 | 0.01 | 0
2040 | NYISO_G-I_2_NYISO_J-K | NYISO_G-I | NYISO_J-K | Internal | Winter | B16 | 25 | 6130 | 6130 | 63.59 | 90.38 | 0.01 | 26.78
2040 | NYISO_G-I_2_NYISO_J-K | NYISO_G-I | NYISO_J-K | Internal | Winter | B17 | 100 | 6130 | 6130 | 63.58 | 90.38 | 0.01 | 26.78
2040 | NYISO_G-I_2_NYISO_J-K | NYISO_G-I | NYISO_J-K | Internal | Winter | B18 | 400 | 6130 | 6130 | 63.58 | 78.09 | 0.01 | 14.49
2040 | NYISO_G-I_2_NYISO_J-K | NYISO_G-I | NYISO_J-K | Internal | Winter | B19 | 700 | 6130 | 6130 | 60.27 | 67.57 | 0.01 | 7.29
2040 | NYISO_G-I_2_NYISO_J-K | NYISO_G-I | NYISO_J-K | Internal | Winter | B20 | 935 | 6130 | 6130 | 59.84 | 63.48 | 0.01 | 3.63
2040 | NYISO_G-I_2_PJM_E | NYISO_G-I | PJM_E | Internal | Shoulder | B11 | 25 | 1500 | 599.99 | 63.15 | 71.15 | 8 | 0
2040 | NYISO_G-I_2_PJM_E | NYISO_G-I | PJM_E | Internal | Shoulder | B12 | 200 | 1500 | 0 | 56.62 | 61.53 | 8 | 0
2040 | NYISO_G-I_2_PJM_E | NYISO_G-I | PJM_E | Internal | Shoulder | B13 | 600 | 1500 | 0 | 52.66 | 56.32 | 8 | 0
2040 | NYISO_G-I_2_PJM_E | NYISO_G-I | PJM_E | Internal | Shoulder | B14 | 900 | 1500 | 0 | 51.98 | 55.72 | 8 | 0
2040 | NYISO_G-I_2_PJM_E | NYISO_G-I | PJM_E | Internal | Shoulder | B15 | 1203 | 1500 | 0 | 51.97 | 51.58 | 8 | 0
2040 | NYISO_G-I_2_PJM_E | NYISO_G-I | PJM_E | Internal | Summer | B1 | 10 | 1500 | 493.31 | 84.65 | 92.65 | 8 | 0
2040 | NYISO_G-I_2_PJM_E | NYISO_G-I | PJM_E | Internal | Summer | B2 | 25 | 1500 | 989.12 | 82.44 | 90.44 | 8 | 0
2040 | NYISO_G-I_2_PJM_E | NYISO_G-I | PJM_E | Internal | Summer | B3 | 75 | 1500 | 1500 | 75.57 | 90.44 | 8 | 6.87
2040 | NYISO_G-I_2_PJM_E | NYISO_G-I | PJM_E | Internal | Summer | B4 | 100 | 1500 | 1500 | 68.38 | 80.22 | 8 | 3.84
2040 | NYISO_G-I_2_PJM_E | NYISO_G-I | PJM_E | Internal | Summer | B5 | 200 | 1500 | 1499.99 | 68.38 | 76.68 | 8 | 0.3
2040 | NYISO_G-I_2_PJM_E | NYISO_G-I | PJM_E | Internal | Summer | B6 | 300 | 1500 | 554.98 | 62.28 | 70.28 | 8 | 0
2040 | NYISO_G-I_2_PJM_E | NYISO_G-I | PJM_E | Internal | Summer | B7 | 400 | 1500 | 0 | 56.38 | 57.02 | 8 | 0
2040 | NYISO_G-I_2_PJM_E | NYISO_G-I | PJM_E | Internal | Summer | B8 | 500 | 1500 | 0 | 51.37 | 53.37 | 8 | 0
2040 | NYISO_G-I_2_PJM_E | NYISO_G-I | PJM_E | Internal | Summer | B9 | 800 | 1500 | 0 | 49.51 | 49.78 | 8 | 0
2040 | NYISO_G-I_2_PJM_E | NYISO_G-I | PJM_E | Internal | Summer | B10 | 1262 | 1500 | 0 | 49.48 | 46.51 | 8 | 0
2040 | NYISO_G-I_2_PJM_E | NYISO_G-I | PJM_E | Internal | Winter | B16 | 25 | 1500 | 0.07 | 63.59 | 71.29 | 8 | 0
2040 | NYISO_G-I_2_PJM_E | NYISO_G-I | PJM_E | Internal | Winter | B17 | 100 | 1500 | 0 | 63.58 | 68.86 | 8 | 0
2040 | NYISO_G-I_2_PJM_E | NYISO_G-I | PJM_E | Internal | Winter | B18 | 400 | 1500 | 0 | 63.58 | 60.72 | 8 | 0
2040 | NYISO_G-I_2_PJM_E | NYISO_G-I | PJM_E | Internal | Winter | B19 | 700 | 1500 | 0 | 60.27 | 58.22 | 8 | 0
2040 | NYISO_G-I_2_PJM_E | NYISO_G-I | PJM_E | Internal | Winter | B20 | 935 | 1500 | 0 | 59.84 | 53.84 | 8 | 0
2040 | NYISO_J-K_2_NEISO | NYISO_J-K | NEISO | Internal | Shoulder | B11 | 25 | 0.01 | 0 | 70.74 | 48.97 | 3 | 1.6
2040 | NYISO_J-K_2_NEISO | NYISO_J-K | NEISO | Internal | Shoulder | B12 | 200 | 0.01 | 0 | 70.74 | 48.97 | 3 | 0.24
2040 | NYISO_J-K_2_NEISO | NYISO_J-K | NEISO | Internal | Shoulder | B13 | 600 | 0.01 | 0 | 62.32 | 48.97 | 3 | 0.08
2040 | NYISO_J-K_2_NEISO | NYISO_J-K | NEISO | Internal | Shoulder | B14 | 900 | 0.01 | 0 | 53.02 | 48.97 | 3 | 0.06
2040 | NYISO_J-K_2_NEISO | NYISO_J-K | NEISO | Internal | Shoulder | B15 | 1203 | 0.01 | 0 | 51.98 | 48.97 | 3 | 0.04
2040 | NYISO_J-K_2_NEISO | NYISO_J-K | NEISO | Internal | Summer | B1 | 10 | 0.01 | 0 | 84.66 | 81.65 | 3 | 5.81
2040 | NYISO_J-K_2_NEISO | NYISO_J-K | NEISO | Internal | Summer | B2 | 25 | 0.01 | 0 | 82.45 | 79.45 | 3 | 1.71
2040 | NYISO_J-K_2_NEISO | NYISO_J-K | NEISO | Internal | Summer | B3 | 75 | 0.01 | 0 | 75.58 | 72.58 | 3 | 0.63
2040 | NYISO_J-K_2_NEISO | NYISO_J-K | NEISO | Internal | Summer | B4 | 100 | 0.01 | 0 | 68.39 | 65.37 | 3 | 0.5
2040 | NYISO_J-K_2_NEISO | NYISO_J-K | NEISO | Internal | Summer | B5 | 200 | 0.01 | 0 | 68.39 | 62.63 | 3 | 0.26
2040 | NYISO_J-K_2_NEISO | NYISO_J-K | NEISO | Internal | Summer | B6 | 300 | 0.01 | 0 | 65.1 | 45.19 | 3 | 0.16
2040 | NYISO_J-K_2_NEISO | NYISO_J-K | NEISO | Internal | Summer | B7 | 400 | 0.01 | 0 | 65.1 | 45.19 | 3 | 0.12
2040 | NYISO_J-K_2_NEISO | NYISO_J-K | NEISO | Internal | Summer | B8 | 500 | 0.01 | 0 | 65.1 | 45.19 | 3 | 0.1
2040 | NYISO_J-K_2_NEISO | NYISO_J-K | NEISO | Internal | Summer | B9 | 800 | 0.01 | 0 | 49.52 | 45.19 | 3 | 0.06
2040 | NYISO_J-K_2_NEISO | NYISO_J-K | NEISO | Internal | Summer | B10 | 1262 | 0.01 | 0 | 49.5 | 45.19 | 3 | 0.04
2040 | NYISO_J-K_2_NEISO | NYISO_J-K | NEISO | Internal | Winter | B16 | 25 | 0.01 | 0 | 90.38 | 60.59 | 3 | 1.62
2040 | NYISO_J-K_2_NEISO | NYISO_J-K | NEISO | Internal | Winter | B17 | 100 | 0.01 | 0 | 90.38 | 60.59 | 3 | 0.46
2040 | NYISO_J-K_2_NEISO | NYISO_J-K | NEISO | Internal | Winter | B18 | 400 | 0.01 | 0 | 78.09 | 60.58 | 3 | 0.12
2040 | NYISO_J-K_2_NEISO | NYISO_J-K | NEISO | Internal | Winter | B19 | 700 | 0.01 | 0 | 67.57 | 60.58 | 3 | 0.07
2040 | NYISO_J-K_2_NEISO | NYISO_J-K | NEISO | Internal | Winter | B20 | 935 | 0.01 | 0 | 63.48 | 60.58 | 3 | 0.06
2040 | NYISO_J-K_2_NYISO_G-I | NYISO_J-K | NYISO_G-I | Internal | Shoulder | B11 | 25 | 1999 | 0 | 70.74 | 63.15 | 0.01 | 0
2040 | NYISO_J-K_2_NYISO_G-I | NYISO_J-K | NYISO_G-I | Internal | Shoulder | B12 | 200 | 1999 | 0 | 70.74 | 56.62 | 0.01 | 0
2040 | NYISO_J-K_2_NYISO_G-I | NYISO_J-K | NYISO_G-I | Internal | Shoulder | B13 | 600 | 1999 | 0 | 62.32 | 52.66 | 0.01 | 0
2040 | NYISO_J-K_2_NYISO_G-I | NYISO_J-K | NYISO_G-I | Internal | Shoulder | B14 | 900 | 1999 | 0 | 53.02 | 51.98 | 0.01 | 0
2040 | NYISO_J-K_2_NYISO_G-I | NYISO_J-K | NYISO_G-I | Internal | Shoulder | B15 | 1203 | 1999 | 0.02 | 51.98 | 51.97 | 0.01 | 0
2040 | NYISO_J-K_2_NYISO_G-I | NYISO_J-K | NYISO_G-I | Internal | Summer | B1 | 10 | 1999 | 1.88 | 84.66 | 84.65 | 0.01 | 0
2040 | NYISO_J-K_2_NYISO_G-I | NYISO_J-K | NYISO_G-I | Internal | Summer | B2 | 25 | 1999 | 0.78 | 82.45 | 82.44 | 0.01 | 0
2040 | NYISO_J-K_2_NYISO_G-I | NYISO_J-K | NYISO_G-I | Internal | Summer | B3 | 75 | 1999 | 0.27 | 75.58 | 75.57 | 0.01 | 0
2040 | NYISO_J-K_2_NYISO_G-I | NYISO_J-K | NYISO_G-I | Internal | Summer | B4 | 100 | 1999 | 0.2 | 68.39 | 68.38 | 0.01 | 0
2040 | NYISO_J-K_2_NYISO_G-I | NYISO_J-K | NYISO_G-I | Internal | Summer | B5 | 200 | 1999 | 0.1 | 68.39 | 68.38 | 0.01 | 0
2040 | NYISO_J-K_2_NYISO_G-I | NYISO_J-K | NYISO_G-I | Internal | Summer | B6 | 300 | 1999 | 0 | 65.1 | 62.28 | 0.01 | 0
2040 | NYISO_J-K_2_NYISO_G-I | NYISO_J-K | NYISO_G-I | Internal | Summer | B7 | 400 | 1999 | 0 | 65.1 | 56.38 | 0.01 | 0
2040 | NYISO_J-K_2_NYISO_G-I | NYISO_J-K | NYISO_G-I | Internal | Summer | B8 | 500 | 1999 | 0 | 65.1 | 51.37 | 0.01 | 0
2040 | NYISO_J-K_2_NYISO_G-I | NYISO_J-K | NYISO_G-I | Internal | Summer | B9 | 800 | 1999 | 0.03 | 49.52 | 49.51 | 0.01 | 0
2040 | NYISO_J-K_2_NYISO_G-I | NYISO_J-K | NYISO_G-I | Internal | Summer | B10 | 1262 | 1999 | 0.02 | 49.5 | 49.48 | 0.01 | 0
2040 | NYISO_J-K_2_NYISO_G-I | NYISO_J-K | NYISO_G-I | Internal | Winter | B16 | 25 | 1999 | 0 | 90.38 | 63.59 | 0.01 | 0
2040 | NYISO_J-K_2_NYISO_G-I | NYISO_J-K | NYISO_G-I | Internal | Winter | B17 | 100 | 1999 | 0 | 90.38 | 63.58 | 0.01 | 0
2040 | NYISO_J-K_2_NYISO_G-I | NYISO_J-K | NYISO_G-I | Internal | Winter | B18 | 400 | 1999 | 0 | 78.09 | 63.58 | 0.01 | 0
2040 | NYISO_J-K_2_NYISO_G-I | NYISO_J-K | NYISO_G-I | Internal | Winter | B19 | 700 | 1999 | 0 | 67.57 | 60.27 | 0.01 | 0
2040 | NYISO_J-K_2_NYISO_G-I | NYISO_J-K | NYISO_G-I | Internal | Winter | B20 | 935 | 1999 | 0 | 63.48 | 59.84 | 0.01 | 0
2040 | NYISO_J-K_2_PJM_E | NYISO_J-K | PJM_E | Internal | Shoulder | B11 | 25 | 0.01 | 0 | 70.74 | 71.15 | 8 | 1.6
2040 | NYISO_J-K_2_PJM_E | NYISO_J-K | PJM_E | Internal | Shoulder | B12 | 200 | 0.01 | 0 | 70.74 | 61.53 | 8 | 0.25
2040 | NYISO_J-K_2_PJM_E | NYISO_J-K | PJM_E | Internal | Shoulder | B13 | 600 | 0.01 | 0 | 62.32 | 56.32 | 8 | 0.08
2040 | NYISO_J-K_2_PJM_E | NYISO_J-K | PJM_E | Internal | Shoulder | B14 | 900 | 0.01 | 0 | 53.02 | 55.72 | 8 | 0.06
2040 | NYISO_J-K_2_PJM_E | NYISO_J-K | PJM_E | Internal | Shoulder | B15 | 1203 | 0.01 | 0 | 51.98 | 51.58 | 8 | 0.04
2040 | NYISO_J-K_2_PJM_E | NYISO_J-K | PJM_E | Internal | Summer | B1 | 10 | 0.01 | 0 | 84.66 | 92.65 | 8 | 7.9
2040 | NYISO_J-K_2_PJM_E | NYISO_J-K | PJM_E | Internal | Summer | B2 | 25 | 0.01 | 0 | 82.45 | 90.44 | 8 | 3.06
2040 | NYISO_J-K_2_PJM_E | NYISO_J-K | PJM_E | Internal | Summer | B3 | 75 | 0.01 | 0 | 75.58 | 90.44 | 8 | 7.5
2040 | NYISO_J-K_2_PJM_E | NYISO_J-K | PJM_E | Internal | Summer | B4 | 100 | 0.01 | 0 | 68.39 | 80.22 | 8 | 4.3
2040 | NYISO_J-K_2_PJM_E | NYISO_J-K | PJM_E | Internal | Summer | B5 | 200 | 0.01 | 0 | 68.39 | 76.68 | 8 | 0.62
2040 | NYISO_J-K_2_PJM_E | NYISO_J-K | PJM_E | Internal | Summer | B6 | 300 | 0.01 | 0 | 65.1 | 70.28 | 8 | 0.18
2040 | NYISO_J-K_2_PJM_E | NYISO_J-K | PJM_E | Internal | Summer | B7 | 400 | 0.01 | 0 | 65.1 | 57.02 | 8 | 0.12
2040 | NYISO_J-K_2_PJM_E | NYISO_J-K | PJM_E | Internal | Summer | B8 | 500 | 0.01 | 0 | 65.1 | 53.37 | 8 | 0.1
2040 | NYISO_J-K_2_PJM_E | NYISO_J-K | PJM_E | Internal | Summer | B9 | 800 | 0.01 | 0 | 49.52 | 49.78 | 8 | 0.06
2040 | NYISO_J-K_2_PJM_E | NYISO_J-K | PJM_E | Internal | Summer | B10 | 1262 | 0.01 | 0 | 49.5 | 46.51 | 8 | 0.04
2040 | NYISO_J-K_2_PJM_E | NYISO_J-K | PJM_E | Internal | Winter | B16 | 25 | 0.01 | 0 | 90.38 | 71.29 | 8 | 1.61
2040 | NYISO_J-K_2_PJM_E | NYISO_J-K | PJM_E | Internal | Winter | B17 | 100 | 0.01 | 0 | 90.38 | 68.86 | 8 | 0.47
2040 | NYISO_J-K_2_PJM_E | NYISO_J-K | PJM_E | Internal | Winter | B18 | 400 | 0.01 | 0 | 78.09 | 60.72 | 8 | 0.12
2040 | NYISO_J-K_2_PJM_E | NYISO_J-K | PJM_E | Internal | Winter | B19 | 700 | 0.01 | 0 | 67.57 | 58.22 | 8 | 0.07
2040 | NYISO_J-K_2_PJM_E | NYISO_J-K | PJM_E | Internal | Winter | B20 | 935 | 0.01 | 0 | 63.48 | 53.84 | 8 | 0.05
2040 | PJM_E_2_NYISO_G-I | PJM_E | NYISO_G-I | Internal | Shoulder | B11 | 25 | 500 | 0 | 71.15 | 63.15 | 6 | 0
2040 | PJM_E_2_NYISO_G-I | PJM_E | NYISO_G-I | Internal | Shoulder | B12 | 200 | 500 | 0 | 61.53 | 56.62 | 6 | 0
2040 | PJM_E_2_NYISO_G-I | PJM_E | NYISO_G-I | Internal | Shoulder | B13 | 600 | 500 | 0 | 56.32 | 52.66 | 6 | 0
2040 | PJM_E_2_NYISO_G-I | PJM_E | NYISO_G-I | Internal | Shoulder | B14 | 900 | 500 | 0 | 55.72 | 51.98 | 6 | 0
2040 | PJM_E_2_NYISO_G-I | PJM_E | NYISO_G-I | Internal | Shoulder | B15 | 1203 | 500 | 0 | 51.58 | 51.97 | 6 | 0
2040 | PJM_E_2_NYISO_G-I | PJM_E | NYISO_G-I | Internal | Summer | B1 | 10 | 500 | 0 | 92.65 | 84.65 | 6 | 0
2040 | PJM_E_2_NYISO_G-I | PJM_E | NYISO_G-I | Internal | Summer | B2 | 25 | 500 | 0 | 90.44 | 82.44 | 6 | 0
2040 | PJM_E_2_NYISO_G-I | PJM_E | NYISO_G-I | Internal | Summer | B3 | 75 | 500 | 0 | 90.44 | 75.57 | 6 | 0
2040 | PJM_E_2_NYISO_G-I | PJM_E | NYISO_G-I | Internal | Summer | B4 | 100 | 500 | 0 | 80.22 | 68.38 | 6 | 0
2040 | PJM_E_2_NYISO_G-I | PJM_E | NYISO_G-I | Internal | Summer | B5 | 200 | 500 | 0 | 76.68 | 68.38 | 6 | 0
2040 | PJM_E_2_NYISO_G-I | PJM_E | NYISO_G-I | Internal | Summer | B6 | 300 | 500 | 0 | 70.28 | 62.28 | 6 | 0
2040 | PJM_E_2_NYISO_G-I | PJM_E | NYISO_G-I | Internal | Summer | B7 | 400 | 500 | 0 | 57.02 | 56.38 | 6 | 0
2040 | PJM_E_2_NYISO_G-I | PJM_E | NYISO_G-I | Internal | Summer | B8 | 500 | 500 | 0 | 53.37 | 51.37 | 6 | 0
2040 | PJM_E_2_NYISO_G-I | PJM_E | NYISO_G-I | Internal | Summer | B9 | 800 | 500 | 0 | 49.78 | 49.51 | 6 | 0
2040 | PJM_E_2_NYISO_G-I | PJM_E | NYISO_G-I | Internal | Summer | B10 | 1262 | 500 | 0 | 46.51 | 49.48 | 6 | 0
2040 | PJM_E_2_NYISO_G-I | PJM_E | NYISO_G-I | Internal | Winter | B16 | 25 | 500 | 0 | 71.29 | 63.59 | 6 | 0
2040 | PJM_E_2_NYISO_G-I | PJM_E | NYISO_G-I | Internal | Winter | B17 | 100 | 500 | 0 | 68.86 | 63.58 | 6 | 0
2040 | PJM_E_2_NYISO_G-I | PJM_E | NYISO_G-I | Internal | Winter | B18 | 400 | 500 | 0 | 60.72 | 63.58 | 6 | 0
2040 | PJM_E_2_NYISO_G-I | PJM_E | NYISO_G-I | Internal | Winter | B19 | 700 | 500 | 0 | 58.22 | 60.27 | 6 | 0
2040 | PJM_E_2_NYISO_G-I | PJM_E | NYISO_G-I | Internal | Winter | B20 | 935 | 500 | 149.75 | 53.84 | 59.84 | 6 | 0
2040 | PJM_E_2_NYISO_J-K | PJM_E | NYISO_J-K | Internal | Shoulder | B11 | 25 | 330 | 0 | 71.15 | 70.74 | 6 | 0
2040 | PJM_E_2_NYISO_J-K | PJM_E | NYISO_J-K | Internal | Shoulder | B12 | 200 | 330 | 330 | 61.53 | 70.74 | 6 | 3.22
2040 | PJM_E_2_NYISO_J-K | PJM_E | NYISO_J-K | Internal | Shoulder | B13 | 600 | 330 | 11.15 | 56.32 | 62.32 | 6 | 0
2040 | PJM_E_2_NYISO_J-K | PJM_E | NYISO_J-K | Internal | Shoulder | B14 | 900 | 330 | 0 | 55.72 | 53.02 | 6 | 0
2040 | PJM_E_2_NYISO_J-K | PJM_E | NYISO_J-K | Internal | Shoulder | B15 | 1203 | 330 | 0 | 51.58 | 51.98 | 6 | 0
2040 | PJM_E_2_NYISO_J-K | PJM_E | NYISO_J-K | Internal | Summer | B1 | 10 | 330 | 0 | 92.65 | 84.66 | 6 | 0
2040 | PJM_E_2_NYISO_J-K | PJM_E | NYISO_J-K | Internal | Summer | B2 | 25 | 330 | 0 | 90.44 | 82.45 | 6 | 0
2040 | PJM_E_2_NYISO_J-K | PJM_E | NYISO_J-K | Internal | Summer | B3 | 75 | 330 | 0 | 90.44 | 75.58 | 6 | 0
2040 | PJM_E_2_NYISO_J-K | PJM_E | NYISO_J-K | Internal | Summer | B4 | 100 | 330 | 0 | 80.22 | 68.39 | 6 | 0
2040 | PJM_E_2_NYISO_J-K | PJM_E | NYISO_J-K | Internal | Summer | B5 | 200 | 330 | 0 | 76.68 | 68.39 | 6 | 0
2040 | PJM_E_2_NYISO_J-K | PJM_E | NYISO_J-K | Internal | Summer | B6 | 300 | 330 | 0 | 70.28 | 65.1 | 6 | 0
2040 | PJM_E_2_NYISO_J-K | PJM_E | NYISO_J-K | Internal | Summer | B7 | 400 | 330 | 330 | 57.02 | 65.1 | 6 | 2.08
2040 | PJM_E_2_NYISO_J-K | PJM_E | NYISO_J-K | Internal | Summer | B8 | 500 | 330 | 330 | 53.37 | 65.1 | 6 | 5.73
2040 | PJM_E_2_NYISO_J-K | PJM_E | NYISO_J-K | Internal | Summer | B9 | 800 | 330 | 0 | 49.78 | 49.52 | 6 | 0
2040 | PJM_E_2_NYISO_J-K | PJM_E | NYISO_J-K | Internal | Summer | B10 | 1262 | 330 | 0 | 46.51 | 49.5 | 6 | 0
2040 | PJM_E_2_NYISO_J-K | PJM_E | NYISO_J-K | Internal | Winter | B16 | 25 | 330 | 330 | 71.29 | 90.38 | 6 | 13.09
2040 | PJM_E_2_NYISO_J-K | PJM_E | NYISO_J-K | Internal | Winter | B17 | 100 | 330 | 330 | 68.86 | 90.38 | 6 | 15.51
2040 | PJM_E_2_NYISO_J-K | PJM_E | NYISO_J-K | Internal | Winter | B18 | 400 | 330 | 330 | 60.72 | 78.09 | 6 | 11.37
2040 | PJM_E_2_NYISO_J-K | PJM_E | NYISO_J-K | Internal | Winter | B19 | 700 | 330 | 330 | 58.22 | 67.57 | 6 | 3.35
2040 | PJM_E_2_NYISO_J-K | PJM_E | NYISO_J-K | Internal | Winter | B20 | 935 | 330 | 330 | 53.84 | 63.48 | 6 | 3.64
2040 | PJM_E_2_PJM_ROM | PJM_E | PJM_ROM | Internal | Shoulder | B11 | 25 | 8000 | 0.83 | 71.15 | 71.14 | 0.01 | 0
2040 | PJM_E_2_PJM_ROM | PJM_E | PJM_ROM | Internal | Shoulder | B12 | 200 | 8000 | 0.1 | 61.53 | 61.51 | 0.01 | 0
2040 | PJM_E_2_PJM_ROM | PJM_E | PJM_ROM | Internal | Shoulder | B13 | 600 | 8000 | 0.03 | 56.32 | 56.31 | 0.01 | 0
2040 | PJM_E_2_PJM_ROM | PJM_E | PJM_ROM | Internal | Shoulder | B14 | 900 | 8000 | 0.02 | 55.72 | 55.71 | 0.01 | 0
2040 | PJM_E_2_PJM_ROM | PJM_E | PJM_ROM | Internal | Shoulder | B15 | 1203 | 8000 | 0.02 | 51.58 | 51.57 | 0.01 | 0
2040 | PJM_E_2_PJM_ROM | PJM_E | PJM_ROM | Internal | Summer | B1 | 10 | 8000 | 1.88 | 92.65 | 92.64 | 0.01 | 0
2040 | PJM_E_2_PJM_ROM | PJM_E | PJM_ROM | Internal | Summer | B2 | 25 | 8000 | 0.8 | 90.44 | 90.43 | 0.01 | 0
2040 | PJM_E_2_PJM_ROM | PJM_E | PJM_ROM | Internal | Summer | B3 | 75 | 8000 | 0.27 | 90.44 | 90.43 | 0.01 | 0
2040 | PJM_E_2_PJM_ROM | PJM_E | PJM_ROM | Internal | Summer | B4 | 100 | 8000 | 0.21 | 80.22 | 80.21 | 0.01 | 0
2040 | PJM_E_2_PJM_ROM | PJM_E | PJM_ROM | Internal | Summer | B5 | 200 | 8000 | 0.1 | 76.68 | 76.67 | 0.01 | 0
2040 | PJM_E_2_PJM_ROM | PJM_E | PJM_ROM | Internal | Summer | B6 | 300 | 8000 | 0.07 | 70.28 | 70.27 | 0.01 | 0
2040 | PJM_E_2_PJM_ROM | PJM_E | PJM_ROM | Internal | Summer | B7 | 400 | 8000 | 0.05 | 57.02 | 57.01 | 0.01 | 0
2040 | PJM_E_2_PJM_ROM | PJM_E | PJM_ROM | Internal | Summer | B8 | 500 | 8000 | 0.04 | 53.37 | 53.36 | 0.01 | 0
2040 | PJM_E_2_PJM_ROM | PJM_E | PJM_ROM | Internal | Summer | B9 | 800 | 8000 | 0.03 | 49.78 | 49.77 | 0.01 | 0
2040 | PJM_E_2_PJM_ROM | PJM_E | PJM_ROM | Internal | Summer | B10 | 1262 | 8000 | 0.02 | 46.51 | 46.5 | 0.01 | 0
2040 | PJM_E_2_PJM_ROM | PJM_E | PJM_ROM | Internal | Winter | B16 | 25 | 8000 | 0.78 | 71.29 | 71.28 | 0.01 | 0
2040 | PJM_E_2_PJM_ROM | PJM_E | PJM_ROM | Internal | Winter | B17 | 100 | 8000 | 0.2 | 68.86 | 68.85 | 0.01 | 0
2040 | PJM_E_2_PJM_ROM | PJM_E | PJM_ROM | Internal | Winter | B18 | 400 | 8000 | 0.05 | 60.72 | 60.71 | 0.01 | 0
2040 | PJM_E_2_PJM_ROM | PJM_E | PJM_ROM | Internal | Winter | B19 | 700 | 8000 | 0.03 | 58.22 | 58.2 | 0.01 | 0
2040 | PJM_E_2_PJM_ROM | PJM_E | PJM_ROM | Internal | Winter | B20 | 935 | 8000 | 0 | 53.84 | 53.32 | 0.01 | 0
2040 | PJM_ROR_2_MISO_IN | PJM_ROR | MISO_IN | Internal | Shoulder | B11 | 25 | 909 | 909 | 71.15 | 79.38 | 2 | 6.23
2040 | PJM_ROR_2_MISO_IN | PJM_ROR | MISO_IN | Internal | Shoulder | B12 | 200 | 909 | 590.04 | 61.53 | 63.53 | 2 | 0
2040 | PJM_ROR_2_MISO_IN | PJM_ROR | MISO_IN | Internal | Shoulder | B13 | 600 | 909 | 224.05 | 56.32 | 58.32 | 2 | 0
2040 | PJM_ROR_2_MISO_IN | PJM_ROR | MISO_IN | Internal | Shoulder | B14 | 900 | 909 | 0.05 | 55.72 | 57.71 | 2 | 0
2040 | PJM_ROR_2_MISO_IN | PJM_ROR | MISO_IN | Internal | Shoulder | B15 | 1203 | 909 | 0.03 | 51.58 | 53.57 | 2 | 0
2040 | PJM_ROR_2_MISO_IN | PJM_ROR | MISO_IN | Internal | Summer | B1 | 10 | 909 | 701.88 | 92.63 | 94.63 | 2 | 0
2040 | PJM_ROR_2_MISO_IN | PJM_ROR | MISO_IN | Internal | Summer | B2 | 25 | 909 | 908.99 | 90.44 | 94.46 | 2 | 2.02
2040 | PJM_ROR_2_MISO_IN | PJM_ROR | MISO_IN | Internal | Summer | B3 | 75 | 909 | 908.41 | 90.44 | 92.45 | 2 | 0.01
2040 | PJM_ROR_2_MISO_IN | PJM_ROR | MISO_IN | Internal | Summer | B4 | 100 | 909 | 156.23 | 89.99 | 91.99 | 2 | 0
2040 | PJM_ROR_2_MISO_IN | PJM_ROR | MISO_IN | Internal | Summer | B5 | 200 | 909 | 468.35 | 87.59 | 89.59 | 2 | 0
2040 | PJM_ROR_2_MISO_IN | PJM_ROR | MISO_IN | Internal | Summer | B6 | 300 | 909 | 0.13 | 70.28 | 72.27 | 2 | 0
2040 | PJM_ROR_2_MISO_IN | PJM_ROR | MISO_IN | Internal | Summer | B7 | 400 | 909 | 0 | 57.02 | 57.74 | 2 | 0
2040 | PJM_ROR_2_MISO_IN | PJM_ROR | MISO_IN | Internal | Summer | B8 | 500 | 909 | 0 | 53.37 | 53.65 | 2 | 0
2040 | PJM_ROR_2_MISO_IN | PJM_ROR | MISO_IN | Internal | Summer | B9 | 800 | 909 | 0 | 49.78 | 50.32 | 2 | 0
2040 | PJM_ROR_2_MISO_IN | PJM_ROR | MISO_IN | Internal | Summer | B10 | 1262 | 909 | 0.02 | 46.51 | 48.49 | 2 | 0
2040 | PJM_ROR_2_MISO_IN | PJM_ROR | MISO_IN | Internal | Winter | B16 | 25 | 909 | 52.94 | 71.27 | 73.27 | 2 | 0
2040 | PJM_ROR_2_MISO_IN | PJM_ROR | MISO_IN | Internal | Winter | B17 | 100 | 909 | 0 | 68.84 | 69.59 | 2 | 0
2040 | PJM_ROR_2_MISO_IN | PJM_ROR | MISO_IN | Internal | Winter | B18 | 400 | 909 | 0 | 60.69 | 60.84 | 2 | 0
2040 | PJM_ROR_2_MISO_IN | PJM_ROR | MISO_IN | Internal | Winter | B19 | 700 | 909 | 0 | 58.19 | 59.42 | 2 | 0
2040 | PJM_ROR_2_MISO_IN | PJM_ROR | MISO_IN | Internal | Winter | B20 | 935 | 909 | 0 | 53.3 | 51.29 | 2 | 0
2040 | PJM_ROR_2_MISO_MI | PJM_ROR | MISO_MI | Internal | Shoulder | B11 | 25 | 1305 | 1305 | 71.15 | 79.37 | 2 | 6.22
2040 | PJM_ROR_2_MISO_MI | PJM_ROR | MISO_MI | Internal | Shoulder | B12 | 200 | 1305 | 1304.81 | 61.53 | 63.54 | 2 | 0.01
2040 | PJM_ROR_2_MISO_MI | PJM_ROR | MISO_MI | Internal | Shoulder | B13 | 600 | 1305 | 1304.93 | 56.32 | 58.34 | 2 | 0.01
2040 | PJM_ROR_2_MISO_MI | PJM_ROR | MISO_MI | Internal | Shoulder | B14 | 900 | 1305 | 1164.86 | 55.72 | 57.72 | 2 | 0
2040 | PJM_ROR_2_MISO_MI | PJM_ROR | MISO_MI | Internal | Shoulder | B15 | 1203 | 1305 | 227.13 | 51.58 | 53.58 | 2 | 0
2040 | PJM_ROR_2_MISO_MI | PJM_ROR | MISO_MI | Internal | Summer | B1 | 10 | 1305 | 1301.45 | 92.63 | 94.64 | 2 | 0.01
2040 | PJM_ROR_2_MISO_MI | PJM_ROR | MISO_MI | Internal | Summer | B2 | 25 | 1305 | 1304.99 | 90.44 | 94.48 | 2 | 2.04
2040 | PJM_ROR_2_MISO_MI | PJM_ROR | MISO_MI | Internal | Summer | B3 | 75 | 1305 | 809.68 | 90.44 | 92.44 | 2 | 0
2040 | PJM_ROR_2_MISO_MI | PJM_ROR | MISO_MI | Internal | Summer | B4 | 100 | 1305 | 0.39 | 89.99 | 91.98 | 2 | 0
2040 | PJM_ROR_2_MISO_MI | PJM_ROR | MISO_MI | Internal | Summer | B5 | 200 | 1305 | 268.72 | 87.59 | 89.59 | 2 | 0
2040 | PJM_ROR_2_MISO_MI | PJM_ROR | MISO_MI | Internal | Summer | B6 | 300 | 1305 | 128.99 | 70.28 | 72.28 | 2 | 0
2040 | PJM_ROR_2_MISO_MI | PJM_ROR | MISO_MI | Internal | Summer | B7 | 400 | 1305 | 0 | 57.02 | 57.76 | 2 | 0
2040 | PJM_ROR_2_MISO_MI | PJM_ROR | MISO_MI | Internal | Summer | B8 | 500 | 1305 | 0 | 53.37 | 53.66 | 2 | 0
2040 | PJM_ROR_2_MISO_MI | PJM_ROR | MISO_MI | Internal | Summer | B9 | 800 | 1305 | 32.38 | 49.78 | 51.78 | 2 | 0
2040 | PJM_ROR_2_MISO_MI | PJM_ROR | MISO_MI | Internal | Summer | B10 | 1262 | 1305 | 0.03 | 46.51 | 48.5 | 2 | 0
2040 | PJM_ROR_2_MISO_MI | PJM_ROR | MISO_MI | Internal | Winter | B16 | 25 | 1305 | 459.98 | 71.27 | 73.27 | 2 | 0
2040 | PJM_ROR_2_MISO_MI | PJM_ROR | MISO_MI | Internal | Winter | B17 | 100 | 1305 | 0 | 68.84 | 69.6 | 2 | 0
2040 | PJM_ROR_2_MISO_MI | PJM_ROR | MISO_MI | Internal | Winter | B18 | 400 | 1305 | 0 | 60.69 | 60.85 | 2 | 0
2040 | PJM_ROR_2_MISO_MI | PJM_ROR | MISO_MI | Internal | Winter | B19 | 700 | 1305 | 0 | 58.19 | 59.43 | 2 | 0
2040 | PJM_ROR_2_MISO_MI | PJM_ROR | MISO_MI | Internal | Winter | B20 | 935 | 1305 | 0 | 53.3 | 51.3 | 2 | 0
2040 | PJM_ROR_2_MISO_MO-IL | PJM_ROR | MISO_MO-IL | Internal | Shoulder | B11 | 25 | 1111 | 1111 | 71.15 | 79.39 | 2 | 6.24
2040 | PJM_ROR_2_MISO_MO-IL | PJM_ROR | MISO_MO-IL | Internal | Shoulder | B12 | 200 | 1111 | 0 | 61.53 | 59.86 | 2 | 0
2040 | PJM_ROR_2_MISO_MO-IL | PJM_ROR | MISO_MO-IL | Internal | Shoulder | B13 | 600 | 1111 | 0.01 | 56.32 | 58.26 | 2 | 0
2040 | PJM_ROR_2_MISO_MO-IL | PJM_ROR | MISO_MO-IL | Internal | Shoulder | B14 | 900 | 1111 | 0 | 55.72 | 53.73 | 2 | 0
2040 | PJM_ROR_2_MISO_MO-IL | PJM_ROR | MISO_MO-IL | Internal | Shoulder | B15 | 1203 | 1111 | 0 | 51.58 | 47.69 | 2 | 0
2040 | PJM_ROR_2_MISO_MO-IL | PJM_ROR | MISO_MO-IL | Internal | Summer | B1 | 10 | 1111 | 206.12 | 92.63 | 94.63 | 2 | 0
2040 | PJM_ROR_2_MISO_MO-IL | PJM_ROR | MISO_MO-IL | Internal | Summer | B2 | 25 | 1111 | 1110.93 | 90.44 | 92.72 | 2 | 0.28
2040 | PJM_ROR_2_MISO_MO-IL | PJM_ROR | MISO_MO-IL | Internal | Summer | B3 | 75 | 1111 | 162.77 | 90.44 | 92.44 | 2 | 0
2040 | PJM_ROR_2_MISO_MO-IL | PJM_ROR | MISO_MO-IL | Internal | Summer | B4 | 100 | 1111 | 1110.58 | 89.99 | 92.01 | 2 | 0.01
2040 | PJM_ROR_2_MISO_MO-IL | PJM_ROR | MISO_MO-IL | Internal | Summer | B5 | 200 | 1111 | 1110.79 | 87.59 | 89.6 | 2 | 0.01
2040 | PJM_ROR_2_MISO_MO-IL | PJM_ROR | MISO_MO-IL | Internal | Summer | B6 | 300 | 1111 | 554.16 | 70.28 | 72.28 | 2 | 0
2040 | PJM_ROR_2_MISO_MO-IL | PJM_ROR | MISO_MO-IL | Internal | Summer | B7 | 400 | 1111 | 0 | 57.02 | 57.73 | 2 | 0
2040 | PJM_ROR_2_MISO_MO-IL | PJM_ROR | MISO_MO-IL | Internal | Summer | B8 | 500 | 1111 | 0 | 53.37 | 52.57 | 2 | 0
2040 | PJM_ROR_2_MISO_MO-IL | PJM_ROR | MISO_MO-IL | Internal | Summer | B9 | 800 | 1111 | 0 | 49.78 | 50.3 | 2 | 0
2040 | PJM_ROR_2_MISO_MO-IL | PJM_ROR | MISO_MO-IL | Internal | Summer | B10 | 1262 | 1111 | 0 | 46.51 | 41.89 | 2 | 0
2040 | PJM_ROR_2_MISO_MO-IL | PJM_ROR | MISO_MO-IL | Internal | Winter | B16 | 25 | 1111 | 0 | 71.27 | 68.75 | 2 | 0
2040 | PJM_ROR_2_MISO_MO-IL | PJM_ROR | MISO_MO-IL | Internal | Winter | B17 | 100 | 1111 | 0 | 68.84 | 60.87 | 2 | 0
2040 | PJM_ROR_2_MISO_MO-IL | PJM_ROR | MISO_MO-IL | Internal | Winter | B18 | 400 | 1111 | 0 | 60.69 | 59.6 | 2 | 0
2040 | PJM_ROR_2_MISO_MO-IL | PJM_ROR | MISO_MO-IL | Internal | Winter | B19 | 700 | 1111 | 0 | 58.19 | 56.2 | 2 | 0
2040 | PJM_ROR_2_MISO_MO-IL | PJM_ROR | MISO_MO-IL | Internal | Winter | B20 | 935 | 1111 | 0 | 53.3 | 46.09 | 2 | 0
2040 | PJM_ROR_2_MISO_W | PJM_ROR | MISO_W | Internal | Shoulder | B11 | 25 | 709 | 709 | 71.15 | 79.38 | 2 | 6.23
2040 | PJM_ROR_2_MISO_W | PJM_ROR | MISO_W | Internal | Shoulder | B12 | 200 | 709 | 0 | 61.53 | 59.85 | 2 | 0
2040 | PJM_ROR_2_MISO_W | PJM_ROR | MISO_W | Internal | Shoulder | B13 | 600 | 709 | 0.01 | 56.32 | 58.25 | 2 | 0
2040 | PJM_ROR_2_MISO_W | PJM_ROR | MISO_W | Internal | Shoulder | B14 | 900 | 709 | 0 | 55.72 | 53.72 | 2 | 0
2040 | PJM_ROR_2_MISO_W | PJM_ROR | MISO_W | Internal | Shoulder | B15 | 1203 | 709 | 0 | 51.58 | 40.62 | 2 | 0
2040 | PJM_ROR_2_MISO_W | PJM_ROR | MISO_W | Internal | Summer | B1 | 10 | 709 | 3.42 | 92.63 | 94.61 | 2 | 0
2040 | PJM_ROR_2_MISO_W | PJM_ROR | MISO_W | Internal | Summer | B2 | 25 | 709 | 708.93 | 90.44 | 92.71 | 2 | 0.27
2040 | PJM_ROR_2_MISO_W | PJM_ROR | MISO_W | Internal | Summer | B3 | 75 | 709 | 708.86 | 90.44 | 92.48 | 2 | 0.04
2040 | PJM_ROR_2_MISO_W | PJM_ROR | MISO_W | Internal | Summer | B4 | 100 | 709 | 496.62 | 89.99 | 91.99 | 2 | 0
2040 | PJM_ROR_2_MISO_W | PJM_ROR | MISO_W | Internal | Summer | B5 | 200 | 709 | 140.4 | 87.59 | 89.59 | 2 | 0
2040 | PJM_ROR_2_MISO_W | PJM_ROR | MISO_W | Internal | Summer | B6 | 300 | 709 | 709 | 70.28 | 73.28 | 2 | 1
2040 | PJM_ROR_2_MISO_W | PJM_ROR | MISO_W | Internal | Summer | B7 | 400 | 709 | 0 | 57.02 | 57.72 | 2 | 0
2040 | PJM_ROR_2_MISO_W | PJM_ROR | MISO_W | Internal | Summer | B8 | 500 | 709 | 0 | 53.37 | 52.56 | 2 | 0
2040 | PJM_ROR_2_MISO_W | PJM_ROR | MISO_W | Internal | Summer | B9 | 800 | 709 | 0 | 49.78 | 50.29 | 2 | 0
2040 | PJM_ROR_2_MISO_W | PJM_ROR | MISO_W | Internal | Summer | B10 | 1262 | 709 | 0 | 46.51 | 39.5 | 2 | 0
2040 | PJM_ROR_2_MISO_W | PJM_ROR | MISO_W | Internal | Winter | B16 | 25 | 709 | 0 | 71.27 | 64.29 | 2 | 0
2040 | PJM_ROR_2_MISO_W | PJM_ROR | MISO_W | Internal | Winter | B17 | 100 | 709 | 0 | 68.84 | 60.85 | 2 | 0
2040 | PJM_ROR_2_MISO_W | PJM_ROR | MISO_W | Internal | Winter | B18 | 400 | 709 | 0 | 60.69 | 59.59 | 2 | 0
2040 | PJM_ROR_2_MISO_W | PJM_ROR | MISO_W | Internal | Winter | B19 | 700 | 709 | 0 | 58.19 | 56.19 | 2 | 0
2040 | PJM_ROR_2_MISO_W | PJM_ROR | MISO_W | Internal | Winter | B20 | 935 | 709 | 0 | 53.3 | 39.5 | 2 | 0
2040 | PJM_ROR_2_MISO_WUMS | PJM_ROR | MISO_WUMS | Internal | Shoulder | B11 | 25 | 1467 | 1467 | 71.15 | 79.38 | 2 | 6.23
2040 | PJM_ROR_2_MISO_WUMS | PJM_ROR | MISO_WUMS | Internal | Shoulder | B12 | 200 | 1467 | 0 | 61.53 | 59.86 | 2 | 0
2040 | PJM_ROR_2_MISO_WUMS | PJM_ROR | MISO_WUMS | Internal | Shoulder | B13 | 600 | 1467 | 0.01 | 56.32 | 58.26 | 2 | 0
2040 | PJM_ROR_2_MISO_WUMS | PJM_ROR | MISO_WUMS | Internal | Shoulder | B14 | 900 | 1467 | 0 | 55.72 | 56.38 | 2 | 0
2040 | PJM_ROR_2_MISO_WUMS | PJM_ROR | MISO_WUMS | Internal | Shoulder | B15 | 1203 | 1467 | 0 | 51.58 | 51.69 | 2 | 0
2040 | PJM_ROR_2_MISO_WUMS | PJM_ROR | MISO_WUMS | Internal | Summer | B1 | 10 | 1467 | 0 | 92.63 | 87.99 | 2 | 0
2040 | PJM_ROR_2_MISO_WUMS | PJM_ROR | MISO_WUMS | Internal | Summer | B2 | 25 | 1467 | 0 | 90.44 | 87.99 | 2 | 0
2040 | PJM_ROR_2_MISO_WUMS | PJM_ROR | MISO_WUMS | Internal | Summer | B3 | 75 | 1467 | 0 | 90.44 | 87.99 | 2 | 0
2040 | PJM_ROR_2_MISO_WUMS | PJM_ROR | MISO_WUMS | Internal | Summer | B4 | 100 | 1467 | 0 | 89.99 | 87.99 | 2 | 0
2040 | PJM_ROR_2_MISO_WUMS | PJM_ROR | MISO_WUMS | Internal | Summer | B5 | 200 | 1467 | 0 | 87.59 | 87.99 | 2 | 0
2040 | PJM_ROR_2_MISO_WUMS | PJM_ROR | MISO_WUMS | Internal | Summer | B6 | 300 | 1467 | 1467 | 70.28 | 73.27 | 2 | 0.99
2040 | PJM_ROR_2_MISO_WUMS | PJM_ROR | MISO_WUMS | Internal | Summer | B7 | 400 | 1467 | 0 | 57.02 | 57.73 | 2 | 0
2040 | PJM_ROR_2_MISO_WUMS | PJM_ROR | MISO_WUMS | Internal | Summer | B8 | 500 | 1467 | 0 | 53.37 | 54.38 | 2 | 0
2040 | PJM_ROR_2_MISO_WUMS | PJM_ROR | MISO_WUMS | Internal | Summer | B9 | 800 | 1467 | 322.09 | 49.78 | 51.78 | 2 | 0
2040 | PJM_ROR_2_MISO_WUMS | PJM_ROR | MISO_WUMS | Internal | Summer | B10 | 1262 | 1467 | 928.41 | 46.51 | 48.51 | 2 | 0
2040 | PJM_ROR_2_MISO_WUMS | PJM_ROR | MISO_WUMS | Internal | Winter | B16 | 25 | 1467 | 353.25 | 71.27 | 73.27 | 2 | 0
2040 | PJM_ROR_2_MISO_WUMS | PJM_ROR | MISO_WUMS | Internal | Winter | B17 | 100 | 1467 | 0 | 68.84 | 69.59 | 2 | 0
2040 | PJM_ROR_2_MISO_WUMS | PJM_ROR | MISO_WUMS | Internal | Winter | B18 | 400 | 1467 | 0 | 60.69 | 60.12 | 2 | 0
2040 | PJM_ROR_2_MISO_WUMS | PJM_ROR | MISO_WUMS | Internal | Winter | B19 | 700 | 1467 | 0.01 | 58.19 | 60.12 | 2 | 0
2040 | PJM_ROR_2_MISO_WUMS | PJM_ROR | MISO_WUMS | Internal | Winter | B20 | 935 | 1467 | 0 | 53.3 | 55.03 | 2 | 0
2040 | PJM_ROR_2_PJM_ROM | PJM_ROR | PJM_ROM | Internal | Shoulder | B11 | 25 | 8000 | 0.77 | 71.15 | 71.14 | 0.01 | 0
2040 | PJM_ROR_2_PJM_ROM | PJM_ROR | PJM_ROM | Internal | Shoulder | B12 | 200 | 8000 | 0.1 | 61.53 | 61.51 | 0.01 | 0
2040 | PJM_ROR_2_PJM_ROM | PJM_ROR | PJM_ROM | Internal | Shoulder | B13 | 600 | 8000 | 0.03 | 56.32 | 56.31 | 0.01 | 0
2040 | PJM_ROR_2_PJM_ROM | PJM_ROR | PJM_ROM | Internal | Shoulder | B14 | 900 | 8000 | 0.02 | 55.72 | 55.71 | 0.01 | 0
2040 | PJM_ROR_2_PJM_ROM | PJM_ROR | PJM_ROM | Internal | Shoulder | B15 | 1203 | 8000 | 0.02 | 51.58 | 51.57 | 0.01 | 0
2040 | PJM_ROR_2_PJM_ROM | PJM_ROR | PJM_ROM | Internal | Summer | B1 | 10 | 8000 | 87.86 | 92.63 | 92.64 | 0.01 | 0
2040 | PJM_ROR_2_PJM_ROM | PJM_ROR | PJM_ROM | Internal | Summer | B2 | 25 | 8000 | 0.82 | 90.44 | 90.43 | 0.01 | 0
2040 | PJM_ROR_2_PJM_ROM | PJM_ROR | PJM_ROM | Internal | Summer | B3 | 75 | 8000 | 0.26 | 90.44 | 90.43 | 0.01 | 0
2040 | PJM_ROR_2_PJM_ROM | PJM_ROR | PJM_ROM | Internal | Summer | B4 | 100 | 8000 | 0 | 89.99 | 80.21 | 0.01 | 0
2040 | PJM_ROR_2_PJM_ROM | PJM_ROR | PJM_ROM | Internal | Summer | B5 | 200 | 8000 | 0 | 87.59 | 76.67 | 0.01 | 0
2040 | PJM_ROR_2_PJM_ROM | PJM_ROR | PJM_ROM | Internal | Summer | B6 | 300 | 8000 | 0.07 | 70.28 | 70.27 | 0.01 | 0
2040 | PJM_ROR_2_PJM_ROM | PJM_ROR | PJM_ROM | Internal | Summer | B7 | 400 | 8000 | 0.05 | 57.02 | 57.01 | 0.01 | 0
2040 | PJM_ROR_2_PJM_ROM | PJM_ROR | PJM_ROM | Internal | Summer | B8 | 500 | 8000 | 0.04 | 53.37 | 53.36 | 0.01 | 0
2040 | PJM_ROR_2_PJM_ROM | PJM_ROR | PJM_ROM | Internal | Summer | B9 | 800 | 8000 | 0.03 | 49.78 | 49.77 | 0.01 | 0
2040 | PJM_ROR_2_PJM_ROM | PJM_ROR | PJM_ROM | Internal | Summer | B10 | 1262 | 8000 | 0.02 | 46.51 | 46.5 | 0.01 | 0
2040 | PJM_ROR_2_PJM_ROM | PJM_ROR | PJM_ROM | Internal | Winter | B16 | 25 | 8000 | 4776.11 | 71.27 | 71.28 | 0.01 | 0
2040 | PJM_ROR_2_PJM_ROM | PJM_ROR | PJM_ROM | Internal | Winter | B17 | 100 | 8000 | 2660.05 | 68.84 | 68.85 | 0.01 | 0
2040 | PJM_ROR_2_PJM_ROM | PJM_ROR | PJM_ROM | Internal | Winter | B18 | 400 | 8000 | 4264.33 | 60.69 | 60.71 | 0.01 | 0
2040 | PJM_ROR_2_PJM_ROM | PJM_ROR | PJM_ROM | Internal | Winter | B19 | 700 | 8000 | 6058.5 | 58.19 | 58.2 | 0.01 | 0
2040 | PJM_ROR_2_PJM_ROM | PJM_ROR | PJM_ROM | Internal | Winter | B20 | 935 | 8000 | 7007.7 | 53.3 | 53.32 | 0.01 | 0
2040 | PJM_ROR_2_TVA_Transmission | PJM_ROR | TVA_Transmission | Internal | Shoulder | B11 | 25 | 2500 | 2499.99 | 71.15 | 78.39 | 6 | 1.24
2040 | PJM_ROR_2_TVA_Transmission | PJM_ROR | TVA_Transmission | Internal | Shoulder | B12 | 200 | 2500 | 0 | 61.53 | 64.77 | 6 | 0
2040 | PJM_ROR_2_TVA_Transmission | PJM_ROR | TVA_Transmission | Internal | Shoulder | B13 | 600 | 2500 | 0 | 56.32 | 61.54 | 6 | 0
2040 | PJM_ROR_2_TVA_Transmission | PJM_ROR | TVA_Transmission | Internal | Shoulder | B14 | 900 | 2500 | 0 | 55.72 | 61.12 | 6 | 0
2040 | PJM_ROR_2_TVA_Transmission | PJM_ROR | TVA_Transmission | Internal | Shoulder | B15 | 1203 | 2500 | 0 | 51.58 | 55.69 | 6 | 0
2040 | PJM_ROR_2_TVA_Transmission | PJM_ROR | TVA_Transmission | Internal | Summer | B1 | 10 | 2500 | 2499.99 | 92.63 | 102.63 | 6 | 4
2040 | PJM_ROR_2_TVA_Transmission | PJM_ROR | TVA_Transmission | Internal | Summer | B2 | 25 | 2500 | 2500 | 90.44 | 100.72 | 6 | 4.28
2040 | PJM_ROR_2_TVA_Transmission | PJM_ROR | TVA_Transmission | Internal | Summer | B3 | 75 | 2500 | 943.57 | 90.44 | 96.44 | 6 | 0
2040 | PJM_ROR_2_TVA_Transmission | PJM_ROR | TVA_Transmission | Internal | Summer | B4 | 100 | 2500 | 97.75 | 89.99 | 95.99 | 6 | 0
2040 | PJM_ROR_2_TVA_Transmission | PJM_ROR | TVA_Transmission | Internal | Summer | B5 | 200 | 2500 | 287.83 | 87.59 | 93.59 | 6 | 0
2040 | PJM_ROR_2_TVA_Transmission | PJM_ROR | TVA_Transmission | Internal | Summer | B6 | 300 | 2500 | 0 | 70.28 | 75.36 | 6 | 0
2040 | PJM_ROR_2_TVA_Transmission | PJM_ROR | TVA_Transmission | Internal | Summer | B7 | 400 | 2500 | 0 | 57.02 | 61.98 | 6 | 0
2040 | PJM_ROR_2_TVA_Transmission | PJM_ROR | TVA_Transmission | Internal | Summer | B8 | 500 | 2500 | 0.04 | 53.37 | 59.34 | 6 | 0
2040 | PJM_ROR_2_TVA_Transmission | PJM_ROR | TVA_Transmission | Internal | Summer | B9 | 800 | 2500 | 0 | 49.78 | 54.54 | 6 | 0
2040 | PJM_ROR_2_TVA_Transmission | PJM_ROR | TVA_Transmission | Internal | Summer | B10 | 1262 | 2500 | 0 | 46.51 | 48.2 | 6 | 0
2040 | PJM_ROR_2_TVA_Transmission | PJM_ROR | TVA_Transmission | Internal | Winter | B16 | 25 | 2500 | 0.04 | 71.27 | 76.75 | 6 | 0
2040 | PJM_ROR_2_TVA_Transmission | PJM_ROR | TVA_Transmission | Internal | Winter | B17 | 100 | 2500 | 0 | 68.84 | 68.74 | 6 | 0
2040 | PJM_ROR_2_TVA_Transmission | PJM_ROR | TVA_Transmission | Internal | Winter | B18 | 400 | 2500 | 0 | 60.69 | 63.83 | 6 | 0
2040 | PJM_ROR_2_TVA_Transmission | PJM_ROR | TVA_Transmission | Internal | Winter | B19 | 700 | 2500 | 0 | 58.19 | 62.62 | 6 | 0
2040 | PJM_ROR_2_TVA_Transmission | PJM_ROR | TVA_Transmission | Internal | Winter | B20 | 935 | 2500 | 0 | 53.3 | 54.09 | 6 | 0
2040 | PJM_ROR_2_VACAR | PJM_ROR | VACAR | Internal | Shoulder | B11 | 25 | 3000 | 2999.99 | 71.15 | 80.39 | 6 | 3.24
2040 | PJM_ROR_2_VACAR | PJM_ROR | VACAR | Internal | Shoulder | B12 | 200 | 3000 | 298 | 61.53 | 67.53 | 6 | 0
2040 | PJM_ROR_2_VACAR | PJM_ROR | VACAR | Internal | Shoulder | B13 | 600 | 3000 | 0 | 56.32 | 58.06 | 6 | 0
2040 | PJM_ROR_2_VACAR | PJM_ROR | VACAR | Internal | Shoulder | B14 | 900 | 3000 | 0 | 55.72 | 57.65 | 6 | 0
2040 | PJM_ROR_2_VACAR | PJM_ROR | VACAR | Internal | Shoulder | B15 | 1203 | 3000 | 2999.99 | 51.58 | 57.65 | 6 | 0.07
2040 | PJM_ROR_2_VACAR | PJM_ROR | VACAR | Internal | Summer | B1 | 10 | 3000 | 2999.95 | 92.63 | 99.6 | 6 | 0.98
2040 | PJM_ROR_2_VACAR | PJM_ROR | VACAR | Internal | Summer | B2 | 25 | 3000 | 2999.99 | 90.44 | 99.6 | 6 | 3.16
2040 | PJM_ROR_2_VACAR | PJM_ROR | VACAR | Internal | Summer | B3 | 75 | 3000 | 3000 | 90.44 | 99.6 | 6 | 3.16
2040 | PJM_ROR_2_VACAR | PJM_ROR | VACAR | Internal | Summer | B4 | 100 | 3000 | 3000 | 89.99 | 97.15 | 6 | 1.16
2040 | PJM_ROR_2_VACAR | PJM_ROR | VACAR | Internal | Summer | B5 | 200 | 3000 | 3000 | 87.59 | 97.15 | 6 | 3.56
2040 | PJM_ROR_2_VACAR | PJM_ROR | VACAR | Internal | Summer | B6 | 300 | 3000 | 1786.4 | 70.28 | 76.28 | 6 | 0
2040 | PJM_ROR_2_VACAR | PJM_ROR | VACAR | Internal | Summer | B7 | 400 | 3000 | 1823.08 | 57.02 | 63.02 | 6 | 0
2040 | PJM_ROR_2_VACAR | PJM_ROR | VACAR | Internal | Summer | B8 | 500 | 3000 | 79.65 | 53.37 | 59.37 | 6 | 0
2040 | PJM_ROR_2_VACAR | PJM_ROR | VACAR | Internal | Summer | B9 | 800 | 3000 | 0 | 49.78 | 55.34 | 6 | 0
2040 | PJM_ROR_2_VACAR | PJM_ROR | VACAR | Internal | Summer | B10 | 1262 | 3000 | 3000 | 46.51 | 55.34 | 6 | 2.83
2040 | PJM_ROR_2_VACAR | PJM_ROR | VACAR | Internal | Winter | B16 | 25 | 3000 | 3000 | 71.27 | 95.09 | 6 | 17.83
2040 | PJM_ROR_2_VACAR | PJM_ROR | VACAR | Internal | Winter | B17 | 100 | 3000 | 2405.11 | 68.84 | 74.84 | 6 | 0
2040 | PJM_ROR_2_VACAR | PJM_ROR | VACAR | Internal | Winter | B18 | 400 | 3000 | 0 | 60.69 | 63.23 | 6 | 0
2040 | PJM_ROR_2_VACAR | PJM_ROR | VACAR | Internal | Winter | B19 | 700 | 3000 | 0 | 58.19 | 63.05 | 6 | 0
2040 | PJM_ROR_2_VACAR | PJM_ROR | VACAR | Internal | Winter | B20 | 935 | 3000 | 3000 | 53.3 | 63.05 | 6 | 3.74
2040 | PJM_ROM_2_NYISO_A-F | PJM_ROM | NYISO_A-F | Internal | Shoulder | B11 | 25 | 2000 | 0 | 71.14 | 57.79 | 6 | 0
2040 | PJM_ROM_2_NYISO_A-F | PJM_ROM | NYISO_A-F | Internal | Shoulder | B12 | 200 | 2000 | 0 | 61.51 | 56.61 | 6 | 0
2040 | PJM_ROM_2_NYISO_A-F | PJM_ROM | NYISO_A-F | Internal | Shoulder | B13 | 600 | 2000 | 0 | 56.31 | 52.65 | 6 | 0
2040 | PJM_ROM_2_NYISO_A-F | PJM_ROM | NYISO_A-F | Internal | Shoulder | B14 | 900 | 2000 | 0 | 55.71 | 51.97 | 6 | 0
2040 | PJM_ROM_2_NYISO_A-F | PJM_ROM | NYISO_A-F | Internal | Shoulder | B15 | 1203 | 2000 | 0 | 51.57 | 51.96 | 6 | 0
2040 | PJM_ROM_2_NYISO_A-F | PJM_ROM | NYISO_A-F | Internal | Summer | B1 | 10 | 2000 | 0 | 92.64 | 76.46 | 6 | 0
2040 | PJM_ROM_2_NYISO_A-F | PJM_ROM | NYISO_A-F | Internal | Summer | B2 | 25 | 2000 | 0 | 90.43 | 80.48 | 6 | 0
2040 | PJM_ROM_2_NYISO_A-F | PJM_ROM | NYISO_A-F | Internal | Summer | B3 | 75 | 2000 | 0 | 90.43 | 75.56 | 6 | 0
2040 | PJM_ROM_2_NYISO_A-F | PJM_ROM | NYISO_A-F | Internal | Summer | B4 | 100 | 2000 | 0 | 80.21 | 68.37 | 6 | 0
2040 | PJM_ROM_2_NYISO_A-F | PJM_ROM | NYISO_A-F | Internal | Summer | B5 | 200 | 2000 | 0 | 76.67 | 68.37 | 6 | 0
2040 | PJM_ROM_2_NYISO_A-F | PJM_ROM | NYISO_A-F | Internal | Summer | B6 | 300 | 2000 | 0 | 70.27 | 62.27 | 6 | 0
2040 | PJM_ROM_2_NYISO_A-F | PJM_ROM | NYISO_A-F | Internal | Summer | B7 | 400 | 2000 | 0 | 57.01 | 56.37 | 6 | 0
2040 | PJM_ROM_2_NYISO_A-F | PJM_ROM | NYISO_A-F | Internal | Summer | B8 | 500 | 2000 | 0 | 53.36 | 51.36 | 6 | 0
2040 | PJM_ROM_2_NYISO_A-F | PJM_ROM | NYISO_A-F | Internal | Summer | B9 | 800 | 2000 | 0 | 49.77 | 49.5 | 6 | 0
2040 | PJM_ROM_2_NYISO_A-F | PJM_ROM | NYISO_A-F | Internal | Summer | B10 | 1262 | 2000 | 0 | 46.5 | 49.5 | 6 | 0
2040 | PJM_ROM_2_NYISO_A-F | PJM_ROM | NYISO_A-F | Internal | Winter | B16 | 25 | 2000 | 0 | 71.28 | 60.85 | 6 | 0
2040 | PJM_ROM_2_NYISO_A-F | PJM_ROM | NYISO_A-F | Internal | Winter | B17 | 100 | 2000 | 0 | 68.85 | 60.85 | 6 | 0
2040 | PJM_ROM_2_NYISO_A-F | PJM_ROM | NYISO_A-F | Internal | Winter | B18 | 400 | 2000 | 0 | 60.71 | 55.43 | 6 | 0
2040 | PJM_ROM_2_NYISO_A-F | PJM_ROM | NYISO_A-F | Internal | Winter | B19 | 700 | 2000 | 0 | 58.2 | 55.43 | 6 | 0
2040 | PJM_ROM_2_NYISO_A-F | PJM_ROM | NYISO_A-F | Internal | Winter | B20 | 935 | 2000 | 0 | 53.32 | 55.43 | 6 | 0
2040 | PJM_ROM_2_PJM_E | PJM_ROM | PJM_E | Internal | Shoulder | B11 | 25 | 8000 | 857.29 | 71.14 | 71.15 | 0.01 | 0
2040 | PJM_ROM_2_PJM_E | PJM_ROM | PJM_E | Internal | Shoulder | B12 | 200 | 8000 | 1955.56 | 61.51 | 61.53 | 0.01 | 0
2040 | PJM_ROM_2_PJM_E | PJM_ROM | PJM_E | Internal | Shoulder | B13 | 600 | 8000 | 2501.35 | 56.31 | 56.32 | 0.01 | 0
2040 | PJM_ROM_2_PJM_E | PJM_ROM | PJM_E | Internal | Shoulder | B14 | 900 | 8000 | 2408.12 | 55.71 | 55.72 | 0.01 | 0
2040 | PJM_ROM_2_PJM_E | PJM_ROM | PJM_E | Internal | Shoulder | B15 | 1203 | 8000 | 3680.15 | 51.57 | 51.58 | 0.01 | 0
2040 | PJM_ROM_2_PJM_E | PJM_ROM | PJM_E | Internal | Summer | B1 | 10 | 8000 | 7461.22 | 92.64 | 92.65 | 0.01 | 0
2040 | PJM_ROM_2_PJM_E | PJM_ROM | PJM_E | Internal | Summer | B2 | 25 | 8000 | 6031.08 | 90.43 | 90.44 | 0.01 | 0
2040 | PJM_ROM_2_PJM_E | PJM_ROM | PJM_E | Internal | Summer | B3 | 75 | 8000 | 2345.36 | 90.43 | 90.44 | 0.01 | 0
2040 | PJM_ROM_2_PJM_E | PJM_ROM | PJM_E | Internal | Summer | B4 | 100 | 8000 | 1814.29 | 80.21 | 80.22 | 0.01 | 0
2040 | PJM_ROM_2_PJM_E | PJM_ROM | PJM_E | Internal | Summer | B5 | 200 | 8000 | 2569.64 | 76.67 | 76.68 | 0.01 | 0
2040 | PJM_ROM_2_PJM_E | PJM_ROM | PJM_E | Internal | Summer | B6 | 300 | 8000 | 3725.26 | 70.27 | 70.28 | 0.01 | 0
2040 | PJM_ROM_2_PJM_E | PJM_ROM | PJM_E | Internal | Summer | B7 | 400 | 8000 | 3697.47 | 57.01 | 57.02 | 0.01 | 0
2040 | PJM_ROM_2_PJM_E | PJM_ROM | PJM_E | Internal | Summer | B8 | 500 | 8000 | 2975.34 | 53.36 | 53.37 | 0.01 | 0
2040 | PJM_ROM_2_PJM_E | PJM_ROM | PJM_E | Internal | Summer | B9 | 800 | 8000 | 7188.65 | 49.77 | 49.78 | 0.01 | 0
2040 | PJM_ROM_2_PJM_E | PJM_ROM | PJM_E | Internal | Summer | B10 | 1262 | 8000 | 4616.66 | 46.5 | 46.51 | 0.01 | 0
2040 | PJM_ROM_2_PJM_E | PJM_ROM | PJM_E | Internal | Winter | B16 | 25 | 8000 | 6383.6 | 71.28 | 71.29 | 0.01 | 0
2040 | PJM_ROM_2_PJM_E | PJM_ROM | PJM_E | Internal | Winter | B17 | 100 | 8000 | 5247.04 | 68.85 | 68.86 | 0.01 | 0
2040 | PJM_ROM_2_PJM_E | PJM_ROM | PJM_E | Internal | Winter | B18 | 400 | 8000 | 6422.07 | 60.71 | 60.72 | 0.01 | 0
2040 | PJM_ROM_2_PJM_E | PJM_ROM | PJM_E | Internal | Winter | B19 | 700 | 8000 | 7824.21 | 58.2 | 58.22 | 0.01 | 0
2040 | PJM_ROM_2_PJM_E | PJM_ROM | PJM_E | Internal | Winter | B20 | 935 | 8000 | 8000 | 53.32 | 53.84 | 0.01 | 0.51
2040 | PJM_ROM_2_PJM_ROR | PJM_ROM | PJM_ROR | Internal | Shoulder | B11 | 25 | 8000 | 6992.96 | 71.14 | 71.15 | 0.01 | 0
2040 | PJM_ROM_2_PJM_ROR | PJM_ROM | PJM_ROR | Internal | Shoulder | B12 | 200 | 8000 | 3694.07 | 61.51 | 61.53 | 0.01 | 0
2040 | PJM_ROM_2_PJM_ROR | PJM_ROM | PJM_ROR | Internal | Shoulder | B13 | 600 | 8000 | 2922.87 | 56.31 | 56.32 | 0.01 | 0
2040 | PJM_ROM_2_PJM_ROR | PJM_ROM | PJM_ROR | Internal | Shoulder | B14 | 900 | 8000 | 3473.6 | 55.71 | 55.72 | 0.01 | 0
2040 | PJM_ROM_2_PJM_ROR | PJM_ROM | PJM_ROR | Internal | Shoulder | B15 | 1203 | 8000 | 2744.71 | 51.57 | 51.58 | 0.01 | 0
2040 | PJM_ROM_2_PJM_ROR | PJM_ROM | PJM_ROR | Internal | Summer | B1 | 10 | 8000 | 2.37 | 92.64 | 92.63 | 0.01 | 0
2040 | PJM_ROM_2_PJM_ROR | PJM_ROM | PJM_ROR | Internal | Summer | B2 | 25 | 8000 | 1926.54 | 90.43 | 90.44 | 0.01 | 0
2040 | PJM_ROM_2_PJM_ROR | PJM_ROM | PJM_ROR | Internal | Summer | B3 | 75 | 8000 | 7495.48 | 90.43 | 90.44 | 0.01 | 0
2040 | PJM_ROM_2_PJM_ROR | PJM_ROM | PJM_ROR | Internal | Summer | B4 | 100 | 8000 | 8000 | 80.21 | 89.99 | 0.01 | 9.78
2040 | PJM_ROM_2_PJM_ROR | PJM_ROM | PJM_ROR | Internal | Summer | B5 | 200 | 8000 | 8000 | 76.67 | 87.59 | 0.01 | 10.9
2040 | PJM_ROM_2_PJM_ROR | PJM_ROM | PJM_ROR | Internal | Summer | B6 | 300 | 8000 | 4569.74 | 70.27 | 70.28 | 0.01 | 0
2040 | PJM_ROM_2_PJM_ROR | PJM_ROM | PJM_ROR | Internal | Summer | B7 | 400 | 8000 | 3170.98 | 57.01 | 57.02 | 0.01 | 0
2040 | PJM_ROM_2_PJM_ROR | PJM_ROM | PJM_ROR | Internal | Summer | B8 | 500 | 8000 | 3483.25 | 53.36 | 53.37 | 0.01 | 0
2040 | PJM_ROM_2_PJM_ROR | PJM_ROM | PJM_ROR | Internal | Summer | B9 | 800 | 8000 | 875.31 | 49.77 | 49.78 | 0.01 | 0
2040 | PJM_ROM_2_PJM_ROR | PJM_ROM | PJM_ROR | Internal | Summer | B10 | 1262 | 8000 | 3380.07 | 46.5 | 46.51 | 0.01 | 0
2040 | PJM_ROM_2_PJM_ROR | PJM_ROM | PJM_ROR | Internal | Winter | B16 | 25 | 8000 | 0.8 | 71.28 | 71.27 | 0.01 | 0
2040 | PJM_ROM_2_PJM_ROR | PJM_ROM | PJM_ROR | Internal | Winter | B17 | 100 | 8000 | 0.21 | 68.85 | 68.84 | 0.01 | 0
2040 | PJM_ROM_2_PJM_ROR | PJM_ROM | PJM_ROR | Internal | Winter | B18 | 400 | 8000 | 0.05 | 60.71 | 60.69 | 0.01 | 0
2040 | PJM_ROM_2_PJM_ROR | PJM_ROM | PJM_ROR | Internal | Winter | B19 | 700 | 8000 | 0.03 | 58.2 | 58.19 | 0.01 | 0
2040 | PJM_ROM_2_PJM_ROR | PJM_ROM | PJM_ROR | Internal | Winter | B20 | 935 | 8000 | 0.02 | 53.32 | 53.3 | 0.01 | 0
2040 | SOCO_2_ENT | SOCO | ENT | Internal | Shoulder | B11 | 25 | 2400 | 0 | 87.39 | 87.39 | 10 | 0
2040 | SOCO_2_ENT | SOCO | ENT | Internal | Shoulder | B12 | 200 | 2400 | 0 | 61.94 | 61.96 | 10 | 0
2040 | SOCO_2_ENT | SOCO | ENT | Internal | Shoulder | B13 | 600 | 2400 | 0 | 61.82 | 61.96 | 10 | 0
2040 | SOCO_2_ENT | SOCO | ENT | Internal | Shoulder | B14 | 900 | 2400 | 0 | 61.82 | 61.51 | 10 | 0
2040 | SOCO_2_ENT | SOCO | ENT | Internal | Shoulder | B15 | 1203 | 2400 | 0 | 61.82 | 59.46 | 10 | 0
2040 | SOCO_2_ENT | SOCO | ENT | Internal | Summer | B1 | 10 | 2400 | 0 | 106.6 | 98.63 | 10 | 0
2040 | SOCO_2_ENT | SOCO | ENT | Internal | Summer | B2 | 25 | 2400 | 0 | 102.52 | 94.52 | 10 | 0
2040 | SOCO_2_ENT | SOCO | ENT | Internal | Summer | B3 | 75 | 2400 | 0 | 102.52 | 94.52 | 10 | 0
2040 | SOCO_2_ENT | SOCO | ENT | Internal | Summer | B4 | 100 | 2400 | 0 | 100.52 | 92.52 | 10 | 0
2040 | SOCO_2_ENT | SOCO | ENT | Internal | Summer | B5 | 200 | 2400 | 0 | 100.52 | 88.11 | 10 | 0
2040 | SOCO_2_ENT | SOCO | ENT | Internal | Summer | B6 | 300 | 2400 | 0 | 83.28 | 75.28 | 10 | 0
2040 | SOCO_2_ENT | SOCO | ENT | Internal | Summer | B7 | 400 | 2400 | 0 | 70.02 | 62.02 | 10 | 0
2040 | SOCO_2_ENT | SOCO | ENT | Internal | Summer | B8 | 500 | 2400 | 0 | 60.21 | 60 | 10 | 0
2040 | SOCO_2_ENT | SOCO | ENT | Internal | Summer | B9 | 800 | 2400 | 0 | 60.21 | 58.3 | 10 | 0
2040 | SOCO_2_ENT | SOCO | ENT | Internal | Summer | B10 | 1262 | 2400 | 0 | 55.74 | 52.76 | 10 | 0
2040 | SOCO_2_ENT | SOCO | ENT | Internal | Winter | B16 | 25 | 2400 | 0 | 85.09 | 76.29 | 10 | 0
2040 | SOCO_2_ENT | SOCO | ENT | Internal | Winter | B17 | 100 | 2400 | 0 | 65.5 | 66.07 | 10 | 0
2040 | SOCO_2_ENT | SOCO | ENT | Internal | Winter | B18 | 400 | 2400 | 0 | 65.5 | 66.07 | 10 | 0
2040 | SOCO_2_ENT | SOCO | ENT | Internal | Winter | B19 | 700 | 2400 | 0 | 65.5 | 63.4 | 10 | 0
2040 | SOCO_2_ENT | SOCO | ENT | Internal | Winter | B20 | 935 | 2400 | 0 | 59.84 | 56.11 | 10 | 0
2040 | SOCO_2_FRCC | SOCO | FRCC | Internal | Shoulder | B11 | 25 | 3700 | 2603.81 | 87.39 | 97.39 | 10 | 0
2040 | SOCO_2_FRCC | SOCO | FRCC | Internal | Shoulder | B12 | 200 | 3700 | 0 | 61.94 | 69.82 | 10 | 0
2040 | SOCO_2_FRCC | SOCO | FRCC | Internal | Shoulder | B13 | 600 | 3700 | 0 | 61.82 | 66.91 | 10 | 0
2040 | SOCO_2_FRCC | SOCO | FRCC | Internal | Shoulder | B14 | 900 | 3700 | 0 | 61.82 | 66.91 | 10 | 0
2040 | SOCO_2_FRCC | SOCO | FRCC | Internal | Shoulder | B15 | 1203 | 3700 | 0 | 61.82 | 66.91 | 10 | 0
2040 | SOCO_2_FRCC | SOCO | FRCC | Internal | Summer | B1 | 10 | 3700 | 650.23 | 106.6 | 116.6 | 10 | 0
2040 | SOCO_2_FRCC | SOCO | FRCC | Internal | Summer | B2 | 25 | 3700 | 0 | 102.52 | 107.43 | 10 | 0
2040 | SOCO_2_FRCC | SOCO | FRCC | Internal | Summer | B3 | 75 | 3700 | 0 | 102.52 | 107.43 | 10 | 0
2040 | SOCO_2_FRCC | SOCO | FRCC | Internal | Summer | B4 | 100 | 3700 | 0 | 100.52 | 107.43 | 10 | 0
2040 | SOCO_2_FRCC | SOCO | FRCC | Internal | Summer | B5 | 200 | 3700 | 0 | 100.52 | 105.06 | 10 | 0
2040 | SOCO_2_FRCC | SOCO | FRCC | Internal | Summer | B6 | 300 | 3700 | 1005.06 | 83.28 | 93.28 | 10 | 0
2040 | SOCO_2_FRCC | SOCO | FRCC | Internal | Summer | B7 | 400 | 3700 | 0 | 70.02 | 78.23 | 10 | 0
2040 | SOCO_2_FRCC | SOCO | FRCC | Internal | Summer | B8 | 500 | 3700 | 0 | 60.21 | 68.59 | 10 | 0
2040 | SOCO_2_FRCC | SOCO | FRCC | Internal | Summer | B9 | 800 | 3700 | 0 | 60.21 | 65.74 | 10 | 0
2040 | SOCO_2_FRCC | SOCO | FRCC | Internal | Summer | B10 | 1262 | 3700 | 1095.23 | 55.74 | 65.74 | 10 | 0
2040 | SOCO_2_FRCC | SOCO | FRCC | Internal | Winter | B16 | 25 | 3700 | 746.42 | 85.09 | 95.09 | 10 | 0
2040 | SOCO_2_FRCC | SOCO | FRCC | Internal | Winter | B17 | 100 | 3700 | 0 | 65.5 | 73.02 | 10 | 0
2040 | SOCO_2_FRCC | SOCO | FRCC | Internal | Winter | B18 | 400 | 3700 | 0 | 65.5 | 69.97 | 10 | 0
2040 | SOCO_2_FRCC | SOCO | FRCC | Internal | Winter | B19 | 700 | 3700 | 0 | 65.5 | 69.97 | 10 | 0
2040 | SOCO_2_FRCC | SOCO | FRCC | Internal | Winter | B20 | 935 | 3700 | 0 | 59.84 | 69.28 | 10 | 0
2040 | SOCO_2_TVA_Transmission | SOCO | TVA_Transmission | Internal | Shoulder | B11 | 25 | 2600 | 0 | 87.39 | 78.39 | 10 | 0
2040 | SOCO_2_TVA_Transmission | SOCO | TVA_Transmission | Internal | Shoulder | B12 | 200 | 2600 | 0 | 61.94 | 64.77 | 10 | 0
2040 | SOCO_2_TVA_Transmission | SOCO | TVA_Transmission | Internal | Shoulder | B13 | 600 | 2600 | 0 | 61.82 | 61.54 | 10 | 0
2040 | SOCO_2_TVA_Transmission | SOCO | TVA_Transmission | Internal | Shoulder | B14 | 900 | 2600 | 0 | 61.82 | 61.12 | 10 | 0
2040 | SOCO_2_TVA_Transmission | SOCO | TVA_Transmission | Internal | Shoulder | B15 | 1203 | 2600 | 0 | 61.82 | 55.69 | 10 | 0
2040 | SOCO_2_TVA_Transmission | SOCO | TVA_Transmission | Internal | Summer | B1 | 10 | 2600 | 0 | 106.6 | 102.63 | 10 | 0
2040 | SOCO_2_TVA_Transmission | SOCO | TVA_Transmission | Internal | Summer | B2 | 25 | 2600 | 0 | 102.52 | 100.72 | 10 | 0
2040 | SOCO_2_TVA_Transmission | SOCO | TVA_Transmission | Internal | Summer | B3 | 75 | 2600 | 0 | 102.52 | 96.44 | 10 | 0
2040 | SOCO_2_TVA_Transmission | SOCO | TVA_Transmission | Internal | Summer | B4 | 100 | 2600 | 0 | 100.52 | 95.99 | 10 | 0
2040 | SOCO_2_TVA_Transmission | SOCO | TVA_Transmission | Internal | Summer | B5 | 200 | 2600 | 0 | 100.52 | 93.59 | 10 | 0
2040 | SOCO_2_TVA_Transmission | SOCO | TVA_Transmission | Internal | Summer | B6 | 300 | 2600 | 0 | 83.28 | 75.36 | 10 | 0
2040 | SOCO_2_TVA_Transmission | SOCO | TVA_Transmission | Internal | Summer | B7 | 400 | 2600 | 0 | 70.02 | 61.98 | 10 | 0
2040 | SOCO_2_TVA_Transmission | SOCO | TVA_Transmission | Internal | Summer | B8 | 500 | 2600 | 0 | 60.21 | 59.34 | 10 | 0
2040 | SOCO_2_TVA_Transmission | SOCO | TVA_Transmission | Internal | Summer | B9 | 800 | 2600 | 0 | 60.21 | 54.54 | 10 | 0
2040 | SOCO_2_TVA_Transmission | SOCO | TVA_Transmission | Internal | Summer | B10 | 1262 | 2600 | 0 | 55.74 | 48.2 | 10 | 0
2040 | SOCO_2_TVA_Transmission | SOCO | TVA_Transmission | Internal | Winter | B16 | 25 | 2600 | 0 | 85.09 | 76.75 | 10 | 0
2040 | SOCO_2_TVA_Transmission | SOCO | TVA_Transmission | Internal | Winter | B17 | 100 | 2600 | 0 | 65.5 | 68.74 | 10 | 0
2040 | SOCO_2_TVA_Transmission | SOCO | TVA_Transmission | Internal | Winter | B18 | 400 | 2600 | 0 | 65.5 | 63.83 | 10 | 0
2040 | SOCO_2_TVA_Transmission | SOCO | TVA_Transmission | Internal | Winter | B19 | 700 | 2600 | 0 | 65.5 | 62.62 | 10 | 0
2040 | SOCO_2_TVA_Transmission | SOCO | TVA_Transmission | Internal | Winter | B20 | 935 | 2600 | 0 | 59.84 | 54.09 | 10 | 0
2040 | SOCO_2_VACAR | SOCO | VACAR | Internal | Shoulder | B11 | 25 | 2000 | 0 | 87.39 | 80.39 | 10 | 0
2040 | SOCO_2_VACAR | SOCO | VACAR | Internal | Shoulder | B12 | 200 | 2000 | 0 | 61.94 | 67.53 | 10 | 0
2040 | SOCO_2_VACAR | SOCO | VACAR | Internal | Shoulder | B13 | 600 | 2000 | 0 | 61.82 | 58.06 | 10 | 0
2040 | SOCO_2_VACAR | SOCO | VACAR | Internal | Shoulder | B14 | 900 | 2000 | 0 | 61.82 | 57.65 | 10 | 0
2040 | SOCO_2_VACAR | SOCO | VACAR | Internal | Shoulder | B15 | 1203 | 2000 | 0 | 61.82 | 57.65 | 10 | 0
2040 | SOCO_2_VACAR | SOCO | VACAR | Internal | Summer | B1 | 10 | 2000 | 0 | 106.6 | 99.6 | 10 | 0
2040 | SOCO_2_VACAR | SOCO | VACAR | Internal | Summer | B2 | 25 | 2000 | 0 | 102.52 | 99.6 | 10 | 0
2040 | SOCO_2_VACAR | SOCO | VACAR | Internal | Summer | B3 | 75 | 2000 | 0 | 102.52 | 99.6 | 10 | 0
2040 | SOCO_2_VACAR | SOCO | VACAR | Internal | Summer | B4 | 100 | 2000 | 0 | 100.52 | 97.15 | 10 | 0
2040 | SOCO_2_VACAR | SOCO | VACAR | Internal | Summer | B5 | 200 | 2000 | 0 | 100.52 | 97.15 | 10 | 0
2040 | SOCO_2_VACAR | SOCO | VACAR | Internal | Summer | B6 | 300 | 2000 | 0 | 83.28 | 76.28 | 10 | 0
2040 | SOCO_2_VACAR | SOCO | VACAR | Internal | Summer | B7 | 400 | 2000 | 0 | 70.02 | 63.02 | 10 | 0
2040 | SOCO_2_VACAR | SOCO | VACAR | Internal | Summer | B8 | 500 | 2000 | 0 | 60.21 | 59.37 | 10 | 0
2040 | SOCO_2_VACAR | SOCO | VACAR | Internal | Summer | B9 | 800 | 2000 | 0 | 60.21 | 55.34 | 10 | 0
2040 | SOCO_2_VACAR | SOCO | VACAR | Internal | Summer | B10 | 1262 | 2000 | 0 | 55.74 | 55.34 | 10 | 0
2040 | SOCO_2_VACAR | SOCO | VACAR | Internal | Winter | B16 | 25 | 2000 | 943.58 | 85.09 | 95.09 | 10 | 0
2040 | SOCO_2_VACAR | SOCO | VACAR | Internal | Winter | B17 | 100 | 2000 | 0 | 65.5 | 74.84 | 10 | 0
2040 | SOCO_2_VACAR | SOCO | VACAR | Internal | Winter | B18 | 400 | 2000 | 0 | 65.5 | 63.23 | 10 | 0
2040 | SOCO_2_VACAR | SOCO | VACAR | Internal | Winter | B19 | 700 | 2000 | 0 | 65.5 | 63.05 | 10 | 0
2040 | SOCO_2_VACAR | SOCO | VACAR | Internal | Winter | B20 | 935 | 2000 | 0 | 59.84 | 63.05 | 10 | 0
2040 | SPP_N_2_ENT | SPP_N | ENT | Internal | Shoulder | B11 | 25 | 1800 | 0 | 86.38 | 87.39 | 5 | 0
2040 | SPP_N_2_ENT | SPP_N | ENT | Internal | Shoulder | B12 | 200 | 1800 | 0 | 60.72 | 61.96 | 5 | 0
2040 | SPP_N_2_ENT | SPP_N | ENT | Internal | Shoulder | B13 | 600 | 1800 | 0 | 59.24 | 61.96 | 5 | 0
2040 | SPP_N_2_ENT | SPP_N | ENT | Internal | Shoulder | B14 | 900 | 1800 | 596.92 | 56.51 | 61.51 | 5 | 0
2040 | SPP_N_2_ENT | SPP_N | ENT | Internal | Shoulder | B15 | 1203 | 1800 | 1800 | 45.66 | 59.46 | 5 | 8.8
2040 | SPP_N_2_ENT | SPP_N | ENT | Internal | Summer | B1 | 10 | 1800 | 0.05 | 94.63 | 98.63 | 5 | 0
2040 | SPP_N_2_ENT | SPP_N | ENT | Internal | Summer | B2 | 25 | 1800 | 0 | 94.26 | 94.52 | 5 | 0
2040 | SPP_N_2_ENT | SPP_N | ENT | Internal | Summer | B3 | 75 | 1800 | 0 | 94.26 | 94.52 | 5 | 0
2040 | SPP_N_2_ENT | SPP_N | ENT | Internal | Summer | B4 | 100 | 1800 | 0 | 94.26 | 92.52 | 5 | 0
2040 | SPP_N_2_ENT | SPP_N | ENT | Internal | Summer | B5 | 200 | 1800 | 0 | 94.26 | 88.11 | 5 | 0
2040 | SPP_N_2_ENT | SPP_N | ENT | Internal | Summer | B6 | 300 | 1800 | 0 | 80.28 | 75.28 | 5 | 0
2040 | SPP_N_2_ENT | SPP_N | ENT | Internal | Summer | B7 | 400 | 1800 | 0 | 64.72 | 62.02 | 5 | 0
2040 | SPP_N_2_ENT | SPP_N | ENT | Internal | Summer | B8 | 500 | 1800 | 0 | 59.35 | 60 | 5 | 0
2040 | SPP_N_2_ENT | SPP_N | ENT | Internal | Summer | B9 | 800 | 1800 | 0 | 57.29 | 58.3 | 5 | 0
2040 | SPP_N_2_ENT | SPP_N | ENT | Internal | Summer | B10 | 1262 | 1800 | 1800 | 46.5 | 52.76 | 5 | 1.27
2040 | SPP_N_2_ENT | SPP_N | ENT | Internal | Winter | B16 | 25 | 1800 | 1600.5 | 71.29 | 76.29 | 5 | 0
2040 | SPP_N_2_ENT | SPP_N | ENT | Internal | Winter | B17 | 100 | 1800 | 0 | 62.03 | 66.07 | 5 | 0
2040 | SPP_N_2_ENT | SPP_N | ENT | Internal | Winter | B18 | 400 | 1800 | 414.5 | 61.07 | 66.07 | 5 | 0
2040 | SPP_N_2_ENT | SPP_N | ENT | Internal | Winter | B19 | 700 | 1800 | 807.99 | 58.4 | 63.4 | 5 | 0
2040 | SPP_N_2_ENT | SPP_N | ENT | Internal | Winter | B20 | 935 | 1800 | 1800 | 44.4 | 56.11 | 5 | 6.71
2040 | SPP_N_2_MISO_MO-IL | SPP_N | MISO_MO-IL | Internal | Shoulder | B11 | 25 | 2000 | 0 | 86.38 | 79.39 | 5 | 0
2040 | SPP_N_2_MISO_MO-IL | SPP_N | MISO_MO-IL | Internal | Shoulder | B12 | 200 | 2000 | 0 | 60.72 | 59.86 | 5 | 0
2040 | SPP_N_2_MISO_MO-IL | SPP_N | MISO_MO-IL | Internal | Shoulder | B13 | 600 | 2000 | 0 | 59.24 | 58.26 | 5 | 0
2040 | SPP_N_2_MISO_MO-IL | SPP_N | MISO_MO-IL | Internal | Shoulder | B14 | 900 | 2000 | 0 | 56.51 | 53.73 | 5 | 0
2040 | SPP_N_2_MISO_MO-IL | SPP_N | MISO_MO-IL | Internal | Shoulder | B15 | 1203 | 2000 | 0 | 45.66 | 47.69 | 5 | 0
2040 | SPP_N_2_MISO_MO-IL | SPP_N | MISO_MO-IL | Internal | Summer | B1 | 10 | 2000 | 0 | 94.63 | 94.63 | 5 | 0
2040 | SPP_N_2_MISO_MO-IL | SPP_N | MISO_MO-IL | Internal | Summer | B2 | 25 | 2000 | 0 | 94.26 | 92.72 | 5 | 0
2040 | SPP_N_2_MISO_MO-IL | SPP_N | MISO_MO-IL | Internal | Summer | B3 | 75 | 2000 | 0 | 94.26 | 92.44 | 5 | 0
2040 | SPP_N_2_MISO_MO-IL | SPP_N | MISO_MO-IL | Internal | Summer | B4 | 100 | 2000 | 0 | 94.26 | 92.01 | 5 | 0
2040 | SPP_N_2_MISO_MO-IL | SPP_N | MISO_MO-IL | Internal | Summer | B5 | 200 | 2000 | 0 | 94.26 | 89.6 | 5 | 0
2040 | SPP_N_2_MISO_MO-IL | SPP_N | MISO_MO-IL | Internal | Summer | B6 | 300 | 2000 | 0 | 80.28 | 72.28 | 5 | 0
2040 | SPP_N_2_MISO_MO-IL | SPP_N | MISO_MO-IL | Internal | Summer | B7 | 400 | 2000 | 0 | 64.72 | 57.73 | 5 | 0
2040 | SPP_N_2_MISO_MO-IL | SPP_N | MISO_MO-IL | Internal | Summer | B8 | 500 | 2000 | 0 | 59.35 | 52.57 | 5 | 0
2040 | SPP_N_2_MISO_MO-IL | SPP_N | MISO_MO-IL | Internal | Summer | B9 | 800 | 2000 | 0 | 57.29 | 50.3 | 5 | 0
2040 | SPP_N_2_MISO_MO-IL | SPP_N | MISO_MO-IL | Internal | Summer | B10 | 1262 | 2000 | 0 | 46.5 | 41.89 | 5 | 0
2040 | SPP_N_2_MISO_MO-IL | SPP_N | MISO_MO-IL | Internal | Winter | B16 | 25 | 2000 | 0 | 71.29 | 68.75 | 5 | 0
2040 | SPP_N_2_MISO_MO-IL | SPP_N | MISO_MO-IL | Internal | Winter | B17 | 100 | 2000 | 0 | 62.03 | 60.87 | 5 | 0
2040 | SPP_N_2_MISO_MO-IL | SPP_N | MISO_MO-IL | Internal | Winter | B18 | 400 | 2000 | 0 | 61.07 | 59.6 | 5 | 0
2040 | SPP_N_2_MISO_MO-IL | SPP_N | MISO_MO-IL | Internal | Winter | B19 | 700 | 2000 | 0 | 58.4 | 56.2 | 5 | 0
2040 | SPP_N_2_MISO_MO-IL | SPP_N | MISO_MO-IL | Internal | Winter | B20 | 935 | 2000 | 0 | 44.4 | 46.09 | 5 | 0
2040 | SPP_N_2_MISO_W | SPP_N | MISO_W | Internal | Shoulder | B11 | 25 | 750 | 0 | 86.38 | 79.38 | 5 | 0
2040 | SPP_N_2_MISO_W | SPP_N | MISO_W | Internal | Shoulder | B12 | 200 | 750 | 0 | 60.72 | 59.85 | 5 | 0
2040 | SPP_N_2_MISO_W | SPP_N | MISO_W | Internal | Shoulder | B13 | 600 | 750 | 0 | 59.24 | 58.25 | 5 | 0
2040 | SPP_N_2_MISO_W | SPP_N | MISO_W | Internal | Shoulder | B14 | 900 | 750 | 0 | 56.51 | 53.72 | 5 | 0
2040 | SPP_N_2_MISO_W | SPP_N | MISO_W | Internal | Shoulder | B15 | 1203 | 750 | 0 | 45.66 | 40.62 | 5 | 0
2040 | SPP_N_2_MISO_W | SPP_N | MISO_W | Internal | Summer | B1 | 10 | 750 | 0 | 94.63 | 94.61 | 5 | 0
2040 | SPP_N_2_MISO_W | SPP_N | MISO_W | Internal | Summer | B2 | 25 | 750 | 0 | 94.26 | 92.71 | 5 | 0
2040 | SPP_N_2_MISO_W | SPP_N | MISO_W | Internal | Summer | B3 | 75 | 750 | 0 | 94.26 | 92.48 | 5 | 0
2040 | SPP_N_2_MISO_W | SPP_N | MISO_W | Internal | Summer | B4 | 100 | 750 | 0 | 94.26 | 91.99 | 5 | 0
2040 | SPP_N_2_MISO_W | SPP_N | MISO_W | Internal | Summer | B5 | 200 | 750 | 0 | 94.26 | 89.59 | 5 | 0
2040 | SPP_N_2_MISO_W | SPP_N | MISO_W | Internal | Summer | B6 | 300 | 750 | 0 | 80.28 | 73.28 | 5 | 0
2040 | SPP_N_2_MISO_W | SPP_N | MISO_W | Internal | Summer | B7 | 400 | 750 | 0 | 64.72 | 57.72 | 5 | 0
2040 | SPP_N_2_MISO_W | SPP_N | MISO_W | Internal | Summer | B8 | 500 | 750 | 0 | 59.35 | 52.56 | 5 | 0
2040 | SPP_N_2_MISO_W | SPP_N | MISO_W | Internal | Summer | B9 | 800 | 750 | 0 | 57.29 | 50.29 | 5 | 0
2040 | SPP_N_2_MISO_W | SPP_N | MISO_W | Internal | Summer | B10 | 1262 | 750 | 0 | 46.5 | 39.5 | 5 | 0
2040 | SPP_N_2_MISO_W | SPP_N | MISO_W | Internal | Winter | B16 | 25 | 750 | 0 | 71.29 | 64.29 | 5 | 0
2040 | SPP_N_2_MISO_W | SPP_N | MISO_W | Internal | Winter | B17 | 100 | 750 | 0 | 62.03 | 60.85 | 5 | 0
2040 | SPP_N_2_MISO_W | SPP_N | MISO_W | Internal | Winter | B18 | 400 | 750 | 0 | 61.07 | 59.59 | 5 | 0
2040 | SPP_N_2_MISO_W | SPP_N | MISO_W | Internal | Winter | B19 | 700 | 750 | 0 | 58.4 | 56.19 | 5 | 0
2040 | SPP_N_2_MISO_W | SPP_N | MISO_W | Internal | Winter | B20 | 935 | 750 | 0 | 44.4 | 39.5 | 5 | 0
2040 | SPP_N_2_NE | SPP_N | NE | Internal | Shoulder | B11 | 25 | 330 | 0 | 86.38 | 79.38 | 0.01 | 0
2040 | SPP_N_2_NE | SPP_N | NE | Internal | Shoulder | B12 | 200 | 330 | 0 | 60.72 | 59.85 | 0.01 | 0
2040 | SPP_N_2_NE | SPP_N | NE | Internal | Shoulder | B13 | 600 | 330 | 0 | 59.24 | 58.25 | 0.01 | 0
2040 | SPP_N_2_NE | SPP_N | NE | Internal | Shoulder | B14 | 900 | 330 | 0.02 | 56.51 | 56.5 | 0.01 | 0
2040 | SPP_N_2_NE | SPP_N | NE | Internal | Shoulder | B15 | 1203 | 330 | 0 | 45.66 | 44.47 | 0.01 | 0
2040 | SPP_N_2_NE | SPP_N | NE | Internal | Summer | B1 | 10 | 330 | 1.78 | 94.63 | 94.61 | 0.01 | 0
2040 | SPP_N_2_NE | SPP_N | NE | Internal | Summer | B2 | 25 | 330 | 0.75 | 94.26 | 94.25 | 0.01 | 0
2040 | SPP_N_2_NE | SPP_N | NE | Internal | Summer | B3 | 75 | 330 | 0.26 | 94.26 | 94.25 | 0.01 | 0
2040 | SPP_N_2_NE | SPP_N | NE | Internal | Summer | B4 | 100 | 330 | 0.18 | 94.26 | 94.25 | 0.01 | 0
2040 | SPP_N_2_NE | SPP_N | NE | Internal | Summer | B5 | 200 | 330 | 0 | 94.26 | 90.43 | 0.01 | 0
2040 | SPP_N_2_NE | SPP_N | NE | Internal | Summer | B6 | 300 | 330 | 0 | 80.28 | 73.28 | 0.01 | 0
2040 | SPP_N_2_NE | SPP_N | NE | Internal | Summer | B7 | 400 | 330 | 0 | 64.72 | 62.56 | 0.01 | 0
2040 | SPP_N_2_NE | SPP_N | NE | Internal | Summer | B8 | 500 | 330 | 0 | 59.35 | 52.56 | 0.01 | 0
2040 | SPP_N_2_NE | SPP_N | NE | Internal | Summer | B9 | 800 | 330 | 0 | 57.29 | 52.56 | 0.01 | 0
2040 | SPP_N_2_NE | SPP_N | NE | Internal | Summer | B10 | 1262 | 330 | 0 | 46.5 | 39.5 | 0.01 | 0
2040 | SPP_N_2_NE | SPP_N | NE | Internal | Winter | B16 | 25 | 330 | 0 | 71.29 | 68.34 | 0.01 | 0
2040 | SPP_N_2_NE | SPP_N | NE | Internal | Winter | B17 | 100 | 330 | 0 | 62.03 | 61.33 | 0.01 | 0
2040 | SPP_N_2_NE | SPP_N | NE | Internal | Winter | B18 | 400 | 330 | 0 | 61.07 | 59.59 | 0.01 | 0
2040 | SPP_N_2_NE | SPP_N | NE | Internal | Winter | B19 | 700 | 330 | 0.03 | 58.4 | 58.39 | 0.01 | 0
2040 | SPP_N_2_NE | SPP_N | NE | Internal | Winter | B20 | 935 | 330 | 0 | 44.4 | 43.31 | 0.01 | 0
2040 | SPP_N_2_SPP_S | SPP_N | SPP_S | Internal | Shoulder | B11 | 25 | 4000 | 0.04 | 86.38 | 85.97 | 0.01 | 0
2040 | SPP_N_2_SPP_S | SPP_N | SPP_S | Internal | Shoulder | B12 | 200 | 4000 | 0 | 60.72 | 59.39 | 0.01 | 0
2040 | SPP_N_2_SPP_S | SPP_N | SPP_S | Internal | Shoulder | B13 | 600 | 4000 | 58.22 | 59.24 | 59.25 | 0.01 | 0
2040 | SPP_N_2_SPP_S | SPP_N | SPP_S | Internal | Shoulder | B14 | 900 | 4000 | 0.05 | 56.51 | 56.51 | 0.01 | 0
2040 | SPP_N_2_SPP_S | SPP_N | SPP_S | Internal | Shoulder | B15 | 1203 | 4000 | 838.92 | 45.66 | 45.67 | 0.01 | 0
2040 | SPP_N_2_SPP_S | SPP_N | SPP_S | Internal | Summer | B1 | 10 | 4000 | 0 | 94.63 | 83.11 | 0.01 | 0
2040 | SPP_N_2_SPP_S | SPP_N | SPP_S | Internal | Summer | B2 | 25 | 4000 | 0 | 94.26 | 83.82 | 0.01 | 0
2040 | SPP_N_2_SPP_S | SPP_N | SPP_S | Internal | Summer | B3 | 75 | 4000 | 0 | 94.26 | 92.39 | 0.01 | 0
2040 | SPP_N_2_SPP_S | SPP_N | SPP_S | Internal | Summer | B4 | 100 | 4000 | 0 | 94.26 | 83.82 | 0.01 | 0
2040 | SPP_N_2_SPP_S | SPP_N | SPP_S | Internal | Summer | B5 | 200 | 4000 | 0 | 94.26 | 83.11 | 0.01 | 0
2040 | SPP_N_2_SPP_S | SPP_N | SPP_S | Internal | Summer | B6 | 300 | 4000 | 1282.84 | 80.28 | 80.3 | 0.01 | 0
2040 | SPP_N_2_SPP_S | SPP_N | SPP_S | Internal | Summer | B7 | 400 | 4000 | 0.05 | 64.72 | 64.71 | 0.01 | 0
2040 | SPP_N_2_SPP_S | SPP_N | SPP_S | Internal | Summer | B8 | 500 | 4000 | 526.73 | 59.35 | 59.36 | 0.01 | 0
2040 | SPP_N_2_SPP_S | SPP_N | SPP_S | Internal | Summer | B9 | 800 | 4000 | 3072.35 | 57.29 | 57.3 | 0.01 | 0
2040 | SPP_N_2_SPP_S | SPP_N | SPP_S | Internal | Summer | B10 | 1262 | 4000 | 3092.64 | 46.5 | 46.51 | 0.01 | 0
2040 | SPP_N_2_SPP_S | SPP_N | SPP_S | Internal | Winter | B16 | 25 | 4000 | 0 | 71.29 | 63.42 | 0.01 | 0
2040 | SPP_N_2_SPP_S | SPP_N | SPP_S | Internal | Winter | B17 | 100 | 4000 | 487.17 | 62.03 | 62.04 | 0.01 | 0
2040 | SPP_N_2_SPP_S | SPP_N | SPP_S | Internal | Winter | B18 | 400 | 4000 | 595.8 | 61.07 | 61.09 | 0.01 | 0
2040 | SPP_N_2_SPP_S | SPP_N | SPP_S | Internal | Winter | B19 | 700 | 4000 | 0.03 | 58.4 | 58.39 | 0.01 | 0
2040 | SPP_N_2_SPP_S | SPP_N | SPP_S | Internal | Winter | B20 | 935 | 4000 | 1632.36 | 44.4 | 44.41 | 0.01 | 0
2040 | SPP_S_2_ENT | SPP_S | ENT | Internal | Shoulder | B11 | 25 | 850 | 0 | 85.97 | 87.39 | 5 | 0
2040 | SPP_S_2_ENT | SPP_S | ENT | Internal | Shoulder | B12 | 200 | 850 | 0 | 59.39 | 61.96 | 5 | 0
2040 | SPP_S_2_ENT | SPP_S | ENT | Internal | Shoulder | B13 | 600 | 850 | 0 | 59.25 | 61.96 | 5 | 0
2040 | SPP_S_2_ENT | SPP_S | ENT | Internal | Shoulder | B14 | 900 | 850 | 228.07 | 56.51 | 61.51 | 5 | 0
2040 | SPP_S_2_ENT | SPP_S | ENT | Internal | Shoulder | B15 | 1203 | 850 | 850 | 45.67 | 59.46 | 5 | 8.79
2040 | SPP_S_2_ENT | SPP_S | ENT | Internal | Summer | B1 | 10 | 850 | 850 | 83.11 | 98.63 | 5 | 10.52
2040 | SPP_S_2_ENT | SPP_S | ENT | Internal | Summer | B2 | 25 | 850 | 850 | 83.82 | 94.52 | 5 | 5.7
2040 | SPP_S_2_ENT | SPP_S | ENT | Internal | Summer | B3 | 75 | 850 | 0 | 92.39 | 94.52 | 5 | 0
2040 | SPP_S_2_ENT | SPP_S | ENT | Internal | Summer | B4 | 100 | 850 | 850 | 83.82 | 92.52 | 5 | 3.7
2040 | SPP_S_2_ENT | SPP_S | ENT | Internal | Summer | B5 | 200 | 850 | 653.36 | 83.11 | 88.11 | 5 | 0
2040 | SPP_S_2_ENT | SPP_S | ENT | Internal | Summer | B6 | 300 | 850 | 0 | 80.3 | 75.28 | 5 | 0
2040 | SPP_S_2_ENT | SPP_S | ENT | Internal | Summer | B7 | 400 | 850 | 0 | 64.71 | 62.02 | 5 | 0
2040 | SPP_S_2_ENT | SPP_S | ENT | Internal | Summer | B8 | 500 | 850 | 0 | 59.36 | 60 | 5 | 0
2040 | SPP_S_2_ENT | SPP_S | ENT | Internal | Summer | B9 | 800 | 850 | 0 | 57.3 | 58.3 | 5 | 0
2040 | SPP_S_2_ENT | SPP_S | ENT | Internal | Summer | B10 | 1262 | 850 | 850 | 46.51 | 52.76 | 5 | 1.25
2040 | SPP_S_2_ENT | SPP_S | ENT | Internal | Winter | B16 | 25 | 850 | 850 | 63.42 | 76.29 | 5 | 7.87
2040 | SPP_S_2_ENT | SPP_S | ENT | Internal | Winter | B17 | 100 | 850 | 0 | 62.04 | 66.07 | 5 | 0
2040 | SPP_S_2_ENT | SPP_S | ENT | Internal | Winter | B18 | 400 | 850 | 0.1 | 61.09 | 66.07 | 5 | 0
2040 | SPP_S_2_ENT | SPP_S | ENT | Internal | Winter | B19 | 700 | 850 | 849.94 | 58.39 | 63.4 | 5 | 0.01
2040 | SPP_S_2_ENT | SPP_S | ENT | Internal | Winter | B20 | 935 | 850 | 850 | 44.41 | 56.11 | 5 | 6.7
2040 | SPP_S_2_SPP_N | SPP_S | SPP_N | Internal | Shoulder | B11 | 25 | 640 | 639.96 | 85.97 | 86.38 | 0.01 | 0.4
2040 | SPP_S_2_SPP_N | SPP_S | SPP_N | Internal | Shoulder | B12 | 200 | 640 | 640 | 59.39 | 60.72 | 0.01 | 1.32
2040 | SPP_S_2_SPP_N | SPP_S | SPP_N | Internal | Shoulder | B13 | 600 | 640 | 0.04 | 59.25 | 59.24 | 0.01 | 0
2040 | SPP_S_2_SPP_N | SPP_S | SPP_N | Internal | Shoulder | B14 | 900 | 640 | 0.05 | 56.51 | 56.51 | 0.01 | 0
2040 | SPP_S_2_SPP_N | SPP_S | SPP_N | Internal | Shoulder | B15 | 1203 | 640 | 0.02 | 45.67 | 45.66 | 0.01 | 0
2040 | SPP_S_2_SPP_N | SPP_S | SPP_N | Internal | Summer | B1 | 10 | 640 | 640 | 83.11 | 94.63 | 0.01 | 11.5
2040 | SPP_S_2_SPP_N | SPP_S | SPP_N | Internal | Summer | B2 | 25 | 640 | 640 | 83.82 | 94.26 | 0.01 | 10.43
2040 | SPP_S_2_SPP_N | SPP_S | SPP_N | Internal | Summer | B3 | 75 | 640 | 640 | 92.39 | 94.26 | 0.01 | 1.86
2040 | SPP_S_2_SPP_N | SPP_S | SPP_N | Internal | Summer | B4 | 100 | 640 | 640 | 83.82 | 94.26 | 0.01 | 10.43
2040 | SPP_S_2_SPP_N | SPP_S | SPP_N | Internal | Summer | B5 | 200 | 640 | 640 | 83.11 | 94.26 | 0.01 | 11.14
2040 | SPP_S_2_SPP_N | SPP_S | SPP_N | Internal | Summer | B6 | 300 | 640 | 0.07 | 80.3 | 80.28 | 0.01 | 0
2040 | SPP_S_2_SPP_N | SPP_S | SPP_N | Internal | Summer | B7 | 400 | 640 | 169.53 | 64.71 | 64.72 | 0.01 | 0
2040 | SPP_S_2_SPP_N | SPP_S | SPP_N | Internal | Summer | B8 | 500 | 640 | 0.04 | 59.36 | 59.35 | 0.01 | 0
2040 | SPP_S_2_SPP_N | SPP_S | SPP_N | Internal | Summer | B9 | 800 | 640 | 0.03 | 57.3 | 57.29 | 0.01 | 0
2040 | SPP_S_2_SPP_N | SPP_S | SPP_N | Internal | Summer | B10 | 1262 | 640 | 0.02 | 46.51 | 46.5 | 0.01 | 0
2040 | SPP_S_2_SPP_N | SPP_S | SPP_N | Internal | Winter | B16 | 25 | 640 | 640 | 63.42 | 71.29 | 0.01 | 7.86
2040 | SPP_S_2_SPP_N | SPP_S | SPP_N | Internal | Winter | B17 | 100 | 640 | 0.2 | 62.04 | 62.03 | 0.01 | 0
2040 | SPP_S_2_SPP_N | SPP_S | SPP_N | Internal | Winter | B18 | 400 | 640 | 0.05 | 61.09 | 61.07 | 0.01 | 0
2040 | SPP_S_2_SPP_N | SPP_S | SPP_N | Internal | Winter | B19 | 700 | 640 | 27.58 | 58.39 | 58.4 | 0.01 | 0
2040 | SPP_S_2_SPP_N | SPP_S | SPP_N | Internal | Winter | B20 | 935 | 640 | 0.02 | 44.41 | 44.4 | 0.01 | 0
2040 | TVA_2_ENT | TVA | ENT | Internal | Shoulder | B11 | 25 | 500 | 499.99 | 76.64 | 87.39 | 9 | 1.75
2040 | TVA_2_ENT | TVA | ENT | Internal | Shoulder | B12 | 200 | 500 | 0 | 60.87 | 61.96 | 9 | 0
2040 | TVA_2_ENT | TVA | ENT | Internal | Shoulder | B13 | 600 | 500 | 0 | 60.87 | 61.96 | 9 | 0
2040 | TVA_2_ENT | TVA | ENT | Internal | Shoulder | B14 | 900 | 500 | 0 | 60.87 | 61.51 | 9 | 0
2040 | TVA_2_ENT | TVA | ENT | Internal | Shoulder | B15 | 1203 | 500 | 0 | 55.7 | 59.46 | 9 | 0
2040 | TVA_2_ENT | TVA | ENT | Internal | Summer | B1 | 10 | 500 | 0 | 102.64 | 98.63 | 9 | 0
2040 | TVA_2_ENT | TVA | ENT | Internal | Summer | B2 | 25 | 500 | 0 | 100.73 | 94.52 | 9 | 0
2040 | TVA_2_ENT | TVA | ENT | Internal | Summer | B3 | 75 | 500 | 0 | 96.45 | 94.52 | 9 | 0
2040 | TVA_2_ENT | TVA | ENT | Internal | Summer | B4 | 100 | 500 | 0 | 96 | 92.52 | 9 | 0
2040 | TVA_2_ENT | TVA | ENT | Internal | Summer | B5 | 200 | 500 | 0 | 93.6 | 88.11 | 9 | 0
2040 | TVA_2_ENT | TVA | ENT | Internal | Summer | B6 | 300 | 500 | 499.99 | 66.18 | 75.28 | 9 | 0.1
2040 | TVA_2_ENT | TVA | ENT | Internal | Summer | B7 | 400 | 500 | 0 | 59.33 | 62.02 | 9 | 0
2040 | TVA_2_ENT | TVA | ENT | Internal | Summer | B8 | 500 | 500 | 0 | 59.33 | 60 | 9 | 0
2040 | TVA_2_ENT | TVA | ENT | Internal | Summer | B9 | 800 | 500 | 0 | 54.33 | 58.3 | 9 | 0
2040 | TVA_2_ENT | TVA | ENT | Internal | Summer | B10 | 1262 | 500 | 0 | 47.86 | 52.76 | 9 | 0
2040 | TVA_2_ENT | TVA | ENT | Internal | Winter | B16 | 25 | 500 | 0 | 76.76 | 76.29 | 9 | 0
2040 | TVA_2_ENT | TVA | ENT | Internal | Winter | B17 | 100 | 500 | 0 | 67.07 | 66.07 | 9 | 0
2040 | TVA_2_ENT | TVA | ENT | Internal | Winter | B18 | 400 | 500 | 0 | 61.79 | 66.07 | 9 | 0
2040 | TVA_2_ENT | TVA | ENT | Internal | Winter | B19 | 700 | 500 | 0 | 61.79 | 63.4 | 9 | 0
2040 | TVA_2_ENT | TVA | ENT | Internal | Winter | B20 | 935 | 500 | 0 | 54.1 | 56.11 | 9 | 0
2040 | TVA_2_MISO_MO-IL | TVA | MISO_MO-IL | Internal | Shoulder | B11 | 25 | 50 | 0 | 76.64 | 79.39 | 9 | 0
2040 | TVA_2_MISO_MO-IL | TVA | MISO_MO-IL | Internal | Shoulder | B12 | 200 | 50 | 0 | 60.87 | 59.86 | 9 | 0
2040 | TVA_2_MISO_MO-IL | TVA | MISO_MO-IL | Internal | Shoulder | B13 | 600 | 50 | 0 | 60.87 | 58.26 | 9 | 0
2040 | TVA_2_MISO_MO-IL | TVA | MISO_MO-IL | Internal | Shoulder | B14 | 900 | 50 | 0 | 60.87 | 53.73 | 9 | 0
2040 | TVA_2_MISO_MO-IL | TVA | MISO_MO-IL | Internal | Shoulder | B15 | 1203 | 50 | 0 | 55.7 | 47.69 | 9 | 0
2040 | TVA_2_MISO_MO-IL | TVA | MISO_MO-IL | Internal | Summer | B1 | 10 | 50 | 0 | 102.64 | 94.63 | 9 | 0
2040 | TVA_2_MISO_MO-IL | TVA | MISO_MO-IL | Internal | Summer | B2 | 25 | 50 | 0 | 100.73 | 92.72 | 9 | 0
2040 | TVA_2_MISO_MO-IL | TVA | MISO_MO-IL | Internal | Summer | B3 | 75 | 50 | 0 | 96.45 | 92.44 | 9 | 0
2040 | TVA_2_MISO_MO-IL | TVA | MISO_MO-IL | Internal | Summer | B4 | 100 | 50 | 0 | 96 | 92.01 | 9 | 0
2040 | TVA_2_MISO_MO-IL | TVA | MISO_MO-IL | Internal | Summer | B5 | 200 | 50 | 0 | 93.6 | 89.6 | 9 | 0
2040 | TVA_2_MISO_MO-IL | TVA | MISO_MO-IL | Internal | Summer | B6 | 300 | 50 | 0 | 66.18 | 72.28 | 9 | 0
2040 | TVA_2_MISO_MO-IL | TVA | MISO_MO-IL | Internal | Summer | B7 | 400 | 50 | 0 | 59.33 | 57.73 | 9 | 0
2040 | TVA_2_MISO_MO-IL | TVA | MISO_MO-IL | Internal | Summer | B8 | 500 | 50 | 0 | 59.33 | 52.57 | 9 | 0
2040 | TVA_2_MISO_MO-IL | TVA | MISO_MO-IL | Internal | Summer | B9 | 800 | 50 | 0 | 54.33 | 50.3 | 9 | 0
2040 | TVA_2_MISO_MO-IL | TVA | MISO_MO-IL | Internal | Summer | B10 | 1262 | 50 | 0 | 47.86 | 41.89 | 9 | 0
2040 | TVA_2_MISO_MO-IL | TVA | MISO_MO-IL | Internal | Winter | B16 | 25 | 50 | 0 | 76.76 | 68.75 | 9 | 0
2040 | TVA_2_MISO_MO-IL | TVA | MISO_MO-IL | Internal | Winter | B17 | 100 | 50 | 0 | 67.07 | 60.87 | 9 | 0
2040 | TVA_2_MISO_MO-IL | TVA | MISO_MO-IL | Internal | Winter | B18 | 400 | 50 | 0 | 61.79 | 59.6 | 9 | 0
2040 | TVA_2_MISO_MO-IL | TVA | MISO_MO-IL | Internal | Winter | B19 | 700 | 50 | 0 | 61.79 | 56.2 | 9 | 0
2040 | TVA_2_MISO_MO-IL | TVA | MISO_MO-IL | Internal | Winter | B20 | 935 | 50 | 0 | 54.1 | 46.09 | 9 | 0
2040 | TVA_2_NonRTO_Midwest | TVA | NonRTO_Midwest | Internal | Shoulder | B11 | 25 | 100 | 99.99 | 76.64 | 87.38 | 9 | 1.74
2040 | TVA_2_NonRTO_Midwest | TVA | NonRTO_Midwest | Internal | Shoulder | B12 | 200 | 100 | 100 | 60.87 | 71.53 | 9 | 1.66
2040 | TVA_2_NonRTO_Midwest | TVA | NonRTO_Midwest | Internal | Shoulder | B13 | 600 | 100 | 0 | 60.87 | 62.79 | 9 | 0
2040 | TVA_2_NonRTO_Midwest | TVA | NonRTO_Midwest | Internal | Shoulder | B14 | 900 | 100 | 0 | 60.87 | 55.58 | 9 | 0
2040 | TVA_2_NonRTO_Midwest | TVA | NonRTO_Midwest | Internal | Shoulder | B15 | 1203 | 100 | 0 | 55.7 | 47.69 | 9 | 0
2040 | TVA_2_NonRTO_Midwest | TVA | NonRTO_Midwest | Internal | Summer | B1 | 10 | 100 | 0 | 102.64 | 97.9 | 9 | 0
2040 | TVA_2_NonRTO_Midwest | TVA | NonRTO_Midwest | Internal | Summer | B2 | 25 | 100 | 0 | 100.73 | 97.9 | 9 | 0
2040 | TVA_2_NonRTO_Midwest | TVA | NonRTO_Midwest | Internal | Summer | B3 | 75 | 100 | 0 | 96.45 | 97.9 | 9 | 0
2040 | TVA_2_NonRTO_Midwest | TVA | NonRTO_Midwest | Internal | Summer | B4 | 100 | 100 | 0 | 96 | 97.9 | 9 | 0
2040 | TVA_2_NonRTO_Midwest | TVA | NonRTO_Midwest | Internal | Summer | B5 | 200 | 100 | 0 | 93.6 | 97.59 | 9 | 0
2040 | TVA_2_NonRTO_Midwest | TVA | NonRTO_Midwest | Internal | Summer | B6 | 300 | 100 | 100 | 66.18 | 80.27 | 9 | 5.09
2040 | TVA_2_NonRTO_Midwest | TVA | NonRTO_Midwest | Internal | Summer | B7 | 400 | 100 | 0 | 59.33 | 57.33 | 9 | 0
2040 | TVA_2_NonRTO_Midwest | TVA | NonRTO_Midwest | Internal | Summer | B8 | 500 | 100 | 0 | 59.33 | 53.96 | 9 | 0
2040 | TVA_2_NonRTO_Midwest | TVA | NonRTO_Midwest | Internal | Summer | B9 | 800 | 100 | 0 | 54.33 | 46.8 | 9 | 0
2040 | TVA_2_NonRTO_Midwest | TVA | NonRTO_Midwest | Internal | Summer | B10 | 1262 | 100 | 0 | 47.86 | 40.49 | 9 | 0
2040 | TVA_2_NonRTO_Midwest | TVA | NonRTO_Midwest | Internal | Winter | B16 | 25 | 100 | 0 | 76.76 | 81.27 | 9 | 0
2040 | TVA_2_NonRTO_Midwest | TVA | NonRTO_Midwest | Internal | Winter | B17 | 100 | 100 | 100 | 67.07 | 77.59 | 9 | 1.52
2040 | TVA_2_NonRTO_Midwest | TVA | NonRTO_Midwest | Internal | Winter | B18 | 400 | 100 | 0 | 61.79 | 61.78 | 9 | 0
2040 | TVA_2_NonRTO_Midwest | TVA | NonRTO_Midwest | Internal | Winter | B19 | 700 | 100 | 0 | 61.79 | 59.41 | 9 | 0
2040 | TVA_2_NonRTO_Midwest | TVA | NonRTO_Midwest | Internal | Winter | B20 | 935 | 100 | 0 | 54.1 | 46.09 | 9 | 0
2040 | TVA_2_PJM_ROR | TVA | PJM_ROR | Internal | Shoulder | B11 | 25 | 500 | 0 | 76.64 | 71.15 | 9 | 0
2040 | TVA_2_PJM_ROR | TVA | PJM_ROR | Internal | Shoulder | B12 | 200 | 500 | 0 | 60.87 | 61.53 | 9 | 0
2040 | TVA_2_PJM_ROR | TVA | PJM_ROR | Internal | Shoulder | B13 | 600 | 500 | 0 | 60.87 | 56.32 | 9 | 0
2040 | TVA_2_PJM_ROR | TVA | PJM_ROR | Internal | Shoulder | B14 | 900 | 500 | 0 | 60.87 | 55.72 | 9 | 0
2040 | TVA_2_PJM_ROR | TVA | PJM_ROR | Internal | Shoulder | B15 | 1203 | 500 | 0 | 55.7 | 51.58 | 9 | 0
2040 | TVA_2_PJM_ROR | TVA | PJM_ROR | Internal | Summer | B1 | 10 | 500 | 0 | 102.64 | 92.63 | 9 | 0
2040 | TVA_2_PJM_ROR | TVA | PJM_ROR | Internal | Summer | B2 | 25 | 500 | 0 | 100.73 | 90.44 | 9 | 0
2040 | TVA_2_PJM_ROR | TVA | PJM_ROR | Internal | Summer | B3 | 75 | 500 | 0 | 96.45 | 90.44 | 9 | 0
2040 | TVA_2_PJM_ROR | TVA | PJM_ROR | Internal | Summer | B4 | 100 | 500 | 0 | 96 | 89.99 | 9 | 0
2040 | TVA_2_PJM_ROR | TVA | PJM_ROR | Internal | Summer | B5 | 200 | 500 | 0 | 93.6 | 87.59 | 9 | 0
2040 | TVA_2_PJM_ROR | TVA | PJM_ROR | Internal | Summer | B6 | 300 | 500 | 0 | 66.18 | 70.28 | 9 | 0
2040 | TVA_2_PJM_ROR | TVA | PJM_ROR | Internal | Summer | B7 | 400 | 500 | 0 | 59.33 | 57.02 | 9 | 0
2040 | TVA_2_PJM_ROR | TVA | PJM_ROR | Internal | Summer | B8 | 500 | 500 | 0 | 59.33 | 53.37 | 9 | 0
2040 | TVA_2_PJM_ROR | TVA | PJM_ROR | Internal | Summer | B9 | 800 | 500 | 0 | 54.33 | 49.78 | 9 | 0
2040 | TVA_2_PJM_ROR | TVA | PJM_ROR | Internal | Summer | B10 | 1262 | 500 | 0 | 47.86 | 46.51 | 9 | 0
2040 | TVA_2_PJM_ROR | TVA | PJM_ROR | Internal | Winter | B16 | 25 | 500 | 0 | 76.76 | 71.27 | 9 | 0
2040 | TVA_2_PJM_ROR | TVA | PJM_ROR | Internal | Winter | B17 | 100 | 500 | 0 | 67.07 | 68.84 | 9 | 0
2040 | TVA_2_PJM_ROR | TVA | PJM_ROR | Internal | Winter | B18 | 400 | 500 | 0 | 61.79 | 60.69 | 9 | 0
2040 | TVA_2_PJM_ROR | TVA | PJM_ROR | Internal | Winter | B19 | 700 | 500 | 0 | 61.79 | 58.19 | 9 | 0
2040 | TVA_2_PJM_ROR | TVA | PJM_ROR | Internal | Winter | B20 | 935 | 500 | 0 | 54.1 | 53.3 | 9 | 0
2040 | TVA_2_SOCO | TVA | SOCO | Internal | Shoulder | B11 | 25 | 500 | 499.99 | 76.64 | 87.39 | 9 | 1.75
2040 | TVA_2_SOCO | TVA | SOCO | Internal | Shoulder | B12 | 200 | 500 | 0 | 60.87 | 61.94 | 9 | 0
2040 | TVA_2_SOCO | TVA | SOCO | Internal | Shoulder | B13 | 600 | 500 | 0 | 60.87 | 61.82 | 9 | 0
2040 | TVA_2_SOCO | TVA | SOCO | Internal | Shoulder | B14 | 900 | 500 | 0 | 60.87 | 61.82 | 9 | 0
2040 | TVA_2_SOCO | TVA | SOCO | Internal | Shoulder | B15 | 1203 | 500 | 0 | 55.7 | 61.82 | 9 | 0
2040 | TVA_2_SOCO | TVA | SOCO | Internal | Summer | B1 | 10 | 500 | 0 | 102.64 | 106.6 | 9 | 0
2040 | TVA_2_SOCO | TVA | SOCO | Internal | Summer | B2 | 25 | 500 | 0 | 100.73 | 102.52 | 9 | 0
2040 | TVA_2_SOCO | TVA | SOCO | Internal | Summer | B3 | 75 | 500 | 0 | 96.45 | 102.52 | 9 | 0
2040 | TVA_2_SOCO | TVA | SOCO | Internal | Summer | B4 | 100 | 500 | 0 | 96 | 100.52 | 9 | 0
2040 | TVA_2_SOCO | TVA | SOCO | Internal | Summer | B5 | 200 | 500 | 0 | 93.6 | 100.52 | 9 | 0
2040 | TVA_2_SOCO | TVA | SOCO | Internal | Summer | B6 | 300 | 500 | 500 | 66.18 | 83.28 | 9 | 8.1
2040 | TVA_2_SOCO | TVA | SOCO | Internal | Summer | B7 | 400 | 500 | 500 | 59.33 | 70.02 | 9 | 1.69
2040 | TVA_2_SOCO | TVA | SOCO | Internal | Summer | B8 | 500 | 500 | 0 | 59.33 | 60.21 | 9 | 0
2040 | TVA_2_SOCO | TVA | SOCO | Internal | Summer | B9 | 800 | 500 | 0 | 54.33 | 60.21 | 9 | 0
2040 | TVA_2_SOCO | TVA | SOCO | Internal | Summer | B10 | 1262 | 500 | 0 | 47.86 | 55.74 | 9 | 0
2040 | TVA_2_SOCO | TVA | SOCO | Internal | Winter | B16 | 25 | 500 | 0.03 | 76.76 | 85.09 | 9 | 0
2040 | TVA_2_SOCO | TVA | SOCO | Internal | Winter | B17 | 100 | 500 | 0 | 67.07 | 65.5 | 9 | 0
2040 | TVA_2_SOCO | TVA | SOCO | Internal | Winter | B18 | 400 | 500 | 0 | 61.79 | 65.5 | 9 | 0
2040 | TVA_2_SOCO | TVA | SOCO | Internal | Winter | B19 | 700 | 500 | 0 | 61.79 | 65.5 | 9 | 0
2040 | TVA_2_SOCO | TVA | SOCO | Internal | Winter | B20 | 935 | 500 | 0 | 54.1 | 59.84 | 9 | 0
2040 | TVA_2_VACAR | TVA | VACAR | Internal | Shoulder | B11 | 25 | 150 | 0 | 76.64 | 80.39 | 9 | 0
2040 | TVA_2_VACAR | TVA | VACAR | Internal | Shoulder | B12 | 200 | 150 | 0 | 60.87 | 67.53 | 9 | 0
2040 | TVA_2_VACAR | TVA | VACAR | Internal | Shoulder | B13 | 600 | 150 | 0 | 60.87 | 58.06 | 9 | 0
2040 | TVA_2_VACAR | TVA | VACAR | Internal | Shoulder | B14 | 900 | 150 | 0 | 60.87 | 57.65 | 9 | 0
2040 | TVA_2_VACAR | TVA | VACAR | Internal | Shoulder | B15 | 1203 | 150 | 0 | 55.7 | 57.65 | 9 | 0
2040 | TVA_2_VACAR | TVA | VACAR | Internal | Summer | B1 | 10 | 150 | 0 | 102.64 | 99.6 | 9 | 0
2040 | TVA_2_VACAR | TVA | VACAR | Internal | Summer | B2 | 25 | 150 | 0 | 100.73 | 99.6 | 9 | 0
2040 | TVA_2_VACAR | TVA | VACAR | Internal | Summer | B3 | 75 | 150 | 0 | 96.45 | 99.6 | 9 | 0
2040 | TVA_2_VACAR | TVA | VACAR | Internal | Summer | B4 | 100 | 150 | 0 | 96 | 97.15 | 9 | 0
2040 | TVA_2_VACAR | TVA | VACAR | Internal | Summer | B5 | 200 | 150 | 0 | 93.6 | 97.15 | 9 | 0
2040 | TVA_2_VACAR | TVA | VACAR | Internal | Summer | B6 | 300 | 150 | 150 | 66.18 | 76.28 | 9 | 1.1
2040 | TVA_2_VACAR | TVA | VACAR | Internal | Summer | B7 | 400 | 150 | 0 | 59.33 | 63.02 | 9 | 0
2040 | TVA_2_VACAR | TVA | VACAR | Internal | Summer | B8 | 500 | 150 | 0 | 59.33 | 59.37 | 9 | 0
2040 | TVA_2_VACAR | TVA | VACAR | Internal | Summer | B9 | 800 | 150 | 0 | 54.33 | 55.34 | 9 | 0
2040 | TVA_2_VACAR | TVA | VACAR | Internal | Summer | B10 | 1262 | 150 | 0 | 47.86 | 55.34 | 9 | 0
2040 | TVA_2_VACAR | TVA | VACAR | Internal | Winter | B16 | 25 | 150 | 150 | 76.76 | 95.09 | 9 | 9.33
2040 | TVA_2_VACAR | TVA | VACAR | Internal | Winter | B17 | 100 | 150 | 0 | 67.07 | 74.84 | 9 | 0
2040 | TVA_2_VACAR | TVA | VACAR | Internal | Winter | B18 | 400 | 150 | 0 | 61.79 | 63.23 | 9 | 0
2040 | TVA_2_VACAR | TVA | VACAR | Internal | Winter | B19 | 700 | 150 | 0 | 61.79 | 63.05 | 9 | 0
2040 | TVA_2_VACAR | TVA | VACAR | Internal | Winter | B20 | 935 | 150 | 0.01 | 54.1 | 63.05 | 9 | 0
2040 | TVA_Transmission_2_ENT | TVA_Transmission | ENT | Internal | Shoulder | B11 | 25 | 3000 | 274.3 | 78.39 | 87.39 | 9 | 0
2040 | TVA_Transmission_2_ENT | TVA_Transmission | ENT | Internal | Shoulder | B12 | 200 | 3000 | 0 | 64.77 | 61.96 | 9 | 0
2040 | TVA_Transmission_2_ENT | TVA_Transmission | ENT | Internal | Shoulder | B13 | 600 | 3000 | 0 | 61.54 | 61.96 | 9 | 0
2040 | TVA_Transmission_2_ENT | TVA_Transmission | ENT | Internal | Shoulder | B14 | 900 | 3000 | 0 | 61.12 | 61.51 | 9 | 0
2040 | TVA_Transmission_2_ENT | TVA_Transmission | ENT | Internal | Shoulder | B15 | 1203 | 3000 | 0 | 55.69 | 59.46 | 9 | 0
2040 | TVA_Transmission_2_ENT | TVA_Transmission | ENT | Internal | Summer | B1 | 10 | 3000 | 0 | 102.63 | 98.63 | 9 | 0
2040 | TVA_Transmission_2_ENT | TVA_Transmission | ENT | Internal | Summer | B2 | 25 | 3000 | 0 | 100.72 | 94.52 | 9 | 0
2040 | TVA_Transmission_2_ENT | TVA_Transmission | ENT | Internal | Summer | B3 | 75 | 3000 | 0 | 96.44 | 94.52 | 9 | 0
2040 | TVA_Transmission_2_ENT | TVA_Transmission | ENT | Internal | Summer | B4 | 100 | 3000 | 0 | 95.99 | 92.52 | 9 | 0
2040 | TVA_Transmission_2_ENT | TVA_Transmission | ENT | Internal | Summer | B5 | 200 | 3000 | 0 | 93.59 | 88.11 | 9 | 0
2040 | TVA_Transmission_2_ENT | TVA_Transmission | ENT | Internal | Summer | B6 | 300 | 3000 | 0 | 75.36 | 75.28 | 9 | 0
2040 | TVA_Transmission_2_ENT | TVA_Transmission | ENT | Internal | Summer | B7 | 400 | 3000 | 0 | 61.98 | 62.02 | 9 | 0
2040 | TVA_Transmission_2_ENT | TVA_Transmission | ENT | Internal | Summer | B8 | 500 | 3000 | 0 | 59.34 | 60 | 9 | 0
2040 | TVA_Transmission_2_ENT | TVA_Transmission | ENT | Internal | Summer | B9 | 800 | 3000 | 0 | 54.54 | 58.3 | 9 | 0
2040 | TVA_Transmission_2_ENT | TVA_Transmission | ENT | Internal | Summer | B10 | 1262 | 3000 | 0 | 48.2 | 52.76 | 9 | 0
2040 | TVA_Transmission_2_ENT | TVA_Transmission | ENT | Internal | Winter | B16 | 25 | 3000 | 0 | 76.75 | 76.29 | 9 | 0
2040 | TVA_Transmission_2_ENT | TVA_Transmission | ENT | Internal | Winter | B17 | 100 | 3000 | 0 | 68.74 | 66.07 | 9 | 0
2040 | TVA_Transmission_2_ENT | TVA_Transmission | ENT | Internal | Winter | B18 | 400 | 3000 | 0 | 63.83 | 66.07 | 9 | 0
2040 | TVA_Transmission_2_ENT | TVA_Transmission | ENT | Internal | Winter | B19 | 700 | 3000 | 0 | 62.62 | 63.4 | 9 | 0
2040 | TVA_Transmission_2_ENT | TVA_Transmission | ENT | Internal | Winter | B20 | 935 | 3000 | 0 | 54.09 | 56.11 | 9 | 0
2040 | TVA_Transmission_2_MISO_MO-IL | TVA_Transmission | MISO_MO-IL | Internal | Shoulder | B11 | 25 | 4000 | 0 | 78.39 | 79.39 | 9 | 0
2040 | TVA_Transmission_2_MISO_MO-IL | TVA_Transmission | MISO_MO-IL | Internal | Shoulder | B12 | 200 | 4000 | 0 | 64.77 | 59.86 | 9 | 0
2040 | TVA_Transmission_2_MISO_MO-IL | TVA_Transmission | MISO_MO-IL | Internal | Shoulder | B13 | 600 | 4000 | 0 | 61.54 | 58.26 | 9 | 0
2040 | TVA_Transmission_2_MISO_MO-IL | TVA_Transmission | MISO_MO-IL | Internal | Shoulder | B14 | 900 | 4000 | 0 | 61.12 | 53.73 | 9 | 0
2040 | TVA_Transmission_2_MISO_MO-IL | TVA_Transmission | MISO_MO-IL | Internal | Shoulder | B15 | 1203 | 4000 | 0 | 55.69 | 47.69 | 9 | 0
2040 | TVA_Transmission_2_MISO_MO-IL | TVA_Transmission | MISO_MO-IL | Internal | Summer | B1 | 10 | 4000 | 0 | 102.63 | 94.63 | 9 | 0
2040 | TVA_Transmission_2_MISO_MO-IL | TVA_Transmission | MISO_MO-IL | Internal | Summer | B2 | 25 | 4000 | 0 | 100.72 | 92.72 | 9 | 0
2040 | TVA_Transmission_2_MISO_MO-IL | TVA_Transmission | MISO_MO-IL | Internal | Summer | B3 | 75 | 4000 | 0 | 96.44 | 92.44 | 9 | 0
2040 | TVA_Transmission_2_MISO_MO-IL | TVA_Transmission | MISO_MO-IL | Internal | Summer | B4 | 100 | 4000 | 0 | 95.99 | 92.01 | 9 | 0
2040 | TVA_Transmission_2_MISO_MO-IL | TVA_Transmission | MISO_MO-IL | Internal | Summer | B5 | 200 | 4000 | 0 | 93.59 | 89.6 | 9 | 0
2040 | TVA_Transmission_2_MISO_MO-IL | TVA_Transmission | MISO_MO-IL | Internal | Summer | B6 | 300 | 4000 | 0 | 75.36 | 72.28 | 9 | 0
2040 | TVA_Transmission_2_MISO_MO-IL | TVA_Transmission | MISO_MO-IL | Internal | Summer | B7 | 400 | 4000 | 0 | 61.98 | 57.73 | 9 | 0
2040 | TVA_Transmission_2_MISO_MO-IL | TVA_Transmission | MISO_MO-IL | Internal | Summer | B8 | 500 | 4000 | 0 | 59.34 | 52.57 | 9 | 0
2040 | TVA_Transmission_2_MISO_MO-IL | TVA_Transmission | MISO_MO-IL | Internal | Summer | B9 | 800 | 4000 | 0 | 54.54 | 50.3 | 9 | 0
2040 | TVA_Transmission_2_MISO_MO-IL | TVA_Transmission | MISO_MO-IL | Internal | Summer | B10 | 1262 | 4000 | 0 | 48.2 | 41.89 | 9 | 0
2040 | TVA_Transmission_2_MISO_MO-IL | TVA_Transmission | MISO_MO-IL | Internal | Winter | B16 | 25 | 4000 | 0 | 76.75 | 68.75 | 9 | 0
2040 | TVA_Transmission_2_MISO_MO-IL | TVA_Transmission | MISO_MO-IL | Internal | Winter | B17 | 100 | 4000 | 0 | 68.74 | 60.87 | 9 | 0
2040 | TVA_Transmission_2_MISO_MO-IL | TVA_Transmission | MISO_MO-IL | Internal | Winter | B18 | 400 | 4000 | 0 | 63.83 | 59.6 | 9 | 0
2040 | TVA_Transmission_2_MISO_MO-IL | TVA_Transmission | MISO_MO-IL | Internal | Winter | B19 | 700 | 4000 | 0 | 62.62 | 56.2 | 9 | 0
2040 | TVA_Transmission_2_MISO_MO-IL | TVA_Transmission | MISO_MO-IL | Internal | Winter | B20 | 935 | 4000 | 0 | 54.09 | 46.09 | 9 | 0
2040 | TVA_Transmission_2_NonRTO_Midwest | TVA_Transmission | NonRTO_Midwest | Internal | Shoulder | B11 | 25 | 700 | 1.47 | 78.39 | 87.38 | 9 | 0
2040 | TVA_Transmission_2_NonRTO_Midwest | TVA_Transmission | NonRTO_Midwest | Internal | Shoulder | B12 | 200 | 700 | 0 | 64.77 | 71.53 | 9 | 0
2040 | TVA_Transmission_2_NonRTO_Midwest | TVA_Transmission | NonRTO_Midwest | Internal | Shoulder | B13 | 600 | 700 | 0 | 61.54 | 62.79 | 9 | 0
2040 | TVA_Transmission_2_NonRTO_Midwest | TVA_Transmission | NonRTO_Midwest | Internal | Shoulder | B14 | 900 | 700 | 0 | 61.12 | 55.58 | 9 | 0
2040 | TVA_Transmission_2_NonRTO_Midwest | TVA_Transmission | NonRTO_Midwest | Internal | Shoulder | B15 | 1203 | 700 | 0 | 55.69 | 47.69 | 9 | 0
2040 | TVA_Transmission_2_NonRTO_Midwest | TVA_Transmission | NonRTO_Midwest | Internal | Summer | B1 | 10 | 700 | 0 | 102.63 | 97.9 | 9 | 0
2040 | TVA_Transmission_2_NonRTO_Midwest | TVA_Transmission | NonRTO_Midwest | Internal | Summer | B2 | 25 | 700 | 0 | 100.72 | 97.9 | 9 | 0
2040 | TVA_Transmission_2_NonRTO_Midwest | TVA_Transmission | NonRTO_Midwest | Internal | Summer | B3 | 75 | 700 | 0 | 96.44 | 97.9 | 9 | 0
2040 | TVA_Transmission_2_NonRTO_Midwest | TVA_Transmission | NonRTO_Midwest | Internal | Summer | B4 | 100 | 700 | 0 | 95.99 | 97.9 | 9 | 0
2040 | TVA_Transmission_2_NonRTO_Midwest | TVA_Transmission | NonRTO_Midwest | Internal | Summer | B5 | 200 | 700 | 0 | 93.59 | 97.59 | 9 | 0
2040 | TVA_Transmission_2_NonRTO_Midwest | TVA_Transmission | NonRTO_Midwest | Internal | Summer | B6 | 300 | 700 | 0 | 75.36 | 80.27 | 9 | 0
2040 | TVA_Transmission_2_NonRTO_Midwest | TVA_Transmission | NonRTO_Midwest | Internal | Summer | B7 | 400 | 700 | 0 | 61.98 | 57.33 | 9 | 0
2040 | TVA_Transmission_2_NonRTO_Midwest | TVA_Transmission | NonRTO_Midwest | Internal | Summer | B8 | 500 | 700 | 0 | 59.34 | 53.96 | 9 | 0
2040 | TVA_Transmission_2_NonRTO_Midwest | TVA_Transmission | NonRTO_Midwest | Internal | Summer | B9 | 800 | 700 | 0 | 54.54 | 46.8 | 9 | 0
2040 | TVA_Transmission_2_NonRTO_Midwest | TVA_Transmission | NonRTO_Midwest | Internal | Summer | B10 | 1262 | 700 | 0 | 48.2 | 40.49 | 9 | 0
2040 | TVA_Transmission_2_NonRTO_Midwest | TVA_Transmission | NonRTO_Midwest | Internal | Winter | B16 | 25 | 700 | 0 | 76.75 | 81.27 | 9 | 0
2040 | TVA_Transmission_2_NonRTO_Midwest | TVA_Transmission | NonRTO_Midwest | Internal | Winter | B17 | 100 | 700 | 0.05 | 68.74 | 77.59 | 9 | 0
2040 | TVA_Transmission_2_NonRTO_Midwest | TVA_Transmission | NonRTO_Midwest | Internal | Winter | B18 | 400 | 700 | 0 | 63.83 | 61.78 | 9 | 0
2040 | TVA_Transmission_2_NonRTO_Midwest | TVA_Transmission | NonRTO_Midwest | Internal | Winter | B19 | 700 | 700 | 0 | 62.62 | 59.41 | 9 | 0
2040 | TVA_Transmission_2_NonRTO_Midwest | TVA_Transmission | NonRTO_Midwest | Internal | Winter | B20 | 935 | 700 | 0 | 54.09 | 46.09 | 9 | 0
2040 | TVA_Transmission_2_PJM_ROR | TVA_Transmission | PJM_ROR | Internal | Shoulder | B11 | 25 | 2000 | 0 | 78.39 | 71.15 | 9 | 0
2040 | TVA_Transmission_2_PJM_ROR | TVA_Transmission | PJM_ROR | Internal | Shoulder | B12 | 200 | 2000 | 0 | 64.77 | 61.53 | 9 | 0
2040 | TVA_Transmission_2_PJM_ROR | TVA_Transmission | PJM_ROR | Internal | Shoulder | B13 | 600 | 2000 | 0 | 61.54 | 56.32 | 9 | 0
2040 | TVA_Transmission_2_PJM_ROR | TVA_Transmission | PJM_ROR | Internal | Shoulder | B14 | 900 | 2000 | 0 | 61.12 | 55.72 | 9 | 0
2040 | TVA_Transmission_2_PJM_ROR | TVA_Transmission | PJM_ROR | Internal | Shoulder | B15 | 1203 | 2000 | 0 | 55.69 | 51.58 | 9 | 0
2040 | TVA_Transmission_2_PJM_ROR | TVA_Transmission | PJM_ROR | Internal | Summer | B1 | 10 | 2000 | 0 | 102.63 | 92.63 | 9 | 0
2040 | TVA_Transmission_2_PJM_ROR | TVA_Transmission | PJM_ROR | Internal | Summer | B2 | 25 | 2000 | 0 | 100.72 | 90.44 | 9 | 0
2040 | TVA_Transmission_2_PJM_ROR | TVA_Transmission | PJM_ROR | Internal | Summer | B3 | 75 | 2000 | 0 | 96.44 | 90.44 | 9 | 0
2040 | TVA_Transmission_2_PJM_ROR | TVA_Transmission | PJM_ROR | Internal | Summer | B4 | 100 | 2000 | 0 | 95.99 | 89.99 | 9 | 0
2040 | TVA_Transmission_2_PJM_ROR | TVA_Transmission | PJM_ROR | Internal | Summer | B5 | 200 | 2000 | 0 | 93.59 | 87.59 | 9 | 0
2040 | TVA_Transmission_2_PJM_ROR | TVA_Transmission | PJM_ROR | Internal | Summer | B6 | 300 | 2000 | 0 | 75.36 | 70.28 | 9 | 0
2040 | TVA_Transmission_2_PJM_ROR | TVA_Transmission | PJM_ROR | Internal | Summer | B7 | 400 | 2000 | 0 | 61.98 | 57.02 | 9 | 0
2040 | TVA_Transmission_2_PJM_ROR | TVA_Transmission | PJM_ROR | Internal | Summer | B8 | 500 | 2000 | 0 | 59.34 | 53.37 | 9 | 0
2040 | TVA_Transmission_2_PJM_ROR | TVA_Transmission | PJM_ROR | Internal | Summer | B9 | 800 | 2000 | 0 | 54.54 | 49.78 | 9 | 0
2040 | TVA_Transmission_2_PJM_ROR | TVA_Transmission | PJM_ROR | Internal | Summer | B10 | 1262 | 2000 | 0 | 48.2 | 46.51 | 9 | 0
2040 | TVA_Transmission_2_PJM_ROR | TVA_Transmission | PJM_ROR | Internal | Winter | B16 | 25 | 2000 | 0 | 76.75 | 71.27 | 9 | 0
2040 | TVA_Transmission_2_PJM_ROR | TVA_Transmission | PJM_ROR | Internal | Winter | B17 | 100 | 2000 | 0 | 68.74 | 68.84 | 9 | 0
2040 | TVA_Transmission_2_PJM_ROR | TVA_Transmission | PJM_ROR | Internal | Winter | B18 | 400 | 2000 | 0 | 63.83 | 60.69 | 9 | 0
2040 | TVA_Transmission_2_PJM_ROR | TVA_Transmission | PJM_ROR | Internal | Winter | B19 | 700 | 2000 | 0 | 62.62 | 58.19 | 9 | 0
2040 | TVA_Transmission_2_PJM_ROR | TVA_Transmission | PJM_ROR | Internal | Winter | B20 | 935 | 2000 | 0 | 54.09 | 53.3 | 9 | 0
2040 | TVA_Transmission_2_SOCO | TVA_Transmission | SOCO | Internal | Shoulder | B11 | 25 | 3200 | 2224.2 | 78.39 | 87.39 | 9 | 0
2040 | TVA_Transmission_2_SOCO | TVA_Transmission | SOCO | Internal | Shoulder | B12 | 200 | 3200 | 0 | 64.77 | 61.94 | 9 | 0
2040 | TVA_Transmission_2_SOCO | TVA_Transmission | SOCO | Internal | Shoulder | B13 | 600 | 3200 | 0 | 61.54 | 61.82 | 9 | 0
2040 | TVA_Transmission_2_SOCO | TVA_Transmission | SOCO | Internal | Shoulder | B14 | 900 | 3200 | 0 | 61.12 | 61.82 | 9 | 0
2040 | TVA_Transmission_2_SOCO | TVA_Transmission | SOCO | Internal | Shoulder | B15 | 1203 | 3200 | 0 | 55.69 | 61.82 | 9 | 0
2040 | TVA_Transmission_2_SOCO | TVA_Transmission | SOCO | Internal | Summer | B1 | 10 | 3200 | 0.01 | 102.63 | 106.6 | 9 | 0
2040 | TVA_Transmission_2_SOCO | TVA_Transmission | SOCO | Internal | Summer | B2 | 25 | 3200 | 0 | 100.72 | 102.52 | 9 | 0
2040 | TVA_Transmission_2_SOCO | TVA_Transmission | SOCO | Internal | Summer | B3 | 75 | 3200 | 0 | 96.44 | 102.52 | 9 | 0
2040 | TVA_Transmission_2_SOCO | TVA_Transmission | SOCO | Internal | Summer | B4 | 100 | 3200 | 0 | 95.99 | 100.52 | 9 | 0
2040 | TVA_Transmission_2_SOCO | TVA_Transmission | SOCO | Internal | Summer | B5 | 200 | 3200 | 0 | 93.59 | 100.52 | 9 | 0
2040 | TVA_Transmission_2_SOCO | TVA_Transmission | SOCO | Internal | Summer | B6 | 300 | 3200 | 0 | 75.36 | 83.28 | 9 | 0
2040 | TVA_Transmission_2_SOCO | TVA_Transmission | SOCO | Internal | Summer | B7 | 400 | 3200 | 0 | 61.98 | 70.02 | 9 | 0
2040 | TVA_Transmission_2_SOCO | TVA_Transmission | SOCO | Internal | Summer | B8 | 500 | 3200 | 0 | 59.34 | 60.21 | 9 | 0
2040 | TVA_Transmission_2_SOCO | TVA_Transmission | SOCO | Internal | Summer | B9 | 800 | 3200 | 0 | 54.54 | 60.21 | 9 | 0
2040 | TVA_Transmission_2_SOCO | TVA_Transmission | SOCO | Internal | Summer | B10 | 1262 | 3200 | 0 | 48.2 | 55.74 | 9 | 0
2040 | TVA_Transmission_2_SOCO | TVA_Transmission | SOCO | Internal | Winter | B16 | 25 | 3200 | 0.03 | 76.75 | 85.09 | 9 | 0
2040 | TVA_Transmission_2_SOCO | TVA_Transmission | SOCO | Internal | Winter | B17 | 100 | 3200 | 0 | 68.74 | 65.5 | 9 | 0
2040 | TVA_Transmission_2_SOCO | TVA_Transmission | SOCO | Internal | Winter | B18 | 400 | 3200 | 0 | 63.83 | 65.5 | 9 | 0
2040 | TVA_Transmission_2_SOCO | TVA_Transmission | SOCO | Internal | Winter | B19 | 700 | 3200 | 0 | 62.62 | 65.5 | 9 | 0
2040 | TVA_Transmission_2_SOCO | TVA_Transmission | SOCO | Internal | Winter | B20 | 935 | 3200 | 0 | 54.09 | 59.84 | 9 | 0
2040 | TVA_Transmission_2_TVA | TVA_Transmission | TVA | Internal | Shoulder | B11 | 25 | 99999 | 0.01 | 78.39 | 76.64 | 0.01 | 0
2040 | TVA_Transmission_2_TVA | TVA_Transmission | TVA | Internal | Shoulder | B12 | 200 | 99999 | 0 | 64.77 | 60.87 | 0.01 | 0
2040 | TVA_Transmission_2_TVA | TVA_Transmission | TVA | Internal | Shoulder | B13 | 600 | 99999 | 0 | 61.54 | 60.87 | 0.01 | 0
2040 | TVA_Transmission_2_TVA | TVA_Transmission | TVA | Internal | Shoulder | B14 | 900 | 99999 | 0 | 61.12 | 60.87 | 0.01 | 0
2040 | TVA_Transmission_2_TVA | TVA_Transmission | TVA | Internal | Shoulder | B15 | 1203 | 99999 | 939.01 | 55.69 | 55.7 | 0.01 | 0
2040 | TVA_Transmission_2_TVA | TVA_Transmission | TVA | Internal | Summer | B1 | 10 | 99999 | 3706.49 | 102.63 | 102.64 | 0.01 | 0
2040 | TVA_Transmission_2_TVA | TVA_Transmission | TVA | Internal | Summer | B2 | 25 | 99999 | 2774.04 | 100.72 | 100.73 | 0.01 | 0
2040 | TVA_Transmission_2_TVA | TVA_Transmission | TVA | Internal | Summer | B3 | 75 | 99999 | 943.57 | 96.44 | 96.45 | 0.01 | 0
2040 | TVA_Transmission_2_TVA | TVA_Transmission | TVA | Internal | Summer | B4 | 100 | 99999 | 97.75 | 95.99 | 96 | 0.01 | 0
2040 | TVA_Transmission_2_TVA | TVA_Transmission | TVA | Internal | Summer | B5 | 200 | 99999 | 287.82 | 93.59 | 93.6 | 0.01 | 0
2040 | TVA_Transmission_2_TVA | TVA_Transmission | TVA | Internal | Summer | B6 | 300 | 99999 | 0 | 75.36 | 66.18 | 0.01 | 0
2040 | TVA_Transmission_2_TVA | TVA_Transmission | TVA | Internal | Summer | B7 | 400 | 99999 | 0 | 61.98 | 59.33 | 0.01 | 0
2040 | TVA_Transmission_2_TVA | TVA_Transmission | TVA | Internal | Summer | B8 | 500 | 99999 | 0.04 | 59.34 | 59.33 | 0.01 | 0
2040 | TVA_Transmission_2_TVA | TVA_Transmission | TVA | Internal | Summer | B9 | 800 | 99999 | 0 | 54.54 | 54.33 | 0.01 | 0
2040 | TVA_Transmission_2_TVA | TVA_Transmission | TVA | Internal | Summer | B10 | 1262 | 99999 | 0 | 48.2 | 47.86 | 0.01 | 0
2040 | TVA_Transmission_2_TVA | TVA_Transmission | TVA | Internal | Winter | B16 | 25 | 99999 | 82.24 | 76.75 | 76.76 | 0.01 | 0
2040 | TVA_Transmission_2_TVA | TVA_Transmission | TVA | Internal | Winter | B17 | 100 | 99999 | 0 | 68.74 | 67.07 | 0.01 | 0
2040 | TVA_Transmission_2_TVA | TVA_Transmission | TVA | Internal | Winter | B18 | 400 | 99999 | 0 | 63.83 | 61.79 | 0.01 | 0
2040 | TVA_Transmission_2_TVA | TVA_Transmission | TVA | Internal | Winter | B19 | 700 | 99999 | 0 | 62.62 | 61.79 | 0.01 | 0
2040 | TVA_Transmission_2_TVA | TVA_Transmission | TVA | Internal | Winter | B20 | 935 | 99999 | 2040.79 | 54.09 | 54.1 | 0.01 | 0
2040 | TVA_Transmission_2_VACAR | TVA_Transmission | VACAR | Internal | Shoulder | B11 | 25 | 900 | 0 | 78.39 | 80.39 | 9 | 0
2040 | TVA_Transmission_2_VACAR | TVA_Transmission | VACAR | Internal | Shoulder | B12 | 200 | 900 | 0 | 64.77 | 67.53 | 9 | 0
2040 | TVA_Transmission_2_VACAR | TVA_Transmission | VACAR | Internal | Shoulder | B13 | 600 | 900 | 0 | 61.54 | 58.06 | 9 | 0
2040 | TVA_Transmission_2_VACAR | TVA_Transmission | VACAR | Internal | Shoulder | B14 | 900 | 900 | 0 | 61.12 | 57.65 | 9 | 0
2040 | TVA_Transmission_2_VACAR | TVA_Transmission | VACAR | Internal | Shoulder | B15 | 1203 | 900 | 0 | 55.69 | 57.65 | 9 | 0
2040 | TVA_Transmission_2_VACAR | TVA_Transmission | VACAR | Internal | Summer | B1 | 10 | 900 | 0 | 102.63 | 99.6 | 9 | 0
2040 | TVA_Transmission_2_VACAR | TVA_Transmission | VACAR | Internal | Summer | B2 | 25 | 900 | 0 | 100.72 | 99.6 | 9 | 0
2040 | TVA_Transmission_2_VACAR | TVA_Transmission | VACAR | Internal | Summer | B3 | 75 | 900 | 0 | 96.44 | 99.6 | 9 | 0
2040 | TVA_Transmission_2_VACAR | TVA_Transmission | VACAR | Internal | Summer | B4 | 100 | 900 | 0 | 95.99 | 97.15 | 9 | 0
2040 | TVA_Transmission_2_VACAR | TVA_Transmission | VACAR | Internal | Summer | B5 | 200 | 900 | 0 | 93.59 | 97.15 | 9 | 0
2040 | TVA_Transmission_2_VACAR | TVA_Transmission | VACAR | Internal | Summer | B6 | 300 | 900 | 0 | 75.36 | 76.28 | 9 | 0
2040 | TVA_Transmission_2_VACAR | TVA_Transmission | VACAR | Internal | Summer | B7 | 400 | 900 | 0 | 61.98 | 63.02 | 9 | 0
2040 | TVA_Transmission_2_VACAR | TVA_Transmission | VACAR | Internal | Summer | B8 | 500 | 900 | 0 | 59.34 | 59.37 | 9 | 0
2040 | TVA_Transmission_2_VACAR | TVA_Transmission | VACAR | Internal | Summer | B9 | 800 | 900 | 0 | 54.54 | 55.34 | 9 | 0
2040 | TVA_Transmission_2_VACAR | TVA_Transmission | VACAR | Internal | Summer | B10 | 1262 | 900 | 0 | 48.2 | 55.34 | 9 | 0
2040 | TVA_Transmission_2_VACAR | TVA_Transmission | VACAR | Internal | Winter | B16 | 25 | 900 | 900 | 76.75 | 95.09 | 9 | 9.34
2040 | TVA_Transmission_2_VACAR | TVA_Transmission | VACAR | Internal | Winter | B17 | 100 | 900 | 0 | 68.74 | 74.84 | 9 | 0
2040 | TVA_Transmission_2_VACAR | TVA_Transmission | VACAR | Internal | Winter | B18 | 400 | 900 | 0 | 63.83 | 63.23 | 9 | 0
2040 | TVA_Transmission_2_VACAR | TVA_Transmission | VACAR | Internal | Winter | B19 | 700 | 900 | 0 | 62.62 | 63.05 | 9 | 0
2040 | TVA_Transmission_2_VACAR | TVA_Transmission | VACAR | Internal | Winter | B20 | 935 | 900 | 0.01 | 54.09 | 63.05 | 9 | 0
2040 | VACAR_2_PJM_ROR | VACAR | PJM_ROR | Internal | Shoulder | B11 | 25 | 2000 | 0 | 80.39 | 71.15 | 7 | 0
2040 | VACAR_2_PJM_ROR | VACAR | PJM_ROR | Internal | Shoulder | B12 | 200 | 2000 | 0 | 67.53 | 61.53 | 7 | 0
2040 | VACAR_2_PJM_ROR | VACAR | PJM_ROR | Internal | Shoulder | B13 | 600 | 2000 | 0 | 58.06 | 56.32 | 7 | 0
2040 | VACAR_2_PJM_ROR | VACAR | PJM_ROR | Internal | Shoulder | B14 | 900 | 2000 | 0 | 57.65 | 55.72 | 7 | 0
2040 | VACAR_2_PJM_ROR | VACAR | PJM_ROR | Internal | Shoulder | B15 | 1203 | 2000 | 0 | 57.65 | 51.58 | 7 | 0
2040 | VACAR_2_PJM_ROR | VACAR | PJM_ROR | Internal | Summer | B1 | 10 | 2000 | 0 | 99.6 | 92.63 | 7 | 0
2040 | VACAR_2_PJM_ROR | VACAR | PJM_ROR | Internal | Summer | B2 | 25 | 2000 | 0 | 99.6 | 90.44 | 7 | 0
2040 | VACAR_2_PJM_ROR | VACAR | PJM_ROR | Internal | Summer | B3 | 75 | 2000 | 0 | 99.6 | 90.44 | 7 | 0
2040 | VACAR_2_PJM_ROR | VACAR | PJM_ROR | Internal | Summer | B4 | 100 | 2000 | 0 | 97.15 | 89.99 | 7 | 0
2040 | VACAR_2_PJM_ROR | VACAR | PJM_ROR | Internal | Summer | B5 | 200 | 2000 | 0 | 97.15 | 87.59 | 7 | 0
2040 | VACAR_2_PJM_ROR | VACAR | PJM_ROR | Internal | Summer | B6 | 300 | 2000 | 0 | 76.28 | 70.28 | 7 | 0
2040 | VACAR_2_PJM_ROR | VACAR | PJM_ROR | Internal | Summer | B7 | 400 | 2000 | 0 | 63.02 | 57.02 | 7 | 0
2040 | VACAR_2_PJM_ROR | VACAR | PJM_ROR | Internal | Summer | B8 | 500 | 2000 | 0 | 59.37 | 53.37 | 7 | 0
2040 | VACAR_2_PJM_ROR | VACAR | PJM_ROR | Internal | Summer | B9 | 800 | 2000 | 0 | 55.34 | 49.78 | 7 | 0
2040 | VACAR_2_PJM_ROR | VACAR | PJM_ROR | Internal | Summer | B10 | 1262 | 2000 | 0 | 55.34 | 46.51 | 7 | 0
2040 | VACAR_2_PJM_ROR | VACAR | PJM_ROR | Internal | Winter | B16 | 25 | 2000 | 0 | 95.09 | 71.27 | 7 | 0
2040 | VACAR_2_PJM_ROR | VACAR | PJM_ROR | Internal | Winter | B17 | 100 | 2000 | 0 | 74.84 | 68.84 | 7 | 0
2040 | VACAR_2_PJM_ROR | VACAR | PJM_ROR | Internal | Winter | B18 | 400 | 2000 | 0 | 63.23 | 60.69 | 7 | 0
2040 | VACAR_2_PJM_ROR | VACAR | PJM_ROR | Internal | Winter | B19 | 700 | 2000 | 0 | 63.05 | 58.19 | 7 | 0
2040 | VACAR_2_PJM_ROR | VACAR | PJM_ROR | Internal | Winter | B20 | 935 | 2000 | 0 | 63.05 | 53.3 | 7 | 0
2040 | VACAR_2_SOCO | VACAR | SOCO | Internal | Shoulder | B11 | 25 | 3000 | 2559.94 | 80.39 | 87.39 | 7 | 0
2040 | VACAR_2_SOCO | VACAR | SOCO | Internal | Shoulder | B12 | 200 | 3000 | 0 | 67.53 | 61.94 | 7 | 0
2040 | VACAR_2_SOCO | VACAR | SOCO | Internal | Shoulder | B13 | 600 | 3000 | 0 | 58.06 | 61.82 | 7 | 0
2040 | VACAR_2_SOCO | VACAR | SOCO | Internal | Shoulder | B14 | 900 | 3000 | 0 | 57.65 | 61.82 | 7 | 0
2040 | VACAR_2_SOCO | VACAR | SOCO | Internal | Shoulder | B15 | 1203 | 3000 | 0 | 57.65 | 61.82 | 7 | 0
2040 | VACAR_2_SOCO | VACAR | SOCO | Internal | Summer | B1 | 10 | 3000 | 1282.08 | 99.6 | 106.6 | 7 | 0
2040 | VACAR_2_SOCO | VACAR | SOCO | Internal | Summer | B2 | 25 | 3000 | 0 | 99.6 | 102.52 | 7 | 0
2040 | VACAR_2_SOCO | VACAR | SOCO | Internal | Summer | B3 | 75 | 3000 | 0 | 99.6 | 102.52 | 7 | 0
2040 | VACAR_2_SOCO | VACAR | SOCO | Internal | Summer | B4 | 100 | 3000 | 0 | 97.15 | 100.52 | 7 | 0
2040 | VACAR_2_SOCO | VACAR | SOCO | Internal | Summer | B5 | 200 | 3000 | 0 | 97.15 | 100.52 | 7 | 0
2040 | VACAR_2_SOCO | VACAR | SOCO | Internal | Summer | B6 | 300 | 3000 | 1452.59 | 76.28 | 83.28 | 7 | 0
2040 | VACAR_2_SOCO | VACAR | SOCO | Internal | Summer | B7 | 400 | 3000 | 312.62 | 63.02 | 70.02 | 7 | 0
2040 | VACAR_2_SOCO | VACAR | SOCO | Internal | Summer | B8 | 500 | 3000 | 0 | 59.37 | 60.21 | 7 | 0
2040 | VACAR_2_SOCO | VACAR | SOCO | Internal | Summer | B9 | 800 | 3000 | 0 | 55.34 | 60.21 | 7 | 0
2040 | VACAR_2_SOCO | VACAR | SOCO | Internal | Summer | B10 | 1262 | 3000 | 0 | 55.34 | 55.74 | 7 | 0
2040 | VACAR_2_SOCO | VACAR | SOCO | Internal | Winter | B16 | 25 | 3000 | 0 | 95.09 | 85.09 | 7 | 0
2040 | VACAR_2_SOCO | VACAR | SOCO | Internal | Winter | B17 | 100 | 3000 | 0 | 74.84 | 65.5 | 7 | 0
2040 | VACAR_2_SOCO | VACAR | SOCO | Internal | Winter | B18 | 400 | 3000 | 0 | 63.23 | 65.5 | 7 | 0
2040 | VACAR_2_SOCO | VACAR | SOCO | Internal | Winter | B19 | 700 | 3000 | 0 | 63.05 | 65.5 | 7 | 0
2040 | VACAR_2_SOCO | VACAR | SOCO | Internal | Winter | B20 | 935 | 3000 | 0 | 63.05 | 59.84 | 7 | 0
2040 | VACAR_2_TVA_Transmission | VACAR | TVA_Transmission | Internal | Shoulder | B11 | 25 | 900 | 0 | 80.39 | 78.39 | 7 | 0
2040 | VACAR_2_TVA_Transmission | VACAR | TVA_Transmission | Internal | Shoulder | B12 | 200 | 900 | 0 | 67.53 | 64.77 | 7 | 0
2040 | VACAR_2_TVA_Transmission | VACAR | TVA_Transmission | Internal | Shoulder | B13 | 600 | 900 | 0 | 58.06 | 61.54 | 7 | 0
2040 | VACAR_2_TVA_Transmission | VACAR | TVA_Transmission | Internal | Shoulder | B14 | 900 | 900 | 0 | 57.65 | 61.12 | 7 | 0
2040 | VACAR_2_TVA_Transmission | VACAR | TVA_Transmission | Internal | Shoulder | B15 | 1203 | 900 | 0 | 57.65 | 55.69 | 7 | 0
2040 | VACAR_2_TVA_Transmission | VACAR | TVA_Transmission | Internal | Summer | B1 | 10 | 900 | 0.01 | 99.6 | 102.63 | 7 | 0
2040 | VACAR_2_TVA_Transmission | VACAR | TVA_Transmission | Internal | Summer | B2 | 25 | 900 | 0 | 99.6 | 100.72 | 7 | 0
2040 | VACAR_2_TVA_Transmission | VACAR | TVA_Transmission | Internal | Summer | B3 | 75 | 900 | 0 | 99.6 | 96.44 | 7 | 0
2040 | VACAR_2_TVA_Transmission | VACAR | TVA_Transmission | Internal | Summer | B4 | 100 | 900 | 0 | 97.15 | 95.99 | 7 | 0
2040 | VACAR_2_TVA_Transmission | VACAR | TVA_Transmission | Internal | Summer | B5 | 200 | 900 | 0 | 97.15 | 93.59 | 7 | 0
2040 | VACAR_2_TVA_Transmission | VACAR | TVA_Transmission | Internal | Summer | B6 | 300 | 900 | 0 | 76.28 | 75.36 | 7 | 0
2040 | VACAR_2_TVA_Transmission | VACAR | TVA_Transmission | Internal | Summer | B7 | 400 | 900 | 0 | 63.02 | 61.98 | 7 | 0
2040 | VACAR_2_TVA_Transmission | VACAR | TVA_Transmission | Internal | Summer | B8 | 500 | 900 | 0 | 59.37 | 59.34 | 7 | 0
2040 | VACAR_2_TVA_Transmission | VACAR | TVA_Transmission | Internal | Summer | B9 | 800 | 900 | 0 | 55.34 | 54.54 | 7 | 0
2040 | VACAR_2_TVA_Transmission | VACAR | TVA_Transmission | Internal | Summer | B10 | 1262 | 900 | 0 | 55.34 | 48.2 | 7 | 0
2040 | VACAR_2_TVA_Transmission | VACAR | TVA_Transmission | Internal | Winter | B16 | 25 | 900 | 0 | 95.09 | 76.75 | 7 | 0
2040 | VACAR_2_TVA_Transmission | VACAR | TVA_Transmission | Internal | Winter | B17 | 100 | 900 | 0 | 74.84 | 68.74 | 7 | 0
2040 | VACAR_2_TVA_Transmission | VACAR | TVA_Transmission | Internal | Winter | B18 | 400 | 900 | 0 | 63.23 | 63.83 | 7 | 0
2040 | VACAR_2_TVA_Transmission | VACAR | TVA_Transmission | Internal | Winter | B19 | 700 | 900 | 0 | 63.05 | 62.62 | 7 | 0
2040 | VACAR_2_TVA_Transmission | VACAR | TVA_Transmission | Internal | Winter | B20 | 935 | 900 | 0 | 63.05 | 54.09 | 7 | 0
2015 | AZ_NM_SNV_Coal_2_SPP_S | AZ_NM_SNV_Coal | SPP_S | External | Shoulder | B11 | 25 | 400 | 400 | 37.03 | 52.2 | 8.17 | 7.01
2015 | AZ_NM_SNV_Coal_2_SPP_S | AZ_NM_SNV_Coal | SPP_S | External | Shoulder | B12 | 200 | 400 | 0 | 37.02 | 38.93 | 8.17 | 0
2015 | AZ_NM_SNV_Coal_2_SPP_S | AZ_NM_SNV_Coal | SPP_S | External | Shoulder | B13 | 600 | 400 | 0 | 37 | 37.62 | 8.17 | 0
2015 | AZ_NM_SNV_Coal_2_SPP_S | AZ_NM_SNV_Coal | SPP_S | External | Shoulder | B14 | 900 | 400 | 0 | 37 | 36.35 | 8.17 | 0
2015 | AZ_NM_SNV_Coal_2_SPP_S | AZ_NM_SNV_Coal | SPP_S | External | Shoulder | B15 | 1203 | 400 | 0 | 37 | 36.31 | 8.17 | 0
2015 | AZ_NM_SNV_Coal_2_SPP_S | AZ_NM_SNV_Coal | SPP_S | External | Summer | B1 | 10 | 400 | 0 | 54.72 | 58.75 | 8.17 | 0
2015 | AZ_NM_SNV_Coal_2_SPP_S | AZ_NM_SNV_Coal | SPP_S | External | Summer | B2 | 25 | 400 | 0 | 54.72 | 58.75 | 8.17 | 0
2015 | AZ_NM_SNV_Coal_2_SPP_S | AZ_NM_SNV_Coal | SPP_S | External | Summer | B3 | 75 | 400 | 0 | 54.72 | 51.92 | 8.17 | 0
2015 | AZ_NM_SNV_Coal_2_SPP_S | AZ_NM_SNV_Coal | SPP_S | External | Summer | B4 | 100 | 400 | 0 | 50.21 | 50.82 | 8.17 | 0
2015 | AZ_NM_SNV_Coal_2_SPP_S | AZ_NM_SNV_Coal | SPP_S | External | Summer | B5 | 200 | 400 | 0 | 45.03 | 50.41 | 8.17 | 0
2015 | AZ_NM_SNV_Coal_2_SPP_S | AZ_NM_SNV_Coal | SPP_S | External | Summer | B6 | 300 | 400 | 400 | 39.53 | 49.33 | 8.17 | 1.63
2015 | AZ_NM_SNV_Coal_2_SPP_S | AZ_NM_SNV_Coal | SPP_S | External | Summer | B7 | 400 | 400 | 0 | 37.03 | 42.94 | 8.17 | 0
2015 | AZ_NM_SNV_Coal_2_SPP_S | AZ_NM_SNV_Coal | SPP_S | External | Summer | B8 | 500 | 400 | 0 | 37.03 | 36.71 | 8.17 | 0
2015 | AZ_NM_SNV_Coal_2_SPP_S | AZ_NM_SNV_Coal | SPP_S | External | Summer | B9 | 800 | 400 | 0 | 37.02 | 35.13 | 8.17 | 0
2015 | AZ_NM_SNV_Coal_2_SPP_S | AZ_NM_SNV_Coal | SPP_S | External | Summer | B10 | 1262 | 400 | 0 | 35.88 | 35.05 | 8.17 | 0
2015 | AZ_NM_SNV_Coal_2_SPP_S | AZ_NM_SNV_Coal | SPP_S | External | Winter | B16 | 25 | 400 | 399.99 | 39.31 | 48.3 | 8.17 | 0.82
2015 | AZ_NM_SNV_Coal_2_SPP_S | AZ_NM_SNV_Coal | SPP_S | External | Winter | B17 | 100 | 400 | 0 | 39.3 | 39.44 | 8.17 | 0
2015 | AZ_NM_SNV_Coal_2_SPP_S | AZ_NM_SNV_Coal | SPP_S | External | Winter | B18 | 400 | 400 | 0 | 39.3 | 38.73 | 8.17 | 0
2015 | AZ_NM_SNV_Coal_2_SPP_S | AZ_NM_SNV_Coal | SPP_S | External | Winter | B19 | 700 | 400 | 0 | 39.3 | 38.68 | 8.17 | 0
2015 | AZ_NM_SNV_Coal_2_SPP_S | AZ_NM_SNV_Coal | SPP_S | External | Winter | B20 | 935 | 400 | 0 | 39.29 | 38.64 | 8.17 | 0
2015 | ERCOT_2_SPP_S | ERCOT | SPP_S | External | Shoulder | B11 | 25 | 800 | 0 | 52.82 | 52.2 | 8 | 0
2015 | ERCOT_2_SPP_S | ERCOT | SPP_S | External | Shoulder | B12 | 200 | 800 | 0 | 41.51 | 38.93 | 8 | 0
2015 | ERCOT_2_SPP_S | ERCOT | SPP_S | External | Shoulder | B13 | 600 | 800 | 0 | 38.38 | 37.62 | 8 | 0
2015 | ERCOT_2_SPP_S | ERCOT | SPP_S | External | Shoulder | B14 | 900 | 800 | 0 | 36.29 | 36.35 | 8 | 0
2015 | ERCOT_2_SPP_S | ERCOT | SPP_S | External | Shoulder | B15 | 1203 | 800 | 0 | 36.29 | 36.31 | 8 | 0
2015 | ERCOT_2_SPP_S | ERCOT | SPP_S | External | Summer | B1 | 10 | 800 | 0.03 | 51.3 | 58.75 | 8 | 0
2015 | ERCOT_2_SPP_S | ERCOT | SPP_S | External | Summer | B2 | 25 | 800 | 0.01 | 51.3 | 58.75 | 8 | 0
2015 | ERCOT_2_SPP_S | ERCOT | SPP_S | External | Summer | B3 | 75 | 800 | 0 | 51.3 | 51.92 | 8 | 0
2015 | ERCOT_2_SPP_S | ERCOT | SPP_S | External | Summer | B4 | 100 | 800 | 0 | 51.3 | 50.82 | 8 | 0
2015 | ERCOT_2_SPP_S | ERCOT | SPP_S | External | Summer | B5 | 200 | 800 | 0 | 51.3 | 50.41 | 8 | 0
2015 | ERCOT_2_SPP_S | ERCOT | SPP_S | External | Summer | B6 | 300 | 800 | 0 | 51.3 | 49.33 | 8 | 0
2015 | ERCOT_2_SPP_S | ERCOT | SPP_S | External | Summer | B7 | 400 | 800 | 0 | 51.3 | 42.94 | 8 | 0
2015 | ERCOT_2_SPP_S | ERCOT | SPP_S | External | Summer | B8 | 500 | 800 | 0 | 38.4 | 36.71 | 8 | 0
2015 | ERCOT_2_SPP_S | ERCOT | SPP_S | External | Summer | B9 | 800 | 800 | 0 | 36.18 | 35.13 | 8 | 0
2015 | ERCOT_2_SPP_S | ERCOT | SPP_S | External | Summer | B10 | 1262 | 800 | 0 | 35.27 | 35.05 | 8 | 0
2015 | ERCOT_2_SPP_S | ERCOT | SPP_S | External | Winter | B16 | 25 | 800 | 0 | 53.3 | 48.3 | 8 | 0
2015 | ERCOT_2_SPP_S | ERCOT | SPP_S | External | Winter | B17 | 100 | 800 | 0 | 41.82 | 39.44 | 8 | 0
2015 | ERCOT_2_SPP_S | ERCOT | SPP_S | External | Winter | B18 | 400 | 800 | 0 | 38.39 | 38.73 | 8 | 0
2015 | ERCOT_2_SPP_S | ERCOT | SPP_S | External | Winter | B19 | 700 | 800 | 0 | 38.39 | 38.68 | 8 | 0
2015 | ERCOT_2_SPP_S | ERCOT | SPP_S | External | Winter | B20 | 935 | 800 | 0 | 38.39 | 38.64 | 8 | 0
2015 | MAPP_US_2_RMPA | MAPP_US | RMPA | External | Shoulder | B11 | 25 | 200 | 0 | 39.42 | 38.16 | 8 | 0
2015 | MAPP_US_2_RMPA | MAPP_US | RMPA | External | Shoulder | B12 | 200 | 200 | 0 | 33.12 | 38.16 | 8 | 0
2015 | MAPP_US_2_RMPA | MAPP_US | RMPA | External | Shoulder | B13 | 600 | 200 | 0 | 30.54 | 38.16 | 8 | 0
2015 | MAPP_US_2_RMPA | MAPP_US | RMPA | External | Shoulder | B14 | 900 | 200 | 200 | 29.33 | 38.16 | 8 | 0.83
2015 | MAPP_US_2_RMPA | MAPP_US | RMPA | External | Shoulder | B15 | 1203 | 200 | 200 | 28.7 | 38.16 | 8 | 1.46
2015 | MAPP_US_2_RMPA | MAPP_US | RMPA | External | Summer | B1 | 10 | 200 | 0 | 52.37 | 57.71 | 8 | 0
2015 | MAPP_US_2_RMPA | MAPP_US | RMPA | External | Summer | B2 | 25 | 200 | 0 | 50.36 | 57.71 | 8 | 0
2015 | MAPP_US_2_RMPA | MAPP_US | RMPA | External | Summer | B3 | 75 | 200 | 0 | 50.36 | 57.71 | 8 | 0
2015 | MAPP_US_2_RMPA | MAPP_US | RMPA | External | Summer | B4 | 100 | 200 | 0 | 48.69 | 50.58 | 8 | 0
2015 | MAPP_US_2_RMPA | MAPP_US | RMPA | External | Summer | B5 | 200 | 200 | 0 | 45.81 | 44.82 | 8 | 0
2015 | MAPP_US_2_RMPA | MAPP_US | RMPA | External | Summer | B6 | 300 | 200 | 0 | 37.71 | 36.71 | 8 | 0
2015 | MAPP_US_2_RMPA | MAPP_US | RMPA | External | Summer | B7 | 400 | 200 | 0 | 28.93 | 36.71 | 8 | 0
2015 | MAPP_US_2_RMPA | MAPP_US | RMPA | External | Summer | B8 | 500 | 200 | 200 | 26.79 | 36.71 | 8 | 1.93
2015 | MAPP_US_2_RMPA | MAPP_US | RMPA | External | Summer | B9 | 800 | 200 | 200 | 26.79 | 36.71 | 8 | 1.93
2015 | MAPP_US_2_RMPA | MAPP_US | RMPA | External | Summer | B10 | 1262 | 200 | 200 | 25.06 | 36.71 | 8 | 3.65
2015 | MAPP_US_2_RMPA | MAPP_US | RMPA | External | Winter | B16 | 25 | 200 | 0 | 40.05 | 47.45 | 8 | 0
2015 | MAPP_US_2_RMPA | MAPP_US | RMPA | External | Winter | B17 | 100 | 200 | 0 | 35.64 | 40.91 | 8 | 0
2015 | MAPP_US_2_RMPA | MAPP_US | RMPA | External | Winter | B18 | 400 | 200 | 200 | 31.71 | 40.91 | 8 | 1.21
2015 | MAPP_US_2_RMPA | MAPP_US | RMPA | External | Winter | B19 | 700 | 200 | 200 | 31.71 | 40.91 | 8 | 1.21
2015 | MAPP_US_2_RMPA | MAPP_US | RMPA | External | Winter | B20 | 935 | 200 | 0 | 26.54 | 34.38 | 8 | 0
2015 | NE_2_RMPA | NE | RMPA | External | Shoulder | B11 | 25 | 310 | 0 | 46.42 | 38.16 | 5 | 0
2015 | NE_2_RMPA | NE | RMPA | External | Shoulder | B12 | 200 | 310 | 0 | 38.91 | 38.16 | 5 | 0
2015 | NE_2_RMPA | NE | RMPA | External | Shoulder | B13 | 600 | 310 | 0 | 37.54 | 38.16 | 5 | 0
2015 | NE_2_RMPA | NE | RMPA | External | Shoulder | B14 | 900 | 310 | 0 | 36.33 | 38.16 | 5 | 0
2015 | NE_2_RMPA | NE | RMPA | External | Shoulder | B15 | 1203 | 310 | 0 | 35.7 | 38.16 | 5 | 0
2015 | NE_2_RMPA | NE | RMPA | External | Summer | B1 | 10 | 310 | 0 | 58.75 | 57.71 | 5 | 0
2015 | NE_2_RMPA | NE | RMPA | External | Summer | B2 | 25 | 310 | 0 | 57.36 | 57.71 | 5 | 0
2015 | NE_2_RMPA | NE | RMPA | External | Summer | B3 | 75 | 310 | 0 | 57.36 | 57.71 | 5 | 0
2015 | NE_2_RMPA | NE | RMPA | External | Summer | B4 | 100 | 310 | 0 | 55.69 | 50.58 | 5 | 0
2015 | NE_2_RMPA | NE | RMPA | External | Summer | B5 | 200 | 310 | 0 | 52.81 | 44.82 | 5 | 0
2015 | NE_2_RMPA | NE | RMPA | External | Summer | B6 | 300 | 310 | 0 | 44.71 | 36.71 | 5 | 0
2015 | NE_2_RMPA | NE | RMPA | External | Summer | B7 | 400 | 310 | 0 | 35.93 | 36.71 | 5 | 0
2015 | NE_2_RMPA | NE | RMPA | External | Summer | B8 | 500 | 310 | 0 | 33.79 | 36.71 | 5 | 0
2015 | NE_2_RMPA | NE | RMPA | External | Summer | B9 | 800 | 310 | 0 | 33.79 | 36.71 | 5 | 0
2015 | NE_2_RMPA | NE | RMPA | External | Summer | B10 | 1262 | 310 | 0 | 31.83 | 36.71 | 5 | 0
2015 | NE_2_RMPA | NE | RMPA | External | Winter | B16 | 25 | 310 | 0 | 47.05 | 47.45 | 5 | 0
2015 | NE_2_RMPA | NE | RMPA | External | Winter | B17 | 100 | 310 | 0 | 39.42 | 40.91 | 5 | 0
2015 | NE_2_RMPA | NE | RMPA | External | Winter | B18 | 400 | 310 | 0 | 38.71 | 40.91 | 5 | 0
2015 | NE_2_RMPA | NE | RMPA | External | Winter | B19 | 700 | 310 | 0 | 38.66 | 40.91 | 5 | 0
2015 | NE_2_RMPA | NE | RMPA | External | Winter | B20 | 935 | 310 | 0 | 33.54 | 34.38 | 5 | 0
2015 | NWPP_Coal_2_MAPP_US | NWPP_Coal | MAPP_US | External | Shoulder | B11 | 25 | 150 | 0 | 37 | 39.42 | 8 | 0
2015 | NWPP_Coal_2_MAPP_US | NWPP_Coal | MAPP_US | External | Shoulder | B12 | 200 | 150 | 0 | 37 | 33.12 | 8 | 0
2015 | NWPP_Coal_2_MAPP_US | NWPP_Coal | MAPP_US | External | Shoulder | B13 | 600 | 150 | 0 | 37 | 30.54 | 8 | 0
2015 | NWPP_Coal_2_MAPP_US | NWPP_Coal | MAPP_US | External | Shoulder | B14 | 900 | 150 | 0 | 37 | 29.33 | 8 | 0
2015 | NWPP_Coal_2_MAPP_US | NWPP_Coal | MAPP_US | External | Shoulder | B15 | 1203 | 150 | 0 | 37 | 28.7 | 8 | 0
2015 | NWPP_Coal_2_MAPP_US | NWPP_Coal | MAPP_US | External | Summer | B1 | 10 | 150 | 150 | 37 | 52.37 | 8 | 7.36
2015 | NWPP_Coal_2_MAPP_US | NWPP_Coal | MAPP_US | External | Summer | B2 | 25 | 150 | 150 | 37 | 50.36 | 8 | 5.35
2015 | NWPP_Coal_2_MAPP_US | NWPP_Coal | MAPP_US | External | Summer | B3 | 75 | 150 | 150 | 37 | 50.36 | 8 | 5.35
2015 | NWPP_Coal_2_MAPP_US | NWPP_Coal | MAPP_US | External | Summer | B4 | 100 | 150 | 150 | 37 | 48.69 | 8 | 3.69
2015 | NWPP_Coal_2_MAPP_US | NWPP_Coal | MAPP_US | External | Summer | B5 | 200 | 150 | 150 | 37 | 45.81 | 8 | 0.8
2015 | NWPP_Coal_2_MAPP_US | NWPP_Coal | MAPP_US | External | Summer | B6 | 300 | 150 | 0 | 37 | 37.71 | 8 | 0
2015 | NWPP_Coal_2_MAPP_US | NWPP_Coal | MAPP_US | External | Summer | B7 | 400 | 150 | 0 | 37 | 28.93 | 8 | 0
2015 | NWPP_Coal_2_MAPP_US | NWPP_Coal | MAPP_US | External | Summer | B8 | 500 | 150 | 0 | 37 | 26.79 | 8 | 0
2015 | NWPP_Coal_2_MAPP_US | NWPP_Coal | MAPP_US | External | Summer | B9 | 800 | 150 | 0 | 37 | 26.79 | 8 | 0
2015 | NWPP_Coal_2_MAPP_US | NWPP_Coal | MAPP_US | External | Summer | B10 | 1262 | 150 | 0 | 37 | 25.06 | 8 | 0
2015 | NWPP_Coal_2_MAPP_US | NWPP_Coal | MAPP_US | External | Winter | B16 | 25 | 150 | 0 | 39.29 | 40.05 | 8 | 0
2015 | NWPP_Coal_2_MAPP_US | NWPP_Coal | MAPP_US | External | Winter | B17 | 100 | 150 | 0 | 39.29 | 35.64 | 8 | 0
2015 | NWPP_Coal_2_MAPP_US | NWPP_Coal | MAPP_US | External | Winter | B18 | 400 | 150 | 0 | 39.29 | 31.71 | 8 | 0
2015 | NWPP_Coal_2_MAPP_US | NWPP_Coal | MAPP_US | External | Winter | B19 | 700 | 150 | 0 | 39.29 | 31.71 | 8 | 0
2015 | NWPP_Coal_2_MAPP_US | NWPP_Coal | MAPP_US | External | Winter | B20 | 935 | 150 | 0 | 39.29 | 26.54 | 8 | 0
2015 | RMPA_2_MAPP_US | RMPA | MAPP_US | External | Shoulder | B11 | 25 | 200 | 0 | 38.16 | 39.42 | 8 | 0
2015 | RMPA_2_MAPP_US | RMPA | MAPP_US | External | Shoulder | B12 | 200 | 200 | 0 | 38.16 | 33.12 | 8 | 0
2015 | RMPA_2_MAPP_US | RMPA | MAPP_US | External | Shoulder | B13 | 600 | 200 | 0 | 38.16 | 30.54 | 8 | 0
2015 | RMPA_2_MAPP_US | RMPA | MAPP_US | External | Shoulder | B14 | 900 | 200 | 0 | 38.16 | 29.33 | 8 | 0
2015 | RMPA_2_MAPP_US | RMPA | MAPP_US | External | Shoulder | B15 | 1203 | 200 | 0 | 38.16 | 28.7 | 8 | 0
2015 | RMPA_2_MAPP_US | RMPA | MAPP_US | External | Summer | B1 | 10 | 200 | 0 | 57.71 | 52.37 | 8 | 0
2015 | RMPA_2_MAPP_US | RMPA | MAPP_US | External | Summer | B2 | 25 | 200 | 0 | 57.71 | 50.36 | 8 | 0
2015 | RMPA_2_MAPP_US | RMPA | MAPP_US | External | Summer | B3 | 75 | 200 | 0 | 57.71 | 50.36 | 8 | 0
2015 | RMPA_2_MAPP_US | RMPA | MAPP_US | External | Summer | B4 | 100 | 200 | 0 | 50.58 | 48.69 | 8 | 0
2015 | RMPA_2_MAPP_US | RMPA | MAPP_US | External | Summer | B5 | 200 | 200 | 0 | 44.82 | 45.81 | 8 | 0
2015 | RMPA_2_MAPP_US | RMPA | MAPP_US | External | Summer | B6 | 300 | 200 | 0 | 36.71 | 37.71 | 8 | 0
2015 | RMPA_2_MAPP_US | RMPA | MAPP_US | External | Summer | B7 | 400 | 200 | 0 | 36.71 | 28.93 | 8 | 0
2015 | RMPA_2_MAPP_US | RMPA | MAPP_US | External | Summer | B8 | 500 | 200 | 0 | 36.71 | 26.79 | 8 | 0
2015 | RMPA_2_MAPP_US | RMPA | MAPP_US | External | Summer | B9 | 800 | 200 | 0 | 36.71 | 26.79 | 8 | 0
2015 | RMPA_2_MAPP_US | RMPA | MAPP_US | External | Summer | B10 | 1262 | 200 | 0 | 36.71 | 25.06 | 8 | 0
2015 | RMPA_2_MAPP_US | RMPA | MAPP_US | External | Winter | B16 | 25 | 200 | 0 | 47.45 | 40.05 | 8 | 0
2015 | RMPA_2_MAPP_US | RMPA | MAPP_US | External | Winter | B17 | 100 | 200 | 0 | 40.91 | 35.64 | 8 | 0
2015 | RMPA_2_MAPP_US | RMPA | MAPP_US | External | Winter | B18 | 400 | 200 | 0 | 40.91 | 31.71 | 8 | 0
2015 | RMPA_2_MAPP_US | RMPA | MAPP_US | External | Winter | B19 | 700 | 200 | 0 | 40.91 | 31.71 | 8 | 0
2015 | RMPA_2_MAPP_US | RMPA | MAPP_US | External | Winter | B20 | 935 | 200 | 0 | 34.38 | 26.54 | 8 | 0
2015 | RMPA_2_NE | RMPA | NE | External | Shoulder | B11 | 25 | 310 | 309.98 | 38.16 | 46.42 | 8 | 0.26
2015 | RMPA_2_NE | RMPA | NE | External | Shoulder | B12 | 200 | 310 | 0 | 38.16 | 38.91 | 8 | 0
2015 | RMPA_2_NE | RMPA | NE | External | Shoulder | B13 | 600 | 310 | 0 | 38.16 | 37.54 | 8 | 0
2015 | RMPA_2_NE | RMPA | NE | External | Shoulder | B14 | 900 | 310 | 0 | 38.16 | 36.33 | 8 | 0
2015 | RMPA_2_NE | RMPA | NE | External | Shoulder | B15 | 1203 | 310 | 0 | 38.16 | 35.7 | 8 | 0
2015 | RMPA_2_NE | RMPA | NE | External | Summer | B1 | 10 | 310 | 0 | 57.71 | 58.75 | 8 | 0
2015 | RMPA_2_NE | RMPA | NE | External | Summer | B2 | 25 | 310 | 0 | 57.71 | 57.36 | 8 | 0
2015 | RMPA_2_NE | RMPA | NE | External | Summer | B3 | 75 | 310 | 0 | 57.71 | 57.36 | 8 | 0
2015 | RMPA_2_NE | RMPA | NE | External | Summer | B4 | 100 | 310 | 0 | 50.58 | 55.69 | 8 | 0
2015 | RMPA_2_NE | RMPA | NE | External | Summer | B5 | 200 | 310 | 0.05 | 44.82 | 52.81 | 8 | 0
2015 | RMPA_2_NE | RMPA | NE | External | Summer | B6 | 300 | 310 | 49.63 | 36.71 | 44.71 | 8 | 0
2015 | RMPA_2_NE | RMPA | NE | External | Summer | B7 | 400 | 310 | 0 | 36.71 | 35.93 | 8 | 0
2015 | RMPA_2_NE | RMPA | NE | External | Summer | B8 | 500 | 310 | 0 | 36.71 | 33.79 | 8 | 0
2015 | RMPA_2_NE | RMPA | NE | External | Summer | B9 | 800 | 310 | 0 | 36.71 | 33.79 | 8 | 0
2015 | RMPA_2_NE | RMPA | NE | External | Summer | B10 | 1262 | 310 | 0 | 36.71 | 31.83 | 8 | 0
2015 | RMPA_2_NE | RMPA | NE | External | Winter | B16 | 25 | 310 | 0 | 47.45 | 47.05 | 8 | 0
2015 | RMPA_2_NE | RMPA | NE | External | Winter | B17 | 100 | 310 | 0 | 40.91 | 39.42 | 8 | 0
2015 | RMPA_2_NE | RMPA | NE | External | Winter | B18 | 400 | 310 | 0 | 40.91 | 38.71 | 8 | 0
2015 | RMPA_2_NE | RMPA | NE | External | Winter | B19 | 700 | 310 | 0 | 40.91 | 38.66 | 8 | 0
2015 | RMPA_2_NE | RMPA | NE | External | Winter | B20 | 935 | 310 | 0 | 34.38 | 33.54 | 8 | 0
2015 | RMPA_2_SPP_N | RMPA | SPP_N | External | Shoulder | B11 | 25 | 210 | 210 | 38.16 | 53.42 | 8 | 7.26
2015 | RMPA_2_SPP_N | RMPA | SPP_N | External | Shoulder | B12 | 200 | 210 | 0 | 38.16 | 38.92 | 8 | 0
2015 | RMPA_2_SPP_N | RMPA | SPP_N | External | Shoulder | B13 | 600 | 210 | 0 | 38.16 | 37.6 | 8 | 0
2015 | RMPA_2_SPP_N | RMPA | SPP_N | External | Shoulder | B14 | 900 | 210 | 0 | 38.16 | 36.34 | 8 | 0
2015 | RMPA_2_SPP_N | RMPA | SPP_N | External | Shoulder | B15 | 1203 | 210 | 0 | 38.16 | 36.3 | 8 | 0
2015 | RMPA_2_SPP_N | RMPA | SPP_N | External | Summer | B1 | 10 | 210 | 0 | 57.71 | 58.76 | 8 | 0
2015 | RMPA_2_SPP_N | RMPA | SPP_N | External | Summer | B2 | 25 | 210 | 0 | 57.71 | 58.76 | 8 | 0
2015 | RMPA_2_SPP_N | RMPA | SPP_N | External | Summer | B3 | 75 | 210 | 0 | 57.71 | 58.76 | 8 | 0
2015 | RMPA_2_SPP_N | RMPA | SPP_N | External | Summer | B4 | 100 | 210 | 0 | 50.58 | 55.7 | 8 | 0
2015 | RMPA_2_SPP_N | RMPA | SPP_N | External | Summer | B5 | 200 | 210 | 24.52 | 44.82 | 52.82 | 8 | 0
2015 | RMPA_2_SPP_N | RMPA | SPP_N | External | Summer | B6 | 300 | 210 | 210 | 36.71 | 49.32 | 8 | 4.6
2015 | RMPA_2_SPP_N | RMPA | SPP_N | External | Summer | B7 | 400 | 210 | 0 | 36.71 | 42.93 | 8 | 0
2015 | RMPA_2_SPP_N | RMPA | SPP_N | External | Summer | B8 | 500 | 210 | 0 | 36.71 | 36.69 | 8 | 0
2015 | RMPA_2_SPP_N | RMPA | SPP_N | External | Summer | B9 | 800 | 210 | 0 | 36.71 | 35.12 | 8 | 0
2015 | RMPA_2_SPP_N | RMPA | SPP_N | External | Summer | B10 | 1262 | 210 | 0 | 36.71 | 34.55 | 8 | 0
2015 | RMPA_2_SPP_N | RMPA | SPP_N | External | Winter | B16 | 25 | 210 | 0 | 47.45 | 48.29 | 8 | 0
2015 | RMPA_2_SPP_N | RMPA | SPP_N | External | Winter | B17 | 100 | 210 | 0 | 40.91 | 39.43 | 8 | 0
2015 | RMPA_2_SPP_N | RMPA | SPP_N | External | Winter | B18 | 400 | 210 | 0 | 40.91 | 38.72 | 8 | 0
2015 | RMPA_2_SPP_N | RMPA | SPP_N | External | Winter | B19 | 700 | 210 | 0 | 40.91 | 38.67 | 8 | 0
2015 | RMPA_2_SPP_N | RMPA | SPP_N | External | Winter | B20 | 935 | 210 | 0 | 34.38 | 38.07 | 8 | 0
2015 | SPP_N_2_RMPA | SPP_N | RMPA | External | Shoulder | B11 | 25 | 210 | 0 | 53.42 | 38.16 | 5 | 0
2015 | SPP_N_2_RMPA | SPP_N | RMPA | External | Shoulder | B12 | 200 | 210 | 0 | 38.92 | 38.16 | 5 | 0
2015 | SPP_N_2_RMPA | SPP_N | RMPA | External | Shoulder | B13 | 600 | 210 | 0 | 37.6 | 38.16 | 5 | 0
2015 | SPP_N_2_RMPA | SPP_N | RMPA | External | Shoulder | B14 | 900 | 210 | 0 | 36.34 | 38.16 | 5 | 0
2015 | SPP_N_2_RMPA | SPP_N | RMPA | External | Shoulder | B15 | 1203 | 210 | 0 | 36.3 | 38.16 | 5 | 0
2015 | SPP_N_2_RMPA | SPP_N | RMPA | External | Summer | B1 | 10 | 210 | 0 | 58.76 | 57.71 | 5 | 0
2015 | SPP_N_2_RMPA | SPP_N | RMPA | External | Summer | B2 | 25 | 210 | 0 | 58.76 | 57.71 | 5 | 0
2015 | SPP_N_2_RMPA | SPP_N | RMPA | External | Summer | B3 | 75 | 210 | 0 | 58.76 | 57.71 | 5 | 0
2015 | SPP_N_2_RMPA | SPP_N | RMPA | External | Summer | B4 | 100 | 210 | 0 | 55.7 | 50.58 | 5 | 0
2015 | SPP_N_2_RMPA | SPP_N | RMPA | External | Summer | B5 | 200 | 210 | 0 | 52.82 | 44.82 | 5 | 0
2015 | SPP_N_2_RMPA | SPP_N | RMPA | External | Summer | B6 | 300 | 210 | 0 | 49.32 | 36.71 | 5 | 0
2015 | SPP_N_2_RMPA | SPP_N | RMPA | External | Summer | B7 | 400 | 210 | 0 | 42.93 | 36.71 | 5 | 0
2015 | SPP_N_2_RMPA | SPP_N | RMPA | External | Summer | B8 | 500 | 210 | 0 | 36.69 | 36.71 | 5 | 0
2015 | SPP_N_2_RMPA | SPP_N | RMPA | External | Summer | B9 | 800 | 210 | 0 | 35.12 | 36.71 | 5 | 0
2015 | SPP_N_2_RMPA | SPP_N | RMPA | External | Summer | B10 | 1262 | 210 | 0 | 34.55 | 36.71 | 5 | 0
2015 | SPP_N_2_RMPA | SPP_N | RMPA | External | Winter | B16 | 25 | 210 | 0 | 48.29 | 47.45 | 5 | 0
2015 | SPP_N_2_RMPA | SPP_N | RMPA | External | Winter | B17 | 100 | 210 | 0 | 39.43 | 40.91 | 5 | 0
2015 | SPP_N_2_RMPA | SPP_N | RMPA | External | Winter | B18 | 400 | 210 | 0 | 38.72 | 40.91 | 5 | 0
2015 | SPP_N_2_RMPA | SPP_N | RMPA | External | Winter | B19 | 700 | 210 | 0 | 38.67 | 40.91 | 5 | 0
2015 | SPP_N_2_RMPA | SPP_N | RMPA | External | Winter | B20 | 935 | 210 | 0 | 38.07 | 34.38 | 5 | 0
2015 | SPP_S_2_ERCOT | SPP_S | ERCOT | External | Shoulder | B11 | 25 | 800 | 0 | 52.2 | 52.82 | 5 | 0
2015 | SPP_S_2_ERCOT | SPP_S | ERCOT | External | Shoulder | B12 | 200 | 800 | 0 | 38.93 | 41.51 | 5 | 0
2015 | SPP_S_2_ERCOT | SPP_S | ERCOT | External | Shoulder | B13 | 600 | 800 | 0 | 37.62 | 38.38 | 5 | 0
2015 | SPP_S_2_ERCOT | SPP_S | ERCOT | External | Shoulder | B14 | 900 | 800 | 0 | 36.35 | 36.29 | 5 | 0
2015 | SPP_S_2_ERCOT | SPP_S | ERCOT | External | Shoulder | B15 | 1203 | 800 | 0 | 36.31 | 36.29 | 5 | 0
2015 | SPP_S_2_ERCOT | SPP_S | ERCOT | External | Summer | B1 | 10 | 800 | 0 | 58.75 | 51.3 | 5 | 0
2015 | SPP_S_2_ERCOT | SPP_S | ERCOT | External | Summer | B2 | 25 | 800 | 0 | 58.75 | 51.3 | 5 | 0
2015 | SPP_S_2_ERCOT | SPP_S | ERCOT | External | Summer | B3 | 75 | 800 | 0 | 51.92 | 51.3 | 5 | 0
2015 | SPP_S_2_ERCOT | SPP_S | ERCOT | External | Summer | B4 | 100 | 800 | 0 | 50.82 | 51.3 | 5 | 0
2015 | SPP_S_2_ERCOT | SPP_S | ERCOT | External | Summer | B5 | 200 | 800 | 0 | 50.41 | 51.3 | 5 | 0
2015 | SPP_S_2_ERCOT | SPP_S | ERCOT | External | Summer | B6 | 300 | 800 | 0 | 49.33 | 51.3 | 5 | 0
2015 | SPP_S_2_ERCOT | SPP_S | ERCOT | External | Summer | B7 | 400 | 800 | 800 | 42.94 | 51.3 | 5 | 3.37
2015 | SPP_S_2_ERCOT | SPP_S | ERCOT | External | Summer | B8 | 500 | 800 | 0 | 36.71 | 38.4 | 5 | 0
2015 | SPP_S_2_ERCOT | SPP_S | ERCOT | External | Summer | B9 | 800 | 800 | 0 | 35.13 | 36.18 | 5 | 0
2015 | SPP_S_2_ERCOT | SPP_S | ERCOT | External | Summer | B10 | 1262 | 800 | 0 | 35.05 | 35.27 | 5 | 0
2015 | SPP_S_2_ERCOT | SPP_S | ERCOT | External | Winter | B16 | 25 | 800 | 736.45 | 48.3 | 53.3 | 5 | 0
2015 | SPP_S_2_ERCOT | SPP_S | ERCOT | External | Winter | B17 | 100 | 800 | 0 | 39.44 | 41.82 | 5 | 0
2015 | SPP_S_2_ERCOT | SPP_S | ERCOT | External | Winter | B18 | 400 | 800 | 0 | 38.73 | 38.39 | 5 | 0
2015 | SPP_S_2_ERCOT | SPP_S | ERCOT | External | Winter | B19 | 700 | 800 | 0 | 38.68 | 38.39 | 5 | 0
2015 | SPP_S_2_ERCOT | SPP_S | ERCOT | External | Winter | B20 | 935 | 800 | 0 | 38.64 | 38.39 | 5 | 0
2020 | AZ_NM_SNV_Coal_2_SPP_S | AZ_NM_SNV_Coal | SPP_S | External | Shoulder | B11 | 25 | 400 | 367.37 | 44.75 | 52.91 | 8.17 | 0
2020 | AZ_NM_SNV_Coal_2_SPP_S | AZ_NM_SNV_Coal | SPP_S | External | Shoulder | B12 | 200 | 400 | 0 | 44.74 | 40.2 | 8.17 | 0
2020 | AZ_NM_SNV_Coal_2_SPP_S | AZ_NM_SNV_Coal | SPP_S | External | Shoulder | B13 | 600 | 400 | 0 | 44.72 | 40.2 | 8.17 | 0
2020 | AZ_NM_SNV_Coal_2_SPP_S | AZ_NM_SNV_Coal | SPP_S | External | Shoulder | B14 | 900 | 400 | 0 | 44.72 | 40.11 | 8.17 | 0
2020 | AZ_NM_SNV_Coal_2_SPP_S | AZ_NM_SNV_Coal | SPP_S | External | Shoulder | B15 | 1203 | 400 | 0 | 41.53 | 38.69 | 8.17 | 0
2020 | AZ_NM_SNV_Coal_2_SPP_S | AZ_NM_SNV_Coal | SPP_S | External | Summer | B1 | 10 | 400 | 0 | 65.8 | 52.96 | 8.17 | 0
2020 | AZ_NM_SNV_Coal_2_SPP_S | AZ_NM_SNV_Coal | SPP_S | External | Summer | B2 | 25 | 400 | 0 | 65.8 | 55.88 | 8.17 | 0
2020 | AZ_NM_SNV_Coal_2_SPP_S | AZ_NM_SNV_Coal | SPP_S | External | Summer | B3 | 75 | 400 | 0 | 65.8 | 55.88 | 8.17 | 0
2020 | AZ_NM_SNV_Coal_2_SPP_S | AZ_NM_SNV_Coal | SPP_S | External | Summer | B4 | 100 | 400 | 0 | 54.33 | 55.88 | 8.17 | 0
2020 | AZ_NM_SNV_Coal_2_SPP_S | AZ_NM_SNV_Coal | SPP_S | External | Summer | B5 | 200 | 400 | 0 | 47.83 | 55.88 | 8.17 | 0
2020 | AZ_NM_SNV_Coal_2_SPP_S | AZ_NM_SNV_Coal | SPP_S | External | Summer | B6 | 300 | 400 | 0 | 44.63 | 51.77 | 8.17 | 0
2020 | AZ_NM_SNV_Coal_2_SPP_S | AZ_NM_SNV_Coal | SPP_S | External | Summer | B7 | 400 | 400 | 0 | 44.63 | 42.14 | 8.17 | 0
2020 | AZ_NM_SNV_Coal_2_SPP_S | AZ_NM_SNV_Coal | SPP_S | External | Summer | B8 | 500 | 400 | 0 | 44.62 | 39.97 | 8.17 | 0
2020 | AZ_NM_SNV_Coal_2_SPP_S | AZ_NM_SNV_Coal | SPP_S | External | Summer | B9 | 800 | 400 | 0 | 44.61 | 38.86 | 8.17 | 0
2020 | AZ_NM_SNV_Coal_2_SPP_S | AZ_NM_SNV_Coal | SPP_S | External | Summer | B10 | 1262 | 400 | 0 | 42.54 | 38.77 | 8.17 | 0
2020 | AZ_NM_SNV_Coal_2_SPP_S | AZ_NM_SNV_Coal | SPP_S | External | Winter | B16 | 25 | 400 | 0 | 47.3 | 43.4 | 8.17 | 0
2020 | AZ_NM_SNV_Coal_2_SPP_S | AZ_NM_SNV_Coal | SPP_S | External | Winter | B17 | 100 | 400 | 0 | 47.3 | 42.75 | 8.17 | 0
2020 | AZ_NM_SNV_Coal_2_SPP_S | AZ_NM_SNV_Coal | SPP_S | External | Winter | B18 | 400 | 400 | 0 | 47.29 | 42.75 | 8.17 | 0
2020 | AZ_NM_SNV_Coal_2_SPP_S | AZ_NM_SNV_Coal | SPP_S | External | Winter | B19 | 700 | 400 | 0 | 47.29 | 40.66 | 8.17 | 0
2020 | AZ_NM_SNV_Coal_2_SPP_S | AZ_NM_SNV_Coal | SPP_S | External | Winter | B20 | 935 | 400 | 0 | 44.43 | 38.68 | 8.17 | 0
2020 | ERCOT_2_SPP_S | ERCOT | SPP_S | External | Shoulder | B11 | 25 | 800 | 0 | 58.4 | 52.91 | 8 | 0
2020 | ERCOT_2_SPP_S | ERCOT | SPP_S | External | Shoulder | B12 | 200 | 800 | 0 | 47.32 | 40.2 | 8 | 0
2020 | ERCOT_2_SPP_S | ERCOT | SPP_S | External | Shoulder | B13 | 600 | 800 | 0 | 40.04 | 40.2 | 8 | 0
2020 | ERCOT_2_SPP_S | ERCOT | SPP_S | External | Shoulder | B14 | 900 | 800 | 0 | 40.04 | 40.11 | 8 | 0
2020 | ERCOT_2_SPP_S | ERCOT | SPP_S | External | Shoulder | B15 | 1203 | 800 | 0 | 40.04 | 38.69 | 8 | 0
2020 | ERCOT_2_SPP_S | ERCOT | SPP_S | External | Summer | B1 | 10 | 800 | 0 | 67.49 | 52.96 | 8 | 0
2020 | ERCOT_2_SPP_S | ERCOT | SPP_S | External | Summer | B2 | 25 | 800 | 0 | 60.88 | 55.88 | 8 | 0
2020 | ERCOT_2_SPP_S | ERCOT | SPP_S | External | Summer | B3 | 75 | 800 | 0 | 56.77 | 55.88 | 8 | 0
2020 | ERCOT_2_SPP_S | ERCOT | SPP_S | External | Summer | B4 | 100 | 800 | 0 | 56.77 | 55.88 | 8 | 0
2020 | ERCOT_2_SPP_S | ERCOT | SPP_S | External | Summer | B5 | 200 | 800 | 0 | 56.77 | 55.88 | 8 | 0
2020 | ERCOT_2_SPP_S | ERCOT | SPP_S | External | Summer | B6 | 300 | 800 | 0 | 56.77 | 51.77 | 8 | 0
2020 | ERCOT_2_SPP_S | ERCOT | SPP_S | External | Summer | B7 | 400 | 800 | 0 | 56.77 | 42.14 | 8 | 0
2020 | ERCOT_2_SPP_S | ERCOT | SPP_S | External | Summer | B8 | 500 | 800 | 0 | 42.43 | 39.97 | 8 | 0
2020 | ERCOT_2_SPP_S | ERCOT | SPP_S | External | Summer | B9 | 800 | 800 | 0 | 38.95 | 38.86 | 8 | 0
2020 | ERCOT_2_SPP_S | ERCOT | SPP_S | External | Summer | B10 | 1262 | 800 | 0 | 38.95 | 38.77 | 8 | 0
2020 | ERCOT_2_SPP_S | ERCOT | SPP_S | External | Winter | B16 | 25 | 800 | 0 | 61.92 | 43.4 | 8 | 0
2020 | ERCOT_2_SPP_S | ERCOT | SPP_S | External | Winter | B17 | 100 | 800 | 0 | 46.22 | 42.75 | 8 | 0
2020 | ERCOT_2_SPP_S | ERCOT | SPP_S | External | Winter | B18 | 400 | 800 | 0 | 42.4 | 42.75 | 8 | 0
2020 | ERCOT_2_SPP_S | ERCOT | SPP_S | External | Winter | B19 | 700 | 800 | 0 | 42.4 | 40.66 | 8 | 0
2020 | ERCOT_2_SPP_S | ERCOT | SPP_S | External | Winter | B20 | 935 | 800 | 0 | 42.4 | 38.68 | 8 | 0
2020 | MAPP_US_2_RMPA | MAPP_US | RMPA | External | Shoulder | B11 | 25 | 200 | 0 | 52.64 | 43.61 | 8 | 0
2020 | MAPP_US_2_RMPA | MAPP_US | RMPA | External | Shoulder | B12 | 200 | 200 | 0 | 38.79 | 43.61 | 8 | 0
2020 | MAPP_US_2_RMPA | MAPP_US | RMPA | External | Shoulder | B13 | 600 | 200 | 200 | 34.81 | 43.61 | 8 | 0.8
2020 | MAPP_US_2_RMPA | MAPP_US | RMPA | External | Shoulder | B14 | 900 | 200 | 200 | 34.81 | 43.61 | 8 | 0.8
2020 | MAPP_US_2_RMPA | MAPP_US | RMPA | External | Shoulder | B15 | 1203 | 200 | 200 | 34.81 | 43.61 | 8 | 0.8
2020 | MAPP_US_2_RMPA | MAPP_US | RMPA | External | Summer | B1 | 10 | 200 | 0.07 | 57.47 | 65.22 | 8 | 0
2020 | MAPP_US_2_RMPA | MAPP_US | RMPA | External | Summer | B2 | 25 | 200 | 0.03 | 57.47 | 65.22 | 8 | 0
2020 | MAPP_US_2_RMPA | MAPP_US | RMPA | External | Summer | B3 | 75 | 200 | 0 | 57.47 | 65.22 | 8 | 0
2020 | MAPP_US_2_RMPA | MAPP_US | RMPA | External | Summer | B4 | 100 | 200 | 0 | 57.38 | 56.39 | 8 | 0
2020 | MAPP_US_2_RMPA | MAPP_US | RMPA | External | Summer | B5 | 200 | 200 | 0 | 55.82 | 52.78 | 8 | 0
2020 | MAPP_US_2_RMPA | MAPP_US | RMPA | External | Summer | B6 | 300 | 200 | 0 | 42.93 | 41.93 | 8 | 0
2020 | MAPP_US_2_RMPA | MAPP_US | RMPA | External | Summer | B7 | 400 | 200 | 50.24 | 33.93 | 41.93 | 8 | 0
2020 | MAPP_US_2_RMPA | MAPP_US | RMPA | External | Summer | B8 | 500 | 200 | 200 | 31.84 | 41.93 | 8 | 2.1
2020 | MAPP_US_2_RMPA | MAPP_US | RMPA | External | Summer | B9 | 800 | 200 | 200 | 31.84 | 41.93 | 8 | 2.1
2020 | MAPP_US_2_RMPA | MAPP_US | RMPA | External | Summer | B10 | 1262 | 200 | 200 | 30.35 | 41.93 | 8 | 3.58
2020 | MAPP_US_2_RMPA | MAPP_US | RMPA | External | Winter | B16 | 25 | 200 | 200 | 45.04 | 55.46 | 8 | 2.42
2020 | MAPP_US_2_RMPA | MAPP_US | RMPA | External | Winter | B17 | 100 | 200 | 0 | 39.06 | 46.79 | 8 | 0
2020 | MAPP_US_2_RMPA | MAPP_US | RMPA | External | Winter | B18 | 400 | 200 | 200 | 36.57 | 46.79 | 8 | 2.22
2020 | MAPP_US_2_RMPA | MAPP_US | RMPA | External | Winter | B19 | 700 | 200 | 200 | 36.57 | 46.79 | 8 | 2.22
2020 | MAPP_US_2_RMPA | MAPP_US | RMPA | External | Winter | B20 | 935 | 200 | 0 | 32.99 | 39.22 | 8 | 0
2020 | NE_2_RMPA | NE | RMPA | External | Shoulder | B11 | 25 | 310 | 0 | 59.64 | 43.61 | 5 | 0
2020 | NE_2_RMPA | NE | RMPA | External | Shoulder | B12 | 200 | 310 | 0 | 45.79 | 43.61 | 5 | 0
2020 | NE_2_RMPA | NE | RMPA | External | Shoulder | B13 | 600 | 310 | 0 | 41.19 | 43.61 | 5 | 0
2020 | NE_2_RMPA | NE | RMPA | External | Shoulder | B14 | 900 | 310 | 0 | 40.56 | 43.61 | 5 | 0
2020 | NE_2_RMPA | NE | RMPA | External | Shoulder | B15 | 1203 | 310 | 0 | 38.66 | 43.61 | 5 | 0
2020 | NE_2_RMPA | NE | RMPA | External | Summer | B1 | 10 | 310 | 0 | 64.47 | 65.22 | 5 | 0
2020 | NE_2_RMPA | NE | RMPA | External | Summer | B2 | 25 | 310 | 0 | 64.47 | 65.22 | 5 | 0
2020 | NE_2_RMPA | NE | RMPA | External | Summer | B3 | 75 | 310 | 0 | 64.47 | 65.22 | 5 | 0
2020 | NE_2_RMPA | NE | RMPA | External | Summer | B4 | 100 | 310 | 0 | 64.38 | 56.39 | 5 | 0
2020 | NE_2_RMPA | NE | RMPA | External | Summer | B5 | 200 | 310 | 0 | 62.82 | 52.78 | 5 | 0
2020 | NE_2_RMPA | NE | RMPA | External | Summer | B6 | 300 | 310 | 0 | 49.93 | 41.93 | 5 | 0
2020 | NE_2_RMPA | NE | RMPA | External | Summer | B7 | 400 | 310 | 0 | 40.93 | 41.93 | 5 | 0
2020 | NE_2_RMPA | NE | RMPA | External | Summer | B8 | 500 | 310 | 0 | 38.84 | 41.93 | 5 | 0
2020 | NE_2_RMPA | NE | RMPA | External | Summer | B9 | 800 | 310 | 0 | 38.84 | 41.93 | 5 | 0
2020 | NE_2_RMPA | NE | RMPA | External | Summer | B10 | 1262 | 310 | 0 | 37.35 | 41.93 | 5 | 0
2020 | NE_2_RMPA | NE | RMPA | External | Winter | B16 | 25 | 310 | 0 | 52.04 | 55.46 | 5 | 0
2020 | NE_2_RMPA | NE | RMPA | External | Winter | B17 | 100 | 310 | 0 | 43.2 | 46.79 | 5 | 0
2020 | NE_2_RMPA | NE | RMPA | External | Winter | B18 | 400 | 310 | 0 | 42.75 | 46.79 | 5 | 0
2020 | NE_2_RMPA | NE | RMPA | External | Winter | B19 | 700 | 310 | 310 | 40.66 | 46.79 | 5 | 1.13
2020 | NE_2_RMPA | NE | RMPA | External | Winter | B20 | 935 | 310 | 0 | 38.66 | 39.22 | 5 | 0
2020 | NWPP_Coal_2_MAPP_US | NWPP_Coal | MAPP_US | External | Shoulder | B11 | 25 | 150 | 0.06 | 44.72 | 52.64 | 8 | 0
2020 | NWPP_Coal_2_MAPP_US | NWPP_Coal | MAPP_US | External | Shoulder | B12 | 200 | 150 | 0 | 44.72 | 38.79 | 8 | 0
2020 | NWPP_Coal_2_MAPP_US | NWPP_Coal | MAPP_US | External | Shoulder | B13 | 600 | 150 | 0 | 44.72 | 34.81 | 8 | 0
2020 | NWPP_Coal_2_MAPP_US | NWPP_Coal | MAPP_US | External | Shoulder | B14 | 900 | 150 | 0 | 44.72 | 34.81 | 8 | 0
2020 | NWPP_Coal_2_MAPP_US | NWPP_Coal | MAPP_US | External | Shoulder | B15 | 1203 | 150 | 0 | 44.72 | 34.81 | 8 | 0
2020 | NWPP_Coal_2_MAPP_US | NWPP_Coal | MAPP_US | External | Summer | B1 | 10 | 150 | 0 | 56.51 | 57.47 | 8 | 0
2020 | NWPP_Coal_2_MAPP_US | NWPP_Coal | MAPP_US | External | Summer | B2 | 25 | 150 | 0 | 56.51 | 57.47 | 8 | 0
2020 | NWPP_Coal_2_MAPP_US | NWPP_Coal | MAPP_US | External | Summer | B3 | 75 | 150 | 150 | 44.61 | 57.47 | 8 | 4.86
2020 | NWPP_Coal_2_MAPP_US | NWPP_Coal | MAPP_US | External | Summer | B4 | 100 | 150 | 150 | 44.61 | 57.38 | 8 | 4.77
2020 | NWPP_Coal_2_MAPP_US | NWPP_Coal | MAPP_US | External | Summer | B5 | 200 | 150 | 150 | 44.61 | 55.82 | 8 | 3.21
2020 | NWPP_Coal_2_MAPP_US | NWPP_Coal | MAPP_US | External | Summer | B6 | 300 | 150 | 0 | 44.61 | 42.93 | 8 | 0
2020 | NWPP_Coal_2_MAPP_US | NWPP_Coal | MAPP_US | External | Summer | B7 | 400 | 150 | 0 | 44.61 | 33.93 | 8 | 0
2020 | NWPP_Coal_2_MAPP_US | NWPP_Coal | MAPP_US | External | Summer | B8 | 500 | 150 | 0 | 44.61 | 31.84 | 8 | 0
2020 | NWPP_Coal_2_MAPP_US | NWPP_Coal | MAPP_US | External | Summer | B9 | 800 | 150 | 0 | 44.61 | 31.84 | 8 | 0
2020 | NWPP_Coal_2_MAPP_US | NWPP_Coal | MAPP_US | External | Summer | B10 | 1262 | 150 | 0 | 44.61 | 30.35 | 8 | 0
2020 | NWPP_Coal_2_MAPP_US | NWPP_Coal | MAPP_US | External | Winter | B16 | 25 | 150 | 0 | 47.29 | 45.04 | 8 | 0
2020 | NWPP_Coal_2_MAPP_US | NWPP_Coal | MAPP_US | External | Winter | B17 | 100 | 150 | 0 | 47.29 | 39.06 | 8 | 0
2020 | NWPP_Coal_2_MAPP_US | NWPP_Coal | MAPP_US | External | Winter | B18 | 400 | 150 | 0 | 47.29 | 36.57 | 8 | 0
2020 | NWPP_Coal_2_MAPP_US | NWPP_Coal | MAPP_US | External | Winter | B19 | 700 | 150 | 0 | 47.29 | 36.57 | 8 | 0
2020 | NWPP_Coal_2_MAPP_US | NWPP_Coal | MAPP_US | External | Winter | B20 | 935 | 150 | 0 | 47.29 | 32.99 | 8 | 0
2020 | RMPA_2_MAPP_US | RMPA | MAPP_US | External | Shoulder | B11 | 25 | 200 | 199.99 | 43.61 | 52.64 | 8 | 1.03
2020 | RMPA_2_MAPP_US | RMPA | MAPP_US | External | Shoulder | B12 | 200 | 200 | 0 | 43.61 | 38.79 | 8 | 0
2020 | RMPA_2_MAPP_US | RMPA | MAPP_US | External | Shoulder | B13 | 600 | 200 | 0 | 43.61 | 34.81 | 8 | 0
2020 | RMPA_2_MAPP_US | RMPA | MAPP_US | External | Shoulder | B14 | 900 | 200 | 0 | 43.61 | 34.81 | 8 | 0
2020 | RMPA_2_MAPP_US | RMPA | MAPP_US | External | Shoulder | B15 | 1203 | 200 | 0 | 43.61 | 34.81 | 8 | 0
2020 | RMPA_2_MAPP_US | RMPA | MAPP_US | External | Summer | B1 | 10 | 200 | 0 | 65.22 | 57.47 | 8 | 0
2020 | RMPA_2_MAPP_US | RMPA | MAPP_US | External | Summer | B2 | 25 | 200 | 0 | 65.22 | 57.47 | 8 | 0
2020 | RMPA_2_MAPP_US | RMPA | MAPP_US | External | Summer | B3 | 75 | 200 | 0 | 65.22 | 57.47 | 8 | 0
2020 | RMPA_2_MAPP_US | RMPA | MAPP_US | External | Summer | B4 | 100 | 200 | 0 | 56.39 | 57.38 | 8 | 0
2020 | RMPA_2_MAPP_US | RMPA | MAPP_US | External | Summer | B5 | 200 | 200 | 0 | 52.78 | 55.82 | 8 | 0
2020 | RMPA_2_MAPP_US | RMPA | MAPP_US | External | Summer | B6 | 300 | 200 | 0 | 41.93 | 42.93 | 8 | 0
2020 | RMPA_2_MAPP_US | RMPA | MAPP_US | External | Summer | B7 | 400 | 200 | 0 | 41.93 | 33.93 | 8 | 0
2020 | RMPA_2_MAPP_US | RMPA | MAPP_US | External | Summer | B8 | 500 | 200 | 0 | 41.93 | 31.84 | 8 | 0
2020 | RMPA_2_MAPP_US | RMPA | MAPP_US | External | Summer | B9 | 800 | 200 | 0 | 41.93 | 31.84 | 8 | 0
2020 | RMPA_2_MAPP_US | RMPA | MAPP_US | External | Summer | B10 | 1262 | 200 | 0 | 41.93 | 30.35 | 8 | 0
2020 | RMPA_2_MAPP_US | RMPA | MAPP_US | External | Winter | B16 | 25 | 200 | 0 | 55.46 | 45.04 | 8 | 0
2020 | RMPA_2_MAPP_US | RMPA | MAPP_US | External | Winter | B17 | 100 | 200 | 0 | 46.79 | 39.06 | 8 | 0
2020 | RMPA_2_MAPP_US | RMPA | MAPP_US | External | Winter | B18 | 400 | 200 | 0 | 46.79 | 36.57 | 8 | 0
2020 | RMPA_2_MAPP_US | RMPA | MAPP_US | External | Winter | B19 | 700 | 200 | 0 | 46.79 | 36.57 | 8 | 0
2020 | RMPA_2_MAPP_US | RMPA | MAPP_US | External | Winter | B20 | 935 | 200 | 0 | 39.22 | 32.99 | 8 | 0
2020 | RMPA_2_NE | RMPA | NE | External | Shoulder | B11 | 25 | 310 | 310 | 43.61 | 59.64 | 8 | 8.03
2020 | RMPA_2_NE | RMPA | NE | External | Shoulder | B12 | 200 | 310 | 0 | 43.61 | 45.79 | 8 | 0
2020 | RMPA_2_NE | RMPA | NE | External | Shoulder | B13 | 600 | 310 | 0 | 43.61 | 41.19 | 8 | 0
2020 | RMPA_2_NE | RMPA | NE | External | Shoulder | B14 | 900 | 310 | 0 | 43.61 | 40.56 | 8 | 0
2020 | RMPA_2_NE | RMPA | NE | External | Shoulder | B15 | 1203 | 310 | 0 | 43.61 | 38.66 | 8 | 0
2020 | RMPA_2_NE | RMPA | NE | External | Summer | B1 | 10 | 310 | 0 | 65.22 | 64.47 | 8 | 0
2020 | RMPA_2_NE | RMPA | NE | External | Summer | B2 | 25 | 310 | 0 | 65.22 | 64.47 | 8 | 0
2020 | RMPA_2_NE | RMPA | NE | External | Summer | B3 | 75 | 310 | 0 | 65.22 | 64.47 | 8 | 0
2020 | RMPA_2_NE | RMPA | NE | External | Summer | B4 | 100 | 310 | 0.12 | 56.39 | 64.38 | 8 | 0
2020 | RMPA_2_NE | RMPA | NE | External | Summer | B5 | 200 | 310 | 310 | 52.78 | 62.82 | 8 | 2.04
2020 | RMPA_2_NE | RMPA | NE | External | Summer | B6 | 300 | 310 | 251.39 | 41.93 | 49.93 | 8 | 0
2020 | RMPA_2_NE | RMPA | NE | External | Summer | B7 | 400 | 310 | 0 | 41.93 | 40.93 | 8 | 0
2020 | RMPA_2_NE | RMPA | NE | External | Summer | B8 | 500 | 310 | 0 | 41.93 | 38.84 | 8 | 0
2020 | RMPA_2_NE | RMPA | NE | External | Summer | B9 | 800 | 310 | 0 | 41.93 | 38.84 | 8 | 0
2020 | RMPA_2_NE | RMPA | NE | External | Summer | B10 | 1262 | 310 | 0 | 41.93 | 37.35 | 8 | 0
2020 | RMPA_2_NE | RMPA | NE | External | Winter | B16 | 25 | 310 | 0 | 55.46 | 52.04 | 8 | 0
2020 | RMPA_2_NE | RMPA | NE | External | Winter | B17 | 100 | 310 | 0 | 46.79 | 43.2 | 8 | 0
2020 | RMPA_2_NE | RMPA | NE | External | Winter | B18 | 400 | 310 | 0 | 46.79 | 42.75 | 8 | 0
2020 | RMPA_2_NE | RMPA | NE | External | Winter | B19 | 700 | 310 | 0 | 46.79 | 40.66 | 8 | 0
2020 | RMPA_2_NE | RMPA | NE | External | Winter | B20 | 935 | 310 | 0 | 39.22 | 38.66 | 8 | 0
2020 | RMPA_2_SPP_N | RMPA | SPP_N | External | Shoulder | B11 | 25 | 210 | 210 | 43.61 | 62.26 | 8 | 10.65
2020 | RMPA_2_SPP_N | RMPA | SPP_N | External | Shoulder | B12 | 200 | 210 | 0 | 43.61 | 45.8 | 8 | 0
2020 | RMPA_2_SPP_N | RMPA | SPP_N | External | Shoulder | B13 | 600 | 210 | 0 | 43.61 | 41.21 | 8 | 0
2020 | RMPA_2_SPP_N | RMPA | SPP_N | External | Shoulder | B14 | 900 | 210 | 0 | 43.61 | 40.57 | 8 | 0
2020 | RMPA_2_SPP_N | RMPA | SPP_N | External | Shoulder | B15 | 1203 | 210 | 0 | 43.61 | 38.67 | 8 | 0
2020 | RMPA_2_SPP_N | RMPA | SPP_N | External | Summer | B1 | 10 | 210 | 0 | 65.22 | 66.03 | 8 | 0
2020 | RMPA_2_SPP_N | RMPA | SPP_N | External | Summer | B2 | 25 | 210 | 0 | 65.22 | 66.03 | 8 | 0
2020 | RMPA_2_SPP_N | RMPA | SPP_N | External | Summer | B3 | 75 | 210 | 0 | 65.22 | 66.03 | 8 | 0
2020 | RMPA_2_SPP_N | RMPA | SPP_N | External | Summer | B4 | 100 | 210 | 48.86 | 56.39 | 64.39 | 8 | 0
2020 | RMPA_2_SPP_N | RMPA | SPP_N | External | Summer | B5 | 200 | 210 | 210 | 52.78 | 62.83 | 8 | 2.05
2020 | RMPA_2_SPP_N | RMPA | SPP_N | External | Summer | B6 | 300 | 210 | 210 | 41.93 | 54.2 | 8 | 4.27
2020 | RMPA_2_SPP_N | RMPA | SPP_N | External | Summer | B7 | 400 | 210 | 0 | 41.93 | 42.15 | 8 | 0
2020 | RMPA_2_SPP_N | RMPA | SPP_N | External | Summer | B8 | 500 | 210 | 0 | 41.93 | 39.96 | 8 | 0
2020 | RMPA_2_SPP_N | RMPA | SPP_N | External | Summer | B9 | 800 | 210 | 0 | 41.93 | 38.85 | 8 | 0
2020 | RMPA_2_SPP_N | RMPA | SPP_N | External | Summer | B10 | 1262 | 210 | 0 | 41.93 | 38.76 | 8 | 0
2020 | RMPA_2_SPP_N | RMPA | SPP_N | External | Winter | B16 | 25 | 210 | 0 | 55.46 | 53.97 | 8 | 0
2020 | RMPA_2_SPP_N | RMPA | SPP_N | External | Winter | B17 | 100 | 210 | 0 | 46.79 | 43.22 | 8 | 0
2020 | RMPA_2_SPP_N | RMPA | SPP_N | External | Winter | B18 | 400 | 210 | 0 | 46.79 | 42.76 | 8 | 0
2020 | RMPA_2_SPP_N | RMPA | SPP_N | External | Winter | B19 | 700 | 210 | 0 | 46.79 | 40.67 | 8 | 0
2020 | RMPA_2_SPP_N | RMPA | SPP_N | External | Winter | B20 | 935 | 210 | 0 | 39.22 | 38.67 | 8 | 0
2020 | SPP_N_2_RMPA | SPP_N | RMPA | External | Shoulder | B11 | 25 | 210 | 0 | 62.26 | 43.61 | 5 | 0
2020 | SPP_N_2_RMPA | SPP_N | RMPA | External | Shoulder | B12 | 200 | 210 | 0 | 45.8 | 43.61 | 5 | 0
2020 | SPP_N_2_RMPA | SPP_N | RMPA | External | Shoulder | B13 | 600 | 210 | 0 | 41.21 | 43.61 | 5 | 0
2020 | SPP_N_2_RMPA | SPP_N | RMPA | External | Shoulder | B14 | 900 | 210 | 0 | 40.57 | 43.61 | 5 | 0
2020 | SPP_N_2_RMPA | SPP_N | RMPA | External | Shoulder | B15 | 1203 | 210 | 0 | 38.67 | 43.61 | 5 | 0
2020 | SPP_N_2_RMPA | SPP_N | RMPA | External | Summer | B1 | 10 | 210 | 0 | 66.03 | 65.22 | 5 | 0
2020 | SPP_N_2_RMPA | SPP_N | RMPA | External | Summer | B2 | 25 | 210 | 0 | 66.03 | 65.22 | 5 | 0
2020 | SPP_N_2_RMPA | SPP_N | RMPA | External | Summer | B3 | 75 | 210 | 0 | 66.03 | 65.22 | 5 | 0
2020 | SPP_N_2_RMPA | SPP_N | RMPA | External | Summer | B4 | 100 | 210 | 0 | 64.39 | 56.39 | 5 | 0
2020 | SPP_N_2_RMPA | SPP_N | RMPA | External | Summer | B5 | 200 | 210 | 0 | 62.83 | 52.78 | 5 | 0
2020 | SPP_N_2_RMPA | SPP_N | RMPA | External | Summer | B6 | 300 | 210 | 0 | 54.2 | 41.93 | 5 | 0
2020 | SPP_N_2_RMPA | SPP_N | RMPA | External | Summer | B7 | 400 | 210 | 0 | 42.15 | 41.93 | 5 | 0
2020 | SPP_N_2_RMPA | SPP_N | RMPA | External | Summer | B8 | 500 | 210 | 0 | 39.96 | 41.93 | 5 | 0
2020 | SPP_N_2_RMPA | SPP_N | RMPA | External | Summer | B9 | 800 | 210 | 0 | 38.85 | 41.93 | 5 | 0
2020 | SPP_N_2_RMPA | SPP_N | RMPA | External | Summer | B10 | 1262 | 210 | 0 | 38.76 | 41.93 | 5 | 0
2020 | SPP_N_2_RMPA | SPP_N | RMPA | External | Winter | B16 | 25 | 210 | 0 | 53.97 | 55.46 | 5 | 0
2020 | SPP_N_2_RMPA | SPP_N | RMPA | External | Winter | B17 | 100 | 210 | 0 | 43.22 | 46.79 | 5 | 0
2020 | SPP_N_2_RMPA | SPP_N | RMPA | External | Winter | B18 | 400 | 210 | 0 | 42.76 | 46.79 | 5 | 0
2020 | SPP_N_2_RMPA | SPP_N | RMPA | External | Winter | B19 | 700 | 210 | 210 | 40.67 | 46.79 | 5 | 1.12
2020 | SPP_N_2_RMPA | SPP_N | RMPA | External | Winter | B20 | 935 | 210 | 0 | 38.67 | 39.22 | 5 | 0
2020 | SPP_S_2_ERCOT | SPP_S | ERCOT | External | Shoulder | B11 | 25 | 800 | 799.98 | 52.91 | 58.4 | 5 | 0.48
2020 | SPP_S_2_ERCOT | SPP_S | ERCOT | External | Shoulder | B12 | 200 | 800 | 800 | 40.2 | 47.32 | 5 | 2.13
2020 | SPP_S_2_ERCOT | SPP_S | ERCOT | External | Shoulder | B13 | 600 | 800 | 0 | 40.2 | 40.04 | 5 | 0
2020 | SPP_S_2_ERCOT | SPP_S | ERCOT | External | Shoulder | B14 | 900 | 800 | 0 | 40.11 | 40.04 | 5 | 0
2020 | SPP_S_2_ERCOT | SPP_S | ERCOT | External | Shoulder | B15 | 1203 | 800 | 0 | 38.69 | 40.04 | 5 | 0
2020 | SPP_S_2_ERCOT | SPP_S | ERCOT | External | Summer | B1 | 10 | 800 | 800 | 52.96 | 67.49 | 5 | 9.53
2020 | SPP_S_2_ERCOT | SPP_S | ERCOT | External | Summer | B2 | 25 | 800 | 124.5 | 55.88 | 60.88 | 5 | 0
2020 | SPP_S_2_ERCOT | SPP_S | ERCOT | External | Summer | B3 | 75 | 800 | 0 | 55.88 | 56.77 | 5 | 0
2020 | SPP_S_2_ERCOT | SPP_S | ERCOT | External | Summer | B4 | 100 | 800 | 0 | 55.88 | 56.77 | 5 | 0
2020 | SPP_S_2_ERCOT | SPP_S | ERCOT | External | Summer | B5 | 200 | 800 | 0 | 55.88 | 56.77 | 5 | 0
2020 | SPP_S_2_ERCOT | SPP_S | ERCOT | External | Summer | B6 | 300 | 800 | 409.55 | 51.77 | 56.77 | 5 | 0
2020 | SPP_S_2_ERCOT | SPP_S | ERCOT | External | Summer | B7 | 400 | 800 | 800 | 42.14 | 56.77 | 5 | 9.63
2020 | SPP_S_2_ERCOT | SPP_S | ERCOT | External | Summer | B8 | 500 | 800 | 0 | 39.97 | 42.43 | 5 | 0
2020 | SPP_S_2_ERCOT | SPP_S | ERCOT | External | Summer | B9 | 800 | 800 | 0 | 38.86 | 38.95 | 5 | 0
2020 | SPP_S_2_ERCOT | SPP_S | ERCOT | External | Summer | B10 | 1262 | 800 | 0 | 38.77 | 38.95 | 5 | 0
2020 | SPP_S_2_ERCOT | SPP_S | ERCOT | External | Winter | B16 | 25 | 800 | 800 | 43.4 | 61.92 | 5 | 13.52
2020 | SPP_S_2_ERCOT | SPP_S | ERCOT | External | Winter | B17 | 100 | 800 | 0 | 42.75 | 46.22 | 5 | 0
2020 | SPP_S_2_ERCOT | SPP_S | ERCOT | External | Winter | B18 | 400 | 800 | 0 | 42.75 | 42.4 | 5 | 0
2020 | SPP_S_2_ERCOT | SPP_S | ERCOT | External | Winter | B19 | 700 | 800 | 0 | 40.66 | 42.4 | 5 | 0
2020 | SPP_S_2_ERCOT | SPP_S | ERCOT | External | Winter | B20 | 935 | 800 | 0 | 38.68 | 42.4 | 5 | 0
2025 | AZ_NM_SNV_Coal_2_SPP_S | AZ_NM_SNV_Coal | SPP_S | External | Shoulder | B11 | 25 | 400 | 399.98 | 51.7 | 60.35 | 8.17 | 0.49
2025 | AZ_NM_SNV_Coal_2_SPP_S | AZ_NM_SNV_Coal | SPP_S | External | Shoulder | B12 | 200 | 400 | 0 | 46.41 | 44.88 | 8.17 | 0
2025 | AZ_NM_SNV_Coal_2_SPP_S | AZ_NM_SNV_Coal | SPP_S | External | Shoulder | B13 | 600 | 400 | 0 | 46.41 | 44.78 | 8.17 | 0
2025 | AZ_NM_SNV_Coal_2_SPP_S | AZ_NM_SNV_Coal | SPP_S | External | Shoulder | B14 | 900 | 400 | 0 | 46.41 | 44.78 | 8.17 | 0
2025 | AZ_NM_SNV_Coal_2_SPP_S | AZ_NM_SNV_Coal | SPP_S | External | Shoulder | B15 | 1203 | 400 | 0 | 43.54 | 39.97 | 8.17 | 0
2025 | AZ_NM_SNV_Coal_2_SPP_S | AZ_NM_SNV_Coal | SPP_S | External | Summer | B1 | 10 | 400 | 0 | 74.08 | 58.53 | 8.17 | 0
2025 | AZ_NM_SNV_Coal_2_SPP_S | AZ_NM_SNV_Coal | SPP_S | External | Summer | B2 | 25 | 400 | 0 | 72.61 | 62.49 | 8.17 | 0
2025 | AZ_NM_SNV_Coal_2_SPP_S | AZ_NM_SNV_Coal | SPP_S | External | Summer | B3 | 75 | 400 | 0 | 64.63 | 63.01 | 8.17 | 0
2025 | AZ_NM_SNV_Coal_2_SPP_S | AZ_NM_SNV_Coal | SPP_S | External | Summer | B4 | 100 | 400 | 0 | 56.13 | 62.49 | 8.17 | 0
2025 | AZ_NM_SNV_Coal_2_SPP_S | AZ_NM_SNV_Coal | SPP_S | External | Summer | B5 | 200 | 400 | 400 | 51.95 | 62.49 | 8.17 | 2.37
2025 | AZ_NM_SNV_Coal_2_SPP_S | AZ_NM_SNV_Coal | SPP_S | External | Summer | B6 | 300 | 400 | 0 | 51.65 | 58.53 | 8.17 | 0
2025 | AZ_NM_SNV_Coal_2_SPP_S | AZ_NM_SNV_Coal | SPP_S | External | Summer | B7 | 400 | 400 | 0 | 51.64 | 45.46 | 8.17 | 0
2025 | AZ_NM_SNV_Coal_2_SPP_S | AZ_NM_SNV_Coal | SPP_S | External | Summer | B8 | 500 | 400 | 0 | 51.62 | 43.99 | 8.17 | 0
2025 | AZ_NM_SNV_Coal_2_SPP_S | AZ_NM_SNV_Coal | SPP_S | External | Summer | B9 | 800 | 400 | 0 | 51.15 | 43.37 | 8.17 | 0
2025 | AZ_NM_SNV_Coal_2_SPP_S | AZ_NM_SNV_Coal | SPP_S | External | Summer | B10 | 1262 | 400 | 0 | 44.65 | 39.38 | 8.17 | 0
2025 | AZ_NM_SNV_Coal_2_SPP_S | AZ_NM_SNV_Coal | SPP_S | External | Winter | B16 | 25 | 400 | 0 | 52.84 | 47.83 | 8.17 | 0
2025 | AZ_NM_SNV_Coal_2_SPP_S | AZ_NM_SNV_Coal | SPP_S | External | Winter | B17 | 100 | 400 | 0 | 49.65 | 47.73 | 8.17 | 0
2025 | AZ_NM_SNV_Coal_2_SPP_S | AZ_NM_SNV_Coal | SPP_S | External | Winter | B18 | 400 | 400 | 0 | 49.65 | 47.73 | 8.17 | 0
2025 | AZ_NM_SNV_Coal_2_SPP_S | AZ_NM_SNV_Coal | SPP_S | External | Winter | B19 | 700 | 400 | 0 | 49.65 | 44.38 | 8.17 | 0
2025 | AZ_NM_SNV_Coal_2_SPP_S | AZ_NM_SNV_Coal | SPP_S | External | Winter | B20 | 935 | 400 | 0 | 39.45 | 40.07 | 8.17 | 0
2025 | ERCOT_2_SPP_S | ERCOT | SPP_S | External | Shoulder | B11 | 25 | 800 | 0 | 65.35 | 60.35 | 8 | 0
2025 | ERCOT_2_SPP_S | ERCOT | SPP_S | External | Shoulder | B12 | 200 | 800 | 0 | 44.71 | 44.88 | 8 | 0
2025 | ERCOT_2_SPP_S | ERCOT | SPP_S | External | Shoulder | B13 | 600 | 800 | 0 | 44.71 | 44.78 | 8 | 0
2025 | ERCOT_2_SPP_S | ERCOT | SPP_S | External | Shoulder | B14 | 900 | 800 | 0 | 44.71 | 44.78 | 8 | 0
2025 | ERCOT_2_SPP_S | ERCOT | SPP_S | External | Shoulder | B15 | 1203 | 800 | 0 | 41.63 | 39.97 | 8 | 0
2025 | ERCOT_2_SPP_S | ERCOT | SPP_S | External | Summer | B1 | 10 | 800 | 0 | 63.53 | 58.53 | 8 | 0
2025 | ERCOT_2_SPP_S | ERCOT | SPP_S | External | Summer | B2 | 25 | 800 | 0 | 63.53 | 62.49 | 8 | 0
2025 | ERCOT_2_SPP_S | ERCOT | SPP_S | External | Summer | B3 | 75 | 800 | 0 | 63.53 | 63.01 | 8 | 0
2025 | ERCOT_2_SPP_S | ERCOT | SPP_S | External | Summer | B4 | 100 | 800 | 0 | 63.53 | 62.49 | 8 | 0
2025 | ERCOT_2_SPP_S | ERCOT | SPP_S | External | Summer | B5 | 200 | 800 | 0 | 63.53 | 62.49 | 8 | 0
2025 | ERCOT_2_SPP_S | ERCOT | SPP_S | External | Summer | B6 | 300 | 800 | 0 | 63.53 | 58.53 | 8 | 0
2025 | ERCOT_2_SPP_S | ERCOT | SPP_S | External | Summer | B7 | 400 | 800 | 0 | 47.41 | 45.46 | 8 | 0
2025 | ERCOT_2_SPP_S | ERCOT | SPP_S | External | Summer | B8 | 500 | 800 | 0 | 43.49 | 43.99 | 8 | 0
2025 | ERCOT_2_SPP_S | ERCOT | SPP_S | External | Summer | B9 | 800 | 800 | 0 | 43.49 | 43.37 | 8 | 0
2025 | ERCOT_2_SPP_S | ERCOT | SPP_S | External | Summer | B10 | 1262 | 800 | 0 | 43.49 | 39.38 | 8 | 0
2025 | ERCOT_2_SPP_S | ERCOT | SPP_S | External | Winter | B16 | 25 | 800 | 0 | 51.63 | 47.83 | 8 | 0
2025 | ERCOT_2_SPP_S | ERCOT | SPP_S | External | Winter | B17 | 100 | 800 | 0 | 47.34 | 47.73 | 8 | 0
2025 | ERCOT_2_SPP_S | ERCOT | SPP_S | External | Winter | B18 | 400 | 800 | 0 | 47.34 | 47.73 | 8 | 0
2025 | ERCOT_2_SPP_S | ERCOT | SPP_S | External | Winter | B19 | 700 | 800 | 0 | 47.34 | 44.38 | 8 | 0
2025 | ERCOT_2_SPP_S | ERCOT | SPP_S | External | Winter | B20 | 935 | 800 | 0 | 42.11 | 40.07 | 8 | 0
2025 | MAPP_US_2_RMPA | MAPP_US | RMPA | External | Shoulder | B11 | 25 | 200 | 0 | 54.46 | 48.96 | 8 | 0
2025 | MAPP_US_2_RMPA | MAPP_US | RMPA | External | Shoulder | B12 | 200 | 200 | 0 | 39.27 | 43.54 | 8 | 0
2025 | MAPP_US_2_RMPA | MAPP_US | RMPA | External | Shoulder | B13 | 600 | 200 | 0 | 38.46 | 43.54 | 8 | 0
2025 | MAPP_US_2_RMPA | MAPP_US | RMPA | External | Shoulder | B14 | 900 | 200 | 0 | 38.46 | 43.54 | 8 | 0
2025 | MAPP_US_2_RMPA | MAPP_US | RMPA | External | Shoulder | B15 | 1203 | 200 | 0 | 35.24 | 37.22 | 8 | 0
2025 | MAPP_US_2_RMPA | MAPP_US | RMPA | External | Summer | B1 | 10 | 200 | 0 | 65.42 | 67.76 | 8 | 0
2025 | MAPP_US_2_RMPA | MAPP_US | RMPA | External | Summer | B2 | 25 | 200 | 0 | 65.42 | 64.44 | 8 | 0
2025 | MAPP_US_2_RMPA | MAPP_US | RMPA | External | Summer | B3 | 75 | 200 | 0 | 65.42 | 59.79 | 8 | 0
2025 | MAPP_US_2_RMPA | MAPP_US | RMPA | External | Summer | B4 | 100 | 200 | 0 | 63.98 | 47.96 | 8 | 0
2025 | MAPP_US_2_RMPA | MAPP_US | RMPA | External | Summer | B5 | 200 | 200 | 0 | 61.09 | 47.04 | 8 | 0
2025 | MAPP_US_2_RMPA | MAPP_US | RMPA | External | Summer | B6 | 300 | 200 | 0 | 52.04 | 47.04 | 8 | 0
2025 | MAPP_US_2_RMPA | MAPP_US | RMPA | External | Summer | B7 | 400 | 200 | 0 | 42.14 | 47.04 | 8 | 0
2025 | MAPP_US_2_RMPA | MAPP_US | RMPA | External | Summer | B8 | 500 | 200 | 200 | 33.22 | 43.46 | 8 | 2.24
2025 | MAPP_US_2_RMPA | MAPP_US | RMPA | External | Summer | B9 | 800 | 200 | 177.65 | 33.22 | 41.22 | 8 | 0
2025 | MAPP_US_2_RMPA | MAPP_US | RMPA | External | Summer | B10 | 1262 | 200 | 0 | 28.21 | 34.19 | 8 | 0
2025 | MAPP_US_2_RMPA | MAPP_US | RMPA | External | Winter | B16 | 25 | 200 | 104.84 | 44.57 | 52.57 | 8 | 0
2025 | MAPP_US_2_RMPA | MAPP_US | RMPA | External | Winter | B17 | 100 | 200 | 200 | 40.73 | 52.57 | 8 | 3.85
2025 | MAPP_US_2_RMPA | MAPP_US | RMPA | External | Winter | B18 | 400 | 200 | 0 | 40.73 | 47.27 | 8 | 0
2025 | MAPP_US_2_RMPA | MAPP_US | RMPA | External | Winter | B19 | 700 | 200 | 0 | 40.73 | 47.27 | 8 | 0
2025 | MAPP_US_2_RMPA | MAPP_US | RMPA | External | Winter | B20 | 935 | 200 | 0 | 33.05 | 32.05 | 8 | 0
2025 | NE_2_RMPA | NE | RMPA | External | Shoulder | B11 | 25 | 310 | 0 | 61.46 | 48.96 | 5 | 0
2025 | NE_2_RMPA | NE | RMPA | External | Shoulder | B12 | 200 | 310 | 0 | 46.27 | 43.54 | 5 | 0
2025 | NE_2_RMPA | NE | RMPA | External | Shoulder | B13 | 600 | 310 | 0 | 45.46 | 43.54 | 5 | 0
2025 | NE_2_RMPA | NE | RMPA | External | Shoulder | B14 | 900 | 310 | 0 | 45.46 | 43.54 | 5 | 0
2025 | NE_2_RMPA | NE | RMPA | External | Shoulder | B15 | 1203 | 310 | 0 | 39.95 | 37.22 | 5 | 0
2025 | NE_2_RMPA | NE | RMPA | External | Summer | B1 | 10 | 310 | 0 | 72.42 | 67.76 | 5 | 0
2025 | NE_2_RMPA | NE | RMPA | External | Summer | B2 | 25 | 310 | 0 | 72.42 | 64.44 | 5 | 0
2025 | NE_2_RMPA | NE | RMPA | External | Summer | B3 | 75 | 310 | 0 | 72.42 | 59.79 | 5 | 0
2025 | NE_2_RMPA | NE | RMPA | External | Summer | B4 | 100 | 310 | 0 | 70.98 | 47.96 | 5 | 0
2025 | NE_2_RMPA | NE | RMPA | External | Summer | B5 | 200 | 310 | 0 | 68.09 | 47.04 | 5 | 0
2025 | NE_2_RMPA | NE | RMPA | External | Summer | B6 | 300 | 310 | 0 | 59.04 | 47.04 | 5 | 0
2025 | NE_2_RMPA | NE | RMPA | External | Summer | B7 | 400 | 310 | 0 | 49.14 | 47.04 | 5 | 0
2025 | NE_2_RMPA | NE | RMPA | External | Summer | B8 | 500 | 310 | 0 | 40.22 | 43.46 | 5 | 0
2025 | NE_2_RMPA | NE | RMPA | External | Summer | B9 | 800 | 310 | 0 | 40.22 | 41.22 | 5 | 0
2025 | NE_2_RMPA | NE | RMPA | External | Summer | B10 | 1262 | 310 | 0 | 35.21 | 34.19 | 5 | 0
2025 | NE_2_RMPA | NE | RMPA | External | Winter | B16 | 25 | 310 | 0 | 51.57 | 52.57 | 5 | 0
2025 | NE_2_RMPA | NE | RMPA | External | Winter | B17 | 100 | 310 | 0.01 | 47.73 | 52.57 | 5 | 0
2025 | NE_2_RMPA | NE | RMPA | External | Winter | B18 | 400 | 310 | 0 | 47.73 | 47.27 | 5 | 0
2025 | NE_2_RMPA | NE | RMPA | External | Winter | B19 | 700 | 310 | 0 | 44.45 | 47.27 | 5 | 0
2025 | NE_2_RMPA | NE | RMPA | External | Winter | B20 | 935 | 310 | 0 | 40.05 | 32.05 | 5 | 0
2025 | NWPP_Coal_2_MAPP_US | NWPP_Coal | MAPP_US | External | Shoulder | B11 | 25 | 150 | 0 | 51.7 | 54.46 | 8 | 0
2025 | NWPP_Coal_2_MAPP_US | NWPP_Coal | MAPP_US | External | Shoulder | B12 | 200 | 150 | 0 | 51.7 | 39.27 | 8 | 0
2025 | NWPP_Coal_2_MAPP_US | NWPP_Coal | MAPP_US | External | Shoulder | B13 | 600 | 150 | 0 | 51.7 | 38.46 | 8 | 0
2025 | NWPP_Coal_2_MAPP_US | NWPP_Coal | MAPP_US | External | Shoulder | B14 | 900 | 150 | 0 | 51.7 | 38.46 | 8 | 0
2025 | NWPP_Coal_2_MAPP_US | NWPP_Coal | MAPP_US | External | Shoulder | B15 | 1203 | 150 | 0 | 51.7 | 35.24 | 8 | 0
2025 | NWPP_Coal_2_MAPP_US | NWPP_Coal | MAPP_US | External | Summer | B1 | 10 | 150 | 0.01 | 59.59 | 65.42 | 8 | 0
2025 | NWPP_Coal_2_MAPP_US | NWPP_Coal | MAPP_US | External | Summer | B2 | 25 | 150 | 0 | 59.59 | 65.42 | 8 | 0
2025 | NWPP_Coal_2_MAPP_US | NWPP_Coal | MAPP_US | External | Summer | B3 | 75 | 150 | 150 | 51.62 | 65.42 | 8 | 5.79
2025 | NWPP_Coal_2_MAPP_US | NWPP_Coal | MAPP_US | External | Summer | B4 | 100 | 150 | 150 | 51.62 | 63.98 | 8 | 4.36
2025 | NWPP_Coal_2_MAPP_US | NWPP_Coal | MAPP_US | External | Summer | B5 | 200 | 150 | 150 | 51.62 | 61.09 | 8 | 1.47
2025 | NWPP_Coal_2_MAPP_US | NWPP_Coal | MAPP_US | External | Summer | B6 | 300 | 150 | 0 | 51.62 | 52.04 | 8 | 0
2025 | NWPP_Coal_2_MAPP_US | NWPP_Coal | MAPP_US | External | Summer | B7 | 400 | 150 | 0 | 51.62 | 42.14 | 8 | 0
2025 | NWPP_Coal_2_MAPP_US | NWPP_Coal | MAPP_US | External | Summer | B8 | 500 | 150 | 0 | 51.62 | 33.22 | 8 | 0
2025 | NWPP_Coal_2_MAPP_US | NWPP_Coal | MAPP_US | External | Summer | B9 | 800 | 150 | 0 | 51.62 | 33.22 | 8 | 0
2025 | NWPP_Coal_2_MAPP_US | NWPP_Coal | MAPP_US | External | Summer | B10 | 1262 | 150 | 0 | 51.62 | 28.21 | 8 | 0
2025 | NWPP_Coal_2_MAPP_US | NWPP_Coal | MAPP_US | External | Winter | B16 | 25 | 150 | 0 | 55.43 | 44.57 | 8 | 0
2025 | NWPP_Coal_2_MAPP_US | NWPP_Coal | MAPP_US | External | Winter | B17 | 100 | 150 | 0 | 55.43 | 40.73 | 8 | 0
2025 | NWPP_Coal_2_MAPP_US | NWPP_Coal | MAPP_US | External | Winter | B18 | 400 | 150 | 0 | 55.43 | 40.73 | 8 | 0
2025 | NWPP_Coal_2_MAPP_US | NWPP_Coal | MAPP_US | External | Winter | B19 | 700 | 150 | 0 | 55.43 | 40.73 | 8 | 0
2025 | NWPP_Coal_2_MAPP_US | NWPP_Coal | MAPP_US | External | Winter | B20 | 935 | 150 | 0 | 55.43 | 33.05 | 8 | 0
2025 | RMPA_2_MAPP_US | RMPA | MAPP_US | External | Shoulder | B11 | 25 | 200 | 0 | 48.96 | 54.46 | 8 | 0
2025 | RMPA_2_MAPP_US | RMPA | MAPP_US | External | Shoulder | B12 | 200 | 200 | 0 | 43.54 | 39.27 | 8 | 0
2025 | RMPA_2_MAPP_US | RMPA | MAPP_US | External | Shoulder | B13 | 600 | 200 | 0 | 43.54 | 38.46 | 8 | 0
2025 | RMPA_2_MAPP_US | RMPA | MAPP_US | External | Shoulder | B14 | 900 | 200 | 0 | 43.54 | 38.46 | 8 | 0
2025 | RMPA_2_MAPP_US | RMPA | MAPP_US | External | Shoulder | B15 | 1203 | 200 | 0 | 37.22 | 35.24 | 8 | 0
2025 | RMPA_2_MAPP_US | RMPA | MAPP_US | External | Summer | B1 | 10 | 200 | 0 | 67.76 | 65.42 | 8 | 0
2025 | RMPA_2_MAPP_US | RMPA | MAPP_US | External | Summer | B2 | 25 | 200 | 0 | 64.44 | 65.42 | 8 | 0
2025 | RMPA_2_MAPP_US | RMPA | MAPP_US | External | Summer | B3 | 75 | 200 | 0 | 59.79 | 65.42 | 8 | 0
2025 | RMPA_2_MAPP_US | RMPA | MAPP_US | External | Summer | B4 | 100 | 200 | 200 | 47.96 | 63.98 | 8 | 8.02
2025 | RMPA_2_MAPP_US | RMPA | MAPP_US | External | Summer | B5 | 200 | 200 | 200 | 47.04 | 61.09 | 8 | 6.05
2025 | RMPA_2_MAPP_US | RMPA | MAPP_US | External | Summer | B6 | 300 | 200 | 0 | 47.04 | 52.04 | 8 | 0
2025 | RMPA_2_MAPP_US | RMPA | MAPP_US | External | Summer | B7 | 400 | 200 | 0 | 47.04 | 42.14 | 8 | 0
2025 | RMPA_2_MAPP_US | RMPA | MAPP_US | External | Summer | B8 | 500 | 200 | 0 | 43.46 | 33.22 | 8 | 0
2025 | RMPA_2_MAPP_US | RMPA | MAPP_US | External | Summer | B9 | 800 | 200 | 0 | 41.22 | 33.22 | 8 | 0
2025 | RMPA_2_MAPP_US | RMPA | MAPP_US | External | Summer | B10 | 1262 | 200 | 0 | 34.19 | 28.21 | 8 | 0
2025 | RMPA_2_MAPP_US | RMPA | MAPP_US | External | Winter | B16 | 25 | 200 | 0 | 52.57 | 44.57 | 8 | 0
2025 | RMPA_2_MAPP_US | RMPA | MAPP_US | External | Winter | B17 | 100 | 200 | 0 | 52.57 | 40.73 | 8 | 0
2025 | RMPA_2_MAPP_US | RMPA | MAPP_US | External | Winter | B18 | 400 | 200 | 0 | 47.27 | 40.73 | 8 | 0
2025 | RMPA_2_MAPP_US | RMPA | MAPP_US | External | Winter | B19 | 700 | 200 | 0 | 47.27 | 40.73 | 8 | 0
2025 | RMPA_2_MAPP_US | RMPA | MAPP_US | External | Winter | B20 | 935 | 200 | 0 | 32.05 | 33.05 | 8 | 0
2025 | RMPA_2_NE | RMPA | NE | External | Shoulder | B11 | 25 | 310 | 310 | 48.96 | 61.46 | 8 | 4.5
2025 | RMPA_2_NE | RMPA | NE | External | Shoulder | B12 | 200 | 310 | 0 | 43.54 | 46.27 | 8 | 0
2025 | RMPA_2_NE | RMPA | NE | External | Shoulder | B13 | 600 | 310 | 0 | 43.54 | 45.46 | 8 | 0
2025 | RMPA_2_NE | RMPA | NE | External | Shoulder | B14 | 900 | 310 | 0 | 43.54 | 45.46 | 8 | 0
2025 | RMPA_2_NE | RMPA | NE | External | Shoulder | B15 | 1203 | 310 | 0 | 37.22 | 39.95 | 8 | 0
2025 | RMPA_2_NE | RMPA | NE | External | Summer | B1 | 10 | 310 | 0 | 67.76 | 72.42 | 8 | 0
2025 | RMPA_2_NE | RMPA | NE | External | Summer | B2 | 25 | 310 | 0.33 | 64.44 | 72.42 | 8 | 0
2025 | RMPA_2_NE | RMPA | NE | External | Summer | B3 | 75 | 310 | 310 | 59.79 | 72.42 | 8 | 4.63
2025 | RMPA_2_NE | RMPA | NE | External | Summer | B4 | 100 | 310 | 310 | 47.96 | 70.98 | 8 | 15.02
2025 | RMPA_2_NE | RMPA | NE | External | Summer | B5 | 200 | 310 | 310 | 47.04 | 68.09 | 8 | 13.05
2025 | RMPA_2_NE | RMPA | NE | External | Summer | B6 | 300 | 310 | 310 | 47.04 | 59.04 | 8 | 4
2025 | RMPA_2_NE | RMPA | NE | External | Summer | B7 | 400 | 310 | 0 | 47.04 | 49.14 | 8 | 0
2025 | RMPA_2_NE | RMPA | NE | External | Summer | B8 | 500 | 310 | 0 | 43.46 | 40.22 | 8 | 0
2025 | RMPA_2_NE | RMPA | NE | External | Summer | B9 | 800 | 310 | 0 | 41.22 | 40.22 | 8 | 0
2025 | RMPA_2_NE | RMPA | NE | External | Summer | B10 | 1262 | 310 | 0 | 34.19 | 35.21 | 8 | 0
2025 | RMPA_2_NE | RMPA | NE | External | Winter | B16 | 25 | 310 | 0 | 52.57 | 51.57 | 8 | 0
2025 | RMPA_2_NE | RMPA | NE | External | Winter | B17 | 100 | 310 | 0 | 52.57 | 47.73 | 8 | 0
2025 | RMPA_2_NE | RMPA | NE | External | Winter | B18 | 400 | 310 | 0 | 47.27 | 47.73 | 8 | 0
2025 | RMPA_2_NE | RMPA | NE | External | Winter | B19 | 700 | 310 | 0 | 47.27 | 44.45 | 8 | 0
2025 | RMPA_2_NE | RMPA | NE | External | Winter | B20 | 935 | 310 | 191.86 | 32.05 | 40.05 | 8 | 0
2025 | RMPA_2_SPP_N | RMPA | SPP_N | External | Shoulder | B11 | 25 | 210 | 210 | 48.96 | 64.93 | 8 | 7.97
2025 | RMPA_2_SPP_N | RMPA | SPP_N | External | Shoulder | B12 | 200 | 210 | 0 | 43.54 | 46.28 | 8 | 0
2025 | RMPA_2_SPP_N | RMPA | SPP_N | External | Shoulder | B13 | 600 | 210 | 0 | 43.54 | 45.47 | 8 | 0
2025 | RMPA_2_SPP_N | RMPA | SPP_N | External | Shoulder | B14 | 900 | 210 | 0 | 43.54 | 45.47 | 8 | 0
2025 | RMPA_2_SPP_N | RMPA | SPP_N | External | Shoulder | B15 | 1203 | 210 | 0 | 37.22 | 39.96 | 8 | 0
2025 | RMPA_2_SPP_N | RMPA | SPP_N | External | Summer | B1 | 10 | 210 | 0.01 | 67.76 | 73.59 | 8 | 0
2025 | RMPA_2_SPP_N | RMPA | SPP_N | External | Summer | B2 | 25 | 210 | 209.99 | 64.44 | 73.59 | 8 | 1.15
2025 | RMPA_2_SPP_N | RMPA | SPP_N | External | Summer | B3 | 75 | 210 | 210 | 59.79 | 73.59 | 8 | 5.8
2025 | RMPA_2_SPP_N | RMPA | SPP_N | External | Summer | B4 | 100 | 210 | 210 | 47.96 | 73.55 | 8 | 17.59
2025 | RMPA_2_SPP_N | RMPA | SPP_N | External | Summer | B5 | 200 | 210 | 210 | 47.04 | 68.1 | 8 | 13.06
2025 | RMPA_2_SPP_N | RMPA | SPP_N | External | Summer | B6 | 300 | 210 | 210 | 47.04 | 59.06 | 8 | 4.02
2025 | RMPA_2_SPP_N | RMPA | SPP_N | External | Summer | B7 | 400 | 210 | 0 | 47.04 | 49.44 | 8 | 0
2025 | RMPA_2_SPP_N | RMPA | SPP_N | External | Summer | B8 | 500 | 210 | 0 | 43.46 | 44.01 | 8 | 0
2025 | RMPA_2_SPP_N | RMPA | SPP_N | External | Summer | B9 | 800 | 210 | 0 | 41.22 | 43.36 | 8 | 0
2025 | RMPA_2_SPP_N | RMPA | SPP_N | External | Summer | B10 | 1262 | 210 | 0 | 34.19 | 38.78 | 8 | 0
2025 | RMPA_2_SPP_N | RMPA | SPP_N | External | Winter | B16 | 25 | 210 | 0 | 52.57 | 54.13 | 8 | 0
2025 | RMPA_2_SPP_N | RMPA | SPP_N | External | Winter | B17 | 100 | 210 | 0 | 52.57 | 47.74 | 8 | 0
2025 | RMPA_2_SPP_N | RMPA | SPP_N | External | Winter | B18 | 400 | 210 | 0 | 47.27 | 47.74 | 8 | 0
2025 | RMPA_2_SPP_N | RMPA | SPP_N | External | Winter | B19 | 700 | 210 | 0 | 47.27 | 44.46 | 8 | 0
2025 | RMPA_2_SPP_N | RMPA | SPP_N | External | Winter | B20 | 935 | 210 | 209.98 | 32.05 | 40.06 | 8 | 0.01
2025 | SPP_N_2_RMPA | SPP_N | RMPA | External | Shoulder | B11 | 25 | 210 | 0 | 64.93 | 48.96 | 5 | 0
2025 | SPP_N_2_RMPA | SPP_N | RMPA | External | Shoulder | B12 | 200 | 210 | 0 | 46.28 | 43.54 | 5 | 0
2025 | SPP_N_2_RMPA | SPP_N | RMPA | External | Shoulder | B13 | 600 | 210 | 0 | 45.47 | 43.54 | 5 | 0
2025 | SPP_N_2_RMPA | SPP_N | RMPA | External | Shoulder | B14 | 900 | 210 | 0 | 45.47 | 43.54 | 5 | 0
2025 | SPP_N_2_RMPA | SPP_N | RMPA | External | Shoulder | B15 | 1203 | 210 | 0 | 39.96 | 37.22 | 5 | 0
2025 | SPP_N_2_RMPA | SPP_N | RMPA | External | Summer | B1 | 10 | 210 | 0 | 73.59 | 67.76 | 5 | 0
2025 | SPP_N_2_RMPA | SPP_N | RMPA | External | Summer | B2 | 25 | 210 | 0 | 73.59 | 64.44 | 5 | 0
2025 | SPP_N_2_RMPA | SPP_N | RMPA | External | Summer | B3 | 75 | 210 | 0 | 73.59 | 59.79 | 5 | 0
2025 | SPP_N_2_RMPA | SPP_N | RMPA | External | Summer | B4 | 100 | 210 | 0 | 73.55 | 47.96 | 5 | 0
2025 | SPP_N_2_RMPA | SPP_N | RMPA | External | Summer | B5 | 200 | 210 | 0 | 68.1 | 47.04 | 5 | 0
2025 | SPP_N_2_RMPA | SPP_N | RMPA | External | Summer | B6 | 300 | 210 | 0 | 59.06 | 47.04 | 5 | 0
2025 | SPP_N_2_RMPA | SPP_N | RMPA | External | Summer | B7 | 400 | 210 | 0 | 49.44 | 47.04 | 5 | 0
2025 | SPP_N_2_RMPA | SPP_N | RMPA | External | Summer | B8 | 500 | 210 | 0 | 44.01 | 43.46 | 5 | 0
2025 | SPP_N_2_RMPA | SPP_N | RMPA | External | Summer | B9 | 800 | 210 | 0 | 43.36 | 41.22 | 5 | 0
2025 | SPP_N_2_RMPA | SPP_N | RMPA | External | Summer | B10 | 1262 | 210 | 0 | 38.78 | 34.19 | 5 | 0
2025 | SPP_N_2_RMPA | SPP_N | RMPA | External | Winter | B16 | 25 | 210 | 0 | 54.13 | 52.57 | 5 | 0
2025 | SPP_N_2_RMPA | SPP_N | RMPA | External | Winter | B17 | 100 | 210 | 0.01 | 47.74 | 52.57 | 5 | 0
2025 | SPP_N_2_RMPA | SPP_N | RMPA | External | Winter | B18 | 400 | 210 | 0 | 47.74 | 47.27 | 5 | 0
2025 | SPP_N_2_RMPA | SPP_N | RMPA | External | Winter | B19 | 700 | 210 | 0 | 44.46 | 47.27 | 5 | 0
2025 | SPP_N_2_RMPA | SPP_N | RMPA | External | Winter | B20 | 935 | 210 | 0 | 40.06 | 32.05 | 5 | 0
2025 | SPP_S_2_ERCOT | SPP_S | ERCOT | External | Shoulder | B11 | 25 | 800 | 420.29 | 60.35 | 65.35 | 5 | 0
2025 | SPP_S_2_ERCOT | SPP_S | ERCOT | External | Shoulder | B12 | 200 | 800 | 0 | 44.88 | 44.71 | 5 | 0
2025 | SPP_S_2_ERCOT | SPP_S | ERCOT | External | Shoulder | B13 | 600 | 800 | 0 | 44.78 | 44.71 | 5 | 0
2025 | SPP_S_2_ERCOT | SPP_S | ERCOT | External | Shoulder | B14 | 900 | 800 | 0 | 44.78 | 44.71 | 5 | 0
2025 | SPP_S_2_ERCOT | SPP_S | ERCOT | External | Shoulder | B15 | 1203 | 800 | 0 | 39.97 | 41.63 | 5 | 0
2025 | SPP_S_2_ERCOT | SPP_S | ERCOT | External | Summer | B1 | 10 | 800 | 744.61 | 58.53 | 63.53 | 5 | 0
2025 | SPP_S_2_ERCOT | SPP_S | ERCOT | External | Summer | B2 | 25 | 800 | 0 | 62.49 | 63.53 | 5 | 0
2025 | SPP_S_2_ERCOT | SPP_S | ERCOT | External | Summer | B3 | 75 | 800 | 0 | 63.01 | 63.53 | 5 | 0
2025 | SPP_S_2_ERCOT | SPP_S | ERCOT | External | Summer | B4 | 100 | 800 | 0 | 62.49 | 63.53 | 5 | 0
2025 | SPP_S_2_ERCOT | SPP_S | ERCOT | External | Summer | B5 | 200 | 800 | 0 | 62.49 | 63.53 | 5 | 0
2025 | SPP_S_2_ERCOT | SPP_S | ERCOT | External | Summer | B6 | 300 | 800 | 254.93 | 58.53 | 63.53 | 5 | 0
2025 | SPP_S_2_ERCOT | SPP_S | ERCOT | External | Summer | B7 | 400 | 800 | 0 | 45.46 | 47.41 | 5 | 0
2025 | SPP_S_2_ERCOT | SPP_S | ERCOT | External | Summer | B8 | 500 | 800 | 0 | 43.99 | 43.49 | 5 | 0
2025 | SPP_S_2_ERCOT | SPP_S | ERCOT | External | Summer | B9 | 800 | 800 | 0 | 43.37 | 43.49 | 5 | 0
2025 | SPP_S_2_ERCOT | SPP_S | ERCOT | External | Summer | B10 | 1262 | 800 | 0 | 39.38 | 43.49 | 5 | 0
2025 | SPP_S_2_ERCOT | SPP_S | ERCOT | External | Winter | B16 | 25 | 800 | 0 | 47.83 | 51.63 | 5 | 0
2025 | SPP_S_2_ERCOT | SPP_S | ERCOT | External | Winter | B17 | 100 | 800 | 0 | 47.73 | 47.34 | 5 | 0
2025 | SPP_S_2_ERCOT | SPP_S | ERCOT | External | Winter | B18 | 400 | 800 | 0 | 47.73 | 47.34 | 5 | 0
2025 | SPP_S_2_ERCOT | SPP_S | ERCOT | External | Winter | B19 | 700 | 800 | 0 | 44.38 | 47.34 | 5 | 0
2025 | SPP_S_2_ERCOT | SPP_S | ERCOT | External | Winter | B20 | 935 | 800 | 0 | 40.07 | 42.11 | 5 | 0
2030 | AZ_NM_SNV_Coal_2_SPP_S | AZ_NM_SNV_Coal | SPP_S | External | Shoulder | B11 | 25 | 400 | 400 | 50.56 | 65.88 | 8.17 | 7.15
2030 | AZ_NM_SNV_Coal_2_SPP_S | AZ_NM_SNV_Coal | SPP_S | External | Shoulder | B12 | 200 | 400 | 0 | 50.56 | 48.09 | 8.17 | 0
2030 | AZ_NM_SNV_Coal_2_SPP_S | AZ_NM_SNV_Coal | SPP_S | External | Shoulder | B13 | 600 | 400 | 0 | 48.57 | 48.09 | 8.17 | 0
2030 | AZ_NM_SNV_Coal_2_SPP_S | AZ_NM_SNV_Coal | SPP_S | External | Shoulder | B14 | 900 | 400 | 0 | 45.71 | 47.98 | 8.17 | 0
2030 | AZ_NM_SNV_Coal_2_SPP_S | AZ_NM_SNV_Coal | SPP_S | External | Shoulder | B15 | 1203 | 400 | 0 | 37.55 | 41.12 | 8.17 | 0
2030 | AZ_NM_SNV_Coal_2_SPP_S | AZ_NM_SNV_Coal | SPP_S | External | Summer | B1 | 10 | 400 | 0 | 83.17 | 63.1 | 8.17 | 0
2030 | AZ_NM_SNV_Coal_2_SPP_S | AZ_NM_SNV_Coal | SPP_S | External | Summer | B2 | 25 | 400 | 0 | 82.44 | 67.02 | 8.17 | 0
2030 | AZ_NM_SNV_Coal_2_SPP_S | AZ_NM_SNV_Coal | SPP_S | External | Summer | B3 | 75 | 400 | 0 | 73.16 | 67.59 | 8.17 | 0
2030 | AZ_NM_SNV_Coal_2_SPP_S | AZ_NM_SNV_Coal | SPP_S | External | Summer | B4 | 100 | 400 | 0 | 66.7 | 67.02 | 8.17 | 0
2030 | AZ_NM_SNV_Coal_2_SPP_S | AZ_NM_SNV_Coal | SPP_S | External | Summer | B5 | 200 | 400 | 104.73 | 58.86 | 67.02 | 8.17 | 0
2030 | AZ_NM_SNV_Coal_2_SPP_S | AZ_NM_SNV_Coal | SPP_S | External | Summer | B6 | 300 | 400 | 0 | 58.55 | 63.1 | 8.17 | 0
2030 | AZ_NM_SNV_Coal_2_SPP_S | AZ_NM_SNV_Coal | SPP_S | External | Summer | B7 | 400 | 400 | 0 | 58.54 | 48.99 | 8.17 | 0
2030 | AZ_NM_SNV_Coal_2_SPP_S | AZ_NM_SNV_Coal | SPP_S | External | Summer | B8 | 500 | 400 | 0 | 58.32 | 46.58 | 8.17 | 0
2030 | AZ_NM_SNV_Coal_2_SPP_S | AZ_NM_SNV_Coal | SPP_S | External | Summer | B9 | 800 | 400 | 0 | 56.67 | 46.46 | 8.17 | 0
2030 | AZ_NM_SNV_Coal_2_SPP_S | AZ_NM_SNV_Coal | SPP_S | External | Summer | B10 | 1262 | 400 | 0 | 48.67 | 41.65 | 8.17 | 0
2030 | AZ_NM_SNV_Coal_2_SPP_S | AZ_NM_SNV_Coal | SPP_S | External | Winter | B16 | 25 | 400 | 0 | 54.1 | 51.3 | 8.17 | 0
2030 | AZ_NM_SNV_Coal_2_SPP_S | AZ_NM_SNV_Coal | SPP_S | External | Winter | B17 | 100 | 400 | 0 | 53.66 | 51.18 | 8.17 | 0
2030 | AZ_NM_SNV_Coal_2_SPP_S | AZ_NM_SNV_Coal | SPP_S | External | Winter | B18 | 400 | 400 | 0 | 48.08 | 51.18 | 8.17 | 0
2030 | AZ_NM_SNV_Coal_2_SPP_S | AZ_NM_SNV_Coal | SPP_S | External | Winter | B19 | 700 | 400 | 0 | 47.94 | 46.88 | 8.17 | 0
2030 | AZ_NM_SNV_Coal_2_SPP_S | AZ_NM_SNV_Coal | SPP_S | External | Winter | B20 | 935 | 400 | 0 | 36.42 | 41.29 | 8.17 | 0
2030 | ERCOT_2_SPP_S | ERCOT | SPP_S | External | Shoulder | B11 | 25 | 800 | 0 | 70.04 | 65.88 | 8 | 0
2030 | ERCOT_2_SPP_S | ERCOT | SPP_S | External | Shoulder | B12 | 200 | 800 | 0 | 52.2 | 48.09 | 8 | 0
2030 | ERCOT_2_SPP_S | ERCOT | SPP_S | External | Shoulder | B13 | 600 | 800 | 0 | 47.87 | 48.09 | 8 | 0
2030 | ERCOT_2_SPP_S | ERCOT | SPP_S | External | Shoulder | B14 | 900 | 800 | 0 | 47.87 | 47.98 | 8 | 0
2030 | ERCOT_2_SPP_S | ERCOT | SPP_S | External | Shoulder | B15 | 1203 | 800 | 0 | 44.08 | 41.12 | 8 | 0
2030 | ERCOT_2_SPP_S | ERCOT | SPP_S | External | Summer | B1 | 10 | 800 | 0 | 68.1 | 63.1 | 8 | 0
2030 | ERCOT_2_SPP_S | ERCOT | SPP_S | External | Summer | B2 | 25 | 800 | 0 | 68.1 | 67.02 | 8 | 0
2030 | ERCOT_2_SPP_S | ERCOT | SPP_S | External | Summer | B3 | 75 | 800 | 0 | 68.1 | 67.59 | 8 | 0
2030 | ERCOT_2_SPP_S | ERCOT | SPP_S | External | Summer | B4 | 100 | 800 | 0 | 68.1 | 67.02 | 8 | 0
2030 | ERCOT_2_SPP_S | ERCOT | SPP_S | External | Summer | B5 | 200 | 800 | 0 | 68.1 | 67.02 | 8 | 0
2030 | ERCOT_2_SPP_S | ERCOT | SPP_S | External | Summer | B6 | 300 | 800 | 0 | 68.1 | 63.1 | 8 | 0
2030 | ERCOT_2_SPP_S | ERCOT | SPP_S | External | Summer | B7 | 400 | 800 | 0 | 50.77 | 48.99 | 8 | 0
2030 | ERCOT_2_SPP_S | ERCOT | SPP_S | External | Summer | B8 | 500 | 800 | 0 | 46.56 | 46.58 | 8 | 0
2030 | ERCOT_2_SPP_S | ERCOT | SPP_S | External | Summer | B9 | 800 | 800 | 0 | 46.56 | 46.46 | 8 | 0
2030 | ERCOT_2_SPP_S | ERCOT | SPP_S | External | Summer | B10 | 1262 | 800 | 0 | 46.56 | 41.65 | 8 | 0
2030 | ERCOT_2_SPP_S | ERCOT | SPP_S | External | Winter | B16 | 25 | 800 | 0 | 55.33 | 51.3 | 8 | 0
2030 | ERCOT_2_SPP_S | ERCOT | SPP_S | External | Winter | B17 | 100 | 800 | 0 | 50.72 | 51.18 | 8 | 0
2030 | ERCOT_2_SPP_S | ERCOT | SPP_S | External | Winter | B18 | 400 | 800 | 0 | 50.72 | 51.18 | 8 | 0
2030 | ERCOT_2_SPP_S | ERCOT | SPP_S | External | Winter | B19 | 700 | 800 | 0 | 50.72 | 46.88 | 8 | 0
2030 | ERCOT_2_SPP_S | ERCOT | SPP_S | External | Winter | B20 | 935 | 800 | 0 | 43.2 | 41.29 | 8 | 0
2030 | MAPP_US_2_RMPA | MAPP_US | RMPA | External | Shoulder | B11 | 25 | 200 | 0 | 60.14 | 46.5 | 8 | 0
2030 | MAPP_US_2_RMPA | MAPP_US | RMPA | External | Shoulder | B12 | 200 | 200 | 0 | 46.71 | 45.71 | 8 | 0
2030 | MAPP_US_2_RMPA | MAPP_US | RMPA | External | Shoulder | B13 | 600 | 200 | 0 | 43.15 | 45.09 | 8 | 0
2030 | MAPP_US_2_RMPA | MAPP_US | RMPA | External | Shoulder | B14 | 900 | 200 | 0 | 41.47 | 45.09 | 8 | 0
2030 | MAPP_US_2_RMPA | MAPP_US | RMPA | External | Shoulder | B15 | 1203 | 200 | 0 | 39.39 | 33.09 | 8 | 0
2030 | MAPP_US_2_RMPA | MAPP_US | RMPA | External | Summer | B1 | 10 | 200 | 0.03 | 71.44 | 78.67 | 8 | 0
2030 | MAPP_US_2_RMPA | MAPP_US | RMPA | External | Summer | B2 | 25 | 200 | 0 | 71.44 | 71.41 | 8 | 0
2030 | MAPP_US_2_RMPA | MAPP_US | RMPA | External | Summer | B3 | 75 | 200 | 0 | 71.44 | 66.7 | 8 | 0
2030 | MAPP_US_2_RMPA | MAPP_US | RMPA | External | Summer | B4 | 100 | 200 | 0 | 70.02 | 58.54 | 8 | 0
2030 | MAPP_US_2_RMPA | MAPP_US | RMPA | External | Summer | B5 | 200 | 200 | 0 | 69.09 | 51.28 | 8 | 0
2030 | MAPP_US_2_RMPA | MAPP_US | RMPA | External | Summer | B6 | 300 | 200 | 0 | 56.07 | 51.28 | 8 | 0
2030 | MAPP_US_2_RMPA | MAPP_US | RMPA | External | Summer | B7 | 400 | 200 | 0 | 45.85 | 51.28 | 8 | 0
2030 | MAPP_US_2_RMPA | MAPP_US | RMPA | External | Summer | B8 | 500 | 200 | 200 | 39.44 | 50.37 | 8 | 2.94
2030 | MAPP_US_2_RMPA | MAPP_US | RMPA | External | Summer | B9 | 800 | 200 | 200 | 39.44 | 48.5 | 8 | 1.06
2030 | MAPP_US_2_RMPA | MAPP_US | RMPA | External | Summer | B10 | 1262 | 200 | 132.69 | 29.48 | 37.48 | 8 | 0
2030 | MAPP_US_2_RMPA | MAPP_US | RMPA | External | Winter | B16 | 25 | 200 | 168.65 | 49.33 | 57.33 | 8 | 0
2030 | MAPP_US_2_RMPA | MAPP_US | RMPA | External | Winter | B17 | 100 | 200 | 200 | 45.33 | 57.33 | 8 | 4
2030 | MAPP_US_2_RMPA | MAPP_US | RMPA | External | Winter | B18 | 400 | 200 | 0 | 45.28 | 46.32 | 8 | 0
2030 | MAPP_US_2_RMPA | MAPP_US | RMPA | External | Winter | B19 | 700 | 200 | 0 | 45.28 | 46.32 | 8 | 0
2030 | MAPP_US_2_RMPA | MAPP_US | RMPA | External | Winter | B20 | 935 | 200 | 0 | 36.38 | 30.75 | 8 | 0
2030 | NE_2_RMPA | NE | RMPA | External | Shoulder | B11 | 25 | 310 | 0 | 67.14 | 46.5 | 5 | 0
2030 | NE_2_RMPA | NE | RMPA | External | Shoulder | B12 | 200 | 310 | 0 | 53.71 | 45.71 | 5 | 0
2030 | NE_2_RMPA | NE | RMPA | External | Shoulder | B13 | 600 | 310 | 0 | 50.15 | 45.09 | 5 | 0
2030 | NE_2_RMPA | NE | RMPA | External | Shoulder | B14 | 900 | 310 | 0 | 48.47 | 45.09 | 5 | 0
2030 | NE_2_RMPA | NE | RMPA | External | Shoulder | B15 | 1203 | 310 | 0 | 41.09 | 33.09 | 5 | 0
2030 | NE_2_RMPA | NE | RMPA | External | Summer | B1 | 10 | 310 | 0 | 78.44 | 78.67 | 5 | 0
2030 | NE_2_RMPA | NE | RMPA | External | Summer | B2 | 25 | 310 | 0 | 78.44 | 71.41 | 5 | 0
2030 | NE_2_RMPA | NE | RMPA | External | Summer | B3 | 75 | 310 | 0 | 78.44 | 66.7 | 5 | 0
2030 | NE_2_RMPA | NE | RMPA | External | Summer | B4 | 100 | 310 | 0 | 77.02 | 58.54 | 5 | 0
2030 | NE_2_RMPA | NE | RMPA | External | Summer | B5 | 200 | 310 | 0 | 76.09 | 51.28 | 5 | 0
2030 | NE_2_RMPA | NE | RMPA | External | Summer | B6 | 300 | 310 | 0 | 63.07 | 51.28 | 5 | 0
2030 | NE_2_RMPA | NE | RMPA | External | Summer | B7 | 400 | 310 | 0 | 52.85 | 51.28 | 5 | 0
2030 | NE_2_RMPA | NE | RMPA | External | Summer | B8 | 500 | 310 | 0 | 46.44 | 50.37 | 5 | 0
2030 | NE_2_RMPA | NE | RMPA | External | Summer | B9 | 800 | 310 | 0 | 46.44 | 48.5 | 5 | 0
2030 | NE_2_RMPA | NE | RMPA | External | Summer | B10 | 1262 | 310 | 0 | 36.48 | 37.48 | 5 | 0
2030 | NE_2_RMPA | NE | RMPA | External | Winter | B16 | 25 | 310 | 0 | 56.33 | 57.33 | 5 | 0
2030 | NE_2_RMPA | NE | RMPA | External | Winter | B17 | 100 | 310 | 41.13 | 52.33 | 57.33 | 5 | 0
2030 | NE_2_RMPA | NE | RMPA | External | Winter | B18 | 400 | 310 | 0 | 52.28 | 46.32 | 5 | 0
2030 | NE_2_RMPA | NE | RMPA | External | Winter | B19 | 700 | 310 | 0 | 48.39 | 46.32 | 5 | 0
2030 | NE_2_RMPA | NE | RMPA | External | Winter | B20 | 935 | 310 | 0 | 41.26 | 30.75 | 5 | 0
2030 | NWPP_Coal_2_MAPP_US | NWPP_Coal | MAPP_US | External | Shoulder | B11 | 25 | 150 | 0 | 53.88 | 60.14 | 8 | 0
2030 | NWPP_Coal_2_MAPP_US | NWPP_Coal | MAPP_US | External | Shoulder | B12 | 200 | 150 | 0 | 53.88 | 46.71 | 8 | 0
2030 | NWPP_Coal_2_MAPP_US | NWPP_Coal | MAPP_US | External | Shoulder | B13 | 600 | 150 | 0 | 53.88 | 43.15 | 8 | 0
2030 | NWPP_Coal_2_MAPP_US | NWPP_Coal | MAPP_US | External | Shoulder | B14 | 900 | 150 | 0 | 53.88 | 41.47 | 8 | 0
2030 | NWPP_Coal_2_MAPP_US | NWPP_Coal | MAPP_US | External | Shoulder | B15 | 1203 | 150 | 0 | 53.88 | 39.39 | 8 | 0
2030 | NWPP_Coal_2_MAPP_US | NWPP_Coal | MAPP_US | External | Summer | B1 | 10 | 150 | 149.99 | 58.54 | 71.44 | 8 | 4.9
2030 | NWPP_Coal_2_MAPP_US | NWPP_Coal | MAPP_US | External | Summer | B2 | 25 | 150 | 150 | 58.54 | 71.44 | 8 | 4.9
2030 | NWPP_Coal_2_MAPP_US | NWPP_Coal | MAPP_US | External | Summer | B3 | 75 | 150 | 150 | 58.54 | 71.44 | 8 | 4.9
2030 | NWPP_Coal_2_MAPP_US | NWPP_Coal | MAPP_US | External | Summer | B4 | 100 | 150 | 150 | 58.54 | 70.02 | 8 | 3.48
2030 | NWPP_Coal_2_MAPP_US | NWPP_Coal | MAPP_US | External | Summer | B5 | 200 | 150 | 150 | 58.54 | 69.09 | 8 | 2.55
2030 | NWPP_Coal_2_MAPP_US | NWPP_Coal | MAPP_US | External | Summer | B6 | 300 | 150 | 0 | 58.54 | 56.07 | 8 | 0
2030 | NWPP_Coal_2_MAPP_US | NWPP_Coal | MAPP_US | External | Summer | B7 | 400 | 150 | 0 | 58.54 | 45.85 | 8 | 0
2030 | NWPP_Coal_2_MAPP_US | NWPP_Coal | MAPP_US | External | Summer | B8 | 500 | 150 | 0 | 58.54 | 39.44 | 8 | 0
2030 | NWPP_Coal_2_MAPP_US | NWPP_Coal | MAPP_US | External | Summer | B9 | 800 | 150 | 0 | 58.54 | 39.44 | 8 | 0
2030 | NWPP_Coal_2_MAPP_US | NWPP_Coal | MAPP_US | External | Summer | B10 | 1262 | 150 | 0 | 58.54 | 29.48 | 8 | 0
2030 | NWPP_Coal_2_MAPP_US | NWPP_Coal | MAPP_US | External | Winter | B16 | 25 | 150 | 0 | 56.25 | 49.33 | 8 | 0
2030 | NWPP_Coal_2_MAPP_US | NWPP_Coal | MAPP_US | External | Winter | B17 | 100 | 150 | 0 | 56.25 | 45.33 | 8 | 0
2030 | NWPP_Coal_2_MAPP_US | NWPP_Coal | MAPP_US | External | Winter | B18 | 400 | 150 | 0 | 56.25 | 45.28 | 8 | 0
2030 | NWPP_Coal_2_MAPP_US | NWPP_Coal | MAPP_US | External | Winter | B19 | 700 | 150 | 0 | 56.25 | 45.28 | 8 | 0
2030 | NWPP_Coal_2_MAPP_US | NWPP_Coal | MAPP_US | External | Winter | B20 | 935 | 150 | 0 | 56.25 | 36.38 | 8 | 0
2030 | RMPA_2_MAPP_US | RMPA | MAPP_US | External | Shoulder | B11 | 25 | 200 | 200 | 46.5 | 60.14 | 8 | 5.65
2030 | RMPA_2_MAPP_US | RMPA | MAPP_US | External | Shoulder | B12 | 200 | 200 | 0 | 45.71 | 46.71 | 8 | 0
2030 | RMPA_2_MAPP_US | RMPA | MAPP_US | External | Shoulder | B13 | 600 | 200 | 0 | 45.09 | 43.15 | 8 | 0
2030 | RMPA_2_MAPP_US | RMPA | MAPP_US | External | Shoulder | B14 | 900 | 200 | 0 | 45.09 | 41.47 | 8 | 0
2030 | RMPA_2_MAPP_US | RMPA | MAPP_US | External | Shoulder | B15 | 1203 | 200 | 0 | 33.09 | 39.39 | 8 | 0
2030 | RMPA_2_MAPP_US | RMPA | MAPP_US | External | Summer | B1 | 10 | 200 | 0 | 78.67 | 71.44 | 8 | 0
2030 | RMPA_2_MAPP_US | RMPA | MAPP_US | External | Summer | B2 | 25 | 200 | 0 | 71.41 | 71.44 | 8 | 0
2030 | RMPA_2_MAPP_US | RMPA | MAPP_US | External | Summer | B3 | 75 | 200 | 0 | 66.7 | 71.44 | 8 | 0
2030 | RMPA_2_MAPP_US | RMPA | MAPP_US | External | Summer | B4 | 100 | 200 | 200 | 58.54 | 70.02 | 8 | 3.48
2030 | RMPA_2_MAPP_US | RMPA | MAPP_US | External | Summer | B5 | 200 | 200 | 200 | 51.28 | 69.09 | 8 | 9.81
2030 | RMPA_2_MAPP_US | RMPA | MAPP_US | External | Summer | B6 | 300 | 200 | 0 | 51.28 | 56.07 | 8 | 0
2030 | RMPA_2_MAPP_US | RMPA | MAPP_US | External | Summer | B7 | 400 | 200 | 0 | 51.28 | 45.85 | 8 | 0
2030 | RMPA_2_MAPP_US | RMPA | MAPP_US | External | Summer | B8 | 500 | 200 | 0 | 50.37 | 39.44 | 8 | 0
2030 | RMPA_2_MAPP_US | RMPA | MAPP_US | External | Summer | B9 | 800 | 200 | 0 | 48.5 | 39.44 | 8 | 0
2030 | RMPA_2_MAPP_US | RMPA | MAPP_US | External | Summer | B10 | 1262 | 200 | 0 | 37.48 | 29.48 | 8 | 0
2030 | RMPA_2_MAPP_US | RMPA | MAPP_US | External | Winter | B16 | 25 | 200 | 0 | 57.33 | 49.33 | 8 | 0
2030 | RMPA_2_MAPP_US | RMPA | MAPP_US | External | Winter | B17 | 100 | 200 | 0 | 57.33 | 45.33 | 8 | 0
2030 | RMPA_2_MAPP_US | RMPA | MAPP_US | External | Winter | B18 | 400 | 200 | 0 | 46.32 | 45.28 | 8 | 0
2030 | RMPA_2_MAPP_US | RMPA | MAPP_US | External | Winter | B19 | 700 | 200 | 0 | 46.32 | 45.28 | 8 | 0
2030 | RMPA_2_MAPP_US | RMPA | MAPP_US | External | Winter | B20 | 935 | 200 | 0 | 30.75 | 36.38 | 8 | 0
2030 | RMPA_2_NE | RMPA | NE | External | Shoulder | B11 | 25 | 310 | 310 | 46.5 | 67.14 | 8 | 12.65
2030 | RMPA_2_NE | RMPA | NE | External | Shoulder | B12 | 200 | 310 | 138.26 | 45.71 | 53.71 | 8 | 0
2030 | RMPA_2_NE | RMPA | NE | External | Shoulder | B13 | 600 | 310 | 0 | 45.09 | 50.15 | 8 | 0
2030 | RMPA_2_NE | RMPA | NE | External | Shoulder | B14 | 900 | 310 | 0 | 45.09 | 48.47 | 8 | 0
2030 | RMPA_2_NE | RMPA | NE | External | Shoulder | B15 | 1203 | 310 | 268.71 | 33.09 | 41.09 | 8 | 0
2030 | RMPA_2_NE | RMPA | NE | External | Summer | B1 | 10 | 310 | 0 | 78.67 | 78.44 | 8 | 0
2030 | RMPA_2_NE | RMPA | NE | External | Summer | B2 | 25 | 310 | 0.01 | 71.41 | 78.44 | 8 | 0
2030 | RMPA_2_NE | RMPA | NE | External | Summer | B3 | 75 | 310 | 310 | 66.7 | 78.44 | 8 | 3.74
2030 | RMPA_2_NE | RMPA | NE | External | Summer | B4 | 100 | 310 | 310 | 58.54 | 77.02 | 8 | 10.48
2030 | RMPA_2_NE | RMPA | NE | External | Summer | B5 | 200 | 310 | 310 | 51.28 | 76.09 | 8 | 16.81
2030 | RMPA_2_NE | RMPA | NE | External | Summer | B6 | 300 | 310 | 310 | 51.28 | 63.07 | 8 | 3.79
2030 | RMPA_2_NE | RMPA | NE | External | Summer | B7 | 400 | 310 | 0 | 51.28 | 52.85 | 8 | 0
2030 | RMPA_2_NE | RMPA | NE | External | Summer | B8 | 500 | 310 | 0 | 50.37 | 46.44 | 8 | 0
2030 | RMPA_2_NE | RMPA | NE | External | Summer | B9 | 800 | 310 | 0 | 48.5 | 46.44 | 8 | 0
2030 | RMPA_2_NE | RMPA | NE | External | Summer | B10 | 1262 | 310 | 0 | 37.48 | 36.48 | 8 | 0
2030 | RMPA_2_NE | RMPA | NE | External | Winter | B16 | 25 | 310 | 0 | 57.33 | 56.33 | 8 | 0
2030 | RMPA_2_NE | RMPA | NE | External | Winter | B17 | 100 | 310 | 0 | 57.33 | 52.33 | 8 | 0
2030 | RMPA_2_NE | RMPA | NE | External | Winter | B18 | 400 | 310 | 0 | 46.32 | 52.28 | 8 | 0
2030 | RMPA_2_NE | RMPA | NE | External | Winter | B19 | 700 | 310 | 0 | 46.32 | 48.39 | 8 | 0
2030 | RMPA_2_NE | RMPA | NE | External | Winter | B20 | 935 | 310 | 310 | 30.75 | 41.26 | 8 | 2.52
2030 | RMPA_2_SPP_N | RMPA | SPP_N | External | Shoulder | B11 | 25 | 210 | 210 | 46.5 | 69.86 | 8 | 15.37
2030 | RMPA_2_SPP_N | RMPA | SPP_N | External | Shoulder | B12 | 200 | 210 | 209.88 | 45.71 | 53.72 | 8 | 0.01
2030 | RMPA_2_SPP_N | RMPA | SPP_N | External | Shoulder | B13 | 600 | 210 | 0 | 45.09 | 50.16 | 8 | 0
2030 | RMPA_2_SPP_N | RMPA | SPP_N | External | Shoulder | B14 | 900 | 210 | 0 | 45.09 | 48.48 | 8 | 0
2030 | RMPA_2_SPP_N | RMPA | SPP_N | External | Shoulder | B15 | 1203 | 210 | 209.98 | 33.09 | 41.1 | 8 | 0.01
2030 | RMPA_2_SPP_N | RMPA | SPP_N | External | Summer | B1 | 10 | 210 | 0 | 78.67 | 79.41 | 8 | 0
2030 | RMPA_2_SPP_N | RMPA | SPP_N | External | Summer | B2 | 25 | 210 | 139.59 | 71.41 | 79.41 | 8 | 0
2030 | RMPA_2_SPP_N | RMPA | SPP_N | External | Summer | B3 | 75 | 210 | 210 | 66.7 | 78.45 | 8 | 3.75
2030 | RMPA_2_SPP_N | RMPA | SPP_N | External | Summer | B4 | 100 | 210 | 210 | 58.54 | 77.03 | 8 | 10.49
2030 | RMPA_2_SPP_N | RMPA | SPP_N | External | Summer | B5 | 200 | 210 | 210 | 51.28 | 77.03 | 8 | 17.75
2030 | RMPA_2_SPP_N | RMPA | SPP_N | External | Summer | B6 | 300 | 210 | 210 | 51.28 | 63.09 | 8 | 3.81
2030 | RMPA_2_SPP_N | RMPA | SPP_N | External | Summer | B7 | 400 | 210 | 0 | 51.28 | 52.98 | 8 | 0
2030 | RMPA_2_SPP_N | RMPA | SPP_N | External | Summer | B8 | 500 | 210 | 0 | 50.37 | 47.72 | 8 | 0
2030 | RMPA_2_SPP_N | RMPA | SPP_N | External | Summer | B9 | 800 | 210 | 0 | 48.5 | 46.45 | 8 | 0
2030 | RMPA_2_SPP_N | RMPA | SPP_N | External | Summer | B10 | 1262 | 210 | 0 | 37.48 | 41.63 | 8 | 0
2030 | RMPA_2_SPP_N | RMPA | SPP_N | External | Winter | B16 | 25 | 210 | 0 | 57.33 | 58.34 | 8 | 0
2030 | RMPA_2_SPP_N | RMPA | SPP_N | External | Winter | B17 | 100 | 210 | 0 | 57.33 | 52.34 | 8 | 0
2030 | RMPA_2_SPP_N | RMPA | SPP_N | External | Winter | B18 | 400 | 210 | 0 | 46.32 | 52.29 | 8 | 0
2030 | RMPA_2_SPP_N | RMPA | SPP_N | External | Winter | B19 | 700 | 210 | 0 | 46.32 | 48.4 | 8 | 0
2030 | RMPA_2_SPP_N | RMPA | SPP_N | External | Winter | B20 | 935 | 210 | 210 | 30.75 | 41.28 | 8 | 2.53
2030 | SPP_N_2_RMPA | SPP_N | RMPA | External | Shoulder | B11 | 25 | 210 | 0 | 69.86 | 46.5 | 5 | 0
2030 | SPP_N_2_RMPA | SPP_N | RMPA | External | Shoulder | B12 | 200 | 210 | 0 | 53.72 | 45.71 | 5 | 0
2030 | SPP_N_2_RMPA | SPP_N | RMPA | External | Shoulder | B13 | 600 | 210 | 0 | 50.16 | 45.09 | 5 | 0
2030 | SPP_N_2_RMPA | SPP_N | RMPA | External | Shoulder | B14 | 900 | 210 | 0 | 48.48 | 45.09 | 5 | 0
2030 | SPP_N_2_RMPA | SPP_N | RMPA | External | Shoulder | B15 | 1203 | 210 | 0 | 41.1 | 33.09 | 5 | 0
2030 | SPP_N_2_RMPA | SPP_N | RMPA | External | Summer | B1 | 10 | 210 | 0 | 79.41 | 78.67 | 5 | 0
2030 | SPP_N_2_RMPA | SPP_N | RMPA | External | Summer | B2 | 25 | 210 | 0 | 79.41 | 71.41 | 5 | 0
2030 | SPP_N_2_RMPA | SPP_N | RMPA | External | Summer | B3 | 75 | 210 | 0 | 78.45 | 66.7 | 5 | 0
2030 | SPP_N_2_RMPA | SPP_N | RMPA | External | Summer | B4 | 100 | 210 | 0 | 77.03 | 58.54 | 5 | 0
2030 | SPP_N_2_RMPA | SPP_N | RMPA | External | Summer | B5 | 200 | 210 | 0 | 77.03 | 51.28 | 5 | 0
2030 | SPP_N_2_RMPA | SPP_N | RMPA | External | Summer | B6 | 300 | 210 | 0 | 63.09 | 51.28 | 5 | 0
2030 | SPP_N_2_RMPA | SPP_N | RMPA | External | Summer | B7 | 400 | 210 | 0 | 52.98 | 51.28 | 5 | 0
2030 | SPP_N_2_RMPA | SPP_N | RMPA | External | Summer | B8 | 500 | 210 | 0 | 47.72 | 50.37 | 5 | 0
2030 | SPP_N_2_RMPA | SPP_N | RMPA | External | Summer | B9 | 800 | 210 | 0 | 46.45 | 48.5 | 5 | 0
2030 | SPP_N_2_RMPA | SPP_N | RMPA | External | Summer | B10 | 1262 | 210 | 0 | 41.63 | 37.48 | 5 | 0
2030 | SPP_N_2_RMPA | SPP_N | RMPA | External | Winter | B16 | 25 | 210 | 0 | 58.34 | 57.33 | 5 | 0
2030 | SPP_N_2_RMPA | SPP_N | RMPA | External | Winter | B17 | 100 | 210 | 0.22 | 52.34 | 57.33 | 5 | 0
2030 | SPP_N_2_RMPA | SPP_N | RMPA | External | Winter | B18 | 400 | 210 | 0 | 52.29 | 46.32 | 5 | 0
2030 | SPP_N_2_RMPA | SPP_N | RMPA | External | Winter | B19 | 700 | 210 | 0 | 48.4 | 46.32 | 5 | 0
2030 | SPP_N_2_RMPA | SPP_N | RMPA | External | Winter | B20 | 935 | 210 | 0 | 41.28 | 30.75 | 5 | 0
2030 | SPP_S_2_ERCOT | SPP_S | ERCOT | External | Shoulder | B11 | 25 | 800 | 0.01 | 65.88 | 70.04 | 5 | 0
2030 | SPP_S_2_ERCOT | SPP_S | ERCOT | External | Shoulder | B12 | 200 | 800 | 0 | 48.09 | 52.2 | 5 | 0
2030 | SPP_S_2_ERCOT | SPP_S | ERCOT | External | Shoulder | B13 | 600 | 800 | 0 | 48.09 | 47.87 | 5 | 0
2030 | SPP_S_2_ERCOT | SPP_S | ERCOT | External | Shoulder | B14 | 900 | 800 | 0 | 47.98 | 47.87 | 5 | 0
2030 | SPP_S_2_ERCOT | SPP_S | ERCOT | External | Shoulder | B15 | 1203 | 800 | 0 | 41.12 | 44.08 | 5 | 0
2030 | SPP_S_2_ERCOT | SPP_S | ERCOT | External | Summer | B1 | 10 | 800 | 136.86 | 63.1 | 68.1 | 5 | 0
2030 | SPP_S_2_ERCOT | SPP_S | ERCOT | External | Summer | B2 | 25 | 800 | 0 | 67.02 | 68.1 | 5 | 0
2030 | SPP_S_2_ERCOT | SPP_S | ERCOT | External | Summer | B3 | 75 | 800 | 0 | 67.59 | 68.1 | 5 | 0
2030 | SPP_S_2_ERCOT | SPP_S | ERCOT | External | Summer | B4 | 100 | 800 | 0 | 67.02 | 68.1 | 5 | 0
2030 | SPP_S_2_ERCOT | SPP_S | ERCOT | External | Summer | B5 | 200 | 800 | 0 | 67.02 | 68.1 | 5 | 0
2030 | SPP_S_2_ERCOT | SPP_S | ERCOT | External | Summer | B6 | 300 | 800 | 763.27 | 63.1 | 68.1 | 5 | 0
2030 | SPP_S_2_ERCOT | SPP_S | ERCOT | External | Summer | B7 | 400 | 800 | 0 | 48.99 | 50.77 | 5 | 0
2030 | SPP_S_2_ERCOT | SPP_S | ERCOT | External | Summer | B8 | 500 | 800 | 0 | 46.58 | 46.56 | 5 | 0
2030 | SPP_S_2_ERCOT | SPP_S | ERCOT | External | Summer | B9 | 800 | 800 | 0 | 46.46 | 46.56 | 5 | 0
2030 | SPP_S_2_ERCOT | SPP_S | ERCOT | External | Summer | B10 | 1262 | 800 | 0 | 41.65 | 46.56 | 5 | 0
2030 | SPP_S_2_ERCOT | SPP_S | ERCOT | External | Winter | B16 | 25 | 800 | 0.01 | 51.3 | 55.33 | 5 | 0
2030 | SPP_S_2_ERCOT | SPP_S | ERCOT | External | Winter | B17 | 100 | 800 | 0 | 51.18 | 50.72 | 5 | 0
2030 | SPP_S_2_ERCOT | SPP_S | ERCOT | External | Winter | B18 | 400 | 800 | 0 | 51.18 | 50.72 | 5 | 0
2030 | SPP_S_2_ERCOT | SPP_S | ERCOT | External | Winter | B19 | 700 | 800 | 0 | 46.88 | 50.72 | 5 | 0
2030 | SPP_S_2_ERCOT | SPP_S | ERCOT | External | Winter | B20 | 935 | 800 | 0 | 41.29 | 43.2 | 5 | 0
2035 | AZ_NM_SNV_Coal_2_SPP_S | AZ_NM_SNV_Coal | SPP_S | External | Shoulder | B11 | 25 | 400 | 400 | 52.9 | 74.02 | 8.17 | 12.95
2035 | AZ_NM_SNV_Coal_2_SPP_S | AZ_NM_SNV_Coal | SPP_S | External | Shoulder | B12 | 200 | 400 | 0 | 52.89 | 53.52 | 8.17 | 0
2035 | AZ_NM_SNV_Coal_2_SPP_S | AZ_NM_SNV_Coal | SPP_S | External | Shoulder | B13 | 600 | 400 | 400 | 43.85 | 53.4 | 8.17 | 1.38
2035 | AZ_NM_SNV_Coal_2_SPP_S | AZ_NM_SNV_Coal | SPP_S | External | Shoulder | B14 | 900 | 400 | 400 | 38.37 | 53.4 | 8.17 | 6.86
2035 | AZ_NM_SNV_Coal_2_SPP_S | AZ_NM_SNV_Coal | SPP_S | External | Shoulder | B15 | 1203 | 400 | 400 | 36.57 | 45.06 | 8.17 | 0.32
2035 | AZ_NM_SNV_Coal_2_SPP_S | AZ_NM_SNV_Coal | SPP_S | External | Summer | B1 | 10 | 400 | 0 | 101.54 | 74.74 | 8.17 | 0
2035 | AZ_NM_SNV_Coal_2_SPP_S | AZ_NM_SNV_Coal | SPP_S | External | Summer | B2 | 25 | 400 | 0 | 95.9 | 74.74 | 8.17 | 0
2035 | AZ_NM_SNV_Coal_2_SPP_S | AZ_NM_SNV_Coal | SPP_S | External | Summer | B3 | 75 | 400 | 0 | 88.01 | 79.69 | 8.17 | 0
2035 | AZ_NM_SNV_Coal_2_SPP_S | AZ_NM_SNV_Coal | SPP_S | External | Summer | B4 | 100 | 400 | 0 | 74.6 | 74.74 | 8.17 | 0
2035 | AZ_NM_SNV_Coal_2_SPP_S | AZ_NM_SNV_Coal | SPP_S | External | Summer | B5 | 200 | 400 | 0 | 70.33 | 74.74 | 8.17 | 0
2035 | AZ_NM_SNV_Coal_2_SPP_S | AZ_NM_SNV_Coal | SPP_S | External | Summer | B6 | 300 | 400 | 0 | 68.13 | 74.3 | 8.17 | 0
2035 | AZ_NM_SNV_Coal_2_SPP_S | AZ_NM_SNV_Coal | SPP_S | External | Summer | B7 | 400 | 400 | 0 | 68.13 | 58.49 | 8.17 | 0
2035 | AZ_NM_SNV_Coal_2_SPP_S | AZ_NM_SNV_Coal | SPP_S | External | Summer | B8 | 500 | 400 | 0 | 68.13 | 53.56 | 8.17 | 0
2035 | AZ_NM_SNV_Coal_2_SPP_S | AZ_NM_SNV_Coal | SPP_S | External | Summer | B9 | 800 | 400 | 0 | 62.18 | 51.73 | 8.17 | 0
2035 | AZ_NM_SNV_Coal_2_SPP_S | AZ_NM_SNV_Coal | SPP_S | External | Summer | B10 | 1262 | 400 | 0 | 53.75 | 45.7 | 8.17 | 0
2035 | AZ_NM_SNV_Coal_2_SPP_S | AZ_NM_SNV_Coal | SPP_S | External | Winter | B16 | 25 | 400 | 0 | 56.34 | 57.13 | 8.17 | 0
2035 | AZ_NM_SNV_Coal_2_SPP_S | AZ_NM_SNV_Coal | SPP_S | External | Winter | B17 | 100 | 400 | 0 | 53.91 | 57 | 8.17 | 0
2035 | AZ_NM_SNV_Coal_2_SPP_S | AZ_NM_SNV_Coal | SPP_S | External | Winter | B18 | 400 | 400 | 400 | 42.67 | 57 | 8.17 | 6.16
2035 | AZ_NM_SNV_Coal_2_SPP_S | AZ_NM_SNV_Coal | SPP_S | External | Winter | B19 | 700 | 400 | 400 | 40.02 | 53.67 | 8.17 | 5.49
2035 | AZ_NM_SNV_Coal_2_SPP_S | AZ_NM_SNV_Coal | SPP_S | External | Winter | B20 | 935 | 400 | 0 | 36.61 | 44.23 | 8.17 | 0
2035 | ERCOT_2_SPP_S | ERCOT | SPP_S | External | Shoulder | B11 | 25 | 800 | 0 | 78.16 | 74.02 | 8 | 0
2035 | ERCOT_2_SPP_S | ERCOT | SPP_S | External | Shoulder | B12 | 200 | 800 | 0 | 53.32 | 53.52 | 8 | 0
2035 | ERCOT_2_SPP_S | ERCOT | SPP_S | External | Shoulder | B13 | 600 | 800 | 0 | 53.32 | 53.4 | 8 | 0
2035 | ERCOT_2_SPP_S | ERCOT | SPP_S | External | Shoulder | B14 | 900 | 800 | 0 | 53.32 | 53.4 | 8 | 0
2035 | ERCOT_2_SPP_S | ERCOT | SPP_S | External | Shoulder | B15 | 1203 | 800 | 0 | 48.96 | 45.06 | 8 | 0
2035 | ERCOT_2_SPP_S | ERCOT | SPP_S | External | Summer | B1 | 10 | 800 | 0 | 75.93 | 74.74 | 8 | 0
2035 | ERCOT_2_SPP_S | ERCOT | SPP_S | External | Summer | B2 | 25 | 800 | 0 | 75.93 | 74.74 | 8 | 0
2035 | ERCOT_2_SPP_S | ERCOT | SPP_S | External | Summer | B3 | 75 | 800 | 0 | 75.93 | 79.69 | 8 | 0
2035 | ERCOT_2_SPP_S | ERCOT | SPP_S | External | Summer | B4 | 100 | 800 | 0 | 75.93 | 74.74 | 8 | 0
2035 | ERCOT_2_SPP_S | ERCOT | SPP_S | External | Summer | B5 | 200 | 800 | 0 | 75.93 | 74.74 | 8 | 0
2035 | ERCOT_2_SPP_S | ERCOT | SPP_S | External | Summer | B6 | 300 | 800 | 0 | 75.93 | 74.3 | 8 | 0
2035 | ERCOT_2_SPP_S | ERCOT | SPP_S | External | Summer | B7 | 400 | 800 | 0 | 56.54 | 58.49 | 8 | 0
2035 | ERCOT_2_SPP_S | ERCOT | SPP_S | External | Summer | B8 | 500 | 800 | 0 | 51.83 | 53.56 | 8 | 0
2035 | ERCOT_2_SPP_S | ERCOT | SPP_S | External | Summer | B9 | 800 | 800 | 0 | 51.83 | 51.73 | 8 | 0
2035 | ERCOT_2_SPP_S | ERCOT | SPP_S | External | Summer | B10 | 1262 | 800 | 0 | 50.7 | 45.7 | 8 | 0
2035 | ERCOT_2_SPP_S | ERCOT | SPP_S | External | Winter | B16 | 25 | 800 | 0 | 61.62 | 57.13 | 8 | 0
2035 | ERCOT_2_SPP_S | ERCOT | SPP_S | External | Winter | B17 | 100 | 800 | 0 | 56.47 | 57 | 8 | 0
2035 | ERCOT_2_SPP_S | ERCOT | SPP_S | External | Winter | B18 | 400 | 800 | 0 | 56.47 | 57 | 8 | 0
2035 | ERCOT_2_SPP_S | ERCOT | SPP_S | External | Winter | B19 | 700 | 800 | 0 | 56.47 | 53.67 | 8 | 0
2035 | ERCOT_2_SPP_S | ERCOT | SPP_S | External | Winter | B20 | 935 | 800 | 0 | 49.23 | 44.23 | 8 | 0
2035 | MAPP_US_2_RMPA | MAPP_US | RMPA | External | Shoulder | B11 | 25 | 200 | 0 | 66.37 | 42.36 | 8 | 0
2035 | MAPP_US_2_RMPA | MAPP_US | RMPA | External | Shoulder | B12 | 200 | 200 | 0 | 51.15 | 43.15 | 8 | 0
2035 | MAPP_US_2_RMPA | MAPP_US | RMPA | External | Shoulder | B13 | 600 | 200 | 0 | 46.96 | 35.68 | 8 | 0
2035 | MAPP_US_2_RMPA | MAPP_US | RMPA | External | Shoulder | B14 | 900 | 200 | 0 | 46.96 | 31.88 | 8 | 0
2035 | MAPP_US_2_RMPA | MAPP_US | RMPA | External | Shoulder | B15 | 1203 | 200 | 0 | 37.99 | 29.99 | 8 | 0
2035 | MAPP_US_2_RMPA | MAPP_US | RMPA | External | Summer | B1 | 10 | 200 | 0.02 | 80.53 | 86.76 | 8 | 0
2035 | MAPP_US_2_RMPA | MAPP_US | RMPA | External | Summer | B2 | 25 | 200 | 0 | 80.53 | 86.75 | 8 | 0
2035 | MAPP_US_2_RMPA | MAPP_US | RMPA | External | Summer | B3 | 75 | 200 | 0 | 78.64 | 79.84 | 8 | 0
2035 | MAPP_US_2_RMPA | MAPP_US | RMPA | External | Summer | B4 | 100 | 200 | 0 | 78.43 | 66.44 | 8 | 0
2035 | MAPP_US_2_RMPA | MAPP_US | RMPA | External | Summer | B5 | 200 | 200 | 0 | 75.38 | 56.9 | 8 | 0
2035 | MAPP_US_2_RMPA | MAPP_US | RMPA | External | Summer | B6 | 300 | 200 | 0 | 60.05 | 56.9 | 8 | 0
2035 | MAPP_US_2_RMPA | MAPP_US | RMPA | External | Summer | B7 | 400 | 200 | 0 | 49.06 | 56.9 | 8 | 0
2035 | MAPP_US_2_RMPA | MAPP_US | RMPA | External | Summer | B8 | 500 | 200 | 200 | 42 | 56.9 | 8 | 6.9
2035 | MAPP_US_2_RMPA | MAPP_US | RMPA | External | Summer | B9 | 800 | 200 | 200 | 42 | 54 | 8 | 4
2035 | MAPP_US_2_RMPA | MAPP_US | RMPA | External | Summer | B10 | 1262 | 200 | 200 | 31.69 | 40.9 | 8 | 1.21
2035 | MAPP_US_2_RMPA | MAPP_US | RMPA | External | Winter | B16 | 25 | 200 | 0 | 57.85 | 63.7 | 8 | 0
2035 | MAPP_US_2_RMPA | MAPP_US | RMPA | External | Winter | B17 | 100 | 200 | 0 | 51.93 | 48.18 | 8 | 0
2035 | MAPP_US_2_RMPA | MAPP_US | RMPA | External | Winter | B18 | 400 | 200 | 0 | 48.21 | 34.51 | 8 | 0
2035 | MAPP_US_2_RMPA | MAPP_US | RMPA | External | Winter | B19 | 700 | 200 | 0 | 48.21 | 33.76 | 8 | 0
2035 | MAPP_US_2_RMPA | MAPP_US | RMPA | External | Winter | B20 | 935 | 200 | 0 | 37.21 | 28.75 | 8 | 0
2035 | NE_2_RMPA | NE | RMPA | External | Shoulder | B11 | 25 | 310 | 0 | 73.37 | 42.36 | 5 | 0
2035 | NE_2_RMPA | NE | RMPA | External | Shoulder | B12 | 200 | 310 | 0 | 58.15 | 43.15 | 5 | 0
2035 | NE_2_RMPA | NE | RMPA | External | Shoulder | B13 | 600 | 310 | 0 | 53.96 | 35.68 | 5 | 0
2035 | NE_2_RMPA | NE | RMPA | External | Shoulder | B14 | 900 | 310 | 0 | 53.96 | 31.88 | 5 | 0
2035 | NE_2_RMPA | NE | RMPA | External | Shoulder | B15 | 1203 | 310 | 0 | 44.99 | 29.99 | 5 | 0
2035 | NE_2_RMPA | NE | RMPA | External | Summer | B1 | 10 | 310 | 0 | 87.53 | 86.76 | 5 | 0
2035 | NE_2_RMPA | NE | RMPA | External | Summer | B2 | 25 | 310 | 0 | 87.53 | 86.75 | 5 | 0
2035 | NE_2_RMPA | NE | RMPA | External | Summer | B3 | 75 | 310 | 0 | 85.64 | 79.84 | 5 | 0
2035 | NE_2_RMPA | NE | RMPA | External | Summer | B4 | 100 | 310 | 0 | 85.43 | 66.44 | 5 | 0
2035 | NE_2_RMPA | NE | RMPA | External | Summer | B5 | 200 | 310 | 0 | 82.38 | 56.9 | 5 | 0
2035 | NE_2_RMPA | NE | RMPA | External | Summer | B6 | 300 | 310 | 0 | 67.05 | 56.9 | 5 | 0
2035 | NE_2_RMPA | NE | RMPA | External | Summer | B7 | 400 | 310 | 0 | 56.06 | 56.9 | 5 | 0
2035 | NE_2_RMPA | NE | RMPA | External | Summer | B8 | 500 | 310 | 310 | 49 | 56.9 | 5 | 2.9
2035 | NE_2_RMPA | NE | RMPA | External | Summer | B9 | 800 | 310 | 16.29 | 49 | 54 | 5 | 0
2035 | NE_2_RMPA | NE | RMPA | External | Summer | B10 | 1262 | 310 | 0 | 38.69 | 40.9 | 5 | 0
2035 | NE_2_RMPA | NE | RMPA | External | Winter | B16 | 25 | 310 | 0 | 64.85 | 63.7 | 5 | 0
2035 | NE_2_RMPA | NE | RMPA | External | Winter | B17 | 100 | 310 | 0 | 58.93 | 48.18 | 5 | 0
2035 | NE_2_RMPA | NE | RMPA | External | Winter | B18 | 400 | 310 | 0 | 55.21 | 34.51 | 5 | 0
2035 | NE_2_RMPA | NE | RMPA | External | Winter | B19 | 700 | 310 | 0 | 55.21 | 33.76 | 5 | 0
2035 | NE_2_RMPA | NE | RMPA | External | Winter | B20 | 935 | 310 | 0 | 44.21 | 28.75 | 5 | 0
2035 | NWPP_Coal_2_MAPP_US | NWPP_Coal | MAPP_US | External | Shoulder | B11 | 25 | 150 | 150 | 52.9 | 66.37 | 8 | 5.47
2035 | NWPP_Coal_2_MAPP_US | NWPP_Coal | MAPP_US | External | Shoulder | B12 | 200 | 150 | 0 | 52.9 | 51.15 | 8 | 0
2035 | NWPP_Coal_2_MAPP_US | NWPP_Coal | MAPP_US | External | Shoulder | B13 | 600 | 150 | 0 | 52.9 | 46.96 | 8 | 0
2035 | NWPP_Coal_2_MAPP_US | NWPP_Coal | MAPP_US | External | Shoulder | B14 | 900 | 150 | 0 | 52.9 | 46.96 | 8 | 0
2035 | NWPP_Coal_2_MAPP_US | NWPP_Coal | MAPP_US | External | Shoulder | B15 | 1203 | 150 | 0 | 52.9 | 37.99 | 8 | 0
2035 | NWPP_Coal_2_MAPP_US | NWPP_Coal | MAPP_US | External | Summer | B1 | 10 | 150 | 150 | 62.17 | 80.53 | 8 | 10.37
2035 | NWPP_Coal_2_MAPP_US | NWPP_Coal | MAPP_US | External | Summer | B2 | 25 | 150 | 150 | 62.17 | 80.53 | 8 | 10.37
2035 | NWPP_Coal_2_MAPP_US | NWPP_Coal | MAPP_US | External | Summer | B3 | 75 | 150 | 150 | 62.17 | 78.64 | 8 | 8.48
2035 | NWPP_Coal_2_MAPP_US | NWPP_Coal | MAPP_US | External | Summer | B4 | 100 | 150 | 150 | 62.17 | 78.43 | 8 | 8.27
2035 | NWPP_Coal_2_MAPP_US | NWPP_Coal | MAPP_US | External | Summer | B5 | 200 | 150 | 150 | 62.17 | 75.38 | 8 | 5.21
2035 | NWPP_Coal_2_MAPP_US | NWPP_Coal | MAPP_US | External | Summer | B6 | 300 | 150 | 0 | 62.17 | 60.05 | 8 | 0
2035 | NWPP_Coal_2_MAPP_US | NWPP_Coal | MAPP_US | External | Summer | B7 | 400 | 150 | 0 | 62.17 | 49.06 | 8 | 0
2035 | NWPP_Coal_2_MAPP_US | NWPP_Coal | MAPP_US | External | Summer | B8 | 500 | 150 | 0 | 62.17 | 42 | 8 | 0
2035 | NWPP_Coal_2_MAPP_US | NWPP_Coal | MAPP_US | External | Summer | B9 | 800 | 150 | 0 | 62.17 | 42 | 8 | 0
2035 | NWPP_Coal_2_MAPP_US | NWPP_Coal | MAPP_US | External | Summer | B10 | 1262 | 150 | 0 | 62.17 | 31.69 | 8 | 0
2035 | NWPP_Coal_2_MAPP_US | NWPP_Coal | MAPP_US | External | Winter | B16 | 25 | 150 | 0 | 56.35 | 57.85 | 8 | 0
2035 | NWPP_Coal_2_MAPP_US | NWPP_Coal | MAPP_US | External | Winter | B17 | 100 | 150 | 0 | 56.35 | 51.93 | 8 | 0
2035 | NWPP_Coal_2_MAPP_US | NWPP_Coal | MAPP_US | External | Winter | B18 | 400 | 150 | 0 | 56.35 | 48.21 | 8 | 0
2035 | NWPP_Coal_2_MAPP_US | NWPP_Coal | MAPP_US | External | Winter | B19 | 700 | 150 | 0 | 56.35 | 48.21 | 8 | 0
2035 | NWPP_Coal_2_MAPP_US | NWPP_Coal | MAPP_US | External | Winter | B20 | 935 | 150 | 0 | 56.35 | 37.21 | 8 | 0
2035 | RMPA_2_MAPP_US | RMPA | MAPP_US | External | Shoulder | B11 | 25 | 200 | 200 | 42.36 | 66.37 | 8 | 16
2035 | RMPA_2_MAPP_US | RMPA | MAPP_US | External | Shoulder | B12 | 200 | 200 | 124.01 | 43.15 | 51.15 | 8 | 0
2035 | RMPA_2_MAPP_US | RMPA | MAPP_US | External | Shoulder | B13 | 600 | 200 | 200 | 35.68 | 46.96 | 8 | 3.28
2035 | RMPA_2_MAPP_US | RMPA | MAPP_US | External | Shoulder | B14 | 900 | 200 | 200 | 31.88 | 46.96 | 8 | 7.08
2035 | RMPA_2_MAPP_US | RMPA | MAPP_US | External | Shoulder | B15 | 1203 | 200 | 161.13 | 29.99 | 37.99 | 8 | 0
2035 | RMPA_2_MAPP_US | RMPA | MAPP_US | External | Summer | B1 | 10 | 200 | 0 | 86.76 | 80.53 | 8 | 0
2035 | RMPA_2_MAPP_US | RMPA | MAPP_US | External | Summer | B2 | 25 | 200 | 0 | 86.75 | 80.53 | 8 | 0
2035 | RMPA_2_MAPP_US | RMPA | MAPP_US | External | Summer | B3 | 75 | 200 | 0 | 79.84 | 78.64 | 8 | 0
2035 | RMPA_2_MAPP_US | RMPA | MAPP_US | External | Summer | B4 | 100 | 200 | 200 | 66.44 | 78.43 | 8 | 4
2035 | RMPA_2_MAPP_US | RMPA | MAPP_US | External | Summer | B5 | 200 | 200 | 200 | 56.9 | 75.38 | 8 | 10.48
2035 | RMPA_2_MAPP_US | RMPA | MAPP_US | External | Summer | B6 | 300 | 200 | 0 | 56.9 | 60.05 | 8 | 0
2035 | RMPA_2_MAPP_US | RMPA | MAPP_US | External | Summer | B7 | 400 | 200 | 0 | 56.9 | 49.06 | 8 | 0
2035 | RMPA_2_MAPP_US | RMPA | MAPP_US | External | Summer | B8 | 500 | 200 | 0 | 56.9 | 42 | 8 | 0
2035 | RMPA_2_MAPP_US | RMPA | MAPP_US | External | Summer | B9 | 800 | 200 | 0 | 54 | 42 | 8 | 0
2035 | RMPA_2_MAPP_US | RMPA | MAPP_US | External | Summer | B10 | 1262 | 200 | 0 | 40.9 | 31.69 | 8 | 0
2035 | RMPA_2_MAPP_US | RMPA | MAPP_US | External | Winter | B16 | 25 | 200 | 0 | 63.7 | 57.85 | 8 | 0
2035 | RMPA_2_MAPP_US | RMPA | MAPP_US | External | Winter | B17 | 100 | 200 | 0 | 48.18 | 51.93 | 8 | 0
2035 | RMPA_2_MAPP_US | RMPA | MAPP_US | External | Winter | B18 | 400 | 200 | 200 | 34.51 | 48.21 | 8 | 5.7
2035 | RMPA_2_MAPP_US | RMPA | MAPP_US | External | Winter | B19 | 700 | 200 | 200 | 33.76 | 48.21 | 8 | 6.44
2035 | RMPA_2_MAPP_US | RMPA | MAPP_US | External | Winter | B20 | 935 | 200 | 200 | 28.75 | 37.21 | 8 | 0.46
2035 | RMPA_2_NE | RMPA | NE | External | Shoulder | B11 | 25 | 310 | 310 | 42.36 | 73.37 | 8 | 23
2035 | RMPA_2_NE | RMPA | NE | External | Shoulder | B12 | 200 | 310 | 310 | 43.15 | 58.15 | 8 | 7
2035 | RMPA_2_NE | RMPA | NE | External | Shoulder | B13 | 600 | 310 | 310 | 35.68 | 53.96 | 8 | 10.28
2035 | RMPA_2_NE | RMPA | NE | External | Shoulder | B14 | 900 | 310 | 310 | 31.88 | 53.96 | 8 | 14.08
2035 | RMPA_2_NE | RMPA | NE | External | Shoulder | B15 | 1203 | 310 | 310 | 29.99 | 44.99 | 8 | 7
2035 | RMPA_2_NE | RMPA | NE | External | Summer | B1 | 10 | 310 | 0 | 86.76 | 87.53 | 8 | 0
2035 | RMPA_2_NE | RMPA | NE | External | Summer | B2 | 25 | 310 | 0 | 86.75 | 87.53 | 8 | 0
2035 | RMPA_2_NE | RMPA | NE | External | Summer | B3 | 75 | 310 | 0 | 79.84 | 85.64 | 8 | 0
2035 | RMPA_2_NE | RMPA | NE | External | Summer | B4 | 100 | 310 | 310 | 66.44 | 85.43 | 8 | 11
2035 | RMPA_2_NE | RMPA | NE | External | Summer | B5 | 200 | 310 | 310 | 56.9 | 82.38 | 8 | 17.48
2035 | RMPA_2_NE | RMPA | NE | External | Summer | B6 | 300 | 310 | 310 | 56.9 | 67.05 | 8 | 2.15
2035 | RMPA_2_NE | RMPA | NE | External | Summer | B7 | 400 | 310 | 0 | 56.9 | 56.06 | 8 | 0
2035 | RMPA_2_NE | RMPA | NE | External | Summer | B8 | 500 | 310 | 0 | 56.9 | 49 | 8 | 0
2035 | RMPA_2_NE | RMPA | NE | External | Summer | B9 | 800 | 310 | 0 | 54 | 49 | 8 | 0
2035 | RMPA_2_NE | RMPA | NE | External | Summer | B10 | 1262 | 310 | 0 | 40.9 | 38.69 | 8 | 0
2035 | RMPA_2_NE | RMPA | NE | External | Winter | B16 | 25 | 310 | 0 | 63.7 | 64.85 | 8 | 0
2035 | RMPA_2_NE | RMPA | NE | External | Winter | B17 | 100 | 310 | 310 | 48.18 | 58.93 | 8 | 2.74
2035 | RMPA_2_NE | RMPA | NE | External | Winter | B18 | 400 | 310 | 310 | 34.51 | 55.21 | 8 | 12.7
2035 | RMPA_2_NE | RMPA | NE | External | Winter | B19 | 700 | 310 | 310 | 33.76 | 55.21 | 8 | 13.44
2035 | RMPA_2_NE | RMPA | NE | External | Winter | B20 | 935 | 310 | 310 | 28.75 | 44.21 | 8 | 7.46
2035 | RMPA_2_SPP_N | RMPA | SPP_N | External | Shoulder | B11 | 25 | 210 | 210 | 42.36 | 80.37 | 8 | 30
2035 | RMPA_2_SPP_N | RMPA | SPP_N | External | Shoulder | B12 | 200 | 210 | 210 | 43.15 | 58.16 | 8 | 7.01
2035 | RMPA_2_SPP_N | RMPA | SPP_N | External | Shoulder | B13 | 600 | 210 | 210 | 35.68 | 55.18 | 8 | 11.49
2035 | RMPA_2_SPP_N | RMPA | SPP_N | External | Shoulder | B14 | 900 | 210 | 210 | 31.88 | 53.97 | 8 | 14.09
2035 | RMPA_2_SPP_N | RMPA | SPP_N | External | Shoulder | B15 | 1203 | 210 | 210 | 29.99 | 45.07 | 8 | 7.08
2035 | RMPA_2_SPP_N | RMPA | SPP_N | External | Summer | B1 | 10 | 210 | 0 | 86.76 | 88.32 | 8 | 0
2035 | RMPA_2_SPP_N | RMPA | SPP_N | External | Summer | B2 | 25 | 210 | 0 | 86.75 | 87.55 | 8 | 0
2035 | RMPA_2_SPP_N | RMPA | SPP_N | External | Summer | B3 | 75 | 210 | 0 | 79.84 | 85.65 | 8 | 0
2035 | RMPA_2_SPP_N | RMPA | SPP_N | External | Summer | B4 | 100 | 210 | 210 | 66.44 | 85.45 | 8 | 11.01
2035 | RMPA_2_SPP_N | RMPA | SPP_N | External | Summer | B5 | 200 | 210 | 210 | 56.9 | 85.45 | 8 | 20.54
2035 | RMPA_2_SPP_N | RMPA | SPP_N | External | Summer | B6 | 300 | 210 | 210 | 56.9 | 74.29 | 8 | 9.39
2035 | RMPA_2_SPP_N | RMPA | SPP_N | External | Summer | B7 | 400 | 210 | 0 | 56.9 | 58.5 | 8 | 0
2035 | RMPA_2_SPP_N | RMPA | SPP_N | External | Summer | B8 | 500 | 210 | 0 | 56.9 | 54.25 | 8 | 0
2035 | RMPA_2_SPP_N | RMPA | SPP_N | External | Summer | B9 | 800 | 210 | 0 | 54 | 51.71 | 8 | 0
2035 | RMPA_2_SPP_N | RMPA | SPP_N | External | Summer | B10 | 1262 | 210 | 0 | 40.9 | 45.69 | 8 | 0
2035 | RMPA_2_SPP_N | RMPA | SPP_N | External | Winter | B16 | 25 | 210 | 0 | 63.7 | 64.9 | 8 | 0
2035 | RMPA_2_SPP_N | RMPA | SPP_N | External | Winter | B17 | 100 | 210 | 210 | 48.18 | 58.94 | 8 | 2.76
2035 | RMPA_2_SPP_N | RMPA | SPP_N | External | Winter | B18 | 400 | 210 | 210 | 34.51 | 57.01 | 8 | 14.5
2035 | RMPA_2_SPP_N | RMPA | SPP_N | External | Winter | B19 | 700 | 210 | 210 | 33.76 | 55.22 | 8 | 13.46
2035 | RMPA_2_SPP_N | RMPA | SPP_N | External | Winter | B20 | 935 | 210 | 210 | 28.75 | 44.22 | 8 | 7.47
2035 | SPP_N_2_RMPA | SPP_N | RMPA | External | Shoulder | B11 | 25 | 210 | 0 | 80.37 | 42.36 | 5 | 0
2035 | SPP_N_2_RMPA | SPP_N | RMPA | External | Shoulder | B12 | 200 | 210 | 0 | 58.16 | 43.15 | 5 | 0
2035 | SPP_N_2_RMPA | SPP_N | RMPA | External | Shoulder | B13 | 600 | 210 | 0 | 55.18 | 35.68 | 5 | 0
2035 | SPP_N_2_RMPA | SPP_N | RMPA | External | Shoulder | B14 | 900 | 210 | 0 | 53.97 | 31.88 | 5 | 0
2035 | SPP_N_2_RMPA | SPP_N | RMPA | External | Shoulder | B15 | 1203 | 210 | 0 | 45.07 | 29.99 | 5 | 0
2035 | SPP_N_2_RMPA | SPP_N | RMPA | External | Summer | B1 | 10 | 210 | 0 | 88.32 | 86.76 | 5 | 0
2035 | SPP_N_2_RMPA | SPP_N | RMPA | External | Summer | B2 | 25 | 210 | 0 | 87.55 | 86.75 | 5 | 0
2035 | SPP_N_2_RMPA | SPP_N | RMPA | External | Summer | B3 | 75 | 210 | 0 | 85.65 | 79.84 | 5 | 0
2035 | SPP_N_2_RMPA | SPP_N | RMPA | External | Summer | B4 | 100 | 210 | 0 | 85.45 | 66.44 | 5 | 0
2035 | SPP_N_2_RMPA | SPP_N | RMPA | External | Summer | B5 | 200 | 210 | 0 | 85.45 | 56.9 | 5 | 0
2035 | SPP_N_2_RMPA | SPP_N | RMPA | External | Summer | B6 | 300 | 210 | 0 | 74.29 | 56.9 | 5 | 0
2035 | SPP_N_2_RMPA | SPP_N | RMPA | External | Summer | B7 | 400 | 210 | 0 | 58.5 | 56.9 | 5 | 0
2035 | SPP_N_2_RMPA | SPP_N | RMPA | External | Summer | B8 | 500 | 210 | 0 | 54.25 | 56.9 | 5 | 0
2035 | SPP_N_2_RMPA | SPP_N | RMPA | External | Summer | B9 | 800 | 210 | 0 | 51.71 | 54 | 5 | 0
2035 | SPP_N_2_RMPA | SPP_N | RMPA | External | Summer | B10 | 1262 | 210 | 0 | 45.69 | 40.9 | 5 | 0
2035 | SPP_N_2_RMPA | SPP_N | RMPA | External | Winter | B16 | 25 | 210 | 0 | 64.9 | 63.7 | 5 | 0
2035 | SPP_N_2_RMPA | SPP_N | RMPA | External | Winter | B17 | 100 | 210 | 0 | 58.94 | 48.18 | 5 | 0
2035 | SPP_N_2_RMPA | SPP_N | RMPA | External | Winter | B18 | 400 | 210 | 0 | 57.01 | 34.51 | 5 | 0
2035 | SPP_N_2_RMPA | SPP_N | RMPA | External | Winter | B19 | 700 | 210 | 0 | 55.22 | 33.76 | 5 | 0
2035 | SPP_N_2_RMPA | SPP_N | RMPA | External | Winter | B20 | 935 | 210 | 0 | 44.22 | 28.75 | 5 | 0
2035 | SPP_S_2_ERCOT | SPP_S | ERCOT | External | Shoulder | B11 | 25 | 800 | 0.02 | 74.02 | 78.16 | 5 | 0
2035 | SPP_S_2_ERCOT | SPP_S | ERCOT | External | Shoulder | B12 | 200 | 800 | 0 | 53.52 | 53.32 | 5 | 0
2035 | SPP_S_2_ERCOT | SPP_S | ERCOT | External | Shoulder | B13 | 600 | 800 | 0 | 53.4 | 53.32 | 5 | 0
2035 | SPP_S_2_ERCOT | SPP_S | ERCOT | External | Shoulder | B14 | 900 | 800 | 0 | 53.4 | 53.32 | 5 | 0
2035 | SPP_S_2_ERCOT | SPP_S | ERCOT | External | Shoulder | B15 | 1203 | 800 | 0 | 45.06 | 48.96 | 5 | 0
2035 | SPP_S_2_ERCOT | SPP_S | ERCOT | External | Summer | B1 | 10 | 800 | 0.01 | 74.74 | 75.93 | 5 | 0
2035 | SPP_S_2_ERCOT | SPP_S | ERCOT | External | Summer | B2 | 25 | 800 | 0 | 74.74 | 75.93 | 5 | 0
2035 | SPP_S_2_ERCOT | SPP_S | ERCOT | External | Summer | B3 | 75 | 800 | 0 | 79.69 | 75.93 | 5 | 0
2035 | SPP_S_2_ERCOT | SPP_S | ERCOT | External | Summer | B4 | 100 | 800 | 0 | 74.74 | 75.93 | 5 | 0
2035 | SPP_S_2_ERCOT | SPP_S | ERCOT | External | Summer | B5 | 200 | 800 | 0 | 74.74 | 75.93 | 5 | 0
2035 | SPP_S_2_ERCOT | SPP_S | ERCOT | External | Summer | B6 | 300 | 800 | 0 | 74.3 | 75.93 | 5 | 0
2035 | SPP_S_2_ERCOT | SPP_S | ERCOT | External | Summer | B7 | 400 | 800 | 0 | 58.49 | 56.54 | 5 | 0
2035 | SPP_S_2_ERCOT | SPP_S | ERCOT | External | Summer | B8 | 500 | 800 | 0 | 53.56 | 51.83 | 5 | 0
2035 | SPP_S_2_ERCOT | SPP_S | ERCOT | External | Summer | B9 | 800 | 800 | 0 | 51.73 | 51.83 | 5 | 0
2035 | SPP_S_2_ERCOT | SPP_S | ERCOT | External | Summer | B10 | 1262 | 800 | 547.82 | 45.7 | 50.7 | 5 | 0
2035 | SPP_S_2_ERCOT | SPP_S | ERCOT | External | Winter | B16 | 25 | 800 | 0.03 | 57.13 | 61.62 | 5 | 0
2035 | SPP_S_2_ERCOT | SPP_S | ERCOT | External | Winter | B17 | 100 | 800 | 0 | 57 | 56.47 | 5 | 0
2035 | SPP_S_2_ERCOT | SPP_S | ERCOT | External | Winter | B18 | 400 | 800 | 0 | 57 | 56.47 | 5 | 0
2035 | SPP_S_2_ERCOT | SPP_S | ERCOT | External | Winter | B19 | 700 | 800 | 0 | 53.67 | 56.47 | 5 | 0
2035 | SPP_S_2_ERCOT | SPP_S | ERCOT | External | Winter | B20 | 935 | 800 | 399.66 | 44.23 | 49.23 | 5 | 0
2040 | AZ_NM_SNV_Coal_2_SPP_S | AZ_NM_SNV_Coal | SPP_S | External | Shoulder | B11 | 25 | 400 | 400 | 52.16 | 85.97 | 8.17 | 25.65
2040 | AZ_NM_SNV_Coal_2_SPP_S | AZ_NM_SNV_Coal | SPP_S | External | Shoulder | B12 | 200 | 400 | 400 | 41.42 | 59.39 | 8.17 | 9.8
2040 | AZ_NM_SNV_Coal_2_SPP_S | AZ_NM_SNV_Coal | SPP_S | External | Shoulder | B13 | 600 | 400 | 400 | 39.21 | 59.25 | 8.17 | 11.88
2040 | AZ_NM_SNV_Coal_2_SPP_S | AZ_NM_SNV_Coal | SPP_S | External | Shoulder | B14 | 900 | 400 | 400 | 37.91 | 56.51 | 8.17 | 10.44
2040 | AZ_NM_SNV_Coal_2_SPP_S | AZ_NM_SNV_Coal | SPP_S | External | Shoulder | B15 | 1203 | 400 | 400 | 27.24 | 45.67 | 8.17 | 10.26
2040 | AZ_NM_SNV_Coal_2_SPP_S | AZ_NM_SNV_Coal | SPP_S | External | Summer | B1 | 10 | 400 | 0 | 117.69 | 83.11 | 8.17 | 0
2040 | AZ_NM_SNV_Coal_2_SPP_S | AZ_NM_SNV_Coal | SPP_S | External | Summer | B2 | 25 | 400 | 0 | 111.16 | 83.82 | 8.17 | 0
2040 | AZ_NM_SNV_Coal_2_SPP_S | AZ_NM_SNV_Coal | SPP_S | External | Summer | B3 | 75 | 400 | 0 | 96.58 | 92.39 | 8.17 | 0
2040 | AZ_NM_SNV_Coal_2_SPP_S | AZ_NM_SNV_Coal | SPP_S | External | Summer | B4 | 100 | 400 | 0 | 86.7 | 83.82 | 8.17 | 0
2040 | AZ_NM_SNV_Coal_2_SPP_S | AZ_NM_SNV_Coal | SPP_S | External | Summer | B5 | 200 | 400 | 0 | 79.48 | 83.11 | 8.17 | 0
2040 | AZ_NM_SNV_Coal_2_SPP_S | AZ_NM_SNV_Coal | SPP_S | External | Summer | B6 | 300 | 400 | 0 | 79.25 | 80.3 | 8.17 | 0
2040 | AZ_NM_SNV_Coal_2_SPP_S | AZ_NM_SNV_Coal | SPP_S | External | Summer | B7 | 400 | 400 | 0 | 79.25 | 64.71 | 8.17 | 0
2040 | AZ_NM_SNV_Coal_2_SPP_S | AZ_NM_SNV_Coal | SPP_S | External | Summer | B8 | 500 | 400 | 0 | 79.23 | 59.36 | 8.17 | 0
2040 | AZ_NM_SNV_Coal_2_SPP_S | AZ_NM_SNV_Coal | SPP_S | External | Summer | B9 | 800 | 400 | 0 | 67.29 | 57.3 | 8.17 | 0
2040 | AZ_NM_SNV_Coal_2_SPP_S | AZ_NM_SNV_Coal | SPP_S | External | Summer | B10 | 1262 | 400 | 0 | 59.12 | 46.51 | 8.17 | 0
2040 | AZ_NM_SNV_Coal_2_SPP_S | AZ_NM_SNV_Coal | SPP_S | External | Winter | B16 | 25 | 400 | 399.99 | 52.16 | 63.42 | 8.17 | 3.09
2040 | AZ_NM_SNV_Coal_2_SPP_S | AZ_NM_SNV_Coal | SPP_S | External | Winter | B17 | 100 | 400 | 400 | 41.43 | 62.04 | 8.17 | 12.44
2040 | AZ_NM_SNV_Coal_2_SPP_S | AZ_NM_SNV_Coal | SPP_S | External | Winter | B18 | 400 | 400 | 400 | 39.21 | 61.09 | 8.17 | 13.71
2040 | AZ_NM_SNV_Coal_2_SPP_S | AZ_NM_SNV_Coal | SPP_S | External | Winter | B19 | 700 | 400 | 400 | 38.8 | 58.39 | 8.17 | 11.42
2040 | AZ_NM_SNV_Coal_2_SPP_S | AZ_NM_SNV_Coal | SPP_S | External | Winter | B20 | 935 | 400 | 400 | 27.25 | 44.41 | 8.17 | 8.99
2040 | ERCOT_2_SPP_S | ERCOT | SPP_S | External | Shoulder | B11 | 25 | 800 | 0 | 86.87 | 85.97 | 8 | 0
2040 | ERCOT_2_SPP_S | ERCOT | SPP_S | External | Shoulder | B12 | 200 | 800 | 0 | 59.18 | 59.39 | 8 | 0
2040 | ERCOT_2_SPP_S | ERCOT | SPP_S | External | Shoulder | B13 | 600 | 800 | 0 | 59.18 | 59.25 | 8 | 0
2040 | ERCOT_2_SPP_S | ERCOT | SPP_S | External | Shoulder | B14 | 900 | 800 | 0 | 59.18 | 56.51 | 8 | 0
2040 | ERCOT_2_SPP_S | ERCOT | SPP_S | External | Shoulder | B15 | 1203 | 800 | 0 | 54.19 | 45.67 | 8 | 0
2040 | ERCOT_2_SPP_S | ERCOT | SPP_S | External | Summer | B1 | 10 | 800 | 0 | 84.4 | 83.11 | 8 | 0
2040 | ERCOT_2_SPP_S | ERCOT | SPP_S | External | Summer | B2 | 25 | 800 | 0 | 84.4 | 83.82 | 8 | 0
2040 | ERCOT_2_SPP_S | ERCOT | SPP_S | External | Summer | B3 | 75 | 800 | 1.9 | 84.4 | 92.39 | 8 | 0
2040 | ERCOT_2_SPP_S | ERCOT | SPP_S | External | Summer | B4 | 100 | 800 | 0 | 84.4 | 83.82 | 8 | 0
2040 | ERCOT_2_SPP_S | ERCOT | SPP_S | External | Summer | B5 | 200 | 800 | 0 | 84.4 | 83.11 | 8 | 0
2040 | ERCOT_2_SPP_S | ERCOT | SPP_S | External | Summer | B6 | 300 | 800 | 0 | 84.4 | 80.3 | 8 | 0
2040 | ERCOT_2_SPP_S | ERCOT | SPP_S | External | Summer | B7 | 400 | 800 | 0 | 62.77 | 64.71 | 8 | 0
2040 | ERCOT_2_SPP_S | ERCOT | SPP_S | External | Summer | B8 | 500 | 800 | 0 | 57.52 | 59.36 | 8 | 0
2040 | ERCOT_2_SPP_S | ERCOT | SPP_S | External | Summer | B9 | 800 | 800 | 0 | 57.52 | 57.3 | 8 | 0
2040 | ERCOT_2_SPP_S | ERCOT | SPP_S | External | Summer | B10 | 1262 | 800 | 0 | 52.7 | 46.51 | 8 | 0
2040 | ERCOT_2_SPP_S | ERCOT | SPP_S | External | Winter | B16 | 25 | 800 | 0 | 68.4 | 63.42 | 8 | 0
2040 | ERCOT_2_SPP_S | ERCOT | SPP_S | External | Winter | B17 | 100 | 800 | 0 | 62.65 | 62.04 | 8 | 0
2040 | ERCOT_2_SPP_S | ERCOT | SPP_S | External | Winter | B18 | 400 | 800 | 0 | 62.65 | 61.09 | 8 | 0
2040 | ERCOT_2_SPP_S | ERCOT | SPP_S | External | Winter | B19 | 700 | 800 | 0 | 62.65 | 58.39 | 8 | 0
2040 | ERCOT_2_SPP_S | ERCOT | SPP_S | External | Winter | B20 | 935 | 800 | 0 | 57.29 | 44.41 | 8 | 0
2040 | MAPP_US_2_RMPA | MAPP_US | RMPA | External | Shoulder | B11 | 25 | 200 | 0 | 72.38 | 42.57 | 8 | 0
2040 | MAPP_US_2_RMPA | MAPP_US | RMPA | External | Shoulder | B12 | 200 | 200 | 0 | 52.85 | 33.35 | 8 | 0
2040 | MAPP_US_2_RMPA | MAPP_US | RMPA | External | Shoulder | B13 | 600 | 200 | 0 | 51.25 | 31.04 | 8 | 0
2040 | MAPP_US_2_RMPA | MAPP_US | RMPA | External | Shoulder | B14 | 900 | 200 | 0 | 49.5 | 31.01 | 8 | 0
2040 | MAPP_US_2_RMPA | MAPP_US | RMPA | External | Shoulder | B15 | 1203 | 200 | 0 | 37.47 | 30.15 | 8 | 0
2040 | MAPP_US_2_RMPA | MAPP_US | RMPA | External | Summer | B1 | 10 | 200 | 0.1 | 87.61 | 95.17 | 8 | 0
2040 | MAPP_US_2_RMPA | MAPP_US | RMPA | External | Summer | B2 | 25 | 200 | 0.21 | 87.25 | 95.17 | 8 | 0
2040 | MAPP_US_2_RMPA | MAPP_US | RMPA | External | Summer | B3 | 75 | 200 | 0 | 87.25 | 88.42 | 8 | 0
2040 | MAPP_US_2_RMPA | MAPP_US | RMPA | External | Summer | B4 | 100 | 200 | 0 | 87.25 | 78.53 | 8 | 0
2040 | MAPP_US_2_RMPA | MAPP_US | RMPA | External | Summer | B5 | 200 | 200 | 0 | 83.43 | 71.31 | 8 | 0
2040 | MAPP_US_2_RMPA | MAPP_US | RMPA | External | Summer | B6 | 300 | 200 | 0 | 66.28 | 62.75 | 8 | 0
2040 | MAPP_US_2_RMPA | MAPP_US | RMPA | External | Summer | B7 | 400 | 200 | 0 | 55.56 | 62.75 | 8 | 0
2040 | MAPP_US_2_RMPA | MAPP_US | RMPA | External | Summer | B8 | 500 | 200 | 200 | 45.56 | 62.75 | 8 | 9.19
2040 | MAPP_US_2_RMPA | MAPP_US | RMPA | External | Summer | B9 | 800 | 200 | 200 | 45.56 | 57.56 | 8 | 4
2040 | MAPP_US_2_RMPA | MAPP_US | RMPA | External | Summer | B10 | 1262 | 200 | 200 | 32.5 | 44.5 | 8 | 4
2040 | MAPP_US_2_RMPA | MAPP_US | RMPA | External | Winter | B16 | 25 | 200 | 0 | 61.34 | 60.34 | 8 | 0
2040 | MAPP_US_2_RMPA | MAPP_US | RMPA | External | Winter | B17 | 100 | 200 | 0 | 54.33 | 44.01 | 8 | 0
2040 | MAPP_US_2_RMPA | MAPP_US | RMPA | External | Winter | B18 | 400 | 200 | 0 | 52.59 | 31.3 | 8 | 0
2040 | MAPP_US_2_RMPA | MAPP_US | RMPA | External | Winter | B19 | 700 | 200 | 0 | 51.39 | 31.3 | 8 | 0
2040 | MAPP_US_2_RMPA | MAPP_US | RMPA | External | Winter | B20 | 935 | 200 | 0 | 36.31 | 28.29 | 8 | 0
2040 | NE_2_RMPA | NE | RMPA | External | Shoulder | B11 | 25 | 310 | 0 | 79.38 | 42.57 | 5 | 0
2040 | NE_2_RMPA | NE | RMPA | External | Shoulder | B12 | 200 | 310 | 0 | 59.85 | 33.35 | 5 | 0
2040 | NE_2_RMPA | NE | RMPA | External | Shoulder | B13 | 600 | 310 | 0 | 58.25 | 31.04 | 5 | 0
2040 | NE_2_RMPA | NE | RMPA | External | Shoulder | B14 | 900 | 310 | 0 | 56.5 | 31.01 | 5 | 0
2040 | NE_2_RMPA | NE | RMPA | External | Shoulder | B15 | 1203 | 310 | 0 | 44.47 | 30.15 | 5 | 0
2040 | NE_2_RMPA | NE | RMPA | External | Summer | B1 | 10 | 310 | 0.01 | 94.61 | 95.17 | 5 | 0
2040 | NE_2_RMPA | NE | RMPA | External | Summer | B2 | 25 | 310 | 0 | 94.25 | 95.17 | 5 | 0
2040 | NE_2_RMPA | NE | RMPA | External | Summer | B3 | 75 | 310 | 0 | 94.25 | 88.42 | 5 | 0
2040 | NE_2_RMPA | NE | RMPA | External | Summer | B4 | 100 | 310 | 0 | 94.25 | 78.53 | 5 | 0
2040 | NE_2_RMPA | NE | RMPA | External | Summer | B5 | 200 | 310 | 0 | 90.43 | 71.31 | 5 | 0
2040 | NE_2_RMPA | NE | RMPA | External | Summer | B6 | 300 | 310 | 0 | 73.28 | 62.75 | 5 | 0
2040 | NE_2_RMPA | NE | RMPA | External | Summer | B7 | 400 | 310 | 0 | 62.56 | 62.75 | 5 | 0
2040 | NE_2_RMPA | NE | RMPA | External | Summer | B8 | 500 | 310 | 310 | 52.56 | 62.75 | 5 | 5.19
2040 | NE_2_RMPA | NE | RMPA | External | Summer | B9 | 800 | 310 | 213.25 | 52.56 | 57.56 | 5 | 0
2040 | NE_2_RMPA | NE | RMPA | External | Summer | B10 | 1262 | 310 | 306.43 | 39.5 | 44.5 | 5 | 0
2040 | NE_2_RMPA | NE | RMPA | External | Winter | B16 | 25 | 310 | 0 | 68.34 | 60.34 | 5 | 0
2040 | NE_2_RMPA | NE | RMPA | External | Winter | B17 | 100 | 310 | 0 | 61.33 | 44.01 | 5 | 0
2040 | NE_2_RMPA | NE | RMPA | External | Winter | B18 | 400 | 310 | 0 | 59.59 | 31.3 | 5 | 0
2040 | NE_2_RMPA | NE | RMPA | External | Winter | B19 | 700 | 310 | 0 | 58.39 | 31.3 | 5 | 0
2040 | NE_2_RMPA | NE | RMPA | External | Winter | B20 | 935 | 310 | 0 | 43.31 | 28.29 | 5 | 0
2040 | NWPP_Coal_2_MAPP_US | NWPP_Coal | MAPP_US | External | Shoulder | B11 | 25 | 150 | 150 | 52.17 | 72.38 | 8 | 12.21
2040 | NWPP_Coal_2_MAPP_US | NWPP_Coal | MAPP_US | External | Shoulder | B12 | 200 | 150 | 0 | 52.17 | 52.85 | 8 | 0
2040 | NWPP_Coal_2_MAPP_US | NWPP_Coal | MAPP_US | External | Shoulder | B13 | 600 | 150 | 0 | 52.17 | 51.25 | 8 | 0
2040 | NWPP_Coal_2_MAPP_US | NWPP_Coal | MAPP_US | External | Shoulder | B14 | 900 | 150 | 0 | 52.17 | 49.5 | 8 | 0
2040 | NWPP_Coal_2_MAPP_US | NWPP_Coal | MAPP_US | External | Shoulder | B15 | 1203 | 150 | 0 | 52.17 | 37.47 | 8 | 0
2040 | NWPP_Coal_2_MAPP_US | NWPP_Coal | MAPP_US | External | Summer | B1 | 10 | 150 | 150 | 67.28 | 87.61 | 8 | 12.33
2040 | NWPP_Coal_2_MAPP_US | NWPP_Coal | MAPP_US | External | Summer | B2 | 25 | 150 | 150 | 67.28 | 87.25 | 8 | 11.97
2040 | NWPP_Coal_2_MAPP_US | NWPP_Coal | MAPP_US | External | Summer | B3 | 75 | 150 | 150 | 67.28 | 87.25 | 8 | 11.97
2040 | NWPP_Coal_2_MAPP_US | NWPP_Coal | MAPP_US | External | Summer | B4 | 100 | 150 | 150 | 67.28 | 87.25 | 8 | 11.97
2040 | NWPP_Coal_2_MAPP_US | NWPP_Coal | MAPP_US | External | Summer | B5 | 200 | 150 | 150 | 67.28 | 83.43 | 8 | 8.15
2040 | NWPP_Coal_2_MAPP_US | NWPP_Coal | MAPP_US | External | Summer | B6 | 300 | 150 | 0 | 67.28 | 66.28 | 8 | 0
2040 | NWPP_Coal_2_MAPP_US | NWPP_Coal | MAPP_US | External | Summer | B7 | 400 | 150 | 0 | 67.28 | 55.56 | 8 | 0
2040 | NWPP_Coal_2_MAPP_US | NWPP_Coal | MAPP_US | External | Summer | B8 | 500 | 150 | 0 | 67.28 | 45.56 | 8 | 0
2040 | NWPP_Coal_2_MAPP_US | NWPP_Coal | MAPP_US | External | Summer | B9 | 800 | 150 | 0 | 67.28 | 45.56 | 8 | 0
2040 | NWPP_Coal_2_MAPP_US | NWPP_Coal | MAPP_US | External | Summer | B10 | 1262 | 150 | 0 | 67.28 | 32.5 | 8 | 0
2040 | NWPP_Coal_2_MAPP_US | NWPP_Coal | MAPP_US | External | Winter | B16 | 25 | 150 | 149.98 | 52.17 | 61.34 | 8 | 1.17
2040 | NWPP_Coal_2_MAPP_US | NWPP_Coal | MAPP_US | External | Winter | B17 | 100 | 150 | 0 | 52.17 | 54.33 | 8 | 0
2040 | NWPP_Coal_2_MAPP_US | NWPP_Coal | MAPP_US | External | Winter | B18 | 400 | 150 | 0 | 52.17 | 52.59 | 8 | 0
2040 | NWPP_Coal_2_MAPP_US | NWPP_Coal | MAPP_US | External | Winter | B19 | 700 | 150 | 0 | 52.17 | 51.39 | 8 | 0
2040 | NWPP_Coal_2_MAPP_US | NWPP_Coal | MAPP_US | External | Winter | B20 | 935 | 150 | 0 | 52.17 | 36.31 | 8 | 0
2040 | RMPA_2_MAPP_US | RMPA | MAPP_US | External | Shoulder | B11 | 25 | 200 | 200 | 42.57 | 72.38 | 8 | 21.81
2040 | RMPA_2_MAPP_US | RMPA | MAPP_US | External | Shoulder | B12 | 200 | 200 | 200 | 33.35 | 52.85 | 8 | 11.5
2040 | RMPA_2_MAPP_US | RMPA | MAPP_US | External | Shoulder | B13 | 600 | 200 | 200 | 31.04 | 51.25 | 8 | 12.2
2040 | RMPA_2_MAPP_US | RMPA | MAPP_US | External | Shoulder | B14 | 900 | 200 | 200 | 31.01 | 49.5 | 8 | 10.49
2040 | RMPA_2_MAPP_US | RMPA | MAPP_US | External | Shoulder | B15 | 1203 | 200 | 0 | 30.15 | 37.47 | 8 | 0
2040 | RMPA_2_MAPP_US | RMPA | MAPP_US | External | Summer | B1 | 10 | 200 | 0 | 95.17 | 87.61 | 8 | 0
2040 | RMPA_2_MAPP_US | RMPA | MAPP_US | External | Summer | B2 | 25 | 200 | 0 | 95.17 | 87.25 | 8 | 0
2040 | RMPA_2_MAPP_US | RMPA | MAPP_US | External | Summer | B3 | 75 | 200 | 0 | 88.42 | 87.25 | 8 | 0
2040 | RMPA_2_MAPP_US | RMPA | MAPP_US | External | Summer | B4 | 100 | 200 | 199.99 | 78.53 | 87.25 | 8 | 0.72
2040 | RMPA_2_MAPP_US | RMPA | MAPP_US | External | Summer | B5 | 200 | 200 | 200 | 71.31 | 83.43 | 8 | 4.12
2040 | RMPA_2_MAPP_US | RMPA | MAPP_US | External | Summer | B6 | 300 | 200 | 0 | 62.75 | 66.28 | 8 | 0
2040 | RMPA_2_MAPP_US | RMPA | MAPP_US | External | Summer | B7 | 400 | 200 | 0 | 62.75 | 55.56 | 8 | 0
2040 | RMPA_2_MAPP_US | RMPA | MAPP_US | External | Summer | B8 | 500 | 200 | 0 | 62.75 | 45.56 | 8 | 0
2040 | RMPA_2_MAPP_US | RMPA | MAPP_US | External | Summer | B9 | 800 | 200 | 0 | 57.56 | 45.56 | 8 | 0
2040 | RMPA_2_MAPP_US | RMPA | MAPP_US | External | Summer | B10 | 1262 | 200 | 0 | 44.5 | 32.5 | 8 | 0
2040 | RMPA_2_MAPP_US | RMPA | MAPP_US | External | Winter | B16 | 25 | 200 | 0 | 60.34 | 61.34 | 8 | 0
2040 | RMPA_2_MAPP_US | RMPA | MAPP_US | External | Winter | B17 | 100 | 200 | 200 | 44.01 | 54.33 | 8 | 2.32
2040 | RMPA_2_MAPP_US | RMPA | MAPP_US | External | Winter | B18 | 400 | 200 | 200 | 31.3 | 52.59 | 8 | 13.29
2040 | RMPA_2_MAPP_US | RMPA | MAPP_US | External | Winter | B19 | 700 | 200 | 200 | 31.3 | 51.39 | 8 | 12.09
2040 | RMPA_2_MAPP_US | RMPA | MAPP_US | External | Winter | B20 | 935 | 200 | 199.97 | 28.29 | 36.31 | 8 | 0.02
2040 | RMPA_2_NE | RMPA | NE | External | Shoulder | B11 | 25 | 310 | 310 | 42.57 | 79.38 | 8 | 28.81
2040 | RMPA_2_NE | RMPA | NE | External | Shoulder | B12 | 200 | 310 | 310 | 33.35 | 59.85 | 8 | 18.5
2040 | RMPA_2_NE | RMPA | NE | External | Shoulder | B13 | 600 | 310 | 310 | 31.04 | 58.25 | 8 | 19.2
2040 | RMPA_2_NE | RMPA | NE | External | Shoulder | B14 | 900 | 310 | 310 | 31.01 | 56.5 | 8 | 17.49
2040 | RMPA_2_NE | RMPA | NE | External | Shoulder | B15 | 1203 | 310 | 310 | 30.15 | 44.47 | 8 | 6.32
2040 | RMPA_2_NE | RMPA | NE | External | Summer | B1 | 10 | 310 | 0 | 95.17 | 94.61 | 8 | 0
2040 | RMPA_2_NE | RMPA | NE | External | Summer | B2 | 25 | 310 | 0 | 95.17 | 94.25 | 8 | 0
2040 | RMPA_2_NE | RMPA | NE | External | Summer | B3 | 75 | 310 | 0 | 88.42 | 94.25 | 8 | 0
2040 | RMPA_2_NE | RMPA | NE | External | Summer | B4 | 100 | 310 | 310 | 78.53 | 94.25 | 8 | 7.72
2040 | RMPA_2_NE | RMPA | NE | External | Summer | B5 | 200 | 310 | 310 | 71.31 | 90.43 | 8 | 11.12
2040 | RMPA_2_NE | RMPA | NE | External | Summer | B6 | 300 | 310 | 310 | 62.75 | 73.28 | 8 | 2.54
2040 | RMPA_2_NE | RMPA | NE | External | Summer | B7 | 400 | 310 | 0 | 62.75 | 62.56 | 8 | 0
2040 | RMPA_2_NE | RMPA | NE | External | Summer | B8 | 500 | 310 | 0 | 62.75 | 52.56 | 8 | 0
2040 | RMPA_2_NE | RMPA | NE | External | Summer | B9 | 800 | 310 | 0 | 57.56 | 52.56 | 8 | 0
2040 | RMPA_2_NE | RMPA | NE | External | Summer | B10 | 1262 | 310 | 0 | 44.5 | 39.5 | 8 | 0
2040 | RMPA_2_NE | RMPA | NE | External | Winter | B16 | 25 | 310 | 206.09 | 60.34 | 68.34 | 8 | 0
2040 | RMPA_2_NE | RMPA | NE | External | Winter | B17 | 100 | 310 | 310 | 44.01 | 61.33 | 8 | 9.32
2040 | RMPA_2_NE | RMPA | NE | External | Winter | B18 | 400 | 310 | 310 | 31.3 | 59.59 | 8 | 20.29
2040 | RMPA_2_NE | RMPA | NE | External | Winter | B19 | 700 | 310 | 310 | 31.3 | 58.39 | 8 | 19.09
2040 | RMPA_2_NE | RMPA | NE | External | Winter | B20 | 935 | 310 | 310 | 28.29 | 43.31 | 8 | 7.02
2040 | RMPA_2_SPP_N | RMPA | SPP_N | External | Shoulder | B11 | 25 | 210 | 210 | 42.57 | 86.38 | 8 | 35.81
2040 | RMPA_2_SPP_N | RMPA | SPP_N | External | Shoulder | B12 | 200 | 210 | 210 | 33.35 | 60.72 | 8 | 19.37
2040 | RMPA_2_SPP_N | RMPA | SPP_N | External | Shoulder | B13 | 600 | 210 | 210 | 31.04 | 59.24 | 8 | 20.19
2040 | RMPA_2_SPP_N | RMPA | SPP_N | External | Shoulder | B14 | 900 | 210 | 210 | 31.01 | 56.51 | 8 | 17.5
2040 | RMPA_2_SPP_N | RMPA | SPP_N | External | Shoulder | B15 | 1203 | 210 | 210 | 30.15 | 45.66 | 8 | 7.51
2040 | RMPA_2_SPP_N | RMPA | SPP_N | External | Summer | B1 | 10 | 210 | 0 | 95.17 | 94.63 | 8 | 0
2040 | RMPA_2_SPP_N | RMPA | SPP_N | External | Summer | B2 | 25 | 210 | 0 | 95.17 | 94.26 | 8 | 0
2040 | RMPA_2_SPP_N | RMPA | SPP_N | External | Summer | B3 | 75 | 210 | 0 | 88.42 | 94.26 | 8 | 0
2040 | RMPA_2_SPP_N | RMPA | SPP_N | External | Summer | B4 | 100 | 210 | 210 | 78.53 | 94.26 | 8 | 7.73
2040 | RMPA_2_SPP_N | RMPA | SPP_N | External | Summer | B5 | 200 | 210 | 210 | 71.31 | 94.26 | 8 | 14.95
2040 | RMPA_2_SPP_N | RMPA | SPP_N | External | Summer | B6 | 300 | 210 | 210 | 62.75 | 80.28 | 8 | 9.54
2040 | RMPA_2_SPP_N | RMPA | SPP_N | External | Summer | B7 | 400 | 210 | 0 | 62.75 | 64.72 | 8 | 0
2040 | RMPA_2_SPP_N | RMPA | SPP_N | External | Summer | B8 | 500 | 210 | 0 | 62.75 | 59.35 | 8 | 0
2040 | RMPA_2_SPP_N | RMPA | SPP_N | External | Summer | B9 | 800 | 210 | 0 | 57.56 | 57.29 | 8 | 0
2040 | RMPA_2_SPP_N | RMPA | SPP_N | External | Summer | B10 | 1262 | 210 | 0 | 44.5 | 46.5 | 8 | 0
2040 | RMPA_2_SPP_N | RMPA | SPP_N | External | Winter | B16 | 25 | 210 | 209.99 | 60.34 | 71.29 | 8 | 2.95
2040 | RMPA_2_SPP_N | RMPA | SPP_N | External | Winter | B17 | 100 | 210 | 210 | 44.01 | 62.03 | 8 | 10.02
2040 | RMPA_2_SPP_N | RMPA | SPP_N | External | Winter | B18 | 400 | 210 | 210 | 31.3 | 61.07 | 8 | 21.78
2040 | RMPA_2_SPP_N | RMPA | SPP_N | External | Winter | B19 | 700 | 210 | 210 | 31.3 | 58.4 | 8 | 19.11
2040 | RMPA_2_SPP_N | RMPA | SPP_N | External | Winter | B20 | 935 | 210 | 210 | 28.29 | 44.4 | 8 | 8.11
2040 | SPP_N_2_RMPA | SPP_N | RMPA | External | Shoulder | B11 | 25 | 210 | 0 | 86.38 | 42.57 | 5 | 0
2040 | SPP_N_2_RMPA | SPP_N | RMPA | External | Shoulder | B12 | 200 | 210 | 0 | 60.72 | 33.35 | 5 | 0
2040 | SPP_N_2_RMPA | SPP_N | RMPA | External | Shoulder | B13 | 600 | 210 | 0 | 59.24 | 31.04 | 5 | 0
2040 | SPP_N_2_RMPA | SPP_N | RMPA | External | Shoulder | B14 | 900 | 210 | 0 | 56.51 | 31.01 | 5 | 0
2040 | SPP_N_2_RMPA | SPP_N | RMPA | External | Shoulder | B15 | 1203 | 210 | 0 | 45.66 | 30.15 | 5 | 0
2040 | SPP_N_2_RMPA | SPP_N | RMPA | External | Summer | B1 | 10 | 210 | 0.01 | 94.63 | 95.17 | 5 | 0
2040 | SPP_N_2_RMPA | SPP_N | RMPA | External | Summer | B2 | 25 | 210 | 0 | 94.26 | 95.17 | 5 | 0
2040 | SPP_N_2_RMPA | SPP_N | RMPA | External | Summer | B3 | 75 | 210 | 0 | 94.26 | 88.42 | 5 | 0
2040 | SPP_N_2_RMPA | SPP_N | RMPA | External | Summer | B4 | 100 | 210 | 0 | 94.26 | 78.53 | 5 | 0
2040 | SPP_N_2_RMPA | SPP_N | RMPA | External | Summer | B5 | 200 | 210 | 0 | 94.26 | 71.31 | 5 | 0
2040 | SPP_N_2_RMPA | SPP_N | RMPA | External | Summer | B6 | 300 | 210 | 0 | 80.28 | 62.75 | 5 | 0
2040 | SPP_N_2_RMPA | SPP_N | RMPA | External | Summer | B7 | 400 | 210 | 0 | 64.72 | 62.75 | 5 | 0
2040 | SPP_N_2_RMPA | SPP_N | RMPA | External | Summer | B8 | 500 | 210 | 0 | 59.35 | 62.75 | 5 | 0
2040 | SPP_N_2_RMPA | SPP_N | RMPA | External | Summer | B9 | 800 | 210 | 0 | 57.29 | 57.56 | 5 | 0
2040 | SPP_N_2_RMPA | SPP_N | RMPA | External | Summer | B10 | 1262 | 210 | 0 | 46.5 | 44.5 | 5 | 0
2040 | SPP_N_2_RMPA | SPP_N | RMPA | External | Winter | B16 | 25 | 210 | 0 | 71.29 | 60.34 | 5 | 0
2040 | SPP_N_2_RMPA | SPP_N | RMPA | External | Winter | B17 | 100 | 210 | 0 | 62.03 | 44.01 | 5 | 0
2040 | SPP_N_2_RMPA | SPP_N | RMPA | External | Winter | B18 | 400 | 210 | 0 | 61.07 | 31.3 | 5 | 0
2040 | SPP_N_2_RMPA | SPP_N | RMPA | External | Winter | B19 | 700 | 210 | 0 | 58.4 | 31.3 | 5 | 0
2040 | SPP_N_2_RMPA | SPP_N | RMPA | External | Winter | B20 | 935 | 210 | 0 | 44.4 | 28.29 | 5 | 0
2040 | SPP_S_2_ERCOT | SPP_S | ERCOT | External | Shoulder | B11 | 25 | 800 | 0 | 85.97 | 86.87 | 5 | 0
2040 | SPP_S_2_ERCOT | SPP_S | ERCOT | External | Shoulder | B12 | 200 | 800 | 0 | 59.39 | 59.18 | 5 | 0
2040 | SPP_S_2_ERCOT | SPP_S | ERCOT | External | Shoulder | B13 | 600 | 800 | 0 | 59.25 | 59.18 | 5 | 0
2040 | SPP_S_2_ERCOT | SPP_S | ERCOT | External | Shoulder | B14 | 900 | 800 | 0 | 56.51 | 59.18 | 5 | 0
2040 | SPP_S_2_ERCOT | SPP_S | ERCOT | External | Shoulder | B15 | 1203 | 800 | 800 | 45.67 | 54.19 | 5 | 3.52
2040 | SPP_S_2_ERCOT | SPP_S | ERCOT | External | Summer | B1 | 10 | 800 | 0.01 | 83.11 | 84.4 | 5 | 0
2040 | SPP_S_2_ERCOT | SPP_S | ERCOT | External | Summer | B2 | 25 | 800 | 0 | 83.82 | 84.4 | 5 | 0
2040 | SPP_S_2_ERCOT | SPP_S | ERCOT | External | Summer | B3 | 75 | 800 | 0 | 92.39 | 84.4 | 5 | 0
2040 | SPP_S_2_ERCOT | SPP_S | ERCOT | External | Summer | B4 | 100 | 800 | 0 | 83.82 | 84.4 | 5 | 0
2040 | SPP_S_2_ERCOT | SPP_S | ERCOT | External | Summer | B5 | 200 | 800 | 0 | 83.11 | 84.4 | 5 | 0
2040 | SPP_S_2_ERCOT | SPP_S | ERCOT | External | Summer | B6 | 300 | 800 | 0 | 80.3 | 84.4 | 5 | 0
2040 | SPP_S_2_ERCOT | SPP_S | ERCOT | External | Summer | B7 | 400 | 800 | 0 | 64.71 | 62.77 | 5 | 0
2040 | SPP_S_2_ERCOT | SPP_S | ERCOT | External | Summer | B8 | 500 | 800 | 0 | 59.36 | 57.52 | 5 | 0
2040 | SPP_S_2_ERCOT | SPP_S | ERCOT | External | Summer | B9 | 800 | 800 | 0 | 57.3 | 57.52 | 5 | 0
2040 | SPP_S_2_ERCOT | SPP_S | ERCOT | External | Summer | B10 | 1262 | 800 | 800 | 46.51 | 52.7 | 5 | 1.19
2040 | SPP_S_2_ERCOT | SPP_S | ERCOT | External | Winter | B16 | 25 | 800 | 0.92 | 63.42 | 68.4 | 5 | 0
2040 | SPP_S_2_ERCOT | SPP_S | ERCOT | External | Winter | B17 | 100 | 800 | 0 | 62.04 | 62.65 | 5 | 0
2040 | SPP_S_2_ERCOT | SPP_S | ERCOT | External | Winter | B18 | 400 | 800 | 0 | 61.09 | 62.65 | 5 | 0
2040 | SPP_S_2_ERCOT | SPP_S | ERCOT | External | Winter | B19 | 700 | 800 | 0 | 58.39 | 62.65 | 5 | 0
2040 | SPP_S_2_ERCOT | SPP_S | ERCOT | External | Winter | B20 | 935 | 800 | 800 | 44.41 | 57.29 | 5 | 7.88