## Title
Future 1 BAU, Sensitivity 10: Higher PHEV
"The results presented herein use modeling assumptions developed by EIPC, EIPC stakeholders and CRA for purposes of EIPC capacity expansion modeling. As such, these results do not necessarily reflect the opinions or views of CRA or any individual EIPC stakeholder."

## Build Summary
EI New Build Summary
EI New Builds by Type
|  | Additions |  |  | Retirements
| 2010 | 2015 | 2020 | 2030 | 2015 | 2020 | 2030 | Total
Coal | 271.9155 | 8.4766 | 0 | 0 | 67.0729 | 15.3024 | 0 | 198.0168
Nuclear | 99.849 | 2.7406 | 4.53 | 0 | 0 | 0.6145 | 1.4882 | 105.0169
CC | 132.682 | 30.4114 | 19.0491 | 37.109 | 5.3091 | 0 | 0 | 213.9424
CT | 120.329 | 4.6917 | 5.6213 | 12.0611 | 1.2268 | 0 | 0 | 141.4763
Steam Oil/Gas | 74.547 | 0 | 0 | 0 | 36.4026 | 0 | 0.08609 | 38.0583
Hydro | 44.6048 | 0 | 0 | 0 | 0 | 0 | 0 | 44.6048
On-Shore Wind | 18.707 | 22.1949 | 12.2565 | 15.6991 | 0 | 0 | 0 | 68.8575
Off-Shore Wind | 0 | 0.469 | 0 | 1.1 | 0 | 0 | 0 | 1.569
Other Renewable | 3.613 | 2.3484 | 3.2874 | 4.6332 | 0 | 0 | 0 | 13.882
New HQ/Maritimes | 0 | 0 | 0 | 0 | 0 | 0 | 0 | 0
Other | 17.054 | 0 | 0 | 0 | 0 | 0 | 0 | 17.054
Total w/o DR | 783.3013 | 71.3325 | 44.7444 | 70.6024 | 110.0115 | 15.9169 | 1.5743 | 842.4778
DR | 33.1 | -1.3177 | 17.0585 | 24.2999 | 0 | 0 | 0 | 73.1407
Total w/DR | 816.4013 | 70.0149 | 61.8029 | 94.9022 | 110.0115 | 15.9169 | 1.5743 | 915.6185
EI New Builds by Region
| EI Cumulative New Builds |  |  |  | EI Cumulative New CCs |  |  |  | EI Cumulative New On-Shore Wind |  |  |  | EI Cumulative Coal Retirements
| 2015 | 2020 | 2030 |  |  | 2015 | 2020 | 2030 |  | 2015 | 2020 | 2030 |  | 2015 | 2020 | 2030
ENT | 1350.69 | 2481.95 | 4109.73 |  | ENT | 460.4 | 1526.98 | 3007.83 | ENT | 0 | 0 | 0 | ENT | 892.9 | 892.9 | 892.9
FRCC | 4226.23 | 9288.91 | 17777.26 |  | FRCC | 1516.9 | 6579.58 | 14869.93 | FRCC | 0 | 0 | 0 | FRCC | 466 | 1335 | 1335
IESO | 5144.99 | 5144.99 | 5144.99 |  | IESO | 1263 | 1263 | 1263 | IESO | 2105.9 | 2105.9 | 2105.9 | IESO | 6416 | 6416 | 6416
MAPP_CA | 1218.59 | 1746.95 | 2433.24 |  | MAPP_CA | 916.19 | 1444.55 | 2130.84 | MAPP_CA | 302.4 | 302.4 | 302.4 | MAPP_CA | 1009.41 | 1009.41 | 1009.41
MAPP_US | 729.6 | 1268.97 | 1904.96 |  | MAPP_US | 0 | 0 | 0 | MAPP_US | 421.3 | 960.67 | 1239.1 | MAPP_US | 715.5 | 885.68 | 885.68
MISO_IN | 618 | 2746.42 | 6293.29 |  | MISO_IN | 0 | 1886.08 | 5180.26 | MISO_IN | 0 | 0 | 0 | MISO_IN | 929.9 | 1360.89 | 1360.89
MISO_MI | 2000 | 2160.26 | 2808.55 |  | MISO_MI | 0 | 0.01 | 0.02 | MISO_MI | 2000 | 2000 | 2648.27 | MISO_MI | 2723.88 | 3910.88 | 3910.88
MISO_MO-IL | 2090 | 2090 | 2313.33 |  | MISO_MO-IL | 0 | 0 | 0 | MISO_MO-IL | 300 | 300 | 300 | MISO_MO-IL | 1015.52 | 2056.68 | 2056.68
MISO_W | 2894.83 | 4902.68 | 9300.99 |  | MISO_W | 0 | 0 | 0.01 | MISO_W | 2800.5 | 4808.35 | 9134.97 | MISO_W | 1709.24 | 2928.53 | 2928.53
MISO_WUMS | 1818.9 | 8458.48 | 14014.16 |  | MISO_WUMS | 0 | 3460.3 | 3460.44 | MISO_WUMS | 968.9 | 968.9 | 968.9 | MISO_WUMS | 2574.49 | 3434.3 | 3434.3
NE | 434.1 | 434.1 | 505.78 |  | NE | 0 | 0 | 0.01 | NE | 202 | 202 | 202 | NE | 0 | 0 | 0
NEISO | 3384.16 | 6542.14 | 8828.8 |  | NEISO | 2049.5 | 2049.5 | 2049.5 | NEISO | 231.2 | 3016.51 | 5280 | NEISO | 2250.13 | 2570.13 | 2570.13
NonRTO_Midwest | 0 | 791.54 | 1533.38 |  | NonRTO_Midwest | 0 | 530.48 | 936.98 | NonRTO_Midwest | 0 | 0 | 0 | NonRTO_Midwest | 1092.84 | 1092.84 | 1092.84
NYISO_A-F | 3289.7 | 3999.5 | 4891.69 |  | NYISO_A-F | 639 | 639 | 639 | NYISO_A-F | 2476.3 | 3186.1 | 4010.36 | NYISO_A-F | 2251.9 | 2251.9 | 2251.9
NYISO_G-I | 0 | 60 | 1978.73 |  | NYISO_G-I | 0 | 0 | 1844.39 | NYISO_G-I | 0 | 60 | 60.01 | NYISO_G-I | 368.2 | 368.2 | 368.2
NYISO_J-K | 1207.4 | 1207.4 | 3800.27 |  | NYISO_J-K | 1175.4 | 1175.4 | 1175.4 | NYISO_J-K | 0 | 0 | 0 | NYISO_J-K | 0 | 0 | 0
PJM_E | 5940.05 | 6072.95 | 7172.95 |  | PJM_E | 4634.3 | 4634.3 | 4634.3 | PJM_E | 1150 | 1150 | 1150 | PJM_E | 2804 | 3371.99 | 3371.99
PJM_ROM | 2243.7 | 3961.8 | 11729.47 |  | PJM_ROM | 1678.5 | 1678.5 | 1678.5 | PJM_ROM | 479.8 | 479.8 | 7040 | PJM_ROM | 8045.48 | 8045.48 | 8045.48
PJM_ROR | 14076.1 | 14196.1 | 25953.7 |  | PJM_ROR | 3077 | 3197 | 14249.19 | PJM_ROR | 8325.7 | 8325.7 | 8517.4 | PJM_ROR | 13656.5 | 18999.94 | 18999.94
SOCO | 5151.9 | 7538.9 | 11806.93 |  | SOCO | 5026.9 | 5213.9 | 9374.53 | SOCO | 0 | 0 | 0 | SOCO | 8952.36 | 8952.36 | 8952.36
SPP_N | 465.04 | 2403.54 | 4037.75 |  | SPP_N | 0 | 1938.49 | 2216.14 | SPP_N | 0 | 0.01 | 450 | SPP_N | 0 | 374.59 | 374.59
SPP_S | 1830.99 | 5277.06 | 7607.38 |  | SPP_S | 0 | 490.99 | 2570.18 | SPP_S | 430 | 3085.08 | 3241.19 | SPP_S | 1585.99 | 1585.99 | 1585.99
TVA | 3115.89 | 6896.25 | 8817.49 |  | TVA | 1418 | 3317.37 | 3955.74 | TVA | 0 | 0 | 0 | TVA | 3787.73 | 4528.72 | 4528.72
VACAR | 8101.65 | 16406 | 21914.41 |  | VACAR | 6556.29 | 8435.07 | 11333.32 | VACAR | 0.9 | 3500 | 3500 | VACAR | 3824.96 | 6002.94 | 6002.94
| 71332.51 | 116076.89 | 186679.23 |  |  | 30411.38 | 49460.5 | 86569.51 |  | 22194.9 | 34451.42 | 50150.5 |  | 67072.93 | 82375.35 | 82375.35

## Generation
#1 | Total Generation (GWh)
Total Generation by Reporting Type: Entergy
ReportingType | 2015 | 2020 | 2025 | 2030 | 2035 | 2040
BM | 0 | 0 | 0 | 0 | 0 | 0
CC | 67424.43 | 89408.27 | 83097.59 | 88043.32 | 101613.52 | 103012.16
CSP | 0 | 0 | 0 | 0 | 0 | 0
CT | 0 | 0 | 0 | 0 | 0 | 0
Coal | 60721.89 | 48061.16 | 58509 | 60276.31 | 60276.32 | 60276.34
Geo | 0 | 0 | 0 | 0 | 0 | 0
H | 153 | 153 | 153 | 153 | 153 | 153
LFG | 63.07 | 63.07 | 909.81 | 909.81 | 909.81 | 909.81
Nuc | 42234.08 | 42234.08 | 42234.08 | 42234.08 | 35675.42 | 27909.39
PS | 25.67 | 25.67 | 27.14 | 44.84 | 27.14 | 27.14
PV | 0.57 | 125.22 | 193.82 | 201.4 | 209.8 | 218.62
PeakG | 0 | 0 | 39.97 | 15.23 | 0 | 0
PeakO | 0 | 0 | 0 | 0 | 0 | 0
ST | 0 | 0 | 0 | 0 | 0 | 0
STOG | 1297.26 | 1435.16 | 1429.67 | 1418.61 | 1446.7 | 1339.53
STWD | 0 | 0 | 0 | 0 | 0 | 46.66
WT | 315.27 | 315.27 | 315.27 | 315.28 | 315.28 | 315.28
IGCC | 0 | 0 | 0 | 0 | 0 | 0
DemandResponse | 0 | 0 | 0 | 0 | 0 | 0
IGCC-CCS | 0 | 0 | 0 | 0 | 0 | 0
WT_off | 0 | 0 | 0 | 0 | 0 | 0
PseudoUnit | 0 | 0 | 0 | 0 | 0 | 0
FixedInterchange | 0 | 0 | 0 | 0 | 0 | 0
Total Generation by Reporting Type: FRCC
ReportingType | 2015 | 2020 | 2025 | 2030 | 2035 | 2040
BM | 0 | 0 | 0 | 0 | 0 | 0
CC | 151711.41 | 174365.78 | 186578.7 | 210015.15 | 245639.55 | 284784.79
CSP | 0 | 0 | 0 | 0 | 0 | 0
CT | 918.36 | 1007.7 | 1000.77 | 728.36 | 357.7 | 103.46
Coal | 54038.42 | 52067.77 | 58140.2 | 58970.79 | 60270.38 | 60270.39
Geo | 0 | 0 | 0 | 0 | 0 | 0
H | 27.85 | 27.85 | 27.85 | 27.85 | 27.85 | 27.85
LFG | 3831.62 | 3831.62 | 5392.66 | 5392.66 | 5392.66 | 5392.66
Nuc | 32180.57 | 32180.57 | 32180.57 | 32180.57 | 19598.11 | 6535.31
PS | 0 | 0 | 0 | 0 | 0 | 0
PV | 134.03 | 134.03 | 134.03 | 134.03 | 134.03 | 134.03
PeakG | 436.73 | 399.89 | 471.92 | 186.33 | 92.96 | 55.23
PeakO | 0 | 0 | 0 | 0 | 0 | 0
ST | 0 | 0 | 0 | 0 | 0 | 0
STOG | 3607.6 | 3089.92 | 3058.07 | 2495.13 | 1726.18 | 1401.11
STWD | 0 | 51.54 | 79.27 | 131.92 | 131.4 | 79.27
WT | 0 | 0 | 0 | 0 | 0 | 0
IGCC | 0 | 0 | 0 | 0 | 0 | 0
DemandResponse | 0 | 0 | 0 | 0 | 0 | 0
IGCC-CCS | 0 | 0 | 0 | 0 | 0 | 0
WT_off | 0 | 0 | 0 | 0 | 0 | 0
PseudoUnit | 0 | 0 | 0 | 0 | 0 | 0
FixedInterchange | 0 | 0 | 0 | 0 | 0 | 0
Total Generation by Reporting Type: MAPP_US
ReportingType | 2015 | 2020 | 2025 | 2030 | 2035 | 2040
BM | 0 | 0 | 0 | 0 | 0 | 0
CC | 202.17 | 257.22 | 269.4 | 363.15 | 277.27 | 257.24
CSP | 0 | 0 | 0 | 0 | 0 | 0
CT | 0 | 0 | 0 | 0 | 0 | 0
Coal | 20297.32 | 19654.33 | 19820.44 | 19914.24 | 19933.38 | 21262.54
Geo | 354.6 | 354.6 | 354.6 | 354.6 | 354.6 | 354.6
H | 10150.02 | 10150.02 | 10150.02 | 10150.02 | 10150.02 | 10150.02
LFG | 15.77 | 15.77 | 580.79 | 580.79 | 580.79 | 580.79
Nuc | 0 | 0 | 0 | 0 | 0 | 0
PS | 0 | 0 | 0 | 0 | 0 | 0
PV | 0 | 0 | 0 | 0 | 0 | 0
PeakG | 37.54 | 70.98 | 90.12 | 139.9 | 186.68 | 97.13
PeakO | 0 | 0 | 0 | 0 | 0 | 0
ST | 0 | 0 | 0 | 0 | 0 | 0
STOG | 0 | 0 | 0 | 0 | 0 | 0
STWD | 0 | 0 | 0 | 0 | 0 | 0
WT | 5908.78 | 7795.38 | 8410.64 | 8769.24 | 9140.36 | 9529.45
IGCC | 0 | 0 | 0 | 0 | 0 | 0
DemandResponse | 0 | 0 | 0 | 0 | 0 | 0
IGCC-CCS | 0 | 0 | 0 | 0 | 0 | 0
WT_off | 0 | 0 | 0 | 0 | 0 | 0
PseudoUnit | 0 | 0 | 0 | 0 | 0 | 0
FixedInterchange | 0 | 0 | 0 | 0 | 0 | 0
Total Generation by Reporting Type: MISO_IN
ReportingType | 2015 | 2020 | 2025 | 2030 | 2035 | 2040
BM | 0 | 0 | 0 | 0 | 0 | 0
CC | 4359.41 | 21603.5 | 24658.88 | 36026.47 | 48166.89 | 46016.03
CSP | 0 | 0 | 0 | 0 | 0 | 0
CT | 0 | 0 | 0 | 0 | 0 | 0
Coal | 86164.33 | 86693.33 | 92057.25 | 93781.14 | 97596.99 | 98667.84
Geo | 0 | 0 | 0 | 0 | 0 | 0
H | 417.2 | 417.2 | 417.2 | 417.2 | 417.2 | 417.2
LFG | 291.71 | 291.71 | 291.71 | 923.41 | 923.41 | 923.41
Nuc | 0 | 0 | 0 | 0 | 0 | 0.02
PS | 0 | 0 | 0 | 0 | 0 | 0
PV | 0 | 403.35 | 661.92 | 690.57 | 719.84 | 750.62
PeakG | 7.66 | 25.81 | 61.46 | 47.35 | 22.06 | 34.37
PeakO | 0 | 0 | 0 | 0 | 0 | 0
ST | 0 | 0 | 0 | 0 | 0 | 0
STOG | 54.68 | 54.68 | 106.75 | 54.68 | 76.65 | 61.18
STWD | 0 | 0 | 0 | 0 | 0 | 0
WT | 1553.06 | 1553.06 | 1553.06 | 1553.06 | 1553.06 | 1553.06
IGCC | 4427.31 | 4427.31 | 4427.31 | 4427.31 | 4427.31 | 4427.31
DemandResponse | 0 | 0 | 0 | 0 | 0 | 0
IGCC-CCS | 0 | 0 | 0 | 0 | 0 | 0
WT_off | 0 | 0 | 0 | 0 | 0 | 0
PseudoUnit | 0 | 0 | 0 | 0 | 0 | 0
FixedInterchange | 0 | 0 | 0 | 0 | 0 | 0
Total Generation by Reporting Type: MISO_MI
ReportingType | 2015 | 2020 | 2025 | 2030 | 2035 | 2040
BM | 0 | 0 | 0 | 0 | 0 | 0
CC | 15826.85 | 14859.77 | 11383.45 | 7696.82 | 10167.34 | 8006.88
CSP | 0 | 0 | 0 | 0 | 0 | 0
CT | 0 | 0 | 0 | 0 | 0 | 0
Coal | 51416.18 | 43803.13 | 47579.39 | 49222.56 | 50758.5 | 50758.52
Geo | 0 | 0 | 0 | 0 | 0 | 0
H | 410 | 410 | 410 | 410 | 410 | 410
LFG | 1285.09 | 2548.5 | 2548.5 | 2548.5 | 2548.5 | 2548.5
Nuc | 14714.16 | 14714.16 | 14714.16 | 14714.16 | 8654.01 | 8654.01
PS | 814.32 | 855.13 | 1422.72 | 1422.72 | 1372.79 | 861.12
PV | 0 | 0 | 0 | 0 | 0 | 0
PeakG | 23.23 | 29.96 | 104.85 | 104.85 | 95.59 | 0.01
PeakO | 0 | 0 | 0 | 0 | 0 | 0
ST | 0 | 0 | 0 | 0 | 0 | 0
STOG | 373.61 | 534.35 | 540.49 | 540.49 | 597.46 | 540.49
STWD | 144.53 | 511.48 | 482.38 | 957.17 | 722 | 839.81
WT | 5161.16 | 5161.16 | 6773.47 | 6887.59 | 7724.84 | 8249.31
IGCC | 0 | 0 | 0 | 0 | 0 | 0
DemandResponse | 0 | 0 | 0 | 0 | 0 | 0
IGCC-CCS | 0 | 0 | 0 | 0 | 0 | 0
WT_off | 0 | 0 | 0 | 0 | 0 | 0
PseudoUnit | 0 | 0 | 0 | 0 | 0 | 0
FixedInterchange | 0 | 0 | 0 | 0 | 0 | 0
Total Generation by Reporting Type: MISO_MO-IL
ReportingType | 2015 | 2020 | 2025 | 2030 | 2035 | 2040
BM | 0 | 0 | 0 | 0 | 0 | 0
CC | 3111.58 | 4746.5 | 2493.36 | 2445.37 | 2704.53 | 1671.2
CSP | 0 | 0 | 0 | 0 | 0 | 0
CT | 0 | 0 | 0 | 0 | 0 | 0
Coal | 100681.36 | 81388.78 | 91242.52 | 97278.87 | 100725.93 | 100725.94
Geo | 0 | 0 | 0 | 0 | 0 | 0
H | 1317.1 | 1317.1 | 1317.1 | 1317.1 | 1317.1 | 1317.1
LFG | 141.91 | 141.91 | 1902.67 | 1902.67 | 1902.67 | 1902.67
Nuc | 17393.71 | 17393.71 | 17393.71 | 17393.71 | 17393.71 | 17393.71
PS | 197.47 | 202.4 | 334.4 | 334.4 | 374.54 | 334.4
PV | 0 | 0 | 0 | 0 | 0 | 0
PeakG | 159.01 | 194.56 | 247.4 | 288.12 | 441.61 | 441.61
PeakO | 0 | 0 | 0 | 0 | 0 | 0
ST | 0 | 0 | 0 | 0 | 0 | 0
STOG | 57.9 | 108.35 | 110.52 | 57.9 | 57.9 | 18.42
STWD | 0 | 0 | 0 | 0 | 0 | 0
WT | 2075.16 | 2075.16 | 2075.16 | 2075.16 | 2075.16 | 2075.16
IGCC | 0 | 0 | 0 | 0 | 0 | 0
DemandResponse | 0 | 0 | 0 | 0 | 0 | 0
IGCC-CCS | 0 | 0 | 0 | 0 | 0 | 0
WT_off | 0 | 0 | 0 | 0 | 0 | 0
PseudoUnit | 0 | 0 | 0 | 0 | 0 | 0
FixedInterchange | 0 | 0 | 0 | 0 | 0 | 0
Total Generation by Reporting Type: MISO_W
ReportingType | 2015 | 2020 | 2025 | 2030 | 2035 | 2040
BM | 0 | 0 | 0 | 0 | 0 | 0
CC | 10809.8 | 9798.51 | 6318.42 | 5340.05 | 6161.71 | 2867.86
CSP | 0 | 0 | 0 | 0 | 0 | 0
CT | 0 | 0 | 0 | 0 | 0 | 0
Coal | 89182.98 | 79763.81 | 81071.17 | 81424.43 | 87807.24 | 141202.57
Geo | 0 | 0 | 0 | 0 | 0 | 0
H | 1643.74 | 1643.74 | 1643.74 | 1643.74 | 1643.74 | 1643.74
LFG | 1616.22 | 1616.22 | 2181.24 | 2181.24 | 2181.24 | 2181.24
Nuc | 18393.35 | 18393.35 | 18393.35 | 18393.35 | 0.78 | 0.78
PS | 0 | 0 | 0 | 0 | 0 | 0
PV | 0 | 0 | 0 | 0 | 0 | 0
PeakG | 330 | 205.6 | 251.58 | 273.97 | 1000.14 | 76.13
PeakO | 0 | 0 | 0 | 0 | 0 | 0
ST | 0 | 0 | 0 | 0 | 0 | 0
STOG | 27.24 | 7.64 | 4.84 | 0.63 | 12.67 | 0
STWD | 0 | 127.24 | 127.24 | 127.24 | 211.73 | 127.24
WT | 27590.66 | 34218.38 | 44719.84 | 48500.17 | 50839.07 | 53485.68
IGCC | 0 | 0 | 0 | 0 | 0 | 0
DemandResponse | 0 | 0 | 0 | 0 | 0 | 0
IGCC-CCS | 0 | 0 | 0 | 0 | 0 | 0
WT_off | 0 | 0 | 0 | 0 | 0 | 0
PseudoUnit | 0 | 0 | 0 | 0 | 0 | 0
FixedInterchange | 0 | 0 | 0 | 0 | 0 | 0
Total Generation by Reporting Type: MISO_WUMS
ReportingType | 2015 | 2020 | 2025 | 2030 | 2035 | 2040
BM | 0 | 0 | 0 | 0 | 0 | 0
CC | 17549.12 | 40689.35 | 35598.92 | 31811.94 | 46350.57 | 37063.89
CSP | 0 | 0 | 0 | 0 | 0 | 0
CT | 0 | 133.55 | 270.98 | 287 | 709.01 | 760.76
Coal | 25277.66 | 23744.73 | 28356.94 | 32395.5 | 34686.97 | 34686.98
Geo | 0 | 0 | 0 | 0 | 0 | 0
H | 1018.41 | 1018.41 | 1018.41 | 1018.41 | 1018.41 | 1018.41
LFG | 559.76 | 559.77 | 2320.52 | 2320.52 | 2320.52 | 2320.52
Nuc | 14153.33 | 14153.33 | 14153.33 | 14153.33 | 0.78 | 0.78
PS | 0 | 0 | 0 | 0 | 0 | 0
PV | 0 | 0 | 0 | 0 | 0 | 0
PeakG | 26.97 | 0 | 0 | 0 | 0 | 0
PeakO | 0 | 0 | 0 | 0 | 0 | 0
ST | 0 | 0 | 0 | 0 | 0 | 0
STOG | 5.41 | 0 | 0 | 0 | 0 | 0
STWD | 0 | 22.21 | 41.11 | 42.68 | 42.68 | 42.69
WT | 4109.61 | 4109.61 | 4109.61 | 4109.61 | 4109.61 | 4109.61
IGCC | 0 | 0 | 0 | 0 | 0 | 0
DemandResponse | 0 | 0 | 0 | 0 | 0 | 0
IGCC-CCS | 0 | 0 | 0 | 0 | 0 | 0
WT_off | 0 | 0 | 0 | 0 | 0 | 0
PseudoUnit | 0 | 0 | 0 | 0 | 0 | 0
FixedInterchange | 0 | 0 | 0 | 0 | 0 | 0
Total Generation by Reporting Type: Nebraska
ReportingType | 2015 | 2020 | 2025 | 2030 | 2035 | 2040
BM | 0 | 0 | 0 | 0 | 0 | 0
CC | 680.19 | 454.74 | 454.75 | 454.77 | 320.3 | 284.64
CSP | 0 | 0 | 0 | 0 | 0 | 0
CT | 0 | 0 | 0 | 0 | 0 | 0
Coal | 30719.51 | 30424.37 | 30424.37 | 30424.37 | 49373.37 | 52597.42
Geo | 0 | 0 | 0 | 0 | 0 | 0
H | 591 | 591 | 591 | 591 | 591 | 591
LFG | 47.3 | 47.3 | 612.32 | 612.32 | 612.32 | 612.32
Nuc | 9752.32 | 9752.32 | 9752.32 | 9752.32 | 1.56 | 1.56
PS | 0 | 0 | 0 | 0 | 0 | 0
PV | 0 | 0 | 0 | 0 | 0 | 0
PeakG | 83.82 | 99.34 | 132.7 | 174.48 | 129.71 | 24.34
PeakO | 0 | 0 | 0 | 0 | 0 | 0
ST | 0 | 0 | 0 | 0 | 0 | 0
STOG | 0.03 | 0.03 | 0.03 | 0.04 | 0.03 | 0.01
STWD | 0 | 0 | 0 | 0 | 0 | 0
WT | 1220.72 | 1220.72 | 1220.72 | 1220.72 | 1220.72 | 1220.72
IGCC | 0 | 0 | 0 | 0 | 0 | 0
DemandResponse | 0 | 0 | 0 | 0 | 0 | 0
IGCC-CCS | 0 | 0 | 0 | 0 | 0 | 0
WT_off | 0 | 0 | 0 | 0 | 0 | 0
PseudoUnit | 0 | 0 | 0 | 0 | 0 | 0
FixedInterchange | 0 | 0 | 0 | 0 | 0 | 0
Total Generation by Reporting Type: NEISO
ReportingType | 2015 | 2020 | 2025 | 2030 | 2035 | 2040
BM | 1882.96 | 1882.95 | 548.55 | 551.16 | 597.66 | 597.67
CC | 45580.96 | 37383.29 | 38981.68 | 44252.38 | 57678.06 | 68462.65
CSP | 0 | 0 | 0 | 0 | 0 | 0
CT | 1.8 | 10.92 | 6.92 | 10.92 | 83.14 | 127.71
Coal | 32.28 | 0.01 | 0.01 | 0.02 | 0.02 | 0.02
Geo | 0 | 0 | 0 | 0 | 0 | 0
H | 12289.94 | 12289.94 | 12289.94 | 12289.94 | 12289.94 | 12289.94
LFG | 4582.65 | 5029.2 | 5132.48 | 5132.48 | 5132.48 | 5132.48
Nuc | 36181.73 | 36181.73 | 36181.73 | 36181.73 | 26141.23 | 19310.53
PS | 58.59 | 170.12 | 184.14 | 184.14 | 309.96 | 556.99
PV | 5.26 | 558.94 | 564.39 | 576.59 | 587.51 | 599.17
PeakG | 25.56 | 38.51 | 38.51 | 38.51 | 102.4 | 93.73
PeakO | 0 | 0 | 0 | 0 | 0 | 0
ST | 0 | 0 | 0 | 0 | 0 | 0
STOG | 0 | 0 | 0 | 0 | 0 | 0
STWD | 4040.92 | 1246.49 | 85.13 | 1127.23 | 580.31 | 586.97
WT | 1283.3 | 9515.38 | 15645.83 | 16205.23 | 16205.23 | 16205.23
IGCC | 0 | 0 | 0 | 0 | 0 | 0
DemandResponse | 0 | 0 | 0 | 0 | 0 | 0
IGCC-CCS | 0 | 0 | 0 | 0 | 0 | 0
WT_off | 1870.13 | 1870.13 | 1870.13 | 1870.13 | 0.01 | 0.01
PseudoUnit | 0 | 0 | 0 | 0 | 0 | 0
FixedInterchange | 0 | 0 | 0 | 0 | 0 | 0
Total Generation by Reporting Type: NonRTO_Midwest
ReportingType | 2015 | 2020 | 2025 | 2030 | 2035 | 2040
BM | 0 | 0 | 0 | 0 | 0 | 0
CC | 0 | 2407.78 | 2697.58 | 3286.38 | 3449.24 | 4710.08
CSP | 0 | 0 | 0 | 0 | 0 | 0
CT | 0 | 51.21 | 51.21 | 85.56 | 285.65 | 387.59
Coal | 61219.71 | 63360.16 | 64934.02 | 65947.56 | 68639.01 | 69519.39
Geo | 0 | 0 | 0 | 0 | 0 | 0
H | 457.8 | 457.8 | 457.8 | 457.8 | 457.8 | 457.8
LFG | 110.38 | 110.38 | 110.38 | 1373.79 | 1373.79 | 1373.79
Nuc | 0 | 0 | 0 | 0 | 0 | 0.04
PS | 0 | 0 | 0 | 0 | 0 | 0
PV | 0 | 0 | 0 | 0 | 0 | 0
PeakG | 154.13 | 192.45 | 232.6 | 240.92 | 276.15 | 249.37
PeakO | 0 | 0 | 0 | 0 | 0 | 0
ST | 0 | 0 | 0 | 0 | 0 | 0
STOG | 0 | 0 | 0 | 0 | 0 | 0
STWD | 0 | 0 | 0 | 0 | 0 | 0
WT | 151.43 | 151.43 | 151.43 | 151.43 | 151.43 | 151.43
IGCC | 0 | 0 | 0 | 0 | 0 | 0
DemandResponse | 0 | 0 | 0 | 0 | 0 | 0
IGCC-CCS | 0 | 0 | 0 | 0 | 0 | 0
WT_off | 0 | 0 | 0 | 0 | 0 | 0
PseudoUnit | 0 | 0 | 0 | 0 | 0 | 0
FixedInterchange | 0 | 0 | 0 | 0 | 0 | 0
Total Generation by Reporting Type: NYISO_A-F
ReportingType | 2015 | 2020 | 2025 | 2030 | 2035 | 2040
BM | 0 | 0 | 0 | 0 | 0 | 0
CC | 7025.72 | 10677.65 | 12697.72 | 14677.27 | 11914.93 | 14839.23
CSP | 0 | 0 | 0 | 0 | 0 | 0
CT | 0 | 0 | 0 | 0 | 0 | 0
Coal | 0.02 | 0.02 | 0.03 | 0.03 | 0.03 | 0.03
Geo | 0 | 0 | 0 | 0 | 0 | 0
H | 27149.99 | 27149.99 | 27149.99 | 27149.99 | 27149.99 | 27149.99
LFG | 1359.2 | 1359.2 | 1630.91 | 1894.79 | 1894.79 | 1894.79
Nuc | 26211.3 | 26211.3 | 26211.3 | 21372.53 | 16850.79 | 10212.67
PS | 16.34 | 49.42 | 132.94 | 155.03 | 161.62 | 201.96
PV | 0 | 0 | 0 | 0 | 0 | 0
PeakG | 0 | 0 | 6.58 | 6.58 | 11.28 | 9.4
PeakO | 0 | 0 | 0 | 0 | 0 | 0
ST | 0 | 0 | 0 | 0 | 0 | 0
STOG | 0 | 0 | 0 | 0 | 0 | 0
STWD | 0 | 0 | 0 | 0 | 0 | 1.93
WT | 10101.82 | 11933.66 | 11933.66 | 13963.36 | 16976.99 | 17657.6
IGCC | 0 | 0 | 0 | 0 | 0 | 0
DemandResponse | 0 | 0 | 0 | 0 | 0 | 0
IGCC-CCS | 0 | 0 | 0 | 0 | 0 | 0
WT_off | 0 | 0 | 0 | 0 | 0 | 0
PseudoUnit | 0 | 0 | 0 | 0 | 0 | 0
FixedInterchange | 0 | 0 | 0 | 0 | 0 | 0
Total Generation by Reporting Type: NYISO_G-I
ReportingType | 2015 | 2020 | 2025 | 2030 | 2035 | 2040
BM | 0 | 0 | 0 | 0 | 0 | 0
CC | 6778.71 | 8619.91 | 14415.16 | 22078.35 | 49828.17 | 65521.44
CSP | 0 | 0 | 0 | 0 | 0 | 0
CT | 0 | 0 | 0 | 0 | 0 | 0
Coal | 0.01 | 0 | 0 | 0.01 | 0.01 | 0.01
Geo | 0 | 0 | 0 | 0 | 0 | 0
H | 266.56 | 266.56 | 266.56 | 266.56 | 266.56 | 266.56
LFG | 504.58 | 504.58 | 1090.62 | 1090.62 | 1090.62 | 1090.62
Nuc | 15929.31 | 15929.31 | 15929.31 | 15929.31 | 7987.24 | 3.12
PS | 0 | 0 | 0 | 0 | 0 | 0
PV | 0 | 0 | 0 | 0 | 0 | 0
PeakG | 0.01 | 0.04 | 0.04 | 0.04 | 0.04 | 0.03
PeakO | 0 | 0 | 0 | 0 | 0 | 0
ST | 0 | 0 | 0 | 0 | 0 | 0
STOG | 0 | 0 | 0 | 0 | 0 | 0
STWD | 0 | 0 | 0 | 0 | 0 | 0
WT | 0 | 178.23 | 178.23 | 178.25 | 178.25 | 178.25
IGCC | 0 | 0 | 0 | 0 | 0 | 0
DemandResponse | 0 | 0 | 0 | 0 | 0 | 0
IGCC-CCS | 0 | 0 | 0 | 0 | 0 | 0
WT_off | 0 | 0 | 0 | 0 | 0 | 0
PseudoUnit | 0 | 0 | 0 | 0 | 0 | 0
FixedInterchange | 0 | 0 | 0 | 0 | 0 | 0
Total Generation by Reporting Type: NYISO_J-K
ReportingType | 2015 | 2020 | 2025 | 2030 | 2035 | 2040
BM | 0 | 0 | 0 | 0 | 0 | 0
CC | 24863.06 | 31156.15 | 31466.88 | 31384.37 | 32205.65 | 35225.24
CSP | 0 | 0 | 0 | 0 | 0 | 0
CT | 0 | 0 | 25.52 | 82.34 | 147.9 | 263.46
Coal | 0 | 0 | 0 | 0 | 0 | 0
Geo | 0 | 0 | 0 | 0 | 0 | 0
H | 0 | 0 | 0 | 0 | 0 | 0
LFG | 977.62 | 977.62 | 977.62 | 1563.66 | 1563.66 | 1563.66
Nuc | 0 | 0 | 0 | 0 | 0 | 0
PS | 0 | 0 | 0 | 0 | 0 | 0
PV | 53.26 | 53.26 | 53.26 | 53.26 | 0 | 0
PeakG | 44.29 | 129.9 | 167.3 | 173.79 | 319.41 | 335.47
PeakO | 0 | 0 | 0 | 0 | 0 | 0
ST | 0 | 0 | 0 | 0 | 0 | 0
STOG | 1165.06 | 2226.46 | 2550.71 | 2826.86 | 3929.33 | 4688.25
STWD | 0 | 0 | 0 | 0 | 0 | 0
WT | 0 | 0 | 0 | 0 | 0 | 0
IGCC | 0 | 0 | 0 | 0 | 0 | 0
DemandResponse | 0 | 0 | 0 | 0 | 0 | 0
IGCC-CCS | 0 | 0 | 0 | 0 | 0 | 0
WT_off | 0 | 0 | 0 | 0 | 0 | 0
PseudoUnit | 0 | 0 | 0 | 0 | 0 | 0
FixedInterchange | 0 | 0 | 0 | 0 | 0 | 0
Total Generation by Reporting Type: PJM_E
ReportingType | 2015 | 2020 | 2025 | 2030 | 2035 | 2040
BM | 147.64 | 223.98 | 223.98 | 223.98 | 223.98 | 223.98
CC | 25590.52 | 47735.33 | 46835.72 | 32445.01 | 48458.98 | 50785.29
CSP | 0 | 0 | 0 | 0 | 0 | 0
CT | 0 | 0.86 | 0.86 | 2.69 | 268.3 | 270.15
Coal | 446.34 | 585.21 | 817.96 | 1015.01 | 2191.38 | 2496.93
Geo | 0 | 0 | 0 | 0 | 0 | 0
H | 1839.28 | 1839.28 | 1839.28 | 1839.28 | 1839.28 | 1839.28
LFG | 3714.15 | 4761.94 | 4761.94 | 4761.94 | 4761.94 | 4761.94
Nuc | 66287.73 | 61501.14 | 61501.14 | 61501.14 | 44177.54 | 35032.79
PS | 160.08 | 184 | 304 | 184.02 | 184.08 | 179.13
PV | 102.4 | 102.4 | 102.4 | 102.4 | 102.4 | 102.4
PeakG | 0 | 80.26 | 481.53 | 481.53 | 481.54 | 252.23
PeakO | 0 | 0 | 0 | 0 | 0 | 0
ST | 0 | 0 | 0 | 0 | 0 | 0
STOG | 85.43 | 512.56 | 649.5 | 512.57 | 1048.71 | 573.59
STWD | 0 | 0 | 0 | 0 | 0 | 0
WT | 2143.36 | 2143.36 | 2143.36 | 2143.36 | 2143.36 | 2143.36
IGCC | 0 | 0 | 0 | 0 | 0 | 0
DemandResponse | 0 | 0 | 0 | 0 | 0 | 0
IGCC-CCS | 0 | 0 | 0 | 0 | 0 | 0
WT_off | 0 | 0 | 3990.53 | 3990.53 | 3990.53 | 3990.53
PseudoUnit | 0 | 0 | 0 | 0 | 0 | 0
FixedInterchange | 0 | 0 | 0 | 0 | 0 | 0
Total Generation by Reporting Type: PJM_ROM
ReportingType | 2015 | 2020 | 2025 | 2030 | 2035 | 2040
BM | 84.73 | 134.39 | 134.39 | 134.39 | 134.39 | 134.39
CC | 15912.86 | 25143.58 | 22545.19 | 20116.31 | 47258.94 | 166125.19
CSP | 0 | 0 | 0 | 0 | 0 | 0
CT | 0 | 0.52 | 3.14 | 1.64 | 3.14 | 1.65
Coal | 51731.91 | 58307.97 | 59233.49 | 62700.7 | 62700.71 | 62700.71
Geo | 0 | 0 | 0 | 0 | 0 | 0
H | 3645.46 | 3645.46 | 3645.46 | 3645.46 | 3645.46 | 3645.46
LFG | 2813.8 | 4903.85 | 4903.85 | 4903.85 | 4903.85 | 4903.85
Nuc | 39227.38 | 39227.38 | 39227.38 | 39227.38 | 25736.15 | 18733.49
PS | 620.3 | 695.98 | 1149.88 | 696.01 | 696.16 | 799.93
PV | 10.51 | 2556.17 | 4189.34 | 4671.66 | 4909.6 | 5160.22
PeakG | 0 | 24.46 | 48.51 | 48.51 | 152.46 | 48.51
PeakO | 0 | 0 | 0 | 0 | 0 | 0
ST | 0 | 0 | 0 | 0 | 0 | 0
STOG | 691.59 | 990.63 | 1404.73 | 1436.04 | 1491.67 | 1432.57
STWD | 219.66 | 490.56 | 490.56 | 490.56 | 490.56 | 490.56
WT | 3032.09 | 3032.09 | 4910.74 | 17226.13 | 17226.13 | 17226.13
IGCC | 0 | 0 | 0 | 0 | 0 | 0
DemandResponse | 0 | 0 | 0 | 0 | 0 | 0
IGCC-CCS | 0 | 0 | 0 | 0 | 0 | 0
WT_off | 0 | 0 | 0 | 0 | 0 | 0
PseudoUnit | 0 | 0 | 0 | 0 | 0 | 0
FixedInterchange | 0 | 0 | 0 | 0 | 0 | 0
Total Generation by Reporting Type: PJM_ROR
ReportingType | 2015 | 2020 | 2025 | 2030 | 2035 | 2040
BM | 74.55 | 267.8 | 362.69 | 500.22 | 1634.58 | 1440.95
CC | 72677.55 | 71795.37 | 83550.05 | 135164.93 | 196068.92 | 159585.62
CSP | 0 | 0 | 0 | 0 | 0 | 0
CT | 4.18 | 5.68 | 5.69 | 5.69 | 264.51 | 504.97
Coal | 344147.54 | 298740.38 | 307759.63 | 310563.81 | 314169.91 | 317106.01
Geo | 0 | 0 | 0 | 0 | 0 | 0
H | 4602.26 | 4602.26 | 4602.26 | 4602.26 | 4602.26 | 4602.26
LFG | 4252.63 | 4252.63 | 8302.71 | 8302.71 | 8302.71 | 8302.71
Nuc | 156083.84 | 156083.84 | 156083.84 | 149330.43 | 116030.78 | 77993.94
PS | 1340.06 | 1417.26 | 2341.56 | 2148.53 | 2518.26 | 1438.27
PV | 63.07 | 63.07 | 63.07 | 63.07 | 63.07 | 63.07
PeakG | 1284.24 | 1202.44 | 1229.33 | 1047.85 | 627.06 | 666.53
PeakO | 0 | 0 | 0 | 0 | 0 | 0
ST | 0 | 0 | 0 | 0 | 0 | 0
STOG | 798.51 | 852.61 | 882.15 | 882.15 | 882.15 | 877.79
STWD | 36.67 | 608.76 | 1139.21 | 1359.55 | 1359.55 | 1359.55
WT | 28147.97 | 28147.97 | 28682.04 | 28682.04 | 28682.04 | 33548.97
IGCC | 0 | 0 | 0 | 0 | 0 | 0
DemandResponse | 0 | 0 | 0 | 0 | 0 | 0
IGCC-CCS | 0 | 0 | 0 | 0 | 0 | 0
WT_off | 0 | 0 | 0 | 0 | 0 | 0
PseudoUnit | 0 | 0 | 0 | 0 | 0 | 0
FixedInterchange | 0 | 0 | 0 | 0 | 0 | 0
Total Generation by Reporting Type: SOCO
ReportingType | 2015 | 2020 | 2025 | 2030 | 2035 | 2040
BM | 0 | 0 | 23.04 | 23.04 | 23.04 | 23.05
CC | 118895.89 | 122034.55 | 112261.84 | 126069.2 | 116468.54 | 104786.93
CSP | 0 | 0 | 0 | 0 | 0 | 0
CT | 0 | 0 | 0 | 0 | 0 | 0
Coal | 96738.26 | 98968.19 | 120247.16 | 122641.36 | 149919.06 | 198938.64
Geo | 0 | 0 | 0 | 0 | 0 | 0
H | 10893.11 | 10893.11 | 10893.11 | 10893.11 | 10893.11 | 10893.11
LFG | 291.71 | 291.71 | 1138.45 | 1138.45 | 1138.45 | 1138.45
Nuc | 45497.84 | 62634.5 | 62634.5 | 62634.5 | 62634.5 | 42031.17
PS | 905.22 | 1273 | 1273 | 1273 | 1273 | 770.5
PV | 0 | 0 | 0 | 0 | 0 | 0
PeakG | 545.04 | 1147.6 | 1999.65 | 1777.05 | 1340.39 | 886.5
PeakO | 0 | 0 | 0 | 0 | 0 | 0
ST | 0 | 0 | 0 | 0 | 0 | 0
STOG | 0 | 0 | 0 | 0 | 0 | 0
STWD | 0 | 0 | 0 | 0 | 0 | 0
WT | 0 | 0 | 0 | 0 | 0 | 0
IGCC | 0 | 0 | 0 | 0 | 0 | 0.01
DemandResponse | 0 | 0 | 0 | 0 | 0 | 0
IGCC-CCS | 0 | 0 | 0 | 0 | 0 | 0
WT_off | 0 | 0 | 0 | 0 | 0 | 0
PseudoUnit | 0 | 0 | 0 | 0 | 0 | 0
FixedInterchange | 0 | 0 | 0 | 0 | 0 | 0
Total Generation by Reporting Type: SPP_N
ReportingType | 2015 | 2020 | 2025 | 2030 | 2035 | 2040
BM | 0 | 0 | 0 | 0 | 0 | 0
CC | 9073.07 | 19679.04 | 18382.64 | 20069.85 | 11697.68 | 9065.19
CSP | 0 | 0 | 0 | 0 | 0 | 0
CT | 0 | 0 | 0 | 159.2 | 488.73 | 349.47
Coal | 61836.51 | 58472.2 | 58900.96 | 58900.96 | 58900.97 | 70243.65
Geo | 0 | 0 | 0 | 0 | 0 | 0
H | 60 | 60 | 60 | 60 | 60 | 60
LFG | 55.19 | 55.19 | 804.17 | 804.17 | 804.17 | 804.17
Nuc | 9035.69 | 9035.69 | 9035.69 | 9035.69 | 9035.69 | 9035.69
PS | 0 | 0 | 0 | 0 | 0 | 0
PV | 0 | 0 | 0 | 0 | 0 | 0
PeakG | 51.85 | 59.63 | 140.08 | 125.24 | 86.3 | 0
PeakO | 0 | 0 | 0 | 0 | 0 | 0
ST | 0 | 0 | 0 | 0 | 0 | 0
STOG | 472.24 | 436.79 | 597.75 | 668.1 | 674.68 | 631.08
STWD | 0 | 0 | 0 | 0 | 0 | 0
WT | 4213.48 | 4213.5 | 4213.55 | 5758.76 | 6623.61 | 6623.61
IGCC | 0 | 0 | 0 | 0 | 0 | 0
DemandResponse | 0 | 0 | 0 | 0 | 0 | 0
IGCC-CCS | 0 | 0 | 0 | 0 | 0 | 0
WT_off | 0 | 0 | 0 | 0 | 0 | 0
PseudoUnit | 0 | 0 | 0 | 0 | 0 | 0
FixedInterchange | 0 | 0 | 0 | 0 | 0 | 0
Total Generation by Reporting Type: SPP_S
ReportingType | 2015 | 2020 | 2025 | 2030 | 2035 | 2040
BM | 0 | 0 | 0 | 0 | 0 | 0
CC | 42762.75 | 56324.55 | 50221.91 | 59038.19 | 39316.3 | 28446.55
CSP | 0 | 0 | 0 | 0 | 0 | 0
CT | 0 | 11.94 | 72.72 | 31.34 | 0 | 0
Coal | 85590.59 | 74977.45 | 89665.88 | 91770.52 | 91770.53 | 91770.54
Geo | 0 | 0 | 0 | 0 | 0 | 0
H | 10050.79 | 10050.79 | 10050.79 | 10050.79 | 10050.79 | 10050.79
LFG | 149.8 | 149.8 | 898.78 | 898.78 | 898.78 | 898.78
Nuc | 0 | 0 | 0 | 0 | 0 | 0
PS | 263.96 | 327.81 | 338.96 | 338.96 | 327.81 | 323.77
PV | 0 | 0 | 0 | 0 | 0 | 0
PeakG | 0 | 0 | 13.59 | 0 | 0 | 0
PeakO | 0 | 0 | 0 | 0 | 0 | 0
ST | 0 | 0 | 0 | 0 | 0 | 0
STOG | 2398.59 | 2583.57 | 2863.26 | 2644.19 | 1648.87 | 1080.19
STWD | 0 | 0 | 0 | 0 | 0 | 0
WT | 9404.55 | 18561.06 | 19099.45 | 19099.45 | 56642.16 | 80964.06
IGCC | 0 | 0 | 0 | 0 | 0 | 0
DemandResponse | 0 | 0 | 0 | 0 | 0 | 0
IGCC-CCS | 0 | 0 | 0 | 0 | 0 | 0
WT_off | 0 | 0 | 0 | 0 | 0 | 0
PseudoUnit | 0 | 0 | 0 | 0 | 0 | 0
FixedInterchange | 0 | 0 | 0 | 0 | 0 | 0
Total Generation by Reporting Type: TVA
ReportingType | 2015 | 2020 | 2025 | 2030 | 2035 | 2040
BM | 0 | 0 | 0 | 0 | 0 | 0
CC | 20254.47 | 32466.39 | 33528.18 | 37614.45 | 30890.42 | 26565.21
CSP | 0 | 0 | 0 | 0 | 0 | 0
CT | 0 | 193.27 | 357.14 | 390.26 | 314.05 | 288.83
Coal | 83302.19 | 74646.23 | 78066.44 | 78609.68 | 108885.16 | 130163.96
Geo | 0 | 0 | 0 | 0 | 0 | 0
H | 17444.81 | 17444.81 | 17444.81 | 17444.81 | 17444.81 | 17444.81
LFG | 102.49 | 102.49 | 949.23 | 949.23 | 949.23 | 949.23
Nuc | 65391.09 | 65391.09 | 65391.09 | 65391.09 | 45821.54 | 35861.5
PS | 750.54 | 751.87 | 797.09 | 858.98 | 801.78 | 801.78
PV | 0 | 0 | 0 | 0 | 0 | 0
PeakG | 0 | 0 | 20.99 | 0 | 0 | 0
PeakO | 0 | 0 | 0 | 0 | 0 | 0
ST | 0 | 0 | 0 | 0 | 0 | 0
STOG | 0 | 0 | 0 | 0 | 0 | 0
STWD | 0 | 0 | 0.04 | 0.27 | 1.96 | 2.03
WT | 73.94 | 73.94 | 73.94 | 73.94 | 73.94 | 73.94
IGCC | 0 | 0 | 0 | 0 | 0 | 0
DemandResponse | 0 | 0 | 0 | 0 | 0 | 0
IGCC-CCS | 0 | 0 | 0 | 0 | 0 | 0
WT_off | 0 | 0 | 0 | 0 | 0 | 0
PseudoUnit | 0 | 0 | 0 | 0 | 0 | 0
FixedInterchange | 0 | 0 | 0 | 0 | 0 | 0
Total Generation by Reporting Type: TVA_Transmission
ReportingType | 2015 | 2020 | 2025 | 2030 | 2035 | 2040
BM | 0 | 0 | 0 | 0 | 0 | 0
CC | 0 | 0 | 0 | 0 | 0 | 0
CSP | 0 | 0 | 0 | 0 | 0 | 0
CT | 0 | 0 | 0 | 0 | 0 | 0
Coal | 0 | 0 | 0 | 0 | 0 | 0
Geo | 0 | 0 | 0 | 0 | 0 | 0
H | 0 | 0 | 0 | 0 | 0 | 0
LFG | 0 | 0 | 0 | 0 | 0 | 0
Nuc | 0 | 0 | 0 | 0 | 0 | 0
PS | 0 | 0 | 0 | 0 | 0 | 0
PV | 0 | 0 | 0 | 0 | 0 | 0
PeakG | 0 | 0 | 0 | 0 | 0 | 0
PeakO | 0 | 0 | 0 | 0 | 0 | 0
ST | 0 | 0 | 0 | 0 | 0 | 0
STOG | 0 | 0 | 0 | 0 | 0 | 0
STWD | 0 | 0 | 0 | 0 | 0 | 0
WT | 0 | 0 | 0 | 0 | 0 | 0
IGCC | 0 | 0 | 0 | 0 | 0 | 0
DemandResponse | 0 | 0 | 0 | 0 | 0 | 0
IGCC-CCS | 0 | 0 | 0 | 0 | 0 | 0
WT_off | 0 | 0 | 0 | 0 | 0 | 0
PseudoUnit | 0 | 0 | 0 | 0 | 0 | 0
FixedInterchange | 0 | 0 | 0 | 0 | 0 | 0
Total Generation by Reporting Type: VACAR
ReportingType | 2015 | 2020 | 2025 | 2030 | 2035 | 2040
BM | 6.84 | 2639.41 | 7787.09 | 8838.88 | 9743.89 | 11010.48
CC | 59637.53 | 67098.12 | 59862.14 | 64100.99 | 96761.01 | 127028.91
CSP | 0 | 0 | 0 | 0 | 0 | 0
CT | 73.69 | 73.69 | 80.94 | 348.75 | 555.61 | 591.58
Coal | 78966.86 | 75147.84 | 93898.75 | 102268.93 | 109296.19 | 110656.89
Geo | 0 | 0 | 0 | 0 | 0 | 0
H | 4325 | 4325 | 4325 | 4325 | 4325 | 4325
LFG | 499.37 | 1343.43 | 1343.43 | 1343.43 | 1343.43 | 1343.43
Nuc | 89032.75 | 107182.03 | 107182.03 | 107182.03 | 81882.09 | 67409.4
PS | 596.23 | 1187.69 | 1310.97 | 1203.36 | 1203.36 | 1203.36
PV | 42.05 | 305.72 | 320.57 | 339.56 | 359.1 | 379.7
PeakG | 110.92 | 174.97 | 303.04 | 225.5 | 153.66 | 104.83
PeakO | 0 | 0 | 0 | 0 | 0 | 0
ST | 0 | 0 | 0 | 0 | 0 | 0
STOG | 0 | 0 | 0 | 0 | 0 | 0
STWD | 1969.25 | 1969.25 | 1244.67 | 1447.77 | 1969.24 | 1969.25
WT | 2.34 | 7866.99 | 7866.99 | 7866.99 | 7866.99 | 7866.99
IGCC | 0 | 0 | 0 | 0 | 0 | 0
DemandResponse | 0 | 0 | 0 | 0 | 0 | 0
IGCC-CCS | 0 | 0 | 0 | 0 | 0 | 0
WT_off | 3.46 | 3.46 | 3.46 | 3.46 | 3.46 | 3.46
PseudoUnit | 0 | 0 | 0 | 0 | 0 | 0
FixedInterchange | 0 | 0 | 0 | 0 | 0 | 0
Total Generation by Reporting Type: IESO
ReportingType | 2015 | 2020 | 2025 | 2030 | 2035 | 2040
BM | 0 | 0 | 0 | 0 | 0 | 0
CC | 957.36 | 1574.69 | 2225.92 | 2938.78 | 18614.26 | 40640.39
CSP | 0 | 0 | 0 | 0 | 0 | 0
CT | 0 | 0 | 0 | 0 | 99.68 | 112.7
Coal | 0 | 0 | 0 | 0 | 0 | 0
Geo | 0 | 0 | 0 | 0 | 0 | 0
H | 46189.03 | 46189.03 | 46189.03 | 46189.03 | 46189.03 | 46189.03
LFG | 926.37 | 926.37 | 926.37 | 926.37 | 930.31 | 930.31
Nuc | 101402.3 | 101402.3 | 101402.3 | 101402.3 | 93379.23 | 81383.57
PS | 10.25 | 13.53 | 13.53 | 25.83 | 53.5 | 53.51
PV | 78.84 | 78.84 | 78.84 | 78.84 | 78.84 | 78.84
PeakG | 0 | 0 | 0 | 0 | 0 | 0
PeakO | 0 | 0 | 0 | 0 | 0 | 0
ST | 0 | 0 | 0 | 0 | 0 | 0
STOG | 0 | 0 | 0 | 0 | 0 | 0
STWD | 0 | 0 | 0 | 0 | 0 | 0
WT | 8479.75 | 8479.75 | 8479.75 | 8479.75 | 3205.67 | 3205.67
IGCC | 0 | 0 | 0 | 0 | 0 | 0
DemandResponse | 0 | 0 | 0 | 0 | 0 | 0
IGCC-CCS | 0 | 0 | 0 | 0 | 0 | 0
WT_off | 0 | 0 | 0 | 0 | 0 | 0
PseudoUnit | 0 | 0 | 0 | 0 | 0 | 0
FixedInterchange | 0 | 0 | 0 | 0 | 0 | 0
Total Generation by Reporting Type: MAPP_CA
ReportingType | 2015 | 2020 | 2025 | 2030 | 2035 | 2040
BM | 0 | 0 | 0 | 0 | 0 | 0
CC | 10041.91 | 13483.23 | 14264.48 | 17396.94 | 21504.22 | 19248.73
CSP | 0 | 0 | 0 | 0 | 0 | 0
CT | 0 | 0 | 0 | 0 | 0.65 | 2.22
Coal | 110.23 | 231.04 | 576.62 | 2091.52 | 3907.88 | 4116.94
Geo | 0 | 0 | 0 | 0 | 0 | 0
H | 41520.42 | 41520.42 | 41520.42 | 41520.42 | 41520.42 | 41520.42
LFG | 0 | 0 | 0 | 0 | 0 | 0
Nuc | 0 | 0 | 0 | 0 | 0 | 0.02
PS | 0 | 0 | 0 | 0 | 0 | 0
PV | 0 | 0 | 0 | 0 | 0 | 0
PeakG | 0 | 0 | 0 | 0 | 0 | 0
PeakO | 0 | 0 | 0 | 0 | 0 | 0
ST | 0 | 0 | 0 | 0 | 0 | 0
STOG | 0 | 0 | 0 | 0 | 0 | 0
STWD | 0 | 0 | 0 | 0 | 0 | 0
WT | 1446.06 | 1446.06 | 1446.06 | 1446.06 | 1446.06 | 1446.06
IGCC | 0 | 0 | 0 | 0 | 0 | 0
DemandResponse | 0 | 0 | 0 | 0 | 0 | 0
IGCC-CCS | 0 | 0 | 0 | 0 | 0 | 0
WT_off | 0 | 0 | 0 | 0 | 0 | 0
PseudoUnit | 0 | 0 | 0 | 0 | 0 | 0
FixedInterchange | 0 | 0 | 0 | 0 | 0 | 0
Total Generation by Reporting Type: AZ_NM_SNV_Coal
ReportingType | 2015 | 2020 | 2025 | 2030 | 2035 | 2040
BM | 0 | 0 | 0 | 0 | 0 | 0
CC | 0 | 0 | 0 | 0 | 0 | 0
CSP | 0 | 0 | 0 | 0 | 0 | 0
CT | 0 | 0 | 0 | 0 | 0 | 0
Coal | 71885.45 | 77472.95 | 77472.96 | 77472.96 | 77472.99 | 132406.35
Geo | 0 | 0 | 0 | 0 | 0 | 0
H | 0 | 0 | 0 | 0 | 0 | 0
LFG | 0 | 0 | 0 | 0 | 0 | 0
Nuc | 0 | 0 | 0 | 0 | 0 | 0
PS | 0 | 0 | 0 | 0 | 0 | 0
PV | 0 | 0 | 0 | 0 | 0 | 0
PeakG | 0 | 0 | 0 | 0 | 0 | 0
PeakO | 0 | 0 | 0 | 0 | 0 | 0
ST | 0 | 0 | 0 | 0 | 0 | 0
STOG | 0 | 0 | 0 | 0 | 0 | 0
STWD | 0 | 0 | 0 | 0 | 0 | 0
WT | 0 | 0 | 0 | 0 | 0 | 0
IGCC | 0 | 0 | 0 | 0 | 0 | 0
DemandResponse | 0 | 0 | 0 | 0 | 0 | 0
IGCC-CCS | 0 | 0 | 0 | 0 | 0 | 0
WT_off | 0 | 0 | 0 | 0 | 0 | 0
PseudoUnit | 0 | 0 | 0 | 0 | 0 | 0
FixedInterchange | 0 | 0 | 0 | 0 | 0 | 0
Total Generation by Reporting Type: AZ_NM_SNV_Gas
ReportingType | 2015 | 2020 | 2025 | 2030 | 2035 | 2040
BM | 0 | 0 | 0 | 0 | 0 | 0
CC | 104865.9 | 113888.71 | 122421.93 | 148765.76 | 180821.52 | 168468.26
CSP | 0 | 0 | 0 | 0 | 0 | 0
CT | 0 | 0 | 75.62 | 144.37 | 0 | 0
Coal | 0 | 0 | 0 | 0 | 0 | 0
Geo | 0 | 0 | 0 | 0 | 0 | 0
H | 0 | 0 | 0 | 0 | 0 | 0
LFG | 0 | 0 | 0 | 0 | 0 | 0
Nuc | 0 | 0 | 0 | 0 | 0 | 0
PS | 0 | 0 | 0 | 0 | 0 | 0
PV | 0 | 0 | 0 | 0 | 0 | 0
PeakG | 0 | 0 | 256.29 | 478.36 | 700.07 | 154.92
PeakO | 0 | 0 | 0 | 0 | 0 | 0
ST | 0 | 0 | 0 | 0 | 0 | 0
STOG | 0 | 0 | 0 | 0 | 0 | 0
STWD | 0 | 0 | 0 | 0 | 0 | 0
WT | 0 | 0 | 0 | 0 | 0 | 0
IGCC | 0 | 0 | 0 | 0 | 0 | 0
DemandResponse | 0 | 0 | 0 | 0 | 0 | 0
IGCC-CCS | 0 | 0 | 0 | 0 | 0 | 0
WT_off | 0 | 0 | 0 | 0 | 0 | 0
PseudoUnit | 0 | 0 | 0 | 0 | 0 | 0
FixedInterchange | 0 | 0 | 0 | 0 | 0 | 0
Total Generation by Reporting Type: AZ_NM_SNV_NucRenew
ReportingType | 2015 | 2020 | 2025 | 2030 | 2035 | 2040
BM | 0 | 0 | 0 | 0 | 0 | 0
CC | 0 | 0 | 0 | 0 | 0 | 0
CSP | 0 | 0 | 0 | 0 | 0 | 0
CT | 0 | 0 | 0 | 0 | 0 | 0
Coal | 0 | 0 | 0 | 0 | 0 | 0
Geo | 0 | 0 | 12066.9 | 12066.9 | 12066.9 | 12066.9
H | 8952 | 8952 | 8952 | 8952 | 8952 | 8952
LFG | 55.19 | 533.48 | 533.48 | 533.48 | 533.48 | 533.48
Nuc | 30183.89 | 30183.89 | 30183.89 | 30183.89 | 30183.89 | 30183.89
PS | 45.36 | 39.06 | 45.36 | 88.56 | 88.56 | 140.14
PV | 365.63 | 365.63 | 365.63 | 365.63 | 365.63 | 365.63
PeakG | 0 | 0 | 0 | 0 | 0 | 0
PeakO | 0 | 0 | 0 | 0 | 0 | 0
ST | 981.12 | 2621.7 | 3638.5 | 3958.99 | 3959 | 3959.01
STOG | 0 | 0 | 0 | 0 | 0 | 0
STWD | 182.21 | 182.21 | 17.21 | 133.88 | 133.89 | 133.9
WT | 1407.73 | 33080.59 | 33080.59 | 34161.12 | 34161.16 | 34161.16
IGCC | 0 | 0 | 0 | 0 | 0 | 0
DemandResponse | 0 | 0 | 0 | 0 | 0 | 0
IGCC-CCS | 0 | 0 | 0 | 0 | 0 | 0
WT_off | 0 | 0 | 0 | 0 | 0 | 0
PseudoUnit | 0 | 0 | 0 | 0 | 0 | 0
FixedInterchange | 0 | 0 | 0 | 0 | 0 | 0
Total Generation by Reporting Type: ERCOT
ReportingType | 2015 | 2020 | 2025 | 2030 | 2035 | 2040
BM | 0 | 0 | 4.68 | 8.02 | 98.27 | 100.86
CC | 164033.44 | 174964.29 | 166686.13 | 180326.6 | 198225.42 | 213833.51
CSP | 0 | 0 | 0 | 0 | 0 | 0
CT | 0 | 2.34 | 8.17 | 8.17 | 8.17 | 0
Coal | 105539.77 | 119854.66 | 141005.35 | 141005.37 | 141005.37 | 141005.38
Geo | 0 | 0 | 0 | 0 | 0 | 0
H | 607.38 | 607.38 | 607.38 | 607.38 | 607.38 | 607.38
LFG | 591.3 | 591.3 | 591.31 | 3382.24 | 3382.24 | 3382.24
Nuc | 39655.79 | 39655.79 | 39655.79 | 39655.79 | 39655.79 | 39655.79
PS | 0 | 0 | 0 | 0 | 0 | 0
PV | 30.84 | 30.84 | 30.84 | 30.84 | 2.63 | 2.63
PeakG | 0 | 8.95 | 80.92 | 60.61 | 11.37 | 0
PeakO | 0 | 0 | 0 | 0 | 0 | 0
ST | 0 | 0 | 0 | 0 | 0 | 0
STOG | 4581.88 | 5703.82 | 7616.18 | 6412.95 | 5563.05 | 4513.78
STWD | 0 | 0 | 0 | 0 | 0 | 0
WT | 27080.39 | 27080.39 | 27080.39 | 27080.39 | 27080.39 | 27643.05
IGCC | 0 | 0 | 0 | 0 | 0 | 0
DemandResponse | 0 | 0 | 0 | 0 | 0 | 0
IGCC-CCS | 0 | 0 | 0 | 0 | 0 | 0
WT_off | 0 | 0 | 0 | 0 | 0 | 0
PseudoUnit | 0 | 0 | 0 | 0 | 0 | 0
FixedInterchange | 0 | 0 | 0 | 0 | 0 | 0
Total Generation by Reporting Type: NP15
ReportingType | 2015 | 2020 | 2025 | 2030 | 2035 | 2040
BM | 0 | 0 | 0 | 0 | 0 | 0
CC | 39187.57 | 27175.25 | 36956.69 | 23032.13 | 17080.69 | 17458.31
CSP | 0 | 0 | 0 | 0 | 0 | 0
CT | 0 | 0 | 0 | 0 | 0 | 0
Coal | 213.44 | 0.01 | 0.01 | 0 | 0 | 0
Geo | 9050.48 | 10722.19 | 14043.68 | 14043.68 | 14043.68 | 14043.68
H | 24182 | 24182 | 24182 | 24182 | 24182 | 24182
LFG | 670.14 | 5124.6 | 5124.6 | 5124.6 | 5124.6 | 5124.6
Nuc | 17915.6 | 17915.6 | 17915.6 | 17915.6 | 17915.6 | 17915.6
PS | 1.56 | 0.36 | 9.26 | 71.53 | 136.59 | 473.97
PV | 153.52 | 153.52 | 153.52 | 153.52 | 153.52 | 153.52
PeakG | 0 | 0 | 0 | 0 | 0 | 31.4
PeakO | 0 | 0 | 0 | 0 | 0 | 0
ST | 99.08 | 99.08 | 99.08 | 99.08 | 99.08 | 99.08
STOG | 135.52 | 109.09 | 230.11 | 325.85 | 564.18 | 560.77
STWD | 3097.54 | 3097.54 | 12.2 | 1148.32 | 1276.03 | 3097.53
WT | 3102.31 | 11679.16 | 11679.16 | 11679.16 | 11679.16 | 11679.16
IGCC | 0 | 0 | 0 | 0 | 0 | 0
DemandResponse | 0 | 0 | 0 | 0 | 0 | 0
IGCC-CCS | 0 | 0 | 0 | 0 | 0 | 0
WT_off | 0 | 0 | 0 | 0 | 0 | 0
PseudoUnit | 0 | 0 | 0 | 0 | 0 | 0
FixedInterchange | 0 | 0 | 0 | 0 | 0 | 0
Total Generation by Reporting Type: NWPP_Coal
ReportingType | 2015 | 2020 | 2025 | 2030 | 2035 | 2040
BM | 0 | 0 | 0 | 0 | 0 | 0
CC | 0 | 0 | 0 | 0 | 0 | 0
CSP | 0 | 0 | 0 | 0 | 0 | 0
CT | 0 | 0 | 0 | 0 | 0 | 0
Coal | 92100.8 | 91982.69 | 91982.7 | 91982.7 | 91982.7 | 91982.71
Geo | 0 | 0 | 0 | 0 | 0 | 0
H | 0 | 0 | 0 | 0 | 0 | 0
LFG | 0 | 0 | 0 | 0 | 0 | 0
Nuc | 0 | 0 | 0 | 0 | 0 | 0
PS | 0 | 0 | 0 | 0 | 0 | 0
PV | 0 | 0 | 0 | 0 | 0 | 0
PeakG | 0 | 0 | 0 | 0 | 0 | 0
PeakO | 0 | 0 | 0 | 0 | 0 | 0
ST | 0 | 0 | 0 | 0 | 0 | 0
STOG | 0 | 0 | 0 | 0 | 0 | 0
STWD | 0 | 0 | 0 | 0 | 0 | 0
WT | 0 | 0 | 0 | 0 | 0 | 0
IGCC | 0 | 0 | 0 | 0 | 0 | 0
DemandResponse | 0 | 0 | 0 | 0 | 0 | 0
IGCC-CCS | 0 | 0 | 0 | 0 | 0 | 0
WT_off | 0 | 0 | 0 | 0 | 0 | 0
PseudoUnit | 0 | 0 | 0 | 0 | 0 | 0
FixedInterchange | 0 | 0 | 0 | 0 | 0 | 0
Total Generation by Reporting Type: NWPP_Gas
ReportingType | 2015 | 2020 | 2025 | 2030 | 2035 | 2040
BM | 0 | 0 | 0 | 0 | 0 | 0
CC | 50575.36 | 50575.36 | 54073.97 | 95403.25 | 122974.27 | 132265.39
CSP | 0 | 0 | 0 | 0 | 0 | 0
CT | 0 | 0 | 0 | 0 | 0 | 0
Coal | 0 | 0 | 0 | 0 | 0.04 | 7209.4
Geo | 0 | 0 | 0 | 0 | 0 | 0
H | 0 | 0 | 0 | 0 | 0 | 0
LFG | 0 | 0 | 0 | 0 | 0 | 0
Nuc | 0 | 0 | 0 | 0 | 0 | 0
PS | 0 | 0 | 0 | 0 | 0 | 0
PV | 0 | 0 | 0 | 0 | 0 | 0
PeakG | 0 | 0 | 0 | 0 | 0 | 0
PeakO | 0 | 0 | 0 | 0 | 0 | 0
ST | 0 | 0 | 0 | 0 | 0 | 0
STOG | 0 | 0 | 0 | 0 | 0 | 0
STWD | 0 | 0 | 0 | 0 | 0 | 0
WT | 0 | 0 | 0 | 0 | 0 | 0
IGCC | 0 | 0 | 0 | 0 | 0 | 0
DemandResponse | 0 | 0 | 0 | 0 | 0 | 0
IGCC-CCS | 0 | 0 | 0 | 0 | 0 | 0
WT_off | 0 | 0 | 0 | 0 | 0 | 0
PseudoUnit | 0 | 0 | 0 | 0 | 0 | 0
FixedInterchange | 0 | 0 | 0 | 0 | 0 | 0
Total Generation by Reporting Type: NWPP_NucRenew
ReportingType | 2015 | 2020 | 2025 | 2030 | 2035 | 2040
BM | 0 | 243.02 | 0 | 243.02 | 243.02 | 243.02
CC | 0 | 0 | 0 | 0 | 0 | 0
CSP | 0 | 0 | 0 | 0 | 0 | 0
CT | 0 | 0 | 0 | 0 | 0 | 0
Coal | 0 | 0 | 0 | 0 | 0 | 0
Geo | 3280.13 | 3280.13 | 6891.88 | 6891.88 | 6891.88 | 6891.88
H | 133486 | 133486 | 133486 | 133486 | 133486 | 133486
LFG | 1013.09 | 1175.89 | 2772.63 | 2940.73 | 2940.73 | 2940.73
Nuc | 8809.8 | 8809.8 | 8809.8 | 8809.8 | 8809.8 | 8809.8
PS | 0 | 0 | 0 | 0 | 0 | 0
PV | 7.88 | 7.88 | 7.88 | 7.88 | 7.88 | 7.88
PeakG | 0 | 0 | 0 | 0 | 0 | 0
PeakO | 0 | 0 | 0 | 0 | 0 | 0
ST | 0 | 0 | 0 | 0 | 0 | 0
STOG | 0 | 0 | 0 | 0 | 0 | 0
STWD | 0 | 2.76 | 0 | 612.57 | 612.74 | 612.74
WT | 15874.4 | 15874.4 | 15874.4 | 15874.4 | 15874.4 | 15874.4
IGCC | 0 | 0 | 0 | 0 | 0 | 0
DemandResponse | 0 | 0 | 0 | 0 | 0 | 0
IGCC-CCS | 0 | 0 | 0 | 0 | 0 | 0
WT_off | 0 | 0 | 0 | 0 | 0 | 0
PseudoUnit | 0 | 0 | 0 | 0 | 0 | 0
FixedInterchange | 0 | 0 | 0 | 0 | 0 | 0
Total Generation by Reporting Type: RMPA
ReportingType | 2015 | 2020 | 2025 | 2030 | 2035 | 2040
BM | 0 | 0 | 0 | 0 | 0 | 0
CC | 7414.06 | 9624.53 | 4552.23 | 2888.97 | 2748.16 | 1612.69
CSP | 0 | 0 | 0 | 0 | 0 | 0
CT | 0 | 0 | 0 | 0 | 0 | 0
Coal | 55018.89 | 53661.69 | 51026.82 | 56874.05 | 68572.19 | 81378.27
Geo | 0 | 3529.54 | 21387.54 | 21387.54 | 21387.54 | 21387.54
H | 4353 | 4353 | 4353 | 4353 | 4353 | 4353
LFG | 58.34 | 286.45 | 286.45 | 286.45 | 286.45 | 286.45
Nuc | 0 | 0 | 0 | 0 | 0 | 0
PS | 61.93 | 82.49 | 132.31 | 187.49 | 244.91 | 811.07
PV | 54.93 | 54.93 | 54.93 | 54.93 | 54.93 | 54.93
PeakG | 11.07 | 23.93 | 3.54 | 57.88 | 34.26 | 4.28
PeakO | 0 | 0 | 0 | 0 | 0 | 0
ST | 9.83 | 1247.21 | 1343.89 | 1452.65 | 1452.65 | 1452.65
STOG | 0 | 0 | 0 | 0 | 0 | 0
STWD | 0 | 0 | 0 | 0 | 0 | 0
WT | 6354.34 | 6354.35 | 6354.35 | 6354.35 | 6354.35 | 6354.35
IGCC | 0 | 0 | 0 | 0 | 0 | 0
DemandResponse | 0 | 0 | 0 | 0 | 0 | 0
IGCC-CCS | 0 | 0 | 0 | 0 | 0 | 0
WT_off | 0 | 0 | 0 | 0 | 0 | 0
PseudoUnit | 0 | 0 | 0 | 0 | 0 | 0
FixedInterchange | 0 | 0 | 0 | 0 | 0 | 0
Total Generation by Reporting Type: SP15
ReportingType | 2015 | 2020 | 2025 | 2030 | 2035 | 2040
BM | 44.8 | 44.8 | 1.16 | 39.65 | 27.49 | 28.81
CC | 39514.77 | 18703.01 | 18837.41 | 18428.86 | 15383.44 | 10608.02
CSP | 0 | 0 | 0 | 0 | 0 | 0
CT | 0 | 0 | 0 | 0 | 0 | 0
Coal | 761.6 | 761.6 | 761.6 | 467.51 | 0.01 | 0
Geo | 7774.15 | 19841.05 | 19841.05 | 19841.05 | 19841.05 | 19841.05
H | 5920 | 5920 | 5920 | 5920 | 5920 | 5920
LFG | 1759.71 | 6141.64 | 6141.64 | 6141.64 | 6141.64 | 6141.64
Nuc | 17526.13 | 17526.13 | 17526.13 | 17526.13 | 17526.13 | 17526.13
PS | 187.17 | 158.4 | 302.4 | 302.4 | 590.4 | 590.4
PV | 331.57 | 331.57 | 331.57 | 331.57 | 323.25 | 323.25
PeakG | 0 | 0 | 0 | 0 | 0 | 0
PeakO | 0 | 0 | 0 | 0 | 0 | 0
ST | 1569.79 | 1569.79 | 1569.79 | 1569.79 | 1569.79 | 1569.79
STOG | 217.81 | 214.24 | 69.85 | 157.6 | 411.16 | 557.97
STWD | 833.95 | 833.95 | 22.49 | 512.64 | 405.4 | 330.42
WT | 5740.26 | 5740.26 | 5740.26 | 5740.26 | 5740.26 | 5740.26
IGCC | 0 | 0 | 0 | 0 | 0 | 0
DemandResponse | 0 | 0 | 0 | 0 | 0 | 0
IGCC-CCS | 0 | 0 | 0 | 0 | 0 | 0
WT_off | 0 | 0 | 0 | 0 | 0 | 0
PseudoUnit | 0 | 0 | 0 | 0 | 0 | 0
FixedInterchange | 0 | 0 | 0 | 0 | 0 | 0
Total Generation by Reporting Type: ALB
ReportingType | 2015 | 2020 | 2025 | 2030 | 2035 | 2040
BM | 0 | 0 | 0 | 0 | 0 | 0
CC | 18524.68 | 24492.47 | 28804.3 | 35291.22 | 41272.11 | 47770.08
CSP | 0 | 0 | 0 | 0 | 0 | 0
CT | 0 | 0 | 0 | 0 | 0 | 0
Coal | 46350.59 | 46350.59 | 46350.59 | 46350.59 | 46350.59 | 46350.59
Geo | 0 | 0 | 0 | 0 | 0 | 0
H | 1979.87 | 1979.87 | 1979.87 | 1979.87 | 1979.87 | 1979.87
LFG | 78.84 | 78.84 | 78.84 | 78.84 | 78.84 | 78.84
Nuc | 0 | 0 | 0 | 0 | 0 | 0
PS | 0 | 0 | 0 | 0 | 0 | 0
PV | 0 | 0 | 0 | 0 | 0 | 0
PeakG | 0 | 0 | 0 | 0 | 0 | 0
PeakO | 0 | 0 | 0 | 0 | 0 | 0
ST | 0 | 0 | 0 | 0 | 0 | 0
STOG | 0 | 0 | 0 | 0 | 0 | 0
STWD | 0 | 0 | 0 | 0 | 0 | 0
WT | 1553.84 | 1553.84 | 1553.84 | 1553.84 | 1553.84 | 1553.84
IGCC | 0 | 0 | 0 | 0 | 0 | 0
DemandResponse | 0 | 0 | 0 | 0 | 0 | 0
IGCC-CCS | 0 | 0 | 0 | 0 | 0 | 0
WT_off | 0 | 0 | 0 | 0 | 0 | 0
PseudoUnit | 0 | 0 | 0 | 0 | 0 | 0
FixedInterchange | 0 | 0 | 0 | 0 | 0 | 0
Total Generation by Reporting Type: BC
ReportingType | 2015 | 2020 | 2025 | 2030 | 2035 | 2040
BM | 0 | 0 | 0 | 0 | 0 | 0
CC | 10267.29 | 13584.42 | 18577.16 | 22630.18 | 28572.9 | 34806.74
CSP | 0 | 0 | 0 | 0 | 0 | 0
CT | 0 | 0 | 0 | 0 | 0 | 0
Coal | 0 | 0 | 0 | 0 | 0 | 0
Geo | 0 | 0 | 0 | 0 | 0 | 0
H | 54411.22 | 54411.22 | 54411.22 | 54411.22 | 54411.22 | 54411.22
LFG | 189.22 | 189.22 | 189.22 | 189.22 | 189.22 | 189.22
Nuc | 0 | 0 | 0 | 0 | 0 | 0
PS | 0 | 0 | 0 | 0 | 0 | 0
PV | 0 | 0 | 0 | 0 | 0 | 0
PeakG | 0 | 0 | 0 | 0 | 0 | 0
PeakO | 0 | 0 | 0 | 0 | 0 | 0
ST | 0 | 0 | 0 | 0 | 0 | 0
STOG | 0 | 0 | 0 | 0 | 0 | 0
STWD | 0 | 0 | 0 | 0 | 0 | 0
WT | 568.82 | 568.82 | 568.82 | 568.82 | 568.82 | 568.82
IGCC | 0 | 0 | 0 | 0 | 0 | 0
DemandResponse | 0 | 0 | 0 | 0 | 0 | 0
IGCC-CCS | 0 | 0 | 0 | 0 | 0 | 0
WT_off | 0 | 0 | 0 | 0 | 0 | 0
PseudoUnit | 0 | 0 | 0 | 0 | 0 | 0
FixedInterchange | 0 | 0 | 0 | 0 | 0 | 0
Total Generation by Reporting Type: HQ_IESO
ReportingType | 2015 | 2020 | 2025 | 2030 | 2035 | 2040
BM | 0 | 0 | 0 | 0 | 0 | 0
CC | 0 | 0 | 0 | 0 | 0 | 0
CSP | 0 | 0 | 0 | 0 | 0 | 0
CT | 0 | 0 | 0 | 0 | 0 | 0
Coal | 0 | 0 | 0 | 0 | 0 | 0
Geo | 0 | 0 | 0 | 0 | 0 | 0
H | 0 | 0 | 0 | 0 | 0 | 0
LFG | 0 | 0 | 0 | 0 | 0 | 0
Nuc | 0 | 0 | 0 | 0 | 0 | 0
PS | 0 | 0 | 0 | 0 | 0 | 0
PV | 0 | 0 | 0 | 0 | 0 | 0
PeakG | 0 | 0 | 0 | 0 | 0 | 0
PeakO | 0 | 0 | 0 | 0 | 0 | 0
ST | 0 | 0 | 0 | 0 | 0 | 0
STOG | 0 | 0 | 0 | 0 | 0 | 0
STWD | 0 | 0 | 0 | 0 | 0 | 0
WT | 0 | 0 | 0 | 0 | 0 | 0
IGCC | 0 | 0 | 0 | 0 | 0 | 0
DemandResponse | 0 | 0 | 0 | 0 | 0 | 0
IGCC-CCS | 0 | 0 | 0 | 0 | 0 | 0
WT_off | 0 | 0 | 0 | 0 | 0 | 0
PseudoUnit | 0 | 0 | 0 | 0 | 0 | 0
FixedInterchange | 2336 | 2336 | 2336 | 2336 | 2336 | 2336
Total Generation by Reporting Type: HQ_NEISO
ReportingType | 2015 | 2020 | 2025 | 2030 | 2035 | 2040
BM | 0 | 0 | 0 | 0 | 0 | 0
CC | 0 | 0 | 0 | 0 | 0 | 0
CSP | 0 | 0 | 0 | 0 | 0 | 0
CT | 0 | 0 | 0 | 0 | 0 | 0
Coal | 0 | 0 | 0 | 0 | 0 | 0
Geo | 0 | 0 | 0 | 0 | 0 | 0
H | 0 | 0 | 0 | 0 | 0 | 0
LFG | 0 | 0 | 0 | 0 | 0 | 0
Nuc | 0 | 0 | 0 | 0 | 0 | 0
PS | 0 | 0 | 0 | 0 | 0 | 0
PV | 0 | 0 | 0 | 0 | 0 | 0
PeakG | 0 | 0 | 0 | 0 | 0 | 0
PeakO | 0 | 0 | 0 | 0 | 0 | 0
ST | 0 | 0 | 0 | 0 | 0 | 0
STOG | 0 | 0 | 0 | 0 | 0 | 0
STWD | 0 | 0 | 0 | 0 | 0 | 0
WT | 0 | 0 | 0 | 0 | 0 | 0
IGCC | 0 | 0 | 0 | 0 | 0 | 0
DemandResponse | 0 | 0 | 0 | 0 | 0 | 0
IGCC-CCS | 0 | 0 | 0 | 0 | 0 | 0
WT_off | 0 | 0 | 0 | 0 | 0 | 0
PseudoUnit | 0 | 0 | 0 | 0 | 0 | 0
FixedInterchange | 19184.4 | 19184.4 | 19184.4 | 19184.4 | 19184.4 | 19184.4
Total Generation by Reporting Type: HQ_NY
ReportingType | 2015 | 2020 | 2025 | 2030 | 2035 | 2040
BM | 0 | 0 | 0 | 0 | 0 | 0
CC | 0 | 0 | 0 | 0 | 0 | 0
CSP | 0 | 0 | 0 | 0 | 0 | 0
CT | 0 | 0 | 0 | 0 | 0 | 0
Coal | 0 | 0 | 0 | 0 | 0 | 0
Geo | 0 | 0 | 0 | 0 | 0 | 0
H | 0 | 0 | 0 | 0 | 0 | 0
LFG | 0 | 0 | 0 | 0 | 0 | 0
Nuc | 0 | 0 | 0 | 0 | 0 | 0
PS | 0 | 0 | 0 | 0 | 0 | 0
PV | 0 | 0 | 0 | 0 | 0 | 0
PeakG | 0 | 0 | 0 | 0 | 0 | 0
PeakO | 0 | 0 | 0 | 0 | 0 | 0
ST | 0 | 0 | 0 | 0 | 0 | 0
STOG | 0 | 0 | 0 | 0 | 0 | 0
STWD | 0 | 0 | 0 | 0 | 0 | 0
WT | 0 | 0 | 0 | 0 | 0 | 0
IGCC | 0 | 0 | 0 | 0 | 0 | 0
DemandResponse | 0 | 0 | 0 | 0 | 0 | 0
IGCC-CCS | 0 | 0 | 0 | 0 | 0 | 0
WT_off | 0 | 0 | 0 | 0 | 0 | 0
PseudoUnit | 0 | 0 | 0 | 0 | 0 | 0
FixedInterchange | 5840 | 5840 | 5840 | 5840 | 5840 | 5840
Total Generation by Reporting Type: MARITIMES
ReportingType | 2015 | 2020 | 2025 | 2030 | 2035 | 2040
BM | 0 | 0 | 0 | 0 | 0 | 0
CC | 0 | 0 | 0 | 0 | 0 | 0
CSP | 0 | 0 | 0 | 0 | 0 | 0
CT | 0 | 0 | 0 | 0 | 0 | 0
Coal | 0 | 0 | 0 | 0 | 0 | 0
Geo | 0 | 0 | 0 | 0 | 0 | 0
H | 0 | 0 | 0 | 0 | 0 | 0
LFG | 0 | 0 | 0 | 0 | 0 | 0
Nuc | 0 | 0 | 0 | 0 | 0 | 0
PS | 0 | 0 | 0 | 0 | 0 | 0
PV | 0 | 0 | 0 | 0 | 0 | 0
PeakG | 0 | 0 | 0 | 0 | 0 | 0
PeakO | 0 | 0 | 0 | 0 | 0 | 0
ST | 0 | 0 | 0 | 0 | 0 | 0
STOG | 0 | 0 | 0 | 0 | 0 | 0
STWD | 0 | 0 | 0 | 0 | 0 | 0
WT | 0 | 0 | 0 | 0 | 0 | 0
IGCC | 0 | 0 | 0 | 0 | 0 | 0
DemandResponse | 0 | 0 | 0 | 0 | 0 | 0
IGCC-CCS | 0 | 0 | 0 | 0 | 0 | 0
WT_off | 0 | 0 | 0 | 0 | 0 | 0
PseudoUnit | 0 | 0 | 0 | 0 | 0 | 0
FixedInterchange | 8760 | 8760 | 8760 | 8760 | 8760 | 8760
Total Generation by Reporting Type: All
ReportingType | 2015 | 2020 | 2025 | 2030 | 2035 | 2040
BM | 2241.52 | 5436.35 | 9085.58 | 10562.37 | 12726.34 | 13803.21
CC | 1166110.4 | 1336771.3 | 1345700.39 | 1539597.38 | 1850595.53 | 2031824.35
CSP | 0 | 0 | 0 | 0 | 0 | 0
CT | 998.03 | 1491.69 | 1959.69 | 2286.31 | 3586.25 | 3764.57
Coal | 1754492.63 | 1659122.31 | 1789902.27 | 1834351.51 | 1957193.83 | 2178494.97
Geo | 20459.37 | 37727.52 | 74585.65 | 74585.65 | 74585.65 | 74585.65
H | 430354.22 | 430354.22 | 430354.22 | 430354.22 | 430354.22 | 430354.22
LFG | 32608.23 | 48005.68 | 65429.32 | 71133.39 | 71137.33 | 71137.33
Nuc | 913193.7 | 943693.07 | 943693.07 | 932100.9 | 725092.39 | 571594.73
PS | 6055.06 | 7434.17 | 10119.67 | 9519.8 | 10364.46 | 9567.43
PV | 1434.35 | 5325.36 | 7306.01 | 7855.74 | 8072.04 | 8394.51
PeakG | 3332.08 | 4109.28 | 6422.49 | 5992.58 | 6265.13 | 3566.03
PeakO | 0 | 0 | 0 | 0 | 0 | 0
ST | 2659.82 | 5537.77 | 6651.26 | 7080.51 | 7080.52 | 7080.53
STOG | 15970.35 | 18859.91 | 22114.62 | 20433.77 | 20131.39 | 18276.75
STWD | 10524.72 | 9143.98 | 3741.5 | 8091.81 | 7937.49 | 9720.56
WT | 178096.59 | 254123.97 | 275934.61 | 297717.91 | 337412.33 | 371404.61
IGCC | 4427.31 | 4427.31 | 4427.32 | 4427.32 | 4427.34 | 4427.35
DemandResponse | 0 | 0 | 0 | 0 | 0 | 0
IGCC-CCS | 0 | 0 | 0 | 0 | 0 | 0
WT_off | 1873.58 | 1873.58 | 5864.11 | 5864.11 | 3994 | 3994
PseudoUnit | 0 | 0 | 0 | 0 | 0 | 0
FixedInterchange | 36120.4 | 36120.4 | 36120.4 | 36120.4 | 36120.4 | 36120.4
Total Generation by Reporting Type: EI_US
ReportingType | 2015 | 2020 | 2025 | 2030 | 2035 | 2040
BM | 2196.72 | 5148.53 | 9079.74 | 10271.68 | 12357.55 | 13430.52
CC | 720728.06 | 888705.34 | 878300.17 | 992494.69 | 1203398.54 | 1345112.22
CSP | 0 | 0 | 0 | 0 | 0 | 0
CT | 998.03 | 1489.35 | 1875.89 | 2133.76 | 3477.74 | 3649.64
Coal | 1382511.87 | 1268807.08 | 1380725.62 | 1418106.81 | 1527902.06 | 1674045.33
Geo | 354.6 | 354.6 | 354.6 | 354.6 | 354.6 | 354.6
H | 108753.3 | 108753.3 | 108753.3 | 108753.3 | 108753.3 | 108753.3
LFG | 27266.03 | 32957.89 | 48784.79 | 51529.83 | 51529.83 | 51529.82
Nuc | 697700.18 | 728199.54 | 728199.54 | 716607.37 | 517621.93 | 376119.92
PS | 5748.79 | 7140.34 | 9616.81 | 8843.98 | 9250.5 | 7498.35
PV | 411.15 | 4302.16 | 6282.81 | 6832.54 | 7085.36 | 7407.84
PeakG | 3321.01 | 4076.4 | 6081.75 | 5395.73 | 5519.42 | 3375.42
PeakO | 0 | 0 | 0 | 0 | 0 | 0
ST | 0 | 0 | 0 | 0 | 0 | 0
STOG | 11035.14 | 12832.76 | 14198.49 | 13537.37 | 13593 | 12644.23
STWD | 6411.02 | 5027.52 | 3689.6 | 5684.4 | 5509.44 | 5545.96
WT | 106488.69 | 142266.35 | 164077 | 184779.76 | 229748.22 | 263177.84
IGCC | 4427.31 | 4427.31 | 4427.32 | 4427.32 | 4427.34 | 4427.35
DemandResponse | 0 | 0 | 0 | 0 | 0 | 0
IGCC-CCS | 0 | 0 | 0 | 0 | 0 | 0
WT_off | 1873.58 | 1873.58 | 5864.11 | 5864.11 | 3994 | 3994
PseudoUnit | 0 | 0 | 0 | 0 | 0 | 0
FixedInterchange | 33784.4 | 33784.4 | 33784.4 | 33784.4 | 33784.4 | 33784.4
Total Generation by Reporting Type: EI_Canada
ReportingType | 2015 | 2020 | 2025 | 2030 | 2035 | 2040
BM | 0 | 0 | 0 | 0 | 0 | 0
CC | 10999.27 | 15057.92 | 16490.4 | 20335.73 | 40118.48 | 59889.13
CSP | 0 | 0 | 0 | 0 | 0 | 0
CT | 0 | 0 | 0 | 0 | 100.33 | 114.92
Coal | 110.23 | 231.04 | 576.62 | 2091.52 | 3907.88 | 4116.94
Geo | 0 | 0 | 0 | 0 | 0 | 0
H | 87709.45 | 87709.45 | 87709.45 | 87709.45 | 87709.45 | 87709.45
LFG | 926.37 | 926.37 | 926.37 | 926.37 | 930.31 | 930.31
Nuc | 101402.3 | 101402.3 | 101402.3 | 101402.3 | 93379.23 | 81383.59
PS | 10.25 | 13.53 | 13.53 | 25.83 | 53.5 | 53.51
PV | 78.84 | 78.84 | 78.84 | 78.84 | 78.84 | 78.84
PeakG | 0 | 0 | 0 | 0 | 0 | 0
PeakO | 0 | 0 | 0 | 0 | 0 | 0
ST | 0 | 0 | 0 | 0 | 0 | 0
STOG | 0 | 0 | 0 | 0 | 0 | 0
STWD | 0 | 0 | 0 | 0 | 0 | 0
WT | 9925.81 | 9925.81 | 9925.81 | 9925.81 | 4651.73 | 4651.73
IGCC | 0 | 0 | 0 | 0 | 0 | 0
DemandResponse | 0 | 0 | 0 | 0 | 0 | 0
IGCC-CCS | 0 | 0 | 0 | 0 | 0 | 0
WT_off | 0 | 0 | 0 | 0 | 0 | 0
PseudoUnit | 0 | 0 | 0 | 0 | 0 | 0
FixedInterchange | 2336 | 2336 | 2336 | 2336 | 2336 | 2336
Total Generation by Reporting Type: EI
ReportingType | 2015 | 2020 | 2025 | 2030 | 2035 | 2040
BM | 2196.72 | 5148.53 | 9079.74 | 10271.68 | 12357.55 | 13430.52
CC | 731727.33 | 903763.26 | 894790.57 | 1012830.42 | 1243517.02 | 1405001.35
CSP | 0 | 0 | 0 | 0 | 0 | 0
CT | 998.03 | 1489.35 | 1875.89 | 2133.76 | 3578.08 | 3764.57
Coal | 1382622.1 | 1269038.12 | 1381302.24 | 1420198.33 | 1531809.94 | 1678162.27
Geo | 354.6 | 354.6 | 354.6 | 354.6 | 354.6 | 354.6
H | 196462.75 | 196462.75 | 196462.75 | 196462.75 | 196462.75 | 196462.75
LFG | 28192.4 | 33884.26 | 49711.16 | 52456.2 | 52460.14 | 52460.14
Nuc | 799102.48 | 829601.84 | 829601.84 | 818009.67 | 611001.16 | 457503.5
PS | 5759.04 | 7153.87 | 9630.34 | 8869.81 | 9304.01 | 7551.86
PV | 489.99 | 4381 | 6361.65 | 6911.38 | 7164.2 | 7486.68
PeakG | 3321.01 | 4076.4 | 6081.75 | 5395.74 | 5519.43 | 3375.42
PeakO | 0 | 0 | 0 | 0 | 0 | 0
ST | 0 | 0 | 0 | 0 | 0 | 0
STOG | 11035.14 | 12832.76 | 14198.49 | 13537.37 | 13593 | 12644.23
STWD | 6411.02 | 5027.52 | 3689.6 | 5684.4 | 5509.44 | 5545.96
WT | 116414.5 | 152192.15 | 174002.8 | 194705.57 | 234399.95 | 267829.56
IGCC | 4427.31 | 4427.31 | 4427.32 | 4427.32 | 4427.34 | 4427.35
DemandResponse | 0 | 0 | 0 | 0 | 0 | 0
IGCC-CCS | 0 | 0 | 0 | 0 | 0 | 0
WT_off | 1873.58 | 1873.58 | 5864.11 | 5864.11 | 3994 | 3994
PseudoUnit | 0 | 0 | 0 | 0 | 0 | 0
FixedInterchange | 36120.4 | 36120.4 | 36120.4 | 36120.4 | 36120.4 | 36120.4
Total Generation by Reporting Type: Outside_EI
ReportingType | 2015 | 2020 | 2025 | 2030 | 2035 | 2040
BM | 44.8 | 287.82 | 5.84 | 290.69 | 368.79 | 372.69
CC | 434383.08 | 433008.05 | 450909.81 | 526766.96 | 607078.51 | 626823
CSP | 0 | 0 | 0 | 0 | 0 | 0
CT | 0 | 2.34 | 83.8 | 152.55 | 8.18 | 0
Coal | 371870.54 | 390084.19 | 408600.03 | 414153.19 | 425383.89 | 500332.7
Geo | 20104.76 | 37372.91 | 74231.05 | 74231.05 | 74231.05 | 74231.05
H | 233891.47 | 233891.47 | 233891.47 | 233891.47 | 233891.47 | 233891.47
LFG | 4415.83 | 14121.42 | 15718.16 | 18677.2 | 18677.2 | 18677.2
Nuc | 114091.22 | 114091.22 | 114091.22 | 114091.22 | 114091.23 | 114091.23
PS | 296.02 | 280.31 | 489.32 | 649.98 | 1060.46 | 2015.57
PV | 944.36 | 944.36 | 944.36 | 944.36 | 907.84 | 907.84
PeakG | 11.07 | 32.88 | 340.74 | 596.84 | 745.71 | 190.61
PeakO | 0 | 0 | 0 | 0 | 0 | 0
ST | 2659.82 | 5537.77 | 6651.26 | 7080.51 | 7080.52 | 7080.53
STOG | 4935.21 | 6027.15 | 7916.14 | 6896.4 | 6538.39 | 5632.52
STWD | 4113.7 | 4116.45 | 51.9 | 2407.42 | 2428.05 | 4174.6
WT | 61682.09 | 101931.81 | 101931.81 | 103012.34 | 103012.38 | 103575.04
IGCC | 0 | 0 | 0 | 0 | 0 | 0
DemandResponse | 0 | 0 | 0 | 0 | 0 | 0
IGCC-CCS | 0 | 0 | 0 | 0 | 0 | 0
WT_off | 0 | 0 | 0 | 0 | 0 | 0
PseudoUnit | 0 | 0 | 0 | 0 | 0 | 0
FixedInterchange | 0 | 0 | 0 | 0 | 0 | 0
#2 | Energy Demand (TWh)
Energy Demand by Pool & Region:
Pool/Region | 2015 | 2020 | 2025 | 2030 | 2035 | 2040
ENT | 170.63 | 180.78 | 186.66 | 193.23 | 199.98 | 207.01
FRCC | 249.16 | 268.41 | 288.09 | 310.26 | 333.75 | 358.78
MAPP_US | 30.63 | 32.29 | 33.64 | 35.08 | 36.56 | 38.12
MISO_IN | 101.29 | 106.98 | 111.08 | 115.65 | 120.3 | 125.21
MISO_MI | 97.81 | 102.16 | 107.37 | 113.26 | 119.28 | 125.71
MISO_MO-IL | 99.61 | 104.35 | 109.61 | 115.48 | 121.5 | 127.91
MISO_W | 142.57 | 149.13 | 156.03 | 163.59 | 171.35 | 179.6
MISO_WUMS | 69.44 | 73.57 | 76.7 | 80.23 | 83.82 | 87.64
NE | 32.2 | 34.73 | 36.27 | 37.95 | 39.68 | 41.5
NEISO | 129.79 | 130.52 | 132.04 | 134.66 | 137.21 | 139.94
NonRTO_Midwest | 62.67 | 67.55 | 69.61 | 71.9 | 74.25 | 76.7
NYISO_A-F | 61.25 | 64.7 | 67.19 | 70.16 | 73.18 | 76.36
NYISO_G-I | 18.62 | 19.87 | 20.98 | 22.27 | 23.59 | 24.99
NYISO_J-K | 70.28 | 76.25 | 80.61 | 85.63 | 90.81 | 96.3
PJM_E | 131.75 | 124.69 | 129.97 | 135.96 | 142.11 | 148.57
PJM_ROM | 147.53 | 156.44 | 164.05 | 173.05 | 182.3 | 192.06
PJM_ROR | 547.5 | 540.48 | 561.07 | 584.1 | 607.67 | 632.44
SOCO | 272.34 | 297.18 | 311.19 | 326.63 | 342.7 | 359.54
SPP_N | 78.33 | 84.88 | 89.18 | 93.83 | 98.65 | 103.75
SPP_S | 172.41 | 181.9 | 188.35 | 195.31 | 202.51 | 209.97
TVA | 186.11 | 189.64 | 195.07 | 200.99 | 207.05 | 213.34
TVA_Transmission | 0 | 0 | 0 | 0 | 0 | 0
VACAR | 252.15 | 273.68 | 288.87 | 305.67 | 323.27 | 341.81
IESO | 141.22 | 139.29 | 145.77 | 153.32 | 161.02 | 169.17
MAPP_CA | 53.53 | 57.47 | 59.88 | 62.43 | 65.07 | 67.84
AZ_NM_SNV_Coal | 134.02 | 147.6 | 158.98 | 171.96 | 185.52 | 200.16
AZ_NM_SNV_Gas | 0 | 0 | 0 | 0 | 0 | 0
AZ_NM_SNV_NucRenew | 0 | 0 | 0 | 0 | 0 | 0
ERCOT | 342.12 | 368.65 | 383.8 | 398.99 | 415.69 | 432.97
NP15 | 114.91 | 120.59 | 128.28 | 139.04 | 149.68 | 160.83
NWPP_Coal | 263.15 | 278.13 | 291.74 | 309.18 | 326.77 | 344.92
NWPP_Gas | 0 | 0 | 0 | 0 | 0 | 0
NWPP_NucRenew | 0 | 0 | 0 | 0 | 0 | 0
RMPA | 74.57 | 80.63 | 86.61 | 93.35 | 100.49 | 108.11
SP15 | 189.59 | 203.16 | 214.49 | 230.16 | 245.53 | 261.57
ALB | 68.94 | 73.93 | 79.28 | 85.01 | 91.16 | 97.76
BC | 66.74 | 70.01 | 73.44 | 77.03 | 80.81 | 84.77
HQ_IESO | 0 | 0 | 0 | 0 | 0 | 0
HQ_NEISO | 0 | 0 | 0 | 0 | 0 | 0
HQ_NY | 0 | 0 | 0 | 0 | 0 | 0
MARITIMES | 0 | 0 | 0 | 0 | 0 | 0
All | 4572.88 | 4799.65 | 5025.92 | 5285.38 | 5553.26 | 5835.35
EI_US | 3124.07 | 3260.18 | 3403.65 | 3564.91 | 3731.52 | 3907.25
EI_Canada | 194.75 | 196.76 | 205.64 | 215.75 | 226.09 | 237.01
EI | 3318.83 | 3456.94 | 3609.29 | 3780.66 | 3957.61 | 4144.27
Outside_EI | 1254.05 | 1342.7 | 1416.63 | 1504.73 | 1595.65 | 1691.09
#3 | Generation Minus Energy (TWh)
Generation Minus Energy by Pool & Region:
Pool/Region | 2015 | 2020 | 2025 | 2030 | 2035 | 2040
ENT | 1.6 | 1.04 | 0.25 | 0.39 | 0.64 | -12.8
FRCC | -2.27 | -1.25 | -1.03 | 0 | -0.38 | 0
MAPP_US | 6.33 | 6.01 | 6.03 | 5.19 | 4.06 | 4.11
MISO_IN | -4.01 | 8.49 | 13.16 | 22.27 | 33.61 | 27.64
MISO_MI | -7.64 | -18.73 | -21.41 | -28.76 | -36.23 | -44.84
MISO_MO-IL | 25.52 | 3.22 | 7.51 | 7.61 | 5.49 | -2.03
MISO_W | 7.03 | -3.36 | -1.32 | -5.7 | -21.49 | 21.98
MISO_WUMS | -6.74 | 10.86 | 9.17 | 5.91 | 5.42 | -7.63
NE | 10.89 | 7.86 | 6.91 | 5.28 | 12.57 | 13.83
NEISO | -21.96 | -24.35 | -20.52 | -16.24 | -17.5 | -15.97
NonRTO_Midwest | -0.58 | -0.82 | -0.97 | -0.36 | 0.38 | 0.15
NYISO_A-F | 10.61 | 12.68 | 12.57 | 9.06 | 1.78 | -4.39
NYISO_G-I | 4.86 | 5.63 | 10.89 | 17.28 | 35.76 | 42.07
NYISO_J-K | -43.18 | -41.71 | -45.37 | -49.55 | -52.65 | -54.22
PJM_E | -31.23 | -5.02 | -6.32 | -26.76 | -32.24 | -45.92
PJM_ROM | -29.54 | -17.28 | -22.16 | -17.75 | -12.95 | 89.34
PJM_ROR | 66.02 | 27.56 | 33.94 | 58.55 | 67.54 | -24.95
SOCO | 1.42 | 0.07 | -0.71 | -0.18 | 0.99 | -0.08
SPP_N | 6.46 | 7.13 | 2.95 | 1.76 | -10.27 | -6.94
SPP_S | -21.79 | -18.91 | -15.13 | -11.44 | -1.86 | 3.56
TVA | 1.21 | 1.43 | 1.56 | 0.34 | -1.86 | -1.19
TVA_Transmission | 0 | 0 | 0 | 0 | 0 | 0
VACAR | -16.89 | -4.36 | -3.34 | -6.17 | -7.8 | -7.91
IESO | 16.82 | 19.38 | 13.55 | 6.72 | 1.53 | 3.42
MAPP_CA | -0.41 | -0.79 | -2.07 | 0.02 | 3.31 | -1.51
AZ_NM_SNV_Coal | -62.14 | -70.13 | -81.51 | -94.49 | -108.05 | -67.75
AZ_NM_SNV_Gas | 104.87 | 113.89 | 122.75 | 149.39 | 181.52 | 168.62
AZ_NM_SNV_NucRenew | 42.17 | 75.96 | 88.88 | 90.44 | 90.44 | 90.5
ERCOT | 0 | -0.15 | -0.44 | -0.41 | -0.05 | -2.23
NP15 | -17.11 | -20.33 | -17.87 | -41.27 | -57.42 | -66.01
NWPP_Coal | -171.05 | -186.15 | -199.76 | -217.2 | -234.79 | -252.93
NWPP_Gas | 50.58 | 50.58 | 54.07 | 95.4 | 122.97 | 139.47
NWPP_NucRenew | 162.47 | 162.88 | 167.84 | 168.87 | 168.87 | 168.87
RMPA | -1.23 | -1.41 | 2.88 | 0.55 | 5 | 9.58
SP15 | -107.41 | -125.37 | -137.43 | -153.18 | -171.65 | -192.4
ALB | -0.45 | 0.53 | -0.51 | 0.24 | 0.07 | -0.03
BC | -1.3 | -1.25 | 0.31 | 0.76 | 2.93 | 5.21
HQ_IESO | 2.34 | 2.34 | 2.34 | 2.34 | 2.34 | 2.34
HQ_NEISO | 19.18 | 19.18 | 19.18 | 19.18 | 19.18 | 19.18
HQ_NY | 5.84 | 5.84 | 5.84 | 5.84 | 5.84 | 5.84
MARITIMES | 8.76 | 8.76 | 8.76 | 8.76 | 8.76 | 8.76
All | 8.07 | 9.91 | 13.49 | 12.69 | 13.82 | 12.76
EI_US | -10.06 | -10.03 | 0.45 | 4.49 | 6.79 | 7.6
EI_Canada | 18.74 | 20.92 | 13.82 | 9.08 | 7.17 | 4.25
EI | 8.68 | 10.89 | 14.26 | 13.58 | 13.96 | 11.85
Outside_EI | -0.61 | -0.97 | -0.77 | -0.88 | -0.14 | 0.91
#4 | Fuel Use (TBtu)
Total Fuel Consumption by Reporting Type: Entergy
ReportingType | 2015 | 2020 | 2025 | 2030 | 2035 | 2040
BM | 0 | 0 | 0 | 0 | 0 | 0
CC | 486.88 | 641.77 | 594.57 | 620.68 | 703.8 | 697.71
CSP | 0 | 0 | 0 | 0 | 0 | 0
CT | 0 | 0 | 0 | 0 | 0 | 0
Coal | 609.58 | 485.37 | 593.53 | 612.4 | 612.4 | 612.4
Geo | 0 | 0 | 0 | 0 | 0 | 0
H | 0 | 0 | 0 | 0 | 0 | 0
LFG | 0 | 0 | 11.56 | 11.56 | 11.56 | 11.56
Nuc | 464.87 | 464.87 | 464.87 | 464.87 | 392.68 | 307.2
PS | 0 | 0 | 0 | 0 | 0 | 0
PV | 0 | 0 | 0 | 0 | 0 | 0
PeakG | 0 | 0 | 0.47 | 0.18 | 0 | 0
PeakO | 0 | 0 | 0 | 0 | 0 | 0
ST | 0 | 0 | 0 | 0 | 0 | 0
STOG | 13.96 | 15.45 | 15.39 | 15.27 | 15.57 | 14.42
STWD | 0 | 0 | 0 | 0 | 0 | 0.61
WT | 0 | 0 | 0 | 0 | 0 | 0
IGCC | 0 | 0 | 0 | 0 | 0 | 0
DemandResponse | 0 | 0 | 0 | 0 | 0 | 0
IGCC-CCS | 0 | 0 | 0 | 0 | 0 | 0
WT_off | 0 | 0 | 0 | 0 | 0 | 0
PseudoUnit | 0 | 0 | 0 | 0 | 0 | 0
FixedInterchange | 0 | 0 | 0 | 0 | 0 | 0
Total Fuel Consumption by Reporting Type: FRCC
ReportingType | 2015 | 2020 | 2025 | 2030 | 2035 | 2040
BM | 0 | 0 | 0 | 0 | 0 | 0
CC | 1091.24 | 1221.96 | 1290.81 | 1427.87 | 1641.54 | 1878.48
CSP | 0 | 0 | 0 | 0 | 0 | 0
CT | 9.93 | 10.89 | 10.82 | 7.87 | 3.87 | 1.12
Coal | 572.17 | 556.29 | 618.28 | 627.58 | 642.17 | 642.17
Geo | 0 | 0 | 0 | 0 | 0 | 0
H | 0 | 0 | 0 | 0 | 0 | 0
LFG | 0 | 0 | 21.31 | 21.31 | 21.31 | 21.31
Nuc | 352.09 | 352.09 | 352.09 | 352.09 | 214.42 | 71.5
PS | 0 | 0 | 0 | 0 | 0 | 0
PV | 0 | 0 | 0 | 0 | 0 | 0
PeakG | 4.92 | 4.5 | 5.31 | 2.1 | 1.05 | 0.62
PeakO | 0 | 0 | 0 | 0 | 0 | 0
ST | 0 | 0 | 0 | 0 | 0 | 0
STOG | 37.24 | 31.9 | 31.57 | 25.76 | 17.82 | 14.47
STWD | 0 | 0.58 | 0.9 | 1.49 | 1.49 | 0.9
WT | 0 | 0 | 0 | 0 | 0 | 0
IGCC | 0 | 0 | 0 | 0 | 0 | 0
DemandResponse | 0 | 0 | 0 | 0 | 0 | 0
IGCC-CCS | 0 | 0 | 0 | 0 | 0 | 0
WT_off | 0 | 0 | 0 | 0 | 0 | 0
PseudoUnit | 0 | 0 | 0 | 0 | 0 | 0
FixedInterchange | 0 | 0 | 0 | 0 | 0 | 0
Total Fuel Consumption by Reporting Type: MAPP_US
ReportingType | 2015 | 2020 | 2025 | 2030 | 2035 | 2040
BM | 0 | 0 | 0 | 0 | 0 | 0
CC | 1.46 | 1.85 | 1.94 | 2.62 | 2 | 1.85
CSP | 0 | 0 | 0 | 0 | 0 | 0
CT | 0 | 0 | 0 | 0 | 0 | 0
Coal | 213.54 | 207.32 | 209.08 | 210.08 | 210.26 | 222.49
Geo | 0 | 0 | 0 | 0 | 0 | 0
H | 0 | 0 | 0 | 0 | 0 | 0
LFG | 0 | 0 | 7.71 | 7.71 | 7.71 | 7.71
Nuc | 0 | 0 | 0 | 0 | 0 | 0
PS | 0 | 0 | 0 | 0 | 0 | 0
PV | 0 | 0 | 0 | 0 | 0 | 0
PeakG | 0.37 | 0.7 | 0.9 | 1.39 | 1.86 | 0.97
PeakO | 0 | 0 | 0 | 0 | 0 | 0
ST | 0 | 0 | 0 | 0 | 0 | 0
STOG | 0 | 0 | 0 | 0 | 0 | 0
STWD | 0 | 0 | 0 | 0 | 0 | 0
WT | 0.01 | 0.01 | 0.01 | 0.01 | 0.01 | 0.01
IGCC | 0 | 0 | 0 | 0 | 0 | 0
DemandResponse | 0 | 0 | 0 | 0 | 0 | 0
IGCC-CCS | 0 | 0 | 0 | 0 | 0 | 0
WT_off | 0 | 0 | 0 | 0 | 0 | 0
PseudoUnit | 0 | 0 | 0 | 0 | 0 | 0
FixedInterchange | 0 | 0 | 0 | 0 | 0 | 0
Total Fuel Consumption by Reporting Type: MISO_IN
ReportingType | 2015 | 2020 | 2025 | 2030 | 2035 | 2040
BM | 0 | 0 | 0 | 0 | 0 | 0
CC | 31.66 | 144.88 | 162.17 | 234.88 | 313.43 | 298.73
CSP | 0 | 0 | 0 | 0 | 0 | 0
CT | 0 | 0 | 0 | 0 | 0 | 0
Coal | 874.09 | 885.71 | 942.58 | 962.32 | 1004.47 | 1018.1
Geo | 0 | 0 | 0 | 0 | 0 | 0
H | 0 | 0 | 0 | 0 | 0 | 0
LFG | 0 | 0 | 0 | 8.62 | 8.62 | 8.62
Nuc | 0 | 0 | 0 | 0 | 0 | 0
PS | 0 | 0 | 0 | 0 | 0 | 0
PV | 0 | 0 | 0 | 0 | 0 | 0
PeakG | 0.09 | 0.31 | 0.73 | 0.56 | 0.26 | 0.41
PeakO | 0 | 0 | 0 | 0 | 0 | 0
ST | 0 | 0 | 0 | 0 | 0 | 0
STOG | 0.65 | 0.65 | 1.26 | 0.65 | 0.91 | 0.72
STWD | 0 | 0 | 0 | 0 | 0 | 0
WT | 0 | 0 | 0 | 0 | 0 | 0
IGCC | 40.45 | 40.45 | 40.45 | 40.45 | 40.45 | 40.45
DemandResponse | 0 | 0 | 0 | 0 | 0 | 0
IGCC-CCS | 0 | 0 | 0 | 0 | 0 | 0
WT_off | 0 | 0 | 0 | 0 | 0 | 0
PseudoUnit | 0 | 0 | 0 | 0 | 0 | 0
FixedInterchange | 0 | 0 | 0 | 0 | 0 | 0
Total Fuel Consumption by Reporting Type: MISO_MI
ReportingType | 2015 | 2020 | 2025 | 2030 | 2035 | 2040
BM | 0 | 0 | 0 | 0 | 0 | 0
CC | 118.01 | 111.18 | 85.67 | 58.62 | 76.08 | 59.24
CSP | 0 | 0 | 0 | 0 | 0 | 0
CT | 0 | 0 | 0 | 0 | 0 | 0
Coal | 515.36 | 443.75 | 483.29 | 500.56 | 515.93 | 515.93
Geo | 0 | 0 | 0 | 0 | 0 | 0
H | 0 | 0 | 0 | 0 | 0 | 0
LFG | 0 | 17.24 | 17.24 | 17.24 | 17.24 | 17.24
Nuc | 174.19 | 174.19 | 174.19 | 174.19 | 102.45 | 102.45
PS | 0 | 0 | 0 | 0 | 0 | 0
PV | 0 | 0 | 0 | 0 | 0 | 0
PeakG | 0.27 | 0.35 | 1.24 | 1.24 | 1.13 | 0
PeakO | 0 | 0 | 0 | 0 | 0 | 0
ST | 0 | 0 | 0 | 0 | 0 | 0
STOG | 4.46 | 6.37 | 6.45 | 6.45 | 7.13 | 6.45
STWD | 1.69 | 6 | 5.65 | 11.22 | 8.46 | 9.85
WT | 0.01 | 0.01 | 0.01 | 0.01 | 0.01 | 0.01
IGCC | 0 | 0 | 0 | 0 | 0 | 0
DemandResponse | 0 | 0 | 0 | 0 | 0 | 0
IGCC-CCS | 0 | 0 | 0 | 0 | 0 | 0
WT_off | 0 | 0 | 0 | 0 | 0 | 0
PseudoUnit | 0 | 0 | 0 | 0 | 0 | 0
FixedInterchange | 0 | 0 | 0 | 0 | 0 | 0
Total Fuel Consumption by Reporting Type: MISO_MO-IL
ReportingType | 2015 | 2020 | 2025 | 2030 | 2035 | 2040
BM | 0 | 0 | 0 | 0 | 0 | 0
CC | 22.82 | 34.58 | 18.19 | 17.81 | 19.68 | 12.24
CSP | 0 | 0 | 0 | 0 | 0 | 0
CT | 0 | 0 | 0 | 0 | 0 | 0
Coal | 1015.03 | 821.28 | 923.56 | 987.61 | 1023.44 | 1023.44
Geo | 0 | 0 | 0 | 0 | 0 | 0
H | 0 | 0 | 0 | 0 | 0 | 0
LFG | 0 | 0 | 24.03 | 24.03 | 24.03 | 24.03
Nuc | 178.81 | 178.81 | 178.81 | 178.81 | 178.81 | 178.81
PS | 0 | 0 | 0 | 0 | 0 | 0
PV | 0 | 0 | 0 | 0 | 0 | 0
PeakG | 1.79 | 2.19 | 2.78 | 3.24 | 4.97 | 4.97
PeakO | 0 | 0 | 0 | 0 | 0 | 0
ST | 0 | 0 | 0 | 0 | 0 | 0
STOG | 0.7 | 1.32 | 1.34 | 0.7 | 0.7 | 0.22
STWD | 0 | 0 | 0 | 0 | 0 | 0
WT | 0 | 0 | 0 | 0 | 0 | 0
IGCC | 0 | 0 | 0 | 0 | 0 | 0
DemandResponse | 0 | 0 | 0 | 0 | 0 | 0
IGCC-CCS | 0 | 0 | 0 | 0 | 0 | 0
WT_off | 0 | 0 | 0 | 0 | 0 | 0
PseudoUnit | 0 | 0 | 0 | 0 | 0 | 0
FixedInterchange | 0 | 0 | 0 | 0 | 0 | 0
Total Fuel Consumption by Reporting Type: MISO_W
ReportingType | 2015 | 2020 | 2025 | 2030 | 2035 | 2040
BM | 0 | 0 | 0 | 0 | 0 | 0
CC | 78.05 | 70.77 | 45.69 | 38.63 | 44.58 | 20.79
CSP | 0 | 0 | 0 | 0 | 0 | 0
CT | 0 | 0 | 0 | 0 | 0 | 0
Coal | 931.09 | 826.22 | 840.87 | 844.82 | 904.32 | 1395.55
Geo | 0 | 0 | 0 | 0 | 0 | 0
H | 0 | 0 | 0 | 0 | 0 | 0
LFG | 0 | 0 | 7.71 | 7.71 | 7.71 | 7.71
Nuc | 190.11 | 190.11 | 190.11 | 190.11 | 0.01 | 0.01
PS | 0 | 0 | 0 | 0 | 0 | 0
PV | 0 | 0 | 0 | 0 | 0 | 0
PeakG | 3.7 | 2.3 | 2.81 | 3.06 | 11.21 | 0.85
PeakO | 0 | 0 | 0 | 0 | 0 | 0
ST | 0 | 0 | 0 | 0 | 0 | 0
STOG | 0.34 | 0.09 | 0.06 | 0.01 | 0.16 | 0
STWD | 0 | 1.45 | 1.45 | 1.45 | 2.41 | 1.45
WT | 0.03 | 0.03 | 0.04 | 0.05 | 0.05 | 0.05
IGCC | 0 | 0 | 0 | 0 | 0 | 0
DemandResponse | 0 | 0 | 0 | 0 | 0 | 0
IGCC-CCS | 0 | 0 | 0 | 0 | 0 | 0
WT_off | 0 | 0 | 0 | 0 | 0 | 0
PseudoUnit | 0 | 0 | 0 | 0 | 0 | 0
FixedInterchange | 0 | 0 | 0 | 0 | 0 | 0
Total Fuel Consumption by Reporting Type: MISO_WUMS
ReportingType | 2015 | 2020 | 2025 | 2030 | 2035 | 2040
BM | 0 | 0 | 0 | 0 | 0 | 0
CC | 126.59 | 272.78 | 237.73 | 211.47 | 305.6 | 242.93
CSP | 0 | 0 | 0 | 0 | 0 | 0
CT | 0 | 1.44 | 2.93 | 3.1 | 7.66 | 8.22
Coal | 258.9 | 247.44 | 293.13 | 331.64 | 354.35 | 354.35
Geo | 0 | 0 | 0 | 0 | 0 | 0
H | 0 | 0 | 0 | 0 | 0 | 0
LFG | 0 | 0 | 24.03 | 24.03 | 24.03 | 24.03
Nuc | 150.68 | 150.68 | 150.68 | 150.68 | 0.01 | 0.01
PS | 0 | 0 | 0 | 0 | 0 | 0
PV | 0 | 0 | 0 | 0 | 0 | 0
PeakG | 0.32 | 0 | 0 | 0 | 0 | 0
PeakO | 0 | 0 | 0 | 0 | 0 | 0
ST | 0 | 0 | 0 | 0 | 0 | 0
STOG | 0.07 | 0 | 0 | 0 | 0 | 0
STWD | 0 | 0.29 | 0.54 | 0.56 | 0.56 | 0.56
WT | 0 | 0 | 0 | 0 | 0 | 0
IGCC | 0 | 0 | 0 | 0 | 0 | 0
DemandResponse | 0 | 0 | 0 | 0 | 0 | 0
IGCC-CCS | 0 | 0 | 0 | 0 | 0 | 0
WT_off | 0 | 0 | 0 | 0 | 0 | 0
PseudoUnit | 0 | 0 | 0 | 0 | 0 | 0
FixedInterchange | 0 | 0 | 0 | 0 | 0 | 0
Total Fuel Consumption by Reporting Type: Nebraska
ReportingType | 2015 | 2020 | 2025 | 2030 | 2035 | 2040
BM | 0 | 0 | 0 | 0 | 0 | 0
CC | 5.32 | 3.56 | 3.56 | 3.56 | 2.5 | 2.23
CSP | 0 | 0 | 0 | 0 | 0 | 0
CT | 0 | 0 | 0 | 0 | 0 | 0
Coal | 332.69 | 332.38 | 332.38 | 332.38 | 506.71 | 536.37
Geo | 0 | 0 | 0 | 0 | 0 | 0
H | 0 | 0 | 0 | 0 | 0 | 0
LFG | 0 | 0 | 7.71 | 7.71 | 7.71 | 7.71
Nuc | 104.28 | 104.28 | 104.28 | 104.28 | 0.02 | 0.02
PS | 0 | 0 | 0 | 0 | 0 | 0
PV | 0 | 0 | 0 | 0 | 0 | 0
PeakG | 0.97 | 1.15 | 1.53 | 2.01 | 1.5 | 0.28
PeakO | 0 | 0 | 0 | 0 | 0 | 0
ST | 0 | 0 | 0 | 0 | 0 | 0
STOG | 0 | 0 | 0 | 0 | 0 | 0
STWD | 0 | 0 | 0 | 0 | 0 | 0
WT | 0 | 0 | 0 | 0 | 0 | 0
IGCC | 0 | 0 | 0 | 0 | 0 | 0
DemandResponse | 0 | 0 | 0 | 0 | 0 | 0
IGCC-CCS | 0 | 0 | 0 | 0 | 0 | 0
WT_off | 0 | 0 | 0 | 0 | 0 | 0
PseudoUnit | 0 | 0 | 0 | 0 | 0 | 0
FixedInterchange | 0 | 0 | 0 | 0 | 0 | 0
Total Fuel Consumption by Reporting Type: NEISO
ReportingType | 2015 | 2020 | 2025 | 2030 | 2035 | 2040
BM | 24.48 | 24.48 | 7.13 | 7.17 | 7.77 | 7.77
CC | 316.07 | 257.09 | 268.59 | 306.52 | 403.19 | 480.83
CSP | 0 | 0 | 0 | 0 | 0 | 0
CT | 0.02 | 0.12 | 0.07 | 0.12 | 0.9 | 1.38
Coal | 0.36 | 0 | 0 | 0 | 0 | 0
Geo | 0 | 0 | 0 | 0 | 0 | 0
H | 0 | 0 | 0 | 0 | 0 | 0
LFG | 5.3 | 11.4 | 12.81 | 12.81 | 12.81 | 12.81
Nuc | 365.51 | 365.51 | 365.51 | 365.51 | 264.08 | 195.08
PS | 0 | 0 | 0 | 0 | 0 | 0
PV | 0 | 0 | 0 | 0 | 0 | 0
PeakG | 0.27 | 0.4 | 0.4 | 0.4 | 1.06 | 0.96
PeakO | 0 | 0 | 0 | 0 | 0 | 0
ST | 0 | 0 | 0 | 0 | 0 | 0
STOG | 0 | 0 | 0 | 0 | 0 | 0
STWD | 48.74 | 14.8 | 0.95 | 13.52 | 6.77 | 6.86
WT | 0 | 0.01 | 0.02 | 0.02 | 0.02 | 0.02
IGCC | 0 | 0 | 0 | 0 | 0 | 0
DemandResponse | 0 | 0 | 0 | 0 | 0 | 0
IGCC-CCS | 0 | 0 | 0 | 0 | 0 | 0
WT_off | 0 | 0 | 0 | 0 | 0 | 0
PseudoUnit | 0 | 0 | 0 | 0 | 0 | 0
FixedInterchange | 0 | 0 | 0 | 0 | 0 | 0
Total Fuel Consumption by Reporting Type: NonRTO_Midwest
ReportingType | 2015 | 2020 | 2025 | 2030 | 2035 | 2040
BM | 0 | 0 | 0 | 0 | 0 | 0
CC | 0 | 15.48 | 17.35 | 21.13 | 22.18 | 30.29
CSP | 0 | 0 | 0 | 0 | 0 | 0
CT | 0 | 0.55 | 0.55 | 0.92 | 3.09 | 4.19
Coal | 611.29 | 631.48 | 647.19 | 657.31 | 685 | 694.42
Geo | 0 | 0 | 0 | 0 | 0 | 0
H | 0 | 0 | 0 | 0 | 0 | 0
LFG | 0 | 0 | 0 | 17.24 | 17.24 | 17.24
Nuc | 0 | 0 | 0 | 0 | 0 | 0
PS | 0 | 0 | 0 | 0 | 0 | 0
PV | 0 | 0 | 0 | 0 | 0 | 0
PeakG | 1.76 | 2.19 | 2.65 | 2.75 | 3.15 | 2.84
PeakO | 0 | 0 | 0 | 0 | 0 | 0
ST | 0 | 0 | 0 | 0 | 0 | 0
STOG | 0 | 0 | 0 | 0 | 0 | 0
STWD | 0 | 0 | 0 | 0 | 0 | 0
WT | 0 | 0 | 0 | 0 | 0 | 0
IGCC | 0 | 0 | 0 | 0 | 0 | 0
DemandResponse | 0 | 0 | 0 | 0 | 0 | 0
IGCC-CCS | 0 | 0 | 0 | 0 | 0 | 0
WT_off | 0 | 0 | 0 | 0 | 0 | 0
PseudoUnit | 0 | 0 | 0 | 0 | 0 | 0
FixedInterchange | 0 | 0 | 0 | 0 | 0 | 0
Total Fuel Consumption by Reporting Type: NYISO_A-F
ReportingType | 2015 | 2020 | 2025 | 2030 | 2035 | 2040
BM | 0 | 0 | 0 | 0 | 0 | 0
CC | 47.31 | 73.85 | 88.8 | 103.44 | 83.65 | 106.55
CSP | 0 | 0 | 0 | 0 | 0 | 0
CT | 0 | 0 | 0 | 0 | 0 | 0
Coal | 0 | 0 | 0 | 0 | 0 | 0
Geo | 0 | 0 | 0 | 0 | 0 | 0
H | 0 | 0 | 0 | 0 | 0 | 0
LFG | 0.69 | 0.69 | 4.4 | 8 | 8 | 8
Nuc | 270.5 | 270.5 | 270.5 | 220.56 | 173.9 | 105.39
PS | 0 | 0 | 0 | 0 | 0 | 0
PV | 0 | 0 | 0 | 0 | 0 | 0
PeakG | 0 | 0 | 0.07 | 0.07 | 0.11 | 0.09
PeakO | 0 | 0 | 0 | 0 | 0 | 0
ST | 0 | 0 | 0 | 0 | 0 | 0
STOG | 0 | 0 | 0 | 0 | 0 | 0
STWD | 0 | 0 | 0 | 0 | 0 | 0.02
WT | 0.01 | 0.01 | 0.01 | 0.01 | 0.02 | 0.02
IGCC | 0 | 0 | 0 | 0 | 0 | 0
DemandResponse | 0 | 0 | 0 | 0 | 0 | 0
IGCC-CCS | 0 | 0 | 0 | 0 | 0 | 0
WT_off | 0 | 0 | 0 | 0 | 0 | 0
PseudoUnit | 0 | 0 | 0 | 0 | 0 | 0
FixedInterchange | 0 | 0 | 0 | 0 | 0 | 0
Total Fuel Consumption by Reporting Type: NYISO_G-I
ReportingType | 2015 | 2020 | 2025 | 2030 | 2035 | 2040
BM | 0 | 0 | 0 | 0 | 0 | 0
CC | 48.79 | 62.05 | 99 | 148.11 | 327.07 | 427.98
CSP | 0 | 0 | 0 | 0 | 0 | 0
CT | 0 | 0 | 0 | 0 | 0 | 0
Coal | 0 | 0 | 0 | 0 | 0 | 0
Geo | 0 | 0 | 0 | 0 | 0 | 0
H | 0 | 0 | 0 | 0 | 0 | 0
LFG | 0 | 0 | 8 | 8 | 8 | 8
Nuc | 162.83 | 162.83 | 162.83 | 162.83 | 81.65 | 0.03
PS | 0 | 0 | 0 | 0 | 0 | 0
PV | 0 | 0 | 0 | 0 | 0 | 0
PeakG | 0 | 0 | 0 | 0 | 0 | 0
PeakO | 0 | 0 | 0 | 0 | 0 | 0
ST | 0 | 0 | 0 | 0 | 0 | 0
STOG | 0 | 0 | 0 | 0 | 0 | 0
STWD | 0 | 0 | 0 | 0 | 0 | 0
WT | 0 | 0 | 0 | 0 | 0 | 0
IGCC | 0 | 0 | 0 | 0 | 0 | 0
DemandResponse | 0 | 0 | 0 | 0 | 0 | 0
IGCC-CCS | 0 | 0 | 0 | 0 | 0 | 0
WT_off | 0 | 0 | 0 | 0 | 0 | 0
PseudoUnit | 0 | 0 | 0 | 0 | 0 | 0
FixedInterchange | 0 | 0 | 0 | 0 | 0 | 0
Total Fuel Consumption by Reporting Type: NYISO_J-K
ReportingType | 2015 | 2020 | 2025 | 2030 | 2035 | 2040
BM | 0 | 0 | 0 | 0 | 0 | 0
CC | 172.82 | 220.54 | 222.85 | 222.14 | 228.23 | 247.87
CSP | 0 | 0 | 0 | 0 | 0 | 0
CT | 0 | 0 | 0.28 | 0.89 | 1.6 | 2.85
Coal | 0 | 0 | 0 | 0 | 0 | 0
Geo | 0 | 0 | 0 | 0 | 0 | 0
H | 0 | 0 | 0 | 0 | 0 | 0
LFG | 0 | 0 | 0 | 8 | 8 | 8
Nuc | 0 | 0 | 0 | 0 | 0 | 0
PS | 0 | 0 | 0 | 0 | 0 | 0
PV | 0 | 0 | 0 | 0 | 0 | 0
PeakG | 0.44 | 1.31 | 1.66 | 1.73 | 3.17 | 3.33
PeakO | 0 | 0 | 0 | 0 | 0 | 0
ST | 0 | 0 | 0 | 0 | 0 | 0
STOG | 12.07 | 23.08 | 26.44 | 29.3 | 40.72 | 48.59
STWD | 0 | 0 | 0 | 0 | 0 | 0
WT | 0 | 0 | 0 | 0 | 0 | 0
IGCC | 0 | 0 | 0 | 0 | 0 | 0
DemandResponse | 0 | 0 | 0 | 0 | 0 | 0
IGCC-CCS | 0 | 0 | 0 | 0 | 0 | 0
WT_off | 0 | 0 | 0 | 0 | 0 | 0
PseudoUnit | 0 | 0 | 0 | 0 | 0 | 0
FixedInterchange | 0 | 0 | 0 | 0 | 0 | 0
Total Fuel Consumption by Reporting Type: PJM_E
ReportingType | 2015 | 2020 | 2025 | 2030 | 2035 | 2040
BM | 1.92 | 2.91 | 2.91 | 2.91 | 2.91 | 2.91
CC | 172.02 | 325.99 | 319.38 | 220.93 | 331.2 | 346.07
CSP | 0 | 0 | 0 | 0 | 0 | 0
CT | 0 | 0.01 | 0.01 | 0.03 | 2.9 | 2.92
Coal | 4.51 | 5.73 | 8 | 9.96 | 21.69 | 24.74
Geo | 0 | 0 | 0 | 0 | 0 | 0
H | 0 | 0 | 0 | 0 | 0 | 0
LFG | 0.98 | 15.28 | 15.28 | 15.28 | 15.28 | 15.28
Nuc | 702.72 | 651.97 | 651.97 | 651.97 | 468.33 | 371.38
PS | 0 | 0 | 0 | 0 | 0 | 0
PV | 0 | 0 | 0 | 0 | 0 | 0
PeakG | 0 | 0.87 | 5.23 | 5.23 | 5.23 | 2.74
PeakO | 0 | 0 | 0 | 0 | 0 | 0
ST | 0 | 0 | 0 | 0 | 0 | 0
STOG | 0.96 | 5.76 | 7.29 | 5.76 | 11.78 | 6.44
STWD | 0 | 0 | 0 | 0 | 0 | 0
WT | 0 | 0 | 0 | 0 | 0 | 0
IGCC | 0 | 0 | 0 | 0 | 0 | 0
DemandResponse | 0 | 0 | 0 | 0 | 0 | 0
IGCC-CCS | 0 | 0 | 0 | 0 | 0 | 0
WT_off | 0 | 0 | 0 | 0 | 0 | 0
PseudoUnit | 0 | 0 | 0 | 0 | 0 | 0
FixedInterchange | 0 | 0 | 0 | 0 | 0 | 0
Total Fuel Consumption by Reporting Type: PJM_ROM
ReportingType | 2015 | 2020 | 2025 | 2030 | 2035 | 2040
BM | 1.1 | 1.75 | 1.75 | 1.75 | 1.75 | 1.75
CC | 107.47 | 173.67 | 154.52 | 138.26 | 313.29 | 1081.13
CSP | 0 | 0 | 0 | 0 | 0 | 0
CT | 0 | 0.01 | 0.03 | 0.02 | 0.03 | 0.02
Coal | 499.96 | 565.51 | 574.49 | 608.33 | 608.33 | 608.33
Geo | 0 | 0 | 0 | 0 | 0 | 0
H | 0 | 0 | 0 | 0 | 0 | 0
LFG | 2.04 | 30.56 | 30.56 | 30.56 | 30.56 | 30.56
Nuc | 420.79 | 420.79 | 420.79 | 420.79 | 276.07 | 200.95
PS | 0 | 0 | 0 | 0 | 0 | 0
PV | 0 | 0 | 0 | 0 | 0 | 0.01
PeakG | 0 | 0.28 | 0.55 | 0.55 | 1.74 | 0.55
PeakO | 0 | 0 | 0 | 0 | 0 | 0
ST | 0 | 0 | 0 | 0 | 0 | 0
STOG | 7.33 | 10.49 | 14.88 | 15.21 | 15.8 | 15.18
STWD | 2.41 | 5.38 | 5.38 | 5.38 | 5.38 | 5.38
WT | 0 | 0 | 0 | 0.02 | 0.02 | 0.02
IGCC | 0 | 0 | 0 | 0 | 0 | 0
DemandResponse | 0 | 0 | 0 | 0 | 0 | 0
IGCC-CCS | 0 | 0 | 0 | 0 | 0 | 0
WT_off | 0 | 0 | 0 | 0 | 0 | 0
PseudoUnit | 0 | 0 | 0 | 0 | 0 | 0
FixedInterchange | 0 | 0 | 0 | 0 | 0 | 0
Total Fuel Consumption by Reporting Type: PJM_ROR
ReportingType | 2015 | 2020 | 2025 | 2030 | 2035 | 2040
BM | 0.97 | 3.48 | 4.71 | 6.5 | 21.25 | 18.73
CC | 513.6 | 506.63 | 577.91 | 898.19 | 1281.91 | 1040.99
CSP | 0 | 0 | 0 | 0 | 0 | 0
CT | 0.05 | 0.06 | 0.06 | 0.06 | 2.86 | 5.46
Coal | 3400.58 | 2945.12 | 3040.55 | 3070.73 | 3107.48 | 3137.47
Geo | 0 | 0 | 0 | 0 | 0 | 0
H | 0 | 0 | 0 | 0 | 0 | 0
LFG | 6.18 | 6.18 | 61.46 | 61.46 | 61.46 | 61.46
Nuc | 1644.81 | 1644.81 | 1644.81 | 1573.64 | 1222.73 | 821.9
PS | 0 | 0 | 0 | 0 | 0 | 0
PV | 0 | 0 | 0 | 0 | 0 | 0
PeakG | 14.63 | 13.7 | 14.01 | 11.94 | 7.14 | 7.59
PeakO | 0 | 0 | 0 | 0 | 0 | 0
ST | 0 | 0 | 0 | 0 | 0 | 0
STOG | 8.36 | 8.93 | 9.24 | 9.24 | 9.24 | 9.19
STWD | 0.43 | 7.12 | 13.33 | 15.91 | 15.91 | 15.91
WT | 0.03 | 0.03 | 0.03 | 0.03 | 0.03 | 0.03
IGCC | 0 | 0 | 0 | 0 | 0 | 0
DemandResponse | 0 | 0 | 0 | 0 | 0 | 0
IGCC-CCS | 0 | 0 | 0 | 0 | 0 | 0
WT_off | 0 | 0 | 0 | 0 | 0 | 0
PseudoUnit | 0 | 0 | 0 | 0 | 0 | 0
FixedInterchange | 0 | 0 | 0 | 0 | 0 | 0
Total Fuel Consumption by Reporting Type: SOCO
ReportingType | 2015 | 2020 | 2025 | 2030 | 2035 | 2040
BM | 0 | 0 | 0.3 | 0.3 | 0.3 | 0.3
CC | 827.72 | 849.26 | 774.45 | 853.47 | 784.3 | 703.65
CSP | 0 | 0 | 0 | 0 | 0 | 0
CT | 0 | 0 | 0 | 0 | 0 | 0
Coal | 988.19 | 1010.98 | 1227.27 | 1251.86 | 1502.81 | 1953.79
Geo | 0 | 0 | 0 | 0 | 0 | 0
H | 0 | 0 | 0 | 0 | 0 | 0
LFG | 0 | 0 | 11.56 | 11.56 | 11.56 | 11.56
Nuc | 494.38 | 673.18 | 673.18 | 673.18 | 673.18 | 449.31
PS | 0 | 0 | 0 | 0 | 0 | 0
PV | 0 | 0 | 0 | 0 | 0 | 0
PeakG | 6.25 | 13.17 | 22.98 | 20.41 | 15.38 | 10.17
PeakO | 0 | 0 | 0 | 0 | 0 | 0
ST | 0 | 0 | 0 | 0 | 0 | 0
STOG | 0 | 0 | 0 | 0 | 0 | 0
STWD | 0 | 0 | 0 | 0 | 0 | 0
WT | 0 | 0 | 0 | 0 | 0 | 0
IGCC | 0 | 0 | 0 | 0 | 0 | 0
DemandResponse | 0 | 0 | 0 | 0 | 0 | 0
IGCC-CCS | 0 | 0 | 0 | 0 | 0 | 0
WT_off | 0 | 0 | 0 | 0 | 0 | 0
PseudoUnit | 0 | 0 | 0 | 0 | 0 | 0
FixedInterchange | 0 | 0 | 0 | 0 | 0 | 0
Total Fuel Consumption by Reporting Type: SPP_N
ReportingType | 2015 | 2020 | 2025 | 2030 | 2035 | 2040
BM | 0 | 0 | 0 | 0 | 0 | 0
CC | 66.66 | 131.01 | 121.35 | 131.96 | 76.93 | 59.71
CSP | 0 | 0 | 0 | 0 | 0 | 0
CT | 0 | 0 | 0 | 1.72 | 5.28 | 3.78
Coal | 647.03 | 610.61 | 615.31 | 615.31 | 615.31 | 719.67
Geo | 0 | 0 | 0 | 0 | 0 | 0
H | 0 | 0 | 0 | 0 | 0 | 0
LFG | 0 | 0 | 10.22 | 10.22 | 10.22 | 10.22
Nuc | 93.19 | 93.19 | 93.19 | 93.19 | 93.19 | 93.19
PS | 0 | 0 | 0 | 0 | 0 | 0
PV | 0 | 0 | 0 | 0 | 0 | 0
PeakG | 0.59 | 0.68 | 1.6 | 1.43 | 0.99 | 0
PeakO | 0 | 0 | 0 | 0 | 0 | 0
ST | 0 | 0 | 0 | 0 | 0 | 0
STOG | 5.4 | 5 | 6.84 | 7.65 | 7.72 | 7.22
STWD | 0 | 0 | 0 | 0 | 0 | 0
WT | 0 | 0 | 0 | 0.01 | 0.01 | 0.01
IGCC | 0 | 0 | 0 | 0 | 0 | 0
DemandResponse | 0 | 0 | 0 | 0 | 0 | 0
IGCC-CCS | 0 | 0 | 0 | 0 | 0 | 0
WT_off | 0 | 0 | 0 | 0 | 0 | 0
PseudoUnit | 0 | 0 | 0 | 0 | 0 | 0
FixedInterchange | 0 | 0 | 0 | 0 | 0 | 0
Total Fuel Consumption by Reporting Type: SPP_S
ReportingType | 2015 | 2020 | 2025 | 2030 | 2035 | 2040
BM | 0 | 0 | 0 | 0 | 0 | 0
CC | 310.67 | 405.87 | 360.79 | 412.45 | 271.49 | 195.69
CSP | 0 | 0 | 0 | 0 | 0 | 0
CT | 0 | 0.13 | 0.79 | 0.34 | 0 | 0
Coal | 865.75 | 765.13 | 918.68 | 940.98 | 940.98 | 940.98
Geo | 0 | 0 | 0 | 0 | 0 | 0
H | 0 | 0 | 0 | 0 | 0 | 0
LFG | 0 | 0 | 10.22 | 10.22 | 10.22 | 10.22
Nuc | 0 | 0 | 0 | 0 | 0 | 0
PS | 0 | 0 | 0 | 0 | 0 | 0
PV | 0 | 0 | 0 | 0 | 0 | 0
PeakG | 0 | 0 | 0.15 | 0 | 0 | 0
PeakO | 0 | 0 | 0 | 0 | 0 | 0
ST | 0 | 0 | 0 | 0 | 0 | 0
STOG | 25.41 | 27.37 | 30.35 | 28.02 | 17.45 | 11.43
STWD | 0 | 0 | 0 | 0 | 0 | 0
WT | 0.01 | 0.02 | 0.02 | 0.02 | 0.06 | 0.08
IGCC | 0 | 0 | 0 | 0 | 0 | 0
DemandResponse | 0 | 0 | 0 | 0 | 0 | 0
IGCC-CCS | 0 | 0 | 0 | 0 | 0 | 0
WT_off | 0 | 0 | 0 | 0 | 0 | 0
PseudoUnit | 0 | 0 | 0 | 0 | 0 | 0
FixedInterchange | 0 | 0 | 0 | 0 | 0 | 0
Total Fuel Consumption by Reporting Type: TVA
ReportingType | 2015 | 2020 | 2025 | 2030 | 2035 | 2040
BM | 0 | 0 | 0 | 0 | 0 | 0
CC | 139.87 | 217.71 | 223.74 | 251.86 | 204.65 | 174.51
CSP | 0 | 0 | 0 | 0 | 0 | 0
CT | 0 | 2.09 | 3.86 | 4.22 | 3.39 | 3.12
Coal | 846.55 | 763.86 | 797.19 | 802.49 | 1081.03 | 1276.79
Geo | 0 | 0 | 0 | 0 | 0 | 0
H | 0 | 0 | 0 | 0 | 0 | 0
LFG | 0 | 0 | 11.56 | 11.56 | 11.56 | 11.56
Nuc | 676.63 | 676.63 | 676.63 | 676.63 | 474.42 | 371.5
PS | 0 | 0 | 0 | 0 | 0 | 0
PV | 0 | 0 | 0 | 0 | 0 | 0
PeakG | 0 | 0 | 0.26 | 0 | 0 | 0
PeakO | 0 | 0 | 0 | 0 | 0 | 0
ST | 0 | 0 | 0 | 0 | 0 | 0
STOG | 0 | 0 | 0 | 0 | 0 | 0
STWD | 0 | 0 | 0 | 0 | 0.02 | 0.02
WT | 0 | 0 | 0 | 0 | 0 | 0
IGCC | 0 | 0 | 0 | 0 | 0 | 0
DemandResponse | 0 | 0 | 0 | 0 | 0 | 0
IGCC-CCS | 0 | 0 | 0 | 0 | 0 | 0
WT_off | 0 | 0 | 0 | 0 | 0 | 0
PseudoUnit | 0 | 0 | 0 | 0 | 0 | 0
FixedInterchange | 0 | 0 | 0 | 0 | 0 | 0
Total Fuel Consumption by Reporting Type: TVA_Transmission
ReportingType | 2015 | 2020 | 2025 | 2030 | 2035 | 2040
BM | 0 | 0 | 0 | 0 | 0 | 0
CC | 0 | 0 | 0 | 0 | 0 | 0
CSP | 0 | 0 | 0 | 0 | 0 | 0
CT | 0 | 0 | 0 | 0 | 0 | 0
Coal | 0 | 0 | 0 | 0 | 0 | 0
Geo | 0 | 0 | 0 | 0 | 0 | 0
H | 0 | 0 | 0 | 0 | 0 | 0
LFG | 0 | 0 | 0 | 0 | 0 | 0
Nuc | 0 | 0 | 0 | 0 | 0 | 0
PS | 0 | 0 | 0 | 0 | 0 | 0
PV | 0 | 0 | 0 | 0 | 0 | 0
PeakG | 0 | 0 | 0 | 0 | 0 | 0
PeakO | 0 | 0 | 0 | 0 | 0 | 0
ST | 0 | 0 | 0 | 0 | 0 | 0
STOG | 0 | 0 | 0 | 0 | 0 | 0
STWD | 0 | 0 | 0 | 0 | 0 | 0
WT | 0 | 0 | 0 | 0 | 0 | 0
IGCC | 0 | 0 | 0 | 0 | 0 | 0
DemandResponse | 0 | 0 | 0 | 0 | 0 | 0
IGCC-CCS | 0 | 0 | 0 | 0 | 0 | 0
WT_off | 0 | 0 | 0 | 0 | 0 | 0
PseudoUnit | 0 | 0 | 0 | 0 | 0 | 0
FixedInterchange | 0 | 0 | 0 | 0 | 0 | 0
Total Fuel Consumption by Reporting Type: VACAR
ReportingType | 2015 | 2020 | 2025 | 2030 | 2035 | 2040
BM | 0.09 | 34.31 | 101.23 | 114.91 | 126.67 | 143.14
CC | 393.55 | 438.71 | 389.66 | 416.25 | 625.98 | 819.97
CSP | 0 | 0 | 0 | 0 | 0 | 0
CT | 0.8 | 0.8 | 0.87 | 3.77 | 6.01 | 6.39
Coal | 784.17 | 740.58 | 931.79 | 1018.05 | 1093.44 | 1108.29
Geo | 0 | 0 | 0 | 0 | 0 | 0
H | 0 | 0 | 0 | 0 | 0 | 0
LFG | 0.04 | 11.56 | 11.56 | 11.56 | 11.56 | 11.56
Nuc | 910.72 | 1100.09 | 1100.09 | 1100.09 | 841.29 | 693.25
PS | 0 | 0 | 0 | 0 | 0 | 0
PV | 0 | 0 | 0 | 0 | 0 | 0
PeakG | 1.25 | 1.98 | 3.43 | 2.55 | 1.74 | 1.19
PeakO | 0 | 0 | 0 | 0 | 0 | 0
ST | 0 | 0 | 0 | 0 | 0 | 0
STOG | 0 | 0 | 0 | 0 | 0 | 0
STWD | 24.47 | 24.47 | 15.46 | 17.99 | 24.47 | 24.47
WT | 0 | 0.01 | 0.01 | 0.01 | 0.01 | 0.01
IGCC | 0 | 0 | 0 | 0 | 0 | 0
DemandResponse | 0 | 0 | 0 | 0 | 0 | 0
IGCC-CCS | 0 | 0 | 0 | 0 | 0 | 0
WT_off | 0 | 0 | 0 | 0 | 0 | 0
PseudoUnit | 0 | 0 | 0 | 0 | 0 | 0
FixedInterchange | 0 | 0 | 0 | 0 | 0 | 0
Total Fuel Consumption by Reporting Type: IESO
ReportingType | 2015 | 2020 | 2025 | 2030 | 2035 | 2040
BM | 0 | 0 | 0 | 0 | 0 | 0
CC | 6.51 | 10.66 | 15.23 | 19.89 | 122.57 | 264.5
CSP | 0 | 0 | 0 | 0 | 0 | 0
CT | 0 | 0 | 0 | 0 | 1.08 | 1.22
Coal | 0 | 0 | 0 | 0 | 0 | 0
Geo | 0 | 0 | 0 | 0 | 0 | 0
H | 0 | 0 | 0 | 0 | 0 | 0
LFG | 1.56 | 1.56 | 1.56 | 1.56 | 1.61 | 1.61
Nuc | 1064.72 | 1064.72 | 1064.72 | 1064.72 | 980.48 | 854.53
PS | 0 | 0 | 0 | 0 | 0 | 0
PV | 0 | 0 | 0 | 0 | 0 | 0
PeakG | 0 | 0 | 0 | 0 | 0 | 0
PeakO | 0 | 0 | 0 | 0 | 0 | 0
ST | 0 | 0 | 0 | 0 | 0 | 0
STOG | 0 | 0 | 0 | 0 | 0 | 0
STWD | 0 | 0 | 0 | 0 | 0 | 0
WT | 0.01 | 0.01 | 0.01 | 0.01 | 0 | 0
IGCC | 0 | 0 | 0 | 0 | 0 | 0
DemandResponse | 0 | 0 | 0 | 0 | 0 | 0
IGCC-CCS | 0 | 0 | 0 | 0 | 0 | 0
WT_off | 0 | 0 | 0 | 0 | 0 | 0
PseudoUnit | 0 | 0 | 0 | 0 | 0 | 0
FixedInterchange | 0 | 0 | 0 | 0 | 0 | 0
Total Fuel Consumption by Reporting Type: MAPP_CA
ReportingType | 2015 | 2020 | 2025 | 2030 | 2035 | 2040
BM | 0 | 0 | 0 | 0 | 0 | 0
CC | 67.43 | 88.86 | 93.21 | 113.01 | 139.75 | 124.5
CSP | 0 | 0 | 0 | 0 | 0 | 0
CT | 0 | 0 | 0 | 0 | 0.01 | 0.02
Coal | 1.1 | 2.31 | 5.77 | 20.92 | 39.08 | 41.17
Geo | 0 | 0 | 0 | 0 | 0 | 0
H | 0 | 0 | 0 | 0 | 0 | 0
LFG | 0 | 0 | 0 | 0 | 0 | 0
Nuc | 0 | 0 | 0 | 0 | 0 | 0
PS | 0 | 0 | 0 | 0 | 0 | 0
PV | 0 | 0 | 0 | 0 | 0 | 0
PeakG | 0 | 0 | 0 | 0 | 0 | 0
PeakO | 0 | 0 | 0 | 0 | 0 | 0
ST | 0 | 0 | 0 | 0 | 0 | 0
STOG | 0 | 0 | 0 | 0 | 0 | 0
STWD | 0 | 0 | 0 | 0 | 0 | 0
WT | 0 | 0 | 0 | 0 | 0 | 0
IGCC | 0 | 0 | 0 | 0 | 0 | 0
DemandResponse | 0 | 0 | 0 | 0 | 0 | 0
IGCC-CCS | 0 | 0 | 0 | 0 | 0 | 0
WT_off | 0 | 0 | 0 | 0 | 0 | 0
PseudoUnit | 0 | 0 | 0 | 0 | 0 | 0
FixedInterchange | 0 | 0 | 0 | 0 | 0 | 0
Total Fuel Consumption by Reporting Type: AZ_NM_SNV_Coal
ReportingType | 2015 | 2020 | 2025 | 2030 | 2035 | 2040
BM | 0 | 0 | 0 | 0 | 0 | 0
CC | 0 | 0 | 0 | 0 | 0 | 0
CSP | 0 | 0 | 0 | 0 | 0 | 0
CT | 0 | 0 | 0 | 0 | 0 | 0
Coal | 719.41 | 775.36 | 775.36 | 775.36 | 775.36 | 1280.75
Geo | 0 | 0 | 0 | 0 | 0 | 0
H | 0 | 0 | 0 | 0 | 0 | 0
LFG | 0 | 0 | 0 | 0 | 0 | 0
Nuc | 0 | 0 | 0 | 0 | 0 | 0
PS | 0 | 0 | 0 | 0 | 0 | 0
PV | 0 | 0 | 0 | 0 | 0 | 0
PeakG | 0 | 0 | 0 | 0 | 0 | 0
PeakO | 0 | 0 | 0 | 0 | 0 | 0
ST | 0 | 0 | 0 | 0 | 0 | 0
STOG | 0 | 0 | 0 | 0 | 0 | 0
STWD | 0 | 0 | 0 | 0 | 0 | 0
WT | 0 | 0 | 0 | 0 | 0 | 0
IGCC | 0 | 0 | 0 | 0 | 0 | 0
DemandResponse | 0 | 0 | 0 | 0 | 0 | 0
IGCC-CCS | 0 | 0 | 0 | 0 | 0 | 0
WT_off | 0 | 0 | 0 | 0 | 0 | 0
PseudoUnit | 0 | 0 | 0 | 0 | 0 | 0
FixedInterchange | 0 | 0 | 0 | 0 | 0 | 0
Total Fuel Consumption by Reporting Type: AZ_NM_SNV_Gas
ReportingType | 2015 | 2020 | 2025 | 2030 | 2035 | 2040
BM | 0 | 0 | 0 | 0 | 0 | 0
CC | 753.17 | 815.42 | 874.15 | 1044.75 | 1250.35 | 1159.2
CSP | 0 | 0 | 0 | 0 | 0 | 0
CT | 0 | 0 | 0.82 | 1.56 | 0 | 0
Coal | 0 | 0 | 0 | 0 | 0 | 0
Geo | 0 | 0 | 0 | 0 | 0 | 0
H | 0 | 0 | 0 | 0 | 0 | 0
LFG | 0 | 0 | 0 | 0 | 0 | 0
Nuc | 0 | 0 | 0 | 0 | 0 | 0
PS | 0 | 0 | 0 | 0 | 0 | 0
PV | 0 | 0 | 0 | 0 | 0 | 0
PeakG | 0 | 0 | 2.87 | 5.36 | 7.84 | 1.73
PeakO | 0 | 0 | 0 | 0 | 0 | 0
ST | 0 | 0 | 0 | 0 | 0 | 0
STOG | 0 | 0 | 0 | 0 | 0 | 0
STWD | 0 | 0 | 0 | 0 | 0 | 0
WT | 0 | 0 | 0 | 0 | 0 | 0
IGCC | 0 | 0 | 0 | 0 | 0 | 0
DemandResponse | 0 | 0 | 0 | 0 | 0 | 0
IGCC-CCS | 0 | 0 | 0 | 0 | 0 | 0
WT_off | 0 | 0 | 0 | 0 | 0 | 0
PseudoUnit | 0 | 0 | 0 | 0 | 0 | 0
FixedInterchange | 0 | 0 | 0 | 0 | 0 | 0
Total Fuel Consumption by Reporting Type: AZ_NM_SNV_NucRenew
ReportingType | 2015 | 2020 | 2025 | 2030 | 2035 | 2040
BM | 0 | 0 | 0 | 0 | 0 | 0
CC | 0 | 0 | 0 | 0 | 0 | 0
CSP | 0 | 0 | 0 | 0 | 0 | 0
CT | 0 | 0 | 0 | 0 | 0 | 0
Coal | 0 | 0 | 0 | 0 | 0 | 0
Geo | 0 | 0 | 0.01 | 0.01 | 0.01 | 0.01
H | 0 | 0 | 0 | 0 | 0 | 0
LFG | 0 | 6.53 | 6.53 | 6.53 | 6.53 | 6.53
Nuc | 317.72 | 317.72 | 317.72 | 317.72 | 317.72 | 317.72
PS | 0 | 0 | 0 | 0 | 0 | 0
PV | 0 | 0 | 0 | 0 | 0 | 0
PeakG | 0 | 0 | 0 | 0 | 0 | 0
PeakO | 0 | 0 | 0 | 0 | 0 | 0
ST | 0 | 0 | 0 | 0 | 0 | 0
STOG | 0 | 0 | 0 | 0 | 0 | 0
STWD | 1.77 | 1.77 | 0.17 | 1.3 | 1.3 | 1.3
WT | 0 | 0.03 | 0.03 | 0.03 | 0.03 | 0.03
IGCC | 0 | 0 | 0 | 0 | 0 | 0
DemandResponse | 0 | 0 | 0 | 0 | 0 | 0
IGCC-CCS | 0 | 0 | 0 | 0 | 0 | 0
WT_off | 0 | 0 | 0 | 0 | 0 | 0
PseudoUnit | 0 | 0 | 0 | 0 | 0 | 0
FixedInterchange | 0 | 0 | 0 | 0 | 0 | 0
Total Fuel Consumption by Reporting Type: ERCOT
ReportingType | 2015 | 2020 | 2025 | 2030 | 2035 | 2040
BM | 0 | 0 | 0.06 | 0.1 | 1.28 | 1.31
CC | 1175.64 | 1234.15 | 1172.05 | 1250.34 | 1355.42 | 1443.12
CSP | 0 | 0 | 0 | 0 | 0 | 0
CT | 0 | 0.03 | 0.09 | 0.09 | 0.09 | 0
Coal | 1073.26 | 1238.34 | 1481.07 | 1481.07 | 1481.07 | 1481.07
Geo | 0 | 0 | 0 | 0 | 0 | 0
H | 0 | 0 | 0 | 0 | 0 | 0
LFG | 0 | 0 | 0 | 38.09 | 38.09 | 38.09
Nuc | 422.69 | 422.69 | 422.69 | 422.69 | 422.69 | 422.69
PS | 0 | 0 | 0 | 0 | 0 | 0
PV | 0 | 0 | 0 | 0 | 0 | 0
PeakG | 0 | 0.1 | 0.94 | 0.71 | 0.13 | 0
PeakO | 0 | 0 | 0 | 0 | 0 | 0
ST | 0 | 0 | 0 | 0 | 0 | 0
STOG | 49.04 | 61.05 | 81.52 | 68.64 | 59.55 | 48.32
STWD | 0 | 0 | 0 | 0 | 0 | 0
WT | 0.03 | 0.03 | 0.03 | 0.03 | 0.03 | 0.03
IGCC | 0 | 0 | 0 | 0 | 0 | 0
DemandResponse | 0 | 0 | 0 | 0 | 0 | 0
IGCC-CCS | 0 | 0 | 0 | 0 | 0 | 0
WT_off | 0 | 0 | 0 | 0 | 0 | 0
PseudoUnit | 0 | 0 | 0 | 0 | 0 | 0
FixedInterchange | 0 | 0 | 0 | 0 | 0 | 0
Total Fuel Consumption by Reporting Type: NP15
ReportingType | 2015 | 2020 | 2025 | 2030 | 2035 | 2040
BM | 0 | 0 | 0 | 0 | 0 | 0
CC | 276.75 | 190.28 | 260.86 | 160.96 | 118.29 | 120.12
CSP | 0 | 0 | 0 | 0 | 0 | 0
CT | 0 | 0 | 0 | 0 | 0 | 0
Coal | 2.5 | 0 | 0 | 0 | 0 | 0
Geo | 0.01 | 0.01 | 0.01 | 0.01 | 0.01 | 0.01
H | 0 | 0 | 0 | 0 | 0 | 0
LFG | 0 | 60.8 | 60.8 | 60.8 | 60.8 | 60.8
Nuc | 187.74 | 187.74 | 187.74 | 187.74 | 187.74 | 187.74
PS | 0 | 0 | 0 | 0 | 0 | 0
PV | 0 | 0 | 0 | 0 | 0 | 0
PeakG | 0 | 0 | 0 | 0 | 0 | 0.34
PeakO | 0 | 0 | 0 | 0 | 0 | 0
ST | 0 | 0 | 0 | 0 | 0 | 0
STOG | 1.34 | 1.08 | 2.27 | 3.22 | 5.57 | 5.53
STWD | 37.44 | 37.44 | 0.15 | 13.88 | 15.42 | 37.44
WT | 0 | 0.01 | 0.01 | 0.01 | 0.01 | 0.01
IGCC | 0 | 0 | 0 | 0 | 0 | 0
DemandResponse | 0 | 0 | 0 | 0 | 0 | 0
IGCC-CCS | 0 | 0 | 0 | 0 | 0 | 0
WT_off | 0 | 0 | 0 | 0 | 0 | 0
PseudoUnit | 0 | 0 | 0 | 0 | 0 | 0
FixedInterchange | 0 | 0 | 0 | 0 | 0 | 0
Total Fuel Consumption by Reporting Type: NWPP_Coal
ReportingType | 2015 | 2020 | 2025 | 2030 | 2035 | 2040
BM | 0 | 0 | 0 | 0 | 0 | 0
CC | 0 | 0 | 0 | 0 | 0 | 0
CSP | 0 | 0 | 0 | 0 | 0 | 0
CT | 0 | 0 | 0 | 0 | 0 | 0
Coal | 972.11 | 972.01 | 972.01 | 972.01 | 972.01 | 972.01
Geo | 0 | 0 | 0 | 0 | 0 | 0
H | 0 | 0 | 0 | 0 | 0 | 0
LFG | 0 | 0 | 0 | 0 | 0 | 0
Nuc | 0 | 0 | 0 | 0 | 0 | 0
PS | 0 | 0 | 0 | 0 | 0 | 0
PV | 0 | 0 | 0 | 0 | 0 | 0
PeakG | 0 | 0 | 0 | 0 | 0 | 0
PeakO | 0 | 0 | 0 | 0 | 0 | 0
ST | 0 | 0 | 0 | 0 | 0 | 0
STOG | 0 | 0 | 0 | 0 | 0 | 0
STWD | 0 | 0 | 0 | 0 | 0 | 0
WT | 0 | 0 | 0 | 0 | 0 | 0
IGCC | 0 | 0 | 0 | 0 | 0 | 0
DemandResponse | 0 | 0 | 0 | 0 | 0 | 0
IGCC-CCS | 0 | 0 | 0 | 0 | 0 | 0
WT_off | 0 | 0 | 0 | 0 | 0 | 0
PseudoUnit | 0 | 0 | 0 | 0 | 0 | 0
FixedInterchange | 0 | 0 | 0 | 0 | 0 | 0
Total Fuel Consumption by Reporting Type: NWPP_Gas
ReportingType | 2015 | 2020 | 2025 | 2030 | 2035 | 2040
BM | 0 | 0 | 0 | 0 | 0 | 0
CC | 362.19 | 362.19 | 384.68 | 650.43 | 827.71 | 887.45
CSP | 0 | 0 | 0 | 0 | 0 | 0
CT | 0 | 0 | 0 | 0 | 0 | 0
Coal | 0 | 0 | 0 | 0 | 0 | 66.33
Geo | 0 | 0 | 0 | 0 | 0 | 0
H | 0 | 0 | 0 | 0 | 0 | 0
LFG | 0 | 0 | 0 | 0 | 0 | 0
Nuc | 0 | 0 | 0 | 0 | 0 | 0
PS | 0 | 0 | 0 | 0 | 0 | 0
PV | 0 | 0 | 0 | 0 | 0 | 0
PeakG | 0 | 0 | 0 | 0 | 0 | 0
PeakO | 0 | 0 | 0 | 0 | 0 | 0
ST | 0 | 0 | 0 | 0 | 0 | 0
STOG | 0 | 0 | 0 | 0 | 0 | 0
STWD | 0 | 0 | 0 | 0 | 0 | 0
WT | 0 | 0 | 0 | 0 | 0 | 0
IGCC | 0 | 0 | 0 | 0 | 0 | 0
DemandResponse | 0 | 0 | 0 | 0 | 0 | 0
IGCC-CCS | 0 | 0 | 0 | 0 | 0 | 0
WT_off | 0 | 0 | 0 | 0 | 0 | 0
PseudoUnit | 0 | 0 | 0 | 0 | 0 | 0
FixedInterchange | 0 | 0 | 0 | 0 | 0 | 0
Total Fuel Consumption by Reporting Type: NWPP_NucRenew
ReportingType | 2015 | 2020 | 2025 | 2030 | 2035 | 2040
BM | 0 | 3.16 | 0 | 3.16 | 3.16 | 3.16
CC | 0 | 0 | 0 | 0 | 0 | 0
CSP | 0 | 0 | 0 | 0 | 0 | 0
CT | 0 | 0 | 0 | 0 | 0 | 0
Coal | 0 | 0 | 0 | 0 | 0 | 0
Geo | 0 | 0 | 0.01 | 0.01 | 0.01 | 0.01
H | 0 | 0 | 0 | 0 | 0 | 0
LFG | 2.74 | 4.97 | 26.76 | 29.05 | 29.05 | 29.05
Nuc | 88.66 | 88.66 | 88.66 | 88.66 | 88.66 | 88.66
PS | 0 | 0 | 0 | 0 | 0 | 0
PV | 0 | 0 | 0 | 0 | 0 | 0
PeakG | 0 | 0 | 0 | 0 | 0 | 0
PeakO | 0 | 0 | 0 | 0 | 0 | 0
ST | 0 | 0 | 0 | 0 | 0 | 0
STOG | 0 | 0 | 0 | 0 | 0 | 0
STWD | 0 | 0.03 | 0 | 7.19 | 7.2 | 7.2
WT | 0.02 | 0.02 | 0.02 | 0.02 | 0.02 | 0.02
IGCC | 0 | 0 | 0 | 0 | 0 | 0
DemandResponse | 0 | 0 | 0 | 0 | 0 | 0
IGCC-CCS | 0 | 0 | 0 | 0 | 0 | 0
WT_off | 0 | 0 | 0 | 0 | 0 | 0
PseudoUnit | 0 | 0 | 0 | 0 | 0 | 0
FixedInterchange | 0 | 0 | 0 | 0 | 0 | 0
Total Fuel Consumption by Reporting Type: RMPA
ReportingType | 2015 | 2020 | 2025 | 2030 | 2035 | 2040
BM | 0 | 0 | 0 | 0 | 0 | 0
CC | 56.18 | 72.93 | 34.49 | 21.89 | 20.82 | 12.22
CSP | 0 | 0 | 0 | 0 | 0 | 0
CT | 0 | 0 | 0 | 0 | 0 | 0
Coal | 573.41 | 560.42 | 533.77 | 587.57 | 694.98 | 810.63
Geo | 0 | 0 | 0.02 | 0.02 | 0.02 | 0.02
H | 0 | 0 | 0 | 0 | 0 | 0
LFG | 0.15 | 3.26 | 3.26 | 3.26 | 3.26 | 3.26
Nuc | 0 | 0 | 0 | 0 | 0 | 0
PS | 0 | 0 | 0 | 0 | 0 | 0
PV | 0 | 0 | 0 | 0 | 0 | 0
PeakG | 0.12 | 0.26 | 0.04 | 0.63 | 0.37 | 0.05
PeakO | 0 | 0 | 0 | 0 | 0 | 0
ST | 0 | 0 | 0 | 0 | 0 | 0
STOG | 0 | 0 | 0 | 0 | 0 | 0
STWD | 0 | 0 | 0 | 0 | 0 | 0
WT | 0.01 | 0.01 | 0.01 | 0.01 | 0.01 | 0.01
IGCC | 0 | 0 | 0 | 0 | 0 | 0
DemandResponse | 0 | 0 | 0 | 0 | 0 | 0
IGCC-CCS | 0 | 0 | 0 | 0 | 0 | 0
WT_off | 0 | 0 | 0 | 0 | 0 | 0
PseudoUnit | 0 | 0 | 0 | 0 | 0 | 0
FixedInterchange | 0 | 0 | 0 | 0 | 0 | 0
Total Fuel Consumption by Reporting Type: SP15
ReportingType | 2015 | 2020 | 2025 | 2030 | 2035 | 2040
BM | 0.58 | 0.58 | 0.02 | 0.52 | 0.36 | 0.37
CC | 283.11 | 133.05 | 134.62 | 132.19 | 110.39 | 76.92
CSP | 0 | 0 | 0 | 0 | 0 | 0
CT | 0 | 0 | 0 | 0 | 0 | 0
Coal | 8.42 | 8.42 | 8.42 | 5.17 | 0 | 0
Geo | 0.01 | 0.02 | 0.02 | 0.02 | 0.02 | 0.02
H | 0 | 0 | 0 | 0 | 0 | 0
LFG | 0.99 | 60.8 | 60.8 | 60.8 | 60.8 | 60.8
Nuc | 173.28 | 173.28 | 173.28 | 173.28 | 173.28 | 173.28
PS | 0 | 0 | 0 | 0 | 0 | 0
PV | 0 | 0 | 0 | 0 | 0 | 0
PeakG | 0 | 0 | 0 | 0 | 0 | 0
PeakO | 0 | 0 | 0 | 0 | 0 | 0
ST | 0 | 0 | 0 | 0 | 0 | 0
STOG | 2.28 | 2.24 | 0.73 | 1.65 | 4.3 | 5.83
STWD | 9.59 | 9.59 | 0.26 | 5.9 | 4.66 | 3.8
WT | 0.01 | 0.01 | 0.01 | 0.01 | 0.01 | 0.01
IGCC | 0 | 0 | 0 | 0 | 0 | 0
DemandResponse | 0 | 0 | 0 | 0 | 0 | 0
IGCC-CCS | 0 | 0 | 0 | 0 | 0 | 0
WT_off | 0 | 0 | 0 | 0 | 0 | 0
PseudoUnit | 0 | 0 | 0 | 0 | 0 | 0
FixedInterchange | 0 | 0 | 0 | 0 | 0 | 0
Total Fuel Consumption by Reporting Type: ALB
ReportingType | 2015 | 2020 | 2025 | 2030 | 2035 | 2040
BM | 0 | 0 | 0 | 0 | 0 | 0
CC | 138.72 | 178.09 | 205.29 | 246.36 | 280.67 | 320.06
CSP | 0 | 0 | 0 | 0 | 0 | 0
CT | 0 | 0 | 0 | 0 | 0 | 0
Coal | 470.15 | 470.15 | 470.15 | 470.15 | 470.15 | 470.15
Geo | 0 | 0 | 0 | 0 | 0 | 0
H | 0 | 0 | 0 | 0 | 0 | 0
LFG | 0 | 0 | 0 | 0 | 0 | 0
Nuc | 0 | 0 | 0 | 0 | 0 | 0
PS | 0 | 0 | 0 | 0 | 0 | 0
PV | 0 | 0 | 0 | 0 | 0 | 0
PeakG | 0 | 0 | 0 | 0 | 0 | 0
PeakO | 0 | 0 | 0 | 0 | 0 | 0
ST | 0 | 0 | 0 | 0 | 0 | 0
STOG | 0 | 0 | 0 | 0 | 0 | 0
STWD | 0 | 0 | 0 | 0 | 0 | 0
WT | 0 | 0 | 0 | 0 | 0 | 0
IGCC | 0 | 0 | 0 | 0 | 0 | 0
DemandResponse | 0 | 0 | 0 | 0 | 0 | 0
IGCC-CCS | 0 | 0 | 0 | 0 | 0 | 0
WT_off | 0 | 0 | 0 | 0 | 0 | 0
PseudoUnit | 0 | 0 | 0 | 0 | 0 | 0
FixedInterchange | 0 | 0 | 0 | 0 | 0 | 0
Total Fuel Consumption by Reporting Type: BC
ReportingType | 2015 | 2020 | 2025 | 2030 | 2035 | 2040
BM | 0 | 0 | 0 | 0 | 0 | 0
CC | 67.22 | 88.55 | 120.65 | 146.71 | 184.92 | 225.01
CSP | 0 | 0 | 0 | 0 | 0 | 0
CT | 0 | 0 | 0 | 0 | 0 | 0
Coal | 0 | 0 | 0 | 0 | 0 | 0
Geo | 0 | 0 | 0 | 0 | 0 | 0
H | 0 | 0 | 0 | 0 | 0 | 0
LFG | 0 | 0 | 0 | 0 | 0 | 0
Nuc | 0 | 0 | 0 | 0 | 0 | 0
PS | 0 | 0 | 0 | 0 | 0 | 0
PV | 0 | 0 | 0 | 0 | 0 | 0
PeakG | 0 | 0 | 0 | 0 | 0 | 0
PeakO | 0 | 0 | 0 | 0 | 0 | 0
ST | 0 | 0 | 0 | 0 | 0 | 0
STOG | 0 | 0 | 0 | 0 | 0 | 0
STWD | 0 | 0 | 0 | 0 | 0 | 0
WT | 0 | 0 | 0 | 0 | 0 | 0
IGCC | 0 | 0 | 0 | 0 | 0 | 0
DemandResponse | 0 | 0 | 0 | 0 | 0 | 0
IGCC-CCS | 0 | 0 | 0 | 0 | 0 | 0
WT_off | 0 | 0 | 0 | 0 | 0 | 0
PseudoUnit | 0 | 0 | 0 | 0 | 0 | 0
FixedInterchange | 0 | 0 | 0 | 0 | 0 | 0
Total Fuel Consumption by Reporting Type: HQ_IESO
ReportingType | 2015 | 2020 | 2025 | 2030 | 2035 | 2040
BM | 0 | 0 | 0 | 0 | 0 | 0
CC | 0 | 0 | 0 | 0 | 0 | 0
CSP | 0 | 0 | 0 | 0 | 0 | 0
CT | 0 | 0 | 0 | 0 | 0 | 0
Coal | 0 | 0 | 0 | 0 | 0 | 0
Geo | 0 | 0 | 0 | 0 | 0 | 0
H | 0 | 0 | 0 | 0 | 0 | 0
LFG | 0 | 0 | 0 | 0 | 0 | 0
Nuc | 0 | 0 | 0 | 0 | 0 | 0
PS | 0 | 0 | 0 | 0 | 0 | 0
PV | 0 | 0 | 0 | 0 | 0 | 0
PeakG | 0 | 0 | 0 | 0 | 0 | 0
PeakO | 0 | 0 | 0 | 0 | 0 | 0
ST | 0 | 0 | 0 | 0 | 0 | 0
STOG | 0 | 0 | 0 | 0 | 0 | 0
STWD | 0 | 0 | 0 | 0 | 0 | 0
WT | 0 | 0 | 0 | 0 | 0 | 0
IGCC | 0 | 0 | 0 | 0 | 0 | 0
DemandResponse | 0 | 0 | 0 | 0 | 0 | 0
IGCC-CCS | 0 | 0 | 0 | 0 | 0 | 0
WT_off | 0 | 0 | 0 | 0 | 0 | 0
PseudoUnit | 0 | 0 | 0 | 0 | 0 | 0
FixedInterchange | 0 | 0 | 0 | 0 | 0 | 0
Total Fuel Consumption by Reporting Type: HQ_NEISO
ReportingType | 2015 | 2020 | 2025 | 2030 | 2035 | 2040
BM | 0 | 0 | 0 | 0 | 0 | 0
CC | 0 | 0 | 0 | 0 | 0 | 0
CSP | 0 | 0 | 0 | 0 | 0 | 0
CT | 0 | 0 | 0 | 0 | 0 | 0
Coal | 0 | 0 | 0 | 0 | 0 | 0
Geo | 0 | 0 | 0 | 0 | 0 | 0
H | 0 | 0 | 0 | 0 | 0 | 0
LFG | 0 | 0 | 0 | 0 | 0 | 0
Nuc | 0 | 0 | 0 | 0 | 0 | 0
PS | 0 | 0 | 0 | 0 | 0 | 0
PV | 0 | 0 | 0 | 0 | 0 | 0
PeakG | 0 | 0 | 0 | 0 | 0 | 0
PeakO | 0 | 0 | 0 | 0 | 0 | 0
ST | 0 | 0 | 0 | 0 | 0 | 0
STOG | 0 | 0 | 0 | 0 | 0 | 0
STWD | 0 | 0 | 0 | 0 | 0 | 0
WT | 0 | 0 | 0 | 0 | 0 | 0
IGCC | 0 | 0 | 0 | 0 | 0 | 0
DemandResponse | 0 | 0 | 0 | 0 | 0 | 0
IGCC-CCS | 0 | 0 | 0 | 0 | 0 | 0
WT_off | 0 | 0 | 0 | 0 | 0 | 0
PseudoUnit | 0 | 0 | 0 | 0 | 0 | 0
FixedInterchange | 0.02 | 0.02 | 0.02 | 0.02 | 0.02 | 0.02
Total Fuel Consumption by Reporting Type: HQ_NY
ReportingType | 2015 | 2020 | 2025 | 2030 | 2035 | 2040
BM | 0 | 0 | 0 | 0 | 0 | 0
CC | 0 | 0 | 0 | 0 | 0 | 0
CSP | 0 | 0 | 0 | 0 | 0 | 0
CT | 0 | 0 | 0 | 0 | 0 | 0
Coal | 0 | 0 | 0 | 0 | 0 | 0
Geo | 0 | 0 | 0 | 0 | 0 | 0
H | 0 | 0 | 0 | 0 | 0 | 0
LFG | 0 | 0 | 0 | 0 | 0 | 0
Nuc | 0 | 0 | 0 | 0 | 0 | 0
PS | 0 | 0 | 0 | 0 | 0 | 0
PV | 0 | 0 | 0 | 0 | 0 | 0
PeakG | 0 | 0 | 0 | 0 | 0 | 0
PeakO | 0 | 0 | 0 | 0 | 0 | 0
ST | 0 | 0 | 0 | 0 | 0 | 0
STOG | 0 | 0 | 0 | 0 | 0 | 0
STWD | 0 | 0 | 0 | 0 | 0 | 0
WT | 0 | 0 | 0 | 0 | 0 | 0
IGCC | 0 | 0 | 0 | 0 | 0 | 0
DemandResponse | 0 | 0 | 0 | 0 | 0 | 0
IGCC-CCS | 0 | 0 | 0 | 0 | 0 | 0
WT_off | 0 | 0 | 0 | 0 | 0 | 0
PseudoUnit | 0 | 0 | 0 | 0 | 0 | 0
FixedInterchange | 0.01 | 0.01 | 0.01 | 0.01 | 0.01 | 0.01
Total Fuel Consumption by Reporting Type: MARITIMES
ReportingType | 2015 | 2020 | 2025 | 2030 | 2035 | 2040
BM | 0 | 0 | 0 | 0 | 0 | 0
CC | 0 | 0 | 0 | 0 | 0 | 0
CSP | 0 | 0 | 0 | 0 | 0 | 0
CT | 0 | 0 | 0 | 0 | 0 | 0
Coal | 0 | 0 | 0 | 0 | 0 | 0
Geo | 0 | 0 | 0 | 0 | 0 | 0
H | 0 | 0 | 0 | 0 | 0 | 0
LFG | 0 | 0 | 0 | 0 | 0 | 0
Nuc | 0 | 0 | 0 | 0 | 0 | 0
PS | 0 | 0 | 0 | 0 | 0 | 0
PV | 0 | 0 | 0 | 0 | 0 | 0
PeakG | 0 | 0 | 0 | 0 | 0 | 0
PeakO | 0 | 0 | 0 | 0 | 0 | 0
ST | 0 | 0 | 0 | 0 | 0 | 0
STOG | 0 | 0 | 0 | 0 | 0 | 0
STWD | 0 | 0 | 0 | 0 | 0 | 0
WT | 0 | 0 | 0 | 0 | 0 | 0
IGCC | 0 | 0 | 0 | 0 | 0 | 0
DemandResponse | 0 | 0 | 0 | 0 | 0 | 0
IGCC-CCS | 0 | 0 | 0 | 0 | 0 | 0
WT_off | 0 | 0 | 0 | 0 | 0 | 0
PseudoUnit | 0 | 0 | 0 | 0 | 0 | 0
FixedInterchange | 0.01 | 0.01 | 0.01 | 0.01 | 0.01 | 0.01
Total Fuel Consumption by Reporting Type: All
ReportingType | 2015 | 2020 | 2025 | 2030 | 2035 | 2040
BM | 29.14 | 70.67 | 118.11 | 137.31 | 165.44 | 179.44
CC | 8265.48 | 9355.35 | 9353.96 | 10527.36 | 12474.18 | 13562.54
CSP | 0 | 0 | 0 | 0 | 0 | 0
CT | 10.79 | 16.13 | 21.18 | 24.71 | 38.77 | 40.7
Coal | 17791.2 | 16871.77 | 18243.71 | 18696.65 | 19862.75 | 21907.38
Geo | 0.02 | 0.04 | 0.07 | 0.07 | 0.07 | 0.07
H | 0 | 0 | 0 | 0 | 0 | 0
LFG | 20.69 | 230.83 | 468.63 | 546.48 | 546.54 | 546.54
Nuc | 9611.91 | 9929.34 | 9929.34 | 9808.23 | 7627.8 | 6006.6
PS | 0 | 0 | 0 | 0 | 0 | 0
PV | 0 | 0.01 | 0.01 | 0.01 | 0.01 | 0.01
PeakG | 37.74 | 46.46 | 72.63 | 67.54 | 70.04 | 39.69
PeakO | 0 | 0 | 0 | 0 | 0 | 0
ST | 0 | 0.01 | 0.01 | 0.01 | 0.01 | 0.01
STOG | 169.62 | 200.77 | 235.64 | 217.51 | 214.41 | 194.01
STWD | 126.55 | 108.92 | 44.24 | 95.79 | 94.05 | 115.76
WT | 0.18 | 0.25 | 0.28 | 0.3 | 0.34 | 0.37
IGCC | 40.45 | 40.45 | 40.45 | 40.45 | 40.45 | 40.45
DemandResponse | 0 | 0 | 0 | 0 | 0 | 0
IGCC-CCS | 0 | 0 | 0 | 0 | 0 | 0
WT_off | 0 | 0 | 0.01 | 0.01 | 0 | 0
PseudoUnit | 0 | 0 | 0 | 0 | 0 | 0
FixedInterchange | 0.04 | 0.04 | 0.04 | 0.04 | 0.04 | 0.04
Total Fuel Consumption by Reporting Type: EI_US
ReportingType | 2015 | 2020 | 2025 | 2030 | 2035 | 2040
BM | 28.56 | 66.93 | 118.04 | 133.53 | 160.65 | 174.6
CC | 5078.57 | 6181.19 | 6058.72 | 6740.83 | 8063.3 | 8929.45
CSP | 0 | 0 | 0 | 0 | 0 | 0
CT | 10.79 | 16.1 | 20.28 | 23.07 | 37.59 | 39.45
Coal | 13970.83 | 12844.76 | 13997.17 | 14384.41 | 15430.1 | 16785.28
Geo | 0 | 0 | 0 | 0 | 0 | 0
H | 0 | 0 | 0 | 0 | 0 | 0
LFG | 15.24 | 92.92 | 308.93 | 346.39 | 346.39 | 346.39
Nuc | 7357.09 | 7674.53 | 7674.53 | 7553.42 | 5457.23 | 3961.98
PS | 0 | 0 | 0 | 0 | 0 | 0
PV | 0 | 0 | 0.01 | 0.01 | 0.01 | 0.01
PeakG | 37.62 | 46.09 | 68.78 | 60.84 | 61.7 | 37.58
PeakO | 0 | 0 | 0 | 0 | 0 | 0
ST | 0 | 0 | 0 | 0 | 0 | 0
STOG | 116.96 | 136.4 | 151.11 | 144 | 145 | 134.33
STWD | 77.74 | 60.08 | 43.67 | 67.52 | 65.46 | 66.02
WT | 0.11 | 0.14 | 0.16 | 0.18 | 0.23 | 0.26
IGCC | 40.45 | 40.45 | 40.45 | 40.45 | 40.45 | 40.45
DemandResponse | 0 | 0 | 0 | 0 | 0 | 0
IGCC-CCS | 0 | 0 | 0 | 0 | 0 | 0
WT_off | 0 | 0 | 0.01 | 0.01 | 0 | 0
PseudoUnit | 0 | 0 | 0 | 0 | 0 | 0
FixedInterchange | 0.03 | 0.03 | 0.03 | 0.03 | 0.03 | 0.03
Total Fuel Consumption by Reporting Type: EI_Canada
ReportingType | 2015 | 2020 | 2025 | 2030 | 2035 | 2040
BM | 0 | 0 | 0 | 0 | 0 | 0
CC | 73.94 | 99.52 | 108.45 | 132.9 | 262.32 | 389
CSP | 0 | 0 | 0 | 0 | 0 | 0
CT | 0 | 0 | 0 | 0 | 1.08 | 1.24
Coal | 1.1 | 2.31 | 5.77 | 20.92 | 39.08 | 41.17
Geo | 0 | 0 | 0 | 0 | 0 | 0
H | 0 | 0 | 0 | 0 | 0 | 0
LFG | 1.56 | 1.56 | 1.56 | 1.56 | 1.61 | 1.61
Nuc | 1064.72 | 1064.72 | 1064.72 | 1064.72 | 980.48 | 854.53
PS | 0 | 0 | 0 | 0 | 0 | 0
PV | 0 | 0 | 0 | 0 | 0 | 0
PeakG | 0 | 0 | 0 | 0 | 0 | 0
PeakO | 0 | 0 | 0 | 0 | 0 | 0
ST | 0 | 0 | 0 | 0 | 0 | 0
STOG | 0 | 0 | 0 | 0 | 0 | 0
STWD | 0 | 0 | 0 | 0 | 0 | 0
WT | 0.01 | 0.01 | 0.01 | 0.01 | 0 | 0
IGCC | 0 | 0 | 0 | 0 | 0 | 0
DemandResponse | 0 | 0 | 0 | 0 | 0 | 0
IGCC-CCS | 0 | 0 | 0 | 0 | 0 | 0
WT_off | 0 | 0 | 0 | 0 | 0 | 0
PseudoUnit | 0 | 0 | 0 | 0 | 0 | 0
FixedInterchange | 0 | 0 | 0 | 0 | 0 | 0
Total Fuel Consumption by Reporting Type: EI
ReportingType | 2015 | 2020 | 2025 | 2030 | 2035 | 2040
BM | 28.56 | 66.93 | 118.04 | 133.53 | 160.65 | 174.6
CC | 5152.51 | 6280.71 | 6167.17 | 6873.73 | 8325.61 | 9318.45
CSP | 0 | 0 | 0 | 0 | 0 | 0
CT | 10.79 | 16.1 | 20.28 | 23.07 | 38.68 | 40.69
Coal | 13971.94 | 12847.07 | 14002.93 | 14405.32 | 15469.18 | 16826.45
Geo | 0 | 0 | 0 | 0 | 0 | 0
H | 0 | 0 | 0 | 0 | 0 | 0
LFG | 16.8 | 94.48 | 310.49 | 347.95 | 348.01 | 348.01
Nuc | 8421.82 | 8739.25 | 8739.25 | 8618.15 | 6437.71 | 4816.51
PS | 0 | 0 | 0 | 0 | 0 | 0
PV | 0 | 0 | 0.01 | 0.01 | 0.01 | 0.01
PeakG | 37.62 | 46.09 | 68.78 | 60.84 | 61.7 | 37.58
PeakO | 0 | 0 | 0 | 0 | 0 | 0
ST | 0 | 0 | 0 | 0 | 0 | 0
STOG | 116.96 | 136.4 | 151.11 | 144 | 145 | 134.33
STWD | 77.74 | 60.08 | 43.67 | 67.52 | 65.46 | 66.02
WT | 0.12 | 0.15 | 0.17 | 0.19 | 0.23 | 0.27
IGCC | 40.45 | 40.45 | 40.45 | 40.45 | 40.45 | 40.45
DemandResponse | 0 | 0 | 0 | 0 | 0 | 0
IGCC-CCS | 0 | 0 | 0 | 0 | 0 | 0
WT_off | 0 | 0 | 0.01 | 0.01 | 0 | 0
PseudoUnit | 0 | 0 | 0 | 0 | 0 | 0
FixedInterchange | 0.04 | 0.04 | 0.04 | 0.04 | 0.04 | 0.04
Total Fuel Consumption by Reporting Type: Outside_EI
ReportingType | 2015 | 2020 | 2025 | 2030 | 2035 | 2040
BM | 0.58 | 3.74 | 0.08 | 3.78 | 4.79 | 4.85
CC | 3112.98 | 3074.65 | 3186.79 | 3653.63 | 4148.56 | 4244.08
CSP | 0 | 0 | 0 | 0 | 0 | 0
CT | 0 | 0.03 | 0.91 | 1.65 | 0.09 | 0
Coal | 3819.26 | 4024.7 | 4240.78 | 4291.32 | 4393.57 | 5080.93
Geo | 0.02 | 0.04 | 0.07 | 0.07 | 0.07 | 0.07
H | 0 | 0 | 0 | 0 | 0 | 0
LFG | 3.89 | 136.35 | 158.14 | 198.53 | 198.53 | 198.53
Nuc | 1190.09 | 1190.09 | 1190.09 | 1190.09 | 1190.09 | 1190.09
PS | 0 | 0 | 0 | 0 | 0 | 0
PV | 0 | 0 | 0 | 0 | 0 | 0
PeakG | 0.12 | 0.37 | 3.85 | 6.69 | 8.34 | 2.12
PeakO | 0 | 0 | 0 | 0 | 0 | 0
ST | 0 | 0.01 | 0.01 | 0.01 | 0.01 | 0.01
STOG | 52.66 | 64.37 | 84.52 | 73.51 | 69.41 | 59.68
STWD | 48.8 | 48.84 | 0.57 | 28.27 | 28.58 | 49.74
WT | 0.06 | 0.1 | 0.1 | 0.1 | 0.1 | 0.1
IGCC | 0 | 0 | 0 | 0 | 0 | 0
DemandResponse | 0 | 0 | 0 | 0 | 0 | 0
IGCC-CCS | 0 | 0 | 0 | 0 | 0 | 0
WT_off | 0 | 0 | 0 | 0 | 0 | 0
PseudoUnit | 0 | 0 | 0 | 0 | 0 | 0
FixedInterchange | 0 | 0 | 0 | 0 | 0 | 0
#5 | Annual Emmission Levels
SO2 Emissions (MMshortTons): Entergy
ReportingType | 2015 | 2020 | 2025 | 2030 | 2035 | 2040
BM | 0 | 0 | 0 | 0 | 0 | 0
CC | 0 | 0 | 0 | 0 | 0 | 0
CSP | 0 | 0 | 0 | 0 | 0 | 0
CT | 0 | 0 | 0 | 0 | 0 | 0
Coal | 0.38 | 0.06 | 0.15 | 0.17 | 0.24 | 0.24
Geo | 0 | 0 | 0 | 0 | 0 | 0
H | 0 | 0 | 0 | 0 | 0 | 0
LFG | 0 | 0 | 0 | 0 | 0 | 0
Nuc | 0 | 0 | 0 | 0 | 0 | 0
PS | 0 | 0 | 0 | 0 | 0 | 0
PV | 0 | 0 | 0 | 0 | 0 | 0
PeakG | 0 | 0 | 0 | 0 | 0 | 0
PeakO | 0 | 0 | 0 | 0 | 0 | 0
ST | 0 | 0 | 0 | 0 | 0 | 0
STOG | 0 | 0 | 0 | 0 | 0 | 0
STWD | 0 | 0 | 0 | 0 | 0 | 0
WT | 0 | 0 | 0 | 0 | 0 | 0
IGCC | 0 | 0 | 0 | 0 | 0 | 0
DemandResponse | 0 | 0 | 0 | 0 | 0 | 0
IGCC-CCS | 0 | 0 | 0 | 0 | 0 | 0
WT_off | 0 | 0 | 0 | 0 | 0 | 0
PseudoUnit | 0 | 0 | 0 | 0 | 0 | 0
FixedInterchange | 0 | 0 | 0 | 0 | 0 | 0
SO2 Emissions (MMshortTons): FRCC
ReportingType | 2015 | 2020 | 2025 | 2030 | 2035 | 2040
BM | 0 | 0 | 0 | 0 | 0 | 0
CC | 0 | 0 | 0 | 0 | 0 | 0
CSP | 0 | 0 | 0 | 0 | 0 | 0
CT | 0 | 0 | 0 | 0 | 0 | 0
Coal | 0.07 | 0.03 | 0.03 | 0.03 | 0.04 | 0.04
Geo | 0 | 0 | 0 | 0 | 0 | 0
H | 0 | 0 | 0 | 0 | 0 | 0
LFG | 0 | 0 | 0 | 0 | 0 | 0
Nuc | 0 | 0 | 0 | 0 | 0 | 0
PS | 0 | 0 | 0 | 0 | 0 | 0
PV | 0 | 0 | 0 | 0 | 0 | 0
PeakG | 0 | 0 | 0 | 0 | 0 | 0
PeakO | 0 | 0 | 0 | 0 | 0 | 0
ST | 0 | 0 | 0 | 0 | 0 | 0
STOG | 0 | 0 | 0 | 0 | 0 | 0
STWD | 0 | 0 | 0 | 0 | 0 | 0
WT | 0 | 0 | 0 | 0 | 0 | 0
IGCC | 0 | 0 | 0 | 0 | 0 | 0
DemandResponse | 0 | 0 | 0 | 0 | 0 | 0
IGCC-CCS | 0 | 0 | 0 | 0 | 0 | 0
WT_off | 0 | 0 | 0 | 0 | 0 | 0
PseudoUnit | 0 | 0 | 0 | 0 | 0 | 0
FixedInterchange | 0 | 0 | 0 | 0 | 0 | 0
SO2 Emissions (MMshortTons): MAPP_US
ReportingType | 2015 | 2020 | 2025 | 2030 | 2035 | 2040
BM | 0 | 0 | 0 | 0 | 0 | 0
CC | 0 | 0 | 0 | 0 | 0 | 0
CSP | 0 | 0 | 0 | 0 | 0 | 0
CT | 0 | 0 | 0 | 0 | 0 | 0
Coal | 0.03 | 0.01 | 0.02 | 0.02 | 0.02 | 0.02
Geo | 0 | 0 | 0 | 0 | 0 | 0
H | 0 | 0 | 0 | 0 | 0 | 0
LFG | 0 | 0 | 0 | 0 | 0 | 0
Nuc | 0 | 0 | 0 | 0 | 0 | 0
PS | 0 | 0 | 0 | 0 | 0 | 0
PV | 0 | 0 | 0 | 0 | 0 | 0
PeakG | 0 | 0 | 0 | 0 | 0 | 0
PeakO | 0 | 0 | 0 | 0 | 0 | 0
ST | 0 | 0 | 0 | 0 | 0 | 0
STOG | 0 | 0 | 0 | 0 | 0 | 0
STWD | 0 | 0 | 0 | 0 | 0 | 0
WT | 0 | 0 | 0 | 0 | 0 | 0
IGCC | 0 | 0 | 0 | 0 | 0 | 0
DemandResponse | 0 | 0 | 0 | 0 | 0 | 0
IGCC-CCS | 0 | 0 | 0 | 0 | 0 | 0
WT_off | 0 | 0 | 0 | 0 | 0 | 0
PseudoUnit | 0 | 0 | 0 | 0 | 0 | 0
FixedInterchange | 0 | 0 | 0 | 0 | 0 | 0
SO2 Emissions (MMshortTons): MISO_IN
ReportingType | 2015 | 2020 | 2025 | 2030 | 2035 | 2040
BM | 0 | 0 | 0 | 0 | 0 | 0
CC | 0 | 0 | 0 | 0 | 0 | 0
CSP | 0 | 0 | 0 | 0 | 0 | 0
CT | 0 | 0 | 0 | 0 | 0 | 0
Coal | 0.26 | 0.13 | 0.15 | 0.15 | 0.16 | 0.17
Geo | 0 | 0 | 0 | 0 | 0 | 0
H | 0 | 0 | 0 | 0 | 0 | 0
LFG | 0 | 0 | 0 | 0 | 0 | 0
Nuc | 0 | 0 | 0 | 0 | 0 | 0
PS | 0 | 0 | 0 | 0 | 0 | 0
PV | 0 | 0 | 0 | 0 | 0 | 0
PeakG | 0 | 0 | 0 | 0 | 0 | 0
PeakO | 0 | 0 | 0 | 0 | 0 | 0
ST | 0 | 0 | 0 | 0 | 0 | 0
STOG | 0 | 0 | 0 | 0 | 0 | 0
STWD | 0 | 0 | 0 | 0 | 0 | 0
WT | 0 | 0 | 0 | 0 | 0 | 0
IGCC | 0 | 0 | 0 | 0 | 0 | 0
DemandResponse | 0 | 0 | 0 | 0 | 0 | 0
IGCC-CCS | 0 | 0 | 0 | 0 | 0 | 0
WT_off | 0 | 0 | 0 | 0 | 0 | 0
PseudoUnit | 0 | 0 | 0 | 0 | 0 | 0
FixedInterchange | 0 | 0 | 0 | 0 | 0 | 0
SO2 Emissions (MMshortTons): MISO_MI
ReportingType | 2015 | 2020 | 2025 | 2030 | 2035 | 2040
BM | 0 | 0 | 0 | 0 | 0 | 0
CC | 0 | 0 | 0 | 0 | 0 | 0
CSP | 0 | 0 | 0 | 0 | 0 | 0
CT | 0 | 0 | 0 | 0 | 0 | 0
Coal | 0.22 | 0.02 | 0.03 | 0.03 | 0.06 | 0.06
Geo | 0 | 0 | 0 | 0 | 0 | 0
H | 0 | 0 | 0 | 0 | 0 | 0
LFG | 0 | 0 | 0 | 0 | 0 | 0
Nuc | 0 | 0 | 0 | 0 | 0 | 0
PS | 0 | 0 | 0 | 0 | 0 | 0
PV | 0 | 0 | 0 | 0 | 0 | 0
PeakG | 0 | 0 | 0 | 0 | 0 | 0
PeakO | 0 | 0 | 0 | 0 | 0 | 0
ST | 0 | 0 | 0 | 0 | 0 | 0
STOG | 0 | 0 | 0 | 0 | 0 | 0
STWD | 0 | 0 | 0 | 0 | 0 | 0
WT | 0 | 0 | 0 | 0 | 0 | 0
IGCC | 0 | 0 | 0 | 0 | 0 | 0
DemandResponse | 0 | 0 | 0 | 0 | 0 | 0
IGCC-CCS | 0 | 0 | 0 | 0 | 0 | 0
WT_off | 0 | 0 | 0 | 0 | 0 | 0
PseudoUnit | 0 | 0 | 0 | 0 | 0 | 0
FixedInterchange | 0 | 0 | 0 | 0 | 0 | 0
SO2 Emissions (MMshortTons): MISO_MO-IL
ReportingType | 2015 | 2020 | 2025 | 2030 | 2035 | 2040
BM | 0 | 0 | 0 | 0 | 0 | 0
CC | 0 | 0 | 0 | 0 | 0 | 0
CSP | 0 | 0 | 0 | 0 | 0 | 0
CT | 0 | 0 | 0 | 0 | 0 | 0
Coal | 0.48 | 0.13 | 0.21 | 0.26 | 0.29 | 0.29
Geo | 0 | 0 | 0 | 0 | 0 | 0
H | 0 | 0 | 0 | 0 | 0 | 0
LFG | 0 | 0 | 0 | 0 | 0 | 0
Nuc | 0 | 0 | 0 | 0 | 0 | 0
PS | 0 | 0 | 0 | 0 | 0 | 0
PV | 0 | 0 | 0 | 0 | 0 | 0
PeakG | 0 | 0 | 0 | 0 | 0 | 0
PeakO | 0 | 0 | 0 | 0 | 0 | 0
ST | 0 | 0 | 0 | 0 | 0 | 0
STOG | 0 | 0 | 0 | 0 | 0 | 0
STWD | 0 | 0 | 0 | 0 | 0 | 0
WT | 0 | 0 | 0 | 0 | 0 | 0
IGCC | 0 | 0 | 0 | 0 | 0 | 0
DemandResponse | 0 | 0 | 0 | 0 | 0 | 0
IGCC-CCS | 0 | 0 | 0 | 0 | 0 | 0
WT_off | 0 | 0 | 0 | 0 | 0 | 0
PseudoUnit | 0 | 0 | 0 | 0 | 0 | 0
FixedInterchange | 0 | 0 | 0 | 0 | 0 | 0
SO2 Emissions (MMshortTons): MISO_W
ReportingType | 2015 | 2020 | 2025 | 2030 | 2035 | 2040
BM | 0 | 0 | 0 | 0 | 0 | 0
CC | 0 | 0 | 0 | 0 | 0 | 0
CSP | 0 | 0 | 0 | 0 | 0 | 0
CT | 0 | 0 | 0 | 0 | 0 | 0
Coal | 0.24 | 0.05 | 0.06 | 0.06 | 0.06 | 0.07
Geo | 0 | 0 | 0 | 0 | 0 | 0
H | 0 | 0 | 0 | 0 | 0 | 0
LFG | 0 | 0 | 0 | 0 | 0 | 0
Nuc | 0 | 0 | 0 | 0 | 0 | 0
PS | 0 | 0 | 0 | 0 | 0 | 0
PV | 0 | 0 | 0 | 0 | 0 | 0
PeakG | 0 | 0 | 0 | 0 | 0 | 0
PeakO | 0 | 0 | 0 | 0 | 0 | 0
ST | 0 | 0 | 0 | 0 | 0 | 0
STOG | 0 | 0 | 0 | 0 | 0 | 0
STWD | 0 | 0 | 0 | 0 | 0 | 0
WT | 0 | 0 | 0 | 0 | 0 | 0
IGCC | 0 | 0 | 0 | 0 | 0 | 0
DemandResponse | 0 | 0 | 0 | 0 | 0 | 0
IGCC-CCS | 0 | 0 | 0 | 0 | 0 | 0
WT_off | 0 | 0 | 0 | 0 | 0 | 0
PseudoUnit | 0 | 0 | 0 | 0 | 0 | 0
FixedInterchange | 0 | 0 | 0 | 0 | 0 | 0
SO2 Emissions (MMshortTons): MISO_WUMS
ReportingType | 2015 | 2020 | 2025 | 2030 | 2035 | 2040
BM | 0 | 0 | 0 | 0 | 0 | 0
CC | 0 | 0 | 0 | 0 | 0 | 0
CSP | 0 | 0 | 0 | 0 | 0 | 0
CT | 0 | 0 | 0 | 0 | 0 | 0
Coal | 0.04 | 0.01 | 0.01 | 0.01 | 0.02 | 0.02
Geo | 0 | 0 | 0 | 0 | 0 | 0
H | 0 | 0 | 0 | 0 | 0 | 0
LFG | 0 | 0 | 0 | 0 | 0 | 0
Nuc | 0 | 0 | 0 | 0 | 0 | 0
PS | 0 | 0 | 0 | 0 | 0 | 0
PV | 0 | 0 | 0 | 0 | 0 | 0
PeakG | 0 | 0 | 0 | 0 | 0 | 0
PeakO | 0 | 0 | 0 | 0 | 0 | 0
ST | 0 | 0 | 0 | 0 | 0 | 0
STOG | 0 | 0 | 0 | 0 | 0 | 0
STWD | 0 | 0 | 0 | 0 | 0 | 0
WT | 0 | 0 | 0 | 0 | 0 | 0
IGCC | 0 | 0 | 0 | 0 | 0 | 0
DemandResponse | 0 | 0 | 0 | 0 | 0 | 0
IGCC-CCS | 0 | 0 | 0 | 0 | 0 | 0
WT_off | 0 | 0 | 0 | 0 | 0 | 0
PseudoUnit | 0 | 0 | 0 | 0 | 0 | 0
FixedInterchange | 0 | 0 | 0 | 0 | 0 | 0
SO2 Emissions (MMshortTons): Nebraska
ReportingType | 2015 | 2020 | 2025 | 2030 | 2035 | 2040
BM | 0 | 0 | 0 | 0 | 0 | 0
CC | 0 | 0 | 0 | 0 | 0 | 0
CSP | 0 | 0 | 0 | 0 | 0 | 0
CT | 0 | 0 | 0 | 0 | 0 | 0
Coal | 0.1 | 0.02 | 0.02 | 0.02 | 0.02 | 0.02
Geo | 0 | 0 | 0 | 0 | 0 | 0
H | 0 | 0 | 0 | 0 | 0 | 0
LFG | 0 | 0 | 0 | 0 | 0 | 0
Nuc | 0 | 0 | 0 | 0 | 0 | 0
PS | 0 | 0 | 0 | 0 | 0 | 0
PV | 0 | 0 | 0 | 0 | 0 | 0
PeakG | 0 | 0 | 0 | 0 | 0 | 0
PeakO | 0 | 0 | 0 | 0 | 0 | 0
ST | 0 | 0 | 0 | 0 | 0 | 0
STOG | 0 | 0 | 0 | 0 | 0 | 0
STWD | 0 | 0 | 0 | 0 | 0 | 0
WT | 0 | 0 | 0 | 0 | 0 | 0
IGCC | 0 | 0 | 0 | 0 | 0 | 0
DemandResponse | 0 | 0 | 0 | 0 | 0 | 0
IGCC-CCS | 0 | 0 | 0 | 0 | 0 | 0
WT_off | 0 | 0 | 0 | 0 | 0 | 0
PseudoUnit | 0 | 0 | 0 | 0 | 0 | 0
FixedInterchange | 0 | 0 | 0 | 0 | 0 | 0
SO2 Emissions (MMshortTons): NEISO
ReportingType | 2015 | 2020 | 2025 | 2030 | 2035 | 2040
BM | 0 | 0 | 0 | 0 | 0 | 0
CC | 0 | 0 | 0 | 0 | 0 | 0
CSP | 0 | 0 | 0 | 0 | 0 | 0
CT | 0 | 0 | 0 | 0 | 0 | 0
Coal | 0 | 0 | 0 | 0 | 0 | 0
Geo | 0 | 0 | 0 | 0 | 0 | 0
H | 0 | 0 | 0 | 0 | 0 | 0
LFG | 0 | 0 | 0 | 0 | 0 | 0
Nuc | 0 | 0 | 0 | 0 | 0 | 0
PS | 0 | 0 | 0 | 0 | 0 | 0
PV | 0 | 0 | 0 | 0 | 0 | 0
PeakG | 0 | 0 | 0 | 0 | 0 | 0
PeakO | 0 | 0 | 0 | 0 | 0 | 0
ST | 0 | 0 | 0 | 0 | 0 | 0
STOG | 0 | 0 | 0 | 0 | 0 | 0
STWD | 0 | 0 | 0 | 0 | 0 | 0
WT | 0 | 0 | 0 | 0 | 0 | 0
IGCC | 0 | 0 | 0 | 0 | 0 | 0
DemandResponse | 0 | 0 | 0 | 0 | 0 | 0
IGCC-CCS | 0 | 0 | 0 | 0 | 0 | 0
WT_off | 0 | 0 | 0 | 0 | 0 | 0
PseudoUnit | 0 | 0 | 0 | 0 | 0 | 0
FixedInterchange | 0 | 0 | 0 | 0 | 0 | 0
SO2 Emissions (MMshortTons): NonRTO_Midwest
ReportingType | 2015 | 2020 | 2025 | 2030 | 2035 | 2040
BM | 0 | 0 | 0 | 0 | 0 | 0
CC | 0 | 0 | 0 | 0 | 0 | 0
CSP | 0 | 0 | 0 | 0 | 0 | 0
CT | 0 | 0 | 0 | 0 | 0 | 0
Coal | 0.16 | 0.09 | 0.1 | 0.1 | 0.12 | 0.13
Geo | 0 | 0 | 0 | 0 | 0 | 0
H | 0 | 0 | 0 | 0 | 0 | 0
LFG | 0 | 0 | 0 | 0 | 0 | 0
Nuc | 0 | 0 | 0 | 0 | 0 | 0
PS | 0 | 0 | 0 | 0 | 0 | 0
PV | 0 | 0 | 0 | 0 | 0 | 0
PeakG | 0 | 0 | 0 | 0 | 0 | 0
PeakO | 0 | 0 | 0 | 0 | 0 | 0
ST | 0 | 0 | 0 | 0 | 0 | 0
STOG | 0 | 0 | 0 | 0 | 0 | 0
STWD | 0 | 0 | 0 | 0 | 0 | 0
WT | 0 | 0 | 0 | 0 | 0 | 0
IGCC | 0 | 0 | 0 | 0 | 0 | 0
DemandResponse | 0 | 0 | 0 | 0 | 0 | 0
IGCC-CCS | 0 | 0 | 0 | 0 | 0 | 0
WT_off | 0 | 0 | 0 | 0 | 0 | 0
PseudoUnit | 0 | 0 | 0 | 0 | 0 | 0
FixedInterchange | 0 | 0 | 0 | 0 | 0 | 0
SO2 Emissions (MMshortTons): NYISO_A-F
ReportingType | 2015 | 2020 | 2025 | 2030 | 2035 | 2040
BM | 0 | 0 | 0 | 0 | 0 | 0
CC | 0 | 0 | 0 | 0 | 0 | 0
CSP | 0 | 0 | 0 | 0 | 0 | 0
CT | 0 | 0 | 0 | 0 | 0 | 0
Coal | 0 | 0 | 0 | 0 | 0 | 0
Geo | 0 | 0 | 0 | 0 | 0 | 0
H | 0 | 0 | 0 | 0 | 0 | 0
LFG | 0 | 0 | 0 | 0 | 0 | 0
Nuc | 0 | 0 | 0 | 0 | 0 | 0
PS | 0 | 0 | 0 | 0 | 0 | 0
PV | 0 | 0 | 0 | 0 | 0 | 0
PeakG | 0 | 0 | 0 | 0 | 0 | 0
PeakO | 0 | 0 | 0 | 0 | 0 | 0
ST | 0 | 0 | 0 | 0 | 0 | 0
STOG | 0 | 0 | 0 | 0 | 0 | 0
STWD | 0 | 0 | 0 | 0 | 0 | 0
WT | 0 | 0 | 0 | 0 | 0 | 0
IGCC | 0 | 0 | 0 | 0 | 0 | 0
DemandResponse | 0 | 0 | 0 | 0 | 0 | 0
IGCC-CCS | 0 | 0 | 0 | 0 | 0 | 0
WT_off | 0 | 0 | 0 | 0 | 0 | 0
PseudoUnit | 0 | 0 | 0 | 0 | 0 | 0
FixedInterchange | 0 | 0 | 0 | 0 | 0 | 0
SO2 Emissions (MMshortTons): NYISO_G-I
ReportingType | 2015 | 2020 | 2025 | 2030 | 2035 | 2040
BM | 0 | 0 | 0 | 0 | 0 | 0
CC | 0 | 0 | 0 | 0 | 0 | 0
CSP | 0 | 0 | 0 | 0 | 0 | 0
CT | 0 | 0 | 0 | 0 | 0 | 0
Coal | 0 | 0 | 0 | 0 | 0 | 0
Geo | 0 | 0 | 0 | 0 | 0 | 0
H | 0 | 0 | 0 | 0 | 0 | 0
LFG | 0 | 0 | 0 | 0 | 0 | 0
Nuc | 0 | 0 | 0 | 0 | 0 | 0
PS | 0 | 0 | 0 | 0 | 0 | 0
PV | 0 | 0 | 0 | 0 | 0 | 0
PeakG | 0 | 0 | 0 | 0 | 0 | 0
PeakO | 0 | 0 | 0 | 0 | 0 | 0
ST | 0 | 0 | 0 | 0 | 0 | 0
STOG | 0 | 0 | 0 | 0 | 0 | 0
STWD | 0 | 0 | 0 | 0 | 0 | 0
WT | 0 | 0 | 0 | 0 | 0 | 0
IGCC | 0 | 0 | 0 | 0 | 0 | 0
DemandResponse | 0 | 0 | 0 | 0 | 0 | 0
IGCC-CCS | 0 | 0 | 0 | 0 | 0 | 0
WT_off | 0 | 0 | 0 | 0 | 0 | 0
PseudoUnit | 0 | 0 | 0 | 0 | 0 | 0
FixedInterchange | 0 | 0 | 0 | 0 | 0 | 0
SO2 Emissions (MMshortTons): NYISO_J-K
ReportingType | 2015 | 2020 | 2025 | 2030 | 2035 | 2040
BM | 0 | 0 | 0 | 0 | 0 | 0
CC | 0 | 0 | 0 | 0 | 0 | 0
CSP | 0 | 0 | 0 | 0 | 0 | 0
CT | 0 | 0 | 0 | 0 | 0 | 0
Coal | 0 | 0 | 0 | 0 | 0 | 0
Geo | 0 | 0 | 0 | 0 | 0 | 0
H | 0 | 0 | 0 | 0 | 0 | 0
LFG | 0 | 0 | 0 | 0 | 0 | 0
Nuc | 0 | 0 | 0 | 0 | 0 | 0
PS | 0 | 0 | 0 | 0 | 0 | 0
PV | 0 | 0 | 0 | 0 | 0 | 0
PeakG | 0 | 0 | 0 | 0 | 0 | 0
PeakO | 0 | 0 | 0 | 0 | 0 | 0
ST | 0 | 0 | 0 | 0 | 0 | 0
STOG | 0 | 0 | 0 | 0 | 0 | 0
STWD | 0 | 0 | 0 | 0 | 0 | 0
WT | 0 | 0 | 0 | 0 | 0 | 0
IGCC | 0 | 0 | 0 | 0 | 0 | 0
DemandResponse | 0 | 0 | 0 | 0 | 0 | 0
IGCC-CCS | 0 | 0 | 0 | 0 | 0 | 0
WT_off | 0 | 0 | 0 | 0 | 0 | 0
PseudoUnit | 0 | 0 | 0 | 0 | 0 | 0
FixedInterchange | 0 | 0 | 0 | 0 | 0 | 0
SO2 Emissions (MMshortTons): PJM_E
ReportingType | 2015 | 2020 | 2025 | 2030 | 2035 | 2040
BM | 0 | 0 | 0 | 0 | 0 | 0
CC | 0 | 0 | 0 | 0 | 0 | 0
CSP | 0 | 0 | 0 | 0 | 0 | 0
CT | 0 | 0 | 0 | 0 | 0 | 0
Coal | 0 | 0 | 0 | 0 | 0 | 0
Geo | 0 | 0 | 0 | 0 | 0 | 0
H | 0 | 0 | 0 | 0 | 0 | 0
LFG | 0 | 0 | 0 | 0 | 0 | 0
Nuc | 0 | 0 | 0 | 0 | 0 | 0
PS | 0 | 0 | 0 | 0 | 0 | 0
PV | 0 | 0 | 0 | 0 | 0 | 0
PeakG | 0 | 0 | 0 | 0 | 0 | 0
PeakO | 0 | 0 | 0 | 0 | 0 | 0
ST | 0 | 0 | 0 | 0 | 0 | 0
STOG | 0 | 0 | 0 | 0 | 0 | 0
STWD | 0 | 0 | 0 | 0 | 0 | 0
WT | 0 | 0 | 0 | 0 | 0 | 0
IGCC | 0 | 0 | 0 | 0 | 0 | 0
DemandResponse | 0 | 0 | 0 | 0 | 0 | 0
IGCC-CCS | 0 | 0 | 0 | 0 | 0 | 0
WT_off | 0 | 0 | 0 | 0 | 0 | 0
PseudoUnit | 0 | 0 | 0 | 0 | 0 | 0
FixedInterchange | 0 | 0 | 0 | 0 | 0 | 0
SO2 Emissions (MMshortTons): PJM_ROM
ReportingType | 2015 | 2020 | 2025 | 2030 | 2035 | 2040
BM | 0 | 0 | 0 | 0 | 0 | 0
CC | 0 | 0 | 0 | 0 | 0 | 0
CSP | 0 | 0 | 0 | 0 | 0 | 0
CT | 0 | 0 | 0 | 0 | 0 | 0
Coal | 0.17 | 0.05 | 0.06 | 0.06 | 0.06 | 0.06
Geo | 0 | 0 | 0 | 0 | 0 | 0
H | 0 | 0 | 0 | 0 | 0 | 0
LFG | 0 | 0 | 0 | 0 | 0 | 0
Nuc | 0 | 0 | 0 | 0 | 0 | 0
PS | 0 | 0 | 0 | 0 | 0 | 0
PV | 0 | 0 | 0 | 0 | 0 | 0
PeakG | 0 | 0 | 0 | 0 | 0 | 0
PeakO | 0 | 0 | 0 | 0 | 0 | 0
ST | 0 | 0 | 0 | 0 | 0 | 0
STOG | 0 | 0 | 0 | 0 | 0 | 0
STWD | 0 | 0 | 0 | 0 | 0 | 0
WT | 0 | 0 | 0 | 0 | 0 | 0
IGCC | 0 | 0 | 0 | 0 | 0 | 0
DemandResponse | 0 | 0 | 0 | 0 | 0 | 0
IGCC-CCS | 0 | 0 | 0 | 0 | 0 | 0
WT_off | 0 | 0 | 0 | 0 | 0 | 0
PseudoUnit | 0 | 0 | 0 | 0 | 0 | 0
FixedInterchange | 0 | 0 | 0 | 0 | 0 | 0
SO2 Emissions (MMshortTons): PJM_ROR
ReportingType | 2015 | 2020 | 2025 | 2030 | 2035 | 2040
BM | 0 | 0 | 0 | 0 | 0 | 0
CC | 0 | 0 | 0 | 0 | 0 | 0
CSP | 0 | 0 | 0 | 0 | 0 | 0
CT | 0 | 0 | 0 | 0 | 0 | 0
Coal | 1.24 | 0.38 | 0.42 | 0.44 | 0.45 | 0.43
Geo | 0 | 0 | 0 | 0 | 0 | 0
H | 0 | 0 | 0 | 0 | 0 | 0
LFG | 0 | 0 | 0 | 0 | 0 | 0
Nuc | 0 | 0 | 0 | 0 | 0 | 0
PS | 0 | 0 | 0 | 0 | 0 | 0
PV | 0 | 0 | 0 | 0 | 0 | 0
PeakG | 0 | 0 | 0 | 0 | 0 | 0
PeakO | 0 | 0 | 0 | 0 | 0 | 0
ST | 0 | 0 | 0 | 0 | 0 | 0
STOG | 0 | 0 | 0 | 0 | 0 | 0
STWD | 0 | 0 | 0 | 0 | 0 | 0
WT | 0 | 0 | 0 | 0 | 0 | 0
IGCC | 0 | 0 | 0 | 0 | 0 | 0
DemandResponse | 0 | 0 | 0 | 0 | 0 | 0
IGCC-CCS | 0 | 0 | 0 | 0 | 0 | 0
WT_off | 0 | 0 | 0 | 0 | 0 | 0
PseudoUnit | 0 | 0 | 0 | 0 | 0 | 0
FixedInterchange | 0 | 0 | 0 | 0 | 0 | 0
SO2 Emissions (MMshortTons): SOCO
ReportingType | 2015 | 2020 | 2025 | 2030 | 2035 | 2040
BM | 0 | 0 | 0 | 0 | 0 | 0
CC | 0 | 0 | 0 | 0 | 0 | 0
CSP | 0 | 0 | 0 | 0 | 0 | 0
CT | 0 | 0 | 0 | 0 | 0 | 0
Coal | 0.36 | 0.16 | 0.22 | 0.21 | 0.11 | 0.12
Geo | 0 | 0 | 0 | 0 | 0 | 0
H | 0 | 0 | 0 | 0 | 0 | 0
LFG | 0 | 0 | 0 | 0 | 0 | 0
Nuc | 0 | 0 | 0 | 0 | 0 | 0
PS | 0 | 0 | 0 | 0 | 0 | 0
PV | 0 | 0 | 0 | 0 | 0 | 0
PeakG | 0 | 0 | 0 | 0 | 0 | 0
PeakO | 0 | 0 | 0 | 0 | 0 | 0
ST | 0 | 0 | 0 | 0 | 0 | 0
STOG | 0 | 0 | 0 | 0 | 0 | 0
STWD | 0 | 0 | 0 | 0 | 0 | 0
WT | 0 | 0 | 0 | 0 | 0 | 0
IGCC | 0 | 0 | 0 | 0 | 0 | 0
DemandResponse | 0 | 0 | 0 | 0 | 0 | 0
IGCC-CCS | 0 | 0 | 0 | 0 | 0 | 0
WT_off | 0 | 0 | 0 | 0 | 0 | 0
PseudoUnit | 0 | 0 | 0 | 0 | 0 | 0
FixedInterchange | 0 | 0 | 0 | 0 | 0 | 0
SO2 Emissions (MMshortTons): SPP_N
ReportingType | 2015 | 2020 | 2025 | 2030 | 2035 | 2040
BM | 0 | 0 | 0 | 0 | 0 | 0
CC | 0 | 0 | 0 | 0 | 0 | 0
CSP | 0 | 0 | 0 | 0 | 0 | 0
CT | 0 | 0 | 0 | 0 | 0 | 0
Coal | 0.08 | 0.04 | 0.04 | 0.04 | 0.04 | 0.04
Geo | 0 | 0 | 0 | 0 | 0 | 0
H | 0 | 0 | 0 | 0 | 0 | 0
LFG | 0 | 0 | 0 | 0 | 0 | 0
Nuc | 0 | 0 | 0 | 0 | 0 | 0
PS | 0 | 0 | 0 | 0 | 0 | 0
PV | 0 | 0 | 0 | 0 | 0 | 0
PeakG | 0 | 0 | 0 | 0 | 0 | 0
PeakO | 0 | 0 | 0 | 0 | 0 | 0
ST | 0 | 0 | 0 | 0 | 0 | 0
STOG | 0 | 0 | 0 | 0 | 0 | 0
STWD | 0 | 0 | 0 | 0 | 0 | 0
WT | 0 | 0 | 0 | 0 | 0 | 0
IGCC | 0 | 0 | 0 | 0 | 0 | 0
DemandResponse | 0 | 0 | 0 | 0 | 0 | 0
IGCC-CCS | 0 | 0 | 0 | 0 | 0 | 0
WT_off | 0 | 0 | 0 | 0 | 0 | 0
PseudoUnit | 0 | 0 | 0 | 0 | 0 | 0
FixedInterchange | 0 | 0 | 0 | 0 | 0 | 0
SO2 Emissions (MMshortTons): SPP_S
ReportingType | 2015 | 2020 | 2025 | 2030 | 2035 | 2040
BM | 0 | 0 | 0 | 0 | 0 | 0
CC | 0 | 0 | 0 | 0 | 0 | 0
CSP | 0 | 0 | 0 | 0 | 0 | 0
CT | 0 | 0 | 0 | 0 | 0 | 0
Coal | 0.29 | 0.09 | 0.14 | 0.15 | 0.15 | 0.15
Geo | 0 | 0 | 0 | 0 | 0 | 0
H | 0 | 0 | 0 | 0 | 0 | 0
LFG | 0 | 0 | 0 | 0 | 0 | 0
Nuc | 0 | 0 | 0 | 0 | 0 | 0
PS | 0 | 0 | 0 | 0 | 0 | 0
PV | 0 | 0 | 0 | 0 | 0 | 0
PeakG | 0 | 0 | 0 | 0 | 0 | 0
PeakO | 0 | 0 | 0 | 0 | 0 | 0
ST | 0 | 0 | 0 | 0 | 0 | 0
STOG | 0 | 0 | 0 | 0 | 0 | 0
STWD | 0 | 0 | 0 | 0 | 0 | 0
WT | 0 | 0 | 0 | 0 | 0 | 0
IGCC | 0 | 0 | 0 | 0 | 0 | 0
DemandResponse | 0 | 0 | 0 | 0 | 0 | 0
IGCC-CCS | 0 | 0 | 0 | 0 | 0 | 0
WT_off | 0 | 0 | 0 | 0 | 0 | 0
PseudoUnit | 0 | 0 | 0 | 0 | 0 | 0
FixedInterchange | 0 | 0 | 0 | 0 | 0 | 0
SO2 Emissions (MMshortTons): TVA
ReportingType | 2015 | 2020 | 2025 | 2030 | 2035 | 2040
BM | 0 | 0 | 0 | 0 | 0 | 0
CC | 0 | 0 | 0 | 0 | 0 | 0
CSP | 0 | 0 | 0 | 0 | 0 | 0
CT | 0 | 0 | 0 | 0 | 0 | 0
Coal | 0.23 | 0.24 | 0.27 | 0.27 | 0.27 | 0.3
Geo | 0 | 0 | 0 | 0 | 0 | 0
H | 0 | 0 | 0 | 0 | 0 | 0
LFG | 0 | 0 | 0 | 0 | 0 | 0
Nuc | 0 | 0 | 0 | 0 | 0 | 0
PS | 0 | 0 | 0 | 0 | 0 | 0
PV | 0 | 0 | 0 | 0 | 0 | 0
PeakG | 0 | 0 | 0 | 0 | 0 | 0
PeakO | 0 | 0 | 0 | 0 | 0 | 0
ST | 0 | 0 | 0 | 0 | 0 | 0
STOG | 0 | 0 | 0 | 0 | 0 | 0
STWD | 0 | 0 | 0 | 0 | 0 | 0
WT | 0 | 0 | 0 | 0 | 0 | 0
IGCC | 0 | 0 | 0 | 0 | 0 | 0
DemandResponse | 0 | 0 | 0 | 0 | 0 | 0
IGCC-CCS | 0 | 0 | 0 | 0 | 0 | 0
WT_off | 0 | 0 | 0 | 0 | 0 | 0
PseudoUnit | 0 | 0 | 0 | 0 | 0 | 0
FixedInterchange | 0 | 0 | 0 | 0 | 0 | 0
SO2 Emissions (MMshortTons): TVA_Transmission
ReportingType | 2015 | 2020 | 2025 | 2030 | 2035 | 2040
BM | 0 | 0 | 0 | 0 | 0 | 0
CC | 0 | 0 | 0 | 0 | 0 | 0
CSP | 0 | 0 | 0 | 0 | 0 | 0
CT | 0 | 0 | 0 | 0 | 0 | 0
Coal | 0 | 0 | 0 | 0 | 0 | 0
Geo | 0 | 0 | 0 | 0 | 0 | 0
H | 0 | 0 | 0 | 0 | 0 | 0
LFG | 0 | 0 | 0 | 0 | 0 | 0
Nuc | 0 | 0 | 0 | 0 | 0 | 0
PS | 0 | 0 | 0 | 0 | 0 | 0
PV | 0 | 0 | 0 | 0 | 0 | 0
PeakG | 0 | 0 | 0 | 0 | 0 | 0
PeakO | 0 | 0 | 0 | 0 | 0 | 0
ST | 0 | 0 | 0 | 0 | 0 | 0
STOG | 0 | 0 | 0 | 0 | 0 | 0
STWD | 0 | 0 | 0 | 0 | 0 | 0
WT | 0 | 0 | 0 | 0 | 0 | 0
IGCC | 0 | 0 | 0 | 0 | 0 | 0
DemandResponse | 0 | 0 | 0 | 0 | 0 | 0
IGCC-CCS | 0 | 0 | 0 | 0 | 0 | 0
WT_off | 0 | 0 | 0 | 0 | 0 | 0
PseudoUnit | 0 | 0 | 0 | 0 | 0 | 0
FixedInterchange | 0 | 0 | 0 | 0 | 0 | 0
SO2 Emissions (MMshortTons): VACAR
ReportingType | 2015 | 2020 | 2025 | 2030 | 2035 | 2040
BM | 0 | 0 | 0 | 0 | 0 | 0
CC | 0 | 0 | 0 | 0 | 0 | 0
CSP | 0 | 0 | 0 | 0 | 0 | 0
CT | 0 | 0 | 0 | 0 | 0 | 0
Coal | 0.14 | 0.04 | 0.06 | 0.06 | 0.07 | 0.07
Geo | 0 | 0 | 0 | 0 | 0 | 0
H | 0 | 0 | 0 | 0 | 0 | 0
LFG | 0 | 0 | 0 | 0 | 0 | 0
Nuc | 0 | 0 | 0 | 0 | 0 | 0
PS | 0 | 0 | 0 | 0 | 0 | 0
PV | 0 | 0 | 0 | 0 | 0 | 0
PeakG | 0 | 0 | 0 | 0 | 0 | 0
PeakO | 0 | 0 | 0 | 0 | 0 | 0
ST | 0 | 0 | 0 | 0 | 0 | 0
STOG | 0 | 0 | 0 | 0 | 0 | 0
STWD | 0 | 0 | 0 | 0 | 0 | 0
WT | 0 | 0 | 0 | 0 | 0 | 0
IGCC | 0 | 0 | 0 | 0 | 0 | 0
DemandResponse | 0 | 0 | 0 | 0 | 0 | 0
IGCC-CCS | 0 | 0 | 0 | 0 | 0 | 0
WT_off | 0 | 0 | 0 | 0 | 0 | 0
PseudoUnit | 0 | 0 | 0 | 0 | 0 | 0
FixedInterchange | 0 | 0 | 0 | 0 | 0 | 0
SO2 Emissions (MMshortTons): IESO
ReportingType | 2015 | 2020 | 2025 | 2030 | 2035 | 2040
BM | 0 | 0 | 0 | 0 | 0 | 0
CC | 0 | 0 | 0 | 0 | 0 | 0
CSP | 0 | 0 | 0 | 0 | 0 | 0
CT | 0 | 0 | 0 | 0 | 0 | 0
Coal | 0 | 0 | 0 | 0 | 0 | 0
Geo | 0 | 0 | 0 | 0 | 0 | 0
H | 0 | 0 | 0 | 0 | 0 | 0
LFG | 0 | 0 | 0 | 0 | 0 | 0
Nuc | 0 | 0 | 0 | 0 | 0 | 0
PS | 0 | 0 | 0 | 0 | 0 | 0
PV | 0 | 0 | 0 | 0 | 0 | 0
PeakG | 0 | 0 | 0 | 0 | 0 | 0
PeakO | 0 | 0 | 0 | 0 | 0 | 0
ST | 0 | 0 | 0 | 0 | 0 | 0
STOG | 0 | 0 | 0 | 0 | 0 | 0
STWD | 0 | 0 | 0 | 0 | 0 | 0
WT | 0 | 0 | 0 | 0 | 0 | 0
IGCC | 0 | 0 | 0 | 0 | 0 | 0
DemandResponse | 0 | 0 | 0 | 0 | 0 | 0
IGCC-CCS | 0 | 0 | 0 | 0 | 0 | 0
WT_off | 0 | 0 | 0 | 0 | 0 | 0
PseudoUnit | 0 | 0 | 0 | 0 | 0 | 0
FixedInterchange | 0 | 0 | 0 | 0 | 0 | 0
SO2 Emissions (MMshortTons): MAPP_CA
ReportingType | 2015 | 2020 | 2025 | 2030 | 2035 | 2040
BM | 0 | 0 | 0 | 0 | 0 | 0
CC | 0 | 0 | 0 | 0 | 0 | 0
CSP | 0 | 0 | 0 | 0 | 0 | 0
CT | 0 | 0 | 0 | 0 | 0 | 0
Coal | 0 | 0 | 0.01 | 0.04 | 0.08 | 0.08
Geo | 0 | 0 | 0 | 0 | 0 | 0
H | 0 | 0 | 0 | 0 | 0 | 0
LFG | 0 | 0 | 0 | 0 | 0 | 0
Nuc | 0 | 0 | 0 | 0 | 0 | 0
PS | 0 | 0 | 0 | 0 | 0 | 0
PV | 0 | 0 | 0 | 0 | 0 | 0
PeakG | 0 | 0 | 0 | 0 | 0 | 0
PeakO | 0 | 0 | 0 | 0 | 0 | 0
ST | 0 | 0 | 0 | 0 | 0 | 0
STOG | 0 | 0 | 0 | 0 | 0 | 0
STWD | 0 | 0 | 0 | 0 | 0 | 0
WT | 0 | 0 | 0 | 0 | 0 | 0
IGCC | 0 | 0 | 0 | 0 | 0 | 0
DemandResponse | 0 | 0 | 0 | 0 | 0 | 0
IGCC-CCS | 0 | 0 | 0 | 0 | 0 | 0
WT_off | 0 | 0 | 0 | 0 | 0 | 0
PseudoUnit | 0 | 0 | 0 | 0 | 0 | 0
FixedInterchange | 0 | 0 | 0 | 0 | 0 | 0
SO2 Emissions (MMshortTons): AZ_NM_SNV_Coal
ReportingType | 2015 | 2020 | 2025 | 2030 | 2035 | 2040
BM | 0 | 0 | 0 | 0 | 0 | 0
CC | 0 | 0 | 0 | 0 | 0 | 0
CSP | 0 | 0 | 0 | 0 | 0 | 0
CT | 0 | 0 | 0 | 0 | 0 | 0
Coal | 0.03 | 0.02 | 0.02 | 0.02 | 0.02 | 0.03
Geo | 0 | 0 | 0 | 0 | 0 | 0
H | 0 | 0 | 0 | 0 | 0 | 0
LFG | 0 | 0 | 0 | 0 | 0 | 0
Nuc | 0 | 0 | 0 | 0 | 0 | 0
PS | 0 | 0 | 0 | 0 | 0 | 0
PV | 0 | 0 | 0 | 0 | 0 | 0
PeakG | 0 | 0 | 0 | 0 | 0 | 0
PeakO | 0 | 0 | 0 | 0 | 0 | 0
ST | 0 | 0 | 0 | 0 | 0 | 0
STOG | 0 | 0 | 0 | 0 | 0 | 0
STWD | 0 | 0 | 0 | 0 | 0 | 0
WT | 0 | 0 | 0 | 0 | 0 | 0
IGCC | 0 | 0 | 0 | 0 | 0 | 0
DemandResponse | 0 | 0 | 0 | 0 | 0 | 0
IGCC-CCS | 0 | 0 | 0 | 0 | 0 | 0
WT_off | 0 | 0 | 0 | 0 | 0 | 0
PseudoUnit | 0 | 0 | 0 | 0 | 0 | 0
FixedInterchange | 0 | 0 | 0 | 0 | 0 | 0
SO2 Emissions (MMshortTons): AZ_NM_SNV_Gas
ReportingType | 2015 | 2020 | 2025 | 2030 | 2035 | 2040
BM | 0 | 0 | 0 | 0 | 0 | 0
CC | 0 | 0 | 0 | 0 | 0 | 0
CSP | 0 | 0 | 0 | 0 | 0 | 0
CT | 0 | 0 | 0 | 0 | 0 | 0
Coal | 0 | 0 | 0 | 0 | 0 | 0
Geo | 0 | 0 | 0 | 0 | 0 | 0
H | 0 | 0 | 0 | 0 | 0 | 0
LFG | 0 | 0 | 0 | 0 | 0 | 0
Nuc | 0 | 0 | 0 | 0 | 0 | 0
PS | 0 | 0 | 0 | 0 | 0 | 0
PV | 0 | 0 | 0 | 0 | 0 | 0
PeakG | 0 | 0 | 0 | 0 | 0 | 0
PeakO | 0 | 0 | 0 | 0 | 0 | 0
ST | 0 | 0 | 0 | 0 | 0 | 0
STOG | 0 | 0 | 0 | 0 | 0 | 0
STWD | 0 | 0 | 0 | 0 | 0 | 0
WT | 0 | 0 | 0 | 0 | 0 | 0
IGCC | 0 | 0 | 0 | 0 | 0 | 0
DemandResponse | 0 | 0 | 0 | 0 | 0 | 0
IGCC-CCS | 0 | 0 | 0 | 0 | 0 | 0
WT_off | 0 | 0 | 0 | 0 | 0 | 0
PseudoUnit | 0 | 0 | 0 | 0 | 0 | 0
FixedInterchange | 0 | 0 | 0 | 0 | 0 | 0
SO2 Emissions (MMshortTons): AZ_NM_SNV_NucRenew
ReportingType | 2015 | 2020 | 2025 | 2030 | 2035 | 2040
BM | 0 | 0 | 0 | 0 | 0 | 0
CC | 0 | 0 | 0 | 0 | 0 | 0
CSP | 0 | 0 | 0 | 0 | 0 | 0
CT | 0 | 0 | 0 | 0 | 0 | 0
Coal | 0 | 0 | 0 | 0 | 0 | 0
Geo | 0 | 0 | 0 | 0 | 0 | 0
H | 0 | 0 | 0 | 0 | 0 | 0
LFG | 0 | 0 | 0 | 0 | 0 | 0
Nuc | 0 | 0 | 0 | 0 | 0 | 0
PS | 0 | 0 | 0 | 0 | 0 | 0
PV | 0 | 0 | 0 | 0 | 0 | 0
PeakG | 0 | 0 | 0 | 0 | 0 | 0
PeakO | 0 | 0 | 0 | 0 | 0 | 0
ST | 0 | 0 | 0 | 0 | 0 | 0
STOG | 0 | 0 | 0 | 0 | 0 | 0
STWD | 0 | 0 | 0 | 0 | 0 | 0
WT | 0 | 0 | 0 | 0 | 0 | 0
IGCC | 0 | 0 | 0 | 0 | 0 | 0
DemandResponse | 0 | 0 | 0 | 0 | 0 | 0
IGCC-CCS | 0 | 0 | 0 | 0 | 0 | 0
WT_off | 0 | 0 | 0 | 0 | 0 | 0
PseudoUnit | 0 | 0 | 0 | 0 | 0 | 0
FixedInterchange | 0 | 0 | 0 | 0 | 0 | 0
SO2 Emissions (MMshortTons): ERCOT
ReportingType | 2015 | 2020 | 2025 | 2030 | 2035 | 2040
BM | 0 | 0 | 0 | 0 | 0 | 0
CC | 0 | 0 | 0 | 0 | 0 | 0
CSP | 0 | 0 | 0 | 0 | 0 | 0
CT | 0 | 0 | 0 | 0 | 0 | 0
Coal | 0.2 | 0.07 | 0.09 | 0.09 | 0.09 | 0.09
Geo | 0 | 0 | 0 | 0 | 0 | 0
H | 0 | 0 | 0 | 0 | 0 | 0
LFG | 0 | 0 | 0 | 0 | 0 | 0
Nuc | 0 | 0 | 0 | 0 | 0 | 0
PS | 0 | 0 | 0 | 0 | 0 | 0
PV | 0 | 0 | 0 | 0 | 0 | 0
PeakG | 0 | 0 | 0 | 0 | 0 | 0
PeakO | 0 | 0 | 0 | 0 | 0 | 0
ST | 0 | 0 | 0 | 0 | 0 | 0
STOG | 0 | 0 | 0 | 0 | 0 | 0
STWD | 0 | 0 | 0 | 0 | 0 | 0
WT | 0 | 0 | 0 | 0 | 0 | 0
IGCC | 0 | 0 | 0 | 0 | 0 | 0
DemandResponse | 0 | 0 | 0 | 0 | 0 | 0
IGCC-CCS | 0 | 0 | 0 | 0 | 0 | 0
WT_off | 0 | 0 | 0 | 0 | 0 | 0
PseudoUnit | 0 | 0 | 0 | 0 | 0 | 0
FixedInterchange | 0 | 0 | 0 | 0 | 0 | 0
SO2 Emissions (MMshortTons): NP15
ReportingType | 2015 | 2020 | 2025 | 2030 | 2035 | 2040
BM | 0 | 0 | 0 | 0 | 0 | 0
CC | 0 | 0 | 0 | 0 | 0 | 0
CSP | 0 | 0 | 0 | 0 | 0 | 0
CT | 0 | 0 | 0 | 0 | 0 | 0
Coal | 0 | 0 | 0 | 0 | 0 | 0
Geo | 0 | 0 | 0 | 0 | 0 | 0
H | 0 | 0 | 0 | 0 | 0 | 0
LFG | 0 | 0 | 0 | 0 | 0 | 0
Nuc | 0 | 0 | 0 | 0 | 0 | 0
PS | 0 | 0 | 0 | 0 | 0 | 0
PV | 0 | 0 | 0 | 0 | 0 | 0
PeakG | 0 | 0 | 0 | 0 | 0 | 0
PeakO | 0 | 0 | 0 | 0 | 0 | 0
ST | 0 | 0 | 0 | 0 | 0 | 0
STOG | 0 | 0 | 0 | 0 | 0 | 0
STWD | 0 | 0 | 0 | 0 | 0 | 0
WT | 0 | 0 | 0 | 0 | 0 | 0
IGCC | 0 | 0 | 0 | 0 | 0 | 0
DemandResponse | 0 | 0 | 0 | 0 | 0 | 0
IGCC-CCS | 0 | 0 | 0 | 0 | 0 | 0
WT_off | 0 | 0 | 0 | 0 | 0 | 0
PseudoUnit | 0 | 0 | 0 | 0 | 0 | 0
FixedInterchange | 0 | 0 | 0 | 0 | 0 | 0
SO2 Emissions (MMshortTons): NWPP_Coal
ReportingType | 2015 | 2020 | 2025 | 2030 | 2035 | 2040
BM | 0 | 0 | 0 | 0 | 0 | 0
CC | 0 | 0 | 0 | 0 | 0 | 0
CSP | 0 | 0 | 0 | 0 | 0 | 0
CT | 0 | 0 | 0 | 0 | 0 | 0
Coal | 0.09 | 0.05 | 0.05 | 0.05 | 0.05 | 0.05
Geo | 0 | 0 | 0 | 0 | 0 | 0
H | 0 | 0 | 0 | 0 | 0 | 0
LFG | 0 | 0 | 0 | 0 | 0 | 0
Nuc | 0 | 0 | 0 | 0 | 0 | 0
PS | 0 | 0 | 0 | 0 | 0 | 0
PV | 0 | 0 | 0 | 0 | 0 | 0
PeakG | 0 | 0 | 0 | 0 | 0 | 0
PeakO | 0 | 0 | 0 | 0 | 0 | 0
ST | 0 | 0 | 0 | 0 | 0 | 0
STOG | 0 | 0 | 0 | 0 | 0 | 0
STWD | 0 | 0 | 0 | 0 | 0 | 0
WT | 0 | 0 | 0 | 0 | 0 | 0
IGCC | 0 | 0 | 0 | 0 | 0 | 0
DemandResponse | 0 | 0 | 0 | 0 | 0 | 0
IGCC-CCS | 0 | 0 | 0 | 0 | 0 | 0
WT_off | 0 | 0 | 0 | 0 | 0 | 0
PseudoUnit | 0 | 0 | 0 | 0 | 0 | 0
FixedInterchange | 0 | 0 | 0 | 0 | 0 | 0
SO2 Emissions (MMshortTons): NWPP_Gas
ReportingType | 2015 | 2020 | 2025 | 2030 | 2035 | 2040
BM | 0 | 0 | 0 | 0 | 0 | 0
CC | 0 | 0 | 0 | 0 | 0 | 0
CSP | 0 | 0 | 0 | 0 | 0 | 0
CT | 0 | 0 | 0 | 0 | 0 | 0
Coal | 0 | 0 | 0 | 0 | 0 | 0
Geo | 0 | 0 | 0 | 0 | 0 | 0
H | 0 | 0 | 0 | 0 | 0 | 0
LFG | 0 | 0 | 0 | 0 | 0 | 0
Nuc | 0 | 0 | 0 | 0 | 0 | 0
PS | 0 | 0 | 0 | 0 | 0 | 0
PV | 0 | 0 | 0 | 0 | 0 | 0
PeakG | 0 | 0 | 0 | 0 | 0 | 0
PeakO | 0 | 0 | 0 | 0 | 0 | 0
ST | 0 | 0 | 0 | 0 | 0 | 0
STOG | 0 | 0 | 0 | 0 | 0 | 0
STWD | 0 | 0 | 0 | 0 | 0 | 0
WT | 0 | 0 | 0 | 0 | 0 | 0
IGCC | 0 | 0 | 0 | 0 | 0 | 0
DemandResponse | 0 | 0 | 0 | 0 | 0 | 0
IGCC-CCS | 0 | 0 | 0 | 0 | 0 | 0
WT_off | 0 | 0 | 0 | 0 | 0 | 0
PseudoUnit | 0 | 0 | 0 | 0 | 0 | 0
FixedInterchange | 0 | 0 | 0 | 0 | 0 | 0
SO2 Emissions (MMshortTons): NWPP_NucRenew
ReportingType | 2015 | 2020 | 2025 | 2030 | 2035 | 2040
BM | 0 | 0 | 0 | 0 | 0 | 0
CC | 0 | 0 | 0 | 0 | 0 | 0
CSP | 0 | 0 | 0 | 0 | 0 | 0
CT | 0 | 0 | 0 | 0 | 0 | 0
Coal | 0 | 0 | 0 | 0 | 0 | 0
Geo | 0 | 0 | 0 | 0 | 0 | 0
H | 0 | 0 | 0 | 0 | 0 | 0
LFG | 0 | 0 | 0 | 0 | 0 | 0
Nuc | 0 | 0 | 0 | 0 | 0 | 0
PS | 0 | 0 | 0 | 0 | 0 | 0
PV | 0 | 0 | 0 | 0 | 0 | 0
PeakG | 0 | 0 | 0 | 0 | 0 | 0
PeakO | 0 | 0 | 0 | 0 | 0 | 0
ST | 0 | 0 | 0 | 0 | 0 | 0
STOG | 0 | 0 | 0 | 0 | 0 | 0
STWD | 0 | 0 | 0 | 0 | 0 | 0
WT | 0 | 0 | 0 | 0 | 0 | 0
IGCC | 0 | 0 | 0 | 0 | 0 | 0
DemandResponse | 0 | 0 | 0 | 0 | 0 | 0
IGCC-CCS | 0 | 0 | 0 | 0 | 0 | 0
WT_off | 0 | 0 | 0 | 0 | 0 | 0
PseudoUnit | 0 | 0 | 0 | 0 | 0 | 0
FixedInterchange | 0 | 0 | 0 | 0 | 0 | 0
SO2 Emissions (MMshortTons): RMPA
ReportingType | 2015 | 2020 | 2025 | 2030 | 2035 | 2040
BM | 0 | 0 | 0 | 0 | 0 | 0
CC | 0 | 0 | 0 | 0 | 0 | 0
CSP | 0 | 0 | 0 | 0 | 0 | 0
CT | 0 | 0 | 0 | 0 | 0 | 0
Coal | 0.06 | 0.03 | 0.03 | 0.03 | 0.03 | 0.03
Geo | 0 | 0 | 0 | 0 | 0 | 0
H | 0 | 0 | 0 | 0 | 0 | 0
LFG | 0 | 0 | 0 | 0 | 0 | 0
Nuc | 0 | 0 | 0 | 0 | 0 | 0
PS | 0 | 0 | 0 | 0 | 0 | 0
PV | 0 | 0 | 0 | 0 | 0 | 0
PeakG | 0 | 0 | 0 | 0 | 0 | 0
PeakO | 0 | 0 | 0 | 0 | 0 | 0
ST | 0 | 0 | 0 | 0 | 0 | 0
STOG | 0 | 0 | 0 | 0 | 0 | 0
STWD | 0 | 0 | 0 | 0 | 0 | 0
WT | 0 | 0 | 0 | 0 | 0 | 0
IGCC | 0 | 0 | 0 | 0 | 0 | 0
DemandResponse | 0 | 0 | 0 | 0 | 0 | 0
IGCC-CCS | 0 | 0 | 0 | 0 | 0 | 0
WT_off | 0 | 0 | 0 | 0 | 0 | 0
PseudoUnit | 0 | 0 | 0 | 0 | 0 | 0
FixedInterchange | 0 | 0 | 0 | 0 | 0 | 0
SO2 Emissions (MMshortTons): SP15
ReportingType | 2015 | 2020 | 2025 | 2030 | 2035 | 2040
BM | 0 | 0 | 0 | 0 | 0 | 0
CC | 0 | 0 | 0 | 0 | 0 | 0
CSP | 0 | 0 | 0 | 0 | 0 | 0
CT | 0 | 0 | 0 | 0 | 0 | 0
Coal | 0 | 0 | 0 | 0 | 0 | 0
Geo | 0 | 0 | 0 | 0 | 0 | 0
H | 0 | 0 | 0 | 0 | 0 | 0
LFG | 0 | 0 | 0 | 0 | 0 | 0
Nuc | 0 | 0 | 0 | 0 | 0 | 0
PS | 0 | 0 | 0 | 0 | 0 | 0
PV | 0 | 0 | 0 | 0 | 0 | 0
PeakG | 0 | 0 | 0 | 0 | 0 | 0
PeakO | 0 | 0 | 0 | 0 | 0 | 0
ST | 0 | 0 | 0 | 0 | 0 | 0
STOG | 0 | 0 | 0 | 0 | 0 | 0
STWD | 0 | 0 | 0 | 0 | 0 | 0
WT | 0 | 0 | 0 | 0 | 0 | 0
IGCC | 0 | 0 | 0 | 0 | 0 | 0
DemandResponse | 0 | 0 | 0 | 0 | 0 | 0
IGCC-CCS | 0 | 0 | 0 | 0 | 0 | 0
WT_off | 0 | 0 | 0 | 0 | 0 | 0
PseudoUnit | 0 | 0 | 0 | 0 | 0 | 0
FixedInterchange | 0 | 0 | 0 | 0 | 0 | 0
SO2 Emissions (MMshortTons): ALB
ReportingType | 2015 | 2020 | 2025 | 2030 | 2035 | 2040
BM | 0 | 0 | 0 | 0 | 0 | 0
CC | 0 | 0 | 0 | 0 | 0 | 0
CSP | 0 | 0 | 0 | 0 | 0 | 0
CT | 0 | 0 | 0 | 0 | 0 | 0
Coal | 0.17 | 0.14 | 0.14 | 0.14 | 0.14 | 0.14
Geo | 0 | 0 | 0 | 0 | 0 | 0
H | 0 | 0 | 0 | 0 | 0 | 0
LFG | 0 | 0 | 0 | 0 | 0 | 0
Nuc | 0 | 0 | 0 | 0 | 0 | 0
PS | 0 | 0 | 0 | 0 | 0 | 0
PV | 0 | 0 | 0 | 0 | 0 | 0
PeakG | 0 | 0 | 0 | 0 | 0 | 0
PeakO | 0 | 0 | 0 | 0 | 0 | 0
ST | 0 | 0 | 0 | 0 | 0 | 0
STOG | 0 | 0 | 0 | 0 | 0 | 0
STWD | 0 | 0 | 0 | 0 | 0 | 0
WT | 0 | 0 | 0 | 0 | 0 | 0
IGCC | 0 | 0 | 0 | 0 | 0 | 0
DemandResponse | 0 | 0 | 0 | 0 | 0 | 0
IGCC-CCS | 0 | 0 | 0 | 0 | 0 | 0
WT_off | 0 | 0 | 0 | 0 | 0 | 0
PseudoUnit | 0 | 0 | 0 | 0 | 0 | 0
FixedInterchange | 0 | 0 | 0 | 0 | 0 | 0
SO2 Emissions (MMshortTons): BC
ReportingType | 2015 | 2020 | 2025 | 2030 | 2035 | 2040
BM | 0 | 0 | 0 | 0 | 0 | 0
CC | 0 | 0 | 0 | 0 | 0 | 0
CSP | 0 | 0 | 0 | 0 | 0 | 0
CT | 0 | 0 | 0 | 0 | 0 | 0
Coal | 0 | 0 | 0 | 0 | 0 | 0
Geo | 0 | 0 | 0 | 0 | 0 | 0
H | 0 | 0 | 0 | 0 | 0 | 0
LFG | 0 | 0 | 0 | 0 | 0 | 0
Nuc | 0 | 0 | 0 | 0 | 0 | 0
PS | 0 | 0 | 0 | 0 | 0 | 0
PV | 0 | 0 | 0 | 0 | 0 | 0
PeakG | 0 | 0 | 0 | 0 | 0 | 0
PeakO | 0 | 0 | 0 | 0 | 0 | 0
ST | 0 | 0 | 0 | 0 | 0 | 0
STOG | 0 | 0 | 0 | 0 | 0 | 0
STWD | 0 | 0 | 0 | 0 | 0 | 0
WT | 0 | 0 | 0 | 0 | 0 | 0
IGCC | 0 | 0 | 0 | 0 | 0 | 0
DemandResponse | 0 | 0 | 0 | 0 | 0 | 0
IGCC-CCS | 0 | 0 | 0 | 0 | 0 | 0
WT_off | 0 | 0 | 0 | 0 | 0 | 0
PseudoUnit | 0 | 0 | 0 | 0 | 0 | 0
FixedInterchange | 0 | 0 | 0 | 0 | 0 | 0
SO2 Emissions (MMshortTons): HQ_IESO
ReportingType | 2015 | 2020 | 2025 | 2030 | 2035 | 2040
BM | 0 | 0 | 0 | 0 | 0 | 0
CC | 0 | 0 | 0 | 0 | 0 | 0
CSP | 0 | 0 | 0 | 0 | 0 | 0
CT | 0 | 0 | 0 | 0 | 0 | 0
Coal | 0 | 0 | 0 | 0 | 0 | 0
Geo | 0 | 0 | 0 | 0 | 0 | 0
H | 0 | 0 | 0 | 0 | 0 | 0
LFG | 0 | 0 | 0 | 0 | 0 | 0
Nuc | 0 | 0 | 0 | 0 | 0 | 0
PS | 0 | 0 | 0 | 0 | 0 | 0
PV | 0 | 0 | 0 | 0 | 0 | 0
PeakG | 0 | 0 | 0 | 0 | 0 | 0
PeakO | 0 | 0 | 0 | 0 | 0 | 0
ST | 0 | 0 | 0 | 0 | 0 | 0
STOG | 0 | 0 | 0 | 0 | 0 | 0
STWD | 0 | 0 | 0 | 0 | 0 | 0
WT | 0 | 0 | 0 | 0 | 0 | 0
IGCC | 0 | 0 | 0 | 0 | 0 | 0
DemandResponse | 0 | 0 | 0 | 0 | 0 | 0
IGCC-CCS | 0 | 0 | 0 | 0 | 0 | 0
WT_off | 0 | 0 | 0 | 0 | 0 | 0
PseudoUnit | 0 | 0 | 0 | 0 | 0 | 0
FixedInterchange | 0 | 0 | 0 | 0 | 0 | 0
SO2 Emissions (MMshortTons): HQ_NEISO
ReportingType | 2015 | 2020 | 2025 | 2030 | 2035 | 2040
BM | 0 | 0 | 0 | 0 | 0 | 0
CC | 0 | 0 | 0 | 0 | 0 | 0
CSP | 0 | 0 | 0 | 0 | 0 | 0
CT | 0 | 0 | 0 | 0 | 0 | 0
Coal | 0 | 0 | 0 | 0 | 0 | 0
Geo | 0 | 0 | 0 | 0 | 0 | 0
H | 0 | 0 | 0 | 0 | 0 | 0
LFG | 0 | 0 | 0 | 0 | 0 | 0
Nuc | 0 | 0 | 0 | 0 | 0 | 0
PS | 0 | 0 | 0 | 0 | 0 | 0
PV | 0 | 0 | 0 | 0 | 0 | 0
PeakG | 0 | 0 | 0 | 0 | 0 | 0
PeakO | 0 | 0 | 0 | 0 | 0 | 0
ST | 0 | 0 | 0 | 0 | 0 | 0
STOG | 0 | 0 | 0 | 0 | 0 | 0
STWD | 0 | 0 | 0 | 0 | 0 | 0
WT | 0 | 0 | 0 | 0 | 0 | 0
IGCC | 0 | 0 | 0 | 0 | 0 | 0
DemandResponse | 0 | 0 | 0 | 0 | 0 | 0
IGCC-CCS | 0 | 0 | 0 | 0 | 0 | 0
WT_off | 0 | 0 | 0 | 0 | 0 | 0
PseudoUnit | 0 | 0 | 0 | 0 | 0 | 0
FixedInterchange | 0 | 0 | 0 | 0 | 0 | 0
SO2 Emissions (MMshortTons): HQ_NY
ReportingType | 2015 | 2020 | 2025 | 2030 | 2035 | 2040
BM | 0 | 0 | 0 | 0 | 0 | 0
CC | 0 | 0 | 0 | 0 | 0 | 0
CSP | 0 | 0 | 0 | 0 | 0 | 0
CT | 0 | 0 | 0 | 0 | 0 | 0
Coal | 0 | 0 | 0 | 0 | 0 | 0
Geo | 0 | 0 | 0 | 0 | 0 | 0
H | 0 | 0 | 0 | 0 | 0 | 0
LFG | 0 | 0 | 0 | 0 | 0 | 0
Nuc | 0 | 0 | 0 | 0 | 0 | 0
PS | 0 | 0 | 0 | 0 | 0 | 0
PV | 0 | 0 | 0 | 0 | 0 | 0
PeakG | 0 | 0 | 0 | 0 | 0 | 0
PeakO | 0 | 0 | 0 | 0 | 0 | 0
ST | 0 | 0 | 0 | 0 | 0 | 0
STOG | 0 | 0 | 0 | 0 | 0 | 0
STWD | 0 | 0 | 0 | 0 | 0 | 0
WT | 0 | 0 | 0 | 0 | 0 | 0
IGCC | 0 | 0 | 0 | 0 | 0 | 0
DemandResponse | 0 | 0 | 0 | 0 | 0 | 0
IGCC-CCS | 0 | 0 | 0 | 0 | 0 | 0
WT_off | 0 | 0 | 0 | 0 | 0 | 0
PseudoUnit | 0 | 0 | 0 | 0 | 0 | 0
FixedInterchange | 0 | 0 | 0 | 0 | 0 | 0
SO2 Emissions (MMshortTons): MARITIMES
ReportingType | 2015 | 2020 | 2025 | 2030 | 2035 | 2040
BM | 0 | 0 | 0 | 0 | 0 | 0
CC | 0 | 0 | 0 | 0 | 0 | 0
CSP | 0 | 0 | 0 | 0 | 0 | 0
CT | 0 | 0 | 0 | 0 | 0 | 0
Coal | 0 | 0 | 0 | 0 | 0 | 0
Geo | 0 | 0 | 0 | 0 | 0 | 0
H | 0 | 0 | 0 | 0 | 0 | 0
LFG | 0 | 0 | 0 | 0 | 0 | 0
Nuc | 0 | 0 | 0 | 0 | 0 | 0
PS | 0 | 0 | 0 | 0 | 0 | 0
PV | 0 | 0 | 0 | 0 | 0 | 0
PeakG | 0 | 0 | 0 | 0 | 0 | 0
PeakO | 0 | 0 | 0 | 0 | 0 | 0
ST | 0 | 0 | 0 | 0 | 0 | 0
STOG | 0 | 0 | 0 | 0 | 0 | 0
STWD | 0 | 0 | 0 | 0 | 0 | 0
WT | 0 | 0 | 0 | 0 | 0 | 0
IGCC | 0 | 0 | 0 | 0 | 0 | 0
DemandResponse | 0 | 0 | 0 | 0 | 0 | 0
IGCC-CCS | 0 | 0 | 0 | 0 | 0 | 0
WT_off | 0 | 0 | 0 | 0 | 0 | 0
PseudoUnit | 0 | 0 | 0 | 0 | 0 | 0
FixedInterchange | 0 | 0 | 0 | 0 | 0 | 0
SO2 Emissions (MMshortTons): All
ReportingType | 2015 | 2020 | 2025 | 2030 | 2035 | 2040
BM | 0 | 0 | 0 | 0 | 0 | 0
CC | 0 | 0 | 0 | 0 | 0 | 0
CSP | 0 | 0 | 0 | 0 | 0 | 0
CT | 0 | 0 | 0 | 0 | 0 | 0
Coal | 5.04 | 1.87 | 2.31 | 2.46 | 2.59 | 2.64
Geo | 0 | 0 | 0 | 0 | 0 | 0
H | 0 | 0 | 0 | 0 | 0 | 0
LFG | 0 | 0 | 0 | 0 | 0 | 0
Nuc | 0 | 0 | 0 | 0 | 0 | 0
PS | 0 | 0 | 0 | 0 | 0 | 0
PV | 0 | 0 | 0 | 0 | 0 | 0
PeakG | 0 | 0 | 0 | 0 | 0 | 0
PeakO | 0 | 0 | 0 | 0 | 0 | 0
ST | 0 | 0 | 0 | 0 | 0 | 0
STOG | 0 | 0 | 0 | 0 | 0 | 0
STWD | 0 | 0 | 0 | 0 | 0 | 0
WT | 0 | 0 | 0 | 0 | 0 | 0
IGCC | 0 | 0 | 0 | 0 | 0 | 0
DemandResponse | 0 | 0 | 0 | 0 | 0 | 0
IGCC-CCS | 0 | 0 | 0 | 0 | 0 | 0
WT_off | 0 | 0 | 0 | 0 | 0 | 0
PseudoUnit | 0 | 0 | 0 | 0 | 0 | 0
FixedInterchange | 0 | 0 | 0 | 0 | 0 | 0
SO2 Emissions (MMshortTons): EI_US
ReportingType | 2015 | 2020 | 2025 | 2030 | 2035 | 2040
BM | 0 | 0 | 0 | 0 | 0 | 0
CC | 0 | 0 | 0 | 0 | 0 | 0
CSP | 0 | 0 | 0 | 0 | 0 | 0
CT | 0 | 0 | 0 | 0 | 0 | 0
Coal | 4.5 | 1.56 | 1.97 | 2.09 | 2.18 | 2.22
Geo | 0 | 0 | 0 | 0 | 0 | 0
H | 0 | 0 | 0 | 0 | 0 | 0
LFG | 0 | 0 | 0 | 0 | 0 | 0
Nuc | 0 | 0 | 0 | 0 | 0 | 0
PS | 0 | 0 | 0 | 0 | 0 | 0
PV | 0 | 0 | 0 | 0 | 0 | 0
PeakG | 0 | 0 | 0 | 0 | 0 | 0
PeakO | 0 | 0 | 0 | 0 | 0 | 0
ST | 0 | 0 | 0 | 0 | 0 | 0
STOG | 0 | 0 | 0 | 0 | 0 | 0
STWD | 0 | 0 | 0 | 0 | 0 | 0
WT | 0 | 0 | 0 | 0 | 0 | 0
IGCC | 0 | 0 | 0 | 0 | 0 | 0
DemandResponse | 0 | 0 | 0 | 0 | 0 | 0
IGCC-CCS | 0 | 0 | 0 | 0 | 0 | 0
WT_off | 0 | 0 | 0 | 0 | 0 | 0
PseudoUnit | 0 | 0 | 0 | 0 | 0 | 0
FixedInterchange | 0 | 0 | 0 | 0 | 0 | 0
SO2 Emissions (MMshortTons): EI_Canada
ReportingType | 2015 | 2020 | 2025 | 2030 | 2035 | 2040
BM | 0 | 0 | 0 | 0 | 0 | 0
CC | 0 | 0 | 0 | 0 | 0 | 0
CSP | 0 | 0 | 0 | 0 | 0 | 0
CT | 0 | 0 | 0 | 0 | 0 | 0
Coal | 0 | 0 | 0.01 | 0.04 | 0.08 | 0.08
Geo | 0 | 0 | 0 | 0 | 0 | 0
H | 0 | 0 | 0 | 0 | 0 | 0
LFG | 0 | 0 | 0 | 0 | 0 | 0
Nuc | 0 | 0 | 0 | 0 | 0 | 0
PS | 0 | 0 | 0 | 0 | 0 | 0
PV | 0 | 0 | 0 | 0 | 0 | 0
PeakG | 0 | 0 | 0 | 0 | 0 | 0
PeakO | 0 | 0 | 0 | 0 | 0 | 0
ST | 0 | 0 | 0 | 0 | 0 | 0
STOG | 0 | 0 | 0 | 0 | 0 | 0
STWD | 0 | 0 | 0 | 0 | 0 | 0
WT | 0 | 0 | 0 | 0 | 0 | 0
IGCC | 0 | 0 | 0 | 0 | 0 | 0
DemandResponse | 0 | 0 | 0 | 0 | 0 | 0
IGCC-CCS | 0 | 0 | 0 | 0 | 0 | 0
WT_off | 0 | 0 | 0 | 0 | 0 | 0
PseudoUnit | 0 | 0 | 0 | 0 | 0 | 0
FixedInterchange | 0 | 0 | 0 | 0 | 0 | 0
SO2 Emissions (MMshortTons): EI
ReportingType | 2015 | 2020 | 2025 | 2030 | 2035 | 2040
BM | 0 | 0 | 0 | 0 | 0 | 0
CC | 0 | 0 | 0 | 0 | 0 | 0
CSP | 0 | 0 | 0 | 0 | 0 | 0
CT | 0 | 0 | 0 | 0 | 0 | 0
Coal | 4.5 | 1.57 | 1.99 | 2.13 | 2.26 | 2.31
Geo | 0 | 0 | 0 | 0 | 0 | 0
H | 0 | 0 | 0 | 0 | 0 | 0
LFG | 0 | 0 | 0 | 0 | 0 | 0
Nuc | 0 | 0 | 0 | 0 | 0 | 0
PS | 0 | 0 | 0 | 0 | 0 | 0
PV | 0 | 0 | 0 | 0 | 0 | 0
PeakG | 0 | 0 | 0 | 0 | 0 | 0
PeakO | 0 | 0 | 0 | 0 | 0 | 0
ST | 0 | 0 | 0 | 0 | 0 | 0
STOG | 0 | 0 | 0 | 0 | 0 | 0
STWD | 0 | 0 | 0 | 0 | 0 | 0
WT | 0 | 0 | 0 | 0 | 0 | 0
IGCC | 0 | 0 | 0 | 0 | 0 | 0
DemandResponse | 0 | 0 | 0 | 0 | 0 | 0
IGCC-CCS | 0 | 0 | 0 | 0 | 0 | 0
WT_off | 0 | 0 | 0 | 0 | 0 | 0
PseudoUnit | 0 | 0 | 0 | 0 | 0 | 0
FixedInterchange | 0 | 0 | 0 | 0 | 0 | 0
SO2 Emissions (MMshortTons): Outside_EI
ReportingType | 2015 | 2020 | 2025 | 2030 | 2035 | 2040
BM | 0 | 0 | 0 | 0 | 0 | 0
CC | 0 | 0 | 0 | 0 | 0 | 0
CSP | 0 | 0 | 0 | 0 | 0 | 0
CT | 0 | 0 | 0 | 0 | 0 | 0
Coal | 0.54 | 0.31 | 0.33 | 0.33 | 0.33 | 0.34
Geo | 0 | 0 | 0 | 0 | 0 | 0
H | 0 | 0 | 0 | 0 | 0 | 0
LFG | 0 | 0 | 0 | 0 | 0 | 0
Nuc | 0 | 0 | 0 | 0 | 0 | 0
PS | 0 | 0 | 0 | 0 | 0 | 0
PV | 0 | 0 | 0 | 0 | 0 | 0
PeakG | 0 | 0 | 0 | 0 | 0 | 0
PeakO | 0 | 0 | 0 | 0 | 0 | 0
ST | 0 | 0 | 0 | 0 | 0 | 0
STOG | 0 | 0 | 0 | 0 | 0 | 0
STWD | 0 | 0 | 0 | 0 | 0 | 0
WT | 0 | 0 | 0 | 0 | 0 | 0
IGCC | 0 | 0 | 0 | 0 | 0 | 0
DemandResponse | 0 | 0 | 0 | 0 | 0 | 0
IGCC-CCS | 0 | 0 | 0 | 0 | 0 | 0
WT_off | 0 | 0 | 0 | 0 | 0 | 0
PseudoUnit | 0 | 0 | 0 | 0 | 0 | 0
FixedInterchange | 0 | 0 | 0 | 0 | 0 | 0
NOx Emissions (MMshortTons): Entergy
ReportingType | 2015 | 2020 | 2025 | 2030 | 2035 | 2040
BM | 0 | 0 | 0 | 0 | 0 | 0
CC | 0 | 0.01 | 0.01 | 0.01 | 0.01 | 0.01
CSP | 0 | 0 | 0 | 0 | 0 | 0
CT | 0 | 0 | 0 | 0 | 0 | 0
Coal | 0.05 | 0.04 | 0.05 | 0.05 | 0.05 | 0.05
Geo | 0 | 0 | 0 | 0 | 0 | 0
H | 0 | 0 | 0 | 0 | 0 | 0
LFG | 0 | 0 | 0 | 0 | 0 | 0
Nuc | 0 | 0 | 0 | 0 | 0 | 0
PS | 0 | 0 | 0 | 0 | 0 | 0
PV | 0 | 0 | 0 | 0 | 0 | 0
PeakG | 0 | 0 | 0 | 0 | 0 | 0
PeakO | 0 | 0 | 0 | 0 | 0 | 0
ST | 0 | 0 | 0 | 0 | 0 | 0
STOG | 0 | 0 | 0 | 0 | 0 | 0
STWD | 0 | 0 | 0 | 0 | 0 | 0
WT | 0 | 0 | 0 | 0 | 0 | 0
IGCC | 0 | 0 | 0 | 0 | 0 | 0
DemandResponse | 0 | 0 | 0 | 0 | 0 | 0
IGCC-CCS | 0 | 0 | 0 | 0 | 0 | 0
WT_off | 0 | 0 | 0 | 0 | 0 | 0
PseudoUnit | 0 | 0 | 0 | 0 | 0 | 0
FixedInterchange | 0 | 0 | 0 | 0 | 0 | 0
NOx Emissions (MMshortTons): FRCC
ReportingType | 2015 | 2020 | 2025 | 2030 | 2035 | 2040
BM | 0 | 0 | 0 | 0 | 0 | 0
CC | 0.01 | 0.01 | 0.01 | 0.01 | 0.02 | 0.02
CSP | 0 | 0 | 0 | 0 | 0 | 0
CT | 0 | 0 | 0 | 0 | 0 | 0
Coal | 0.04 | 0.03 | 0.04 | 0.04 | 0.04 | 0.04
Geo | 0 | 0 | 0 | 0 | 0 | 0
H | 0 | 0 | 0 | 0 | 0 | 0
LFG | 0 | 0 | 0 | 0 | 0 | 0
Nuc | 0 | 0 | 0 | 0 | 0 | 0
PS | 0 | 0 | 0 | 0 | 0 | 0
PV | 0 | 0 | 0 | 0 | 0 | 0
PeakG | 0 | 0 | 0 | 0 | 0 | 0
PeakO | 0 | 0 | 0 | 0 | 0 | 0
ST | 0 | 0 | 0 | 0 | 0 | 0
STOG | 0 | 0 | 0 | 0 | 0 | 0
STWD | 0 | 0 | 0 | 0 | 0 | 0
WT | 0 | 0 | 0 | 0 | 0 | 0
IGCC | 0 | 0 | 0 | 0 | 0 | 0
DemandResponse | 0 | 0 | 0 | 0 | 0 | 0
IGCC-CCS | 0 | 0 | 0 | 0 | 0 | 0
WT_off | 0 | 0 | 0 | 0 | 0 | 0
PseudoUnit | 0 | 0 | 0 | 0 | 0 | 0
FixedInterchange | 0 | 0 | 0 | 0 | 0 | 0
NOx Emissions (MMshortTons): MAPP_US
ReportingType | 2015 | 2020 | 2025 | 2030 | 2035 | 2040
BM | 0 | 0 | 0 | 0 | 0 | 0
CC | 0 | 0 | 0 | 0 | 0 | 0
CSP | 0 | 0 | 0 | 0 | 0 | 0
CT | 0 | 0 | 0 | 0 | 0 | 0
Coal | 0.04 | 0.04 | 0.04 | 0.04 | 0.04 | 0.04
Geo | 0 | 0 | 0 | 0 | 0 | 0
H | 0 | 0 | 0 | 0 | 0 | 0
LFG | 0 | 0 | 0 | 0 | 0 | 0
Nuc | 0 | 0 | 0 | 0 | 0 | 0
PS | 0 | 0 | 0 | 0 | 0 | 0
PV | 0 | 0 | 0 | 0 | 0 | 0
PeakG | 0 | 0 | 0 | 0 | 0 | 0
PeakO | 0 | 0 | 0 | 0 | 0 | 0
ST | 0 | 0 | 0 | 0 | 0 | 0
STOG | 0 | 0 | 0 | 0 | 0 | 0
STWD | 0 | 0 | 0 | 0 | 0 | 0
WT | 0 | 0 | 0 | 0 | 0 | 0
IGCC | 0 | 0 | 0 | 0 | 0 | 0
DemandResponse | 0 | 0 | 0 | 0 | 0 | 0
IGCC-CCS | 0 | 0 | 0 | 0 | 0 | 0
WT_off | 0 | 0 | 0 | 0 | 0 | 0
PseudoUnit | 0 | 0 | 0 | 0 | 0 | 0
FixedInterchange | 0 | 0 | 0 | 0 | 0 | 0
NOx Emissions (MMshortTons): MISO_IN
ReportingType | 2015 | 2020 | 2025 | 2030 | 2035 | 2040
BM | 0 | 0 | 0 | 0 | 0 | 0
CC | 0 | 0 | 0 | 0 | 0 | 0
CSP | 0 | 0 | 0 | 0 | 0 | 0
CT | 0 | 0 | 0 | 0 | 0 | 0
Coal | 0.07 | 0.07 | 0.07 | 0.07 | 0.08 | 0.08
Geo | 0 | 0 | 0 | 0 | 0 | 0
H | 0 | 0 | 0 | 0 | 0 | 0
LFG | 0 | 0 | 0 | 0 | 0 | 0
Nuc | 0 | 0 | 0 | 0 | 0 | 0
PS | 0 | 0 | 0 | 0 | 0 | 0
PV | 0 | 0 | 0 | 0 | 0 | 0
PeakG | 0 | 0 | 0 | 0 | 0 | 0
PeakO | 0 | 0 | 0 | 0 | 0 | 0
ST | 0 | 0 | 0 | 0 | 0 | 0
STOG | 0 | 0 | 0 | 0 | 0 | 0
STWD | 0 | 0 | 0 | 0 | 0 | 0
WT | 0 | 0 | 0 | 0 | 0 | 0
IGCC | 0 | 0 | 0 | 0 | 0 | 0
DemandResponse | 0 | 0 | 0 | 0 | 0 | 0
IGCC-CCS | 0 | 0 | 0 | 0 | 0 | 0
WT_off | 0 | 0 | 0 | 0 | 0 | 0
PseudoUnit | 0 | 0 | 0 | 0 | 0 | 0
FixedInterchange | 0 | 0 | 0 | 0 | 0 | 0
NOx Emissions (MMshortTons): MISO_MI
ReportingType | 2015 | 2020 | 2025 | 2030 | 2035 | 2040
BM | 0 | 0 | 0 | 0 | 0 | 0
CC | 0 | 0 | 0 | 0 | 0 | 0
CSP | 0 | 0 | 0 | 0 | 0 | 0
CT | 0 | 0 | 0 | 0 | 0 | 0
Coal | 0.05 | 0.04 | 0.05 | 0.05 | 0.05 | 0.05
Geo | 0 | 0 | 0 | 0 | 0 | 0
H | 0 | 0 | 0 | 0 | 0 | 0
LFG | 0 | 0 | 0 | 0 | 0 | 0
Nuc | 0 | 0 | 0 | 0 | 0 | 0
PS | 0 | 0 | 0 | 0 | 0 | 0
PV | 0 | 0 | 0 | 0 | 0 | 0
PeakG | 0 | 0 | 0 | 0 | 0 | 0
PeakO | 0 | 0 | 0 | 0 | 0 | 0
ST | 0 | 0 | 0 | 0 | 0 | 0
STOG | 0 | 0 | 0 | 0 | 0 | 0
STWD | 0 | 0 | 0 | 0 | 0 | 0
WT | 0 | 0 | 0 | 0 | 0 | 0
IGCC | 0 | 0 | 0 | 0 | 0 | 0
DemandResponse | 0 | 0 | 0 | 0 | 0 | 0
IGCC-CCS | 0 | 0 | 0 | 0 | 0 | 0
WT_off | 0 | 0 | 0 | 0 | 0 | 0
PseudoUnit | 0 | 0 | 0 | 0 | 0 | 0
FixedInterchange | 0 | 0 | 0 | 0 | 0 | 0
NOx Emissions (MMshortTons): MISO_MO-IL
ReportingType | 2015 | 2020 | 2025 | 2030 | 2035 | 2040
BM | 0 | 0 | 0 | 0 | 0 | 0
CC | 0 | 0 | 0 | 0 | 0 | 0
CSP | 0 | 0 | 0 | 0 | 0 | 0
CT | 0 | 0 | 0 | 0 | 0 | 0
Coal | 0.05 | 0.04 | 0.05 | 0.05 | 0.05 | 0.05
Geo | 0 | 0 | 0 | 0 | 0 | 0
H | 0 | 0 | 0 | 0 | 0 | 0
LFG | 0 | 0 | 0 | 0 | 0 | 0
Nuc | 0 | 0 | 0 | 0 | 0 | 0
PS | 0 | 0 | 0 | 0 | 0 | 0
PV | 0 | 0 | 0 | 0 | 0 | 0
PeakG | 0 | 0 | 0 | 0 | 0 | 0
PeakO | 0 | 0 | 0 | 0 | 0 | 0
ST | 0 | 0 | 0 | 0 | 0 | 0
STOG | 0 | 0 | 0 | 0 | 0 | 0
STWD | 0 | 0 | 0 | 0 | 0 | 0
WT | 0 | 0 | 0 | 0 | 0 | 0
IGCC | 0 | 0 | 0 | 0 | 0 | 0
DemandResponse | 0 | 0 | 0 | 0 | 0 | 0
IGCC-CCS | 0 | 0 | 0 | 0 | 0 | 0
WT_off | 0 | 0 | 0 | 0 | 0 | 0
PseudoUnit | 0 | 0 | 0 | 0 | 0 | 0
FixedInterchange | 0 | 0 | 0 | 0 | 0 | 0
NOx Emissions (MMshortTons): MISO_W
ReportingType | 2015 | 2020 | 2025 | 2030 | 2035 | 2040
BM | 0 | 0 | 0 | 0 | 0 | 0
CC | 0 | 0 | 0 | 0 | 0 | 0
CSP | 0 | 0 | 0 | 0 | 0 | 0
CT | 0 | 0 | 0 | 0 | 0 | 0
Coal | 0.1 | 0.09 | 0.09 | 0.09 | 0.1 | 0.11
Geo | 0 | 0 | 0 | 0 | 0 | 0
H | 0 | 0 | 0 | 0 | 0 | 0
LFG | 0 | 0 | 0 | 0 | 0 | 0
Nuc | 0 | 0 | 0 | 0 | 0 | 0
PS | 0 | 0 | 0 | 0 | 0 | 0
PV | 0 | 0 | 0 | 0 | 0 | 0
PeakG | 0 | 0 | 0 | 0 | 0 | 0
PeakO | 0 | 0 | 0 | 0 | 0 | 0
ST | 0 | 0 | 0 | 0 | 0 | 0
STOG | 0 | 0 | 0 | 0 | 0 | 0
STWD | 0 | 0 | 0 | 0 | 0 | 0
WT | 0 | 0 | 0 | 0 | 0 | 0
IGCC | 0 | 0 | 0 | 0 | 0 | 0
DemandResponse | 0 | 0 | 0 | 0 | 0 | 0
IGCC-CCS | 0 | 0 | 0 | 0 | 0 | 0
WT_off | 0 | 0 | 0 | 0 | 0 | 0
PseudoUnit | 0 | 0 | 0 | 0 | 0 | 0
FixedInterchange | 0 | 0 | 0 | 0 | 0 | 0
NOx Emissions (MMshortTons): MISO_WUMS
ReportingType | 2015 | 2020 | 2025 | 2030 | 2035 | 2040
BM | 0 | 0 | 0 | 0 | 0 | 0
CC | 0 | 0 | 0 | 0 | 0 | 0
CSP | 0 | 0 | 0 | 0 | 0 | 0
CT | 0 | 0 | 0 | 0 | 0 | 0
Coal | 0.01 | 0.01 | 0.01 | 0.01 | 0.01 | 0.01
Geo | 0 | 0 | 0 | 0 | 0 | 0
H | 0 | 0 | 0 | 0 | 0 | 0
LFG | 0 | 0 | 0 | 0 | 0 | 0
Nuc | 0 | 0 | 0 | 0 | 0 | 0
PS | 0 | 0 | 0 | 0 | 0 | 0
PV | 0 | 0 | 0 | 0 | 0 | 0
PeakG | 0 | 0 | 0 | 0 | 0 | 0
PeakO | 0 | 0 | 0 | 0 | 0 | 0
ST | 0 | 0 | 0 | 0 | 0 | 0
STOG | 0 | 0 | 0 | 0 | 0 | 0
STWD | 0 | 0 | 0 | 0 | 0 | 0
WT | 0 | 0 | 0 | 0 | 0 | 0
IGCC | 0 | 0 | 0 | 0 | 0 | 0
DemandResponse | 0 | 0 | 0 | 0 | 0 | 0
IGCC-CCS | 0 | 0 | 0 | 0 | 0 | 0
WT_off | 0 | 0 | 0 | 0 | 0 | 0
PseudoUnit | 0 | 0 | 0 | 0 | 0 | 0
FixedInterchange | 0 | 0 | 0 | 0 | 0 | 0
NOx Emissions (MMshortTons): Nebraska
ReportingType | 2015 | 2020 | 2025 | 2030 | 2035 | 2040
BM | 0 | 0 | 0 | 0 | 0 | 0
CC | 0 | 0 | 0 | 0 | 0 | 0
CSP | 0 | 0 | 0 | 0 | 0 | 0
CT | 0 | 0 | 0 | 0 | 0 | 0
Coal | 0.04 | 0.04 | 0.04 | 0.04 | 0.05 | 0.05
Geo | 0 | 0 | 0 | 0 | 0 | 0
H | 0 | 0 | 0 | 0 | 0 | 0
LFG | 0 | 0 | 0 | 0 | 0 | 0
Nuc | 0 | 0 | 0 | 0 | 0 | 0
PS | 0 | 0 | 0 | 0 | 0 | 0
PV | 0 | 0 | 0 | 0 | 0 | 0
PeakG | 0 | 0 | 0 | 0 | 0 | 0
PeakO | 0 | 0 | 0 | 0 | 0 | 0
ST | 0 | 0 | 0 | 0 | 0 | 0
STOG | 0 | 0 | 0 | 0 | 0 | 0
STWD | 0 | 0 | 0 | 0 | 0 | 0
WT | 0 | 0 | 0 | 0 | 0 | 0
IGCC | 0 | 0 | 0 | 0 | 0 | 0
DemandResponse | 0 | 0 | 0 | 0 | 0 | 0
IGCC-CCS | 0 | 0 | 0 | 0 | 0 | 0
WT_off | 0 | 0 | 0 | 0 | 0 | 0
PseudoUnit | 0 | 0 | 0 | 0 | 0 | 0
FixedInterchange | 0 | 0 | 0 | 0 | 0 | 0
NOx Emissions (MMshortTons): NEISO
ReportingType | 2015 | 2020 | 2025 | 2030 | 2035 | 2040
BM | 0 | 0 | 0 | 0 | 0 | 0
CC | 0 | 0 | 0 | 0 | 0 | 0
CSP | 0 | 0 | 0 | 0 | 0 | 0
CT | 0 | 0 | 0 | 0 | 0 | 0
Coal | 0 | 0 | 0 | 0 | 0 | 0
Geo | 0 | 0 | 0 | 0 | 0 | 0
H | 0 | 0 | 0 | 0 | 0 | 0
LFG | 0 | 0 | 0 | 0 | 0 | 0
Nuc | 0 | 0 | 0 | 0 | 0 | 0
PS | 0 | 0 | 0 | 0 | 0 | 0
PV | 0 | 0 | 0 | 0 | 0 | 0
PeakG | 0 | 0 | 0 | 0 | 0 | 0
PeakO | 0 | 0 | 0 | 0 | 0 | 0
ST | 0 | 0 | 0 | 0 | 0 | 0
STOG | 0 | 0 | 0 | 0 | 0 | 0
STWD | 0 | 0 | 0 | 0 | 0 | 0
WT | 0 | 0 | 0 | 0 | 0 | 0
IGCC | 0 | 0 | 0 | 0 | 0 | 0
DemandResponse | 0 | 0 | 0 | 0 | 0 | 0
IGCC-CCS | 0 | 0 | 0 | 0 | 0 | 0
WT_off | 0 | 0 | 0 | 0 | 0 | 0
PseudoUnit | 0 | 0 | 0 | 0 | 0 | 0
FixedInterchange | 0 | 0 | 0 | 0 | 0 | 0
NOx Emissions (MMshortTons): NonRTO_Midwest
ReportingType | 2015 | 2020 | 2025 | 2030 | 2035 | 2040
BM | 0 | 0 | 0 | 0 | 0 | 0
CC | 0 | 0 | 0 | 0 | 0 | 0
CSP | 0 | 0 | 0 | 0 | 0 | 0
CT | 0 | 0 | 0 | 0 | 0 | 0
Coal | 0.05 | 0.05 | 0.05 | 0.05 | 0.05 | 0.05
Geo | 0 | 0 | 0 | 0 | 0 | 0
H | 0 | 0 | 0 | 0 | 0 | 0
LFG | 0 | 0 | 0 | 0 | 0 | 0
Nuc | 0 | 0 | 0 | 0 | 0 | 0
PS | 0 | 0 | 0 | 0 | 0 | 0
PV | 0 | 0 | 0 | 0 | 0 | 0
PeakG | 0 | 0 | 0 | 0 | 0 | 0
PeakO | 0 | 0 | 0 | 0 | 0 | 0
ST | 0 | 0 | 0 | 0 | 0 | 0
STOG | 0 | 0 | 0 | 0 | 0 | 0
STWD | 0 | 0 | 0 | 0 | 0 | 0
WT | 0 | 0 | 0 | 0 | 0 | 0
IGCC | 0 | 0 | 0 | 0 | 0 | 0
DemandResponse | 0 | 0 | 0 | 0 | 0 | 0
IGCC-CCS | 0 | 0 | 0 | 0 | 0 | 0
WT_off | 0 | 0 | 0 | 0 | 0 | 0
PseudoUnit | 0 | 0 | 0 | 0 | 0 | 0
FixedInterchange | 0 | 0 | 0 | 0 | 0 | 0
NOx Emissions (MMshortTons): NYISO_A-F
ReportingType | 2015 | 2020 | 2025 | 2030 | 2035 | 2040
BM | 0 | 0 | 0 | 0 | 0 | 0
CC | 0 | 0 | 0 | 0 | 0 | 0
CSP | 0 | 0 | 0 | 0 | 0 | 0
CT | 0 | 0 | 0 | 0 | 0 | 0
Coal | 0 | 0 | 0 | 0 | 0 | 0
Geo | 0 | 0 | 0 | 0 | 0 | 0
H | 0 | 0 | 0 | 0 | 0 | 0
LFG | 0 | 0 | 0 | 0 | 0 | 0
Nuc | 0 | 0 | 0 | 0 | 0 | 0
PS | 0 | 0 | 0 | 0 | 0 | 0
PV | 0 | 0 | 0 | 0 | 0 | 0
PeakG | 0 | 0 | 0 | 0 | 0 | 0
PeakO | 0 | 0 | 0 | 0 | 0 | 0
ST | 0 | 0 | 0 | 0 | 0 | 0
STOG | 0 | 0 | 0 | 0 | 0 | 0
STWD | 0 | 0 | 0 | 0 | 0 | 0
WT | 0 | 0 | 0 | 0 | 0 | 0
IGCC | 0 | 0 | 0 | 0 | 0 | 0
DemandResponse | 0 | 0 | 0 | 0 | 0 | 0
IGCC-CCS | 0 | 0 | 0 | 0 | 0 | 0
WT_off | 0 | 0 | 0 | 0 | 0 | 0
PseudoUnit | 0 | 0 | 0 | 0 | 0 | 0
FixedInterchange | 0 | 0 | 0 | 0 | 0 | 0
NOx Emissions (MMshortTons): NYISO_G-I
ReportingType | 2015 | 2020 | 2025 | 2030 | 2035 | 2040
BM | 0 | 0 | 0 | 0 | 0 | 0
CC | 0 | 0 | 0 | 0 | 0 | 0
CSP | 0 | 0 | 0 | 0 | 0 | 0
CT | 0 | 0 | 0 | 0 | 0 | 0
Coal | 0 | 0 | 0 | 0 | 0 | 0
Geo | 0 | 0 | 0 | 0 | 0 | 0
H | 0 | 0 | 0 | 0 | 0 | 0
LFG | 0 | 0 | 0 | 0 | 0 | 0
Nuc | 0 | 0 | 0 | 0 | 0 | 0
PS | 0 | 0 | 0 | 0 | 0 | 0
PV | 0 | 0 | 0 | 0 | 0 | 0
PeakG | 0 | 0 | 0 | 0 | 0 | 0
PeakO | 0 | 0 | 0 | 0 | 0 | 0
ST | 0 | 0 | 0 | 0 | 0 | 0
STOG | 0 | 0 | 0 | 0 | 0 | 0
STWD | 0 | 0 | 0 | 0 | 0 | 0
WT | 0 | 0 | 0 | 0 | 0 | 0
IGCC | 0 | 0 | 0 | 0 | 0 | 0
DemandResponse | 0 | 0 | 0 | 0 | 0 | 0
IGCC-CCS | 0 | 0 | 0 | 0 | 0 | 0
WT_off | 0 | 0 | 0 | 0 | 0 | 0
PseudoUnit | 0 | 0 | 0 | 0 | 0 | 0
FixedInterchange | 0 | 0 | 0 | 0 | 0 | 0
NOx Emissions (MMshortTons): NYISO_J-K
ReportingType | 2015 | 2020 | 2025 | 2030 | 2035 | 2040
BM | 0 | 0 | 0 | 0 | 0 | 0
CC | 0 | 0 | 0 | 0 | 0 | 0
CSP | 0 | 0 | 0 | 0 | 0 | 0
CT | 0 | 0 | 0 | 0 | 0 | 0
Coal | 0 | 0 | 0 | 0 | 0 | 0
Geo | 0 | 0 | 0 | 0 | 0 | 0
H | 0 | 0 | 0 | 0 | 0 | 0
LFG | 0 | 0 | 0 | 0 | 0 | 0
Nuc | 0 | 0 | 0 | 0 | 0 | 0
PS | 0 | 0 | 0 | 0 | 0 | 0
PV | 0 | 0 | 0 | 0 | 0 | 0
PeakG | 0 | 0 | 0 | 0 | 0 | 0
PeakO | 0 | 0 | 0 | 0 | 0 | 0
ST | 0 | 0 | 0 | 0 | 0 | 0
STOG | 0 | 0 | 0 | 0 | 0 | 0
STWD | 0 | 0 | 0 | 0 | 0 | 0
WT | 0 | 0 | 0 | 0 | 0 | 0
IGCC | 0 | 0 | 0 | 0 | 0 | 0
DemandResponse | 0 | 0 | 0 | 0 | 0 | 0
IGCC-CCS | 0 | 0 | 0 | 0 | 0 | 0
WT_off | 0 | 0 | 0 | 0 | 0 | 0
PseudoUnit | 0 | 0 | 0 | 0 | 0 | 0
FixedInterchange | 0 | 0 | 0 | 0 | 0 | 0
NOx Emissions (MMshortTons): PJM_E
ReportingType | 2015 | 2020 | 2025 | 2030 | 2035 | 2040
BM | 0 | 0 | 0 | 0 | 0 | 0
CC | 0 | 0 | 0 | 0 | 0 | 0
CSP | 0 | 0 | 0 | 0 | 0 | 0
CT | 0 | 0 | 0 | 0 | 0 | 0
Coal | 0 | 0 | 0 | 0 | 0 | 0
Geo | 0 | 0 | 0 | 0 | 0 | 0
H | 0 | 0 | 0 | 0 | 0 | 0
LFG | 0 | 0 | 0 | 0 | 0 | 0
Nuc | 0 | 0 | 0 | 0 | 0 | 0
PS | 0 | 0 | 0 | 0 | 0 | 0
PV | 0 | 0 | 0 | 0 | 0 | 0
PeakG | 0 | 0 | 0 | 0 | 0 | 0
PeakO | 0 | 0 | 0 | 0 | 0 | 0
ST | 0 | 0 | 0 | 0 | 0 | 0
STOG | 0 | 0 | 0 | 0 | 0 | 0
STWD | 0 | 0 | 0 | 0 | 0 | 0
WT | 0 | 0 | 0 | 0 | 0 | 0
IGCC | 0 | 0 | 0 | 0 | 0 | 0
DemandResponse | 0 | 0 | 0 | 0 | 0 | 0
IGCC-CCS | 0 | 0 | 0 | 0 | 0 | 0
WT_off | 0 | 0 | 0 | 0 | 0 | 0
PseudoUnit | 0 | 0 | 0 | 0 | 0 | 0
FixedInterchange | 0 | 0 | 0 | 0 | 0 | 0
NOx Emissions (MMshortTons): PJM_ROM
ReportingType | 2015 | 2020 | 2025 | 2030 | 2035 | 2040
BM | 0 | 0 | 0 | 0 | 0 | 0
CC | 0 | 0 | 0 | 0 | 0 | 0.01
CSP | 0 | 0 | 0 | 0 | 0 | 0
CT | 0 | 0 | 0 | 0 | 0 | 0
Coal | 0.04 | 0.04 | 0.04 | 0.04 | 0.04 | 0.04
Geo | 0 | 0 | 0 | 0 | 0 | 0
H | 0 | 0 | 0 | 0 | 0 | 0
LFG | 0 | 0 | 0 | 0 | 0 | 0
Nuc | 0 | 0 | 0 | 0 | 0 | 0
PS | 0 | 0 | 0 | 0 | 0 | 0
PV | 0 | 0 | 0 | 0 | 0 | 0
PeakG | 0 | 0 | 0 | 0 | 0 | 0
PeakO | 0 | 0 | 0 | 0 | 0 | 0
ST | 0 | 0 | 0 | 0 | 0 | 0
STOG | 0 | 0 | 0 | 0 | 0 | 0
STWD | 0 | 0 | 0 | 0 | 0 | 0
WT | 0 | 0 | 0 | 0 | 0 | 0
IGCC | 0 | 0 | 0 | 0 | 0 | 0
DemandResponse | 0 | 0 | 0 | 0 | 0 | 0
IGCC-CCS | 0 | 0 | 0 | 0 | 0 | 0
WT_off | 0 | 0 | 0 | 0 | 0 | 0
PseudoUnit | 0 | 0 | 0 | 0 | 0 | 0
FixedInterchange | 0 | 0 | 0 | 0 | 0 | 0
NOx Emissions (MMshortTons): PJM_ROR
ReportingType | 2015 | 2020 | 2025 | 2030 | 2035 | 2040
BM | 0 | 0 | 0 | 0 | 0 | 0
CC | 0.01 | 0.01 | 0.01 | 0.01 | 0.01 | 0.01
CSP | 0 | 0 | 0 | 0 | 0 | 0
CT | 0 | 0 | 0 | 0 | 0 | 0
Coal | 0.27 | 0.21 | 0.23 | 0.23 | 0.23 | 0.24
Geo | 0 | 0 | 0 | 0 | 0 | 0
H | 0 | 0 | 0 | 0 | 0 | 0
LFG | 0 | 0 | 0 | 0 | 0 | 0
Nuc | 0 | 0 | 0 | 0 | 0 | 0
PS | 0 | 0 | 0 | 0 | 0 | 0
PV | 0 | 0 | 0 | 0 | 0 | 0
PeakG | 0 | 0 | 0 | 0 | 0 | 0
PeakO | 0 | 0 | 0 | 0 | 0 | 0
ST | 0 | 0 | 0 | 0 | 0 | 0
STOG | 0 | 0 | 0 | 0 | 0 | 0
STWD | 0 | 0 | 0 | 0 | 0 | 0
WT | 0 | 0 | 0 | 0 | 0 | 0
IGCC | 0 | 0 | 0 | 0 | 0 | 0
DemandResponse | 0 | 0 | 0 | 0 | 0 | 0
IGCC-CCS | 0 | 0 | 0 | 0 | 0 | 0
WT_off | 0 | 0 | 0 | 0 | 0 | 0
PseudoUnit | 0 | 0 | 0 | 0 | 0 | 0
FixedInterchange | 0 | 0 | 0 | 0 | 0 | 0
NOx Emissions (MMshortTons): SOCO
ReportingType | 2015 | 2020 | 2025 | 2030 | 2035 | 2040
BM | 0 | 0 | 0 | 0 | 0 | 0
CC | 0.01 | 0.01 | 0.01 | 0.01 | 0.01 | 0.01
CSP | 0 | 0 | 0 | 0 | 0 | 0
CT | 0 | 0 | 0 | 0 | 0 | 0
Coal | 0.06 | 0.06 | 0.07 | 0.07 | 0.08 | 0.09
Geo | 0 | 0 | 0 | 0 | 0 | 0
H | 0 | 0 | 0 | 0 | 0 | 0
LFG | 0 | 0 | 0 | 0 | 0 | 0
Nuc | 0 | 0 | 0 | 0 | 0 | 0
PS | 0 | 0 | 0 | 0 | 0 | 0
PV | 0 | 0 | 0 | 0 | 0 | 0
PeakG | 0 | 0 | 0 | 0 | 0 | 0
PeakO | 0 | 0 | 0 | 0 | 0 | 0
ST | 0 | 0 | 0 | 0 | 0 | 0
STOG | 0 | 0 | 0 | 0 | 0 | 0
STWD | 0 | 0 | 0 | 0 | 0 | 0
WT | 0 | 0 | 0 | 0 | 0 | 0
IGCC | 0 | 0 | 0 | 0 | 0 | 0
DemandResponse | 0 | 0 | 0 | 0 | 0 | 0
IGCC-CCS | 0 | 0 | 0 | 0 | 0 | 0
WT_off | 0 | 0 | 0 | 0 | 0 | 0
PseudoUnit | 0 | 0 | 0 | 0 | 0 | 0
FixedInterchange | 0 | 0 | 0 | 0 | 0 | 0
NOx Emissions (MMshortTons): SPP_N
ReportingType | 2015 | 2020 | 2025 | 2030 | 2035 | 2040
BM | 0 | 0 | 0 | 0 | 0 | 0
CC | 0 | 0 | 0 | 0 | 0 | 0
CSP | 0 | 0 | 0 | 0 | 0 | 0
CT | 0 | 0 | 0 | 0 | 0 | 0
Coal | 0.07 | 0.06 | 0.06 | 0.06 | 0.06 | 0.07
Geo | 0 | 0 | 0 | 0 | 0 | 0
H | 0 | 0 | 0 | 0 | 0 | 0
LFG | 0 | 0 | 0 | 0 | 0 | 0
Nuc | 0 | 0 | 0 | 0 | 0 | 0
PS | 0 | 0 | 0 | 0 | 0 | 0
PV | 0 | 0 | 0 | 0 | 0 | 0
PeakG | 0 | 0 | 0 | 0 | 0 | 0
PeakO | 0 | 0 | 0 | 0 | 0 | 0
ST | 0 | 0 | 0 | 0 | 0 | 0
STOG | 0 | 0 | 0 | 0 | 0 | 0
STWD | 0 | 0 | 0 | 0 | 0 | 0
WT | 0 | 0 | 0 | 0 | 0 | 0
IGCC | 0 | 0 | 0 | 0 | 0 | 0
DemandResponse | 0 | 0 | 0 | 0 | 0 | 0
IGCC-CCS | 0 | 0 | 0 | 0 | 0 | 0
WT_off | 0 | 0 | 0 | 0 | 0 | 0
PseudoUnit | 0 | 0 | 0 | 0 | 0 | 0
FixedInterchange | 0 | 0 | 0 | 0 | 0 | 0
NOx Emissions (MMshortTons): SPP_S
ReportingType | 2015 | 2020 | 2025 | 2030 | 2035 | 2040
BM | 0 | 0 | 0 | 0 | 0 | 0
CC | 0 | 0 | 0 | 0 | 0 | 0
CSP | 0 | 0 | 0 | 0 | 0 | 0
CT | 0 | 0 | 0 | 0 | 0 | 0
Coal | 0.1 | 0.09 | 0.11 | 0.11 | 0.11 | 0.11
Geo | 0 | 0 | 0 | 0 | 0 | 0
H | 0 | 0 | 0 | 0 | 0 | 0
LFG | 0 | 0 | 0 | 0 | 0 | 0
Nuc | 0 | 0 | 0 | 0 | 0 | 0
PS | 0 | 0 | 0 | 0 | 0 | 0
PV | 0 | 0 | 0 | 0 | 0 | 0
PeakG | 0 | 0 | 0 | 0 | 0 | 0
PeakO | 0 | 0 | 0 | 0 | 0 | 0
ST | 0 | 0 | 0 | 0 | 0 | 0
STOG | 0 | 0 | 0 | 0 | 0 | 0
STWD | 0 | 0 | 0 | 0 | 0 | 0
WT | 0 | 0 | 0 | 0 | 0 | 0
IGCC | 0 | 0 | 0 | 0 | 0 | 0
DemandResponse | 0 | 0 | 0 | 0 | 0 | 0
IGCC-CCS | 0 | 0 | 0 | 0 | 0 | 0
WT_off | 0 | 0 | 0 | 0 | 0 | 0
PseudoUnit | 0 | 0 | 0 | 0 | 0 | 0
FixedInterchange | 0 | 0 | 0 | 0 | 0 | 0
NOx Emissions (MMshortTons): TVA
ReportingType | 2015 | 2020 | 2025 | 2030 | 2035 | 2040
BM | 0 | 0 | 0 | 0 | 0 | 0
CC | 0 | 0 | 0 | 0 | 0 | 0
CSP | 0 | 0 | 0 | 0 | 0 | 0
CT | 0 | 0 | 0 | 0 | 0 | 0
Coal | 0.06 | 0.06 | 0.06 | 0.06 | 0.07 | 0.07
Geo | 0 | 0 | 0 | 0 | 0 | 0
H | 0 | 0 | 0 | 0 | 0 | 0
LFG | 0 | 0 | 0 | 0 | 0 | 0
Nuc | 0 | 0 | 0 | 0 | 0 | 0
PS | 0 | 0 | 0 | 0 | 0 | 0
PV | 0 | 0 | 0 | 0 | 0 | 0
PeakG | 0 | 0 | 0 | 0 | 0 | 0
PeakO | 0 | 0 | 0 | 0 | 0 | 0
ST | 0 | 0 | 0 | 0 | 0 | 0
STOG | 0 | 0 | 0 | 0 | 0 | 0
STWD | 0 | 0 | 0 | 0 | 0 | 0
WT | 0 | 0 | 0 | 0 | 0 | 0
IGCC | 0 | 0 | 0 | 0 | 0 | 0
DemandResponse | 0 | 0 | 0 | 0 | 0 | 0
IGCC-CCS | 0 | 0 | 0 | 0 | 0 | 0
WT_off | 0 | 0 | 0 | 0 | 0 | 0
PseudoUnit | 0 | 0 | 0 | 0 | 0 | 0
FixedInterchange | 0 | 0 | 0 | 0 | 0 | 0
NOx Emissions (MMshortTons): TVA_Transmission
ReportingType | 2015 | 2020 | 2025 | 2030 | 2035 | 2040
BM | 0 | 0 | 0 | 0 | 0 | 0
CC | 0 | 0 | 0 | 0 | 0 | 0
CSP | 0 | 0 | 0 | 0 | 0 | 0
CT | 0 | 0 | 0 | 0 | 0 | 0
Coal | 0 | 0 | 0 | 0 | 0 | 0
Geo | 0 | 0 | 0 | 0 | 0 | 0
H | 0 | 0 | 0 | 0 | 0 | 0
LFG | 0 | 0 | 0 | 0 | 0 | 0
Nuc | 0 | 0 | 0 | 0 | 0 | 0
PS | 0 | 0 | 0 | 0 | 0 | 0
PV | 0 | 0 | 0 | 0 | 0 | 0
PeakG | 0 | 0 | 0 | 0 | 0 | 0
PeakO | 0 | 0 | 0 | 0 | 0 | 0
ST | 0 | 0 | 0 | 0 | 0 | 0
STOG | 0 | 0 | 0 | 0 | 0 | 0
STWD | 0 | 0 | 0 | 0 | 0 | 0
WT | 0 | 0 | 0 | 0 | 0 | 0
IGCC | 0 | 0 | 0 | 0 | 0 | 0
DemandResponse | 0 | 0 | 0 | 0 | 0 | 0
IGCC-CCS | 0 | 0 | 0 | 0 | 0 | 0
WT_off | 0 | 0 | 0 | 0 | 0 | 0
PseudoUnit | 0 | 0 | 0 | 0 | 0 | 0
FixedInterchange | 0 | 0 | 0 | 0 | 0 | 0
NOx Emissions (MMshortTons): VACAR
ReportingType | 2015 | 2020 | 2025 | 2030 | 2035 | 2040
BM | 0 | 0 | 0 | 0 | 0 | 0
CC | 0 | 0 | 0 | 0 | 0.01 | 0.01
CSP | 0 | 0 | 0 | 0 | 0 | 0
CT | 0 | 0 | 0 | 0 | 0 | 0
Coal | 0.04 | 0.03 | 0.04 | 0.05 | 0.05 | 0.05
Geo | 0 | 0 | 0 | 0 | 0 | 0
H | 0 | 0 | 0 | 0 | 0 | 0
LFG | 0 | 0 | 0 | 0 | 0 | 0
Nuc | 0 | 0 | 0 | 0 | 0 | 0
PS | 0 | 0 | 0 | 0 | 0 | 0
PV | 0 | 0 | 0 | 0 | 0 | 0
PeakG | 0 | 0 | 0 | 0 | 0 | 0
PeakO | 0 | 0 | 0 | 0 | 0 | 0
ST | 0 | 0 | 0 | 0 | 0 | 0
STOG | 0 | 0 | 0 | 0 | 0 | 0
STWD | 0 | 0 | 0 | 0 | 0 | 0
WT | 0 | 0 | 0 | 0 | 0 | 0
IGCC | 0 | 0 | 0 | 0 | 0 | 0
DemandResponse | 0 | 0 | 0 | 0 | 0 | 0
IGCC-CCS | 0 | 0 | 0 | 0 | 0 | 0
WT_off | 0 | 0 | 0 | 0 | 0 | 0
PseudoUnit | 0 | 0 | 0 | 0 | 0 | 0
FixedInterchange | 0 | 0 | 0 | 0 | 0 | 0
NOx Emissions (MMshortTons): IESO
ReportingType | 2015 | 2020 | 2025 | 2030 | 2035 | 2040
BM | 0 | 0 | 0 | 0 | 0 | 0
CC | 0 | 0 | 0 | 0 | 0 | 0
CSP | 0 | 0 | 0 | 0 | 0 | 0
CT | 0 | 0 | 0 | 0 | 0 | 0
Coal | 0 | 0 | 0 | 0 | 0 | 0
Geo | 0 | 0 | 0 | 0 | 0 | 0
H | 0 | 0 | 0 | 0 | 0 | 0
LFG | 0 | 0 | 0 | 0 | 0 | 0
Nuc | 0 | 0 | 0 | 0 | 0 | 0
PS | 0 | 0 | 0 | 0 | 0 | 0
PV | 0 | 0 | 0 | 0 | 0 | 0
PeakG | 0 | 0 | 0 | 0 | 0 | 0
PeakO | 0 | 0 | 0 | 0 | 0 | 0
ST | 0 | 0 | 0 | 0 | 0 | 0
STOG | 0 | 0 | 0 | 0 | 0 | 0
STWD | 0 | 0 | 0 | 0 | 0 | 0
WT | 0 | 0 | 0 | 0 | 0 | 0
IGCC | 0 | 0 | 0 | 0 | 0 | 0
DemandResponse | 0 | 0 | 0 | 0 | 0 | 0
IGCC-CCS | 0 | 0 | 0 | 0 | 0 | 0
WT_off | 0 | 0 | 0 | 0 | 0 | 0
PseudoUnit | 0 | 0 | 0 | 0 | 0 | 0
FixedInterchange | 0 | 0 | 0 | 0 | 0 | 0
NOx Emissions (MMshortTons): MAPP_CA
ReportingType | 2015 | 2020 | 2025 | 2030 | 2035 | 2040
BM | 0 | 0 | 0 | 0 | 0 | 0
CC | 0 | 0 | 0 | 0 | 0 | 0
CSP | 0 | 0 | 0 | 0 | 0 | 0
CT | 0 | 0 | 0 | 0 | 0 | 0
Coal | 0 | 0 | 0 | 0 | 0 | 0
Geo | 0 | 0 | 0 | 0 | 0 | 0
H | 0 | 0 | 0 | 0 | 0 | 0
LFG | 0 | 0 | 0 | 0 | 0 | 0
Nuc | 0 | 0 | 0 | 0 | 0 | 0
PS | 0 | 0 | 0 | 0 | 0 | 0
PV | 0 | 0 | 0 | 0 | 0 | 0
PeakG | 0 | 0 | 0 | 0 | 0 | 0
PeakO | 0 | 0 | 0 | 0 | 0 | 0
ST | 0 | 0 | 0 | 0 | 0 | 0
STOG | 0 | 0 | 0 | 0 | 0 | 0
STWD | 0 | 0 | 0 | 0 | 0 | 0
WT | 0 | 0 | 0 | 0 | 0 | 0
IGCC | 0 | 0 | 0 | 0 | 0 | 0
DemandResponse | 0 | 0 | 0 | 0 | 0 | 0
IGCC-CCS | 0 | 0 | 0 | 0 | 0 | 0
WT_off | 0 | 0 | 0 | 0 | 0 | 0
PseudoUnit | 0 | 0 | 0 | 0 | 0 | 0
FixedInterchange | 0 | 0 | 0 | 0 | 0 | 0
NOx Emissions (MMshortTons): AZ_NM_SNV_Coal
ReportingType | 2015 | 2020 | 2025 | 2030 | 2035 | 2040
BM | 0 | 0 | 0 | 0 | 0 | 0
CC | 0 | 0 | 0 | 0 | 0 | 0
CSP | 0 | 0 | 0 | 0 | 0 | 0
CT | 0 | 0 | 0 | 0 | 0 | 0
Coal | 0.12 | 0.12 | 0.12 | 0.12 | 0.12 | 0.14
Geo | 0 | 0 | 0 | 0 | 0 | 0
H | 0 | 0 | 0 | 0 | 0 | 0
LFG | 0 | 0 | 0 | 0 | 0 | 0
Nuc | 0 | 0 | 0 | 0 | 0 | 0
PS | 0 | 0 | 0 | 0 | 0 | 0
PV | 0 | 0 | 0 | 0 | 0 | 0
PeakG | 0 | 0 | 0 | 0 | 0 | 0
PeakO | 0 | 0 | 0 | 0 | 0 | 0
ST | 0 | 0 | 0 | 0 | 0 | 0
STOG | 0 | 0 | 0 | 0 | 0 | 0
STWD | 0 | 0 | 0 | 0 | 0 | 0
WT | 0 | 0 | 0 | 0 | 0 | 0
IGCC | 0 | 0 | 0 | 0 | 0 | 0
DemandResponse | 0 | 0 | 0 | 0 | 0 | 0
IGCC-CCS | 0 | 0 | 0 | 0 | 0 | 0
WT_off | 0 | 0 | 0 | 0 | 0 | 0
PseudoUnit | 0 | 0 | 0 | 0 | 0 | 0
FixedInterchange | 0 | 0 | 0 | 0 | 0 | 0
NOx Emissions (MMshortTons): AZ_NM_SNV_Gas
ReportingType | 2015 | 2020 | 2025 | 2030 | 2035 | 2040
BM | 0 | 0 | 0 | 0 | 0 | 0
CC | 0.01 | 0.01 | 0.01 | 0.01 | 0.01 | 0.01
CSP | 0 | 0 | 0 | 0 | 0 | 0
CT | 0 | 0 | 0 | 0 | 0 | 0
Coal | 0 | 0 | 0 | 0 | 0 | 0
Geo | 0 | 0 | 0 | 0 | 0 | 0
H | 0 | 0 | 0 | 0 | 0 | 0
LFG | 0 | 0 | 0 | 0 | 0 | 0
Nuc | 0 | 0 | 0 | 0 | 0 | 0
PS | 0 | 0 | 0 | 0 | 0 | 0
PV | 0 | 0 | 0 | 0 | 0 | 0
PeakG | 0 | 0 | 0 | 0 | 0 | 0
PeakO | 0 | 0 | 0 | 0 | 0 | 0
ST | 0 | 0 | 0 | 0 | 0 | 0
STOG | 0 | 0 | 0 | 0 | 0 | 0
STWD | 0 | 0 | 0 | 0 | 0 | 0
WT | 0 | 0 | 0 | 0 | 0 | 0
IGCC | 0 | 0 | 0 | 0 | 0 | 0
DemandResponse | 0 | 0 | 0 | 0 | 0 | 0
IGCC-CCS | 0 | 0 | 0 | 0 | 0 | 0
WT_off | 0 | 0 | 0 | 0 | 0 | 0
PseudoUnit | 0 | 0 | 0 | 0 | 0 | 0
FixedInterchange | 0 | 0 | 0 | 0 | 0 | 0
NOx Emissions (MMshortTons): AZ_NM_SNV_NucRenew
ReportingType | 2015 | 2020 | 2025 | 2030 | 2035 | 2040
BM | 0 | 0 | 0 | 0 | 0 | 0
CC | 0 | 0 | 0 | 0 | 0 | 0
CSP | 0 | 0 | 0 | 0 | 0 | 0
CT | 0 | 0 | 0 | 0 | 0 | 0
Coal | 0 | 0 | 0 | 0 | 0 | 0
Geo | 0 | 0 | 0 | 0 | 0 | 0
H | 0 | 0 | 0 | 0 | 0 | 0
LFG | 0 | 0 | 0 | 0 | 0 | 0
Nuc | 0 | 0 | 0 | 0 | 0 | 0
PS | 0 | 0 | 0 | 0 | 0 | 0
PV | 0 | 0 | 0 | 0 | 0 | 0
PeakG | 0 | 0 | 0 | 0 | 0 | 0
PeakO | 0 | 0 | 0 | 0 | 0 | 0
ST | 0 | 0 | 0 | 0 | 0 | 0
STOG | 0 | 0 | 0 | 0 | 0 | 0
STWD | 0 | 0 | 0 | 0 | 0 | 0
WT | 0 | 0 | 0 | 0 | 0 | 0
IGCC | 0 | 0 | 0 | 0 | 0 | 0
DemandResponse | 0 | 0 | 0 | 0 | 0 | 0
IGCC-CCS | 0 | 0 | 0 | 0 | 0 | 0
WT_off | 0 | 0 | 0 | 0 | 0 | 0
PseudoUnit | 0 | 0 | 0 | 0 | 0 | 0
FixedInterchange | 0 | 0 | 0 | 0 | 0 | 0
NOx Emissions (MMshortTons): ERCOT
ReportingType | 2015 | 2020 | 2025 | 2030 | 2035 | 2040
BM | 0 | 0 | 0 | 0 | 0 | 0
CC | 0.01 | 0.01 | 0.01 | 0.01 | 0.01 | 0.01
CSP | 0 | 0 | 0 | 0 | 0 | 0
CT | 0 | 0 | 0 | 0 | 0 | 0
Coal | 0.06 | 0.08 | 0.09 | 0.09 | 0.09 | 0.09
Geo | 0 | 0 | 0 | 0 | 0 | 0
H | 0 | 0 | 0 | 0 | 0 | 0
LFG | 0 | 0 | 0 | 0 | 0 | 0
Nuc | 0 | 0 | 0 | 0 | 0 | 0
PS | 0 | 0 | 0 | 0 | 0 | 0
PV | 0 | 0 | 0 | 0 | 0 | 0
PeakG | 0 | 0 | 0 | 0 | 0 | 0
PeakO | 0 | 0 | 0 | 0 | 0 | 0
ST | 0 | 0 | 0 | 0 | 0 | 0
STOG | 0 | 0.01 | 0.01 | 0.01 | 0.01 | 0
STWD | 0 | 0 | 0 | 0 | 0 | 0
WT | 0 | 0 | 0 | 0 | 0 | 0
IGCC | 0 | 0 | 0 | 0 | 0 | 0
DemandResponse | 0 | 0 | 0 | 0 | 0 | 0
IGCC-CCS | 0 | 0 | 0 | 0 | 0 | 0
WT_off | 0 | 0 | 0 | 0 | 0 | 0
PseudoUnit | 0 | 0 | 0 | 0 | 0 | 0
FixedInterchange | 0 | 0 | 0 | 0 | 0 | 0
NOx Emissions (MMshortTons): NP15
ReportingType | 2015 | 2020 | 2025 | 2030 | 2035 | 2040
BM | 0 | 0 | 0 | 0 | 0 | 0
CC | 0 | 0 | 0 | 0 | 0 | 0
CSP | 0 | 0 | 0 | 0 | 0 | 0
CT | 0 | 0 | 0 | 0 | 0 | 0
Coal | 0 | 0 | 0 | 0 | 0 | 0
Geo | 0 | 0 | 0 | 0 | 0 | 0
H | 0 | 0 | 0 | 0 | 0 | 0
LFG | 0 | 0 | 0 | 0 | 0 | 0
Nuc | 0 | 0 | 0 | 0 | 0 | 0
PS | 0 | 0 | 0 | 0 | 0 | 0
PV | 0 | 0 | 0 | 0 | 0 | 0
PeakG | 0 | 0 | 0 | 0 | 0 | 0
PeakO | 0 | 0 | 0 | 0 | 0 | 0
ST | 0 | 0 | 0 | 0 | 0 | 0
STOG | 0 | 0 | 0 | 0 | 0 | 0
STWD | 0 | 0 | 0 | 0 | 0 | 0
WT | 0 | 0 | 0 | 0 | 0 | 0
IGCC | 0 | 0 | 0 | 0 | 0 | 0
DemandResponse | 0 | 0 | 0 | 0 | 0 | 0
IGCC-CCS | 0 | 0 | 0 | 0 | 0 | 0
WT_off | 0 | 0 | 0 | 0 | 0 | 0
PseudoUnit | 0 | 0 | 0 | 0 | 0 | 0
FixedInterchange | 0 | 0 | 0 | 0 | 0 | 0
NOx Emissions (MMshortTons): NWPP_Coal
ReportingType | 2015 | 2020 | 2025 | 2030 | 2035 | 2040
BM | 0 | 0 | 0 | 0 | 0 | 0
CC | 0 | 0 | 0 | 0 | 0 | 0
CSP | 0 | 0 | 0 | 0 | 0 | 0
CT | 0 | 0 | 0 | 0 | 0 | 0
Coal | 0.14 | 0.14 | 0.14 | 0.14 | 0.14 | 0.14
Geo | 0 | 0 | 0 | 0 | 0 | 0
H | 0 | 0 | 0 | 0 | 0 | 0
LFG | 0 | 0 | 0 | 0 | 0 | 0
Nuc | 0 | 0 | 0 | 0 | 0 | 0
PS | 0 | 0 | 0 | 0 | 0 | 0
PV | 0 | 0 | 0 | 0 | 0 | 0
PeakG | 0 | 0 | 0 | 0 | 0 | 0
PeakO | 0 | 0 | 0 | 0 | 0 | 0
ST | 0 | 0 | 0 | 0 | 0 | 0
STOG | 0 | 0 | 0 | 0 | 0 | 0
STWD | 0 | 0 | 0 | 0 | 0 | 0
WT | 0 | 0 | 0 | 0 | 0 | 0
IGCC | 0 | 0 | 0 | 0 | 0 | 0
DemandResponse | 0 | 0 | 0 | 0 | 0 | 0
IGCC-CCS | 0 | 0 | 0 | 0 | 0 | 0
WT_off | 0 | 0 | 0 | 0 | 0 | 0
PseudoUnit | 0 | 0 | 0 | 0 | 0 | 0
FixedInterchange | 0 | 0 | 0 | 0 | 0 | 0
NOx Emissions (MMshortTons): NWPP_Gas
ReportingType | 2015 | 2020 | 2025 | 2030 | 2035 | 2040
BM | 0 | 0 | 0 | 0 | 0 | 0
CC | 0 | 0 | 0 | 0.01 | 0.01 | 0.01
CSP | 0 | 0 | 0 | 0 | 0 | 0
CT | 0 | 0 | 0 | 0 | 0 | 0
Coal | 0 | 0 | 0 | 0 | 0 | 0
Geo | 0 | 0 | 0 | 0 | 0 | 0
H | 0 | 0 | 0 | 0 | 0 | 0
LFG | 0 | 0 | 0 | 0 | 0 | 0
Nuc | 0 | 0 | 0 | 0 | 0 | 0
PS | 0 | 0 | 0 | 0 | 0 | 0
PV | 0 | 0 | 0 | 0 | 0 | 0
PeakG | 0 | 0 | 0 | 0 | 0 | 0
PeakO | 0 | 0 | 0 | 0 | 0 | 0
ST | 0 | 0 | 0 | 0 | 0 | 0
STOG | 0 | 0 | 0 | 0 | 0 | 0
STWD | 0 | 0 | 0 | 0 | 0 | 0
WT | 0 | 0 | 0 | 0 | 0 | 0
IGCC | 0 | 0 | 0 | 0 | 0 | 0
DemandResponse | 0 | 0 | 0 | 0 | 0 | 0
IGCC-CCS | 0 | 0 | 0 | 0 | 0 | 0
WT_off | 0 | 0 | 0 | 0 | 0 | 0
PseudoUnit | 0 | 0 | 0 | 0 | 0 | 0
FixedInterchange | 0 | 0 | 0 | 0 | 0 | 0
NOx Emissions (MMshortTons): NWPP_NucRenew
ReportingType | 2015 | 2020 | 2025 | 2030 | 2035 | 2040
BM | 0 | 0 | 0 | 0 | 0 | 0
CC | 0 | 0 | 0 | 0 | 0 | 0
CSP | 0 | 0 | 0 | 0 | 0 | 0
CT | 0 | 0 | 0 | 0 | 0 | 0
Coal | 0 | 0 | 0 | 0 | 0 | 0
Geo | 0 | 0 | 0 | 0 | 0 | 0
H | 0 | 0 | 0 | 0 | 0 | 0
LFG | 0 | 0 | 0 | 0 | 0 | 0
Nuc | 0 | 0 | 0 | 0 | 0 | 0
PS | 0 | 0 | 0 | 0 | 0 | 0
PV | 0 | 0 | 0 | 0 | 0 | 0
PeakG | 0 | 0 | 0 | 0 | 0 | 0
PeakO | 0 | 0 | 0 | 0 | 0 | 0
ST | 0 | 0 | 0 | 0 | 0 | 0
STOG | 0 | 0 | 0 | 0 | 0 | 0
STWD | 0 | 0 | 0 | 0 | 0 | 0
WT | 0 | 0 | 0 | 0 | 0 | 0
IGCC | 0 | 0 | 0 | 0 | 0 | 0
DemandResponse | 0 | 0 | 0 | 0 | 0 | 0
IGCC-CCS | 0 | 0 | 0 | 0 | 0 | 0
WT_off | 0 | 0 | 0 | 0 | 0 | 0
PseudoUnit | 0 | 0 | 0 | 0 | 0 | 0
FixedInterchange | 0 | 0 | 0 | 0 | 0 | 0
NOx Emissions (MMshortTons): RMPA
ReportingType | 2015 | 2020 | 2025 | 2030 | 2035 | 2040
BM | 0 | 0 | 0 | 0 | 0 | 0
CC | 0 | 0 | 0 | 0 | 0 | 0
CSP | 0 | 0 | 0 | 0 | 0 | 0
CT | 0 | 0 | 0 | 0 | 0 | 0
Coal | 0.06 | 0.06 | 0.05 | 0.06 | 0.06 | 0.06
Geo | 0 | 0 | 0 | 0 | 0 | 0
H | 0 | 0 | 0 | 0 | 0 | 0
LFG | 0 | 0 | 0 | 0 | 0 | 0
Nuc | 0 | 0 | 0 | 0 | 0 | 0
PS | 0 | 0 | 0 | 0 | 0 | 0
PV | 0 | 0 | 0 | 0 | 0 | 0
PeakG | 0 | 0 | 0 | 0 | 0 | 0
PeakO | 0 | 0 | 0 | 0 | 0 | 0
ST | 0 | 0 | 0 | 0 | 0 | 0
STOG | 0 | 0 | 0 | 0 | 0 | 0
STWD | 0 | 0 | 0 | 0 | 0 | 0
WT | 0 | 0 | 0 | 0 | 0 | 0
IGCC | 0 | 0 | 0 | 0 | 0 | 0
DemandResponse | 0 | 0 | 0 | 0 | 0 | 0
IGCC-CCS | 0 | 0 | 0 | 0 | 0 | 0
WT_off | 0 | 0 | 0 | 0 | 0 | 0
PseudoUnit | 0 | 0 | 0 | 0 | 0 | 0
FixedInterchange | 0 | 0 | 0 | 0 | 0 | 0
NOx Emissions (MMshortTons): SP15
ReportingType | 2015 | 2020 | 2025 | 2030 | 2035 | 2040
BM | 0 | 0 | 0 | 0 | 0 | 0
CC | 0 | 0 | 0 | 0 | 0 | 0
CSP | 0 | 0 | 0 | 0 | 0 | 0
CT | 0 | 0 | 0 | 0 | 0 | 0
Coal | 0 | 0 | 0 | 0 | 0 | 0
Geo | 0 | 0 | 0 | 0 | 0 | 0
H | 0 | 0 | 0 | 0 | 0 | 0
LFG | 0 | 0 | 0 | 0 | 0 | 0
Nuc | 0 | 0 | 0 | 0 | 0 | 0
PS | 0 | 0 | 0 | 0 | 0 | 0
PV | 0 | 0 | 0 | 0 | 0 | 0
PeakG | 0 | 0 | 0 | 0 | 0 | 0
PeakO | 0 | 0 | 0 | 0 | 0 | 0
ST | 0 | 0 | 0 | 0 | 0 | 0
STOG | 0 | 0 | 0 | 0 | 0 | 0
STWD | 0 | 0 | 0 | 0 | 0 | 0
WT | 0 | 0 | 0 | 0 | 0 | 0
IGCC | 0 | 0 | 0 | 0 | 0 | 0
DemandResponse | 0 | 0 | 0 | 0 | 0 | 0
IGCC-CCS | 0 | 0 | 0 | 0 | 0 | 0
WT_off | 0 | 0 | 0 | 0 | 0 | 0
PseudoUnit | 0 | 0 | 0 | 0 | 0 | 0
FixedInterchange | 0 | 0 | 0 | 0 | 0 | 0
NOx Emissions (MMshortTons): ALB
ReportingType | 2015 | 2020 | 2025 | 2030 | 2035 | 2040
BM | 0 | 0 | 0 | 0 | 0 | 0
CC | 0 | 0 | 0 | 0 | 0 | 0
CSP | 0 | 0 | 0 | 0 | 0 | 0
CT | 0 | 0 | 0 | 0 | 0 | 0
Coal | 0.01 | 0.01 | 0.01 | 0.01 | 0.01 | 0.01
Geo | 0 | 0 | 0 | 0 | 0 | 0
H | 0 | 0 | 0 | 0 | 0 | 0
LFG | 0 | 0 | 0 | 0 | 0 | 0
Nuc | 0 | 0 | 0 | 0 | 0 | 0
PS | 0 | 0 | 0 | 0 | 0 | 0
PV | 0 | 0 | 0 | 0 | 0 | 0
PeakG | 0 | 0 | 0 | 0 | 0 | 0
PeakO | 0 | 0 | 0 | 0 | 0 | 0
ST | 0 | 0 | 0 | 0 | 0 | 0
STOG | 0 | 0 | 0 | 0 | 0 | 0
STWD | 0 | 0 | 0 | 0 | 0 | 0
WT | 0 | 0 | 0 | 0 | 0 | 0
IGCC | 0 | 0 | 0 | 0 | 0 | 0
DemandResponse | 0 | 0 | 0 | 0 | 0 | 0
IGCC-CCS | 0 | 0 | 0 | 0 | 0 | 0
WT_off | 0 | 0 | 0 | 0 | 0 | 0
PseudoUnit | 0 | 0 | 0 | 0 | 0 | 0
FixedInterchange | 0 | 0 | 0 | 0 | 0 | 0
NOx Emissions (MMshortTons): BC
ReportingType | 2015 | 2020 | 2025 | 2030 | 2035 | 2040
BM | 0 | 0 | 0 | 0 | 0 | 0
CC | 0 | 0 | 0 | 0 | 0 | 0
CSP | 0 | 0 | 0 | 0 | 0 | 0
CT | 0 | 0 | 0 | 0 | 0 | 0
Coal | 0 | 0 | 0 | 0 | 0 | 0
Geo | 0 | 0 | 0 | 0 | 0 | 0
H | 0 | 0 | 0 | 0 | 0 | 0
LFG | 0 | 0 | 0 | 0 | 0 | 0
Nuc | 0 | 0 | 0 | 0 | 0 | 0
PS | 0 | 0 | 0 | 0 | 0 | 0
PV | 0 | 0 | 0 | 0 | 0 | 0
PeakG | 0 | 0 | 0 | 0 | 0 | 0
PeakO | 0 | 0 | 0 | 0 | 0 | 0
ST | 0 | 0 | 0 | 0 | 0 | 0
STOG | 0 | 0 | 0 | 0 | 0 | 0
STWD | 0 | 0 | 0 | 0 | 0 | 0
WT | 0 | 0 | 0 | 0 | 0 | 0
IGCC | 0 | 0 | 0 | 0 | 0 | 0
DemandResponse | 0 | 0 | 0 | 0 | 0 | 0
IGCC-CCS | 0 | 0 | 0 | 0 | 0 | 0
WT_off | 0 | 0 | 0 | 0 | 0 | 0
PseudoUnit | 0 | 0 | 0 | 0 | 0 | 0
FixedInterchange | 0 | 0 | 0 | 0 | 0 | 0
NOx Emissions (MMshortTons): HQ_IESO
ReportingType | 2015 | 2020 | 2025 | 2030 | 2035 | 2040
BM | 0 | 0 | 0 | 0 | 0 | 0
CC | 0 | 0 | 0 | 0 | 0 | 0
CSP | 0 | 0 | 0 | 0 | 0 | 0
CT | 0 | 0 | 0 | 0 | 0 | 0
Coal | 0 | 0 | 0 | 0 | 0 | 0
Geo | 0 | 0 | 0 | 0 | 0 | 0
H | 0 | 0 | 0 | 0 | 0 | 0
LFG | 0 | 0 | 0 | 0 | 0 | 0
Nuc | 0 | 0 | 0 | 0 | 0 | 0
PS | 0 | 0 | 0 | 0 | 0 | 0
PV | 0 | 0 | 0 | 0 | 0 | 0
PeakG | 0 | 0 | 0 | 0 | 0 | 0
PeakO | 0 | 0 | 0 | 0 | 0 | 0
ST | 0 | 0 | 0 | 0 | 0 | 0
STOG | 0 | 0 | 0 | 0 | 0 | 0
STWD | 0 | 0 | 0 | 0 | 0 | 0
WT | 0 | 0 | 0 | 0 | 0 | 0
IGCC | 0 | 0 | 0 | 0 | 0 | 0
DemandResponse | 0 | 0 | 0 | 0 | 0 | 0
IGCC-CCS | 0 | 0 | 0 | 0 | 0 | 0
WT_off | 0 | 0 | 0 | 0 | 0 | 0
PseudoUnit | 0 | 0 | 0 | 0 | 0 | 0
FixedInterchange | 0 | 0 | 0 | 0 | 0 | 0
NOx Emissions (MMshortTons): HQ_NEISO
ReportingType | 2015 | 2020 | 2025 | 2030 | 2035 | 2040
BM | 0 | 0 | 0 | 0 | 0 | 0
CC | 0 | 0 | 0 | 0 | 0 | 0
CSP | 0 | 0 | 0 | 0 | 0 | 0
CT | 0 | 0 | 0 | 0 | 0 | 0
Coal | 0 | 0 | 0 | 0 | 0 | 0
Geo | 0 | 0 | 0 | 0 | 0 | 0
H | 0 | 0 | 0 | 0 | 0 | 0
LFG | 0 | 0 | 0 | 0 | 0 | 0
Nuc | 0 | 0 | 0 | 0 | 0 | 0
PS | 0 | 0 | 0 | 0 | 0 | 0
PV | 0 | 0 | 0 | 0 | 0 | 0
PeakG | 0 | 0 | 0 | 0 | 0 | 0
PeakO | 0 | 0 | 0 | 0 | 0 | 0
ST | 0 | 0 | 0 | 0 | 0 | 0
STOG | 0 | 0 | 0 | 0 | 0 | 0
STWD | 0 | 0 | 0 | 0 | 0 | 0
WT | 0 | 0 | 0 | 0 | 0 | 0
IGCC | 0 | 0 | 0 | 0 | 0 | 0
DemandResponse | 0 | 0 | 0 | 0 | 0 | 0
IGCC-CCS | 0 | 0 | 0 | 0 | 0 | 0
WT_off | 0 | 0 | 0 | 0 | 0 | 0
PseudoUnit | 0 | 0 | 0 | 0 | 0 | 0
FixedInterchange | 0 | 0 | 0 | 0 | 0 | 0
NOx Emissions (MMshortTons): HQ_NY
ReportingType | 2015 | 2020 | 2025 | 2030 | 2035 | 2040
BM | 0 | 0 | 0 | 0 | 0 | 0
CC | 0 | 0 | 0 | 0 | 0 | 0
CSP | 0 | 0 | 0 | 0 | 0 | 0
CT | 0 | 0 | 0 | 0 | 0 | 0
Coal | 0 | 0 | 0 | 0 | 0 | 0
Geo | 0 | 0 | 0 | 0 | 0 | 0
H | 0 | 0 | 0 | 0 | 0 | 0
LFG | 0 | 0 | 0 | 0 | 0 | 0
Nuc | 0 | 0 | 0 | 0 | 0 | 0
PS | 0 | 0 | 0 | 0 | 0 | 0
PV | 0 | 0 | 0 | 0 | 0 | 0
PeakG | 0 | 0 | 0 | 0 | 0 | 0
PeakO | 0 | 0 | 0 | 0 | 0 | 0
ST | 0 | 0 | 0 | 0 | 0 | 0
STOG | 0 | 0 | 0 | 0 | 0 | 0
STWD | 0 | 0 | 0 | 0 | 0 | 0
WT | 0 | 0 | 0 | 0 | 0 | 0
IGCC | 0 | 0 | 0 | 0 | 0 | 0
DemandResponse | 0 | 0 | 0 | 0 | 0 | 0
IGCC-CCS | 0 | 0 | 0 | 0 | 0 | 0
WT_off | 0 | 0 | 0 | 0 | 0 | 0
PseudoUnit | 0 | 0 | 0 | 0 | 0 | 0
FixedInterchange | 0 | 0 | 0 | 0 | 0 | 0
NOx Emissions (MMshortTons): MARITIMES
ReportingType | 2015 | 2020 | 2025 | 2030 | 2035 | 2040
BM | 0 | 0 | 0 | 0 | 0 | 0
CC | 0 | 0 | 0 | 0 | 0 | 0
CSP | 0 | 0 | 0 | 0 | 0 | 0
CT | 0 | 0 | 0 | 0 | 0 | 0
Coal | 0 | 0 | 0 | 0 | 0 | 0
Geo | 0 | 0 | 0 | 0 | 0 | 0
H | 0 | 0 | 0 | 0 | 0 | 0
LFG | 0 | 0 | 0 | 0 | 0 | 0
Nuc | 0 | 0 | 0 | 0 | 0 | 0
PS | 0 | 0 | 0 | 0 | 0 | 0
PV | 0 | 0 | 0 | 0 | 0 | 0
PeakG | 0 | 0 | 0 | 0 | 0 | 0
PeakO | 0 | 0 | 0 | 0 | 0 | 0
ST | 0 | 0 | 0 | 0 | 0 | 0
STOG | 0 | 0 | 0 | 0 | 0 | 0
STWD | 0 | 0 | 0 | 0 | 0 | 0
WT | 0 | 0 | 0 | 0 | 0 | 0
IGCC | 0 | 0 | 0 | 0 | 0 | 0
DemandResponse | 0 | 0 | 0 | 0 | 0 | 0
IGCC-CCS | 0 | 0 | 0 | 0 | 0 | 0
WT_off | 0 | 0 | 0 | 0 | 0 | 0
PseudoUnit | 0 | 0 | 0 | 0 | 0 | 0
FixedInterchange | 0 | 0 | 0 | 0 | 0 | 0
NOx Emissions (MMshortTons): All
ReportingType | 2015 | 2020 | 2025 | 2030 | 2035 | 2040
BM | 0 | 0 | 0 | 0 | 0 | 0
CC | 0.08 | 0.09 | 0.09 | 0.11 | 0.12 | 0.14
CSP | 0 | 0 | 0 | 0 | 0 | 0
CT | 0 | 0 | 0 | 0 | 0 | 0
Coal | 1.54 | 1.41 | 1.52 | 1.55 | 1.59 | 1.66
Geo | 0 | 0 | 0 | 0 | 0 | 0
H | 0 | 0 | 0 | 0 | 0 | 0
LFG | 0 | 0 | 0 | 0 | 0 | 0
Nuc | 0 | 0 | 0 | 0 | 0 | 0
PS | 0 | 0 | 0 | 0 | 0 | 0
PV | 0 | 0 | 0 | 0 | 0 | 0
PeakG | 0 | 0 | 0 | 0 | 0 | 0
PeakO | 0 | 0 | 0 | 0 | 0 | 0
ST | 0 | 0 | 0 | 0 | 0 | 0
STOG | 0.02 | 0.02 | 0.02 | 0.02 | 0.02 | 0.02
STWD | 0 | 0 | 0 | 0 | 0 | 0
WT | 0 | 0 | 0 | 0 | 0 | 0
IGCC | 0 | 0 | 0 | 0 | 0 | 0
DemandResponse | 0 | 0 | 0 | 0 | 0 | 0
IGCC-CCS | 0 | 0 | 0 | 0 | 0 | 0
WT_off | 0 | 0 | 0 | 0 | 0 | 0
PseudoUnit | 0 | 0 | 0 | 0 | 0 | 0
FixedInterchange | 0 | 0 | 0 | 0 | 0 | 0
NOx Emissions (MMshortTons): EI_US
ReportingType | 2015 | 2020 | 2025 | 2030 | 2035 | 2040
BM | 0 | 0 | 0 | 0 | 0 | 0
CC | 0.05 | 0.06 | 0.06 | 0.07 | 0.08 | 0.09
CSP | 0 | 0 | 0 | 0 | 0 | 0
CT | 0 | 0 | 0 | 0 | 0 | 0
Coal | 1.15 | 1.01 | 1.1 | 1.13 | 1.17 | 1.21
Geo | 0 | 0 | 0 | 0 | 0 | 0
H | 0 | 0 | 0 | 0 | 0 | 0
LFG | 0 | 0 | 0 | 0 | 0 | 0
Nuc | 0 | 0 | 0 | 0 | 0 | 0
PS | 0 | 0 | 0 | 0 | 0 | 0
PV | 0 | 0 | 0 | 0 | 0 | 0
PeakG | 0 | 0 | 0 | 0 | 0 | 0
PeakO | 0 | 0 | 0 | 0 | 0 | 0
ST | 0 | 0 | 0 | 0 | 0 | 0
STOG | 0.01 | 0.01 | 0.01 | 0.01 | 0.01 | 0.01
STWD | 0 | 0 | 0 | 0 | 0 | 0
WT | 0 | 0 | 0 | 0 | 0 | 0
IGCC | 0 | 0 | 0 | 0 | 0 | 0
DemandResponse | 0 | 0 | 0 | 0 | 0 | 0
IGCC-CCS | 0 | 0 | 0 | 0 | 0 | 0
WT_off | 0 | 0 | 0 | 0 | 0 | 0
PseudoUnit | 0 | 0 | 0 | 0 | 0 | 0
FixedInterchange | 0 | 0 | 0 | 0 | 0 | 0
NOx Emissions (MMshortTons): EI_Canada
ReportingType | 2015 | 2020 | 2025 | 2030 | 2035 | 2040
BM | 0 | 0 | 0 | 0 | 0 | 0
CC | 0 | 0 | 0 | 0 | 0 | 0
CSP | 0 | 0 | 0 | 0 | 0 | 0
CT | 0 | 0 | 0 | 0 | 0 | 0
Coal | 0 | 0 | 0 | 0 | 0 | 0
Geo | 0 | 0 | 0 | 0 | 0 | 0
H | 0 | 0 | 0 | 0 | 0 | 0
LFG | 0 | 0 | 0 | 0 | 0 | 0
Nuc | 0 | 0 | 0 | 0 | 0 | 0
PS | 0 | 0 | 0 | 0 | 0 | 0
PV | 0 | 0 | 0 | 0 | 0 | 0
PeakG | 0 | 0 | 0 | 0 | 0 | 0
PeakO | 0 | 0 | 0 | 0 | 0 | 0
ST | 0 | 0 | 0 | 0 | 0 | 0
STOG | 0 | 0 | 0 | 0 | 0 | 0
STWD | 0 | 0 | 0 | 0 | 0 | 0
WT | 0 | 0 | 0 | 0 | 0 | 0
IGCC | 0 | 0 | 0 | 0 | 0 | 0
DemandResponse | 0 | 0 | 0 | 0 | 0 | 0
IGCC-CCS | 0 | 0 | 0 | 0 | 0 | 0
WT_off | 0 | 0 | 0 | 0 | 0 | 0
PseudoUnit | 0 | 0 | 0 | 0 | 0 | 0
FixedInterchange | 0 | 0 | 0 | 0 | 0 | 0
NOx Emissions (MMshortTons): EI
ReportingType | 2015 | 2020 | 2025 | 2030 | 2035 | 2040
BM | 0 | 0 | 0 | 0 | 0 | 0
CC | 0.05 | 0.06 | 0.06 | 0.07 | 0.08 | 0.09
CSP | 0 | 0 | 0 | 0 | 0 | 0
CT | 0 | 0 | 0 | 0 | 0 | 0
Coal | 1.15 | 1.01 | 1.1 | 1.13 | 1.17 | 1.22
Geo | 0 | 0 | 0 | 0 | 0 | 0
H | 0 | 0 | 0 | 0 | 0 | 0
LFG | 0 | 0 | 0 | 0 | 0 | 0
Nuc | 0 | 0 | 0 | 0 | 0 | 0
PS | 0 | 0 | 0 | 0 | 0 | 0
PV | 0 | 0 | 0 | 0 | 0 | 0
PeakG | 0 | 0 | 0 | 0 | 0 | 0
PeakO | 0 | 0 | 0 | 0 | 0 | 0
ST | 0 | 0 | 0 | 0 | 0 | 0
STOG | 0.01 | 0.01 | 0.01 | 0.01 | 0.01 | 0.01
STWD | 0 | 0 | 0 | 0 | 0 | 0
WT | 0 | 0 | 0 | 0 | 0 | 0
IGCC | 0 | 0 | 0 | 0 | 0 | 0
DemandResponse | 0 | 0 | 0 | 0 | 0 | 0
IGCC-CCS | 0 | 0 | 0 | 0 | 0 | 0
WT_off | 0 | 0 | 0 | 0 | 0 | 0
PseudoUnit | 0 | 0 | 0 | 0 | 0 | 0
FixedInterchange | 0 | 0 | 0 | 0 | 0 | 0
NOx Emissions (MMshortTons): Outside_EI
ReportingType | 2015 | 2020 | 2025 | 2030 | 2035 | 2040
BM | 0 | 0 | 0 | 0 | 0 | 0
CC | 0.03 | 0.03 | 0.03 | 0.04 | 0.04 | 0.04
CSP | 0 | 0 | 0 | 0 | 0 | 0
CT | 0 | 0 | 0 | 0 | 0 | 0
Coal | 0.39 | 0.41 | 0.42 | 0.42 | 0.42 | 0.44
Geo | 0 | 0 | 0 | 0 | 0 | 0
H | 0 | 0 | 0 | 0 | 0 | 0
LFG | 0 | 0 | 0 | 0 | 0 | 0
Nuc | 0 | 0 | 0 | 0 | 0 | 0
PS | 0 | 0 | 0 | 0 | 0 | 0
PV | 0 | 0 | 0 | 0 | 0 | 0
PeakG | 0 | 0 | 0 | 0 | 0 | 0
PeakO | 0 | 0 | 0 | 0 | 0 | 0
ST | 0 | 0 | 0 | 0 | 0 | 0
STOG | 0 | 0.01 | 0.01 | 0.01 | 0.01 | 0.01
STWD | 0 | 0 | 0 | 0 | 0 | 0
WT | 0 | 0 | 0 | 0 | 0 | 0
IGCC | 0 | 0 | 0 | 0 | 0 | 0
DemandResponse | 0 | 0 | 0 | 0 | 0 | 0
IGCC-CCS | 0 | 0 | 0 | 0 | 0 | 0
WT_off | 0 | 0 | 0 | 0 | 0 | 0
PseudoUnit | 0 | 0 | 0 | 0 | 0 | 0
FixedInterchange | 0 | 0 | 0 | 0 | 0 | 0
CO2 Emissions (MMshortTons): Entergy
ReportingType | 2015 | 2020 | 2025 | 2030 | 2035 | 2040
BM | 0 | 0 | 0 | 0 | 0 | 0
CC | 28.41 | 37.45 | 34.69 | 36.22 | 41.07 | 40.71
CSP | 0 | 0 | 0 | 0 | 0 | 0
CT | 0 | 0 | 0 | 0 | 0 | 0
Coal | 64.29 | 51.43 | 62.64 | 64.57 | 64.26 | 64.26
Geo | 0 | 0 | 0 | 0 | 0 | 0
H | 0 | 0 | 0 | 0 | 0 | 0
LFG | 0 | 0 | 0 | 0 | 0 | 0
Nuc | 0 | 0 | 0 | 0 | 0 | 0
PS | 0 | 0 | 0 | 0 | 0 | 0
PV | 0 | 0 | 0 | 0 | 0 | 0
PeakG | 0 | 0 | 0.03 | 0.01 | 0 | 0
PeakO | 0 | 0 | 0 | 0 | 0 | 0
ST | 0 | 0 | 0 | 0 | 0 | 0
STOG | 0.81 | 0.9 | 0.9 | 0.89 | 0.91 | 0.84
STWD | 0 | 0 | 0 | 0 | 0 | 0
WT | 0 | 0 | 0 | 0 | 0 | 0
IGCC | 0 | 0 | 0 | 0 | 0 | 0
DemandResponse | 0 | 0 | 0 | 0 | 0 | 0
IGCC-CCS | 0 | 0 | 0 | 0 | 0 | 0
WT_off | 0 | 0 | 0 | 0 | 0 | 0
PseudoUnit | 0 | 0 | 0 | 0 | 0 | 0
FixedInterchange | 0 | 0 | 0 | 0 | 0 | 0
CO2 Emissions (MMshortTons): FRCC
ReportingType | 2015 | 2020 | 2025 | 2030 | 2035 | 2040
BM | 0 | 0 | 0 | 0 | 0 | 0
CC | 63.67 | 71.3 | 75.32 | 83.32 | 95.78 | 109.61
CSP | 0 | 0 | 0 | 0 | 0 | 0
CT | 0.58 | 0.64 | 0.63 | 0.46 | 0.23 | 0.07
Coal | 58.73 | 57.1 | 63.47 | 64.42 | 65.92 | 65.92
Geo | 0 | 0 | 0 | 0 | 0 | 0
H | 0 | 0 | 0 | 0 | 0 | 0
LFG | 0 | 0 | 0 | 0 | 0 | 0
Nuc | 0 | 0 | 0 | 0 | 0 | 0
PS | 0 | 0 | 0 | 0 | 0 | 0
PV | 0 | 0 | 0 | 0 | 0 | 0
PeakG | 0.29 | 0.26 | 0.31 | 0.12 | 0.06 | 0.04
PeakO | 0 | 0 | 0 | 0 | 0 | 0
ST | 0 | 0 | 0 | 0 | 0 | 0
STOG | 2.17 | 1.86 | 1.84 | 1.5 | 1.04 | 0.84
STWD | 0 | 0 | 0 | 0 | 0 | 0
WT | 0 | 0 | 0 | 0 | 0 | 0
IGCC | 0 | 0 | 0 | 0 | 0 | 0
DemandResponse | 0 | 0 | 0 | 0 | 0 | 0
IGCC-CCS | 0 | 0 | 0 | 0 | 0 | 0
WT_off | 0 | 0 | 0 | 0 | 0 | 0
PseudoUnit | 0 | 0 | 0 | 0 | 0 | 0
FixedInterchange | 0 | 0 | 0 | 0 | 0 | 0
CO2 Emissions (MMshortTons): MAPP_US
ReportingType | 2015 | 2020 | 2025 | 2030 | 2035 | 2040
BM | 0 | 0 | 0 | 0 | 0 | 0
CC | 0.09 | 0.11 | 0.11 | 0.15 | 0.12 | 0.11
CSP | 0 | 0 | 0 | 0 | 0 | 0
CT | 0 | 0 | 0 | 0 | 0 | 0
Coal | 22.88 | 22.2 | 22.39 | 22.5 | 22.52 | 23.83
Geo | 0 | 0 | 0 | 0 | 0 | 0
H | 0 | 0 | 0 | 0 | 0 | 0
LFG | 0 | 0 | 0 | 0 | 0 | 0
Nuc | 0 | 0 | 0 | 0 | 0 | 0
PS | 0 | 0 | 0 | 0 | 0 | 0
PV | 0 | 0 | 0 | 0 | 0 | 0
PeakG | 0.02 | 0.04 | 0.05 | 0.08 | 0.11 | 0.06
PeakO | 0 | 0 | 0 | 0 | 0 | 0
ST | 0 | 0 | 0 | 0 | 0 | 0
STOG | 0 | 0 | 0 | 0 | 0 | 0
STWD | 0 | 0 | 0 | 0 | 0 | 0
WT | 0 | 0 | 0 | 0 | 0 | 0
IGCC | 0 | 0 | 0 | 0 | 0 | 0
DemandResponse | 0 | 0 | 0 | 0 | 0 | 0
IGCC-CCS | 0 | 0 | 0 | 0 | 0 | 0
WT_off | 0 | 0 | 0 | 0 | 0 | 0
PseudoUnit | 0 | 0 | 0 | 0 | 0 | 0
FixedInterchange | 0 | 0 | 0 | 0 | 0 | 0
CO2 Emissions (MMshortTons): MISO_IN
ReportingType | 2015 | 2020 | 2025 | 2030 | 2035 | 2040
BM | 0 | 0 | 0 | 0 | 0 | 0
CC | 1.85 | 8.45 | 9.46 | 13.71 | 18.29 | 17.43
CSP | 0 | 0 | 0 | 0 | 0 | 0
CT | 0 | 0 | 0 | 0 | 0 | 0
Coal | 90.35 | 91.46 | 97.42 | 99.48 | 103.9 | 105.31
Geo | 0 | 0 | 0 | 0 | 0 | 0
H | 0 | 0 | 0 | 0 | 0 | 0
LFG | 0 | 0 | 0 | 0 | 0 | 0
Nuc | 0 | 0 | 0 | 0 | 0 | 0
PS | 0 | 0 | 0 | 0 | 0 | 0
PV | 0 | 0 | 0 | 0 | 0 | 0
PeakG | 0.01 | 0.02 | 0.04 | 0.03 | 0.02 | 0.02
PeakO | 0 | 0 | 0 | 0 | 0 | 0
ST | 0 | 0 | 0 | 0 | 0 | 0
STOG | 0.04 | 0.04 | 0.07 | 0.04 | 0.05 | 0.04
STWD | 0 | 0 | 0 | 0 | 0 | 0
WT | 0 | 0 | 0 | 0 | 0 | 0
IGCC | 4.15 | 4.15 | 4.15 | 4.15 | 4.15 | 4.15
DemandResponse | 0 | 0 | 0 | 0 | 0 | 0
IGCC-CCS | 0 | 0 | 0 | 0 | 0 | 0
WT_off | 0 | 0 | 0 | 0 | 0 | 0
PseudoUnit | 0 | 0 | 0 | 0 | 0 | 0
FixedInterchange | 0 | 0 | 0 | 0 | 0 | 0
CO2 Emissions (MMshortTons): MISO_MI
ReportingType | 2015 | 2020 | 2025 | 2030 | 2035 | 2040
BM | 0 | 0 | 0 | 0 | 0 | 0
CC | 6.89 | 6.49 | 5 | 3.42 | 4.44 | 3.46
CSP | 0 | 0 | 0 | 0 | 0 | 0
CT | 0 | 0 | 0 | 0 | 0 | 0
Coal | 54.81 | 47.19 | 51.4 | 53.23 | 54.05 | 54.05
Geo | 0 | 0 | 0 | 0 | 0 | 0
H | 0 | 0 | 0 | 0 | 0 | 0
LFG | 0 | 0 | 0 | 0 | 0 | 0
Nuc | 0 | 0 | 0 | 0 | 0 | 0
PS | 0 | 0 | 0 | 0 | 0 | 0
PV | 0 | 0 | 0 | 0 | 0 | 0
PeakG | 0.02 | 0.02 | 0.07 | 0.07 | 0.07 | 0
PeakO | 0 | 0 | 0 | 0 | 0 | 0
ST | 0 | 0 | 0 | 0 | 0 | 0
STOG | 0.26 | 0.37 | 0.38 | 0.38 | 0.42 | 0.38
STWD | 0 | 0 | 0 | 0 | 0 | 0
WT | 0 | 0 | 0 | 0 | 0 | 0
IGCC | 0 | 0 | 0 | 0 | 0 | 0
DemandResponse | 0 | 0 | 0 | 0 | 0 | 0
IGCC-CCS | 0 | 0 | 0 | 0 | 0 | 0
WT_off | 0 | 0 | 0 | 0 | 0 | 0
PseudoUnit | 0 | 0 | 0 | 0 | 0 | 0
FixedInterchange | 0 | 0 | 0 | 0 | 0 | 0
CO2 Emissions (MMshortTons): MISO_MO-IL
ReportingType | 2015 | 2020 | 2025 | 2030 | 2035 | 2040
BM | 0 | 0 | 0 | 0 | 0 | 0
CC | 1.33 | 2.02 | 1.06 | 1.04 | 1.15 | 0.71
CSP | 0 | 0 | 0 | 0 | 0 | 0
CT | 0 | 0 | 0 | 0 | 0 | 0
Coal | 107.11 | 86.44 | 96.81 | 103.42 | 107.14 | 107.14
Geo | 0 | 0 | 0 | 0 | 0 | 0
H | 0 | 0 | 0 | 0 | 0 | 0
LFG | 0 | 0 | 0 | 0 | 0 | 0
Nuc | 0 | 0 | 0 | 0 | 0 | 0
PS | 0 | 0 | 0 | 0 | 0 | 0
PV | 0 | 0 | 0 | 0 | 0 | 0
PeakG | 0.1 | 0.13 | 0.16 | 0.19 | 0.29 | 0.29
PeakO | 0 | 0 | 0 | 0 | 0 | 0
ST | 0 | 0 | 0 | 0 | 0 | 0
STOG | 0.04 | 0.08 | 0.08 | 0.04 | 0.04 | 0.01
STWD | 0 | 0 | 0 | 0 | 0 | 0
WT | 0 | 0 | 0 | 0 | 0 | 0
IGCC | 0 | 0 | 0 | 0 | 0 | 0
DemandResponse | 0 | 0 | 0 | 0 | 0 | 0
IGCC-CCS | 0 | 0 | 0 | 0 | 0 | 0
WT_off | 0 | 0 | 0 | 0 | 0 | 0
PseudoUnit | 0 | 0 | 0 | 0 | 0 | 0
FixedInterchange | 0 | 0 | 0 | 0 | 0 | 0
CO2 Emissions (MMshortTons): MISO_W
ReportingType | 2015 | 2020 | 2025 | 2030 | 2035 | 2040
BM | 0 | 0 | 0 | 0 | 0 | 0
CC | 4.55 | 4.13 | 2.67 | 2.25 | 2.6 | 1.21
CSP | 0 | 0 | 0 | 0 | 0 | 0
CT | 0 | 0 | 0 | 0 | 0 | 0
Coal | 99.15 | 87.99 | 89.55 | 89.97 | 96.29 | 149.22
Geo | 0 | 0 | 0 | 0 | 0 | 0
H | 0 | 0 | 0 | 0 | 0 | 0
LFG | 0 | 0 | 0 | 0 | 0 | 0
Nuc | 0 | 0 | 0 | 0 | 0 | 0
PS | 0 | 0 | 0 | 0 | 0 | 0
PV | 0 | 0 | 0 | 0 | 0 | 0
PeakG | 0.22 | 0.13 | 0.16 | 0.18 | 0.65 | 0.05
PeakO | 0 | 0 | 0 | 0 | 0 | 0
ST | 0 | 0 | 0 | 0 | 0 | 0
STOG | 0.02 | 0.01 | 0 | 0 | 0.01 | 0
STWD | 0 | 0 | 0 | 0 | 0 | 0
WT | 0 | 0 | 0 | 0 | 0 | 0
IGCC | 0 | 0 | 0 | 0 | 0 | 0
DemandResponse | 0 | 0 | 0 | 0 | 0 | 0
IGCC-CCS | 0 | 0 | 0 | 0 | 0 | 0
WT_off | 0 | 0 | 0 | 0 | 0 | 0
PseudoUnit | 0 | 0 | 0 | 0 | 0 | 0
FixedInterchange | 0 | 0 | 0 | 0 | 0 | 0
CO2 Emissions (MMshortTons): MISO_WUMS
ReportingType | 2015 | 2020 | 2025 | 2030 | 2035 | 2040
BM | 0 | 0 | 0 | 0 | 0 | 0
CC | 7.39 | 15.92 | 13.87 | 12.34 | 17.83 | 14.18
CSP | 0 | 0 | 0 | 0 | 0 | 0
CT | 0 | 0.08 | 0.17 | 0.18 | 0.45 | 0.48
Coal | 27.52 | 26.29 | 31.11 | 35.13 | 37.52 | 37.52
Geo | 0 | 0 | 0 | 0 | 0 | 0
H | 0 | 0 | 0 | 0 | 0 | 0
LFG | 0 | 0 | 0 | 0 | 0 | 0
Nuc | 0 | 0 | 0 | 0 | 0 | 0
PS | 0 | 0 | 0 | 0 | 0 | 0
PV | 0 | 0 | 0 | 0 | 0 | 0
PeakG | 0.02 | 0 | 0 | 0 | 0 | 0
PeakO | 0 | 0 | 0 | 0 | 0 | 0
ST | 0 | 0 | 0 | 0 | 0 | 0
STOG | 0 | 0 | 0 | 0 | 0 | 0
STWD | 0 | 0 | 0 | 0 | 0 | 0
WT | 0 | 0 | 0 | 0 | 0 | 0
IGCC | 0 | 0 | 0 | 0 | 0 | 0
DemandResponse | 0 | 0 | 0 | 0 | 0 | 0
IGCC-CCS | 0 | 0 | 0 | 0 | 0 | 0
WT_off | 0 | 0 | 0 | 0 | 0 | 0
PseudoUnit | 0 | 0 | 0 | 0 | 0 | 0
FixedInterchange | 0 | 0 | 0 | 0 | 0 | 0
CO2 Emissions (MMshortTons): Nebraska
ReportingType | 2015 | 2020 | 2025 | 2030 | 2035 | 2040
BM | 0 | 0 | 0 | 0 | 0 | 0
CC | 0.31 | 0.21 | 0.21 | 0.21 | 0.15 | 0.13
CSP | 0 | 0 | 0 | 0 | 0 | 0
CT | 0 | 0 | 0 | 0 | 0 | 0
Coal | 35.38 | 35.35 | 35.35 | 35.35 | 53.87 | 57.02
Geo | 0 | 0 | 0 | 0 | 0 | 0
H | 0 | 0 | 0 | 0 | 0 | 0
LFG | 0 | 0 | 0 | 0 | 0 | 0
Nuc | 0 | 0 | 0 | 0 | 0 | 0
PS | 0 | 0 | 0 | 0 | 0 | 0
PV | 0 | 0 | 0 | 0 | 0 | 0
PeakG | 0.06 | 0.07 | 0.09 | 0.12 | 0.09 | 0.02
PeakO | 0 | 0 | 0 | 0 | 0 | 0
ST | 0 | 0 | 0 | 0 | 0 | 0
STOG | 0 | 0 | 0 | 0 | 0 | 0
STWD | 0 | 0 | 0 | 0 | 0 | 0
WT | 0 | 0 | 0 | 0 | 0 | 0
IGCC | 0 | 0 | 0 | 0 | 0 | 0
DemandResponse | 0 | 0 | 0 | 0 | 0 | 0
IGCC-CCS | 0 | 0 | 0 | 0 | 0 | 0
WT_off | 0 | 0 | 0 | 0 | 0 | 0
PseudoUnit | 0 | 0 | 0 | 0 | 0 | 0
FixedInterchange | 0 | 0 | 0 | 0 | 0 | 0
CO2 Emissions (MMshortTons): NEISO
ReportingType | 2015 | 2020 | 2025 | 2030 | 2035 | 2040
BM | 0 | 0 | 0 | 0 | 0 | 0
CC | 18.44 | 15 | 15.67 | 17.89 | 23.53 | 28.06
CSP | 0 | 0 | 0 | 0 | 0 | 0
CT | 0 | 0.01 | 0 | 0.01 | 0.05 | 0.08
Coal | 0.04 | 0 | 0 | 0 | 0 | 0
Geo | 0 | 0 | 0 | 0 | 0 | 0
H | 0 | 0 | 0 | 0 | 0 | 0
LFG | 0 | 0 | 0 | 0 | 0 | 0
Nuc | 0 | 0 | 0 | 0 | 0 | 0
PS | 0 | 0 | 0 | 0 | 0 | 0
PV | 0 | 0 | 0 | 0 | 0 | 0
PeakG | 0.02 | 0.02 | 0.02 | 0.02 | 0.06 | 0.06
PeakO | 0 | 0 | 0 | 0 | 0 | 0
ST | 0 | 0 | 0 | 0 | 0 | 0
STOG | 0 | 0 | 0 | 0 | 0 | 0
STWD | 0 | 0 | 0 | 0 | 0 | 0
WT | 0 | 0 | 0 | 0 | 0 | 0
IGCC | 0 | 0 | 0 | 0 | 0 | 0
DemandResponse | 0 | 0 | 0 | 0 | 0 | 0
IGCC-CCS | 0 | 0 | 0 | 0 | 0 | 0
WT_off | 0 | 0 | 0 | 0 | 0 | 0
PseudoUnit | 0 | 0 | 0 | 0 | 0 | 0
FixedInterchange | 0 | 0 | 0 | 0 | 0 | 0
CO2 Emissions (MMshortTons): NonRTO_Midwest
ReportingType | 2015 | 2020 | 2025 | 2030 | 2035 | 2040
BM | 0 | 0 | 0 | 0 | 0 | 0
CC | 0 | 0.9 | 1.01 | 1.23 | 1.29 | 1.77
CSP | 0 | 0 | 0 | 0 | 0 | 0
CT | 0 | 0.03 | 0.03 | 0.05 | 0.18 | 0.24
Coal | 62.75 | 64.82 | 66.43 | 67.47 | 70.31 | 71.28
Geo | 0 | 0 | 0 | 0 | 0 | 0
H | 0 | 0 | 0 | 0 | 0 | 0
LFG | 0 | 0 | 0 | 0 | 0 | 0
Nuc | 0 | 0 | 0 | 0 | 0 | 0
PS | 0 | 0 | 0 | 0 | 0 | 0
PV | 0 | 0 | 0 | 0 | 0 | 0
PeakG | 0.1 | 0.13 | 0.15 | 0.16 | 0.18 | 0.17
PeakO | 0 | 0 | 0 | 0 | 0 | 0
ST | 0 | 0 | 0 | 0 | 0 | 0
STOG | 0 | 0 | 0 | 0 | 0 | 0
STWD | 0 | 0 | 0 | 0 | 0 | 0
WT | 0 | 0 | 0 | 0 | 0 | 0
IGCC | 0 | 0 | 0 | 0 | 0 | 0
DemandResponse | 0 | 0 | 0 | 0 | 0 | 0
IGCC-CCS | 0 | 0 | 0 | 0 | 0 | 0
WT_off | 0 | 0 | 0 | 0 | 0 | 0
PseudoUnit | 0 | 0 | 0 | 0 | 0 | 0
FixedInterchange | 0 | 0 | 0 | 0 | 0 | 0
CO2 Emissions (MMshortTons): NYISO_A-F
ReportingType | 2015 | 2020 | 2025 | 2030 | 2035 | 2040
BM | 0 | 0 | 0 | 0 | 0 | 0
CC | 2.76 | 4.31 | 5.18 | 6.04 | 4.88 | 6.22
CSP | 0 | 0 | 0 | 0 | 0 | 0
CT | 0 | 0 | 0 | 0 | 0 | 0
Coal | 0 | 0 | 0 | 0 | 0 | 0
Geo | 0 | 0 | 0 | 0 | 0 | 0
H | 0 | 0 | 0 | 0 | 0 | 0
LFG | 0 | 0 | 0 | 0 | 0 | 0
Nuc | 0 | 0 | 0 | 0 | 0 | 0
PS | 0 | 0 | 0 | 0 | 0 | 0
PV | 0 | 0 | 0 | 0 | 0 | 0
PeakG | 0 | 0 | 0 | 0 | 0.01 | 0.01
PeakO | 0 | 0 | 0 | 0 | 0 | 0
ST | 0 | 0 | 0 | 0 | 0 | 0
STOG | 0 | 0 | 0 | 0 | 0 | 0
STWD | 0 | 0 | 0 | 0 | 0 | 0
WT | 0 | 0 | 0 | 0 | 0 | 0
IGCC | 0 | 0 | 0 | 0 | 0 | 0
DemandResponse | 0 | 0 | 0 | 0 | 0 | 0
IGCC-CCS | 0 | 0 | 0 | 0 | 0 | 0
WT_off | 0 | 0 | 0 | 0 | 0 | 0
PseudoUnit | 0 | 0 | 0 | 0 | 0 | 0
FixedInterchange | 0 | 0 | 0 | 0 | 0 | 0
CO2 Emissions (MMshortTons): NYISO_G-I
ReportingType | 2015 | 2020 | 2025 | 2030 | 2035 | 2040
BM | 0 | 0 | 0 | 0 | 0 | 0
CC | 2.85 | 3.62 | 5.78 | 8.64 | 19.08 | 24.97
CSP | 0 | 0 | 0 | 0 | 0 | 0
CT | 0 | 0 | 0 | 0 | 0 | 0
Coal | 0 | 0 | 0 | 0 | 0 | 0
Geo | 0 | 0 | 0 | 0 | 0 | 0
H | 0 | 0 | 0 | 0 | 0 | 0
LFG | 0 | 0 | 0 | 0 | 0 | 0
Nuc | 0 | 0 | 0 | 0 | 0 | 0
PS | 0 | 0 | 0 | 0 | 0 | 0
PV | 0 | 0 | 0 | 0 | 0 | 0
PeakG | 0 | 0 | 0 | 0 | 0 | 0
PeakO | 0 | 0 | 0 | 0 | 0 | 0
ST | 0 | 0 | 0 | 0 | 0 | 0
STOG | 0 | 0 | 0 | 0 | 0 | 0
STWD | 0 | 0 | 0 | 0 | 0 | 0
WT | 0 | 0 | 0 | 0 | 0 | 0
IGCC | 0 | 0 | 0 | 0 | 0 | 0
DemandResponse | 0 | 0 | 0 | 0 | 0 | 0
IGCC-CCS | 0 | 0 | 0 | 0 | 0 | 0
WT_off | 0 | 0 | 0 | 0 | 0 | 0
PseudoUnit | 0 | 0 | 0 | 0 | 0 | 0
FixedInterchange | 0 | 0 | 0 | 0 | 0 | 0
CO2 Emissions (MMshortTons): NYISO_J-K
ReportingType | 2015 | 2020 | 2025 | 2030 | 2035 | 2040
BM | 0 | 0 | 0 | 0 | 0 | 0
CC | 10.08 | 12.87 | 13 | 12.96 | 13.32 | 14.46
CSP | 0 | 0 | 0 | 0 | 0 | 0
CT | 0 | 0 | 0.02 | 0.05 | 0.09 | 0.17
Coal | 0 | 0 | 0 | 0 | 0 | 0
Geo | 0 | 0 | 0 | 0 | 0 | 0
H | 0 | 0 | 0 | 0 | 0 | 0
LFG | 0 | 0 | 0 | 0 | 0 | 0
Nuc | 0 | 0 | 0 | 0 | 0 | 0
PS | 0 | 0 | 0 | 0 | 0 | 0
PV | 0 | 0 | 0 | 0 | 0 | 0
PeakG | 0.03 | 0.08 | 0.1 | 0.1 | 0.19 | 0.19
PeakO | 0 | 0 | 0 | 0 | 0 | 0
ST | 0 | 0 | 0 | 0 | 0 | 0
STOG | 0.7 | 1.35 | 1.54 | 1.71 | 2.38 | 2.84
STWD | 0 | 0 | 0 | 0 | 0 | 0
WT | 0 | 0 | 0 | 0 | 0 | 0
IGCC | 0 | 0 | 0 | 0 | 0 | 0
DemandResponse | 0 | 0 | 0 | 0 | 0 | 0
IGCC-CCS | 0 | 0 | 0 | 0 | 0 | 0
WT_off | 0 | 0 | 0 | 0 | 0 | 0
PseudoUnit | 0 | 0 | 0 | 0 | 0 | 0
FixedInterchange | 0 | 0 | 0 | 0 | 0 | 0
CO2 Emissions (MMshortTons): PJM_E
ReportingType | 2015 | 2020 | 2025 | 2030 | 2035 | 2040
BM | 0 | 0 | 0 | 0 | 0 | 0
CC | 10.04 | 19.02 | 18.64 | 12.89 | 19.33 | 20.19
CSP | 0 | 0 | 0 | 0 | 0 | 0
CT | 0 | 0 | 0 | 0 | 0.17 | 0.17
Coal | 0.46 | 0.59 | 0.82 | 1.02 | 2.23 | 2.54
Geo | 0 | 0 | 0 | 0 | 0 | 0
H | 0 | 0 | 0 | 0 | 0 | 0
LFG | 0 | 0 | 0 | 0 | 0 | 0
Nuc | 0 | 0 | 0 | 0 | 0 | 0
PS | 0 | 0 | 0 | 0 | 0 | 0
PV | 0 | 0 | 0 | 0 | 0 | 0
PeakG | 0 | 0.05 | 0.31 | 0.31 | 0.31 | 0.16
PeakO | 0 | 0 | 0 | 0 | 0 | 0
ST | 0 | 0 | 0 | 0 | 0 | 0
STOG | 0.06 | 0.34 | 0.43 | 0.34 | 0.69 | 0.38
STWD | 0 | 0 | 0 | 0 | 0 | 0
WT | 0 | 0 | 0 | 0 | 0 | 0
IGCC | 0 | 0 | 0 | 0 | 0 | 0
DemandResponse | 0 | 0 | 0 | 0 | 0 | 0
IGCC-CCS | 0 | 0 | 0 | 0 | 0 | 0
WT_off | 0 | 0 | 0 | 0 | 0 | 0
PseudoUnit | 0 | 0 | 0 | 0 | 0 | 0
FixedInterchange | 0 | 0 | 0 | 0 | 0 | 0
CO2 Emissions (MMshortTons): PJM_ROM
ReportingType | 2015 | 2020 | 2025 | 2030 | 2035 | 2040
BM | 0 | 0 | 0 | 0 | 0 | 0
CC | 6.27 | 10.13 | 9.02 | 8.07 | 18.28 | 63.08
CSP | 0 | 0 | 0 | 0 | 0 | 0
CT | 0 | 0 | 0 | 0 | 0 | 0
Coal | 51.32 | 58.05 | 58.97 | 62.44 | 62.44 | 62.44
Geo | 0 | 0 | 0 | 0 | 0 | 0
H | 0 | 0 | 0 | 0 | 0 | 0
LFG | 0 | 0 | 0 | 0 | 0 | 0
Nuc | 0 | 0 | 0 | 0 | 0 | 0
PS | 0 | 0 | 0 | 0 | 0 | 0
PV | 0 | 0 | 0 | 0 | 0 | 0
PeakG | 0 | 0.02 | 0.03 | 0.03 | 0.1 | 0.03
PeakO | 0 | 0 | 0 | 0 | 0 | 0
ST | 0 | 0 | 0 | 0 | 0 | 0
STOG | 0.43 | 0.61 | 0.87 | 0.89 | 0.92 | 0.89
STWD | 0 | 0 | 0 | 0 | 0 | 0
WT | 0 | 0 | 0 | 0 | 0 | 0
IGCC | 0 | 0 | 0 | 0 | 0 | 0
DemandResponse | 0 | 0 | 0 | 0 | 0 | 0
IGCC-CCS | 0 | 0 | 0 | 0 | 0 | 0
WT_off | 0 | 0 | 0 | 0 | 0 | 0
PseudoUnit | 0 | 0 | 0 | 0 | 0 | 0
FixedInterchange | 0 | 0 | 0 | 0 | 0 | 0
CO2 Emissions (MMshortTons): PJM_ROR
ReportingType | 2015 | 2020 | 2025 | 2030 | 2035 | 2040
BM | 0 | 0 | 0 | 0 | 0 | 0
CC | 29.97 | 29.56 | 33.72 | 52.41 | 74.8 | 60.74
CSP | 0 | 0 | 0 | 0 | 0 | 0
CT | 0 | 0 | 0 | 0 | 0.17 | 0.32
Coal | 350.4 | 302.76 | 312.55 | 315.65 | 319.42 | 322.5
Geo | 0 | 0 | 0 | 0 | 0 | 0
H | 0 | 0 | 0 | 0 | 0 | 0
LFG | 0 | 0 | 0 | 0 | 0 | 0
Nuc | 0 | 0 | 0 | 0 | 0 | 0
PS | 0 | 0 | 0 | 0 | 0 | 0
PV | 0 | 0 | 0 | 0 | 0 | 0
PeakG | 0.85 | 0.8 | 0.82 | 0.7 | 0.42 | 0.44
PeakO | 0 | 0 | 0 | 0 | 0 | 0
ST | 0 | 0 | 0 | 0 | 0 | 0
STOG | 0.49 | 0.52 | 0.54 | 0.54 | 0.54 | 0.54
STWD | 0 | 0 | 0 | 0 | 0 | 0
WT | 0 | 0 | 0 | 0 | 0 | 0
IGCC | 0 | 0 | 0 | 0 | 0 | 0
DemandResponse | 0 | 0 | 0 | 0 | 0 | 0
IGCC-CCS | 0 | 0 | 0 | 0 | 0 | 0
WT_off | 0 | 0 | 0 | 0 | 0 | 0
PseudoUnit | 0 | 0 | 0 | 0 | 0 | 0
FixedInterchange | 0 | 0 | 0 | 0 | 0 | 0
CO2 Emissions (MMshortTons): SOCO
ReportingType | 2015 | 2020 | 2025 | 2030 | 2035 | 2040
BM | 0 | 0 | 0 | 0 | 0 | 0
CC | 48.3 | 49.55 | 45.19 | 49.8 | 45.76 | 41.06
CSP | 0 | 0 | 0 | 0 | 0 | 0
CT | 0 | 0 | 0 | 0 | 0 | 0
Coal | 101.44 | 103.78 | 125.98 | 128.5 | 155.17 | 203.08
Geo | 0 | 0 | 0 | 0 | 0 | 0
H | 0 | 0 | 0 | 0 | 0 | 0
LFG | 0 | 0 | 0 | 0 | 0 | 0
Nuc | 0 | 0 | 0 | 0 | 0 | 0
PS | 0 | 0 | 0 | 0 | 0 | 0
PV | 0 | 0 | 0 | 0 | 0 | 0
PeakG | 0.36 | 0.77 | 1.34 | 1.19 | 0.9 | 0.59
PeakO | 0 | 0 | 0 | 0 | 0 | 0
ST | 0 | 0 | 0 | 0 | 0 | 0
STOG | 0 | 0 | 0 | 0 | 0 | 0
STWD | 0 | 0 | 0 | 0 | 0 | 0
WT | 0 | 0 | 0 | 0 | 0 | 0
IGCC | 0 | 0 | 0 | 0 | 0 | 0
DemandResponse | 0 | 0 | 0 | 0 | 0 | 0
IGCC-CCS | 0 | 0 | 0 | 0 | 0 | 0
WT_off | 0 | 0 | 0 | 0 | 0 | 0
PseudoUnit | 0 | 0 | 0 | 0 | 0 | 0
FixedInterchange | 0 | 0 | 0 | 0 | 0 | 0
CO2 Emissions (MMshortTons): SPP_N
ReportingType | 2015 | 2020 | 2025 | 2030 | 2035 | 2040
BM | 0 | 0 | 0 | 0 | 0 | 0
CC | 3.89 | 7.64 | 7.08 | 7.7 | 4.49 | 3.48
CSP | 0 | 0 | 0 | 0 | 0 | 0
CT | 0 | 0 | 0 | 0.1 | 0.31 | 0.22
Coal | 68.81 | 64.94 | 65.44 | 65.44 | 65.44 | 76.52
Geo | 0 | 0 | 0 | 0 | 0 | 0
H | 0 | 0 | 0 | 0 | 0 | 0
LFG | 0 | 0 | 0 | 0 | 0 | 0
Nuc | 0 | 0 | 0 | 0 | 0 | 0
PS | 0 | 0 | 0 | 0 | 0 | 0
PV | 0 | 0 | 0 | 0 | 0 | 0
PeakG | 0.03 | 0.04 | 0.09 | 0.08 | 0.06 | 0
PeakO | 0 | 0 | 0 | 0 | 0 | 0
ST | 0 | 0 | 0 | 0 | 0 | 0
STOG | 0.32 | 0.29 | 0.4 | 0.45 | 0.45 | 0.42
STWD | 0 | 0 | 0 | 0 | 0 | 0
WT | 0 | 0 | 0 | 0 | 0 | 0
IGCC | 0 | 0 | 0 | 0 | 0 | 0
DemandResponse | 0 | 0 | 0 | 0 | 0 | 0
IGCC-CCS | 0 | 0 | 0 | 0 | 0 | 0
WT_off | 0 | 0 | 0 | 0 | 0 | 0
PseudoUnit | 0 | 0 | 0 | 0 | 0 | 0
FixedInterchange | 0 | 0 | 0 | 0 | 0 | 0
CO2 Emissions (MMshortTons): SPP_S
ReportingType | 2015 | 2020 | 2025 | 2030 | 2035 | 2040
BM | 0 | 0 | 0 | 0 | 0 | 0
CC | 18.13 | 23.68 | 21.05 | 24.07 | 15.84 | 11.42
CSP | 0 | 0 | 0 | 0 | 0 | 0
CT | 0 | 0.01 | 0.05 | 0.02 | 0 | 0
Coal | 92.05 | 81.46 | 97.61 | 99.9 | 99.9 | 99.9
Geo | 0 | 0 | 0 | 0 | 0 | 0
H | 0 | 0 | 0 | 0 | 0 | 0
LFG | 0 | 0 | 0 | 0 | 0 | 0
Nuc | 0 | 0 | 0 | 0 | 0 | 0
PS | 0 | 0 | 0 | 0 | 0 | 0
PV | 0 | 0 | 0 | 0 | 0 | 0
PeakG | 0 | 0 | 0.01 | 0 | 0 | 0
PeakO | 0 | 0 | 0 | 0 | 0 | 0
ST | 0 | 0 | 0 | 0 | 0 | 0
STOG | 1.48 | 1.6 | 1.77 | 1.63 | 1.02 | 0.67
STWD | 0 | 0 | 0 | 0 | 0 | 0
WT | 0 | 0 | 0 | 0 | 0 | 0
IGCC | 0 | 0 | 0 | 0 | 0 | 0
DemandResponse | 0 | 0 | 0 | 0 | 0 | 0
IGCC-CCS | 0 | 0 | 0 | 0 | 0 | 0
WT_off | 0 | 0 | 0 | 0 | 0 | 0
PseudoUnit | 0 | 0 | 0 | 0 | 0 | 0
FixedInterchange | 0 | 0 | 0 | 0 | 0 | 0
CO2 Emissions (MMshortTons): TVA
ReportingType | 2015 | 2020 | 2025 | 2030 | 2035 | 2040
BM | 0 | 0 | 0 | 0 | 0 | 0
CC | 8.16 | 12.7 | 13.06 | 14.7 | 11.94 | 10.18
CSP | 0 | 0 | 0 | 0 | 0 | 0
CT | 0 | 0.12 | 0.23 | 0.25 | 0.2 | 0.18
Coal | 88.35 | 78.61 | 82.03 | 82.57 | 111.13 | 131.21
Geo | 0 | 0 | 0 | 0 | 0 | 0
H | 0 | 0 | 0 | 0 | 0 | 0
LFG | 0 | 0 | 0 | 0 | 0 | 0
Nuc | 0 | 0 | 0 | 0 | 0 | 0
PS | 0 | 0 | 0 | 0 | 0 | 0
PV | 0 | 0 | 0 | 0 | 0 | 0
PeakG | 0 | 0 | 0.02 | 0 | 0 | 0
PeakO | 0 | 0 | 0 | 0 | 0 | 0
ST | 0 | 0 | 0 | 0 | 0 | 0
STOG | 0 | 0 | 0 | 0 | 0 | 0
STWD | 0 | 0 | 0 | 0 | 0 | 0
WT | 0 | 0 | 0 | 0 | 0 | 0
IGCC | 0 | 0 | 0 | 0 | 0 | 0
DemandResponse | 0 | 0 | 0 | 0 | 0 | 0
IGCC-CCS | 0 | 0 | 0 | 0 | 0 | 0
WT_off | 0 | 0 | 0 | 0 | 0 | 0
PseudoUnit | 0 | 0 | 0 | 0 | 0 | 0
FixedInterchange | 0 | 0 | 0 | 0 | 0 | 0
CO2 Emissions (MMshortTons): TVA_Transmission
ReportingType | 2015 | 2020 | 2025 | 2030 | 2035 | 2040
BM | 0 | 0 | 0 | 0 | 0 | 0
CC | 0 | 0 | 0 | 0 | 0 | 0
CSP | 0 | 0 | 0 | 0 | 0 | 0
CT | 0 | 0 | 0 | 0 | 0 | 0
Coal | 0 | 0 | 0 | 0 | 0 | 0
Geo | 0 | 0 | 0 | 0 | 0 | 0
H | 0 | 0 | 0 | 0 | 0 | 0
LFG | 0 | 0 | 0 | 0 | 0 | 0
Nuc | 0 | 0 | 0 | 0 | 0 | 0
PS | 0 | 0 | 0 | 0 | 0 | 0
PV | 0 | 0 | 0 | 0 | 0 | 0
PeakG | 0 | 0 | 0 | 0 | 0 | 0
PeakO | 0 | 0 | 0 | 0 | 0 | 0
ST | 0 | 0 | 0 | 0 | 0 | 0
STOG | 0 | 0 | 0 | 0 | 0 | 0
STWD | 0 | 0 | 0 | 0 | 0 | 0
WT | 0 | 0 | 0 | 0 | 0 | 0
IGCC | 0 | 0 | 0 | 0 | 0 | 0
DemandResponse | 0 | 0 | 0 | 0 | 0 | 0
IGCC-CCS | 0 | 0 | 0 | 0 | 0 | 0
WT_off | 0 | 0 | 0 | 0 | 0 | 0
PseudoUnit | 0 | 0 | 0 | 0 | 0 | 0
FixedInterchange | 0 | 0 | 0 | 0 | 0 | 0
CO2 Emissions (MMshortTons): VACAR
ReportingType | 2015 | 2020 | 2025 | 2030 | 2035 | 2040
BM | 0 | 0 | 0 | 0 | 0 | 0
CC | 22.96 | 25.6 | 22.74 | 24.29 | 36.53 | 47.84
CSP | 0 | 0 | 0 | 0 | 0 | 0
CT | 0.05 | 0.05 | 0.05 | 0.22 | 0.35 | 0.37
Coal | 80.49 | 76.01 | 95.64 | 104.5 | 112.24 | 113.76
Geo | 0 | 0 | 0 | 0 | 0 | 0
H | 0 | 0 | 0 | 0 | 0 | 0
LFG | 0 | 0 | 0 | 0 | 0 | 0
Nuc | 0 | 0 | 0 | 0 | 0 | 0
PS | 0 | 0 | 0 | 0 | 0 | 0
PV | 0 | 0 | 0 | 0 | 0 | 0
PeakG | 0.07 | 0.12 | 0.2 | 0.15 | 0.1 | 0.07
PeakO | 0 | 0 | 0 | 0 | 0 | 0
ST | 0 | 0 | 0 | 0 | 0 | 0
STOG | 0 | 0 | 0 | 0 | 0 | 0
STWD | 0 | 0 | 0 | 0 | 0 | 0
WT | 0 | 0 | 0 | 0 | 0 | 0
IGCC | 0 | 0 | 0 | 0 | 0 | 0
DemandResponse | 0 | 0 | 0 | 0 | 0 | 0
IGCC-CCS | 0 | 0 | 0 | 0 | 0 | 0
WT_off | 0 | 0 | 0 | 0 | 0 | 0
PseudoUnit | 0 | 0 | 0 | 0 | 0 | 0
FixedInterchange | 0 | 0 | 0 | 0 | 0 | 0
CO2 Emissions (MMshortTons): IESO
ReportingType | 2015 | 2020 | 2025 | 2030 | 2035 | 2040
BM | 0 | 0 | 0 | 0 | 0 | 0
CC | 0.38 | 0.62 | 0.89 | 1.16 | 7.15 | 15.43
CSP | 0 | 0 | 0 | 0 | 0 | 0
CT | 0 | 0 | 0 | 0 | 0.06 | 0.07
Coal | 0 | 0 | 0 | 0 | 0 | 0
Geo | 0 | 0 | 0 | 0 | 0 | 0
H | 0 | 0 | 0 | 0 | 0 | 0
LFG | 0 | 0 | 0 | 0 | 0 | 0
Nuc | 0 | 0 | 0 | 0 | 0 | 0
PS | 0 | 0 | 0 | 0 | 0 | 0
PV | 0 | 0 | 0 | 0 | 0 | 0
PeakG | 0 | 0 | 0 | 0 | 0 | 0
PeakO | 0 | 0 | 0 | 0 | 0 | 0
ST | 0 | 0 | 0 | 0 | 0 | 0
STOG | 0 | 0 | 0 | 0 | 0 | 0
STWD | 0 | 0 | 0 | 0 | 0 | 0
WT | 0 | 0 | 0 | 0 | 0 | 0
IGCC | 0 | 0 | 0 | 0 | 0 | 0
DemandResponse | 0 | 0 | 0 | 0 | 0 | 0
IGCC-CCS | 0 | 0 | 0 | 0 | 0 | 0
WT_off | 0 | 0 | 0 | 0 | 0 | 0
PseudoUnit | 0 | 0 | 0 | 0 | 0 | 0
FixedInterchange | 0 | 0 | 0 | 0 | 0 | 0
CO2 Emissions (MMshortTons): MAPP_CA
ReportingType | 2015 | 2020 | 2025 | 2030 | 2035 | 2040
BM | 0 | 0 | 0 | 0 | 0 | 0
CC | 3.93 | 5.18 | 5.44 | 6.59 | 8.15 | 7.26
CSP | 0 | 0 | 0 | 0 | 0 | 0
CT | 0 | 0 | 0 | 0 | 0 | 0
Coal | 0.11 | 0.24 | 0.59 | 2.15 | 4.01 | 4.23
Geo | 0 | 0 | 0 | 0 | 0 | 0
H | 0 | 0 | 0 | 0 | 0 | 0
LFG | 0 | 0 | 0 | 0 | 0 | 0
Nuc | 0 | 0 | 0 | 0 | 0 | 0
PS | 0 | 0 | 0 | 0 | 0 | 0
PV | 0 | 0 | 0 | 0 | 0 | 0
PeakG | 0 | 0 | 0 | 0 | 0 | 0
PeakO | 0 | 0 | 0 | 0 | 0 | 0
ST | 0 | 0 | 0 | 0 | 0 | 0
STOG | 0 | 0 | 0 | 0 | 0 | 0
STWD | 0 | 0 | 0 | 0 | 0 | 0
WT | 0 | 0 | 0 | 0 | 0 | 0
IGCC | 0 | 0 | 0 | 0 | 0 | 0
DemandResponse | 0 | 0 | 0 | 0 | 0 | 0
IGCC-CCS | 0 | 0 | 0 | 0 | 0 | 0
WT_off | 0 | 0 | 0 | 0 | 0 | 0
PseudoUnit | 0 | 0 | 0 | 0 | 0 | 0
FixedInterchange | 0 | 0 | 0 | 0 | 0 | 0
CO2 Emissions (MMshortTons): AZ_NM_SNV_Coal
ReportingType | 2015 | 2020 | 2025 | 2030 | 2035 | 2040
BM | 0 | 0 | 0 | 0 | 0 | 0
CC | 0 | 0 | 0 | 0 | 0 | 0
CSP | 0 | 0 | 0 | 0 | 0 | 0
CT | 0 | 0 | 0 | 0 | 0 | 0
Coal | 74.35 | 80.51 | 80.51 | 80.51 | 80.51 | 134.2
Geo | 0 | 0 | 0 | 0 | 0 | 0
H | 0 | 0 | 0 | 0 | 0 | 0
LFG | 0 | 0 | 0 | 0 | 0 | 0
Nuc | 0 | 0 | 0 | 0 | 0 | 0
PS | 0 | 0 | 0 | 0 | 0 | 0
PV | 0 | 0 | 0 | 0 | 0 | 0
PeakG | 0 | 0 | 0 | 0 | 0 | 0
PeakO | 0 | 0 | 0 | 0 | 0 | 0
ST | 0 | 0 | 0 | 0 | 0 | 0
STOG | 0 | 0 | 0 | 0 | 0 | 0
STWD | 0 | 0 | 0 | 0 | 0 | 0
WT | 0 | 0 | 0 | 0 | 0 | 0
IGCC | 0 | 0 | 0 | 0 | 0 | 0
DemandResponse | 0 | 0 | 0 | 0 | 0 | 0
IGCC-CCS | 0 | 0 | 0 | 0 | 0 | 0
WT_off | 0 | 0 | 0 | 0 | 0 | 0
PseudoUnit | 0 | 0 | 0 | 0 | 0 | 0
FixedInterchange | 0 | 0 | 0 | 0 | 0 | 0
CO2 Emissions (MMshortTons): AZ_NM_SNV_Gas
ReportingType | 2015 | 2020 | 2025 | 2030 | 2035 | 2040
BM | 0 | 0 | 0 | 0 | 0 | 0
CC | 43.95 | 47.58 | 51.01 | 60.96 | 72.96 | 67.64
CSP | 0 | 0 | 0 | 0 | 0 | 0
CT | 0 | 0 | 0.05 | 0.09 | 0 | 0
Coal | 0 | 0 | 0 | 0 | 0 | 0
Geo | 0 | 0 | 0 | 0 | 0 | 0
H | 0 | 0 | 0 | 0 | 0 | 0
LFG | 0 | 0 | 0 | 0 | 0 | 0
Nuc | 0 | 0 | 0 | 0 | 0 | 0
PS | 0 | 0 | 0 | 0 | 0 | 0
PV | 0 | 0 | 0 | 0 | 0 | 0
PeakG | 0 | 0 | 0.17 | 0.31 | 0.46 | 0.1
PeakO | 0 | 0 | 0 | 0 | 0 | 0
ST | 0 | 0 | 0 | 0 | 0 | 0
STOG | 0 | 0 | 0 | 0 | 0 | 0
STWD | 0 | 0 | 0 | 0 | 0 | 0
WT | 0 | 0 | 0 | 0 | 0 | 0
IGCC | 0 | 0 | 0 | 0 | 0 | 0
DemandResponse | 0 | 0 | 0 | 0 | 0 | 0
IGCC-CCS | 0 | 0 | 0 | 0 | 0 | 0
WT_off | 0 | 0 | 0 | 0 | 0 | 0
PseudoUnit | 0 | 0 | 0 | 0 | 0 | 0
FixedInterchange | 0 | 0 | 0 | 0 | 0 | 0
CO2 Emissions (MMshortTons): AZ_NM_SNV_NucRenew
ReportingType | 2015 | 2020 | 2025 | 2030 | 2035 | 2040
BM | 0 | 0 | 0 | 0 | 0 | 0
CC | 0 | 0 | 0 | 0 | 0 | 0
CSP | 0 | 0 | 0 | 0 | 0 | 0
CT | 0 | 0 | 0 | 0 | 0 | 0
Coal | 0 | 0 | 0 | 0 | 0 | 0
Geo | 0 | 0 | 0 | 0 | 0 | 0
H | 0 | 0 | 0 | 0 | 0 | 0
LFG | 0 | 0 | 0 | 0 | 0 | 0
Nuc | 0 | 0 | 0 | 0 | 0 | 0
PS | 0 | 0 | 0 | 0 | 0 | 0
PV | 0 | 0 | 0 | 0 | 0 | 0
PeakG | 0 | 0 | 0 | 0 | 0 | 0
PeakO | 0 | 0 | 0 | 0 | 0 | 0
ST | 0 | 0 | 0 | 0 | 0 | 0
STOG | 0 | 0 | 0 | 0 | 0 | 0
STWD | 0 | 0 | 0 | 0 | 0 | 0
WT | 0 | 0 | 0 | 0 | 0 | 0
IGCC | 0 | 0 | 0 | 0 | 0 | 0
DemandResponse | 0 | 0 | 0 | 0 | 0 | 0
IGCC-CCS | 0 | 0 | 0 | 0 | 0 | 0
WT_off | 0 | 0 | 0 | 0 | 0 | 0
PseudoUnit | 0 | 0 | 0 | 0 | 0 | 0
FixedInterchange | 0 | 0 | 0 | 0 | 0 | 0
CO2 Emissions (MMshortTons): ERCOT
ReportingType | 2015 | 2020 | 2025 | 2030 | 2035 | 2040
BM | 0 | 0 | 0 | 0 | 0 | 0
CC | 68.6 | 72.01 | 68.39 | 72.96 | 79.09 | 84.2
CSP | 0 | 0 | 0 | 0 | 0 | 0
CT | 0 | 0 | 0.01 | 0.01 | 0.01 | 0
Coal | 114.42 | 132 | 157.9 | 157.9 | 157.9 | 157.9
Geo | 0 | 0 | 0 | 0 | 0 | 0
H | 0 | 0 | 0 | 0 | 0 | 0
LFG | 0 | 0 | 0 | 0 | 0 | 0
Nuc | 0 | 0 | 0 | 0 | 0 | 0
PS | 0 | 0 | 0 | 0 | 0 | 0
PV | 0 | 0 | 0 | 0 | 0 | 0
PeakG | 0 | 0.01 | 0.05 | 0.04 | 0.01 | 0
PeakO | 0 | 0 | 0 | 0 | 0 | 0
ST | 0 | 0 | 0 | 0 | 0 | 0
STOG | 2.86 | 3.56 | 4.76 | 4.01 | 3.47 | 2.82
STWD | 0 | 0 | 0 | 0 | 0 | 0
WT | 0 | 0 | 0 | 0 | 0 | 0
IGCC | 0 | 0 | 0 | 0 | 0 | 0
DemandResponse | 0 | 0 | 0 | 0 | 0 | 0
IGCC-CCS | 0 | 0 | 0 | 0 | 0 | 0
WT_off | 0 | 0 | 0 | 0 | 0 | 0
PseudoUnit | 0 | 0 | 0 | 0 | 0 | 0
FixedInterchange | 0 | 0 | 0 | 0 | 0 | 0
CO2 Emissions (MMshortTons): NP15
ReportingType | 2015 | 2020 | 2025 | 2030 | 2035 | 2040
BM | 0 | 0 | 0 | 0 | 0 | 0
CC | 16.15 | 11.1 | 15.22 | 9.39 | 6.9 | 7.01
CSP | 0 | 0 | 0 | 0 | 0 | 0
CT | 0 | 0 | 0 | 0 | 0 | 0
Coal | 0.27 | 0 | 0 | 0 | 0 | 0
Geo | 0 | 0 | 0 | 0 | 0 | 0
H | 0 | 0 | 0 | 0 | 0 | 0
LFG | 0 | 0 | 0 | 0 | 0 | 0
Nuc | 0 | 0 | 0 | 0 | 0 | 0
PS | 0 | 0 | 0 | 0 | 0 | 0
PV | 0 | 0 | 0 | 0 | 0 | 0
PeakG | 0 | 0 | 0 | 0 | 0 | 0.02
PeakO | 0 | 0 | 0 | 0 | 0 | 0
ST | 0 | 0 | 0 | 0 | 0 | 0
STOG | 0.08 | 0.06 | 0.13 | 0.19 | 0.32 | 0.32
STWD | 0 | 0 | 0 | 0 | 0 | 0
WT | 0 | 0 | 0 | 0 | 0 | 0
IGCC | 0 | 0 | 0 | 0 | 0 | 0
DemandResponse | 0 | 0 | 0 | 0 | 0 | 0
IGCC-CCS | 0 | 0 | 0 | 0 | 0 | 0
WT_off | 0 | 0 | 0 | 0 | 0 | 0
PseudoUnit | 0 | 0 | 0 | 0 | 0 | 0
FixedInterchange | 0 | 0 | 0 | 0 | 0 | 0
CO2 Emissions (MMshortTons): NWPP_Coal
ReportingType | 2015 | 2020 | 2025 | 2030 | 2035 | 2040
BM | 0 | 0 | 0 | 0 | 0 | 0
CC | 0 | 0 | 0 | 0 | 0 | 0
CSP | 0 | 0 | 0 | 0 | 0 | 0
CT | 0 | 0 | 0 | 0 | 0 | 0
Coal | 102.65 | 102.63 | 102.63 | 102.63 | 102.11 | 101.92
Geo | 0 | 0 | 0 | 0 | 0 | 0
H | 0 | 0 | 0 | 0 | 0 | 0
LFG | 0 | 0 | 0 | 0 | 0 | 0
Nuc | 0 | 0 | 0 | 0 | 0 | 0
PS | 0 | 0 | 0 | 0 | 0 | 0
PV | 0 | 0 | 0 | 0 | 0 | 0
PeakG | 0 | 0 | 0 | 0 | 0 | 0
PeakO | 0 | 0 | 0 | 0 | 0 | 0
ST | 0 | 0 | 0 | 0 | 0 | 0
STOG | 0 | 0 | 0 | 0 | 0 | 0
STWD | 0 | 0 | 0 | 0 | 0 | 0
WT | 0 | 0 | 0 | 0 | 0 | 0
IGCC | 0 | 0 | 0 | 0 | 0 | 0
DemandResponse | 0 | 0 | 0 | 0 | 0 | 0
IGCC-CCS | 0 | 0 | 0 | 0 | 0 | 0
WT_off | 0 | 0 | 0 | 0 | 0 | 0
PseudoUnit | 0 | 0 | 0 | 0 | 0 | 0
FixedInterchange | 0 | 0 | 0 | 0 | 0 | 0
CO2 Emissions (MMshortTons): NWPP_Gas
ReportingType | 2015 | 2020 | 2025 | 2030 | 2035 | 2040
BM | 0 | 0 | 0 | 0 | 0 | 0
CC | 21.13 | 21.13 | 22.45 | 37.95 | 48.3 | 51.78
CSP | 0 | 0 | 0 | 0 | 0 | 0
CT | 0 | 0 | 0 | 0 | 0 | 0
Coal | 0 | 0 | 0 | 0 | 0 | 7.05
Geo | 0 | 0 | 0 | 0 | 0 | 0
H | 0 | 0 | 0 | 0 | 0 | 0
LFG | 0 | 0 | 0 | 0 | 0 | 0
Nuc | 0 | 0 | 0 | 0 | 0 | 0
PS | 0 | 0 | 0 | 0 | 0 | 0
PV | 0 | 0 | 0 | 0 | 0 | 0
PeakG | 0 | 0 | 0 | 0 | 0 | 0
PeakO | 0 | 0 | 0 | 0 | 0 | 0
ST | 0 | 0 | 0 | 0 | 0 | 0
STOG | 0 | 0 | 0 | 0 | 0 | 0
STWD | 0 | 0 | 0 | 0 | 0 | 0
WT | 0 | 0 | 0 | 0 | 0 | 0
IGCC | 0 | 0 | 0 | 0 | 0 | 0
DemandResponse | 0 | 0 | 0 | 0 | 0 | 0
IGCC-CCS | 0 | 0 | 0 | 0 | 0 | 0
WT_off | 0 | 0 | 0 | 0 | 0 | 0
PseudoUnit | 0 | 0 | 0 | 0 | 0 | 0
FixedInterchange | 0 | 0 | 0 | 0 | 0 | 0
CO2 Emissions (MMshortTons): NWPP_NucRenew
ReportingType | 2015 | 2020 | 2025 | 2030 | 2035 | 2040
BM | 0 | 0 | 0 | 0 | 0 | 0
CC | 0 | 0 | 0 | 0 | 0 | 0
CSP | 0 | 0 | 0 | 0 | 0 | 0
CT | 0 | 0 | 0 | 0 | 0 | 0
Coal | 0 | 0 | 0 | 0 | 0 | 0
Geo | 0 | 0 | 0 | 0 | 0 | 0
H | 0 | 0 | 0 | 0 | 0 | 0
LFG | 0 | 0 | 0 | 0 | 0 | 0
Nuc | 0 | 0 | 0 | 0 | 0 | 0
PS | 0 | 0 | 0 | 0 | 0 | 0
PV | 0 | 0 | 0 | 0 | 0 | 0
PeakG | 0 | 0 | 0 | 0 | 0 | 0
PeakO | 0 | 0 | 0 | 0 | 0 | 0
ST | 0 | 0 | 0 | 0 | 0 | 0
STOG | 0 | 0 | 0 | 0 | 0 | 0
STWD | 0 | 0 | 0 | 0 | 0 | 0
WT | 0 | 0 | 0 | 0 | 0 | 0
IGCC | 0 | 0 | 0 | 0 | 0 | 0
DemandResponse | 0 | 0 | 0 | 0 | 0 | 0
IGCC-CCS | 0 | 0 | 0 | 0 | 0 | 0
WT_off | 0 | 0 | 0 | 0 | 0 | 0
PseudoUnit | 0 | 0 | 0 | 0 | 0 | 0
FixedInterchange | 0 | 0 | 0 | 0 | 0 | 0
CO2 Emissions (MMshortTons): RMPA
ReportingType | 2015 | 2020 | 2025 | 2030 | 2035 | 2040
BM | 0 | 0 | 0 | 0 | 0 | 0
CC | 3.28 | 4.26 | 2.01 | 1.28 | 1.21 | 0.71
CSP | 0 | 0 | 0 | 0 | 0 | 0
CT | 0 | 0 | 0 | 0 | 0 | 0
Coal | 60.85 | 59.46 | 56.63 | 62.35 | 73.76 | 86.1
Geo | 0 | 0 | 0 | 0 | 0 | 0
H | 0 | 0 | 0 | 0 | 0 | 0
LFG | 0 | 0 | 0 | 0 | 0 | 0
Nuc | 0 | 0 | 0 | 0 | 0 | 0
PS | 0 | 0 | 0 | 0 | 0 | 0
PV | 0 | 0 | 0 | 0 | 0 | 0
PeakG | 0.01 | 0.02 | 0 | 0.04 | 0.02 | 0
PeakO | 0 | 0 | 0 | 0 | 0 | 0
ST | 0 | 0 | 0 | 0 | 0 | 0
STOG | 0 | 0 | 0 | 0 | 0 | 0
STWD | 0 | 0 | 0 | 0 | 0 | 0
WT | 0 | 0 | 0 | 0 | 0 | 0
IGCC | 0 | 0 | 0 | 0 | 0 | 0
DemandResponse | 0 | 0 | 0 | 0 | 0 | 0
IGCC-CCS | 0 | 0 | 0 | 0 | 0 | 0
WT_off | 0 | 0 | 0 | 0 | 0 | 0
PseudoUnit | 0 | 0 | 0 | 0 | 0 | 0
FixedInterchange | 0 | 0 | 0 | 0 | 0 | 0
CO2 Emissions (MMshortTons): SP15
ReportingType | 2015 | 2020 | 2025 | 2030 | 2035 | 2040
BM | 0 | 0 | 0 | 0 | 0 | 0
CC | 16.52 | 7.76 | 7.85 | 7.71 | 6.44 | 4.49
CSP | 0 | 0 | 0 | 0 | 0 | 0
CT | 0 | 0 | 0 | 0 | 0 | 0
Coal | 0.9 | 0.9 | 0.9 | 0.55 | 0 | 0
Geo | 0 | 0 | 0 | 0 | 0 | 0
H | 0 | 0 | 0 | 0 | 0 | 0
LFG | 0 | 0 | 0 | 0 | 0 | 0
Nuc | 0 | 0 | 0 | 0 | 0 | 0
PS | 0 | 0 | 0 | 0 | 0 | 0
PV | 0 | 0 | 0 | 0 | 0 | 0
PeakG | 0 | 0 | 0 | 0 | 0 | 0
PeakO | 0 | 0 | 0 | 0 | 0 | 0
ST | 0 | 0 | 0 | 0 | 0 | 0
STOG | 0.13 | 0.13 | 0.04 | 0.1 | 0.25 | 0.34
STWD | 0 | 0 | 0 | 0 | 0 | 0
WT | 0 | 0 | 0 | 0 | 0 | 0
IGCC | 0 | 0 | 0 | 0 | 0 | 0
DemandResponse | 0 | 0 | 0 | 0 | 0 | 0
IGCC-CCS | 0 | 0 | 0 | 0 | 0 | 0
WT_off | 0 | 0 | 0 | 0 | 0 | 0
PseudoUnit | 0 | 0 | 0 | 0 | 0 | 0
FixedInterchange | 0 | 0 | 0 | 0 | 0 | 0
CO2 Emissions (MMshortTons): ALB
ReportingType | 2015 | 2020 | 2025 | 2030 | 2035 | 2040
BM | 0 | 0 | 0 | 0 | 0 | 0
CC | 8.09 | 10.39 | 11.98 | 14.38 | 16.38 | 18.68
CSP | 0 | 0 | 0 | 0 | 0 | 0
CT | 0 | 0 | 0 | 0 | 0 | 0
Coal | 50 | 50 | 50 | 50 | 50 | 50
Geo | 0 | 0 | 0 | 0 | 0 | 0
H | 0 | 0 | 0 | 0 | 0 | 0
LFG | 0 | 0 | 0 | 0 | 0 | 0
Nuc | 0 | 0 | 0 | 0 | 0 | 0
PS | 0 | 0 | 0 | 0 | 0 | 0
PV | 0 | 0 | 0 | 0 | 0 | 0
PeakG | 0 | 0 | 0 | 0 | 0 | 0
PeakO | 0 | 0 | 0 | 0 | 0 | 0
ST | 0 | 0 | 0 | 0 | 0 | 0
STOG | 0 | 0 | 0 | 0 | 0 | 0
STWD | 0 | 0 | 0 | 0 | 0 | 0
WT | 0 | 0 | 0 | 0 | 0 | 0
IGCC | 0 | 0 | 0 | 0 | 0 | 0
DemandResponse | 0 | 0 | 0 | 0 | 0 | 0
IGCC-CCS | 0 | 0 | 0 | 0 | 0 | 0
WT_off | 0 | 0 | 0 | 0 | 0 | 0
PseudoUnit | 0 | 0 | 0 | 0 | 0 | 0
FixedInterchange | 0 | 0 | 0 | 0 | 0 | 0
CO2 Emissions (MMshortTons): BC
ReportingType | 2015 | 2020 | 2025 | 2030 | 2035 | 2040
BM | 0 | 0 | 0 | 0 | 0 | 0
CC | 3.92 | 5.17 | 7.04 | 8.56 | 10.79 | 13.13
CSP | 0 | 0 | 0 | 0 | 0 | 0
CT | 0 | 0 | 0 | 0 | 0 | 0
Coal | 0 | 0 | 0 | 0 | 0 | 0
Geo | 0 | 0 | 0 | 0 | 0 | 0
H | 0 | 0 | 0 | 0 | 0 | 0
LFG | 0 | 0 | 0 | 0 | 0 | 0
Nuc | 0 | 0 | 0 | 0 | 0 | 0
PS | 0 | 0 | 0 | 0 | 0 | 0
PV | 0 | 0 | 0 | 0 | 0 | 0
PeakG | 0 | 0 | 0 | 0 | 0 | 0
PeakO | 0 | 0 | 0 | 0 | 0 | 0
ST | 0 | 0 | 0 | 0 | 0 | 0
STOG | 0 | 0 | 0 | 0 | 0 | 0
STWD | 0 | 0 | 0 | 0 | 0 | 0
WT | 0 | 0 | 0 | 0 | 0 | 0
IGCC | 0 | 0 | 0 | 0 | 0 | 0
DemandResponse | 0 | 0 | 0 | 0 | 0 | 0
IGCC-CCS | 0 | 0 | 0 | 0 | 0 | 0
WT_off | 0 | 0 | 0 | 0 | 0 | 0
PseudoUnit | 0 | 0 | 0 | 0 | 0 | 0
FixedInterchange | 0 | 0 | 0 | 0 | 0 | 0
CO2 Emissions (MMshortTons): HQ_IESO
ReportingType | 2015 | 2020 | 2025 | 2030 | 2035 | 2040
BM | 0 | 0 | 0 | 0 | 0 | 0
CC | 0 | 0 | 0 | 0 | 0 | 0
CSP | 0 | 0 | 0 | 0 | 0 | 0
CT | 0 | 0 | 0 | 0 | 0 | 0
Coal | 0 | 0 | 0 | 0 | 0 | 0
Geo | 0 | 0 | 0 | 0 | 0 | 0
H | 0 | 0 | 0 | 0 | 0 | 0
LFG | 0 | 0 | 0 | 0 | 0 | 0
Nuc | 0 | 0 | 0 | 0 | 0 | 0
PS | 0 | 0 | 0 | 0 | 0 | 0
PV | 0 | 0 | 0 | 0 | 0 | 0
PeakG | 0 | 0 | 0 | 0 | 0 | 0
PeakO | 0 | 0 | 0 | 0 | 0 | 0
ST | 0 | 0 | 0 | 0 | 0 | 0
STOG | 0 | 0 | 0 | 0 | 0 | 0
STWD | 0 | 0 | 0 | 0 | 0 | 0
WT | 0 | 0 | 0 | 0 | 0 | 0
IGCC | 0 | 0 | 0 | 0 | 0 | 0
DemandResponse | 0 | 0 | 0 | 0 | 0 | 0
IGCC-CCS | 0 | 0 | 0 | 0 | 0 | 0
WT_off | 0 | 0 | 0 | 0 | 0 | 0
PseudoUnit | 0 | 0 | 0 | 0 | 0 | 0
FixedInterchange | 0 | 0 | 0 | 0 | 0 | 0
CO2 Emissions (MMshortTons): HQ_NEISO
ReportingType | 2015 | 2020 | 2025 | 2030 | 2035 | 2040
BM | 0 | 0 | 0 | 0 | 0 | 0
CC | 0 | 0 | 0 | 0 | 0 | 0
CSP | 0 | 0 | 0 | 0 | 0 | 0
CT | 0 | 0 | 0 | 0 | 0 | 0
Coal | 0 | 0 | 0 | 0 | 0 | 0
Geo | 0 | 0 | 0 | 0 | 0 | 0
H | 0 | 0 | 0 | 0 | 0 | 0
LFG | 0 | 0 | 0 | 0 | 0 | 0
Nuc | 0 | 0 | 0 | 0 | 0 | 0
PS | 0 | 0 | 0 | 0 | 0 | 0
PV | 0 | 0 | 0 | 0 | 0 | 0
PeakG | 0 | 0 | 0 | 0 | 0 | 0
PeakO | 0 | 0 | 0 | 0 | 0 | 0
ST | 0 | 0 | 0 | 0 | 0 | 0
STOG | 0 | 0 | 0 | 0 | 0 | 0
STWD | 0 | 0 | 0 | 0 | 0 | 0
WT | 0 | 0 | 0 | 0 | 0 | 0
IGCC | 0 | 0 | 0 | 0 | 0 | 0
DemandResponse | 0 | 0 | 0 | 0 | 0 | 0
IGCC-CCS | 0 | 0 | 0 | 0 | 0 | 0
WT_off | 0 | 0 | 0 | 0 | 0 | 0
PseudoUnit | 0 | 0 | 0 | 0 | 0 | 0
FixedInterchange | 0 | 0 | 0 | 0 | 0 | 0
CO2 Emissions (MMshortTons): HQ_NY
ReportingType | 2015 | 2020 | 2025 | 2030 | 2035 | 2040
BM | 0 | 0 | 0 | 0 | 0 | 0
CC | 0 | 0 | 0 | 0 | 0 | 0
CSP | 0 | 0 | 0 | 0 | 0 | 0
CT | 0 | 0 | 0 | 0 | 0 | 0
Coal | 0 | 0 | 0 | 0 | 0 | 0
Geo | 0 | 0 | 0 | 0 | 0 | 0
H | 0 | 0 | 0 | 0 | 0 | 0
LFG | 0 | 0 | 0 | 0 | 0 | 0
Nuc | 0 | 0 | 0 | 0 | 0 | 0
PS | 0 | 0 | 0 | 0 | 0 | 0
PV | 0 | 0 | 0 | 0 | 0 | 0
PeakG | 0 | 0 | 0 | 0 | 0 | 0
PeakO | 0 | 0 | 0 | 0 | 0 | 0
ST | 0 | 0 | 0 | 0 | 0 | 0
STOG | 0 | 0 | 0 | 0 | 0 | 0
STWD | 0 | 0 | 0 | 0 | 0 | 0
WT | 0 | 0 | 0 | 0 | 0 | 0
IGCC | 0 | 0 | 0 | 0 | 0 | 0
DemandResponse | 0 | 0 | 0 | 0 | 0 | 0
IGCC-CCS | 0 | 0 | 0 | 0 | 0 | 0
WT_off | 0 | 0 | 0 | 0 | 0 | 0
PseudoUnit | 0 | 0 | 0 | 0 | 0 | 0
FixedInterchange | 0 | 0 | 0 | 0 | 0 | 0
CO2 Emissions (MMshortTons): MARITIMES
ReportingType | 2015 | 2020 | 2025 | 2030 | 2035 | 2040
BM | 0 | 0 | 0 | 0 | 0 | 0
CC | 0 | 0 | 0 | 0 | 0 | 0
CSP | 0 | 0 | 0 | 0 | 0 | 0
CT | 0 | 0 | 0 | 0 | 0 | 0
Coal | 0 | 0 | 0 | 0 | 0 | 0
Geo | 0 | 0 | 0 | 0 | 0 | 0
H | 0 | 0 | 0 | 0 | 0 | 0
LFG | 0 | 0 | 0 | 0 | 0 | 0
Nuc | 0 | 0 | 0 | 0 | 0 | 0
PS | 0 | 0 | 0 | 0 | 0 | 0
PV | 0 | 0 | 0 | 0 | 0 | 0
PeakG | 0 | 0 | 0 | 0 | 0 | 0
PeakO | 0 | 0 | 0 | 0 | 0 | 0
ST | 0 | 0 | 0 | 0 | 0 | 0
STOG | 0 | 0 | 0 | 0 | 0 | 0
STWD | 0 | 0 | 0 | 0 | 0 | 0
WT | 0 | 0 | 0 | 0 | 0 | 0
IGCC | 0 | 0 | 0 | 0 | 0 | 0
DemandResponse | 0 | 0 | 0 | 0 | 0 | 0
IGCC-CCS | 0 | 0 | 0 | 0 | 0 | 0
WT_off | 0 | 0 | 0 | 0 | 0 | 0
PseudoUnit | 0 | 0 | 0 | 0 | 0 | 0
FixedInterchange | 0 | 0 | 0 | 0 | 0 | 0
CO2 Emissions (MMshortTons): All
ReportingType | 2015 | 2020 | 2025 | 2030 | 2035 | 2040
BM | 0 | 0 | 0 | 0 | 0 | 0
CC | 482.28 | 545.88 | 545.8 | 614.26 | 727.86 | 791.36
CSP | 0 | 0 | 0 | 0 | 0 | 0
CT | 0.63 | 0.94 | 1.24 | 1.44 | 2.26 | 2.37
Coal | 1859.85 | 1762.2 | 1904.76 | 1951.66 | 2072.02 | 2288.9
Geo | 0 | 0 | 0 | 0 | 0 | 0
H | 0 | 0 | 0 | 0 | 0 | 0
LFG | 0 | 0 | 0 | 0 | 0 | 0
Nuc | 0 | 0 | 0 | 0 | 0 | 0
PS | 0 | 0 | 0 | 0 | 0 | 0
PV | 0 | 0 | 0 | 0 | 0 | 0
PeakG | 2.2 | 2.71 | 4.24 | 3.94 | 4.09 | 2.32
PeakO | 0 | 0 | 0 | 0 | 0 | 0
ST | 0 | 0 | 0 | 0 | 0 | 0
STOG | 9.9 | 11.71 | 13.75 | 12.69 | 12.51 | 11.32
STWD | 0 | 0 | 0 | 0 | 0 | 0
WT | 0 | 0 | 0 | 0 | 0 | 0
IGCC | 4.15 | 4.15 | 4.15 | 4.15 | 4.15 | 4.15
DemandResponse | 0 | 0 | 0 | 0 | 0 | 0
IGCC-CCS | 0 | 0 | 0 | 0 | 0 | 0
WT_off | 0 | 0 | 0 | 0 | 0 | 0
PseudoUnit | 0 | 0 | 0 | 0 | 0 | 0
FixedInterchange | 0 | 0 | 0 | 0 | 0 | 0
CO2 Emissions (MMshortTons): EI_US
ReportingType | 2015 | 2020 | 2025 | 2030 | 2035 | 2040
BM | 0 | 0 | 0 | 0 | 0 | 0
CC | 296.33 | 360.67 | 353.52 | 393.32 | 470.49 | 521.03
CSP | 0 | 0 | 0 | 0 | 0 | 0
CT | 0.63 | 0.94 | 1.18 | 1.35 | 2.19 | 2.3
Coal | 1456.31 | 1336.46 | 1455.6 | 1495.57 | 1603.74 | 1747.51
Geo | 0 | 0 | 0 | 0 | 0 | 0
H | 0 | 0 | 0 | 0 | 0 | 0
LFG | 0 | 0 | 0 | 0 | 0 | 0
Nuc | 0 | 0 | 0 | 0 | 0 | 0
PS | 0 | 0 | 0 | 0 | 0 | 0
PV | 0 | 0 | 0 | 0 | 0 | 0
PeakG | 2.2 | 2.69 | 4.01 | 3.55 | 3.6 | 2.19
PeakO | 0 | 0 | 0 | 0 | 0 | 0
ST | 0 | 0 | 0 | 0 | 0 | 0
STOG | 6.82 | 7.96 | 8.82 | 8.4 | 8.46 | 7.84
STWD | 0 | 0 | 0 | 0 | 0 | 0
WT | 0 | 0 | 0 | 0 | 0 | 0
IGCC | 4.15 | 4.15 | 4.15 | 4.15 | 4.15 | 4.15
DemandResponse | 0 | 0 | 0 | 0 | 0 | 0
IGCC-CCS | 0 | 0 | 0 | 0 | 0 | 0
WT_off | 0 | 0 | 0 | 0 | 0 | 0
PseudoUnit | 0 | 0 | 0 | 0 | 0 | 0
FixedInterchange | 0 | 0 | 0 | 0 | 0 | 0
CO2 Emissions (MMshortTons): EI_Canada
ReportingType | 2015 | 2020 | 2025 | 2030 | 2035 | 2040
BM | 0 | 0 | 0 | 0 | 0 | 0
CC | 4.31 | 5.81 | 6.33 | 7.75 | 15.31 | 22.7
CSP | 0 | 0 | 0 | 0 | 0 | 0
CT | 0 | 0 | 0 | 0 | 0.06 | 0.07
Coal | 0.11 | 0.24 | 0.59 | 2.15 | 4.01 | 4.23
Geo | 0 | 0 | 0 | 0 | 0 | 0
H | 0 | 0 | 0 | 0 | 0 | 0
LFG | 0 | 0 | 0 | 0 | 0 | 0
Nuc | 0 | 0 | 0 | 0 | 0 | 0
PS | 0 | 0 | 0 | 0 | 0 | 0
PV | 0 | 0 | 0 | 0 | 0 | 0
PeakG | 0 | 0 | 0 | 0 | 0 | 0
PeakO | 0 | 0 | 0 | 0 | 0 | 0
ST | 0 | 0 | 0 | 0 | 0 | 0
STOG | 0 | 0 | 0 | 0 | 0 | 0
STWD | 0 | 0 | 0 | 0 | 0 | 0
WT | 0 | 0 | 0 | 0 | 0 | 0
IGCC | 0 | 0 | 0 | 0 | 0 | 0
DemandResponse | 0 | 0 | 0 | 0 | 0 | 0
IGCC-CCS | 0 | 0 | 0 | 0 | 0 | 0
WT_off | 0 | 0 | 0 | 0 | 0 | 0
PseudoUnit | 0 | 0 | 0 | 0 | 0 | 0
FixedInterchange | 0 | 0 | 0 | 0 | 0 | 0
CO2 Emissions (MMshortTons): EI
ReportingType | 2015 | 2020 | 2025 | 2030 | 2035 | 2040
BM | 0 | 0 | 0 | 0 | 0 | 0
CC | 300.64 | 366.47 | 359.85 | 401.08 | 485.79 | 543.72
CSP | 0 | 0 | 0 | 0 | 0 | 0
CT | 0.63 | 0.94 | 1.18 | 1.35 | 2.26 | 2.37
Coal | 1456.43 | 1336.7 | 1456.2 | 1497.72 | 1607.75 | 1751.73
Geo | 0 | 0 | 0 | 0 | 0 | 0
H | 0 | 0 | 0 | 0 | 0 | 0
LFG | 0 | 0 | 0 | 0 | 0 | 0
Nuc | 0 | 0 | 0 | 0 | 0 | 0
PS | 0 | 0 | 0 | 0 | 0 | 0
PV | 0 | 0 | 0 | 0 | 0 | 0
PeakG | 2.2 | 2.69 | 4.01 | 3.55 | 3.6 | 2.19
PeakO | 0 | 0 | 0 | 0 | 0 | 0
ST | 0 | 0 | 0 | 0 | 0 | 0
STOG | 6.82 | 7.96 | 8.82 | 8.4 | 8.46 | 7.84
STWD | 0 | 0 | 0 | 0 | 0 | 0
WT | 0 | 0 | 0 | 0 | 0 | 0
IGCC | 4.15 | 4.15 | 4.15 | 4.15 | 4.15 | 4.15
DemandResponse | 0 | 0 | 0 | 0 | 0 | 0
IGCC-CCS | 0 | 0 | 0 | 0 | 0 | 0
WT_off | 0 | 0 | 0 | 0 | 0 | 0
PseudoUnit | 0 | 0 | 0 | 0 | 0 | 0
FixedInterchange | 0 | 0 | 0 | 0 | 0 | 0
CO2 Emissions (MMshortTons): Outside_EI
ReportingType | 2015 | 2020 | 2025 | 2030 | 2035 | 2040
BM | 0 | 0 | 0 | 0 | 0 | 0
CC | 181.64 | 179.4 | 185.95 | 213.19 | 242.07 | 247.64
CSP | 0 | 0 | 0 | 0 | 0 | 0
CT | 0 | 0 | 0.05 | 0.1 | 0.01 | 0
Coal | 403.42 | 425.5 | 448.57 | 453.94 | 464.27 | 537.17
Geo | 0 | 0 | 0 | 0 | 0 | 0
H | 0 | 0 | 0 | 0 | 0 | 0
LFG | 0 | 0 | 0 | 0 | 0 | 0
Nuc | 0 | 0 | 0 | 0 | 0 | 0
PS | 0 | 0 | 0 | 0 | 0 | 0
PV | 0 | 0 | 0 | 0 | 0 | 0
PeakG | 0.01 | 0.02 | 0.22 | 0.39 | 0.49 | 0.12
PeakO | 0 | 0 | 0 | 0 | 0 | 0
ST | 0 | 0 | 0 | 0 | 0 | 0
STOG | 3.07 | 3.76 | 4.93 | 4.29 | 4.05 | 3.48
STWD | 0 | 0 | 0 | 0 | 0 | 0
WT | 0 | 0 | 0 | 0 | 0 | 0
IGCC | 0 | 0 | 0 | 0 | 0 | 0
DemandResponse | 0 | 0 | 0 | 0 | 0 | 0
IGCC-CCS | 0 | 0 | 0 | 0 | 0 | 0
WT_off | 0 | 0 | 0 | 0 | 0 | 0
PseudoUnit | 0 | 0 | 0 | 0 | 0 | 0
FixedInterchange | 0 | 0 | 0 | 0 | 0 | 0
CO2 Emissions (MMmetricTons): Entergy
ReportingType | 2015 | 2020 | 2025 | 2030 | 2035 | 2040
BM | 0 | 0 | 0 | 0 | 0 | 0
CC | 25.77 | 33.97 | 31.47 | 32.85 | 37.25 | 36.93
CSP | 0 | 0 | 0 | 0 | 0 | 0
CT | 0 | 0 | 0 | 0 | 0 | 0
Coal | 58.32 | 46.66 | 56.82 | 58.58 | 58.3 | 58.3
Geo | 0 | 0 | 0 | 0 | 0 | 0
H | 0 | 0 | 0 | 0 | 0 | 0
LFG | 0 | 0 | 0 | 0 | 0 | 0
Nuc | 0 | 0 | 0 | 0 | 0 | 0
PS | 0 | 0 | 0 | 0 | 0 | 0
PV | 0 | 0 | 0 | 0 | 0 | 0
PeakG | 0 | 0 | 0.02 | 0.01 | 0 | 0
PeakO | 0 | 0 | 0 | 0 | 0 | 0
ST | 0 | 0 | 0 | 0 | 0 | 0
STOG | 0.74 | 0.82 | 0.81 | 0.81 | 0.82 | 0.76
STWD | 0 | 0 | 0 | 0 | 0 | 0
WT | 0 | 0 | 0 | 0 | 0 | 0
IGCC | 0 | 0 | 0 | 0 | 0 | 0
DemandResponse | 0 | 0 | 0 | 0 | 0 | 0
IGCC-CCS | 0 | 0 | 0 | 0 | 0 | 0
WT_off | 0 | 0 | 0 | 0 | 0 | 0
PseudoUnit | 0 | 0 | 0 | 0 | 0 | 0
FixedInterchange | 0 | 0 | 0 | 0 | 0 | 0
CO2 Emissions (MMmetricTons): FRCC
ReportingType | 2015 | 2020 | 2025 | 2030 | 2035 | 2040
BM | 0 | 0 | 0 | 0 | 0 | 0
CC | 57.76 | 64.68 | 68.33 | 75.58 | 86.89 | 99.43
CSP | 0 | 0 | 0 | 0 | 0 | 0
CT | 0.53 | 0.58 | 0.57 | 0.42 | 0.2 | 0.06
Coal | 53.28 | 51.8 | 57.58 | 58.44 | 59.8 | 59.8
Geo | 0 | 0 | 0 | 0 | 0 | 0
H | 0 | 0 | 0 | 0 | 0 | 0
LFG | 0 | 0 | 0 | 0 | 0 | 0
Nuc | 0 | 0 | 0 | 0 | 0 | 0
PS | 0 | 0 | 0 | 0 | 0 | 0
PV | 0 | 0 | 0 | 0 | 0 | 0
PeakG | 0.26 | 0.24 | 0.28 | 0.11 | 0.06 | 0.03
PeakO | 0 | 0 | 0 | 0 | 0 | 0
ST | 0 | 0 | 0 | 0 | 0 | 0
STOG | 1.97 | 1.69 | 1.67 | 1.36 | 0.94 | 0.77
STWD | 0 | 0 | 0 | 0 | 0 | 0
WT | 0 | 0 | 0 | 0 | 0 | 0
IGCC | 0 | 0 | 0 | 0 | 0 | 0
DemandResponse | 0 | 0 | 0 | 0 | 0 | 0
IGCC-CCS | 0 | 0 | 0 | 0 | 0 | 0
WT_off | 0 | 0 | 0 | 0 | 0 | 0
PseudoUnit | 0 | 0 | 0 | 0 | 0 | 0
FixedInterchange | 0 | 0 | 0 | 0 | 0 | 0
CO2 Emissions (MMmetricTons): MAPP_US
ReportingType | 2015 | 2020 | 2025 | 2030 | 2035 | 2040
BM | 0 | 0 | 0 | 0 | 0 | 0
CC | 0.08 | 0.1 | 0.1 | 0.14 | 0.11 | 0.1
CSP | 0 | 0 | 0 | 0 | 0 | 0
CT | 0 | 0 | 0 | 0 | 0 | 0
Coal | 20.75 | 20.14 | 20.31 | 20.41 | 20.43 | 21.62
Geo | 0 | 0 | 0 | 0 | 0 | 0
H | 0 | 0 | 0 | 0 | 0 | 0
LFG | 0 | 0 | 0 | 0 | 0 | 0
Nuc | 0 | 0 | 0 | 0 | 0 | 0
PS | 0 | 0 | 0 | 0 | 0 | 0
PV | 0 | 0 | 0 | 0 | 0 | 0
PeakG | 0.02 | 0.04 | 0.05 | 0.07 | 0.1 | 0.05
PeakO | 0 | 0 | 0 | 0 | 0 | 0
ST | 0 | 0 | 0 | 0 | 0 | 0
STOG | 0 | 0 | 0 | 0 | 0 | 0
STWD | 0 | 0 | 0 | 0 | 0 | 0
WT | 0 | 0 | 0 | 0 | 0 | 0
IGCC | 0 | 0 | 0 | 0 | 0 | 0
DemandResponse | 0 | 0 | 0 | 0 | 0 | 0
IGCC-CCS | 0 | 0 | 0 | 0 | 0 | 0
WT_off | 0 | 0 | 0 | 0 | 0 | 0
PseudoUnit | 0 | 0 | 0 | 0 | 0 | 0
FixedInterchange | 0 | 0 | 0 | 0 | 0 | 0
CO2 Emissions (MMmetricTons): MISO_IN
ReportingType | 2015 | 2020 | 2025 | 2030 | 2035 | 2040
BM | 0 | 0 | 0 | 0 | 0 | 0
CC | 1.68 | 7.67 | 8.58 | 12.43 | 16.59 | 15.81
CSP | 0 | 0 | 0 | 0 | 0 | 0
CT | 0 | 0 | 0 | 0 | 0 | 0
Coal | 81.96 | 82.97 | 88.38 | 90.25 | 94.25 | 95.54
Geo | 0 | 0 | 0 | 0 | 0 | 0
H | 0 | 0 | 0 | 0 | 0 | 0
LFG | 0 | 0 | 0 | 0 | 0 | 0
Nuc | 0 | 0 | 0 | 0 | 0 | 0
PS | 0 | 0 | 0 | 0 | 0 | 0
PV | 0 | 0 | 0 | 0 | 0 | 0
PeakG | 0 | 0.02 | 0.04 | 0.03 | 0.01 | 0.02
PeakO | 0 | 0 | 0 | 0 | 0 | 0
ST | 0 | 0 | 0 | 0 | 0 | 0
STOG | 0.03 | 0.03 | 0.07 | 0.03 | 0.05 | 0.04
STWD | 0 | 0 | 0 | 0 | 0 | 0
WT | 0 | 0 | 0 | 0 | 0 | 0
IGCC | 3.76 | 3.76 | 3.76 | 3.76 | 3.76 | 3.76
DemandResponse | 0 | 0 | 0 | 0 | 0 | 0
IGCC-CCS | 0 | 0 | 0 | 0 | 0 | 0
WT_off | 0 | 0 | 0 | 0 | 0 | 0
PseudoUnit | 0 | 0 | 0 | 0 | 0 | 0
FixedInterchange | 0 | 0 | 0 | 0 | 0 | 0
CO2 Emissions (MMmetricTons): MISO_MI
ReportingType | 2015 | 2020 | 2025 | 2030 | 2035 | 2040
BM | 0 | 0 | 0 | 0 | 0 | 0
CC | 6.25 | 5.89 | 4.53 | 3.1 | 4.03 | 3.14
CSP | 0 | 0 | 0 | 0 | 0 | 0
CT | 0 | 0 | 0 | 0 | 0 | 0
Coal | 49.72 | 42.81 | 46.63 | 48.29 | 49.03 | 49.03
Geo | 0 | 0 | 0 | 0 | 0 | 0
H | 0 | 0 | 0 | 0 | 0 | 0
LFG | 0 | 0 | 0 | 0 | 0 | 0
Nuc | 0 | 0 | 0 | 0 | 0 | 0
PS | 0 | 0 | 0 | 0 | 0 | 0
PV | 0 | 0 | 0 | 0 | 0 | 0
PeakG | 0.01 | 0.02 | 0.07 | 0.07 | 0.06 | 0
PeakO | 0 | 0 | 0 | 0 | 0 | 0
ST | 0 | 0 | 0 | 0 | 0 | 0
STOG | 0.24 | 0.34 | 0.34 | 0.34 | 0.38 | 0.34
STWD | 0 | 0 | 0 | 0 | 0 | 0
WT | 0 | 0 | 0 | 0 | 0 | 0
IGCC | 0 | 0 | 0 | 0 | 0 | 0
DemandResponse | 0 | 0 | 0 | 0 | 0 | 0
IGCC-CCS | 0 | 0 | 0 | 0 | 0 | 0
WT_off | 0 | 0 | 0 | 0 | 0 | 0
PseudoUnit | 0 | 0 | 0 | 0 | 0 | 0
FixedInterchange | 0 | 0 | 0 | 0 | 0 | 0
CO2 Emissions (MMmetricTons): MISO_MO-IL
ReportingType | 2015 | 2020 | 2025 | 2030 | 2035 | 2040
BM | 0 | 0 | 0 | 0 | 0 | 0
CC | 1.21 | 1.83 | 0.96 | 0.94 | 1.04 | 0.65
CSP | 0 | 0 | 0 | 0 | 0 | 0
CT | 0 | 0 | 0 | 0 | 0 | 0
Coal | 97.17 | 78.41 | 87.83 | 93.82 | 97.19 | 97.19
Geo | 0 | 0 | 0 | 0 | 0 | 0
H | 0 | 0 | 0 | 0 | 0 | 0
LFG | 0 | 0 | 0 | 0 | 0 | 0
Nuc | 0 | 0 | 0 | 0 | 0 | 0
PS | 0 | 0 | 0 | 0 | 0 | 0
PV | 0 | 0 | 0 | 0 | 0 | 0
PeakG | 0.09 | 0.12 | 0.15 | 0.17 | 0.26 | 0.26
PeakO | 0 | 0 | 0 | 0 | 0 | 0
ST | 0 | 0 | 0 | 0 | 0 | 0
STOG | 0.04 | 0.07 | 0.07 | 0.04 | 0.04 | 0.01
STWD | 0 | 0 | 0 | 0 | 0 | 0
WT | 0 | 0 | 0 | 0 | 0 | 0
IGCC | 0 | 0 | 0 | 0 | 0 | 0
DemandResponse | 0 | 0 | 0 | 0 | 0 | 0
IGCC-CCS | 0 | 0 | 0 | 0 | 0 | 0
WT_off | 0 | 0 | 0 | 0 | 0 | 0
PseudoUnit | 0 | 0 | 0 | 0 | 0 | 0
FixedInterchange | 0 | 0 | 0 | 0 | 0 | 0
CO2 Emissions (MMmetricTons): MISO_W
ReportingType | 2015 | 2020 | 2025 | 2030 | 2035 | 2040
BM | 0 | 0 | 0 | 0 | 0 | 0
CC | 4.13 | 3.75 | 2.42 | 2.04 | 2.36 | 1.1
CSP | 0 | 0 | 0 | 0 | 0 | 0
CT | 0 | 0 | 0 | 0 | 0 | 0
Coal | 89.94 | 79.83 | 81.24 | 81.62 | 87.36 | 135.37
Geo | 0 | 0 | 0 | 0 | 0 | 0
H | 0 | 0 | 0 | 0 | 0 | 0
LFG | 0 | 0 | 0 | 0 | 0 | 0
Nuc | 0 | 0 | 0 | 0 | 0 | 0
PS | 0 | 0 | 0 | 0 | 0 | 0
PV | 0 | 0 | 0 | 0 | 0 | 0
PeakG | 0.2 | 0.12 | 0.15 | 0.16 | 0.59 | 0.05
PeakO | 0 | 0 | 0 | 0 | 0 | 0
ST | 0 | 0 | 0 | 0 | 0 | 0
STOG | 0.02 | 0 | 0 | 0 | 0.01 | 0
STWD | 0 | 0 | 0 | 0 | 0 | 0
WT | 0 | 0 | 0 | 0 | 0 | 0
IGCC | 0 | 0 | 0 | 0 | 0 | 0
DemandResponse | 0 | 0 | 0 | 0 | 0 | 0
IGCC-CCS | 0 | 0 | 0 | 0 | 0 | 0
WT_off | 0 | 0 | 0 | 0 | 0 | 0
PseudoUnit | 0 | 0 | 0 | 0 | 0 | 0
FixedInterchange | 0 | 0 | 0 | 0 | 0 | 0
CO2 Emissions (MMmetricTons): MISO_WUMS
ReportingType | 2015 | 2020 | 2025 | 2030 | 2035 | 2040
BM | 0 | 0 | 0 | 0 | 0 | 0
CC | 6.7 | 14.44 | 12.58 | 11.19 | 16.18 | 12.86
CSP | 0 | 0 | 0 | 0 | 0 | 0
CT | 0 | 0.08 | 0.16 | 0.16 | 0.41 | 0.44
Coal | 24.96 | 23.85 | 28.23 | 31.87 | 34.04 | 34.04
Geo | 0 | 0 | 0 | 0 | 0 | 0
H | 0 | 0 | 0 | 0 | 0 | 0
LFG | 0 | 0 | 0 | 0 | 0 | 0
Nuc | 0 | 0 | 0 | 0 | 0 | 0
PS | 0 | 0 | 0 | 0 | 0 | 0
PV | 0 | 0 | 0 | 0 | 0 | 0
PeakG | 0.02 | 0 | 0 | 0 | 0 | 0
PeakO | 0 | 0 | 0 | 0 | 0 | 0
ST | 0 | 0 | 0 | 0 | 0 | 0
STOG | 0 | 0 | 0 | 0 | 0 | 0
STWD | 0 | 0 | 0 | 0 | 0 | 0
WT | 0 | 0 | 0 | 0 | 0 | 0
IGCC | 0 | 0 | 0 | 0 | 0 | 0
DemandResponse | 0 | 0 | 0 | 0 | 0 | 0
IGCC-CCS | 0 | 0 | 0 | 0 | 0 | 0
WT_off | 0 | 0 | 0 | 0 | 0 | 0
PseudoUnit | 0 | 0 | 0 | 0 | 0 | 0
FixedInterchange | 0 | 0 | 0 | 0 | 0 | 0
CO2 Emissions (MMmetricTons): Nebraska
ReportingType | 2015 | 2020 | 2025 | 2030 | 2035 | 2040
BM | 0 | 0 | 0 | 0 | 0 | 0
CC | 0.28 | 0.19 | 0.19 | 0.19 | 0.13 | 0.12
CSP | 0 | 0 | 0 | 0 | 0 | 0
CT | 0 | 0 | 0 | 0 | 0 | 0
Coal | 32.1 | 32.07 | 32.07 | 32.07 | 48.87 | 51.73
Geo | 0 | 0 | 0 | 0 | 0 | 0
H | 0 | 0 | 0 | 0 | 0 | 0
LFG | 0 | 0 | 0 | 0 | 0 | 0
Nuc | 0 | 0 | 0 | 0 | 0 | 0
PS | 0 | 0 | 0 | 0 | 0 | 0
PV | 0 | 0 | 0 | 0 | 0 | 0
PeakG | 0.05 | 0.06 | 0.08 | 0.11 | 0.08 | 0.01
PeakO | 0 | 0 | 0 | 0 | 0 | 0
ST | 0 | 0 | 0 | 0 | 0 | 0
STOG | 0 | 0 | 0 | 0 | 0 | 0
STWD | 0 | 0 | 0 | 0 | 0 | 0
WT | 0 | 0 | 0 | 0 | 0 | 0
IGCC | 0 | 0 | 0 | 0 | 0 | 0
DemandResponse | 0 | 0 | 0 | 0 | 0 | 0
IGCC-CCS | 0 | 0 | 0 | 0 | 0 | 0
WT_off | 0 | 0 | 0 | 0 | 0 | 0
PseudoUnit | 0 | 0 | 0 | 0 | 0 | 0
FixedInterchange | 0 | 0 | 0 | 0 | 0 | 0
CO2 Emissions (MMmetricTons): NEISO
ReportingType | 2015 | 2020 | 2025 | 2030 | 2035 | 2040
BM | 0 | 0 | 0 | 0 | 0 | 0
CC | 16.73 | 13.61 | 14.22 | 16.23 | 21.34 | 25.45
CSP | 0 | 0 | 0 | 0 | 0 | 0
CT | 0 | 0.01 | 0 | 0.01 | 0.05 | 0.07
Coal | 0.03 | 0 | 0 | 0 | 0 | 0
Geo | 0 | 0 | 0 | 0 | 0 | 0
H | 0 | 0 | 0 | 0 | 0 | 0
LFG | 0 | 0 | 0 | 0 | 0 | 0
Nuc | 0 | 0 | 0 | 0 | 0 | 0
PS | 0 | 0 | 0 | 0 | 0 | 0
PV | 0 | 0 | 0 | 0 | 0 | 0
PeakG | 0.01 | 0.02 | 0.02 | 0.02 | 0.06 | 0.05
PeakO | 0 | 0 | 0 | 0 | 0 | 0
ST | 0 | 0 | 0 | 0 | 0 | 0
STOG | 0 | 0 | 0 | 0 | 0 | 0
STWD | 0 | 0 | 0 | 0 | 0 | 0
WT | 0 | 0 | 0 | 0 | 0 | 0
IGCC | 0 | 0 | 0 | 0 | 0 | 0
DemandResponse | 0 | 0 | 0 | 0 | 0 | 0
IGCC-CCS | 0 | 0 | 0 | 0 | 0 | 0
WT_off | 0 | 0 | 0 | 0 | 0 | 0
PseudoUnit | 0 | 0 | 0 | 0 | 0 | 0
FixedInterchange | 0 | 0 | 0 | 0 | 0 | 0
CO2 Emissions (MMmetricTons): NonRTO_Midwest
ReportingType | 2015 | 2020 | 2025 | 2030 | 2035 | 2040
BM | 0 | 0 | 0 | 0 | 0 | 0
CC | 0 | 0.82 | 0.92 | 1.12 | 1.17 | 1.6
CSP | 0 | 0 | 0 | 0 | 0 | 0
CT | 0 | 0.03 | 0.03 | 0.05 | 0.16 | 0.22
Coal | 56.93 | 58.81 | 60.27 | 61.21 | 63.79 | 64.67
Geo | 0 | 0 | 0 | 0 | 0 | 0
H | 0 | 0 | 0 | 0 | 0 | 0
LFG | 0 | 0 | 0 | 0 | 0 | 0
Nuc | 0 | 0 | 0 | 0 | 0 | 0
PS | 0 | 0 | 0 | 0 | 0 | 0
PV | 0 | 0 | 0 | 0 | 0 | 0
PeakG | 0.09 | 0.12 | 0.14 | 0.15 | 0.17 | 0.15
PeakO | 0 | 0 | 0 | 0 | 0 | 0
ST | 0 | 0 | 0 | 0 | 0 | 0
STOG | 0 | 0 | 0 | 0 | 0 | 0
STWD | 0 | 0 | 0 | 0 | 0 | 0
WT | 0 | 0 | 0 | 0 | 0 | 0
IGCC | 0 | 0 | 0 | 0 | 0 | 0
DemandResponse | 0 | 0 | 0 | 0 | 0 | 0
IGCC-CCS | 0 | 0 | 0 | 0 | 0 | 0
WT_off | 0 | 0 | 0 | 0 | 0 | 0
PseudoUnit | 0 | 0 | 0 | 0 | 0 | 0
FixedInterchange | 0 | 0 | 0 | 0 | 0 | 0
CO2 Emissions (MMmetricTons): NYISO_A-F
ReportingType | 2015 | 2020 | 2025 | 2030 | 2035 | 2040
BM | 0 | 0 | 0 | 0 | 0 | 0
CC | 2.5 | 3.91 | 4.7 | 5.48 | 4.43 | 5.64
CSP | 0 | 0 | 0 | 0 | 0 | 0
CT | 0 | 0 | 0 | 0 | 0 | 0
Coal | 0 | 0 | 0 | 0 | 0 | 0
Geo | 0 | 0 | 0 | 0 | 0 | 0
H | 0 | 0 | 0 | 0 | 0 | 0
LFG | 0 | 0 | 0 | 0 | 0 | 0
Nuc | 0 | 0 | 0 | 0 | 0 | 0
PS | 0 | 0 | 0 | 0 | 0 | 0
PV | 0 | 0 | 0 | 0 | 0 | 0
PeakG | 0 | 0 | 0 | 0 | 0.01 | 0.01
PeakO | 0 | 0 | 0 | 0 | 0 | 0
ST | 0 | 0 | 0 | 0 | 0 | 0
STOG | 0 | 0 | 0 | 0 | 0 | 0
STWD | 0 | 0 | 0 | 0 | 0 | 0
WT | 0 | 0 | 0 | 0 | 0 | 0
IGCC | 0 | 0 | 0 | 0 | 0 | 0
DemandResponse | 0 | 0 | 0 | 0 | 0 | 0
IGCC-CCS | 0 | 0 | 0 | 0 | 0 | 0
WT_off | 0 | 0 | 0 | 0 | 0 | 0
PseudoUnit | 0 | 0 | 0 | 0 | 0 | 0
FixedInterchange | 0 | 0 | 0 | 0 | 0 | 0
CO2 Emissions (MMmetricTons): NYISO_G-I
ReportingType | 2015 | 2020 | 2025 | 2030 | 2035 | 2040
BM | 0 | 0 | 0 | 0 | 0 | 0
CC | 2.58 | 3.28 | 5.24 | 7.84 | 17.31 | 22.65
CSP | 0 | 0 | 0 | 0 | 0 | 0
CT | 0 | 0 | 0 | 0 | 0 | 0
Coal | 0 | 0 | 0 | 0 | 0 | 0
Geo | 0 | 0 | 0 | 0 | 0 | 0
H | 0 | 0 | 0 | 0 | 0 | 0
LFG | 0 | 0 | 0 | 0 | 0 | 0
Nuc | 0 | 0 | 0 | 0 | 0 | 0
PS | 0 | 0 | 0 | 0 | 0 | 0
PV | 0 | 0 | 0 | 0 | 0 | 0
PeakG | 0 | 0 | 0 | 0 | 0 | 0
PeakO | 0 | 0 | 0 | 0 | 0 | 0
ST | 0 | 0 | 0 | 0 | 0 | 0
STOG | 0 | 0 | 0 | 0 | 0 | 0
STWD | 0 | 0 | 0 | 0 | 0 | 0
WT | 0 | 0 | 0 | 0 | 0 | 0
IGCC | 0 | 0 | 0 | 0 | 0 | 0
DemandResponse | 0 | 0 | 0 | 0 | 0 | 0
IGCC-CCS | 0 | 0 | 0 | 0 | 0 | 0
WT_off | 0 | 0 | 0 | 0 | 0 | 0
PseudoUnit | 0 | 0 | 0 | 0 | 0 | 0
FixedInterchange | 0 | 0 | 0 | 0 | 0 | 0
CO2 Emissions (MMmetricTons): NYISO_J-K
ReportingType | 2015 | 2020 | 2025 | 2030 | 2035 | 2040
BM | 0 | 0 | 0 | 0 | 0 | 0
CC | 9.15 | 11.67 | 11.8 | 11.76 | 12.08 | 13.12
CSP | 0 | 0 | 0 | 0 | 0 | 0
CT | 0 | 0 | 0.01 | 0.05 | 0.08 | 0.15
Coal | 0 | 0 | 0 | 0 | 0 | 0
Geo | 0 | 0 | 0 | 0 | 0 | 0
H | 0 | 0 | 0 | 0 | 0 | 0
LFG | 0 | 0 | 0 | 0 | 0 | 0
Nuc | 0 | 0 | 0 | 0 | 0 | 0
PS | 0 | 0 | 0 | 0 | 0 | 0
PV | 0 | 0 | 0 | 0 | 0 | 0
PeakG | 0.02 | 0.07 | 0.09 | 0.09 | 0.17 | 0.18
PeakO | 0 | 0 | 0 | 0 | 0 | 0
ST | 0 | 0 | 0 | 0 | 0 | 0
STOG | 0.64 | 1.22 | 1.4 | 1.55 | 2.16 | 2.57
STWD | 0 | 0 | 0 | 0 | 0 | 0
WT | 0 | 0 | 0 | 0 | 0 | 0
IGCC | 0 | 0 | 0 | 0 | 0 | 0
DemandResponse | 0 | 0 | 0 | 0 | 0 | 0
IGCC-CCS | 0 | 0 | 0 | 0 | 0 | 0
WT_off | 0 | 0 | 0 | 0 | 0 | 0
PseudoUnit | 0 | 0 | 0 | 0 | 0 | 0
FixedInterchange | 0 | 0 | 0 | 0 | 0 | 0
CO2 Emissions (MMmetricTons): PJM_E
ReportingType | 2015 | 2020 | 2025 | 2030 | 2035 | 2040
BM | 0 | 0 | 0 | 0 | 0 | 0
CC | 9.11 | 17.26 | 16.91 | 11.69 | 17.53 | 18.32
CSP | 0 | 0 | 0 | 0 | 0 | 0
CT | 0 | 0 | 0 | 0 | 0.15 | 0.15
Coal | 0.42 | 0.53 | 0.74 | 0.93 | 2.02 | 2.3
Geo | 0 | 0 | 0 | 0 | 0 | 0
H | 0 | 0 | 0 | 0 | 0 | 0
LFG | 0 | 0 | 0 | 0 | 0 | 0
Nuc | 0 | 0 | 0 | 0 | 0 | 0
PS | 0 | 0 | 0 | 0 | 0 | 0
PV | 0 | 0 | 0 | 0 | 0 | 0
PeakG | 0 | 0.05 | 0.28 | 0.28 | 0.28 | 0.15
PeakO | 0 | 0 | 0 | 0 | 0 | 0
ST | 0 | 0 | 0 | 0 | 0 | 0
STOG | 0.05 | 0.3 | 0.39 | 0.3 | 0.62 | 0.34
STWD | 0 | 0 | 0 | 0 | 0 | 0
WT | 0 | 0 | 0 | 0 | 0 | 0
IGCC | 0 | 0 | 0 | 0 | 0 | 0
DemandResponse | 0 | 0 | 0 | 0 | 0 | 0
IGCC-CCS | 0 | 0 | 0 | 0 | 0 | 0
WT_off | 0 | 0 | 0 | 0 | 0 | 0
PseudoUnit | 0 | 0 | 0 | 0 | 0 | 0
FixedInterchange | 0 | 0 | 0 | 0 | 0 | 0
CO2 Emissions (MMmetricTons): PJM_ROM
ReportingType | 2015 | 2020 | 2025 | 2030 | 2035 | 2040
BM | 0 | 0 | 0 | 0 | 0 | 0
CC | 5.69 | 9.19 | 8.18 | 7.32 | 16.58 | 57.23
CSP | 0 | 0 | 0 | 0 | 0 | 0
CT | 0 | 0 | 0 | 0 | 0 | 0
Coal | 46.56 | 52.66 | 53.5 | 56.65 | 56.65 | 56.65
Geo | 0 | 0 | 0 | 0 | 0 | 0
H | 0 | 0 | 0 | 0 | 0 | 0
LFG | 0 | 0 | 0 | 0 | 0 | 0
Nuc | 0 | 0 | 0 | 0 | 0 | 0
PS | 0 | 0 | 0 | 0 | 0 | 0
PV | 0 | 0 | 0 | 0 | 0 | 0
PeakG | 0 | 0.01 | 0.03 | 0.03 | 0.09 | 0.03
PeakO | 0 | 0 | 0 | 0 | 0 | 0
ST | 0 | 0 | 0 | 0 | 0 | 0
STOG | 0.39 | 0.56 | 0.79 | 0.81 | 0.84 | 0.8
STWD | 0 | 0 | 0 | 0 | 0 | 0
WT | 0 | 0 | 0 | 0 | 0 | 0
IGCC | 0 | 0 | 0 | 0 | 0 | 0
DemandResponse | 0 | 0 | 0 | 0 | 0 | 0
IGCC-CCS | 0 | 0 | 0 | 0 | 0 | 0
WT_off | 0 | 0 | 0 | 0 | 0 | 0
PseudoUnit | 0 | 0 | 0 | 0 | 0 | 0
FixedInterchange | 0 | 0 | 0 | 0 | 0 | 0
CO2 Emissions (MMmetricTons): PJM_ROR
ReportingType | 2015 | 2020 | 2025 | 2030 | 2035 | 2040
BM | 0 | 0 | 0 | 0 | 0 | 0
CC | 27.19 | 26.82 | 30.59 | 47.54 | 67.86 | 55.1
CSP | 0 | 0 | 0 | 0 | 0 | 0
CT | 0 | 0 | 0 | 0 | 0.15 | 0.29
Coal | 317.88 | 274.66 | 283.54 | 286.35 | 289.78 | 292.57
Geo | 0 | 0 | 0 | 0 | 0 | 0
H | 0 | 0 | 0 | 0 | 0 | 0
LFG | 0 | 0 | 0 | 0 | 0 | 0
Nuc | 0 | 0 | 0 | 0 | 0 | 0
PS | 0 | 0 | 0 | 0 | 0 | 0
PV | 0 | 0 | 0 | 0 | 0 | 0
PeakG | 0.77 | 0.73 | 0.74 | 0.63 | 0.38 | 0.4
PeakO | 0 | 0 | 0 | 0 | 0 | 0
ST | 0 | 0 | 0 | 0 | 0 | 0
STOG | 0.44 | 0.47 | 0.49 | 0.49 | 0.49 | 0.49
STWD | 0 | 0 | 0 | 0 | 0 | 0
WT | 0 | 0 | 0 | 0 | 0 | 0
IGCC | 0 | 0 | 0 | 0 | 0 | 0
DemandResponse | 0 | 0 | 0 | 0 | 0 | 0
IGCC-CCS | 0 | 0 | 0 | 0 | 0 | 0
WT_off | 0 | 0 | 0 | 0 | 0 | 0
PseudoUnit | 0 | 0 | 0 | 0 | 0 | 0
FixedInterchange | 0 | 0 | 0 | 0 | 0 | 0
CO2 Emissions (MMmetricTons): SOCO
ReportingType | 2015 | 2020 | 2025 | 2030 | 2035 | 2040
BM | 0 | 0 | 0 | 0 | 0 | 0
CC | 43.81 | 44.95 | 40.99 | 45.18 | 41.52 | 37.25
CSP | 0 | 0 | 0 | 0 | 0 | 0
CT | 0 | 0 | 0 | 0 | 0 | 0
Coal | 92.02 | 94.15 | 114.29 | 116.58 | 140.76 | 184.23
Geo | 0 | 0 | 0 | 0 | 0 | 0
H | 0 | 0 | 0 | 0 | 0 | 0
LFG | 0 | 0 | 0 | 0 | 0 | 0
Nuc | 0 | 0 | 0 | 0 | 0 | 0
PS | 0 | 0 | 0 | 0 | 0 | 0
PV | 0 | 0 | 0 | 0 | 0 | 0
PeakG | 0.33 | 0.7 | 1.22 | 1.08 | 0.81 | 0.54
PeakO | 0 | 0 | 0 | 0 | 0 | 0
ST | 0 | 0 | 0 | 0 | 0 | 0
STOG | 0 | 0 | 0 | 0 | 0 | 0
STWD | 0 | 0 | 0 | 0 | 0 | 0
WT | 0 | 0 | 0 | 0 | 0 | 0
IGCC | 0 | 0 | 0 | 0 | 0 | 0
DemandResponse | 0 | 0 | 0 | 0 | 0 | 0
IGCC-CCS | 0 | 0 | 0 | 0 | 0 | 0
WT_off | 0 | 0 | 0 | 0 | 0 | 0
PseudoUnit | 0 | 0 | 0 | 0 | 0 | 0
FixedInterchange | 0 | 0 | 0 | 0 | 0 | 0
CO2 Emissions (MMmetricTons): SPP_N
ReportingType | 2015 | 2020 | 2025 | 2030 | 2035 | 2040
BM | 0 | 0 | 0 | 0 | 0 | 0
CC | 3.53 | 6.93 | 6.42 | 6.98 | 4.07 | 3.16
CSP | 0 | 0 | 0 | 0 | 0 | 0
CT | 0 | 0 | 0 | 0.09 | 0.28 | 0.2
Coal | 62.42 | 58.91 | 59.36 | 59.36 | 59.36 | 69.42
Geo | 0 | 0 | 0 | 0 | 0 | 0
H | 0 | 0 | 0 | 0 | 0 | 0
LFG | 0 | 0 | 0 | 0 | 0 | 0
Nuc | 0 | 0 | 0 | 0 | 0 | 0
PS | 0 | 0 | 0 | 0 | 0 | 0
PV | 0 | 0 | 0 | 0 | 0 | 0
PeakG | 0.03 | 0.04 | 0.08 | 0.08 | 0.05 | 0
PeakO | 0 | 0 | 0 | 0 | 0 | 0
ST | 0 | 0 | 0 | 0 | 0 | 0
STOG | 0.29 | 0.26 | 0.36 | 0.4 | 0.41 | 0.38
STWD | 0 | 0 | 0 | 0 | 0 | 0
WT | 0 | 0 | 0 | 0 | 0 | 0
IGCC | 0 | 0 | 0 | 0 | 0 | 0
DemandResponse | 0 | 0 | 0 | 0 | 0 | 0
IGCC-CCS | 0 | 0 | 0 | 0 | 0 | 0
WT_off | 0 | 0 | 0 | 0 | 0 | 0
PseudoUnit | 0 | 0 | 0 | 0 | 0 | 0
FixedInterchange | 0 | 0 | 0 | 0 | 0 | 0
CO2 Emissions (MMmetricTons): SPP_S
ReportingType | 2015 | 2020 | 2025 | 2030 | 2035 | 2040
BM | 0 | 0 | 0 | 0 | 0 | 0
CC | 16.45 | 21.48 | 19.1 | 21.83 | 14.37 | 10.36
CSP | 0 | 0 | 0 | 0 | 0 | 0
CT | 0 | 0.01 | 0.04 | 0.02 | 0 | 0
Coal | 83.51 | 73.9 | 88.55 | 90.63 | 90.63 | 90.63
Geo | 0 | 0 | 0 | 0 | 0 | 0
H | 0 | 0 | 0 | 0 | 0 | 0
LFG | 0 | 0 | 0 | 0 | 0 | 0
Nuc | 0 | 0 | 0 | 0 | 0 | 0
PS | 0 | 0 | 0 | 0 | 0 | 0
PV | 0 | 0 | 0 | 0 | 0 | 0
PeakG | 0 | 0 | 0.01 | 0 | 0 | 0
PeakO | 0 | 0 | 0 | 0 | 0 | 0
ST | 0 | 0 | 0 | 0 | 0 | 0
STOG | 1.34 | 1.45 | 1.61 | 1.48 | 0.92 | 0.6
STWD | 0 | 0 | 0 | 0 | 0 | 0
WT | 0 | 0 | 0 | 0 | 0 | 0
IGCC | 0 | 0 | 0 | 0 | 0 | 0
DemandResponse | 0 | 0 | 0 | 0 | 0 | 0
IGCC-CCS | 0 | 0 | 0 | 0 | 0 | 0
WT_off | 0 | 0 | 0 | 0 | 0 | 0
PseudoUnit | 0 | 0 | 0 | 0 | 0 | 0
FixedInterchange | 0 | 0 | 0 | 0 | 0 | 0
CO2 Emissions (MMmetricTons): TVA
ReportingType | 2015 | 2020 | 2025 | 2030 | 2035 | 2040
BM | 0 | 0 | 0 | 0 | 0 | 0
CC | 7.4 | 11.52 | 11.84 | 13.33 | 10.83 | 9.24
CSP | 0 | 0 | 0 | 0 | 0 | 0
CT | 0 | 0.11 | 0.2 | 0.22 | 0.18 | 0.17
Coal | 80.15 | 71.31 | 74.41 | 74.91 | 100.82 | 119.03
Geo | 0 | 0 | 0 | 0 | 0 | 0
H | 0 | 0 | 0 | 0 | 0 | 0
LFG | 0 | 0 | 0 | 0 | 0 | 0
Nuc | 0 | 0 | 0 | 0 | 0 | 0
PS | 0 | 0 | 0 | 0 | 0 | 0
PV | 0 | 0 | 0 | 0 | 0 | 0
PeakG | 0 | 0 | 0.01 | 0 | 0 | 0
PeakO | 0 | 0 | 0 | 0 | 0 | 0
ST | 0 | 0 | 0 | 0 | 0 | 0
STOG | 0 | 0 | 0 | 0 | 0 | 0
STWD | 0 | 0 | 0 | 0 | 0 | 0
WT | 0 | 0 | 0 | 0 | 0 | 0
IGCC | 0 | 0 | 0 | 0 | 0 | 0
DemandResponse | 0 | 0 | 0 | 0 | 0 | 0
IGCC-CCS | 0 | 0 | 0 | 0 | 0 | 0
WT_off | 0 | 0 | 0 | 0 | 0 | 0
PseudoUnit | 0 | 0 | 0 | 0 | 0 | 0
FixedInterchange | 0 | 0 | 0 | 0 | 0 | 0
CO2 Emissions (MMmetricTons): TVA_Transmission
ReportingType | 2015 | 2020 | 2025 | 2030 | 2035 | 2040
BM | 0 | 0 | 0 | 0 | 0 | 0
CC | 0 | 0 | 0 | 0 | 0 | 0
CSP | 0 | 0 | 0 | 0 | 0 | 0
CT | 0 | 0 | 0 | 0 | 0 | 0
Coal | 0 | 0 | 0 | 0 | 0 | 0
Geo | 0 | 0 | 0 | 0 | 0 | 0
H | 0 | 0 | 0 | 0 | 0 | 0
LFG | 0 | 0 | 0 | 0 | 0 | 0
Nuc | 0 | 0 | 0 | 0 | 0 | 0
PS | 0 | 0 | 0 | 0 | 0 | 0
PV | 0 | 0 | 0 | 0 | 0 | 0
PeakG | 0 | 0 | 0 | 0 | 0 | 0
PeakO | 0 | 0 | 0 | 0 | 0 | 0
ST | 0 | 0 | 0 | 0 | 0 | 0
STOG | 0 | 0 | 0 | 0 | 0 | 0
STWD | 0 | 0 | 0 | 0 | 0 | 0
WT | 0 | 0 | 0 | 0 | 0 | 0
IGCC | 0 | 0 | 0 | 0 | 0 | 0
DemandResponse | 0 | 0 | 0 | 0 | 0 | 0
IGCC-CCS | 0 | 0 | 0 | 0 | 0 | 0
WT_off | 0 | 0 | 0 | 0 | 0 | 0
PseudoUnit | 0 | 0 | 0 | 0 | 0 | 0
FixedInterchange | 0 | 0 | 0 | 0 | 0 | 0
CO2 Emissions (MMmetricTons): VACAR
ReportingType | 2015 | 2020 | 2025 | 2030 | 2035 | 2040
BM | 0 | 0 | 0 | 0 | 0 | 0
CC | 20.83 | 23.22 | 20.63 | 22.03 | 33.14 | 43.4
CSP | 0 | 0 | 0 | 0 | 0 | 0
CT | 0.04 | 0.04 | 0.05 | 0.2 | 0.32 | 0.34
Coal | 73.02 | 68.96 | 86.77 | 94.8 | 101.82 | 103.2
Geo | 0 | 0 | 0 | 0 | 0 | 0
H | 0 | 0 | 0 | 0 | 0 | 0
LFG | 0 | 0 | 0 | 0 | 0 | 0
Nuc | 0 | 0 | 0 | 0 | 0 | 0
PS | 0 | 0 | 0 | 0 | 0 | 0
PV | 0 | 0 | 0 | 0 | 0 | 0
PeakG | 0.07 | 0.1 | 0.18 | 0.13 | 0.09 | 0.06
PeakO | 0 | 0 | 0 | 0 | 0 | 0
ST | 0 | 0 | 0 | 0 | 0 | 0
STOG | 0 | 0 | 0 | 0 | 0 | 0
STWD | 0 | 0 | 0 | 0 | 0 | 0
WT | 0 | 0 | 0 | 0 | 0 | 0
IGCC | 0 | 0 | 0 | 0 | 0 | 0
DemandResponse | 0 | 0 | 0 | 0 | 0 | 0
IGCC-CCS | 0 | 0 | 0 | 0 | 0 | 0
WT_off | 0 | 0 | 0 | 0 | 0 | 0
PseudoUnit | 0 | 0 | 0 | 0 | 0 | 0
FixedInterchange | 0 | 0 | 0 | 0 | 0 | 0
CO2 Emissions (MMmetricTons): IESO
ReportingType | 2015 | 2020 | 2025 | 2030 | 2035 | 2040
BM | 0 | 0 | 0 | 0 | 0 | 0
CC | 0.34 | 0.56 | 0.81 | 1.05 | 6.49 | 14
CSP | 0 | 0 | 0 | 0 | 0 | 0
CT | 0 | 0 | 0 | 0 | 0.06 | 0.06
Coal | 0 | 0 | 0 | 0 | 0 | 0
Geo | 0 | 0 | 0 | 0 | 0 | 0
H | 0 | 0 | 0 | 0 | 0 | 0
LFG | 0 | 0 | 0 | 0 | 0 | 0
Nuc | 0 | 0 | 0 | 0 | 0 | 0
PS | 0 | 0 | 0 | 0 | 0 | 0
PV | 0 | 0 | 0 | 0 | 0 | 0
PeakG | 0 | 0 | 0 | 0 | 0 | 0
PeakO | 0 | 0 | 0 | 0 | 0 | 0
ST | 0 | 0 | 0 | 0 | 0 | 0
STOG | 0 | 0 | 0 | 0 | 0 | 0
STWD | 0 | 0 | 0 | 0 | 0 | 0
WT | 0 | 0 | 0 | 0 | 0 | 0
IGCC | 0 | 0 | 0 | 0 | 0 | 0
DemandResponse | 0 | 0 | 0 | 0 | 0 | 0
IGCC-CCS | 0 | 0 | 0 | 0 | 0 | 0
WT_off | 0 | 0 | 0 | 0 | 0 | 0
PseudoUnit | 0 | 0 | 0 | 0 | 0 | 0
FixedInterchange | 0 | 0 | 0 | 0 | 0 | 0
CO2 Emissions (MMmetricTons): MAPP_CA
ReportingType | 2015 | 2020 | 2025 | 2030 | 2035 | 2040
BM | 0 | 0 | 0 | 0 | 0 | 0
CC | 3.57 | 4.7 | 4.93 | 5.98 | 7.4 | 6.59
CSP | 0 | 0 | 0 | 0 | 0 | 0
CT | 0 | 0 | 0 | 0 | 0 | 0
Coal | 0.1 | 0.22 | 0.54 | 1.95 | 3.64 | 3.83
Geo | 0 | 0 | 0 | 0 | 0 | 0
H | 0 | 0 | 0 | 0 | 0 | 0
LFG | 0 | 0 | 0 | 0 | 0 | 0
Nuc | 0 | 0 | 0 | 0 | 0 | 0
PS | 0 | 0 | 0 | 0 | 0 | 0
PV | 0 | 0 | 0 | 0 | 0 | 0
PeakG | 0 | 0 | 0 | 0 | 0 | 0
PeakO | 0 | 0 | 0 | 0 | 0 | 0
ST | 0 | 0 | 0 | 0 | 0 | 0
STOG | 0 | 0 | 0 | 0 | 0 | 0
STWD | 0 | 0 | 0 | 0 | 0 | 0
WT | 0 | 0 | 0 | 0 | 0 | 0
IGCC | 0 | 0 | 0 | 0 | 0 | 0
DemandResponse | 0 | 0 | 0 | 0 | 0 | 0
IGCC-CCS | 0 | 0 | 0 | 0 | 0 | 0
WT_off | 0 | 0 | 0 | 0 | 0 | 0
PseudoUnit | 0 | 0 | 0 | 0 | 0 | 0
FixedInterchange | 0 | 0 | 0 | 0 | 0 | 0
CO2 Emissions (MMmetricTons): AZ_NM_SNV_Coal
ReportingType | 2015 | 2020 | 2025 | 2030 | 2035 | 2040
BM | 0 | 0 | 0 | 0 | 0 | 0
CC | 0 | 0 | 0 | 0 | 0 | 0
CSP | 0 | 0 | 0 | 0 | 0 | 0
CT | 0 | 0 | 0 | 0 | 0 | 0
Coal | 67.45 | 73.03 | 73.03 | 73.03 | 73.03 | 121.75
Geo | 0 | 0 | 0 | 0 | 0 | 0
H | 0 | 0 | 0 | 0 | 0 | 0
LFG | 0 | 0 | 0 | 0 | 0 | 0
Nuc | 0 | 0 | 0 | 0 | 0 | 0
PS | 0 | 0 | 0 | 0 | 0 | 0
PV | 0 | 0 | 0 | 0 | 0 | 0
PeakG | 0 | 0 | 0 | 0 | 0 | 0
PeakO | 0 | 0 | 0 | 0 | 0 | 0
ST | 0 | 0 | 0 | 0 | 0 | 0
STOG | 0 | 0 | 0 | 0 | 0 | 0
STWD | 0 | 0 | 0 | 0 | 0 | 0
WT | 0 | 0 | 0 | 0 | 0 | 0
IGCC | 0 | 0 | 0 | 0 | 0 | 0
DemandResponse | 0 | 0 | 0 | 0 | 0 | 0
IGCC-CCS | 0 | 0 | 0 | 0 | 0 | 0
WT_off | 0 | 0 | 0 | 0 | 0 | 0
PseudoUnit | 0 | 0 | 0 | 0 | 0 | 0
FixedInterchange | 0 | 0 | 0 | 0 | 0 | 0
CO2 Emissions (MMmetricTons): AZ_NM_SNV_Gas
ReportingType | 2015 | 2020 | 2025 | 2030 | 2035 | 2040
BM | 0 | 0 | 0 | 0 | 0 | 0
CC | 39.87 | 43.16 | 46.27 | 55.3 | 66.19 | 61.36
CSP | 0 | 0 | 0 | 0 | 0 | 0
CT | 0 | 0 | 0.04 | 0.08 | 0 | 0
Coal | 0 | 0 | 0 | 0 | 0 | 0
Geo | 0 | 0 | 0 | 0 | 0 | 0
H | 0 | 0 | 0 | 0 | 0 | 0
LFG | 0 | 0 | 0 | 0 | 0 | 0
Nuc | 0 | 0 | 0 | 0 | 0 | 0
PS | 0 | 0 | 0 | 0 | 0 | 0
PV | 0 | 0 | 0 | 0 | 0 | 0
PeakG | 0 | 0 | 0.15 | 0.28 | 0.41 | 0.09
PeakO | 0 | 0 | 0 | 0 | 0 | 0
ST | 0 | 0 | 0 | 0 | 0 | 0
STOG | 0 | 0 | 0 | 0 | 0 | 0
STWD | 0 | 0 | 0 | 0 | 0 | 0
WT | 0 | 0 | 0 | 0 | 0 | 0
IGCC | 0 | 0 | 0 | 0 | 0 | 0
DemandResponse | 0 | 0 | 0 | 0 | 0 | 0
IGCC-CCS | 0 | 0 | 0 | 0 | 0 | 0
WT_off | 0 | 0 | 0 | 0 | 0 | 0
PseudoUnit | 0 | 0 | 0 | 0 | 0 | 0
FixedInterchange | 0 | 0 | 0 | 0 | 0 | 0
CO2 Emissions (MMmetricTons): AZ_NM_SNV_NucRenew
ReportingType | 2015 | 2020 | 2025 | 2030 | 2035 | 2040
BM | 0 | 0 | 0 | 0 | 0 | 0
CC | 0 | 0 | 0 | 0 | 0 | 0
CSP | 0 | 0 | 0 | 0 | 0 | 0
CT | 0 | 0 | 0 | 0 | 0 | 0
Coal | 0 | 0 | 0 | 0 | 0 | 0
Geo | 0 | 0 | 0 | 0 | 0 | 0
H | 0 | 0 | 0 | 0 | 0 | 0
LFG | 0 | 0 | 0 | 0 | 0 | 0
Nuc | 0 | 0 | 0 | 0 | 0 | 0
PS | 0 | 0 | 0 | 0 | 0 | 0
PV | 0 | 0 | 0 | 0 | 0 | 0
PeakG | 0 | 0 | 0 | 0 | 0 | 0
PeakO | 0 | 0 | 0 | 0 | 0 | 0
ST | 0 | 0 | 0 | 0 | 0 | 0
STOG | 0 | 0 | 0 | 0 | 0 | 0
STWD | 0 | 0 | 0 | 0 | 0 | 0
WT | 0 | 0 | 0 | 0 | 0 | 0
IGCC | 0 | 0 | 0 | 0 | 0 | 0
DemandResponse | 0 | 0 | 0 | 0 | 0 | 0
IGCC-CCS | 0 | 0 | 0 | 0 | 0 | 0
WT_off | 0 | 0 | 0 | 0 | 0 | 0
PseudoUnit | 0 | 0 | 0 | 0 | 0 | 0
FixedInterchange | 0 | 0 | 0 | 0 | 0 | 0
CO2 Emissions (MMmetricTons): ERCOT
ReportingType | 2015 | 2020 | 2025 | 2030 | 2035 | 2040
BM | 0 | 0 | 0 | 0 | 0 | 0
CC | 62.23 | 65.33 | 62.04 | 66.19 | 71.75 | 76.39
CSP | 0 | 0 | 0 | 0 | 0 | 0
CT | 0 | 0 | 0 | 0 | 0 | 0
Coal | 103.8 | 119.75 | 143.25 | 143.25 | 143.25 | 143.25
Geo | 0 | 0 | 0 | 0 | 0 | 0
H | 0 | 0 | 0 | 0 | 0 | 0
LFG | 0 | 0 | 0 | 0 | 0 | 0
Nuc | 0 | 0 | 0 | 0 | 0 | 0
PS | 0 | 0 | 0 | 0 | 0 | 0
PV | 0 | 0 | 0 | 0 | 0 | 0
PeakG | 0 | 0.01 | 0.05 | 0.04 | 0.01 | 0
PeakO | 0 | 0 | 0 | 0 | 0 | 0
ST | 0 | 0 | 0 | 0 | 0 | 0
STOG | 2.6 | 3.23 | 4.32 | 3.63 | 3.15 | 2.56
STWD | 0 | 0 | 0 | 0 | 0 | 0
WT | 0 | 0 | 0 | 0 | 0 | 0
IGCC | 0 | 0 | 0 | 0 | 0 | 0
DemandResponse | 0 | 0 | 0 | 0 | 0 | 0
IGCC-CCS | 0 | 0 | 0 | 0 | 0 | 0
WT_off | 0 | 0 | 0 | 0 | 0 | 0
PseudoUnit | 0 | 0 | 0 | 0 | 0 | 0
FixedInterchange | 0 | 0 | 0 | 0 | 0 | 0
CO2 Emissions (MMmetricTons): NP15
ReportingType | 2015 | 2020 | 2025 | 2030 | 2035 | 2040
BM | 0 | 0 | 0 | 0 | 0 | 0
CC | 14.65 | 10.07 | 13.81 | 8.52 | 6.26 | 6.36
CSP | 0 | 0 | 0 | 0 | 0 | 0
CT | 0 | 0 | 0 | 0 | 0 | 0
Coal | 0.24 | 0 | 0 | 0 | 0 | 0
Geo | 0 | 0 | 0 | 0 | 0 | 0
H | 0 | 0 | 0 | 0 | 0 | 0
LFG | 0 | 0 | 0 | 0 | 0 | 0
Nuc | 0 | 0 | 0 | 0 | 0 | 0
PS | 0 | 0 | 0 | 0 | 0 | 0
PV | 0 | 0 | 0 | 0 | 0 | 0
PeakG | 0 | 0 | 0 | 0 | 0 | 0.02
PeakO | 0 | 0 | 0 | 0 | 0 | 0
ST | 0 | 0 | 0 | 0 | 0 | 0
STOG | 0.07 | 0.06 | 0.12 | 0.17 | 0.29 | 0.29
STWD | 0 | 0 | 0 | 0 | 0 | 0
WT | 0 | 0 | 0 | 0 | 0 | 0
IGCC | 0 | 0 | 0 | 0 | 0 | 0
DemandResponse | 0 | 0 | 0 | 0 | 0 | 0
IGCC-CCS | 0 | 0 | 0 | 0 | 0 | 0
WT_off | 0 | 0 | 0 | 0 | 0 | 0
PseudoUnit | 0 | 0 | 0 | 0 | 0 | 0
FixedInterchange | 0 | 0 | 0 | 0 | 0 | 0
CO2 Emissions (MMmetricTons): NWPP_Coal
ReportingType | 2015 | 2020 | 2025 | 2030 | 2035 | 2040
BM | 0 | 0 | 0 | 0 | 0 | 0
CC | 0 | 0 | 0 | 0 | 0 | 0
CSP | 0 | 0 | 0 | 0 | 0 | 0
CT | 0 | 0 | 0 | 0 | 0 | 0
Coal | 93.12 | 93.11 | 93.11 | 93.11 | 92.63 | 92.46
Geo | 0 | 0 | 0 | 0 | 0 | 0
H | 0 | 0 | 0 | 0 | 0 | 0
LFG | 0 | 0 | 0 | 0 | 0 | 0
Nuc | 0 | 0 | 0 | 0 | 0 | 0
PS | 0 | 0 | 0 | 0 | 0 | 0
PV | 0 | 0 | 0 | 0 | 0 | 0
PeakG | 0 | 0 | 0 | 0 | 0 | 0
PeakO | 0 | 0 | 0 | 0 | 0 | 0
ST | 0 | 0 | 0 | 0 | 0 | 0
STOG | 0 | 0 | 0 | 0 | 0 | 0
STWD | 0 | 0 | 0 | 0 | 0 | 0
WT | 0 | 0 | 0 | 0 | 0 | 0
IGCC | 0 | 0 | 0 | 0 | 0 | 0
DemandResponse | 0 | 0 | 0 | 0 | 0 | 0
IGCC-CCS | 0 | 0 | 0 | 0 | 0 | 0
WT_off | 0 | 0 | 0 | 0 | 0 | 0
PseudoUnit | 0 | 0 | 0 | 0 | 0 | 0
FixedInterchange | 0 | 0 | 0 | 0 | 0 | 0
CO2 Emissions (MMmetricTons): NWPP_Gas
ReportingType | 2015 | 2020 | 2025 | 2030 | 2035 | 2040
BM | 0 | 0 | 0 | 0 | 0 | 0
CC | 19.17 | 19.17 | 20.36 | 34.43 | 43.81 | 46.98
CSP | 0 | 0 | 0 | 0 | 0 | 0
CT | 0 | 0 | 0 | 0 | 0 | 0
Coal | 0 | 0 | 0 | 0 | 0 | 6.39
Geo | 0 | 0 | 0 | 0 | 0 | 0
H | 0 | 0 | 0 | 0 | 0 | 0
LFG | 0 | 0 | 0 | 0 | 0 | 0
Nuc | 0 | 0 | 0 | 0 | 0 | 0
PS | 0 | 0 | 0 | 0 | 0 | 0
PV | 0 | 0 | 0 | 0 | 0 | 0
PeakG | 0 | 0 | 0 | 0 | 0 | 0
PeakO | 0 | 0 | 0 | 0 | 0 | 0
ST | 0 | 0 | 0 | 0 | 0 | 0
STOG | 0 | 0 | 0 | 0 | 0 | 0
STWD | 0 | 0 | 0 | 0 | 0 | 0
WT | 0 | 0 | 0 | 0 | 0 | 0
IGCC | 0 | 0 | 0 | 0 | 0 | 0
DemandResponse | 0 | 0 | 0 | 0 | 0 | 0
IGCC-CCS | 0 | 0 | 0 | 0 | 0 | 0
WT_off | 0 | 0 | 0 | 0 | 0 | 0
PseudoUnit | 0 | 0 | 0 | 0 | 0 | 0
FixedInterchange | 0 | 0 | 0 | 0 | 0 | 0
CO2 Emissions (MMmetricTons): NWPP_NucRenew
ReportingType | 2015 | 2020 | 2025 | 2030 | 2035 | 2040
BM | 0 | 0 | 0 | 0 | 0 | 0
CC | 0 | 0 | 0 | 0 | 0 | 0
CSP | 0 | 0 | 0 | 0 | 0 | 0
CT | 0 | 0 | 0 | 0 | 0 | 0
Coal | 0 | 0 | 0 | 0 | 0 | 0
Geo | 0 | 0 | 0 | 0 | 0 | 0
H | 0 | 0 | 0 | 0 | 0 | 0
LFG | 0 | 0 | 0 | 0 | 0 | 0
Nuc | 0 | 0 | 0 | 0 | 0 | 0
PS | 0 | 0 | 0 | 0 | 0 | 0
PV | 0 | 0 | 0 | 0 | 0 | 0
PeakG | 0 | 0 | 0 | 0 | 0 | 0
PeakO | 0 | 0 | 0 | 0 | 0 | 0
ST | 0 | 0 | 0 | 0 | 0 | 0
STOG | 0 | 0 | 0 | 0 | 0 | 0
STWD | 0 | 0 | 0 | 0 | 0 | 0
WT | 0 | 0 | 0 | 0 | 0 | 0
IGCC | 0 | 0 | 0 | 0 | 0 | 0
DemandResponse | 0 | 0 | 0 | 0 | 0 | 0
IGCC-CCS | 0 | 0 | 0 | 0 | 0 | 0
WT_off | 0 | 0 | 0 | 0 | 0 | 0
PseudoUnit | 0 | 0 | 0 | 0 | 0 | 0
FixedInterchange | 0 | 0 | 0 | 0 | 0 | 0
CO2 Emissions (MMmetricTons): RMPA
ReportingType | 2015 | 2020 | 2025 | 2030 | 2035 | 2040
BM | 0 | 0 | 0 | 0 | 0 | 0
CC | 2.97 | 3.86 | 1.83 | 1.16 | 1.1 | 0.65
CSP | 0 | 0 | 0 | 0 | 0 | 0
CT | 0 | 0 | 0 | 0 | 0 | 0
Coal | 55.2 | 53.95 | 51.37 | 56.56 | 66.92 | 78.11
Geo | 0 | 0 | 0 | 0 | 0 | 0
H | 0 | 0 | 0 | 0 | 0 | 0
LFG | 0 | 0 | 0 | 0 | 0 | 0
Nuc | 0 | 0 | 0 | 0 | 0 | 0
PS | 0 | 0 | 0 | 0 | 0 | 0
PV | 0 | 0 | 0 | 0 | 0 | 0
PeakG | 0.01 | 0.01 | 0 | 0.03 | 0.02 | 0
PeakO | 0 | 0 | 0 | 0 | 0 | 0
ST | 0 | 0 | 0 | 0 | 0 | 0
STOG | 0 | 0 | 0 | 0 | 0 | 0
STWD | 0 | 0 | 0 | 0 | 0 | 0
WT | 0 | 0 | 0 | 0 | 0 | 0
IGCC | 0 | 0 | 0 | 0 | 0 | 0
DemandResponse | 0 | 0 | 0 | 0 | 0 | 0
IGCC-CCS | 0 | 0 | 0 | 0 | 0 | 0
WT_off | 0 | 0 | 0 | 0 | 0 | 0
PseudoUnit | 0 | 0 | 0 | 0 | 0 | 0
FixedInterchange | 0 | 0 | 0 | 0 | 0 | 0
CO2 Emissions (MMmetricTons): SP15
ReportingType | 2015 | 2020 | 2025 | 2030 | 2035 | 2040
BM | 0 | 0 | 0 | 0 | 0 | 0
CC | 14.99 | 7.04 | 7.13 | 7 | 5.84 | 4.07
CSP | 0 | 0 | 0 | 0 | 0 | 0
CT | 0 | 0 | 0 | 0 | 0 | 0
Coal | 0.81 | 0.81 | 0.81 | 0.5 | 0 | 0
Geo | 0 | 0 | 0 | 0 | 0 | 0
H | 0 | 0 | 0 | 0 | 0 | 0
LFG | 0 | 0 | 0 | 0 | 0 | 0
Nuc | 0 | 0 | 0 | 0 | 0 | 0
PS | 0 | 0 | 0 | 0 | 0 | 0
PV | 0 | 0 | 0 | 0 | 0 | 0
PeakG | 0 | 0 | 0 | 0 | 0 | 0
PeakO | 0 | 0 | 0 | 0 | 0 | 0
ST | 0 | 0 | 0 | 0 | 0 | 0
STOG | 0.12 | 0.12 | 0.04 | 0.09 | 0.23 | 0.31
STWD | 0 | 0 | 0 | 0 | 0 | 0
WT | 0 | 0 | 0 | 0 | 0 | 0
IGCC | 0 | 0 | 0 | 0 | 0 | 0
DemandResponse | 0 | 0 | 0 | 0 | 0 | 0
IGCC-CCS | 0 | 0 | 0 | 0 | 0 | 0
WT_off | 0 | 0 | 0 | 0 | 0 | 0
PseudoUnit | 0 | 0 | 0 | 0 | 0 | 0
FixedInterchange | 0 | 0 | 0 | 0 | 0 | 0
CO2 Emissions (MMmetricTons): ALB
ReportingType | 2015 | 2020 | 2025 | 2030 | 2035 | 2040
BM | 0 | 0 | 0 | 0 | 0 | 0
CC | 7.34 | 9.43 | 10.87 | 13.04 | 14.86 | 16.94
CSP | 0 | 0 | 0 | 0 | 0 | 0
CT | 0 | 0 | 0 | 0 | 0 | 0
Coal | 45.36 | 45.36 | 45.36 | 45.36 | 45.36 | 45.36
Geo | 0 | 0 | 0 | 0 | 0 | 0
H | 0 | 0 | 0 | 0 | 0 | 0
LFG | 0 | 0 | 0 | 0 | 0 | 0
Nuc | 0 | 0 | 0 | 0 | 0 | 0
PS | 0 | 0 | 0 | 0 | 0 | 0
PV | 0 | 0 | 0 | 0 | 0 | 0
PeakG | 0 | 0 | 0 | 0 | 0 | 0
PeakO | 0 | 0 | 0 | 0 | 0 | 0
ST | 0 | 0 | 0 | 0 | 0 | 0
STOG | 0 | 0 | 0 | 0 | 0 | 0
STWD | 0 | 0 | 0 | 0 | 0 | 0
WT | 0 | 0 | 0 | 0 | 0 | 0
IGCC | 0 | 0 | 0 | 0 | 0 | 0
DemandResponse | 0 | 0 | 0 | 0 | 0 | 0
IGCC-CCS | 0 | 0 | 0 | 0 | 0 | 0
WT_off | 0 | 0 | 0 | 0 | 0 | 0
PseudoUnit | 0 | 0 | 0 | 0 | 0 | 0
FixedInterchange | 0 | 0 | 0 | 0 | 0 | 0
CO2 Emissions (MMmetricTons): BC
ReportingType | 2015 | 2020 | 2025 | 2030 | 2035 | 2040
BM | 0 | 0 | 0 | 0 | 0 | 0
CC | 3.56 | 4.69 | 6.39 | 7.77 | 9.79 | 11.91
CSP | 0 | 0 | 0 | 0 | 0 | 0
CT | 0 | 0 | 0 | 0 | 0 | 0
Coal | 0 | 0 | 0 | 0 | 0 | 0
Geo | 0 | 0 | 0 | 0 | 0 | 0
H | 0 | 0 | 0 | 0 | 0 | 0
LFG | 0 | 0 | 0 | 0 | 0 | 0
Nuc | 0 | 0 | 0 | 0 | 0 | 0
PS | 0 | 0 | 0 | 0 | 0 | 0
PV | 0 | 0 | 0 | 0 | 0 | 0
PeakG | 0 | 0 | 0 | 0 | 0 | 0
PeakO | 0 | 0 | 0 | 0 | 0 | 0
ST | 0 | 0 | 0 | 0 | 0 | 0
STOG | 0 | 0 | 0 | 0 | 0 | 0
STWD | 0 | 0 | 0 | 0 | 0 | 0
WT | 0 | 0 | 0 | 0 | 0 | 0
IGCC | 0 | 0 | 0 | 0 | 0 | 0
DemandResponse | 0 | 0 | 0 | 0 | 0 | 0
IGCC-CCS | 0 | 0 | 0 | 0 | 0 | 0
WT_off | 0 | 0 | 0 | 0 | 0 | 0
PseudoUnit | 0 | 0 | 0 | 0 | 0 | 0
FixedInterchange | 0 | 0 | 0 | 0 | 0 | 0
CO2 Emissions (MMmetricTons): HQ_IESO
ReportingType | 2015 | 2020 | 2025 | 2030 | 2035 | 2040
BM | 0 | 0 | 0 | 0 | 0 | 0
CC | 0 | 0 | 0 | 0 | 0 | 0
CSP | 0 | 0 | 0 | 0 | 0 | 0
CT | 0 | 0 | 0 | 0 | 0 | 0
Coal | 0 | 0 | 0 | 0 | 0 | 0
Geo | 0 | 0 | 0 | 0 | 0 | 0
H | 0 | 0 | 0 | 0 | 0 | 0
LFG | 0 | 0 | 0 | 0 | 0 | 0
Nuc | 0 | 0 | 0 | 0 | 0 | 0
PS | 0 | 0 | 0 | 0 | 0 | 0
PV | 0 | 0 | 0 | 0 | 0 | 0
PeakG | 0 | 0 | 0 | 0 | 0 | 0
PeakO | 0 | 0 | 0 | 0 | 0 | 0
ST | 0 | 0 | 0 | 0 | 0 | 0
STOG | 0 | 0 | 0 | 0 | 0 | 0
STWD | 0 | 0 | 0 | 0 | 0 | 0
WT | 0 | 0 | 0 | 0 | 0 | 0
IGCC | 0 | 0 | 0 | 0 | 0 | 0
DemandResponse | 0 | 0 | 0 | 0 | 0 | 0
IGCC-CCS | 0 | 0 | 0 | 0 | 0 | 0
WT_off | 0 | 0 | 0 | 0 | 0 | 0
PseudoUnit | 0 | 0 | 0 | 0 | 0 | 0
FixedInterchange | 0 | 0 | 0 | 0 | 0 | 0
CO2 Emissions (MMmetricTons): HQ_NEISO
ReportingType | 2015 | 2020 | 2025 | 2030 | 2035 | 2040
BM | 0 | 0 | 0 | 0 | 0 | 0
CC | 0 | 0 | 0 | 0 | 0 | 0
CSP | 0 | 0 | 0 | 0 | 0 | 0
CT | 0 | 0 | 0 | 0 | 0 | 0
Coal | 0 | 0 | 0 | 0 | 0 | 0
Geo | 0 | 0 | 0 | 0 | 0 | 0
H | 0 | 0 | 0 | 0 | 0 | 0
LFG | 0 | 0 | 0 | 0 | 0 | 0
Nuc | 0 | 0 | 0 | 0 | 0 | 0
PS | 0 | 0 | 0 | 0 | 0 | 0
PV | 0 | 0 | 0 | 0 | 0 | 0
PeakG | 0 | 0 | 0 | 0 | 0 | 0
PeakO | 0 | 0 | 0 | 0 | 0 | 0
ST | 0 | 0 | 0 | 0 | 0 | 0
STOG | 0 | 0 | 0 | 0 | 0 | 0
STWD | 0 | 0 | 0 | 0 | 0 | 0
WT | 0 | 0 | 0 | 0 | 0 | 0
IGCC | 0 | 0 | 0 | 0 | 0 | 0
DemandResponse | 0 | 0 | 0 | 0 | 0 | 0
IGCC-CCS | 0 | 0 | 0 | 0 | 0 | 0
WT_off | 0 | 0 | 0 | 0 | 0 | 0
PseudoUnit | 0 | 0 | 0 | 0 | 0 | 0
FixedInterchange | 0 | 0 | 0 | 0 | 0 | 0
CO2 Emissions (MMmetricTons): HQ_NY
ReportingType | 2015 | 2020 | 2025 | 2030 | 2035 | 2040
BM | 0 | 0 | 0 | 0 | 0 | 0
CC | 0 | 0 | 0 | 0 | 0 | 0
CSP | 0 | 0 | 0 | 0 | 0 | 0
CT | 0 | 0 | 0 | 0 | 0 | 0
Coal | 0 | 0 | 0 | 0 | 0 | 0
Geo | 0 | 0 | 0 | 0 | 0 | 0
H | 0 | 0 | 0 | 0 | 0 | 0
LFG | 0 | 0 | 0 | 0 | 0 | 0
Nuc | 0 | 0 | 0 | 0 | 0 | 0
PS | 0 | 0 | 0 | 0 | 0 | 0
PV | 0 | 0 | 0 | 0 | 0 | 0
PeakG | 0 | 0 | 0 | 0 | 0 | 0
PeakO | 0 | 0 | 0 | 0 | 0 | 0
ST | 0 | 0 | 0 | 0 | 0 | 0
STOG | 0 | 0 | 0 | 0 | 0 | 0
STWD | 0 | 0 | 0 | 0 | 0 | 0
WT | 0 | 0 | 0 | 0 | 0 | 0
IGCC | 0 | 0 | 0 | 0 | 0 | 0
DemandResponse | 0 | 0 | 0 | 0 | 0 | 0
IGCC-CCS | 0 | 0 | 0 | 0 | 0 | 0
WT_off | 0 | 0 | 0 | 0 | 0 | 0
PseudoUnit | 0 | 0 | 0 | 0 | 0 | 0
FixedInterchange | 0 | 0 | 0 | 0 | 0 | 0
CO2 Emissions (MMmetricTons): MARITIMES
ReportingType | 2015 | 2020 | 2025 | 2030 | 2035 | 2040
BM | 0 | 0 | 0 | 0 | 0 | 0
CC | 0 | 0 | 0 | 0 | 0 | 0
CSP | 0 | 0 | 0 | 0 | 0 | 0
CT | 0 | 0 | 0 | 0 | 0 | 0
Coal | 0 | 0 | 0 | 0 | 0 | 0
Geo | 0 | 0 | 0 | 0 | 0 | 0
H | 0 | 0 | 0 | 0 | 0 | 0
LFG | 0 | 0 | 0 | 0 | 0 | 0
Nuc | 0 | 0 | 0 | 0 | 0 | 0
PS | 0 | 0 | 0 | 0 | 0 | 0
PV | 0 | 0 | 0 | 0 | 0 | 0
PeakG | 0 | 0 | 0 | 0 | 0 | 0
PeakO | 0 | 0 | 0 | 0 | 0 | 0
ST | 0 | 0 | 0 | 0 | 0 | 0
STOG | 0 | 0 | 0 | 0 | 0 | 0
STWD | 0 | 0 | 0 | 0 | 0 | 0
WT | 0 | 0 | 0 | 0 | 0 | 0
IGCC | 0 | 0 | 0 | 0 | 0 | 0
DemandResponse | 0 | 0 | 0 | 0 | 0 | 0
IGCC-CCS | 0 | 0 | 0 | 0 | 0 | 0
WT_off | 0 | 0 | 0 | 0 | 0 | 0
PseudoUnit | 0 | 0 | 0 | 0 | 0 | 0
FixedInterchange | 0 | 0 | 0 | 0 | 0 | 0
CO2 Emissions (MMmetricTons): All
ReportingType | 2015 | 2020 | 2025 | 2030 | 2035 | 2040
BM | 0 | 0 | 0 | 0 | 0 | 0
CC | 437.52 | 495.21 | 495.14 | 557.25 | 660.31 | 717.92
CSP | 0 | 0 | 0 | 0 | 0 | 0
CT | 0.57 | 0.85 | 1.12 | 1.31 | 2.05 | 2.15
Coal | 1687.24 | 1598.65 | 1727.98 | 1770.52 | 1879.72 | 2076.47
Geo | 0 | 0 | 0 | 0 | 0 | 0
H | 0 | 0 | 0 | 0 | 0 | 0
LFG | 0 | 0 | 0 | 0 | 0 | 0
Nuc | 0 | 0 | 0 | 0 | 0 | 0
PS | 0 | 0 | 0 | 0 | 0 | 0
PV | 0 | 0 | 0 | 0 | 0 | 0
PeakG | 2 | 2.46 | 3.84 | 3.57 | 3.71 | 2.1
PeakO | 0 | 0 | 0 | 0 | 0 | 0
ST | 0 | 0 | 0 | 0 | 0 | 0
STOG | 8.98 | 10.63 | 12.47 | 11.51 | 11.35 | 10.27
STWD | 0 | 0 | 0 | 0 | 0 | 0
WT | 0 | 0 | 0 | 0 | 0 | 0
IGCC | 3.76 | 3.76 | 3.76 | 3.76 | 3.76 | 3.76
DemandResponse | 0 | 0 | 0 | 0 | 0 | 0
IGCC-CCS | 0 | 0 | 0 | 0 | 0 | 0
WT_off | 0 | 0 | 0 | 0 | 0 | 0
PseudoUnit | 0 | 0 | 0 | 0 | 0 | 0
FixedInterchange | 0 | 0 | 0 | 0 | 0 | 0
CO2 Emissions (MMmetricTons): EI_US
ReportingType | 2015 | 2020 | 2025 | 2030 | 2035 | 2040
BM | 0 | 0 | 0 | 0 | 0 | 0
CC | 268.83 | 327.19 | 320.71 | 356.82 | 426.82 | 472.67
CSP | 0 | 0 | 0 | 0 | 0 | 0
CT | 0.57 | 0.85 | 1.07 | 1.22 | 1.99 | 2.09
Coal | 1321.15 | 1212.43 | 1320.51 | 1356.77 | 1454.89 | 1585.32
Geo | 0 | 0 | 0 | 0 | 0 | 0
H | 0 | 0 | 0 | 0 | 0 | 0
LFG | 0 | 0 | 0 | 0 | 0 | 0
Nuc | 0 | 0 | 0 | 0 | 0 | 0
PS | 0 | 0 | 0 | 0 | 0 | 0
PV | 0 | 0 | 0 | 0 | 0 | 0
PeakG | 1.99 | 2.44 | 3.64 | 3.22 | 3.27 | 1.99
PeakO | 0 | 0 | 0 | 0 | 0 | 0
ST | 0 | 0 | 0 | 0 | 0 | 0
STOG | 6.19 | 7.22 | 8 | 7.62 | 7.68 | 7.11
STWD | 0 | 0 | 0 | 0 | 0 | 0
WT | 0 | 0 | 0 | 0 | 0 | 0
IGCC | 3.76 | 3.76 | 3.76 | 3.76 | 3.76 | 3.76
DemandResponse | 0 | 0 | 0 | 0 | 0 | 0
IGCC-CCS | 0 | 0 | 0 | 0 | 0 | 0
WT_off | 0 | 0 | 0 | 0 | 0 | 0
PseudoUnit | 0 | 0 | 0 | 0 | 0 | 0
FixedInterchange | 0 | 0 | 0 | 0 | 0 | 0
CO2 Emissions (MMmetricTons): EI_Canada
ReportingType | 2015 | 2020 | 2025 | 2030 | 2035 | 2040
BM | 0 | 0 | 0 | 0 | 0 | 0
CC | 3.91 | 5.27 | 5.74 | 7.03 | 13.89 | 20.59
CSP | 0 | 0 | 0 | 0 | 0 | 0
CT | 0 | 0 | 0 | 0 | 0.06 | 0.07
Coal | 0.1 | 0.22 | 0.54 | 1.95 | 3.64 | 3.83
Geo | 0 | 0 | 0 | 0 | 0 | 0
H | 0 | 0 | 0 | 0 | 0 | 0
LFG | 0 | 0 | 0 | 0 | 0 | 0
Nuc | 0 | 0 | 0 | 0 | 0 | 0
PS | 0 | 0 | 0 | 0 | 0 | 0
PV | 0 | 0 | 0 | 0 | 0 | 0
PeakG | 0 | 0 | 0 | 0 | 0 | 0
PeakO | 0 | 0 | 0 | 0 | 0 | 0
ST | 0 | 0 | 0 | 0 | 0 | 0
STOG | 0 | 0 | 0 | 0 | 0 | 0
STWD | 0 | 0 | 0 | 0 | 0 | 0
WT | 0 | 0 | 0 | 0 | 0 | 0
IGCC | 0 | 0 | 0 | 0 | 0 | 0
DemandResponse | 0 | 0 | 0 | 0 | 0 | 0
IGCC-CCS | 0 | 0 | 0 | 0 | 0 | 0
WT_off | 0 | 0 | 0 | 0 | 0 | 0
PseudoUnit | 0 | 0 | 0 | 0 | 0 | 0
FixedInterchange | 0 | 0 | 0 | 0 | 0 | 0
CO2 Emissions (MMmetricTons): EI
ReportingType | 2015 | 2020 | 2025 | 2030 | 2035 | 2040
BM | 0 | 0 | 0 | 0 | 0 | 0
CC | 272.74 | 332.46 | 326.45 | 363.85 | 440.71 | 493.26
CSP | 0 | 0 | 0 | 0 | 0 | 0
CT | 0.57 | 0.85 | 1.07 | 1.22 | 2.05 | 2.15
Coal | 1321.26 | 1212.64 | 1321.05 | 1358.72 | 1458.53 | 1589.15
Geo | 0 | 0 | 0 | 0 | 0 | 0
H | 0 | 0 | 0 | 0 | 0 | 0
LFG | 0 | 0 | 0 | 0 | 0 | 0
Nuc | 0 | 0 | 0 | 0 | 0 | 0
PS | 0 | 0 | 0 | 0 | 0 | 0
PV | 0 | 0 | 0 | 0 | 0 | 0
PeakG | 1.99 | 2.44 | 3.64 | 3.22 | 3.27 | 1.99
PeakO | 0 | 0 | 0 | 0 | 0 | 0
ST | 0 | 0 | 0 | 0 | 0 | 0
STOG | 6.19 | 7.22 | 8 | 7.62 | 7.68 | 7.11
STWD | 0 | 0 | 0 | 0 | 0 | 0
WT | 0 | 0 | 0 | 0 | 0 | 0
IGCC | 3.76 | 3.76 | 3.76 | 3.76 | 3.76 | 3.76
DemandResponse | 0 | 0 | 0 | 0 | 0 | 0
IGCC-CCS | 0 | 0 | 0 | 0 | 0 | 0
WT_off | 0 | 0 | 0 | 0 | 0 | 0
PseudoUnit | 0 | 0 | 0 | 0 | 0 | 0
FixedInterchange | 0 | 0 | 0 | 0 | 0 | 0
CO2 Emissions (MMmetricTons): Outside_EI
ReportingType | 2015 | 2020 | 2025 | 2030 | 2035 | 2040
BM | 0 | 0 | 0 | 0 | 0 | 0
CC | 164.78 | 162.75 | 168.69 | 193.4 | 219.6 | 224.66
CSP | 0 | 0 | 0 | 0 | 0 | 0
CT | 0 | 0 | 0.05 | 0.09 | 0 | 0
Coal | 365.98 | 386.01 | 406.93 | 411.81 | 421.18 | 487.31
Geo | 0 | 0 | 0 | 0 | 0 | 0
H | 0 | 0 | 0 | 0 | 0 | 0
LFG | 0 | 0 | 0 | 0 | 0 | 0
Nuc | 0 | 0 | 0 | 0 | 0 | 0
PS | 0 | 0 | 0 | 0 | 0 | 0
PV | 0 | 0 | 0 | 0 | 0 | 0
PeakG | 0.01 | 0.02 | 0.2 | 0.35 | 0.44 | 0.11
PeakO | 0 | 0 | 0 | 0 | 0 | 0
ST | 0 | 0 | 0 | 0 | 0 | 0
STOG | 2.79 | 3.41 | 4.47 | 3.89 | 3.67 | 3.16
STWD | 0 | 0 | 0 | 0 | 0 | 0
WT | 0 | 0 | 0 | 0 | 0 | 0
IGCC | 0 | 0 | 0 | 0 | 0 | 0
DemandResponse | 0 | 0 | 0 | 0 | 0 | 0
IGCC-CCS | 0 | 0 | 0 | 0 | 0 | 0
WT_off | 0 | 0 | 0 | 0 | 0 | 0
PseudoUnit | 0 | 0 | 0 | 0 | 0 | 0
FixedInterchange | 0 | 0 | 0 | 0 | 0 | 0
#6 | 0.05: Fuel Cost [includes coal shadow price] ($million)
Fuel Cost by Reporting Type: Entergy
ReportingType | 2015 | 2020 | 2025 | 2030 | 2035 | 2040
BM | 0 | 0 | 0 | 0 | 0 | 0
CC | 2300.06 | 3361.26 | 3502.63 | 3931.5 | 4990.8 | 5510.63
CSP | 0 | 0 | 0 | 0 | 0 | 0
CT | 0 | 0 | 0 | 0 | 0 | 0
Coal | 1362.25 | 1044.24 | 1292.9 | 1434.42 | 1563.26 | 1635.3
Geo | 0 | 0 | 0 | 0 | 0 | 0
H | 0 | 0 | 0 | 0 | 0 | 0
LFG | 0 | 0 | 0.14 | 0.14 | 0.14 | 0.14
Nuc | 372.97 | 380.57 | 404.36 | 412.26 | 348.24 | 272.43
PS | 0 | 0 | 0 | 0 | 0 | 0
PV | 0 | 0 | 0 | 0 | 0 | 0
PeakG | 0 | 0 | 2.69 | 1.1 | 0 | 0
PeakO | 0 | 0 | 0 | 0 | 0 | 0
ST | 0 | 0 | 0 | 0 | 0 | 0
STOG | 64.25 | 78.73 | 88.33 | 94.14 | 107.6 | 110.86
STWD | 0 | 0 | 0 | 0 | 0 | 4
WT | 0 | 0 | 0 | 0 | 0 | 0
IGCC | 0 | 0 | 0 | 0 | 0 | 0
DemandResponse | 0 | 0 | 0 | 0 | 0 | 0
IGCC-CCS | 0 | 0 | 0 | 0 | 0 | 0
WT_off | 0 | 0 | 0 | 0 | 0 | 0
PseudoUnit | 0 | 0 | 0 | 0 | 0 | 0
FixedInterchange | 0 | 0 | 0 | 0 | 0 | 0
Fuel Cost by Reporting Type: FRCC
ReportingType | 2015 | 2020 | 2025 | 2030 | 2035 | 2040
BM | 0 | 0 | 0 | 0 | 0 | 0
CC | 6203.95 | 7559.91 | 8938.17 | 10522.95 | 13388.11 | 16861.14
CSP | 0 | 0 | 0 | 0 | 0 | 0
CT | 55.52 | 66.3 | 73.69 | 57.08 | 31.04 | 9.85
Coal | 1713.82 | 1616.23 | 1982.27 | 1961.11 | 2025.29 | 2105.13
Geo | 0 | 0 | 0 | 0 | 0 | 0
H | 0 | 0 | 0 | 0 | 0 | 0
LFG | 0 | 0 | 0.25 | 0.25 | 0.25 | 0.25
Nuc | 282.48 | 288.24 | 306.26 | 312.24 | 190.15 | 63.41
PS | 0 | 0 | 0 | 0 | 0 | 0
PV | 0 | 0 | 0 | 0 | 0 | 0
PeakG | 27.47 | 27.37 | 36.19 | 15.19 | 8.38 | 5.48
PeakO | 0 | 0 | 0 | 0 | 0 | 0
ST | 0 | 0 | 0 | 0 | 0 | 0
STOG | 208.42 | 194.41 | 215.38 | 186.99 | 143 | 127.83
STWD | 0 | 3.8 | 5.85 | 9.73 | 9.7 | 5.85
WT | 0 | 0 | 0 | 0 | 0 | 0
IGCC | 0 | 0 | 0 | 0 | 0 | 0
DemandResponse | 0 | 0 | 0 | 0 | 0 | 0
IGCC-CCS | 0 | 0 | 0 | 0 | 0 | 0
WT_off | 0 | 0 | 0 | 0 | 0 | 0
PseudoUnit | 0 | 0 | 0 | 0 | 0 | 0
FixedInterchange | 0 | 0 | 0 | 0 | 0 | 0
Fuel Cost by Reporting Type: MAPP_US
ReportingType | 2015 | 2020 | 2025 | 2030 | 2035 | 2040
BM | 0 | 0 | 0 | 0 | 0 | 0
CC | 6.2 | 9.1 | 10.87 | 15.96 | 13.93 | 14.34
CSP | 0 | 0 | 0 | 0 | 0 | 0
CT | 0 | 0 | 0 | 0 | 0 | 0
Coal | 267.55 | 256.37 | 258.71 | 260.04 | 318.2 | 411.52
Geo | 0 | 0 | 0 | 0 | 0 | 0
H | 0 | 0 | 0 | 0 | 0 | 0
LFG | 0 | 0 | 0.09 | 0.09 | 0.09 | 0.09
Nuc | 0 | 0 | 0 | 0 | 0 | 0
PS | 0 | 0 | 0 | 0 | 0 | 0
PV | 0 | 0 | 0 | 0 | 0 | 0
PeakG | 1.57 | 3.41 | 4.96 | 8.39 | 12.71 | 7.38
PeakO | 0 | 0 | 0 | 0 | 0 | 0
ST | 0 | 0 | 0 | 0 | 0 | 0
STOG | 0 | 0 | 0 | 0 | 0 | 0
STWD | 0 | 0 | 0 | 0 | 0 | 0
WT | 0 | 0 | 0 | 0 | 0 | 0
IGCC | 0 | 0 | 0 | 0 | 0 | 0
DemandResponse | 0 | 0 | 0 | 0 | 0 | 0
IGCC-CCS | 0 | 0 | 0 | 0 | 0 | 0
WT_off | 0 | 0 | 0 | 0 | 0 | 0
PseudoUnit | 0 | 0 | 0 | 0 | 0 | 0
FixedInterchange | 0 | 0 | 0 | 0 | 0 | 0
Fuel Cost by Reporting Type: MISO_IN
ReportingType | 2015 | 2020 | 2025 | 2030 | 2035 | 2040
BM | 0 | 0 | 0 | 0 | 0 | 0
CC | 139.58 | 700.18 | 885.55 | 1399.75 | 2093.25 | 2234
CSP | 0 | 0 | 0 | 0 | 0 | 0
CT | 0 | 0 | 0 | 0 | 0 | 0
Coal | 1766.02 | 1790.09 | 1925.5 | 2169.11 | 2345.11 | 2515.79
Geo | 0 | 0 | 0 | 0 | 0 | 0
H | 0 | 0 | 0 | 0 | 0 | 0
LFG | 0 | 0 | 0 | 0.1 | 0.1 | 0.1
Nuc | 0 | 0 | 0 | 0 | 0 | 0
PS | 0 | 0 | 0 | 0 | 0 | 0
PV | 0 | 0 | 0 | 0 | 0 | 0
PeakG | 0.39 | 1.44 | 3.88 | 3.26 | 1.7 | 2.96
PeakO | 0 | 0 | 0 | 0 | 0 | 0
ST | 0 | 0 | 0 | 0 | 0 | 0
STOG | 2.78 | 3.03 | 6.7 | 3.74 | 5.89 | 5.26
STWD | 0 | 0 | 0 | 0 | 0 | 0
WT | 0 | 0 | 0 | 0 | 0 | 0
IGCC | 90.44 | 91.27 | 92.53 | 100.22 | 103.98 | 111.44
DemandResponse | 0 | 0 | 0 | 0 | 0 | 0
IGCC-CCS | 0 | 0 | 0 | 0 | 0 | 0
WT_off | 0 | 0 | 0 | 0 | 0 | 0
PseudoUnit | 0 | 0 | 0 | 0 | 0 | 0
FixedInterchange | 0 | 0 | 0 | 0 | 0 | 0
Fuel Cost by Reporting Type: MISO_MI
ReportingType | 2015 | 2020 | 2025 | 2030 | 2035 | 2040
BM | 0 | 0 | 0 | 0 | 0 | 0
CC | 500.29 | 530.88 | 464.29 | 346.95 | 506.81 | 442.29
CSP | 0 | 0 | 0 | 0 | 0 | 0
CT | 0 | 0 | 0 | 0 | 0 | 0
Coal | 1214.25 | 1049.49 | 1140.49 | 1254.76 | 1380.02 | 1440.18
Geo | 0 | 0 | 0 | 0 | 0 | 0
H | 0 | 0 | 0 | 0 | 0 | 0
LFG | 0 | 0.2 | 0.2 | 0.2 | 0.2 | 0.2
Nuc | 139.75 | 142.6 | 151.51 | 154.47 | 90.85 | 90.85
PS | 0 | 0 | 0 | 0 | 0 | 0
PV | 0 | 0 | 0 | 0 | 0 | 0
PeakG | 1.14 | 1.65 | 6.56 | 7.18 | 7.37 | 0
PeakO | 0 | 0 | 0 | 0 | 0 | 0
ST | 0 | 0 | 0 | 0 | 0 | 0
STOG | 18.53 | 29.81 | 34.18 | 37.4 | 46.89 | 47.14
STWD | 11.06 | 39.15 | 36.92 | 73.26 | 55.26 | 64.27
WT | 0 | 0 | 0 | 0 | 0 | 0
IGCC | 0 | 0 | 0 | 0 | 0 | 0
DemandResponse | 0 | 0 | 0 | 0 | 0 | 0
IGCC-CCS | 0 | 0 | 0 | 0 | 0 | 0
WT_off | 0 | 0 | 0 | 0 | 0 | 0
PseudoUnit | 0 | 0 | 0 | 0 | 0 | 0
FixedInterchange | 0 | 0 | 0 | 0 | 0 | 0
Fuel Cost by Reporting Type: MISO_MO-IL
ReportingType | 2015 | 2020 | 2025 | 2030 | 2035 | 2040
BM | 0 | 0 | 0 | 0 | 0 | 0
CC | 100.15 | 167.63 | 100.96 | 108.93 | 134.8 | 93.09
CSP | 0 | 0 | 0 | 0 | 0 | 0
CT | 0 | 0 | 0 | 0 | 0 | 0
Coal | 2033.25 | 1592.59 | 1818.6 | 2145.65 | 2300.65 | 2401.1
Geo | 0 | 0 | 0 | 0 | 0 | 0
H | 0 | 0 | 0 | 0 | 0 | 0
LFG | 0 | 0 | 0.29 | 0.29 | 0.29 | 0.29
Nuc | 143.46 | 146.38 | 155.53 | 158.57 | 158.57 | 158.57
PS | 0 | 0 | 0 | 0 | 0 | 0
PV | 0 | 0 | 0 | 0 | 0 | 0
PeakG | 7.65 | 10.28 | 14.99 | 19.21 | 33.08 | 36.96
PeakO | 0 | 0 | 0 | 0 | 0 | 0
ST | 0 | 0 | 0 | 0 | 0 | 0
STOG | 3.01 | 6.18 | 7.23 | 4.17 | 4.68 | 1.66
STWD | 0 | 0 | 0 | 0 | 0 | 0
WT | 0 | 0 | 0 | 0 | 0 | 0
IGCC | 0 | 0 | 0 | 0 | 0 | 0
DemandResponse | 0 | 0 | 0 | 0 | 0 | 0
IGCC-CCS | 0 | 0 | 0 | 0 | 0 | 0
WT_off | 0 | 0 | 0 | 0 | 0 | 0
PseudoUnit | 0 | 0 | 0 | 0 | 0 | 0
FixedInterchange | 0 | 0 | 0 | 0 | 0 | 0
Fuel Cost by Reporting Type: MISO_W
ReportingType | 2015 | 2020 | 2025 | 2030 | 2035 | 2040
BM | 0 | 0 | 0 | 0 | 0 | 0
CC | 340.86 | 355 | 261.82 | 239.69 | 314.15 | 161.98
CSP | 0 | 0 | 0 | 0 | 0 | 0
CT | 0 | 0 | 0 | 0 | 0 | 0
Coal | 1586.22 | 1364.51 | 1391.84 | 1436.72 | 1804.51 | 2910.82
Geo | 0 | 0 | 0 | 0 | 0 | 0
H | 0 | 0 | 0 | 0 | 0 | 0
LFG | 0 | 0 | 0.09 | 0.09 | 0.09 | 0.09
Nuc | 152.53 | 155.64 | 165.37 | 168.6 | 0.01 | 0.01
PS | 0 | 0 | 0 | 0 | 0 | 0
PV | 0 | 0 | 0 | 0 | 0 | 0
PeakG | 15.69 | 11.17 | 15.6 | 18.56 | 76.55 | 6.49
PeakO | 0 | 0 | 0 | 0 | 0 | 0
ST | 0 | 0 | 0 | 0 | 0 | 0
STOG | 1.44 | 0.46 | 0.33 | 0.05 | 1.07 | 0
STWD | 0 | 9.45 | 9.45 | 9.45 | 15.72 | 9.45
WT | 0 | 0 | 0 | 0 | 0 | 0
IGCC | 0 | 0 | 0 | 0 | 0 | 0
DemandResponse | 0 | 0 | 0 | 0 | 0 | 0
IGCC-CCS | 0 | 0 | 0 | 0 | 0 | 0
WT_off | 0 | 0 | 0 | 0 | 0 | 0
PseudoUnit | 0 | 0 | 0 | 0 | 0 | 0
FixedInterchange | 0 | 0 | 0 | 0 | 0 | 0
Fuel Cost by Reporting Type: MISO_WUMS
ReportingType | 2015 | 2020 | 2025 | 2030 | 2035 | 2040
BM | 0 | 0 | 0 | 0 | 0 | 0
CC | 535.4 | 1302.89 | 1281.77 | 1249.9 | 2043.53 | 1815.91
CSP | 0 | 0 | 0 | 0 | 0 | 0
CT | 0 | 6.68 | 15.36 | 17.8 | 49.47 | 59.55
Coal | 581.01 | 528.86 | 648.87 | 836.36 | 926.64 | 944.4
Geo | 0 | 0 | 0 | 0 | 0 | 0
H | 0 | 0 | 0 | 0 | 0 | 0
LFG | 0 | 0 | 0.29 | 0.29 | 0.29 | 0.29
Nuc | 120.89 | 123.35 | 131.06 | 133.62 | 0.01 | 0.01
PS | 0 | 0 | 0 | 0 | 0 | 0
PV | 0 | 0 | 0 | 0 | 0 | 0
PeakG | 1.32 | 0 | 0 | 0 | 0 | 0
PeakO | 0 | 0 | 0 | 0 | 0 | 0
ST | 0 | 0 | 0 | 0 | 0 | 0
STOG | 0.3 | 0 | 0 | 0 | 0 | 0
STWD | 0 | 1.91 | 3.54 | 3.67 | 3.67 | 3.67
WT | 0 | 0 | 0 | 0 | 0 | 0
IGCC | 0 | 0 | 0 | 0 | 0 | 0
DemandResponse | 0 | 0 | 0 | 0 | 0 | 0
IGCC-CCS | 0 | 0 | 0 | 0 | 0 | 0
WT_off | 0 | 0 | 0 | 0 | 0 | 0
PseudoUnit | 0 | 0 | 0 | 0 | 0 | 0
FixedInterchange | 0 | 0 | 0 | 0 | 0 | 0
Fuel Cost by Reporting Type: Nebraska
ReportingType | 2015 | 2020 | 2025 | 2030 | 2035 | 2040
BM | 0 | 0 | 0 | 0 | 0 | 0
CC | 23.09 | 17.45 | 19.92 | 21.79 | 17.39 | 17.27
CSP | 0 | 0 | 0 | 0 | 0 | 0
CT | 0 | 0 | 0 | 0 | 0 | 0
Coal | 432.71 | 414.52 | 414.52 | 436.94 | 919.78 | 1052.92
Geo | 0 | 0 | 0 | 0 | 0 | 0
H | 0 | 0 | 0 | 0 | 0 | 0
LFG | 0 | 0 | 0.09 | 0.09 | 0.09 | 0.09
Nuc | 83.67 | 85.37 | 90.71 | 92.48 | 0.01 | 0.01
PS | 0 | 0 | 0 | 0 | 0 | 0
PV | 0 | 0 | 0 | 0 | 0 | 0
PeakG | 4.11 | 5.58 | 8.51 | 12.24 | 10.28 | 2.16
PeakO | 0 | 0 | 0 | 0 | 0 | 0
ST | 0 | 0 | 0 | 0 | 0 | 0
STOG | 0 | 0 | 0 | 0 | 0 | 0
STWD | 0 | 0 | 0 | 0 | 0 | 0
WT | 0 | 0 | 0 | 0 | 0 | 0
IGCC | 0 | 0 | 0 | 0 | 0 | 0
DemandResponse | 0 | 0 | 0 | 0 | 0 | 0
IGCC-CCS | 0 | 0 | 0 | 0 | 0 | 0
WT_off | 0 | 0 | 0 | 0 | 0 | 0
PseudoUnit | 0 | 0 | 0 | 0 | 0 | 0
FixedInterchange | 0 | 0 | 0 | 0 | 0 | 0
Fuel Cost by Reporting Type: NEISO
ReportingType | 2015 | 2020 | 2025 | 2030 | 2035 | 2040
BM | 128.98 | 128.98 | 37.58 | 37.75 | 40.94 | 40.94
CC | 1487.87 | 1217.5 | 1380.82 | 1712.45 | 2411.49 | 3069.37
CSP | 0 | 0 | 0 | 0 | 0 | 0
CT | 0.08 | 0.52 | 0.36 | 0.62 | 4.95 | 8.06
Coal | 1.17 | 0 | 0 | 0 | 0 | 0
Geo | 0 | 0 | 0 | 0 | 0 | 0
H | 0 | 0 | 0 | 0 | 0 | 0
LFG | 0.06 | 0.14 | 0.15 | 0.15 | 0.15 | 0.15
Nuc | 293.25 | 299.23 | 317.93 | 324.14 | 234.19 | 173
PS | 0 | 0 | 0 | 0 | 0 | 0
PV | 0 | 0 | 0 | 0 | 0 | 0
PeakG | 1.14 | 1.78 | 1.94 | 2.11 | 5.84 | 5.63
PeakO | 0 | 0 | 0 | 0 | 0 | 0
ST | 0 | 0 | 0 | 0 | 0 | 0
STOG | 0 | 0 | 0 | 0 | 0 | 0
STWD | 318.23 | 96.61 | 6.23 | 88.25 | 44.19 | 44.76
WT | 0 | 0 | 0 | 0 | 0 | 0
IGCC | 0 | 0 | 0 | 0 | 0 | 0
DemandResponse | 0 | 0 | 0 | 0 | 0 | 0
IGCC-CCS | 0 | 0 | 0 | 0 | 0 | 0
WT_off | 0 | 0 | 0 | 0 | 0 | 0
PseudoUnit | 0 | 0 | 0 | 0 | 0 | 0
FixedInterchange | 0 | 0 | 0 | 0 | 0 | 0
Fuel Cost by Reporting Type: NonRTO_Midwest
ReportingType | 2015 | 2020 | 2025 | 2030 | 2035 | 2040
BM | 0 | 0 | 0 | 0 | 0 | 0
CC | 0 | 84.36 | 105.95 | 137.2 | 161.38 | 244.58
CSP | 0 | 0 | 0 | 0 | 0 | 0
CT | 0 | 2.92 | 3.28 | 5.85 | 21.98 | 32.99
Coal | 1377.13 | 1417.9 | 1486.55 | 1646.1 | 1791.51 | 1942.28
Geo | 0 | 0 | 0 | 0 | 0 | 0
H | 0 | 0 | 0 | 0 | 0 | 0
LFG | 0 | 0 | 0 | 0.2 | 0.2 | 0.2
Nuc | 0 | 0 | 0 | 0 | 0 | 0
PS | 0 | 0 | 0 | 0 | 0 | 0
PV | 0 | 0 | 0 | 0 | 0 | 0
PeakG | 8.49 | 11.59 | 15.7 | 17.39 | 22.26 | 22.34
PeakO | 0 | 0 | 0 | 0 | 0 | 0
ST | 0 | 0 | 0 | 0 | 0 | 0
STOG | 0 | 0 | 0 | 0 | 0 | 0
STWD | 0 | 0 | 0 | 0 | 0 | 0
WT | 0 | 0 | 0 | 0 | 0 | 0
IGCC | 0 | 0 | 0 | 0 | 0 | 0
DemandResponse | 0 | 0 | 0 | 0 | 0 | 0
IGCC-CCS | 0 | 0 | 0 | 0 | 0 | 0
WT_off | 0 | 0 | 0 | 0 | 0 | 0
PseudoUnit | 0 | 0 | 0 | 0 | 0 | 0
FixedInterchange | 0 | 0 | 0 | 0 | 0 | 0
Fuel Cost by Reporting Type: NYISO_A-F
ReportingType | 2015 | 2020 | 2025 | 2030 | 2035 | 2040
BM | 0 | 0 | 0 | 0 | 0 | 0
CC | 243.99 | 378.52 | 499.6 | 635.45 | 543.82 | 741.19
CSP | 0 | 0 | 0 | 0 | 0 | 0
CT | 0 | 0 | 0 | 0 | 0 | 0
Coal | 0 | 0 | 0 | 0 | 0 | 0
Geo | 0 | 0 | 0 | 0 | 0 | 0
H | 0 | 0 | 0 | 0 | 0 | 0
LFG | 0.01 | 0.01 | 0.05 | 0.09 | 0.09 | 0.09
Nuc | 217.02 | 221.45 | 235.29 | 195.6 | 154.22 | 93.47
PS | 0 | 0 | 0 | 0 | 0 | 0
PV | 0 | 0 | 0 | 0 | 0 | 0
PeakG | 0 | 0 | 0.36 | 0.39 | 0.74 | 0.66
PeakO | 0 | 0 | 0 | 0 | 0 | 0
ST | 0 | 0 | 0 | 0 | 0 | 0
STOG | 0 | 0 | 0 | 0 | 0 | 0
STWD | 0 | 0 | 0 | 0 | 0 | 0.16
WT | 0 | 0 | 0 | 0 | 0 | 0
IGCC | 0 | 0 | 0 | 0 | 0 | 0
DemandResponse | 0 | 0 | 0 | 0 | 0 | 0
IGCC-CCS | 0 | 0 | 0 | 0 | 0 | 0
WT_off | 0 | 0 | 0 | 0 | 0 | 0
PseudoUnit | 0 | 0 | 0 | 0 | 0 | 0
FixedInterchange | 0 | 0 | 0 | 0 | 0 | 0
Fuel Cost by Reporting Type: NYISO_G-I
ReportingType | 2015 | 2020 | 2025 | 2030 | 2035 | 2040
BM | 0 | 0 | 0 | 0 | 0 | 0
CC | 246.33 | 311.24 | 543.59 | 879.42 | 2064.38 | 2870.78
CSP | 0 | 0 | 0 | 0 | 0 | 0
CT | 0 | 0 | 0 | 0 | 0 | 0
Coal | 0 | 0 | 0 | 0 | 0 | 0
Geo | 0 | 0 | 0 | 0 | 0 | 0
H | 0 | 0 | 0 | 0 | 0 | 0
LFG | 0 | 0 | 0.09 | 0.09 | 0.09 | 0.09
Nuc | 130.64 | 133.3 | 141.63 | 144.4 | 72.41 | 0.03
PS | 0 | 0 | 0 | 0 | 0 | 0
PV | 0 | 0 | 0 | 0 | 0 | 0
PeakG | 0 | 0 | 0 | 0 | 0 | 0
PeakO | 0 | 0 | 0 | 0 | 0 | 0
ST | 0 | 0 | 0 | 0 | 0 | 0
STOG | 0 | 0 | 0 | 0 | 0 | 0
STWD | 0 | 0 | 0 | 0 | 0 | 0
WT | 0 | 0 | 0 | 0 | 0 | 0
IGCC | 0 | 0 | 0 | 0 | 0 | 0
DemandResponse | 0 | 0 | 0 | 0 | 0 | 0
IGCC-CCS | 0 | 0 | 0 | 0 | 0 | 0
WT_off | 0 | 0 | 0 | 0 | 0 | 0
PseudoUnit | 0 | 0 | 0 | 0 | 0 | 0
FixedInterchange | 0 | 0 | 0 | 0 | 0 | 0
Fuel Cost by Reporting Type: NYISO_J-K
ReportingType | 2015 | 2020 | 2025 | 2030 | 2035 | 2040
BM | 0 | 0 | 0 | 0 | 0 | 0
CC | 835.8 | 1047.55 | 1166.72 | 1282.18 | 1406.73 | 1637.04
CSP | 0 | 0 | 0 | 0 | 0 | 0
CT | 0 | 0 | 1.34 | 4.71 | 8.92 | 16.92
Coal | 0 | 0 | 0 | 0 | 0 | 0
Geo | 0 | 0 | 0 | 0 | 0 | 0
H | 0 | 0 | 0 | 0 | 0 | 0
LFG | 0 | 0 | 0 | 0.09 | 0.09 | 0.09
Nuc | 0 | 0 | 0 | 0 | 0 | 0
PS | 0 | 0 | 0 | 0 | 0 | 0
PV | 0 | 0 | 0 | 0 | 0 | 0
PeakG | 1.98 | 5.75 | 8.04 | 9.13 | 17.7 | 19.79
PeakO | 0 | 0 | 0 | 0 | 0 | 0
ST | 0 | 0 | 0 | 0 | 0 | 0
STOG | 54.33 | 101.73 | 128.44 | 155.53 | 229.65 | 293.2
STWD | 0 | 0 | 0 | 0 | 0 | 0
WT | 0 | 0 | 0 | 0 | 0 | 0
IGCC | 0 | 0 | 0 | 0 | 0 | 0
DemandResponse | 0 | 0 | 0 | 0 | 0 | 0
IGCC-CCS | 0 | 0 | 0 | 0 | 0 | 0
WT_off | 0 | 0 | 0 | 0 | 0 | 0
PseudoUnit | 0 | 0 | 0 | 0 | 0 | 0
FixedInterchange | 0 | 0 | 0 | 0 | 0 | 0
Fuel Cost by Reporting Type: PJM_E
ReportingType | 2015 | 2020 | 2025 | 2030 | 2035 | 2040
BM | 10.11 | 15.34 | 15.34 | 15.34 | 15.34 | 15.34
CC | 866.34 | 1639.79 | 1771.63 | 1330.75 | 2118.75 | 2369.36
CSP | 0 | 0 | 0 | 0 | 0 | 0
CT | 0 | 0.04 | 0.05 | 0.17 | 17.73 | 19
Coal | 14.35 | 18.08 | 25.49 | 34.9 | 79 | 93.82
Geo | 0 | 0 | 0 | 0 | 0 | 0
H | 0 | 0 | 0 | 0 | 0 | 0
LFG | 0.01 | 0.18 | 0.18 | 0.18 | 0.18 | 0.18
Nuc | 563.79 | 533.75 | 567.11 | 578.18 | 415.32 | 329.35
PS | 0 | 0 | 0 | 0 | 0 | 0
PV | 0 | 0 | 0 | 0 | 0 | 0
PeakG | 0 | 4.2 | 27.83 | 30.31 | 32 | 17.84
PeakO | 0 | 0 | 0 | 0 | 0 | 0
ST | 0 | 0 | 0 | 0 | 0 | 0
STOG | 4.64 | 27.75 | 38.79 | 33.34 | 72.21 | 42.82
STWD | 0 | 0 | 0 | 0 | 0 | 0
WT | 0 | 0 | 0 | 0 | 0 | 0
IGCC | 0 | 0 | 0 | 0 | 0 | 0
DemandResponse | 0 | 0 | 0 | 0 | 0 | 0
IGCC-CCS | 0 | 0 | 0 | 0 | 0 | 0
WT_off | 0 | 0 | 0 | 0 | 0 | 0
PseudoUnit | 0 | 0 | 0 | 0 | 0 | 0
FixedInterchange | 0 | 0 | 0 | 0 | 0 | 0
Fuel Cost by Reporting Type: PJM_ROM
ReportingType | 2015 | 2020 | 2025 | 2030 | 2035 | 2040
BM | 5.8 | 9.21 | 9.21 | 9.21 | 9.21 | 9.21
CC | 545.51 | 877.63 | 863.95 | 845.57 | 2031.29 | 7444.13
CSP | 0 | 0 | 0 | 0 | 0 | 0
CT | 0 | 0.03 | 0.18 | 0.1 | 0.21 | 0.12
Coal | 1251.29 | 1400.39 | 1469.76 | 1661.17 | 1699.82 | 1779.42
Geo | 0 | 0 | 0 | 0 | 0 | 0
H | 0 | 0 | 0 | 0 | 0 | 0
LFG | 0.02 | 0.36 | 0.36 | 0.36 | 0.36 | 0.36
Nuc | 337.6 | 344.49 | 366.02 | 373.17 | 244.83 | 178.21
PS | 0 | 0 | 0 | 0 | 0 | 0
PV | 0 | 0 | 0 | 0 | 0 | 0
PeakG | 0 | 1.36 | 2.97 | 3.24 | 10.73 | 3.62
PeakO | 0 | 0 | 0 | 0 | 0 | 0
ST | 0 | 0 | 0 | 0 | 0 | 0
STOG | 35.69 | 50.96 | 79.92 | 89.47 | 98.41 | 100.16
STWD | 15.72 | 35.1 | 35.1 | 35.1 | 35.1 | 35.1
WT | 0 | 0 | 0 | 0 | 0 | 0
IGCC | 0 | 0 | 0 | 0 | 0 | 0
DemandResponse | 0 | 0 | 0 | 0 | 0 | 0
IGCC-CCS | 0 | 0 | 0 | 0 | 0 | 0
WT_off | 0 | 0 | 0 | 0 | 0 | 0
PseudoUnit | 0 | 0 | 0 | 0 | 0 | 0
FixedInterchange | 0 | 0 | 0 | 0 | 0 | 0
Fuel Cost by Reporting Type: PJM_ROR
ReportingType | 2015 | 2020 | 2025 | 2030 | 2035 | 2040
BM | 5.11 | 18.34 | 24.84 | 34.27 | 111.97 | 98.7
CC | 2266.9 | 2444.88 | 3158.83 | 5361.21 | 8607.7 | 7836.98
CSP | 0 | 0 | 0 | 0 | 0 | 0
CT | 0.19 | 0.29 | 0.32 | 0.35 | 18.44 | 39.35
Coal | 7383.99 | 6337.68 | 6636.57 | 7559.56 | 8129.99 | 8634.41
Geo | 0 | 0 | 0 | 0 | 0 | 0
H | 0 | 0 | 0 | 0 | 0 | 0
LFG | 0.07 | 0.07 | 0.73 | 0.73 | 0.73 | 0.73
Nuc | 1319.64 | 1346.55 | 1430.71 | 1395.54 | 1084.35 | 728.88
PS | 0 | 0 | 0 | 0 | 0 | 0
PV | 0 | 0 | 0 | 0 | 0 | 0
PeakG | 62.45 | 63.69 | 73.91 | 68.62 | 46.08 | 54.74
PeakO | 0 | 0 | 0 | 0 | 0 | 0
ST | 0 | 0 | 0 | 0 | 0 | 0
STOG | 35.69 | 41.64 | 49.16 | 53.55 | 60.1 | 66.71
STWD | 2.8 | 46.51 | 87.03 | 103.86 | 103.86 | 103.86
WT | 0 | 0 | 0 | 0 | 0 | 0
IGCC | 0 | 0 | 0 | 0 | 0 | 0
DemandResponse | 0 | 0 | 0 | 0 | 0 | 0
IGCC-CCS | 0 | 0 | 0 | 0 | 0 | 0
WT_off | 0 | 0 | 0 | 0 | 0 | 0
PseudoUnit | 0 | 0 | 0 | 0 | 0 | 0
FixedInterchange | 0 | 0 | 0 | 0 | 0 | 0
Fuel Cost by Reporting Type: SOCO
ReportingType | 2015 | 2020 | 2025 | 2030 | 2035 | 2040
BM | 0 | 0 | 1.58 | 1.58 | 1.58 | 1.58
CC | 4198.93 | 4662.53 | 4764.86 | 5637.98 | 5787.01 | 5782.55
CSP | 0 | 0 | 0 | 0 | 0 | 0
CT | 0 | 0 | 0 | 0 | 0 | 0
Coal | 2560.37 | 2690.57 | 3405.11 | 3719.24 | 4464.2 | 5895.91
Geo | 0 | 0 | 0 | 0 | 0 | 0
H | 0 | 0 | 0 | 0 | 0 | 0
LFG | 0 | 0 | 0.14 | 0.14 | 0.14 | 0.14
Nuc | 396.64 | 551.11 | 585.56 | 596.99 | 596.99 | 398.46
PS | 0 | 0 | 0 | 0 | 0 | 0
PV | 0 | 0 | 0 | 0 | 0 | 0
PeakG | 30.85 | 70.49 | 137.84 | 131.21 | 110.76 | 81.74
PeakO | 0 | 0 | 0 | 0 | 0 | 0
ST | 0 | 0 | 0 | 0 | 0 | 0
STOG | 0 | 0 | 0 | 0 | 0 | 0
STWD | 0 | 0 | 0 | 0 | 0 | 0
WT | 0 | 0 | 0 | 0 | 0 | 0
IGCC | 0 | 0 | 0 | 0 | 0 | 0
DemandResponse | 0 | 0 | 0 | 0 | 0 | 0
IGCC-CCS | 0 | 0 | 0 | 0 | 0 | 0
WT_off | 0 | 0 | 0 | 0 | 0 | 0
PseudoUnit | 0 | 0 | 0 | 0 | 0 | 0
FixedInterchange | 0 | 0 | 0 | 0 | 0 | 0
Fuel Cost by Reporting Type: SPP_N
ReportingType | 2015 | 2020 | 2025 | 2030 | 2035 | 2040
BM | 0 | 0 | 0 | 0 | 0 | 0
CC | 303.43 | 679.93 | 713.02 | 844.66 | 550.62 | 473.98
CSP | 0 | 0 | 0 | 0 | 0 | 0
CT | 0 | 0 | 0 | 10.69 | 36.94 | 29.49
Coal | 1060.11 | 954.88 | 962.38 | 1021.4 | 1235.92 | 1533.12
Geo | 0 | 0 | 0 | 0 | 0 | 0
H | 0 | 0 | 0 | 0 | 0 | 0
LFG | 0 | 0 | 0.12 | 0.12 | 0.12 | 0.12
Nuc | 74.76 | 76.29 | 81.06 | 82.64 | 82.64 | 82.64
PS | 0 | 0 | 0 | 0 | 0 | 0
PV | 0 | 0 | 0 | 0 | 0 | 0
PeakG | 2.62 | 3.44 | 9.15 | 8.9 | 6.91 | 0
PeakO | 0 | 0 | 0 | 0 | 0 | 0
ST | 0 | 0 | 0 | 0 | 0 | 0
STOG | 23.82 | 25.22 | 39.06 | 47.58 | 54.08 | 56.45
STWD | 0 | 0 | 0 | 0 | 0 | 0
WT | 0 | 0 | 0 | 0 | 0 | 0
IGCC | 0 | 0 | 0 | 0 | 0 | 0
DemandResponse | 0 | 0 | 0 | 0 | 0 | 0
IGCC-CCS | 0 | 0 | 0 | 0 | 0 | 0
WT_off | 0 | 0 | 0 | 0 | 0 | 0
PseudoUnit | 0 | 0 | 0 | 0 | 0 | 0
FixedInterchange | 0 | 0 | 0 | 0 | 0 | 0
Fuel Cost by Reporting Type: SPP_S
ReportingType | 2015 | 2020 | 2025 | 2030 | 2035 | 2040
BM | 0 | 0 | 0 | 0 | 0 | 0
CC | 1445.66 | 2100.13 | 2101.29 | 2593.29 | 1891.19 | 1515.42
CSP | 0 | 0 | 0 | 0 | 0 | 0
CT | 0 | 0.65 | 4.47 | 2.07 | 0 | 0
Coal | 1746.25 | 1496.09 | 1858.23 | 2031.66 | 2224.53 | 2297.78
Geo | 0 | 0 | 0 | 0 | 0 | 0
H | 0 | 0 | 0 | 0 | 0 | 0
LFG | 0 | 0 | 0.12 | 0.12 | 0.12 | 0.12
Nuc | 0 | 0 | 0 | 0 | 0 | 0
PS | 0 | 0 | 0 | 0 | 0 | 0
PV | 0 | 0 | 0 | 0 | 0 | 0
PeakG | 0 | 0 | 0.87 | 0 | 0 | 0
PeakO | 0 | 0 | 0 | 0 | 0 | 0
ST | 0 | 0 | 0 | 0 | 0 | 0
STOG | 115.51 | 138.6 | 172.75 | 171.47 | 119.46 | 87.23
STWD | 0 | 0 | 0 | 0 | 0 | 0
WT | 0 | 0 | 0 | 0 | 0 | 0
IGCC | 0 | 0 | 0 | 0 | 0 | 0
DemandResponse | 0 | 0 | 0 | 0 | 0 | 0
IGCC-CCS | 0 | 0 | 0 | 0 | 0 | 0
WT_off | 0 | 0 | 0 | 0 | 0 | 0
PseudoUnit | 0 | 0 | 0 | 0 | 0 | 0
FixedInterchange | 0 | 0 | 0 | 0 | 0 | 0
Fuel Cost by Reporting Type: TVA
ReportingType | 2015 | 2020 | 2025 | 2030 | 2035 | 2040
BM | 0 | 0 | 0 | 0 | 0 | 0
CC | 692.74 | 1184.82 | 1368.18 | 1646.86 | 1497.15 | 1419.68
CSP | 0 | 0 | 0 | 0 | 0 | 0
CT | 0 | 11.05 | 22.95 | 26.83 | 24.16 | 24.71
Coal | 1912.75 | 1720.63 | 1839.25 | 1995.14 | 2828.19 | 3586.1
Geo | 0 | 0 | 0 | 0 | 0 | 0
H | 0 | 0 | 0 | 0 | 0 | 0
LFG | 0 | 0 | 0.14 | 0.14 | 0.14 | 0.14
Nuc | 542.87 | 553.94 | 588.56 | 600.05 | 420.73 | 329.46
PS | 0 | 0 | 0 | 0 | 0 | 0
PV | 0 | 0 | 0 | 0 | 0 | 0
PeakG | 0 | 0 | 1.53 | 0 | 0 | 0
PeakO | 0 | 0 | 0 | 0 | 0 | 0
ST | 0 | 0 | 0 | 0 | 0 | 0
STOG | 0 | 0 | 0 | 0 | 0 | 0
STWD | 0 | 0 | 0 | 0.02 | 0.15 | 0.16
WT | 0 | 0 | 0 | 0 | 0 | 0
IGCC | 0 | 0 | 0 | 0 | 0 | 0
DemandResponse | 0 | 0 | 0 | 0 | 0 | 0
IGCC-CCS | 0 | 0 | 0 | 0 | 0 | 0
WT_off | 0 | 0 | 0 | 0 | 0 | 0
PseudoUnit | 0 | 0 | 0 | 0 | 0 | 0
FixedInterchange | 0 | 0 | 0 | 0 | 0 | 0
Fuel Cost by Reporting Type: TVA_Transmission
ReportingType | 2015 | 2020 | 2025 | 2030 | 2035 | 2040
BM | 0 | 0 | 0 | 0 | 0 | 0
CC | 0 | 0 | 0 | 0 | 0 | 0
CSP | 0 | 0 | 0 | 0 | 0 | 0
CT | 0 | 0 | 0 | 0 | 0 | 0
Coal | 0 | 0 | 0 | 0 | 0 | 0
Geo | 0 | 0 | 0 | 0 | 0 | 0
H | 0 | 0 | 0 | 0 | 0 | 0
LFG | 0 | 0 | 0 | 0 | 0 | 0
Nuc | 0 | 0 | 0 | 0 | 0 | 0
PS | 0 | 0 | 0 | 0 | 0 | 0
PV | 0 | 0 | 0 | 0 | 0 | 0
PeakG | 0 | 0 | 0 | 0 | 0 | 0
PeakO | 0 | 0 | 0 | 0 | 0 | 0
ST | 0 | 0 | 0 | 0 | 0 | 0
STOG | 0 | 0 | 0 | 0 | 0 | 0
STWD | 0 | 0 | 0 | 0 | 0 | 0
WT | 0 | 0 | 0 | 0 | 0 | 0
IGCC | 0 | 0 | 0 | 0 | 0 | 0
DemandResponse | 0 | 0 | 0 | 0 | 0 | 0
IGCC-CCS | 0 | 0 | 0 | 0 | 0 | 0
WT_off | 0 | 0 | 0 | 0 | 0 | 0
PseudoUnit | 0 | 0 | 0 | 0 | 0 | 0
FixedInterchange | 0 | 0 | 0 | 0 | 0 | 0
Fuel Cost by Reporting Type: VACAR
ReportingType | 2015 | 2020 | 2025 | 2030 | 2035 | 2040
BM | 0.47 | 180.8 | 533.41 | 605.46 | 667.45 | 754.21
CC | 2157.69 | 2592.67 | 2570.89 | 2952 | 4858.38 | 6907.42
CSP | 0 | 0 | 0 | 0 | 0 | 0
CT | 4.22 | 4.56 | 5.59 | 25.82 | 44.73 | 51.63
Coal | 2392.31 | 2241.2 | 3030.21 | 3451.99 | 3984.13 | 4168.3
Geo | 0 | 0 | 0 | 0 | 0 | 0
H | 0 | 0 | 0 | 0 | 0 | 0
LFG | 0 | 0.14 | 0.14 | 0.14 | 0.14 | 0.14
Nuc | 730.67 | 900.6 | 956.89 | 975.58 | 746.08 | 614.79
PS | 0 | 0 | 0 | 0 | 0 | 0
PV | 0 | 0 | 0 | 0 | 0 | 0
PeakG | 6.64 | 11.33 | 21.91 | 17.46 | 12.94 | 9.57
PeakO | 0 | 0 | 0 | 0 | 0 | 0
ST | 0 | 0 | 0 | 0 | 0 | 0
STOG | 0 | 0 | 0 | 0 | 0 | 0
STWD | 159.73 | 159.73 | 100.95 | 117.43 | 159.73 | 159.73
WT | 0 | 0 | 0 | 0 | 0 | 0
IGCC | 0 | 0 | 0 | 0 | 0 | 0
DemandResponse | 0 | 0 | 0 | 0 | 0 | 0
IGCC-CCS | 0 | 0 | 0 | 0 | 0 | 0
WT_off | 0 | 0 | 0 | 0 | 0 | 0
PseudoUnit | 0 | 0 | 0 | 0 | 0 | 0
FixedInterchange | 0 | 0 | 0 | 0 | 0 | 0
Fuel Cost by Reporting Type: IESO
ReportingType | 2015 | 2020 | 2025 | 2030 | 2035 | 2040
BM | 0 | 0 | 0 | 0 | 0 | 0
CC | 32.51 | 52.5 | 83.06 | 120.64 | 791.56 | 1819.25
CSP | 0 | 0 | 0 | 0 | 0 | 0
CT | 0 | 0 | 0 | 0 | 6.78 | 8.19
Coal | 0 | 0 | 0 | 0 | 0 | 0
Geo | 0 | 0 | 0 | 0 | 0 | 0
H | 0 | 0 | 0 | 0 | 0 | 0
LFG | 0.02 | 0.02 | 0.02 | 0.02 | 0.02 | 0.02
Nuc | 854.23 | 871.65 | 926.13 | 944.22 | 869.51 | 757.81
PS | 0 | 0 | 0 | 0 | 0 | 0
PV | 0 | 0 | 0 | 0 | 0 | 0
PeakG | 0 | 0 | 0 | 0 | 0 | 0
PeakO | 0 | 0 | 0 | 0 | 0 | 0
ST | 0 | 0 | 0 | 0 | 0 | 0
STOG | 0 | 0 | 0 | 0 | 0 | 0
STWD | 0 | 0 | 0 | 0 | 0 | 0
WT | 0 | 0 | 0 | 0 | 0 | 0
IGCC | 0 | 0 | 0 | 0 | 0 | 0
DemandResponse | 0 | 0 | 0 | 0 | 0 | 0
IGCC-CCS | 0 | 0 | 0 | 0 | 0 | 0
WT_off | 0 | 0 | 0 | 0 | 0 | 0
PseudoUnit | 0 | 0 | 0 | 0 | 0 | 0
FixedInterchange | 0 | 0 | 0 | 0 | 0 | 0
Fuel Cost by Reporting Type: MAPP_CA
ReportingType | 2015 | 2020 | 2025 | 2030 | 2035 | 2040
BM | 0 | 0 | 0 | 0 | 0 | 0
CC | 297.12 | 448.19 | 538.53 | 712.38 | 997.2 | 993.44
CSP | 0 | 0 | 0 | 0 | 0 | 0
CT | 0 | 0 | 0 | 0 | 0.05 | 0.18
Coal | 4.79 | 10.05 | 25.06 | 96.71 | 187.75 | 202.87
Geo | 0 | 0 | 0 | 0 | 0 | 0
H | 0 | 0 | 0 | 0 | 0 | 0
LFG | 0 | 0 | 0 | 0 | 0 | 0
Nuc | 0 | 0 | 0 | 0 | 0 | 0
PS | 0 | 0 | 0 | 0 | 0 | 0
PV | 0 | 0 | 0 | 0 | 0 | 0
PeakG | 0 | 0 | 0 | 0 | 0 | 0
PeakO | 0 | 0 | 0 | 0 | 0 | 0
ST | 0 | 0 | 0 | 0 | 0 | 0
STOG | 0 | 0 | 0 | 0 | 0 | 0
STWD | 0 | 0 | 0 | 0 | 0 | 0
WT | 0 | 0 | 0 | 0 | 0 | 0
IGCC | 0 | 0 | 0 | 0 | 0 | 0
DemandResponse | 0 | 0 | 0 | 0 | 0 | 0
IGCC-CCS | 0 | 0 | 0 | 0 | 0 | 0
WT_off | 0 | 0 | 0 | 0 | 0 | 0
PseudoUnit | 0 | 0 | 0 | 0 | 0 | 0
FixedInterchange | 0 | 0 | 0 | 0 | 0 | 0
Fuel Cost by Reporting Type: AZ_NM_SNV_Coal
ReportingType | 2015 | 2020 | 2025 | 2030 | 2035 | 2040
BM | 0 | 0 | 0 | 0 | 0 | 0
CC | 0 | 0 | 0 | 0 | 0 | 0
CSP | 0 | 0 | 0 | 0 | 0 | 0
CT | 0 | 0 | 0 | 0 | 0 | 0
Coal | 1202.37 | 1320.25 | 1320.25 | 1370.37 | 1460.28 | 2848.95
Geo | 0 | 0 | 0 | 0 | 0 | 0
H | 0 | 0 | 0 | 0 | 0 | 0
LFG | 0 | 0 | 0 | 0 | 0 | 0
Nuc | 0 | 0 | 0 | 0 | 0 | 0
PS | 0 | 0 | 0 | 0 | 0 | 0
PV | 0 | 0 | 0 | 0 | 0 | 0
PeakG | 0 | 0 | 0 | 0 | 0 | 0
PeakO | 0 | 0 | 0 | 0 | 0 | 0
ST | 0 | 0 | 0 | 0 | 0 | 0
STOG | 0 | 0 | 0 | 0 | 0 | 0
STWD | 0 | 0 | 0 | 0 | 0 | 0
WT | 0 | 0 | 0 | 0 | 0 | 0
IGCC | 0 | 0 | 0 | 0 | 0 | 0
DemandResponse | 0 | 0 | 0 | 0 | 0 | 0
IGCC-CCS | 0 | 0 | 0 | 0 | 0 | 0
WT_off | 0 | 0 | 0 | 0 | 0 | 0
PseudoUnit | 0 | 0 | 0 | 0 | 0 | 0
FixedInterchange | 0 | 0 | 0 | 0 | 0 | 0
Fuel Cost by Reporting Type: AZ_NM_SNV_Gas
ReportingType | 2015 | 2020 | 2025 | 2030 | 2035 | 2040
BM | 0 | 0 | 0 | 0 | 0 | 0
CC | 3512.84 | 4410.27 | 5314.79 | 6970.2 | 9257.04 | 9456.88
CSP | 0 | 0 | 0 | 0 | 0 | 0
CT | 0 | 0 | 4.8 | 10.04 | 0 | 0
Coal | 0 | 0 | 0 | 0 | 0 | 0
Geo | 0 | 0 | 0 | 0 | 0 | 0
H | 0 | 0 | 0 | 0 | 0 | 0
LFG | 0 | 0 | 0 | 0 | 0 | 0
Nuc | 0 | 0 | 0 | 0 | 0 | 0
PS | 0 | 0 | 0 | 0 | 0 | 0
PV | 0 | 0 | 0 | 0 | 0 | 0
PeakG | 0 | 0 | 16.85 | 34.45 | 55.94 | 13.67
PeakO | 0 | 0 | 0 | 0 | 0 | 0
ST | 0 | 0 | 0 | 0 | 0 | 0
STOG | 0 | 0 | 0 | 0 | 0 | 0
STWD | 0 | 0 | 0 | 0 | 0 | 0
WT | 0 | 0 | 0 | 0 | 0 | 0
IGCC | 0 | 0 | 0 | 0 | 0 | 0
DemandResponse | 0 | 0 | 0 | 0 | 0 | 0
IGCC-CCS | 0 | 0 | 0 | 0 | 0 | 0
WT_off | 0 | 0 | 0 | 0 | 0 | 0
PseudoUnit | 0 | 0 | 0 | 0 | 0 | 0
FixedInterchange | 0 | 0 | 0 | 0 | 0 | 0
Fuel Cost by Reporting Type: AZ_NM_SNV_NucRenew
ReportingType | 2015 | 2020 | 2025 | 2030 | 2035 | 2040
BM | 0 | 0 | 0 | 0 | 0 | 0
CC | 0 | 0 | 0 | 0 | 0 | 0
CSP | 0 | 0 | 0 | 0 | 0 | 0
CT | 0 | 0 | 0 | 0 | 0 | 0
Coal | 0 | 0 | 0 | 0 | 0 | 0
Geo | 0 | 0 | 0 | 0 | 0 | 0
H | 0 | 0 | 0 | 0 | 0 | 0
LFG | 0 | 0.08 | 0.08 | 0.08 | 0.08 | 0.08
Nuc | 254.91 | 260.1 | 276.36 | 281.76 | 281.76 | 281.76
PS | 0 | 0 | 0 | 0 | 0 | 0
PV | 0 | 0 | 0 | 0 | 0 | 0
PeakG | 0 | 0 | 0 | 0 | 0 | 0
PeakO | 0 | 0 | 0 | 0 | 0 | 0
ST | 0 | 0 | 0 | 0 | 0 | 0
STOG | 0 | 0 | 0 | 0 | 0 | 0
STWD | 11.54 | 11.54 | 1.09 | 8.48 | 8.48 | 8.48
WT | 0 | 0 | 0 | 0 | 0 | 0
IGCC | 0 | 0 | 0 | 0 | 0 | 0
DemandResponse | 0 | 0 | 0 | 0 | 0 | 0
IGCC-CCS | 0 | 0 | 0 | 0 | 0 | 0
WT_off | 0 | 0 | 0 | 0 | 0 | 0
PseudoUnit | 0 | 0 | 0 | 0 | 0 | 0
FixedInterchange | 0 | 0 | 0 | 0 | 0 | 0
Fuel Cost by Reporting Type: ERCOT
ReportingType | 2015 | 2020 | 2025 | 2030 | 2035 | 2040
BM | 0 | 0 | 0.32 | 0.55 | 6.73 | 6.91
CC | 5506.53 | 6414.01 | 6860.83 | 7866.66 | 9547.48 | 11335.02
CSP | 0 | 0 | 0 | 0 | 0 | 0
CT | 0 | 0.13 | 0.5 | 0.54 | 0.61 | 0
Coal | 2539.26 | 2961.37 | 3623.37 | 3633.14 | 4328.81 | 4521.64
Geo | 0 | 0 | 0 | 0 | 0 | 0
H | 0 | 0 | 0 | 0 | 0 | 0
LFG | 0 | 0 | 0 | 0.45 | 0.45 | 0.45
Nuc | 339.13 | 346.04 | 367.67 | 374.85 | 374.85 | 374.85
PS | 0 | 0 | 0 | 0 | 0 | 0
PV | 0 | 0 | 0 | 0 | 0 | 0
PeakG | 0 | 0.53 | 5.38 | 4.33 | 0.91 | 0
PeakO | 0 | 0 | 0 | 0 | 0 | 0
ST | 0 | 0 | 0 | 0 | 0 | 0
STOG | 224.46 | 310.66 | 466.61 | 422.21 | 409.77 | 370.77
STWD | 0 | 0 | 0 | 0 | 0 | 0
WT | 0 | 0 | 0 | 0 | 0 | 0
IGCC | 0 | 0 | 0 | 0 | 0 | 0
DemandResponse | 0 | 0 | 0 | 0 | 0 | 0
IGCC-CCS | 0 | 0 | 0 | 0 | 0 | 0
WT_off | 0 | 0 | 0 | 0 | 0 | 0
PseudoUnit | 0 | 0 | 0 | 0 | 0 | 0
FixedInterchange | 0 | 0 | 0 | 0 | 0 | 0
Fuel Cost by Reporting Type: NP15
ReportingType | 2015 | 2020 | 2025 | 2030 | 2035 | 2040
BM | 0 | 0 | 0 | 0 | 0 | 0
CC | 1371.01 | 1086.71 | 1688.97 | 1110.94 | 912.87 | 1024.22
CSP | 0 | 0 | 0 | 0 | 0 | 0
CT | 0 | 0 | 0 | 0 | 0 | 0
Coal | 1.3 | 0 | 0 | 0 | 0 | 0
Geo | 0 | 0 | 0 | 0 | 0 | 0
H | 0 | 0 | 0 | 0 | 0 | 0
LFG | 0 | 0.72 | 0.72 | 0.72 | 0.72 | 0.72
Nuc | 150.62 | 153.69 | 163.3 | 166.49 | 166.49 | 166.49
PS | 0 | 0 | 0 | 0 | 0 | 0
PV | 0 | 0 | 0 | 0 | 0 | 0
PeakG | 0 | 0 | 0 | 0 | 0 | 2.83
PeakO | 0 | 0 | 0 | 0 | 0 | 0
ST | 0 | 0 | 0 | 0 | 0 | 0
STOG | 6.42 | 6.01 | 14.29 | 21.99 | 42.42 | 46.62
STWD | 244.45 | 244.45 | 0.96 | 90.62 | 100.7 | 244.45
WT | 0 | 0 | 0 | 0 | 0 | 0
IGCC | 0 | 0 | 0 | 0 | 0 | 0
DemandResponse | 0 | 0 | 0 | 0 | 0 | 0
IGCC-CCS | 0 | 0 | 0 | 0 | 0 | 0
WT_off | 0 | 0 | 0 | 0 | 0 | 0
PseudoUnit | 0 | 0 | 0 | 0 | 0 | 0
FixedInterchange | 0 | 0 | 0 | 0 | 0 | 0
Fuel Cost by Reporting Type: NWPP_Coal
ReportingType | 2015 | 2020 | 2025 | 2030 | 2035 | 2040
BM | 0 | 0 | 0 | 0 | 0 | 0
CC | 0 | 0 | 0 | 0 | 0 | 0
CSP | 0 | 0 | 0 | 0 | 0 | 0
CT | 0 | 0 | 0 | 0 | 0 | 0
Coal | 1294.12 | 1232.55 | 1232.55 | 1290.72 | 1395.36 | 1785.31
Geo | 0 | 0 | 0 | 0 | 0 | 0
H | 0 | 0 | 0 | 0 | 0 | 0
LFG | 0 | 0 | 0 | 0 | 0 | 0
Nuc | 0 | 0 | 0 | 0 | 0 | 0
PS | 0 | 0 | 0 | 0 | 0 | 0
PV | 0 | 0 | 0 | 0 | 0 | 0
PeakG | 0 | 0 | 0 | 0 | 0 | 0
PeakO | 0 | 0 | 0 | 0 | 0 | 0
ST | 0 | 0 | 0 | 0 | 0 | 0
STOG | 0 | 0 | 0 | 0 | 0 | 0
STWD | 0 | 0 | 0 | 0 | 0 | 0
WT | 0 | 0 | 0 | 0 | 0 | 0
IGCC | 0 | 0 | 0 | 0 | 0 | 0
DemandResponse | 0 | 0 | 0 | 0 | 0 | 0
IGCC-CCS | 0 | 0 | 0 | 0 | 0 | 0
WT_off | 0 | 0 | 0 | 0 | 0 | 0
PseudoUnit | 0 | 0 | 0 | 0 | 0 | 0
FixedInterchange | 0 | 0 | 0 | 0 | 0 | 0
Fuel Cost by Reporting Type: NWPP_Gas
ReportingType | 2015 | 2020 | 2025 | 2030 | 2035 | 2040
BM | 0 | 0 | 0 | 0 | 0 | 0
CC | 1631.63 | 1916.91 | 2302.93 | 4290.38 | 6203.1 | 7495.54
CSP | 0 | 0 | 0 | 0 | 0 | 0
CT | 0 | 0 | 0 | 0 | 0 | 0
Coal | 0 | 0 | 0 | 0 | 0 | 179.32
Geo | 0 | 0 | 0 | 0 | 0 | 0
H | 0 | 0 | 0 | 0 | 0 | 0
LFG | 0 | 0 | 0 | 0 | 0 | 0
Nuc | 0 | 0 | 0 | 0 | 0 | 0
PS | 0 | 0 | 0 | 0 | 0 | 0
PV | 0 | 0 | 0 | 0 | 0 | 0
PeakG | 0 | 0 | 0 | 0 | 0 | 0
PeakO | 0 | 0 | 0 | 0 | 0 | 0
ST | 0 | 0 | 0 | 0 | 0 | 0
STOG | 0 | 0 | 0 | 0 | 0 | 0
STWD | 0 | 0 | 0 | 0 | 0 | 0
WT | 0 | 0 | 0 | 0 | 0 | 0
IGCC | 0 | 0 | 0 | 0 | 0 | 0
DemandResponse | 0 | 0 | 0 | 0 | 0 | 0
IGCC-CCS | 0 | 0 | 0 | 0 | 0 | 0
WT_off | 0 | 0 | 0 | 0 | 0 | 0
PseudoUnit | 0 | 0 | 0 | 0 | 0 | 0
FixedInterchange | 0 | 0 | 0 | 0 | 0 | 0
Fuel Cost by Reporting Type: NWPP_NucRenew
ReportingType | 2015 | 2020 | 2025 | 2030 | 2035 | 2040
BM | 0 | 16.65 | 0 | 16.65 | 16.65 | 16.65
CC | 0 | 0 | 0 | 0 | 0 | 0
CSP | 0 | 0 | 0 | 0 | 0 | 0
CT | 0 | 0 | 0 | 0 | 0 | 0
Coal | 0 | 0 | 0 | 0 | 0 | 0
Geo | 0 | 0 | 0 | 0 | 0 | 0
H | 0 | 0 | 0 | 0 | 0 | 0
LFG | 0.03 | 0.06 | 0.32 | 0.34 | 0.34 | 0.34
Nuc | 71.13 | 72.58 | 77.12 | 78.63 | 78.63 | 78.63
PS | 0 | 0 | 0 | 0 | 0 | 0
PV | 0 | 0 | 0 | 0 | 0 | 0
PeakG | 0 | 0 | 0 | 0 | 0 | 0
PeakO | 0 | 0 | 0 | 0 | 0 | 0
ST | 0 | 0 | 0 | 0 | 0 | 0
STOG | 0 | 0 | 0 | 0 | 0 | 0
STWD | 0 | 0.21 | 0 | 46.97 | 46.98 | 46.98
WT | 0 | 0 | 0 | 0 | 0 | 0
IGCC | 0 | 0 | 0 | 0 | 0 | 0
DemandResponse | 0 | 0 | 0 | 0 | 0 | 0
IGCC-CCS | 0 | 0 | 0 | 0 | 0 | 0
WT_off | 0 | 0 | 0 | 0 | 0 | 0
PseudoUnit | 0 | 0 | 0 | 0 | 0 | 0
FixedInterchange | 0 | 0 | 0 | 0 | 0 | 0
Fuel Cost by Reporting Type: RMPA
ReportingType | 2015 | 2020 | 2025 | 2030 | 2035 | 2040
BM | 0 | 0 | 0 | 0 | 0 | 0
CC | 262.91 | 395.81 | 205.06 | 143.16 | 151.81 | 99.1
CSP | 0 | 0 | 0 | 0 | 0 | 0
CT | 0 | 0 | 0 | 0 | 0 | 0
Coal | 667.41 | 617.97 | 592.42 | 713.08 | 1047.21 | 1264.57
Geo | 0 | 0 | 0 | 0 | 0 | 0
H | 0 | 0 | 0 | 0 | 0 | 0
LFG | 0 | 0.04 | 0.04 | 0.04 | 0.04 | 0.04
Nuc | 0 | 0 | 0 | 0 | 0 | 0
PS | 0 | 0 | 0 | 0 | 0 | 0
PV | 0 | 0 | 0 | 0 | 0 | 0
PeakG | 0.55 | 1.36 | 0.23 | 4.07 | 2.69 | 0.37
PeakO | 0 | 0 | 0 | 0 | 0 | 0
ST | 0 | 0 | 0 | 0 | 0 | 0
STOG | 0 | 0 | 0 | 0 | 0 | 0
STWD | 0 | 0 | 0 | 0 | 0 | 0
WT | 0 | 0 | 0 | 0 | 0 | 0
IGCC | 0 | 0 | 0 | 0 | 0 | 0
DemandResponse | 0 | 0 | 0 | 0 | 0 | 0
IGCC-CCS | 0 | 0 | 0 | 0 | 0 | 0
WT_off | 0 | 0 | 0 | 0 | 0 | 0
PseudoUnit | 0 | 0 | 0 | 0 | 0 | 0
FixedInterchange | 0 | 0 | 0 | 0 | 0 | 0
Fuel Cost by Reporting Type: SP15
ReportingType | 2015 | 2020 | 2025 | 2030 | 2035 | 2040
BM | 3.07 | 3.07 | 0.08 | 2.72 | 1.88 | 1.97
CC | 1378.9 | 743.76 | 847.42 | 902.6 | 841.3 | 646.29
CSP | 0 | 0 | 0 | 0 | 0 | 0
CT | 0 | 0 | 0 | 0 | 0 | 0
Coal | 4.37 | 3.9 | 3.9 | 3.44 | 0 | 0
Geo | 0 | 0 | 0 | 0 | 0 | 0
H | 0 | 0 | 0 | 0 | 0 | 0
LFG | 0.01 | 0.72 | 0.72 | 0.72 | 0.72 | 0.72
Nuc | 139.02 | 141.86 | 150.73 | 153.67 | 153.67 | 153.67
PS | 0 | 0 | 0 | 0 | 0 | 0
PV | 0 | 0 | 0 | 0 | 0 | 0
PeakG | 0 | 0 | 0 | 0 | 0 | 0
PeakO | 0 | 0 | 0 | 0 | 0 | 0
ST | 0 | 0 | 0 | 0 | 0 | 0
STOG | 10.88 | 12.45 | 4.57 | 11.21 | 32.6 | 48.94
STWD | 62.63 | 62.63 | 1.69 | 38.5 | 30.45 | 24.82
WT | 0 | 0 | 0 | 0 | 0 | 0
IGCC | 0 | 0 | 0 | 0 | 0 | 0
DemandResponse | 0 | 0 | 0 | 0 | 0 | 0
IGCC-CCS | 0 | 0 | 0 | 0 | 0 | 0
WT_off | 0 | 0 | 0 | 0 | 0 | 0
PseudoUnit | 0 | 0 | 0 | 0 | 0 | 0
FixedInterchange | 0 | 0 | 0 | 0 | 0 | 0
Fuel Cost by Reporting Type: ALB
ReportingType | 2015 | 2020 | 2025 | 2030 | 2035 | 2040
BM | 0 | 0 | 0 | 0 | 0 | 0
CC | 628.14 | 949.75 | 1238.5 | 1635.41 | 2111.29 | 2711.82
CSP | 0 | 0 | 0 | 0 | 0 | 0
CT | 0 | 0 | 0 | 0 | 0 | 0
Coal | 244.41 | 217.7 | 217.7 | 312.91 | 339.22 | 352.59
Geo | 0 | 0 | 0 | 0 | 0 | 0
H | 0 | 0 | 0 | 0 | 0 | 0
LFG | 0 | 0 | 0 | 0 | 0 | 0
Nuc | 0 | 0 | 0 | 0 | 0 | 0
PS | 0 | 0 | 0 | 0 | 0 | 0
PV | 0 | 0 | 0 | 0 | 0 | 0
PeakG | 0 | 0 | 0 | 0 | 0 | 0
PeakO | 0 | 0 | 0 | 0 | 0 | 0
ST | 0 | 0 | 0 | 0 | 0 | 0
STOG | 0 | 0 | 0 | 0 | 0 | 0
STWD | 0 | 0 | 0 | 0 | 0 | 0
WT | 0 | 0 | 0 | 0 | 0 | 0
IGCC | 0 | 0 | 0 | 0 | 0 | 0
DemandResponse | 0 | 0 | 0 | 0 | 0 | 0
IGCC-CCS | 0 | 0 | 0 | 0 | 0 | 0
WT_off | 0 | 0 | 0 | 0 | 0 | 0
PseudoUnit | 0 | 0 | 0 | 0 | 0 | 0
FixedInterchange | 0 | 0 | 0 | 0 | 0 | 0
Fuel Cost by Reporting Type: BC
ReportingType | 2015 | 2020 | 2025 | 2030 | 2035 | 2040
BM | 0 | 0 | 0 | 0 | 0 | 0
CC | 306.16 | 474.07 | 730.4 | 976.6 | 1394.37 | 1903.2
CSP | 0 | 0 | 0 | 0 | 0 | 0
CT | 0 | 0 | 0 | 0 | 0 | 0
Coal | 0 | 0 | 0 | 0 | 0 | 0
Geo | 0 | 0 | 0 | 0 | 0 | 0
H | 0 | 0 | 0 | 0 | 0 | 0
LFG | 0 | 0 | 0 | 0 | 0 | 0
Nuc | 0 | 0 | 0 | 0 | 0 | 0
PS | 0 | 0 | 0 | 0 | 0 | 0
PV | 0 | 0 | 0 | 0 | 0 | 0
PeakG | 0 | 0 | 0 | 0 | 0 | 0
PeakO | 0 | 0 | 0 | 0 | 0 | 0
ST | 0 | 0 | 0 | 0 | 0 | 0
STOG | 0 | 0 | 0 | 0 | 0 | 0
STWD | 0 | 0 | 0 | 0 | 0 | 0
WT | 0 | 0 | 0 | 0 | 0 | 0
IGCC | 0 | 0 | 0 | 0 | 0 | 0
DemandResponse | 0 | 0 | 0 | 0 | 0 | 0
IGCC-CCS | 0 | 0 | 0 | 0 | 0 | 0
WT_off | 0 | 0 | 0 | 0 | 0 | 0
PseudoUnit | 0 | 0 | 0 | 0 | 0 | 0
FixedInterchange | 0 | 0 | 0 | 0 | 0 | 0
Fuel Cost by Reporting Type: HQ_IESO
ReportingType | 2015 | 2020 | 2025 | 2030 | 2035 | 2040
BM | 0 | 0 | 0 | 0 | 0 | 0
CC | 0 | 0 | 0 | 0 | 0 | 0
CSP | 0 | 0 | 0 | 0 | 0 | 0
CT | 0 | 0 | 0 | 0 | 0 | 0
Coal | 0 | 0 | 0 | 0 | 0 | 0
Geo | 0 | 0 | 0 | 0 | 0 | 0
H | 0 | 0 | 0 | 0 | 0 | 0
LFG | 0 | 0 | 0 | 0 | 0 | 0
Nuc | 0 | 0 | 0 | 0 | 0 | 0
PS | 0 | 0 | 0 | 0 | 0 | 0
PV | 0 | 0 | 0 | 0 | 0 | 0
PeakG | 0 | 0 | 0 | 0 | 0 | 0
PeakO | 0 | 0 | 0 | 0 | 0 | 0
ST | 0 | 0 | 0 | 0 | 0 | 0
STOG | 0 | 0 | 0 | 0 | 0 | 0
STWD | 0 | 0 | 0 | 0 | 0 | 0
WT | 0 | 0 | 0 | 0 | 0 | 0
IGCC | 0 | 0 | 0 | 0 | 0 | 0
DemandResponse | 0 | 0 | 0 | 0 | 0 | 0
IGCC-CCS | 0 | 0 | 0 | 0 | 0 | 0
WT_off | 0 | 0 | 0 | 0 | 0 | 0
PseudoUnit | 0 | 0 | 0 | 0 | 0 | 0
FixedInterchange | 0 | 0 | 0 | 0 | 0 | 0
Fuel Cost by Reporting Type: HQ_NEISO
ReportingType | 2015 | 2020 | 2025 | 2030 | 2035 | 2040
BM | 0 | 0 | 0 | 0 | 0 | 0
CC | 0 | 0 | 0 | 0 | 0 | 0
CSP | 0 | 0 | 0 | 0 | 0 | 0
CT | 0 | 0 | 0 | 0 | 0 | 0
Coal | 0 | 0 | 0 | 0 | 0 | 0
Geo | 0 | 0 | 0 | 0 | 0 | 0
H | 0 | 0 | 0 | 0 | 0 | 0
LFG | 0 | 0 | 0 | 0 | 0 | 0
Nuc | 0 | 0 | 0 | 0 | 0 | 0
PS | 0 | 0 | 0 | 0 | 0 | 0
PV | 0 | 0 | 0 | 0 | 0 | 0
PeakG | 0 | 0 | 0 | 0 | 0 | 0
PeakO | 0 | 0 | 0 | 0 | 0 | 0
ST | 0 | 0 | 0 | 0 | 0 | 0
STOG | 0 | 0 | 0 | 0 | 0 | 0
STWD | 0 | 0 | 0 | 0 | 0 | 0
WT | 0 | 0 | 0 | 0 | 0 | 0
IGCC | 0 | 0 | 0 | 0 | 0 | 0
DemandResponse | 0 | 0 | 0 | 0 | 0 | 0
IGCC-CCS | 0 | 0 | 0 | 0 | 0 | 0
WT_off | 0 | 0 | 0 | 0 | 0 | 0
PseudoUnit | 0 | 0 | 0 | 0 | 0 | 0
FixedInterchange | 0 | 0 | 0 | 0 | 0 | 0
Fuel Cost by Reporting Type: HQ_NY
ReportingType | 2015 | 2020 | 2025 | 2030 | 2035 | 2040
BM | 0 | 0 | 0 | 0 | 0 | 0
CC | 0 | 0 | 0 | 0 | 0 | 0
CSP | 0 | 0 | 0 | 0 | 0 | 0
CT | 0 | 0 | 0 | 0 | 0 | 0
Coal | 0 | 0 | 0 | 0 | 0 | 0
Geo | 0 | 0 | 0 | 0 | 0 | 0
H | 0 | 0 | 0 | 0 | 0 | 0
LFG | 0 | 0 | 0 | 0 | 0 | 0
Nuc | 0 | 0 | 0 | 0 | 0 | 0
PS | 0 | 0 | 0 | 0 | 0 | 0
PV | 0 | 0 | 0 | 0 | 0 | 0
PeakG | 0 | 0 | 0 | 0 | 0 | 0
PeakO | 0 | 0 | 0 | 0 | 0 | 0
ST | 0 | 0 | 0 | 0 | 0 | 0
STOG | 0 | 0 | 0 | 0 | 0 | 0
STWD | 0 | 0 | 0 | 0 | 0 | 0
WT | 0 | 0 | 0 | 0 | 0 | 0
IGCC | 0 | 0 | 0 | 0 | 0 | 0
DemandResponse | 0 | 0 | 0 | 0 | 0 | 0
IGCC-CCS | 0 | 0 | 0 | 0 | 0 | 0
WT_off | 0 | 0 | 0 | 0 | 0 | 0
PseudoUnit | 0 | 0 | 0 | 0 | 0 | 0
FixedInterchange | 0 | 0 | 0 | 0 | 0 | 0
Fuel Cost by Reporting Type: MARITIMES
ReportingType | 2015 | 2020 | 2025 | 2030 | 2035 | 2040
BM | 0 | 0 | 0 | 0 | 0 | 0
CC | 0 | 0 | 0 | 0 | 0 | 0
CSP | 0 | 0 | 0 | 0 | 0 | 0
CT | 0 | 0 | 0 | 0 | 0 | 0
Coal | 0 | 0 | 0 | 0 | 0 | 0
Geo | 0 | 0 | 0 | 0 | 0 | 0
H | 0 | 0 | 0 | 0 | 0 | 0
LFG | 0 | 0 | 0 | 0 | 0 | 0
Nuc | 0 | 0 | 0 | 0 | 0 | 0
PS | 0 | 0 | 0 | 0 | 0 | 0
PV | 0 | 0 | 0 | 0 | 0 | 0
PeakG | 0 | 0 | 0 | 0 | 0 | 0
PeakO | 0 | 0 | 0 | 0 | 0 | 0
ST | 0 | 0 | 0 | 0 | 0 | 0
STOG | 0 | 0 | 0 | 0 | 0 | 0
STWD | 0 | 0 | 0 | 0 | 0 | 0
WT | 0 | 0 | 0 | 0 | 0 | 0
IGCC | 0 | 0 | 0 | 0 | 0 | 0
DemandResponse | 0 | 0 | 0 | 0 | 0 | 0
IGCC-CCS | 0 | 0 | 0 | 0 | 0 | 0
WT_off | 0 | 0 | 0 | 0 | 0 | 0
PseudoUnit | 0 | 0 | 0 | 0 | 0 | 0
FixedInterchange | 0 | 0 | 0 | 0 | 0 | 0
Fuel Cost by Reporting Type: All
ReportingType | 2015 | 2020 | 2025 | 2030 | 2035 | 2040
BM | 153.54 | 372.39 | 622.36 | 723.52 | 871.75 | 945.51
CC | 40368.52 | 50117.82 | 56285.82 | 68425.42 | 89640.69 | 106947.9
CSP | 0 | 0 | 0 | 0 | 0 | 0
CT | 60.01 | 93.17 | 132.89 | 162.68 | 266.01 | 300.04
Coal | 36614.83 | 34298.13 | 38602.49 | 42476.67 | 48779.38 | 56503.56
Geo | 0 | 0 | 0 | 0 | 0 | 0
H | 0 | 0 | 0 | 0 | 0 | 0
LFG | 0.25 | 2.74 | 5.56 | 6.49 | 6.49 | 6.49
Nuc | 7711.69 | 8128.82 | 8636.85 | 8698.16 | 6764.49 | 5326.78
PS | 0 | 0 | 0 | 0 | 0 | 0
PV | 0 | 0 | 0 | 0 | 0 | 0
PeakG | 174.04 | 236.43 | 417.89 | 416.76 | 475.55 | 294.24
PeakO | 0 | 0 | 0 | 0 | 0 | 0
ST | 0 | 0 | 0 | 0 | 0 | 0
STOG | 810.15 | 1027.64 | 1345.75 | 1332.82 | 1427.85 | 1405.64
STWD | 826.16 | 711.08 | 288.82 | 625.35 | 613.99 | 755.73
WT | 0 | 0 | 0 | 0 | 0 | 0
IGCC | 90.44 | 91.27 | 92.53 | 100.22 | 103.98 | 111.44
DemandResponse | 0 | 0 | 0 | 0 | 0 | 0
IGCC-CCS | 0 | 0 | 0 | 0 | 0 | 0
WT_off | 0 | 0 | 0 | 0 | 0 | 0
PseudoUnit | 0 | 0 | 0 | 0 | 0 | 0
FixedInterchange | 0 | 0 | 0 | 0 | 0 | 0
Fuel Cost by Reporting Type: EI_US
ReportingType | 2015 | 2020 | 2025 | 2030 | 2035 | 2040
BM | 150.47 | 352.67 | 621.96 | 703.61 | 846.49 | 919.98
CC | 25440.77 | 33225.85 | 36475.31 | 43696.45 | 57432.67 | 69463.14
CSP | 0 | 0 | 0 | 0 | 0 | 0
CT | 60.01 | 93.04 | 127.59 | 152.1 | 258.57 | 291.67
Coal | 30656.79 | 27934.34 | 31587.25 | 35056.3 | 40020.76 | 45348.31
Geo | 0 | 0 | 0 | 0 | 0 | 0
H | 0 | 0 | 0 | 0 | 0 | 0
LFG | 0.18 | 1.1 | 3.67 | 4.11 | 4.11 | 4.11
Nuc | 5902.64 | 6282.88 | 6675.54 | 6698.54 | 4839.59 | 3513.57
PS | 0 | 0 | 0 | 0 | 0 | 0
PV | 0 | 0 | 0 | 0 | 0 | 0
PeakG | 173.5 | 234.54 | 395.42 | 373.9 | 416.01 | 277.37
PeakO | 0 | 0 | 0 | 0 | 0 | 0
ST | 0 | 0 | 0 | 0 | 0 | 0
STOG | 568.39 | 698.52 | 860.27 | 877.42 | 943.06 | 939.32
STWD | 507.53 | 392.25 | 285.08 | 440.77 | 427.38 | 431
WT | 0 | 0 | 0 | 0 | 0 | 0
IGCC | 90.44 | 91.27 | 92.53 | 100.22 | 103.98 | 111.44
DemandResponse | 0 | 0 | 0 | 0 | 0 | 0
IGCC-CCS | 0 | 0 | 0 | 0 | 0 | 0
WT_off | 0 | 0 | 0 | 0 | 0 | 0
PseudoUnit | 0 | 0 | 0 | 0 | 0 | 0
FixedInterchange | 0 | 0 | 0 | 0 | 0 | 0
Fuel Cost by Reporting Type: EI_Canada
ReportingType | 2015 | 2020 | 2025 | 2030 | 2035 | 2040
BM | 0 | 0 | 0 | 0 | 0 | 0
CC | 329.64 | 500.69 | 621.6 | 833.02 | 1788.76 | 2812.69
CSP | 0 | 0 | 0 | 0 | 0 | 0
CT | 0 | 0 | 0 | 0 | 6.83 | 8.37
Coal | 4.79 | 10.05 | 25.06 | 96.71 | 187.75 | 202.87
Geo | 0 | 0 | 0 | 0 | 0 | 0
H | 0 | 0 | 0 | 0 | 0 | 0
LFG | 0.02 | 0.02 | 0.02 | 0.02 | 0.02 | 0.02
Nuc | 854.23 | 871.65 | 926.13 | 944.22 | 869.51 | 757.82
PS | 0 | 0 | 0 | 0 | 0 | 0
PV | 0 | 0 | 0 | 0 | 0 | 0
PeakG | 0 | 0 | 0 | 0 | 0 | 0
PeakO | 0 | 0 | 0 | 0 | 0 | 0
ST | 0 | 0 | 0 | 0 | 0 | 0
STOG | 0 | 0 | 0 | 0 | 0 | 0
STWD | 0 | 0 | 0 | 0 | 0 | 0
WT | 0 | 0 | 0 | 0 | 0 | 0
IGCC | 0 | 0 | 0 | 0 | 0 | 0
DemandResponse | 0 | 0 | 0 | 0 | 0 | 0
IGCC-CCS | 0 | 0 | 0 | 0 | 0 | 0
WT_off | 0 | 0 | 0 | 0 | 0 | 0
PseudoUnit | 0 | 0 | 0 | 0 | 0 | 0
FixedInterchange | 0 | 0 | 0 | 0 | 0 | 0
Fuel Cost by Reporting Type: EI
ReportingType | 2015 | 2020 | 2025 | 2030 | 2035 | 2040
BM | 150.47 | 352.67 | 621.96 | 703.61 | 846.49 | 919.98
CC | 25770.4 | 33726.54 | 37096.91 | 44529.47 | 59221.43 | 72275.84
CSP | 0 | 0 | 0 | 0 | 0 | 0
CT | 60.01 | 93.04 | 127.59 | 152.1 | 265.41 | 300.04
Coal | 30661.58 | 27944.39 | 31612.31 | 35153.01 | 40208.51 | 45551.18
Geo | 0 | 0 | 0 | 0 | 0 | 0
H | 0 | 0 | 0 | 0 | 0 | 0
LFG | 0.2 | 1.12 | 3.69 | 4.13 | 4.13 | 4.13
Nuc | 6756.88 | 7154.54 | 7601.67 | 7642.76 | 5709.1 | 4271.39
PS | 0 | 0 | 0 | 0 | 0 | 0
PV | 0 | 0 | 0 | 0 | 0 | 0
PeakG | 173.5 | 234.54 | 395.42 | 373.9 | 416.01 | 277.37
PeakO | 0 | 0 | 0 | 0 | 0 | 0
ST | 0 | 0 | 0 | 0 | 0 | 0
STOG | 568.39 | 698.52 | 860.27 | 877.42 | 943.06 | 939.32
STWD | 507.53 | 392.25 | 285.08 | 440.77 | 427.38 | 431
WT | 0 | 0 | 0 | 0 | 0 | 0
IGCC | 90.44 | 91.27 | 92.53 | 100.22 | 103.98 | 111.44
DemandResponse | 0 | 0 | 0 | 0 | 0 | 0
IGCC-CCS | 0 | 0 | 0 | 0 | 0 | 0
WT_off | 0 | 0 | 0 | 0 | 0 | 0
PseudoUnit | 0 | 0 | 0 | 0 | 0 | 0
FixedInterchange | 0 | 0 | 0 | 0 | 0 | 0
Fuel Cost by Reporting Type: Outside_EI
ReportingType | 2015 | 2020 | 2025 | 2030 | 2035 | 2040
BM | 3.07 | 19.72 | 0.4 | 19.91 | 25.26 | 25.53
CC | 14598.12 | 16391.29 | 19188.91 | 23895.95 | 30419.26 | 34672.06
CSP | 0 | 0 | 0 | 0 | 0 | 0
CT | 0 | 0.13 | 5.31 | 10.58 | 0.61 | 0
Coal | 5953.24 | 6353.74 | 6990.19 | 7323.65 | 8570.88 | 10952.38
Geo | 0 | 0 | 0 | 0 | 0 | 0
H | 0 | 0 | 0 | 0 | 0 | 0
LFG | 0.05 | 1.62 | 1.88 | 2.36 | 2.36 | 2.36
Nuc | 954.81 | 974.28 | 1035.18 | 1055.4 | 1055.4 | 1055.4
PS | 0 | 0 | 0 | 0 | 0 | 0
PV | 0 | 0 | 0 | 0 | 0 | 0
PeakG | 0.55 | 1.89 | 22.46 | 42.85 | 59.54 | 16.87
PeakO | 0 | 0 | 0 | 0 | 0 | 0
ST | 0 | 0 | 0 | 0 | 0 | 0
STOG | 241.76 | 329.12 | 485.48 | 455.41 | 484.79 | 466.32
STWD | 318.62 | 318.83 | 3.74 | 184.57 | 186.61 | 324.73
WT | 0 | 0 | 0 | 0 | 0 | 0
IGCC | 0 | 0 | 0 | 0 | 0 | 0
DemandResponse | 0 | 0 | 0 | 0 | 0 | 0
IGCC-CCS | 0 | 0 | 0 | 0 | 0 | 0
WT_off | 0 | 0 | 0 | 0 | 0 | 0
PseudoUnit | 0 | 0 | 0 | 0 | 0 | 0
FixedInterchange | 0 | 0 | 0 | 0 | 0 | 0
#7 | 0.05: Emission Cost ($million)
==== Emission Program: TitleIV_CAIRSO2 : (SO2) ====
Emission Cost by Reporting Type: Entergy
ReportingType | 2015 | 2020 | 2025 | 2030 | 2035 | 2040
BM | 0 | 0 | 0 | 0 | 0 | 0
CC | 0 | 0 | 0 | 0 | 0 | 0
CSP | 0 | 0 | 0 | 0 | 0 | 0
CT | 0 | 0 | 0 | 0 | 0 | 0
Coal | 29.6 | 0 | 0 | 0 | 0 | 0
Geo | 0 | 0 | 0 | 0 | 0 | 0
H | 0 | 0 | 0 | 0 | 0 | 0
LFG | 0 | 0 | 0 | 0 | 0 | 0
Nuc | 0 | 0 | 0 | 0 | 0 | 0
PS | 0 | 0 | 0 | 0 | 0 | 0
PV | 0 | 0 | 0 | 0 | 0 | 0
PeakG | 0 | 0 | 0 | 0 | 0 | 0
PeakO | 0 | 0 | 0 | 0 | 0 | 0
ST | 0 | 0 | 0 | 0 | 0 | 0
STOG | 0 | 0 | 0 | 0 | 0 | 0
STWD | 0 | 0 | 0 | 0 | 0 | 0
WT | 0 | 0 | 0 | 0 | 0 | 0
IGCC | 0 | 0 | 0 | 0 | 0 | 0
DemandResponse | 0 | 0 | 0 | 0 | 0 | 0
IGCC-CCS | 0 | 0 | 0 | 0 | 0 | 0
WT_off | 0 | 0 | 0 | 0 | 0 | 0
PseudoUnit | 0 | 0 | 0 | 0 | 0 | 0
FixedInterchange | 0 | 0 | 0 | 0 | 0 | 0
Emission Cost by Reporting Type: FRCC
ReportingType | 2015 | 2020 | 2025 | 2030 | 2035 | 2040
BM | 0 | 0 | 0 | 0 | 0 | 0
CC | 0 | 0 | 0 | 0 | 0 | 0
CSP | 0 | 0 | 0 | 0 | 0 | 0
CT | 0 | 0 | 0 | 0 | 0 | 0
Coal | 6.18 | 0 | 0 | 0 | 0 | 0
Geo | 0 | 0 | 0 | 0 | 0 | 0
H | 0 | 0 | 0 | 0 | 0 | 0
LFG | 0 | 0 | 0 | 0 | 0 | 0
Nuc | 0 | 0 | 0 | 0 | 0 | 0
PS | 0 | 0 | 0 | 0 | 0 | 0
PV | 0 | 0 | 0 | 0 | 0 | 0
PeakG | 0 | 0 | 0 | 0 | 0 | 0
PeakO | 0 | 0 | 0 | 0 | 0 | 0
ST | 0 | 0 | 0 | 0 | 0 | 0
STOG | 0 | 0 | 0 | 0 | 0 | 0
STWD | 0 | 0 | 0 | 0 | 0 | 0
WT | 0 | 0 | 0 | 0 | 0 | 0
IGCC | 0 | 0 | 0 | 0 | 0 | 0
DemandResponse | 0 | 0 | 0 | 0 | 0 | 0
IGCC-CCS | 0 | 0 | 0 | 0 | 0 | 0
WT_off | 0 | 0 | 0 | 0 | 0 | 0
PseudoUnit | 0 | 0 | 0 | 0 | 0 | 0
FixedInterchange | 0 | 0 | 0 | 0 | 0 | 0
Emission Cost by Reporting Type: MAPP_US
ReportingType | 2015 | 2020 | 2025 | 2030 | 2035 | 2040
BM | 0 | 0 | 0 | 0 | 0 | 0
CC | 0 | 0 | 0 | 0 | 0 | 0
CSP | 0 | 0 | 0 | 0 | 0 | 0
CT | 0 | 0 | 0 | 0 | 0 | 0
Coal | 1.15 | 0 | 0 | 0 | 0 | 0
Geo | 0 | 0 | 0 | 0 | 0 | 0
H | 0 | 0 | 0 | 0 | 0 | 0
LFG | 0 | 0 | 0 | 0 | 0 | 0
Nuc | 0 | 0 | 0 | 0 | 0 | 0
PS | 0 | 0 | 0 | 0 | 0 | 0
PV | 0 | 0 | 0 | 0 | 0 | 0
PeakG | 0 | 0 | 0 | 0 | 0 | 0
PeakO | 0 | 0 | 0 | 0 | 0 | 0
ST | 0 | 0 | 0 | 0 | 0 | 0
STOG | 0 | 0 | 0 | 0 | 0 | 0
STWD | 0 | 0 | 0 | 0 | 0 | 0
WT | 0 | 0 | 0 | 0 | 0 | 0
IGCC | 0 | 0 | 0 | 0 | 0 | 0
DemandResponse | 0 | 0 | 0 | 0 | 0 | 0
IGCC-CCS | 0 | 0 | 0 | 0 | 0 | 0
WT_off | 0 | 0 | 0 | 0 | 0 | 0
PseudoUnit | 0 | 0 | 0 | 0 | 0 | 0
FixedInterchange | 0 | 0 | 0 | 0 | 0 | 0
Emission Cost by Reporting Type: MISO_IN
ReportingType | 2015 | 2020 | 2025 | 2030 | 2035 | 2040
BM | 0 | 0 | 0 | 0 | 0 | 0
CC | 0 | 0 | 0 | 0 | 0 | 0
CSP | 0 | 0 | 0 | 0 | 0 | 0
CT | 0 | 0 | 0 | 0 | 0 | 0
Coal | 24.7 | 0 | 0 | 0 | 0 | 0
Geo | 0 | 0 | 0 | 0 | 0 | 0
H | 0 | 0 | 0 | 0 | 0 | 0
LFG | 0 | 0 | 0 | 0 | 0 | 0
Nuc | 0 | 0 | 0 | 0 | 0 | 0
PS | 0 | 0 | 0 | 0 | 0 | 0
PV | 0 | 0 | 0 | 0 | 0 | 0
PeakG | 0 | 0 | 0 | 0 | 0 | 0
PeakO | 0 | 0 | 0 | 0 | 0 | 0
ST | 0 | 0 | 0 | 0 | 0 | 0
STOG | 0 | 0 | 0 | 0 | 0 | 0
STWD | 0 | 0 | 0 | 0 | 0 | 0
WT | 0 | 0 | 0 | 0 | 0 | 0
IGCC | 0.19 | 0 | 0 | 0 | 0 | 0
DemandResponse | 0 | 0 | 0 | 0 | 0 | 0
IGCC-CCS | 0 | 0 | 0 | 0 | 0 | 0
WT_off | 0 | 0 | 0 | 0 | 0 | 0
PseudoUnit | 0 | 0 | 0 | 0 | 0 | 0
FixedInterchange | 0 | 0 | 0 | 0 | 0 | 0
Emission Cost by Reporting Type: MISO_MI
ReportingType | 2015 | 2020 | 2025 | 2030 | 2035 | 2040
BM | 0 | 0 | 0 | 0 | 0 | 0
CC | 0 | 0 | 0 | 0 | 0 | 0
CSP | 0 | 0 | 0 | 0 | 0 | 0
CT | 0 | 0 | 0 | 0 | 0 | 0
Coal | 20.99 | 0 | 0 | 0 | 0 | 0
Geo | 0 | 0 | 0 | 0 | 0 | 0
H | 0 | 0 | 0 | 0 | 0 | 0
LFG | 0 | 0 | 0 | 0 | 0 | 0
Nuc | 0 | 0 | 0 | 0 | 0 | 0
PS | 0 | 0 | 0 | 0 | 0 | 0
PV | 0 | 0 | 0 | 0 | 0 | 0
PeakG | 0 | 0 | 0 | 0 | 0 | 0
PeakO | 0 | 0 | 0 | 0 | 0 | 0
ST | 0 | 0 | 0 | 0 | 0 | 0
STOG | 0 | 0 | 0 | 0 | 0 | 0
STWD | 0 | 0 | 0 | 0 | 0 | 0
WT | 0 | 0 | 0 | 0 | 0 | 0
IGCC | 0 | 0 | 0 | 0 | 0 | 0
DemandResponse | 0 | 0 | 0 | 0 | 0 | 0
IGCC-CCS | 0 | 0 | 0 | 0 | 0 | 0
WT_off | 0 | 0 | 0 | 0 | 0 | 0
PseudoUnit | 0 | 0 | 0 | 0 | 0 | 0
FixedInterchange | 0 | 0 | 0 | 0 | 0 | 0
Emission Cost by Reporting Type: MISO_MO-IL
ReportingType | 2015 | 2020 | 2025 | 2030 | 2035 | 2040
BM | 0 | 0 | 0 | 0 | 0 | 0
CC | 0 | 0 | 0 | 0 | 0 | 0
CSP | 0 | 0 | 0 | 0 | 0 | 0
CT | 0 | 0 | 0 | 0 | 0 | 0
Coal | 44.84 | 0 | 0 | 0 | 0 | 0
Geo | 0 | 0 | 0 | 0 | 0 | 0
H | 0 | 0 | 0 | 0 | 0 | 0
LFG | 0 | 0 | 0 | 0 | 0 | 0
Nuc | 0 | 0 | 0 | 0 | 0 | 0
PS | 0 | 0 | 0 | 0 | 0 | 0
PV | 0 | 0 | 0 | 0 | 0 | 0
PeakG | 0 | 0 | 0 | 0 | 0 | 0
PeakO | 0 | 0 | 0 | 0 | 0 | 0
ST | 0 | 0 | 0 | 0 | 0 | 0
STOG | 0 | 0 | 0 | 0 | 0 | 0
STWD | 0 | 0 | 0 | 0 | 0 | 0
WT | 0 | 0 | 0 | 0 | 0 | 0
IGCC | 0 | 0 | 0 | 0 | 0 | 0
DemandResponse | 0 | 0 | 0 | 0 | 0 | 0
IGCC-CCS | 0 | 0 | 0 | 0 | 0 | 0
WT_off | 0 | 0 | 0 | 0 | 0 | 0
PseudoUnit | 0 | 0 | 0 | 0 | 0 | 0
FixedInterchange | 0 | 0 | 0 | 0 | 0 | 0
Emission Cost by Reporting Type: MISO_W
ReportingType | 2015 | 2020 | 2025 | 2030 | 2035 | 2040
BM | 0 | 0 | 0 | 0 | 0 | 0
CC | 0 | 0 | 0 | 0 | 0 | 0
CSP | 0 | 0 | 0 | 0 | 0 | 0
CT | 0 | 0 | 0 | 0 | 0 | 0
Coal | 22.9 | 0 | 0 | 0 | 0 | 0
Geo | 0 | 0 | 0 | 0 | 0 | 0
H | 0 | 0 | 0 | 0 | 0 | 0
LFG | 0 | 0 | 0 | 0 | 0 | 0
Nuc | 0 | 0 | 0 | 0 | 0 | 0
PS | 0 | 0 | 0 | 0 | 0 | 0
PV | 0 | 0 | 0 | 0 | 0 | 0
PeakG | 0 | 0 | 0 | 0 | 0 | 0
PeakO | 0 | 0 | 0 | 0 | 0 | 0
ST | 0 | 0 | 0 | 0 | 0 | 0
STOG | 0 | 0 | 0 | 0 | 0 | 0
STWD | 0 | 0 | 0 | 0 | 0 | 0
WT | 0 | 0 | 0 | 0 | 0 | 0
IGCC | 0 | 0 | 0 | 0 | 0 | 0
DemandResponse | 0 | 0 | 0 | 0 | 0 | 0
IGCC-CCS | 0 | 0 | 0 | 0 | 0 | 0
WT_off | 0 | 0 | 0 | 0 | 0 | 0
PseudoUnit | 0 | 0 | 0 | 0 | 0 | 0
FixedInterchange | 0 | 0 | 0 | 0 | 0 | 0
Emission Cost by Reporting Type: MISO_WUMS
ReportingType | 2015 | 2020 | 2025 | 2030 | 2035 | 2040
BM | 0 | 0 | 0 | 0 | 0 | 0
CC | 0 | 0 | 0 | 0 | 0 | 0
CSP | 0 | 0 | 0 | 0 | 0 | 0
CT | 0 | 0 | 0 | 0 | 0 | 0
Coal | 3.82 | 0 | 0 | 0 | 0 | 0
Geo | 0 | 0 | 0 | 0 | 0 | 0
H | 0 | 0 | 0 | 0 | 0 | 0
LFG | 0 | 0 | 0 | 0 | 0 | 0
Nuc | 0 | 0 | 0 | 0 | 0 | 0
PS | 0 | 0 | 0 | 0 | 0 | 0
PV | 0 | 0 | 0 | 0 | 0 | 0
PeakG | 0 | 0 | 0 | 0 | 0 | 0
PeakO | 0 | 0 | 0 | 0 | 0 | 0
ST | 0 | 0 | 0 | 0 | 0 | 0
STOG | 0 | 0 | 0 | 0 | 0 | 0
STWD | 0 | 0 | 0 | 0 | 0 | 0
WT | 0 | 0 | 0 | 0 | 0 | 0
IGCC | 0 | 0 | 0 | 0 | 0 | 0
DemandResponse | 0 | 0 | 0 | 0 | 0 | 0
IGCC-CCS | 0 | 0 | 0 | 0 | 0 | 0
WT_off | 0 | 0 | 0 | 0 | 0 | 0
PseudoUnit | 0 | 0 | 0 | 0 | 0 | 0
FixedInterchange | 0 | 0 | 0 | 0 | 0 | 0
Emission Cost by Reporting Type: Nebraska
ReportingType | 2015 | 2020 | 2025 | 2030 | 2035 | 2040
BM | 0 | 0 | 0 | 0 | 0 | 0
CC | 0 | 0 | 0 | 0 | 0 | 0
CSP | 0 | 0 | 0 | 0 | 0 | 0
CT | 0 | 0 | 0 | 0 | 0 | 0
Coal | 3.44 | 0 | 0 | 0 | 0 | 0
Geo | 0 | 0 | 0 | 0 | 0 | 0
H | 0 | 0 | 0 | 0 | 0 | 0
LFG | 0 | 0 | 0 | 0 | 0 | 0
Nuc | 0 | 0 | 0 | 0 | 0 | 0
PS | 0 | 0 | 0 | 0 | 0 | 0
PV | 0 | 0 | 0 | 0 | 0 | 0
PeakG | 0 | 0 | 0 | 0 | 0 | 0
PeakO | 0 | 0 | 0 | 0 | 0 | 0
ST | 0 | 0 | 0 | 0 | 0 | 0
STOG | 0 | 0 | 0 | 0 | 0 | 0
STWD | 0 | 0 | 0 | 0 | 0 | 0
WT | 0 | 0 | 0 | 0 | 0 | 0
IGCC | 0 | 0 | 0 | 0 | 0 | 0
DemandResponse | 0 | 0 | 0 | 0 | 0 | 0
IGCC-CCS | 0 | 0 | 0 | 0 | 0 | 0
WT_off | 0 | 0 | 0 | 0 | 0 | 0
PseudoUnit | 0 | 0 | 0 | 0 | 0 | 0
FixedInterchange | 0 | 0 | 0 | 0 | 0 | 0
Emission Cost by Reporting Type: NEISO
ReportingType | 2015 | 2020 | 2025 | 2030 | 2035 | 2040
BM | 0 | 0 | 0 | 0 | 0 | 0
CC | 0 | 0 | 0 | 0 | 0 | 0
CSP | 0 | 0 | 0 | 0 | 0 | 0
CT | 0 | 0 | 0 | 0 | 0 | 0
Coal | 0 | 0 | 0 | 0 | 0 | 0
Geo | 0 | 0 | 0 | 0 | 0 | 0
H | 0 | 0 | 0 | 0 | 0 | 0
LFG | 0 | 0 | 0 | 0 | 0 | 0
Nuc | 0 | 0 | 0 | 0 | 0 | 0
PS | 0 | 0 | 0 | 0 | 0 | 0
PV | 0 | 0 | 0 | 0 | 0 | 0
PeakG | 0 | 0 | 0 | 0 | 0 | 0
PeakO | 0 | 0 | 0 | 0 | 0 | 0
ST | 0 | 0 | 0 | 0 | 0 | 0
STOG | 0 | 0 | 0 | 0 | 0 | 0
STWD | 0 | 0 | 0 | 0 | 0 | 0
WT | 0 | 0 | 0 | 0 | 0 | 0
IGCC | 0 | 0 | 0 | 0 | 0 | 0
DemandResponse | 0 | 0 | 0 | 0 | 0 | 0
IGCC-CCS | 0 | 0 | 0 | 0 | 0 | 0
WT_off | 0 | 0 | 0 | 0 | 0 | 0
PseudoUnit | 0 | 0 | 0 | 0 | 0 | 0
FixedInterchange | 0 | 0 | 0 | 0 | 0 | 0
Emission Cost by Reporting Type: NonRTO_Midwest
ReportingType | 2015 | 2020 | 2025 | 2030 | 2035 | 2040
BM | 0 | 0 | 0 | 0 | 0 | 0
CC | 0 | 0 | 0 | 0 | 0 | 0
CSP | 0 | 0 | 0 | 0 | 0 | 0
CT | 0 | 0 | 0 | 0 | 0 | 0
Coal | 14.83 | 0 | 0 | 0 | 0 | 0
Geo | 0 | 0 | 0 | 0 | 0 | 0
H | 0 | 0 | 0 | 0 | 0 | 0
LFG | 0 | 0 | 0 | 0 | 0 | 0
Nuc | 0 | 0 | 0 | 0 | 0 | 0
PS | 0 | 0 | 0 | 0 | 0 | 0
PV | 0 | 0 | 0 | 0 | 0 | 0
PeakG | 0 | 0 | 0 | 0 | 0 | 0
PeakO | 0 | 0 | 0 | 0 | 0 | 0
ST | 0 | 0 | 0 | 0 | 0 | 0
STOG | 0 | 0 | 0 | 0 | 0 | 0
STWD | 0 | 0 | 0 | 0 | 0 | 0
WT | 0 | 0 | 0 | 0 | 0 | 0
IGCC | 0 | 0 | 0 | 0 | 0 | 0
DemandResponse | 0 | 0 | 0 | 0 | 0 | 0
IGCC-CCS | 0 | 0 | 0 | 0 | 0 | 0
WT_off | 0 | 0 | 0 | 0 | 0 | 0
PseudoUnit | 0 | 0 | 0 | 0 | 0 | 0
FixedInterchange | 0 | 0 | 0 | 0 | 0 | 0
Emission Cost by Reporting Type: NYISO_A-F
ReportingType | 2015 | 2020 | 2025 | 2030 | 2035 | 2040
BM | 0 | 0 | 0 | 0 | 0 | 0
CC | 0 | 0 | 0 | 0 | 0 | 0
CSP | 0 | 0 | 0 | 0 | 0 | 0
CT | 0 | 0 | 0 | 0 | 0 | 0
Coal | 0 | 0 | 0 | 0 | 0 | 0
Geo | 0 | 0 | 0 | 0 | 0 | 0
H | 0 | 0 | 0 | 0 | 0 | 0
LFG | 0 | 0 | 0 | 0 | 0 | 0
Nuc | 0 | 0 | 0 | 0 | 0 | 0
PS | 0 | 0 | 0 | 0 | 0 | 0
PV | 0 | 0 | 0 | 0 | 0 | 0
PeakG | 0 | 0 | 0 | 0 | 0 | 0
PeakO | 0 | 0 | 0 | 0 | 0 | 0
ST | 0 | 0 | 0 | 0 | 0 | 0
STOG | 0 | 0 | 0 | 0 | 0 | 0
STWD | 0 | 0 | 0 | 0 | 0 | 0
WT | 0 | 0 | 0 | 0 | 0 | 0
IGCC | 0 | 0 | 0 | 0 | 0 | 0
DemandResponse | 0 | 0 | 0 | 0 | 0 | 0
IGCC-CCS | 0 | 0 | 0 | 0 | 0 | 0
WT_off | 0 | 0 | 0 | 0 | 0 | 0
PseudoUnit | 0 | 0 | 0 | 0 | 0 | 0
FixedInterchange | 0 | 0 | 0 | 0 | 0 | 0
Emission Cost by Reporting Type: NYISO_G-I
ReportingType | 2015 | 2020 | 2025 | 2030 | 2035 | 2040
BM | 0 | 0 | 0 | 0 | 0 | 0
CC | 0 | 0 | 0 | 0 | 0 | 0
CSP | 0 | 0 | 0 | 0 | 0 | 0
CT | 0 | 0 | 0 | 0 | 0 | 0
Coal | 0 | 0 | 0 | 0 | 0 | 0
Geo | 0 | 0 | 0 | 0 | 0 | 0
H | 0 | 0 | 0 | 0 | 0 | 0
LFG | 0 | 0 | 0 | 0 | 0 | 0
Nuc | 0 | 0 | 0 | 0 | 0 | 0
PS | 0 | 0 | 0 | 0 | 0 | 0
PV | 0 | 0 | 0 | 0 | 0 | 0
PeakG | 0 | 0 | 0 | 0 | 0 | 0
PeakO | 0 | 0 | 0 | 0 | 0 | 0
ST | 0 | 0 | 0 | 0 | 0 | 0
STOG | 0 | 0 | 0 | 0 | 0 | 0
STWD | 0 | 0 | 0 | 0 | 0 | 0
WT | 0 | 0 | 0 | 0 | 0 | 0
IGCC | 0 | 0 | 0 | 0 | 0 | 0
DemandResponse | 0 | 0 | 0 | 0 | 0 | 0
IGCC-CCS | 0 | 0 | 0 | 0 | 0 | 0
WT_off | 0 | 0 | 0 | 0 | 0 | 0
PseudoUnit | 0 | 0 | 0 | 0 | 0 | 0
FixedInterchange | 0 | 0 | 0 | 0 | 0 | 0
Emission Cost by Reporting Type: NYISO_J-K
ReportingType | 2015 | 2020 | 2025 | 2030 | 2035 | 2040
BM | 0 | 0 | 0 | 0 | 0 | 0
CC | 0 | 0 | 0 | 0 | 0 | 0
CSP | 0 | 0 | 0 | 0 | 0 | 0
CT | 0 | 0 | 0 | 0 | 0 | 0
Coal | 0 | 0 | 0 | 0 | 0 | 0
Geo | 0 | 0 | 0 | 0 | 0 | 0
H | 0 | 0 | 0 | 0 | 0 | 0
LFG | 0 | 0 | 0 | 0 | 0 | 0
Nuc | 0 | 0 | 0 | 0 | 0 | 0
PS | 0 | 0 | 0 | 0 | 0 | 0
PV | 0 | 0 | 0 | 0 | 0 | 0
PeakG | 0 | 0 | 0 | 0 | 0 | 0
PeakO | 0 | 0 | 0 | 0 | 0 | 0
ST | 0 | 0 | 0 | 0 | 0 | 0
STOG | 0 | 0 | 0 | 0 | 0 | 0
STWD | 0 | 0 | 0 | 0 | 0 | 0
WT | 0 | 0 | 0 | 0 | 0 | 0
IGCC | 0 | 0 | 0 | 0 | 0 | 0
DemandResponse | 0 | 0 | 0 | 0 | 0 | 0
IGCC-CCS | 0 | 0 | 0 | 0 | 0 | 0
WT_off | 0 | 0 | 0 | 0 | 0 | 0
PseudoUnit | 0 | 0 | 0 | 0 | 0 | 0
FixedInterchange | 0 | 0 | 0 | 0 | 0 | 0
Emission Cost by Reporting Type: PJM_E
ReportingType | 2015 | 2020 | 2025 | 2030 | 2035 | 2040
BM | 0 | 0 | 0 | 0 | 0 | 0
CC | 0 | 0 | 0 | 0 | 0 | 0
CSP | 0 | 0 | 0 | 0 | 0 | 0
CT | 0 | 0 | 0 | 0 | 0 | 0
Coal | 0.03 | 0 | 0 | 0 | 0 | 0
Geo | 0 | 0 | 0 | 0 | 0 | 0
H | 0 | 0 | 0 | 0 | 0 | 0
LFG | 0 | 0 | 0 | 0 | 0 | 0
Nuc | 0 | 0 | 0 | 0 | 0 | 0
PS | 0 | 0 | 0 | 0 | 0 | 0
PV | 0 | 0 | 0 | 0 | 0 | 0
PeakG | 0 | 0 | 0 | 0 | 0 | 0
PeakO | 0 | 0 | 0 | 0 | 0 | 0
ST | 0 | 0 | 0 | 0 | 0 | 0
STOG | 0 | 0 | 0 | 0 | 0 | 0
STWD | 0 | 0 | 0 | 0 | 0 | 0
WT | 0 | 0 | 0 | 0 | 0 | 0
IGCC | 0 | 0 | 0 | 0 | 0 | 0
DemandResponse | 0 | 0 | 0 | 0 | 0 | 0
IGCC-CCS | 0 | 0 | 0 | 0 | 0 | 0
WT_off | 0 | 0 | 0 | 0 | 0 | 0
PseudoUnit | 0 | 0 | 0 | 0 | 0 | 0
FixedInterchange | 0 | 0 | 0 | 0 | 0 | 0
Emission Cost by Reporting Type: PJM_ROM
ReportingType | 2015 | 2020 | 2025 | 2030 | 2035 | 2040
BM | 0 | 0 | 0 | 0 | 0 | 0
CC | 0 | 0 | 0 | 0 | 0 | 0
CSP | 0 | 0 | 0 | 0 | 0 | 0
CT | 0 | 0 | 0 | 0 | 0 | 0
Coal | 15.73 | 0 | 0 | 0 | 0 | 0
Geo | 0 | 0 | 0 | 0 | 0 | 0
H | 0 | 0 | 0 | 0 | 0 | 0
LFG | 0 | 0 | 0 | 0 | 0 | 0
Nuc | 0 | 0 | 0 | 0 | 0 | 0
PS | 0 | 0 | 0 | 0 | 0 | 0
PV | 0 | 0 | 0 | 0 | 0 | 0
PeakG | 0 | 0 | 0 | 0 | 0 | 0
PeakO | 0 | 0 | 0 | 0 | 0 | 0
ST | 0 | 0 | 0 | 0 | 0 | 0
STOG | 0 | 0 | 0 | 0 | 0 | 0
STWD | 0 | 0 | 0 | 0 | 0 | 0
WT | 0 | 0 | 0 | 0 | 0 | 0
IGCC | 0 | 0 | 0 | 0 | 0 | 0
DemandResponse | 0 | 0 | 0 | 0 | 0 | 0
IGCC-CCS | 0 | 0 | 0 | 0 | 0 | 0
WT_off | 0 | 0 | 0 | 0 | 0 | 0
PseudoUnit | 0 | 0 | 0 | 0 | 0 | 0
FixedInterchange | 0 | 0 | 0 | 0 | 0 | 0
Emission Cost by Reporting Type: PJM_ROR
ReportingType | 2015 | 2020 | 2025 | 2030 | 2035 | 2040
BM | 0 | 0 | 0 | 0 | 0 | 0
CC | 0 | 0 | 0 | 0 | 0 | 0
CSP | 0 | 0 | 0 | 0 | 0 | 0
CT | 0 | 0 | 0 | 0 | 0 | 0
Coal | 116.98 | 0 | 0 | 0 | 0 | 0
Geo | 0 | 0 | 0 | 0 | 0 | 0
H | 0 | 0 | 0 | 0 | 0 | 0
LFG | 0 | 0 | 0 | 0 | 0 | 0
Nuc | 0 | 0 | 0 | 0 | 0 | 0
PS | 0 | 0 | 0 | 0 | 0 | 0
PV | 0 | 0 | 0 | 0 | 0 | 0
PeakG | 0 | 0 | 0 | 0 | 0 | 0
PeakO | 0 | 0 | 0 | 0 | 0 | 0
ST | 0 | 0 | 0 | 0 | 0 | 0
STOG | 0 | 0 | 0 | 0 | 0 | 0
STWD | 0 | 0 | 0 | 0 | 0 | 0
WT | 0 | 0 | 0 | 0 | 0 | 0
IGCC | 0 | 0 | 0 | 0 | 0 | 0
DemandResponse | 0 | 0 | 0 | 0 | 0 | 0
IGCC-CCS | 0 | 0 | 0 | 0 | 0 | 0
WT_off | 0 | 0 | 0 | 0 | 0 | 0
PseudoUnit | 0 | 0 | 0 | 0 | 0 | 0
FixedInterchange | 0 | 0 | 0 | 0 | 0 | 0
Emission Cost by Reporting Type: SOCO
ReportingType | 2015 | 2020 | 2025 | 2030 | 2035 | 2040
BM | 0 | 0 | 0 | 0 | 0 | 0
CC | 0 | 0 | 0 | 0 | 0 | 0
CSP | 0 | 0 | 0 | 0 | 0 | 0
CT | 0 | 0 | 0 | 0 | 0 | 0
Coal | 34 | 0 | 0 | 0 | 0 | 0
Geo | 0 | 0 | 0 | 0 | 0 | 0
H | 0 | 0 | 0 | 0 | 0 | 0
LFG | 0 | 0 | 0 | 0 | 0 | 0
Nuc | 0 | 0 | 0 | 0 | 0 | 0
PS | 0 | 0 | 0 | 0 | 0 | 0
PV | 0 | 0 | 0 | 0 | 0 | 0
PeakG | 0 | 0 | 0 | 0 | 0 | 0
PeakO | 0 | 0 | 0 | 0 | 0 | 0
ST | 0 | 0 | 0 | 0 | 0 | 0
STOG | 0 | 0 | 0 | 0 | 0 | 0
STWD | 0 | 0 | 0 | 0 | 0 | 0
WT | 0 | 0 | 0 | 0 | 0 | 0
IGCC | 0 | 0 | 0 | 0 | 0 | 0
DemandResponse | 0 | 0 | 0 | 0 | 0 | 0
IGCC-CCS | 0 | 0 | 0 | 0 | 0 | 0
WT_off | 0 | 0 | 0 | 0 | 0 | 0
PseudoUnit | 0 | 0 | 0 | 0 | 0 | 0
FixedInterchange | 0 | 0 | 0 | 0 | 0 | 0
Emission Cost by Reporting Type: SPP_N
ReportingType | 2015 | 2020 | 2025 | 2030 | 2035 | 2040
BM | 0 | 0 | 0 | 0 | 0 | 0
CC | 0 | 0 | 0 | 0 | 0 | 0
CSP | 0 | 0 | 0 | 0 | 0 | 0
CT | 0 | 0 | 0 | 0 | 0 | 0
Coal | 4.92 | 0 | 0 | 0 | 0 | 0
Geo | 0 | 0 | 0 | 0 | 0 | 0
H | 0 | 0 | 0 | 0 | 0 | 0
LFG | 0 | 0 | 0 | 0 | 0 | 0
Nuc | 0 | 0 | 0 | 0 | 0 | 0
PS | 0 | 0 | 0 | 0 | 0 | 0
PV | 0 | 0 | 0 | 0 | 0 | 0
PeakG | 0 | 0 | 0 | 0 | 0 | 0
PeakO | 0 | 0 | 0 | 0 | 0 | 0
ST | 0 | 0 | 0 | 0 | 0 | 0
STOG | 0 | 0 | 0 | 0 | 0 | 0
STWD | 0 | 0 | 0 | 0 | 0 | 0
WT | 0 | 0 | 0 | 0 | 0 | 0
IGCC | 0 | 0 | 0 | 0 | 0 | 0
DemandResponse | 0 | 0 | 0 | 0 | 0 | 0
IGCC-CCS | 0 | 0 | 0 | 0 | 0 | 0
WT_off | 0 | 0 | 0 | 0 | 0 | 0
PseudoUnit | 0 | 0 | 0 | 0 | 0 | 0
FixedInterchange | 0 | 0 | 0 | 0 | 0 | 0
Emission Cost by Reporting Type: SPP_S
ReportingType | 2015 | 2020 | 2025 | 2030 | 2035 | 2040
BM | 0 | 0 | 0 | 0 | 0 | 0
CC | 0 | 0 | 0 | 0 | 0 | 0
CSP | 0 | 0 | 0 | 0 | 0 | 0
CT | 0 | 0 | 0 | 0 | 0 | 0
Coal | 13.11 | 0 | 0 | 0 | 0 | 0
Geo | 0 | 0 | 0 | 0 | 0 | 0
H | 0 | 0 | 0 | 0 | 0 | 0
LFG | 0 | 0 | 0 | 0 | 0 | 0
Nuc | 0 | 0 | 0 | 0 | 0 | 0
PS | 0 | 0 | 0 | 0 | 0 | 0
PV | 0 | 0 | 0 | 0 | 0 | 0
PeakG | 0 | 0 | 0 | 0 | 0 | 0
PeakO | 0 | 0 | 0 | 0 | 0 | 0
ST | 0 | 0 | 0 | 0 | 0 | 0
STOG | 0 | 0 | 0 | 0 | 0 | 0
STWD | 0 | 0 | 0 | 0 | 0 | 0
WT | 0 | 0 | 0 | 0 | 0 | 0
IGCC | 0 | 0 | 0 | 0 | 0 | 0
DemandResponse | 0 | 0 | 0 | 0 | 0 | 0
IGCC-CCS | 0 | 0 | 0 | 0 | 0 | 0
WT_off | 0 | 0 | 0 | 0 | 0 | 0
PseudoUnit | 0 | 0 | 0 | 0 | 0 | 0
FixedInterchange | 0 | 0 | 0 | 0 | 0 | 0
Emission Cost by Reporting Type: TVA
ReportingType | 2015 | 2020 | 2025 | 2030 | 2035 | 2040
BM | 0 | 0 | 0 | 0 | 0 | 0
CC | 0 | 0 | 0 | 0 | 0 | 0
CSP | 0 | 0 | 0 | 0 | 0 | 0
CT | 0 | 0 | 0 | 0 | 0 | 0
Coal | 22.05 | 0 | 0 | 0 | 0 | 0
Geo | 0 | 0 | 0 | 0 | 0 | 0
H | 0 | 0 | 0 | 0 | 0 | 0
LFG | 0 | 0 | 0 | 0 | 0 | 0
Nuc | 0 | 0 | 0 | 0 | 0 | 0
PS | 0 | 0 | 0 | 0 | 0 | 0
PV | 0 | 0 | 0 | 0 | 0 | 0
PeakG | 0 | 0 | 0 | 0 | 0 | 0
PeakO | 0 | 0 | 0 | 0 | 0 | 0
ST | 0 | 0 | 0 | 0 | 0 | 0
STOG | 0 | 0 | 0 | 0 | 0 | 0
STWD | 0 | 0 | 0 | 0 | 0 | 0
WT | 0 | 0 | 0 | 0 | 0 | 0
IGCC | 0 | 0 | 0 | 0 | 0 | 0
DemandResponse | 0 | 0 | 0 | 0 | 0 | 0
IGCC-CCS | 0 | 0 | 0 | 0 | 0 | 0
WT_off | 0 | 0 | 0 | 0 | 0 | 0
PseudoUnit | 0 | 0 | 0 | 0 | 0 | 0
FixedInterchange | 0 | 0 | 0 | 0 | 0 | 0
Emission Cost by Reporting Type: TVA_Transmission
ReportingType | 2015 | 2020 | 2025 | 2030 | 2035 | 2040
BM | 0 | 0 | 0 | 0 | 0 | 0
CC | 0 | 0 | 0 | 0 | 0 | 0
CSP | 0 | 0 | 0 | 0 | 0 | 0
CT | 0 | 0 | 0 | 0 | 0 | 0
Coal | 0 | 0 | 0 | 0 | 0 | 0
Geo | 0 | 0 | 0 | 0 | 0 | 0
H | 0 | 0 | 0 | 0 | 0 | 0
LFG | 0 | 0 | 0 | 0 | 0 | 0
Nuc | 0 | 0 | 0 | 0 | 0 | 0
PS | 0 | 0 | 0 | 0 | 0 | 0
PV | 0 | 0 | 0 | 0 | 0 | 0
PeakG | 0 | 0 | 0 | 0 | 0 | 0
PeakO | 0 | 0 | 0 | 0 | 0 | 0
ST | 0 | 0 | 0 | 0 | 0 | 0
STOG | 0 | 0 | 0 | 0 | 0 | 0
STWD | 0 | 0 | 0 | 0 | 0 | 0
WT | 0 | 0 | 0 | 0 | 0 | 0
IGCC | 0 | 0 | 0 | 0 | 0 | 0
DemandResponse | 0 | 0 | 0 | 0 | 0 | 0
IGCC-CCS | 0 | 0 | 0 | 0 | 0 | 0
WT_off | 0 | 0 | 0 | 0 | 0 | 0
PseudoUnit | 0 | 0 | 0 | 0 | 0 | 0
FixedInterchange | 0 | 0 | 0 | 0 | 0 | 0
Emission Cost by Reporting Type: VACAR
ReportingType | 2015 | 2020 | 2025 | 2030 | 2035 | 2040
BM | 0 | 0 | 0 | 0 | 0 | 0
CC | 0 | 0 | 0 | 0 | 0 | 0
CSP | 0 | 0 | 0 | 0 | 0 | 0
CT | 0 | 0 | 0 | 0 | 0 | 0
Coal | 13.11 | 0 | 0 | 0 | 0 | 0
Geo | 0 | 0 | 0 | 0 | 0 | 0
H | 0 | 0 | 0 | 0 | 0 | 0
LFG | 0 | 0 | 0 | 0 | 0 | 0
Nuc | 0 | 0 | 0 | 0 | 0 | 0
PS | 0 | 0 | 0 | 0 | 0 | 0
PV | 0 | 0 | 0 | 0 | 0 | 0
PeakG | 0 | 0 | 0 | 0 | 0 | 0
PeakO | 0 | 0 | 0 | 0 | 0 | 0
ST | 0 | 0 | 0 | 0 | 0 | 0
STOG | 0 | 0 | 0 | 0 | 0 | 0
STWD | 0 | 0 | 0 | 0 | 0 | 0
WT | 0 | 0 | 0 | 0 | 0 | 0
IGCC | 0 | 0 | 0 | 0 | 0 | 0
DemandResponse | 0 | 0 | 0 | 0 | 0 | 0
IGCC-CCS | 0 | 0 | 0 | 0 | 0 | 0
WT_off | 0 | 0 | 0 | 0 | 0 | 0
PseudoUnit | 0 | 0 | 0 | 0 | 0 | 0
FixedInterchange | 0 | 0 | 0 | 0 | 0 | 0
Emission Cost by Reporting Type: IESO
ReportingType | 2015 | 2020 | 2025 | 2030 | 2035 | 2040
BM | 0 | 0 | 0 | 0 | 0 | 0
CC | 0 | 0 | 0 | 0 | 0 | 0
CSP | 0 | 0 | 0 | 0 | 0 | 0
CT | 0 | 0 | 0 | 0 | 0 | 0
Coal | 0 | 0 | 0 | 0 | 0 | 0
Geo | 0 | 0 | 0 | 0 | 0 | 0
H | 0 | 0 | 0 | 0 | 0 | 0
LFG | 0 | 0 | 0 | 0 | 0 | 0
Nuc | 0 | 0 | 0 | 0 | 0 | 0
PS | 0 | 0 | 0 | 0 | 0 | 0
PV | 0 | 0 | 0 | 0 | 0 | 0
PeakG | 0 | 0 | 0 | 0 | 0 | 0
PeakO | 0 | 0 | 0 | 0 | 0 | 0
ST | 0 | 0 | 0 | 0 | 0 | 0
STOG | 0 | 0 | 0 | 0 | 0 | 0
STWD | 0 | 0 | 0 | 0 | 0 | 0
WT | 0 | 0 | 0 | 0 | 0 | 0
IGCC | 0 | 0 | 0 | 0 | 0 | 0
DemandResponse | 0 | 0 | 0 | 0 | 0 | 0
IGCC-CCS | 0 | 0 | 0 | 0 | 0 | 0
WT_off | 0 | 0 | 0 | 0 | 0 | 0
PseudoUnit | 0 | 0 | 0 | 0 | 0 | 0
FixedInterchange | 0 | 0 | 0 | 0 | 0 | 0
Emission Cost by Reporting Type: MAPP_CA
ReportingType | 2015 | 2020 | 2025 | 2030 | 2035 | 2040
BM | 0 | 0 | 0 | 0 | 0 | 0
CC | 0 | 0 | 0 | 0 | 0 | 0
CSP | 0 | 0 | 0 | 0 | 0 | 0
CT | 0 | 0 | 0 | 0 | 0 | 0
Coal | 0 | 0 | 0 | 0 | 0 | 0
Geo | 0 | 0 | 0 | 0 | 0 | 0
H | 0 | 0 | 0 | 0 | 0 | 0
LFG | 0 | 0 | 0 | 0 | 0 | 0
Nuc | 0 | 0 | 0 | 0 | 0 | 0
PS | 0 | 0 | 0 | 0 | 0 | 0
PV | 0 | 0 | 0 | 0 | 0 | 0
PeakG | 0 | 0 | 0 | 0 | 0 | 0
PeakO | 0 | 0 | 0 | 0 | 0 | 0
ST | 0 | 0 | 0 | 0 | 0 | 0
STOG | 0 | 0 | 0 | 0 | 0 | 0
STWD | 0 | 0 | 0 | 0 | 0 | 0
WT | 0 | 0 | 0 | 0 | 0 | 0
IGCC | 0 | 0 | 0 | 0 | 0 | 0
DemandResponse | 0 | 0 | 0 | 0 | 0 | 0
IGCC-CCS | 0 | 0 | 0 | 0 | 0 | 0
WT_off | 0 | 0 | 0 | 0 | 0 | 0
PseudoUnit | 0 | 0 | 0 | 0 | 0 | 0
FixedInterchange | 0 | 0 | 0 | 0 | 0 | 0
Emission Cost by Reporting Type: AZ_NM_SNV_Coal
ReportingType | 2015 | 2020 | 2025 | 2030 | 2035 | 2040
BM | 0 | 0 | 0 | 0 | 0 | 0
CC | 0 | 0 | 0 | 0 | 0 | 0
CSP | 0 | 0 | 0 | 0 | 0 | 0
CT | 0 | 0 | 0 | 0 | 0 | 0
Coal | 0.89 | 0 | 0 | 0 | 0 | 0
Geo | 0 | 0 | 0 | 0 | 0 | 0
H | 0 | 0 | 0 | 0 | 0 | 0
LFG | 0 | 0 | 0 | 0 | 0 | 0
Nuc | 0 | 0 | 0 | 0 | 0 | 0
PS | 0 | 0 | 0 | 0 | 0 | 0
PV | 0 | 0 | 0 | 0 | 0 | 0
PeakG | 0 | 0 | 0 | 0 | 0 | 0
PeakO | 0 | 0 | 0 | 0 | 0 | 0
ST | 0 | 0 | 0 | 0 | 0 | 0
STOG | 0 | 0 | 0 | 0 | 0 | 0
STWD | 0 | 0 | 0 | 0 | 0 | 0
WT | 0 | 0 | 0 | 0 | 0 | 0
IGCC | 0 | 0 | 0 | 0 | 0 | 0
DemandResponse | 0 | 0 | 0 | 0 | 0 | 0
IGCC-CCS | 0 | 0 | 0 | 0 | 0 | 0
WT_off | 0 | 0 | 0 | 0 | 0 | 0
PseudoUnit | 0 | 0 | 0 | 0 | 0 | 0
FixedInterchange | 0 | 0 | 0 | 0 | 0 | 0
Emission Cost by Reporting Type: AZ_NM_SNV_Gas
ReportingType | 2015 | 2020 | 2025 | 2030 | 2035 | 2040
BM | 0 | 0 | 0 | 0 | 0 | 0
CC | 0 | 0 | 0 | 0 | 0 | 0
CSP | 0 | 0 | 0 | 0 | 0 | 0
CT | 0 | 0 | 0 | 0 | 0 | 0
Coal | 0 | 0 | 0 | 0 | 0 | 0
Geo | 0 | 0 | 0 | 0 | 0 | 0
H | 0 | 0 | 0 | 0 | 0 | 0
LFG | 0 | 0 | 0 | 0 | 0 | 0
Nuc | 0 | 0 | 0 | 0 | 0 | 0
PS | 0 | 0 | 0 | 0 | 0 | 0
PV | 0 | 0 | 0 | 0 | 0 | 0
PeakG | 0 | 0 | 0 | 0 | 0 | 0
PeakO | 0 | 0 | 0 | 0 | 0 | 0
ST | 0 | 0 | 0 | 0 | 0 | 0
STOG | 0 | 0 | 0 | 0 | 0 | 0
STWD | 0 | 0 | 0 | 0 | 0 | 0
WT | 0 | 0 | 0 | 0 | 0 | 0
IGCC | 0 | 0 | 0 | 0 | 0 | 0
DemandResponse | 0 | 0 | 0 | 0 | 0 | 0
IGCC-CCS | 0 | 0 | 0 | 0 | 0 | 0
WT_off | 0 | 0 | 0 | 0 | 0 | 0
PseudoUnit | 0 | 0 | 0 | 0 | 0 | 0
FixedInterchange | 0 | 0 | 0 | 0 | 0 | 0
Emission Cost by Reporting Type: AZ_NM_SNV_NucRenew
ReportingType | 2015 | 2020 | 2025 | 2030 | 2035 | 2040
BM | 0 | 0 | 0 | 0 | 0 | 0
CC | 0 | 0 | 0 | 0 | 0 | 0
CSP | 0 | 0 | 0 | 0 | 0 | 0
CT | 0 | 0 | 0 | 0 | 0 | 0
Coal | 0 | 0 | 0 | 0 | 0 | 0
Geo | 0 | 0 | 0 | 0 | 0 | 0
H | 0 | 0 | 0 | 0 | 0 | 0
LFG | 0 | 0 | 0 | 0 | 0 | 0
Nuc | 0 | 0 | 0 | 0 | 0 | 0
PS | 0 | 0 | 0 | 0 | 0 | 0
PV | 0 | 0 | 0 | 0 | 0 | 0
PeakG | 0 | 0 | 0 | 0 | 0 | 0
PeakO | 0 | 0 | 0 | 0 | 0 | 0
ST | 0 | 0 | 0 | 0 | 0 | 0
STOG | 0 | 0 | 0 | 0 | 0 | 0
STWD | 0 | 0 | 0 | 0 | 0 | 0
WT | 0 | 0 | 0 | 0 | 0 | 0
IGCC | 0 | 0 | 0 | 0 | 0 | 0
DemandResponse | 0 | 0 | 0 | 0 | 0 | 0
IGCC-CCS | 0 | 0 | 0 | 0 | 0 | 0
WT_off | 0 | 0 | 0 | 0 | 0 | 0
PseudoUnit | 0 | 0 | 0 | 0 | 0 | 0
FixedInterchange | 0 | 0 | 0 | 0 | 0 | 0
Emission Cost by Reporting Type: ERCOT
ReportingType | 2015 | 2020 | 2025 | 2030 | 2035 | 2040
BM | 0 | 0 | 0 | 0 | 0 | 0
CC | 0 | 0 | 0 | 0 | 0 | 0
CSP | 0 | 0 | 0 | 0 | 0 | 0
CT | 0 | 0 | 0 | 0 | 0 | 0
Coal | 18.54 | 0 | 0 | 0 | 0 | 0
Geo | 0 | 0 | 0 | 0 | 0 | 0
H | 0 | 0 | 0 | 0 | 0 | 0
LFG | 0 | 0 | 0 | 0 | 0 | 0
Nuc | 0 | 0 | 0 | 0 | 0 | 0
PS | 0 | 0 | 0 | 0 | 0 | 0
PV | 0 | 0 | 0 | 0 | 0 | 0
PeakG | 0 | 0 | 0 | 0 | 0 | 0
PeakO | 0 | 0 | 0 | 0 | 0 | 0
ST | 0 | 0 | 0 | 0 | 0 | 0
STOG | 0 | 0 | 0 | 0 | 0 | 0
STWD | 0 | 0 | 0 | 0 | 0 | 0
WT | 0 | 0 | 0 | 0 | 0 | 0
IGCC | 0 | 0 | 0 | 0 | 0 | 0
DemandResponse | 0 | 0 | 0 | 0 | 0 | 0
IGCC-CCS | 0 | 0 | 0 | 0 | 0 | 0
WT_off | 0 | 0 | 0 | 0 | 0 | 0
PseudoUnit | 0 | 0 | 0 | 0 | 0 | 0
FixedInterchange | 0 | 0 | 0 | 0 | 0 | 0
Emission Cost by Reporting Type: NP15
ReportingType | 2015 | 2020 | 2025 | 2030 | 2035 | 2040
BM | 0 | 0 | 0 | 0 | 0 | 0
CC | 0 | 0 | 0 | 0 | 0 | 0
CSP | 0 | 0 | 0 | 0 | 0 | 0
CT | 0 | 0 | 0 | 0 | 0 | 0
Coal | 0 | 0 | 0 | 0 | 0 | 0
Geo | 0 | 0 | 0 | 0 | 0 | 0
H | 0 | 0 | 0 | 0 | 0 | 0
LFG | 0 | 0 | 0 | 0 | 0 | 0
Nuc | 0 | 0 | 0 | 0 | 0 | 0
PS | 0 | 0 | 0 | 0 | 0 | 0
PV | 0 | 0 | 0 | 0 | 0 | 0
PeakG | 0 | 0 | 0 | 0 | 0 | 0
PeakO | 0 | 0 | 0 | 0 | 0 | 0
ST | 0 | 0 | 0 | 0 | 0 | 0
STOG | 0 | 0 | 0 | 0 | 0 | 0
STWD | 0 | 0 | 0 | 0 | 0 | 0
WT | 0 | 0 | 0 | 0 | 0 | 0
IGCC | 0 | 0 | 0 | 0 | 0 | 0
DemandResponse | 0 | 0 | 0 | 0 | 0 | 0
IGCC-CCS | 0 | 0 | 0 | 0 | 0 | 0
WT_off | 0 | 0 | 0 | 0 | 0 | 0
PseudoUnit | 0 | 0 | 0 | 0 | 0 | 0
FixedInterchange | 0 | 0 | 0 | 0 | 0 | 0
Emission Cost by Reporting Type: NWPP_Coal
ReportingType | 2015 | 2020 | 2025 | 2030 | 2035 | 2040
BM | 0 | 0 | 0 | 0 | 0 | 0
CC | 0 | 0 | 0 | 0 | 0 | 0
CSP | 0 | 0 | 0 | 0 | 0 | 0
CT | 0 | 0 | 0 | 0 | 0 | 0
Coal | 2.88 | 0 | 0 | 0 | 0 | 0
Geo | 0 | 0 | 0 | 0 | 0 | 0
H | 0 | 0 | 0 | 0 | 0 | 0
LFG | 0 | 0 | 0 | 0 | 0 | 0
Nuc | 0 | 0 | 0 | 0 | 0 | 0
PS | 0 | 0 | 0 | 0 | 0 | 0
PV | 0 | 0 | 0 | 0 | 0 | 0
PeakG | 0 | 0 | 0 | 0 | 0 | 0
PeakO | 0 | 0 | 0 | 0 | 0 | 0
ST | 0 | 0 | 0 | 0 | 0 | 0
STOG | 0 | 0 | 0 | 0 | 0 | 0
STWD | 0 | 0 | 0 | 0 | 0 | 0
WT | 0 | 0 | 0 | 0 | 0 | 0
IGCC | 0 | 0 | 0 | 0 | 0 | 0
DemandResponse | 0 | 0 | 0 | 0 | 0 | 0
IGCC-CCS | 0 | 0 | 0 | 0 | 0 | 0
WT_off | 0 | 0 | 0 | 0 | 0 | 0
PseudoUnit | 0 | 0 | 0 | 0 | 0 | 0
FixedInterchange | 0 | 0 | 0 | 0 | 0 | 0
Emission Cost by Reporting Type: NWPP_Gas
ReportingType | 2015 | 2020 | 2025 | 2030 | 2035 | 2040
BM | 0 | 0 | 0 | 0 | 0 | 0
CC | 0 | 0 | 0 | 0 | 0 | 0
CSP | 0 | 0 | 0 | 0 | 0 | 0
CT | 0 | 0 | 0 | 0 | 0 | 0
Coal | 0 | 0 | 0 | 0 | 0 | 0
Geo | 0 | 0 | 0 | 0 | 0 | 0
H | 0 | 0 | 0 | 0 | 0 | 0
LFG | 0 | 0 | 0 | 0 | 0 | 0
Nuc | 0 | 0 | 0 | 0 | 0 | 0
PS | 0 | 0 | 0 | 0 | 0 | 0
PV | 0 | 0 | 0 | 0 | 0 | 0
PeakG | 0 | 0 | 0 | 0 | 0 | 0
PeakO | 0 | 0 | 0 | 0 | 0 | 0
ST | 0 | 0 | 0 | 0 | 0 | 0
STOG | 0 | 0 | 0 | 0 | 0 | 0
STWD | 0 | 0 | 0 | 0 | 0 | 0
WT | 0 | 0 | 0 | 0 | 0 | 0
IGCC | 0 | 0 | 0 | 0 | 0 | 0
DemandResponse | 0 | 0 | 0 | 0 | 0 | 0
IGCC-CCS | 0 | 0 | 0 | 0 | 0 | 0
WT_off | 0 | 0 | 0 | 0 | 0 | 0
PseudoUnit | 0 | 0 | 0 | 0 | 0 | 0
FixedInterchange | 0 | 0 | 0 | 0 | 0 | 0
Emission Cost by Reporting Type: NWPP_NucRenew
ReportingType | 2015 | 2020 | 2025 | 2030 | 2035 | 2040
BM | 0 | 0 | 0 | 0 | 0 | 0
CC | 0 | 0 | 0 | 0 | 0 | 0
CSP | 0 | 0 | 0 | 0 | 0 | 0
CT | 0 | 0 | 0 | 0 | 0 | 0
Coal | 0 | 0 | 0 | 0 | 0 | 0
Geo | 0 | 0 | 0 | 0 | 0 | 0
H | 0 | 0 | 0 | 0 | 0 | 0
LFG | 0 | 0 | 0 | 0 | 0 | 0
Nuc | 0 | 0 | 0 | 0 | 0 | 0
PS | 0 | 0 | 0 | 0 | 0 | 0
PV | 0 | 0 | 0 | 0 | 0 | 0
PeakG | 0 | 0 | 0 | 0 | 0 | 0
PeakO | 0 | 0 | 0 | 0 | 0 | 0
ST | 0 | 0 | 0 | 0 | 0 | 0
STOG | 0 | 0 | 0 | 0 | 0 | 0
STWD | 0 | 0 | 0 | 0 | 0 | 0
WT | 0 | 0 | 0 | 0 | 0 | 0
IGCC | 0 | 0 | 0 | 0 | 0 | 0
DemandResponse | 0 | 0 | 0 | 0 | 0 | 0
IGCC-CCS | 0 | 0 | 0 | 0 | 0 | 0
WT_off | 0 | 0 | 0 | 0 | 0 | 0
PseudoUnit | 0 | 0 | 0 | 0 | 0 | 0
FixedInterchange | 0 | 0 | 0 | 0 | 0 | 0
Emission Cost by Reporting Type: RMPA
ReportingType | 2015 | 2020 | 2025 | 2030 | 2035 | 2040
BM | 0 | 0 | 0 | 0 | 0 | 0
CC | 0 | 0 | 0 | 0 | 0 | 0
CSP | 0 | 0 | 0 | 0 | 0 | 0
CT | 0 | 0 | 0 | 0 | 0 | 0
Coal | 1.89 | 0 | 0 | 0 | 0 | 0
Geo | 0 | 0 | 0 | 0 | 0 | 0
H | 0 | 0 | 0 | 0 | 0 | 0
LFG | 0 | 0 | 0 | 0 | 0 | 0
Nuc | 0 | 0 | 0 | 0 | 0 | 0
PS | 0 | 0 | 0 | 0 | 0 | 0
PV | 0 | 0 | 0 | 0 | 0 | 0
PeakG | 0 | 0 | 0 | 0 | 0 | 0
PeakO | 0 | 0 | 0 | 0 | 0 | 0
ST | 0 | 0 | 0 | 0 | 0 | 0
STOG | 0 | 0 | 0 | 0 | 0 | 0
STWD | 0 | 0 | 0 | 0 | 0 | 0
WT | 0 | 0 | 0 | 0 | 0 | 0
IGCC | 0 | 0 | 0 | 0 | 0 | 0
DemandResponse | 0 | 0 | 0 | 0 | 0 | 0
IGCC-CCS | 0 | 0 | 0 | 0 | 0 | 0
WT_off | 0 | 0 | 0 | 0 | 0 | 0
PseudoUnit | 0 | 0 | 0 | 0 | 0 | 0
FixedInterchange | 0 | 0 | 0 | 0 | 0 | 0
Emission Cost by Reporting Type: SP15
ReportingType | 2015 | 2020 | 2025 | 2030 | 2035 | 2040
BM | 0 | 0 | 0 | 0 | 0 | 0
CC | 0 | 0 | 0 | 0 | 0 | 0
CSP | 0 | 0 | 0 | 0 | 0 | 0
CT | 0 | 0 | 0 | 0 | 0 | 0
Coal | 0.01 | 0 | 0 | 0 | 0 | 0
Geo | 0 | 0 | 0 | 0 | 0 | 0
H | 0 | 0 | 0 | 0 | 0 | 0
LFG | 0 | 0 | 0 | 0 | 0 | 0
Nuc | 0 | 0 | 0 | 0 | 0 | 0
PS | 0 | 0 | 0 | 0 | 0 | 0
PV | 0 | 0 | 0 | 0 | 0 | 0
PeakG | 0 | 0 | 0 | 0 | 0 | 0
PeakO | 0 | 0 | 0 | 0 | 0 | 0
ST | 0 | 0 | 0 | 0 | 0 | 0
STOG | 0 | 0 | 0 | 0 | 0 | 0
STWD | 0 | 0 | 0 | 0 | 0 | 0
WT | 0 | 0 | 0 | 0 | 0 | 0
IGCC | 0 | 0 | 0 | 0 | 0 | 0
DemandResponse | 0 | 0 | 0 | 0 | 0 | 0
IGCC-CCS | 0 | 0 | 0 | 0 | 0 | 0
WT_off | 0 | 0 | 0 | 0 | 0 | 0
PseudoUnit | 0 | 0 | 0 | 0 | 0 | 0
FixedInterchange | 0 | 0 | 0 | 0 | 0 | 0
Emission Cost by Reporting Type: ALB
ReportingType | 2015 | 2020 | 2025 | 2030 | 2035 | 2040
BM | 0 | 0 | 0 | 0 | 0 | 0
CC | 0 | 0 | 0 | 0 | 0 | 0
CSP | 0 | 0 | 0 | 0 | 0 | 0
CT | 0 | 0 | 0 | 0 | 0 | 0
Coal | 0 | 0 | 0 | 0 | 0 | 0
Geo | 0 | 0 | 0 | 0 | 0 | 0
H | 0 | 0 | 0 | 0 | 0 | 0
LFG | 0 | 0 | 0 | 0 | 0 | 0
Nuc | 0 | 0 | 0 | 0 | 0 | 0
PS | 0 | 0 | 0 | 0 | 0 | 0
PV | 0 | 0 | 0 | 0 | 0 | 0
PeakG | 0 | 0 | 0 | 0 | 0 | 0
PeakO | 0 | 0 | 0 | 0 | 0 | 0
ST | 0 | 0 | 0 | 0 | 0 | 0
STOG | 0 | 0 | 0 | 0 | 0 | 0
STWD | 0 | 0 | 0 | 0 | 0 | 0
WT | 0 | 0 | 0 | 0 | 0 | 0
IGCC | 0 | 0 | 0 | 0 | 0 | 0
DemandResponse | 0 | 0 | 0 | 0 | 0 | 0
IGCC-CCS | 0 | 0 | 0 | 0 | 0 | 0
WT_off | 0 | 0 | 0 | 0 | 0 | 0
PseudoUnit | 0 | 0 | 0 | 0 | 0 | 0
FixedInterchange | 0 | 0 | 0 | 0 | 0 | 0
Emission Cost by Reporting Type: BC
ReportingType | 2015 | 2020 | 2025 | 2030 | 2035 | 2040
BM | 0 | 0 | 0 | 0 | 0 | 0
CC | 0 | 0 | 0 | 0 | 0 | 0
CSP | 0 | 0 | 0 | 0 | 0 | 0
CT | 0 | 0 | 0 | 0 | 0 | 0
Coal | 0 | 0 | 0 | 0 | 0 | 0
Geo | 0 | 0 | 0 | 0 | 0 | 0
H | 0 | 0 | 0 | 0 | 0 | 0
LFG | 0 | 0 | 0 | 0 | 0 | 0
Nuc | 0 | 0 | 0 | 0 | 0 | 0
PS | 0 | 0 | 0 | 0 | 0 | 0
PV | 0 | 0 | 0 | 0 | 0 | 0
PeakG | 0 | 0 | 0 | 0 | 0 | 0
PeakO | 0 | 0 | 0 | 0 | 0 | 0
ST | 0 | 0 | 0 | 0 | 0 | 0
STOG | 0 | 0 | 0 | 0 | 0 | 0
STWD | 0 | 0 | 0 | 0 | 0 | 0
WT | 0 | 0 | 0 | 0 | 0 | 0
IGCC | 0 | 0 | 0 | 0 | 0 | 0
DemandResponse | 0 | 0 | 0 | 0 | 0 | 0
IGCC-CCS | 0 | 0 | 0 | 0 | 0 | 0
WT_off | 0 | 0 | 0 | 0 | 0 | 0
PseudoUnit | 0 | 0 | 0 | 0 | 0 | 0
FixedInterchange | 0 | 0 | 0 | 0 | 0 | 0
Emission Cost by Reporting Type: HQ_IESO
ReportingType | 2015 | 2020 | 2025 | 2030 | 2035 | 2040
BM | 0 | 0 | 0 | 0 | 0 | 0
CC | 0 | 0 | 0 | 0 | 0 | 0
CSP | 0 | 0 | 0 | 0 | 0 | 0
CT | 0 | 0 | 0 | 0 | 0 | 0
Coal | 0 | 0 | 0 | 0 | 0 | 0
Geo | 0 | 0 | 0 | 0 | 0 | 0
H | 0 | 0 | 0 | 0 | 0 | 0
LFG | 0 | 0 | 0 | 0 | 0 | 0
Nuc | 0 | 0 | 0 | 0 | 0 | 0
PS | 0 | 0 | 0 | 0 | 0 | 0
PV | 0 | 0 | 0 | 0 | 0 | 0
PeakG | 0 | 0 | 0 | 0 | 0 | 0
PeakO | 0 | 0 | 0 | 0 | 0 | 0
ST | 0 | 0 | 0 | 0 | 0 | 0
STOG | 0 | 0 | 0 | 0 | 0 | 0
STWD | 0 | 0 | 0 | 0 | 0 | 0
WT | 0 | 0 | 0 | 0 | 0 | 0
IGCC | 0 | 0 | 0 | 0 | 0 | 0
DemandResponse | 0 | 0 | 0 | 0 | 0 | 0
IGCC-CCS | 0 | 0 | 0 | 0 | 0 | 0
WT_off | 0 | 0 | 0 | 0 | 0 | 0
PseudoUnit | 0 | 0 | 0 | 0 | 0 | 0
FixedInterchange | 0 | 0 | 0 | 0 | 0 | 0
Emission Cost by Reporting Type: HQ_NEISO
ReportingType | 2015 | 2020 | 2025 | 2030 | 2035 | 2040
BM | 0 | 0 | 0 | 0 | 0 | 0
CC | 0 | 0 | 0 | 0 | 0 | 0
CSP | 0 | 0 | 0 | 0 | 0 | 0
CT | 0 | 0 | 0 | 0 | 0 | 0
Coal | 0 | 0 | 0 | 0 | 0 | 0
Geo | 0 | 0 | 0 | 0 | 0 | 0
H | 0 | 0 | 0 | 0 | 0 | 0
LFG | 0 | 0 | 0 | 0 | 0 | 0
Nuc | 0 | 0 | 0 | 0 | 0 | 0
PS | 0 | 0 | 0 | 0 | 0 | 0
PV | 0 | 0 | 0 | 0 | 0 | 0
PeakG | 0 | 0 | 0 | 0 | 0 | 0
PeakO | 0 | 0 | 0 | 0 | 0 | 0
ST | 0 | 0 | 0 | 0 | 0 | 0
STOG | 0 | 0 | 0 | 0 | 0 | 0
STWD | 0 | 0 | 0 | 0 | 0 | 0
WT | 0 | 0 | 0 | 0 | 0 | 0
IGCC | 0 | 0 | 0 | 0 | 0 | 0
DemandResponse | 0 | 0 | 0 | 0 | 0 | 0
IGCC-CCS | 0 | 0 | 0 | 0 | 0 | 0
WT_off | 0 | 0 | 0 | 0 | 0 | 0
PseudoUnit | 0 | 0 | 0 | 0 | 0 | 0
FixedInterchange | 0 | 0 | 0 | 0 | 0 | 0
Emission Cost by Reporting Type: HQ_NY
ReportingType | 2015 | 2020 | 2025 | 2030 | 2035 | 2040
BM | 0 | 0 | 0 | 0 | 0 | 0
CC | 0 | 0 | 0 | 0 | 0 | 0
CSP | 0 | 0 | 0 | 0 | 0 | 0
CT | 0 | 0 | 0 | 0 | 0 | 0
Coal | 0 | 0 | 0 | 0 | 0 | 0
Geo | 0 | 0 | 0 | 0 | 0 | 0
H | 0 | 0 | 0 | 0 | 0 | 0
LFG | 0 | 0 | 0 | 0 | 0 | 0
Nuc | 0 | 0 | 0 | 0 | 0 | 0
PS | 0 | 0 | 0 | 0 | 0 | 0
PV | 0 | 0 | 0 | 0 | 0 | 0
PeakG | 0 | 0 | 0 | 0 | 0 | 0
PeakO | 0 | 0 | 0 | 0 | 0 | 0
ST | 0 | 0 | 0 | 0 | 0 | 0
STOG | 0 | 0 | 0 | 0 | 0 | 0
STWD | 0 | 0 | 0 | 0 | 0 | 0
WT | 0 | 0 | 0 | 0 | 0 | 0
IGCC | 0 | 0 | 0 | 0 | 0 | 0
DemandResponse | 0 | 0 | 0 | 0 | 0 | 0
IGCC-CCS | 0 | 0 | 0 | 0 | 0 | 0
WT_off | 0 | 0 | 0 | 0 | 0 | 0
PseudoUnit | 0 | 0 | 0 | 0 | 0 | 0
FixedInterchange | 0 | 0 | 0 | 0 | 0 | 0
Emission Cost by Reporting Type: MARITIMES
ReportingType | 2015 | 2020 | 2025 | 2030 | 2035 | 2040
BM | 0 | 0 | 0 | 0 | 0 | 0
CC | 0 | 0 | 0 | 0 | 0 | 0
CSP | 0 | 0 | 0 | 0 | 0 | 0
CT | 0 | 0 | 0 | 0 | 0 | 0
Coal | 0 | 0 | 0 | 0 | 0 | 0
Geo | 0 | 0 | 0 | 0 | 0 | 0
H | 0 | 0 | 0 | 0 | 0 | 0
LFG | 0 | 0 | 0 | 0 | 0 | 0
Nuc | 0 | 0 | 0 | 0 | 0 | 0
PS | 0 | 0 | 0 | 0 | 0 | 0
PV | 0 | 0 | 0 | 0 | 0 | 0
PeakG | 0 | 0 | 0 | 0 | 0 | 0
PeakO | 0 | 0 | 0 | 0 | 0 | 0
ST | 0 | 0 | 0 | 0 | 0 | 0
STOG | 0 | 0 | 0 | 0 | 0 | 0
STWD | 0 | 0 | 0 | 0 | 0 | 0
WT | 0 | 0 | 0 | 0 | 0 | 0
IGCC | 0 | 0 | 0 | 0 | 0 | 0
DemandResponse | 0 | 0 | 0 | 0 | 0 | 0
IGCC-CCS | 0 | 0 | 0 | 0 | 0 | 0
WT_off | 0 | 0 | 0 | 0 | 0 | 0
PseudoUnit | 0 | 0 | 0 | 0 | 0 | 0
FixedInterchange | 0 | 0 | 0 | 0 | 0 | 0
Emission Cost by Reporting Type: All
ReportingType | 2015 | 2020 | 2025 | 2030 | 2035 | 2040
BM | 0 | 0 | 0 | 0 | 0 | 0
CC | 0 | 0 | 0 | 0 | 0 | 0
CSP | 0 | 0 | 0 | 0 | 0 | 0
CT | 0 | 0 | 0 | 0 | 0 | 0
Coal | 416.59 | 0 | 0 | 0 | 0 | 0
Geo | 0 | 0 | 0 | 0 | 0 | 0
H | 0 | 0 | 0 | 0 | 0 | 0
LFG | 0 | 0 | 0 | 0 | 0 | 0
Nuc | 0 | 0 | 0 | 0 | 0 | 0
PS | 0 | 0 | 0 | 0 | 0 | 0
PV | 0 | 0 | 0 | 0 | 0 | 0
PeakG | 0 | 0 | 0 | 0 | 0 | 0
PeakO | 0 | 0 | 0 | 0 | 0 | 0
ST | 0 | 0 | 0 | 0 | 0 | 0
STOG | 0 | 0 | 0 | 0 | 0 | 0
STWD | 0 | 0 | 0 | 0 | 0 | 0
WT | 0 | 0 | 0 | 0 | 0 | 0
IGCC | 0.19 | 0 | 0 | 0 | 0 | 0
DemandResponse | 0 | 0 | 0 | 0 | 0 | 0
IGCC-CCS | 0 | 0 | 0 | 0 | 0 | 0
WT_off | 0 | 0 | 0 | 0 | 0 | 0
PseudoUnit | 0 | 0 | 0 | 0 | 0 | 0
FixedInterchange | 0 | 0 | 0 | 0 | 0 | 0
Emission Cost by Reporting Type: EI_US
ReportingType | 2015 | 2020 | 2025 | 2030 | 2035 | 2040
BM | 0 | 0 | 0 | 0 | 0 | 0
CC | 0 | 0 | 0 | 0 | 0 | 0
CSP | 0 | 0 | 0 | 0 | 0 | 0
CT | 0 | 0 | 0 | 0 | 0 | 0
Coal | 392.38 | 0 | 0 | 0 | 0 | 0
Geo | 0 | 0 | 0 | 0 | 0 | 0
H | 0 | 0 | 0 | 0 | 0 | 0
LFG | 0 | 0 | 0 | 0 | 0 | 0
Nuc | 0 | 0 | 0 | 0 | 0 | 0
PS | 0 | 0 | 0 | 0 | 0 | 0
PV | 0 | 0 | 0 | 0 | 0 | 0
PeakG | 0 | 0 | 0 | 0 | 0 | 0
PeakO | 0 | 0 | 0 | 0 | 0 | 0
ST | 0 | 0 | 0 | 0 | 0 | 0
STOG | 0 | 0 | 0 | 0 | 0 | 0
STWD | 0 | 0 | 0 | 0 | 0 | 0
WT | 0 | 0 | 0 | 0 | 0 | 0
IGCC | 0.19 | 0 | 0 | 0 | 0 | 0
DemandResponse | 0 | 0 | 0 | 0 | 0 | 0
IGCC-CCS | 0 | 0 | 0 | 0 | 0 | 0
WT_off | 0 | 0 | 0 | 0 | 0 | 0
PseudoUnit | 0 | 0 | 0 | 0 | 0 | 0
FixedInterchange | 0 | 0 | 0 | 0 | 0 | 0
Emission Cost by Reporting Type: EI_Canada
ReportingType | 2015 | 2020 | 2025 | 2030 | 2035 | 2040
BM | 0 | 0 | 0 | 0 | 0 | 0
CC | 0 | 0 | 0 | 0 | 0 | 0
CSP | 0 | 0 | 0 | 0 | 0 | 0
CT | 0 | 0 | 0 | 0 | 0 | 0
Coal | 0 | 0 | 0 | 0 | 0 | 0
Geo | 0 | 0 | 0 | 0 | 0 | 0
H | 0 | 0 | 0 | 0 | 0 | 0
LFG | 0 | 0 | 0 | 0 | 0 | 0
Nuc | 0 | 0 | 0 | 0 | 0 | 0
PS | 0 | 0 | 0 | 0 | 0 | 0
PV | 0 | 0 | 0 | 0 | 0 | 0
PeakG | 0 | 0 | 0 | 0 | 0 | 0
PeakO | 0 | 0 | 0 | 0 | 0 | 0
ST | 0 | 0 | 0 | 0 | 0 | 0
STOG | 0 | 0 | 0 | 0 | 0 | 0
STWD | 0 | 0 | 0 | 0 | 0 | 0
WT | 0 | 0 | 0 | 0 | 0 | 0
IGCC | 0 | 0 | 0 | 0 | 0 | 0
DemandResponse | 0 | 0 | 0 | 0 | 0 | 0
IGCC-CCS | 0 | 0 | 0 | 0 | 0 | 0
WT_off | 0 | 0 | 0 | 0 | 0 | 0
PseudoUnit | 0 | 0 | 0 | 0 | 0 | 0
FixedInterchange | 0 | 0 | 0 | 0 | 0 | 0
Emission Cost by Reporting Type: EI
ReportingType | 2015 | 2020 | 2025 | 2030 | 2035 | 2040
BM | 0 | 0 | 0 | 0 | 0 | 0
CC | 0 | 0 | 0 | 0 | 0 | 0
CSP | 0 | 0 | 0 | 0 | 0 | 0
CT | 0 | 0 | 0 | 0 | 0 | 0
Coal | 392.38 | 0 | 0 | 0 | 0 | 0
Geo | 0 | 0 | 0 | 0 | 0 | 0
H | 0 | 0 | 0 | 0 | 0 | 0
LFG | 0 | 0 | 0 | 0 | 0 | 0
Nuc | 0 | 0 | 0 | 0 | 0 | 0
PS | 0 | 0 | 0 | 0 | 0 | 0
PV | 0 | 0 | 0 | 0 | 0 | 0
PeakG | 0 | 0 | 0 | 0 | 0 | 0
PeakO | 0 | 0 | 0 | 0 | 0 | 0
ST | 0 | 0 | 0 | 0 | 0 | 0
STOG | 0 | 0 | 0 | 0 | 0 | 0
STWD | 0 | 0 | 0 | 0 | 0 | 0
WT | 0 | 0 | 0 | 0 | 0 | 0
IGCC | 0.19 | 0 | 0 | 0 | 0 | 0
DemandResponse | 0 | 0 | 0 | 0 | 0 | 0
IGCC-CCS | 0 | 0 | 0 | 0 | 0 | 0
WT_off | 0 | 0 | 0 | 0 | 0 | 0
PseudoUnit | 0 | 0 | 0 | 0 | 0 | 0
FixedInterchange | 0 | 0 | 0 | 0 | 0 | 0
Emission Cost by Reporting Type: Outside_EI
ReportingType | 2015 | 2020 | 2025 | 2030 | 2035 | 2040
BM | 0 | 0 | 0 | 0 | 0 | 0
CC | 0 | 0 | 0 | 0 | 0 | 0
CSP | 0 | 0 | 0 | 0 | 0 | 0
CT | 0 | 0 | 0 | 0 | 0 | 0
Coal | 24.22 | 0 | 0 | 0 | 0 | 0
Geo | 0 | 0 | 0 | 0 | 0 | 0
H | 0 | 0 | 0 | 0 | 0 | 0
LFG | 0 | 0 | 0 | 0 | 0 | 0
Nuc | 0 | 0 | 0 | 0 | 0 | 0
PS | 0 | 0 | 0 | 0 | 0 | 0
PV | 0 | 0 | 0 | 0 | 0 | 0
PeakG | 0 | 0 | 0 | 0 | 0 | 0
PeakO | 0 | 0 | 0 | 0 | 0 | 0
ST | 0 | 0 | 0 | 0 | 0 | 0
STOG | 0 | 0 | 0 | 0 | 0 | 0
STWD | 0 | 0 | 0 | 0 | 0 | 0
WT | 0 | 0 | 0 | 0 | 0 | 0
IGCC | 0 | 0 | 0 | 0 | 0 | 0
DemandResponse | 0 | 0 | 0 | 0 | 0 | 0
IGCC-CCS | 0 | 0 | 0 | 0 | 0 | 0
WT_off | 0 | 0 | 0 | 0 | 0 | 0
PseudoUnit | 0 | 0 | 0 | 0 | 0 | 0
FixedInterchange | 0 | 0 | 0 | 0 | 0 | 0
==== Emission Program: CAIRNoxSeasonal : (NOx) ====
Emission Cost by Reporting Type: Entergy
ReportingType | 2015 | 2020 | 2025 | 2030 | 2035 | 2040
BM | 0 | 0 | 0 | 0 | 0 | 0
CC | 0 | 0 | 0 | 0 | 0 | 0
CSP | 0 | 0 | 0 | 0 | 0 | 0
CT | 0 | 0 | 0 | 0 | 0 | 0
Coal | 0 | 0 | 0 | 0 | 0 | 0
Geo | 0 | 0 | 0 | 0 | 0 | 0
H | 0 | 0 | 0 | 0 | 0 | 0
LFG | 0 | 0 | 0 | 0 | 0 | 0
Nuc | 0 | 0 | 0 | 0 | 0 | 0
PS | 0 | 0 | 0 | 0 | 0 | 0
PV | 0 | 0 | 0 | 0 | 0 | 0
PeakG | 0 | 0 | 0 | 0 | 0 | 0
PeakO | 0 | 0 | 0 | 0 | 0 | 0
ST | 0 | 0 | 0 | 0 | 0 | 0
STOG | 0 | 0 | 0 | 0 | 0 | 0
STWD | 0 | 0 | 0 | 0 | 0 | 0
WT | 0 | 0 | 0 | 0 | 0 | 0
IGCC | 0 | 0 | 0 | 0 | 0 | 0
DemandResponse | 0 | 0 | 0 | 0 | 0 | 0
IGCC-CCS | 0 | 0 | 0 | 0 | 0 | 0
WT_off | 0 | 0 | 0 | 0 | 0 | 0
PseudoUnit | 0 | 0 | 0 | 0 | 0 | 0
FixedInterchange | 0 | 0 | 0 | 0 | 0 | 0
Emission Cost by Reporting Type: FRCC
ReportingType | 2015 | 2020 | 2025 | 2030 | 2035 | 2040
BM | 0 | 0 | 0 | 0 | 0 | 0
CC | 0 | 0 | 0 | 0 | 0 | 0
CSP | 0 | 0 | 0 | 0 | 0 | 0
CT | 0 | 0 | 0 | 0 | 0 | 0
Coal | 0 | 0 | 0 | 0 | 0 | 0
Geo | 0 | 0 | 0 | 0 | 0 | 0
H | 0 | 0 | 0 | 0 | 0 | 0
LFG | 0 | 0 | 0 | 0 | 0 | 0
Nuc | 0 | 0 | 0 | 0 | 0 | 0
PS | 0 | 0 | 0 | 0 | 0 | 0
PV | 0 | 0 | 0 | 0 | 0 | 0
PeakG | 0 | 0 | 0 | 0 | 0 | 0
PeakO | 0 | 0 | 0 | 0 | 0 | 0
ST | 0 | 0 | 0 | 0 | 0 | 0
STOG | 0 | 0 | 0 | 0 | 0 | 0
STWD | 0 | 0 | 0 | 0 | 0 | 0
WT | 0 | 0 | 0 | 0 | 0 | 0
IGCC | 0 | 0 | 0 | 0 | 0 | 0
DemandResponse | 0 | 0 | 0 | 0 | 0 | 0
IGCC-CCS | 0 | 0 | 0 | 0 | 0 | 0
WT_off | 0 | 0 | 0 | 0 | 0 | 0
PseudoUnit | 0 | 0 | 0 | 0 | 0 | 0
FixedInterchange | 0 | 0 | 0 | 0 | 0 | 0
Emission Cost by Reporting Type: MAPP_US
ReportingType | 2015 | 2020 | 2025 | 2030 | 2035 | 2040
BM | 0 | 0 | 0 | 0 | 0 | 0
CC | 0 | 0 | 0 | 0 | 0 | 0
CSP | 0 | 0 | 0 | 0 | 0 | 0
CT | 0 | 0 | 0 | 0 | 0 | 0
Coal | 0 | 0 | 0 | 0 | 0 | 0
Geo | 0 | 0 | 0 | 0 | 0 | 0
H | 0 | 0 | 0 | 0 | 0 | 0
LFG | 0 | 0 | 0 | 0 | 0 | 0
Nuc | 0 | 0 | 0 | 0 | 0 | 0
PS | 0 | 0 | 0 | 0 | 0 | 0
PV | 0 | 0 | 0 | 0 | 0 | 0
PeakG | 0 | 0 | 0 | 0 | 0 | 0
PeakO | 0 | 0 | 0 | 0 | 0 | 0
ST | 0 | 0 | 0 | 0 | 0 | 0
STOG | 0 | 0 | 0 | 0 | 0 | 0
STWD | 0 | 0 | 0 | 0 | 0 | 0
WT | 0 | 0 | 0 | 0 | 0 | 0
IGCC | 0 | 0 | 0 | 0 | 0 | 0
DemandResponse | 0 | 0 | 0 | 0 | 0 | 0
IGCC-CCS | 0 | 0 | 0 | 0 | 0 | 0
WT_off | 0 | 0 | 0 | 0 | 0 | 0
PseudoUnit | 0 | 0 | 0 | 0 | 0 | 0
FixedInterchange | 0 | 0 | 0 | 0 | 0 | 0
Emission Cost by Reporting Type: MISO_IN
ReportingType | 2015 | 2020 | 2025 | 2030 | 2035 | 2040
BM | 0 | 0 | 0 | 0 | 0 | 0
CC | 0 | 0 | 0 | 0 | 0 | 0
CSP | 0 | 0 | 0 | 0 | 0 | 0
CT | 0 | 0 | 0 | 0 | 0 | 0
Coal | 0 | 0 | 0 | 0 | 0 | 0
Geo | 0 | 0 | 0 | 0 | 0 | 0
H | 0 | 0 | 0 | 0 | 0 | 0
LFG | 0 | 0 | 0 | 0 | 0 | 0
Nuc | 0 | 0 | 0 | 0 | 0 | 0
PS | 0 | 0 | 0 | 0 | 0 | 0
PV | 0 | 0 | 0 | 0 | 0 | 0
PeakG | 0 | 0 | 0 | 0 | 0 | 0
PeakO | 0 | 0 | 0 | 0 | 0 | 0
ST | 0 | 0 | 0 | 0 | 0 | 0
STOG | 0 | 0 | 0 | 0 | 0 | 0
STWD | 0 | 0 | 0 | 0 | 0 | 0
WT | 0 | 0 | 0 | 0 | 0 | 0
IGCC | 0 | 0 | 0 | 0 | 0 | 0
DemandResponse | 0 | 0 | 0 | 0 | 0 | 0
IGCC-CCS | 0 | 0 | 0 | 0 | 0 | 0
WT_off | 0 | 0 | 0 | 0 | 0 | 0
PseudoUnit | 0 | 0 | 0 | 0 | 0 | 0
FixedInterchange | 0 | 0 | 0 | 0 | 0 | 0
Emission Cost by Reporting Type: MISO_MI
ReportingType | 2015 | 2020 | 2025 | 2030 | 2035 | 2040
BM | 0 | 0 | 0 | 0 | 0 | 0
CC | 0 | 0 | 0 | 0 | 0 | 0
CSP | 0 | 0 | 0 | 0 | 0 | 0
CT | 0 | 0 | 0 | 0 | 0 | 0
Coal | 0 | 0 | 0 | 0 | 0 | 0
Geo | 0 | 0 | 0 | 0 | 0 | 0
H | 0 | 0 | 0 | 0 | 0 | 0
LFG | 0 | 0 | 0 | 0 | 0 | 0
Nuc | 0 | 0 | 0 | 0 | 0 | 0
PS | 0 | 0 | 0 | 0 | 0 | 0
PV | 0 | 0 | 0 | 0 | 0 | 0
PeakG | 0 | 0 | 0 | 0 | 0 | 0
PeakO | 0 | 0 | 0 | 0 | 0 | 0
ST | 0 | 0 | 0 | 0 | 0 | 0
STOG | 0 | 0 | 0 | 0 | 0 | 0
STWD | 0 | 0 | 0 | 0 | 0 | 0
WT | 0 | 0 | 0 | 0 | 0 | 0
IGCC | 0 | 0 | 0 | 0 | 0 | 0
DemandResponse | 0 | 0 | 0 | 0 | 0 | 0
IGCC-CCS | 0 | 0 | 0 | 0 | 0 | 0
WT_off | 0 | 0 | 0 | 0 | 0 | 0
PseudoUnit | 0 | 0 | 0 | 0 | 0 | 0
FixedInterchange | 0 | 0 | 0 | 0 | 0 | 0
Emission Cost by Reporting Type: MISO_MO-IL
ReportingType | 2015 | 2020 | 2025 | 2030 | 2035 | 2040
BM | 0 | 0 | 0 | 0 | 0 | 0
CC | 0 | 0 | 0 | 0 | 0 | 0
CSP | 0 | 0 | 0 | 0 | 0 | 0
CT | 0 | 0 | 0 | 0 | 0 | 0
Coal | 0 | 0 | 0 | 0 | 0 | 0
Geo | 0 | 0 | 0 | 0 | 0 | 0
H | 0 | 0 | 0 | 0 | 0 | 0
LFG | 0 | 0 | 0 | 0 | 0 | 0
Nuc | 0 | 0 | 0 | 0 | 0 | 0
PS | 0 | 0 | 0 | 0 | 0 | 0
PV | 0 | 0 | 0 | 0 | 0 | 0
PeakG | 0 | 0 | 0 | 0 | 0 | 0
PeakO | 0 | 0 | 0 | 0 | 0 | 0
ST | 0 | 0 | 0 | 0 | 0 | 0
STOG | 0 | 0 | 0 | 0 | 0 | 0
STWD | 0 | 0 | 0 | 0 | 0 | 0
WT | 0 | 0 | 0 | 0 | 0 | 0
IGCC | 0 | 0 | 0 | 0 | 0 | 0
DemandResponse | 0 | 0 | 0 | 0 | 0 | 0
IGCC-CCS | 0 | 0 | 0 | 0 | 0 | 0
WT_off | 0 | 0 | 0 | 0 | 0 | 0
PseudoUnit | 0 | 0 | 0 | 0 | 0 | 0
FixedInterchange | 0 | 0 | 0 | 0 | 0 | 0
Emission Cost by Reporting Type: MISO_W
ReportingType | 2015 | 2020 | 2025 | 2030 | 2035 | 2040
BM | 0 | 0 | 0 | 0 | 0 | 0
CC | 0 | 0 | 0 | 0 | 0 | 0
CSP | 0 | 0 | 0 | 0 | 0 | 0
CT | 0 | 0 | 0 | 0 | 0 | 0
Coal | 0 | 0 | 0 | 0 | 0 | 0
Geo | 0 | 0 | 0 | 0 | 0 | 0
H | 0 | 0 | 0 | 0 | 0 | 0
LFG | 0 | 0 | 0 | 0 | 0 | 0
Nuc | 0 | 0 | 0 | 0 | 0 | 0
PS | 0 | 0 | 0 | 0 | 0 | 0
PV | 0 | 0 | 0 | 0 | 0 | 0
PeakG | 0 | 0 | 0 | 0 | 0 | 0
PeakO | 0 | 0 | 0 | 0 | 0 | 0
ST | 0 | 0 | 0 | 0 | 0 | 0
STOG | 0 | 0 | 0 | 0 | 0 | 0
STWD | 0 | 0 | 0 | 0 | 0 | 0
WT | 0 | 0 | 0 | 0 | 0 | 0
IGCC | 0 | 0 | 0 | 0 | 0 | 0
DemandResponse | 0 | 0 | 0 | 0 | 0 | 0
IGCC-CCS | 0 | 0 | 0 | 0 | 0 | 0
WT_off | 0 | 0 | 0 | 0 | 0 | 0
PseudoUnit | 0 | 0 | 0 | 0 | 0 | 0
FixedInterchange | 0 | 0 | 0 | 0 | 0 | 0
Emission Cost by Reporting Type: MISO_WUMS
ReportingType | 2015 | 2020 | 2025 | 2030 | 2035 | 2040
BM | 0 | 0 | 0 | 0 | 0 | 0
CC | 0 | 0 | 0 | 0 | 0 | 0
CSP | 0 | 0 | 0 | 0 | 0 | 0
CT | 0 | 0 | 0 | 0 | 0 | 0
Coal | 0 | 0 | 0 | 0 | 0 | 0
Geo | 0 | 0 | 0 | 0 | 0 | 0
H | 0 | 0 | 0 | 0 | 0 | 0
LFG | 0 | 0 | 0 | 0 | 0 | 0
Nuc | 0 | 0 | 0 | 0 | 0 | 0
PS | 0 | 0 | 0 | 0 | 0 | 0
PV | 0 | 0 | 0 | 0 | 0 | 0
PeakG | 0 | 0 | 0 | 0 | 0 | 0
PeakO | 0 | 0 | 0 | 0 | 0 | 0
ST | 0 | 0 | 0 | 0 | 0 | 0
STOG | 0 | 0 | 0 | 0 | 0 | 0
STWD | 0 | 0 | 0 | 0 | 0 | 0
WT | 0 | 0 | 0 | 0 | 0 | 0
IGCC | 0 | 0 | 0 | 0 | 0 | 0
DemandResponse | 0 | 0 | 0 | 0 | 0 | 0
IGCC-CCS | 0 | 0 | 0 | 0 | 0 | 0
WT_off | 0 | 0 | 0 | 0 | 0 | 0
PseudoUnit | 0 | 0 | 0 | 0 | 0 | 0
FixedInterchange | 0 | 0 | 0 | 0 | 0 | 0
Emission Cost by Reporting Type: Nebraska
ReportingType | 2015 | 2020 | 2025 | 2030 | 2035 | 2040
BM | 0 | 0 | 0 | 0 | 0 | 0
CC | 0 | 0 | 0 | 0 | 0 | 0
CSP | 0 | 0 | 0 | 0 | 0 | 0
CT | 0 | 0 | 0 | 0 | 0 | 0
Coal | 0 | 0 | 0 | 0 | 0 | 0
Geo | 0 | 0 | 0 | 0 | 0 | 0
H | 0 | 0 | 0 | 0 | 0 | 0
LFG | 0 | 0 | 0 | 0 | 0 | 0
Nuc | 0 | 0 | 0 | 0 | 0 | 0
PS | 0 | 0 | 0 | 0 | 0 | 0
PV | 0 | 0 | 0 | 0 | 0 | 0
PeakG | 0 | 0 | 0 | 0 | 0 | 0
PeakO | 0 | 0 | 0 | 0 | 0 | 0
ST | 0 | 0 | 0 | 0 | 0 | 0
STOG | 0 | 0 | 0 | 0 | 0 | 0
STWD | 0 | 0 | 0 | 0 | 0 | 0
WT | 0 | 0 | 0 | 0 | 0 | 0
IGCC | 0 | 0 | 0 | 0 | 0 | 0
DemandResponse | 0 | 0 | 0 | 0 | 0 | 0
IGCC-CCS | 0 | 0 | 0 | 0 | 0 | 0
WT_off | 0 | 0 | 0 | 0 | 0 | 0
PseudoUnit | 0 | 0 | 0 | 0 | 0 | 0
FixedInterchange | 0 | 0 | 0 | 0 | 0 | 0
Emission Cost by Reporting Type: NEISO
ReportingType | 2015 | 2020 | 2025 | 2030 | 2035 | 2040
BM | 0 | 0 | 0 | 0 | 0 | 0
CC | 0 | 0 | 0 | 0 | 0 | 0
CSP | 0 | 0 | 0 | 0 | 0 | 0
CT | 0 | 0 | 0 | 0 | 0 | 0
Coal | 0 | 0 | 0 | 0 | 0 | 0
Geo | 0 | 0 | 0 | 0 | 0 | 0
H | 0 | 0 | 0 | 0 | 0 | 0
LFG | 0 | 0 | 0 | 0 | 0 | 0
Nuc | 0 | 0 | 0 | 0 | 0 | 0
PS | 0 | 0 | 0 | 0 | 0 | 0
PV | 0 | 0 | 0 | 0 | 0 | 0
PeakG | 0 | 0 | 0 | 0 | 0 | 0
PeakO | 0 | 0 | 0 | 0 | 0 | 0
ST | 0 | 0 | 0 | 0 | 0 | 0
STOG | 0 | 0 | 0 | 0 | 0 | 0
STWD | 0 | 0 | 0 | 0 | 0 | 0
WT | 0 | 0 | 0 | 0 | 0 | 0
IGCC | 0 | 0 | 0 | 0 | 0 | 0
DemandResponse | 0 | 0 | 0 | 0 | 0 | 0
IGCC-CCS | 0 | 0 | 0 | 0 | 0 | 0
WT_off | 0 | 0 | 0 | 0 | 0 | 0
PseudoUnit | 0 | 0 | 0 | 0 | 0 | 0
FixedInterchange | 0 | 0 | 0 | 0 | 0 | 0
Emission Cost by Reporting Type: NonRTO_Midwest
ReportingType | 2015 | 2020 | 2025 | 2030 | 2035 | 2040
BM | 0 | 0 | 0 | 0 | 0 | 0
CC | 0 | 0 | 0 | 0 | 0 | 0
CSP | 0 | 0 | 0 | 0 | 0 | 0
CT | 0 | 0 | 0 | 0 | 0 | 0
Coal | 0 | 0 | 0 | 0 | 0 | 0
Geo | 0 | 0 | 0 | 0 | 0 | 0
H | 0 | 0 | 0 | 0 | 0 | 0
LFG | 0 | 0 | 0 | 0 | 0 | 0
Nuc | 0 | 0 | 0 | 0 | 0 | 0
PS | 0 | 0 | 0 | 0 | 0 | 0
PV | 0 | 0 | 0 | 0 | 0 | 0
PeakG | 0 | 0 | 0 | 0 | 0 | 0
PeakO | 0 | 0 | 0 | 0 | 0 | 0
ST | 0 | 0 | 0 | 0 | 0 | 0
STOG | 0 | 0 | 0 | 0 | 0 | 0
STWD | 0 | 0 | 0 | 0 | 0 | 0
WT | 0 | 0 | 0 | 0 | 0 | 0
IGCC | 0 | 0 | 0 | 0 | 0 | 0
DemandResponse | 0 | 0 | 0 | 0 | 0 | 0
IGCC-CCS | 0 | 0 | 0 | 0 | 0 | 0
WT_off | 0 | 0 | 0 | 0 | 0 | 0
PseudoUnit | 0 | 0 | 0 | 0 | 0 | 0
FixedInterchange | 0 | 0 | 0 | 0 | 0 | 0
Emission Cost by Reporting Type: NYISO_A-F
ReportingType | 2015 | 2020 | 2025 | 2030 | 2035 | 2040
BM | 0 | 0 | 0 | 0 | 0 | 0
CC | 0 | 0 | 0 | 0 | 0 | 0
CSP | 0 | 0 | 0 | 0 | 0 | 0
CT | 0 | 0 | 0 | 0 | 0 | 0
Coal | 0 | 0 | 0 | 0 | 0 | 0
Geo | 0 | 0 | 0 | 0 | 0 | 0
H | 0 | 0 | 0 | 0 | 0 | 0
LFG | 0 | 0 | 0 | 0 | 0 | 0
Nuc | 0 | 0 | 0 | 0 | 0 | 0
PS | 0 | 0 | 0 | 0 | 0 | 0
PV | 0 | 0 | 0 | 0 | 0 | 0
PeakG | 0 | 0 | 0 | 0 | 0 | 0
PeakO | 0 | 0 | 0 | 0 | 0 | 0
ST | 0 | 0 | 0 | 0 | 0 | 0
STOG | 0 | 0 | 0 | 0 | 0 | 0
STWD | 0 | 0 | 0 | 0 | 0 | 0
WT | 0 | 0 | 0 | 0 | 0 | 0
IGCC | 0 | 0 | 0 | 0 | 0 | 0
DemandResponse | 0 | 0 | 0 | 0 | 0 | 0
IGCC-CCS | 0 | 0 | 0 | 0 | 0 | 0
WT_off | 0 | 0 | 0 | 0 | 0 | 0
PseudoUnit | 0 | 0 | 0 | 0 | 0 | 0
FixedInterchange | 0 | 0 | 0 | 0 | 0 | 0
Emission Cost by Reporting Type: NYISO_G-I
ReportingType | 2015 | 2020 | 2025 | 2030 | 2035 | 2040
BM | 0 | 0 | 0 | 0 | 0 | 0
CC | 0 | 0 | 0 | 0 | 0 | 0
CSP | 0 | 0 | 0 | 0 | 0 | 0
CT | 0 | 0 | 0 | 0 | 0 | 0
Coal | 0 | 0 | 0 | 0 | 0 | 0
Geo | 0 | 0 | 0 | 0 | 0 | 0
H | 0 | 0 | 0 | 0 | 0 | 0
LFG | 0 | 0 | 0 | 0 | 0 | 0
Nuc | 0 | 0 | 0 | 0 | 0 | 0
PS | 0 | 0 | 0 | 0 | 0 | 0
PV | 0 | 0 | 0 | 0 | 0 | 0
PeakG | 0 | 0 | 0 | 0 | 0 | 0
PeakO | 0 | 0 | 0 | 0 | 0 | 0
ST | 0 | 0 | 0 | 0 | 0 | 0
STOG | 0 | 0 | 0 | 0 | 0 | 0
STWD | 0 | 0 | 0 | 0 | 0 | 0
WT | 0 | 0 | 0 | 0 | 0 | 0
IGCC | 0 | 0 | 0 | 0 | 0 | 0
DemandResponse | 0 | 0 | 0 | 0 | 0 | 0
IGCC-CCS | 0 | 0 | 0 | 0 | 0 | 0
WT_off | 0 | 0 | 0 | 0 | 0 | 0
PseudoUnit | 0 | 0 | 0 | 0 | 0 | 0
FixedInterchange | 0 | 0 | 0 | 0 | 0 | 0
Emission Cost by Reporting Type: NYISO_J-K
ReportingType | 2015 | 2020 | 2025 | 2030 | 2035 | 2040
BM | 0 | 0 | 0 | 0 | 0 | 0
CC | 0 | 0 | 0 | 0 | 0 | 0
CSP | 0 | 0 | 0 | 0 | 0 | 0
CT | 0 | 0 | 0 | 0 | 0 | 0
Coal | 0 | 0 | 0 | 0 | 0 | 0
Geo | 0 | 0 | 0 | 0 | 0 | 0
H | 0 | 0 | 0 | 0 | 0 | 0
LFG | 0 | 0 | 0 | 0 | 0 | 0
Nuc | 0 | 0 | 0 | 0 | 0 | 0
PS | 0 | 0 | 0 | 0 | 0 | 0
PV | 0 | 0 | 0 | 0 | 0 | 0
PeakG | 0 | 0 | 0 | 0 | 0 | 0
PeakO | 0 | 0 | 0 | 0 | 0 | 0
ST | 0 | 0 | 0 | 0 | 0 | 0
STOG | 0 | 0 | 0 | 0 | 0 | 0
STWD | 0 | 0 | 0 | 0 | 0 | 0
WT | 0 | 0 | 0 | 0 | 0 | 0
IGCC | 0 | 0 | 0 | 0 | 0 | 0
DemandResponse | 0 | 0 | 0 | 0 | 0 | 0
IGCC-CCS | 0 | 0 | 0 | 0 | 0 | 0
WT_off | 0 | 0 | 0 | 0 | 0 | 0
PseudoUnit | 0 | 0 | 0 | 0 | 0 | 0
FixedInterchange | 0 | 0 | 0 | 0 | 0 | 0
Emission Cost by Reporting Type: PJM_E
ReportingType | 2015 | 2020 | 2025 | 2030 | 2035 | 2040
BM | 0 | 0 | 0 | 0 | 0 | 0
CC | 0 | 0 | 0 | 0 | 0 | 0
CSP | 0 | 0 | 0 | 0 | 0 | 0
CT | 0 | 0 | 0 | 0 | 0 | 0
Coal | 0 | 0 | 0 | 0 | 0 | 0
Geo | 0 | 0 | 0 | 0 | 0 | 0
H | 0 | 0 | 0 | 0 | 0 | 0
LFG | 0 | 0 | 0 | 0 | 0 | 0
Nuc | 0 | 0 | 0 | 0 | 0 | 0
PS | 0 | 0 | 0 | 0 | 0 | 0
PV | 0 | 0 | 0 | 0 | 0 | 0
PeakG | 0 | 0 | 0 | 0 | 0 | 0
PeakO | 0 | 0 | 0 | 0 | 0 | 0
ST | 0 | 0 | 0 | 0 | 0 | 0
STOG | 0 | 0 | 0 | 0 | 0 | 0
STWD | 0 | 0 | 0 | 0 | 0 | 0
WT | 0 | 0 | 0 | 0 | 0 | 0
IGCC | 0 | 0 | 0 | 0 | 0 | 0
DemandResponse | 0 | 0 | 0 | 0 | 0 | 0
IGCC-CCS | 0 | 0 | 0 | 0 | 0 | 0
WT_off | 0 | 0 | 0 | 0 | 0 | 0
PseudoUnit | 0 | 0 | 0 | 0 | 0 | 0
FixedInterchange | 0 | 0 | 0 | 0 | 0 | 0
Emission Cost by Reporting Type: PJM_ROM
ReportingType | 2015 | 2020 | 2025 | 2030 | 2035 | 2040
BM | 0 | 0 | 0 | 0 | 0 | 0
CC | 0 | 0 | 0 | 0 | 0 | 0
CSP | 0 | 0 | 0 | 0 | 0 | 0
CT | 0 | 0 | 0 | 0 | 0 | 0
Coal | 0 | 0 | 0 | 0 | 0 | 0
Geo | 0 | 0 | 0 | 0 | 0 | 0
H | 0 | 0 | 0 | 0 | 0 | 0
LFG | 0 | 0 | 0 | 0 | 0 | 0
Nuc | 0 | 0 | 0 | 0 | 0 | 0
PS | 0 | 0 | 0 | 0 | 0 | 0
PV | 0 | 0 | 0 | 0 | 0 | 0
PeakG | 0 | 0 | 0 | 0 | 0 | 0
PeakO | 0 | 0 | 0 | 0 | 0 | 0
ST | 0 | 0 | 0 | 0 | 0 | 0
STOG | 0 | 0 | 0 | 0 | 0 | 0
STWD | 0 | 0 | 0 | 0 | 0 | 0
WT | 0 | 0 | 0 | 0 | 0 | 0
IGCC | 0 | 0 | 0 | 0 | 0 | 0
DemandResponse | 0 | 0 | 0 | 0 | 0 | 0
IGCC-CCS | 0 | 0 | 0 | 0 | 0 | 0
WT_off | 0 | 0 | 0 | 0 | 0 | 0
PseudoUnit | 0 | 0 | 0 | 0 | 0 | 0
FixedInterchange | 0 | 0 | 0 | 0 | 0 | 0
Emission Cost by Reporting Type: PJM_ROR
ReportingType | 2015 | 2020 | 2025 | 2030 | 2035 | 2040
BM | 0 | 0 | 0 | 0 | 0 | 0
CC | 0 | 0 | 0 | 0 | 0 | 0
CSP | 0 | 0 | 0 | 0 | 0 | 0
CT | 0 | 0 | 0 | 0 | 0 | 0
Coal | 0 | 0 | 0 | 0 | 0 | 0
Geo | 0 | 0 | 0 | 0 | 0 | 0
H | 0 | 0 | 0 | 0 | 0 | 0
LFG | 0 | 0 | 0 | 0 | 0 | 0
Nuc | 0 | 0 | 0 | 0 | 0 | 0
PS | 0 | 0 | 0 | 0 | 0 | 0
PV | 0 | 0 | 0 | 0 | 0 | 0
PeakG | 0 | 0 | 0 | 0 | 0 | 0
PeakO | 0 | 0 | 0 | 0 | 0 | 0
ST | 0 | 0 | 0 | 0 | 0 | 0
STOG | 0 | 0 | 0 | 0 | 0 | 0
STWD | 0 | 0 | 0 | 0 | 0 | 0
WT | 0 | 0 | 0 | 0 | 0 | 0
IGCC | 0 | 0 | 0 | 0 | 0 | 0
DemandResponse | 0 | 0 | 0 | 0 | 0 | 0
IGCC-CCS | 0 | 0 | 0 | 0 | 0 | 0
WT_off | 0 | 0 | 0 | 0 | 0 | 0
PseudoUnit | 0 | 0 | 0 | 0 | 0 | 0
FixedInterchange | 0 | 0 | 0 | 0 | 0 | 0
Emission Cost by Reporting Type: SOCO
ReportingType | 2015 | 2020 | 2025 | 2030 | 2035 | 2040
BM | 0 | 0 | 0 | 0 | 0 | 0
CC | 0 | 0 | 0 | 0 | 0 | 0
CSP | 0 | 0 | 0 | 0 | 0 | 0
CT | 0 | 0 | 0 | 0 | 0 | 0
Coal | 0 | 0 | 0 | 0 | 0 | 0
Geo | 0 | 0 | 0 | 0 | 0 | 0
H | 0 | 0 | 0 | 0 | 0 | 0
LFG | 0 | 0 | 0 | 0 | 0 | 0
Nuc | 0 | 0 | 0 | 0 | 0 | 0
PS | 0 | 0 | 0 | 0 | 0 | 0
PV | 0 | 0 | 0 | 0 | 0 | 0
PeakG | 0 | 0 | 0 | 0 | 0 | 0
PeakO | 0 | 0 | 0 | 0 | 0 | 0
ST | 0 | 0 | 0 | 0 | 0 | 0
STOG | 0 | 0 | 0 | 0 | 0 | 0
STWD | 0 | 0 | 0 | 0 | 0 | 0
WT | 0 | 0 | 0 | 0 | 0 | 0
IGCC | 0 | 0 | 0 | 0 | 0 | 0
DemandResponse | 0 | 0 | 0 | 0 | 0 | 0
IGCC-CCS | 0 | 0 | 0 | 0 | 0 | 0
WT_off | 0 | 0 | 0 | 0 | 0 | 0
PseudoUnit | 0 | 0 | 0 | 0 | 0 | 0
FixedInterchange | 0 | 0 | 0 | 0 | 0 | 0
Emission Cost by Reporting Type: SPP_N
ReportingType | 2015 | 2020 | 2025 | 2030 | 2035 | 2040
BM | 0 | 0 | 0 | 0 | 0 | 0
CC | 0 | 0 | 0 | 0 | 0 | 0
CSP | 0 | 0 | 0 | 0 | 0 | 0
CT | 0 | 0 | 0 | 0 | 0 | 0
Coal | 0 | 0 | 0 | 0 | 0 | 0
Geo | 0 | 0 | 0 | 0 | 0 | 0
H | 0 | 0 | 0 | 0 | 0 | 0
LFG | 0 | 0 | 0 | 0 | 0 | 0
Nuc | 0 | 0 | 0 | 0 | 0 | 0
PS | 0 | 0 | 0 | 0 | 0 | 0
PV | 0 | 0 | 0 | 0 | 0 | 0
PeakG | 0 | 0 | 0 | 0 | 0 | 0
PeakO | 0 | 0 | 0 | 0 | 0 | 0
ST | 0 | 0 | 0 | 0 | 0 | 0
STOG | 0 | 0 | 0 | 0 | 0 | 0
STWD | 0 | 0 | 0 | 0 | 0 | 0
WT | 0 | 0 | 0 | 0 | 0 | 0
IGCC | 0 | 0 | 0 | 0 | 0 | 0
DemandResponse | 0 | 0 | 0 | 0 | 0 | 0
IGCC-CCS | 0 | 0 | 0 | 0 | 0 | 0
WT_off | 0 | 0 | 0 | 0 | 0 | 0
PseudoUnit | 0 | 0 | 0 | 0 | 0 | 0
FixedInterchange | 0 | 0 | 0 | 0 | 0 | 0
Emission Cost by Reporting Type: SPP_S
ReportingType | 2015 | 2020 | 2025 | 2030 | 2035 | 2040
BM | 0 | 0 | 0 | 0 | 0 | 0
CC | 0 | 0 | 0 | 0 | 0 | 0
CSP | 0 | 0 | 0 | 0 | 0 | 0
CT | 0 | 0 | 0 | 0 | 0 | 0
Coal | 0 | 0 | 0 | 0 | 0 | 0
Geo | 0 | 0 | 0 | 0 | 0 | 0
H | 0 | 0 | 0 | 0 | 0 | 0
LFG | 0 | 0 | 0 | 0 | 0 | 0
Nuc | 0 | 0 | 0 | 0 | 0 | 0
PS | 0 | 0 | 0 | 0 | 0 | 0
PV | 0 | 0 | 0 | 0 | 0 | 0
PeakG | 0 | 0 | 0 | 0 | 0 | 0
PeakO | 0 | 0 | 0 | 0 | 0 | 0
ST | 0 | 0 | 0 | 0 | 0 | 0
STOG | 0 | 0 | 0 | 0 | 0 | 0
STWD | 0 | 0 | 0 | 0 | 0 | 0
WT | 0 | 0 | 0 | 0 | 0 | 0
IGCC | 0 | 0 | 0 | 0 | 0 | 0
DemandResponse | 0 | 0 | 0 | 0 | 0 | 0
IGCC-CCS | 0 | 0 | 0 | 0 | 0 | 0
WT_off | 0 | 0 | 0 | 0 | 0 | 0
PseudoUnit | 0 | 0 | 0 | 0 | 0 | 0
FixedInterchange | 0 | 0 | 0 | 0 | 0 | 0
Emission Cost by Reporting Type: TVA
ReportingType | 2015 | 2020 | 2025 | 2030 | 2035 | 2040
BM | 0 | 0 | 0 | 0 | 0 | 0
CC | 0 | 0 | 0 | 0 | 0 | 0
CSP | 0 | 0 | 0 | 0 | 0 | 0
CT | 0 | 0 | 0 | 0 | 0 | 0
Coal | 0 | 0 | 0 | 0 | 0 | 0
Geo | 0 | 0 | 0 | 0 | 0 | 0
H | 0 | 0 | 0 | 0 | 0 | 0
LFG | 0 | 0 | 0 | 0 | 0 | 0
Nuc | 0 | 0 | 0 | 0 | 0 | 0
PS | 0 | 0 | 0 | 0 | 0 | 0
PV | 0 | 0 | 0 | 0 | 0 | 0
PeakG | 0 | 0 | 0 | 0 | 0 | 0
PeakO | 0 | 0 | 0 | 0 | 0 | 0
ST | 0 | 0 | 0 | 0 | 0 | 0
STOG | 0 | 0 | 0 | 0 | 0 | 0
STWD | 0 | 0 | 0 | 0 | 0 | 0
WT | 0 | 0 | 0 | 0 | 0 | 0
IGCC | 0 | 0 | 0 | 0 | 0 | 0
DemandResponse | 0 | 0 | 0 | 0 | 0 | 0
IGCC-CCS | 0 | 0 | 0 | 0 | 0 | 0
WT_off | 0 | 0 | 0 | 0 | 0 | 0
PseudoUnit | 0 | 0 | 0 | 0 | 0 | 0
FixedInterchange | 0 | 0 | 0 | 0 | 0 | 0
Emission Cost by Reporting Type: TVA_Transmission
ReportingType | 2015 | 2020 | 2025 | 2030 | 2035 | 2040
BM | 0 | 0 | 0 | 0 | 0 | 0
CC | 0 | 0 | 0 | 0 | 0 | 0
CSP | 0 | 0 | 0 | 0 | 0 | 0
CT | 0 | 0 | 0 | 0 | 0 | 0
Coal | 0 | 0 | 0 | 0 | 0 | 0
Geo | 0 | 0 | 0 | 0 | 0 | 0
H | 0 | 0 | 0 | 0 | 0 | 0
LFG | 0 | 0 | 0 | 0 | 0 | 0
Nuc | 0 | 0 | 0 | 0 | 0 | 0
PS | 0 | 0 | 0 | 0 | 0 | 0
PV | 0 | 0 | 0 | 0 | 0 | 0
PeakG | 0 | 0 | 0 | 0 | 0 | 0
PeakO | 0 | 0 | 0 | 0 | 0 | 0
ST | 0 | 0 | 0 | 0 | 0 | 0
STOG | 0 | 0 | 0 | 0 | 0 | 0
STWD | 0 | 0 | 0 | 0 | 0 | 0
WT | 0 | 0 | 0 | 0 | 0 | 0
IGCC | 0 | 0 | 0 | 0 | 0 | 0
DemandResponse | 0 | 0 | 0 | 0 | 0 | 0
IGCC-CCS | 0 | 0 | 0 | 0 | 0 | 0
WT_off | 0 | 0 | 0 | 0 | 0 | 0
PseudoUnit | 0 | 0 | 0 | 0 | 0 | 0
FixedInterchange | 0 | 0 | 0 | 0 | 0 | 0
Emission Cost by Reporting Type: VACAR
ReportingType | 2015 | 2020 | 2025 | 2030 | 2035 | 2040
BM | 0 | 0 | 0 | 0 | 0 | 0
CC | 0 | 0 | 0 | 0 | 0 | 0
CSP | 0 | 0 | 0 | 0 | 0 | 0
CT | 0 | 0 | 0 | 0 | 0 | 0
Coal | 0 | 0 | 0 | 0 | 0 | 0
Geo | 0 | 0 | 0 | 0 | 0 | 0
H | 0 | 0 | 0 | 0 | 0 | 0
LFG | 0 | 0 | 0 | 0 | 0 | 0
Nuc | 0 | 0 | 0 | 0 | 0 | 0
PS | 0 | 0 | 0 | 0 | 0 | 0
PV | 0 | 0 | 0 | 0 | 0 | 0
PeakG | 0 | 0 | 0 | 0 | 0 | 0
PeakO | 0 | 0 | 0 | 0 | 0 | 0
ST | 0 | 0 | 0 | 0 | 0 | 0
STOG | 0 | 0 | 0 | 0 | 0 | 0
STWD | 0 | 0 | 0 | 0 | 0 | 0
WT | 0 | 0 | 0 | 0 | 0 | 0
IGCC | 0 | 0 | 0 | 0 | 0 | 0
DemandResponse | 0 | 0 | 0 | 0 | 0 | 0
IGCC-CCS | 0 | 0 | 0 | 0 | 0 | 0
WT_off | 0 | 0 | 0 | 0 | 0 | 0
PseudoUnit | 0 | 0 | 0 | 0 | 0 | 0
FixedInterchange | 0 | 0 | 0 | 0 | 0 | 0
Emission Cost by Reporting Type: IESO
ReportingType | 2015 | 2020 | 2025 | 2030 | 2035 | 2040
BM | 0 | 0 | 0 | 0 | 0 | 0
CC | 0 | 0 | 0 | 0 | 0 | 0
CSP | 0 | 0 | 0 | 0 | 0 | 0
CT | 0 | 0 | 0 | 0 | 0 | 0
Coal | 0 | 0 | 0 | 0 | 0 | 0
Geo | 0 | 0 | 0 | 0 | 0 | 0
H | 0 | 0 | 0 | 0 | 0 | 0
LFG | 0 | 0 | 0 | 0 | 0 | 0
Nuc | 0 | 0 | 0 | 0 | 0 | 0
PS | 0 | 0 | 0 | 0 | 0 | 0
PV | 0 | 0 | 0 | 0 | 0 | 0
PeakG | 0 | 0 | 0 | 0 | 0 | 0
PeakO | 0 | 0 | 0 | 0 | 0 | 0
ST | 0 | 0 | 0 | 0 | 0 | 0
STOG | 0 | 0 | 0 | 0 | 0 | 0
STWD | 0 | 0 | 0 | 0 | 0 | 0
WT | 0 | 0 | 0 | 0 | 0 | 0
IGCC | 0 | 0 | 0 | 0 | 0 | 0
DemandResponse | 0 | 0 | 0 | 0 | 0 | 0
IGCC-CCS | 0 | 0 | 0 | 0 | 0 | 0
WT_off | 0 | 0 | 0 | 0 | 0 | 0
PseudoUnit | 0 | 0 | 0 | 0 | 0 | 0
FixedInterchange | 0 | 0 | 0 | 0 | 0 | 0
Emission Cost by Reporting Type: MAPP_CA
ReportingType | 2015 | 2020 | 2025 | 2030 | 2035 | 2040
BM | 0 | 0 | 0 | 0 | 0 | 0
CC | 0 | 0 | 0 | 0 | 0 | 0
CSP | 0 | 0 | 0 | 0 | 0 | 0
CT | 0 | 0 | 0 | 0 | 0 | 0
Coal | 0 | 0 | 0 | 0 | 0 | 0
Geo | 0 | 0 | 0 | 0 | 0 | 0
H | 0 | 0 | 0 | 0 | 0 | 0
LFG | 0 | 0 | 0 | 0 | 0 | 0
Nuc | 0 | 0 | 0 | 0 | 0 | 0
PS | 0 | 0 | 0 | 0 | 0 | 0
PV | 0 | 0 | 0 | 0 | 0 | 0
PeakG | 0 | 0 | 0 | 0 | 0 | 0
PeakO | 0 | 0 | 0 | 0 | 0 | 0
ST | 0 | 0 | 0 | 0 | 0 | 0
STOG | 0 | 0 | 0 | 0 | 0 | 0
STWD | 0 | 0 | 0 | 0 | 0 | 0
WT | 0 | 0 | 0 | 0 | 0 | 0
IGCC | 0 | 0 | 0 | 0 | 0 | 0
DemandResponse | 0 | 0 | 0 | 0 | 0 | 0
IGCC-CCS | 0 | 0 | 0 | 0 | 0 | 0
WT_off | 0 | 0 | 0 | 0 | 0 | 0
PseudoUnit | 0 | 0 | 0 | 0 | 0 | 0
FixedInterchange | 0 | 0 | 0 | 0 | 0 | 0
Emission Cost by Reporting Type: AZ_NM_SNV_Coal
ReportingType | 2015 | 2020 | 2025 | 2030 | 2035 | 2040
BM | 0 | 0 | 0 | 0 | 0 | 0
CC | 0 | 0 | 0 | 0 | 0 | 0
CSP | 0 | 0 | 0 | 0 | 0 | 0
CT | 0 | 0 | 0 | 0 | 0 | 0
Coal | 0 | 0 | 0 | 0 | 0 | 0
Geo | 0 | 0 | 0 | 0 | 0 | 0
H | 0 | 0 | 0 | 0 | 0 | 0
LFG | 0 | 0 | 0 | 0 | 0 | 0
Nuc | 0 | 0 | 0 | 0 | 0 | 0
PS | 0 | 0 | 0 | 0 | 0 | 0
PV | 0 | 0 | 0 | 0 | 0 | 0
PeakG | 0 | 0 | 0 | 0 | 0 | 0
PeakO | 0 | 0 | 0 | 0 | 0 | 0
ST | 0 | 0 | 0 | 0 | 0 | 0
STOG | 0 | 0 | 0 | 0 | 0 | 0
STWD | 0 | 0 | 0 | 0 | 0 | 0
WT | 0 | 0 | 0 | 0 | 0 | 0
IGCC | 0 | 0 | 0 | 0 | 0 | 0
DemandResponse | 0 | 0 | 0 | 0 | 0 | 0
IGCC-CCS | 0 | 0 | 0 | 0 | 0 | 0
WT_off | 0 | 0 | 0 | 0 | 0 | 0
PseudoUnit | 0 | 0 | 0 | 0 | 0 | 0
FixedInterchange | 0 | 0 | 0 | 0 | 0 | 0
Emission Cost by Reporting Type: AZ_NM_SNV_Gas
ReportingType | 2015 | 2020 | 2025 | 2030 | 2035 | 2040
BM | 0 | 0 | 0 | 0 | 0 | 0
CC | 0 | 0 | 0 | 0 | 0 | 0
CSP | 0 | 0 | 0 | 0 | 0 | 0
CT | 0 | 0 | 0 | 0 | 0 | 0
Coal | 0 | 0 | 0 | 0 | 0 | 0
Geo | 0 | 0 | 0 | 0 | 0 | 0
H | 0 | 0 | 0 | 0 | 0 | 0
LFG | 0 | 0 | 0 | 0 | 0 | 0
Nuc | 0 | 0 | 0 | 0 | 0 | 0
PS | 0 | 0 | 0 | 0 | 0 | 0
PV | 0 | 0 | 0 | 0 | 0 | 0
PeakG | 0 | 0 | 0 | 0 | 0 | 0
PeakO | 0 | 0 | 0 | 0 | 0 | 0
ST | 0 | 0 | 0 | 0 | 0 | 0
STOG | 0 | 0 | 0 | 0 | 0 | 0
STWD | 0 | 0 | 0 | 0 | 0 | 0
WT | 0 | 0 | 0 | 0 | 0 | 0
IGCC | 0 | 0 | 0 | 0 | 0 | 0
DemandResponse | 0 | 0 | 0 | 0 | 0 | 0
IGCC-CCS | 0 | 0 | 0 | 0 | 0 | 0
WT_off | 0 | 0 | 0 | 0 | 0 | 0
PseudoUnit | 0 | 0 | 0 | 0 | 0 | 0
FixedInterchange | 0 | 0 | 0 | 0 | 0 | 0
Emission Cost by Reporting Type: AZ_NM_SNV_NucRenew
ReportingType | 2015 | 2020 | 2025 | 2030 | 2035 | 2040
BM | 0 | 0 | 0 | 0 | 0 | 0
CC | 0 | 0 | 0 | 0 | 0 | 0
CSP | 0 | 0 | 0 | 0 | 0 | 0
CT | 0 | 0 | 0 | 0 | 0 | 0
Coal | 0 | 0 | 0 | 0 | 0 | 0
Geo | 0 | 0 | 0 | 0 | 0 | 0
H | 0 | 0 | 0 | 0 | 0 | 0
LFG | 0 | 0 | 0 | 0 | 0 | 0
Nuc | 0 | 0 | 0 | 0 | 0 | 0
PS | 0 | 0 | 0 | 0 | 0 | 0
PV | 0 | 0 | 0 | 0 | 0 | 0
PeakG | 0 | 0 | 0 | 0 | 0 | 0
PeakO | 0 | 0 | 0 | 0 | 0 | 0
ST | 0 | 0 | 0 | 0 | 0 | 0
STOG | 0 | 0 | 0 | 0 | 0 | 0
STWD | 0 | 0 | 0 | 0 | 0 | 0
WT | 0 | 0 | 0 | 0 | 0 | 0
IGCC | 0 | 0 | 0 | 0 | 0 | 0
DemandResponse | 0 | 0 | 0 | 0 | 0 | 0
IGCC-CCS | 0 | 0 | 0 | 0 | 0 | 0
WT_off | 0 | 0 | 0 | 0 | 0 | 0
PseudoUnit | 0 | 0 | 0 | 0 | 0 | 0
FixedInterchange | 0 | 0 | 0 | 0 | 0 | 0
Emission Cost by Reporting Type: ERCOT
ReportingType | 2015 | 2020 | 2025 | 2030 | 2035 | 2040
BM | 0 | 0 | 0 | 0 | 0 | 0
CC | 0 | 0 | 0 | 0 | 0 | 0
CSP | 0 | 0 | 0 | 0 | 0 | 0
CT | 0 | 0 | 0 | 0 | 0 | 0
Coal | 0 | 0 | 0 | 0 | 0 | 0
Geo | 0 | 0 | 0 | 0 | 0 | 0
H | 0 | 0 | 0 | 0 | 0 | 0
LFG | 0 | 0 | 0 | 0 | 0 | 0
Nuc | 0 | 0 | 0 | 0 | 0 | 0
PS | 0 | 0 | 0 | 0 | 0 | 0
PV | 0 | 0 | 0 | 0 | 0 | 0
PeakG | 0 | 0 | 0 | 0 | 0 | 0
PeakO | 0 | 0 | 0 | 0 | 0 | 0
ST | 0 | 0 | 0 | 0 | 0 | 0
STOG | 0 | 0 | 0 | 0 | 0 | 0
STWD | 0 | 0 | 0 | 0 | 0 | 0
WT | 0 | 0 | 0 | 0 | 0 | 0
IGCC | 0 | 0 | 0 | 0 | 0 | 0
DemandResponse | 0 | 0 | 0 | 0 | 0 | 0
IGCC-CCS | 0 | 0 | 0 | 0 | 0 | 0
WT_off | 0 | 0 | 0 | 0 | 0 | 0
PseudoUnit | 0 | 0 | 0 | 0 | 0 | 0
FixedInterchange | 0 | 0 | 0 | 0 | 0 | 0
Emission Cost by Reporting Type: NP15
ReportingType | 2015 | 2020 | 2025 | 2030 | 2035 | 2040
BM | 0 | 0 | 0 | 0 | 0 | 0
CC | 0 | 0 | 0 | 0 | 0 | 0
CSP | 0 | 0 | 0 | 0 | 0 | 0
CT | 0 | 0 | 0 | 0 | 0 | 0
Coal | 0 | 0 | 0 | 0 | 0 | 0
Geo | 0 | 0 | 0 | 0 | 0 | 0
H | 0 | 0 | 0 | 0 | 0 | 0
LFG | 0 | 0 | 0 | 0 | 0 | 0
Nuc | 0 | 0 | 0 | 0 | 0 | 0
PS | 0 | 0 | 0 | 0 | 0 | 0
PV | 0 | 0 | 0 | 0 | 0 | 0
PeakG | 0 | 0 | 0 | 0 | 0 | 0
PeakO | 0 | 0 | 0 | 0 | 0 | 0
ST | 0 | 0 | 0 | 0 | 0 | 0
STOG | 0 | 0 | 0 | 0 | 0 | 0
STWD | 0 | 0 | 0 | 0 | 0 | 0
WT | 0 | 0 | 0 | 0 | 0 | 0
IGCC | 0 | 0 | 0 | 0 | 0 | 0
DemandResponse | 0 | 0 | 0 | 0 | 0 | 0
IGCC-CCS | 0 | 0 | 0 | 0 | 0 | 0
WT_off | 0 | 0 | 0 | 0 | 0 | 0
PseudoUnit | 0 | 0 | 0 | 0 | 0 | 0
FixedInterchange | 0 | 0 | 0 | 0 | 0 | 0
Emission Cost by Reporting Type: NWPP_Coal
ReportingType | 2015 | 2020 | 2025 | 2030 | 2035 | 2040
BM | 0 | 0 | 0 | 0 | 0 | 0
CC | 0 | 0 | 0 | 0 | 0 | 0
CSP | 0 | 0 | 0 | 0 | 0 | 0
CT | 0 | 0 | 0 | 0 | 0 | 0
Coal | 0 | 0 | 0 | 0 | 0 | 0
Geo | 0 | 0 | 0 | 0 | 0 | 0
H | 0 | 0 | 0 | 0 | 0 | 0
LFG | 0 | 0 | 0 | 0 | 0 | 0
Nuc | 0 | 0 | 0 | 0 | 0 | 0
PS | 0 | 0 | 0 | 0 | 0 | 0
PV | 0 | 0 | 0 | 0 | 0 | 0
PeakG | 0 | 0 | 0 | 0 | 0 | 0
PeakO | 0 | 0 | 0 | 0 | 0 | 0
ST | 0 | 0 | 0 | 0 | 0 | 0
STOG | 0 | 0 | 0 | 0 | 0 | 0
STWD | 0 | 0 | 0 | 0 | 0 | 0
WT | 0 | 0 | 0 | 0 | 0 | 0
IGCC | 0 | 0 | 0 | 0 | 0 | 0
DemandResponse | 0 | 0 | 0 | 0 | 0 | 0
IGCC-CCS | 0 | 0 | 0 | 0 | 0 | 0
WT_off | 0 | 0 | 0 | 0 | 0 | 0
PseudoUnit | 0 | 0 | 0 | 0 | 0 | 0
FixedInterchange | 0 | 0 | 0 | 0 | 0 | 0
Emission Cost by Reporting Type: NWPP_Gas
ReportingType | 2015 | 2020 | 2025 | 2030 | 2035 | 2040
BM | 0 | 0 | 0 | 0 | 0 | 0
CC | 0 | 0 | 0 | 0 | 0 | 0
CSP | 0 | 0 | 0 | 0 | 0 | 0
CT | 0 | 0 | 0 | 0 | 0 | 0
Coal | 0 | 0 | 0 | 0 | 0 | 0
Geo | 0 | 0 | 0 | 0 | 0 | 0
H | 0 | 0 | 0 | 0 | 0 | 0
LFG | 0 | 0 | 0 | 0 | 0 | 0
Nuc | 0 | 0 | 0 | 0 | 0 | 0
PS | 0 | 0 | 0 | 0 | 0 | 0
PV | 0 | 0 | 0 | 0 | 0 | 0
PeakG | 0 | 0 | 0 | 0 | 0 | 0
PeakO | 0 | 0 | 0 | 0 | 0 | 0
ST | 0 | 0 | 0 | 0 | 0 | 0
STOG | 0 | 0 | 0 | 0 | 0 | 0
STWD | 0 | 0 | 0 | 0 | 0 | 0
WT | 0 | 0 | 0 | 0 | 0 | 0
IGCC | 0 | 0 | 0 | 0 | 0 | 0
DemandResponse | 0 | 0 | 0 | 0 | 0 | 0
IGCC-CCS | 0 | 0 | 0 | 0 | 0 | 0
WT_off | 0 | 0 | 0 | 0 | 0 | 0
PseudoUnit | 0 | 0 | 0 | 0 | 0 | 0
FixedInterchange | 0 | 0 | 0 | 0 | 0 | 0
Emission Cost by Reporting Type: NWPP_NucRenew
ReportingType | 2015 | 2020 | 2025 | 2030 | 2035 | 2040
BM | 0 | 0 | 0 | 0 | 0 | 0
CC | 0 | 0 | 0 | 0 | 0 | 0
CSP | 0 | 0 | 0 | 0 | 0 | 0
CT | 0 | 0 | 0 | 0 | 0 | 0
Coal | 0 | 0 | 0 | 0 | 0 | 0
Geo | 0 | 0 | 0 | 0 | 0 | 0
H | 0 | 0 | 0 | 0 | 0 | 0
LFG | 0 | 0 | 0 | 0 | 0 | 0
Nuc | 0 | 0 | 0 | 0 | 0 | 0
PS | 0 | 0 | 0 | 0 | 0 | 0
PV | 0 | 0 | 0 | 0 | 0 | 0
PeakG | 0 | 0 | 0 | 0 | 0 | 0
PeakO | 0 | 0 | 0 | 0 | 0 | 0
ST | 0 | 0 | 0 | 0 | 0 | 0
STOG | 0 | 0 | 0 | 0 | 0 | 0
STWD | 0 | 0 | 0 | 0 | 0 | 0
WT | 0 | 0 | 0 | 0 | 0 | 0
IGCC | 0 | 0 | 0 | 0 | 0 | 0
DemandResponse | 0 | 0 | 0 | 0 | 0 | 0
IGCC-CCS | 0 | 0 | 0 | 0 | 0 | 0
WT_off | 0 | 0 | 0 | 0 | 0 | 0
PseudoUnit | 0 | 0 | 0 | 0 | 0 | 0
FixedInterchange | 0 | 0 | 0 | 0 | 0 | 0
Emission Cost by Reporting Type: RMPA
ReportingType | 2015 | 2020 | 2025 | 2030 | 2035 | 2040
BM | 0 | 0 | 0 | 0 | 0 | 0
CC | 0 | 0 | 0 | 0 | 0 | 0
CSP | 0 | 0 | 0 | 0 | 0 | 0
CT | 0 | 0 | 0 | 0 | 0 | 0
Coal | 0 | 0 | 0 | 0 | 0 | 0
Geo | 0 | 0 | 0 | 0 | 0 | 0
H | 0 | 0 | 0 | 0 | 0 | 0
LFG | 0 | 0 | 0 | 0 | 0 | 0
Nuc | 0 | 0 | 0 | 0 | 0 | 0
PS | 0 | 0 | 0 | 0 | 0 | 0
PV | 0 | 0 | 0 | 0 | 0 | 0
PeakG | 0 | 0 | 0 | 0 | 0 | 0
PeakO | 0 | 0 | 0 | 0 | 0 | 0
ST | 0 | 0 | 0 | 0 | 0 | 0
STOG | 0 | 0 | 0 | 0 | 0 | 0
STWD | 0 | 0 | 0 | 0 | 0 | 0
WT | 0 | 0 | 0 | 0 | 0 | 0
IGCC | 0 | 0 | 0 | 0 | 0 | 0
DemandResponse | 0 | 0 | 0 | 0 | 0 | 0
IGCC-CCS | 0 | 0 | 0 | 0 | 0 | 0
WT_off | 0 | 0 | 0 | 0 | 0 | 0
PseudoUnit | 0 | 0 | 0 | 0 | 0 | 0
FixedInterchange | 0 | 0 | 0 | 0 | 0 | 0
Emission Cost by Reporting Type: SP15
ReportingType | 2015 | 2020 | 2025 | 2030 | 2035 | 2040
BM | 0 | 0 | 0 | 0 | 0 | 0
CC | 0 | 0 | 0 | 0 | 0 | 0
CSP | 0 | 0 | 0 | 0 | 0 | 0
CT | 0 | 0 | 0 | 0 | 0 | 0
Coal | 0 | 0 | 0 | 0 | 0 | 0
Geo | 0 | 0 | 0 | 0 | 0 | 0
H | 0 | 0 | 0 | 0 | 0 | 0
LFG | 0 | 0 | 0 | 0 | 0 | 0
Nuc | 0 | 0 | 0 | 0 | 0 | 0
PS | 0 | 0 | 0 | 0 | 0 | 0
PV | 0 | 0 | 0 | 0 | 0 | 0
PeakG | 0 | 0 | 0 | 0 | 0 | 0
PeakO | 0 | 0 | 0 | 0 | 0 | 0
ST | 0 | 0 | 0 | 0 | 0 | 0
STOG | 0 | 0 | 0 | 0 | 0 | 0
STWD | 0 | 0 | 0 | 0 | 0 | 0
WT | 0 | 0 | 0 | 0 | 0 | 0
IGCC | 0 | 0 | 0 | 0 | 0 | 0
DemandResponse | 0 | 0 | 0 | 0 | 0 | 0
IGCC-CCS | 0 | 0 | 0 | 0 | 0 | 0
WT_off | 0 | 0 | 0 | 0 | 0 | 0
PseudoUnit | 0 | 0 | 0 | 0 | 0 | 0
FixedInterchange | 0 | 0 | 0 | 0 | 0 | 0
Emission Cost by Reporting Type: ALB
ReportingType | 2015 | 2020 | 2025 | 2030 | 2035 | 2040
BM | 0 | 0 | 0 | 0 | 0 | 0
CC | 0 | 0 | 0 | 0 | 0 | 0
CSP | 0 | 0 | 0 | 0 | 0 | 0
CT | 0 | 0 | 0 | 0 | 0 | 0
Coal | 0 | 0 | 0 | 0 | 0 | 0
Geo | 0 | 0 | 0 | 0 | 0 | 0
H | 0 | 0 | 0 | 0 | 0 | 0
LFG | 0 | 0 | 0 | 0 | 0 | 0
Nuc | 0 | 0 | 0 | 0 | 0 | 0
PS | 0 | 0 | 0 | 0 | 0 | 0
PV | 0 | 0 | 0 | 0 | 0 | 0
PeakG | 0 | 0 | 0 | 0 | 0 | 0
PeakO | 0 | 0 | 0 | 0 | 0 | 0
ST | 0 | 0 | 0 | 0 | 0 | 0
STOG | 0 | 0 | 0 | 0 | 0 | 0
STWD | 0 | 0 | 0 | 0 | 0 | 0
WT | 0 | 0 | 0 | 0 | 0 | 0
IGCC | 0 | 0 | 0 | 0 | 0 | 0
DemandResponse | 0 | 0 | 0 | 0 | 0 | 0
IGCC-CCS | 0 | 0 | 0 | 0 | 0 | 0
WT_off | 0 | 0 | 0 | 0 | 0 | 0
PseudoUnit | 0 | 0 | 0 | 0 | 0 | 0
FixedInterchange | 0 | 0 | 0 | 0 | 0 | 0
Emission Cost by Reporting Type: BC
ReportingType | 2015 | 2020 | 2025 | 2030 | 2035 | 2040
BM | 0 | 0 | 0 | 0 | 0 | 0
CC | 0 | 0 | 0 | 0 | 0 | 0
CSP | 0 | 0 | 0 | 0 | 0 | 0
CT | 0 | 0 | 0 | 0 | 0 | 0
Coal | 0 | 0 | 0 | 0 | 0 | 0
Geo | 0 | 0 | 0 | 0 | 0 | 0
H | 0 | 0 | 0 | 0 | 0 | 0
LFG | 0 | 0 | 0 | 0 | 0 | 0
Nuc | 0 | 0 | 0 | 0 | 0 | 0
PS | 0 | 0 | 0 | 0 | 0 | 0
PV | 0 | 0 | 0 | 0 | 0 | 0
PeakG | 0 | 0 | 0 | 0 | 0 | 0
PeakO | 0 | 0 | 0 | 0 | 0 | 0
ST | 0 | 0 | 0 | 0 | 0 | 0
STOG | 0 | 0 | 0 | 0 | 0 | 0
STWD | 0 | 0 | 0 | 0 | 0 | 0
WT | 0 | 0 | 0 | 0 | 0 | 0
IGCC | 0 | 0 | 0 | 0 | 0 | 0
DemandResponse | 0 | 0 | 0 | 0 | 0 | 0
IGCC-CCS | 0 | 0 | 0 | 0 | 0 | 0
WT_off | 0 | 0 | 0 | 0 | 0 | 0
PseudoUnit | 0 | 0 | 0 | 0 | 0 | 0
FixedInterchange | 0 | 0 | 0 | 0 | 0 | 0
Emission Cost by Reporting Type: HQ_IESO
ReportingType | 2015 | 2020 | 2025 | 2030 | 2035 | 2040
BM | 0 | 0 | 0 | 0 | 0 | 0
CC | 0 | 0 | 0 | 0 | 0 | 0
CSP | 0 | 0 | 0 | 0 | 0 | 0
CT | 0 | 0 | 0 | 0 | 0 | 0
Coal | 0 | 0 | 0 | 0 | 0 | 0
Geo | 0 | 0 | 0 | 0 | 0 | 0
H | 0 | 0 | 0 | 0 | 0 | 0
LFG | 0 | 0 | 0 | 0 | 0 | 0
Nuc | 0 | 0 | 0 | 0 | 0 | 0
PS | 0 | 0 | 0 | 0 | 0 | 0
PV | 0 | 0 | 0 | 0 | 0 | 0
PeakG | 0 | 0 | 0 | 0 | 0 | 0
PeakO | 0 | 0 | 0 | 0 | 0 | 0
ST | 0 | 0 | 0 | 0 | 0 | 0
STOG | 0 | 0 | 0 | 0 | 0 | 0
STWD | 0 | 0 | 0 | 0 | 0 | 0
WT | 0 | 0 | 0 | 0 | 0 | 0
IGCC | 0 | 0 | 0 | 0 | 0 | 0
DemandResponse | 0 | 0 | 0 | 0 | 0 | 0
IGCC-CCS | 0 | 0 | 0 | 0 | 0 | 0
WT_off | 0 | 0 | 0 | 0 | 0 | 0
PseudoUnit | 0 | 0 | 0 | 0 | 0 | 0
FixedInterchange | 0 | 0 | 0 | 0 | 0 | 0
Emission Cost by Reporting Type: HQ_NEISO
ReportingType | 2015 | 2020 | 2025 | 2030 | 2035 | 2040
BM | 0 | 0 | 0 | 0 | 0 | 0
CC | 0 | 0 | 0 | 0 | 0 | 0
CSP | 0 | 0 | 0 | 0 | 0 | 0
CT | 0 | 0 | 0 | 0 | 0 | 0
Coal | 0 | 0 | 0 | 0 | 0 | 0
Geo | 0 | 0 | 0 | 0 | 0 | 0
H | 0 | 0 | 0 | 0 | 0 | 0
LFG | 0 | 0 | 0 | 0 | 0 | 0
Nuc | 0 | 0 | 0 | 0 | 0 | 0
PS | 0 | 0 | 0 | 0 | 0 | 0
PV | 0 | 0 | 0 | 0 | 0 | 0
PeakG | 0 | 0 | 0 | 0 | 0 | 0
PeakO | 0 | 0 | 0 | 0 | 0 | 0
ST | 0 | 0 | 0 | 0 | 0 | 0
STOG | 0 | 0 | 0 | 0 | 0 | 0
STWD | 0 | 0 | 0 | 0 | 0 | 0
WT | 0 | 0 | 0 | 0 | 0 | 0
IGCC | 0 | 0 | 0 | 0 | 0 | 0
DemandResponse | 0 | 0 | 0 | 0 | 0 | 0
IGCC-CCS | 0 | 0 | 0 | 0 | 0 | 0
WT_off | 0 | 0 | 0 | 0 | 0 | 0
PseudoUnit | 0 | 0 | 0 | 0 | 0 | 0
FixedInterchange | 0 | 0 | 0 | 0 | 0 | 0
Emission Cost by Reporting Type: HQ_NY
ReportingType | 2015 | 2020 | 2025 | 2030 | 2035 | 2040
BM | 0 | 0 | 0 | 0 | 0 | 0
CC | 0 | 0 | 0 | 0 | 0 | 0
CSP | 0 | 0 | 0 | 0 | 0 | 0
CT | 0 | 0 | 0 | 0 | 0 | 0
Coal | 0 | 0 | 0 | 0 | 0 | 0
Geo | 0 | 0 | 0 | 0 | 0 | 0
H | 0 | 0 | 0 | 0 | 0 | 0
LFG | 0 | 0 | 0 | 0 | 0 | 0
Nuc | 0 | 0 | 0 | 0 | 0 | 0
PS | 0 | 0 | 0 | 0 | 0 | 0
PV | 0 | 0 | 0 | 0 | 0 | 0
PeakG | 0 | 0 | 0 | 0 | 0 | 0
PeakO | 0 | 0 | 0 | 0 | 0 | 0
ST | 0 | 0 | 0 | 0 | 0 | 0
STOG | 0 | 0 | 0 | 0 | 0 | 0
STWD | 0 | 0 | 0 | 0 | 0 | 0
WT | 0 | 0 | 0 | 0 | 0 | 0
IGCC | 0 | 0 | 0 | 0 | 0 | 0
DemandResponse | 0 | 0 | 0 | 0 | 0 | 0
IGCC-CCS | 0 | 0 | 0 | 0 | 0 | 0
WT_off | 0 | 0 | 0 | 0 | 0 | 0
PseudoUnit | 0 | 0 | 0 | 0 | 0 | 0
FixedInterchange | 0 | 0 | 0 | 0 | 0 | 0
Emission Cost by Reporting Type: MARITIMES
ReportingType | 2015 | 2020 | 2025 | 2030 | 2035 | 2040
BM | 0 | 0 | 0 | 0 | 0 | 0
CC | 0 | 0 | 0 | 0 | 0 | 0
CSP | 0 | 0 | 0 | 0 | 0 | 0
CT | 0 | 0 | 0 | 0 | 0 | 0
Coal | 0 | 0 | 0 | 0 | 0 | 0
Geo | 0 | 0 | 0 | 0 | 0 | 0
H | 0 | 0 | 0 | 0 | 0 | 0
LFG | 0 | 0 | 0 | 0 | 0 | 0
Nuc | 0 | 0 | 0 | 0 | 0 | 0
PS | 0 | 0 | 0 | 0 | 0 | 0
PV | 0 | 0 | 0 | 0 | 0 | 0
PeakG | 0 | 0 | 0 | 0 | 0 | 0
PeakO | 0 | 0 | 0 | 0 | 0 | 0
ST | 0 | 0 | 0 | 0 | 0 | 0
STOG | 0 | 0 | 0 | 0 | 0 | 0
STWD | 0 | 0 | 0 | 0 | 0 | 0
WT | 0 | 0 | 0 | 0 | 0 | 0
IGCC | 0 | 0 | 0 | 0 | 0 | 0
DemandResponse | 0 | 0 | 0 | 0 | 0 | 0
IGCC-CCS | 0 | 0 | 0 | 0 | 0 | 0
WT_off | 0 | 0 | 0 | 0 | 0 | 0
PseudoUnit | 0 | 0 | 0 | 0 | 0 | 0
FixedInterchange | 0 | 0 | 0 | 0 | 0 | 0
Emission Cost by Reporting Type: All
ReportingType | 2015 | 2020 | 2025 | 2030 | 2035 | 2040
BM | 0 | 0 | 0 | 0 | 0 | 0
CC | 0 | 0 | 0 | 0 | 0 | 0
CSP | 0 | 0 | 0 | 0 | 0 | 0
CT | 0 | 0 | 0 | 0 | 0 | 0
Coal | 0 | 0 | 0 | 0 | 0 | 0
Geo | 0 | 0 | 0 | 0 | 0 | 0
H | 0 | 0 | 0 | 0 | 0 | 0
LFG | 0 | 0 | 0 | 0 | 0 | 0
Nuc | 0 | 0 | 0 | 0 | 0 | 0
PS | 0 | 0 | 0 | 0 | 0 | 0
PV | 0 | 0 | 0 | 0 | 0 | 0
PeakG | 0 | 0 | 0 | 0 | 0 | 0
PeakO | 0 | 0 | 0 | 0 | 0 | 0
ST | 0 | 0 | 0 | 0 | 0 | 0
STOG | 0 | 0 | 0 | 0 | 0 | 0
STWD | 0 | 0 | 0 | 0 | 0 | 0
WT | 0 | 0 | 0 | 0 | 0 | 0
IGCC | 0 | 0 | 0 | 0 | 0 | 0
DemandResponse | 0 | 0 | 0 | 0 | 0 | 0
IGCC-CCS | 0 | 0 | 0 | 0 | 0 | 0
WT_off | 0 | 0 | 0 | 0 | 0 | 0
PseudoUnit | 0 | 0 | 0 | 0 | 0 | 0
FixedInterchange | 0 | 0 | 0 | 0 | 0 | 0
Emission Cost by Reporting Type: EI_US
ReportingType | 2015 | 2020 | 2025 | 2030 | 2035 | 2040
BM | 0 | 0 | 0 | 0 | 0 | 0
CC | 0 | 0 | 0 | 0 | 0 | 0
CSP | 0 | 0 | 0 | 0 | 0 | 0
CT | 0 | 0 | 0 | 0 | 0 | 0
Coal | 0 | 0 | 0 | 0 | 0 | 0
Geo | 0 | 0 | 0 | 0 | 0 | 0
H | 0 | 0 | 0 | 0 | 0 | 0
LFG | 0 | 0 | 0 | 0 | 0 | 0
Nuc | 0 | 0 | 0 | 0 | 0 | 0
PS | 0 | 0 | 0 | 0 | 0 | 0
PV | 0 | 0 | 0 | 0 | 0 | 0
PeakG | 0 | 0 | 0 | 0 | 0 | 0
PeakO | 0 | 0 | 0 | 0 | 0 | 0
ST | 0 | 0 | 0 | 0 | 0 | 0
STOG | 0 | 0 | 0 | 0 | 0 | 0
STWD | 0 | 0 | 0 | 0 | 0 | 0
WT | 0 | 0 | 0 | 0 | 0 | 0
IGCC | 0 | 0 | 0 | 0 | 0 | 0
DemandResponse | 0 | 0 | 0 | 0 | 0 | 0
IGCC-CCS | 0 | 0 | 0 | 0 | 0 | 0
WT_off | 0 | 0 | 0 | 0 | 0 | 0
PseudoUnit | 0 | 0 | 0 | 0 | 0 | 0
FixedInterchange | 0 | 0 | 0 | 0 | 0 | 0
Emission Cost by Reporting Type: EI_Canada
ReportingType | 2015 | 2020 | 2025 | 2030 | 2035 | 2040
BM | 0 | 0 | 0 | 0 | 0 | 0
CC | 0 | 0 | 0 | 0 | 0 | 0
CSP | 0 | 0 | 0 | 0 | 0 | 0
CT | 0 | 0 | 0 | 0 | 0 | 0
Coal | 0 | 0 | 0 | 0 | 0 | 0
Geo | 0 | 0 | 0 | 0 | 0 | 0
H | 0 | 0 | 0 | 0 | 0 | 0
LFG | 0 | 0 | 0 | 0 | 0 | 0
Nuc | 0 | 0 | 0 | 0 | 0 | 0
PS | 0 | 0 | 0 | 0 | 0 | 0
PV | 0 | 0 | 0 | 0 | 0 | 0
PeakG | 0 | 0 | 0 | 0 | 0 | 0
PeakO | 0 | 0 | 0 | 0 | 0 | 0
ST | 0 | 0 | 0 | 0 | 0 | 0
STOG | 0 | 0 | 0 | 0 | 0 | 0
STWD | 0 | 0 | 0 | 0 | 0 | 0
WT | 0 | 0 | 0 | 0 | 0 | 0
IGCC | 0 | 0 | 0 | 0 | 0 | 0
DemandResponse | 0 | 0 | 0 | 0 | 0 | 0
IGCC-CCS | 0 | 0 | 0 | 0 | 0 | 0
WT_off | 0 | 0 | 0 | 0 | 0 | 0
PseudoUnit | 0 | 0 | 0 | 0 | 0 | 0
FixedInterchange | 0 | 0 | 0 | 0 | 0 | 0
Emission Cost by Reporting Type: EI
ReportingType | 2015 | 2020 | 2025 | 2030 | 2035 | 2040
BM | 0 | 0 | 0 | 0 | 0 | 0
CC | 0 | 0 | 0 | 0 | 0 | 0
CSP | 0 | 0 | 0 | 0 | 0 | 0
CT | 0 | 0 | 0 | 0 | 0 | 0
Coal | 0 | 0 | 0 | 0 | 0 | 0
Geo | 0 | 0 | 0 | 0 | 0 | 0
H | 0 | 0 | 0 | 0 | 0 | 0
LFG | 0 | 0 | 0 | 0 | 0 | 0
Nuc | 0 | 0 | 0 | 0 | 0 | 0
PS | 0 | 0 | 0 | 0 | 0 | 0
PV | 0 | 0 | 0 | 0 | 0 | 0
PeakG | 0 | 0 | 0 | 0 | 0 | 0
PeakO | 0 | 0 | 0 | 0 | 0 | 0
ST | 0 | 0 | 0 | 0 | 0 | 0
STOG | 0 | 0 | 0 | 0 | 0 | 0
STWD | 0 | 0 | 0 | 0 | 0 | 0
WT | 0 | 0 | 0 | 0 | 0 | 0
IGCC | 0 | 0 | 0 | 0 | 0 | 0
DemandResponse | 0 | 0 | 0 | 0 | 0 | 0
IGCC-CCS | 0 | 0 | 0 | 0 | 0 | 0
WT_off | 0 | 0 | 0 | 0 | 0 | 0
PseudoUnit | 0 | 0 | 0 | 0 | 0 | 0
FixedInterchange | 0 | 0 | 0 | 0 | 0 | 0
Emission Cost by Reporting Type: Outside_EI
ReportingType | 2015 | 2020 | 2025 | 2030 | 2035 | 2040
BM | 0 | 0 | 0 | 0 | 0 | 0
CC | 0 | 0 | 0 | 0 | 0 | 0
CSP | 0 | 0 | 0 | 0 | 0 | 0
CT | 0 | 0 | 0 | 0 | 0 | 0
Coal | 0 | 0 | 0 | 0 | 0 | 0
Geo | 0 | 0 | 0 | 0 | 0 | 0
H | 0 | 0 | 0 | 0 | 0 | 0
LFG | 0 | 0 | 0 | 0 | 0 | 0
Nuc | 0 | 0 | 0 | 0 | 0 | 0
PS | 0 | 0 | 0 | 0 | 0 | 0
PV | 0 | 0 | 0 | 0 | 0 | 0
PeakG | 0 | 0 | 0 | 0 | 0 | 0
PeakO | 0 | 0 | 0 | 0 | 0 | 0
ST | 0 | 0 | 0 | 0 | 0 | 0
STOG | 0 | 0 | 0 | 0 | 0 | 0
STWD | 0 | 0 | 0 | 0 | 0 | 0
WT | 0 | 0 | 0 | 0 | 0 | 0
IGCC | 0 | 0 | 0 | 0 | 0 | 0
DemandResponse | 0 | 0 | 0 | 0 | 0 | 0
IGCC-CCS | 0 | 0 | 0 | 0 | 0 | 0
WT_off | 0 | 0 | 0 | 0 | 0 | 0
PseudoUnit | 0 | 0 | 0 | 0 | 0 | 0
FixedInterchange | 0 | 0 | 0 | 0 | 0 | 0
==== Emission Program: CAMR : (Hg) ====
Emission Cost by Reporting Type: Entergy
ReportingType | 2015 | 2020 | 2025 | 2030 | 2035 | 2040
BM | 0 | 0 | 0 | 0 | 0 | 0
CC | 0 | 0 | 0 | 0 | 0 | 0
CSP | 0 | 0 | 0 | 0 | 0 | 0
CT | 0 | 0 | 0 | 0 | 0 | 0
Coal | 0 | 0 | 0 | 0 | 0 | 0
Geo | 0 | 0 | 0 | 0 | 0 | 0
H | 0 | 0 | 0 | 0 | 0 | 0
LFG | 0 | 0 | 0 | 0 | 0 | 0
Nuc | 0 | 0 | 0 | 0 | 0 | 0
PS | 0 | 0 | 0 | 0 | 0 | 0
PV | 0 | 0 | 0 | 0 | 0 | 0
PeakG | 0 | 0 | 0 | 0 | 0 | 0
PeakO | 0 | 0 | 0 | 0 | 0 | 0
ST | 0 | 0 | 0 | 0 | 0 | 0
STOG | 0 | 0 | 0 | 0 | 0 | 0
STWD | 0 | 0 | 0 | 0 | 0 | 0
WT | 0 | 0 | 0 | 0 | 0 | 0
IGCC | 0 | 0 | 0 | 0 | 0 | 0
DemandResponse | 0 | 0 | 0 | 0 | 0 | 0
IGCC-CCS | 0 | 0 | 0 | 0 | 0 | 0
WT_off | 0 | 0 | 0 | 0 | 0 | 0
PseudoUnit | 0 | 0 | 0 | 0 | 0 | 0
FixedInterchange | 0 | 0 | 0 | 0 | 0 | 0
Emission Cost by Reporting Type: FRCC
ReportingType | 2015 | 2020 | 2025 | 2030 | 2035 | 2040
BM | 0 | 0 | 0 | 0 | 0 | 0
CC | 0 | 0 | 0 | 0 | 0 | 0
CSP | 0 | 0 | 0 | 0 | 0 | 0
CT | 0 | 0 | 0 | 0 | 0 | 0
Coal | 0 | 0 | 0 | 0 | 0 | 0
Geo | 0 | 0 | 0 | 0 | 0 | 0
H | 0 | 0 | 0 | 0 | 0 | 0
LFG | 0 | 0 | 0 | 0 | 0 | 0
Nuc | 0 | 0 | 0 | 0 | 0 | 0
PS | 0 | 0 | 0 | 0 | 0 | 0
PV | 0 | 0 | 0 | 0 | 0 | 0
PeakG | 0 | 0 | 0 | 0 | 0 | 0
PeakO | 0 | 0 | 0 | 0 | 0 | 0
ST | 0 | 0 | 0 | 0 | 0 | 0
STOG | 0 | 0 | 0 | 0 | 0 | 0
STWD | 0 | 0 | 0 | 0 | 0 | 0
WT | 0 | 0 | 0 | 0 | 0 | 0
IGCC | 0 | 0 | 0 | 0 | 0 | 0
DemandResponse | 0 | 0 | 0 | 0 | 0 | 0
IGCC-CCS | 0 | 0 | 0 | 0 | 0 | 0
WT_off | 0 | 0 | 0 | 0 | 0 | 0
PseudoUnit | 0 | 0 | 0 | 0 | 0 | 0
FixedInterchange | 0 | 0 | 0 | 0 | 0 | 0
Emission Cost by Reporting Type: MAPP_US
ReportingType | 2015 | 2020 | 2025 | 2030 | 2035 | 2040
BM | 0 | 0 | 0 | 0 | 0 | 0
CC | 0 | 0 | 0 | 0 | 0 | 0
CSP | 0 | 0 | 0 | 0 | 0 | 0
CT | 0 | 0 | 0 | 0 | 0 | 0
Coal | 0 | 0 | 0 | 0 | 0 | 0
Geo | 0 | 0 | 0 | 0 | 0 | 0
H | 0 | 0 | 0 | 0 | 0 | 0
LFG | 0 | 0 | 0 | 0 | 0 | 0
Nuc | 0 | 0 | 0 | 0 | 0 | 0
PS | 0 | 0 | 0 | 0 | 0 | 0
PV | 0 | 0 | 0 | 0 | 0 | 0
PeakG | 0 | 0 | 0 | 0 | 0 | 0
PeakO | 0 | 0 | 0 | 0 | 0 | 0
ST | 0 | 0 | 0 | 0 | 0 | 0
STOG | 0 | 0 | 0 | 0 | 0 | 0
STWD | 0 | 0 | 0 | 0 | 0 | 0
WT | 0 | 0 | 0 | 0 | 0 | 0
IGCC | 0 | 0 | 0 | 0 | 0 | 0
DemandResponse | 0 | 0 | 0 | 0 | 0 | 0
IGCC-CCS | 0 | 0 | 0 | 0 | 0 | 0
WT_off | 0 | 0 | 0 | 0 | 0 | 0
PseudoUnit | 0 | 0 | 0 | 0 | 0 | 0
FixedInterchange | 0 | 0 | 0 | 0 | 0 | 0
Emission Cost by Reporting Type: MISO_IN
ReportingType | 2015 | 2020 | 2025 | 2030 | 2035 | 2040
BM | 0 | 0 | 0 | 0 | 0 | 0
CC | 0 | 0 | 0 | 0 | 0 | 0
CSP | 0 | 0 | 0 | 0 | 0 | 0
CT | 0 | 0 | 0 | 0 | 0 | 0
Coal | 0 | 0 | 0 | 0 | 0 | 0
Geo | 0 | 0 | 0 | 0 | 0 | 0
H | 0 | 0 | 0 | 0 | 0 | 0
LFG | 0 | 0 | 0 | 0 | 0 | 0
Nuc | 0 | 0 | 0 | 0 | 0 | 0
PS | 0 | 0 | 0 | 0 | 0 | 0
PV | 0 | 0 | 0 | 0 | 0 | 0
PeakG | 0 | 0 | 0 | 0 | 0 | 0
PeakO | 0 | 0 | 0 | 0 | 0 | 0
ST | 0 | 0 | 0 | 0 | 0 | 0
STOG | 0 | 0 | 0 | 0 | 0 | 0
STWD | 0 | 0 | 0 | 0 | 0 | 0
WT | 0 | 0 | 0 | 0 | 0 | 0
IGCC | 0 | 0 | 0 | 0 | 0 | 0
DemandResponse | 0 | 0 | 0 | 0 | 0 | 0
IGCC-CCS | 0 | 0 | 0 | 0 | 0 | 0
WT_off | 0 | 0 | 0 | 0 | 0 | 0
PseudoUnit | 0 | 0 | 0 | 0 | 0 | 0
FixedInterchange | 0 | 0 | 0 | 0 | 0 | 0
Emission Cost by Reporting Type: MISO_MI
ReportingType | 2015 | 2020 | 2025 | 2030 | 2035 | 2040
BM | 0 | 0 | 0 | 0 | 0 | 0
CC | 0 | 0 | 0 | 0 | 0 | 0
CSP | 0 | 0 | 0 | 0 | 0 | 0
CT | 0 | 0 | 0 | 0 | 0 | 0
Coal | 0 | 0 | 0 | 0 | 0 | 0
Geo | 0 | 0 | 0 | 0 | 0 | 0
H | 0 | 0 | 0 | 0 | 0 | 0
LFG | 0 | 0 | 0 | 0 | 0 | 0
Nuc | 0 | 0 | 0 | 0 | 0 | 0
PS | 0 | 0 | 0 | 0 | 0 | 0
PV | 0 | 0 | 0 | 0 | 0 | 0
PeakG | 0 | 0 | 0 | 0 | 0 | 0
PeakO | 0 | 0 | 0 | 0 | 0 | 0
ST | 0 | 0 | 0 | 0 | 0 | 0
STOG | 0 | 0 | 0 | 0 | 0 | 0
STWD | 0 | 0 | 0 | 0 | 0 | 0
WT | 0 | 0 | 0 | 0 | 0 | 0
IGCC | 0 | 0 | 0 | 0 | 0 | 0
DemandResponse | 0 | 0 | 0 | 0 | 0 | 0
IGCC-CCS | 0 | 0 | 0 | 0 | 0 | 0
WT_off | 0 | 0 | 0 | 0 | 0 | 0
PseudoUnit | 0 | 0 | 0 | 0 | 0 | 0
FixedInterchange | 0 | 0 | 0 | 0 | 0 | 0
Emission Cost by Reporting Type: MISO_MO-IL
ReportingType | 2015 | 2020 | 2025 | 2030 | 2035 | 2040
BM | 0 | 0 | 0 | 0 | 0 | 0
CC | 0 | 0 | 0 | 0 | 0 | 0
CSP | 0 | 0 | 0 | 0 | 0 | 0
CT | 0 | 0 | 0 | 0 | 0 | 0
Coal | 0 | 0 | 0 | 0 | 0 | 0
Geo | 0 | 0 | 0 | 0 | 0 | 0
H | 0 | 0 | 0 | 0 | 0 | 0
LFG | 0 | 0 | 0 | 0 | 0 | 0
Nuc | 0 | 0 | 0 | 0 | 0 | 0
PS | 0 | 0 | 0 | 0 | 0 | 0
PV | 0 | 0 | 0 | 0 | 0 | 0
PeakG | 0 | 0 | 0 | 0 | 0 | 0
PeakO | 0 | 0 | 0 | 0 | 0 | 0
ST | 0 | 0 | 0 | 0 | 0 | 0
STOG | 0 | 0 | 0 | 0 | 0 | 0
STWD | 0 | 0 | 0 | 0 | 0 | 0
WT | 0 | 0 | 0 | 0 | 0 | 0
IGCC | 0 | 0 | 0 | 0 | 0 | 0
DemandResponse | 0 | 0 | 0 | 0 | 0 | 0
IGCC-CCS | 0 | 0 | 0 | 0 | 0 | 0
WT_off | 0 | 0 | 0 | 0 | 0 | 0
PseudoUnit | 0 | 0 | 0 | 0 | 0 | 0
FixedInterchange | 0 | 0 | 0 | 0 | 0 | 0
Emission Cost by Reporting Type: MISO_W
ReportingType | 2015 | 2020 | 2025 | 2030 | 2035 | 2040
BM | 0 | 0 | 0 | 0 | 0 | 0
CC | 0 | 0 | 0 | 0 | 0 | 0
CSP | 0 | 0 | 0 | 0 | 0 | 0
CT | 0 | 0 | 0 | 0 | 0 | 0
Coal | 0 | 0 | 0 | 0 | 0 | 0
Geo | 0 | 0 | 0 | 0 | 0 | 0
H | 0 | 0 | 0 | 0 | 0 | 0
LFG | 0 | 0 | 0 | 0 | 0 | 0
Nuc | 0 | 0 | 0 | 0 | 0 | 0
PS | 0 | 0 | 0 | 0 | 0 | 0
PV | 0 | 0 | 0 | 0 | 0 | 0
PeakG | 0 | 0 | 0 | 0 | 0 | 0
PeakO | 0 | 0 | 0 | 0 | 0 | 0
ST | 0 | 0 | 0 | 0 | 0 | 0
STOG | 0 | 0 | 0 | 0 | 0 | 0
STWD | 0 | 0 | 0 | 0 | 0 | 0
WT | 0 | 0 | 0 | 0 | 0 | 0
IGCC | 0 | 0 | 0 | 0 | 0 | 0
DemandResponse | 0 | 0 | 0 | 0 | 0 | 0
IGCC-CCS | 0 | 0 | 0 | 0 | 0 | 0
WT_off | 0 | 0 | 0 | 0 | 0 | 0
PseudoUnit | 0 | 0 | 0 | 0 | 0 | 0
FixedInterchange | 0 | 0 | 0 | 0 | 0 | 0
Emission Cost by Reporting Type: MISO_WUMS
ReportingType | 2015 | 2020 | 2025 | 2030 | 2035 | 2040
BM | 0 | 0 | 0 | 0 | 0 | 0
CC | 0 | 0 | 0 | 0 | 0 | 0
CSP | 0 | 0 | 0 | 0 | 0 | 0
CT | 0 | 0 | 0 | 0 | 0 | 0
Coal | 0 | 0 | 0 | 0 | 0 | 0
Geo | 0 | 0 | 0 | 0 | 0 | 0
H | 0 | 0 | 0 | 0 | 0 | 0
LFG | 0 | 0 | 0 | 0 | 0 | 0
Nuc | 0 | 0 | 0 | 0 | 0 | 0
PS | 0 | 0 | 0 | 0 | 0 | 0
PV | 0 | 0 | 0 | 0 | 0 | 0
PeakG | 0 | 0 | 0 | 0 | 0 | 0
PeakO | 0 | 0 | 0 | 0 | 0 | 0
ST | 0 | 0 | 0 | 0 | 0 | 0
STOG | 0 | 0 | 0 | 0 | 0 | 0
STWD | 0 | 0 | 0 | 0 | 0 | 0
WT | 0 | 0 | 0 | 0 | 0 | 0
IGCC | 0 | 0 | 0 | 0 | 0 | 0
DemandResponse | 0 | 0 | 0 | 0 | 0 | 0
IGCC-CCS | 0 | 0 | 0 | 0 | 0 | 0
WT_off | 0 | 0 | 0 | 0 | 0 | 0
PseudoUnit | 0 | 0 | 0 | 0 | 0 | 0
FixedInterchange | 0 | 0 | 0 | 0 | 0 | 0
Emission Cost by Reporting Type: Nebraska
ReportingType | 2015 | 2020 | 2025 | 2030 | 2035 | 2040
BM | 0 | 0 | 0 | 0 | 0 | 0
CC | 0 | 0 | 0 | 0 | 0 | 0
CSP | 0 | 0 | 0 | 0 | 0 | 0
CT | 0 | 0 | 0 | 0 | 0 | 0
Coal | 0 | 0 | 0 | 0 | 0 | 0
Geo | 0 | 0 | 0 | 0 | 0 | 0
H | 0 | 0 | 0 | 0 | 0 | 0
LFG | 0 | 0 | 0 | 0 | 0 | 0
Nuc | 0 | 0 | 0 | 0 | 0 | 0
PS | 0 | 0 | 0 | 0 | 0 | 0
PV | 0 | 0 | 0 | 0 | 0 | 0
PeakG | 0 | 0 | 0 | 0 | 0 | 0
PeakO | 0 | 0 | 0 | 0 | 0 | 0
ST | 0 | 0 | 0 | 0 | 0 | 0
STOG | 0 | 0 | 0 | 0 | 0 | 0
STWD | 0 | 0 | 0 | 0 | 0 | 0
WT | 0 | 0 | 0 | 0 | 0 | 0
IGCC | 0 | 0 | 0 | 0 | 0 | 0
DemandResponse | 0 | 0 | 0 | 0 | 0 | 0
IGCC-CCS | 0 | 0 | 0 | 0 | 0 | 0
WT_off | 0 | 0 | 0 | 0 | 0 | 0
PseudoUnit | 0 | 0 | 0 | 0 | 0 | 0
FixedInterchange | 0 | 0 | 0 | 0 | 0 | 0
Emission Cost by Reporting Type: NEISO
ReportingType | 2015 | 2020 | 2025 | 2030 | 2035 | 2040
BM | 0 | 0 | 0 | 0 | 0 | 0
CC | 0 | 0 | 0 | 0 | 0 | 0
CSP | 0 | 0 | 0 | 0 | 0 | 0
CT | 0 | 0 | 0 | 0 | 0 | 0
Coal | 0 | 0 | 0 | 0 | 0 | 0
Geo | 0 | 0 | 0 | 0 | 0 | 0
H | 0 | 0 | 0 | 0 | 0 | 0
LFG | 0 | 0 | 0 | 0 | 0 | 0
Nuc | 0 | 0 | 0 | 0 | 0 | 0
PS | 0 | 0 | 0 | 0 | 0 | 0
PV | 0 | 0 | 0 | 0 | 0 | 0
PeakG | 0 | 0 | 0 | 0 | 0 | 0
PeakO | 0 | 0 | 0 | 0 | 0 | 0
ST | 0 | 0 | 0 | 0 | 0 | 0
STOG | 0 | 0 | 0 | 0 | 0 | 0
STWD | 0 | 0 | 0 | 0 | 0 | 0
WT | 0 | 0 | 0 | 0 | 0 | 0
IGCC | 0 | 0 | 0 | 0 | 0 | 0
DemandResponse | 0 | 0 | 0 | 0 | 0 | 0
IGCC-CCS | 0 | 0 | 0 | 0 | 0 | 0
WT_off | 0 | 0 | 0 | 0 | 0 | 0
PseudoUnit | 0 | 0 | 0 | 0 | 0 | 0
FixedInterchange | 0 | 0 | 0 | 0 | 0 | 0
Emission Cost by Reporting Type: NonRTO_Midwest
ReportingType | 2015 | 2020 | 2025 | 2030 | 2035 | 2040
BM | 0 | 0 | 0 | 0 | 0 | 0
CC | 0 | 0 | 0 | 0 | 0 | 0
CSP | 0 | 0 | 0 | 0 | 0 | 0
CT | 0 | 0 | 0 | 0 | 0 | 0
Coal | 0 | 0 | 0 | 0 | 0 | 0
Geo | 0 | 0 | 0 | 0 | 0 | 0
H | 0 | 0 | 0 | 0 | 0 | 0
LFG | 0 | 0 | 0 | 0 | 0 | 0
Nuc | 0 | 0 | 0 | 0 | 0 | 0
PS | 0 | 0 | 0 | 0 | 0 | 0
PV | 0 | 0 | 0 | 0 | 0 | 0
PeakG | 0 | 0 | 0 | 0 | 0 | 0
PeakO | 0 | 0 | 0 | 0 | 0 | 0
ST | 0 | 0 | 0 | 0 | 0 | 0
STOG | 0 | 0 | 0 | 0 | 0 | 0
STWD | 0 | 0 | 0 | 0 | 0 | 0
WT | 0 | 0 | 0 | 0 | 0 | 0
IGCC | 0 | 0 | 0 | 0 | 0 | 0
DemandResponse | 0 | 0 | 0 | 0 | 0 | 0
IGCC-CCS | 0 | 0 | 0 | 0 | 0 | 0
WT_off | 0 | 0 | 0 | 0 | 0 | 0
PseudoUnit | 0 | 0 | 0 | 0 | 0 | 0
FixedInterchange | 0 | 0 | 0 | 0 | 0 | 0
Emission Cost by Reporting Type: NYISO_A-F
ReportingType | 2015 | 2020 | 2025 | 2030 | 2035 | 2040
BM | 0 | 0 | 0 | 0 | 0 | 0
CC | 0 | 0 | 0 | 0 | 0 | 0
CSP | 0 | 0 | 0 | 0 | 0 | 0
CT | 0 | 0 | 0 | 0 | 0 | 0
Coal | 0 | 0 | 0 | 0 | 0 | 0
Geo | 0 | 0 | 0 | 0 | 0 | 0
H | 0 | 0 | 0 | 0 | 0 | 0
LFG | 0 | 0 | 0 | 0 | 0 | 0
Nuc | 0 | 0 | 0 | 0 | 0 | 0
PS | 0 | 0 | 0 | 0 | 0 | 0
PV | 0 | 0 | 0 | 0 | 0 | 0
PeakG | 0 | 0 | 0 | 0 | 0 | 0
PeakO | 0 | 0 | 0 | 0 | 0 | 0
ST | 0 | 0 | 0 | 0 | 0 | 0
STOG | 0 | 0 | 0 | 0 | 0 | 0
STWD | 0 | 0 | 0 | 0 | 0 | 0
WT | 0 | 0 | 0 | 0 | 0 | 0
IGCC | 0 | 0 | 0 | 0 | 0 | 0
DemandResponse | 0 | 0 | 0 | 0 | 0 | 0
IGCC-CCS | 0 | 0 | 0 | 0 | 0 | 0
WT_off | 0 | 0 | 0 | 0 | 0 | 0
PseudoUnit | 0 | 0 | 0 | 0 | 0 | 0
FixedInterchange | 0 | 0 | 0 | 0 | 0 | 0
Emission Cost by Reporting Type: NYISO_G-I
ReportingType | 2015 | 2020 | 2025 | 2030 | 2035 | 2040
BM | 0 | 0 | 0 | 0 | 0 | 0
CC | 0 | 0 | 0 | 0 | 0 | 0
CSP | 0 | 0 | 0 | 0 | 0 | 0
CT | 0 | 0 | 0 | 0 | 0 | 0
Coal | 0 | 0 | 0 | 0 | 0 | 0
Geo | 0 | 0 | 0 | 0 | 0 | 0
H | 0 | 0 | 0 | 0 | 0 | 0
LFG | 0 | 0 | 0 | 0 | 0 | 0
Nuc | 0 | 0 | 0 | 0 | 0 | 0
PS | 0 | 0 | 0 | 0 | 0 | 0
PV | 0 | 0 | 0 | 0 | 0 | 0
PeakG | 0 | 0 | 0 | 0 | 0 | 0
PeakO | 0 | 0 | 0 | 0 | 0 | 0
ST | 0 | 0 | 0 | 0 | 0 | 0
STOG | 0 | 0 | 0 | 0 | 0 | 0
STWD | 0 | 0 | 0 | 0 | 0 | 0
WT | 0 | 0 | 0 | 0 | 0 | 0
IGCC | 0 | 0 | 0 | 0 | 0 | 0
DemandResponse | 0 | 0 | 0 | 0 | 0 | 0
IGCC-CCS | 0 | 0 | 0 | 0 | 0 | 0
WT_off | 0 | 0 | 0 | 0 | 0 | 0
PseudoUnit | 0 | 0 | 0 | 0 | 0 | 0
FixedInterchange | 0 | 0 | 0 | 0 | 0 | 0
Emission Cost by Reporting Type: NYISO_J-K
ReportingType | 2015 | 2020 | 2025 | 2030 | 2035 | 2040
BM | 0 | 0 | 0 | 0 | 0 | 0
CC | 0 | 0 | 0 | 0 | 0 | 0
CSP | 0 | 0 | 0 | 0 | 0 | 0
CT | 0 | 0 | 0 | 0 | 0 | 0
Coal | 0 | 0 | 0 | 0 | 0 | 0
Geo | 0 | 0 | 0 | 0 | 0 | 0
H | 0 | 0 | 0 | 0 | 0 | 0
LFG | 0 | 0 | 0 | 0 | 0 | 0
Nuc | 0 | 0 | 0 | 0 | 0 | 0
PS | 0 | 0 | 0 | 0 | 0 | 0
PV | 0 | 0 | 0 | 0 | 0 | 0
PeakG | 0 | 0 | 0 | 0 | 0 | 0
PeakO | 0 | 0 | 0 | 0 | 0 | 0
ST | 0 | 0 | 0 | 0 | 0 | 0
STOG | 0 | 0 | 0 | 0 | 0 | 0
STWD | 0 | 0 | 0 | 0 | 0 | 0
WT | 0 | 0 | 0 | 0 | 0 | 0
IGCC | 0 | 0 | 0 | 0 | 0 | 0
DemandResponse | 0 | 0 | 0 | 0 | 0 | 0
IGCC-CCS | 0 | 0 | 0 | 0 | 0 | 0
WT_off | 0 | 0 | 0 | 0 | 0 | 0
PseudoUnit | 0 | 0 | 0 | 0 | 0 | 0
FixedInterchange | 0 | 0 | 0 | 0 | 0 | 0
Emission Cost by Reporting Type: PJM_E
ReportingType | 2015 | 2020 | 2025 | 2030 | 2035 | 2040
BM | 0 | 0 | 0 | 0 | 0 | 0
CC | 0 | 0 | 0 | 0 | 0 | 0
CSP | 0 | 0 | 0 | 0 | 0 | 0
CT | 0 | 0 | 0 | 0 | 0 | 0
Coal | 0 | 0 | 0 | 0 | 0 | 0
Geo | 0 | 0 | 0 | 0 | 0 | 0
H | 0 | 0 | 0 | 0 | 0 | 0
LFG | 0 | 0 | 0 | 0 | 0 | 0
Nuc | 0 | 0 | 0 | 0 | 0 | 0
PS | 0 | 0 | 0 | 0 | 0 | 0
PV | 0 | 0 | 0 | 0 | 0 | 0
PeakG | 0 | 0 | 0 | 0 | 0 | 0
PeakO | 0 | 0 | 0 | 0 | 0 | 0
ST | 0 | 0 | 0 | 0 | 0 | 0
STOG | 0 | 0 | 0 | 0 | 0 | 0
STWD | 0 | 0 | 0 | 0 | 0 | 0
WT | 0 | 0 | 0 | 0 | 0 | 0
IGCC | 0 | 0 | 0 | 0 | 0 | 0
DemandResponse | 0 | 0 | 0 | 0 | 0 | 0
IGCC-CCS | 0 | 0 | 0 | 0 | 0 | 0
WT_off | 0 | 0 | 0 | 0 | 0 | 0
PseudoUnit | 0 | 0 | 0 | 0 | 0 | 0
FixedInterchange | 0 | 0 | 0 | 0 | 0 | 0
Emission Cost by Reporting Type: PJM_ROM
ReportingType | 2015 | 2020 | 2025 | 2030 | 2035 | 2040
BM | 0 | 0 | 0 | 0 | 0 | 0
CC | 0 | 0 | 0 | 0 | 0 | 0
CSP | 0 | 0 | 0 | 0 | 0 | 0
CT | 0 | 0 | 0 | 0 | 0 | 0
Coal | 0 | 0 | 0 | 0 | 0 | 0
Geo | 0 | 0 | 0 | 0 | 0 | 0
H | 0 | 0 | 0 | 0 | 0 | 0
LFG | 0 | 0 | 0 | 0 | 0 | 0
Nuc | 0 | 0 | 0 | 0 | 0 | 0
PS | 0 | 0 | 0 | 0 | 0 | 0
PV | 0 | 0 | 0 | 0 | 0 | 0
PeakG | 0 | 0 | 0 | 0 | 0 | 0
PeakO | 0 | 0 | 0 | 0 | 0 | 0
ST | 0 | 0 | 0 | 0 | 0 | 0
STOG | 0 | 0 | 0 | 0 | 0 | 0
STWD | 0 | 0 | 0 | 0 | 0 | 0
WT | 0 | 0 | 0 | 0 | 0 | 0
IGCC | 0 | 0 | 0 | 0 | 0 | 0
DemandResponse | 0 | 0 | 0 | 0 | 0 | 0
IGCC-CCS | 0 | 0 | 0 | 0 | 0 | 0
WT_off | 0 | 0 | 0 | 0 | 0 | 0
PseudoUnit | 0 | 0 | 0 | 0 | 0 | 0
FixedInterchange | 0 | 0 | 0 | 0 | 0 | 0
Emission Cost by Reporting Type: PJM_ROR
ReportingType | 2015 | 2020 | 2025 | 2030 | 2035 | 2040
BM | 0 | 0 | 0 | 0 | 0 | 0
CC | 0 | 0 | 0 | 0 | 0 | 0
CSP | 0 | 0 | 0 | 0 | 0 | 0
CT | 0 | 0 | 0 | 0 | 0 | 0
Coal | 0 | 0 | 0 | 0 | 0 | 0
Geo | 0 | 0 | 0 | 0 | 0 | 0
H | 0 | 0 | 0 | 0 | 0 | 0
LFG | 0 | 0 | 0 | 0 | 0 | 0
Nuc | 0 | 0 | 0 | 0 | 0 | 0
PS | 0 | 0 | 0 | 0 | 0 | 0
PV | 0 | 0 | 0 | 0 | 0 | 0
PeakG | 0 | 0 | 0 | 0 | 0 | 0
PeakO | 0 | 0 | 0 | 0 | 0 | 0
ST | 0 | 0 | 0 | 0 | 0 | 0
STOG | 0 | 0 | 0 | 0 | 0 | 0
STWD | 0 | 0 | 0 | 0 | 0 | 0
WT | 0 | 0 | 0 | 0 | 0 | 0
IGCC | 0 | 0 | 0 | 0 | 0 | 0
DemandResponse | 0 | 0 | 0 | 0 | 0 | 0
IGCC-CCS | 0 | 0 | 0 | 0 | 0 | 0
WT_off | 0 | 0 | 0 | 0 | 0 | 0
PseudoUnit | 0 | 0 | 0 | 0 | 0 | 0
FixedInterchange | 0 | 0 | 0 | 0 | 0 | 0
Emission Cost by Reporting Type: SOCO
ReportingType | 2015 | 2020 | 2025 | 2030 | 2035 | 2040
BM | 0 | 0 | 0 | 0 | 0 | 0
CC | 0 | 0 | 0 | 0 | 0 | 0
CSP | 0 | 0 | 0 | 0 | 0 | 0
CT | 0 | 0 | 0 | 0 | 0 | 0
Coal | 0 | 0 | 0 | 0 | 0 | 0
Geo | 0 | 0 | 0 | 0 | 0 | 0
H | 0 | 0 | 0 | 0 | 0 | 0
LFG | 0 | 0 | 0 | 0 | 0 | 0
Nuc | 0 | 0 | 0 | 0 | 0 | 0
PS | 0 | 0 | 0 | 0 | 0 | 0
PV | 0 | 0 | 0 | 0 | 0 | 0
PeakG | 0 | 0 | 0 | 0 | 0 | 0
PeakO | 0 | 0 | 0 | 0 | 0 | 0
ST | 0 | 0 | 0 | 0 | 0 | 0
STOG | 0 | 0 | 0 | 0 | 0 | 0
STWD | 0 | 0 | 0 | 0 | 0 | 0
WT | 0 | 0 | 0 | 0 | 0 | 0
IGCC | 0 | 0 | 0 | 0 | 0 | 0
DemandResponse | 0 | 0 | 0 | 0 | 0 | 0
IGCC-CCS | 0 | 0 | 0 | 0 | 0 | 0
WT_off | 0 | 0 | 0 | 0 | 0 | 0
PseudoUnit | 0 | 0 | 0 | 0 | 0 | 0
FixedInterchange | 0 | 0 | 0 | 0 | 0 | 0
Emission Cost by Reporting Type: SPP_N
ReportingType | 2015 | 2020 | 2025 | 2030 | 2035 | 2040
BM | 0 | 0 | 0 | 0 | 0 | 0
CC | 0 | 0 | 0 | 0 | 0 | 0
CSP | 0 | 0 | 0 | 0 | 0 | 0
CT | 0 | 0 | 0 | 0 | 0 | 0
Coal | 0 | 0 | 0 | 0 | 0 | 0
Geo | 0 | 0 | 0 | 0 | 0 | 0
H | 0 | 0 | 0 | 0 | 0 | 0
LFG | 0 | 0 | 0 | 0 | 0 | 0
Nuc | 0 | 0 | 0 | 0 | 0 | 0
PS | 0 | 0 | 0 | 0 | 0 | 0
PV | 0 | 0 | 0 | 0 | 0 | 0
PeakG | 0 | 0 | 0 | 0 | 0 | 0
PeakO | 0 | 0 | 0 | 0 | 0 | 0
ST | 0 | 0 | 0 | 0 | 0 | 0
STOG | 0 | 0 | 0 | 0 | 0 | 0
STWD | 0 | 0 | 0 | 0 | 0 | 0
WT | 0 | 0 | 0 | 0 | 0 | 0
IGCC | 0 | 0 | 0 | 0 | 0 | 0
DemandResponse | 0 | 0 | 0 | 0 | 0 | 0
IGCC-CCS | 0 | 0 | 0 | 0 | 0 | 0
WT_off | 0 | 0 | 0 | 0 | 0 | 0
PseudoUnit | 0 | 0 | 0 | 0 | 0 | 0
FixedInterchange | 0 | 0 | 0 | 0 | 0 | 0
Emission Cost by Reporting Type: SPP_S
ReportingType | 2015 | 2020 | 2025 | 2030 | 2035 | 2040
BM | 0 | 0 | 0 | 0 | 0 | 0
CC | 0 | 0 | 0 | 0 | 0 | 0
CSP | 0 | 0 | 0 | 0 | 0 | 0
CT | 0 | 0 | 0 | 0 | 0 | 0
Coal | 0 | 0 | 0 | 0 | 0 | 0
Geo | 0 | 0 | 0 | 0 | 0 | 0
H | 0 | 0 | 0 | 0 | 0 | 0
LFG | 0 | 0 | 0 | 0 | 0 | 0
Nuc | 0 | 0 | 0 | 0 | 0 | 0
PS | 0 | 0 | 0 | 0 | 0 | 0
PV | 0 | 0 | 0 | 0 | 0 | 0
PeakG | 0 | 0 | 0 | 0 | 0 | 0
PeakO | 0 | 0 | 0 | 0 | 0 | 0
ST | 0 | 0 | 0 | 0 | 0 | 0
STOG | 0 | 0 | 0 | 0 | 0 | 0
STWD | 0 | 0 | 0 | 0 | 0 | 0
WT | 0 | 0 | 0 | 0 | 0 | 0
IGCC | 0 | 0 | 0 | 0 | 0 | 0
DemandResponse | 0 | 0 | 0 | 0 | 0 | 0
IGCC-CCS | 0 | 0 | 0 | 0 | 0 | 0
WT_off | 0 | 0 | 0 | 0 | 0 | 0
PseudoUnit | 0 | 0 | 0 | 0 | 0 | 0
FixedInterchange | 0 | 0 | 0 | 0 | 0 | 0
Emission Cost by Reporting Type: TVA
ReportingType | 2015 | 2020 | 2025 | 2030 | 2035 | 2040
BM | 0 | 0 | 0 | 0 | 0 | 0
CC | 0 | 0 | 0 | 0 | 0 | 0
CSP | 0 | 0 | 0 | 0 | 0 | 0
CT | 0 | 0 | 0 | 0 | 0 | 0
Coal | 0 | 0 | 0 | 0 | 0 | 0
Geo | 0 | 0 | 0 | 0 | 0 | 0
H | 0 | 0 | 0 | 0 | 0 | 0
LFG | 0 | 0 | 0 | 0 | 0 | 0
Nuc | 0 | 0 | 0 | 0 | 0 | 0
PS | 0 | 0 | 0 | 0 | 0 | 0
PV | 0 | 0 | 0 | 0 | 0 | 0
PeakG | 0 | 0 | 0 | 0 | 0 | 0
PeakO | 0 | 0 | 0 | 0 | 0 | 0
ST | 0 | 0 | 0 | 0 | 0 | 0
STOG | 0 | 0 | 0 | 0 | 0 | 0
STWD | 0 | 0 | 0 | 0 | 0 | 0
WT | 0 | 0 | 0 | 0 | 0 | 0
IGCC | 0 | 0 | 0 | 0 | 0 | 0
DemandResponse | 0 | 0 | 0 | 0 | 0 | 0
IGCC-CCS | 0 | 0 | 0 | 0 | 0 | 0
WT_off | 0 | 0 | 0 | 0 | 0 | 0
PseudoUnit | 0 | 0 | 0 | 0 | 0 | 0
FixedInterchange | 0 | 0 | 0 | 0 | 0 | 0
Emission Cost by Reporting Type: TVA_Transmission
ReportingType | 2015 | 2020 | 2025 | 2030 | 2035 | 2040
BM | 0 | 0 | 0 | 0 | 0 | 0
CC | 0 | 0 | 0 | 0 | 0 | 0
CSP | 0 | 0 | 0 | 0 | 0 | 0
CT | 0 | 0 | 0 | 0 | 0 | 0
Coal | 0 | 0 | 0 | 0 | 0 | 0
Geo | 0 | 0 | 0 | 0 | 0 | 0
H | 0 | 0 | 0 | 0 | 0 | 0
LFG | 0 | 0 | 0 | 0 | 0 | 0
Nuc | 0 | 0 | 0 | 0 | 0 | 0
PS | 0 | 0 | 0 | 0 | 0 | 0
PV | 0 | 0 | 0 | 0 | 0 | 0
PeakG | 0 | 0 | 0 | 0 | 0 | 0
PeakO | 0 | 0 | 0 | 0 | 0 | 0
ST | 0 | 0 | 0 | 0 | 0 | 0
STOG | 0 | 0 | 0 | 0 | 0 | 0
STWD | 0 | 0 | 0 | 0 | 0 | 0
WT | 0 | 0 | 0 | 0 | 0 | 0
IGCC | 0 | 0 | 0 | 0 | 0 | 0
DemandResponse | 0 | 0 | 0 | 0 | 0 | 0
IGCC-CCS | 0 | 0 | 0 | 0 | 0 | 0
WT_off | 0 | 0 | 0 | 0 | 0 | 0
PseudoUnit | 0 | 0 | 0 | 0 | 0 | 0
FixedInterchange | 0 | 0 | 0 | 0 | 0 | 0
Emission Cost by Reporting Type: VACAR
ReportingType | 2015 | 2020 | 2025 | 2030 | 2035 | 2040
BM | 0 | 0 | 0 | 0 | 0 | 0
CC | 0 | 0 | 0 | 0 | 0 | 0
CSP | 0 | 0 | 0 | 0 | 0 | 0
CT | 0 | 0 | 0 | 0 | 0 | 0
Coal | 0 | 0 | 0 | 0 | 0 | 0
Geo | 0 | 0 | 0 | 0 | 0 | 0
H | 0 | 0 | 0 | 0 | 0 | 0
LFG | 0 | 0 | 0 | 0 | 0 | 0
Nuc | 0 | 0 | 0 | 0 | 0 | 0
PS | 0 | 0 | 0 | 0 | 0 | 0
PV | 0 | 0 | 0 | 0 | 0 | 0
PeakG | 0 | 0 | 0 | 0 | 0 | 0
PeakO | 0 | 0 | 0 | 0 | 0 | 0
ST | 0 | 0 | 0 | 0 | 0 | 0
STOG | 0 | 0 | 0 | 0 | 0 | 0
STWD | 0 | 0 | 0 | 0 | 0 | 0
WT | 0 | 0 | 0 | 0 | 0 | 0
IGCC | 0 | 0 | 0 | 0 | 0 | 0
DemandResponse | 0 | 0 | 0 | 0 | 0 | 0
IGCC-CCS | 0 | 0 | 0 | 0 | 0 | 0
WT_off | 0 | 0 | 0 | 0 | 0 | 0
PseudoUnit | 0 | 0 | 0 | 0 | 0 | 0
FixedInterchange | 0 | 0 | 0 | 0 | 0 | 0
Emission Cost by Reporting Type: IESO
ReportingType | 2015 | 2020 | 2025 | 2030 | 2035 | 2040
BM | 0 | 0 | 0 | 0 | 0 | 0
CC | 0 | 0 | 0 | 0 | 0 | 0
CSP | 0 | 0 | 0 | 0 | 0 | 0
CT | 0 | 0 | 0 | 0 | 0 | 0
Coal | 0 | 0 | 0 | 0 | 0 | 0
Geo | 0 | 0 | 0 | 0 | 0 | 0
H | 0 | 0 | 0 | 0 | 0 | 0
LFG | 0 | 0 | 0 | 0 | 0 | 0
Nuc | 0 | 0 | 0 | 0 | 0 | 0
PS | 0 | 0 | 0 | 0 | 0 | 0
PV | 0 | 0 | 0 | 0 | 0 | 0
PeakG | 0 | 0 | 0 | 0 | 0 | 0
PeakO | 0 | 0 | 0 | 0 | 0 | 0
ST | 0 | 0 | 0 | 0 | 0 | 0
STOG | 0 | 0 | 0 | 0 | 0 | 0
STWD | 0 | 0 | 0 | 0 | 0 | 0
WT | 0 | 0 | 0 | 0 | 0 | 0
IGCC | 0 | 0 | 0 | 0 | 0 | 0
DemandResponse | 0 | 0 | 0 | 0 | 0 | 0
IGCC-CCS | 0 | 0 | 0 | 0 | 0 | 0
WT_off | 0 | 0 | 0 | 0 | 0 | 0
PseudoUnit | 0 | 0 | 0 | 0 | 0 | 0
FixedInterchange | 0 | 0 | 0 | 0 | 0 | 0
Emission Cost by Reporting Type: MAPP_CA
ReportingType | 2015 | 2020 | 2025 | 2030 | 2035 | 2040
BM | 0 | 0 | 0 | 0 | 0 | 0
CC | 0 | 0 | 0 | 0 | 0 | 0
CSP | 0 | 0 | 0 | 0 | 0 | 0
CT | 0 | 0 | 0 | 0 | 0 | 0
Coal | 0 | 0 | 0 | 0 | 0 | 0
Geo | 0 | 0 | 0 | 0 | 0 | 0
H | 0 | 0 | 0 | 0 | 0 | 0
LFG | 0 | 0 | 0 | 0 | 0 | 0
Nuc | 0 | 0 | 0 | 0 | 0 | 0
PS | 0 | 0 | 0 | 0 | 0 | 0
PV | 0 | 0 | 0 | 0 | 0 | 0
PeakG | 0 | 0 | 0 | 0 | 0 | 0
PeakO | 0 | 0 | 0 | 0 | 0 | 0
ST | 0 | 0 | 0 | 0 | 0 | 0
STOG | 0 | 0 | 0 | 0 | 0 | 0
STWD | 0 | 0 | 0 | 0 | 0 | 0
WT | 0 | 0 | 0 | 0 | 0 | 0
IGCC | 0 | 0 | 0 | 0 | 0 | 0
DemandResponse | 0 | 0 | 0 | 0 | 0 | 0
IGCC-CCS | 0 | 0 | 0 | 0 | 0 | 0
WT_off | 0 | 0 | 0 | 0 | 0 | 0
PseudoUnit | 0 | 0 | 0 | 0 | 0 | 0
FixedInterchange | 0 | 0 | 0 | 0 | 0 | 0
Emission Cost by Reporting Type: AZ_NM_SNV_Coal
ReportingType | 2015 | 2020 | 2025 | 2030 | 2035 | 2040
BM | 0 | 0 | 0 | 0 | 0 | 0
CC | 0 | 0 | 0 | 0 | 0 | 0
CSP | 0 | 0 | 0 | 0 | 0 | 0
CT | 0 | 0 | 0 | 0 | 0 | 0
Coal | 0 | 0 | 0 | 0 | 0 | 0
Geo | 0 | 0 | 0 | 0 | 0 | 0
H | 0 | 0 | 0 | 0 | 0 | 0
LFG | 0 | 0 | 0 | 0 | 0 | 0
Nuc | 0 | 0 | 0 | 0 | 0 | 0
PS | 0 | 0 | 0 | 0 | 0 | 0
PV | 0 | 0 | 0 | 0 | 0 | 0
PeakG | 0 | 0 | 0 | 0 | 0 | 0
PeakO | 0 | 0 | 0 | 0 | 0 | 0
ST | 0 | 0 | 0 | 0 | 0 | 0
STOG | 0 | 0 | 0 | 0 | 0 | 0
STWD | 0 | 0 | 0 | 0 | 0 | 0
WT | 0 | 0 | 0 | 0 | 0 | 0
IGCC | 0 | 0 | 0 | 0 | 0 | 0
DemandResponse | 0 | 0 | 0 | 0 | 0 | 0
IGCC-CCS | 0 | 0 | 0 | 0 | 0 | 0
WT_off | 0 | 0 | 0 | 0 | 0 | 0
PseudoUnit | 0 | 0 | 0 | 0 | 0 | 0
FixedInterchange | 0 | 0 | 0 | 0 | 0 | 0
Emission Cost by Reporting Type: AZ_NM_SNV_Gas
ReportingType | 2015 | 2020 | 2025 | 2030 | 2035 | 2040
BM | 0 | 0 | 0 | 0 | 0 | 0
CC | 0 | 0 | 0 | 0 | 0 | 0
CSP | 0 | 0 | 0 | 0 | 0 | 0
CT | 0 | 0 | 0 | 0 | 0 | 0
Coal | 0 | 0 | 0 | 0 | 0 | 0
Geo | 0 | 0 | 0 | 0 | 0 | 0
H | 0 | 0 | 0 | 0 | 0 | 0
LFG | 0 | 0 | 0 | 0 | 0 | 0
Nuc | 0 | 0 | 0 | 0 | 0 | 0
PS | 0 | 0 | 0 | 0 | 0 | 0
PV | 0 | 0 | 0 | 0 | 0 | 0
PeakG | 0 | 0 | 0 | 0 | 0 | 0
PeakO | 0 | 0 | 0 | 0 | 0 | 0
ST | 0 | 0 | 0 | 0 | 0 | 0
STOG | 0 | 0 | 0 | 0 | 0 | 0
STWD | 0 | 0 | 0 | 0 | 0 | 0
WT | 0 | 0 | 0 | 0 | 0 | 0
IGCC | 0 | 0 | 0 | 0 | 0 | 0
DemandResponse | 0 | 0 | 0 | 0 | 0 | 0
IGCC-CCS | 0 | 0 | 0 | 0 | 0 | 0
WT_off | 0 | 0 | 0 | 0 | 0 | 0
PseudoUnit | 0 | 0 | 0 | 0 | 0 | 0
FixedInterchange | 0 | 0 | 0 | 0 | 0 | 0
Emission Cost by Reporting Type: AZ_NM_SNV_NucRenew
ReportingType | 2015 | 2020 | 2025 | 2030 | 2035 | 2040
BM | 0 | 0 | 0 | 0 | 0 | 0
CC | 0 | 0 | 0 | 0 | 0 | 0
CSP | 0 | 0 | 0 | 0 | 0 | 0
CT | 0 | 0 | 0 | 0 | 0 | 0
Coal | 0 | 0 | 0 | 0 | 0 | 0
Geo | 0 | 0 | 0 | 0 | 0 | 0
H | 0 | 0 | 0 | 0 | 0 | 0
LFG | 0 | 0 | 0 | 0 | 0 | 0
Nuc | 0 | 0 | 0 | 0 | 0 | 0
PS | 0 | 0 | 0 | 0 | 0 | 0
PV | 0 | 0 | 0 | 0 | 0 | 0
PeakG | 0 | 0 | 0 | 0 | 0 | 0
PeakO | 0 | 0 | 0 | 0 | 0 | 0
ST | 0 | 0 | 0 | 0 | 0 | 0
STOG | 0 | 0 | 0 | 0 | 0 | 0
STWD | 0 | 0 | 0 | 0 | 0 | 0
WT | 0 | 0 | 0 | 0 | 0 | 0
IGCC | 0 | 0 | 0 | 0 | 0 | 0
DemandResponse | 0 | 0 | 0 | 0 | 0 | 0
IGCC-CCS | 0 | 0 | 0 | 0 | 0 | 0
WT_off | 0 | 0 | 0 | 0 | 0 | 0
PseudoUnit | 0 | 0 | 0 | 0 | 0 | 0
FixedInterchange | 0 | 0 | 0 | 0 | 0 | 0
Emission Cost by Reporting Type: ERCOT
ReportingType | 2015 | 2020 | 2025 | 2030 | 2035 | 2040
BM | 0 | 0 | 0 | 0 | 0 | 0
CC | 0 | 0 | 0 | 0 | 0 | 0
CSP | 0 | 0 | 0 | 0 | 0 | 0
CT | 0 | 0 | 0 | 0 | 0 | 0
Coal | 0 | 0 | 0 | 0 | 0 | 0
Geo | 0 | 0 | 0 | 0 | 0 | 0
H | 0 | 0 | 0 | 0 | 0 | 0
LFG | 0 | 0 | 0 | 0 | 0 | 0
Nuc | 0 | 0 | 0 | 0 | 0 | 0
PS | 0 | 0 | 0 | 0 | 0 | 0
PV | 0 | 0 | 0 | 0 | 0 | 0
PeakG | 0 | 0 | 0 | 0 | 0 | 0
PeakO | 0 | 0 | 0 | 0 | 0 | 0
ST | 0 | 0 | 0 | 0 | 0 | 0
STOG | 0 | 0 | 0 | 0 | 0 | 0
STWD | 0 | 0 | 0 | 0 | 0 | 0
WT | 0 | 0 | 0 | 0 | 0 | 0
IGCC | 0 | 0 | 0 | 0 | 0 | 0
DemandResponse | 0 | 0 | 0 | 0 | 0 | 0
IGCC-CCS | 0 | 0 | 0 | 0 | 0 | 0
WT_off | 0 | 0 | 0 | 0 | 0 | 0
PseudoUnit | 0 | 0 | 0 | 0 | 0 | 0
FixedInterchange | 0 | 0 | 0 | 0 | 0 | 0
Emission Cost by Reporting Type: NP15
ReportingType | 2015 | 2020 | 2025 | 2030 | 2035 | 2040
BM | 0 | 0 | 0 | 0 | 0 | 0
CC | 0 | 0 | 0 | 0 | 0 | 0
CSP | 0 | 0 | 0 | 0 | 0 | 0
CT | 0 | 0 | 0 | 0 | 0 | 0
Coal | 0 | 0 | 0 | 0 | 0 | 0
Geo | 0 | 0 | 0 | 0 | 0 | 0
H | 0 | 0 | 0 | 0 | 0 | 0
LFG | 0 | 0 | 0 | 0 | 0 | 0
Nuc | 0 | 0 | 0 | 0 | 0 | 0
PS | 0 | 0 | 0 | 0 | 0 | 0
PV | 0 | 0 | 0 | 0 | 0 | 0
PeakG | 0 | 0 | 0 | 0 | 0 | 0
PeakO | 0 | 0 | 0 | 0 | 0 | 0
ST | 0 | 0 | 0 | 0 | 0 | 0
STOG | 0 | 0 | 0 | 0 | 0 | 0
STWD | 0 | 0 | 0 | 0 | 0 | 0
WT | 0 | 0 | 0 | 0 | 0 | 0
IGCC | 0 | 0 | 0 | 0 | 0 | 0
DemandResponse | 0 | 0 | 0 | 0 | 0 | 0
IGCC-CCS | 0 | 0 | 0 | 0 | 0 | 0
WT_off | 0 | 0 | 0 | 0 | 0 | 0
PseudoUnit | 0 | 0 | 0 | 0 | 0 | 0
FixedInterchange | 0 | 0 | 0 | 0 | 0 | 0
Emission Cost by Reporting Type: NWPP_Coal
ReportingType | 2015 | 2020 | 2025 | 2030 | 2035 | 2040
BM | 0 | 0 | 0 | 0 | 0 | 0
CC | 0 | 0 | 0 | 0 | 0 | 0
CSP | 0 | 0 | 0 | 0 | 0 | 0
CT | 0 | 0 | 0 | 0 | 0 | 0
Coal | 0 | 0 | 0 | 0 | 0 | 0
Geo | 0 | 0 | 0 | 0 | 0 | 0
H | 0 | 0 | 0 | 0 | 0 | 0
LFG | 0 | 0 | 0 | 0 | 0 | 0
Nuc | 0 | 0 | 0 | 0 | 0 | 0
PS | 0 | 0 | 0 | 0 | 0 | 0
PV | 0 | 0 | 0 | 0 | 0 | 0
PeakG | 0 | 0 | 0 | 0 | 0 | 0
PeakO | 0 | 0 | 0 | 0 | 0 | 0
ST | 0 | 0 | 0 | 0 | 0 | 0
STOG | 0 | 0 | 0 | 0 | 0 | 0
STWD | 0 | 0 | 0 | 0 | 0 | 0
WT | 0 | 0 | 0 | 0 | 0 | 0
IGCC | 0 | 0 | 0 | 0 | 0 | 0
DemandResponse | 0 | 0 | 0 | 0 | 0 | 0
IGCC-CCS | 0 | 0 | 0 | 0 | 0 | 0
WT_off | 0 | 0 | 0 | 0 | 0 | 0
PseudoUnit | 0 | 0 | 0 | 0 | 0 | 0
FixedInterchange | 0 | 0 | 0 | 0 | 0 | 0
Emission Cost by Reporting Type: NWPP_Gas
ReportingType | 2015 | 2020 | 2025 | 2030 | 2035 | 2040
BM | 0 | 0 | 0 | 0 | 0 | 0
CC | 0 | 0 | 0 | 0 | 0 | 0
CSP | 0 | 0 | 0 | 0 | 0 | 0
CT | 0 | 0 | 0 | 0 | 0 | 0
Coal | 0 | 0 | 0 | 0 | 0 | 0
Geo | 0 | 0 | 0 | 0 | 0 | 0
H | 0 | 0 | 0 | 0 | 0 | 0
LFG | 0 | 0 | 0 | 0 | 0 | 0
Nuc | 0 | 0 | 0 | 0 | 0 | 0
PS | 0 | 0 | 0 | 0 | 0 | 0
PV | 0 | 0 | 0 | 0 | 0 | 0
PeakG | 0 | 0 | 0 | 0 | 0 | 0
PeakO | 0 | 0 | 0 | 0 | 0 | 0
ST | 0 | 0 | 0 | 0 | 0 | 0
STOG | 0 | 0 | 0 | 0 | 0 | 0
STWD | 0 | 0 | 0 | 0 | 0 | 0
WT | 0 | 0 | 0 | 0 | 0 | 0
IGCC | 0 | 0 | 0 | 0 | 0 | 0
DemandResponse | 0 | 0 | 0 | 0 | 0 | 0
IGCC-CCS | 0 | 0 | 0 | 0 | 0 | 0
WT_off | 0 | 0 | 0 | 0 | 0 | 0
PseudoUnit | 0 | 0 | 0 | 0 | 0 | 0
FixedInterchange | 0 | 0 | 0 | 0 | 0 | 0
Emission Cost by Reporting Type: NWPP_NucRenew
ReportingType | 2015 | 2020 | 2025 | 2030 | 2035 | 2040
BM | 0 | 0 | 0 | 0 | 0 | 0
CC | 0 | 0 | 0 | 0 | 0 | 0
CSP | 0 | 0 | 0 | 0 | 0 | 0
CT | 0 | 0 | 0 | 0 | 0 | 0
Coal | 0 | 0 | 0 | 0 | 0 | 0
Geo | 0 | 0 | 0 | 0 | 0 | 0
H | 0 | 0 | 0 | 0 | 0 | 0
LFG | 0 | 0 | 0 | 0 | 0 | 0
Nuc | 0 | 0 | 0 | 0 | 0 | 0
PS | 0 | 0 | 0 | 0 | 0 | 0
PV | 0 | 0 | 0 | 0 | 0 | 0
PeakG | 0 | 0 | 0 | 0 | 0 | 0
PeakO | 0 | 0 | 0 | 0 | 0 | 0
ST | 0 | 0 | 0 | 0 | 0 | 0
STOG | 0 | 0 | 0 | 0 | 0 | 0
STWD | 0 | 0 | 0 | 0 | 0 | 0
WT | 0 | 0 | 0 | 0 | 0 | 0
IGCC | 0 | 0 | 0 | 0 | 0 | 0
DemandResponse | 0 | 0 | 0 | 0 | 0 | 0
IGCC-CCS | 0 | 0 | 0 | 0 | 0 | 0
WT_off | 0 | 0 | 0 | 0 | 0 | 0
PseudoUnit | 0 | 0 | 0 | 0 | 0 | 0
FixedInterchange | 0 | 0 | 0 | 0 | 0 | 0
Emission Cost by Reporting Type: RMPA
ReportingType | 2015 | 2020 | 2025 | 2030 | 2035 | 2040
BM | 0 | 0 | 0 | 0 | 0 | 0
CC | 0 | 0 | 0 | 0 | 0 | 0
CSP | 0 | 0 | 0 | 0 | 0 | 0
CT | 0 | 0 | 0 | 0 | 0 | 0
Coal | 0 | 0 | 0 | 0 | 0 | 0
Geo | 0 | 0 | 0 | 0 | 0 | 0
H | 0 | 0 | 0 | 0 | 0 | 0
LFG | 0 | 0 | 0 | 0 | 0 | 0
Nuc | 0 | 0 | 0 | 0 | 0 | 0
PS | 0 | 0 | 0 | 0 | 0 | 0
PV | 0 | 0 | 0 | 0 | 0 | 0
PeakG | 0 | 0 | 0 | 0 | 0 | 0
PeakO | 0 | 0 | 0 | 0 | 0 | 0
ST | 0 | 0 | 0 | 0 | 0 | 0
STOG | 0 | 0 | 0 | 0 | 0 | 0
STWD | 0 | 0 | 0 | 0 | 0 | 0
WT | 0 | 0 | 0 | 0 | 0 | 0
IGCC | 0 | 0 | 0 | 0 | 0 | 0
DemandResponse | 0 | 0 | 0 | 0 | 0 | 0
IGCC-CCS | 0 | 0 | 0 | 0 | 0 | 0
WT_off | 0 | 0 | 0 | 0 | 0 | 0
PseudoUnit | 0 | 0 | 0 | 0 | 0 | 0
FixedInterchange | 0 | 0 | 0 | 0 | 0 | 0
Emission Cost by Reporting Type: SP15
ReportingType | 2015 | 2020 | 2025 | 2030 | 2035 | 2040
BM | 0 | 0 | 0 | 0 | 0 | 0
CC | 0 | 0 | 0 | 0 | 0 | 0
CSP | 0 | 0 | 0 | 0 | 0 | 0
CT | 0 | 0 | 0 | 0 | 0 | 0
Coal | 0 | 0 | 0 | 0 | 0 | 0
Geo | 0 | 0 | 0 | 0 | 0 | 0
H | 0 | 0 | 0 | 0 | 0 | 0
LFG | 0 | 0 | 0 | 0 | 0 | 0
Nuc | 0 | 0 | 0 | 0 | 0 | 0
PS | 0 | 0 | 0 | 0 | 0 | 0
PV | 0 | 0 | 0 | 0 | 0 | 0
PeakG | 0 | 0 | 0 | 0 | 0 | 0
PeakO | 0 | 0 | 0 | 0 | 0 | 0
ST | 0 | 0 | 0 | 0 | 0 | 0
STOG | 0 | 0 | 0 | 0 | 0 | 0
STWD | 0 | 0 | 0 | 0 | 0 | 0
WT | 0 | 0 | 0 | 0 | 0 | 0
IGCC | 0 | 0 | 0 | 0 | 0 | 0
DemandResponse | 0 | 0 | 0 | 0 | 0 | 0
IGCC-CCS | 0 | 0 | 0 | 0 | 0 | 0
WT_off | 0 | 0 | 0 | 0 | 0 | 0
PseudoUnit | 0 | 0 | 0 | 0 | 0 | 0
FixedInterchange | 0 | 0 | 0 | 0 | 0 | 0
Emission Cost by Reporting Type: ALB
ReportingType | 2015 | 2020 | 2025 | 2030 | 2035 | 2040
BM | 0 | 0 | 0 | 0 | 0 | 0
CC | 0 | 0 | 0 | 0 | 0 | 0
CSP | 0 | 0 | 0 | 0 | 0 | 0
CT | 0 | 0 | 0 | 0 | 0 | 0
Coal | 0 | 0 | 0 | 0 | 0 | 0
Geo | 0 | 0 | 0 | 0 | 0 | 0
H | 0 | 0 | 0 | 0 | 0 | 0
LFG | 0 | 0 | 0 | 0 | 0 | 0
Nuc | 0 | 0 | 0 | 0 | 0 | 0
PS | 0 | 0 | 0 | 0 | 0 | 0
PV | 0 | 0 | 0 | 0 | 0 | 0
PeakG | 0 | 0 | 0 | 0 | 0 | 0
PeakO | 0 | 0 | 0 | 0 | 0 | 0
ST | 0 | 0 | 0 | 0 | 0 | 0
STOG | 0 | 0 | 0 | 0 | 0 | 0
STWD | 0 | 0 | 0 | 0 | 0 | 0
WT | 0 | 0 | 0 | 0 | 0 | 0
IGCC | 0 | 0 | 0 | 0 | 0 | 0
DemandResponse | 0 | 0 | 0 | 0 | 0 | 0
IGCC-CCS | 0 | 0 | 0 | 0 | 0 | 0
WT_off | 0 | 0 | 0 | 0 | 0 | 0
PseudoUnit | 0 | 0 | 0 | 0 | 0 | 0
FixedInterchange | 0 | 0 | 0 | 0 | 0 | 0
Emission Cost by Reporting Type: BC
ReportingType | 2015 | 2020 | 2025 | 2030 | 2035 | 2040
BM | 0 | 0 | 0 | 0 | 0 | 0
CC | 0 | 0 | 0 | 0 | 0 | 0
CSP | 0 | 0 | 0 | 0 | 0 | 0
CT | 0 | 0 | 0 | 0 | 0 | 0
Coal | 0 | 0 | 0 | 0 | 0 | 0
Geo | 0 | 0 | 0 | 0 | 0 | 0
H | 0 | 0 | 0 | 0 | 0 | 0
LFG | 0 | 0 | 0 | 0 | 0 | 0
Nuc | 0 | 0 | 0 | 0 | 0 | 0
PS | 0 | 0 | 0 | 0 | 0 | 0
PV | 0 | 0 | 0 | 0 | 0 | 0
PeakG | 0 | 0 | 0 | 0 | 0 | 0
PeakO | 0 | 0 | 0 | 0 | 0 | 0
ST | 0 | 0 | 0 | 0 | 0 | 0
STOG | 0 | 0 | 0 | 0 | 0 | 0
STWD | 0 | 0 | 0 | 0 | 0 | 0
WT | 0 | 0 | 0 | 0 | 0 | 0
IGCC | 0 | 0 | 0 | 0 | 0 | 0
DemandResponse | 0 | 0 | 0 | 0 | 0 | 0
IGCC-CCS | 0 | 0 | 0 | 0 | 0 | 0
WT_off | 0 | 0 | 0 | 0 | 0 | 0
PseudoUnit | 0 | 0 | 0 | 0 | 0 | 0
FixedInterchange | 0 | 0 | 0 | 0 | 0 | 0
Emission Cost by Reporting Type: HQ_IESO
ReportingType | 2015 | 2020 | 2025 | 2030 | 2035 | 2040
BM | 0 | 0 | 0 | 0 | 0 | 0
CC | 0 | 0 | 0 | 0 | 0 | 0
CSP | 0 | 0 | 0 | 0 | 0 | 0
CT | 0 | 0 | 0 | 0 | 0 | 0
Coal | 0 | 0 | 0 | 0 | 0 | 0
Geo | 0 | 0 | 0 | 0 | 0 | 0
H | 0 | 0 | 0 | 0 | 0 | 0
LFG | 0 | 0 | 0 | 0 | 0 | 0
Nuc | 0 | 0 | 0 | 0 | 0 | 0
PS | 0 | 0 | 0 | 0 | 0 | 0
PV | 0 | 0 | 0 | 0 | 0 | 0
PeakG | 0 | 0 | 0 | 0 | 0 | 0
PeakO | 0 | 0 | 0 | 0 | 0 | 0
ST | 0 | 0 | 0 | 0 | 0 | 0
STOG | 0 | 0 | 0 | 0 | 0 | 0
STWD | 0 | 0 | 0 | 0 | 0 | 0
WT | 0 | 0 | 0 | 0 | 0 | 0
IGCC | 0 | 0 | 0 | 0 | 0 | 0
DemandResponse | 0 | 0 | 0 | 0 | 0 | 0
IGCC-CCS | 0 | 0 | 0 | 0 | 0 | 0
WT_off | 0 | 0 | 0 | 0 | 0 | 0
PseudoUnit | 0 | 0 | 0 | 0 | 0 | 0
FixedInterchange | 0 | 0 | 0 | 0 | 0 | 0
Emission Cost by Reporting Type: HQ_NEISO
ReportingType | 2015 | 2020 | 2025 | 2030 | 2035 | 2040
BM | 0 | 0 | 0 | 0 | 0 | 0
CC | 0 | 0 | 0 | 0 | 0 | 0
CSP | 0 | 0 | 0 | 0 | 0 | 0
CT | 0 | 0 | 0 | 0 | 0 | 0
Coal | 0 | 0 | 0 | 0 | 0 | 0
Geo | 0 | 0 | 0 | 0 | 0 | 0
H | 0 | 0 | 0 | 0 | 0 | 0
LFG | 0 | 0 | 0 | 0 | 0 | 0
Nuc | 0 | 0 | 0 | 0 | 0 | 0
PS | 0 | 0 | 0 | 0 | 0 | 0
PV | 0 | 0 | 0 | 0 | 0 | 0
PeakG | 0 | 0 | 0 | 0 | 0 | 0
PeakO | 0 | 0 | 0 | 0 | 0 | 0
ST | 0 | 0 | 0 | 0 | 0 | 0
STOG | 0 | 0 | 0 | 0 | 0 | 0
STWD | 0 | 0 | 0 | 0 | 0 | 0
WT | 0 | 0 | 0 | 0 | 0 | 0
IGCC | 0 | 0 | 0 | 0 | 0 | 0
DemandResponse | 0 | 0 | 0 | 0 | 0 | 0
IGCC-CCS | 0 | 0 | 0 | 0 | 0 | 0
WT_off | 0 | 0 | 0 | 0 | 0 | 0
PseudoUnit | 0 | 0 | 0 | 0 | 0 | 0
FixedInterchange | 0 | 0 | 0 | 0 | 0 | 0
Emission Cost by Reporting Type: HQ_NY
ReportingType | 2015 | 2020 | 2025 | 2030 | 2035 | 2040
BM | 0 | 0 | 0 | 0 | 0 | 0
CC | 0 | 0 | 0 | 0 | 0 | 0
CSP | 0 | 0 | 0 | 0 | 0 | 0
CT | 0 | 0 | 0 | 0 | 0 | 0
Coal | 0 | 0 | 0 | 0 | 0 | 0
Geo | 0 | 0 | 0 | 0 | 0 | 0
H | 0 | 0 | 0 | 0 | 0 | 0
LFG | 0 | 0 | 0 | 0 | 0 | 0
Nuc | 0 | 0 | 0 | 0 | 0 | 0
PS | 0 | 0 | 0 | 0 | 0 | 0
PV | 0 | 0 | 0 | 0 | 0 | 0
PeakG | 0 | 0 | 0 | 0 | 0 | 0
PeakO | 0 | 0 | 0 | 0 | 0 | 0
ST | 0 | 0 | 0 | 0 | 0 | 0
STOG | 0 | 0 | 0 | 0 | 0 | 0
STWD | 0 | 0 | 0 | 0 | 0 | 0
WT | 0 | 0 | 0 | 0 | 0 | 0
IGCC | 0 | 0 | 0 | 0 | 0 | 0
DemandResponse | 0 | 0 | 0 | 0 | 0 | 0
IGCC-CCS | 0 | 0 | 0 | 0 | 0 | 0
WT_off | 0 | 0 | 0 | 0 | 0 | 0
PseudoUnit | 0 | 0 | 0 | 0 | 0 | 0
FixedInterchange | 0 | 0 | 0 | 0 | 0 | 0
Emission Cost by Reporting Type: MARITIMES
ReportingType | 2015 | 2020 | 2025 | 2030 | 2035 | 2040
BM | 0 | 0 | 0 | 0 | 0 | 0
CC | 0 | 0 | 0 | 0 | 0 | 0
CSP | 0 | 0 | 0 | 0 | 0 | 0
CT | 0 | 0 | 0 | 0 | 0 | 0
Coal | 0 | 0 | 0 | 0 | 0 | 0
Geo | 0 | 0 | 0 | 0 | 0 | 0
H | 0 | 0 | 0 | 0 | 0 | 0
LFG | 0 | 0 | 0 | 0 | 0 | 0
Nuc | 0 | 0 | 0 | 0 | 0 | 0
PS | 0 | 0 | 0 | 0 | 0 | 0
PV | 0 | 0 | 0 | 0 | 0 | 0
PeakG | 0 | 0 | 0 | 0 | 0 | 0
PeakO | 0 | 0 | 0 | 0 | 0 | 0
ST | 0 | 0 | 0 | 0 | 0 | 0
STOG | 0 | 0 | 0 | 0 | 0 | 0
STWD | 0 | 0 | 0 | 0 | 0 | 0
WT | 0 | 0 | 0 | 0 | 0 | 0
IGCC | 0 | 0 | 0 | 0 | 0 | 0
DemandResponse | 0 | 0 | 0 | 0 | 0 | 0
IGCC-CCS | 0 | 0 | 0 | 0 | 0 | 0
WT_off | 0 | 0 | 0 | 0 | 0 | 0
PseudoUnit | 0 | 0 | 0 | 0 | 0 | 0
FixedInterchange | 0 | 0 | 0 | 0 | 0 | 0
Emission Cost by Reporting Type: All
ReportingType | 2015 | 2020 | 2025 | 2030 | 2035 | 2040
BM | 0 | 0 | 0 | 0 | 0 | 0
CC | 0 | 0 | 0 | 0 | 0 | 0
CSP | 0 | 0 | 0 | 0 | 0 | 0
CT | 0 | 0 | 0 | 0 | 0 | 0
Coal | 0 | 0 | 0 | 0 | 0 | 0
Geo | 0 | 0 | 0 | 0 | 0 | 0
H | 0 | 0 | 0 | 0 | 0 | 0
LFG | 0 | 0 | 0 | 0 | 0 | 0
Nuc | 0 | 0 | 0 | 0 | 0 | 0
PS | 0 | 0 | 0 | 0 | 0 | 0
PV | 0 | 0 | 0 | 0 | 0 | 0
PeakG | 0 | 0 | 0 | 0 | 0 | 0
PeakO | 0 | 0 | 0 | 0 | 0 | 0
ST | 0 | 0 | 0 | 0 | 0 | 0
STOG | 0 | 0 | 0 | 0 | 0 | 0
STWD | 0 | 0 | 0 | 0 | 0 | 0
WT | 0 | 0 | 0 | 0 | 0 | 0
IGCC | 0 | 0 | 0 | 0 | 0 | 0
DemandResponse | 0 | 0 | 0 | 0 | 0 | 0
IGCC-CCS | 0 | 0 | 0 | 0 | 0 | 0
WT_off | 0 | 0 | 0 | 0 | 0 | 0
PseudoUnit | 0 | 0 | 0 | 0 | 0 | 0
FixedInterchange | 0 | 0 | 0 | 0 | 0 | 0
Emission Cost by Reporting Type: EI_US
ReportingType | 2015 | 2020 | 2025 | 2030 | 2035 | 2040
BM | 0 | 0 | 0 | 0 | 0 | 0
CC | 0 | 0 | 0 | 0 | 0 | 0
CSP | 0 | 0 | 0 | 0 | 0 | 0
CT | 0 | 0 | 0 | 0 | 0 | 0
Coal | 0 | 0 | 0 | 0 | 0 | 0
Geo | 0 | 0 | 0 | 0 | 0 | 0
H | 0 | 0 | 0 | 0 | 0 | 0
LFG | 0 | 0 | 0 | 0 | 0 | 0
Nuc | 0 | 0 | 0 | 0 | 0 | 0
PS | 0 | 0 | 0 | 0 | 0 | 0
PV | 0 | 0 | 0 | 0 | 0 | 0
PeakG | 0 | 0 | 0 | 0 | 0 | 0
PeakO | 0 | 0 | 0 | 0 | 0 | 0
ST | 0 | 0 | 0 | 0 | 0 | 0
STOG | 0 | 0 | 0 | 0 | 0 | 0
STWD | 0 | 0 | 0 | 0 | 0 | 0
WT | 0 | 0 | 0 | 0 | 0 | 0
IGCC | 0 | 0 | 0 | 0 | 0 | 0
DemandResponse | 0 | 0 | 0 | 0 | 0 | 0
IGCC-CCS | 0 | 0 | 0 | 0 | 0 | 0
WT_off | 0 | 0 | 0 | 0 | 0 | 0
PseudoUnit | 0 | 0 | 0 | 0 | 0 | 0
FixedInterchange | 0 | 0 | 0 | 0 | 0 | 0
Emission Cost by Reporting Type: EI_Canada
ReportingType | 2015 | 2020 | 2025 | 2030 | 2035 | 2040
BM | 0 | 0 | 0 | 0 | 0 | 0
CC | 0 | 0 | 0 | 0 | 0 | 0
CSP | 0 | 0 | 0 | 0 | 0 | 0
CT | 0 | 0 | 0 | 0 | 0 | 0
Coal | 0 | 0 | 0 | 0 | 0 | 0
Geo | 0 | 0 | 0 | 0 | 0 | 0
H | 0 | 0 | 0 | 0 | 0 | 0
LFG | 0 | 0 | 0 | 0 | 0 | 0
Nuc | 0 | 0 | 0 | 0 | 0 | 0
PS | 0 | 0 | 0 | 0 | 0 | 0
PV | 0 | 0 | 0 | 0 | 0 | 0
PeakG | 0 | 0 | 0 | 0 | 0 | 0
PeakO | 0 | 0 | 0 | 0 | 0 | 0
ST | 0 | 0 | 0 | 0 | 0 | 0
STOG | 0 | 0 | 0 | 0 | 0 | 0
STWD | 0 | 0 | 0 | 0 | 0 | 0
WT | 0 | 0 | 0 | 0 | 0 | 0
IGCC | 0 | 0 | 0 | 0 | 0 | 0
DemandResponse | 0 | 0 | 0 | 0 | 0 | 0
IGCC-CCS | 0 | 0 | 0 | 0 | 0 | 0
WT_off | 0 | 0 | 0 | 0 | 0 | 0
PseudoUnit | 0 | 0 | 0 | 0 | 0 | 0
FixedInterchange | 0 | 0 | 0 | 0 | 0 | 0
Emission Cost by Reporting Type: EI
ReportingType | 2015 | 2020 | 2025 | 2030 | 2035 | 2040
BM | 0 | 0 | 0 | 0 | 0 | 0
CC | 0 | 0 | 0 | 0 | 0 | 0
CSP | 0 | 0 | 0 | 0 | 0 | 0
CT | 0 | 0 | 0 | 0 | 0 | 0
Coal | 0 | 0 | 0 | 0 | 0 | 0
Geo | 0 | 0 | 0 | 0 | 0 | 0
H | 0 | 0 | 0 | 0 | 0 | 0
LFG | 0 | 0 | 0 | 0 | 0 | 0
Nuc | 0 | 0 | 0 | 0 | 0 | 0
PS | 0 | 0 | 0 | 0 | 0 | 0
PV | 0 | 0 | 0 | 0 | 0 | 0
PeakG | 0 | 0 | 0 | 0 | 0 | 0
PeakO | 0 | 0 | 0 | 0 | 0 | 0
ST | 0 | 0 | 0 | 0 | 0 | 0
STOG | 0 | 0 | 0 | 0 | 0 | 0
STWD | 0 | 0 | 0 | 0 | 0 | 0
WT | 0 | 0 | 0 | 0 | 0 | 0
IGCC | 0 | 0 | 0 | 0 | 0 | 0
DemandResponse | 0 | 0 | 0 | 0 | 0 | 0
IGCC-CCS | 0 | 0 | 0 | 0 | 0 | 0
WT_off | 0 | 0 | 0 | 0 | 0 | 0
PseudoUnit | 0 | 0 | 0 | 0 | 0 | 0
FixedInterchange | 0 | 0 | 0 | 0 | 0 | 0
Emission Cost by Reporting Type: Outside_EI
ReportingType | 2015 | 2020 | 2025 | 2030 | 2035 | 2040
BM | 0 | 0 | 0 | 0 | 0 | 0
CC | 0 | 0 | 0 | 0 | 0 | 0
CSP | 0 | 0 | 0 | 0 | 0 | 0
CT | 0 | 0 | 0 | 0 | 0 | 0
Coal | 0 | 0 | 0 | 0 | 0 | 0
Geo | 0 | 0 | 0 | 0 | 0 | 0
H | 0 | 0 | 0 | 0 | 0 | 0
LFG | 0 | 0 | 0 | 0 | 0 | 0
Nuc | 0 | 0 | 0 | 0 | 0 | 0
PS | 0 | 0 | 0 | 0 | 0 | 0
PV | 0 | 0 | 0 | 0 | 0 | 0
PeakG | 0 | 0 | 0 | 0 | 0 | 0
PeakO | 0 | 0 | 0 | 0 | 0 | 0
ST | 0 | 0 | 0 | 0 | 0 | 0
STOG | 0 | 0 | 0 | 0 | 0 | 0
STWD | 0 | 0 | 0 | 0 | 0 | 0
WT | 0 | 0 | 0 | 0 | 0 | 0
IGCC | 0 | 0 | 0 | 0 | 0 | 0
DemandResponse | 0 | 0 | 0 | 0 | 0 | 0
IGCC-CCS | 0 | 0 | 0 | 0 | 0 | 0
WT_off | 0 | 0 | 0 | 0 | 0 | 0
PseudoUnit | 0 | 0 | 0 | 0 | 0 | 0
FixedInterchange | 0 | 0 | 0 | 0 | 0 | 0
==== Emission Program: CAIRNOxAnnual : (NOx) ====
Emission Cost by Reporting Type: Entergy
ReportingType | 2015 | 2020 | 2025 | 2030 | 2035 | 2040
BM | 0 | 0 | 0 | 0 | 0 | 0
CC | 0 | 0 | 0 | 0 | 0 | 0
CSP | 0 | 0 | 0 | 0 | 0 | 0
CT | 0 | 0 | 0 | 0 | 0 | 0
Coal | 0 | 0 | 0 | 0 | 0 | 0
Geo | 0 | 0 | 0 | 0 | 0 | 0
H | 0 | 0 | 0 | 0 | 0 | 0
LFG | 0 | 0 | 0 | 0 | 0 | 0
Nuc | 0 | 0 | 0 | 0 | 0 | 0
PS | 0 | 0 | 0 | 0 | 0 | 0
PV | 0 | 0 | 0 | 0 | 0 | 0
PeakG | 0 | 0 | 0 | 0 | 0 | 0
PeakO | 0 | 0 | 0 | 0 | 0 | 0
ST | 0 | 0 | 0 | 0 | 0 | 0
STOG | 0 | 0 | 0 | 0 | 0 | 0
STWD | 0 | 0 | 0 | 0 | 0 | 0
WT | 0 | 0 | 0 | 0 | 0 | 0
IGCC | 0 | 0 | 0 | 0 | 0 | 0
DemandResponse | 0 | 0 | 0 | 0 | 0 | 0
IGCC-CCS | 0 | 0 | 0 | 0 | 0 | 0
WT_off | 0 | 0 | 0 | 0 | 0 | 0
PseudoUnit | 0 | 0 | 0 | 0 | 0 | 0
FixedInterchange | 0 | 0 | 0 | 0 | 0 | 0
Emission Cost by Reporting Type: FRCC
ReportingType | 2015 | 2020 | 2025 | 2030 | 2035 | 2040
BM | 0 | 0 | 0 | 0 | 0 | 0
CC | 0 | 0 | 0 | 0 | 0 | 0
CSP | 0 | 0 | 0 | 0 | 0 | 0
CT | 0 | 0 | 0 | 0 | 0 | 0
Coal | 0 | 0 | 0 | 0 | 0 | 0
Geo | 0 | 0 | 0 | 0 | 0 | 0
H | 0 | 0 | 0 | 0 | 0 | 0
LFG | 0 | 0 | 0 | 0 | 0 | 0
Nuc | 0 | 0 | 0 | 0 | 0 | 0
PS | 0 | 0 | 0 | 0 | 0 | 0
PV | 0 | 0 | 0 | 0 | 0 | 0
PeakG | 0 | 0 | 0 | 0 | 0 | 0
PeakO | 0 | 0 | 0 | 0 | 0 | 0
ST | 0 | 0 | 0 | 0 | 0 | 0
STOG | 0 | 0 | 0 | 0 | 0 | 0
STWD | 0 | 0 | 0 | 0 | 0 | 0
WT | 0 | 0 | 0 | 0 | 0 | 0
IGCC | 0 | 0 | 0 | 0 | 0 | 0
DemandResponse | 0 | 0 | 0 | 0 | 0 | 0
IGCC-CCS | 0 | 0 | 0 | 0 | 0 | 0
WT_off | 0 | 0 | 0 | 0 | 0 | 0
PseudoUnit | 0 | 0 | 0 | 0 | 0 | 0
FixedInterchange | 0 | 0 | 0 | 0 | 0 | 0
Emission Cost by Reporting Type: MAPP_US
ReportingType | 2015 | 2020 | 2025 | 2030 | 2035 | 2040
BM | 0 | 0 | 0 | 0 | 0 | 0
CC | 0 | 0 | 0 | 0 | 0 | 0
CSP | 0 | 0 | 0 | 0 | 0 | 0
CT | 0 | 0 | 0 | 0 | 0 | 0
Coal | 0 | 0 | 0 | 0 | 0 | 0
Geo | 0 | 0 | 0 | 0 | 0 | 0
H | 0 | 0 | 0 | 0 | 0 | 0
LFG | 0 | 0 | 0 | 0 | 0 | 0
Nuc | 0 | 0 | 0 | 0 | 0 | 0
PS | 0 | 0 | 0 | 0 | 0 | 0
PV | 0 | 0 | 0 | 0 | 0 | 0
PeakG | 0 | 0 | 0 | 0 | 0 | 0
PeakO | 0 | 0 | 0 | 0 | 0 | 0
ST | 0 | 0 | 0 | 0 | 0 | 0
STOG | 0 | 0 | 0 | 0 | 0 | 0
STWD | 0 | 0 | 0 | 0 | 0 | 0
WT | 0 | 0 | 0 | 0 | 0 | 0
IGCC | 0 | 0 | 0 | 0 | 0 | 0
DemandResponse | 0 | 0 | 0 | 0 | 0 | 0
IGCC-CCS | 0 | 0 | 0 | 0 | 0 | 0
WT_off | 0 | 0 | 0 | 0 | 0 | 0
PseudoUnit | 0 | 0 | 0 | 0 | 0 | 0
FixedInterchange | 0 | 0 | 0 | 0 | 0 | 0
Emission Cost by Reporting Type: MISO_IN
ReportingType | 2015 | 2020 | 2025 | 2030 | 2035 | 2040
BM | 0 | 0 | 0 | 0 | 0 | 0
CC | 0 | 0 | 0 | 0 | 0 | 0
CSP | 0 | 0 | 0 | 0 | 0 | 0
CT | 0 | 0 | 0 | 0 | 0 | 0
Coal | 0 | 0 | 0 | 0 | 0 | 0
Geo | 0 | 0 | 0 | 0 | 0 | 0
H | 0 | 0 | 0 | 0 | 0 | 0
LFG | 0 | 0 | 0 | 0 | 0 | 0
Nuc | 0 | 0 | 0 | 0 | 0 | 0
PS | 0 | 0 | 0 | 0 | 0 | 0
PV | 0 | 0 | 0 | 0 | 0 | 0
PeakG | 0 | 0 | 0 | 0 | 0 | 0
PeakO | 0 | 0 | 0 | 0 | 0 | 0
ST | 0 | 0 | 0 | 0 | 0 | 0
STOG | 0 | 0 | 0 | 0 | 0 | 0
STWD | 0 | 0 | 0 | 0 | 0 | 0
WT | 0 | 0 | 0 | 0 | 0 | 0
IGCC | 0 | 0 | 0 | 0 | 0 | 0
DemandResponse | 0 | 0 | 0 | 0 | 0 | 0
IGCC-CCS | 0 | 0 | 0 | 0 | 0 | 0
WT_off | 0 | 0 | 0 | 0 | 0 | 0
PseudoUnit | 0 | 0 | 0 | 0 | 0 | 0
FixedInterchange | 0 | 0 | 0 | 0 | 0 | 0
Emission Cost by Reporting Type: MISO_MI
ReportingType | 2015 | 2020 | 2025 | 2030 | 2035 | 2040
BM | 0 | 0 | 0 | 0 | 0 | 0
CC | 0 | 0 | 0 | 0 | 0 | 0
CSP | 0 | 0 | 0 | 0 | 0 | 0
CT | 0 | 0 | 0 | 0 | 0 | 0
Coal | 0 | 0 | 0 | 0 | 0 | 0
Geo | 0 | 0 | 0 | 0 | 0 | 0
H | 0 | 0 | 0 | 0 | 0 | 0
LFG | 0 | 0 | 0 | 0 | 0 | 0
Nuc | 0 | 0 | 0 | 0 | 0 | 0
PS | 0 | 0 | 0 | 0 | 0 | 0
PV | 0 | 0 | 0 | 0 | 0 | 0
PeakG | 0 | 0 | 0 | 0 | 0 | 0
PeakO | 0 | 0 | 0 | 0 | 0 | 0
ST | 0 | 0 | 0 | 0 | 0 | 0
STOG | 0 | 0 | 0 | 0 | 0 | 0
STWD | 0 | 0 | 0 | 0 | 0 | 0
WT | 0 | 0 | 0 | 0 | 0 | 0
IGCC | 0 | 0 | 0 | 0 | 0 | 0
DemandResponse | 0 | 0 | 0 | 0 | 0 | 0
IGCC-CCS | 0 | 0 | 0 | 0 | 0 | 0
WT_off | 0 | 0 | 0 | 0 | 0 | 0
PseudoUnit | 0 | 0 | 0 | 0 | 0 | 0
FixedInterchange | 0 | 0 | 0 | 0 | 0 | 0
Emission Cost by Reporting Type: MISO_MO-IL
ReportingType | 2015 | 2020 | 2025 | 2030 | 2035 | 2040
BM | 0 | 0 | 0 | 0 | 0 | 0
CC | 0 | 0 | 0 | 0 | 0 | 0
CSP | 0 | 0 | 0 | 0 | 0 | 0
CT | 0 | 0 | 0 | 0 | 0 | 0
Coal | 0 | 0 | 0 | 0 | 0 | 0
Geo | 0 | 0 | 0 | 0 | 0 | 0
H | 0 | 0 | 0 | 0 | 0 | 0
LFG | 0 | 0 | 0 | 0 | 0 | 0
Nuc | 0 | 0 | 0 | 0 | 0 | 0
PS | 0 | 0 | 0 | 0 | 0 | 0
PV | 0 | 0 | 0 | 0 | 0 | 0
PeakG | 0 | 0 | 0 | 0 | 0 | 0
PeakO | 0 | 0 | 0 | 0 | 0 | 0
ST | 0 | 0 | 0 | 0 | 0 | 0
STOG | 0 | 0 | 0 | 0 | 0 | 0
STWD | 0 | 0 | 0 | 0 | 0 | 0
WT | 0 | 0 | 0 | 0 | 0 | 0
IGCC | 0 | 0 | 0 | 0 | 0 | 0
DemandResponse | 0 | 0 | 0 | 0 | 0 | 0
IGCC-CCS | 0 | 0 | 0 | 0 | 0 | 0
WT_off | 0 | 0 | 0 | 0 | 0 | 0
PseudoUnit | 0 | 0 | 0 | 0 | 0 | 0
FixedInterchange | 0 | 0 | 0 | 0 | 0 | 0
Emission Cost by Reporting Type: MISO_W
ReportingType | 2015 | 2020 | 2025 | 2030 | 2035 | 2040
BM | 0 | 0 | 0 | 0 | 0 | 0
CC | 0 | 0 | 0 | 0 | 0 | 0
CSP | 0 | 0 | 0 | 0 | 0 | 0
CT | 0 | 0 | 0 | 0 | 0 | 0
Coal | 0 | 0 | 0 | 0 | 0 | 0
Geo | 0 | 0 | 0 | 0 | 0 | 0
H | 0 | 0 | 0 | 0 | 0 | 0
LFG | 0 | 0 | 0 | 0 | 0 | 0
Nuc | 0 | 0 | 0 | 0 | 0 | 0
PS | 0 | 0 | 0 | 0 | 0 | 0
PV | 0 | 0 | 0 | 0 | 0 | 0
PeakG | 0 | 0 | 0 | 0 | 0 | 0
PeakO | 0 | 0 | 0 | 0 | 0 | 0
ST | 0 | 0 | 0 | 0 | 0 | 0
STOG | 0 | 0 | 0 | 0 | 0 | 0
STWD | 0 | 0 | 0 | 0 | 0 | 0
WT | 0 | 0 | 0 | 0 | 0 | 0
IGCC | 0 | 0 | 0 | 0 | 0 | 0
DemandResponse | 0 | 0 | 0 | 0 | 0 | 0
IGCC-CCS | 0 | 0 | 0 | 0 | 0 | 0
WT_off | 0 | 0 | 0 | 0 | 0 | 0
PseudoUnit | 0 | 0 | 0 | 0 | 0 | 0
FixedInterchange | 0 | 0 | 0 | 0 | 0 | 0
Emission Cost by Reporting Type: MISO_WUMS
ReportingType | 2015 | 2020 | 2025 | 2030 | 2035 | 2040
BM | 0 | 0 | 0 | 0 | 0 | 0
CC | 0 | 0 | 0 | 0 | 0 | 0
CSP | 0 | 0 | 0 | 0 | 0 | 0
CT | 0 | 0 | 0 | 0 | 0 | 0
Coal | 0 | 0 | 0 | 0 | 0 | 0
Geo | 0 | 0 | 0 | 0 | 0 | 0
H | 0 | 0 | 0 | 0 | 0 | 0
LFG | 0 | 0 | 0 | 0 | 0 | 0
Nuc | 0 | 0 | 0 | 0 | 0 | 0
PS | 0 | 0 | 0 | 0 | 0 | 0
PV | 0 | 0 | 0 | 0 | 0 | 0
PeakG | 0 | 0 | 0 | 0 | 0 | 0
PeakO | 0 | 0 | 0 | 0 | 0 | 0
ST | 0 | 0 | 0 | 0 | 0 | 0
STOG | 0 | 0 | 0 | 0 | 0 | 0
STWD | 0 | 0 | 0 | 0 | 0 | 0
WT | 0 | 0 | 0 | 0 | 0 | 0
IGCC | 0 | 0 | 0 | 0 | 0 | 0
DemandResponse | 0 | 0 | 0 | 0 | 0 | 0
IGCC-CCS | 0 | 0 | 0 | 0 | 0 | 0
WT_off | 0 | 0 | 0 | 0 | 0 | 0
PseudoUnit | 0 | 0 | 0 | 0 | 0 | 0
FixedInterchange | 0 | 0 | 0 | 0 | 0 | 0
Emission Cost by Reporting Type: Nebraska
ReportingType | 2015 | 2020 | 2025 | 2030 | 2035 | 2040
BM | 0 | 0 | 0 | 0 | 0 | 0
CC | 0 | 0 | 0 | 0 | 0 | 0
CSP | 0 | 0 | 0 | 0 | 0 | 0
CT | 0 | 0 | 0 | 0 | 0 | 0
Coal | 0 | 0 | 0 | 0 | 0 | 0
Geo | 0 | 0 | 0 | 0 | 0 | 0
H | 0 | 0 | 0 | 0 | 0 | 0
LFG | 0 | 0 | 0 | 0 | 0 | 0
Nuc | 0 | 0 | 0 | 0 | 0 | 0
PS | 0 | 0 | 0 | 0 | 0 | 0
PV | 0 | 0 | 0 | 0 | 0 | 0
PeakG | 0 | 0 | 0 | 0 | 0 | 0
PeakO | 0 | 0 | 0 | 0 | 0 | 0
ST | 0 | 0 | 0 | 0 | 0 | 0
STOG | 0 | 0 | 0 | 0 | 0 | 0
STWD | 0 | 0 | 0 | 0 | 0 | 0
WT | 0 | 0 | 0 | 0 | 0 | 0
IGCC | 0 | 0 | 0 | 0 | 0 | 0
DemandResponse | 0 | 0 | 0 | 0 | 0 | 0
IGCC-CCS | 0 | 0 | 0 | 0 | 0 | 0
WT_off | 0 | 0 | 0 | 0 | 0 | 0
PseudoUnit | 0 | 0 | 0 | 0 | 0 | 0
FixedInterchange | 0 | 0 | 0 | 0 | 0 | 0
Emission Cost by Reporting Type: NEISO
ReportingType | 2015 | 2020 | 2025 | 2030 | 2035 | 2040
BM | 0 | 0 | 0 | 0 | 0 | 0
CC | 0 | 0 | 0 | 0 | 0 | 0
CSP | 0 | 0 | 0 | 0 | 0 | 0
CT | 0 | 0 | 0 | 0 | 0 | 0
Coal | 0 | 0 | 0 | 0 | 0 | 0
Geo | 0 | 0 | 0 | 0 | 0 | 0
H | 0 | 0 | 0 | 0 | 0 | 0
LFG | 0 | 0 | 0 | 0 | 0 | 0
Nuc | 0 | 0 | 0 | 0 | 0 | 0
PS | 0 | 0 | 0 | 0 | 0 | 0
PV | 0 | 0 | 0 | 0 | 0 | 0
PeakG | 0 | 0 | 0 | 0 | 0 | 0
PeakO | 0 | 0 | 0 | 0 | 0 | 0
ST | 0 | 0 | 0 | 0 | 0 | 0
STOG | 0 | 0 | 0 | 0 | 0 | 0
STWD | 0 | 0 | 0 | 0 | 0 | 0
WT | 0 | 0 | 0 | 0 | 0 | 0
IGCC | 0 | 0 | 0 | 0 | 0 | 0
DemandResponse | 0 | 0 | 0 | 0 | 0 | 0
IGCC-CCS | 0 | 0 | 0 | 0 | 0 | 0
WT_off | 0 | 0 | 0 | 0 | 0 | 0
PseudoUnit | 0 | 0 | 0 | 0 | 0 | 0
FixedInterchange | 0 | 0 | 0 | 0 | 0 | 0
Emission Cost by Reporting Type: NonRTO_Midwest
ReportingType | 2015 | 2020 | 2025 | 2030 | 2035 | 2040
BM | 0 | 0 | 0 | 0 | 0 | 0
CC | 0 | 0 | 0 | 0 | 0 | 0
CSP | 0 | 0 | 0 | 0 | 0 | 0
CT | 0 | 0 | 0 | 0 | 0 | 0
Coal | 0 | 0 | 0 | 0 | 0 | 0
Geo | 0 | 0 | 0 | 0 | 0 | 0
H | 0 | 0 | 0 | 0 | 0 | 0
LFG | 0 | 0 | 0 | 0 | 0 | 0
Nuc | 0 | 0 | 0 | 0 | 0 | 0
PS | 0 | 0 | 0 | 0 | 0 | 0
PV | 0 | 0 | 0 | 0 | 0 | 0
PeakG | 0 | 0 | 0 | 0 | 0 | 0
PeakO | 0 | 0 | 0 | 0 | 0 | 0
ST | 0 | 0 | 0 | 0 | 0 | 0
STOG | 0 | 0 | 0 | 0 | 0 | 0
STWD | 0 | 0 | 0 | 0 | 0 | 0
WT | 0 | 0 | 0 | 0 | 0 | 0
IGCC | 0 | 0 | 0 | 0 | 0 | 0
DemandResponse | 0 | 0 | 0 | 0 | 0 | 0
IGCC-CCS | 0 | 0 | 0 | 0 | 0 | 0
WT_off | 0 | 0 | 0 | 0 | 0 | 0
PseudoUnit | 0 | 0 | 0 | 0 | 0 | 0
FixedInterchange | 0 | 0 | 0 | 0 | 0 | 0
Emission Cost by Reporting Type: NYISO_A-F
ReportingType | 2015 | 2020 | 2025 | 2030 | 2035 | 2040
BM | 0 | 0 | 0 | 0 | 0 | 0
CC | 0 | 0 | 0 | 0 | 0 | 0
CSP | 0 | 0 | 0 | 0 | 0 | 0
CT | 0 | 0 | 0 | 0 | 0 | 0
Coal | 0 | 0 | 0 | 0 | 0 | 0
Geo | 0 | 0 | 0 | 0 | 0 | 0
H | 0 | 0 | 0 | 0 | 0 | 0
LFG | 0 | 0 | 0 | 0 | 0 | 0
Nuc | 0 | 0 | 0 | 0 | 0 | 0
PS | 0 | 0 | 0 | 0 | 0 | 0
PV | 0 | 0 | 0 | 0 | 0 | 0
PeakG | 0 | 0 | 0 | 0 | 0 | 0
PeakO | 0 | 0 | 0 | 0 | 0 | 0
ST | 0 | 0 | 0 | 0 | 0 | 0
STOG | 0 | 0 | 0 | 0 | 0 | 0
STWD | 0 | 0 | 0 | 0 | 0 | 0
WT | 0 | 0 | 0 | 0 | 0 | 0
IGCC | 0 | 0 | 0 | 0 | 0 | 0
DemandResponse | 0 | 0 | 0 | 0 | 0 | 0
IGCC-CCS | 0 | 0 | 0 | 0 | 0 | 0
WT_off | 0 | 0 | 0 | 0 | 0 | 0
PseudoUnit | 0 | 0 | 0 | 0 | 0 | 0
FixedInterchange | 0 | 0 | 0 | 0 | 0 | 0
Emission Cost by Reporting Type: NYISO_G-I
ReportingType | 2015 | 2020 | 2025 | 2030 | 2035 | 2040
BM | 0 | 0 | 0 | 0 | 0 | 0
CC | 0 | 0 | 0 | 0 | 0 | 0
CSP | 0 | 0 | 0 | 0 | 0 | 0
CT | 0 | 0 | 0 | 0 | 0 | 0
Coal | 0 | 0 | 0 | 0 | 0 | 0
Geo | 0 | 0 | 0 | 0 | 0 | 0
H | 0 | 0 | 0 | 0 | 0 | 0
LFG | 0 | 0 | 0 | 0 | 0 | 0
Nuc | 0 | 0 | 0 | 0 | 0 | 0
PS | 0 | 0 | 0 | 0 | 0 | 0
PV | 0 | 0 | 0 | 0 | 0 | 0
PeakG | 0 | 0 | 0 | 0 | 0 | 0
PeakO | 0 | 0 | 0 | 0 | 0 | 0
ST | 0 | 0 | 0 | 0 | 0 | 0
STOG | 0 | 0 | 0 | 0 | 0 | 0
STWD | 0 | 0 | 0 | 0 | 0 | 0
WT | 0 | 0 | 0 | 0 | 0 | 0
IGCC | 0 | 0 | 0 | 0 | 0 | 0
DemandResponse | 0 | 0 | 0 | 0 | 0 | 0
IGCC-CCS | 0 | 0 | 0 | 0 | 0 | 0
WT_off | 0 | 0 | 0 | 0 | 0 | 0
PseudoUnit | 0 | 0 | 0 | 0 | 0 | 0
FixedInterchange | 0 | 0 | 0 | 0 | 0 | 0
Emission Cost by Reporting Type: NYISO_J-K
ReportingType | 2015 | 2020 | 2025 | 2030 | 2035 | 2040
BM | 0 | 0 | 0 | 0 | 0 | 0
CC | 0 | 0 | 0 | 0 | 0 | 0
CSP | 0 | 0 | 0 | 0 | 0 | 0
CT | 0 | 0 | 0 | 0 | 0 | 0
Coal | 0 | 0 | 0 | 0 | 0 | 0
Geo | 0 | 0 | 0 | 0 | 0 | 0
H | 0 | 0 | 0 | 0 | 0 | 0
LFG | 0 | 0 | 0 | 0 | 0 | 0
Nuc | 0 | 0 | 0 | 0 | 0 | 0
PS | 0 | 0 | 0 | 0 | 0 | 0
PV | 0 | 0 | 0 | 0 | 0 | 0
PeakG | 0 | 0 | 0 | 0 | 0 | 0
PeakO | 0 | 0 | 0 | 0 | 0 | 0
ST | 0 | 0 | 0 | 0 | 0 | 0
STOG | 0 | 0 | 0 | 0 | 0 | 0
STWD | 0 | 0 | 0 | 0 | 0 | 0
WT | 0 | 0 | 0 | 0 | 0 | 0
IGCC | 0 | 0 | 0 | 0 | 0 | 0
DemandResponse | 0 | 0 | 0 | 0 | 0 | 0
IGCC-CCS | 0 | 0 | 0 | 0 | 0 | 0
WT_off | 0 | 0 | 0 | 0 | 0 | 0
PseudoUnit | 0 | 0 | 0 | 0 | 0 | 0
FixedInterchange | 0 | 0 | 0 | 0 | 0 | 0
Emission Cost by Reporting Type: PJM_E
ReportingType | 2015 | 2020 | 2025 | 2030 | 2035 | 2040
BM | 0 | 0 | 0 | 0 | 0 | 0
CC | 0 | 0 | 0 | 0 | 0 | 0
CSP | 0 | 0 | 0 | 0 | 0 | 0
CT | 0 | 0 | 0 | 0 | 0 | 0
Coal | 0 | 0 | 0 | 0 | 0 | 0
Geo | 0 | 0 | 0 | 0 | 0 | 0
H | 0 | 0 | 0 | 0 | 0 | 0
LFG | 0 | 0 | 0 | 0 | 0 | 0
Nuc | 0 | 0 | 0 | 0 | 0 | 0
PS | 0 | 0 | 0 | 0 | 0 | 0
PV | 0 | 0 | 0 | 0 | 0 | 0
PeakG | 0 | 0 | 0 | 0 | 0 | 0
PeakO | 0 | 0 | 0 | 0 | 0 | 0
ST | 0 | 0 | 0 | 0 | 0 | 0
STOG | 0 | 0 | 0 | 0 | 0 | 0
STWD | 0 | 0 | 0 | 0 | 0 | 0
WT | 0 | 0 | 0 | 0 | 0 | 0
IGCC | 0 | 0 | 0 | 0 | 0 | 0
DemandResponse | 0 | 0 | 0 | 0 | 0 | 0
IGCC-CCS | 0 | 0 | 0 | 0 | 0 | 0
WT_off | 0 | 0 | 0 | 0 | 0 | 0
PseudoUnit | 0 | 0 | 0 | 0 | 0 | 0
FixedInterchange | 0 | 0 | 0 | 0 | 0 | 0
Emission Cost by Reporting Type: PJM_ROM
ReportingType | 2015 | 2020 | 2025 | 2030 | 2035 | 2040
BM | 0 | 0 | 0 | 0 | 0 | 0
CC | 0 | 0 | 0 | 0 | 0 | 0
CSP | 0 | 0 | 0 | 0 | 0 | 0
CT | 0 | 0 | 0 | 0 | 0 | 0
Coal | 0 | 0 | 0 | 0 | 0 | 0
Geo | 0 | 0 | 0 | 0 | 0 | 0
H | 0 | 0 | 0 | 0 | 0 | 0
LFG | 0 | 0 | 0 | 0 | 0 | 0
Nuc | 0 | 0 | 0 | 0 | 0 | 0
PS | 0 | 0 | 0 | 0 | 0 | 0
PV | 0 | 0 | 0 | 0 | 0 | 0
PeakG | 0 | 0 | 0 | 0 | 0 | 0
PeakO | 0 | 0 | 0 | 0 | 0 | 0
ST | 0 | 0 | 0 | 0 | 0 | 0
STOG | 0 | 0 | 0 | 0 | 0 | 0
STWD | 0 | 0 | 0 | 0 | 0 | 0
WT | 0 | 0 | 0 | 0 | 0 | 0
IGCC | 0 | 0 | 0 | 0 | 0 | 0
DemandResponse | 0 | 0 | 0 | 0 | 0 | 0
IGCC-CCS | 0 | 0 | 0 | 0 | 0 | 0
WT_off | 0 | 0 | 0 | 0 | 0 | 0
PseudoUnit | 0 | 0 | 0 | 0 | 0 | 0
FixedInterchange | 0 | 0 | 0 | 0 | 0 | 0
Emission Cost by Reporting Type: PJM_ROR
ReportingType | 2015 | 2020 | 2025 | 2030 | 2035 | 2040
BM | 0 | 0 | 0 | 0 | 0 | 0
CC | 0 | 0 | 0 | 0 | 0 | 0
CSP | 0 | 0 | 0 | 0 | 0 | 0
CT | 0 | 0 | 0 | 0 | 0 | 0
Coal | 0 | 0 | 0 | 0 | 0 | 0
Geo | 0 | 0 | 0 | 0 | 0 | 0
H | 0 | 0 | 0 | 0 | 0 | 0
LFG | 0 | 0 | 0 | 0 | 0 | 0
Nuc | 0 | 0 | 0 | 0 | 0 | 0
PS | 0 | 0 | 0 | 0 | 0 | 0
PV | 0 | 0 | 0 | 0 | 0 | 0
PeakG | 0 | 0 | 0 | 0 | 0 | 0
PeakO | 0 | 0 | 0 | 0 | 0 | 0
ST | 0 | 0 | 0 | 0 | 0 | 0
STOG | 0 | 0 | 0 | 0 | 0 | 0
STWD | 0 | 0 | 0 | 0 | 0 | 0
WT | 0 | 0 | 0 | 0 | 0 | 0
IGCC | 0 | 0 | 0 | 0 | 0 | 0
DemandResponse | 0 | 0 | 0 | 0 | 0 | 0
IGCC-CCS | 0 | 0 | 0 | 0 | 0 | 0
WT_off | 0 | 0 | 0 | 0 | 0 | 0
PseudoUnit | 0 | 0 | 0 | 0 | 0 | 0
FixedInterchange | 0 | 0 | 0 | 0 | 0 | 0
Emission Cost by Reporting Type: SOCO
ReportingType | 2015 | 2020 | 2025 | 2030 | 2035 | 2040
BM | 0 | 0 | 0 | 0 | 0 | 0
CC | 0 | 0 | 0 | 0 | 0 | 0
CSP | 0 | 0 | 0 | 0 | 0 | 0
CT | 0 | 0 | 0 | 0 | 0 | 0
Coal | 0 | 0 | 0 | 0 | 0 | 0
Geo | 0 | 0 | 0 | 0 | 0 | 0
H | 0 | 0 | 0 | 0 | 0 | 0
LFG | 0 | 0 | 0 | 0 | 0 | 0
Nuc | 0 | 0 | 0 | 0 | 0 | 0
PS | 0 | 0 | 0 | 0 | 0 | 0
PV | 0 | 0 | 0 | 0 | 0 | 0
PeakG | 0 | 0 | 0 | 0 | 0 | 0
PeakO | 0 | 0 | 0 | 0 | 0 | 0
ST | 0 | 0 | 0 | 0 | 0 | 0
STOG | 0 | 0 | 0 | 0 | 0 | 0
STWD | 0 | 0 | 0 | 0 | 0 | 0
WT | 0 | 0 | 0 | 0 | 0 | 0
IGCC | 0 | 0 | 0 | 0 | 0 | 0
DemandResponse | 0 | 0 | 0 | 0 | 0 | 0
IGCC-CCS | 0 | 0 | 0 | 0 | 0 | 0
WT_off | 0 | 0 | 0 | 0 | 0 | 0
PseudoUnit | 0 | 0 | 0 | 0 | 0 | 0
FixedInterchange | 0 | 0 | 0 | 0 | 0 | 0
Emission Cost by Reporting Type: SPP_N
ReportingType | 2015 | 2020 | 2025 | 2030 | 2035 | 2040
BM | 0 | 0 | 0 | 0 | 0 | 0
CC | 0 | 0 | 0 | 0 | 0 | 0
CSP | 0 | 0 | 0 | 0 | 0 | 0
CT | 0 | 0 | 0 | 0 | 0 | 0
Coal | 0 | 0 | 0 | 0 | 0 | 0
Geo | 0 | 0 | 0 | 0 | 0 | 0
H | 0 | 0 | 0 | 0 | 0 | 0
LFG | 0 | 0 | 0 | 0 | 0 | 0
Nuc | 0 | 0 | 0 | 0 | 0 | 0
PS | 0 | 0 | 0 | 0 | 0 | 0
PV | 0 | 0 | 0 | 0 | 0 | 0
PeakG | 0 | 0 | 0 | 0 | 0 | 0
PeakO | 0 | 0 | 0 | 0 | 0 | 0
ST | 0 | 0 | 0 | 0 | 0 | 0
STOG | 0 | 0 | 0 | 0 | 0 | 0
STWD | 0 | 0 | 0 | 0 | 0 | 0
WT | 0 | 0 | 0 | 0 | 0 | 0
IGCC | 0 | 0 | 0 | 0 | 0 | 0
DemandResponse | 0 | 0 | 0 | 0 | 0 | 0
IGCC-CCS | 0 | 0 | 0 | 0 | 0 | 0
WT_off | 0 | 0 | 0 | 0 | 0 | 0
PseudoUnit | 0 | 0 | 0 | 0 | 0 | 0
FixedInterchange | 0 | 0 | 0 | 0 | 0 | 0
Emission Cost by Reporting Type: SPP_S
ReportingType | 2015 | 2020 | 2025 | 2030 | 2035 | 2040
BM | 0 | 0 | 0 | 0 | 0 | 0
CC | 0 | 0 | 0 | 0 | 0 | 0
CSP | 0 | 0 | 0 | 0 | 0 | 0
CT | 0 | 0 | 0 | 0 | 0 | 0
Coal | 0 | 0 | 0 | 0 | 0 | 0
Geo | 0 | 0 | 0 | 0 | 0 | 0
H | 0 | 0 | 0 | 0 | 0 | 0
LFG | 0 | 0 | 0 | 0 | 0 | 0
Nuc | 0 | 0 | 0 | 0 | 0 | 0
PS | 0 | 0 | 0 | 0 | 0 | 0
PV | 0 | 0 | 0 | 0 | 0 | 0
PeakG | 0 | 0 | 0 | 0 | 0 | 0
PeakO | 0 | 0 | 0 | 0 | 0 | 0
ST | 0 | 0 | 0 | 0 | 0 | 0
STOG | 0 | 0 | 0 | 0 | 0 | 0
STWD | 0 | 0 | 0 | 0 | 0 | 0
WT | 0 | 0 | 0 | 0 | 0 | 0
IGCC | 0 | 0 | 0 | 0 | 0 | 0
DemandResponse | 0 | 0 | 0 | 0 | 0 | 0
IGCC-CCS | 0 | 0 | 0 | 0 | 0 | 0
WT_off | 0 | 0 | 0 | 0 | 0 | 0
PseudoUnit | 0 | 0 | 0 | 0 | 0 | 0
FixedInterchange | 0 | 0 | 0 | 0 | 0 | 0
Emission Cost by Reporting Type: TVA
ReportingType | 2015 | 2020 | 2025 | 2030 | 2035 | 2040
BM | 0 | 0 | 0 | 0 | 0 | 0
CC | 0 | 0 | 0 | 0 | 0 | 0
CSP | 0 | 0 | 0 | 0 | 0 | 0
CT | 0 | 0 | 0 | 0 | 0 | 0
Coal | 0 | 0 | 0 | 0 | 0 | 0
Geo | 0 | 0 | 0 | 0 | 0 | 0
H | 0 | 0 | 0 | 0 | 0 | 0
LFG | 0 | 0 | 0 | 0 | 0 | 0
Nuc | 0 | 0 | 0 | 0 | 0 | 0
PS | 0 | 0 | 0 | 0 | 0 | 0
PV | 0 | 0 | 0 | 0 | 0 | 0
PeakG | 0 | 0 | 0 | 0 | 0 | 0
PeakO | 0 | 0 | 0 | 0 | 0 | 0
ST | 0 | 0 | 0 | 0 | 0 | 0
STOG | 0 | 0 | 0 | 0 | 0 | 0
STWD | 0 | 0 | 0 | 0 | 0 | 0
WT | 0 | 0 | 0 | 0 | 0 | 0
IGCC | 0 | 0 | 0 | 0 | 0 | 0
DemandResponse | 0 | 0 | 0 | 0 | 0 | 0
IGCC-CCS | 0 | 0 | 0 | 0 | 0 | 0
WT_off | 0 | 0 | 0 | 0 | 0 | 0
PseudoUnit | 0 | 0 | 0 | 0 | 0 | 0
FixedInterchange | 0 | 0 | 0 | 0 | 0 | 0
Emission Cost by Reporting Type: TVA_Transmission
ReportingType | 2015 | 2020 | 2025 | 2030 | 2035 | 2040
BM | 0 | 0 | 0 | 0 | 0 | 0
CC | 0 | 0 | 0 | 0 | 0 | 0
CSP | 0 | 0 | 0 | 0 | 0 | 0
CT | 0 | 0 | 0 | 0 | 0 | 0
Coal | 0 | 0 | 0 | 0 | 0 | 0
Geo | 0 | 0 | 0 | 0 | 0 | 0
H | 0 | 0 | 0 | 0 | 0 | 0
LFG | 0 | 0 | 0 | 0 | 0 | 0
Nuc | 0 | 0 | 0 | 0 | 0 | 0
PS | 0 | 0 | 0 | 0 | 0 | 0
PV | 0 | 0 | 0 | 0 | 0 | 0
PeakG | 0 | 0 | 0 | 0 | 0 | 0
PeakO | 0 | 0 | 0 | 0 | 0 | 0
ST | 0 | 0 | 0 | 0 | 0 | 0
STOG | 0 | 0 | 0 | 0 | 0 | 0
STWD | 0 | 0 | 0 | 0 | 0 | 0
WT | 0 | 0 | 0 | 0 | 0 | 0
IGCC | 0 | 0 | 0 | 0 | 0 | 0
DemandResponse | 0 | 0 | 0 | 0 | 0 | 0
IGCC-CCS | 0 | 0 | 0 | 0 | 0 | 0
WT_off | 0 | 0 | 0 | 0 | 0 | 0
PseudoUnit | 0 | 0 | 0 | 0 | 0 | 0
FixedInterchange | 0 | 0 | 0 | 0 | 0 | 0
Emission Cost by Reporting Type: VACAR
ReportingType | 2015 | 2020 | 2025 | 2030 | 2035 | 2040
BM | 0 | 0 | 0 | 0 | 0 | 0
CC | 0 | 0 | 0 | 0 | 0 | 0
CSP | 0 | 0 | 0 | 0 | 0 | 0
CT | 0 | 0 | 0 | 0 | 0 | 0
Coal | 0 | 0 | 0 | 0 | 0 | 0
Geo | 0 | 0 | 0 | 0 | 0 | 0
H | 0 | 0 | 0 | 0 | 0 | 0
LFG | 0 | 0 | 0 | 0 | 0 | 0
Nuc | 0 | 0 | 0 | 0 | 0 | 0
PS | 0 | 0 | 0 | 0 | 0 | 0
PV | 0 | 0 | 0 | 0 | 0 | 0
PeakG | 0 | 0 | 0 | 0 | 0 | 0
PeakO | 0 | 0 | 0 | 0 | 0 | 0
ST | 0 | 0 | 0 | 0 | 0 | 0
STOG | 0 | 0 | 0 | 0 | 0 | 0
STWD | 0 | 0 | 0 | 0 | 0 | 0
WT | 0 | 0 | 0 | 0 | 0 | 0
IGCC | 0 | 0 | 0 | 0 | 0 | 0
DemandResponse | 0 | 0 | 0 | 0 | 0 | 0
IGCC-CCS | 0 | 0 | 0 | 0 | 0 | 0
WT_off | 0 | 0 | 0 | 0 | 0 | 0
PseudoUnit | 0 | 0 | 0 | 0 | 0 | 0
FixedInterchange | 0 | 0 | 0 | 0 | 0 | 0
Emission Cost by Reporting Type: IESO
ReportingType | 2015 | 2020 | 2025 | 2030 | 2035 | 2040
BM | 0 | 0 | 0 | 0 | 0 | 0
CC | 0 | 0 | 0 | 0 | 0 | 0
CSP | 0 | 0 | 0 | 0 | 0 | 0
CT | 0 | 0 | 0 | 0 | 0 | 0
Coal | 0 | 0 | 0 | 0 | 0 | 0
Geo | 0 | 0 | 0 | 0 | 0 | 0
H | 0 | 0 | 0 | 0 | 0 | 0
LFG | 0 | 0 | 0 | 0 | 0 | 0
Nuc | 0 | 0 | 0 | 0 | 0 | 0
PS | 0 | 0 | 0 | 0 | 0 | 0
PV | 0 | 0 | 0 | 0 | 0 | 0
PeakG | 0 | 0 | 0 | 0 | 0 | 0
PeakO | 0 | 0 | 0 | 0 | 0 | 0
ST | 0 | 0 | 0 | 0 | 0 | 0
STOG | 0 | 0 | 0 | 0 | 0 | 0
STWD | 0 | 0 | 0 | 0 | 0 | 0
WT | 0 | 0 | 0 | 0 | 0 | 0
IGCC | 0 | 0 | 0 | 0 | 0 | 0
DemandResponse | 0 | 0 | 0 | 0 | 0 | 0
IGCC-CCS | 0 | 0 | 0 | 0 | 0 | 0
WT_off | 0 | 0 | 0 | 0 | 0 | 0
PseudoUnit | 0 | 0 | 0 | 0 | 0 | 0
FixedInterchange | 0 | 0 | 0 | 0 | 0 | 0
Emission Cost by Reporting Type: MAPP_CA
ReportingType | 2015 | 2020 | 2025 | 2030 | 2035 | 2040
BM | 0 | 0 | 0 | 0 | 0 | 0
CC | 0 | 0 | 0 | 0 | 0 | 0
CSP | 0 | 0 | 0 | 0 | 0 | 0
CT | 0 | 0 | 0 | 0 | 0 | 0
Coal | 0 | 0 | 0 | 0 | 0 | 0
Geo | 0 | 0 | 0 | 0 | 0 | 0
H | 0 | 0 | 0 | 0 | 0 | 0
LFG | 0 | 0 | 0 | 0 | 0 | 0
Nuc | 0 | 0 | 0 | 0 | 0 | 0
PS | 0 | 0 | 0 | 0 | 0 | 0
PV | 0 | 0 | 0 | 0 | 0 | 0
PeakG | 0 | 0 | 0 | 0 | 0 | 0
PeakO | 0 | 0 | 0 | 0 | 0 | 0
ST | 0 | 0 | 0 | 0 | 0 | 0
STOG | 0 | 0 | 0 | 0 | 0 | 0
STWD | 0 | 0 | 0 | 0 | 0 | 0
WT | 0 | 0 | 0 | 0 | 0 | 0
IGCC | 0 | 0 | 0 | 0 | 0 | 0
DemandResponse | 0 | 0 | 0 | 0 | 0 | 0
IGCC-CCS | 0 | 0 | 0 | 0 | 0 | 0
WT_off | 0 | 0 | 0 | 0 | 0 | 0
PseudoUnit | 0 | 0 | 0 | 0 | 0 | 0
FixedInterchange | 0 | 0 | 0 | 0 | 0 | 0
Emission Cost by Reporting Type: AZ_NM_SNV_Coal
ReportingType | 2015 | 2020 | 2025 | 2030 | 2035 | 2040
BM | 0 | 0 | 0 | 0 | 0 | 0
CC | 0 | 0 | 0 | 0 | 0 | 0
CSP | 0 | 0 | 0 | 0 | 0 | 0
CT | 0 | 0 | 0 | 0 | 0 | 0
Coal | 0 | 0 | 0 | 0 | 0 | 0
Geo | 0 | 0 | 0 | 0 | 0 | 0
H | 0 | 0 | 0 | 0 | 0 | 0
LFG | 0 | 0 | 0 | 0 | 0 | 0
Nuc | 0 | 0 | 0 | 0 | 0 | 0
PS | 0 | 0 | 0 | 0 | 0 | 0
PV | 0 | 0 | 0 | 0 | 0 | 0
PeakG | 0 | 0 | 0 | 0 | 0 | 0
PeakO | 0 | 0 | 0 | 0 | 0 | 0
ST | 0 | 0 | 0 | 0 | 0 | 0
STOG | 0 | 0 | 0 | 0 | 0 | 0
STWD | 0 | 0 | 0 | 0 | 0 | 0
WT | 0 | 0 | 0 | 0 | 0 | 0
IGCC | 0 | 0 | 0 | 0 | 0 | 0
DemandResponse | 0 | 0 | 0 | 0 | 0 | 0
IGCC-CCS | 0 | 0 | 0 | 0 | 0 | 0
WT_off | 0 | 0 | 0 | 0 | 0 | 0
PseudoUnit | 0 | 0 | 0 | 0 | 0 | 0
FixedInterchange | 0 | 0 | 0 | 0 | 0 | 0
Emission Cost by Reporting Type: AZ_NM_SNV_Gas
ReportingType | 2015 | 2020 | 2025 | 2030 | 2035 | 2040
BM | 0 | 0 | 0 | 0 | 0 | 0
CC | 0 | 0 | 0 | 0 | 0 | 0
CSP | 0 | 0 | 0 | 0 | 0 | 0
CT | 0 | 0 | 0 | 0 | 0 | 0
Coal | 0 | 0 | 0 | 0 | 0 | 0
Geo | 0 | 0 | 0 | 0 | 0 | 0
H | 0 | 0 | 0 | 0 | 0 | 0
LFG | 0 | 0 | 0 | 0 | 0 | 0
Nuc | 0 | 0 | 0 | 0 | 0 | 0
PS | 0 | 0 | 0 | 0 | 0 | 0
PV | 0 | 0 | 0 | 0 | 0 | 0
PeakG | 0 | 0 | 0 | 0 | 0 | 0
PeakO | 0 | 0 | 0 | 0 | 0 | 0
ST | 0 | 0 | 0 | 0 | 0 | 0
STOG | 0 | 0 | 0 | 0 | 0 | 0
STWD | 0 | 0 | 0 | 0 | 0 | 0
WT | 0 | 0 | 0 | 0 | 0 | 0
IGCC | 0 | 0 | 0 | 0 | 0 | 0
DemandResponse | 0 | 0 | 0 | 0 | 0 | 0
IGCC-CCS | 0 | 0 | 0 | 0 | 0 | 0
WT_off | 0 | 0 | 0 | 0 | 0 | 0
PseudoUnit | 0 | 0 | 0 | 0 | 0 | 0
FixedInterchange | 0 | 0 | 0 | 0 | 0 | 0
Emission Cost by Reporting Type: AZ_NM_SNV_NucRenew
ReportingType | 2015 | 2020 | 2025 | 2030 | 2035 | 2040
BM | 0 | 0 | 0 | 0 | 0 | 0
CC | 0 | 0 | 0 | 0 | 0 | 0
CSP | 0 | 0 | 0 | 0 | 0 | 0
CT | 0 | 0 | 0 | 0 | 0 | 0
Coal | 0 | 0 | 0 | 0 | 0 | 0
Geo | 0 | 0 | 0 | 0 | 0 | 0
H | 0 | 0 | 0 | 0 | 0 | 0
LFG | 0 | 0 | 0 | 0 | 0 | 0
Nuc | 0 | 0 | 0 | 0 | 0 | 0
PS | 0 | 0 | 0 | 0 | 0 | 0
PV | 0 | 0 | 0 | 0 | 0 | 0
PeakG | 0 | 0 | 0 | 0 | 0 | 0
PeakO | 0 | 0 | 0 | 0 | 0 | 0
ST | 0 | 0 | 0 | 0 | 0 | 0
STOG | 0 | 0 | 0 | 0 | 0 | 0
STWD | 0 | 0 | 0 | 0 | 0 | 0
WT | 0 | 0 | 0 | 0 | 0 | 0
IGCC | 0 | 0 | 0 | 0 | 0 | 0
DemandResponse | 0 | 0 | 0 | 0 | 0 | 0
IGCC-CCS | 0 | 0 | 0 | 0 | 0 | 0
WT_off | 0 | 0 | 0 | 0 | 0 | 0
PseudoUnit | 0 | 0 | 0 | 0 | 0 | 0
FixedInterchange | 0 | 0 | 0 | 0 | 0 | 0
Emission Cost by Reporting Type: ERCOT
ReportingType | 2015 | 2020 | 2025 | 2030 | 2035 | 2040
BM | 0 | 0 | 0 | 0 | 0 | 0
CC | 0 | 0 | 0 | 0 | 0 | 0
CSP | 0 | 0 | 0 | 0 | 0 | 0
CT | 0 | 0 | 0 | 0 | 0 | 0
Coal | 0 | 0 | 0 | 0 | 0 | 0
Geo | 0 | 0 | 0 | 0 | 0 | 0
H | 0 | 0 | 0 | 0 | 0 | 0
LFG | 0 | 0 | 0 | 0 | 0 | 0
Nuc | 0 | 0 | 0 | 0 | 0 | 0
PS | 0 | 0 | 0 | 0 | 0 | 0
PV | 0 | 0 | 0 | 0 | 0 | 0
PeakG | 0 | 0 | 0 | 0 | 0 | 0
PeakO | 0 | 0 | 0 | 0 | 0 | 0
ST | 0 | 0 | 0 | 0 | 0 | 0
STOG | 0 | 0 | 0 | 0 | 0 | 0
STWD | 0 | 0 | 0 | 0 | 0 | 0
WT | 0 | 0 | 0 | 0 | 0 | 0
IGCC | 0 | 0 | 0 | 0 | 0 | 0
DemandResponse | 0 | 0 | 0 | 0 | 0 | 0
IGCC-CCS | 0 | 0 | 0 | 0 | 0 | 0
WT_off | 0 | 0 | 0 | 0 | 0 | 0
PseudoUnit | 0 | 0 | 0 | 0 | 0 | 0
FixedInterchange | 0 | 0 | 0 | 0 | 0 | 0
Emission Cost by Reporting Type: NP15
ReportingType | 2015 | 2020 | 2025 | 2030 | 2035 | 2040
BM | 0 | 0 | 0 | 0 | 0 | 0
CC | 0 | 0 | 0 | 0 | 0 | 0
CSP | 0 | 0 | 0 | 0 | 0 | 0
CT | 0 | 0 | 0 | 0 | 0 | 0
Coal | 0 | 0 | 0 | 0 | 0 | 0
Geo | 0 | 0 | 0 | 0 | 0 | 0
H | 0 | 0 | 0 | 0 | 0 | 0
LFG | 0 | 0 | 0 | 0 | 0 | 0
Nuc | 0 | 0 | 0 | 0 | 0 | 0
PS | 0 | 0 | 0 | 0 | 0 | 0
PV | 0 | 0 | 0 | 0 | 0 | 0
PeakG | 0 | 0 | 0 | 0 | 0 | 0
PeakO | 0 | 0 | 0 | 0 | 0 | 0
ST | 0 | 0 | 0 | 0 | 0 | 0
STOG | 0 | 0 | 0 | 0 | 0 | 0
STWD | 0 | 0 | 0 | 0 | 0 | 0
WT | 0 | 0 | 0 | 0 | 0 | 0
IGCC | 0 | 0 | 0 | 0 | 0 | 0
DemandResponse | 0 | 0 | 0 | 0 | 0 | 0
IGCC-CCS | 0 | 0 | 0 | 0 | 0 | 0
WT_off | 0 | 0 | 0 | 0 | 0 | 0
PseudoUnit | 0 | 0 | 0 | 0 | 0 | 0
FixedInterchange | 0 | 0 | 0 | 0 | 0 | 0
Emission Cost by Reporting Type: NWPP_Coal
ReportingType | 2015 | 2020 | 2025 | 2030 | 2035 | 2040
BM | 0 | 0 | 0 | 0 | 0 | 0
CC | 0 | 0 | 0 | 0 | 0 | 0
CSP | 0 | 0 | 0 | 0 | 0 | 0
CT | 0 | 0 | 0 | 0 | 0 | 0
Coal | 0 | 0 | 0 | 0 | 0 | 0
Geo | 0 | 0 | 0 | 0 | 0 | 0
H | 0 | 0 | 0 | 0 | 0 | 0
LFG | 0 | 0 | 0 | 0 | 0 | 0
Nuc | 0 | 0 | 0 | 0 | 0 | 0
PS | 0 | 0 | 0 | 0 | 0 | 0
PV | 0 | 0 | 0 | 0 | 0 | 0
PeakG | 0 | 0 | 0 | 0 | 0 | 0
PeakO | 0 | 0 | 0 | 0 | 0 | 0
ST | 0 | 0 | 0 | 0 | 0 | 0
STOG | 0 | 0 | 0 | 0 | 0 | 0
STWD | 0 | 0 | 0 | 0 | 0 | 0
WT | 0 | 0 | 0 | 0 | 0 | 0
IGCC | 0 | 0 | 0 | 0 | 0 | 0
DemandResponse | 0 | 0 | 0 | 0 | 0 | 0
IGCC-CCS | 0 | 0 | 0 | 0 | 0 | 0
WT_off | 0 | 0 | 0 | 0 | 0 | 0
PseudoUnit | 0 | 0 | 0 | 0 | 0 | 0
FixedInterchange | 0 | 0 | 0 | 0 | 0 | 0
Emission Cost by Reporting Type: NWPP_Gas
ReportingType | 2015 | 2020 | 2025 | 2030 | 2035 | 2040
BM | 0 | 0 | 0 | 0 | 0 | 0
CC | 0 | 0 | 0 | 0 | 0 | 0
CSP | 0 | 0 | 0 | 0 | 0 | 0
CT | 0 | 0 | 0 | 0 | 0 | 0
Coal | 0 | 0 | 0 | 0 | 0 | 0
Geo | 0 | 0 | 0 | 0 | 0 | 0
H | 0 | 0 | 0 | 0 | 0 | 0
LFG | 0 | 0 | 0 | 0 | 0 | 0
Nuc | 0 | 0 | 0 | 0 | 0 | 0
PS | 0 | 0 | 0 | 0 | 0 | 0
PV | 0 | 0 | 0 | 0 | 0 | 0
PeakG | 0 | 0 | 0 | 0 | 0 | 0
PeakO | 0 | 0 | 0 | 0 | 0 | 0
ST | 0 | 0 | 0 | 0 | 0 | 0
STOG | 0 | 0 | 0 | 0 | 0 | 0
STWD | 0 | 0 | 0 | 0 | 0 | 0
WT | 0 | 0 | 0 | 0 | 0 | 0
IGCC | 0 | 0 | 0 | 0 | 0 | 0
DemandResponse | 0 | 0 | 0 | 0 | 0 | 0
IGCC-CCS | 0 | 0 | 0 | 0 | 0 | 0
WT_off | 0 | 0 | 0 | 0 | 0 | 0
PseudoUnit | 0 | 0 | 0 | 0 | 0 | 0
FixedInterchange | 0 | 0 | 0 | 0 | 0 | 0
Emission Cost by Reporting Type: NWPP_NucRenew
ReportingType | 2015 | 2020 | 2025 | 2030 | 2035 | 2040
BM | 0 | 0 | 0 | 0 | 0 | 0
CC | 0 | 0 | 0 | 0 | 0 | 0
CSP | 0 | 0 | 0 | 0 | 0 | 0
CT | 0 | 0 | 0 | 0 | 0 | 0
Coal | 0 | 0 | 0 | 0 | 0 | 0
Geo | 0 | 0 | 0 | 0 | 0 | 0
H | 0 | 0 | 0 | 0 | 0 | 0
LFG | 0 | 0 | 0 | 0 | 0 | 0
Nuc | 0 | 0 | 0 | 0 | 0 | 0
PS | 0 | 0 | 0 | 0 | 0 | 0
PV | 0 | 0 | 0 | 0 | 0 | 0
PeakG | 0 | 0 | 0 | 0 | 0 | 0
PeakO | 0 | 0 | 0 | 0 | 0 | 0
ST | 0 | 0 | 0 | 0 | 0 | 0
STOG | 0 | 0 | 0 | 0 | 0 | 0
STWD | 0 | 0 | 0 | 0 | 0 | 0
WT | 0 | 0 | 0 | 0 | 0 | 0
IGCC | 0 | 0 | 0 | 0 | 0 | 0
DemandResponse | 0 | 0 | 0 | 0 | 0 | 0
IGCC-CCS | 0 | 0 | 0 | 0 | 0 | 0
WT_off | 0 | 0 | 0 | 0 | 0 | 0
PseudoUnit | 0 | 0 | 0 | 0 | 0 | 0
FixedInterchange | 0 | 0 | 0 | 0 | 0 | 0
Emission Cost by Reporting Type: RMPA
ReportingType | 2015 | 2020 | 2025 | 2030 | 2035 | 2040
BM | 0 | 0 | 0 | 0 | 0 | 0
CC | 0 | 0 | 0 | 0 | 0 | 0
CSP | 0 | 0 | 0 | 0 | 0 | 0
CT | 0 | 0 | 0 | 0 | 0 | 0
Coal | 0 | 0 | 0 | 0 | 0 | 0
Geo | 0 | 0 | 0 | 0 | 0 | 0
H | 0 | 0 | 0 | 0 | 0 | 0
LFG | 0 | 0 | 0 | 0 | 0 | 0
Nuc | 0 | 0 | 0 | 0 | 0 | 0
PS | 0 | 0 | 0 | 0 | 0 | 0
PV | 0 | 0 | 0 | 0 | 0 | 0
PeakG | 0 | 0 | 0 | 0 | 0 | 0
PeakO | 0 | 0 | 0 | 0 | 0 | 0
ST | 0 | 0 | 0 | 0 | 0 | 0
STOG | 0 | 0 | 0 | 0 | 0 | 0
STWD | 0 | 0 | 0 | 0 | 0 | 0
WT | 0 | 0 | 0 | 0 | 0 | 0
IGCC | 0 | 0 | 0 | 0 | 0 | 0
DemandResponse | 0 | 0 | 0 | 0 | 0 | 0
IGCC-CCS | 0 | 0 | 0 | 0 | 0 | 0
WT_off | 0 | 0 | 0 | 0 | 0 | 0
PseudoUnit | 0 | 0 | 0 | 0 | 0 | 0
FixedInterchange | 0 | 0 | 0 | 0 | 0 | 0
Emission Cost by Reporting Type: SP15
ReportingType | 2015 | 2020 | 2025 | 2030 | 2035 | 2040
BM | 0 | 0 | 0 | 0 | 0 | 0
CC | 0 | 0 | 0 | 0 | 0 | 0
CSP | 0 | 0 | 0 | 0 | 0 | 0
CT | 0 | 0 | 0 | 0 | 0 | 0
Coal | 0 | 0 | 0 | 0 | 0 | 0
Geo | 0 | 0 | 0 | 0 | 0 | 0
H | 0 | 0 | 0 | 0 | 0 | 0
LFG | 0 | 0 | 0 | 0 | 0 | 0
Nuc | 0 | 0 | 0 | 0 | 0 | 0
PS | 0 | 0 | 0 | 0 | 0 | 0
PV | 0 | 0 | 0 | 0 | 0 | 0
PeakG | 0 | 0 | 0 | 0 | 0 | 0
PeakO | 0 | 0 | 0 | 0 | 0 | 0
ST | 0 | 0 | 0 | 0 | 0 | 0
STOG | 0 | 0 | 0 | 0 | 0 | 0
STWD | 0 | 0 | 0 | 0 | 0 | 0
WT | 0 | 0 | 0 | 0 | 0 | 0
IGCC | 0 | 0 | 0 | 0 | 0 | 0
DemandResponse | 0 | 0 | 0 | 0 | 0 | 0
IGCC-CCS | 0 | 0 | 0 | 0 | 0 | 0
WT_off | 0 | 0 | 0 | 0 | 0 | 0
PseudoUnit | 0 | 0 | 0 | 0 | 0 | 0
FixedInterchange | 0 | 0 | 0 | 0 | 0 | 0
Emission Cost by Reporting Type: ALB
ReportingType | 2015 | 2020 | 2025 | 2030 | 2035 | 2040
BM | 0 | 0 | 0 | 0 | 0 | 0
CC | 0 | 0 | 0 | 0 | 0 | 0
CSP | 0 | 0 | 0 | 0 | 0 | 0
CT | 0 | 0 | 0 | 0 | 0 | 0
Coal | 0 | 0 | 0 | 0 | 0 | 0
Geo | 0 | 0 | 0 | 0 | 0 | 0
H | 0 | 0 | 0 | 0 | 0 | 0
LFG | 0 | 0 | 0 | 0 | 0 | 0
Nuc | 0 | 0 | 0 | 0 | 0 | 0
PS | 0 | 0 | 0 | 0 | 0 | 0
PV | 0 | 0 | 0 | 0 | 0 | 0
PeakG | 0 | 0 | 0 | 0 | 0 | 0
PeakO | 0 | 0 | 0 | 0 | 0 | 0
ST | 0 | 0 | 0 | 0 | 0 | 0
STOG | 0 | 0 | 0 | 0 | 0 | 0
STWD | 0 | 0 | 0 | 0 | 0 | 0
WT | 0 | 0 | 0 | 0 | 0 | 0
IGCC | 0 | 0 | 0 | 0 | 0 | 0
DemandResponse | 0 | 0 | 0 | 0 | 0 | 0
IGCC-CCS | 0 | 0 | 0 | 0 | 0 | 0
WT_off | 0 | 0 | 0 | 0 | 0 | 0
PseudoUnit | 0 | 0 | 0 | 0 | 0 | 0
FixedInterchange | 0 | 0 | 0 | 0 | 0 | 0
Emission Cost by Reporting Type: BC
ReportingType | 2015 | 2020 | 2025 | 2030 | 2035 | 2040
BM | 0 | 0 | 0 | 0 | 0 | 0
CC | 0 | 0 | 0 | 0 | 0 | 0
CSP | 0 | 0 | 0 | 0 | 0 | 0
CT | 0 | 0 | 0 | 0 | 0 | 0
Coal | 0 | 0 | 0 | 0 | 0 | 0
Geo | 0 | 0 | 0 | 0 | 0 | 0
H | 0 | 0 | 0 | 0 | 0 | 0
LFG | 0 | 0 | 0 | 0 | 0 | 0
Nuc | 0 | 0 | 0 | 0 | 0 | 0
PS | 0 | 0 | 0 | 0 | 0 | 0
PV | 0 | 0 | 0 | 0 | 0 | 0
PeakG | 0 | 0 | 0 | 0 | 0 | 0
PeakO | 0 | 0 | 0 | 0 | 0 | 0
ST | 0 | 0 | 0 | 0 | 0 | 0
STOG | 0 | 0 | 0 | 0 | 0 | 0
STWD | 0 | 0 | 0 | 0 | 0 | 0
WT | 0 | 0 | 0 | 0 | 0 | 0
IGCC | 0 | 0 | 0 | 0 | 0 | 0
DemandResponse | 0 | 0 | 0 | 0 | 0 | 0
IGCC-CCS | 0 | 0 | 0 | 0 | 0 | 0
WT_off | 0 | 0 | 0 | 0 | 0 | 0
PseudoUnit | 0 | 0 | 0 | 0 | 0 | 0
FixedInterchange | 0 | 0 | 0 | 0 | 0 | 0
Emission Cost by Reporting Type: HQ_IESO
ReportingType | 2015 | 2020 | 2025 | 2030 | 2035 | 2040
BM | 0 | 0 | 0 | 0 | 0 | 0
CC | 0 | 0 | 0 | 0 | 0 | 0
CSP | 0 | 0 | 0 | 0 | 0 | 0
CT | 0 | 0 | 0 | 0 | 0 | 0
Coal | 0 | 0 | 0 | 0 | 0 | 0
Geo | 0 | 0 | 0 | 0 | 0 | 0
H | 0 | 0 | 0 | 0 | 0 | 0
LFG | 0 | 0 | 0 | 0 | 0 | 0
Nuc | 0 | 0 | 0 | 0 | 0 | 0
PS | 0 | 0 | 0 | 0 | 0 | 0
PV | 0 | 0 | 0 | 0 | 0 | 0
PeakG | 0 | 0 | 0 | 0 | 0 | 0
PeakO | 0 | 0 | 0 | 0 | 0 | 0
ST | 0 | 0 | 0 | 0 | 0 | 0
STOG | 0 | 0 | 0 | 0 | 0 | 0
STWD | 0 | 0 | 0 | 0 | 0 | 0
WT | 0 | 0 | 0 | 0 | 0 | 0
IGCC | 0 | 0 | 0 | 0 | 0 | 0
DemandResponse | 0 | 0 | 0 | 0 | 0 | 0
IGCC-CCS | 0 | 0 | 0 | 0 | 0 | 0
WT_off | 0 | 0 | 0 | 0 | 0 | 0
PseudoUnit | 0 | 0 | 0 | 0 | 0 | 0
FixedInterchange | 0 | 0 | 0 | 0 | 0 | 0
Emission Cost by Reporting Type: HQ_NEISO
ReportingType | 2015 | 2020 | 2025 | 2030 | 2035 | 2040
BM | 0 | 0 | 0 | 0 | 0 | 0
CC | 0 | 0 | 0 | 0 | 0 | 0
CSP | 0 | 0 | 0 | 0 | 0 | 0
CT | 0 | 0 | 0 | 0 | 0 | 0
Coal | 0 | 0 | 0 | 0 | 0 | 0
Geo | 0 | 0 | 0 | 0 | 0 | 0
H | 0 | 0 | 0 | 0 | 0 | 0
LFG | 0 | 0 | 0 | 0 | 0 | 0
Nuc | 0 | 0 | 0 | 0 | 0 | 0
PS | 0 | 0 | 0 | 0 | 0 | 0
PV | 0 | 0 | 0 | 0 | 0 | 0
PeakG | 0 | 0 | 0 | 0 | 0 | 0
PeakO | 0 | 0 | 0 | 0 | 0 | 0
ST | 0 | 0 | 0 | 0 | 0 | 0
STOG | 0 | 0 | 0 | 0 | 0 | 0
STWD | 0 | 0 | 0 | 0 | 0 | 0
WT | 0 | 0 | 0 | 0 | 0 | 0
IGCC | 0 | 0 | 0 | 0 | 0 | 0
DemandResponse | 0 | 0 | 0 | 0 | 0 | 0
IGCC-CCS | 0 | 0 | 0 | 0 | 0 | 0
WT_off | 0 | 0 | 0 | 0 | 0 | 0
PseudoUnit | 0 | 0 | 0 | 0 | 0 | 0
FixedInterchange | 0 | 0 | 0 | 0 | 0 | 0
Emission Cost by Reporting Type: HQ_NY
ReportingType | 2015 | 2020 | 2025 | 2030 | 2035 | 2040
BM | 0 | 0 | 0 | 0 | 0 | 0
CC | 0 | 0 | 0 | 0 | 0 | 0
CSP | 0 | 0 | 0 | 0 | 0 | 0
CT | 0 | 0 | 0 | 0 | 0 | 0
Coal | 0 | 0 | 0 | 0 | 0 | 0
Geo | 0 | 0 | 0 | 0 | 0 | 0
H | 0 | 0 | 0 | 0 | 0 | 0
LFG | 0 | 0 | 0 | 0 | 0 | 0
Nuc | 0 | 0 | 0 | 0 | 0 | 0
PS | 0 | 0 | 0 | 0 | 0 | 0
PV | 0 | 0 | 0 | 0 | 0 | 0
PeakG | 0 | 0 | 0 | 0 | 0 | 0
PeakO | 0 | 0 | 0 | 0 | 0 | 0
ST | 0 | 0 | 0 | 0 | 0 | 0
STOG | 0 | 0 | 0 | 0 | 0 | 0
STWD | 0 | 0 | 0 | 0 | 0 | 0
WT | 0 | 0 | 0 | 0 | 0 | 0
IGCC | 0 | 0 | 0 | 0 | 0 | 0
DemandResponse | 0 | 0 | 0 | 0 | 0 | 0
IGCC-CCS | 0 | 0 | 0 | 0 | 0 | 0
WT_off | 0 | 0 | 0 | 0 | 0 | 0
PseudoUnit | 0 | 0 | 0 | 0 | 0 | 0
FixedInterchange | 0 | 0 | 0 | 0 | 0 | 0
Emission Cost by Reporting Type: MARITIMES
ReportingType | 2015 | 2020 | 2025 | 2030 | 2035 | 2040
BM | 0 | 0 | 0 | 0 | 0 | 0
CC | 0 | 0 | 0 | 0 | 0 | 0
CSP | 0 | 0 | 0 | 0 | 0 | 0
CT | 0 | 0 | 0 | 0 | 0 | 0
Coal | 0 | 0 | 0 | 0 | 0 | 0
Geo | 0 | 0 | 0 | 0 | 0 | 0
H | 0 | 0 | 0 | 0 | 0 | 0
LFG | 0 | 0 | 0 | 0 | 0 | 0
Nuc | 0 | 0 | 0 | 0 | 0 | 0
PS | 0 | 0 | 0 | 0 | 0 | 0
PV | 0 | 0 | 0 | 0 | 0 | 0
PeakG | 0 | 0 | 0 | 0 | 0 | 0
PeakO | 0 | 0 | 0 | 0 | 0 | 0
ST | 0 | 0 | 0 | 0 | 0 | 0
STOG | 0 | 0 | 0 | 0 | 0 | 0
STWD | 0 | 0 | 0 | 0 | 0 | 0
WT | 0 | 0 | 0 | 0 | 0 | 0
IGCC | 0 | 0 | 0 | 0 | 0 | 0
DemandResponse | 0 | 0 | 0 | 0 | 0 | 0
IGCC-CCS | 0 | 0 | 0 | 0 | 0 | 0
WT_off | 0 | 0 | 0 | 0 | 0 | 0
PseudoUnit | 0 | 0 | 0 | 0 | 0 | 0
FixedInterchange | 0 | 0 | 0 | 0 | 0 | 0
Emission Cost by Reporting Type: All
ReportingType | 2015 | 2020 | 2025 | 2030 | 2035 | 2040
BM | 0 | 0 | 0 | 0 | 0 | 0
CC | 0 | 0 | 0 | 0 | 0 | 0
CSP | 0 | 0 | 0 | 0 | 0 | 0
CT | 0 | 0 | 0 | 0 | 0 | 0
Coal | 0 | 0 | 0 | 0 | 0 | 0
Geo | 0 | 0 | 0 | 0 | 0 | 0
H | 0 | 0 | 0 | 0 | 0 | 0
LFG | 0 | 0 | 0 | 0 | 0 | 0
Nuc | 0 | 0 | 0 | 0 | 0 | 0
PS | 0 | 0 | 0 | 0 | 0 | 0
PV | 0 | 0 | 0 | 0 | 0 | 0
PeakG | 0 | 0 | 0 | 0 | 0 | 0
PeakO | 0 | 0 | 0 | 0 | 0 | 0
ST | 0 | 0 | 0 | 0 | 0 | 0
STOG | 0 | 0 | 0 | 0 | 0 | 0
STWD | 0 | 0 | 0 | 0 | 0 | 0
WT | 0 | 0 | 0 | 0 | 0 | 0
IGCC | 0 | 0 | 0 | 0 | 0 | 0
DemandResponse | 0 | 0 | 0 | 0 | 0 | 0
IGCC-CCS | 0 | 0 | 0 | 0 | 0 | 0
WT_off | 0 | 0 | 0 | 0 | 0 | 0
PseudoUnit | 0 | 0 | 0 | 0 | 0 | 0
FixedInterchange | 0 | 0 | 0 | 0 | 0 | 0
Emission Cost by Reporting Type: EI_US
ReportingType | 2015 | 2020 | 2025 | 2030 | 2035 | 2040
BM | 0 | 0 | 0 | 0 | 0 | 0
CC | 0 | 0 | 0 | 0 | 0 | 0
CSP | 0 | 0 | 0 | 0 | 0 | 0
CT | 0 | 0 | 0 | 0 | 0 | 0
Coal | 0 | 0 | 0 | 0 | 0 | 0
Geo | 0 | 0 | 0 | 0 | 0 | 0
H | 0 | 0 | 0 | 0 | 0 | 0
LFG | 0 | 0 | 0 | 0 | 0 | 0
Nuc | 0 | 0 | 0 | 0 | 0 | 0
PS | 0 | 0 | 0 | 0 | 0 | 0
PV | 0 | 0 | 0 | 0 | 0 | 0
PeakG | 0 | 0 | 0 | 0 | 0 | 0
PeakO | 0 | 0 | 0 | 0 | 0 | 0
ST | 0 | 0 | 0 | 0 | 0 | 0
STOG | 0 | 0 | 0 | 0 | 0 | 0
STWD | 0 | 0 | 0 | 0 | 0 | 0
WT | 0 | 0 | 0 | 0 | 0 | 0
IGCC | 0 | 0 | 0 | 0 | 0 | 0
DemandResponse | 0 | 0 | 0 | 0 | 0 | 0
IGCC-CCS | 0 | 0 | 0 | 0 | 0 | 0
WT_off | 0 | 0 | 0 | 0 | 0 | 0
PseudoUnit | 0 | 0 | 0 | 0 | 0 | 0
FixedInterchange | 0 | 0 | 0 | 0 | 0 | 0
Emission Cost by Reporting Type: EI_Canada
ReportingType | 2015 | 2020 | 2025 | 2030 | 2035 | 2040
BM | 0 | 0 | 0 | 0 | 0 | 0
CC | 0 | 0 | 0 | 0 | 0 | 0
CSP | 0 | 0 | 0 | 0 | 0 | 0
CT | 0 | 0 | 0 | 0 | 0 | 0
Coal | 0 | 0 | 0 | 0 | 0 | 0
Geo | 0 | 0 | 0 | 0 | 0 | 0
H | 0 | 0 | 0 | 0 | 0 | 0
LFG | 0 | 0 | 0 | 0 | 0 | 0
Nuc | 0 | 0 | 0 | 0 | 0 | 0
PS | 0 | 0 | 0 | 0 | 0 | 0
PV | 0 | 0 | 0 | 0 | 0 | 0
PeakG | 0 | 0 | 0 | 0 | 0 | 0
PeakO | 0 | 0 | 0 | 0 | 0 | 0
ST | 0 | 0 | 0 | 0 | 0 | 0
STOG | 0 | 0 | 0 | 0 | 0 | 0
STWD | 0 | 0 | 0 | 0 | 0 | 0
WT | 0 | 0 | 0 | 0 | 0 | 0
IGCC | 0 | 0 | 0 | 0 | 0 | 0
DemandResponse | 0 | 0 | 0 | 0 | 0 | 0
IGCC-CCS | 0 | 0 | 0 | 0 | 0 | 0
WT_off | 0 | 0 | 0 | 0 | 0 | 0
PseudoUnit | 0 | 0 | 0 | 0 | 0 | 0
FixedInterchange | 0 | 0 | 0 | 0 | 0 | 0
Emission Cost by Reporting Type: EI
ReportingType | 2015 | 2020 | 2025 | 2030 | 2035 | 2040
BM | 0 | 0 | 0 | 0 | 0 | 0
CC | 0 | 0 | 0 | 0 | 0 | 0
CSP | 0 | 0 | 0 | 0 | 0 | 0
CT | 0 | 0 | 0 | 0 | 0 | 0
Coal | 0 | 0 | 0 | 0 | 0 | 0
Geo | 0 | 0 | 0 | 0 | 0 | 0
H | 0 | 0 | 0 | 0 | 0 | 0
LFG | 0 | 0 | 0 | 0 | 0 | 0
Nuc | 0 | 0 | 0 | 0 | 0 | 0
PS | 0 | 0 | 0 | 0 | 0 | 0
PV | 0 | 0 | 0 | 0 | 0 | 0
PeakG | 0 | 0 | 0 | 0 | 0 | 0
PeakO | 0 | 0 | 0 | 0 | 0 | 0
ST | 0 | 0 | 0 | 0 | 0 | 0
STOG | 0 | 0 | 0 | 0 | 0 | 0
STWD | 0 | 0 | 0 | 0 | 0 | 0
WT | 0 | 0 | 0 | 0 | 0 | 0
IGCC | 0 | 0 | 0 | 0 | 0 | 0
DemandResponse | 0 | 0 | 0 | 0 | 0 | 0
IGCC-CCS | 0 | 0 | 0 | 0 | 0 | 0
WT_off | 0 | 0 | 0 | 0 | 0 | 0
PseudoUnit | 0 | 0 | 0 | 0 | 0 | 0
FixedInterchange | 0 | 0 | 0 | 0 | 0 | 0
Emission Cost by Reporting Type: Outside_EI
ReportingType | 2015 | 2020 | 2025 | 2030 | 2035 | 2040
BM | 0 | 0 | 0 | 0 | 0 | 0
CC | 0 | 0 | 0 | 0 | 0 | 0
CSP | 0 | 0 | 0 | 0 | 0 | 0
CT | 0 | 0 | 0 | 0 | 0 | 0
Coal | 0 | 0 | 0 | 0 | 0 | 0
Geo | 0 | 0 | 0 | 0 | 0 | 0
H | 0 | 0 | 0 | 0 | 0 | 0
LFG | 0 | 0 | 0 | 0 | 0 | 0
Nuc | 0 | 0 | 0 | 0 | 0 | 0
PS | 0 | 0 | 0 | 0 | 0 | 0
PV | 0 | 0 | 0 | 0 | 0 | 0
PeakG | 0 | 0 | 0 | 0 | 0 | 0
PeakO | 0 | 0 | 0 | 0 | 0 | 0
ST | 0 | 0 | 0 | 0 | 0 | 0
STOG | 0 | 0 | 0 | 0 | 0 | 0
STWD | 0 | 0 | 0 | 0 | 0 | 0
WT | 0 | 0 | 0 | 0 | 0 | 0
IGCC | 0 | 0 | 0 | 0 | 0 | 0
DemandResponse | 0 | 0 | 0 | 0 | 0 | 0
IGCC-CCS | 0 | 0 | 0 | 0 | 0 | 0
WT_off | 0 | 0 | 0 | 0 | 0 | 0
PseudoUnit | 0 | 0 | 0 | 0 | 0 | 0
FixedInterchange | 0 | 0 | 0 | 0 | 0 | 0
==== Emission Program: Carbon_CA : (CO2) ====
Emission Cost by Reporting Type: Entergy
ReportingType | 2015 | 2020 | 2025 | 2030 | 2035 | 2040
BM | 0 | 0 | 0 | 0 | 0 | 0
CC | 0 | 0 | 0 | 0 | 0 | 0
CSP | 0 | 0 | 0 | 0 | 0 | 0
CT | 0 | 0 | 0 | 0 | 0 | 0
Coal | 0 | 0 | 0 | 0 | 0 | 0
Geo | 0 | 0 | 0 | 0 | 0 | 0
H | 0 | 0 | 0 | 0 | 0 | 0
LFG | 0 | 0 | 0 | 0 | 0 | 0
Nuc | 0 | 0 | 0 | 0 | 0 | 0
PS | 0 | 0 | 0 | 0 | 0 | 0
PV | 0 | 0 | 0 | 0 | 0 | 0
PeakG | 0 | 0 | 0 | 0 | 0 | 0
PeakO | 0 | 0 | 0 | 0 | 0 | 0
ST | 0 | 0 | 0 | 0 | 0 | 0
STOG | 0 | 0 | 0 | 0 | 0 | 0
STWD | 0 | 0 | 0 | 0 | 0 | 0
WT | 0 | 0 | 0 | 0 | 0 | 0
IGCC | 0 | 0 | 0 | 0 | 0 | 0
DemandResponse | 0 | 0 | 0 | 0 | 0 | 0
IGCC-CCS | 0 | 0 | 0 | 0 | 0 | 0
WT_off | 0 | 0 | 0 | 0 | 0 | 0
PseudoUnit | 0 | 0 | 0 | 0 | 0 | 0
FixedInterchange | 0 | 0 | 0 | 0 | 0 | 0
Emission Cost by Reporting Type: FRCC
ReportingType | 2015 | 2020 | 2025 | 2030 | 2035 | 2040
BM | 0 | 0 | 0 | 0 | 0 | 0
CC | 0 | 0 | 0 | 0 | 0 | 0
CSP | 0 | 0 | 0 | 0 | 0 | 0
CT | 0 | 0 | 0 | 0 | 0 | 0
Coal | 0 | 0 | 0 | 0 | 0 | 0
Geo | 0 | 0 | 0 | 0 | 0 | 0
H | 0 | 0 | 0 | 0 | 0 | 0
LFG | 0 | 0 | 0 | 0 | 0 | 0
Nuc | 0 | 0 | 0 | 0 | 0 | 0
PS | 0 | 0 | 0 | 0 | 0 | 0
PV | 0 | 0 | 0 | 0 | 0 | 0
PeakG | 0 | 0 | 0 | 0 | 0 | 0
PeakO | 0 | 0 | 0 | 0 | 0 | 0
ST | 0 | 0 | 0 | 0 | 0 | 0
STOG | 0 | 0 | 0 | 0 | 0 | 0
STWD | 0 | 0 | 0 | 0 | 0 | 0
WT | 0 | 0 | 0 | 0 | 0 | 0
IGCC | 0 | 0 | 0 | 0 | 0 | 0
DemandResponse | 0 | 0 | 0 | 0 | 0 | 0
IGCC-CCS | 0 | 0 | 0 | 0 | 0 | 0
WT_off | 0 | 0 | 0 | 0 | 0 | 0
PseudoUnit | 0 | 0 | 0 | 0 | 0 | 0
FixedInterchange | 0 | 0 | 0 | 0 | 0 | 0
Emission Cost by Reporting Type: MAPP_US
ReportingType | 2015 | 2020 | 2025 | 2030 | 2035 | 2040
BM | 0 | 0 | 0 | 0 | 0 | 0
CC | 0 | 0 | 0 | 0 | 0 | 0
CSP | 0 | 0 | 0 | 0 | 0 | 0
CT | 0 | 0 | 0 | 0 | 0 | 0
Coal | 0 | 0 | 0 | 0 | 0 | 0
Geo | 0 | 0 | 0 | 0 | 0 | 0
H | 0 | 0 | 0 | 0 | 0 | 0
LFG | 0 | 0 | 0 | 0 | 0 | 0
Nuc | 0 | 0 | 0 | 0 | 0 | 0
PS | 0 | 0 | 0 | 0 | 0 | 0
PV | 0 | 0 | 0 | 0 | 0 | 0
PeakG | 0 | 0 | 0 | 0 | 0 | 0
PeakO | 0 | 0 | 0 | 0 | 0 | 0
ST | 0 | 0 | 0 | 0 | 0 | 0
STOG | 0 | 0 | 0 | 0 | 0 | 0
STWD | 0 | 0 | 0 | 0 | 0 | 0
WT | 0 | 0 | 0 | 0 | 0 | 0
IGCC | 0 | 0 | 0 | 0 | 0 | 0
DemandResponse | 0 | 0 | 0 | 0 | 0 | 0
IGCC-CCS | 0 | 0 | 0 | 0 | 0 | 0
WT_off | 0 | 0 | 0 | 0 | 0 | 0
PseudoUnit | 0 | 0 | 0 | 0 | 0 | 0
FixedInterchange | 0 | 0 | 0 | 0 | 0 | 0
Emission Cost by Reporting Type: MISO_IN
ReportingType | 2015 | 2020 | 2025 | 2030 | 2035 | 2040
BM | 0 | 0 | 0 | 0 | 0 | 0
CC | 0 | 0 | 0 | 0 | 0 | 0
CSP | 0 | 0 | 0 | 0 | 0 | 0
CT | 0 | 0 | 0 | 0 | 0 | 0
Coal | 0 | 0 | 0 | 0 | 0 | 0
Geo | 0 | 0 | 0 | 0 | 0 | 0
H | 0 | 0 | 0 | 0 | 0 | 0
LFG | 0 | 0 | 0 | 0 | 0 | 0
Nuc | 0 | 0 | 0 | 0 | 0 | 0
PS | 0 | 0 | 0 | 0 | 0 | 0
PV | 0 | 0 | 0 | 0 | 0 | 0
PeakG | 0 | 0 | 0 | 0 | 0 | 0
PeakO | 0 | 0 | 0 | 0 | 0 | 0
ST | 0 | 0 | 0 | 0 | 0 | 0
STOG | 0 | 0 | 0 | 0 | 0 | 0
STWD | 0 | 0 | 0 | 0 | 0 | 0
WT | 0 | 0 | 0 | 0 | 0 | 0
IGCC | 0 | 0 | 0 | 0 | 0 | 0
DemandResponse | 0 | 0 | 0 | 0 | 0 | 0
IGCC-CCS | 0 | 0 | 0 | 0 | 0 | 0
WT_off | 0 | 0 | 0 | 0 | 0 | 0
PseudoUnit | 0 | 0 | 0 | 0 | 0 | 0
FixedInterchange | 0 | 0 | 0 | 0 | 0 | 0
Emission Cost by Reporting Type: MISO_MI
ReportingType | 2015 | 2020 | 2025 | 2030 | 2035 | 2040
BM | 0 | 0 | 0 | 0 | 0 | 0
CC | 0 | 0 | 0 | 0 | 0 | 0
CSP | 0 | 0 | 0 | 0 | 0 | 0
CT | 0 | 0 | 0 | 0 | 0 | 0
Coal | 0 | 0 | 0 | 0 | 0 | 0
Geo | 0 | 0 | 0 | 0 | 0 | 0
H | 0 | 0 | 0 | 0 | 0 | 0
LFG | 0 | 0 | 0 | 0 | 0 | 0
Nuc | 0 | 0 | 0 | 0 | 0 | 0
PS | 0 | 0 | 0 | 0 | 0 | 0
PV | 0 | 0 | 0 | 0 | 0 | 0
PeakG | 0 | 0 | 0 | 0 | 0 | 0
PeakO | 0 | 0 | 0 | 0 | 0 | 0
ST | 0 | 0 | 0 | 0 | 0 | 0
STOG | 0 | 0 | 0 | 0 | 0 | 0
STWD | 0 | 0 | 0 | 0 | 0 | 0
WT | 0 | 0 | 0 | 0 | 0 | 0
IGCC | 0 | 0 | 0 | 0 | 0 | 0
DemandResponse | 0 | 0 | 0 | 0 | 0 | 0
IGCC-CCS | 0 | 0 | 0 | 0 | 0 | 0
WT_off | 0 | 0 | 0 | 0 | 0 | 0
PseudoUnit | 0 | 0 | 0 | 0 | 0 | 0
FixedInterchange | 0 | 0 | 0 | 0 | 0 | 0
Emission Cost by Reporting Type: MISO_MO-IL
ReportingType | 2015 | 2020 | 2025 | 2030 | 2035 | 2040
BM | 0 | 0 | 0 | 0 | 0 | 0
CC | 0 | 0 | 0 | 0 | 0 | 0
CSP | 0 | 0 | 0 | 0 | 0 | 0
CT | 0 | 0 | 0 | 0 | 0 | 0
Coal | 0 | 0 | 0 | 0 | 0 | 0
Geo | 0 | 0 | 0 | 0 | 0 | 0
H | 0 | 0 | 0 | 0 | 0 | 0
LFG | 0 | 0 | 0 | 0 | 0 | 0
Nuc | 0 | 0 | 0 | 0 | 0 | 0
PS | 0 | 0 | 0 | 0 | 0 | 0
PV | 0 | 0 | 0 | 0 | 0 | 0
PeakG | 0 | 0 | 0 | 0 | 0 | 0
PeakO | 0 | 0 | 0 | 0 | 0 | 0
ST | 0 | 0 | 0 | 0 | 0 | 0
STOG | 0 | 0 | 0 | 0 | 0 | 0
STWD | 0 | 0 | 0 | 0 | 0 | 0
WT | 0 | 0 | 0 | 0 | 0 | 0
IGCC | 0 | 0 | 0 | 0 | 0 | 0
DemandResponse | 0 | 0 | 0 | 0 | 0 | 0
IGCC-CCS | 0 | 0 | 0 | 0 | 0 | 0
WT_off | 0 | 0 | 0 | 0 | 0 | 0
PseudoUnit | 0 | 0 | 0 | 0 | 0 | 0
FixedInterchange | 0 | 0 | 0 | 0 | 0 | 0
Emission Cost by Reporting Type: MISO_W
ReportingType | 2015 | 2020 | 2025 | 2030 | 2035 | 2040
BM | 0 | 0 | 0 | 0 | 0 | 0
CC | 0 | 0 | 0 | 0 | 0 | 0
CSP | 0 | 0 | 0 | 0 | 0 | 0
CT | 0 | 0 | 0 | 0 | 0 | 0
Coal | 0 | 0 | 0 | 0 | 0 | 0
Geo | 0 | 0 | 0 | 0 | 0 | 0
H | 0 | 0 | 0 | 0 | 0 | 0
LFG | 0 | 0 | 0 | 0 | 0 | 0
Nuc | 0 | 0 | 0 | 0 | 0 | 0
PS | 0 | 0 | 0 | 0 | 0 | 0
PV | 0 | 0 | 0 | 0 | 0 | 0
PeakG | 0 | 0 | 0 | 0 | 0 | 0
PeakO | 0 | 0 | 0 | 0 | 0 | 0
ST | 0 | 0 | 0 | 0 | 0 | 0
STOG | 0 | 0 | 0 | 0 | 0 | 0
STWD | 0 | 0 | 0 | 0 | 0 | 0
WT | 0 | 0 | 0 | 0 | 0 | 0
IGCC | 0 | 0 | 0 | 0 | 0 | 0
DemandResponse | 0 | 0 | 0 | 0 | 0 | 0
IGCC-CCS | 0 | 0 | 0 | 0 | 0 | 0
WT_off | 0 | 0 | 0 | 0 | 0 | 0
PseudoUnit | 0 | 0 | 0 | 0 | 0 | 0
FixedInterchange | 0 | 0 | 0 | 0 | 0 | 0
Emission Cost by Reporting Type: MISO_WUMS
ReportingType | 2015 | 2020 | 2025 | 2030 | 2035 | 2040
BM | 0 | 0 | 0 | 0 | 0 | 0
CC | 0 | 0 | 0 | 0 | 0 | 0
CSP | 0 | 0 | 0 | 0 | 0 | 0
CT | 0 | 0 | 0 | 0 | 0 | 0
Coal | 0 | 0 | 0 | 0 | 0 | 0
Geo | 0 | 0 | 0 | 0 | 0 | 0
H | 0 | 0 | 0 | 0 | 0 | 0
LFG | 0 | 0 | 0 | 0 | 0 | 0
Nuc | 0 | 0 | 0 | 0 | 0 | 0
PS | 0 | 0 | 0 | 0 | 0 | 0
PV | 0 | 0 | 0 | 0 | 0 | 0
PeakG | 0 | 0 | 0 | 0 | 0 | 0
PeakO | 0 | 0 | 0 | 0 | 0 | 0
ST | 0 | 0 | 0 | 0 | 0 | 0
STOG | 0 | 0 | 0 | 0 | 0 | 0
STWD | 0 | 0 | 0 | 0 | 0 | 0
WT | 0 | 0 | 0 | 0 | 0 | 0
IGCC | 0 | 0 | 0 | 0 | 0 | 0
DemandResponse | 0 | 0 | 0 | 0 | 0 | 0
IGCC-CCS | 0 | 0 | 0 | 0 | 0 | 0
WT_off | 0 | 0 | 0 | 0 | 0 | 0
PseudoUnit | 0 | 0 | 0 | 0 | 0 | 0
FixedInterchange | 0 | 0 | 0 | 0 | 0 | 0
Emission Cost by Reporting Type: Nebraska
ReportingType | 2015 | 2020 | 2025 | 2030 | 2035 | 2040
BM | 0 | 0 | 0 | 0 | 0 | 0
CC | 0 | 0 | 0 | 0 | 0 | 0
CSP | 0 | 0 | 0 | 0 | 0 | 0
CT | 0 | 0 | 0 | 0 | 0 | 0
Coal | 0 | 0 | 0 | 0 | 0 | 0
Geo | 0 | 0 | 0 | 0 | 0 | 0
H | 0 | 0 | 0 | 0 | 0 | 0
LFG | 0 | 0 | 0 | 0 | 0 | 0
Nuc | 0 | 0 | 0 | 0 | 0 | 0
PS | 0 | 0 | 0 | 0 | 0 | 0
PV | 0 | 0 | 0 | 0 | 0 | 0
PeakG | 0 | 0 | 0 | 0 | 0 | 0
PeakO | 0 | 0 | 0 | 0 | 0 | 0
ST | 0 | 0 | 0 | 0 | 0 | 0
STOG | 0 | 0 | 0 | 0 | 0 | 0
STWD | 0 | 0 | 0 | 0 | 0 | 0
WT | 0 | 0 | 0 | 0 | 0 | 0
IGCC | 0 | 0 | 0 | 0 | 0 | 0
DemandResponse | 0 | 0 | 0 | 0 | 0 | 0
IGCC-CCS | 0 | 0 | 0 | 0 | 0 | 0
WT_off | 0 | 0 | 0 | 0 | 0 | 0
PseudoUnit | 0 | 0 | 0 | 0 | 0 | 0
FixedInterchange | 0 | 0 | 0 | 0 | 0 | 0
Emission Cost by Reporting Type: NEISO
ReportingType | 2015 | 2020 | 2025 | 2030 | 2035 | 2040
BM | 0 | 0 | 0 | 0 | 0 | 0
CC | 0 | 0 | 0 | 0 | 0 | 0
CSP | 0 | 0 | 0 | 0 | 0 | 0
CT | 0 | 0 | 0 | 0 | 0 | 0
Coal | 0 | 0 | 0 | 0 | 0 | 0
Geo | 0 | 0 | 0 | 0 | 0 | 0
H | 0 | 0 | 0 | 0 | 0 | 0
LFG | 0 | 0 | 0 | 0 | 0 | 0
Nuc | 0 | 0 | 0 | 0 | 0 | 0
PS | 0 | 0 | 0 | 0 | 0 | 0
PV | 0 | 0 | 0 | 0 | 0 | 0
PeakG | 0 | 0 | 0 | 0 | 0 | 0
PeakO | 0 | 0 | 0 | 0 | 0 | 0
ST | 0 | 0 | 0 | 0 | 0 | 0
STOG | 0 | 0 | 0 | 0 | 0 | 0
STWD | 0 | 0 | 0 | 0 | 0 | 0
WT | 0 | 0 | 0 | 0 | 0 | 0
IGCC | 0 | 0 | 0 | 0 | 0 | 0
DemandResponse | 0 | 0 | 0 | 0 | 0 | 0
IGCC-CCS | 0 | 0 | 0 | 0 | 0 | 0
WT_off | 0 | 0 | 0 | 0 | 0 | 0
PseudoUnit | 0 | 0 | 0 | 0 | 0 | 0
FixedInterchange | 0 | 0 | 0 | 0 | 0 | 0
Emission Cost by Reporting Type: NonRTO_Midwest
ReportingType | 2015 | 2020 | 2025 | 2030 | 2035 | 2040
BM | 0 | 0 | 0 | 0 | 0 | 0
CC | 0 | 0 | 0 | 0 | 0 | 0
CSP | 0 | 0 | 0 | 0 | 0 | 0
CT | 0 | 0 | 0 | 0 | 0 | 0
Coal | 0 | 0 | 0 | 0 | 0 | 0
Geo | 0 | 0 | 0 | 0 | 0 | 0
H | 0 | 0 | 0 | 0 | 0 | 0
LFG | 0 | 0 | 0 | 0 | 0 | 0
Nuc | 0 | 0 | 0 | 0 | 0 | 0
PS | 0 | 0 | 0 | 0 | 0 | 0
PV | 0 | 0 | 0 | 0 | 0 | 0
PeakG | 0 | 0 | 0 | 0 | 0 | 0
PeakO | 0 | 0 | 0 | 0 | 0 | 0
ST | 0 | 0 | 0 | 0 | 0 | 0
STOG | 0 | 0 | 0 | 0 | 0 | 0
STWD | 0 | 0 | 0 | 0 | 0 | 0
WT | 0 | 0 | 0 | 0 | 0 | 0
IGCC | 0 | 0 | 0 | 0 | 0 | 0
DemandResponse | 0 | 0 | 0 | 0 | 0 | 0
IGCC-CCS | 0 | 0 | 0 | 0 | 0 | 0
WT_off | 0 | 0 | 0 | 0 | 0 | 0
PseudoUnit | 0 | 0 | 0 | 0 | 0 | 0
FixedInterchange | 0 | 0 | 0 | 0 | 0 | 0
Emission Cost by Reporting Type: NYISO_A-F
ReportingType | 2015 | 2020 | 2025 | 2030 | 2035 | 2040
BM | 0 | 0 | 0 | 0 | 0 | 0
CC | 0 | 0 | 0 | 0 | 0 | 0
CSP | 0 | 0 | 0 | 0 | 0 | 0
CT | 0 | 0 | 0 | 0 | 0 | 0
Coal | 0 | 0 | 0 | 0 | 0 | 0
Geo | 0 | 0 | 0 | 0 | 0 | 0
H | 0 | 0 | 0 | 0 | 0 | 0
LFG | 0 | 0 | 0 | 0 | 0 | 0
Nuc | 0 | 0 | 0 | 0 | 0 | 0
PS | 0 | 0 | 0 | 0 | 0 | 0
PV | 0 | 0 | 0 | 0 | 0 | 0
PeakG | 0 | 0 | 0 | 0 | 0 | 0
PeakO | 0 | 0 | 0 | 0 | 0 | 0
ST | 0 | 0 | 0 | 0 | 0 | 0
STOG | 0 | 0 | 0 | 0 | 0 | 0
STWD | 0 | 0 | 0 | 0 | 0 | 0
WT | 0 | 0 | 0 | 0 | 0 | 0
IGCC | 0 | 0 | 0 | 0 | 0 | 0
DemandResponse | 0 | 0 | 0 | 0 | 0 | 0
IGCC-CCS | 0 | 0 | 0 | 0 | 0 | 0
WT_off | 0 | 0 | 0 | 0 | 0 | 0
PseudoUnit | 0 | 0 | 0 | 0 | 0 | 0
FixedInterchange | 0 | 0 | 0 | 0 | 0 | 0
Emission Cost by Reporting Type: NYISO_G-I
ReportingType | 2015 | 2020 | 2025 | 2030 | 2035 | 2040
BM | 0 | 0 | 0 | 0 | 0 | 0
CC | 0 | 0 | 0 | 0 | 0 | 0
CSP | 0 | 0 | 0 | 0 | 0 | 0
CT | 0 | 0 | 0 | 0 | 0 | 0
Coal | 0 | 0 | 0 | 0 | 0 | 0
Geo | 0 | 0 | 0 | 0 | 0 | 0
H | 0 | 0 | 0 | 0 | 0 | 0
LFG | 0 | 0 | 0 | 0 | 0 | 0
Nuc | 0 | 0 | 0 | 0 | 0 | 0
PS | 0 | 0 | 0 | 0 | 0 | 0
PV | 0 | 0 | 0 | 0 | 0 | 0
PeakG | 0 | 0 | 0 | 0 | 0 | 0
PeakO | 0 | 0 | 0 | 0 | 0 | 0
ST | 0 | 0 | 0 | 0 | 0 | 0
STOG | 0 | 0 | 0 | 0 | 0 | 0
STWD | 0 | 0 | 0 | 0 | 0 | 0
WT | 0 | 0 | 0 | 0 | 0 | 0
IGCC | 0 | 0 | 0 | 0 | 0 | 0
DemandResponse | 0 | 0 | 0 | 0 | 0 | 0
IGCC-CCS | 0 | 0 | 0 | 0 | 0 | 0
WT_off | 0 | 0 | 0 | 0 | 0 | 0
PseudoUnit | 0 | 0 | 0 | 0 | 0 | 0
FixedInterchange | 0 | 0 | 0 | 0 | 0 | 0
Emission Cost by Reporting Type: NYISO_J-K
ReportingType | 2015 | 2020 | 2025 | 2030 | 2035 | 2040
BM | 0 | 0 | 0 | 0 | 0 | 0
CC | 0 | 0 | 0 | 0 | 0 | 0
CSP | 0 | 0 | 0 | 0 | 0 | 0
CT | 0 | 0 | 0 | 0 | 0 | 0
Coal | 0 | 0 | 0 | 0 | 0 | 0
Geo | 0 | 0 | 0 | 0 | 0 | 0
H | 0 | 0 | 0 | 0 | 0 | 0
LFG | 0 | 0 | 0 | 0 | 0 | 0
Nuc | 0 | 0 | 0 | 0 | 0 | 0
PS | 0 | 0 | 0 | 0 | 0 | 0
PV | 0 | 0 | 0 | 0 | 0 | 0
PeakG | 0 | 0 | 0 | 0 | 0 | 0
PeakO | 0 | 0 | 0 | 0 | 0 | 0
ST | 0 | 0 | 0 | 0 | 0 | 0
STOG | 0 | 0 | 0 | 0 | 0 | 0
STWD | 0 | 0 | 0 | 0 | 0 | 0
WT | 0 | 0 | 0 | 0 | 0 | 0
IGCC | 0 | 0 | 0 | 0 | 0 | 0
DemandResponse | 0 | 0 | 0 | 0 | 0 | 0
IGCC-CCS | 0 | 0 | 0 | 0 | 0 | 0
WT_off | 0 | 0 | 0 | 0 | 0 | 0
PseudoUnit | 0 | 0 | 0 | 0 | 0 | 0
FixedInterchange | 0 | 0 | 0 | 0 | 0 | 0
Emission Cost by Reporting Type: PJM_E
ReportingType | 2015 | 2020 | 2025 | 2030 | 2035 | 2040
BM | 0 | 0 | 0 | 0 | 0 | 0
CC | 0 | 0 | 0 | 0 | 0 | 0
CSP | 0 | 0 | 0 | 0 | 0 | 0
CT | 0 | 0 | 0 | 0 | 0 | 0
Coal | 0 | 0 | 0 | 0 | 0 | 0
Geo | 0 | 0 | 0 | 0 | 0 | 0
H | 0 | 0 | 0 | 0 | 0 | 0
LFG | 0 | 0 | 0 | 0 | 0 | 0
Nuc | 0 | 0 | 0 | 0 | 0 | 0
PS | 0 | 0 | 0 | 0 | 0 | 0
PV | 0 | 0 | 0 | 0 | 0 | 0
PeakG | 0 | 0 | 0 | 0 | 0 | 0
PeakO | 0 | 0 | 0 | 0 | 0 | 0
ST | 0 | 0 | 0 | 0 | 0 | 0
STOG | 0 | 0 | 0 | 0 | 0 | 0
STWD | 0 | 0 | 0 | 0 | 0 | 0
WT | 0 | 0 | 0 | 0 | 0 | 0
IGCC | 0 | 0 | 0 | 0 | 0 | 0
DemandResponse | 0 | 0 | 0 | 0 | 0 | 0
IGCC-CCS | 0 | 0 | 0 | 0 | 0 | 0
WT_off | 0 | 0 | 0 | 0 | 0 | 0
PseudoUnit | 0 | 0 | 0 | 0 | 0 | 0
FixedInterchange | 0 | 0 | 0 | 0 | 0 | 0
Emission Cost by Reporting Type: PJM_ROM
ReportingType | 2015 | 2020 | 2025 | 2030 | 2035 | 2040
BM | 0 | 0 | 0 | 0 | 0 | 0
CC | 0 | 0 | 0 | 0 | 0 | 0
CSP | 0 | 0 | 0 | 0 | 0 | 0
CT | 0 | 0 | 0 | 0 | 0 | 0
Coal | 0 | 0 | 0 | 0 | 0 | 0
Geo | 0 | 0 | 0 | 0 | 0 | 0
H | 0 | 0 | 0 | 0 | 0 | 0
LFG | 0 | 0 | 0 | 0 | 0 | 0
Nuc | 0 | 0 | 0 | 0 | 0 | 0
PS | 0 | 0 | 0 | 0 | 0 | 0
PV | 0 | 0 | 0 | 0 | 0 | 0
PeakG | 0 | 0 | 0 | 0 | 0 | 0
PeakO | 0 | 0 | 0 | 0 | 0 | 0
ST | 0 | 0 | 0 | 0 | 0 | 0
STOG | 0 | 0 | 0 | 0 | 0 | 0
STWD | 0 | 0 | 0 | 0 | 0 | 0
WT | 0 | 0 | 0 | 0 | 0 | 0
IGCC | 0 | 0 | 0 | 0 | 0 | 0
DemandResponse | 0 | 0 | 0 | 0 | 0 | 0
IGCC-CCS | 0 | 0 | 0 | 0 | 0 | 0
WT_off | 0 | 0 | 0 | 0 | 0 | 0
PseudoUnit | 0 | 0 | 0 | 0 | 0 | 0
FixedInterchange | 0 | 0 | 0 | 0 | 0 | 0
Emission Cost by Reporting Type: PJM_ROR
ReportingType | 2015 | 2020 | 2025 | 2030 | 2035 | 2040
BM | 0 | 0 | 0 | 0 | 0 | 0
CC | 0 | 0 | 0 | 0 | 0 | 0
CSP | 0 | 0 | 0 | 0 | 0 | 0
CT | 0 | 0 | 0 | 0 | 0 | 0
Coal | 0 | 0 | 0 | 0 | 0 | 0
Geo | 0 | 0 | 0 | 0 | 0 | 0
H | 0 | 0 | 0 | 0 | 0 | 0
LFG | 0 | 0 | 0 | 0 | 0 | 0
Nuc | 0 | 0 | 0 | 0 | 0 | 0
PS | 0 | 0 | 0 | 0 | 0 | 0
PV | 0 | 0 | 0 | 0 | 0 | 0
PeakG | 0 | 0 | 0 | 0 | 0 | 0
PeakO | 0 | 0 | 0 | 0 | 0 | 0
ST | 0 | 0 | 0 | 0 | 0 | 0
STOG | 0 | 0 | 0 | 0 | 0 | 0
STWD | 0 | 0 | 0 | 0 | 0 | 0
WT | 0 | 0 | 0 | 0 | 0 | 0
IGCC | 0 | 0 | 0 | 0 | 0 | 0
DemandResponse | 0 | 0 | 0 | 0 | 0 | 0
IGCC-CCS | 0 | 0 | 0 | 0 | 0 | 0
WT_off | 0 | 0 | 0 | 0 | 0 | 0
PseudoUnit | 0 | 0 | 0 | 0 | 0 | 0
FixedInterchange | 0 | 0 | 0 | 0 | 0 | 0
Emission Cost by Reporting Type: SOCO
ReportingType | 2015 | 2020 | 2025 | 2030 | 2035 | 2040
BM | 0 | 0 | 0 | 0 | 0 | 0
CC | 0 | 0 | 0 | 0 | 0 | 0
CSP | 0 | 0 | 0 | 0 | 0 | 0
CT | 0 | 0 | 0 | 0 | 0 | 0
Coal | 0 | 0 | 0 | 0 | 0 | 0
Geo | 0 | 0 | 0 | 0 | 0 | 0
H | 0 | 0 | 0 | 0 | 0 | 0
LFG | 0 | 0 | 0 | 0 | 0 | 0
Nuc | 0 | 0 | 0 | 0 | 0 | 0
PS | 0 | 0 | 0 | 0 | 0 | 0
PV | 0 | 0 | 0 | 0 | 0 | 0
PeakG | 0 | 0 | 0 | 0 | 0 | 0
PeakO | 0 | 0 | 0 | 0 | 0 | 0
ST | 0 | 0 | 0 | 0 | 0 | 0
STOG | 0 | 0 | 0 | 0 | 0 | 0
STWD | 0 | 0 | 0 | 0 | 0 | 0
WT | 0 | 0 | 0 | 0 | 0 | 0
IGCC | 0 | 0 | 0 | 0 | 0 | 0
DemandResponse | 0 | 0 | 0 | 0 | 0 | 0
IGCC-CCS | 0 | 0 | 0 | 0 | 0 | 0
WT_off | 0 | 0 | 0 | 0 | 0 | 0
PseudoUnit | 0 | 0 | 0 | 0 | 0 | 0
FixedInterchange | 0 | 0 | 0 | 0 | 0 | 0
Emission Cost by Reporting Type: SPP_N
ReportingType | 2015 | 2020 | 2025 | 2030 | 2035 | 2040
BM | 0 | 0 | 0 | 0 | 0 | 0
CC | 0 | 0 | 0 | 0 | 0 | 0
CSP | 0 | 0 | 0 | 0 | 0 | 0
CT | 0 | 0 | 0 | 0 | 0 | 0
Coal | 0 | 0 | 0 | 0 | 0 | 0
Geo | 0 | 0 | 0 | 0 | 0 | 0
H | 0 | 0 | 0 | 0 | 0 | 0
LFG | 0 | 0 | 0 | 0 | 0 | 0
Nuc | 0 | 0 | 0 | 0 | 0 | 0
PS | 0 | 0 | 0 | 0 | 0 | 0
PV | 0 | 0 | 0 | 0 | 0 | 0
PeakG | 0 | 0 | 0 | 0 | 0 | 0
PeakO | 0 | 0 | 0 | 0 | 0 | 0
ST | 0 | 0 | 0 | 0 | 0 | 0
STOG | 0 | 0 | 0 | 0 | 0 | 0
STWD | 0 | 0 | 0 | 0 | 0 | 0
WT | 0 | 0 | 0 | 0 | 0 | 0
IGCC | 0 | 0 | 0 | 0 | 0 | 0
DemandResponse | 0 | 0 | 0 | 0 | 0 | 0
IGCC-CCS | 0 | 0 | 0 | 0 | 0 | 0
WT_off | 0 | 0 | 0 | 0 | 0 | 0
PseudoUnit | 0 | 0 | 0 | 0 | 0 | 0
FixedInterchange | 0 | 0 | 0 | 0 | 0 | 0
Emission Cost by Reporting Type: SPP_S
ReportingType | 2015 | 2020 | 2025 | 2030 | 2035 | 2040
BM | 0 | 0 | 0 | 0 | 0 | 0
CC | 0 | 0 | 0 | 0 | 0 | 0
CSP | 0 | 0 | 0 | 0 | 0 | 0
CT | 0 | 0 | 0 | 0 | 0 | 0
Coal | 0 | 0 | 0 | 0 | 0 | 0
Geo | 0 | 0 | 0 | 0 | 0 | 0
H | 0 | 0 | 0 | 0 | 0 | 0
LFG | 0 | 0 | 0 | 0 | 0 | 0
Nuc | 0 | 0 | 0 | 0 | 0 | 0
PS | 0 | 0 | 0 | 0 | 0 | 0
PV | 0 | 0 | 0 | 0 | 0 | 0
PeakG | 0 | 0 | 0 | 0 | 0 | 0
PeakO | 0 | 0 | 0 | 0 | 0 | 0
ST | 0 | 0 | 0 | 0 | 0 | 0
STOG | 0 | 0 | 0 | 0 | 0 | 0
STWD | 0 | 0 | 0 | 0 | 0 | 0
WT | 0 | 0 | 0 | 0 | 0 | 0
IGCC | 0 | 0 | 0 | 0 | 0 | 0
DemandResponse | 0 | 0 | 0 | 0 | 0 | 0
IGCC-CCS | 0 | 0 | 0 | 0 | 0 | 0
WT_off | 0 | 0 | 0 | 0 | 0 | 0
PseudoUnit | 0 | 0 | 0 | 0 | 0 | 0
FixedInterchange | 0 | 0 | 0 | 0 | 0 | 0
Emission Cost by Reporting Type: TVA
ReportingType | 2015 | 2020 | 2025 | 2030 | 2035 | 2040
BM | 0 | 0 | 0 | 0 | 0 | 0
CC | 0 | 0 | 0 | 0 | 0 | 0
CSP | 0 | 0 | 0 | 0 | 0 | 0
CT | 0 | 0 | 0 | 0 | 0 | 0
Coal | 0 | 0 | 0 | 0 | 0 | 0
Geo | 0 | 0 | 0 | 0 | 0 | 0
H | 0 | 0 | 0 | 0 | 0 | 0
LFG | 0 | 0 | 0 | 0 | 0 | 0
Nuc | 0 | 0 | 0 | 0 | 0 | 0
PS | 0 | 0 | 0 | 0 | 0 | 0
PV | 0 | 0 | 0 | 0 | 0 | 0
PeakG | 0 | 0 | 0 | 0 | 0 | 0
PeakO | 0 | 0 | 0 | 0 | 0 | 0
ST | 0 | 0 | 0 | 0 | 0 | 0
STOG | 0 | 0 | 0 | 0 | 0 | 0
STWD | 0 | 0 | 0 | 0 | 0 | 0
WT | 0 | 0 | 0 | 0 | 0 | 0
IGCC | 0 | 0 | 0 | 0 | 0 | 0
DemandResponse | 0 | 0 | 0 | 0 | 0 | 0
IGCC-CCS | 0 | 0 | 0 | 0 | 0 | 0
WT_off | 0 | 0 | 0 | 0 | 0 | 0
PseudoUnit | 0 | 0 | 0 | 0 | 0 | 0
FixedInterchange | 0 | 0 | 0 | 0 | 0 | 0
Emission Cost by Reporting Type: TVA_Transmission
ReportingType | 2015 | 2020 | 2025 | 2030 | 2035 | 2040
BM | 0 | 0 | 0 | 0 | 0 | 0
CC | 0 | 0 | 0 | 0 | 0 | 0
CSP | 0 | 0 | 0 | 0 | 0 | 0
CT | 0 | 0 | 0 | 0 | 0 | 0
Coal | 0 | 0 | 0 | 0 | 0 | 0
Geo | 0 | 0 | 0 | 0 | 0 | 0
H | 0 | 0 | 0 | 0 | 0 | 0
LFG | 0 | 0 | 0 | 0 | 0 | 0
Nuc | 0 | 0 | 0 | 0 | 0 | 0
PS | 0 | 0 | 0 | 0 | 0 | 0
PV | 0 | 0 | 0 | 0 | 0 | 0
PeakG | 0 | 0 | 0 | 0 | 0 | 0
PeakO | 0 | 0 | 0 | 0 | 0 | 0
ST | 0 | 0 | 0 | 0 | 0 | 0
STOG | 0 | 0 | 0 | 0 | 0 | 0
STWD | 0 | 0 | 0 | 0 | 0 | 0
WT | 0 | 0 | 0 | 0 | 0 | 0
IGCC | 0 | 0 | 0 | 0 | 0 | 0
DemandResponse | 0 | 0 | 0 | 0 | 0 | 0
IGCC-CCS | 0 | 0 | 0 | 0 | 0 | 0
WT_off | 0 | 0 | 0 | 0 | 0 | 0
PseudoUnit | 0 | 0 | 0 | 0 | 0 | 0
FixedInterchange | 0 | 0 | 0 | 0 | 0 | 0
Emission Cost by Reporting Type: VACAR
ReportingType | 2015 | 2020 | 2025 | 2030 | 2035 | 2040
BM | 0 | 0 | 0 | 0 | 0 | 0
CC | 0 | 0 | 0 | 0 | 0 | 0
CSP | 0 | 0 | 0 | 0 | 0 | 0
CT | 0 | 0 | 0 | 0 | 0 | 0
Coal | 0 | 0 | 0 | 0 | 0 | 0
Geo | 0 | 0 | 0 | 0 | 0 | 0
H | 0 | 0 | 0 | 0 | 0 | 0
LFG | 0 | 0 | 0 | 0 | 0 | 0
Nuc | 0 | 0 | 0 | 0 | 0 | 0
PS | 0 | 0 | 0 | 0 | 0 | 0
PV | 0 | 0 | 0 | 0 | 0 | 0
PeakG | 0 | 0 | 0 | 0 | 0 | 0
PeakO | 0 | 0 | 0 | 0 | 0 | 0
ST | 0 | 0 | 0 | 0 | 0 | 0
STOG | 0 | 0 | 0 | 0 | 0 | 0
STWD | 0 | 0 | 0 | 0 | 0 | 0
WT | 0 | 0 | 0 | 0 | 0 | 0
IGCC | 0 | 0 | 0 | 0 | 0 | 0
DemandResponse | 0 | 0 | 0 | 0 | 0 | 0
IGCC-CCS | 0 | 0 | 0 | 0 | 0 | 0
WT_off | 0 | 0 | 0 | 0 | 0 | 0
PseudoUnit | 0 | 0 | 0 | 0 | 0 | 0
FixedInterchange | 0 | 0 | 0 | 0 | 0 | 0
Emission Cost by Reporting Type: IESO
ReportingType | 2015 | 2020 | 2025 | 2030 | 2035 | 2040
BM | 0 | 0 | 0 | 0 | 0 | 0
CC | 0 | 0 | 0 | 0 | 0 | 0
CSP | 0 | 0 | 0 | 0 | 0 | 0
CT | 0 | 0 | 0 | 0 | 0 | 0
Coal | 0 | 0 | 0 | 0 | 0 | 0
Geo | 0 | 0 | 0 | 0 | 0 | 0
H | 0 | 0 | 0 | 0 | 0 | 0
LFG | 0 | 0 | 0 | 0 | 0 | 0
Nuc | 0 | 0 | 0 | 0 | 0 | 0
PS | 0 | 0 | 0 | 0 | 0 | 0
PV | 0 | 0 | 0 | 0 | 0 | 0
PeakG | 0 | 0 | 0 | 0 | 0 | 0
PeakO | 0 | 0 | 0 | 0 | 0 | 0
ST | 0 | 0 | 0 | 0 | 0 | 0
STOG | 0 | 0 | 0 | 0 | 0 | 0
STWD | 0 | 0 | 0 | 0 | 0 | 0
WT | 0 | 0 | 0 | 0 | 0 | 0
IGCC | 0 | 0 | 0 | 0 | 0 | 0
DemandResponse | 0 | 0 | 0 | 0 | 0 | 0
IGCC-CCS | 0 | 0 | 0 | 0 | 0 | 0
WT_off | 0 | 0 | 0 | 0 | 0 | 0
PseudoUnit | 0 | 0 | 0 | 0 | 0 | 0
FixedInterchange | 0 | 0 | 0 | 0 | 0 | 0
Emission Cost by Reporting Type: MAPP_CA
ReportingType | 2015 | 2020 | 2025 | 2030 | 2035 | 2040
BM | 0 | 0 | 0 | 0 | 0 | 0
CC | 0 | 0 | 0 | 0 | 0 | 0
CSP | 0 | 0 | 0 | 0 | 0 | 0
CT | 0 | 0 | 0 | 0 | 0 | 0
Coal | 0 | 0 | 0 | 0 | 0 | 0
Geo | 0 | 0 | 0 | 0 | 0 | 0
H | 0 | 0 | 0 | 0 | 0 | 0
LFG | 0 | 0 | 0 | 0 | 0 | 0
Nuc | 0 | 0 | 0 | 0 | 0 | 0
PS | 0 | 0 | 0 | 0 | 0 | 0
PV | 0 | 0 | 0 | 0 | 0 | 0
PeakG | 0 | 0 | 0 | 0 | 0 | 0
PeakO | 0 | 0 | 0 | 0 | 0 | 0
ST | 0 | 0 | 0 | 0 | 0 | 0
STOG | 0 | 0 | 0 | 0 | 0 | 0
STWD | 0 | 0 | 0 | 0 | 0 | 0
WT | 0 | 0 | 0 | 0 | 0 | 0
IGCC | 0 | 0 | 0 | 0 | 0 | 0
DemandResponse | 0 | 0 | 0 | 0 | 0 | 0
IGCC-CCS | 0 | 0 | 0 | 0 | 0 | 0
WT_off | 0 | 0 | 0 | 0 | 0 | 0
PseudoUnit | 0 | 0 | 0 | 0 | 0 | 0
FixedInterchange | 0 | 0 | 0 | 0 | 0 | 0
Emission Cost by Reporting Type: AZ_NM_SNV_Coal
ReportingType | 2015 | 2020 | 2025 | 2030 | 2035 | 2040
BM | 0 | 0 | 0 | 0 | 0 | 0
CC | 0 | 0 | 0 | 0 | 0 | 0
CSP | 0 | 0 | 0 | 0 | 0 | 0
CT | 0 | 0 | 0 | 0 | 0 | 0
Coal | 0 | 0 | 0 | 0 | 0 | 0
Geo | 0 | 0 | 0 | 0 | 0 | 0
H | 0 | 0 | 0 | 0 | 0 | 0
LFG | 0 | 0 | 0 | 0 | 0 | 0
Nuc | 0 | 0 | 0 | 0 | 0 | 0
PS | 0 | 0 | 0 | 0 | 0 | 0
PV | 0 | 0 | 0 | 0 | 0 | 0
PeakG | 0 | 0 | 0 | 0 | 0 | 0
PeakO | 0 | 0 | 0 | 0 | 0 | 0
ST | 0 | 0 | 0 | 0 | 0 | 0
STOG | 0 | 0 | 0 | 0 | 0 | 0
STWD | 0 | 0 | 0 | 0 | 0 | 0
WT | 0 | 0 | 0 | 0 | 0 | 0
IGCC | 0 | 0 | 0 | 0 | 0 | 0
DemandResponse | 0 | 0 | 0 | 0 | 0 | 0
IGCC-CCS | 0 | 0 | 0 | 0 | 0 | 0
WT_off | 0 | 0 | 0 | 0 | 0 | 0
PseudoUnit | 0 | 0 | 0 | 0 | 0 | 0
FixedInterchange | 0 | 0 | 0 | 0 | 0 | 0
Emission Cost by Reporting Type: AZ_NM_SNV_Gas
ReportingType | 2015 | 2020 | 2025 | 2030 | 2035 | 2040
BM | 0 | 0 | 0 | 0 | 0 | 0
CC | 0 | 0 | 0 | 0 | 0 | 0
CSP | 0 | 0 | 0 | 0 | 0 | 0
CT | 0 | 0 | 0 | 0 | 0 | 0
Coal | 0 | 0 | 0 | 0 | 0 | 0
Geo | 0 | 0 | 0 | 0 | 0 | 0
H | 0 | 0 | 0 | 0 | 0 | 0
LFG | 0 | 0 | 0 | 0 | 0 | 0
Nuc | 0 | 0 | 0 | 0 | 0 | 0
PS | 0 | 0 | 0 | 0 | 0 | 0
PV | 0 | 0 | 0 | 0 | 0 | 0
PeakG | 0 | 0 | 0 | 0 | 0 | 0
PeakO | 0 | 0 | 0 | 0 | 0 | 0
ST | 0 | 0 | 0 | 0 | 0 | 0
STOG | 0 | 0 | 0 | 0 | 0 | 0
STWD | 0 | 0 | 0 | 0 | 0 | 0
WT | 0 | 0 | 0 | 0 | 0 | 0
IGCC | 0 | 0 | 0 | 0 | 0 | 0
DemandResponse | 0 | 0 | 0 | 0 | 0 | 0
IGCC-CCS | 0 | 0 | 0 | 0 | 0 | 0
WT_off | 0 | 0 | 0 | 0 | 0 | 0
PseudoUnit | 0 | 0 | 0 | 0 | 0 | 0
FixedInterchange | 0 | 0 | 0 | 0 | 0 | 0
Emission Cost by Reporting Type: AZ_NM_SNV_NucRenew
ReportingType | 2015 | 2020 | 2025 | 2030 | 2035 | 2040
BM | 0 | 0 | 0 | 0 | 0 | 0
CC | 0 | 0 | 0 | 0 | 0 | 0
CSP | 0 | 0 | 0 | 0 | 0 | 0
CT | 0 | 0 | 0 | 0 | 0 | 0
Coal | 0 | 0 | 0 | 0 | 0 | 0
Geo | 0 | 0 | 0 | 0 | 0 | 0
H | 0 | 0 | 0 | 0 | 0 | 0
LFG | 0 | 0 | 0 | 0 | 0 | 0
Nuc | 0 | 0 | 0 | 0 | 0 | 0
PS | 0 | 0 | 0 | 0 | 0 | 0
PV | 0 | 0 | 0 | 0 | 0 | 0
PeakG | 0 | 0 | 0 | 0 | 0 | 0
PeakO | 0 | 0 | 0 | 0 | 0 | 0
ST | 0 | 0 | 0 | 0 | 0 | 0
STOG | 0 | 0 | 0 | 0 | 0 | 0
STWD | 0 | 0 | 0 | 0 | 0 | 0
WT | 0 | 0 | 0 | 0 | 0 | 0
IGCC | 0 | 0 | 0 | 0 | 0 | 0
DemandResponse | 0 | 0 | 0 | 0 | 0 | 0
IGCC-CCS | 0 | 0 | 0 | 0 | 0 | 0
WT_off | 0 | 0 | 0 | 0 | 0 | 0
PseudoUnit | 0 | 0 | 0 | 0 | 0 | 0
FixedInterchange | 0 | 0 | 0 | 0 | 0 | 0
Emission Cost by Reporting Type: ERCOT
ReportingType | 2015 | 2020 | 2025 | 2030 | 2035 | 2040
BM | 0 | 0 | 0 | 0 | 0 | 0
CC | 0 | 0 | 0 | 0 | 0 | 0
CSP | 0 | 0 | 0 | 0 | 0 | 0
CT | 0 | 0 | 0 | 0 | 0 | 0
Coal | 0 | 0 | 0 | 0 | 0 | 0
Geo | 0 | 0 | 0 | 0 | 0 | 0
H | 0 | 0 | 0 | 0 | 0 | 0
LFG | 0 | 0 | 0 | 0 | 0 | 0
Nuc | 0 | 0 | 0 | 0 | 0 | 0
PS | 0 | 0 | 0 | 0 | 0 | 0
PV | 0 | 0 | 0 | 0 | 0 | 0
PeakG | 0 | 0 | 0 | 0 | 0 | 0
PeakO | 0 | 0 | 0 | 0 | 0 | 0
ST | 0 | 0 | 0 | 0 | 0 | 0
STOG | 0 | 0 | 0 | 0 | 0 | 0
STWD | 0 | 0 | 0 | 0 | 0 | 0
WT | 0 | 0 | 0 | 0 | 0 | 0
IGCC | 0 | 0 | 0 | 0 | 0 | 0
DemandResponse | 0 | 0 | 0 | 0 | 0 | 0
IGCC-CCS | 0 | 0 | 0 | 0 | 0 | 0
WT_off | 0 | 0 | 0 | 0 | 0 | 0
PseudoUnit | 0 | 0 | 0 | 0 | 0 | 0
FixedInterchange | 0 | 0 | 0 | 0 | 0 | 0
Emission Cost by Reporting Type: NP15
ReportingType | 2015 | 2020 | 2025 | 2030 | 2035 | 2040
BM | 0 | 0 | 0 | 0 | 0 | 0
CC | 279.78 | 245.5 | 429.55 | 338.28 | 317.28 | 411.2
CSP | 0 | 0 | 0 | 0 | 0 | 0
CT | 0 | 0 | 0 | 0 | 0 | 0
Coal | 4.6 | 0 | 0 | 0 | 0 | 0
Geo | 0 | 0 | 0 | 0 | 0 | 0
H | 0 | 0 | 0 | 0 | 0 | 0
LFG | 0 | 0 | 0 | 0 | 0 | 0
Nuc | 0 | 0 | 0 | 0 | 0 | 0
PS | 0 | 0 | 0 | 0 | 0 | 0
PV | 0 | 0 | 0 | 0 | 0 | 0
PeakG | 0 | 0 | 0 | 0 | 0 | 1.15
PeakO | 0 | 0 | 0 | 0 | 0 | 0
ST | 0 | 0 | 0 | 0 | 0 | 0
STOG | 1.35 | 1.39 | 3.74 | 6.76 | 14.94 | 18.95
STWD | 0 | 0 | 0 | 0 | 0 | 0
WT | 0 | 0 | 0 | 0 | 0 | 0
IGCC | 0 | 0 | 0 | 0 | 0 | 0
DemandResponse | 0 | 0 | 0 | 0 | 0 | 0
IGCC-CCS | 0 | 0 | 0 | 0 | 0 | 0
WT_off | 0 | 0 | 0 | 0 | 0 | 0
PseudoUnit | 0 | 0 | 0 | 0 | 0 | 0
FixedInterchange | 0 | 0 | 0 | 0 | 0 | 0
Emission Cost by Reporting Type: NWPP_Coal
ReportingType | 2015 | 2020 | 2025 | 2030 | 2035 | 2040
BM | 0 | 0 | 0 | 0 | 0 | 0
CC | 0 | 0 | 0 | 0 | 0 | 0
CSP | 0 | 0 | 0 | 0 | 0 | 0
CT | 0 | 0 | 0 | 0 | 0 | 0
Coal | 0 | 0 | 0 | 0 | 0 | 0
Geo | 0 | 0 | 0 | 0 | 0 | 0
H | 0 | 0 | 0 | 0 | 0 | 0
LFG | 0 | 0 | 0 | 0 | 0 | 0
Nuc | 0 | 0 | 0 | 0 | 0 | 0
PS | 0 | 0 | 0 | 0 | 0 | 0
PV | 0 | 0 | 0 | 0 | 0 | 0
PeakG | 0 | 0 | 0 | 0 | 0 | 0
PeakO | 0 | 0 | 0 | 0 | 0 | 0
ST | 0 | 0 | 0 | 0 | 0 | 0
STOG | 0 | 0 | 0 | 0 | 0 | 0
STWD | 0 | 0 | 0 | 0 | 0 | 0
WT | 0 | 0 | 0 | 0 | 0 | 0
IGCC | 0 | 0 | 0 | 0 | 0 | 0
DemandResponse | 0 | 0 | 0 | 0 | 0 | 0
IGCC-CCS | 0 | 0 | 0 | 0 | 0 | 0
WT_off | 0 | 0 | 0 | 0 | 0 | 0
PseudoUnit | 0 | 0 | 0 | 0 | 0 | 0
FixedInterchange | 0 | 0 | 0 | 0 | 0 | 0
Emission Cost by Reporting Type: NWPP_Gas
ReportingType | 2015 | 2020 | 2025 | 2030 | 2035 | 2040
BM | 0 | 0 | 0 | 0 | 0 | 0
CC | 0 | 0 | 0 | 0 | 0 | 0
CSP | 0 | 0 | 0 | 0 | 0 | 0
CT | 0 | 0 | 0 | 0 | 0 | 0
Coal | 0 | 0 | 0 | 0 | 0 | 0
Geo | 0 | 0 | 0 | 0 | 0 | 0
H | 0 | 0 | 0 | 0 | 0 | 0
LFG | 0 | 0 | 0 | 0 | 0 | 0
Nuc | 0 | 0 | 0 | 0 | 0 | 0
PS | 0 | 0 | 0 | 0 | 0 | 0
PV | 0 | 0 | 0 | 0 | 0 | 0
PeakG | 0 | 0 | 0 | 0 | 0 | 0
PeakO | 0 | 0 | 0 | 0 | 0 | 0
ST | 0 | 0 | 0 | 0 | 0 | 0
STOG | 0 | 0 | 0 | 0 | 0 | 0
STWD | 0 | 0 | 0 | 0 | 0 | 0
WT | 0 | 0 | 0 | 0 | 0 | 0
IGCC | 0 | 0 | 0 | 0 | 0 | 0
DemandResponse | 0 | 0 | 0 | 0 | 0 | 0
IGCC-CCS | 0 | 0 | 0 | 0 | 0 | 0
WT_off | 0 | 0 | 0 | 0 | 0 | 0
PseudoUnit | 0 | 0 | 0 | 0 | 0 | 0
FixedInterchange | 0 | 0 | 0 | 0 | 0 | 0
Emission Cost by Reporting Type: NWPP_NucRenew
ReportingType | 2015 | 2020 | 2025 | 2030 | 2035 | 2040
BM | 0 | 0 | 0 | 0 | 0 | 0
CC | 0 | 0 | 0 | 0 | 0 | 0
CSP | 0 | 0 | 0 | 0 | 0 | 0
CT | 0 | 0 | 0 | 0 | 0 | 0
Coal | 0 | 0 | 0 | 0 | 0 | 0
Geo | 0 | 0 | 0 | 0 | 0 | 0
H | 0 | 0 | 0 | 0 | 0 | 0
LFG | 0 | 0 | 0 | 0 | 0 | 0
Nuc | 0 | 0 | 0 | 0 | 0 | 0
PS | 0 | 0 | 0 | 0 | 0 | 0
PV | 0 | 0 | 0 | 0 | 0 | 0
PeakG | 0 | 0 | 0 | 0 | 0 | 0
PeakO | 0 | 0 | 0 | 0 | 0 | 0
ST | 0 | 0 | 0 | 0 | 0 | 0
STOG | 0 | 0 | 0 | 0 | 0 | 0
STWD | 0 | 0 | 0 | 0 | 0 | 0
WT | 0 | 0 | 0 | 0 | 0 | 0
IGCC | 0 | 0 | 0 | 0 | 0 | 0
DemandResponse | 0 | 0 | 0 | 0 | 0 | 0
IGCC-CCS | 0 | 0 | 0 | 0 | 0 | 0
WT_off | 0 | 0 | 0 | 0 | 0 | 0
PseudoUnit | 0 | 0 | 0 | 0 | 0 | 0
FixedInterchange | 0 | 0 | 0 | 0 | 0 | 0
Emission Cost by Reporting Type: RMPA
ReportingType | 2015 | 2020 | 2025 | 2030 | 2035 | 2040
BM | 0 | 0 | 0 | 0 | 0 | 0
CC | 0 | 0 | 0 | 0 | 0 | 0
CSP | 0 | 0 | 0 | 0 | 0 | 0
CT | 0 | 0 | 0 | 0 | 0 | 0
Coal | 0 | 0 | 0 | 0 | 0 | 0
Geo | 0 | 0 | 0 | 0 | 0 | 0
H | 0 | 0 | 0 | 0 | 0 | 0
LFG | 0 | 0 | 0 | 0 | 0 | 0
Nuc | 0 | 0 | 0 | 0 | 0 | 0
PS | 0 | 0 | 0 | 0 | 0 | 0
PV | 0 | 0 | 0 | 0 | 0 | 0
PeakG | 0 | 0 | 0 | 0 | 0 | 0
PeakO | 0 | 0 | 0 | 0 | 0 | 0
ST | 0 | 0 | 0 | 0 | 0 | 0
STOG | 0 | 0 | 0 | 0 | 0 | 0
STWD | 0 | 0 | 0 | 0 | 0 | 0
WT | 0 | 0 | 0 | 0 | 0 | 0
IGCC | 0 | 0 | 0 | 0 | 0 | 0
DemandResponse | 0 | 0 | 0 | 0 | 0 | 0
IGCC-CCS | 0 | 0 | 0 | 0 | 0 | 0
WT_off | 0 | 0 | 0 | 0 | 0 | 0
PseudoUnit | 0 | 0 | 0 | 0 | 0 | 0
FixedInterchange | 0 | 0 | 0 | 0 | 0 | 0
Emission Cost by Reporting Type: SP15
ReportingType | 2015 | 2020 | 2025 | 2030 | 2035 | 2040
BM | 0 | 0 | 0 | 0 | 0 | 0
CC | 286.21 | 171.67 | 221.68 | 277.81 | 296.1 | 263.31
CSP | 0 | 0 | 0 | 0 | 0 | 0
CT | 0 | 0 | 0 | 0 | 0 | 0
Coal | 15.51 | 19.79 | 25.26 | 19.79 | 0 | 0
Geo | 0 | 0 | 0 | 0 | 0 | 0
H | 0 | 0 | 0 | 0 | 0 | 0
LFG | 0 | 0 | 0 | 0 | 0 | 0
Nuc | 0 | 0 | 0 | 0 | 0 | 0
PS | 0 | 0 | 0 | 0 | 0 | 0
PV | 0 | 0 | 0 | 0 | 0 | 0
PeakG | 0 | 0 | 0 | 0 | 0 | 0
PeakO | 0 | 0 | 0 | 0 | 0 | 0
ST | 0 | 0 | 0 | 0 | 0 | 0
STOG | 2.3 | 2.89 | 1.2 | 3.46 | 11.52 | 19.96
STWD | 0 | 0 | 0 | 0 | 0 | 0
WT | 0 | 0 | 0 | 0 | 0 | 0
IGCC | 0 | 0 | 0 | 0 | 0 | 0
DemandResponse | 0 | 0 | 0 | 0 | 0 | 0
IGCC-CCS | 0 | 0 | 0 | 0 | 0 | 0
WT_off | 0 | 0 | 0 | 0 | 0 | 0
PseudoUnit | 0 | 0 | 0 | 0 | 0 | 0
FixedInterchange | 0 | 0 | 0 | 0 | 0 | 0
Emission Cost by Reporting Type: ALB
ReportingType | 2015 | 2020 | 2025 | 2030 | 2035 | 2040
BM | 0 | 0 | 0 | 0 | 0 | 0
CC | 0 | 0 | 0 | 0 | 0 | 0
CSP | 0 | 0 | 0 | 0 | 0 | 0
CT | 0 | 0 | 0 | 0 | 0 | 0
Coal | 0 | 0 | 0 | 0 | 0 | 0
Geo | 0 | 0 | 0 | 0 | 0 | 0
H | 0 | 0 | 0 | 0 | 0 | 0
LFG | 0 | 0 | 0 | 0 | 0 | 0
Nuc | 0 | 0 | 0 | 0 | 0 | 0
PS | 0 | 0 | 0 | 0 | 0 | 0
PV | 0 | 0 | 0 | 0 | 0 | 0
PeakG | 0 | 0 | 0 | 0 | 0 | 0
PeakO | 0 | 0 | 0 | 0 | 0 | 0
ST | 0 | 0 | 0 | 0 | 0 | 0
STOG | 0 | 0 | 0 | 0 | 0 | 0
STWD | 0 | 0 | 0 | 0 | 0 | 0
WT | 0 | 0 | 0 | 0 | 0 | 0
IGCC | 0 | 0 | 0 | 0 | 0 | 0
DemandResponse | 0 | 0 | 0 | 0 | 0 | 0
IGCC-CCS | 0 | 0 | 0 | 0 | 0 | 0
WT_off | 0 | 0 | 0 | 0 | 0 | 0
PseudoUnit | 0 | 0 | 0 | 0 | 0 | 0
FixedInterchange | 0 | 0 | 0 | 0 | 0 | 0
Emission Cost by Reporting Type: BC
ReportingType | 2015 | 2020 | 2025 | 2030 | 2035 | 2040
BM | 0 | 0 | 0 | 0 | 0 | 0
CC | 0 | 0 | 0 | 0 | 0 | 0
CSP | 0 | 0 | 0 | 0 | 0 | 0
CT | 0 | 0 | 0 | 0 | 0 | 0
Coal | 0 | 0 | 0 | 0 | 0 | 0
Geo | 0 | 0 | 0 | 0 | 0 | 0
H | 0 | 0 | 0 | 0 | 0 | 0
LFG | 0 | 0 | 0 | 0 | 0 | 0
Nuc | 0 | 0 | 0 | 0 | 0 | 0
PS | 0 | 0 | 0 | 0 | 0 | 0
PV | 0 | 0 | 0 | 0 | 0 | 0
PeakG | 0 | 0 | 0 | 0 | 0 | 0
PeakO | 0 | 0 | 0 | 0 | 0 | 0
ST | 0 | 0 | 0 | 0 | 0 | 0
STOG | 0 | 0 | 0 | 0 | 0 | 0
STWD | 0 | 0 | 0 | 0 | 0 | 0
WT | 0 | 0 | 0 | 0 | 0 | 0
IGCC | 0 | 0 | 0 | 0 | 0 | 0
DemandResponse | 0 | 0 | 0 | 0 | 0 | 0
IGCC-CCS | 0 | 0 | 0 | 0 | 0 | 0
WT_off | 0 | 0 | 0 | 0 | 0 | 0
PseudoUnit | 0 | 0 | 0 | 0 | 0 | 0
FixedInterchange | 0 | 0 | 0 | 0 | 0 | 0
Emission Cost by Reporting Type: HQ_IESO
ReportingType | 2015 | 2020 | 2025 | 2030 | 2035 | 2040
BM | 0 | 0 | 0 | 0 | 0 | 0
CC | 0 | 0 | 0 | 0 | 0 | 0
CSP | 0 | 0 | 0 | 0 | 0 | 0
CT | 0 | 0 | 0 | 0 | 0 | 0
Coal | 0 | 0 | 0 | 0 | 0 | 0
Geo | 0 | 0 | 0 | 0 | 0 | 0
H | 0 | 0 | 0 | 0 | 0 | 0
LFG | 0 | 0 | 0 | 0 | 0 | 0
Nuc | 0 | 0 | 0 | 0 | 0 | 0
PS | 0 | 0 | 0 | 0 | 0 | 0
PV | 0 | 0 | 0 | 0 | 0 | 0
PeakG | 0 | 0 | 0 | 0 | 0 | 0
PeakO | 0 | 0 | 0 | 0 | 0 | 0
ST | 0 | 0 | 0 | 0 | 0 | 0
STOG | 0 | 0 | 0 | 0 | 0 | 0
STWD | 0 | 0 | 0 | 0 | 0 | 0
WT | 0 | 0 | 0 | 0 | 0 | 0
IGCC | 0 | 0 | 0 | 0 | 0 | 0
DemandResponse | 0 | 0 | 0 | 0 | 0 | 0
IGCC-CCS | 0 | 0 | 0 | 0 | 0 | 0
WT_off | 0 | 0 | 0 | 0 | 0 | 0
PseudoUnit | 0 | 0 | 0 | 0 | 0 | 0
FixedInterchange | 0 | 0 | 0 | 0 | 0 | 0
Emission Cost by Reporting Type: HQ_NEISO
ReportingType | 2015 | 2020 | 2025 | 2030 | 2035 | 2040
BM | 0 | 0 | 0 | 0 | 0 | 0
CC | 0 | 0 | 0 | 0 | 0 | 0
CSP | 0 | 0 | 0 | 0 | 0 | 0
CT | 0 | 0 | 0 | 0 | 0 | 0
Coal | 0 | 0 | 0 | 0 | 0 | 0
Geo | 0 | 0 | 0 | 0 | 0 | 0
H | 0 | 0 | 0 | 0 | 0 | 0
LFG | 0 | 0 | 0 | 0 | 0 | 0
Nuc | 0 | 0 | 0 | 0 | 0 | 0
PS | 0 | 0 | 0 | 0 | 0 | 0
PV | 0 | 0 | 0 | 0 | 0 | 0
PeakG | 0 | 0 | 0 | 0 | 0 | 0
PeakO | 0 | 0 | 0 | 0 | 0 | 0
ST | 0 | 0 | 0 | 0 | 0 | 0
STOG | 0 | 0 | 0 | 0 | 0 | 0
STWD | 0 | 0 | 0 | 0 | 0 | 0
WT | 0 | 0 | 0 | 0 | 0 | 0
IGCC | 0 | 0 | 0 | 0 | 0 | 0
DemandResponse | 0 | 0 | 0 | 0 | 0 | 0
IGCC-CCS | 0 | 0 | 0 | 0 | 0 | 0
WT_off | 0 | 0 | 0 | 0 | 0 | 0
PseudoUnit | 0 | 0 | 0 | 0 | 0 | 0
FixedInterchange | 0 | 0 | 0 | 0 | 0 | 0
Emission Cost by Reporting Type: HQ_NY
ReportingType | 2015 | 2020 | 2025 | 2030 | 2035 | 2040
BM | 0 | 0 | 0 | 0 | 0 | 0
CC | 0 | 0 | 0 | 0 | 0 | 0
CSP | 0 | 0 | 0 | 0 | 0 | 0
CT | 0 | 0 | 0 | 0 | 0 | 0
Coal | 0 | 0 | 0 | 0 | 0 | 0
Geo | 0 | 0 | 0 | 0 | 0 | 0
H | 0 | 0 | 0 | 0 | 0 | 0
LFG | 0 | 0 | 0 | 0 | 0 | 0
Nuc | 0 | 0 | 0 | 0 | 0 | 0
PS | 0 | 0 | 0 | 0 | 0 | 0
PV | 0 | 0 | 0 | 0 | 0 | 0
PeakG | 0 | 0 | 0 | 0 | 0 | 0
PeakO | 0 | 0 | 0 | 0 | 0 | 0
ST | 0 | 0 | 0 | 0 | 0 | 0
STOG | 0 | 0 | 0 | 0 | 0 | 0
STWD | 0 | 0 | 0 | 0 | 0 | 0
WT | 0 | 0 | 0 | 0 | 0 | 0
IGCC | 0 | 0 | 0 | 0 | 0 | 0
DemandResponse | 0 | 0 | 0 | 0 | 0 | 0
IGCC-CCS | 0 | 0 | 0 | 0 | 0 | 0
WT_off | 0 | 0 | 0 | 0 | 0 | 0
PseudoUnit | 0 | 0 | 0 | 0 | 0 | 0
FixedInterchange | 0 | 0 | 0 | 0 | 0 | 0
Emission Cost by Reporting Type: MARITIMES
ReportingType | 2015 | 2020 | 2025 | 2030 | 2035 | 2040
BM | 0 | 0 | 0 | 0 | 0 | 0
CC | 0 | 0 | 0 | 0 | 0 | 0
CSP | 0 | 0 | 0 | 0 | 0 | 0
CT | 0 | 0 | 0 | 0 | 0 | 0
Coal | 0 | 0 | 0 | 0 | 0 | 0
Geo | 0 | 0 | 0 | 0 | 0 | 0
H | 0 | 0 | 0 | 0 | 0 | 0
LFG | 0 | 0 | 0 | 0 | 0 | 0
Nuc | 0 | 0 | 0 | 0 | 0 | 0
PS | 0 | 0 | 0 | 0 | 0 | 0
PV | 0 | 0 | 0 | 0 | 0 | 0
PeakG | 0 | 0 | 0 | 0 | 0 | 0
PeakO | 0 | 0 | 0 | 0 | 0 | 0
ST | 0 | 0 | 0 | 0 | 0 | 0
STOG | 0 | 0 | 0 | 0 | 0 | 0
STWD | 0 | 0 | 0 | 0 | 0 | 0
WT | 0 | 0 | 0 | 0 | 0 | 0
IGCC | 0 | 0 | 0 | 0 | 0 | 0
DemandResponse | 0 | 0 | 0 | 0 | 0 | 0
IGCC-CCS | 0 | 0 | 0 | 0 | 0 | 0
WT_off | 0 | 0 | 0 | 0 | 0 | 0
PseudoUnit | 0 | 0 | 0 | 0 | 0 | 0
FixedInterchange | 0 | 0 | 0 | 0 | 0 | 0
Emission Cost by Reporting Type: All
ReportingType | 2015 | 2020 | 2025 | 2030 | 2035 | 2040
BM | 0 | 0 | 0 | 0 | 0 | 0
CC | 565.99 | 417.17 | 651.23 | 616.1 | 613.38 | 674.51
CSP | 0 | 0 | 0 | 0 | 0 | 0
CT | 0 | 0 | 0 | 0 | 0 | 0
Coal | 20.1 | 19.79 | 25.26 | 19.79 | 0 | 0
Geo | 0 | 0 | 0 | 0 | 0 | 0
H | 0 | 0 | 0 | 0 | 0 | 0
LFG | 0 | 0 | 0 | 0 | 0 | 0
Nuc | 0 | 0 | 0 | 0 | 0 | 0
PS | 0 | 0 | 0 | 0 | 0 | 0
PV | 0 | 0 | 0 | 0 | 0 | 0
PeakG | 0 | 0 | 0 | 0 | 0 | 1.15
PeakO | 0 | 0 | 0 | 0 | 0 | 0
ST | 0 | 0 | 0 | 0 | 0 | 0
STOG | 3.65 | 4.28 | 4.94 | 10.22 | 26.46 | 38.91
STWD | 0 | 0 | 0 | 0 | 0 | 0
WT | 0 | 0 | 0 | 0 | 0 | 0
IGCC | 0 | 0 | 0 | 0 | 0 | 0
DemandResponse | 0 | 0 | 0 | 0 | 0 | 0
IGCC-CCS | 0 | 0 | 0 | 0 | 0 | 0
WT_off | 0 | 0 | 0 | 0 | 0 | 0
PseudoUnit | 0 | 0 | 0 | 0 | 0 | 0
FixedInterchange | 0 | 0 | 0 | 0 | 0 | 0
Emission Cost by Reporting Type: EI_US
ReportingType | 2015 | 2020 | 2025 | 2030 | 2035 | 2040
BM | 0 | 0 | 0 | 0 | 0 | 0
CC | 0 | 0 | 0 | 0 | 0 | 0
CSP | 0 | 0 | 0 | 0 | 0 | 0
CT | 0 | 0 | 0 | 0 | 0 | 0
Coal | 0 | 0 | 0 | 0 | 0 | 0
Geo | 0 | 0 | 0 | 0 | 0 | 0
H | 0 | 0 | 0 | 0 | 0 | 0
LFG | 0 | 0 | 0 | 0 | 0 | 0
Nuc | 0 | 0 | 0 | 0 | 0 | 0
PS | 0 | 0 | 0 | 0 | 0 | 0
PV | 0 | 0 | 0 | 0 | 0 | 0
PeakG | 0 | 0 | 0 | 0 | 0 | 0
PeakO | 0 | 0 | 0 | 0 | 0 | 0
ST | 0 | 0 | 0 | 0 | 0 | 0
STOG | 0 | 0 | 0 | 0 | 0 | 0
STWD | 0 | 0 | 0 | 0 | 0 | 0
WT | 0 | 0 | 0 | 0 | 0 | 0
IGCC | 0 | 0 | 0 | 0 | 0 | 0
DemandResponse | 0 | 0 | 0 | 0 | 0 | 0
IGCC-CCS | 0 | 0 | 0 | 0 | 0 | 0
WT_off | 0 | 0 | 0 | 0 | 0 | 0
PseudoUnit | 0 | 0 | 0 | 0 | 0 | 0
FixedInterchange | 0 | 0 | 0 | 0 | 0 | 0
Emission Cost by Reporting Type: EI_Canada
ReportingType | 2015 | 2020 | 2025 | 2030 | 2035 | 2040
BM | 0 | 0 | 0 | 0 | 0 | 0
CC | 0 | 0 | 0 | 0 | 0 | 0
CSP | 0 | 0 | 0 | 0 | 0 | 0
CT | 0 | 0 | 0 | 0 | 0 | 0
Coal | 0 | 0 | 0 | 0 | 0 | 0
Geo | 0 | 0 | 0 | 0 | 0 | 0
H | 0 | 0 | 0 | 0 | 0 | 0
LFG | 0 | 0 | 0 | 0 | 0 | 0
Nuc | 0 | 0 | 0 | 0 | 0 | 0
PS | 0 | 0 | 0 | 0 | 0 | 0
PV | 0 | 0 | 0 | 0 | 0 | 0
PeakG | 0 | 0 | 0 | 0 | 0 | 0
PeakO | 0 | 0 | 0 | 0 | 0 | 0
ST | 0 | 0 | 0 | 0 | 0 | 0
STOG | 0 | 0 | 0 | 0 | 0 | 0
STWD | 0 | 0 | 0 | 0 | 0 | 0
WT | 0 | 0 | 0 | 0 | 0 | 0
IGCC | 0 | 0 | 0 | 0 | 0 | 0
DemandResponse | 0 | 0 | 0 | 0 | 0 | 0
IGCC-CCS | 0 | 0 | 0 | 0 | 0 | 0
WT_off | 0 | 0 | 0 | 0 | 0 | 0
PseudoUnit | 0 | 0 | 0 | 0 | 0 | 0
FixedInterchange | 0 | 0 | 0 | 0 | 0 | 0
Emission Cost by Reporting Type: EI
ReportingType | 2015 | 2020 | 2025 | 2030 | 2035 | 2040
BM | 0 | 0 | 0 | 0 | 0 | 0
CC | 0 | 0 | 0 | 0 | 0 | 0
CSP | 0 | 0 | 0 | 0 | 0 | 0
CT | 0 | 0 | 0 | 0 | 0 | 0
Coal | 0 | 0 | 0 | 0 | 0 | 0
Geo | 0 | 0 | 0 | 0 | 0 | 0
H | 0 | 0 | 0 | 0 | 0 | 0
LFG | 0 | 0 | 0 | 0 | 0 | 0
Nuc | 0 | 0 | 0 | 0 | 0 | 0
PS | 0 | 0 | 0 | 0 | 0 | 0
PV | 0 | 0 | 0 | 0 | 0 | 0
PeakG | 0 | 0 | 0 | 0 | 0 | 0
PeakO | 0 | 0 | 0 | 0 | 0 | 0
ST | 0 | 0 | 0 | 0 | 0 | 0
STOG | 0 | 0 | 0 | 0 | 0 | 0
STWD | 0 | 0 | 0 | 0 | 0 | 0
WT | 0 | 0 | 0 | 0 | 0 | 0
IGCC | 0 | 0 | 0 | 0 | 0 | 0
DemandResponse | 0 | 0 | 0 | 0 | 0 | 0
IGCC-CCS | 0 | 0 | 0 | 0 | 0 | 0
WT_off | 0 | 0 | 0 | 0 | 0 | 0
PseudoUnit | 0 | 0 | 0 | 0 | 0 | 0
FixedInterchange | 0 | 0 | 0 | 0 | 0 | 0
Emission Cost by Reporting Type: Outside_EI
ReportingType | 2015 | 2020 | 2025 | 2030 | 2035 | 2040
BM | 0 | 0 | 0 | 0 | 0 | 0
CC | 565.99 | 417.17 | 651.23 | 616.1 | 613.38 | 674.51
CSP | 0 | 0 | 0 | 0 | 0 | 0
CT | 0 | 0 | 0 | 0 | 0 | 0
Coal | 20.1 | 19.79 | 25.26 | 19.79 | 0 | 0
Geo | 0 | 0 | 0 | 0 | 0 | 0
H | 0 | 0 | 0 | 0 | 0 | 0
LFG | 0 | 0 | 0 | 0 | 0 | 0
Nuc | 0 | 0 | 0 | 0 | 0 | 0
PS | 0 | 0 | 0 | 0 | 0 | 0
PV | 0 | 0 | 0 | 0 | 0 | 0
PeakG | 0 | 0 | 0 | 0 | 0 | 1.15
PeakO | 0 | 0 | 0 | 0 | 0 | 0
ST | 0 | 0 | 0 | 0 | 0 | 0
STOG | 3.65 | 4.28 | 4.94 | 10.22 | 26.46 | 38.91
STWD | 0 | 0 | 0 | 0 | 0 | 0
WT | 0 | 0 | 0 | 0 | 0 | 0
IGCC | 0 | 0 | 0 | 0 | 0 | 0
DemandResponse | 0 | 0 | 0 | 0 | 0 | 0
IGCC-CCS | 0 | 0 | 0 | 0 | 0 | 0
WT_off | 0 | 0 | 0 | 0 | 0 | 0
PseudoUnit | 0 | 0 | 0 | 0 | 0 | 0
FixedInterchange | 0 | 0 | 0 | 0 | 0 | 0
==== Emission Program: RGGI : (CO2) ====
Emission Cost by Reporting Type: Entergy
ReportingType | 2015 | 2020 | 2025 | 2030 | 2035 | 2040
BM | 0 | 0 | 0 | 0 | 0 | 0
CC | 0 | 0 | 0 | 0 | 0 | 0
CSP | 0 | 0 | 0 | 0 | 0 | 0
CT | 0 | 0 | 0 | 0 | 0 | 0
Coal | 0 | 0 | 0 | 0 | 0 | 0
Geo | 0 | 0 | 0 | 0 | 0 | 0
H | 0 | 0 | 0 | 0 | 0 | 0
LFG | 0 | 0 | 0 | 0 | 0 | 0
Nuc | 0 | 0 | 0 | 0 | 0 | 0
PS | 0 | 0 | 0 | 0 | 0 | 0
PV | 0 | 0 | 0 | 0 | 0 | 0
PeakG | 0 | 0 | 0 | 0 | 0 | 0
PeakO | 0 | 0 | 0 | 0 | 0 | 0
ST | 0 | 0 | 0 | 0 | 0 | 0
STOG | 0 | 0 | 0 | 0 | 0 | 0
STWD | 0 | 0 | 0 | 0 | 0 | 0
WT | 0 | 0 | 0 | 0 | 0 | 0
IGCC | 0 | 0 | 0 | 0 | 0 | 0
DemandResponse | 0 | 0 | 0 | 0 | 0 | 0
IGCC-CCS | 0 | 0 | 0 | 0 | 0 | 0
WT_off | 0 | 0 | 0 | 0 | 0 | 0
PseudoUnit | 0 | 0 | 0 | 0 | 0 | 0
FixedInterchange | 0 | 0 | 0 | 0 | 0 | 0
Emission Cost by Reporting Type: FRCC
ReportingType | 2015 | 2020 | 2025 | 2030 | 2035 | 2040
BM | 0 | 0 | 0 | 0 | 0 | 0
CC | 0 | 0 | 0 | 0 | 0 | 0
CSP | 0 | 0 | 0 | 0 | 0 | 0
CT | 0 | 0 | 0 | 0 | 0 | 0
Coal | 0 | 0 | 0 | 0 | 0 | 0
Geo | 0 | 0 | 0 | 0 | 0 | 0
H | 0 | 0 | 0 | 0 | 0 | 0
LFG | 0 | 0 | 0 | 0 | 0 | 0
Nuc | 0 | 0 | 0 | 0 | 0 | 0
PS | 0 | 0 | 0 | 0 | 0 | 0
PV | 0 | 0 | 0 | 0 | 0 | 0
PeakG | 0 | 0 | 0 | 0 | 0 | 0
PeakO | 0 | 0 | 0 | 0 | 0 | 0
ST | 0 | 0 | 0 | 0 | 0 | 0
STOG | 0 | 0 | 0 | 0 | 0 | 0
STWD | 0 | 0 | 0 | 0 | 0 | 0
WT | 0 | 0 | 0 | 0 | 0 | 0
IGCC | 0 | 0 | 0 | 0 | 0 | 0
DemandResponse | 0 | 0 | 0 | 0 | 0 | 0
IGCC-CCS | 0 | 0 | 0 | 0 | 0 | 0
WT_off | 0 | 0 | 0 | 0 | 0 | 0
PseudoUnit | 0 | 0 | 0 | 0 | 0 | 0
FixedInterchange | 0 | 0 | 0 | 0 | 0 | 0
Emission Cost by Reporting Type: MAPP_US
ReportingType | 2015 | 2020 | 2025 | 2030 | 2035 | 2040
BM | 0 | 0 | 0 | 0 | 0 | 0
CC | 0 | 0 | 0 | 0 | 0 | 0
CSP | 0 | 0 | 0 | 0 | 0 | 0
CT | 0 | 0 | 0 | 0 | 0 | 0
Coal | 0 | 0 | 0 | 0 | 0 | 0
Geo | 0 | 0 | 0 | 0 | 0 | 0
H | 0 | 0 | 0 | 0 | 0 | 0
LFG | 0 | 0 | 0 | 0 | 0 | 0
Nuc | 0 | 0 | 0 | 0 | 0 | 0
PS | 0 | 0 | 0 | 0 | 0 | 0
PV | 0 | 0 | 0 | 0 | 0 | 0
PeakG | 0 | 0 | 0 | 0 | 0 | 0
PeakO | 0 | 0 | 0 | 0 | 0 | 0
ST | 0 | 0 | 0 | 0 | 0 | 0
STOG | 0 | 0 | 0 | 0 | 0 | 0
STWD | 0 | 0 | 0 | 0 | 0 | 0
WT | 0 | 0 | 0 | 0 | 0 | 0
IGCC | 0 | 0 | 0 | 0 | 0 | 0
DemandResponse | 0 | 0 | 0 | 0 | 0 | 0
IGCC-CCS | 0 | 0 | 0 | 0 | 0 | 0
WT_off | 0 | 0 | 0 | 0 | 0 | 0
PseudoUnit | 0 | 0 | 0 | 0 | 0 | 0
FixedInterchange | 0 | 0 | 0 | 0 | 0 | 0
Emission Cost by Reporting Type: MISO_IN
ReportingType | 2015 | 2020 | 2025 | 2030 | 2035 | 2040
BM | 0 | 0 | 0 | 0 | 0 | 0
CC | 0 | 0 | 0 | 0 | 0 | 0
CSP | 0 | 0 | 0 | 0 | 0 | 0
CT | 0 | 0 | 0 | 0 | 0 | 0
Coal | 0 | 0 | 0 | 0 | 0 | 0
Geo | 0 | 0 | 0 | 0 | 0 | 0
H | 0 | 0 | 0 | 0 | 0 | 0
LFG | 0 | 0 | 0 | 0 | 0 | 0
Nuc | 0 | 0 | 0 | 0 | 0 | 0
PS | 0 | 0 | 0 | 0 | 0 | 0
PV | 0 | 0 | 0 | 0 | 0 | 0
PeakG | 0 | 0 | 0 | 0 | 0 | 0
PeakO | 0 | 0 | 0 | 0 | 0 | 0
ST | 0 | 0 | 0 | 0 | 0 | 0
STOG | 0 | 0 | 0 | 0 | 0 | 0
STWD | 0 | 0 | 0 | 0 | 0 | 0
WT | 0 | 0 | 0 | 0 | 0 | 0
IGCC | 0 | 0 | 0 | 0 | 0 | 0
DemandResponse | 0 | 0 | 0 | 0 | 0 | 0
IGCC-CCS | 0 | 0 | 0 | 0 | 0 | 0
WT_off | 0 | 0 | 0 | 0 | 0 | 0
PseudoUnit | 0 | 0 | 0 | 0 | 0 | 0
FixedInterchange | 0 | 0 | 0 | 0 | 0 | 0
Emission Cost by Reporting Type: MISO_MI
ReportingType | 2015 | 2020 | 2025 | 2030 | 2035 | 2040
BM | 0 | 0 | 0 | 0 | 0 | 0
CC | 0 | 0 | 0 | 0 | 0 | 0
CSP | 0 | 0 | 0 | 0 | 0 | 0
CT | 0 | 0 | 0 | 0 | 0 | 0
Coal | 0 | 0 | 0 | 0 | 0 | 0
Geo | 0 | 0 | 0 | 0 | 0 | 0
H | 0 | 0 | 0 | 0 | 0 | 0
LFG | 0 | 0 | 0 | 0 | 0 | 0
Nuc | 0 | 0 | 0 | 0 | 0 | 0
PS | 0 | 0 | 0 | 0 | 0 | 0
PV | 0 | 0 | 0 | 0 | 0 | 0
PeakG | 0 | 0 | 0 | 0 | 0 | 0
PeakO | 0 | 0 | 0 | 0 | 0 | 0
ST | 0 | 0 | 0 | 0 | 0 | 0
STOG | 0 | 0 | 0 | 0 | 0 | 0
STWD | 0 | 0 | 0 | 0 | 0 | 0
WT | 0 | 0 | 0 | 0 | 0 | 0
IGCC | 0 | 0 | 0 | 0 | 0 | 0
DemandResponse | 0 | 0 | 0 | 0 | 0 | 0
IGCC-CCS | 0 | 0 | 0 | 0 | 0 | 0
WT_off | 0 | 0 | 0 | 0 | 0 | 0
PseudoUnit | 0 | 0 | 0 | 0 | 0 | 0
FixedInterchange | 0 | 0 | 0 | 0 | 0 | 0
Emission Cost by Reporting Type: MISO_MO-IL
ReportingType | 2015 | 2020 | 2025 | 2030 | 2035 | 2040
BM | 0 | 0 | 0 | 0 | 0 | 0
CC | 0 | 0 | 0 | 0 | 0 | 0
CSP | 0 | 0 | 0 | 0 | 0 | 0
CT | 0 | 0 | 0 | 0 | 0 | 0
Coal | 0 | 0 | 0 | 0 | 0 | 0
Geo | 0 | 0 | 0 | 0 | 0 | 0
H | 0 | 0 | 0 | 0 | 0 | 0
LFG | 0 | 0 | 0 | 0 | 0 | 0
Nuc | 0 | 0 | 0 | 0 | 0 | 0
PS | 0 | 0 | 0 | 0 | 0 | 0
PV | 0 | 0 | 0 | 0 | 0 | 0
PeakG | 0 | 0 | 0 | 0 | 0 | 0
PeakO | 0 | 0 | 0 | 0 | 0 | 0
ST | 0 | 0 | 0 | 0 | 0 | 0
STOG | 0 | 0 | 0 | 0 | 0 | 0
STWD | 0 | 0 | 0 | 0 | 0 | 0
WT | 0 | 0 | 0 | 0 | 0 | 0
IGCC | 0 | 0 | 0 | 0 | 0 | 0
DemandResponse | 0 | 0 | 0 | 0 | 0 | 0
IGCC-CCS | 0 | 0 | 0 | 0 | 0 | 0
WT_off | 0 | 0 | 0 | 0 | 0 | 0
PseudoUnit | 0 | 0 | 0 | 0 | 0 | 0
FixedInterchange | 0 | 0 | 0 | 0 | 0 | 0
Emission Cost by Reporting Type: MISO_W
ReportingType | 2015 | 2020 | 2025 | 2030 | 2035 | 2040
BM | 0 | 0 | 0 | 0 | 0 | 0
CC | 0 | 0 | 0 | 0 | 0 | 0
CSP | 0 | 0 | 0 | 0 | 0 | 0
CT | 0 | 0 | 0 | 0 | 0 | 0
Coal | 0 | 0 | 0 | 0 | 0 | 0
Geo | 0 | 0 | 0 | 0 | 0 | 0
H | 0 | 0 | 0 | 0 | 0 | 0
LFG | 0 | 0 | 0 | 0 | 0 | 0
Nuc | 0 | 0 | 0 | 0 | 0 | 0
PS | 0 | 0 | 0 | 0 | 0 | 0
PV | 0 | 0 | 0 | 0 | 0 | 0
PeakG | 0 | 0 | 0 | 0 | 0 | 0
PeakO | 0 | 0 | 0 | 0 | 0 | 0
ST | 0 | 0 | 0 | 0 | 0 | 0
STOG | 0 | 0 | 0 | 0 | 0 | 0
STWD | 0 | 0 | 0 | 0 | 0 | 0
WT | 0 | 0 | 0 | 0 | 0 | 0
IGCC | 0 | 0 | 0 | 0 | 0 | 0
DemandResponse | 0 | 0 | 0 | 0 | 0 | 0
IGCC-CCS | 0 | 0 | 0 | 0 | 0 | 0
WT_off | 0 | 0 | 0 | 0 | 0 | 0
PseudoUnit | 0 | 0 | 0 | 0 | 0 | 0
FixedInterchange | 0 | 0 | 0 | 0 | 0 | 0
Emission Cost by Reporting Type: MISO_WUMS
ReportingType | 2015 | 2020 | 2025 | 2030 | 2035 | 2040
BM | 0 | 0 | 0 | 0 | 0 | 0
CC | 0 | 0 | 0 | 0 | 0 | 0
CSP | 0 | 0 | 0 | 0 | 0 | 0
CT | 0 | 0 | 0 | 0 | 0 | 0
Coal | 0 | 0 | 0 | 0 | 0 | 0
Geo | 0 | 0 | 0 | 0 | 0 | 0
H | 0 | 0 | 0 | 0 | 0 | 0
LFG | 0 | 0 | 0 | 0 | 0 | 0
Nuc | 0 | 0 | 0 | 0 | 0 | 0
PS | 0 | 0 | 0 | 0 | 0 | 0
PV | 0 | 0 | 0 | 0 | 0 | 0
PeakG | 0 | 0 | 0 | 0 | 0 | 0
PeakO | 0 | 0 | 0 | 0 | 0 | 0
ST | 0 | 0 | 0 | 0 | 0 | 0
STOG | 0 | 0 | 0 | 0 | 0 | 0
STWD | 0 | 0 | 0 | 0 | 0 | 0
WT | 0 | 0 | 0 | 0 | 0 | 0
IGCC | 0 | 0 | 0 | 0 | 0 | 0
DemandResponse | 0 | 0 | 0 | 0 | 0 | 0
IGCC-CCS | 0 | 0 | 0 | 0 | 0 | 0
WT_off | 0 | 0 | 0 | 0 | 0 | 0
PseudoUnit | 0 | 0 | 0 | 0 | 0 | 0
FixedInterchange | 0 | 0 | 0 | 0 | 0 | 0
Emission Cost by Reporting Type: Nebraska
ReportingType | 2015 | 2020 | 2025 | 2030 | 2035 | 2040
BM | 0 | 0 | 0 | 0 | 0 | 0
CC | 0 | 0 | 0 | 0 | 0 | 0
CSP | 0 | 0 | 0 | 0 | 0 | 0
CT | 0 | 0 | 0 | 0 | 0 | 0
Coal | 0 | 0 | 0 | 0 | 0 | 0
Geo | 0 | 0 | 0 | 0 | 0 | 0
H | 0 | 0 | 0 | 0 | 0 | 0
LFG | 0 | 0 | 0 | 0 | 0 | 0
Nuc | 0 | 0 | 0 | 0 | 0 | 0
PS | 0 | 0 | 0 | 0 | 0 | 0
PV | 0 | 0 | 0 | 0 | 0 | 0
PeakG | 0 | 0 | 0 | 0 | 0 | 0
PeakO | 0 | 0 | 0 | 0 | 0 | 0
ST | 0 | 0 | 0 | 0 | 0 | 0
STOG | 0 | 0 | 0 | 0 | 0 | 0
STWD | 0 | 0 | 0 | 0 | 0 | 0
WT | 0 | 0 | 0 | 0 | 0 | 0
IGCC | 0 | 0 | 0 | 0 | 0 | 0
DemandResponse | 0 | 0 | 0 | 0 | 0 | 0
IGCC-CCS | 0 | 0 | 0 | 0 | 0 | 0
WT_off | 0 | 0 | 0 | 0 | 0 | 0
PseudoUnit | 0 | 0 | 0 | 0 | 0 | 0
FixedInterchange | 0 | 0 | 0 | 0 | 0 | 0
Emission Cost by Reporting Type: NEISO
ReportingType | 2015 | 2020 | 2025 | 2030 | 2035 | 2040
BM | 0 | 0 | 0 | 0 | 0 | 0
CC | 34.86 | 28.35 | 29.62 | 33.8 | 44.46 | 53.02
CSP | 0 | 0 | 0 | 0 | 0 | 0
CT | 0 | 0.01 | 0.01 | 0.01 | 0.1 | 0.15
Coal | 0.07 | 0 | 0 | 0 | 0 | 0
Geo | 0 | 0 | 0 | 0 | 0 | 0
H | 0 | 0 | 0 | 0 | 0 | 0
LFG | 0 | 0 | 0 | 0 | 0 | 0
Nuc | 0 | 0 | 0 | 0 | 0 | 0
PS | 0 | 0 | 0 | 0 | 0 | 0
PV | 0 | 0 | 0 | 0 | 0 | 0
PeakG | 0.03 | 0.04 | 0.04 | 0.04 | 0.12 | 0.11
PeakO | 0 | 0 | 0 | 0 | 0 | 0
ST | 0 | 0 | 0 | 0 | 0 | 0
STOG | 0 | 0 | 0 | 0 | 0 | 0
STWD | 0 | 0 | 0 | 0 | 0 | 0
WT | 0 | 0 | 0 | 0 | 0 | 0
IGCC | 0 | 0 | 0 | 0 | 0 | 0
DemandResponse | 0 | 0 | 0 | 0 | 0 | 0
IGCC-CCS | 0 | 0 | 0 | 0 | 0 | 0
WT_off | 0 | 0 | 0 | 0 | 0 | 0
PseudoUnit | 0 | 0 | 0 | 0 | 0 | 0
FixedInterchange | 0 | 0 | 0 | 0 | 0 | 0
Emission Cost by Reporting Type: NonRTO_Midwest
ReportingType | 2015 | 2020 | 2025 | 2030 | 2035 | 2040
BM | 0 | 0 | 0 | 0 | 0 | 0
CC | 0 | 0 | 0 | 0 | 0 | 0
CSP | 0 | 0 | 0 | 0 | 0 | 0
CT | 0 | 0 | 0 | 0 | 0 | 0
Coal | 0 | 0 | 0 | 0 | 0 | 0
Geo | 0 | 0 | 0 | 0 | 0 | 0
H | 0 | 0 | 0 | 0 | 0 | 0
LFG | 0 | 0 | 0 | 0 | 0 | 0
Nuc | 0 | 0 | 0 | 0 | 0 | 0
PS | 0 | 0 | 0 | 0 | 0 | 0
PV | 0 | 0 | 0 | 0 | 0 | 0
PeakG | 0 | 0 | 0 | 0 | 0 | 0
PeakO | 0 | 0 | 0 | 0 | 0 | 0
ST | 0 | 0 | 0 | 0 | 0 | 0
STOG | 0 | 0 | 0 | 0 | 0 | 0
STWD | 0 | 0 | 0 | 0 | 0 | 0
WT | 0 | 0 | 0 | 0 | 0 | 0
IGCC | 0 | 0 | 0 | 0 | 0 | 0
DemandResponse | 0 | 0 | 0 | 0 | 0 | 0
IGCC-CCS | 0 | 0 | 0 | 0 | 0 | 0
WT_off | 0 | 0 | 0 | 0 | 0 | 0
PseudoUnit | 0 | 0 | 0 | 0 | 0 | 0
FixedInterchange | 0 | 0 | 0 | 0 | 0 | 0
Emission Cost by Reporting Type: NYISO_A-F
ReportingType | 2015 | 2020 | 2025 | 2030 | 2035 | 2040
BM | 0 | 0 | 0 | 0 | 0 | 0
CC | 5.22 | 8.14 | 9.79 | 11.41 | 9.22 | 11.75
CSP | 0 | 0 | 0 | 0 | 0 | 0
CT | 0 | 0 | 0 | 0 | 0 | 0
Coal | 0 | 0 | 0 | 0 | 0 | 0
Geo | 0 | 0 | 0 | 0 | 0 | 0
H | 0 | 0 | 0 | 0 | 0 | 0
LFG | 0 | 0 | 0 | 0 | 0 | 0
Nuc | 0 | 0 | 0 | 0 | 0 | 0
PS | 0 | 0 | 0 | 0 | 0 | 0
PV | 0 | 0 | 0 | 0 | 0 | 0
PeakG | 0 | 0 | 0.01 | 0.01 | 0.01 | 0.01
PeakO | 0 | 0 | 0 | 0 | 0 | 0
ST | 0 | 0 | 0 | 0 | 0 | 0
STOG | 0 | 0 | 0 | 0 | 0 | 0
STWD | 0 | 0 | 0 | 0 | 0 | 0
WT | 0 | 0 | 0 | 0 | 0 | 0
IGCC | 0 | 0 | 0 | 0 | 0 | 0
DemandResponse | 0 | 0 | 0 | 0 | 0 | 0
IGCC-CCS | 0 | 0 | 0 | 0 | 0 | 0
WT_off | 0 | 0 | 0 | 0 | 0 | 0
PseudoUnit | 0 | 0 | 0 | 0 | 0 | 0
FixedInterchange | 0 | 0 | 0 | 0 | 0 | 0
Emission Cost by Reporting Type: NYISO_G-I
ReportingType | 2015 | 2020 | 2025 | 2030 | 2035 | 2040
BM | 0 | 0 | 0 | 0 | 0 | 0
CC | 5.38 | 6.84 | 10.92 | 16.33 | 36.07 | 47.2
CSP | 0 | 0 | 0 | 0 | 0 | 0
CT | 0 | 0 | 0 | 0 | 0 | 0
Coal | 0 | 0 | 0 | 0 | 0 | 0
Geo | 0 | 0 | 0 | 0 | 0 | 0
H | 0 | 0 | 0 | 0 | 0 | 0
LFG | 0 | 0 | 0 | 0 | 0 | 0
Nuc | 0 | 0 | 0 | 0 | 0 | 0
PS | 0 | 0 | 0 | 0 | 0 | 0
PV | 0 | 0 | 0 | 0 | 0 | 0
PeakG | 0 | 0 | 0 | 0 | 0 | 0
PeakO | 0 | 0 | 0 | 0 | 0 | 0
ST | 0 | 0 | 0 | 0 | 0 | 0
STOG | 0 | 0 | 0 | 0 | 0 | 0
STWD | 0 | 0 | 0 | 0 | 0 | 0
WT | 0 | 0 | 0 | 0 | 0 | 0
IGCC | 0 | 0 | 0 | 0 | 0 | 0
DemandResponse | 0 | 0 | 0 | 0 | 0 | 0
IGCC-CCS | 0 | 0 | 0 | 0 | 0 | 0
WT_off | 0 | 0 | 0 | 0 | 0 | 0
PseudoUnit | 0 | 0 | 0 | 0 | 0 | 0
FixedInterchange | 0 | 0 | 0 | 0 | 0 | 0
Emission Cost by Reporting Type: NYISO_J-K
ReportingType | 2015 | 2020 | 2025 | 2030 | 2035 | 2040
BM | 0 | 0 | 0 | 0 | 0 | 0
CC | 19.06 | 24.32 | 24.57 | 24.5 | 25.17 | 27.33
CSP | 0 | 0 | 0 | 0 | 0 | 0
CT | 0 | 0 | 0.03 | 0.1 | 0.18 | 0.31
Coal | 0 | 0 | 0 | 0 | 0 | 0
Geo | 0 | 0 | 0 | 0 | 0 | 0
H | 0 | 0 | 0 | 0 | 0 | 0
LFG | 0 | 0 | 0 | 0 | 0 | 0
Nuc | 0 | 0 | 0 | 0 | 0 | 0
PS | 0 | 0 | 0 | 0 | 0 | 0
PV | 0 | 0 | 0 | 0 | 0 | 0
PeakG | 0.05 | 0.14 | 0.18 | 0.19 | 0.35 | 0.37
PeakO | 0 | 0 | 0 | 0 | 0 | 0
ST | 0 | 0 | 0 | 0 | 0 | 0
STOG | 1.33 | 2.54 | 2.92 | 3.23 | 4.49 | 5.36
STWD | 0 | 0 | 0 | 0 | 0 | 0
WT | 0 | 0 | 0 | 0 | 0 | 0
IGCC | 0 | 0 | 0 | 0 | 0 | 0
DemandResponse | 0 | 0 | 0 | 0 | 0 | 0
IGCC-CCS | 0 | 0 | 0 | 0 | 0 | 0
WT_off | 0 | 0 | 0 | 0 | 0 | 0
PseudoUnit | 0 | 0 | 0 | 0 | 0 | 0
FixedInterchange | 0 | 0 | 0 | 0 | 0 | 0
Emission Cost by Reporting Type: PJM_E
ReportingType | 2015 | 2020 | 2025 | 2030 | 2035 | 2040
BM | 0 | 0 | 0 | 0 | 0 | 0
CC | 18.97 | 35.95 | 35.22 | 24.36 | 36.52 | 38.16
CSP | 0 | 0 | 0 | 0 | 0 | 0
CT | 0 | 0 | 0 | 0 | 0.32 | 0.32
Coal | 0.88 | 1.11 | 1.55 | 1.93 | 4.21 | 4.8
Geo | 0 | 0 | 0 | 0 | 0 | 0
H | 0 | 0 | 0 | 0 | 0 | 0
LFG | 0 | 0 | 0 | 0 | 0 | 0
Nuc | 0 | 0 | 0 | 0 | 0 | 0
PS | 0 | 0 | 0 | 0 | 0 | 0
PV | 0 | 0 | 0 | 0 | 0 | 0
PeakG | 0 | 0.1 | 0.58 | 0.58 | 0.58 | 0.3
PeakO | 0 | 0 | 0 | 0 | 0 | 0
ST | 0 | 0 | 0 | 0 | 0 | 0
STOG | 0.11 | 0.63 | 0.8 | 0.63 | 1.3 | 0.71
STWD | 0 | 0 | 0 | 0 | 0 | 0
WT | 0 | 0 | 0 | 0 | 0 | 0
IGCC | 0 | 0 | 0 | 0 | 0 | 0
DemandResponse | 0 | 0 | 0 | 0 | 0 | 0
IGCC-CCS | 0 | 0 | 0 | 0 | 0 | 0
WT_off | 0 | 0 | 0 | 0 | 0 | 0
PseudoUnit | 0 | 0 | 0 | 0 | 0 | 0
FixedInterchange | 0 | 0 | 0 | 0 | 0 | 0
Emission Cost by Reporting Type: PJM_ROM
ReportingType | 2015 | 2020 | 2025 | 2030 | 2035 | 2040
BM | 0 | 0 | 0 | 0 | 0 | 0
CC | 0.14 | 0.18 | 0.18 | 0.18 | 0.2 | 0.2
CSP | 0 | 0 | 0 | 0 | 0 | 0
CT | 0 | 0 | 0 | 0 | 0 | 0
Coal | 16.41 | 29.81 | 30.06 | 35.48 | 35.48 | 35.48
Geo | 0 | 0 | 0 | 0 | 0 | 0
H | 0 | 0 | 0 | 0 | 0 | 0
LFG | 0 | 0 | 0 | 0 | 0 | 0
Nuc | 0 | 0 | 0 | 0 | 0 | 0
PS | 0 | 0 | 0 | 0 | 0 | 0
PV | 0 | 0 | 0 | 0 | 0 | 0
PeakG | 0 | 0.03 | 0.06 | 0.06 | 0.19 | 0.06
PeakO | 0 | 0 | 0 | 0 | 0 | 0
ST | 0 | 0 | 0 | 0 | 0 | 0
STOG | 0 | 0 | 0 | 0 | 0 | 0
STWD | 0 | 0 | 0 | 0 | 0 | 0
WT | 0 | 0 | 0 | 0 | 0 | 0
IGCC | 0 | 0 | 0 | 0 | 0 | 0
DemandResponse | 0 | 0 | 0 | 0 | 0 | 0
IGCC-CCS | 0 | 0 | 0 | 0 | 0 | 0
WT_off | 0 | 0 | 0 | 0 | 0 | 0
PseudoUnit | 0 | 0 | 0 | 0 | 0 | 0
FixedInterchange | 0 | 0 | 0 | 0 | 0 | 0
Emission Cost by Reporting Type: PJM_ROR
ReportingType | 2015 | 2020 | 2025 | 2030 | 2035 | 2040
BM | 0 | 0 | 0 | 0 | 0 | 0
CC | 0 | 0 | 0 | 0 | 0 | 0
CSP | 0 | 0 | 0 | 0 | 0 | 0
CT | 0 | 0 | 0 | 0 | 0 | 0
Coal | 0 | 0 | 0 | 0 | 0 | 0
Geo | 0 | 0 | 0 | 0 | 0 | 0
H | 0 | 0 | 0 | 0 | 0 | 0
LFG | 0 | 0 | 0 | 0 | 0 | 0
Nuc | 0 | 0 | 0 | 0 | 0 | 0
PS | 0 | 0 | 0 | 0 | 0 | 0
PV | 0 | 0 | 0 | 0 | 0 | 0
PeakG | 0 | 0 | 0 | 0 | 0 | 0
PeakO | 0 | 0 | 0 | 0 | 0 | 0
ST | 0 | 0 | 0 | 0 | 0 | 0
STOG | 0 | 0 | 0 | 0 | 0 | 0
STWD | 0 | 0 | 0 | 0 | 0 | 0
WT | 0 | 0 | 0 | 0 | 0 | 0
IGCC | 0 | 0 | 0 | 0 | 0 | 0
DemandResponse | 0 | 0 | 0 | 0 | 0 | 0
IGCC-CCS | 0 | 0 | 0 | 0 | 0 | 0
WT_off | 0 | 0 | 0 | 0 | 0 | 0
PseudoUnit | 0 | 0 | 0 | 0 | 0 | 0
FixedInterchange | 0 | 0 | 0 | 0 | 0 | 0
Emission Cost by Reporting Type: SOCO
ReportingType | 2015 | 2020 | 2025 | 2030 | 2035 | 2040
BM | 0 | 0 | 0 | 0 | 0 | 0
CC | 0 | 0 | 0 | 0 | 0 | 0
CSP | 0 | 0 | 0 | 0 | 0 | 0
CT | 0 | 0 | 0 | 0 | 0 | 0
Coal | 0 | 0 | 0 | 0 | 0 | 0
Geo | 0 | 0 | 0 | 0 | 0 | 0
H | 0 | 0 | 0 | 0 | 0 | 0
LFG | 0 | 0 | 0 | 0 | 0 | 0
Nuc | 0 | 0 | 0 | 0 | 0 | 0
PS | 0 | 0 | 0 | 0 | 0 | 0
PV | 0 | 0 | 0 | 0 | 0 | 0
PeakG | 0 | 0 | 0 | 0 | 0 | 0
PeakO | 0 | 0 | 0 | 0 | 0 | 0
ST | 0 | 0 | 0 | 0 | 0 | 0
STOG | 0 | 0 | 0 | 0 | 0 | 0
STWD | 0 | 0 | 0 | 0 | 0 | 0
WT | 0 | 0 | 0 | 0 | 0 | 0
IGCC | 0 | 0 | 0 | 0 | 0 | 0
DemandResponse | 0 | 0 | 0 | 0 | 0 | 0
IGCC-CCS | 0 | 0 | 0 | 0 | 0 | 0
WT_off | 0 | 0 | 0 | 0 | 0 | 0
PseudoUnit | 0 | 0 | 0 | 0 | 0 | 0
FixedInterchange | 0 | 0 | 0 | 0 | 0 | 0
Emission Cost by Reporting Type: SPP_N
ReportingType | 2015 | 2020 | 2025 | 2030 | 2035 | 2040
BM | 0 | 0 | 0 | 0 | 0 | 0
CC | 0 | 0 | 0 | 0 | 0 | 0
CSP | 0 | 0 | 0 | 0 | 0 | 0
CT | 0 | 0 | 0 | 0 | 0 | 0
Coal | 0 | 0 | 0 | 0 | 0 | 0
Geo | 0 | 0 | 0 | 0 | 0 | 0
H | 0 | 0 | 0 | 0 | 0 | 0
LFG | 0 | 0 | 0 | 0 | 0 | 0
Nuc | 0 | 0 | 0 | 0 | 0 | 0
PS | 0 | 0 | 0 | 0 | 0 | 0
PV | 0 | 0 | 0 | 0 | 0 | 0
PeakG | 0 | 0 | 0 | 0 | 0 | 0
PeakO | 0 | 0 | 0 | 0 | 0 | 0
ST | 0 | 0 | 0 | 0 | 0 | 0
STOG | 0 | 0 | 0 | 0 | 0 | 0
STWD | 0 | 0 | 0 | 0 | 0 | 0
WT | 0 | 0 | 0 | 0 | 0 | 0
IGCC | 0 | 0 | 0 | 0 | 0 | 0
DemandResponse | 0 | 0 | 0 | 0 | 0 | 0
IGCC-CCS | 0 | 0 | 0 | 0 | 0 | 0
WT_off | 0 | 0 | 0 | 0 | 0 | 0
PseudoUnit | 0 | 0 | 0 | 0 | 0 | 0
FixedInterchange | 0 | 0 | 0 | 0 | 0 | 0
Emission Cost by Reporting Type: SPP_S
ReportingType | 2015 | 2020 | 2025 | 2030 | 2035 | 2040
BM | 0 | 0 | 0 | 0 | 0 | 0
CC | 0 | 0 | 0 | 0 | 0 | 0
CSP | 0 | 0 | 0 | 0 | 0 | 0
CT | 0 | 0 | 0 | 0 | 0 | 0
Coal | 0 | 0 | 0 | 0 | 0 | 0
Geo | 0 | 0 | 0 | 0 | 0 | 0
H | 0 | 0 | 0 | 0 | 0 | 0
LFG | 0 | 0 | 0 | 0 | 0 | 0
Nuc | 0 | 0 | 0 | 0 | 0 | 0
PS | 0 | 0 | 0 | 0 | 0 | 0
PV | 0 | 0 | 0 | 0 | 0 | 0
PeakG | 0 | 0 | 0 | 0 | 0 | 0
PeakO | 0 | 0 | 0 | 0 | 0 | 0
ST | 0 | 0 | 0 | 0 | 0 | 0
STOG | 0 | 0 | 0 | 0 | 0 | 0
STWD | 0 | 0 | 0 | 0 | 0 | 0
WT | 0 | 0 | 0 | 0 | 0 | 0
IGCC | 0 | 0 | 0 | 0 | 0 | 0
DemandResponse | 0 | 0 | 0 | 0 | 0 | 0
IGCC-CCS | 0 | 0 | 0 | 0 | 0 | 0
WT_off | 0 | 0 | 0 | 0 | 0 | 0
PseudoUnit | 0 | 0 | 0 | 0 | 0 | 0
FixedInterchange | 0 | 0 | 0 | 0 | 0 | 0
Emission Cost by Reporting Type: TVA
ReportingType | 2015 | 2020 | 2025 | 2030 | 2035 | 2040
BM | 0 | 0 | 0 | 0 | 0 | 0
CC | 0 | 0 | 0 | 0 | 0 | 0
CSP | 0 | 0 | 0 | 0 | 0 | 0
CT | 0 | 0 | 0 | 0 | 0 | 0
Coal | 0 | 0 | 0 | 0 | 0 | 0
Geo | 0 | 0 | 0 | 0 | 0 | 0
H | 0 | 0 | 0 | 0 | 0 | 0
LFG | 0 | 0 | 0 | 0 | 0 | 0
Nuc | 0 | 0 | 0 | 0 | 0 | 0
PS | 0 | 0 | 0 | 0 | 0 | 0
PV | 0 | 0 | 0 | 0 | 0 | 0
PeakG | 0 | 0 | 0 | 0 | 0 | 0
PeakO | 0 | 0 | 0 | 0 | 0 | 0
ST | 0 | 0 | 0 | 0 | 0 | 0
STOG | 0 | 0 | 0 | 0 | 0 | 0
STWD | 0 | 0 | 0 | 0 | 0 | 0
WT | 0 | 0 | 0 | 0 | 0 | 0
IGCC | 0 | 0 | 0 | 0 | 0 | 0
DemandResponse | 0 | 0 | 0 | 0 | 0 | 0
IGCC-CCS | 0 | 0 | 0 | 0 | 0 | 0
WT_off | 0 | 0 | 0 | 0 | 0 | 0
PseudoUnit | 0 | 0 | 0 | 0 | 0 | 0
FixedInterchange | 0 | 0 | 0 | 0 | 0 | 0
Emission Cost by Reporting Type: TVA_Transmission
ReportingType | 2015 | 2020 | 2025 | 2030 | 2035 | 2040
BM | 0 | 0 | 0 | 0 | 0 | 0
CC | 0 | 0 | 0 | 0 | 0 | 0
CSP | 0 | 0 | 0 | 0 | 0 | 0
CT | 0 | 0 | 0 | 0 | 0 | 0
Coal | 0 | 0 | 0 | 0 | 0 | 0
Geo | 0 | 0 | 0 | 0 | 0 | 0
H | 0 | 0 | 0 | 0 | 0 | 0
LFG | 0 | 0 | 0 | 0 | 0 | 0
Nuc | 0 | 0 | 0 | 0 | 0 | 0
PS | 0 | 0 | 0 | 0 | 0 | 0
PV | 0 | 0 | 0 | 0 | 0 | 0
PeakG | 0 | 0 | 0 | 0 | 0 | 0
PeakO | 0 | 0 | 0 | 0 | 0 | 0
ST | 0 | 0 | 0 | 0 | 0 | 0
STOG | 0 | 0 | 0 | 0 | 0 | 0
STWD | 0 | 0 | 0 | 0 | 0 | 0
WT | 0 | 0 | 0 | 0 | 0 | 0
IGCC | 0 | 0 | 0 | 0 | 0 | 0
DemandResponse | 0 | 0 | 0 | 0 | 0 | 0
IGCC-CCS | 0 | 0 | 0 | 0 | 0 | 0
WT_off | 0 | 0 | 0 | 0 | 0 | 0
PseudoUnit | 0 | 0 | 0 | 0 | 0 | 0
FixedInterchange | 0 | 0 | 0 | 0 | 0 | 0
Emission Cost by Reporting Type: VACAR
ReportingType | 2015 | 2020 | 2025 | 2030 | 2035 | 2040
BM | 0 | 0 | 0 | 0 | 0 | 0
CC | 0 | 0 | 0 | 0 | 0 | 0
CSP | 0 | 0 | 0 | 0 | 0 | 0
CT | 0 | 0 | 0 | 0 | 0 | 0
Coal | 0 | 0 | 0 | 0 | 0 | 0
Geo | 0 | 0 | 0 | 0 | 0 | 0
H | 0 | 0 | 0 | 0 | 0 | 0
LFG | 0 | 0 | 0 | 0 | 0 | 0
Nuc | 0 | 0 | 0 | 0 | 0 | 0
PS | 0 | 0 | 0 | 0 | 0 | 0
PV | 0 | 0 | 0 | 0 | 0 | 0
PeakG | 0 | 0 | 0 | 0 | 0 | 0
PeakO | 0 | 0 | 0 | 0 | 0 | 0
ST | 0 | 0 | 0 | 0 | 0 | 0
STOG | 0 | 0 | 0 | 0 | 0 | 0
STWD | 0 | 0 | 0 | 0 | 0 | 0
WT | 0 | 0 | 0 | 0 | 0 | 0
IGCC | 0 | 0 | 0 | 0 | 0 | 0
DemandResponse | 0 | 0 | 0 | 0 | 0 | 0
IGCC-CCS | 0 | 0 | 0 | 0 | 0 | 0
WT_off | 0 | 0 | 0 | 0 | 0 | 0
PseudoUnit | 0 | 0 | 0 | 0 | 0 | 0
FixedInterchange | 0 | 0 | 0 | 0 | 0 | 0
Emission Cost by Reporting Type: IESO
ReportingType | 2015 | 2020 | 2025 | 2030 | 2035 | 2040
BM | 0 | 0 | 0 | 0 | 0 | 0
CC | 0 | 0 | 0 | 0 | 0 | 0
CSP | 0 | 0 | 0 | 0 | 0 | 0
CT | 0 | 0 | 0 | 0 | 0 | 0
Coal | 0 | 0 | 0 | 0 | 0 | 0
Geo | 0 | 0 | 0 | 0 | 0 | 0
H | 0 | 0 | 0 | 0 | 0 | 0
LFG | 0 | 0 | 0 | 0 | 0 | 0
Nuc | 0 | 0 | 0 | 0 | 0 | 0
PS | 0 | 0 | 0 | 0 | 0 | 0
PV | 0 | 0 | 0 | 0 | 0 | 0
PeakG | 0 | 0 | 0 | 0 | 0 | 0
PeakO | 0 | 0 | 0 | 0 | 0 | 0
ST | 0 | 0 | 0 | 0 | 0 | 0
STOG | 0 | 0 | 0 | 0 | 0 | 0
STWD | 0 | 0 | 0 | 0 | 0 | 0
WT | 0 | 0 | 0 | 0 | 0 | 0
IGCC | 0 | 0 | 0 | 0 | 0 | 0
DemandResponse | 0 | 0 | 0 | 0 | 0 | 0
IGCC-CCS | 0 | 0 | 0 | 0 | 0 | 0
WT_off | 0 | 0 | 0 | 0 | 0 | 0
PseudoUnit | 0 | 0 | 0 | 0 | 0 | 0
FixedInterchange | 0 | 0 | 0 | 0 | 0 | 0
Emission Cost by Reporting Type: MAPP_CA
ReportingType | 2015 | 2020 | 2025 | 2030 | 2035 | 2040
BM | 0 | 0 | 0 | 0 | 0 | 0
CC | 0 | 0 | 0 | 0 | 0 | 0
CSP | 0 | 0 | 0 | 0 | 0 | 0
CT | 0 | 0 | 0 | 0 | 0 | 0
Coal | 0 | 0 | 0 | 0 | 0 | 0
Geo | 0 | 0 | 0 | 0 | 0 | 0
H | 0 | 0 | 0 | 0 | 0 | 0
LFG | 0 | 0 | 0 | 0 | 0 | 0
Nuc | 0 | 0 | 0 | 0 | 0 | 0
PS | 0 | 0 | 0 | 0 | 0 | 0
PV | 0 | 0 | 0 | 0 | 0 | 0
PeakG | 0 | 0 | 0 | 0 | 0 | 0
PeakO | 0 | 0 | 0 | 0 | 0 | 0
ST | 0 | 0 | 0 | 0 | 0 | 0
STOG | 0 | 0 | 0 | 0 | 0 | 0
STWD | 0 | 0 | 0 | 0 | 0 | 0
WT | 0 | 0 | 0 | 0 | 0 | 0
IGCC | 0 | 0 | 0 | 0 | 0 | 0
DemandResponse | 0 | 0 | 0 | 0 | 0 | 0
IGCC-CCS | 0 | 0 | 0 | 0 | 0 | 0
WT_off | 0 | 0 | 0 | 0 | 0 | 0
PseudoUnit | 0 | 0 | 0 | 0 | 0 | 0
FixedInterchange | 0 | 0 | 0 | 0 | 0 | 0
Emission Cost by Reporting Type: AZ_NM_SNV_Coal
ReportingType | 2015 | 2020 | 2025 | 2030 | 2035 | 2040
BM | 0 | 0 | 0 | 0 | 0 | 0
CC | 0 | 0 | 0 | 0 | 0 | 0
CSP | 0 | 0 | 0 | 0 | 0 | 0
CT | 0 | 0 | 0 | 0 | 0 | 0
Coal | 0 | 0 | 0 | 0 | 0 | 0
Geo | 0 | 0 | 0 | 0 | 0 | 0
H | 0 | 0 | 0 | 0 | 0 | 0
LFG | 0 | 0 | 0 | 0 | 0 | 0
Nuc | 0 | 0 | 0 | 0 | 0 | 0
PS | 0 | 0 | 0 | 0 | 0 | 0
PV | 0 | 0 | 0 | 0 | 0 | 0
PeakG | 0 | 0 | 0 | 0 | 0 | 0
PeakO | 0 | 0 | 0 | 0 | 0 | 0
ST | 0 | 0 | 0 | 0 | 0 | 0
STOG | 0 | 0 | 0 | 0 | 0 | 0
STWD | 0 | 0 | 0 | 0 | 0 | 0
WT | 0 | 0 | 0 | 0 | 0 | 0
IGCC | 0 | 0 | 0 | 0 | 0 | 0
DemandResponse | 0 | 0 | 0 | 0 | 0 | 0
IGCC-CCS | 0 | 0 | 0 | 0 | 0 | 0
WT_off | 0 | 0 | 0 | 0 | 0 | 0
PseudoUnit | 0 | 0 | 0 | 0 | 0 | 0
FixedInterchange | 0 | 0 | 0 | 0 | 0 | 0
Emission Cost by Reporting Type: AZ_NM_SNV_Gas
ReportingType | 2015 | 2020 | 2025 | 2030 | 2035 | 2040
BM | 0 | 0 | 0 | 0 | 0 | 0
CC | 0 | 0 | 0 | 0 | 0 | 0
CSP | 0 | 0 | 0 | 0 | 0 | 0
CT | 0 | 0 | 0 | 0 | 0 | 0
Coal | 0 | 0 | 0 | 0 | 0 | 0
Geo | 0 | 0 | 0 | 0 | 0 | 0
H | 0 | 0 | 0 | 0 | 0 | 0
LFG | 0 | 0 | 0 | 0 | 0 | 0
Nuc | 0 | 0 | 0 | 0 | 0 | 0
PS | 0 | 0 | 0 | 0 | 0 | 0
PV | 0 | 0 | 0 | 0 | 0 | 0
PeakG | 0 | 0 | 0 | 0 | 0 | 0
PeakO | 0 | 0 | 0 | 0 | 0 | 0
ST | 0 | 0 | 0 | 0 | 0 | 0
STOG | 0 | 0 | 0 | 0 | 0 | 0
STWD | 0 | 0 | 0 | 0 | 0 | 0
WT | 0 | 0 | 0 | 0 | 0 | 0
IGCC | 0 | 0 | 0 | 0 | 0 | 0
DemandResponse | 0 | 0 | 0 | 0 | 0 | 0
IGCC-CCS | 0 | 0 | 0 | 0 | 0 | 0
WT_off | 0 | 0 | 0 | 0 | 0 | 0
PseudoUnit | 0 | 0 | 0 | 0 | 0 | 0
FixedInterchange | 0 | 0 | 0 | 0 | 0 | 0
Emission Cost by Reporting Type: AZ_NM_SNV_NucRenew
ReportingType | 2015 | 2020 | 2025 | 2030 | 2035 | 2040
BM | 0 | 0 | 0 | 0 | 0 | 0
CC | 0 | 0 | 0 | 0 | 0 | 0
CSP | 0 | 0 | 0 | 0 | 0 | 0
CT | 0 | 0 | 0 | 0 | 0 | 0
Coal | 0 | 0 | 0 | 0 | 0 | 0
Geo | 0 | 0 | 0 | 0 | 0 | 0
H | 0 | 0 | 0 | 0 | 0 | 0
LFG | 0 | 0 | 0 | 0 | 0 | 0
Nuc | 0 | 0 | 0 | 0 | 0 | 0
PS | 0 | 0 | 0 | 0 | 0 | 0
PV | 0 | 0 | 0 | 0 | 0 | 0
PeakG | 0 | 0 | 0 | 0 | 0 | 0
PeakO | 0 | 0 | 0 | 0 | 0 | 0
ST | 0 | 0 | 0 | 0 | 0 | 0
STOG | 0 | 0 | 0 | 0 | 0 | 0
STWD | 0 | 0 | 0 | 0 | 0 | 0
WT | 0 | 0 | 0 | 0 | 0 | 0
IGCC | 0 | 0 | 0 | 0 | 0 | 0
DemandResponse | 0 | 0 | 0 | 0 | 0 | 0
IGCC-CCS | 0 | 0 | 0 | 0 | 0 | 0
WT_off | 0 | 0 | 0 | 0 | 0 | 0
PseudoUnit | 0 | 0 | 0 | 0 | 0 | 0
FixedInterchange | 0 | 0 | 0 | 0 | 0 | 0
Emission Cost by Reporting Type: ERCOT
ReportingType | 2015 | 2020 | 2025 | 2030 | 2035 | 2040
BM | 0 | 0 | 0 | 0 | 0 | 0
CC | 0 | 0 | 0 | 0 | 0 | 0
CSP | 0 | 0 | 0 | 0 | 0 | 0
CT | 0 | 0 | 0 | 0 | 0 | 0
Coal | 0 | 0 | 0 | 0 | 0 | 0
Geo | 0 | 0 | 0 | 0 | 0 | 0
H | 0 | 0 | 0 | 0 | 0 | 0
LFG | 0 | 0 | 0 | 0 | 0 | 0
Nuc | 0 | 0 | 0 | 0 | 0 | 0
PS | 0 | 0 | 0 | 0 | 0 | 0
PV | 0 | 0 | 0 | 0 | 0 | 0
PeakG | 0 | 0 | 0 | 0 | 0 | 0
PeakO | 0 | 0 | 0 | 0 | 0 | 0
ST | 0 | 0 | 0 | 0 | 0 | 0
STOG | 0 | 0 | 0 | 0 | 0 | 0
STWD | 0 | 0 | 0 | 0 | 0 | 0
WT | 0 | 0 | 0 | 0 | 0 | 0
IGCC | 0 | 0 | 0 | 0 | 0 | 0
DemandResponse | 0 | 0 | 0 | 0 | 0 | 0
IGCC-CCS | 0 | 0 | 0 | 0 | 0 | 0
WT_off | 0 | 0 | 0 | 0 | 0 | 0
PseudoUnit | 0 | 0 | 0 | 0 | 0 | 0
FixedInterchange | 0 | 0 | 0 | 0 | 0 | 0
Emission Cost by Reporting Type: NP15
ReportingType | 2015 | 2020 | 2025 | 2030 | 2035 | 2040
BM | 0 | 0 | 0 | 0 | 0 | 0
CC | 0 | 0 | 0 | 0 | 0 | 0
CSP | 0 | 0 | 0 | 0 | 0 | 0
CT | 0 | 0 | 0 | 0 | 0 | 0
Coal | 0 | 0 | 0 | 0 | 0 | 0
Geo | 0 | 0 | 0 | 0 | 0 | 0
H | 0 | 0 | 0 | 0 | 0 | 0
LFG | 0 | 0 | 0 | 0 | 0 | 0
Nuc | 0 | 0 | 0 | 0 | 0 | 0
PS | 0 | 0 | 0 | 0 | 0 | 0
PV | 0 | 0 | 0 | 0 | 0 | 0
PeakG | 0 | 0 | 0 | 0 | 0 | 0
PeakO | 0 | 0 | 0 | 0 | 0 | 0
ST | 0 | 0 | 0 | 0 | 0 | 0
STOG | 0 | 0 | 0 | 0 | 0 | 0
STWD | 0 | 0 | 0 | 0 | 0 | 0
WT | 0 | 0 | 0 | 0 | 0 | 0
IGCC | 0 | 0 | 0 | 0 | 0 | 0
DemandResponse | 0 | 0 | 0 | 0 | 0 | 0
IGCC-CCS | 0 | 0 | 0 | 0 | 0 | 0
WT_off | 0 | 0 | 0 | 0 | 0 | 0
PseudoUnit | 0 | 0 | 0 | 0 | 0 | 0
FixedInterchange | 0 | 0 | 0 | 0 | 0 | 0
Emission Cost by Reporting Type: NWPP_Coal
ReportingType | 2015 | 2020 | 2025 | 2030 | 2035 | 2040
BM | 0 | 0 | 0 | 0 | 0 | 0
CC | 0 | 0 | 0 | 0 | 0 | 0
CSP | 0 | 0 | 0 | 0 | 0 | 0
CT | 0 | 0 | 0 | 0 | 0 | 0
Coal | 0 | 0 | 0 | 0 | 0 | 0
Geo | 0 | 0 | 0 | 0 | 0 | 0
H | 0 | 0 | 0 | 0 | 0 | 0
LFG | 0 | 0 | 0 | 0 | 0 | 0
Nuc | 0 | 0 | 0 | 0 | 0 | 0
PS | 0 | 0 | 0 | 0 | 0 | 0
PV | 0 | 0 | 0 | 0 | 0 | 0
PeakG | 0 | 0 | 0 | 0 | 0 | 0
PeakO | 0 | 0 | 0 | 0 | 0 | 0
ST | 0 | 0 | 0 | 0 | 0 | 0
STOG | 0 | 0 | 0 | 0 | 0 | 0
STWD | 0 | 0 | 0 | 0 | 0 | 0
WT | 0 | 0 | 0 | 0 | 0 | 0
IGCC | 0 | 0 | 0 | 0 | 0 | 0
DemandResponse | 0 | 0 | 0 | 0 | 0 | 0
IGCC-CCS | 0 | 0 | 0 | 0 | 0 | 0
WT_off | 0 | 0 | 0 | 0 | 0 | 0
PseudoUnit | 0 | 0 | 0 | 0 | 0 | 0
FixedInterchange | 0 | 0 | 0 | 0 | 0 | 0
Emission Cost by Reporting Type: NWPP_Gas
ReportingType | 2015 | 2020 | 2025 | 2030 | 2035 | 2040
BM | 0 | 0 | 0 | 0 | 0 | 0
CC | 0 | 0 | 0 | 0 | 0 | 0
CSP | 0 | 0 | 0 | 0 | 0 | 0
CT | 0 | 0 | 0 | 0 | 0 | 0
Coal | 0 | 0 | 0 | 0 | 0 | 0
Geo | 0 | 0 | 0 | 0 | 0 | 0
H | 0 | 0 | 0 | 0 | 0 | 0
LFG | 0 | 0 | 0 | 0 | 0 | 0
Nuc | 0 | 0 | 0 | 0 | 0 | 0
PS | 0 | 0 | 0 | 0 | 0 | 0
PV | 0 | 0 | 0 | 0 | 0 | 0
PeakG | 0 | 0 | 0 | 0 | 0 | 0
PeakO | 0 | 0 | 0 | 0 | 0 | 0
ST | 0 | 0 | 0 | 0 | 0 | 0
STOG | 0 | 0 | 0 | 0 | 0 | 0
STWD | 0 | 0 | 0 | 0 | 0 | 0
WT | 0 | 0 | 0 | 0 | 0 | 0
IGCC | 0 | 0 | 0 | 0 | 0 | 0
DemandResponse | 0 | 0 | 0 | 0 | 0 | 0
IGCC-CCS | 0 | 0 | 0 | 0 | 0 | 0
WT_off | 0 | 0 | 0 | 0 | 0 | 0
PseudoUnit | 0 | 0 | 0 | 0 | 0 | 0
FixedInterchange | 0 | 0 | 0 | 0 | 0 | 0
Emission Cost by Reporting Type: NWPP_NucRenew
ReportingType | 2015 | 2020 | 2025 | 2030 | 2035 | 2040
BM | 0 | 0 | 0 | 0 | 0 | 0
CC | 0 | 0 | 0 | 0 | 0 | 0
CSP | 0 | 0 | 0 | 0 | 0 | 0
CT | 0 | 0 | 0 | 0 | 0 | 0
Coal | 0 | 0 | 0 | 0 | 0 | 0
Geo | 0 | 0 | 0 | 0 | 0 | 0
H | 0 | 0 | 0 | 0 | 0 | 0
LFG | 0 | 0 | 0 | 0 | 0 | 0
Nuc | 0 | 0 | 0 | 0 | 0 | 0
PS | 0 | 0 | 0 | 0 | 0 | 0
PV | 0 | 0 | 0 | 0 | 0 | 0
PeakG | 0 | 0 | 0 | 0 | 0 | 0
PeakO | 0 | 0 | 0 | 0 | 0 | 0
ST | 0 | 0 | 0 | 0 | 0 | 0
STOG | 0 | 0 | 0 | 0 | 0 | 0
STWD | 0 | 0 | 0 | 0 | 0 | 0
WT | 0 | 0 | 0 | 0 | 0 | 0
IGCC | 0 | 0 | 0 | 0 | 0 | 0
DemandResponse | 0 | 0 | 0 | 0 | 0 | 0
IGCC-CCS | 0 | 0 | 0 | 0 | 0 | 0
WT_off | 0 | 0 | 0 | 0 | 0 | 0
PseudoUnit | 0 | 0 | 0 | 0 | 0 | 0
FixedInterchange | 0 | 0 | 0 | 0 | 0 | 0
Emission Cost by Reporting Type: RMPA
ReportingType | 2015 | 2020 | 2025 | 2030 | 2035 | 2040
BM | 0 | 0 | 0 | 0 | 0 | 0
CC | 0 | 0 | 0 | 0 | 0 | 0
CSP | 0 | 0 | 0 | 0 | 0 | 0
CT | 0 | 0 | 0 | 0 | 0 | 0
Coal | 0 | 0 | 0 | 0 | 0 | 0
Geo | 0 | 0 | 0 | 0 | 0 | 0
H | 0 | 0 | 0 | 0 | 0 | 0
LFG | 0 | 0 | 0 | 0 | 0 | 0
Nuc | 0 | 0 | 0 | 0 | 0 | 0
PS | 0 | 0 | 0 | 0 | 0 | 0
PV | 0 | 0 | 0 | 0 | 0 | 0
PeakG | 0 | 0 | 0 | 0 | 0 | 0
PeakO | 0 | 0 | 0 | 0 | 0 | 0
ST | 0 | 0 | 0 | 0 | 0 | 0
STOG | 0 | 0 | 0 | 0 | 0 | 0
STWD | 0 | 0 | 0 | 0 | 0 | 0
WT | 0 | 0 | 0 | 0 | 0 | 0
IGCC | 0 | 0 | 0 | 0 | 0 | 0
DemandResponse | 0 | 0 | 0 | 0 | 0 | 0
IGCC-CCS | 0 | 0 | 0 | 0 | 0 | 0
WT_off | 0 | 0 | 0 | 0 | 0 | 0
PseudoUnit | 0 | 0 | 0 | 0 | 0 | 0
FixedInterchange | 0 | 0 | 0 | 0 | 0 | 0
Emission Cost by Reporting Type: SP15
ReportingType | 2015 | 2020 | 2025 | 2030 | 2035 | 2040
BM | 0 | 0 | 0 | 0 | 0 | 0
CC | 0 | 0 | 0 | 0 | 0 | 0
CSP | 0 | 0 | 0 | 0 | 0 | 0
CT | 0 | 0 | 0 | 0 | 0 | 0
Coal | 0 | 0 | 0 | 0 | 0 | 0
Geo | 0 | 0 | 0 | 0 | 0 | 0
H | 0 | 0 | 0 | 0 | 0 | 0
LFG | 0 | 0 | 0 | 0 | 0 | 0
Nuc | 0 | 0 | 0 | 0 | 0 | 0
PS | 0 | 0 | 0 | 0 | 0 | 0
PV | 0 | 0 | 0 | 0 | 0 | 0
PeakG | 0 | 0 | 0 | 0 | 0 | 0
PeakO | 0 | 0 | 0 | 0 | 0 | 0
ST | 0 | 0 | 0 | 0 | 0 | 0
STOG | 0 | 0 | 0 | 0 | 0 | 0
STWD | 0 | 0 | 0 | 0 | 0 | 0
WT | 0 | 0 | 0 | 0 | 0 | 0
IGCC | 0 | 0 | 0 | 0 | 0 | 0
DemandResponse | 0 | 0 | 0 | 0 | 0 | 0
IGCC-CCS | 0 | 0 | 0 | 0 | 0 | 0
WT_off | 0 | 0 | 0 | 0 | 0 | 0
PseudoUnit | 0 | 0 | 0 | 0 | 0 | 0
FixedInterchange | 0 | 0 | 0 | 0 | 0 | 0
Emission Cost by Reporting Type: ALB
ReportingType | 2015 | 2020 | 2025 | 2030 | 2035 | 2040
BM | 0 | 0 | 0 | 0 | 0 | 0
CC | 0 | 0 | 0 | 0 | 0 | 0
CSP | 0 | 0 | 0 | 0 | 0 | 0
CT | 0 | 0 | 0 | 0 | 0 | 0
Coal | 0 | 0 | 0 | 0 | 0 | 0
Geo | 0 | 0 | 0 | 0 | 0 | 0
H | 0 | 0 | 0 | 0 | 0 | 0
LFG | 0 | 0 | 0 | 0 | 0 | 0
Nuc | 0 | 0 | 0 | 0 | 0 | 0
PS | 0 | 0 | 0 | 0 | 0 | 0
PV | 0 | 0 | 0 | 0 | 0 | 0
PeakG | 0 | 0 | 0 | 0 | 0 | 0
PeakO | 0 | 0 | 0 | 0 | 0 | 0
ST | 0 | 0 | 0 | 0 | 0 | 0
STOG | 0 | 0 | 0 | 0 | 0 | 0
STWD | 0 | 0 | 0 | 0 | 0 | 0
WT | 0 | 0 | 0 | 0 | 0 | 0
IGCC | 0 | 0 | 0 | 0 | 0 | 0
DemandResponse | 0 | 0 | 0 | 0 | 0 | 0
IGCC-CCS | 0 | 0 | 0 | 0 | 0 | 0
WT_off | 0 | 0 | 0 | 0 | 0 | 0
PseudoUnit | 0 | 0 | 0 | 0 | 0 | 0
FixedInterchange | 0 | 0 | 0 | 0 | 0 | 0
Emission Cost by Reporting Type: BC
ReportingType | 2015 | 2020 | 2025 | 2030 | 2035 | 2040
BM | 0 | 0 | 0 | 0 | 0 | 0
CC | 0 | 0 | 0 | 0 | 0 | 0
CSP | 0 | 0 | 0 | 0 | 0 | 0
CT | 0 | 0 | 0 | 0 | 0 | 0
Coal | 0 | 0 | 0 | 0 | 0 | 0
Geo | 0 | 0 | 0 | 0 | 0 | 0
H | 0 | 0 | 0 | 0 | 0 | 0
LFG | 0 | 0 | 0 | 0 | 0 | 0
Nuc | 0 | 0 | 0 | 0 | 0 | 0
PS | 0 | 0 | 0 | 0 | 0 | 0
PV | 0 | 0 | 0 | 0 | 0 | 0
PeakG | 0 | 0 | 0 | 0 | 0 | 0
PeakO | 0 | 0 | 0 | 0 | 0 | 0
ST | 0 | 0 | 0 | 0 | 0 | 0
STOG | 0 | 0 | 0 | 0 | 0 | 0
STWD | 0 | 0 | 0 | 0 | 0 | 0
WT | 0 | 0 | 0 | 0 | 0 | 0
IGCC | 0 | 0 | 0 | 0 | 0 | 0
DemandResponse | 0 | 0 | 0 | 0 | 0 | 0
IGCC-CCS | 0 | 0 | 0 | 0 | 0 | 0
WT_off | 0 | 0 | 0 | 0 | 0 | 0
PseudoUnit | 0 | 0 | 0 | 0 | 0 | 0
FixedInterchange | 0 | 0 | 0 | 0 | 0 | 0
Emission Cost by Reporting Type: HQ_IESO
ReportingType | 2015 | 2020 | 2025 | 2030 | 2035 | 2040
BM | 0 | 0 | 0 | 0 | 0 | 0
CC | 0 | 0 | 0 | 0 | 0 | 0
CSP | 0 | 0 | 0 | 0 | 0 | 0
CT | 0 | 0 | 0 | 0 | 0 | 0
Coal | 0 | 0 | 0 | 0 | 0 | 0
Geo | 0 | 0 | 0 | 0 | 0 | 0
H | 0 | 0 | 0 | 0 | 0 | 0
LFG | 0 | 0 | 0 | 0 | 0 | 0
Nuc | 0 | 0 | 0 | 0 | 0 | 0
PS | 0 | 0 | 0 | 0 | 0 | 0
PV | 0 | 0 | 0 | 0 | 0 | 0
PeakG | 0 | 0 | 0 | 0 | 0 | 0
PeakO | 0 | 0 | 0 | 0 | 0 | 0
ST | 0 | 0 | 0 | 0 | 0 | 0
STOG | 0 | 0 | 0 | 0 | 0 | 0
STWD | 0 | 0 | 0 | 0 | 0 | 0
WT | 0 | 0 | 0 | 0 | 0 | 0
IGCC | 0 | 0 | 0 | 0 | 0 | 0
DemandResponse | 0 | 0 | 0 | 0 | 0 | 0
IGCC-CCS | 0 | 0 | 0 | 0 | 0 | 0
WT_off | 0 | 0 | 0 | 0 | 0 | 0
PseudoUnit | 0 | 0 | 0 | 0 | 0 | 0
FixedInterchange | 0 | 0 | 0 | 0 | 0 | 0
Emission Cost by Reporting Type: HQ_NEISO
ReportingType | 2015 | 2020 | 2025 | 2030 | 2035 | 2040
BM | 0 | 0 | 0 | 0 | 0 | 0
CC | 0 | 0 | 0 | 0 | 0 | 0
CSP | 0 | 0 | 0 | 0 | 0 | 0
CT | 0 | 0 | 0 | 0 | 0 | 0
Coal | 0 | 0 | 0 | 0 | 0 | 0
Geo | 0 | 0 | 0 | 0 | 0 | 0
H | 0 | 0 | 0 | 0 | 0 | 0
LFG | 0 | 0 | 0 | 0 | 0 | 0
Nuc | 0 | 0 | 0 | 0 | 0 | 0
PS | 0 | 0 | 0 | 0 | 0 | 0
PV | 0 | 0 | 0 | 0 | 0 | 0
PeakG | 0 | 0 | 0 | 0 | 0 | 0
PeakO | 0 | 0 | 0 | 0 | 0 | 0
ST | 0 | 0 | 0 | 0 | 0 | 0
STOG | 0 | 0 | 0 | 0 | 0 | 0
STWD | 0 | 0 | 0 | 0 | 0 | 0
WT | 0 | 0 | 0 | 0 | 0 | 0
IGCC | 0 | 0 | 0 | 0 | 0 | 0
DemandResponse | 0 | 0 | 0 | 0 | 0 | 0
IGCC-CCS | 0 | 0 | 0 | 0 | 0 | 0
WT_off | 0 | 0 | 0 | 0 | 0 | 0
PseudoUnit | 0 | 0 | 0 | 0 | 0 | 0
FixedInterchange | 0 | 0 | 0 | 0 | 0 | 0
Emission Cost by Reporting Type: HQ_NY
ReportingType | 2015 | 2020 | 2025 | 2030 | 2035 | 2040
BM | 0 | 0 | 0 | 0 | 0 | 0
CC | 0 | 0 | 0 | 0 | 0 | 0
CSP | 0 | 0 | 0 | 0 | 0 | 0
CT | 0 | 0 | 0 | 0 | 0 | 0
Coal | 0 | 0 | 0 | 0 | 0 | 0
Geo | 0 | 0 | 0 | 0 | 0 | 0
H | 0 | 0 | 0 | 0 | 0 | 0
LFG | 0 | 0 | 0 | 0 | 0 | 0
Nuc | 0 | 0 | 0 | 0 | 0 | 0
PS | 0 | 0 | 0 | 0 | 0 | 0
PV | 0 | 0 | 0 | 0 | 0 | 0
PeakG | 0 | 0 | 0 | 0 | 0 | 0
PeakO | 0 | 0 | 0 | 0 | 0 | 0
ST | 0 | 0 | 0 | 0 | 0 | 0
STOG | 0 | 0 | 0 | 0 | 0 | 0
STWD | 0 | 0 | 0 | 0 | 0 | 0
WT | 0 | 0 | 0 | 0 | 0 | 0
IGCC | 0 | 0 | 0 | 0 | 0 | 0
DemandResponse | 0 | 0 | 0 | 0 | 0 | 0
IGCC-CCS | 0 | 0 | 0 | 0 | 0 | 0
WT_off | 0 | 0 | 0 | 0 | 0 | 0
PseudoUnit | 0 | 0 | 0 | 0 | 0 | 0
FixedInterchange | 0 | 0 | 0 | 0 | 0 | 0
Emission Cost by Reporting Type: MARITIMES
ReportingType | 2015 | 2020 | 2025 | 2030 | 2035 | 2040
BM | 0 | 0 | 0 | 0 | 0 | 0
CC | 0 | 0 | 0 | 0 | 0 | 0
CSP | 0 | 0 | 0 | 0 | 0 | 0
CT | 0 | 0 | 0 | 0 | 0 | 0
Coal | 0 | 0 | 0 | 0 | 0 | 0
Geo | 0 | 0 | 0 | 0 | 0 | 0
H | 0 | 0 | 0 | 0 | 0 | 0
LFG | 0 | 0 | 0 | 0 | 0 | 0
Nuc | 0 | 0 | 0 | 0 | 0 | 0
PS | 0 | 0 | 0 | 0 | 0 | 0
PV | 0 | 0 | 0 | 0 | 0 | 0
PeakG | 0 | 0 | 0 | 0 | 0 | 0
PeakO | 0 | 0 | 0 | 0 | 0 | 0
ST | 0 | 0 | 0 | 0 | 0 | 0
STOG | 0 | 0 | 0 | 0 | 0 | 0
STWD | 0 | 0 | 0 | 0 | 0 | 0
WT | 0 | 0 | 0 | 0 | 0 | 0
IGCC | 0 | 0 | 0 | 0 | 0 | 0
DemandResponse | 0 | 0 | 0 | 0 | 0 | 0
IGCC-CCS | 0 | 0 | 0 | 0 | 0 | 0
WT_off | 0 | 0 | 0 | 0 | 0 | 0
PseudoUnit | 0 | 0 | 0 | 0 | 0 | 0
FixedInterchange | 0 | 0 | 0 | 0 | 0 | 0
Emission Cost by Reporting Type: All
ReportingType | 2015 | 2020 | 2025 | 2030 | 2035 | 2040
BM | 0 | 0 | 0 | 0 | 0 | 0
CC | 83.62 | 103.79 | 110.31 | 110.59 | 151.64 | 177.67
CSP | 0 | 0 | 0 | 0 | 0 | 0
CT | 0 | 0.01 | 0.04 | 0.11 | 0.6 | 0.79
Coal | 17.36 | 30.92 | 31.61 | 37.42 | 39.69 | 40.28
Geo | 0 | 0 | 0 | 0 | 0 | 0
H | 0 | 0 | 0 | 0 | 0 | 0
LFG | 0 | 0 | 0 | 0 | 0 | 0
Nuc | 0 | 0 | 0 | 0 | 0 | 0
PS | 0 | 0 | 0 | 0 | 0 | 0
PV | 0 | 0 | 0 | 0 | 0 | 0
PeakG | 0.08 | 0.32 | 0.87 | 0.88 | 1.25 | 0.85
PeakO | 0 | 0 | 0 | 0 | 0 | 0
ST | 0 | 0 | 0 | 0 | 0 | 0
STOG | 1.44 | 3.18 | 3.72 | 3.87 | 5.79 | 6.07
STWD | 0 | 0 | 0 | 0 | 0 | 0
WT | 0 | 0 | 0 | 0 | 0 | 0
IGCC | 0 | 0 | 0 | 0 | 0 | 0
DemandResponse | 0 | 0 | 0 | 0 | 0 | 0
IGCC-CCS | 0 | 0 | 0 | 0 | 0 | 0
WT_off | 0 | 0 | 0 | 0 | 0 | 0
PseudoUnit | 0 | 0 | 0 | 0 | 0 | 0
FixedInterchange | 0 | 0 | 0 | 0 | 0 | 0
Emission Cost by Reporting Type: EI_US
ReportingType | 2015 | 2020 | 2025 | 2030 | 2035 | 2040
BM | 0 | 0 | 0 | 0 | 0 | 0
CC | 83.62 | 103.79 | 110.31 | 110.59 | 151.64 | 177.67
CSP | 0 | 0 | 0 | 0 | 0 | 0
CT | 0 | 0.01 | 0.04 | 0.11 | 0.6 | 0.79
Coal | 17.36 | 30.92 | 31.61 | 37.42 | 39.69 | 40.28
Geo | 0 | 0 | 0 | 0 | 0 | 0
H | 0 | 0 | 0 | 0 | 0 | 0
LFG | 0 | 0 | 0 | 0 | 0 | 0
Nuc | 0 | 0 | 0 | 0 | 0 | 0
PS | 0 | 0 | 0 | 0 | 0 | 0
PV | 0 | 0 | 0 | 0 | 0 | 0
PeakG | 0.08 | 0.32 | 0.87 | 0.88 | 1.25 | 0.85
PeakO | 0 | 0 | 0 | 0 | 0 | 0
ST | 0 | 0 | 0 | 0 | 0 | 0
STOG | 1.44 | 3.18 | 3.72 | 3.87 | 5.79 | 6.07
STWD | 0 | 0 | 0 | 0 | 0 | 0
WT | 0 | 0 | 0 | 0 | 0 | 0
IGCC | 0 | 0 | 0 | 0 | 0 | 0
DemandResponse | 0 | 0 | 0 | 0 | 0 | 0
IGCC-CCS | 0 | 0 | 0 | 0 | 0 | 0
WT_off | 0 | 0 | 0 | 0 | 0 | 0
PseudoUnit | 0 | 0 | 0 | 0 | 0 | 0
FixedInterchange | 0 | 0 | 0 | 0 | 0 | 0
Emission Cost by Reporting Type: EI_Canada
ReportingType | 2015 | 2020 | 2025 | 2030 | 2035 | 2040
BM | 0 | 0 | 0 | 0 | 0 | 0
CC | 0 | 0 | 0 | 0 | 0 | 0
CSP | 0 | 0 | 0 | 0 | 0 | 0
CT | 0 | 0 | 0 | 0 | 0 | 0
Coal | 0 | 0 | 0 | 0 | 0 | 0
Geo | 0 | 0 | 0 | 0 | 0 | 0
H | 0 | 0 | 0 | 0 | 0 | 0
LFG | 0 | 0 | 0 | 0 | 0 | 0
Nuc | 0 | 0 | 0 | 0 | 0 | 0
PS | 0 | 0 | 0 | 0 | 0 | 0
PV | 0 | 0 | 0 | 0 | 0 | 0
PeakG | 0 | 0 | 0 | 0 | 0 | 0
PeakO | 0 | 0 | 0 | 0 | 0 | 0
ST | 0 | 0 | 0 | 0 | 0 | 0
STOG | 0 | 0 | 0 | 0 | 0 | 0
STWD | 0 | 0 | 0 | 0 | 0 | 0
WT | 0 | 0 | 0 | 0 | 0 | 0
IGCC | 0 | 0 | 0 | 0 | 0 | 0
DemandResponse | 0 | 0 | 0 | 0 | 0 | 0
IGCC-CCS | 0 | 0 | 0 | 0 | 0 | 0
WT_off | 0 | 0 | 0 | 0 | 0 | 0
PseudoUnit | 0 | 0 | 0 | 0 | 0 | 0
FixedInterchange | 0 | 0 | 0 | 0 | 0 | 0
Emission Cost by Reporting Type: EI
ReportingType | 2015 | 2020 | 2025 | 2030 | 2035 | 2040
BM | 0 | 0 | 0 | 0 | 0 | 0
CC | 83.62 | 103.79 | 110.31 | 110.59 | 151.64 | 177.67
CSP | 0 | 0 | 0 | 0 | 0 | 0
CT | 0 | 0.01 | 0.04 | 0.11 | 0.6 | 0.79
Coal | 17.36 | 30.92 | 31.61 | 37.42 | 39.69 | 40.28
Geo | 0 | 0 | 0 | 0 | 0 | 0
H | 0 | 0 | 0 | 0 | 0 | 0
LFG | 0 | 0 | 0 | 0 | 0 | 0
Nuc | 0 | 0 | 0 | 0 | 0 | 0
PS | 0 | 0 | 0 | 0 | 0 | 0
PV | 0 | 0 | 0 | 0 | 0 | 0
PeakG | 0.08 | 0.32 | 0.87 | 0.88 | 1.25 | 0.85
PeakO | 0 | 0 | 0 | 0 | 0 | 0
ST | 0 | 0 | 0 | 0 | 0 | 0
STOG | 1.44 | 3.18 | 3.72 | 3.87 | 5.79 | 6.07
STWD | 0 | 0 | 0 | 0 | 0 | 0
WT | 0 | 0 | 0 | 0 | 0 | 0
IGCC | 0 | 0 | 0 | 0 | 0 | 0
DemandResponse | 0 | 0 | 0 | 0 | 0 | 0
IGCC-CCS | 0 | 0 | 0 | 0 | 0 | 0
WT_off | 0 | 0 | 0 | 0 | 0 | 0
PseudoUnit | 0 | 0 | 0 | 0 | 0 | 0
FixedInterchange | 0 | 0 | 0 | 0 | 0 | 0
Emission Cost by Reporting Type: Outside_EI
ReportingType | 2015 | 2020 | 2025 | 2030 | 2035 | 2040
BM | 0 | 0 | 0 | 0 | 0 | 0
CC | 0 | 0 | 0 | 0 | 0 | 0
CSP | 0 | 0 | 0 | 0 | 0 | 0
CT | 0 | 0 | 0 | 0 | 0 | 0
Coal | 0 | 0 | 0 | 0 | 0 | 0
Geo | 0 | 0 | 0 | 0 | 0 | 0
H | 0 | 0 | 0 | 0 | 0 | 0
LFG | 0 | 0 | 0 | 0 | 0 | 0
Nuc | 0 | 0 | 0 | 0 | 0 | 0
PS | 0 | 0 | 0 | 0 | 0 | 0
PV | 0 | 0 | 0 | 0 | 0 | 0
PeakG | 0 | 0 | 0 | 0 | 0 | 0
PeakO | 0 | 0 | 0 | 0 | 0 | 0
ST | 0 | 0 | 0 | 0 | 0 | 0
STOG | 0 | 0 | 0 | 0 | 0 | 0
STWD | 0 | 0 | 0 | 0 | 0 | 0
WT | 0 | 0 | 0 | 0 | 0 | 0
IGCC | 0 | 0 | 0 | 0 | 0 | 0
DemandResponse | 0 | 0 | 0 | 0 | 0 | 0
IGCC-CCS | 0 | 0 | 0 | 0 | 0 | 0
WT_off | 0 | 0 | 0 | 0 | 0 | 0
PseudoUnit | 0 | 0 | 0 | 0 | 0 | 0
FixedInterchange | 0 | 0 | 0 | 0 | 0 | 0
#8 | 0.05: Base VOM Costs ($million)
Base VOM Costs by Reporting Type: Entergy
ReportingType | 2015 | 2020 | 2025 | 2030 | 2035 | 2040
BM | 0 | 0 | 0 | 0 | 0 | 0
CC | 163.78 | 224.57 | 209.58 | 233.27 | 284.58 | 308.8
CSP | 0 | 0 | 0 | 0 | 0 | 0
CT | 0 | 0 | 0 | 0 | 0 | 0
Coal | 232.94 | 201.75 | 245.53 | 252.94 | 252.94 | 252.94
Geo | 0 | 0 | 0 | 0 | 0 | 0
H | 0 | 0 | 0 | 0 | 0 | 0
LFG | 0 | 0 | 0.01 | 0.01 | 0.01 | 0.01
Nuc | 100.26 | 100.26 | 100.26 | 100.26 | 84.69 | 66.26
PS | 0 | 0 | 0 | 0 | 0 | 0
PV | 0 | 0 | 0 | 0 | 0 | 0
PeakG | 0 | 0 | 0.33 | 0.13 | 0 | 0
PeakO | 0 | 0 | 0 | 0 | 0 | 0
ST | 0 | 0 | 0 | 0 | 0 | 0
STOG | 3.08 | 3.41 | 3.39 | 3.37 | 3.43 | 3.18
STWD | 0 | 0 | 0 | 0 | 0 | 0.11
WT | 0 | 0 | 0 | 0 | 0 | 0
IGCC | 0 | 0 | 0 | 0 | 0 | 0
DemandResponse | 0 | 0 | 0 | 0 | 0 | 0
IGCC-CCS | 0 | 0 | 0 | 0 | 0 | 0
WT_off | 0 | 0 | 0 | 0 | 0 | 0
PseudoUnit | 0 | 0 | 0 | 0 | 0 | 0
FixedInterchange | 0 | 0 | 0 | 0 | 0 | 0
Base VOM Costs by Reporting Type: FRCC
ReportingType | 2015 | 2020 | 2025 | 2030 | 2035 | 2040
BM | 0 | 0 | 0 | 0 | 0 | 0
CC | 372.39 | 466.99 | 520.83 | 618.46 | 760.49 | 913.96
CSP | 0 | 0 | 0 | 0 | 0 | 0
CT | 9.07 | 9.95 | 9.88 | 7.19 | 3.53 | 1.02
Coal | 205.06 | 218.21 | 243.66 | 247.15 | 252.59 | 252.59
Geo | 0 | 0 | 0 | 0 | 0 | 0
H | 0 | 0 | 0 | 0 | 0 | 0
LFG | 0.04 | 0.04 | 0.06 | 0.06 | 0.06 | 0.06
Nuc | 76.4 | 76.4 | 76.4 | 76.4 | 46.53 | 15.51
PS | 0 | 0 | 0 | 0 | 0 | 0
PV | 0 | 0 | 0 | 0 | 0 | 0
PeakG | 3.63 | 3.32 | 3.92 | 1.55 | 0.77 | 0.46
PeakO | 0 | 0 | 0 | 0 | 0 | 0
ST | 0 | 0 | 0 | 0 | 0 | 0
STOG | 8.56 | 7.34 | 7.26 | 5.92 | 4.1 | 3.33
STWD | 0 | 0.12 | 0.19 | 0.31 | 0.31 | 0.19
WT | 0 | 0 | 0 | 0 | 0 | 0
IGCC | 0 | 0 | 0 | 0 | 0 | 0
DemandResponse | 0 | 0 | 0 | 0 | 0 | 0
IGCC-CCS | 0 | 0 | 0 | 0 | 0 | 0
WT_off | 0 | 0 | 0 | 0 | 0 | 0
PseudoUnit | 0 | 0 | 0 | 0 | 0 | 0
FixedInterchange | 0 | 0 | 0 | 0 | 0 | 0
Base VOM Costs by Reporting Type: MAPP_US
ReportingType | 2015 | 2020 | 2025 | 2030 | 2035 | 2040
BM | 0 | 0 | 0 | 0 | 0 | 0
CC | 0.48 | 0.61 | 0.64 | 0.86 | 0.66 | 0.61
CSP | 0 | 0 | 0 | 0 | 0 | 0
CT | 0 | 0 | 0 | 0 | 0 | 0
Coal | 77.02 | 82.37 | 83.07 | 83.46 | 83.54 | 89.19
Geo | 0 | 0 | 0 | 0 | 0 | 0
H | 0 | 0 | 0 | 0 | 0 | 0
LFG | 0 | 0 | 0.01 | 0.01 | 0.01 | 0.01
Nuc | 0 | 0 | 0 | 0 | 0 | 0
PS | 0 | 0 | 0 | 0 | 0 | 0
PV | 0 | 0 | 0 | 0 | 0 | 0
PeakG | 0.31 | 0.59 | 0.75 | 1.16 | 1.55 | 0.81
PeakO | 0 | 0 | 0 | 0 | 0 | 0
ST | 0 | 0 | 0 | 0 | 0 | 0
STOG | 0 | 0 | 0 | 0 | 0 | 0
STWD | 0 | 0 | 0 | 0 | 0 | 0
WT | 0.07 | 0.09 | 0.09 | 0.1 | 0.1 | 0.11
IGCC | 0 | 0 | 0 | 0 | 0 | 0
DemandResponse | 0 | 0 | 0 | 0 | 0 | 0
IGCC-CCS | 0 | 0 | 0 | 0 | 0 | 0
WT_off | 0 | 0 | 0 | 0 | 0 | 0
PseudoUnit | 0 | 0 | 0 | 0 | 0 | 0
FixedInterchange | 0 | 0 | 0 | 0 | 0 | 0
Base VOM Costs by Reporting Type: MISO_IN
ReportingType | 2015 | 2020 | 2025 | 2030 | 2035 | 2040
BM | 0 | 0 | 0 | 0 | 0 | 0
CC | 10.35 | 66.49 | 80.01 | 119.41 | 160.56 | 154.12
CSP | 0 | 0 | 0 | 0 | 0 | 0
CT | 0 | 0 | 0 | 0 | 0 | 0
Coal | 326.97 | 363.33 | 385.81 | 393.03 | 409.03 | 413.51
Geo | 0 | 0 | 0 | 0 | 0 | 0
H | 0 | 0 | 0 | 0 | 0 | 0
LFG | 0 | 0 | 0 | 0.01 | 0.01 | 0.01
Nuc | 0 | 0 | 0 | 0 | 0 | 0
PS | 0 | 0 | 0 | 0 | 0 | 0
PV | 0 | 0 | 0.01 | 0.01 | 0.01 | 0.01
PeakG | 0.06 | 0.21 | 0.51 | 0.39 | 0.18 | 0.29
PeakO | 0 | 0 | 0 | 0 | 0 | 0
ST | 0 | 0 | 0 | 0 | 0 | 0
STOG | 0.13 | 0.13 | 0.25 | 0.13 | 0.18 | 0.15
STWD | 0 | 0 | 0 | 0 | 0 | 0
WT | 0.02 | 0.02 | 0.02 | 0.02 | 0.02 | 0.02
IGCC | 30.43 | 30.43 | 30.43 | 30.43 | 30.43 | 30.43
DemandResponse | 0 | 0 | 0 | 0 | 0 | 0
IGCC-CCS | 0 | 0 | 0 | 0 | 0 | 0
WT_off | 0 | 0 | 0 | 0 | 0 | 0
PseudoUnit | 0 | 0 | 0 | 0 | 0 | 0
FixedInterchange | 0 | 0 | 0 | 0 | 0 | 0
Base VOM Costs by Reporting Type: MISO_MI
ReportingType | 2015 | 2020 | 2025 | 2030 | 2035 | 2040
BM | 0 | 0 | 0 | 0 | 0 | 0
CC | 37.57 | 35.28 | 27.02 | 18.27 | 25.23 | 20.11
CSP | 0 | 0 | 0 | 0 | 0 | 0
CT | 0 | 0 | 0 | 0 | 0 | 0
Coal | 195.11 | 183.58 | 199.4 | 206.29 | 212.73 | 212.73
Geo | 0 | 0 | 0 | 0 | 0 | 0
H | 0 | 0 | 0 | 0 | 0 | 0
LFG | 0.01 | 0.03 | 0.03 | 0.03 | 0.03 | 0.03
Nuc | 34.93 | 34.93 | 34.93 | 34.93 | 20.54 | 20.54
PS | 0 | 0 | 0 | 0 | 0 | 0
PV | 0 | 0 | 0 | 0 | 0 | 0
PeakG | 0.19 | 0.25 | 0.87 | 0.87 | 0.79 | 0
PeakO | 0 | 0 | 0 | 0 | 0 | 0
ST | 0 | 0 | 0 | 0 | 0 | 0
STOG | 0.89 | 1.27 | 1.28 | 1.28 | 1.42 | 1.28
STWD | 0.34 | 1.21 | 1.15 | 2.27 | 1.71 | 1.99
WT | 0.06 | 0.06 | 0.07 | 0.07 | 0.08 | 0.09
IGCC | 0 | 0 | 0 | 0 | 0 | 0
DemandResponse | 0 | 0 | 0 | 0 | 0 | 0
IGCC-CCS | 0 | 0 | 0 | 0 | 0 | 0
WT_off | 0 | 0 | 0 | 0 | 0 | 0
PseudoUnit | 0 | 0 | 0 | 0 | 0 | 0
FixedInterchange | 0 | 0 | 0 | 0 | 0 | 0
Base VOM Costs by Reporting Type: MISO_MO-IL
ReportingType | 2015 | 2020 | 2025 | 2030 | 2035 | 2040
BM | 0 | 0 | 0 | 0 | 0 | 0
CC | 7.39 | 11.27 | 5.92 | 5.81 | 6.42 | 3.97
CSP | 0 | 0 | 0 | 0 | 0 | 0
CT | 0 | 0 | 0 | 0 | 0 | 0
Coal | 388.32 | 341.9 | 383.2 | 408.5 | 422.94 | 422.94
Geo | 0 | 0 | 0 | 0 | 0 | 0
H | 0 | 0 | 0 | 0 | 0 | 0
LFG | 0 | 0 | 0.02 | 0.02 | 0.02 | 0.02
Nuc | 41.29 | 41.29 | 41.29 | 41.29 | 41.29 | 41.29
PS | 0 | 0 | 0 | 0 | 0 | 0
PV | 0 | 0 | 0 | 0 | 0 | 0
PeakG | 1.32 | 1.62 | 2.06 | 2.39 | 3.67 | 3.67
PeakO | 0 | 0 | 0 | 0 | 0 | 0
ST | 0 | 0 | 0 | 0 | 0 | 0
STOG | 0.14 | 0.26 | 0.26 | 0.14 | 0.14 | 0.04
STWD | 0 | 0 | 0 | 0 | 0 | 0
WT | 0.02 | 0.02 | 0.02 | 0.02 | 0.02 | 0.02
IGCC | 0 | 0 | 0 | 0 | 0 | 0
DemandResponse | 0 | 0 | 0 | 0 | 0 | 0
IGCC-CCS | 0 | 0 | 0 | 0 | 0 | 0
WT_off | 0 | 0 | 0 | 0 | 0 | 0
PseudoUnit | 0 | 0 | 0 | 0 | 0 | 0
FixedInterchange | 0 | 0 | 0 | 0 | 0 | 0
Base VOM Costs by Reporting Type: MISO_W
ReportingType | 2015 | 2020 | 2025 | 2030 | 2035 | 2040
BM | 0 | 0 | 0 | 0 | 0 | 0
CC | 25.66 | 23.26 | 15 | 12.68 | 14.63 | 6.81
CSP | 0 | 0 | 0 | 0 | 0 | 0
CT | 0 | 0 | 0 | 0 | 0 | 0
Coal | 338.42 | 334.29 | 339.77 | 341.25 | 368.35 | 595.25
Geo | 0 | 0 | 0 | 0 | 0 | 0
H | 0 | 0 | 0 | 0 | 0 | 0
LFG | 0.02 | 0.02 | 0.02 | 0.02 | 0.02 | 0.02
Nuc | 43.67 | 43.67 | 43.67 | 43.67 | 0 | 0
PS | 0 | 0 | 0 | 0 | 0 | 0
PV | 0 | 0 | 0 | 0 | 0 | 0
PeakG | 2.74 | 1.71 | 2.09 | 2.28 | 8.31 | 0.63
PeakO | 0 | 0 | 0 | 0 | 0 | 0
ST | 0 | 0 | 0 | 0 | 0 | 0
STOG | 0.06 | 0.02 | 0.01 | 0 | 0.03 | 0
STWD | 0 | 0.3 | 0.3 | 0.3 | 0.5 | 0.3
WT | 0.32 | 0.39 | 0.5 | 0.54 | 0.56 | 0.59
IGCC | 0 | 0 | 0 | 0 | 0 | 0
DemandResponse | 0 | 0 | 0 | 0 | 0 | 0
IGCC-CCS | 0 | 0 | 0 | 0 | 0 | 0
WT_off | 0 | 0 | 0 | 0 | 0 | 0
PseudoUnit | 0 | 0 | 0 | 0 | 0 | 0
FixedInterchange | 0 | 0 | 0 | 0 | 0 | 0
Base VOM Costs by Reporting Type: MISO_WUMS
ReportingType | 2015 | 2020 | 2025 | 2030 | 2035 | 2040
BM | 0 | 0 | 0 | 0 | 0 | 0
CC | 41.66 | 124.49 | 110.14 | 99.74 | 148.71 | 120.93
CSP | 0 | 0 | 0 | 0 | 0 | 0
CT | 0 | 1.32 | 2.68 | 2.83 | 7 | 7.51
Coal | 96.13 | 99.56 | 118.95 | 136 | 145.65 | 145.65
Geo | 0 | 0 | 0 | 0 | 0 | 0
H | 0 | 0 | 0 | 0 | 0 | 0
LFG | 0.01 | 0.01 | 0.03 | 0.03 | 0.03 | 0.03
Nuc | 33.6 | 33.6 | 33.6 | 33.6 | 0 | 0
PS | 0 | 0 | 0 | 0 | 0 | 0
PV | 0 | 0 | 0 | 0 | 0 | 0
PeakG | 0.22 | 0 | 0 | 0 | 0 | 0
PeakO | 0 | 0 | 0 | 0 | 0 | 0
ST | 0 | 0 | 0 | 0 | 0 | 0
STOG | 0.01 | 0 | 0 | 0 | 0 | 0
STWD | 0 | 0.05 | 0.1 | 0.1 | 0.1 | 0.1
WT | 0.05 | 0.05 | 0.05 | 0.05 | 0.05 | 0.05
IGCC | 0 | 0 | 0 | 0 | 0 | 0
DemandResponse | 0 | 0 | 0 | 0 | 0 | 0
IGCC-CCS | 0 | 0 | 0 | 0 | 0 | 0
WT_off | 0 | 0 | 0 | 0 | 0 | 0
PseudoUnit | 0 | 0 | 0 | 0 | 0 | 0
FixedInterchange | 0 | 0 | 0 | 0 | 0 | 0
Base VOM Costs by Reporting Type: Nebraska
ReportingType | 2015 | 2020 | 2025 | 2030 | 2035 | 2040
BM | 0 | 0 | 0 | 0 | 0 | 0
CC | 1.61 | 1.08 | 1.08 | 1.08 | 0.76 | 0.68
CSP | 0 | 0 | 0 | 0 | 0 | 0
CT | 0 | 0 | 0 | 0 | 0 | 0
Coal | 117.38 | 127.61 | 127.61 | 127.61 | 208.14 | 221.84
Geo | 0 | 0 | 0 | 0 | 0 | 0
H | 0 | 0 | 0 | 0 | 0 | 0
LFG | 0 | 0 | 0.01 | 0.01 | 0.01 | 0.01
Nuc | 23.15 | 23.15 | 23.15 | 23.15 | 0 | 0
PS | 0 | 0 | 0 | 0 | 0 | 0
PV | 0 | 0 | 0 | 0 | 0 | 0
PeakG | 0.7 | 0.83 | 1.1 | 1.45 | 1.08 | 0.2
PeakO | 0 | 0 | 0 | 0 | 0 | 0
ST | 0 | 0 | 0 | 0 | 0 | 0
STOG | 0 | 0 | 0 | 0 | 0 | 0
STWD | 0 | 0 | 0 | 0 | 0 | 0
WT | 0.01 | 0.01 | 0.01 | 0.01 | 0.01 | 0.01
IGCC | 0 | 0 | 0 | 0 | 0 | 0
DemandResponse | 0 | 0 | 0 | 0 | 0 | 0
IGCC-CCS | 0 | 0 | 0 | 0 | 0 | 0
WT_off | 0 | 0 | 0 | 0 | 0 | 0
PseudoUnit | 0 | 0 | 0 | 0 | 0 | 0
FixedInterchange | 0 | 0 | 0 | 0 | 0 | 0
Base VOM Costs by Reporting Type: NEISO
ReportingType | 2015 | 2020 | 2025 | 2030 | 2035 | 2040
BM | 9.41 | 9.41 | 2.74 | 2.75 | 2.99 | 2.99
CC | 124.73 | 105.27 | 109.07 | 121.58 | 153.45 | 179.05
CSP | 0 | 0 | 0 | 0 | 0 | 0
CT | 0.02 | 0.11 | 0.07 | 0.11 | 0.82 | 1.26
Coal | 0.12 | 0 | 0 | 0 | 0 | 0
Geo | 0 | 0 | 0 | 0 | 0 | 0
H | 0 | 0 | 0 | 0 | 0 | 0
LFG | 0.05 | 0.06 | 0.06 | 0.06 | 0.06 | 0.06
Nuc | 85.9 | 85.9 | 85.9 | 85.9 | 62.06 | 45.84
PS | 0 | 0 | 0 | 0 | 0 | 0
PV | 0 | 0.01 | 0.01 | 0.01 | 0.01 | 0.01
PeakG | 0.21 | 0.32 | 0.32 | 0.32 | 0.85 | 0.78
PeakO | 0 | 0 | 0 | 0 | 0 | 0
ST | 0 | 0 | 0 | 0 | 0 | 0
STOG | 0 | 0 | 0 | 0 | 0 | 0
STWD | 9.59 | 2.96 | 0.2 | 2.68 | 1.38 | 1.39
WT | 0.01 | 0.1 | 0.17 | 0.17 | 0.17 | 0.17
IGCC | 0 | 0 | 0 | 0 | 0 | 0
DemandResponse | 0 | 0 | 0 | 0 | 0 | 0
IGCC-CCS | 0 | 0 | 0 | 0 | 0 | 0
WT_off | 0.02 | 0.02 | 0.02 | 0.02 | 0 | 0
PseudoUnit | 0 | 0 | 0 | 0 | 0 | 0
FixedInterchange | 0 | 0 | 0 | 0 | 0 | 0
Base VOM Costs by Reporting Type: NonRTO_Midwest
ReportingType | 2015 | 2020 | 2025 | 2030 | 2035 | 2040
BM | 0 | 0 | 0 | 0 | 0 | 0
CC | 0 | 8.26 | 9.25 | 11.27 | 11.83 | 16.16
CSP | 0 | 0 | 0 | 0 | 0 | 0
CT | 0 | 0.51 | 0.51 | 0.84 | 2.82 | 3.83
Coal | 232.31 | 265.54 | 272.14 | 276.38 | 287.66 | 291.35
Geo | 0 | 0 | 0 | 0 | 0 | 0
H | 0 | 0 | 0 | 0 | 0 | 0
LFG | 0 | 0 | 0 | 0.01 | 0.01 | 0.01
Nuc | 0 | 0 | 0 | 0 | 0 | 0
PS | 0 | 0 | 0 | 0 | 0 | 0
PV | 0 | 0 | 0 | 0 | 0 | 0
PeakG | 1.28 | 1.6 | 1.93 | 2 | 2.29 | 2.07
PeakO | 0 | 0 | 0 | 0 | 0 | 0
ST | 0 | 0 | 0 | 0 | 0 | 0
STOG | 0 | 0 | 0 | 0 | 0 | 0
STWD | 0 | 0 | 0 | 0 | 0 | 0
WT | 0 | 0 | 0 | 0 | 0 | 0
IGCC | 0 | 0 | 0 | 0 | 0 | 0
DemandResponse | 0 | 0 | 0 | 0 | 0 | 0
IGCC-CCS | 0 | 0 | 0 | 0 | 0 | 0
WT_off | 0 | 0 | 0 | 0 | 0 | 0
PseudoUnit | 0 | 0 | 0 | 0 | 0 | 0
FixedInterchange | 0 | 0 | 0 | 0 | 0 | 0
Base VOM Costs by Reporting Type: NYISO_A-F
ReportingType | 2015 | 2020 | 2025 | 2030 | 2035 | 2040
BM | 0 | 0 | 0 | 0 | 0 | 0
CC | 21.83 | 30.5 | 35.3 | 40 | 33.44 | 40.38
CSP | 0 | 0 | 0 | 0 | 0 | 0
CT | 0 | 0 | 0 | 0 | 0 | 0
Coal | 0 | 0 | 0 | 0 | 0 | 0
Geo | 0 | 0 | 0 | 0 | 0 | 0
H | 0 | 0 | 0 | 0 | 0 | 0
LFG | 0.02 | 0.02 | 0.02 | 0.02 | 0.02 | 0.02
Nuc | 62.23 | 62.23 | 62.23 | 50.74 | 40 | 24.24
PS | 0 | 0 | 0 | 0 | 0 | 0
PV | 0 | 0 | 0 | 0 | 0 | 0
PeakG | 0 | 0 | 0.05 | 0.05 | 0.09 | 0.08
PeakO | 0 | 0 | 0 | 0 | 0 | 0
ST | 0 | 0 | 0 | 0 | 0 | 0
STOG | 0 | 0 | 0 | 0 | 0 | 0
STWD | 0 | 0 | 0 | 0 | 0 | 0
WT | 0.11 | 0.13 | 0.13 | 0.15 | 0.18 | 0.19
IGCC | 0 | 0 | 0 | 0 | 0 | 0
DemandResponse | 0 | 0 | 0 | 0 | 0 | 0
IGCC-CCS | 0 | 0 | 0 | 0 | 0 | 0
WT_off | 0 | 0 | 0 | 0 | 0 | 0
PseudoUnit | 0 | 0 | 0 | 0 | 0 | 0
FixedInterchange | 0 | 0 | 0 | 0 | 0 | 0
Base VOM Costs by Reporting Type: NYISO_G-I
ReportingType | 2015 | 2020 | 2025 | 2030 | 2035 | 2040
BM | 0 | 0 | 0 | 0 | 0 | 0
CC | 16.09 | 20.46 | 40.77 | 67.28 | 161.74 | 215.57
CSP | 0 | 0 | 0 | 0 | 0 | 0
CT | 0 | 0 | 0 | 0 | 0 | 0
Coal | 0 | 0 | 0 | 0 | 0 | 0
Geo | 0 | 0 | 0 | 0 | 0 | 0
H | 0 | 0 | 0 | 0 | 0 | 0
LFG | 0.01 | 0.01 | 0.01 | 0.01 | 0.01 | 0.01
Nuc | 37.82 | 37.82 | 37.82 | 37.82 | 18.96 | 0.01
PS | 0 | 0 | 0 | 0 | 0 | 0
PV | 0 | 0 | 0 | 0 | 0 | 0
PeakG | 0 | 0 | 0 | 0 | 0 | 0
PeakO | 0 | 0 | 0 | 0 | 0 | 0
ST | 0 | 0 | 0 | 0 | 0 | 0
STOG | 0 | 0 | 0 | 0 | 0 | 0
STWD | 0 | 0 | 0 | 0 | 0 | 0
WT | 0 | 0 | 0 | 0 | 0 | 0
IGCC | 0 | 0 | 0 | 0 | 0 | 0
DemandResponse | 0 | 0 | 0 | 0 | 0 | 0
IGCC-CCS | 0 | 0 | 0 | 0 | 0 | 0
WT_off | 0 | 0 | 0 | 0 | 0 | 0
PseudoUnit | 0 | 0 | 0 | 0 | 0 | 0
FixedInterchange | 0 | 0 | 0 | 0 | 0 | 0
Base VOM Costs by Reporting Type: NYISO_J-K
ReportingType | 2015 | 2020 | 2025 | 2030 | 2035 | 2040
BM | 0 | 0 | 0 | 0 | 0 | 0
CC | 68.5 | 83.44 | 84.18 | 83.98 | 85.93 | 96.12
CSP | 0 | 0 | 0 | 0 | 0 | 0
CT | 0 | 0 | 0.25 | 0.81 | 1.46 | 2.6
Coal | 0 | 0 | 0 | 0 | 0 | 0
Geo | 0 | 0 | 0 | 0 | 0 | 0
H | 0 | 0 | 0 | 0 | 0 | 0
LFG | 0.01 | 0.01 | 0.01 | 0.02 | 0.02 | 0.02
Nuc | 0 | 0 | 0 | 0 | 0 | 0
PS | 0 | 0 | 0 | 0 | 0 | 0
PV | 0 | 0 | 0 | 0 | 0 | 0
PeakG | 0.37 | 1.08 | 1.39 | 1.44 | 2.65 | 2.79
PeakO | 0 | 0 | 0 | 0 | 0 | 0
ST | 0 | 0 | 0 | 0 | 0 | 0
STOG | 2.77 | 5.29 | 6.06 | 6.71 | 9.33 | 11.13
STWD | 0 | 0 | 0 | 0 | 0 | 0
WT | 0 | 0 | 0 | 0 | 0 | 0
IGCC | 0 | 0 | 0 | 0 | 0 | 0
DemandResponse | 0 | 0 | 0 | 0 | 0 | 0
IGCC-CCS | 0 | 0 | 0 | 0 | 0 | 0
WT_off | 0 | 0 | 0 | 0 | 0 | 0
PseudoUnit | 0 | 0 | 0 | 0 | 0 | 0
FixedInterchange | 0 | 0 | 0 | 0 | 0 | 0
Base VOM Costs by Reporting Type: PJM_E
ReportingType | 2015 | 2020 | 2025 | 2030 | 2035 | 2040
BM | 0.74 | 1.12 | 1.12 | 1.12 | 1.12 | 1.12
CC | 80.37 | 144.86 | 142.17 | 99.01 | 146.51 | 154.36
CSP | 0 | 0 | 0 | 0 | 0 | 0
CT | 0 | 0.01 | 0.01 | 0.03 | 2.65 | 2.67
Coal | 1.75 | 2.46 | 3.44 | 4.27 | 9.2 | 10.48
Geo | 0 | 0 | 0 | 0 | 0 | 0
H | 0 | 0 | 0 | 0 | 0 | 0
LFG | 0.04 | 0.05 | 0.05 | 0.05 | 0.05 | 0.05
Nuc | 157.37 | 146 | 146 | 146 | 104.88 | 83.17
PS | 0 | 0 | 0 | 0 | 0 | 0
PV | 0 | 0 | 0 | 0 | 0 | 0
PeakG | 0 | 0.67 | 4 | 4 | 4 | 2.1
PeakO | 0 | 0 | 0 | 0 | 0 | 0
ST | 0 | 0 | 0 | 0 | 0 | 0
STOG | 0.2 | 1.22 | 1.54 | 1.22 | 2.49 | 1.36
STWD | 0 | 0 | 0 | 0 | 0 | 0
WT | 0.02 | 0.02 | 0.02 | 0.02 | 0.02 | 0.02
IGCC | 0 | 0 | 0 | 0 | 0 | 0
DemandResponse | 0 | 0 | 0 | 0 | 0 | 0
IGCC-CCS | 0 | 0 | 0 | 0 | 0 | 0
WT_off | 0 | 0 | 0.04 | 0.04 | 0.04 | 0.04
PseudoUnit | 0 | 0 | 0 | 0 | 0 | 0
FixedInterchange | 0 | 0 | 0 | 0 | 0 | 0
Base VOM Costs by Reporting Type: PJM_ROM
ReportingType | 2015 | 2020 | 2025 | 2030 | 2035 | 2040
BM | 0.42 | 0.67 | 0.67 | 0.67 | 0.67 | 0.67
CC | 48.5 | 72.12 | 65.95 | 58.09 | 150.52 | 553.83
CSP | 0 | 0 | 0 | 0 | 0 | 0
CT | 0 | 0.01 | 0.03 | 0.02 | 0.03 | 0.02
Coal | 196.39 | 244.38 | 248.26 | 262.79 | 262.79 | 262.79
Geo | 0 | 0 | 0 | 0 | 0 | 0
H | 0 | 0 | 0 | 0 | 0 | 0
LFG | 0.03 | 0.05 | 0.05 | 0.05 | 0.05 | 0.05
Nuc | 93.13 | 93.13 | 93.13 | 93.13 | 61.1 | 44.47
PS | 0 | 0 | 0 | 0 | 0 | 0
PV | 0 | 0.03 | 0.04 | 0.05 | 0.05 | 0.05
PeakG | 0 | 0.2 | 0.4 | 0.4 | 1.27 | 0.4
PeakO | 0 | 0 | 0 | 0 | 0 | 0
ST | 0 | 0 | 0 | 0 | 0 | 0
STOG | 1.64 | 2.35 | 3.33 | 3.41 | 3.54 | 3.4
STWD | 0.52 | 1.16 | 1.16 | 1.16 | 1.16 | 1.16
WT | 0.03 | 0.03 | 0.05 | 0.19 | 0.19 | 0.19
IGCC | 0 | 0 | 0 | 0 | 0 | 0
DemandResponse | 0 | 0 | 0 | 0 | 0 | 0
IGCC-CCS | 0 | 0 | 0 | 0 | 0 | 0
WT_off | 0 | 0 | 0 | 0 | 0 | 0
PseudoUnit | 0 | 0 | 0 | 0 | 0 | 0
FixedInterchange | 0 | 0 | 0 | 0 | 0 | 0
Base VOM Costs by Reporting Type: PJM_ROR
ReportingType | 2015 | 2020 | 2025 | 2030 | 2035 | 2040
BM | 0.37 | 1.34 | 1.81 | 2.5 | 8.17 | 7.2
CC | 196.8 | 195.68 | 240.12 | 430.45 | 648.61 | 531.33
CSP | 0 | 0 | 0 | 0 | 0 | 0
CT | 0.04 | 0.06 | 0.06 | 0.06 | 2.61 | 4.99
Coal | 1313.51 | 1252.99 | 1290.79 | 1302.54 | 1317.65 | 1329.96
Geo | 0 | 0 | 0 | 0 | 0 | 0
H | 0 | 0 | 0 | 0 | 0 | 0
LFG | 0.05 | 0.05 | 0.09 | 0.09 | 0.09 | 0.09
Nuc | 370.54 | 370.54 | 370.54 | 354.51 | 275.46 | 185.16
PS | 0 | 0 | 0 | 0 | 0 | 0
PV | 0 | 0 | 0 | 0 | 0 | 0
PeakG | 10.67 | 9.99 | 10.21 | 8.71 | 5.21 | 5.54
PeakO | 0 | 0 | 0 | 0 | 0 | 0
ST | 0 | 0 | 0 | 0 | 0 | 0
STOG | 1.9 | 2.02 | 2.09 | 2.09 | 2.09 | 2.08
STWD | 0.09 | 1.45 | 2.7 | 3.23 | 3.23 | 3.23
WT | 0.31 | 0.31 | 0.31 | 0.31 | 0.31 | 0.37
IGCC | 0 | 0 | 0 | 0 | 0 | 0
DemandResponse | 0 | 0 | 0 | 0 | 0 | 0
IGCC-CCS | 0 | 0 | 0 | 0 | 0 | 0
WT_off | 0 | 0 | 0 | 0 | 0 | 0
PseudoUnit | 0 | 0 | 0 | 0 | 0 | 0
FixedInterchange | 0 | 0 | 0 | 0 | 0 | 0
Base VOM Costs by Reporting Type: SOCO
ReportingType | 2015 | 2020 | 2025 | 2030 | 2035 | 2040
BM | 0 | 0 | 0.12 | 0.12 | 0.12 | 0.12
CC | 322.79 | 331.75 | 314.58 | 374.87 | 352.08 | 319.33
CSP | 0 | 0 | 0 | 0 | 0 | 0
CT | 0 | 0 | 0 | 0 | 0 | 0
Coal | 367.09 | 414.77 | 503.95 | 513.99 | 629.9 | 838.21
Geo | 0 | 0 | 0 | 0 | 0 | 0
H | 0 | 0 | 0 | 0 | 0 | 0
LFG | 0 | 0 | 0.01 | 0.01 | 0.01 | 0.01
Nuc | 108.01 | 143 | 143 | 143 | 143 | 94.09
PS | 0 | 0 | 0 | 0 | 0 | 0
PV | 0 | 0 | 0 | 0 | 0 | 0
PeakG | 4.53 | 9.54 | 16.62 | 14.77 | 11.14 | 7.37
PeakO | 0 | 0 | 0 | 0 | 0 | 0
ST | 0 | 0 | 0 | 0 | 0 | 0
STOG | 0 | 0 | 0 | 0 | 0 | 0
STWD | 0 | 0 | 0 | 0 | 0 | 0
WT | 0 | 0 | 0 | 0 | 0 | 0
IGCC | 0 | 0 | 0 | 0 | 0 | 0
DemandResponse | 0 | 0 | 0 | 0 | 0 | 0
IGCC-CCS | 0 | 0 | 0 | 0 | 0 | 0
WT_off | 0 | 0 | 0 | 0 | 0 | 0
PseudoUnit | 0 | 0 | 0 | 0 | 0 | 0
FixedInterchange | 0 | 0 | 0 | 0 | 0 | 0
Base VOM Costs by Reporting Type: SPP_N
ReportingType | 2015 | 2020 | 2025 | 2030 | 2035 | 2040
BM | 0 | 0 | 0 | 0 | 0 | 0
CC | 21.54 | 62.35 | 59.45 | 65.51 | 38.17 | 29.45
CSP | 0 | 0 | 0 | 0 | 0 | 0
CT | 0 | 0 | 0 | 1.57 | 4.83 | 3.45
Coal | 236.28 | 245.26 | 247.06 | 247.06 | 247.06 | 295.26
Geo | 0 | 0 | 0 | 0 | 0 | 0
H | 0 | 0 | 0 | 0 | 0 | 0
LFG | 0 | 0 | 0.01 | 0.01 | 0.01 | 0.01
Nuc | 21.45 | 21.45 | 21.45 | 21.45 | 21.45 | 21.45
PS | 0 | 0 | 0 | 0 | 0 | 0
PV | 0 | 0 | 0 | 0 | 0 | 0
PeakG | 0.43 | 0.5 | 1.16 | 1.04 | 0.72 | 0
PeakO | 0 | 0 | 0 | 0 | 0 | 0
ST | 0 | 0 | 0 | 0 | 0 | 0
STOG | 1.12 | 1.04 | 1.42 | 1.59 | 1.6 | 1.5
STWD | 0 | 0 | 0 | 0 | 0 | 0
WT | 0.05 | 0.05 | 0.05 | 0.07 | 0.08 | 0.08
IGCC | 0 | 0 | 0 | 0 | 0 | 0
DemandResponse | 0 | 0 | 0 | 0 | 0 | 0
IGCC-CCS | 0 | 0 | 0 | 0 | 0 | 0
WT_off | 0 | 0 | 0 | 0 | 0 | 0
PseudoUnit | 0 | 0 | 0 | 0 | 0 | 0
FixedInterchange | 0 | 0 | 0 | 0 | 0 | 0
Base VOM Costs by Reporting Type: SPP_S
ReportingType | 2015 | 2020 | 2025 | 2030 | 2035 | 2040
BM | 0 | 0 | 0 | 0 | 0 | 0
CC | 101.52 | 137.67 | 124.55 | 160.88 | 111.95 | 82.38
CSP | 0 | 0 | 0 | 0 | 0 | 0
CT | 0 | 0.12 | 0.72 | 0.31 | 0 | 0
Coal | 328.25 | 314.67 | 376.23 | 385.05 | 385.05 | 385.05
Geo | 0 | 0 | 0 | 0 | 0 | 0
H | 0 | 0 | 0 | 0 | 0 | 0
LFG | 0 | 0 | 0.01 | 0.01 | 0.01 | 0.01
Nuc | 0 | 0 | 0 | 0 | 0 | 0
PS | 0 | 0 | 0 | 0 | 0 | 0
PV | 0 | 0 | 0 | 0 | 0 | 0
PeakG | 0 | 0 | 0.11 | 0 | 0 | 0
PeakO | 0 | 0 | 0 | 0 | 0 | 0
ST | 0 | 0 | 0 | 0 | 0 | 0
STOG | 5.69 | 6.13 | 6.8 | 6.28 | 3.91 | 2.56
STWD | 0 | 0 | 0 | 0 | 0 | 0
WT | 0.11 | 0.21 | 0.21 | 0.21 | 0.61 | 0.87
IGCC | 0 | 0 | 0 | 0 | 0 | 0
DemandResponse | 0 | 0 | 0 | 0 | 0 | 0
IGCC-CCS | 0 | 0 | 0 | 0 | 0 | 0
WT_off | 0 | 0 | 0 | 0 | 0 | 0
PseudoUnit | 0 | 0 | 0 | 0 | 0 | 0
FixedInterchange | 0 | 0 | 0 | 0 | 0 | 0
Base VOM Costs by Reporting Type: TVA
ReportingType | 2015 | 2020 | 2025 | 2030 | 2035 | 2040
BM | 0 | 0 | 0 | 0 | 0 | 0
CC | 57.26 | 100.1 | 104.9 | 116.85 | 98.86 | 87.09
CSP | 0 | 0 | 0 | 0 | 0 | 0
CT | 0 | 1.91 | 3.53 | 3.85 | 3.1 | 2.85
Coal | 316.11 | 312.84 | 327.17 | 329.45 | 458.11 | 548.53
Geo | 0 | 0 | 0 | 0 | 0 | 0
H | 0 | 0 | 0 | 0 | 0 | 0
LFG | 0 | 0 | 0.01 | 0.01 | 0.01 | 0.01
Nuc | 152.12 | 152.12 | 152.12 | 152.12 | 105.66 | 82.02
PS | 0 | 0 | 0 | 0 | 0 | 0
PV | 0 | 0 | 0 | 0 | 0 | 0
PeakG | 0 | 0 | 0.17 | 0 | 0 | 0
PeakO | 0 | 0 | 0 | 0 | 0 | 0
ST | 0 | 0 | 0 | 0 | 0 | 0
STOG | 0 | 0 | 0 | 0 | 0 | 0
STWD | 0 | 0 | 0 | 0 | 0 | 0
WT | 0 | 0 | 0 | 0 | 0 | 0
IGCC | 0 | 0 | 0 | 0 | 0 | 0
DemandResponse | 0 | 0 | 0 | 0 | 0 | 0
IGCC-CCS | 0 | 0 | 0 | 0 | 0 | 0
WT_off | 0 | 0 | 0 | 0 | 0 | 0
PseudoUnit | 0 | 0 | 0 | 0 | 0 | 0
FixedInterchange | 0 | 0 | 0 | 0 | 0 | 0
Base VOM Costs by Reporting Type: TVA_Transmission
ReportingType | 2015 | 2020 | 2025 | 2030 | 2035 | 2040
BM | 0 | 0 | 0 | 0 | 0 | 0
CC | 0 | 0 | 0 | 0 | 0 | 0
CSP | 0 | 0 | 0 | 0 | 0 | 0
CT | 0 | 0 | 0 | 0 | 0 | 0
Coal | 0 | 0 | 0 | 0 | 0 | 0
Geo | 0 | 0 | 0 | 0 | 0 | 0
H | 0 | 0 | 0 | 0 | 0 | 0
LFG | 0 | 0 | 0 | 0 | 0 | 0
Nuc | 0 | 0 | 0 | 0 | 0 | 0
PS | 0 | 0 | 0 | 0 | 0 | 0
PV | 0 | 0 | 0 | 0 | 0 | 0
PeakG | 0 | 0 | 0 | 0 | 0 | 0
PeakO | 0 | 0 | 0 | 0 | 0 | 0
ST | 0 | 0 | 0 | 0 | 0 | 0
STOG | 0 | 0 | 0 | 0 | 0 | 0
STWD | 0 | 0 | 0 | 0 | 0 | 0
WT | 0 | 0 | 0 | 0 | 0 | 0
IGCC | 0 | 0 | 0 | 0 | 0 | 0
DemandResponse | 0 | 0 | 0 | 0 | 0 | 0
IGCC-CCS | 0 | 0 | 0 | 0 | 0 | 0
WT_off | 0 | 0 | 0 | 0 | 0 | 0
PseudoUnit | 0 | 0 | 0 | 0 | 0 | 0
FixedInterchange | 0 | 0 | 0 | 0 | 0 | 0
Base VOM Costs by Reporting Type: VACAR
ReportingType | 2015 | 2020 | 2025 | 2030 | 2035 | 2040
BM | 0.03 | 13.19 | 38.91 | 44.17 | 48.69 | 55.02
CC | 192.32 | 221.31 | 199.99 | 215.21 | 327.62 | 432.33
CSP | 0 | 0 | 0 | 0 | 0 | 0
CT | 0.73 | 0.73 | 0.8 | 3.44 | 5.49 | 5.84
Coal | 302.54 | 315.31 | 393.9 | 428.98 | 458.43 | 464.13
Geo | 0 | 0 | 0 | 0 | 0 | 0
H | 0 | 0 | 0 | 0 | 0 | 0
LFG | 0.01 | 0.01 | 0.01 | 0.01 | 0.01 | 0.01
Nuc | 211.36 | 248.42 | 248.42 | 248.42 | 188.36 | 154
PS | 0 | 0 | 0 | 0 | 0 | 0
PV | 0 | 0 | 0 | 0 | 0 | 0
PeakG | 0.92 | 1.45 | 2.52 | 1.87 | 1.28 | 0.87
PeakO | 0 | 0 | 0 | 0 | 0 | 0
ST | 0 | 0 | 0 | 0 | 0 | 0
STOG | 0 | 0 | 0 | 0 | 0 | 0
STWD | 4.67 | 4.67 | 2.95 | 3.44 | 4.67 | 4.67
WT | 0 | 0.08 | 0.08 | 0.08 | 0.08 | 0.08
IGCC | 0 | 0 | 0 | 0 | 0 | 0
DemandResponse | 0 | 0 | 0 | 0 | 0 | 0
IGCC-CCS | 0 | 0 | 0 | 0 | 0 | 0
WT_off | 0 | 0 | 0 | 0 | 0 | 0
PseudoUnit | 0 | 0 | 0 | 0 | 0 | 0
FixedInterchange | 0 | 0 | 0 | 0 | 0 | 0
Base VOM Costs by Reporting Type: IESO
ReportingType | 2015 | 2020 | 2025 | 2030 | 2035 | 2040
BM | 0 | 0 | 0 | 0 | 0 | 0
CC | 2.8 | 4.66 | 6.36 | 8.71 | 59.89 | 135.02
CSP | 0 | 0 | 0 | 0 | 0 | 0
CT | 0 | 0 | 0 | 0 | 0.98 | 1.11
Coal | 0 | 0 | 0 | 0 | 0 | 0
Geo | 0 | 0 | 0 | 0 | 0 | 0
H | 0 | 0 | 0 | 0 | 0 | 0
LFG | 0.01 | 0.01 | 0.01 | 0.01 | 0.01 | 0.01
Nuc | 240.73 | 240.73 | 240.73 | 240.73 | 221.68 | 193.2
PS | 0 | 0 | 0 | 0 | 0 | 0
PV | 0 | 0 | 0 | 0 | 0 | 0
PeakG | 0 | 0 | 0 | 0 | 0 | 0
PeakO | 0 | 0 | 0 | 0 | 0 | 0
ST | 0 | 0 | 0 | 0 | 0 | 0
STOG | 0 | 0 | 0 | 0 | 0 | 0
STWD | 0 | 0 | 0 | 0 | 0 | 0
WT | 0.09 | 0.09 | 0.09 | 0.09 | 0.04 | 0.04
IGCC | 0 | 0 | 0 | 0 | 0 | 0
DemandResponse | 0 | 0 | 0 | 0 | 0 | 0
IGCC-CCS | 0 | 0 | 0 | 0 | 0 | 0
WT_off | 0 | 0 | 0 | 0 | 0 | 0
PseudoUnit | 0 | 0 | 0 | 0 | 0 | 0
FixedInterchange | 0 | 0 | 0 | 0 | 0 | 0
Base VOM Costs by Reporting Type: MAPP_CA
ReportingType | 2015 | 2020 | 2025 | 2030 | 2035 | 2040
BM | 0 | 0 | 0 | 0 | 0 | 0
CC | 31.23 | 43.66 | 47.26 | 58.48 | 72.07 | 65.35
CSP | 0 | 0 | 0 | 0 | 0 | 0
CT | 0 | 0 | 0 | 0 | 0.01 | 0.02
Coal | 0.39 | 0.82 | 2.05 | 7.45 | 13.92 | 14.66
Geo | 0 | 0 | 0 | 0 | 0 | 0
H | 0 | 0 | 0 | 0 | 0 | 0
LFG | 0 | 0 | 0 | 0 | 0 | 0
Nuc | 0 | 0 | 0 | 0 | 0 | 0
PS | 0 | 0 | 0 | 0 | 0 | 0
PV | 0 | 0 | 0 | 0 | 0 | 0
PeakG | 0 | 0 | 0 | 0 | 0 | 0
PeakO | 0 | 0 | 0 | 0 | 0 | 0
ST | 0 | 0 | 0 | 0 | 0 | 0
STOG | 0 | 0 | 0 | 0 | 0 | 0
STWD | 0 | 0 | 0 | 0 | 0 | 0
WT | 0.02 | 0.02 | 0.02 | 0.02 | 0.02 | 0.02
IGCC | 0 | 0 | 0 | 0 | 0 | 0
DemandResponse | 0 | 0 | 0 | 0 | 0 | 0
IGCC-CCS | 0 | 0 | 0 | 0 | 0 | 0
WT_off | 0 | 0 | 0 | 0 | 0 | 0
PseudoUnit | 0 | 0 | 0 | 0 | 0 | 0
FixedInterchange | 0 | 0 | 0 | 0 | 0 | 0
Base VOM Costs by Reporting Type: AZ_NM_SNV_Coal
ReportingType | 2015 | 2020 | 2025 | 2030 | 2035 | 2040
BM | 0 | 0 | 0 | 0 | 0 | 0
CC | 0 | 0 | 0 | 0 | 0 | 0
CSP | 0 | 0 | 0 | 0 | 0 | 0
CT | 0 | 0 | 0 | 0 | 0 | 0
Coal | 272.79 | 324.69 | 324.69 | 324.69 | 324.69 | 558.12
Geo | 0 | 0 | 0 | 0 | 0 | 0
H | 0 | 0 | 0 | 0 | 0 | 0
LFG | 0 | 0 | 0 | 0 | 0 | 0
Nuc | 0 | 0 | 0 | 0 | 0 | 0
PS | 0 | 0 | 0 | 0 | 0 | 0
PV | 0 | 0 | 0 | 0 | 0 | 0
PeakG | 0 | 0 | 0 | 0 | 0 | 0
PeakO | 0 | 0 | 0 | 0 | 0 | 0
ST | 0 | 0 | 0 | 0 | 0 | 0
STOG | 0 | 0 | 0 | 0 | 0 | 0
STWD | 0 | 0 | 0 | 0 | 0 | 0
WT | 0 | 0 | 0 | 0 | 0 | 0
IGCC | 0 | 0 | 0 | 0 | 0 | 0
DemandResponse | 0 | 0 | 0 | 0 | 0 | 0
IGCC-CCS | 0 | 0 | 0 | 0 | 0 | 0
WT_off | 0 | 0 | 0 | 0 | 0 | 0
PseudoUnit | 0 | 0 | 0 | 0 | 0 | 0
FixedInterchange | 0 | 0 | 0 | 0 | 0 | 0
Base VOM Costs by Reporting Type: AZ_NM_SNV_Gas
ReportingType | 2015 | 2020 | 2025 | 2030 | 2035 | 2040
BM | 0 | 0 | 0 | 0 | 0 | 0
CC | 254.34 | 283.74 | 308.97 | 397.95 | 508.23 | 478.9
CSP | 0 | 0 | 0 | 0 | 0 | 0
CT | 0 | 0 | 0.75 | 1.43 | 0 | 0
Coal | 0 | 0 | 0 | 0 | 0 | 0
Geo | 0 | 0 | 0 | 0 | 0 | 0
H | 0 | 0 | 0 | 0 | 0 | 0
LFG | 0 | 0 | 0 | 0 | 0 | 0
Nuc | 0 | 0 | 0 | 0 | 0 | 0
PS | 0 | 0 | 0 | 0 | 0 | 0
PV | 0 | 0 | 0 | 0 | 0 | 0
PeakG | 0 | 0 | 2.13 | 3.97 | 5.82 | 1.29
PeakO | 0 | 0 | 0 | 0 | 0 | 0
ST | 0 | 0 | 0 | 0 | 0 | 0
STOG | 0 | 0 | 0 | 0 | 0 | 0
STWD | 0 | 0 | 0 | 0 | 0 | 0
WT | 0 | 0 | 0 | 0 | 0 | 0
IGCC | 0 | 0 | 0 | 0 | 0 | 0
DemandResponse | 0 | 0 | 0 | 0 | 0 | 0
IGCC-CCS | 0 | 0 | 0 | 0 | 0 | 0
WT_off | 0 | 0 | 0 | 0 | 0 | 0
PseudoUnit | 0 | 0 | 0 | 0 | 0 | 0
FixedInterchange | 0 | 0 | 0 | 0 | 0 | 0
Base VOM Costs by Reporting Type: AZ_NM_SNV_NucRenew
ReportingType | 2015 | 2020 | 2025 | 2030 | 2035 | 2040
BM | 0 | 0 | 0 | 0 | 0 | 0
CC | 0 | 0 | 0 | 0 | 0 | 0
CSP | 0 | 0 | 0 | 0 | 0 | 0
CT | 0 | 0 | 0 | 0 | 0 | 0
Coal | 0 | 0 | 0 | 0 | 0 | 0
Geo | 0 | 0 | 116.31 | 116.31 | 116.31 | 116.31
H | 0 | 0 | 0 | 0 | 0 | 0
LFG | 0 | 0.01 | 0.01 | 0.01 | 0.01 | 0.01
Nuc | 71.66 | 71.66 | 71.66 | 71.66 | 71.66 | 71.66
PS | 0 | 0 | 0 | 0 | 0 | 0
PV | 0 | 0 | 0 | 0 | 0 | 0
PeakG | 0 | 0 | 0 | 0 | 0 | 0
PeakO | 0 | 0 | 0 | 0 | 0 | 0
ST | 0.01 | 0.03 | 0.04 | 0.04 | 0.04 | 0.04
STOG | 0 | 0 | 0 | 0 | 0 | 0
STWD | 0.43 | 0.43 | 0.04 | 0.32 | 0.32 | 0.32
WT | 0.02 | 0.35 | 0.35 | 0.36 | 0.36 | 0.36
IGCC | 0 | 0 | 0 | 0 | 0 | 0
DemandResponse | 0 | 0 | 0 | 0 | 0 | 0
IGCC-CCS | 0 | 0 | 0 | 0 | 0 | 0
WT_off | 0 | 0 | 0 | 0 | 0 | 0
PseudoUnit | 0 | 0 | 0 | 0 | 0 | 0
FixedInterchange | 0 | 0 | 0 | 0 | 0 | 0
Base VOM Costs by Reporting Type: ERCOT
ReportingType | 2015 | 2020 | 2025 | 2030 | 2035 | 2040
BM | 0 | 0 | 0.02 | 0.04 | 0.49 | 0.5
CC | 403.72 | 456.84 | 441.89 | 500.49 | 574.87 | 644.83
CSP | 0 | 0 | 0 | 0 | 0 | 0
CT | 0 | 0.02 | 0.08 | 0.08 | 0.08 | 0
Coal | 407.56 | 503.22 | 591.86 | 591.86 | 591.86 | 591.86
Geo | 0 | 0 | 0 | 0 | 0 | 0
H | 0 | 0 | 0 | 0 | 0 | 0
LFG | 0.01 | 0.01 | 0.01 | 0.04 | 0.04 | 0.04
Nuc | 94.14 | 94.14 | 94.14 | 94.14 | 94.14 | 94.14
PS | 0 | 0 | 0 | 0 | 0 | 0
PV | 0 | 0 | 0 | 0 | 0 | 0
PeakG | 0 | 0.07 | 0.67 | 0.5 | 0.09 | 0
PeakO | 0 | 0 | 0 | 0 | 0 | 0
ST | 0 | 0 | 0 | 0 | 0 | 0
STOG | 10.88 | 13.54 | 18.08 | 15.22 | 13.21 | 10.72
STWD | 0 | 0 | 0 | 0 | 0 | 0
WT | 0.32 | 0.32 | 0.32 | 0.32 | 0.32 | 0.33
IGCC | 0 | 0 | 0 | 0 | 0 | 0
DemandResponse | 0 | 0 | 0 | 0 | 0 | 0
IGCC-CCS | 0 | 0 | 0 | 0 | 0 | 0
WT_off | 0 | 0 | 0 | 0 | 0 | 0
PseudoUnit | 0 | 0 | 0 | 0 | 0 | 0
FixedInterchange | 0 | 0 | 0 | 0 | 0 | 0
Base VOM Costs by Reporting Type: NP15
ReportingType | 2015 | 2020 | 2025 | 2030 | 2035 | 2040
BM | 0 | 0 | 0 | 0 | 0 | 0
CC | 100.61 | 72.09 | 95.31 | 62.26 | 48.13 | 49.77
CSP | 0 | 0 | 0 | 0 | 0 | 0
CT | 0 | 0 | 0 | 0 | 0 | 0
Coal | 0.81 | 0 | 0 | 0 | 0 | 0
Geo | 0.11 | 16.22 | 48.23 | 48.23 | 48.23 | 48.23
H | 0 | 0 | 0 | 0 | 0 | 0
LFG | 0.01 | 0.06 | 0.06 | 0.06 | 0.06 | 0.06
Nuc | 42.53 | 42.53 | 42.53 | 42.53 | 42.53 | 42.53
PS | 0 | 0 | 0 | 0 | 0 | 0
PV | 0 | 0 | 0 | 0 | 0 | 0
PeakG | 0 | 0 | 0 | 0 | 0 | 0.26
PeakO | 0 | 0 | 0 | 0 | 0 | 0
ST | 0 | 0 | 0 | 0 | 0 | 0
STOG | 0.32 | 0.26 | 0.55 | 0.77 | 1.34 | 1.33
STWD | 7.35 | 7.35 | 0.03 | 2.73 | 3.03 | 7.35
WT | 0.04 | 0.13 | 0.13 | 0.13 | 0.13 | 0.13
IGCC | 0 | 0 | 0 | 0 | 0 | 0
DemandResponse | 0 | 0 | 0 | 0 | 0 | 0
IGCC-CCS | 0 | 0 | 0 | 0 | 0 | 0
WT_off | 0 | 0 | 0 | 0 | 0 | 0
PseudoUnit | 0 | 0 | 0 | 0 | 0 | 0
FixedInterchange | 0 | 0 | 0 | 0 | 0 | 0
Base VOM Costs by Reporting Type: NWPP_Coal
ReportingType | 2015 | 2020 | 2025 | 2030 | 2035 | 2040
BM | 0 | 0 | 0 | 0 | 0 | 0
CC | 0 | 0 | 0 | 0 | 0 | 0
CSP | 0 | 0 | 0 | 0 | 0 | 0
CT | 0 | 0 | 0 | 0 | 0 | 0
Coal | 349.5 | 385.5 | 385.5 | 385.5 | 385.5 | 385.5
Geo | 0 | 0 | 0 | 0 | 0 | 0
H | 0 | 0 | 0 | 0 | 0 | 0
LFG | 0 | 0 | 0 | 0 | 0 | 0
Nuc | 0 | 0 | 0 | 0 | 0 | 0
PS | 0 | 0 | 0 | 0 | 0 | 0
PV | 0 | 0 | 0 | 0 | 0 | 0
PeakG | 0 | 0 | 0 | 0 | 0 | 0
PeakO | 0 | 0 | 0 | 0 | 0 | 0
ST | 0 | 0 | 0 | 0 | 0 | 0
STOG | 0 | 0 | 0 | 0 | 0 | 0
STWD | 0 | 0 | 0 | 0 | 0 | 0
WT | 0 | 0 | 0 | 0 | 0 | 0
IGCC | 0 | 0 | 0 | 0 | 0 | 0
DemandResponse | 0 | 0 | 0 | 0 | 0 | 0
IGCC-CCS | 0 | 0 | 0 | 0 | 0 | 0
WT_off | 0 | 0 | 0 | 0 | 0 | 0
PseudoUnit | 0 | 0 | 0 | 0 | 0 | 0
FixedInterchange | 0 | 0 | 0 | 0 | 0 | 0
Base VOM Costs by Reporting Type: NWPP_Gas
ReportingType | 2015 | 2020 | 2025 | 2030 | 2035 | 2040
BM | 0 | 0 | 0 | 0 | 0 | 0
CC | 122.48 | 122.48 | 134.49 | 276.26 | 370.84 | 402.72
CSP | 0 | 0 | 0 | 0 | 0 | 0
CT | 0 | 0 | 0 | 0 | 0 | 0
Coal | 0 | 0 | 0 | 0 | 0 | 30.64
Geo | 0 | 0 | 0 | 0 | 0 | 0
H | 0 | 0 | 0 | 0 | 0 | 0
LFG | 0 | 0 | 0 | 0 | 0 | 0
Nuc | 0 | 0 | 0 | 0 | 0 | 0
PS | 0 | 0 | 0 | 0 | 0 | 0
PV | 0 | 0 | 0 | 0 | 0 | 0
PeakG | 0 | 0 | 0 | 0 | 0 | 0
PeakO | 0 | 0 | 0 | 0 | 0 | 0
ST | 0 | 0 | 0 | 0 | 0 | 0
STOG | 0 | 0 | 0 | 0 | 0 | 0
STWD | 0 | 0 | 0 | 0 | 0 | 0
WT | 0 | 0 | 0 | 0 | 0 | 0
IGCC | 0 | 0 | 0 | 0 | 0 | 0
DemandResponse | 0 | 0 | 0 | 0 | 0 | 0
IGCC-CCS | 0 | 0 | 0 | 0 | 0 | 0
WT_off | 0 | 0 | 0 | 0 | 0 | 0
PseudoUnit | 0 | 0 | 0 | 0 | 0 | 0
FixedInterchange | 0 | 0 | 0 | 0 | 0 | 0
Base VOM Costs by Reporting Type: NWPP_NucRenew
ReportingType | 2015 | 2020 | 2025 | 2030 | 2035 | 2040
BM | 0 | 1.21 | 0 | 1.21 | 1.21 | 1.21
CC | 0 | 0 | 0 | 0 | 0 | 0
CSP | 0 | 0 | 0 | 0 | 0 | 0
CT | 0 | 0 | 0 | 0 | 0 | 0
Coal | 0 | 0 | 0 | 0 | 0 | 0
Geo | 6.93 | 6.93 | 41.74 | 41.74 | 41.74 | 41.74
H | 0 | 0 | 0 | 0 | 0 | 0
LFG | 0.01 | 0.01 | 0.03 | 0.03 | 0.03 | 0.03
Nuc | 20.91 | 20.91 | 20.91 | 20.91 | 20.91 | 20.91
PS | 0 | 0 | 0 | 0 | 0 | 0
PV | 0 | 0 | 0 | 0 | 0 | 0
PeakG | 0 | 0 | 0 | 0 | 0 | 0
PeakO | 0 | 0 | 0 | 0 | 0 | 0
ST | 0 | 0 | 0 | 0 | 0 | 0
STOG | 0 | 0 | 0 | 0 | 0 | 0
STWD | 0 | 0.01 | 0 | 1.45 | 1.45 | 1.45
WT | 0.19 | 0.19 | 0.19 | 0.19 | 0.19 | 0.19
IGCC | 0 | 0 | 0 | 0 | 0 | 0
DemandResponse | 0 | 0 | 0 | 0 | 0 | 0
IGCC-CCS | 0 | 0 | 0 | 0 | 0 | 0
WT_off | 0 | 0 | 0 | 0 | 0 | 0
PseudoUnit | 0 | 0 | 0 | 0 | 0 | 0
FixedInterchange | 0 | 0 | 0 | 0 | 0 | 0
Base VOM Costs by Reporting Type: RMPA
ReportingType | 2015 | 2020 | 2025 | 2030 | 2035 | 2040
BM | 0 | 0 | 0 | 0 | 0 | 0
CC | 17.6 | 22.85 | 10.81 | 6.86 | 6.52 | 3.83
CSP | 0 | 0 | 0 | 0 | 0 | 0
CT | 0 | 0 | 0 | 0 | 0 | 0
Coal | 210.15 | 225.07 | 214.03 | 238.88 | 288.59 | 343.09
Geo | 0 | 34.02 | 206.14 | 206.14 | 206.14 | 206.14
H | 0 | 0 | 0 | 0 | 0 | 0
LFG | 0 | 0 | 0 | 0 | 0 | 0
Nuc | 0 | 0 | 0 | 0 | 0 | 0
PS | 0 | 0 | 0 | 0 | 0 | 0
PV | 0 | 0 | 0 | 0 | 0 | 0
PeakG | 0.09 | 0.2 | 0.03 | 0.48 | 0.28 | 0.04
PeakO | 0 | 0 | 0 | 0 | 0 | 0
ST | 0 | 0.01 | 0.01 | 0.02 | 0.02 | 0.02
STOG | 0 | 0 | 0 | 0 | 0 | 0
STWD | 0 | 0 | 0 | 0 | 0 | 0
WT | 0.07 | 0.07 | 0.07 | 0.07 | 0.07 | 0.07
IGCC | 0 | 0 | 0 | 0 | 0 | 0
DemandResponse | 0 | 0 | 0 | 0 | 0 | 0
IGCC-CCS | 0 | 0 | 0 | 0 | 0 | 0
WT_off | 0 | 0 | 0 | 0 | 0 | 0
PseudoUnit | 0 | 0 | 0 | 0 | 0 | 0
FixedInterchange | 0 | 0 | 0 | 0 | 0 | 0
Base VOM Costs by Reporting Type: SP15
ReportingType | 2015 | 2020 | 2025 | 2030 | 2035 | 2040
BM | 0.22 | 0.22 | 0.01 | 0.2 | 0.14 | 0.14
CC | 97.11 | 47.7 | 47.26 | 46.19 | 38.55 | 25.96
CSP | 0 | 0 | 0 | 0 | 0 | 0
CT | 0 | 0 | 0 | 0 | 0 | 0
Coal | 2.89 | 3.19 | 3.19 | 1.96 | 0 | 0
Geo | 4.1 | 120.4 | 120.4 | 120.4 | 120.4 | 120.4
H | 0 | 0 | 0 | 0 | 0 | 0
LFG | 0.02 | 0.07 | 0.07 | 0.07 | 0.07 | 0.07
Nuc | 41.61 | 41.61 | 41.61 | 41.61 | 41.61 | 41.61
PS | 0 | 0 | 0 | 0 | 0 | 0
PV | 0 | 0 | 0 | 0 | 0 | 0
PeakG | 0 | 0 | 0 | 0 | 0 | 0
PeakO | 0 | 0 | 0 | 0 | 0 | 0
ST | 0.02 | 0.02 | 0.02 | 0.02 | 0.02 | 0.02
STOG | 0.52 | 0.51 | 0.17 | 0.37 | 0.98 | 1.32
STWD | 1.98 | 1.98 | 0.05 | 1.22 | 0.96 | 0.78
WT | 0.07 | 0.07 | 0.07 | 0.07 | 0.07 | 0.07
IGCC | 0 | 0 | 0 | 0 | 0 | 0
DemandResponse | 0 | 0 | 0 | 0 | 0 | 0
IGCC-CCS | 0 | 0 | 0 | 0 | 0 | 0
WT_off | 0 | 0 | 0 | 0 | 0 | 0
PseudoUnit | 0 | 0 | 0 | 0 | 0 | 0
FixedInterchange | 0 | 0 | 0 | 0 | 0 | 0
Base VOM Costs by Reporting Type: ALB
ReportingType | 2015 | 2020 | 2025 | 2030 | 2035 | 2040
BM | 0 | 0 | 0 | 0 | 0 | 0
CC | 47.15 | 66.83 | 82.04 | 104.8 | 128.61 | 152.79
CSP | 0 | 0 | 0 | 0 | 0 | 0
CT | 0 | 0 | 0 | 0 | 0 | 0
Coal | 167.67 | 167.67 | 167.67 | 167.67 | 167.67 | 167.67
Geo | 0 | 0 | 0 | 0 | 0 | 0
H | 0 | 0 | 0 | 0 | 0 | 0
LFG | 0 | 0 | 0 | 0 | 0 | 0
Nuc | 0 | 0 | 0 | 0 | 0 | 0
PS | 0 | 0 | 0 | 0 | 0 | 0
PV | 0 | 0 | 0 | 0 | 0 | 0
PeakG | 0 | 0 | 0 | 0 | 0 | 0
PeakO | 0 | 0 | 0 | 0 | 0 | 0
ST | 0 | 0 | 0 | 0 | 0 | 0
STOG | 0 | 0 | 0 | 0 | 0 | 0
STWD | 0 | 0 | 0 | 0 | 0 | 0
WT | 0.02 | 0.02 | 0.02 | 0.02 | 0.02 | 0.02
IGCC | 0 | 0 | 0 | 0 | 0 | 0
DemandResponse | 0 | 0 | 0 | 0 | 0 | 0
IGCC-CCS | 0 | 0 | 0 | 0 | 0 | 0
WT_off | 0 | 0 | 0 | 0 | 0 | 0
PseudoUnit | 0 | 0 | 0 | 0 | 0 | 0
FixedInterchange | 0 | 0 | 0 | 0 | 0 | 0
Base VOM Costs by Reporting Type: BC
ReportingType | 2015 | 2020 | 2025 | 2030 | 2035 | 2040
BM | 0 | 0 | 0 | 0 | 0 | 0
CC | 33.57 | 44.95 | 62.07 | 75.98 | 96.36 | 117.75
CSP | 0 | 0 | 0 | 0 | 0 | 0
CT | 0 | 0 | 0 | 0 | 0 | 0
Coal | 0 | 0 | 0 | 0 | 0 | 0
Geo | 0 | 0 | 0 | 0 | 0 | 0
H | 0 | 0 | 0 | 0 | 0 | 0
LFG | 0 | 0 | 0 | 0 | 0 | 0
Nuc | 0 | 0 | 0 | 0 | 0 | 0
PS | 0 | 0 | 0 | 0 | 0 | 0
PV | 0 | 0 | 0 | 0 | 0 | 0
PeakG | 0 | 0 | 0 | 0 | 0 | 0
PeakO | 0 | 0 | 0 | 0 | 0 | 0
ST | 0 | 0 | 0 | 0 | 0 | 0
STOG | 0 | 0 | 0 | 0 | 0 | 0
STWD | 0 | 0 | 0 | 0 | 0 | 0
WT | 0.01 | 0.01 | 0.01 | 0.01 | 0.01 | 0.01
IGCC | 0 | 0 | 0 | 0 | 0 | 0
DemandResponse | 0 | 0 | 0 | 0 | 0 | 0
IGCC-CCS | 0 | 0 | 0 | 0 | 0 | 0
WT_off | 0 | 0 | 0 | 0 | 0 | 0
PseudoUnit | 0 | 0 | 0 | 0 | 0 | 0
FixedInterchange | 0 | 0 | 0 | 0 | 0 | 0
Base VOM Costs by Reporting Type: HQ_IESO
ReportingType | 2015 | 2020 | 2025 | 2030 | 2035 | 2040
BM | 0 | 0 | 0 | 0 | 0 | 0
CC | 0 | 0 | 0 | 0 | 0 | 0
CSP | 0 | 0 | 0 | 0 | 0 | 0
CT | 0 | 0 | 0 | 0 | 0 | 0
Coal | 0 | 0 | 0 | 0 | 0 | 0
Geo | 0 | 0 | 0 | 0 | 0 | 0
H | 0 | 0 | 0 | 0 | 0 | 0
LFG | 0 | 0 | 0 | 0 | 0 | 0
Nuc | 0 | 0 | 0 | 0 | 0 | 0
PS | 0 | 0 | 0 | 0 | 0 | 0
PV | 0 | 0 | 0 | 0 | 0 | 0
PeakG | 0 | 0 | 0 | 0 | 0 | 0
PeakO | 0 | 0 | 0 | 0 | 0 | 0
ST | 0 | 0 | 0 | 0 | 0 | 0
STOG | 0 | 0 | 0 | 0 | 0 | 0
STWD | 0 | 0 | 0 | 0 | 0 | 0
WT | 0 | 0 | 0 | 0 | 0 | 0
IGCC | 0 | 0 | 0 | 0 | 0 | 0
DemandResponse | 0 | 0 | 0 | 0 | 0 | 0
IGCC-CCS | 0 | 0 | 0 | 0 | 0 | 0
WT_off | 0 | 0 | 0 | 0 | 0 | 0
PseudoUnit | 0 | 0 | 0 | 0 | 0 | 0
FixedInterchange | 0 | 0 | 0 | 0 | 0 | 0
Base VOM Costs by Reporting Type: HQ_NEISO
ReportingType | 2015 | 2020 | 2025 | 2030 | 2035 | 2040
BM | 0 | 0 | 0 | 0 | 0 | 0
CC | 0 | 0 | 0 | 0 | 0 | 0
CSP | 0 | 0 | 0 | 0 | 0 | 0
CT | 0 | 0 | 0 | 0 | 0 | 0
Coal | 0 | 0 | 0 | 0 | 0 | 0
Geo | 0 | 0 | 0 | 0 | 0 | 0
H | 0 | 0 | 0 | 0 | 0 | 0
LFG | 0 | 0 | 0 | 0 | 0 | 0
Nuc | 0 | 0 | 0 | 0 | 0 | 0
PS | 0 | 0 | 0 | 0 | 0 | 0
PV | 0 | 0 | 0 | 0 | 0 | 0
PeakG | 0 | 0 | 0 | 0 | 0 | 0
PeakO | 0 | 0 | 0 | 0 | 0 | 0
ST | 0 | 0 | 0 | 0 | 0 | 0
STOG | 0 | 0 | 0 | 0 | 0 | 0
STWD | 0 | 0 | 0 | 0 | 0 | 0
WT | 0 | 0 | 0 | 0 | 0 | 0
IGCC | 0 | 0 | 0 | 0 | 0 | 0
DemandResponse | 0 | 0 | 0 | 0 | 0 | 0
IGCC-CCS | 0 | 0 | 0 | 0 | 0 | 0
WT_off | 0 | 0 | 0 | 0 | 0 | 0
PseudoUnit | 0 | 0 | 0 | 0 | 0 | 0
FixedInterchange | 0 | 0 | 0 | 0 | 0 | 0
Base VOM Costs by Reporting Type: HQ_NY
ReportingType | 2015 | 2020 | 2025 | 2030 | 2035 | 2040
BM | 0 | 0 | 0 | 0 | 0 | 0
CC | 0 | 0 | 0 | 0 | 0 | 0
CSP | 0 | 0 | 0 | 0 | 0 | 0
CT | 0 | 0 | 0 | 0 | 0 | 0
Coal | 0 | 0 | 0 | 0 | 0 | 0
Geo | 0 | 0 | 0 | 0 | 0 | 0
H | 0 | 0 | 0 | 0 | 0 | 0
LFG | 0 | 0 | 0 | 0 | 0 | 0
Nuc | 0 | 0 | 0 | 0 | 0 | 0
PS | 0 | 0 | 0 | 0 | 0 | 0
PV | 0 | 0 | 0 | 0 | 0 | 0
PeakG | 0 | 0 | 0 | 0 | 0 | 0
PeakO | 0 | 0 | 0 | 0 | 0 | 0
ST | 0 | 0 | 0 | 0 | 0 | 0
STOG | 0 | 0 | 0 | 0 | 0 | 0
STWD | 0 | 0 | 0 | 0 | 0 | 0
WT | 0 | 0 | 0 | 0 | 0 | 0
IGCC | 0 | 0 | 0 | 0 | 0 | 0
DemandResponse | 0 | 0 | 0 | 0 | 0 | 0
IGCC-CCS | 0 | 0 | 0 | 0 | 0 | 0
WT_off | 0 | 0 | 0 | 0 | 0 | 0
PseudoUnit | 0 | 0 | 0 | 0 | 0 | 0
FixedInterchange | 0 | 0 | 0 | 0 | 0 | 0
Base VOM Costs by Reporting Type: MARITIMES
ReportingType | 2015 | 2020 | 2025 | 2030 | 2035 | 2040
BM | 0 | 0 | 0 | 0 | 0 | 0
CC | 0 | 0 | 0 | 0 | 0 | 0
CSP | 0 | 0 | 0 | 0 | 0 | 0
CT | 0 | 0 | 0 | 0 | 0 | 0
Coal | 0 | 0 | 0 | 0 | 0 | 0
Geo | 0 | 0 | 0 | 0 | 0 | 0
H | 0 | 0 | 0 | 0 | 0 | 0
LFG | 0 | 0 | 0 | 0 | 0 | 0
Nuc | 0 | 0 | 0 | 0 | 0 | 0
PS | 0 | 0 | 0 | 0 | 0 | 0
PV | 0 | 0 | 0 | 0 | 0 | 0
PeakG | 0 | 0 | 0 | 0 | 0 | 0
PeakO | 0 | 0 | 0 | 0 | 0 | 0
ST | 0 | 0 | 0 | 0 | 0 | 0
STOG | 0 | 0 | 0 | 0 | 0 | 0
STWD | 0 | 0 | 0 | 0 | 0 | 0
WT | 0 | 0 | 0 | 0 | 0 | 0
IGCC | 0 | 0 | 0 | 0 | 0 | 0
DemandResponse | 0 | 0 | 0 | 0 | 0 | 0
IGCC-CCS | 0 | 0 | 0 | 0 | 0 | 0
WT_off | 0 | 0 | 0 | 0 | 0 | 0
PseudoUnit | 0 | 0 | 0 | 0 | 0 | 0
FixedInterchange | 0 | 0 | 0 | 0 | 0 | 0
Base VOM Costs by Reporting Type: All
ReportingType | 2015 | 2020 | 2025 | 2030 | 2035 | 2040
BM | 11.2 | 27.17 | 45.4 | 52.78 | 63.6 | 68.98
CC | 3023.75 | 3633.62 | 3736.98 | 4492.52 | 5626.81 | 6344.31
CSP | 0 | 0 | 0 | 0 | 0 | 0
CT | 9.86 | 14.73 | 19.35 | 22.58 | 35.42 | 37.18
Coal | 6683.47 | 6931 | 7478.94 | 7664.74 | 8183.99 | 9123.95
Geo | 11.14 | 177.58 | 532.83 | 532.83 | 532.83 | 532.83
H | 0 | 0 | 0 | 0 | 0 | 0
LFG | 0.38 | 0.54 | 0.73 | 0.79 | 0.79 | 0.79
Nuc | 2164.81 | 2225.48 | 2225.48 | 2197.96 | 1706.52 | 1342.12
PS | 0 | 0 | 0 | 0 | 0 | 0
PV | 0.02 | 0.06 | 0.08 | 0.08 | 0.09 | 0.09
PeakG | 27.69 | 34.14 | 53.36 | 49.79 | 52.06 | 29.63
PeakO | 0 | 0 | 0 | 0 | 0 | 0
ST | 0.03 | 0.06 | 0.07 | 0.08 | 0.08 | 0.08
STOG | 37.91 | 44.77 | 52.5 | 48.51 | 47.79 | 43.39
STWD | 24.99 | 21.71 | 8.88 | 19.21 | 18.84 | 23.08
WT | 2.03 | 2.84 | 3.07 | 3.3 | 3.72 | 4.08
IGCC | 30.43 | 30.43 | 30.43 | 30.43 | 30.43 | 30.43
DemandResponse | 0 | 0 | 0 | 0 | 0 | 0
IGCC-CCS | 0 | 0 | 0 | 0 | 0 | 0
WT_off | 0.02 | 0.02 | 0.06 | 0.06 | 0.04 | 0.04
PseudoUnit | 0 | 0 | 0 | 0 | 0 | 0
FixedInterchange | 0 | 0 | 0 | 0 | 0 | 0
Base VOM Costs by Reporting Type: EI_US
ReportingType | 2015 | 2020 | 2025 | 2030 | 2035 | 2040
BM | 10.98 | 25.73 | 45.37 | 51.33 | 61.75 | 67.12
CC | 1913.15 | 2467.82 | 2500.51 | 2954.55 | 3722.73 | 4267.38
CSP | 0 | 0 | 0 | 0 | 0 | 0
CT | 9.86 | 14.71 | 18.53 | 21.07 | 34.35 | 36.04
Coal | 5271.72 | 5320.84 | 5789.95 | 5946.74 | 6411.76 | 7032.41
Geo | 0 | 0 | 0 | 0 | 0 | 0
H | 0 | 0 | 0 | 0 | 0 | 0
LFG | 0.32 | 0.38 | 0.54 | 0.57 | 0.57 | 0.57
Nuc | 1653.22 | 1713.9 | 1713.9 | 1686.38 | 1213.99 | 878.06
PS | 0 | 0 | 0 | 0 | 0 | 0
PV | 0 | 0.05 | 0.07 | 0.07 | 0.08 | 0.08
PeakG | 27.59 | 33.87 | 50.53 | 44.83 | 45.86 | 28.05
PeakO | 0 | 0 | 0 | 0 | 0 | 0
ST | 0 | 0 | 0 | 0 | 0 | 0
STOG | 26.2 | 30.46 | 33.71 | 32.14 | 32.27 | 30.02
STWD | 15.22 | 11.94 | 8.76 | 13.49 | 13.08 | 13.17
WT | 1.2 | 1.58 | 1.81 | 2.03 | 2.51 | 2.86
IGCC | 30.43 | 30.43 | 30.43 | 30.43 | 30.43 | 30.43
DemandResponse | 0 | 0 | 0 | 0 | 0 | 0
IGCC-CCS | 0 | 0 | 0 | 0 | 0 | 0
WT_off | 0.02 | 0.02 | 0.06 | 0.06 | 0.04 | 0.04
PseudoUnit | 0 | 0 | 0 | 0 | 0 | 0
FixedInterchange | 0 | 0 | 0 | 0 | 0 | 0
Base VOM Costs by Reporting Type: EI_Canada
ReportingType | 2015 | 2020 | 2025 | 2030 | 2035 | 2040
BM | 0 | 0 | 0 | 0 | 0 | 0
CC | 34.02 | 48.31 | 53.63 | 67.19 | 131.96 | 200.38
CSP | 0 | 0 | 0 | 0 | 0 | 0
CT | 0 | 0 | 0 | 0 | 0.99 | 1.13
Coal | 0.39 | 0.82 | 2.05 | 7.45 | 13.92 | 14.66
Geo | 0 | 0 | 0 | 0 | 0 | 0
H | 0 | 0 | 0 | 0 | 0 | 0
LFG | 0.01 | 0.01 | 0.01 | 0.01 | 0.01 | 0.01
Nuc | 240.73 | 240.73 | 240.73 | 240.73 | 221.68 | 193.2
PS | 0 | 0 | 0 | 0 | 0 | 0
PV | 0 | 0 | 0 | 0 | 0 | 0
PeakG | 0 | 0 | 0 | 0 | 0 | 0
PeakO | 0 | 0 | 0 | 0 | 0 | 0
ST | 0 | 0 | 0 | 0 | 0 | 0
STOG | 0 | 0 | 0 | 0 | 0 | 0
STWD | 0 | 0 | 0 | 0 | 0 | 0
WT | 0.11 | 0.11 | 0.11 | 0.11 | 0.05 | 0.05
IGCC | 0 | 0 | 0 | 0 | 0 | 0
DemandResponse | 0 | 0 | 0 | 0 | 0 | 0
IGCC-CCS | 0 | 0 | 0 | 0 | 0 | 0
WT_off | 0 | 0 | 0 | 0 | 0 | 0
PseudoUnit | 0 | 0 | 0 | 0 | 0 | 0
FixedInterchange | 0 | 0 | 0 | 0 | 0 | 0
Base VOM Costs by Reporting Type: EI
ReportingType | 2015 | 2020 | 2025 | 2030 | 2035 | 2040
BM | 10.98 | 25.73 | 45.37 | 51.33 | 61.75 | 67.12
CC | 1947.17 | 2516.14 | 2554.13 | 3021.74 | 3854.7 | 4467.76
CSP | 0 | 0 | 0 | 0 | 0 | 0
CT | 9.86 | 14.71 | 18.53 | 21.07 | 35.34 | 37.18
Coal | 5272.11 | 5321.66 | 5792 | 5954.19 | 6425.68 | 7047.07
Geo | 0 | 0 | 0 | 0 | 0 | 0
H | 0 | 0 | 0 | 0 | 0 | 0
LFG | 0.33 | 0.39 | 0.55 | 0.58 | 0.58 | 0.58
Nuc | 1893.95 | 1954.63 | 1954.63 | 1927.11 | 1435.67 | 1071.27
PS | 0 | 0 | 0 | 0 | 0 | 0
PV | 0.01 | 0.05 | 0.07 | 0.07 | 0.08 | 0.08
PeakG | 27.59 | 33.87 | 50.53 | 44.83 | 45.86 | 28.05
PeakO | 0 | 0 | 0 | 0 | 0 | 0
ST | 0 | 0 | 0 | 0 | 0 | 0
STOG | 26.2 | 30.46 | 33.71 | 32.14 | 32.27 | 30.02
STWD | 15.22 | 11.94 | 8.76 | 13.49 | 13.08 | 13.17
WT | 1.31 | 1.69 | 1.92 | 2.14 | 2.56 | 2.92
IGCC | 30.43 | 30.43 | 30.43 | 30.43 | 30.43 | 30.43
DemandResponse | 0 | 0 | 0 | 0 | 0 | 0
IGCC-CCS | 0 | 0 | 0 | 0 | 0 | 0
WT_off | 0.02 | 0.02 | 0.06 | 0.06 | 0.04 | 0.04
PseudoUnit | 0 | 0 | 0 | 0 | 0 | 0
FixedInterchange | 0 | 0 | 0 | 0 | 0 | 0
Base VOM Costs by Reporting Type: Outside_EI
ReportingType | 2015 | 2020 | 2025 | 2030 | 2035 | 2040
BM | 0.22 | 1.44 | 0.03 | 1.45 | 1.84 | 1.86
CC | 1076.58 | 1117.49 | 1182.85 | 1470.79 | 1772.12 | 1876.55
CSP | 0 | 0 | 0 | 0 | 0 | 0
CT | 0 | 0.02 | 0.83 | 1.51 | 0.08 | 0
Coal | 1411.36 | 1609.34 | 1686.94 | 1710.55 | 1758.31 | 2076.88
Geo | 11.13 | 177.57 | 532.83 | 532.83 | 532.83 | 532.83
H | 0 | 0 | 0 | 0 | 0 | 0
LFG | 0.05 | 0.15 | 0.17 | 0.2 | 0.2 | 0.2
Nuc | 270.85 | 270.85 | 270.85 | 270.85 | 270.85 | 270.85
PS | 0 | 0 | 0 | 0 | 0 | 0
PV | 0.01 | 0.01 | 0.01 | 0.01 | 0.01 | 0.01
PeakG | 0.09 | 0.27 | 2.83 | 4.96 | 6.2 | 1.58
PeakO | 0 | 0 | 0 | 0 | 0 | 0
ST | 0.03 | 0.06 | 0.07 | 0.08 | 0.08 | 0.08
STOG | 11.72 | 14.31 | 18.79 | 16.37 | 15.52 | 13.37
STWD | 9.77 | 9.77 | 0.12 | 5.72 | 5.76 | 9.91
WT | 0.72 | 1.15 | 1.15 | 1.16 | 1.16 | 1.17
IGCC | 0 | 0 | 0 | 0 | 0 | 0
DemandResponse | 0 | 0 | 0 | 0 | 0 | 0
IGCC-CCS | 0 | 0 | 0 | 0 | 0 | 0
WT_off | 0 | 0 | 0 | 0 | 0 | 0
PseudoUnit | 0 | 0 | 0 | 0 | 0 | 0
FixedInterchange | 0 | 0 | 0 | 0 | 0 | 0
#9 | 0.05: Retrofit VOM Costs ($million)
Retrofit VOM Costs by Reporting Type: Entergy
ReportingType | 2015 | 2020 | 2025 | 2030 | 2035 | 2040
BM | 0 | 0 | 0 | 0 | 0 | 0
CC | 0 | 0 | 0 | 0 | 0 | 0
CSP | 0 | 0 | 0 | 0 | 0 | 0
CT | 0 | 0 | 0 | 0 | 0 | 0
Coal | 13.97 | 255.78 | 396.54 | 420 | 420 | 420
Geo | 0 | 0 | 0 | 0 | 0 | 0
H | 0 | 0 | 0 | 0 | 0 | 0
LFG | 0 | 0 | 0 | 0 | 0 | 0
Nuc | 0 | 0 | 0 | 0 | 0 | 0
PS | 0 | 0 | 0 | 0 | 0 | 0
PV | 0 | 0 | 0 | 0 | 0 | 0
PeakG | 0 | 0 | 0 | 0 | 0 | 0
PeakO | 0 | 0 | 0 | 0 | 0 | 0
ST | 0 | 0 | 0 | 0 | 0 | 0
STOG | 0 | 0 | 0 | 0 | 0 | 0
STWD | 0 | 0 | 0 | 0 | 0 | 0
WT | 0 | 0 | 0 | 0 | 0 | 0
IGCC | 0 | 0 | 0 | 0 | 0 | 0
DemandResponse | 0 | 0 | 0 | 0 | 0 | 0
IGCC-CCS | 0 | 0 | 0 | 0 | 0 | 0
WT_off | 0 | 0 | 0 | 0 | 0 | 0
PseudoUnit | 0 | 0 | 0 | 0 | 0 | 0
FixedInterchange | 0 | 0 | 0 | 0 | 0 | 0
Retrofit VOM Costs by Reporting Type: FRCC
ReportingType | 2015 | 2020 | 2025 | 2030 | 2035 | 2040
BM | 0 | 0 | 0 | 0 | 0 | 0
CC | 0 | 0 | 0 | 0 | 0 | 0
CSP | 0 | 0 | 0 | 0 | 0 | 0
CT | 0 | 0 | 0 | 0 | 0 | 0
Coal | 218.22 | 262.36 | 291.73 | 298.52 | 309.24 | 309.24
Geo | 0 | 0 | 0 | 0 | 0 | 0
H | 0 | 0 | 0 | 0 | 0 | 0
LFG | 0 | 0 | 0 | 0 | 0 | 0
Nuc | 0 | 0 | 0 | 0 | 0 | 0
PS | 0 | 0 | 0 | 0 | 0 | 0
PV | 0 | 0 | 0 | 0 | 0 | 0
PeakG | 0 | 0 | 0 | 0 | 0 | 0
PeakO | 0 | 0 | 0 | 0 | 0 | 0
ST | 0 | 0 | 0 | 0 | 0 | 0
STOG | 0 | 0 | 0 | 0 | 0 | 0
STWD | 0 | 0 | 0 | 0 | 0 | 0
WT | 0 | 0 | 0 | 0 | 0 | 0
IGCC | 0 | 0 | 0 | 0 | 0 | 0
DemandResponse | 0 | 0 | 0 | 0 | 0 | 0
IGCC-CCS | 0 | 0 | 0 | 0 | 0 | 0
WT_off | 0 | 0 | 0 | 0 | 0 | 0
PseudoUnit | 0 | 0 | 0 | 0 | 0 | 0
FixedInterchange | 0 | 0 | 0 | 0 | 0 | 0
Retrofit VOM Costs by Reporting Type: MAPP_US
ReportingType | 2015 | 2020 | 2025 | 2030 | 2035 | 2040
BM | 0 | 0 | 0 | 0 | 0 | 0
CC | 0 | 0 | 0 | 0 | 0 | 0
CSP | 0 | 0 | 0 | 0 | 0 | 0
CT | 0 | 0 | 0 | 0 | 0 | 0
Coal | 89.55 | 110.95 | 113.15 | 114.39 | 114.39 | 114.39
Geo | 0 | 0 | 0 | 0 | 0 | 0
H | 0 | 0 | 0 | 0 | 0 | 0
LFG | 0 | 0 | 0 | 0 | 0 | 0
Nuc | 0 | 0 | 0 | 0 | 0 | 0
PS | 0 | 0 | 0 | 0 | 0 | 0
PV | 0 | 0 | 0 | 0 | 0 | 0
PeakG | 0 | 0 | 0 | 0 | 0 | 0
PeakO | 0 | 0 | 0 | 0 | 0 | 0
ST | 0 | 0 | 0 | 0 | 0 | 0
STOG | 0 | 0 | 0 | 0 | 0 | 0
STWD | 0 | 0 | 0 | 0 | 0 | 0
WT | 0 | 0 | 0 | 0 | 0 | 0
IGCC | 0 | 0 | 0 | 0 | 0 | 0
DemandResponse | 0 | 0 | 0 | 0 | 0 | 0
IGCC-CCS | 0 | 0 | 0 | 0 | 0 | 0
WT_off | 0 | 0 | 0 | 0 | 0 | 0
PseudoUnit | 0 | 0 | 0 | 0 | 0 | 0
FixedInterchange | 0 | 0 | 0 | 0 | 0 | 0
Retrofit VOM Costs by Reporting Type: MISO_IN
ReportingType | 2015 | 2020 | 2025 | 2030 | 2035 | 2040
BM | 0 | 0 | 0 | 0 | 0 | 0
CC | 0 | 0 | 0 | 0 | 0 | 0
CSP | 0 | 0 | 0 | 0 | 0 | 0
CT | 0 | 0 | 0 | 0 | 0 | 0
Coal | 303.33 | 455.1 | 509.61 | 528.35 | 577.29 | 588.83
Geo | 0 | 0 | 0 | 0 | 0 | 0
H | 0 | 0 | 0 | 0 | 0 | 0
LFG | 0 | 0 | 0 | 0 | 0 | 0
Nuc | 0 | 0 | 0 | 0 | 0 | 0
PS | 0 | 0 | 0 | 0 | 0 | 0
PV | 0 | 0 | 0 | 0 | 0 | 0
PeakG | 0 | 0 | 0 | 0 | 0 | 0
PeakO | 0 | 0 | 0 | 0 | 0 | 0
ST | 0 | 0 | 0 | 0 | 0 | 0
STOG | 0 | 0 | 0 | 0 | 0 | 0
STWD | 0 | 0 | 0 | 0 | 0 | 0
WT | 0 | 0 | 0 | 0 | 0 | 0
IGCC | 0 | 0 | 0 | 0 | 0 | 0
DemandResponse | 0 | 0 | 0 | 0 | 0 | 0
IGCC-CCS | 0 | 0 | 0 | 0 | 0 | 0
WT_off | 0 | 0 | 0 | 0 | 0 | 0
PseudoUnit | 0 | 0 | 0 | 0 | 0 | 0
FixedInterchange | 0 | 0 | 0 | 0 | 0 | 0
Retrofit VOM Costs by Reporting Type: MISO_MI
ReportingType | 2015 | 2020 | 2025 | 2030 | 2035 | 2040
BM | 0 | 0 | 0 | 0 | 0 | 0
CC | 0 | 0 | 0 | 0 | 0 | 0
CSP | 0 | 0 | 0 | 0 | 0 | 0
CT | 0 | 0 | 0 | 0 | 0 | 0
Coal | 37.81 | 183.31 | 217.29 | 230.68 | 251.07 | 251.07
Geo | 0 | 0 | 0 | 0 | 0 | 0
H | 0 | 0 | 0 | 0 | 0 | 0
LFG | 0 | 0 | 0 | 0 | 0 | 0
Nuc | 0 | 0 | 0 | 0 | 0 | 0
PS | 0 | 0 | 0 | 0 | 0 | 0
PV | 0 | 0 | 0 | 0 | 0 | 0
PeakG | 0 | 0 | 0 | 0 | 0 | 0
PeakO | 0 | 0 | 0 | 0 | 0 | 0
ST | 0 | 0 | 0 | 0 | 0 | 0
STOG | 0 | 0 | 0 | 0 | 0 | 0
STWD | 0 | 0 | 0 | 0 | 0 | 0
WT | 0 | 0 | 0 | 0 | 0 | 0
IGCC | 0 | 0 | 0 | 0 | 0 | 0
DemandResponse | 0 | 0 | 0 | 0 | 0 | 0
IGCC-CCS | 0 | 0 | 0 | 0 | 0 | 0
WT_off | 0 | 0 | 0 | 0 | 0 | 0
PseudoUnit | 0 | 0 | 0 | 0 | 0 | 0
FixedInterchange | 0 | 0 | 0 | 0 | 0 | 0
Retrofit VOM Costs by Reporting Type: MISO_MO-IL
ReportingType | 2015 | 2020 | 2025 | 2030 | 2035 | 2040
BM | 0 | 0 | 0 | 0 | 0 | 0
CC | 0 | 0 | 0 | 0 | 0 | 0
CSP | 0 | 0 | 0 | 0 | 0 | 0
CT | 0 | 0 | 0 | 0 | 0 | 0
Coal | 102.93 | 396.69 | 513.19 | 588.09 | 633.33 | 633.33
Geo | 0 | 0 | 0 | 0 | 0 | 0
H | 0 | 0 | 0 | 0 | 0 | 0
LFG | 0 | 0 | 0 | 0 | 0 | 0
Nuc | 0 | 0 | 0 | 0 | 0 | 0
PS | 0 | 0 | 0 | 0 | 0 | 0
PV | 0 | 0 | 0 | 0 | 0 | 0
PeakG | 0 | 0 | 0 | 0 | 0 | 0
PeakO | 0 | 0 | 0 | 0 | 0 | 0
ST | 0 | 0 | 0 | 0 | 0 | 0
STOG | 0 | 0 | 0 | 0 | 0 | 0
STWD | 0 | 0 | 0 | 0 | 0 | 0
WT | 0 | 0 | 0 | 0 | 0 | 0
IGCC | 0 | 0 | 0 | 0 | 0 | 0
DemandResponse | 0 | 0 | 0 | 0 | 0 | 0
IGCC-CCS | 0 | 0 | 0 | 0 | 0 | 0
WT_off | 0 | 0 | 0 | 0 | 0 | 0
PseudoUnit | 0 | 0 | 0 | 0 | 0 | 0
FixedInterchange | 0 | 0 | 0 | 0 | 0 | 0
Retrofit VOM Costs by Reporting Type: MISO_W
ReportingType | 2015 | 2020 | 2025 | 2030 | 2035 | 2040
BM | 0 | 0 | 0 | 0 | 0 | 0
CC | 0 | 0 | 0 | 0 | 0 | 0
CSP | 0 | 0 | 0 | 0 | 0 | 0
CT | 0 | 0 | 0 | 0 | 0 | 0
Coal | 144.25 | 395.2 | 408.04 | 411.74 | 414.28 | 414.28
Geo | 0 | 0 | 0 | 0 | 0 | 0
H | 0 | 0 | 0 | 0 | 0 | 0
LFG | 0 | 0 | 0 | 0 | 0 | 0
Nuc | 0 | 0 | 0 | 0 | 0 | 0
PS | 0 | 0 | 0 | 0 | 0 | 0
PV | 0 | 0 | 0 | 0 | 0 | 0
PeakG | 0 | 0 | 0 | 0 | 0 | 0
PeakO | 0 | 0 | 0 | 0 | 0 | 0
ST | 0 | 0 | 0 | 0 | 0 | 0
STOG | 0 | 0 | 0 | 0 | 0 | 0
STWD | 0 | 0 | 0 | 0 | 0 | 0
WT | 0 | 0 | 0 | 0 | 0 | 0
IGCC | 0 | 0 | 0 | 0 | 0 | 0
DemandResponse | 0 | 0 | 0 | 0 | 0 | 0
IGCC-CCS | 0 | 0 | 0 | 0 | 0 | 0
WT_off | 0 | 0 | 0 | 0 | 0 | 0
PseudoUnit | 0 | 0 | 0 | 0 | 0 | 0
FixedInterchange | 0 | 0 | 0 | 0 | 0 | 0
Retrofit VOM Costs by Reporting Type: MISO_WUMS
ReportingType | 2015 | 2020 | 2025 | 2030 | 2035 | 2040
BM | 0 | 0 | 0 | 0 | 0 | 0
CC | 0 | 0 | 0 | 0 | 0 | 0
CSP | 0 | 0 | 0 | 0 | 0 | 0
CT | 0 | 0 | 0 | 0 | 0 | 0
Coal | 74.82 | 120.78 | 150.02 | 168.32 | 188.72 | 188.72
Geo | 0 | 0 | 0 | 0 | 0 | 0
H | 0 | 0 | 0 | 0 | 0 | 0
LFG | 0 | 0 | 0 | 0 | 0 | 0
Nuc | 0 | 0 | 0 | 0 | 0 | 0
PS | 0 | 0 | 0 | 0 | 0 | 0
PV | 0 | 0 | 0 | 0 | 0 | 0
PeakG | 0 | 0 | 0 | 0 | 0 | 0
PeakO | 0 | 0 | 0 | 0 | 0 | 0
ST | 0 | 0 | 0 | 0 | 0 | 0
STOG | 0 | 0 | 0 | 0 | 0 | 0
STWD | 0 | 0 | 0 | 0 | 0 | 0
WT | 0 | 0 | 0 | 0 | 0 | 0
IGCC | 0 | 0 | 0 | 0 | 0 | 0
DemandResponse | 0 | 0 | 0 | 0 | 0 | 0
IGCC-CCS | 0 | 0 | 0 | 0 | 0 | 0
WT_off | 0 | 0 | 0 | 0 | 0 | 0
PseudoUnit | 0 | 0 | 0 | 0 | 0 | 0
FixedInterchange | 0 | 0 | 0 | 0 | 0 | 0
Retrofit VOM Costs by Reporting Type: Nebraska
ReportingType | 2015 | 2020 | 2025 | 2030 | 2035 | 2040
BM | 0 | 0 | 0 | 0 | 0 | 0
CC | 0 | 0 | 0 | 0 | 0 | 0
CSP | 0 | 0 | 0 | 0 | 0 | 0
CT | 0 | 0 | 0 | 0 | 0 | 0
Coal | 16.57 | 135.66 | 135.66 | 135.66 | 135.66 | 135.66
Geo | 0 | 0 | 0 | 0 | 0 | 0
H | 0 | 0 | 0 | 0 | 0 | 0
LFG | 0 | 0 | 0 | 0 | 0 | 0
Nuc | 0 | 0 | 0 | 0 | 0 | 0
PS | 0 | 0 | 0 | 0 | 0 | 0
PV | 0 | 0 | 0 | 0 | 0 | 0
PeakG | 0 | 0 | 0 | 0 | 0 | 0
PeakO | 0 | 0 | 0 | 0 | 0 | 0
ST | 0 | 0 | 0 | 0 | 0 | 0
STOG | 0 | 0 | 0 | 0 | 0 | 0
STWD | 0 | 0 | 0 | 0 | 0 | 0
WT | 0 | 0 | 0 | 0 | 0 | 0
IGCC | 0 | 0 | 0 | 0 | 0 | 0
DemandResponse | 0 | 0 | 0 | 0 | 0 | 0
IGCC-CCS | 0 | 0 | 0 | 0 | 0 | 0
WT_off | 0 | 0 | 0 | 0 | 0 | 0
PseudoUnit | 0 | 0 | 0 | 0 | 0 | 0
FixedInterchange | 0 | 0 | 0 | 0 | 0 | 0
Retrofit VOM Costs by Reporting Type: NEISO
ReportingType | 2015 | 2020 | 2025 | 2030 | 2035 | 2040
BM | 0 | 0 | 0 | 0 | 0 | 0
CC | 0 | 0 | 0 | 0 | 0 | 0
CSP | 0 | 0 | 0 | 0 | 0 | 0
CT | 0 | 0 | 0 | 0 | 0 | 0
Coal | 0.16 | 0 | 0 | 0 | 0 | 0
Geo | 0 | 0 | 0 | 0 | 0 | 0
H | 0 | 0 | 0 | 0 | 0 | 0
LFG | 0 | 0 | 0 | 0 | 0 | 0
Nuc | 0 | 0 | 0 | 0 | 0 | 0
PS | 0 | 0 | 0 | 0 | 0 | 0
PV | 0 | 0 | 0 | 0 | 0 | 0
PeakG | 0 | 0 | 0 | 0 | 0 | 0
PeakO | 0 | 0 | 0 | 0 | 0 | 0
ST | 0 | 0 | 0 | 0 | 0 | 0
STOG | 0 | 0 | 0 | 0 | 0 | 0
STWD | 0 | 0 | 0 | 0 | 0 | 0
WT | 0 | 0 | 0 | 0 | 0 | 0
IGCC | 0 | 0 | 0 | 0 | 0 | 0
DemandResponse | 0 | 0 | 0 | 0 | 0 | 0
IGCC-CCS | 0 | 0 | 0 | 0 | 0 | 0
WT_off | 0 | 0 | 0 | 0 | 0 | 0
PseudoUnit | 0 | 0 | 0 | 0 | 0 | 0
FixedInterchange | 0 | 0 | 0 | 0 | 0 | 0
Retrofit VOM Costs by Reporting Type: NonRTO_Midwest
ReportingType | 2015 | 2020 | 2025 | 2030 | 2035 | 2040
BM | 0 | 0 | 0 | 0 | 0 | 0
CC | 0 | 0 | 0 | 0 | 0 | 0
CSP | 0 | 0 | 0 | 0 | 0 | 0
CT | 0 | 0 | 0 | 0 | 0 | 0
Coal | 244.54 | 330.45 | 341.92 | 349.73 | 378.37 | 390.72
Geo | 0 | 0 | 0 | 0 | 0 | 0
H | 0 | 0 | 0 | 0 | 0 | 0
LFG | 0 | 0 | 0 | 0 | 0 | 0
Nuc | 0 | 0 | 0 | 0 | 0 | 0
PS | 0 | 0 | 0 | 0 | 0 | 0
PV | 0 | 0 | 0 | 0 | 0 | 0
PeakG | 0 | 0 | 0 | 0 | 0 | 0
PeakO | 0 | 0 | 0 | 0 | 0 | 0
ST | 0 | 0 | 0 | 0 | 0 | 0
STOG | 0 | 0 | 0 | 0 | 0 | 0
STWD | 0 | 0 | 0 | 0 | 0 | 0
WT | 0 | 0 | 0 | 0 | 0 | 0
IGCC | 0 | 0 | 0 | 0 | 0 | 0
DemandResponse | 0 | 0 | 0 | 0 | 0 | 0
IGCC-CCS | 0 | 0 | 0 | 0 | 0 | 0
WT_off | 0 | 0 | 0 | 0 | 0 | 0
PseudoUnit | 0 | 0 | 0 | 0 | 0 | 0
FixedInterchange | 0 | 0 | 0 | 0 | 0 | 0
Retrofit VOM Costs by Reporting Type: NYISO_A-F
ReportingType | 2015 | 2020 | 2025 | 2030 | 2035 | 2040
BM | 0 | 0 | 0 | 0 | 0 | 0
CC | 0 | 0 | 0 | 0 | 0 | 0
CSP | 0 | 0 | 0 | 0 | 0 | 0
CT | 0 | 0 | 0 | 0 | 0 | 0
Coal | 0 | 0 | 0 | 0 | 0 | 0
Geo | 0 | 0 | 0 | 0 | 0 | 0
H | 0 | 0 | 0 | 0 | 0 | 0
LFG | 0 | 0 | 0 | 0 | 0 | 0
Nuc | 0 | 0 | 0 | 0 | 0 | 0
PS | 0 | 0 | 0 | 0 | 0 | 0
PV | 0 | 0 | 0 | 0 | 0 | 0
PeakG | 0 | 0 | 0 | 0 | 0 | 0
PeakO | 0 | 0 | 0 | 0 | 0 | 0
ST | 0 | 0 | 0 | 0 | 0 | 0
STOG | 0 | 0 | 0 | 0 | 0 | 0
STWD | 0 | 0 | 0 | 0 | 0 | 0
WT | 0 | 0 | 0 | 0 | 0 | 0
IGCC | 0 | 0 | 0 | 0 | 0 | 0
DemandResponse | 0 | 0 | 0 | 0 | 0 | 0
IGCC-CCS | 0 | 0 | 0 | 0 | 0 | 0
WT_off | 0 | 0 | 0 | 0 | 0 | 0
PseudoUnit | 0 | 0 | 0 | 0 | 0 | 0
FixedInterchange | 0 | 0 | 0 | 0 | 0 | 0
Retrofit VOM Costs by Reporting Type: NYISO_G-I
ReportingType | 2015 | 2020 | 2025 | 2030 | 2035 | 2040
BM | 0 | 0 | 0 | 0 | 0 | 0
CC | 0 | 0 | 0 | 0 | 0 | 0
CSP | 0 | 0 | 0 | 0 | 0 | 0
CT | 0 | 0 | 0 | 0 | 0 | 0
Coal | 0 | 0 | 0 | 0 | 0 | 0
Geo | 0 | 0 | 0 | 0 | 0 | 0
H | 0 | 0 | 0 | 0 | 0 | 0
LFG | 0 | 0 | 0 | 0 | 0 | 0
Nuc | 0 | 0 | 0 | 0 | 0 | 0
PS | 0 | 0 | 0 | 0 | 0 | 0
PV | 0 | 0 | 0 | 0 | 0 | 0
PeakG | 0 | 0 | 0 | 0 | 0 | 0
PeakO | 0 | 0 | 0 | 0 | 0 | 0
ST | 0 | 0 | 0 | 0 | 0 | 0
STOG | 0 | 0 | 0 | 0 | 0 | 0
STWD | 0 | 0 | 0 | 0 | 0 | 0
WT | 0 | 0 | 0 | 0 | 0 | 0
IGCC | 0 | 0 | 0 | 0 | 0 | 0
DemandResponse | 0 | 0 | 0 | 0 | 0 | 0
IGCC-CCS | 0 | 0 | 0 | 0 | 0 | 0
WT_off | 0 | 0 | 0 | 0 | 0 | 0
PseudoUnit | 0 | 0 | 0 | 0 | 0 | 0
FixedInterchange | 0 | 0 | 0 | 0 | 0 | 0
Retrofit VOM Costs by Reporting Type: NYISO_J-K
ReportingType | 2015 | 2020 | 2025 | 2030 | 2035 | 2040
BM | 0 | 0 | 0 | 0 | 0 | 0
CC | 0 | 0 | 0 | 0 | 0 | 0
CSP | 0 | 0 | 0 | 0 | 0 | 0
CT | 0 | 0 | 0 | 0 | 0 | 0
Coal | 0 | 0 | 0 | 0 | 0 | 0
Geo | 0 | 0 | 0 | 0 | 0 | 0
H | 0 | 0 | 0 | 0 | 0 | 0
LFG | 0 | 0 | 0 | 0 | 0 | 0
Nuc | 0 | 0 | 0 | 0 | 0 | 0
PS | 0 | 0 | 0 | 0 | 0 | 0
PV | 0 | 0 | 0 | 0 | 0 | 0
PeakG | 0 | 0 | 0 | 0 | 0 | 0
PeakO | 0 | 0 | 0 | 0 | 0 | 0
ST | 0 | 0 | 0 | 0 | 0 | 0
STOG | 0 | 0 | 0 | 0 | 0 | 0
STWD | 0 | 0 | 0 | 0 | 0 | 0
WT | 0 | 0 | 0 | 0 | 0 | 0
IGCC | 0 | 0 | 0 | 0 | 0 | 0
DemandResponse | 0 | 0 | 0 | 0 | 0 | 0
IGCC-CCS | 0 | 0 | 0 | 0 | 0 | 0
WT_off | 0 | 0 | 0 | 0 | 0 | 0
PseudoUnit | 0 | 0 | 0 | 0 | 0 | 0
FixedInterchange | 0 | 0 | 0 | 0 | 0 | 0
Retrofit VOM Costs by Reporting Type: PJM_E
ReportingType | 2015 | 2020 | 2025 | 2030 | 2035 | 2040
BM | 0 | 0 | 0 | 0 | 0 | 0
CC | 0 | 0 | 0 | 0 | 0 | 0
CSP | 0 | 0 | 0 | 0 | 0 | 0
CT | 0 | 0 | 0 | 0 | 0 | 0
Coal | 2.4 | 3.45 | 4.64 | 6.14 | 15.07 | 17.4
Geo | 0 | 0 | 0 | 0 | 0 | 0
H | 0 | 0 | 0 | 0 | 0 | 0
LFG | 0 | 0 | 0 | 0 | 0 | 0
Nuc | 0 | 0 | 0 | 0 | 0 | 0
PS | 0 | 0 | 0 | 0 | 0 | 0
PV | 0 | 0 | 0 | 0 | 0 | 0
PeakG | 0 | 0 | 0 | 0 | 0 | 0
PeakO | 0 | 0 | 0 | 0 | 0 | 0
ST | 0 | 0 | 0 | 0 | 0 | 0
STOG | 0 | 0 | 0 | 0 | 0 | 0
STWD | 0 | 0 | 0 | 0 | 0 | 0
WT | 0 | 0 | 0 | 0 | 0 | 0
IGCC | 0 | 0 | 0 | 0 | 0 | 0
DemandResponse | 0 | 0 | 0 | 0 | 0 | 0
IGCC-CCS | 0 | 0 | 0 | 0 | 0 | 0
WT_off | 0 | 0 | 0 | 0 | 0 | 0
PseudoUnit | 0 | 0 | 0 | 0 | 0 | 0
FixedInterchange | 0 | 0 | 0 | 0 | 0 | 0
Retrofit VOM Costs by Reporting Type: PJM_ROM
ReportingType | 2015 | 2020 | 2025 | 2030 | 2035 | 2040
BM | 0 | 0 | 0 | 0 | 0 | 0
CC | 0 | 0 | 0 | 0 | 0 | 0
CSP | 0 | 0 | 0 | 0 | 0 | 0
CT | 0 | 0 | 0 | 0 | 0 | 0
Coal | 192.94 | 257.63 | 264.96 | 282.84 | 282.84 | 282.84
Geo | 0 | 0 | 0 | 0 | 0 | 0
H | 0 | 0 | 0 | 0 | 0 | 0
LFG | 0 | 0 | 0 | 0 | 0 | 0
Nuc | 0 | 0 | 0 | 0 | 0 | 0
PS | 0 | 0 | 0 | 0 | 0 | 0
PV | 0 | 0 | 0 | 0 | 0 | 0
PeakG | 0 | 0 | 0 | 0 | 0 | 0
PeakO | 0 | 0 | 0 | 0 | 0 | 0
ST | 0 | 0 | 0 | 0 | 0 | 0
STOG | 0 | 0 | 0 | 0 | 0 | 0
STWD | 0 | 0 | 0 | 0 | 0 | 0
WT | 0 | 0 | 0 | 0 | 0 | 0
IGCC | 0 | 0 | 0 | 0 | 0 | 0
DemandResponse | 0 | 0 | 0 | 0 | 0 | 0
IGCC-CCS | 0 | 0 | 0 | 0 | 0 | 0
WT_off | 0 | 0 | 0 | 0 | 0 | 0
PseudoUnit | 0 | 0 | 0 | 0 | 0 | 0
FixedInterchange | 0 | 0 | 0 | 0 | 0 | 0
Retrofit VOM Costs by Reporting Type: PJM_ROR
ReportingType | 2015 | 2020 | 2025 | 2030 | 2035 | 2040
BM | 0 | 0 | 0 | 0 | 0 | 0
CC | 0 | 0 | 0 | 0 | 0 | 0
CSP | 0 | 0 | 0 | 0 | 0 | 0
CT | 0 | 0 | 0 | 0 | 0 | 0
Coal | 983.12 | 1297.09 | 1368.13 | 1393.1 | 1423.91 | 1448.44
Geo | 0 | 0 | 0 | 0 | 0 | 0
H | 0 | 0 | 0 | 0 | 0 | 0
LFG | 0 | 0 | 0 | 0 | 0 | 0
Nuc | 0 | 0 | 0 | 0 | 0 | 0
PS | 0 | 0 | 0 | 0 | 0 | 0
PV | 0 | 0 | 0 | 0 | 0 | 0
PeakG | 0 | 0 | 0 | 0 | 0 | 0
PeakO | 0 | 0 | 0 | 0 | 0 | 0
ST | 0 | 0 | 0 | 0 | 0 | 0
STOG | 0 | 0 | 0 | 0 | 0 | 0
STWD | 0 | 0 | 0 | 0 | 0 | 0
WT | 0 | 0 | 0 | 0 | 0 | 0
IGCC | 0 | 0 | 0 | 0 | 0 | 0
DemandResponse | 0 | 0 | 0 | 0 | 0 | 0
IGCC-CCS | 0 | 0 | 0 | 0 | 0 | 0
WT_off | 0 | 0 | 0 | 0 | 0 | 0
PseudoUnit | 0 | 0 | 0 | 0 | 0 | 0
FixedInterchange | 0 | 0 | 0 | 0 | 0 | 0
Retrofit VOM Costs by Reporting Type: SOCO
ReportingType | 2015 | 2020 | 2025 | 2030 | 2035 | 2040
BM | 0 | 0 | 0 | 0 | 0 | 0
CC | 0 | 0 | 0 | 0 | 0 | 0
CSP | 0 | 0 | 0 | 0 | 0 | 0
CT | 0 | 0 | 0 | 0 | 0 | 0
Coal | 364.26 | 510.53 | 645.46 | 663.17 | 663.17 | 663.17
Geo | 0 | 0 | 0 | 0 | 0 | 0
H | 0 | 0 | 0 | 0 | 0 | 0
LFG | 0 | 0 | 0 | 0 | 0 | 0
Nuc | 0 | 0 | 0 | 0 | 0 | 0
PS | 0 | 0 | 0 | 0 | 0 | 0
PV | 0 | 0 | 0 | 0 | 0 | 0
PeakG | 0 | 0 | 0 | 0 | 0 | 0
PeakO | 0 | 0 | 0 | 0 | 0 | 0
ST | 0 | 0 | 0 | 0 | 0 | 0
STOG | 0 | 0 | 0 | 0 | 0 | 0
STWD | 0 | 0 | 0 | 0 | 0 | 0
WT | 0 | 0 | 0 | 0 | 0 | 0
IGCC | 0 | 0 | 0 | 0 | 0 | 0
DemandResponse | 0 | 0 | 0 | 0 | 0 | 0
IGCC-CCS | 0 | 0 | 0 | 0 | 0 | 0
WT_off | 0 | 0 | 0 | 0 | 0 | 0
PseudoUnit | 0 | 0 | 0 | 0 | 0 | 0
FixedInterchange | 0 | 0 | 0 | 0 | 0 | 0
Retrofit VOM Costs by Reporting Type: SPP_N
ReportingType | 2015 | 2020 | 2025 | 2030 | 2035 | 2040
BM | 0 | 0 | 0 | 0 | 0 | 0
CC | 0 | 0 | 0 | 0 | 0 | 0
CSP | 0 | 0 | 0 | 0 | 0 | 0
CT | 0 | 0 | 0 | 0 | 0 | 0
Coal | 190.31 | 335.07 | 341.1 | 341.1 | 341.1 | 341.1
Geo | 0 | 0 | 0 | 0 | 0 | 0
H | 0 | 0 | 0 | 0 | 0 | 0
LFG | 0 | 0 | 0 | 0 | 0 | 0
Nuc | 0 | 0 | 0 | 0 | 0 | 0
PS | 0 | 0 | 0 | 0 | 0 | 0
PV | 0 | 0 | 0 | 0 | 0 | 0
PeakG | 0 | 0 | 0 | 0 | 0 | 0
PeakO | 0 | 0 | 0 | 0 | 0 | 0
ST | 0 | 0 | 0 | 0 | 0 | 0
STOG | 0 | 0 | 0 | 0 | 0 | 0
STWD | 0 | 0 | 0 | 0 | 0 | 0
WT | 0 | 0 | 0 | 0 | 0 | 0
IGCC | 0 | 0 | 0 | 0 | 0 | 0
DemandResponse | 0 | 0 | 0 | 0 | 0 | 0
IGCC-CCS | 0 | 0 | 0 | 0 | 0 | 0
WT_off | 0 | 0 | 0 | 0 | 0 | 0
PseudoUnit | 0 | 0 | 0 | 0 | 0 | 0
FixedInterchange | 0 | 0 | 0 | 0 | 0 | 0
Retrofit VOM Costs by Reporting Type: SPP_S
ReportingType | 2015 | 2020 | 2025 | 2030 | 2035 | 2040
BM | 0 | 0 | 0 | 0 | 0 | 0
CC | 0 | 0 | 0 | 0 | 0 | 0
CSP | 0 | 0 | 0 | 0 | 0 | 0
CT | 0 | 0 | 0 | 0 | 0 | 0
Coal | 84.34 | 629.34 | 809.53 | 832.15 | 832.15 | 832.15
Geo | 0 | 0 | 0 | 0 | 0 | 0
H | 0 | 0 | 0 | 0 | 0 | 0
LFG | 0 | 0 | 0 | 0 | 0 | 0
Nuc | 0 | 0 | 0 | 0 | 0 | 0
PS | 0 | 0 | 0 | 0 | 0 | 0
PV | 0 | 0 | 0 | 0 | 0 | 0
PeakG | 0 | 0 | 0 | 0 | 0 | 0
PeakO | 0 | 0 | 0 | 0 | 0 | 0
ST | 0 | 0 | 0 | 0 | 0 | 0
STOG | 0 | 0 | 0 | 0 | 0 | 0
STWD | 0 | 0 | 0 | 0 | 0 | 0
WT | 0 | 0 | 0 | 0 | 0 | 0
IGCC | 0 | 0 | 0 | 0 | 0 | 0
DemandResponse | 0 | 0 | 0 | 0 | 0 | 0
IGCC-CCS | 0 | 0 | 0 | 0 | 0 | 0
WT_off | 0 | 0 | 0 | 0 | 0 | 0
PseudoUnit | 0 | 0 | 0 | 0 | 0 | 0
FixedInterchange | 0 | 0 | 0 | 0 | 0 | 0
Retrofit VOM Costs by Reporting Type: TVA
ReportingType | 2015 | 2020 | 2025 | 2030 | 2035 | 2040
BM | 0 | 0 | 0 | 0 | 0 | 0
CC | 0 | 0 | 0 | 0 | 0 | 0
CSP | 0 | 0 | 0 | 0 | 0 | 0
CT | 0 | 0 | 0 | 0 | 0 | 0
Coal | 226.65 | 427.09 | 464.94 | 472.58 | 472.58 | 472.58
Geo | 0 | 0 | 0 | 0 | 0 | 0
H | 0 | 0 | 0 | 0 | 0 | 0
LFG | 0 | 0 | 0 | 0 | 0 | 0
Nuc | 0 | 0 | 0 | 0 | 0 | 0
PS | 0 | 0 | 0 | 0 | 0 | 0
PV | 0 | 0 | 0 | 0 | 0 | 0
PeakG | 0 | 0 | 0 | 0 | 0 | 0
PeakO | 0 | 0 | 0 | 0 | 0 | 0
ST | 0 | 0 | 0 | 0 | 0 | 0
STOG | 0 | 0 | 0 | 0 | 0 | 0
STWD | 0 | 0 | 0 | 0 | 0 | 0
WT | 0 | 0 | 0 | 0 | 0 | 0
IGCC | 0 | 0 | 0 | 0 | 0 | 0
DemandResponse | 0 | 0 | 0 | 0 | 0 | 0
IGCC-CCS | 0 | 0 | 0 | 0 | 0 | 0
WT_off | 0 | 0 | 0 | 0 | 0 | 0
PseudoUnit | 0 | 0 | 0 | 0 | 0 | 0
FixedInterchange | 0 | 0 | 0 | 0 | 0 | 0
Retrofit VOM Costs by Reporting Type: TVA_Transmission
ReportingType | 2015 | 2020 | 2025 | 2030 | 2035 | 2040
BM | 0 | 0 | 0 | 0 | 0 | 0
CC | 0 | 0 | 0 | 0 | 0 | 0
CSP | 0 | 0 | 0 | 0 | 0 | 0
CT | 0 | 0 | 0 | 0 | 0 | 0
Coal | 0 | 0 | 0 | 0 | 0 | 0
Geo | 0 | 0 | 0 | 0 | 0 | 0
H | 0 | 0 | 0 | 0 | 0 | 0
LFG | 0 | 0 | 0 | 0 | 0 | 0
Nuc | 0 | 0 | 0 | 0 | 0 | 0
PS | 0 | 0 | 0 | 0 | 0 | 0
PV | 0 | 0 | 0 | 0 | 0 | 0
PeakG | 0 | 0 | 0 | 0 | 0 | 0
PeakO | 0 | 0 | 0 | 0 | 0 | 0
ST | 0 | 0 | 0 | 0 | 0 | 0
STOG | 0 | 0 | 0 | 0 | 0 | 0
STWD | 0 | 0 | 0 | 0 | 0 | 0
WT | 0 | 0 | 0 | 0 | 0 | 0
IGCC | 0 | 0 | 0 | 0 | 0 | 0
DemandResponse | 0 | 0 | 0 | 0 | 0 | 0
IGCC-CCS | 0 | 0 | 0 | 0 | 0 | 0
WT_off | 0 | 0 | 0 | 0 | 0 | 0
PseudoUnit | 0 | 0 | 0 | 0 | 0 | 0
FixedInterchange | 0 | 0 | 0 | 0 | 0 | 0
Retrofit VOM Costs by Reporting Type: VACAR
ReportingType | 2015 | 2020 | 2025 | 2030 | 2035 | 2040
BM | 0 | 0 | 0 | 0 | 0 | 0
CC | 0 | 0 | 0 | 0 | 0 | 0
CSP | 0 | 0 | 0 | 0 | 0 | 0
CT | 0 | 0 | 0 | 0 | 0 | 0
Coal | 277.35 | 322.33 | 415.23 | 459.81 | 493.46 | 500.07
Geo | 0 | 0 | 0 | 0 | 0 | 0
H | 0 | 0 | 0 | 0 | 0 | 0
LFG | 0 | 0 | 0 | 0 | 0 | 0
Nuc | 0 | 0 | 0 | 0 | 0 | 0
PS | 0 | 0 | 0 | 0 | 0 | 0
PV | 0 | 0 | 0 | 0 | 0 | 0
PeakG | 0 | 0 | 0 | 0 | 0 | 0
PeakO | 0 | 0 | 0 | 0 | 0 | 0
ST | 0 | 0 | 0 | 0 | 0 | 0
STOG | 0 | 0 | 0 | 0 | 0 | 0
STWD | 0 | 0 | 0 | 0 | 0 | 0
WT | 0 | 0 | 0 | 0 | 0 | 0
IGCC | 0 | 0 | 0 | 0 | 0 | 0
DemandResponse | 0 | 0 | 0 | 0 | 0 | 0
IGCC-CCS | 0 | 0 | 0 | 0 | 0 | 0
WT_off | 0 | 0 | 0 | 0 | 0 | 0
PseudoUnit | 0 | 0 | 0 | 0 | 0 | 0
FixedInterchange | 0 | 0 | 0 | 0 | 0 | 0
Retrofit VOM Costs by Reporting Type: IESO
ReportingType | 2015 | 2020 | 2025 | 2030 | 2035 | 2040
BM | 0 | 0 | 0 | 0 | 0 | 0
CC | 0 | 0 | 0 | 0 | 0 | 0
CSP | 0 | 0 | 0 | 0 | 0 | 0
CT | 0 | 0 | 0 | 0 | 0 | 0
Coal | 0 | 0 | 0 | 0 | 0 | 0
Geo | 0 | 0 | 0 | 0 | 0 | 0
H | 0 | 0 | 0 | 0 | 0 | 0
LFG | 0 | 0 | 0 | 0 | 0 | 0
Nuc | 0 | 0 | 0 | 0 | 0 | 0
PS | 0 | 0 | 0 | 0 | 0 | 0
PV | 0 | 0 | 0 | 0 | 0 | 0
PeakG | 0 | 0 | 0 | 0 | 0 | 0
PeakO | 0 | 0 | 0 | 0 | 0 | 0
ST | 0 | 0 | 0 | 0 | 0 | 0
STOG | 0 | 0 | 0 | 0 | 0 | 0
STWD | 0 | 0 | 0 | 0 | 0 | 0
WT | 0 | 0 | 0 | 0 | 0 | 0
IGCC | 0 | 0 | 0 | 0 | 0 | 0
DemandResponse | 0 | 0 | 0 | 0 | 0 | 0
IGCC-CCS | 0 | 0 | 0 | 0 | 0 | 0
WT_off | 0 | 0 | 0 | 0 | 0 | 0
PseudoUnit | 0 | 0 | 0 | 0 | 0 | 0
FixedInterchange | 0 | 0 | 0 | 0 | 0 | 0
Retrofit VOM Costs by Reporting Type: MAPP_CA
ReportingType | 2015 | 2020 | 2025 | 2030 | 2035 | 2040
BM | 0 | 0 | 0 | 0 | 0 | 0
CC | 0 | 0 | 0 | 0 | 0 | 0
CSP | 0 | 0 | 0 | 0 | 0 | 0
CT | 0 | 0 | 0 | 0 | 0 | 0
Coal | 0 | 0 | 0 | 0 | 0 | 0
Geo | 0 | 0 | 0 | 0 | 0 | 0
H | 0 | 0 | 0 | 0 | 0 | 0
LFG | 0 | 0 | 0 | 0 | 0 | 0
Nuc | 0 | 0 | 0 | 0 | 0 | 0
PS | 0 | 0 | 0 | 0 | 0 | 0
PV | 0 | 0 | 0 | 0 | 0 | 0
PeakG | 0 | 0 | 0 | 0 | 0 | 0
PeakO | 0 | 0 | 0 | 0 | 0 | 0
ST | 0 | 0 | 0 | 0 | 0 | 0
STOG | 0 | 0 | 0 | 0 | 0 | 0
STWD | 0 | 0 | 0 | 0 | 0 | 0
WT | 0 | 0 | 0 | 0 | 0 | 0
IGCC | 0 | 0 | 0 | 0 | 0 | 0
DemandResponse | 0 | 0 | 0 | 0 | 0 | 0
IGCC-CCS | 0 | 0 | 0 | 0 | 0 | 0
WT_off | 0 | 0 | 0 | 0 | 0 | 0
PseudoUnit | 0 | 0 | 0 | 0 | 0 | 0
FixedInterchange | 0 | 0 | 0 | 0 | 0 | 0
Retrofit VOM Costs by Reporting Type: AZ_NM_SNV_Coal
ReportingType | 2015 | 2020 | 2025 | 2030 | 2035 | 2040
BM | 0 | 0 | 0 | 0 | 0 | 0
CC | 0 | 0 | 0 | 0 | 0 | 0
CSP | 0 | 0 | 0 | 0 | 0 | 0
CT | 0 | 0 | 0 | 0 | 0 | 0
Coal | 319.48 | 404.7 | 404.7 | 404.7 | 404.7 | 404.7
Geo | 0 | 0 | 0 | 0 | 0 | 0
H | 0 | 0 | 0 | 0 | 0 | 0
LFG | 0 | 0 | 0 | 0 | 0 | 0
Nuc | 0 | 0 | 0 | 0 | 0 | 0
PS | 0 | 0 | 0 | 0 | 0 | 0
PV | 0 | 0 | 0 | 0 | 0 | 0
PeakG | 0 | 0 | 0 | 0 | 0 | 0
PeakO | 0 | 0 | 0 | 0 | 0 | 0
ST | 0 | 0 | 0 | 0 | 0 | 0
STOG | 0 | 0 | 0 | 0 | 0 | 0
STWD | 0 | 0 | 0 | 0 | 0 | 0
WT | 0 | 0 | 0 | 0 | 0 | 0
IGCC | 0 | 0 | 0 | 0 | 0 | 0
DemandResponse | 0 | 0 | 0 | 0 | 0 | 0
IGCC-CCS | 0 | 0 | 0 | 0 | 0 | 0
WT_off | 0 | 0 | 0 | 0 | 0 | 0
PseudoUnit | 0 | 0 | 0 | 0 | 0 | 0
FixedInterchange | 0 | 0 | 0 | 0 | 0 | 0
Retrofit VOM Costs by Reporting Type: AZ_NM_SNV_Gas
ReportingType | 2015 | 2020 | 2025 | 2030 | 2035 | 2040
BM | 0 | 0 | 0 | 0 | 0 | 0
CC | 0 | 0 | 0 | 0 | 0 | 0
CSP | 0 | 0 | 0 | 0 | 0 | 0
CT | 0 | 0 | 0 | 0 | 0 | 0
Coal | 0 | 0 | 0 | 0 | 0 | 0
Geo | 0 | 0 | 0 | 0 | 0 | 0
H | 0 | 0 | 0 | 0 | 0 | 0
LFG | 0 | 0 | 0 | 0 | 0 | 0
Nuc | 0 | 0 | 0 | 0 | 0 | 0
PS | 0 | 0 | 0 | 0 | 0 | 0
PV | 0 | 0 | 0 | 0 | 0 | 0
PeakG | 0 | 0 | 0 | 0 | 0 | 0
PeakO | 0 | 0 | 0 | 0 | 0 | 0
ST | 0 | 0 | 0 | 0 | 0 | 0
STOG | 0 | 0 | 0 | 0 | 0 | 0
STWD | 0 | 0 | 0 | 0 | 0 | 0
WT | 0 | 0 | 0 | 0 | 0 | 0
IGCC | 0 | 0 | 0 | 0 | 0 | 0
DemandResponse | 0 | 0 | 0 | 0 | 0 | 0
IGCC-CCS | 0 | 0 | 0 | 0 | 0 | 0
WT_off | 0 | 0 | 0 | 0 | 0 | 0
PseudoUnit | 0 | 0 | 0 | 0 | 0 | 0
FixedInterchange | 0 | 0 | 0 | 0 | 0 | 0
Retrofit VOM Costs by Reporting Type: AZ_NM_SNV_NucRenew
ReportingType | 2015 | 2020 | 2025 | 2030 | 2035 | 2040
BM | 0 | 0 | 0 | 0 | 0 | 0
CC | 0 | 0 | 0 | 0 | 0 | 0
CSP | 0 | 0 | 0 | 0 | 0 | 0
CT | 0 | 0 | 0 | 0 | 0 | 0
Coal | 0 | 0 | 0 | 0 | 0 | 0
Geo | 0 | 0 | 0 | 0 | 0 | 0
H | 0 | 0 | 0 | 0 | 0 | 0
LFG | 0 | 0 | 0 | 0 | 0 | 0
Nuc | 0 | 0 | 0 | 0 | 0 | 0
PS | 0 | 0 | 0 | 0 | 0 | 0
PV | 0 | 0 | 0 | 0 | 0 | 0
PeakG | 0 | 0 | 0 | 0 | 0 | 0
PeakO | 0 | 0 | 0 | 0 | 0 | 0
ST | 0 | 0 | 0 | 0 | 0 | 0
STOG | 0 | 0 | 0 | 0 | 0 | 0
STWD | 0 | 0 | 0 | 0 | 0 | 0
WT | 0 | 0 | 0 | 0 | 0 | 0
IGCC | 0 | 0 | 0 | 0 | 0 | 0
DemandResponse | 0 | 0 | 0 | 0 | 0 | 0
IGCC-CCS | 0 | 0 | 0 | 0 | 0 | 0
WT_off | 0 | 0 | 0 | 0 | 0 | 0
PseudoUnit | 0 | 0 | 0 | 0 | 0 | 0
FixedInterchange | 0 | 0 | 0 | 0 | 0 | 0
Retrofit VOM Costs by Reporting Type: ERCOT
ReportingType | 2015 | 2020 | 2025 | 2030 | 2035 | 2040
BM | 0 | 0 | 0 | 0 | 0 | 0
CC | 0 | 0 | 0 | 0 | 0 | 0
CSP | 0 | 0 | 0 | 0 | 0 | 0
CT | 0 | 0 | 0 | 0 | 0 | 0
Coal | 272.67 | 505.93 | 639.14 | 639.14 | 639.14 | 639.14
Geo | 0 | 0 | 0 | 0 | 0 | 0
H | 0 | 0 | 0 | 0 | 0 | 0
LFG | 0 | 0 | 0 | 0 | 0 | 0
Nuc | 0 | 0 | 0 | 0 | 0 | 0
PS | 0 | 0 | 0 | 0 | 0 | 0
PV | 0 | 0 | 0 | 0 | 0 | 0
PeakG | 0 | 0 | 0 | 0 | 0 | 0
PeakO | 0 | 0 | 0 | 0 | 0 | 0
ST | 0 | 0 | 0 | 0 | 0 | 0
STOG | 0 | 0 | 0 | 0 | 0 | 0
STWD | 0 | 0 | 0 | 0 | 0 | 0
WT | 0 | 0 | 0 | 0 | 0 | 0
IGCC | 0 | 0 | 0 | 0 | 0 | 0
DemandResponse | 0 | 0 | 0 | 0 | 0 | 0
IGCC-CCS | 0 | 0 | 0 | 0 | 0 | 0
WT_off | 0 | 0 | 0 | 0 | 0 | 0
PseudoUnit | 0 | 0 | 0 | 0 | 0 | 0
FixedInterchange | 0 | 0 | 0 | 0 | 0 | 0
Retrofit VOM Costs by Reporting Type: NP15
ReportingType | 2015 | 2020 | 2025 | 2030 | 2035 | 2040
BM | 0 | 0 | 0 | 0 | 0 | 0
CC | 0 | 0 | 0 | 0 | 0 | 0
CSP | 0 | 0 | 0 | 0 | 0 | 0
CT | 0 | 0 | 0 | 0 | 0 | 0
Coal | 1.46 | 0 | 0 | 0 | 0 | 0
Geo | 0 | 0 | 0 | 0 | 0 | 0
H | 0 | 0 | 0 | 0 | 0 | 0
LFG | 0 | 0 | 0 | 0 | 0 | 0
Nuc | 0 | 0 | 0 | 0 | 0 | 0
PS | 0 | 0 | 0 | 0 | 0 | 0
PV | 0 | 0 | 0 | 0 | 0 | 0
PeakG | 0 | 0 | 0 | 0 | 0 | 0
PeakO | 0 | 0 | 0 | 0 | 0 | 0
ST | 0 | 0 | 0 | 0 | 0 | 0
STOG | 0 | 0 | 0 | 0 | 0 | 0
STWD | 0 | 0 | 0 | 0 | 0 | 0
WT | 0 | 0 | 0 | 0 | 0 | 0
IGCC | 0 | 0 | 0 | 0 | 0 | 0
DemandResponse | 0 | 0 | 0 | 0 | 0 | 0
IGCC-CCS | 0 | 0 | 0 | 0 | 0 | 0
WT_off | 0 | 0 | 0 | 0 | 0 | 0
PseudoUnit | 0 | 0 | 0 | 0 | 0 | 0
FixedInterchange | 0 | 0 | 0 | 0 | 0 | 0
Retrofit VOM Costs by Reporting Type: NWPP_Coal
ReportingType | 2015 | 2020 | 2025 | 2030 | 2035 | 2040
BM | 0 | 0 | 0 | 0 | 0 | 0
CC | 0 | 0 | 0 | 0 | 0 | 0
CSP | 0 | 0 | 0 | 0 | 0 | 0
CT | 0 | 0 | 0 | 0 | 0 | 0
Coal | 514.07 | 667.89 | 667.89 | 667.89 | 667.89 | 667.89
Geo | 0 | 0 | 0 | 0 | 0 | 0
H | 0 | 0 | 0 | 0 | 0 | 0
LFG | 0 | 0 | 0 | 0 | 0 | 0
Nuc | 0 | 0 | 0 | 0 | 0 | 0
PS | 0 | 0 | 0 | 0 | 0 | 0
PV | 0 | 0 | 0 | 0 | 0 | 0
PeakG | 0 | 0 | 0 | 0 | 0 | 0
PeakO | 0 | 0 | 0 | 0 | 0 | 0
ST | 0 | 0 | 0 | 0 | 0 | 0
STOG | 0 | 0 | 0 | 0 | 0 | 0
STWD | 0 | 0 | 0 | 0 | 0 | 0
WT | 0 | 0 | 0 | 0 | 0 | 0
IGCC | 0 | 0 | 0 | 0 | 0 | 0
DemandResponse | 0 | 0 | 0 | 0 | 0 | 0
IGCC-CCS | 0 | 0 | 0 | 0 | 0 | 0
WT_off | 0 | 0 | 0 | 0 | 0 | 0
PseudoUnit | 0 | 0 | 0 | 0 | 0 | 0
FixedInterchange | 0 | 0 | 0 | 0 | 0 | 0
Retrofit VOM Costs by Reporting Type: NWPP_Gas
ReportingType | 2015 | 2020 | 2025 | 2030 | 2035 | 2040
BM | 0 | 0 | 0 | 0 | 0 | 0
CC | 0 | 0 | 0 | 0 | 0 | 0
CSP | 0 | 0 | 0 | 0 | 0 | 0
CT | 0 | 0 | 0 | 0 | 0 | 0
Coal | 0 | 0 | 0 | 0 | 0 | 0
Geo | 0 | 0 | 0 | 0 | 0 | 0
H | 0 | 0 | 0 | 0 | 0 | 0
LFG | 0 | 0 | 0 | 0 | 0 | 0
Nuc | 0 | 0 | 0 | 0 | 0 | 0
PS | 0 | 0 | 0 | 0 | 0 | 0
PV | 0 | 0 | 0 | 0 | 0 | 0
PeakG | 0 | 0 | 0 | 0 | 0 | 0
PeakO | 0 | 0 | 0 | 0 | 0 | 0
ST | 0 | 0 | 0 | 0 | 0 | 0
STOG | 0 | 0 | 0 | 0 | 0 | 0
STWD | 0 | 0 | 0 | 0 | 0 | 0
WT | 0 | 0 | 0 | 0 | 0 | 0
IGCC | 0 | 0 | 0 | 0 | 0 | 0
DemandResponse | 0 | 0 | 0 | 0 | 0 | 0
IGCC-CCS | 0 | 0 | 0 | 0 | 0 | 0
WT_off | 0 | 0 | 0 | 0 | 0 | 0
PseudoUnit | 0 | 0 | 0 | 0 | 0 | 0
FixedInterchange | 0 | 0 | 0 | 0 | 0 | 0
Retrofit VOM Costs by Reporting Type: NWPP_NucRenew
ReportingType | 2015 | 2020 | 2025 | 2030 | 2035 | 2040
BM | 0 | 0 | 0 | 0 | 0 | 0
CC | 0 | 0 | 0 | 0 | 0 | 0
CSP | 0 | 0 | 0 | 0 | 0 | 0
CT | 0 | 0 | 0 | 0 | 0 | 0
Coal | 0 | 0 | 0 | 0 | 0 | 0
Geo | 0 | 0 | 0 | 0 | 0 | 0
H | 0 | 0 | 0 | 0 | 0 | 0
LFG | 0 | 0 | 0 | 0 | 0 | 0
Nuc | 0 | 0 | 0 | 0 | 0 | 0
PS | 0 | 0 | 0 | 0 | 0 | 0
PV | 0 | 0 | 0 | 0 | 0 | 0
PeakG | 0 | 0 | 0 | 0 | 0 | 0
PeakO | 0 | 0 | 0 | 0 | 0 | 0
ST | 0 | 0 | 0 | 0 | 0 | 0
STOG | 0 | 0 | 0 | 0 | 0 | 0
STWD | 0 | 0 | 0 | 0 | 0 | 0
WT | 0 | 0 | 0 | 0 | 0 | 0
IGCC | 0 | 0 | 0 | 0 | 0 | 0
DemandResponse | 0 | 0 | 0 | 0 | 0 | 0
IGCC-CCS | 0 | 0 | 0 | 0 | 0 | 0
WT_off | 0 | 0 | 0 | 0 | 0 | 0
PseudoUnit | 0 | 0 | 0 | 0 | 0 | 0
FixedInterchange | 0 | 0 | 0 | 0 | 0 | 0
Retrofit VOM Costs by Reporting Type: RMPA
ReportingType | 2015 | 2020 | 2025 | 2030 | 2035 | 2040
BM | 0 | 0 | 0 | 0 | 0 | 0
CC | 0 | 0 | 0 | 0 | 0 | 0
CSP | 0 | 0 | 0 | 0 | 0 | 0
CT | 0 | 0 | 0 | 0 | 0 | 0
Coal | 257.82 | 338.17 | 318.57 | 318.57 | 317.96 | 311.8
Geo | 0 | 0 | 0 | 0 | 0 | 0
H | 0 | 0 | 0 | 0 | 0 | 0
LFG | 0 | 0 | 0 | 0 | 0 | 0
Nuc | 0 | 0 | 0 | 0 | 0 | 0
PS | 0 | 0 | 0 | 0 | 0 | 0
PV | 0 | 0 | 0 | 0 | 0 | 0
PeakG | 0 | 0 | 0 | 0 | 0 | 0
PeakO | 0 | 0 | 0 | 0 | 0 | 0
ST | 0 | 0 | 0 | 0 | 0 | 0
STOG | 0 | 0 | 0 | 0 | 0 | 0
STWD | 0 | 0 | 0 | 0 | 0 | 0
WT | 0 | 0 | 0 | 0 | 0 | 0
IGCC | 0 | 0 | 0 | 0 | 0 | 0
DemandResponse | 0 | 0 | 0 | 0 | 0 | 0
IGCC-CCS | 0 | 0 | 0 | 0 | 0 | 0
WT_off | 0 | 0 | 0 | 0 | 0 | 0
PseudoUnit | 0 | 0 | 0 | 0 | 0 | 0
FixedInterchange | 0 | 0 | 0 | 0 | 0 | 0
Retrofit VOM Costs by Reporting Type: SP15
ReportingType | 2015 | 2020 | 2025 | 2030 | 2035 | 2040
BM | 0 | 0 | 0 | 0 | 0 | 0
CC | 0 | 0 | 0 | 0 | 0 | 0
CSP | 0 | 0 | 0 | 0 | 0 | 0
CT | 0 | 0 | 0 | 0 | 0 | 0
Coal | 5.19 | 5.66 | 5.66 | 3.48 | 0 | 0
Geo | 0 | 0 | 0 | 0 | 0 | 0
H | 0 | 0 | 0 | 0 | 0 | 0
LFG | 0 | 0 | 0 | 0 | 0 | 0
Nuc | 0 | 0 | 0 | 0 | 0 | 0
PS | 0 | 0 | 0 | 0 | 0 | 0
PV | 0 | 0 | 0 | 0 | 0 | 0
PeakG | 0 | 0 | 0 | 0 | 0 | 0
PeakO | 0 | 0 | 0 | 0 | 0 | 0
ST | 0 | 0 | 0 | 0 | 0 | 0
STOG | 0 | 0 | 0 | 0 | 0 | 0
STWD | 0 | 0 | 0 | 0 | 0 | 0
WT | 0 | 0 | 0 | 0 | 0 | 0
IGCC | 0 | 0 | 0 | 0 | 0 | 0
DemandResponse | 0 | 0 | 0 | 0 | 0 | 0
IGCC-CCS | 0 | 0 | 0 | 0 | 0 | 0
WT_off | 0 | 0 | 0 | 0 | 0 | 0
PseudoUnit | 0 | 0 | 0 | 0 | 0 | 0
FixedInterchange | 0 | 0 | 0 | 0 | 0 | 0
Retrofit VOM Costs by Reporting Type: ALB
ReportingType | 2015 | 2020 | 2025 | 2030 | 2035 | 2040
BM | 0 | 0 | 0 | 0 | 0 | 0
CC | 0 | 0 | 0 | 0 | 0 | 0
CSP | 0 | 0 | 0 | 0 | 0 | 0
CT | 0 | 0 | 0 | 0 | 0 | 0
Coal | 21.2 | 21.2 | 21.2 | 21.2 | 21.2 | 21.2
Geo | 0 | 0 | 0 | 0 | 0 | 0
H | 0 | 0 | 0 | 0 | 0 | 0
LFG | 0 | 0 | 0 | 0 | 0 | 0
Nuc | 0 | 0 | 0 | 0 | 0 | 0
PS | 0 | 0 | 0 | 0 | 0 | 0
PV | 0 | 0 | 0 | 0 | 0 | 0
PeakG | 0 | 0 | 0 | 0 | 0 | 0
PeakO | 0 | 0 | 0 | 0 | 0 | 0
ST | 0 | 0 | 0 | 0 | 0 | 0
STOG | 0 | 0 | 0 | 0 | 0 | 0
STWD | 0 | 0 | 0 | 0 | 0 | 0
WT | 0 | 0 | 0 | 0 | 0 | 0
IGCC | 0 | 0 | 0 | 0 | 0 | 0
DemandResponse | 0 | 0 | 0 | 0 | 0 | 0
IGCC-CCS | 0 | 0 | 0 | 0 | 0 | 0
WT_off | 0 | 0 | 0 | 0 | 0 | 0
PseudoUnit | 0 | 0 | 0 | 0 | 0 | 0
FixedInterchange | 0 | 0 | 0 | 0 | 0 | 0
Retrofit VOM Costs by Reporting Type: BC
ReportingType | 2015 | 2020 | 2025 | 2030 | 2035 | 2040
BM | 0 | 0 | 0 | 0 | 0 | 0
CC | 0 | 0 | 0 | 0 | 0 | 0
CSP | 0 | 0 | 0 | 0 | 0 | 0
CT | 0 | 0 | 0 | 0 | 0 | 0
Coal | 0 | 0 | 0 | 0 | 0 | 0
Geo | 0 | 0 | 0 | 0 | 0 | 0
H | 0 | 0 | 0 | 0 | 0 | 0
LFG | 0 | 0 | 0 | 0 | 0 | 0
Nuc | 0 | 0 | 0 | 0 | 0 | 0
PS | 0 | 0 | 0 | 0 | 0 | 0
PV | 0 | 0 | 0 | 0 | 0 | 0
PeakG | 0 | 0 | 0 | 0 | 0 | 0
PeakO | 0 | 0 | 0 | 0 | 0 | 0
ST | 0 | 0 | 0 | 0 | 0 | 0
STOG | 0 | 0 | 0 | 0 | 0 | 0
STWD | 0 | 0 | 0 | 0 | 0 | 0
WT | 0 | 0 | 0 | 0 | 0 | 0
IGCC | 0 | 0 | 0 | 0 | 0 | 0
DemandResponse | 0 | 0 | 0 | 0 | 0 | 0
IGCC-CCS | 0 | 0 | 0 | 0 | 0 | 0
WT_off | 0 | 0 | 0 | 0 | 0 | 0
PseudoUnit | 0 | 0 | 0 | 0 | 0 | 0
FixedInterchange | 0 | 0 | 0 | 0 | 0 | 0
Retrofit VOM Costs by Reporting Type: HQ_IESO
ReportingType | 2015 | 2020 | 2025 | 2030 | 2035 | 2040
BM | 0 | 0 | 0 | 0 | 0 | 0
CC | 0 | 0 | 0 | 0 | 0 | 0
CSP | 0 | 0 | 0 | 0 | 0 | 0
CT | 0 | 0 | 0 | 0 | 0 | 0
Coal | 0 | 0 | 0 | 0 | 0 | 0
Geo | 0 | 0 | 0 | 0 | 0 | 0
H | 0 | 0 | 0 | 0 | 0 | 0
LFG | 0 | 0 | 0 | 0 | 0 | 0
Nuc | 0 | 0 | 0 | 0 | 0 | 0
PS | 0 | 0 | 0 | 0 | 0 | 0
PV | 0 | 0 | 0 | 0 | 0 | 0
PeakG | 0 | 0 | 0 | 0 | 0 | 0
PeakO | 0 | 0 | 0 | 0 | 0 | 0
ST | 0 | 0 | 0 | 0 | 0 | 0
STOG | 0 | 0 | 0 | 0 | 0 | 0
STWD | 0 | 0 | 0 | 0 | 0 | 0
WT | 0 | 0 | 0 | 0 | 0 | 0
IGCC | 0 | 0 | 0 | 0 | 0 | 0
DemandResponse | 0 | 0 | 0 | 0 | 0 | 0
IGCC-CCS | 0 | 0 | 0 | 0 | 0 | 0
WT_off | 0 | 0 | 0 | 0 | 0 | 0
PseudoUnit | 0 | 0 | 0 | 0 | 0 | 0
FixedInterchange | 0 | 0 | 0 | 0 | 0 | 0
Retrofit VOM Costs by Reporting Type: HQ_NEISO
ReportingType | 2015 | 2020 | 2025 | 2030 | 2035 | 2040
BM | 0 | 0 | 0 | 0 | 0 | 0
CC | 0 | 0 | 0 | 0 | 0 | 0
CSP | 0 | 0 | 0 | 0 | 0 | 0
CT | 0 | 0 | 0 | 0 | 0 | 0
Coal | 0 | 0 | 0 | 0 | 0 | 0
Geo | 0 | 0 | 0 | 0 | 0 | 0
H | 0 | 0 | 0 | 0 | 0 | 0
LFG | 0 | 0 | 0 | 0 | 0 | 0
Nuc | 0 | 0 | 0 | 0 | 0 | 0
PS | 0 | 0 | 0 | 0 | 0 | 0
PV | 0 | 0 | 0 | 0 | 0 | 0
PeakG | 0 | 0 | 0 | 0 | 0 | 0
PeakO | 0 | 0 | 0 | 0 | 0 | 0
ST | 0 | 0 | 0 | 0 | 0 | 0
STOG | 0 | 0 | 0 | 0 | 0 | 0
STWD | 0 | 0 | 0 | 0 | 0 | 0
WT | 0 | 0 | 0 | 0 | 0 | 0
IGCC | 0 | 0 | 0 | 0 | 0 | 0
DemandResponse | 0 | 0 | 0 | 0 | 0 | 0
IGCC-CCS | 0 | 0 | 0 | 0 | 0 | 0
WT_off | 0 | 0 | 0 | 0 | 0 | 0
PseudoUnit | 0 | 0 | 0 | 0 | 0 | 0
FixedInterchange | 0 | 0 | 0 | 0 | 0 | 0
Retrofit VOM Costs by Reporting Type: HQ_NY
ReportingType | 2015 | 2020 | 2025 | 2030 | 2035 | 2040
BM | 0 | 0 | 0 | 0 | 0 | 0
CC | 0 | 0 | 0 | 0 | 0 | 0
CSP | 0 | 0 | 0 | 0 | 0 | 0
CT | 0 | 0 | 0 | 0 | 0 | 0
Coal | 0 | 0 | 0 | 0 | 0 | 0
Geo | 0 | 0 | 0 | 0 | 0 | 0
H | 0 | 0 | 0 | 0 | 0 | 0
LFG | 0 | 0 | 0 | 0 | 0 | 0
Nuc | 0 | 0 | 0 | 0 | 0 | 0
PS | 0 | 0 | 0 | 0 | 0 | 0
PV | 0 | 0 | 0 | 0 | 0 | 0
PeakG | 0 | 0 | 0 | 0 | 0 | 0
PeakO | 0 | 0 | 0 | 0 | 0 | 0
ST | 0 | 0 | 0 | 0 | 0 | 0
STOG | 0 | 0 | 0 | 0 | 0 | 0
STWD | 0 | 0 | 0 | 0 | 0 | 0
WT | 0 | 0 | 0 | 0 | 0 | 0
IGCC | 0 | 0 | 0 | 0 | 0 | 0
DemandResponse | 0 | 0 | 0 | 0 | 0 | 0
IGCC-CCS | 0 | 0 | 0 | 0 | 0 | 0
WT_off | 0 | 0 | 0 | 0 | 0 | 0
PseudoUnit | 0 | 0 | 0 | 0 | 0 | 0
FixedInterchange | 0 | 0 | 0 | 0 | 0 | 0
Retrofit VOM Costs by Reporting Type: MARITIMES
ReportingType | 2015 | 2020 | 2025 | 2030 | 2035 | 2040
BM | 0 | 0 | 0 | 0 | 0 | 0
CC | 0 | 0 | 0 | 0 | 0 | 0
CSP | 0 | 0 | 0 | 0 | 0 | 0
CT | 0 | 0 | 0 | 0 | 0 | 0
Coal | 0 | 0 | 0 | 0 | 0 | 0
Geo | 0 | 0 | 0 | 0 | 0 | 0
H | 0 | 0 | 0 | 0 | 0 | 0
LFG | 0 | 0 | 0 | 0 | 0 | 0
Nuc | 0 | 0 | 0 | 0 | 0 | 0
PS | 0 | 0 | 0 | 0 | 0 | 0
PV | 0 | 0 | 0 | 0 | 0 | 0
PeakG | 0 | 0 | 0 | 0 | 0 | 0
PeakO | 0 | 0 | 0 | 0 | 0 | 0
ST | 0 | 0 | 0 | 0 | 0 | 0
STOG | 0 | 0 | 0 | 0 | 0 | 0
STWD | 0 | 0 | 0 | 0 | 0 | 0
WT | 0 | 0 | 0 | 0 | 0 | 0
IGCC | 0 | 0 | 0 | 0 | 0 | 0
DemandResponse | 0 | 0 | 0 | 0 | 0 | 0
IGCC-CCS | 0 | 0 | 0 | 0 | 0 | 0
WT_off | 0 | 0 | 0 | 0 | 0 | 0
PseudoUnit | 0 | 0 | 0 | 0 | 0 | 0
FixedInterchange | 0 | 0 | 0 | 0 | 0 | 0
retrofit VOM Costs by Reporting Type: All
ReportingType | 2015 | 2020 | 2025 | 2030 | 2035 | 2040
BM | 0 | 0 | 0 | 0 | 0 | 0
CC | 0 | 0 | 0 | 0 | 0 | 0
CSP | 0 | 0 | 0 | 0 | 0 | 0
CT | 0 | 0 | 0 | 0 | 0 | 0
Coal | 4959.4 | 8372.38 | 9448.3 | 9751.36 | 9997.52 | 10048.71
Geo | 0 | 0 | 0 | 0 | 0 | 0
H | 0 | 0 | 0 | 0 | 0 | 0
LFG | 0 | 0 | 0 | 0 | 0 | 0
Nuc | 0 | 0 | 0 | 0 | 0 | 0
PS | 0 | 0 | 0 | 0 | 0 | 0
PV | 0 | 0 | 0 | 0 | 0 | 0
PeakG | 0 | 0 | 0 | 0 | 0 | 0
PeakO | 0 | 0 | 0 | 0 | 0 | 0
ST | 0 | 0 | 0 | 0 | 0 | 0
STOG | 0 | 0 | 0 | 0 | 0 | 0
STWD | 0 | 0 | 0 | 0 | 0 | 0
WT | 0 | 0 | 0 | 0 | 0 | 0
IGCC | 0 | 0 | 0 | 0 | 0 | 0
DemandResponse | 0 | 0 | 0 | 0 | 0 | 0
IGCC-CCS | 0 | 0 | 0 | 0 | 0 | 0
WT_off | 0 | 0 | 0 | 0 | 0 | 0
PseudoUnit | 0 | 0 | 0 | 0 | 0 | 0
FixedInterchange | 0 | 0 | 0 | 0 | 0 | 0
retrofit VOM Costs by Reporting Type: EI_US
ReportingType | 2015 | 2020 | 2025 | 2030 | 2035 | 2040
BM | 0 | 0 | 0 | 0 | 0 | 0
CC | 0 | 0 | 0 | 0 | 0 | 0
CSP | 0 | 0 | 0 | 0 | 0 | 0
CT | 0 | 0 | 0 | 0 | 0 | 0
Coal | 3567.5 | 6428.83 | 7391.14 | 7696.38 | 7946.63 | 8003.98
Geo | 0 | 0 | 0 | 0 | 0 | 0
H | 0 | 0 | 0 | 0 | 0 | 0
LFG | 0 | 0 | 0 | 0 | 0 | 0
Nuc | 0 | 0 | 0 | 0 | 0 | 0
PS | 0 | 0 | 0 | 0 | 0 | 0
PV | 0 | 0 | 0 | 0 | 0 | 0
PeakG | 0 | 0 | 0 | 0 | 0 | 0
PeakO | 0 | 0 | 0 | 0 | 0 | 0
ST | 0 | 0 | 0 | 0 | 0 | 0
STOG | 0 | 0 | 0 | 0 | 0 | 0
STWD | 0 | 0 | 0 | 0 | 0 | 0
WT | 0 | 0 | 0 | 0 | 0 | 0
IGCC | 0 | 0 | 0 | 0 | 0 | 0
DemandResponse | 0 | 0 | 0 | 0 | 0 | 0
IGCC-CCS | 0 | 0 | 0 | 0 | 0 | 0
WT_off | 0 | 0 | 0 | 0 | 0 | 0
PseudoUnit | 0 | 0 | 0 | 0 | 0 | 0
FixedInterchange | 0 | 0 | 0 | 0 | 0 | 0
retrofit VOM Costs by Reporting Type: EI_Canada
ReportingType | 2015 | 2020 | 2025 | 2030 | 2035 | 2040
BM | 0 | 0 | 0 | 0 | 0 | 0
CC | 0 | 0 | 0 | 0 | 0 | 0
CSP | 0 | 0 | 0 | 0 | 0 | 0
CT | 0 | 0 | 0 | 0 | 0 | 0
Coal | 0 | 0 | 0 | 0 | 0 | 0
Geo | 0 | 0 | 0 | 0 | 0 | 0
H | 0 | 0 | 0 | 0 | 0 | 0
LFG | 0 | 0 | 0 | 0 | 0 | 0
Nuc | 0 | 0 | 0 | 0 | 0 | 0
PS | 0 | 0 | 0 | 0 | 0 | 0
PV | 0 | 0 | 0 | 0 | 0 | 0
PeakG | 0 | 0 | 0 | 0 | 0 | 0
PeakO | 0 | 0 | 0 | 0 | 0 | 0
ST | 0 | 0 | 0 | 0 | 0 | 0
STOG | 0 | 0 | 0 | 0 | 0 | 0
STWD | 0 | 0 | 0 | 0 | 0 | 0
WT | 0 | 0 | 0 | 0 | 0 | 0
IGCC | 0 | 0 | 0 | 0 | 0 | 0
DemandResponse | 0 | 0 | 0 | 0 | 0 | 0
IGCC-CCS | 0 | 0 | 0 | 0 | 0 | 0
WT_off | 0 | 0 | 0 | 0 | 0 | 0
PseudoUnit | 0 | 0 | 0 | 0 | 0 | 0
FixedInterchange | 0 | 0 | 0 | 0 | 0 | 0
retrofit VOM Costs by Reporting Type: EI
ReportingType | 2015 | 2020 | 2025 | 2030 | 2035 | 2040
BM | 0 | 0 | 0 | 0 | 0 | 0
CC | 0 | 0 | 0 | 0 | 0 | 0
CSP | 0 | 0 | 0 | 0 | 0 | 0
CT | 0 | 0 | 0 | 0 | 0 | 0
Coal | 3567.5 | 6428.83 | 7391.14 | 7696.38 | 7946.63 | 8003.98
Geo | 0 | 0 | 0 | 0 | 0 | 0
H | 0 | 0 | 0 | 0 | 0 | 0
LFG | 0 | 0 | 0 | 0 | 0 | 0
Nuc | 0 | 0 | 0 | 0 | 0 | 0
PS | 0 | 0 | 0 | 0 | 0 | 0
PV | 0 | 0 | 0 | 0 | 0 | 0
PeakG | 0 | 0 | 0 | 0 | 0 | 0
PeakO | 0 | 0 | 0 | 0 | 0 | 0
ST | 0 | 0 | 0 | 0 | 0 | 0
STOG | 0 | 0 | 0 | 0 | 0 | 0
STWD | 0 | 0 | 0 | 0 | 0 | 0
WT | 0 | 0 | 0 | 0 | 0 | 0
IGCC | 0 | 0 | 0 | 0 | 0 | 0
DemandResponse | 0 | 0 | 0 | 0 | 0 | 0
IGCC-CCS | 0 | 0 | 0 | 0 | 0 | 0
WT_off | 0 | 0 | 0 | 0 | 0 | 0
PseudoUnit | 0 | 0 | 0 | 0 | 0 | 0
FixedInterchange | 0 | 0 | 0 | 0 | 0 | 0
retrofit VOM Costs by Reporting Type: Outside_EI
ReportingType | 2015 | 2020 | 2025 | 2030 | 2035 | 2040
BM | 0 | 0 | 0 | 0 | 0 | 0
CC | 0 | 0 | 0 | 0 | 0 | 0
CSP | 0 | 0 | 0 | 0 | 0 | 0
CT | 0 | 0 | 0 | 0 | 0 | 0
Coal | 1391.9 | 1943.55 | 2057.16 | 2054.98 | 2050.89 | 2044.73
Geo | 0 | 0 | 0 | 0 | 0 | 0
H | 0 | 0 | 0 | 0 | 0 | 0
LFG | 0 | 0 | 0 | 0 | 0 | 0
Nuc | 0 | 0 | 0 | 0 | 0 | 0
PS | 0 | 0 | 0 | 0 | 0 | 0
PV | 0 | 0 | 0 | 0 | 0 | 0
PeakG | 0 | 0 | 0 | 0 | 0 | 0
PeakO | 0 | 0 | 0 | 0 | 0 | 0
ST | 0 | 0 | 0 | 0 | 0 | 0
STOG | 0 | 0 | 0 | 0 | 0 | 0
STWD | 0 | 0 | 0 | 0 | 0 | 0
WT | 0 | 0 | 0 | 0 | 0 | 0
IGCC | 0 | 0 | 0 | 0 | 0 | 0
DemandResponse | 0 | 0 | 0 | 0 | 0 | 0
IGCC-CCS | 0 | 0 | 0 | 0 | 0 | 0
WT_off | 0 | 0 | 0 | 0 | 0 | 0
PseudoUnit | 0 | 0 | 0 | 0 | 0 | 0
FixedInterchange | 0 | 0 | 0 | 0 | 0 | 0
#10 | 0.05: Base FOM Costs ($million)
Base FOM Costs by Reporting Type: Entergy
ReportingType | 2015 | 2020 | 2025 | 2030 | 2035 | 2040
BM | 0 | 0 | 0 | 0 | 0 | 0
CC | 420.08 | 547.25 | 444.17 | 493.48 | 592.44 | 629.74
CSP | 0 | 0 | 0 | 0 | 0 | 0
CT | 0 | 0 | 0 | 0 | 0 | 0
Coal | 517.35 | 557.26 | 562.84 | 589.52 | 615.72 | 775.53
Geo | 0 | 0 | 0 | 0 | 0 | 0
H | 10.6 | 10.6 | 10.6 | 10.6 | 10.6 | 10.6
LFG | 0.97 | 0.97 | 13.89 | 13.89 | 13.89 | 13.89
Nuc | 789.41 | 804.93 | 789.41 | 789.41 | 666.82 | 1125.48
PS | 1.4 | 1.4 | 1.4 | 1.4 | 1.4 | 1.4
PV | 0 | 1.09 | 1.68 | 1.75 | 1.82 | 1.89
PeakG | 47.54 | 69.98 | 49.29 | 63.1 | 67 | 67
PeakO | 4.42 | 5.87 | 5.08 | 5.22 | 5.22 | 5.22
ST | 0 | 0 | 0 | 0 | 0 | 0
STOG | 157.24 | 186.05 | 155.65 | 155.65 | 155.65 | 155.65
STWD | 6.6 | 8.26 | 6.73 | 6.73 | 6.73 | 6.73
WT | 3.66 | 3.66 | 3.66 | 3.66 | 3.66 | 3.66
IGCC | 0 | 0 | 0 | 0 | 0 | 0
DemandResponse | 0 | 0 | 0 | 0 | 0 | 0
IGCC-CCS | 0 | 0 | 0 | 0 | 0 | 0
WT_off | 0 | 0 | 0 | 0 | 0 | 0
PseudoUnit | 0 | 0 | 0 | 0 | 0 | 0
FixedInterchange | 0 | 0 | 0 | 0 | 0 | 0
Base FOM Costs by Reporting Type: FRCC
ReportingType | 2015 | 2020 | 2025 | 2030 | 2035 | 2040
BM | 0 | 0 | 0 | 0 | 0 | 0
CC | 674.93 | 923.21 | 805.82 | 908.48 | 1099.58 | 1233.27
CSP | 0 | 0 | 0 | 0 | 0 | 0
CT | 16.6 | 16.6 | 16.6 | 16.6 | 16.6 | 16.6
Coal | 581.48 | 559.11 | 579.81 | 624.95 | 657.59 | 710.17
Geo | 0 | 0 | 0 | 0 | 0 | 0
H | 0.78 | 0.78 | 0.78 | 0.78 | 0.78 | 0.78
LFG | 58.63 | 58.63 | 82.46 | 82.46 | 82.46 | 82.46
Nuc | 601.49 | 635.55 | 601.49 | 601.49 | 946.02 | 369.98
PS | 0 | 0 | 0 | 0 | 0 | 0
PV | 0.75 | 0.75 | 0.75 | 0.75 | 0.75 | 0.75
PeakG | 149.81 | 217.71 | 155.12 | 202.68 | 202.68 | 202.68
PeakO | 64.61 | 83.43 | 68.43 | 68.43 | 68.43 | 68.43
ST | 0 | 0 | 0 | 0 | 0 | 0
STOG | 193.49 | 228.95 | 196.26 | 196.26 | 196.26 | 196.26
STWD | 6.25 | 7.82 | 6.37 | 6.37 | 6.37 | 6.37
WT | 0 | 0 | 0 | 0 | 0 | 0
IGCC | 0 | 0 | 0 | 0 | 0 | 0
DemandResponse | 0 | 0 | 0 | 0 | 0 | 0
IGCC-CCS | 0 | 0 | 0 | 0 | 0 | 0
WT_off | 0 | 0 | 0 | 0 | 0 | 0
PseudoUnit | 0 | 0 | 0 | 0 | 0 | 0
FixedInterchange | 0 | 0 | 0 | 0 | 0 | 0
Base FOM Costs by Reporting Type: MAPP_US
ReportingType | 2015 | 2020 | 2025 | 2030 | 2035 | 2040
BM | 0 | 0 | 0 | 0 | 0 | 0
CC | 8.58 | 10.9 | 8.79 | 8.81 | 9.52 | 10.72
CSP | 0 | 0 | 0 | 0 | 0 | 0
CT | 2.06 | 2.06 | 2.06 | 3.98 | 5.94 | 6.86
Coal | 193.32 | 197.18 | 201.73 | 208.64 | 240.16 | 277.24
Geo | 3.95 | 3.95 | 3.95 | 3.95 | 3.95 | 3.95
H | 31.14 | 31.14 | 31.14 | 31.14 | 31.14 | 31.14
LFG | 0.24 | 0.24 | 8.86 | 8.86 | 8.86 | 8.86
Nuc | 0.01 | 0.01 | 0.01 | 0.01 | 0.01 | 0.01
PS | 0 | 0 | 0 | 0 | 0 | 0
PV | 0 | 0 | 0 | 0 | 0 | 0
PeakG | 12.29 | 19.13 | 14.16 | 16.07 | 17.04 | 17.04
PeakO | 3.16 | 4.87 | 3.9 | 3.9 | 3.9 | 3.9
ST | 0 | 0 | 0 | 0 | 0 | 0
STOG | 0 | 0 | 0 | 0 | 0 | 0
STWD | 0 | 0 | 0 | 0 | 0 | 0
WT | 55.22 | 70.36 | 75.3 | 78.18 | 81.16 | 84.28
IGCC | 0 | 0 | 0 | 0 | 0 | 0
DemandResponse | 0 | 0 | 0 | 0 | 0 | 0
IGCC-CCS | 0 | 0 | 0 | 0 | 0 | 0
WT_off | 0 | 0 | 0 | 0 | 0 | 0
PseudoUnit | 0 | 0 | 0 | 0 | 0 | 0
FixedInterchange | 0 | 0 | 0 | 0 | 0 | 0
Base FOM Costs by Reporting Type: MISO_IN
ReportingType | 2015 | 2020 | 2025 | 2030 | 2035 | 2040
BM | 0 | 0 | 0 | 0 | 0 | 0
CC | 41.43 | 79.8 | 87.19 | 120.35 | 151.58 | 151.58
CSP | 0 | 0 | 0 | 0 | 0 | 0
CT | 0 | 0 | 0 | 0 | 0 | 0
Coal | 959.94 | 1050.46 | 1043.15 | 1172.35 | 1310.67 | 1455.93
Geo | 0 | 0 | 0 | 0 | 0 | 0
H | 1.07 | 1.07 | 1.07 | 1.07 | 1.07 | 1.07
LFG | 4.46 | 4.46 | 4.46 | 14.11 | 14.11 | 14.11
Nuc | 0.01 | 0.01 | 0.01 | 0.01 | 0.01 | 0.01
PS | 0 | 0 | 0 | 0 | 0 | 0
PV | 0 | 4.05 | 6.64 | 6.93 | 7.22 | 7.53
PeakG | 52.35 | 76.94 | 54.27 | 73.39 | 73.39 | 73.39
PeakO | 10.59 | 13.5 | 10.82 | 10.82 | 10.82 | 10.82
ST | 0 | 0 | 0 | 0 | 0 | 0
STOG | 12.26 | 14.51 | 12.44 | 12.44 | 12.44 | 12.44
STWD | 0 | 0 | 0 | 0 | 0 | 0
WT | 18.31 | 18.31 | 18.31 | 18.31 | 18.31 | 18.31
IGCC | 30.22 | 30.22 | 30.22 | 30.22 | 30.22 | 30.22
DemandResponse | 0 | 0 | 0 | 0 | 0 | 0
IGCC-CCS | 0 | 0 | 0 | 0 | 0 | 0
WT_off | 0 | 0 | 0 | 0 | 0 | 0
PseudoUnit | 0 | 0 | 0 | 0 | 0 | 0
FixedInterchange | 0 | 0 | 0 | 0 | 0 | 0
Base FOM Costs by Reporting Type: MISO_MI
ReportingType | 2015 | 2020 | 2025 | 2030 | 2035 | 2040
BM | 0 | 0 | 0 | 0 | 0 | 0
CC | 128.88 | 172.17 | 142.32 | 148.71 | 162.89 | 162.89
CSP | 0 | 0 | 0 | 0 | 0 | 0
CT | 0 | 0 | 0 | 0 | 0 | 0
Coal | 596.32 | 601.75 | 549.42 | 625.58 | 705.73 | 753.95
Geo | 0 | 0 | 0 | 0 | 0 | 0
H | 2.01 | 2.01 | 2.01 | 2.01 | 2.01 | 2.01
LFG | 19.67 | 38.95 | 38.95 | 38.95 | 38.95 | 38.95
Nuc | 275.03 | 275.03 | 275.03 | 275.03 | 161.75 | 417.74
PS | 44.44 | 44.44 | 44.44 | 44.44 | 44.44 | 44.44
PV | 0 | 0 | 0 | 0 | 0 | 0
PeakG | 61.2 | 89.88 | 71.67 | 85.63 | 85.63 | 85.63
PeakO | 15.67 | 19.97 | 16.01 | 16.01 | 16.01 | 16.01
ST | 0 | 0 | 0 | 0 | 0 | 0
STOG | 125.33 | 148.3 | 127.13 | 127.13 | 127.13 | 127.13
STWD | 5.22 | 6.54 | 5.33 | 5.33 | 5.33 | 5.33
WT | 61.65 | 61.65 | 78.5 | 79.85 | 89.79 | 96.02
IGCC | 0 | 0 | 0 | 0 | 0 | 0
DemandResponse | 0 | 0 | 0 | 0 | 0 | 0
IGCC-CCS | 0 | 0 | 0 | 0 | 0 | 0
WT_off | 0 | 0 | 0 | 0 | 0 | 0
PseudoUnit | 0 | 0 | 0 | 0 | 0 | 0
FixedInterchange | 0 | 0 | 0 | 0 | 0 | 0
Base FOM Costs by Reporting Type: MISO_MO-IL
ReportingType | 2015 | 2020 | 2025 | 2030 | 2035 | 2040
BM | 0 | 0 | 0 | 0 | 0 | 0
CC | 31.4 | 39.92 | 32.06 | 35.22 | 39.25 | 39.25
CSP | 0 | 0 | 0 | 0 | 0 | 0
CT | 0 | 0 | 0 | 0 | 0 | 0
Coal | 1033 | 1106.83 | 1037.49 | 1192.27 | 1357.47 | 1429.89
Geo | 0 | 0 | 0 | 0 | 0 | 0
H | 5.01 | 5.01 | 5.01 | 5.01 | 5.01 | 5.01
LFG | 2.17 | 2.17 | 29.04 | 29.04 | 29.04 | 29.04
Nuc | 308.98 | 325.11 | 325.11 | 325.11 | 325.11 | 325.11
PS | 10.45 | 10.45 | 10.45 | 10.45 | 10.45 | 10.45
PV | 0 | 0 | 0 | 0 | 0 | 0
PeakG | 77.83 | 114.84 | 80.73 | 103.92 | 110.46 | 110.46
PeakO | 21.48 | 28.65 | 22.96 | 22.96 | 22.96 | 22.96
ST | 0 | 0 | 0 | 0 | 0 | 0
STOG | 26.02 | 30.78 | 26.39 | 26.39 | 26.39 | 26.39
STWD | 0 | 0 | 0 | 0 | 0 | 0
WT | 21.36 | 21.36 | 21.36 | 21.36 | 21.36 | 21.36
IGCC | 0 | 0 | 0 | 0 | 0 | 0
DemandResponse | 0 | 0 | 0 | 0 | 0 | 0
IGCC-CCS | 0 | 0 | 0 | 0 | 0 | 0
WT_off | 0 | 0 | 0 | 0 | 0 | 0
PseudoUnit | 0 | 0 | 0 | 0 | 0 | 0
FixedInterchange | 0 | 0 | 0 | 0 | 0 | 0
Base FOM Costs by Reporting Type: MISO_W
ReportingType | 2015 | 2020 | 2025 | 2030 | 2035 | 2040
BM | 0 | 0 | 0 | 0 | 0 | 0
CC | 90.43 | 114.8 | 92.68 | 92.68 | 109.48 | 112.22
CSP | 0 | 0 | 0 | 0 | 0 | 0
CT | 0 | 0 | 0 | 0 | 0 | 0
Coal | 806.84 | 804.13 | 806.71 | 837.25 | 996.63 | 1397.25
Geo | 0 | 0 | 0 | 0 | 0 | 0
H | 7.08 | 7.08 | 7.08 | 7.08 | 7.08 | 7.08
LFG | 24.73 | 24.73 | 33.36 | 33.36 | 33.36 | 33.36
Nuc | 343.79 | 343.79 | 343.79 | 602.57 | 0.04 | 0.04
PS | 0 | 0 | 0 | 0 | 0 | 0
PV | 0 | 0 | 0 | 0 | 0 | 0
PeakG | 87.12 | 123.54 | 89.97 | 105.17 | 108.71 | 108.71
PeakO | 56.38 | 79.08 | 64.57 | 64.57 | 64.57 | 64.57
ST | 0 | 0 | 0 | 0 | 0 | 0
STOG | 7.56 | 8.94 | 7.67 | 7.67 | 7.67 | 7.67
STWD | 10.03 | 12.55 | 10.23 | 10.23 | 10.23 | 10.23
WT | 268.82 | 325.18 | 414.49 | 446.64 | 466.53 | 489.04
IGCC | 0 | 0 | 0 | 0 | 0 | 0
DemandResponse | 0 | 0 | 0 | 0 | 0 | 0
IGCC-CCS | 0 | 0 | 0 | 0 | 0 | 0
WT_off | 0 | 0 | 0 | 0 | 0 | 0
PseudoUnit | 0 | 0 | 0 | 0 | 0 | 0
FixedInterchange | 0 | 0 | 0 | 0 | 0 | 0
Base FOM Costs by Reporting Type: MISO_WUMS
ReportingType | 2015 | 2020 | 2025 | 2030 | 2035 | 2040
BM | 0 | 0 | 0 | 0 | 0 | 0
CC | 80.83 | 152.55 | 132.33 | 132.33 | 166.63 | 170.44
CSP | 0 | 0 | 0 | 0 | 0 | 0
CT | 0 | 21.28 | 28.92 | 56.98 | 106.31 | 106.31
Coal | 343.29 | 314.11 | 328.22 | 337.51 | 340.93 | 393.47
Geo | 0 | 0 | 0 | 0 | 0 | 0
H | 4.79 | 4.79 | 4.79 | 4.79 | 4.79 | 4.79
LFG | 8.57 | 8.57 | 35.44 | 35.44 | 35.44 | 35.44
Nuc | 264.54 | 287.77 | 264.54 | 570.75 | 0.04 | 0.04
PS | 0 | 0 | 0 | 0 | 0 | 0
PV | 0 | 0 | 0 | 0 | 0 | 0
PeakG | 55.64 | 81.65 | 65.08 | 77.65 | 77.65 | 77.65
PeakO | 13.52 | 17.78 | 14.69 | 14.69 | 14.69 | 14.69
ST | 0 | 0 | 0 | 0 | 0 | 0
STOG | 13.21 | 15.63 | 13.39 | 13.39 | 13.39 | 13.39
STWD | 3.37 | 4.21 | 3.43 | 3.43 | 3.43 | 3.43
WT | 46.36 | 46.36 | 46.36 | 46.36 | 46.36 | 46.36
IGCC | 0 | 0 | 0 | 0 | 0 | 0
DemandResponse | 0 | 0 | 0 | 0 | 0 | 0
IGCC-CCS | 0 | 0 | 0 | 0 | 0 | 0
WT_off | 0 | 0 | 0 | 0 | 0 | 0
PseudoUnit | 0 | 0 | 0 | 0 | 0 | 0
FixedInterchange | 0 | 0 | 0 | 0 | 0 | 0
Base FOM Costs by Reporting Type: Nebraska
ReportingType | 2015 | 2020 | 2025 | 2030 | 2035 | 2040
BM | 0 | 0 | 0 | 0 | 0 | 0
CC | 10.62 | 13.51 | 10.85 | 10.85 | 12.75 | 13.28
CSP | 0 | 0 | 0 | 0 | 0 | 0
CT | 0 | 0 | 0 | 0 | 0 | 0
Coal | 257.61 | 296.53 | 307.03 | 324.87 | 408.61 | 494.71
Geo | 0 | 0 | 0 | 0 | 0 | 0
H | 2.38 | 2.38 | 2.38 | 2.38 | 2.38 | 2.38
LFG | 0.72 | 0.72 | 9.35 | 9.35 | 9.35 | 9.35
Nuc | 182.28 | 198.29 | 182.28 | 249.21 | 0.09 | 0.09
PS | 0 | 0 | 0 | 0 | 0 | 0
PV | 0 | 0 | 0 | 0 | 0 | 0
PeakG | 21.82 | 37.31 | 31.37 | 31.37 | 31.37 | 31.37
PeakO | 9.57 | 12.19 | 9.77 | 9.77 | 9.77 | 9.77
ST | 0 | 0 | 0 | 0 | 0 | 0
STOG | 0.01 | 0.01 | 0.01 | 0.01 | 0.01 | 0.01
STWD | 0 | 0 | 0 | 0 | 0 | 0
WT | 10.53 | 10.53 | 10.53 | 10.53 | 10.53 | 10.53
IGCC | 0 | 0 | 0 | 0 | 0 | 0
DemandResponse | 0 | 0 | 0 | 0 | 0 | 0
IGCC-CCS | 0 | 0 | 0 | 0 | 0 | 0
WT_off | 0 | 0 | 0 | 0 | 0 | 0
PseudoUnit | 0 | 0 | 0 | 0 | 0 | 0
FixedInterchange | 0 | 0 | 0 | 0 | 0 | 0
Base FOM Costs by Reporting Type: NEISO
ReportingType | 2015 | 2020 | 2025 | 2030 | 2035 | 2040
BM | 25.35 | 25.35 | 25.35 | 25.35 | 25.35 | 25.35
CC | 303.88 | 378.35 | 312.2 | 339.09 | 372.51 | 372.51
CSP | 0 | 0 | 0 | 0 | 0 | 0
CT | 2.24 | 2.24 | 2.24 | 2.24 | 18.15 | 30.74
Coal | 22.84 | 0 | 0 | 0 | 0 | 0
Geo | 0 | 0 | 0 | 0 | 0 | 0
H | 46.4 | 46.4 | 46.4 | 46.4 | 46.4 | 46.4
LFG | 70.11 | 76.93 | 78.5 | 78.5 | 78.5 | 78.5
Nuc | 676.28 | 735.67 | 676.28 | 676.28 | 488.61 | 932.14
PS | 39.74 | 39.74 | 39.74 | 39.74 | 39.74 | 39.74
PV | 0.03 | 5.31 | 5.36 | 5.48 | 5.58 | 5.69
PeakG | 19.94 | 29.61 | 20.7 | 22.52 | 28.85 | 28.85
PeakO | 34.71 | 44.24 | 35.46 | 35.46 | 35.46 | 35.46
ST | 0 | 0 | 0 | 0 | 0 | 0
STOG | 0 | 0 | 0 | 0 | 0 | 0
STWD | 19.55 | 24.46 | 19.93 | 19.93 | 19.93 | 19.93
WT | 13.44 | 91.63 | 149.86 | 155.17 | 155.17 | 155.17
IGCC | 0 | 0 | 0 | 0 | 0 | 0
DemandResponse | 0 | 0 | 0 | 0 | 0 | 0
IGCC-CCS | 0 | 0 | 0 | 0 | 0 | 0
WT_off | 24.96 | 24.96 | 24.96 | 24.96 | 0 | 0
PseudoUnit | 0 | 0 | 0 | 0 | 0 | 0
FixedInterchange | 0 | 0 | 0 | 0 | 0 | 0
Base FOM Costs by Reporting Type: NonRTO_Midwest
ReportingType | 2015 | 2020 | 2025 | 2030 | 2035 | 2040
BM | 0 | 0 | 0 | 0 | 0 | 0
CC | 0 | 7.63 | 10.58 | 13.48 | 17.96 | 22.18
CSP | 0 | 0 | 0 | 0 | 0 | 0
CT | 0 | 1.75 | 1.75 | 2.92 | 4.5 | 6.39
Coal | 715.21 | 780.77 | 781.16 | 833.6 | 912.18 | 999.68
Geo | 0 | 0 | 0 | 0 | 0 | 0
H | 2.04 | 2.04 | 2.04 | 2.04 | 2.04 | 2.04
LFG | 1.69 | 1.69 | 1.69 | 20.97 | 20.97 | 20.97
Nuc | 0.01 | 0.01 | 0.01 | 0.01 | 0.01 | 0.01
PS | 0 | 0 | 0 | 0 | 0 | 0
PV | 0 | 0 | 0 | 0 | 0 | 0
PeakG | 56.39 | 83.4 | 58.5 | 71.11 | 80.61 | 80.61
PeakO | 0.35 | 0.45 | 0.36 | 0.36 | 0.36 | 0.36
ST | 0 | 0 | 0 | 0 | 0 | 0
STOG | 0 | 0 | 0 | 0 | 0 | 0
STWD | 0 | 0 | 0 | 0 | 0 | 0
WT | 2.26 | 2.26 | 2.26 | 2.26 | 2.26 | 2.26
IGCC | 0 | 0 | 0 | 0 | 0 | 0
DemandResponse | 0 | 0 | 0 | 0 | 0 | 0
IGCC-CCS | 0 | 0 | 0 | 0 | 0 | 0
WT_off | 0 | 0 | 0 | 0 | 0 | 0
PseudoUnit | 0 | 0 | 0 | 0 | 0 | 0
FixedInterchange | 0 | 0 | 0 | 0 | 0 | 0
Base FOM Costs by Reporting Type: NYISO_A-F
ReportingType | 2015 | 2020 | 2025 | 2030 | 2035 | 2040
BM | 0 | 0 | 0 | 0 | 0 | 0
CC | 115.84 | 148.08 | 131.11 | 142.52 | 142.52 | 142.52
CSP | 0 | 0 | 0 | 0 | 0 | 0
CT | 0 | 0 | 0 | 0 | 0 | 0
Coal | 0 | 0 | 0 | 0 | 0 | 0
Geo | 0 | 0 | 0 | 0 | 0 | 0
H | 62.6 | 62.6 | 62.6 | 62.6 | 62.6 | 62.6
LFG | 20.8 | 20.8 | 24.94 | 28.97 | 28.97 | 28.97
Nuc | 489.92 | 509.2 | 489.92 | 399.48 | 552.03 | 578.17
PS | 33.52 | 33.52 | 33.52 | 33.52 | 33.52 | 33.52
PV | 0 | 0 | 0 | 0 | 0 | 0
PeakG | 3.78 | 5.56 | 5.31 | 5.31 | 5.31 | 5.31
PeakO | 1.14 | 1.46 | 1.17 | 1.17 | 1.17 | 1.17
ST | 0 | 0 | 0 | 0 | 0 | 0
STOG | 0 | 0 | 0 | 0 | 0 | 0
STWD | 2.76 | 3.45 | 2.81 | 2.81 | 2.81 | 2.81
WT | 113.42 | 133.35 | 133.35 | 156.49 | 190.84 | 198.6
IGCC | 0 | 0 | 0 | 0 | 0 | 0
DemandResponse | 0 | 0 | 0 | 0 | 0 | 0
IGCC-CCS | 0 | 0 | 0 | 0 | 0 | 0
WT_off | 0 | 0 | 0 | 0 | 0 | 0
PseudoUnit | 0 | 0 | 0 | 0 | 0 | 0
FixedInterchange | 0 | 0 | 0 | 0 | 0 | 0
Base FOM Costs by Reporting Type: NYISO_G-I
ReportingType | 2015 | 2020 | 2025 | 2030 | 2035 | 2040
BM | 0 | 0 | 0 | 0 | 0 | 0
CC | 34.33 | 43.65 | 46.77 | 61.73 | 120.45 | 150.03
CSP | 0 | 0 | 0 | 0 | 0 | 0
CT | 0 | 0 | 0 | 0 | 0 | 0
Coal | 0 | 0 | 0 | 0 | 0 | 0
Geo | 0 | 0 | 0 | 0 | 0 | 0
H | 0.46 | 0.46 | 0.46 | 0.46 | 0.46 | 0.46
LFG | 7.72 | 7.72 | 16.67 | 16.67 | 16.67 | 16.67
Nuc | 297.74 | 323.88 | 297.74 | 297.74 | 452.18 | 0.18
PS | 0 | 0 | 0 | 0 | 0 | 0
PV | 0 | 0 | 0 | 0 | 0 | 0
PeakG | 1.51 | 2.04 | 1.56 | 1.56 | 1.56 | 1.56
PeakO | 2.55 | 3.25 | 2.61 | 2.61 | 2.61 | 2.61
ST | 0 | 0 | 0 | 0 | 0 | 0
STOG | 0 | 0 | 0 | 0 | 0 | 0
STWD | 0 | 0 | 0 | 0 | 0 | 0
WT | 0 | 1.68 | 1.68 | 1.68 | 1.68 | 1.68
IGCC | 0 | 0 | 0 | 0 | 0 | 0
DemandResponse | 0 | 0 | 0 | 0 | 0 | 0
IGCC-CCS | 0 | 0 | 0 | 0 | 0 | 0
WT_off | 0 | 0 | 0 | 0 | 0 | 0
PseudoUnit | 0 | 0 | 0 | 0 | 0 | 0
FixedInterchange | 0 | 0 | 0 | 0 | 0 | 0
Base FOM Costs by Reporting Type: NYISO_J-K
ReportingType | 2015 | 2020 | 2025 | 2030 | 2035 | 2040
BM | 0 | 0 | 0 | 0 | 0 | 0
CC | 125.46 | 154.92 | 127.77 | 138.94 | 152.61 | 158
CSP | 0 | 0 | 0 | 0 | 0 | 0
CT | 0 | 0 | 5.23 | 16.86 | 18.99 | 32.36
Coal | 0 | 0 | 0 | 0 | 0 | 0
Geo | 0 | 0 | 0 | 0 | 0 | 0
H | 0 | 0 | 0 | 0 | 0 | 0
LFG | 14.96 | 14.96 | 14.96 | 23.9 | 23.9 | 23.9
Nuc | 0.01 | 0.01 | 0.01 | 0.01 | 0.01 | 0.01
PS | 0 | 0 | 0 | 0 | 0 | 0
PV | 0.53 | 0.53 | 0.53 | 0.53 | 0 | 0
PeakG | 54.7 | 77.08 | 56.45 | 62.35 | 66.78 | 66.78
PeakO | 61.69 | 79.16 | 63.78 | 65.02 | 65.02 | 65.02
ST | 0 | 0 | 0 | 0 | 0 | 0
STOG | 259.91 | 307.54 | 263.63 | 263.63 | 263.63 | 263.63
STWD | 0 | 0 | 0 | 0 | 0 | 0
WT | 0 | 0 | 0 | 0 | 0 | 0
IGCC | 0 | 0 | 0 | 0 | 0 | 0
DemandResponse | 0 | 0 | 0 | 0 | 0 | 0
IGCC-CCS | 0 | 0 | 0 | 0 | 0 | 0
WT_off | 0 | 0 | 0 | 0 | 0 | 0
PseudoUnit | 0 | 0 | 0 | 0 | 0 | 0
FixedInterchange | 0 | 0 | 0 | 0 | 0 | 0
Base FOM Costs by Reporting Type: PJM_E
ReportingType | 2015 | 2020 | 2025 | 2030 | 2035 | 2040
BM | 3.02 | 3.02 | 3.02 | 3.02 | 3.02 | 3.02
CC | 297.21 | 359.4 | 312.87 | 330.19 | 350.43 | 350.43
CSP | 0 | 0 | 0 | 0 | 0 | 0
CT | 0.18 | 0.18 | 0.18 | 0.18 | 9.16 | 19.26
Coal | 67.42 | 27.04 | 31.98 | 32.27 | 34.91 | 34.91
Geo | 0 | 0 | 0 | 0 | 0 | 0
H | 3.85 | 3.85 | 3.85 | 3.85 | 3.85 | 3.85
LFG | 56.83 | 72.83 | 72.83 | 72.83 | 72.83 | 72.83
Nuc | 1239 | 1184.31 | 1149.53 | 1149.53 | 825.73 | 1983.3
PS | 9.5 | 9.5 | 9.5 | 9.5 | 9.5 | 9.5
PV | 0.75 | 0.75 | 0.75 | 0.75 | 0.75 | 0.75
PeakG | 75.2 | 106.43 | 77.64 | 89.79 | 93.22 | 93.22
PeakO | 75.92 | 100.78 | 82.41 | 82.41 | 82.41 | 82.41
ST | 0 | 0 | 0 | 0 | 0 | 0
STOG | 115.25 | 136.37 | 116.9 | 116.9 | 116.9 | 116.9
STWD | 0 | 0 | 0 | 0 | 0 | 0
WT | 32.63 | 32.63 | 32.63 | 32.63 | 32.63 | 32.63
IGCC | 0 | 0 | 0 | 0 | 0 | 0
DemandResponse | 0 | 0 | 0 | 0 | 0 | 0
IGCC-CCS | 0 | 0 | 0 | 0 | 0 | 0
WT_off | 0 | 0 | 58.67 | 58.67 | 58.67 | 58.67
PseudoUnit | 0 | 0 | 0 | 0 | 0 | 0
FixedInterchange | 0 | 0 | 0 | 0 | 0 | 0
Base FOM Costs by Reporting Type: PJM_ROM
ReportingType | 2015 | 2020 | 2025 | 2030 | 2035 | 2040
BM | 1.81 | 1.81 | 1.81 | 1.81 | 1.81 | 1.81
CC | 142.43 | 174.53 | 145.82 | 151.1 | 216.26 | 432.39
CSP | 0 | 0 | 0 | 0 | 0 | 0
CT | 0.11 | 0.11 | 0.11 | 0.11 | 0.11 | 0.11
Coal | 592.25 | 612.74 | 652.83 | 866.09 | 896.42 | 914.12
Geo | 0 | 0 | 0 | 0 | 0 | 0
H | 19.83 | 19.83 | 19.83 | 19.83 | 19.83 | 19.83
LFG | 43.05 | 74.95 | 74.95 | 74.95 | 74.95 | 74.95
Nuc | 733.21 | 756.8 | 733.21 | 733.21 | 657.66 | 1060.55
PS | 35.92 | 35.92 | 35.92 | 35.92 | 35.92 | 35.92
PV | 0.06 | 24.33 | 39.89 | 44.49 | 46.76 | 49.15
PeakG | 30.83 | 44.67 | 41.32 | 41.32 | 41.32 | 41.32
PeakO | 45.95 | 58.57 | 46.94 | 46.94 | 46.94 | 46.94
ST | 0 | 0 | 0 | 0 | 0 | 0
STOG | 155.08 | 183.5 | 157.31 | 157.31 | 157.31 | 157.31
STWD | 2.24 | 2.81 | 2.29 | 2.29 | 2.29 | 2.29
WT | 38.48 | 38.48 | 59.54 | 222.65 | 222.65 | 222.65
IGCC | 0 | 0 | 0 | 0 | 0 | 0
DemandResponse | 0 | 0 | 0 | 0 | 0 | 0
IGCC-CCS | 0 | 0 | 0 | 0 | 0 | 0
WT_off | 0 | 0 | 0 | 0 | 0 | 0
PseudoUnit | 0 | 0 | 0 | 0 | 0 | 0
FixedInterchange | 0 | 0 | 0 | 0 | 0 | 0
Base FOM Costs by Reporting Type: PJM_ROR
ReportingType | 2015 | 2020 | 2025 | 2030 | 2035 | 2040
BM | 38.69 | 38.69 | 38.69 | 38.69 | 38.69 | 19.4
CC | 357.07 | 446.97 | 404.03 | 559.44 | 745.33 | 745.33
CSP | 0 | 0 | 0 | 0 | 0 | 0
CT | 0.19 | 0.19 | 0.19 | 0.19 | 17.23 | 17.23
Coal | 3428.72 | 3282.2 | 3349.56 | 3864.85 | 4385.21 | 4656.56
Geo | 0 | 0 | 0 | 0 | 0 | 0
H | 26.17 | 26.17 | 26.17 | 26.17 | 26.17 | 26.17
LFG | 65.06 | 65.06 | 126.87 | 126.87 | 126.87 | 126.87
Nuc | 2917.4 | 3014.07 | 2917.4 | 2791.17 | 2168.76 | 4415.45
PS | 73.14 | 73.14 | 73.14 | 73.14 | 73.14 | 73.14
PV | 0.35 | 0.35 | 0.35 | 0.35 | 0.35 | 0.35
PeakG | 325.76 | 481.29 | 337.93 | 436.45 | 464.24 | 464.24
PeakO | 48.69 | 65.15 | 52.22 | 52.22 | 52.22 | 52.22
ST | 0 | 0 | 0 | 0 | 0 | 0
STOG | 93.25 | 110.34 | 94.59 | 94.59 | 94.59 | 94.59
STWD | 6.22 | 7.78 | 6.34 | 6.34 | 6.34 | 6.34
WT | 322.6 | 322.6 | 327.98 | 327.98 | 327.98 | 385.95
IGCC | 0 | 0 | 0 | 0 | 0 | 0
DemandResponse | 0 | 0 | 0 | 0 | 0 | 0
IGCC-CCS | 0 | 0 | 0 | 0 | 0 | 0
WT_off | 0 | 0 | 0 | 0 | 0 | 0
PseudoUnit | 0 | 0 | 0 | 0 | 0 | 0
FixedInterchange | 0 | 0 | 0 | 0 | 0 | 0
Base FOM Costs by Reporting Type: SOCO
ReportingType | 2015 | 2020 | 2025 | 2030 | 2035 | 2040
BM | 5.53 | 5.53 | 5.53 | 5.53 | 5.53 | 5.53
CC | 511.87 | 633.85 | 535.37 | 605.43 | 684.35 | 684.35
CSP | 0 | 0 | 0 | 0 | 0 | 0
CT | 0 | 0 | 0 | 0 | 0 | 0
Coal | 1147.63 | 1220.03 | 1240.61 | 1403.53 | 1733.55 | 2016.69
Geo | 0 | 0 | 0 | 0 | 0 | 0
H | 59.74 | 59.74 | 59.74 | 59.74 | 59.74 | 59.74
LFG | 4.46 | 4.46 | 17.39 | 17.39 | 17.39 | 17.39
Nuc | 850.41 | 1045.67 | 1045.67 | 1045.67 | 1045.67 | 1199.16
PS | 39.76 | 39.76 | 39.76 | 39.76 | 39.76 | 39.76
PV | 0 | 0 | 0 | 0 | 0 | 0
PeakG | 182.94 | 270.92 | 189.83 | 246.58 | 262.59 | 262.59
PeakO | 23.06 | 29.9 | 24.46 | 24.99 | 24.99 | 24.99
ST | 0 | 0 | 0 | 0 | 0 | 0
STOG | 0 | 0 | 0 | 0 | 0 | 0
STWD | 0 | 0 | 0 | 0 | 0 | 0
WT | 0 | 0 | 0 | 0 | 0 | 0
IGCC | 0 | 0 | 0 | 0 | 0 | 0
DemandResponse | 0 | 0 | 0 | 0 | 0 | 0
IGCC-CCS | 0 | 0 | 0 | 0 | 0 | 0
WT_off | 0 | 0 | 0 | 0 | 0 | 0
PseudoUnit | 0 | 0 | 0 | 0 | 0 | 0
FixedInterchange | 0 | 0 | 0 | 0 | 0 | 0
Base FOM Costs by Reporting Type: SPP_N
ReportingType | 2015 | 2020 | 2025 | 2030 | 2035 | 2040
BM | 0 | 0 | 0 | 0 | 0 | 0
CC | 41.13 | 80.18 | 70.21 | 78.42 | 83.3 | 83.3
CSP | 0 | 0 | 0 | 0 | 0 | 0
CT | 0 | 0 | 0 | 5.43 | 13.65 | 20
Coal | 578.25 | 623.64 | 625.65 | 693.27 | 747.01 | 911.87
Geo | 0 | 0 | 0 | 0 | 0 | 0
H | 0.3 | 0.3 | 0.3 | 0.3 | 0.3 | 0.3
LFG | 0.84 | 0.84 | 12.28 | 12.28 | 12.28 | 12.28
Nuc | 160.51 | 168.89 | 168.89 | 168.89 | 168.89 | 168.89
PS | 0 | 0 | 0 | 0 | 0 | 0
PV | 0 | 0 | 0 | 0 | 0 | 0
PeakG | 74.97 | 117.69 | 105.7 | 105.7 | 105.7 | 105.7
PeakO | 34.89 | 44.84 | 35.94 | 35.94 | 35.94 | 35.94
ST | 0 | 0 | 0 | 0 | 0 | 0
STOG | 73.04 | 86.42 | 74.09 | 74.09 | 74.09 | 74.09
STWD | 0 | 0 | 0 | 0 | 0 | 0
WT | 41.99 | 41.99 | 41.99 | 54.62 | 61.69 | 61.69
IGCC | 0 | 0 | 0 | 0 | 0 | 0
DemandResponse | 0 | 0 | 0 | 0 | 0 | 0
IGCC-CCS | 0 | 0 | 0 | 0 | 0 | 0
WT_off | 0 | 0 | 0 | 0 | 0 | 0
PseudoUnit | 0 | 0 | 0 | 0 | 0 | 0
FixedInterchange | 0 | 0 | 0 | 0 | 0 | 0
Base FOM Costs by Reporting Type: SPP_S
ReportingType | 2015 | 2020 | 2025 | 2030 | 2035 | 2040
BM | 0 | 0 | 0 | 0 | 0 | 0
CC | 327.42 | 422.41 | 346.26 | 402.26 | 438.33 | 441.96
CSP | 0 | 0 | 0 | 0 | 0 | 0
CT | 2.76 | 4.77 | 4.77 | 4.77 | 4.77 | 4.77
Coal | 783.1 | 869.79 | 860.82 | 868.77 | 931.88 | 1154.25
Geo | 0 | 0 | 0 | 0 | 0 | 0
H | 30.03 | 30.03 | 30.03 | 30.03 | 30.03 | 30.03
LFG | 2.29 | 2.29 | 13.72 | 13.72 | 13.72 | 13.72
Nuc | 0.01 | 0.01 | 0.01 | 0.01 | 0.01 | 0.01
PS | 10.59 | 10.59 | 10.59 | 10.59 | 10.59 | 10.59
PV | 0 | 0 | 0 | 0 | 0 | 0
PeakG | 60.2 | 87.93 | 62.37 | 76.78 | 82.77 | 82.77
PeakO | 3.36 | 4.54 | 3.63 | 3.63 | 3.64 | 3.66
ST | 0 | 0 | 0 | 0 | 0 | 0
STOG | 333.45 | 394.56 | 338.23 | 338.23 | 338.23 | 338.23
STWD | 2.69 | 3.37 | 2.75 | 2.75 | 2.75 | 2.75
WT | 90.68 | 165.21 | 169.59 | 169.59 | 475.2 | 673.18
IGCC | 0 | 0 | 0 | 0 | 0 | 0
DemandResponse | 0 | 0 | 0 | 0 | 0 | 0
IGCC-CCS | 0 | 0 | 0 | 0 | 0 | 0
WT_off | 0 | 0 | 0 | 0 | 0 | 0
PseudoUnit | 0 | 0 | 0 | 0 | 0 | 0
FixedInterchange | 0 | 0 | 0 | 0 | 0 | 0
Base FOM Costs by Reporting Type: TVA
ReportingType | 2015 | 2020 | 2025 | 2030 | 2035 | 2040
BM | 0 | 0 | 0 | 0 | 0 | 0
CC | 152.84 | 216.11 | 188.99 | 198.02 | 222.47 | 222.47
CSP | 0 | 0 | 0 | 0 | 0 | 0
CT | 0 | 12.59 | 12.59 | 20.46 | 20.46 | 20.46
Coal | 998.81 | 1027.84 | 1066.82 | 1169.97 | 1359.71 | 1442.81
Geo | 0 | 0 | 0 | 0 | 0 | 0
H | 72.8 | 72.8 | 72.8 | 72.8 | 72.8 | 72.8
LFG | 1.57 | 1.57 | 14.49 | 14.49 | 14.49 | 14.49
Nuc | 1153.81 | 1199.07 | 1153.81 | 1153.81 | 788.03 | 1385.25
PS | 41.38 | 41.38 | 41.38 | 41.38 | 41.38 | 41.38
PV | 0 | 0 | 0 | 0 | 0 | 0
PeakG | 99.24 | 153.37 | 140.99 | 140.99 | 140.99 | 140.99
PeakO | 1.87 | 2.54 | 1.92 | 2.49 | 2.49 | 2.49
ST | 0 | 0 | 0 | 0 | 0 | 0
STOG | 0 | 0 | 0 | 0 | 0 | 0
STWD | 0.16 | 0.2 | 0.16 | 0.16 | 0.16 | 0.16
WT | 0.99 | 0.99 | 0.99 | 0.99 | 0.99 | 0.99
IGCC | 0 | 0 | 0 | 0 | 0 | 0
DemandResponse | 0 | 0 | 0 | 0 | 0 | 0
IGCC-CCS | 0 | 0 | 0 | 0 | 0 | 0
WT_off | 0 | 0 | 0 | 0 | 0 | 0
PseudoUnit | 0 | 0 | 0 | 0 | 0 | 0
FixedInterchange | 0 | 0 | 0 | 0 | 0 | 0
Base FOM Costs by Reporting Type: TVA_Transmission
ReportingType | 2015 | 2020 | 2025 | 2030 | 2035 | 2040
BM | 0 | 0 | 0 | 0 | 0 | 0
CC | 0 | 0 | 0 | 0 | 0 | 0
CSP | 0 | 0 | 0 | 0 | 0 | 0
CT | 0 | 0 | 0 | 0 | 0 | 0
Coal | 0 | 0 | 0 | 0 | 0 | 0
Geo | 0 | 0 | 0 | 0 | 0 | 0
H | 0 | 0 | 0 | 0 | 0 | 0
LFG | 0 | 0 | 0 | 0 | 0 | 0
Nuc | 0 | 0 | 0 | 0 | 0 | 0
PS | 0 | 0 | 0 | 0 | 0 | 0
PV | 0 | 0 | 0 | 0 | 0 | 0
PeakG | 0 | 0 | 0 | 0 | 0 | 0
PeakO | 0 | 0 | 0 | 0 | 0 | 0
ST | 0 | 0 | 0 | 0 | 0 | 0
STOG | 0 | 0 | 0 | 0 | 0 | 0
STWD | 0 | 0 | 0 | 0 | 0 | 0
WT | 0 | 0 | 0 | 0 | 0 | 0
IGCC | 0 | 0 | 0 | 0 | 0 | 0
DemandResponse | 0 | 0 | 0 | 0 | 0 | 0
IGCC-CCS | 0 | 0 | 0 | 0 | 0 | 0
WT_off | 0 | 0 | 0 | 0 | 0 | 0
PseudoUnit | 0 | 0 | 0 | 0 | 0 | 0
FixedInterchange | 0 | 0 | 0 | 0 | 0 | 0
Base FOM Costs by Reporting Type: VACAR
ReportingType | 2015 | 2020 | 2025 | 2030 | 2035 | 2040
BM | 0.09 | 35.53 | 104.82 | 118.98 | 131.16 | 148.21
CC | 199.15 | 255.6 | 244.9 | 279.78 | 374.42 | 447.6
CSP | 0 | 0 | 0 | 0 | 0 | 0
CT | 4.8 | 4.8 | 4.8 | 16.6 | 26.14 | 30.96
Coal | 1188.5 | 1101.07 | 1130.57 | 1289.67 | 1461.9 | 1549.66
Geo | 0 | 0 | 0 | 0 | 0 | 0
H | 30.23 | 30.23 | 30.23 | 30.23 | 30.23 | 30.23
LFG | 7.64 | 20.52 | 20.52 | 20.52 | 20.52 | 20.52
Nuc | 1664.13 | 1955.26 | 1870.92 | 1870.92 | 1398.04 | 2995.54
PS | 62.1 | 62.1 | 62.1 | 62.1 | 62.1 | 62.1
PV | 0.23 | 2.52 | 2.65 | 2.81 | 2.98 | 3.16
PeakG | 142.93 | 209.84 | 148.17 | 188.38 | 199.72 | 199.72
PeakO | 36.13 | 46.34 | 37.33 | 38.01 | 38.01 | 38.01
ST | 0 | 0 | 0 | 0 | 0 | 0
STOG | 4.04 | 4.78 | 4.1 | 4.1 | 4.1 | 4.1
STWD | 9.01 | 11.27 | 9.18 | 9.18 | 9.18 | 9.18
WT | 0.03 | 98.25 | 98.25 | 98.25 | 98.25 | 98.25
IGCC | 0 | 0 | 0 | 0 | 0 | 0
DemandResponse | 0 | 0 | 0 | 0 | 0 | 0
IGCC-CCS | 0 | 0 | 0 | 0 | 0 | 0
WT_off | 0.05 | 0.05 | 0.05 | 0.05 | 0.05 | 0.05
PseudoUnit | 0 | 0 | 0 | 0 | 0 | 0
FixedInterchange | 0 | 0 | 0 | 0 | 0 | 0
Base FOM Costs by Reporting Type: IESO
ReportingType | 2015 | 2020 | 2025 | 2030 | 2035 | 2040
BM | 32.8 | 32.8 | 32.8 | 32.8 | 32.8 | 32.8
CC | 102.75 | 102.75 | 102.75 | 102.75 | 119.77 | 173.73
CSP | 0 | 0 | 0 | 0 | 0 | 0
CT | 2.46 | 2.46 | 2.46 | 2.46 | 20.41 | 24.03
Coal | 0 | 0 | 0 | 0 | 0 | 0
Geo | 0 | 0 | 0 | 0 | 0 | 0
H | 123.83 | 123.83 | 123.83 | 123.83 | 123.83 | 123.83
LFG | 14.17 | 14.17 | 14.17 | 14.17 | 14.23 | 14.23
Nuc | 1895.33 | 1895.33 | 1895.33 | 1895.33 | 1745.37 | 2079.68
PS | 2.92 | 2.92 | 2.92 | 2.92 | 2.92 | 2.92
PV | 18.26 | 18.26 | 18.26 | 18.26 | 0.44 | 0.44
PeakG | 11.67 | 13.67 | 13.67 | 13.67 | 13.67 | 13.67
PeakO | 0.66 | 0.66 | 0.78 | 0.86 | 0.86 | 0.86
ST | 0 | 0 | 0 | 0 | 0 | 0
STOG | 0 | 0 | 0 | 0 | 0 | 0
STWD | 0 | 0 | 0 | 0 | 0 | 0
WT | 102.92 | 102.92 | 102.92 | 102.92 | 43.8 | 43.8
IGCC | 0 | 0 | 0 | 0 | 0 | 0
DemandResponse | 0 | 0 | 0 | 0 | 0 | 0
IGCC-CCS | 0 | 0 | 0 | 0 | 0 | 0
WT_off | 0 | 0 | 0 | 0 | 0 | 0
PseudoUnit | 0 | 0 | 0 | 0 | 0 | 0
FixedInterchange | 0 | 0 | 0 | 0 | 0 | 0
Base FOM Costs by Reporting Type: MAPP_CA
ReportingType | 2015 | 2020 | 2025 | 2030 | 2035 | 2040
BM | 0 | 0 | 0 | 0 | 0 | 0
CC | 34.87 | 42.47 | 45.6 | 54.78 | 64.17 | 64.17
CSP | 0 | 0 | 0 | 0 | 0 | 0
CT | 0 | 0 | 0 | 0 | 0.05 | 3.46
Coal | 48.71 | 49.51 | 53.13 | 53.13 | 53.13 | 65.36
Geo | 0 | 0 | 0 | 0 | 0 | 0
H | 92.24 | 92.24 | 92.24 | 92.24 | 92.24 | 92.24
LFG | 0 | 0 | 0 | 0 | 0 | 0
Nuc | 0.01 | 0.01 | 0.01 | 0.01 | 0.01 | 0.01
PS | 0 | 0 | 0 | 0 | 0 | 0
PV | 0 | 0 | 0 | 0 | 0 | 0
PeakG | 9.88 | 9.88 | 9.88 | 9.88 | 13.09 | 13.09
PeakO | 0.09 | 0.09 | 0.09 | 0.12 | 0.12 | 0.12
ST | 0 | 0 | 0 | 0 | 0 | 0
STOG | 5.54 | 5.54 | 5.54 | 5.54 | 5.54 | 5.54
STWD | 0 | 0 | 0 | 0 | 0 | 0
WT | 17.9 | 17.9 | 17.9 | 17.9 | 17.9 | 17.9
IGCC | 0 | 0 | 0 | 0 | 0 | 0
DemandResponse | 0 | 0 | 0 | 0 | 0 | 0
IGCC-CCS | 0 | 0 | 0 | 0 | 0 | 0
WT_off | 0 | 0 | 0 | 0 | 0 | 0
PseudoUnit | 0 | 0 | 0 | 0 | 0 | 0
FixedInterchange | 0 | 0 | 0 | 0 | 0 | 0
Base FOM Costs by Reporting Type: AZ_NM_SNV_Coal
ReportingType | 2015 | 2020 | 2025 | 2030 | 2035 | 2040
BM | 0 | 0 | 0 | 0 | 0 | 0
CC | 0 | 0 | 0 | 0 | 0 | 0
CSP | 0 | 0 | 0 | 0 | 0 | 0
CT | 0 | 0 | 0 | 0 | 0 | 0
Coal | 731.78 | 781.65 | 789.38 | 904.87 | 1033.76 | 1362.57
Geo | 0 | 0 | 0 | 0 | 0 | 0
H | 0 | 0 | 0 | 0 | 0 | 0
LFG | 0 | 0 | 0 | 0 | 0 | 0
Nuc | 0 | 0 | 0 | 0 | 0 | 0
PS | 0 | 0 | 0 | 0 | 0 | 0
PV | 0 | 0 | 0 | 0 | 0 | 0
PeakG | 0 | 0 | 0 | 0 | 0 | 0
PeakO | 5.77 | 7.38 | 6 | 5.55 | 5.55 | 0
ST | 0 | 0 | 0 | 0 | 0 | 0
STOG | 0 | 0 | 0 | 0 | 0 | 0
STWD | 0 | 0 | 0 | 0 | 0 | 0
WT | 0 | 0 | 0 | 0 | 0 | 0
IGCC | 0 | 0 | 0 | 0 | 0 | 0
DemandResponse | 0 | 0 | 0 | 0 | 0 | 0
IGCC-CCS | 0 | 0 | 0 | 0 | 0 | 0
WT_off | 0 | 0 | 0 | 0 | 0 | 0
PseudoUnit | 0 | 0 | 0 | 0 | 0 | 0
FixedInterchange | 0 | 0 | 0 | 0 | 0 | 0
Base FOM Costs by Reporting Type: AZ_NM_SNV_Gas
ReportingType | 2015 | 2020 | 2025 | 2030 | 2035 | 2040
BM | 0 | 0 | 0 | 0 | 0 | 0
CC | 449.19 | 582.37 | 481.61 | 555.46 | 688.78 | 688.78
CSP | 0 | 0 | 0 | 0 | 0 | 0
CT | 4.93 | 4.93 | 4.93 | 4.93 | 0 | 0
Coal | 0 | 0 | 0 | 0 | 0 | 0
Geo | 0 | 0 | 0 | 0 | 0 | 0
H | 0 | 0 | 0 | 0 | 0 | 0
LFG | 0 | 0 | 0 | 0 | 0 | 0
Nuc | 0 | 0 | 0 | 0 | 0 | 0
PS | 0 | 0 | 0 | 0 | 0 | 0
PV | 0 | 0 | 0 | 0 | 0 | 0
PeakG | 63.97 | 93.45 | 74.33 | 87.99 | 87.99 | 9.91
PeakO | 0 | 0 | 0 | 0 | 0 | 0
ST | 0 | 0 | 0 | 0 | 0 | 0
STOG | 0 | 0 | 0 | 0 | 0 | 0
STWD | 0 | 0 | 0 | 0 | 0 | 0
WT | 0 | 0 | 0 | 0 | 0 | 0
IGCC | 0 | 0 | 0 | 0 | 0 | 0
DemandResponse | 0 | 0 | 0 | 0 | 0 | 0
IGCC-CCS | 0 | 0 | 0 | 0 | 0 | 0
WT_off | 0 | 0 | 0 | 0 | 0 | 0
PseudoUnit | 0 | 0 | 0 | 0 | 0 | 0
FixedInterchange | 0 | 0 | 0 | 0 | 0 | 0
Base FOM Costs by Reporting Type: AZ_NM_SNV_NucRenew
ReportingType | 2015 | 2020 | 2025 | 2030 | 2035 | 2040
BM | 0 | 0 | 0 | 0 | 0 | 0
CC | 0 | 0 | 0 | 0 | 0 | 0
CSP | 0 | 0 | 0 | 0 | 0 | 0
CT | 0 | 0 | 0 | 0 | 0 | 0
Coal | 0 | 0 | 0 | 0 | 0 | 0
Geo | 0 | 0 | 122.18 | 122.18 | 122.18 | 122.18
H | 44.6 | 44.6 | 44.6 | 44.6 | 44.6 | 44.6
LFG | 0.84 | 8.14 | 8.14 | 8.14 | 8.14 | 8.14
Nuc | 484.16 | 564.17 | 564.17 | 564.17 | 564.17 | 564.17
PS | 5.13 | 5.13 | 5.13 | 5.13 | 5.13 | 5.13
PV | 2.38 | 2.38 | 2.38 | 2.38 | 2.38 | 2.38
PeakG | 0 | 0 | 0 | 0 | 0 | 0
PeakO | 0 | 0 | 0 | 0 | 0 | 0
ST | 17.92 | 47.89 | 66.46 | 72.31 | 72.31 | 72.31
STOG | 0 | 0 | 0 | 0 | 0 | 0
STWD | 0.83 | 1.04 | 0.85 | 0.85 | 0.85 | 0.85
WT | 17.57 | 349.23 | 349.23 | 360.54 | 360.54 | 360.54
IGCC | 0 | 0 | 0 | 0 | 0 | 0
DemandResponse | 0 | 0 | 0 | 0 | 0 | 0
IGCC-CCS | 0 | 0 | 0 | 0 | 0 | 0
WT_off | 0 | 0 | 0 | 0 | 0 | 0
PseudoUnit | 0 | 0 | 0 | 0 | 0 | 0
FixedInterchange | 0 | 0 | 0 | 0 | 0 | 0
Base FOM Costs by Reporting Type: ERCOT
ReportingType | 2015 | 2020 | 2025 | 2030 | 2035 | 2040
BM | 14.57 | 14.57 | 14.57 | 14.57 | 14.57 | 14.57
CC | 884.3 | 1172.18 | 990.87 | 1067.26 | 1257.26 | 1315.97
CSP | 0 | 0 | 0 | 0 | 0 | 0
CT | 1.67 | 1.67 | 1.67 | 1.67 | 1.67 | 1.67
Coal | 1175.78 | 1362.67 | 1256.35 | 1310.78 | 1466.71 | 1773.28
Geo | 0 | 0 | 0 | 0 | 0 | 0
H | 8.05 | 8.05 | 8.05 | 8.05 | 8.05 | 8.05
LFG | 9.05 | 9.05 | 9.05 | 51.64 | 51.64 | 51.64
Nuc | 574.09 | 734.71 | 741.22 | 741.22 | 741.22 | 741.22
PS | 0 | 0 | 0 | 0 | 0 | 0
PV | 0.25 | 0.25 | 0.25 | 0.25 | 0.01 | 0.01
PeakG | 80.63 | 119.03 | 114.62 | 114.62 | 114.62 | 114.62
PeakO | 1.29 | 1.86 | 1.53 | 1.53 | 1.53 | 1.53
ST | 0 | 0 | 0 | 0 | 0 | 0
STOG | 749.9 | 887.33 | 760.65 | 760.65 | 760.65 | 760.65
STWD | 0 | 0 | 0 | 0 | 0 | 0
WT | 315.42 | 315.42 | 315.42 | 315.42 | 315.42 | 320.84
IGCC | 0 | 0 | 0 | 0 | 0 | 0
DemandResponse | 0 | 0 | 0 | 0 | 0 | 0
IGCC-CCS | 0 | 0 | 0 | 0 | 0 | 0
WT_off | 0 | 0 | 0 | 0 | 0 | 0
PseudoUnit | 0 | 0 | 0 | 0 | 0 | 0
FixedInterchange | 0 | 0 | 0 | 0 | 0 | 0
Base FOM Costs by Reporting Type: NP15
ReportingType | 2015 | 2020 | 2025 | 2030 | 2035 | 2040
BM | 0 | 0 | 0 | 0 | 0 | 0
CC | 205.4 | 258.04 | 212.25 | 226.85 | 253.32 | 254.65
CSP | 0 | 0 | 0 | 0 | 0 | 0
CT | 2.42 | 12.12 | 40.49 | 85.76 | 131.23 | 178.11
Coal | 1.65 | 0 | 0 | 0 | 0 | 0
Geo | 100.8 | 117.73 | 151.36 | 151.36 | 151.36 | 151.36
H | 125.7 | 125.7 | 125.7 | 125.7 | 125.7 | 125.7
LFG | 10.26 | 78.24 | 78.24 | 78.24 | 78.24 | 78.24
Nuc | 302.44 | 364.27 | 334.86 | 334.86 | 334.86 | 334.86
PS | 53.58 | 53.58 | 53.58 | 53.58 | 53.58 | 53.58
PV | 0.89 | 0.89 | 0.89 | 0.89 | 0.89 | 0.89
PeakG | 56.04 | 82.34 | 58.1 | 74.01 | 78.49 | 78.49
PeakO | 10.26 | 13.08 | 10.48 | 10.49 | 10.49 | 10.49
ST | 1.86 | 1.86 | 1.86 | 1.86 | 1.86 | 1.86
STOG | 167.55 | 198.25 | 169.95 | 169.95 | 169.95 | 169.95
STWD | 14.17 | 17.73 | 14.44 | 14.44 | 14.44 | 14.44
WT | 40.21 | 132.82 | 132.82 | 132.82 | 132.82 | 132.82
IGCC | 0 | 0 | 0 | 0 | 0 | 0
DemandResponse | 0 | 0 | 0 | 0 | 0 | 0
IGCC-CCS | 0 | 0 | 0 | 0 | 0 | 0
WT_off | 0 | 0 | 0 | 0 | 0 | 0
PseudoUnit | 0 | 0 | 0 | 0 | 0 | 0
FixedInterchange | 0 | 0 | 0 | 0 | 0 | 0
Base FOM Costs by Reporting Type: NWPP_Coal
ReportingType | 2015 | 2020 | 2025 | 2030 | 2035 | 2040
BM | 0 | 0 | 0 | 0 | 0 | 0
CC | 0 | 0 | 0 | 0 | 0 | 0
CSP | 0 | 0 | 0 | 0 | 0 | 0
CT | 0 | 0 | 0 | 0 | 0 | 0
Coal | 849.1 | 903.27 | 941.97 | 996.32 | 1154.37 | 1256.46
Geo | 0 | 0 | 0 | 0 | 0 | 0
H | 0 | 0 | 0 | 0 | 0 | 0
LFG | 0 | 0 | 0 | 0 | 0 | 0
Nuc | 0 | 0 | 0 | 0 | 0 | 0
PS | 0 | 0 | 0 | 0 | 0 | 0
PV | 0 | 0 | 0 | 0 | 0 | 0
PeakG | 0 | 0 | 0 | 0 | 0 | 0
PeakO | 0 | 0 | 0 | 0 | 0 | 0
ST | 0 | 0 | 0 | 0 | 0 | 0
STOG | 0 | 0 | 0 | 0 | 0 | 0
STWD | 0 | 0 | 0 | 0 | 0 | 0
WT | 0 | 0 | 0 | 0 | 0 | 0
IGCC | 0 | 0 | 0 | 0 | 0 | 0
DemandResponse | 0 | 0 | 0 | 0 | 0 | 0
IGCC-CCS | 0 | 0 | 0 | 0 | 0 | 0
WT_off | 0 | 0 | 0 | 0 | 0 | 0
PseudoUnit | 0 | 0 | 0 | 0 | 0 | 0
FixedInterchange | 0 | 0 | 0 | 0 | 0 | 0
Base FOM Costs by Reporting Type: NWPP_Gas
ReportingType | 2015 | 2020 | 2025 | 2030 | 2035 | 2040
BM | 0 | 0 | 0 | 0 | 0 | 0
CC | 192.07 | 243.03 | 202.65 | 280.56 | 375.51 | 393.02
CSP | 0 | 0 | 0 | 0 | 0 | 0
CT | 1 | 1 | 1 | 1 | 0 | 0
Coal | 0 | 0 | 0 | 0 | 0 | 27.82
Geo | 0 | 0 | 0 | 0 | 0 | 0
H | 0 | 0 | 0 | 0 | 0 | 0
LFG | 0 | 0 | 0 | 0 | 0 | 0
Nuc | 0 | 0 | 0 | 0 | 0 | 0
PS | 0 | 0 | 0 | 0 | 0 | 0
PV | 0 | 0 | 0 | 0 | 0 | 0
PeakG | 0 | 0 | 0 | 0 | 0 | 0
PeakO | 0 | 0 | 0 | 0 | 0 | 0
ST | 0 | 0 | 0 | 0 | 0 | 0
STOG | 0 | 0 | 0 | 0 | 0 | 0
STWD | 0 | 0 | 0 | 0 | 0 | 0
WT | 0 | 0 | 0 | 0 | 0 | 0
IGCC | 0 | 0 | 0 | 0 | 0 | 0
DemandResponse | 0 | 0 | 0 | 0 | 0 | 0
IGCC-CCS | 0 | 0 | 0 | 0 | 0 | 0
WT_off | 0 | 0 | 0 | 0 | 0 | 0
PseudoUnit | 0 | 0 | 0 | 0 | 0 | 0
FixedInterchange | 0 | 0 | 0 | 0 | 0 | 0
Base FOM Costs by Reporting Type: NWPP_NucRenew
ReportingType | 2015 | 2020 | 2025 | 2030 | 2035 | 2040
BM | 3.27 | 3.27 | 3.27 | 3.27 | 3.27 | 3.27
CC | 0 | 0 | 0 | 0 | 0 | 0
CSP | 0 | 0 | 0 | 0 | 0 | 0
CT | 0 | 0 | 0 | 0 | 0 | 0
Coal | 0 | 0 | 0 | 0 | 0 | 0
Geo | 35.81 | 35.81 | 72.38 | 72.38 | 72.38 | 72.38
H | 480.54 | 480.54 | 480.54 | 480.54 | 480.54 | 480.54
LFG | 15.5 | 17.98 | 42.35 | 44.91 | 44.91 | 44.91
Nuc | 164.67 | 164.67 | 164.67 | 164.67 | 164.67 | 225.13
PS | 6.12 | 6.12 | 6.12 | 6.12 | 6.12 | 6.12
PV | 0.04 | 0.04 | 0.04 | 0.04 | 0.04 | 0.04
PeakG | 0 | 0 | 0 | 0 | 0 | 0
PeakO | 0 | 0 | 0 | 0 | 0 | 0
ST | 0 | 0 | 0 | 0 | 0 | 0
STOG | 0 | 0 | 0 | 0 | 0 | 0
STWD | 2.8 | 3.51 | 2.86 | 2.86 | 2.86 | 2.86
WT | 228.93 | 228.93 | 228.93 | 228.93 | 228.93 | 228.93
IGCC | 0 | 0 | 0 | 0 | 0 | 0
DemandResponse | 0 | 0 | 0 | 0 | 0 | 0
IGCC-CCS | 0 | 0 | 0 | 0 | 0 | 0
WT_off | 0 | 0 | 0 | 0 | 0 | 0
PseudoUnit | 0 | 0 | 0 | 0 | 0 | 0
FixedInterchange | 0 | 0 | 0 | 0 | 0 | 0
Base FOM Costs by Reporting Type: RMPA
ReportingType | 2015 | 2020 | 2025 | 2030 | 2035 | 2040
BM | 0 | 0 | 0 | 0 | 0 | 0
CC | 79.71 | 101.34 | 81.4 | 99.64 | 99.64 | 99.64
CSP | 0 | 0 | 0 | 0 | 0 | 0
CT | 1.02 | 1.02 | 1.02 | 1.02 | 1.02 | 1.02
Coal | 479.47 | 497.23 | 502.02 | 532.4 | 617.34 | 770.3
Geo | 0 | 35.74 | 216.56 | 216.56 | 216.56 | 216.56
H | 13.99 | 13.99 | 13.99 | 13.99 | 13.99 | 13.99
LFG | 0.89 | 4.37 | 4.37 | 4.37 | 4.37 | 4.37
Nuc | 0.01 | 0.01 | 0.01 | 0.01 | 0.01 | 0.01
PS | 13.37 | 13.37 | 13.37 | 13.37 | 13.37 | 13.37
PV | 0.31 | 0.31 | 0.31 | 0.31 | 0.31 | 0.31
PeakG | 48.87 | 72.26 | 50.7 | 61.6 | 69.81 | 69.81
PeakO | 5.49 | 6.99 | 5.61 | 5.61 | 5.61 | 5.61
ST | 0.19 | 24.36 | 26.25 | 28.38 | 28.38 | 28.38
STOG | 0 | 0 | 0 | 0 | 0 | 0
STWD | 0 | 0 | 0 | 0 | 0 | 0
WT | 67.62 | 67.62 | 67.62 | 67.62 | 67.62 | 67.62
IGCC | 0 | 0 | 0 | 0 | 0 | 0
DemandResponse | 0 | 0 | 0 | 0 | 0 | 0
IGCC-CCS | 0 | 0 | 0 | 0 | 0 | 0
WT_off | 0 | 0 | 0 | 0 | 0 | 0
PseudoUnit | 0 | 0 | 0 | 0 | 0 | 0
FixedInterchange | 0 | 0 | 0 | 0 | 0 | 0
Base FOM Costs by Reporting Type: SP15
ReportingType | 2015 | 2020 | 2025 | 2030 | 2035 | 2040
BM | 0.6 | 0.6 | 0.6 | 0.6 | 0.6 | 0.6
CC | 299.75 | 377.64 | 311.5 | 321.09 | 355.07 | 364.66
CSP | 0 | 0 | 0 | 0 | 0 | 0
CT | 0 | 0 | 0 | 0 | 0 | 0
Coal | 6.4 | 8.11 | 7.61 | 8.09 | 0 | 0
Geo | 86.16 | 208.35 | 208.35 | 208.35 | 208.35 | 208.35
H | 16.57 | 16.57 | 16.57 | 16.57 | 16.57 | 16.57
LFG | 26.93 | 93.8 | 93.8 | 93.8 | 93.8 | 93.8
Nuc | 327.58 | 356.35 | 327.58 | 327.58 | 327.58 | 447.86
PS | 34.19 | 34.19 | 34.19 | 34.19 | 34.19 | 34.19
PV | 1.87 | 1.87 | 1.87 | 1.87 | 1.8 | 1.8
PeakG | 76.73 | 111.44 | 93.22 | 103.59 | 103.59 | 103.59
PeakO | 1.47 | 1.91 | 1.53 | 1.53 | 1.53 | 1.53
ST | 28.67 | 28.67 | 28.67 | 28.67 | 28.67 | 28.67
STOG | 450.09 | 532.57 | 456.54 | 456.54 | 456.54 | 456.54
STWD | 3.81 | 4.77 | 3.89 | 3.89 | 3.89 | 3.89
WT | 71.03 | 71.03 | 71.03 | 71.03 | 71.03 | 71.03
IGCC | 0 | 0 | 0 | 0 | 0 | 0
DemandResponse | 0 | 0 | 0 | 0 | 0 | 0
IGCC-CCS | 0 | 0 | 0 | 0 | 0 | 0
WT_off | 0 | 0 | 0 | 0 | 0 | 0
PseudoUnit | 0 | 0 | 0 | 0 | 0 | 0
FixedInterchange | 0 | 0 | 0 | 0 | 0 | 0
Base FOM Costs by Reporting Type: ALB
ReportingType | 2015 | 2020 | 2025 | 2030 | 2035 | 2040
BM | 0 | 0 | 0 | 0 | 0 | 0
CC | 71 | 80.84 | 92.11 | 116.41 | 134.95 | 149.69
CSP | 0 | 0 | 0 | 0 | 0 | 0
CT | 1.35 | 1.35 | 1.35 | 1.35 | 0 | 0
Coal | 380.9 | 399.22 | 412.86 | 439.17 | 499.16 | 562.47
Geo | 0 | 0 | 0 | 0 | 0 | 0
H | 12.99 | 12.99 | 12.99 | 12.99 | 12.99 | 12.99
LFG | 1.21 | 1.21 | 1.21 | 1.21 | 1.21 | 1.21
Nuc | 0.01 | 0.01 | 0.01 | 0.01 | 0.01 | 0.01
PS | 0 | 0 | 0 | 0 | 0 | 0
PV | 0 | 0 | 0 | 0 | 0 | 0
PeakG | 24.53 | 22.94 | 22.94 | 22.94 | 32.32 | 32.32
PeakO | 0 | 0 | 0 | 0 | 0 | 0
ST | 0 | 0 | 0 | 0 | 0 | 0
STOG | 0 | 0 | 0 | 0 | 0 | 0
STWD | 0 | 0 | 0 | 0 | 0 | 0
WT | 22.94 | 22.94 | 22.94 | 22.94 | 22.94 | 22.94
IGCC | 0 | 0 | 0 | 0 | 0 | 0
DemandResponse | 0 | 0 | 0 | 0 | 0 | 0
IGCC-CCS | 0 | 0 | 0 | 0 | 0 | 0
WT_off | 0 | 0 | 0 | 0 | 0 | 0
PseudoUnit | 0 | 0 | 0 | 0 | 0 | 0
FixedInterchange | 0 | 0 | 0 | 0 | 0 | 0
Base FOM Costs by Reporting Type: BC
ReportingType | 2015 | 2020 | 2025 | 2030 | 2035 | 2040
BM | 0 | 0 | 0 | 0 | 0 | 0
CC | 22.49 | 28.74 | 38.15 | 46.31 | 58.39 | 70.14
CSP | 0 | 0 | 0 | 0 | 0 | 0
CT | 0 | 0 | 0 | 0 | 0 | 0
Coal | 0 | 0 | 0 | 0 | 0 | 0
Geo | 0 | 0 | 0 | 0 | 0 | 0
H | 173.22 | 173.22 | 173.22 | 173.22 | 173.22 | 173.22
LFG | 2.9 | 2.9 | 2.9 | 2.9 | 2.9 | 2.9
Nuc | 0.01 | 0.01 | 0.01 | 0.01 | 0.01 | 0.01
PS | 0 | 0 | 0 | 0 | 0 | 0
PV | 0 | 0 | 0 | 0 | 0 | 0
PeakG | 2.66 | 2.77 | 3.3 | 3.3 | 3.3 | 3.3
PeakO | 1.16 | 1.29 | 1.29 | 1.29 | 1.29 | 1.29
ST | 0 | 0 | 0 | 0 | 0 | 0
STOG | 0 | 0 | 0 | 0 | 0 | 0
STWD | 16.34 | 16.34 | 16.34 | 16.34 | 16.34 | 16.34
WT | 7.53 | 7.53 | 7.53 | 7.53 | 7.53 | 7.53
IGCC | 0 | 0 | 0 | 0 | 0 | 0
DemandResponse | 0 | 0 | 0 | 0 | 0 | 0
IGCC-CCS | 0 | 0 | 0 | 0 | 0 | 0
WT_off | 0 | 0 | 0 | 0 | 0 | 0
PseudoUnit | 0 | 0 | 0 | 0 | 0 | 0
FixedInterchange | 0 | 0 | 0 | 0 | 0 | 0
Base FOM Costs by Reporting Type: HQ_IESO
ReportingType | 2015 | 2020 | 2025 | 2030 | 2035 | 2040
BM | 0 | 0 | 0 | 0 | 0 | 0
CC | 0 | 0 | 0 | 0 | 0 | 0
CSP | 0 | 0 | 0 | 0 | 0 | 0
CT | 0 | 0 | 0 | 0 | 0 | 0
Coal | 0 | 0 | 0 | 0 | 0 | 0
Geo | 0 | 0 | 0 | 0 | 0 | 0
H | 0 | 0 | 0 | 0 | 0 | 0
LFG | 0 | 0 | 0 | 0 | 0 | 0
Nuc | 0.01 | 0.01 | 0.01 | 0.01 | 0.01 | 0.01
PS | 0 | 0 | 0 | 0 | 0 | 0
PV | 0 | 0 | 0 | 0 | 0 | 0
PeakG | 0 | 0 | 0 | 0 | 0 | 0
PeakO | 0 | 0 | 0 | 0 | 0 | 0
ST | 0 | 0 | 0 | 0 | 0 | 0
STOG | 0 | 0 | 0 | 0 | 0 | 0
STWD | 0 | 0 | 0 | 0 | 0 | 0
WT | 0 | 0 | 0 | 0 | 0 | 0
IGCC | 0 | 0 | 0 | 0 | 0 | 0
DemandResponse | 0 | 0 | 0 | 0 | 0 | 0
IGCC-CCS | 0 | 0 | 0 | 0 | 0 | 0
WT_off | 0 | 0 | 0 | 0 | 0 | 0
PseudoUnit | 0 | 0 | 0 | 0 | 0 | 0
FixedInterchange | 0 | 0 | 0 | 0 | 0 | 0
Base FOM Costs by Reporting Type: HQ_NEISO
ReportingType | 2015 | 2020 | 2025 | 2030 | 2035 | 2040
BM | 0 | 0 | 0 | 0 | 0 | 0
CC | 0 | 0 | 0 | 0 | 0 | 0
CSP | 0 | 0 | 0 | 0 | 0 | 0
CT | 0 | 0 | 0 | 0 | 0 | 0
Coal | 0 | 0 | 0 | 0 | 0 | 0
Geo | 0 | 0 | 0 | 0 | 0 | 0
H | 0 | 0 | 0 | 0 | 0 | 0
LFG | 0 | 0 | 0 | 0 | 0 | 0
Nuc | 0.01 | 0.01 | 0.01 | 0.01 | 0.01 | 0.01
PS | 0 | 0 | 0 | 0 | 0 | 0
PV | 0 | 0 | 0 | 0 | 0 | 0
PeakG | 0 | 0 | 0 | 0 | 0 | 0
PeakO | 0 | 0 | 0 | 0 | 0 | 0
ST | 0 | 0 | 0 | 0 | 0 | 0
STOG | 0 | 0 | 0 | 0 | 0 | 0
STWD | 0 | 0 | 0 | 0 | 0 | 0
WT | 0 | 0 | 0 | 0 | 0 | 0
IGCC | 0 | 0 | 0 | 0 | 0 | 0
DemandResponse | 0 | 0 | 0 | 0 | 0 | 0
IGCC-CCS | 0 | 0 | 0 | 0 | 0 | 0
WT_off | 0 | 0 | 0 | 0 | 0 | 0
PseudoUnit | 0 | 0 | 0 | 0 | 0 | 0
FixedInterchange | 0 | 0 | 0 | 0 | 0 | 0
Base FOM Costs by Reporting Type: HQ_NY
ReportingType | 2015 | 2020 | 2025 | 2030 | 2035 | 2040
BM | 0 | 0 | 0 | 0 | 0 | 0
CC | 0 | 0 | 0 | 0 | 0 | 0
CSP | 0 | 0 | 0 | 0 | 0 | 0
CT | 0 | 0 | 0 | 0 | 0 | 0
Coal | 0 | 0 | 0 | 0 | 0 | 0
Geo | 0 | 0 | 0 | 0 | 0 | 0
H | 0 | 0 | 0 | 0 | 0 | 0
LFG | 0 | 0 | 0 | 0 | 0 | 0
Nuc | 0.01 | 0.01 | 0.01 | 0.01 | 0.01 | 0.01
PS | 0 | 0 | 0 | 0 | 0 | 0
PV | 0 | 0 | 0 | 0 | 0 | 0
PeakG | 0 | 0 | 0 | 0 | 0 | 0
PeakO | 0 | 0 | 0 | 0 | 0 | 0
ST | 0 | 0 | 0 | 0 | 0 | 0
STOG | 0 | 0 | 0 | 0 | 0 | 0
STWD | 0 | 0 | 0 | 0 | 0 | 0
WT | 0 | 0 | 0 | 0 | 0 | 0
IGCC | 0 | 0 | 0 | 0 | 0 | 0
DemandResponse | 0 | 0 | 0 | 0 | 0 | 0
IGCC-CCS | 0 | 0 | 0 | 0 | 0 | 0
WT_off | 0 | 0 | 0 | 0 | 0 | 0
PseudoUnit | 0 | 0 | 0 | 0 | 0 | 0
FixedInterchange | 0 | 0 | 0 | 0 | 0 | 0
Base FOM Costs by Reporting Type: MARITIMES
ReportingType | 2015 | 2020 | 2025 | 2030 | 2035 | 2040
BM | 0 | 0 | 0 | 0 | 0 | 0
CC | 0 | 0 | 0 | 0 | 0 | 0
CSP | 0 | 0 | 0 | 0 | 0 | 0
CT | 0 | 0 | 0 | 0 | 0 | 0
Coal | 0 | 0 | 0 | 0 | 0 | 0
Geo | 0 | 0 | 0 | 0 | 0 | 0
H | 0 | 0 | 0 | 0 | 0 | 0
LFG | 0 | 0 | 0 | 0 | 0 | 0
Nuc | 0.01 | 0.01 | 0.01 | 0.01 | 0.01 | 0.01
PS | 0 | 0 | 0 | 0 | 0 | 0
PV | 0 | 0 | 0 | 0 | 0 | 0
PeakG | 0 | 0 | 0 | 0 | 0 | 0
PeakO | 0 | 0 | 0 | 0 | 0 | 0
ST | 0 | 0 | 0 | 0 | 0 | 0
STOG | 0 | 0 | 0 | 0 | 0 | 0
STWD | 0 | 0 | 0 | 0 | 0 | 0
WT | 0 | 0 | 0 | 0 | 0 | 0
IGCC | 0 | 0 | 0 | 0 | 0 | 0
DemandResponse | 0 | 0 | 0 | 0 | 0 | 0
IGCC-CCS | 0 | 0 | 0 | 0 | 0 | 0
WT_off | 0 | 0 | 0 | 0 | 0 | 0
PseudoUnit | 0 | 0 | 0 | 0 | 0 | 0
FixedInterchange | 0 | 0 | 0 | 0 | 0 | 0
Base FOM Costs by Reporting Type: All
ReportingType | 2015 | 2020 | 2025 | 2030 | 2035 | 2040
BM | 125.73 | 161.17 | 230.46 | 244.62 | 256.8 | 254.56
CC | 6437.35 | 8365.22 | 7192 | 8122.44 | 9671.92 | 10350.92
CSP | 0 | 0 | 0 | 0 | 0 | 0
CT | 43.8 | 91.13 | 132.37 | 245.51 | 416.4 | 520.36
Coal | 18485.66 | 19034.15 | 19119.74 | 21179.73 | 23920.74 | 27186.94
Geo | 226.72 | 401.57 | 774.79 | 774.79 | 774.79 | 774.79
H | 1511 | 1511 | 1511 | 1511 | 1511 | 1511
LFG | 498.94 | 733.94 | 999.86 | 1086.91 | 1086.97 | 1086.97
Nuc | 16696.36 | 17842.96 | 17313.01 | 17728.25 | 14523.5 | 21350.19
PS | 517.25 | 517.25 | 517.25 | 517.25 | 517.25 | 517.25
PV | 26.7 | 63.66 | 82.6 | 87.83 | 72.08 | 75.15
PeakG | 2068.99 | 3028.6 | 2298.93 | 2739.46 | 2864.5 | 2786.42
PeakO | 595.9 | 779.81 | 631.75 | 634.57 | 634.59 | 629.06
ST | 48.64 | 102.78 | 123.24 | 131.22 | 131.22 | 131.22
STOG | 2942.19 | 3480.39 | 2980.45 | 2980.45 | 2980.45 | 2980.45
STWD | 112.06 | 136.11 | 113.94 | 113.94 | 113.94 | 113.94
WT | 2034.5 | 2802.84 | 3002.98 | 3254.87 | 3575.59 | 3876.57
IGCC | 30.22 | 30.22 | 30.22 | 30.22 | 30.22 | 30.22
DemandResponse | 0 | 0 | 0 | 0 | 0 | 0
IGCC-CCS | 0 | 0 | 0 | 0 | 0 | 0
WT_off | 25.01 | 25.01 | 83.68 | 83.68 | 58.72 | 58.72
PseudoUnit | 0 | 0 | 0 | 0 | 0 | 0
FixedInterchange | 0 | 0 | 0 | 0 | 0 | 0
Base FOM Costs by Reporting Type: EI_US
ReportingType | 2015 | 2020 | 2025 | 2030 | 2035 | 2040
BM | 74.48 | 109.92 | 179.22 | 193.37 | 205.56 | 203.31
CC | 4095.82 | 5375.81 | 4633.11 | 5251.32 | 6265.04 | 6776.45
CSP | 0 | 0 | 0 | 0 | 0 | 0
CT | 28.95 | 66.58 | 79.44 | 147.32 | 262.01 | 312.05
Coal | 14811.88 | 15032.49 | 15156.41 | 16934.96 | 19096.27 | 21368.68
Geo | 3.95 | 3.95 | 3.95 | 3.95 | 3.95 | 3.95
H | 419.29 | 419.29 | 419.29 | 419.29 | 419.29 | 419.29
LFG | 417.2 | 504.07 | 745.62 | 787.52 | 787.52 | 787.52
Nuc | 12948.03 | 13763.39 | 13285.11 | 13700.35 | 10645.57 | 16957.2
PS | 401.94 | 401.94 | 401.94 | 401.94 | 401.94 | 401.94
PV | 2.71 | 39.67 | 58.6 | 63.84 | 66.21 | 69.27
PeakG | 1694.01 | 2500.81 | 1858.16 | 2247.85 | 2347.62 | 2347.62
PeakO | 569.71 | 746.54 | 604.45 | 607.61 | 607.62 | 607.63
ST | 0 | 0 | 0 | 0 | 0 | 0
STOG | 1569.12 | 1856.7 | 1587.78 | 1587.78 | 1587.78 | 1587.78
STWD | 74.1 | 92.72 | 75.55 | 75.55 | 75.55 | 75.55
WT | 1142.42 | 1486.49 | 1686.64 | 1927.21 | 2307.05 | 2602.62
IGCC | 30.22 | 30.22 | 30.22 | 30.22 | 30.22 | 30.22
DemandResponse | 0 | 0 | 0 | 0 | 0 | 0
IGCC-CCS | 0 | 0 | 0 | 0 | 0 | 0
WT_off | 25.01 | 25.01 | 83.68 | 83.68 | 58.72 | 58.72
PseudoUnit | 0 | 0 | 0 | 0 | 0 | 0
FixedInterchange | 0 | 0 | 0 | 0 | 0 | 0
Base FOM Costs by Reporting Type: EI_Canada
ReportingType | 2015 | 2020 | 2025 | 2030 | 2035 | 2040
BM | 32.8 | 32.8 | 32.8 | 32.8 | 32.8 | 32.8
CC | 137.62 | 145.22 | 148.35 | 157.53 | 183.94 | 237.91
CSP | 0 | 0 | 0 | 0 | 0 | 0
CT | 2.46 | 2.46 | 2.46 | 2.46 | 20.46 | 27.5
Coal | 48.71 | 49.51 | 53.13 | 53.13 | 53.13 | 65.36
Geo | 0 | 0 | 0 | 0 | 0 | 0
H | 216.06 | 216.06 | 216.06 | 216.06 | 216.06 | 216.06
LFG | 14.17 | 14.17 | 14.17 | 14.17 | 14.23 | 14.23
Nuc | 1895.36 | 1895.36 | 1895.36 | 1895.36 | 1745.4 | 2079.7
PS | 2.92 | 2.92 | 2.92 | 2.92 | 2.92 | 2.92
PV | 18.26 | 18.26 | 18.26 | 18.26 | 0.44 | 0.44
PeakG | 21.55 | 23.55 | 23.55 | 23.55 | 26.76 | 26.76
PeakO | 0.75 | 0.75 | 0.87 | 0.98 | 0.98 | 0.98
ST | 0 | 0 | 0 | 0 | 0 | 0
STOG | 5.54 | 5.54 | 5.54 | 5.54 | 5.54 | 5.54
STWD | 0 | 0 | 0 | 0 | 0 | 0
WT | 120.82 | 120.82 | 120.82 | 120.82 | 61.7 | 61.7
IGCC | 0 | 0 | 0 | 0 | 0 | 0
DemandResponse | 0 | 0 | 0 | 0 | 0 | 0
IGCC-CCS | 0 | 0 | 0 | 0 | 0 | 0
WT_off | 0 | 0 | 0 | 0 | 0 | 0
PseudoUnit | 0 | 0 | 0 | 0 | 0 | 0
FixedInterchange | 0 | 0 | 0 | 0 | 0 | 0
Base FOM Costs by Reporting Type: EI
ReportingType | 2015 | 2020 | 2025 | 2030 | 2035 | 2040
BM | 107.28 | 142.72 | 212.01 | 226.17 | 238.35 | 236.11
CC | 4233.44 | 5521.04 | 4781.45 | 5408.85 | 6448.99 | 7014.36
CSP | 0 | 0 | 0 | 0 | 0 | 0
CT | 31.41 | 69.04 | 81.91 | 149.79 | 282.47 | 339.55
Coal | 14860.59 | 15082 | 15209.55 | 16988.09 | 19149.41 | 21434.03
Geo | 3.95 | 3.95 | 3.95 | 3.95 | 3.95 | 3.95
H | 635.35 | 635.35 | 635.35 | 635.35 | 635.35 | 635.35
LFG | 431.38 | 518.25 | 759.8 | 801.69 | 801.75 | 801.75
Nuc | 14843.39 | 15658.74 | 15180.47 | 15595.71 | 12390.96 | 19036.91
PS | 404.86 | 404.86 | 404.86 | 404.86 | 404.86 | 404.86
PV | 20.97 | 57.93 | 76.87 | 82.1 | 66.65 | 69.71
PeakG | 1715.56 | 2524.37 | 1881.71 | 2271.41 | 2374.38 | 2374.38
PeakO | 570.46 | 747.29 | 605.32 | 608.58 | 608.59 | 608.61
ST | 0 | 0 | 0 | 0 | 0 | 0
STOG | 1574.66 | 1862.23 | 1593.32 | 1593.32 | 1593.32 | 1593.32
STWD | 74.1 | 92.72 | 75.55 | 75.55 | 75.55 | 75.55
WT | 1263.24 | 1607.32 | 1807.46 | 2048.03 | 2368.75 | 2664.32
IGCC | 30.22 | 30.22 | 30.22 | 30.22 | 30.22 | 30.22
DemandResponse | 0 | 0 | 0 | 0 | 0 | 0
IGCC-CCS | 0 | 0 | 0 | 0 | 0 | 0
WT_off | 25.01 | 25.01 | 83.68 | 83.68 | 58.72 | 58.72
PseudoUnit | 0 | 0 | 0 | 0 | 0 | 0
FixedInterchange | 0 | 0 | 0 | 0 | 0 | 0
Base FOM Costs by Reporting Type: Outside_EI
ReportingType | 2015 | 2020 | 2025 | 2030 | 2035 | 2040
BM | 18.45 | 18.45 | 18.45 | 18.45 | 18.45 | 18.45
CC | 2203.91 | 2844.18 | 2410.55 | 2713.59 | 3222.93 | 3336.56
CSP | 0 | 0 | 0 | 0 | 0 | 0
CT | 12.39 | 22.09 | 50.47 | 95.73 | 133.93 | 180.81
Coal | 3625.07 | 3952.15 | 3910.2 | 4191.64 | 4771.34 | 5752.91
Geo | 222.78 | 397.63 | 770.84 | 770.84 | 770.84 | 770.84
H | 875.65 | 875.65 | 875.65 | 875.65 | 875.65 | 875.65
LFG | 67.56 | 215.69 | 240.06 | 285.22 | 285.22 | 285.22
Nuc | 1852.97 | 2184.21 | 2132.54 | 2132.54 | 2132.54 | 2313.28
PS | 112.39 | 112.39 | 112.39 | 112.39 | 112.39 | 112.39
PV | 5.73 | 5.73 | 5.73 | 5.73 | 5.43 | 5.43
PeakG | 353.43 | 504.23 | 417.22 | 468.05 | 490.12 | 412.04
PeakO | 25.44 | 32.51 | 26.43 | 25.99 | 25.99 | 20.45
ST | 48.64 | 102.78 | 123.24 | 131.22 | 131.22 | 131.22
STOG | 1367.53 | 1618.16 | 1387.14 | 1387.14 | 1387.14 | 1387.14
STWD | 37.96 | 43.39 | 38.38 | 38.38 | 38.38 | 38.38
WT | 771.26 | 1195.52 | 1195.52 | 1206.84 | 1206.84 | 1212.25
IGCC | 0 | 0 | 0 | 0 | 0 | 0
DemandResponse | 0 | 0 | 0 | 0 | 0 | 0
IGCC-CCS | 0 | 0 | 0 | 0 | 0 | 0
WT_off | 0 | 0 | 0 | 0 | 0 | 0
PseudoUnit | 0 | 0 | 0 | 0 | 0 | 0
FixedInterchange | 0 | 0 | 0 | 0 | 0 | 0
#11 | 0.05: Retrofit FOM Costs ($million)
Retrofit FOM Costs by Reporting Type: Entergy
ReportingType | 2015 | 2020 | 2025 | 2030 | 2035 | 2040
BM | 0 | 0 | 0 | 0 | 0 | 0
CC | 0 | 0 | 0 | 0 | 0 | 0
CSP | 0 | 0 | 0 | 0 | 0 | 0
CT | 0 | 0 | 0 | 0 | 0 | 0
Coal | 3.38 | 31.29 | 31.29 | 31.29 | 31.29 | 31.29
Geo | 0 | 0 | 0 | 0 | 0 | 0
H | 0 | 0 | 0 | 0 | 0 | 0
LFG | 0 | 0 | 0 | 0 | 0 | 0
Nuc | 0 | 0 | 0 | 0 | 0 | 0
PS | 0 | 0 | 0 | 0 | 0 | 0
PV | 0 | 0 | 0 | 0 | 0 | 0
PeakG | 0 | 0 | 0 | 0 | 0 | 0
PeakO | 0 | 0 | 0 | 0 | 0 | 0
ST | 0 | 0 | 0 | 0 | 0 | 0
STOG | 0 | 0 | 0 | 0 | 0 | 0
STWD | 0 | 0 | 0 | 0 | 0 | 0
WT | 0 | 0 | 0 | 0 | 0 | 0
IGCC | 0 | 0 | 0 | 0 | 0 | 0
DemandResponse | 0 | 0 | 0 | 0 | 0 | 0
IGCC-CCS | 0 | 0 | 0 | 0 | 0 | 0
WT_off | 0 | 0 | 0 | 0 | 0 | 0
PseudoUnit | 0 | 0 | 0 | 0 | 0 | 0
FixedInterchange | 0 | 0 | 0 | 0 | 0 | 0
Retrofit FOM Costs by Reporting Type: FRCC
ReportingType | 2015 | 2020 | 2025 | 2030 | 2035 | 2040
BM | 0 | 0 | 0 | 0 | 0 | 0
CC | 0 | 0 | 0 | 0 | 0 | 0
CSP | 0 | 0 | 0 | 0 | 0 | 0
CT | 0 | 0 | 0 | 0 | 0 | 0
Coal | 67.35 | 70.41 | 70.41 | 70.41 | 70.41 | 70.41
Geo | 0 | 0 | 0 | 0 | 0 | 0
H | 0 | 0 | 0 | 0 | 0 | 0
LFG | 0 | 0 | 0 | 0 | 0 | 0
Nuc | 0 | 0 | 0 | 0 | 0 | 0
PS | 0 | 0 | 0 | 0 | 0 | 0
PV | 0 | 0 | 0 | 0 | 0 | 0
PeakG | 0 | 0 | 0 | 0 | 0 | 0
PeakO | 0 | 0 | 0 | 0 | 0 | 0
ST | 0 | 0 | 0 | 0 | 0 | 0
STOG | 0 | 0 | 0 | 0 | 0 | 0
STWD | 0 | 0 | 0 | 0 | 0 | 0
WT | 0 | 0 | 0 | 0 | 0 | 0
IGCC | 0 | 0 | 0 | 0 | 0 | 0
DemandResponse | 0 | 0 | 0 | 0 | 0 | 0
IGCC-CCS | 0 | 0 | 0 | 0 | 0 | 0
WT_off | 0 | 0 | 0 | 0 | 0 | 0
PseudoUnit | 0 | 0 | 0 | 0 | 0 | 0
FixedInterchange | 0 | 0 | 0 | 0 | 0 | 0
Retrofit FOM Costs by Reporting Type: MAPP_US
ReportingType | 2015 | 2020 | 2025 | 2030 | 2035 | 2040
BM | 0 | 0 | 0 | 0 | 0 | 0
CC | 0 | 0 | 0 | 0 | 0 | 0
CSP | 0 | 0 | 0 | 0 | 0 | 0
CT | 0 | 0 | 0 | 0 | 0 | 0
Coal | 16.92 | 18.37 | 18.37 | 18.37 | 18.37 | 18.37
Geo | 0 | 0 | 0 | 0 | 0 | 0
H | 0 | 0 | 0 | 0 | 0 | 0
LFG | 0 | 0 | 0 | 0 | 0 | 0
Nuc | 0 | 0 | 0 | 0 | 0 | 0
PS | 0 | 0 | 0 | 0 | 0 | 0
PV | 0 | 0 | 0 | 0 | 0 | 0
PeakG | 0 | 0 | 0 | 0 | 0 | 0
PeakO | 0 | 0 | 0 | 0 | 0 | 0
ST | 0 | 0 | 0 | 0 | 0 | 0
STOG | 0 | 0 | 0 | 0 | 0 | 0
STWD | 0 | 0 | 0 | 0 | 0 | 0
WT | 0 | 0 | 0 | 0 | 0 | 0
IGCC | 0 | 0 | 0 | 0 | 0 | 0
DemandResponse | 0 | 0 | 0 | 0 | 0 | 0
IGCC-CCS | 0 | 0 | 0 | 0 | 0 | 0
WT_off | 0 | 0 | 0 | 0 | 0 | 0
PseudoUnit | 0 | 0 | 0 | 0 | 0 | 0
FixedInterchange | 0 | 0 | 0 | 0 | 0 | 0
Retrofit FOM Costs by Reporting Type: MISO_IN
ReportingType | 2015 | 2020 | 2025 | 2030 | 2035 | 2040
BM | 0 | 0 | 0 | 0 | 0 | 0
CC | 0 | 0 | 0 | 0 | 0 | 0
CSP | 0 | 0 | 0 | 0 | 0 | 0
CT | 0 | 0 | 0 | 0 | 0 | 0
Coal | 103.74 | 113.14 | 113.14 | 113.14 | 113.14 | 113.14
Geo | 0 | 0 | 0 | 0 | 0 | 0
H | 0 | 0 | 0 | 0 | 0 | 0
LFG | 0 | 0 | 0 | 0 | 0 | 0
Nuc | 0 | 0 | 0 | 0 | 0 | 0
PS | 0 | 0 | 0 | 0 | 0 | 0
PV | 0 | 0 | 0 | 0 | 0 | 0
PeakG | 0 | 0 | 0 | 0 | 0 | 0
PeakO | 0 | 0 | 0 | 0 | 0 | 0
ST | 0 | 0 | 0 | 0 | 0 | 0
STOG | 0 | 0 | 0 | 0 | 0 | 0
STWD | 0 | 0 | 0 | 0 | 0 | 0
WT | 0 | 0 | 0 | 0 | 0 | 0
IGCC | 0 | 0 | 0 | 0 | 0 | 0
DemandResponse | 0 | 0 | 0 | 0 | 0 | 0
IGCC-CCS | 0 | 0 | 0 | 0 | 0 | 0
WT_off | 0 | 0 | 0 | 0 | 0 | 0
PseudoUnit | 0 | 0 | 0 | 0 | 0 | 0
FixedInterchange | 0 | 0 | 0 | 0 | 0 | 0
Retrofit FOM Costs by Reporting Type: MISO_MI
ReportingType | 2015 | 2020 | 2025 | 2030 | 2035 | 2040
BM | 0 | 0 | 0 | 0 | 0 | 0
CC | 0 | 0 | 0 | 0 | 0 | 0
CSP | 0 | 0 | 0 | 0 | 0 | 0
CT | 0 | 0 | 0 | 0 | 0 | 0
Coal | 17.66 | 43.61 | 43.61 | 43.61 | 43.61 | 43.61
Geo | 0 | 0 | 0 | 0 | 0 | 0
H | 0 | 0 | 0 | 0 | 0 | 0
LFG | 0 | 0 | 0 | 0 | 0 | 0
Nuc | 0 | 0 | 0 | 0 | 0 | 0
PS | 0 | 0 | 0 | 0 | 0 | 0
PV | 0 | 0 | 0 | 0 | 0 | 0
PeakG | 0 | 0 | 0 | 0 | 0 | 0
PeakO | 0 | 0 | 0 | 0 | 0 | 0
ST | 0 | 0 | 0 | 0 | 0 | 0
STOG | 0 | 0 | 0 | 0 | 0 | 0
STWD | 0 | 0 | 0 | 0 | 0 | 0
WT | 0 | 0 | 0 | 0 | 0 | 0
IGCC | 0 | 0 | 0 | 0 | 0 | 0
DemandResponse | 0 | 0 | 0 | 0 | 0 | 0
IGCC-CCS | 0 | 0 | 0 | 0 | 0 | 0
WT_off | 0 | 0 | 0 | 0 | 0 | 0
PseudoUnit | 0 | 0 | 0 | 0 | 0 | 0
FixedInterchange | 0 | 0 | 0 | 0 | 0 | 0
Retrofit FOM Costs by Reporting Type: MISO_MO-IL
ReportingType | 2015 | 2020 | 2025 | 2030 | 2035 | 2040
BM | 0 | 0 | 0 | 0 | 0 | 0
CC | 0 | 0 | 0 | 0 | 0 | 0
CSP | 0 | 0 | 0 | 0 | 0 | 0
CT | 0 | 0 | 0 | 0 | 0 | 0
Coal | 30.23 | 58.38 | 58.38 | 58.38 | 58.38 | 58.38
Geo | 0 | 0 | 0 | 0 | 0 | 0
H | 0 | 0 | 0 | 0 | 0 | 0
LFG | 0 | 0 | 0 | 0 | 0 | 0
Nuc | 0 | 0 | 0 | 0 | 0 | 0
PS | 0 | 0 | 0 | 0 | 0 | 0
PV | 0 | 0 | 0 | 0 | 0 | 0
PeakG | 0 | 0 | 0 | 0 | 0 | 0
PeakO | 0 | 0 | 0 | 0 | 0 | 0
ST | 0 | 0 | 0 | 0 | 0 | 0
STOG | 0 | 0 | 0 | 0 | 0 | 0
STWD | 0 | 0 | 0 | 0 | 0 | 0
WT | 0 | 0 | 0 | 0 | 0 | 0
IGCC | 0 | 0 | 0 | 0 | 0 | 0
DemandResponse | 0 | 0 | 0 | 0 | 0 | 0
IGCC-CCS | 0 | 0 | 0 | 0 | 0 | 0
WT_off | 0 | 0 | 0 | 0 | 0 | 0
PseudoUnit | 0 | 0 | 0 | 0 | 0 | 0
FixedInterchange | 0 | 0 | 0 | 0 | 0 | 0
Retrofit FOM Costs by Reporting Type: MISO_W
ReportingType | 2015 | 2020 | 2025 | 2030 | 2035 | 2040
BM | 0 | 0 | 0 | 0 | 0 | 0
CC | 0 | 0 | 0 | 0 | 0 | 0
CSP | 0 | 0 | 0 | 0 | 0 | 0
CT | 0 | 0 | 0 | 0 | 0 | 0
Coal | 38.36 | 61.93 | 61.93 | 61.93 | 61.93 | 61.93
Geo | 0 | 0 | 0 | 0 | 0 | 0
H | 0 | 0 | 0 | 0 | 0 | 0
LFG | 0 | 0 | 0 | 0 | 0 | 0
Nuc | 0 | 0 | 0 | 0 | 0 | 0
PS | 0 | 0 | 0 | 0 | 0 | 0
PV | 0 | 0 | 0 | 0 | 0 | 0
PeakG | 0 | 0 | 0 | 0 | 0 | 0
PeakO | 0 | 0 | 0 | 0 | 0 | 0
ST | 0 | 0 | 0 | 0 | 0 | 0
STOG | 0 | 0 | 0 | 0 | 0 | 0
STWD | 0 | 0 | 0 | 0 | 0 | 0
WT | 0 | 0 | 0 | 0 | 0 | 0
IGCC | 0 | 0 | 0 | 0 | 0 | 0
DemandResponse | 0 | 0 | 0 | 0 | 0 | 0
IGCC-CCS | 0 | 0 | 0 | 0 | 0 | 0
WT_off | 0 | 0 | 0 | 0 | 0 | 0
PseudoUnit | 0 | 0 | 0 | 0 | 0 | 0
FixedInterchange | 0 | 0 | 0 | 0 | 0 | 0
Retrofit FOM Costs by Reporting Type: MISO_WUMS
ReportingType | 2015 | 2020 | 2025 | 2030 | 2035 | 2040
BM | 0 | 0 | 0 | 0 | 0 | 0
CC | 0 | 0 | 0 | 0 | 0 | 0
CSP | 0 | 0 | 0 | 0 | 0 | 0
CT | 0 | 0 | 0 | 0 | 0 | 0
Coal | 35.36 | 32.87 | 32.87 | 32.87 | 32.87 | 32.87
Geo | 0 | 0 | 0 | 0 | 0 | 0
H | 0 | 0 | 0 | 0 | 0 | 0
LFG | 0 | 0 | 0 | 0 | 0 | 0
Nuc | 0 | 0 | 0 | 0 | 0 | 0
PS | 0 | 0 | 0 | 0 | 0 | 0
PV | 0 | 0 | 0 | 0 | 0 | 0
PeakG | 0 | 0 | 0 | 0 | 0 | 0
PeakO | 0 | 0 | 0 | 0 | 0 | 0
ST | 0 | 0 | 0 | 0 | 0 | 0
STOG | 0 | 0 | 0 | 0 | 0 | 0
STWD | 0 | 0 | 0 | 0 | 0 | 0
WT | 0 | 0 | 0 | 0 | 0 | 0
IGCC | 0 | 0 | 0 | 0 | 0 | 0
DemandResponse | 0 | 0 | 0 | 0 | 0 | 0
IGCC-CCS | 0 | 0 | 0 | 0 | 0 | 0
WT_off | 0 | 0 | 0 | 0 | 0 | 0
PseudoUnit | 0 | 0 | 0 | 0 | 0 | 0
FixedInterchange | 0 | 0 | 0 | 0 | 0 | 0
Retrofit FOM Costs by Reporting Type: Nebraska
ReportingType | 2015 | 2020 | 2025 | 2030 | 2035 | 2040
BM | 0 | 0 | 0 | 0 | 0 | 0
CC | 0 | 0 | 0 | 0 | 0 | 0
CSP | 0 | 0 | 0 | 0 | 0 | 0
CT | 0 | 0 | 0 | 0 | 0 | 0
Coal | 4.88 | 22.22 | 22.22 | 22.22 | 22.22 | 22.22
Geo | 0 | 0 | 0 | 0 | 0 | 0
H | 0 | 0 | 0 | 0 | 0 | 0
LFG | 0 | 0 | 0 | 0 | 0 | 0
Nuc | 0 | 0 | 0 | 0 | 0 | 0
PS | 0 | 0 | 0 | 0 | 0 | 0
PV | 0 | 0 | 0 | 0 | 0 | 0
PeakG | 0 | 0 | 0 | 0 | 0 | 0
PeakO | 0 | 0 | 0 | 0 | 0 | 0
ST | 0 | 0 | 0 | 0 | 0 | 0
STOG | 0 | 0 | 0 | 0 | 0 | 0
STWD | 0 | 0 | 0 | 0 | 0 | 0
WT | 0 | 0 | 0 | 0 | 0 | 0
IGCC | 0 | 0 | 0 | 0 | 0 | 0
DemandResponse | 0 | 0 | 0 | 0 | 0 | 0
IGCC-CCS | 0 | 0 | 0 | 0 | 0 | 0
WT_off | 0 | 0 | 0 | 0 | 0 | 0
PseudoUnit | 0 | 0 | 0 | 0 | 0 | 0
FixedInterchange | 0 | 0 | 0 | 0 | 0 | 0
Retrofit FOM Costs by Reporting Type: NEISO
ReportingType | 2015 | 2020 | 2025 | 2030 | 2035 | 2040
BM | 0 | 0 | 0 | 0 | 0 | 0
CC | 0 | 0 | 0 | 0 | 0 | 0
CSP | 0 | 0 | 0 | 0 | 0 | 0
CT | 0 | 0 | 0 | 0 | 0 | 0
Coal | 4.08 | 0 | 0 | 0 | 0 | 0
Geo | 0 | 0 | 0 | 0 | 0 | 0
H | 0 | 0 | 0 | 0 | 0 | 0
LFG | 0 | 0 | 0 | 0 | 0 | 0
Nuc | 0 | 0 | 0 | 0 | 0 | 0
PS | 0 | 0 | 0 | 0 | 0 | 0
PV | 0 | 0 | 0 | 0 | 0 | 0
PeakG | 0 | 0 | 0 | 0 | 0 | 0
PeakO | 0 | 0 | 0 | 0 | 0 | 0
ST | 0 | 0 | 0 | 0 | 0 | 0
STOG | 0 | 0 | 0 | 0 | 0 | 0
STWD | 0 | 0 | 0 | 0 | 0 | 0
WT | 0 | 0 | 0 | 0 | 0 | 0
IGCC | 0 | 0 | 0 | 0 | 0 | 0
DemandResponse | 0 | 0 | 0 | 0 | 0 | 0
IGCC-CCS | 0 | 0 | 0 | 0 | 0 | 0
WT_off | 0 | 0 | 0 | 0 | 0 | 0
PseudoUnit | 0 | 0 | 0 | 0 | 0 | 0
FixedInterchange | 0 | 0 | 0 | 0 | 0 | 0
Retrofit FOM Costs by Reporting Type: NonRTO_Midwest
ReportingType | 2015 | 2020 | 2025 | 2030 | 2035 | 2040
BM | 0 | 0 | 0 | 0 | 0 | 0
CC | 0 | 0 | 0 | 0 | 0 | 0
CSP | 0 | 0 | 0 | 0 | 0 | 0
CT | 0 | 0 | 0 | 0 | 0 | 0
Coal | 87.26 | 93.37 | 93.37 | 93.37 | 93.37 | 93.37
Geo | 0 | 0 | 0 | 0 | 0 | 0
H | 0 | 0 | 0 | 0 | 0 | 0
LFG | 0 | 0 | 0 | 0 | 0 | 0
Nuc | 0 | 0 | 0 | 0 | 0 | 0
PS | 0 | 0 | 0 | 0 | 0 | 0
PV | 0 | 0 | 0 | 0 | 0 | 0
PeakG | 0 | 0 | 0 | 0 | 0 | 0
PeakO | 0 | 0 | 0 | 0 | 0 | 0
ST | 0 | 0 | 0 | 0 | 0 | 0
STOG | 0 | 0 | 0 | 0 | 0 | 0
STWD | 0 | 0 | 0 | 0 | 0 | 0
WT | 0 | 0 | 0 | 0 | 0 | 0
IGCC | 0 | 0 | 0 | 0 | 0 | 0
DemandResponse | 0 | 0 | 0 | 0 | 0 | 0
IGCC-CCS | 0 | 0 | 0 | 0 | 0 | 0
WT_off | 0 | 0 | 0 | 0 | 0 | 0
PseudoUnit | 0 | 0 | 0 | 0 | 0 | 0
FixedInterchange | 0 | 0 | 0 | 0 | 0 | 0
Retrofit FOM Costs by Reporting Type: NYISO_A-F
ReportingType | 2015 | 2020 | 2025 | 2030 | 2035 | 2040
BM | 0 | 0 | 0 | 0 | 0 | 0
CC | 0 | 0 | 0 | 0 | 0 | 0
CSP | 0 | 0 | 0 | 0 | 0 | 0
CT | 0 | 0 | 0 | 0 | 0 | 0
Coal | 0 | 0 | 0 | 0 | 0 | 0
Geo | 0 | 0 | 0 | 0 | 0 | 0
H | 0 | 0 | 0 | 0 | 0 | 0
LFG | 0 | 0 | 0 | 0 | 0 | 0
Nuc | 0 | 0 | 0 | 0 | 0 | 0
PS | 0 | 0 | 0 | 0 | 0 | 0
PV | 0 | 0 | 0 | 0 | 0 | 0
PeakG | 0 | 0 | 0 | 0 | 0 | 0
PeakO | 0 | 0 | 0 | 0 | 0 | 0
ST | 0 | 0 | 0 | 0 | 0 | 0
STOG | 0 | 0 | 0 | 0 | 0 | 0
STWD | 0 | 0 | 0 | 0 | 0 | 0
WT | 0 | 0 | 0 | 0 | 0 | 0
IGCC | 0 | 0 | 0 | 0 | 0 | 0
DemandResponse | 0 | 0 | 0 | 0 | 0 | 0
IGCC-CCS | 0 | 0 | 0 | 0 | 0 | 0
WT_off | 0 | 0 | 0 | 0 | 0 | 0
PseudoUnit | 0 | 0 | 0 | 0 | 0 | 0
FixedInterchange | 0 | 0 | 0 | 0 | 0 | 0
Retrofit FOM Costs by Reporting Type: NYISO_G-I
ReportingType | 2015 | 2020 | 2025 | 2030 | 2035 | 2040
BM | 0 | 0 | 0 | 0 | 0 | 0
CC | 0 | 0 | 0 | 0 | 0 | 0
CSP | 0 | 0 | 0 | 0 | 0 | 0
CT | 0 | 0 | 0 | 0 | 0 | 0
Coal | 0 | 0 | 0 | 0 | 0 | 0
Geo | 0 | 0 | 0 | 0 | 0 | 0
H | 0 | 0 | 0 | 0 | 0 | 0
LFG | 0 | 0 | 0 | 0 | 0 | 0
Nuc | 0 | 0 | 0 | 0 | 0 | 0
PS | 0 | 0 | 0 | 0 | 0 | 0
PV | 0 | 0 | 0 | 0 | 0 | 0
PeakG | 0 | 0 | 0 | 0 | 0 | 0
PeakO | 0 | 0 | 0 | 0 | 0 | 0
ST | 0 | 0 | 0 | 0 | 0 | 0
STOG | 0 | 0 | 0 | 0 | 0 | 0
STWD | 0 | 0 | 0 | 0 | 0 | 0
WT | 0 | 0 | 0 | 0 | 0 | 0
IGCC | 0 | 0 | 0 | 0 | 0 | 0
DemandResponse | 0 | 0 | 0 | 0 | 0 | 0
IGCC-CCS | 0 | 0 | 0 | 0 | 0 | 0
WT_off | 0 | 0 | 0 | 0 | 0 | 0
PseudoUnit | 0 | 0 | 0 | 0 | 0 | 0
FixedInterchange | 0 | 0 | 0 | 0 | 0 | 0
Retrofit FOM Costs by Reporting Type: NYISO_J-K
ReportingType | 2015 | 2020 | 2025 | 2030 | 2035 | 2040
BM | 0 | 0 | 0 | 0 | 0 | 0
CC | 0 | 0 | 0 | 0 | 0 | 0
CSP | 0 | 0 | 0 | 0 | 0 | 0
CT | 0 | 0 | 0 | 0 | 0 | 0
Coal | 0 | 0 | 0 | 0 | 0 | 0
Geo | 0 | 0 | 0 | 0 | 0 | 0
H | 0 | 0 | 0 | 0 | 0 | 0
LFG | 0 | 0 | 0 | 0 | 0 | 0
Nuc | 0 | 0 | 0 | 0 | 0 | 0
PS | 0 | 0 | 0 | 0 | 0 | 0
PV | 0 | 0 | 0 | 0 | 0 | 0
PeakG | 0 | 0 | 0 | 0 | 0 | 0
PeakO | 0 | 0 | 0 | 0 | 0 | 0
ST | 0 | 0 | 0 | 0 | 0 | 0
STOG | 0 | 0 | 0 | 0 | 0 | 0
STWD | 0 | 0 | 0 | 0 | 0 | 0
WT | 0 | 0 | 0 | 0 | 0 | 0
IGCC | 0 | 0 | 0 | 0 | 0 | 0
DemandResponse | 0 | 0 | 0 | 0 | 0 | 0
IGCC-CCS | 0 | 0 | 0 | 0 | 0 | 0
WT_off | 0 | 0 | 0 | 0 | 0 | 0
PseudoUnit | 0 | 0 | 0 | 0 | 0 | 0
FixedInterchange | 0 | 0 | 0 | 0 | 0 | 0
Retrofit FOM Costs by Reporting Type: PJM_E
ReportingType | 2015 | 2020 | 2025 | 2030 | 2035 | 2040
BM | 0 | 0 | 0 | 0 | 0 | 0
CC | 0 | 0 | 0 | 0 | 0 | 0
CSP | 0 | 0 | 0 | 0 | 0 | 0
CT | 0 | 0 | 0 | 0 | 0 | 0
Coal | 2.35 | 1.28 | 1.28 | 1.28 | 1.28 | 1.28
Geo | 0 | 0 | 0 | 0 | 0 | 0
H | 0 | 0 | 0 | 0 | 0 | 0
LFG | 0 | 0 | 0 | 0 | 0 | 0
Nuc | 0 | 0 | 0 | 0 | 0 | 0
PS | 0 | 0 | 0 | 0 | 0 | 0
PV | 0 | 0 | 0 | 0 | 0 | 0
PeakG | 0 | 0 | 0 | 0 | 0 | 0
PeakO | 0 | 0 | 0 | 0 | 0 | 0
ST | 0 | 0 | 0 | 0 | 0 | 0
STOG | 0 | 0 | 0 | 0 | 0 | 0
STWD | 0 | 0 | 0 | 0 | 0 | 0
WT | 0 | 0 | 0 | 0 | 0 | 0
IGCC | 0 | 0 | 0 | 0 | 0 | 0
DemandResponse | 0 | 0 | 0 | 0 | 0 | 0
IGCC-CCS | 0 | 0 | 0 | 0 | 0 | 0
WT_off | 0 | 0 | 0 | 0 | 0 | 0
PseudoUnit | 0 | 0 | 0 | 0 | 0 | 0
FixedInterchange | 0 | 0 | 0 | 0 | 0 | 0
Retrofit FOM Costs by Reporting Type: PJM_ROM
ReportingType | 2015 | 2020 | 2025 | 2030 | 2035 | 2040
BM | 0 | 0 | 0 | 0 | 0 | 0
CC | 0 | 0 | 0 | 0 | 0 | 0
CSP | 0 | 0 | 0 | 0 | 0 | 0
CT | 0 | 0 | 0 | 0 | 0 | 0
Coal | 58.52 | 68.08 | 68.08 | 68.08 | 68.08 | 68.08
Geo | 0 | 0 | 0 | 0 | 0 | 0
H | 0 | 0 | 0 | 0 | 0 | 0
LFG | 0 | 0 | 0 | 0 | 0 | 0
Nuc | 0 | 0 | 0 | 0 | 0 | 0
PS | 0 | 0 | 0 | 0 | 0 | 0
PV | 0 | 0 | 0 | 0 | 0 | 0
PeakG | 0 | 0 | 0 | 0 | 0 | 0
PeakO | 0 | 0 | 0 | 0 | 0 | 0
ST | 0 | 0 | 0 | 0 | 0 | 0
STOG | 0 | 0 | 0 | 0 | 0 | 0
STWD | 0 | 0 | 0 | 0 | 0 | 0
WT | 0 | 0 | 0 | 0 | 0 | 0
IGCC | 0 | 0 | 0 | 0 | 0 | 0
DemandResponse | 0 | 0 | 0 | 0 | 0 | 0
IGCC-CCS | 0 | 0 | 0 | 0 | 0 | 0
WT_off | 0 | 0 | 0 | 0 | 0 | 0
PseudoUnit | 0 | 0 | 0 | 0 | 0 | 0
FixedInterchange | 0 | 0 | 0 | 0 | 0 | 0
Retrofit FOM Costs by Reporting Type: PJM_ROR
ReportingType | 2015 | 2020 | 2025 | 2030 | 2035 | 2040
BM | 0 | 0 | 0 | 0 | 0 | 0
CC | 0 | 0 | 0 | 0 | 0 | 0
CSP | 0 | 0 | 0 | 0 | 0 | 0
CT | 0 | 0 | 0 | 0 | 0 | 0
Coal | 271.18 | 319.02 | 319.02 | 319.02 | 319.02 | 319.02
Geo | 0 | 0 | 0 | 0 | 0 | 0
H | 0 | 0 | 0 | 0 | 0 | 0
LFG | 0 | 0 | 0 | 0 | 0 | 0
Nuc | 0 | 0 | 0 | 0 | 0 | 0
PS | 0 | 0 | 0 | 0 | 0 | 0
PV | 0 | 0 | 0 | 0 | 0 | 0
PeakG | 0 | 0 | 0 | 0 | 0 | 0
PeakO | 0 | 0 | 0 | 0 | 0 | 0
ST | 0 | 0 | 0 | 0 | 0 | 0
STOG | 0 | 0 | 0 | 0 | 0 | 0
STWD | 0 | 0 | 0 | 0 | 0 | 0
WT | 0 | 0 | 0 | 0 | 0 | 0
IGCC | 0 | 0 | 0 | 0 | 0 | 0
DemandResponse | 0 | 0 | 0 | 0 | 0 | 0
IGCC-CCS | 0 | 0 | 0 | 0 | 0 | 0
WT_off | 0 | 0 | 0 | 0 | 0 | 0
PseudoUnit | 0 | 0 | 0 | 0 | 0 | 0
FixedInterchange | 0 | 0 | 0 | 0 | 0 | 0
Retrofit FOM Costs by Reporting Type: SOCO
ReportingType | 2015 | 2020 | 2025 | 2030 | 2035 | 2040
BM | 0 | 0 | 0 | 0 | 0 | 0
CC | 0 | 0 | 0 | 0 | 0 | 0
CSP | 0 | 0 | 0 | 0 | 0 | 0
CT | 0 | 0 | 0 | 0 | 0 | 0
Coal | 125.42 | 132.99 | 132.99 | 132.99 | 132.99 | 132.99
Geo | 0 | 0 | 0 | 0 | 0 | 0
H | 0 | 0 | 0 | 0 | 0 | 0
LFG | 0 | 0 | 0 | 0 | 0 | 0
Nuc | 0 | 0 | 0 | 0 | 0 | 0
PS | 0 | 0 | 0 | 0 | 0 | 0
PV | 0 | 0 | 0 | 0 | 0 | 0
PeakG | 0 | 0 | 0 | 0 | 0 | 0
PeakO | 0 | 0 | 0 | 0 | 0 | 0
ST | 0 | 0 | 0 | 0 | 0 | 0
STOG | 0 | 0 | 0 | 0 | 0 | 0
STWD | 0 | 0 | 0 | 0 | 0 | 0
WT | 0 | 0 | 0 | 0 | 0 | 0
IGCC | 0 | 0 | 0 | 0 | 0 | 0
DemandResponse | 0 | 0 | 0 | 0 | 0 | 0
IGCC-CCS | 0 | 0 | 0 | 0 | 0 | 0
WT_off | 0 | 0 | 0 | 0 | 0 | 0
PseudoUnit | 0 | 0 | 0 | 0 | 0 | 0
FixedInterchange | 0 | 0 | 0 | 0 | 0 | 0
Retrofit FOM Costs by Reporting Type: SPP_N
ReportingType | 2015 | 2020 | 2025 | 2030 | 2035 | 2040
BM | 0 | 0 | 0 | 0 | 0 | 0
CC | 0 | 0 | 0 | 0 | 0 | 0
CSP | 0 | 0 | 0 | 0 | 0 | 0
CT | 0 | 0 | 0 | 0 | 0 | 0
Coal | 36.22 | 44.07 | 44.07 | 44.07 | 44.07 | 44.07
Geo | 0 | 0 | 0 | 0 | 0 | 0
H | 0 | 0 | 0 | 0 | 0 | 0
LFG | 0 | 0 | 0 | 0 | 0 | 0
Nuc | 0 | 0 | 0 | 0 | 0 | 0
PS | 0 | 0 | 0 | 0 | 0 | 0
PV | 0 | 0 | 0 | 0 | 0 | 0
PeakG | 0 | 0 | 0 | 0 | 0 | 0
PeakO | 0 | 0 | 0 | 0 | 0 | 0
ST | 0 | 0 | 0 | 0 | 0 | 0
STOG | 0 | 0 | 0 | 0 | 0 | 0
STWD | 0 | 0 | 0 | 0 | 0 | 0
WT | 0 | 0 | 0 | 0 | 0 | 0
IGCC | 0 | 0 | 0 | 0 | 0 | 0
DemandResponse | 0 | 0 | 0 | 0 | 0 | 0
IGCC-CCS | 0 | 0 | 0 | 0 | 0 | 0
WT_off | 0 | 0 | 0 | 0 | 0 | 0
PseudoUnit | 0 | 0 | 0 | 0 | 0 | 0
FixedInterchange | 0 | 0 | 0 | 0 | 0 | 0
Retrofit FOM Costs by Reporting Type: SPP_S
ReportingType | 2015 | 2020 | 2025 | 2030 | 2035 | 2040
BM | 0 | 0 | 0 | 0 | 0 | 0
CC | 0 | 0 | 0 | 0 | 0 | 0
CSP | 0 | 0 | 0 | 0 | 0 | 0
CT | 0 | 0 | 0 | 0 | 0 | 0
Coal | 20.12 | 33.71 | 33.71 | 33.71 | 33.71 | 33.71
Geo | 0 | 0 | 0 | 0 | 0 | 0
H | 0 | 0 | 0 | 0 | 0 | 0
LFG | 0 | 0 | 0 | 0 | 0 | 0
Nuc | 0 | 0 | 0 | 0 | 0 | 0
PS | 0 | 0 | 0 | 0 | 0 | 0
PV | 0 | 0 | 0 | 0 | 0 | 0
PeakG | 0 | 0 | 0 | 0 | 0 | 0
PeakO | 0 | 0 | 0 | 0 | 0 | 0
ST | 0 | 0 | 0 | 0 | 0 | 0
STOG | 0 | 0 | 0 | 0 | 0 | 0
STWD | 0 | 0 | 0 | 0 | 0 | 0
WT | 0 | 0 | 0 | 0 | 0 | 0
IGCC | 0 | 0 | 0 | 0 | 0 | 0
DemandResponse | 0 | 0 | 0 | 0 | 0 | 0
IGCC-CCS | 0 | 0 | 0 | 0 | 0 | 0
WT_off | 0 | 0 | 0 | 0 | 0 | 0
PseudoUnit | 0 | 0 | 0 | 0 | 0 | 0
FixedInterchange | 0 | 0 | 0 | 0 | 0 | 0
Retrofit FOM Costs by Reporting Type: TVA
ReportingType | 2015 | 2020 | 2025 | 2030 | 2035 | 2040
BM | 0 | 0 | 0 | 0 | 0 | 0
CC | 0 | 0 | 0 | 0 | 0 | 0
CSP | 0 | 0 | 0 | 0 | 0 | 0
CT | 0 | 0 | 0 | 0 | 0 | 0
Coal | 51.9 | 65.3 | 65.3 | 65.3 | 65.3 | 65.3
Geo | 0 | 0 | 0 | 0 | 0 | 0
H | 0 | 0 | 0 | 0 | 0 | 0
LFG | 0 | 0 | 0 | 0 | 0 | 0
Nuc | 0 | 0 | 0 | 0 | 0 | 0
PS | 0 | 0 | 0 | 0 | 0 | 0
PV | 0 | 0 | 0 | 0 | 0 | 0
PeakG | 0 | 0 | 0 | 0 | 0 | 0
PeakO | 0 | 0 | 0 | 0 | 0 | 0
ST | 0 | 0 | 0 | 0 | 0 | 0
STOG | 0 | 0 | 0 | 0 | 0 | 0
STWD | 0 | 0 | 0 | 0 | 0 | 0
WT | 0 | 0 | 0 | 0 | 0 | 0
IGCC | 0 | 0 | 0 | 0 | 0 | 0
DemandResponse | 0 | 0 | 0 | 0 | 0 | 0
IGCC-CCS | 0 | 0 | 0 | 0 | 0 | 0
WT_off | 0 | 0 | 0 | 0 | 0 | 0
PseudoUnit | 0 | 0 | 0 | 0 | 0 | 0
FixedInterchange | 0 | 0 | 0 | 0 | 0 | 0
Retrofit FOM Costs by Reporting Type: TVA_Transmission
ReportingType | 2015 | 2020 | 2025 | 2030 | 2035 | 2040
BM | 0 | 0 | 0 | 0 | 0 | 0
CC | 0 | 0 | 0 | 0 | 0 | 0
CSP | 0 | 0 | 0 | 0 | 0 | 0
CT | 0 | 0 | 0 | 0 | 0 | 0
Coal | 0 | 0 | 0 | 0 | 0 | 0
Geo | 0 | 0 | 0 | 0 | 0 | 0
H | 0 | 0 | 0 | 0 | 0 | 0
LFG | 0 | 0 | 0 | 0 | 0 | 0
Nuc | 0 | 0 | 0 | 0 | 0 | 0
PS | 0 | 0 | 0 | 0 | 0 | 0
PV | 0 | 0 | 0 | 0 | 0 | 0
PeakG | 0 | 0 | 0 | 0 | 0 | 0
PeakO | 0 | 0 | 0 | 0 | 0 | 0
ST | 0 | 0 | 0 | 0 | 0 | 0
STOG | 0 | 0 | 0 | 0 | 0 | 0
STWD | 0 | 0 | 0 | 0 | 0 | 0
WT | 0 | 0 | 0 | 0 | 0 | 0
IGCC | 0 | 0 | 0 | 0 | 0 | 0
DemandResponse | 0 | 0 | 0 | 0 | 0 | 0
IGCC-CCS | 0 | 0 | 0 | 0 | 0 | 0
WT_off | 0 | 0 | 0 | 0 | 0 | 0
PseudoUnit | 0 | 0 | 0 | 0 | 0 | 0
FixedInterchange | 0 | 0 | 0 | 0 | 0 | 0
Retrofit FOM Costs by Reporting Type: VACAR
ReportingType | 2015 | 2020 | 2025 | 2030 | 2035 | 2040
BM | 0 | 0 | 0 | 0 | 0 | 0
CC | 0 | 0 | 0 | 0 | 0 | 0
CSP | 0 | 0 | 0 | 0 | 0 | 0
CT | 0 | 0 | 0 | 0 | 0 | 0
Coal | 136.75 | 139.92 | 139.92 | 139.92 | 139.92 | 139.92
Geo | 0 | 0 | 0 | 0 | 0 | 0
H | 0 | 0 | 0 | 0 | 0 | 0
LFG | 0 | 0 | 0 | 0 | 0 | 0
Nuc | 0 | 0 | 0 | 0 | 0 | 0
PS | 0 | 0 | 0 | 0 | 0 | 0
PV | 0 | 0 | 0 | 0 | 0 | 0
PeakG | 0 | 0 | 0 | 0 | 0 | 0
PeakO | 0 | 0 | 0 | 0 | 0 | 0
ST | 0 | 0 | 0 | 0 | 0 | 0
STOG | 0 | 0 | 0 | 0 | 0 | 0
STWD | 0 | 0 | 0 | 0 | 0 | 0
WT | 0 | 0 | 0 | 0 | 0 | 0
IGCC | 0 | 0 | 0 | 0 | 0 | 0
DemandResponse | 0 | 0 | 0 | 0 | 0 | 0
IGCC-CCS | 0 | 0 | 0 | 0 | 0 | 0
WT_off | 0 | 0 | 0 | 0 | 0 | 0
PseudoUnit | 0 | 0 | 0 | 0 | 0 | 0
FixedInterchange | 0 | 0 | 0 | 0 | 0 | 0
Retrofit FOM Costs by Reporting Type: IESO
ReportingType | 2015 | 2020 | 2025 | 2030 | 2035 | 2040
BM | 0 | 0 | 0 | 0 | 0 | 0
CC | 0 | 0 | 0 | 0 | 0 | 0
CSP | 0 | 0 | 0 | 0 | 0 | 0
CT | 0 | 0 | 0 | 0 | 0 | 0
Coal | 0 | 0 | 0 | 0 | 0 | 0
Geo | 0 | 0 | 0 | 0 | 0 | 0
H | 0 | 0 | 0 | 0 | 0 | 0
LFG | 0 | 0 | 0 | 0 | 0 | 0
Nuc | 0 | 0 | 0 | 0 | 0 | 0
PS | 0 | 0 | 0 | 0 | 0 | 0
PV | 0 | 0 | 0 | 0 | 0 | 0
PeakG | 0 | 0 | 0 | 0 | 0 | 0
PeakO | 0 | 0 | 0 | 0 | 0 | 0
ST | 0 | 0 | 0 | 0 | 0 | 0
STOG | 0 | 0 | 0 | 0 | 0 | 0
STWD | 0 | 0 | 0 | 0 | 0 | 0
WT | 0 | 0 | 0 | 0 | 0 | 0
IGCC | 0 | 0 | 0 | 0 | 0 | 0
DemandResponse | 0 | 0 | 0 | 0 | 0 | 0
IGCC-CCS | 0 | 0 | 0 | 0 | 0 | 0
WT_off | 0 | 0 | 0 | 0 | 0 | 0
PseudoUnit | 0 | 0 | 0 | 0 | 0 | 0
FixedInterchange | 0 | 0 | 0 | 0 | 0 | 0
Retrofit FOM Costs by Reporting Type: MAPP_CA
ReportingType | 2015 | 2020 | 2025 | 2030 | 2035 | 2040
BM | 0 | 0 | 0 | 0 | 0 | 0
CC | 0 | 0 | 0 | 0 | 0 | 0
CSP | 0 | 0 | 0 | 0 | 0 | 0
CT | 0 | 0 | 0 | 0 | 0 | 0
Coal | 0 | 0 | 0 | 0 | 0 | 0
Geo | 0 | 0 | 0 | 0 | 0 | 0
H | 0 | 0 | 0 | 0 | 0 | 0
LFG | 0 | 0 | 0 | 0 | 0 | 0
Nuc | 0 | 0 | 0 | 0 | 0 | 0
PS | 0 | 0 | 0 | 0 | 0 | 0
PV | 0 | 0 | 0 | 0 | 0 | 0
PeakG | 0 | 0 | 0 | 0 | 0 | 0
PeakO | 0 | 0 | 0 | 0 | 0 | 0
ST | 0 | 0 | 0 | 0 | 0 | 0
STOG | 0 | 0 | 0 | 0 | 0 | 0
STWD | 0 | 0 | 0 | 0 | 0 | 0
WT | 0 | 0 | 0 | 0 | 0 | 0
IGCC | 0 | 0 | 0 | 0 | 0 | 0
DemandResponse | 0 | 0 | 0 | 0 | 0 | 0
IGCC-CCS | 0 | 0 | 0 | 0 | 0 | 0
WT_off | 0 | 0 | 0 | 0 | 0 | 0
PseudoUnit | 0 | 0 | 0 | 0 | 0 | 0
FixedInterchange | 0 | 0 | 0 | 0 | 0 | 0
Retrofit FOM Costs by Reporting Type: AZ_NM_SNV_Coal
ReportingType | 2015 | 2020 | 2025 | 2030 | 2035 | 2040
BM | 0 | 0 | 0 | 0 | 0 | 0
CC | 0 | 0 | 0 | 0 | 0 | 0
CSP | 0 | 0 | 0 | 0 | 0 | 0
CT | 0 | 0 | 0 | 0 | 0 | 0
Coal | 70.07 | 75.36 | 75.36 | 75.36 | 75.36 | 75.36
Geo | 0 | 0 | 0 | 0 | 0 | 0
H | 0 | 0 | 0 | 0 | 0 | 0
LFG | 0 | 0 | 0 | 0 | 0 | 0
Nuc | 0 | 0 | 0 | 0 | 0 | 0
PS | 0 | 0 | 0 | 0 | 0 | 0
PV | 0 | 0 | 0 | 0 | 0 | 0
PeakG | 0 | 0 | 0 | 0 | 0 | 0
PeakO | 0 | 0 | 0 | 0 | 0 | 0
ST | 0 | 0 | 0 | 0 | 0 | 0
STOG | 0 | 0 | 0 | 0 | 0 | 0
STWD | 0 | 0 | 0 | 0 | 0 | 0
WT | 0 | 0 | 0 | 0 | 0 | 0
IGCC | 0 | 0 | 0 | 0 | 0 | 0
DemandResponse | 0 | 0 | 0 | 0 | 0 | 0
IGCC-CCS | 0 | 0 | 0 | 0 | 0 | 0
WT_off | 0 | 0 | 0 | 0 | 0 | 0
PseudoUnit | 0 | 0 | 0 | 0 | 0 | 0
FixedInterchange | 0 | 0 | 0 | 0 | 0 | 0
Retrofit FOM Costs by Reporting Type: AZ_NM_SNV_Gas
ReportingType | 2015 | 2020 | 2025 | 2030 | 2035 | 2040
BM | 0 | 0 | 0 | 0 | 0 | 0
CC | 0 | 0 | 0 | 0 | 0 | 0
CSP | 0 | 0 | 0 | 0 | 0 | 0
CT | 0 | 0 | 0 | 0 | 0 | 0
Coal | 0 | 0 | 0 | 0 | 0 | 0
Geo | 0 | 0 | 0 | 0 | 0 | 0
H | 0 | 0 | 0 | 0 | 0 | 0
LFG | 0 | 0 | 0 | 0 | 0 | 0
Nuc | 0 | 0 | 0 | 0 | 0 | 0
PS | 0 | 0 | 0 | 0 | 0 | 0
PV | 0 | 0 | 0 | 0 | 0 | 0
PeakG | 0 | 0 | 0 | 0 | 0 | 0
PeakO | 0 | 0 | 0 | 0 | 0 | 0
ST | 0 | 0 | 0 | 0 | 0 | 0
STOG | 0 | 0 | 0 | 0 | 0 | 0
STWD | 0 | 0 | 0 | 0 | 0 | 0
WT | 0 | 0 | 0 | 0 | 0 | 0
IGCC | 0 | 0 | 0 | 0 | 0 | 0
DemandResponse | 0 | 0 | 0 | 0 | 0 | 0
IGCC-CCS | 0 | 0 | 0 | 0 | 0 | 0
WT_off | 0 | 0 | 0 | 0 | 0 | 0
PseudoUnit | 0 | 0 | 0 | 0 | 0 | 0
FixedInterchange | 0 | 0 | 0 | 0 | 0 | 0
Retrofit FOM Costs by Reporting Type: AZ_NM_SNV_NucRenew
ReportingType | 2015 | 2020 | 2025 | 2030 | 2035 | 2040
BM | 0 | 0 | 0 | 0 | 0 | 0
CC | 0 | 0 | 0 | 0 | 0 | 0
CSP | 0 | 0 | 0 | 0 | 0 | 0
CT | 0 | 0 | 0 | 0 | 0 | 0
Coal | 0 | 0 | 0 | 0 | 0 | 0
Geo | 0 | 0 | 0 | 0 | 0 | 0
H | 0 | 0 | 0 | 0 | 0 | 0
LFG | 0 | 0 | 0 | 0 | 0 | 0
Nuc | 0 | 0 | 0 | 0 | 0 | 0
PS | 0 | 0 | 0 | 0 | 0 | 0
PV | 0 | 0 | 0 | 0 | 0 | 0
PeakG | 0 | 0 | 0 | 0 | 0 | 0
PeakO | 0 | 0 | 0 | 0 | 0 | 0
ST | 0 | 0 | 0 | 0 | 0 | 0
STOG | 0 | 0 | 0 | 0 | 0 | 0
STWD | 0 | 0 | 0 | 0 | 0 | 0
WT | 0 | 0 | 0 | 0 | 0 | 0
IGCC | 0 | 0 | 0 | 0 | 0 | 0
DemandResponse | 0 | 0 | 0 | 0 | 0 | 0
IGCC-CCS | 0 | 0 | 0 | 0 | 0 | 0
WT_off | 0 | 0 | 0 | 0 | 0 | 0
PseudoUnit | 0 | 0 | 0 | 0 | 0 | 0
FixedInterchange | 0 | 0 | 0 | 0 | 0 | 0
Retrofit FOM Costs by Reporting Type: ERCOT
ReportingType | 2015 | 2020 | 2025 | 2030 | 2035 | 2040
BM | 0 | 0 | 0 | 0 | 0 | 0
CC | 0 | 0 | 0 | 0 | 0 | 0
CSP | 0 | 0 | 0 | 0 | 0 | 0
CT | 0 | 0 | 0 | 0 | 0 | 0
Coal | 95.78 | 116.56 | 116.56 | 116.56 | 116.56 | 116.56
Geo | 0 | 0 | 0 | 0 | 0 | 0
H | 0 | 0 | 0 | 0 | 0 | 0
LFG | 0 | 0 | 0 | 0 | 0 | 0
Nuc | 0 | 0 | 0 | 0 | 0 | 0
PS | 0 | 0 | 0 | 0 | 0 | 0
PV | 0 | 0 | 0 | 0 | 0 | 0
PeakG | 0 | 0 | 0 | 0 | 0 | 0
PeakO | 0 | 0 | 0 | 0 | 0 | 0
ST | 0 | 0 | 0 | 0 | 0 | 0
STOG | 0 | 0 | 0 | 0 | 0 | 0
STWD | 0 | 0 | 0 | 0 | 0 | 0
WT | 0 | 0 | 0 | 0 | 0 | 0
IGCC | 0 | 0 | 0 | 0 | 0 | 0
DemandResponse | 0 | 0 | 0 | 0 | 0 | 0
IGCC-CCS | 0 | 0 | 0 | 0 | 0 | 0
WT_off | 0 | 0 | 0 | 0 | 0 | 0
PseudoUnit | 0 | 0 | 0 | 0 | 0 | 0
FixedInterchange | 0 | 0 | 0 | 0 | 0 | 0
Retrofit FOM Costs by Reporting Type: NP15
ReportingType | 2015 | 2020 | 2025 | 2030 | 2035 | 2040
BM | 0 | 0 | 0 | 0 | 0 | 0
CC | 0 | 0 | 0 | 0 | 0 | 0
CSP | 0 | 0 | 0 | 0 | 0 | 0
CT | 0 | 0 | 0 | 0 | 0 | 0
Coal | 0.19 | 0 | 0 | 0 | 0 | 0
Geo | 0 | 0 | 0 | 0 | 0 | 0
H | 0 | 0 | 0 | 0 | 0 | 0
LFG | 0 | 0 | 0 | 0 | 0 | 0
Nuc | 0 | 0 | 0 | 0 | 0 | 0
PS | 0 | 0 | 0 | 0 | 0 | 0
PV | 0 | 0 | 0 | 0 | 0 | 0
PeakG | 0 | 0 | 0 | 0 | 0 | 0
PeakO | 0 | 0 | 0 | 0 | 0 | 0
ST | 0 | 0 | 0 | 0 | 0 | 0
STOG | 0 | 0 | 0 | 0 | 0 | 0
STWD | 0 | 0 | 0 | 0 | 0 | 0
WT | 0 | 0 | 0 | 0 | 0 | 0
IGCC | 0 | 0 | 0 | 0 | 0 | 0
DemandResponse | 0 | 0 | 0 | 0 | 0 | 0
IGCC-CCS | 0 | 0 | 0 | 0 | 0 | 0
WT_off | 0 | 0 | 0 | 0 | 0 | 0
PseudoUnit | 0 | 0 | 0 | 0 | 0 | 0
FixedInterchange | 0 | 0 | 0 | 0 | 0 | 0
Retrofit FOM Costs by Reporting Type: NWPP_Coal
ReportingType | 2015 | 2020 | 2025 | 2030 | 2035 | 2040
BM | 0 | 0 | 0 | 0 | 0 | 0
CC | 0 | 0 | 0 | 0 | 0 | 0
CSP | 0 | 0 | 0 | 0 | 0 | 0
CT | 0 | 0 | 0 | 0 | 0 | 0
Coal | 61.35 | 70.84 | 70.84 | 70.84 | 70.84 | 70.84
Geo | 0 | 0 | 0 | 0 | 0 | 0
H | 0 | 0 | 0 | 0 | 0 | 0
LFG | 0 | 0 | 0 | 0 | 0 | 0
Nuc | 0 | 0 | 0 | 0 | 0 | 0
PS | 0 | 0 | 0 | 0 | 0 | 0
PV | 0 | 0 | 0 | 0 | 0 | 0
PeakG | 0 | 0 | 0 | 0 | 0 | 0
PeakO | 0 | 0 | 0 | 0 | 0 | 0
ST | 0 | 0 | 0 | 0 | 0 | 0
STOG | 0 | 0 | 0 | 0 | 0 | 0
STWD | 0 | 0 | 0 | 0 | 0 | 0
WT | 0 | 0 | 0 | 0 | 0 | 0
IGCC | 0 | 0 | 0 | 0 | 0 | 0
DemandResponse | 0 | 0 | 0 | 0 | 0 | 0
IGCC-CCS | 0 | 0 | 0 | 0 | 0 | 0
WT_off | 0 | 0 | 0 | 0 | 0 | 0
PseudoUnit | 0 | 0 | 0 | 0 | 0 | 0
FixedInterchange | 0 | 0 | 0 | 0 | 0 | 0
Retrofit FOM Costs by Reporting Type: NWPP_Gas
ReportingType | 2015 | 2020 | 2025 | 2030 | 2035 | 2040
BM | 0 | 0 | 0 | 0 | 0 | 0
CC | 0 | 0 | 0 | 0 | 0 | 0
CSP | 0 | 0 | 0 | 0 | 0 | 0
CT | 0 | 0 | 0 | 0 | 0 | 0
Coal | 0 | 0 | 0 | 0 | 0 | 0
Geo | 0 | 0 | 0 | 0 | 0 | 0
H | 0 | 0 | 0 | 0 | 0 | 0
LFG | 0 | 0 | 0 | 0 | 0 | 0
Nuc | 0 | 0 | 0 | 0 | 0 | 0
PS | 0 | 0 | 0 | 0 | 0 | 0
PV | 0 | 0 | 0 | 0 | 0 | 0
PeakG | 0 | 0 | 0 | 0 | 0 | 0
PeakO | 0 | 0 | 0 | 0 | 0 | 0
ST | 0 | 0 | 0 | 0 | 0 | 0
STOG | 0 | 0 | 0 | 0 | 0 | 0
STWD | 0 | 0 | 0 | 0 | 0 | 0
WT | 0 | 0 | 0 | 0 | 0 | 0
IGCC | 0 | 0 | 0 | 0 | 0 | 0
DemandResponse | 0 | 0 | 0 | 0 | 0 | 0
IGCC-CCS | 0 | 0 | 0 | 0 | 0 | 0
WT_off | 0 | 0 | 0 | 0 | 0 | 0
PseudoUnit | 0 | 0 | 0 | 0 | 0 | 0
FixedInterchange | 0 | 0 | 0 | 0 | 0 | 0
Retrofit FOM Costs by Reporting Type: NWPP_NucRenew
ReportingType | 2015 | 2020 | 2025 | 2030 | 2035 | 2040
BM | 0 | 0 | 0 | 0 | 0 | 0
CC | 0 | 0 | 0 | 0 | 0 | 0
CSP | 0 | 0 | 0 | 0 | 0 | 0
CT | 0 | 0 | 0 | 0 | 0 | 0
Coal | 0 | 0 | 0 | 0 | 0 | 0
Geo | 0 | 0 | 0 | 0 | 0 | 0
H | 0 | 0 | 0 | 0 | 0 | 0
LFG | 0 | 0 | 0 | 0 | 0 | 0
Nuc | 0 | 0 | 0 | 0 | 0 | 0
PS | 0 | 0 | 0 | 0 | 0 | 0
PV | 0 | 0 | 0 | 0 | 0 | 0
PeakG | 0 | 0 | 0 | 0 | 0 | 0
PeakO | 0 | 0 | 0 | 0 | 0 | 0
ST | 0 | 0 | 0 | 0 | 0 | 0
STOG | 0 | 0 | 0 | 0 | 0 | 0
STWD | 0 | 0 | 0 | 0 | 0 | 0
WT | 0 | 0 | 0 | 0 | 0 | 0
IGCC | 0 | 0 | 0 | 0 | 0 | 0
DemandResponse | 0 | 0 | 0 | 0 | 0 | 0
IGCC-CCS | 0 | 0 | 0 | 0 | 0 | 0
WT_off | 0 | 0 | 0 | 0 | 0 | 0
PseudoUnit | 0 | 0 | 0 | 0 | 0 | 0
FixedInterchange | 0 | 0 | 0 | 0 | 0 | 0
Retrofit FOM Costs by Reporting Type: RMPA
ReportingType | 2015 | 2020 | 2025 | 2030 | 2035 | 2040
BM | 0 | 0 | 0 | 0 | 0 | 0
CC | 0 | 0 | 0 | 0 | 0 | 0
CSP | 0 | 0 | 0 | 0 | 0 | 0
CT | 0 | 0 | 0 | 0 | 0 | 0
Coal | 25.49 | 34.26 | 33.84 | 33.84 | 33.84 | 31.21
Geo | 0 | 0 | 0 | 0 | 0 | 0
H | 0 | 0 | 0 | 0 | 0 | 0
LFG | 0 | 0 | 0 | 0 | 0 | 0
Nuc | 0 | 0 | 0 | 0 | 0 | 0
PS | 0 | 0 | 0 | 0 | 0 | 0
PV | 0 | 0 | 0 | 0 | 0 | 0
PeakG | 0 | 0 | 0 | 0 | 0 | 0
PeakO | 0 | 0 | 0 | 0 | 0 | 0
ST | 0 | 0 | 0 | 0 | 0 | 0
STOG | 0 | 0 | 0 | 0 | 0 | 0
STWD | 0 | 0 | 0 | 0 | 0 | 0
WT | 0 | 0 | 0 | 0 | 0 | 0
IGCC | 0 | 0 | 0 | 0 | 0 | 0
DemandResponse | 0 | 0 | 0 | 0 | 0 | 0
IGCC-CCS | 0 | 0 | 0 | 0 | 0 | 0
WT_off | 0 | 0 | 0 | 0 | 0 | 0
PseudoUnit | 0 | 0 | 0 | 0 | 0 | 0
FixedInterchange | 0 | 0 | 0 | 0 | 0 | 0
Retrofit FOM Costs by Reporting Type: SP15
ReportingType | 2015 | 2020 | 2025 | 2030 | 2035 | 2040
BM | 0 | 0 | 0 | 0 | 0 | 0
CC | 0 | 0 | 0 | 0 | 0 | 0
CSP | 0 | 0 | 0 | 0 | 0 | 0
CT | 0 | 0 | 0 | 0 | 0 | 0
Coal | 0.23 | 0.41 | 0.41 | 0.41 | 0 | 0
Geo | 0 | 0 | 0 | 0 | 0 | 0
H | 0 | 0 | 0 | 0 | 0 | 0
LFG | 0 | 0 | 0 | 0 | 0 | 0
Nuc | 0 | 0 | 0 | 0 | 0 | 0
PS | 0 | 0 | 0 | 0 | 0 | 0
PV | 0 | 0 | 0 | 0 | 0 | 0
PeakG | 0 | 0 | 0 | 0 | 0 | 0
PeakO | 0 | 0 | 0 | 0 | 0 | 0
ST | 0 | 0 | 0 | 0 | 0 | 0
STOG | 0 | 0 | 0 | 0 | 0 | 0
STWD | 0 | 0 | 0 | 0 | 0 | 0
WT | 0 | 0 | 0 | 0 | 0 | 0
IGCC | 0 | 0 | 0 | 0 | 0 | 0
DemandResponse | 0 | 0 | 0 | 0 | 0 | 0
IGCC-CCS | 0 | 0 | 0 | 0 | 0 | 0
WT_off | 0 | 0 | 0 | 0 | 0 | 0
PseudoUnit | 0 | 0 | 0 | 0 | 0 | 0
FixedInterchange | 0 | 0 | 0 | 0 | 0 | 0
Retrofit FOM Costs by Reporting Type: ALB
ReportingType | 2015 | 2020 | 2025 | 2030 | 2035 | 2040
BM | 0 | 0 | 0 | 0 | 0 | 0
CC | 0 | 0 | 0 | 0 | 0 | 0
CSP | 0 | 0 | 0 | 0 | 0 | 0
CT | 0 | 0 | 0 | 0 | 0 | 0
Coal | 0.29 | 0.29 | 0.29 | 0.29 | 0.29 | 0.29
Geo | 0 | 0 | 0 | 0 | 0 | 0
H | 0 | 0 | 0 | 0 | 0 | 0
LFG | 0 | 0 | 0 | 0 | 0 | 0
Nuc | 0 | 0 | 0 | 0 | 0 | 0
PS | 0 | 0 | 0 | 0 | 0 | 0
PV | 0 | 0 | 0 | 0 | 0 | 0
PeakG | 0 | 0 | 0 | 0 | 0 | 0
PeakO | 0 | 0 | 0 | 0 | 0 | 0
ST | 0 | 0 | 0 | 0 | 0 | 0
STOG | 0 | 0 | 0 | 0 | 0 | 0
STWD | 0 | 0 | 0 | 0 | 0 | 0
WT | 0 | 0 | 0 | 0 | 0 | 0
IGCC | 0 | 0 | 0 | 0 | 0 | 0
DemandResponse | 0 | 0 | 0 | 0 | 0 | 0
IGCC-CCS | 0 | 0 | 0 | 0 | 0 | 0
WT_off | 0 | 0 | 0 | 0 | 0 | 0
PseudoUnit | 0 | 0 | 0 | 0 | 0 | 0
FixedInterchange | 0 | 0 | 0 | 0 | 0 | 0
Retrofit FOM Costs by Reporting Type: BC
ReportingType | 2015 | 2020 | 2025 | 2030 | 2035 | 2040
BM | 0 | 0 | 0 | 0 | 0 | 0
CC | 0 | 0 | 0 | 0 | 0 | 0
CSP | 0 | 0 | 0 | 0 | 0 | 0
CT | 0 | 0 | 0 | 0 | 0 | 0
Coal | 0 | 0 | 0 | 0 | 0 | 0
Geo | 0 | 0 | 0 | 0 | 0 | 0
H | 0 | 0 | 0 | 0 | 0 | 0
LFG | 0 | 0 | 0 | 0 | 0 | 0
Nuc | 0 | 0 | 0 | 0 | 0 | 0
PS | 0 | 0 | 0 | 0 | 0 | 0
PV | 0 | 0 | 0 | 0 | 0 | 0
PeakG | 0 | 0 | 0 | 0 | 0 | 0
PeakO | 0 | 0 | 0 | 0 | 0 | 0
ST | 0 | 0 | 0 | 0 | 0 | 0
STOG | 0 | 0 | 0 | 0 | 0 | 0
STWD | 0 | 0 | 0 | 0 | 0 | 0
WT | 0 | 0 | 0 | 0 | 0 | 0
IGCC | 0 | 0 | 0 | 0 | 0 | 0
DemandResponse | 0 | 0 | 0 | 0 | 0 | 0
IGCC-CCS | 0 | 0 | 0 | 0 | 0 | 0
WT_off | 0 | 0 | 0 | 0 | 0 | 0
PseudoUnit | 0 | 0 | 0 | 0 | 0 | 0
FixedInterchange | 0 | 0 | 0 | 0 | 0 | 0
Retrofit FOM Costs by Reporting Type: HQ_IESO
ReportingType | 2015 | 2020 | 2025 | 2030 | 2035 | 2040
BM | 0 | 0 | 0 | 0 | 0 | 0
CC | 0 | 0 | 0 | 0 | 0 | 0
CSP | 0 | 0 | 0 | 0 | 0 | 0
CT | 0 | 0 | 0 | 0 | 0 | 0
Coal | 0 | 0 | 0 | 0 | 0 | 0
Geo | 0 | 0 | 0 | 0 | 0 | 0
H | 0 | 0 | 0 | 0 | 0 | 0
LFG | 0 | 0 | 0 | 0 | 0 | 0
Nuc | 0 | 0 | 0 | 0 | 0 | 0
PS | 0 | 0 | 0 | 0 | 0 | 0
PV | 0 | 0 | 0 | 0 | 0 | 0
PeakG | 0 | 0 | 0 | 0 | 0 | 0
PeakO | 0 | 0 | 0 | 0 | 0 | 0
ST | 0 | 0 | 0 | 0 | 0 | 0
STOG | 0 | 0 | 0 | 0 | 0 | 0
STWD | 0 | 0 | 0 | 0 | 0 | 0
WT | 0 | 0 | 0 | 0 | 0 | 0
IGCC | 0 | 0 | 0 | 0 | 0 | 0
DemandResponse | 0 | 0 | 0 | 0 | 0 | 0
IGCC-CCS | 0 | 0 | 0 | 0 | 0 | 0
WT_off | 0 | 0 | 0 | 0 | 0 | 0
PseudoUnit | 0 | 0 | 0 | 0 | 0 | 0
FixedInterchange | 0 | 0 | 0 | 0 | 0 | 0
Retrofit FOM Costs by Reporting Type: HQ_NEISO
ReportingType | 2015 | 2020 | 2025 | 2030 | 2035 | 2040
BM | 0 | 0 | 0 | 0 | 0 | 0
CC | 0 | 0 | 0 | 0 | 0 | 0
CSP | 0 | 0 | 0 | 0 | 0 | 0
CT | 0 | 0 | 0 | 0 | 0 | 0
Coal | 0 | 0 | 0 | 0 | 0 | 0
Geo | 0 | 0 | 0 | 0 | 0 | 0
H | 0 | 0 | 0 | 0 | 0 | 0
LFG | 0 | 0 | 0 | 0 | 0 | 0
Nuc | 0 | 0 | 0 | 0 | 0 | 0
PS | 0 | 0 | 0 | 0 | 0 | 0
PV | 0 | 0 | 0 | 0 | 0 | 0
PeakG | 0 | 0 | 0 | 0 | 0 | 0
PeakO | 0 | 0 | 0 | 0 | 0 | 0
ST | 0 | 0 | 0 | 0 | 0 | 0
STOG | 0 | 0 | 0 | 0 | 0 | 0
STWD | 0 | 0 | 0 | 0 | 0 | 0
WT | 0 | 0 | 0 | 0 | 0 | 0
IGCC | 0 | 0 | 0 | 0 | 0 | 0
DemandResponse | 0 | 0 | 0 | 0 | 0 | 0
IGCC-CCS | 0 | 0 | 0 | 0 | 0 | 0
WT_off | 0 | 0 | 0 | 0 | 0 | 0
PseudoUnit | 0 | 0 | 0 | 0 | 0 | 0
FixedInterchange | 0 | 0 | 0 | 0 | 0 | 0
Retrofit FOM Costs by Reporting Type: HQ_NY
ReportingType | 2015 | 2020 | 2025 | 2030 | 2035 | 2040
BM | 0 | 0 | 0 | 0 | 0 | 0
CC | 0 | 0 | 0 | 0 | 0 | 0
CSP | 0 | 0 | 0 | 0 | 0 | 0
CT | 0 | 0 | 0 | 0 | 0 | 0
Coal | 0 | 0 | 0 | 0 | 0 | 0
Geo | 0 | 0 | 0 | 0 | 0 | 0
H | 0 | 0 | 0 | 0 | 0 | 0
LFG | 0 | 0 | 0 | 0 | 0 | 0
Nuc | 0 | 0 | 0 | 0 | 0 | 0
PS | 0 | 0 | 0 | 0 | 0 | 0
PV | 0 | 0 | 0 | 0 | 0 | 0
PeakG | 0 | 0 | 0 | 0 | 0 | 0
PeakO | 0 | 0 | 0 | 0 | 0 | 0
ST | 0 | 0 | 0 | 0 | 0 | 0
STOG | 0 | 0 | 0 | 0 | 0 | 0
STWD | 0 | 0 | 0 | 0 | 0 | 0
WT | 0 | 0 | 0 | 0 | 0 | 0
IGCC | 0 | 0 | 0 | 0 | 0 | 0
DemandResponse | 0 | 0 | 0 | 0 | 0 | 0
IGCC-CCS | 0 | 0 | 0 | 0 | 0 | 0
WT_off | 0 | 0 | 0 | 0 | 0 | 0
PseudoUnit | 0 | 0 | 0 | 0 | 0 | 0
FixedInterchange | 0 | 0 | 0 | 0 | 0 | 0
Retrofit FOM Costs by Reporting Type: MARITIMES
ReportingType | 2015 | 2020 | 2025 | 2030 | 2035 | 2040
BM | 0 | 0 | 0 | 0 | 0 | 0
CC | 0 | 0 | 0 | 0 | 0 | 0
CSP | 0 | 0 | 0 | 0 | 0 | 0
CT | 0 | 0 | 0 | 0 | 0 | 0
Coal | 0 | 0 | 0 | 0 | 0 | 0
Geo | 0 | 0 | 0 | 0 | 0 | 0
H | 0 | 0 | 0 | 0 | 0 | 0
LFG | 0 | 0 | 0 | 0 | 0 | 0
Nuc | 0 | 0 | 0 | 0 | 0 | 0
PS | 0 | 0 | 0 | 0 | 0 | 0
PV | 0 | 0 | 0 | 0 | 0 | 0
PeakG | 0 | 0 | 0 | 0 | 0 | 0
PeakO | 0 | 0 | 0 | 0 | 0 | 0
ST | 0 | 0 | 0 | 0 | 0 | 0
STOG | 0 | 0 | 0 | 0 | 0 | 0
STWD | 0 | 0 | 0 | 0 | 0 | 0
WT | 0 | 0 | 0 | 0 | 0 | 0
IGCC | 0 | 0 | 0 | 0 | 0 | 0
DemandResponse | 0 | 0 | 0 | 0 | 0 | 0
IGCC-CCS | 0 | 0 | 0 | 0 | 0 | 0
WT_off | 0 | 0 | 0 | 0 | 0 | 0
PseudoUnit | 0 | 0 | 0 | 0 | 0 | 0
FixedInterchange | 0 | 0 | 0 | 0 | 0 | 0
Retrofit FOM Costs by Reporting Type: All
ReportingType | 2015 | 2020 | 2025 | 2030 | 2035 | 2040
BM | 0 | 0 | 0 | 0 | 0 | 0
CC | 0 | 0 | 0 | 0 | 0 | 0
CSP | 0 | 0 | 0 | 0 | 0 | 0
CT | 0 | 0 | 0 | 0 | 0 | 0
Coal | 1365.06 | 1647.64 | 1647.22 | 1647.22 | 1646.81 | 1644.18
Geo | 0 | 0 | 0 | 0 | 0 | 0
H | 0 | 0 | 0 | 0 | 0 | 0
LFG | 0 | 0 | 0 | 0 | 0 | 0
Nuc | 0 | 0 | 0 | 0 | 0 | 0
PS | 0 | 0 | 0 | 0 | 0 | 0
PV | 0 | 0 | 0 | 0 | 0 | 0
PeakG | 0 | 0 | 0 | 0 | 0 | 0
PeakO | 0 | 0 | 0 | 0 | 0 | 0
ST | 0 | 0 | 0 | 0 | 0 | 0
STOG | 0 | 0 | 0 | 0 | 0 | 0
STWD | 0 | 0 | 0 | 0 | 0 | 0
WT | 0 | 0 | 0 | 0 | 0 | 0
IGCC | 0 | 0 | 0 | 0 | 0 | 0
DemandResponse | 0 | 0 | 0 | 0 | 0 | 0
IGCC-CCS | 0 | 0 | 0 | 0 | 0 | 0
WT_off | 0 | 0 | 0 | 0 | 0 | 0
PseudoUnit | 0 | 0 | 0 | 0 | 0 | 0
FixedInterchange | 0 | 0 | 0 | 0 | 0 | 0
Retrofit FOM Costs by Reporting Type: EI_US
ReportingType | 2015 | 2020 | 2025 | 2030 | 2035 | 2040
BM | 0 | 0 | 0 | 0 | 0 | 0
CC | 0 | 0 | 0 | 0 | 0 | 0
CSP | 0 | 0 | 0 | 0 | 0 | 0
CT | 0 | 0 | 0 | 0 | 0 | 0
Coal | 1111.66 | 1349.93 | 1349.93 | 1349.93 | 1349.93 | 1349.93
Geo | 0 | 0 | 0 | 0 | 0 | 0
H | 0 | 0 | 0 | 0 | 0 | 0
LFG | 0 | 0 | 0 | 0 | 0 | 0
Nuc | 0 | 0 | 0 | 0 | 0 | 0
PS | 0 | 0 | 0 | 0 | 0 | 0
PV | 0 | 0 | 0 | 0 | 0 | 0
PeakG | 0 | 0 | 0 | 0 | 0 | 0
PeakO | 0 | 0 | 0 | 0 | 0 | 0
ST | 0 | 0 | 0 | 0 | 0 | 0
STOG | 0 | 0 | 0 | 0 | 0 | 0
STWD | 0 | 0 | 0 | 0 | 0 | 0
WT | 0 | 0 | 0 | 0 | 0 | 0
IGCC | 0 | 0 | 0 | 0 | 0 | 0
DemandResponse | 0 | 0 | 0 | 0 | 0 | 0
IGCC-CCS | 0 | 0 | 0 | 0 | 0 | 0
WT_off | 0 | 0 | 0 | 0 | 0 | 0
PseudoUnit | 0 | 0 | 0 | 0 | 0 | 0
FixedInterchange | 0 | 0 | 0 | 0 | 0 | 0
Retrofit FOM Costs by Reporting Type: EI_Canada
ReportingType | 2015 | 2020 | 2025 | 2030 | 2035 | 2040
BM | 0 | 0 | 0 | 0 | 0 | 0
CC | 0 | 0 | 0 | 0 | 0 | 0
CSP | 0 | 0 | 0 | 0 | 0 | 0
CT | 0 | 0 | 0 | 0 | 0 | 0
Coal | 0 | 0 | 0 | 0 | 0 | 0
Geo | 0 | 0 | 0 | 0 | 0 | 0
H | 0 | 0 | 0 | 0 | 0 | 0
LFG | 0 | 0 | 0 | 0 | 0 | 0
Nuc | 0 | 0 | 0 | 0 | 0 | 0
PS | 0 | 0 | 0 | 0 | 0 | 0
PV | 0 | 0 | 0 | 0 | 0 | 0
PeakG | 0 | 0 | 0 | 0 | 0 | 0
PeakO | 0 | 0 | 0 | 0 | 0 | 0
ST | 0 | 0 | 0 | 0 | 0 | 0
STOG | 0 | 0 | 0 | 0 | 0 | 0
STWD | 0 | 0 | 0 | 0 | 0 | 0
WT | 0 | 0 | 0 | 0 | 0 | 0
IGCC | 0 | 0 | 0 | 0 | 0 | 0
DemandResponse | 0 | 0 | 0 | 0 | 0 | 0
IGCC-CCS | 0 | 0 | 0 | 0 | 0 | 0
WT_off | 0 | 0 | 0 | 0 | 0 | 0
PseudoUnit | 0 | 0 | 0 | 0 | 0 | 0
FixedInterchange | 0 | 0 | 0 | 0 | 0 | 0
Retrofit FOM Costs by Reporting Type: EI
ReportingType | 2015 | 2020 | 2025 | 2030 | 2035 | 2040
BM | 0 | 0 | 0 | 0 | 0 | 0
CC | 0 | 0 | 0 | 0 | 0 | 0
CSP | 0 | 0 | 0 | 0 | 0 | 0
CT | 0 | 0 | 0 | 0 | 0 | 0
Coal | 1111.66 | 1349.93 | 1349.93 | 1349.93 | 1349.93 | 1349.93
Geo | 0 | 0 | 0 | 0 | 0 | 0
H | 0 | 0 | 0 | 0 | 0 | 0
LFG | 0 | 0 | 0 | 0 | 0 | 0
Nuc | 0 | 0 | 0 | 0 | 0 | 0
PS | 0 | 0 | 0 | 0 | 0 | 0
PV | 0 | 0 | 0 | 0 | 0 | 0
PeakG | 0 | 0 | 0 | 0 | 0 | 0
PeakO | 0 | 0 | 0 | 0 | 0 | 0
ST | 0 | 0 | 0 | 0 | 0 | 0
STOG | 0 | 0 | 0 | 0 | 0 | 0
STWD | 0 | 0 | 0 | 0 | 0 | 0
WT | 0 | 0 | 0 | 0 | 0 | 0
IGCC | 0 | 0 | 0 | 0 | 0 | 0
DemandResponse | 0 | 0 | 0 | 0 | 0 | 0
IGCC-CCS | 0 | 0 | 0 | 0 | 0 | 0
WT_off | 0 | 0 | 0 | 0 | 0 | 0
PseudoUnit | 0 | 0 | 0 | 0 | 0 | 0
FixedInterchange | 0 | 0 | 0 | 0 | 0 | 0
Retrofit FOM Costs by Reporting Type: Outside_EI
ReportingType | 2015 | 2020 | 2025 | 2030 | 2035 | 2040
BM | 0 | 0 | 0 | 0 | 0 | 0
CC | 0 | 0 | 0 | 0 | 0 | 0
CSP | 0 | 0 | 0 | 0 | 0 | 0
CT | 0 | 0 | 0 | 0 | 0 | 0
Coal | 253.39 | 297.71 | 297.29 | 297.29 | 296.88 | 294.25
Geo | 0 | 0 | 0 | 0 | 0 | 0
H | 0 | 0 | 0 | 0 | 0 | 0
LFG | 0 | 0 | 0 | 0 | 0 | 0
Nuc | 0 | 0 | 0 | 0 | 0 | 0
PS | 0 | 0 | 0 | 0 | 0 | 0
PV | 0 | 0 | 0 | 0 | 0 | 0
PeakG | 0 | 0 | 0 | 0 | 0 | 0
PeakO | 0 | 0 | 0 | 0 | 0 | 0
ST | 0 | 0 | 0 | 0 | 0 | 0
STOG | 0 | 0 | 0 | 0 | 0 | 0
STWD | 0 | 0 | 0 | 0 | 0 | 0
WT | 0 | 0 | 0 | 0 | 0 | 0
IGCC | 0 | 0 | 0 | 0 | 0 | 0
DemandResponse | 0 | 0 | 0 | 0 | 0 | 0
IGCC-CCS | 0 | 0 | 0 | 0 | 0 | 0
WT_off | 0 | 0 | 0 | 0 | 0 | 0
PseudoUnit | 0 | 0 | 0 | 0 | 0 | 0
FixedInterchange | 0 | 0 | 0 | 0 | 0 | 0
#12 | 0.05: Levelized Capital Costs ($million)
Levelized Capital Costs by Reporting Type: Entergy
ReportingType | 2015 | 2020 | 2025 | 2030 | 2035 | 2040
BM | 0 | 0 | 0 | 0 | 0 | 0
CC | 49.71 | 162.88 | 162.88 | 317.13 | 563.86 | 784.23
CSP | 0 | 0 | 0 | 0 | 0 | 0
CT | 0 | 0 | 0 | 0 | 0 | 0
Coal | 202.06 | 202.06 | 202.06 | 202.06 | 202.06 | 202.06
Geo | 0 | 0 | 0 | 0 | 0 | 0
H | 0 | 0 | 0 | 0 | 0 | 0
LFG | 0 | 0 | 20.14 | 20.14 | 20.14 | 20.14
Nuc | 0 | 0 | 0 | 0 | 0 | 0
PS | 0 | 0 | 0 | 0 | 0 | 0
PV | 0.11 | 21.84 | 32.82 | 34.04 | 35.27 | 14.96
PeakG | 0 | 0 | 0 | 0 | 0 | 0
PeakO | 0 | 0 | 0 | 0 | 0 | 0
ST | 0 | 0 | 0 | 0 | 0 | 0
STOG | 0 | 0 | 0 | 0 | 0 | 0
STWD | 0 | 0 | 0 | 0 | 0 | 0
WT | 0 | 0 | 0 | 0 | 0 | 0
IGCC | 0 | 0 | 0 | 0 | 0 | 0
DemandResponse | 0 | 0 | 0 | 0 | 0 | 0
IGCC-CCS | 0 | 0 | 0 | 0 | 0 | 0
WT_off | 0 | 0 | 0 | 0 | 0 | 0
PseudoUnit | 0 | 0 | 0 | 0 | 0 | 0
FixedInterchange | 0 | 0 | 0 | 0 | 0 | 0
Levelized Capital Costs by Reporting Type: FRCC
ReportingType | 2015 | 2020 | 2025 | 2030 | 2035 | 2040
BM | 0 | 0 | 0 | 0 | 0 | 0
CC | 165.38 | 707.7 | 1031.78 | 1579.62 | 2329.05 | 2958.37
CSP | 0 | 0 | 0 | 0 | 0 | 0
CT | 196.14 | 196.14 | 196.14 | 196.14 | 0 | 0
Coal | 0 | 0 | 0 | 0 | 0 | 0
Geo | 0 | 0 | 0 | 0 | 0 | 0
H | 0 | 0 | 0 | 0 | 0 | 0
LFG | 0 | 0 | 37.91 | 37.91 | 37.91 | 37.91
Nuc | 0 | 0 | 0 | 0 | 0 | 0
PS | 0 | 0 | 0 | 0 | 0 | 0
PV | 0 | 0 | 0 | 0 | 0 | 0
PeakG | 0 | 0 | 0 | 0 | 0 | 0
PeakO | 0 | 0 | 0 | 0 | 0 | 0
ST | 0 | 0 | 0 | 0 | 0 | 0
STOG | 0 | 0 | 0 | 0 | 0 | 0
STWD | 0 | 0 | 0 | 0 | 0 | 0
WT | 0 | 0 | 0 | 0 | 0 | 0
IGCC | 0 | 0 | 0 | 0 | 0 | 0
DemandResponse | 0 | 0 | 0 | 0 | 0 | 0
IGCC-CCS | 0 | 0 | 0 | 0 | 0 | 0
WT_off | 0 | 0 | 0 | 0 | 0 | 0
PseudoUnit | 0 | 0 | 0 | 0 | 0 | 0
FixedInterchange | 0 | 0 | 0 | 0 | 0 | 0
Levelized Capital Costs by Reporting Type: MAPP_US
ReportingType | 2015 | 2020 | 2025 | 2030 | 2035 | 2040
BM | 0 | 0 | 0 | 0 | 0 | 0
CC | 0 | 0 | 0 | 0 | 0 | 0
CSP | 0 | 0 | 0 | 0 | 0 | 0
CT | 25.9 | 25.9 | 25.9 | 48.39 | 46.94 | 58.14
Coal | 0 | 0 | 0 | 0 | 0.65 | 46.04
Geo | 0 | 0 | 0 | 0 | 0 | 0
H | 0 | 0 | 0 | 0 | 0 | 0
LFG | 0 | 0 | 13.26 | 13.26 | 13.26 | 13.26
Nuc | 0 | 0 | 0 | 0 | 0 | 0
PS | 0 | 0 | 0 | 0 | 0 | 0
PV | 0 | 0 | 0 | 0 | 0 | 0
PeakG | 0 | 0 | 0 | 0 | 0 | 0
PeakO | 0 | 0 | 0 | 0 | 0 | 0
ST | 0 | 0 | 0 | 0 | 0 | 0
STOG | 0 | 0 | 0 | 0 | 0 | 0
STWD | 0 | 0 | 0 | 0 | 0 | 0
WT | 91.97 | 202.21 | 236.32 | 218.82 | 184.82 | 96.15
IGCC | 0 | 0 | 0 | 0 | 0 | 0
DemandResponse | 0 | 0 | 0 | 0 | 0 | 0
IGCC-CCS | 0 | 0 | 0 | 0 | 0 | 0
WT_off | 0 | 0 | 0 | 0 | 0 | 0
PseudoUnit | 0 | 0 | 0 | 0 | 0 | 0
FixedInterchange | 0 | 0 | 0 | 0 | 0 | 0
Levelized Capital Costs by Reporting Type: MISO_IN
ReportingType | 2015 | 2020 | 2025 | 2030 | 2035 | 2040
BM | 0 | 0 | 0 | 0 | 0 | 0
CC | 0 | 216.41 | 355.41 | 587.51 | 785.39 | 785.38
CSP | 0 | 0 | 0 | 0 | 0 | 0
CT | 0 | 0 | 0 | 0 | 0 | 0
Coal | 0 | 0 | 0 | 0 | 0 | 0
Geo | 0 | 0 | 0 | 0 | 0 | 0
H | 0 | 0 | 0 | 0 | 0 | 0
LFG | 0 | 0 | 0 | 15.89 | 15.89 | 15.89
Nuc | 0 | 0 | 0 | 0 | 0 | 0
PS | 0 | 0 | 0 | 0 | 0 | 0
PV | 0 | 86.03 | 136.69 | 142.3 | 148.04 | 68.04
PeakG | 0 | 0 | 0 | 0 | 0 | 0
PeakO | 0 | 0 | 0 | 0 | 0 | 0
ST | 0 | 0 | 0 | 0 | 0 | 0
STOG | 0 | 0 | 0 | 0 | 0 | 0
STWD | 0 | 0 | 0 | 0 | 0 | 0
WT | 0 | 0 | 0 | 0 | 0 | 0
IGCC | 215.26 | 215.26 | 215.26 | 215.26 | 215.26 | 215.26
DemandResponse | 0 | 0 | 0 | 0 | 0 | 0
IGCC-CCS | 0 | 0 | 0 | 0 | 0 | 0
WT_off | 0 | 0 | 0 | 0 | 0 | 0
PseudoUnit | 0 | 0 | 0 | 0 | 0 | 0
FixedInterchange | 0 | 0 | 0 | 0 | 0 | 0
Levelized Capital Costs by Reporting Type: MISO_MI
ReportingType | 2015 | 2020 | 2025 | 2030 | 2035 | 2040
BM | 0 | 0 | 0 | 0 | 0 | 0
CC | 0 | 0 | 0 | 0 | 15.99 | 15.99
CSP | 0 | 0 | 0 | 0 | 0 | 0
CT | 0 | 0 | 0 | 0 | 0 | 0
Coal | 0 | 0 | 0 | 0 | 0 | 0
Geo | 0 | 0 | 0 | 0 | 0 | 0
H | 0 | 0 | 0 | 0 | 0 | 0
LFG | 0 | 34.29 | 34.29 | 34.29 | 34.29 | 0
Nuc | 0 | 0 | 0 | 0 | 0 | 0
PS | 0 | 0 | 0 | 0 | 0 | 0
PV | 0 | 0 | 0 | 0 | 0 | 0
PeakG | 0 | 0 | 0 | 0 | 0 | 0
PeakO | 0 | 0 | 0 | 0 | 0 | 0
ST | 0 | 0 | 0 | 0 | 0 | 0
STOG | 0 | 0 | 0 | 0 | 0 | 0
STWD | 0 | 0 | 0 | 0 | 0 | 0
WT | 480.98 | 480.98 | 608.5 | 619.08 | 215.77 | 264.42
IGCC | 0 | 0 | 0 | 0 | 0 | 0
DemandResponse | 0 | 0 | 0 | 0 | 0 | 0
IGCC-CCS | 0 | 0 | 0 | 0 | 0 | 0
WT_off | 0 | 0 | 0 | 0 | 0 | 0
PseudoUnit | 0 | 0 | 0 | 0 | 0 | 0
FixedInterchange | 0 | 0 | 0 | 0 | 0 | 0
Levelized Capital Costs by Reporting Type: MISO_MO-IL
ReportingType | 2015 | 2020 | 2025 | 2030 | 2035 | 2040
BM | 0 | 0 | 0 | 0 | 0 | 0
CC | 0 | 0 | 0 | 0 | 0 | 0
CSP | 0 | 0 | 0 | 0 | 0 | 0
CT | 0 | 0 | 0 | 0 | 0 | 0
Coal | 574.94 | 574.94 | 574.94 | 574.94 | 574.94 | 574.94
Geo | 0 | 0 | 0 | 0 | 0 | 0
H | 0 | 0 | 0 | 0 | 0 | 0
LFG | 0 | 0 | 46.76 | 46.76 | 46.76 | 46.76
Nuc | 0 | 0 | 0 | 0 | 0 | 0
PS | 0 | 0 | 0 | 0 | 0 | 0
PV | 0 | 0 | 0 | 0 | 0 | 0
PeakG | 0 | 0 | 0 | 0 | 0 | 0
PeakO | 0 | 0 | 0 | 0 | 0 | 0
ST | 0 | 0 | 0 | 0 | 0 | 0
STOG | 0 | 0 | 0 | 0 | 0 | 0
STWD | 0 | 0 | 0 | 0 | 0 | 0
WT | 68.52 | 68.52 | 68.52 | 68.52 | 0 | 0
IGCC | 0 | 0 | 0 | 0 | 0 | 0
DemandResponse | 0 | 0 | 0 | 0 | 0 | 0
IGCC-CCS | 0 | 0 | 0 | 0 | 0 | 0
WT_off | 0 | 0 | 0 | 0 | 0 | 0
PseudoUnit | 0 | 0 | 0 | 0 | 0 | 0
FixedInterchange | 0 | 0 | 0 | 0 | 0 | 0
Levelized Capital Costs by Reporting Type: MISO_W
ReportingType | 2015 | 2020 | 2025 | 2030 | 2035 | 2040
BM | 0 | 0 | 0 | 0 | 0 | 0
CC | 0 | 0 | 0 | 0 | 0 | 0
CSP | 0 | 0 | 0 | 0 | 0 | 0
CT | 0 | 0 | 0 | 0 | 0 | 0
Coal | 0 | 0 | 0 | 0 | 236.5 | 2315.46
Geo | 0 | 0 | 0 | 0 | 0 | 0
H | 0 | 0 | 0 | 0 | 0 | 0
LFG | 0 | 0 | 14.86 | 14.86 | 14.86 | 14.86
Nuc | 0 | 0 | 0 | 0 | 0 | 0
PS | 0 | 0 | 0 | 0 | 0 | 0
PV | 0 | 0 | 0 | 0 | 0 | 0
PeakG | 0 | 0 | 0 | 0 | 0 | 0
PeakO | 0 | 0 | 0 | 0 | 0 | 0
ST | 0 | 0 | 0 | 0 | 0 | 0
STOG | 0 | 0 | 0 | 0 | 0 | 0
STWD | 0 | 0 | 0 | 0 | 0 | 0
WT | 658.73 | 1106.92 | 1782.05 | 1959.75 | 1516.72 | 1238.67
IGCC | 0 | 0 | 0 | 0 | 0 | 0
DemandResponse | 0 | 0 | 0 | 0 | 0 | 0
IGCC-CCS | 0 | 0 | 0 | 0 | 0 | 0
WT_off | 0 | 0 | 0 | 0 | 0 | 0
PseudoUnit | 0 | 0 | 0 | 0 | 0 | 0
FixedInterchange | 0 | 0 | 0 | 0 | 0 | 0
Levelized Capital Costs by Reporting Type: MISO_WUMS
ReportingType | 2015 | 2020 | 2025 | 2030 | 2035 | 2040
BM | 0 | 0 | 0 | 0 | 0 | 0
CC | 0 | 388.38 | 388.4 | 388.4 | 538.54 | 538.54
CSP | 0 | 0 | 0 | 0 | 0 | 0
CT | 0 | 245.64 | 332.29 | 650.53 | 1209.99 | 964.35
Coal | 184.51 | 184.51 | 184.51 | 184.51 | 184.51 | 184.51
Geo | 0 | 0 | 0 | 0 | 0 | 0
H | 0 | 0 | 0 | 0 | 0 | 0
LFG | 0 | 0 | 43.4 | 43.4 | 43.4 | 43.4
Nuc | 0 | 0 | 0 | 0 | 0 | 0
PS | 0 | 0 | 0 | 0 | 0 | 0
PV | 0 | 0 | 0 | 0 | 0 | 0
PeakG | 0 | 0 | 0 | 0 | 0 | 0
PeakO | 0 | 0 | 0 | 0 | 0 | 0
ST | 0 | 0 | 0 | 0 | 0 | 0
STOG | 0 | 0 | 0 | 0 | 0 | 0
STWD | 0 | 0 | 0 | 0 | 0 | 0
WT | 218.37 | 218.37 | 218.37 | 218.37 | 0 | 0
IGCC | 0 | 0 | 0 | 0 | 0 | 0
DemandResponse | 0 | 0 | 0 | 0 | 0 | 0
IGCC-CCS | 0 | 0 | 0 | 0 | 0 | 0
WT_off | 0 | 0 | 0 | 0 | 0 | 0
PseudoUnit | 0 | 0 | 0 | 0 | 0 | 0
FixedInterchange | 0 | 0 | 0 | 0 | 0 | 0
Levelized Capital Costs by Reporting Type: Nebraska
ReportingType | 2015 | 2020 | 2025 | 2030 | 2035 | 2040
BM | 0 | 0 | 0 | 0 | 0 | 0
CC | 0 | 0 | 0 | 0 | 0 | 0
CSP | 0 | 0 | 0 | 0 | 0 | 0
CT | 0 | 0 | 0 | 0 | 0 | 0
Coal | 66.52 | 66.52 | 66.52 | 66.52 | 747.61 | 863.49
Geo | 0 | 0 | 0 | 0 | 0 | 0
H | 0 | 0 | 0 | 0 | 0 | 0
LFG | 0 | 0 | 13.78 | 13.78 | 13.78 | 13.78
Nuc | 0 | 0 | 0 | 0 | 0 | 0
PS | 0 | 0 | 0 | 0 | 0 | 0
PV | 0 | 0 | 0 | 0 | 0 | 0
PeakG | 0 | 0 | 0 | 0 | 0 | 0
PeakO | 0 | 0 | 0 | 0 | 0 | 0
ST | 0 | 0 | 0 | 0 | 0 | 0
STOG | 0 | 0 | 0 | 0 | 0 | 0
STWD | 0 | 0 | 0 | 0 | 0 | 0
WT | 44.36 | 44.36 | 44.36 | 34.86 | 0 | 0
IGCC | 0 | 0 | 0 | 0 | 0 | 0
DemandResponse | 0 | 0 | 0 | 0 | 0 | 0
IGCC-CCS | 0 | 0 | 0 | 0 | 0 | 0
WT_off | 0 | 0 | 0 | 0 | 0 | 0
PseudoUnit | 0 | 0 | 0 | 0 | 0 | 0
FixedInterchange | 0 | 0 | 0 | 0 | 0 | 0
Levelized Capital Costs by Reporting Type: NEISO
ReportingType | 2015 | 2020 | 2025 | 2030 | 2035 | 2040
BM | 115.57 | 115.57 | 115.57 | 115.57 | 115.57 | 115.57
CC | 273.49 | 273.49 | 273.49 | 273.49 | 273.49 | 0
CSP | 0 | 0 | 0 | 0 | 0 | 0
CT | 30 | 30 | 30 | 29.13 | 206.22 | 369.28
Coal | 0 | 0 | 0 | 0 | 0 | 0
Geo | 0 | 0 | 0 | 0 | 0 | 0
H | 0 | 0 | 0 | 0 | 0 | 0
LFG | 10.64 | 22.58 | 25.27 | 25.27 | 14.63 | 2.69
Nuc | 0 | 0 | 0 | 0 | 0 | 0
PS | 0 | 0 | 0 | 0 | 0 | 0
PV | 0 | 117.19 | 118.25 | 120.62 | 122.75 | 7.82
PeakG | 0 | 0 | 0 | 0 | 0 | 0
PeakO | 0 | 0 | 0 | 0 | 0 | 0
ST | 0 | 0 | 0 | 0 | 0 | 0
STOG | 0 | 0 | 0 | 0 | 0 | 0
STWD | 0 | 0 | 0 | 0 | 0 | 0
WT | 54.49 | 677.48 | 1119.12 | 1152.12 | 1104.93 | 481.94
IGCC | 0 | 0 | 0 | 0 | 0 | 0
DemandResponse | 0 | 0 | 0 | 0 | 0 | 0
IGCC-CCS | 0 | 0 | 0 | 0 | 0 | 0
WT_off | 283.24 | 283.24 | 283.24 | 283.24 | 0 | 0
PseudoUnit | 0 | 0 | 0 | 0 | 0 | 0
FixedInterchange | 0 | 0 | 0 | 0 | 0 | 0
Levelized Capital Costs by Reporting Type: NonRTO_Midwest
ReportingType | 2015 | 2020 | 2025 | 2030 | 2035 | 2040
BM | 0 | 0 | 0 | 0 | 0 | 0
CC | 0 | 57.19 | 78.91 | 100.21 | 133.15 | 164.25
CSP | 0 | 0 | 0 | 0 | 0 | 0
CT | 0 | 20.3 | 20.3 | 33.68 | 51.7 | 52.94
Coal | 0 | 0 | 0 | 0 | 0 | 0
Geo | 0 | 0 | 0 | 0 | 0 | 0
H | 0 | 0 | 0 | 0 | 0 | 0
LFG | 0 | 0 | 0 | 30 | 30 | 30
Nuc | 0 | 0 | 0 | 0 | 0 | 0
PS | 0 | 0 | 0 | 0 | 0 | 0
PV | 0 | 0 | 0 | 0 | 0 | 0
PeakG | 0 | 0 | 0 | 0 | 0 | 0
PeakO | 0 | 0 | 0 | 0 | 0 | 0
ST | 0 | 0 | 0 | 0 | 0 | 0
STOG | 0 | 0 | 0 | 0 | 0 | 0
STWD | 0 | 0 | 0 | 0 | 0 | 0
WT | 0 | 0 | 0 | 0 | 0 | 0
IGCC | 0 | 0 | 0 | 0 | 0 | 0
DemandResponse | 0 | 0 | 0 | 0 | 0 | 0
IGCC-CCS | 0 | 0 | 0 | 0 | 0 | 0
WT_off | 0 | 0 | 0 | 0 | 0 | 0
PseudoUnit | 0 | 0 | 0 | 0 | 0 | 0
FixedInterchange | 0 | 0 | 0 | 0 | 0 | 0
Levelized Capital Costs by Reporting Type: NYISO_A-F
ReportingType | 2015 | 2020 | 2025 | 2030 | 2035 | 2040
BM | 0 | 0 | 0 | 0 | 0 | 0
CC | 85.71 | 85.71 | 85.71 | 85.71 | 85.72 | 0
CSP | 0 | 0 | 0 | 0 | 0 | 0
CT | 0 | 0 | 0 | 0 | 0 | 0
Coal | 0 | 0 | 0 | 0 | 0 | 0
Geo | 0 | 0 | 0 | 0 | 0 | 0
H | 0 | 0 | 0 | 0 | 0 | 0
LFG | 1.35 | 1.35 | 8.23 | 14.91 | 13.57 | 13.57
Nuc | 0 | 0 | 0 | 0 | 0 | 0
PS | 0 | 0 | 0 | 0 | 0 | 0
PV | 0 | 0 | 0 | 0 | 0 | 0
PeakG | 0 | 0 | 0 | 0 | 0 | 0
PeakO | 0 | 0 | 0 | 0 | 0 | 0
ST | 0 | 0 | 0 | 0 | 0 | 0
STOG | 0 | 0 | 0 | 0 | 0 | 0
STWD | 0 | 0 | 0 | 0 | 0 | 0
WT | 571.17 | 727.41 | 727.41 | 902.38 | 590.99 | 493.43
IGCC | 0 | 0 | 0 | 0 | 0 | 0
DemandResponse | 0 | 0 | 0 | 0 | 0 | 0
IGCC-CCS | 0 | 0 | 0 | 0 | 0 | 0
WT_off | 0 | 0 | 0 | 0 | 0 | 0
PseudoUnit | 0 | 0 | 0 | 0 | 0 | 0
FixedInterchange | 0 | 0 | 0 | 0 | 0 | 0
Levelized Capital Costs by Reporting Type: NYISO_G-I
ReportingType | 2015 | 2020 | 2025 | 2030 | 2035 | 2040
BM | 0 | 0 | 0 | 0 | 0 | 0
CC | 0 | 0 | 105.08 | 238.66 | 697.31 | 963.38
CSP | 0 | 0 | 0 | 0 | 0 | 0
CT | 0 | 0 | 0 | 0 | 0 | 0
Coal | 0 | 0 | 0 | 0 | 0 | 0
Geo | 0 | 0 | 0 | 0 | 0 | 0
H | 0 | 0 | 0 | 0 | 0 | 0
LFG | 0 | 0 | 14.85 | 14.85 | 14.85 | 14.85
Nuc | 0 | 0 | 0 | 0 | 0 | 0
PS | 0 | 0 | 0 | 0 | 0 | 0
PV | 0 | 0 | 0 | 0 | 0 | 0
PeakG | 0 | 0 | 0 | 0 | 0 | 0
PeakO | 0 | 0 | 0 | 0 | 0 | 0
ST | 0 | 0 | 0 | 0 | 0 | 0
STOG | 0 | 0 | 0 | 0 | 0 | 0
STWD | 0 | 0 | 0 | 0 | 0 | 0
WT | 0 | 12.72 | 12.72 | 12.72 | 12.72 | 0
IGCC | 0 | 0 | 0 | 0 | 0 | 0
DemandResponse | 0 | 0 | 0 | 0 | 0 | 0
IGCC-CCS | 0 | 0 | 0 | 0 | 0 | 0
WT_off | 0 | 0 | 0 | 0 | 0 | 0
PseudoUnit | 0 | 0 | 0 | 0 | 0 | 0
FixedInterchange | 0 | 0 | 0 | 0 | 0 | 0
Levelized Capital Costs by Reporting Type: NYISO_J-K
ReportingType | 2015 | 2020 | 2025 | 2030 | 2035 | 2040
BM | 0 | 0 | 0 | 0 | 0 | 0
CC | 226.37 | 226.37 | 226.37 | 226.37 | 226.37 | 69.61
CSP | 0 | 0 | 0 | 0 | 0 | 0
CT | 0 | 0 | 60.4 | 194.87 | 219.47 | 373.97
Coal | 0 | 0 | 0 | 0 | 0 | 0
Geo | 0 | 0 | 0 | 0 | 0 | 0
H | 0 | 0 | 0 | 0 | 0 | 0
LFG | 0 | 0 | 0 | 20.47 | 20.47 | 20.47
Nuc | 0 | 0 | 0 | 0 | 0 | 0
PS | 0 | 0 | 0 | 0 | 0 | 0
PV | 16.99 | 16.99 | 16.99 | 16.99 | 0 | 0
PeakG | 0 | 0 | 0 | 0 | 0 | 0
PeakO | 0 | 0 | 0 | 0 | 0 | 0
ST | 0 | 0 | 0 | 0 | 0 | 0
STOG | 0 | 0 | 0 | 0 | 0 | 0
STWD | 0 | 0 | 0 | 0 | 0 | 0
WT | 0 | 0 | 0 | 0 | 0 | 0
IGCC | 0 | 0 | 0 | 0 | 0 | 0
DemandResponse | 0 | 0 | 0 | 0 | 0 | 0
IGCC-CCS | 0 | 0 | 0 | 0 | 0 | 0
WT_off | 0 | 0 | 0 | 0 | 0 | 0
PseudoUnit | 0 | 0 | 0 | 0 | 0 | 0
FixedInterchange | 0 | 0 | 0 | 0 | 0 | 0
Levelized Capital Costs by Reporting Type: PJM_E
ReportingType | 2015 | 2020 | 2025 | 2030 | 2035 | 2040
BM | 14.48 | 14.48 | 14.48 | 14.48 | 14.48 | 14.48
CC | 673.31 | 673.31 | 673.31 | 673.31 | 582.39 | 0
CSP | 0 | 0 | 0 | 0 | 0 | 0
CT | 2.28 | 2.28 | 2.28 | 0 | 111.43 | 236.77
Coal | 9.09 | 9.09 | 9.09 | 9.09 | 9.09 | 9.09
Geo | 0 | 0 | 0 | 0 | 0 | 0
H | 0 | 0 | 0 | 0 | 0 | 0
LFG | 2.19 | 32.86 | 32.86 | 30.67 | 30.67 | 0
Nuc | 0 | 0 | 0 | 0 | 0 | 0
PS | 0 | 0 | 0 | 0 | 0 | 0
PV | 11.04 | 11.04 | 11.04 | 11.04 | 0 | 0
PeakG | 0 | 0 | 0 | 0 | 0 | 0
PeakO | 0 | 0 | 0 | 0 | 0 | 0
ST | 0 | 0 | 0 | 0 | 0 | 0
STOG | 0 | 0 | 0 | 0 | 0 | 0
STWD | 0 | 0 | 0 | 0 | 0 | 0
WT | 300.12 | 300.12 | 300.12 | 300.12 | 0 | 0
IGCC | 0 | 0 | 0 | 0 | 0 | 0
DemandResponse | 0 | 0 | 0 | 0 | 0 | 0
IGCC-CCS | 0 | 0 | 0 | 0 | 0 | 0
WT_off | 0 | 0 | 540.35 | 540.35 | 540.35 | 540.35
PseudoUnit | 0 | 0 | 0 | 0 | 0 | 0
FixedInterchange | 0 | 0 | 0 | 0 | 0 | 0
Levelized Capital Costs by Reporting Type: PJM_ROM
ReportingType | 2015 | 2020 | 2025 | 2030 | 2035 | 2040
BM | 7.8 | 7.8 | 7.8 | 7.8 | 7.8 | 7.8
CC | 232.92 | 232.92 | 232.92 | 232.92 | 644.62 | 2422.76
CSP | 0 | 0 | 0 | 0 | 0 | 0
CT | 1.4 | 1.4 | 1.4 | 1.4 | 0 | 0
Coal | 10.21 | 10.21 | 10.21 | 10.21 | 10.21 | 10.21
Geo | 0 | 0 | 0 | 0 | 0 | 0
H | 0 | 0 | 0 | 0 | 0 | 0
LFG | 3.93 | 57.29 | 57.29 | 55.71 | 53.36 | 0
Nuc | 0 | 0 | 0 | 0 | 0 | 0
PS | 0 | 0 | 0 | 0 | 0 | 0
PV | 0 | 508.53 | 808.18 | 896.68 | 940.34 | 477.79
PeakG | 0 | 0 | 0 | 0 | 0 | 0
PeakO | 0 | 0 | 0 | 0 | 0 | 0
ST | 0 | 0 | 0 | 0 | 0 | 0
STOG | 0 | 0 | 0 | 0 | 0 | 0
STWD | 0 | 0 | 0 | 0 | 0 | 0
WT | 113.55 | 113.55 | 273.91 | 1535.33 | 1449.19 | 1449.19
IGCC | 0 | 0 | 0 | 0 | 0 | 0
DemandResponse | 0 | 0 | 0 | 0 | 0 | 0
IGCC-CCS | 0 | 0 | 0 | 0 | 0 | 0
WT_off | 0 | 0 | 0 | 0 | 0 | 0
PseudoUnit | 0 | 0 | 0 | 0 | 0 | 0
FixedInterchange | 0 | 0 | 0 | 0 | 0 | 0
Levelized Capital Costs by Reporting Type: PJM_ROR
ReportingType | 2015 | 2020 | 2025 | 2030 | 2035 | 2040
BM | 165.77 | 165.77 | 165.77 | 165.77 | 165.77 | 80.7
CC | 350.7 | 364.13 | 591.38 | 1578.33 | 2698.29 | 2367.68
CSP | 0 | 0 | 0 | 0 | 0 | 0
CT | 2.4 | 2.4 | 2.4 | 2.4 | 203.46 | 203.46
Coal | 648.6 | 648.6 | 648.6 | 648.6 | 648.6 | 648.6
Geo | 0 | 0 | 0 | 0 | 0 | 0
H | 0 | 0 | 0 | 0 | 0 | 0
LFG | 11.72 | 11.72 | 110.38 | 104.73 | 98.66 | 98.66
Nuc | 0 | 0 | 0 | 0 | 0 | 0
PS | 0 | 0 | 0 | 0 | 0 | 0
PV | 0 | 0 | 0 | 0 | 0 | 0
PeakG | 0 | 0 | 0 | 0 | 0 | 0
PeakO | 0 | 0 | 0 | 0 | 0 | 0
ST | 0 | 0 | 0 | 0 | 0 | 0
STOG | 0 | 0 | 0 | 0 | 0 | 0
STWD | 0 | 0 | 0 | 0 | 0 | 0
WT | 1894.89 | 1894.89 | 1932.93 | 1146.08 | 38.03 | 466.38
IGCC | 0 | 0 | 0 | 0 | 0 | 0
DemandResponse | 0 | 0 | 0 | 0 | 0 | 0
IGCC-CCS | 0 | 0 | 0 | 0 | 0 | 0
WT_off | 0 | 0 | 0 | 0 | 0 | 0
PseudoUnit | 0 | 0 | 0 | 0 | 0 | 0
FixedInterchange | 0 | 0 | 0 | 0 | 0 | 0
Levelized Capital Costs by Reporting Type: SOCO
ReportingType | 2015 | 2020 | 2025 | 2030 | 2035 | 2040
BM | 21 | 21 | 21 | 21 | 21 | 21
CC | 545.14 | 565.07 | 643.32 | 1000.33 | 1000.33 | 455.18
CSP | 0 | 0 | 0 | 0 | 0 | 0
CT | 0 | 0 | 0 | 0 | 0 | 0
Coal | 0 | 0 | 0 | 0 | 929.44 | 2599.69
Geo | 0 | 0 | 0 | 0 | 0 | 0
H | 0 | 0 | 0 | 0 | 0 | 0
LFG | 0 | 0 | 19.65 | 19.65 | 19.65 | 19.65
Nuc | 0 | 1254.21 | 1254.21 | 1254.21 | 1254.21 | 1254.21
PS | 0 | 0 | 0 | 0 | 0 | 0
PV | 0 | 0 | 0 | 0 | 0 | 0
PeakG | 0 | 0 | 0 | 0 | 0 | 0
PeakO | 0 | 0 | 0 | 0 | 0 | 0
ST | 0 | 0 | 0 | 0 | 0 | 0
STOG | 0 | 0 | 0 | 0 | 0 | 0
STWD | 0 | 0 | 0 | 0 | 0 | 0
WT | 0 | 0 | 0 | 0 | 0 | 0
IGCC | 0 | 0 | 0 | 0 | 0 | 0
DemandResponse | 0 | 0 | 0 | 0 | 0 | 0
IGCC-CCS | 0 | 0 | 0 | 0 | 0 | 0
WT_off | 0 | 0 | 0 | 0 | 0 | 0
PseudoUnit | 0 | 0 | 0 | 0 | 0 | 0
FixedInterchange | 0 | 0 | 0 | 0 | 0 | 0
Levelized Capital Costs by Reporting Type: SPP_N
ReportingType | 2015 | 2020 | 2025 | 2030 | 2035 | 2040
BM | 0 | 0 | 0 | 0 | 0 | 0
CC | 0 | 210.96 | 213.35 | 240.63 | 240.63 | 240.63
CSP | 0 | 0 | 0 | 0 | 0 | 0
CT | 0 | 0 | 0 | 63.05 | 158.44 | 232.12
Coal | 128.56 | 128.56 | 128.56 | 128.56 | 128.56 | 521.83
Geo | 0 | 0 | 0 | 0 | 0 | 0
H | 0 | 0 | 0 | 0 | 0 | 0
LFG | 0 | 0 | 17.63 | 17.63 | 17.63 | 17.63
Nuc | 0 | 0 | 0 | 0 | 0 | 0
PS | 0 | 0 | 0 | 0 | 0 | 0
PV | 0 | 0 | 0 | 0 | 0 | 0
PeakG | 0 | 0 | 0 | 0 | 0 | 0
PeakO | 0 | 0 | 0 | 0 | 0 | 0
ST | 0 | 0 | 0 | 0 | 0 | 0
STOG | 0 | 0 | 0 | 0 | 0 | 0
STWD | 0 | 0 | 0 | 0 | 0 | 0
WT | 0 | 0 | 0 | 87.64 | 136.69 | 136.68
IGCC | 0 | 0 | 0 | 0 | 0 | 0
DemandResponse | 0 | 0 | 0 | 0 | 0 | 0
IGCC-CCS | 0 | 0 | 0 | 0 | 0 | 0
WT_off | 0 | 0 | 0 | 0 | 0 | 0
PseudoUnit | 0 | 0 | 0 | 0 | 0 | 0
FixedInterchange | 0 | 0 | 0 | 0 | 0 | 0
Levelized Capital Costs by Reporting Type: SPP_S
ReportingType | 2015 | 2020 | 2025 | 2030 | 2035 | 2040
BM | 0 | 0 | 0 | 0 | 0 | 0
CC | 0 | 53.43 | 71.54 | 275.59 | 275.59 | 275.59
CSP | 0 | 0 | 0 | 0 | 0 | 0
CT | 33.21 | 56.93 | 56.93 | 56.93 | 23.72 | 0.02
Coal | 273.14 | 273.14 | 273.14 | 273.14 | 273.14 | 273.14
Geo | 0 | 0 | 0 | 0 | 0 | 0
H | 0 | 0 | 0 | 0 | 0 | 0
LFG | 0 | 0 | 17.63 | 17.63 | 17.63 | 17.63
Nuc | 0 | 0 | 0 | 0 | 0 | 0
PS | 0 | 0 | 0 | 0 | 0 | 0
PV | 0 | 0 | 0 | 0 | 0 | 0
PeakG | 0 | 0 | 0 | 0 | 0 | 0
PeakO | 0 | 0 | 0 | 0 | 0 | 0
ST | 0 | 0 | 0 | 0 | 0 | 0
STOG | 0 | 0 | 0 | 0 | 0 | 0
STWD | 0 | 0 | 0 | 0 | 0 | 0
WT | 92.65 | 636.61 | 666.96 | 666.96 | 2691.04 | 3518.38
IGCC | 0 | 0 | 0 | 0 | 0 | 0
DemandResponse | 0 | 0 | 0 | 0 | 0 | 0
IGCC-CCS | 0 | 0 | 0 | 0 | 0 | 0
WT_off | 0 | 0 | 0 | 0 | 0 | 0
PseudoUnit | 0 | 0 | 0 | 0 | 0 | 0
FixedInterchange | 0 | 0 | 0 | 0 | 0 | 0
Levelized Capital Costs by Reporting Type: TVA
ReportingType | 2015 | 2020 | 2025 | 2030 | 2035 | 2040
BM | 0 | 0 | 0 | 0 | 0 | 0
CC | 151.13 | 349.41 | 392.28 | 414.84 | 380.37 | 263.71
CSP | 0 | 0 | 0 | 0 | 0 | 0
CT | 0 | 151 | 151 | 243.74 | 243.74 | 92.74
Coal | 0 | 0 | 0 | 0 | 1022.52 | 1741.19
Geo | 0 | 0 | 0 | 0 | 0 | 0
H | 0 | 0 | 0 | 0 | 0 | 0
LFG | 0 | 0 | 19.35 | 19.35 | 19.35 | 19.35
Nuc | 684.91 | 684.91 | 684.91 | 684.91 | 684.91 | 684.91
PS | 0 | 0 | 0 | 0 | 0 | 0
PV | 0 | 0 | 0 | 0 | 0 | 0
PeakG | 0 | 0 | 0 | 0 | 0 | 0
PeakO | 0 | 0 | 0 | 0 | 0 | 0
ST | 0 | 0 | 0 | 0 | 0 | 0
STOG | 0 | 0 | 0 | 0 | 0 | 0
STWD | 0 | 0 | 0 | 0 | 0 | 0
WT | 0 | 0 | 0 | 0 | 0 | 0
IGCC | 0 | 0 | 0 | 0 | 0 | 0
DemandResponse | 0 | 0 | 0 | 0 | 0 | 0
IGCC-CCS | 0 | 0 | 0 | 0 | 0 | 0
WT_off | 0 | 0 | 0 | 0 | 0 | 0
PseudoUnit | 0 | 0 | 0 | 0 | 0 | 0
FixedInterchange | 0 | 0 | 0 | 0 | 0 | 0
Levelized Capital Costs by Reporting Type: TVA_Transmission
ReportingType | 2015 | 2020 | 2025 | 2030 | 2035 | 2040
BM | 0 | 0 | 0 | 0 | 0 | 0
CC | 0 | 0 | 0 | 0 | 0 | 0
CSP | 0 | 0 | 0 | 0 | 0 | 0
CT | 0 | 0 | 0 | 0 | 0 | 0
Coal | 0 | 0 | 0 | 0 | 0 | 0
Geo | 0 | 0 | 0 | 0 | 0 | 0
H | 0 | 0 | 0 | 0 | 0 | 0
LFG | 0 | 0 | 0 | 0 | 0 | 0
Nuc | 0 | 0 | 0 | 0 | 0 | 0
PS | 0 | 0 | 0 | 0 | 0 | 0
PV | 0 | 0 | 0 | 0 | 0 | 0
PeakG | 0 | 0 | 0 | 0 | 0 | 0
PeakO | 0 | 0 | 0 | 0 | 0 | 0
ST | 0 | 0 | 0 | 0 | 0 | 0
STOG | 0 | 0 | 0 | 0 | 0 | 0
STWD | 0 | 0 | 0 | 0 | 0 | 0
WT | 0 | 0 | 0 | 0 | 0 | 0
IGCC | 0 | 0 | 0 | 0 | 0 | 0
DemandResponse | 0 | 0 | 0 | 0 | 0 | 0
IGCC-CCS | 0 | 0 | 0 | 0 | 0 | 0
WT_off | 0 | 0 | 0 | 0 | 0 | 0
PseudoUnit | 0 | 0 | 0 | 0 | 0 | 0
FixedInterchange | 0 | 0 | 0 | 0 | 0 | 0
Levelized Capital Costs by Reporting Type: VACAR
ReportingType | 2015 | 2020 | 2025 | 2030 | 2035 | 2040
BM | 0.34 | 120.83 | 337.38 | 381.63 | 419.7 | 472.98
CC | 689.75 | 883.96 | 993.1 | 1178.1 | 1746.76 | 1573.2
CSP | 0 | 0 | 0 | 0 | 0 | 0
CT | 60.82 | 60.82 | 60.82 | 155.25 | 258.37 | 316.77
Coal | 220.45 | 220.45 | 220.45 | 220.45 | 220.45 | 220.45
Geo | 0 | 0 | 0 | 0 | 0 | 0
H | 0 | 0 | 0 | 0 | 0 | 0
LFG | 0.06 | 19.57 | 19.57 | 19.57 | 19.51 | 0
Nuc | 0 | 1320.06 | 1320.06 | 1320.06 | 1320.06 | 1320.06
PS | 0 | 0 | 0 | 0 | 0 | 0
PV | 0 | 43.46 | 45.71 | 48.58 | 51.54 | 11.2
PeakG | 0 | 0 | 0 | 0 | 0 | 0
PeakO | 0 | 0 | 0 | 0 | 0 | 0
ST | 0 | 0 | 0 | 0 | 0 | 0
STOG | 0 | 0 | 0 | 0 | 0 | 0
STWD | 0 | 0 | 0 | 0 | 0 | 0
WT | 0.19 | 740.59 | 740.59 | 740.59 | 740.4 | 0
IGCC | 0 | 0 | 0 | 0 | 0 | 0
DemandResponse | 0 | 0 | 0 | 0 | 0 | 0
IGCC-CCS | 0 | 0 | 0 | 0 | 0 | 0
WT_off | 0.53 | 0.53 | 0.53 | 0.53 | 0 | 0
PseudoUnit | 0 | 0 | 0 | 0 | 0 | 0
FixedInterchange | 0 | 0 | 0 | 0 | 0 | 0
Levelized Capital Costs by Reporting Type: IESO
ReportingType | 2015 | 2020 | 2025 | 2030 | 2035 | 2040
BM | 144.8 | 144.8 | 144.8 | 144.8 | 144.8 | 144.8
CC | 175.41 | 175.41 | 175.41 | 175.41 | 267.07 | 480.78
CSP | 0 | 0 | 0 | 0 | 0 | 0
CT | 41.8 | 41.8 | 41.8 | 41.8 | 294.21 | 353.58
Coal | 0 | 0 | 0 | 0 | 0 | 0
Geo | 0 | 0 | 0 | 0 | 0 | 0
H | 0 | 0 | 0 | 0 | 0 | 0
LFG | 5.12 | 5.12 | 5.12 | 5.12 | 0.17 | 0.17
Nuc | 0 | 0 | 0 | 0 | 0 | 0
PS | 0 | 0 | 0 | 0 | 0 | 0
PV | 539.74 | 539.74 | 539.74 | 539.74 | 0 | 0
PeakG | 0 | 0 | 0 | 0 | 0 | 0
PeakO | 0 | 0 | 0 | 0 | 0 | 0
ST | 0 | 0 | 0 | 0 | 0 | 0
STOG | 0 | 0 | 0 | 0 | 0 | 0
STWD | 0 | 0 | 0 | 0 | 0 | 0
WT | 660.4 | 660.4 | 660.4 | 660.4 | 0 | 0
IGCC | 0 | 0 | 0 | 0 | 0 | 0
DemandResponse | 0 | 0 | 0 | 0 | 0 | 0
IGCC-CCS | 0 | 0 | 0 | 0 | 0 | 0
WT_off | 0 | 0 | 0 | 0 | 0 | 0
PseudoUnit | 0 | 0 | 0 | 0 | 0 | 0
FixedInterchange | 0 | 0 | 0 | 0 | 0 | 0
Levelized Capital Costs by Reporting Type: MAPP_CA
ReportingType | 2015 | 2020 | 2025 | 2030 | 2035 | 2040
BM | 0 | 0 | 0 | 0 | 0 | 0
CC | 100.52 | 157.48 | 180.47 | 230.12 | 280.58 | 180.06
CSP | 0 | 0 | 0 | 0 | 0 | 0
CT | 0 | 0 | 0 | 0 | 0.57 | 41.99
Coal | 0 | 0 | 0 | 0 | 0 | 0
Geo | 0 | 0 | 0 | 0 | 0 | 0
H | 0 | 0 | 0 | 0 | 0 | 0
LFG | 0 | 0 | 0 | 0 | 0 | 0
Nuc | 0 | 0 | 0 | 0 | 0 | 0
PS | 0 | 0 | 0 | 0 | 0 | 0
PV | 0 | 0 | 0 | 0 | 0 | 0
PeakG | 0 | 0 | 0 | 0 | 0 | 0
PeakO | 0 | 0 | 0 | 0 | 0 | 0
ST | 0 | 0 | 0 | 0 | 0 | 0
STOG | 0 | 0 | 0 | 0 | 0 | 0
STWD | 0 | 0 | 0 | 0 | 0 | 0
WT | 87.23 | 87.23 | 87.23 | 87.23 | 0 | 0
IGCC | 0 | 0 | 0 | 0 | 0 | 0
DemandResponse | 0 | 0 | 0 | 0 | 0 | 0
IGCC-CCS | 0 | 0 | 0 | 0 | 0 | 0
WT_off | 0 | 0 | 0 | 0 | 0 | 0
PseudoUnit | 0 | 0 | 0 | 0 | 0 | 0
FixedInterchange | 0 | 0 | 0 | 0 | 0 | 0
Levelized Capital Costs by Reporting Type: AZ_NM_SNV_Coal
ReportingType | 2015 | 2020 | 2025 | 2030 | 2035 | 2040
BM | 0 | 0 | 0 | 0 | 0 | 0
CC | 0 | 0 | 0 | 0 | 0 | 0
CSP | 0 | 0 | 0 | 0 | 0 | 0
CT | 0 | 0 | 0 | 0 | 0 | 0
Coal | 0 | 0 | 0 | 0 | 0 | 1937.5
Geo | 0 | 0 | 0 | 0 | 0 | 0
H | 0 | 0 | 0 | 0 | 0 | 0
LFG | 0 | 0 | 0 | 0 | 0 | 0
Nuc | 0 | 0 | 0 | 0 | 0 | 0
PS | 0 | 0 | 0 | 0 | 0 | 0
PV | 0 | 0 | 0 | 0 | 0 | 0
PeakG | 0 | 0 | 0 | 0 | 0 | 0
PeakO | 0 | 0 | 0 | 0 | 0 | 0
ST | 0 | 0 | 0 | 0 | 0 | 0
STOG | 0 | 0 | 0 | 0 | 0 | 0
STWD | 0 | 0 | 0 | 0 | 0 | 0
WT | 0 | 0 | 0 | 0 | 0 | 0
IGCC | 0 | 0 | 0 | 0 | 0 | 0
DemandResponse | 0 | 0 | 0 | 0 | 0 | 0
IGCC-CCS | 0 | 0 | 0 | 0 | 0 | 0
WT_off | 0 | 0 | 0 | 0 | 0 | 0
PseudoUnit | 0 | 0 | 0 | 0 | 0 | 0
FixedInterchange | 0 | 0 | 0 | 0 | 0 | 0
Levelized Capital Costs by Reporting Type: AZ_NM_SNV_Gas
ReportingType | 2015 | 2020 | 2025 | 2030 | 2035 | 2040
BM | 0 | 0 | 0 | 0 | 0 | 0
CC | 79.32 | 194.77 | 265.53 | 641.16 | 1126.76 | 1047.43
CSP | 0 | 0 | 0 | 0 | 0 | 0
CT | 63.7 | 63.7 | 63.7 | 63.7 | 0 | 0
Coal | 0 | 0 | 0 | 0 | 0 | 0
Geo | 0 | 0 | 0 | 0 | 0 | 0
H | 0 | 0 | 0 | 0 | 0 | 0
LFG | 0 | 0 | 0 | 0 | 0 | 0
Nuc | 0 | 0 | 0 | 0 | 0 | 0
PS | 0 | 0 | 0 | 0 | 0 | 0
PV | 0 | 0 | 0 | 0 | 0 | 0
PeakG | 0 | 0 | 0 | 0 | 0 | 0
PeakO | 0 | 0 | 0 | 0 | 0 | 0
ST | 0 | 0 | 0 | 0 | 0 | 0
STOG | 0 | 0 | 0 | 0 | 0 | 0
STWD | 0 | 0 | 0 | 0 | 0 | 0
WT | 0 | 0 | 0 | 0 | 0 | 0
IGCC | 0 | 0 | 0 | 0 | 0 | 0
DemandResponse | 0 | 0 | 0 | 0 | 0 | 0
IGCC-CCS | 0 | 0 | 0 | 0 | 0 | 0
WT_off | 0 | 0 | 0 | 0 | 0 | 0
PseudoUnit | 0 | 0 | 0 | 0 | 0 | 0
FixedInterchange | 0 | 0 | 0 | 0 | 0 | 0
Levelized Capital Costs by Reporting Type: AZ_NM_SNV_NucRenew
ReportingType | 2015 | 2020 | 2025 | 2030 | 2035 | 2040
BM | 0 | 0 | 0 | 0 | 0 | 0
CC | 0 | 0 | 0 | 0 | 0 | 0
CSP | 0 | 0 | 0 | 0 | 0 | 0
CT | 0 | 0 | 0 | 0 | 0 | 0
Coal | 0 | 0 | 0 | 0 | 0 | 0
Geo | 0 | 0 | 369.64 | 369.64 | 369.64 | 369.64
H | 0 | 0 | 0 | 0 | 0 | 0
LFG | 0 | 11.72 | 11.72 | 11.72 | 11.72 | 0
Nuc | 0 | 0 | 0 | 0 | 0 | 0
PS | 0 | 0 | 0 | 0 | 0 | 0
PV | 34.88 | 34.88 | 34.88 | 34.88 | 0 | 0
PeakG | 0 | 0 | 0 | 0 | 0 | 0
PeakO | 0 | 0 | 0 | 0 | 0 | 0
ST | 101.54 | 252.8 | 338.91 | 300.68 | 264.51 | 113.25
STOG | 0 | 0 | 0 | 0 | 0 | 0
STWD | 0 | 0 | 0 | 0 | 0 | 0
WT | 14.29 | 2487.02 | 2487.02 | 2567.35 | 2553.07 | 80.33
IGCC | 0 | 0 | 0 | 0 | 0 | 0
DemandResponse | 0 | 0 | 0 | 0 | 0 | 0
IGCC-CCS | 0 | 0 | 0 | 0 | 0 | 0
WT_off | 0 | 0 | 0 | 0 | 0 | 0
PseudoUnit | 0 | 0 | 0 | 0 | 0 | 0
FixedInterchange | 0 | 0 | 0 | 0 | 0 | 0
Levelized Capital Costs by Reporting Type: ERCOT
ReportingType | 2015 | 2020 | 2025 | 2030 | 2035 | 2040
BM | 54.69 | 54.69 | 54.69 | 54.69 | 54.69 | 54.69
CC | 187.91 | 538.59 | 598.14 | 930.38 | 1334.42 | 1563.38
CSP | 0 | 0 | 0 | 0 | 0 | 0
CT | 20.97 | 20.97 | 20.97 | 20.97 | 0 | 0
Coal | 540.38 | 540.38 | 540.38 | 540.38 | 540.38 | 540.38
Geo | 0 | 0 | 0 | 0 | 0 | 0
H | 0 | 0 | 0 | 0 | 0 | 0
LFG | 0 | 0 | 0 | 63.77 | 63.77 | 63.77
Nuc | 0 | 0 | 0 | 0 | 0 | 0
PS | 0 | 0 | 0 | 0 | 0 | 0
PV | 4.89 | 4.89 | 4.89 | 4.89 | 0 | 0
PeakG | 0 | 0 | 0 | 0 | 0 | 0
PeakO | 0 | 0 | 0 | 0 | 0 | 0
ST | 0 | 0 | 0 | 0 | 0 | 0
STOG | 0 | 0 | 0 | 0 | 0 | 0
STWD | 0 | 0 | 0 | 0 | 0 | 0
WT | 72.7 | 72.7 | 72.7 | 72.7 | 0 | 36.26
IGCC | 0 | 0 | 0 | 0 | 0 | 0
DemandResponse | 0 | 0 | 0 | 0 | 0 | 0
IGCC-CCS | 0 | 0 | 0 | 0 | 0 | 0
WT_off | 0 | 0 | 0 | 0 | 0 | 0
PseudoUnit | 0 | 0 | 0 | 0 | 0 | 0
FixedInterchange | 0 | 0 | 0 | 0 | 0 | 0
Levelized Capital Costs by Reporting Type: NP15
ReportingType | 2015 | 2020 | 2025 | 2030 | 2035 | 2040
BM | 0 | 0 | 0 | 0 | 0 | 0
CC | 130.44 | 130.44 | 130.44 | 130.44 | 130.44 | 12.4
CSP | 0 | 0 | 0 | 0 | 0 | 0
CT | 30.35 | 149.92 | 493.87 | 1042.43 | 1563.28 | 2011.89
Coal | 0 | 0 | 0 | 0 | 0 | 0
Geo | 0 | 62.4 | 178.99 | 178.99 | 178.99 | 116.6
H | 0 | 0 | 0 | 0 | 0 | 0
LFG | 0 | 125.8 | 125.8 | 125.8 | 125.8 | 0
Nuc | 0 | 0 | 0 | 0 | 0 | 0
PS | 0 | 0 | 0 | 0 | 0 | 0
PV | 2.79 | 2.79 | 2.79 | 2.79 | 0 | 0
PeakG | 0 | 0 | 0 | 0 | 0 | 0
PeakO | 0 | 0 | 0 | 0 | 0 | 0
ST | 12.6 | 12.6 | 12.6 | 12.6 | 0 | 0
STOG | 0 | 0 | 0 | 0 | 0 | 0
STWD | 0 | 0 | 0 | 0 | 0 | 0
WT | 26.07 | 837.92 | 837.92 | 837.92 | 811.85 | 0
IGCC | 0 | 0 | 0 | 0 | 0 | 0
DemandResponse | 0 | 0 | 0 | 0 | 0 | 0
IGCC-CCS | 0 | 0 | 0 | 0 | 0 | 0
WT_off | 0 | 0 | 0 | 0 | 0 | 0
PseudoUnit | 0 | 0 | 0 | 0 | 0 | 0
FixedInterchange | 0 | 0 | 0 | 0 | 0 | 0
Levelized Capital Costs by Reporting Type: NWPP_Coal
ReportingType | 2015 | 2020 | 2025 | 2030 | 2035 | 2040
BM | 0 | 0 | 0 | 0 | 0 | 0
CC | 0 | 0 | 0 | 0 | 0 | 0
CSP | 0 | 0 | 0 | 0 | 0 | 0
CT | 0 | 0 | 0 | 0 | 0 | 0
Coal | 0 | 0 | 0 | 0 | 0 | 0
Geo | 0 | 0 | 0 | 0 | 0 | 0
H | 0 | 0 | 0 | 0 | 0 | 0
LFG | 0 | 0 | 0 | 0 | 0 | 0
Nuc | 0 | 0 | 0 | 0 | 0 | 0
PS | 0 | 0 | 0 | 0 | 0 | 0
PV | 0 | 0 | 0 | 0 | 0 | 0
PeakG | 0 | 0 | 0 | 0 | 0 | 0
PeakO | 0 | 0 | 0 | 0 | 0 | 0
ST | 0 | 0 | 0 | 0 | 0 | 0
STOG | 0 | 0 | 0 | 0 | 0 | 0
STWD | 0 | 0 | 0 | 0 | 0 | 0
WT | 0 | 0 | 0 | 0 | 0 | 0
IGCC | 0 | 0 | 0 | 0 | 0 | 0
DemandResponse | 0 | 0 | 0 | 0 | 0 | 0
IGCC-CCS | 0 | 0 | 0 | 0 | 0 | 0
WT_off | 0 | 0 | 0 | 0 | 0 | 0
PseudoUnit | 0 | 0 | 0 | 0 | 0 | 0
FixedInterchange | 0 | 0 | 0 | 0 | 0 | 0
Levelized Capital Costs by Reporting Type: NWPP_Gas
ReportingType | 2015 | 2020 | 2025 | 2030 | 2035 | 2040
BM | 0 | 0 | 0 | 0 | 0 | 0
CC | 33.4 | 33.4 | 82.64 | 664.29 | 1052.31 | 1149.66
CSP | 0 | 0 | 0 | 0 | 0 | 0
CT | 13.02 | 13.02 | 13.02 | 13.02 | 0 | 0
Coal | 0 | 0 | 0 | 0 | 0 | 260.75
Geo | 0 | 0 | 0 | 0 | 0 | 0
H | 0 | 0 | 0 | 0 | 0 | 0
LFG | 0 | 0 | 0 | 0 | 0 | 0
Nuc | 0 | 0 | 0 | 0 | 0 | 0
PS | 0 | 0 | 0 | 0 | 0 | 0
PV | 0 | 0 | 0 | 0 | 0 | 0
PeakG | 0 | 0 | 0 | 0 | 0 | 0
PeakO | 0 | 0 | 0 | 0 | 0 | 0
ST | 0 | 0 | 0 | 0 | 0 | 0
STOG | 0 | 0 | 0 | 0 | 0 | 0
STWD | 0 | 0 | 0 | 0 | 0 | 0
WT | 0 | 0 | 0 | 0 | 0 | 0
IGCC | 0 | 0 | 0 | 0 | 0 | 0
DemandResponse | 0 | 0 | 0 | 0 | 0 | 0
IGCC-CCS | 0 | 0 | 0 | 0 | 0 | 0
WT_off | 0 | 0 | 0 | 0 | 0 | 0
PseudoUnit | 0 | 0 | 0 | 0 | 0 | 0
FixedInterchange | 0 | 0 | 0 | 0 | 0 | 0
Levelized Capital Costs by Reporting Type: NWPP_NucRenew
ReportingType | 2015 | 2020 | 2025 | 2030 | 2035 | 2040
BM | 13.89 | 13.89 | 13.89 | 13.89 | 13.89 | 13.89
CC | 0 | 0 | 0 | 0 | 0 | 0
CSP | 0 | 0 | 0 | 0 | 0 | 0
CT | 0 | 0 | 0 | 0 | 0 | 0
Coal | 0 | 0 | 0 | 0 | 0 | 0
Geo | 24.88 | 24.88 | 135.71 | 135.71 | 110.83 | 110.83
H | 0 | 0 | 0 | 0 | 0 | 0
LFG | 5.02 | 8.99 | 46.85 | 50.84 | 45.81 | 41.85
Nuc | 0 | 0 | 0 | 0 | 0 | 0
PS | 0 | 0 | 0 | 0 | 0 | 0
PV | 0 | 0 | 0 | 0 | 0 | 0
PeakG | 0 | 0 | 0 | 0 | 0 | 0
PeakO | 0 | 0 | 0 | 0 | 0 | 0
ST | 0 | 0 | 0 | 0 | 0 | 0
STOG | 0 | 0 | 0 | 0 | 0 | 0
STWD | 0 | 0 | 0 | 0 | 0 | 0
WT | 238.86 | 238.86 | 238.86 | 238.86 | 0 | 0
IGCC | 0 | 0 | 0 | 0 | 0 | 0
DemandResponse | 0 | 0 | 0 | 0 | 0 | 0
IGCC-CCS | 0 | 0 | 0 | 0 | 0 | 0
WT_off | 0 | 0 | 0 | 0 | 0 | 0
PseudoUnit | 0 | 0 | 0 | 0 | 0 | 0
FixedInterchange | 0 | 0 | 0 | 0 | 0 | 0
Levelized Capital Costs by Reporting Type: RMPA
ReportingType | 2015 | 2020 | 2025 | 2030 | 2035 | 2040
BM | 0 | 0 | 0 | 0 | 0 | 0
CC | 0 | 0 | 0 | 0 | 0 | 0
CSP | 0 | 0 | 0 | 0 | 0 | 0
CT | 15.2 | 15.2 | 15.2 | 15.2 | 0 | 0
Coal | 108.63 | 108.63 | 108.63 | 312.9 | 726.12 | 1219.57
Geo | 0 | 115.92 | 665.8 | 665.8 | 665.8 | 549.88
H | 0 | 0 | 0 | 0 | 0 | 0
LFG | 0.28 | 5.85 | 5.85 | 5.85 | 5.57 | 0
Nuc | 0 | 0 | 0 | 0 | 0 | 0
PS | 0 | 0 | 0 | 0 | 0 | 0
PV | 0.37 | 0.37 | 0.37 | 0.37 | 0 | 0
PeakG | 0 | 0 | 0 | 0 | 0 | 0
PeakO | 0 | 0 | 0 | 0 | 0 | 0
ST | 1.07 | 125.22 | 134.13 | 144.16 | 143.09 | 18.94
STOG | 0 | 0 | 0 | 0 | 0 | 0
STWD | 0 | 0 | 0 | 0 | 0 | 0
WT | 172.66 | 172.66 | 172.66 | 172.66 | 0 | 0
IGCC | 0 | 0 | 0 | 0 | 0 | 0
DemandResponse | 0 | 0 | 0 | 0 | 0 | 0
IGCC-CCS | 0 | 0 | 0 | 0 | 0 | 0
WT_off | 0 | 0 | 0 | 0 | 0 | 0
PseudoUnit | 0 | 0 | 0 | 0 | 0 | 0
FixedInterchange | 0 | 0 | 0 | 0 | 0 | 0
Levelized Capital Costs by Reporting Type: SP15
ReportingType | 2015 | 2020 | 2025 | 2030 | 2035 | 2040
BM | 2.9 | 2.9 | 2.9 | 2.9 | 2.9 | 2.9
CC | 60.76 | 60.76 | 60.76 | 60.76 | 60.76 | 0
CSP | 0 | 0 | 0 | 0 | 0 | 0
CT | 0 | 0 | 0 | 0 | 0 | 0
Coal | 0 | 0 | 0 | 0 | 0 | 0
Geo | 14.26 | 385.19 | 385.19 | 370.93 | 370.93 | 0
H | 0 | 0 | 0 | 0 | 0 | 0
LFG | 2.09 | 125.04 | 125.04 | 124.8 | 122.95 | 0
Nuc | 0 | 0 | 0 | 0 | 0 | 0
PS | 0 | 0 | 0 | 0 | 0 | 0
PV | 1.62 | 1.62 | 1.62 | 1.62 | 0 | 0
PeakG | 0 | 0 | 0 | 0 | 0 | 0
PeakO | 0 | 0 | 0 | 0 | 0 | 0
ST | 191.39 | 191.39 | 191.39 | 191.39 | 0 | 0
STOG | 0 | 0 | 0 | 0 | 0 | 0
STWD | 0 | 0 | 0 | 0 | 0 | 0
WT | 193.26 | 193.26 | 193.26 | 193.26 | 0 | 0
IGCC | 0 | 0 | 0 | 0 | 0 | 0
DemandResponse | 0 | 0 | 0 | 0 | 0 | 0
IGCC-CCS | 0 | 0 | 0 | 0 | 0 | 0
WT_off | 0 | 0 | 0 | 0 | 0 | 0
PseudoUnit | 0 | 0 | 0 | 0 | 0 | 0
FixedInterchange | 0 | 0 | 0 | 0 | 0 | 0
Levelized Capital Costs by Reporting Type: ALB
ReportingType | 2015 | 2020 | 2025 | 2030 | 2035 | 2040
BM | 0 | 0 | 0 | 0 | 0 | 0
CC | 45.53 | 123.32 | 192.14 | 294.08 | 427.14 | 502.91
CSP | 0 | 0 | 0 | 0 | 0 | 0
CT | 16.7 | 16.7 | 16.7 | 16.7 | 0 | 0
Coal | 147.62 | 147.62 | 147.62 | 147.62 | 147.62 | 147.62
Geo | 0 | 0 | 0 | 0 | 0 | 0
H | 0 | 0 | 0 | 0 | 0 | 0
LFG | 0 | 0 | 0 | 0 | 0 | 0
Nuc | 0 | 0 | 0 | 0 | 0 | 0
PS | 0 | 0 | 0 | 0 | 0 | 0
PV | 0 | 0 | 0 | 0 | 0 | 0
PeakG | 0 | 0 | 0 | 0 | 0 | 0
PeakO | 0 | 0 | 0 | 0 | 0 | 0
ST | 0 | 0 | 0 | 0 | 0 | 0
STOG | 0 | 0 | 0 | 0 | 0 | 0
STWD | 0 | 0 | 0 | 0 | 0 | 0
WT | 2.54 | 2.54 | 2.54 | 2.54 | 0 | 0
IGCC | 0 | 0 | 0 | 0 | 0 | 0
DemandResponse | 0 | 0 | 0 | 0 | 0 | 0
IGCC-CCS | 0 | 0 | 0 | 0 | 0 | 0
WT_off | 0 | 0 | 0 | 0 | 0 | 0
PseudoUnit | 0 | 0 | 0 | 0 | 0 | 0
FixedInterchange | 0 | 0 | 0 | 0 | 0 | 0
Levelized Capital Costs by Reporting Type: BC
ReportingType | 2015 | 2020 | 2025 | 2030 | 2035 | 2040
BM | 0 | 0 | 0 | 0 | 0 | 0
CC | 131.98 | 181.41 | 254.45 | 313.74 | 400.68 | 359.9
CSP | 0 | 0 | 0 | 0 | 0 | 0
CT | 0 | 0 | 0 | 0 | 0 | 0
Coal | 0 | 0 | 0 | 0 | 0 | 0
Geo | 0 | 0 | 0 | 0 | 0 | 0
H | 0 | 0 | 0 | 0 | 0 | 0
LFG | 0 | 0 | 0 | 0 | 0 | 0
Nuc | 0 | 0 | 0 | 0 | 0 | 0
PS | 0 | 0 | 0 | 0 | 0 | 0
PV | 0 | 0 | 0 | 0 | 0 | 0
PeakG | 0 | 0 | 0 | 0 | 0 | 0
PeakO | 0 | 0 | 0 | 0 | 0 | 0
ST | 0 | 0 | 0 | 0 | 0 | 0
STOG | 0 | 0 | 0 | 0 | 0 | 0
STWD | 0 | 0 | 0 | 0 | 0 | 0
WT | 40.68 | 40.68 | 40.68 | 40.68 | 0 | 0
IGCC | 0 | 0 | 0 | 0 | 0 | 0
DemandResponse | 0 | 0 | 0 | 0 | 0 | 0
IGCC-CCS | 0 | 0 | 0 | 0 | 0 | 0
WT_off | 0 | 0 | 0 | 0 | 0 | 0
PseudoUnit | 0 | 0 | 0 | 0 | 0 | 0
FixedInterchange | 0 | 0 | 0 | 0 | 0 | 0
Levelized Capital Costs by Reporting Type: HQ_IESO
ReportingType | 2015 | 2020 | 2025 | 2030 | 2035 | 2040
BM | 0 | 0 | 0 | 0 | 0 | 0
CC | 0 | 0 | 0 | 0 | 0 | 0
CSP | 0 | 0 | 0 | 0 | 0 | 0
CT | 0 | 0 | 0 | 0 | 0 | 0
Coal | 0 | 0 | 0 | 0 | 0 | 0
Geo | 0 | 0 | 0 | 0 | 0 | 0
H | 0 | 0 | 0 | 0 | 0 | 0
LFG | 0 | 0 | 0 | 0 | 0 | 0
Nuc | 0 | 0 | 0 | 0 | 0 | 0
PS | 0 | 0 | 0 | 0 | 0 | 0
PV | 0 | 0 | 0 | 0 | 0 | 0
PeakG | 0 | 0 | 0 | 0 | 0 | 0
PeakO | 0 | 0 | 0 | 0 | 0 | 0
ST | 0 | 0 | 0 | 0 | 0 | 0
STOG | 0 | 0 | 0 | 0 | 0 | 0
STWD | 0 | 0 | 0 | 0 | 0 | 0
WT | 0 | 0 | 0 | 0 | 0 | 0
IGCC | 0 | 0 | 0 | 0 | 0 | 0
DemandResponse | 0 | 0 | 0 | 0 | 0 | 0
IGCC-CCS | 0 | 0 | 0 | 0 | 0 | 0
WT_off | 0 | 0 | 0 | 0 | 0 | 0
PseudoUnit | 0 | 0 | 0 | 0 | 0 | 0
FixedInterchange | 0 | 0 | 0 | 0 | 0 | 0
Levelized Capital Costs by Reporting Type: HQ_NEISO
ReportingType | 2015 | 2020 | 2025 | 2030 | 2035 | 2040
BM | 0 | 0 | 0 | 0 | 0 | 0
CC | 0 | 0 | 0 | 0 | 0 | 0
CSP | 0 | 0 | 0 | 0 | 0 | 0
CT | 0 | 0 | 0 | 0 | 0 | 0
Coal | 0 | 0 | 0 | 0 | 0 | 0
Geo | 0 | 0 | 0 | 0 | 0 | 0
H | 0 | 0 | 0 | 0 | 0 | 0
LFG | 0 | 0 | 0 | 0 | 0 | 0
Nuc | 0 | 0 | 0 | 0 | 0 | 0
PS | 0 | 0 | 0 | 0 | 0 | 0
PV | 0 | 0 | 0 | 0 | 0 | 0
PeakG | 0 | 0 | 0 | 0 | 0 | 0
PeakO | 0 | 0 | 0 | 0 | 0 | 0
ST | 0 | 0 | 0 | 0 | 0 | 0
STOG | 0 | 0 | 0 | 0 | 0 | 0
STWD | 0 | 0 | 0 | 0 | 0 | 0
WT | 0 | 0 | 0 | 0 | 0 | 0
IGCC | 0 | 0 | 0 | 0 | 0 | 0
DemandResponse | 0 | 0 | 0 | 0 | 0 | 0
IGCC-CCS | 0 | 0 | 0 | 0 | 0 | 0
WT_off | 0 | 0 | 0 | 0 | 0 | 0
PseudoUnit | 0 | 0 | 0 | 0 | 0 | 0
FixedInterchange | 0 | 0 | 0 | 0 | 0 | 0
Levelized Capital Costs by Reporting Type: HQ_NY
ReportingType | 2015 | 2020 | 2025 | 2030 | 2035 | 2040
BM | 0 | 0 | 0 | 0 | 0 | 0
CC | 0 | 0 | 0 | 0 | 0 | 0
CSP | 0 | 0 | 0 | 0 | 0 | 0
CT | 0 | 0 | 0 | 0 | 0 | 0
Coal | 0 | 0 | 0 | 0 | 0 | 0
Geo | 0 | 0 | 0 | 0 | 0 | 0
H | 0 | 0 | 0 | 0 | 0 | 0
LFG | 0 | 0 | 0 | 0 | 0 | 0
Nuc | 0 | 0 | 0 | 0 | 0 | 0
PS | 0 | 0 | 0 | 0 | 0 | 0
PV | 0 | 0 | 0 | 0 | 0 | 0
PeakG | 0 | 0 | 0 | 0 | 0 | 0
PeakO | 0 | 0 | 0 | 0 | 0 | 0
ST | 0 | 0 | 0 | 0 | 0 | 0
STOG | 0 | 0 | 0 | 0 | 0 | 0
STWD | 0 | 0 | 0 | 0 | 0 | 0
WT | 0 | 0 | 0 | 0 | 0 | 0
IGCC | 0 | 0 | 0 | 0 | 0 | 0
DemandResponse | 0 | 0 | 0 | 0 | 0 | 0
IGCC-CCS | 0 | 0 | 0 | 0 | 0 | 0
WT_off | 0 | 0 | 0 | 0 | 0 | 0
PseudoUnit | 0 | 0 | 0 | 0 | 0 | 0
FixedInterchange | 0 | 0 | 0 | 0 | 0 | 0
Levelized Capital Costs by Reporting Type: MARITIMES
ReportingType | 2015 | 2020 | 2025 | 2030 | 2035 | 2040
BM | 0 | 0 | 0 | 0 | 0 | 0
CC | 0 | 0 | 0 | 0 | 0 | 0
CSP | 0 | 0 | 0 | 0 | 0 | 0
CT | 0 | 0 | 0 | 0 | 0 | 0
Coal | 0 | 0 | 0 | 0 | 0 | 0
Geo | 0 | 0 | 0 | 0 | 0 | 0
H | 0 | 0 | 0 | 0 | 0 | 0
LFG | 0 | 0 | 0 | 0 | 0 | 0
Nuc | 0 | 0 | 0 | 0 | 0 | 0
PS | 0 | 0 | 0 | 0 | 0 | 0
PV | 0 | 0 | 0 | 0 | 0 | 0
PeakG | 0 | 0 | 0 | 0 | 0 | 0
PeakO | 0 | 0 | 0 | 0 | 0 | 0
ST | 0 | 0 | 0 | 0 | 0 | 0
STOG | 0 | 0 | 0 | 0 | 0 | 0
STWD | 0 | 0 | 0 | 0 | 0 | 0
WT | 0 | 0 | 0 | 0 | 0 | 0
IGCC | 0 | 0 | 0 | 0 | 0 | 0
DemandResponse | 0 | 0 | 0 | 0 | 0 | 0
IGCC-CCS | 0 | 0 | 0 | 0 | 0 | 0
WT_off | 0 | 0 | 0 | 0 | 0 | 0
PseudoUnit | 0 | 0 | 0 | 0 | 0 | 0
FixedInterchange | 0 | 0 | 0 | 0 | 0 | 0
Levelized Capital Costs by Reporting Type: All
ReportingType | 2015 | 2020 | 2025 | 2030 | 2035 | 2040
BM | 541.24 | 661.73 | 878.29 | 922.53 | 960.6 | 928.82
CC | 4388.9 | 7046.92 | 8459.19 | 12831.53 | 18298.01 | 19175.04
CSP | 0 | 0 | 0 | 0 | 0 | 0
CT | 553.9 | 1114.13 | 1605.13 | 2889.35 | 4591.53 | 5308.01
Coal | 3114.71 | 3114.71 | 3114.71 | 3318.97 | 6602.39 | 14316.52
Geo | 39.14 | 588.38 | 1735.33 | 1721.07 | 1696.19 | 1146.95
H | 0 | 0 | 0 | 0 | 0 | 0
LFG | 42.41 | 462.16 | 887.47 | 1018.62 | 986.04 | 566.28
Nuc | 684.91 | 3259.17 | 3259.17 | 3259.17 | 3259.17 | 3259.17
PS | 0 | 0 | 0 | 0 | 0 | 0
PV | 612.43 | 1389.38 | 1753.98 | 1854.55 | 1297.94 | 579.81
PeakG | 0 | 0 | 0 | 0 | 0 | 0
PeakO | 0 | 0 | 0 | 0 | 0 | 0
ST | 306.6 | 582.01 | 677.03 | 648.83 | 407.6 | 132.19
STOG | 0 | 0 | 0 | 0 | 0 | 0
STWD | 0 | 0 | 0 | 0 | 0 | 0
WT | 6098.68 | 12018 | 13525.15 | 14536.95 | 12046.2 | 8261.83
IGCC | 215.26 | 215.26 | 215.26 | 215.26 | 215.26 | 215.26
DemandResponse | 0 | 0 | 0 | 0 | 0 | 0
IGCC-CCS | 0 | 0 | 0 | 0 | 0 | 0
WT_off | 283.77 | 283.77 | 824.12 | 824.12 | 540.35 | 540.35
PseudoUnit | 0 | 0 | 0 | 0 | 0 | 0
FixedInterchange | 0 | 0 | 0 | 0 | 0 | 0
Levelized Capital Costs by Reporting Type: EI_US
ReportingType | 2015 | 2020 | 2025 | 2030 | 2035 | 2040
BM | 324.96 | 445.45 | 662 | 706.25 | 744.32 | 712.53
CC | 3443.63 | 5451.34 | 6519.21 | 9391.15 | 13217.85 | 13878.51
CSP | 0 | 0 | 0 | 0 | 0 | 0
CT | 352.16 | 792.81 | 939.87 | 1675.52 | 2733.48 | 2900.56
Coal | 2318.08 | 2318.08 | 2318.08 | 2318.08 | 5188.27 | 10210.7
Geo | 0 | 0 | 0 | 0 | 0 | 0
H | 0 | 0 | 0 | 0 | 0 | 0
LFG | 29.9 | 179.66 | 567.1 | 630.72 | 610.25 | 460.49
Nuc | 684.91 | 3259.17 | 3259.17 | 3259.17 | 3259.17 | 3259.17
PS | 0 | 0 | 0 | 0 | 0 | 0
PV | 28.13 | 805.07 | 1169.68 | 1270.25 | 1297.94 | 579.81
PeakG | 0 | 0 | 0 | 0 | 0 | 0
PeakO | 0 | 0 | 0 | 0 | 0 | 0
ST | 0 | 0 | 0 | 0 | 0 | 0
STOG | 0 | 0 | 0 | 0 | 0 | 0
STWD | 0 | 0 | 0 | 0 | 0 | 0
WT | 4589.99 | 7224.72 | 8731.87 | 9663.35 | 8681.28 | 8145.24
IGCC | 215.26 | 215.26 | 215.26 | 215.26 | 215.26 | 215.26
DemandResponse | 0 | 0 | 0 | 0 | 0 | 0
IGCC-CCS | 0 | 0 | 0 | 0 | 0 | 0
WT_off | 283.77 | 283.77 | 824.12 | 824.12 | 540.35 | 540.35
PseudoUnit | 0 | 0 | 0 | 0 | 0 | 0
FixedInterchange | 0 | 0 | 0 | 0 | 0 | 0
Levelized Capital Costs by Reporting Type: EI_Canada
ReportingType | 2015 | 2020 | 2025 | 2030 | 2035 | 2040
BM | 144.8 | 144.8 | 144.8 | 144.8 | 144.8 | 144.8
CC | 275.93 | 332.89 | 355.88 | 405.53 | 547.65 | 660.85
CSP | 0 | 0 | 0 | 0 | 0 | 0
CT | 41.8 | 41.8 | 41.8 | 41.8 | 294.77 | 395.56
Coal | 0 | 0 | 0 | 0 | 0 | 0
Geo | 0 | 0 | 0 | 0 | 0 | 0
H | 0 | 0 | 0 | 0 | 0 | 0
LFG | 5.12 | 5.12 | 5.12 | 5.12 | 0.17 | 0.17
Nuc | 0 | 0 | 0 | 0 | 0 | 0
PS | 0 | 0 | 0 | 0 | 0 | 0
PV | 539.74 | 539.74 | 539.74 | 539.74 | 0 | 0
PeakG | 0 | 0 | 0 | 0 | 0 | 0
PeakO | 0 | 0 | 0 | 0 | 0 | 0
ST | 0 | 0 | 0 | 0 | 0 | 0
STOG | 0 | 0 | 0 | 0 | 0 | 0
STWD | 0 | 0 | 0 | 0 | 0 | 0
WT | 747.62 | 747.62 | 747.62 | 747.62 | 0 | 0
IGCC | 0 | 0 | 0 | 0 | 0 | 0
DemandResponse | 0 | 0 | 0 | 0 | 0 | 0
IGCC-CCS | 0 | 0 | 0 | 0 | 0 | 0
WT_off | 0 | 0 | 0 | 0 | 0 | 0
PseudoUnit | 0 | 0 | 0 | 0 | 0 | 0
FixedInterchange | 0 | 0 | 0 | 0 | 0 | 0
Levelized Capital Costs by Reporting Type: EI
ReportingType | 2015 | 2020 | 2025 | 2030 | 2035 | 2040
BM | 469.76 | 590.25 | 806.81 | 851.05 | 889.12 | 857.34
CC | 3719.56 | 5784.23 | 6875.09 | 9796.69 | 13765.5 | 14539.35
CSP | 0 | 0 | 0 | 0 | 0 | 0
CT | 393.95 | 834.61 | 981.66 | 1717.31 | 3028.25 | 3296.12
Coal | 2318.08 | 2318.08 | 2318.08 | 2318.08 | 5188.27 | 10210.7
Geo | 0 | 0 | 0 | 0 | 0 | 0
H | 0 | 0 | 0 | 0 | 0 | 0
LFG | 35.02 | 184.78 | 572.22 | 635.84 | 610.42 | 460.66
Nuc | 684.91 | 3259.17 | 3259.17 | 3259.17 | 3259.17 | 3259.17
PS | 0 | 0 | 0 | 0 | 0 | 0
PV | 567.88 | 1344.82 | 1709.43 | 1809.99 | 1297.94 | 579.81
PeakG | 0 | 0 | 0 | 0 | 0 | 0
PeakO | 0 | 0 | 0 | 0 | 0 | 0
ST | 0 | 0 | 0 | 0 | 0 | 0
STOG | 0 | 0 | 0 | 0 | 0 | 0
STWD | 0 | 0 | 0 | 0 | 0 | 0
WT | 5337.61 | 7972.35 | 9479.5 | 10410.97 | 8681.28 | 8145.24
IGCC | 215.26 | 215.26 | 215.26 | 215.26 | 215.26 | 215.26
DemandResponse | 0 | 0 | 0 | 0 | 0 | 0
IGCC-CCS | 0 | 0 | 0 | 0 | 0 | 0
WT_off | 283.77 | 283.77 | 824.12 | 824.12 | 540.35 | 540.35
PseudoUnit | 0 | 0 | 0 | 0 | 0 | 0
FixedInterchange | 0 | 0 | 0 | 0 | 0 | 0
Levelized Capital Costs by Reporting Type: Outside_EI
ReportingType | 2015 | 2020 | 2025 | 2030 | 2035 | 2040
BM | 71.48 | 71.48 | 71.48 | 71.48 | 71.48 | 71.48
CC | 669.34 | 1262.69 | 1584.1 | 3034.85 | 4532.51 | 4635.69
CSP | 0 | 0 | 0 | 0 | 0 | 0
CT | 159.95 | 279.52 | 623.46 | 1172.03 | 1563.28 | 2011.89
Coal | 796.63 | 796.63 | 796.63 | 1000.9 | 1414.12 | 4105.81
Geo | 39.14 | 588.38 | 1735.33 | 1721.07 | 1696.19 | 1146.95
H | 0 | 0 | 0 | 0 | 0 | 0
LFG | 7.39 | 277.39 | 315.25 | 382.78 | 375.62 | 105.62
Nuc | 0 | 0 | 0 | 0 | 0 | 0
PS | 0 | 0 | 0 | 0 | 0 | 0
PV | 44.56 | 44.56 | 44.56 | 44.56 | 0 | 0
PeakG | 0 | 0 | 0 | 0 | 0 | 0
PeakO | 0 | 0 | 0 | 0 | 0 | 0
ST | 306.6 | 582.01 | 677.03 | 648.83 | 407.6 | 132.19
STOG | 0 | 0 | 0 | 0 | 0 | 0
STWD | 0 | 0 | 0 | 0 | 0 | 0
WT | 761.07 | 4045.66 | 4045.66 | 4125.99 | 3364.92 | 116.59
IGCC | 0 | 0 | 0 | 0 | 0 | 0
DemandResponse | 0 | 0 | 0 | 0 | 0 | 0
IGCC-CCS | 0 | 0 | 0 | 0 | 0 | 0
WT_off | 0 | 0 | 0 | 0 | 0 | 0
PseudoUnit | 0 | 0 | 0 | 0 | 0 | 0
FixedInterchange | 0 | 0 | 0 | 0 | 0 | 0
#13 | 0.05: Levelized Retrofit Capital Costs ($million)
Levelized Retrofit Capital Costs by Reporting Type: Entergy
ReportingType | 2015 | 2020 | 2025 | 2030 | 2035 | 2040
BM | 0 | 0 | 0 | 0 | 0 | 0
CC | 0 | 0 | 0 | 0 | 0 | 0
CSP | 0 | 0 | 0 | 0 | 0 | 0
CT | 0 | 0 | 0 | 0 | 0 | 0
Coal | 0 | 353.26 | 353.26 | 0 | 0 | 0
Geo | 0 | 0 | 0 | 0 | 0 | 0
H | 0 | 0 | 0 | 0 | 0 | 0
LFG | 0 | 0 | 0 | 0 | 0 | 0
Nuc | 0 | 0 | 0 | 0 | 0 | 0
PS | 0 | 0 | 0 | 0 | 0 | 0
PV | 0 | 0 | 0 | 0 | 0 | 0
PeakG | 0 | 0 | 0 | 0 | 0 | 0
PeakO | 0 | 0 | 0 | 0 | 0 | 0
ST | 0 | 0 | 0 | 0 | 0 | 0
STOG | 0 | 0 | 0 | 0 | 0 | 0
STWD | 0 | 0 | 0 | 0 | 0 | 0
WT | 0 | 0 | 0 | 0 | 0 | 0
IGCC | 0 | 0 | 0 | 0 | 0 | 0
DemandResponse | 0 | 0 | 0 | 0 | 0 | 0
IGCC-CCS | 0 | 0 | 0 | 0 | 0 | 0
WT_off | 0 | 0 | 0 | 0 | 0 | 0
PseudoUnit | 0 | 0 | 0 | 0 | 0 | 0
FixedInterchange | 0 | 0 | 0 | 0 | 0 | 0
Levelized Retrofit Capital Costs by Reporting Type: FRCC
ReportingType | 2015 | 2020 | 2025 | 2030 | 2035 | 2040
BM | 0 | 0 | 0 | 0 | 0 | 0
CC | 0 | 0 | 0 | 0 | 0 | 0
CSP | 0 | 0 | 0 | 0 | 0 | 0
CT | 0 | 0 | 0 | 0 | 0 | 0
Coal | 73.1 | 90.37 | 90.37 | 0 | 0 | 0
Geo | 0 | 0 | 0 | 0 | 0 | 0
H | 0 | 0 | 0 | 0 | 0 | 0
LFG | 0 | 0 | 0 | 0 | 0 | 0
Nuc | 0 | 0 | 0 | 0 | 0 | 0
PS | 0 | 0 | 0 | 0 | 0 | 0
PV | 0 | 0 | 0 | 0 | 0 | 0
PeakG | 0 | 0 | 0 | 0 | 0 | 0
PeakO | 0 | 0 | 0 | 0 | 0 | 0
ST | 0 | 0 | 0 | 0 | 0 | 0
STOG | 0 | 0 | 0 | 0 | 0 | 0
STWD | 0 | 0 | 0 | 0 | 0 | 0
WT | 0 | 0 | 0 | 0 | 0 | 0
IGCC | 0 | 0 | 0 | 0 | 0 | 0
DemandResponse | 0 | 0 | 0 | 0 | 0 | 0
IGCC-CCS | 0 | 0 | 0 | 0 | 0 | 0
WT_off | 0 | 0 | 0 | 0 | 0 | 0
PseudoUnit | 0 | 0 | 0 | 0 | 0 | 0
FixedInterchange | 0 | 0 | 0 | 0 | 0 | 0
Levelized Retrofit Capital Costs by Reporting Type: MAPP_US
ReportingType | 2015 | 2020 | 2025 | 2030 | 2035 | 2040
BM | 0 | 0 | 0 | 0 | 0 | 0
CC | 0 | 0 | 0 | 0 | 0 | 0
CSP | 0 | 0 | 0 | 0 | 0 | 0
CT | 0 | 0 | 0 | 0 | 0 | 0
Coal | 22.36 | 47.97 | 25.61 | 0 | 0 | 0
Geo | 0 | 0 | 0 | 0 | 0 | 0
H | 0 | 0 | 0 | 0 | 0 | 0
LFG | 0 | 0 | 0 | 0 | 0 | 0
Nuc | 0 | 0 | 0 | 0 | 0 | 0
PS | 0 | 0 | 0 | 0 | 0 | 0
PV | 0 | 0 | 0 | 0 | 0 | 0
PeakG | 0 | 0 | 0 | 0 | 0 | 0
PeakO | 0 | 0 | 0 | 0 | 0 | 0
ST | 0 | 0 | 0 | 0 | 0 | 0
STOG | 0 | 0 | 0 | 0 | 0 | 0
STWD | 0 | 0 | 0 | 0 | 0 | 0
WT | 0 | 0 | 0 | 0 | 0 | 0
IGCC | 0 | 0 | 0 | 0 | 0 | 0
DemandResponse | 0 | 0 | 0 | 0 | 0 | 0
IGCC-CCS | 0 | 0 | 0 | 0 | 0 | 0
WT_off | 0 | 0 | 0 | 0 | 0 | 0
PseudoUnit | 0 | 0 | 0 | 0 | 0 | 0
FixedInterchange | 0 | 0 | 0 | 0 | 0 | 0
Levelized Retrofit Capital Costs by Reporting Type: MISO_IN
ReportingType | 2015 | 2020 | 2025 | 2030 | 2035 | 2040
BM | 0 | 0 | 0 | 0 | 0 | 0
CC | 0 | 0 | 0 | 0 | 0 | 0
CSP | 0 | 0 | 0 | 0 | 0 | 0
CT | 0 | 0 | 0 | 0 | 0 | 0
Coal | 0 | 223.79 | 223.79 | 0 | 0 | 0
Geo | 0 | 0 | 0 | 0 | 0 | 0
H | 0 | 0 | 0 | 0 | 0 | 0
LFG | 0 | 0 | 0 | 0 | 0 | 0
Nuc | 0 | 0 | 0 | 0 | 0 | 0
PS | 0 | 0 | 0 | 0 | 0 | 0
PV | 0 | 0 | 0 | 0 | 0 | 0
PeakG | 0 | 0 | 0 | 0 | 0 | 0
PeakO | 0 | 0 | 0 | 0 | 0 | 0
ST | 0 | 0 | 0 | 0 | 0 | 0
STOG | 0 | 0 | 0 | 0 | 0 | 0
STWD | 0 | 0 | 0 | 0 | 0 | 0
WT | 0 | 0 | 0 | 0 | 0 | 0
IGCC | 0 | 0 | 0 | 0 | 0 | 0
DemandResponse | 0 | 0 | 0 | 0 | 0 | 0
IGCC-CCS | 0 | 0 | 0 | 0 | 0 | 0
WT_off | 0 | 0 | 0 | 0 | 0 | 0
PseudoUnit | 0 | 0 | 0 | 0 | 0 | 0
FixedInterchange | 0 | 0 | 0 | 0 | 0 | 0
Levelized Retrofit Capital Costs by Reporting Type: MISO_MI
ReportingType | 2015 | 2020 | 2025 | 2030 | 2035 | 2040
BM | 0 | 0 | 0 | 0 | 0 | 0
CC | 0 | 0 | 0 | 0 | 0 | 0
CSP | 0 | 0 | 0 | 0 | 0 | 0
CT | 0 | 0 | 0 | 0 | 0 | 0
Coal | 15.14 | 349.42 | 334.28 | 0 | 0 | 0
Geo | 0 | 0 | 0 | 0 | 0 | 0
H | 0 | 0 | 0 | 0 | 0 | 0
LFG | 0 | 0 | 0 | 0 | 0 | 0
Nuc | 0 | 0 | 0 | 0 | 0 | 0
PS | 0 | 0 | 0 | 0 | 0 | 0
PV | 0 | 0 | 0 | 0 | 0 | 0
PeakG | 0 | 0 | 0 | 0 | 0 | 0
PeakO | 0 | 0 | 0 | 0 | 0 | 0
ST | 0 | 0 | 0 | 0 | 0 | 0
STOG | 0 | 0 | 0 | 0 | 0 | 0
STWD | 0 | 0 | 0 | 0 | 0 | 0
WT | 0 | 0 | 0 | 0 | 0 | 0
IGCC | 0 | 0 | 0 | 0 | 0 | 0
DemandResponse | 0 | 0 | 0 | 0 | 0 | 0
IGCC-CCS | 0 | 0 | 0 | 0 | 0 | 0
WT_off | 0 | 0 | 0 | 0 | 0 | 0
PseudoUnit | 0 | 0 | 0 | 0 | 0 | 0
FixedInterchange | 0 | 0 | 0 | 0 | 0 | 0
Levelized Retrofit Capital Costs by Reporting Type: MISO_MO-IL
ReportingType | 2015 | 2020 | 2025 | 2030 | 2035 | 2040
BM | 0 | 0 | 0 | 0 | 0 | 0
CC | 0 | 0 | 0 | 0 | 0 | 0
CSP | 0 | 0 | 0 | 0 | 0 | 0
CT | 0 | 0 | 0 | 0 | 0 | 0
Coal | 9.29 | 375.75 | 375.75 | 0 | 0 | 0
Geo | 0 | 0 | 0 | 0 | 0 | 0
H | 0 | 0 | 0 | 0 | 0 | 0
LFG | 0 | 0 | 0 | 0 | 0 | 0
Nuc | 0 | 0 | 0 | 0 | 0 | 0
PS | 0 | 0 | 0 | 0 | 0 | 0
PV | 0 | 0 | 0 | 0 | 0 | 0
PeakG | 0 | 0 | 0 | 0 | 0 | 0
PeakO | 0 | 0 | 0 | 0 | 0 | 0
ST | 0 | 0 | 0 | 0 | 0 | 0
STOG | 0 | 0 | 0 | 0 | 0 | 0
STWD | 0 | 0 | 0 | 0 | 0 | 0
WT | 0 | 0 | 0 | 0 | 0 | 0
IGCC | 0 | 0 | 0 | 0 | 0 | 0
DemandResponse | 0 | 0 | 0 | 0 | 0 | 0
IGCC-CCS | 0 | 0 | 0 | 0 | 0 | 0
WT_off | 0 | 0 | 0 | 0 | 0 | 0
PseudoUnit | 0 | 0 | 0 | 0 | 0 | 0
FixedInterchange | 0 | 0 | 0 | 0 | 0 | 0
Levelized Retrofit Capital Costs by Reporting Type: MISO_W
ReportingType | 2015 | 2020 | 2025 | 2030 | 2035 | 2040
BM | 0 | 0 | 0 | 0 | 0 | 0
CC | 0 | 0 | 0 | 0 | 0 | 0
CSP | 0 | 0 | 0 | 0 | 0 | 0
CT | 0 | 0 | 0 | 0 | 0 | 0
Coal | 26.68 | 279.54 | 279.54 | 0 | 0 | 0
Geo | 0 | 0 | 0 | 0 | 0 | 0
H | 0 | 0 | 0 | 0 | 0 | 0
LFG | 0 | 0 | 0 | 0 | 0 | 0
Nuc | 0 | 0 | 0 | 0 | 0 | 0
PS | 0 | 0 | 0 | 0 | 0 | 0
PV | 0 | 0 | 0 | 0 | 0 | 0
PeakG | 0 | 0 | 0 | 0 | 0 | 0
PeakO | 0 | 0 | 0 | 0 | 0 | 0
ST | 0 | 0 | 0 | 0 | 0 | 0
STOG | 0 | 0 | 0 | 0 | 0 | 0
STWD | 0 | 0 | 0 | 0 | 0 | 0
WT | 0 | 0 | 0 | 0 | 0 | 0
IGCC | 0 | 0 | 0 | 0 | 0 | 0
DemandResponse | 0 | 0 | 0 | 0 | 0 | 0
IGCC-CCS | 0 | 0 | 0 | 0 | 0 | 0
WT_off | 0 | 0 | 0 | 0 | 0 | 0
PseudoUnit | 0 | 0 | 0 | 0 | 0 | 0
FixedInterchange | 0 | 0 | 0 | 0 | 0 | 0
Levelized Retrofit Capital Costs by Reporting Type: MISO_WUMS
ReportingType | 2015 | 2020 | 2025 | 2030 | 2035 | 2040
BM | 0 | 0 | 0 | 0 | 0 | 0
CC | 0 | 0 | 0 | 0 | 0 | 0
CSP | 0 | 0 | 0 | 0 | 0 | 0
CT | 0 | 0 | 0 | 0 | 0 | 0
Coal | 197.26 | 212.07 | 38.8 | 0 | 0 | 0
Geo | 0 | 0 | 0 | 0 | 0 | 0
H | 0 | 0 | 0 | 0 | 0 | 0
LFG | 0 | 0 | 0 | 0 | 0 | 0
Nuc | 0 | 0 | 0 | 0 | 0 | 0
PS | 0 | 0 | 0 | 0 | 0 | 0
PV | 0 | 0 | 0 | 0 | 0 | 0
PeakG | 0 | 0 | 0 | 0 | 0 | 0
PeakO | 0 | 0 | 0 | 0 | 0 | 0
ST | 0 | 0 | 0 | 0 | 0 | 0
STOG | 0 | 0 | 0 | 0 | 0 | 0
STWD | 0 | 0 | 0 | 0 | 0 | 0
WT | 0 | 0 | 0 | 0 | 0 | 0
IGCC | 0 | 0 | 0 | 0 | 0 | 0
DemandResponse | 0 | 0 | 0 | 0 | 0 | 0
IGCC-CCS | 0 | 0 | 0 | 0 | 0 | 0
WT_off | 0 | 0 | 0 | 0 | 0 | 0
PseudoUnit | 0 | 0 | 0 | 0 | 0 | 0
FixedInterchange | 0 | 0 | 0 | 0 | 0 | 0
Levelized Retrofit Capital Costs by Reporting Type: Nebraska
ReportingType | 2015 | 2020 | 2025 | 2030 | 2035 | 2040
BM | 0 | 0 | 0 | 0 | 0 | 0
CC | 0 | 0 | 0 | 0 | 0 | 0
CSP | 0 | 0 | 0 | 0 | 0 | 0
CT | 0 | 0 | 0 | 0 | 0 | 0
Coal | 0 | 187.72 | 187.72 | 0 | 0 | 0
Geo | 0 | 0 | 0 | 0 | 0 | 0
H | 0 | 0 | 0 | 0 | 0 | 0
LFG | 0 | 0 | 0 | 0 | 0 | 0
Nuc | 0 | 0 | 0 | 0 | 0 | 0
PS | 0 | 0 | 0 | 0 | 0 | 0
PV | 0 | 0 | 0 | 0 | 0 | 0
PeakG | 0 | 0 | 0 | 0 | 0 | 0
PeakO | 0 | 0 | 0 | 0 | 0 | 0
ST | 0 | 0 | 0 | 0 | 0 | 0
STOG | 0 | 0 | 0 | 0 | 0 | 0
STWD | 0 | 0 | 0 | 0 | 0 | 0
WT | 0 | 0 | 0 | 0 | 0 | 0
IGCC | 0 | 0 | 0 | 0 | 0 | 0
DemandResponse | 0 | 0 | 0 | 0 | 0 | 0
IGCC-CCS | 0 | 0 | 0 | 0 | 0 | 0
WT_off | 0 | 0 | 0 | 0 | 0 | 0
PseudoUnit | 0 | 0 | 0 | 0 | 0 | 0
FixedInterchange | 0 | 0 | 0 | 0 | 0 | 0
Levelized Retrofit Capital Costs by Reporting Type: NEISO
ReportingType | 2015 | 2020 | 2025 | 2030 | 2035 | 2040
BM | 0 | 0 | 0 | 0 | 0 | 0
CC | 0 | 0 | 0 | 0 | 0 | 0
CSP | 0 | 0 | 0 | 0 | 0 | 0
CT | 0 | 0 | 0 | 0 | 0 | 0
Coal | 29.15 | 29.15 | 0 | 0 | 0 | 0
Geo | 0 | 0 | 0 | 0 | 0 | 0
H | 0 | 0 | 0 | 0 | 0 | 0
LFG | 0 | 0 | 0 | 0 | 0 | 0
Nuc | 0 | 0 | 0 | 0 | 0 | 0
PS | 0 | 0 | 0 | 0 | 0 | 0
PV | 0 | 0 | 0 | 0 | 0 | 0
PeakG | 0 | 0 | 0 | 0 | 0 | 0
PeakO | 0 | 0 | 0 | 0 | 0 | 0
ST | 0 | 0 | 0 | 0 | 0 | 0
STOG | 0 | 0 | 0 | 0 | 0 | 0
STWD | 0 | 0 | 0 | 0 | 0 | 0
WT | 0 | 0 | 0 | 0 | 0 | 0
IGCC | 0 | 0 | 0 | 0 | 0 | 0
DemandResponse | 0 | 0 | 0 | 0 | 0 | 0
IGCC-CCS | 0 | 0 | 0 | 0 | 0 | 0
WT_off | 0 | 0 | 0 | 0 | 0 | 0
PseudoUnit | 0 | 0 | 0 | 0 | 0 | 0
FixedInterchange | 0 | 0 | 0 | 0 | 0 | 0
Levelized Retrofit Capital Costs by Reporting Type: NonRTO_Midwest
ReportingType | 2015 | 2020 | 2025 | 2030 | 2035 | 2040
BM | 0 | 0 | 0 | 0 | 0 | 0
CC | 0 | 0 | 0 | 0 | 0 | 0
CSP | 0 | 0 | 0 | 0 | 0 | 0
CT | 0 | 0 | 0 | 0 | 0 | 0
Coal | 165.72 | 276.15 | 138.13 | 0 | 0 | 0
Geo | 0 | 0 | 0 | 0 | 0 | 0
H | 0 | 0 | 0 | 0 | 0 | 0
LFG | 0 | 0 | 0 | 0 | 0 | 0
Nuc | 0 | 0 | 0 | 0 | 0 | 0
PS | 0 | 0 | 0 | 0 | 0 | 0
PV | 0 | 0 | 0 | 0 | 0 | 0
PeakG | 0 | 0 | 0 | 0 | 0 | 0
PeakO | 0 | 0 | 0 | 0 | 0 | 0
ST | 0 | 0 | 0 | 0 | 0 | 0
STOG | 0 | 0 | 0 | 0 | 0 | 0
STWD | 0 | 0 | 0 | 0 | 0 | 0
WT | 0 | 0 | 0 | 0 | 0 | 0
IGCC | 0 | 0 | 0 | 0 | 0 | 0
DemandResponse | 0 | 0 | 0 | 0 | 0 | 0
IGCC-CCS | 0 | 0 | 0 | 0 | 0 | 0
WT_off | 0 | 0 | 0 | 0 | 0 | 0
PseudoUnit | 0 | 0 | 0 | 0 | 0 | 0
FixedInterchange | 0 | 0 | 0 | 0 | 0 | 0
Levelized Retrofit Capital Costs by Reporting Type: NYISO_A-F
ReportingType | 2015 | 2020 | 2025 | 2030 | 2035 | 2040
BM | 0 | 0 | 0 | 0 | 0 | 0
CC | 0 | 0 | 0 | 0 | 0 | 0
CSP | 0 | 0 | 0 | 0 | 0 | 0
CT | 0 | 0 | 0 | 0 | 0 | 0
Coal | 0 | 0 | 0 | 0 | 0 | 0
Geo | 0 | 0 | 0 | 0 | 0 | 0
H | 0 | 0 | 0 | 0 | 0 | 0
LFG | 0 | 0 | 0 | 0 | 0 | 0
Nuc | 0 | 0 | 0 | 0 | 0 | 0
PS | 0 | 0 | 0 | 0 | 0 | 0
PV | 0 | 0 | 0 | 0 | 0 | 0
PeakG | 0 | 0 | 0 | 0 | 0 | 0
PeakO | 0 | 0 | 0 | 0 | 0 | 0
ST | 0 | 0 | 0 | 0 | 0 | 0
STOG | 0 | 0 | 0 | 0 | 0 | 0
STWD | 0 | 0 | 0 | 0 | 0 | 0
WT | 0 | 0 | 0 | 0 | 0 | 0
IGCC | 0 | 0 | 0 | 0 | 0 | 0
DemandResponse | 0 | 0 | 0 | 0 | 0 | 0
IGCC-CCS | 0 | 0 | 0 | 0 | 0 | 0
WT_off | 0 | 0 | 0 | 0 | 0 | 0
PseudoUnit | 0 | 0 | 0 | 0 | 0 | 0
FixedInterchange | 0 | 0 | 0 | 0 | 0 | 0
Levelized Retrofit Capital Costs by Reporting Type: NYISO_G-I
ReportingType | 2015 | 2020 | 2025 | 2030 | 2035 | 2040
BM | 0 | 0 | 0 | 0 | 0 | 0
CC | 0 | 0 | 0 | 0 | 0 | 0
CSP | 0 | 0 | 0 | 0 | 0 | 0
CT | 0 | 0 | 0 | 0 | 0 | 0
Coal | 0 | 0 | 0 | 0 | 0 | 0
Geo | 0 | 0 | 0 | 0 | 0 | 0
H | 0 | 0 | 0 | 0 | 0 | 0
LFG | 0 | 0 | 0 | 0 | 0 | 0
Nuc | 0 | 0 | 0 | 0 | 0 | 0
PS | 0 | 0 | 0 | 0 | 0 | 0
PV | 0 | 0 | 0 | 0 | 0 | 0
PeakG | 0 | 0 | 0 | 0 | 0 | 0
PeakO | 0 | 0 | 0 | 0 | 0 | 0
ST | 0 | 0 | 0 | 0 | 0 | 0
STOG | 0 | 0 | 0 | 0 | 0 | 0
STWD | 0 | 0 | 0 | 0 | 0 | 0
WT | 0 | 0 | 0 | 0 | 0 | 0
IGCC | 0 | 0 | 0 | 0 | 0 | 0
DemandResponse | 0 | 0 | 0 | 0 | 0 | 0
IGCC-CCS | 0 | 0 | 0 | 0 | 0 | 0
WT_off | 0 | 0 | 0 | 0 | 0 | 0
PseudoUnit | 0 | 0 | 0 | 0 | 0 | 0
FixedInterchange | 0 | 0 | 0 | 0 | 0 | 0
Levelized Retrofit Capital Costs by Reporting Type: NYISO_J-K
ReportingType | 2015 | 2020 | 2025 | 2030 | 2035 | 2040
BM | 0 | 0 | 0 | 0 | 0 | 0
CC | 0 | 0 | 0 | 0 | 0 | 0
CSP | 0 | 0 | 0 | 0 | 0 | 0
CT | 0 | 0 | 0 | 0 | 0 | 0
Coal | 0 | 0 | 0 | 0 | 0 | 0
Geo | 0 | 0 | 0 | 0 | 0 | 0
H | 0 | 0 | 0 | 0 | 0 | 0
LFG | 0 | 0 | 0 | 0 | 0 | 0
Nuc | 0 | 0 | 0 | 0 | 0 | 0
PS | 0 | 0 | 0 | 0 | 0 | 0
PV | 0 | 0 | 0 | 0 | 0 | 0
PeakG | 0 | 0 | 0 | 0 | 0 | 0
PeakO | 0 | 0 | 0 | 0 | 0 | 0
ST | 0 | 0 | 0 | 0 | 0 | 0
STOG | 0 | 0 | 0 | 0 | 0 | 0
STWD | 0 | 0 | 0 | 0 | 0 | 0
WT | 0 | 0 | 0 | 0 | 0 | 0
IGCC | 0 | 0 | 0 | 0 | 0 | 0
DemandResponse | 0 | 0 | 0 | 0 | 0 | 0
IGCC-CCS | 0 | 0 | 0 | 0 | 0 | 0
WT_off | 0 | 0 | 0 | 0 | 0 | 0
PseudoUnit | 0 | 0 | 0 | 0 | 0 | 0
FixedInterchange | 0 | 0 | 0 | 0 | 0 | 0
Levelized Retrofit Capital Costs by Reporting Type: PJM_E
ReportingType | 2015 | 2020 | 2025 | 2030 | 2035 | 2040
BM | 0 | 0 | 0 | 0 | 0 | 0
CC | 0 | 0 | 0 | 0 | 0 | 0
CSP | 0 | 0 | 0 | 0 | 0 | 0
CT | 0 | 0 | 0 | 0 | 0 | 0
Coal | 22.45 | 22.45 | 0 | 0 | 0 | 0
Geo | 0 | 0 | 0 | 0 | 0 | 0
H | 0 | 0 | 0 | 0 | 0 | 0
LFG | 0 | 0 | 0 | 0 | 0 | 0
Nuc | 0 | 0 | 0 | 0 | 0 | 0
PS | 0 | 0 | 0 | 0 | 0 | 0
PV | 0 | 0 | 0 | 0 | 0 | 0
PeakG | 0 | 0 | 0 | 0 | 0 | 0
PeakO | 0 | 0 | 0 | 0 | 0 | 0
ST | 0 | 0 | 0 | 0 | 0 | 0
STOG | 0 | 0 | 0 | 0 | 0 | 0
STWD | 0 | 0 | 0 | 0 | 0 | 0
WT | 0 | 0 | 0 | 0 | 0 | 0
IGCC | 0 | 0 | 0 | 0 | 0 | 0
DemandResponse | 0 | 0 | 0 | 0 | 0 | 0
IGCC-CCS | 0 | 0 | 0 | 0 | 0 | 0
WT_off | 0 | 0 | 0 | 0 | 0 | 0
PseudoUnit | 0 | 0 | 0 | 0 | 0 | 0
FixedInterchange | 0 | 0 | 0 | 0 | 0 | 0
Levelized Retrofit Capital Costs by Reporting Type: PJM_ROM
ReportingType | 2015 | 2020 | 2025 | 2030 | 2035 | 2040
BM | 0 | 0 | 0 | 0 | 0 | 0
CC | 0 | 0 | 0 | 0 | 0 | 0
CSP | 0 | 0 | 0 | 0 | 0 | 0
CT | 0 | 0 | 0 | 0 | 0 | 0
Coal | 14.63 | 146.45 | 146.45 | 0 | 0 | 0
Geo | 0 | 0 | 0 | 0 | 0 | 0
H | 0 | 0 | 0 | 0 | 0 | 0
LFG | 0 | 0 | 0 | 0 | 0 | 0
Nuc | 0 | 0 | 0 | 0 | 0 | 0
PS | 0 | 0 | 0 | 0 | 0 | 0
PV | 0 | 0 | 0 | 0 | 0 | 0
PeakG | 0 | 0 | 0 | 0 | 0 | 0
PeakO | 0 | 0 | 0 | 0 | 0 | 0
ST | 0 | 0 | 0 | 0 | 0 | 0
STOG | 0 | 0 | 0 | 0 | 0 | 0
STWD | 0 | 0 | 0 | 0 | 0 | 0
WT | 0 | 0 | 0 | 0 | 0 | 0
IGCC | 0 | 0 | 0 | 0 | 0 | 0
DemandResponse | 0 | 0 | 0 | 0 | 0 | 0
IGCC-CCS | 0 | 0 | 0 | 0 | 0 | 0
WT_off | 0 | 0 | 0 | 0 | 0 | 0
PseudoUnit | 0 | 0 | 0 | 0 | 0 | 0
FixedInterchange | 0 | 0 | 0 | 0 | 0 | 0
Levelized Retrofit Capital Costs by Reporting Type: PJM_ROR
ReportingType | 2015 | 2020 | 2025 | 2030 | 2035 | 2040
BM | 0 | 0 | 0 | 0 | 0 | 0
CC | 0 | 0 | 0 | 0 | 0 | 0
CSP | 0 | 0 | 0 | 0 | 0 | 0
CT | 0 | 0 | 0 | 0 | 0 | 0
Coal | 47 | 883.13 | 883.13 | 0 | 0 | 0
Geo | 0 | 0 | 0 | 0 | 0 | 0
H | 0 | 0 | 0 | 0 | 0 | 0
LFG | 0 | 0 | 0 | 0 | 0 | 0
Nuc | 0 | 0 | 0 | 0 | 0 | 0
PS | 0 | 0 | 0 | 0 | 0 | 0
PV | 0 | 0 | 0 | 0 | 0 | 0
PeakG | 0 | 0 | 0 | 0 | 0 | 0
PeakO | 0 | 0 | 0 | 0 | 0 | 0
ST | 0 | 0 | 0 | 0 | 0 | 0
STOG | 0 | 0 | 0 | 0 | 0 | 0
STWD | 0 | 0 | 0 | 0 | 0 | 0
WT | 0 | 0 | 0 | 0 | 0 | 0
IGCC | 0 | 0 | 0 | 0 | 0 | 0
DemandResponse | 0 | 0 | 0 | 0 | 0 | 0
IGCC-CCS | 0 | 0 | 0 | 0 | 0 | 0
WT_off | 0 | 0 | 0 | 0 | 0 | 0
PseudoUnit | 0 | 0 | 0 | 0 | 0 | 0
FixedInterchange | 0 | 0 | 0 | 0 | 0 | 0
Levelized Retrofit Capital Costs by Reporting Type: SOCO
ReportingType | 2015 | 2020 | 2025 | 2030 | 2035 | 2040
BM | 0 | 0 | 0 | 0 | 0 | 0
CC | 0 | 0 | 0 | 0 | 0 | 0
CSP | 0 | 0 | 0 | 0 | 0 | 0
CT | 0 | 0 | 0 | 0 | 0 | 0
Coal | 400.35 | 583.12 | 182.78 | 0 | 0 | 0
Geo | 0 | 0 | 0 | 0 | 0 | 0
H | 0 | 0 | 0 | 0 | 0 | 0
LFG | 0 | 0 | 0 | 0 | 0 | 0
Nuc | 0 | 0 | 0 | 0 | 0 | 0
PS | 0 | 0 | 0 | 0 | 0 | 0
PV | 0 | 0 | 0 | 0 | 0 | 0
PeakG | 0 | 0 | 0 | 0 | 0 | 0
PeakO | 0 | 0 | 0 | 0 | 0 | 0
ST | 0 | 0 | 0 | 0 | 0 | 0
STOG | 0 | 0 | 0 | 0 | 0 | 0
STWD | 0 | 0 | 0 | 0 | 0 | 0
WT | 0 | 0 | 0 | 0 | 0 | 0
IGCC | 0 | 0 | 0 | 0 | 0 | 0
DemandResponse | 0 | 0 | 0 | 0 | 0 | 0
IGCC-CCS | 0 | 0 | 0 | 0 | 0 | 0
WT_off | 0 | 0 | 0 | 0 | 0 | 0
PseudoUnit | 0 | 0 | 0 | 0 | 0 | 0
FixedInterchange | 0 | 0 | 0 | 0 | 0 | 0
Levelized Retrofit Capital Costs by Reporting Type: SPP_N
ReportingType | 2015 | 2020 | 2025 | 2030 | 2035 | 2040
BM | 0 | 0 | 0 | 0 | 0 | 0
CC | 0 | 0 | 0 | 0 | 0 | 0
CSP | 0 | 0 | 0 | 0 | 0 | 0
CT | 0 | 0 | 0 | 0 | 0 | 0
Coal | 0 | 129.94 | 129.94 | 0 | 0 | 0
Geo | 0 | 0 | 0 | 0 | 0 | 0
H | 0 | 0 | 0 | 0 | 0 | 0
LFG | 0 | 0 | 0 | 0 | 0 | 0
Nuc | 0 | 0 | 0 | 0 | 0 | 0
PS | 0 | 0 | 0 | 0 | 0 | 0
PV | 0 | 0 | 0 | 0 | 0 | 0
PeakG | 0 | 0 | 0 | 0 | 0 | 0
PeakO | 0 | 0 | 0 | 0 | 0 | 0
ST | 0 | 0 | 0 | 0 | 0 | 0
STOG | 0 | 0 | 0 | 0 | 0 | 0
STWD | 0 | 0 | 0 | 0 | 0 | 0
WT | 0 | 0 | 0 | 0 | 0 | 0
IGCC | 0 | 0 | 0 | 0 | 0 | 0
DemandResponse | 0 | 0 | 0 | 0 | 0 | 0
IGCC-CCS | 0 | 0 | 0 | 0 | 0 | 0
WT_off | 0 | 0 | 0 | 0 | 0 | 0
PseudoUnit | 0 | 0 | 0 | 0 | 0 | 0
FixedInterchange | 0 | 0 | 0 | 0 | 0 | 0
Levelized Retrofit Capital Costs by Reporting Type: SPP_S
ReportingType | 2015 | 2020 | 2025 | 2030 | 2035 | 2040
BM | 0 | 0 | 0 | 0 | 0 | 0
CC | 0 | 0 | 0 | 0 | 0 | 0
CSP | 0 | 0 | 0 | 0 | 0 | 0
CT | 0 | 0 | 0 | 0 | 0 | 0
Coal | 0 | 203.07 | 203.07 | 0 | 0 | 0
Geo | 0 | 0 | 0 | 0 | 0 | 0
H | 0 | 0 | 0 | 0 | 0 | 0
LFG | 0 | 0 | 0 | 0 | 0 | 0
Nuc | 0 | 0 | 0 | 0 | 0 | 0
PS | 0 | 0 | 0 | 0 | 0 | 0
PV | 0 | 0 | 0 | 0 | 0 | 0
PeakG | 0 | 0 | 0 | 0 | 0 | 0
PeakO | 0 | 0 | 0 | 0 | 0 | 0
ST | 0 | 0 | 0 | 0 | 0 | 0
STOG | 0 | 0 | 0 | 0 | 0 | 0
STWD | 0 | 0 | 0 | 0 | 0 | 0
WT | 0 | 0 | 0 | 0 | 0 | 0
IGCC | 0 | 0 | 0 | 0 | 0 | 0
DemandResponse | 0 | 0 | 0 | 0 | 0 | 0
IGCC-CCS | 0 | 0 | 0 | 0 | 0 | 0
WT_off | 0 | 0 | 0 | 0 | 0 | 0
PseudoUnit | 0 | 0 | 0 | 0 | 0 | 0
FixedInterchange | 0 | 0 | 0 | 0 | 0 | 0
Levelized Retrofit Capital Costs by Reporting Type: TVA
ReportingType | 2015 | 2020 | 2025 | 2030 | 2035 | 2040
BM | 0 | 0 | 0 | 0 | 0 | 0
CC | 0 | 0 | 0 | 0 | 0 | 0
CSP | 0 | 0 | 0 | 0 | 0 | 0
CT | 0 | 0 | 0 | 0 | 0 | 0
Coal | 0 | 241.09 | 241.09 | 0 | 0 | 0
Geo | 0 | 0 | 0 | 0 | 0 | 0
H | 0 | 0 | 0 | 0 | 0 | 0
LFG | 0 | 0 | 0 | 0 | 0 | 0
Nuc | 0 | 0 | 0 | 0 | 0 | 0
PS | 0 | 0 | 0 | 0 | 0 | 0
PV | 0 | 0 | 0 | 0 | 0 | 0
PeakG | 0 | 0 | 0 | 0 | 0 | 0
PeakO | 0 | 0 | 0 | 0 | 0 | 0
ST | 0 | 0 | 0 | 0 | 0 | 0
STOG | 0 | 0 | 0 | 0 | 0 | 0
STWD | 0 | 0 | 0 | 0 | 0 | 0
WT | 0 | 0 | 0 | 0 | 0 | 0
IGCC | 0 | 0 | 0 | 0 | 0 | 0
DemandResponse | 0 | 0 | 0 | 0 | 0 | 0
IGCC-CCS | 0 | 0 | 0 | 0 | 0 | 0
WT_off | 0 | 0 | 0 | 0 | 0 | 0
PseudoUnit | 0 | 0 | 0 | 0 | 0 | 0
FixedInterchange | 0 | 0 | 0 | 0 | 0 | 0
Levelized Retrofit Capital Costs by Reporting Type: TVA_Transmission
ReportingType | 2015 | 2020 | 2025 | 2030 | 2035 | 2040
BM | 0 | 0 | 0 | 0 | 0 | 0
CC | 0 | 0 | 0 | 0 | 0 | 0
CSP | 0 | 0 | 0 | 0 | 0 | 0
CT | 0 | 0 | 0 | 0 | 0 | 0
Coal | 0 | 0 | 0 | 0 | 0 | 0
Geo | 0 | 0 | 0 | 0 | 0 | 0
H | 0 | 0 | 0 | 0 | 0 | 0
LFG | 0 | 0 | 0 | 0 | 0 | 0
Nuc | 0 | 0 | 0 | 0 | 0 | 0
PS | 0 | 0 | 0 | 0 | 0 | 0
PV | 0 | 0 | 0 | 0 | 0 | 0
PeakG | 0 | 0 | 0 | 0 | 0 | 0
PeakO | 0 | 0 | 0 | 0 | 0 | 0
ST | 0 | 0 | 0 | 0 | 0 | 0
STOG | 0 | 0 | 0 | 0 | 0 | 0
STWD | 0 | 0 | 0 | 0 | 0 | 0
WT | 0 | 0 | 0 | 0 | 0 | 0
IGCC | 0 | 0 | 0 | 0 | 0 | 0
DemandResponse | 0 | 0 | 0 | 0 | 0 | 0
IGCC-CCS | 0 | 0 | 0 | 0 | 0 | 0
WT_off | 0 | 0 | 0 | 0 | 0 | 0
PseudoUnit | 0 | 0 | 0 | 0 | 0 | 0
FixedInterchange | 0 | 0 | 0 | 0 | 0 | 0
Levelized Retrofit Capital Costs by Reporting Type: VACAR
ReportingType | 2015 | 2020 | 2025 | 2030 | 2035 | 2040
BM | 0 | 0 | 0 | 0 | 0 | 0
CC | 0 | 0 | 0 | 0 | 0 | 0
CSP | 0 | 0 | 0 | 0 | 0 | 0
CT | 0 | 0 | 0 | 0 | 0 | 0
Coal | 0 | 148.43 | 148.43 | 0 | 0 | 0
Geo | 0 | 0 | 0 | 0 | 0 | 0
H | 0 | 0 | 0 | 0 | 0 | 0
LFG | 0 | 0 | 0 | 0 | 0 | 0
Nuc | 0 | 0 | 0 | 0 | 0 | 0
PS | 0 | 0 | 0 | 0 | 0 | 0
PV | 0 | 0 | 0 | 0 | 0 | 0
PeakG | 0 | 0 | 0 | 0 | 0 | 0
PeakO | 0 | 0 | 0 | 0 | 0 | 0
ST | 0 | 0 | 0 | 0 | 0 | 0
STOG | 0 | 0 | 0 | 0 | 0 | 0
STWD | 0 | 0 | 0 | 0 | 0 | 0
WT | 0 | 0 | 0 | 0 | 0 | 0
IGCC | 0 | 0 | 0 | 0 | 0 | 0
DemandResponse | 0 | 0 | 0 | 0 | 0 | 0
IGCC-CCS | 0 | 0 | 0 | 0 | 0 | 0
WT_off | 0 | 0 | 0 | 0 | 0 | 0
PseudoUnit | 0 | 0 | 0 | 0 | 0 | 0
FixedInterchange | 0 | 0 | 0 | 0 | 0 | 0
Levelized Retrofit Capital Costs by Reporting Type: IESO
ReportingType | 2015 | 2020 | 2025 | 2030 | 2035 | 2040
BM | 0 | 0 | 0 | 0 | 0 | 0
CC | 0 | 0 | 0 | 0 | 0 | 0
CSP | 0 | 0 | 0 | 0 | 0 | 0
CT | 0 | 0 | 0 | 0 | 0 | 0
Coal | 0 | 0 | 0 | 0 | 0 | 0
Geo | 0 | 0 | 0 | 0 | 0 | 0
H | 0 | 0 | 0 | 0 | 0 | 0
LFG | 0 | 0 | 0 | 0 | 0 | 0
Nuc | 0 | 0 | 0 | 0 | 0 | 0
PS | 0 | 0 | 0 | 0 | 0 | 0
PV | 0 | 0 | 0 | 0 | 0 | 0
PeakG | 0 | 0 | 0 | 0 | 0 | 0
PeakO | 0 | 0 | 0 | 0 | 0 | 0
ST | 0 | 0 | 0 | 0 | 0 | 0
STOG | 0 | 0 | 0 | 0 | 0 | 0
STWD | 0 | 0 | 0 | 0 | 0 | 0
WT | 0 | 0 | 0 | 0 | 0 | 0
IGCC | 0 | 0 | 0 | 0 | 0 | 0
DemandResponse | 0 | 0 | 0 | 0 | 0 | 0
IGCC-CCS | 0 | 0 | 0 | 0 | 0 | 0
WT_off | 0 | 0 | 0 | 0 | 0 | 0
PseudoUnit | 0 | 0 | 0 | 0 | 0 | 0
FixedInterchange | 0 | 0 | 0 | 0 | 0 | 0
Levelized Retrofit Capital Costs by Reporting Type: MAPP_CA
ReportingType | 2015 | 2020 | 2025 | 2030 | 2035 | 2040
BM | 0 | 0 | 0 | 0 | 0 | 0
CC | 0 | 0 | 0 | 0 | 0 | 0
CSP | 0 | 0 | 0 | 0 | 0 | 0
CT | 0 | 0 | 0 | 0 | 0 | 0
Coal | 0 | 0 | 0 | 0 | 0 | 0
Geo | 0 | 0 | 0 | 0 | 0 | 0
H | 0 | 0 | 0 | 0 | 0 | 0
LFG | 0 | 0 | 0 | 0 | 0 | 0
Nuc | 0 | 0 | 0 | 0 | 0 | 0
PS | 0 | 0 | 0 | 0 | 0 | 0
PV | 0 | 0 | 0 | 0 | 0 | 0
PeakG | 0 | 0 | 0 | 0 | 0 | 0
PeakO | 0 | 0 | 0 | 0 | 0 | 0
ST | 0 | 0 | 0 | 0 | 0 | 0
STOG | 0 | 0 | 0 | 0 | 0 | 0
STWD | 0 | 0 | 0 | 0 | 0 | 0
WT | 0 | 0 | 0 | 0 | 0 | 0
IGCC | 0 | 0 | 0 | 0 | 0 | 0
DemandResponse | 0 | 0 | 0 | 0 | 0 | 0
IGCC-CCS | 0 | 0 | 0 | 0 | 0 | 0
WT_off | 0 | 0 | 0 | 0 | 0 | 0
PseudoUnit | 0 | 0 | 0 | 0 | 0 | 0
FixedInterchange | 0 | 0 | 0 | 0 | 0 | 0
Levelized Retrofit Capital Costs by Reporting Type: AZ_NM_SNV_Coal
ReportingType | 2015 | 2020 | 2025 | 2030 | 2035 | 2040
BM | 0 | 0 | 0 | 0 | 0 | 0
CC | 0 | 0 | 0 | 0 | 0 | 0
CSP | 0 | 0 | 0 | 0 | 0 | 0
CT | 0 | 0 | 0 | 0 | 0 | 0
Coal | 49.67 | 122 | 89.07 | 0 | 0 | 0
Geo | 0 | 0 | 0 | 0 | 0 | 0
H | 0 | 0 | 0 | 0 | 0 | 0
LFG | 0 | 0 | 0 | 0 | 0 | 0
Nuc | 0 | 0 | 0 | 0 | 0 | 0
PS | 0 | 0 | 0 | 0 | 0 | 0
PV | 0 | 0 | 0 | 0 | 0 | 0
PeakG | 0 | 0 | 0 | 0 | 0 | 0
PeakO | 0 | 0 | 0 | 0 | 0 | 0
ST | 0 | 0 | 0 | 0 | 0 | 0
STOG | 0 | 0 | 0 | 0 | 0 | 0
STWD | 0 | 0 | 0 | 0 | 0 | 0
WT | 0 | 0 | 0 | 0 | 0 | 0
IGCC | 0 | 0 | 0 | 0 | 0 | 0
DemandResponse | 0 | 0 | 0 | 0 | 0 | 0
IGCC-CCS | 0 | 0 | 0 | 0 | 0 | 0
WT_off | 0 | 0 | 0 | 0 | 0 | 0
PseudoUnit | 0 | 0 | 0 | 0 | 0 | 0
FixedInterchange | 0 | 0 | 0 | 0 | 0 | 0
Levelized Retrofit Capital Costs by Reporting Type: AZ_NM_SNV_Gas
ReportingType | 2015 | 2020 | 2025 | 2030 | 2035 | 2040
BM | 0 | 0 | 0 | 0 | 0 | 0
CC | 0 | 0 | 0 | 0 | 0 | 0
CSP | 0 | 0 | 0 | 0 | 0 | 0
CT | 0 | 0 | 0 | 0 | 0 | 0
Coal | 0 | 0 | 0 | 0 | 0 | 0
Geo | 0 | 0 | 0 | 0 | 0 | 0
H | 0 | 0 | 0 | 0 | 0 | 0
LFG | 0 | 0 | 0 | 0 | 0 | 0
Nuc | 0 | 0 | 0 | 0 | 0 | 0
PS | 0 | 0 | 0 | 0 | 0 | 0
PV | 0 | 0 | 0 | 0 | 0 | 0
PeakG | 0 | 0 | 0 | 0 | 0 | 0
PeakO | 0 | 0 | 0 | 0 | 0 | 0
ST | 0 | 0 | 0 | 0 | 0 | 0
STOG | 0 | 0 | 0 | 0 | 0 | 0
STWD | 0 | 0 | 0 | 0 | 0 | 0
WT | 0 | 0 | 0 | 0 | 0 | 0
IGCC | 0 | 0 | 0 | 0 | 0 | 0
DemandResponse | 0 | 0 | 0 | 0 | 0 | 0
IGCC-CCS | 0 | 0 | 0 | 0 | 0 | 0
WT_off | 0 | 0 | 0 | 0 | 0 | 0
PseudoUnit | 0 | 0 | 0 | 0 | 0 | 0
FixedInterchange | 0 | 0 | 0 | 0 | 0 | 0
Levelized Retrofit Capital Costs by Reporting Type: AZ_NM_SNV_NucRenew
ReportingType | 2015 | 2020 | 2025 | 2030 | 2035 | 2040
BM | 0 | 0 | 0 | 0 | 0 | 0
CC | 0 | 0 | 0 | 0 | 0 | 0
CSP | 0 | 0 | 0 | 0 | 0 | 0
CT | 0 | 0 | 0 | 0 | 0 | 0
Coal | 0 | 0 | 0 | 0 | 0 | 0
Geo | 0 | 0 | 0 | 0 | 0 | 0
H | 0 | 0 | 0 | 0 | 0 | 0
LFG | 0 | 0 | 0 | 0 | 0 | 0
Nuc | 0 | 0 | 0 | 0 | 0 | 0
PS | 0 | 0 | 0 | 0 | 0 | 0
PV | 0 | 0 | 0 | 0 | 0 | 0
PeakG | 0 | 0 | 0 | 0 | 0 | 0
PeakO | 0 | 0 | 0 | 0 | 0 | 0
ST | 0 | 0 | 0 | 0 | 0 | 0
STOG | 0 | 0 | 0 | 0 | 0 | 0
STWD | 0 | 0 | 0 | 0 | 0 | 0
WT | 0 | 0 | 0 | 0 | 0 | 0
IGCC | 0 | 0 | 0 | 0 | 0 | 0
DemandResponse | 0 | 0 | 0 | 0 | 0 | 0
IGCC-CCS | 0 | 0 | 0 | 0 | 0 | 0
WT_off | 0 | 0 | 0 | 0 | 0 | 0
PseudoUnit | 0 | 0 | 0 | 0 | 0 | 0
FixedInterchange | 0 | 0 | 0 | 0 | 0 | 0
Levelized Retrofit Capital Costs by Reporting Type: ERCOT
ReportingType | 2015 | 2020 | 2025 | 2030 | 2035 | 2040
BM | 0 | 0 | 0 | 0 | 0 | 0
CC | 0 | 0 | 0 | 0 | 0 | 0
CSP | 0 | 0 | 0 | 0 | 0 | 0
CT | 0 | 0 | 0 | 0 | 0 | 0
Coal | 82.51 | 271.76 | 271.76 | 0 | 0 | 0
Geo | 0 | 0 | 0 | 0 | 0 | 0
H | 0 | 0 | 0 | 0 | 0 | 0
LFG | 0 | 0 | 0 | 0 | 0 | 0
Nuc | 0 | 0 | 0 | 0 | 0 | 0
PS | 0 | 0 | 0 | 0 | 0 | 0
PV | 0 | 0 | 0 | 0 | 0 | 0
PeakG | 0 | 0 | 0 | 0 | 0 | 0
PeakO | 0 | 0 | 0 | 0 | 0 | 0
ST | 0 | 0 | 0 | 0 | 0 | 0
STOG | 0 | 0 | 0 | 0 | 0 | 0
STWD | 0 | 0 | 0 | 0 | 0 | 0
WT | 0 | 0 | 0 | 0 | 0 | 0
IGCC | 0 | 0 | 0 | 0 | 0 | 0
DemandResponse | 0 | 0 | 0 | 0 | 0 | 0
IGCC-CCS | 0 | 0 | 0 | 0 | 0 | 0
WT_off | 0 | 0 | 0 | 0 | 0 | 0
PseudoUnit | 0 | 0 | 0 | 0 | 0 | 0
FixedInterchange | 0 | 0 | 0 | 0 | 0 | 0
Levelized Retrofit Capital Costs by Reporting Type: NP15
ReportingType | 2015 | 2020 | 2025 | 2030 | 2035 | 2040
BM | 0 | 0 | 0 | 0 | 0 | 0
CC | 0 | 0 | 0 | 0 | 0 | 0
CSP | 0 | 0 | 0 | 0 | 0 | 0
CT | 0 | 0 | 0 | 0 | 0 | 0
Coal | 0 | 0 | 0 | 0 | 0 | 0
Geo | 0 | 0 | 0 | 0 | 0 | 0
H | 0 | 0 | 0 | 0 | 0 | 0
LFG | 0 | 0 | 0 | 0 | 0 | 0
Nuc | 0 | 0 | 0 | 0 | 0 | 0
PS | 0 | 0 | 0 | 0 | 0 | 0
PV | 0 | 0 | 0 | 0 | 0 | 0
PeakG | 0 | 0 | 0 | 0 | 0 | 0
PeakO | 0 | 0 | 0 | 0 | 0 | 0
ST | 0 | 0 | 0 | 0 | 0 | 0
STOG | 0 | 0 | 0 | 0 | 0 | 0
STWD | 0 | 0 | 0 | 0 | 0 | 0
WT | 0 | 0 | 0 | 0 | 0 | 0
IGCC | 0 | 0 | 0 | 0 | 0 | 0
DemandResponse | 0 | 0 | 0 | 0 | 0 | 0
IGCC-CCS | 0 | 0 | 0 | 0 | 0 | 0
WT_off | 0 | 0 | 0 | 0 | 0 | 0
PseudoUnit | 0 | 0 | 0 | 0 | 0 | 0
FixedInterchange | 0 | 0 | 0 | 0 | 0 | 0
Levelized Retrofit Capital Costs by Reporting Type: NWPP_Coal
ReportingType | 2015 | 2020 | 2025 | 2030 | 2035 | 2040
BM | 0 | 0 | 0 | 0 | 0 | 0
CC | 0 | 0 | 0 | 0 | 0 | 0
CSP | 0 | 0 | 0 | 0 | 0 | 0
CT | 0 | 0 | 0 | 0 | 0 | 0
Coal | 0 | 166.25 | 166.25 | 0 | 0 | 0
Geo | 0 | 0 | 0 | 0 | 0 | 0
H | 0 | 0 | 0 | 0 | 0 | 0
LFG | 0 | 0 | 0 | 0 | 0 | 0
Nuc | 0 | 0 | 0 | 0 | 0 | 0
PS | 0 | 0 | 0 | 0 | 0 | 0
PV | 0 | 0 | 0 | 0 | 0 | 0
PeakG | 0 | 0 | 0 | 0 | 0 | 0
PeakO | 0 | 0 | 0 | 0 | 0 | 0
ST | 0 | 0 | 0 | 0 | 0 | 0
STOG | 0 | 0 | 0 | 0 | 0 | 0
STWD | 0 | 0 | 0 | 0 | 0 | 0
WT | 0 | 0 | 0 | 0 | 0 | 0
IGCC | 0 | 0 | 0 | 0 | 0 | 0
DemandResponse | 0 | 0 | 0 | 0 | 0 | 0
IGCC-CCS | 0 | 0 | 0 | 0 | 0 | 0
WT_off | 0 | 0 | 0 | 0 | 0 | 0
PseudoUnit | 0 | 0 | 0 | 0 | 0 | 0
FixedInterchange | 0 | 0 | 0 | 0 | 0 | 0
Levelized Retrofit Capital Costs by Reporting Type: NWPP_Gas
ReportingType | 2015 | 2020 | 2025 | 2030 | 2035 | 2040
BM | 0 | 0 | 0 | 0 | 0 | 0
CC | 0 | 0 | 0 | 0 | 0 | 0
CSP | 0 | 0 | 0 | 0 | 0 | 0
CT | 0 | 0 | 0 | 0 | 0 | 0
Coal | 0 | 0 | 0 | 0 | 0 | 0
Geo | 0 | 0 | 0 | 0 | 0 | 0
H | 0 | 0 | 0 | 0 | 0 | 0
LFG | 0 | 0 | 0 | 0 | 0 | 0
Nuc | 0 | 0 | 0 | 0 | 0 | 0
PS | 0 | 0 | 0 | 0 | 0 | 0
PV | 0 | 0 | 0 | 0 | 0 | 0
PeakG | 0 | 0 | 0 | 0 | 0 | 0
PeakO | 0 | 0 | 0 | 0 | 0 | 0
ST | 0 | 0 | 0 | 0 | 0 | 0
STOG | 0 | 0 | 0 | 0 | 0 | 0
STWD | 0 | 0 | 0 | 0 | 0 | 0
WT | 0 | 0 | 0 | 0 | 0 | 0
IGCC | 0 | 0 | 0 | 0 | 0 | 0
DemandResponse | 0 | 0 | 0 | 0 | 0 | 0
IGCC-CCS | 0 | 0 | 0 | 0 | 0 | 0
WT_off | 0 | 0 | 0 | 0 | 0 | 0
PseudoUnit | 0 | 0 | 0 | 0 | 0 | 0
FixedInterchange | 0 | 0 | 0 | 0 | 0 | 0
Levelized Retrofit Capital Costs by Reporting Type: NWPP_NucRenew
ReportingType | 2015 | 2020 | 2025 | 2030 | 2035 | 2040
BM | 0 | 0 | 0 | 0 | 0 | 0
CC | 0 | 0 | 0 | 0 | 0 | 0
CSP | 0 | 0 | 0 | 0 | 0 | 0
CT | 0 | 0 | 0 | 0 | 0 | 0
Coal | 0 | 0 | 0 | 0 | 0 | 0
Geo | 0 | 0 | 0 | 0 | 0 | 0
H | 0 | 0 | 0 | 0 | 0 | 0
LFG | 0 | 0 | 0 | 0 | 0 | 0
Nuc | 0 | 0 | 0 | 0 | 0 | 0
PS | 0 | 0 | 0 | 0 | 0 | 0
PV | 0 | 0 | 0 | 0 | 0 | 0
PeakG | 0 | 0 | 0 | 0 | 0 | 0
PeakO | 0 | 0 | 0 | 0 | 0 | 0
ST | 0 | 0 | 0 | 0 | 0 | 0
STOG | 0 | 0 | 0 | 0 | 0 | 0
STWD | 0 | 0 | 0 | 0 | 0 | 0
WT | 0 | 0 | 0 | 0 | 0 | 0
IGCC | 0 | 0 | 0 | 0 | 0 | 0
DemandResponse | 0 | 0 | 0 | 0 | 0 | 0
IGCC-CCS | 0 | 0 | 0 | 0 | 0 | 0
WT_off | 0 | 0 | 0 | 0 | 0 | 0
PseudoUnit | 0 | 0 | 0 | 0 | 0 | 0
FixedInterchange | 0 | 0 | 0 | 0 | 0 | 0
Levelized Retrofit Capital Costs by Reporting Type: RMPA
ReportingType | 2015 | 2020 | 2025 | 2030 | 2035 | 2040
BM | 0 | 0 | 0 | 0 | 0 | 0
CC | 0 | 0 | 0 | 0 | 0 | 0
CSP | 0 | 0 | 0 | 0 | 0 | 0
CT | 0 | 0 | 0 | 0 | 0 | 0
Coal | 29.11 | 91.43 | 91.43 | 0 | 0 | 0
Geo | 0 | 0 | 0 | 0 | 0 | 0
H | 0 | 0 | 0 | 0 | 0 | 0
LFG | 0 | 0 | 0 | 0 | 0 | 0
Nuc | 0 | 0 | 0 | 0 | 0 | 0
PS | 0 | 0 | 0 | 0 | 0 | 0
PV | 0 | 0 | 0 | 0 | 0 | 0
PeakG | 0 | 0 | 0 | 0 | 0 | 0
PeakO | 0 | 0 | 0 | 0 | 0 | 0
ST | 0 | 0 | 0 | 0 | 0 | 0
STOG | 0 | 0 | 0 | 0 | 0 | 0
STWD | 0 | 0 | 0 | 0 | 0 | 0
WT | 0 | 0 | 0 | 0 | 0 | 0
IGCC | 0 | 0 | 0 | 0 | 0 | 0
DemandResponse | 0 | 0 | 0 | 0 | 0 | 0
IGCC-CCS | 0 | 0 | 0 | 0 | 0 | 0
WT_off | 0 | 0 | 0 | 0 | 0 | 0
PseudoUnit | 0 | 0 | 0 | 0 | 0 | 0
FixedInterchange | 0 | 0 | 0 | 0 | 0 | 0
Levelized Retrofit Capital Costs by Reporting Type: SP15
ReportingType | 2015 | 2020 | 2025 | 2030 | 2035 | 2040
BM | 0 | 0 | 0 | 0 | 0 | 0
CC | 0 | 0 | 0 | 0 | 0 | 0
CSP | 0 | 0 | 0 | 0 | 0 | 0
CT | 0 | 0 | 0 | 0 | 0 | 0
Coal | 0 | 2.92 | 2.92 | 0 | 0 | 0
Geo | 0 | 0 | 0 | 0 | 0 | 0
H | 0 | 0 | 0 | 0 | 0 | 0
LFG | 0 | 0 | 0 | 0 | 0 | 0
Nuc | 0 | 0 | 0 | 0 | 0 | 0
PS | 0 | 0 | 0 | 0 | 0 | 0
PV | 0 | 0 | 0 | 0 | 0 | 0
PeakG | 0 | 0 | 0 | 0 | 0 | 0
PeakO | 0 | 0 | 0 | 0 | 0 | 0
ST | 0 | 0 | 0 | 0 | 0 | 0
STOG | 0 | 0 | 0 | 0 | 0 | 0
STWD | 0 | 0 | 0 | 0 | 0 | 0
WT | 0 | 0 | 0 | 0 | 0 | 0
IGCC | 0 | 0 | 0 | 0 | 0 | 0
DemandResponse | 0 | 0 | 0 | 0 | 0 | 0
IGCC-CCS | 0 | 0 | 0 | 0 | 0 | 0
WT_off | 0 | 0 | 0 | 0 | 0 | 0
PseudoUnit | 0 | 0 | 0 | 0 | 0 | 0
FixedInterchange | 0 | 0 | 0 | 0 | 0 | 0
Levelized Retrofit Capital Costs by Reporting Type: ALB
ReportingType | 2015 | 2020 | 2025 | 2030 | 2035 | 2040
BM | 0 | 0 | 0 | 0 | 0 | 0
CC | 0 | 0 | 0 | 0 | 0 | 0
CSP | 0 | 0 | 0 | 0 | 0 | 0
CT | 0 | 0 | 0 | 0 | 0 | 0
Coal | 0 | 0 | 0 | 0 | 0 | 0
Geo | 0 | 0 | 0 | 0 | 0 | 0
H | 0 | 0 | 0 | 0 | 0 | 0
LFG | 0 | 0 | 0 | 0 | 0 | 0
Nuc | 0 | 0 | 0 | 0 | 0 | 0
PS | 0 | 0 | 0 | 0 | 0 | 0
PV | 0 | 0 | 0 | 0 | 0 | 0
PeakG | 0 | 0 | 0 | 0 | 0 | 0
PeakO | 0 | 0 | 0 | 0 | 0 | 0
ST | 0 | 0 | 0 | 0 | 0 | 0
STOG | 0 | 0 | 0 | 0 | 0 | 0
STWD | 0 | 0 | 0 | 0 | 0 | 0
WT | 0 | 0 | 0 | 0 | 0 | 0
IGCC | 0 | 0 | 0 | 0 | 0 | 0
DemandResponse | 0 | 0 | 0 | 0 | 0 | 0
IGCC-CCS | 0 | 0 | 0 | 0 | 0 | 0
WT_off | 0 | 0 | 0 | 0 | 0 | 0
PseudoUnit | 0 | 0 | 0 | 0 | 0 | 0
FixedInterchange | 0 | 0 | 0 | 0 | 0 | 0
Levelized Retrofit Capital Costs by Reporting Type: BC
ReportingType | 2015 | 2020 | 2025 | 2030 | 2035 | 2040
BM | 0 | 0 | 0 | 0 | 0 | 0
CC | 0 | 0 | 0 | 0 | 0 | 0
CSP | 0 | 0 | 0 | 0 | 0 | 0
CT | 0 | 0 | 0 | 0 | 0 | 0
Coal | 0 | 0 | 0 | 0 | 0 | 0
Geo | 0 | 0 | 0 | 0 | 0 | 0
H | 0 | 0 | 0 | 0 | 0 | 0
LFG | 0 | 0 | 0 | 0 | 0 | 0
Nuc | 0 | 0 | 0 | 0 | 0 | 0
PS | 0 | 0 | 0 | 0 | 0 | 0
PV | 0 | 0 | 0 | 0 | 0 | 0
PeakG | 0 | 0 | 0 | 0 | 0 | 0
PeakO | 0 | 0 | 0 | 0 | 0 | 0
ST | 0 | 0 | 0 | 0 | 0 | 0
STOG | 0 | 0 | 0 | 0 | 0 | 0
STWD | 0 | 0 | 0 | 0 | 0 | 0
WT | 0 | 0 | 0 | 0 | 0 | 0
IGCC | 0 | 0 | 0 | 0 | 0 | 0
DemandResponse | 0 | 0 | 0 | 0 | 0 | 0
IGCC-CCS | 0 | 0 | 0 | 0 | 0 | 0
WT_off | 0 | 0 | 0 | 0 | 0 | 0
PseudoUnit | 0 | 0 | 0 | 0 | 0 | 0
FixedInterchange | 0 | 0 | 0 | 0 | 0 | 0
Levelized Retrofit Capital Costs by Reporting Type: HQ_IESO
ReportingType | 2015 | 2020 | 2025 | 2030 | 2035 | 2040
BM | 0 | 0 | 0 | 0 | 0 | 0
CC | 0 | 0 | 0 | 0 | 0 | 0
CSP | 0 | 0 | 0 | 0 | 0 | 0
CT | 0 | 0 | 0 | 0 | 0 | 0
Coal | 0 | 0 | 0 | 0 | 0 | 0
Geo | 0 | 0 | 0 | 0 | 0 | 0
H | 0 | 0 | 0 | 0 | 0 | 0
LFG | 0 | 0 | 0 | 0 | 0 | 0
Nuc | 0 | 0 | 0 | 0 | 0 | 0
PS | 0 | 0 | 0 | 0 | 0 | 0
PV | 0 | 0 | 0 | 0 | 0 | 0
PeakG | 0 | 0 | 0 | 0 | 0 | 0
PeakO | 0 | 0 | 0 | 0 | 0 | 0
ST | 0 | 0 | 0 | 0 | 0 | 0
STOG | 0 | 0 | 0 | 0 | 0 | 0
STWD | 0 | 0 | 0 | 0 | 0 | 0
WT | 0 | 0 | 0 | 0 | 0 | 0
IGCC | 0 | 0 | 0 | 0 | 0 | 0
DemandResponse | 0 | 0 | 0 | 0 | 0 | 0
IGCC-CCS | 0 | 0 | 0 | 0 | 0 | 0
WT_off | 0 | 0 | 0 | 0 | 0 | 0
PseudoUnit | 0 | 0 | 0 | 0 | 0 | 0
FixedInterchange | 0 | 0 | 0 | 0 | 0 | 0
Levelized Retrofit Capital Costs by Reporting Type: HQ_NEISO
ReportingType | 2015 | 2020 | 2025 | 2030 | 2035 | 2040
BM | 0 | 0 | 0 | 0 | 0 | 0
CC | 0 | 0 | 0 | 0 | 0 | 0
CSP | 0 | 0 | 0 | 0 | 0 | 0
CT | 0 | 0 | 0 | 0 | 0 | 0
Coal | 0 | 0 | 0 | 0 | 0 | 0
Geo | 0 | 0 | 0 | 0 | 0 | 0
H | 0 | 0 | 0 | 0 | 0 | 0
LFG | 0 | 0 | 0 | 0 | 0 | 0
Nuc | 0 | 0 | 0 | 0 | 0 | 0
PS | 0 | 0 | 0 | 0 | 0 | 0
PV | 0 | 0 | 0 | 0 | 0 | 0
PeakG | 0 | 0 | 0 | 0 | 0 | 0
PeakO | 0 | 0 | 0 | 0 | 0 | 0
ST | 0 | 0 | 0 | 0 | 0 | 0
STOG | 0 | 0 | 0 | 0 | 0 | 0
STWD | 0 | 0 | 0 | 0 | 0 | 0
WT | 0 | 0 | 0 | 0 | 0 | 0
IGCC | 0 | 0 | 0 | 0 | 0 | 0
DemandResponse | 0 | 0 | 0 | 0 | 0 | 0
IGCC-CCS | 0 | 0 | 0 | 0 | 0 | 0
WT_off | 0 | 0 | 0 | 0 | 0 | 0
PseudoUnit | 0 | 0 | 0 | 0 | 0 | 0
FixedInterchange | 0 | 0 | 0 | 0 | 0 | 0
Levelized Retrofit Capital Costs by Reporting Type: HQ_NY
ReportingType | 2015 | 2020 | 2025 | 2030 | 2035 | 2040
BM | 0 | 0 | 0 | 0 | 0 | 0
CC | 0 | 0 | 0 | 0 | 0 | 0
CSP | 0 | 0 | 0 | 0 | 0 | 0
CT | 0 | 0 | 0 | 0 | 0 | 0
Coal | 0 | 0 | 0 | 0 | 0 | 0
Geo | 0 | 0 | 0 | 0 | 0 | 0
H | 0 | 0 | 0 | 0 | 0 | 0
LFG | 0 | 0 | 0 | 0 | 0 | 0
Nuc | 0 | 0 | 0 | 0 | 0 | 0
PS | 0 | 0 | 0 | 0 | 0 | 0
PV | 0 | 0 | 0 | 0 | 0 | 0
PeakG | 0 | 0 | 0 | 0 | 0 | 0
PeakO | 0 | 0 | 0 | 0 | 0 | 0
ST | 0 | 0 | 0 | 0 | 0 | 0
STOG | 0 | 0 | 0 | 0 | 0 | 0
STWD | 0 | 0 | 0 | 0 | 0 | 0
WT | 0 | 0 | 0 | 0 | 0 | 0
IGCC | 0 | 0 | 0 | 0 | 0 | 0
DemandResponse | 0 | 0 | 0 | 0 | 0 | 0
IGCC-CCS | 0 | 0 | 0 | 0 | 0 | 0
WT_off | 0 | 0 | 0 | 0 | 0 | 0
PseudoUnit | 0 | 0 | 0 | 0 | 0 | 0
FixedInterchange | 0 | 0 | 0 | 0 | 0 | 0
Levelized Retrofit Capital Costs by Reporting Type: MARITIMES
ReportingType | 2015 | 2020 | 2025 | 2030 | 2035 | 2040
BM | 0 | 0 | 0 | 0 | 0 | 0
CC | 0 | 0 | 0 | 0 | 0 | 0
CSP | 0 | 0 | 0 | 0 | 0 | 0
CT | 0 | 0 | 0 | 0 | 0 | 0
Coal | 0 | 0 | 0 | 0 | 0 | 0
Geo | 0 | 0 | 0 | 0 | 0 | 0
H | 0 | 0 | 0 | 0 | 0 | 0
LFG | 0 | 0 | 0 | 0 | 0 | 0
Nuc | 0 | 0 | 0 | 0 | 0 | 0
PS | 0 | 0 | 0 | 0 | 0 | 0
PV | 0 | 0 | 0 | 0 | 0 | 0
PeakG | 0 | 0 | 0 | 0 | 0 | 0
PeakO | 0 | 0 | 0 | 0 | 0 | 0
ST | 0 | 0 | 0 | 0 | 0 | 0
STOG | 0 | 0 | 0 | 0 | 0 | 0
STWD | 0 | 0 | 0 | 0 | 0 | 0
WT | 0 | 0 | 0 | 0 | 0 | 0
IGCC | 0 | 0 | 0 | 0 | 0 | 0
DemandResponse | 0 | 0 | 0 | 0 | 0 | 0
IGCC-CCS | 0 | 0 | 0 | 0 | 0 | 0
WT_off | 0 | 0 | 0 | 0 | 0 | 0
PseudoUnit | 0 | 0 | 0 | 0 | 0 | 0
FixedInterchange | 0 | 0 | 0 | 0 | 0 | 0
Levelized Retrofit Capital Costs by Reporting Type: All
ReportingType | 2015 | 2020 | 2025 | 2030 | 2035 | 2040
BM | 0 | 0 | 0 | 0 | 0 | 0
CC | 0 | 0 | 0 | 0 | 0 | 0
CSP | 0 | 0 | 0 | 0 | 0 | 0
CT | 0 | 0 | 0 | 0 | 0 | 0
Coal | 1184.42 | 5437.24 | 4603.56 | 0 | 0 | 0
Geo | 0 | 0 | 0 | 0 | 0 | 0
H | 0 | 0 | 0 | 0 | 0 | 0
LFG | 0 | 0 | 0 | 0 | 0 | 0
Nuc | 0 | 0 | 0 | 0 | 0 | 0
PS | 0 | 0 | 0 | 0 | 0 | 0
PV | 0 | 0 | 0 | 0 | 0 | 0
PeakG | 0 | 0 | 0 | 0 | 0 | 0
PeakO | 0 | 0 | 0 | 0 | 0 | 0
ST | 0 | 0 | 0 | 0 | 0 | 0
STOG | 0 | 0 | 0 | 0 | 0 | 0
STWD | 0 | 0 | 0 | 0 | 0 | 0
WT | 0 | 0 | 0 | 0 | 0 | 0
IGCC | 0 | 0 | 0 | 0 | 0 | 0
DemandResponse | 0 | 0 | 0 | 0 | 0 | 0
IGCC-CCS | 0 | 0 | 0 | 0 | 0 | 0
WT_off | 0 | 0 | 0 | 0 | 0 | 0
PseudoUnit | 0 | 0 | 0 | 0 | 0 | 0
FixedInterchange | 0 | 0 | 0 | 0 | 0 | 0
Levelized Retrofit Capital Costs by Reporting Type: EI_US
ReportingType | 2015 | 2020 | 2025 | 2030 | 2035 | 2040
BM | 0 | 0 | 0 | 0 | 0 | 0
CC | 0 | 0 | 0 | 0 | 0 | 0
CSP | 0 | 0 | 0 | 0 | 0 | 0
CT | 0 | 0 | 0 | 0 | 0 | 0
Coal | 1023.13 | 4782.88 | 3982.13 | 0 | 0 | 0
Geo | 0 | 0 | 0 | 0 | 0 | 0
H | 0 | 0 | 0 | 0 | 0 | 0
LFG | 0 | 0 | 0 | 0 | 0 | 0
Nuc | 0 | 0 | 0 | 0 | 0 | 0
PS | 0 | 0 | 0 | 0 | 0 | 0
PV | 0 | 0 | 0 | 0 | 0 | 0
PeakG | 0 | 0 | 0 | 0 | 0 | 0
PeakO | 0 | 0 | 0 | 0 | 0 | 0
ST | 0 | 0 | 0 | 0 | 0 | 0
STOG | 0 | 0 | 0 | 0 | 0 | 0
STWD | 0 | 0 | 0 | 0 | 0 | 0
WT | 0 | 0 | 0 | 0 | 0 | 0
IGCC | 0 | 0 | 0 | 0 | 0 | 0
DemandResponse | 0 | 0 | 0 | 0 | 0 | 0
IGCC-CCS | 0 | 0 | 0 | 0 | 0 | 0
WT_off | 0 | 0 | 0 | 0 | 0 | 0
PseudoUnit | 0 | 0 | 0 | 0 | 0 | 0
FixedInterchange | 0 | 0 | 0 | 0 | 0 | 0
Levelized Retrofit Capital Costs by Reporting Type: EI_Canada
ReportingType | 2015 | 2020 | 2025 | 2030 | 2035 | 2040
BM | 0 | 0 | 0 | 0 | 0 | 0
CC | 0 | 0 | 0 | 0 | 0 | 0
CSP | 0 | 0 | 0 | 0 | 0 | 0
CT | 0 | 0 | 0 | 0 | 0 | 0
Coal | 0 | 0 | 0 | 0 | 0 | 0
Geo | 0 | 0 | 0 | 0 | 0 | 0
H | 0 | 0 | 0 | 0 | 0 | 0
LFG | 0 | 0 | 0 | 0 | 0 | 0
Nuc | 0 | 0 | 0 | 0 | 0 | 0
PS | 0 | 0 | 0 | 0 | 0 | 0
PV | 0 | 0 | 0 | 0 | 0 | 0
PeakG | 0 | 0 | 0 | 0 | 0 | 0
PeakO | 0 | 0 | 0 | 0 | 0 | 0
ST | 0 | 0 | 0 | 0 | 0 | 0
STOG | 0 | 0 | 0 | 0 | 0 | 0
STWD | 0 | 0 | 0 | 0 | 0 | 0
WT | 0 | 0 | 0 | 0 | 0 | 0
IGCC | 0 | 0 | 0 | 0 | 0 | 0
DemandResponse | 0 | 0 | 0 | 0 | 0 | 0
IGCC-CCS | 0 | 0 | 0 | 0 | 0 | 0
WT_off | 0 | 0 | 0 | 0 | 0 | 0
PseudoUnit | 0 | 0 | 0 | 0 | 0 | 0
FixedInterchange | 0 | 0 | 0 | 0 | 0 | 0
Levelized Retrofit Capital Costs by Reporting Type: EI
ReportingType | 2015 | 2020 | 2025 | 2030 | 2035 | 2040
BM | 0 | 0 | 0 | 0 | 0 | 0
CC | 0 | 0 | 0 | 0 | 0 | 0
CSP | 0 | 0 | 0 | 0 | 0 | 0
CT | 0 | 0 | 0 | 0 | 0 | 0
Coal | 1023.13 | 4782.88 | 3982.13 | 0 | 0 | 0
Geo | 0 | 0 | 0 | 0 | 0 | 0
H | 0 | 0 | 0 | 0 | 0 | 0
LFG | 0 | 0 | 0 | 0 | 0 | 0
Nuc | 0 | 0 | 0 | 0 | 0 | 0
PS | 0 | 0 | 0 | 0 | 0 | 0
PV | 0 | 0 | 0 | 0 | 0 | 0
PeakG | 0 | 0 | 0 | 0 | 0 | 0
PeakO | 0 | 0 | 0 | 0 | 0 | 0
ST | 0 | 0 | 0 | 0 | 0 | 0
STOG | 0 | 0 | 0 | 0 | 0 | 0
STWD | 0 | 0 | 0 | 0 | 0 | 0
WT | 0 | 0 | 0 | 0 | 0 | 0
IGCC | 0 | 0 | 0 | 0 | 0 | 0
DemandResponse | 0 | 0 | 0 | 0 | 0 | 0
IGCC-CCS | 0 | 0 | 0 | 0 | 0 | 0
WT_off | 0 | 0 | 0 | 0 | 0 | 0
PseudoUnit | 0 | 0 | 0 | 0 | 0 | 0
FixedInterchange | 0 | 0 | 0 | 0 | 0 | 0
Levelized Retrofit Capital Costs by Reporting Type: Outside_EI
ReportingType | 2015 | 2020 | 2025 | 2030 | 2035 | 2040
BM | 0 | 0 | 0 | 0 | 0 | 0
CC | 0 | 0 | 0 | 0 | 0 | 0
CSP | 0 | 0 | 0 | 0 | 0 | 0
CT | 0 | 0 | 0 | 0 | 0 | 0
Coal | 161.29 | 654.36 | 621.43 | 0 | 0 | 0
Geo | 0 | 0 | 0 | 0 | 0 | 0
H | 0 | 0 | 0 | 0 | 0 | 0
LFG | 0 | 0 | 0 | 0 | 0 | 0
Nuc | 0 | 0 | 0 | 0 | 0 | 0
PS | 0 | 0 | 0 | 0 | 0 | 0
PV | 0 | 0 | 0 | 0 | 0 | 0
PeakG | 0 | 0 | 0 | 0 | 0 | 0
PeakO | 0 | 0 | 0 | 0 | 0 | 0
ST | 0 | 0 | 0 | 0 | 0 | 0
STOG | 0 | 0 | 0 | 0 | 0 | 0
STWD | 0 | 0 | 0 | 0 | 0 | 0
WT | 0 | 0 | 0 | 0 | 0 | 0
IGCC | 0 | 0 | 0 | 0 | 0 | 0
DemandResponse | 0 | 0 | 0 | 0 | 0 | 0
IGCC-CCS | 0 | 0 | 0 | 0 | 0 | 0
WT_off | 0 | 0 | 0 | 0 | 0 | 0
PseudoUnit | 0 | 0 | 0 | 0 | 0 | 0
FixedInterchange | 0 | 0 | 0 | 0 | 0 | 0
#14 | 0.05: Total Costs ($million)
Total Costs by Reporting Type: Entergy
ReportingType | 2015 | 2020 | 2025 | 2030 | 2035 | 2040
BM | 0 | 0 | 0 | 0 | 0 | 0
CC | 2933.63 | 4295.96 | 4319.27 | 4975.38 | 6431.68 | 7233.4
CSP | 0 | 0 | 0 | 0 | 0 | 0
CT | 0 | 0 | 0 | 0 | 0 | 0
Coal | 2361.55 | 2645.63 | 3084.41 | 2930.22 | 3085.27 | 3317.11
Geo | 0 | 0 | 0 | 0 | 0 | 0
H | 10.6 | 10.6 | 10.6 | 10.6 | 10.6 | 10.6
LFG | 0.97 | 0.97 | 34.17 | 34.17 | 34.17 | 34.17
Nuc | 1262.64 | 1285.77 | 1294.03 | 1301.93 | 1099.75 | 1464.17
PS | 1.4 | 1.4 | 1.4 | 1.4 | 1.4 | 1.4
PV | 0.11 | 22.92 | 34.5 | 35.78 | 37.09 | 16.85
PeakG | 47.54 | 69.98 | 52.32 | 64.33 | 67 | 67
PeakO | 4.42 | 5.87 | 5.08 | 5.22 | 5.22 | 5.22
ST | 0 | 0 | 0 | 0 | 0 | 0
STOG | 224.56 | 268.19 | 247.37 | 253.16 | 266.69 | 269.69
STWD | 6.6 | 8.26 | 6.73 | 6.73 | 6.73 | 10.84
WT | 3.67 | 3.67 | 3.67 | 3.67 | 3.67 | 3.67
IGCC | 0 | 0 | 0 | 0 | 0 | 0
DemandResponse | 0 | 0 | 0 | 0 | 0 | 0
IGCC-CCS | 0 | 0 | 0 | 0 | 0 | 0
WT_off | 0 | 0 | 0 | 0 | 0 | 0
PseudoUnit | 0 | 0 | 0 | 0 | 0 | 0
FixedInterchange | 0 | 0 | 0 | 0 | 0 | 0
Total Costs by Reporting Type: FRCC
ReportingType | 2015 | 2020 | 2025 | 2030 | 2035 | 2040
BM | 0 | 0 | 0 | 0 | 0 | 0
CC | 7416.65 | 9657.82 | 11296.6 | 13629.52 | 17577.23 | 21966.74
CSP | 0 | 0 | 0 | 0 | 0 | 0
CT | 277.33 | 288.99 | 296.32 | 277.02 | 51.17 | 27.47
Coal | 2865.21 | 2816.71 | 3258.26 | 3202.15 | 3315.12 | 3447.55
Geo | 0 | 0 | 0 | 0 | 0 | 0
H | 0.78 | 0.78 | 0.78 | 0.78 | 0.78 | 0.78
LFG | 58.68 | 58.68 | 120.69 | 120.69 | 120.69 | 120.69
Nuc | 960.37 | 1000.19 | 984.15 | 990.13 | 1182.7 | 448.91
PS | 0 | 0 | 0 | 0 | 0 | 0
PV | 0.75 | 0.75 | 0.75 | 0.75 | 0.75 | 0.75
PeakG | 180.91 | 248.41 | 195.23 | 219.42 | 211.83 | 208.62
PeakO | 64.61 | 83.43 | 68.43 | 68.43 | 68.43 | 68.43
ST | 0 | 0 | 0 | 0 | 0 | 0
STOG | 410.47 | 430.7 | 418.9 | 389.17 | 343.36 | 327.42
STWD | 6.25 | 11.75 | 12.41 | 16.42 | 16.38 | 12.41
WT | 0 | 0 | 0 | 0 | 0 | 0
IGCC | 0 | 0 | 0 | 0 | 0 | 0
DemandResponse | 0 | 0 | 0 | 0 | 0 | 0
IGCC-CCS | 0 | 0 | 0 | 0 | 0 | 0
WT_off | 0 | 0 | 0 | 0 | 0 | 0
PseudoUnit | 0 | 0 | 0 | 0 | 0 | 0
FixedInterchange | 0 | 0 | 0 | 0 | 0 | 0
Total Costs by Reporting Type: MAPP_US
ReportingType | 2015 | 2020 | 2025 | 2030 | 2035 | 2040
BM | 0 | 0 | 0 | 0 | 0 | 0
CC | 15.25 | 20.62 | 20.29 | 25.63 | 24.1 | 25.68
CSP | 0 | 0 | 0 | 0 | 0 | 0
CT | 27.96 | 27.96 | 27.96 | 52.37 | 52.87 | 65
Coal | 667.86 | 713.21 | 700.64 | 684.9 | 775.32 | 956.75
Geo | 3.95 | 3.95 | 3.95 | 3.95 | 3.95 | 3.95
H | 31.14 | 31.14 | 31.14 | 31.14 | 31.14 | 31.14
LFG | 0.24 | 0.24 | 22.22 | 22.22 | 22.22 | 22.22
Nuc | 0.01 | 0.01 | 0.01 | 0.01 | 0.01 | 0.01
PS | 0 | 0 | 0 | 0 | 0 | 0
PV | 0 | 0 | 0 | 0 | 0 | 0
PeakG | 14.17 | 23.13 | 19.87 | 25.62 | 31.31 | 25.23
PeakO | 3.16 | 4.87 | 3.9 | 3.9 | 3.9 | 3.9
ST | 0 | 0 | 0 | 0 | 0 | 0
STOG | 0 | 0 | 0 | 0 | 0 | 0
STWD | 0 | 0 | 0 | 0 | 0 | 0
WT | 147.25 | 272.66 | 311.71 | 297.1 | 266.07 | 180.53
IGCC | 0 | 0 | 0 | 0 | 0 | 0
DemandResponse | 0 | 0 | 0 | 0 | 0 | 0
IGCC-CCS | 0 | 0 | 0 | 0 | 0 | 0
WT_off | 0 | 0 | 0 | 0 | 0 | 0
PseudoUnit | 0 | 0 | 0 | 0 | 0 | 0
FixedInterchange | 0 | 0 | 0 | 0 | 0 | 0
Total Costs by Reporting Type: MISO_IN
ReportingType | 2015 | 2020 | 2025 | 2030 | 2035 | 2040
BM | 0 | 0 | 0 | 0 | 0 | 0
CC | 191.35 | 1062.88 | 1408.16 | 2227.02 | 3190.78 | 3325.09
CSP | 0 | 0 | 0 | 0 | 0 | 0
CT | 0 | 0 | 0 | 0 | 0 | 0
Coal | 3484.69 | 3995.93 | 4201.01 | 4375.99 | 4755.24 | 5087.2
Geo | 0 | 0 | 0 | 0 | 0 | 0
H | 1.07 | 1.07 | 1.07 | 1.07 | 1.07 | 1.07
LFG | 4.47 | 4.47 | 4.47 | 30.11 | 30.11 | 30.11
Nuc | 0.01 | 0.01 | 0.01 | 0.01 | 0.01 | 0.01
PS | 0 | 0 | 0 | 0 | 0 | 0
PV | 0 | 90.09 | 143.34 | 149.24 | 155.27 | 75.58
PeakG | 52.81 | 78.59 | 58.66 | 77.04 | 75.28 | 76.64
PeakO | 10.59 | 13.5 | 10.82 | 10.82 | 10.82 | 10.82
ST | 0 | 0 | 0 | 0 | 0 | 0
STOG | 15.17 | 17.66 | 19.39 | 16.31 | 18.5 | 17.84
STWD | 0 | 0 | 0 | 0 | 0 | 0
WT | 18.33 | 18.33 | 18.33 | 18.33 | 18.33 | 18.33
IGCC | 366.54 | 367.18 | 368.44 | 376.13 | 379.89 | 387.35
DemandResponse | 0 | 0 | 0 | 0 | 0 | 0
IGCC-CCS | 0 | 0 | 0 | 0 | 0 | 0
WT_off | 0 | 0 | 0 | 0 | 0 | 0
PseudoUnit | 0 | 0 | 0 | 0 | 0 | 0
FixedInterchange | 0 | 0 | 0 | 0 | 0 | 0
Total Costs by Reporting Type: MISO_MI
ReportingType | 2015 | 2020 | 2025 | 2030 | 2035 | 2040
BM | 0 | 0 | 0 | 0 | 0 | 0
CC | 666.75 | 738.33 | 633.64 | 513.93 | 710.92 | 641.27
CSP | 0 | 0 | 0 | 0 | 0 | 0
CT | 0 | 0 | 0 | 0 | 0 | 0
Coal | 2097.28 | 2411.14 | 2484.49 | 2360.93 | 2593.15 | 2701.54
Geo | 0 | 0 | 0 | 0 | 0 | 0
H | 2.01 | 2.01 | 2.01 | 2.01 | 2.01 | 2.01
LFG | 19.68 | 73.47 | 73.47 | 73.47 | 73.47 | 39.18
Nuc | 449.71 | 452.56 | 461.47 | 464.43 | 273.15 | 529.13
PS | 44.44 | 44.44 | 44.44 | 44.44 | 44.44 | 44.44
PV | 0 | 0 | 0 | 0 | 0 | 0
PeakG | 62.53 | 91.79 | 79.11 | 93.68 | 93.79 | 85.63
PeakO | 15.67 | 19.97 | 16.01 | 16.01 | 16.01 | 16.01
ST | 0 | 0 | 0 | 0 | 0 | 0
STOG | 144.75 | 179.38 | 162.59 | 165.81 | 175.44 | 175.55
STWD | 16.63 | 46.9 | 43.39 | 80.85 | 62.3 | 71.59
WT | 542.69 | 542.69 | 687.07 | 699.01 | 305.65 | 360.53
IGCC | 0 | 0 | 0 | 0 | 0 | 0
DemandResponse | 0 | 0 | 0 | 0 | 0 | 0
IGCC-CCS | 0 | 0 | 0 | 0 | 0 | 0
WT_off | 0 | 0 | 0 | 0 | 0 | 0
PseudoUnit | 0 | 0 | 0 | 0 | 0 | 0
FixedInterchange | 0 | 0 | 0 | 0 | 0 | 0
Total Costs by Reporting Type: MISO_MO-IL
ReportingType | 2015 | 2020 | 2025 | 2030 | 2035 | 2040
BM | 0 | 0 | 0 | 0 | 0 | 0
CC | 138.93 | 218.81 | 138.94 | 149.95 | 180.47 | 136.31
CSP | 0 | 0 | 0 | 0 | 0 | 0
CT | 0 | 0 | 0 | 0 | 0 | 0
Coal | 4216.8 | 4447.08 | 4761.54 | 4967.83 | 5347.71 | 5520.57
Geo | 0 | 0 | 0 | 0 | 0 | 0
H | 5.01 | 5.01 | 5.01 | 5.01 | 5.01 | 5.01
LFG | 2.17 | 2.17 | 76.11 | 76.11 | 76.11 | 76.11
Nuc | 493.74 | 512.79 | 521.93 | 524.97 | 524.97 | 524.97
PS | 10.45 | 10.45 | 10.45 | 10.45 | 10.45 | 10.45
PV | 0 | 0 | 0 | 0 | 0 | 0
PeakG | 86.8 | 126.74 | 97.78 | 125.53 | 147.21 | 151.09
PeakO | 21.48 | 28.65 | 22.96 | 22.96 | 22.96 | 22.96
ST | 0 | 0 | 0 | 0 | 0 | 0
STOG | 29.16 | 37.22 | 33.88 | 30.69 | 31.21 | 28.1
STWD | 0 | 0 | 0 | 0 | 0 | 0
WT | 89.9 | 89.9 | 89.9 | 89.9 | 21.38 | 21.38
IGCC | 0 | 0 | 0 | 0 | 0 | 0
DemandResponse | 0 | 0 | 0 | 0 | 0 | 0
IGCC-CCS | 0 | 0 | 0 | 0 | 0 | 0
WT_off | 0 | 0 | 0 | 0 | 0 | 0
PseudoUnit | 0 | 0 | 0 | 0 | 0 | 0
FixedInterchange | 0 | 0 | 0 | 0 | 0 | 0
Total Costs by Reporting Type: MISO_W
ReportingType | 2015 | 2020 | 2025 | 2030 | 2035 | 2040
BM | 0 | 0 | 0 | 0 | 0 | 0
CC | 456.95 | 493.06 | 369.5 | 345.05 | 438.27 | 281.01
CSP | 0 | 0 | 0 | 0 | 0 | 0
CT | 0 | 0 | 0 | 0 | 0 | 0
Coal | 2963.67 | 3239.6 | 3287.83 | 3088.89 | 3882.2 | 7694.99
Geo | 0 | 0 | 0 | 0 | 0 | 0
H | 7.08 | 7.08 | 7.08 | 7.08 | 7.08 | 7.08
LFG | 24.75 | 24.75 | 48.33 | 48.33 | 48.33 | 48.33
Nuc | 539.99 | 543.1 | 552.83 | 814.83 | 0.05 | 0.05
PS | 0 | 0 | 0 | 0 | 0 | 0
PV | 0 | 0 | 0 | 0 | 0 | 0
PeakG | 105.55 | 136.42 | 107.66 | 126 | 193.57 | 115.83
PeakO | 56.38 | 79.08 | 64.57 | 64.57 | 64.57 | 64.57
ST | 0 | 0 | 0 | 0 | 0 | 0
STOG | 9.06 | 9.42 | 8.01 | 7.71 | 8.77 | 7.67
STWD | 10.03 | 22.3 | 19.98 | 19.98 | 26.45 | 19.98
WT | 927.86 | 1432.49 | 2197.04 | 2406.93 | 1983.81 | 1728.31
IGCC | 0 | 0 | 0 | 0 | 0 | 0
DemandResponse | 0 | 0 | 0 | 0 | 0 | 0
IGCC-CCS | 0 | 0 | 0 | 0 | 0 | 0
WT_off | 0 | 0 | 0 | 0 | 0 | 0
PseudoUnit | 0 | 0 | 0 | 0 | 0 | 0
FixedInterchange | 0 | 0 | 0 | 0 | 0 | 0
Total Costs by Reporting Type: MISO_WUMS
ReportingType | 2015 | 2020 | 2025 | 2030 | 2035 | 2040
BM | 0 | 0 | 0 | 0 | 0 | 0
CC | 657.9 | 1968.32 | 1912.64 | 1870.37 | 2897.41 | 2645.81
CSP | 0 | 0 | 0 | 0 | 0 | 0
CT | 0 | 274.92 | 379.25 | 728.15 | 1372.77 | 1137.72
Coal | 1516.19 | 1492.75 | 1502.23 | 1695.57 | 1819.31 | 1889.61
Geo | 0 | 0 | 0 | 0 | 0 | 0
H | 4.79 | 4.79 | 4.79 | 4.79 | 4.79 | 4.79
LFG | 8.57 | 8.57 | 79.15 | 79.15 | 79.15 | 79.15
Nuc | 419.03 | 444.73 | 429.21 | 737.97 | 0.05 | 0.05
PS | 0 | 0 | 0 | 0 | 0 | 0
PV | 0 | 0 | 0 | 0 | 0 | 0
PeakG | 57.18 | 81.65 | 65.08 | 77.65 | 77.65 | 77.65
PeakO | 13.52 | 17.78 | 14.69 | 14.69 | 14.69 | 14.69
ST | 0 | 0 | 0 | 0 | 0 | 0
STOG | 13.52 | 15.63 | 13.39 | 13.39 | 13.39 | 13.39
STWD | 3.37 | 6.17 | 7.07 | 7.21 | 7.21 | 7.21
WT | 264.78 | 264.78 | 264.78 | 264.78 | 46.41 | 46.41
IGCC | 0 | 0 | 0 | 0 | 0 | 0
DemandResponse | 0 | 0 | 0 | 0 | 0 | 0
IGCC-CCS | 0 | 0 | 0 | 0 | 0 | 0
WT_off | 0 | 0 | 0 | 0 | 0 | 0
PseudoUnit | 0 | 0 | 0 | 0 | 0 | 0
FixedInterchange | 0 | 0 | 0 | 0 | 0 | 0
Total Costs by Reporting Type: Nebraska
ReportingType | 2015 | 2020 | 2025 | 2030 | 2035 | 2040
BM | 0 | 0 | 0 | 0 | 0 | 0
CC | 35.33 | 32.03 | 31.85 | 33.72 | 30.9 | 31.23
CSP | 0 | 0 | 0 | 0 | 0 | 0
CT | 0 | 0 | 0 | 0 | 0 | 0
Coal | 899.12 | 1250.79 | 1261.29 | 1113.82 | 2442.01 | 2790.84
Geo | 0 | 0 | 0 | 0 | 0 | 0
H | 2.38 | 2.38 | 2.38 | 2.38 | 2.38 | 2.38
LFG | 0.72 | 0.72 | 23.23 | 23.23 | 23.23 | 23.23
Nuc | 289.1 | 306.81 | 296.14 | 364.84 | 0.11 | 0.11
PS | 0 | 0 | 0 | 0 | 0 | 0
PV | 0 | 0 | 0 | 0 | 0 | 0
PeakG | 26.62 | 43.71 | 40.98 | 45.06 | 42.73 | 33.74
PeakO | 9.57 | 12.19 | 9.77 | 9.77 | 9.77 | 9.77
ST | 0 | 0 | 0 | 0 | 0 | 0
STOG | 0.01 | 0.01 | 0.01 | 0.01 | 0.01 | 0.01
STWD | 0 | 0 | 0 | 0 | 0 | 0
WT | 54.91 | 54.91 | 54.91 | 45.4 | 10.54 | 10.54
IGCC | 0 | 0 | 0 | 0 | 0 | 0
DemandResponse | 0 | 0 | 0 | 0 | 0 | 0
IGCC-CCS | 0 | 0 | 0 | 0 | 0 | 0
WT_off | 0 | 0 | 0 | 0 | 0 | 0
PseudoUnit | 0 | 0 | 0 | 0 | 0 | 0
FixedInterchange | 0 | 0 | 0 | 0 | 0 | 0
Total Costs by Reporting Type: NEISO
ReportingType | 2015 | 2020 | 2025 | 2030 | 2035 | 2040
BM | 279.31 | 279.31 | 181.23 | 181.42 | 184.84 | 184.84
CC | 2224.84 | 2002.97 | 2105.2 | 2480.42 | 3255.4 | 3673.96
CSP | 0 | 0 | 0 | 0 | 0 | 0
CT | 32.34 | 32.88 | 32.67 | 32.11 | 230.24 | 409.49
Coal | 57.58 | 29.15 | 0 | 0 | 0 | 0
Geo | 0 | 0 | 0 | 0 | 0 | 0
H | 46.4 | 46.4 | 46.4 | 46.4 | 46.4 | 46.4
LFG | 80.87 | 99.7 | 103.99 | 103.99 | 93.34 | 81.41
Nuc | 1055.43 | 1120.79 | 1080.11 | 1086.32 | 784.86 | 1150.98
PS | 39.74 | 39.74 | 39.74 | 39.74 | 39.74 | 39.74
PV | 0.03 | 122.5 | 123.62 | 126.1 | 128.33 | 13.52
PeakG | 21.32 | 31.75 | 23 | 25 | 35.65 | 35.37
PeakO | 34.71 | 44.24 | 35.46 | 35.46 | 35.46 | 35.46
ST | 0 | 0 | 0 | 0 | 0 | 0
STOG | 0 | 0 | 0 | 0 | 0 | 0
STWD | 347.37 | 124.03 | 26.37 | 110.86 | 65.5 | 66.08
WT | 67.94 | 769.21 | 1269.14 | 1307.47 | 1260.27 | 637.28
IGCC | 0 | 0 | 0 | 0 | 0 | 0
DemandResponse | 0 | 0 | 0 | 0 | 0 | 0
IGCC-CCS | 0 | 0 | 0 | 0 | 0 | 0
WT_off | 308.22 | 308.22 | 308.22 | 308.22 | 0 | 0
PseudoUnit | 0 | 0 | 0 | 0 | 0 | 0
FixedInterchange | 0 | 0 | 0 | 0 | 0 | 0
Total Costs by Reporting Type: NonRTO_Midwest
ReportingType | 2015 | 2020 | 2025 | 2030 | 2035 | 2040
BM | 0 | 0 | 0 | 0 | 0 | 0
CC | 0 | 157.44 | 204.69 | 262.17 | 324.33 | 447.18
CSP | 0 | 0 | 0 | 0 | 0 | 0
CT | 0 | 25.47 | 25.83 | 43.3 | 81 | 96.14
Coal | 2836.99 | 3164.18 | 3113.27 | 3199.19 | 3463.1 | 3717.41
Geo | 0 | 0 | 0 | 0 | 0 | 0
H | 2.04 | 2.04 | 2.04 | 2.04 | 2.04 | 2.04
LFG | 1.69 | 1.69 | 1.69 | 51.19 | 51.19 | 51.19
Nuc | 0.01 | 0.01 | 0.01 | 0.01 | 0.01 | 0.02
PS | 0 | 0 | 0 | 0 | 0 | 0
PV | 0 | 0 | 0 | 0 | 0 | 0
PeakG | 66.16 | 96.58 | 76.14 | 90.5 | 105.16 | 105.02
PeakO | 0.35 | 0.45 | 0.36 | 0.36 | 0.36 | 0.36
ST | 0 | 0 | 0 | 0 | 0 | 0
STOG | 0 | 0 | 0 | 0 | 0 | 0
STWD | 0 | 0 | 0 | 0 | 0 | 0
WT | 2.26 | 2.26 | 2.26 | 2.26 | 2.26 | 2.26
IGCC | 0 | 0 | 0 | 0 | 0 | 0
DemandResponse | 0 | 0 | 0 | 0 | 0 | 0
IGCC-CCS | 0 | 0 | 0 | 0 | 0 | 0
WT_off | 0 | 0 | 0 | 0 | 0 | 0
PseudoUnit | 0 | 0 | 0 | 0 | 0 | 0
FixedInterchange | 0 | 0 | 0 | 0 | 0 | 0
Total Costs by Reporting Type: NYISO_A-F
ReportingType | 2015 | 2020 | 2025 | 2030 | 2035 | 2040
BM | 0 | 0 | 0 | 0 | 0 | 0
CC | 472.6 | 650.96 | 761.51 | 915.09 | 814.72 | 935.84
CSP | 0 | 0 | 0 | 0 | 0 | 0
CT | 0 | 0 | 0 | 0 | 0 | 0
Coal | 0 | 0 | 0 | 0 | 0 | 0
Geo | 0 | 0 | 0 | 0 | 0 | 0
H | 62.6 | 62.6 | 62.6 | 62.6 | 62.6 | 62.6
LFG | 22.17 | 22.17 | 33.24 | 44 | 42.66 | 42.66
Nuc | 769.17 | 792.88 | 787.44 | 645.82 | 746.25 | 695.88
PS | 33.52 | 33.52 | 33.52 | 33.52 | 33.52 | 33.52
PV | 0 | 0 | 0 | 0 | 0 | 0
PeakG | 3.78 | 5.56 | 5.73 | 5.77 | 6.15 | 6.06
PeakO | 1.14 | 1.46 | 1.17 | 1.17 | 1.17 | 1.17
ST | 0 | 0 | 0 | 0 | 0 | 0
STOG | 0 | 0 | 0 | 0 | 0 | 0
STWD | 2.76 | 3.45 | 2.81 | 2.81 | 2.81 | 2.97
WT | 684.71 | 860.89 | 860.89 | 1059.02 | 782.02 | 692.23
IGCC | 0 | 0 | 0 | 0 | 0 | 0
DemandResponse | 0 | 0 | 0 | 0 | 0 | 0
IGCC-CCS | 0 | 0 | 0 | 0 | 0 | 0
WT_off | 0 | 0 | 0 | 0 | 0 | 0
PseudoUnit | 0 | 0 | 0 | 0 | 0 | 0
FixedInterchange | 0 | 0 | 0 | 0 | 0 | 0
Total Costs by Reporting Type: NYISO_G-I
ReportingType | 2015 | 2020 | 2025 | 2030 | 2035 | 2040
BM | 0 | 0 | 0 | 0 | 0 | 0
CC | 302.14 | 382.2 | 747.13 | 1263.43 | 3079.95 | 4246.95
CSP | 0 | 0 | 0 | 0 | 0 | 0
CT | 0 | 0 | 0 | 0 | 0 | 0
Coal | 0 | 0 | 0 | 0 | 0 | 0
Geo | 0 | 0 | 0 | 0 | 0 | 0
H | 0.46 | 0.46 | 0.46 | 0.46 | 0.46 | 0.46
LFG | 7.73 | 7.73 | 31.62 | 31.62 | 31.62 | 31.62
Nuc | 466.19 | 495 | 477.19 | 479.96 | 543.55 | 0.21
PS | 0 | 0 | 0 | 0 | 0 | 0
PV | 0 | 0 | 0 | 0 | 0 | 0
PeakG | 1.52 | 2.04 | 1.56 | 1.57 | 1.57 | 1.56
PeakO | 2.55 | 3.25 | 2.61 | 2.61 | 2.61 | 2.61
ST | 0 | 0 | 0 | 0 | 0 | 0
STOG | 0 | 0 | 0 | 0 | 0 | 0
STWD | 0 | 0 | 0 | 0 | 0 | 0
WT | 0 | 14.4 | 14.4 | 14.4 | 14.4 | 1.69
IGCC | 0 | 0 | 0 | 0 | 0 | 0
DemandResponse | 0 | 0 | 0 | 0 | 0 | 0
IGCC-CCS | 0 | 0 | 0 | 0 | 0 | 0
WT_off | 0 | 0 | 0 | 0 | 0 | 0
PseudoUnit | 0 | 0 | 0 | 0 | 0 | 0
FixedInterchange | 0 | 0 | 0 | 0 | 0 | 0
Total Costs by Reporting Type: NYISO_J-K
ReportingType | 2015 | 2020 | 2025 | 2030 | 2035 | 2040
BM | 0 | 0 | 0 | 0 | 0 | 0
CC | 1275.19 | 1536.6 | 1629.61 | 1755.96 | 1896.81 | 1988.11
CSP | 0 | 0 | 0 | 0 | 0 | 0
CT | 0 | 0 | 67.25 | 217.35 | 249.02 | 426.16
Coal | 0 | 0 | 0 | 0 | 0 | 0
Geo | 0 | 0 | 0 | 0 | 0 | 0
H | 0 | 0 | 0 | 0 | 0 | 0
LFG | 14.97 | 14.97 | 14.97 | 44.49 | 44.49 | 44.49
Nuc | 0.01 | 0.01 | 0.01 | 0.01 | 0.01 | 0.01
PS | 0 | 0 | 0 | 0 | 0 | 0
PV | 17.52 | 17.52 | 17.52 | 17.52 | 0 | 0
PeakG | 57.1 | 84.05 | 66.07 | 73.11 | 87.49 | 89.73
PeakO | 61.69 | 79.16 | 63.78 | 65.02 | 65.02 | 65.02
ST | 0 | 0 | 0 | 0 | 0 | 0
STOG | 318.33 | 417.11 | 401.04 | 429.1 | 507.11 | 573.32
STWD | 0 | 0 | 0 | 0 | 0 | 0
WT | 0 | 0 | 0 | 0 | 0 | 0
IGCC | 0 | 0 | 0 | 0 | 0 | 0
DemandResponse | 0 | 0 | 0 | 0 | 0 | 0
IGCC-CCS | 0 | 0 | 0 | 0 | 0 | 0
WT_off | 0 | 0 | 0 | 0 | 0 | 0
PseudoUnit | 0 | 0 | 0 | 0 | 0 | 0
FixedInterchange | 0 | 0 | 0 | 0 | 0 | 0
Total Costs by Reporting Type: PJM_E
ReportingType | 2015 | 2020 | 2025 | 2030 | 2035 | 2040
BM | 28.34 | 33.95 | 33.95 | 33.95 | 33.95 | 33.95
CC | 1936.2 | 2853.31 | 2935.2 | 2457.63 | 3234.6 | 2912.31
CSP | 0 | 0 | 0 | 0 | 0 | 0
CT | 2.46 | 2.51 | 2.52 | 0.37 | 141.29 | 278.02
Coal | 120.72 | 84.97 | 77.46 | 89.87 | 152.76 | 171.78
Geo | 0 | 0 | 0 | 0 | 0 | 0
H | 3.85 | 3.85 | 3.85 | 3.85 | 3.85 | 3.85
LFG | 59.08 | 105.92 | 105.92 | 103.73 | 103.73 | 73.06
Nuc | 1960.16 | 1864.06 | 1862.64 | 1873.72 | 1345.93 | 2395.82
PS | 9.5 | 9.5 | 9.5 | 9.5 | 9.5 | 9.5
PV | 11.79 | 11.79 | 11.79 | 11.79 | 0.75 | 0.75
PeakG | 75.2 | 111.39 | 110.05 | 124.68 | 129.79 | 113.45
PeakO | 75.92 | 100.78 | 82.41 | 82.41 | 82.41 | 82.41
ST | 0 | 0 | 0 | 0 | 0 | 0
STOG | 120.19 | 165.97 | 158.03 | 152.09 | 192.9 | 161.79
STWD | 0 | 0 | 0 | 0 | 0 | 0
WT | 332.76 | 332.76 | 332.76 | 332.76 | 32.65 | 32.65
IGCC | 0 | 0 | 0 | 0 | 0 | 0
DemandResponse | 0 | 0 | 0 | 0 | 0 | 0
IGCC-CCS | 0 | 0 | 0 | 0 | 0 | 0
WT_off | 0 | 0 | 599.06 | 599.06 | 599.06 | 599.06
PseudoUnit | 0 | 0 | 0 | 0 | 0 | 0
FixedInterchange | 0 | 0 | 0 | 0 | 0 | 0
Total Costs by Reporting Type: PJM_ROM
ReportingType | 2015 | 2020 | 2025 | 2030 | 2035 | 2040
BM | 15.84 | 19.49 | 19.49 | 19.49 | 19.49 | 19.49
CC | 969.51 | 1357.4 | 1308.83 | 1287.86 | 3042.9 | 10853.31
CSP | 0 | 0 | 0 | 0 | 0 | 0
CT | 1.51 | 1.54 | 1.72 | 1.63 | 0.35 | 0.24
Coal | 2348.38 | 2769.69 | 2890.61 | 3186.67 | 3255.65 | 3352.94
Geo | 0 | 0 | 0 | 0 | 0 | 0
H | 19.83 | 19.83 | 19.83 | 19.83 | 19.83 | 19.83
LFG | 47.04 | 132.66 | 132.66 | 131.08 | 128.72 | 75.37
Nuc | 1163.94 | 1194.41 | 1192.35 | 1199.5 | 963.59 | 1283.24
PS | 35.92 | 35.92 | 35.92 | 35.92 | 35.92 | 35.92
PV | 0.06 | 532.88 | 848.12 | 941.22 | 987.15 | 527
PeakG | 30.83 | 46.27 | 44.76 | 45.03 | 53.51 | 45.41
PeakO | 45.95 | 58.57 | 46.94 | 46.94 | 46.94 | 46.94
ST | 0 | 0 | 0 | 0 | 0 | 0
STOG | 192.41 | 236.82 | 240.56 | 250.18 | 259.26 | 260.87
STWD | 18.48 | 39.07 | 38.55 | 38.55 | 38.55 | 38.55
WT | 152.07 | 152.07 | 333.51 | 1758.17 | 1672.02 | 1672.02
IGCC | 0 | 0 | 0 | 0 | 0 | 0
DemandResponse | 0 | 0 | 0 | 0 | 0 | 0
IGCC-CCS | 0 | 0 | 0 | 0 | 0 | 0
WT_off | 0 | 0 | 0 | 0 | 0 | 0
PseudoUnit | 0 | 0 | 0 | 0 | 0 | 0
FixedInterchange | 0 | 0 | 0 | 0 | 0 | 0
Total Costs by Reporting Type: PJM_ROR
ReportingType | 2015 | 2020 | 2025 | 2030 | 2035 | 2040
BM | 209.94 | 224.15 | 231.12 | 241.23 | 324.6 | 206
CC | 3171.48 | 3451.66 | 4394.36 | 7929.43 | 12699.92 | 11481.32
CSP | 0 | 0 | 0 | 0 | 0 | 0
CT | 2.83 | 2.94 | 2.97 | 3 | 241.75 | 265.03
Coal | 14193.1 | 14020.7 | 14495.79 | 15087.66 | 16224.37 | 17036.98
Geo | 0 | 0 | 0 | 0 | 0 | 0
H | 26.17 | 26.17 | 26.17 | 26.17 | 26.17 | 26.17
LFG | 76.9 | 76.9 | 238.08 | 232.42 | 226.35 | 226.35
Nuc | 4607.58 | 4731.16 | 4718.65 | 4541.22 | 3528.56 | 5329.49
PS | 73.14 | 73.14 | 73.14 | 73.14 | 73.14 | 73.14
PV | 0.35 | 0.35 | 0.35 | 0.35 | 0.35 | 0.35
PeakG | 398.88 | 554.97 | 422.05 | 513.78 | 515.53 | 524.52
PeakO | 48.69 | 65.15 | 52.22 | 52.22 | 52.22 | 52.22
ST | 0 | 0 | 0 | 0 | 0 | 0
STOG | 130.84 | 154.01 | 145.84 | 150.24 | 156.78 | 163.38
STWD | 9.11 | 55.73 | 96.08 | 113.43 | 113.43 | 113.43
WT | 2217.8 | 2217.8 | 2261.22 | 1474.37 | 366.33 | 852.7
IGCC | 0 | 0 | 0 | 0 | 0 | 0
DemandResponse | 0 | 0 | 0 | 0 | 0 | 0
IGCC-CCS | 0 | 0 | 0 | 0 | 0 | 0
WT_off | 0 | 0 | 0 | 0 | 0 | 0
PseudoUnit | 0 | 0 | 0 | 0 | 0 | 0
FixedInterchange | 0 | 0 | 0 | 0 | 0 | 0
Total Costs by Reporting Type: SOCO
ReportingType | 2015 | 2020 | 2025 | 2030 | 2035 | 2040
BM | 26.53 | 26.53 | 28.22 | 28.22 | 28.22 | 28.22
CC | 5578.72 | 6193.19 | 6258.13 | 7618.61 | 7823.77 | 7241.42
CSP | 0 | 0 | 0 | 0 | 0 | 0
CT | 0 | 0 | 0 | 0 | 0 | 0
Coal | 4999.12 | 5552.02 | 6110.9 | 6432.92 | 8553.25 | 12146.66
Geo | 0 | 0 | 0 | 0 | 0 | 0
H | 59.74 | 59.74 | 59.74 | 59.74 | 59.74 | 59.74
LFG | 4.47 | 4.47 | 37.19 | 37.19 | 37.19 | 37.19
Nuc | 1355.07 | 2993.98 | 3028.43 | 3039.86 | 3039.86 | 2945.91
PS | 39.76 | 39.76 | 39.76 | 39.76 | 39.76 | 39.76
PV | 0 | 0 | 0 | 0 | 0 | 0
PeakG | 218.33 | 350.94 | 344.28 | 392.56 | 384.48 | 351.7
PeakO | 23.06 | 29.9 | 24.46 | 24.99 | 24.99 | 24.99
ST | 0 | 0 | 0 | 0 | 0 | 0
STOG | 0 | 0 | 0 | 0 | 0 | 0
STWD | 0 | 0 | 0 | 0 | 0 | 0
WT | 0 | 0 | 0 | 0 | 0 | 0
IGCC | 0 | 0 | 0 | 0 | 0 | 0
DemandResponse | 0 | 0 | 0 | 0 | 0 | 0
IGCC-CCS | 0 | 0 | 0 | 0 | 0 | 0
WT_off | 0 | 0 | 0 | 0 | 0 | 0
PseudoUnit | 0 | 0 | 0 | 0 | 0 | 0
FixedInterchange | 0 | 0 | 0 | 0 | 0 | 0
Total Costs by Reporting Type: SPP_N
ReportingType | 2015 | 2020 | 2025 | 2030 | 2035 | 2040
BM | 0 | 0 | 0 | 0 | 0 | 0
CC | 366.1 | 1033.42 | 1056.02 | 1229.22 | 912.71 | 827.36
CSP | 0 | 0 | 0 | 0 | 0 | 0
CT | 0 | 0 | 0 | 80.75 | 213.86 | 285.06
Coal | 2234.65 | 2461.44 | 2478.77 | 2475.47 | 2743.72 | 3647.25
Geo | 0 | 0 | 0 | 0 | 0 | 0
H | 0.3 | 0.3 | 0.3 | 0.3 | 0.3 | 0.3
LFG | 0.85 | 0.85 | 30.03 | 30.03 | 30.03 | 30.03
Nuc | 256.73 | 266.63 | 271.39 | 272.98 | 272.98 | 272.98
PS | 0 | 0 | 0 | 0 | 0 | 0
PV | 0 | 0 | 0 | 0 | 0 | 0
PeakG | 78.02 | 121.63 | 116.01 | 115.65 | 113.33 | 105.7
PeakO | 34.89 | 44.84 | 35.94 | 35.94 | 35.94 | 35.94
ST | 0 | 0 | 0 | 0 | 0 | 0
STOG | 97.98 | 112.68 | 114.57 | 123.25 | 129.77 | 132.03
STWD | 0 | 0 | 0 | 0 | 0 | 0
WT | 42.04 | 42.04 | 42.04 | 142.33 | 198.45 | 198.45
IGCC | 0 | 0 | 0 | 0 | 0 | 0
DemandResponse | 0 | 0 | 0 | 0 | 0 | 0
IGCC-CCS | 0 | 0 | 0 | 0 | 0 | 0
WT_off | 0 | 0 | 0 | 0 | 0 | 0
PseudoUnit | 0 | 0 | 0 | 0 | 0 | 0
FixedInterchange | 0 | 0 | 0 | 0 | 0 | 0
Total Costs by Reporting Type: SPP_S
ReportingType | 2015 | 2020 | 2025 | 2030 | 2035 | 2040
BM | 0 | 0 | 0 | 0 | 0 | 0
CC | 1874.6 | 2713.64 | 2643.64 | 3432.02 | 2717.06 | 2315.35
CSP | 0 | 0 | 0 | 0 | 0 | 0
CT | 35.98 | 62.47 | 66.89 | 64.08 | 28.49 | 4.79
Coal | 3248.31 | 3819.81 | 4414.73 | 4424.48 | 4680.46 | 4976.08
Geo | 0 | 0 | 0 | 0 | 0 | 0
H | 30.03 | 30.03 | 30.03 | 30.03 | 30.03 | 30.03
LFG | 2.29 | 2.29 | 31.48 | 31.48 | 31.48 | 31.48
Nuc | 0.01 | 0.01 | 0.01 | 0.01 | 0.01 | 0.01
PS | 10.59 | 10.59 | 10.59 | 10.59 | 10.59 | 10.59
PV | 0 | 0 | 0 | 0 | 0 | 0
PeakG | 60.2 | 87.93 | 63.36 | 76.78 | 82.77 | 82.77
PeakO | 3.36 | 4.54 | 3.63 | 3.63 | 3.64 | 3.66
ST | 0 | 0 | 0 | 0 | 0 | 0
STOG | 454.65 | 539.29 | 517.78 | 515.98 | 461.6 | 428.02
STWD | 2.69 | 3.37 | 2.75 | 2.75 | 2.75 | 2.75
WT | 183.43 | 802.03 | 836.77 | 836.77 | 3166.84 | 4192.43
IGCC | 0 | 0 | 0 | 0 | 0 | 0
DemandResponse | 0 | 0 | 0 | 0 | 0 | 0
IGCC-CCS | 0 | 0 | 0 | 0 | 0 | 0
WT_off | 0 | 0 | 0 | 0 | 0 | 0
PseudoUnit | 0 | 0 | 0 | 0 | 0 | 0
FixedInterchange | 0 | 0 | 0 | 0 | 0 | 0
Total Costs by Reporting Type: TVA
ReportingType | 2015 | 2020 | 2025 | 2030 | 2035 | 2040
BM | 0 | 0 | 0 | 0 | 0 | 0
CC | 1053.96 | 1850.44 | 2054.36 | 2376.58 | 2198.84 | 1992.96
CSP | 0 | 0 | 0 | 0 | 0 | 0
CT | 0 | 176.56 | 190.07 | 294.89 | 291.46 | 140.77
Coal | 3528.26 | 3794.8 | 4004.57 | 4032.44 | 6206.41 | 7856.51
Geo | 0 | 0 | 0 | 0 | 0 | 0
H | 72.8 | 72.8 | 72.8 | 72.8 | 72.8 | 72.8
LFG | 1.57 | 1.57 | 33.99 | 33.99 | 33.99 | 33.99
Nuc | 2533.71 | 2590.04 | 2579.4 | 2590.89 | 1999.33 | 2481.64
PS | 41.38 | 41.38 | 41.38 | 41.38 | 41.38 | 41.38
PV | 0 | 0 | 0 | 0 | 0 | 0
PeakG | 99.24 | 153.37 | 142.7 | 140.99 | 140.99 | 140.99
PeakO | 1.87 | 2.54 | 1.92 | 2.49 | 2.49 | 2.49
ST | 0 | 0 | 0 | 0 | 0 | 0
STOG | 0 | 0 | 0 | 0 | 0 | 0
STWD | 0.16 | 0.2 | 0.17 | 0.19 | 0.32 | 0.33
WT | 0.99 | 0.99 | 0.99 | 0.99 | 0.99 | 0.99
IGCC | 0 | 0 | 0 | 0 | 0 | 0
DemandResponse | 0 | 0 | 0 | 0 | 0 | 0
IGCC-CCS | 0 | 0 | 0 | 0 | 0 | 0
WT_off | 0 | 0 | 0 | 0 | 0 | 0
PseudoUnit | 0 | 0 | 0 | 0 | 0 | 0
FixedInterchange | 0 | 0 | 0 | 0 | 0 | 0
Total Costs by Reporting Type: TVA_Transmission
ReportingType | 2015 | 2020 | 2025 | 2030 | 2035 | 2040
BM | 0 | 0 | 0 | 0 | 0 | 0
CC | 0 | 0 | 0 | 0 | 0 | 0
CSP | 0 | 0 | 0 | 0 | 0 | 0
CT | 0 | 0 | 0 | 0 | 0 | 0
Coal | 0 | 0 | 0 | 0 | 0 | 0
Geo | 0 | 0 | 0 | 0 | 0 | 0
H | 0 | 0 | 0 | 0 | 0 | 0
LFG | 0 | 0 | 0 | 0 | 0 | 0
Nuc | 0 | 0 | 0 | 0 | 0 | 0
PS | 0 | 0 | 0 | 0 | 0 | 0
PV | 0 | 0 | 0 | 0 | 0 | 0
PeakG | 0 | 0 | 0 | 0 | 0 | 0
PeakO | 0 | 0 | 0 | 0 | 0 | 0
ST | 0 | 0 | 0 | 0 | 0 | 0
STOG | 0 | 0 | 0 | 0 | 0 | 0
STWD | 0 | 0 | 0 | 0 | 0 | 0
WT | 0 | 0 | 0 | 0 | 0 | 0
IGCC | 0 | 0 | 0 | 0 | 0 | 0
DemandResponse | 0 | 0 | 0 | 0 | 0 | 0
IGCC-CCS | 0 | 0 | 0 | 0 | 0 | 0
WT_off | 0 | 0 | 0 | 0 | 0 | 0
PseudoUnit | 0 | 0 | 0 | 0 | 0 | 0
FixedInterchange | 0 | 0 | 0 | 0 | 0 | 0
Total Costs by Reporting Type: VACAR
ReportingType | 2015 | 2020 | 2025 | 2030 | 2035 | 2040
BM | 0.93 | 350.35 | 1014.53 | 1150.24 | 1267.01 | 1430.43
CC | 3238.91 | 3953.55 | 4008.88 | 4625.09 | 7307.18 | 9360.55
CSP | 0 | 0 | 0 | 0 | 0 | 0
CT | 70.56 | 70.91 | 72.01 | 201.11 | 334.73 | 405.2
Coal | 4531.01 | 4488.71 | 5478.71 | 5990.82 | 6758.28 | 7042.53
Geo | 0 | 0 | 0 | 0 | 0 | 0
H | 30.23 | 30.23 | 30.23 | 30.23 | 30.23 | 30.23
LFG | 7.71 | 40.25 | 40.25 | 40.25 | 40.18 | 20.68
Nuc | 2606.17 | 4424.34 | 4396.29 | 4414.98 | 3652.53 | 5084.39
PS | 62.1 | 62.1 | 62.1 | 62.1 | 62.1 | 62.1
PV | 0.24 | 45.98 | 48.36 | 51.4 | 54.53 | 14.36
PeakG | 150.49 | 222.63 | 172.59 | 207.72 | 213.94 | 210.17
PeakO | 36.13 | 46.34 | 37.33 | 38.01 | 38.01 | 38.01
ST | 0 | 0 | 0 | 0 | 0 | 0
STOG | 4.04 | 4.78 | 4.1 | 4.1 | 4.1 | 4.1
STWD | 173.41 | 175.67 | 113.09 | 130.05 | 173.58 | 173.58
WT | 0.22 | 838.93 | 838.93 | 838.93 | 838.73 | 98.34
IGCC | 0 | 0 | 0 | 0 | 0 | 0
DemandResponse | 0 | 0 | 0 | 0 | 0 | 0
IGCC-CCS | 0 | 0 | 0 | 0 | 0 | 0
WT_off | 0.59 | 0.59 | 0.59 | 0.59 | 0.05 | 0.05
PseudoUnit | 0 | 0 | 0 | 0 | 0 | 0
FixedInterchange | 0 | 0 | 0 | 0 | 0 | 0
Total Costs by Reporting Type: IESO
ReportingType | 2015 | 2020 | 2025 | 2030 | 2035 | 2040
BM | 177.6 | 177.6 | 177.6 | 177.6 | 177.6 | 177.6
CC | 313.47 | 335.32 | 367.59 | 407.51 | 1238.28 | 2608.79
CSP | 0 | 0 | 0 | 0 | 0 | 0
CT | 44.26 | 44.26 | 44.26 | 44.26 | 322.39 | 386.91
Coal | 0 | 0 | 0 | 0 | 0 | 0
Geo | 0 | 0 | 0 | 0 | 0 | 0
H | 123.83 | 123.83 | 123.83 | 123.83 | 123.83 | 123.83
LFG | 19.32 | 19.32 | 19.32 | 19.32 | 14.43 | 14.43
Nuc | 2990.3 | 3007.72 | 3062.19 | 3080.28 | 2836.57 | 3030.7
PS | 2.92 | 2.92 | 2.92 | 2.92 | 2.92 | 2.92
PV | 558.01 | 558.01 | 558.01 | 558.01 | 0.44 | 0.44
PeakG | 11.67 | 13.67 | 13.67 | 13.67 | 13.67 | 13.67
PeakO | 0.66 | 0.66 | 0.78 | 0.86 | 0.86 | 0.86
ST | 0 | 0 | 0 | 0 | 0 | 0
STOG | 0 | 0 | 0 | 0 | 0 | 0
STWD | 0 | 0 | 0 | 0 | 0 | 0
WT | 763.41 | 763.41 | 763.41 | 763.41 | 43.84 | 43.84
IGCC | 0 | 0 | 0 | 0 | 0 | 0
DemandResponse | 0 | 0 | 0 | 0 | 0 | 0
IGCC-CCS | 0 | 0 | 0 | 0 | 0 | 0
WT_off | 0 | 0 | 0 | 0 | 0 | 0
PseudoUnit | 0 | 0 | 0 | 0 | 0 | 0
FixedInterchange | 0 | 0 | 0 | 0 | 0 | 0
Total Costs by Reporting Type: MAPP_CA
ReportingType | 2015 | 2020 | 2025 | 2030 | 2035 | 2040
BM | 0 | 0 | 0 | 0 | 0 | 0
CC | 463.75 | 691.8 | 811.87 | 1055.76 | 1414.03 | 1303.03
CSP | 0 | 0 | 0 | 0 | 0 | 0
CT | 0 | 0 | 0 | 0 | 0.67 | 45.66
Coal | 53.9 | 60.38 | 80.24 | 157.29 | 254.8 | 282.88
Geo | 0 | 0 | 0 | 0 | 0 | 0
H | 92.24 | 92.24 | 92.24 | 92.24 | 92.24 | 92.24
LFG | 0 | 0 | 0 | 0 | 0 | 0
Nuc | 0.01 | 0.01 | 0.01 | 0.01 | 0.01 | 0.01
PS | 0 | 0 | 0 | 0 | 0 | 0
PV | 0 | 0 | 0 | 0 | 0 | 0
PeakG | 9.88 | 9.88 | 9.88 | 9.88 | 13.09 | 13.09
PeakO | 0.09 | 0.09 | 0.09 | 0.12 | 0.12 | 0.12
ST | 0 | 0 | 0 | 0 | 0 | 0
STOG | 5.54 | 5.54 | 5.54 | 5.54 | 5.54 | 5.54
STWD | 0 | 0 | 0 | 0 | 0 | 0
WT | 105.14 | 105.14 | 105.14 | 105.14 | 17.92 | 17.92
IGCC | 0 | 0 | 0 | 0 | 0 | 0
DemandResponse | 0 | 0 | 0 | 0 | 0 | 0
IGCC-CCS | 0 | 0 | 0 | 0 | 0 | 0
WT_off | 0 | 0 | 0 | 0 | 0 | 0
PseudoUnit | 0 | 0 | 0 | 0 | 0 | 0
FixedInterchange | 0 | 0 | 0 | 0 | 0 | 0
Total Costs by Reporting Type: AZ_NM_SNV_Coal
ReportingType | 2015 | 2020 | 2025 | 2030 | 2035 | 2040
BM | 0 | 0 | 0 | 0 | 0 | 0
CC | 0 | 0 | 0 | 0 | 0 | 0
CSP | 0 | 0 | 0 | 0 | 0 | 0
CT | 0 | 0 | 0 | 0 | 0 | 0
Coal | 2647.05 | 3028.63 | 3003.44 | 3079.99 | 3298.78 | 7187.21
Geo | 0 | 0 | 0 | 0 | 0 | 0
H | 0 | 0 | 0 | 0 | 0 | 0
LFG | 0 | 0 | 0 | 0 | 0 | 0
Nuc | 0 | 0 | 0 | 0 | 0 | 0
PS | 0 | 0 | 0 | 0 | 0 | 0
PV | 0 | 0 | 0 | 0 | 0 | 0
PeakG | 0 | 0 | 0 | 0 | 0 | 0
PeakO | 5.77 | 7.38 | 6 | 5.55 | 5.55 | 0
ST | 0 | 0 | 0 | 0 | 0 | 0
STOG | 0 | 0 | 0 | 0 | 0 | 0
STWD | 0 | 0 | 0 | 0 | 0 | 0
WT | 0 | 0 | 0 | 0 | 0 | 0
IGCC | 0 | 0 | 0 | 0 | 0 | 0
DemandResponse | 0 | 0 | 0 | 0 | 0 | 0
IGCC-CCS | 0 | 0 | 0 | 0 | 0 | 0
WT_off | 0 | 0 | 0 | 0 | 0 | 0
PseudoUnit | 0 | 0 | 0 | 0 | 0 | 0
FixedInterchange | 0 | 0 | 0 | 0 | 0 | 0
Total Costs by Reporting Type: AZ_NM_SNV_Gas
ReportingType | 2015 | 2020 | 2025 | 2030 | 2035 | 2040
BM | 0 | 0 | 0 | 0 | 0 | 0
CC | 4295.69 | 5471.15 | 6370.9 | 8564.77 | 11580.81 | 11672
CSP | 0 | 0 | 0 | 0 | 0 | 0
CT | 68.63 | 68.63 | 74.18 | 80.09 | 0 | 0
Coal | 0 | 0 | 0 | 0 | 0 | 0
Geo | 0 | 0 | 0 | 0 | 0 | 0
H | 0 | 0 | 0 | 0 | 0 | 0
LFG | 0 | 0 | 0 | 0 | 0 | 0
Nuc | 0 | 0 | 0 | 0 | 0 | 0
PS | 0 | 0 | 0 | 0 | 0 | 0
PV | 0 | 0 | 0 | 0 | 0 | 0
PeakG | 63.97 | 93.45 | 93.32 | 126.41 | 149.75 | 24.87
PeakO | 0 | 0 | 0 | 0 | 0 | 0
ST | 0 | 0 | 0 | 0 | 0 | 0
STOG | 0 | 0 | 0 | 0 | 0 | 0
STWD | 0 | 0 | 0 | 0 | 0 | 0
WT | 0 | 0 | 0 | 0 | 0 | 0
IGCC | 0 | 0 | 0 | 0 | 0 | 0
DemandResponse | 0 | 0 | 0 | 0 | 0 | 0
IGCC-CCS | 0 | 0 | 0 | 0 | 0 | 0
WT_off | 0 | 0 | 0 | 0 | 0 | 0
PseudoUnit | 0 | 0 | 0 | 0 | 0 | 0
FixedInterchange | 0 | 0 | 0 | 0 | 0 | 0
Total Costs by Reporting Type: AZ_NM_SNV_NucRenew
ReportingType | 2015 | 2020 | 2025 | 2030 | 2035 | 2040
BM | 0 | 0 | 0 | 0 | 0 | 0
CC | 0 | 0 | 0 | 0 | 0 | 0
CSP | 0 | 0 | 0 | 0 | 0 | 0
CT | 0 | 0 | 0 | 0 | 0 | 0
Coal | 0 | 0 | 0 | 0 | 0 | 0
Geo | 0 | 0 | 608.13 | 608.13 | 608.13 | 608.13
H | 44.6 | 44.6 | 44.6 | 44.6 | 44.6 | 44.6
LFG | 0.85 | 19.95 | 19.95 | 19.95 | 19.95 | 8.23
Nuc | 810.72 | 895.93 | 912.19 | 917.59 | 917.59 | 917.59
PS | 5.13 | 5.13 | 5.13 | 5.13 | 5.13 | 5.13
PV | 37.26 | 37.26 | 37.26 | 37.26 | 2.38 | 2.38
PeakG | 0 | 0 | 0 | 0 | 0 | 0
PeakO | 0 | 0 | 0 | 0 | 0 | 0
ST | 119.47 | 300.71 | 405.41 | 373.04 | 336.87 | 185.61
STOG | 0 | 0 | 0 | 0 | 0 | 0
STWD | 12.81 | 13.02 | 1.98 | 9.65 | 9.65 | 9.65
WT | 31.87 | 2836.6 | 2836.6 | 2928.26 | 2913.98 | 441.24
IGCC | 0 | 0 | 0 | 0 | 0 | 0
DemandResponse | 0 | 0 | 0 | 0 | 0 | 0
IGCC-CCS | 0 | 0 | 0 | 0 | 0 | 0
WT_off | 0 | 0 | 0 | 0 | 0 | 0
PseudoUnit | 0 | 0 | 0 | 0 | 0 | 0
FixedInterchange | 0 | 0 | 0 | 0 | 0 | 0
Total Costs by Reporting Type: ERCOT
ReportingType | 2015 | 2020 | 2025 | 2030 | 2035 | 2040
BM | 69.26 | 69.26 | 69.61 | 69.85 | 76.49 | 76.68
CC | 6982.46 | 8581.62 | 8891.73 | 10364.79 | 12714.04 | 14859.21
CSP | 0 | 0 | 0 | 0 | 0 | 0
CT | 22.65 | 22.8 | 23.23 | 23.27 | 2.36 | 1.67
Coal | 5132.47 | 6261.89 | 7039.42 | 6831.85 | 7683.46 | 8182.86
Geo | 0 | 0 | 0 | 0 | 0 | 0
H | 8.05 | 8.05 | 8.05 | 8.05 | 8.05 | 8.05
LFG | 9.06 | 9.06 | 9.06 | 115.9 | 115.9 | 115.9
Nuc | 1007.36 | 1174.9 | 1203.03 | 1210.21 | 1210.21 | 1210.21
PS | 0 | 0 | 0 | 0 | 0 | 0
PV | 5.14 | 5.14 | 5.14 | 5.14 | 0.01 | 0.01
PeakG | 80.63 | 119.63 | 120.68 | 119.46 | 115.63 | 114.62
PeakO | 1.29 | 1.86 | 1.53 | 1.53 | 1.53 | 1.53
ST | 0 | 0 | 0 | 0 | 0 | 0
STOG | 985.24 | 1211.53 | 1245.34 | 1198.08 | 1183.62 | 1142.14
STWD | 0 | 0 | 0 | 0 | 0 | 0
WT | 388.45 | 388.45 | 388.45 | 388.45 | 315.74 | 357.42
IGCC | 0 | 0 | 0 | 0 | 0 | 0
DemandResponse | 0 | 0 | 0 | 0 | 0 | 0
IGCC-CCS | 0 | 0 | 0 | 0 | 0 | 0
WT_off | 0 | 0 | 0 | 0 | 0 | 0
PseudoUnit | 0 | 0 | 0 | 0 | 0 | 0
FixedInterchange | 0 | 0 | 0 | 0 | 0 | 0
Total Costs by Reporting Type: NP15
ReportingType | 2015 | 2020 | 2025 | 2030 | 2035 | 2040
BM | 0 | 0 | 0 | 0 | 0 | 0
CC | 2087.24 | 1792.78 | 2556.53 | 1868.77 | 1662.05 | 1752.24
CSP | 0 | 0 | 0 | 0 | 0 | 0
CT | 32.77 | 162.04 | 534.36 | 1128.19 | 1694.52 | 2190
Coal | 10.01 | 0 | 0 | 0 | 0 | 0
Geo | 100.91 | 196.34 | 378.59 | 378.59 | 378.59 | 316.19
H | 125.7 | 125.7 | 125.7 | 125.7 | 125.7 | 125.7
LFG | 10.26 | 204.81 | 204.81 | 204.81 | 204.81 | 79.02
Nuc | 495.59 | 560.5 | 540.7 | 543.89 | 543.89 | 543.89
PS | 53.58 | 53.58 | 53.58 | 53.58 | 53.58 | 53.58
PV | 3.68 | 3.68 | 3.68 | 3.68 | 0.89 | 0.89
PeakG | 56.04 | 82.34 | 58.1 | 74.01 | 78.49 | 82.73
PeakO | 10.26 | 13.08 | 10.48 | 10.49 | 10.49 | 10.49
ST | 14.46 | 14.46 | 14.46 | 14.46 | 1.86 | 1.86
STOG | 175.64 | 205.91 | 188.53 | 199.47 | 228.65 | 236.84
STWD | 265.97 | 269.53 | 15.44 | 107.79 | 118.17 | 266.24
WT | 66.31 | 970.86 | 970.86 | 970.86 | 944.79 | 132.94
IGCC | 0 | 0 | 0 | 0 | 0 | 0
DemandResponse | 0 | 0 | 0 | 0 | 0 | 0
IGCC-CCS | 0 | 0 | 0 | 0 | 0 | 0
WT_off | 0 | 0 | 0 | 0 | 0 | 0
PseudoUnit | 0 | 0 | 0 | 0 | 0 | 0
FixedInterchange | 0 | 0 | 0 | 0 | 0 | 0
Total Costs by Reporting Type: NWPP_Coal
ReportingType | 2015 | 2020 | 2025 | 2030 | 2035 | 2040
BM | 0 | 0 | 0 | 0 | 0 | 0
CC | 0 | 0 | 0 | 0 | 0 | 0
CSP | 0 | 0 | 0 | 0 | 0 | 0
CT | 0 | 0 | 0 | 0 | 0 | 0
Coal | 3071.02 | 3426.29 | 3464.99 | 3411.27 | 3673.96 | 4165.99
Geo | 0 | 0 | 0 | 0 | 0 | 0
H | 0 | 0 | 0 | 0 | 0 | 0
LFG | 0 | 0 | 0 | 0 | 0 | 0
Nuc | 0 | 0 | 0 | 0 | 0 | 0
PS | 0 | 0 | 0 | 0 | 0 | 0
PV | 0 | 0 | 0 | 0 | 0 | 0
PeakG | 0 | 0 | 0 | 0 | 0 | 0
PeakO | 0 | 0 | 0 | 0 | 0 | 0
ST | 0 | 0 | 0 | 0 | 0 | 0
STOG | 0 | 0 | 0 | 0 | 0 | 0
STWD | 0 | 0 | 0 | 0 | 0 | 0
WT | 0 | 0 | 0 | 0 | 0 | 0
IGCC | 0 | 0 | 0 | 0 | 0 | 0
DemandResponse | 0 | 0 | 0 | 0 | 0 | 0
IGCC-CCS | 0 | 0 | 0 | 0 | 0 | 0
WT_off | 0 | 0 | 0 | 0 | 0 | 0
PseudoUnit | 0 | 0 | 0 | 0 | 0 | 0
FixedInterchange | 0 | 0 | 0 | 0 | 0 | 0
Total Costs by Reporting Type: NWPP_Gas
ReportingType | 2015 | 2020 | 2025 | 2030 | 2035 | 2040
BM | 0 | 0 | 0 | 0 | 0 | 0
CC | 1979.58 | 2315.82 | 2722.71 | 5511.49 | 8001.75 | 9440.94
CSP | 0 | 0 | 0 | 0 | 0 | 0
CT | 14.02 | 14.02 | 14.02 | 14.02 | 0 | 0
Coal | 0 | 0 | 0 | 0 | 0 | 498.52
Geo | 0 | 0 | 0 | 0 | 0 | 0
H | 0 | 0 | 0 | 0 | 0 | 0
LFG | 0 | 0 | 0 | 0 | 0 | 0
Nuc | 0 | 0 | 0 | 0 | 0 | 0
PS | 0 | 0 | 0 | 0 | 0 | 0
PV | 0 | 0 | 0 | 0 | 0 | 0
PeakG | 0 | 0 | 0 | 0 | 0 | 0
PeakO | 0 | 0 | 0 | 0 | 0 | 0
ST | 0 | 0 | 0 | 0 | 0 | 0
STOG | 0 | 0 | 0 | 0 | 0 | 0
STWD | 0 | 0 | 0 | 0 | 0 | 0
WT | 0 | 0 | 0 | 0 | 0 | 0
IGCC | 0 | 0 | 0 | 0 | 0 | 0
DemandResponse | 0 | 0 | 0 | 0 | 0 | 0
IGCC-CCS | 0 | 0 | 0 | 0 | 0 | 0
WT_off | 0 | 0 | 0 | 0 | 0 | 0
PseudoUnit | 0 | 0 | 0 | 0 | 0 | 0
FixedInterchange | 0 | 0 | 0 | 0 | 0 | 0
Total Costs by Reporting Type: NWPP_NucRenew
ReportingType | 2015 | 2020 | 2025 | 2030 | 2035 | 2040
BM | 17.16 | 35.02 | 17.16 | 35.02 | 35.02 | 35.02
CC | 0 | 0 | 0 | 0 | 0 | 0
CSP | 0 | 0 | 0 | 0 | 0 | 0
CT | 0 | 0 | 0 | 0 | 0 | 0
Coal | 0 | 0 | 0 | 0 | 0 | 0
Geo | 67.62 | 67.62 | 249.83 | 249.83 | 224.95 | 224.95
H | 480.54 | 480.54 | 480.54 | 480.54 | 480.54 | 480.54
LFG | 20.56 | 27.04 | 89.55 | 96.13 | 91.11 | 87.14
Nuc | 256.71 | 258.17 | 262.7 | 264.21 | 264.21 | 324.67
PS | 6.12 | 6.12 | 6.12 | 6.12 | 6.12 | 6.12
PV | 0.04 | 0.04 | 0.04 | 0.04 | 0.04 | 0.04
PeakG | 0 | 0 | 0 | 0 | 0 | 0
PeakO | 0 | 0 | 0 | 0 | 0 | 0
ST | 0 | 0 | 0 | 0 | 0 | 0
STOG | 0 | 0 | 0 | 0 | 0 | 0
STWD | 2.8 | 3.72 | 2.86 | 51.28 | 51.29 | 51.29
WT | 467.97 | 467.97 | 467.97 | 467.97 | 229.12 | 229.12
IGCC | 0 | 0 | 0 | 0 | 0 | 0
DemandResponse | 0 | 0 | 0 | 0 | 0 | 0
IGCC-CCS | 0 | 0 | 0 | 0 | 0 | 0
WT_off | 0 | 0 | 0 | 0 | 0 | 0
PseudoUnit | 0 | 0 | 0 | 0 | 0 | 0
FixedInterchange | 0 | 0 | 0 | 0 | 0 | 0
Total Costs by Reporting Type: RMPA
ReportingType | 2015 | 2020 | 2025 | 2030 | 2035 | 2040
BM | 0 | 0 | 0 | 0 | 0 | 0
CC | 360.21 | 520 | 297.27 | 249.66 | 257.97 | 202.57
CSP | 0 | 0 | 0 | 0 | 0 | 0
CT | 16.21 | 16.21 | 16.21 | 16.21 | 1.02 | 1.02
Coal | 1779.96 | 1912.77 | 1860.95 | 2149.67 | 3031.06 | 3940.53
Geo | 0 | 185.68 | 1088.51 | 1088.51 | 1088.51 | 972.59
H | 13.99 | 13.99 | 13.99 | 13.99 | 13.99 | 13.99
LFG | 1.17 | 10.26 | 10.26 | 10.26 | 9.99 | 4.42
Nuc | 0.01 | 0.01 | 0.01 | 0.01 | 0.01 | 0.01
PS | 13.37 | 13.37 | 13.37 | 13.37 | 13.37 | 13.37
PV | 0.68 | 0.68 | 0.68 | 0.68 | 0.31 | 0.31
PeakG | 49.51 | 73.82 | 50.96 | 66.16 | 72.78 | 70.22
PeakO | 5.49 | 6.99 | 5.61 | 5.61 | 5.61 | 5.61
ST | 1.26 | 149.6 | 160.4 | 172.55 | 171.48 | 47.33
STOG | 0 | 0 | 0 | 0 | 0 | 0
STWD | 0 | 0 | 0 | 0 | 0 | 0
WT | 240.35 | 240.35 | 240.35 | 240.35 | 67.69 | 67.69
IGCC | 0 | 0 | 0 | 0 | 0 | 0
DemandResponse | 0 | 0 | 0 | 0 | 0 | 0
IGCC-CCS | 0 | 0 | 0 | 0 | 0 | 0
WT_off | 0 | 0 | 0 | 0 | 0 | 0
PseudoUnit | 0 | 0 | 0 | 0 | 0 | 0
FixedInterchange | 0 | 0 | 0 | 0 | 0 | 0
Total Costs by Reporting Type: SP15
ReportingType | 2015 | 2020 | 2025 | 2030 | 2035 | 2040
BM | 6.8 | 6.8 | 3.59 | 6.42 | 5.53 | 5.62
CC | 2122.73 | 1401.53 | 1488.62 | 1608.45 | 1591.78 | 1300.23
CSP | 0 | 0 | 0 | 0 | 0 | 0
CT | 0 | 0 | 0 | 0 | 0 | 0
Coal | 34.6 | 43.99 | 48.96 | 37.17 | 0 | 0
Geo | 104.52 | 713.94 | 713.94 | 699.68 | 699.68 | 328.75
H | 16.57 | 16.57 | 16.57 | 16.57 | 16.57 | 16.57
LFG | 29.05 | 219.63 | 219.63 | 219.4 | 217.54 | 94.59
Nuc | 508.22 | 539.82 | 519.92 | 522.86 | 522.86 | 643.14
PS | 34.19 | 34.19 | 34.19 | 34.19 | 34.19 | 34.19
PV | 3.49 | 3.49 | 3.49 | 3.49 | 1.81 | 1.81
PeakG | 76.73 | 111.44 | 93.22 | 103.59 | 103.59 | 103.59
PeakO | 1.47 | 1.91 | 1.53 | 1.53 | 1.53 | 1.53
ST | 220.08 | 220.08 | 220.08 | 220.08 | 28.69 | 28.69
STOG | 463.78 | 548.42 | 462.48 | 471.58 | 501.64 | 526.76
STWD | 68.43 | 69.39 | 5.63 | 43.61 | 35.3 | 29.49
WT | 264.36 | 264.36 | 264.36 | 264.36 | 71.1 | 71.1
IGCC | 0 | 0 | 0 | 0 | 0 | 0
DemandResponse | 0 | 0 | 0 | 0 | 0 | 0
IGCC-CCS | 0 | 0 | 0 | 0 | 0 | 0
WT_off | 0 | 0 | 0 | 0 | 0 | 0
PseudoUnit | 0 | 0 | 0 | 0 | 0 | 0
FixedInterchange | 0 | 0 | 0 | 0 | 0 | 0
Total Costs by Reporting Type: ALB
ReportingType | 2015 | 2020 | 2025 | 2030 | 2035 | 2040
BM | 0 | 0 | 0 | 0 | 0 | 0
CC | 791.82 | 1220.75 | 1604.79 | 2150.71 | 2801.99 | 3517.21
CSP | 0 | 0 | 0 | 0 | 0 | 0
CT | 18.05 | 18.05 | 18.05 | 18.05 | 0 | 0
Coal | 962.09 | 953.71 | 967.34 | 1088.86 | 1175.16 | 1251.85
Geo | 0 | 0 | 0 | 0 | 0 | 0
H | 12.99 | 12.99 | 12.99 | 12.99 | 12.99 | 12.99
LFG | 1.21 | 1.21 | 1.21 | 1.21 | 1.21 | 1.21
Nuc | 0.01 | 0.01 | 0.01 | 0.01 | 0.01 | 0.01
PS | 0 | 0 | 0 | 0 | 0 | 0
PV | 0 | 0 | 0 | 0 | 0 | 0
PeakG | 24.53 | 22.94 | 22.94 | 22.94 | 32.32 | 32.32
PeakO | 0 | 0 | 0 | 0 | 0 | 0
ST | 0 | 0 | 0 | 0 | 0 | 0
STOG | 0 | 0 | 0 | 0 | 0 | 0
STWD | 0 | 0 | 0 | 0 | 0 | 0
WT | 25.5 | 25.5 | 25.5 | 25.5 | 22.96 | 22.96
IGCC | 0 | 0 | 0 | 0 | 0 | 0
DemandResponse | 0 | 0 | 0 | 0 | 0 | 0
IGCC-CCS | 0 | 0 | 0 | 0 | 0 | 0
WT_off | 0 | 0 | 0 | 0 | 0 | 0
PseudoUnit | 0 | 0 | 0 | 0 | 0 | 0
FixedInterchange | 0 | 0 | 0 | 0 | 0 | 0
Total Costs by Reporting Type: BC
ReportingType | 2015 | 2020 | 2025 | 2030 | 2035 | 2040
BM | 0 | 0 | 0 | 0 | 0 | 0
CC | 494.19 | 729.17 | 1085.08 | 1412.63 | 1949.8 | 2450.98
CSP | 0 | 0 | 0 | 0 | 0 | 0
CT | 0 | 0 | 0 | 0 | 0 | 0
Coal | 0 | 0 | 0 | 0 | 0 | 0
Geo | 0 | 0 | 0 | 0 | 0 | 0
H | 173.22 | 173.22 | 173.22 | 173.22 | 173.22 | 173.22
LFG | 2.9 | 2.9 | 2.9 | 2.9 | 2.9 | 2.9
Nuc | 0.01 | 0.01 | 0.01 | 0.01 | 0.01 | 0.01
PS | 0 | 0 | 0 | 0 | 0 | 0
PV | 0 | 0 | 0 | 0 | 0 | 0
PeakG | 2.66 | 2.77 | 3.3 | 3.3 | 3.3 | 3.3
PeakO | 1.16 | 1.29 | 1.29 | 1.29 | 1.29 | 1.29
ST | 0 | 0 | 0 | 0 | 0 | 0
STOG | 0 | 0 | 0 | 0 | 0 | 0
STWD | 16.34 | 16.34 | 16.34 | 16.35 | 16.35 | 16.35
WT | 48.22 | 48.22 | 48.22 | 48.22 | 7.54 | 7.54
IGCC | 0 | 0 | 0 | 0 | 0 | 0
DemandResponse | 0 | 0 | 0 | 0 | 0 | 0
IGCC-CCS | 0 | 0 | 0 | 0 | 0 | 0
WT_off | 0 | 0 | 0 | 0 | 0 | 0
PseudoUnit | 0 | 0 | 0 | 0 | 0 | 0
FixedInterchange | 0 | 0 | 0 | 0 | 0 | 0
Total Costs by Reporting Type: HQ_IESO
ReportingType | 2015 | 2020 | 2025 | 2030 | 2035 | 2040
BM | 0 | 0 | 0 | 0 | 0 | 0
CC | 0 | 0 | 0 | 0 | 0 | 0
CSP | 0 | 0 | 0 | 0 | 0 | 0
CT | 0 | 0 | 0 | 0 | 0 | 0
Coal | 0 | 0 | 0 | 0 | 0 | 0
Geo | 0 | 0 | 0 | 0 | 0 | 0
H | 0 | 0 | 0 | 0 | 0 | 0
LFG | 0 | 0 | 0 | 0 | 0 | 0
Nuc | 0.01 | 0.01 | 0.01 | 0.01 | 0.01 | 0.01
PS | 0 | 0 | 0 | 0 | 0 | 0
PV | 0 | 0 | 0 | 0 | 0 | 0
PeakG | 0 | 0 | 0 | 0 | 0 | 0
PeakO | 0 | 0 | 0 | 0 | 0 | 0
ST | 0 | 0 | 0 | 0 | 0 | 0
STOG | 0 | 0 | 0 | 0 | 0 | 0
STWD | 0 | 0 | 0 | 0 | 0 | 0
WT | 0 | 0 | 0 | 0 | 0 | 0
IGCC | 0 | 0 | 0 | 0 | 0 | 0
DemandResponse | 0 | 0 | 0 | 0 | 0 | 0
IGCC-CCS | 0 | 0 | 0 | 0 | 0 | 0
WT_off | 0 | 0 | 0 | 0 | 0 | 0
PseudoUnit | 0 | 0 | 0 | 0 | 0 | 0
FixedInterchange | 0 | 0 | 0 | 0 | 0 | 0
Total Costs by Reporting Type: HQ_NEISO
ReportingType | 2015 | 2020 | 2025 | 2030 | 2035 | 2040
BM | 0 | 0 | 0 | 0 | 0 | 0
CC | 0 | 0 | 0 | 0 | 0 | 0
CSP | 0 | 0 | 0 | 0 | 0 | 0
CT | 0 | 0 | 0 | 0 | 0 | 0
Coal | 0 | 0 | 0 | 0 | 0 | 0
Geo | 0 | 0 | 0 | 0 | 0 | 0
H | 0 | 0 | 0 | 0 | 0 | 0
LFG | 0 | 0 | 0 | 0 | 0 | 0
Nuc | 0.01 | 0.01 | 0.01 | 0.01 | 0.01 | 0.01
PS | 0 | 0 | 0 | 0 | 0 | 0
PV | 0 | 0 | 0 | 0 | 0 | 0
PeakG | 0 | 0 | 0 | 0 | 0 | 0
PeakO | 0 | 0 | 0 | 0 | 0 | 0
ST | 0 | 0 | 0 | 0 | 0 | 0
STOG | 0 | 0 | 0 | 0 | 0 | 0
STWD | 0 | 0 | 0 | 0 | 0 | 0
WT | 0 | 0 | 0 | 0 | 0 | 0
IGCC | 0 | 0 | 0 | 0 | 0 | 0
DemandResponse | 0 | 0 | 0 | 0 | 0 | 0
IGCC-CCS | 0 | 0 | 0 | 0 | 0 | 0
WT_off | 0 | 0 | 0 | 0 | 0 | 0
PseudoUnit | 0 | 0 | 0 | 0 | 0 | 0
FixedInterchange | 0 | 0 | 0 | 0 | 0 | 0
Total Costs by Reporting Type: HQ_NY
ReportingType | 2015 | 2020 | 2025 | 2030 | 2035 | 2040
BM | 0 | 0 | 0 | 0 | 0 | 0
CC | 0 | 0 | 0 | 0 | 0 | 0
CSP | 0 | 0 | 0 | 0 | 0 | 0
CT | 0 | 0 | 0 | 0 | 0 | 0
Coal | 0 | 0 | 0 | 0 | 0 | 0
Geo | 0 | 0 | 0 | 0 | 0 | 0
H | 0 | 0 | 0 | 0 | 0 | 0
LFG | 0 | 0 | 0 | 0 | 0 | 0
Nuc | 0.01 | 0.01 | 0.01 | 0.01 | 0.01 | 0.01
PS | 0 | 0 | 0 | 0 | 0 | 0
PV | 0 | 0 | 0 | 0 | 0 | 0
PeakG | 0 | 0 | 0 | 0 | 0 | 0
PeakO | 0 | 0 | 0 | 0 | 0 | 0
ST | 0 | 0 | 0 | 0 | 0 | 0
STOG | 0 | 0 | 0 | 0 | 0 | 0
STWD | 0 | 0 | 0 | 0 | 0 | 0
WT | 0 | 0 | 0 | 0 | 0 | 0
IGCC | 0 | 0 | 0 | 0 | 0 | 0
DemandResponse | 0 | 0 | 0 | 0 | 0 | 0
IGCC-CCS | 0 | 0 | 0 | 0 | 0 | 0
WT_off | 0 | 0 | 0 | 0 | 0 | 0
PseudoUnit | 0 | 0 | 0 | 0 | 0 | 0
FixedInterchange | 0 | 0 | 0 | 0 | 0 | 0
Total Costs by Reporting Type: MARITIMES
ReportingType | 2015 | 2020 | 2025 | 2030 | 2035 | 2040
BM | 0 | 0 | 0 | 0 | 0 | 0
CC | 0 | 0 | 0 | 0 | 0 | 0
CSP | 0 | 0 | 0 | 0 | 0 | 0
CT | 0 | 0 | 0 | 0 | 0 | 0
Coal | 0 | 0 | 0 | 0 | 0 | 0
Geo | 0 | 0 | 0 | 0 | 0 | 0
H | 0 | 0 | 0 | 0 | 0 | 0
LFG | 0 | 0 | 0 | 0 | 0 | 0
Nuc | 0.01 | 0.01 | 0.01 | 0.01 | 0.01 | 0.01
PS | 0 | 0 | 0 | 0 | 0 | 0
PV | 0 | 0 | 0 | 0 | 0 | 0
PeakG | 0 | 0 | 0 | 0 | 0 | 0
PeakO | 0 | 0 | 0 | 0 | 0 | 0
ST | 0 | 0 | 0 | 0 | 0 | 0
STOG | 0 | 0 | 0 | 0 | 0 | 0
STWD | 0 | 0 | 0 | 0 | 0 | 0
WT | 0 | 0 | 0 | 0 | 0 | 0
IGCC | 0 | 0 | 0 | 0 | 0 | 0
DemandResponse | 0 | 0 | 0 | 0 | 0 | 0
IGCC-CCS | 0 | 0 | 0 | 0 | 0 | 0
WT_off | 0 | 0 | 0 | 0 | 0 | 0
PseudoUnit | 0 | 0 | 0 | 0 | 0 | 0
FixedInterchange | 0 | 0 | 0 | 0 | 0 | 0
Total Costs by Reporting Type: All
ReportingType | 2015 | 2020 | 2025 | 2030 | 2035 | 2040
BM | 831.72 | 1222.46 | 1776.51 | 1943.45 | 2152.75 | 2197.86
CC | 54868.14 | 69684.55 | 76435.53 | 94598.6 | 124002.46 | 143670.35
CSP | 0 | 0 | 0 | 0 | 0 | 0
CT | 667.57 | 1313.18 | 1889.79 | 3320.23 | 5309.95 | 6166.37
Coal | 72861.6 | 78885.96 | 84071.84 | 86095.9 | 99170.54 | 118864.15
Geo | 277 | 1167.53 | 3042.95 | 3028.69 | 3003.81 | 2454.57
H | 1511 | 1511 | 1511 | 1511 | 1511 | 1511
LFG | 541.97 | 1199.38 | 1893.61 | 2112.8 | 2080.28 | 1660.53
Nuc | 27257.76 | 31456.43 | 31434.52 | 31883.54 | 26253.69 | 31278.26
PS | 517.25 | 517.25 | 517.25 | 517.25 | 517.25 | 517.25
PV | 639.15 | 1453.09 | 1836.66 | 1942.47 | 1370.11 | 655.04
PeakG | 2270.8 | 3299.48 | 2771.05 | 3206.89 | 3393.36 | 3112.29
PeakO | 595.9 | 779.81 | 631.75 | 634.57 | 634.59 | 629.06
ST | 355.27 | 684.85 | 800.35 | 780.13 | 538.9 | 263.49
STOG | 3795.34 | 4560.26 | 4387.36 | 4375.87 | 4488.34 | 4474.46
STWD | 963.2 | 868.9 | 411.64 | 758.5 | 746.77 | 892.75
WT | 8135.21 | 14823.68 | 16531.21 | 17795.12 | 15625.52 | 12142.49
IGCC | 366.54 | 367.18 | 368.44 | 376.13 | 379.9 | 387.35
DemandResponse | 0 | 0 | 0 | 0 | 0 | 0
IGCC-CCS | 0 | 0 | 0 | 0 | 0 | 0
WT_off | 308.81 | 308.81 | 907.86 | 907.86 | 599.11 | 599.11
PseudoUnit | 0 | 0 | 0 | 0 | 0 | 0
FixedInterchange | 0 | 0 | 0 | 0 | 0 | 0
Total Costs by Reporting Type: EI_US
ReportingType | 2015 | 2020 | 2025 | 2030 | 2035 | 2040
BM | 560.89 | 933.77 | 1508.55 | 1654.56 | 1858.12 | 1902.94
CC | 34976.99 | 46624.61 | 50238.44 | 61404.06 | 80789.94 | 94563.15
CSP | 0 | 0 | 0 | 0 | 0 | 0
CT | 450.97 | 967.16 | 1165.47 | 1996.13 | 3289 | 3541.11
Coal | 59170.49 | 63198.31 | 67606.5 | 69339.81 | 80053.33 | 93354.3
Geo | 3.95 | 3.95 | 3.95 | 3.95 | 3.95 | 3.95
H | 419.29 | 419.29 | 419.29 | 419.29 | 419.29 | 419.29
LFG | 447.6 | 685.21 | 1316.93 | 1422.93 | 1402.45 | 1252.7
Nuc | 21188.8 | 25019.34 | 24933.73 | 25344.45 | 19958.32 | 24608.01
PS | 401.94 | 401.94 | 401.94 | 401.94 | 401.94 | 401.94
PV | 30.85 | 844.79 | 1228.35 | 1334.16 | 1364.22 | 649.16
PeakG | 1895.18 | 2769.54 | 2304.99 | 2667.47 | 2810.74 | 2653.88
PeakO | 569.71 | 746.54 | 604.45 | 607.61 | 607.62 | 607.63
ST | 0 | 0 | 0 | 0 | 0 | 0
STOG | 2165.15 | 2588.87 | 2485.47 | 2501.2 | 2568.9 | 2563.18
STWD | 596.85 | 496.9 | 369.39 | 529.82 | 516.01 | 519.72
WT | 5733.61 | 8712.8 | 10420.32 | 11592.59 | 10990.84 | 10750.73
IGCC | 366.54 | 367.18 | 368.44 | 376.13 | 379.9 | 387.35
DemandResponse | 0 | 0 | 0 | 0 | 0 | 0
IGCC-CCS | 0 | 0 | 0 | 0 | 0 | 0
WT_off | 308.81 | 308.81 | 907.86 | 907.86 | 599.11 | 599.11
PseudoUnit | 0 | 0 | 0 | 0 | 0 | 0
FixedInterchange | 0 | 0 | 0 | 0 | 0 | 0
Total Costs by Reporting Type: EI_Canada
ReportingType | 2015 | 2020 | 2025 | 2030 | 2035 | 2040
BM | 177.6 | 177.6 | 177.6 | 177.6 | 177.6 | 177.6
CC | 777.21 | 1027.12 | 1179.45 | 1463.27 | 2652.32 | 3911.82
CSP | 0 | 0 | 0 | 0 | 0 | 0
CT | 44.26 | 44.26 | 44.26 | 44.26 | 323.05 | 432.57
Coal | 53.9 | 60.38 | 80.24 | 157.29 | 254.8 | 282.88
Geo | 0 | 0 | 0 | 0 | 0 | 0
H | 216.06 | 216.06 | 216.06 | 216.06 | 216.06 | 216.06
LFG | 19.32 | 19.32 | 19.32 | 19.32 | 14.43 | 14.43
Nuc | 2990.32 | 3007.74 | 3062.22 | 3080.31 | 2836.59 | 3030.72
PS | 2.92 | 2.92 | 2.92 | 2.92 | 2.92 | 2.92
PV | 558.01 | 558.01 | 558.01 | 558.01 | 0.44 | 0.44
PeakG | 21.55 | 23.55 | 23.55 | 23.55 | 26.76 | 26.76
PeakO | 0.75 | 0.75 | 0.87 | 0.98 | 0.98 | 0.98
ST | 0 | 0 | 0 | 0 | 0 | 0
STOG | 5.54 | 5.54 | 5.54 | 5.54 | 5.54 | 5.54
STWD | 0 | 0 | 0 | 0 | 0 | 0
WT | 868.55 | 868.55 | 868.55 | 868.55 | 61.76 | 61.76
IGCC | 0 | 0 | 0 | 0 | 0 | 0
DemandResponse | 0 | 0 | 0 | 0 | 0 | 0
IGCC-CCS | 0 | 0 | 0 | 0 | 0 | 0
WT_off | 0 | 0 | 0 | 0 | 0 | 0
PseudoUnit | 0 | 0 | 0 | 0 | 0 | 0
FixedInterchange | 0 | 0 | 0 | 0 | 0 | 0
Total Costs by Reporting Type: EI
ReportingType | 2015 | 2020 | 2025 | 2030 | 2035 | 2040
BM | 738.5 | 1111.37 | 1686.15 | 1832.16 | 2035.72 | 2080.54
CC | 35754.2 | 47651.73 | 51417.9 | 62867.32 | 83442.25 | 98474.97
CSP | 0 | 0 | 0 | 0 | 0 | 0
CT | 495.23 | 1011.42 | 1209.73 | 2040.39 | 3612.06 | 3973.68
Coal | 59224.39 | 63258.69 | 67686.74 | 69497.1 | 80308.12 | 93637.18
Geo | 3.95 | 3.95 | 3.95 | 3.95 | 3.95 | 3.95
H | 635.35 | 635.35 | 635.35 | 635.35 | 635.35 | 635.35
LFG | 466.92 | 704.53 | 1336.25 | 1442.25 | 1416.89 | 1267.13
Nuc | 24179.13 | 28027.08 | 27995.95 | 28424.75 | 22794.91 | 27638.74
PS | 404.86 | 404.86 | 404.86 | 404.86 | 404.86 | 404.86
PV | 588.85 | 1402.8 | 1786.36 | 1892.17 | 1364.67 | 649.6
PeakG | 1916.73 | 2793.09 | 2328.54 | 2691.02 | 2837.5 | 2680.64
PeakO | 570.46 | 747.29 | 605.32 | 608.58 | 608.59 | 608.61
ST | 0 | 0 | 0 | 0 | 0 | 0
STOG | 2170.69 | 2594.4 | 2491.01 | 2506.73 | 2574.43 | 2568.72
STWD | 596.85 | 496.9 | 369.39 | 529.82 | 516.01 | 519.72
WT | 6602.17 | 9581.35 | 11288.88 | 12461.14 | 11052.59 | 10812.48
IGCC | 366.54 | 367.18 | 368.44 | 376.13 | 379.9 | 387.35
DemandResponse | 0 | 0 | 0 | 0 | 0 | 0
IGCC-CCS | 0 | 0 | 0 | 0 | 0 | 0
WT_off | 308.81 | 308.81 | 907.86 | 907.86 | 599.11 | 599.11
PseudoUnit | 0 | 0 | 0 | 0 | 0 | 0
FixedInterchange | 0 | 0 | 0 | 0 | 0 | 0
Total Costs by Reporting Type: Outside_EI
ReportingType | 2015 | 2020 | 2025 | 2030 | 2035 | 2040
BM | 93.22 | 111.08 | 90.36 | 111.29 | 117.03 | 117.32
CC | 19113.94 | 22032.82 | 25017.63 | 31731.28 | 40560.2 | 45195.38
CSP | 0 | 0 | 0 | 0 | 0 | 0
CT | 172.34 | 301.76 | 680.06 | 1279.85 | 1697.9 | 2192.7
Coal | 13637.21 | 15627.27 | 16385.1 | 16598.8 | 18862.41 | 25226.96
Geo | 273.05 | 1163.58 | 3038.99 | 3024.73 | 2999.85 | 2450.61
H | 875.65 | 875.65 | 875.65 | 875.65 | 875.65 | 875.65
LFG | 75.05 | 494.85 | 557.36 | 670.56 | 663.4 | 393.4
Nuc | 3078.63 | 3429.35 | 3438.57 | 3458.79 | 3458.79 | 3639.53
PS | 112.39 | 112.39 | 112.39 | 112.39 | 112.39 | 112.39
PV | 50.3 | 50.3 | 50.3 | 50.3 | 5.44 | 5.44
PeakG | 354.07 | 506.4 | 442.52 | 515.86 | 555.86 | 431.65
PeakO | 25.44 | 32.51 | 26.43 | 25.99 | 25.99 | 20.45
ST | 355.27 | 684.85 | 800.35 | 780.13 | 538.9 | 263.49
STOG | 1624.66 | 1965.86 | 1896.35 | 1869.13 | 1913.91 | 1905.74
STWD | 366.35 | 372 | 42.25 | 228.67 | 230.76 | 373.02
WT | 1533.05 | 5242.33 | 5242.33 | 5333.98 | 4572.92 | 1330.01
IGCC | 0 | 0 | 0 | 0 | 0 | 0
DemandResponse | 0 | 0 | 0 | 0 | 0 | 0
IGCC-CCS | 0 | 0 | 0 | 0 | 0 | 0
WT_off | 0 | 0 | 0 | 0 | 0 | 0
PseudoUnit | 0 | 0 | 0 | 0 | 0 | 0
FixedInterchange | 0 | 0 | 0 | 0 | 0 | 0
#15 A | 0.05: RPS Generation Compliance Payments ($)
RPS Program | 2015 | 2020 | 2025 | 2030 | 2035 | 2040
NEISO | 0 | 0 | 0 | 0 | 0 | 0
CA | 1667.8 | 131.53 | 0 | 0 | 0 | 0
NWPP | 0 | 0 | 0 | 0 | 0 | 0
PJM | 0 | 591.54 | 647.86 | 253.63 | 350.39 | 382.62
US | 0 | 0 | 0 | 0 | 0 | 0
PJM_Solar | 378.04 | 0 | 0 | 0 | 0 | 0
MA_Solar | 158.25 | 0 | 0 | 0 | 0 | 0
NH_Solar | 10.66 | 0 | 0 | 0 | 0 | 0
MRETS_Solar | 0 | 0 | 0 | 0 | 0 | 0
AZNMSNV | 221.4 | 302.22 | 0 | 0 | 0 | 0
AZNMSNV_Solar | 63.95 | 0 | 0 | 0 | 0 | 0
MRETS | 0 | 0 | 0 | 0 | 0 | 0
MI | 76.82 | 36.14 | 0 | 0 | 0 | 0
Ohio | 0 | 0 | 0 | 0 | 0 | 0
Ohio_Solar | 57.76 | 0 | 0 | 0 | 0 | 0
MOKSOKNE | 207.82 | 0 | 0 | 0 | 0 | 0
MO_Solar | 29.52 | 0 | 0 | 0 | 0 | 0
NC | 774.8 | 0 | 0 | 0 | 0 | 0
NC_Solar | 26.07 | 0 | 0 | 0 | 0 | 0
CO | 34.89 | 0 | 0 | 0 | 0 | 0
CO_Solar | 191.32 | 0 | 0 | 0 | 0 | 0
NY | 11.67 | 5.37 | 0 | 0 | 10.61 | 23.48
TX | 0 | 0 | 0 | 0 | 0 | 0
#15 B | 0.05: RPS Capacity Compliance Payments ($)
RPS Program | 2015 | 2020 | 2025 | 2030 | 2035 | 2040
NEISO | 0 | 0 | 0 | 0 | 0 | 0
CA | 0 | 0 | 0 | 0 | 0 | 0
NWPP | 0 | 0 | 0 | 0 | 0 | 0
PJM | 0 | 0 | 0 | 0 | 0 | 0
US | 0 | 0 | 0 | 0 | 0 | 0
PJM_Solar | 0 | 0 | 0 | 0 | 0 | 0
MA_Solar | 0 | 0 | 0 | 0 | 0 | 0
NH_Solar | 0 | 0 | 0 | 0 | 0 | 0
MRETS_Solar | 0 | 0 | 0 | 0 | 0 | 0
AZNMSNV | 0 | 0 | 0 | 0 | 0 | 0
AZNMSNV_Solar | 0 | 0 | 0 | 0 | 0 | 0
MRETS | 0 | 0 | 0 | 0 | 0 | 0
MI | 0 | 0 | 0 | 0 | 0 | 0
Ohio | 0 | 0 | 0 | 0 | 0 | 0
Ohio_Solar | 0 | 0 | 0 | 0 | 0 | 0
MOKSOKNE | 0 | 0 | 0 | 0 | 0 | 0
MO_Solar | 0 | 0 | 0 | 0 | 0 | 0
NC | 0 | 0 | 0 | 0 | 0 | 0
NC_Solar | 0 | 0 | 0 | 0 | 0 | 0
CO | 0 | 0 | 0 | 0 | 0 | 0
CO_Solar | 0 | 0 | 0 | 0 | 0 | 0
NY | 0 | 0 | 0 | 0 | 0 | 0
TX | 0 | 0 | 0 | 0 | 0 | 0
#16a | 0.05: Transmission Costs ($million) [excludes shadow cost]
Transmission Costs: Entergy
Cost | 2015 | 2020 | 2025 | 2030 | 2035 | 2040
a. Wheel Share | 2.51 | 2.16 | 2.8 | 3.03 | 3.56 | 22.95
b. Friction Share | 4.17 | 3.48 | 3.49 | 3.62 | 5.76 | 24.04
Transmission Costs: FRCC
Cost | 2015 | 2020 | 2025 | 2030 | 2035 | 2040
a. Wheel Share | 5.68 | 3.14 | 2.58 | 0 | 0.94 | 0
b. Friction Share | 5.68 | 3.14 | 2.58 | 0 | 0.94 | 0
Transmission Costs: MAPP_US
Cost | 2015 | 2020 | 2025 | 2030 | 2035 | 2040
a. Wheel Share | 13.52 | 13.01 | 13.09 | 11.69 | 9.87 | 8.84
b. Friction Share | 9.75 | 9.35 | 9.43 | 8.47 | 7.27 | 6.74
Transmission Costs: MISO_IN
Cost | 2015 | 2020 | 2025 | 2030 | 2035 | 2040
a. Wheel Share | 1.44 | 1.93 | 2.27 | 2.1 | 1.6 | 1.48
b. Friction Share | 4.16 | 1.87 | 2.42 | 1.53 | 1.71 | 1.85
Transmission Costs: MISO_MI
Cost | 2015 | 2020 | 2025 | 2030 | 2035 | 2040
a. Wheel Share | 3.88 | 6.37 | 5.19 | 3.55 | 3 | 4.47
b. Friction Share | 12.22 | 16.39 | 13.35 | 9.09 | 8.81 | 15.86
Transmission Costs: MISO_MO-IL
Cost | 2015 | 2020 | 2025 | 2030 | 2035 | 2040
a. Wheel Share | 0.15 | 0.11 | 2.45 | 2.88 | 2.02 | 12.08
b. Friction Share | 7.22 | 0.95 | 3.37 | 2.33 | 3.42 | 10.5
Transmission Costs: MISO_W
Cost | 2015 | 2020 | 2025 | 2030 | 2035 | 2040
a. Wheel Share | 4.19 | 3.35 | 3.7 | 3.37 | 3.19 | 5.72
b. Friction Share | 6.33 | 3.74 | 4.46 | 3.94 | 6.95 | 8.1
Transmission Costs: MISO_WUMS
Cost | 2015 | 2020 | 2025 | 2030 | 2035 | 2040
a. Wheel Share | 0 | 0 | 0 | 0 | 0 | 0
b. Friction Share | 1.67 | 4.19 | 3.79 | 1.57 | 2.02 | 0.95
Transmission Costs: Nebraska
Cost | 2015 | 2020 | 2025 | 2030 | 2035 | 2040
a. Wheel Share | 7.63 | 7.8 | 9.11 | 8.56 | 4.64 | 4.24
b. Friction Share | 5.82 | 6.17 | 7.31 | 7.08 | 4.7 | 4.23
Transmission Costs: NEISO
Cost | 2015 | 2020 | 2025 | 2030 | 2035 | 2040
a. Wheel Share | 0 | 0 | 0 | 0 | 0 | 0
b. Friction Share | 9.05 | 9.05 | 10.95 | 17.35 | 15.21 | 17.01
Transmission Costs: NonRTO_Midwest
Cost | 2015 | 2020 | 2025 | 2030 | 2035 | 2040
a. Wheel Share | 1.44 | 2.03 | 2.4 | 2.92 | 3.36 | 3.24
b. Friction Share | 0.86 | 1.28 | 1.53 | 2.6 | 3.84 | 3.67
Transmission Costs: NYISO_A-F
Cost | 2015 | 2020 | 2025 | 2030 | 2035 | 2040
a. Wheel Share | 14.92 | 14.7 | 10.29 | 7.67 | 2.58 | 1.92
b. Friction Share | 38.2 | 37.6 | 26.42 | 19.45 | 7.05 | 7.52
Transmission Costs: NYISO_G-I
Cost | 2015 | 2020 | 2025 | 2030 | 2035 | 2040
a. Wheel Share | 1.42 | 1.98 | 2.73 | 2.3 | 2.79 | 2.22
b. Friction Share | 5.54 | 4.69 | 6.48 | 8.36 | 7.11 | 7.67
Transmission Costs: NYISO_J-K
Cost | 2015 | 2020 | 2025 | 2030 | 2035 | 2040
a. Wheel Share | 1.13 | 1.22 | 1.23 | 1.29 | 1.55 | 1.8
b. Friction Share | 5 | 4.61 | 4.85 | 6.6 | 6.88 | 7.09
Transmission Costs: PJM_E
Cost | 2015 | 2020 | 2025 | 2030 | 2035 | 2040
a. Wheel Share | 2.55 | 3.21 | 3.96 | 3.59 | 4.34 | 4.02
b. Friction Share | 2.75 | 3.04 | 3.42 | 3.18 | 3.48 | 3.4
Transmission Costs: PJM_ROM
Cost | 2015 | 2020 | 2025 | 2030 | 2035 | 2040
a. Wheel Share | 0.46 | 1.34 | 1.56 | 3.57 | 2.31 | 1.35
b. Friction Share | 0.85 | 1.07 | 1.23 | 3.59 | 1.94 | 1.36
Transmission Costs: PJM_ROR
Cost | 2015 | 2020 | 2025 | 2030 | 2035 | 2040
a. Wheel Share | 26.75 | 11.02 | 10.94 | 13.52 | 16.81 | 16.42
b. Friction Share | 44.07 | 17.38 | 18.63 | 16.44 | 25.6 | 28.12
Transmission Costs: SOCO
Cost | 2015 | 2020 | 2025 | 2030 | 2035 | 2040
a. Wheel Share | 8.99 | 7.06 | 6.88 | 3.26 | 4.23 | 2.92
b. Friction Share | 10.82 | 10.35 | 11.18 | 5.48 | 5.67 | 4.26
Transmission Costs: SPP_N
Cost | 2015 | 2020 | 2025 | 2030 | 2035 | 2040
a. Wheel Share | 1.77 | 1.68 | 4.25 | 4.46 | 2.44 | 7.92
b. Friction Share | 1.65 | 1.53 | 3.33 | 3.63 | 2.67 | 11.38
Transmission Costs: SPP_S
Cost | 2015 | 2020 | 2025 | 2030 | 2035 | 2040
a. Wheel Share | 0.26 | 0.43 | 0.68 | 0.61 | 0.35 | 5.58
b. Friction Share | 0.56 | 0.8 | 1.14 | 1.02 | 0.56 | 8.41
Transmission Costs: TVA
Cost | 2015 | 2020 | 2025 | 2030 | 2035 | 2040
a. Wheel Share | 0.99 | 1.32 | 1.23 | 0.87 | 0.61 | 0.64
b. Friction Share | 1.24 | 1.66 | 1.54 | 1.09 | 0.79 | 0.82
Transmission Costs: TVA_Transmission
Cost | 2015 | 2020 | 2025 | 2030 | 2035 | 2040
a. Wheel Share | 0.49 | 0.38 | 0.22 | 1.94 | 5.1 | 4.5
b. Friction Share | 0.45 | 0.36 | 0.19 | 2.46 | 6.27 | 5.67
Transmission Costs: VACAR
Cost | 2015 | 2020 | 2025 | 2030 | 2035 | 2040
a. Wheel Share | 26.55 | 12.03 | 12.96 | 13.65 | 14.83 | 14.9
b. Friction Share | 26.57 | 13.91 | 16.16 | 14.76 | 15.04 | 15.1
Transmission Costs: IESO
Cost | 2015 | 2020 | 2025 | 2030 | 2035 | 2040
a. Wheel Share | 19.14 | 21.69 | 15.87 | 9.03 | 3.96 | 6.29
b. Friction Share | 47.87 | 54.25 | 39.68 | 22.58 | 9.73 | 15.04
Transmission Costs: MAPP_CA
Cost | 2015 | 2020 | 2025 | 2030 | 2035 | 2040
a. Wheel Share | 0.9 | 2.29 | 2.43 | 1.67 | 1.72 | 2.54
b. Friction Share | 1.75 | 4.39 | 4.55 | 3 | 1.94 | 3.62
Transmission Costs: AZ_NM_SNV_Coal
Cost | 2015 | 2020 | 2025 | 2030 | 2035 | 2040
a. Wheel Share | 20.67 | 20.67 | 25.2 | 24.08 | 32.17 | 43.59
b. Friction Share | 34.9 | 34.95 | 42.55 | 40.77 | 54.33 | 73.13
Transmission Costs: AZ_NM_SNV_Gas
Cost | 2015 | 2020 | 2025 | 2030 | 2035 | 2040
a. Wheel Share | 72.19 | 90.61 | 96.51 | 112.01 | 130.04 | 147.13
b. Friction Share | 120.66 | 151.34 | 161.2 | 187.14 | 217.3 | 245.65
Transmission Costs: AZ_NM_SNV_NucRenew
Cost | 2015 | 2020 | 2025 | 2030 | 2035 | 2040
a. Wheel Share | 38.07 | 72.97 | 84.03 | 89.67 | 102.57 | 123.32
b. Friction Share | 63.56 | 121.78 | 140.25 | 149.64 | 171.08 | 205.6
Transmission Costs: ERCOT
Cost | 2015 | 2020 | 2025 | 2030 | 2035 | 2040
a. Wheel Share | 0 | 0.15 | 0.47 | 0.41 | 0.05 | 2.23
b. Friction Share | 0 | 0.23 | 0.71 | 0.61 | 0.07 | 3.34
Transmission Costs: NP15
Cost | 2015 | 2020 | 2025 | 2030 | 2035 | 2040
a. Wheel Share | 26.18 | 10.81 | 9.72 | 45.64 | 64.82 | 67.59
b. Friction Share | 43.68 | 18.12 | 16.32 | 76.18 | 108.16 | 112.8
Transmission Costs: NWPP_Coal
Cost | 2015 | 2020 | 2025 | 2030 | 2035 | 2040
a. Wheel Share | 64.29 | 41.89 | 45.04 | 84.19 | 116.05 | 128.77
b. Friction Share | 108.42 | 71.08 | 76.38 | 141.89 | 195.14 | 216.44
Transmission Costs: NWPP_Gas
Cost | 2015 | 2020 | 2025 | 2030 | 2035 | 2040
a. Wheel Share | 0 | 0 | 0 | 0 | 0 | 0
b. Friction Share | 0.3 | 0.3 | 0.32 | 0.57 | 0.73 | 0.83
Transmission Costs: NWPP_NucRenew
Cost | 2015 | 2020 | 2025 | 2030 | 2035 | 2040
a. Wheel Share | 0 | 0 | 0 | 0 | 0 | 0
b. Friction Share | 0.96 | 0.97 | 1 | 1 | 1 | 1
Transmission Costs: RMPA
Cost | 2015 | 2020 | 2025 | 2030 | 2035 | 2040
a. Wheel Share | 3.49 | 3.89 | 9.59 | 6.8 | 14.09 | 14.43
b. Friction Share | 2.42 | 2.96 | 12.87 | 8.41 | 20.71 | 23.5
Transmission Costs: SP15
Cost | 2015 | 2020 | 2025 | 2030 | 2035 | 2040
a. Wheel Share | 164.84 | 212.59 | 228.67 | 252.82 | 287.37 | 330.18
b. Friction Share | 274.79 | 354.43 | 381.23 | 421.48 | 479.07 | 550.45
Transmission Costs: ALB
Cost | 2015 | 2020 | 2025 | 2030 | 2035 | 2040
a. Wheel Share | 0.7 | 2.13 | 2.27 | 1.59 | 0.17 | 0.04
b. Friction Share | 1.16 | 3.55 | 3.79 | 2.66 | 0.28 | 0.07
Transmission Costs: BC
Cost | 2015 | 2020 | 2025 | 2030 | 2035 | 2040
a. Wheel Share | 3.38 | 3.33 | 2.69 | 3.13 | 4.77 | 7.97
b. Friction Share | 5.64 | 5.55 | 4.48 | 5.22 | 7.95 | 13.29
Transmission Costs: HQ_IESO
Cost | 2015 | 2020 | 2025 | 2030 | 2035 | 2040
a. Wheel Share | 0 | 0 | 0 | 0 | 0 | 0
b. Friction Share | 0.01 | 0.01 | 0.01 | 0.01 | 0.01 | 0.01
Transmission Costs: HQ_NEISO
Cost | 2015 | 2020 | 2025 | 2030 | 2035 | 2040
a. Wheel Share | 0 | 0 | 0 | 0 | 0 | 0
b. Friction Share | 0.11 | 0.11 | 0.11 | 0.11 | 0.11 | 0.11
Transmission Costs: HQ_NY
Cost | 2015 | 2020 | 2025 | 2030 | 2035 | 2040
a. Wheel Share | 0 | 0 | 0 | 0 | 0 | 0
b. Friction Share | 0.03 | 0.03 | 0.03 | 0.03 | 0.03 | 0.03
Transmission Costs: MARITIMES
Cost | 2015 | 2020 | 2025 | 2030 | 2035 | 2040
a. Wheel Share | 0 | 0 | 0 | 0 | 0 | 0
b. Friction Share | 0.05 | 0.05 | 0.05 | 0.05 | 0.05 | 0.05
Transmission Costs: All
Cost | 2015 | 2020 | 2025 | 2030 | 2035 | 2040
a. Wheel Share | 540.56 | 579.32 | 623 | 725.87 | 847.9 | 1001.29
b. Friction Share | 910.95 | 980.72 | 1042.81 | 1205.01 | 1411.38 | 1658.73
Transmission Costs: EI_US
Cost | 2015 | 2020 | 2025 | 2030 | 2035 | 2040
a. Wheel Share | 126.71 | 96.29 | 100.51 | 94.83 | 90.13 | 127.21
b. Friction Share | 204.83 | 156.81 | 157.46 | 143.86 | 143.88 | 193.95
Transmission Costs: EI_Canada
Cost | 2015 | 2020 | 2025 | 2030 | 2035 | 2040
a. Wheel Share | 20.04 | 23.99 | 18.3 | 10.7 | 5.68 | 8.82
b. Friction Share | 49.63 | 58.65 | 44.25 | 25.59 | 11.68 | 18.67
Transmission Costs: EI
Cost | 2015 | 2020 | 2025 | 2030 | 2035 | 2040
a. Wheel Share | 146.75 | 120.27 | 118.81 | 105.53 | 95.82 | 136.04
b. Friction Share | 254.46 | 215.46 | 201.71 | 169.45 | 155.56 | 212.62
Transmission Costs: Outside_EI
Cost | 2015 | 2020 | 2025 | 2030 | 2035 | 2040
a. Wheel Share | 393.82 | 459.05 | 504.19 | 620.34 | 752.08 | 865.25
b. Friction Share | 656.48 | 765.27 | 841.11 | 1035.56 | 1255.82 | 1446.11

## Capacity
#1 | New Build Capacity (MW)
New Build Capacity by Reporting Type: Entergy
ReportingType | 2015 | 2020 | 2025 | 2030 | 2035 | 2040
BM | 0 | 0 | 0 | 0 | 0 | 0
CC | 460.4 | 1066.58 | 0 | 1480.84 | 2368.59 | 2592.79
CSP | 0 | 0 | 0 | 0 | 0 | 0
CT | 0 | 0 | 0 | 0 | 0 | 0
Coal | 720 | 0 | 0 | 0 | 0 | 0
Geo | 0 | 0 | 0 | 0 | 0 | 0
H | 0 | 0 | 0 | 0 | 0 | 0
LFG | 0 | 0 | 107.4 | 0 | 0 | 0
Nuc | 170 | 0 | 0 | 0 | 0 | 0
PS | 0 | 0 | 0 | 0 | 0 | 0
PV | 0.29 | 64.68 | 35.6 | 3.93 | 4.36 | 4.57
PeakG | 0 | 0 | 0 | 0 | 0 | 0
PeakO | 0 | 0 | 0 | 0 | 0 | 0
ST | 0 | 0 | 0 | 0 | 0 | 0
STOG | 0 | 0 | 0 | 0 | 0 | 0
STWD | 0 | 0 | 0 | 0 | 0 | 0
WT | 0 | 0 | 0 | 0 | 0 | 0
IGCC | 0 | 0 | 0 | 0 | 0 | 0
DemandResponse | 0 | 0 | 0 | 0 | 0 | 0
IGCC-CCS | 0 | 0 | 0 | 0 | 0 | 0
WT_off | 0 | 0 | 0 | 0 | 0 | 0
PseudoUnit | 0 | 0 | 0 | 0 | 0 | 0
FixedInterchange | 0 | 0 | 0 | 0 | 0 | 0
New Build Capacity by Reporting Type: FRCC
ReportingType | 2015 | 2020 | 2025 | 2030 | 2035 | 2040
BM | 0 | 0 | 0 | 0 | 0 | 0
CC | 1516.9 | 5062.68 | 3081.34 | 5209.01 | 7125.83 | 7556.22
CSP | 0 | 0 | 0 | 0 | 0 | 0
CT | 2480 | 0 | 0 | 0 | 0 | 0
Coal | 0 | 0 | 0 | 0 | 0 | 0
Geo | 0 | 0 | 0 | 0 | 0 | 0
H | 0 | 0 | 0 | 0 | 0 | 0
LFG | 0 | 0 | 198 | 0 | 0 | 0
Nuc | 229.33 | 0 | 0 | 0 | 0 | 0
PS | 0 | 0 | 0 | 0 | 0 | 0
PV | 0 | 0 | 0 | 0 | 0 | 0
PeakG | 0 | 0 | 0 | 0 | 0 | 0
PeakO | 0 | 0 | 0 | 0 | 0 | 0
ST | 0 | 0 | 0 | 0 | 0 | 0
STOG | 0 | 0 | 0 | 0 | 0 | 0
STWD | 0 | 0 | 0 | 0 | 0 | 0
WT | 0 | 0 | 0 | 0 | 0 | 0
IGCC | 0 | 0 | 0 | 0 | 0 | 0
DemandResponse | 0 | 0 | 0 | 0 | 0 | 0
IGCC-CCS | 0 | 0 | 0 | 0 | 0 | 0
WT_off | 0 | 0 | 0 | 0 | 0 | 0
PseudoUnit | 0 | 0 | 0 | 0 | 0 | 0
FixedInterchange | 0 | 0 | 0 | 0 | 0 | 0
New Build Capacity by Reporting Type: MAPP_US
ReportingType | 2015 | 2020 | 2025 | 2030 | 2035 | 2040
BM | 0 | 0 | 0 | 0 | 0 | 0
CC | 0 | 0 | 0 | 0 | 0 | 0
CSP | 0 | 0 | 0 | 0 | 0 | 0
CT | 308.3 | 0 | 0 | 285.89 | 292.56 | 138.07
Coal | 0 | 0 | 0 | 0 | 2.49 | 172.85
Geo | 0 | 0 | 0 | 0 | 0 | 0
H | 0 | 0 | 0 | 0 | 0 | 0
LFG | 0 | 0 | 71.67 | 0 | 0 | 0
Nuc | 0 | 0 | 0 | 0 | 0 | 0
PS | 0 | 0 | 0 | 0 | 0 | 0
PV | 0 | 0 | 0 | 0 | 0 | 0
PeakG | 0 | 0 | 0 | 0 | 0 | 0
PeakO | 0 | 0 | 0 | 0 | 0 | 0
ST | 0 | 0 | 0 | 0 | 0 | 0
STOG | 0 | 0 | 0 | 0 | 0 | 0
STWD | 0 | 0 | 0 | 0 | 0 | 0
WT | 421.3 | 539.37 | 175.9 | 102.52 | 106.1 | 111.24
IGCC | 0 | 0 | 0 | 0 | 0 | 0
DemandResponse | 0 | 0 | 0 | 0 | 0 | 0
IGCC-CCS | 0 | 0 | 0 | 0 | 0 | 0
WT_off | 0 | 0 | 0 | 0 | 0 | 0
PseudoUnit | 0 | 0 | 0 | 0 | 0 | 0
FixedInterchange | 0 | 0 | 0 | 0 | 0 | 0
New Build Capacity by Reporting Type: MISO_IN
ReportingType | 2015 | 2020 | 2025 | 2030 | 2035 | 2040
BM | 0 | 0 | 0 | 0 | 0 | 0
CC | 0 | 1886.08 | 1233.84 | 2060.34 | 1756.53 | 0
CSP | 0 | 0 | 0 | 0 | 0 | 0
CT | 0 | 0 | 0 | 0 | 0 | 0
Coal | 0 | 0 | 0 | 0 | 0 | 0
Geo | 0 | 0 | 0 | 0 | 0 | 0
H | 0 | 0 | 0 | 0 | 0 | 0
LFG | 0 | 0 | 0 | 80.12 | 0 | 0
Nuc | 0 | 0 | 0 | 0 | 0 | 0
PS | 0 | 0 | 0 | 0 | 0 | 0
PV | 0 | 242.34 | 155.35 | 17.21 | 17.59 | 18.49
PeakG | 0 | 0 | 0 | 0 | 0 | 0
PeakO | 0 | 0 | 0 | 0 | 0 | 0
ST | 0 | 0 | 0 | 0 | 0 | 0
STOG | 0 | 0 | 0 | 0 | 0 | 0
STWD | 0 | 0 | 0 | 0 | 0 | 0
WT | 0 | 0 | 0 | 0 | 0 | 0
IGCC | 618 | 0 | 0 | 0 | 0 | 0
DemandResponse | 0 | 0 | 0 | 0 | 0 | 0
IGCC-CCS | 0 | 0 | 0 | 0 | 0 | 0
WT_off | 0 | 0 | 0 | 0 | 0 | 0
PseudoUnit | 0 | 0 | 0 | 0 | 0 | 0
FixedInterchange | 0 | 0 | 0 | 0 | 0 | 0
New Build Capacity by Reporting Type: MISO_MI
ReportingType | 2015 | 2020 | 2025 | 2030 | 2035 | 2040
BM | 0 | 0 | 0 | 0 | 0 | 0
CC | 0 | 0 | 0.01 | 0 | 136.12 | 0
CSP | 0 | 0 | 0 | 0 | 0 | 0
CT | 0 | 0 | 0 | 0 | 0 | 0
Coal | 0 | 0 | 0 | 0 | 0 | 0
Geo | 0 | 0 | 0 | 0 | 0 | 0
H | 0 | 0 | 0 | 0 | 0 | 0
LFG | 0 | 160.25 | 0 | 0 | 0 | 0
Nuc | 0 | 0 | 0 | 0 | 0 | 0
PS | 0 | 0 | 0 | 0 | 0 | 0
PV | 0 | 0 | 0 | 0 | 0 | 0
PeakG | 0 | 0 | 0 | 0 | 0 | 0
PeakO | 0 | 0 | 0 | 0 | 0 | 0
ST | 0 | 0 | 0 | 0 | 0 | 0
STOG | 0 | 0 | 0 | 0 | 0 | 0
STWD | 0 | 0 | 0 | 0 | 0 | 0
WT | 2000 | 0 | 600 | 48.27 | 354.13 | 221.83
IGCC | 0 | 0 | 0 | 0 | 0 | 0
DemandResponse | 0 | 0 | 0 | 0 | 0 | 0
IGCC-CCS | 0 | 0 | 0 | 0 | 0 | 0
WT_off | 0 | 0 | 0 | 0 | 0 | 0
PseudoUnit | 0 | 0 | 0 | 0 | 0 | 0
FixedInterchange | 0 | 0 | 0 | 0 | 0 | 0
New Build Capacity by Reporting Type: MISO_MO-IL
ReportingType | 2015 | 2020 | 2025 | 2030 | 2035 | 2040
BM | 0 | 0 | 0 | 0 | 0 | 0
CC | 0 | 0 | 0 | 0 | 0 | 0
CSP | 0 | 0 | 0 | 0 | 0 | 0
CT | 0 | 0 | 0 | 0 | 0 | 0
Coal | 1790 | 0 | 0 | 0 | 0 | 0
Geo | 0 | 0 | 0 | 0 | 0 | 0
H | 0 | 0 | 0 | 0 | 0 | 0
LFG | 0 | 0 | 223.33 | 0 | 0 | 0
Nuc | 0 | 0 | 0 | 0 | 0 | 0
PS | 0 | 0 | 0 | 0 | 0 | 0
PV | 0 | 0 | 0 | 0 | 0 | 0
PeakG | 0 | 0 | 0 | 0 | 0 | 0
PeakO | 0 | 0 | 0 | 0 | 0 | 0
ST | 0 | 0 | 0 | 0 | 0 | 0
STOG | 0 | 0 | 0 | 0 | 0 | 0
STWD | 0 | 0 | 0 | 0 | 0 | 0
WT | 300 | 0 | 0 | 0 | 0 | 0
IGCC | 0 | 0 | 0 | 0 | 0 | 0
DemandResponse | 0 | 0 | 0 | 0 | 0 | 0
IGCC-CCS | 0 | 0 | 0 | 0 | 0 | 0
WT_off | 0 | 0 | 0 | 0 | 0 | 0
PseudoUnit | 0 | 0 | 0 | 0 | 0 | 0
FixedInterchange | 0 | 0 | 0 | 0 | 0 | 0
New Build Capacity by Reporting Type: MISO_W
ReportingType | 2015 | 2020 | 2025 | 2030 | 2035 | 2040
BM | 0 | 0 | 0 | 0 | 0 | 0
CC | 0 | 0 | 0 | 0 | 0 | 0
CSP | 0 | 0 | 0 | 0 | 0 | 0
CT | 0 | 0 | 0 | 0 | 0 | 0
Coal | 0 | 0 | 0 | 0 | 789.91 | 6943.9
Geo | 0 | 0 | 0 | 0 | 0 | 0
H | 0 | 0 | 0 | 0 | 0 | 0
LFG | 0 | 0 | 71.67 | 0 | 0 | 0
Nuc | 94.33 | 0 | 0 | 0 | 0 | 0
PS | 0 | 0 | 0 | 0 | 0 | 0
PV | 0 | 0 | 0 | 0 | 0 | 0
PeakG | 0 | 0 | 0 | 0 | 0 | 0
PeakO | 0 | 0 | 0 | 0 | 0 | 0
ST | 0 | 0 | 0 | 0 | 0 | 0
STOG | 0 | 0 | 0 | 0 | 0 | 0
STWD | 0 | 0 | 0 | 0 | 0 | 0
WT | 2800.5 | 2007.85 | 3181.38 | 1145.24 | 708.56 | 801.78
IGCC | 0 | 0 | 0 | 0 | 0 | 0
DemandResponse | 0 | 0 | 0 | 0 | 0 | 0
IGCC-CCS | 0 | 0 | 0 | 0 | 0 | 0
WT_off | 0 | 0 | 0 | 0 | 0 | 0
PseudoUnit | 0 | 0 | 0 | 0 | 0 | 0
FixedInterchange | 0 | 0 | 0 | 0 | 0 | 0
New Build Capacity by Reporting Type: MISO_WUMS
ReportingType | 2015 | 2020 | 2025 | 2030 | 2035 | 2040
BM | 0 | 0 | 0 | 0 | 0 | 0
CC | 0 | 3460.3 | 0.14 | 0 | 1362.46 | 0
CSP | 0 | 0 | 0 | 0 | 0 | 0
CT | 0 | 3179.28 | 1141.18 | 4191.04 | 7367.86 | 0
Coal | 615 | 0 | 0 | 0 | 0 | 0
Geo | 0 | 0 | 0 | 0 | 0 | 0
H | 0 | 0 | 0 | 0 | 0 | 0
LFG | 0 | 0 | 223.33 | 0 | 0 | 0
Nuc | 235 | 0 | 0 | 0 | 0 | 0
PS | 0 | 0 | 0 | 0 | 0 | 0
PV | 0 | 0 | 0 | 0 | 0 | 0
PeakG | 0 | 0 | 0 | 0 | 0 | 0
PeakO | 0 | 0 | 0 | 0 | 0 | 0
ST | 0 | 0 | 0 | 0 | 0 | 0
STOG | 0 | 0 | 0 | 0 | 0 | 0
STWD | 0 | 0 | 0 | 0 | 0 | 0
WT | 968.9 | 0 | 0 | 0 | 0 | 0
IGCC | 0 | 0 | 0 | 0 | 0 | 0
DemandResponse | 0 | 0 | 0 | 0 | 0 | 0
IGCC-CCS | 0 | 0 | 0 | 0 | 0 | 0
WT_off | 0 | 0 | 0 | 0 | 0 | 0
PseudoUnit | 0 | 0 | 0 | 0 | 0 | 0
FixedInterchange | 0 | 0 | 0 | 0 | 0 | 0
New Build Capacity by Reporting Type: Nebraska
ReportingType | 2015 | 2020 | 2025 | 2030 | 2035 | 2040
BM | 0 | 0 | 0 | 0 | 0 | 0
CC | 0 | 0 | 0 | 0 | 0 | 0
CSP | 0 | 0 | 0 | 0 | 0 | 0
CT | 0 | 0 | 0 | 0 | 0 | 0
Coal | 232.1 | 0 | 0 | 0 | 2464.26 | 419.28
Geo | 0 | 0 | 0 | 0 | 0 | 0
H | 0 | 0 | 0 | 0 | 0 | 0
LFG | 0 | 0 | 71.67 | 0 | 0 | 0
Nuc | 0 | 0 | 0 | 0 | 0 | 0
PS | 0 | 0 | 0 | 0 | 0 | 0
PV | 0 | 0 | 0 | 0 | 0 | 0
PeakG | 0 | 0 | 0 | 0 | 0 | 0
PeakO | 0 | 0 | 0 | 0 | 0 | 0
ST | 0 | 0 | 0 | 0 | 0 | 0
STOG | 0 | 0 | 0 | 0 | 0 | 0
STWD | 0 | 0 | 0 | 0 | 0 | 0
WT | 202 | 0 | 0 | 0 | 0 | 0
IGCC | 0 | 0 | 0 | 0 | 0 | 0
DemandResponse | 0 | 0 | 0 | 0 | 0 | 0
IGCC-CCS | 0 | 0 | 0 | 0 | 0 | 0
WT_off | 0 | 0 | 0 | 0 | 0 | 0
PseudoUnit | 0 | 0 | 0 | 0 | 0 | 0
FixedInterchange | 0 | 0 | 0 | 0 | 0 | 0
New Build Capacity by Reporting Type: NEISO
ReportingType | 2015 | 2020 | 2025 | 2030 | 2035 | 2040
BM | 252.2 | 0 | 0 | 0 | 0 | 0
CC | 2049.5 | 0 | 0 | 0 | 0 | 0
CSP | 0 | 0 | 0 | 0 | 0 | 0
CT | 334 | 0 | 0 | 0 | 2377.27 | 1879.77
Coal | 0 | 0 | 0 | 0 | 0 | 0
Geo | 0 | 0 | 0 | 0 | 0 | 0
H | 0 | 0 | 0 | 0 | 0 | 0
LFG | 49.26 | 56.64 | 13.1 | 0 | 0 | 0
Nuc | 0 | 0 | 0 | 0 | 0 | 0
PS | 0 | 0 | 0 | 0 | 0 | 0
PV | 0 | 316.03 | 3.11 | 6.96 | 6.23 | 6.66
PeakG | 0 | 0 | 0 | 0 | 0 | 0
PeakO | 0 | 0 | 0 | 0 | 0 | 0
ST | 0 | 0 | 0 | 0 | 0 | 0
STOG | 0 | 0 | 0 | 0 | 0 | 0
STWD | 0 | 0 | 0 | 0 | 0 | 0
WT | 231.2 | 2785.31 | 2074.22 | 189.27 | 0 | 0
IGCC | 0 | 0 | 0 | 0 | 0 | 0
DemandResponse | 0 | 0 | 0 | 0 | 0 | 0
IGCC-CCS | 0 | 0 | 0 | 0 | 0 | 0
WT_off | 468 | 0 | 0 | 0 | 0 | 0
PseudoUnit | 0 | 0 | 0 | 0 | 0 | 0
FixedInterchange | 0 | 0 | 0 | 0 | 0 | 0
New Build Capacity by Reporting Type: NonRTO_Midwest
ReportingType | 2015 | 2020 | 2025 | 2030 | 2035 | 2040
BM | 0 | 0 | 0 | 0 | 0 | 0
CC | 0 | 530.48 | 205.21 | 201.29 | 311.24 | 293.81
CSP | 0 | 0 | 0 | 0 | 0 | 0
CT | 0 | 261.06 | 0 | 175.09 | 235.82 | 281.9
Coal | 0 | 0 | 0 | 0 | 0 | 0
Geo | 0 | 0 | 0 | 0 | 0 | 0
H | 0 | 0 | 0 | 0 | 0 | 0
LFG | 0 | 0 | 0 | 160.25 | 0 | 0
Nuc | 0 | 0 | 0 | 0 | 0 | 0
PS | 0 | 0 | 0 | 0 | 0 | 0
PV | 0 | 0 | 0 | 0 | 0 | 0
PeakG | 0 | 0 | 0 | 0 | 0 | 0
PeakO | 0 | 0 | 0 | 0 | 0 | 0
ST | 0 | 0 | 0 | 0 | 0 | 0
STOG | 0 | 0 | 0 | 0 | 0 | 0
STWD | 0 | 0 | 0 | 0 | 0 | 0
WT | 0 | 0 | 0 | 0 | 0 | 0
IGCC | 0 | 0 | 0 | 0 | 0 | 0
DemandResponse | 0 | 0 | 0 | 0 | 0 | 0
IGCC-CCS | 0 | 0 | 0 | 0 | 0 | 0
WT_off | 0 | 0 | 0 | 0 | 0 | 0
PseudoUnit | 0 | 0 | 0 | 0 | 0 | 0
FixedInterchange | 0 | 0 | 0 | 0 | 0 | 0
New Build Capacity by Reporting Type: NYISO_A-F
ReportingType | 2015 | 2020 | 2025 | 2030 | 2035 | 2040
BM | 0 | 0 | 0 | 0 | 0 | 0
CC | 639 | 0 | 0 | 0 | 0 | 0
CSP | 0 | 0 | 0 | 0 | 0 | 0
CT | 0 | 0 | 0 | 0 | 0 | 0
Coal | 0 | 0 | 0 | 0 | 0 | 0
Geo | 0 | 0 | 0 | 0 | 0 | 0
H | 0 | 0 | 0 | 0 | 0 | 0
LFG | 6.4 | 0 | 34.46 | 33.47 | 0 | 0
Nuc | 168 | 0 | 0 | 0 | 0 | 0
PS | 0 | 0 | 0 | 0 | 0 | 0
PV | 0 | 0 | 0 | 0 | 0 | 0
PeakG | 0 | 0 | 0 | 0 | 0 | 0
PeakO | 0 | 0 | 0 | 0 | 0 | 0
ST | 0 | 0 | 0 | 0 | 0 | 0
STOG | 0 | 0 | 0 | 0 | 0 | 0
STWD | 0 | 0 | 0 | 0 | 0 | 0
WT | 2476.3 | 709.8 | 0 | 824.26 | 1223.84 | 276.4
IGCC | 0 | 0 | 0 | 0 | 0 | 0
DemandResponse | 0 | 0 | 0 | 0 | 0 | 0
IGCC-CCS | 0 | 0 | 0 | 0 | 0 | 0
WT_off | 0 | 0 | 0 | 0 | 0 | 0
PseudoUnit | 0 | 0 | 0 | 0 | 0 | 0
FixedInterchange | 0 | 0 | 0 | 0 | 0 | 0
New Build Capacity by Reporting Type: NYISO_G-I
ReportingType | 2015 | 2020 | 2025 | 2030 | 2035 | 2040
BM | 0 | 0 | 0 | 0 | 0 | 0
CC | 0 | 0 | 812.07 | 1032.32 | 3544.47 | 2056.16
CSP | 0 | 0 | 0 | 0 | 0 | 0
CT | 0 | 0 | 0 | 0 | 0 | 0
Coal | 0 | 0 | 0 | 0 | 0 | 0
Geo | 0 | 0 | 0 | 0 | 0 | 0
H | 0 | 0 | 0 | 0 | 0 | 0
LFG | 0 | 0 | 74.33 | 0 | 0 | 0
Nuc | 0 | 0 | 0 | 0 | 0 | 0
PS | 0 | 0 | 0 | 0 | 0 | 0
PV | 0 | 0 | 0 | 0 | 0 | 0
PeakG | 0 | 0 | 0 | 0 | 0 | 0
PeakO | 0 | 0 | 0 | 0 | 0 | 0
ST | 0 | 0 | 0 | 0 | 0 | 0
STOG | 0 | 0 | 0 | 0 | 0 | 0
STWD | 0 | 0 | 0 | 0 | 0 | 0
WT | 0 | 60 | 0 | 0.01 | 0 | 0
IGCC | 0 | 0 | 0 | 0 | 0 | 0
DemandResponse | 0 | 0 | 0 | 0 | 0 | 0
IGCC-CCS | 0 | 0 | 0 | 0 | 0 | 0
WT_off | 0 | 0 | 0 | 0 | 0 | 0
PseudoUnit | 0 | 0 | 0 | 0 | 0 | 0
FixedInterchange | 0 | 0 | 0 | 0 | 0 | 0
New Build Capacity by Reporting Type: NYISO_J-K
ReportingType | 2015 | 2020 | 2025 | 2030 | 2035 | 2040
BM | 0 | 0 | 0 | 0 | 0 | 0
CC | 1175.4 | 0 | 0 | 0 | 0 | 374.68
CSP | 0 | 0 | 0 | 0 | 0 | 0
CT | 0 | 0 | 780.66 | 1737.88 | 317.89 | 1996.81
Coal | 0 | 0 | 0 | 0 | 0 | 0
Geo | 0 | 0 | 0 | 0 | 0 | 0
H | 0 | 0 | 0 | 0 | 0 | 0
LFG | 0 | 0 | 0 | 74.33 | 0 | 0
Nuc | 0 | 0 | 0 | 0 | 0 | 0
PS | 0 | 0 | 0 | 0 | 0 | 0
PV | 32 | 0 | 0 | 0 | 0 | 0
PeakG | 0 | 0 | 0 | 0 | 0 | 0
PeakO | 0 | 0 | 0 | 0 | 0 | 0
ST | 0 | 0 | 0 | 0 | 0 | 0
STOG | 0 | 0 | 0 | 0 | 0 | 0
STWD | 0 | 0 | 0 | 0 | 0 | 0
WT | 0 | 0 | 0 | 0 | 0 | 0
IGCC | 0 | 0 | 0 | 0 | 0 | 0
DemandResponse | 0 | 0 | 0 | 0 | 0 | 0
IGCC-CCS | 0 | 0 | 0 | 0 | 0 | 0
WT_off | 0 | 0 | 0 | 0 | 0 | 0
PseudoUnit | 0 | 0 | 0 | 0 | 0 | 0
FixedInterchange | 0 | 0 | 0 | 0 | 0 | 0
New Build Capacity by Reporting Type: PJM_E
ReportingType | 2015 | 2020 | 2025 | 2030 | 2035 | 2040
BM | 30 | 0 | 0 | 0 | 0 | 0
CC | 4634.3 | 0 | 0 | 0 | 0 | 0
CSP | 0 | 0 | 0 | 0 | 0 | 0
CT | 26.2 | 0 | 0 | 0 | 1341.53 | 1509.04
Coal | 27 | 0 | 0 | 0 | 0 | 0
Geo | 0 | 0 | 0 | 0 | 0 | 0
H | 0 | 0 | 0 | 0 | 0 | 0
LFG | 9.1 | 132.9 | 0 | 0 | 0 | 0
Nuc | 38 | 0 | 0 | 0 | 0 | 0
PS | 0 | 0 | 0 | 0 | 0 | 0
PV | 25.45 | 0 | 0 | 0 | 0 | 0
PeakG | 0 | 0 | 0 | 0 | 0 | 0
PeakO | 0 | 0 | 0 | 0 | 0 | 0
ST | 0 | 0 | 0 | 0 | 0 | 0
STOG | 0 | 0 | 0 | 0 | 0 | 0
STWD | 0 | 0 | 0 | 0 | 0 | 0
WT | 1150 | 0 | 0 | 0 | 0 | 0
IGCC | 0 | 0 | 0 | 0 | 0 | 0
DemandResponse | 0 | 0 | 0 | 0 | 0 | 0
IGCC-CCS | 0 | 0 | 0 | 0 | 0 | 0
WT_off | 0 | 0 | 1100 | 0 | 0 | 0
PseudoUnit | 0 | 0 | 0 | 0 | 0 | 0
FixedInterchange | 0 | 0 | 0 | 0 | 0 | 0
New Build Capacity by Reporting Type: PJM_ROM
ReportingType | 2015 | 2020 | 2025 | 2030 | 2035 | 2040
BM | 18 | 0 | 0 | 0 | 0 | 0
CC | 1678.5 | 0 | 0 | 0 | 3075.49 | 15023.03
CSP | 0 | 0 | 0 | 0 | 0 | 0
CT | 16 | 0 | 0 | 0 | 0 | 0
Coal | 32.5 | 0 | 0 | 0 | 0 | 0
Geo | 0 | 0 | 0 | 0 | 0 | 0
H | 0 | 0 | 0 | 0 | 0 | 0
LFG | 18.9 | 265.1 | 0 | 0 | 0 | 0
Nuc | 0 | 0 | 0 | 0 | 0 | 0
PS | 0 | 0 | 0 | 0 | 0 | 0
PV | 0 | 1453 | 932.18 | 275.3 | 135.81 | 143.05
PeakG | 0 | 0 | 0 | 0 | 0 | 0
PeakO | 0 | 0 | 0 | 0 | 0 | 0
ST | 0 | 0 | 0 | 0 | 0 | 0
STOG | 0 | 0 | 0 | 0 | 0 | 0
STWD | 0 | 0 | 0 | 0 | 0 | 0
WT | 479.8 | 0 | 750.2 | 5810 | 0 | 0
IGCC | 0 | 0 | 0 | 0 | 0 | 0
DemandResponse | 0 | 0 | 0 | 0 | 0 | 0
IGCC-CCS | 0 | 0 | 0 | 0 | 0 | 0
WT_off | 0 | 0 | 0 | 0 | 0 | 0
PseudoUnit | 0 | 0 | 0 | 0 | 0 | 0
FixedInterchange | 0 | 0 | 0 | 0 | 0 | 0
New Build Capacity by Reporting Type: PJM_ROR
ReportingType | 2015 | 2020 | 2025 | 2030 | 2035 | 2040
BM | 385 | 0 | 0 | 0 | 0 | 0
CC | 3077 | 120 | 2068.52 | 8983.67 | 10377.25 | 0
CSP | 0 | 0 | 0 | 0 | 0 | 0
CT | 29 | 0 | 0 | 0 | 2545.29 | 0
Coal | 2164 | 0 | 0 | 0 | 0 | 0
Geo | 0 | 0 | 0 | 0 | 0 | 0
H | 0 | 0 | 0 | 0 | 0 | 0
LFG | 57.4 | 0 | 513.71 | 0 | 0 | 0
Nuc | 38 | 0 | 0 | 0 | 0 | 0
PS | 0 | 0 | 0 | 0 | 0 | 0
PV | 0 | 0 | 0 | 0 | 0 | 0
PeakG | 0 | 0 | 0 | 0 | 0 | 0
PeakO | 0 | 0 | 0 | 0 | 0 | 0
ST | 0 | 0 | 0 | 0 | 0 | 0
STOG | 0 | 0 | 0 | 0 | 0 | 0
STWD | 0 | 0 | 0 | 0 | 0 | 0
WT | 8325.7 | 0 | 191.7 | 0 | 0 | 2065.08
IGCC | 0 | 0 | 0 | 0 | 0 | 0
DemandResponse | 0 | 0 | 0 | 0 | 0 | 0
IGCC-CCS | 0 | 0 | 0 | 0 | 0 | 0
WT_off | 0 | 0 | 0 | 0 | 0 | 0
PseudoUnit | 0 | 0 | 0 | 0 | 0 | 0
FixedInterchange | 0 | 0 | 0 | 0 | 0 | 0
New Build Capacity by Reporting Type: SOCO
ReportingType | 2015 | 2020 | 2025 | 2030 | 2035 | 2040
BM | 55 | 0 | 0 | 0 | 0 | 0
CC | 5026.9 | 187 | 747.98 | 3412.65 | 0 | 0
CSP | 0 | 0 | 0 | 0 | 0 | 0
CT | 0 | 0 | 0 | 0 | 0 | 0
Coal | 0 | 0 | 0 | 0 | 3547.38 | 6374.85
Geo | 0 | 0 | 0 | 0 | 0 | 0
H | 0 | 0 | 0 | 0 | 0 | 0
LFG | 0 | 0 | 107.4 | 0 | 0 | 0
Nuc | 70 | 2200 | 0 | 0 | 0 | 0
PS | 0 | 0 | 0 | 0 | 0 | 0
PV | 0 | 0 | 0 | 0 | 0 | 0
PeakG | 0 | 0 | 0 | 0 | 0 | 0
PeakO | 0 | 0 | 0 | 0 | 0 | 0
ST | 0 | 0 | 0 | 0 | 0 | 0
STOG | 0 | 0 | 0 | 0 | 0 | 0
STWD | 0 | 0 | 0 | 0 | 0 | 0
WT | 0 | 0 | 0 | 0 | 0 | 0
IGCC | 0 | 0 | 0 | 0 | 0 | 0
DemandResponse | 0 | 0 | 0 | 0 | 0 | 0
IGCC-CCS | 0 | 0 | 0 | 0 | 0 | 0
WT_off | 0 | 0 | 0 | 0 | 0 | 0
PseudoUnit | 0 | 0 | 0 | 0 | 0 | 0
FixedInterchange | 0 | 0 | 0 | 0 | 0 | 0
New Build Capacity by Reporting Type: SPP_N
ReportingType | 2015 | 2020 | 2025 | 2030 | 2035 | 2040
BM | 0 | 0 | 0 | 0 | 0 | 0
CC | 0 | 1938.48 | 22.3 | 255.35 | 0 | 0
CSP | 0 | 0 | 0 | 0 | 0 | 0
CT | 0 | 0 | 0 | 811.57 | 1227.71 | 948.29
Coal | 465.04 | 0 | 0 | 0 | 0 | 1475.08
Geo | 0 | 0 | 0 | 0 | 0 | 0
H | 0 | 0 | 0 | 0 | 0 | 0
LFG | 0 | 0 | 95 | 0 | 0 | 0
Nuc | 0 | 0 | 0 | 0 | 0 | 0
PS | 0 | 0 | 0 | 0 | 0 | 0
PV | 0 | 0 | 0 | 0 | 0 | 0
PeakG | 0 | 0 | 0 | 0 | 0 | 0
PeakO | 0 | 0 | 0 | 0 | 0 | 0
ST | 0 | 0 | 0 | 0 | 0 | 0
STOG | 0 | 0 | 0 | 0 | 0 | 0
STWD | 0 | 0 | 0 | 0 | 0 | 0
WT | 0 | 0 | 0.02 | 449.98 | 251.85 | 0
IGCC | 0 | 0 | 0 | 0 | 0 | 0
DemandResponse | 0 | 0 | 0 | 0 | 0 | 0
IGCC-CCS | 0 | 0 | 0 | 0 | 0 | 0
WT_off | 0 | 0 | 0 | 0 | 0 | 0
PseudoUnit | 0 | 0 | 0 | 0 | 0 | 0
FixedInterchange | 0 | 0 | 0 | 0 | 0 | 0
New Build Capacity by Reporting Type: SPP_S
ReportingType | 2015 | 2020 | 2025 | 2030 | 2035 | 2040
BM | 0 | 0 | 0 | 0 | 0 | 0
CC | 0 | 490.99 | 169.44 | 1909.75 | 0 | 0
CSP | 0 | 0 | 0 | 0 | 0 | 0
CT | 412.99 | 300 | 0 | 0.02 | 0.01 | 0.2
Coal | 988 | 0 | 0 | 0 | 0 | 0
Geo | 0 | 0 | 0 | 0 | 0 | 0
H | 0 | 0 | 0 | 0 | 0 | 0
LFG | 0 | 0 | 95 | 0 | 0 | 0
Nuc | 0 | 0 | 0 | 0 | 0 | 0
PS | 0 | 0 | 0 | 0 | 0 | 0
PV | 0 | 0 | 0 | 0 | 0 | 0
PeakG | 0 | 0 | 0 | 0 | 0 | 0
PeakO | 0 | 0 | 0 | 0 | 0 | 0
ST | 0 | 0 | 0 | 0 | 0 | 0
STOG | 0 | 0 | 0 | 0 | 0 | 0
STWD | 0 | 0 | 0 | 0 | 0 | 0
WT | 430 | 2655.08 | 156.11 | 0 | 10886.11 | 7052.52
IGCC | 0 | 0 | 0 | 0 | 0 | 0
DemandResponse | 0 | 0 | 0 | 0 | 0 | 0
IGCC-CCS | 0 | 0 | 0 | 0 | 0 | 0
WT_off | 0 | 0 | 0 | 0 | 0 | 0
PseudoUnit | 0 | 0 | 0 | 0 | 0 | 0
FixedInterchange | 0 | 0 | 0 | 0 | 0 | 0
New Build Capacity by Reporting Type: TVA
ReportingType | 2015 | 2020 | 2025 | 2030 | 2035 | 2040
BM | 0 | 0 | 0 | 0 | 0 | 0
CC | 1418 | 1899.37 | 418.23 | 220.14 | 0 | 0
CSP | 0 | 0 | 0 | 0 | 0 | 0
CT | 0 | 1880.99 | 0 | 1175.47 | 0 | 0
Coal | 0 | 0 | 0 | 0 | 3937.23 | 2767.24
Geo | 0 | 0 | 0 | 0 | 0 | 0
H | 0 | 0 | 0 | 0 | 0 | 0
LFG | 0 | 0 | 107.4 | 0 | 0 | 0
Nuc | 1697.89 | 0 | 0 | 0 | 0 | 0
PS | 0 | 0 | 0 | 0 | 0 | 0
PV | 0 | 0 | 0 | 0 | 0 | 0
PeakG | 0 | 0 | 0 | 0 | 0 | 0
PeakO | 0 | 0 | 0 | 0 | 0 | 0
ST | 0 | 0 | 0 | 0 | 0 | 0
STOG | 0 | 0 | 0 | 0 | 0 | 0
STWD | 0 | 0 | 0 | 0 | 0 | 0
WT | 0 | 0 | 0 | 0 | 0 | 0
IGCC | 0 | 0 | 0 | 0 | 0 | 0
DemandResponse | 0 | 0 | 0 | 0 | 0 | 0
IGCC-CCS | 0 | 0 | 0 | 0 | 0 | 0
WT_off | 0 | 0 | 0 | 0 | 0 | 0
PseudoUnit | 0 | 0 | 0 | 0 | 0 | 0
FixedInterchange | 0 | 0 | 0 | 0 | 0 | 0
New Build Capacity by Reporting Type: TVA_Transmission
ReportingType | 2015 | 2020 | 2025 | 2030 | 2035 | 2040
BM | 0 | 0 | 0 | 0 | 0 | 0
CC | 0 | 0 | 0 | 0 | 0 | 0
CSP | 0 | 0 | 0 | 0 | 0 | 0
CT | 0 | 0 | 0 | 0 | 0 | 0
Coal | 0 | 0 | 0 | 0 | 0 | 0
Geo | 0 | 0 | 0 | 0 | 0 | 0
H | 0 | 0 | 0 | 0 | 0 | 0
LFG | 0 | 0 | 0 | 0 | 0 | 0
Nuc | 0 | 0 | 0 | 0 | 0 | 0
PS | 0 | 0 | 0 | 0 | 0 | 0
PV | 0 | 0 | 0 | 0 | 0 | 0
PeakG | 0 | 0 | 0 | 0 | 0 | 0
PeakO | 0 | 0 | 0 | 0 | 0 | 0
ST | 0 | 0 | 0 | 0 | 0 | 0
STOG | 0 | 0 | 0 | 0 | 0 | 0
STWD | 0 | 0 | 0 | 0 | 0 | 0
WT | 0 | 0 | 0 | 0 | 0 | 0
IGCC | 0 | 0 | 0 | 0 | 0 | 0
DemandResponse | 0 | 0 | 0 | 0 | 0 | 0
IGCC-CCS | 0 | 0 | 0 | 0 | 0 | 0
WT_off | 0 | 0 | 0 | 0 | 0 | 0
PseudoUnit | 0 | 0 | 0 | 0 | 0 | 0
FixedInterchange | 0 | 0 | 0 | 0 | 0 | 0
New Build Capacity by Reporting Type: VACAR
ReportingType | 2015 | 2020 | 2025 | 2030 | 2035 | 2040
BM | 0.92 | 352.6 | 689.47 | 140.87 | 121.22 | 169.64
CC | 6556.29 | 1878.78 | 1075.35 | 1822.9 | 5603.27 | 5086.29
CSP | 0 | 0 | 0 | 0 | 0 | 0
CT | 717.2 | 0 | 0 | 1762.26 | 1425.19 | 720.4
Coal | 825 | 0 | 0 | 0 | 0 | 0
Geo | 0 | 0 | 0 | 0 | 0 | 0
H | 0 | 0 | 0 | 0 | 0 | 0
LFG | 0.34 | 107.06 | 0 | 0 | 0 | 0
Nuc | 0 | 2330 | 0 | 0 | 0 | 0
PS | 0 | 0 | 0 | 0 | 0 | 0
PV | 0 | 136.81 | 7.71 | 9.85 | 10.14 | 10.69
PeakG | 0 | 0 | 0 | 0 | 0 | 0
PeakO | 0 | 0 | 0 | 0 | 0 | 0
ST | 0 | 0 | 0 | 0 | 0 | 0
STOG | 0 | 0 | 0 | 0 | 0 | 0
STWD | 0 | 0 | 0 | 0 | 0 | 0
WT | 0.9 | 3499.1 | 0 | 0 | 0 | 0
IGCC | 0 | 0 | 0 | 0 | 0 | 0
DemandResponse | 0 | 0 | 0 | 0 | 0 | 0
IGCC-CCS | 0 | 0 | 0 | 0 | 0 | 0
WT_off | 1 | 0 | 0 | 0 | 0 | 0
PseudoUnit | 0 | 0 | 0 | 0 | 0 | 0
FixedInterchange | 0 | 0 | 0 | 0 | 0 | 0
New Build Capacity by Reporting Type: IESO
ReportingType | 2015 | 2020 | 2025 | 2030 | 2035 | 2040
BM | 326.33 | 0 | 0 | 0 | 0 | 0
CC | 1263 | 0 | 0 | 0 | 684.12 | 2904.45
CSP | 0 | 0 | 0 | 0 | 0 | 0
CT | 368 | 0 | 0 | 0 | 2681.08 | 541.04
Coal | 0 | 0 | 0 | 0 | 0 | 0
Geo | 0 | 0 | 0 | 0 | 0 | 0
H | 0 | 0 | 0 | 0 | 0 | 0
LFG | 14.5 | 0 | 0 | 0 | 0.5 | 0
Nuc | 0 | 0 | 0 | 0 | 0 | 0
PS | 0 | 0 | 0 | 0 | 0 | 0
PV | 1067.26 | 0 | 0 | 0 | 0 | 0
PeakG | 0 | 0 | 0 | 0 | 0 | 0
PeakO | 0 | 0 | 0 | 0 | 0 | 0
ST | 0 | 0 | 0 | 0 | 0 | 0
STOG | 0 | 0 | 0 | 0 | 0 | 0
STWD | 0 | 0 | 0 | 0 | 0 | 0
WT | 2105.9 | 0 | 0 | 0 | 0 | 0
IGCC | 0 | 0 | 0 | 0 | 0 | 0
DemandResponse | 0 | 0 | 0 | 0 | 0 | 0
IGCC-CCS | 0 | 0 | 0 | 0 | 0 | 0
WT_off | 0 | 0 | 0 | 0 | 0 | 0
PseudoUnit | 0 | 0 | 0 | 0 | 0 | 0
FixedInterchange | 0 | 0 | 0 | 0 | 0 | 0
New Build Capacity by Reporting Type: MAPP_CA
ReportingType | 2015 | 2020 | 2025 | 2030 | 2035 | 2040
BM | 0 | 0 | 0 | 0 | 0 | 0
CC | 916.19 | 528.36 | 217.22 | 469.07 | 476.77 | 0
CSP | 0 | 0 | 0 | 0 | 0 | 0
CT | 0 | 0 | 0 | 0 | 6.97 | 510.48
Coal | 0 | 0 | 0 | 0 | 0 | 0
Geo | 0 | 0 | 0 | 0 | 0 | 0
H | 0 | 0 | 0 | 0 | 0 | 0
LFG | 0 | 0 | 0 | 0 | 0 | 0
Nuc | 0 | 0 | 0 | 0 | 0 | 0
PS | 0 | 0 | 0 | 0 | 0 | 0
PV | 0 | 0 | 0 | 0 | 0 | 0
PeakG | 0 | 0 | 0 | 0 | 0 | 0
PeakO | 0 | 0 | 0 | 0 | 0 | 0
ST | 0 | 0 | 0 | 0 | 0 | 0
STOG | 0 | 0 | 0 | 0 | 0 | 0
STWD | 0 | 0 | 0 | 0 | 0 | 0
WT | 302.4 | 0 | 0 | 0 | 0 | 0
IGCC | 0 | 0 | 0 | 0 | 0 | 0
DemandResponse | 0 | 0 | 0 | 0 | 0 | 0
IGCC-CCS | 0 | 0 | 0 | 0 | 0 | 0
WT_off | 0 | 0 | 0 | 0 | 0 | 0
PseudoUnit | 0 | 0 | 0 | 0 | 0 | 0
FixedInterchange | 0 | 0 | 0 | 0 | 0 | 0
New Build Capacity by Reporting Type: AZ_NM_SNV_Coal
ReportingType | 2015 | 2020 | 2025 | 2030 | 2035 | 2040
BM | 0 | 0 | 0 | 0 | 0 | 0
CC | 0 | 0 | 0 | 0 | 0 | 0
CSP | 0 | 0 | 0 | 0 | 0 | 0
CT | 0 | 0 | 0 | 0 | 0 | 0
Coal | 0 | 0 | 0 | 0 | 0 | 7143.92
Geo | 0 | 0 | 0 | 0 | 0 | 0
H | 0 | 0 | 0 | 0 | 0 | 0
LFG | 0 | 0 | 0 | 0 | 0 | 0
Nuc | 0 | 0 | 0 | 0 | 0 | 0
PS | 0 | 0 | 0 | 0 | 0 | 0
PV | 0 | 0 | 0 | 0 | 0 | 0
PeakG | 0 | 0 | 0 | 0 | 0 | 0
PeakO | 0 | 0 | 0 | 0 | 0 | 0
ST | 0 | 0 | 0 | 0 | 0 | 0
STOG | 0 | 0 | 0 | 0 | 0 | 0
STWD | 0 | 0 | 0 | 0 | 0 | 0
WT | 0 | 0 | 0 | 0 | 0 | 0
IGCC | 0 | 0 | 0 | 0 | 0 | 0
DemandResponse | 0 | 0 | 0 | 0 | 0 | 0
IGCC-CCS | 0 | 0 | 0 | 0 | 0 | 0
WT_off | 0 | 0 | 0 | 0 | 0 | 0
PseudoUnit | 0 | 0 | 0 | 0 | 0 | 0
FixedInterchange | 0 | 0 | 0 | 0 | 0 | 0
New Build Capacity by Reporting Type: AZ_NM_SNV_Gas
ReportingType | 2015 | 2020 | 2025 | 2030 | 2035 | 2040
BM | 0 | 0 | 0 | 0 | 0 | 0
CC | 668 | 989.51 | 617.68 | 3279.17 | 4239.19 | 0
CSP | 0 | 0 | 0 | 0 | 0 | 0
CT | 736 | 0 | 0 | 0 | 0 | 0
Coal | 0 | 0 | 0 | 0 | 0 | 0
Geo | 0 | 0 | 0 | 0 | 0 | 0
H | 0 | 0 | 0 | 0 | 0 | 0
LFG | 0 | 0 | 0 | 0 | 0 | 0
Nuc | 0 | 0 | 0 | 0 | 0 | 0
PS | 0 | 0 | 0 | 0 | 0 | 0
PV | 0 | 0 | 0 | 0 | 0 | 0
PeakG | 0 | 0 | 0 | 0 | 0 | 0
PeakO | 0 | 0 | 0 | 0 | 0 | 0
ST | 0 | 0 | 0 | 0 | 0 | 0
STOG | 0 | 0 | 0 | 0 | 0 | 0
STWD | 0 | 0 | 0 | 0 | 0 | 0
WT | 0 | 0 | 0 | 0 | 0 | 0
IGCC | 0 | 0 | 0 | 0 | 0 | 0
DemandResponse | 0 | 0 | 0 | 0 | 0 | 0
IGCC-CCS | 0 | 0 | 0 | 0 | 0 | 0
WT_off | 0 | 0 | 0 | 0 | 0 | 0
PseudoUnit | 0 | 0 | 0 | 0 | 0 | 0
FixedInterchange | 0 | 0 | 0 | 0 | 0 | 0
New Build Capacity by Reporting Type: AZ_NM_SNV_NucRenew
ReportingType | 2015 | 2020 | 2025 | 2030 | 2035 | 2040
BM | 0 | 0 | 0 | 0 | 0 | 0
CC | 0 | 0 | 0 | 0 | 0 | 0
CSP | 0 | 0 | 0 | 0 | 0 | 0
CT | 0 | 0 | 0 | 0 | 0 | 0
Coal | 0 | 0 | 0 | 0 | 0 | 0
Geo | 0 | 0 | 1450 | 0 | 0 | 0
H | 0 | 0 | 0 | 0 | 0 | 0
LFG | 0 | 60.67 | 0 | 0 | 0 | 0
Nuc | 0 | 0 | 0 | 0 | 0 | 0
PS | 0 | 0 | 0 | 0 | 0 | 0
PV | 95.7 | 0 | 0 | 0 | 0 | 0
PeakG | 0 | 0 | 0 | 0 | 0 | 0
PeakO | 0 | 0 | 0 | 0 | 0 | 0
ST | 280 | 468.2 | 290.18 | 91.46 | 0 | 0
STOG | 0 | 0 | 0 | 0 | 0 | 0
STWD | 0 | 0 | 0 | 0 | 0 | 0
WT | 65.1 | 11814.32 | 0 | 403.05 | 0.01 | 0
IGCC | 0 | 0 | 0 | 0 | 0 | 0
DemandResponse | 0 | 0 | 0 | 0 | 0 | 0
IGCC-CCS | 0 | 0 | 0 | 0 | 0 | 0
WT_off | 0 | 0 | 0 | 0 | 0 | 0
PseudoUnit | 0 | 0 | 0 | 0 | 0 | 0
FixedInterchange | 0 | 0 | 0 | 0 | 0 | 0
New Build Capacity by Reporting Type: ERCOT
ReportingType | 2015 | 2020 | 2025 | 2030 | 2035 | 2040
BM | 145 | 0 | 0 | 0 | 0 | 0
CC | 1774.42 | 3370.2 | 582.96 | 3252.23 | 3955.14 | 4080.67
CSP | 0 | 0 | 0 | 0 | 0 | 0
CT | 250 | 0 | 0 | 0 | 0 | 0
Coal | 2020 | 0 | 0 | 0 | 0 | 0
Geo | 0 | 0 | 0 | 0 | 0 | 0
H | 0 | 0 | 0 | 0 | 0 | 0
LFG | 0 | 0 | 0 | 354 | 0 | 0
Nuc | 0 | 0 | 0 | 0 | 0 | 0
PS | 0 | 0 | 0 | 0 | 0 | 0
PV | 14 | 0 | 0 | 0 | 0 | 0
PeakG | 0 | 0 | 0 | 0 | 0 | 0
PeakO | 0 | 0 | 0 | 0 | 0 | 0
ST | 0 | 0 | 0 | 0 | 0 | 0
STOG | 0 | 0 | 0 | 0 | 0 | 0
STWD | 0 | 0 | 0 | 0 | 0 | 0
WT | 350.1 | 0 | 0 | 0 | 0 | 192.82
IGCC | 0 | 0 | 0 | 0 | 0 | 0
DemandResponse | 0 | 0 | 0 | 0 | 0 | 0
IGCC-CCS | 0 | 0 | 0 | 0 | 0 | 0
WT_off | 0 | 0 | 0 | 0 | 0 | 0
PseudoUnit | 0 | 0 | 0 | 0 | 0 | 0
FixedInterchange | 0 | 0 | 0 | 0 | 0 | 0
New Build Capacity by Reporting Type: NP15
ReportingType | 2015 | 2020 | 2025 | 2030 | 2035 | 2040
BM | 0 | 0 | 0 | 0 | 0 | 0
CC | 940 | 0 | 0 | 0 | 0 | 92.6
CSP | 0 | 0 | 0 | 0 | 0 | 0
CT | 361.36 | 1448.35 | 4238.93 | 6760.84 | 6793.24 | 7002.59
Coal | 0 | 0 | 0 | 0 | 0 | 0
Geo | 0 | 200.88 | 399.12 | 0 | 0 | 0
H | 0 | 0 | 0 | 0 | 0 | 0
LFG | 0 | 565 | 0 | 0 | 0 | 0
Nuc | 0 | 0 | 0 | 0 | 0 | 0
PS | 0 | 0 | 0 | 0 | 0 | 0
PV | 6.5 | 0 | 0 | 0 | 0 | 0
PeakG | 0 | 0 | 0 | 0 | 0 | 0
PeakO | 0 | 0 | 0 | 0 | 0 | 0
ST | 29 | 0 | 0 | 0 | 0 | 0
STOG | 0 | 0 | 0 | 0 | 0 | 0
STWD | 0 | 0 | 0 | 0 | 0 | 0
WT | 101.2 | 3298.8 | 0 | 0 | 0 | 0
IGCC | 0 | 0 | 0 | 0 | 0 | 0
DemandResponse | 0 | 0 | 0 | 0 | 0 | 0
IGCC-CCS | 0 | 0 | 0 | 0 | 0 | 0
WT_off | 0 | 0 | 0 | 0 | 0 | 0
PseudoUnit | 0 | 0 | 0 | 0 | 0 | 0
FixedInterchange | 0 | 0 | 0 | 0 | 0 | 0
New Build Capacity by Reporting Type: NWPP_Coal
ReportingType | 2015 | 2020 | 2025 | 2030 | 2035 | 2040
BM | 0 | 0 | 0 | 0 | 0 | 0
CC | 0 | 0 | 0 | 0 | 0 | 0
CSP | 0 | 0 | 0 | 0 | 0 | 0
CT | 0 | 0 | 0 | 0 | 0 | 0
Coal | 0 | 0 | 0 | 0 | 0 | 0
Geo | 0 | 0 | 0 | 0 | 0 | 0
H | 0 | 0 | 0 | 0 | 0 | 0
LFG | 0 | 0 | 0 | 0 | 0 | 0
Nuc | 0 | 0 | 0 | 0 | 0 | 0
PS | 0 | 0 | 0 | 0 | 0 | 0
PV | 0 | 0 | 0 | 0 | 0 | 0
PeakG | 0 | 0 | 0 | 0 | 0 | 0
PeakO | 0 | 0 | 0 | 0 | 0 | 0
ST | 0 | 0 | 0 | 0 | 0 | 0
STOG | 0 | 0 | 0 | 0 | 0 | 0
STWD | 0 | 0 | 0 | 0 | 0 | 0
WT | 0 | 0 | 0 | 0 | 0 | 0
IGCC | 0 | 0 | 0 | 0 | 0 | 0
DemandResponse | 0 | 0 | 0 | 0 | 0 | 0
IGCC-CCS | 0 | 0 | 0 | 0 | 0 | 0
WT_off | 0 | 0 | 0 | 0 | 0 | 0
PseudoUnit | 0 | 0 | 0 | 0 | 0 | 0
FixedInterchange | 0 | 0 | 0 | 0 | 0 | 0
New Build Capacity by Reporting Type: NWPP_Gas
ReportingType | 2015 | 2020 | 2025 | 2030 | 2035 | 2040
BM | 0 | 0 | 0 | 0 | 0 | 0
CC | 300 | 0 | 458.43 | 5415.47 | 3612.69 | 1217.44
CSP | 0 | 0 | 0 | 0 | 0 | 0
CT | 150 | 0 | 0 | 0 | 0 | 0
Coal | 0 | 0 | 0 | 0 | 0 | 937.56
Geo | 0 | 0 | 0 | 0 | 0 | 0
H | 0 | 0 | 0 | 0 | 0 | 0
LFG | 0 | 0 | 0 | 0 | 0 | 0
Nuc | 0 | 0 | 0 | 0 | 0 | 0
PS | 0 | 0 | 0 | 0 | 0 | 0
PV | 0 | 0 | 0 | 0 | 0 | 0
PeakG | 0 | 0 | 0 | 0 | 0 | 0
PeakO | 0 | 0 | 0 | 0 | 0 | 0
ST | 0 | 0 | 0 | 0 | 0 | 0
STOG | 0 | 0 | 0 | 0 | 0 | 0
STWD | 0 | 0 | 0 | 0 | 0 | 0
WT | 0 | 0 | 0 | 0 | 0 | 0
IGCC | 0 | 0 | 0 | 0 | 0 | 0
DemandResponse | 0 | 0 | 0 | 0 | 0 | 0
IGCC-CCS | 0 | 0 | 0 | 0 | 0 | 0
WT_off | 0 | 0 | 0 | 0 | 0 | 0
PseudoUnit | 0 | 0 | 0 | 0 | 0 | 0
FixedInterchange | 0 | 0 | 0 | 0 | 0 | 0
New Build Capacity by Reporting Type: NWPP_NucRenew
ReportingType | 2015 | 2020 | 2025 | 2030 | 2035 | 2040
BM | 32.55 | 0 | 0 | 0 | 0 | 0
CC | 0 | 0 | 0 | 0 | 0 | 0
CSP | 0 | 0 | 0 | 0 | 0 | 0
CT | 0 | 0 | 0 | 0 | 0 | 0
Coal | 0 | 0 | 0 | 0 | 0 | 0
Geo | 86 | 0 | 434 | 0 | 0 | 0
H | 0 | 0 | 0 | 0 | 0 | 0
LFG | 25.5 | 20.65 | 202.53 | 21.32 | 0 | 0
Nuc | 0 | 0 | 0 | 0 | 0 | 0
PS | 0 | 0 | 0 | 0 | 0 | 0
PV | 0 | 0 | 0 | 0 | 0 | 0
PeakG | 0 | 0 | 0 | 0 | 0 | 0
PeakO | 0 | 0 | 0 | 0 | 0 | 0
ST | 0 | 0 | 0 | 0 | 0 | 0
STOG | 0 | 0 | 0 | 0 | 0 | 0
STWD | 0 | 0 | 0 | 0 | 0 | 0
WT | 977.3 | 0 | 0 | 0 | 0 | 0
IGCC | 0 | 0 | 0 | 0 | 0 | 0
DemandResponse | 0 | 0 | 0 | 0 | 0 | 0
IGCC-CCS | 0 | 0 | 0 | 0 | 0 | 0
WT_off | 0 | 0 | 0 | 0 | 0 | 0
PseudoUnit | 0 | 0 | 0 | 0 | 0 | 0
FixedInterchange | 0 | 0 | 0 | 0 | 0 | 0
New Build Capacity by Reporting Type: RMPA
ReportingType | 2015 | 2020 | 2025 | 2030 | 2035 | 2040
BM | 0 | 0 | 0 | 0 | 0 | 0
CC | 0 | 0 | 0 | 0 | 0 | 0
CSP | 0 | 0 | 0 | 0 | 0 | 0
CT | 152 | 0 | 0 | 0 | 0 | 0
Coal | 390 | 0 | 0 | 760.41 | 1538.3 | 1836.97
Geo | 0 | 424.12 | 2145.88 | 0 | 0 | 0
H | 0 | 0 | 0 | 0 | 0 | 0
LFG | 1.4 | 28.93 | 0 | 0 | 0 | 0
Nuc | 0 | 0 | 0 | 0 | 0 | 0
PS | 0 | 0 | 0 | 0 | 0 | 0
PV | 1 | 0 | 0 | 0 | 0 | 0
PeakG | 0 | 0 | 0 | 0 | 0 | 0
PeakO | 0 | 0 | 0 | 0 | 0 | 0
ST | 3 | 377.68 | 29.51 | 33.2 | 0 | 0
STOG | 0 | 0 | 0 | 0 | 0 | 0
STWD | 0 | 0 | 0 | 0 | 0 | 0
WT | 765.4 | 0 | 0 | 0 | 0 | 0
IGCC | 0 | 0 | 0 | 0 | 0 | 0
DemandResponse | 0 | 0 | 0 | 0 | 0 | 0
IGCC-CCS | 0 | 0 | 0 | 0 | 0 | 0
WT_off | 0 | 0 | 0 | 0 | 0 | 0
PseudoUnit | 0 | 0 | 0 | 0 | 0 | 0
FixedInterchange | 0 | 0 | 0 | 0 | 0 | 0
New Build Capacity by Reporting Type: SP15
ReportingType | 2015 | 2020 | 2025 | 2030 | 2035 | 2040
BM | 6 | 0 | 0 | 0 | 0 | 0
CC | 409.5 | 0 | 0 | 0 | 0 | 0
CSP | 0 | 0 | 0 | 0 | 0 | 0
CT | 0 | 0 | 0 | 0 | 0 | 0
Coal | 0 | 0 | 0 | 0 | 0 | 0
Geo | 50 | 1450 | 0 | 0 | 0 | 0
H | 0 | 0 | 0 | 0 | 0 | 0
LFG | 9.2 | 555.8 | 0 | 0 | 0 | 0
Nuc | 0 | 0 | 0 | 0 | 0 | 0
PS | 0 | 0 | 0 | 0 | 0 | 0
PV | 3.8 | 0 | 0 | 0 | 0 | 0
PeakG | 0 | 0 | 0 | 0 | 0 | 0
PeakO | 0 | 0 | 0 | 0 | 0 | 0
ST | 448 | 0 | 0 | 0 | 0 | 0
STOG | 0 | 0 | 0 | 0 | 0 | 0
STWD | 0 | 0 | 0 | 0 | 0 | 0
WT | 735 | 0 | 0 | 0 | 0 | 0
IGCC | 0 | 0 | 0 | 0 | 0 | 0
DemandResponse | 0 | 0 | 0 | 0 | 0 | 0
IGCC-CCS | 0 | 0 | 0 | 0 | 0 | 0
WT_off | 0 | 0 | 0 | 0 | 0 | 0
PseudoUnit | 0 | 0 | 0 | 0 | 0 | 0
FixedInterchange | 0 | 0 | 0 | 0 | 0 | 0
New Build Capacity by Reporting Type: ALB
ReportingType | 2015 | 2020 | 2025 | 2030 | 2035 | 2040
BM | 0 | 0 | 0 | 0 | 0 | 0
CC | 393.36 | 684.08 | 616.4 | 913.11 | 1191.8 | 1086.41
CSP | 0 | 0 | 0 | 0 | 0 | 0
CT | 201.5 | 0 | 0 | 0 | 0 | 0
Coal | 495 | 0 | 0 | 0 | 0 | 0
Geo | 0 | 0 | 0 | 0 | 0 | 0
H | 0 | 0 | 0 | 0 | 0 | 0
LFG | 0 | 0 | 0 | 0 | 0 | 0
Nuc | 0 | 0 | 0 | 0 | 0 | 0
PS | 0 | 0 | 0 | 0 | 0 | 0
PV | 0 | 0 | 0 | 0 | 0 | 0
PeakG | 0 | 0 | 0 | 0 | 0 | 0
PeakO | 0 | 0 | 0 | 0 | 0 | 0
ST | 0 | 0 | 0 | 0 | 0 | 0
STOG | 0 | 0 | 0 | 0 | 0 | 0
STWD | 0 | 0 | 0 | 0 | 0 | 0
WT | 9 | 0 | 0 | 0 | 0 | 0
IGCC | 0 | 0 | 0 | 0 | 0 | 0
DemandResponse | 0 | 0 | 0 | 0 | 0 | 0
IGCC-CCS | 0 | 0 | 0 | 0 | 0 | 0
WT_off | 0 | 0 | 0 | 0 | 0 | 0
PseudoUnit | 0 | 0 | 0 | 0 | 0 | 0
FixedInterchange | 0 | 0 | 0 | 0 | 0 | 0
New Build Capacity by Reporting Type: BC
ReportingType | 2015 | 2020 | 2025 | 2030 | 2035 | 2040
BM | 0 | 0 | 0 | 0 | 0 | 0
CC | 1140.35 | 434.65 | 654.21 | 531.08 | 778.69 | 816.84
CSP | 0 | 0 | 0 | 0 | 0 | 0
CT | 0 | 0 | 0 | 0 | 0 | 0
Coal | 0 | 0 | 0 | 0 | 0 | 0
Geo | 0 | 0 | 0 | 0 | 0 | 0
H | 0 | 0 | 0 | 0 | 0 | 0
LFG | 0 | 0 | 0 | 0 | 0 | 0
Nuc | 0 | 0 | 0 | 0 | 0 | 0
PS | 0 | 0 | 0 | 0 | 0 | 0
PV | 0 | 0 | 0 | 0 | 0 | 0
PeakG | 0 | 0 | 0 | 0 | 0 | 0
PeakO | 0 | 0 | 0 | 0 | 0 | 0
ST | 0 | 0 | 0 | 0 | 0 | 0
STOG | 0 | 0 | 0 | 0 | 0 | 0
STWD | 0 | 0 | 0 | 0 | 0 | 0
WT | 144 | 0 | 0 | 0 | 0 | 0
IGCC | 0 | 0 | 0 | 0 | 0 | 0
DemandResponse | 0 | 0 | 0 | 0 | 0 | 0
IGCC-CCS | 0 | 0 | 0 | 0 | 0 | 0
WT_off | 0 | 0 | 0 | 0 | 0 | 0
PseudoUnit | 0 | 0 | 0 | 0 | 0 | 0
FixedInterchange | 0 | 0 | 0 | 0 | 0 | 0
New Build Capacity by Reporting Type: HQ_IESO
ReportingType | 2015 | 2020 | 2025 | 2030 | 2035 | 2040
BM | 0 | 0 | 0 | 0 | 0 | 0
CC | 0 | 0 | 0 | 0 | 0 | 0
CSP | 0 | 0 | 0 | 0 | 0 | 0
CT | 0 | 0 | 0 | 0 | 0 | 0
Coal | 0 | 0 | 0 | 0 | 0 | 0
Geo | 0 | 0 | 0 | 0 | 0 | 0
H | 0 | 0 | 0 | 0 | 0 | 0
LFG | 0 | 0 | 0 | 0 | 0 | 0
Nuc | 0 | 0 | 0 | 0 | 0 | 0
PS | 0 | 0 | 0 | 0 | 0 | 0
PV | 0 | 0 | 0 | 0 | 0 | 0
PeakG | 0 | 0 | 0 | 0 | 0 | 0
PeakO | 0 | 0 | 0 | 0 | 0 | 0
ST | 0 | 0 | 0 | 0 | 0 | 0
STOG | 0 | 0 | 0 | 0 | 0 | 0
STWD | 0 | 0 | 0 | 0 | 0 | 0
WT | 0 | 0 | 0 | 0 | 0 | 0
IGCC | 0 | 0 | 0 | 0 | 0 | 0
DemandResponse | 0 | 0 | 0 | 0 | 0 | 0
IGCC-CCS | 0 | 0 | 0 | 0 | 0 | 0
WT_off | 0 | 0 | 0 | 0 | 0 | 0
PseudoUnit | 0 | 0 | 0 | 0 | 0 | 0
FixedInterchange | 0 | 0 | 0 | 0 | 0 | 0
New Build Capacity by Reporting Type: HQ_NEISO
ReportingType | 2015 | 2020 | 2025 | 2030 | 2035 | 2040
BM | 0 | 0 | 0 | 0 | 0 | 0
CC | 0 | 0 | 0 | 0 | 0 | 0
CSP | 0 | 0 | 0 | 0 | 0 | 0
CT | 0 | 0 | 0 | 0 | 0 | 0
Coal | 0 | 0 | 0 | 0 | 0 | 0
Geo | 0 | 0 | 0 | 0 | 0 | 0
H | 0 | 0 | 0 | 0 | 0 | 0
LFG | 0 | 0 | 0 | 0 | 0 | 0
Nuc | 0 | 0 | 0 | 0 | 0 | 0
PS | 0 | 0 | 0 | 0 | 0 | 0
PV | 0 | 0 | 0 | 0 | 0 | 0
PeakG | 0 | 0 | 0 | 0 | 0 | 0
PeakO | 0 | 0 | 0 | 0 | 0 | 0
ST | 0 | 0 | 0 | 0 | 0 | 0
STOG | 0 | 0 | 0 | 0 | 0 | 0
STWD | 0 | 0 | 0 | 0 | 0 | 0
WT | 0 | 0 | 0 | 0 | 0 | 0
IGCC | 0 | 0 | 0 | 0 | 0 | 0
DemandResponse | 0 | 0 | 0 | 0 | 0 | 0
IGCC-CCS | 0 | 0 | 0 | 0 | 0 | 0
WT_off | 0 | 0 | 0 | 0 | 0 | 0
PseudoUnit | 0 | 0 | 0 | 0 | 0 | 0
FixedInterchange | 0 | 0 | 0 | 0 | 0 | 0
New Build Capacity by Reporting Type: HQ_NY
ReportingType | 2015 | 2020 | 2025 | 2030 | 2035 | 2040
BM | 0 | 0 | 0 | 0 | 0 | 0
CC | 0 | 0 | 0 | 0 | 0 | 0
CSP | 0 | 0 | 0 | 0 | 0 | 0
CT | 0 | 0 | 0 | 0 | 0 | 0
Coal | 0 | 0 | 0 | 0 | 0 | 0
Geo | 0 | 0 | 0 | 0 | 0 | 0
H | 0 | 0 | 0 | 0 | 0 | 0
LFG | 0 | 0 | 0 | 0 | 0 | 0
Nuc | 0 | 0 | 0 | 0 | 0 | 0
PS | 0 | 0 | 0 | 0 | 0 | 0
PV | 0 | 0 | 0 | 0 | 0 | 0
PeakG | 0 | 0 | 0 | 0 | 0 | 0
PeakO | 0 | 0 | 0 | 0 | 0 | 0
ST | 0 | 0 | 0 | 0 | 0 | 0
STOG | 0 | 0 | 0 | 0 | 0 | 0
STWD | 0 | 0 | 0 | 0 | 0 | 0
WT | 0 | 0 | 0 | 0 | 0 | 0
IGCC | 0 | 0 | 0 | 0 | 0 | 0
DemandResponse | 0 | 0 | 0 | 0 | 0 | 0
IGCC-CCS | 0 | 0 | 0 | 0 | 0 | 0
WT_off | 0 | 0 | 0 | 0 | 0 | 0
PseudoUnit | 0 | 0 | 0 | 0 | 0 | 0
FixedInterchange | 0 | 0 | 0 | 0 | 0 | 0
New Build Capacity by Reporting Type: MARITIMES
ReportingType | 2015 | 2020 | 2025 | 2030 | 2035 | 2040
BM | 0 | 0 | 0 | 0 | 0 | 0
CC | 0 | 0 | 0 | 0 | 0 | 0
CSP | 0 | 0 | 0 | 0 | 0 | 0
CT | 0 | 0 | 0 | 0 | 0 | 0
Coal | 0 | 0 | 0 | 0 | 0 | 0
Geo | 0 | 0 | 0 | 0 | 0 | 0
H | 0 | 0 | 0 | 0 | 0 | 0
LFG | 0 | 0 | 0 | 0 | 0 | 0
Nuc | 0 | 0 | 0 | 0 | 0 | 0
PS | 0 | 0 | 0 | 0 | 0 | 0
PV | 0 | 0 | 0 | 0 | 0 | 0
PeakG | 0 | 0 | 0 | 0 | 0 | 0
PeakO | 0 | 0 | 0 | 0 | 0 | 0
ST | 0 | 0 | 0 | 0 | 0 | 0
STOG | 0 | 0 | 0 | 0 | 0 | 0
STWD | 0 | 0 | 0 | 0 | 0 | 0
WT | 0 | 0 | 0 | 0 | 0 | 0
IGCC | 0 | 0 | 0 | 0 | 0 | 0
DemandResponse | 0 | 0 | 0 | 0 | 0 | 0
IGCC-CCS | 0 | 0 | 0 | 0 | 0 | 0
WT_off | 0 | 0 | 0 | 0 | 0 | 0
PseudoUnit | 0 | 0 | 0 | 0 | 0 | 0
FixedInterchange | 0 | 0 | 0 | 0 | 0 | 0
New Build Capacity by Reporting Type: All
ReportingType | 2015 | 2020 | 2025 | 2030 | 2035 | 2040
BM | 1251 | 352.6 | 689.47 | 140.87 | 121.22 | 169.64
CC | 36037.02 | 24527.54 | 12981.37 | 40448.41 | 50599.65 | 43181.39
CSP | 0 | 0 | 0 | 0 | 0 | 0
CT | 6542.55 | 7069.69 | 6160.78 | 16900.07 | 26612.44 | 15528.62
Coal | 10763.64 | 0 | 0 | 760.42 | 12279.59 | 28071.65
Geo | 136 | 2075 | 4429 | 0 | 0 | 0
H | 0 | 0 | 0 | 0 | 0 | 0
LFG | 192 | 1953 | 2210 | 723.5 | 0.5 | 0
Nuc | 2740.56 | 4530 | 0 | 0 | 0 | 0
PS | 0 | 0 | 0 | 0 | 0 | 0
PV | 1246 | 2212.86 | 1133.95 | 313.25 | 174.14 | 183.46
PeakG | 0 | 0 | 0 | 0 | 0 | 0
PeakO | 0 | 0 | 0 | 0 | 0 | 0
ST | 760 | 845.88 | 319.69 | 124.66 | 0 | 0
STOG | 0 | 0 | 0 | 0 | 0 | 0
STWD | 0 | 0 | 0 | 0 | 0 | 0
WT | 25342 | 27369.63 | 7129.54 | 8972.6 | 13530.61 | 10721.68
IGCC | 618 | 0 | 0 | 0 | 0 | 0
DemandResponse | 0 | 0 | 0 | 0 | 0 | 0
IGCC-CCS | 0 | 0 | 0 | 0 | 0 | 0
WT_off | 469 | 0 | 1100 | 0 | 0 | 0
PseudoUnit | 0 | 0 | 0 | 0 | 0 | 0
FixedInterchange | 0 | 0 | 0 | 0 | 0 | 0
New Build Capacity by Reporting Type: EI_US
ReportingType | 2015 | 2020 | 2025 | 2030 | 2035 | 2040
BM | 741.12 | 352.6 | 689.47 | 140.87 | 121.22 | 169.64
CC | 28232.2 | 18520.75 | 9834.45 | 26588.28 | 35661.25 | 32982.99
CSP | 0 | 0 | 0 | 0 | 0 | 0
CT | 4323.7 | 5621.34 | 1921.84 | 10139.22 | 17131.15 | 7474.51
Coal | 7858.64 | 0 | 0 | 0 | 10741.28 | 18153.21
Geo | 0 | 0 | 0 | 0 | 0 | 0
H | 0 | 0 | 0 | 0 | 0 | 0
LFG | 141.4 | 721.95 | 2007.47 | 348.18 | 0 | 0
Nuc | 2740.56 | 4530 | 0 | 0 | 0 | 0
PS | 0 | 0 | 0 | 0 | 0 | 0
PV | 57.74 | 2212.86 | 1133.95 | 313.25 | 174.14 | 183.46
PeakG | 0 | 0 | 0 | 0 | 0 | 0
PeakO | 0 | 0 | 0 | 0 | 0 | 0
ST | 0 | 0 | 0 | 0 | 0 | 0
STOG | 0 | 0 | 0 | 0 | 0 | 0
STWD | 0 | 0 | 0 | 0 | 0 | 0
WT | 19786.6 | 12256.51 | 7129.54 | 8569.55 | 13530.59 | 10528.86
IGCC | 618 | 0 | 0 | 0 | 0 | 0
DemandResponse | 0 | 0 | 0 | 0 | 0 | 0
IGCC-CCS | 0 | 0 | 0 | 0 | 0 | 0
WT_off | 469 | 0 | 1100 | 0 | 0 | 0
PseudoUnit | 0 | 0 | 0 | 0 | 0 | 0
FixedInterchange | 0 | 0 | 0 | 0 | 0 | 0
New Build Capacity by Reporting Type: EI_Canada
ReportingType | 2015 | 2020 | 2025 | 2030 | 2035 | 2040
BM | 326.33 | 0 | 0 | 0 | 0 | 0
CC | 2179.19 | 528.36 | 217.22 | 469.07 | 1160.9 | 2904.45
CSP | 0 | 0 | 0 | 0 | 0 | 0
CT | 368 | 0 | 0 | 0 | 2688.06 | 1051.52
Coal | 0 | 0 | 0 | 0 | 0 | 0
Geo | 0 | 0 | 0 | 0 | 0 | 0
H | 0 | 0 | 0 | 0 | 0 | 0
LFG | 14.5 | 0 | 0 | 0 | 0.5 | 0
Nuc | 0 | 0 | 0 | 0 | 0 | 0
PS | 0 | 0 | 0 | 0 | 0 | 0
PV | 1067.26 | 0 | 0 | 0 | 0 | 0
PeakG | 0 | 0 | 0 | 0 | 0 | 0
PeakO | 0 | 0 | 0 | 0 | 0 | 0
ST | 0 | 0 | 0 | 0 | 0 | 0
STOG | 0 | 0 | 0 | 0 | 0 | 0
STWD | 0 | 0 | 0 | 0 | 0 | 0
WT | 2408.3 | 0 | 0 | 0 | 0 | 0
IGCC | 0 | 0 | 0 | 0 | 0 | 0
DemandResponse | 0 | 0 | 0 | 0 | 0 | 0
IGCC-CCS | 0 | 0 | 0 | 0 | 0 | 0
WT_off | 0 | 0 | 0 | 0 | 0 | 0
PseudoUnit | 0 | 0 | 0 | 0 | 0 | 0
FixedInterchange | 0 | 0 | 0 | 0 | 0 | 0
New Build Capacity by Reporting Type: EI
ReportingType | 2015 | 2020 | 2025 | 2030 | 2035 | 2040
BM | 1067.45 | 352.6 | 689.47 | 140.87 | 121.22 | 169.64
CC | 30411.39 | 19049.1 | 10051.68 | 27057.35 | 36822.15 | 35887.43
CSP | 0 | 0 | 0 | 0 | 0 | 0
CT | 4691.7 | 5621.34 | 1921.85 | 10139.23 | 19819.2 | 8526.03
Coal | 7858.64 | 0 | 0 | 0 | 10741.28 | 18153.21
Geo | 0 | 0 | 0 | 0 | 0 | 0
H | 0 | 0 | 0 | 0 | 0 | 0
LFG | 155.9 | 721.95 | 2007.47 | 348.18 | 0.5 | 0
Nuc | 2740.56 | 4530 | 0 | 0 | 0 | 0
PS | 0 | 0 | 0 | 0 | 0 | 0
PV | 1125 | 2212.86 | 1133.95 | 313.25 | 174.14 | 183.46
PeakG | 0 | 0 | 0 | 0 | 0 | 0
PeakO | 0 | 0 | 0 | 0 | 0 | 0
ST | 0 | 0 | 0 | 0 | 0 | 0
STOG | 0 | 0 | 0 | 0 | 0 | 0
STWD | 0 | 0 | 0 | 0 | 0 | 0
WT | 22194.9 | 12256.51 | 7129.54 | 8569.55 | 13530.59 | 10528.86
IGCC | 618 | 0 | 0 | 0 | 0 | 0
DemandResponse | 0 | 0 | 0 | 0 | 0 | 0
IGCC-CCS | 0 | 0 | 0 | 0 | 0 | 0
WT_off | 469 | 0 | 1100 | 0 | 0 | 0
PseudoUnit | 0 | 0 | 0 | 0 | 0 | 0
FixedInterchange | 0 | 0 | 0 | 0 | 0 | 0
New Build Capacity by Reporting Type: Outside_EI
ReportingType | 2015 | 2020 | 2025 | 2030 | 2035 | 2040
BM | 183.55 | 0 | 0 | 0 | 0 | 0
CC | 5625.63 | 5478.44 | 2929.69 | 13391.06 | 13777.5 | 7293.96
CSP | 0 | 0 | 0 | 0 | 0 | 0
CT | 1850.86 | 1448.35 | 4238.93 | 6760.85 | 6793.24 | 7002.59
Coal | 2905 | 0 | 0 | 760.42 | 1538.31 | 9918.44
Geo | 136 | 2075 | 4429 | 0 | 0 | 0
H | 0 | 0 | 0 | 0 | 0 | 0
LFG | 36.1 | 1231.05 | 202.53 | 375.32 | 0 | 0
Nuc | 0 | 0 | 0 | 0 | 0 | 0
PS | 0 | 0 | 0 | 0 | 0 | 0
PV | 121 | 0 | 0 | 0 | 0 | 0
PeakG | 0 | 0 | 0 | 0 | 0 | 0
PeakO | 0 | 0 | 0 | 0 | 0 | 0
ST | 760 | 845.88 | 319.69 | 124.66 | 0 | 0
STOG | 0 | 0 | 0 | 0 | 0 | 0
STWD | 0 | 0 | 0 | 0 | 0 | 0
WT | 3147.1 | 15113.12 | 0 | 403.05 | 0.01 | 192.82
IGCC | 0 | 0 | 0 | 0 | 0 | 0
DemandResponse | 0 | 0 | 0 | 0 | 0 | 0
IGCC-CCS | 0 | 0 | 0 | 0 | 0 | 0
WT_off | 0 | 0 | 0 | 0 | 0 | 0
PseudoUnit | 0 | 0 | 0 | 0 | 0 | 0
FixedInterchange | 0 | 0 | 0 | 0 | 0 | 0
#2 | Cumulative New Build Capacity (MW)
Cumulative New Build Capacity by Reporting Type: Entergy
ReportingType | 2015 | 2020 | 2025 | 2030 | 2035 | 2040
BM | 0 | 0 | 0 | 0 | 0 | 0
CC | 460.4 | 1526.98 | 1526.98 | 3007.83 | 5376.41 | 7969.21
CSP | 0 | 0 | 0 | 0 | 0 | 0
CT | 0 | 0 | 0 | 0 | 0 | 0
Coal | 720 | 720 | 720 | 720 | 720 | 720
Geo | 0 | 0 | 0 | 0 | 0 | 0
H | 0 | 0 | 0 | 0 | 0 | 0
LFG | 0 | 0 | 107.4 | 107.4 | 107.4 | 107.4
Nuc | 170 | 170 | 170 | 170 | 170 | 170
PS | 0 | 0 | 0 | 0 | 0 | 0
PV | 0.29 | 64.97 | 100.57 | 104.5 | 108.86 | 113.44
PeakG | 0 | 0 | 0 | 0 | 0 | 0
PeakO | 0 | 0 | 0 | 0 | 0 | 0
ST | 0 | 0 | 0 | 0 | 0 | 0
STOG | 0 | 0 | 0 | 0 | 0 | 0
STWD | 0 | 0 | 0 | 0 | 0 | 0
WT | 0 | 0 | 0 | 0 | 0 | 0
IGCC | 0 | 0 | 0 | 0 | 0 | 0
DemandResponse | 0 | 0 | 0 | 0 | 0 | 0
IGCC-CCS | 0 | 0 | 0 | 0 | 0 | 0
WT_off | 0 | 0 | 0 | 0 | 0 | 0
PseudoUnit | 0 | 0 | 0 | 0 | 0 | 0
FixedInterchange | 0 | 0 | 0 | 0 | 0 | 0
Cumulative New Build Capacity by Reporting Type: FRCC
ReportingType | 2015 | 2020 | 2025 | 2030 | 2035 | 2040
BM | 0 | 0 | 0 | 0 | 0 | 0
CC | 1516.9 | 6579.58 | 9660.93 | 14869.93 | 21995.77 | 29551.98
CSP | 0 | 0 | 0 | 0 | 0 | 0
CT | 2480 | 2480 | 2480 | 2480 | 2480 | 2480
Coal | 0 | 0 | 0 | 0 | 0 | 0
Geo | 0 | 0 | 0 | 0 | 0 | 0
H | 0 | 0 | 0 | 0 | 0 | 0
LFG | 0 | 0 | 198 | 198 | 198 | 198
Nuc | 229.33 | 229.33 | 229.33 | 229.33 | 229.33 | 229.33
PS | 0 | 0 | 0 | 0 | 0 | 0
PV | 0 | 0 | 0 | 0 | 0 | 0
PeakG | 0 | 0 | 0 | 0 | 0 | 0
PeakO | 0 | 0 | 0 | 0 | 0 | 0
ST | 0 | 0 | 0 | 0 | 0 | 0
STOG | 0 | 0 | 0 | 0 | 0 | 0
STWD | 0 | 0 | 0 | 0 | 0 | 0
WT | 0 | 0 | 0 | 0 | 0 | 0
IGCC | 0 | 0 | 0 | 0 | 0 | 0
DemandResponse | 0 | 0 | 0 | 0 | 0 | 0
IGCC-CCS | 0 | 0 | 0 | 0 | 0 | 0
WT_off | 0 | 0 | 0 | 0 | 0 | 0
PseudoUnit | 0 | 0 | 0 | 0 | 0 | 0
FixedInterchange | 0 | 0 | 0 | 0 | 0 | 0
Cumulative New Build Capacity by Reporting Type: MAPP_US
ReportingType | 2015 | 2020 | 2025 | 2030 | 2035 | 2040
BM | 0 | 0 | 0 | 0 | 0 | 0
CC | 0 | 0 | 0 | 0 | 0 | 0
CSP | 0 | 0 | 0 | 0 | 0 | 0
CT | 308.3 | 308.3 | 308.3 | 594.19 | 886.76 | 1024.83
Coal | 0 | 0 | 0 | 0 | 2.49 | 175.34
Geo | 0 | 0 | 0 | 0 | 0 | 0
H | 0 | 0 | 0 | 0 | 0 | 0
LFG | 0 | 0 | 71.67 | 71.67 | 71.67 | 71.67
Nuc | 0 | 0 | 0 | 0 | 0 | 0
PS | 0 | 0 | 0 | 0 | 0 | 0
PV | 0 | 0 | 0 | 0 | 0 | 0
PeakG | 0 | 0 | 0 | 0 | 0 | 0
PeakO | 0 | 0 | 0 | 0 | 0 | 0
ST | 0 | 0 | 0 | 0 | 0 | 0
STOG | 0 | 0 | 0 | 0 | 0 | 0
STWD | 0 | 0 | 0 | 0 | 0 | 0
WT | 421.3 | 960.67 | 1136.57 | 1239.1 | 1345.2 | 1456.44
IGCC | 0 | 0 | 0 | 0 | 0 | 0
DemandResponse | 0 | 0 | 0 | 0 | 0 | 0
IGCC-CCS | 0 | 0 | 0 | 0 | 0 | 0
WT_off | 0 | 0 | 0 | 0 | 0 | 0
PseudoUnit | 0 | 0 | 0 | 0 | 0 | 0
FixedInterchange | 0 | 0 | 0 | 0 | 0 | 0
Cumulative New Build Capacity by Reporting Type: MISO_IN
ReportingType | 2015 | 2020 | 2025 | 2030 | 2035 | 2040
BM | 0 | 0 | 0 | 0 | 0 | 0
CC | 0 | 1886.08 | 3119.92 | 5180.26 | 6936.8 | 6936.8
CSP | 0 | 0 | 0 | 0 | 0 | 0
CT | 0 | 0 | 0 | 0 | 0 | 0
Coal | 0 | 0 | 0 | 0 | 0 | 0
Geo | 0 | 0 | 0 | 0 | 0 | 0
H | 0 | 0 | 0 | 0 | 0 | 0
LFG | 0 | 0 | 0 | 80.13 | 80.13 | 80.13
Nuc | 0 | 0 | 0 | 0 | 0 | 0
PS | 0 | 0 | 0 | 0 | 0 | 0
PV | 0 | 242.34 | 397.69 | 414.9 | 432.49 | 450.99
PeakG | 0 | 0 | 0 | 0 | 0 | 0
PeakO | 0 | 0 | 0 | 0 | 0 | 0
ST | 0 | 0 | 0 | 0 | 0 | 0
STOG | 0 | 0 | 0 | 0 | 0 | 0
STWD | 0 | 0 | 0 | 0 | 0 | 0
WT | 0 | 0 | 0 | 0 | 0 | 0
IGCC | 618 | 618 | 618 | 618 | 618 | 618
DemandResponse | 0 | 0 | 0 | 0 | 0 | 0
IGCC-CCS | 0 | 0 | 0 | 0 | 0 | 0
WT_off | 0 | 0 | 0 | 0 | 0 | 0
PseudoUnit | 0 | 0 | 0 | 0 | 0 | 0
FixedInterchange | 0 | 0 | 0 | 0 | 0 | 0
Cumulative New Build Capacity by Reporting Type: MISO_MI
ReportingType | 2015 | 2020 | 2025 | 2030 | 2035 | 2040
BM | 0 | 0 | 0 | 0 | 0 | 0
CC | 0 | 0.01 | 0.01 | 0.02 | 136.14 | 136.14
CSP | 0 | 0 | 0 | 0 | 0 | 0
CT | 0 | 0 | 0.01 | 0.01 | 0.01 | 0.01
Coal | 0 | 0 | 0 | 0 | 0 | 0
Geo | 0 | 0 | 0 | 0 | 0 | 0
H | 0 | 0 | 0 | 0 | 0 | 0
LFG | 0 | 160.25 | 160.25 | 160.25 | 160.25 | 160.25
Nuc | 0 | 0 | 0 | 0 | 0 | 0
PS | 0 | 0 | 0 | 0 | 0 | 0
PV | 0 | 0 | 0 | 0 | 0 | 0
PeakG | 0 | 0 | 0 | 0 | 0 | 0
PeakO | 0 | 0 | 0 | 0 | 0 | 0
ST | 0 | 0 | 0 | 0 | 0 | 0
STOG | 0 | 0 | 0 | 0 | 0 | 0
STWD | 0 | 0 | 0 | 0 | 0 | 0
WT | 2000 | 2000 | 2600 | 2648.27 | 3002.4 | 3224.23
IGCC | 0 | 0 | 0 | 0 | 0 | 0
DemandResponse | 0 | 0 | 0 | 0 | 0 | 0
IGCC-CCS | 0 | 0 | 0 | 0 | 0 | 0
WT_off | 0 | 0 | 0 | 0 | 0 | 0
PseudoUnit | 0 | 0 | 0 | 0 | 0 | 0
FixedInterchange | 0 | 0 | 0 | 0 | 0 | 0
Cumulative New Build Capacity by Reporting Type: MISO_MO-IL
ReportingType | 2015 | 2020 | 2025 | 2030 | 2035 | 2040
BM | 0 | 0 | 0 | 0 | 0 | 0
CC | 0 | 0 | 0 | 0 | 0 | 0
CSP | 0 | 0 | 0 | 0 | 0 | 0
CT | 0 | 0 | 0 | 0 | 0 | 0
Coal | 1790 | 1790 | 1790 | 1790 | 1790 | 1790
Geo | 0 | 0 | 0 | 0 | 0 | 0
H | 0 | 0 | 0 | 0 | 0 | 0
LFG | 0 | 0 | 223.33 | 223.33 | 223.33 | 223.33
Nuc | 0 | 0 | 0 | 0 | 0 | 0
PS | 0 | 0 | 0 | 0 | 0 | 0
PV | 0 | 0 | 0 | 0 | 0 | 0
PeakG | 0 | 0 | 0 | 0 | 0 | 0
PeakO | 0 | 0 | 0 | 0 | 0 | 0
ST | 0 | 0 | 0 | 0 | 0 | 0
STOG | 0 | 0 | 0 | 0 | 0 | 0
STWD | 0 | 0 | 0 | 0 | 0 | 0
WT | 300 | 300 | 300 | 300 | 300 | 300
IGCC | 0 | 0 | 0 | 0 | 0 | 0
DemandResponse | 0 | 0 | 0 | 0 | 0 | 0
IGCC-CCS | 0 | 0 | 0 | 0 | 0 | 0
WT_off | 0 | 0 | 0 | 0 | 0 | 0
PseudoUnit | 0 | 0 | 0 | 0 | 0 | 0
FixedInterchange | 0 | 0 | 0 | 0 | 0 | 0
Cumulative New Build Capacity by Reporting Type: MISO_W
ReportingType | 2015 | 2020 | 2025 | 2030 | 2035 | 2040
BM | 0 | 0 | 0 | 0 | 0 | 0
CC | 0 | 0 | 0 | 0.01 | 0.01 | 0.01
CSP | 0 | 0 | 0 | 0 | 0 | 0
CT | 0 | 0 | 0.01 | 0.01 | 0.01 | 0.01
Coal | 0 | 0 | 0 | 0 | 789.91 | 7733.82
Geo | 0 | 0 | 0 | 0 | 0 | 0
H | 0 | 0 | 0 | 0 | 0 | 0
LFG | 0 | 0 | 71.67 | 71.67 | 71.67 | 71.67
Nuc | 94.33 | 94.33 | 94.33 | 94.33 | 94.33 | 94.33
PS | 0 | 0 | 0 | 0 | 0 | 0
PV | 0 | 0 | 0 | 0 | 0 | 0
PeakG | 0 | 0 | 0 | 0 | 0 | 0
PeakO | 0 | 0 | 0 | 0 | 0 | 0
ST | 0 | 0 | 0 | 0 | 0 | 0
STOG | 0 | 0 | 0 | 0 | 0 | 0
STWD | 0 | 0 | 0 | 0 | 0 | 0
WT | 2800.5 | 4808.35 | 7989.73 | 9134.97 | 9843.53 | 10645.31
IGCC | 0 | 0 | 0 | 0 | 0 | 0
DemandResponse | 0 | 0 | 0 | 0 | 0 | 0
IGCC-CCS | 0 | 0 | 0 | 0 | 0 | 0
WT_off | 0 | 0 | 0 | 0 | 0 | 0
PseudoUnit | 0 | 0 | 0 | 0 | 0 | 0
FixedInterchange | 0 | 0 | 0 | 0 | 0 | 0
Cumulative New Build Capacity by Reporting Type: MISO_WUMS
ReportingType | 2015 | 2020 | 2025 | 2030 | 2035 | 2040
BM | 0 | 0 | 0 | 0 | 0 | 0
CC | 0 | 3460.3 | 3460.44 | 3460.44 | 4822.91 | 4822.91
CSP | 0 | 0 | 0 | 0 | 0 | 0
CT | 0 | 3179.28 | 4320.46 | 8511.49 | 15879.36 | 15879.36
Coal | 615 | 615 | 615 | 615 | 615 | 615
Geo | 0 | 0 | 0 | 0 | 0 | 0
H | 0 | 0 | 0 | 0 | 0 | 0
LFG | 0 | 0 | 223.33 | 223.33 | 223.33 | 223.33
Nuc | 235 | 235 | 235 | 235 | 235 | 235
PS | 0 | 0 | 0 | 0 | 0 | 0
PV | 0 | 0 | 0 | 0 | 0 | 0
PeakG | 0 | 0 | 0 | 0 | 0 | 0
PeakO | 0 | 0 | 0 | 0 | 0 | 0
ST | 0 | 0 | 0 | 0 | 0 | 0
STOG | 0 | 0 | 0 | 0 | 0 | 0
STWD | 0 | 0 | 0 | 0 | 0 | 0
WT | 968.9 | 968.9 | 968.9 | 968.9 | 968.9 | 968.9
IGCC | 0 | 0 | 0 | 0 | 0 | 0
DemandResponse | 0 | 0 | 0 | 0 | 0 | 0
IGCC-CCS | 0 | 0 | 0 | 0 | 0 | 0
WT_off | 0 | 0 | 0 | 0 | 0 | 0
PseudoUnit | 0 | 0 | 0 | 0 | 0 | 0
FixedInterchange | 0 | 0 | 0 | 0 | 0 | 0
Cumulative New Build Capacity by Reporting Type: Nebraska
ReportingType | 2015 | 2020 | 2025 | 2030 | 2035 | 2040
BM | 0 | 0 | 0 | 0 | 0 | 0
CC | 0 | 0 | 0 | 0.01 | 0.01 | 0.01
CSP | 0 | 0 | 0 | 0 | 0 | 0
CT | 0 | 0 | 0 | 0 | 0 | 0
Coal | 232.1 | 232.1 | 232.1 | 232.1 | 2696.36 | 3115.64
Geo | 0 | 0 | 0 | 0 | 0 | 0
H | 0 | 0 | 0 | 0 | 0 | 0
LFG | 0 | 0 | 71.67 | 71.67 | 71.67 | 71.67
Nuc | 0 | 0 | 0 | 0 | 0 | 0
PS | 0 | 0 | 0 | 0 | 0 | 0
PV | 0 | 0 | 0 | 0 | 0 | 0
PeakG | 0 | 0 | 0 | 0 | 0 | 0
PeakO | 0 | 0 | 0 | 0 | 0 | 0
ST | 0 | 0 | 0 | 0 | 0 | 0
STOG | 0 | 0 | 0 | 0 | 0 | 0
STWD | 0 | 0 | 0 | 0 | 0 | 0
WT | 202 | 202 | 202 | 202 | 202 | 202
IGCC | 0 | 0 | 0 | 0 | 0 | 0
DemandResponse | 0 | 0 | 0 | 0 | 0 | 0
IGCC-CCS | 0 | 0 | 0 | 0 | 0 | 0
WT_off | 0 | 0 | 0 | 0 | 0 | 0
PseudoUnit | 0 | 0 | 0 | 0 | 0 | 0
FixedInterchange | 0 | 0 | 0 | 0 | 0 | 0
Cumulative New Build Capacity by Reporting Type: NEISO
ReportingType | 2015 | 2020 | 2025 | 2030 | 2035 | 2040
BM | 252.2 | 252.2 | 252.2 | 252.2 | 252.2 | 252.2
CC | 2049.5 | 2049.5 | 2049.5 | 2049.5 | 2049.5 | 2049.5
CSP | 0 | 0 | 0 | 0 | 0 | 0
CT | 334 | 334 | 334 | 334 | 2711.27 | 4591.05
Coal | 0 | 0 | 0 | 0 | 0 | 0
Geo | 0 | 0 | 0 | 0 | 0 | 0
H | 0 | 0 | 0 | 0 | 0 | 0
LFG | 49.26 | 105.9 | 119 | 119 | 119 | 119
Nuc | 0 | 0 | 0 | 0 | 0 | 0
PS | 0 | 0 | 0 | 0 | 0 | 0
PV | 0 | 316.03 | 319.14 | 326.1 | 332.33 | 338.99
PeakG | 0 | 0 | 0 | 0 | 0 | 0
PeakO | 0 | 0 | 0 | 0 | 0 | 0
ST | 0 | 0 | 0 | 0 | 0 | 0
STOG | 0 | 0 | 0 | 0 | 0 | 0
STWD | 0 | 0 | 0 | 0 | 0 | 0
WT | 231.2 | 3016.51 | 5090.73 | 5280 | 5280 | 5280
IGCC | 0 | 0 | 0 | 0 | 0 | 0
DemandResponse | 0 | 0 | 0 | 0 | 0 | 0
IGCC-CCS | 0 | 0 | 0 | 0 | 0 | 0
WT_off | 468 | 468 | 468 | 468 | 468 | 468
PseudoUnit | 0 | 0 | 0 | 0 | 0 | 0
FixedInterchange | 0 | 0 | 0 | 0 | 0 | 0
Cumulative New Build Capacity by Reporting Type: NonRTO_Midwest
ReportingType | 2015 | 2020 | 2025 | 2030 | 2035 | 2040
BM | 0 | 0 | 0 | 0 | 0 | 0
CC | 0 | 530.48 | 735.69 | 936.98 | 1248.22 | 1542.03
CSP | 0 | 0 | 0 | 0 | 0 | 0
CT | 0 | 261.06 | 261.06 | 436.15 | 671.97 | 953.87
Coal | 0 | 0 | 0 | 0 | 0 | 0
Geo | 0 | 0 | 0 | 0 | 0 | 0
H | 0 | 0 | 0 | 0 | 0 | 0
LFG | 0 | 0 | 0 | 160.25 | 160.25 | 160.25
Nuc | 0 | 0 | 0 | 0 | 0 | 0
PS | 0 | 0 | 0 | 0 | 0 | 0
PV | 0 | 0 | 0 | 0 | 0 | 0
PeakG | 0 | 0 | 0 | 0 | 0 | 0
PeakO | 0 | 0 | 0 | 0 | 0 | 0
ST | 0 | 0 | 0 | 0 | 0 | 0
STOG | 0 | 0 | 0 | 0 | 0 | 0
STWD | 0 | 0 | 0 | 0 | 0 | 0
WT | 0 | 0 | 0 | 0 | 0 | 0
IGCC | 0 | 0 | 0 | 0 | 0 | 0
DemandResponse | 0 | 0 | 0 | 0 | 0 | 0
IGCC-CCS | 0 | 0 | 0 | 0 | 0 | 0
WT_off | 0 | 0 | 0 | 0 | 0 | 0
PseudoUnit | 0 | 0 | 0 | 0 | 0 | 0
FixedInterchange | 0 | 0 | 0 | 0 | 0 | 0
Cumulative New Build Capacity by Reporting Type: NYISO_A-F
ReportingType | 2015 | 2020 | 2025 | 2030 | 2035 | 2040
BM | 0 | 0 | 0 | 0 | 0 | 0
CC | 639 | 639 | 639 | 639 | 639 | 639.01
CSP | 0 | 0 | 0 | 0 | 0 | 0
CT | 0 | 0 | 0 | 0 | 0 | 0
Coal | 0 | 0 | 0 | 0 | 0 | 0
Geo | 0 | 0 | 0 | 0 | 0 | 0
H | 0 | 0 | 0 | 0 | 0 | 0
LFG | 6.4 | 6.4 | 40.86 | 74.33 | 74.33 | 74.33
Nuc | 168 | 168 | 168 | 168 | 168 | 168
PS | 0 | 0 | 0 | 0 | 0 | 0
PV | 0 | 0 | 0 | 0 | 0 | 0
PeakG | 0 | 0 | 0 | 0 | 0 | 0
PeakO | 0 | 0 | 0 | 0 | 0 | 0
ST | 0 | 0 | 0 | 0 | 0 | 0
STOG | 0 | 0 | 0 | 0 | 0 | 0
STWD | 0 | 0 | 0 | 0 | 0 | 0
WT | 2476.3 | 3186.1 | 3186.1 | 4010.36 | 5234.2 | 5510.6
IGCC | 0 | 0 | 0 | 0 | 0 | 0
DemandResponse | 0 | 0 | 0 | 0 | 0 | 0
IGCC-CCS | 0 | 0 | 0 | 0 | 0 | 0
WT_off | 0 | 0 | 0 | 0 | 0 | 0
PseudoUnit | 0 | 0 | 0 | 0 | 0 | 0
FixedInterchange | 0 | 0 | 0 | 0 | 0 | 0
Cumulative New Build Capacity by Reporting Type: NYISO_G-I
ReportingType | 2015 | 2020 | 2025 | 2030 | 2035 | 2040
BM | 0 | 0 | 0 | 0 | 0 | 0
CC | 0 | 0 | 812.07 | 1844.39 | 5388.87 | 7445.03
CSP | 0 | 0 | 0 | 0 | 0 | 0
CT | 0 | 0 | 0 | 0 | 0 | 0
Coal | 0 | 0 | 0 | 0 | 0 | 0
Geo | 0 | 0 | 0 | 0 | 0 | 0
H | 0 | 0 | 0 | 0 | 0 | 0
LFG | 0 | 0 | 74.33 | 74.33 | 74.33 | 74.33
Nuc | 0 | 0 | 0 | 0 | 0 | 0
PS | 0 | 0 | 0 | 0 | 0 | 0
PV | 0 | 0 | 0 | 0 | 0 | 0
PeakG | 0 | 0 | 0 | 0 | 0 | 0
PeakO | 0 | 0 | 0 | 0 | 0 | 0
ST | 0 | 0 | 0 | 0 | 0 | 0
STOG | 0 | 0 | 0 | 0 | 0 | 0
STWD | 0 | 0 | 0 | 0 | 0 | 0
WT | 0 | 60 | 60 | 60.01 | 60.01 | 60.01
IGCC | 0 | 0 | 0 | 0 | 0 | 0
DemandResponse | 0 | 0 | 0 | 0 | 0 | 0
IGCC-CCS | 0 | 0 | 0 | 0 | 0 | 0
WT_off | 0 | 0 | 0 | 0 | 0 | 0
PseudoUnit | 0 | 0 | 0 | 0 | 0 | 0
FixedInterchange | 0 | 0 | 0 | 0 | 0 | 0
Cumulative New Build Capacity by Reporting Type: NYISO_J-K
ReportingType | 2015 | 2020 | 2025 | 2030 | 2035 | 2040
BM | 0 | 0 | 0 | 0 | 0 | 0
CC | 1175.4 | 1175.4 | 1175.4 | 1175.4 | 1175.4 | 1550.08
CSP | 0 | 0 | 0 | 0 | 0 | 0
CT | 0 | 0 | 780.66 | 2518.54 | 2836.43 | 4833.24
Coal | 0 | 0 | 0 | 0 | 0 | 0
Geo | 0 | 0 | 0 | 0 | 0 | 0
H | 0 | 0 | 0 | 0 | 0 | 0
LFG | 0 | 0 | 0 | 74.33 | 74.33 | 74.33
Nuc | 0 | 0 | 0 | 0 | 0 | 0
PS | 0 | 0 | 0 | 0 | 0 | 0
PV | 32 | 32 | 32 | 32 | 32 | 32
PeakG | 0 | 0 | 0 | 0 | 0 | 0
PeakO | 0 | 0 | 0 | 0 | 0 | 0
ST | 0 | 0 | 0 | 0 | 0 | 0
STOG | 0 | 0 | 0 | 0 | 0 | 0
STWD | 0 | 0 | 0 | 0 | 0 | 0
WT | 0 | 0 | 0 | 0 | 0 | 0
IGCC | 0 | 0 | 0 | 0 | 0 | 0
DemandResponse | 0 | 0 | 0 | 0 | 0 | 0
IGCC-CCS | 0 | 0 | 0 | 0 | 0 | 0
WT_off | 0 | 0 | 0 | 0 | 0 | 0
PseudoUnit | 0 | 0 | 0 | 0 | 0 | 0
FixedInterchange | 0 | 0 | 0 | 0 | 0 | 0
Cumulative New Build Capacity by Reporting Type: PJM_E
ReportingType | 2015 | 2020 | 2025 | 2030 | 2035 | 2040
BM | 30 | 30 | 30 | 30 | 30 | 30
CC | 4634.3 | 4634.3 | 4634.3 | 4634.3 | 4634.3 | 4634.3
CSP | 0 | 0 | 0 | 0 | 0 | 0
CT | 26.2 | 26.2 | 26.2 | 26.2 | 1367.73 | 2876.77
Coal | 27 | 27 | 27 | 27 | 27 | 27
Geo | 0 | 0 | 0 | 0 | 0 | 0
H | 0 | 0 | 0 | 0 | 0 | 0
LFG | 9.1 | 142 | 142 | 142 | 142 | 142
Nuc | 38 | 38 | 38 | 38 | 38 | 38
PS | 0 | 0 | 0 | 0 | 0 | 0
PV | 25.45 | 25.45 | 25.45 | 25.45 | 25.45 | 25.45
PeakG | 0 | 0 | 0 | 0 | 0 | 0
PeakO | 0 | 0 | 0 | 0 | 0 | 0
ST | 0 | 0 | 0 | 0 | 0 | 0
STOG | 0 | 0 | 0 | 0 | 0 | 0
STWD | 0 | 0 | 0 | 0 | 0 | 0
WT | 1150 | 1150 | 1150 | 1150 | 1150 | 1150
IGCC | 0 | 0 | 0 | 0 | 0 | 0
DemandResponse | 0 | 0 | 0 | 0 | 0 | 0
IGCC-CCS | 0 | 0 | 0 | 0 | 0 | 0
WT_off | 0 | 0 | 1100 | 1100 | 1100 | 1100
PseudoUnit | 0 | 0 | 0 | 0 | 0 | 0
FixedInterchange | 0 | 0 | 0 | 0 | 0 | 0
Cumulative New Build Capacity by Reporting Type: PJM_ROM
ReportingType | 2015 | 2020 | 2025 | 2030 | 2035 | 2040
BM | 18 | 18 | 18 | 18 | 18 | 18
CC | 1678.5 | 1678.5 | 1678.5 | 1678.5 | 4753.99 | 19777.02
CSP | 0 | 0 | 0 | 0 | 0 | 0
CT | 16 | 16 | 16 | 16 | 16 | 16
Coal | 32.5 | 32.5 | 32.5 | 32.5 | 32.5 | 32.5
Geo | 0 | 0 | 0 | 0 | 0 | 0
H | 0 | 0 | 0 | 0 | 0 | 0
LFG | 18.9 | 284 | 284 | 284 | 284 | 284
Nuc | 0 | 0 | 0 | 0 | 0 | 0
PS | 0 | 0 | 0 | 0 | 0 | 0
PV | 0 | 1453 | 2385.18 | 2660.47 | 2796.29 | 2939.33
PeakG | 0 | 0 | 0 | 0 | 0 | 0
PeakO | 0 | 0 | 0 | 0 | 0 | 0
ST | 0 | 0 | 0 | 0 | 0 | 0
STOG | 0 | 0 | 0 | 0 | 0 | 0
STWD | 0 | 0 | 0 | 0 | 0 | 0
WT | 479.8 | 479.8 | 1230 | 7040 | 7040 | 7040
IGCC | 0 | 0 | 0 | 0 | 0 | 0
DemandResponse | 0 | 0 | 0 | 0 | 0 | 0
IGCC-CCS | 0 | 0 | 0 | 0 | 0 | 0
WT_off | 0 | 0 | 0 | 0 | 0 | 0
PseudoUnit | 0 | 0 | 0 | 0 | 0 | 0
FixedInterchange | 0 | 0 | 0 | 0 | 0 | 0
Cumulative New Build Capacity by Reporting Type: PJM_ROR
ReportingType | 2015 | 2020 | 2025 | 2030 | 2035 | 2040
BM | 385 | 385 | 385 | 385 | 385 | 385
CC | 3077 | 3197 | 5265.52 | 14249.19 | 24626.43 | 24626.43
CSP | 0 | 0 | 0 | 0 | 0 | 0
CT | 29 | 29 | 29 | 29 | 2574.29 | 2574.29
Coal | 2164 | 2164 | 2164 | 2164 | 2164 | 2164
Geo | 0 | 0 | 0 | 0 | 0 | 0
H | 0 | 0 | 0 | 0 | 0 | 0
LFG | 57.4 | 57.4 | 571.11 | 571.11 | 571.11 | 571.11
Nuc | 38 | 38 | 38 | 38 | 38 | 38
PS | 0 | 0 | 0 | 0 | 0 | 0
PV | 0 | 0 | 0 | 0 | 0 | 0
PeakG | 0 | 0 | 0 | 0 | 0 | 0
PeakO | 0 | 0 | 0 | 0 | 0 | 0
ST | 0 | 0 | 0 | 0 | 0 | 0
STOG | 0 | 0 | 0 | 0 | 0 | 0
STWD | 0 | 0 | 0 | 0 | 0 | 0
WT | 8325.7 | 8325.7 | 8517.4 | 8517.4 | 8517.4 | 10582.48
IGCC | 0 | 0 | 0 | 0 | 0 | 0
DemandResponse | 0 | 0 | 0 | 0 | 0 | 0
IGCC-CCS | 0 | 0 | 0 | 0 | 0 | 0
WT_off | 0 | 0 | 0 | 0 | 0 | 0
PseudoUnit | 0 | 0 | 0 | 0 | 0 | 0
FixedInterchange | 0 | 0 | 0 | 0 | 0 | 0
Cumulative New Build Capacity by Reporting Type: SOCO
ReportingType | 2015 | 2020 | 2025 | 2030 | 2035 | 2040
BM | 55 | 55 | 55 | 55 | 55 | 55
CC | 5026.9 | 5213.9 | 5961.89 | 9374.53 | 9374.53 | 9374.53
CSP | 0 | 0 | 0 | 0 | 0 | 0
CT | 0 | 0 | 0 | 0 | 0 | 0
Coal | 0 | 0 | 0 | 0 | 3547.38 | 9922.23
Geo | 0 | 0 | 0 | 0 | 0 | 0
H | 0 | 0 | 0 | 0 | 0 | 0
LFG | 0 | 0 | 107.4 | 107.4 | 107.4 | 107.4
Nuc | 70 | 2270 | 2270 | 2270 | 2270 | 2270
PS | 0 | 0 | 0 | 0 | 0 | 0
PV | 0 | 0 | 0 | 0 | 0 | 0
PeakG | 0 | 0 | 0 | 0 | 0 | 0
PeakO | 0 | 0 | 0 | 0 | 0 | 0
ST | 0 | 0 | 0 | 0 | 0 | 0
STOG | 0 | 0 | 0 | 0 | 0 | 0
STWD | 0 | 0 | 0 | 0 | 0 | 0
WT | 0 | 0 | 0 | 0 | 0 | 0
IGCC | 0 | 0 | 0 | 0 | 0 | 0
DemandResponse | 0 | 0 | 0 | 0 | 0 | 0
IGCC-CCS | 0 | 0 | 0 | 0 | 0 | 0
WT_off | 0 | 0 | 0 | 0 | 0 | 0
PseudoUnit | 0 | 0 | 0 | 0 | 0 | 0
FixedInterchange | 0 | 0 | 0 | 0 | 0 | 0
Cumulative New Build Capacity by Reporting Type: SPP_N
ReportingType | 2015 | 2020 | 2025 | 2030 | 2035 | 2040
BM | 0 | 0 | 0 | 0 | 0 | 0
CC | 0 | 1938.49 | 1960.79 | 2216.14 | 2216.14 | 2216.14
CSP | 0 | 0 | 0 | 0 | 0 | 0
CT | 0 | 0 | 0 | 811.57 | 2039.28 | 2987.57
Coal | 465.04 | 465.04 | 465.04 | 465.04 | 465.04 | 1940.12
Geo | 0 | 0 | 0 | 0 | 0 | 0
H | 0 | 0 | 0 | 0 | 0 | 0
LFG | 0 | 0 | 95 | 95 | 95 | 95
Nuc | 0 | 0 | 0 | 0 | 0 | 0
PS | 0 | 0 | 0 | 0 | 0 | 0
PV | 0 | 0 | 0 | 0 | 0 | 0
PeakG | 0 | 0 | 0 | 0 | 0 | 0
PeakO | 0 | 0 | 0 | 0 | 0 | 0
ST | 0 | 0 | 0 | 0 | 0 | 0
STOG | 0 | 0 | 0 | 0 | 0 | 0
STWD | 0 | 0 | 0 | 0 | 0 | 0
WT | 0 | 0.01 | 0.02 | 450 | 701.85 | 701.85
IGCC | 0 | 0 | 0 | 0 | 0 | 0
DemandResponse | 0 | 0 | 0 | 0 | 0 | 0
IGCC-CCS | 0 | 0 | 0 | 0 | 0 | 0
WT_off | 0 | 0 | 0 | 0 | 0 | 0
PseudoUnit | 0 | 0 | 0 | 0 | 0 | 0
FixedInterchange | 0 | 0 | 0 | 0 | 0 | 0
Cumulative New Build Capacity by Reporting Type: SPP_S
ReportingType | 2015 | 2020 | 2025 | 2030 | 2035 | 2040
BM | 0 | 0 | 0 | 0 | 0 | 0
CC | 0 | 490.99 | 660.42 | 2570.18 | 2570.18 | 2570.18
CSP | 0 | 0 | 0 | 0 | 0 | 0
CT | 412.99 | 712.99 | 712.99 | 713.01 | 713.02 | 713.23
Coal | 988 | 988 | 988 | 988 | 988 | 988
Geo | 0 | 0 | 0 | 0 | 0 | 0
H | 0 | 0 | 0 | 0 | 0 | 0
LFG | 0 | 0 | 95 | 95 | 95 | 95
Nuc | 0 | 0 | 0 | 0 | 0 | 0
PS | 0 | 0 | 0 | 0 | 0 | 0
PV | 0 | 0 | 0 | 0 | 0 | 0
PeakG | 0 | 0 | 0 | 0 | 0 | 0
PeakO | 0 | 0 | 0 | 0 | 0 | 0
ST | 0 | 0 | 0 | 0 | 0 | 0
STOG | 0 | 0 | 0 | 0 | 0 | 0
STWD | 0 | 0 | 0 | 0 | 0 | 0
WT | 430 | 3085.08 | 3241.19 | 3241.19 | 14127.3 | 21179.83
IGCC | 0 | 0 | 0 | 0 | 0 | 0
DemandResponse | 0 | 0 | 0 | 0 | 0 | 0
IGCC-CCS | 0 | 0 | 0 | 0 | 0 | 0
WT_off | 0 | 0 | 0 | 0 | 0 | 0
PseudoUnit | 0 | 0 | 0 | 0 | 0 | 0
FixedInterchange | 0 | 0 | 0 | 0 | 0 | 0
Cumulative New Build Capacity by Reporting Type: TVA
ReportingType | 2015 | 2020 | 2025 | 2030 | 2035 | 2040
BM | 0 | 0 | 0 | 0 | 0 | 0
CC | 1418 | 3317.37 | 3735.6 | 3955.74 | 3955.74 | 3955.74
CSP | 0 | 0 | 0 | 0 | 0 | 0
CT | 0 | 1880.99 | 1880.99 | 3056.46 | 3056.46 | 3056.46
Coal | 0 | 0 | 0 | 0 | 3937.24 | 6704.48
Geo | 0 | 0 | 0 | 0 | 0 | 0
H | 0 | 0 | 0 | 0 | 0 | 0
LFG | 0 | 0 | 107.4 | 107.4 | 107.4 | 107.4
Nuc | 1697.89 | 1697.89 | 1697.89 | 1697.89 | 1697.89 | 1697.89
PS | 0 | 0 | 0 | 0 | 0 | 0
PV | 0 | 0 | 0 | 0 | 0 | 0
PeakG | 0 | 0 | 0 | 0 | 0 | 0
PeakO | 0 | 0 | 0 | 0 | 0 | 0
ST | 0 | 0 | 0 | 0 | 0 | 0
STOG | 0 | 0 | 0 | 0 | 0 | 0
STWD | 0 | 0 | 0 | 0 | 0 | 0
WT | 0 | 0 | 0 | 0 | 0 | 0
IGCC | 0 | 0 | 0 | 0 | 0 | 0
DemandResponse | 0 | 0 | 0 | 0 | 0 | 0
IGCC-CCS | 0 | 0 | 0 | 0 | 0 | 0
WT_off | 0 | 0 | 0 | 0 | 0 | 0
PseudoUnit | 0 | 0 | 0 | 0 | 0 | 0
FixedInterchange | 0 | 0 | 0 | 0 | 0 | 0
Cumulative New Build Capacity by Reporting Type: TVA_Transmission
ReportingType | 2015 | 2020 | 2025 | 2030 | 2035 | 2040
BM | 0 | 0 | 0 | 0 | 0 | 0
CC | 0 | 0 | 0 | 0 | 0 | 0
CSP | 0 | 0 | 0 | 0 | 0 | 0
CT | 0 | 0 | 0 | 0 | 0 | 0
Coal | 0 | 0 | 0 | 0 | 0 | 0
Geo | 0 | 0 | 0 | 0 | 0 | 0
H | 0 | 0 | 0 | 0 | 0 | 0
LFG | 0 | 0 | 0 | 0 | 0 | 0
Nuc | 0 | 0 | 0 | 0 | 0 | 0
PS | 0 | 0 | 0 | 0 | 0 | 0
PV | 0 | 0 | 0 | 0 | 0 | 0
PeakG | 0 | 0 | 0 | 0 | 0 | 0
PeakO | 0 | 0 | 0 | 0 | 0 | 0
ST | 0 | 0 | 0 | 0 | 0 | 0
STOG | 0 | 0 | 0 | 0 | 0 | 0
STWD | 0 | 0 | 0 | 0 | 0 | 0
WT | 0 | 0 | 0 | 0 | 0 | 0
IGCC | 0 | 0 | 0 | 0 | 0 | 0
DemandResponse | 0 | 0 | 0 | 0 | 0 | 0
IGCC-CCS | 0 | 0 | 0 | 0 | 0 | 0
WT_off | 0 | 0 | 0 | 0 | 0 | 0
PseudoUnit | 0 | 0 | 0 | 0 | 0 | 0
FixedInterchange | 0 | 0 | 0 | 0 | 0 | 0
Cumulative New Build Capacity by Reporting Type: VACAR
ReportingType | 2015 | 2020 | 2025 | 2030 | 2035 | 2040
BM | 0.92 | 353.52 | 1042.99 | 1183.86 | 1305.08 | 1474.72
CC | 6556.29 | 8435.07 | 9510.41 | 11333.32 | 16936.58 | 22022.87
CSP | 0 | 0 | 0 | 0 | 0 | 0
CT | 717.2 | 717.2 | 717.2 | 2479.46 | 3904.65 | 4625.05
Coal | 825 | 825 | 825 | 825 | 825 | 825
Geo | 0 | 0 | 0 | 0 | 0 | 0
H | 0 | 0 | 0 | 0 | 0 | 0
LFG | 0.34 | 107.4 | 107.4 | 107.4 | 107.4 | 107.4
Nuc | 0 | 2330 | 2330 | 2330 | 2330 | 2330
PS | 0 | 0 | 0 | 0 | 0 | 0
PV | 0 | 136.81 | 144.52 | 154.37 | 164.52 | 175.2
PeakG | 0 | 0 | 0 | 0 | 0 | 0
PeakO | 0 | 0 | 0 | 0 | 0 | 0
ST | 0 | 0 | 0 | 0 | 0 | 0
STOG | 0 | 0 | 0 | 0 | 0 | 0
STWD | 0 | 0 | 0 | 0 | 0 | 0
WT | 0.9 | 3500 | 3500 | 3500 | 3500 | 3500
IGCC | 0 | 0 | 0 | 0 | 0 | 0
DemandResponse | 0 | 0 | 0 | 0 | 0 | 0
IGCC-CCS | 0 | 0 | 0 | 0 | 0 | 0
WT_off | 1 | 1 | 1 | 1 | 1 | 1
PseudoUnit | 0 | 0 | 0 | 0 | 0 | 0
FixedInterchange | 0 | 0 | 0 | 0 | 0 | 0
Cumulative New Build Capacity by Reporting Type: IESO
ReportingType | 2015 | 2020 | 2025 | 2030 | 2035 | 2040
BM | 326.33 | 326.33 | 326.33 | 326.33 | 326.33 | 326.33
CC | 1263 | 1263 | 1263 | 1263 | 1947.12 | 4851.57
CSP | 0 | 0 | 0 | 0 | 0 | 0
CT | 368 | 368 | 368 | 368 | 3049.08 | 3590.12
Coal | 0 | 0 | 0 | 0 | 0 | 0
Geo | 0 | 0 | 0 | 0 | 0 | 0
H | 0 | 0 | 0 | 0 | 0 | 0
LFG | 14.5 | 14.5 | 14.5 | 14.5 | 15 | 15
Nuc | 0 | 0 | 0 | 0 | 0 | 0
PS | 0 | 0 | 0 | 0 | 0 | 0
PV | 1067.26 | 1067.26 | 1067.26 | 1067.26 | 1067.26 | 1067.26
PeakG | 0 | 0 | 0 | 0 | 0 | 0
PeakO | 0 | 0 | 0 | 0 | 0 | 0
ST | 0 | 0 | 0 | 0 | 0 | 0
STOG | 0 | 0 | 0 | 0 | 0 | 0
STWD | 0 | 0 | 0 | 0 | 0 | 0
WT | 2105.9 | 2105.9 | 2105.9 | 2105.9 | 2105.9 | 2105.9
IGCC | 0 | 0 | 0 | 0 | 0 | 0
DemandResponse | 0 | 0 | 0 | 0 | 0 | 0
IGCC-CCS | 0 | 0 | 0 | 0 | 0 | 0
WT_off | 0 | 0 | 0 | 0 | 0 | 0
PseudoUnit | 0 | 0 | 0 | 0 | 0 | 0
FixedInterchange | 0 | 0 | 0 | 0 | 0 | 0
Cumulative New Build Capacity by Reporting Type: MAPP_CA
ReportingType | 2015 | 2020 | 2025 | 2030 | 2035 | 2040
BM | 0 | 0 | 0 | 0 | 0 | 0
CC | 916.19 | 1444.55 | 1661.77 | 2130.84 | 2607.61 | 2607.61
CSP | 0 | 0 | 0 | 0 | 0 | 0
CT | 0 | 0 | 0 | 0 | 6.98 | 517.46
Coal | 0 | 0 | 0 | 0 | 0 | 0
Geo | 0 | 0 | 0 | 0 | 0 | 0
H | 0 | 0 | 0 | 0 | 0 | 0
LFG | 0 | 0 | 0 | 0 | 0 | 0
Nuc | 0 | 0 | 0 | 0 | 0 | 0
PS | 0 | 0 | 0 | 0 | 0 | 0
PV | 0 | 0 | 0 | 0 | 0 | 0
PeakG | 0 | 0 | 0 | 0 | 0 | 0
PeakO | 0 | 0 | 0 | 0 | 0 | 0
ST | 0 | 0 | 0 | 0 | 0 | 0
STOG | 0 | 0 | 0 | 0 | 0 | 0
STWD | 0 | 0 | 0 | 0 | 0 | 0
WT | 302.4 | 302.4 | 302.4 | 302.4 | 302.4 | 302.4
IGCC | 0 | 0 | 0 | 0 | 0 | 0
DemandResponse | 0 | 0 | 0 | 0 | 0 | 0
IGCC-CCS | 0 | 0 | 0 | 0 | 0 | 0
WT_off | 0 | 0 | 0 | 0 | 0 | 0
PseudoUnit | 0 | 0 | 0 | 0 | 0 | 0
FixedInterchange | 0 | 0 | 0 | 0 | 0 | 0
Cumulative New Build Capacity by Reporting Type: AZ_NM_SNV_Coal
ReportingType | 2015 | 2020 | 2025 | 2030 | 2035 | 2040
BM | 0 | 0 | 0 | 0 | 0 | 0
CC | 0 | 0 | 0 | 0 | 0 | 0
CSP | 0 | 0 | 0 | 0 | 0 | 0
CT | 0 | 0 | 0 | 0 | 0 | 0
Coal | 0 | 0 | 0 | 0 | 0 | 7143.92
Geo | 0 | 0 | 0 | 0 | 0 | 0
H | 0 | 0 | 0 | 0 | 0 | 0
LFG | 0 | 0 | 0 | 0 | 0 | 0
Nuc | 0 | 0 | 0 | 0 | 0 | 0
PS | 0 | 0 | 0 | 0 | 0 | 0
PV | 0 | 0 | 0 | 0 | 0 | 0
PeakG | 0 | 0 | 0 | 0 | 0 | 0
PeakO | 0 | 0 | 0 | 0 | 0 | 0
ST | 0 | 0 | 0 | 0 | 0 | 0
STOG | 0 | 0 | 0 | 0 | 0 | 0
STWD | 0 | 0 | 0 | 0 | 0 | 0
WT | 0 | 0 | 0 | 0 | 0 | 0
IGCC | 0 | 0 | 0 | 0 | 0 | 0
DemandResponse | 0 | 0 | 0 | 0 | 0 | 0
IGCC-CCS | 0 | 0 | 0 | 0 | 0 | 0
WT_off | 0 | 0 | 0 | 0 | 0 | 0
PseudoUnit | 0 | 0 | 0 | 0 | 0 | 0
FixedInterchange | 0 | 0 | 0 | 0 | 0 | 0
Cumulative New Build Capacity by Reporting Type: AZ_NM_SNV_Gas
ReportingType | 2015 | 2020 | 2025 | 2030 | 2035 | 2040
BM | 0 | 0 | 0 | 0 | 0 | 0
CC | 668 | 1657.51 | 2275.19 | 5554.36 | 9793.55 | 9793.55
CSP | 0 | 0 | 0 | 0 | 0 | 0
CT | 736 | 736 | 736 | 736 | 736 | 736
Coal | 0 | 0 | 0 | 0 | 0 | 0
Geo | 0 | 0 | 0 | 0 | 0 | 0
H | 0 | 0 | 0 | 0 | 0 | 0
LFG | 0 | 0 | 0 | 0 | 0 | 0
Nuc | 0 | 0 | 0 | 0 | 0 | 0
PS | 0 | 0 | 0 | 0 | 0 | 0
PV | 0 | 0 | 0 | 0 | 0 | 0
PeakG | 0 | 0 | 0 | 0 | 0 | 0
PeakO | 0 | 0 | 0 | 0 | 0 | 0
ST | 0 | 0 | 0 | 0 | 0 | 0
STOG | 0 | 0 | 0 | 0 | 0 | 0
STWD | 0 | 0 | 0 | 0 | 0 | 0
WT | 0 | 0 | 0 | 0 | 0 | 0
IGCC | 0 | 0 | 0 | 0 | 0 | 0
DemandResponse | 0 | 0 | 0 | 0 | 0 | 0
IGCC-CCS | 0 | 0 | 0 | 0 | 0 | 0
WT_off | 0 | 0 | 0 | 0 | 0 | 0
PseudoUnit | 0 | 0 | 0 | 0 | 0 | 0
FixedInterchange | 0 | 0 | 0 | 0 | 0 | 0
Cumulative New Build Capacity by Reporting Type: AZ_NM_SNV_NucRenew
ReportingType | 2015 | 2020 | 2025 | 2030 | 2035 | 2040
BM | 0 | 0 | 0 | 0 | 0 | 0
CC | 0 | 0 | 0 | 0 | 0 | 0
CSP | 0 | 0 | 0 | 0 | 0 | 0
CT | 0 | 0 | 0 | 0 | 0 | 0
Coal | 0 | 0 | 0 | 0 | 0 | 0
Geo | 0 | 0 | 1450 | 1450 | 1450 | 1450
H | 0 | 0 | 0 | 0 | 0 | 0
LFG | 0 | 60.67 | 60.67 | 60.67 | 60.67 | 60.67
Nuc | 0 | 0 | 0 | 0 | 0 | 0
PS | 0 | 0 | 0 | 0 | 0 | 0
PV | 95.7 | 95.7 | 95.7 | 95.7 | 95.7 | 95.7
PeakG | 0 | 0 | 0 | 0 | 0 | 0
PeakO | 0 | 0 | 0 | 0 | 0 | 0
ST | 280 | 748.2 | 1038.38 | 1129.85 | 1129.85 | 1129.85
STOG | 0 | 0 | 0 | 0 | 0 | 0
STWD | 0 | 0 | 0 | 0 | 0 | 0
WT | 65.1 | 11879.42 | 11879.42 | 12282.47 | 12282.48 | 12282.48
IGCC | 0 | 0 | 0 | 0 | 0 | 0
DemandResponse | 0 | 0 | 0 | 0 | 0 | 0
IGCC-CCS | 0 | 0 | 0 | 0 | 0 | 0
WT_off | 0 | 0 | 0 | 0 | 0 | 0
PseudoUnit | 0 | 0 | 0 | 0 | 0 | 0
FixedInterchange | 0 | 0 | 0 | 0 | 0 | 0
Cumulative New Build Capacity by Reporting Type: ERCOT
ReportingType | 2015 | 2020 | 2025 | 2030 | 2035 | 2040
BM | 145 | 145 | 145 | 145 | 145 | 145
CC | 1774.42 | 5144.62 | 5727.58 | 8979.81 | 12934.95 | 17015.62
CSP | 0 | 0 | 0 | 0 | 0 | 0
CT | 250 | 250 | 250 | 250 | 250 | 250
Coal | 2020 | 2020 | 2020 | 2020 | 2020 | 2020
Geo | 0 | 0 | 0 | 0 | 0 | 0
H | 0 | 0 | 0 | 0 | 0 | 0
LFG | 0 | 0 | 0 | 354 | 354 | 354
Nuc | 0 | 0 | 0 | 0 | 0 | 0
PS | 0 | 0 | 0 | 0 | 0 | 0
PV | 14 | 14 | 14 | 14 | 14 | 14
PeakG | 0 | 0 | 0 | 0 | 0 | 0
PeakO | 0 | 0 | 0 | 0 | 0 | 0
ST | 0 | 0 | 0 | 0 | 0 | 0
STOG | 0 | 0 | 0 | 0 | 0 | 0
STWD | 0 | 0 | 0 | 0 | 0 | 0
WT | 350.1 | 350.1 | 350.1 | 350.1 | 350.1 | 542.92
IGCC | 0 | 0 | 0 | 0 | 0 | 0
DemandResponse | 0 | 0 | 0 | 0 | 0 | 0
IGCC-CCS | 0 | 0 | 0 | 0 | 0 | 0
WT_off | 0 | 0 | 0 | 0 | 0 | 0
PseudoUnit | 0 | 0 | 0 | 0 | 0 | 0
FixedInterchange | 0 | 0 | 0 | 0 | 0 | 0
Cumulative New Build Capacity by Reporting Type: NP15
ReportingType | 2015 | 2020 | 2025 | 2030 | 2035 | 2040
BM | 0 | 0 | 0 | 0 | 0 | 0
CC | 940 | 940 | 940 | 940.01 | 940.01 | 1032.61
CSP | 0 | 0 | 0 | 0 | 0 | 0
CT | 361.36 | 1809.71 | 6048.64 | 12809.48 | 19602.72 | 26605.32
Coal | 0 | 0 | 0 | 0 | 0 | 0
Geo | 0 | 200.88 | 600 | 600 | 600 | 600
H | 0 | 0 | 0 | 0 | 0 | 0
LFG | 0 | 565 | 565 | 565 | 565 | 565
Nuc | 0 | 0 | 0 | 0 | 0 | 0
PS | 0 | 0 | 0 | 0 | 0 | 0
PV | 6.5 | 6.5 | 6.5 | 6.5 | 6.5 | 6.5
PeakG | 0 | 0 | 0 | 0 | 0 | 0
PeakO | 0 | 0 | 0 | 0 | 0 | 0
ST | 29 | 29 | 29 | 29 | 29 | 29
STOG | 0 | 0 | 0 | 0 | 0 | 0
STWD | 0 | 0 | 0 | 0 | 0 | 0
WT | 101.2 | 3400 | 3400 | 3400 | 3400 | 3400
IGCC | 0 | 0 | 0 | 0 | 0 | 0
DemandResponse | 0 | 0 | 0 | 0 | 0 | 0
IGCC-CCS | 0 | 0 | 0 | 0 | 0 | 0
WT_off | 0 | 0 | 0 | 0 | 0 | 0
PseudoUnit | 0 | 0 | 0 | 0 | 0 | 0
FixedInterchange | 0 | 0 | 0 | 0 | 0 | 0
Cumulative New Build Capacity by Reporting Type: NWPP_Coal
ReportingType | 2015 | 2020 | 2025 | 2030 | 2035 | 2040
BM | 0 | 0 | 0 | 0 | 0 | 0
CC | 0 | 0 | 0 | 0 | 0 | 0
CSP | 0 | 0 | 0 | 0 | 0 | 0
CT | 0 | 0 | 0 | 0 | 0 | 0
Coal | 0 | 0 | 0 | 0 | 0 | 0
Geo | 0 | 0 | 0 | 0 | 0 | 0
H | 0 | 0 | 0 | 0 | 0 | 0
LFG | 0 | 0 | 0 | 0 | 0 | 0
Nuc | 0 | 0 | 0 | 0 | 0 | 0
PS | 0 | 0 | 0 | 0 | 0 | 0
PV | 0 | 0 | 0 | 0 | 0 | 0
PeakG | 0 | 0 | 0 | 0 | 0 | 0
PeakO | 0 | 0 | 0 | 0 | 0 | 0
ST | 0 | 0 | 0 | 0 | 0 | 0
STOG | 0 | 0 | 0 | 0 | 0 | 0
STWD | 0 | 0 | 0 | 0 | 0 | 0
WT | 0 | 0 | 0 | 0 | 0 | 0
IGCC | 0 | 0 | 0 | 0 | 0 | 0
DemandResponse | 0 | 0 | 0 | 0 | 0 | 0
IGCC-CCS | 0 | 0 | 0 | 0 | 0 | 0
WT_off | 0 | 0 | 0 | 0 | 0 | 0
PseudoUnit | 0 | 0 | 0 | 0 | 0 | 0
FixedInterchange | 0 | 0 | 0 | 0 | 0 | 0
Cumulative New Build Capacity by Reporting Type: NWPP_Gas
ReportingType | 2015 | 2020 | 2025 | 2030 | 2035 | 2040
BM | 0 | 0 | 0 | 0 | 0 | 0
CC | 300 | 300 | 758.43 | 6173.9 | 9786.59 | 11004.02
CSP | 0 | 0 | 0 | 0 | 0 | 0
CT | 150 | 150 | 150 | 150 | 150 | 150
Coal | 0 | 0 | 0 | 0 | 0.01 | 937.56
Geo | 0 | 0 | 0 | 0 | 0 | 0
H | 0 | 0 | 0 | 0 | 0 | 0
LFG | 0 | 0 | 0 | 0 | 0 | 0
Nuc | 0 | 0 | 0 | 0 | 0 | 0
PS | 0 | 0 | 0 | 0 | 0 | 0
PV | 0 | 0 | 0 | 0 | 0 | 0
PeakG | 0 | 0 | 0 | 0 | 0 | 0
PeakO | 0 | 0 | 0 | 0 | 0 | 0
ST | 0 | 0 | 0 | 0 | 0 | 0
STOG | 0 | 0 | 0 | 0 | 0 | 0
STWD | 0 | 0 | 0 | 0 | 0 | 0
WT | 0 | 0 | 0 | 0 | 0 | 0
IGCC | 0 | 0 | 0 | 0 | 0 | 0
DemandResponse | 0 | 0 | 0 | 0 | 0 | 0
IGCC-CCS | 0 | 0 | 0 | 0 | 0 | 0
WT_off | 0 | 0 | 0 | 0 | 0 | 0
PseudoUnit | 0 | 0 | 0 | 0 | 0 | 0
FixedInterchange | 0 | 0 | 0 | 0 | 0 | 0
Cumulative New Build Capacity by Reporting Type: NWPP_NucRenew
ReportingType | 2015 | 2020 | 2025 | 2030 | 2035 | 2040
BM | 32.55 | 32.55 | 32.55 | 32.55 | 32.55 | 32.55
CC | 0 | 0 | 0 | 0 | 0 | 0
CSP | 0 | 0 | 0 | 0 | 0 | 0
CT | 0 | 0 | 0 | 0 | 0 | 0
Coal | 0 | 0 | 0 | 0 | 0 | 0
Geo | 86 | 86 | 520 | 520 | 520 | 520
H | 0 | 0 | 0 | 0 | 0 | 0
LFG | 25.5 | 46.15 | 248.68 | 270 | 270 | 270
Nuc | 0 | 0 | 0 | 0 | 0 | 0
PS | 0 | 0 | 0 | 0 | 0 | 0
PV | 0 | 0 | 0 | 0 | 0 | 0
PeakG | 0 | 0 | 0 | 0 | 0 | 0
PeakO | 0 | 0 | 0 | 0 | 0 | 0
ST | 0 | 0 | 0 | 0 | 0 | 0
STOG | 0 | 0 | 0 | 0 | 0 | 0
STWD | 0 | 0 | 0 | 0 | 0 | 0
WT | 977.3 | 977.3 | 977.3 | 977.3 | 977.3 | 977.3
IGCC | 0 | 0 | 0 | 0 | 0 | 0
DemandResponse | 0 | 0 | 0 | 0 | 0 | 0
IGCC-CCS | 0 | 0 | 0 | 0 | 0 | 0
WT_off | 0 | 0 | 0 | 0 | 0 | 0
PseudoUnit | 0 | 0 | 0 | 0 | 0 | 0
FixedInterchange | 0 | 0 | 0 | 0 | 0 | 0
Cumulative New Build Capacity by Reporting Type: RMPA
ReportingType | 2015 | 2020 | 2025 | 2030 | 2035 | 2040
BM | 0 | 0 | 0 | 0 | 0 | 0
CC | 0 | 0 | 0 | 0 | 0 | 0
CSP | 0 | 0 | 0 | 0 | 0 | 0
CT | 152 | 152 | 152 | 152 | 152 | 152
Coal | 390 | 390 | 390 | 1150.41 | 2688.72 | 4525.68
Geo | 0 | 424.12 | 2570 | 2570 | 2570 | 2570
H | 0 | 0 | 0 | 0 | 0 | 0
LFG | 1.4 | 30.33 | 30.33 | 30.33 | 30.33 | 30.33
Nuc | 0 | 0 | 0 | 0 | 0 | 0
PS | 0 | 0 | 0 | 0 | 0 | 0
PV | 1 | 1 | 1 | 1 | 1 | 1
PeakG | 0 | 0 | 0 | 0 | 0 | 0
PeakO | 0 | 0 | 0 | 0 | 0 | 0
ST | 3 | 380.68 | 410.19 | 443.39 | 443.39 | 443.39
STOG | 0 | 0 | 0 | 0 | 0 | 0
STWD | 0 | 0 | 0 | 0 | 0 | 0
WT | 765.4 | 765.4 | 765.4 | 765.4 | 765.4 | 765.4
IGCC | 0 | 0 | 0 | 0 | 0 | 0
DemandResponse | 0 | 0 | 0 | 0 | 0 | 0
IGCC-CCS | 0 | 0 | 0 | 0 | 0 | 0
WT_off | 0 | 0 | 0 | 0 | 0 | 0
PseudoUnit | 0 | 0 | 0 | 0 | 0 | 0
FixedInterchange | 0 | 0 | 0 | 0 | 0 | 0
Cumulative New Build Capacity by Reporting Type: SP15
ReportingType | 2015 | 2020 | 2025 | 2030 | 2035 | 2040
BM | 6 | 6 | 6 | 6 | 6 | 6
CC | 409.5 | 409.5 | 409.5 | 409.5 | 409.5 | 409.5
CSP | 0 | 0 | 0 | 0 | 0 | 0
CT | 0 | 0 | 0 | 0 | 0 | 0
Coal | 0 | 0 | 0 | 0 | 0 | 0
Geo | 50 | 1500 | 1500 | 1500 | 1500 | 1500
H | 0 | 0 | 0 | 0 | 0 | 0
LFG | 9.2 | 565 | 565 | 565 | 565 | 565
Nuc | 0 | 0 | 0 | 0 | 0 | 0
PS | 0 | 0 | 0 | 0 | 0 | 0
PV | 3.8 | 3.8 | 3.8 | 3.8 | 3.8 | 3.8
PeakG | 0 | 0 | 0 | 0 | 0 | 0
PeakO | 0 | 0 | 0 | 0 | 0 | 0
ST | 448 | 448 | 448 | 448 | 448 | 448
STOG | 0 | 0 | 0 | 0 | 0 | 0
STWD | 0 | 0 | 0 | 0 | 0 | 0
WT | 735 | 735 | 735 | 735 | 735 | 735
IGCC | 0 | 0 | 0 | 0 | 0 | 0
DemandResponse | 0 | 0 | 0 | 0 | 0 | 0
IGCC-CCS | 0 | 0 | 0 | 0 | 0 | 0
WT_off | 0 | 0 | 0 | 0 | 0 | 0
PseudoUnit | 0 | 0 | 0 | 0 | 0 | 0
FixedInterchange | 0 | 0 | 0 | 0 | 0 | 0
Cumulative New Build Capacity by Reporting Type: ALB
ReportingType | 2015 | 2020 | 2025 | 2030 | 2035 | 2040
BM | 0 | 0 | 0 | 0 | 0 | 0
CC | 393.36 | 1077.44 | 1693.83 | 2606.95 | 3798.75 | 4885.16
CSP | 0 | 0 | 0 | 0 | 0 | 0
CT | 201.5 | 201.5 | 201.5 | 201.5 | 201.5 | 201.5
Coal | 495 | 495 | 495 | 495 | 495 | 495
Geo | 0 | 0 | 0 | 0 | 0 | 0
H | 0 | 0 | 0 | 0 | 0 | 0
LFG | 0 | 0 | 0 | 0 | 0 | 0
Nuc | 0 | 0 | 0 | 0 | 0 | 0
PS | 0 | 0 | 0 | 0 | 0 | 0
PV | 0 | 0 | 0 | 0 | 0 | 0
PeakG | 0 | 0 | 0 | 0 | 0 | 0
PeakO | 0 | 0 | 0 | 0 | 0 | 0
ST | 0 | 0 | 0 | 0 | 0 | 0
STOG | 0 | 0 | 0 | 0 | 0 | 0
STWD | 0 | 0 | 0 | 0 | 0 | 0
WT | 9 | 9 | 9 | 9 | 9 | 9
IGCC | 0 | 0 | 0 | 0 | 0 | 0
DemandResponse | 0 | 0 | 0 | 0 | 0 | 0
IGCC-CCS | 0 | 0 | 0 | 0 | 0 | 0
WT_off | 0 | 0 | 0 | 0 | 0 | 0
PseudoUnit | 0 | 0 | 0 | 0 | 0 | 0
FixedInterchange | 0 | 0 | 0 | 0 | 0 | 0
Cumulative New Build Capacity by Reporting Type: BC
ReportingType | 2015 | 2020 | 2025 | 2030 | 2035 | 2040
BM | 0 | 0 | 0 | 0 | 0 | 0
CC | 1140.35 | 1575 | 2229.21 | 2760.28 | 3538.97 | 4355.81
CSP | 0 | 0 | 0 | 0 | 0 | 0
CT | 0 | 0 | 0 | 0 | 0 | 0
Coal | 0 | 0 | 0 | 0 | 0 | 0
Geo | 0 | 0 | 0 | 0 | 0 | 0
H | 0 | 0 | 0 | 0 | 0 | 0
LFG | 0 | 0 | 0 | 0 | 0 | 0
Nuc | 0 | 0 | 0 | 0 | 0 | 0
PS | 0 | 0 | 0 | 0 | 0 | 0
PV | 0 | 0 | 0 | 0 | 0 | 0
PeakG | 0 | 0 | 0 | 0 | 0 | 0
PeakO | 0 | 0 | 0 | 0 | 0 | 0
ST | 0 | 0 | 0 | 0 | 0 | 0
STOG | 0 | 0 | 0 | 0 | 0 | 0
STWD | 0 | 0 | 0 | 0 | 0 | 0
WT | 144 | 144 | 144 | 144 | 144 | 144
IGCC | 0 | 0 | 0 | 0 | 0 | 0
DemandResponse | 0 | 0 | 0 | 0 | 0 | 0
IGCC-CCS | 0 | 0 | 0 | 0 | 0 | 0
WT_off | 0 | 0 | 0 | 0 | 0 | 0
PseudoUnit | 0 | 0 | 0 | 0 | 0 | 0
FixedInterchange | 0 | 0 | 0 | 0 | 0 | 0
Cumulative New Build Capacity by Reporting Type: HQ_IESO
ReportingType | 2015 | 2020 | 2025 | 2030 | 2035 | 2040
BM | 0 | 0 | 0 | 0 | 0 | 0
CC | 0 | 0 | 0 | 0 | 0 | 0
CSP | 0 | 0 | 0 | 0 | 0 | 0
CT | 0 | 0 | 0 | 0 | 0 | 0
Coal | 0 | 0 | 0 | 0 | 0 | 0
Geo | 0 | 0 | 0 | 0 | 0 | 0
H | 0 | 0 | 0 | 0 | 0 | 0
LFG | 0 | 0 | 0 | 0 | 0 | 0
Nuc | 0 | 0 | 0 | 0 | 0 | 0
PS | 0 | 0 | 0 | 0 | 0 | 0
PV | 0 | 0 | 0 | 0 | 0 | 0
PeakG | 0 | 0 | 0 | 0 | 0 | 0
PeakO | 0 | 0 | 0 | 0 | 0 | 0
ST | 0 | 0 | 0 | 0 | 0 | 0
STOG | 0 | 0 | 0 | 0 | 0 | 0
STWD | 0 | 0 | 0 | 0 | 0 | 0
WT | 0 | 0 | 0 | 0 | 0 | 0
IGCC | 0 | 0 | 0 | 0 | 0 | 0
DemandResponse | 0 | 0 | 0 | 0 | 0 | 0
IGCC-CCS | 0 | 0 | 0 | 0 | 0 | 0
WT_off | 0 | 0 | 0 | 0 | 0 | 0
PseudoUnit | 0 | 0 | 0 | 0 | 0 | 0
FixedInterchange | 0 | 0 | 0 | 0 | 0 | 0
Cumulative New Build Capacity by Reporting Type: HQ_NEISO
ReportingType | 2015 | 2020 | 2025 | 2030 | 2035 | 2040
BM | 0 | 0 | 0 | 0 | 0 | 0
CC | 0 | 0 | 0 | 0 | 0 | 0
CSP | 0 | 0 | 0 | 0 | 0 | 0
CT | 0 | 0 | 0 | 0 | 0 | 0
Coal | 0 | 0 | 0 | 0 | 0 | 0
Geo | 0 | 0 | 0 | 0 | 0 | 0
H | 0 | 0 | 0 | 0 | 0 | 0
LFG | 0 | 0 | 0 | 0 | 0 | 0
Nuc | 0 | 0 | 0 | 0 | 0 | 0
PS | 0 | 0 | 0 | 0 | 0 | 0
PV | 0 | 0 | 0 | 0 | 0 | 0
PeakG | 0 | 0 | 0 | 0 | 0 | 0
PeakO | 0 | 0 | 0 | 0 | 0 | 0
ST | 0 | 0 | 0 | 0 | 0 | 0
STOG | 0 | 0 | 0 | 0 | 0 | 0
STWD | 0 | 0 | 0 | 0 | 0 | 0
WT | 0 | 0 | 0 | 0 | 0 | 0
IGCC | 0 | 0 | 0 | 0 | 0 | 0
DemandResponse | 0 | 0 | 0 | 0 | 0 | 0
IGCC-CCS | 0 | 0 | 0 | 0 | 0 | 0
WT_off | 0 | 0 | 0 | 0 | 0 | 0
PseudoUnit | 0 | 0 | 0 | 0 | 0 | 0
FixedInterchange | 0 | 0 | 0 | 0 | 0 | 0
Cumulative New Build Capacity by Reporting Type: HQ_NY
ReportingType | 2015 | 2020 | 2025 | 2030 | 2035 | 2040
BM | 0 | 0 | 0 | 0 | 0 | 0
CC | 0 | 0 | 0 | 0 | 0 | 0
CSP | 0 | 0 | 0 | 0 | 0 | 0
CT | 0 | 0 | 0 | 0 | 0 | 0
Coal | 0 | 0 | 0 | 0 | 0 | 0
Geo | 0 | 0 | 0 | 0 | 0 | 0
H | 0 | 0 | 0 | 0 | 0 | 0
LFG | 0 | 0 | 0 | 0 | 0 | 0
Nuc | 0 | 0 | 0 | 0 | 0 | 0
PS | 0 | 0 | 0 | 0 | 0 | 0
PV | 0 | 0 | 0 | 0 | 0 | 0
PeakG | 0 | 0 | 0 | 0 | 0 | 0
PeakO | 0 | 0 | 0 | 0 | 0 | 0
ST | 0 | 0 | 0 | 0 | 0 | 0
STOG | 0 | 0 | 0 | 0 | 0 | 0
STWD | 0 | 0 | 0 | 0 | 0 | 0
WT | 0 | 0 | 0 | 0 | 0 | 0
IGCC | 0 | 0 | 0 | 0 | 0 | 0
DemandResponse | 0 | 0 | 0 | 0 | 0 | 0
IGCC-CCS | 0 | 0 | 0 | 0 | 0 | 0
WT_off | 0 | 0 | 0 | 0 | 0 | 0
PseudoUnit | 0 | 0 | 0 | 0 | 0 | 0
FixedInterchange | 0 | 0 | 0 | 0 | 0 | 0
Cumulative New Build Capacity by Reporting Type: MARITIMES
ReportingType | 2015 | 2020 | 2025 | 2030 | 2035 | 2040
BM | 0 | 0 | 0 | 0 | 0 | 0
CC | 0 | 0 | 0 | 0 | 0 | 0
CSP | 0 | 0 | 0 | 0 | 0 | 0
CT | 0 | 0 | 0 | 0 | 0 | 0
Coal | 0 | 0 | 0 | 0 | 0 | 0
Geo | 0 | 0 | 0 | 0 | 0 | 0
H | 0 | 0 | 0 | 0 | 0 | 0
LFG | 0 | 0 | 0 | 0 | 0 | 0
Nuc | 0 | 0 | 0 | 0 | 0 | 0
PS | 0 | 0 | 0 | 0 | 0 | 0
PV | 0 | 0 | 0 | 0 | 0 | 0
PeakG | 0 | 0 | 0 | 0 | 0 | 0
PeakO | 0 | 0 | 0 | 0 | 0 | 0
ST | 0 | 0 | 0 | 0 | 0 | 0
STOG | 0 | 0 | 0 | 0 | 0 | 0
STWD | 0 | 0 | 0 | 0 | 0 | 0
WT | 0 | 0 | 0 | 0 | 0 | 0
IGCC | 0 | 0 | 0 | 0 | 0 | 0
DemandResponse | 0 | 0 | 0 | 0 | 0 | 0
IGCC-CCS | 0 | 0 | 0 | 0 | 0 | 0
WT_off | 0 | 0 | 0 | 0 | 0 | 0
PseudoUnit | 0 | 0 | 0 | 0 | 0 | 0
FixedInterchange | 0 | 0 | 0 | 0 | 0 | 0
Cumulative New Build Capacity by Reporting Type: All
ReportingType | 2015 | 2020 | 2025 | 2030 | 2035 | 2040
BM | 1251 | 1603.6 | 2293.07 | 2433.95 | 2555.16 | 2724.81
CC | 36037.02 | 60564.56 | 73545.93 | 113994.33 | 164593.99 | 207775.37
CSP | 0 | 0 | 0 | 0 | 0 | 0
CT | 6542.55 | 13612.24 | 19773.02 | 36673.09 | 63285.54 | 78814.16
Coal | 10763.64 | 10763.64 | 10763.64 | 11524.06 | 23803.65 | 51875.29
Geo | 136 | 2211 | 6640 | 6640 | 6640 | 6640
H | 0 | 0 | 0 | 0 | 0 | 0
LFG | 192 | 2145 | 4355 | 5078.5 | 5079 | 5079
Nuc | 2740.56 | 7270.56 | 7270.56 | 7270.56 | 7270.56 | 7270.56
PS | 0 | 0 | 0 | 0 | 0 | 0
PV | 1246 | 3458.86 | 4592.81 | 4906.06 | 5080.2 | 5263.66
PeakG | 0 | 0 | 0 | 0 | 0 | 0
PeakO | 0 | 0 | 0 | 0 | 0 | 0
ST | 760 | 1605.88 | 1925.58 | 2050.24 | 2050.24 | 2050.24
STOG | 0 | 0 | 0 | 0 | 0 | 0
STWD | 0 | 0 | 0 | 0 | 0 | 0
WT | 25342 | 52711.63 | 59841.17 | 68813.77 | 82344.38 | 93066.05
IGCC | 618 | 618 | 618 | 618 | 618.01 | 618.01
DemandResponse | 0 | 0 | 0 | 0 | 0 | 0
IGCC-CCS | 0 | 0 | 0 | 0 | 0 | 0
WT_off | 469 | 469 | 1569 | 1569 | 1569 | 1569
PseudoUnit | 0 | 0 | 0 | 0 | 0 | 0
FixedInterchange | 0 | 0 | 0 | 0 | 0 | 0
Cumulative New Build Capacity by Reporting Type: EI_US
ReportingType | 2015 | 2020 | 2025 | 2030 | 2035 | 2040
BM | 741.12 | 1093.72 | 1783.19 | 1924.06 | 2045.28 | 2214.92
CC | 28232.2 | 46752.95 | 56587.4 | 83175.68 | 118836.93 | 151819.92
CSP | 0 | 0 | 0 | 0 | 0 | 0
CT | 4323.7 | 9945.03 | 11866.88 | 22006.1 | 39137.25 | 46611.75
Coal | 7858.64 | 7858.64 | 7858.64 | 7858.64 | 18599.92 | 36753.13
Geo | 0 | 0 | 0 | 0 | 0 | 0
H | 0 | 0 | 0 | 0 | 0 | 0
LFG | 141.4 | 863.35 | 2870.82 | 3219 | 3219 | 3219
Nuc | 2740.56 | 7270.56 | 7270.56 | 7270.56 | 7270.56 | 7270.56
PS | 0 | 0 | 0 | 0 | 0 | 0
PV | 57.74 | 2270.61 | 3404.55 | 3717.81 | 3891.94 | 4075.4
PeakG | 0 | 0 | 0 | 0 | 0 | 0
PeakO | 0 | 0 | 0 | 0 | 0 | 0
ST | 0 | 0 | 0 | 0 | 0 | 0
STOG | 0 | 0 | 0 | 0 | 0 | 0
STWD | 0 | 0 | 0 | 0 | 0 | 0
WT | 19786.6 | 32043.11 | 39172.65 | 47742.19 | 61272.79 | 71801.65
IGCC | 618 | 618 | 618 | 618 | 618 | 618.01
DemandResponse | 0 | 0 | 0 | 0 | 0 | 0
IGCC-CCS | 0 | 0 | 0 | 0 | 0 | 0
WT_off | 469 | 469 | 1569 | 1569 | 1569 | 1569
PseudoUnit | 0 | 0 | 0 | 0 | 0 | 0
FixedInterchange | 0 | 0 | 0 | 0 | 0 | 0
Cumulative New Build Capacity by Reporting Type: EI_Canada
ReportingType | 2015 | 2020 | 2025 | 2030 | 2035 | 2040
BM | 326.33 | 326.33 | 326.33 | 326.33 | 326.33 | 326.33
CC | 2179.19 | 2707.55 | 2924.77 | 3393.84 | 4554.74 | 7459.19
CSP | 0 | 0 | 0 | 0 | 0 | 0
CT | 368 | 368 | 368 | 368 | 3056.06 | 4107.58
Coal | 0 | 0 | 0 | 0 | 0 | 0
Geo | 0 | 0 | 0 | 0 | 0 | 0
H | 0 | 0 | 0 | 0 | 0 | 0
LFG | 14.5 | 14.5 | 14.5 | 14.5 | 15 | 15
Nuc | 0 | 0 | 0 | 0 | 0 | 0
PS | 0 | 0 | 0 | 0 | 0 | 0
PV | 1067.26 | 1067.26 | 1067.26 | 1067.26 | 1067.26 | 1067.26
PeakG | 0 | 0 | 0 | 0 | 0 | 0
PeakO | 0 | 0 | 0 | 0 | 0 | 0
ST | 0 | 0 | 0 | 0 | 0 | 0
STOG | 0 | 0 | 0 | 0 | 0 | 0
STWD | 0 | 0 | 0 | 0 | 0 | 0
WT | 2408.3 | 2408.3 | 2408.3 | 2408.3 | 2408.3 | 2408.3
IGCC | 0 | 0 | 0 | 0 | 0 | 0
DemandResponse | 0 | 0 | 0 | 0 | 0 | 0
IGCC-CCS | 0 | 0 | 0 | 0 | 0 | 0
WT_off | 0 | 0 | 0 | 0 | 0 | 0
PseudoUnit | 0 | 0 | 0 | 0 | 0 | 0
FixedInterchange | 0 | 0 | 0 | 0 | 0 | 0
Cumulative New Build Capacity by Reporting Type: EI
ReportingType | 2015 | 2020 | 2025 | 2030 | 2035 | 2040
BM | 1067.45 | 1420.05 | 2109.52 | 2250.4 | 2371.61 | 2541.26
CC | 30411.39 | 49460.5 | 59512.17 | 86569.52 | 123391.67 | 159279.11
CSP | 0 | 0 | 0 | 0 | 0 | 0
CT | 4691.7 | 10313.04 | 12234.88 | 22374.11 | 42193.31 | 50719.34
Coal | 7858.64 | 7858.64 | 7858.64 | 7858.64 | 18599.92 | 36753.13
Geo | 0 | 0 | 0 | 0 | 0 | 0
H | 0 | 0 | 0 | 0 | 0 | 0
LFG | 155.9 | 877.85 | 2885.32 | 3233.5 | 3234 | 3234
Nuc | 2740.56 | 7270.56 | 7270.56 | 7270.56 | 7270.56 | 7270.56
PS | 0 | 0 | 0 | 0 | 0 | 0
PV | 1125 | 3337.86 | 4471.81 | 4785.06 | 4959.2 | 5142.66
PeakG | 0 | 0 | 0 | 0 | 0 | 0
PeakO | 0 | 0 | 0 | 0 | 0 | 0
ST | 0 | 0 | 0 | 0 | 0 | 0
STOG | 0 | 0 | 0 | 0 | 0 | 0
STWD | 0 | 0 | 0 | 0 | 0 | 0
WT | 22194.9 | 34451.41 | 41580.95 | 50150.49 | 63681.09 | 74209.95
IGCC | 618 | 618 | 618 | 618 | 618 | 618.01
DemandResponse | 0 | 0 | 0 | 0 | 0 | 0
IGCC-CCS | 0 | 0 | 0 | 0 | 0 | 0
WT_off | 469 | 469 | 1569 | 1569 | 1569 | 1569
PseudoUnit | 0 | 0 | 0 | 0 | 0 | 0
FixedInterchange | 0 | 0 | 0 | 0 | 0 | 0
Cumulative New Build Capacity by Reporting Type: Outside_EI
ReportingType | 2015 | 2020 | 2025 | 2030 | 2035 | 2040
BM | 183.55 | 183.55 | 183.55 | 183.55 | 183.55 | 183.55
CC | 5625.63 | 11104.06 | 14033.75 | 27424.81 | 41202.31 | 48496.27
CSP | 0 | 0 | 0 | 0 | 0 | 0
CT | 1850.86 | 3299.21 | 7538.14 | 14298.99 | 21092.23 | 28094.82
Coal | 2905 | 2905 | 2905 | 3665.42 | 5203.73 | 15122.17
Geo | 136 | 2211 | 6640 | 6640 | 6640 | 6640
H | 0 | 0 | 0 | 0 | 0 | 0
LFG | 36.1 | 1267.15 | 1469.68 | 1845 | 1845 | 1845
Nuc | 0 | 0 | 0 | 0 | 0 | 0
PS | 0 | 0 | 0 | 0 | 0 | 0
PV | 121 | 121 | 121 | 121 | 121 | 121
PeakG | 0 | 0 | 0 | 0 | 0 | 0
PeakO | 0 | 0 | 0 | 0 | 0 | 0
ST | 760 | 1605.88 | 1925.58 | 2050.24 | 2050.24 | 2050.24
STOG | 0 | 0 | 0 | 0 | 0 | 0
STWD | 0 | 0 | 0 | 0 | 0 | 0
WT | 3147.1 | 18260.22 | 18260.22 | 18663.27 | 18663.29 | 18856.1
IGCC | 0 | 0 | 0 | 0 | 0 | 0
DemandResponse | 0 | 0 | 0 | 0 | 0 | 0
IGCC-CCS | 0 | 0 | 0 | 0 | 0 | 0
WT_off | 0 | 0 | 0 | 0 | 0 | 0
PseudoUnit | 0 | 0 | 0 | 0 | 0 | 0
FixedInterchange | 0 | 0 | 0 | 0 | 0 | 0
#3 | Retirements of Capacity (MW)
Retirements of Capacity by Reporting Type: Entergy
ReportingType | 2015 | 2020 | 2025 | 2030 | 2035 | 2040
BM | 0 | 0 | 0 | 0 | 0 | 0
CC | 0 | 0 | 0 | 0 | 0 | 0
CSP | 0 | 0 | 0 | 0 | 0 | 0
CT | 0 | 0 | 0 | 0 | 0 | 0
Coal | 892.9 | 0 | 0 | 0 | 0 | 0
Geo | 0 | 0 | 0 | 0 | 0 | 0
H | 0 | 0 | 0 | 0 | 0 | 0
LFG | 0 | 0 | 0 | 0 | 0 | 0
Nuc | 0 | 0 | 0 | 0 | 842 | 997
PS | 0 | 0 | 0 | 0 | 0 | 0
PV | 0 | 0 | 0 | 0 | 0 | 0
PeakG | 0 | 0 | 0 | 0 | 0 | 0
PeakO | 0 | 0 | 0 | 0 | 0 | 0
ST | 0 | 0 | 0 | 0 | 0 | 0
STOG | 11287 | 0 | 86.09 | 0 | 0 | 0
STWD | 0 | 0 | 0 | 0 | 0 | 0
WT | 0 | 0 | 0 | 0 | 0 | 0
IGCC | 0 | 0 | 0 | 0 | 0 | 0
DemandResponse | 0 | 0 | 0 | 0 | 0 | 0
IGCC-CCS | 0 | 0 | 0 | 0 | 0 | 0
WT_off | 0 | 0 | 0 | 0 | 0 | 0
PseudoUnit | 0 | 0 | 0 | 0 | 0 | 0
FixedInterchange | 0 | 0 | 0 | 0 | 0 | 0
Retirements of Capacity by Reporting Type: FRCC
ReportingType | 2015 | 2020 | 2025 | 2030 | 2035 | 2040
BM | 0 | 0 | 0 | 0 | 0 | 0
CC | 0 | 0 | 0 | 0 | 0 | 0
CSP | 0 | 0 | 0 | 0 | 0 | 0
CT | 0 | 0 | 0 | 0 | 0 | 0
Coal | 466 | 869 | 0 | 0 | 0 | 0
Geo | 0 | 0 | 0 | 0 | 0 | 0
H | 0 | 0 | 0 | 0 | 0 | 0
LFG | 0 | 0 | 0 | 0 | 0 | 0
Nuc | 0 | 0 | 0 | 0 | 1615.33 | 1677
PS | 0 | 0 | 0 | 0 | 0 | 0
PV | 0 | 0 | 0 | 0 | 0 | 0
PeakG | 0 | 0 | 0 | 0 | 0 | 0
PeakO | 0 | 0 | 0 | 0 | 0 | 0
ST | 0 | 0 | 0 | 0 | 0 | 0
STOG | 5430.08 | 0 | 0 | 0 | 0 | 0
STWD | 0 | 0 | 0 | 0 | 0 | 0
WT | 0 | 0 | 0 | 0 | 0 | 0
IGCC | 0 | 0 | 0 | 0 | 0 | 0
DemandResponse | 0 | 0 | 0 | 0 | 0 | 0
IGCC-CCS | 0 | 0 | 0 | 0 | 0 | 0
WT_off | 0 | 0 | 0 | 0 | 0 | 0
PseudoUnit | 0 | 0 | 0 | 0 | 0 | 0
FixedInterchange | 0 | 0 | 0 | 0 | 0 | 0
Retirements of Capacity by Reporting Type: MAPP_US
ReportingType | 2015 | 2020 | 2025 | 2030 | 2035 | 2040
BM | 0 | 0 | 0 | 0 | 0 | 0
CC | 0 | 0 | 0 | 0 | 0 | 0
CSP | 0 | 0 | 0 | 0 | 0 | 0
CT | 0 | 0 | 0 | 0 | 0 | 0
Coal | 715.5 | 170.18 | 0 | 0 | 0 | 0
Geo | 0 | 0 | 0 | 0 | 0 | 0
H | 0 | 0 | 0 | 0 | 0 | 0
LFG | 0 | 0 | 0 | 0 | 0 | 0
Nuc | 0 | 0 | 0 | 0 | 0 | 0
PS | 0 | 0 | 0 | 0 | 0 | 0
PV | 0 | 0 | 0 | 0 | 0 | 0
PeakG | 0 | 0 | 0 | 0 | 0 | 0
PeakO | 215.82 | 0 | 0 | 0 | 0 | 0
ST | 0 | 0 | 0 | 0 | 0 | 0
STOG | 36 | 0 | 0 | 0 | 0 | 0
STWD | 0 | 0 | 0 | 0 | 0 | 0
WT | 0 | 0 | 0 | 0 | 0 | 0
IGCC | 0 | 0 | 0 | 0 | 0 | 0
DemandResponse | 0 | 0 | 0 | 0 | 0 | 0
IGCC-CCS | 0 | 0 | 0 | 0 | 0 | 0
WT_off | 0 | 0 | 0 | 0 | 0 | 0
PseudoUnit | 0 | 0 | 0 | 0 | 0 | 0
FixedInterchange | 0 | 0 | 0 | 0 | 0 | 0
Retirements of Capacity by Reporting Type: MISO_IN
ReportingType | 2015 | 2020 | 2025 | 2030 | 2035 | 2040
BM | 0 | 0 | 0 | 0 | 0 | 0
CC | 0 | 0 | 0 | 0 | 0 | 0
CSP | 0 | 0 | 0 | 0 | 0 | 0
CT | 0 | 0 | 0 | 0 | 0 | 0
Coal | 929.9 | 430.99 | 0 | 0 | 0 | 0
Geo | 0 | 0 | 0 | 0 | 0 | 0
H | 0 | 0 | 0 | 0 | 0 | 0
LFG | 0 | 0 | 0 | 0 | 0 | 0
Nuc | 0 | 0 | 0 | 0 | 0 | 0
PS | 0 | 0 | 0 | 0 | 0 | 0
PV | 0 | 0 | 0 | 0 | 0 | 0
PeakG | 0 | 0 | 0 | 0 | 0 | 0
PeakO | 0 | 0 | 0 | 0 | 0 | 0
ST | 0 | 0 | 0 | 0 | 0 | 0
STOG | 0 | 0 | 0 | 0 | 0 | 0
STWD | 0 | 0 | 0 | 0 | 0 | 0
WT | 0 | 0 | 0 | 0 | 0 | 0
IGCC | 0 | 0 | 0 | 0 | 0 | 0
DemandResponse | 0 | 0 | 0 | 0 | 0 | 0
IGCC-CCS | 0 | 0 | 0 | 0 | 0 | 0
WT_off | 0 | 0 | 0 | 0 | 0 | 0
PseudoUnit | 0 | 0 | 0 | 0 | 0 | 0
FixedInterchange | 0 | 0 | 0 | 0 | 0 | 0
Retirements of Capacity by Reporting Type: MISO_MI
ReportingType | 2015 | 2020 | 2025 | 2030 | 2035 | 2040
BM | 0 | 0 | 0 | 0 | 0 | 0
CC | 0 | 0 | 0 | 0 | 0 | 0
CSP | 0 | 0 | 0 | 0 | 0 | 0
CT | 0 | 0 | 0 | 0 | 0 | 0
Coal | 2723.88 | 1186.99 | 0 | 0 | 0 | 0
Geo | 0 | 0 | 0 | 0 | 0 | 0
H | 0 | 0 | 0 | 0 | 0 | 0
LFG | 0 | 0 | 0 | 0 | 0 | 0
Nuc | 0 | 0 | 0 | 0 | 778 | 0
PS | 0 | 0 | 0 | 0 | 0 | 0
PV | 0 | 0 | 0 | 0 | 0 | 0
PeakG | 0 | 0 | 0 | 0 | 0 | 0
PeakO | 0 | 0 | 0 | 0 | 0 | 0
ST | 0 | 0 | 0 | 0 | 0 | 0
STOG | 0 | 0 | 0 | 0 | 0 | 0
STWD | 0 | 0 | 0 | 0 | 0 | 0
WT | 0 | 0 | 0 | 0 | 0 | 0
IGCC | 0 | 0 | 0 | 0 | 0 | 0
DemandResponse | 0 | 0 | 0 | 0 | 0 | 0
IGCC-CCS | 0 | 0 | 0 | 0 | 0 | 0
WT_off | 0 | 0 | 0 | 0 | 0 | 0
PseudoUnit | 0 | 0 | 0 | 0 | 0 | 0
FixedInterchange | 0 | 0 | 0 | 0 | 0 | 0
Retirements of Capacity by Reporting Type: MISO_MO-IL
ReportingType | 2015 | 2020 | 2025 | 2030 | 2035 | 2040
BM | 0 | 0 | 0 | 0 | 0 | 0
CC | 0 | 0 | 0 | 0 | 0 | 0
CSP | 0 | 0 | 0 | 0 | 0 | 0
CT | 0 | 0 | 0 | 0 | 0 | 0
Coal | 1015.52 | 1041.16 | 0 | 0 | 0 | 0
Geo | 0 | 0 | 0 | 0 | 0 | 0
H | 0 | 0 | 0 | 0 | 0 | 0
LFG | 0 | 0 | 0 | 0 | 0 | 0
Nuc | 0 | 0 | 0 | 0 | 0 | 0
PS | 0 | 0 | 0 | 0 | 0 | 0
PV | 0 | 0 | 0 | 0 | 0 | 0
PeakG | 0 | 0 | 0 | 0 | 0 | 0
PeakO | 0 | 0 | 0 | 0 | 0 | 0
ST | 0 | 0 | 0 | 0 | 0 | 0
STOG | 0 | 0 | 0 | 0 | 0 | 0
STWD | 0 | 0 | 0 | 0 | 0 | 0
WT | 0 | 0 | 0 | 0 | 0 | 0
IGCC | 0 | 0 | 0 | 0 | 0 | 0
DemandResponse | 0 | 0 | 0 | 0 | 0 | 0
IGCC-CCS | 0 | 0 | 0 | 0 | 0 | 0
WT_off | 0 | 0 | 0 | 0 | 0 | 0
PseudoUnit | 0 | 0 | 0 | 0 | 0 | 0
FixedInterchange | 0 | 0 | 0 | 0 | 0 | 0
Retirements of Capacity by Reporting Type: MISO_W
ReportingType | 2015 | 2020 | 2025 | 2030 | 2035 | 2040
BM | 0 | 0 | 0 | 0 | 0 | 0
CC | 0 | 0 | 0 | 0 | 0 | 0
CSP | 0 | 0 | 0 | 0 | 0 | 0
CT | 0 | 0 | 0 | 0 | 0 | 0
Coal | 1709.24 | 1219.28 | 0 | 0 | 0 | 0
Geo | 0 | 0 | 0 | 0 | 0 | 0
H | 0 | 0 | 0 | 0 | 0 | 0
LFG | 0 | 0 | 0 | 0 | 0 | 0
Nuc | 0 | 0 | 0 | 0 | 2361.23 | 0
PS | 0 | 0 | 0 | 0 | 0 | 0
PV | 0 | 0 | 0 | 0 | 0 | 0
PeakG | 0 | 0 | 0 | 0 | 0 | 0
PeakO | 0 | 0 | 0 | 0 | 0 | 0
ST | 0 | 0 | 0 | 0 | 0 | 0
STOG | 0 | 0 | 0 | 0 | 0 | 0
STWD | 0 | 0 | 0 | 0 | 0 | 0
WT | 0 | 0 | 0 | 0 | 0 | 0
IGCC | 0 | 0 | 0 | 0 | 0 | 0
DemandResponse | 0 | 0 | 0 | 0 | 0 | 0
IGCC-CCS | 0 | 0 | 0 | 0 | 0 | 0
WT_off | 0 | 0 | 0 | 0 | 0 | 0
PseudoUnit | 0 | 0 | 0 | 0 | 0 | 0
FixedInterchange | 0 | 0 | 0 | 0 | 0 | 0
Retirements of Capacity by Reporting Type: MISO_WUMS
ReportingType | 2015 | 2020 | 2025 | 2030 | 2035 | 2040
BM | 0 | 0 | 0 | 0 | 0 | 0
CC | 0 | 0 | 0 | 0 | 0 | 0
CSP | 0 | 0 | 0 | 0 | 0 | 0
CT | 0 | 0 | 0 | 0 | 0 | 0
Coal | 2574.49 | 859.81 | 0 | 0 | 0 | 0
Geo | 0 | 0 | 0 | 0 | 0 | 0
H | 0 | 0 | 0 | 0 | 0 | 0
LFG | 0 | 0 | 0 | 0 | 0 | 0
Nuc | 0 | 0 | 0 | 0 | 1816.9 | 0
PS | 0 | 0 | 0 | 0 | 0 | 0
PV | 0 | 0 | 0 | 0 | 0 | 0
PeakG | 0 | 0 | 0 | 0 | 0 | 0
PeakO | 0 | 0 | 0 | 0 | 0 | 0
ST | 0 | 0 | 0 | 0 | 0 | 0
STOG | 59.5 | 0 | 0 | 0 | 0 | 0
STWD | 0 | 0 | 0 | 0 | 0 | 0
WT | 0 | 0 | 0 | 0 | 0 | 0
IGCC | 0 | 0 | 0 | 0 | 0 | 0
DemandResponse | 0 | 0 | 0 | 0 | 0 | 0
IGCC-CCS | 0 | 0 | 0 | 0 | 0 | 0
WT_off | 0 | 0 | 0 | 0 | 0 | 0
PseudoUnit | 0 | 0 | 0 | 0 | 0 | 0
FixedInterchange | 0 | 0 | 0 | 0 | 0 | 0
Retirements of Capacity by Reporting Type: Nebraska
ReportingType | 2015 | 2020 | 2025 | 2030 | 2035 | 2040
BM | 0 | 0 | 0 | 0 | 0 | 0
CC | 0 | 0 | 0 | 0 | 0 | 0
CSP | 0 | 0 | 0 | 0 | 0 | 0
CT | 0 | 0 | 0 | 0 | 0 | 0
Coal | 0 | 0 | 0 | 0 | 0 | 0
Geo | 0 | 0 | 0 | 0 | 0 | 0
H | 0 | 0 | 0 | 0 | 0 | 0
LFG | 0 | 0 | 0 | 0 | 0 | 0
Nuc | 0 | 0 | 0 | 0 | 1251.8 | 0
PS | 0 | 0 | 0 | 0 | 0 | 0
PV | 0 | 0 | 0 | 0 | 0 | 0
PeakG | 0 | 0 | 0 | 0 | 0 | 0
PeakO | 0 | 0 | 0 | 0 | 0 | 0
ST | 0 | 0 | 0 | 0 | 0 | 0
STOG | 269.83 | 0 | 0 | 0 | 0 | 0
STWD | 0 | 0 | 0 | 0 | 0 | 0
WT | 0 | 0 | 0 | 0 | 0 | 0
IGCC | 0 | 0 | 0 | 0 | 0 | 0
DemandResponse | 0 | 0 | 0 | 0 | 0 | 0
IGCC-CCS | 0 | 0 | 0 | 0 | 0 | 0
WT_off | 0 | 0 | 0 | 0 | 0 | 0
PseudoUnit | 0 | 0 | 0 | 0 | 0 | 0
FixedInterchange | 0 | 0 | 0 | 0 | 0 | 0
Retirements of Capacity by Reporting Type: NEISO
ReportingType | 2015 | 2020 | 2025 | 2030 | 2035 | 2040
BM | 0 | 0 | 0 | 0 | 0 | 0
CC | 2216.3 | 0 | 0 | 0 | 0 | 0
CSP | 0 | 0 | 0 | 0 | 0 | 0
CT | 0 | 0 | 0 | 0 | 0 | 0
Coal | 2250.13 | 320 | 0 | 0 | 0 | 0
Geo | 0 | 0 | 0 | 0 | 0 | 0
H | 0 | 0 | 0 | 0 | 0 | 0
LFG | 0 | 0 | 0 | 0 | 0 | 0
Nuc | 0 | 0 | 0 | 0 | 1289 | 876.92
PS | 0 | 0 | 0 | 0 | 0 | 0
PV | 0 | 0 | 0 | 0 | 0 | 0
PeakG | 0 | 0 | 0 | 0 | 0 | 0
PeakO | 0.01 | 0 | 0 | 0 | 0 | 0
ST | 0 | 0 | 0 | 0 | 0 | 0
STOG | 6237 | 0 | 0 | 0 | 0 | 0
STWD | 0 | 0 | 0 | 0 | 0 | 0
WT | 0 | 0 | 0 | 0 | 0 | 0
IGCC | 0 | 0 | 0 | 0 | 0 | 0
DemandResponse | 0 | 0 | 0 | 0 | 0 | 0
IGCC-CCS | 0 | 0 | 0 | 0 | 0 | 0
WT_off | 0 | 0 | 0 | 0 | 468 | 0
PseudoUnit | 0 | 0 | 0 | 0 | 0 | 0
FixedInterchange | 0 | 0 | 0 | 0 | 0 | 0
Retirements of Capacity by Reporting Type: NonRTO_Midwest
ReportingType | 2015 | 2020 | 2025 | 2030 | 2035 | 2040
BM | 0 | 0 | 0 | 0 | 0 | 0
CC | 0 | 0 | 0 | 0 | 0 | 0
CSP | 0 | 0 | 0 | 0 | 0 | 0
CT | 0 | 0 | 0 | 0 | 0 | 0
Coal | 1092.84 | 0 | 0 | 0 | 0 | 0
Geo | 0 | 0 | 0 | 0 | 0 | 0
H | 0 | 0 | 0 | 0 | 0 | 0
LFG | 0 | 0 | 0 | 0 | 0 | 0
Nuc | 0 | 0 | 0 | 0 | 0 | 0
PS | 0 | 0 | 0 | 0 | 0 | 0
PV | 0 | 0 | 0 | 0 | 0 | 0
PeakG | 0 | 0 | 0 | 0 | 0 | 0
PeakO | 0 | 0 | 0 | 0 | 0 | 0
ST | 0 | 0 | 0 | 0 | 0 | 0
STOG | 0 | 0 | 0 | 0 | 0 | 0
STWD | 0 | 0 | 0 | 0 | 0 | 0
WT | 0 | 0 | 0 | 0 | 0 | 0
IGCC | 0 | 0 | 0 | 0 | 0 | 0
DemandResponse | 0 | 0 | 0 | 0 | 0 | 0
IGCC-CCS | 0 | 0 | 0 | 0 | 0 | 0
WT_off | 0 | 0 | 0 | 0 | 0 | 0
PseudoUnit | 0 | 0 | 0 | 0 | 0 | 0
FixedInterchange | 0 | 0 | 0 | 0 | 0 | 0
Retirements of Capacity by Reporting Type: NYISO_A-F
ReportingType | 2015 | 2020 | 2025 | 2030 | 2035 | 2040
BM | 0 | 0 | 0 | 0 | 0 | 0
CC | 0 | 0 | 0 | 0 | 0 | 0
CSP | 0 | 0 | 0 | 0 | 0 | 0
CT | 0 | 0 | 0 | 0 | 0 | 0
Coal | 2251.9 | 0 | 0 | 0 | 0 | 0
Geo | 0 | 0 | 0 | 0 | 0 | 0
H | 0 | 0 | 0 | 0 | 0 | 0
LFG | 0 | 0 | 0 | 0 | 0 | 0
Nuc | 0 | 0 | 0 | 621.2 | 580.5 | 852.2
PS | 0 | 0 | 0 | 0 | 0 | 0
PV | 0 | 0 | 0 | 0 | 0 | 0
PeakG | 0 | 0 | 0 | 0 | 0 | 0
PeakO | 0 | 0 | 0 | 0 | 0 | 0
ST | 0 | 0 | 0 | 0 | 0 | 0
STOG | 1700.99 | 0 | 0 | 0 | 0 | 0
STWD | 0 | 0 | 0 | 0 | 0 | 0
WT | 0 | 0 | 0 | 0 | 0 | 0
IGCC | 0 | 0 | 0 | 0 | 0 | 0
DemandResponse | 0 | 0 | 0 | 0 | 0 | 0
IGCC-CCS | 0 | 0 | 0 | 0 | 0 | 0
WT_off | 0 | 0 | 0 | 0 | 0 | 0
PseudoUnit | 0 | 0 | 0 | 0 | 0 | 0
FixedInterchange | 0 | 0 | 0 | 0 | 0 | 0
Retirements of Capacity by Reporting Type: NYISO_G-I
ReportingType | 2015 | 2020 | 2025 | 2030 | 2035 | 2040
BM | 0 | 0 | 0 | 0 | 0 | 0
CC | 0 | 0 | 0 | 0 | 0 | 0
CSP | 0 | 0 | 0 | 0 | 0 | 0
CT | 0 | 0 | 0 | 0 | 0 | 0
Coal | 368.2 | 0 | 0 | 0 | 0 | 0
Geo | 0 | 0 | 0 | 0 | 0 | 0
H | 0 | 0 | 0 | 0 | 0 | 0
LFG | 0 | 0 | 0 | 0 | 0 | 0
Nuc | 0 | 0 | 0 | 0 | 1019.6 | 1025
PS | 0 | 0 | 0 | 0 | 0 | 0
PV | 0 | 0 | 0 | 0 | 0 | 0
PeakG | 0 | 0 | 0 | 0 | 0 | 0
PeakO | 0 | 0 | 0 | 0 | 0 | 0
ST | 0 | 0 | 0 | 0 | 0 | 0
STOG | 2430.98 | 0 | 0 | 0 | 0 | 0
STWD | 0 | 0 | 0 | 0 | 0 | 0
WT | 0 | 0 | 0 | 0 | 0 | 0
IGCC | 0 | 0 | 0 | 0 | 0 | 0
DemandResponse | 0 | 0 | 0 | 0 | 0 | 0
IGCC-CCS | 0 | 0 | 0 | 0 | 0 | 0
WT_off | 0 | 0 | 0 | 0 | 0 | 0
PseudoUnit | 0 | 0 | 0 | 0 | 0 | 0
FixedInterchange | 0 | 0 | 0 | 0 | 0 | 0
Retirements of Capacity by Reporting Type: NYISO_J-K
ReportingType | 2015 | 2020 | 2025 | 2030 | 2035 | 2040
BM | 0 | 0 | 0 | 0 | 0 | 0
CC | 0 | 0 | 0 | 0 | 0 | 0
CSP | 0 | 0 | 0 | 0 | 0 | 0
CT | 0 | 0 | 0 | 0 | 0 | 0
Coal | 0 | 0 | 0 | 0 | 0 | 0
Geo | 0 | 0 | 0 | 0 | 0 | 0
H | 0 | 0 | 0 | 0 | 0 | 0
LFG | 0 | 0 | 0 | 0 | 0 | 0
Nuc | 0 | 0 | 0 | 0 | 0 | 0
PS | 0 | 0 | 0 | 0 | 0 | 0
PV | 0 | 0 | 0 | 0 | 32 | 0
PeakG | 0 | 0 | 0 | 0 | 0 | 0
PeakO | 0 | 0 | 0 | 0 | 0 | 0
ST | 0 | 0 | 0 | 0 | 0 | 0
STOG | 884.61 | 0 | 0 | 0 | 0 | 0
STWD | 0 | 0 | 0 | 0 | 0 | 0
WT | 0 | 0 | 0 | 0 | 0 | 0
IGCC | 0 | 0 | 0 | 0 | 0 | 0
DemandResponse | 0 | 0 | 0 | 0 | 0 | 0
IGCC-CCS | 0 | 0 | 0 | 0 | 0 | 0
WT_off | 0 | 0 | 0 | 0 | 0 | 0
PseudoUnit | 0 | 0 | 0 | 0 | 0 | 0
FixedInterchange | 0 | 0 | 0 | 0 | 0 | 0
Retirements of Capacity by Reporting Type: PJM_E
ReportingType | 2015 | 2020 | 2025 | 2030 | 2035 | 2040
BM | 0 | 0 | 0 | 0 | 0 | 0
CC | 0 | 0 | 0 | 0 | 0 | 0
CSP | 0 | 0 | 0 | 0 | 0 | 0
CT | 0 | 0 | 0 | 0 | 0 | 0
Coal | 2804 | 568 | 0 | 0 | 0 | 0
Geo | 0 | 0 | 0 | 0 | 0 | 0
H | 0 | 0 | 0 | 0 | 0 | 0
LFG | 0 | 0 | 0 | 0 | 0 | 0
Nuc | 0 | 614.5 | 0 | 0 | 2224 | 1174
PS | 0 | 0 | 0 | 0 | 0 | 0
PV | 0 | 0 | 0 | 0 | 0 | 0
PeakG | 268.5 | 0 | 0 | 0 | 0 | 0
PeakO | 2.7 | 0 | 0 | 0 | 0 | 0
ST | 0 | 0 | 0 | 0 | 0 | 0
STOG | 629.5 | 0 | 0 | 0 | 0 | 0
STWD | 0 | 0 | 0 | 0 | 0 | 0
WT | 0 | 0 | 0 | 0 | 0 | 0
IGCC | 0 | 0 | 0 | 0 | 0 | 0
DemandResponse | 0 | 0 | 0 | 0 | 0 | 0
IGCC-CCS | 0 | 0 | 0 | 0 | 0 | 0
WT_off | 0 | 0 | 0 | 0 | 0 | 0
PseudoUnit | 0 | 0 | 0 | 0 | 0 | 0
FixedInterchange | 0 | 0 | 0 | 0 | 0 | 0
Retirements of Capacity by Reporting Type: PJM_ROM
ReportingType | 2015 | 2020 | 2025 | 2030 | 2035 | 2040
BM | 0 | 0 | 0 | 0 | 0 | 0
CC | 0 | 0 | 0 | 0 | 0 | 0
CSP | 0 | 0 | 0 | 0 | 0 | 0
CT | 0 | 0 | 0 | 0 | 0 | 0
Coal | 8045.48 | 0 | 0 | 0 | 0 | 0
Geo | 0 | 0 | 0 | 0 | 0 | 0
H | 0 | 0 | 0 | 0 | 0 | 0
LFG | 0 | 0 | 0 | 0 | 0 | 0
Nuc | 0 | 0 | 0 | 0 | 1732 | 899
PS | 0 | 0 | 0 | 0 | 0 | 0
PV | 0 | 0 | 0 | 0 | 0 | 0
PeakG | 0 | 0 | 0 | 0 | 0 | 0
PeakO | 270 | 0 | 0 | 0 | 0 | 0
ST | 0 | 0 | 0 | 0 | 0 | 0
STOG | 580 | 0 | 0 | 0 | 0 | 0
STWD | 0 | 0 | 0 | 0 | 0 | 0
WT | 0 | 0 | 0 | 0 | 0 | 0
IGCC | 0 | 0 | 0 | 0 | 0 | 0
DemandResponse | 0 | 0 | 0 | 0 | 0 | 0
IGCC-CCS | 0 | 0 | 0 | 0 | 0 | 0
WT_off | 0 | 0 | 0 | 0 | 0 | 0
PseudoUnit | 0 | 0 | 0 | 0 | 0 | 0
FixedInterchange | 0 | 0 | 0 | 0 | 0 | 0
Retirements of Capacity by Reporting Type: PJM_ROR
ReportingType | 2015 | 2020 | 2025 | 2030 | 2035 | 2040
BM | 0 | 0 | 0 | 0 | 0 | 192
CC | 0 | 0 | 0 | 0 | 0 | 0
CSP | 0 | 0 | 0 | 0 | 0 | 0
CT | 0 | 0 | 0 | 0 | 0 | 0
Coal | 13656.5 | 5343.44 | 0 | 0 | 0 | 0
Geo | 0 | 0 | 0 | 0 | 0 | 0
H | 0 | 0 | 0 | 0 | 0 | 0
LFG | 0 | 0 | 0 | 0 | 0 | 0
Nuc | 0 | 0 | 0 | 867 | 4275 | 4883.16
PS | 0 | 0 | 0 | 0 | 0 | 0
PV | 0 | 0 | 0 | 0 | 0 | 0
PeakG | 0 | 0 | 0 | 0 | 0 | 0
PeakO | 19 | 0 | 0 | 0 | 0 | 0
ST | 0 | 0 | 0 | 0 | 0 | 0
STOG | 0 | 0 | 0 | 0 | 0 | 0
STWD | 0 | 0 | 0 | 0 | 0 | 0
WT | 0 | 0 | 0 | 0 | 0 | 0
IGCC | 0 | 0 | 0 | 0 | 0 | 0
DemandResponse | 0 | 0 | 0 | 0 | 0 | 0
IGCC-CCS | 0 | 0 | 0 | 0 | 0 | 0
WT_off | 0 | 0 | 0 | 0 | 0 | 0
PseudoUnit | 0 | 0 | 0 | 0 | 0 | 0
FixedInterchange | 0 | 0 | 0 | 0 | 0 | 0
Retirements of Capacity by Reporting Type: SOCO
ReportingType | 2015 | 2020 | 2025 | 2030 | 2035 | 2040
BM | 0 | 0 | 0 | 0 | 0 | 0
CC | 0 | 0 | 0 | 0 | 0 | 0
CSP | 0 | 0 | 0 | 0 | 0 | 0
CT | 0 | 0 | 0 | 0 | 0 | 0
Coal | 8952.36 | 0 | 0 | 0 | 0 | 0
Geo | 0 | 0 | 0 | 0 | 0 | 0
H | 0 | 0 | 0 | 0 | 0 | 0
LFG | 0 | 0 | 0 | 0 | 0 | 0
Nuc | 0 | 0 | 0 | 0 | 0 | 2645.05
PS | 0 | 0 | 0 | 0 | 0 | 0
PV | 0 | 0 | 0 | 0 | 0 | 0
PeakG | 0 | 0 | 0 | 0 | 0 | 0
PeakO | 305.17 | 0 | 0 | 0 | 0 | 0
ST | 0 | 0 | 0 | 0 | 0 | 0
STOG | 854 | 0 | 0 | 0 | 0 | 0
STWD | 667.99 | 0 | 0 | 0 | 0 | 0
WT | 0 | 0 | 0 | 0 | 0 | 0
IGCC | 0 | 0 | 0 | 0 | 0 | 0
DemandResponse | 0 | 0 | 0 | 0 | 0 | 0
IGCC-CCS | 0 | 0 | 0 | 0 | 0 | 0
WT_off | 0 | 0 | 0 | 0 | 0 | 0
PseudoUnit | 0 | 0 | 0 | 0 | 0 | 0
FixedInterchange | 0 | 0 | 0 | 0 | 0 | 0
Retirements of Capacity by Reporting Type: SPP_N
ReportingType | 2015 | 2020 | 2025 | 2030 | 2035 | 2040
BM | 0 | 0 | 0 | 0 | 0 | 0
CC | 0 | 0 | 0 | 0 | 0 | 0
CSP | 0 | 0 | 0 | 0 | 0 | 0
CT | 0 | 0 | 0 | 0 | 0 | 0
Coal | 0 | 374.59 | 0 | 0 | 0 | 0
Geo | 0 | 0 | 0 | 0 | 0 | 0
H | 0 | 0 | 0 | 0 | 0 | 0
LFG | 0 | 0 | 0 | 0 | 0 | 0
Nuc | 0 | 0 | 0 | 0 | 0 | 0
PS | 0 | 0 | 0 | 0 | 0 | 0
PV | 0 | 0 | 0 | 0 | 0 | 0
PeakG | 0 | 0 | 0 | 0 | 0 | 0
PeakO | 0 | 0 | 0 | 0 | 0 | 0
ST | 0 | 0 | 0 | 0 | 0 | 0
STOG | 86.96 | 0 | 0 | 0 | 0 | 0
STWD | 0 | 0 | 0 | 0 | 0 | 0
WT | 0 | 0 | 0 | 0 | 0 | 0
IGCC | 0 | 0 | 0 | 0 | 0 | 0
DemandResponse | 0 | 0 | 0 | 0 | 0 | 0
IGCC-CCS | 0 | 0 | 0 | 0 | 0 | 0
WT_off | 0 | 0 | 0 | 0 | 0 | 0
PseudoUnit | 0 | 0 | 0 | 0 | 0 | 0
FixedInterchange | 0 | 0 | 0 | 0 | 0 | 0
Retirements of Capacity by Reporting Type: SPP_S
ReportingType | 2015 | 2020 | 2025 | 2030 | 2035 | 2040
BM | 0 | 0 | 0 | 0 | 0 | 0
CC | 0 | 0 | 0 | 0 | 0 | 0
CSP | 0 | 0 | 0 | 0 | 0 | 0
CT | 0 | 0 | 0 | 0 | 0 | 0
Coal | 1585.99 | 0 | 0 | 0 | 0 | 0
Geo | 0 | 0 | 0 | 0 | 0 | 0
H | 0 | 0 | 0 | 0 | 0 | 0
LFG | 0 | 0 | 0 | 0 | 0 | 0
Nuc | 0 | 0 | 0 | 0 | 0 | 0
PS | 0 | 0 | 0 | 0 | 0 | 0
PV | 0 | 0 | 0 | 0 | 0 | 0
PeakG | 0 | 0 | 0 | 0 | 0 | 0
PeakO | 0 | 0 | 0 | 0 | 0 | 0
ST | 0 | 0 | 0 | 0 | 0 | 0
STOG | 2983.18 | 0 | 0 | 0 | 0 | 0
STWD | 0 | 0 | 0 | 0 | 0 | 0
WT | 0 | 0 | 0 | 0 | 0 | 0
IGCC | 0 | 0 | 0 | 0 | 0 | 0
DemandResponse | 0 | 0 | 0 | 0 | 0 | 0
IGCC-CCS | 0 | 0 | 0 | 0 | 0 | 0
WT_off | 0 | 0 | 0 | 0 | 0 | 0
PseudoUnit | 0 | 0 | 0 | 0 | 0 | 0
FixedInterchange | 0 | 0 | 0 | 0 | 0 | 0
Retirements of Capacity by Reporting Type: TVA
ReportingType | 2015 | 2020 | 2025 | 2030 | 2035 | 2040
BM | 0 | 0 | 0 | 0 | 0 | 0
CC | 0 | 0 | 0 | 0 | 0 | 0
CSP | 0 | 0 | 0 | 0 | 0 | 0
CT | 0 | 0 | 0 | 0 | 0 | 0
Coal | 3787.73 | 740.99 | 0 | 0 | 0 | 0
Geo | 0 | 0 | 0 | 0 | 0 | 0
H | 0 | 0 | 0 | 0 | 0 | 0
LFG | 0 | 0 | 0 | 0 | 0 | 0
Nuc | 0 | 0 | 0 | 0 | 2512.33 | 1278.67
PS | 0 | 0 | 0 | 0 | 0 | 0
PV | 0 | 0 | 0 | 0 | 0 | 0
PeakG | 0 | 0 | 0 | 0 | 0 | 0
PeakO | 0 | 0 | 0 | 0 | 0 | 0
ST | 0 | 0 | 0 | 0 | 0 | 0
STOG | 0 | 0 | 0 | 0 | 0 | 0
STWD | 0 | 0 | 0 | 0 | 0 | 0
WT | 0 | 0 | 0 | 0 | 0 | 0
IGCC | 0 | 0 | 0 | 0 | 0 | 0
DemandResponse | 0 | 0 | 0 | 0 | 0 | 0
IGCC-CCS | 0 | 0 | 0 | 0 | 0 | 0
WT_off | 0 | 0 | 0 | 0 | 0 | 0
PseudoUnit | 0 | 0 | 0 | 0 | 0 | 0
FixedInterchange | 0 | 0 | 0 | 0 | 0 | 0
Retirements of Capacity by Reporting Type: TVA_Transmission
ReportingType | 2015 | 2020 | 2025 | 2030 | 2035 | 2040
BM | 0 | 0 | 0 | 0 | 0 | 0
CC | 0 | 0 | 0 | 0 | 0 | 0
CSP | 0 | 0 | 0 | 0 | 0 | 0
CT | 0 | 0 | 0 | 0 | 0 | 0
Coal | 0 | 0 | 0 | 0 | 0 | 0
Geo | 0 | 0 | 0 | 0 | 0 | 0
H | 0 | 0 | 0 | 0 | 0 | 0
LFG | 0 | 0 | 0 | 0 | 0 | 0
Nuc | 0 | 0 | 0 | 0 | 0 | 0
PS | 0 | 0 | 0 | 0 | 0 | 0
PV | 0 | 0 | 0 | 0 | 0 | 0
PeakG | 0 | 0 | 0 | 0 | 0 | 0
PeakO | 0 | 0 | 0 | 0 | 0 | 0
ST | 0 | 0 | 0 | 0 | 0 | 0
STOG | 0 | 0 | 0 | 0 | 0 | 0
STWD | 0 | 0 | 0 | 0 | 0 | 0
WT | 0 | 0 | 0 | 0 | 0 | 0
IGCC | 0 | 0 | 0 | 0 | 0 | 0
DemandResponse | 0 | 0 | 0 | 0 | 0 | 0
IGCC-CCS | 0 | 0 | 0 | 0 | 0 | 0
WT_off | 0 | 0 | 0 | 0 | 0 | 0
PseudoUnit | 0 | 0 | 0 | 0 | 0 | 0
FixedInterchange | 0 | 0 | 0 | 0 | 0 | 0
Retirements of Capacity by Reporting Type: VACAR
ReportingType | 2015 | 2020 | 2025 | 2030 | 2035 | 2040
BM | 0 | 0 | 0 | 0 | 0 | 0
CC | 0 | 0 | 0 | 0 | 0 | 0
CSP | 0 | 0 | 0 | 0 | 0 | 0
CT | 0 | 0 | 0 | 0 | 0 | 0
Coal | 3824.96 | 2177.99 | 0 | 0 | 0 | 0
Geo | 0 | 0 | 0 | 0 | 0 | 0
H | 0 | 0 | 0 | 0 | 0 | 0
LFG | 0 | 0 | 0 | 0 | 0 | 0
Nuc | 0 | 0 | 0 | 0 | 3248 | 1858
PS | 0 | 0 | 0 | 0 | 0 | 0
PV | 0 | 0 | 0 | 0 | 0 | 0
PeakG | 0 | 0 | 0 | 0 | 0 | 0
PeakO | 0 | 0 | 0 | 0 | 0 | 0
ST | 0 | 0 | 0 | 0 | 0 | 0
STOG | 0 | 0 | 0 | 0 | 0 | 0
STWD | 0 | 0 | 0 | 0 | 0 | 0
WT | 0 | 0 | 0 | 0 | 0 | 0
IGCC | 0 | 0 | 0 | 0 | 0 | 0
DemandResponse | 0 | 0 | 0 | 0 | 0 | 0
IGCC-CCS | 0 | 0 | 0 | 0 | 0 | 0
WT_off | 0 | 0 | 0 | 0 | 0 | 0
PseudoUnit | 0 | 0 | 0 | 0 | 0 | 0
FixedInterchange | 0 | 0 | 0 | 0 | 0 | 0
Retirements of Capacity by Reporting Type: IESO
ReportingType | 2015 | 2020 | 2025 | 2030 | 2035 | 2040
BM | 0 | 0 | 0 | 0 | 0 | 0
CC | 3092.84 | 0 | 0 | 0 | 0 | 0
CSP | 0 | 0 | 0 | 0 | 0 | 0
CT | 0 | 0 | 0 | 0 | 0 | 0
Coal | 6416 | 0 | 0 | 0 | 0 | 0
Geo | 0 | 0 | 0 | 0 | 0 | 0
H | 0 | 0 | 0 | 0 | 0 | 0
LFG | 0 | 0 | 0 | 0 | 0 | 0
Nuc | 0 | 0 | 0 | 0 | 1030 | 1540
PS | 0 | 0 | 0 | 0 | 0 | 0
PV | 0 | 0 | 0 | 0 | 1067.26 | 0
PeakG | 0 | 0 | 0 | 0 | 0 | 0
PeakO | 145.65 | 0 | 0 | 0 | 0 | 0
ST | 0 | 0 | 0 | 0 | 0 | 0
STOG | 2126 | 0 | 0 | 0 | 0 | 0
STWD | 139 | 0 | 0 | 0 | 0 | 0
WT | 0 | 0 | 0 | 0 | 2105.9 | 0
IGCC | 0 | 0 | 0 | 0 | 0 | 0
DemandResponse | 0 | 0 | 0 | 0 | 0 | 0
IGCC-CCS | 0 | 0 | 0 | 0 | 0 | 0
WT_off | 0 | 0 | 0 | 0 | 0 | 0
PseudoUnit | 0 | 0 | 0 | 0 | 0 | 0
FixedInterchange | 0 | 0 | 0 | 0 | 0 | 0
Retirements of Capacity by Reporting Type: MAPP_CA
ReportingType | 2015 | 2020 | 2025 | 2030 | 2035 | 2040
BM | 0 | 0 | 0 | 0 | 0 | 0
CC | 0 | 0 | 0 | 0 | 0 | 0
CSP | 0 | 0 | 0 | 0 | 0 | 0
CT | 0 | 0 | 0 | 0 | 0 | 0
Coal | 1009.41 | 0 | 0 | 0 | 0 | 0
Geo | 0 | 0 | 0 | 0 | 0 | 0
H | 0 | 0 | 0 | 0 | 0 | 0
LFG | 0 | 0 | 0 | 0 | 0 | 0
Nuc | 0 | 0 | 0 | 0 | 0 | 0
PS | 0 | 0 | 0 | 0 | 0 | 0
PV | 0 | 0 | 0 | 0 | 0 | 0
PeakG | 0 | 0 | 0 | 0 | 0 | 0
PeakO | 0 | 0 | 0 | 0 | 0 | 0
ST | 0 | 0 | 0 | 0 | 0 | 0
STOG | 0 | 0 | 0 | 0 | 0 | 0
STWD | 0 | 0 | 0 | 0 | 0 | 0
WT | 0 | 0 | 0 | 0 | 0 | 0
IGCC | 0 | 0 | 0 | 0 | 0 | 0
DemandResponse | 0 | 0 | 0 | 0 | 0 | 0
IGCC-CCS | 0 | 0 | 0 | 0 | 0 | 0
WT_off | 0 | 0 | 0 | 0 | 0 | 0
PseudoUnit | 0 | 0 | 0 | 0 | 0 | 0
FixedInterchange | 0 | 0 | 0 | 0 | 0 | 0
Retirements of Capacity by Reporting Type: AZ_NM_SNV_Coal
ReportingType | 2015 | 2020 | 2025 | 2030 | 2035 | 2040
BM | 0 | 0 | 0 | 0 | 0 | 0
CC | 0 | 0 | 0 | 0 | 0 | 0
CSP | 0 | 0 | 0 | 0 | 0 | 0
CT | 0 | 0 | 0 | 0 | 0 | 0
Coal | 0 | 0 | 0 | 0 | 0 | 0
Geo | 0 | 0 | 0 | 0 | 0 | 0
H | 0 | 0 | 0 | 0 | 0 | 0
LFG | 0 | 0 | 0 | 0 | 0 | 0
Nuc | 0 | 0 | 0 | 0 | 0 | 0
PS | 0 | 0 | 0 | 0 | 0 | 0
PV | 0 | 0 | 0 | 0 | 0 | 0
PeakG | 0 | 0 | 0 | 0 | 0 | 0
PeakO | 0 | 0 | 0 | 15 | 0 | 185
ST | 0 | 0 | 0 | 0 | 0 | 0
STOG | 0 | 0 | 0 | 0 | 0 | 0
STWD | 0 | 0 | 0 | 0 | 0 | 0
WT | 0 | 0 | 0 | 0 | 0 | 0
IGCC | 0 | 0 | 0 | 0 | 0 | 0
DemandResponse | 0 | 0 | 0 | 0 | 0 | 0
IGCC-CCS | 0 | 0 | 0 | 0 | 0 | 0
WT_off | 0 | 0 | 0 | 0 | 0 | 0
PseudoUnit | 0 | 0 | 0 | 0 | 0 | 0
FixedInterchange | 0 | 0 | 0 | 0 | 0 | 0
Retirements of Capacity by Reporting Type: AZ_NM_SNV_Gas
ReportingType | 2015 | 2020 | 2025 | 2030 | 2035 | 2040
BM | 0 | 0 | 0 | 0 | 0 | 0
CC | 902.89 | 0 | 0 | 0 | 0 | 0
CSP | 0 | 0 | 0 | 0 | 0 | 0
CT | 0 | 0 | 0 | 0 | 736 | 0
Coal | 0 | 0 | 0 | 0 | 0 | 0
Geo | 0 | 0 | 0 | 0 | 0 | 0
H | 0 | 0 | 0 | 0 | 0 | 0
LFG | 0 | 0 | 0 | 0 | 0 | 0
Nuc | 0 | 0 | 0 | 0 | 0 | 0
PS | 0 | 0 | 0 | 0 | 0 | 0
PV | 0 | 0 | 0 | 0 | 0 | 0
PeakG | 0 | 0 | 0 | 0 | 0 | 3247.93
PeakO | 0 | 0 | 0 | 0 | 0 | 0
ST | 0 | 0 | 0 | 0 | 0 | 0
STOG | 2064 | 0 | 0 | 0 | 0 | 0
STWD | 0 | 0 | 0 | 0 | 0 | 0
WT | 0 | 0 | 0 | 0 | 0 | 0
IGCC | 0 | 0 | 0 | 0 | 0 | 0
DemandResponse | 0 | 0 | 0 | 0 | 0 | 0
IGCC-CCS | 0 | 0 | 0 | 0 | 0 | 0
WT_off | 0 | 0 | 0 | 0 | 0 | 0
PseudoUnit | 0 | 0 | 0 | 0 | 0 | 0
FixedInterchange | 0 | 0 | 0 | 0 | 0 | 0
Retirements of Capacity by Reporting Type: AZ_NM_SNV_NucRenew
ReportingType | 2015 | 2020 | 2025 | 2030 | 2035 | 2040
BM | 0 | 0 | 0 | 0 | 0 | 0
CC | 0 | 0 | 0 | 0 | 0 | 0
CSP | 65 | 0 | 0 | 0 | 0 | 0
CT | 0 | 0 | 0 | 0 | 0 | 0
Coal | 0 | 0 | 0 | 0 | 0 | 0
Geo | 0 | 0 | 0 | 0 | 0 | 0
H | 0 | 0 | 0 | 0 | 0 | 0
LFG | 0 | 0 | 0 | 0 | 0 | 0
Nuc | 0 | 0 | 0 | 0 | 0 | 0
PS | 0 | 0 | 0 | 0 | 0 | 0
PV | 0 | 0 | 0 | 0 | 0 | 0
PeakG | 0 | 0 | 0 | 0 | 0 | 0
PeakO | 0 | 0 | 0 | 0 | 0 | 0
ST | 0 | 0 | 0 | 0 | 0 | 0
STOG | 0 | 0 | 0 | 0 | 0 | 0
STWD | 0 | 0 | 0 | 0 | 0 | 0
WT | 0 | 0 | 0 | 0 | 0 | 0
IGCC | 0 | 0 | 0 | 0 | 0 | 0
DemandResponse | 0 | 0 | 0 | 0 | 0 | 0
IGCC-CCS | 0 | 0 | 0 | 0 | 0 | 0
WT_off | 0 | 0 | 0 | 0 | 0 | 0
PseudoUnit | 0 | 0 | 0 | 0 | 0 | 0
FixedInterchange | 0 | 0 | 0 | 0 | 0 | 0
Retirements of Capacity by Reporting Type: ERCOT
ReportingType | 2015 | 2020 | 2025 | 2030 | 2035 | 2040
BM | 0 | 0 | 0 | 0 | 0 | 0
CC | 0 | 0 | 0 | 0 | 0 | 0
CSP | 0 | 0 | 0 | 0 | 0 | 0
CT | 0 | 0 | 0 | 0 | 0 | 0
Coal | 1144 | 0 | 0 | 0 | 0 | 0
Geo | 0 | 0 | 0 | 0 | 0 | 0
H | 0 | 0 | 0 | 0 | 0 | 0
LFG | 0 | 0 | 0 | 0 | 0 | 0
Nuc | 0 | 0 | 0 | 0 | 0 | 0
PS | 0 | 0 | 0 | 0 | 0 | 0
PV | 0 | 0 | 0 | 0 | 14 | 0
PeakG | 0 | 0 | 0 | 0 | 0 | 0
PeakO | 0 | 0 | 0 | 0 | 0 | 0
ST | 0 | 0 | 0 | 0 | 0 | 0
STOG | 1868.56 | 0 | 0 | 0 | 0 | 0
STWD | 0 | 0 | 0 | 0 | 0 | 0
WT | 0 | 0 | 0 | 0 | 0 | 0
IGCC | 0 | 0 | 0 | 0 | 0 | 0
DemandResponse | 0 | 0 | 0 | 0 | 0 | 0
IGCC-CCS | 0 | 0 | 0 | 0 | 0 | 0
WT_off | 0 | 0 | 0 | 0 | 0 | 0
PseudoUnit | 0 | 0 | 0 | 0 | 0 | 0
FixedInterchange | 0 | 0 | 0 | 0 | 0 | 0
Retirements of Capacity by Reporting Type: NP15
ReportingType | 2015 | 2020 | 2025 | 2030 | 2035 | 2040
BM | 0 | 0 | 0 | 0 | 0 | 0
CC | 0 | 0 | 0 | 0 | 0 | 0
CSP | 0 | 0 | 0 | 0 | 0 | 0
CT | 0 | 0 | 0 | 0 | 0 | 0
Coal | 163.7 | 28.2 | 0 | 0 | 0 | 0
Geo | 0 | 0 | 0 | 0 | 0 | 0
H | 0 | 0 | 0 | 0 | 0 | 0
LFG | 0 | 0 | 0 | 0 | 0 | 0
Nuc | 0 | 0 | 0 | 0 | 0 | 0
PS | 0 | 0 | 0 | 0 | 0 | 0
PV | 0 | 0 | 0 | 0 | 0 | 0
PeakG | 0 | 0 | 0 | 0 | 0 | 0
PeakO | 156 | 0 | 0 | 0 | 0 | 0
ST | 0 | 0 | 0 | 0 | 0 | 0
STOG | 1046.4 | 0 | 0 | 0 | 0 | 0
STWD | 0 | 0 | 0 | 0 | 0 | 0
WT | 0 | 0 | 0 | 0 | 0 | 0
IGCC | 0 | 0 | 0 | 0 | 0 | 0
DemandResponse | 0 | 0 | 0 | 0 | 0 | 0
IGCC-CCS | 0 | 0 | 0 | 0 | 0 | 0
WT_off | 0 | 0 | 0 | 0 | 0 | 0
PseudoUnit | 0 | 0 | 0 | 0 | 0 | 0
FixedInterchange | 0 | 0 | 0 | 0 | 0 | 0
Retirements of Capacity by Reporting Type: NWPP_Coal
ReportingType | 2015 | 2020 | 2025 | 2030 | 2035 | 2040
BM | 0 | 0 | 0 | 0 | 0 | 0
CC | 0 | 0 | 0 | 0 | 0 | 0
CSP | 0 | 0 | 0 | 0 | 0 | 0
CT | 0 | 0 | 0 | 0 | 0 | 0
Coal | 1373.88 | 0 | 0 | 0 | 0 | 0
Geo | 0 | 0 | 0 | 0 | 0 | 0
H | 0 | 0 | 0 | 0 | 0 | 0
LFG | 0 | 0 | 0 | 0 | 0 | 0
Nuc | 0 | 0 | 0 | 0 | 0 | 0
PS | 0 | 0 | 0 | 0 | 0 | 0
PV | 0 | 0 | 0 | 0 | 0 | 0
PeakG | 0 | 0 | 0 | 0 | 0 | 0
PeakO | 183 | 0 | 0 | 0 | 0 | 0
ST | 0 | 0 | 0 | 0 | 0 | 0
STOG | 0 | 0 | 0 | 0 | 0 | 0
STWD | 0 | 0 | 0 | 0 | 0 | 0
WT | 0 | 0 | 0 | 0 | 0 | 0
IGCC | 0 | 0 | 0 | 0 | 0 | 0
DemandResponse | 0 | 0 | 0 | 0 | 0 | 0
IGCC-CCS | 0 | 0 | 0 | 0 | 0 | 0
WT_off | 0 | 0 | 0 | 0 | 0 | 0
PseudoUnit | 0 | 0 | 0 | 0 | 0 | 0
FixedInterchange | 0 | 0 | 0 | 0 | 0 | 0
Retirements of Capacity by Reporting Type: NWPP_Gas
ReportingType | 2015 | 2020 | 2025 | 2030 | 2035 | 2040
BM | 0 | 0 | 0 | 0 | 0 | 0
CC | 1678 | 0 | 0 | 0 | 0 | 0
CSP | 0 | 0 | 0 | 0 | 0 | 0
CT | 0 | 0 | 0 | 0 | 150 | 0
Coal | 0 | 0 | 0 | 0 | 0 | 0
Geo | 0 | 0 | 0 | 0 | 0 | 0
H | 0 | 0 | 0 | 0 | 0 | 0
LFG | 0 | 0 | 0 | 0 | 0 | 0
Nuc | 0 | 0 | 0 | 0 | 0 | 0
PS | 0 | 0 | 0 | 0 | 0 | 0
PV | 0 | 0 | 0 | 0 | 0 | 0
PeakG | 2623 | 0 | 0 | 0 | 0 | 0
PeakO | 0 | 0 | 0 | 0 | 0 | 0
ST | 0 | 0 | 0 | 0 | 0 | 0
STOG | 786 | 0 | 0 | 0 | 0 | 0
STWD | 0 | 0 | 0 | 0 | 0 | 0
WT | 0 | 0 | 0 | 0 | 0 | 0
IGCC | 0 | 0 | 0 | 0 | 0 | 0
DemandResponse | 0 | 0 | 0 | 0 | 0 | 0
IGCC-CCS | 0 | 0 | 0 | 0 | 0 | 0
WT_off | 0 | 0 | 0 | 0 | 0 | 0
PseudoUnit | 0 | 0 | 0 | 0 | 0 | 0
FixedInterchange | 0 | 0 | 0 | 0 | 0 | 0
Retirements of Capacity by Reporting Type: NWPP_NucRenew
ReportingType | 2015 | 2020 | 2025 | 2030 | 2035 | 2040
BM | 0 | 0 | 0 | 0 | 0 | 0
CC | 0 | 0 | 0 | 0 | 0 | 0
CSP | 0 | 0 | 0 | 0 | 0 | 0
CT | 0 | 0 | 0 | 0 | 0 | 0
Coal | 0 | 0 | 0 | 0 | 0 | 0
Geo | 4.8 | 0 | 0 | 0 | 0 | 0
H | 0 | 0 | 0 | 0 | 0 | 0
LFG | 0 | 0 | 0 | 0 | 0 | 0
Nuc | 0 | 0 | 0 | 0 | 0 | 0
PS | 0 | 0 | 0 | 0 | 0 | 0
PV | 0 | 0 | 0 | 0 | 0 | 0
PeakG | 0 | 0 | 0 | 0 | 0 | 0
PeakO | 0 | 0 | 0 | 0 | 0 | 0
ST | 0 | 0 | 0 | 0 | 0 | 0
STOG | 0 | 0 | 0 | 0 | 0 | 0
STWD | 473.57 | 0 | 0 | 0 | 0 | 0
WT | 0 | 0 | 0 | 0 | 0 | 0
IGCC | 0 | 0 | 0 | 0 | 0 | 0
DemandResponse | 0 | 0 | 0 | 0 | 0 | 0
IGCC-CCS | 0 | 0 | 0 | 0 | 0 | 0
WT_off | 0 | 0 | 0 | 0 | 0 | 0
PseudoUnit | 0 | 0 | 0 | 0 | 0 | 0
FixedInterchange | 0 | 0 | 0 | 0 | 0 | 0
Retirements of Capacity by Reporting Type: RMPA
ReportingType | 2015 | 2020 | 2025 | 2030 | 2035 | 2040
BM | 0 | 0 | 0 | 0 | 0 | 0
CC | 0 | 0 | 0 | 0 | 0 | 0
CSP | 1 | 0 | 0 | 0 | 0 | 0
CT | 0 | 0 | 0 | 0 | 0 | 0
Coal | 535.08 | 170.5 | 352 | 0 | 0 | 191.91
Geo | 0 | 0 | 0 | 0 | 0 | 0
H | 0 | 0 | 0 | 0 | 0 | 0
LFG | 0 | 0 | 0 | 0 | 0 | 0
Nuc | 0 | 0 | 0 | 0 | 0 | 0
PS | 0 | 0 | 0 | 0 | 0 | 0
PV | 0 | 0 | 0 | 0 | 0 | 0
PeakG | 0 | 0 | 0 | 0 | 0 | 0
PeakO | 0 | 0 | 0 | 0 | 0 | 0
ST | 0 | 0 | 0 | 0 | 0 | 0
STOG | 217 | 0 | 0 | 0 | 0 | 0
STWD | 0 | 0 | 0 | 0 | 0 | 0
WT | 0 | 0 | 0 | 0 | 0 | 0
IGCC | 0 | 0 | 0 | 0 | 0 | 0
DemandResponse | 0 | 0 | 0 | 0 | 0 | 0
IGCC-CCS | 0 | 0 | 0 | 0 | 0 | 0
WT_off | 0 | 0 | 0 | 0 | 0 | 0
PseudoUnit | 0 | 0 | 0 | 0 | 0 | 0
FixedInterchange | 0 | 0 | 0 | 0 | 0 | 0
Retirements of Capacity by Reporting Type: SP15
ReportingType | 2015 | 2020 | 2025 | 2030 | 2035 | 2040
BM | 0 | 0 | 0 | 0 | 0 | 0
CC | 0 | 0 | 0 | 0 | 0 | 0
CSP | 409 | 0 | 0 | 0 | 0 | 0
CT | 0 | 0 | 0 | 0 | 0 | 0
Coal | 141.5 | 0 | 0 | 0 | 101.19 | 0
Geo | 0 | 0 | 0 | 0 | 0 | 0
H | 0 | 0 | 0 | 0 | 0 | 0
LFG | 0 | 0 | 0 | 0 | 0 | 0
Nuc | 0 | 0 | 0 | 0 | 0 | 0
PS | 0 | 0 | 0 | 0 | 0 | 0
PV | 0 | 0 | 0 | 0 | 3.8 | 0
PeakG | 44 | 0 | 0 | 0 | 0 | 0
PeakO | 15 | 0 | 0 | 0 | 0 | 0
ST | 0 | 0 | 0 | 0 | 0 | 0
STOG | 958 | 0 | 0 | 0 | 0 | 0
STWD | 0 | 0 | 0 | 0 | 0 | 0
WT | 126.2 | 0 | 0 | 0 | 0 | 0
IGCC | 0 | 0 | 0 | 0 | 0 | 0
DemandResponse | 0 | 0 | 0 | 0 | 0 | 0
IGCC-CCS | 0 | 0 | 0 | 0 | 0 | 0
WT_off | 0 | 0 | 0 | 0 | 0 | 0
PseudoUnit | 0 | 0 | 0 | 0 | 0 | 0
FixedInterchange | 0 | 0 | 0 | 0 | 0 | 0
Retirements of Capacity by Reporting Type: ALB
ReportingType | 2015 | 2020 | 2025 | 2030 | 2035 | 2040
BM | 0 | 0 | 0 | 0 | 0 | 0
CC | 0 | 0 | 0 | 0 | 0 | 24.46
CSP | 0 | 0 | 0 | 0 | 0 | 0
CT | 0 | 0 | 0 | 0 | 201.5 | 0
Coal | 0 | 0 | 0 | 0 | 0 | 0
Geo | 0 | 0 | 0 | 0 | 0 | 0
H | 0 | 0 | 0 | 0 | 0 | 0
LFG | 0 | 0 | 0 | 0 | 0 | 0
Nuc | 0 | 0 | 0 | 0 | 0 | 0
PS | 0 | 0 | 0 | 0 | 0 | 0
PV | 0 | 0 | 0 | 0 | 0 | 0
PeakG | 892.12 | 95.33 | 0 | 0 | 0 | 0
PeakO | 6 | 0 | 0 | 0 | 0 | 0
ST | 0 | 0 | 0 | 0 | 0 | 0
STOG | 186 | 0 | 0 | 0 | 0 | 0
STWD | 174 | 0 | 0 | 0 | 0 | 0
WT | 0 | 0 | 0 | 0 | 0 | 0
IGCC | 0 | 0 | 0 | 0 | 0 | 0
DemandResponse | 0 | 0 | 0 | 0 | 0 | 0
IGCC-CCS | 0 | 0 | 0 | 0 | 0 | 0
WT_off | 0 | 0 | 0 | 0 | 0 | 0
PseudoUnit | 0 | 0 | 0 | 0 | 0 | 0
FixedInterchange | 0 | 0 | 0 | 0 | 0 | 0
Retirements of Capacity by Reporting Type: BC
ReportingType | 2015 | 2020 | 2025 | 2030 | 2035 | 2040
BM | 0 | 0 | 0 | 0 | 0 | 0
CC | 0 | 0 | 0 | 0 | 0 | 0
CSP | 0 | 0 | 0 | 0 | 0 | 0
CT | 0 | 0 | 0 | 0 | 0 | 0
Coal | 0 | 0 | 0 | 0 | 0 | 0
Geo | 0 | 0 | 0 | 0 | 0 | 0
H | 0 | 0 | 0 | 0 | 0 | 0
LFG | 0 | 0 | 0 | 0 | 0 | 0
Nuc | 0 | 0 | 0 | 0 | 0 | 0
PS | 0 | 0 | 0 | 0 | 0 | 0
PV | 0 | 0 | 0 | 0 | 0 | 0
PeakG | 0 | 0 | 0 | 0 | 0 | 0
PeakO | 0 | 0 | 0 | 0 | 0 | 0
ST | 0 | 0 | 0 | 0 | 0 | 0
STOG | 938 | 0 | 0 | 0 | 0 | 0
STWD | 0 | 0 | 0 | 0 | 0 | 0
WT | 0 | 0 | 0 | 0 | 0 | 0
IGCC | 0 | 0 | 0 | 0 | 0 | 0
DemandResponse | 0 | 0 | 0 | 0 | 0 | 0
IGCC-CCS | 0 | 0 | 0 | 0 | 0 | 0
WT_off | 0 | 0 | 0 | 0 | 0 | 0
PseudoUnit | 0 | 0 | 0 | 0 | 0 | 0
FixedInterchange | 0 | 0 | 0 | 0 | 0 | 0
Retirements of Capacity by Reporting Type: HQ_IESO
ReportingType | 2015 | 2020 | 2025 | 2030 | 2035 | 2040
BM | 0 | 0 | 0 | 0 | 0 | 0
CC | 0 | 0 | 0 | 0 | 0 | 0
CSP | 0 | 0 | 0 | 0 | 0 | 0
CT | 0 | 0 | 0 | 0 | 0 | 0
Coal | 0 | 0 | 0 | 0 | 0 | 0
Geo | 0 | 0 | 0 | 0 | 0 | 0
H | 0 | 0 | 0 | 0 | 0 | 0
LFG | 0 | 0 | 0 | 0 | 0 | 0
Nuc | 0 | 0 | 0 | 0 | 0 | 0
PS | 0 | 0 | 0 | 0 | 0 | 0
PV | 0 | 0 | 0 | 0 | 0 | 0
PeakG | 0 | 0 | 0 | 0 | 0 | 0
PeakO | 0 | 0 | 0 | 0 | 0 | 0
ST | 0 | 0 | 0 | 0 | 0 | 0
STOG | 0 | 0 | 0 | 0 | 0 | 0
STWD | 0 | 0 | 0 | 0 | 0 | 0
WT | 0 | 0 | 0 | 0 | 0 | 0
IGCC | 0 | 0 | 0 | 0 | 0 | 0
DemandResponse | 0 | 0 | 0 | 0 | 0 | 0
IGCC-CCS | 0 | 0 | 0 | 0 | 0 | 0
WT_off | 0 | 0 | 0 | 0 | 0 | 0
PseudoUnit | 0 | 0 | 0 | 0 | 0 | 0
FixedInterchange | 0 | 0 | 0 | 0 | 0 | 0
Retirements of Capacity by Reporting Type: HQ_NEISO
ReportingType | 2015 | 2020 | 2025 | 2030 | 2035 | 2040
BM | 0 | 0 | 0 | 0 | 0 | 0
CC | 0 | 0 | 0 | 0 | 0 | 0
CSP | 0 | 0 | 0 | 0 | 0 | 0
CT | 0 | 0 | 0 | 0 | 0 | 0
Coal | 0 | 0 | 0 | 0 | 0 | 0
Geo | 0 | 0 | 0 | 0 | 0 | 0
H | 0 | 0 | 0 | 0 | 0 | 0
LFG | 0 | 0 | 0 | 0 | 0 | 0
Nuc | 0 | 0 | 0 | 0 | 0 | 0
PS | 0 | 0 | 0 | 0 | 0 | 0
PV | 0 | 0 | 0 | 0 | 0 | 0
PeakG | 0 | 0 | 0 | 0 | 0 | 0
PeakO | 0 | 0 | 0 | 0 | 0 | 0
ST | 0 | 0 | 0 | 0 | 0 | 0
STOG | 0 | 0 | 0 | 0 | 0 | 0
STWD | 0 | 0 | 0 | 0 | 0 | 0
WT | 0 | 0 | 0 | 0 | 0 | 0
IGCC | 0 | 0 | 0 | 0 | 0 | 0
DemandResponse | 0 | 0 | 0 | 0 | 0 | 0
IGCC-CCS | 0 | 0 | 0 | 0 | 0 | 0
WT_off | 0 | 0 | 0 | 0 | 0 | 0
PseudoUnit | 0 | 0 | 0 | 0 | 0 | 0
FixedInterchange | 0 | 0 | 0 | 0 | 0 | 0
Retirements of Capacity by Reporting Type: HQ_NY
ReportingType | 2015 | 2020 | 2025 | 2030 | 2035 | 2040
BM | 0 | 0 | 0 | 0 | 0 | 0
CC | 0 | 0 | 0 | 0 | 0 | 0
CSP | 0 | 0 | 0 | 0 | 0 | 0
CT | 0 | 0 | 0 | 0 | 0 | 0
Coal | 0 | 0 | 0 | 0 | 0 | 0
Geo | 0 | 0 | 0 | 0 | 0 | 0
H | 0 | 0 | 0 | 0 | 0 | 0
LFG | 0 | 0 | 0 | 0 | 0 | 0
Nuc | 0 | 0 | 0 | 0 | 0 | 0
PS | 0 | 0 | 0 | 0 | 0 | 0
PV | 0 | 0 | 0 | 0 | 0 | 0
PeakG | 0 | 0 | 0 | 0 | 0 | 0
PeakO | 0 | 0 | 0 | 0 | 0 | 0
ST | 0 | 0 | 0 | 0 | 0 | 0
STOG | 0 | 0 | 0 | 0 | 0 | 0
STWD | 0 | 0 | 0 | 0 | 0 | 0
WT | 0 | 0 | 0 | 0 | 0 | 0
IGCC | 0 | 0 | 0 | 0 | 0 | 0
DemandResponse | 0 | 0 | 0 | 0 | 0 | 0
IGCC-CCS | 0 | 0 | 0 | 0 | 0 | 0
WT_off | 0 | 0 | 0 | 0 | 0 | 0
PseudoUnit | 0 | 0 | 0 | 0 | 0 | 0
FixedInterchange | 0 | 0 | 0 | 0 | 0 | 0
Retirements of Capacity by Reporting Type: MARITIMES
ReportingType | 2015 | 2020 | 2025 | 2030 | 2035 | 2040
BM | 0 | 0 | 0 | 0 | 0 | 0
CC | 0 | 0 | 0 | 0 | 0 | 0
CSP | 0 | 0 | 0 | 0 | 0 | 0
CT | 0 | 0 | 0 | 0 | 0 | 0
Coal | 0 | 0 | 0 | 0 | 0 | 0
Geo | 0 | 0 | 0 | 0 | 0 | 0
H | 0 | 0 | 0 | 0 | 0 | 0
LFG | 0 | 0 | 0 | 0 | 0 | 0
Nuc | 0 | 0 | 0 | 0 | 0 | 0
PS | 0 | 0 | 0 | 0 | 0 | 0
PV | 0 | 0 | 0 | 0 | 0 | 0
PeakG | 0 | 0 | 0 | 0 | 0 | 0
PeakO | 0 | 0 | 0 | 0 | 0 | 0
ST | 0 | 0 | 0 | 0 | 0 | 0
STOG | 0 | 0 | 0 | 0 | 0 | 0
STWD | 0 | 0 | 0 | 0 | 0 | 0
WT | 0 | 0 | 0 | 0 | 0 | 0
IGCC | 0 | 0 | 0 | 0 | 0 | 0
DemandResponse | 0 | 0 | 0 | 0 | 0 | 0
IGCC-CCS | 0 | 0 | 0 | 0 | 0 | 0
WT_off | 0 | 0 | 0 | 0 | 0 | 0
PseudoUnit | 0 | 0 | 0 | 0 | 0 | 0
FixedInterchange | 0 | 0 | 0 | 0 | 0 | 0
Retirements of Capacity by Reporting Type: All
ReportingType | 2015 | 2020 | 2025 | 2030 | 2035 | 2040
BM | 0 | 0 | 0 | 0 | 0 | 192
CC | 7890.03 | 0 | 0 | 0 | 0 | 24.46
CSP | 475 | 0 | 0 | 0 | 0 | 0
CT | 0 | 0 | 0 | 0 | 1087.5 | 0
Coal | 70431.08 | 15501.13 | 352 | 0 | 101.19 | 191.91
Geo | 4.8 | 0 | 0 | 0 | 0 | 0
H | 0 | 0 | 0 | 0 | 0 | 0
LFG | 0 | 0 | 0 | 0 | 0 | 0
Nuc | 0 | 614.5 | 0 | 1488.2 | 26575.7 | 19706
PS | 0 | 0 | 0 | 0 | 0 | 0
PV | 0 | 0 | 0 | 0 | 1117.05 | 0
PeakG | 3827.62 | 95.33 | 0 | 0 | 0 | 3247.93
PeakO | 1318.35 | 0 | 0 | 15 | 0 | 185
ST | 0 | 0 | 0 | 0 | 0 | 0
STOG | 43659.59 | 0 | 86.09 | 0 | 0 | 0
STWD | 1454.56 | 0 | 0 | 0 | 0 | 0
WT | 126.2 | 0 | 0 | 0 | 2105.9 | 0
IGCC | 0 | 0 | 0 | 0 | 0 | 0
DemandResponse | 0 | 0 | 0 | 0 | 0 | 0
IGCC-CCS | 0 | 0 | 0 | 0 | 0 | 0
WT_off | 0 | 0 | 0 | 0 | 468 | 0
PseudoUnit | 0 | 0 | 0 | 0 | 0 | 0
FixedInterchange | 0 | 0 | 0 | 0 | 0 | 0
Retirements of Capacity by Reporting Type: EI_US
ReportingType | 2015 | 2020 | 2025 | 2030 | 2035 | 2040
BM | 0 | 0 | 0 | 0 | 0 | 192
CC | 2216.3 | 0 | 0 | 0 | 0 | 0
CSP | 0 | 0 | 0 | 0 | 0 | 0
CT | 0 | 0 | 0 | 0 | 0 | 0
Coal | 59647.51 | 15302.43 | 0 | 0 | 0 | 0
Geo | 0 | 0 | 0 | 0 | 0 | 0
H | 0 | 0 | 0 | 0 | 0 | 0
LFG | 0 | 0 | 0 | 0 | 0 | 0
Nuc | 0 | 614.5 | 0 | 1488.2 | 25545.7 | 18166
PS | 0 | 0 | 0 | 0 | 0 | 0
PV | 0 | 0 | 0 | 0 | 32 | 0
PeakG | 268.5 | 0 | 0 | 0 | 0 | 0
PeakO | 812.71 | 0 | 0 | 0 | 0 | 0
ST | 0 | 0 | 0 | 0 | 0 | 0
STOG | 33469.63 | 0 | 86.09 | 0 | 0 | 0
STWD | 667.99 | 0 | 0 | 0 | 0 | 0
WT | 0 | 0 | 0 | 0 | 0 | 0
IGCC | 0 | 0 | 0 | 0 | 0 | 0
DemandResponse | 0 | 0 | 0 | 0 | 0 | 0
IGCC-CCS | 0 | 0 | 0 | 0 | 0 | 0
WT_off | 0 | 0 | 0 | 0 | 468 | 0
PseudoUnit | 0 | 0 | 0 | 0 | 0 | 0
FixedInterchange | 0 | 0 | 0 | 0 | 0 | 0
Retirements of Capacity by Reporting Type: EI_Canada
ReportingType | 2015 | 2020 | 2025 | 2030 | 2035 | 2040
BM | 0 | 0 | 0 | 0 | 0 | 0
CC | 3092.84 | 0 | 0 | 0 | 0 | 0
CSP | 0 | 0 | 0 | 0 | 0 | 0
CT | 0 | 0 | 0 | 0 | 0 | 0
Coal | 7425.4 | 0 | 0 | 0 | 0 | 0
Geo | 0 | 0 | 0 | 0 | 0 | 0
H | 0 | 0 | 0 | 0 | 0 | 0
LFG | 0 | 0 | 0 | 0 | 0 | 0
Nuc | 0 | 0 | 0 | 0 | 1030 | 1540
PS | 0 | 0 | 0 | 0 | 0 | 0
PV | 0 | 0 | 0 | 0 | 1067.26 | 0
PeakG | 0 | 0 | 0 | 0 | 0 | 0
PeakO | 145.65 | 0 | 0 | 0 | 0 | 0
ST | 0 | 0 | 0 | 0 | 0 | 0
STOG | 2126 | 0 | 0 | 0 | 0 | 0
STWD | 139 | 0 | 0 | 0 | 0 | 0
WT | 0 | 0 | 0 | 0 | 2105.9 | 0
IGCC | 0 | 0 | 0 | 0 | 0 | 0
DemandResponse | 0 | 0 | 0 | 0 | 0 | 0
IGCC-CCS | 0 | 0 | 0 | 0 | 0 | 0
WT_off | 0 | 0 | 0 | 0 | 0 | 0
PseudoUnit | 0 | 0 | 0 | 0 | 0 | 0
FixedInterchange | 0 | 0 | 0 | 0 | 0 | 0
Retirements of Capacity by Reporting Type: EI
ReportingType | 2015 | 2020 | 2025 | 2030 | 2035 | 2040
BM | 0 | 0 | 0 | 0 | 0 | 192
CC | 5309.14 | 0 | 0 | 0 | 0 | 0
CSP | 0 | 0 | 0 | 0 | 0 | 0
CT | 0 | 0 | 0 | 0 | 0 | 0
Coal | 67072.92 | 15302.43 | 0 | 0 | 0 | 0
Geo | 0 | 0 | 0 | 0 | 0 | 0
H | 0 | 0 | 0 | 0 | 0 | 0
LFG | 0 | 0 | 0 | 0 | 0 | 0
Nuc | 0 | 614.5 | 0 | 1488.2 | 26575.7 | 19706
PS | 0 | 0 | 0 | 0 | 0 | 0
PV | 0 | 0 | 0 | 0 | 1099.26 | 0
PeakG | 268.5 | 0 | 0 | 0 | 0 | 0
PeakO | 958.35 | 0 | 0 | 0 | 0 | 0
ST | 0 | 0 | 0 | 0 | 0 | 0
STOG | 35595.63 | 0 | 86.09 | 0 | 0 | 0
STWD | 806.99 | 0 | 0 | 0 | 0 | 0
WT | 0 | 0 | 0 | 0 | 2105.9 | 0
IGCC | 0 | 0 | 0 | 0 | 0 | 0
DemandResponse | 0 | 0 | 0 | 0 | 0 | 0
IGCC-CCS | 0 | 0 | 0 | 0 | 0 | 0
WT_off | 0 | 0 | 0 | 0 | 468 | 0
PseudoUnit | 0 | 0 | 0 | 0 | 0 | 0
FixedInterchange | 0 | 0 | 0 | 0 | 0 | 0
Retirements of Capacity by Reporting Type: Outside_EI
ReportingType | 2015 | 2020 | 2025 | 2030 | 2035 | 2040
BM | 0 | 0 | 0 | 0 | 0 | 0
CC | 2580.89 | 0 | 0 | 0 | 0 | 24.46
CSP | 475 | 0 | 0 | 0 | 0 | 0
CT | 0 | 0 | 0 | 0 | 1087.5 | 0
Coal | 3358.16 | 198.7 | 352 | 0 | 101.19 | 191.91
Geo | 4.8 | 0 | 0 | 0 | 0 | 0
H | 0 | 0 | 0 | 0 | 0 | 0
LFG | 0 | 0 | 0 | 0 | 0 | 0
Nuc | 0 | 0 | 0 | 0 | 0 | 0
PS | 0 | 0 | 0 | 0 | 0 | 0
PV | 0 | 0 | 0 | 0 | 17.8 | 0
PeakG | 3559.12 | 95.33 | 0 | 0 | 0 | 3247.93
PeakO | 360 | 0 | 0 | 15 | 0 | 185
ST | 0 | 0 | 0 | 0 | 0 | 0
STOG | 8063.96 | 0 | 0 | 0 | 0 | 0
STWD | 647.57 | 0 | 0 | 0 | 0 | 0
WT | 126.2 | 0 | 0 | 0 | 0 | 0
IGCC | 0 | 0 | 0 | 0 | 0 | 0
DemandResponse | 0 | 0 | 0 | 0 | 0 | 0
IGCC-CCS | 0 | 0 | 0 | 0 | 0 | 0
WT_off | 0 | 0 | 0 | 0 | 0 | 0
PseudoUnit | 0 | 0 | 0 | 0 | 0 | 0
FixedInterchange | 0 | 0 | 0 | 0 | 0 | 0
#4 | Cumulative Retirements of Capacity (MW)
Cumulative Retirements of Capacity by Reporting Type: Entergy
ReportingType | 2015 | 2020 | 2025 | 2030 | 2035 | 2040
BM | 0 | 0 | 0 | 0 | 0 | 0
CC | 0 | 0 | 0 | 0 | 0 | 0
CSP | 0 | 0 | 0 | 0 | 0 | 0
CT | 0 | 0 | 0 | 0 | 0 | 0
Coal | 892.9 | 892.9 | 892.9 | 892.9 | 892.9 | 892.9
Geo | 0 | 0 | 0 | 0 | 0 | 0
H | 0 | 0 | 0 | 0 | 0 | 0
LFG | 0 | 0 | 0 | 0 | 0 | 0
Nuc | 0 | 0 | 0 | 0 | 842 | 1839
PS | 0 | 0 | 0 | 0 | 0 | 0
PV | 0 | 0 | 0 | 0 | 0 | 0
PeakG | 0 | 0 | 0 | 0 | 0 | 0
PeakO | 0 | 0 | 0 | 0 | 0 | 0
ST | 0 | 0 | 0 | 0 | 0 | 0
STOG | 11287 | 11287 | 11373.09 | 11373.09 | 11373.09 | 11373.09
STWD | 0 | 0 | 0 | 0 | 0 | 0
WT | 0 | 0 | 0 | 0 | 0 | 0
IGCC | 0 | 0 | 0 | 0 | 0 | 0
DemandResponse | 0 | 0 | 0 | 0 | 0 | 0
IGCC-CCS | 0 | 0 | 0 | 0 | 0 | 0
WT_off | 0 | 0 | 0 | 0 | 0 | 0
PseudoUnit | 0 | 0 | 0 | 0 | 0 | 0
FixedInterchange | 0 | 0 | 0 | 0 | 0 | 0
Cumulative Retirements of Capacity by Reporting Type: FRCC
ReportingType | 2015 | 2020 | 2025 | 2030 | 2035 | 2040
BM | 0 | 0 | 0 | 0 | 0 | 0
CC | 0 | 0 | 0 | 0 | 0 | 0
CSP | 0 | 0 | 0 | 0 | 0 | 0
CT | 0 | 0 | 0 | 0 | 0 | 0
Coal | 466 | 1335 | 1335 | 1335 | 1335 | 1335
Geo | 0 | 0 | 0 | 0 | 0 | 0
H | 0 | 0 | 0 | 0 | 0 | 0
LFG | 0 | 0 | 0 | 0 | 0 | 0
Nuc | 0 | 0 | 0 | 0 | 1615.33 | 3292.33
PS | 0 | 0 | 0 | 0 | 0 | 0
PV | 0 | 0 | 0 | 0 | 0 | 0
PeakG | 0 | 0 | 0 | 0 | 0 | 0
PeakO | 0 | 0 | 0 | 0 | 0 | 0
ST | 0 | 0 | 0 | 0 | 0 | 0
STOG | 5430.08 | 5430.08 | 5430.08 | 5430.08 | 5430.08 | 5430.08
STWD | 0 | 0 | 0 | 0 | 0 | 0
WT | 0 | 0 | 0 | 0 | 0 | 0
IGCC | 0 | 0 | 0 | 0 | 0 | 0
DemandResponse | 0 | 0 | 0 | 0 | 0 | 0
IGCC-CCS | 0 | 0 | 0 | 0 | 0 | 0
WT_off | 0 | 0 | 0 | 0 | 0 | 0
PseudoUnit | 0 | 0 | 0 | 0 | 0 | 0
FixedInterchange | 0 | 0 | 0 | 0 | 0 | 0
Cumulative Retirements of Capacity by Reporting Type: MAPP_US
ReportingType | 2015 | 2020 | 2025 | 2030 | 2035 | 2040
BM | 0 | 0 | 0 | 0 | 0 | 0
CC | 0 | 0 | 0 | 0 | 0 | 0
CSP | 0 | 0 | 0 | 0 | 0 | 0
CT | 0 | 0 | 0 | 0 | 0 | 0
Coal | 715.5 | 885.68 | 885.68 | 885.68 | 885.68 | 885.68
Geo | 0 | 0 | 0 | 0 | 0 | 0
H | 0 | 0 | 0 | 0 | 0 | 0
LFG | 0 | 0 | 0 | 0 | 0 | 0
Nuc | 0 | 0 | 0 | 0 | 0 | 0
PS | 0 | 0 | 0 | 0 | 0 | 0
PV | 0 | 0 | 0 | 0 | 0 | 0
PeakG | 0 | 0 | 0 | 0 | 0 | 0
PeakO | 215.82 | 215.82 | 215.82 | 215.82 | 215.82 | 215.82
ST | 0 | 0 | 0 | 0 | 0 | 0
STOG | 36 | 36 | 36 | 36 | 36 | 36
STWD | 0 | 0 | 0 | 0 | 0 | 0
WT | 0 | 0 | 0 | 0 | 0 | 0
IGCC | 0 | 0 | 0 | 0 | 0 | 0
DemandResponse | 0 | 0 | 0 | 0 | 0 | 0
IGCC-CCS | 0 | 0 | 0 | 0 | 0 | 0
WT_off | 0 | 0 | 0 | 0 | 0 | 0
PseudoUnit | 0 | 0 | 0 | 0 | 0 | 0
FixedInterchange | 0 | 0 | 0 | 0 | 0 | 0
Cumulative Retirements of Capacity by Reporting Type: MISO_IN
ReportingType | 2015 | 2020 | 2025 | 2030 | 2035 | 2040
BM | 0 | 0 | 0 | 0 | 0 | 0
CC | 0 | 0 | 0 | 0 | 0 | 0
CSP | 0 | 0 | 0 | 0 | 0 | 0
CT | 0 | 0 | 0 | 0 | 0 | 0
Coal | 929.9 | 1360.89 | 1360.89 | 1360.89 | 1360.89 | 1360.89
Geo | 0 | 0 | 0 | 0 | 0 | 0
H | 0 | 0 | 0 | 0 | 0 | 0
LFG | 0 | 0 | 0 | 0 | 0 | 0
Nuc | 0 | 0 | 0 | 0 | 0 | 0
PS | 0 | 0 | 0 | 0 | 0 | 0
PV | 0 | 0 | 0 | 0 | 0 | 0
PeakG | 0 | 0 | 0 | 0 | 0 | 0
PeakO | 0 | 0 | 0 | 0 | 0 | 0
ST | 0 | 0 | 0 | 0 | 0 | 0
STOG | 0 | 0 | 0 | 0 | 0 | 0
STWD | 0 | 0 | 0 | 0 | 0 | 0
WT | 0 | 0 | 0 | 0 | 0 | 0
IGCC | 0 | 0 | 0 | 0 | 0 | 0
DemandResponse | 0 | 0 | 0 | 0 | 0 | 0
IGCC-CCS | 0 | 0 | 0 | 0 | 0 | 0
WT_off | 0 | 0 | 0 | 0 | 0 | 0
PseudoUnit | 0 | 0 | 0 | 0 | 0 | 0
FixedInterchange | 0 | 0 | 0 | 0 | 0 | 0
Cumulative Retirements of Capacity by Reporting Type: MISO_MI
ReportingType | 2015 | 2020 | 2025 | 2030 | 2035 | 2040
BM | 0 | 0 | 0 | 0 | 0 | 0
CC | 0 | 0 | 0 | 0 | 0 | 0
CSP | 0 | 0 | 0 | 0 | 0 | 0
CT | 0 | 0 | 0 | 0 | 0 | 0
Coal | 2723.88 | 3910.88 | 3910.88 | 3910.88 | 3910.88 | 3910.88
Geo | 0 | 0 | 0 | 0 | 0 | 0
H | 0 | 0 | 0 | 0 | 0 | 0
LFG | 0 | 0 | 0 | 0 | 0 | 0
Nuc | 0 | 0 | 0 | 0 | 778 | 778
PS | 0 | 0 | 0 | 0 | 0 | 0
PV | 0 | 0 | 0 | 0 | 0 | 0
PeakG | 0 | 0 | 0 | 0 | 0 | 0
PeakO | 0 | 0 | 0 | 0 | 0 | 0
ST | 0 | 0 | 0 | 0 | 0 | 0
STOG | 0 | 0 | 0 | 0 | 0 | 0
STWD | 0 | 0 | 0 | 0 | 0 | 0
WT | 0 | 0 | 0 | 0 | 0 | 0
IGCC | 0 | 0 | 0 | 0 | 0 | 0
DemandResponse | 0 | 0 | 0 | 0 | 0 | 0
IGCC-CCS | 0 | 0 | 0 | 0 | 0 | 0
WT_off | 0 | 0 | 0 | 0 | 0 | 0
PseudoUnit | 0 | 0 | 0 | 0 | 0 | 0
FixedInterchange | 0 | 0 | 0 | 0 | 0 | 0
Cumulative Retirements of Capacity by Reporting Type: MISO_MO-IL
ReportingType | 2015 | 2020 | 2025 | 2030 | 2035 | 2040
BM | 0 | 0 | 0 | 0 | 0 | 0
CC | 0 | 0 | 0 | 0 | 0 | 0
CSP | 0 | 0 | 0 | 0 | 0 | 0
CT | 0 | 0 | 0 | 0 | 0 | 0
Coal | 1015.52 | 2056.68 | 2056.68 | 2056.68 | 2056.68 | 2056.68
Geo | 0 | 0 | 0 | 0 | 0 | 0
H | 0 | 0 | 0 | 0 | 0 | 0
LFG | 0 | 0 | 0 | 0 | 0 | 0
Nuc | 0 | 0 | 0 | 0 | 0 | 0
PS | 0 | 0 | 0 | 0 | 0 | 0
PV | 0 | 0 | 0 | 0 | 0 | 0
PeakG | 0 | 0 | 0 | 0 | 0 | 0
PeakO | 0 | 0 | 0 | 0 | 0 | 0
ST | 0 | 0 | 0 | 0 | 0 | 0
STOG | 0 | 0 | 0 | 0 | 0 | 0
STWD | 0 | 0 | 0 | 0 | 0 | 0
WT | 0 | 0 | 0 | 0 | 0 | 0
IGCC | 0 | 0 | 0 | 0 | 0 | 0
DemandResponse | 0 | 0 | 0 | 0 | 0 | 0
IGCC-CCS | 0 | 0 | 0 | 0 | 0 | 0
WT_off | 0 | 0 | 0 | 0 | 0 | 0
PseudoUnit | 0 | 0 | 0 | 0 | 0 | 0
FixedInterchange | 0 | 0 | 0 | 0 | 0 | 0
Cumulative Retirements of Capacity by Reporting Type: MISO_W
ReportingType | 2015 | 2020 | 2025 | 2030 | 2035 | 2040
BM | 0 | 0 | 0 | 0 | 0 | 0
CC | 0 | 0 | 0 | 0 | 0 | 0
CSP | 0 | 0 | 0 | 0 | 0 | 0
CT | 0 | 0 | 0 | 0 | 0 | 0
Coal | 1709.24 | 2928.53 | 2928.53 | 2928.53 | 2928.53 | 2928.53
Geo | 0 | 0 | 0 | 0 | 0 | 0
H | 0 | 0 | 0 | 0 | 0 | 0
LFG | 0 | 0 | 0 | 0 | 0 | 0
Nuc | 0 | 0 | 0 | 0 | 2361.23 | 2361.23
PS | 0 | 0 | 0 | 0 | 0 | 0
PV | 0 | 0 | 0 | 0 | 0 | 0
PeakG | 0 | 0 | 0 | 0 | 0 | 0
PeakO | 0 | 0 | 0 | 0 | 0 | 0
ST | 0 | 0 | 0 | 0 | 0 | 0
STOG | 0 | 0 | 0 | 0 | 0 | 0
STWD | 0 | 0 | 0 | 0 | 0 | 0
WT | 0 | 0 | 0 | 0 | 0 | 0
IGCC | 0 | 0 | 0 | 0 | 0 | 0
DemandResponse | 0 | 0 | 0 | 0 | 0 | 0
IGCC-CCS | 0 | 0 | 0 | 0 | 0 | 0
WT_off | 0 | 0 | 0 | 0 | 0 | 0
PseudoUnit | 0 | 0 | 0 | 0 | 0 | 0
FixedInterchange | 0 | 0 | 0 | 0 | 0 | 0
Cumulative Retirements of Capacity by Reporting Type: MISO_WUMS
ReportingType | 2015 | 2020 | 2025 | 2030 | 2035 | 2040
BM | 0 | 0 | 0 | 0 | 0 | 0
CC | 0 | 0 | 0 | 0 | 0 | 0
CSP | 0 | 0 | 0 | 0 | 0 | 0
CT | 0 | 0 | 0 | 0 | 0 | 0
Coal | 2574.49 | 3434.3 | 3434.3 | 3434.3 | 3434.3 | 3434.3
Geo | 0 | 0 | 0 | 0 | 0 | 0
H | 0 | 0 | 0 | 0 | 0 | 0
LFG | 0 | 0 | 0 | 0 | 0 | 0
Nuc | 0 | 0 | 0 | 0 | 1816.9 | 1816.9
PS | 0 | 0 | 0 | 0 | 0 | 0
PV | 0 | 0 | 0 | 0 | 0 | 0
PeakG | 0 | 0 | 0 | 0 | 0 | 0
PeakO | 0 | 0 | 0 | 0 | 0 | 0
ST | 0 | 0 | 0 | 0 | 0 | 0
STOG | 59.5 | 59.5 | 59.5 | 59.5 | 59.5 | 59.5
STWD | 0 | 0 | 0 | 0 | 0 | 0
WT | 0 | 0 | 0 | 0 | 0 | 0
IGCC | 0 | 0 | 0 | 0 | 0 | 0
DemandResponse | 0 | 0 | 0 | 0 | 0 | 0
IGCC-CCS | 0 | 0 | 0 | 0 | 0 | 0
WT_off | 0 | 0 | 0 | 0 | 0 | 0
PseudoUnit | 0 | 0 | 0 | 0 | 0 | 0
FixedInterchange | 0 | 0 | 0 | 0 | 0 | 0
Cumulative Retirements of Capacity by Reporting Type: Nebraska
ReportingType | 2015 | 2020 | 2025 | 2030 | 2035 | 2040
BM | 0 | 0 | 0 | 0 | 0 | 0
CC | 0 | 0 | 0 | 0 | 0 | 0
CSP | 0 | 0 | 0 | 0 | 0 | 0
CT | 0 | 0 | 0 | 0 | 0 | 0
Coal | 0 | 0 | 0 | 0 | 0 | 0
Geo | 0 | 0 | 0 | 0 | 0 | 0
H | 0 | 0 | 0 | 0 | 0 | 0
LFG | 0 | 0 | 0 | 0 | 0 | 0
Nuc | 0 | 0 | 0 | 0 | 1251.8 | 1251.8
PS | 0 | 0 | 0 | 0 | 0 | 0
PV | 0 | 0 | 0 | 0 | 0 | 0
PeakG | 0 | 0 | 0 | 0 | 0 | 0
PeakO | 0 | 0 | 0 | 0 | 0 | 0
ST | 0 | 0 | 0 | 0 | 0 | 0
STOG | 269.83 | 269.83 | 269.83 | 269.83 | 269.83 | 269.83
STWD | 0 | 0 | 0 | 0 | 0 | 0
WT | 0 | 0 | 0 | 0 | 0 | 0
IGCC | 0 | 0 | 0 | 0 | 0 | 0
DemandResponse | 0 | 0 | 0 | 0 | 0 | 0
IGCC-CCS | 0 | 0 | 0 | 0 | 0 | 0
WT_off | 0 | 0 | 0 | 0 | 0 | 0
PseudoUnit | 0 | 0 | 0 | 0 | 0 | 0
FixedInterchange | 0 | 0 | 0 | 0 | 0 | 0
Cumulative Retirements of Capacity by Reporting Type: NEISO
ReportingType | 2015 | 2020 | 2025 | 2030 | 2035 | 2040
BM | 0 | 0 | 0 | 0 | 0 | 0
CC | 2216.3 | 2216.3 | 2216.3 | 2216.3 | 2216.3 | 2216.3
CSP | 0 | 0 | 0 | 0 | 0 | 0
CT | 0 | 0 | 0 | 0 | 0 | 0
Coal | 2250.13 | 2570.13 | 2570.13 | 2570.13 | 2570.13 | 2570.13
Geo | 0 | 0 | 0 | 0 | 0 | 0
H | 0 | 0 | 0 | 0 | 0 | 0
LFG | 0 | 0 | 0 | 0 | 0 | 0
Nuc | 0 | 0 | 0 | 0 | 1289 | 2165.92
PS | 0 | 0 | 0 | 0 | 0 | 0
PV | 0 | 0 | 0 | 0 | 0 | 0
PeakG | 0 | 0 | 0 | 0 | 0 | 0
PeakO | 0.01 | 0.01 | 0.01 | 0.01 | 0.01 | 0.01
ST | 0 | 0 | 0 | 0 | 0 | 0
STOG | 6237 | 6237 | 6237 | 6237 | 6237 | 6237
STWD | 0 | 0 | 0 | 0 | 0 | 0
WT | 0 | 0 | 0 | 0 | 0 | 0
IGCC | 0 | 0 | 0 | 0 | 0 | 0
DemandResponse | 0 | 0 | 0 | 0 | 0 | 0
IGCC-CCS | 0 | 0 | 0 | 0 | 0 | 0
WT_off | 0 | 0 | 0 | 0 | 468 | 468
PseudoUnit | 0 | 0 | 0 | 0 | 0 | 0
FixedInterchange | 0 | 0 | 0 | 0 | 0 | 0
Cumulative Retirements of Capacity by Reporting Type: NonRTO_Midwest
ReportingType | 2015 | 2020 | 2025 | 2030 | 2035 | 2040
BM | 0 | 0 | 0 | 0 | 0 | 0
CC | 0 | 0 | 0 | 0 | 0 | 0
CSP | 0 | 0 | 0 | 0 | 0 | 0
CT | 0 | 0 | 0 | 0 | 0 | 0
Coal | 1092.84 | 1092.84 | 1092.84 | 1092.84 | 1092.84 | 1092.84
Geo | 0 | 0 | 0 | 0 | 0 | 0
H | 0 | 0 | 0 | 0 | 0 | 0
LFG | 0 | 0 | 0 | 0 | 0 | 0
Nuc | 0 | 0 | 0 | 0 | 0 | 0
PS | 0 | 0 | 0 | 0 | 0 | 0
PV | 0 | 0 | 0 | 0 | 0 | 0
PeakG | 0 | 0 | 0 | 0 | 0 | 0
PeakO | 0 | 0 | 0 | 0 | 0 | 0
ST | 0 | 0 | 0 | 0 | 0 | 0
STOG | 0 | 0 | 0 | 0 | 0 | 0
STWD | 0 | 0 | 0 | 0 | 0 | 0
WT | 0 | 0 | 0 | 0 | 0 | 0
IGCC | 0 | 0 | 0 | 0 | 0 | 0
DemandResponse | 0 | 0 | 0 | 0 | 0 | 0
IGCC-CCS | 0 | 0 | 0 | 0 | 0 | 0
WT_off | 0 | 0 | 0 | 0 | 0 | 0
PseudoUnit | 0 | 0 | 0 | 0 | 0 | 0
FixedInterchange | 0 | 0 | 0 | 0 | 0 | 0
Cumulative Retirements of Capacity by Reporting Type: NYISO_A-F
ReportingType | 2015 | 2020 | 2025 | 2030 | 2035 | 2040
BM | 0 | 0 | 0 | 0 | 0 | 0
CC | 0 | 0 | 0 | 0 | 0 | 0
CSP | 0 | 0 | 0 | 0 | 0 | 0
CT | 0 | 0 | 0 | 0 | 0 | 0
Coal | 2251.9 | 2251.9 | 2251.9 | 2251.9 | 2251.9 | 2251.9
Geo | 0 | 0 | 0 | 0 | 0 | 0
H | 0 | 0 | 0 | 0 | 0 | 0
LFG | 0 | 0 | 0 | 0 | 0 | 0
Nuc | 0 | 0 | 0 | 621.2 | 1201.7 | 2053.9
PS | 0 | 0 | 0 | 0 | 0 | 0
PV | 0 | 0 | 0 | 0 | 0 | 0
PeakG | 0 | 0 | 0 | 0 | 0 | 0
PeakO | 0 | 0 | 0 | 0 | 0 | 0
ST | 0 | 0 | 0 | 0 | 0 | 0
STOG | 1700.99 | 1700.99 | 1700.99 | 1700.99 | 1700.99 | 1700.99
STWD | 0 | 0 | 0 | 0 | 0 | 0
WT | 0 | 0 | 0 | 0 | 0 | 0
IGCC | 0 | 0 | 0 | 0 | 0 | 0
DemandResponse | 0 | 0 | 0 | 0 | 0 | 0
IGCC-CCS | 0 | 0 | 0 | 0 | 0 | 0
WT_off | 0 | 0 | 0 | 0 | 0 | 0
PseudoUnit | 0 | 0 | 0 | 0 | 0 | 0
FixedInterchange | 0 | 0 | 0 | 0 | 0 | 0
Cumulative Retirements of Capacity by Reporting Type: NYISO_G-I
ReportingType | 2015 | 2020 | 2025 | 2030 | 2035 | 2040
BM | 0 | 0 | 0 | 0 | 0 | 0
CC | 0 | 0 | 0 | 0 | 0 | 0
CSP | 0 | 0 | 0 | 0 | 0 | 0
CT | 0 | 0 | 0 | 0 | 0 | 0
Coal | 368.2 | 368.2 | 368.2 | 368.2 | 368.2 | 368.2
Geo | 0 | 0 | 0 | 0 | 0 | 0
H | 0 | 0 | 0 | 0 | 0 | 0
LFG | 0 | 0 | 0 | 0 | 0 | 0
Nuc | 0 | 0 | 0 | 0 | 1019.6 | 2044.6
PS | 0 | 0 | 0 | 0 | 0 | 0
PV | 0 | 0 | 0 | 0 | 0 | 0
PeakG | 0 | 0 | 0 | 0 | 0 | 0
PeakO | 0 | 0 | 0 | 0 | 0 | 0
ST | 0 | 0 | 0 | 0 | 0 | 0
STOG | 2430.98 | 2430.98 | 2430.98 | 2430.98 | 2430.98 | 2430.98
STWD | 0 | 0 | 0 | 0 | 0 | 0
WT | 0 | 0 | 0 | 0 | 0 | 0
IGCC | 0 | 0 | 0 | 0 | 0 | 0
DemandResponse | 0 | 0 | 0 | 0 | 0 | 0
IGCC-CCS | 0 | 0 | 0 | 0 | 0 | 0
WT_off | 0 | 0 | 0 | 0 | 0 | 0
PseudoUnit | 0 | 0 | 0 | 0 | 0 | 0
FixedInterchange | 0 | 0 | 0 | 0 | 0 | 0
Cumulative Retirements of Capacity by Reporting Type: NYISO_J-K
ReportingType | 2015 | 2020 | 2025 | 2030 | 2035 | 2040
BM | 0 | 0 | 0 | 0 | 0 | 0
CC | 0 | 0 | 0 | 0 | 0 | 0
CSP | 0 | 0 | 0 | 0 | 0 | 0
CT | 0 | 0 | 0 | 0 | 0 | 0
Coal | 0 | 0 | 0 | 0 | 0 | 0
Geo | 0 | 0 | 0 | 0 | 0 | 0
H | 0 | 0 | 0 | 0 | 0 | 0
LFG | 0 | 0 | 0 | 0 | 0 | 0
Nuc | 0 | 0 | 0 | 0 | 0 | 0
PS | 0 | 0 | 0 | 0 | 0 | 0
PV | 0 | 0 | 0 | 0 | 32 | 32
PeakG | 0 | 0 | 0 | 0 | 0 | 0
PeakO | 0 | 0 | 0 | 0 | 0 | 0
ST | 0 | 0 | 0 | 0 | 0 | 0
STOG | 884.61 | 884.61 | 884.61 | 884.61 | 884.61 | 884.61
STWD | 0 | 0 | 0 | 0 | 0 | 0
WT | 0 | 0 | 0 | 0 | 0 | 0
IGCC | 0 | 0 | 0 | 0 | 0 | 0
DemandResponse | 0 | 0 | 0 | 0 | 0 | 0
IGCC-CCS | 0 | 0 | 0 | 0 | 0 | 0
WT_off | 0 | 0 | 0 | 0 | 0 | 0
PseudoUnit | 0 | 0 | 0 | 0 | 0 | 0
FixedInterchange | 0 | 0 | 0 | 0 | 0 | 0
Cumulative Retirements of Capacity by Reporting Type: PJM_E
ReportingType | 2015 | 2020 | 2025 | 2030 | 2035 | 2040
BM | 0 | 0 | 0 | 0 | 0 | 0
CC | 0 | 0 | 0 | 0 | 0 | 0
CSP | 0 | 0 | 0 | 0 | 0 | 0
CT | 0 | 0 | 0 | 0 | 0 | 0
Coal | 2804 | 3371.99 | 3371.99 | 3371.99 | 3371.99 | 3371.99
Geo | 0 | 0 | 0 | 0 | 0 | 0
H | 0 | 0 | 0 | 0 | 0 | 0
LFG | 0 | 0 | 0 | 0 | 0 | 0
Nuc | 0 | 614.5 | 614.5 | 614.5 | 2838.5 | 4012.5
PS | 0 | 0 | 0 | 0 | 0 | 0
PV | 0 | 0 | 0 | 0 | 0 | 0
PeakG | 268.5 | 268.5 | 268.5 | 268.5 | 268.5 | 268.5
PeakO | 2.7 | 2.7 | 2.7 | 2.7 | 2.7 | 2.7
ST | 0 | 0 | 0 | 0 | 0 | 0
STOG | 629.5 | 629.5 | 629.5 | 629.5 | 629.5 | 629.5
STWD | 0 | 0 | 0 | 0 | 0 | 0
WT | 0 | 0 | 0 | 0 | 0 | 0
IGCC | 0 | 0 | 0 | 0 | 0 | 0
DemandResponse | 0 | 0 | 0 | 0 | 0 | 0
IGCC-CCS | 0 | 0 | 0 | 0 | 0 | 0
WT_off | 0 | 0 | 0 | 0 | 0 | 0
PseudoUnit | 0 | 0 | 0 | 0 | 0 | 0
FixedInterchange | 0 | 0 | 0 | 0 | 0 | 0
Cumulative Retirements of Capacity by Reporting Type: PJM_ROM
ReportingType | 2015 | 2020 | 2025 | 2030 | 2035 | 2040
BM | 0 | 0 | 0 | 0 | 0 | 0
CC | 0 | 0 | 0 | 0 | 0 | 0
CSP | 0 | 0 | 0 | 0 | 0 | 0
CT | 0 | 0 | 0 | 0 | 0 | 0
Coal | 8045.48 | 8045.48 | 8045.48 | 8045.48 | 8045.48 | 8045.48
Geo | 0 | 0 | 0 | 0 | 0 | 0
H | 0 | 0 | 0 | 0 | 0 | 0
LFG | 0 | 0 | 0 | 0 | 0 | 0
Nuc | 0 | 0 | 0 | 0 | 1732 | 2631
PS | 0 | 0 | 0 | 0 | 0 | 0
PV | 0 | 0 | 0 | 0 | 0 | 0
PeakG | 0 | 0 | 0 | 0 | 0 | 0
PeakO | 270 | 270 | 270 | 270 | 270 | 270
ST | 0 | 0 | 0 | 0 | 0 | 0
STOG | 580 | 580 | 580 | 580 | 580 | 580
STWD | 0 | 0 | 0 | 0 | 0 | 0
WT | 0 | 0 | 0 | 0 | 0 | 0
IGCC | 0 | 0 | 0 | 0 | 0 | 0
DemandResponse | 0 | 0 | 0 | 0 | 0 | 0
IGCC-CCS | 0 | 0 | 0 | 0 | 0 | 0
WT_off | 0 | 0 | 0 | 0 | 0 | 0
PseudoUnit | 0 | 0 | 0 | 0 | 0 | 0
FixedInterchange | 0 | 0 | 0 | 0 | 0 | 0
Cumulative Retirements of Capacity by Reporting Type: PJM_ROR
ReportingType | 2015 | 2020 | 2025 | 2030 | 2035 | 2040
BM | 0 | 0 | 0 | 0 | 0 | 192
CC | 0 | 0 | 0 | 0 | 0 | 0
CSP | 0 | 0 | 0 | 0 | 0 | 0
CT | 0 | 0 | 0 | 0 | 0 | 0
Coal | 13656.5 | 18999.94 | 18999.94 | 18999.94 | 18999.94 | 18999.94
Geo | 0 | 0 | 0 | 0 | 0 | 0
H | 0 | 0 | 0 | 0 | 0 | 0
LFG | 0 | 0 | 0 | 0 | 0 | 0
Nuc | 0 | 0 | 0 | 867 | 5142 | 10025.16
PS | 0 | 0 | 0 | 0 | 0 | 0
PV | 0 | 0 | 0 | 0 | 0 | 0
PeakG | 0 | 0 | 0 | 0 | 0 | 0
PeakO | 19 | 19 | 19 | 19 | 19 | 19
ST | 0 | 0 | 0 | 0 | 0 | 0
STOG | 0 | 0 | 0 | 0 | 0 | 0
STWD | 0 | 0 | 0 | 0 | 0 | 0
WT | 0 | 0 | 0 | 0 | 0 | 0
IGCC | 0 | 0 | 0 | 0 | 0 | 0
DemandResponse | 0 | 0 | 0 | 0 | 0 | 0
IGCC-CCS | 0 | 0 | 0 | 0 | 0 | 0
WT_off | 0 | 0 | 0 | 0 | 0 | 0
PseudoUnit | 0 | 0 | 0 | 0 | 0 | 0
FixedInterchange | 0 | 0 | 0 | 0 | 0 | 0
Cumulative Retirements of Capacity by Reporting Type: SOCO
ReportingType | 2015 | 2020 | 2025 | 2030 | 2035 | 2040
BM | 0 | 0 | 0 | 0 | 0 | 0
CC | 0 | 0 | 0 | 0 | 0 | 0
CSP | 0 | 0 | 0 | 0 | 0 | 0
CT | 0 | 0 | 0 | 0 | 0 | 0
Coal | 8952.36 | 8952.36 | 8952.36 | 8952.36 | 8952.36 | 8952.36
Geo | 0 | 0 | 0 | 0 | 0 | 0
H | 0 | 0 | 0 | 0 | 0 | 0
LFG | 0 | 0 | 0 | 0 | 0 | 0
Nuc | 0 | 0 | 0 | 0 | 0 | 2645.05
PS | 0 | 0 | 0 | 0 | 0 | 0
PV | 0 | 0 | 0 | 0 | 0 | 0
PeakG | 0 | 0 | 0 | 0 | 0 | 0
PeakO | 305.17 | 305.17 | 305.17 | 305.17 | 305.17 | 305.17
ST | 0 | 0 | 0 | 0 | 0 | 0
STOG | 854 | 854 | 854 | 854 | 854 | 854
STWD | 667.99 | 667.99 | 667.99 | 667.99 | 667.99 | 667.99
WT | 0 | 0 | 0 | 0 | 0 | 0
IGCC | 0 | 0 | 0 | 0 | 0 | 0
DemandResponse | 0 | 0 | 0 | 0 | 0 | 0
IGCC-CCS | 0 | 0 | 0 | 0 | 0 | 0
WT_off | 0 | 0 | 0 | 0 | 0 | 0
PseudoUnit | 0 | 0 | 0 | 0 | 0 | 0
FixedInterchange | 0 | 0 | 0 | 0 | 0 | 0
Cumulative Retirements of Capacity by Reporting Type: SPP_N
ReportingType | 2015 | 2020 | 2025 | 2030 | 2035 | 2040
BM | 0 | 0 | 0 | 0 | 0 | 0
CC | 0 | 0 | 0 | 0 | 0 | 0
CSP | 0 | 0 | 0 | 0 | 0 | 0
CT | 0 | 0 | 0 | 0 | 0 | 0
Coal | 0 | 374.59 | 374.59 | 374.59 | 374.59 | 374.59
Geo | 0 | 0 | 0 | 0 | 0 | 0
H | 0 | 0 | 0 | 0 | 0 | 0
LFG | 0 | 0 | 0 | 0 | 0 | 0
Nuc | 0 | 0 | 0 | 0 | 0 | 0
PS | 0 | 0 | 0 | 0 | 0 | 0
PV | 0 | 0 | 0 | 0 | 0 | 0
PeakG | 0 | 0 | 0 | 0 | 0 | 0
PeakO | 0 | 0 | 0 | 0 | 0 | 0
ST | 0 | 0 | 0 | 0 | 0 | 0
STOG | 86.96 | 86.96 | 86.96 | 86.96 | 86.96 | 86.96
STWD | 0 | 0 | 0 | 0 | 0 | 0
WT | 0 | 0 | 0 | 0 | 0 | 0
IGCC | 0 | 0 | 0 | 0 | 0 | 0
DemandResponse | 0 | 0 | 0 | 0 | 0 | 0
IGCC-CCS | 0 | 0 | 0 | 0 | 0 | 0
WT_off | 0 | 0 | 0 | 0 | 0 | 0
PseudoUnit | 0 | 0 | 0 | 0 | 0 | 0
FixedInterchange | 0 | 0 | 0 | 0 | 0 | 0
Cumulative Retirements of Capacity by Reporting Type: SPP_S
ReportingType | 2015 | 2020 | 2025 | 2030 | 2035 | 2040
BM | 0 | 0 | 0 | 0 | 0 | 0
CC | 0 | 0 | 0 | 0 | 0 | 0
CSP | 0 | 0 | 0 | 0 | 0 | 0
CT | 0 | 0 | 0 | 0 | 0 | 0
Coal | 1585.99 | 1585.99 | 1585.99 | 1585.99 | 1585.99 | 1585.99
Geo | 0 | 0 | 0 | 0 | 0 | 0
H | 0 | 0 | 0 | 0 | 0 | 0
LFG | 0 | 0 | 0 | 0 | 0 | 0
Nuc | 0 | 0 | 0 | 0 | 0 | 0
PS | 0 | 0 | 0 | 0 | 0 | 0
PV | 0 | 0 | 0 | 0 | 0 | 0
PeakG | 0 | 0 | 0 | 0 | 0 | 0
PeakO | 0 | 0 | 0 | 0 | 0 | 0
ST | 0 | 0 | 0 | 0 | 0 | 0
STOG | 2983.18 | 2983.18 | 2983.18 | 2983.18 | 2983.18 | 2983.18
STWD | 0 | 0 | 0 | 0 | 0 | 0
WT | 0 | 0 | 0 | 0 | 0 | 0
IGCC | 0 | 0 | 0 | 0 | 0 | 0
DemandResponse | 0 | 0 | 0 | 0 | 0 | 0
IGCC-CCS | 0 | 0 | 0 | 0 | 0 | 0
WT_off | 0 | 0 | 0 | 0 | 0 | 0
PseudoUnit | 0 | 0 | 0 | 0 | 0 | 0
FixedInterchange | 0 | 0 | 0 | 0 | 0 | 0
Cumulative Retirements of Capacity by Reporting Type: TVA
ReportingType | 2015 | 2020 | 2025 | 2030 | 2035 | 2040
BM | 0 | 0 | 0 | 0 | 0 | 0
CC | 0 | 0 | 0 | 0 | 0 | 0
CSP | 0 | 0 | 0 | 0 | 0 | 0
CT | 0 | 0 | 0 | 0 | 0 | 0
Coal | 3787.73 | 4528.72 | 4528.72 | 4528.72 | 4528.72 | 4528.72
Geo | 0 | 0 | 0 | 0 | 0 | 0
H | 0 | 0 | 0 | 0 | 0 | 0
LFG | 0 | 0 | 0 | 0 | 0 | 0
Nuc | 0 | 0 | 0 | 0 | 2512.33 | 3791
PS | 0 | 0 | 0 | 0 | 0 | 0
PV | 0 | 0 | 0 | 0 | 0 | 0
PeakG | 0 | 0 | 0 | 0 | 0 | 0
PeakO | 0 | 0 | 0 | 0 | 0 | 0
ST | 0 | 0 | 0 | 0 | 0 | 0
STOG | 0 | 0 | 0 | 0 | 0 | 0
STWD | 0 | 0 | 0 | 0 | 0 | 0
WT | 0 | 0 | 0 | 0 | 0 | 0
IGCC | 0 | 0 | 0 | 0 | 0 | 0
DemandResponse | 0 | 0 | 0 | 0 | 0 | 0
IGCC-CCS | 0 | 0 | 0 | 0 | 0 | 0
WT_off | 0 | 0 | 0 | 0 | 0 | 0
PseudoUnit | 0 | 0 | 0 | 0 | 0 | 0
FixedInterchange | 0 | 0 | 0 | 0 | 0 | 0
Cumulative Retirements of Capacity by Reporting Type: TVA_Transmission
ReportingType | 2015 | 2020 | 2025 | 2030 | 2035 | 2040
BM | 0 | 0 | 0 | 0 | 0 | 0
CC | 0 | 0 | 0 | 0 | 0 | 0
CSP | 0 | 0 | 0 | 0 | 0 | 0
CT | 0 | 0 | 0 | 0 | 0 | 0
Coal | 0 | 0 | 0 | 0 | 0 | 0
Geo | 0 | 0 | 0 | 0 | 0 | 0
H | 0 | 0 | 0 | 0 | 0 | 0
LFG | 0 | 0 | 0 | 0 | 0 | 0
Nuc | 0 | 0 | 0 | 0 | 0 | 0
PS | 0 | 0 | 0 | 0 | 0 | 0
PV | 0 | 0 | 0 | 0 | 0 | 0
PeakG | 0 | 0 | 0 | 0 | 0 | 0
PeakO | 0 | 0 | 0 | 0 | 0 | 0
ST | 0 | 0 | 0 | 0 | 0 | 0
STOG | 0 | 0 | 0 | 0 | 0 | 0
STWD | 0 | 0 | 0 | 0 | 0 | 0
WT | 0 | 0 | 0 | 0 | 0 | 0
IGCC | 0 | 0 | 0 | 0 | 0 | 0
DemandResponse | 0 | 0 | 0 | 0 | 0 | 0
IGCC-CCS | 0 | 0 | 0 | 0 | 0 | 0
WT_off | 0 | 0 | 0 | 0 | 0 | 0
PseudoUnit | 0 | 0 | 0 | 0 | 0 | 0
FixedInterchange | 0 | 0 | 0 | 0 | 0 | 0
Cumulative Retirements of Capacity by Reporting Type: VACAR
ReportingType | 2015 | 2020 | 2025 | 2030 | 2035 | 2040
BM | 0 | 0 | 0 | 0 | 0 | 0
CC | 0 | 0 | 0 | 0 | 0 | 0
CSP | 0 | 0 | 0 | 0 | 0 | 0
CT | 0 | 0 | 0 | 0 | 0 | 0
Coal | 3824.96 | 6002.94 | 6002.94 | 6002.94 | 6002.94 | 6002.94
Geo | 0 | 0 | 0 | 0 | 0 | 0
H | 0 | 0 | 0 | 0 | 0 | 0
LFG | 0 | 0 | 0 | 0 | 0 | 0
Nuc | 0 | 0 | 0 | 0 | 3248 | 5106
PS | 0 | 0 | 0 | 0 | 0 | 0
PV | 0 | 0 | 0 | 0 | 0 | 0
PeakG | 0 | 0 | 0 | 0 | 0 | 0
PeakO | 0 | 0 | 0 | 0 | 0 | 0
ST | 0 | 0 | 0 | 0 | 0 | 0
STOG | 0 | 0 | 0 | 0 | 0 | 0
STWD | 0 | 0 | 0 | 0 | 0 | 0
WT | 0 | 0 | 0 | 0 | 0 | 0
IGCC | 0 | 0 | 0 | 0 | 0 | 0
DemandResponse | 0 | 0 | 0 | 0 | 0 | 0
IGCC-CCS | 0 | 0 | 0 | 0 | 0 | 0
WT_off | 0 | 0 | 0 | 0 | 0 | 0
PseudoUnit | 0 | 0 | 0 | 0 | 0 | 0
FixedInterchange | 0 | 0 | 0 | 0 | 0 | 0
Cumulative Retirements of Capacity by Reporting Type: IESO
ReportingType | 2015 | 2020 | 2025 | 2030 | 2035 | 2040
BM | 0 | 0 | 0 | 0 | 0 | 0
CC | 3092.84 | 3092.84 | 3092.84 | 3092.84 | 3092.84 | 3092.84
CSP | 0 | 0 | 0 | 0 | 0 | 0
CT | 0 | 0 | 0 | 0 | 0 | 0
Coal | 6416 | 6416 | 6416 | 6416 | 6416 | 6416
Geo | 0 | 0 | 0 | 0 | 0 | 0
H | 0 | 0 | 0 | 0 | 0 | 0
LFG | 0 | 0 | 0 | 0 | 0 | 0
Nuc | 0 | 0 | 0 | 0 | 1030 | 2570
PS | 0 | 0 | 0 | 0 | 0 | 0
PV | 0 | 0 | 0 | 0 | 1067.26 | 1067.26
PeakG | 0 | 0 | 0 | 0 | 0 | 0
PeakO | 145.65 | 145.65 | 145.65 | 145.65 | 145.65 | 145.65
ST | 0 | 0 | 0 | 0 | 0 | 0
STOG | 2126 | 2126 | 2126 | 2126 | 2126 | 2126
STWD | 139 | 139 | 139 | 139 | 139 | 139
WT | 0 | 0 | 0 | 0 | 2105.9 | 2105.9
IGCC | 0 | 0 | 0 | 0 | 0 | 0
DemandResponse | 0 | 0 | 0 | 0 | 0 | 0
IGCC-CCS | 0 | 0 | 0 | 0 | 0 | 0
WT_off | 0 | 0 | 0 | 0 | 0 | 0
PseudoUnit | 0 | 0 | 0 | 0 | 0 | 0
FixedInterchange | 0 | 0 | 0 | 0 | 0 | 0
Cumulative Retirements of Capacity by Reporting Type: MAPP_CA
ReportingType | 2015 | 2020 | 2025 | 2030 | 2035 | 2040
BM | 0 | 0 | 0 | 0 | 0 | 0
CC | 0 | 0 | 0 | 0 | 0 | 0
CSP | 0 | 0 | 0 | 0 | 0 | 0
CT | 0 | 0 | 0 | 0 | 0 | 0
Coal | 1009.41 | 1009.41 | 1009.41 | 1009.41 | 1009.41 | 1009.41
Geo | 0 | 0 | 0 | 0 | 0 | 0
H | 0 | 0 | 0 | 0 | 0 | 0
LFG | 0 | 0 | 0 | 0 | 0 | 0
Nuc | 0 | 0 | 0 | 0 | 0 | 0
PS | 0 | 0 | 0 | 0 | 0 | 0
PV | 0 | 0 | 0 | 0 | 0 | 0
PeakG | 0 | 0 | 0 | 0 | 0 | 0
PeakO | 0 | 0 | 0 | 0 | 0 | 0
ST | 0 | 0 | 0 | 0 | 0 | 0
STOG | 0 | 0 | 0 | 0 | 0 | 0
STWD | 0 | 0 | 0 | 0 | 0 | 0
WT | 0 | 0 | 0 | 0 | 0 | 0
IGCC | 0 | 0 | 0 | 0 | 0 | 0
DemandResponse | 0 | 0 | 0 | 0 | 0 | 0
IGCC-CCS | 0 | 0 | 0 | 0 | 0 | 0
WT_off | 0 | 0 | 0 | 0 | 0 | 0
PseudoUnit | 0 | 0 | 0 | 0 | 0 | 0
FixedInterchange | 0 | 0 | 0 | 0 | 0 | 0
Cumulative Retirements of Capacity by Reporting Type: AZ_NM_SNV_Coal
ReportingType | 2015 | 2020 | 2025 | 2030 | 2035 | 2040
BM | 0 | 0 | 0 | 0 | 0 | 0
CC | 0 | 0 | 0 | 0 | 0 | 0
CSP | 0 | 0 | 0 | 0 | 0 | 0
CT | 0 | 0 | 0 | 0 | 0 | 0
Coal | 0 | 0 | 0 | 0 | 0 | 0
Geo | 0 | 0 | 0 | 0 | 0 | 0
H | 0 | 0 | 0 | 0 | 0 | 0
LFG | 0 | 0 | 0 | 0 | 0 | 0
Nuc | 0 | 0 | 0 | 0 | 0 | 0
PS | 0 | 0 | 0 | 0 | 0 | 0
PV | 0 | 0 | 0 | 0 | 0 | 0
PeakG | 0 | 0 | 0 | 0 | 0 | 0
PeakO | 0 | 0 | 0 | 15 | 15 | 200
ST | 0 | 0 | 0 | 0 | 0 | 0
STOG | 0 | 0 | 0 | 0 | 0 | 0
STWD | 0 | 0 | 0 | 0 | 0 | 0
WT | 0 | 0 | 0 | 0 | 0 | 0
IGCC | 0 | 0 | 0 | 0 | 0 | 0
DemandResponse | 0 | 0 | 0 | 0 | 0 | 0
IGCC-CCS | 0 | 0 | 0 | 0 | 0 | 0
WT_off | 0 | 0 | 0 | 0 | 0 | 0
PseudoUnit | 0 | 0 | 0 | 0 | 0 | 0
FixedInterchange | 0 | 0 | 0 | 0 | 0 | 0
Cumulative Retirements of Capacity by Reporting Type: AZ_NM_SNV_Gas
ReportingType | 2015 | 2020 | 2025 | 2030 | 2035 | 2040
BM | 0 | 0 | 0 | 0 | 0 | 0
CC | 902.89 | 902.89 | 902.89 | 902.89 | 902.89 | 902.89
CSP | 0 | 0 | 0 | 0 | 0 | 0
CT | 0 | 0 | 0 | 0 | 736 | 736
Coal | 0 | 0 | 0 | 0 | 0 | 0
Geo | 0 | 0 | 0 | 0 | 0 | 0
H | 0 | 0 | 0 | 0 | 0 | 0
LFG | 0 | 0 | 0 | 0 | 0 | 0
Nuc | 0 | 0 | 0 | 0 | 0 | 0
PS | 0 | 0 | 0 | 0 | 0 | 0
PV | 0 | 0 | 0 | 0 | 0 | 0
PeakG | 0 | 0 | 0 | 0 | 0 | 3247.93
PeakO | 0 | 0 | 0 | 0 | 0 | 0
ST | 0 | 0 | 0 | 0 | 0 | 0
STOG | 2064 | 2064 | 2064 | 2064 | 2064 | 2064
STWD | 0 | 0 | 0 | 0 | 0 | 0
WT | 0 | 0 | 0 | 0 | 0 | 0
IGCC | 0 | 0 | 0 | 0 | 0 | 0
DemandResponse | 0 | 0 | 0 | 0 | 0 | 0
IGCC-CCS | 0 | 0 | 0 | 0 | 0 | 0
WT_off | 0 | 0 | 0 | 0 | 0 | 0
PseudoUnit | 0 | 0 | 0 | 0 | 0 | 0
FixedInterchange | 0 | 0 | 0 | 0 | 0 | 0
Cumulative Retirements of Capacity by Reporting Type: AZ_NM_SNV_NucRenew
ReportingType | 2015 | 2020 | 2025 | 2030 | 2035 | 2040
BM | 0 | 0 | 0 | 0 | 0 | 0
CC | 0 | 0 | 0 | 0 | 0 | 0
CSP | 65 | 65 | 65 | 65 | 65 | 65
CT | 0 | 0 | 0 | 0 | 0 | 0
Coal | 0 | 0 | 0 | 0 | 0 | 0
Geo | 0 | 0 | 0 | 0 | 0 | 0
H | 0 | 0 | 0 | 0 | 0 | 0
LFG | 0 | 0 | 0 | 0 | 0 | 0
Nuc | 0 | 0 | 0 | 0 | 0 | 0
PS | 0 | 0 | 0 | 0 | 0 | 0
PV | 0 | 0 | 0 | 0 | 0 | 0
PeakG | 0 | 0 | 0 | 0 | 0 | 0
PeakO | 0 | 0 | 0 | 0 | 0 | 0
ST | 0 | 0 | 0 | 0 | 0 | 0
STOG | 0 | 0 | 0 | 0 | 0 | 0
STWD | 0 | 0 | 0 | 0 | 0 | 0
WT | 0 | 0 | 0 | 0 | 0 | 0
IGCC | 0 | 0 | 0 | 0 | 0 | 0
DemandResponse | 0 | 0 | 0 | 0 | 0 | 0
IGCC-CCS | 0 | 0 | 0 | 0 | 0 | 0
WT_off | 0 | 0 | 0 | 0 | 0 | 0
PseudoUnit | 0 | 0 | 0 | 0 | 0 | 0
FixedInterchange | 0 | 0 | 0 | 0 | 0 | 0
Cumulative Retirements of Capacity by Reporting Type: ERCOT
ReportingType | 2015 | 2020 | 2025 | 2030 | 2035 | 2040
BM | 0 | 0 | 0 | 0 | 0 | 0
CC | 0 | 0 | 0 | 0 | 0 | 0
CSP | 0 | 0 | 0 | 0 | 0 | 0
CT | 0 | 0 | 0 | 0 | 0 | 0
Coal | 1144 | 1144 | 1144 | 1144 | 1144 | 1144
Geo | 0 | 0 | 0 | 0 | 0 | 0
H | 0 | 0 | 0 | 0 | 0 | 0
LFG | 0 | 0 | 0 | 0 | 0 | 0
Nuc | 0 | 0 | 0 | 0 | 0 | 0
PS | 0 | 0 | 0 | 0 | 0 | 0
PV | 0 | 0 | 0 | 0 | 14 | 14
PeakG | 0 | 0 | 0 | 0 | 0 | 0
PeakO | 0 | 0 | 0 | 0 | 0 | 0
ST | 0 | 0 | 0 | 0 | 0 | 0
STOG | 1868.56 | 1868.56 | 1868.56 | 1868.56 | 1868.56 | 1868.56
STWD | 0 | 0 | 0 | 0 | 0 | 0
WT | 0 | 0 | 0 | 0 | 0 | 0
IGCC | 0 | 0 | 0 | 0 | 0 | 0
DemandResponse | 0 | 0 | 0 | 0 | 0 | 0
IGCC-CCS | 0 | 0 | 0 | 0 | 0 | 0
WT_off | 0 | 0 | 0 | 0 | 0 | 0
PseudoUnit | 0 | 0 | 0 | 0 | 0 | 0
FixedInterchange | 0 | 0 | 0 | 0 | 0 | 0
Cumulative Retirements of Capacity by Reporting Type: NP15
ReportingType | 2015 | 2020 | 2025 | 2030 | 2035 | 2040
BM | 0 | 0 | 0 | 0 | 0 | 0
CC | 0 | 0 | 0 | 0 | 0 | 0
CSP | 0 | 0 | 0 | 0 | 0 | 0
CT | 0 | 0 | 0 | 0 | 0 | 0
Coal | 163.7 | 191.9 | 191.9 | 191.9 | 191.9 | 191.9
Geo | 0 | 0 | 0 | 0 | 0 | 0
H | 0 | 0 | 0 | 0 | 0 | 0
LFG | 0 | 0 | 0 | 0 | 0 | 0
Nuc | 0 | 0 | 0 | 0 | 0 | 0
PS | 0 | 0 | 0 | 0 | 0 | 0
PV | 0 | 0 | 0 | 0 | 0 | 0
PeakG | 0 | 0 | 0 | 0 | 0 | 0
PeakO | 156 | 156 | 156 | 156 | 156 | 156
ST | 0 | 0 | 0 | 0 | 0 | 0
STOG | 1046.4 | 1046.4 | 1046.4 | 1046.4 | 1046.4 | 1046.4
STWD | 0 | 0 | 0 | 0 | 0 | 0
WT | 0 | 0 | 0 | 0 | 0 | 0
IGCC | 0 | 0 | 0 | 0 | 0 | 0
DemandResponse | 0 | 0 | 0 | 0 | 0 | 0
IGCC-CCS | 0 | 0 | 0 | 0 | 0 | 0
WT_off | 0 | 0 | 0 | 0 | 0 | 0
PseudoUnit | 0 | 0 | 0 | 0 | 0 | 0
FixedInterchange | 0 | 0 | 0 | 0 | 0 | 0
Cumulative Retirements of Capacity by Reporting Type: NWPP_Coal
ReportingType | 2015 | 2020 | 2025 | 2030 | 2035 | 2040
BM | 0 | 0 | 0 | 0 | 0 | 0
CC | 0 | 0 | 0 | 0 | 0 | 0
CSP | 0 | 0 | 0 | 0 | 0 | 0
CT | 0 | 0 | 0 | 0 | 0 | 0
Coal | 1373.88 | 1373.88 | 1373.88 | 1373.88 | 1373.88 | 1373.88
Geo | 0 | 0 | 0 | 0 | 0 | 0
H | 0 | 0 | 0 | 0 | 0 | 0
LFG | 0 | 0 | 0 | 0 | 0 | 0
Nuc | 0 | 0 | 0 | 0 | 0 | 0
PS | 0 | 0 | 0 | 0 | 0 | 0
PV | 0 | 0 | 0 | 0 | 0 | 0
PeakG | 0 | 0 | 0 | 0 | 0 | 0
PeakO | 183 | 183 | 183 | 183 | 183 | 183
ST | 0 | 0 | 0 | 0 | 0 | 0
STOG | 0 | 0 | 0 | 0 | 0 | 0
STWD | 0 | 0 | 0 | 0 | 0 | 0
WT | 0 | 0 | 0 | 0 | 0 | 0
IGCC | 0 | 0 | 0 | 0 | 0 | 0
DemandResponse | 0 | 0 | 0 | 0 | 0 | 0
IGCC-CCS | 0 | 0 | 0 | 0 | 0 | 0
WT_off | 0 | 0 | 0 | 0 | 0 | 0
PseudoUnit | 0 | 0 | 0 | 0 | 0 | 0
FixedInterchange | 0 | 0 | 0 | 0 | 0 | 0
Cumulative Retirements of Capacity by Reporting Type: NWPP_Gas
ReportingType | 2015 | 2020 | 2025 | 2030 | 2035 | 2040
BM | 0 | 0 | 0 | 0 | 0 | 0
CC | 1678 | 1678 | 1678 | 1678 | 1678 | 1678
CSP | 0 | 0 | 0 | 0 | 0 | 0
CT | 0 | 0 | 0 | 0 | 150 | 150
Coal | 0 | 0 | 0 | 0 | 0 | 0
Geo | 0 | 0 | 0 | 0 | 0 | 0
H | 0 | 0 | 0 | 0 | 0 | 0
LFG | 0 | 0 | 0 | 0 | 0 | 0
Nuc | 0 | 0 | 0 | 0 | 0 | 0
PS | 0 | 0 | 0 | 0 | 0 | 0
PV | 0 | 0 | 0 | 0 | 0 | 0
PeakG | 2623 | 2623 | 2623 | 2623 | 2623 | 2623
PeakO | 0 | 0 | 0 | 0 | 0 | 0
ST | 0 | 0 | 0 | 0 | 0 | 0
STOG | 786 | 786 | 786 | 786 | 786 | 786
STWD | 0 | 0 | 0 | 0 | 0 | 0
WT | 0 | 0 | 0 | 0 | 0 | 0
IGCC | 0 | 0 | 0 | 0 | 0 | 0
DemandResponse | 0 | 0 | 0 | 0 | 0 | 0
IGCC-CCS | 0 | 0 | 0 | 0 | 0 | 0
WT_off | 0 | 0 | 0 | 0 | 0 | 0
PseudoUnit | 0 | 0 | 0 | 0 | 0 | 0
FixedInterchange | 0 | 0 | 0 | 0 | 0 | 0
Cumulative Retirements of Capacity by Reporting Type: NWPP_NucRenew
ReportingType | 2015 | 2020 | 2025 | 2030 | 2035 | 2040
BM | 0 | 0 | 0 | 0 | 0 | 0
CC | 0 | 0 | 0 | 0 | 0 | 0
CSP | 0 | 0 | 0 | 0 | 0 | 0
CT | 0 | 0 | 0 | 0 | 0 | 0
Coal | 0 | 0 | 0 | 0 | 0 | 0
Geo | 4.8 | 4.8 | 4.8 | 4.8 | 4.8 | 4.8
H | 0 | 0 | 0 | 0 | 0 | 0
LFG | 0 | 0 | 0 | 0 | 0 | 0
Nuc | 0 | 0 | 0 | 0 | 0 | 0
PS | 0 | 0 | 0 | 0 | 0 | 0
PV | 0 | 0 | 0 | 0 | 0 | 0
PeakG | 0 | 0 | 0 | 0 | 0 | 0
PeakO | 0 | 0 | 0 | 0 | 0 | 0
ST | 0 | 0 | 0 | 0 | 0 | 0
STOG | 0 | 0 | 0 | 0 | 0 | 0
STWD | 473.57 | 473.57 | 473.57 | 473.57 | 473.57 | 473.57
WT | 0 | 0 | 0 | 0 | 0 | 0
IGCC | 0 | 0 | 0 | 0 | 0 | 0
DemandResponse | 0 | 0 | 0 | 0 | 0 | 0
IGCC-CCS | 0 | 0 | 0 | 0 | 0 | 0
WT_off | 0 | 0 | 0 | 0 | 0 | 0
PseudoUnit | 0 | 0 | 0 | 0 | 0 | 0
FixedInterchange | 0 | 0 | 0 | 0 | 0 | 0
Cumulative Retirements of Capacity by Reporting Type: RMPA
ReportingType | 2015 | 2020 | 2025 | 2030 | 2035 | 2040
BM | 0 | 0 | 0 | 0 | 0 | 0
CC | 0 | 0 | 0 | 0 | 0 | 0
CSP | 1 | 1 | 1 | 1 | 1 | 1
CT | 0 | 0 | 0 | 0 | 0 | 0
Coal | 535.08 | 705.58 | 1057.58 | 1057.58 | 1057.58 | 1249.49
Geo | 0 | 0 | 0 | 0 | 0 | 0
H | 0 | 0 | 0 | 0 | 0 | 0
LFG | 0 | 0 | 0 | 0 | 0 | 0
Nuc | 0 | 0 | 0 | 0 | 0 | 0
PS | 0 | 0 | 0 | 0 | 0 | 0
PV | 0 | 0 | 0 | 0 | 0 | 0
PeakG | 0 | 0 | 0 | 0 | 0 | 0
PeakO | 0 | 0 | 0 | 0 | 0 | 0
ST | 0 | 0 | 0 | 0 | 0 | 0
STOG | 217 | 217 | 217 | 217 | 217 | 217
STWD | 0 | 0 | 0 | 0 | 0 | 0
WT | 0 | 0 | 0 | 0 | 0 | 0
IGCC | 0 | 0 | 0 | 0 | 0 | 0
DemandResponse | 0 | 0 | 0 | 0 | 0 | 0
IGCC-CCS | 0 | 0 | 0 | 0 | 0 | 0
WT_off | 0 | 0 | 0 | 0 | 0 | 0
PseudoUnit | 0 | 0 | 0 | 0 | 0 | 0
FixedInterchange | 0 | 0 | 0 | 0 | 0 | 0
Cumulative Retirements of Capacity by Reporting Type: SP15
ReportingType | 2015 | 2020 | 2025 | 2030 | 2035 | 2040
BM | 0 | 0 | 0 | 0 | 0 | 0
CC | 0 | 0 | 0 | 0 | 0 | 0
CSP | 409 | 409 | 409 | 409 | 409 | 409
CT | 0 | 0 | 0 | 0 | 0 | 0
Coal | 141.5 | 141.5 | 141.5 | 141.5 | 242.69 | 242.7
Geo | 0 | 0 | 0 | 0 | 0 | 0
H | 0 | 0 | 0 | 0 | 0 | 0
LFG | 0 | 0 | 0 | 0 | 0 | 0
Nuc | 0 | 0 | 0 | 0 | 0 | 0
PS | 0 | 0 | 0 | 0 | 0 | 0
PV | 0 | 0 | 0 | 0 | 3.8 | 3.8
PeakG | 44 | 44 | 44 | 44 | 44 | 44
PeakO | 15 | 15 | 15 | 15 | 15 | 15
ST | 0 | 0 | 0 | 0 | 0 | 0
STOG | 958 | 958 | 958 | 958 | 958 | 958
STWD | 0 | 0 | 0 | 0 | 0 | 0
WT | 126.2 | 126.2 | 126.2 | 126.2 | 126.2 | 126.2
IGCC | 0 | 0 | 0 | 0 | 0 | 0
DemandResponse | 0 | 0 | 0 | 0 | 0 | 0
IGCC-CCS | 0 | 0 | 0 | 0 | 0 | 0
WT_off | 0 | 0 | 0 | 0 | 0 | 0
PseudoUnit | 0 | 0 | 0 | 0 | 0 | 0
FixedInterchange | 0 | 0 | 0 | 0 | 0 | 0
Cumulative Retirements of Capacity by Reporting Type: ALB
ReportingType | 2015 | 2020 | 2025 | 2030 | 2035 | 2040
BM | 0 | 0 | 0 | 0 | 0 | 0
CC | 0 | 0 | 0 | 0 | 0 | 24.46
CSP | 0 | 0 | 0 | 0 | 0 | 0
CT | 0 | 0 | 0 | 0 | 201.5 | 201.5
Coal | 0 | 0 | 0 | 0 | 0 | 0
Geo | 0 | 0 | 0 | 0 | 0 | 0
H | 0 | 0 | 0 | 0 | 0 | 0
LFG | 0 | 0 | 0 | 0 | 0 | 0
Nuc | 0 | 0 | 0 | 0 | 0 | 0
PS | 0 | 0 | 0 | 0 | 0 | 0
PV | 0 | 0 | 0 | 0 | 0 | 0
PeakG | 892.12 | 987.45 | 987.45 | 987.45 | 987.45 | 987.45
PeakO | 6 | 6 | 6 | 6 | 6 | 6
ST | 0 | 0 | 0 | 0 | 0 | 0
STOG | 186 | 186 | 186 | 186 | 186 | 186
STWD | 174 | 174 | 174 | 174 | 174 | 174
WT | 0 | 0 | 0 | 0 | 0 | 0
IGCC | 0 | 0 | 0 | 0 | 0 | 0
DemandResponse | 0 | 0 | 0 | 0 | 0 | 0
IGCC-CCS | 0 | 0 | 0 | 0 | 0 | 0
WT_off | 0 | 0 | 0 | 0 | 0 | 0
PseudoUnit | 0 | 0 | 0 | 0 | 0 | 0
FixedInterchange | 0 | 0 | 0 | 0 | 0 | 0
Cumulative Retirements of Capacity by Reporting Type: BC
ReportingType | 2015 | 2020 | 2025 | 2030 | 2035 | 2040
BM | 0 | 0 | 0 | 0 | 0 | 0
CC | 0 | 0 | 0 | 0 | 0 | 0
CSP | 0 | 0 | 0 | 0 | 0 | 0
CT | 0 | 0 | 0 | 0 | 0 | 0
Coal | 0 | 0 | 0 | 0 | 0 | 0
Geo | 0 | 0 | 0 | 0 | 0 | 0
H | 0 | 0 | 0 | 0 | 0 | 0
LFG | 0 | 0 | 0 | 0 | 0 | 0
Nuc | 0 | 0 | 0 | 0 | 0 | 0
PS | 0 | 0 | 0 | 0 | 0 | 0
PV | 0 | 0 | 0 | 0 | 0 | 0
PeakG | 0 | 0 | 0 | 0 | 0 | 0
PeakO | 0 | 0 | 0 | 0 | 0 | 0
ST | 0 | 0 | 0 | 0 | 0 | 0
STOG | 938 | 938 | 938 | 938 | 938 | 938
STWD | 0 | 0 | 0 | 0 | 0 | 0
WT | 0 | 0 | 0 | 0 | 0 | 0
IGCC | 0 | 0 | 0 | 0 | 0 | 0
DemandResponse | 0 | 0 | 0 | 0 | 0 | 0
IGCC-CCS | 0 | 0 | 0 | 0 | 0 | 0
WT_off | 0 | 0 | 0 | 0 | 0 | 0
PseudoUnit | 0 | 0 | 0 | 0 | 0 | 0
FixedInterchange | 0 | 0 | 0 | 0 | 0 | 0
Cumulative Retirements of Capacity by Reporting Type: HQ_IESO
ReportingType | 2015 | 2020 | 2025 | 2030 | 2035 | 2040
BM | 0 | 0 | 0 | 0 | 0 | 0
CC | 0 | 0 | 0 | 0 | 0 | 0
CSP | 0 | 0 | 0 | 0 | 0 | 0
CT | 0 | 0 | 0 | 0 | 0 | 0
Coal | 0 | 0 | 0 | 0 | 0 | 0
Geo | 0 | 0 | 0 | 0 | 0 | 0
H | 0 | 0 | 0 | 0 | 0 | 0
LFG | 0 | 0 | 0 | 0 | 0 | 0
Nuc | 0 | 0 | 0 | 0 | 0 | 0
PS | 0 | 0 | 0 | 0 | 0 | 0
PV | 0 | 0 | 0 | 0 | 0 | 0
PeakG | 0 | 0 | 0 | 0 | 0 | 0
PeakO | 0 | 0 | 0 | 0 | 0 | 0
ST | 0 | 0 | 0 | 0 | 0 | 0
STOG | 0 | 0 | 0 | 0 | 0 | 0
STWD | 0 | 0 | 0 | 0 | 0 | 0
WT | 0 | 0 | 0 | 0 | 0 | 0
IGCC | 0 | 0 | 0 | 0 | 0 | 0
DemandResponse | 0 | 0 | 0 | 0 | 0 | 0
IGCC-CCS | 0 | 0 | 0 | 0 | 0 | 0
WT_off | 0 | 0 | 0 | 0 | 0 | 0
PseudoUnit | 0 | 0 | 0 | 0 | 0 | 0
FixedInterchange | 0 | 0 | 0 | 0 | 0 | 0
Cumulative Retirements of Capacity by Reporting Type: HQ_NEISO
ReportingType | 2015 | 2020 | 2025 | 2030 | 2035 | 2040
BM | 0 | 0 | 0 | 0 | 0 | 0
CC | 0 | 0 | 0 | 0 | 0 | 0
CSP | 0 | 0 | 0 | 0 | 0 | 0
CT | 0 | 0 | 0 | 0 | 0 | 0
Coal | 0 | 0 | 0 | 0 | 0 | 0
Geo | 0 | 0 | 0 | 0 | 0 | 0
H | 0 | 0 | 0 | 0 | 0 | 0
LFG | 0 | 0 | 0 | 0 | 0 | 0
Nuc | 0 | 0 | 0 | 0 | 0 | 0
PS | 0 | 0 | 0 | 0 | 0 | 0
PV | 0 | 0 | 0 | 0 | 0 | 0
PeakG | 0 | 0 | 0 | 0 | 0 | 0
PeakO | 0 | 0 | 0 | 0 | 0 | 0
ST | 0 | 0 | 0 | 0 | 0 | 0
STOG | 0 | 0 | 0 | 0 | 0 | 0
STWD | 0 | 0 | 0 | 0 | 0 | 0
WT | 0 | 0 | 0 | 0 | 0 | 0
IGCC | 0 | 0 | 0 | 0 | 0 | 0
DemandResponse | 0 | 0 | 0 | 0 | 0 | 0
IGCC-CCS | 0 | 0 | 0 | 0 | 0 | 0
WT_off | 0 | 0 | 0 | 0 | 0 | 0
PseudoUnit | 0 | 0 | 0 | 0 | 0 | 0
FixedInterchange | 0 | 0 | 0 | 0 | 0 | 0
Cumulative Retirements of Capacity by Reporting Type: HQ_NY
ReportingType | 2015 | 2020 | 2025 | 2030 | 2035 | 2040
BM | 0 | 0 | 0 | 0 | 0 | 0
CC | 0 | 0 | 0 | 0 | 0 | 0
CSP | 0 | 0 | 0 | 0 | 0 | 0
CT | 0 | 0 | 0 | 0 | 0 | 0
Coal | 0 | 0 | 0 | 0 | 0 | 0
Geo | 0 | 0 | 0 | 0 | 0 | 0
H | 0 | 0 | 0 | 0 | 0 | 0
LFG | 0 | 0 | 0 | 0 | 0 | 0
Nuc | 0 | 0 | 0 | 0 | 0 | 0
PS | 0 | 0 | 0 | 0 | 0 | 0
PV | 0 | 0 | 0 | 0 | 0 | 0
PeakG | 0 | 0 | 0 | 0 | 0 | 0
PeakO | 0 | 0 | 0 | 0 | 0 | 0
ST | 0 | 0 | 0 | 0 | 0 | 0
STOG | 0 | 0 | 0 | 0 | 0 | 0
STWD | 0 | 0 | 0 | 0 | 0 | 0
WT | 0 | 0 | 0 | 0 | 0 | 0
IGCC | 0 | 0 | 0 | 0 | 0 | 0
DemandResponse | 0 | 0 | 0 | 0 | 0 | 0
IGCC-CCS | 0 | 0 | 0 | 0 | 0 | 0
WT_off | 0 | 0 | 0 | 0 | 0 | 0
PseudoUnit | 0 | 0 | 0 | 0 | 0 | 0
FixedInterchange | 0 | 0 | 0 | 0 | 0 | 0
Cumulative Retirements of Capacity by Reporting Type: MARITIMES
ReportingType | 2015 | 2020 | 2025 | 2030 | 2035 | 2040
BM | 0 | 0 | 0 | 0 | 0 | 0
CC | 0 | 0 | 0 | 0 | 0 | 0
CSP | 0 | 0 | 0 | 0 | 0 | 0
CT | 0 | 0 | 0 | 0 | 0 | 0
Coal | 0 | 0 | 0 | 0 | 0 | 0
Geo | 0 | 0 | 0 | 0 | 0 | 0
H | 0 | 0 | 0 | 0 | 0 | 0
LFG | 0 | 0 | 0 | 0 | 0 | 0
Nuc | 0 | 0 | 0 | 0 | 0 | 0
PS | 0 | 0 | 0 | 0 | 0 | 0
PV | 0 | 0 | 0 | 0 | 0 | 0
PeakG | 0 | 0 | 0 | 0 | 0 | 0
PeakO | 0 | 0 | 0 | 0 | 0 | 0
ST | 0 | 0 | 0 | 0 | 0 | 0
STOG | 0 | 0 | 0 | 0 | 0 | 0
STWD | 0 | 0 | 0 | 0 | 0 | 0
WT | 0 | 0 | 0 | 0 | 0 | 0
IGCC | 0 | 0 | 0 | 0 | 0 | 0
DemandResponse | 0 | 0 | 0 | 0 | 0 | 0
IGCC-CCS | 0 | 0 | 0 | 0 | 0 | 0
WT_off | 0 | 0 | 0 | 0 | 0 | 0
PseudoUnit | 0 | 0 | 0 | 0 | 0 | 0
FixedInterchange | 0 | 0 | 0 | 0 | 0 | 0
Cumulative Retirements of Capacity by Reporting Type: All
ReportingType | 2015 | 2020 | 2025 | 2030 | 2035 | 2040
BM | 0 | 0 | 0 | 0 | 0 | 192
CC | 7890.03 | 7890.03 | 7890.03 | 7890.03 | 7890.03 | 7914.5
CSP | 475 | 475 | 475 | 475 | 475 | 475
CT | 0 | 0 | 0 | 0 | 1087.5 | 1087.5
Coal | 70431.08 | 85932.2 | 86284.2 | 86284.2 | 86385.4 | 86577.31
Geo | 4.8 | 4.8 | 4.8 | 4.8 | 4.8 | 4.8
H | 0 | 0 | 0 | 0 | 0 | 0
LFG | 0 | 0 | 0 | 0 | 0 | 0
Nuc | 0 | 614.5 | 614.5 | 2102.7 | 28678.4 | 48384.39
PS | 0 | 0 | 0 | 0 | 0 | 0
PV | 0 | 0 | 0 | 0 | 1117.05 | 1117.05
PeakG | 3827.62 | 3922.95 | 3922.95 | 3922.95 | 3922.95 | 7170.88
PeakO | 1318.35 | 1318.35 | 1318.35 | 1333.35 | 1333.35 | 1518.35
ST | 0 | 0 | 0 | 0 | 0 | 0
STOG | 43659.59 | 43659.59 | 43745.68 | 43745.68 | 43745.68 | 43745.68
STWD | 1454.56 | 1454.56 | 1454.56 | 1454.56 | 1454.56 | 1454.56
WT | 126.2 | 126.2 | 126.2 | 126.2 | 2232.1 | 2232.1
IGCC | 0 | 0 | 0 | 0 | 0 | 0
DemandResponse | 0 | 0 | 0 | 0 | 0 | 0
IGCC-CCS | 0 | 0 | 0 | 0 | 0 | 0
WT_off | 0 | 0 | 0 | 0 | 468 | 468
PseudoUnit | 0 | 0 | 0 | 0 | 0 | 0
FixedInterchange | 0 | 0 | 0 | 0 | 0 | 0
Cumulative Retirements of Capacity by Reporting Type: EI_US
ReportingType | 2015 | 2020 | 2025 | 2030 | 2035 | 2040
BM | 0 | 0 | 0 | 0 | 0 | 192
CC | 2216.3 | 2216.3 | 2216.3 | 2216.3 | 2216.3 | 2216.3
CSP | 0 | 0 | 0 | 0 | 0 | 0
CT | 0 | 0 | 0 | 0 | 0 | 0
Coal | 59647.51 | 74949.94 | 74949.94 | 74949.94 | 74949.94 | 74949.94
Geo | 0 | 0 | 0 | 0 | 0 | 0
H | 0 | 0 | 0 | 0 | 0 | 0
LFG | 0 | 0 | 0 | 0 | 0 | 0
Nuc | 0 | 614.5 | 614.5 | 2102.7 | 27648.4 | 45814.39
PS | 0 | 0 | 0 | 0 | 0 | 0
PV | 0 | 0 | 0 | 0 | 32 | 32
PeakG | 268.5 | 268.5 | 268.5 | 268.5 | 268.5 | 268.5
PeakO | 812.71 | 812.71 | 812.71 | 812.71 | 812.71 | 812.71
ST | 0 | 0 | 0 | 0 | 0 | 0
STOG | 33469.63 | 33469.63 | 33555.73 | 33555.73 | 33555.73 | 33555.73
STWD | 667.99 | 667.99 | 667.99 | 667.99 | 667.99 | 667.99
WT | 0 | 0 | 0 | 0 | 0 | 0
IGCC | 0 | 0 | 0 | 0 | 0 | 0
DemandResponse | 0 | 0 | 0 | 0 | 0 | 0
IGCC-CCS | 0 | 0 | 0 | 0 | 0 | 0
WT_off | 0 | 0 | 0 | 0 | 468 | 468
PseudoUnit | 0 | 0 | 0 | 0 | 0 | 0
FixedInterchange | 0 | 0 | 0 | 0 | 0 | 0
Cumulative Retirements of Capacity by Reporting Type: EI_Canada
ReportingType | 2015 | 2020 | 2025 | 2030 | 2035 | 2040
BM | 0 | 0 | 0 | 0 | 0 | 0
CC | 3092.84 | 3092.84 | 3092.84 | 3092.84 | 3092.84 | 3092.84
CSP | 0 | 0 | 0 | 0 | 0 | 0
CT | 0 | 0 | 0 | 0 | 0 | 0
Coal | 7425.4 | 7425.4 | 7425.4 | 7425.4 | 7425.4 | 7425.4
Geo | 0 | 0 | 0 | 0 | 0 | 0
H | 0 | 0 | 0 | 0 | 0 | 0
LFG | 0 | 0 | 0 | 0 | 0 | 0
Nuc | 0 | 0 | 0 | 0 | 1030 | 2570
PS | 0 | 0 | 0 | 0 | 0 | 0
PV | 0 | 0 | 0 | 0 | 1067.26 | 1067.26
PeakG | 0 | 0 | 0 | 0 | 0 | 0
PeakO | 145.65 | 145.65 | 145.65 | 145.65 | 145.65 | 145.65
ST | 0 | 0 | 0 | 0 | 0 | 0
STOG | 2126 | 2126 | 2126 | 2126 | 2126 | 2126
STWD | 139 | 139 | 139 | 139 | 139 | 139
WT | 0 | 0 | 0 | 0 | 2105.9 | 2105.9
IGCC | 0 | 0 | 0 | 0 | 0 | 0
DemandResponse | 0 | 0 | 0 | 0 | 0 | 0
IGCC-CCS | 0 | 0 | 0 | 0 | 0 | 0
WT_off | 0 | 0 | 0 | 0 | 0 | 0
PseudoUnit | 0 | 0 | 0 | 0 | 0 | 0
FixedInterchange | 0 | 0 | 0 | 0 | 0 | 0
Cumulative Retirements of Capacity by Reporting Type: EI
ReportingType | 2015 | 2020 | 2025 | 2030 | 2035 | 2040
BM | 0 | 0 | 0 | 0 | 0 | 192
CC | 5309.14 | 5309.14 | 5309.14 | 5309.14 | 5309.14 | 5309.14
CSP | 0 | 0 | 0 | 0 | 0 | 0
CT | 0 | 0 | 0 | 0 | 0 | 0
Coal | 67072.92 | 82375.34 | 82375.34 | 82375.34 | 82375.34 | 82375.34
Geo | 0 | 0 | 0 | 0 | 0 | 0
H | 0 | 0 | 0 | 0 | 0 | 0
LFG | 0 | 0 | 0 | 0 | 0 | 0
Nuc | 0 | 614.5 | 614.5 | 2102.7 | 28678.4 | 48384.39
PS | 0 | 0 | 0 | 0 | 0 | 0
PV | 0 | 0 | 0 | 0 | 1099.26 | 1099.26
PeakG | 268.5 | 268.5 | 268.5 | 268.5 | 268.5 | 268.5
PeakO | 958.35 | 958.35 | 958.35 | 958.35 | 958.35 | 958.35
ST | 0 | 0 | 0 | 0 | 0 | 0
STOG | 35595.63 | 35595.63 | 35681.72 | 35681.72 | 35681.72 | 35681.72
STWD | 806.99 | 806.99 | 806.99 | 806.99 | 806.99 | 806.99
WT | 0 | 0 | 0 | 0 | 2105.9 | 2105.9
IGCC | 0 | 0 | 0 | 0 | 0 | 0
DemandResponse | 0 | 0 | 0 | 0 | 0 | 0
IGCC-CCS | 0 | 0 | 0 | 0 | 0 | 0
WT_off | 0 | 0 | 0 | 0 | 468 | 468
PseudoUnit | 0 | 0 | 0 | 0 | 0 | 0
FixedInterchange | 0 | 0 | 0 | 0 | 0 | 0
Cumulative Retirements of Capacity by Reporting Type: Outside_EI
ReportingType | 2015 | 2020 | 2025 | 2030 | 2035 | 2040
BM | 0 | 0 | 0 | 0 | 0 | 0
CC | 2580.89 | 2580.89 | 2580.89 | 2580.89 | 2580.89 | 2605.35
CSP | 475 | 475 | 475 | 475 | 475 | 475
CT | 0 | 0 | 0 | 0 | 1087.5 | 1087.5
Coal | 3358.16 | 3556.86 | 3908.86 | 3908.86 | 4010.05 | 4201.97
Geo | 4.8 | 4.8 | 4.8 | 4.8 | 4.8 | 4.8
H | 0 | 0 | 0 | 0 | 0 | 0
LFG | 0 | 0 | 0 | 0 | 0 | 0
Nuc | 0 | 0 | 0 | 0 | 0 | 0
PS | 0 | 0 | 0 | 0 | 0 | 0
PV | 0 | 0 | 0 | 0 | 17.8 | 17.8
PeakG | 3559.12 | 3654.45 | 3654.45 | 3654.45 | 3654.45 | 6902.38
PeakO | 360 | 360 | 360 | 375 | 375 | 560
ST | 0 | 0 | 0 | 0 | 0 | 0
STOG | 8063.96 | 8063.96 | 8063.96 | 8063.96 | 8063.96 | 8063.96
STWD | 647.57 | 647.57 | 647.57 | 647.57 | 647.57 | 647.57
WT | 126.2 | 126.2 | 126.2 | 126.2 | 126.2 | 126.2
IGCC | 0 | 0 | 0 | 0 | 0 | 0
DemandResponse | 0 | 0 | 0 | 0 | 0 | 0
IGCC-CCS | 0 | 0 | 0 | 0 | 0 | 0
WT_off | 0 | 0 | 0 | 0 | 0 | 0
PseudoUnit | 0 | 0 | 0 | 0 | 0 | 0
FixedInterchange | 0 | 0 | 0 | 0 | 0 | 0
#5 | Total Installed ACTIVE Capacity (MW)
Total Installed Capacity by Reporting Type: Entergy
ReportingType | 2015 | 2020 | 2025 | 2030 | 2035 | 2040
BM | 0 | 0 | 0 | 0 | 0 | 0
CC | 14345.4 | 15411.98 | 15411.98 | 16892.83 | 19261.41 | 21854.21
CSP | 0 | 0 | 0 | 0 | 0 | 0
CT | 0 | 0 | 0 | 0 | 0 | 0
Coal | 8136 | 8136 | 8136 | 8136 | 8136 | 8136.01
Geo | 0 | 0 | 0 | 0 | 0 | 0
H | 744 | 744 | 744 | 744 | 744 | 744
LFG | 8 | 8 | 115.4 | 115.4 | 115.4 | 115.4
Nuc | 5422 | 5422 | 5422 | 5422 | 4580 | 3583
PS | 59 | 59 | 59 | 59 | 59 | 59
PV | 0.29 | 64.97 | 100.57 | 104.5 | 108.86 | 113.44
PeakG | 2787 | 2787 | 2787 | 2787 | 2787 | 2787
PeakO | 174 | 174 | 174 | 174 | 174 | 174
ST | 0 | 0 | 0 | 0 | 0 | 0
STOG | 3578 | 3578 | 3491.91 | 3491.91 | 3491.91 | 3491.91
STWD | 206 | 206 | 206 | 206 | 206 | 206
WT | 107 | 107 | 107 | 107 | 107 | 107
IGCC | 0 | 0 | 0 | 0 | 0 | 0
DemandResponse | 301.75 | 1544.94 | 2891.93 | 3009.34 | 3130.4 | 3256.94
IGCC-CCS | 0 | 0 | 0 | 0 | 0 | 0
WT_off | 0 | 0 | 0 | 0 | 0 | 0
PseudoUnit | 0 | 0 | 0 | 0 | 0 | 0
FixedInterchange | 0 | 0 | 0 | 0 | 0 | 0
Total Installed Capacity by Reporting Type: FRCC
ReportingType | 2015 | 2020 | 2025 | 2030 | 2035 | 2040
BM | 0 | 0 | 0 | 0 | 0 | 0
CC | 23300.9 | 28363.58 | 31444.93 | 36653.93 | 43779.77 | 51335.98
CSP | 0 | 0 | 0 | 0 | 0 | 0
CT | 2480 | 2480 | 2480 | 2480 | 2480 | 2480
Coal | 8997.4 | 8128.4 | 8128.4 | 8128.4 | 8128.4 | 8128.41
Geo | 0 | 0 | 0 | 0 | 0 | 0
H | 55 | 55 | 55 | 55 | 55 | 55
LFG | 486 | 486 | 684 | 684 | 684 | 684
Nuc | 4131.33 | 4131.33 | 4131.33 | 4131.33 | 2516 | 839
PS | 0 | 0 | 0 | 0 | 0 | 0
PV | 51 | 51 | 51 | 51 | 51 | 51
PeakG | 8431 | 8431 | 8431 | 8431 | 8431 | 8431
PeakO | 2283 | 2283 | 2283 | 2283 | 2283 | 2283
ST | 0 | 0 | 0 | 0 | 0 | 0
STOG | 4402.92 | 4402.92 | 4402.92 | 4402.92 | 4402.92 | 4402.92
STWD | 195 | 195 | 195 | 195 | 195 | 195
WT | 0 | 0 | 0 | 0 | 0 | 0
IGCC | 0 | 0 | 0 | 0 | 0 | 0
DemandResponse | 2736.95 | 3986.54 | 5637.85 | 6109.63 | 6608.71 | 7141.18
IGCC-CCS | 0 | 0 | 0 | 0 | 0 | 0
WT_off | 0 | 0 | 0 | 0 | 0 | 0
PseudoUnit | 0 | 0 | 0 | 0 | 0 | 0
FixedInterchange | 0 | 0 | 0 | 0 | 0 | 0
Total Installed Capacity by Reporting Type: MAPP_US
ReportingType | 2015 | 2020 | 2025 | 2030 | 2035 | 2040
BM | 0 | 0 | 0 | 0 | 0 | 0
CC | 289 | 289 | 289 | 289 | 289 | 289
CSP | 0 | 0 | 0 | 0 | 0 | 0
CT | 308.3 | 308.3 | 308.3 | 594.19 | 886.76 | 1024.83
Coal | 2831 | 2660.82 | 2660.82 | 2660.82 | 2663.31 | 2836.17
Geo | 44 | 44 | 44 | 44 | 44 | 44
H | 2186 | 2186 | 2186 | 2186 | 2186 | 2186
LFG | 2 | 2 | 73.67 | 73.67 | 73.67 | 73.67
Nuc | 0.1 | 0.1 | 0.1 | 0.1 | 0.1 | 0.1
PS | 0 | 0 | 0 | 0 | 0 | 0
PV | 0 | 0 | 0 | 0 | 0 | 0
PeakG | 709 | 709 | 709 | 709 | 709 | 709
PeakO | 130.18 | 130.18 | 130.18 | 130.18 | 130.18 | 130.18
ST | 0 | 0 | 0 | 0 | 0 | 0
STOG | 0 | 0 | 0 | 0 | 0 | 0
STWD | 0 | 0 | 0 | 0 | 0 | 0
WT | 1689.3 | 2228.67 | 2404.57 | 2507.1 | 2613.2 | 2724.44
IGCC | 0 | 0 | 0 | 0 | 0 | 0
DemandResponse | 59.01 | 199.75 | 355.69 | 371.55 | 387.92 | 405.17
IGCC-CCS | 0 | 0 | 0 | 0 | 0 | 0
WT_off | 0 | 0 | 0 | 0 | 0 | 0
PseudoUnit | 0 | 0 | 0 | 0 | 0 | 0
FixedInterchange | 0 | 0 | 0 | 0 | 0 | 0
Total Installed Capacity by Reporting Type: MISO_IN
ReportingType | 2015 | 2020 | 2025 | 2030 | 2035 | 2040
BM | 0 | 0 | 0 | 0 | 0 | 0
CC | 1396 | 3282.08 | 4515.92 | 6576.26 | 8332.8 | 8332.8
CSP | 0 | 0 | 0 | 0 | 0 | 0
CT | 0 | 0 | 0 | 0 | 0 | 0
Coal | 13816.8 | 13385.81 | 13385.81 | 13385.81 | 13385.81 | 13385.82
Geo | 0 | 0 | 0 | 0 | 0 | 0
H | 75 | 75 | 75 | 75 | 75 | 75
LFG | 37 | 37 | 37 | 117.13 | 117.13 | 117.13
Nuc | 0.1 | 0.1 | 0.1 | 0.1 | 0.1 | 0.1
PS | 0 | 0 | 0 | 0 | 0 | 0
PV | 0 | 242.34 | 397.69 | 414.9 | 432.49 | 450.99
PeakG | 3053 | 3053 | 3053 | 3053 | 3053 | 3053
PeakO | 361 | 361 | 361 | 361 | 361 | 361
ST | 0 | 0 | 0 | 0 | 0 | 0
STOG | 279 | 279 | 279 | 279 | 279 | 279
STWD | 0 | 0 | 0 | 0 | 0 | 0
WT | 535 | 535 | 535 | 535 | 535 | 535
IGCC | 618 | 618 | 618 | 618 | 618 | 618
DemandResponse | 1069.38 | 1294.07 | 1571.17 | 1646.38 | 1722.27 | 1803.42
IGCC-CCS | 0 | 0 | 0 | 0 | 0 | 0
WT_off | 0 | 0 | 0 | 0 | 0 | 0
PseudoUnit | 0 | 0 | 0 | 0 | 0 | 0
FixedInterchange | 0 | 0 | 0 | 0 | 0 | 0
Total Installed Capacity by Reporting Type: MISO_MI
ReportingType | 2015 | 2020 | 2025 | 2030 | 2035 | 2040
BM | 0 | 0 | 0 | 0 | 0 | 0
CC | 4338 | 4338.01 | 4338.01 | 4338.02 | 4474.14 | 4474.14
CSP | 0 | 0 | 0 | 0 | 0 | 0
CT | 0 | 0 | 0.01 | 0.01 | 0.01 | 0.01
Coal | 8068.12 | 6881.13 | 6881.13 | 6881.13 | 6881.13 | 6881.13
Geo | 0 | 0 | 0 | 0 | 0 | 0
H | 141 | 141 | 141 | 141 | 141 | 141
LFG | 163 | 323.25 | 323.25 | 323.25 | 323.25 | 323.25
Nuc | 1889 | 1889 | 1889 | 1889 | 1111 | 1111
PS | 1872 | 1872 | 1872 | 1872 | 1872 | 1872
PV | 0 | 0 | 0 | 0 | 0 | 0
PeakG | 3562 | 3562 | 3562 | 3562 | 3562 | 3562
PeakO | 534 | 534 | 534 | 534 | 534 | 534
ST | 0 | 0 | 0 | 0 | 0 | 0
STOG | 2852 | 2852 | 2852 | 2852 | 2852 | 2852
STWD | 163 | 163 | 163 | 163 | 163 | 163
WT | 2161 | 2161 | 2761 | 2809.27 | 3163.4 | 3385.23
IGCC | 0 | 0 | 0 | 0 | 0 | 0
DemandResponse | 1840.68 | 2366.2 | 3064.8 | 3253.21 | 3444.51 | 3650.1
IGCC-CCS | 0 | 0 | 0 | 0 | 0 | 0
WT_off | 0 | 0 | 0 | 0 | 0 | 0
PseudoUnit | 0 | 0 | 0 | 0 | 0 | 0
FixedInterchange | 0 | 0 | 0 | 0 | 0 | 0
Total Installed Capacity by Reporting Type: MISO_MO-IL
ReportingType | 2015 | 2020 | 2025 | 2030 | 2035 | 2040
BM | 0 | 0 | 0 | 0 | 0 | 0
CC | 1058 | 1058 | 1058 | 1058 | 1058 | 1058
CSP | 0 | 0 | 0 | 0 | 0 | 0
CT | 0 | 0 | 0 | 0 | 0 | 0
Coal | 14738.18 | 13697.02 | 13697.02 | 13697.02 | 13697.02 | 13697.02
Geo | 0 | 0 | 0 | 0 | 0 | 0
H | 352 | 352 | 352 | 352 | 352 | 352
LFG | 18 | 18 | 241.33 | 241.33 | 241.33 | 241.33
Nuc | 2233 | 2233 | 2233 | 2233 | 2233 | 2233
PS | 440 | 440 | 440 | 440 | 440 | 440
PV | 0 | 0 | 0 | 0 | 0 | 0
PeakG | 4595 | 4595 | 4595 | 4595 | 4595 | 4595
PeakO | 766 | 766 | 766 | 766 | 766 | 766
ST | 0 | 0 | 0 | 0 | 0 | 0
STOG | 592 | 592 | 592 | 592 | 592 | 592
STWD | 0 | 0 | 0 | 0 | 0 | 0
WT | 678 | 678 | 678 | 678 | 678 | 678
IGCC | 0 | 0 | 0 | 0 | 0 | 0
DemandResponse | 301.41 | 1146.25 | 2106.57 | 2233.15 | 2362.2 | 2500.7
IGCC-CCS | 0 | 0 | 0 | 0 | 0 | 0
WT_off | 0 | 0 | 0 | 0 | 0 | 0
PseudoUnit | 0 | 0 | 0 | 0 | 0 | 0
FixedInterchange | 0 | 0 | 0 | 0 | 0 | 0
Total Installed Capacity by Reporting Type: MISO_W
ReportingType | 2015 | 2020 | 2025 | 2030 | 2035 | 2040
BM | 0 | 0 | 0 | 0 | 0 | 0
CC | 3025 | 3025 | 3025 | 3025.01 | 3025.01 | 3025.01
CSP | 0 | 0 | 0 | 0 | 0 | 0
CT | 0 | 0 | 0.01 | 0.01 | 0.01 | 0.01
Coal | 12225.35 | 11006.07 | 11006.07 | 11006.07 | 11795.98 | 18739.88
Geo | 0 | 0 | 0 | 0 | 0 | 0
H | 497 | 497 | 497 | 497 | 497 | 497
LFG | 205 | 205 | 276.67 | 276.67 | 276.67 | 276.67
Nuc | 2361.33 | 2361.33 | 2361.33 | 2361.33 | 0.1 | 0.1
PS | 0 | 0 | 0 | 0 | 0 | 0
PV | 0 | 0 | 0 | 0 | 0 | 0
PeakG | 4522 | 4522 | 4522 | 4522 | 4522 | 4522
PeakO | 2154 | 2154 | 2154 | 2154 | 2154 | 2154
ST | 0 | 0 | 0 | 0 | 0 | 0
STOG | 172 | 172 | 172 | 172 | 172 | 172
STWD | 313 | 313 | 313 | 313 | 313 | 313
WT | 8358.5 | 10366.35 | 13547.73 | 14692.97 | 15401.53 | 16203.31
IGCC | 0 | 0 | 0 | 0 | 0 | 0
DemandResponse | 2624.99 | 2900.14 | 3369.23 | 3550.3 | 3735.37 | 3933.91
IGCC-CCS | 0 | 0 | 0 | 0 | 0 | 0
WT_off | 0 | 0 | 0 | 0 | 0 | 0
PseudoUnit | 0 | 0 | 0 | 0 | 0 | 0
FixedInterchange | 0 | 0 | 0 | 0 | 0 | 0
Total Installed Capacity by Reporting Type: MISO_WUMS
ReportingType | 2015 | 2020 | 2025 | 2030 | 2035 | 2040
BM | 0 | 0 | 0 | 0 | 0 | 0
CC | 2724 | 6184.3 | 6184.44 | 6184.44 | 7546.91 | 7546.91
CSP | 0 | 0 | 0 | 0 | 0 | 0
CT | 0 | 3179.28 | 4320.46 | 8511.49 | 15879.36 | 15879.36
Coal | 5585.71 | 4725.9 | 4725.9 | 4725.9 | 4725.9 | 4725.9
Geo | 0 | 0 | 0 | 0 | 0 | 0
H | 336 | 336 | 336 | 336 | 336 | 336
LFG | 71 | 71 | 294.33 | 294.33 | 294.33 | 294.33
Nuc | 1817 | 1817 | 1817 | 1817 | 0.1 | 0.1
PS | 0 | 0 | 0 | 0 | 0 | 0
PV | 0 | 0 | 0 | 0 | 0 | 0
PeakG | 3230 | 3230 | 3230 | 3230 | 3230 | 3230
PeakO | 490 | 490 | 490 | 490 | 490 | 490
ST | 0 | 0 | 0 | 0 | 0 | 0
STOG | 300.5 | 300.5 | 300.5 | 300.5 | 300.5 | 300.5
STWD | 105 | 105 | 105 | 105 | 105 | 105
WT | 1528.9 | 1528.9 | 1528.9 | 1528.9 | 1528.9 | 1528.9
IGCC | 0 | 0 | 0 | 0 | 0 | 0
DemandResponse | 193.51 | 455.75 | 752.42 | 792.55 | 833.06 | 876.53
IGCC-CCS | 0 | 0 | 0 | 0 | 0 | 0
WT_off | 0 | 0 | 0 | 0 | 0 | 0
PseudoUnit | 0 | 0 | 0 | 0 | 0 | 0
FixedInterchange | 0 | 0 | 0 | 0 | 0 | 0
Total Installed Capacity by Reporting Type: Nebraska
ReportingType | 2015 | 2020 | 2025 | 2030 | 2035 | 2040
BM | 0 | 0 | 0 | 0 | 0 | 0
CC | 358 | 358 | 358 | 358.01 | 358.01 | 358.01
CSP | 0 | 0 | 0 | 0 | 0 | 0
CT | 0 | 0 | 0 | 0 | 0 | 0
Coal | 4110.1 | 4110.1 | 4110.1 | 4110.1 | 6574.36 | 6993.64
Geo | 0 | 0 | 0 | 0 | 0 | 0
H | 167 | 167 | 167 | 167 | 167 | 167
LFG | 6 | 6 | 77.67 | 77.67 | 77.67 | 77.67
Nuc | 1252 | 1252 | 1252 | 1252 | 0.2 | 0.2
PS | 0 | 0 | 0 | 0 | 0 | 0
PV | 0 | 0 | 0 | 0 | 0 | 0
PeakG | 1305 | 1305 | 1305 | 1305 | 1305 | 1305
PeakO | 326 | 326 | 326 | 326 | 326 | 326
ST | 0 | 0 | 0 | 0 | 0 | 0
STOG | 0.17 | 0.17 | 0.17 | 0.17 | 0.17 | 0.17
STWD | 0 | 0 | 0 | 0 | 0 | 0
WT | 344 | 344 | 344 | 344 | 344 | 344
IGCC | 0 | 0 | 0 | 0 | 0 | 0
DemandResponse | 624.82 | 759.02 | 929.2 | 976.11 | 1024.22 | 1075.53
IGCC-CCS | 0 | 0 | 0 | 0 | 0 | 0
WT_off | 0 | 0 | 0 | 0 | 0 | 0
PseudoUnit | 0 | 0 | 0 | 0 | 0 | 0
FixedInterchange | 0 | 0 | 0 | 0 | 0 | 0
Total Installed Capacity by Reporting Type: NEISO
ReportingType | 2015 | 2020 | 2025 | 2030 | 2035 | 2040
BM | 252.2 | 252.2 | 252.2 | 252.2 | 252.2 | 252.2
CC | 11296.2 | 11296.2 | 11296.2 | 11296.2 | 11296.2 | 11296.2
CSP | 0 | 0 | 0 | 0 | 0 | 0
CT | 334 | 334 | 334 | 334 | 2711.27 | 4591.05
Coal | 320 | 0 | 0 | 0 | 0 | 0
Geo | 0 | 0 | 0 | 0 | 0 | 0
H | 3257.7 | 3257.7 | 3257.7 | 3257.7 | 3257.7 | 3257.7
LFG | 581.26 | 637.9 | 651 | 651 | 651 | 651
Nuc | 4645 | 4645 | 4645 | 4645 | 3356 | 2479.08
PS | 1674 | 1674 | 1674 | 1674 | 1674 | 1674
PV | 2 | 318.03 | 321.14 | 328.1 | 334.33 | 340.99
PeakG | 1200 | 1200 | 1200 | 1200 | 1200 | 1200
PeakO | 1182.99 | 1182.99 | 1182.99 | 1182.99 | 1182.99 | 1182.99
ST | 0 | 0 | 0 | 0 | 0 | 0
STOG | 0 | 0 | 0 | 0 | 0 | 0
STWD | 610 | 610 | 610 | 610 | 610 | 610
WT | 434.2 | 3219.51 | 5293.73 | 5483 | 5483 | 5483
IGCC | 0 | 0 | 0 | 0 | 0 | 0
DemandResponse | 3094.75 | 3647.66 | 4325.19 | 4465.92 | 4605.06 | 4752.27
IGCC-CCS | 0 | 0 | 0 | 0 | 0 | 0
WT_off | 468 | 468 | 468 | 468 | 0 | 0
PseudoUnit | 0 | 0 | 0 | 0 | 0 | 0
FixedInterchange | 0 | 0 | 0 | 0 | 0 | 0
Total Installed Capacity by Reporting Type: NonRTO_Midwest
ReportingType | 2015 | 2020 | 2025 | 2030 | 2035 | 2040
BM | 0 | 0 | 0 | 0 | 0 | 0
CC | 0 | 530.48 | 735.69 | 936.98 | 1248.22 | 1542.03
CSP | 0 | 0 | 0 | 0 | 0 | 0
CT | 0 | 261.06 | 261.06 | 436.15 | 671.97 | 953.87
Coal | 9537.36 | 9537.36 | 9537.36 | 9537.36 | 9537.36 | 9537.36
Geo | 0 | 0 | 0 | 0 | 0 | 0
H | 143 | 143 | 143 | 143 | 143 | 143
LFG | 14 | 14 | 14 | 174.25 | 174.25 | 174.25
Nuc | 0.1 | 0.1 | 0.1 | 0.1 | 0.1 | 0.1
PS | 0 | 0 | 0 | 0 | 0 | 0
PV | 0 | 0 | 0 | 0 | 0 | 0
PeakG | 3353 | 3353 | 3353 | 3353 | 3353 | 3353
PeakO | 12 | 12 | 12 | 12 | 12 | 12
ST | 0 | 0 | 0 | 0 | 0 | 0
STOG | 0 | 0 | 0 | 0 | 0 | 0
STWD | 0 | 0 | 0 | 0 | 0 | 0
WT | 66 | 66 | 66 | 66 | 66 | 66
IGCC | 0 | 0 | 0 | 0 | 0 | 0
DemandResponse | 194.1 | 455.07 | 737.31 | 765.52 | 794.28 | 824.55
IGCC-CCS | 0 | 0 | 0 | 0 | 0 | 0
WT_off | 0 | 0 | 0 | 0 | 0 | 0
PseudoUnit | 0 | 0 | 0 | 0 | 0 | 0
FixedInterchange | 0 | 0 | 0 | 0 | 0 | 0
Total Installed Capacity by Reporting Type: NYISO_A-F
ReportingType | 2015 | 2020 | 2025 | 2030 | 2035 | 2040
BM | 0 | 0 | 0 | 0 | 0 | 0
CC | 4233 | 4233 | 4233 | 4233 | 4233 | 4233.01
CSP | 0 | 0 | 0 | 0 | 0 | 0
CT | 0 | 0 | 0 | 0 | 0 | 0
Coal | 0 | 0 | 0 | 0 | 0 | 0
Geo | 0 | 0 | 0 | 0 | 0 | 0
H | 4395 | 4395 | 4395 | 4395 | 4395 | 4395
LFG | 172.4 | 172.4 | 206.86 | 240.33 | 240.33 | 240.33
Nuc | 3365 | 3365 | 3365 | 2743.8 | 2163.3 | 1311.1
PS | 1412 | 1412 | 1412 | 1412 | 1412 | 1412
PV | 0 | 0 | 0 | 0 | 0 | 0
PeakG | 221 | 221 | 221 | 221 | 221 | 221
PeakO | 39 | 39 | 39 | 39 | 39 | 39
ST | 0 | 0 | 0 | 0 | 0 | 0
STOG | 0.01 | 0.01 | 0.01 | 0.01 | 0.01 | 0.01
STWD | 86 | 86 | 86 | 86 | 86 | 86
WT | 3759.3 | 4469.1 | 4469.1 | 5293.36 | 6517.2 | 6793.6
IGCC | 0 | 0 | 0 | 0 | 0 | 0
DemandResponse | 908.31 | 1026.39 | 1177.18 | 1244.55 | 1312.72 | 1385.35
IGCC-CCS | 0 | 0 | 0 | 0 | 0 | 0
WT_off | 0 | 0 | 0 | 0 | 0 | 0
PseudoUnit | 0 | 0 | 0 | 0 | 0 | 0
FixedInterchange | 0 | 0 | 0 | 0 | 0 | 0
Total Installed Capacity by Reporting Type: NYISO_G-I
ReportingType | 2015 | 2020 | 2025 | 2030 | 2035 | 2040
BM | 0 | 0 | 0 | 0 | 0 | 0
CC | 1157 | 1157 | 1969.07 | 3001.39 | 6545.87 | 8602.03
CSP | 0 | 0 | 0 | 0 | 0 | 0
CT | 0 | 0 | 0 | 0 | 0 | 0
Coal | 0 | 0 | 0 | 0 | 0 | 0
Geo | 0 | 0 | 0 | 0 | 0 | 0
H | 32 | 32 | 32 | 32 | 32 | 32
LFG | 64 | 64 | 138.33 | 138.33 | 138.33 | 138.33
Nuc | 2045 | 2045 | 2045 | 2045 | 1025.4 | 0.4
PS | 0 | 0 | 0 | 0 | 0 | 0
PV | 0 | 0 | 0 | 0 | 0 | 0
PeakG | 65 | 65 | 65 | 65 | 65 | 65
PeakO | 87 | 87 | 87 | 87 | 87 | 87
ST | 0 | 0 | 0 | 0 | 0 | 0
STOG | 0.02 | 0.02 | 0.02 | 0.02 | 0.02 | 0.02
STWD | 0 | 0 | 0 | 0 | 0 | 0
WT | 0 | 60 | 60 | 60.01 | 60.01 | 60.01
IGCC | 0 | 0 | 0 | 0 | 0 | 0
DemandResponse | 339.91 | 382.86 | 444.79 | 475.27 | 506.57 | 539.85
IGCC-CCS | 0 | 0 | 0 | 0 | 0 | 0
WT_off | 0 | 0 | 0 | 0 | 0 | 0
PseudoUnit | 0 | 0 | 0 | 0 | 0 | 0
FixedInterchange | 0 | 0 | 0 | 0 | 0 | 0
Total Installed Capacity by Reporting Type: NYISO_J-K
ReportingType | 2015 | 2020 | 2025 | 2030 | 2035 | 2040
BM | 0 | 0 | 0 | 0 | 0 | 0
CC | 4833.4 | 4833.4 | 4833.4 | 4833.4 | 4833.4 | 5208.08
CSP | 0 | 0 | 0 | 0 | 0 | 0
CT | 0 | 0 | 780.66 | 2518.54 | 2836.43 | 4833.24
Coal | 0 | 0 | 0 | 0 | 0 | 0
Geo | 0 | 0 | 0 | 0 | 0 | 0
H | 0 | 0 | 0 | 0 | 0 | 0
LFG | 124 | 124 | 124 | 198.33 | 198.33 | 198.33
Nuc | 0.1 | 0.1 | 0.1 | 0.1 | 0.1 | 0.1
PS | 0 | 0 | 0 | 0 | 0 | 0
PV | 32 | 32 | 32 | 32 | 0 | 0
PeakG | 2778 | 2778 | 2778 | 2778 | 2778 | 2778
PeakO | 2169 | 2169 | 2169 | 2169 | 2169 | 2169
ST | 0 | 0 | 0 | 0 | 0 | 0
STOG | 5914.39 | 5914.39 | 5914.39 | 5914.39 | 5914.39 | 5914.39
STWD | 0 | 0 | 0 | 0 | 0 | 0
WT | 0 | 0 | 0 | 0 | 0 | 0
IGCC | 0 | 0 | 0 | 0 | 0 | 0
DemandResponse | 1320.36 | 1512.2 | 1757.9 | 1878.79 | 2003.17 | 2135.43
IGCC-CCS | 0 | 0 | 0 | 0 | 0 | 0
WT_off | 0 | 0 | 0 | 0 | 0 | 0
PseudoUnit | 0 | 0 | 0 | 0 | 0 | 0
FixedInterchange | 0 | 0 | 0 | 0 | 0 | 0
Total Installed Capacity by Reporting Type: PJM_E
ReportingType | 2015 | 2020 | 2025 | 2030 | 2035 | 2040
BM | 30 | 30 | 30 | 30 | 30 | 30
CC | 12283.3 | 12283.3 | 12283.3 | 12283.3 | 12283.3 | 12283.3
CSP | 0 | 0 | 0 | 0 | 0 | 0
CT | 26.2 | 26.2 | 26.2 | 26.2 | 1367.73 | 2876.77
Coal | 1076 | 508.01 | 508.01 | 508.01 | 508.01 | 508.01
Geo | 0 | 0 | 0 | 0 | 0 | 0
H | 269.99 | 269.99 | 269.99 | 269.99 | 269.99 | 269.99
LFG | 471.1 | 604 | 604 | 604 | 604 | 604
Nuc | 8510 | 7895.5 | 7895.5 | 7895.5 | 5671.5 | 4497.5
PS | 400 | 400 | 400 | 400 | 400 | 400
PV | 47.45 | 47.45 | 47.45 | 47.45 | 47.45 | 47.45
PeakG | 3877.5 | 3877.5 | 3877.5 | 3877.5 | 3877.5 | 3877.5
PeakO | 2749.3 | 2749.3 | 2749.3 | 2749.3 | 2749.3 | 2749.3
ST | 0 | 0 | 0 | 0 | 0 | 0
STOG | 2622.5 | 2622.5 | 2622.5 | 2622.5 | 2622.5 | 2622.5
STWD | 0 | 0 | 0 | 0 | 0 | 0
WT | 1160 | 1160 | 1160 | 1160 | 1160 | 1160
IGCC | 0 | 0 | 0 | 0 | 0 | 0
DemandResponse | 1257.43 | 1725.32 | 2424.48 | 2545.54 | 2669.63 | 2800.36
IGCC-CCS | 0 | 0 | 0 | 0 | 0 | 0
WT_off | 0 | 0 | 1100 | 1100 | 1100 | 1100
PseudoUnit | 0 | 0 | 0 | 0 | 0 | 0
FixedInterchange | 0 | 0 | 0 | 0 | 0 | 0
Total Installed Capacity by Reporting Type: PJM_ROM
ReportingType | 2015 | 2020 | 2025 | 2030 | 2035 | 2040
BM | 18 | 18 | 18 | 18 | 18 | 18
CC | 5664.5 | 5664.5 | 5664.5 | 5664.5 | 8739.99 | 23763.02
CSP | 0 | 0 | 0 | 0 | 0 | 0
CT | 16 | 16 | 16 | 16 | 16 | 16
Coal | 8367.52 | 8367.52 | 8367.52 | 8367.52 | 8367.52 | 8367.52
Geo | 0 | 0 | 0 | 0 | 0 | 0
H | 1392 | 1392 | 1392 | 1392 | 1392 | 1392
LFG | 356.9 | 622 | 622 | 622 | 622 | 622
Nuc | 5036 | 5036 | 5036 | 5036 | 3304 | 2405
PS | 1513 | 1513 | 1513 | 1513 | 1513 | 1513
PV | 4 | 1457 | 2389.18 | 2664.47 | 2800.29 | 2943.33
PeakG | 1719 | 1719 | 1719 | 1719 | 1719 | 1719
PeakO | 1566 | 1566 | 1566 | 1566 | 1566 | 1566
ST | 0 | 0 | 0 | 0 | 0 | 0
STOG | 3529 | 3529 | 3529 | 3529 | 3529 | 3529
STWD | 70 | 70 | 70 | 70 | 70 | 70
WT | 1210.8 | 1210.8 | 1961 | 7771 | 7771 | 7771
IGCC | 0 | 0 | 0 | 0 | 0 | 0
DemandResponse | 2310.65 | 2814.67 | 3489.76 | 3732.74 | 3981.69 | 4246.31
IGCC-CCS | 0 | 0 | 0 | 0 | 0 | 0
WT_off | 0 | 0 | 0 | 0 | 0 | 0
PseudoUnit | 0 | 0 | 0 | 0 | 0 | 0
FixedInterchange | 0 | 0 | 0 | 0 | 0 | 0
Total Installed Capacity by Reporting Type: PJM_ROR
ReportingType | 2015 | 2020 | 2025 | 2030 | 2035 | 2040
BM | 385 | 385 | 385 | 385 | 385 | 193
CC | 13618 | 13738 | 15806.52 | 24790.19 | 35167.43 | 35167.43
CSP | 0 | 0 | 0 | 0 | 0 | 0
CT | 29 | 29 | 29 | 29 | 2574.29 | 2574.29
Coal | 48375.7 | 43032.26 | 43032.26 | 43032.27 | 43032.27 | 43032.27
Geo | 0 | 0 | 0 | 0 | 0 | 0
H | 1837.4 | 1837.4 | 1837.4 | 1837.4 | 1837.4 | 1837.4
LFG | 539.4 | 539.4 | 1053.11 | 1053.11 | 1053.11 | 1053.11
Nuc | 20038 | 20038 | 20038 | 19171 | 14896 | 10012.84
PS | 3081 | 3081 | 3081 | 3081 | 3081 | 3081
PV | 24 | 24 | 24 | 24 | 24 | 24
PeakG | 19311 | 19311 | 19311 | 19311 | 19311 | 19311
PeakO | 1742 | 1742 | 1742 | 1742 | 1742 | 1742
ST | 0 | 0 | 0 | 0 | 0 | 0
STOG | 2122 | 2122 | 2122 | 2122 | 2122 | 2122
STWD | 194 | 194 | 194 | 194 | 194 | 194
WT | 10922.7 | 10922.7 | 11114.4 | 11114.4 | 11114.4 | 13179.48
IGCC | 0 | 0 | 0 | 0 | 0 | 0
DemandResponse | 3326.94 | 6312.32 | 9926.46 | 10400.06 | 10882.95 | 11394.95
IGCC-CCS | 0 | 0 | 0 | 0 | 0 | 0
WT_off | 0 | 0 | 0 | 0 | 0 | 0
PseudoUnit | 0 | 0 | 0 | 0 | 0 | 0
FixedInterchange | 0 | 0 | 0 | 0 | 0 | 0
Total Installed Capacity by Reporting Type: SOCO
ReportingType | 2015 | 2020 | 2025 | 2030 | 2035 | 2040
BM | 55 | 55 | 55 | 55 | 55 | 55
CC | 19838.9 | 20025.9 | 20773.89 | 24186.53 | 24186.53 | 24186.53
CSP | 0 | 0 | 0 | 0 | 0 | 0
CT | 0 | 0 | 0 | 0 | 0 | 0
Coal | 16382.64 | 16382.64 | 16382.64 | 16382.64 | 19930.02 | 26304.87
Geo | 0 | 0 | 0 | 0 | 0 | 0
H | 4194 | 4194 | 4194 | 4194 | 4194 | 4194
LFG | 37 | 37 | 144.4 | 144.4 | 144.4 | 144.4
Nuc | 5841 | 8041 | 8041 | 8041 | 8041 | 5395.95
PS | 1675 | 1675 | 1675 | 1675 | 1675 | 1675
PV | 0 | 0 | 0 | 0 | 0 | 0
PeakG | 10923 | 10923 | 10923 | 10923 | 10923 | 10923
PeakO | 833.83 | 833.83 | 833.83 | 833.83 | 833.83 | 833.83
ST | 0 | 0 | 0 | 0 | 0 | 0
STOG | 0 | 0 | 0 | 0 | 0 | 0
STWD | 0.01 | 0.01 | 0.01 | 0.01 | 0.01 | 0.01
WT | 0 | 0 | 0 | 0 | 0 | 0
IGCC | 0 | 0 | 0 | 0 | 0 | 0
DemandResponse | 2571.98 | 4791.66 | 7306.56 | 7702.89 | 8114.87 | 8548.03
IGCC-CCS | 0 | 0 | 0 | 0 | 0 | 0
WT_off | 0 | 0 | 0 | 0 | 0 | 0
PseudoUnit | 0 | 0 | 0 | 0 | 0 | 0
FixedInterchange | 0 | 0 | 0 | 0 | 0 | 0
Total Installed Capacity by Reporting Type: SPP_N
ReportingType | 2015 | 2020 | 2025 | 2030 | 2035 | 2040
BM | 0 | 0 | 0 | 0 | 0 | 0
CC | 1386 | 3324.49 | 3346.79 | 3602.14 | 3602.14 | 3602.14
CSP | 0 | 0 | 0 | 0 | 0 | 0
CT | 0 | 0 | 0 | 811.57 | 2039.28 | 2987.57
Coal | 8347.54 | 7972.94 | 7972.94 | 7972.94 | 7972.94 | 9448.03
Geo | 0 | 0 | 0 | 0 | 0 | 0
H | 21 | 21 | 21 | 21 | 21 | 21
LFG | 7 | 7 | 102 | 102 | 102 | 102
Nuc | 1160 | 1160 | 1160 | 1160 | 1160 | 1160
PS | 0 | 0 | 0 | 0 | 0 | 0
PV | 0 | 0 | 0 | 0 | 0 | 0
PeakG | 4397 | 4397 | 4397 | 4397 | 4397 | 4397
PeakO | 1199 | 1199 | 1199 | 1199 | 1199 | 1199
ST | 0 | 0 | 0 | 0 | 0 | 0
STOG | 1662.04 | 1662.04 | 1662.04 | 1662.04 | 1662.04 | 1662.04
STWD | 0 | 0 | 0 | 0 | 0 | 0
WT | 1227 | 1227 | 1227.02 | 1677 | 1928.85 | 1928.85
IGCC | 0 | 0 | 0 | 0 | 0 | 0
DemandResponse | 446.9 | 923.18 | 1445.12 | 1523.59 | 1604.84 | 1691.27
IGCC-CCS | 0 | 0 | 0 | 0 | 0 | 0
WT_off | 0 | 0 | 0 | 0 | 0 | 0
PseudoUnit | 0 | 0 | 0 | 0 | 0 | 0
FixedInterchange | 0 | 0 | 0 | 0 | 0 | 0
Total Installed Capacity by Reporting Type: SPP_S
ReportingType | 2015 | 2020 | 2025 | 2030 | 2035 | 2040
BM | 0 | 0 | 0 | 0 | 0 | 0
CC | 10917 | 11407.99 | 11577.42 | 13487.18 | 13487.18 | 13487.18
CSP | 0 | 0 | 0 | 0 | 0 | 0
CT | 412.99 | 712.99 | 712.99 | 713.01 | 713.02 | 713.23
Coal | 12541.94 | 12541.94 | 12541.94 | 12541.94 | 12541.94 | 12541.94
Geo | 0 | 0 | 0 | 0 | 0 | 0
H | 2108 | 2108 | 2108 | 2108 | 2108 | 2108
LFG | 19 | 19 | 114 | 114 | 114 | 114
Nuc | 0.1 | 0.1 | 0.1 | 0.1 | 0.1 | 0.1
PS | 446 | 446 | 446 | 446 | 446 | 446
PV | 0 | 0 | 0 | 0 | 0 | 0
PeakG | 3443 | 3443 | 3443 | 3443 | 3443 | 3443
PeakO | 122 | 122 | 122 | 122 | 122 | 122
ST | 0 | 0 | 0 | 0 | 0 | 0
STOG | 7587.82 | 7587.82 | 7587.82 | 7587.82 | 7587.82 | 7587.82
STWD | 84 | 84 | 84 | 84 | 84 | 84
WT | 2727 | 5382.08 | 5538.19 | 5538.19 | 16424.3 | 23476.83
IGCC | 0 | 0 | 0 | 0 | 0 | 0
DemandResponse | 61.13 | 1757.57 | 3583.17 | 3724.26 | 3870.51 | 4022.24
IGCC-CCS | 0 | 0 | 0 | 0 | 0 | 0
WT_off | 0 | 0 | 0 | 0 | 0 | 0
PseudoUnit | 0 | 0 | 0 | 0 | 0 | 0
FixedInterchange | 0 | 0 | 0 | 0 | 0 | 0
Total Installed Capacity by Reporting Type: TVA
ReportingType | 2015 | 2020 | 2025 | 2030 | 2035 | 2040
BM | 0 | 0 | 0 | 0 | 0 | 0
CC | 5881 | 7780.37 | 8198.6 | 8418.74 | 8418.74 | 8418.74
CSP | 0 | 0 | 0 | 0 | 0 | 0
CT | 0 | 1880.99 | 1880.99 | 3056.46 | 3056.46 | 3056.46
Coal | 11371.27 | 10630.28 | 10630.28 | 10630.28 | 14567.51 | 17334.76
Geo | 0 | 0 | 0 | 0 | 0 | 0
H | 5111 | 5111 | 5111 | 5111 | 5111 | 5111
LFG | 13 | 13 | 120.4 | 120.4 | 120.4 | 120.4
Nuc | 8394.89 | 8394.89 | 8394.89 | 8394.89 | 5882.56 | 4603.89
PS | 1743 | 1743 | 1743 | 1743 | 1743 | 1743
PV | 0 | 0 | 0 | 0 | 0 | 0
PeakG | 5865 | 5865 | 5865 | 5865 | 5865 | 5865
PeakO | 83 | 83 | 83 | 83 | 83 | 83
ST | 0 | 0 | 0 | 0 | 0 | 0
STOG | 0 | 0 | 0 | 0 | 0 | 0
STWD | 5 | 5 | 5 | 5 | 5 | 5
WT | 29 | 29 | 29 | 29 | 29 | 29
IGCC | 0 | 0 | 0 | 0 | 0 | 0
DemandResponse | 1805.71 | 2561.92 | 3385.07 | 3497.54 | 3612.37 | 3732.33
IGCC-CCS | 0 | 0 | 0 | 0 | 0 | 0
WT_off | 0 | 0 | 0 | 0 | 0 | 0
PseudoUnit | 0 | 0 | 0 | 0 | 0 | 0
FixedInterchange | 0 | 0 | 0 | 0 | 0 | 0
Total Installed Capacity by Reporting Type: TVA_Transmission
ReportingType | 2015 | 2020 | 2025 | 2030 | 2035 | 2040
BM | 0 | 0 | 0 | 0 | 0 | 0
CC | 0 | 0 | 0 | 0 | 0 | 0
CSP | 0 | 0 | 0 | 0 | 0 | 0
CT | 0 | 0 | 0 | 0 | 0 | 0
Coal | 0 | 0 | 0 | 0 | 0 | 0
Geo | 0 | 0 | 0 | 0 | 0 | 0
H | 0 | 0 | 0 | 0 | 0 | 0
LFG | 0 | 0 | 0 | 0 | 0 | 0
Nuc | 0 | 0 | 0 | 0 | 0 | 0
PS | 0 | 0 | 0 | 0 | 0 | 0
PV | 0 | 0 | 0 | 0 | 0 | 0
PeakG | 0 | 0 | 0 | 0 | 0 | 0
PeakO | 0 | 0 | 0 | 0 | 0 | 0
ST | 0 | 0 | 0 | 0 | 0 | 0
STOG | 0 | 0 | 0 | 0 | 0 | 0
STWD | 0 | 0 | 0 | 0 | 0 | 0
WT | 0 | 0 | 0 | 0 | 0 | 0
IGCC | 0 | 0 | 0 | 0 | 0 | 0
DemandResponse | 0 | 0 | 0 | 0 | 0 | 0
IGCC-CCS | 0 | 0 | 0 | 0 | 0 | 0
WT_off | 0 | 0 | 0 | 0 | 0 | 0
PseudoUnit | 0 | 0 | 0 | 0 | 0 | 0
FixedInterchange | 0 | 0 | 0 | 0 | 0 | 0
Total Installed Capacity by Reporting Type: VACAR
ReportingType | 2015 | 2020 | 2025 | 2030 | 2035 | 2040
BM | 0.92 | 353.52 | 1042.99 | 1183.86 | 1305.08 | 1474.72
CC | 10081.29 | 11960.07 | 13035.41 | 14858.32 | 20461.58 | 25547.87
CSP | 0 | 0 | 0 | 0 | 0 | 0
CT | 717.2 | 717.2 | 717.2 | 2479.46 | 3904.65 | 4625.05
Coal | 17136.04 | 14958.06 | 14958.06 | 14958.06 | 14958.06 | 14958.06
Geo | 0 | 0 | 0 | 0 | 0 | 0
H | 2122 | 2122 | 2122 | 2122 | 2122 | 2122
LFG | 63.34 | 170.4 | 170.4 | 170.4 | 170.4 | 170.4
Nuc | 11430 | 13760 | 13760 | 13760 | 10512 | 8654
PS | 2616 | 2616 | 2616 | 2616 | 2616 | 2616
PV | 16 | 152.81 | 160.52 | 170.37 | 180.52 | 191.2
PeakG | 8308 | 8308 | 8308 | 8308 | 8308 | 8308
PeakO | 1268 | 1268 | 1268 | 1268 | 1268 | 1268
ST | 0 | 0 | 0 | 0 | 0 | 0
STOG | 92 | 92 | 92 | 92 | 92 | 92
STWD | 281 | 281 | 281 | 281 | 281 | 281
WT | 0.9 | 3500 | 3500 | 3500 | 3500 | 3500
IGCC | 0 | 0 | 0 | 0 | 0 | 0
DemandResponse | 2340.74 | 3884.14 | 5730.19 | 6092.7 | 6472.29 | 6872.96
IGCC-CCS | 0 | 0 | 0 | 0 | 0 | 0
WT_off | 1 | 1 | 1 | 1 | 1 | 1
PseudoUnit | 0 | 0 | 0 | 0 | 0 | 0
FixedInterchange | 0 | 0 | 0 | 0 | 0 | 0
Total Installed Capacity by Reporting Type: IESO
ReportingType | 2015 | 2020 | 2025 | 2030 | 2035 | 2040
BM | 326.33 | 326.33 | 326.33 | 326.33 | 326.33 | 326.33
CC | 4113.16 | 4113.16 | 4113.16 | 4113.16 | 4797.29 | 7701.73
CSP | 0 | 0 | 0 | 0 | 0 | 0
CT | 368 | 368 | 368 | 368 | 3049.08 | 3590.12
Coal | 0 | 0 | 0 | 0 | 0 | 0
Geo | 0 | 0 | 0 | 0 | 0 | 0
H | 8693.3 | 8693.3 | 8693.3 | 8693.3 | 8693.3 | 8693.3
LFG | 117.5 | 117.5 | 117.5 | 117.5 | 118 | 118
Nuc | 13018 | 13018 | 13018 | 13018 | 11988 | 10448
PS | 123 | 123 | 123 | 123 | 123 | 123
PV | 1097.26 | 1097.26 | 1097.26 | 1097.26 | 30 | 30
PeakG | 584 | 584 | 584 | 584 | 584 | 584
PeakO | 29.35 | 29.35 | 29.35 | 29.35 | 29.35 | 29.35
ST | 0 | 0 | 0 | 0 | 0 | 0
STOG | 0 | 0 | 0 | 0 | 0 | 0
STWD | 0 | 0 | 0 | 0 | 0 | 0
WT | 3385.9 | 3385.9 | 3385.9 | 3385.9 | 1280 | 1280
IGCC | 0 | 0 | 0 | 0 | 0 | 0
DemandResponse | 1961.39 | 2084.47 | 2412.93 | 2574.11 | 2737.67 | 2912.39
IGCC-CCS | 0 | 0 | 0 | 0 | 0 | 0
WT_off | 0 | 0 | 0 | 0 | 0 | 0
PseudoUnit | 0 | 0 | 0 | 0 | 0 | 0
FixedInterchange | 0 | 0 | 0 | 0 | 0 | 0
Total Installed Capacity by Reporting Type: MAPP_CA
ReportingType | 2015 | 2020 | 2025 | 2030 | 2035 | 2040
BM | 0 | 0 | 0 | 0 | 0 | 0
CC | 1647.19 | 2175.55 | 2392.77 | 2861.84 | 3338.61 | 3338.61
CSP | 0 | 0 | 0 | 0 | 0 | 0
CT | 0 | 0 | 0 | 0 | 6.98 | 517.46
Coal | 736.49 | 736.49 | 736.49 | 736.49 | 736.49 | 736.49
Geo | 0 | 0 | 0 | 0 | 0 | 0
H | 6475.4 | 6475.4 | 6475.4 | 6475.4 | 6475.4 | 6475.4
LFG | 0 | 0 | 0 | 0 | 0 | 0
Nuc | 0.1 | 0.1 | 0.1 | 0.1 | 0.1 | 0.1
PS | 0 | 0 | 0 | 0 | 0 | 0
PV | 0 | 0 | 0 | 0 | 0 | 0
PeakG | 559 | 559 | 559 | 559 | 559 | 559
PeakO | 4 | 4 | 4 | 4 | 4 | 4
ST | 0 | 0 | 0 | 0 | 0 | 0
STOG | 126 | 126 | 126 | 126 | 126 | 126
STWD | 0 | 0 | 0 | 0 | 0 | 0
WT | 577.4 | 577.4 | 577.4 | 577.4 | 577.4 | 577.4
IGCC | 0 | 0 | 0 | 0 | 0 | 0
DemandResponse | 89.53 | 308.75 | 550.07 | 574.98 | 600.67 | 627.78
IGCC-CCS | 0 | 0 | 0 | 0 | 0 | 0
WT_off | 0 | 0 | 0 | 0 | 0 | 0
PseudoUnit | 0 | 0 | 0 | 0 | 0 | 0
FixedInterchange | 0 | 0 | 0 | 0 | 0 | 0
Total Installed Capacity by Reporting Type: AZ_NM_SNV_Coal
ReportingType | 2015 | 2020 | 2025 | 2030 | 2035 | 2040
BM | 0 | 0 | 0 | 0 | 0 | 0
CC | 0 | 0 | 0 | 0 | 0 | 0
CSP | 0 | 0 | 0 | 0 | 0 | 0
CT | 0 | 0 | 0 | 0 | 0 | 0
Coal | 10466 | 10466 | 10466 | 10466 | 10466 | 17609.92
Geo | 0 | 0 | 0 | 0 | 0 | 0
H | 0 | 0 | 0 | 0 | 0 | 0
LFG | 0 | 0 | 0 | 0 | 0 | 0
Nuc | 0 | 0 | 0 | 0 | 0 | 0
PS | 0 | 0 | 0 | 0 | 0 | 0
PV | 0 | 0 | 0 | 0 | 0 | 0
PeakG | 0 | 0 | 0 | 0 | 0 | 0
PeakO | 200 | 200 | 200 | 185 | 185 | 0
ST | 0 | 0 | 0 | 0 | 0 | 0
STOG | 0 | 0 | 0 | 0 | 0 | 0
STWD | 0 | 0 | 0 | 0 | 0 | 0
WT | 0 | 0 | 0 | 0 | 0 | 0
IGCC | 0 | 0 | 0 | 0 | 0 | 0
DemandResponse | 0 | 0 | 0 | 0 | 0 | 0
IGCC-CCS | 0 | 0 | 0 | 0 | 0 | 0
WT_off | 0 | 0 | 0 | 0 | 0 | 0
PseudoUnit | 0 | 0 | 0 | 0 | 0 | 0
FixedInterchange | 0 | 0 | 0 | 0 | 0 | 0
Total Installed Capacity by Reporting Type: AZ_NM_SNV_Gas
ReportingType | 2015 | 2020 | 2025 | 2030 | 2035 | 2040
BM | 0 | 0 | 0 | 0 | 0 | 0
CC | 15437.11 | 16426.62 | 17044.3 | 20323.47 | 24562.66 | 24562.66
CSP | 0 | 0 | 0 | 0 | 0 | 0
CT | 736 | 736 | 736 | 736 | 0 | 0
Coal | 0 | 0 | 0 | 0 | 0 | 0
Geo | 0 | 0 | 0 | 0 | 0 | 0
H | 0 | 0 | 0 | 0 | 0 | 0
LFG | 0 | 0 | 0 | 0 | 0 | 0
Nuc | 0 | 0 | 0 | 0 | 0 | 0
PS | 0 | 0 | 0 | 0 | 0 | 0
PV | 0 | 0 | 0 | 0 | 0 | 0
PeakG | 3660 | 3660 | 3660 | 3660 | 3660 | 412.07
PeakO | 0 | 0 | 0 | 0 | 0 | 0
ST | 0 | 0 | 0 | 0 | 0 | 0
STOG | 0 | 0 | 0 | 0 | 0 | 0
STWD | 0 | 0 | 0 | 0 | 0 | 0
WT | 0 | 0 | 0 | 0 | 0 | 0
IGCC | 0 | 0 | 0 | 0 | 0 | 0
DemandResponse | 334.95 | 1083.77 | 1966.09 | 2136.85 | 2315.31 | 2508.04
IGCC-CCS | 0 | 0 | 0 | 0 | 0 | 0
WT_off | 0 | 0 | 0 | 0 | 0 | 0
PseudoUnit | 0 | 0 | 0 | 0 | 0 | 0
FixedInterchange | 0 | 0 | 0 | 0 | 0 | 0
Total Installed Capacity by Reporting Type: AZ_NM_SNV_NucRenew
ReportingType | 2015 | 2020 | 2025 | 2030 | 2035 | 2040
BM | 0 | 0 | 0 | 0 | 0 | 0
CC | 0 | 0 | 0 | 0 | 0 | 0
CSP | 0 | 0 | 0 | 0 | 0 | 0
CT | 0 | 0 | 0 | 0 | 0 | 0
Coal | 0 | 0 | 0 | 0 | 0 | 0
Geo | 0 | 0 | 1450 | 1450 | 1450 | 1450
H | 3131 | 3131 | 3131 | 3131 | 3131 | 3131
LFG | 7 | 67.67 | 67.67 | 67.67 | 67.67 | 67.67
Nuc | 3875 | 3875 | 3875 | 3875 | 3875 | 3875
PS | 216 | 216 | 216 | 216 | 216 | 216
PV | 148.7 | 148.7 | 148.7 | 148.7 | 148.7 | 148.7
PeakG | 0 | 0 | 0 | 0 | 0 | 0
PeakO | 0 | 0 | 0 | 0 | 0 | 0
ST | 280 | 748.2 | 1038.38 | 1129.85 | 1129.85 | 1129.85
STOG | 0 | 0 | 0 | 0 | 0 | 0
STWD | 26 | 26 | 26 | 26 | 26 | 26
WT | 525.1 | 12339.42 | 12339.42 | 12742.47 | 12742.48 | 12742.48
IGCC | 0 | 0 | 0 | 0 | 0 | 0
DemandResponse | 0 | 0 | 0 | 0 | 0 | 0
IGCC-CCS | 0 | 0 | 0 | 0 | 0 | 0
WT_off | 0 | 0 | 0 | 0 | 0 | 0
PseudoUnit | 0 | 0 | 0 | 0 | 0 | 0
FixedInterchange | 0 | 0 | 0 | 0 | 0 | 0
Total Installed Capacity by Reporting Type: ERCOT
ReportingType | 2015 | 2020 | 2025 | 2030 | 2035 | 2040
BM | 145 | 145 | 145 | 145 | 145 | 145
CC | 30649.42 | 34019.62 | 34602.58 | 37854.81 | 41809.95 | 45890.62
CSP | 0 | 0 | 0 | 0 | 0 | 0
CT | 250 | 250 | 250 | 250 | 250 | 250
Coal | 18867.87 | 18867.87 | 18867.87 | 18867.87 | 18867.87 | 18867.87
Geo | 0 | 0 | 0 | 0 | 0 | 0
H | 565 | 565 | 565 | 565 | 565 | 565
LFG | 75 | 75 | 75 | 429 | 429 | 429
Nuc | 5091 | 5091 | 5091 | 5091 | 5091 | 5091
PS | 0 | 0 | 0 | 0 | 0 | 0
PV | 15 | 15 | 15 | 15 | 1 | 1
PeakG | 4768 | 4768 | 4768 | 4768 | 4768 | 4768
PeakO | 51 | 51 | 51 | 51 | 51 | 51
ST | 0 | 0 | 0 | 0 | 0 | 0
STOG | 17064.44 | 17064.44 | 17064.44 | 17064.44 | 17064.44 | 17064.44
STWD | 0 | 0 | 0 | 0 | 0 | 0
WT | 9280.1 | 9280.1 | 9280.1 | 9280.1 | 9280.1 | 9472.92
IGCC | 0 | 0 | 0 | 0 | 0 | 0
DemandResponse | 741.27 | 3630.68 | 6802.73 | 7100.92 | 7427.63 | 7766.49
IGCC-CCS | 0 | 0 | 0 | 0 | 0 | 0
WT_off | 0 | 0 | 0 | 0 | 0 | 0
PseudoUnit | 0 | 0 | 0 | 0 | 0 | 0
FixedInterchange | 0 | 0 | 0 | 0 | 0 | 0
Total Installed Capacity by Reporting Type: NP15
ReportingType | 2015 | 2020 | 2025 | 2030 | 2035 | 2040
BM | 0 | 0 | 0 | 0 | 0 | 0
CC | 7404 | 7404 | 7404 | 7404.01 | 7404.01 | 7496.61
CSP | 0 | 0 | 0 | 0 | 0 | 0
CT | 361.36 | 1809.71 | 6048.64 | 12809.48 | 19602.72 | 26605.32
Coal | 28.2 | 0 | 0 | 0 | 0 | 0
Geo | 1123 | 1323.88 | 1723 | 1723 | 1723 | 1723
H | 8825 | 8825 | 8825 | 8825 | 8825 | 8825
LFG | 85 | 650 | 650 | 650 | 650 | 650
Nuc | 2300 | 2300 | 2300 | 2300 | 2300 | 2300
PS | 2257 | 2257 | 2257 | 2257 | 2257 | 2257
PV | 59.5 | 59.5 | 59.5 | 59.5 | 59.5 | 59.5
PeakG | 3265 | 3265 | 3265 | 3265 | 3265 | 3265
PeakO | 350 | 350 | 350 | 350 | 350 | 350
ST | 29 | 29 | 29 | 29 | 29 | 29
STOG | 3812.6 | 3812.6 | 3812.6 | 3812.6 | 3812.6 | 3812.6
STWD | 442 | 442 | 442 | 442 | 442 | 442
WT | 1193.2 | 4492 | 4492 | 4492 | 4492 | 4492
IGCC | 0 | 0 | 0 | 0 | 0 | 0
DemandResponse | 1830.71 | 1894.08 | 2106.43 | 2302.27 | 2496.71 | 2701.25
IGCC-CCS | 0 | 0 | 0 | 0 | 0 | 0
WT_off | 0 | 0 | 0 | 0 | 0 | 0
PseudoUnit | 0 | 0 | 0 | 0 | 0 | 0
FixedInterchange | 0 | 0 | 0 | 0 | 0 | 0
Total Installed Capacity by Reporting Type: NWPP_Coal
ReportingType | 2015 | 2020 | 2025 | 2030 | 2035 | 2040
BM | 0 | 0 | 0 | 0 | 0 | 0
CC | 0 | 0 | 0 | 0 | 0 | 0
CSP | 0 | 0 | 0 | 0 | 0 | 0
CT | 0 | 0 | 0 | 0 | 0 | 0
Coal | 12409.62 | 12409.62 | 12409.62 | 12409.62 | 12409.62 | 12409.62
Geo | 0 | 0 | 0 | 0 | 0 | 0
H | 0 | 0 | 0 | 0 | 0 | 0
LFG | 0 | 0 | 0 | 0 | 0 | 0
Nuc | 0 | 0 | 0 | 0 | 0 | 0
PS | 0 | 0 | 0 | 0 | 0 | 0
PV | 0 | 0 | 0 | 0 | 0 | 0
PeakG | 0 | 0 | 0 | 0 | 0 | 0
PeakO | 0 | 0 | 0 | 0 | 0 | 0
ST | 0 | 0 | 0 | 0 | 0 | 0
STOG | 0 | 0 | 0 | 0 | 0 | 0
STWD | 0 | 0 | 0 | 0 | 0 | 0
WT | 0 | 0 | 0 | 0 | 0 | 0
IGCC | 0 | 0 | 0 | 0 | 0 | 0
DemandResponse | 0 | 0 | 0 | 0 | 0 | 0
IGCC-CCS | 0 | 0 | 0 | 0 | 0 | 0
WT_off | 0 | 0 | 0 | 0 | 0 | 0
PseudoUnit | 0 | 0 | 0 | 0 | 0 | 0
FixedInterchange | 0 | 0 | 0 | 0 | 0 | 0
Total Installed Capacity by Reporting Type: NWPP_Gas
ReportingType | 2015 | 2020 | 2025 | 2030 | 2035 | 2040
BM | 0 | 0 | 0 | 0 | 0 | 0
CC | 6627 | 6627 | 7085.43 | 12500.9 | 16113.59 | 17331.03
CSP | 0 | 0 | 0 | 0 | 0 | 0
CT | 150 | 150 | 150 | 150 | 0 | 0
Coal | 0 | 0 | 0 | 0 | 0.01 | 937.56
Geo | 0 | 0 | 0 | 0 | 0 | 0
H | 0 | 0 | 0 | 0 | 0 | 0
LFG | 0 | 0 | 0 | 0 | 0 | 0
Nuc | 0 | 0 | 0 | 0 | 0 | 0
PS | 0 | 0 | 0 | 0 | 0 | 0
PV | 0 | 0 | 0 | 0 | 0 | 0
PeakG | 0 | 0 | 0 | 0 | 0 | 0
PeakO | 0 | 0 | 0 | 0 | 0 | 0
ST | 0 | 0 | 0 | 0 | 0 | 0
STOG | 0 | 0 | 0 | 0 | 0 | 0
STWD | 0 | 0 | 0 | 0 | 0 | 0
WT | 0 | 0 | 0 | 0 | 0 | 0
IGCC | 0 | 0 | 0 | 0 | 0 | 0
DemandResponse | 0.01 | 957.78 | 2018.92 | 2153.66 | 2290.11 | 2431.65
IGCC-CCS | 0 | 0 | 0 | 0 | 0 | 0
WT_off | 0 | 0 | 0 | 0 | 0 | 0
PseudoUnit | 0 | 0 | 0 | 0 | 0 | 0
FixedInterchange | 0 | 0 | 0 | 0 | 0 | 0
Total Installed Capacity by Reporting Type: NWPP_NucRenew
ReportingType | 2015 | 2020 | 2025 | 2030 | 2035 | 2040
BM | 32.55 | 32.55 | 32.55 | 32.55 | 32.55 | 32.55
CC | 0 | 0 | 0 | 0 | 0 | 0
CSP | 0 | 0 | 0 | 0 | 0 | 0
CT | 0 | 0 | 0 | 0 | 0 | 0
Coal | 0 | 0 | 0 | 0 | 0 | 0
Geo | 404.2 | 404.2 | 838.2 | 838.2 | 838.2 | 838.2
H | 33736 | 33736 | 33736 | 33736 | 33736 | 33736
LFG | 128.5 | 149.15 | 351.68 | 373 | 373 | 373
Nuc | 1131 | 1131 | 1131 | 1131 | 1131 | 1131
PS | 258 | 258 | 258 | 258 | 258 | 258
PV | 3 | 3 | 3 | 3 | 3 | 3
PeakG | 0 | 0 | 0 | 0 | 0 | 0
PeakO | 0 | 0 | 0 | 0 | 0 | 0
ST | 0 | 0 | 0 | 0 | 0 | 0
STOG | 0 | 0 | 0 | 0 | 0 | 0
STWD | 87.43 | 87.43 | 87.43 | 87.43 | 87.43 | 87.43
WT | 6865.3 | 6865.3 | 6865.3 | 6865.3 | 6865.3 | 6865.3
IGCC | 0 | 0 | 0 | 0 | 0 | 0
DemandResponse | 0 | 0 | 0 | 0 | 0 | 0
IGCC-CCS | 0 | 0 | 0 | 0 | 0 | 0
WT_off | 0 | 0 | 0 | 0 | 0 | 0
PseudoUnit | 0 | 0 | 0 | 0 | 0 | 0
FixedInterchange | 0 | 0 | 0 | 0 | 0 | 0
Total Installed Capacity by Reporting Type: RMPA
ReportingType | 2015 | 2020 | 2025 | 2030 | 2035 | 2040
BM | 0 | 0 | 0 | 0 | 0 | 0
CC | 2686 | 2686 | 2686 | 2686 | 2686 | 2686
CSP | 0 | 0 | 0 | 0 | 0 | 0
CT | 152 | 152 | 152 | 152 | 152 | 152
Coal | 7420.22 | 7249.72 | 6897.72 | 7658.13 | 9196.44 | 10841.49
Geo | 0 | 424.12 | 2570 | 2570 | 2570 | 2570
H | 982 | 982 | 982 | 982 | 982 | 982
LFG | 7.4 | 36.33 | 36.33 | 36.33 | 36.33 | 36.33
Nuc | 0.1 | 0.1 | 0.1 | 0.1 | 0.1 | 0.1
PS | 563 | 563 | 563 | 563 | 563 | 563
PV | 21 | 21 | 21 | 21 | 21 | 21
PeakG | 2904 | 2904 | 2904 | 2904 | 2904 | 2904
PeakO | 187 | 187 | 187 | 187 | 187 | 187
ST | 3 | 380.68 | 410.19 | 443.39 | 443.39 | 443.39
STOG | 0 | 0 | 0 | 0 | 0 | 0
STWD | 0 | 0 | 0 | 0 | 0 | 0
WT | 2113.4 | 2113.4 | 2113.4 | 2113.4 | 2113.4 | 2113.4
IGCC | 0 | 0 | 0 | 0 | 0 | 0
DemandResponse | 486.61 | 627.21 | 822.27 | 893.65 | 969.25 | 1050.09
IGCC-CCS | 0 | 0 | 0 | 0 | 0 | 0
WT_off | 0 | 0 | 0 | 0 | 0 | 0
PseudoUnit | 0 | 0 | 0 | 0 | 0 | 0
FixedInterchange | 0 | 0 | 0 | 0 | 0 | 0
Total Installed Capacity by Reporting Type: SP15
ReportingType | 2015 | 2020 | 2025 | 2030 | 2035 | 2040
BM | 6 | 6 | 6 | 6 | 6 | 6
CC | 10080.5 | 10080.5 | 10080.5 | 10080.5 | 10080.5 | 10080.5
CSP | 0 | 0 | 0 | 0 | 0 | 0
CT | 0 | 0 | 0 | 0 | 0 | 0
Coal | 101.2 | 101.2 | 101.2 | 101.2 | 0.01 | 0
Geo | 963 | 2413 | 2413 | 2413 | 2413 | 2413
H | 1163 | 1163 | 1163 | 1163 | 1163 | 1163
LFG | 223.2 | 779 | 779 | 779 | 779 | 779
Nuc | 2250 | 2250 | 2250 | 2250 | 2250 | 2250
PS | 1440 | 1440 | 1440 | 1440 | 1440 | 1440
PV | 126.8 | 126.8 | 126.8 | 126.8 | 123 | 123
PeakG | 4309 | 4309 | 4309 | 4309 | 4309 | 4309
PeakO | 51 | 51 | 51 | 51 | 51 | 51
ST | 448 | 448 | 448 | 448 | 448 | 448
STOG | 10242 | 10242 | 10242 | 10242 | 10242 | 10242
STWD | 119 | 119 | 119 | 119 | 119 | 119
WT | 2207.8 | 2207.8 | 2207.8 | 2207.8 | 2207.8 | 2207.8
IGCC | 0 | 0 | 0 | 0 | 0 | 0
DemandResponse | 2615.79 | 2747.05 | 3031.64 | 3280.14 | 3525.43 | 3782.44
IGCC-CCS | 0 | 0 | 0 | 0 | 0 | 0
WT_off | 0 | 0 | 0 | 0 | 0 | 0
PseudoUnit | 0 | 0 | 0 | 0 | 0 | 0
FixedInterchange | 0 | 0 | 0 | 0 | 0 | 0
Total Installed Capacity by Reporting Type: ALB
ReportingType | 2015 | 2020 | 2025 | 2030 | 2035 | 2040
BM | 0 | 0 | 0 | 0 | 0 | 0
CC | 2595.36 | 3279.44 | 3895.83 | 4808.95 | 6000.75 | 7062.7
CSP | 0 | 0 | 0 | 0 | 0 | 0
CT | 201.5 | 201.5 | 201.5 | 201.5 | 0 | 0
Coal | 6240.83 | 6240.83 | 6240.83 | 6240.83 | 6240.83 | 6240.83
Geo | 0 | 0 | 0 | 0 | 0 | 0
H | 912 | 912 | 912 | 912 | 912 | 912
LFG | 10 | 10 | 10 | 10 | 10 | 10
Nuc | 0.1 | 0.1 | 0.1 | 0.1 | 0.1 | 0.1
PS | 0 | 0 | 0 | 0 | 0 | 0
PV | 0 | 0 | 0 | 0 | 0 | 0
PeakG | 1475.88 | 1380.55 | 1380.55 | 1380.55 | 1380.55 | 1380.55
PeakO | 0 | 0 | 0 | 0 | 0 | 0
ST | 0 | 0 | 0 | 0 | 0 | 0
STOG | 0 | 0 | 0 | 0 | 0 | 0
STWD | 0 | 0 | 0 | 0 | 0 | 0
WT | 672 | 672 | 672 | 672 | 672 | 672
IGCC | 0 | 0 | 0 | 0 | 0 | 0
DemandResponse | 105.16 | 361.08 | 660.83 | 708.64 | 759.9 | 814.88
IGCC-CCS | 0 | 0 | 0 | 0 | 0 | 0
WT_off | 0 | 0 | 0 | 0 | 0 | 0
PseudoUnit | 0 | 0 | 0 | 0 | 0 | 0
FixedInterchange | 0 | 0 | 0 | 0 | 0 | 0
Total Installed Capacity by Reporting Type: BC
ReportingType | 2015 | 2020 | 2025 | 2030 | 2035 | 2040
BM | 0 | 0 | 0 | 0 | 0 | 0
CC | 1345.35 | 1780 | 2434.21 | 2965.28 | 3743.97 | 4560.81
CSP | 0 | 0 | 0 | 0 | 0 | 0
CT | 0 | 0 | 0 | 0 | 0 | 0
Coal | 0 | 0 | 0 | 0 | 0 | 0
Geo | 0 | 0 | 0 | 0 | 0 | 0
H | 12161 | 12161 | 12161 | 12161 | 12161 | 12161
LFG | 24 | 24 | 24 | 24 | 24 | 24
Nuc | 0.1 | 0.1 | 0.1 | 0.1 | 0.1 | 0.1
PS | 0 | 0 | 0 | 0 | 0 | 0
PV | 0 | 0 | 0 | 0 | 0 | 0
PeakG | 141 | 141 | 141 | 141 | 141 | 141
PeakO | 44 | 44 | 44 | 44 | 44 | 44
ST | 0 | 0 | 0 | 0 | 0 | 0
STOG | 0 | 0 | 0 | 0 | 0 | 0
STWD | 510 | 510 | 510 | 510 | 510 | 510
WT | 246 | 246 | 246 | 246 | 246 | 246
IGCC | 0 | 0 | 0 | 0 | 0 | 0
DemandResponse | 0.01 | 264.69 | 555.31 | 582.51 | 611.05 | 640.98
IGCC-CCS | 0 | 0 | 0 | 0 | 0 | 0
WT_off | 0 | 0 | 0 | 0 | 0 | 0
PseudoUnit | 0 | 0 | 0 | 0 | 0 | 0
FixedInterchange | 0 | 0 | 0 | 0 | 0 | 0
Total Installed Capacity by Reporting Type: HQ_IESO
ReportingType | 2015 | 2020 | 2025 | 2030 | 2035 | 2040
BM | 0 | 0 | 0 | 0 | 0 | 0
CC | 0 | 0 | 0 | 0 | 0 | 0
CSP | 0 | 0 | 0 | 0 | 0 | 0
CT | 0 | 0 | 0 | 0 | 0 | 0
Coal | 0 | 0 | 0 | 0 | 0 | 0
Geo | 0 | 0 | 0 | 0 | 0 | 0
H | 0 | 0 | 0 | 0 | 0 | 0
LFG | 0 | 0 | 0 | 0 | 0 | 0
Nuc | 0.1 | 0.1 | 0.1 | 0.1 | 0.1 | 0.1
PS | 0 | 0 | 0 | 0 | 0 | 0
PV | 0 | 0 | 0 | 0 | 0 | 0
PeakG | 0 | 0 | 0 | 0 | 0 | 0
PeakO | 0 | 0 | 0 | 0 | 0 | 0
ST | 0 | 0 | 0 | 0 | 0 | 0
STOG | 0 | 0 | 0 | 0 | 0 | 0
STWD | 0 | 0 | 0 | 0 | 0 | 0
WT | 0 | 0 | 0 | 0 | 0 | 0
IGCC | 0 | 0 | 0 | 0 | 0 | 0
DemandResponse | 0 | 0 | 0 | 0 | 0 | 0
IGCC-CCS | 0 | 0 | 0 | 0 | 0 | 0
WT_off | 0 | 0 | 0 | 0 | 0 | 0
PseudoUnit | 0 | 0 | 0 | 0 | 0 | 0
FixedInterchange | 3000 | 3000 | 3000 | 3000 | 3000 | 3000
Total Installed Capacity by Reporting Type: HQ_NEISO
ReportingType | 2015 | 2020 | 2025 | 2030 | 2035 | 2040
BM | 0 | 0 | 0 | 0 | 0 | 0
CC | 0 | 0 | 0 | 0 | 0 | 0
CSP | 0 | 0 | 0 | 0 | 0 | 0
CT | 0 | 0 | 0 | 0 | 0 | 0
Coal | 0 | 0 | 0 | 0 | 0 | 0
Geo | 0 | 0 | 0 | 0 | 0 | 0
H | 0 | 0 | 0 | 0 | 0 | 0
LFG | 0 | 0 | 0 | 0 | 0 | 0
Nuc | 0.1 | 0.1 | 0.1 | 0.1 | 0.1 | 0.1
PS | 0 | 0 | 0 | 0 | 0 | 0
PV | 0 | 0 | 0 | 0 | 0 | 0
PeakG | 0 | 0 | 0 | 0 | 0 | 0
PeakO | 0 | 0 | 0 | 0 | 0 | 0
ST | 0 | 0 | 0 | 0 | 0 | 0
STOG | 0 | 0 | 0 | 0 | 0 | 0
STWD | 0 | 0 | 0 | 0 | 0 | 0
WT | 0 | 0 | 0 | 0 | 0 | 0
IGCC | 0 | 0 | 0 | 0 | 0 | 0
DemandResponse | 0 | 0 | 0 | 0 | 0 | 0
IGCC-CCS | 0 | 0 | 0 | 0 | 0 | 0
WT_off | 0 | 0 | 0 | 0 | 0 | 0
PseudoUnit | 0 | 0 | 0 | 0 | 0 | 0
FixedInterchange | 2920 | 2920 | 2920 | 2920 | 2920 | 2920
Total Installed Capacity by Reporting Type: HQ_NY
ReportingType | 2015 | 2020 | 2025 | 2030 | 2035 | 2040
BM | 0 | 0 | 0 | 0 | 0 | 0
CC | 0 | 0 | 0 | 0 | 0 | 0
CSP | 0 | 0 | 0 | 0 | 0 | 0
CT | 0 | 0 | 0 | 0 | 0 | 0
Coal | 0 | 0 | 0 | 0 | 0 | 0
Geo | 0 | 0 | 0 | 0 | 0 | 0
H | 0 | 0 | 0 | 0 | 0 | 0
LFG | 0 | 0 | 0 | 0 | 0 | 0
Nuc | 0.1 | 0.1 | 0.1 | 0.1 | 0.1 | 0.1
PS | 0 | 0 | 0 | 0 | 0 | 0
PV | 0 | 0 | 0 | 0 | 0 | 0
PeakG | 0 | 0 | 0 | 0 | 0 | 0
PeakO | 0 | 0 | 0 | 0 | 0 | 0
ST | 0 | 0 | 0 | 0 | 0 | 0
STOG | 0 | 0 | 0 | 0 | 0 | 0
STWD | 0 | 0 | 0 | 0 | 0 | 0
WT | 0 | 0 | 0 | 0 | 0 | 0
IGCC | 0 | 0 | 0 | 0 | 0 | 0
DemandResponse | 0 | 0 | 0 | 0 | 0 | 0
IGCC-CCS | 0 | 0 | 0 | 0 | 0 | 0
WT_off | 0 | 0 | 0 | 0 | 0 | 0
PseudoUnit | 0 | 0 | 0 | 0 | 0 | 0
FixedInterchange | 1500 | 1500 | 1500 | 1500 | 1500 | 1500
Total Installed Capacity by Reporting Type: MARITIMES
ReportingType | 2015 | 2020 | 2025 | 2030 | 2035 | 2040
BM | 0 | 0 | 0 | 0 | 0 | 0
CC | 0 | 0 | 0 | 0 | 0 | 0
CSP | 0 | 0 | 0 | 0 | 0 | 0
CT | 0 | 0 | 0 | 0 | 0 | 0
Coal | 0 | 0 | 0 | 0 | 0 | 0
Geo | 0 | 0 | 0 | 0 | 0 | 0
H | 0 | 0 | 0 | 0 | 0 | 0
LFG | 0 | 0 | 0 | 0 | 0 | 0
Nuc | 0.1 | 0.1 | 0.1 | 0.1 | 0.1 | 0.1
PS | 0 | 0 | 0 | 0 | 0 | 0
PV | 0 | 0 | 0 | 0 | 0 | 0
PeakG | 0 | 0 | 0 | 0 | 0 | 0
PeakO | 0 | 0 | 0 | 0 | 0 | 0
ST | 0 | 0 | 0 | 0 | 0 | 0
STOG | 0 | 0 | 0 | 0 | 0 | 0
STWD | 0 | 0 | 0 | 0 | 0 | 0
WT | 0 | 0 | 0 | 0 | 0 | 0
IGCC | 0 | 0 | 0 | 0 | 0 | 0
DemandResponse | 0 | 0 | 0 | 0 | 0 | 0
IGCC-CCS | 0 | 0 | 0 | 0 | 0 | 0
WT_off | 0 | 0 | 0 | 0 | 0 | 0
PseudoUnit | 0 | 0 | 0 | 0 | 0 | 0
FixedInterchange | 1400 | 1400 | 1400 | 1400 | 1400 | 1400
Total Installed Capacity by Reporting Type: All
ReportingType | 2015 | 2020 | 2025 | 2030 | 2035 | 2040
BM | 1251 | 1603.6 | 2293.07 | 2433.94 | 2555.16 | 2532.81
CC | 234608.98 | 259136.53 | 272117.89 | 312566.3 | 363165.95 | 406322.88
CSP | 0 | 0 | 0 | 0 | 0 | 0
CT | 6542.55 | 13612.24 | 19773.02 | 36673.09 | 62198.04 | 77726.66
Coal | 268235.12 | 252734 | 252382.01 | 253142.45 | 265320.85 | 293200.6
Geo | 2534.2 | 4609.2 | 9038.2 | 9038.2 | 9038.2 | 9038.2
H | 106079.79 | 106079.79 | 106079.79 | 106079.79 | 106079.79 | 106079.79
LFG | 4136 | 6089 | 8299 | 9022.5 | 9023 | 9023
Nuc | 117236.86 | 121152.36 | 121152.36 | 119664.16 | 93088.46 | 73382.46
PS | 21788 | 21788 | 21788 | 21788 | 21788 | 21788
PV | 1648 | 3860.86 | 4994.81 | 5308.06 | 4365.14 | 4548.6
PeakG | 119320.38 | 119225.05 | 119225.05 | 119225.05 | 119225.05 | 115977.12
PeakO | 21187.65 | 21187.65 | 21187.65 | 21172.65 | 21172.65 | 20987.65
ST | 760 | 1605.88 | 1925.58 | 2050.24 | 2050.24 | 2050.24
STOG | 66951.41 | 66951.41 | 66865.32 | 66865.32 | 66865.32 | 66865.32
STWD | 3496.44 | 3496.44 | 3496.44 | 3496.44 | 3496.44 | 3496.44
WT | 64004.8 | 91374.43 | 98503.97 | 107476.57 | 118901.28 | 129622.96
IGCC | 618 | 618 | 618 | 618 | 618 | 618.01
DemandResponse | 37896.83 | 60407.15 | 87339.24 | 92299.32 | 97413.35 | 102825.36
IGCC-CCS | 0 | 0 | 0 | 0 | 0 | 0
WT_off | 469 | 469 | 1569 | 1569 | 1101 | 1101
PseudoUnit | 0 | 0 | 0 | 0 | 0 | 0
FixedInterchange | 8820 | 8820 | 8820 | 8820 | 8820 | 8820
Total Installed Capacity by Reporting Type: EI_US
ReportingType | 2015 | 2020 | 2025 | 2030 | 2035 | 2040
BM | 741.12 | 1093.72 | 1783.19 | 1924.06 | 2045.28 | 2022.92
CC | 152023.9 | 170544.65 | 180379.1 | 206967.38 | 242628.63 | 275611.62
CSP | 0 | 0 | 0 | 0 | 0 | 0
CT | 4323.69 | 9945.03 | 11866.88 | 22006.1 | 39137.25 | 46611.75
Coal | 211964.69 | 196662.27 | 196662.28 | 196662.29 | 207403.58 | 225556.8
Geo | 44 | 44 | 44 | 44 | 44 | 44
H | 29436.09 | 29436.09 | 29436.09 | 29436.09 | 29436.09 | 29436.09
LFG | 3458.4 | 4180.35 | 6187.82 | 6536 | 6536 | 6536
Nuc | 89571.36 | 93486.86 | 93486.86 | 91998.66 | 66452.96 | 48286.96
PS | 16931 | 16931 | 16931 | 16931 | 16931 | 16931
PV | 176.74 | 2389.61 | 3523.55 | 3836.81 | 3978.94 | 4162.4
PeakG | 97654.5 | 97654.5 | 97654.5 | 97654.5 | 97654.5 | 97654.5
PeakO | 20271.29 | 20271.29 | 20271.29 | 20271.29 | 20271.29 | 20271.29
ST | 0 | 0 | 0 | 0 | 0 | 0
STOG | 35706.37 | 35706.37 | 35620.27 | 35620.28 | 35620.28 | 35620.27
STWD | 2312.01 | 2312.01 | 2312.01 | 2312.01 | 2312.01 | 2312.01
WT | 36938.6 | 49195.11 | 56324.65 | 64894.19 | 78424.79 | 88953.65
IGCC | 618 | 618 | 618 | 618 | 618 | 618.01
DemandResponse | 29731.41 | 46447.59 | 66412.04 | 69991.59 | 73679.63 | 77589.38
IGCC-CCS | 0 | 0 | 0 | 0 | 0 | 0
WT_off | 469 | 469 | 1569 | 1569 | 1101 | 1101
PseudoUnit | 0 | 0 | 0 | 0 | 0 | 0
FixedInterchange | 5820 | 5820 | 5820 | 5820 | 5820 | 5820
Total Installed Capacity by Reporting Type: EI_Canada
ReportingType | 2015 | 2020 | 2025 | 2030 | 2035 | 2040
BM | 326.33 | 326.33 | 326.33 | 326.33 | 326.33 | 326.33
CC | 5760.35 | 6288.71 | 6505.93 | 6975 | 8135.9 | 11040.35
CSP | 0 | 0 | 0 | 0 | 0 | 0
CT | 368 | 368 | 368 | 368 | 3056.06 | 4107.58
Coal | 736.5 | 736.5 | 736.5 | 736.5 | 736.5 | 736.5
Geo | 0 | 0 | 0 | 0 | 0 | 0
H | 15168.7 | 15168.7 | 15168.7 | 15168.7 | 15168.7 | 15168.7
LFG | 117.5 | 117.5 | 117.5 | 117.5 | 118 | 118
Nuc | 13018.2 | 13018.2 | 13018.2 | 13018.2 | 11988.2 | 10448.2
PS | 123 | 123 | 123 | 123 | 123 | 123
PV | 1097.26 | 1097.26 | 1097.26 | 1097.26 | 30 | 30
PeakG | 1143 | 1143 | 1143 | 1143 | 1143 | 1143
PeakO | 33.35 | 33.35 | 33.35 | 33.35 | 33.35 | 33.35
ST | 0 | 0 | 0 | 0 | 0 | 0
STOG | 126 | 126 | 126 | 126 | 126 | 126
STWD | 0 | 0 | 0 | 0 | 0 | 0
WT | 3963.3 | 3963.3 | 3963.3 | 3963.3 | 1857.4 | 1857.4
IGCC | 0 | 0 | 0 | 0 | 0 | 0
DemandResponse | 2050.91 | 2393.22 | 2963 | 3149.09 | 3338.34 | 3540.17
IGCC-CCS | 0 | 0 | 0 | 0 | 0 | 0
WT_off | 0 | 0 | 0 | 0 | 0 | 0
PseudoUnit | 0 | 0 | 0 | 0 | 0 | 0
FixedInterchange | 3000 | 3000 | 3000 | 3000 | 3000 | 3000
Total Installed Capacity by Reporting Type: EI
ReportingType | 2015 | 2020 | 2025 | 2030 | 2035 | 2040
BM | 1067.45 | 1420.05 | 2109.52 | 2250.39 | 2371.61 | 2349.26
CC | 157784.25 | 176833.35 | 186885.03 | 213942.38 | 250764.53 | 286651.96
CSP | 0 | 0 | 0 | 0 | 0 | 0
CT | 4691.7 | 10313.04 | 12234.88 | 22374.11 | 42193.31 | 50719.34
Coal | 212701.19 | 197398.76 | 197398.77 | 197398.79 | 208140.08 | 226293.29
Geo | 44 | 44 | 44 | 44 | 44 | 44
H | 44604.79 | 44604.79 | 44604.79 | 44604.79 | 44604.79 | 44604.79
LFG | 3575.9 | 4297.85 | 6305.32 | 6653.5 | 6654 | 6654
Nuc | 102589.56 | 106505.06 | 106505.06 | 105016.86 | 78441.16 | 58735.16
PS | 17054 | 17054 | 17054 | 17054 | 17054 | 17054
PV | 1274 | 3486.86 | 4620.81 | 4934.06 | 4008.94 | 4192.4
PeakG | 98797.5 | 98797.5 | 98797.5 | 98797.5 | 98797.5 | 98797.5
PeakO | 20304.65 | 20304.65 | 20304.65 | 20304.65 | 20304.65 | 20304.65
ST | 0 | 0 | 0 | 0 | 0 | 0
STOG | 35832.37 | 35832.37 | 35746.28 | 35746.28 | 35746.28 | 35746.28
STWD | 2312.01 | 2312.01 | 2312.01 | 2312.01 | 2312.01 | 2312.01
WT | 40901.9 | 53158.41 | 60287.95 | 68857.49 | 80282.19 | 90811.05
IGCC | 618 | 618 | 618 | 618 | 618 | 618.01
DemandResponse | 31782.33 | 48840.82 | 69375.04 | 73140.68 | 77017.97 | 81129.54
IGCC-CCS | 0 | 0 | 0 | 0 | 0 | 0
WT_off | 469 | 469 | 1569 | 1569 | 1101 | 1101
PseudoUnit | 0 | 0 | 0 | 0 | 0 | 0
FixedInterchange | 8820 | 8820 | 8820 | 8820 | 8820 | 8820
Total Installed Capacity by Reporting Type: Outside_EI
ReportingType | 2015 | 2020 | 2025 | 2030 | 2035 | 2040
BM | 183.55 | 183.55 | 183.55 | 183.55 | 183.55 | 183.55
CC | 76824.74 | 82303.17 | 85232.86 | 98623.92 | 112401.42 | 119670.91
CSP | 0 | 0 | 0 | 0 | 0 | 0
CT | 1850.86 | 3299.21 | 7538.14 | 14298.99 | 20004.73 | 27007.32
Coal | 55533.94 | 55335.24 | 54983.24 | 55743.66 | 57180.78 | 66907.31
Geo | 2490.2 | 4565.2 | 8994.2 | 8994.2 | 8994.2 | 8994.2
H | 61475 | 61475 | 61475 | 61475 | 61475 | 61475
LFG | 560.1 | 1791.15 | 1993.68 | 2369 | 2369 | 2369
Nuc | 14647.3 | 14647.3 | 14647.3 | 14647.3 | 14647.3 | 14647.3
PS | 4734 | 4734 | 4734 | 4734 | 4734 | 4734
PV | 374 | 374 | 374 | 374 | 356.2 | 356.2
PeakG | 20522.88 | 20427.55 | 20427.55 | 20427.55 | 20427.55 | 17179.62
PeakO | 883 | 883 | 883 | 868 | 868 | 683
ST | 760 | 1605.88 | 1925.58 | 2050.24 | 2050.24 | 2050.24
STOG | 31119.04 | 31119.04 | 31119.04 | 31119.04 | 31119.04 | 31119.04
STWD | 1184.43 | 1184.43 | 1184.43 | 1184.43 | 1184.43 | 1184.43
WT | 23102.9 | 38216.02 | 38216.02 | 38619.07 | 38619.09 | 38811.9
IGCC | 0 | 0 | 0 | 0 | 0 | 0
DemandResponse | 6114.51 | 11566.33 | 17964.21 | 19158.64 | 20395.38 | 21695.81
IGCC-CCS | 0 | 0 | 0 | 0 | 0 | 0
WT_off | 0 | 0 | 0 | 0 | 0 | 0
PseudoUnit | 0 | 0 | 0 | 0 | 0 | 0
FixedInterchange | 0 | 0 | 0 | 0 | 0 | 0
#6 | Retrofit Capacity (MW)
Retrofit Capacity by Reporting Type: Entergy
ReportingType | 2015 | 2020 | 2025 | 2030 | 2035 | 2040
FGD | 0 | 7356 | 7356 | 7356 | 7356 | 7356
SNCR | 0 | 0 | 0 | 0 | 0 | 0.01
SCR | 0 | 0 | 0 | 0 | 0 | 0
ACI90 | 0 | 0 | 0 | 0 | 0 | 0
RPJ90 | 0.01 | 7416 | 7416 | 7416 | 7416 | 7416
PCSEQ | 0 | 0 | 0 | 0 | 0 | 0
Retrofit Capacity by Reporting Type: FRCC
ReportingType | 2015 | 2020 | 2025 | 2030 | 2035 | 2040
FGD | 0 | 235 | 235 | 235 | 235 | 235
SNCR | 0 | 0 | 0 | 0 | 0 | 0
SCR | 3796 | 1898 | 1898 | 1898 | 1898 | 1898
ACI90 | 0 | 0 | 0 | 0 | 0 | 0
RPJ90 | 1.1 | 7901.86 | 7902.48 | 7903.3 | 7904.13 | 7905.15
PCSEQ | 0 | 0 | 0 | 0 | 0 | 0
Retrofit Capacity by Reporting Type: MAPP_US
ReportingType | 2015 | 2020 | 2025 | 2030 | 2035 | 2040
FGD | 221 | 300.82 | 300.82 | 300.82 | 300.82 | 300.82
SNCR | 0 | 0 | 0 | 0 | 0 | 0
SCR | 0 | 0 | 0 | 0 | 0 | 0
ACI90 | 0 | 0 | 0 | 0 | 0 | 0
RPJ90 | 0.01 | 2660.82 | 2660.82 | 2660.82 | 2660.82 | 2660.82
PCSEQ | 0 | 0 | 0 | 0 | 0 | 0
Retrofit Capacity by Reporting Type: MISO_IN
ReportingType | 2015 | 2020 | 2025 | 2030 | 2035 | 2040
FGD | 0 | 2276.01 | 2276.01 | 2276.01 | 2276.01 | 2276.01
SNCR | 0.01 | 0.01 | 0.01 | 0.01 | 0.01 | 0.01
SCR | 0 | 0 | 0 | 0 | 0 | 0
ACI90 | 0 | 0 | 0 | 0 | 0 | 0
RPJ90 | 1.23 | 13117.77 | 13118.33 | 13119.01 | 13119.59 | 13120.12
PCSEQ | 0 | 0 | 0 | 0 | 0 | 0
Retrofit Capacity by Reporting Type: MISO_MI
ReportingType | 2015 | 2020 | 2025 | 2030 | 2035 | 2040
FGD | 0.01 | 5079.33 | 5079.33 | 5079.33 | 5079.33 | 5079.33
SNCR | 0.01 | 0.01 | 0.01 | 0.01 | 0.01 | 0.01
SCR | 355 | 0.01 | 0.01 | 0.01 | 0.01 | 0.01
ACI90 | 0 | 0 | 0 | 0 | 0 | 0
RPJ90 | 0.01 | 6881.13 | 6881.13 | 6881.13 | 6881.13 | 6881.13
PCSEQ | 0 | 0 | 0 | 0 | 0 | 0
Retrofit Capacity by Reporting Type: MISO_MO-IL
ReportingType | 2015 | 2020 | 2025 | 2030 | 2035 | 2040
FGD | 0.01 | 8057.02 | 8057.02 | 8057.02 | 8057.01 | 8057.01
SNCR | 0.01 | 0.01 | 0.01 | 0.01 | 0.01 | 0.01
SCR | 400 | 200 | 200 | 200.01 | 200.01 | 200.01
ACI90 | 0 | 0 | 0 | 0 | 0 | 0
RPJ90 | 2491.59 | 11709.71 | 11710.6 | 11711.49 | 11712.17 | 11712.8
PCSEQ | 0 | 0 | 0 | 0 | 0 | 0
Retrofit Capacity by Reporting Type: MISO_W
ReportingType | 2015 | 2020 | 2025 | 2030 | 2035 | 2040
FGD | 0 | 5555.5 | 5555.5 | 5555.5 | 5555.5 | 5555.5
SNCR | 0.01 | 0.01 | 0.01 | 0.01 | 0.01 | 0.01
SCR | 1225.26 | 612.63 | 612.63 | 612.63 | 612.63 | 612.63
ACI90 | 0 | 0 | 0 | 0 | 0 | 0
RPJ90 | 2652.37 | 11006.07 | 11006.07 | 11006.07 | 11006.07 | 11006.07
PCSEQ | 0 | 0 | 0 | 0 | 0 | 0
Retrofit Capacity by Reporting Type: MISO_WUMS
ReportingType | 2015 | 2020 | 2025 | 2030 | 2035 | 2040
FGD | 1135 | 1742.9 | 1742.9 | 1742.9 | 1742.9 | 1742.9
SNCR | 0 | 0 | 0 | 0 | 0 | 0
SCR | 2778.6 | 1902.61 | 1902.61 | 1902.61 | 1902.61 | 1902.61
ACI90 | 0 | 0 | 0 | 0 | 0 | 0
RPJ90 | 1741.03 | 3497.16 | 3497.56 | 3497.98 | 3498.39 | 3498.79
PCSEQ | 0 | 0 | 0 | 0 | 0 | 0
Retrofit Capacity by Reporting Type: Nebraska
ReportingType | 2015 | 2020 | 2025 | 2030 | 2035 | 2040
FGD | 0 | 3195.8 | 3195.8 | 3195.8 | 3195.8 | 3195.8
SNCR | 0 | 0 | 0 | 0 | 0 | 0
SCR | 0 | 0 | 0 | 0 | 0 | 0
ACI90 | 0 | 0 | 0 | 0 | 0 | 0
RPJ90 | 1364.4 | 3878 | 3878 | 3878 | 3878 | 3878
PCSEQ | 0 | 0 | 0 | 0 | 0 | 0
Retrofit Capacity by Reporting Type: NEISO
ReportingType | 2015 | 2020 | 2025 | 2030 | 2035 | 2040
FGD | 320 | 0 | 0 | 0 | 0 | 0
SNCR | 0 | 0 | 0 | 0 | 0 | 0
SCR | 0 | 0 | 0 | 0 | 0 | 0
ACI90 | 0 | 0 | 0 | 0 | 0 | 0
RPJ90 | 870.93 | 0 | 0 | 0 | 0 | 0
PCSEQ | 0 | 0 | 0 | 0 | 0 | 0
Retrofit Capacity by Reporting Type: NonRTO_Midwest
ReportingType | 2015 | 2020 | 2025 | 2030 | 2035 | 2040
FGD | 1403 | 2487 | 2487 | 2487 | 2487 | 2487
SNCR | 0.01 | 0.01 | 0.01 | 0.01 | 0.01 | 0.01
SCR | 1463.8 | 731.9 | 731.9 | 731.91 | 731.91 | 731.91
ACI90 | 0 | 0 | 0 | 0 | 0 | 0
RPJ90 | 1.86 | 8808.45 | 8809.29 | 8810.18 | 8810.88 | 8811.46
PCSEQ | 0 | 0 | 0 | 0 | 0 | 0
Retrofit Capacity by Reporting Type: NYISO_A-F
ReportingType | 2015 | 2020 | 2025 | 2030 | 2035 | 2040
FGD | 0 | 0 | 0 | 0 | 0 | 0
SNCR | 0 | 0 | 0 | 0 | 0 | 0
SCR | 0 | 0 | 0 | 0 | 0 | 0
ACI90 | 0 | 0 | 0 | 0 | 0 | 0
RPJ90 | 486.3 | 0 | 0 | 0 | 0 | 0
PCSEQ | 0 | 0 | 0 | 0 | 0 | 0
Retrofit Capacity by Reporting Type: NYISO_G-I
ReportingType | 2015 | 2020 | 2025 | 2030 | 2035 | 2040
FGD | 0 | 0 | 0 | 0 | 0 | 0
SNCR | 0 | 0 | 0 | 0 | 0 | 0
SCR | 0 | 0 | 0 | 0 | 0 | 0
ACI90 | 0 | 0 | 0 | 0 | 0 | 0
RPJ90 | 0 | 0 | 0 | 0 | 0 | 0
PCSEQ | 0 | 0 | 0 | 0 | 0 | 0
Retrofit Capacity by Reporting Type: NYISO_J-K
ReportingType | 2015 | 2020 | 2025 | 2030 | 2035 | 2040
FGD | 0 | 0 | 0 | 0 | 0 | 0
SNCR | 0 | 0 | 0 | 0 | 0 | 0
SCR | 0 | 0 | 0 | 0 | 0 | 0
ACI90 | 0 | 0 | 0 | 0 | 0 | 0
RPJ90 | 0 | 0 | 0 | 0 | 0 | 0
PCSEQ | 0 | 0 | 0 | 0 | 0 | 0
Retrofit Capacity by Reporting Type: PJM_E
ReportingType | 2015 | 2020 | 2025 | 2030 | 2035 | 2040
FGD | 0 | 0 | 0 | 0 | 0 | 0
SNCR | 0 | 0 | 0 | 0 | 0 | 0
SCR | 568 | 0 | 0 | 0 | 0 | 0
ACI90 | 0 | 0 | 0 | 0 | 0 | 0
RPJ90 | 1786.46 | 6.68 | 9.13 | 11.68 | 13.72 | 15.31
PCSEQ | 0 | 0 | 0 | 0 | 0 | 0
Retrofit Capacity by Reporting Type: PJM_ROM
ReportingType | 2015 | 2020 | 2025 | 2030 | 2035 | 2040
FGD | 0 | 1234 | 1234 | 1234 | 1234 | 1234
SNCR | 0 | 0 | 0 | 0 | 0 | 0
SCR | 341 | 0 | 0 | 0 | 0 | 0
ACI90 | 0 | 0 | 0 | 0 | 0 | 0
RPJ90 | 2572.01 | 8335.02 | 8335.02 | 8335.02 | 8335.02 | 8335.02
PCSEQ | 0 | 0 | 0 | 0 | 0 | 0
Retrofit Capacity by Reporting Type: PJM_ROR
ReportingType | 2015 | 2020 | 2025 | 2030 | 2035 | 2040
FGD | 0.02 | 9736.96 | 9736.96 | 9736.96 | 9736.95 | 9736.95
SNCR | 0.04 | 0.02 | 0.02 | 0.02 | 0.02 | 0.03
SCR | 2400.01 | 1200.01 | 1200.01 | 1200.01 | 1200.02 | 1200.02
ACI90 | 0 | 0 | 0 | 0 | 0 | 0
RPJ90 | 1.08 | 40632.28 | 40632.89 | 40633.68 | 40634.48 | 40635.47
PCSEQ | 0 | 0 | 0 | 0 | 0 | 0
Retrofit Capacity by Reporting Type: SOCO
ReportingType | 2015 | 2020 | 2025 | 2030 | 2035 | 2040
FGD | 4088.71 | 6563.24 | 6563.24 | 6563.24 | 6563.24 | 6563.24
SNCR | 0.01 | 0.01 | 0.01 | 0.01 | 0.01 | 0.01
SCR | 3404.71 | 3404.71 | 3404.71 | 3404.71 | 3404.71 | 3404.71
ACI90 | 0 | 0 | 0 | 0 | 0 | 0
RPJ90 | 6809.42 | 16382.64 | 16382.64 | 16382.64 | 16382.64 | 16382.64
PCSEQ | 0 | 0 | 0 | 0 | 0 | 0
Retrofit Capacity by Reporting Type: SPP_N
ReportingType | 2015 | 2020 | 2025 | 2030 | 2035 | 2040
FGD | 0 | 2009.91 | 2009.91 | 2009.91 | 2009.91 | 2009.91
SNCR | 0 | 0 | 0 | 0 | 0 | 0
SCR | 0 | 0 | 0 | 0 | 0 | 0
ACI90 | 0 | 0 | 0 | 0 | 0 | 0
RPJ90 | 1303.14 | 6946.78 | 6947.35 | 6948.02 | 6948.65 | 6949.3
PCSEQ | 0 | 0 | 0 | 0 | 0 | 0
Retrofit Capacity by Reporting Type: SPP_S
ReportingType | 2015 | 2020 | 2025 | 2030 | 2035 | 2040
FGD | 0.01 | 8147.81 | 8147.81 | 8147.81 | 8147.81 | 8147.81
SNCR | 0.01 | 0.01 | 0.01 | 0.01 | 0.01 | 0.01
SCR | 0 | 0 | 0 | 0 | 0 | 0.01
ACI90 | 0 | 0 | 0 | 0 | 0 | 0
RPJ90 | 0.02 | 11553.94 | 11553.94 | 11553.94 | 11553.94 | 11553.94
PCSEQ | 0 | 0 | 0 | 0 | 0 | 0
Retrofit Capacity by Reporting Type: TVA
ReportingType | 2015 | 2020 | 2025 | 2030 | 2035 | 2040
FGD | 0 | 4090.04 | 4090.04 | 4090.04 | 4090.04 | 4090.04
SNCR | 0 | 0 | 0 | 0 | 0 | 0
SCR | 0 | 0 | 0 | 0 | 0 | 0
ACI90 | 0 | 0 | 0 | 0 | 0 | 0
RPJ90 | 0.01 | 10630.28 | 10630.28 | 10630.28 | 10630.28 | 10630.28
PCSEQ | 0 | 0 | 0 | 0 | 0 | 0
Retrofit Capacity by Reporting Type: TVA_Transmission
ReportingType | 2015 | 2020 | 2025 | 2030 | 2035 | 2040
FGD | 0 | 0 | 0 | 0 | 0 | 0
SNCR | 0 | 0 | 0 | 0 | 0 | 0
SCR | 0 | 0 | 0 | 0 | 0 | 0
ACI90 | 0 | 0 | 0 | 0 | 0 | 0
RPJ90 | 0 | 0 | 0 | 0 | 0 | 0
PCSEQ | 0 | 0 | 0 | 0 | 0 | 0
Retrofit Capacity by Reporting Type: VACAR
ReportingType | 2015 | 2020 | 2025 | 2030 | 2035 | 2040
FGD | 0 | 0.01 | 0.01 | 0.01 | 0.01 | 0.01
SNCR | 0 | 0 | 0 | 0 | 0 | 0
SCR | 0 | 0 | 0 | 0 | 0 | 0
ACI90 | 0 | 0 | 0 | 0 | 0 | 0
RPJ90 | 3.37 | 13018.76 | 13020.86 | 13024.54 | 13027.26 | 13030.13
PCSEQ | 0 | 0 | 0 | 0 | 0 | 0
Retrofit Capacity by Reporting Type: IESO
ReportingType | 2015 | 2020 | 2025 | 2030 | 2035 | 2040
FGD | 0 | 0 | 0 | 0 | 0 | 0
SNCR | 0 | 0 | 0 | 0 | 0 | 0
SCR | 0 | 0 | 0 | 0 | 0 | 0
ACI90 | 0 | 0 | 0 | 0 | 0 | 0
RPJ90 | 0 | 0 | 0 | 0 | 0 | 0
PCSEQ | 0 | 0 | 0 | 0 | 0 | 0
Retrofit Capacity by Reporting Type: MAPP_CA
ReportingType | 2015 | 2020 | 2025 | 2030 | 2035 | 2040
FGD | 0 | 0 | 0 | 0 | 0 | 0
SNCR | 0 | 0 | 0 | 0 | 0 | 0
SCR | 0 | 0 | 0 | 0 | 0 | 0
ACI90 | 0 | 0 | 0 | 0 | 0 | 0
RPJ90 | 0 | 0 | 0 | 0 | 0 | 0
PCSEQ | 0 | 0 | 0 | 0 | 0 | 0
Retrofit Capacity by Reporting Type: AZ_NM_SNV_Coal
ReportingType | 2015 | 2020 | 2025 | 2030 | 2035 | 2040
FGD | 384 | 540 | 540 | 540 | 540 | 540
SNCR | 0 | 0 | 0 | 0 | 0.01 | 0.01
SCR | 800 | 400 | 400 | 400 | 400 | 400
ACI90 | 0 | 0 | 0 | 0 | 0 | 0
RPJ90 | 3286.78 | 10067.15 | 10067.49 | 10067.91 | 10068.3 | 10068.72
PCSEQ | 0 | 0 | 0 | 0 | 0 | 0
Retrofit Capacity by Reporting Type: AZ_NM_SNV_Gas
ReportingType | 2015 | 2020 | 2025 | 2030 | 2035 | 2040
FGD | 0 | 0 | 0 | 0 | 0 | 0
SNCR | 0 | 0 | 0 | 0 | 0 | 0
SCR | 0 | 0 | 0 | 0 | 0 | 0
ACI90 | 0 | 0 | 0 | 0 | 0 | 0
RPJ90 | 0 | 0 | 0 | 0 | 0 | 0
PCSEQ | 0 | 0 | 0 | 0 | 0 | 0
Retrofit Capacity by Reporting Type: AZ_NM_SNV_NucRenew
ReportingType | 2015 | 2020 | 2025 | 2030 | 2035 | 2040
FGD | 0 | 0 | 0 | 0 | 0 | 0
SNCR | 0 | 0 | 0 | 0 | 0 | 0
SCR | 0 | 0 | 0 | 0 | 0 | 0
ACI90 | 0 | 0 | 0 | 0 | 0 | 0
RPJ90 | 0 | 0 | 0 | 0 | 0 | 0
PCSEQ | 0 | 0 | 0 | 0 | 0 | 0
Retrofit Capacity by Reporting Type: ERCOT
ReportingType | 2015 | 2020 | 2025 | 2030 | 2035 | 2040
FGD | 0 | 5125 | 5125 | 5125 | 5125 | 5125
SNCR | 0.01 | 0 | 0 | 0.01 | 0.01 | 0.01
SCR | 4370 | 2185 | 2185 | 2185 | 2185 | 2185
ACI90 | 0 | 0 | 0 | 0 | 0 | 0
RPJ90 | 9197.14 | 16249.73 | 16250.29 | 16250.92 | 16251.47 | 16252.03
PCSEQ | 0 | 0 | 0 | 0 | 0 | 0
Retrofit Capacity by Reporting Type: NP15
ReportingType | 2015 | 2020 | 2025 | 2030 | 2035 | 2040
FGD | 0 | 0 | 0 | 0 | 0 | 0
SNCR | 0 | 0 | 0 | 0 | 0 | 0
SCR | 0 | 0 | 0 | 0 | 0 | 0
ACI90 | 0 | 0 | 0 | 0 | 0 | 0
RPJ90 | 0 | 0 | 0 | 0 | 0 | 0
PCSEQ | 0 | 0 | 0 | 0 | 0 | 0
Retrofit Capacity by Reporting Type: NWPP_Coal
ReportingType | 2015 | 2020 | 2025 | 2030 | 2035 | 2040
FGD | 0 | 1601.2 | 1601.2 | 1601.2 | 1601.2 | 1601.2
SNCR | 0 | 0 | 0.01 | 0.01 | 0.01 | 0.01
SCR | 0 | 0 | 0 | 0 | 0 | 0
ACI90 | 0 | 0 | 0 | 0 | 0 | 0
RPJ90 | 453.62 | 12409.62 | 12409.62 | 12409.62 | 12409.62 | 12409.62
PCSEQ | 0 | 0 | 0 | 0 | 0 | 0
Retrofit Capacity by Reporting Type: NWPP_Gas
ReportingType | 2015 | 2020 | 2025 | 2030 | 2035 | 2040
FGD | 0 | 0 | 0 | 0 | 0 | 0
SNCR | 0 | 0 | 0 | 0 | 0 | 0
SCR | 0 | 0 | 0 | 0 | 0 | 0
ACI90 | 0 | 0 | 0 | 0 | 0 | 0
RPJ90 | 0 | 0 | 0 | 0 | 0 | 0
PCSEQ | 0 | 0 | 0 | 0 | 0 | 0
Retrofit Capacity by Reporting Type: NWPP_NucRenew
ReportingType | 2015 | 2020 | 2025 | 2030 | 2035 | 2040
FGD | 0 | 0 | 0 | 0 | 0 | 0
SNCR | 0 | 0 | 0 | 0 | 0 | 0
SCR | 0 | 0 | 0 | 0 | 0 | 0
ACI90 | 0 | 0 | 0 | 0 | 0 | 0
RPJ90 | 0 | 0 | 0 | 0 | 0 | 0
PCSEQ | 0 | 0 | 0 | 0 | 0 | 0
Retrofit Capacity by Reporting Type: RMPA
ReportingType | 2015 | 2020 | 2025 | 2030 | 2035 | 2040
FGD | 0 | 1282 | 1282 | 1282 | 1282 | 1282
SNCR | 0 | 0 | 0 | 0 | 0 | 0.01
SCR | 1554.6 | 777.3 | 777.3 | 777.3 | 777.3 | 777.3
ACI90 | 0 | 0 | 0 | 0 | 0 | 0
RPJ90 | 2874.61 | 6859.72 | 6507.72 | 6507.72 | 6507.72 | 6315.81
PCSEQ | 0 | 0 | 0 | 0 | 0 | 0
Retrofit Capacity by Reporting Type: SP15
ReportingType | 2015 | 2020 | 2025 | 2030 | 2035 | 2040
FGD | 0 | 0 | 0 | 0 | 0 | 0
SNCR | 0 | 0 | 0 | 0 | 0 | 0
SCR | 0 | 0 | 0 | 0 | 0 | 0
ACI90 | 0 | 0 | 0 | 0 | 0 | 0
RPJ90 | 0 | 101.2 | 101.2 | 101.2 | 0.01 | 0
PCSEQ | 0 | 0 | 0 | 0 | 0 | 0
Retrofit Capacity by Reporting Type: ALB
ReportingType | 2015 | 2020 | 2025 | 2030 | 2035 | 2040
FGD | 0 | 0 | 0 | 0 | 0 | 0
SNCR | 0 | 0 | 0 | 0 | 0 | 0
SCR | 0 | 0 | 0 | 0 | 0 | 0
ACI90 | 0 | 0 | 0 | 0 | 0 | 0
RPJ90 | 0 | 0 | 0 | 0 | 0 | 0
PCSEQ | 0 | 0 | 0 | 0 | 0 | 0
Retrofit Capacity by Reporting Type: BC
ReportingType | 2015 | 2020 | 2025 | 2030 | 2035 | 2040
FGD | 0 | 0 | 0 | 0 | 0 | 0
SNCR | 0 | 0 | 0 | 0 | 0 | 0
SCR | 0 | 0 | 0 | 0 | 0 | 0
ACI90 | 0 | 0 | 0 | 0 | 0 | 0
RPJ90 | 0 | 0 | 0 | 0 | 0 | 0
PCSEQ | 0 | 0 | 0 | 0 | 0 | 0
Retrofit Capacity by Reporting Type: HQ_IESO
ReportingType | 2015 | 2020 | 2025 | 2030 | 2035 | 2040
FGD | 0 | 0 | 0 | 0 | 0 | 0
SNCR | 0 | 0 | 0 | 0 | 0 | 0
SCR | 0 | 0 | 0 | 0 | 0 | 0
ACI90 | 0 | 0 | 0 | 0 | 0 | 0
RPJ90 | 0 | 0 | 0 | 0 | 0 | 0
PCSEQ | 0 | 0 | 0 | 0 | 0 | 0
Retrofit Capacity by Reporting Type: HQ_NEISO
ReportingType | 2015 | 2020 | 2025 | 2030 | 2035 | 2040
FGD | 0 | 0 | 0 | 0 | 0 | 0
SNCR | 0 | 0 | 0 | 0 | 0 | 0
SCR | 0 | 0 | 0 | 0 | 0 | 0
ACI90 | 0 | 0 | 0 | 0 | 0 | 0
RPJ90 | 0 | 0 | 0 | 0 | 0 | 0
PCSEQ | 0 | 0 | 0 | 0 | 0 | 0
Retrofit Capacity by Reporting Type: HQ_NY
ReportingType | 2015 | 2020 | 2025 | 2030 | 2035 | 2040
FGD | 0 | 0 | 0 | 0 | 0 | 0
SNCR | 0 | 0 | 0 | 0 | 0 | 0
SCR | 0 | 0 | 0 | 0 | 0 | 0
ACI90 | 0 | 0 | 0 | 0 | 0 | 0
RPJ90 | 0 | 0 | 0 | 0 | 0 | 0
PCSEQ | 0 | 0 | 0 | 0 | 0 | 0
Retrofit Capacity by Reporting Type: MARITIMES
ReportingType | 2015 | 2020 | 2025 | 2030 | 2035 | 2040
FGD | 0 | 0 | 0 | 0 | 0 | 0
SNCR | 0 | 0 | 0 | 0 | 0 | 0
SCR | 0 | 0 | 0 | 0 | 0 | 0
ACI90 | 0 | 0 | 0 | 0 | 0 | 0
RPJ90 | 0 | 0 | 0 | 0 | 0 | 0
PCSEQ | 0 | 0 | 0 | 0 | 0 | 0
Retrofit Capacity by Reporting Type: All
ReportingType | 2015 | 2020 | 2025 | 2030 | 2035 | 2040
FGD | 7551.78 | 76615.55 | 76615.54 | 76615.54 | 76615.54 | 76615.54
SNCR | 0.14 | 0.1 | 0.11 | 0.12 | 0.13 | 0.15
SCR | 23457.01 | 13312.2 | 13312.2 | 13312.22 | 13312.23 | 13312.24
ACI90 | 0 | 0 | 0 | 0 | 0 | 0
RPJ90 | 37898.5 | 230070.78 | 229728.71 | 229741.15 | 229650.28 | 229468.6
PCSEQ | 0 | 0 | 0 | 0 | 0 | 0
Retrofit Capacity by Reporting Type: EI_US
ReportingType | 2015 | 2020 | 2025 | 2030 | 2035 | 2040
FGD | 7167.77 | 68067.35 | 68067.34 | 68067.34 | 68067.34 | 68067.34
SNCR | 0.12 | 0.09 | 0.09 | 0.1 | 0.11 | 0.12
SCR | 16732.41 | 9949.89 | 9949.9 | 9949.91 | 9949.92 | 9949.93
ACI90 | 0 | 0 | 0 | 0 | 0 | 0
RPJ90 | 22086.35 | 184383.35 | 184392.4 | 184403.78 | 184413.16 | 184422.42
PCSEQ | 0 | 0 | 0 | 0 | 0 | 0
Retrofit Capacity by Reporting Type: EI_Canada
ReportingType | 2015 | 2020 | 2025 | 2030 | 2035 | 2040
FGD | 0 | 0 | 0 | 0 | 0 | 0
SNCR | 0 | 0 | 0 | 0 | 0 | 0
SCR | 0 | 0 | 0 | 0 | 0 | 0
ACI90 | 0 | 0 | 0 | 0 | 0 | 0
RPJ90 | 0 | 0 | 0 | 0 | 0 | 0
PCSEQ | 0 | 0 | 0 | 0 | 0 | 0
Retrofit Capacity by Reporting Type: EI
ReportingType | 2015 | 2020 | 2025 | 2030 | 2035 | 2040
FGD | 7167.77 | 68067.35 | 68067.34 | 68067.34 | 68067.34 | 68067.34
SNCR | 0.12 | 0.09 | 0.09 | 0.1 | 0.11 | 0.12
SCR | 16732.41 | 9949.89 | 9949.9 | 9949.91 | 9949.92 | 9949.93
ACI90 | 0 | 0 | 0 | 0 | 0 | 0
RPJ90 | 22086.35 | 184383.35 | 184392.4 | 184403.78 | 184413.16 | 184422.42
PCSEQ | 0 | 0 | 0 | 0 | 0 | 0
Retrofit Capacity by Reporting Type: Outside_EI
ReportingType | 2015 | 2020 | 2025 | 2030 | 2035 | 2040
FGD | 384.01 | 8548.2 | 8548.2 | 8548.2 | 8548.2 | 8548.2
SNCR | 0.01 | 0.02 | 0.02 | 0.02 | 0.02 | 0.03
SCR | 6724.6 | 3362.31 | 3362.31 | 3362.31 | 3362.31 | 3362.31
ACI90 | 0 | 0 | 0 | 0 | 0 | 0
RPJ90 | 15812.15 | 45687.42 | 45336.32 | 45337.36 | 45237.12 | 45046.18
PCSEQ | 0 | 0 | 0 | 0 | 0 | 0
#7 | Reserve Margin (MW)
Reserve Margin Data: ALB
| 2015 | 2020 | 2025 | 2030 | 2035 | 2040
a. Peak Demand | 9894.26 | 10610.08 | 11377.68 | 12200.81 | 13083.5 | 14030.05
b. Peak Demand + Reserve Margin | 11675.23 | 12519.89 | 13425.66 | 14396.96 | 15438.53 | 16555.45
c. DR MW | 105.16 | 361.08 | 660.83 | 708.64 | 759.9 | 814.88
d. Capacity Credit | 11675.23 | 12519.89 | 13436.04 | 14396.96 | 15438.53 | 16555.45
Reserve Margin Data: BC
| 2015 | 2020 | 2025 | 2030 | 2035 | 2040
a. Peak Demand | 12097.17 | 12689.82 | 13311.5 | 13963.64 | 14647.73 | 15365.33
b. Peak Demand + Reserve Margin | 14274.66 | 14973.98 | 15707.57 | 16477.09 | 17284.32 | 18131.09
c. DR MW | 0.01 | 264.69 | 555.31 | 582.51 | 611.05 | 640.98
d. Capacity Credit | 14274.66 | 14973.98 | 15918.81 | 16477.09 | 17284.32 | 18131.09
Reserve Margin Data: ENT
| 2015 | 2020 | 2025 | 2030 | 2035 | 2040
a. Peak Demand | 31383.58 | 33345.83 | 34555.45 | 35958.47 | 37404.92 | 38916.95
b. Peak Demand + Reserve Margin | 35777.28 | 38014.25 | 39393.21 | 40992.66 | 42641.61 | 44365.32
c. DR MW | 301.75 | 1544.94 | 2891.93 | 3009.34 | 3130.4 | 3256.94
d. Capacity Credit | 35777.29 | 38014.25 | 39393.22 | 40992.66 | 42641.61 | 44365.32
Reserve Margin Data: ERCOT
| 2015 | 2020 | 2025 | 2030 | 2035 | 2040
a. Peak Demand | 70317.96 | 75836.08 | 79173.86 | 82644.46 | 86446.83 | 90390.72
b. Peak Demand + Reserve Margin | 79107.71 | 85315.59 | 89070.59 | 92975.02 | 97252.68 | 101689.56
c. DR MW | 741.27 | 3630.68 | 6802.73 | 7100.92 | 7427.63 | 7766.49
d. Capacity Credit | 79107.71 | 85315.6 | 89070.61 | 92975.03 | 97252.67 | 101689.56
Reserve Margin Data: FRCC
| 2015 | 2020 | 2025 | 2030 | 2035 | 2040
a. Peak Demand | 49581.73 | 54272.77 | 58523.33 | 63420.56 | 68601.24 | 74128.56
b. Peak Demand + Reserve Margin | 57514.81 | 62956.41 | 67887.06 | 73567.84 | 79577.44 | 85989.13
c. DR MW | 2736.95 | 3986.54 | 5637.85 | 6109.63 | 6608.71 | 7141.18
d. Capacity Credit | 57514.81 | 62956.42 | 67887.07 | 73567.85 | 79577.44 | 85989.13
Reserve Margin Data: IESO
| 2015 | 2020 | 2025 | 2030 | 2035 | 2040
a. Peak Demand | 23303.81 | 23221.25 | 24555.04 | 26195.29 | 27859.77 | 29637.72
b. Peak Demand + Reserve Margin | 27265.46 | 27168.86 | 28729.4 | 30648.49 | 32595.93 | 34676.13
c. DR MW | 1961.39 | 2084.47 | 2412.93 | 2574.11 | 2737.67 | 2912.39
d. Capacity Credit | 30035.76 | 30158.85 | 30487.31 | 30648.49 | 32595.93 | 34676.13
Reserve Margin Data: MAPP_CA
| 2015 | 2020 | 2025 | 2030 | 2035 | 2040
a. Peak Demand | 8661.81 | 9329.29 | 9738.7 | 10179.76 | 10634.62 | 11114.61
b. Peak Demand + Reserve Margin | 9701.22 | 10448.81 | 10907.34 | 11401.33 | 11910.77 | 12448.36
c. DR MW | 89.53 | 308.75 | 550.07 | 574.98 | 600.67 | 627.78
d. Capacity Credit | 9701.22 | 10448.81 | 10907.34 | 11401.33 | 11910.77 | 12448.36
Reserve Margin Data: MAPP_US
| 2015 | 2020 | 2025 | 2030 | 2035 | 2040
a. Peak Demand | 5656.29 | 5979.22 | 6238.46 | 6516.64 | 6803.78 | 7106.29
b. Peak Demand + Reserve Margin | 6448.17 | 6816.31 | 7111.84 | 7428.97 | 7756.31 | 8101.18
c. DR MW | 59.01 | 199.75 | 355.69 | 371.55 | 387.92 | 405.17
d. Capacity Credit | 6807.35 | 6857.85 | 7111.84 | 7428.98 | 7756.32 | 8101.18
Reserve Margin Data: NEISO
| 2015 | 2020 | 2025 | 2030 | 2035 | 2040
a. Peak Demand | 28033.29 | 28551 | 29180.25 | 30129.73 | 31068.43 | 32061.58
b. Peak Demand + Reserve Margin | 32518.62 | 33119.15 | 33849.1 | 34950.48 | 36039.38 | 37191.44
c. DR MW | 3094.75 | 3647.66 | 4325.19 | 4465.92 | 4605.06 | 4752.27
d. Capacity Credit | 32967.71 | 33776.58 | 34779.28 | 34950.49 | 36039.38 | 37191.44
Reserve Margin Data: NonRTO_Midwest
| 2015 | 2020 | 2025 | 2030 | 2035 | 2040
a. Peak Demand | 11608.76 | 12522.26 | 12949.88 | 13445.33 | 13950.43 | 14482
b. Peak Demand + Reserve Margin | 13233.99 | 14275.38 | 14762.86 | 15327.68 | 15903.49 | 16509.48
c. DR MW | 194.1 | 455.07 | 737.31 | 765.52 | 794.28 | 824.55
d. Capacity Credit | 13234 | 14275.38 | 14762.84 | 15327.68 | 15903.49 | 16509.48
Reserve Margin Data: NYISO_J-K
| 2015 | 2020 | 2025 | 2030 | 2035 | 2040
a. Peak Demand | 15723.84 | 16884.99 | 17930.43 | 19163.5 | 20432.25 | 21781.21
b. Peak Demand + Reserve Margin | 14465.93 | 15534.19 | 16495.99 | 17630.42 | 18797.67 | 20038.72
c. DR MW | 1320.36 | 1512.2 | 1757.9 | 1878.79 | 2003.17 | 2135.43
d. Capacity Credit | 17148.85 | 17340.69 | 18367.05 | 20300.15 | 20732.83 | 23236.58
Reserve Margin Data: PJM_E
| 2015 | 2020 | 2025 | 2030 | 2035 | 2040
a. Peak Demand | 30590.18 | 28811.14 | 30111.12 | 31614.7 | 33155.89 | 34779.41
b. Peak Demand + Reserve Margin | 29917.19 | 28177.3 | 29448.68 | 30919.17 | 32426.46 | 34014.27
c. DR MW | 1257.43 | 1725.32 | 2424.48 | 2545.54 | 2669.63 | 2800.36
d. Capacity Credit | 33738.36 | 33156.65 | 34185.81 | 34306.88 | 33548.5 | 34014.27
Reserve Margin Data: RMPA
| 2015 | 2020 | 2025 | 2030 | 2035 | 2040
a. Peak Demand | 13145.61 | 14245.55 | 15399.44 | 16736.36 | 18152.06 | 19666
b. Peak Demand + Reserve Margin | 14985.99 | 16239.93 | 17555.36 | 19079.45 | 20693.35 | 22419.24
c. DR MW | 486.61 | 627.21 | 822.27 | 893.65 | 969.25 | 1050.09
d. Capacity Credit | 15712.54 | 16239.9 | 18237.69 | 19079.45 | 20693.35 | 22419.24
Reserve Margin Data: SOCO
| 2015 | 2020 | 2025 | 2030 | 2035 | 2040
a. Peak Demand | 53475.12 | 58640.68 | 61597.06 | 64938.3 | 68411.4 | 72063.12
b. Peak Demand + Reserve Margin | 60961.64 | 66850.38 | 70220.65 | 74029.66 | 77988.99 | 82151.96
c. DR MW | 2571.98 | 4791.66 | 7306.56 | 7702.89 | 8114.87 | 8548.03
d. Capacity Credit | 62266.5 | 66850.37 | 70220.66 | 74029.64 | 77989 | 82151.96
Reserve Margin Data: TVA
| 2015 | 2020 | 2025 | 2030 | 2035 | 2040
a. Peak Demand | 35022.9 | 38296.15 | 39469 | 40780.42 | 42119.28 | 43518
b. Peak Demand + Reserve Margin | 40276.34 | 44040.57 | 45389.35 | 46897.48 | 48437.17 | 50045.69
c. DR MW | 1805.71 | 2561.92 | 3385.07 | 3497.54 | 3612.37 | 3732.33
d. Capacity Credit | 40276.35 | 44040.57 | 45389.35 | 46897.44 | 48437.17 | 50045.71
Reserve Margin Data: VACAR
| 2015 | 2020 | 2025 | 2030 | 2035 | 2040
a. Peak Demand | 49527.86 | 53562.74 | 56732.19 | 60321.22 | 64079.4 | 68046.25
b. Peak Demand + Reserve Margin | 56461.76 | 61061.52 | 64674.7 | 68766.2 | 73050.52 | 77572.72
c. DR MW | 2340.74 | 3884.14 | 5730.19 | 6092.7 | 6472.29 | 6872.96
d. Capacity Credit | 56461.76 | 61061.52 | 64674.71 | 68766.2 | 73050.51 | 77572.73
Reserve Margin Data: AZ_NM_SNV
| 2015 | 2020 | 2025 | 2030 | 2035 | 2040
a. Peak Demand | 29225.19 | 32432.19 | 35057.13 | 38102.03 | 41284.01 | 44720.56
b. Peak Demand + Reserve Margin | 33813.55 | 37524.05 | 40561.1 | 44084.05 | 47765.59 | 51741.69
c. DR MW | 334.95 | 1083.77 | 1966.09 | 2136.85 | 2315.31 | 2508.04
d. Capacity Credit | 33813.55 | 37524.05 | 40561.1 | 44083.94 | 47765.58 | 51741.74
Reserve Margin Data: CA
| 2015 | 2020 | 2025 | 2030 | 2035 | 2040
a. Peak Demand | 62582.82 | 67051.8 | 71455.74 | 77635.15 | 83750.63 | 90169.42
b. Peak Demand + Reserve Margin | 72971.57 | 78182.4 | 83317.4 | 90522.59 | 97653.24 | 105137.54
c. DR MW | 4446.5 | 4641.12 | 5138.07 | 5582.4 | 6022.14 | 6483.68
d. Capacity Credit | 72971.57 | 78182.4 | 83317.41 | 90522.59 | 97653.23 | 105137.54
Reserve Margin Data: MISO
| 2015 | 2020 | 2025 | 2030 | 2035 | 2040
a. Peak Demand | 98926.29 | 104221.62 | 109510.47 | 115581.25 | 121751.04 | 128369.59
b. Peak Demand + Reserve Margin | 116139.47 | 122356.19 | 128565.3 | 135692.39 | 142935.72 | 150705.9
c. DR MW | 6029.97 | 8162.4 | 10864.2 | 11475.57 | 12097.42 | 12764.67
d. Capacity Credit | 116139.44 | 122356.2 | 128565.31 | 135692.4 | 142935.7 | 150705.94
Reserve Margin Data: NWPP
| 2015 | 2020 | 2025 | 2030 | 2035 | 2040
a. Peak Demand | 43795.67 | 45918.9 | 48396.58 | 51626.33 | 54897.27 | 58290.2
b. Peak Demand + Reserve Margin | 51678.9 | 54184.3 | 57107.96 | 60919.07 | 64778.78 | 68782.44
c. DR MW | 0.01 | 957.78 | 2018.92 | 2153.66 | 2290.11 | 2431.65
d. Capacity Credit | 54195.07 | 55159.3 | 57315.4 | 62886.92 | 66486.07 | 68782.6
Reserve Margin Data: NYISO
| 2015 | 2020 | 2025 | 2030 | 2035 | 2040
a. Peak Demand | 30588.53 | 32620.46 | 34474.49 | 36705.55 | 38988.91 | 41418.15
b. Peak Demand + Reserve Margin | 35635.64 | 38002.83 | 40162.78 | 42761.96 | 45422.07 | 48252.15
c. DR MW | 2568.58 | 2921.45 | 3379.87 | 3598.6 | 3822.46 | 4060.63
d. Capacity Credit | 37534.49 | 38002.84 | 40162.79 | 42761.97 | 45422.07 | 48252.15
Reserve Margin Data: NYISO_G-I_J-K
| 2015 | 2020 | 2025 | 2030 | 2035 | 2040
a. Peak Demand | 19771.68 | 21159.97 | 22467.3 | 24011.2 | 25599.21 | 27287.64
b. Peak Demand + Reserve Margin | 18783.1 | 20101.97 | 21343.94 | 22810.64 | 24319.25 | 25923.26
c. DR MW | 1660.27 | 1895.06 | 2202.69 | 2354.05 | 2509.74 | 2675.27
d. Capacity Credit | 20938.78 | 21182.57 | 23157.27 | 26153.16 | 29142.02 | 32710.2
Reserve Margin Data: PJM
| 2015 | 2020 | 2025 | 2030 | 2035 | 2040
a. Peak Demand | 157399.95 | 155891.62 | 163092.78 | 171585.59 | 180263.19 | 189458.87
b. Peak Demand + Reserve Margin | 181482.14 | 179743.04 | 188045.97 | 197838.19 | 207843.46 | 218446.07
c. DR MW | 6895.02 | 10852.3 | 15840.7 | 16678.35 | 17534.28 | 18441.62
d. Capacity Credit | 181482.13 | 179743.27 | 188046 | 197838.21 | 207843.45 | 218446.07
Reserve Margin Data: SPP
| 2015 | 2020 | 2025 | 2030 | 2035 | 2040
a. Peak Demand | 57021.51 | 61144.32 | 63767.95 | 66646.64 | 69625.58 | 72755.4
b. Peak Demand + Reserve Margin | 64776.44 | 69459.94 | 72440.4 | 75710.58 | 79094.66 | 82650.13
c. DR MW | 1132.85 | 3439.77 | 5957.49 | 6223.96 | 6499.57 | 6789.04
d. Capacity Credit | 64776.43 | 69459.93 | 72440.43 | 75710.6 | 79094.66 | 82650.14

## Transmission
$/MW
[8 empty] | Transfer |  | $/MWh | $/MWh | Wheel+ | $/MWh
Year | Line | From | To | EI Internal/External | Season | Block | Duration | Limit | MW flow | From price | To price | Friction | Shadow Price
2015 | ENT_2_MISO_MO-IL | ENT | MISO_MO-IL | Internal | Shoulder | B11 | 25 | 2260 | 0 | 53.5 | 46.78 | 8 | 0
2015 | ENT_2_MISO_MO-IL | ENT | MISO_MO-IL | Internal | Shoulder | B12 | 200 | 2260 | 0 | 38.05 | 39.85 | 8 | 0
2015 | ENT_2_MISO_MO-IL | ENT | MISO_MO-IL | Internal | Shoulder | B13 | 600 | 2260 | 0 | 38.05 | 37.1 | 8 | 0
2015 | ENT_2_MISO_MO-IL | ENT | MISO_MO-IL | Internal | Shoulder | B14 | 900 | 2260 | 0 | 37.78 | 36.06 | 8 | 0
2015 | ENT_2_MISO_MO-IL | ENT | MISO_MO-IL | Internal | Shoulder | B15 | 1203 | 2260 | 0 | 36.55 | 33.3 | 8 | 0
2015 | ENT_2_MISO_MO-IL | ENT | MISO_MO-IL | Internal | Summer | B1 | 10 | 2260 | 0 | 59.38 | 59.38 | 8 | 0
2015 | ENT_2_MISO_MO-IL | ENT | MISO_MO-IL | Internal | Summer | B2 | 25 | 2260 | 0 | 56.92 | 56.92 | 8 | 0
2015 | ENT_2_MISO_MO-IL | ENT | MISO_MO-IL | Internal | Summer | B3 | 75 | 2260 | 0 | 55.82 | 56.4 | 8 | 0
2015 | ENT_2_MISO_MO-IL | ENT | MISO_MO-IL | Internal | Summer | B4 | 100 | 2260 | 0 | 55.82 | 54.02 | 8 | 0
2015 | ENT_2_MISO_MO-IL | ENT | MISO_MO-IL | Internal | Summer | B5 | 200 | 2260 | 0 | 51.84 | 46.71 | 8 | 0
2015 | ENT_2_MISO_MO-IL | ENT | MISO_MO-IL | Internal | Summer | B6 | 300 | 2260 | 0 | 44.89 | 42.09 | 8 | 0
2015 | ENT_2_MISO_MO-IL | ENT | MISO_MO-IL | Internal | Summer | B7 | 400 | 2260 | 0 | 42.05 | 35.91 | 8 | 0
2015 | ENT_2_MISO_MO-IL | ENT | MISO_MO-IL | Internal | Summer | B8 | 500 | 2260 | 0 | 36.89 | 33.55 | 8 | 0
2015 | ENT_2_MISO_MO-IL | ENT | MISO_MO-IL | Internal | Summer | B9 | 800 | 2260 | 0 | 36.63 | 32.92 | 8 | 0
2015 | ENT_2_MISO_MO-IL | ENT | MISO_MO-IL | Internal | Summer | B10 | 1262 | 2260 | 0 | 35.44 | 31.09 | 8 | 0
2015 | ENT_2_MISO_MO-IL | ENT | MISO_MO-IL | Internal | Winter | B16 | 25 | 2260 | 0 | 51.78 | 46.78 | 8 | 0
2015 | ENT_2_MISO_MO-IL | ENT | MISO_MO-IL | Internal | Winter | B17 | 100 | 2260 | 0 | 40.38 | 41.42 | 8 | 0
2015 | ENT_2_MISO_MO-IL | ENT | MISO_MO-IL | Internal | Winter | B18 | 400 | 2260 | 0 | 40.1 | 37.96 | 8 | 0
2015 | ENT_2_MISO_MO-IL | ENT | MISO_MO-IL | Internal | Winter | B19 | 700 | 2260 | 0 | 40.1 | 36.4 | 8 | 0
2015 | ENT_2_MISO_MO-IL | ENT | MISO_MO-IL | Internal | Winter | B20 | 935 | 2260 | 0 | 38.79 | 32.81 | 8 | 0
2015 | ENT_2_SOCO | ENT | SOCO | Internal | Shoulder | B11 | 25 | 2000 | 191.49 | 53.5 | 61.5 | 8 | 0
2015 | ENT_2_SOCO | ENT | SOCO | Internal | Shoulder | B12 | 200 | 2000 | 0 | 38.05 | 43.52 | 8 | 0
2015 | ENT_2_SOCO | ENT | SOCO | Internal | Shoulder | B13 | 600 | 2000 | 0 | 38.05 | 39.24 | 8 | 0
2015 | ENT_2_SOCO | ENT | SOCO | Internal | Shoulder | B14 | 900 | 2000 | 0 | 37.78 | 39.24 | 8 | 0
2015 | ENT_2_SOCO | ENT | SOCO | Internal | Shoulder | B15 | 1203 | 2000 | 0 | 36.55 | 39.02 | 8 | 0
2015 | ENT_2_SOCO | ENT | SOCO | Internal | Summer | B1 | 10 | 2000 | 0 | 59.38 | 64.92 | 8 | 0
2015 | ENT_2_SOCO | ENT | SOCO | Internal | Summer | B2 | 25 | 2000 | 104.37 | 56.92 | 64.92 | 8 | 0
2015 | ENT_2_SOCO | ENT | SOCO | Internal | Summer | B3 | 75 | 2000 | 1999.99 | 55.82 | 64.92 | 8 | 1.09
2015 | ENT_2_SOCO | ENT | SOCO | Internal | Summer | B4 | 100 | 2000 | 2000 | 55.82 | 64.92 | 8 | 1.09
2015 | ENT_2_SOCO | ENT | SOCO | Internal | Summer | B5 | 200 | 2000 | 2000 | 51.84 | 60.27 | 8 | 0.43
2015 | ENT_2_SOCO | ENT | SOCO | Internal | Summer | B6 | 300 | 2000 | 638.22 | 44.89 | 52.89 | 8 | 0
2015 | ENT_2_SOCO | ENT | SOCO | Internal | Summer | B7 | 400 | 2000 | 1516.79 | 42.05 | 50.05 | 8 | 0
2015 | ENT_2_SOCO | ENT | SOCO | Internal | Summer | B8 | 500 | 2000 | 0 | 36.89 | 44.21 | 8 | 0
2015 | ENT_2_SOCO | ENT | SOCO | Internal | Summer | B9 | 800 | 2000 | 0 | 36.63 | 37.88 | 8 | 0
2015 | ENT_2_SOCO | ENT | SOCO | Internal | Summer | B10 | 1262 | 2000 | 0 | 35.44 | 37.88 | 8 | 0
2015 | ENT_2_SOCO | ENT | SOCO | Internal | Winter | B16 | 25 | 2000 | 2000 | 51.78 | 61.54 | 8 | 1.76
2015 | ENT_2_SOCO | ENT | SOCO | Internal | Winter | B17 | 100 | 2000 | 0 | 40.38 | 44.21 | 8 | 0
2015 | ENT_2_SOCO | ENT | SOCO | Internal | Winter | B18 | 400 | 2000 | 0 | 40.1 | 41.34 | 8 | 0
2015 | ENT_2_SOCO | ENT | SOCO | Internal | Winter | B19 | 700 | 2000 | 0 | 40.1 | 41.34 | 8 | 0
2015 | ENT_2_SOCO | ENT | SOCO | Internal | Winter | B20 | 935 | 2000 | 0 | 38.79 | 41.34 | 8 | 0
2015 | ENT_2_SPP_N | ENT | SPP_N | Internal | Shoulder | B11 | 25 | 1300 | 0 | 53.5 | 53.79 | 8 | 0
2015 | ENT_2_SPP_N | ENT | SPP_N | Internal | Shoulder | B12 | 200 | 1300 | 0 | 38.05 | 39.21 | 8 | 0
2015 | ENT_2_SPP_N | ENT | SPP_N | Internal | Shoulder | B13 | 600 | 1300 | 0 | 38.05 | 37.6 | 8 | 0
2015 | ENT_2_SPP_N | ENT | SPP_N | Internal | Shoulder | B14 | 900 | 1300 | 0 | 37.78 | 36.34 | 8 | 0
2015 | ENT_2_SPP_N | ENT | SPP_N | Internal | Shoulder | B15 | 1203 | 1300 | 0 | 36.55 | 36.34 | 8 | 0
2015 | ENT_2_SPP_N | ENT | SPP_N | Internal | Summer | B1 | 10 | 1300 | 0 | 59.38 | 58.76 | 8 | 0
2015 | ENT_2_SPP_N | ENT | SPP_N | Internal | Summer | B2 | 25 | 1300 | 0 | 56.92 | 58.76 | 8 | 0
2015 | ENT_2_SPP_N | ENT | SPP_N | Internal | Summer | B3 | 75 | 1300 | 0 | 55.82 | 58.76 | 8 | 0
2015 | ENT_2_SPP_N | ENT | SPP_N | Internal | Summer | B4 | 100 | 1300 | 0 | 55.82 | 56.96 | 8 | 0
2015 | ENT_2_SPP_N | ENT | SPP_N | Internal | Summer | B5 | 200 | 1300 | 0 | 51.84 | 52.82 | 8 | 0
2015 | ENT_2_SPP_N | ENT | SPP_N | Internal | Summer | B6 | 300 | 1300 | 0 | 44.89 | 49.1 | 8 | 0
2015 | ENT_2_SPP_N | ENT | SPP_N | Internal | Summer | B7 | 400 | 1300 | 0 | 42.05 | 42.91 | 8 | 0
2015 | ENT_2_SPP_N | ENT | SPP_N | Internal | Summer | B8 | 500 | 1300 | 0 | 36.89 | 36.69 | 8 | 0
2015 | ENT_2_SPP_N | ENT | SPP_N | Internal | Summer | B9 | 800 | 1300 | 0 | 36.63 | 35.12 | 8 | 0
2015 | ENT_2_SPP_N | ENT | SPP_N | Internal | Summer | B10 | 1262 | 1300 | 0 | 35.44 | 34.55 | 8 | 0
2015 | ENT_2_SPP_N | ENT | SPP_N | Internal | Winter | B16 | 25 | 1300 | 0 | 51.78 | 46.78 | 8 | 0
2015 | ENT_2_SPP_N | ENT | SPP_N | Internal | Winter | B17 | 100 | 1300 | 0 | 40.38 | 40.07 | 8 | 0
2015 | ENT_2_SPP_N | ENT | SPP_N | Internal | Winter | B18 | 400 | 1300 | 0 | 40.1 | 38.72 | 8 | 0
2015 | ENT_2_SPP_N | ENT | SPP_N | Internal | Winter | B19 | 700 | 1300 | 0 | 40.1 | 38.67 | 8 | 0
2015 | ENT_2_SPP_N | ENT | SPP_N | Internal | Winter | B20 | 935 | 1300 | 0 | 38.79 | 38.07 | 8 | 0
2015 | ENT_2_SPP_S | ENT | SPP_S | Internal | Shoulder | B11 | 25 | 1300 | 0 | 53.5 | 52.2 | 8 | 0
2015 | ENT_2_SPP_S | ENT | SPP_S | Internal | Shoulder | B12 | 200 | 1300 | 0 | 38.05 | 39.22 | 8 | 0
2015 | ENT_2_SPP_S | ENT | SPP_S | Internal | Shoulder | B13 | 600 | 1300 | 0 | 38.05 | 37.62 | 8 | 0
2015 | ENT_2_SPP_S | ENT | SPP_S | Internal | Shoulder | B14 | 900 | 1300 | 0 | 37.78 | 36.35 | 8 | 0
2015 | ENT_2_SPP_S | ENT | SPP_S | Internal | Shoulder | B15 | 1203 | 1300 | 0 | 36.55 | 36.35 | 8 | 0
2015 | ENT_2_SPP_S | ENT | SPP_S | Internal | Summer | B1 | 10 | 1300 | 0 | 59.38 | 58.75 | 8 | 0
2015 | ENT_2_SPP_S | ENT | SPP_S | Internal | Summer | B2 | 25 | 1300 | 0 | 56.92 | 58.75 | 8 | 0
2015 | ENT_2_SPP_S | ENT | SPP_S | Internal | Summer | B3 | 75 | 1300 | 0 | 55.82 | 50.82 | 8 | 0
2015 | ENT_2_SPP_S | ENT | SPP_S | Internal | Summer | B4 | 100 | 1300 | 0 | 55.82 | 50.82 | 8 | 0
2015 | ENT_2_SPP_S | ENT | SPP_S | Internal | Summer | B5 | 200 | 1300 | 0 | 51.84 | 50.41 | 8 | 0
2015 | ENT_2_SPP_S | ENT | SPP_S | Internal | Summer | B6 | 300 | 1300 | 0 | 44.89 | 49.11 | 8 | 0
2015 | ENT_2_SPP_S | ENT | SPP_S | Internal | Summer | B7 | 400 | 1300 | 0 | 42.05 | 42.93 | 8 | 0
2015 | ENT_2_SPP_S | ENT | SPP_S | Internal | Summer | B8 | 500 | 1300 | 0 | 36.89 | 36.71 | 8 | 0
2015 | ENT_2_SPP_S | ENT | SPP_S | Internal | Summer | B9 | 800 | 1300 | 0 | 36.63 | 35.13 | 8 | 0
2015 | ENT_2_SPP_S | ENT | SPP_S | Internal | Summer | B10 | 1262 | 1300 | 0 | 35.44 | 35.05 | 8 | 0
2015 | ENT_2_SPP_S | ENT | SPP_S | Internal | Winter | B16 | 25 | 1300 | 0 | 51.78 | 46.79 | 8 | 0
2015 | ENT_2_SPP_S | ENT | SPP_S | Internal | Winter | B17 | 100 | 1300 | 0 | 40.38 | 40.08 | 8 | 0
2015 | ENT_2_SPP_S | ENT | SPP_S | Internal | Winter | B18 | 400 | 1300 | 0 | 40.1 | 38.73 | 8 | 0
2015 | ENT_2_SPP_S | ENT | SPP_S | Internal | Winter | B19 | 700 | 1300 | 0 | 40.1 | 38.68 | 8 | 0
2015 | ENT_2_SPP_S | ENT | SPP_S | Internal | Winter | B20 | 935 | 1300 | 0 | 38.79 | 38.64 | 8 | 0
2015 | ENT_2_TVA_Transmission | ENT | TVA_Transmission | Internal | Shoulder | B11 | 25 | 2100 | 0 | 53.5 | 54 | 8 | 0
2015 | ENT_2_TVA_Transmission | ENT | TVA_Transmission | Internal | Shoulder | B12 | 200 | 2100 | 0 | 38.05 | 43.34 | 8 | 0
2015 | ENT_2_TVA_Transmission | ENT | TVA_Transmission | Internal | Shoulder | B13 | 600 | 2100 | 0 | 38.05 | 41.38 | 8 | 0
2015 | ENT_2_TVA_Transmission | ENT | TVA_Transmission | Internal | Shoulder | B14 | 900 | 2100 | 0 | 37.78 | 40.06 | 8 | 0
2015 | ENT_2_TVA_Transmission | ENT | TVA_Transmission | Internal | Shoulder | B15 | 1203 | 2100 | 0 | 36.55 | 39.2 | 8 | 0
2015 | ENT_2_TVA_Transmission | ENT | TVA_Transmission | Internal | Summer | B1 | 10 | 2100 | 530.63 | 59.38 | 67.38 | 8 | 0
2015 | ENT_2_TVA_Transmission | ENT | TVA_Transmission | Internal | Summer | B2 | 25 | 2100 | 840.76 | 56.92 | 64.92 | 8 | 0
2015 | ENT_2_TVA_Transmission | ENT | TVA_Transmission | Internal | Summer | B3 | 75 | 2100 | 0 | 55.82 | 62.94 | 8 | 0
2015 | ENT_2_TVA_Transmission | ENT | TVA_Transmission | Internal | Summer | B4 | 100 | 2100 | 0 | 55.82 | 62.01 | 8 | 0
2015 | ENT_2_TVA_Transmission | ENT | TVA_Transmission | Internal | Summer | B5 | 200 | 2100 | 0 | 51.84 | 52.76 | 8 | 0
2015 | ENT_2_TVA_Transmission | ENT | TVA_Transmission | Internal | Summer | B6 | 300 | 2100 | 0 | 44.89 | 46.64 | 8 | 0
2015 | ENT_2_TVA_Transmission | ENT | TVA_Transmission | Internal | Summer | B7 | 400 | 2100 | 0 | 42.05 | 41.82 | 8 | 0
2015 | ENT_2_TVA_Transmission | ENT | TVA_Transmission | Internal | Summer | B8 | 500 | 2100 | 0 | 36.89 | 38.96 | 8 | 0
2015 | ENT_2_TVA_Transmission | ENT | TVA_Transmission | Internal | Summer | B9 | 800 | 2100 | 0 | 36.63 | 38.31 | 8 | 0
2015 | ENT_2_TVA_Transmission | ENT | TVA_Transmission | Internal | Summer | B10 | 1262 | 2100 | 0 | 35.44 | 36.41 | 8 | 0
2015 | ENT_2_TVA_Transmission | ENT | TVA_Transmission | Internal | Winter | B16 | 25 | 2100 | 0 | 51.78 | 54.68 | 8 | 0
2015 | ENT_2_TVA_Transmission | ENT | TVA_Transmission | Internal | Winter | B17 | 100 | 2100 | 0 | 40.38 | 45.86 | 8 | 0
2015 | ENT_2_TVA_Transmission | ENT | TVA_Transmission | Internal | Winter | B18 | 400 | 2100 | 0 | 40.1 | 42.12 | 8 | 0
2015 | ENT_2_TVA_Transmission | ENT | TVA_Transmission | Internal | Winter | B19 | 700 | 2100 | 0 | 40.1 | 40.33 | 8 | 0
2015 | ENT_2_TVA_Transmission | ENT | TVA_Transmission | Internal | Winter | B20 | 935 | 2100 | 0 | 38.79 | 39.07 | 8 | 0
2015 | FRCC_2_SOCO | FRCC | SOCO | Internal | Shoulder | B11 | 25 | 900 | 0 | 71.5 | 61.5 | 8 | 0
2015 | FRCC_2_SOCO | FRCC | SOCO | Internal | Shoulder | B12 | 200 | 900 | 0 | 53.52 | 43.52 | 8 | 0
2015 | FRCC_2_SOCO | FRCC | SOCO | Internal | Shoulder | B13 | 600 | 900 | 0 | 49.24 | 39.24 | 8 | 0
2015 | FRCC_2_SOCO | FRCC | SOCO | Internal | Shoulder | B14 | 900 | 900 | 0 | 45.06 | 39.24 | 8 | 0
2015 | FRCC_2_SOCO | FRCC | SOCO | Internal | Shoulder | B15 | 1203 | 900 | 0 | 43.22 | 39.02 | 8 | 0
2015 | FRCC_2_SOCO | FRCC | SOCO | Internal | Summer | B1 | 10 | 900 | 0 | 71.2 | 64.92 | 8 | 0
2015 | FRCC_2_SOCO | FRCC | SOCO | Internal | Summer | B2 | 25 | 900 | 0 | 71.2 | 64.92 | 8 | 0
2015 | FRCC_2_SOCO | FRCC | SOCO | Internal | Summer | B3 | 75 | 900 | 0 | 71.2 | 64.92 | 8 | 0
2015 | FRCC_2_SOCO | FRCC | SOCO | Internal | Summer | B4 | 100 | 900 | 0 | 71.2 | 64.92 | 8 | 0
2015 | FRCC_2_SOCO | FRCC | SOCO | Internal | Summer | B5 | 200 | 900 | 0 | 70.27 | 60.27 | 8 | 0
2015 | FRCC_2_SOCO | FRCC | SOCO | Internal | Summer | B6 | 300 | 900 | 0 | 62.89 | 52.89 | 8 | 0
2015 | FRCC_2_SOCO | FRCC | SOCO | Internal | Summer | B7 | 400 | 900 | 0 | 60.05 | 50.05 | 8 | 0
2015 | FRCC_2_SOCO | FRCC | SOCO | Internal | Summer | B8 | 500 | 900 | 0 | 54.21 | 44.21 | 8 | 0
2015 | FRCC_2_SOCO | FRCC | SOCO | Internal | Summer | B9 | 800 | 900 | 0 | 46.74 | 37.88 | 8 | 0
2015 | FRCC_2_SOCO | FRCC | SOCO | Internal | Summer | B10 | 1262 | 900 | 0 | 42.58 | 37.88 | 8 | 0
2015 | FRCC_2_SOCO | FRCC | SOCO | Internal | Winter | B16 | 25 | 900 | 0 | 71.54 | 61.54 | 8 | 0
2015 | FRCC_2_SOCO | FRCC | SOCO | Internal | Winter | B17 | 100 | 900 | 0 | 54.21 | 44.21 | 8 | 0
2015 | FRCC_2_SOCO | FRCC | SOCO | Internal | Winter | B18 | 400 | 900 | 0 | 51.34 | 41.34 | 8 | 0
2015 | FRCC_2_SOCO | FRCC | SOCO | Internal | Winter | B19 | 700 | 900 | 0 | 47.11 | 41.34 | 8 | 0
2015 | FRCC_2_SOCO | FRCC | SOCO | Internal | Winter | B20 | 935 | 900 | 0 | 45.18 | 41.34 | 8 | 0
2015 | HQ_NEISO_2_NEISO | HQ_NEISO | NEISO | Internal | Shoulder | B11 | 25 | 99999 | 2920 | 36.72 | 36.73 | 0.01 | 0
2015 | HQ_NEISO_2_NEISO | HQ_NEISO | NEISO | Internal | Shoulder | B12 | 200 | 99999 | 2920 | 36.72 | 36.73 | 0.01 | 0
2015 | HQ_NEISO_2_NEISO | HQ_NEISO | NEISO | Internal | Shoulder | B13 | 600 | 99999 | 2920 | 36.72 | 36.73 | 0.01 | 0
2015 | HQ_NEISO_2_NEISO | HQ_NEISO | NEISO | Internal | Shoulder | B14 | 900 | 99999 | 2920 | 36.72 | 36.73 | 0.01 | 0
2015 | HQ_NEISO_2_NEISO | HQ_NEISO | NEISO | Internal | Shoulder | B15 | 1203 | 99999 | 1143.24 | 36.72 | 36.73 | 0.01 | 0
2015 | HQ_NEISO_2_NEISO | HQ_NEISO | NEISO | Internal | Summer | B1 | 10 | 99999 | 2920 | 57.5 | 57.51 | 0.01 | 0
2015 | HQ_NEISO_2_NEISO | HQ_NEISO | NEISO | Internal | Summer | B2 | 25 | 99999 | 2920 | 53.65 | 53.66 | 0.01 | 0
2015 | HQ_NEISO_2_NEISO | HQ_NEISO | NEISO | Internal | Summer | B3 | 75 | 99999 | 2920 | 47.14 | 47.15 | 0.01 | 0
2015 | HQ_NEISO_2_NEISO | HQ_NEISO | NEISO | Internal | Summer | B4 | 100 | 99999 | 2920 | 37.74 | 37.76 | 0.01 | 0
2015 | HQ_NEISO_2_NEISO | HQ_NEISO | NEISO | Internal | Summer | B5 | 200 | 99999 | 2920 | 34.07 | 34.08 | 0.01 | 0
2015 | HQ_NEISO_2_NEISO | HQ_NEISO | NEISO | Internal | Summer | B6 | 300 | 99999 | 2920 | 34.07 | 34.08 | 0.01 | 0
2015 | HQ_NEISO_2_NEISO | HQ_NEISO | NEISO | Internal | Summer | B7 | 400 | 99999 | 2920 | 34.07 | 34.08 | 0.01 | 0
2015 | HQ_NEISO_2_NEISO | HQ_NEISO | NEISO | Internal | Summer | B8 | 500 | 99999 | 2920 | 34.07 | 34.08 | 0.01 | 0
2015 | HQ_NEISO_2_NEISO | HQ_NEISO | NEISO | Internal | Summer | B9 | 800 | 99999 | 2920 | 34.07 | 34.08 | 0.01 | 0
2015 | HQ_NEISO_2_NEISO | HQ_NEISO | NEISO | Internal | Summer | B10 | 1262 | 99999 | 795.94 | 34.07 | 34.08 | 0.01 | 0
2015 | HQ_NEISO_2_NEISO | HQ_NEISO | NEISO | Internal | Winter | B16 | 25 | 99999 | 2920 | 44.98 | 44.99 | 0.01 | 0
2015 | HQ_NEISO_2_NEISO | HQ_NEISO | NEISO | Internal | Winter | B17 | 100 | 99999 | 2920 | 44.98 | 44.99 | 0.01 | 0
2015 | HQ_NEISO_2_NEISO | HQ_NEISO | NEISO | Internal | Winter | B18 | 400 | 99999 | 2920 | 44.98 | 44.99 | 0.01 | 0
2015 | HQ_NEISO_2_NEISO | HQ_NEISO | NEISO | Internal | Winter | B19 | 700 | 99999 | 2920 | 44.98 | 44.99 | 0.01 | 0
2015 | HQ_NEISO_2_NEISO | HQ_NEISO | NEISO | Internal | Winter | B20 | 935 | 99999 | 1233.58 | 44.98 | 44.99 | 0.01 | 0
2015 | HQ_NY_2_NYISO_A-F | HQ_NY | NYISO_A-F | Internal | Shoulder | B11 | 25 | 99999 | 1000 | 40.56 | 40.57 | 0.01 | 0
2015 | HQ_NY_2_NYISO_A-F | HQ_NY | NYISO_A-F | Internal | Shoulder | B12 | 200 | 99999 | 1000 | 39.82 | 39.83 | 0.01 | 0
2015 | HQ_NY_2_NYISO_A-F | HQ_NY | NYISO_A-F | Internal | Shoulder | B13 | 600 | 99999 | 1000 | 38.41 | 38.42 | 0.01 | 0
2015 | HQ_NY_2_NYISO_A-F | HQ_NY | NYISO_A-F | Internal | Shoulder | B14 | 900 | 99999 | 1000 | 38.41 | 38.42 | 0.01 | 0
2015 | HQ_NY_2_NYISO_A-F | HQ_NY | NYISO_A-F | Internal | Shoulder | B15 | 1203 | 99999 | 188.69 | 38.41 | 38.42 | 0.01 | 0
2015 | HQ_NY_2_NYISO_A-F | HQ_NY | NYISO_A-F | Internal | Summer | B1 | 10 | 99999 | 1000 | 53.38 | 53.39 | 0.01 | 0
2015 | HQ_NY_2_NYISO_A-F | HQ_NY | NYISO_A-F | Internal | Summer | B2 | 25 | 99999 | 1000 | 51.79 | 51.8 | 0.01 | 0
2015 | HQ_NY_2_NYISO_A-F | HQ_NY | NYISO_A-F | Internal | Summer | B3 | 75 | 99999 | 1000 | 48.94 | 48.95 | 0.01 | 0
2015 | HQ_NY_2_NYISO_A-F | HQ_NY | NYISO_A-F | Internal | Summer | B4 | 100 | 99999 | 1000 | 45.27 | 45.28 | 0.01 | 0
2015 | HQ_NY_2_NYISO_A-F | HQ_NY | NYISO_A-F | Internal | Summer | B5 | 200 | 99999 | 1000 | 42.99 | 43 | 0.01 | 0
2015 | HQ_NY_2_NYISO_A-F | HQ_NY | NYISO_A-F | Internal | Summer | B6 | 300 | 99999 | 1000 | 42.08 | 42.09 | 0.01 | 0
2015 | HQ_NY_2_NYISO_A-F | HQ_NY | NYISO_A-F | Internal | Summer | B7 | 400 | 99999 | 1000 | 38.16 | 38.17 | 0.01 | 0
2015 | HQ_NY_2_NYISO_A-F | HQ_NY | NYISO_A-F | Internal | Summer | B8 | 500 | 99999 | 1000 | 37.07 | 37.08 | 0.01 | 0
2015 | HQ_NY_2_NYISO_A-F | HQ_NY | NYISO_A-F | Internal | Summer | B9 | 800 | 99999 | 1000 | 37.06 | 37.07 | 0.01 | 0
2015 | HQ_NY_2_NYISO_A-F | HQ_NY | NYISO_A-F | Internal | Summer | B10 | 1262 | 99999 | 30.11 | 37.06 | 37.07 | 0.01 | 0
2015 | HQ_NY_2_NYISO_A-F | HQ_NY | NYISO_A-F | Internal | Winter | B16 | 25 | 99999 | 1000 | 45.85 | 45.86 | 0.01 | 0
2015 | HQ_NY_2_NYISO_A-F | HQ_NY | NYISO_A-F | Internal | Winter | B17 | 100 | 99999 | 1000 | 43.07 | 43.08 | 0.01 | 0
2015 | HQ_NY_2_NYISO_A-F | HQ_NY | NYISO_A-F | Internal | Winter | B18 | 400 | 99999 | 1000 | 43.07 | 43.08 | 0.01 | 0
2015 | HQ_NY_2_NYISO_A-F | HQ_NY | NYISO_A-F | Internal | Winter | B19 | 700 | 99999 | 1000 | 43.07 | 43.08 | 0.01 | 0
2015 | HQ_NY_2_NYISO_A-F | HQ_NY | NYISO_A-F | Internal | Winter | B20 | 935 | 99999 | 229.95 | 43.07 | 43.08 | 0.01 | 0
2015 | HQ_IESO_2_IESO | HQ_IESO | IESO | Internal | Shoulder | B11 | 25 | 99999 | 400 | 33.56 | 33.57 | 0.01 | 0
2015 | HQ_IESO_2_IESO | HQ_IESO | IESO | Internal | Shoulder | B12 | 200 | 99999 | 400 | 32.82 | 32.83 | 0.01 | 0
2015 | HQ_IESO_2_IESO | HQ_IESO | IESO | Internal | Shoulder | B13 | 600 | 99999 | 400 | 29.07 | 29.08 | 0.01 | 0
2015 | HQ_IESO_2_IESO | HQ_IESO | IESO | Internal | Shoulder | B14 | 900 | 99999 | 400 | 29.07 | 29.08 | 0.01 | 0
2015 | HQ_IESO_2_IESO | HQ_IESO | IESO | Internal | Shoulder | B15 | 1203 | 99999 | 75.48 | 29.07 | 29.08 | 0.01 | 0
2015 | HQ_IESO_2_IESO | HQ_IESO | IESO | Internal | Summer | B1 | 10 | 99999 | 400 | 46.38 | 46.39 | 0.01 | 0
2015 | HQ_IESO_2_IESO | HQ_IESO | IESO | Internal | Summer | B2 | 25 | 99999 | 400 | 44.79 | 44.8 | 0.01 | 0
2015 | HQ_IESO_2_IESO | HQ_IESO | IESO | Internal | Summer | B3 | 75 | 99999 | 400 | 38.92 | 38.93 | 0.01 | 0
2015 | HQ_IESO_2_IESO | HQ_IESO | IESO | Internal | Summer | B4 | 100 | 99999 | 400 | 38.27 | 38.28 | 0.01 | 0
2015 | HQ_IESO_2_IESO | HQ_IESO | IESO | Internal | Summer | B5 | 200 | 99999 | 400 | 35.99 | 36 | 0.01 | 0
2015 | HQ_IESO_2_IESO | HQ_IESO | IESO | Internal | Summer | B6 | 300 | 99999 | 400 | 35.08 | 35.09 | 0.01 | 0
2015 | HQ_IESO_2_IESO | HQ_IESO | IESO | Internal | Summer | B7 | 400 | 99999 | 400 | 28.91 | 28.93 | 0.01 | 0
2015 | HQ_IESO_2_IESO | HQ_IESO | IESO | Internal | Summer | B8 | 500 | 99999 | 400 | 27.4 | 27.42 | 0.01 | 0
2015 | HQ_IESO_2_IESO | HQ_IESO | IESO | Internal | Summer | B9 | 800 | 99999 | 400 | 27.4 | 27.42 | 0.01 | 0
2015 | HQ_IESO_2_IESO | HQ_IESO | IESO | Internal | Summer | B10 | 1262 | 99999 | 12.04 | 27.4 | 27.42 | 0.01 | 0
2015 | HQ_IESO_2_IESO | HQ_IESO | IESO | Internal | Winter | B16 | 25 | 99999 | 400 | 38.85 | 38.86 | 0.01 | 0
2015 | HQ_IESO_2_IESO | HQ_IESO | IESO | Internal | Winter | B17 | 100 | 99999 | 400 | 35.99 | 36 | 0.01 | 0
2015 | HQ_IESO_2_IESO | HQ_IESO | IESO | Internal | Winter | B18 | 400 | 99999 | 400 | 35.99 | 36 | 0.01 | 0
2015 | HQ_IESO_2_IESO | HQ_IESO | IESO | Internal | Winter | B19 | 700 | 99999 | 400 | 35.99 | 36 | 0.01 | 0
2015 | HQ_IESO_2_IESO | HQ_IESO | IESO | Internal | Winter | B20 | 935 | 99999 | 91.98 | 35.99 | 36 | 0.01 | 0
2015 | IESO_2_MAPP_CA | IESO | MAPP_CA | Internal | Shoulder | B11 | 25 | 262 | 262 | 33.57 | 46.78 | 7 | 6.2
2015 | IESO_2_MAPP_CA | IESO | MAPP_CA | Internal | Shoulder | B12 | 200 | 262 | 172.49 | 32.83 | 39.83 | 7 | 0
2015 | IESO_2_MAPP_CA | IESO | MAPP_CA | Internal | Shoulder | B13 | 600 | 262 | 262 | 29.08 | 37.1 | 7 | 1.02
2015 | IESO_2_MAPP_CA | IESO | MAPP_CA | Internal | Shoulder | B14 | 900 | 262 | 112.96 | 29.08 | 36.08 | 7 | 0
2015 | IESO_2_MAPP_CA | IESO | MAPP_CA | Internal | Shoulder | B15 | 1203 | 262 | 109.16 | 29.08 | 36.08 | 7 | 0
2015 | IESO_2_MAPP_CA | IESO | MAPP_CA | Internal | Summer | B1 | 10 | 262 | 0 | 46.39 | 48.79 | 7 | 0
2015 | IESO_2_MAPP_CA | IESO | MAPP_CA | Internal | Summer | B2 | 25 | 262 | 63.41 | 44.8 | 51.8 | 7 | 0
2015 | IESO_2_MAPP_CA | IESO | MAPP_CA | Internal | Summer | B3 | 75 | 262 | 262 | 38.93 | 48.79 | 7 | 2.86
2015 | IESO_2_MAPP_CA | IESO | MAPP_CA | Internal | Summer | B4 | 100 | 262 | 262 | 38.28 | 48.79 | 7 | 3.51
2015 | IESO_2_MAPP_CA | IESO | MAPP_CA | Internal | Summer | B5 | 200 | 262 | 262 | 36 | 46.71 | 7 | 3.7
2015 | IESO_2_MAPP_CA | IESO | MAPP_CA | Internal | Summer | B6 | 300 | 262 | 172.01 | 35.09 | 42.09 | 7 | 0
2015 | IESO_2_MAPP_CA | IESO | MAPP_CA | Internal | Summer | B7 | 400 | 262 | 0.01 | 28.93 | 35.9 | 7 | 0
2015 | IESO_2_MAPP_CA | IESO | MAPP_CA | Internal | Summer | B8 | 500 | 262 | 0 | 27.42 | 33.52 | 7 | 0
2015 | IESO_2_MAPP_CA | IESO | MAPP_CA | Internal | Summer | B9 | 800 | 262 | 0 | 27.42 | 32.92 | 7 | 0
2015 | IESO_2_MAPP_CA | IESO | MAPP_CA | Internal | Summer | B10 | 1262 | 262 | 0 | 27.42 | 32.92 | 7 | 0
2015 | IESO_2_MAPP_CA | IESO | MAPP_CA | Internal | Winter | B16 | 25 | 262 | 261.99 | 38.86 | 46.76 | 7 | 0.9
2015 | IESO_2_MAPP_CA | IESO | MAPP_CA | Internal | Winter | B17 | 100 | 262 | 0 | 36 | 41.4 | 7 | 0
2015 | IESO_2_MAPP_CA | IESO | MAPP_CA | Internal | Winter | B18 | 400 | 262 | 0 | 36 | 38.65 | 7 | 0
2015 | IESO_2_MAPP_CA | IESO | MAPP_CA | Internal | Winter | B19 | 700 | 262 | 0 | 36 | 38.65 | 7 | 0
2015 | IESO_2_MAPP_CA | IESO | MAPP_CA | Internal | Winter | B20 | 935 | 262 | 0 | 36 | 38.65 | 7 | 0
2015 | IESO_2_MISO_MI | IESO | MISO_MI | Internal | Shoulder | B11 | 25 | 1840 | 1840 | 33.57 | 46.78 | 7 | 6.2
2015 | IESO_2_MISO_MI | IESO | MISO_MI | Internal | Shoulder | B12 | 200 | 1840 | 1839.97 | 32.83 | 39.86 | 7 | 0.02
2015 | IESO_2_MISO_MI | IESO | MISO_MI | Internal | Shoulder | B13 | 600 | 1840 | 1840 | 29.08 | 37.51 | 7 | 1.43
2015 | IESO_2_MISO_MI | IESO | MISO_MI | Internal | Shoulder | B14 | 900 | 1840 | 176.58 | 29.08 | 36.08 | 7 | 0
2015 | IESO_2_MISO_MI | IESO | MISO_MI | Internal | Shoulder | B15 | 1203 | 1840 | 0 | 29.08 | 33.75 | 7 | 0
2015 | IESO_2_MISO_MI | IESO | MISO_MI | Internal | Summer | B1 | 10 | 1840 | 1840 | 46.39 | 57.41 | 7 | 4.02
2015 | IESO_2_MISO_MI | IESO | MISO_MI | Internal | Summer | B2 | 25 | 1840 | 1840 | 44.8 | 56.92 | 7 | 5.12
2015 | IESO_2_MISO_MI | IESO | MISO_MI | Internal | Summer | B3 | 75 | 1840 | 1840 | 38.93 | 51.97 | 7 | 6.05
2015 | IESO_2_MISO_MI | IESO | MISO_MI | Internal | Summer | B4 | 100 | 1840 | 1840 | 38.28 | 51.97 | 7 | 6.7
2015 | IESO_2_MISO_MI | IESO | MISO_MI | Internal | Summer | B5 | 200 | 1840 | 1840 | 36 | 46.69 | 7 | 3.69
2015 | IESO_2_MISO_MI | IESO | MISO_MI | Internal | Summer | B6 | 300 | 1840 | 869.16 | 35.09 | 42.09 | 7 | 0
2015 | IESO_2_MISO_MI | IESO | MISO_MI | Internal | Summer | B7 | 400 | 1840 | 1029.56 | 28.93 | 35.93 | 7 | 0
2015 | IESO_2_MISO_MI | IESO | MISO_MI | Internal | Summer | B8 | 500 | 1840 | 1274.5 | 27.42 | 34.42 | 7 | 0
2015 | IESO_2_MISO_MI | IESO | MISO_MI | Internal | Summer | B9 | 800 | 1840 | 0 | 27.42 | 33.3 | 7 | 0
2015 | IESO_2_MISO_MI | IESO | MISO_MI | Internal | Summer | B10 | 1262 | 1840 | 0 | 27.42 | 32.3 | 7 | 0
2015 | IESO_2_MISO_MI | IESO | MISO_MI | Internal | Winter | B16 | 25 | 1840 | 1839.99 | 38.86 | 46.78 | 7 | 0.92
2015 | IESO_2_MISO_MI | IESO | MISO_MI | Internal | Winter | B17 | 100 | 1840 | 885.25 | 36 | 43 | 7 | 0
2015 | IESO_2_MISO_MI | IESO | MISO_MI | Internal | Winter | B18 | 400 | 1840 | 0 | 36 | 37.98 | 7 | 0
2015 | IESO_2_MISO_MI | IESO | MISO_MI | Internal | Winter | B19 | 700 | 1840 | 0 | 36 | 36.42 | 7 | 0
2015 | IESO_2_MISO_MI | IESO | MISO_MI | Internal | Winter | B20 | 935 | 1840 | 0 | 36 | 33.26 | 7 | 0
2015 | IESO_2_MISO_W | IESO | MISO_W | Internal | Shoulder | B11 | 25 | 140 | 140 | 33.57 | 46.79 | 7 | 6.22
2015 | IESO_2_MISO_W | IESO | MISO_W | Internal | Shoulder | B12 | 200 | 140 | 139.95 | 32.83 | 39.85 | 7 | 0.01
2015 | IESO_2_MISO_W | IESO | MISO_W | Internal | Shoulder | B13 | 600 | 140 | 140 | 29.08 | 37.11 | 7 | 1.03
2015 | IESO_2_MISO_W | IESO | MISO_W | Internal | Shoulder | B14 | 900 | 140 | 0.01 | 29.08 | 36.07 | 7 | 0
2015 | IESO_2_MISO_W | IESO | MISO_W | Internal | Shoulder | B15 | 1203 | 140 | 0 | 29.08 | 33.31 | 7 | 0
2015 | IESO_2_MISO_W | IESO | MISO_W | Internal | Summer | B1 | 10 | 140 | 140 | 46.39 | 59.37 | 7 | 5.98
2015 | IESO_2_MISO_W | IESO | MISO_W | Internal | Summer | B2 | 25 | 140 | 140 | 44.8 | 56.92 | 7 | 5.12
2015 | IESO_2_MISO_W | IESO | MISO_W | Internal | Summer | B3 | 75 | 140 | 140 | 38.93 | 56.47 | 7 | 10.54
2015 | IESO_2_MISO_W | IESO | MISO_W | Internal | Summer | B4 | 100 | 140 | 140 | 38.28 | 55.69 | 7 | 10.41
2015 | IESO_2_MISO_W | IESO | MISO_W | Internal | Summer | B5 | 200 | 140 | 140 | 36 | 46.72 | 7 | 3.72
2015 | IESO_2_MISO_W | IESO | MISO_W | Internal | Summer | B6 | 300 | 140 | 139.97 | 35.09 | 42.1 | 7 | 0.01
2015 | IESO_2_MISO_W | IESO | MISO_W | Internal | Summer | B7 | 400 | 140 | 0.03 | 28.93 | 35.91 | 7 | 0
2015 | IESO_2_MISO_W | IESO | MISO_W | Internal | Summer | B8 | 500 | 140 | 0 | 27.42 | 33.53 | 7 | 0
2015 | IESO_2_MISO_W | IESO | MISO_W | Internal | Summer | B9 | 800 | 140 | 0 | 27.42 | 32.9 | 7 | 0
2015 | IESO_2_MISO_W | IESO | MISO_W | Internal | Summer | B10 | 1262 | 140 | 0 | 27.42 | 31.1 | 7 | 0
2015 | IESO_2_MISO_W | IESO | MISO_W | Internal | Winter | B16 | 25 | 140 | 139.99 | 38.86 | 46.77 | 7 | 0.91
2015 | IESO_2_MISO_W | IESO | MISO_W | Internal | Winter | B17 | 100 | 140 | 0 | 36 | 41.41 | 7 | 0
2015 | IESO_2_MISO_W | IESO | MISO_W | Internal | Winter | B18 | 400 | 140 | 0 | 36 | 37.97 | 7 | 0
2015 | IESO_2_MISO_W | IESO | MISO_W | Internal | Winter | B19 | 700 | 140 | 0 | 36 | 36.43 | 7 | 0
2015 | IESO_2_MISO_W | IESO | MISO_W | Internal | Winter | B20 | 935 | 140 | 0 | 36 | 32.81 | 7 | 0
2015 | IESO_2_NYISO_A-F | IESO | NYISO_A-F | Internal | Shoulder | B11 | 25 | 1725 | 1563.33 | 33.57 | 40.57 | 7 | 0
2015 | IESO_2_NYISO_A-F | IESO | NYISO_A-F | Internal | Shoulder | B12 | 200 | 1725 | 1458.71 | 32.83 | 39.83 | 7 | 0
2015 | IESO_2_NYISO_A-F | IESO | NYISO_A-F | Internal | Shoulder | B13 | 600 | 1725 | 1725 | 29.08 | 38.42 | 7 | 2.34
2015 | IESO_2_NYISO_A-F | IESO | NYISO_A-F | Internal | Shoulder | B14 | 900 | 1725 | 1725 | 29.08 | 38.42 | 7 | 2.34
2015 | IESO_2_NYISO_A-F | IESO | NYISO_A-F | Internal | Shoulder | B15 | 1203 | 1725 | 1725 | 29.08 | 38.42 | 7 | 2.34
2015 | IESO_2_NYISO_A-F | IESO | NYISO_A-F | Internal | Summer | B1 | 10 | 1725 | 503.2 | 46.39 | 53.39 | 7 | 0
2015 | IESO_2_NYISO_A-F | IESO | NYISO_A-F | Internal | Summer | B2 | 25 | 1725 | 951.46 | 44.8 | 51.8 | 7 | 0
2015 | IESO_2_NYISO_A-F | IESO | NYISO_A-F | Internal | Summer | B3 | 75 | 1725 | 1725 | 38.93 | 48.95 | 7 | 3.02
2015 | IESO_2_NYISO_A-F | IESO | NYISO_A-F | Internal | Summer | B4 | 100 | 1725 | 1499.17 | 38.28 | 45.28 | 7 | 0
2015 | IESO_2_NYISO_A-F | IESO | NYISO_A-F | Internal | Summer | B5 | 200 | 1725 | 478.55 | 36 | 43 | 7 | 0
2015 | IESO_2_NYISO_A-F | IESO | NYISO_A-F | Internal | Summer | B6 | 300 | 1725 | 861.43 | 35.09 | 42.09 | 7 | 0
2015 | IESO_2_NYISO_A-F | IESO | NYISO_A-F | Internal | Summer | B7 | 400 | 1725 | 1725 | 28.93 | 38.17 | 7 | 2.24
2015 | IESO_2_NYISO_A-F | IESO | NYISO_A-F | Internal | Summer | B8 | 500 | 1725 | 1725 | 27.42 | 37.08 | 7 | 2.67
2015 | IESO_2_NYISO_A-F | IESO | NYISO_A-F | Internal | Summer | B9 | 800 | 1725 | 1725 | 27.42 | 37.07 | 7 | 2.65
2015 | IESO_2_NYISO_A-F | IESO | NYISO_A-F | Internal | Summer | B10 | 1262 | 1725 | 1725 | 27.42 | 37.07 | 7 | 2.65
2015 | IESO_2_NYISO_A-F | IESO | NYISO_A-F | Internal | Winter | B16 | 25 | 1725 | 408.33 | 38.86 | 45.86 | 7 | 0
2015 | IESO_2_NYISO_A-F | IESO | NYISO_A-F | Internal | Winter | B17 | 100 | 1725 | 1724.98 | 36 | 43.08 | 7 | 0.08
2015 | IESO_2_NYISO_A-F | IESO | NYISO_A-F | Internal | Winter | B18 | 400 | 1725 | 1725 | 36 | 43.08 | 7 | 0.08
2015 | IESO_2_NYISO_A-F | IESO | NYISO_A-F | Internal | Winter | B19 | 700 | 1725 | 1725 | 36 | 43.08 | 7 | 0.08
2015 | IESO_2_NYISO_A-F | IESO | NYISO_A-F | Internal | Winter | B20 | 935 | 1725 | 1725 | 36 | 43.08 | 7 | 0.08
2015 | MAPP_CA_2_IESO | MAPP_CA | IESO | Internal | Shoulder | B11 | 25 | 330 | 0 | 46.78 | 33.57 | 8 | 0
2015 | MAPP_CA_2_IESO | MAPP_CA | IESO | Internal | Shoulder | B12 | 200 | 330 | 0 | 39.83 | 32.83 | 8 | 0
2015 | MAPP_CA_2_IESO | MAPP_CA | IESO | Internal | Shoulder | B13 | 600 | 330 | 0 | 37.1 | 29.08 | 8 | 0
2015 | MAPP_CA_2_IESO | MAPP_CA | IESO | Internal | Shoulder | B14 | 900 | 330 | 0 | 36.08 | 29.08 | 8 | 0
2015 | MAPP_CA_2_IESO | MAPP_CA | IESO | Internal | Shoulder | B15 | 1203 | 330 | 0 | 36.08 | 29.08 | 8 | 0
2015 | MAPP_CA_2_IESO | MAPP_CA | IESO | Internal | Summer | B1 | 10 | 330 | 0 | 48.79 | 46.39 | 8 | 0
2015 | MAPP_CA_2_IESO | MAPP_CA | IESO | Internal | Summer | B2 | 25 | 330 | 0 | 51.8 | 44.8 | 8 | 0
2015 | MAPP_CA_2_IESO | MAPP_CA | IESO | Internal | Summer | B3 | 75 | 330 | 0 | 48.79 | 38.93 | 8 | 0
2015 | MAPP_CA_2_IESO | MAPP_CA | IESO | Internal | Summer | B4 | 100 | 330 | 0 | 48.79 | 38.28 | 8 | 0
2015 | MAPP_CA_2_IESO | MAPP_CA | IESO | Internal | Summer | B5 | 200 | 330 | 0 | 46.71 | 36 | 8 | 0
2015 | MAPP_CA_2_IESO | MAPP_CA | IESO | Internal | Summer | B6 | 300 | 330 | 0 | 42.09 | 35.09 | 8 | 0
2015 | MAPP_CA_2_IESO | MAPP_CA | IESO | Internal | Summer | B7 | 400 | 330 | 0 | 35.9 | 28.93 | 8 | 0
2015 | MAPP_CA_2_IESO | MAPP_CA | IESO | Internal | Summer | B8 | 500 | 330 | 0 | 33.52 | 27.42 | 8 | 0
2015 | MAPP_CA_2_IESO | MAPP_CA | IESO | Internal | Summer | B9 | 800 | 330 | 0 | 32.92 | 27.42 | 8 | 0
2015 | MAPP_CA_2_IESO | MAPP_CA | IESO | Internal | Summer | B10 | 1262 | 330 | 0 | 32.92 | 27.42 | 8 | 0
2015 | MAPP_CA_2_IESO | MAPP_CA | IESO | Internal | Winter | B16 | 25 | 330 | 0 | 46.76 | 38.86 | 8 | 0
2015 | MAPP_CA_2_IESO | MAPP_CA | IESO | Internal | Winter | B17 | 100 | 330 | 0 | 41.4 | 36 | 8 | 0
2015 | MAPP_CA_2_IESO | MAPP_CA | IESO | Internal | Winter | B18 | 400 | 330 | 0 | 38.65 | 36 | 8 | 0
2015 | MAPP_CA_2_IESO | MAPP_CA | IESO | Internal | Winter | B19 | 700 | 330 | 0 | 38.65 | 36 | 8 | 0
2015 | MAPP_CA_2_IESO | MAPP_CA | IESO | Internal | Winter | B20 | 935 | 330 | 0 | 38.65 | 36 | 8 | 0
2015 | MAPP_CA_2_MAPP_US | MAPP_CA | MAPP_US | Internal | Shoulder | B11 | 25 | 372 | 0 | 46.78 | 39.79 | 7 | 0
2015 | MAPP_CA_2_MAPP_US | MAPP_CA | MAPP_US | Internal | Shoulder | B12 | 200 | 372 | 0 | 39.83 | 32.85 | 7 | 0
2015 | MAPP_CA_2_MAPP_US | MAPP_CA | MAPP_US | Internal | Shoulder | B13 | 600 | 372 | 0 | 37.1 | 30.11 | 7 | 0
2015 | MAPP_CA_2_MAPP_US | MAPP_CA | MAPP_US | Internal | Shoulder | B14 | 900 | 372 | 0 | 36.08 | 29.33 | 7 | 0
2015 | MAPP_CA_2_MAPP_US | MAPP_CA | MAPP_US | Internal | Shoulder | B15 | 1203 | 372 | 0 | 36.08 | 29.2 | 7 | 0
2015 | MAPP_CA_2_MAPP_US | MAPP_CA | MAPP_US | Internal | Summer | B1 | 10 | 372 | 0 | 48.79 | 52.37 | 7 | 0
2015 | MAPP_CA_2_MAPP_US | MAPP_CA | MAPP_US | Internal | Summer | B2 | 25 | 372 | 0 | 51.8 | 50.36 | 7 | 0
2015 | MAPP_CA_2_MAPP_US | MAPP_CA | MAPP_US | Internal | Summer | B3 | 75 | 372 | 0 | 48.79 | 50.36 | 7 | 0
2015 | MAPP_CA_2_MAPP_US | MAPP_CA | MAPP_US | Internal | Summer | B4 | 100 | 372 | 0 | 48.79 | 49.95 | 7 | 0
2015 | MAPP_CA_2_MAPP_US | MAPP_CA | MAPP_US | Internal | Summer | B5 | 200 | 372 | 0 | 46.71 | 45.81 | 7 | 0
2015 | MAPP_CA_2_MAPP_US | MAPP_CA | MAPP_US | Internal | Summer | B6 | 300 | 372 | 0 | 42.09 | 35.1 | 7 | 0
2015 | MAPP_CA_2_MAPP_US | MAPP_CA | MAPP_US | Internal | Summer | B7 | 400 | 372 | 0 | 35.9 | 28.91 | 7 | 0
2015 | MAPP_CA_2_MAPP_US | MAPP_CA | MAPP_US | Internal | Summer | B8 | 500 | 372 | 0 | 33.52 | 26.53 | 7 | 0
2015 | MAPP_CA_2_MAPP_US | MAPP_CA | MAPP_US | Internal | Summer | B9 | 800 | 372 | 0 | 32.92 | 26.53 | 7 | 0
2015 | MAPP_CA_2_MAPP_US | MAPP_CA | MAPP_US | Internal | Summer | B10 | 1262 | 372 | 0 | 32.92 | 26.14 | 7 | 0
2015 | MAPP_CA_2_MAPP_US | MAPP_CA | MAPP_US | Internal | Winter | B16 | 25 | 372 | 0 | 46.76 | 39.77 | 7 | 0
2015 | MAPP_CA_2_MAPP_US | MAPP_CA | MAPP_US | Internal | Winter | B17 | 100 | 372 | 0 | 41.4 | 34.41 | 7 | 0
2015 | MAPP_CA_2_MAPP_US | MAPP_CA | MAPP_US | Internal | Winter | B18 | 400 | 372 | 0 | 38.65 | 31.66 | 7 | 0
2015 | MAPP_CA_2_MAPP_US | MAPP_CA | MAPP_US | Internal | Winter | B19 | 700 | 372 | 0 | 38.65 | 31.66 | 7 | 0
2015 | MAPP_CA_2_MAPP_US | MAPP_CA | MAPP_US | Internal | Winter | B20 | 935 | 372 | 0 | 38.65 | 26.82 | 7 | 0
2015 | MAPP_CA_2_MISO_W | MAPP_CA | MISO_W | Internal | Shoulder | B11 | 25 | 1970 | 1939.35 | 46.78 | 46.79 | 0.01 | 0
2015 | MAPP_CA_2_MISO_W | MAPP_CA | MISO_W | Internal | Shoulder | B12 | 200 | 1970 | 1451.23 | 39.83 | 39.85 | 0.01 | 0
2015 | MAPP_CA_2_MISO_W | MAPP_CA | MISO_W | Internal | Shoulder | B13 | 600 | 1970 | 1566.47 | 37.1 | 37.11 | 0.01 | 0
2015 | MAPP_CA_2_MISO_W | MAPP_CA | MISO_W | Internal | Shoulder | B14 | 900 | 1970 | 0 | 36.08 | 36.07 | 0.01 | 0
2015 | MAPP_CA_2_MISO_W | MAPP_CA | MISO_W | Internal | Shoulder | B15 | 1203 | 1970 | 0 | 36.08 | 33.31 | 0.01 | 0
2015 | MAPP_CA_2_MISO_W | MAPP_CA | MISO_W | Internal | Summer | B1 | 10 | 1970 | 1970 | 48.79 | 59.37 | 0.01 | 10.57
2015 | MAPP_CA_2_MISO_W | MAPP_CA | MISO_W | Internal | Summer | B2 | 25 | 1970 | 1970 | 51.8 | 56.92 | 0.01 | 5.11
2015 | MAPP_CA_2_MISO_W | MAPP_CA | MISO_W | Internal | Summer | B3 | 75 | 1970 | 1970 | 48.79 | 56.47 | 0.01 | 7.67
2015 | MAPP_CA_2_MISO_W | MAPP_CA | MISO_W | Internal | Summer | B4 | 100 | 1970 | 1970 | 48.79 | 55.69 | 0.01 | 6.89
2015 | MAPP_CA_2_MISO_W | MAPP_CA | MISO_W | Internal | Summer | B5 | 200 | 1970 | 1589.51 | 46.71 | 46.72 | 0.01 | 0
2015 | MAPP_CA_2_MISO_W | MAPP_CA | MISO_W | Internal | Summer | B6 | 300 | 1970 | 1623 | 42.09 | 42.1 | 0.01 | 0
2015 | MAPP_CA_2_MISO_W | MAPP_CA | MISO_W | Internal | Summer | B7 | 400 | 1970 | 1584.51 | 35.9 | 35.91 | 0.01 | 0
2015 | MAPP_CA_2_MISO_W | MAPP_CA | MISO_W | Internal | Summer | B8 | 500 | 1970 | 1370.29 | 33.52 | 33.53 | 0.01 | 0
2015 | MAPP_CA_2_MISO_W | MAPP_CA | MISO_W | Internal | Summer | B9 | 800 | 1970 | 0 | 32.92 | 32.9 | 0.01 | 0
2015 | MAPP_CA_2_MISO_W | MAPP_CA | MISO_W | Internal | Summer | B10 | 1262 | 1970 | 0 | 32.92 | 31.1 | 0.01 | 0
2015 | MAPP_CA_2_MISO_W | MAPP_CA | MISO_W | Internal | Winter | B16 | 25 | 1970 | 771.51 | 46.76 | 46.77 | 0.01 | 0
2015 | MAPP_CA_2_MISO_W | MAPP_CA | MISO_W | Internal | Winter | B17 | 100 | 1970 | 395.41 | 41.4 | 41.41 | 0.01 | 0
2015 | MAPP_CA_2_MISO_W | MAPP_CA | MISO_W | Internal | Winter | B18 | 400 | 1970 | 0 | 38.65 | 37.97 | 0.01 | 0
2015 | MAPP_CA_2_MISO_W | MAPP_CA | MISO_W | Internal | Winter | B19 | 700 | 1970 | 0 | 38.65 | 36.43 | 0.01 | 0
2015 | MAPP_CA_2_MISO_W | MAPP_CA | MISO_W | Internal | Winter | B20 | 935 | 1970 | 0 | 38.65 | 32.81 | 0.01 | 0
2015 | MAPP_US_2_MAPP_CA | MAPP_US | MAPP_CA | Internal | Shoulder | B11 | 25 | 165 | 0.36 | 39.79 | 46.78 | 7 | 0
2015 | MAPP_US_2_MAPP_CA | MAPP_US | MAPP_CA | Internal | Shoulder | B12 | 200 | 165 | 0.05 | 32.85 | 39.83 | 7 | 0
2015 | MAPP_US_2_MAPP_CA | MAPP_US | MAPP_CA | Internal | Shoulder | B13 | 600 | 165 | 0.02 | 30.11 | 37.1 | 7 | 0
2015 | MAPP_US_2_MAPP_CA | MAPP_US | MAPP_CA | Internal | Shoulder | B14 | 900 | 165 | 0 | 29.33 | 36.08 | 7 | 0
2015 | MAPP_US_2_MAPP_CA | MAPP_US | MAPP_CA | Internal | Shoulder | B15 | 1203 | 165 | 0 | 29.2 | 36.08 | 7 | 0
2015 | MAPP_US_2_MAPP_CA | MAPP_US | MAPP_CA | Internal | Summer | B1 | 10 | 165 | 0 | 52.37 | 48.79 | 7 | 0
2015 | MAPP_US_2_MAPP_CA | MAPP_US | MAPP_CA | Internal | Summer | B2 | 25 | 165 | 0 | 50.36 | 51.8 | 7 | 0
2015 | MAPP_US_2_MAPP_CA | MAPP_US | MAPP_CA | Internal | Summer | B3 | 75 | 165 | 0 | 50.36 | 48.79 | 7 | 0
2015 | MAPP_US_2_MAPP_CA | MAPP_US | MAPP_CA | Internal | Summer | B4 | 100 | 165 | 0 | 49.95 | 48.79 | 7 | 0
2015 | MAPP_US_2_MAPP_CA | MAPP_US | MAPP_CA | Internal | Summer | B5 | 200 | 165 | 0 | 45.81 | 46.71 | 7 | 0
2015 | MAPP_US_2_MAPP_CA | MAPP_US | MAPP_CA | Internal | Summer | B6 | 300 | 165 | 0.03 | 35.1 | 42.09 | 7 | 0
2015 | MAPP_US_2_MAPP_CA | MAPP_US | MAPP_CA | Internal | Summer | B7 | 400 | 165 | 0.03 | 28.91 | 35.9 | 7 | 0
2015 | MAPP_US_2_MAPP_CA | MAPP_US | MAPP_CA | Internal | Summer | B8 | 500 | 165 | 0.02 | 26.53 | 33.52 | 7 | 0
2015 | MAPP_US_2_MAPP_CA | MAPP_US | MAPP_CA | Internal | Summer | B9 | 800 | 165 | 0 | 26.53 | 32.92 | 7 | 0
2015 | MAPP_US_2_MAPP_CA | MAPP_US | MAPP_CA | Internal | Summer | B10 | 1262 | 165 | 0 | 26.14 | 32.92 | 7 | 0
2015 | MAPP_US_2_MAPP_CA | MAPP_US | MAPP_CA | Internal | Winter | B16 | 25 | 165 | 0.38 | 39.77 | 46.76 | 7 | 0
2015 | MAPP_US_2_MAPP_CA | MAPP_US | MAPP_CA | Internal | Winter | B17 | 100 | 165 | 0.1 | 34.41 | 41.4 | 7 | 0
2015 | MAPP_US_2_MAPP_CA | MAPP_US | MAPP_CA | Internal | Winter | B18 | 400 | 165 | 0.03 | 31.66 | 38.65 | 7 | 0
2015 | MAPP_US_2_MAPP_CA | MAPP_US | MAPP_CA | Internal | Winter | B19 | 700 | 165 | 0.02 | 31.66 | 38.65 | 7 | 0
2015 | MAPP_US_2_MAPP_CA | MAPP_US | MAPP_CA | Internal | Winter | B20 | 935 | 165 | 165 | 26.82 | 38.65 | 7 | 4.83
2015 | MAPP_US_2_MISO_W | MAPP_US | MISO_W | Internal | Shoulder | B11 | 25 | 2635 | 1047.98 | 39.79 | 46.79 | 7 | 0
2015 | MAPP_US_2_MISO_W | MAPP_US | MISO_W | Internal | Shoulder | B12 | 200 | 2635 | 1467.14 | 32.85 | 39.85 | 7 | 0
2015 | MAPP_US_2_MISO_W | MAPP_US | MISO_W | Internal | Shoulder | B13 | 600 | 2635 | 768.55 | 30.11 | 37.11 | 7 | 0
2015 | MAPP_US_2_MISO_W | MAPP_US | MISO_W | Internal | Shoulder | B14 | 900 | 2635 | 0 | 29.33 | 36.07 | 7 | 0
2015 | MAPP_US_2_MISO_W | MAPP_US | MISO_W | Internal | Shoulder | B15 | 1203 | 2635 | 0 | 29.2 | 33.31 | 7 | 0
2015 | MAPP_US_2_MISO_W | MAPP_US | MISO_W | Internal | Summer | B1 | 10 | 2635 | 1134.84 | 52.37 | 59.37 | 7 | 0
2015 | MAPP_US_2_MISO_W | MAPP_US | MISO_W | Internal | Summer | B2 | 25 | 2635 | 0.01 | 50.36 | 56.92 | 7 | 0
2015 | MAPP_US_2_MISO_W | MAPP_US | MISO_W | Internal | Summer | B3 | 75 | 2635 | 0 | 50.36 | 56.47 | 7 | 0
2015 | MAPP_US_2_MISO_W | MAPP_US | MISO_W | Internal | Summer | B4 | 100 | 2635 | 0 | 49.95 | 55.69 | 7 | 0
2015 | MAPP_US_2_MISO_W | MAPP_US | MISO_W | Internal | Summer | B5 | 200 | 2635 | 0 | 45.81 | 46.72 | 7 | 0
2015 | MAPP_US_2_MISO_W | MAPP_US | MISO_W | Internal | Summer | B6 | 300 | 2635 | 69.57 | 35.1 | 42.1 | 7 | 0
2015 | MAPP_US_2_MISO_W | MAPP_US | MISO_W | Internal | Summer | B7 | 400 | 2635 | 354.24 | 28.91 | 35.91 | 7 | 0
2015 | MAPP_US_2_MISO_W | MAPP_US | MISO_W | Internal | Summer | B8 | 500 | 2635 | 114.31 | 26.53 | 33.53 | 7 | 0
2015 | MAPP_US_2_MISO_W | MAPP_US | MISO_W | Internal | Summer | B9 | 800 | 2635 | 0 | 26.53 | 32.9 | 7 | 0
2015 | MAPP_US_2_MISO_W | MAPP_US | MISO_W | Internal | Summer | B10 | 1262 | 2635 | 0 | 26.14 | 31.1 | 7 | 0
2015 | MAPP_US_2_MISO_W | MAPP_US | MISO_W | Internal | Winter | B16 | 25 | 2635 | 815.12 | 39.77 | 46.77 | 7 | 0
2015 | MAPP_US_2_MISO_W | MAPP_US | MISO_W | Internal | Winter | B17 | 100 | 2635 | 1260.88 | 34.41 | 41.41 | 7 | 0
2015 | MAPP_US_2_MISO_W | MAPP_US | MISO_W | Internal | Winter | B18 | 400 | 2635 | 0 | 31.66 | 37.97 | 7 | 0
2015 | MAPP_US_2_MISO_W | MAPP_US | MISO_W | Internal | Winter | B19 | 700 | 2635 | 0 | 31.66 | 36.43 | 7 | 0
2015 | MAPP_US_2_MISO_W | MAPP_US | MISO_W | Internal | Winter | B20 | 935 | 2635 | 0 | 26.82 | 32.81 | 7 | 0
2015 | MAPP_US_2_NE | MAPP_US | NE | Internal | Shoulder | B11 | 25 | 2000 | 826.24 | 39.79 | 46.79 | 7 | 0
2015 | MAPP_US_2_NE | MAPP_US | NE | Internal | Shoulder | B12 | 200 | 2000 | 0 | 32.85 | 39.2 | 7 | 0
2015 | MAPP_US_2_NE | MAPP_US | NE | Internal | Shoulder | B13 | 600 | 2000 | 589.95 | 30.11 | 37.11 | 7 | 0
2015 | MAPP_US_2_NE | MAPP_US | NE | Internal | Shoulder | B14 | 900 | 2000 | 318.98 | 29.33 | 36.33 | 7 | 0
2015 | MAPP_US_2_NE | MAPP_US | NE | Internal | Shoulder | B15 | 1203 | 2000 | 327.89 | 29.2 | 36.2 | 7 | 0
2015 | MAPP_US_2_NE | MAPP_US | NE | Internal | Summer | B1 | 10 | 2000 | 0.02 | 52.37 | 58.75 | 7 | 0
2015 | MAPP_US_2_NE | MAPP_US | NE | Internal | Summer | B2 | 25 | 2000 | 941.01 | 50.36 | 57.36 | 7 | 0
2015 | MAPP_US_2_NE | MAPP_US | NE | Internal | Summer | B3 | 75 | 2000 | 909.66 | 50.36 | 57.36 | 7 | 0
2015 | MAPP_US_2_NE | MAPP_US | NE | Internal | Summer | B4 | 100 | 2000 | 1074.83 | 49.95 | 56.95 | 7 | 0
2015 | MAPP_US_2_NE | MAPP_US | NE | Internal | Summer | B5 | 200 | 2000 | 1090.5 | 45.81 | 52.81 | 7 | 0
2015 | MAPP_US_2_NE | MAPP_US | NE | Internal | Summer | B6 | 300 | 2000 | 1108.43 | 35.1 | 42.1 | 7 | 0
2015 | MAPP_US_2_NE | MAPP_US | NE | Internal | Summer | B7 | 400 | 2000 | 882.59 | 28.91 | 35.91 | 7 | 0
2015 | MAPP_US_2_NE | MAPP_US | NE | Internal | Summer | B8 | 500 | 2000 | 913.53 | 26.53 | 33.53 | 7 | 0
2015 | MAPP_US_2_NE | MAPP_US | NE | Internal | Summer | B9 | 800 | 2000 | 538.94 | 26.53 | 33.53 | 7 | 0
2015 | MAPP_US_2_NE | MAPP_US | NE | Internal | Summer | B10 | 1262 | 2000 | 0 | 26.14 | 33.02 | 7 | 0
2015 | MAPP_US_2_NE | MAPP_US | NE | Internal | Winter | B16 | 25 | 2000 | 868.41 | 39.77 | 46.77 | 7 | 0
2015 | MAPP_US_2_NE | MAPP_US | NE | Internal | Winter | B17 | 100 | 2000 | 0 | 34.41 | 40.06 | 7 | 0
2015 | MAPP_US_2_NE | MAPP_US | NE | Internal | Winter | B18 | 400 | 2000 | 866.39 | 31.66 | 38.66 | 7 | 0
2015 | MAPP_US_2_NE | MAPP_US | NE | Internal | Winter | B19 | 700 | 2000 | 145.37 | 31.66 | 38.66 | 7 | 0
2015 | MAPP_US_2_NE | MAPP_US | NE | Internal | Winter | B20 | 935 | 2000 | 312.24 | 26.82 | 33.82 | 7 | 0
2015 | MARITIMES_2_NEISO | MARITIMES | NEISO | Internal | Shoulder | B11 | 25 | 99999 | 1400 | 36.72 | 36.73 | 0.01 | 0
2015 | MARITIMES_2_NEISO | MARITIMES | NEISO | Internal | Shoulder | B12 | 200 | 99999 | 1400 | 36.72 | 36.73 | 0.01 | 0
2015 | MARITIMES_2_NEISO | MARITIMES | NEISO | Internal | Shoulder | B13 | 600 | 99999 | 1400 | 36.72 | 36.73 | 0.01 | 0
2015 | MARITIMES_2_NEISO | MARITIMES | NEISO | Internal | Shoulder | B14 | 900 | 99999 | 1400 | 36.72 | 36.73 | 0.01 | 0
2015 | MARITIMES_2_NEISO | MARITIMES | NEISO | Internal | Shoulder | B15 | 1203 | 99999 | 426.43 | 36.72 | 36.73 | 0.01 | 0
2015 | MARITIMES_2_NEISO | MARITIMES | NEISO | Internal | Summer | B1 | 10 | 99999 | 1400 | 57.5 | 57.51 | 0.01 | 0
2015 | MARITIMES_2_NEISO | MARITIMES | NEISO | Internal | Summer | B2 | 25 | 99999 | 1400 | 53.65 | 53.66 | 0.01 | 0
2015 | MARITIMES_2_NEISO | MARITIMES | NEISO | Internal | Summer | B3 | 75 | 99999 | 1400 | 47.14 | 47.15 | 0.01 | 0
2015 | MARITIMES_2_NEISO | MARITIMES | NEISO | Internal | Summer | B4 | 100 | 99999 | 1400 | 37.74 | 37.76 | 0.01 | 0
2015 | MARITIMES_2_NEISO | MARITIMES | NEISO | Internal | Summer | B5 | 200 | 99999 | 1400 | 34.07 | 34.08 | 0.01 | 0
2015 | MARITIMES_2_NEISO | MARITIMES | NEISO | Internal | Summer | B6 | 300 | 99999 | 1400 | 34.07 | 34.08 | 0.01 | 0
2015 | MARITIMES_2_NEISO | MARITIMES | NEISO | Internal | Summer | B7 | 400 | 99999 | 1400 | 34.07 | 34.08 | 0.01 | 0
2015 | MARITIMES_2_NEISO | MARITIMES | NEISO | Internal | Summer | B8 | 500 | 99999 | 1400 | 34.07 | 34.08 | 0.01 | 0
2015 | MARITIMES_2_NEISO | MARITIMES | NEISO | Internal | Summer | B9 | 800 | 99999 | 1400 | 34.07 | 34.08 | 0.01 | 0
2015 | MARITIMES_2_NEISO | MARITIMES | NEISO | Internal | Summer | B10 | 1262 | 99999 | 236.13 | 34.07 | 34.08 | 0.01 | 0
2015 | MARITIMES_2_NEISO | MARITIMES | NEISO | Internal | Winter | B16 | 25 | 99999 | 1400 | 44.98 | 44.99 | 0.01 | 0
2015 | MARITIMES_2_NEISO | MARITIMES | NEISO | Internal | Winter | B17 | 100 | 99999 | 1400 | 44.98 | 44.99 | 0.01 | 0
2015 | MARITIMES_2_NEISO | MARITIMES | NEISO | Internal | Winter | B18 | 400 | 99999 | 1400 | 44.98 | 44.99 | 0.01 | 0
2015 | MARITIMES_2_NEISO | MARITIMES | NEISO | Internal | Winter | B19 | 700 | 99999 | 1400 | 44.98 | 44.99 | 0.01 | 0
2015 | MARITIMES_2_NEISO | MARITIMES | NEISO | Internal | Winter | B20 | 935 | 99999 | 475.94 | 44.98 | 44.99 | 0.01 | 0
2015 | MISO_IN_2_MISO_MI | MISO_IN | MISO_MI | Internal | Shoulder | B11 | 25 | 5000 | 0.22 | 46.79 | 46.78 | 0.01 | 0
2015 | MISO_IN_2_MISO_MI | MISO_IN | MISO_MI | Internal | Shoulder | B12 | 200 | 5000 | 0.06 | 39.86 | 39.86 | 0.01 | 0
2015 | MISO_IN_2_MISO_MI | MISO_IN | MISO_MI | Internal | Shoulder | B13 | 600 | 5000 | 695.52 | 37.5 | 37.51 | 0.01 | 0
2015 | MISO_IN_2_MISO_MI | MISO_IN | MISO_MI | Internal | Shoulder | B14 | 900 | 5000 | 438.77 | 36.07 | 36.08 | 0.01 | 0
2015 | MISO_IN_2_MISO_MI | MISO_IN | MISO_MI | Internal | Shoulder | B15 | 1203 | 5000 | 862.86 | 33.74 | 33.75 | 0.01 | 0
2015 | MISO_IN_2_MISO_MI | MISO_IN | MISO_MI | Internal | Summer | B1 | 10 | 5000 | 0 | 59.38 | 57.41 | 0.01 | 0
2015 | MISO_IN_2_MISO_MI | MISO_IN | MISO_MI | Internal | Summer | B2 | 25 | 5000 | 0.21 | 56.93 | 56.92 | 0.01 | 0
2015 | MISO_IN_2_MISO_MI | MISO_IN | MISO_MI | Internal | Summer | B3 | 75 | 5000 | 0 | 56.39 | 51.97 | 0.01 | 0
2015 | MISO_IN_2_MISO_MI | MISO_IN | MISO_MI | Internal | Summer | B4 | 100 | 5000 | 0 | 54.01 | 51.97 | 0.01 | 0
2015 | MISO_IN_2_MISO_MI | MISO_IN | MISO_MI | Internal | Summer | B5 | 200 | 5000 | 0.03 | 46.71 | 46.69 | 0.01 | 0
2015 | MISO_IN_2_MISO_MI | MISO_IN | MISO_MI | Internal | Summer | B6 | 300 | 5000 | 0.04 | 42.09 | 42.09 | 0.01 | 0
2015 | MISO_IN_2_MISO_MI | MISO_IN | MISO_MI | Internal | Summer | B7 | 400 | 5000 | 0.14 | 35.92 | 35.93 | 0.01 | 0
2015 | MISO_IN_2_MISO_MI | MISO_IN | MISO_MI | Internal | Summer | B8 | 500 | 5000 | 1489.32 | 34.4 | 34.42 | 0.01 | 0
2015 | MISO_IN_2_MISO_MI | MISO_IN | MISO_MI | Internal | Summer | B9 | 800 | 5000 | 1505.63 | 33.29 | 33.3 | 0.01 | 0
2015 | MISO_IN_2_MISO_MI | MISO_IN | MISO_MI | Internal | Summer | B10 | 1262 | 5000 | 1781.1 | 32.29 | 32.3 | 0.01 | 0
2015 | MISO_IN_2_MISO_MI | MISO_IN | MISO_MI | Internal | Winter | B16 | 25 | 5000 | 0.2 | 46.79 | 46.78 | 0.01 | 0
2015 | MISO_IN_2_MISO_MI | MISO_IN | MISO_MI | Internal | Winter | B17 | 100 | 5000 | 0.09 | 43.01 | 43 | 0.01 | 0
2015 | MISO_IN_2_MISO_MI | MISO_IN | MISO_MI | Internal | Winter | B18 | 400 | 5000 | 500.3 | 37.97 | 37.98 | 0.01 | 0
2015 | MISO_IN_2_MISO_MI | MISO_IN | MISO_MI | Internal | Winter | B19 | 700 | 5000 | 759.37 | 36.41 | 36.42 | 0.01 | 0
2015 | MISO_IN_2_MISO_MI | MISO_IN | MISO_MI | Internal | Winter | B20 | 935 | 5000 | 1390.69 | 33.24 | 33.26 | 0.01 | 0
2015 | MISO_IN_2_MISO_MO-IL | MISO_IN | MISO_MO-IL | Internal | Shoulder | B11 | 25 | 5000 | 0.22 | 46.79 | 46.78 | 0.01 | 0
2015 | MISO_IN_2_MISO_MO-IL | MISO_IN | MISO_MO-IL | Internal | Shoulder | B12 | 200 | 5000 | 0.03 | 39.86 | 39.85 | 0.01 | 0
2015 | MISO_IN_2_MISO_MO-IL | MISO_IN | MISO_MO-IL | Internal | Shoulder | B13 | 600 | 5000 | 0 | 37.5 | 37.1 | 0.01 | 0
2015 | MISO_IN_2_MISO_MO-IL | MISO_IN | MISO_MO-IL | Internal | Shoulder | B14 | 900 | 5000 | 0 | 36.07 | 36.06 | 0.01 | 0
2015 | MISO_IN_2_MISO_MO-IL | MISO_IN | MISO_MO-IL | Internal | Shoulder | B15 | 1203 | 5000 | 0 | 33.74 | 33.3 | 0.01 | 0
2015 | MISO_IN_2_MISO_MO-IL | MISO_IN | MISO_MO-IL | Internal | Summer | B1 | 10 | 5000 | 0.9 | 59.38 | 59.38 | 0.01 | 0
2015 | MISO_IN_2_MISO_MO-IL | MISO_IN | MISO_MO-IL | Internal | Summer | B2 | 25 | 5000 | 0.21 | 56.93 | 56.92 | 0.01 | 0
2015 | MISO_IN_2_MISO_MO-IL | MISO_IN | MISO_MO-IL | Internal | Summer | B3 | 75 | 5000 | 426.89 | 56.39 | 56.4 | 0.01 | 0
2015 | MISO_IN_2_MISO_MO-IL | MISO_IN | MISO_MO-IL | Internal | Summer | B4 | 100 | 5000 | 245.02 | 54.01 | 54.02 | 0.01 | 0
2015 | MISO_IN_2_MISO_MO-IL | MISO_IN | MISO_MO-IL | Internal | Summer | B5 | 200 | 5000 | 0.06 | 46.71 | 46.71 | 0.01 | 0
2015 | MISO_IN_2_MISO_MO-IL | MISO_IN | MISO_MO-IL | Internal | Summer | B6 | 300 | 5000 | 0.04 | 42.09 | 42.09 | 0.01 | 0
2015 | MISO_IN_2_MISO_MO-IL | MISO_IN | MISO_MO-IL | Internal | Summer | B7 | 400 | 5000 | 0.01 | 35.92 | 35.91 | 0.01 | 0
2015 | MISO_IN_2_MISO_MO-IL | MISO_IN | MISO_MO-IL | Internal | Summer | B8 | 500 | 5000 | 0 | 34.4 | 33.55 | 0.01 | 0
2015 | MISO_IN_2_MISO_MO-IL | MISO_IN | MISO_MO-IL | Internal | Summer | B9 | 800 | 5000 | 0 | 33.29 | 32.92 | 0.01 | 0
2015 | MISO_IN_2_MISO_MO-IL | MISO_IN | MISO_MO-IL | Internal | Summer | B10 | 1262 | 5000 | 0 | 32.29 | 31.09 | 0.01 | 0
2015 | MISO_IN_2_MISO_MO-IL | MISO_IN | MISO_MO-IL | Internal | Winter | B16 | 25 | 5000 | 0.21 | 46.79 | 46.78 | 0.01 | 0
2015 | MISO_IN_2_MISO_MO-IL | MISO_IN | MISO_MO-IL | Internal | Winter | B17 | 100 | 5000 | 0 | 43.01 | 41.42 | 0.01 | 0
2015 | MISO_IN_2_MISO_MO-IL | MISO_IN | MISO_MO-IL | Internal | Winter | B18 | 400 | 5000 | 0.01 | 37.97 | 37.96 | 0.01 | 0
2015 | MISO_IN_2_MISO_MO-IL | MISO_IN | MISO_MO-IL | Internal | Winter | B19 | 700 | 5000 | 0 | 36.41 | 36.4 | 0.01 | 0
2015 | MISO_IN_2_MISO_MO-IL | MISO_IN | MISO_MO-IL | Internal | Winter | B20 | 935 | 5000 | 0 | 33.24 | 32.81 | 0.01 | 0
2015 | MISO_IN_2_NonRTO_Midwest | MISO_IN | NonRTO_Midwest | Internal | Shoulder | B11 | 25 | 4800 | 981.61 | 46.79 | 54.79 | 8 | 0
2015 | MISO_IN_2_NonRTO_Midwest | MISO_IN | NonRTO_Midwest | Internal | Shoulder | B12 | 200 | 4800 | 555.87 | 39.86 | 47.86 | 8 | 0
2015 | MISO_IN_2_NonRTO_Midwest | MISO_IN | NonRTO_Midwest | Internal | Shoulder | B13 | 600 | 4800 | 0 | 37.5 | 44.83 | 8 | 0
2015 | MISO_IN_2_NonRTO_Midwest | MISO_IN | NonRTO_Midwest | Internal | Shoulder | B14 | 900 | 4800 | 0 | 36.07 | 35.24 | 8 | 0
2015 | MISO_IN_2_NonRTO_Midwest | MISO_IN | NonRTO_Midwest | Internal | Shoulder | B15 | 1203 | 4800 | 0 | 33.74 | 33.64 | 8 | 0
2015 | MISO_IN_2_NonRTO_Midwest | MISO_IN | NonRTO_Midwest | Internal | Summer | B1 | 10 | 4800 | 0 | 59.38 | 63.36 | 8 | 0
2015 | MISO_IN_2_NonRTO_Midwest | MISO_IN | NonRTO_Midwest | Internal | Summer | B2 | 25 | 4800 | 0 | 56.93 | 63.36 | 8 | 0
2015 | MISO_IN_2_NonRTO_Midwest | MISO_IN | NonRTO_Midwest | Internal | Summer | B3 | 75 | 4800 | 0 | 56.39 | 63.36 | 8 | 0
2015 | MISO_IN_2_NonRTO_Midwest | MISO_IN | NonRTO_Midwest | Internal | Summer | B4 | 100 | 4800 | 805.75 | 54.01 | 62.01 | 8 | 0
2015 | MISO_IN_2_NonRTO_Midwest | MISO_IN | NonRTO_Midwest | Internal | Summer | B5 | 200 | 4800 | 490.59 | 46.71 | 54.71 | 8 | 0
2015 | MISO_IN_2_NonRTO_Midwest | MISO_IN | NonRTO_Midwest | Internal | Summer | B6 | 300 | 4800 | 0 | 42.09 | 47.73 | 8 | 0
2015 | MISO_IN_2_NonRTO_Midwest | MISO_IN | NonRTO_Midwest | Internal | Summer | B7 | 400 | 4800 | 0 | 35.92 | 35.24 | 8 | 0
2015 | MISO_IN_2_NonRTO_Midwest | MISO_IN | NonRTO_Midwest | Internal | Summer | B8 | 500 | 4800 | 0 | 34.4 | 34.32 | 8 | 0
2015 | MISO_IN_2_NonRTO_Midwest | MISO_IN | NonRTO_Midwest | Internal | Summer | B9 | 800 | 4800 | 0 | 33.29 | 33.64 | 8 | 0
2015 | MISO_IN_2_NonRTO_Midwest | MISO_IN | NonRTO_Midwest | Internal | Summer | B10 | 1262 | 4800 | 0 | 32.29 | 32.79 | 8 | 0
2015 | MISO_IN_2_NonRTO_Midwest | MISO_IN | NonRTO_Midwest | Internal | Winter | B16 | 25 | 4800 | 2120.36 | 46.79 | 54.79 | 8 | 0
2015 | MISO_IN_2_NonRTO_Midwest | MISO_IN | NonRTO_Midwest | Internal | Winter | B17 | 100 | 4800 | 1103.62 | 43.01 | 51.01 | 8 | 0
2015 | MISO_IN_2_NonRTO_Midwest | MISO_IN | NonRTO_Midwest | Internal | Winter | B18 | 400 | 4800 | 242.38 | 37.97 | 45.97 | 8 | 0
2015 | MISO_IN_2_NonRTO_Midwest | MISO_IN | NonRTO_Midwest | Internal | Winter | B19 | 700 | 4800 | 0 | 36.41 | 35.46 | 8 | 0
2015 | MISO_IN_2_NonRTO_Midwest | MISO_IN | NonRTO_Midwest | Internal | Winter | B20 | 935 | 4800 | 0 | 33.24 | 33.67 | 8 | 0
2015 | MISO_IN_2_PJM_ROR | MISO_IN | PJM_ROR | Internal | Shoulder | B11 | 25 | 992 | 0.03 | 46.79 | 48.58 | 2 | 0
2015 | MISO_IN_2_PJM_ROR | MISO_IN | PJM_ROR | Internal | Shoulder | B12 | 200 | 992 | 659.99 | 39.86 | 41.86 | 2 | 0
2015 | MISO_IN_2_PJM_ROR | MISO_IN | PJM_ROR | Internal | Shoulder | B13 | 600 | 992 | 991.98 | 37.5 | 39.51 | 2 | 0.01
2015 | MISO_IN_2_PJM_ROR | MISO_IN | PJM_ROR | Internal | Shoulder | B14 | 900 | 992 | 822.57 | 36.07 | 38.07 | 2 | 0
2015 | MISO_IN_2_PJM_ROR | MISO_IN | PJM_ROR | Internal | Shoulder | B15 | 1203 | 992 | 0 | 33.74 | 35.3 | 2 | 0
2015 | MISO_IN_2_PJM_ROR | MISO_IN | PJM_ROR | Internal | Summer | B1 | 10 | 992 | 63.19 | 59.38 | 61.38 | 2 | 0
2015 | MISO_IN_2_PJM_ROR | MISO_IN | PJM_ROR | Internal | Summer | B2 | 25 | 992 | 0.41 | 56.93 | 58.92 | 2 | 0
2015 | MISO_IN_2_PJM_ROR | MISO_IN | PJM_ROR | Internal | Summer | B3 | 75 | 992 | 0 | 56.39 | 56.94 | 2 | 0
2015 | MISO_IN_2_PJM_ROR | MISO_IN | PJM_ROR | Internal | Summer | B4 | 100 | 992 | 181.23 | 54.01 | 56.01 | 2 | 0
2015 | MISO_IN_2_PJM_ROR | MISO_IN | PJM_ROR | Internal | Summer | B5 | 200 | 992 | 747.31 | 46.71 | 48.71 | 2 | 0
2015 | MISO_IN_2_PJM_ROR | MISO_IN | PJM_ROR | Internal | Summer | B6 | 300 | 992 | 125.82 | 42.09 | 44.09 | 2 | 0
2015 | MISO_IN_2_PJM_ROR | MISO_IN | PJM_ROR | Internal | Summer | B7 | 400 | 992 | 991.97 | 35.92 | 37.93 | 2 | 0.01
2015 | MISO_IN_2_PJM_ROR | MISO_IN | PJM_ROR | Internal | Summer | B8 | 500 | 992 | 991.98 | 34.4 | 36.42 | 2 | 0.01
2015 | MISO_IN_2_PJM_ROR | MISO_IN | PJM_ROR | Internal | Summer | B9 | 800 | 992 | 0 | 33.29 | 34.9 | 2 | 0
2015 | MISO_IN_2_PJM_ROR | MISO_IN | PJM_ROR | Internal | Summer | B10 | 1262 | 992 | 0 | 32.29 | 33.09 | 2 | 0
2015 | MISO_IN_2_PJM_ROR | MISO_IN | PJM_ROR | Internal | Winter | B16 | 25 | 992 | 47.83 | 46.79 | 48.79 | 2 | 0
2015 | MISO_IN_2_PJM_ROR | MISO_IN | PJM_ROR | Internal | Winter | B17 | 100 | 992 | 991.99 | 43.01 | 45.18 | 2 | 0.18
2015 | MISO_IN_2_PJM_ROR | MISO_IN | PJM_ROR | Internal | Winter | B18 | 400 | 992 | 922.52 | 37.97 | 39.97 | 2 | 0
2015 | MISO_IN_2_PJM_ROR | MISO_IN | PJM_ROR | Internal | Winter | B19 | 700 | 992 | 171.08 | 36.41 | 38.41 | 2 | 0
2015 | MISO_IN_2_PJM_ROR | MISO_IN | PJM_ROR | Internal | Winter | B20 | 935 | 992 | 0 | 33.24 | 34.81 | 2 | 0
2015 | MISO_MI_2_IESO | MISO_MI | IESO | Internal | Shoulder | B11 | 25 | 1580 | 0 | 46.78 | 33.57 | 8 | 0
2015 | MISO_MI_2_IESO | MISO_MI | IESO | Internal | Shoulder | B12 | 200 | 1580 | 0 | 39.86 | 32.83 | 8 | 0
2015 | MISO_MI_2_IESO | MISO_MI | IESO | Internal | Shoulder | B13 | 600 | 1580 | 0 | 37.51 | 29.08 | 8 | 0
2015 | MISO_MI_2_IESO | MISO_MI | IESO | Internal | Shoulder | B14 | 900 | 1580 | 0 | 36.08 | 29.08 | 8 | 0
2015 | MISO_MI_2_IESO | MISO_MI | IESO | Internal | Shoulder | B15 | 1203 | 1580 | 0 | 33.75 | 29.08 | 8 | 0
2015 | MISO_MI_2_IESO | MISO_MI | IESO | Internal | Summer | B1 | 10 | 1580 | 0 | 57.41 | 46.39 | 8 | 0
2015 | MISO_MI_2_IESO | MISO_MI | IESO | Internal | Summer | B2 | 25 | 1580 | 0 | 56.92 | 44.8 | 8 | 0
2015 | MISO_MI_2_IESO | MISO_MI | IESO | Internal | Summer | B3 | 75 | 1580 | 0 | 51.97 | 38.93 | 8 | 0
2015 | MISO_MI_2_IESO | MISO_MI | IESO | Internal | Summer | B4 | 100 | 1580 | 0 | 51.97 | 38.28 | 8 | 0
2015 | MISO_MI_2_IESO | MISO_MI | IESO | Internal | Summer | B5 | 200 | 1580 | 0 | 46.69 | 36 | 8 | 0
2015 | MISO_MI_2_IESO | MISO_MI | IESO | Internal | Summer | B6 | 300 | 1580 | 0 | 42.09 | 35.09 | 8 | 0
2015 | MISO_MI_2_IESO | MISO_MI | IESO | Internal | Summer | B7 | 400 | 1580 | 0 | 35.93 | 28.93 | 8 | 0
2015 | MISO_MI_2_IESO | MISO_MI | IESO | Internal | Summer | B8 | 500 | 1580 | 0 | 34.42 | 27.42 | 8 | 0
2015 | MISO_MI_2_IESO | MISO_MI | IESO | Internal | Summer | B9 | 800 | 1580 | 0 | 33.3 | 27.42 | 8 | 0
2015 | MISO_MI_2_IESO | MISO_MI | IESO | Internal | Summer | B10 | 1262 | 1580 | 0 | 32.3 | 27.42 | 8 | 0
2015 | MISO_MI_2_IESO | MISO_MI | IESO | Internal | Winter | B16 | 25 | 1580 | 0 | 46.78 | 38.86 | 8 | 0
2015 | MISO_MI_2_IESO | MISO_MI | IESO | Internal | Winter | B17 | 100 | 1580 | 0 | 43 | 36 | 8 | 0
2015 | MISO_MI_2_IESO | MISO_MI | IESO | Internal | Winter | B18 | 400 | 1580 | 0 | 37.98 | 36 | 8 | 0
2015 | MISO_MI_2_IESO | MISO_MI | IESO | Internal | Winter | B19 | 700 | 1580 | 0 | 36.42 | 36 | 8 | 0
2015 | MISO_MI_2_IESO | MISO_MI | IESO | Internal | Winter | B20 | 935 | 1580 | 0 | 33.26 | 36 | 8 | 0
2015 | MISO_MI_2_MISO_IN | MISO_MI | MISO_IN | Internal | Shoulder | B11 | 25 | 2045 | 1308.95 | 46.78 | 46.79 | 0.01 | 0
2015 | MISO_MI_2_MISO_IN | MISO_MI | MISO_IN | Internal | Shoulder | B12 | 200 | 2045 | 0.05 | 39.86 | 39.86 | 0.01 | 0
2015 | MISO_MI_2_MISO_IN | MISO_MI | MISO_IN | Internal | Shoulder | B13 | 600 | 2045 | 0 | 37.51 | 37.5 | 0.01 | 0
2015 | MISO_MI_2_MISO_IN | MISO_MI | MISO_IN | Internal | Shoulder | B14 | 900 | 2045 | 0 | 36.08 | 36.07 | 0.01 | 0
2015 | MISO_MI_2_MISO_IN | MISO_MI | MISO_IN | Internal | Shoulder | B15 | 1203 | 2045 | 0 | 33.75 | 33.74 | 0.01 | 0
2015 | MISO_MI_2_MISO_IN | MISO_MI | MISO_IN | Internal | Summer | B1 | 10 | 2045 | 2044.99 | 57.41 | 59.38 | 0.01 | 1.96
2015 | MISO_MI_2_MISO_IN | MISO_MI | MISO_IN | Internal | Summer | B2 | 25 | 2045 | 1385.48 | 56.92 | 56.93 | 0.01 | 0
2015 | MISO_MI_2_MISO_IN | MISO_MI | MISO_IN | Internal | Summer | B3 | 75 | 2045 | 2045 | 51.97 | 56.39 | 0.01 | 4.4
2015 | MISO_MI_2_MISO_IN | MISO_MI | MISO_IN | Internal | Summer | B4 | 100 | 2045 | 2045 | 51.97 | 54.01 | 0.01 | 2.03
2015 | MISO_MI_2_MISO_IN | MISO_MI | MISO_IN | Internal | Summer | B5 | 200 | 2045 | 1777.35 | 46.69 | 46.71 | 0.01 | 0
2015 | MISO_MI_2_MISO_IN | MISO_MI | MISO_IN | Internal | Summer | B6 | 300 | 2045 | 0.04 | 42.09 | 42.09 | 0.01 | 0
2015 | MISO_MI_2_MISO_IN | MISO_MI | MISO_IN | Internal | Summer | B7 | 400 | 2045 | 0.02 | 35.93 | 35.92 | 0.01 | 0
2015 | MISO_MI_2_MISO_IN | MISO_MI | MISO_IN | Internal | Summer | B8 | 500 | 2045 | 0.01 | 34.42 | 34.4 | 0.01 | 0
2015 | MISO_MI_2_MISO_IN | MISO_MI | MISO_IN | Internal | Summer | B9 | 800 | 2045 | 0 | 33.3 | 33.29 | 0.01 | 0
2015 | MISO_MI_2_MISO_IN | MISO_MI | MISO_IN | Internal | Summer | B10 | 1262 | 2045 | 0 | 32.3 | 32.29 | 0.01 | 0
2015 | MISO_MI_2_MISO_IN | MISO_MI | MISO_IN | Internal | Winter | B16 | 25 | 2045 | 1899.57 | 46.78 | 46.79 | 0.01 | 0
2015 | MISO_MI_2_MISO_IN | MISO_MI | MISO_IN | Internal | Winter | B17 | 100 | 2045 | 0.15 | 43 | 43.01 | 0.01 | 0
2015 | MISO_MI_2_MISO_IN | MISO_MI | MISO_IN | Internal | Winter | B18 | 400 | 2045 | 0.01 | 37.98 | 37.97 | 0.01 | 0
2015 | MISO_MI_2_MISO_IN | MISO_MI | MISO_IN | Internal | Winter | B19 | 700 | 2045 | 0 | 36.42 | 36.41 | 0.01 | 0
2015 | MISO_MI_2_MISO_IN | MISO_MI | MISO_IN | Internal | Winter | B20 | 935 | 2045 | 0 | 33.26 | 33.24 | 0.01 | 0
2015 | MISO_MI_2_MISO_WUMS | MISO_MI | MISO_WUMS | Internal | Shoulder | B11 | 25 | 117 | 116.62 | 46.78 | 46.8 | 0.01 | 0.01
2015 | MISO_MI_2_MISO_WUMS | MISO_MI | MISO_WUMS | Internal | Shoulder | B12 | 200 | 117 | 0.05 | 39.86 | 39.86 | 0.01 | 0
2015 | MISO_MI_2_MISO_WUMS | MISO_MI | MISO_WUMS | Internal | Shoulder | B13 | 600 | 117 | 0.02 | 37.51 | 37.51 | 0.01 | 0
2015 | MISO_MI_2_MISO_WUMS | MISO_MI | MISO_WUMS | Internal | Shoulder | B14 | 900 | 117 | 0.01 | 36.08 | 36.08 | 0.01 | 0
2015 | MISO_MI_2_MISO_WUMS | MISO_MI | MISO_WUMS | Internal | Shoulder | B15 | 1203 | 117 | 0 | 33.75 | 33.33 | 0.01 | 0
2015 | MISO_MI_2_MISO_WUMS | MISO_MI | MISO_WUMS | Internal | Summer | B1 | 10 | 117 | 116.99 | 57.41 | 59.38 | 0.01 | 1.96
2015 | MISO_MI_2_MISO_WUMS | MISO_MI | MISO_WUMS | Internal | Summer | B2 | 25 | 117 | 116.98 | 56.92 | 57.22 | 0.01 | 0.29
2015 | MISO_MI_2_MISO_WUMS | MISO_MI | MISO_WUMS | Internal | Summer | B3 | 75 | 117 | 117 | 51.97 | 56.48 | 0.01 | 4.49
2015 | MISO_MI_2_MISO_WUMS | MISO_MI | MISO_WUMS | Internal | Summer | B4 | 100 | 117 | 117 | 51.97 | 55.7 | 0.01 | 3.72
2015 | MISO_MI_2_MISO_WUMS | MISO_MI | MISO_WUMS | Internal | Summer | B5 | 200 | 117 | 88.72 | 46.69 | 46.71 | 0.01 | 0
2015 | MISO_MI_2_MISO_WUMS | MISO_MI | MISO_WUMS | Internal | Summer | B6 | 300 | 117 | 0.04 | 42.09 | 42.09 | 0.01 | 0
2015 | MISO_MI_2_MISO_WUMS | MISO_MI | MISO_WUMS | Internal | Summer | B7 | 400 | 117 | 0.03 | 35.93 | 35.93 | 0.01 | 0
2015 | MISO_MI_2_MISO_WUMS | MISO_MI | MISO_WUMS | Internal | Summer | B8 | 500 | 117 | 0.02 | 34.42 | 34.42 | 0.01 | 0
2015 | MISO_MI_2_MISO_WUMS | MISO_MI | MISO_WUMS | Internal | Summer | B9 | 800 | 117 | 0 | 33.3 | 32.92 | 0.01 | 0
2015 | MISO_MI_2_MISO_WUMS | MISO_MI | MISO_WUMS | Internal | Summer | B10 | 1262 | 117 | 0 | 32.3 | 31.97 | 0.01 | 0
2015 | MISO_MI_2_MISO_WUMS | MISO_MI | MISO_WUMS | Internal | Winter | B16 | 25 | 117 | 0.4 | 46.78 | 46.78 | 0.01 | 0
2015 | MISO_MI_2_MISO_WUMS | MISO_MI | MISO_WUMS | Internal | Winter | B17 | 100 | 117 | 0 | 43 | 41.42 | 0.01 | 0
2015 | MISO_MI_2_MISO_WUMS | MISO_MI | MISO_WUMS | Internal | Winter | B18 | 400 | 117 | 0.02 | 37.98 | 37.97 | 0.01 | 0
2015 | MISO_MI_2_MISO_WUMS | MISO_MI | MISO_WUMS | Internal | Winter | B19 | 700 | 117 | 116.97 | 36.42 | 36.44 | 0.01 | 0.01
2015 | MISO_MI_2_MISO_WUMS | MISO_MI | MISO_WUMS | Internal | Winter | B20 | 935 | 117 | 117 | 33.26 | 33.9 | 0.01 | 0.63
2015 | MISO_MI_2_PJM_ROR | MISO_MI | PJM_ROR | Internal | Shoulder | B11 | 25 | 1424 | 0.03 | 46.78 | 48.58 | 2 | 0
2015 | MISO_MI_2_PJM_ROR | MISO_MI | PJM_ROR | Internal | Shoulder | B12 | 200 | 1424 | 266.91 | 39.86 | 41.86 | 2 | 0
2015 | MISO_MI_2_PJM_ROR | MISO_MI | PJM_ROR | Internal | Shoulder | B13 | 600 | 1424 | 1227.15 | 37.51 | 39.51 | 2 | 0
2015 | MISO_MI_2_PJM_ROR | MISO_MI | PJM_ROR | Internal | Shoulder | B14 | 900 | 1424 | 0.01 | 36.08 | 38.07 | 2 | 0
2015 | MISO_MI_2_PJM_ROR | MISO_MI | PJM_ROR | Internal | Shoulder | B15 | 1203 | 1424 | 0 | 33.75 | 35.3 | 2 | 0
2015 | MISO_MI_2_PJM_ROR | MISO_MI | PJM_ROR | Internal | Summer | B1 | 10 | 1424 | 1423.99 | 57.41 | 61.38 | 2 | 1.97
2015 | MISO_MI_2_PJM_ROR | MISO_MI | PJM_ROR | Internal | Summer | B2 | 25 | 1424 | 960.66 | 56.92 | 58.92 | 2 | 0
2015 | MISO_MI_2_PJM_ROR | MISO_MI | PJM_ROR | Internal | Summer | B3 | 75 | 1424 | 1424 | 51.97 | 56.94 | 2 | 2.96
2015 | MISO_MI_2_PJM_ROR | MISO_MI | PJM_ROR | Internal | Summer | B4 | 100 | 1424 | 1424 | 51.97 | 56.01 | 2 | 2.04
2015 | MISO_MI_2_PJM_ROR | MISO_MI | PJM_ROR | Internal | Summer | B5 | 200 | 1424 | 1423.95 | 46.69 | 48.71 | 2 | 0.01
2015 | MISO_MI_2_PJM_ROR | MISO_MI | PJM_ROR | Internal | Summer | B6 | 300 | 1424 | 1211.78 | 42.09 | 44.09 | 2 | 0
2015 | MISO_MI_2_PJM_ROR | MISO_MI | PJM_ROR | Internal | Summer | B7 | 400 | 1424 | 387.43 | 35.93 | 37.93 | 2 | 0
2015 | MISO_MI_2_PJM_ROR | MISO_MI | PJM_ROR | Internal | Summer | B8 | 500 | 1424 | 835.05 | 34.42 | 36.42 | 2 | 0
2015 | MISO_MI_2_PJM_ROR | MISO_MI | PJM_ROR | Internal | Summer | B9 | 800 | 1424 | 0 | 33.3 | 34.9 | 2 | 0
2015 | MISO_MI_2_PJM_ROR | MISO_MI | PJM_ROR | Internal | Summer | B10 | 1262 | 1424 | 0 | 32.3 | 33.09 | 2 | 0
2015 | MISO_MI_2_PJM_ROR | MISO_MI | PJM_ROR | Internal | Winter | B16 | 25 | 1424 | 1423.61 | 46.78 | 48.79 | 2 | 0.01
2015 | MISO_MI_2_PJM_ROR | MISO_MI | PJM_ROR | Internal | Winter | B17 | 100 | 1424 | 1423.99 | 43 | 45.18 | 2 | 0.18
2015 | MISO_MI_2_PJM_ROR | MISO_MI | PJM_ROR | Internal | Winter | B18 | 400 | 1424 | 0.03 | 37.98 | 39.97 | 2 | 0
2015 | MISO_MI_2_PJM_ROR | MISO_MI | PJM_ROR | Internal | Winter | B19 | 700 | 1424 | 0.02 | 36.42 | 38.41 | 2 | 0
2015 | MISO_MI_2_PJM_ROR | MISO_MI | PJM_ROR | Internal | Winter | B20 | 935 | 1424 | 0 | 33.26 | 34.81 | 2 | 0
2015 | MISO_MO-IL_2_ENT | MISO_MO-IL | ENT | Internal | Shoulder | B11 | 25 | 2540 | 0 | 46.78 | 53.5 | 8 | 0
2015 | MISO_MO-IL_2_ENT | MISO_MO-IL | ENT | Internal | Shoulder | B12 | 200 | 2540 | 0 | 39.85 | 38.05 | 8 | 0
2015 | MISO_MO-IL_2_ENT | MISO_MO-IL | ENT | Internal | Shoulder | B13 | 600 | 2540 | 0 | 37.1 | 38.05 | 8 | 0
2015 | MISO_MO-IL_2_ENT | MISO_MO-IL | ENT | Internal | Shoulder | B14 | 900 | 2540 | 0 | 36.06 | 37.78 | 8 | 0
2015 | MISO_MO-IL_2_ENT | MISO_MO-IL | ENT | Internal | Shoulder | B15 | 1203 | 2540 | 0 | 33.3 | 36.55 | 8 | 0
2015 | MISO_MO-IL_2_ENT | MISO_MO-IL | ENT | Internal | Summer | B1 | 10 | 2540 | 0 | 59.38 | 59.38 | 8 | 0
2015 | MISO_MO-IL_2_ENT | MISO_MO-IL | ENT | Internal | Summer | B2 | 25 | 2540 | 0 | 56.92 | 56.92 | 8 | 0
2015 | MISO_MO-IL_2_ENT | MISO_MO-IL | ENT | Internal | Summer | B3 | 75 | 2540 | 0 | 56.4 | 55.82 | 8 | 0
2015 | MISO_MO-IL_2_ENT | MISO_MO-IL | ENT | Internal | Summer | B4 | 100 | 2540 | 0 | 54.02 | 55.82 | 8 | 0
2015 | MISO_MO-IL_2_ENT | MISO_MO-IL | ENT | Internal | Summer | B5 | 200 | 2540 | 0 | 46.71 | 51.84 | 8 | 0
2015 | MISO_MO-IL_2_ENT | MISO_MO-IL | ENT | Internal | Summer | B6 | 300 | 2540 | 0 | 42.09 | 44.89 | 8 | 0
2015 | MISO_MO-IL_2_ENT | MISO_MO-IL | ENT | Internal | Summer | B7 | 400 | 2540 | 0 | 35.91 | 42.05 | 8 | 0
2015 | MISO_MO-IL_2_ENT | MISO_MO-IL | ENT | Internal | Summer | B8 | 500 | 2540 | 0 | 33.55 | 36.89 | 8 | 0
2015 | MISO_MO-IL_2_ENT | MISO_MO-IL | ENT | Internal | Summer | B9 | 800 | 2540 | 0 | 32.92 | 36.63 | 8 | 0
2015 | MISO_MO-IL_2_ENT | MISO_MO-IL | ENT | Internal | Summer | B10 | 1262 | 2540 | 0 | 31.09 | 35.44 | 8 | 0
2015 | MISO_MO-IL_2_ENT | MISO_MO-IL | ENT | Internal | Winter | B16 | 25 | 2540 | 0 | 46.78 | 51.78 | 8 | 0
2015 | MISO_MO-IL_2_ENT | MISO_MO-IL | ENT | Internal | Winter | B17 | 100 | 2540 | 0 | 41.42 | 40.38 | 8 | 0
2015 | MISO_MO-IL_2_ENT | MISO_MO-IL | ENT | Internal | Winter | B18 | 400 | 2540 | 0 | 37.96 | 40.1 | 8 | 0
2015 | MISO_MO-IL_2_ENT | MISO_MO-IL | ENT | Internal | Winter | B19 | 700 | 2540 | 0 | 36.4 | 40.1 | 8 | 0
2015 | MISO_MO-IL_2_ENT | MISO_MO-IL | ENT | Internal | Winter | B20 | 935 | 2540 | 0 | 32.81 | 38.79 | 8 | 0
2015 | MISO_MO-IL_2_MISO_IN | MISO_MO-IL | MISO_IN | Internal | Shoulder | B11 | 25 | 2100 | 864.13 | 46.78 | 46.79 | 0.01 | 0
2015 | MISO_MO-IL_2_MISO_IN | MISO_MO-IL | MISO_IN | Internal | Shoulder | B12 | 200 | 2100 | 2087.98 | 39.85 | 39.86 | 0.01 | 0
2015 | MISO_MO-IL_2_MISO_IN | MISO_MO-IL | MISO_IN | Internal | Shoulder | B13 | 600 | 2100 | 2100 | 37.1 | 37.5 | 0.01 | 0.39
2015 | MISO_MO-IL_2_MISO_IN | MISO_MO-IL | MISO_IN | Internal | Shoulder | B14 | 900 | 2100 | 1914.48 | 36.06 | 36.07 | 0.01 | 0
2015 | MISO_MO-IL_2_MISO_IN | MISO_MO-IL | MISO_IN | Internal | Shoulder | B15 | 1203 | 2100 | 2100 | 33.3 | 33.74 | 0.01 | 0.42
2015 | MISO_MO-IL_2_MISO_IN | MISO_MO-IL | MISO_IN | Internal | Summer | B1 | 10 | 2100 | 1.72 | 59.38 | 59.38 | 0.01 | 0
2015 | MISO_MO-IL_2_MISO_IN | MISO_MO-IL | MISO_IN | Internal | Summer | B2 | 25 | 2100 | 1102.04 | 56.92 | 56.93 | 0.01 | 0
2015 | MISO_MO-IL_2_MISO_IN | MISO_MO-IL | MISO_IN | Internal | Summer | B3 | 75 | 2100 | 0.08 | 56.4 | 56.39 | 0.01 | 0
2015 | MISO_MO-IL_2_MISO_IN | MISO_MO-IL | MISO_IN | Internal | Summer | B4 | 100 | 2100 | 0.06 | 54.02 | 54.01 | 0.01 | 0
2015 | MISO_MO-IL_2_MISO_IN | MISO_MO-IL | MISO_IN | Internal | Summer | B5 | 200 | 2100 | 0.05 | 46.71 | 46.71 | 0.01 | 0
2015 | MISO_MO-IL_2_MISO_IN | MISO_MO-IL | MISO_IN | Internal | Summer | B6 | 300 | 2100 | 0.04 | 42.09 | 42.09 | 0.01 | 0
2015 | MISO_MO-IL_2_MISO_IN | MISO_MO-IL | MISO_IN | Internal | Summer | B7 | 400 | 2100 | 1011.96 | 35.91 | 35.92 | 0.01 | 0
2015 | MISO_MO-IL_2_MISO_IN | MISO_MO-IL | MISO_IN | Internal | Summer | B8 | 500 | 2100 | 2100 | 33.55 | 34.4 | 0.01 | 0.84
2015 | MISO_MO-IL_2_MISO_IN | MISO_MO-IL | MISO_IN | Internal | Summer | B9 | 800 | 2100 | 2100 | 32.92 | 33.29 | 0.01 | 0.36
2015 | MISO_MO-IL_2_MISO_IN | MISO_MO-IL | MISO_IN | Internal | Summer | B10 | 1262 | 2100 | 2100 | 31.09 | 32.29 | 0.01 | 1.19
2015 | MISO_MO-IL_2_MISO_IN | MISO_MO-IL | MISO_IN | Internal | Winter | B16 | 25 | 2100 | 994.26 | 46.78 | 46.79 | 0.01 | 0
2015 | MISO_MO-IL_2_MISO_IN | MISO_MO-IL | MISO_IN | Internal | Winter | B17 | 100 | 2100 | 2100 | 41.42 | 43.01 | 0.01 | 1.57
2015 | MISO_MO-IL_2_MISO_IN | MISO_MO-IL | MISO_IN | Internal | Winter | B18 | 400 | 2100 | 1515.39 | 37.96 | 37.97 | 0.01 | 0
2015 | MISO_MO-IL_2_MISO_IN | MISO_MO-IL | MISO_IN | Internal | Winter | B19 | 700 | 2100 | 662.01 | 36.4 | 36.41 | 0.01 | 0
2015 | MISO_MO-IL_2_MISO_IN | MISO_MO-IL | MISO_IN | Internal | Winter | B20 | 935 | 2100 | 2100 | 32.81 | 33.24 | 0.01 | 0.42
2015 | MISO_MO-IL_2_MISO_W | MISO_MO-IL | MISO_W | Internal | Shoulder | B11 | 25 | 960 | 294.78 | 46.78 | 46.79 | 0.01 | 0
2015 | MISO_MO-IL_2_MISO_W | MISO_MO-IL | MISO_W | Internal | Shoulder | B12 | 200 | 960 | 0.06 | 39.85 | 39.85 | 0.01 | 0
2015 | MISO_MO-IL_2_MISO_W | MISO_MO-IL | MISO_W | Internal | Shoulder | B13 | 600 | 960 | 400.55 | 37.1 | 37.11 | 0.01 | 0
2015 | MISO_MO-IL_2_MISO_W | MISO_MO-IL | MISO_W | Internal | Shoulder | B14 | 900 | 960 | 845.86 | 36.06 | 36.07 | 0.01 | 0
2015 | MISO_MO-IL_2_MISO_W | MISO_MO-IL | MISO_W | Internal | Shoulder | B15 | 1203 | 960 | 870.71 | 33.3 | 33.31 | 0.01 | 0
2015 | MISO_MO-IL_2_MISO_W | MISO_MO-IL | MISO_W | Internal | Summer | B1 | 10 | 960 | 0.51 | 59.38 | 59.37 | 0.01 | 0
2015 | MISO_MO-IL_2_MISO_W | MISO_MO-IL | MISO_W | Internal | Summer | B2 | 25 | 960 | 0.46 | 56.92 | 56.92 | 0.01 | 0
2015 | MISO_MO-IL_2_MISO_W | MISO_MO-IL | MISO_W | Internal | Summer | B3 | 75 | 960 | 959.97 | 56.4 | 56.47 | 0.01 | 0.05
2015 | MISO_MO-IL_2_MISO_W | MISO_MO-IL | MISO_W | Internal | Summer | B4 | 100 | 960 | 960 | 54.02 | 55.69 | 0.01 | 1.66
2015 | MISO_MO-IL_2_MISO_W | MISO_MO-IL | MISO_W | Internal | Summer | B5 | 200 | 960 | 522.91 | 46.71 | 46.72 | 0.01 | 0
2015 | MISO_MO-IL_2_MISO_W | MISO_MO-IL | MISO_W | Internal | Summer | B6 | 300 | 960 | 822.37 | 42.09 | 42.1 | 0.01 | 0
2015 | MISO_MO-IL_2_MISO_W | MISO_MO-IL | MISO_W | Internal | Summer | B7 | 400 | 960 | 0.14 | 35.91 | 35.91 | 0.01 | 0
2015 | MISO_MO-IL_2_MISO_W | MISO_MO-IL | MISO_W | Internal | Summer | B8 | 500 | 960 | 0.01 | 33.55 | 33.53 | 0.01 | 0
2015 | MISO_MO-IL_2_MISO_W | MISO_MO-IL | MISO_W | Internal | Summer | B9 | 800 | 960 | 0.01 | 32.92 | 32.9 | 0.01 | 0
2015 | MISO_MO-IL_2_MISO_W | MISO_MO-IL | MISO_W | Internal | Summer | B10 | 1262 | 960 | 551.14 | 31.09 | 31.1 | 0.01 | 0
2015 | MISO_MO-IL_2_MISO_W | MISO_MO-IL | MISO_W | Internal | Winter | B16 | 25 | 960 | 0.22 | 46.78 | 46.77 | 0.01 | 0
2015 | MISO_MO-IL_2_MISO_W | MISO_MO-IL | MISO_W | Internal | Winter | B17 | 100 | 960 | 0.06 | 41.42 | 41.41 | 0.01 | 0
2015 | MISO_MO-IL_2_MISO_W | MISO_MO-IL | MISO_W | Internal | Winter | B18 | 400 | 960 | 215.58 | 37.96 | 37.97 | 0.01 | 0
2015 | MISO_MO-IL_2_MISO_W | MISO_MO-IL | MISO_W | Internal | Winter | B19 | 700 | 960 | 959.99 | 36.4 | 36.43 | 0.01 | 0.02
2015 | MISO_MO-IL_2_MISO_W | MISO_MO-IL | MISO_W | Internal | Winter | B20 | 935 | 960 | 0.01 | 32.81 | 32.81 | 0.01 | 0
2015 | MISO_MO-IL_2_PJM_ROR | MISO_MO-IL | PJM_ROR | Internal | Shoulder | B11 | 25 | 1212 | 0.03 | 46.78 | 48.58 | 2 | 0
2015 | MISO_MO-IL_2_PJM_ROR | MISO_MO-IL | PJM_ROR | Internal | Shoulder | B12 | 200 | 1212 | 1211.95 | 39.85 | 41.86 | 2 | 0.01
2015 | MISO_MO-IL_2_PJM_ROR | MISO_MO-IL | PJM_ROR | Internal | Shoulder | B13 | 600 | 1212 | 1212 | 37.1 | 39.51 | 2 | 0.41
2015 | MISO_MO-IL_2_PJM_ROR | MISO_MO-IL | PJM_ROR | Internal | Shoulder | B14 | 900 | 1212 | 1211.99 | 36.06 | 38.07 | 2 | 0.01
2015 | MISO_MO-IL_2_PJM_ROR | MISO_MO-IL | PJM_ROR | Internal | Shoulder | B15 | 1203 | 1212 | 770.65 | 33.3 | 35.3 | 2 | 0
2015 | MISO_MO-IL_2_PJM_ROR | MISO_MO-IL | PJM_ROR | Internal | Summer | B1 | 10 | 1212 | 1162.78 | 59.38 | 61.38 | 2 | 0
2015 | MISO_MO-IL_2_PJM_ROR | MISO_MO-IL | PJM_ROR | Internal | Summer | B2 | 25 | 1212 | 715.63 | 56.92 | 58.92 | 2 | 0
2015 | MISO_MO-IL_2_PJM_ROR | MISO_MO-IL | PJM_ROR | Internal | Summer | B3 | 75 | 1212 | 0 | 56.4 | 56.94 | 2 | 0
2015 | MISO_MO-IL_2_PJM_ROR | MISO_MO-IL | PJM_ROR | Internal | Summer | B4 | 100 | 1212 | 0.11 | 54.02 | 56.01 | 2 | 0
2015 | MISO_MO-IL_2_PJM_ROR | MISO_MO-IL | PJM_ROR | Internal | Summer | B5 | 200 | 1212 | 629.03 | 46.71 | 48.71 | 2 | 0
2015 | MISO_MO-IL_2_PJM_ROR | MISO_MO-IL | PJM_ROR | Internal | Summer | B6 | 300 | 1212 | 914.54 | 42.09 | 44.09 | 2 | 0
2015 | MISO_MO-IL_2_PJM_ROR | MISO_MO-IL | PJM_ROR | Internal | Summer | B7 | 400 | 1212 | 1211.98 | 35.91 | 37.93 | 2 | 0.02
2015 | MISO_MO-IL_2_PJM_ROR | MISO_MO-IL | PJM_ROR | Internal | Summer | B8 | 500 | 1212 | 1212 | 33.55 | 36.42 | 2 | 0.87
2015 | MISO_MO-IL_2_PJM_ROR | MISO_MO-IL | PJM_ROR | Internal | Summer | B9 | 800 | 1212 | 0.12 | 32.92 | 34.9 | 2 | 0
2015 | MISO_MO-IL_2_PJM_ROR | MISO_MO-IL | PJM_ROR | Internal | Summer | B10 | 1262 | 1212 | 283.78 | 31.09 | 33.09 | 2 | 0
2015 | MISO_MO-IL_2_PJM_ROR | MISO_MO-IL | PJM_ROR | Internal | Winter | B16 | 25 | 1212 | 1211.57 | 46.78 | 48.79 | 2 | 0.01
2015 | MISO_MO-IL_2_PJM_ROR | MISO_MO-IL | PJM_ROR | Internal | Winter | B17 | 100 | 1212 | 1212 | 41.42 | 45.18 | 2 | 1.76
2015 | MISO_MO-IL_2_PJM_ROR | MISO_MO-IL | PJM_ROR | Internal | Winter | B18 | 400 | 1212 | 1211.97 | 37.96 | 39.97 | 2 | 0.01
2015 | MISO_MO-IL_2_PJM_ROR | MISO_MO-IL | PJM_ROR | Internal | Winter | B19 | 700 | 1212 | 1211.98 | 36.4 | 38.41 | 2 | 0.01
2015 | MISO_MO-IL_2_PJM_ROR | MISO_MO-IL | PJM_ROR | Internal | Winter | B20 | 935 | 1212 | 709.39 | 32.81 | 34.81 | 2 | 0
2015 | MISO_MO-IL_2_SPP_N | MISO_MO-IL | SPP_N | Internal | Shoulder | B11 | 25 | 2000 | 0 | 46.78 | 53.79 | 8 | 0
2015 | MISO_MO-IL_2_SPP_N | MISO_MO-IL | SPP_N | Internal | Shoulder | B12 | 200 | 2000 | 0 | 39.85 | 39.21 | 8 | 0
2015 | MISO_MO-IL_2_SPP_N | MISO_MO-IL | SPP_N | Internal | Shoulder | B13 | 600 | 2000 | 0 | 37.1 | 37.6 | 8 | 0
2015 | MISO_MO-IL_2_SPP_N | MISO_MO-IL | SPP_N | Internal | Shoulder | B14 | 900 | 2000 | 0 | 36.06 | 36.34 | 8 | 0
2015 | MISO_MO-IL_2_SPP_N | MISO_MO-IL | SPP_N | Internal | Shoulder | B15 | 1203 | 2000 | 0 | 33.3 | 36.34 | 8 | 0
2015 | MISO_MO-IL_2_SPP_N | MISO_MO-IL | SPP_N | Internal | Summer | B1 | 10 | 2000 | 0 | 59.38 | 58.76 | 8 | 0
2015 | MISO_MO-IL_2_SPP_N | MISO_MO-IL | SPP_N | Internal | Summer | B2 | 25 | 2000 | 0 | 56.92 | 58.76 | 8 | 0
2015 | MISO_MO-IL_2_SPP_N | MISO_MO-IL | SPP_N | Internal | Summer | B3 | 75 | 2000 | 0 | 56.4 | 58.76 | 8 | 0
2015 | MISO_MO-IL_2_SPP_N | MISO_MO-IL | SPP_N | Internal | Summer | B4 | 100 | 2000 | 0 | 54.02 | 56.96 | 8 | 0
2015 | MISO_MO-IL_2_SPP_N | MISO_MO-IL | SPP_N | Internal | Summer | B5 | 200 | 2000 | 0 | 46.71 | 52.82 | 8 | 0
2015 | MISO_MO-IL_2_SPP_N | MISO_MO-IL | SPP_N | Internal | Summer | B6 | 300 | 2000 | 0 | 42.09 | 49.1 | 8 | 0
2015 | MISO_MO-IL_2_SPP_N | MISO_MO-IL | SPP_N | Internal | Summer | B7 | 400 | 2000 | 0 | 35.91 | 42.91 | 8 | 0
2015 | MISO_MO-IL_2_SPP_N | MISO_MO-IL | SPP_N | Internal | Summer | B8 | 500 | 2000 | 0 | 33.55 | 36.69 | 8 | 0
2015 | MISO_MO-IL_2_SPP_N | MISO_MO-IL | SPP_N | Internal | Summer | B9 | 800 | 2000 | 0 | 32.92 | 35.12 | 8 | 0
2015 | MISO_MO-IL_2_SPP_N | MISO_MO-IL | SPP_N | Internal | Summer | B10 | 1262 | 2000 | 0 | 31.09 | 34.55 | 8 | 0
2015 | MISO_MO-IL_2_SPP_N | MISO_MO-IL | SPP_N | Internal | Winter | B16 | 25 | 2000 | 0 | 46.78 | 46.78 | 8 | 0
2015 | MISO_MO-IL_2_SPP_N | MISO_MO-IL | SPP_N | Internal | Winter | B17 | 100 | 2000 | 0 | 41.42 | 40.07 | 8 | 0
2015 | MISO_MO-IL_2_SPP_N | MISO_MO-IL | SPP_N | Internal | Winter | B18 | 400 | 2000 | 0 | 37.96 | 38.72 | 8 | 0
2015 | MISO_MO-IL_2_SPP_N | MISO_MO-IL | SPP_N | Internal | Winter | B19 | 700 | 2000 | 0 | 36.4 | 38.67 | 8 | 0
2015 | MISO_MO-IL_2_SPP_N | MISO_MO-IL | SPP_N | Internal | Winter | B20 | 935 | 2000 | 0 | 32.81 | 38.07 | 8 | 0
2015 | MISO_MO-IL_2_TVA_Transmission | MISO_MO-IL | TVA_Transmission | Internal | Shoulder | B11 | 25 | 4000 | 0 | 46.78 | 54 | 8 | 0
2015 | MISO_MO-IL_2_TVA_Transmission | MISO_MO-IL | TVA_Transmission | Internal | Shoulder | B12 | 200 | 4000 | 0 | 39.85 | 43.34 | 8 | 0
2015 | MISO_MO-IL_2_TVA_Transmission | MISO_MO-IL | TVA_Transmission | Internal | Shoulder | B13 | 600 | 4000 | 0 | 37.1 | 41.38 | 8 | 0
2015 | MISO_MO-IL_2_TVA_Transmission | MISO_MO-IL | TVA_Transmission | Internal | Shoulder | B14 | 900 | 4000 | 0 | 36.06 | 40.06 | 8 | 0
2015 | MISO_MO-IL_2_TVA_Transmission | MISO_MO-IL | TVA_Transmission | Internal | Shoulder | B15 | 1203 | 4000 | 0 | 33.3 | 39.2 | 8 | 0
2015 | MISO_MO-IL_2_TVA_Transmission | MISO_MO-IL | TVA_Transmission | Internal | Summer | B1 | 10 | 4000 | 2812.12 | 59.38 | 67.38 | 8 | 0
2015 | MISO_MO-IL_2_TVA_Transmission | MISO_MO-IL | TVA_Transmission | Internal | Summer | B2 | 25 | 4000 | 1244.54 | 56.92 | 64.92 | 8 | 0
2015 | MISO_MO-IL_2_TVA_Transmission | MISO_MO-IL | TVA_Transmission | Internal | Summer | B3 | 75 | 4000 | 0 | 56.4 | 62.94 | 8 | 0
2015 | MISO_MO-IL_2_TVA_Transmission | MISO_MO-IL | TVA_Transmission | Internal | Summer | B4 | 100 | 4000 | 0.11 | 54.02 | 62.01 | 8 | 0
2015 | MISO_MO-IL_2_TVA_Transmission | MISO_MO-IL | TVA_Transmission | Internal | Summer | B5 | 200 | 4000 | 0 | 46.71 | 52.76 | 8 | 0
2015 | MISO_MO-IL_2_TVA_Transmission | MISO_MO-IL | TVA_Transmission | Internal | Summer | B6 | 300 | 4000 | 0 | 42.09 | 46.64 | 8 | 0
2015 | MISO_MO-IL_2_TVA_Transmission | MISO_MO-IL | TVA_Transmission | Internal | Summer | B7 | 400 | 4000 | 0 | 35.91 | 41.82 | 8 | 0
2015 | MISO_MO-IL_2_TVA_Transmission | MISO_MO-IL | TVA_Transmission | Internal | Summer | B8 | 500 | 4000 | 0 | 33.55 | 38.96 | 8 | 0
2015 | MISO_MO-IL_2_TVA_Transmission | MISO_MO-IL | TVA_Transmission | Internal | Summer | B9 | 800 | 4000 | 0 | 32.92 | 38.31 | 8 | 0
2015 | MISO_MO-IL_2_TVA_Transmission | MISO_MO-IL | TVA_Transmission | Internal | Summer | B10 | 1262 | 4000 | 0 | 31.09 | 36.41 | 8 | 0
2015 | MISO_MO-IL_2_TVA_Transmission | MISO_MO-IL | TVA_Transmission | Internal | Winter | B16 | 25 | 4000 | 0.05 | 46.78 | 54.68 | 8 | 0
2015 | MISO_MO-IL_2_TVA_Transmission | MISO_MO-IL | TVA_Transmission | Internal | Winter | B17 | 100 | 4000 | 0 | 41.42 | 45.86 | 8 | 0
2015 | MISO_MO-IL_2_TVA_Transmission | MISO_MO-IL | TVA_Transmission | Internal | Winter | B18 | 400 | 4000 | 0 | 37.96 | 42.12 | 8 | 0
2015 | MISO_MO-IL_2_TVA_Transmission | MISO_MO-IL | TVA_Transmission | Internal | Winter | B19 | 700 | 4000 | 0 | 36.4 | 40.33 | 8 | 0
2015 | MISO_MO-IL_2_TVA_Transmission | MISO_MO-IL | TVA_Transmission | Internal | Winter | B20 | 935 | 4000 | 0 | 32.81 | 39.07 | 8 | 0
2015 | MISO_W_2_IESO | MISO_W | IESO | Internal | Shoulder | B11 | 25 | 90 | 0 | 46.79 | 33.57 | 8 | 0
2015 | MISO_W_2_IESO | MISO_W | IESO | Internal | Shoulder | B12 | 200 | 90 | 0 | 39.85 | 32.83 | 8 | 0
2015 | MISO_W_2_IESO | MISO_W | IESO | Internal | Shoulder | B13 | 600 | 90 | 0 | 37.11 | 29.08 | 8 | 0
2015 | MISO_W_2_IESO | MISO_W | IESO | Internal | Shoulder | B14 | 900 | 90 | 0 | 36.07 | 29.08 | 8 | 0
2015 | MISO_W_2_IESO | MISO_W | IESO | Internal | Shoulder | B15 | 1203 | 90 | 0 | 33.31 | 29.08 | 8 | 0
2015 | MISO_W_2_IESO | MISO_W | IESO | Internal | Summer | B1 | 10 | 90 | 0 | 59.37 | 46.39 | 8 | 0
2015 | MISO_W_2_IESO | MISO_W | IESO | Internal | Summer | B2 | 25 | 90 | 0 | 56.92 | 44.8 | 8 | 0
2015 | MISO_W_2_IESO | MISO_W | IESO | Internal | Summer | B3 | 75 | 90 | 0 | 56.47 | 38.93 | 8 | 0
2015 | MISO_W_2_IESO | MISO_W | IESO | Internal | Summer | B4 | 100 | 90 | 0 | 55.69 | 38.28 | 8 | 0
2015 | MISO_W_2_IESO | MISO_W | IESO | Internal | Summer | B5 | 200 | 90 | 0 | 46.72 | 36 | 8 | 0
2015 | MISO_W_2_IESO | MISO_W | IESO | Internal | Summer | B6 | 300 | 90 | 0 | 42.1 | 35.09 | 8 | 0
2015 | MISO_W_2_IESO | MISO_W | IESO | Internal | Summer | B7 | 400 | 90 | 0 | 35.91 | 28.93 | 8 | 0
2015 | MISO_W_2_IESO | MISO_W | IESO | Internal | Summer | B8 | 500 | 90 | 0 | 33.53 | 27.42 | 8 | 0
2015 | MISO_W_2_IESO | MISO_W | IESO | Internal | Summer | B9 | 800 | 90 | 0 | 32.9 | 27.42 | 8 | 0
2015 | MISO_W_2_IESO | MISO_W | IESO | Internal | Summer | B10 | 1262 | 90 | 0 | 31.1 | 27.42 | 8 | 0
2015 | MISO_W_2_IESO | MISO_W | IESO | Internal | Winter | B16 | 25 | 90 | 0 | 46.77 | 38.86 | 8 | 0
2015 | MISO_W_2_IESO | MISO_W | IESO | Internal | Winter | B17 | 100 | 90 | 0 | 41.41 | 36 | 8 | 0
2015 | MISO_W_2_IESO | MISO_W | IESO | Internal | Winter | B18 | 400 | 90 | 0 | 37.97 | 36 | 8 | 0
2015 | MISO_W_2_IESO | MISO_W | IESO | Internal | Winter | B19 | 700 | 90 | 0 | 36.43 | 36 | 8 | 0
2015 | MISO_W_2_IESO | MISO_W | IESO | Internal | Winter | B20 | 935 | 90 | 0 | 32.81 | 36 | 8 | 0
2015 | MISO_W_2_MAPP_CA | MISO_W | MAPP_CA | Internal | Shoulder | B11 | 25 | 700 | 0.18 | 46.79 | 46.78 | 0.01 | 0
2015 | MISO_W_2_MAPP_CA | MISO_W | MAPP_CA | Internal | Shoulder | B12 | 200 | 700 | 0.03 | 39.85 | 39.83 | 0.01 | 0
2015 | MISO_W_2_MAPP_CA | MISO_W | MAPP_CA | Internal | Shoulder | B13 | 600 | 700 | 0 | 37.11 | 37.1 | 0.01 | 0
2015 | MISO_W_2_MAPP_CA | MISO_W | MAPP_CA | Internal | Shoulder | B14 | 900 | 700 | 248.6 | 36.07 | 36.08 | 0.01 | 0
2015 | MISO_W_2_MAPP_CA | MISO_W | MAPP_CA | Internal | Shoulder | B15 | 1203 | 700 | 700 | 33.31 | 36.08 | 0.01 | 2.75
2015 | MISO_W_2_MAPP_CA | MISO_W | MAPP_CA | Internal | Summer | B1 | 10 | 700 | 0 | 59.37 | 48.79 | 0.01 | 0
2015 | MISO_W_2_MAPP_CA | MISO_W | MAPP_CA | Internal | Summer | B2 | 25 | 700 | 0 | 56.92 | 51.8 | 0.01 | 0
2015 | MISO_W_2_MAPP_CA | MISO_W | MAPP_CA | Internal | Summer | B3 | 75 | 700 | 0 | 56.47 | 48.79 | 0.01 | 0
2015 | MISO_W_2_MAPP_CA | MISO_W | MAPP_CA | Internal | Summer | B4 | 100 | 700 | 0 | 55.69 | 48.79 | 0.01 | 0
2015 | MISO_W_2_MAPP_CA | MISO_W | MAPP_CA | Internal | Summer | B5 | 200 | 700 | 0.03 | 46.72 | 46.71 | 0.01 | 0
2015 | MISO_W_2_MAPP_CA | MISO_W | MAPP_CA | Internal | Summer | B6 | 300 | 700 | 0.02 | 42.1 | 42.09 | 0.01 | 0
2015 | MISO_W_2_MAPP_CA | MISO_W | MAPP_CA | Internal | Summer | B7 | 400 | 700 | 0.01 | 35.91 | 35.9 | 0.01 | 0
2015 | MISO_W_2_MAPP_CA | MISO_W | MAPP_CA | Internal | Summer | B8 | 500 | 700 | 0.01 | 33.53 | 33.52 | 0.01 | 0
2015 | MISO_W_2_MAPP_CA | MISO_W | MAPP_CA | Internal | Summer | B9 | 800 | 700 | 210.3 | 32.9 | 32.92 | 0.01 | 0
2015 | MISO_W_2_MAPP_CA | MISO_W | MAPP_CA | Internal | Summer | B10 | 1262 | 700 | 700 | 31.1 | 32.92 | 0.01 | 1.81
2015 | MISO_W_2_MAPP_CA | MISO_W | MAPP_CA | Internal | Winter | B16 | 25 | 700 | 0.21 | 46.77 | 46.76 | 0.01 | 0
2015 | MISO_W_2_MAPP_CA | MISO_W | MAPP_CA | Internal | Winter | B17 | 100 | 700 | 0.05 | 41.41 | 41.4 | 0.01 | 0
2015 | MISO_W_2_MAPP_CA | MISO_W | MAPP_CA | Internal | Winter | B18 | 400 | 700 | 700 | 37.97 | 38.65 | 0.01 | 0.67
2015 | MISO_W_2_MAPP_CA | MISO_W | MAPP_CA | Internal | Winter | B19 | 700 | 700 | 700 | 36.43 | 38.65 | 0.01 | 2.2
2015 | MISO_W_2_MAPP_CA | MISO_W | MAPP_CA | Internal | Winter | B20 | 935 | 700 | 700 | 32.81 | 38.65 | 0.01 | 5.82
2015 | MISO_W_2_MAPP_US | MISO_W | MAPP_US | Internal | Shoulder | B11 | 25 | 2300 | 0 | 46.79 | 39.79 | 7 | 0
2015 | MISO_W_2_MAPP_US | MISO_W | MAPP_US | Internal | Shoulder | B12 | 200 | 2300 | 0 | 39.85 | 32.85 | 7 | 0
2015 | MISO_W_2_MAPP_US | MISO_W | MAPP_US | Internal | Shoulder | B13 | 600 | 2300 | 0 | 37.11 | 30.11 | 7 | 0
2015 | MISO_W_2_MAPP_US | MISO_W | MAPP_US | Internal | Shoulder | B14 | 900 | 2300 | 0 | 36.07 | 29.33 | 7 | 0
2015 | MISO_W_2_MAPP_US | MISO_W | MAPP_US | Internal | Shoulder | B15 | 1203 | 2300 | 0 | 33.31 | 29.2 | 7 | 0
2015 | MISO_W_2_MAPP_US | MISO_W | MAPP_US | Internal | Summer | B1 | 10 | 2300 | 0 | 59.37 | 52.37 | 7 | 0
2015 | MISO_W_2_MAPP_US | MISO_W | MAPP_US | Internal | Summer | B2 | 25 | 2300 | 0 | 56.92 | 50.36 | 7 | 0
2015 | MISO_W_2_MAPP_US | MISO_W | MAPP_US | Internal | Summer | B3 | 75 | 2300 | 0 | 56.47 | 50.36 | 7 | 0
2015 | MISO_W_2_MAPP_US | MISO_W | MAPP_US | Internal | Summer | B4 | 100 | 2300 | 0 | 55.69 | 49.95 | 7 | 0
2015 | MISO_W_2_MAPP_US | MISO_W | MAPP_US | Internal | Summer | B5 | 200 | 2300 | 0 | 46.72 | 45.81 | 7 | 0
2015 | MISO_W_2_MAPP_US | MISO_W | MAPP_US | Internal | Summer | B6 | 300 | 2300 | 0 | 42.1 | 35.1 | 7 | 0
2015 | MISO_W_2_MAPP_US | MISO_W | MAPP_US | Internal | Summer | B7 | 400 | 2300 | 0 | 35.91 | 28.91 | 7 | 0
2015 | MISO_W_2_MAPP_US | MISO_W | MAPP_US | Internal | Summer | B8 | 500 | 2300 | 0 | 33.53 | 26.53 | 7 | 0
2015 | MISO_W_2_MAPP_US | MISO_W | MAPP_US | Internal | Summer | B9 | 800 | 2300 | 0 | 32.9 | 26.53 | 7 | 0
2015 | MISO_W_2_MAPP_US | MISO_W | MAPP_US | Internal | Summer | B10 | 1262 | 2300 | 0 | 31.1 | 26.14 | 7 | 0
2015 | MISO_W_2_MAPP_US | MISO_W | MAPP_US | Internal | Winter | B16 | 25 | 2300 | 0 | 46.77 | 39.77 | 7 | 0
2015 | MISO_W_2_MAPP_US | MISO_W | MAPP_US | Internal | Winter | B17 | 100 | 2300 | 0 | 41.41 | 34.41 | 7 | 0
2015 | MISO_W_2_MAPP_US | MISO_W | MAPP_US | Internal | Winter | B18 | 400 | 2300 | 0 | 37.97 | 31.66 | 7 | 0
2015 | MISO_W_2_MAPP_US | MISO_W | MAPP_US | Internal | Winter | B19 | 700 | 2300 | 0 | 36.43 | 31.66 | 7 | 0
2015 | MISO_W_2_MAPP_US | MISO_W | MAPP_US | Internal | Winter | B20 | 935 | 2300 | 0 | 32.81 | 26.82 | 7 | 0
2015 | MISO_W_2_MISO_MO-IL | MISO_W | MISO_MO-IL | Internal | Shoulder | B11 | 25 | 3800 | 0.21 | 46.79 | 46.78 | 0.01 | 0
2015 | MISO_W_2_MISO_MO-IL | MISO_W | MISO_MO-IL | Internal | Shoulder | B12 | 200 | 3800 | 0.05 | 39.85 | 39.85 | 0.01 | 0
2015 | MISO_W_2_MISO_MO-IL | MISO_W | MISO_MO-IL | Internal | Shoulder | B13 | 600 | 3800 | 0 | 37.11 | 37.1 | 0.01 | 0
2015 | MISO_W_2_MISO_MO-IL | MISO_W | MISO_MO-IL | Internal | Shoulder | B14 | 900 | 3800 | 0 | 36.07 | 36.06 | 0.01 | 0
2015 | MISO_W_2_MISO_MO-IL | MISO_W | MISO_MO-IL | Internal | Shoulder | B15 | 1203 | 3800 | 0 | 33.31 | 33.3 | 0.01 | 0
2015 | MISO_W_2_MISO_MO-IL | MISO_W | MISO_MO-IL | Internal | Summer | B1 | 10 | 3800 | 1507.2 | 59.37 | 59.38 | 0.01 | 0
2015 | MISO_W_2_MISO_MO-IL | MISO_W | MISO_MO-IL | Internal | Summer | B2 | 25 | 3800 | 0.39 | 56.92 | 56.92 | 0.01 | 0
2015 | MISO_W_2_MISO_MO-IL | MISO_W | MISO_MO-IL | Internal | Summer | B3 | 75 | 3800 | 0.02 | 56.47 | 56.4 | 0.01 | 0
2015 | MISO_W_2_MISO_MO-IL | MISO_W | MISO_MO-IL | Internal | Summer | B4 | 100 | 3800 | 0 | 55.69 | 54.02 | 0.01 | 0
2015 | MISO_W_2_MISO_MO-IL | MISO_W | MISO_MO-IL | Internal | Summer | B5 | 200 | 3800 | 0.03 | 46.72 | 46.71 | 0.01 | 0
2015 | MISO_W_2_MISO_MO-IL | MISO_W | MISO_MO-IL | Internal | Summer | B6 | 300 | 3800 | 0.02 | 42.1 | 42.09 | 0.01 | 0
2015 | MISO_W_2_MISO_MO-IL | MISO_W | MISO_MO-IL | Internal | Summer | B7 | 400 | 3800 | 0.02 | 35.91 | 35.91 | 0.01 | 0
2015 | MISO_W_2_MISO_MO-IL | MISO_W | MISO_MO-IL | Internal | Summer | B8 | 500 | 3800 | 1407.81 | 33.53 | 33.55 | 0.01 | 0
2015 | MISO_W_2_MISO_MO-IL | MISO_W | MISO_MO-IL | Internal | Summer | B9 | 800 | 3800 | 7.51 | 32.9 | 32.92 | 0.01 | 0
2015 | MISO_W_2_MISO_MO-IL | MISO_W | MISO_MO-IL | Internal | Summer | B10 | 1262 | 3800 | 0 | 31.1 | 31.09 | 0.01 | 0
2015 | MISO_W_2_MISO_MO-IL | MISO_W | MISO_MO-IL | Internal | Winter | B16 | 25 | 3800 | 308.06 | 46.77 | 46.78 | 0.01 | 0
2015 | MISO_W_2_MISO_MO-IL | MISO_W | MISO_MO-IL | Internal | Winter | B17 | 100 | 3800 | 828.06 | 41.41 | 41.42 | 0.01 | 0
2015 | MISO_W_2_MISO_MO-IL | MISO_W | MISO_MO-IL | Internal | Winter | B18 | 400 | 3800 | 0.01 | 37.97 | 37.96 | 0.01 | 0
2015 | MISO_W_2_MISO_MO-IL | MISO_W | MISO_MO-IL | Internal | Winter | B19 | 700 | 3800 | 0 | 36.43 | 36.4 | 0.01 | 0
2015 | MISO_W_2_MISO_MO-IL | MISO_W | MISO_MO-IL | Internal | Winter | B20 | 935 | 3800 | 0.01 | 32.81 | 32.81 | 0.01 | 0
2015 | MISO_W_2_MISO_WUMS | MISO_W | MISO_WUMS | Internal | Shoulder | B11 | 25 | 1629 | 380.62 | 46.79 | 46.8 | 0.01 | 0
2015 | MISO_W_2_MISO_WUMS | MISO_W | MISO_WUMS | Internal | Shoulder | B12 | 200 | 1629 | 1313.34 | 39.85 | 39.86 | 0.01 | 0
2015 | MISO_W_2_MISO_WUMS | MISO_W | MISO_WUMS | Internal | Shoulder | B13 | 600 | 1629 | 1629 | 37.11 | 37.51 | 0.01 | 0.39
2015 | MISO_W_2_MISO_WUMS | MISO_W | MISO_WUMS | Internal | Shoulder | B14 | 900 | 1629 | 770.78 | 36.07 | 36.08 | 0.01 | 0
2015 | MISO_W_2_MISO_WUMS | MISO_W | MISO_WUMS | Internal | Shoulder | B15 | 1203 | 1629 | 453.1 | 33.31 | 33.33 | 0.01 | 0
2015 | MISO_W_2_MISO_WUMS | MISO_W | MISO_WUMS | Internal | Summer | B1 | 10 | 1629 | 441.4 | 59.37 | 59.38 | 0.01 | 0
2015 | MISO_W_2_MISO_WUMS | MISO_W | MISO_WUMS | Internal | Summer | B2 | 25 | 1629 | 1628.98 | 56.92 | 57.22 | 0.01 | 0.29
2015 | MISO_W_2_MISO_WUMS | MISO_W | MISO_WUMS | Internal | Summer | B3 | 75 | 1629 | 1163.34 | 56.47 | 56.48 | 0.01 | 0
2015 | MISO_W_2_MISO_WUMS | MISO_W | MISO_WUMS | Internal | Summer | B4 | 100 | 1629 | 418.04 | 55.69 | 55.7 | 0.01 | 0
2015 | MISO_W_2_MISO_WUMS | MISO_W | MISO_WUMS | Internal | Summer | B5 | 200 | 1629 | 0.03 | 46.72 | 46.71 | 0.01 | 0
2015 | MISO_W_2_MISO_WUMS | MISO_W | MISO_WUMS | Internal | Summer | B6 | 300 | 1629 | 0.02 | 42.1 | 42.09 | 0.01 | 0
2015 | MISO_W_2_MISO_WUMS | MISO_W | MISO_WUMS | Internal | Summer | B7 | 400 | 1629 | 913.76 | 35.91 | 35.93 | 0.01 | 0
2015 | MISO_W_2_MISO_WUMS | MISO_W | MISO_WUMS | Internal | Summer | B8 | 500 | 1629 | 1629 | 33.53 | 34.42 | 0.01 | 0.87
2015 | MISO_W_2_MISO_WUMS | MISO_W | MISO_WUMS | Internal | Summer | B9 | 800 | 1629 | 1141.81 | 32.9 | 32.92 | 0.01 | 0
2015 | MISO_W_2_MISO_WUMS | MISO_W | MISO_WUMS | Internal | Summer | B10 | 1262 | 1629 | 1629 | 31.1 | 31.97 | 0.01 | 0.86
2015 | MISO_W_2_MISO_WUMS | MISO_W | MISO_WUMS | Internal | Winter | B16 | 25 | 1629 | 1380.07 | 46.77 | 46.78 | 0.01 | 0
2015 | MISO_W_2_MISO_WUMS | MISO_W | MISO_WUMS | Internal | Winter | B17 | 100 | 1629 | 1595.27 | 41.41 | 41.42 | 0.01 | 0
2015 | MISO_W_2_MISO_WUMS | MISO_W | MISO_WUMS | Internal | Winter | B18 | 400 | 1629 | 0.06 | 37.97 | 37.97 | 0.01 | 0
2015 | MISO_W_2_MISO_WUMS | MISO_W | MISO_WUMS | Internal | Winter | B19 | 700 | 1629 | 52.16 | 36.43 | 36.44 | 0.01 | 0
2015 | MISO_W_2_MISO_WUMS | MISO_W | MISO_WUMS | Internal | Winter | B20 | 935 | 1629 | 1629 | 32.81 | 33.9 | 0.01 | 1.07
2015 | MISO_W_2_NE | MISO_W | NE | Internal | Shoulder | B11 | 25 | 2800 | 0 | 46.79 | 46.79 | 7 | 0
2015 | MISO_W_2_NE | MISO_W | NE | Internal | Shoulder | B12 | 200 | 2800 | 0 | 39.85 | 39.2 | 7 | 0
2015 | MISO_W_2_NE | MISO_W | NE | Internal | Shoulder | B13 | 600 | 2800 | 0 | 37.11 | 37.11 | 7 | 0
2015 | MISO_W_2_NE | MISO_W | NE | Internal | Shoulder | B14 | 900 | 2800 | 0 | 36.07 | 36.33 | 7 | 0
2015 | MISO_W_2_NE | MISO_W | NE | Internal | Shoulder | B15 | 1203 | 2800 | 0 | 33.31 | 36.2 | 7 | 0
2015 | MISO_W_2_NE | MISO_W | NE | Internal | Summer | B1 | 10 | 2800 | 0 | 59.37 | 58.75 | 7 | 0
2015 | MISO_W_2_NE | MISO_W | NE | Internal | Summer | B2 | 25 | 2800 | 0 | 56.92 | 57.36 | 7 | 0
2015 | MISO_W_2_NE | MISO_W | NE | Internal | Summer | B3 | 75 | 2800 | 0 | 56.47 | 57.36 | 7 | 0
2015 | MISO_W_2_NE | MISO_W | NE | Internal | Summer | B4 | 100 | 2800 | 0 | 55.69 | 56.95 | 7 | 0
2015 | MISO_W_2_NE | MISO_W | NE | Internal | Summer | B5 | 200 | 2800 | 0 | 46.72 | 52.81 | 7 | 0
2015 | MISO_W_2_NE | MISO_W | NE | Internal | Summer | B6 | 300 | 2800 | 0 | 42.1 | 42.1 | 7 | 0
2015 | MISO_W_2_NE | MISO_W | NE | Internal | Summer | B7 | 400 | 2800 | 0 | 35.91 | 35.91 | 7 | 0
2015 | MISO_W_2_NE | MISO_W | NE | Internal | Summer | B8 | 500 | 2800 | 0 | 33.53 | 33.53 | 7 | 0
2015 | MISO_W_2_NE | MISO_W | NE | Internal | Summer | B9 | 800 | 2800 | 0 | 32.9 | 33.53 | 7 | 0
2015 | MISO_W_2_NE | MISO_W | NE | Internal | Summer | B10 | 1262 | 2800 | 0 | 31.1 | 33.02 | 7 | 0
2015 | MISO_W_2_NE | MISO_W | NE | Internal | Winter | B16 | 25 | 2800 | 0 | 46.77 | 46.77 | 7 | 0
2015 | MISO_W_2_NE | MISO_W | NE | Internal | Winter | B17 | 100 | 2800 | 0 | 41.41 | 40.06 | 7 | 0
2015 | MISO_W_2_NE | MISO_W | NE | Internal | Winter | B18 | 400 | 2800 | 0 | 37.97 | 38.66 | 7 | 0
2015 | MISO_W_2_NE | MISO_W | NE | Internal | Winter | B19 | 700 | 2800 | 0 | 36.43 | 38.66 | 7 | 0
2015 | MISO_W_2_NE | MISO_W | NE | Internal | Winter | B20 | 935 | 2800 | 0 | 32.81 | 33.82 | 7 | 0
2015 | MISO_W_2_PJM_ROR | MISO_W | PJM_ROR | Internal | Shoulder | B11 | 25 | 773 | 0.03 | 46.79 | 48.58 | 2 | 0
2015 | MISO_W_2_PJM_ROR | MISO_W | PJM_ROR | Internal | Shoulder | B12 | 200 | 773 | 772.95 | 39.85 | 41.86 | 2 | 0.01
2015 | MISO_W_2_PJM_ROR | MISO_W | PJM_ROR | Internal | Shoulder | B13 | 600 | 773 | 773 | 37.11 | 39.51 | 2 | 0.4
2015 | MISO_W_2_PJM_ROR | MISO_W | PJM_ROR | Internal | Shoulder | B14 | 900 | 773 | 523.88 | 36.07 | 38.07 | 2 | 0
2015 | MISO_W_2_PJM_ROR | MISO_W | PJM_ROR | Internal | Shoulder | B15 | 1203 | 773 | 0 | 33.31 | 35.3 | 2 | 0
2015 | MISO_W_2_PJM_ROR | MISO_W | PJM_ROR | Internal | Summer | B1 | 10 | 773 | 772.14 | 59.37 | 61.38 | 2 | 0.01
2015 | MISO_W_2_PJM_ROR | MISO_W | PJM_ROR | Internal | Summer | B2 | 25 | 773 | 113.1 | 56.92 | 58.92 | 2 | 0
2015 | MISO_W_2_PJM_ROR | MISO_W | PJM_ROR | Internal | Summer | B3 | 75 | 773 | 0 | 56.47 | 56.94 | 2 | 0
2015 | MISO_W_2_PJM_ROR | MISO_W | PJM_ROR | Internal | Summer | B4 | 100 | 773 | 0 | 55.69 | 56.01 | 2 | 0
2015 | MISO_W_2_PJM_ROR | MISO_W | PJM_ROR | Internal | Summer | B5 | 200 | 773 | 0.05 | 46.72 | 48.71 | 2 | 0
2015 | MISO_W_2_PJM_ROR | MISO_W | PJM_ROR | Internal | Summer | B6 | 300 | 773 | 0.03 | 42.1 | 44.09 | 2 | 0
2015 | MISO_W_2_PJM_ROR | MISO_W | PJM_ROR | Internal | Summer | B7 | 400 | 773 | 772.97 | 35.91 | 37.93 | 2 | 0.01
2015 | MISO_W_2_PJM_ROR | MISO_W | PJM_ROR | Internal | Summer | B8 | 500 | 773 | 773 | 33.53 | 36.42 | 2 | 0.88
2015 | MISO_W_2_PJM_ROR | MISO_W | PJM_ROR | Internal | Summer | B9 | 800 | 773 | 142.63 | 32.9 | 34.9 | 2 | 0
2015 | MISO_W_2_PJM_ROR | MISO_W | PJM_ROR | Internal | Summer | B10 | 1262 | 773 | 0 | 31.1 | 33.09 | 2 | 0
2015 | MISO_W_2_PJM_ROR | MISO_W | PJM_ROR | Internal | Winter | B16 | 25 | 773 | 772.79 | 46.77 | 48.79 | 2 | 0.02
2015 | MISO_W_2_PJM_ROR | MISO_W | PJM_ROR | Internal | Winter | B17 | 100 | 773 | 773 | 41.41 | 45.18 | 2 | 1.77
2015 | MISO_W_2_PJM_ROR | MISO_W | PJM_ROR | Internal | Winter | B18 | 400 | 773 | 721.04 | 37.97 | 39.97 | 2 | 0
2015 | MISO_W_2_PJM_ROR | MISO_W | PJM_ROR | Internal | Winter | B19 | 700 | 773 | 0 | 36.43 | 38.41 | 2 | 0
2015 | MISO_W_2_PJM_ROR | MISO_W | PJM_ROR | Internal | Winter | B20 | 935 | 773 | 407.41 | 32.81 | 34.81 | 2 | 0
2015 | MISO_W_2_SPP_N | MISO_W | SPP_N | Internal | Shoulder | B11 | 25 | 3200 | 711.25 | 46.79 | 53.79 | 7 | 0
2015 | MISO_W_2_SPP_N | MISO_W | SPP_N | Internal | Shoulder | B12 | 200 | 3200 | 0 | 39.85 | 39.21 | 7 | 0
2015 | MISO_W_2_SPP_N | MISO_W | SPP_N | Internal | Shoulder | B13 | 600 | 3200 | 0 | 37.11 | 37.6 | 7 | 0
2015 | MISO_W_2_SPP_N | MISO_W | SPP_N | Internal | Shoulder | B14 | 900 | 3200 | 0 | 36.07 | 36.34 | 7 | 0
2015 | MISO_W_2_SPP_N | MISO_W | SPP_N | Internal | Shoulder | B15 | 1203 | 3200 | 0 | 33.31 | 36.34 | 7 | 0
2015 | MISO_W_2_SPP_N | MISO_W | SPP_N | Internal | Summer | B1 | 10 | 3200 | 0 | 59.37 | 58.76 | 7 | 0
2015 | MISO_W_2_SPP_N | MISO_W | SPP_N | Internal | Summer | B2 | 25 | 3200 | 0 | 56.92 | 58.76 | 7 | 0
2015 | MISO_W_2_SPP_N | MISO_W | SPP_N | Internal | Summer | B3 | 75 | 3200 | 0 | 56.47 | 58.76 | 7 | 0
2015 | MISO_W_2_SPP_N | MISO_W | SPP_N | Internal | Summer | B4 | 100 | 3200 | 0 | 55.69 | 56.96 | 7 | 0
2015 | MISO_W_2_SPP_N | MISO_W | SPP_N | Internal | Summer | B5 | 200 | 3200 | 0 | 46.72 | 52.82 | 7 | 0
2015 | MISO_W_2_SPP_N | MISO_W | SPP_N | Internal | Summer | B6 | 300 | 3200 | 1976.25 | 42.1 | 49.1 | 7 | 0
2015 | MISO_W_2_SPP_N | MISO_W | SPP_N | Internal | Summer | B7 | 400 | 3200 | 545.9 | 35.91 | 42.91 | 7 | 0
2015 | MISO_W_2_SPP_N | MISO_W | SPP_N | Internal | Summer | B8 | 500 | 3200 | 0 | 33.53 | 36.69 | 7 | 0
2015 | MISO_W_2_SPP_N | MISO_W | SPP_N | Internal | Summer | B9 | 800 | 3200 | 0 | 32.9 | 35.12 | 7 | 0
2015 | MISO_W_2_SPP_N | MISO_W | SPP_N | Internal | Summer | B10 | 1262 | 3200 | 0 | 31.1 | 34.55 | 7 | 0
2015 | MISO_W_2_SPP_N | MISO_W | SPP_N | Internal | Winter | B16 | 25 | 3200 | 0 | 46.77 | 46.78 | 7 | 0
2015 | MISO_W_2_SPP_N | MISO_W | SPP_N | Internal | Winter | B17 | 100 | 3200 | 0 | 41.41 | 40.07 | 7 | 0
2015 | MISO_W_2_SPP_N | MISO_W | SPP_N | Internal | Winter | B18 | 400 | 3200 | 0 | 37.97 | 38.72 | 7 | 0
2015 | MISO_W_2_SPP_N | MISO_W | SPP_N | Internal | Winter | B19 | 700 | 3200 | 0 | 36.43 | 38.67 | 7 | 0
2015 | MISO_W_2_SPP_N | MISO_W | SPP_N | Internal | Winter | B20 | 935 | 3200 | 0 | 32.81 | 38.07 | 7 | 0
2015 | MISO_WUMS_2_MISO_MI | MISO_WUMS | MISO_MI | Internal | Shoulder | B11 | 25 | 99 | 0.13 | 46.8 | 46.78 | 0.01 | 0
2015 | MISO_WUMS_2_MISO_MI | MISO_WUMS | MISO_MI | Internal | Shoulder | B12 | 200 | 99 | 0.05 | 39.86 | 39.86 | 0.01 | 0
2015 | MISO_WUMS_2_MISO_MI | MISO_WUMS | MISO_MI | Internal | Shoulder | B13 | 600 | 99 | 0.02 | 37.51 | 37.51 | 0.01 | 0
2015 | MISO_WUMS_2_MISO_MI | MISO_WUMS | MISO_MI | Internal | Shoulder | B14 | 900 | 99 | 0.01 | 36.08 | 36.08 | 0.01 | 0
2015 | MISO_WUMS_2_MISO_MI | MISO_WUMS | MISO_MI | Internal | Shoulder | B15 | 1203 | 99 | 99 | 33.33 | 33.75 | 0.01 | 0.41
2015 | MISO_WUMS_2_MISO_MI | MISO_WUMS | MISO_MI | Internal | Summer | B1 | 10 | 99 | 0 | 59.38 | 57.41 | 0.01 | 0
2015 | MISO_WUMS_2_MISO_MI | MISO_WUMS | MISO_MI | Internal | Summer | B2 | 25 | 99 | 0.02 | 57.22 | 56.92 | 0.01 | 0
2015 | MISO_WUMS_2_MISO_MI | MISO_WUMS | MISO_MI | Internal | Summer | B3 | 75 | 99 | 0 | 56.48 | 51.97 | 0.01 | 0
2015 | MISO_WUMS_2_MISO_MI | MISO_WUMS | MISO_MI | Internal | Summer | B4 | 100 | 99 | 0 | 55.7 | 51.97 | 0.01 | 0
2015 | MISO_WUMS_2_MISO_MI | MISO_WUMS | MISO_MI | Internal | Summer | B5 | 200 | 99 | 0.03 | 46.71 | 46.69 | 0.01 | 0
2015 | MISO_WUMS_2_MISO_MI | MISO_WUMS | MISO_MI | Internal | Summer | B6 | 300 | 99 | 0.03 | 42.09 | 42.09 | 0.01 | 0
2015 | MISO_WUMS_2_MISO_MI | MISO_WUMS | MISO_MI | Internal | Summer | B7 | 400 | 99 | 0.03 | 35.93 | 35.93 | 0.01 | 0
2015 | MISO_WUMS_2_MISO_MI | MISO_WUMS | MISO_MI | Internal | Summer | B8 | 500 | 99 | 0.02 | 34.42 | 34.42 | 0.01 | 0
2015 | MISO_WUMS_2_MISO_MI | MISO_WUMS | MISO_MI | Internal | Summer | B9 | 800 | 99 | 99 | 32.92 | 33.3 | 0.01 | 0.37
2015 | MISO_WUMS_2_MISO_MI | MISO_WUMS | MISO_MI | Internal | Summer | B10 | 1262 | 99 | 99 | 31.97 | 32.3 | 0.01 | 0.32
2015 | MISO_WUMS_2_MISO_MI | MISO_WUMS | MISO_MI | Internal | Winter | B16 | 25 | 99 | 0.35 | 46.78 | 46.78 | 0.01 | 0
2015 | MISO_WUMS_2_MISO_MI | MISO_WUMS | MISO_MI | Internal | Winter | B17 | 100 | 99 | 99 | 41.42 | 43 | 0.01 | 1.57
2015 | MISO_WUMS_2_MISO_MI | MISO_WUMS | MISO_MI | Internal | Winter | B18 | 400 | 99 | 0.06 | 37.97 | 37.98 | 0.01 | 0
2015 | MISO_WUMS_2_MISO_MI | MISO_WUMS | MISO_MI | Internal | Winter | B19 | 700 | 99 | 0 | 36.44 | 36.42 | 0.01 | 0
2015 | MISO_WUMS_2_MISO_MI | MISO_WUMS | MISO_MI | Internal | Winter | B20 | 935 | 99 | 0 | 33.9 | 33.26 | 0.01 | 0
2015 | MISO_WUMS_2_MISO_W | MISO_WUMS | MISO_W | Internal | Shoulder | B11 | 25 | 1137 | 0.21 | 46.8 | 46.79 | 0.01 | 0
2015 | MISO_WUMS_2_MISO_W | MISO_WUMS | MISO_W | Internal | Shoulder | B12 | 200 | 1137 | 0.03 | 39.86 | 39.85 | 0.01 | 0
2015 | MISO_WUMS_2_MISO_W | MISO_WUMS | MISO_W | Internal | Shoulder | B13 | 600 | 1137 | 0 | 37.51 | 37.11 | 0.01 | 0
2015 | MISO_WUMS_2_MISO_W | MISO_WUMS | MISO_W | Internal | Shoulder | B14 | 900 | 1137 | 0 | 36.08 | 36.07 | 0.01 | 0
2015 | MISO_WUMS_2_MISO_W | MISO_WUMS | MISO_W | Internal | Shoulder | B15 | 1203 | 1137 | 0 | 33.33 | 33.31 | 0.01 | 0
2015 | MISO_WUMS_2_MISO_W | MISO_WUMS | MISO_W | Internal | Summer | B1 | 10 | 1137 | 0.53 | 59.38 | 59.37 | 0.01 | 0
2015 | MISO_WUMS_2_MISO_W | MISO_WUMS | MISO_W | Internal | Summer | B2 | 25 | 1137 | 0.02 | 57.22 | 56.92 | 0.01 | 0
2015 | MISO_WUMS_2_MISO_W | MISO_WUMS | MISO_W | Internal | Summer | B3 | 75 | 1137 | 0.07 | 56.48 | 56.47 | 0.01 | 0
2015 | MISO_WUMS_2_MISO_W | MISO_WUMS | MISO_W | Internal | Summer | B4 | 100 | 1137 | 0.05 | 55.7 | 55.69 | 0.01 | 0
2015 | MISO_WUMS_2_MISO_W | MISO_WUMS | MISO_W | Internal | Summer | B5 | 200 | 1137 | 51.92 | 46.71 | 46.72 | 0.01 | 0
2015 | MISO_WUMS_2_MISO_W | MISO_WUMS | MISO_W | Internal | Summer | B6 | 300 | 1137 | 363.08 | 42.09 | 42.1 | 0.01 | 0
2015 | MISO_WUMS_2_MISO_W | MISO_WUMS | MISO_W | Internal | Summer | B7 | 400 | 1137 | 0.01 | 35.93 | 35.91 | 0.01 | 0
2015 | MISO_WUMS_2_MISO_W | MISO_WUMS | MISO_W | Internal | Summer | B8 | 500 | 1137 | 0 | 34.42 | 33.53 | 0.01 | 0
2015 | MISO_WUMS_2_MISO_W | MISO_WUMS | MISO_W | Internal | Summer | B9 | 800 | 1137 | 0 | 32.92 | 32.9 | 0.01 | 0
2015 | MISO_WUMS_2_MISO_W | MISO_WUMS | MISO_W | Internal | Summer | B10 | 1262 | 1137 | 0 | 31.97 | 31.1 | 0.01 | 0
2015 | MISO_WUMS_2_MISO_W | MISO_WUMS | MISO_W | Internal | Winter | B16 | 25 | 1137 | 0.21 | 46.78 | 46.77 | 0.01 | 0
2015 | MISO_WUMS_2_MISO_W | MISO_WUMS | MISO_W | Internal | Winter | B17 | 100 | 1137 | 0.05 | 41.42 | 41.41 | 0.01 | 0
2015 | MISO_WUMS_2_MISO_W | MISO_WUMS | MISO_W | Internal | Winter | B18 | 400 | 1137 | 0.02 | 37.97 | 37.97 | 0.01 | 0
2015 | MISO_WUMS_2_MISO_W | MISO_WUMS | MISO_W | Internal | Winter | B19 | 700 | 1137 | 0 | 36.44 | 36.43 | 0.01 | 0
2015 | MISO_WUMS_2_MISO_W | MISO_WUMS | MISO_W | Internal | Winter | B20 | 935 | 1137 | 0 | 33.9 | 32.81 | 0.01 | 0
2015 | MISO_WUMS_2_PJM_ROR | MISO_WUMS | PJM_ROR | Internal | Shoulder | B11 | 25 | 1600 | 0.02 | 46.8 | 48.58 | 2 | 0
2015 | MISO_WUMS_2_PJM_ROR | MISO_WUMS | PJM_ROR | Internal | Shoulder | B12 | 200 | 1600 | 540.24 | 39.86 | 41.86 | 2 | 0
2015 | MISO_WUMS_2_PJM_ROR | MISO_WUMS | PJM_ROR | Internal | Shoulder | B13 | 600 | 1600 | 744.82 | 37.51 | 39.51 | 2 | 0
2015 | MISO_WUMS_2_PJM_ROR | MISO_WUMS | PJM_ROR | Internal | Shoulder | B14 | 900 | 1600 | 0.01 | 36.08 | 38.07 | 2 | 0
2015 | MISO_WUMS_2_PJM_ROR | MISO_WUMS | PJM_ROR | Internal | Shoulder | B15 | 1203 | 1600 | 0 | 33.33 | 35.3 | 2 | 0
2015 | MISO_WUMS_2_PJM_ROR | MISO_WUMS | PJM_ROR | Internal | Summer | B1 | 10 | 1600 | 1555.39 | 59.38 | 61.38 | 2 | 0
2015 | MISO_WUMS_2_PJM_ROR | MISO_WUMS | PJM_ROR | Internal | Summer | B2 | 25 | 1600 | 0.02 | 57.22 | 58.92 | 2 | 0
2015 | MISO_WUMS_2_PJM_ROR | MISO_WUMS | PJM_ROR | Internal | Summer | B3 | 75 | 1600 | 0 | 56.48 | 56.94 | 2 | 0
2015 | MISO_WUMS_2_PJM_ROR | MISO_WUMS | PJM_ROR | Internal | Summer | B4 | 100 | 1600 | 0 | 55.7 | 56.01 | 2 | 0
2015 | MISO_WUMS_2_PJM_ROR | MISO_WUMS | PJM_ROR | Internal | Summer | B5 | 200 | 1600 | 57.33 | 46.71 | 48.71 | 2 | 0
2015 | MISO_WUMS_2_PJM_ROR | MISO_WUMS | PJM_ROR | Internal | Summer | B6 | 300 | 1600 | 172.19 | 42.09 | 44.09 | 2 | 0
2015 | MISO_WUMS_2_PJM_ROR | MISO_WUMS | PJM_ROR | Internal | Summer | B7 | 400 | 1600 | 346.19 | 35.93 | 37.93 | 2 | 0
2015 | MISO_WUMS_2_PJM_ROR | MISO_WUMS | PJM_ROR | Internal | Summer | B8 | 500 | 1600 | 1282.63 | 34.42 | 36.42 | 2 | 0
2015 | MISO_WUMS_2_PJM_ROR | MISO_WUMS | PJM_ROR | Internal | Summer | B9 | 800 | 1600 | 0.01 | 32.92 | 34.9 | 2 | 0
2015 | MISO_WUMS_2_PJM_ROR | MISO_WUMS | PJM_ROR | Internal | Summer | B10 | 1262 | 1600 | 0 | 31.97 | 33.09 | 2 | 0
2015 | MISO_WUMS_2_PJM_ROR | MISO_WUMS | PJM_ROR | Internal | Winter | B16 | 25 | 1600 | 1599.53 | 46.78 | 48.79 | 2 | 0.01
2015 | MISO_WUMS_2_PJM_ROR | MISO_WUMS | PJM_ROR | Internal | Winter | B17 | 100 | 1600 | 1600 | 41.42 | 45.18 | 2 | 1.76
2015 | MISO_WUMS_2_PJM_ROR | MISO_WUMS | PJM_ROR | Internal | Winter | B18 | 400 | 1600 | 0.08 | 37.97 | 39.97 | 2 | 0
2015 | MISO_WUMS_2_PJM_ROR | MISO_WUMS | PJM_ROR | Internal | Winter | B19 | 700 | 1600 | 0 | 36.44 | 38.41 | 2 | 0
2015 | MISO_WUMS_2_PJM_ROR | MISO_WUMS | PJM_ROR | Internal | Winter | B20 | 935 | 1600 | 0 | 33.9 | 34.81 | 2 | 0
2015 | NE_2_MAPP_US | NE | MAPP_US | Internal | Shoulder | B11 | 25 | 1600 | 0 | 46.79 | 39.79 | 5 | 0
2015 | NE_2_MAPP_US | NE | MAPP_US | Internal | Shoulder | B12 | 200 | 1600 | 0 | 39.2 | 32.85 | 5 | 0
2015 | NE_2_MAPP_US | NE | MAPP_US | Internal | Shoulder | B13 | 600 | 1600 | 0 | 37.11 | 30.11 | 5 | 0
2015 | NE_2_MAPP_US | NE | MAPP_US | Internal | Shoulder | B14 | 900 | 1600 | 0 | 36.33 | 29.33 | 5 | 0
2015 | NE_2_MAPP_US | NE | MAPP_US | Internal | Shoulder | B15 | 1203 | 1600 | 0 | 36.2 | 29.2 | 5 | 0
2015 | NE_2_MAPP_US | NE | MAPP_US | Internal | Summer | B1 | 10 | 1600 | 0 | 58.75 | 52.37 | 5 | 0
2015 | NE_2_MAPP_US | NE | MAPP_US | Internal | Summer | B2 | 25 | 1600 | 0 | 57.36 | 50.36 | 5 | 0
2015 | NE_2_MAPP_US | NE | MAPP_US | Internal | Summer | B3 | 75 | 1600 | 0 | 57.36 | 50.36 | 5 | 0
2015 | NE_2_MAPP_US | NE | MAPP_US | Internal | Summer | B4 | 100 | 1600 | 0 | 56.95 | 49.95 | 5 | 0
2015 | NE_2_MAPP_US | NE | MAPP_US | Internal | Summer | B5 | 200 | 1600 | 0 | 52.81 | 45.81 | 5 | 0
2015 | NE_2_MAPP_US | NE | MAPP_US | Internal | Summer | B6 | 300 | 1600 | 0 | 42.1 | 35.1 | 5 | 0
2015 | NE_2_MAPP_US | NE | MAPP_US | Internal | Summer | B7 | 400 | 1600 | 0 | 35.91 | 28.91 | 5 | 0
2015 | NE_2_MAPP_US | NE | MAPP_US | Internal | Summer | B8 | 500 | 1600 | 0 | 33.53 | 26.53 | 5 | 0
2015 | NE_2_MAPP_US | NE | MAPP_US | Internal | Summer | B9 | 800 | 1600 | 0 | 33.53 | 26.53 | 5 | 0
2015 | NE_2_MAPP_US | NE | MAPP_US | Internal | Summer | B10 | 1262 | 1600 | 0 | 33.02 | 26.14 | 5 | 0
2015 | NE_2_MAPP_US | NE | MAPP_US | Internal | Winter | B16 | 25 | 1600 | 0 | 46.77 | 39.77 | 5 | 0
2015 | NE_2_MAPP_US | NE | MAPP_US | Internal | Winter | B17 | 100 | 1600 | 0 | 40.06 | 34.41 | 5 | 0
2015 | NE_2_MAPP_US | NE | MAPP_US | Internal | Winter | B18 | 400 | 1600 | 0 | 38.66 | 31.66 | 5 | 0
2015 | NE_2_MAPP_US | NE | MAPP_US | Internal | Winter | B19 | 700 | 1600 | 0 | 38.66 | 31.66 | 5 | 0
2015 | NE_2_MAPP_US | NE | MAPP_US | Internal | Winter | B20 | 935 | 1600 | 0 | 33.82 | 26.82 | 5 | 0
2015 | NE_2_MISO_W | NE | MISO_W | Internal | Shoulder | B11 | 25 | 1600 | 0 | 46.79 | 46.79 | 5 | 0
2015 | NE_2_MISO_W | NE | MISO_W | Internal | Shoulder | B12 | 200 | 1600 | 0 | 39.2 | 39.85 | 5 | 0
2015 | NE_2_MISO_W | NE | MISO_W | Internal | Shoulder | B13 | 600 | 1600 | 0 | 37.11 | 37.11 | 5 | 0
2015 | NE_2_MISO_W | NE | MISO_W | Internal | Shoulder | B14 | 900 | 1600 | 0 | 36.33 | 36.07 | 5 | 0
2015 | NE_2_MISO_W | NE | MISO_W | Internal | Shoulder | B15 | 1203 | 1600 | 0 | 36.2 | 33.31 | 5 | 0
2015 | NE_2_MISO_W | NE | MISO_W | Internal | Summer | B1 | 10 | 1600 | 0 | 58.75 | 59.37 | 5 | 0
2015 | NE_2_MISO_W | NE | MISO_W | Internal | Summer | B2 | 25 | 1600 | 0 | 57.36 | 56.92 | 5 | 0
2015 | NE_2_MISO_W | NE | MISO_W | Internal | Summer | B3 | 75 | 1600 | 0 | 57.36 | 56.47 | 5 | 0
2015 | NE_2_MISO_W | NE | MISO_W | Internal | Summer | B4 | 100 | 1600 | 0 | 56.95 | 55.69 | 5 | 0
2015 | NE_2_MISO_W | NE | MISO_W | Internal | Summer | B5 | 200 | 1600 | 0 | 52.81 | 46.72 | 5 | 0
2015 | NE_2_MISO_W | NE | MISO_W | Internal | Summer | B6 | 300 | 1600 | 0 | 42.1 | 42.1 | 5 | 0
2015 | NE_2_MISO_W | NE | MISO_W | Internal | Summer | B7 | 400 | 1600 | 0 | 35.91 | 35.91 | 5 | 0
2015 | NE_2_MISO_W | NE | MISO_W | Internal | Summer | B8 | 500 | 1600 | 0 | 33.53 | 33.53 | 5 | 0
2015 | NE_2_MISO_W | NE | MISO_W | Internal | Summer | B9 | 800 | 1600 | 0 | 33.53 | 32.9 | 5 | 0
2015 | NE_2_MISO_W | NE | MISO_W | Internal | Summer | B10 | 1262 | 1600 | 0 | 33.02 | 31.1 | 5 | 0
2015 | NE_2_MISO_W | NE | MISO_W | Internal | Winter | B16 | 25 | 1600 | 0 | 46.77 | 46.77 | 5 | 0
2015 | NE_2_MISO_W | NE | MISO_W | Internal | Winter | B17 | 100 | 1600 | 0 | 40.06 | 41.41 | 5 | 0
2015 | NE_2_MISO_W | NE | MISO_W | Internal | Winter | B18 | 400 | 1600 | 0 | 38.66 | 37.97 | 5 | 0
2015 | NE_2_MISO_W | NE | MISO_W | Internal | Winter | B19 | 700 | 1600 | 0 | 38.66 | 36.43 | 5 | 0
2015 | NE_2_MISO_W | NE | MISO_W | Internal | Winter | B20 | 935 | 1600 | 0 | 33.82 | 32.81 | 5 | 0
2015 | NE_2_SPP_N | NE | SPP_N | Internal | Shoulder | B11 | 25 | 1800 | 1800 | 46.79 | 53.79 | 0.01 | 6.99
2015 | NE_2_SPP_N | NE | SPP_N | Internal | Shoulder | B12 | 200 | 1800 | 1070.81 | 39.2 | 39.21 | 0.01 | 0
2015 | NE_2_SPP_N | NE | SPP_N | Internal | Shoulder | B13 | 600 | 1800 | 1800 | 37.11 | 37.6 | 0.01 | 0.48
2015 | NE_2_SPP_N | NE | SPP_N | Internal | Shoulder | B14 | 900 | 1800 | 1404.54 | 36.33 | 36.34 | 0.01 | 0
2015 | NE_2_SPP_N | NE | SPP_N | Internal | Shoulder | B15 | 1203 | 1800 | 1800 | 36.2 | 36.34 | 0.01 | 0.13
2015 | NE_2_SPP_N | NE | SPP_N | Internal | Summer | B1 | 10 | 1800 | 1329.51 | 58.75 | 58.76 | 0.01 | 0
2015 | NE_2_SPP_N | NE | SPP_N | Internal | Summer | B2 | 25 | 1800 | 1800 | 57.36 | 58.76 | 0.01 | 1.4
2015 | NE_2_SPP_N | NE | SPP_N | Internal | Summer | B3 | 75 | 1800 | 1800 | 57.36 | 58.76 | 0.01 | 1.4
2015 | NE_2_SPP_N | NE | SPP_N | Internal | Summer | B4 | 100 | 1800 | 1360.75 | 56.95 | 56.96 | 0.01 | 0
2015 | NE_2_SPP_N | NE | SPP_N | Internal | Summer | B5 | 200 | 1800 | 1557.67 | 52.81 | 52.82 | 0.01 | 0
2015 | NE_2_SPP_N | NE | SPP_N | Internal | Summer | B6 | 300 | 1800 | 1800 | 42.1 | 49.1 | 0.01 | 6.99
2015 | NE_2_SPP_N | NE | SPP_N | Internal | Summer | B7 | 400 | 1800 | 1800 | 35.91 | 42.91 | 0.01 | 6.99
2015 | NE_2_SPP_N | NE | SPP_N | Internal | Summer | B8 | 500 | 1800 | 1800 | 33.53 | 36.69 | 0.01 | 3.15
2015 | NE_2_SPP_N | NE | SPP_N | Internal | Summer | B9 | 800 | 1800 | 1800 | 33.53 | 35.12 | 0.01 | 1.57
2015 | NE_2_SPP_N | NE | SPP_N | Internal | Summer | B10 | 1262 | 1800 | 1800 | 33.02 | 34.55 | 0.01 | 1.52
2015 | NE_2_SPP_N | NE | SPP_N | Internal | Winter | B16 | 25 | 1800 | 1784.28 | 46.77 | 46.78 | 0.01 | 0
2015 | NE_2_SPP_N | NE | SPP_N | Internal | Winter | B17 | 100 | 1800 | 1164.28 | 40.06 | 40.07 | 0.01 | 0
2015 | NE_2_SPP_N | NE | SPP_N | Internal | Winter | B18 | 400 | 1800 | 1799.99 | 38.66 | 38.72 | 0.01 | 0.05
2015 | NE_2_SPP_N | NE | SPP_N | Internal | Winter | B19 | 700 | 1800 | 1234.35 | 38.66 | 38.67 | 0.01 | 0
2015 | NE_2_SPP_N | NE | SPP_N | Internal | Winter | B20 | 935 | 1800 | 1800 | 33.82 | 38.07 | 0.01 | 4.24
2015 | NEISO_2_NYISO_A-F | NEISO | NYISO_A-F | Internal | Shoulder | B11 | 25 | 600 | 599.99 | 36.73 | 40.57 | 3 | 0.84
2015 | NEISO_2_NYISO_A-F | NEISO | NYISO_A-F | Internal | Shoulder | B12 | 200 | 600 | 599.99 | 36.73 | 39.83 | 3 | 0.11
2015 | NEISO_2_NYISO_A-F | NEISO | NYISO_A-F | Internal | Shoulder | B13 | 600 | 600 | 0 | 36.73 | 38.42 | 3 | 0
2015 | NEISO_2_NYISO_A-F | NEISO | NYISO_A-F | Internal | Shoulder | B14 | 900 | 600 | 0 | 36.73 | 38.42 | 3 | 0
2015 | NEISO_2_NYISO_A-F | NEISO | NYISO_A-F | Internal | Shoulder | B15 | 1203 | 600 | 0 | 36.73 | 38.42 | 3 | 0
2015 | NEISO_2_NYISO_A-F | NEISO | NYISO_A-F | Internal | Summer | B1 | 10 | 600 | 0 | 57.51 | 53.39 | 3 | 0
2015 | NEISO_2_NYISO_A-F | NEISO | NYISO_A-F | Internal | Summer | B2 | 25 | 600 | 0 | 53.66 | 51.8 | 3 | 0
2015 | NEISO_2_NYISO_A-F | NEISO | NYISO_A-F | Internal | Summer | B3 | 75 | 600 | 0 | 47.15 | 48.95 | 3 | 0
2015 | NEISO_2_NYISO_A-F | NEISO | NYISO_A-F | Internal | Summer | B4 | 100 | 600 | 600 | 37.76 | 45.28 | 3 | 4.52
2015 | NEISO_2_NYISO_A-F | NEISO | NYISO_A-F | Internal | Summer | B5 | 200 | 600 | 600 | 34.08 | 43 | 3 | 5.92
2015 | NEISO_2_NYISO_A-F | NEISO | NYISO_A-F | Internal | Summer | B6 | 300 | 600 | 600 | 34.08 | 42.09 | 3 | 5.01
2015 | NEISO_2_NYISO_A-F | NEISO | NYISO_A-F | Internal | Summer | B7 | 400 | 600 | 600 | 34.08 | 38.17 | 3 | 1.09
2015 | NEISO_2_NYISO_A-F | NEISO | NYISO_A-F | Internal | Summer | B8 | 500 | 600 | 592.26 | 34.08 | 37.08 | 3 | 0
2015 | NEISO_2_NYISO_A-F | NEISO | NYISO_A-F | Internal | Summer | B9 | 800 | 600 | 0.01 | 34.08 | 37.07 | 3 | 0
2015 | NEISO_2_NYISO_A-F | NEISO | NYISO_A-F | Internal | Summer | B10 | 1262 | 600 | 0 | 34.08 | 37.07 | 3 | 0
2015 | NEISO_2_NYISO_A-F | NEISO | NYISO_A-F | Internal | Winter | B16 | 25 | 600 | 0 | 44.99 | 45.86 | 3 | 0
2015 | NEISO_2_NYISO_A-F | NEISO | NYISO_A-F | Internal | Winter | B17 | 100 | 600 | 0 | 44.99 | 43.08 | 3 | 0
2015 | NEISO_2_NYISO_A-F | NEISO | NYISO_A-F | Internal | Winter | B18 | 400 | 600 | 0 | 44.99 | 43.08 | 3 | 0
2015 | NEISO_2_NYISO_A-F | NEISO | NYISO_A-F | Internal | Winter | B19 | 700 | 600 | 0 | 44.99 | 43.08 | 3 | 0
2015 | NEISO_2_NYISO_A-F | NEISO | NYISO_A-F | Internal | Winter | B20 | 935 | 600 | 0 | 44.99 | 43.08 | 3 | 0
2015 | NEISO_2_NYISO_G-I | NEISO | NYISO_G-I | Internal | Shoulder | B11 | 25 | 600 | 600 | 36.73 | 40.85 | 3 | 1.12
2015 | NEISO_2_NYISO_G-I | NEISO | NYISO_G-I | Internal | Shoulder | B12 | 200 | 600 | 600 | 36.73 | 40.85 | 3 | 1.12
2015 | NEISO_2_NYISO_G-I | NEISO | NYISO_G-I | Internal | Shoulder | B13 | 600 | 600 | 231.7 | 36.73 | 39.73 | 3 | 0
2015 | NEISO_2_NYISO_G-I | NEISO | NYISO_G-I | Internal | Shoulder | B14 | 900 | 600 | 0 | 36.73 | 39.38 | 3 | 0
2015 | NEISO_2_NYISO_G-I | NEISO | NYISO_G-I | Internal | Shoulder | B15 | 1203 | 600 | 0 | 36.73 | 38.43 | 3 | 0
2015 | NEISO_2_NYISO_G-I | NEISO | NYISO_G-I | Internal | Summer | B1 | 10 | 600 | 0.94 | 57.51 | 60.5 | 3 | 0
2015 | NEISO_2_NYISO_G-I | NEISO | NYISO_G-I | Internal | Summer | B2 | 25 | 600 | 0 | 53.66 | 54.06 | 3 | 0
2015 | NEISO_2_NYISO_G-I | NEISO | NYISO_G-I | Internal | Summer | B3 | 75 | 600 | 0.13 | 47.15 | 50.14 | 3 | 0
2015 | NEISO_2_NYISO_G-I | NEISO | NYISO_G-I | Internal | Summer | B4 | 100 | 600 | 600 | 37.76 | 50.14 | 3 | 9.38
2015 | NEISO_2_NYISO_G-I | NEISO | NYISO_G-I | Internal | Summer | B5 | 200 | 600 | 600 | 34.08 | 50.14 | 3 | 13.05
2015 | NEISO_2_NYISO_G-I | NEISO | NYISO_G-I | Internal | Summer | B6 | 300 | 600 | 600 | 34.08 | 50.11 | 3 | 13.03
2015 | NEISO_2_NYISO_G-I | NEISO | NYISO_G-I | Internal | Summer | B7 | 400 | 600 | 600 | 34.08 | 38.18 | 3 | 1.1
2015 | NEISO_2_NYISO_G-I | NEISO | NYISO_G-I | Internal | Summer | B8 | 500 | 600 | 600 | 34.08 | 37.75 | 3 | 0.67
2015 | NEISO_2_NYISO_G-I | NEISO | NYISO_G-I | Internal | Summer | B9 | 800 | 600 | 395.06 | 34.08 | 37.08 | 3 | 0
2015 | NEISO_2_NYISO_G-I | NEISO | NYISO_G-I | Internal | Summer | B10 | 1262 | 600 | 256.66 | 34.08 | 37.08 | 3 | 0
2015 | NEISO_2_NYISO_G-I | NEISO | NYISO_G-I | Internal | Winter | B16 | 25 | 600 | 600 | 44.99 | 51.77 | 3 | 3.78
2015 | NEISO_2_NYISO_G-I | NEISO | NYISO_G-I | Internal | Winter | B17 | 100 | 600 | 600 | 44.99 | 51.49 | 3 | 3.5
2015 | NEISO_2_NYISO_G-I | NEISO | NYISO_G-I | Internal | Winter | B18 | 400 | 600 | 600 | 44.99 | 50.29 | 3 | 2.3
2015 | NEISO_2_NYISO_G-I | NEISO | NYISO_G-I | Internal | Winter | B19 | 700 | 600 | 481.4 | 44.99 | 47.99 | 3 | 0
2015 | NEISO_2_NYISO_G-I | NEISO | NYISO_G-I | Internal | Winter | B20 | 935 | 600 | 0 | 44.99 | 46.43 | 3 | 0
2015 | NEISO_2_NYISO_J-K | NEISO | NYISO_J-K | Internal | Shoulder | B11 | 25 | 430 | 430 | 36.73 | 40.86 | 3 | 1.13
2015 | NEISO_2_NYISO_J-K | NEISO | NYISO_J-K | Internal | Shoulder | B12 | 200 | 430 | 430 | 36.73 | 40.86 | 3 | 1.13
2015 | NEISO_2_NYISO_J-K | NEISO | NYISO_J-K | Internal | Shoulder | B13 | 600 | 430 | 429.98 | 36.73 | 39.74 | 3 | 0.01
2015 | NEISO_2_NYISO_J-K | NEISO | NYISO_J-K | Internal | Shoulder | B14 | 900 | 430 | 0 | 36.73 | 39.39 | 3 | 0
2015 | NEISO_2_NYISO_J-K | NEISO | NYISO_J-K | Internal | Shoulder | B15 | 1203 | 430 | 0 | 36.73 | 38.44 | 3 | 0
2015 | NEISO_2_NYISO_J-K | NEISO | NYISO_J-K | Internal | Summer | B1 | 10 | 430 | 255.76 | 57.51 | 60.51 | 3 | 0
2015 | NEISO_2_NYISO_J-K | NEISO | NYISO_J-K | Internal | Summer | B2 | 25 | 430 | 0 | 53.66 | 54.07 | 3 | 0
2015 | NEISO_2_NYISO_J-K | NEISO | NYISO_J-K | Internal | Summer | B3 | 75 | 430 | 52.69 | 47.15 | 50.15 | 3 | 0
2015 | NEISO_2_NYISO_J-K | NEISO | NYISO_J-K | Internal | Summer | B4 | 100 | 430 | 430 | 37.76 | 50.15 | 3 | 9.39
2015 | NEISO_2_NYISO_J-K | NEISO | NYISO_J-K | Internal | Summer | B5 | 200 | 430 | 430 | 34.08 | 50.15 | 3 | 13.07
2015 | NEISO_2_NYISO_J-K | NEISO | NYISO_J-K | Internal | Summer | B6 | 300 | 430 | 430 | 34.08 | 50.12 | 3 | 13.04
2015 | NEISO_2_NYISO_J-K | NEISO | NYISO_J-K | Internal | Summer | B7 | 400 | 430 | 430 | 34.08 | 38.2 | 3 | 1.11
2015 | NEISO_2_NYISO_J-K | NEISO | NYISO_J-K | Internal | Summer | B8 | 500 | 430 | 430 | 34.08 | 37.77 | 3 | 0.69
2015 | NEISO_2_NYISO_J-K | NEISO | NYISO_J-K | Internal | Summer | B9 | 800 | 430 | 429.99 | 34.08 | 37.09 | 3 | 0.01
2015 | NEISO_2_NYISO_J-K | NEISO | NYISO_J-K | Internal | Summer | B10 | 1262 | 430 | 429.99 | 34.08 | 37.09 | 3 | 0.01
2015 | NEISO_2_NYISO_J-K | NEISO | NYISO_J-K | Internal | Winter | B16 | 25 | 430 | 430 | 44.99 | 51.78 | 3 | 3.79
2015 | NEISO_2_NYISO_J-K | NEISO | NYISO_J-K | Internal | Winter | B17 | 100 | 430 | 430 | 44.99 | 51.5 | 3 | 3.51
2015 | NEISO_2_NYISO_J-K | NEISO | NYISO_J-K | Internal | Winter | B18 | 400 | 430 | 430 | 44.99 | 50.3 | 3 | 2.31
2015 | NEISO_2_NYISO_J-K | NEISO | NYISO_J-K | Internal | Winter | B19 | 700 | 430 | 430 | 44.99 | 48.68 | 3 | 0.69
2015 | NEISO_2_NYISO_J-K | NEISO | NYISO_J-K | Internal | Winter | B20 | 935 | 430 | 0 | 44.99 | 46.44 | 3 | 0
2015 | NonRTO_Midwest_2_MISO_IN | NonRTO_Midwest | MISO_IN | Internal | Shoulder | B11 | 25 | 4450 | 0 | 54.79 | 46.79 | 8 | 0
2015 | NonRTO_Midwest_2_MISO_IN | NonRTO_Midwest | MISO_IN | Internal | Shoulder | B12 | 200 | 4450 | 0 | 47.86 | 39.86 | 8 | 0
2015 | NonRTO_Midwest_2_MISO_IN | NonRTO_Midwest | MISO_IN | Internal | Shoulder | B13 | 600 | 4450 | 0 | 44.83 | 37.5 | 8 | 0
2015 | NonRTO_Midwest_2_MISO_IN | NonRTO_Midwest | MISO_IN | Internal | Shoulder | B14 | 900 | 4450 | 0 | 35.24 | 36.07 | 8 | 0
2015 | NonRTO_Midwest_2_MISO_IN | NonRTO_Midwest | MISO_IN | Internal | Shoulder | B15 | 1203 | 4450 | 0 | 33.64 | 33.74 | 8 | 0
2015 | NonRTO_Midwest_2_MISO_IN | NonRTO_Midwest | MISO_IN | Internal | Summer | B1 | 10 | 4450 | 0 | 63.36 | 59.38 | 8 | 0
2015 | NonRTO_Midwest_2_MISO_IN | NonRTO_Midwest | MISO_IN | Internal | Summer | B2 | 25 | 4450 | 0 | 63.36 | 56.93 | 8 | 0
2015 | NonRTO_Midwest_2_MISO_IN | NonRTO_Midwest | MISO_IN | Internal | Summer | B3 | 75 | 4450 | 0 | 63.36 | 56.39 | 8 | 0
2015 | NonRTO_Midwest_2_MISO_IN | NonRTO_Midwest | MISO_IN | Internal | Summer | B4 | 100 | 4450 | 0 | 62.01 | 54.01 | 8 | 0
2015 | NonRTO_Midwest_2_MISO_IN | NonRTO_Midwest | MISO_IN | Internal | Summer | B5 | 200 | 4450 | 0 | 54.71 | 46.71 | 8 | 0
2015 | NonRTO_Midwest_2_MISO_IN | NonRTO_Midwest | MISO_IN | Internal | Summer | B6 | 300 | 4450 | 0 | 47.73 | 42.09 | 8 | 0
2015 | NonRTO_Midwest_2_MISO_IN | NonRTO_Midwest | MISO_IN | Internal | Summer | B7 | 400 | 4450 | 0 | 35.24 | 35.92 | 8 | 0
2015 | NonRTO_Midwest_2_MISO_IN | NonRTO_Midwest | MISO_IN | Internal | Summer | B8 | 500 | 4450 | 0 | 34.32 | 34.4 | 8 | 0
2015 | NonRTO_Midwest_2_MISO_IN | NonRTO_Midwest | MISO_IN | Internal | Summer | B9 | 800 | 4450 | 0 | 33.64 | 33.29 | 8 | 0
2015 | NonRTO_Midwest_2_MISO_IN | NonRTO_Midwest | MISO_IN | Internal | Summer | B10 | 1262 | 4450 | 0 | 32.79 | 32.29 | 8 | 0
2015 | NonRTO_Midwest_2_MISO_IN | NonRTO_Midwest | MISO_IN | Internal | Winter | B16 | 25 | 4450 | 0 | 54.79 | 46.79 | 8 | 0
2015 | NonRTO_Midwest_2_MISO_IN | NonRTO_Midwest | MISO_IN | Internal | Winter | B17 | 100 | 4450 | 0 | 51.01 | 43.01 | 8 | 0
2015 | NonRTO_Midwest_2_MISO_IN | NonRTO_Midwest | MISO_IN | Internal | Winter | B18 | 400 | 4450 | 0 | 45.97 | 37.97 | 8 | 0
2015 | NonRTO_Midwest_2_MISO_IN | NonRTO_Midwest | MISO_IN | Internal | Winter | B19 | 700 | 4450 | 0 | 35.46 | 36.41 | 8 | 0
2015 | NonRTO_Midwest_2_MISO_IN | NonRTO_Midwest | MISO_IN | Internal | Winter | B20 | 935 | 4450 | 0 | 33.67 | 33.24 | 8 | 0
2015 | NonRTO_Midwest_2_TVA_Transmission | NonRTO_Midwest | TVA_Transmission | Internal | Shoulder | B11 | 25 | 2400 | 0 | 54.79 | 54 | 8 | 0
2015 | NonRTO_Midwest_2_TVA_Transmission | NonRTO_Midwest | TVA_Transmission | Internal | Shoulder | B12 | 200 | 2400 | 0 | 47.86 | 43.34 | 8 | 0
2015 | NonRTO_Midwest_2_TVA_Transmission | NonRTO_Midwest | TVA_Transmission | Internal | Shoulder | B13 | 600 | 2400 | 0 | 44.83 | 41.38 | 8 | 0
2015 | NonRTO_Midwest_2_TVA_Transmission | NonRTO_Midwest | TVA_Transmission | Internal | Shoulder | B14 | 900 | 2400 | 0 | 35.24 | 40.06 | 8 | 0
2015 | NonRTO_Midwest_2_TVA_Transmission | NonRTO_Midwest | TVA_Transmission | Internal | Shoulder | B15 | 1203 | 2400 | 0 | 33.64 | 39.2 | 8 | 0
2015 | NonRTO_Midwest_2_TVA_Transmission | NonRTO_Midwest | TVA_Transmission | Internal | Summer | B1 | 10 | 2400 | 0 | 63.36 | 67.38 | 8 | 0
2015 | NonRTO_Midwest_2_TVA_Transmission | NonRTO_Midwest | TVA_Transmission | Internal | Summer | B2 | 25 | 2400 | 0 | 63.36 | 64.92 | 8 | 0
2015 | NonRTO_Midwest_2_TVA_Transmission | NonRTO_Midwest | TVA_Transmission | Internal | Summer | B3 | 75 | 2400 | 0 | 63.36 | 62.94 | 8 | 0
2015 | NonRTO_Midwest_2_TVA_Transmission | NonRTO_Midwest | TVA_Transmission | Internal | Summer | B4 | 100 | 2400 | 0 | 62.01 | 62.01 | 8 | 0
2015 | NonRTO_Midwest_2_TVA_Transmission | NonRTO_Midwest | TVA_Transmission | Internal | Summer | B5 | 200 | 2400 | 0 | 54.71 | 52.76 | 8 | 0
2015 | NonRTO_Midwest_2_TVA_Transmission | NonRTO_Midwest | TVA_Transmission | Internal | Summer | B6 | 300 | 2400 | 0 | 47.73 | 46.64 | 8 | 0
2015 | NonRTO_Midwest_2_TVA_Transmission | NonRTO_Midwest | TVA_Transmission | Internal | Summer | B7 | 400 | 2400 | 0 | 35.24 | 41.82 | 8 | 0
2015 | NonRTO_Midwest_2_TVA_Transmission | NonRTO_Midwest | TVA_Transmission | Internal | Summer | B8 | 500 | 2400 | 0 | 34.32 | 38.96 | 8 | 0
2015 | NonRTO_Midwest_2_TVA_Transmission | NonRTO_Midwest | TVA_Transmission | Internal | Summer | B9 | 800 | 2400 | 0 | 33.64 | 38.31 | 8 | 0
2015 | NonRTO_Midwest_2_TVA_Transmission | NonRTO_Midwest | TVA_Transmission | Internal | Summer | B10 | 1262 | 2400 | 0 | 32.79 | 36.41 | 8 | 0
2015 | NonRTO_Midwest_2_TVA_Transmission | NonRTO_Midwest | TVA_Transmission | Internal | Winter | B16 | 25 | 2400 | 0 | 54.79 | 54.68 | 8 | 0
2015 | NonRTO_Midwest_2_TVA_Transmission | NonRTO_Midwest | TVA_Transmission | Internal | Winter | B17 | 100 | 2400 | 0 | 51.01 | 45.86 | 8 | 0
2015 | NonRTO_Midwest_2_TVA_Transmission | NonRTO_Midwest | TVA_Transmission | Internal | Winter | B18 | 400 | 2400 | 0 | 45.97 | 42.12 | 8 | 0
2015 | NonRTO_Midwest_2_TVA_Transmission | NonRTO_Midwest | TVA_Transmission | Internal | Winter | B19 | 700 | 2400 | 0 | 35.46 | 40.33 | 8 | 0
2015 | NonRTO_Midwest_2_TVA_Transmission | NonRTO_Midwest | TVA_Transmission | Internal | Winter | B20 | 935 | 2400 | 0 | 33.67 | 39.07 | 8 | 0
2015 | NYISO_A-F_2_IESO | NYISO_A-F | IESO | Internal | Shoulder | B11 | 25 | 1600 | 0 | 40.57 | 33.57 | 7 | 0
2015 | NYISO_A-F_2_IESO | NYISO_A-F | IESO | Internal | Shoulder | B12 | 200 | 1600 | 0 | 39.83 | 32.83 | 7 | 0
2015 | NYISO_A-F_2_IESO | NYISO_A-F | IESO | Internal | Shoulder | B13 | 600 | 1600 | 0 | 38.42 | 29.08 | 7 | 0
2015 | NYISO_A-F_2_IESO | NYISO_A-F | IESO | Internal | Shoulder | B14 | 900 | 1600 | 0 | 38.42 | 29.08 | 7 | 0
2015 | NYISO_A-F_2_IESO | NYISO_A-F | IESO | Internal | Shoulder | B15 | 1203 | 1600 | 0 | 38.42 | 29.08 | 7 | 0
2015 | NYISO_A-F_2_IESO | NYISO_A-F | IESO | Internal | Summer | B1 | 10 | 1600 | 0 | 53.39 | 46.39 | 7 | 0
2015 | NYISO_A-F_2_IESO | NYISO_A-F | IESO | Internal | Summer | B2 | 25 | 1600 | 0 | 51.8 | 44.8 | 7 | 0
2015 | NYISO_A-F_2_IESO | NYISO_A-F | IESO | Internal | Summer | B3 | 75 | 1600 | 0 | 48.95 | 38.93 | 7 | 0
2015 | NYISO_A-F_2_IESO | NYISO_A-F | IESO | Internal | Summer | B4 | 100 | 1600 | 0 | 45.28 | 38.28 | 7 | 0
2015 | NYISO_A-F_2_IESO | NYISO_A-F | IESO | Internal | Summer | B5 | 200 | 1600 | 0 | 43 | 36 | 7 | 0
2015 | NYISO_A-F_2_IESO | NYISO_A-F | IESO | Internal | Summer | B6 | 300 | 1600 | 0 | 42.09 | 35.09 | 7 | 0
2015 | NYISO_A-F_2_IESO | NYISO_A-F | IESO | Internal | Summer | B7 | 400 | 1600 | 0 | 38.17 | 28.93 | 7 | 0
2015 | NYISO_A-F_2_IESO | NYISO_A-F | IESO | Internal | Summer | B8 | 500 | 1600 | 0 | 37.08 | 27.42 | 7 | 0
2015 | NYISO_A-F_2_IESO | NYISO_A-F | IESO | Internal | Summer | B9 | 800 | 1600 | 0 | 37.07 | 27.42 | 7 | 0
2015 | NYISO_A-F_2_IESO | NYISO_A-F | IESO | Internal | Summer | B10 | 1262 | 1600 | 0 | 37.07 | 27.42 | 7 | 0
2015 | NYISO_A-F_2_IESO | NYISO_A-F | IESO | Internal | Winter | B16 | 25 | 1600 | 0 | 45.86 | 38.86 | 7 | 0
2015 | NYISO_A-F_2_IESO | NYISO_A-F | IESO | Internal | Winter | B17 | 100 | 1600 | 0 | 43.08 | 36 | 7 | 0
2015 | NYISO_A-F_2_IESO | NYISO_A-F | IESO | Internal | Winter | B18 | 400 | 1600 | 0 | 43.08 | 36 | 7 | 0
2015 | NYISO_A-F_2_IESO | NYISO_A-F | IESO | Internal | Winter | B19 | 700 | 1600 | 0 | 43.08 | 36 | 7 | 0
2015 | NYISO_A-F_2_IESO | NYISO_A-F | IESO | Internal | Winter | B20 | 935 | 1600 | 0 | 43.08 | 36 | 7 | 0
2015 | NYISO_A-F_2_NEISO | NYISO_A-F | NEISO | Internal | Shoulder | B11 | 25 | 600 | 0 | 40.57 | 36.73 | 3 | 0
2015 | NYISO_A-F_2_NEISO | NYISO_A-F | NEISO | Internal | Shoulder | B12 | 200 | 600 | 0 | 39.83 | 36.73 | 3 | 0
2015 | NYISO_A-F_2_NEISO | NYISO_A-F | NEISO | Internal | Shoulder | B13 | 600 | 600 | 0 | 38.42 | 36.73 | 3 | 0
2015 | NYISO_A-F_2_NEISO | NYISO_A-F | NEISO | Internal | Shoulder | B14 | 900 | 600 | 0 | 38.42 | 36.73 | 3 | 0
2015 | NYISO_A-F_2_NEISO | NYISO_A-F | NEISO | Internal | Shoulder | B15 | 1203 | 600 | 0 | 38.42 | 36.73 | 3 | 0
2015 | NYISO_A-F_2_NEISO | NYISO_A-F | NEISO | Internal | Summer | B1 | 10 | 600 | 599.99 | 53.39 | 57.51 | 3 | 1.12
2015 | NYISO_A-F_2_NEISO | NYISO_A-F | NEISO | Internal | Summer | B2 | 25 | 600 | 0 | 51.8 | 53.66 | 3 | 0
2015 | NYISO_A-F_2_NEISO | NYISO_A-F | NEISO | Internal | Summer | B3 | 75 | 600 | 0 | 48.95 | 47.15 | 3 | 0
2015 | NYISO_A-F_2_NEISO | NYISO_A-F | NEISO | Internal | Summer | B4 | 100 | 600 | 0 | 45.28 | 37.76 | 3 | 0
2015 | NYISO_A-F_2_NEISO | NYISO_A-F | NEISO | Internal | Summer | B5 | 200 | 600 | 0 | 43 | 34.08 | 3 | 0
2015 | NYISO_A-F_2_NEISO | NYISO_A-F | NEISO | Internal | Summer | B6 | 300 | 600 | 0 | 42.09 | 34.08 | 3 | 0
2015 | NYISO_A-F_2_NEISO | NYISO_A-F | NEISO | Internal | Summer | B7 | 400 | 600 | 0 | 38.17 | 34.08 | 3 | 0
2015 | NYISO_A-F_2_NEISO | NYISO_A-F | NEISO | Internal | Summer | B8 | 500 | 600 | 0 | 37.08 | 34.08 | 3 | 0
2015 | NYISO_A-F_2_NEISO | NYISO_A-F | NEISO | Internal | Summer | B9 | 800 | 600 | 0 | 37.07 | 34.08 | 3 | 0
2015 | NYISO_A-F_2_NEISO | NYISO_A-F | NEISO | Internal | Summer | B10 | 1262 | 600 | 0 | 37.07 | 34.08 | 3 | 0
2015 | NYISO_A-F_2_NEISO | NYISO_A-F | NEISO | Internal | Winter | B16 | 25 | 600 | 0 | 45.86 | 44.99 | 3 | 0
2015 | NYISO_A-F_2_NEISO | NYISO_A-F | NEISO | Internal | Winter | B17 | 100 | 600 | 0 | 43.08 | 44.99 | 3 | 0
2015 | NYISO_A-F_2_NEISO | NYISO_A-F | NEISO | Internal | Winter | B18 | 400 | 600 | 0 | 43.08 | 44.99 | 3 | 0
2015 | NYISO_A-F_2_NEISO | NYISO_A-F | NEISO | Internal | Winter | B19 | 700 | 600 | 0 | 43.08 | 44.99 | 3 | 0
2015 | NYISO_A-F_2_NEISO | NYISO_A-F | NEISO | Internal | Winter | B20 | 935 | 600 | 0 | 43.08 | 44.99 | 3 | 0
2015 | NYISO_A-F_2_NYISO_G-I | NYISO_A-F | NYISO_G-I | Internal | Shoulder | B11 | 25 | 4250 | 4249.98 | 40.57 | 40.85 | 0.01 | 0.26
2015 | NYISO_A-F_2_NYISO_G-I | NYISO_A-F | NYISO_G-I | Internal | Shoulder | B12 | 200 | 4250 | 4250 | 39.83 | 40.85 | 0.01 | 1
2015 | NYISO_A-F_2_NYISO_G-I | NYISO_A-F | NYISO_G-I | Internal | Shoulder | B13 | 600 | 4250 | 4250 | 38.42 | 39.73 | 0.01 | 1.3
2015 | NYISO_A-F_2_NYISO_G-I | NYISO_A-F | NYISO_G-I | Internal | Shoulder | B14 | 900 | 4250 | 4250 | 38.42 | 39.38 | 0.01 | 0.95
2015 | NYISO_A-F_2_NYISO_G-I | NYISO_A-F | NYISO_G-I | Internal | Shoulder | B15 | 1203 | 4250 | 3216.4 | 38.42 | 38.43 | 0.01 | 0
2015 | NYISO_A-F_2_NYISO_G-I | NYISO_A-F | NYISO_G-I | Internal | Summer | B1 | 10 | 4250 | 4250 | 53.39 | 60.5 | 0.01 | 7.09
2015 | NYISO_A-F_2_NYISO_G-I | NYISO_A-F | NYISO_G-I | Internal | Summer | B2 | 25 | 4250 | 4250 | 51.8 | 54.06 | 0.01 | 2.25
2015 | NYISO_A-F_2_NYISO_G-I | NYISO_A-F | NYISO_G-I | Internal | Summer | B3 | 75 | 4250 | 4250 | 48.95 | 50.14 | 0.01 | 1.17
2015 | NYISO_A-F_2_NYISO_G-I | NYISO_A-F | NYISO_G-I | Internal | Summer | B4 | 100 | 4250 | 4250 | 45.28 | 50.14 | 0.01 | 4.84
2015 | NYISO_A-F_2_NYISO_G-I | NYISO_A-F | NYISO_G-I | Internal | Summer | B5 | 200 | 4250 | 4250 | 43 | 50.14 | 0.01 | 7.12
2015 | NYISO_A-F_2_NYISO_G-I | NYISO_A-F | NYISO_G-I | Internal | Summer | B6 | 300 | 4250 | 4250 | 42.09 | 50.11 | 0.01 | 8.01
2015 | NYISO_A-F_2_NYISO_G-I | NYISO_A-F | NYISO_G-I | Internal | Summer | B7 | 400 | 4250 | 3853.52 | 38.17 | 38.18 | 0.01 | 0
2015 | NYISO_A-F_2_NYISO_G-I | NYISO_A-F | NYISO_G-I | Internal | Summer | B8 | 500 | 4250 | 4250 | 37.08 | 37.75 | 0.01 | 0.66
2015 | NYISO_A-F_2_NYISO_G-I | NYISO_A-F | NYISO_G-I | Internal | Summer | B9 | 800 | 4250 | 3515.51 | 37.07 | 37.08 | 0.01 | 0
2015 | NYISO_A-F_2_NYISO_G-I | NYISO_A-F | NYISO_G-I | Internal | Summer | B10 | 1262 | 4250 | 1466.43 | 37.07 | 37.08 | 0.01 | 0
2015 | NYISO_A-F_2_NYISO_G-I | NYISO_A-F | NYISO_G-I | Internal | Winter | B16 | 25 | 4250 | 4250 | 45.86 | 51.77 | 0.01 | 5.9
2015 | NYISO_A-F_2_NYISO_G-I | NYISO_A-F | NYISO_G-I | Internal | Winter | B17 | 100 | 4250 | 4250 | 43.08 | 51.49 | 0.01 | 8.4
2015 | NYISO_A-F_2_NYISO_G-I | NYISO_A-F | NYISO_G-I | Internal | Winter | B18 | 400 | 4250 | 4250 | 43.08 | 50.29 | 0.01 | 7.2
2015 | NYISO_A-F_2_NYISO_G-I | NYISO_A-F | NYISO_G-I | Internal | Winter | B19 | 700 | 4250 | 4250 | 43.08 | 47.99 | 0.01 | 4.9
2015 | NYISO_A-F_2_NYISO_G-I | NYISO_A-F | NYISO_G-I | Internal | Winter | B20 | 935 | 4250 | 4250 | 43.08 | 46.43 | 0.01 | 3.34
2015 | NYISO_A-F_2_PJM_ROM | NYISO_A-F | PJM_ROM | Internal | Shoulder | B11 | 25 | 1000 | 439.99 | 40.57 | 48.57 | 8 | 0
2015 | NYISO_A-F_2_PJM_ROM | NYISO_A-F | PJM_ROM | Internal | Shoulder | B12 | 200 | 1000 | 0 | 39.83 | 41.87 | 8 | 0
2015 | NYISO_A-F_2_PJM_ROM | NYISO_A-F | PJM_ROM | Internal | Shoulder | B13 | 600 | 1000 | 0 | 38.42 | 39.57 | 8 | 0
2015 | NYISO_A-F_2_PJM_ROM | NYISO_A-F | PJM_ROM | Internal | Shoulder | B14 | 900 | 1000 | 0 | 38.42 | 38.08 | 8 | 0
2015 | NYISO_A-F_2_PJM_ROM | NYISO_A-F | PJM_ROM | Internal | Shoulder | B15 | 1203 | 1000 | 0 | 38.42 | 37.17 | 8 | 0
2015 | NYISO_A-F_2_PJM_ROM | NYISO_A-F | PJM_ROM | Internal | Summer | B1 | 10 | 1000 | 626.4 | 53.39 | 61.39 | 8 | 0
2015 | NYISO_A-F_2_PJM_ROM | NYISO_A-F | PJM_ROM | Internal | Summer | B2 | 25 | 1000 | 0 | 51.8 | 58.93 | 8 | 0
2015 | NYISO_A-F_2_PJM_ROM | NYISO_A-F | PJM_ROM | Internal | Summer | B3 | 75 | 1000 | 892.29 | 48.95 | 56.95 | 8 | 0
2015 | NYISO_A-F_2_PJM_ROM | NYISO_A-F | PJM_ROM | Internal | Summer | B4 | 100 | 1000 | 1000 | 45.28 | 56 | 8 | 2.72
2015 | NYISO_A-F_2_PJM_ROM | NYISO_A-F | PJM_ROM | Internal | Summer | B5 | 200 | 1000 | 0 | 43 | 48.72 | 8 | 0
2015 | NYISO_A-F_2_PJM_ROM | NYISO_A-F | PJM_ROM | Internal | Summer | B6 | 300 | 1000 | 0 | 42.09 | 44.1 | 8 | 0
2015 | NYISO_A-F_2_PJM_ROM | NYISO_A-F | PJM_ROM | Internal | Summer | B7 | 400 | 1000 | 0 | 38.17 | 37.94 | 8 | 0
2015 | NYISO_A-F_2_PJM_ROM | NYISO_A-F | PJM_ROM | Internal | Summer | B8 | 500 | 1000 | 0 | 37.08 | 37.43 | 8 | 0
2015 | NYISO_A-F_2_PJM_ROM | NYISO_A-F | PJM_ROM | Internal | Summer | B9 | 800 | 1000 | 0 | 37.07 | 35.21 | 8 | 0
2015 | NYISO_A-F_2_PJM_ROM | NYISO_A-F | PJM_ROM | Internal | Summer | B10 | 1262 | 1000 | 0 | 37.07 | 34.75 | 8 | 0
2015 | NYISO_A-F_2_PJM_ROM | NYISO_A-F | PJM_ROM | Internal | Winter | B16 | 25 | 1000 | 0 | 45.86 | 48.81 | 8 | 0
2015 | NYISO_A-F_2_PJM_ROM | NYISO_A-F | PJM_ROM | Internal | Winter | B17 | 100 | 1000 | 0 | 43.08 | 45.48 | 8 | 0
2015 | NYISO_A-F_2_PJM_ROM | NYISO_A-F | PJM_ROM | Internal | Winter | B18 | 400 | 1000 | 0 | 43.08 | 44.29 | 8 | 0
2015 | NYISO_A-F_2_PJM_ROM | NYISO_A-F | PJM_ROM | Internal | Winter | B19 | 700 | 1000 | 0 | 43.08 | 41.95 | 8 | 0
2015 | NYISO_A-F_2_PJM_ROM | NYISO_A-F | PJM_ROM | Internal | Winter | B20 | 935 | 1000 | 0 | 43.08 | 37.47 | 8 | 0
2015 | NYISO_G-I_2_NEISO | NYISO_G-I | NEISO | Internal | Shoulder | B11 | 25 | 600 | 0 | 40.85 | 36.73 | 3 | 0
2015 | NYISO_G-I_2_NEISO | NYISO_G-I | NEISO | Internal | Shoulder | B12 | 200 | 600 | 0 | 40.85 | 36.73 | 3 | 0
2015 | NYISO_G-I_2_NEISO | NYISO_G-I | NEISO | Internal | Shoulder | B13 | 600 | 600 | 0 | 39.73 | 36.73 | 3 | 0
2015 | NYISO_G-I_2_NEISO | NYISO_G-I | NEISO | Internal | Shoulder | B14 | 900 | 600 | 0 | 39.38 | 36.73 | 3 | 0
2015 | NYISO_G-I_2_NEISO | NYISO_G-I | NEISO | Internal | Shoulder | B15 | 1203 | 600 | 0 | 38.43 | 36.73 | 3 | 0
2015 | NYISO_G-I_2_NEISO | NYISO_G-I | NEISO | Internal | Summer | B1 | 10 | 600 | 0 | 60.5 | 57.51 | 3 | 0
2015 | NYISO_G-I_2_NEISO | NYISO_G-I | NEISO | Internal | Summer | B2 | 25 | 600 | 0 | 54.06 | 53.66 | 3 | 0
2015 | NYISO_G-I_2_NEISO | NYISO_G-I | NEISO | Internal | Summer | B3 | 75 | 600 | 0 | 50.14 | 47.15 | 3 | 0
2015 | NYISO_G-I_2_NEISO | NYISO_G-I | NEISO | Internal | Summer | B4 | 100 | 600 | 0 | 50.14 | 37.76 | 3 | 0
2015 | NYISO_G-I_2_NEISO | NYISO_G-I | NEISO | Internal | Summer | B5 | 200 | 600 | 0 | 50.14 | 34.08 | 3 | 0
2015 | NYISO_G-I_2_NEISO | NYISO_G-I | NEISO | Internal | Summer | B6 | 300 | 600 | 0 | 50.11 | 34.08 | 3 | 0
2015 | NYISO_G-I_2_NEISO | NYISO_G-I | NEISO | Internal | Summer | B7 | 400 | 600 | 0 | 38.18 | 34.08 | 3 | 0
2015 | NYISO_G-I_2_NEISO | NYISO_G-I | NEISO | Internal | Summer | B8 | 500 | 600 | 0 | 37.75 | 34.08 | 3 | 0
2015 | NYISO_G-I_2_NEISO | NYISO_G-I | NEISO | Internal | Summer | B9 | 800 | 600 | 0 | 37.08 | 34.08 | 3 | 0
2015 | NYISO_G-I_2_NEISO | NYISO_G-I | NEISO | Internal | Summer | B10 | 1262 | 600 | 0 | 37.08 | 34.08 | 3 | 0
2015 | NYISO_G-I_2_NEISO | NYISO_G-I | NEISO | Internal | Winter | B16 | 25 | 600 | 0 | 51.77 | 44.99 | 3 | 0
2015 | NYISO_G-I_2_NEISO | NYISO_G-I | NEISO | Internal | Winter | B17 | 100 | 600 | 0 | 51.49 | 44.99 | 3 | 0
2015 | NYISO_G-I_2_NEISO | NYISO_G-I | NEISO | Internal | Winter | B18 | 400 | 600 | 0 | 50.29 | 44.99 | 3 | 0
2015 | NYISO_G-I_2_NEISO | NYISO_G-I | NEISO | Internal | Winter | B19 | 700 | 600 | 0 | 47.99 | 44.99 | 3 | 0
2015 | NYISO_G-I_2_NEISO | NYISO_G-I | NEISO | Internal | Winter | B20 | 935 | 600 | 0 | 46.43 | 44.99 | 3 | 0
2015 | NYISO_G-I_2_NYISO_A-F | NYISO_G-I | NYISO_A-F | Internal | Shoulder | B11 | 25 | 1999 | 0.02 | 40.85 | 40.57 | 0.01 | 0
2015 | NYISO_G-I_2_NYISO_A-F | NYISO_G-I | NYISO_A-F | Internal | Shoulder | B12 | 200 | 1999 | 0 | 40.85 | 39.83 | 0.01 | 0
2015 | NYISO_G-I_2_NYISO_A-F | NYISO_G-I | NYISO_A-F | Internal | Shoulder | B13 | 600 | 1999 | 0 | 39.73 | 38.42 | 0.01 | 0
2015 | NYISO_G-I_2_NYISO_A-F | NYISO_G-I | NYISO_A-F | Internal | Shoulder | B14 | 900 | 1999 | 0 | 39.38 | 38.42 | 0.01 | 0
2015 | NYISO_G-I_2_NYISO_A-F | NYISO_G-I | NYISO_A-F | Internal | Shoulder | B15 | 1203 | 1999 | 0 | 38.43 | 38.42 | 0.01 | 0
2015 | NYISO_G-I_2_NYISO_A-F | NYISO_G-I | NYISO_A-F | Internal | Summer | B1 | 10 | 1999 | 0 | 60.5 | 53.39 | 0.01 | 0
2015 | NYISO_G-I_2_NYISO_A-F | NYISO_G-I | NYISO_A-F | Internal | Summer | B2 | 25 | 1999 | 0 | 54.06 | 51.8 | 0.01 | 0
2015 | NYISO_G-I_2_NYISO_A-F | NYISO_G-I | NYISO_A-F | Internal | Summer | B3 | 75 | 1999 | 0 | 50.14 | 48.95 | 0.01 | 0
2015 | NYISO_G-I_2_NYISO_A-F | NYISO_G-I | NYISO_A-F | Internal | Summer | B4 | 100 | 1999 | 0 | 50.14 | 45.28 | 0.01 | 0
2015 | NYISO_G-I_2_NYISO_A-F | NYISO_G-I | NYISO_A-F | Internal | Summer | B5 | 200 | 1999 | 0 | 50.14 | 43 | 0.01 | 0
2015 | NYISO_G-I_2_NYISO_A-F | NYISO_G-I | NYISO_A-F | Internal | Summer | B6 | 300 | 1999 | 0 | 50.11 | 42.09 | 0.01 | 0
2015 | NYISO_G-I_2_NYISO_A-F | NYISO_G-I | NYISO_A-F | Internal | Summer | B7 | 400 | 1999 | 0.01 | 38.18 | 38.17 | 0.01 | 0
2015 | NYISO_G-I_2_NYISO_A-F | NYISO_G-I | NYISO_A-F | Internal | Summer | B8 | 500 | 1999 | 0 | 37.75 | 37.08 | 0.01 | 0
2015 | NYISO_G-I_2_NYISO_A-F | NYISO_G-I | NYISO_A-F | Internal | Summer | B9 | 800 | 1999 | 0 | 37.08 | 37.07 | 0.01 | 0
2015 | NYISO_G-I_2_NYISO_A-F | NYISO_G-I | NYISO_A-F | Internal | Summer | B10 | 1262 | 1999 | 0 | 37.08 | 37.07 | 0.01 | 0
2015 | NYISO_G-I_2_NYISO_A-F | NYISO_G-I | NYISO_A-F | Internal | Winter | B16 | 25 | 1999 | 0 | 51.77 | 45.86 | 0.01 | 0
2015 | NYISO_G-I_2_NYISO_A-F | NYISO_G-I | NYISO_A-F | Internal | Winter | B17 | 100 | 1999 | 0 | 51.49 | 43.08 | 0.01 | 0
2015 | NYISO_G-I_2_NYISO_A-F | NYISO_G-I | NYISO_A-F | Internal | Winter | B18 | 400 | 1999 | 0 | 50.29 | 43.08 | 0.01 | 0
2015 | NYISO_G-I_2_NYISO_A-F | NYISO_G-I | NYISO_A-F | Internal | Winter | B19 | 700 | 1999 | 0 | 47.99 | 43.08 | 0.01 | 0
2015 | NYISO_G-I_2_NYISO_A-F | NYISO_G-I | NYISO_A-F | Internal | Winter | B20 | 935 | 1999 | 0 | 46.43 | 43.08 | 0.01 | 0
2015 | NYISO_G-I_2_NYISO_J-K | NYISO_G-I | NYISO_J-K | Internal | Shoulder | B11 | 25 | 6130 | 4865.71 | 40.85 | 40.86 | 0.01 | 0
2015 | NYISO_G-I_2_NYISO_J-K | NYISO_G-I | NYISO_J-K | Internal | Shoulder | B12 | 200 | 6130 | 4934.95 | 40.85 | 40.86 | 0.01 | 0
2015 | NYISO_G-I_2_NYISO_J-K | NYISO_G-I | NYISO_J-K | Internal | Shoulder | B13 | 600 | 6130 | 4690 | 39.73 | 39.74 | 0.01 | 0
2015 | NYISO_G-I_2_NYISO_J-K | NYISO_G-I | NYISO_J-K | Internal | Shoulder | B14 | 900 | 6130 | 4409.05 | 39.38 | 39.39 | 0.01 | 0
2015 | NYISO_G-I_2_NYISO_J-K | NYISO_G-I | NYISO_J-K | Internal | Shoulder | B15 | 1203 | 6130 | 3161.32 | 38.43 | 38.44 | 0.01 | 0
2015 | NYISO_G-I_2_NYISO_J-K | NYISO_G-I | NYISO_J-K | Internal | Summer | B1 | 10 | 6130 | 3458.28 | 60.5 | 60.51 | 0.01 | 0
2015 | NYISO_G-I_2_NYISO_J-K | NYISO_G-I | NYISO_J-K | Internal | Summer | B2 | 25 | 6130 | 3620.25 | 54.06 | 54.07 | 0.01 | 0
2015 | NYISO_G-I_2_NYISO_J-K | NYISO_G-I | NYISO_J-K | Internal | Summer | B3 | 75 | 6130 | 4027.56 | 50.14 | 50.15 | 0.01 | 0
2015 | NYISO_G-I_2_NYISO_J-K | NYISO_G-I | NYISO_J-K | Internal | Summer | B4 | 100 | 6130 | 4897.77 | 50.14 | 50.15 | 0.01 | 0
2015 | NYISO_G-I_2_NYISO_J-K | NYISO_G-I | NYISO_J-K | Internal | Summer | B5 | 200 | 6130 | 5034.03 | 50.14 | 50.15 | 0.01 | 0
2015 | NYISO_G-I_2_NYISO_J-K | NYISO_G-I | NYISO_J-K | Internal | Summer | B6 | 300 | 6130 | 5649.03 | 50.11 | 50.12 | 0.01 | 0
2015 | NYISO_G-I_2_NYISO_J-K | NYISO_G-I | NYISO_J-K | Internal | Summer | B7 | 400 | 6130 | 5012.58 | 38.18 | 38.2 | 0.01 | 0
2015 | NYISO_G-I_2_NYISO_J-K | NYISO_G-I | NYISO_J-K | Internal | Summer | B8 | 500 | 6130 | 5565.13 | 37.75 | 37.77 | 0.01 | 0
2015 | NYISO_G-I_2_NYISO_J-K | NYISO_G-I | NYISO_J-K | Internal | Summer | B9 | 800 | 6130 | 4831.79 | 37.08 | 37.09 | 0.01 | 0
2015 | NYISO_G-I_2_NYISO_J-K | NYISO_G-I | NYISO_J-K | Internal | Summer | B10 | 1262 | 6130 | 3088.44 | 37.08 | 37.09 | 0.01 | 0
2015 | NYISO_G-I_2_NYISO_J-K | NYISO_G-I | NYISO_J-K | Internal | Winter | B16 | 25 | 6130 | 5384.37 | 51.77 | 51.78 | 0.01 | 0
2015 | NYISO_G-I_2_NYISO_J-K | NYISO_G-I | NYISO_J-K | Internal | Winter | B17 | 100 | 6130 | 5547.87 | 51.49 | 51.5 | 0.01 | 0
2015 | NYISO_G-I_2_NYISO_J-K | NYISO_G-I | NYISO_J-K | Internal | Winter | B18 | 400 | 6130 | 5573.48 | 50.29 | 50.3 | 0.01 | 0
2015 | NYISO_G-I_2_NYISO_J-K | NYISO_G-I | NYISO_J-K | Internal | Winter | B19 | 700 | 6130 | 6130 | 47.99 | 48.68 | 0.01 | 0.68
2015 | NYISO_G-I_2_NYISO_J-K | NYISO_G-I | NYISO_J-K | Internal | Winter | B20 | 935 | 6130 | 5269.13 | 46.43 | 46.44 | 0.01 | 0
2015 | NYISO_G-I_2_PJM_E | NYISO_G-I | PJM_E | Internal | Shoulder | B11 | 25 | 1500 | 0.02 | 40.85 | 48.56 | 8 | 0
2015 | NYISO_G-I_2_PJM_E | NYISO_G-I | PJM_E | Internal | Shoulder | B12 | 200 | 1500 | 0 | 40.85 | 41.88 | 8 | 0
2015 | NYISO_G-I_2_PJM_E | NYISO_G-I | PJM_E | Internal | Shoulder | B13 | 600 | 1500 | 0 | 39.73 | 39.58 | 8 | 0
2015 | NYISO_G-I_2_PJM_E | NYISO_G-I | PJM_E | Internal | Shoulder | B14 | 900 | 1500 | 0 | 39.38 | 38.09 | 8 | 0
2015 | NYISO_G-I_2_PJM_E | NYISO_G-I | PJM_E | Internal | Shoulder | B15 | 1203 | 1500 | 0 | 38.43 | 37.18 | 8 | 0
2015 | NYISO_G-I_2_PJM_E | NYISO_G-I | PJM_E | Internal | Summer | B1 | 10 | 1500 | 0 | 60.5 | 61.4 | 8 | 0
2015 | NYISO_G-I_2_PJM_E | NYISO_G-I | PJM_E | Internal | Summer | B2 | 25 | 1500 | 0 | 54.06 | 58.94 | 8 | 0
2015 | NYISO_G-I_2_PJM_E | NYISO_G-I | PJM_E | Internal | Summer | B3 | 75 | 1500 | 0 | 50.14 | 56.96 | 8 | 0
2015 | NYISO_G-I_2_PJM_E | NYISO_G-I | PJM_E | Internal | Summer | B4 | 100 | 1500 | 0 | 50.14 | 56.01 | 8 | 0
2015 | NYISO_G-I_2_PJM_E | NYISO_G-I | PJM_E | Internal | Summer | B5 | 200 | 1500 | 0 | 50.14 | 48.73 | 8 | 0
2015 | NYISO_G-I_2_PJM_E | NYISO_G-I | PJM_E | Internal | Summer | B6 | 300 | 1500 | 0 | 50.11 | 44.11 | 8 | 0
2015 | NYISO_G-I_2_PJM_E | NYISO_G-I | PJM_E | Internal | Summer | B7 | 400 | 1500 | 0 | 38.18 | 37.95 | 8 | 0
2015 | NYISO_G-I_2_PJM_E | NYISO_G-I | PJM_E | Internal | Summer | B8 | 500 | 1500 | 0 | 37.75 | 37.44 | 8 | 0
2015 | NYISO_G-I_2_PJM_E | NYISO_G-I | PJM_E | Internal | Summer | B9 | 800 | 1500 | 0 | 37.08 | 35.22 | 8 | 0
2015 | NYISO_G-I_2_PJM_E | NYISO_G-I | PJM_E | Internal | Summer | B10 | 1262 | 1500 | 0 | 37.08 | 34.77 | 8 | 0
2015 | NYISO_G-I_2_PJM_E | NYISO_G-I | PJM_E | Internal | Winter | B16 | 25 | 1500 | 0 | 51.77 | 48.82 | 8 | 0
2015 | NYISO_G-I_2_PJM_E | NYISO_G-I | PJM_E | Internal | Winter | B17 | 100 | 1500 | 0 | 51.49 | 45.49 | 8 | 0
2015 | NYISO_G-I_2_PJM_E | NYISO_G-I | PJM_E | Internal | Winter | B18 | 400 | 1500 | 0 | 50.29 | 44.3 | 8 | 0
2015 | NYISO_G-I_2_PJM_E | NYISO_G-I | PJM_E | Internal | Winter | B19 | 700 | 1500 | 0 | 47.99 | 41.96 | 8 | 0
2015 | NYISO_G-I_2_PJM_E | NYISO_G-I | PJM_E | Internal | Winter | B20 | 935 | 1500 | 0 | 46.43 | 37.48 | 8 | 0
2015 | NYISO_J-K_2_NEISO | NYISO_J-K | NEISO | Internal | Shoulder | B11 | 25 | 0.01 | 0 | 40.86 | 36.73 | 3 | 0.44
2015 | NYISO_J-K_2_NEISO | NYISO_J-K | NEISO | Internal | Shoulder | B12 | 200 | 0.01 | 0 | 40.86 | 36.73 | 3 | 0.06
2015 | NYISO_J-K_2_NEISO | NYISO_J-K | NEISO | Internal | Shoulder | B13 | 600 | 0.01 | 0 | 39.74 | 36.73 | 3 | 0.02
2015 | NYISO_J-K_2_NEISO | NYISO_J-K | NEISO | Internal | Shoulder | B14 | 900 | 0.01 | 0 | 39.39 | 36.73 | 3 | 0.01
2015 | NYISO_J-K_2_NEISO | NYISO_J-K | NEISO | Internal | Shoulder | B15 | 1203 | 0.01 | 0 | 38.44 | 36.73 | 3 | 0.01
2015 | NYISO_J-K_2_NEISO | NYISO_J-K | NEISO | Internal | Summer | B1 | 10 | 0.01 | 0 | 60.51 | 57.51 | 3 | 1.21
2015 | NYISO_J-K_2_NEISO | NYISO_J-K | NEISO | Internal | Summer | B2 | 25 | 0.01 | 0 | 54.07 | 53.66 | 3 | 0.47
2015 | NYISO_J-K_2_NEISO | NYISO_J-K | NEISO | Internal | Summer | B3 | 75 | 0.01 | 0 | 50.15 | 47.15 | 3 | 0.16
2015 | NYISO_J-K_2_NEISO | NYISO_J-K | NEISO | Internal | Summer | B4 | 100 | 0.01 | 0 | 50.15 | 37.76 | 3 | 0.12
2015 | NYISO_J-K_2_NEISO | NYISO_J-K | NEISO | Internal | Summer | B5 | 200 | 0.01 | 0 | 50.15 | 34.08 | 3 | 0.06
2015 | NYISO_J-K_2_NEISO | NYISO_J-K | NEISO | Internal | Summer | B6 | 300 | 0.01 | 0 | 50.12 | 34.08 | 3 | 0.04
2015 | NYISO_J-K_2_NEISO | NYISO_J-K | NEISO | Internal | Summer | B7 | 400 | 0.01 | 0 | 38.2 | 34.08 | 3 | 0.03
2015 | NYISO_J-K_2_NEISO | NYISO_J-K | NEISO | Internal | Summer | B8 | 500 | 0.01 | 0 | 37.77 | 34.08 | 3 | 0.03
2015 | NYISO_J-K_2_NEISO | NYISO_J-K | NEISO | Internal | Summer | B9 | 800 | 0.01 | 0 | 37.09 | 34.08 | 3 | 0.02
2015 | NYISO_J-K_2_NEISO | NYISO_J-K | NEISO | Internal | Summer | B10 | 1262 | 0.01 | 0 | 37.09 | 34.08 | 3 | 0.01
2015 | NYISO_J-K_2_NEISO | NYISO_J-K | NEISO | Internal | Winter | B16 | 25 | 0.01 | 0 | 51.78 | 44.99 | 3 | 0.44
2015 | NYISO_J-K_2_NEISO | NYISO_J-K | NEISO | Internal | Winter | B17 | 100 | 0.01 | 0 | 51.5 | 44.99 | 3 | 0.12
2015 | NYISO_J-K_2_NEISO | NYISO_J-K | NEISO | Internal | Winter | B18 | 400 | 0.01 | 0 | 50.3 | 44.99 | 3 | 0.03
2015 | NYISO_J-K_2_NEISO | NYISO_J-K | NEISO | Internal | Winter | B19 | 700 | 0.01 | 0 | 48.68 | 44.99 | 3 | 0.02
2015 | NYISO_J-K_2_NEISO | NYISO_J-K | NEISO | Internal | Winter | B20 | 935 | 0.01 | 0 | 46.44 | 44.99 | 3 | 0.01
2015 | NYISO_J-K_2_NYISO_G-I | NYISO_J-K | NYISO_G-I | Internal | Shoulder | B11 | 25 | 1999 | 0.21 | 40.86 | 40.85 | 0.01 | 0
2015 | NYISO_J-K_2_NYISO_G-I | NYISO_J-K | NYISO_G-I | Internal | Shoulder | B12 | 200 | 1999 | 0.03 | 40.86 | 40.85 | 0.01 | 0
2015 | NYISO_J-K_2_NYISO_G-I | NYISO_J-K | NYISO_G-I | Internal | Shoulder | B13 | 600 | 1999 | 0 | 39.74 | 39.73 | 0.01 | 0
2015 | NYISO_J-K_2_NYISO_G-I | NYISO_J-K | NYISO_G-I | Internal | Shoulder | B14 | 900 | 1999 | 0 | 39.39 | 39.38 | 0.01 | 0
2015 | NYISO_J-K_2_NYISO_G-I | NYISO_J-K | NYISO_G-I | Internal | Shoulder | B15 | 1203 | 1999 | 0 | 38.44 | 38.43 | 0.01 | 0
2015 | NYISO_J-K_2_NYISO_G-I | NYISO_J-K | NYISO_G-I | Internal | Summer | B1 | 10 | 1999 | 0.52 | 60.51 | 60.5 | 0.01 | 0
2015 | NYISO_J-K_2_NYISO_G-I | NYISO_J-K | NYISO_G-I | Internal | Summer | B2 | 25 | 1999 | 0.21 | 54.07 | 54.06 | 0.01 | 0
2015 | NYISO_J-K_2_NYISO_G-I | NYISO_J-K | NYISO_G-I | Internal | Summer | B3 | 75 | 1999 | 0.07 | 50.15 | 50.14 | 0.01 | 0
2015 | NYISO_J-K_2_NYISO_G-I | NYISO_J-K | NYISO_G-I | Internal | Summer | B4 | 100 | 1999 | 0.05 | 50.15 | 50.14 | 0.01 | 0
2015 | NYISO_J-K_2_NYISO_G-I | NYISO_J-K | NYISO_G-I | Internal | Summer | B5 | 200 | 1999 | 0.03 | 50.15 | 50.14 | 0.01 | 0
2015 | NYISO_J-K_2_NYISO_G-I | NYISO_J-K | NYISO_G-I | Internal | Summer | B6 | 300 | 1999 | 0.02 | 50.12 | 50.11 | 0.01 | 0
2015 | NYISO_J-K_2_NYISO_G-I | NYISO_J-K | NYISO_G-I | Internal | Summer | B7 | 400 | 1999 | 0.01 | 38.2 | 38.18 | 0.01 | 0
2015 | NYISO_J-K_2_NYISO_G-I | NYISO_J-K | NYISO_G-I | Internal | Summer | B8 | 500 | 1999 | 0.01 | 37.77 | 37.75 | 0.01 | 0
2015 | NYISO_J-K_2_NYISO_G-I | NYISO_J-K | NYISO_G-I | Internal | Summer | B9 | 800 | 1999 | 0 | 37.09 | 37.08 | 0.01 | 0
2015 | NYISO_J-K_2_NYISO_G-I | NYISO_J-K | NYISO_G-I | Internal | Summer | B10 | 1262 | 1999 | 0 | 37.09 | 37.08 | 0.01 | 0
2015 | NYISO_J-K_2_NYISO_G-I | NYISO_J-K | NYISO_G-I | Internal | Winter | B16 | 25 | 1999 | 0.21 | 51.78 | 51.77 | 0.01 | 0
2015 | NYISO_J-K_2_NYISO_G-I | NYISO_J-K | NYISO_G-I | Internal | Winter | B17 | 100 | 1999 | 0.05 | 51.5 | 51.49 | 0.01 | 0
2015 | NYISO_J-K_2_NYISO_G-I | NYISO_J-K | NYISO_G-I | Internal | Winter | B18 | 400 | 1999 | 0.01 | 50.3 | 50.29 | 0.01 | 0
2015 | NYISO_J-K_2_NYISO_G-I | NYISO_J-K | NYISO_G-I | Internal | Winter | B19 | 700 | 1999 | 0 | 48.68 | 47.99 | 0.01 | 0
2015 | NYISO_J-K_2_NYISO_G-I | NYISO_J-K | NYISO_G-I | Internal | Winter | B20 | 935 | 1999 | 0 | 46.44 | 46.43 | 0.01 | 0
2015 | NYISO_J-K_2_PJM_E | NYISO_J-K | PJM_E | Internal | Shoulder | B11 | 25 | 0.01 | 0 | 40.86 | 48.56 | 8 | 0.69
2015 | NYISO_J-K_2_PJM_E | NYISO_J-K | PJM_E | Internal | Shoulder | B12 | 200 | 0.01 | 0 | 40.86 | 41.88 | 8 | 0.06
2015 | NYISO_J-K_2_PJM_E | NYISO_J-K | PJM_E | Internal | Shoulder | B13 | 600 | 0.01 | 0 | 39.74 | 39.58 | 8 | 0.02
2015 | NYISO_J-K_2_PJM_E | NYISO_J-K | PJM_E | Internal | Shoulder | B14 | 900 | 0.01 | 0 | 39.39 | 38.09 | 8 | 0.01
2015 | NYISO_J-K_2_PJM_E | NYISO_J-K | PJM_E | Internal | Shoulder | B15 | 1203 | 0.01 | 0 | 38.44 | 37.18 | 8 | 0.01
2015 | NYISO_J-K_2_PJM_E | NYISO_J-K | PJM_E | Internal | Summer | B1 | 10 | 0.01 | 0 | 60.51 | 61.4 | 8 | 1.18
2015 | NYISO_J-K_2_PJM_E | NYISO_J-K | PJM_E | Internal | Summer | B2 | 25 | 0.01 | 0 | 54.07 | 58.94 | 8 | 0.47
2015 | NYISO_J-K_2_PJM_E | NYISO_J-K | PJM_E | Internal | Summer | B3 | 75 | 0.01 | 0 | 50.15 | 56.96 | 8 | 0.17
2015 | NYISO_J-K_2_PJM_E | NYISO_J-K | PJM_E | Internal | Summer | B4 | 100 | 0.01 | 0 | 50.15 | 56.01 | 8 | 0.13
2015 | NYISO_J-K_2_PJM_E | NYISO_J-K | PJM_E | Internal | Summer | B5 | 200 | 0.01 | 0 | 50.15 | 48.73 | 8 | 0.06
2015 | NYISO_J-K_2_PJM_E | NYISO_J-K | PJM_E | Internal | Summer | B6 | 300 | 0.01 | 0 | 50.12 | 44.11 | 8 | 0.04
2015 | NYISO_J-K_2_PJM_E | NYISO_J-K | PJM_E | Internal | Summer | B7 | 400 | 0.01 | 0 | 38.2 | 37.95 | 8 | 0.03
2015 | NYISO_J-K_2_PJM_E | NYISO_J-K | PJM_E | Internal | Summer | B8 | 500 | 0.01 | 0 | 37.77 | 37.44 | 8 | 0.03
2015 | NYISO_J-K_2_PJM_E | NYISO_J-K | PJM_E | Internal | Summer | B9 | 800 | 0.01 | 0 | 37.09 | 35.22 | 8 | 0.02
2015 | NYISO_J-K_2_PJM_E | NYISO_J-K | PJM_E | Internal | Summer | B10 | 1262 | 0.01 | 0 | 37.09 | 34.77 | 8 | 0.01
2015 | NYISO_J-K_2_PJM_E | NYISO_J-K | PJM_E | Internal | Winter | B16 | 25 | 0.01 | 0 | 51.78 | 48.82 | 8 | 0.43
2015 | NYISO_J-K_2_PJM_E | NYISO_J-K | PJM_E | Internal | Winter | B17 | 100 | 0.01 | 0 | 51.5 | 45.49 | 8 | 0.12
2015 | NYISO_J-K_2_PJM_E | NYISO_J-K | PJM_E | Internal | Winter | B18 | 400 | 0.01 | 0 | 50.3 | 44.3 | 8 | 0.03
2015 | NYISO_J-K_2_PJM_E | NYISO_J-K | PJM_E | Internal | Winter | B19 | 700 | 0.01 | 0 | 48.68 | 41.96 | 8 | 0.02
2015 | NYISO_J-K_2_PJM_E | NYISO_J-K | PJM_E | Internal | Winter | B20 | 935 | 0.01 | 0 | 46.44 | 37.48 | 8 | 0.01
2015 | PJM_E_2_NYISO_G-I | PJM_E | NYISO_G-I | Internal | Shoulder | B11 | 25 | 500 | 0 | 48.56 | 40.85 | 6 | 0
2015 | PJM_E_2_NYISO_G-I | PJM_E | NYISO_G-I | Internal | Shoulder | B12 | 200 | 500 | 0 | 41.88 | 40.85 | 6 | 0
2015 | PJM_E_2_NYISO_G-I | PJM_E | NYISO_G-I | Internal | Shoulder | B13 | 600 | 500 | 0 | 39.58 | 39.73 | 6 | 0
2015 | PJM_E_2_NYISO_G-I | PJM_E | NYISO_G-I | Internal | Shoulder | B14 | 900 | 500 | 0 | 38.09 | 39.38 | 6 | 0
2015 | PJM_E_2_NYISO_G-I | PJM_E | NYISO_G-I | Internal | Shoulder | B15 | 1203 | 500 | 0 | 37.18 | 38.43 | 6 | 0
2015 | PJM_E_2_NYISO_G-I | PJM_E | NYISO_G-I | Internal | Summer | B1 | 10 | 500 | 0 | 61.4 | 60.5 | 6 | 0
2015 | PJM_E_2_NYISO_G-I | PJM_E | NYISO_G-I | Internal | Summer | B2 | 25 | 500 | 0 | 58.94 | 54.06 | 6 | 0
2015 | PJM_E_2_NYISO_G-I | PJM_E | NYISO_G-I | Internal | Summer | B3 | 75 | 500 | 0 | 56.96 | 50.14 | 6 | 0
2015 | PJM_E_2_NYISO_G-I | PJM_E | NYISO_G-I | Internal | Summer | B4 | 100 | 500 | 0 | 56.01 | 50.14 | 6 | 0
2015 | PJM_E_2_NYISO_G-I | PJM_E | NYISO_G-I | Internal | Summer | B5 | 200 | 500 | 0 | 48.73 | 50.14 | 6 | 0
2015 | PJM_E_2_NYISO_G-I | PJM_E | NYISO_G-I | Internal | Summer | B6 | 300 | 500 | 418.38 | 44.11 | 50.11 | 6 | 0
2015 | PJM_E_2_NYISO_G-I | PJM_E | NYISO_G-I | Internal | Summer | B7 | 400 | 500 | 0 | 37.95 | 38.18 | 6 | 0
2015 | PJM_E_2_NYISO_G-I | PJM_E | NYISO_G-I | Internal | Summer | B8 | 500 | 500 | 0 | 37.44 | 37.75 | 6 | 0
2015 | PJM_E_2_NYISO_G-I | PJM_E | NYISO_G-I | Internal | Summer | B9 | 800 | 500 | 0 | 35.22 | 37.08 | 6 | 0
2015 | PJM_E_2_NYISO_G-I | PJM_E | NYISO_G-I | Internal | Summer | B10 | 1262 | 500 | 0 | 34.77 | 37.08 | 6 | 0
2015 | PJM_E_2_NYISO_G-I | PJM_E | NYISO_G-I | Internal | Winter | B16 | 25 | 500 | 0 | 48.82 | 51.77 | 6 | 0
2015 | PJM_E_2_NYISO_G-I | PJM_E | NYISO_G-I | Internal | Winter | B17 | 100 | 500 | 30.27 | 45.49 | 51.49 | 6 | 0
2015 | PJM_E_2_NYISO_G-I | PJM_E | NYISO_G-I | Internal | Winter | B18 | 400 | 500 | 0.03 | 44.3 | 50.29 | 6 | 0
2015 | PJM_E_2_NYISO_G-I | PJM_E | NYISO_G-I | Internal | Winter | B19 | 700 | 500 | 499.99 | 41.96 | 47.99 | 6 | 0.04
2015 | PJM_E_2_NYISO_G-I | PJM_E | NYISO_G-I | Internal | Winter | B20 | 935 | 500 | 500 | 37.48 | 46.43 | 6 | 2.95
2015 | PJM_E_2_NYISO_J-K | PJM_E | NYISO_J-K | Internal | Shoulder | B11 | 25 | 330 | 0 | 48.56 | 40.86 | 6 | 0
2015 | PJM_E_2_NYISO_J-K | PJM_E | NYISO_J-K | Internal | Shoulder | B12 | 200 | 330 | 0 | 41.88 | 40.86 | 6 | 0
2015 | PJM_E_2_NYISO_J-K | PJM_E | NYISO_J-K | Internal | Shoulder | B13 | 600 | 330 | 0 | 39.58 | 39.74 | 6 | 0
2015 | PJM_E_2_NYISO_J-K | PJM_E | NYISO_J-K | Internal | Shoulder | B14 | 900 | 330 | 0 | 38.09 | 39.39 | 6 | 0
2015 | PJM_E_2_NYISO_J-K | PJM_E | NYISO_J-K | Internal | Shoulder | B15 | 1203 | 330 | 0 | 37.18 | 38.44 | 6 | 0
2015 | PJM_E_2_NYISO_J-K | PJM_E | NYISO_J-K | Internal | Summer | B1 | 10 | 330 | 0 | 61.4 | 60.51 | 6 | 0
2015 | PJM_E_2_NYISO_J-K | PJM_E | NYISO_J-K | Internal | Summer | B2 | 25 | 330 | 0 | 58.94 | 54.07 | 6 | 0
2015 | PJM_E_2_NYISO_J-K | PJM_E | NYISO_J-K | Internal | Summer | B3 | 75 | 330 | 0 | 56.96 | 50.15 | 6 | 0
2015 | PJM_E_2_NYISO_J-K | PJM_E | NYISO_J-K | Internal | Summer | B4 | 100 | 330 | 0 | 56.01 | 50.15 | 6 | 0
2015 | PJM_E_2_NYISO_J-K | PJM_E | NYISO_J-K | Internal | Summer | B5 | 200 | 330 | 0 | 48.73 | 50.15 | 6 | 0
2015 | PJM_E_2_NYISO_J-K | PJM_E | NYISO_J-K | Internal | Summer | B6 | 300 | 330 | 329.97 | 44.11 | 50.12 | 6 | 0.01
2015 | PJM_E_2_NYISO_J-K | PJM_E | NYISO_J-K | Internal | Summer | B7 | 400 | 330 | 0 | 37.95 | 38.2 | 6 | 0
2015 | PJM_E_2_NYISO_J-K | PJM_E | NYISO_J-K | Internal | Summer | B8 | 500 | 330 | 0 | 37.44 | 37.77 | 6 | 0
2015 | PJM_E_2_NYISO_J-K | PJM_E | NYISO_J-K | Internal | Summer | B9 | 800 | 330 | 0 | 35.22 | 37.09 | 6 | 0
2015 | PJM_E_2_NYISO_J-K | PJM_E | NYISO_J-K | Internal | Summer | B10 | 1262 | 330 | 0 | 34.77 | 37.09 | 6 | 0
2015 | PJM_E_2_NYISO_J-K | PJM_E | NYISO_J-K | Internal | Winter | B16 | 25 | 330 | 0 | 48.82 | 51.78 | 6 | 0
2015 | PJM_E_2_NYISO_J-K | PJM_E | NYISO_J-K | Internal | Winter | B17 | 100 | 330 | 329.89 | 45.49 | 51.5 | 6 | 0.01
2015 | PJM_E_2_NYISO_J-K | PJM_E | NYISO_J-K | Internal | Winter | B18 | 400 | 330 | 211.57 | 44.3 | 50.3 | 6 | 0
2015 | PJM_E_2_NYISO_J-K | PJM_E | NYISO_J-K | Internal | Winter | B19 | 700 | 330 | 330 | 41.96 | 48.68 | 6 | 0.73
2015 | PJM_E_2_NYISO_J-K | PJM_E | NYISO_J-K | Internal | Winter | B20 | 935 | 330 | 330 | 37.48 | 46.44 | 6 | 2.96
2015 | PJM_E_2_PJM_ROM | PJM_E | PJM_ROM | Internal | Shoulder | B11 | 25 | 8000 | 1609.21 | 48.56 | 48.57 | 0.01 | 0
2015 | PJM_E_2_PJM_ROM | PJM_E | PJM_ROM | Internal | Shoulder | B12 | 200 | 8000 | 0.03 | 41.88 | 41.87 | 0.01 | 0
2015 | PJM_E_2_PJM_ROM | PJM_E | PJM_ROM | Internal | Shoulder | B13 | 600 | 8000 | 0 | 39.58 | 39.57 | 0.01 | 0
2015 | PJM_E_2_PJM_ROM | PJM_E | PJM_ROM | Internal | Shoulder | B14 | 900 | 8000 | 0 | 38.09 | 38.08 | 0.01 | 0
2015 | PJM_E_2_PJM_ROM | PJM_E | PJM_ROM | Internal | Shoulder | B15 | 1203 | 8000 | 0 | 37.18 | 37.17 | 0.01 | 0
2015 | PJM_E_2_PJM_ROM | PJM_E | PJM_ROM | Internal | Summer | B1 | 10 | 8000 | 0.53 | 61.4 | 61.39 | 0.01 | 0
2015 | PJM_E_2_PJM_ROM | PJM_E | PJM_ROM | Internal | Summer | B2 | 25 | 8000 | 0.22 | 58.94 | 58.93 | 0.01 | 0
2015 | PJM_E_2_PJM_ROM | PJM_E | PJM_ROM | Internal | Summer | B3 | 75 | 8000 | 0.07 | 56.96 | 56.95 | 0.01 | 0
2015 | PJM_E_2_PJM_ROM | PJM_E | PJM_ROM | Internal | Summer | B4 | 100 | 8000 | 0.06 | 56.01 | 56 | 0.01 | 0
2015 | PJM_E_2_PJM_ROM | PJM_E | PJM_ROM | Internal | Summer | B5 | 200 | 8000 | 0.03 | 48.73 | 48.72 | 0.01 | 0
2015 | PJM_E_2_PJM_ROM | PJM_E | PJM_ROM | Internal | Summer | B6 | 300 | 8000 | 0.02 | 44.11 | 44.1 | 0.01 | 0
2015 | PJM_E_2_PJM_ROM | PJM_E | PJM_ROM | Internal | Summer | B7 | 400 | 8000 | 0.01 | 37.95 | 37.94 | 0.01 | 0
2015 | PJM_E_2_PJM_ROM | PJM_E | PJM_ROM | Internal | Summer | B8 | 500 | 8000 | 0.01 | 37.44 | 37.43 | 0.01 | 0
2015 | PJM_E_2_PJM_ROM | PJM_E | PJM_ROM | Internal | Summer | B9 | 800 | 8000 | 0 | 35.22 | 35.21 | 0.01 | 0
2015 | PJM_E_2_PJM_ROM | PJM_E | PJM_ROM | Internal | Summer | B10 | 1262 | 8000 | 0 | 34.77 | 34.75 | 0.01 | 0
2015 | PJM_E_2_PJM_ROM | PJM_E | PJM_ROM | Internal | Winter | B16 | 25 | 8000 | 0.23 | 48.82 | 48.81 | 0.01 | 0
2015 | PJM_E_2_PJM_ROM | PJM_E | PJM_ROM | Internal | Winter | B17 | 100 | 8000 | 0.06 | 45.49 | 45.48 | 0.01 | 0
2015 | PJM_E_2_PJM_ROM | PJM_E | PJM_ROM | Internal | Winter | B18 | 400 | 8000 | 0.01 | 44.3 | 44.29 | 0.01 | 0
2015 | PJM_E_2_PJM_ROM | PJM_E | PJM_ROM | Internal | Winter | B19 | 700 | 8000 | 0 | 41.96 | 41.95 | 0.01 | 0
2015 | PJM_E_2_PJM_ROM | PJM_E | PJM_ROM | Internal | Winter | B20 | 935 | 8000 | 0 | 37.48 | 37.47 | 0.01 | 0
2015 | PJM_ROR_2_MISO_IN | PJM_ROR | MISO_IN | Internal | Shoulder | B11 | 25 | 909 | 0 | 48.58 | 46.79 | 2 | 0
2015 | PJM_ROR_2_MISO_IN | PJM_ROR | MISO_IN | Internal | Shoulder | B12 | 200 | 909 | 0 | 41.86 | 39.86 | 2 | 0
2015 | PJM_ROR_2_MISO_IN | PJM_ROR | MISO_IN | Internal | Shoulder | B13 | 600 | 909 | 0 | 39.51 | 37.5 | 2 | 0
2015 | PJM_ROR_2_MISO_IN | PJM_ROR | MISO_IN | Internal | Shoulder | B14 | 900 | 909 | 0 | 38.07 | 36.07 | 2 | 0
2015 | PJM_ROR_2_MISO_IN | PJM_ROR | MISO_IN | Internal | Shoulder | B15 | 1203 | 909 | 0 | 35.3 | 33.74 | 2 | 0
2015 | PJM_ROR_2_MISO_IN | PJM_ROR | MISO_IN | Internal | Summer | B1 | 10 | 909 | 0 | 61.38 | 59.38 | 2 | 0
2015 | PJM_ROR_2_MISO_IN | PJM_ROR | MISO_IN | Internal | Summer | B2 | 25 | 909 | 0 | 58.92 | 56.93 | 2 | 0
2015 | PJM_ROR_2_MISO_IN | PJM_ROR | MISO_IN | Internal | Summer | B3 | 75 | 909 | 0 | 56.94 | 56.39 | 2 | 0
2015 | PJM_ROR_2_MISO_IN | PJM_ROR | MISO_IN | Internal | Summer | B4 | 100 | 909 | 0 | 56.01 | 54.01 | 2 | 0
2015 | PJM_ROR_2_MISO_IN | PJM_ROR | MISO_IN | Internal | Summer | B5 | 200 | 909 | 0 | 48.71 | 46.71 | 2 | 0
2015 | PJM_ROR_2_MISO_IN | PJM_ROR | MISO_IN | Internal | Summer | B6 | 300 | 909 | 0 | 44.09 | 42.09 | 2 | 0
2015 | PJM_ROR_2_MISO_IN | PJM_ROR | MISO_IN | Internal | Summer | B7 | 400 | 909 | 0 | 37.93 | 35.92 | 2 | 0
2015 | PJM_ROR_2_MISO_IN | PJM_ROR | MISO_IN | Internal | Summer | B8 | 500 | 909 | 0 | 36.42 | 34.4 | 2 | 0
2015 | PJM_ROR_2_MISO_IN | PJM_ROR | MISO_IN | Internal | Summer | B9 | 800 | 909 | 0 | 34.9 | 33.29 | 2 | 0
2015 | PJM_ROR_2_MISO_IN | PJM_ROR | MISO_IN | Internal | Summer | B10 | 1262 | 909 | 0 | 33.09 | 32.29 | 2 | 0
2015 | PJM_ROR_2_MISO_IN | PJM_ROR | MISO_IN | Internal | Winter | B16 | 25 | 909 | 0 | 48.79 | 46.79 | 2 | 0
2015 | PJM_ROR_2_MISO_IN | PJM_ROR | MISO_IN | Internal | Winter | B17 | 100 | 909 | 0 | 45.18 | 43.01 | 2 | 0
2015 | PJM_ROR_2_MISO_IN | PJM_ROR | MISO_IN | Internal | Winter | B18 | 400 | 909 | 0 | 39.97 | 37.97 | 2 | 0
2015 | PJM_ROR_2_MISO_IN | PJM_ROR | MISO_IN | Internal | Winter | B19 | 700 | 909 | 0 | 38.41 | 36.41 | 2 | 0
2015 | PJM_ROR_2_MISO_IN | PJM_ROR | MISO_IN | Internal | Winter | B20 | 935 | 909 | 0 | 34.81 | 33.24 | 2 | 0
2015 | PJM_ROR_2_MISO_MI | PJM_ROR | MISO_MI | Internal | Shoulder | B11 | 25 | 1305 | 0 | 48.58 | 46.78 | 2 | 0
2015 | PJM_ROR_2_MISO_MI | PJM_ROR | MISO_MI | Internal | Shoulder | B12 | 200 | 1305 | 0 | 41.86 | 39.86 | 2 | 0
2015 | PJM_ROR_2_MISO_MI | PJM_ROR | MISO_MI | Internal | Shoulder | B13 | 600 | 1305 | 0 | 39.51 | 37.51 | 2 | 0
2015 | PJM_ROR_2_MISO_MI | PJM_ROR | MISO_MI | Internal | Shoulder | B14 | 900 | 1305 | 0 | 38.07 | 36.08 | 2 | 0
2015 | PJM_ROR_2_MISO_MI | PJM_ROR | MISO_MI | Internal | Shoulder | B15 | 1203 | 1305 | 0 | 35.3 | 33.75 | 2 | 0
2015 | PJM_ROR_2_MISO_MI | PJM_ROR | MISO_MI | Internal | Summer | B1 | 10 | 1305 | 0 | 61.38 | 57.41 | 2 | 0
2015 | PJM_ROR_2_MISO_MI | PJM_ROR | MISO_MI | Internal | Summer | B2 | 25 | 1305 | 0 | 58.92 | 56.92 | 2 | 0
2015 | PJM_ROR_2_MISO_MI | PJM_ROR | MISO_MI | Internal | Summer | B3 | 75 | 1305 | 0 | 56.94 | 51.97 | 2 | 0
2015 | PJM_ROR_2_MISO_MI | PJM_ROR | MISO_MI | Internal | Summer | B4 | 100 | 1305 | 0 | 56.01 | 51.97 | 2 | 0
2015 | PJM_ROR_2_MISO_MI | PJM_ROR | MISO_MI | Internal | Summer | B5 | 200 | 1305 | 0 | 48.71 | 46.69 | 2 | 0
2015 | PJM_ROR_2_MISO_MI | PJM_ROR | MISO_MI | Internal | Summer | B6 | 300 | 1305 | 0 | 44.09 | 42.09 | 2 | 0
2015 | PJM_ROR_2_MISO_MI | PJM_ROR | MISO_MI | Internal | Summer | B7 | 400 | 1305 | 0 | 37.93 | 35.93 | 2 | 0
2015 | PJM_ROR_2_MISO_MI | PJM_ROR | MISO_MI | Internal | Summer | B8 | 500 | 1305 | 0 | 36.42 | 34.42 | 2 | 0
2015 | PJM_ROR_2_MISO_MI | PJM_ROR | MISO_MI | Internal | Summer | B9 | 800 | 1305 | 0 | 34.9 | 33.3 | 2 | 0
2015 | PJM_ROR_2_MISO_MI | PJM_ROR | MISO_MI | Internal | Summer | B10 | 1262 | 1305 | 0 | 33.09 | 32.3 | 2 | 0
2015 | PJM_ROR_2_MISO_MI | PJM_ROR | MISO_MI | Internal | Winter | B16 | 25 | 1305 | 0 | 48.79 | 46.78 | 2 | 0
2015 | PJM_ROR_2_MISO_MI | PJM_ROR | MISO_MI | Internal | Winter | B17 | 100 | 1305 | 0 | 45.18 | 43 | 2 | 0
2015 | PJM_ROR_2_MISO_MI | PJM_ROR | MISO_MI | Internal | Winter | B18 | 400 | 1305 | 0 | 39.97 | 37.98 | 2 | 0
2015 | PJM_ROR_2_MISO_MI | PJM_ROR | MISO_MI | Internal | Winter | B19 | 700 | 1305 | 0 | 38.41 | 36.42 | 2 | 0
2015 | PJM_ROR_2_MISO_MI | PJM_ROR | MISO_MI | Internal | Winter | B20 | 935 | 1305 | 0 | 34.81 | 33.26 | 2 | 0
2015 | PJM_ROR_2_MISO_MO-IL | PJM_ROR | MISO_MO-IL | Internal | Shoulder | B11 | 25 | 1111 | 0 | 48.58 | 46.78 | 2 | 0
2015 | PJM_ROR_2_MISO_MO-IL | PJM_ROR | MISO_MO-IL | Internal | Shoulder | B12 | 200 | 1111 | 0 | 41.86 | 39.85 | 2 | 0
2015 | PJM_ROR_2_MISO_MO-IL | PJM_ROR | MISO_MO-IL | Internal | Shoulder | B13 | 600 | 1111 | 0 | 39.51 | 37.1 | 2 | 0
2015 | PJM_ROR_2_MISO_MO-IL | PJM_ROR | MISO_MO-IL | Internal | Shoulder | B14 | 900 | 1111 | 0 | 38.07 | 36.06 | 2 | 0
2015 | PJM_ROR_2_MISO_MO-IL | PJM_ROR | MISO_MO-IL | Internal | Shoulder | B15 | 1203 | 1111 | 0 | 35.3 | 33.3 | 2 | 0
2015 | PJM_ROR_2_MISO_MO-IL | PJM_ROR | MISO_MO-IL | Internal | Summer | B1 | 10 | 1111 | 0 | 61.38 | 59.38 | 2 | 0
2015 | PJM_ROR_2_MISO_MO-IL | PJM_ROR | MISO_MO-IL | Internal | Summer | B2 | 25 | 1111 | 0 | 58.92 | 56.92 | 2 | 0
2015 | PJM_ROR_2_MISO_MO-IL | PJM_ROR | MISO_MO-IL | Internal | Summer | B3 | 75 | 1111 | 0 | 56.94 | 56.4 | 2 | 0
2015 | PJM_ROR_2_MISO_MO-IL | PJM_ROR | MISO_MO-IL | Internal | Summer | B4 | 100 | 1111 | 0 | 56.01 | 54.02 | 2 | 0
2015 | PJM_ROR_2_MISO_MO-IL | PJM_ROR | MISO_MO-IL | Internal | Summer | B5 | 200 | 1111 | 0 | 48.71 | 46.71 | 2 | 0
2015 | PJM_ROR_2_MISO_MO-IL | PJM_ROR | MISO_MO-IL | Internal | Summer | B6 | 300 | 1111 | 0 | 44.09 | 42.09 | 2 | 0
2015 | PJM_ROR_2_MISO_MO-IL | PJM_ROR | MISO_MO-IL | Internal | Summer | B7 | 400 | 1111 | 0 | 37.93 | 35.91 | 2 | 0
2015 | PJM_ROR_2_MISO_MO-IL | PJM_ROR | MISO_MO-IL | Internal | Summer | B8 | 500 | 1111 | 0 | 36.42 | 33.55 | 2 | 0
2015 | PJM_ROR_2_MISO_MO-IL | PJM_ROR | MISO_MO-IL | Internal | Summer | B9 | 800 | 1111 | 0 | 34.9 | 32.92 | 2 | 0
2015 | PJM_ROR_2_MISO_MO-IL | PJM_ROR | MISO_MO-IL | Internal | Summer | B10 | 1262 | 1111 | 0 | 33.09 | 31.09 | 2 | 0
2015 | PJM_ROR_2_MISO_MO-IL | PJM_ROR | MISO_MO-IL | Internal | Winter | B16 | 25 | 1111 | 0 | 48.79 | 46.78 | 2 | 0
2015 | PJM_ROR_2_MISO_MO-IL | PJM_ROR | MISO_MO-IL | Internal | Winter | B17 | 100 | 1111 | 0 | 45.18 | 41.42 | 2 | 0
2015 | PJM_ROR_2_MISO_MO-IL | PJM_ROR | MISO_MO-IL | Internal | Winter | B18 | 400 | 1111 | 0 | 39.97 | 37.96 | 2 | 0
2015 | PJM_ROR_2_MISO_MO-IL | PJM_ROR | MISO_MO-IL | Internal | Winter | B19 | 700 | 1111 | 0 | 38.41 | 36.4 | 2 | 0
2015 | PJM_ROR_2_MISO_MO-IL | PJM_ROR | MISO_MO-IL | Internal | Winter | B20 | 935 | 1111 | 0 | 34.81 | 32.81 | 2 | 0
2015 | PJM_ROR_2_MISO_W | PJM_ROR | MISO_W | Internal | Shoulder | B11 | 25 | 709 | 0 | 48.58 | 46.79 | 2 | 0
2015 | PJM_ROR_2_MISO_W | PJM_ROR | MISO_W | Internal | Shoulder | B12 | 200 | 709 | 0 | 41.86 | 39.85 | 2 | 0
2015 | PJM_ROR_2_MISO_W | PJM_ROR | MISO_W | Internal | Shoulder | B13 | 600 | 709 | 0 | 39.51 | 37.11 | 2 | 0
2015 | PJM_ROR_2_MISO_W | PJM_ROR | MISO_W | Internal | Shoulder | B14 | 900 | 709 | 0 | 38.07 | 36.07 | 2 | 0
2015 | PJM_ROR_2_MISO_W | PJM_ROR | MISO_W | Internal | Shoulder | B15 | 1203 | 709 | 0 | 35.3 | 33.31 | 2 | 0
2015 | PJM_ROR_2_MISO_W | PJM_ROR | MISO_W | Internal | Summer | B1 | 10 | 709 | 0 | 61.38 | 59.37 | 2 | 0
2015 | PJM_ROR_2_MISO_W | PJM_ROR | MISO_W | Internal | Summer | B2 | 25 | 709 | 0 | 58.92 | 56.92 | 2 | 0
2015 | PJM_ROR_2_MISO_W | PJM_ROR | MISO_W | Internal | Summer | B3 | 75 | 709 | 0 | 56.94 | 56.47 | 2 | 0
2015 | PJM_ROR_2_MISO_W | PJM_ROR | MISO_W | Internal | Summer | B4 | 100 | 709 | 0 | 56.01 | 55.69 | 2 | 0
2015 | PJM_ROR_2_MISO_W | PJM_ROR | MISO_W | Internal | Summer | B5 | 200 | 709 | 0 | 48.71 | 46.72 | 2 | 0
2015 | PJM_ROR_2_MISO_W | PJM_ROR | MISO_W | Internal | Summer | B6 | 300 | 709 | 0 | 44.09 | 42.1 | 2 | 0
2015 | PJM_ROR_2_MISO_W | PJM_ROR | MISO_W | Internal | Summer | B7 | 400 | 709 | 0 | 37.93 | 35.91 | 2 | 0
2015 | PJM_ROR_2_MISO_W | PJM_ROR | MISO_W | Internal | Summer | B8 | 500 | 709 | 0 | 36.42 | 33.53 | 2 | 0
2015 | PJM_ROR_2_MISO_W | PJM_ROR | MISO_W | Internal | Summer | B9 | 800 | 709 | 0 | 34.9 | 32.9 | 2 | 0
2015 | PJM_ROR_2_MISO_W | PJM_ROR | MISO_W | Internal | Summer | B10 | 1262 | 709 | 0 | 33.09 | 31.1 | 2 | 0
2015 | PJM_ROR_2_MISO_W | PJM_ROR | MISO_W | Internal | Winter | B16 | 25 | 709 | 0 | 48.79 | 46.77 | 2 | 0
2015 | PJM_ROR_2_MISO_W | PJM_ROR | MISO_W | Internal | Winter | B17 | 100 | 709 | 0 | 45.18 | 41.41 | 2 | 0
2015 | PJM_ROR_2_MISO_W | PJM_ROR | MISO_W | Internal | Winter | B18 | 400 | 709 | 0 | 39.97 | 37.97 | 2 | 0
2015 | PJM_ROR_2_MISO_W | PJM_ROR | MISO_W | Internal | Winter | B19 | 700 | 709 | 0 | 38.41 | 36.43 | 2 | 0
2015 | PJM_ROR_2_MISO_W | PJM_ROR | MISO_W | Internal | Winter | B20 | 935 | 709 | 0 | 34.81 | 32.81 | 2 | 0
2015 | PJM_ROR_2_MISO_WUMS | PJM_ROR | MISO_WUMS | Internal | Shoulder | B11 | 25 | 1467 | 0 | 48.58 | 46.8 | 2 | 0
2015 | PJM_ROR_2_MISO_WUMS | PJM_ROR | MISO_WUMS | Internal | Shoulder | B12 | 200 | 1467 | 0 | 41.86 | 39.86 | 2 | 0
2015 | PJM_ROR_2_MISO_WUMS | PJM_ROR | MISO_WUMS | Internal | Shoulder | B13 | 600 | 1467 | 0 | 39.51 | 37.51 | 2 | 0
2015 | PJM_ROR_2_MISO_WUMS | PJM_ROR | MISO_WUMS | Internal | Shoulder | B14 | 900 | 1467 | 0 | 38.07 | 36.08 | 2 | 0
2015 | PJM_ROR_2_MISO_WUMS | PJM_ROR | MISO_WUMS | Internal | Shoulder | B15 | 1203 | 1467 | 0 | 35.3 | 33.33 | 2 | 0
2015 | PJM_ROR_2_MISO_WUMS | PJM_ROR | MISO_WUMS | Internal | Summer | B1 | 10 | 1467 | 0 | 61.38 | 59.38 | 2 | 0
2015 | PJM_ROR_2_MISO_WUMS | PJM_ROR | MISO_WUMS | Internal | Summer | B2 | 25 | 1467 | 0 | 58.92 | 57.22 | 2 | 0
2015 | PJM_ROR_2_MISO_WUMS | PJM_ROR | MISO_WUMS | Internal | Summer | B3 | 75 | 1467 | 0 | 56.94 | 56.48 | 2 | 0
2015 | PJM_ROR_2_MISO_WUMS | PJM_ROR | MISO_WUMS | Internal | Summer | B4 | 100 | 1467 | 0 | 56.01 | 55.7 | 2 | 0
2015 | PJM_ROR_2_MISO_WUMS | PJM_ROR | MISO_WUMS | Internal | Summer | B5 | 200 | 1467 | 0 | 48.71 | 46.71 | 2 | 0
2015 | PJM_ROR_2_MISO_WUMS | PJM_ROR | MISO_WUMS | Internal | Summer | B6 | 300 | 1467 | 0 | 44.09 | 42.09 | 2 | 0
2015 | PJM_ROR_2_MISO_WUMS | PJM_ROR | MISO_WUMS | Internal | Summer | B7 | 400 | 1467 | 0 | 37.93 | 35.93 | 2 | 0
2015 | PJM_ROR_2_MISO_WUMS | PJM_ROR | MISO_WUMS | Internal | Summer | B8 | 500 | 1467 | 0 | 36.42 | 34.42 | 2 | 0
2015 | PJM_ROR_2_MISO_WUMS | PJM_ROR | MISO_WUMS | Internal | Summer | B9 | 800 | 1467 | 0 | 34.9 | 32.92 | 2 | 0
2015 | PJM_ROR_2_MISO_WUMS | PJM_ROR | MISO_WUMS | Internal | Summer | B10 | 1262 | 1467 | 0 | 33.09 | 31.97 | 2 | 0
2015 | PJM_ROR_2_MISO_WUMS | PJM_ROR | MISO_WUMS | Internal | Winter | B16 | 25 | 1467 | 0 | 48.79 | 46.78 | 2 | 0
2015 | PJM_ROR_2_MISO_WUMS | PJM_ROR | MISO_WUMS | Internal | Winter | B17 | 100 | 1467 | 0 | 45.18 | 41.42 | 2 | 0
2015 | PJM_ROR_2_MISO_WUMS | PJM_ROR | MISO_WUMS | Internal | Winter | B18 | 400 | 1467 | 0 | 39.97 | 37.97 | 2 | 0
2015 | PJM_ROR_2_MISO_WUMS | PJM_ROR | MISO_WUMS | Internal | Winter | B19 | 700 | 1467 | 0 | 38.41 | 36.44 | 2 | 0
2015 | PJM_ROR_2_MISO_WUMS | PJM_ROR | MISO_WUMS | Internal | Winter | B20 | 935 | 1467 | 0 | 34.81 | 33.9 | 2 | 0
2015 | PJM_ROR_2_PJM_ROM | PJM_ROR | PJM_ROM | Internal | Shoulder | B11 | 25 | 8000 | 0.24 | 48.58 | 48.57 | 0.01 | 0
2015 | PJM_ROR_2_PJM_ROM | PJM_ROR | PJM_ROM | Internal | Shoulder | B12 | 200 | 8000 | 3995.28 | 41.86 | 41.87 | 0.01 | 0
2015 | PJM_ROR_2_PJM_ROM | PJM_ROR | PJM_ROM | Internal | Shoulder | B13 | 600 | 8000 | 7999.99 | 39.51 | 39.57 | 0.01 | 0.04
2015 | PJM_ROR_2_PJM_ROM | PJM_ROR | PJM_ROM | Internal | Shoulder | B14 | 900 | 8000 | 7861.86 | 38.07 | 38.08 | 0.01 | 0
2015 | PJM_ROR_2_PJM_ROM | PJM_ROR | PJM_ROM | Internal | Shoulder | B15 | 1203 | 8000 | 8000 | 35.3 | 37.17 | 0.01 | 1.85
2015 | PJM_ROR_2_PJM_ROM | PJM_ROR | PJM_ROM | Internal | Summer | B1 | 10 | 8000 | 5776.89 | 61.38 | 61.39 | 0.01 | 0
2015 | PJM_ROR_2_PJM_ROM | PJM_ROR | PJM_ROM | Internal | Summer | B2 | 25 | 8000 | 4981.68 | 58.92 | 58.93 | 0.01 | 0
2015 | PJM_ROR_2_PJM_ROM | PJM_ROR | PJM_ROM | Internal | Summer | B3 | 75 | 8000 | 1923.44 | 56.94 | 56.95 | 0.01 | 0
2015 | PJM_ROR_2_PJM_ROM | PJM_ROR | PJM_ROM | Internal | Summer | B4 | 100 | 8000 | 0.06 | 56.01 | 56 | 0.01 | 0
2015 | PJM_ROR_2_PJM_ROM | PJM_ROR | PJM_ROM | Internal | Summer | B5 | 200 | 8000 | 2216.25 | 48.71 | 48.72 | 0.01 | 0
2015 | PJM_ROR_2_PJM_ROM | PJM_ROR | PJM_ROM | Internal | Summer | B6 | 300 | 8000 | 2819.24 | 44.09 | 44.1 | 0.01 | 0
2015 | PJM_ROR_2_PJM_ROM | PJM_ROR | PJM_ROM | Internal | Summer | B7 | 400 | 8000 | 4675.24 | 37.93 | 37.94 | 0.01 | 0
2015 | PJM_ROR_2_PJM_ROM | PJM_ROR | PJM_ROM | Internal | Summer | B8 | 500 | 8000 | 8000 | 36.42 | 37.43 | 0.01 | 1
2015 | PJM_ROR_2_PJM_ROM | PJM_ROR | PJM_ROM | Internal | Summer | B9 | 800 | 8000 | 8000 | 34.9 | 35.21 | 0.01 | 0.29
2015 | PJM_ROR_2_PJM_ROM | PJM_ROR | PJM_ROM | Internal | Summer | B10 | 1262 | 8000 | 8000 | 33.09 | 34.75 | 0.01 | 1.66
2015 | PJM_ROR_2_PJM_ROM | PJM_ROR | PJM_ROM | Internal | Winter | B16 | 25 | 8000 | 4540.42 | 48.79 | 48.81 | 0.01 | 0
2015 | PJM_ROR_2_PJM_ROM | PJM_ROR | PJM_ROM | Internal | Winter | B17 | 100 | 8000 | 7999.99 | 45.18 | 45.48 | 0.01 | 0.28
2015 | PJM_ROR_2_PJM_ROM | PJM_ROR | PJM_ROM | Internal | Winter | B18 | 400 | 8000 | 8000 | 39.97 | 44.29 | 0.01 | 4.31
2015 | PJM_ROR_2_PJM_ROM | PJM_ROR | PJM_ROM | Internal | Winter | B19 | 700 | 8000 | 8000 | 38.41 | 41.95 | 0.01 | 3.52
2015 | PJM_ROR_2_PJM_ROM | PJM_ROR | PJM_ROM | Internal | Winter | B20 | 935 | 8000 | 8000 | 34.81 | 37.47 | 0.01 | 2.64
2015 | PJM_ROR_2_TVA_Transmission | PJM_ROR | TVA_Transmission | Internal | Shoulder | B11 | 25 | 2500 | 0 | 48.58 | 54 | 6 | 0
2015 | PJM_ROR_2_TVA_Transmission | PJM_ROR | TVA_Transmission | Internal | Shoulder | B12 | 200 | 2500 | 0 | 41.86 | 43.34 | 6 | 0
2015 | PJM_ROR_2_TVA_Transmission | PJM_ROR | TVA_Transmission | Internal | Shoulder | B13 | 600 | 2500 | 0 | 39.51 | 41.38 | 6 | 0
2015 | PJM_ROR_2_TVA_Transmission | PJM_ROR | TVA_Transmission | Internal | Shoulder | B14 | 900 | 2500 | 0 | 38.07 | 40.06 | 6 | 0
2015 | PJM_ROR_2_TVA_Transmission | PJM_ROR | TVA_Transmission | Internal | Shoulder | B15 | 1203 | 2500 | 0 | 35.3 | 39.2 | 6 | 0
2015 | PJM_ROR_2_TVA_Transmission | PJM_ROR | TVA_Transmission | Internal | Summer | B1 | 10 | 2500 | 54.54 | 61.38 | 67.38 | 6 | 0
2015 | PJM_ROR_2_TVA_Transmission | PJM_ROR | TVA_Transmission | Internal | Summer | B2 | 25 | 2500 | 623.14 | 58.92 | 64.92 | 6 | 0
2015 | PJM_ROR_2_TVA_Transmission | PJM_ROR | TVA_Transmission | Internal | Summer | B3 | 75 | 2500 | 1384.88 | 56.94 | 62.94 | 6 | 0
2015 | PJM_ROR_2_TVA_Transmission | PJM_ROR | TVA_Transmission | Internal | Summer | B4 | 100 | 2500 | 785.72 | 56.01 | 62.01 | 6 | 0
2015 | PJM_ROR_2_TVA_Transmission | PJM_ROR | TVA_Transmission | Internal | Summer | B5 | 200 | 2500 | 0 | 48.71 | 52.76 | 6 | 0
2015 | PJM_ROR_2_TVA_Transmission | PJM_ROR | TVA_Transmission | Internal | Summer | B6 | 300 | 2500 | 0 | 44.09 | 46.64 | 6 | 0
2015 | PJM_ROR_2_TVA_Transmission | PJM_ROR | TVA_Transmission | Internal | Summer | B7 | 400 | 2500 | 0 | 37.93 | 41.82 | 6 | 0
2015 | PJM_ROR_2_TVA_Transmission | PJM_ROR | TVA_Transmission | Internal | Summer | B8 | 500 | 2500 | 0 | 36.42 | 38.96 | 6 | 0
2015 | PJM_ROR_2_TVA_Transmission | PJM_ROR | TVA_Transmission | Internal | Summer | B9 | 800 | 2500 | 0 | 34.9 | 38.31 | 6 | 0
2015 | PJM_ROR_2_TVA_Transmission | PJM_ROR | TVA_Transmission | Internal | Summer | B10 | 1262 | 2500 | 0 | 33.09 | 36.41 | 6 | 0
2015 | PJM_ROR_2_TVA_Transmission | PJM_ROR | TVA_Transmission | Internal | Winter | B16 | 25 | 2500 | 0.04 | 48.79 | 54.68 | 6 | 0
2015 | PJM_ROR_2_TVA_Transmission | PJM_ROR | TVA_Transmission | Internal | Winter | B17 | 100 | 2500 | 0 | 45.18 | 45.86 | 6 | 0
2015 | PJM_ROR_2_TVA_Transmission | PJM_ROR | TVA_Transmission | Internal | Winter | B18 | 400 | 2500 | 0 | 39.97 | 42.12 | 6 | 0
2015 | PJM_ROR_2_TVA_Transmission | PJM_ROR | TVA_Transmission | Internal | Winter | B19 | 700 | 2500 | 0 | 38.41 | 40.33 | 6 | 0
2015 | PJM_ROR_2_TVA_Transmission | PJM_ROR | TVA_Transmission | Internal | Winter | B20 | 935 | 2500 | 0 | 34.81 | 39.07 | 6 | 0
2015 | PJM_ROR_2_VACAR | PJM_ROR | VACAR | Internal | Shoulder | B11 | 25 | 3000 | 1319.36 | 48.58 | 54.58 | 6 | 0
2015 | PJM_ROR_2_VACAR | PJM_ROR | VACAR | Internal | Shoulder | B12 | 200 | 3000 | 698.12 | 41.86 | 47.86 | 6 | 0
2015 | PJM_ROR_2_VACAR | PJM_ROR | VACAR | Internal | Shoulder | B13 | 600 | 3000 | 9.7 | 39.51 | 45.51 | 6 | 0
2015 | PJM_ROR_2_VACAR | PJM_ROR | VACAR | Internal | Shoulder | B14 | 900 | 3000 | 673.1 | 38.07 | 44.07 | 6 | 0
2015 | PJM_ROR_2_VACAR | PJM_ROR | VACAR | Internal | Shoulder | B15 | 1203 | 3000 | 3000 | 35.3 | 41.51 | 6 | 0.2
2015 | PJM_ROR_2_VACAR | PJM_ROR | VACAR | Internal | Summer | B1 | 10 | 3000 | 2999.98 | 61.38 | 68.16 | 6 | 0.78
2015 | PJM_ROR_2_VACAR | PJM_ROR | VACAR | Internal | Summer | B2 | 25 | 3000 | 3000 | 58.92 | 68.16 | 6 | 3.24
2015 | PJM_ROR_2_VACAR | PJM_ROR | VACAR | Internal | Summer | B3 | 75 | 3000 | 3000 | 56.94 | 68.16 | 6 | 5.22
2015 | PJM_ROR_2_VACAR | PJM_ROR | VACAR | Internal | Summer | B4 | 100 | 3000 | 2007.25 | 56.01 | 62.01 | 6 | 0
2015 | PJM_ROR_2_VACAR | PJM_ROR | VACAR | Internal | Summer | B5 | 200 | 3000 | 3000 | 48.71 | 55.3 | 6 | 0.6
2015 | PJM_ROR_2_VACAR | PJM_ROR | VACAR | Internal | Summer | B6 | 300 | 3000 | 897.7 | 44.09 | 50.09 | 6 | 0
2015 | PJM_ROR_2_VACAR | PJM_ROR | VACAR | Internal | Summer | B7 | 400 | 3000 | 2822.4 | 37.93 | 43.93 | 6 | 0
2015 | PJM_ROR_2_VACAR | PJM_ROR | VACAR | Internal | Summer | B8 | 500 | 3000 | 3000 | 36.42 | 42.75 | 6 | 0.34
2015 | PJM_ROR_2_VACAR | PJM_ROR | VACAR | Internal | Summer | B9 | 800 | 3000 | 3000 | 34.9 | 41.51 | 6 | 0.6
2015 | PJM_ROR_2_VACAR | PJM_ROR | VACAR | Internal | Summer | B10 | 1262 | 3000 | 3000 | 33.09 | 40.24 | 6 | 1.16
2015 | PJM_ROR_2_VACAR | PJM_ROR | VACAR | Internal | Winter | B16 | 25 | 3000 | 3000 | 48.79 | 58.89 | 6 | 4.09
2015 | PJM_ROR_2_VACAR | PJM_ROR | VACAR | Internal | Winter | B17 | 100 | 3000 | 263.02 | 45.18 | 51.18 | 6 | 0
2015 | PJM_ROR_2_VACAR | PJM_ROR | VACAR | Internal | Winter | B18 | 400 | 3000 | 142.9 | 39.97 | 45.97 | 6 | 0
2015 | PJM_ROR_2_VACAR | PJM_ROR | VACAR | Internal | Winter | B19 | 700 | 3000 | 92.89 | 38.41 | 44.41 | 6 | 0
2015 | PJM_ROR_2_VACAR | PJM_ROR | VACAR | Internal | Winter | B20 | 935 | 3000 | 3000 | 34.81 | 42.38 | 6 | 1.57
2015 | PJM_ROM_2_NYISO_A-F | PJM_ROM | NYISO_A-F | Internal | Shoulder | B11 | 25 | 2000 | 0 | 48.57 | 40.57 | 6 | 0
2015 | PJM_ROM_2_NYISO_A-F | PJM_ROM | NYISO_A-F | Internal | Shoulder | B12 | 200 | 2000 | 0 | 41.87 | 39.83 | 6 | 0
2015 | PJM_ROM_2_NYISO_A-F | PJM_ROM | NYISO_A-F | Internal | Shoulder | B13 | 600 | 2000 | 0 | 39.57 | 38.42 | 6 | 0
2015 | PJM_ROM_2_NYISO_A-F | PJM_ROM | NYISO_A-F | Internal | Shoulder | B14 | 900 | 2000 | 0 | 38.08 | 38.42 | 6 | 0
2015 | PJM_ROM_2_NYISO_A-F | PJM_ROM | NYISO_A-F | Internal | Shoulder | B15 | 1203 | 2000 | 0 | 37.17 | 38.42 | 6 | 0
2015 | PJM_ROM_2_NYISO_A-F | PJM_ROM | NYISO_A-F | Internal | Summer | B1 | 10 | 2000 | 0 | 61.39 | 53.39 | 6 | 0
2015 | PJM_ROM_2_NYISO_A-F | PJM_ROM | NYISO_A-F | Internal | Summer | B2 | 25 | 2000 | 0 | 58.93 | 51.8 | 6 | 0
2015 | PJM_ROM_2_NYISO_A-F | PJM_ROM | NYISO_A-F | Internal | Summer | B3 | 75 | 2000 | 0 | 56.95 | 48.95 | 6 | 0
2015 | PJM_ROM_2_NYISO_A-F | PJM_ROM | NYISO_A-F | Internal | Summer | B4 | 100 | 2000 | 0 | 56 | 45.28 | 6 | 0
2015 | PJM_ROM_2_NYISO_A-F | PJM_ROM | NYISO_A-F | Internal | Summer | B5 | 200 | 2000 | 0 | 48.72 | 43 | 6 | 0
2015 | PJM_ROM_2_NYISO_A-F | PJM_ROM | NYISO_A-F | Internal | Summer | B6 | 300 | 2000 | 0 | 44.1 | 42.09 | 6 | 0
2015 | PJM_ROM_2_NYISO_A-F | PJM_ROM | NYISO_A-F | Internal | Summer | B7 | 400 | 2000 | 0 | 37.94 | 38.17 | 6 | 0
2015 | PJM_ROM_2_NYISO_A-F | PJM_ROM | NYISO_A-F | Internal | Summer | B8 | 500 | 2000 | 0 | 37.43 | 37.08 | 6 | 0
2015 | PJM_ROM_2_NYISO_A-F | PJM_ROM | NYISO_A-F | Internal | Summer | B9 | 800 | 2000 | 0 | 35.21 | 37.07 | 6 | 0
2015 | PJM_ROM_2_NYISO_A-F | PJM_ROM | NYISO_A-F | Internal | Summer | B10 | 1262 | 2000 | 0 | 34.75 | 37.07 | 6 | 0
2015 | PJM_ROM_2_NYISO_A-F | PJM_ROM | NYISO_A-F | Internal | Winter | B16 | 25 | 2000 | 0 | 48.81 | 45.86 | 6 | 0
2015 | PJM_ROM_2_NYISO_A-F | PJM_ROM | NYISO_A-F | Internal | Winter | B17 | 100 | 2000 | 0 | 45.48 | 43.08 | 6 | 0
2015 | PJM_ROM_2_NYISO_A-F | PJM_ROM | NYISO_A-F | Internal | Winter | B18 | 400 | 2000 | 0 | 44.29 | 43.08 | 6 | 0
2015 | PJM_ROM_2_NYISO_A-F | PJM_ROM | NYISO_A-F | Internal | Winter | B19 | 700 | 2000 | 0 | 41.95 | 43.08 | 6 | 0
2015 | PJM_ROM_2_NYISO_A-F | PJM_ROM | NYISO_A-F | Internal | Winter | B20 | 935 | 2000 | 0 | 37.47 | 43.08 | 6 | 0
2015 | PJM_ROM_2_PJM_E | PJM_ROM | PJM_E | Internal | Shoulder | B11 | 25 | 8000 | 0.22 | 48.57 | 48.56 | 0.01 | 0
2015 | PJM_ROM_2_PJM_E | PJM_ROM | PJM_E | Internal | Shoulder | B12 | 200 | 8000 | 1069.29 | 41.87 | 41.88 | 0.01 | 0
2015 | PJM_ROM_2_PJM_E | PJM_ROM | PJM_E | Internal | Shoulder | B13 | 600 | 8000 | 4300.5 | 39.57 | 39.58 | 0.01 | 0
2015 | PJM_ROM_2_PJM_E | PJM_ROM | PJM_E | Internal | Shoulder | B14 | 900 | 8000 | 3193.14 | 38.08 | 38.09 | 0.01 | 0
2015 | PJM_ROM_2_PJM_E | PJM_ROM | PJM_E | Internal | Shoulder | B15 | 1203 | 8000 | 4453.9 | 37.17 | 37.18 | 0.01 | 0
2015 | PJM_ROM_2_PJM_E | PJM_ROM | PJM_E | Internal | Summer | B1 | 10 | 8000 | 5194.21 | 61.39 | 61.4 | 0.01 | 0
2015 | PJM_ROM_2_PJM_E | PJM_ROM | PJM_E | Internal | Summer | B2 | 25 | 8000 | 4263.8 | 58.93 | 58.94 | 0.01 | 0
2015 | PJM_ROM_2_PJM_E | PJM_ROM | PJM_E | Internal | Summer | B3 | 75 | 8000 | 3698.45 | 56.95 | 56.96 | 0.01 | 0
2015 | PJM_ROM_2_PJM_E | PJM_ROM | PJM_E | Internal | Summer | B4 | 100 | 8000 | 1673.96 | 56 | 56.01 | 0.01 | 0
2015 | PJM_ROM_2_PJM_E | PJM_ROM | PJM_E | Internal | Summer | B5 | 200 | 8000 | 1633.49 | 48.72 | 48.73 | 0.01 | 0
2015 | PJM_ROM_2_PJM_E | PJM_ROM | PJM_E | Internal | Summer | B6 | 300 | 8000 | 1790.52 | 44.1 | 44.11 | 0.01 | 0
2015 | PJM_ROM_2_PJM_E | PJM_ROM | PJM_E | Internal | Summer | B7 | 400 | 8000 | 2615.76 | 37.94 | 37.95 | 0.01 | 0
2015 | PJM_ROM_2_PJM_E | PJM_ROM | PJM_E | Internal | Summer | B8 | 500 | 8000 | 4174.17 | 37.43 | 37.44 | 0.01 | 0
2015 | PJM_ROM_2_PJM_E | PJM_ROM | PJM_E | Internal | Summer | B9 | 800 | 8000 | 2943.82 | 35.21 | 35.22 | 0.01 | 0
2015 | PJM_ROM_2_PJM_E | PJM_ROM | PJM_E | Internal | Summer | B10 | 1262 | 8000 | 3901.29 | 34.75 | 34.77 | 0.01 | 0
2015 | PJM_ROM_2_PJM_E | PJM_ROM | PJM_E | Internal | Winter | B16 | 25 | 8000 | 1397.83 | 48.81 | 48.82 | 0.01 | 0
2015 | PJM_ROM_2_PJM_E | PJM_ROM | PJM_E | Internal | Winter | B17 | 100 | 8000 | 5073.32 | 45.48 | 45.49 | 0.01 | 0
2015 | PJM_ROM_2_PJM_E | PJM_ROM | PJM_E | Internal | Winter | B18 | 400 | 8000 | 4929.62 | 44.29 | 44.3 | 0.01 | 0
2015 | PJM_ROM_2_PJM_E | PJM_ROM | PJM_E | Internal | Winter | B19 | 700 | 8000 | 5155.92 | 41.95 | 41.96 | 0.01 | 0
2015 | PJM_ROM_2_PJM_E | PJM_ROM | PJM_E | Internal | Winter | B20 | 935 | 8000 | 4444.74 | 37.47 | 37.48 | 0.01 | 0
2015 | PJM_ROM_2_PJM_ROR | PJM_ROM | PJM_ROR | Internal | Shoulder | B11 | 25 | 8000 | 156.86 | 48.57 | 48.58 | 0.01 | 0
2015 | PJM_ROM_2_PJM_ROR | PJM_ROM | PJM_ROR | Internal | Shoulder | B12 | 200 | 8000 | 0.03 | 41.87 | 41.86 | 0.01 | 0
2015 | PJM_ROM_2_PJM_ROR | PJM_ROM | PJM_ROR | Internal | Shoulder | B13 | 600 | 8000 | 0 | 39.57 | 39.51 | 0.01 | 0
2015 | PJM_ROM_2_PJM_ROR | PJM_ROM | PJM_ROR | Internal | Shoulder | B14 | 900 | 8000 | 0 | 38.08 | 38.07 | 0.01 | 0
2015 | PJM_ROM_2_PJM_ROR | PJM_ROM | PJM_ROR | Internal | Shoulder | B15 | 1203 | 8000 | 0 | 37.17 | 35.3 | 0.01 | 0
2015 | PJM_ROM_2_PJM_ROR | PJM_ROM | PJM_ROR | Internal | Summer | B1 | 10 | 8000 | 0.53 | 61.39 | 61.38 | 0.01 | 0
2015 | PJM_ROM_2_PJM_ROR | PJM_ROM | PJM_ROR | Internal | Summer | B2 | 25 | 8000 | 0.22 | 58.93 | 58.92 | 0.01 | 0
2015 | PJM_ROM_2_PJM_ROR | PJM_ROM | PJM_ROR | Internal | Summer | B3 | 75 | 8000 | 0.07 | 56.95 | 56.94 | 0.01 | 0
2015 | PJM_ROM_2_PJM_ROR | PJM_ROM | PJM_ROR | Internal | Summer | B4 | 100 | 8000 | 1398.73 | 56 | 56.01 | 0.01 | 0
2015 | PJM_ROM_2_PJM_ROR | PJM_ROM | PJM_ROR | Internal | Summer | B5 | 200 | 8000 | 0.03 | 48.72 | 48.71 | 0.01 | 0
2015 | PJM_ROM_2_PJM_ROR | PJM_ROM | PJM_ROR | Internal | Summer | B6 | 300 | 8000 | 0.02 | 44.1 | 44.09 | 0.01 | 0
2015 | PJM_ROM_2_PJM_ROR | PJM_ROM | PJM_ROR | Internal | Summer | B7 | 400 | 8000 | 0.01 | 37.94 | 37.93 | 0.01 | 0
2015 | PJM_ROM_2_PJM_ROR | PJM_ROM | PJM_ROR | Internal | Summer | B8 | 500 | 8000 | 0 | 37.43 | 36.42 | 0.01 | 0
2015 | PJM_ROM_2_PJM_ROR | PJM_ROM | PJM_ROR | Internal | Summer | B9 | 800 | 8000 | 0 | 35.21 | 34.9 | 0.01 | 0
2015 | PJM_ROM_2_PJM_ROR | PJM_ROM | PJM_ROR | Internal | Summer | B10 | 1262 | 8000 | 0 | 34.75 | 33.09 | 0.01 | 0
2015 | PJM_ROM_2_PJM_ROR | PJM_ROM | PJM_ROR | Internal | Winter | B16 | 25 | 8000 | 0.22 | 48.81 | 48.79 | 0.01 | 0
2015 | PJM_ROM_2_PJM_ROR | PJM_ROM | PJM_ROR | Internal | Winter | B17 | 100 | 8000 | 0 | 45.48 | 45.18 | 0.01 | 0
2015 | PJM_ROM_2_PJM_ROR | PJM_ROM | PJM_ROR | Internal | Winter | B18 | 400 | 8000 | 0 | 44.29 | 39.97 | 0.01 | 0
2015 | PJM_ROM_2_PJM_ROR | PJM_ROM | PJM_ROR | Internal | Winter | B19 | 700 | 8000 | 0 | 41.95 | 38.41 | 0.01 | 0
2015 | PJM_ROM_2_PJM_ROR | PJM_ROM | PJM_ROR | Internal | Winter | B20 | 935 | 8000 | 0 | 37.47 | 34.81 | 0.01 | 0
2015 | SOCO_2_ENT | SOCO | ENT | Internal | Shoulder | B11 | 25 | 2400 | 0 | 61.5 | 53.5 | 10 | 0
2015 | SOCO_2_ENT | SOCO | ENT | Internal | Shoulder | B12 | 200 | 2400 | 0 | 43.52 | 38.05 | 10 | 0
2015 | SOCO_2_ENT | SOCO | ENT | Internal | Shoulder | B13 | 600 | 2400 | 0 | 39.24 | 38.05 | 10 | 0
2015 | SOCO_2_ENT | SOCO | ENT | Internal | Shoulder | B14 | 900 | 2400 | 0 | 39.24 | 37.78 | 10 | 0
2015 | SOCO_2_ENT | SOCO | ENT | Internal | Shoulder | B15 | 1203 | 2400 | 0 | 39.02 | 36.55 | 10 | 0
2015 | SOCO_2_ENT | SOCO | ENT | Internal | Summer | B1 | 10 | 2400 | 0 | 64.92 | 59.38 | 10 | 0
2015 | SOCO_2_ENT | SOCO | ENT | Internal | Summer | B2 | 25 | 2400 | 0 | 64.92 | 56.92 | 10 | 0
2015 | SOCO_2_ENT | SOCO | ENT | Internal | Summer | B3 | 75 | 2400 | 0 | 64.92 | 55.82 | 10 | 0
2015 | SOCO_2_ENT | SOCO | ENT | Internal | Summer | B4 | 100 | 2400 | 0 | 64.92 | 55.82 | 10 | 0
2015 | SOCO_2_ENT | SOCO | ENT | Internal | Summer | B5 | 200 | 2400 | 0 | 60.27 | 51.84 | 10 | 0
2015 | SOCO_2_ENT | SOCO | ENT | Internal | Summer | B6 | 300 | 2400 | 0 | 52.89 | 44.89 | 10 | 0
2015 | SOCO_2_ENT | SOCO | ENT | Internal | Summer | B7 | 400 | 2400 | 0 | 50.05 | 42.05 | 10 | 0
2015 | SOCO_2_ENT | SOCO | ENT | Internal | Summer | B8 | 500 | 2400 | 0 | 44.21 | 36.89 | 10 | 0
2015 | SOCO_2_ENT | SOCO | ENT | Internal | Summer | B9 | 800 | 2400 | 0 | 37.88 | 36.63 | 10 | 0
2015 | SOCO_2_ENT | SOCO | ENT | Internal | Summer | B10 | 1262 | 2400 | 0 | 37.88 | 35.44 | 10 | 0
2015 | SOCO_2_ENT | SOCO | ENT | Internal | Winter | B16 | 25 | 2400 | 0 | 61.54 | 51.78 | 10 | 0
2015 | SOCO_2_ENT | SOCO | ENT | Internal | Winter | B17 | 100 | 2400 | 0 | 44.21 | 40.38 | 10 | 0
2015 | SOCO_2_ENT | SOCO | ENT | Internal | Winter | B18 | 400 | 2400 | 0 | 41.34 | 40.1 | 10 | 0
2015 | SOCO_2_ENT | SOCO | ENT | Internal | Winter | B19 | 700 | 2400 | 0 | 41.34 | 40.1 | 10 | 0
2015 | SOCO_2_ENT | SOCO | ENT | Internal | Winter | B20 | 935 | 2400 | 0 | 41.34 | 38.79 | 10 | 0
2015 | SOCO_2_FRCC | SOCO | FRCC | Internal | Shoulder | B11 | 25 | 3700 | 496.73 | 61.5 | 71.5 | 10 | 0
2015 | SOCO_2_FRCC | SOCO | FRCC | Internal | Shoulder | B12 | 200 | 3700 | 1298.81 | 43.52 | 53.52 | 10 | 0
2015 | SOCO_2_FRCC | SOCO | FRCC | Internal | Shoulder | B13 | 600 | 3700 | 118.96 | 39.24 | 49.24 | 10 | 0
2015 | SOCO_2_FRCC | SOCO | FRCC | Internal | Shoulder | B14 | 900 | 3700 | 0 | 39.24 | 45.06 | 10 | 0
2015 | SOCO_2_FRCC | SOCO | FRCC | Internal | Shoulder | B15 | 1203 | 3700 | 0 | 39.02 | 43.22 | 10 | 0
2015 | SOCO_2_FRCC | SOCO | FRCC | Internal | Summer | B1 | 10 | 3700 | 0 | 64.92 | 71.2 | 10 | 0
2015 | SOCO_2_FRCC | SOCO | FRCC | Internal | Summer | B2 | 25 | 3700 | 0 | 64.92 | 71.2 | 10 | 0
2015 | SOCO_2_FRCC | SOCO | FRCC | Internal | Summer | B3 | 75 | 3700 | 0 | 64.92 | 71.2 | 10 | 0
2015 | SOCO_2_FRCC | SOCO | FRCC | Internal | Summer | B4 | 100 | 3700 | 0 | 64.92 | 71.2 | 10 | 0
2015 | SOCO_2_FRCC | SOCO | FRCC | Internal | Summer | B5 | 200 | 3700 | 813.21 | 60.27 | 70.27 | 10 | 0
2015 | SOCO_2_FRCC | SOCO | FRCC | Internal | Summer | B6 | 300 | 3700 | 742.46 | 52.89 | 62.89 | 10 | 0
2015 | SOCO_2_FRCC | SOCO | FRCC | Internal | Summer | B7 | 400 | 3700 | 1753.3 | 50.05 | 60.05 | 10 | 0
2015 | SOCO_2_FRCC | SOCO | FRCC | Internal | Summer | B8 | 500 | 3700 | 815.03 | 44.21 | 54.21 | 10 | 0
2015 | SOCO_2_FRCC | SOCO | FRCC | Internal | Summer | B9 | 800 | 3700 | 0 | 37.88 | 46.74 | 10 | 0
2015 | SOCO_2_FRCC | SOCO | FRCC | Internal | Summer | B10 | 1262 | 3700 | 0 | 37.88 | 42.58 | 10 | 0
2015 | SOCO_2_FRCC | SOCO | FRCC | Internal | Winter | B16 | 25 | 3700 | 2385.41 | 61.54 | 71.54 | 10 | 0
2015 | SOCO_2_FRCC | SOCO | FRCC | Internal | Winter | B17 | 100 | 3700 | 1655.5 | 44.21 | 54.21 | 10 | 0
2015 | SOCO_2_FRCC | SOCO | FRCC | Internal | Winter | B18 | 400 | 3700 | 523.23 | 41.34 | 51.34 | 10 | 0
2015 | SOCO_2_FRCC | SOCO | FRCC | Internal | Winter | B19 | 700 | 3700 | 0 | 41.34 | 47.11 | 10 | 0
2015 | SOCO_2_FRCC | SOCO | FRCC | Internal | Winter | B20 | 935 | 3700 | 0 | 41.34 | 45.18 | 10 | 0
2015 | SOCO_2_TVA_Transmission | SOCO | TVA_Transmission | Internal | Shoulder | B11 | 25 | 2600 | 0 | 61.5 | 54 | 10 | 0
2015 | SOCO_2_TVA_Transmission | SOCO | TVA_Transmission | Internal | Shoulder | B12 | 200 | 2600 | 0 | 43.52 | 43.34 | 10 | 0
2015 | SOCO_2_TVA_Transmission | SOCO | TVA_Transmission | Internal | Shoulder | B13 | 600 | 2600 | 0 | 39.24 | 41.38 | 10 | 0
2015 | SOCO_2_TVA_Transmission | SOCO | TVA_Transmission | Internal | Shoulder | B14 | 900 | 2600 | 0 | 39.24 | 40.06 | 10 | 0
2015 | SOCO_2_TVA_Transmission | SOCO | TVA_Transmission | Internal | Shoulder | B15 | 1203 | 2600 | 0 | 39.02 | 39.2 | 10 | 0
2015 | SOCO_2_TVA_Transmission | SOCO | TVA_Transmission | Internal | Summer | B1 | 10 | 2600 | 0 | 64.92 | 67.38 | 10 | 0
2015 | SOCO_2_TVA_Transmission | SOCO | TVA_Transmission | Internal | Summer | B2 | 25 | 2600 | 0 | 64.92 | 64.92 | 10 | 0
2015 | SOCO_2_TVA_Transmission | SOCO | TVA_Transmission | Internal | Summer | B3 | 75 | 2600 | 0 | 64.92 | 62.94 | 10 | 0
2015 | SOCO_2_TVA_Transmission | SOCO | TVA_Transmission | Internal | Summer | B4 | 100 | 2600 | 0 | 64.92 | 62.01 | 10 | 0
2015 | SOCO_2_TVA_Transmission | SOCO | TVA_Transmission | Internal | Summer | B5 | 200 | 2600 | 0 | 60.27 | 52.76 | 10 | 0
2015 | SOCO_2_TVA_Transmission | SOCO | TVA_Transmission | Internal | Summer | B6 | 300 | 2600 | 0 | 52.89 | 46.64 | 10 | 0
2015 | SOCO_2_TVA_Transmission | SOCO | TVA_Transmission | Internal | Summer | B7 | 400 | 2600 | 0 | 50.05 | 41.82 | 10 | 0
2015 | SOCO_2_TVA_Transmission | SOCO | TVA_Transmission | Internal | Summer | B8 | 500 | 2600 | 0 | 44.21 | 38.96 | 10 | 0
2015 | SOCO_2_TVA_Transmission | SOCO | TVA_Transmission | Internal | Summer | B9 | 800 | 2600 | 0 | 37.88 | 38.31 | 10 | 0
2015 | SOCO_2_TVA_Transmission | SOCO | TVA_Transmission | Internal | Summer | B10 | 1262 | 2600 | 0 | 37.88 | 36.41 | 10 | 0
2015 | SOCO_2_TVA_Transmission | SOCO | TVA_Transmission | Internal | Winter | B16 | 25 | 2600 | 0 | 61.54 | 54.68 | 10 | 0
2015 | SOCO_2_TVA_Transmission | SOCO | TVA_Transmission | Internal | Winter | B17 | 100 | 2600 | 0 | 44.21 | 45.86 | 10 | 0
2015 | SOCO_2_TVA_Transmission | SOCO | TVA_Transmission | Internal | Winter | B18 | 400 | 2600 | 0 | 41.34 | 42.12 | 10 | 0
2015 | SOCO_2_TVA_Transmission | SOCO | TVA_Transmission | Internal | Winter | B19 | 700 | 2600 | 0 | 41.34 | 40.33 | 10 | 0
2015 | SOCO_2_TVA_Transmission | SOCO | TVA_Transmission | Internal | Winter | B20 | 935 | 2600 | 0 | 41.34 | 39.07 | 10 | 0
2015 | SOCO_2_VACAR | SOCO | VACAR | Internal | Shoulder | B11 | 25 | 2000 | 0 | 61.5 | 54.58 | 10 | 0
2015 | SOCO_2_VACAR | SOCO | VACAR | Internal | Shoulder | B12 | 200 | 2000 | 0 | 43.52 | 47.86 | 10 | 0
2015 | SOCO_2_VACAR | SOCO | VACAR | Internal | Shoulder | B13 | 600 | 2000 | 0 | 39.24 | 45.51 | 10 | 0
2015 | SOCO_2_VACAR | SOCO | VACAR | Internal | Shoulder | B14 | 900 | 2000 | 0 | 39.24 | 44.07 | 10 | 0
2015 | SOCO_2_VACAR | SOCO | VACAR | Internal | Shoulder | B15 | 1203 | 2000 | 0 | 39.02 | 41.51 | 10 | 0
2015 | SOCO_2_VACAR | SOCO | VACAR | Internal | Summer | B1 | 10 | 2000 | 0 | 64.92 | 68.16 | 10 | 0
2015 | SOCO_2_VACAR | SOCO | VACAR | Internal | Summer | B2 | 25 | 2000 | 0 | 64.92 | 68.16 | 10 | 0
2015 | SOCO_2_VACAR | SOCO | VACAR | Internal | Summer | B3 | 75 | 2000 | 0 | 64.92 | 68.16 | 10 | 0
2015 | SOCO_2_VACAR | SOCO | VACAR | Internal | Summer | B4 | 100 | 2000 | 0 | 64.92 | 62.01 | 10 | 0
2015 | SOCO_2_VACAR | SOCO | VACAR | Internal | Summer | B5 | 200 | 2000 | 0 | 60.27 | 55.3 | 10 | 0
2015 | SOCO_2_VACAR | SOCO | VACAR | Internal | Summer | B6 | 300 | 2000 | 0 | 52.89 | 50.09 | 10 | 0
2015 | SOCO_2_VACAR | SOCO | VACAR | Internal | Summer | B7 | 400 | 2000 | 0 | 50.05 | 43.93 | 10 | 0
2015 | SOCO_2_VACAR | SOCO | VACAR | Internal | Summer | B8 | 500 | 2000 | 0 | 44.21 | 42.75 | 10 | 0
2015 | SOCO_2_VACAR | SOCO | VACAR | Internal | Summer | B9 | 800 | 2000 | 0 | 37.88 | 41.51 | 10 | 0
2015 | SOCO_2_VACAR | SOCO | VACAR | Internal | Summer | B10 | 1262 | 2000 | 0 | 37.88 | 40.24 | 10 | 0
2015 | SOCO_2_VACAR | SOCO | VACAR | Internal | Winter | B16 | 25 | 2000 | 0 | 61.54 | 58.89 | 10 | 0
2015 | SOCO_2_VACAR | SOCO | VACAR | Internal | Winter | B17 | 100 | 2000 | 0 | 44.21 | 51.18 | 10 | 0
2015 | SOCO_2_VACAR | SOCO | VACAR | Internal | Winter | B18 | 400 | 2000 | 0 | 41.34 | 45.97 | 10 | 0
2015 | SOCO_2_VACAR | SOCO | VACAR | Internal | Winter | B19 | 700 | 2000 | 0 | 41.34 | 44.41 | 10 | 0
2015 | SOCO_2_VACAR | SOCO | VACAR | Internal | Winter | B20 | 935 | 2000 | 0 | 41.34 | 42.38 | 10 | 0
2015 | SPP_N_2_ENT | SPP_N | ENT | Internal | Shoulder | B11 | 25 | 1800 | 0 | 53.79 | 53.5 | 5 | 0
2015 | SPP_N_2_ENT | SPP_N | ENT | Internal | Shoulder | B12 | 200 | 1800 | 0 | 39.21 | 38.05 | 5 | 0
2015 | SPP_N_2_ENT | SPP_N | ENT | Internal | Shoulder | B13 | 600 | 1800 | 0 | 37.6 | 38.05 | 5 | 0
2015 | SPP_N_2_ENT | SPP_N | ENT | Internal | Shoulder | B14 | 900 | 1800 | 0 | 36.34 | 37.78 | 5 | 0
2015 | SPP_N_2_ENT | SPP_N | ENT | Internal | Shoulder | B15 | 1203 | 1800 | 0 | 36.34 | 36.55 | 5 | 0
2015 | SPP_N_2_ENT | SPP_N | ENT | Internal | Summer | B1 | 10 | 1800 | 0 | 58.76 | 59.38 | 5 | 0
2015 | SPP_N_2_ENT | SPP_N | ENT | Internal | Summer | B2 | 25 | 1800 | 0 | 58.76 | 56.92 | 5 | 0
2015 | SPP_N_2_ENT | SPP_N | ENT | Internal | Summer | B3 | 75 | 1800 | 0 | 58.76 | 55.82 | 5 | 0
2015 | SPP_N_2_ENT | SPP_N | ENT | Internal | Summer | B4 | 100 | 1800 | 0 | 56.96 | 55.82 | 5 | 0
2015 | SPP_N_2_ENT | SPP_N | ENT | Internal | Summer | B5 | 200 | 1800 | 0 | 52.82 | 51.84 | 5 | 0
2015 | SPP_N_2_ENT | SPP_N | ENT | Internal | Summer | B6 | 300 | 1800 | 0 | 49.1 | 44.89 | 5 | 0
2015 | SPP_N_2_ENT | SPP_N | ENT | Internal | Summer | B7 | 400 | 1800 | 0 | 42.91 | 42.05 | 5 | 0
2015 | SPP_N_2_ENT | SPP_N | ENT | Internal | Summer | B8 | 500 | 1800 | 0 | 36.69 | 36.89 | 5 | 0
2015 | SPP_N_2_ENT | SPP_N | ENT | Internal | Summer | B9 | 800 | 1800 | 0 | 35.12 | 36.63 | 5 | 0
2015 | SPP_N_2_ENT | SPP_N | ENT | Internal | Summer | B10 | 1262 | 1800 | 0 | 34.55 | 35.44 | 5 | 0
2015 | SPP_N_2_ENT | SPP_N | ENT | Internal | Winter | B16 | 25 | 1800 | 75.03 | 46.78 | 51.78 | 5 | 0
2015 | SPP_N_2_ENT | SPP_N | ENT | Internal | Winter | B17 | 100 | 1800 | 0 | 40.07 | 40.38 | 5 | 0
2015 | SPP_N_2_ENT | SPP_N | ENT | Internal | Winter | B18 | 400 | 1800 | 0 | 38.72 | 40.1 | 5 | 0
2015 | SPP_N_2_ENT | SPP_N | ENT | Internal | Winter | B19 | 700 | 1800 | 0 | 38.67 | 40.1 | 5 | 0
2015 | SPP_N_2_ENT | SPP_N | ENT | Internal | Winter | B20 | 935 | 1800 | 0 | 38.07 | 38.79 | 5 | 0
2015 | SPP_N_2_MISO_MO-IL | SPP_N | MISO_MO-IL | Internal | Shoulder | B11 | 25 | 2000 | 0 | 53.79 | 46.78 | 5 | 0
2015 | SPP_N_2_MISO_MO-IL | SPP_N | MISO_MO-IL | Internal | Shoulder | B12 | 200 | 2000 | 0 | 39.21 | 39.85 | 5 | 0
2015 | SPP_N_2_MISO_MO-IL | SPP_N | MISO_MO-IL | Internal | Shoulder | B13 | 600 | 2000 | 0 | 37.6 | 37.1 | 5 | 0
2015 | SPP_N_2_MISO_MO-IL | SPP_N | MISO_MO-IL | Internal | Shoulder | B14 | 900 | 2000 | 0 | 36.34 | 36.06 | 5 | 0
2015 | SPP_N_2_MISO_MO-IL | SPP_N | MISO_MO-IL | Internal | Shoulder | B15 | 1203 | 2000 | 0 | 36.34 | 33.3 | 5 | 0
2015 | SPP_N_2_MISO_MO-IL | SPP_N | MISO_MO-IL | Internal | Summer | B1 | 10 | 2000 | 0 | 58.76 | 59.38 | 5 | 0
2015 | SPP_N_2_MISO_MO-IL | SPP_N | MISO_MO-IL | Internal | Summer | B2 | 25 | 2000 | 0 | 58.76 | 56.92 | 5 | 0
2015 | SPP_N_2_MISO_MO-IL | SPP_N | MISO_MO-IL | Internal | Summer | B3 | 75 | 2000 | 0 | 58.76 | 56.4 | 5 | 0
2015 | SPP_N_2_MISO_MO-IL | SPP_N | MISO_MO-IL | Internal | Summer | B4 | 100 | 2000 | 0 | 56.96 | 54.02 | 5 | 0
2015 | SPP_N_2_MISO_MO-IL | SPP_N | MISO_MO-IL | Internal | Summer | B5 | 200 | 2000 | 0 | 52.82 | 46.71 | 5 | 0
2015 | SPP_N_2_MISO_MO-IL | SPP_N | MISO_MO-IL | Internal | Summer | B6 | 300 | 2000 | 0 | 49.1 | 42.09 | 5 | 0
2015 | SPP_N_2_MISO_MO-IL | SPP_N | MISO_MO-IL | Internal | Summer | B7 | 400 | 2000 | 0 | 42.91 | 35.91 | 5 | 0
2015 | SPP_N_2_MISO_MO-IL | SPP_N | MISO_MO-IL | Internal | Summer | B8 | 500 | 2000 | 0 | 36.69 | 33.55 | 5 | 0
2015 | SPP_N_2_MISO_MO-IL | SPP_N | MISO_MO-IL | Internal | Summer | B9 | 800 | 2000 | 0 | 35.12 | 32.92 | 5 | 0
2015 | SPP_N_2_MISO_MO-IL | SPP_N | MISO_MO-IL | Internal | Summer | B10 | 1262 | 2000 | 0 | 34.55 | 31.09 | 5 | 0
2015 | SPP_N_2_MISO_MO-IL | SPP_N | MISO_MO-IL | Internal | Winter | B16 | 25 | 2000 | 0 | 46.78 | 46.78 | 5 | 0
2015 | SPP_N_2_MISO_MO-IL | SPP_N | MISO_MO-IL | Internal | Winter | B17 | 100 | 2000 | 0 | 40.07 | 41.42 | 5 | 0
2015 | SPP_N_2_MISO_MO-IL | SPP_N | MISO_MO-IL | Internal | Winter | B18 | 400 | 2000 | 0 | 38.72 | 37.96 | 5 | 0
2015 | SPP_N_2_MISO_MO-IL | SPP_N | MISO_MO-IL | Internal | Winter | B19 | 700 | 2000 | 0 | 38.67 | 36.4 | 5 | 0
2015 | SPP_N_2_MISO_MO-IL | SPP_N | MISO_MO-IL | Internal | Winter | B20 | 935 | 2000 | 0 | 38.07 | 32.81 | 5 | 0
2015 | SPP_N_2_MISO_W | SPP_N | MISO_W | Internal | Shoulder | B11 | 25 | 750 | 0 | 53.79 | 46.79 | 5 | 0
2015 | SPP_N_2_MISO_W | SPP_N | MISO_W | Internal | Shoulder | B12 | 200 | 750 | 0 | 39.21 | 39.85 | 5 | 0
2015 | SPP_N_2_MISO_W | SPP_N | MISO_W | Internal | Shoulder | B13 | 600 | 750 | 0 | 37.6 | 37.11 | 5 | 0
2015 | SPP_N_2_MISO_W | SPP_N | MISO_W | Internal | Shoulder | B14 | 900 | 750 | 0 | 36.34 | 36.07 | 5 | 0
2015 | SPP_N_2_MISO_W | SPP_N | MISO_W | Internal | Shoulder | B15 | 1203 | 750 | 0 | 36.34 | 33.31 | 5 | 0
2015 | SPP_N_2_MISO_W | SPP_N | MISO_W | Internal | Summer | B1 | 10 | 750 | 0 | 58.76 | 59.37 | 5 | 0
2015 | SPP_N_2_MISO_W | SPP_N | MISO_W | Internal | Summer | B2 | 25 | 750 | 0 | 58.76 | 56.92 | 5 | 0
2015 | SPP_N_2_MISO_W | SPP_N | MISO_W | Internal | Summer | B3 | 75 | 750 | 0 | 58.76 | 56.47 | 5 | 0
2015 | SPP_N_2_MISO_W | SPP_N | MISO_W | Internal | Summer | B4 | 100 | 750 | 0 | 56.96 | 55.69 | 5 | 0
2015 | SPP_N_2_MISO_W | SPP_N | MISO_W | Internal | Summer | B5 | 200 | 750 | 0 | 52.82 | 46.72 | 5 | 0
2015 | SPP_N_2_MISO_W | SPP_N | MISO_W | Internal | Summer | B6 | 300 | 750 | 0 | 49.1 | 42.1 | 5 | 0
2015 | SPP_N_2_MISO_W | SPP_N | MISO_W | Internal | Summer | B7 | 400 | 750 | 0 | 42.91 | 35.91 | 5 | 0
2015 | SPP_N_2_MISO_W | SPP_N | MISO_W | Internal | Summer | B8 | 500 | 750 | 0 | 36.69 | 33.53 | 5 | 0
2015 | SPP_N_2_MISO_W | SPP_N | MISO_W | Internal | Summer | B9 | 800 | 750 | 0 | 35.12 | 32.9 | 5 | 0
2015 | SPP_N_2_MISO_W | SPP_N | MISO_W | Internal | Summer | B10 | 1262 | 750 | 0 | 34.55 | 31.1 | 5 | 0
2015 | SPP_N_2_MISO_W | SPP_N | MISO_W | Internal | Winter | B16 | 25 | 750 | 0 | 46.78 | 46.77 | 5 | 0
2015 | SPP_N_2_MISO_W | SPP_N | MISO_W | Internal | Winter | B17 | 100 | 750 | 0 | 40.07 | 41.41 | 5 | 0
2015 | SPP_N_2_MISO_W | SPP_N | MISO_W | Internal | Winter | B18 | 400 | 750 | 0 | 38.72 | 37.97 | 5 | 0
2015 | SPP_N_2_MISO_W | SPP_N | MISO_W | Internal | Winter | B19 | 700 | 750 | 0 | 38.67 | 36.43 | 5 | 0
2015 | SPP_N_2_MISO_W | SPP_N | MISO_W | Internal | Winter | B20 | 935 | 750 | 0 | 38.07 | 32.81 | 5 | 0
2015 | SPP_N_2_NE | SPP_N | NE | Internal | Shoulder | B11 | 25 | 330 | 0 | 53.79 | 46.79 | 0.01 | 0
2015 | SPP_N_2_NE | SPP_N | NE | Internal | Shoulder | B12 | 200 | 330 | 0.03 | 39.21 | 39.2 | 0.01 | 0
2015 | SPP_N_2_NE | SPP_N | NE | Internal | Shoulder | B13 | 600 | 330 | 0 | 37.6 | 37.11 | 0.01 | 0
2015 | SPP_N_2_NE | SPP_N | NE | Internal | Shoulder | B14 | 900 | 330 | 0 | 36.34 | 36.33 | 0.01 | 0
2015 | SPP_N_2_NE | SPP_N | NE | Internal | Shoulder | B15 | 1203 | 330 | 0 | 36.34 | 36.2 | 0.01 | 0
2015 | SPP_N_2_NE | SPP_N | NE | Internal | Summer | B1 | 10 | 330 | 0.48 | 58.76 | 58.75 | 0.01 | 0
2015 | SPP_N_2_NE | SPP_N | NE | Internal | Summer | B2 | 25 | 330 | 0 | 58.76 | 57.36 | 0.01 | 0
2015 | SPP_N_2_NE | SPP_N | NE | Internal | Summer | B3 | 75 | 330 | 0 | 58.76 | 57.36 | 0.01 | 0
2015 | SPP_N_2_NE | SPP_N | NE | Internal | Summer | B4 | 100 | 330 | 0.05 | 56.96 | 56.95 | 0.01 | 0
2015 | SPP_N_2_NE | SPP_N | NE | Internal | Summer | B5 | 200 | 330 | 0.03 | 52.82 | 52.81 | 0.01 | 0
2015 | SPP_N_2_NE | SPP_N | NE | Internal | Summer | B6 | 300 | 330 | 0 | 49.1 | 42.1 | 0.01 | 0
2015 | SPP_N_2_NE | SPP_N | NE | Internal | Summer | B7 | 400 | 330 | 0 | 42.91 | 35.91 | 0.01 | 0
2015 | SPP_N_2_NE | SPP_N | NE | Internal | Summer | B8 | 500 | 330 | 0 | 36.69 | 33.53 | 0.01 | 0
2015 | SPP_N_2_NE | SPP_N | NE | Internal | Summer | B9 | 800 | 330 | 0 | 35.12 | 33.53 | 0.01 | 0
2015 | SPP_N_2_NE | SPP_N | NE | Internal | Summer | B10 | 1262 | 330 | 0 | 34.55 | 33.02 | 0.01 | 0
2015 | SPP_N_2_NE | SPP_N | NE | Internal | Winter | B16 | 25 | 330 | 0.18 | 46.78 | 46.77 | 0.01 | 0
2015 | SPP_N_2_NE | SPP_N | NE | Internal | Winter | B17 | 100 | 330 | 0.05 | 40.07 | 40.06 | 0.01 | 0
2015 | SPP_N_2_NE | SPP_N | NE | Internal | Winter | B18 | 400 | 330 | 0 | 38.72 | 38.66 | 0.01 | 0
2015 | SPP_N_2_NE | SPP_N | NE | Internal | Winter | B19 | 700 | 330 | 0 | 38.67 | 38.66 | 0.01 | 0
2015 | SPP_N_2_NE | SPP_N | NE | Internal | Winter | B20 | 935 | 330 | 0 | 38.07 | 33.82 | 0.01 | 0
2015 | SPP_N_2_SPP_S | SPP_N | SPP_S | Internal | Shoulder | B11 | 25 | 4000 | 0 | 53.79 | 52.2 | 0.01 | 0
2015 | SPP_N_2_SPP_S | SPP_N | SPP_S | Internal | Shoulder | B12 | 200 | 4000 | 1.89 | 39.21 | 39.22 | 0.01 | 0
2015 | SPP_N_2_SPP_S | SPP_N | SPP_S | Internal | Shoulder | B13 | 600 | 4000 | 1273.59 | 37.6 | 37.62 | 0.01 | 0
2015 | SPP_N_2_SPP_S | SPP_N | SPP_S | Internal | Shoulder | B14 | 900 | 4000 | 1510.68 | 36.34 | 36.35 | 0.01 | 0
2015 | SPP_N_2_SPP_S | SPP_N | SPP_S | Internal | Shoulder | B15 | 1203 | 4000 | 3255.08 | 36.34 | 36.35 | 0.01 | 0
2015 | SPP_N_2_SPP_S | SPP_N | SPP_S | Internal | Summer | B1 | 10 | 4000 | 0.47 | 58.76 | 58.75 | 0.01 | 0
2015 | SPP_N_2_SPP_S | SPP_N | SPP_S | Internal | Summer | B2 | 25 | 4000 | 0.21 | 58.76 | 58.75 | 0.01 | 0
2015 | SPP_N_2_SPP_S | SPP_N | SPP_S | Internal | Summer | B3 | 75 | 4000 | 0 | 58.76 | 50.82 | 0.01 | 0
2015 | SPP_N_2_SPP_S | SPP_N | SPP_S | Internal | Summer | B4 | 100 | 4000 | 0 | 56.96 | 50.82 | 0.01 | 0
2015 | SPP_N_2_SPP_S | SPP_N | SPP_S | Internal | Summer | B5 | 200 | 4000 | 0 | 52.82 | 50.41 | 0.01 | 0
2015 | SPP_N_2_SPP_S | SPP_N | SPP_S | Internal | Summer | B6 | 300 | 4000 | 2023.37 | 49.1 | 49.11 | 0.01 | 0
2015 | SPP_N_2_SPP_S | SPP_N | SPP_S | Internal | Summer | B7 | 400 | 4000 | 1201.93 | 42.91 | 42.93 | 0.01 | 0
2015 | SPP_N_2_SPP_S | SPP_N | SPP_S | Internal | Summer | B8 | 500 | 4000 | 1735.54 | 36.69 | 36.71 | 0.01 | 0
2015 | SPP_N_2_SPP_S | SPP_N | SPP_S | Internal | Summer | B9 | 800 | 4000 | 3014.66 | 35.12 | 35.13 | 0.01 | 0
2015 | SPP_N_2_SPP_S | SPP_N | SPP_S | Internal | Summer | B10 | 1262 | 4000 | 4000 | 34.55 | 35.05 | 0.01 | 0.49
2015 | SPP_N_2_SPP_S | SPP_N | SPP_S | Internal | Winter | B16 | 25 | 4000 | 1174.4 | 46.78 | 46.79 | 0.01 | 0
2015 | SPP_N_2_SPP_S | SPP_N | SPP_S | Internal | Winter | B17 | 100 | 4000 | 1766.54 | 40.07 | 40.08 | 0.01 | 0
2015 | SPP_N_2_SPP_S | SPP_N | SPP_S | Internal | Winter | B18 | 400 | 4000 | 2740.23 | 38.72 | 38.73 | 0.01 | 0
2015 | SPP_N_2_SPP_S | SPP_N | SPP_S | Internal | Winter | B19 | 700 | 4000 | 2636.63 | 38.67 | 38.68 | 0.01 | 0
2015 | SPP_N_2_SPP_S | SPP_N | SPP_S | Internal | Winter | B20 | 935 | 4000 | 4000 | 38.07 | 38.64 | 0.01 | 0.56
2015 | SPP_S_2_ENT | SPP_S | ENT | Internal | Shoulder | B11 | 25 | 850 | 0 | 52.2 | 53.5 | 5 | 0
2015 | SPP_S_2_ENT | SPP_S | ENT | Internal | Shoulder | B12 | 200 | 850 | 0 | 39.22 | 38.05 | 5 | 0
2015 | SPP_S_2_ENT | SPP_S | ENT | Internal | Shoulder | B13 | 600 | 850 | 0 | 37.62 | 38.05 | 5 | 0
2015 | SPP_S_2_ENT | SPP_S | ENT | Internal | Shoulder | B14 | 900 | 850 | 0 | 36.35 | 37.78 | 5 | 0
2015 | SPP_S_2_ENT | SPP_S | ENT | Internal | Shoulder | B15 | 1203 | 850 | 0 | 36.35 | 36.55 | 5 | 0
2015 | SPP_S_2_ENT | SPP_S | ENT | Internal | Summer | B1 | 10 | 850 | 0 | 58.75 | 59.38 | 5 | 0
2015 | SPP_S_2_ENT | SPP_S | ENT | Internal | Summer | B2 | 25 | 850 | 0 | 58.75 | 56.92 | 5 | 0
2015 | SPP_S_2_ENT | SPP_S | ENT | Internal | Summer | B3 | 75 | 850 | 369.76 | 50.82 | 55.82 | 5 | 0
2015 | SPP_S_2_ENT | SPP_S | ENT | Internal | Summer | B4 | 100 | 850 | 320.99 | 50.82 | 55.82 | 5 | 0
2015 | SPP_S_2_ENT | SPP_S | ENT | Internal | Summer | B5 | 200 | 850 | 0 | 50.41 | 51.84 | 5 | 0
2015 | SPP_S_2_ENT | SPP_S | ENT | Internal | Summer | B6 | 300 | 850 | 0 | 49.11 | 44.89 | 5 | 0
2015 | SPP_S_2_ENT | SPP_S | ENT | Internal | Summer | B7 | 400 | 850 | 0 | 42.93 | 42.05 | 5 | 0
2015 | SPP_S_2_ENT | SPP_S | ENT | Internal | Summer | B8 | 500 | 850 | 0 | 36.71 | 36.89 | 5 | 0
2015 | SPP_S_2_ENT | SPP_S | ENT | Internal | Summer | B9 | 800 | 850 | 0 | 35.13 | 36.63 | 5 | 0
2015 | SPP_S_2_ENT | SPP_S | ENT | Internal | Summer | B10 | 1262 | 850 | 0 | 35.05 | 35.44 | 5 | 0
2015 | SPP_S_2_ENT | SPP_S | ENT | Internal | Winter | B16 | 25 | 850 | 0.34 | 46.79 | 51.78 | 5 | 0
2015 | SPP_S_2_ENT | SPP_S | ENT | Internal | Winter | B17 | 100 | 850 | 0 | 40.08 | 40.38 | 5 | 0
2015 | SPP_S_2_ENT | SPP_S | ENT | Internal | Winter | B18 | 400 | 850 | 0 | 38.73 | 40.1 | 5 | 0
2015 | SPP_S_2_ENT | SPP_S | ENT | Internal | Winter | B19 | 700 | 850 | 0 | 38.68 | 40.1 | 5 | 0
2015 | SPP_S_2_ENT | SPP_S | ENT | Internal | Winter | B20 | 935 | 850 | 0 | 38.64 | 38.79 | 5 | 0
2015 | SPP_S_2_SPP_N | SPP_S | SPP_N | Internal | Shoulder | B11 | 25 | 640 | 640 | 52.2 | 53.79 | 0.01 | 1.58
2015 | SPP_S_2_SPP_N | SPP_S | SPP_N | Internal | Shoulder | B12 | 200 | 640 | 0.04 | 39.22 | 39.21 | 0.01 | 0
2015 | SPP_S_2_SPP_N | SPP_S | SPP_N | Internal | Shoulder | B13 | 600 | 640 | 0 | 37.62 | 37.6 | 0.01 | 0
2015 | SPP_S_2_SPP_N | SPP_S | SPP_N | Internal | Shoulder | B14 | 900 | 640 | 0 | 36.35 | 36.34 | 0.01 | 0
2015 | SPP_S_2_SPP_N | SPP_S | SPP_N | Internal | Shoulder | B15 | 1203 | 640 | 0 | 36.35 | 36.34 | 0.01 | 0
2015 | SPP_S_2_SPP_N | SPP_S | SPP_N | Internal | Summer | B1 | 10 | 640 | 480.49 | 58.75 | 58.76 | 0.01 | 0
2015 | SPP_S_2_SPP_N | SPP_S | SPP_N | Internal | Summer | B2 | 25 | 640 | 330.12 | 58.75 | 58.76 | 0.01 | 0
2015 | SPP_S_2_SPP_N | SPP_S | SPP_N | Internal | Summer | B3 | 75 | 640 | 640 | 50.82 | 58.76 | 0.01 | 7.93
2015 | SPP_S_2_SPP_N | SPP_S | SPP_N | Internal | Summer | B4 | 100 | 640 | 640 | 50.82 | 56.96 | 0.01 | 6.12
2015 | SPP_S_2_SPP_N | SPP_S | SPP_N | Internal | Summer | B5 | 200 | 640 | 640 | 50.41 | 52.82 | 0.01 | 2.4
2015 | SPP_S_2_SPP_N | SPP_S | SPP_N | Internal | Summer | B6 | 300 | 640 | 0.02 | 49.11 | 49.1 | 0.01 | 0
2015 | SPP_S_2_SPP_N | SPP_S | SPP_N | Internal | Summer | B7 | 400 | 640 | 0.01 | 42.93 | 42.91 | 0.01 | 0
2015 | SPP_S_2_SPP_N | SPP_S | SPP_N | Internal | Summer | B8 | 500 | 640 | 0.01 | 36.71 | 36.69 | 0.01 | 0
2015 | SPP_S_2_SPP_N | SPP_S | SPP_N | Internal | Summer | B9 | 800 | 640 | 0 | 35.13 | 35.12 | 0.01 | 0
2015 | SPP_S_2_SPP_N | SPP_S | SPP_N | Internal | Summer | B10 | 1262 | 640 | 0 | 35.05 | 34.55 | 0.01 | 0
2015 | SPP_S_2_SPP_N | SPP_S | SPP_N | Internal | Winter | B16 | 25 | 640 | 0.21 | 46.79 | 46.78 | 0.01 | 0
2015 | SPP_S_2_SPP_N | SPP_S | SPP_N | Internal | Winter | B17 | 100 | 640 | 0.05 | 40.08 | 40.07 | 0.01 | 0
2015 | SPP_S_2_SPP_N | SPP_S | SPP_N | Internal | Winter | B18 | 400 | 640 | 0.01 | 38.73 | 38.72 | 0.01 | 0
2015 | SPP_S_2_SPP_N | SPP_S | SPP_N | Internal | Winter | B19 | 700 | 640 | 0 | 38.68 | 38.67 | 0.01 | 0
2015 | SPP_S_2_SPP_N | SPP_S | SPP_N | Internal | Winter | B20 | 935 | 640 | 0 | 38.64 | 38.07 | 0.01 | 0
2015 | TVA_2_ENT | TVA | ENT | Internal | Shoulder | B11 | 25 | 500 | 0 | 53.58 | 53.5 | 9 | 0
2015 | TVA_2_ENT | TVA | ENT | Internal | Shoulder | B12 | 200 | 500 | 0 | 40.02 | 38.05 | 9 | 0
2015 | TVA_2_ENT | TVA | ENT | Internal | Shoulder | B13 | 600 | 500 | 0 | 38.4 | 38.05 | 9 | 0
2015 | TVA_2_ENT | TVA | ENT | Internal | Shoulder | B14 | 900 | 500 | 0 | 38.4 | 37.78 | 9 | 0
2015 | TVA_2_ENT | TVA | ENT | Internal | Shoulder | B15 | 1203 | 500 | 0 | 38.4 | 36.55 | 9 | 0
2015 | TVA_2_ENT | TVA | ENT | Internal | Summer | B1 | 10 | 500 | 0 | 67.39 | 59.38 | 9 | 0
2015 | TVA_2_ENT | TVA | ENT | Internal | Summer | B2 | 25 | 500 | 0 | 64.93 | 56.92 | 9 | 0
2015 | TVA_2_ENT | TVA | ENT | Internal | Summer | B3 | 75 | 500 | 0 | 62.95 | 55.82 | 9 | 0
2015 | TVA_2_ENT | TVA | ENT | Internal | Summer | B4 | 100 | 500 | 0 | 62.02 | 55.82 | 9 | 0
2015 | TVA_2_ENT | TVA | ENT | Internal | Summer | B5 | 200 | 500 | 0 | 48.95 | 51.84 | 9 | 0
2015 | TVA_2_ENT | TVA | ENT | Internal | Summer | B6 | 300 | 500 | 0 | 38.73 | 44.89 | 9 | 0
2015 | TVA_2_ENT | TVA | ENT | Internal | Summer | B7 | 400 | 500 | 0 | 37.16 | 42.05 | 9 | 0
2015 | TVA_2_ENT | TVA | ENT | Internal | Summer | B8 | 500 | 500 | 0 | 37.16 | 36.89 | 9 | 0
2015 | TVA_2_ENT | TVA | ENT | Internal | Summer | B9 | 800 | 500 | 0 | 37.16 | 36.63 | 9 | 0
2015 | TVA_2_ENT | TVA | ENT | Internal | Summer | B10 | 1262 | 500 | 0 | 34.93 | 35.44 | 9 | 0
2015 | TVA_2_ENT | TVA | ENT | Internal | Winter | B16 | 25 | 500 | 0 | 54.64 | 51.78 | 9 | 0
2015 | TVA_2_ENT | TVA | ENT | Internal | Winter | B17 | 100 | 500 | 0 | 42.52 | 40.38 | 9 | 0
2015 | TVA_2_ENT | TVA | ENT | Internal | Winter | B18 | 400 | 500 | 0 | 38.26 | 40.1 | 9 | 0
2015 | TVA_2_ENT | TVA | ENT | Internal | Winter | B19 | 700 | 500 | 0 | 38.26 | 40.1 | 9 | 0
2015 | TVA_2_ENT | TVA | ENT | Internal | Winter | B20 | 935 | 500 | 0 | 38.26 | 38.79 | 9 | 0
2015 | TVA_2_MISO_MO-IL | TVA | MISO_MO-IL | Internal | Shoulder | B11 | 25 | 50 | 0 | 53.58 | 46.78 | 9 | 0
2015 | TVA_2_MISO_MO-IL | TVA | MISO_MO-IL | Internal | Shoulder | B12 | 200 | 50 | 0 | 40.02 | 39.85 | 9 | 0
2015 | TVA_2_MISO_MO-IL | TVA | MISO_MO-IL | Internal | Shoulder | B13 | 600 | 50 | 0 | 38.4 | 37.1 | 9 | 0
2015 | TVA_2_MISO_MO-IL | TVA | MISO_MO-IL | Internal | Shoulder | B14 | 900 | 50 | 0 | 38.4 | 36.06 | 9 | 0
2015 | TVA_2_MISO_MO-IL | TVA | MISO_MO-IL | Internal | Shoulder | B15 | 1203 | 50 | 0 | 38.4 | 33.3 | 9 | 0
2015 | TVA_2_MISO_MO-IL | TVA | MISO_MO-IL | Internal | Summer | B1 | 10 | 50 | 0 | 67.39 | 59.38 | 9 | 0
2015 | TVA_2_MISO_MO-IL | TVA | MISO_MO-IL | Internal | Summer | B2 | 25 | 50 | 0 | 64.93 | 56.92 | 9 | 0
2015 | TVA_2_MISO_MO-IL | TVA | MISO_MO-IL | Internal | Summer | B3 | 75 | 50 | 0 | 62.95 | 56.4 | 9 | 0
2015 | TVA_2_MISO_MO-IL | TVA | MISO_MO-IL | Internal | Summer | B4 | 100 | 50 | 0 | 62.02 | 54.02 | 9 | 0
2015 | TVA_2_MISO_MO-IL | TVA | MISO_MO-IL | Internal | Summer | B5 | 200 | 50 | 0 | 48.95 | 46.71 | 9 | 0
2015 | TVA_2_MISO_MO-IL | TVA | MISO_MO-IL | Internal | Summer | B6 | 300 | 50 | 0 | 38.73 | 42.09 | 9 | 0
2015 | TVA_2_MISO_MO-IL | TVA | MISO_MO-IL | Internal | Summer | B7 | 400 | 50 | 0 | 37.16 | 35.91 | 9 | 0
2015 | TVA_2_MISO_MO-IL | TVA | MISO_MO-IL | Internal | Summer | B8 | 500 | 50 | 0 | 37.16 | 33.55 | 9 | 0
2015 | TVA_2_MISO_MO-IL | TVA | MISO_MO-IL | Internal | Summer | B9 | 800 | 50 | 0 | 37.16 | 32.92 | 9 | 0
2015 | TVA_2_MISO_MO-IL | TVA | MISO_MO-IL | Internal | Summer | B10 | 1262 | 50 | 0 | 34.93 | 31.09 | 9 | 0
2015 | TVA_2_MISO_MO-IL | TVA | MISO_MO-IL | Internal | Winter | B16 | 25 | 50 | 0 | 54.64 | 46.78 | 9 | 0
2015 | TVA_2_MISO_MO-IL | TVA | MISO_MO-IL | Internal | Winter | B17 | 100 | 50 | 0 | 42.52 | 41.42 | 9 | 0
2015 | TVA_2_MISO_MO-IL | TVA | MISO_MO-IL | Internal | Winter | B18 | 400 | 50 | 0 | 38.26 | 37.96 | 9 | 0
2015 | TVA_2_MISO_MO-IL | TVA | MISO_MO-IL | Internal | Winter | B19 | 700 | 50 | 0 | 38.26 | 36.4 | 9 | 0
2015 | TVA_2_MISO_MO-IL | TVA | MISO_MO-IL | Internal | Winter | B20 | 935 | 50 | 0 | 38.26 | 32.81 | 9 | 0
2015 | TVA_2_NonRTO_Midwest | TVA | NonRTO_Midwest | Internal | Shoulder | B11 | 25 | 100 | 0 | 53.58 | 54.79 | 9 | 0
2015 | TVA_2_NonRTO_Midwest | TVA | NonRTO_Midwest | Internal | Shoulder | B12 | 200 | 100 | 0 | 40.02 | 47.86 | 9 | 0
2015 | TVA_2_NonRTO_Midwest | TVA | NonRTO_Midwest | Internal | Shoulder | B13 | 600 | 100 | 0 | 38.4 | 44.83 | 9 | 0
2015 | TVA_2_NonRTO_Midwest | TVA | NonRTO_Midwest | Internal | Shoulder | B14 | 900 | 100 | 0 | 38.4 | 35.24 | 9 | 0
2015 | TVA_2_NonRTO_Midwest | TVA | NonRTO_Midwest | Internal | Shoulder | B15 | 1203 | 100 | 0 | 38.4 | 33.64 | 9 | 0
2015 | TVA_2_NonRTO_Midwest | TVA | NonRTO_Midwest | Internal | Summer | B1 | 10 | 100 | 0 | 67.39 | 63.36 | 9 | 0
2015 | TVA_2_NonRTO_Midwest | TVA | NonRTO_Midwest | Internal | Summer | B2 | 25 | 100 | 0 | 64.93 | 63.36 | 9 | 0
2015 | TVA_2_NonRTO_Midwest | TVA | NonRTO_Midwest | Internal | Summer | B3 | 75 | 100 | 0 | 62.95 | 63.36 | 9 | 0
2015 | TVA_2_NonRTO_Midwest | TVA | NonRTO_Midwest | Internal | Summer | B4 | 100 | 100 | 0 | 62.02 | 62.01 | 9 | 0
2015 | TVA_2_NonRTO_Midwest | TVA | NonRTO_Midwest | Internal | Summer | B5 | 200 | 100 | 0 | 48.95 | 54.71 | 9 | 0
2015 | TVA_2_NonRTO_Midwest | TVA | NonRTO_Midwest | Internal | Summer | B6 | 300 | 100 | 1.58 | 38.73 | 47.73 | 9 | 0
2015 | TVA_2_NonRTO_Midwest | TVA | NonRTO_Midwest | Internal | Summer | B7 | 400 | 100 | 0 | 37.16 | 35.24 | 9 | 0
2015 | TVA_2_NonRTO_Midwest | TVA | NonRTO_Midwest | Internal | Summer | B8 | 500 | 100 | 0 | 37.16 | 34.32 | 9 | 0
2015 | TVA_2_NonRTO_Midwest | TVA | NonRTO_Midwest | Internal | Summer | B9 | 800 | 100 | 0 | 37.16 | 33.64 | 9 | 0
2015 | TVA_2_NonRTO_Midwest | TVA | NonRTO_Midwest | Internal | Summer | B10 | 1262 | 100 | 0 | 34.93 | 32.79 | 9 | 0
2015 | TVA_2_NonRTO_Midwest | TVA | NonRTO_Midwest | Internal | Winter | B16 | 25 | 100 | 0 | 54.64 | 54.79 | 9 | 0
2015 | TVA_2_NonRTO_Midwest | TVA | NonRTO_Midwest | Internal | Winter | B17 | 100 | 100 | 0 | 42.52 | 51.01 | 9 | 0
2015 | TVA_2_NonRTO_Midwest | TVA | NonRTO_Midwest | Internal | Winter | B18 | 400 | 100 | 0 | 38.26 | 45.97 | 9 | 0
2015 | TVA_2_NonRTO_Midwest | TVA | NonRTO_Midwest | Internal | Winter | B19 | 700 | 100 | 0 | 38.26 | 35.46 | 9 | 0
2015 | TVA_2_NonRTO_Midwest | TVA | NonRTO_Midwest | Internal | Winter | B20 | 935 | 100 | 0 | 38.26 | 33.67 | 9 | 0
2015 | TVA_2_PJM_ROR | TVA | PJM_ROR | Internal | Shoulder | B11 | 25 | 500 | 0 | 53.58 | 48.58 | 9 | 0
2015 | TVA_2_PJM_ROR | TVA | PJM_ROR | Internal | Shoulder | B12 | 200 | 500 | 0 | 40.02 | 41.86 | 9 | 0
2015 | TVA_2_PJM_ROR | TVA | PJM_ROR | Internal | Shoulder | B13 | 600 | 500 | 0 | 38.4 | 39.51 | 9 | 0
2015 | TVA_2_PJM_ROR | TVA | PJM_ROR | Internal | Shoulder | B14 | 900 | 500 | 0 | 38.4 | 38.07 | 9 | 0
2015 | TVA_2_PJM_ROR | TVA | PJM_ROR | Internal | Shoulder | B15 | 1203 | 500 | 0 | 38.4 | 35.3 | 9 | 0
2015 | TVA_2_PJM_ROR | TVA | PJM_ROR | Internal | Summer | B1 | 10 | 500 | 0 | 67.39 | 61.38 | 9 | 0
2015 | TVA_2_PJM_ROR | TVA | PJM_ROR | Internal | Summer | B2 | 25 | 500 | 0 | 64.93 | 58.92 | 9 | 0
2015 | TVA_2_PJM_ROR | TVA | PJM_ROR | Internal | Summer | B3 | 75 | 500 | 0 | 62.95 | 56.94 | 9 | 0
2015 | TVA_2_PJM_ROR | TVA | PJM_ROR | Internal | Summer | B4 | 100 | 500 | 0 | 62.02 | 56.01 | 9 | 0
2015 | TVA_2_PJM_ROR | TVA | PJM_ROR | Internal | Summer | B5 | 200 | 500 | 0 | 48.95 | 48.71 | 9 | 0
2015 | TVA_2_PJM_ROR | TVA | PJM_ROR | Internal | Summer | B6 | 300 | 500 | 0 | 38.73 | 44.09 | 9 | 0
2015 | TVA_2_PJM_ROR | TVA | PJM_ROR | Internal | Summer | B7 | 400 | 500 | 0 | 37.16 | 37.93 | 9 | 0
2015 | TVA_2_PJM_ROR | TVA | PJM_ROR | Internal | Summer | B8 | 500 | 500 | 0 | 37.16 | 36.42 | 9 | 0
2015 | TVA_2_PJM_ROR | TVA | PJM_ROR | Internal | Summer | B9 | 800 | 500 | 0 | 37.16 | 34.9 | 9 | 0
2015 | TVA_2_PJM_ROR | TVA | PJM_ROR | Internal | Summer | B10 | 1262 | 500 | 0 | 34.93 | 33.09 | 9 | 0
2015 | TVA_2_PJM_ROR | TVA | PJM_ROR | Internal | Winter | B16 | 25 | 500 | 0 | 54.64 | 48.79 | 9 | 0
2015 | TVA_2_PJM_ROR | TVA | PJM_ROR | Internal | Winter | B17 | 100 | 500 | 0 | 42.52 | 45.18 | 9 | 0
2015 | TVA_2_PJM_ROR | TVA | PJM_ROR | Internal | Winter | B18 | 400 | 500 | 0 | 38.26 | 39.97 | 9 | 0
2015 | TVA_2_PJM_ROR | TVA | PJM_ROR | Internal | Winter | B19 | 700 | 500 | 0 | 38.26 | 38.41 | 9 | 0
2015 | TVA_2_PJM_ROR | TVA | PJM_ROR | Internal | Winter | B20 | 935 | 500 | 0 | 38.26 | 34.81 | 9 | 0
2015 | TVA_2_SOCO | TVA | SOCO | Internal | Shoulder | B11 | 25 | 500 | 0 | 53.58 | 61.5 | 9 | 0
2015 | TVA_2_SOCO | TVA | SOCO | Internal | Shoulder | B12 | 200 | 500 | 0 | 40.02 | 43.52 | 9 | 0
2015 | TVA_2_SOCO | TVA | SOCO | Internal | Shoulder | B13 | 600 | 500 | 0 | 38.4 | 39.24 | 9 | 0
2015 | TVA_2_SOCO | TVA | SOCO | Internal | Shoulder | B14 | 900 | 500 | 0 | 38.4 | 39.24 | 9 | 0
2015 | TVA_2_SOCO | TVA | SOCO | Internal | Shoulder | B15 | 1203 | 500 | 0 | 38.4 | 39.02 | 9 | 0
2015 | TVA_2_SOCO | TVA | SOCO | Internal | Summer | B1 | 10 | 500 | 0 | 67.39 | 64.92 | 9 | 0
2015 | TVA_2_SOCO | TVA | SOCO | Internal | Summer | B2 | 25 | 500 | 0 | 64.93 | 64.92 | 9 | 0
2015 | TVA_2_SOCO | TVA | SOCO | Internal | Summer | B3 | 75 | 500 | 0 | 62.95 | 64.92 | 9 | 0
2015 | TVA_2_SOCO | TVA | SOCO | Internal | Summer | B4 | 100 | 500 | 0 | 62.02 | 64.92 | 9 | 0
2015 | TVA_2_SOCO | TVA | SOCO | Internal | Summer | B5 | 200 | 500 | 500 | 48.95 | 60.27 | 9 | 2.32
2015 | TVA_2_SOCO | TVA | SOCO | Internal | Summer | B6 | 300 | 500 | 500 | 38.73 | 52.89 | 9 | 5.15
2015 | TVA_2_SOCO | TVA | SOCO | Internal | Summer | B7 | 400 | 500 | 500 | 37.16 | 50.05 | 9 | 3.89
2015 | TVA_2_SOCO | TVA | SOCO | Internal | Summer | B8 | 500 | 500 | 0 | 37.16 | 44.21 | 9 | 0
2015 | TVA_2_SOCO | TVA | SOCO | Internal | Summer | B9 | 800 | 500 | 0 | 37.16 | 37.88 | 9 | 0
2015 | TVA_2_SOCO | TVA | SOCO | Internal | Summer | B10 | 1262 | 500 | 0 | 34.93 | 37.88 | 9 | 0
2015 | TVA_2_SOCO | TVA | SOCO | Internal | Winter | B16 | 25 | 500 | 0 | 54.64 | 61.54 | 9 | 0
2015 | TVA_2_SOCO | TVA | SOCO | Internal | Winter | B17 | 100 | 500 | 0 | 42.52 | 44.21 | 9 | 0
2015 | TVA_2_SOCO | TVA | SOCO | Internal | Winter | B18 | 400 | 500 | 0 | 38.26 | 41.34 | 9 | 0
2015 | TVA_2_SOCO | TVA | SOCO | Internal | Winter | B19 | 700 | 500 | 0 | 38.26 | 41.34 | 9 | 0
2015 | TVA_2_SOCO | TVA | SOCO | Internal | Winter | B20 | 935 | 500 | 0 | 38.26 | 41.34 | 9 | 0
2015 | TVA_2_VACAR | TVA | VACAR | Internal | Shoulder | B11 | 25 | 150 | 0 | 53.58 | 54.58 | 9 | 0
2015 | TVA_2_VACAR | TVA | VACAR | Internal | Shoulder | B12 | 200 | 150 | 0 | 40.02 | 47.86 | 9 | 0
2015 | TVA_2_VACAR | TVA | VACAR | Internal | Shoulder | B13 | 600 | 150 | 0 | 38.4 | 45.51 | 9 | 0
2015 | TVA_2_VACAR | TVA | VACAR | Internal | Shoulder | B14 | 900 | 150 | 0 | 38.4 | 44.07 | 9 | 0
2015 | TVA_2_VACAR | TVA | VACAR | Internal | Shoulder | B15 | 1203 | 150 | 0 | 38.4 | 41.51 | 9 | 0
2015 | TVA_2_VACAR | TVA | VACAR | Internal | Summer | B1 | 10 | 150 | 0 | 67.39 | 68.16 | 9 | 0
2015 | TVA_2_VACAR | TVA | VACAR | Internal | Summer | B2 | 25 | 150 | 0 | 64.93 | 68.16 | 9 | 0
2015 | TVA_2_VACAR | TVA | VACAR | Internal | Summer | B3 | 75 | 150 | 0 | 62.95 | 68.16 | 9 | 0
2015 | TVA_2_VACAR | TVA | VACAR | Internal | Summer | B4 | 100 | 150 | 0 | 62.02 | 62.01 | 9 | 0
2015 | TVA_2_VACAR | TVA | VACAR | Internal | Summer | B5 | 200 | 150 | 0 | 48.95 | 55.3 | 9 | 0
2015 | TVA_2_VACAR | TVA | VACAR | Internal | Summer | B6 | 300 | 150 | 150 | 38.73 | 50.09 | 9 | 2.36
2015 | TVA_2_VACAR | TVA | VACAR | Internal | Summer | B7 | 400 | 150 | 0 | 37.16 | 43.93 | 9 | 0
2015 | TVA_2_VACAR | TVA | VACAR | Internal | Summer | B8 | 500 | 150 | 0 | 37.16 | 42.75 | 9 | 0
2015 | TVA_2_VACAR | TVA | VACAR | Internal | Summer | B9 | 800 | 150 | 0 | 37.16 | 41.51 | 9 | 0
2015 | TVA_2_VACAR | TVA | VACAR | Internal | Summer | B10 | 1262 | 150 | 0 | 34.93 | 40.24 | 9 | 0
2015 | TVA_2_VACAR | TVA | VACAR | Internal | Winter | B16 | 25 | 150 | 0 | 54.64 | 58.89 | 9 | 0
2015 | TVA_2_VACAR | TVA | VACAR | Internal | Winter | B17 | 100 | 150 | 0 | 42.52 | 51.18 | 9 | 0
2015 | TVA_2_VACAR | TVA | VACAR | Internal | Winter | B18 | 400 | 150 | 0 | 38.26 | 45.97 | 9 | 0
2015 | TVA_2_VACAR | TVA | VACAR | Internal | Winter | B19 | 700 | 150 | 0 | 38.26 | 44.41 | 9 | 0
2015 | TVA_2_VACAR | TVA | VACAR | Internal | Winter | B20 | 935 | 150 | 0 | 38.26 | 42.38 | 9 | 0
2015 | TVA_Transmission_2_ENT | TVA_Transmission | ENT | Internal | Shoulder | B11 | 25 | 3000 | 0 | 54 | 53.5 | 9 | 0
2015 | TVA_Transmission_2_ENT | TVA_Transmission | ENT | Internal | Shoulder | B12 | 200 | 3000 | 0 | 43.34 | 38.05 | 9 | 0
2015 | TVA_Transmission_2_ENT | TVA_Transmission | ENT | Internal | Shoulder | B13 | 600 | 3000 | 0 | 41.38 | 38.05 | 9 | 0
2015 | TVA_Transmission_2_ENT | TVA_Transmission | ENT | Internal | Shoulder | B14 | 900 | 3000 | 0 | 40.06 | 37.78 | 9 | 0
2015 | TVA_Transmission_2_ENT | TVA_Transmission | ENT | Internal | Shoulder | B15 | 1203 | 3000 | 0 | 39.2 | 36.55 | 9 | 0
2015 | TVA_Transmission_2_ENT | TVA_Transmission | ENT | Internal | Summer | B1 | 10 | 3000 | 0 | 67.38 | 59.38 | 9 | 0
2015 | TVA_Transmission_2_ENT | TVA_Transmission | ENT | Internal | Summer | B2 | 25 | 3000 | 0 | 64.92 | 56.92 | 9 | 0
2015 | TVA_Transmission_2_ENT | TVA_Transmission | ENT | Internal | Summer | B3 | 75 | 3000 | 0 | 62.94 | 55.82 | 9 | 0
2015 | TVA_Transmission_2_ENT | TVA_Transmission | ENT | Internal | Summer | B4 | 100 | 3000 | 0 | 62.01 | 55.82 | 9 | 0
2015 | TVA_Transmission_2_ENT | TVA_Transmission | ENT | Internal | Summer | B5 | 200 | 3000 | 0 | 52.76 | 51.84 | 9 | 0
2015 | TVA_Transmission_2_ENT | TVA_Transmission | ENT | Internal | Summer | B6 | 300 | 3000 | 0 | 46.64 | 44.89 | 9 | 0
2015 | TVA_Transmission_2_ENT | TVA_Transmission | ENT | Internal | Summer | B7 | 400 | 3000 | 0 | 41.82 | 42.05 | 9 | 0
2015 | TVA_Transmission_2_ENT | TVA_Transmission | ENT | Internal | Summer | B8 | 500 | 3000 | 0 | 38.96 | 36.89 | 9 | 0
2015 | TVA_Transmission_2_ENT | TVA_Transmission | ENT | Internal | Summer | B9 | 800 | 3000 | 0 | 38.31 | 36.63 | 9 | 0
2015 | TVA_Transmission_2_ENT | TVA_Transmission | ENT | Internal | Summer | B10 | 1262 | 3000 | 0 | 36.41 | 35.44 | 9 | 0
2015 | TVA_Transmission_2_ENT | TVA_Transmission | ENT | Internal | Winter | B16 | 25 | 3000 | 0 | 54.68 | 51.78 | 9 | 0
2015 | TVA_Transmission_2_ENT | TVA_Transmission | ENT | Internal | Winter | B17 | 100 | 3000 | 0 | 45.86 | 40.38 | 9 | 0
2015 | TVA_Transmission_2_ENT | TVA_Transmission | ENT | Internal | Winter | B18 | 400 | 3000 | 0 | 42.12 | 40.1 | 9 | 0
2015 | TVA_Transmission_2_ENT | TVA_Transmission | ENT | Internal | Winter | B19 | 700 | 3000 | 0 | 40.33 | 40.1 | 9 | 0
2015 | TVA_Transmission_2_ENT | TVA_Transmission | ENT | Internal | Winter | B20 | 935 | 3000 | 0 | 39.07 | 38.79 | 9 | 0
2015 | TVA_Transmission_2_MISO_MO-IL | TVA_Transmission | MISO_MO-IL | Internal | Shoulder | B11 | 25 | 4000 | 0 | 54 | 46.78 | 9 | 0
2015 | TVA_Transmission_2_MISO_MO-IL | TVA_Transmission | MISO_MO-IL | Internal | Shoulder | B12 | 200 | 4000 | 0 | 43.34 | 39.85 | 9 | 0
2015 | TVA_Transmission_2_MISO_MO-IL | TVA_Transmission | MISO_MO-IL | Internal | Shoulder | B13 | 600 | 4000 | 0 | 41.38 | 37.1 | 9 | 0
2015 | TVA_Transmission_2_MISO_MO-IL | TVA_Transmission | MISO_MO-IL | Internal | Shoulder | B14 | 900 | 4000 | 0 | 40.06 | 36.06 | 9 | 0
2015 | TVA_Transmission_2_MISO_MO-IL | TVA_Transmission | MISO_MO-IL | Internal | Shoulder | B15 | 1203 | 4000 | 0 | 39.2 | 33.3 | 9 | 0
2015 | TVA_Transmission_2_MISO_MO-IL | TVA_Transmission | MISO_MO-IL | Internal | Summer | B1 | 10 | 4000 | 0 | 67.38 | 59.38 | 9 | 0
2015 | TVA_Transmission_2_MISO_MO-IL | TVA_Transmission | MISO_MO-IL | Internal | Summer | B2 | 25 | 4000 | 0 | 64.92 | 56.92 | 9 | 0
2015 | TVA_Transmission_2_MISO_MO-IL | TVA_Transmission | MISO_MO-IL | Internal | Summer | B3 | 75 | 4000 | 0 | 62.94 | 56.4 | 9 | 0
2015 | TVA_Transmission_2_MISO_MO-IL | TVA_Transmission | MISO_MO-IL | Internal | Summer | B4 | 100 | 4000 | 0 | 62.01 | 54.02 | 9 | 0
2015 | TVA_Transmission_2_MISO_MO-IL | TVA_Transmission | MISO_MO-IL | Internal | Summer | B5 | 200 | 4000 | 0 | 52.76 | 46.71 | 9 | 0
2015 | TVA_Transmission_2_MISO_MO-IL | TVA_Transmission | MISO_MO-IL | Internal | Summer | B6 | 300 | 4000 | 0 | 46.64 | 42.09 | 9 | 0
2015 | TVA_Transmission_2_MISO_MO-IL | TVA_Transmission | MISO_MO-IL | Internal | Summer | B7 | 400 | 4000 | 0 | 41.82 | 35.91 | 9 | 0
2015 | TVA_Transmission_2_MISO_MO-IL | TVA_Transmission | MISO_MO-IL | Internal | Summer | B8 | 500 | 4000 | 0 | 38.96 | 33.55 | 9 | 0
2015 | TVA_Transmission_2_MISO_MO-IL | TVA_Transmission | MISO_MO-IL | Internal | Summer | B9 | 800 | 4000 | 0 | 38.31 | 32.92 | 9 | 0
2015 | TVA_Transmission_2_MISO_MO-IL | TVA_Transmission | MISO_MO-IL | Internal | Summer | B10 | 1262 | 4000 | 0 | 36.41 | 31.09 | 9 | 0
2015 | TVA_Transmission_2_MISO_MO-IL | TVA_Transmission | MISO_MO-IL | Internal | Winter | B16 | 25 | 4000 | 0 | 54.68 | 46.78 | 9 | 0
2015 | TVA_Transmission_2_MISO_MO-IL | TVA_Transmission | MISO_MO-IL | Internal | Winter | B17 | 100 | 4000 | 0 | 45.86 | 41.42 | 9 | 0
2015 | TVA_Transmission_2_MISO_MO-IL | TVA_Transmission | MISO_MO-IL | Internal | Winter | B18 | 400 | 4000 | 0 | 42.12 | 37.96 | 9 | 0
2015 | TVA_Transmission_2_MISO_MO-IL | TVA_Transmission | MISO_MO-IL | Internal | Winter | B19 | 700 | 4000 | 0 | 40.33 | 36.4 | 9 | 0
2015 | TVA_Transmission_2_MISO_MO-IL | TVA_Transmission | MISO_MO-IL | Internal | Winter | B20 | 935 | 4000 | 0 | 39.07 | 32.81 | 9 | 0
2015 | TVA_Transmission_2_NonRTO_Midwest | TVA_Transmission | NonRTO_Midwest | Internal | Shoulder | B11 | 25 | 700 | 0 | 54 | 54.79 | 9 | 0
2015 | TVA_Transmission_2_NonRTO_Midwest | TVA_Transmission | NonRTO_Midwest | Internal | Shoulder | B12 | 200 | 700 | 0 | 43.34 | 47.86 | 9 | 0
2015 | TVA_Transmission_2_NonRTO_Midwest | TVA_Transmission | NonRTO_Midwest | Internal | Shoulder | B13 | 600 | 700 | 0 | 41.38 | 44.83 | 9 | 0
2015 | TVA_Transmission_2_NonRTO_Midwest | TVA_Transmission | NonRTO_Midwest | Internal | Shoulder | B14 | 900 | 700 | 0 | 40.06 | 35.24 | 9 | 0
2015 | TVA_Transmission_2_NonRTO_Midwest | TVA_Transmission | NonRTO_Midwest | Internal | Shoulder | B15 | 1203 | 700 | 0 | 39.2 | 33.64 | 9 | 0
2015 | TVA_Transmission_2_NonRTO_Midwest | TVA_Transmission | NonRTO_Midwest | Internal | Summer | B1 | 10 | 700 | 0 | 67.38 | 63.36 | 9 | 0
2015 | TVA_Transmission_2_NonRTO_Midwest | TVA_Transmission | NonRTO_Midwest | Internal | Summer | B2 | 25 | 700 | 0 | 64.92 | 63.36 | 9 | 0
2015 | TVA_Transmission_2_NonRTO_Midwest | TVA_Transmission | NonRTO_Midwest | Internal | Summer | B3 | 75 | 700 | 0 | 62.94 | 63.36 | 9 | 0
2015 | TVA_Transmission_2_NonRTO_Midwest | TVA_Transmission | NonRTO_Midwest | Internal | Summer | B4 | 100 | 700 | 0 | 62.01 | 62.01 | 9 | 0
2015 | TVA_Transmission_2_NonRTO_Midwest | TVA_Transmission | NonRTO_Midwest | Internal | Summer | B5 | 200 | 700 | 0 | 52.76 | 54.71 | 9 | 0
2015 | TVA_Transmission_2_NonRTO_Midwest | TVA_Transmission | NonRTO_Midwest | Internal | Summer | B6 | 300 | 700 | 0 | 46.64 | 47.73 | 9 | 0
2015 | TVA_Transmission_2_NonRTO_Midwest | TVA_Transmission | NonRTO_Midwest | Internal | Summer | B7 | 400 | 700 | 0 | 41.82 | 35.24 | 9 | 0
2015 | TVA_Transmission_2_NonRTO_Midwest | TVA_Transmission | NonRTO_Midwest | Internal | Summer | B8 | 500 | 700 | 0 | 38.96 | 34.32 | 9 | 0
2015 | TVA_Transmission_2_NonRTO_Midwest | TVA_Transmission | NonRTO_Midwest | Internal | Summer | B9 | 800 | 700 | 0 | 38.31 | 33.64 | 9 | 0
2015 | TVA_Transmission_2_NonRTO_Midwest | TVA_Transmission | NonRTO_Midwest | Internal | Summer | B10 | 1262 | 700 | 0 | 36.41 | 32.79 | 9 | 0
2015 | TVA_Transmission_2_NonRTO_Midwest | TVA_Transmission | NonRTO_Midwest | Internal | Winter | B16 | 25 | 700 | 0 | 54.68 | 54.79 | 9 | 0
2015 | TVA_Transmission_2_NonRTO_Midwest | TVA_Transmission | NonRTO_Midwest | Internal | Winter | B17 | 100 | 700 | 0 | 45.86 | 51.01 | 9 | 0
2015 | TVA_Transmission_2_NonRTO_Midwest | TVA_Transmission | NonRTO_Midwest | Internal | Winter | B18 | 400 | 700 | 0 | 42.12 | 45.97 | 9 | 0
2015 | TVA_Transmission_2_NonRTO_Midwest | TVA_Transmission | NonRTO_Midwest | Internal | Winter | B19 | 700 | 700 | 0 | 40.33 | 35.46 | 9 | 0
2015 | TVA_Transmission_2_NonRTO_Midwest | TVA_Transmission | NonRTO_Midwest | Internal | Winter | B20 | 935 | 700 | 0 | 39.07 | 33.67 | 9 | 0
2015 | TVA_Transmission_2_PJM_ROR | TVA_Transmission | PJM_ROR | Internal | Shoulder | B11 | 25 | 2000 | 0 | 54 | 48.58 | 9 | 0
2015 | TVA_Transmission_2_PJM_ROR | TVA_Transmission | PJM_ROR | Internal | Shoulder | B12 | 200 | 2000 | 0 | 43.34 | 41.86 | 9 | 0
2015 | TVA_Transmission_2_PJM_ROR | TVA_Transmission | PJM_ROR | Internal | Shoulder | B13 | 600 | 2000 | 0 | 41.38 | 39.51 | 9 | 0
2015 | TVA_Transmission_2_PJM_ROR | TVA_Transmission | PJM_ROR | Internal | Shoulder | B14 | 900 | 2000 | 0 | 40.06 | 38.07 | 9 | 0
2015 | TVA_Transmission_2_PJM_ROR | TVA_Transmission | PJM_ROR | Internal | Shoulder | B15 | 1203 | 2000 | 0 | 39.2 | 35.3 | 9 | 0
2015 | TVA_Transmission_2_PJM_ROR | TVA_Transmission | PJM_ROR | Internal | Summer | B1 | 10 | 2000 | 0 | 67.38 | 61.38 | 9 | 0
2015 | TVA_Transmission_2_PJM_ROR | TVA_Transmission | PJM_ROR | Internal | Summer | B2 | 25 | 2000 | 0 | 64.92 | 58.92 | 9 | 0
2015 | TVA_Transmission_2_PJM_ROR | TVA_Transmission | PJM_ROR | Internal | Summer | B3 | 75 | 2000 | 0 | 62.94 | 56.94 | 9 | 0
2015 | TVA_Transmission_2_PJM_ROR | TVA_Transmission | PJM_ROR | Internal | Summer | B4 | 100 | 2000 | 0 | 62.01 | 56.01 | 9 | 0
2015 | TVA_Transmission_2_PJM_ROR | TVA_Transmission | PJM_ROR | Internal | Summer | B5 | 200 | 2000 | 0 | 52.76 | 48.71 | 9 | 0
2015 | TVA_Transmission_2_PJM_ROR | TVA_Transmission | PJM_ROR | Internal | Summer | B6 | 300 | 2000 | 0 | 46.64 | 44.09 | 9 | 0
2015 | TVA_Transmission_2_PJM_ROR | TVA_Transmission | PJM_ROR | Internal | Summer | B7 | 400 | 2000 | 0 | 41.82 | 37.93 | 9 | 0
2015 | TVA_Transmission_2_PJM_ROR | TVA_Transmission | PJM_ROR | Internal | Summer | B8 | 500 | 2000 | 0 | 38.96 | 36.42 | 9 | 0
2015 | TVA_Transmission_2_PJM_ROR | TVA_Transmission | PJM_ROR | Internal | Summer | B9 | 800 | 2000 | 0 | 38.31 | 34.9 | 9 | 0
2015 | TVA_Transmission_2_PJM_ROR | TVA_Transmission | PJM_ROR | Internal | Summer | B10 | 1262 | 2000 | 0 | 36.41 | 33.09 | 9 | 0
2015 | TVA_Transmission_2_PJM_ROR | TVA_Transmission | PJM_ROR | Internal | Winter | B16 | 25 | 2000 | 0 | 54.68 | 48.79 | 9 | 0
2015 | TVA_Transmission_2_PJM_ROR | TVA_Transmission | PJM_ROR | Internal | Winter | B17 | 100 | 2000 | 0 | 45.86 | 45.18 | 9 | 0
2015 | TVA_Transmission_2_PJM_ROR | TVA_Transmission | PJM_ROR | Internal | Winter | B18 | 400 | 2000 | 0 | 42.12 | 39.97 | 9 | 0
2015 | TVA_Transmission_2_PJM_ROR | TVA_Transmission | PJM_ROR | Internal | Winter | B19 | 700 | 2000 | 0 | 40.33 | 38.41 | 9 | 0
2015 | TVA_Transmission_2_PJM_ROR | TVA_Transmission | PJM_ROR | Internal | Winter | B20 | 935 | 2000 | 0 | 39.07 | 34.81 | 9 | 0
2015 | TVA_Transmission_2_SOCO | TVA_Transmission | SOCO | Internal | Shoulder | B11 | 25 | 3200 | 0 | 54 | 61.5 | 9 | 0
2015 | TVA_Transmission_2_SOCO | TVA_Transmission | SOCO | Internal | Shoulder | B12 | 200 | 3200 | 0 | 43.34 | 43.52 | 9 | 0
2015 | TVA_Transmission_2_SOCO | TVA_Transmission | SOCO | Internal | Shoulder | B13 | 600 | 3200 | 0 | 41.38 | 39.24 | 9 | 0
2015 | TVA_Transmission_2_SOCO | TVA_Transmission | SOCO | Internal | Shoulder | B14 | 900 | 3200 | 0 | 40.06 | 39.24 | 9 | 0
2015 | TVA_Transmission_2_SOCO | TVA_Transmission | SOCO | Internal | Shoulder | B15 | 1203 | 3200 | 0 | 39.2 | 39.02 | 9 | 0
2015 | TVA_Transmission_2_SOCO | TVA_Transmission | SOCO | Internal | Summer | B1 | 10 | 3200 | 0 | 67.38 | 64.92 | 9 | 0
2015 | TVA_Transmission_2_SOCO | TVA_Transmission | SOCO | Internal | Summer | B2 | 25 | 3200 | 0 | 64.92 | 64.92 | 9 | 0
2015 | TVA_Transmission_2_SOCO | TVA_Transmission | SOCO | Internal | Summer | B3 | 75 | 3200 | 0 | 62.94 | 64.92 | 9 | 0
2015 | TVA_Transmission_2_SOCO | TVA_Transmission | SOCO | Internal | Summer | B4 | 100 | 3200 | 0 | 62.01 | 64.92 | 9 | 0
2015 | TVA_Transmission_2_SOCO | TVA_Transmission | SOCO | Internal | Summer | B5 | 200 | 3200 | 0 | 52.76 | 60.27 | 9 | 0
2015 | TVA_Transmission_2_SOCO | TVA_Transmission | SOCO | Internal | Summer | B6 | 300 | 3200 | 0 | 46.64 | 52.89 | 9 | 0
2015 | TVA_Transmission_2_SOCO | TVA_Transmission | SOCO | Internal | Summer | B7 | 400 | 3200 | 0 | 41.82 | 50.05 | 9 | 0
2015 | TVA_Transmission_2_SOCO | TVA_Transmission | SOCO | Internal | Summer | B8 | 500 | 3200 | 0 | 38.96 | 44.21 | 9 | 0
2015 | TVA_Transmission_2_SOCO | TVA_Transmission | SOCO | Internal | Summer | B9 | 800 | 3200 | 0 | 38.31 | 37.88 | 9 | 0
2015 | TVA_Transmission_2_SOCO | TVA_Transmission | SOCO | Internal | Summer | B10 | 1262 | 3200 | 0 | 36.41 | 37.88 | 9 | 0
2015 | TVA_Transmission_2_SOCO | TVA_Transmission | SOCO | Internal | Winter | B16 | 25 | 3200 | 0 | 54.68 | 61.54 | 9 | 0
2015 | TVA_Transmission_2_SOCO | TVA_Transmission | SOCO | Internal | Winter | B17 | 100 | 3200 | 0 | 45.86 | 44.21 | 9 | 0
2015 | TVA_Transmission_2_SOCO | TVA_Transmission | SOCO | Internal | Winter | B18 | 400 | 3200 | 0 | 42.12 | 41.34 | 9 | 0
2015 | TVA_Transmission_2_SOCO | TVA_Transmission | SOCO | Internal | Winter | B19 | 700 | 3200 | 0 | 40.33 | 41.34 | 9 | 0
2015 | TVA_Transmission_2_SOCO | TVA_Transmission | SOCO | Internal | Winter | B20 | 935 | 3200 | 0 | 39.07 | 41.34 | 9 | 0
2015 | TVA_Transmission_2_TVA | TVA_Transmission | TVA | Internal | Shoulder | B11 | 25 | 99999 | 0.01 | 54 | 53.58 | 0.01 | 0
2015 | TVA_Transmission_2_TVA | TVA_Transmission | TVA | Internal | Shoulder | B12 | 200 | 99999 | 0 | 43.34 | 40.02 | 0.01 | 0
2015 | TVA_Transmission_2_TVA | TVA_Transmission | TVA | Internal | Shoulder | B13 | 600 | 99999 | 0 | 41.38 | 38.4 | 0.01 | 0
2015 | TVA_Transmission_2_TVA | TVA_Transmission | TVA | Internal | Shoulder | B14 | 900 | 99999 | 0 | 40.06 | 38.4 | 0.01 | 0
2015 | TVA_Transmission_2_TVA | TVA_Transmission | TVA | Internal | Shoulder | B15 | 1203 | 99999 | 0 | 39.2 | 38.4 | 0.01 | 0
2015 | TVA_Transmission_2_TVA | TVA_Transmission | TVA | Internal | Summer | B1 | 10 | 99999 | 3397.29 | 67.38 | 67.39 | 0.01 | 0
2015 | TVA_Transmission_2_TVA | TVA_Transmission | TVA | Internal | Summer | B2 | 25 | 99999 | 2708.45 | 64.92 | 64.93 | 0.01 | 0
2015 | TVA_Transmission_2_TVA | TVA_Transmission | TVA | Internal | Summer | B3 | 75 | 99999 | 1384.89 | 62.94 | 62.95 | 0.01 | 0
2015 | TVA_Transmission_2_TVA | TVA_Transmission | TVA | Internal | Summer | B4 | 100 | 99999 | 785.82 | 62.01 | 62.02 | 0.01 | 0
2015 | TVA_Transmission_2_TVA | TVA_Transmission | TVA | Internal | Summer | B5 | 200 | 99999 | 0 | 52.76 | 48.95 | 0.01 | 0
2015 | TVA_Transmission_2_TVA | TVA_Transmission | TVA | Internal | Summer | B6 | 300 | 99999 | 0 | 46.64 | 38.73 | 0.01 | 0
2015 | TVA_Transmission_2_TVA | TVA_Transmission | TVA | Internal | Summer | B7 | 400 | 99999 | 0 | 41.82 | 37.16 | 0.01 | 0
2015 | TVA_Transmission_2_TVA | TVA_Transmission | TVA | Internal | Summer | B8 | 500 | 99999 | 0 | 38.96 | 37.16 | 0.01 | 0
2015 | TVA_Transmission_2_TVA | TVA_Transmission | TVA | Internal | Summer | B9 | 800 | 99999 | 0 | 38.31 | 37.16 | 0.01 | 0
2015 | TVA_Transmission_2_TVA | TVA_Transmission | TVA | Internal | Summer | B10 | 1262 | 99999 | 0 | 36.41 | 34.93 | 0.01 | 0
2015 | TVA_Transmission_2_TVA | TVA_Transmission | TVA | Internal | Winter | B16 | 25 | 99999 | 0.09 | 54.68 | 54.64 | 0.01 | 0
2015 | TVA_Transmission_2_TVA | TVA_Transmission | TVA | Internal | Winter | B17 | 100 | 99999 | 0 | 45.86 | 42.52 | 0.01 | 0
2015 | TVA_Transmission_2_TVA | TVA_Transmission | TVA | Internal | Winter | B18 | 400 | 99999 | 0 | 42.12 | 38.26 | 0.01 | 0
2015 | TVA_Transmission_2_TVA | TVA_Transmission | TVA | Internal | Winter | B19 | 700 | 99999 | 0 | 40.33 | 38.26 | 0.01 | 0
2015 | TVA_Transmission_2_TVA | TVA_Transmission | TVA | Internal | Winter | B20 | 935 | 99999 | 0 | 39.07 | 38.26 | 0.01 | 0
2015 | TVA_Transmission_2_VACAR | TVA_Transmission | VACAR | Internal | Shoulder | B11 | 25 | 900 | 0 | 54 | 54.58 | 9 | 0
2015 | TVA_Transmission_2_VACAR | TVA_Transmission | VACAR | Internal | Shoulder | B12 | 200 | 900 | 0 | 43.34 | 47.86 | 9 | 0
2015 | TVA_Transmission_2_VACAR | TVA_Transmission | VACAR | Internal | Shoulder | B13 | 600 | 900 | 0 | 41.38 | 45.51 | 9 | 0
2015 | TVA_Transmission_2_VACAR | TVA_Transmission | VACAR | Internal | Shoulder | B14 | 900 | 900 | 0 | 40.06 | 44.07 | 9 | 0
2015 | TVA_Transmission_2_VACAR | TVA_Transmission | VACAR | Internal | Shoulder | B15 | 1203 | 900 | 0 | 39.2 | 41.51 | 9 | 0
2015 | TVA_Transmission_2_VACAR | TVA_Transmission | VACAR | Internal | Summer | B1 | 10 | 900 | 0 | 67.38 | 68.16 | 9 | 0
2015 | TVA_Transmission_2_VACAR | TVA_Transmission | VACAR | Internal | Summer | B2 | 25 | 900 | 0 | 64.92 | 68.16 | 9 | 0
2015 | TVA_Transmission_2_VACAR | TVA_Transmission | VACAR | Internal | Summer | B3 | 75 | 900 | 0 | 62.94 | 68.16 | 9 | 0
2015 | TVA_Transmission_2_VACAR | TVA_Transmission | VACAR | Internal | Summer | B4 | 100 | 900 | 0 | 62.01 | 62.01 | 9 | 0
2015 | TVA_Transmission_2_VACAR | TVA_Transmission | VACAR | Internal | Summer | B5 | 200 | 900 | 0 | 52.76 | 55.3 | 9 | 0
2015 | TVA_Transmission_2_VACAR | TVA_Transmission | VACAR | Internal | Summer | B6 | 300 | 900 | 0 | 46.64 | 50.09 | 9 | 0
2015 | TVA_Transmission_2_VACAR | TVA_Transmission | VACAR | Internal | Summer | B7 | 400 | 900 | 0 | 41.82 | 43.93 | 9 | 0
2015 | TVA_Transmission_2_VACAR | TVA_Transmission | VACAR | Internal | Summer | B8 | 500 | 900 | 0 | 38.96 | 42.75 | 9 | 0
2015 | TVA_Transmission_2_VACAR | TVA_Transmission | VACAR | Internal | Summer | B9 | 800 | 900 | 0 | 38.31 | 41.51 | 9 | 0
2015 | TVA_Transmission_2_VACAR | TVA_Transmission | VACAR | Internal | Summer | B10 | 1262 | 900 | 0 | 36.41 | 40.24 | 9 | 0
2015 | TVA_Transmission_2_VACAR | TVA_Transmission | VACAR | Internal | Winter | B16 | 25 | 900 | 0 | 54.68 | 58.89 | 9 | 0
2015 | TVA_Transmission_2_VACAR | TVA_Transmission | VACAR | Internal | Winter | B17 | 100 | 900 | 0 | 45.86 | 51.18 | 9 | 0
2015 | TVA_Transmission_2_VACAR | TVA_Transmission | VACAR | Internal | Winter | B18 | 400 | 900 | 0 | 42.12 | 45.97 | 9 | 0
2015 | TVA_Transmission_2_VACAR | TVA_Transmission | VACAR | Internal | Winter | B19 | 700 | 900 | 0 | 40.33 | 44.41 | 9 | 0
2015 | TVA_Transmission_2_VACAR | TVA_Transmission | VACAR | Internal | Winter | B20 | 935 | 900 | 0 | 39.07 | 42.38 | 9 | 0
2015 | VACAR_2_PJM_ROR | VACAR | PJM_ROR | Internal | Shoulder | B11 | 25 | 2000 | 0 | 54.58 | 48.58 | 7 | 0
2015 | VACAR_2_PJM_ROR | VACAR | PJM_ROR | Internal | Shoulder | B12 | 200 | 2000 | 0 | 47.86 | 41.86 | 7 | 0
2015 | VACAR_2_PJM_ROR | VACAR | PJM_ROR | Internal | Shoulder | B13 | 600 | 2000 | 0 | 45.51 | 39.51 | 7 | 0
2015 | VACAR_2_PJM_ROR | VACAR | PJM_ROR | Internal | Shoulder | B14 | 900 | 2000 | 0 | 44.07 | 38.07 | 7 | 0
2015 | VACAR_2_PJM_ROR | VACAR | PJM_ROR | Internal | Shoulder | B15 | 1203 | 2000 | 0 | 41.51 | 35.3 | 7 | 0
2015 | VACAR_2_PJM_ROR | VACAR | PJM_ROR | Internal | Summer | B1 | 10 | 2000 | 0 | 68.16 | 61.38 | 7 | 0
2015 | VACAR_2_PJM_ROR | VACAR | PJM_ROR | Internal | Summer | B2 | 25 | 2000 | 0 | 68.16 | 58.92 | 7 | 0
2015 | VACAR_2_PJM_ROR | VACAR | PJM_ROR | Internal | Summer | B3 | 75 | 2000 | 0 | 68.16 | 56.94 | 7 | 0
2015 | VACAR_2_PJM_ROR | VACAR | PJM_ROR | Internal | Summer | B4 | 100 | 2000 | 0 | 62.01 | 56.01 | 7 | 0
2015 | VACAR_2_PJM_ROR | VACAR | PJM_ROR | Internal | Summer | B5 | 200 | 2000 | 0 | 55.3 | 48.71 | 7 | 0
2015 | VACAR_2_PJM_ROR | VACAR | PJM_ROR | Internal | Summer | B6 | 300 | 2000 | 0 | 50.09 | 44.09 | 7 | 0
2015 | VACAR_2_PJM_ROR | VACAR | PJM_ROR | Internal | Summer | B7 | 400 | 2000 | 0 | 43.93 | 37.93 | 7 | 0
2015 | VACAR_2_PJM_ROR | VACAR | PJM_ROR | Internal | Summer | B8 | 500 | 2000 | 0 | 42.75 | 36.42 | 7 | 0
2015 | VACAR_2_PJM_ROR | VACAR | PJM_ROR | Internal | Summer | B9 | 800 | 2000 | 0 | 41.51 | 34.9 | 7 | 0
2015 | VACAR_2_PJM_ROR | VACAR | PJM_ROR | Internal | Summer | B10 | 1262 | 2000 | 0 | 40.24 | 33.09 | 7 | 0
2015 | VACAR_2_PJM_ROR | VACAR | PJM_ROR | Internal | Winter | B16 | 25 | 2000 | 0 | 58.89 | 48.79 | 7 | 0
2015 | VACAR_2_PJM_ROR | VACAR | PJM_ROR | Internal | Winter | B17 | 100 | 2000 | 0 | 51.18 | 45.18 | 7 | 0
2015 | VACAR_2_PJM_ROR | VACAR | PJM_ROR | Internal | Winter | B18 | 400 | 2000 | 0 | 45.97 | 39.97 | 7 | 0
2015 | VACAR_2_PJM_ROR | VACAR | PJM_ROR | Internal | Winter | B19 | 700 | 2000 | 0 | 44.41 | 38.41 | 7 | 0
2015 | VACAR_2_PJM_ROR | VACAR | PJM_ROR | Internal | Winter | B20 | 935 | 2000 | 0 | 42.38 | 34.81 | 7 | 0
2015 | VACAR_2_SOCO | VACAR | SOCO | Internal | Shoulder | B11 | 25 | 3000 | 0.06 | 54.58 | 61.5 | 7 | 0
2015 | VACAR_2_SOCO | VACAR | SOCO | Internal | Shoulder | B12 | 200 | 3000 | 0 | 47.86 | 43.52 | 7 | 0
2015 | VACAR_2_SOCO | VACAR | SOCO | Internal | Shoulder | B13 | 600 | 3000 | 0 | 45.51 | 39.24 | 7 | 0
2015 | VACAR_2_SOCO | VACAR | SOCO | Internal | Shoulder | B14 | 900 | 3000 | 0 | 44.07 | 39.24 | 7 | 0
2015 | VACAR_2_SOCO | VACAR | SOCO | Internal | Shoulder | B15 | 1203 | 3000 | 0 | 41.51 | 39.02 | 7 | 0
2015 | VACAR_2_SOCO | VACAR | SOCO | Internal | Summer | B1 | 10 | 3000 | 0 | 68.16 | 64.92 | 7 | 0
2015 | VACAR_2_SOCO | VACAR | SOCO | Internal | Summer | B2 | 25 | 3000 | 0 | 68.16 | 64.92 | 7 | 0
2015 | VACAR_2_SOCO | VACAR | SOCO | Internal | Summer | B3 | 75 | 3000 | 0 | 68.16 | 64.92 | 7 | 0
2015 | VACAR_2_SOCO | VACAR | SOCO | Internal | Summer | B4 | 100 | 3000 | 0 | 62.01 | 64.92 | 7 | 0
2015 | VACAR_2_SOCO | VACAR | SOCO | Internal | Summer | B5 | 200 | 3000 | 0 | 55.3 | 60.27 | 7 | 0
2015 | VACAR_2_SOCO | VACAR | SOCO | Internal | Summer | B6 | 300 | 3000 | 0 | 50.09 | 52.89 | 7 | 0
2015 | VACAR_2_SOCO | VACAR | SOCO | Internal | Summer | B7 | 400 | 3000 | 0 | 43.93 | 50.05 | 7 | 0
2015 | VACAR_2_SOCO | VACAR | SOCO | Internal | Summer | B8 | 500 | 3000 | 0 | 42.75 | 44.21 | 7 | 0
2015 | VACAR_2_SOCO | VACAR | SOCO | Internal | Summer | B9 | 800 | 3000 | 0 | 41.51 | 37.88 | 7 | 0
2015 | VACAR_2_SOCO | VACAR | SOCO | Internal | Summer | B10 | 1262 | 3000 | 0 | 40.24 | 37.88 | 7 | 0
2015 | VACAR_2_SOCO | VACAR | SOCO | Internal | Winter | B16 | 25 | 3000 | 0 | 58.89 | 61.54 | 7 | 0
2015 | VACAR_2_SOCO | VACAR | SOCO | Internal | Winter | B17 | 100 | 3000 | 0 | 51.18 | 44.21 | 7 | 0
2015 | VACAR_2_SOCO | VACAR | SOCO | Internal | Winter | B18 | 400 | 3000 | 0 | 45.97 | 41.34 | 7 | 0
2015 | VACAR_2_SOCO | VACAR | SOCO | Internal | Winter | B19 | 700 | 3000 | 0 | 44.41 | 41.34 | 7 | 0
2015 | VACAR_2_SOCO | VACAR | SOCO | Internal | Winter | B20 | 935 | 3000 | 0 | 42.38 | 41.34 | 7 | 0
2015 | VACAR_2_TVA_Transmission | VACAR | TVA_Transmission | Internal | Shoulder | B11 | 25 | 900 | 0 | 54.58 | 54 | 7 | 0
2015 | VACAR_2_TVA_Transmission | VACAR | TVA_Transmission | Internal | Shoulder | B12 | 200 | 900 | 0 | 47.86 | 43.34 | 7 | 0
2015 | VACAR_2_TVA_Transmission | VACAR | TVA_Transmission | Internal | Shoulder | B13 | 600 | 900 | 0 | 45.51 | 41.38 | 7 | 0
2015 | VACAR_2_TVA_Transmission | VACAR | TVA_Transmission | Internal | Shoulder | B14 | 900 | 900 | 0 | 44.07 | 40.06 | 7 | 0
2015 | VACAR_2_TVA_Transmission | VACAR | TVA_Transmission | Internal | Shoulder | B15 | 1203 | 900 | 0 | 41.51 | 39.2 | 7 | 0
2015 | VACAR_2_TVA_Transmission | VACAR | TVA_Transmission | Internal | Summer | B1 | 10 | 900 | 0 | 68.16 | 67.38 | 7 | 0
2015 | VACAR_2_TVA_Transmission | VACAR | TVA_Transmission | Internal | Summer | B2 | 25 | 900 | 0 | 68.16 | 64.92 | 7 | 0
2015 | VACAR_2_TVA_Transmission | VACAR | TVA_Transmission | Internal | Summer | B3 | 75 | 900 | 0 | 68.16 | 62.94 | 7 | 0
2015 | VACAR_2_TVA_Transmission | VACAR | TVA_Transmission | Internal | Summer | B4 | 100 | 900 | 0 | 62.01 | 62.01 | 7 | 0
2015 | VACAR_2_TVA_Transmission | VACAR | TVA_Transmission | Internal | Summer | B5 | 200 | 900 | 0 | 55.3 | 52.76 | 7 | 0
2015 | VACAR_2_TVA_Transmission | VACAR | TVA_Transmission | Internal | Summer | B6 | 300 | 900 | 0 | 50.09 | 46.64 | 7 | 0
2015 | VACAR_2_TVA_Transmission | VACAR | TVA_Transmission | Internal | Summer | B7 | 400 | 900 | 0 | 43.93 | 41.82 | 7 | 0
2015 | VACAR_2_TVA_Transmission | VACAR | TVA_Transmission | Internal | Summer | B8 | 500 | 900 | 0 | 42.75 | 38.96 | 7 | 0
2015 | VACAR_2_TVA_Transmission | VACAR | TVA_Transmission | Internal | Summer | B9 | 800 | 900 | 0 | 41.51 | 38.31 | 7 | 0
2015 | VACAR_2_TVA_Transmission | VACAR | TVA_Transmission | Internal | Summer | B10 | 1262 | 900 | 0 | 40.24 | 36.41 | 7 | 0
2015 | VACAR_2_TVA_Transmission | VACAR | TVA_Transmission | Internal | Winter | B16 | 25 | 900 | 0 | 58.89 | 54.68 | 7 | 0
2015 | VACAR_2_TVA_Transmission | VACAR | TVA_Transmission | Internal | Winter | B17 | 100 | 900 | 0 | 51.18 | 45.86 | 7 | 0
2015 | VACAR_2_TVA_Transmission | VACAR | TVA_Transmission | Internal | Winter | B18 | 400 | 900 | 0 | 45.97 | 42.12 | 7 | 0
2015 | VACAR_2_TVA_Transmission | VACAR | TVA_Transmission | Internal | Winter | B19 | 700 | 900 | 0 | 44.41 | 40.33 | 7 | 0
2015 | VACAR_2_TVA_Transmission | VACAR | TVA_Transmission | Internal | Winter | B20 | 935 | 900 | 0 | 42.38 | 39.07 | 7 | 0
2020 | ENT_2_MISO_MO-IL | ENT | MISO_MO-IL | Internal | Shoulder | B11 | 25 | 2260 | 0 | 59.03 | 55.87 | 8 | 0
2020 | ENT_2_MISO_MO-IL | ENT | MISO_MO-IL | Internal | Shoulder | B12 | 200 | 2260 | 0 | 42.41 | 46.41 | 8 | 0
2020 | ENT_2_MISO_MO-IL | ENT | MISO_MO-IL | Internal | Shoulder | B13 | 600 | 2260 | 0 | 41.91 | 41.62 | 8 | 0
2020 | ENT_2_MISO_MO-IL | ENT | MISO_MO-IL | Internal | Shoulder | B14 | 900 | 2260 | 0 | 41.91 | 39.62 | 8 | 0
2020 | ENT_2_MISO_MO-IL | ENT | MISO_MO-IL | Internal | Shoulder | B15 | 1203 | 2260 | 0 | 41.61 | 38.51 | 8 | 0
2020 | ENT_2_MISO_MO-IL | ENT | MISO_MO-IL | Internal | Summer | B1 | 10 | 2260 | 0 | 67.49 | 64.48 | 8 | 0
2020 | ENT_2_MISO_MO-IL | ENT | MISO_MO-IL | Internal | Summer | B2 | 25 | 2260 | 0 | 63.12 | 63.12 | 8 | 0
2020 | ENT_2_MISO_MO-IL | ENT | MISO_MO-IL | Internal | Summer | B3 | 75 | 2260 | 0 | 61.69 | 61.14 | 8 | 0
2020 | ENT_2_MISO_MO-IL | ENT | MISO_MO-IL | Internal | Summer | B4 | 100 | 2260 | 0 | 61.69 | 59.41 | 8 | 0
2020 | ENT_2_MISO_MO-IL | ENT | MISO_MO-IL | Internal | Summer | B5 | 200 | 2260 | 0 | 58.83 | 53.01 | 8 | 0
2020 | ENT_2_MISO_MO-IL | ENT | MISO_MO-IL | Internal | Summer | B6 | 300 | 2260 | 0 | 51.95 | 47.86 | 8 | 0
2020 | ENT_2_MISO_MO-IL | ENT | MISO_MO-IL | Internal | Summer | B7 | 400 | 2260 | 0 | 46.96 | 39.98 | 8 | 0
2020 | ENT_2_MISO_MO-IL | ENT | MISO_MO-IL | Internal | Summer | B8 | 500 | 2260 | 0 | 41.13 | 37.52 | 8 | 0
2020 | ENT_2_MISO_MO-IL | ENT | MISO_MO-IL | Internal | Summer | B9 | 800 | 2260 | 0 | 40.59 | 37.26 | 8 | 0
2020 | ENT_2_MISO_MO-IL | ENT | MISO_MO-IL | Internal | Summer | B10 | 1262 | 2260 | 0 | 40.3 | 35.87 | 8 | 0
2020 | ENT_2_MISO_MO-IL | ENT | MISO_MO-IL | Internal | Winter | B16 | 25 | 2260 | 0 | 60.12 | 55.12 | 8 | 0
2020 | ENT_2_MISO_MO-IL | ENT | MISO_MO-IL | Internal | Winter | B17 | 100 | 2260 | 0 | 44.52 | 46.28 | 8 | 0
2020 | ENT_2_MISO_MO-IL | ENT | MISO_MO-IL | Internal | Winter | B18 | 400 | 2260 | 0 | 44.52 | 42.36 | 8 | 0
2020 | ENT_2_MISO_MO-IL | ENT | MISO_MO-IL | Internal | Winter | B19 | 700 | 2260 | 0 | 44.2 | 41.25 | 8 | 0
2020 | ENT_2_MISO_MO-IL | ENT | MISO_MO-IL | Internal | Winter | B20 | 935 | 2260 | 0 | 44.2 | 37.39 | 8 | 0
2020 | ENT_2_SOCO | ENT | SOCO | Internal | Shoulder | B11 | 25 | 2000 | 0.04 | 59.03 | 66.86 | 8 | 0
2020 | ENT_2_SOCO | ENT | SOCO | Internal | Shoulder | B12 | 200 | 2000 | 0 | 42.41 | 44.99 | 8 | 0
2020 | ENT_2_SOCO | ENT | SOCO | Internal | Shoulder | B13 | 600 | 2000 | 0 | 41.91 | 42.49 | 8 | 0
2020 | ENT_2_SOCO | ENT | SOCO | Internal | Shoulder | B14 | 900 | 2000 | 0 | 41.91 | 42.49 | 8 | 0
2020 | ENT_2_SOCO | ENT | SOCO | Internal | Shoulder | B15 | 1203 | 2000 | 0 | 41.61 | 42.1 | 8 | 0
2020 | ENT_2_SOCO | ENT | SOCO | Internal | Summer | B1 | 10 | 2000 | 0 | 67.49 | 71.02 | 8 | 0
2020 | ENT_2_SOCO | ENT | SOCO | Internal | Summer | B2 | 25 | 2000 | 0.06 | 63.12 | 71.02 | 8 | 0
2020 | ENT_2_SOCO | ENT | SOCO | Internal | Summer | B3 | 75 | 2000 | 905.92 | 61.69 | 69.69 | 8 | 0
2020 | ENT_2_SOCO | ENT | SOCO | Internal | Summer | B4 | 100 | 2000 | 1689.2 | 61.69 | 69.69 | 8 | 0
2020 | ENT_2_SOCO | ENT | SOCO | Internal | Summer | B5 | 200 | 2000 | 1906.57 | 58.83 | 66.83 | 8 | 0
2020 | ENT_2_SOCO | ENT | SOCO | Internal | Summer | B6 | 300 | 2000 | 478.22 | 51.95 | 59.95 | 8 | 0
2020 | ENT_2_SOCO | ENT | SOCO | Internal | Summer | B7 | 400 | 2000 | 1003.07 | 46.96 | 54.96 | 8 | 0
2020 | ENT_2_SOCO | ENT | SOCO | Internal | Summer | B8 | 500 | 2000 | 0 | 41.13 | 44.99 | 8 | 0
2020 | ENT_2_SOCO | ENT | SOCO | Internal | Summer | B9 | 800 | 2000 | 0 | 40.59 | 42.32 | 8 | 0
2020 | ENT_2_SOCO | ENT | SOCO | Internal | Summer | B10 | 1262 | 2000 | 0 | 40.3 | 40.87 | 8 | 0
2020 | ENT_2_SOCO | ENT | SOCO | Internal | Winter | B16 | 25 | 2000 | 1916.66 | 60.12 | 68.12 | 8 | 0
2020 | ENT_2_SOCO | ENT | SOCO | Internal | Winter | B17 | 100 | 2000 | 0 | 44.52 | 46.18 | 8 | 0
2020 | ENT_2_SOCO | ENT | SOCO | Internal | Winter | B18 | 400 | 2000 | 0 | 44.52 | 44.59 | 8 | 0
2020 | ENT_2_SOCO | ENT | SOCO | Internal | Winter | B19 | 700 | 2000 | 0 | 44.2 | 44.59 | 8 | 0
2020 | ENT_2_SOCO | ENT | SOCO | Internal | Winter | B20 | 935 | 2000 | 0 | 44.2 | 44.59 | 8 | 0
2020 | ENT_2_SPP_N | ENT | SPP_N | Internal | Shoulder | B11 | 25 | 1300 | 0 | 59.03 | 62.26 | 8 | 0
2020 | ENT_2_SPP_N | ENT | SPP_N | Internal | Shoulder | B12 | 200 | 1300 | 0 | 42.41 | 43.4 | 8 | 0
2020 | ENT_2_SPP_N | ENT | SPP_N | Internal | Shoulder | B13 | 600 | 1300 | 0 | 41.91 | 41.62 | 8 | 0
2020 | ENT_2_SPP_N | ENT | SPP_N | Internal | Shoulder | B14 | 900 | 1300 | 0 | 41.91 | 40.58 | 8 | 0
2020 | ENT_2_SPP_N | ENT | SPP_N | Internal | Shoulder | B15 | 1203 | 1300 | 0 | 41.61 | 40.19 | 8 | 0
2020 | ENT_2_SPP_N | ENT | SPP_N | Internal | Summer | B1 | 10 | 1300 | 0 | 67.49 | 66.03 | 8 | 0
2020 | ENT_2_SPP_N | ENT | SPP_N | Internal | Summer | B2 | 25 | 1300 | 0 | 63.12 | 66.03 | 8 | 0
2020 | ENT_2_SPP_N | ENT | SPP_N | Internal | Summer | B3 | 75 | 1300 | 0 | 61.69 | 66.03 | 8 | 0
2020 | ENT_2_SPP_N | ENT | SPP_N | Internal | Summer | B4 | 100 | 1300 | 0 | 61.69 | 64.15 | 8 | 0
2020 | ENT_2_SPP_N | ENT | SPP_N | Internal | Summer | B5 | 200 | 1300 | 0 | 58.83 | 60.09 | 8 | 0
2020 | ENT_2_SPP_N | ENT | SPP_N | Internal | Summer | B6 | 300 | 1300 | 0 | 51.95 | 55.86 | 8 | 0
2020 | ENT_2_SPP_N | ENT | SPP_N | Internal | Summer | B7 | 400 | 1300 | 0 | 46.96 | 46.98 | 8 | 0
2020 | ENT_2_SPP_N | ENT | SPP_N | Internal | Summer | B8 | 500 | 1300 | 0 | 41.13 | 40.6 | 8 | 0
2020 | ENT_2_SPP_N | ENT | SPP_N | Internal | Summer | B9 | 800 | 1300 | 0 | 40.59 | 39.8 | 8 | 0
2020 | ENT_2_SPP_N | ENT | SPP_N | Internal | Summer | B10 | 1262 | 1300 | 0 | 40.3 | 37.13 | 8 | 0
2020 | ENT_2_SPP_N | ENT | SPP_N | Internal | Winter | B16 | 25 | 1300 | 0 | 60.12 | 55.12 | 8 | 0
2020 | ENT_2_SPP_N | ENT | SPP_N | Internal | Winter | B17 | 100 | 1300 | 0 | 44.52 | 44.05 | 8 | 0
2020 | ENT_2_SPP_N | ENT | SPP_N | Internal | Winter | B18 | 400 | 1300 | 0 | 44.52 | 42.83 | 8 | 0
2020 | ENT_2_SPP_N | ENT | SPP_N | Internal | Winter | B19 | 700 | 1300 | 0 | 44.2 | 42.83 | 8 | 0
2020 | ENT_2_SPP_N | ENT | SPP_N | Internal | Winter | B20 | 935 | 1300 | 0 | 44.2 | 42.74 | 8 | 0
2020 | ENT_2_SPP_S | ENT | SPP_S | Internal | Shoulder | B11 | 25 | 1300 | 0 | 59.03 | 57.84 | 8 | 0
2020 | ENT_2_SPP_S | ENT | SPP_S | Internal | Shoulder | B12 | 200 | 1300 | 0 | 42.41 | 43.39 | 8 | 0
2020 | ENT_2_SPP_S | ENT | SPP_S | Internal | Shoulder | B13 | 600 | 1300 | 0 | 41.91 | 41.63 | 8 | 0
2020 | ENT_2_SPP_S | ENT | SPP_S | Internal | Shoulder | B14 | 900 | 1300 | 0 | 41.91 | 40.59 | 8 | 0
2020 | ENT_2_SPP_S | ENT | SPP_S | Internal | Shoulder | B15 | 1203 | 1300 | 0 | 41.61 | 40.2 | 8 | 0
2020 | ENT_2_SPP_S | ENT | SPP_S | Internal | Summer | B1 | 10 | 1300 | 0 | 67.49 | 62.49 | 8 | 0
2020 | ENT_2_SPP_S | ENT | SPP_S | Internal | Summer | B2 | 25 | 1300 | 0 | 63.12 | 64.56 | 8 | 0
2020 | ENT_2_SPP_S | ENT | SPP_S | Internal | Summer | B3 | 75 | 1300 | 0 | 61.69 | 64.56 | 8 | 0
2020 | ENT_2_SPP_S | ENT | SPP_S | Internal | Summer | B4 | 100 | 1300 | 0 | 61.69 | 56.69 | 8 | 0
2020 | ENT_2_SPP_S | ENT | SPP_S | Internal | Summer | B5 | 200 | 1300 | 0 | 58.83 | 55.88 | 8 | 0
2020 | ENT_2_SPP_S | ENT | SPP_S | Internal | Summer | B6 | 300 | 1300 | 0 | 51.95 | 55.88 | 8 | 0
2020 | ENT_2_SPP_S | ENT | SPP_S | Internal | Summer | B7 | 400 | 1300 | 0 | 46.96 | 46.99 | 8 | 0
2020 | ENT_2_SPP_S | ENT | SPP_S | Internal | Summer | B8 | 500 | 1300 | 0 | 41.13 | 40.62 | 8 | 0
2020 | ENT_2_SPP_S | ENT | SPP_S | Internal | Summer | B9 | 800 | 1300 | 0 | 40.59 | 39.81 | 8 | 0
2020 | ENT_2_SPP_S | ENT | SPP_S | Internal | Summer | B10 | 1262 | 1300 | 0 | 40.3 | 39.13 | 8 | 0
2020 | ENT_2_SPP_S | ENT | SPP_S | Internal | Winter | B16 | 25 | 1300 | 0 | 60.12 | 55.13 | 8 | 0
2020 | ENT_2_SPP_S | ENT | SPP_S | Internal | Winter | B17 | 100 | 1300 | 0 | 44.52 | 44.07 | 8 | 0
2020 | ENT_2_SPP_S | ENT | SPP_S | Internal | Winter | B18 | 400 | 1300 | 0 | 44.52 | 42.84 | 8 | 0
2020 | ENT_2_SPP_S | ENT | SPP_S | Internal | Winter | B19 | 700 | 1300 | 0 | 44.2 | 42.84 | 8 | 0
2020 | ENT_2_SPP_S | ENT | SPP_S | Internal | Winter | B20 | 935 | 1300 | 0 | 44.2 | 42.75 | 8 | 0
2020 | ENT_2_TVA_Transmission | ENT | TVA_Transmission | Internal | Shoulder | B11 | 25 | 2100 | 0 | 59.03 | 59.22 | 8 | 0
2020 | ENT_2_TVA_Transmission | ENT | TVA_Transmission | Internal | Shoulder | B12 | 200 | 2100 | 0 | 42.41 | 48.07 | 8 | 0
2020 | ENT_2_TVA_Transmission | ENT | TVA_Transmission | Internal | Shoulder | B13 | 600 | 2100 | 0 | 41.91 | 44.85 | 8 | 0
2020 | ENT_2_TVA_Transmission | ENT | TVA_Transmission | Internal | Shoulder | B14 | 900 | 2100 | 0 | 41.91 | 43.93 | 8 | 0
2020 | ENT_2_TVA_Transmission | ENT | TVA_Transmission | Internal | Shoulder | B15 | 1203 | 2100 | 0 | 41.61 | 42.34 | 8 | 0
2020 | ENT_2_TVA_Transmission | ENT | TVA_Transmission | Internal | Summer | B1 | 10 | 2100 | 0 | 67.49 | 72.48 | 8 | 0
2020 | ENT_2_TVA_Transmission | ENT | TVA_Transmission | Internal | Summer | B2 | 25 | 2100 | 109.9 | 63.12 | 71.12 | 8 | 0
2020 | ENT_2_TVA_Transmission | ENT | TVA_Transmission | Internal | Summer | B3 | 75 | 2100 | 0 | 61.69 | 67.28 | 8 | 0
2020 | ENT_2_TVA_Transmission | ENT | TVA_Transmission | Internal | Summer | B4 | 100 | 2100 | 0 | 61.69 | 66.16 | 8 | 0
2020 | ENT_2_TVA_Transmission | ENT | TVA_Transmission | Internal | Summer | B5 | 200 | 2100 | 0 | 58.83 | 59.04 | 8 | 0
2020 | ENT_2_TVA_Transmission | ENT | TVA_Transmission | Internal | Summer | B6 | 300 | 2100 | 0 | 51.95 | 53.07 | 8 | 0
2020 | ENT_2_TVA_Transmission | ENT | TVA_Transmission | Internal | Summer | B7 | 400 | 2100 | 0 | 46.96 | 46.68 | 8 | 0
2020 | ENT_2_TVA_Transmission | ENT | TVA_Transmission | Internal | Summer | B8 | 500 | 2100 | 0 | 41.13 | 42.07 | 8 | 0
2020 | ENT_2_TVA_Transmission | ENT | TVA_Transmission | Internal | Summer | B9 | 800 | 2100 | 0 | 40.59 | 41.56 | 8 | 0
2020 | ENT_2_TVA_Transmission | ENT | TVA_Transmission | Internal | Summer | B10 | 1262 | 2100 | 0 | 40.3 | 39.32 | 8 | 0
2020 | ENT_2_TVA_Transmission | ENT | TVA_Transmission | Internal | Winter | B16 | 25 | 2100 | 0 | 60.12 | 61.31 | 8 | 0
2020 | ENT_2_TVA_Transmission | ENT | TVA_Transmission | Internal | Winter | B17 | 100 | 2100 | 0 | 44.52 | 49.56 | 8 | 0
2020 | ENT_2_TVA_Transmission | ENT | TVA_Transmission | Internal | Winter | B18 | 400 | 2100 | 0 | 44.52 | 46.25 | 8 | 0
2020 | ENT_2_TVA_Transmission | ENT | TVA_Transmission | Internal | Winter | B19 | 700 | 2100 | 0 | 44.2 | 45.03 | 8 | 0
2020 | ENT_2_TVA_Transmission | ENT | TVA_Transmission | Internal | Winter | B20 | 935 | 2100 | 0 | 44.2 | 43.45 | 8 | 0
2020 | FRCC_2_SOCO | FRCC | SOCO | Internal | Shoulder | B11 | 25 | 900 | 0 | 76.86 | 66.86 | 8 | 0
2020 | FRCC_2_SOCO | FRCC | SOCO | Internal | Shoulder | B12 | 200 | 900 | 0 | 54.99 | 44.99 | 8 | 0
2020 | FRCC_2_SOCO | FRCC | SOCO | Internal | Shoulder | B13 | 600 | 900 | 0 | 48.83 | 42.49 | 8 | 0
2020 | FRCC_2_SOCO | FRCC | SOCO | Internal | Shoulder | B14 | 900 | 900 | 0 | 48.83 | 42.49 | 8 | 0
2020 | FRCC_2_SOCO | FRCC | SOCO | Internal | Shoulder | B15 | 1203 | 900 | 0 | 46.83 | 42.1 | 8 | 0
2020 | FRCC_2_SOCO | FRCC | SOCO | Internal | Summer | B1 | 10 | 900 | 0 | 76.76 | 71.02 | 8 | 0
2020 | FRCC_2_SOCO | FRCC | SOCO | Internal | Summer | B2 | 25 | 900 | 0 | 76.76 | 71.02 | 8 | 0
2020 | FRCC_2_SOCO | FRCC | SOCO | Internal | Summer | B3 | 75 | 900 | 0 | 76.76 | 69.69 | 8 | 0
2020 | FRCC_2_SOCO | FRCC | SOCO | Internal | Summer | B4 | 100 | 900 | 0 | 76.76 | 69.69 | 8 | 0
2020 | FRCC_2_SOCO | FRCC | SOCO | Internal | Summer | B5 | 200 | 900 | 0 | 76.17 | 66.83 | 8 | 0
2020 | FRCC_2_SOCO | FRCC | SOCO | Internal | Summer | B6 | 300 | 900 | 0 | 69.95 | 59.95 | 8 | 0
2020 | FRCC_2_SOCO | FRCC | SOCO | Internal | Summer | B7 | 400 | 900 | 0 | 64.96 | 54.96 | 8 | 0
2020 | FRCC_2_SOCO | FRCC | SOCO | Internal | Summer | B8 | 500 | 900 | 0 | 54.75 | 44.99 | 8 | 0
2020 | FRCC_2_SOCO | FRCC | SOCO | Internal | Summer | B9 | 800 | 900 | 0 | 48.1 | 42.32 | 8 | 0
2020 | FRCC_2_SOCO | FRCC | SOCO | Internal | Summer | B10 | 1262 | 900 | 0 | 46.13 | 40.87 | 8 | 0
2020 | FRCC_2_SOCO | FRCC | SOCO | Internal | Winter | B16 | 25 | 900 | 0 | 77.12 | 68.12 | 8 | 0
2020 | FRCC_2_SOCO | FRCC | SOCO | Internal | Winter | B17 | 100 | 900 | 0 | 56.18 | 46.18 | 8 | 0
2020 | FRCC_2_SOCO | FRCC | SOCO | Internal | Winter | B18 | 400 | 900 | 0 | 51.07 | 44.59 | 8 | 0
2020 | FRCC_2_SOCO | FRCC | SOCO | Internal | Winter | B19 | 700 | 900 | 0 | 50.71 | 44.59 | 8 | 0
2020 | FRCC_2_SOCO | FRCC | SOCO | Internal | Winter | B20 | 935 | 900 | 0 | 48.97 | 44.59 | 8 | 0
2020 | HQ_NEISO_2_NEISO | HQ_NEISO | NEISO | Internal | Shoulder | B11 | 25 | 99999 | 2920 | 37.66 | 37.67 | 0.01 | 0
2020 | HQ_NEISO_2_NEISO | HQ_NEISO | NEISO | Internal | Shoulder | B12 | 200 | 99999 | 2920 | 37.66 | 37.67 | 0.01 | 0
2020 | HQ_NEISO_2_NEISO | HQ_NEISO | NEISO | Internal | Shoulder | B13 | 600 | 99999 | 2920 | 37.66 | 37.67 | 0.01 | 0
2020 | HQ_NEISO_2_NEISO | HQ_NEISO | NEISO | Internal | Shoulder | B14 | 900 | 99999 | 2920 | 37.66 | 37.67 | 0.01 | 0
2020 | HQ_NEISO_2_NEISO | HQ_NEISO | NEISO | Internal | Shoulder | B15 | 1203 | 99999 | 1143.24 | 37.66 | 37.67 | 0.01 | 0
2020 | HQ_NEISO_2_NEISO | HQ_NEISO | NEISO | Internal | Summer | B1 | 10 | 99999 | 2920 | 75.39 | 75.4 | 0.01 | 0
2020 | HQ_NEISO_2_NEISO | HQ_NEISO | NEISO | Internal | Summer | B2 | 25 | 99999 | 2920 | 60.12 | 60.13 | 0.01 | 0
2020 | HQ_NEISO_2_NEISO | HQ_NEISO | NEISO | Internal | Summer | B3 | 75 | 99999 | 2920 | 48.89 | 48.9 | 0.01 | 0
2020 | HQ_NEISO_2_NEISO | HQ_NEISO | NEISO | Internal | Summer | B4 | 100 | 99999 | 2920 | 42.8 | 42.81 | 0.01 | 0
2020 | HQ_NEISO_2_NEISO | HQ_NEISO | NEISO | Internal | Summer | B5 | 200 | 99999 | 2920 | 34.88 | 34.9 | 0.01 | 0
2020 | HQ_NEISO_2_NEISO | HQ_NEISO | NEISO | Internal | Summer | B6 | 300 | 99999 | 2920 | 34.88 | 34.9 | 0.01 | 0
2020 | HQ_NEISO_2_NEISO | HQ_NEISO | NEISO | Internal | Summer | B7 | 400 | 99999 | 2920 | 34.88 | 34.9 | 0.01 | 0
2020 | HQ_NEISO_2_NEISO | HQ_NEISO | NEISO | Internal | Summer | B8 | 500 | 99999 | 2920 | 34.88 | 34.9 | 0.01 | 0
2020 | HQ_NEISO_2_NEISO | HQ_NEISO | NEISO | Internal | Summer | B9 | 800 | 99999 | 2920 | 34.88 | 34.9 | 0.01 | 0
2020 | HQ_NEISO_2_NEISO | HQ_NEISO | NEISO | Internal | Summer | B10 | 1262 | 99999 | 795.94 | 34.88 | 34.9 | 0.01 | 0
2020 | HQ_NEISO_2_NEISO | HQ_NEISO | NEISO | Internal | Winter | B16 | 25 | 99999 | 2920 | 46.26 | 46.27 | 0.01 | 0
2020 | HQ_NEISO_2_NEISO | HQ_NEISO | NEISO | Internal | Winter | B17 | 100 | 99999 | 2920 | 46.26 | 46.27 | 0.01 | 0
2020 | HQ_NEISO_2_NEISO | HQ_NEISO | NEISO | Internal | Winter | B18 | 400 | 99999 | 2920 | 46.26 | 46.27 | 0.01 | 0
2020 | HQ_NEISO_2_NEISO | HQ_NEISO | NEISO | Internal | Winter | B19 | 700 | 99999 | 2920 | 46.26 | 46.27 | 0.01 | 0
2020 | HQ_NEISO_2_NEISO | HQ_NEISO | NEISO | Internal | Winter | B20 | 935 | 99999 | 1233.58 | 46.26 | 46.27 | 0.01 | 0
2020 | HQ_NY_2_NYISO_A-F | HQ_NY | NYISO_A-F | Internal | Shoulder | B11 | 25 | 99999 | 1000 | 40.66 | 40.67 | 0.01 | 0
2020 | HQ_NY_2_NYISO_A-F | HQ_NY | NYISO_A-F | Internal | Shoulder | B12 | 200 | 99999 | 1000 | 40.39 | 40.4 | 0.01 | 0
2020 | HQ_NY_2_NYISO_A-F | HQ_NY | NYISO_A-F | Internal | Shoulder | B13 | 600 | 99999 | 1000 | 39.84 | 39.85 | 0.01 | 0
2020 | HQ_NY_2_NYISO_A-F | HQ_NY | NYISO_A-F | Internal | Shoulder | B14 | 900 | 99999 | 1000 | 39.33 | 39.35 | 0.01 | 0
2020 | HQ_NY_2_NYISO_A-F | HQ_NY | NYISO_A-F | Internal | Shoulder | B15 | 1203 | 99999 | 188.69 | 39.33 | 39.35 | 0.01 | 0
2020 | HQ_NY_2_NYISO_A-F | HQ_NY | NYISO_A-F | Internal | Summer | B1 | 10 | 99999 | 1000 | 58.48 | 58.49 | 0.01 | 0
2020 | HQ_NY_2_NYISO_A-F | HQ_NY | NYISO_A-F | Internal | Summer | B2 | 25 | 99999 | 1000 | 57.12 | 57.13 | 0.01 | 0
2020 | HQ_NY_2_NYISO_A-F | HQ_NY | NYISO_A-F | Internal | Summer | B3 | 75 | 99999 | 1000 | 51.89 | 51.9 | 0.01 | 0
2020 | HQ_NY_2_NYISO_A-F | HQ_NY | NYISO_A-F | Internal | Summer | B4 | 100 | 99999 | 1000 | 45.8 | 45.81 | 0.01 | 0
2020 | HQ_NY_2_NYISO_A-F | HQ_NY | NYISO_A-F | Internal | Summer | B5 | 200 | 99999 | 1000 | 44.73 | 44.74 | 0.01 | 0
2020 | HQ_NY_2_NYISO_A-F | HQ_NY | NYISO_A-F | Internal | Summer | B6 | 300 | 99999 | 1000 | 42.3 | 42.31 | 0.01 | 0
2020 | HQ_NY_2_NYISO_A-F | HQ_NY | NYISO_A-F | Internal | Summer | B7 | 400 | 99999 | 1000 | 39.96 | 39.98 | 0.01 | 0
2020 | HQ_NY_2_NYISO_A-F | HQ_NY | NYISO_A-F | Internal | Summer | B8 | 500 | 99999 | 1000 | 37.88 | 37.9 | 0.01 | 0
2020 | HQ_NY_2_NYISO_A-F | HQ_NY | NYISO_A-F | Internal | Summer | B9 | 800 | 99999 | 1000 | 37.86 | 37.87 | 0.01 | 0
2020 | HQ_NY_2_NYISO_A-F | HQ_NY | NYISO_A-F | Internal | Summer | B10 | 1262 | 99999 | 30.11 | 37.86 | 37.87 | 0.01 | 0
2020 | HQ_NY_2_NYISO_A-F | HQ_NY | NYISO_A-F | Internal | Winter | B16 | 25 | 99999 | 1000 | 46.25 | 46.26 | 0.01 | 0
2020 | HQ_NY_2_NYISO_A-F | HQ_NY | NYISO_A-F | Internal | Winter | B17 | 100 | 99999 | 1000 | 43.26 | 43.27 | 0.01 | 0
2020 | HQ_NY_2_NYISO_A-F | HQ_NY | NYISO_A-F | Internal | Winter | B18 | 400 | 99999 | 1000 | 42.18 | 42.19 | 0.01 | 0
2020 | HQ_NY_2_NYISO_A-F | HQ_NY | NYISO_A-F | Internal | Winter | B19 | 700 | 99999 | 1000 | 42.18 | 42.19 | 0.01 | 0
2020 | HQ_NY_2_NYISO_A-F | HQ_NY | NYISO_A-F | Internal | Winter | B20 | 935 | 99999 | 229.95 | 42.18 | 42.19 | 0.01 | 0
2020 | HQ_IESO_2_IESO | HQ_IESO | IESO | Internal | Shoulder | B11 | 25 | 99999 | 400 | 32.23 | 32.24 | 0.01 | 0
2020 | HQ_IESO_2_IESO | HQ_IESO | IESO | Internal | Shoulder | B12 | 200 | 99999 | 400 | 32.23 | 32.24 | 0.01 | 0
2020 | HQ_IESO_2_IESO | HQ_IESO | IESO | Internal | Shoulder | B13 | 600 | 99999 | 400 | 32.23 | 32.24 | 0.01 | 0
2020 | HQ_IESO_2_IESO | HQ_IESO | IESO | Internal | Shoulder | B14 | 900 | 99999 | 400 | 32.23 | 32.24 | 0.01 | 0
2020 | HQ_IESO_2_IESO | HQ_IESO | IESO | Internal | Shoulder | B15 | 1203 | 99999 | 75.48 | 32.23 | 32.24 | 0.01 | 0
2020 | HQ_IESO_2_IESO | HQ_IESO | IESO | Internal | Summer | B1 | 10 | 99999 | 400 | 51.48 | 51.49 | 0.01 | 0
2020 | HQ_IESO_2_IESO | HQ_IESO | IESO | Internal | Summer | B2 | 25 | 99999 | 400 | 50.12 | 50.13 | 0.01 | 0
2020 | HQ_IESO_2_IESO | HQ_IESO | IESO | Internal | Summer | B3 | 75 | 99999 | 400 | 43.46 | 43.47 | 0.01 | 0
2020 | HQ_IESO_2_IESO | HQ_IESO | IESO | Internal | Summer | B4 | 100 | 99999 | 400 | 37.73 | 37.74 | 0.01 | 0
2020 | HQ_IESO_2_IESO | HQ_IESO | IESO | Internal | Summer | B5 | 200 | 99999 | 400 | 37.73 | 37.74 | 0.01 | 0
2020 | HQ_IESO_2_IESO | HQ_IESO | IESO | Internal | Summer | B6 | 300 | 99999 | 400 | 35.3 | 35.31 | 0.01 | 0
2020 | HQ_IESO_2_IESO | HQ_IESO | IESO | Internal | Summer | B7 | 400 | 99999 | 400 | 32.96 | 32.98 | 0.01 | 0
2020 | HQ_IESO_2_IESO | HQ_IESO | IESO | Internal | Summer | B8 | 500 | 99999 | 400 | 30.53 | 30.55 | 0.01 | 0
2020 | HQ_IESO_2_IESO | HQ_IESO | IESO | Internal | Summer | B9 | 800 | 99999 | 400 | 30.53 | 30.55 | 0.01 | 0
2020 | HQ_IESO_2_IESO | HQ_IESO | IESO | Internal | Summer | B10 | 1262 | 99999 | 12.04 | 30.53 | 30.55 | 0.01 | 0
2020 | HQ_IESO_2_IESO | HQ_IESO | IESO | Internal | Winter | B16 | 25 | 99999 | 400 | 39.25 | 39.26 | 0.01 | 0
2020 | HQ_IESO_2_IESO | HQ_IESO | IESO | Internal | Winter | B17 | 100 | 99999 | 400 | 36.26 | 36.27 | 0.01 | 0
2020 | HQ_IESO_2_IESO | HQ_IESO | IESO | Internal | Winter | B18 | 400 | 99999 | 400 | 35.18 | 35.19 | 0.01 | 0
2020 | HQ_IESO_2_IESO | HQ_IESO | IESO | Internal | Winter | B19 | 700 | 99999 | 400 | 35.18 | 35.19 | 0.01 | 0
2020 | HQ_IESO_2_IESO | HQ_IESO | IESO | Internal | Winter | B20 | 935 | 99999 | 91.98 | 35.18 | 35.19 | 0.01 | 0
2020 | IESO_2_MAPP_CA | IESO | MAPP_CA | Internal | Shoulder | B11 | 25 | 262 | 262 | 32.24 | 46.89 | 7 | 7.65
2020 | IESO_2_MAPP_CA | IESO | MAPP_CA | Internal | Shoulder | B12 | 200 | 262 | 262 | 32.24 | 46.39 | 7 | 7.14
2020 | IESO_2_MAPP_CA | IESO | MAPP_CA | Internal | Shoulder | B13 | 600 | 262 | 262 | 32.24 | 41.6 | 7 | 2.35
2020 | IESO_2_MAPP_CA | IESO | MAPP_CA | Internal | Shoulder | B14 | 900 | 262 | 262 | 32.24 | 39.6 | 7 | 0.36
2020 | IESO_2_MAPP_CA | IESO | MAPP_CA | Internal | Shoulder | B15 | 1203 | 262 | 262 | 32.24 | 39.6 | 7 | 0.36
2020 | IESO_2_MAPP_CA | IESO | MAPP_CA | Internal | Summer | B1 | 10 | 262 | 0 | 51.49 | 50.47 | 7 | 0
2020 | IESO_2_MAPP_CA | IESO | MAPP_CA | Internal | Summer | B2 | 25 | 262 | 29.58 | 50.13 | 57.13 | 7 | 0
2020 | IESO_2_MAPP_CA | IESO | MAPP_CA | Internal | Summer | B3 | 75 | 262 | 128.37 | 43.47 | 50.47 | 7 | 0
2020 | IESO_2_MAPP_CA | IESO | MAPP_CA | Internal | Summer | B4 | 100 | 262 | 262 | 37.74 | 50.14 | 7 | 5.4
2020 | IESO_2_MAPP_CA | IESO | MAPP_CA | Internal | Summer | B5 | 200 | 262 | 262 | 37.74 | 49.28 | 7 | 4.53
2020 | IESO_2_MAPP_CA | IESO | MAPP_CA | Internal | Summer | B6 | 300 | 262 | 262 | 35.31 | 48.85 | 7 | 6.54
2020 | IESO_2_MAPP_CA | IESO | MAPP_CA | Internal | Summer | B7 | 400 | 262 | 0.04 | 32.98 | 39.96 | 7 | 0
2020 | IESO_2_MAPP_CA | IESO | MAPP_CA | Internal | Summer | B8 | 500 | 262 | 0 | 30.55 | 37.5 | 7 | 0
2020 | IESO_2_MAPP_CA | IESO | MAPP_CA | Internal | Summer | B9 | 800 | 262 | 0 | 30.55 | 37.25 | 7 | 0
2020 | IESO_2_MAPP_CA | IESO | MAPP_CA | Internal | Summer | B10 | 1262 | 262 | 0 | 30.55 | 37.25 | 7 | 0
2020 | IESO_2_MAPP_CA | IESO | MAPP_CA | Internal | Winter | B16 | 25 | 262 | 262 | 39.26 | 55.1 | 7 | 8.83
2020 | IESO_2_MAPP_CA | IESO | MAPP_CA | Internal | Winter | B17 | 100 | 262 | 262 | 36.27 | 46.26 | 7 | 2.99
2020 | IESO_2_MAPP_CA | IESO | MAPP_CA | Internal | Winter | B18 | 400 | 262 | 262 | 35.19 | 42.8 | 7 | 0.6
2020 | IESO_2_MAPP_CA | IESO | MAPP_CA | Internal | Winter | B19 | 700 | 262 | 262 | 35.19 | 42.8 | 7 | 0.6
2020 | IESO_2_MAPP_CA | IESO | MAPP_CA | Internal | Winter | B20 | 935 | 262 | 262 | 35.19 | 42.8 | 7 | 0.6
2020 | IESO_2_MISO_MI | IESO | MISO_MI | Internal | Shoulder | B11 | 25 | 1840 | 1840 | 32.24 | 53.75 | 7 | 14.51
2020 | IESO_2_MISO_MI | IESO | MISO_MI | Internal | Shoulder | B12 | 200 | 1840 | 1840 | 32.24 | 46.41 | 7 | 7.17
2020 | IESO_2_MISO_MI | IESO | MISO_MI | Internal | Shoulder | B13 | 600 | 1840 | 1840 | 32.24 | 41.64 | 7 | 2.4
2020 | IESO_2_MISO_MI | IESO | MISO_MI | Internal | Shoulder | B14 | 900 | 1840 | 1840 | 32.24 | 39.65 | 7 | 0.4
2020 | IESO_2_MISO_MI | IESO | MISO_MI | Internal | Shoulder | B15 | 1203 | 1840 | 0 | 32.24 | 38.53 | 7 | 0
2020 | IESO_2_MISO_MI | IESO | MISO_MI | Internal | Summer | B1 | 10 | 1840 | 1840 | 51.49 | 64.46 | 7 | 5.96
2020 | IESO_2_MISO_MI | IESO | MISO_MI | Internal | Summer | B2 | 25 | 1840 | 1840 | 50.13 | 63.12 | 7 | 5.99
2020 | IESO_2_MISO_MI | IESO | MISO_MI | Internal | Summer | B3 | 75 | 1840 | 1840 | 43.47 | 59.85 | 7 | 9.38
2020 | IESO_2_MISO_MI | IESO | MISO_MI | Internal | Summer | B4 | 100 | 1840 | 1840 | 37.74 | 58.16 | 7 | 13.42
2020 | IESO_2_MISO_MI | IESO | MISO_MI | Internal | Summer | B5 | 200 | 1840 | 1840 | 37.74 | 52.98 | 7 | 8.24
2020 | IESO_2_MISO_MI | IESO | MISO_MI | Internal | Summer | B6 | 300 | 1840 | 1840 | 35.31 | 47.85 | 7 | 5.54
2020 | IESO_2_MISO_MI | IESO | MISO_MI | Internal | Summer | B7 | 400 | 1840 | 1800.98 | 32.98 | 39.98 | 7 | 0
2020 | IESO_2_MISO_MI | IESO | MISO_MI | Internal | Summer | B8 | 500 | 1840 | 416.24 | 30.55 | 37.55 | 7 | 0
2020 | IESO_2_MISO_MI | IESO | MISO_MI | Internal | Summer | B9 | 800 | 1840 | 0 | 30.55 | 37.28 | 7 | 0
2020 | IESO_2_MISO_MI | IESO | MISO_MI | Internal | Summer | B10 | 1262 | 1840 | 0 | 30.55 | 36.03 | 7 | 0
2020 | IESO_2_MISO_MI | IESO | MISO_MI | Internal | Winter | B16 | 25 | 1840 | 1840 | 39.26 | 55.12 | 7 | 8.86
2020 | IESO_2_MISO_MI | IESO | MISO_MI | Internal | Winter | B17 | 100 | 1840 | 1840 | 36.27 | 46.31 | 7 | 3.03
2020 | IESO_2_MISO_MI | IESO | MISO_MI | Internal | Winter | B18 | 400 | 1840 | 1840 | 35.19 | 42.38 | 7 | 0.19
2020 | IESO_2_MISO_MI | IESO | MISO_MI | Internal | Winter | B19 | 700 | 1840 | 0 | 35.19 | 41.27 | 7 | 0
2020 | IESO_2_MISO_MI | IESO | MISO_MI | Internal | Winter | B20 | 935 | 1840 | 0 | 35.19 | 37.41 | 7 | 0
2020 | IESO_2_MISO_W | IESO | MISO_W | Internal | Shoulder | B11 | 25 | 140 | 140 | 32.24 | 55.86 | 7 | 16.62
2020 | IESO_2_MISO_W | IESO | MISO_W | Internal | Shoulder | B12 | 200 | 140 | 140 | 32.24 | 46.4 | 7 | 7.16
2020 | IESO_2_MISO_W | IESO | MISO_W | Internal | Shoulder | B13 | 600 | 140 | 140 | 32.24 | 41.61 | 7 | 2.37
2020 | IESO_2_MISO_W | IESO | MISO_W | Internal | Shoulder | B14 | 900 | 140 | 140 | 32.24 | 39.61 | 7 | 0.37
2020 | IESO_2_MISO_W | IESO | MISO_W | Internal | Shoulder | B15 | 1203 | 140 | 0 | 32.24 | 38.52 | 7 | 0
2020 | IESO_2_MISO_W | IESO | MISO_W | Internal | Summer | B1 | 10 | 140 | 140 | 51.49 | 64.47 | 7 | 5.98
2020 | IESO_2_MISO_W | IESO | MISO_W | Internal | Summer | B2 | 25 | 140 | 140 | 50.13 | 63.12 | 7 | 5.99
2020 | IESO_2_MISO_W | IESO | MISO_W | Internal | Summer | B3 | 75 | 140 | 140 | 43.47 | 62.58 | 7 | 12.11
2020 | IESO_2_MISO_W | IESO | MISO_W | Internal | Summer | B4 | 100 | 140 | 140 | 37.74 | 62.16 | 7 | 17.42
2020 | IESO_2_MISO_W | IESO | MISO_W | Internal | Summer | B5 | 200 | 140 | 140 | 37.74 | 53.09 | 7 | 8.35
2020 | IESO_2_MISO_W | IESO | MISO_W | Internal | Summer | B6 | 300 | 140 | 140 | 35.31 | 48.86 | 7 | 6.56
2020 | IESO_2_MISO_W | IESO | MISO_W | Internal | Summer | B7 | 400 | 140 | 110.32 | 32.98 | 39.98 | 7 | 0
2020 | IESO_2_MISO_W | IESO | MISO_W | Internal | Summer | B8 | 500 | 140 | 0 | 30.55 | 37.51 | 7 | 0
2020 | IESO_2_MISO_W | IESO | MISO_W | Internal | Summer | B9 | 800 | 140 | 0 | 30.55 | 37.25 | 7 | 0
2020 | IESO_2_MISO_W | IESO | MISO_W | Internal | Summer | B10 | 1262 | 140 | 0 | 30.55 | 35.86 | 7 | 0
2020 | IESO_2_MISO_W | IESO | MISO_W | Internal | Winter | B16 | 25 | 140 | 140 | 39.26 | 55.11 | 7 | 8.85
2020 | IESO_2_MISO_W | IESO | MISO_W | Internal | Winter | B17 | 100 | 140 | 140 | 36.27 | 46.27 | 7 | 3
2020 | IESO_2_MISO_W | IESO | MISO_W | Internal | Winter | B18 | 400 | 140 | 140 | 35.19 | 42.37 | 7 | 0.18
2020 | IESO_2_MISO_W | IESO | MISO_W | Internal | Winter | B19 | 700 | 140 | 0 | 35.19 | 41.27 | 7 | 0
2020 | IESO_2_MISO_W | IESO | MISO_W | Internal | Winter | B20 | 935 | 140 | 0 | 35.19 | 37.38 | 7 | 0
2020 | IESO_2_NYISO_A-F | IESO | NYISO_A-F | Internal | Shoulder | B11 | 25 | 1725 | 1725 | 32.24 | 40.67 | 7 | 1.43
2020 | IESO_2_NYISO_A-F | IESO | NYISO_A-F | Internal | Shoulder | B12 | 200 | 1725 | 1725 | 32.24 | 40.4 | 7 | 1.16
2020 | IESO_2_NYISO_A-F | IESO | NYISO_A-F | Internal | Shoulder | B13 | 600 | 1725 | 1725 | 32.24 | 39.85 | 7 | 0.61
2020 | IESO_2_NYISO_A-F | IESO | NYISO_A-F | Internal | Shoulder | B14 | 900 | 1725 | 1725 | 32.24 | 39.35 | 7 | 0.1
2020 | IESO_2_NYISO_A-F | IESO | NYISO_A-F | Internal | Shoulder | B15 | 1203 | 1725 | 1725 | 32.24 | 39.35 | 7 | 0.1
2020 | IESO_2_NYISO_A-F | IESO | NYISO_A-F | Internal | Summer | B1 | 10 | 1725 | 338.44 | 51.49 | 58.49 | 7 | 0
2020 | IESO_2_NYISO_A-F | IESO | NYISO_A-F | Internal | Summer | B2 | 25 | 1725 | 772.05 | 50.13 | 57.13 | 7 | 0
2020 | IESO_2_NYISO_A-F | IESO | NYISO_A-F | Internal | Summer | B3 | 75 | 1725 | 1725 | 43.47 | 51.9 | 7 | 1.43
2020 | IESO_2_NYISO_A-F | IESO | NYISO_A-F | Internal | Summer | B4 | 100 | 1725 | 1725 | 37.74 | 45.81 | 7 | 1.07
2020 | IESO_2_NYISO_A-F | IESO | NYISO_A-F | Internal | Summer | B5 | 200 | 1725 | 1310.54 | 37.74 | 44.74 | 7 | 0
2020 | IESO_2_NYISO_A-F | IESO | NYISO_A-F | Internal | Summer | B6 | 300 | 1725 | 847.35 | 35.31 | 42.31 | 7 | 0
2020 | IESO_2_NYISO_A-F | IESO | NYISO_A-F | Internal | Summer | B7 | 400 | 1725 | 717.46 | 32.98 | 39.98 | 7 | 0
2020 | IESO_2_NYISO_A-F | IESO | NYISO_A-F | Internal | Summer | B8 | 500 | 1725 | 1725 | 30.55 | 37.9 | 7 | 0.35
2020 | IESO_2_NYISO_A-F | IESO | NYISO_A-F | Internal | Summer | B9 | 800 | 1725 | 1725 | 30.55 | 37.87 | 7 | 0.33
2020 | IESO_2_NYISO_A-F | IESO | NYISO_A-F | Internal | Summer | B10 | 1262 | 1725 | 1725 | 30.55 | 37.87 | 7 | 0.33
2020 | IESO_2_NYISO_A-F | IESO | NYISO_A-F | Internal | Winter | B16 | 25 | 1725 | 1460.01 | 39.26 | 46.26 | 7 | 0
2020 | IESO_2_NYISO_A-F | IESO | NYISO_A-F | Internal | Winter | B17 | 100 | 1725 | 759.93 | 36.27 | 43.27 | 7 | 0
2020 | IESO_2_NYISO_A-F | IESO | NYISO_A-F | Internal | Winter | B18 | 400 | 1725 | 1128.44 | 35.19 | 42.19 | 7 | 0
2020 | IESO_2_NYISO_A-F | IESO | NYISO_A-F | Internal | Winter | B19 | 700 | 1725 | 1304.18 | 35.19 | 42.19 | 7 | 0
2020 | IESO_2_NYISO_A-F | IESO | NYISO_A-F | Internal | Winter | B20 | 935 | 1725 | 1373.99 | 35.19 | 42.19 | 7 | 0
2020 | MAPP_CA_2_IESO | MAPP_CA | IESO | Internal | Shoulder | B11 | 25 | 330 | 0 | 46.89 | 32.24 | 8 | 0
2020 | MAPP_CA_2_IESO | MAPP_CA | IESO | Internal | Shoulder | B12 | 200 | 330 | 0 | 46.39 | 32.24 | 8 | 0
2020 | MAPP_CA_2_IESO | MAPP_CA | IESO | Internal | Shoulder | B13 | 600 | 330 | 0 | 41.6 | 32.24 | 8 | 0
2020 | MAPP_CA_2_IESO | MAPP_CA | IESO | Internal | Shoulder | B14 | 900 | 330 | 0 | 39.6 | 32.24 | 8 | 0
2020 | MAPP_CA_2_IESO | MAPP_CA | IESO | Internal | Shoulder | B15 | 1203 | 330 | 0 | 39.6 | 32.24 | 8 | 0
2020 | MAPP_CA_2_IESO | MAPP_CA | IESO | Internal | Summer | B1 | 10 | 330 | 0 | 50.47 | 51.49 | 8 | 0
2020 | MAPP_CA_2_IESO | MAPP_CA | IESO | Internal | Summer | B2 | 25 | 330 | 0 | 57.13 | 50.13 | 8 | 0
2020 | MAPP_CA_2_IESO | MAPP_CA | IESO | Internal | Summer | B3 | 75 | 330 | 0 | 50.47 | 43.47 | 8 | 0
2020 | MAPP_CA_2_IESO | MAPP_CA | IESO | Internal | Summer | B4 | 100 | 330 | 0 | 50.14 | 37.74 | 8 | 0
2020 | MAPP_CA_2_IESO | MAPP_CA | IESO | Internal | Summer | B5 | 200 | 330 | 0 | 49.28 | 37.74 | 8 | 0
2020 | MAPP_CA_2_IESO | MAPP_CA | IESO | Internal | Summer | B6 | 300 | 330 | 0 | 48.85 | 35.31 | 8 | 0
2020 | MAPP_CA_2_IESO | MAPP_CA | IESO | Internal | Summer | B7 | 400 | 330 | 0 | 39.96 | 32.98 | 8 | 0
2020 | MAPP_CA_2_IESO | MAPP_CA | IESO | Internal | Summer | B8 | 500 | 330 | 0 | 37.5 | 30.55 | 8 | 0
2020 | MAPP_CA_2_IESO | MAPP_CA | IESO | Internal | Summer | B9 | 800 | 330 | 0 | 37.25 | 30.55 | 8 | 0
2020 | MAPP_CA_2_IESO | MAPP_CA | IESO | Internal | Summer | B10 | 1262 | 330 | 0 | 37.25 | 30.55 | 8 | 0
2020 | MAPP_CA_2_IESO | MAPP_CA | IESO | Internal | Winter | B16 | 25 | 330 | 0 | 55.1 | 39.26 | 8 | 0
2020 | MAPP_CA_2_IESO | MAPP_CA | IESO | Internal | Winter | B17 | 100 | 330 | 0 | 46.26 | 36.27 | 8 | 0
2020 | MAPP_CA_2_IESO | MAPP_CA | IESO | Internal | Winter | B18 | 400 | 330 | 0 | 42.8 | 35.19 | 8 | 0
2020 | MAPP_CA_2_IESO | MAPP_CA | IESO | Internal | Winter | B19 | 700 | 330 | 0 | 42.8 | 35.19 | 8 | 0
2020 | MAPP_CA_2_IESO | MAPP_CA | IESO | Internal | Winter | B20 | 935 | 330 | 0 | 42.8 | 35.19 | 8 | 0
2020 | MAPP_CA_2_MAPP_US | MAPP_CA | MAPP_US | Internal | Shoulder | B11 | 25 | 372 | 97.28 | 46.89 | 53.89 | 7 | 0
2020 | MAPP_CA_2_MAPP_US | MAPP_CA | MAPP_US | Internal | Shoulder | B12 | 200 | 372 | 0 | 46.39 | 39.4 | 7 | 0
2020 | MAPP_CA_2_MAPP_US | MAPP_CA | MAPP_US | Internal | Shoulder | B13 | 600 | 372 | 0 | 41.6 | 34.61 | 7 | 0
2020 | MAPP_CA_2_MAPP_US | MAPP_CA | MAPP_US | Internal | Shoulder | B14 | 900 | 372 | 0 | 39.6 | 34.61 | 7 | 0
2020 | MAPP_CA_2_MAPP_US | MAPP_CA | MAPP_US | Internal | Shoulder | B15 | 1203 | 372 | 0 | 39.6 | 34.12 | 7 | 0
2020 | MAPP_CA_2_MAPP_US | MAPP_CA | MAPP_US | Internal | Summer | B1 | 10 | 372 | 87.35 | 50.47 | 57.47 | 7 | 0
2020 | MAPP_CA_2_MAPP_US | MAPP_CA | MAPP_US | Internal | Summer | B2 | 25 | 372 | 0 | 57.13 | 57.47 | 7 | 0
2020 | MAPP_CA_2_MAPP_US | MAPP_CA | MAPP_US | Internal | Summer | B3 | 75 | 372 | 41.37 | 50.47 | 57.47 | 7 | 0
2020 | MAPP_CA_2_MAPP_US | MAPP_CA | MAPP_US | Internal | Summer | B4 | 100 | 372 | 268.27 | 50.14 | 57.14 | 7 | 0
2020 | MAPP_CA_2_MAPP_US | MAPP_CA | MAPP_US | Internal | Summer | B5 | 200 | 372 | 0 | 49.28 | 53.08 | 7 | 0
2020 | MAPP_CA_2_MAPP_US | MAPP_CA | MAPP_US | Internal | Summer | B6 | 300 | 372 | 0 | 48.85 | 48.85 | 7 | 0
2020 | MAPP_CA_2_MAPP_US | MAPP_CA | MAPP_US | Internal | Summer | B7 | 400 | 372 | 0 | 39.96 | 33.93 | 7 | 0
2020 | MAPP_CA_2_MAPP_US | MAPP_CA | MAPP_US | Internal | Summer | B8 | 500 | 372 | 0 | 37.5 | 31.42 | 7 | 0
2020 | MAPP_CA_2_MAPP_US | MAPP_CA | MAPP_US | Internal | Summer | B9 | 800 | 372 | 0 | 37.25 | 31.42 | 7 | 0
2020 | MAPP_CA_2_MAPP_US | MAPP_CA | MAPP_US | Internal | Summer | B10 | 1262 | 372 | 0 | 37.25 | 28.86 | 7 | 0
2020 | MAPP_CA_2_MAPP_US | MAPP_CA | MAPP_US | Internal | Winter | B16 | 25 | 372 | 0 | 55.1 | 48.11 | 7 | 0
2020 | MAPP_CA_2_MAPP_US | MAPP_CA | MAPP_US | Internal | Winter | B17 | 100 | 372 | 0 | 46.26 | 39.27 | 7 | 0
2020 | MAPP_CA_2_MAPP_US | MAPP_CA | MAPP_US | Internal | Winter | B18 | 400 | 372 | 0 | 42.8 | 35.82 | 7 | 0
2020 | MAPP_CA_2_MAPP_US | MAPP_CA | MAPP_US | Internal | Winter | B19 | 700 | 372 | 0 | 42.8 | 35.82 | 7 | 0
2020 | MAPP_CA_2_MAPP_US | MAPP_CA | MAPP_US | Internal | Winter | B20 | 935 | 372 | 0 | 42.8 | 33 | 7 | 0
2020 | MAPP_CA_2_MISO_W | MAPP_CA | MISO_W | Internal | Shoulder | B11 | 25 | 1970 | 1970 | 46.89 | 55.86 | 0.01 | 8.96
2020 | MAPP_CA_2_MISO_W | MAPP_CA | MISO_W | Internal | Shoulder | B12 | 200 | 1970 | 1635.94 | 46.39 | 46.4 | 0.01 | 0
2020 | MAPP_CA_2_MISO_W | MAPP_CA | MISO_W | Internal | Shoulder | B13 | 600 | 1970 | 1338.07 | 41.6 | 41.61 | 0.01 | 0
2020 | MAPP_CA_2_MISO_W | MAPP_CA | MISO_W | Internal | Shoulder | B14 | 900 | 1970 | 466.64 | 39.6 | 39.61 | 0.01 | 0
2020 | MAPP_CA_2_MISO_W | MAPP_CA | MISO_W | Internal | Shoulder | B15 | 1203 | 1970 | 0 | 39.6 | 38.52 | 0.01 | 0
2020 | MAPP_CA_2_MISO_W | MAPP_CA | MISO_W | Internal | Summer | B1 | 10 | 1970 | 1970 | 50.47 | 64.47 | 0.01 | 13.99
2020 | MAPP_CA_2_MISO_W | MAPP_CA | MISO_W | Internal | Summer | B2 | 25 | 1970 | 1970 | 57.13 | 63.12 | 0.01 | 5.98
2020 | MAPP_CA_2_MISO_W | MAPP_CA | MISO_W | Internal | Summer | B3 | 75 | 1970 | 1970 | 50.47 | 62.58 | 0.01 | 12.1
2020 | MAPP_CA_2_MISO_W | MAPP_CA | MISO_W | Internal | Summer | B4 | 100 | 1970 | 1970 | 50.14 | 62.16 | 0.01 | 12
2020 | MAPP_CA_2_MISO_W | MAPP_CA | MISO_W | Internal | Summer | B5 | 200 | 1970 | 1970 | 49.28 | 53.09 | 0.01 | 3.8
2020 | MAPP_CA_2_MISO_W | MAPP_CA | MISO_W | Internal | Summer | B6 | 300 | 1970 | 1748.46 | 48.85 | 48.86 | 0.01 | 0
2020 | MAPP_CA_2_MISO_W | MAPP_CA | MISO_W | Internal | Summer | B7 | 400 | 1970 | 1216.96 | 39.96 | 39.98 | 0.01 | 0
2020 | MAPP_CA_2_MISO_W | MAPP_CA | MISO_W | Internal | Summer | B8 | 500 | 1970 | 1415.78 | 37.5 | 37.51 | 0.01 | 0
2020 | MAPP_CA_2_MISO_W | MAPP_CA | MISO_W | Internal | Summer | B9 | 800 | 1970 | 0.01 | 37.25 | 37.25 | 0.01 | 0
2020 | MAPP_CA_2_MISO_W | MAPP_CA | MISO_W | Internal | Summer | B10 | 1262 | 1970 | 0 | 37.25 | 35.86 | 0.01 | 0
2020 | MAPP_CA_2_MISO_W | MAPP_CA | MISO_W | Internal | Winter | B16 | 25 | 1970 | 1150.86 | 55.1 | 55.11 | 0.01 | 0
2020 | MAPP_CA_2_MISO_W | MAPP_CA | MISO_W | Internal | Winter | B17 | 100 | 1970 | 343.87 | 46.26 | 46.27 | 0.01 | 0
2020 | MAPP_CA_2_MISO_W | MAPP_CA | MISO_W | Internal | Winter | B18 | 400 | 1970 | 0 | 42.8 | 42.37 | 0.01 | 0
2020 | MAPP_CA_2_MISO_W | MAPP_CA | MISO_W | Internal | Winter | B19 | 700 | 1970 | 0 | 42.8 | 41.27 | 0.01 | 0
2020 | MAPP_CA_2_MISO_W | MAPP_CA | MISO_W | Internal | Winter | B20 | 935 | 1970 | 0 | 42.8 | 37.38 | 0.01 | 0
2020 | MAPP_US_2_MAPP_CA | MAPP_US | MAPP_CA | Internal | Shoulder | B11 | 25 | 165 | 0 | 53.89 | 46.89 | 7 | 0
2020 | MAPP_US_2_MAPP_CA | MAPP_US | MAPP_CA | Internal | Shoulder | B12 | 200 | 165 | 0.07 | 39.4 | 46.39 | 7 | 0
2020 | MAPP_US_2_MAPP_CA | MAPP_US | MAPP_CA | Internal | Shoulder | B13 | 600 | 165 | 0.02 | 34.61 | 41.6 | 7 | 0
2020 | MAPP_US_2_MAPP_CA | MAPP_US | MAPP_CA | Internal | Shoulder | B14 | 900 | 165 | 0 | 34.61 | 39.6 | 7 | 0
2020 | MAPP_US_2_MAPP_CA | MAPP_US | MAPP_CA | Internal | Shoulder | B15 | 1203 | 165 | 0 | 34.12 | 39.6 | 7 | 0
2020 | MAPP_US_2_MAPP_CA | MAPP_US | MAPP_CA | Internal | Summer | B1 | 10 | 165 | 0 | 57.47 | 50.47 | 7 | 0
2020 | MAPP_US_2_MAPP_CA | MAPP_US | MAPP_CA | Internal | Summer | B2 | 25 | 165 | 0 | 57.47 | 57.13 | 7 | 0
2020 | MAPP_US_2_MAPP_CA | MAPP_US | MAPP_CA | Internal | Summer | B3 | 75 | 165 | 0 | 57.47 | 50.47 | 7 | 0
2020 | MAPP_US_2_MAPP_CA | MAPP_US | MAPP_CA | Internal | Summer | B4 | 100 | 165 | 0 | 57.14 | 50.14 | 7 | 0
2020 | MAPP_US_2_MAPP_CA | MAPP_US | MAPP_CA | Internal | Summer | B5 | 200 | 165 | 0 | 53.08 | 49.28 | 7 | 0
2020 | MAPP_US_2_MAPP_CA | MAPP_US | MAPP_CA | Internal | Summer | B6 | 300 | 165 | 0 | 48.85 | 48.85 | 7 | 0
2020 | MAPP_US_2_MAPP_CA | MAPP_US | MAPP_CA | Internal | Summer | B7 | 400 | 165 | 0 | 33.93 | 39.96 | 7 | 0
2020 | MAPP_US_2_MAPP_CA | MAPP_US | MAPP_CA | Internal | Summer | B8 | 500 | 165 | 0 | 31.42 | 37.5 | 7 | 0
2020 | MAPP_US_2_MAPP_CA | MAPP_US | MAPP_CA | Internal | Summer | B9 | 800 | 165 | 0 | 31.42 | 37.25 | 7 | 0
2020 | MAPP_US_2_MAPP_CA | MAPP_US | MAPP_CA | Internal | Summer | B10 | 1262 | 165 | 165 | 28.86 | 37.25 | 7 | 1.39
2020 | MAPP_US_2_MAPP_CA | MAPP_US | MAPP_CA | Internal | Winter | B16 | 25 | 165 | 0.47 | 48.11 | 55.1 | 7 | 0
2020 | MAPP_US_2_MAPP_CA | MAPP_US | MAPP_CA | Internal | Winter | B17 | 100 | 165 | 0.13 | 39.27 | 46.26 | 7 | 0
2020 | MAPP_US_2_MAPP_CA | MAPP_US | MAPP_CA | Internal | Winter | B18 | 400 | 165 | 0.02 | 35.82 | 42.8 | 7 | 0
2020 | MAPP_US_2_MAPP_CA | MAPP_US | MAPP_CA | Internal | Winter | B19 | 700 | 165 | 0.01 | 35.82 | 42.8 | 7 | 0
2020 | MAPP_US_2_MAPP_CA | MAPP_US | MAPP_CA | Internal | Winter | B20 | 935 | 165 | 165 | 33 | 42.8 | 7 | 2.8
2020 | MAPP_US_2_MISO_W | MAPP_US | MISO_W | Internal | Shoulder | B11 | 25 | 2635 | 0 | 53.89 | 55.86 | 7 | 0
2020 | MAPP_US_2_MISO_W | MAPP_US | MISO_W | Internal | Shoulder | B12 | 200 | 2635 | 1338.45 | 39.4 | 46.4 | 7 | 0
2020 | MAPP_US_2_MISO_W | MAPP_US | MISO_W | Internal | Shoulder | B13 | 600 | 2635 | 376.54 | 34.61 | 41.61 | 7 | 0
2020 | MAPP_US_2_MISO_W | MAPP_US | MISO_W | Internal | Shoulder | B14 | 900 | 2635 | 0 | 34.61 | 39.61 | 7 | 0
2020 | MAPP_US_2_MISO_W | MAPP_US | MISO_W | Internal | Shoulder | B15 | 1203 | 2635 | 0 | 34.12 | 38.52 | 7 | 0
2020 | MAPP_US_2_MISO_W | MAPP_US | MISO_W | Internal | Summer | B1 | 10 | 2635 | 171.7 | 57.47 | 64.47 | 7 | 0
2020 | MAPP_US_2_MISO_W | MAPP_US | MISO_W | Internal | Summer | B2 | 25 | 2635 | 0 | 57.47 | 63.12 | 7 | 0
2020 | MAPP_US_2_MISO_W | MAPP_US | MISO_W | Internal | Summer | B3 | 75 | 2635 | 0 | 57.47 | 62.58 | 7 | 0
2020 | MAPP_US_2_MISO_W | MAPP_US | MISO_W | Internal | Summer | B4 | 100 | 2635 | 0 | 57.14 | 62.16 | 7 | 0
2020 | MAPP_US_2_MISO_W | MAPP_US | MISO_W | Internal | Summer | B5 | 200 | 2635 | 0 | 53.08 | 53.09 | 7 | 0
2020 | MAPP_US_2_MISO_W | MAPP_US | MISO_W | Internal | Summer | B6 | 300 | 2635 | 0 | 48.85 | 48.86 | 7 | 0
2020 | MAPP_US_2_MISO_W | MAPP_US | MISO_W | Internal | Summer | B7 | 400 | 2635 | 0 | 33.93 | 39.98 | 7 | 0
2020 | MAPP_US_2_MISO_W | MAPP_US | MISO_W | Internal | Summer | B8 | 500 | 2635 | 0 | 31.42 | 37.51 | 7 | 0
2020 | MAPP_US_2_MISO_W | MAPP_US | MISO_W | Internal | Summer | B9 | 800 | 2635 | 0 | 31.42 | 37.25 | 7 | 0
2020 | MAPP_US_2_MISO_W | MAPP_US | MISO_W | Internal | Summer | B10 | 1262 | 2635 | 38.9 | 28.86 | 35.86 | 7 | 0
2020 | MAPP_US_2_MISO_W | MAPP_US | MISO_W | Internal | Winter | B16 | 25 | 2635 | 1029.27 | 48.11 | 55.11 | 7 | 0
2020 | MAPP_US_2_MISO_W | MAPP_US | MISO_W | Internal | Winter | B17 | 100 | 2635 | 1114.13 | 39.27 | 46.27 | 7 | 0
2020 | MAPP_US_2_MISO_W | MAPP_US | MISO_W | Internal | Winter | B18 | 400 | 2635 | 0 | 35.82 | 42.37 | 7 | 0
2020 | MAPP_US_2_MISO_W | MAPP_US | MISO_W | Internal | Winter | B19 | 700 | 2635 | 0 | 35.82 | 41.27 | 7 | 0
2020 | MAPP_US_2_MISO_W | MAPP_US | MISO_W | Internal | Winter | B20 | 935 | 2635 | 0 | 33 | 37.38 | 7 | 0
2020 | MAPP_US_2_NE | MAPP_US | NE | Internal | Shoulder | B11 | 25 | 2000 | 1704.72 | 53.89 | 60.89 | 7 | 0
2020 | MAPP_US_2_NE | MAPP_US | NE | Internal | Shoulder | B12 | 200 | 2000 | 0 | 39.4 | 43.39 | 7 | 0
2020 | MAPP_US_2_NE | MAPP_US | NE | Internal | Shoulder | B13 | 600 | 2000 | 535.06 | 34.61 | 41.61 | 7 | 0
2020 | MAPP_US_2_NE | MAPP_US | NE | Internal | Shoulder | B14 | 900 | 2000 | 0 | 34.61 | 40.57 | 7 | 0
2020 | MAPP_US_2_NE | MAPP_US | NE | Internal | Shoulder | B15 | 1203 | 2000 | 0 | 34.12 | 40.17 | 7 | 0
2020 | MAPP_US_2_NE | MAPP_US | NE | Internal | Summer | B1 | 10 | 2000 | 840.34 | 57.47 | 64.47 | 7 | 0
2020 | MAPP_US_2_NE | MAPP_US | NE | Internal | Summer | B2 | 25 | 2000 | 994.63 | 57.47 | 64.47 | 7 | 0
2020 | MAPP_US_2_NE | MAPP_US | NE | Internal | Summer | B3 | 75 | 2000 | 1149.41 | 57.47 | 64.47 | 7 | 0
2020 | MAPP_US_2_NE | MAPP_US | NE | Internal | Summer | B4 | 100 | 2000 | 1453.85 | 57.14 | 64.14 | 7 | 0
2020 | MAPP_US_2_NE | MAPP_US | NE | Internal | Summer | B5 | 200 | 2000 | 1077.86 | 53.08 | 60.08 | 7 | 0
2020 | MAPP_US_2_NE | MAPP_US | NE | Internal | Summer | B6 | 300 | 2000 | 1183.44 | 48.85 | 55.85 | 7 | 0
2020 | MAPP_US_2_NE | MAPP_US | NE | Internal | Summer | B7 | 400 | 2000 | 1185.78 | 33.93 | 40.93 | 7 | 0
2020 | MAPP_US_2_NE | MAPP_US | NE | Internal | Summer | B8 | 500 | 2000 | 1195.56 | 31.42 | 38.42 | 7 | 0
2020 | MAPP_US_2_NE | MAPP_US | NE | Internal | Summer | B9 | 800 | 2000 | 787.31 | 31.42 | 38.42 | 7 | 0
2020 | MAPP_US_2_NE | MAPP_US | NE | Internal | Summer | B10 | 1262 | 2000 | 378.52 | 28.86 | 35.86 | 7 | 0
2020 | MAPP_US_2_NE | MAPP_US | NE | Internal | Winter | B16 | 25 | 2000 | 568.24 | 48.11 | 55.11 | 7 | 0
2020 | MAPP_US_2_NE | MAPP_US | NE | Internal | Winter | B17 | 100 | 2000 | 0 | 39.27 | 44.04 | 7 | 0
2020 | MAPP_US_2_NE | MAPP_US | NE | Internal | Winter | B18 | 400 | 2000 | 409.4 | 35.82 | 42.82 | 7 | 0
2020 | MAPP_US_2_NE | MAPP_US | NE | Internal | Winter | B19 | 700 | 2000 | 130.58 | 35.82 | 42.82 | 7 | 0
2020 | MAPP_US_2_NE | MAPP_US | NE | Internal | Winter | B20 | 935 | 2000 | 105.53 | 33 | 40 | 7 | 0
2020 | MARITIMES_2_NEISO | MARITIMES | NEISO | Internal | Shoulder | B11 | 25 | 99999 | 1400 | 37.66 | 37.67 | 0.01 | 0
2020 | MARITIMES_2_NEISO | MARITIMES | NEISO | Internal | Shoulder | B12 | 200 | 99999 | 1400 | 37.66 | 37.67 | 0.01 | 0
2020 | MARITIMES_2_NEISO | MARITIMES | NEISO | Internal | Shoulder | B13 | 600 | 99999 | 1400 | 37.66 | 37.67 | 0.01 | 0
2020 | MARITIMES_2_NEISO | MARITIMES | NEISO | Internal | Shoulder | B14 | 900 | 99999 | 1400 | 37.66 | 37.67 | 0.01 | 0
2020 | MARITIMES_2_NEISO | MARITIMES | NEISO | Internal | Shoulder | B15 | 1203 | 99999 | 426.43 | 37.66 | 37.67 | 0.01 | 0
2020 | MARITIMES_2_NEISO | MARITIMES | NEISO | Internal | Summer | B1 | 10 | 99999 | 1400 | 75.39 | 75.4 | 0.01 | 0
2020 | MARITIMES_2_NEISO | MARITIMES | NEISO | Internal | Summer | B2 | 25 | 99999 | 1400 | 60.12 | 60.13 | 0.01 | 0
2020 | MARITIMES_2_NEISO | MARITIMES | NEISO | Internal | Summer | B3 | 75 | 99999 | 1400 | 48.89 | 48.9 | 0.01 | 0
2020 | MARITIMES_2_NEISO | MARITIMES | NEISO | Internal | Summer | B4 | 100 | 99999 | 1400 | 42.8 | 42.81 | 0.01 | 0
2020 | MARITIMES_2_NEISO | MARITIMES | NEISO | Internal | Summer | B5 | 200 | 99999 | 1400 | 34.88 | 34.9 | 0.01 | 0
2020 | MARITIMES_2_NEISO | MARITIMES | NEISO | Internal | Summer | B6 | 300 | 99999 | 1400 | 34.88 | 34.9 | 0.01 | 0
2020 | MARITIMES_2_NEISO | MARITIMES | NEISO | Internal | Summer | B7 | 400 | 99999 | 1400 | 34.88 | 34.9 | 0.01 | 0
2020 | MARITIMES_2_NEISO | MARITIMES | NEISO | Internal | Summer | B8 | 500 | 99999 | 1400 | 34.88 | 34.9 | 0.01 | 0
2020 | MARITIMES_2_NEISO | MARITIMES | NEISO | Internal | Summer | B9 | 800 | 99999 | 1400 | 34.88 | 34.9 | 0.01 | 0
2020 | MARITIMES_2_NEISO | MARITIMES | NEISO | Internal | Summer | B10 | 1262 | 99999 | 236.13 | 34.88 | 34.9 | 0.01 | 0
2020 | MARITIMES_2_NEISO | MARITIMES | NEISO | Internal | Winter | B16 | 25 | 99999 | 1400 | 46.26 | 46.27 | 0.01 | 0
2020 | MARITIMES_2_NEISO | MARITIMES | NEISO | Internal | Winter | B17 | 100 | 99999 | 1400 | 46.26 | 46.27 | 0.01 | 0
2020 | MARITIMES_2_NEISO | MARITIMES | NEISO | Internal | Winter | B18 | 400 | 99999 | 1400 | 46.26 | 46.27 | 0.01 | 0
2020 | MARITIMES_2_NEISO | MARITIMES | NEISO | Internal | Winter | B19 | 700 | 99999 | 1400 | 46.26 | 46.27 | 0.01 | 0
2020 | MARITIMES_2_NEISO | MARITIMES | NEISO | Internal | Winter | B20 | 935 | 99999 | 475.94 | 46.26 | 46.27 | 0.01 | 0
2020 | MISO_IN_2_MISO_MI | MISO_IN | MISO_MI | Internal | Shoulder | B11 | 25 | 5000 | 0 | 55.86 | 53.75 | 0.01 | 0
2020 | MISO_IN_2_MISO_MI | MISO_IN | MISO_MI | Internal | Shoulder | B12 | 200 | 5000 | 0.04 | 46.42 | 46.41 | 0.01 | 0
2020 | MISO_IN_2_MISO_MI | MISO_IN | MISO_MI | Internal | Shoulder | B13 | 600 | 5000 | 1033.8 | 41.63 | 41.64 | 0.01 | 0
2020 | MISO_IN_2_MISO_MI | MISO_IN | MISO_MI | Internal | Shoulder | B14 | 900 | 5000 | 109.4 | 39.63 | 39.65 | 0.01 | 0
2020 | MISO_IN_2_MISO_MI | MISO_IN | MISO_MI | Internal | Shoulder | B15 | 1203 | 5000 | 1564.09 | 38.52 | 38.53 | 0.01 | 0
2020 | MISO_IN_2_MISO_MI | MISO_IN | MISO_MI | Internal | Summer | B1 | 10 | 5000 | 0.66 | 64.47 | 64.46 | 0.01 | 0
2020 | MISO_IN_2_MISO_MI | MISO_IN | MISO_MI | Internal | Summer | B2 | 25 | 5000 | 0.28 | 63.13 | 63.12 | 0.01 | 0
2020 | MISO_IN_2_MISO_MI | MISO_IN | MISO_MI | Internal | Summer | B3 | 75 | 5000 | 0 | 61.13 | 59.85 | 0.01 | 0
2020 | MISO_IN_2_MISO_MI | MISO_IN | MISO_MI | Internal | Summer | B4 | 100 | 5000 | 0 | 59.39 | 58.16 | 0.01 | 0
2020 | MISO_IN_2_MISO_MI | MISO_IN | MISO_MI | Internal | Summer | B5 | 200 | 5000 | 0.04 | 52.99 | 52.98 | 0.01 | 0
2020 | MISO_IN_2_MISO_MI | MISO_IN | MISO_MI | Internal | Summer | B6 | 300 | 5000 | 0.05 | 47.85 | 47.85 | 0.01 | 0
2020 | MISO_IN_2_MISO_MI | MISO_IN | MISO_MI | Internal | Summer | B7 | 400 | 5000 | 421.07 | 39.96 | 39.98 | 0.01 | 0
2020 | MISO_IN_2_MISO_MI | MISO_IN | MISO_MI | Internal | Summer | B8 | 500 | 5000 | 3400.68 | 37.53 | 37.55 | 0.01 | 0
2020 | MISO_IN_2_MISO_MI | MISO_IN | MISO_MI | Internal | Summer | B9 | 800 | 5000 | 2904.59 | 37.27 | 37.28 | 0.01 | 0
2020 | MISO_IN_2_MISO_MI | MISO_IN | MISO_MI | Internal | Summer | B10 | 1262 | 5000 | 3021.04 | 36.02 | 36.03 | 0.01 | 0
2020 | MISO_IN_2_MISO_MI | MISO_IN | MISO_MI | Internal | Winter | B16 | 25 | 5000 | 0.27 | 55.13 | 55.12 | 0.01 | 0
2020 | MISO_IN_2_MISO_MI | MISO_IN | MISO_MI | Internal | Winter | B17 | 100 | 5000 | 546.74 | 46.3 | 46.31 | 0.01 | 0
2020 | MISO_IN_2_MISO_MI | MISO_IN | MISO_MI | Internal | Winter | B18 | 400 | 5000 | 105.64 | 42.37 | 42.38 | 0.01 | 0
2020 | MISO_IN_2_MISO_MI | MISO_IN | MISO_MI | Internal | Winter | B19 | 700 | 5000 | 1821.23 | 41.26 | 41.27 | 0.01 | 0
2020 | MISO_IN_2_MISO_MI | MISO_IN | MISO_MI | Internal | Winter | B20 | 935 | 5000 | 2154.58 | 37.4 | 37.41 | 0.01 | 0
2020 | MISO_IN_2_MISO_MO-IL | MISO_IN | MISO_MO-IL | Internal | Shoulder | B11 | 25 | 5000 | 329.88 | 55.86 | 55.87 | 0.01 | 0
2020 | MISO_IN_2_MISO_MO-IL | MISO_IN | MISO_MO-IL | Internal | Shoulder | B12 | 200 | 5000 | 0.04 | 46.42 | 46.41 | 0.01 | 0
2020 | MISO_IN_2_MISO_MO-IL | MISO_IN | MISO_MO-IL | Internal | Shoulder | B13 | 600 | 5000 | 0.01 | 41.63 | 41.62 | 0.01 | 0
2020 | MISO_IN_2_MISO_MO-IL | MISO_IN | MISO_MO-IL | Internal | Shoulder | B14 | 900 | 5000 | 0 | 39.63 | 39.62 | 0.01 | 0
2020 | MISO_IN_2_MISO_MO-IL | MISO_IN | MISO_MO-IL | Internal | Shoulder | B15 | 1203 | 5000 | 0 | 38.52 | 38.51 | 0.01 | 0
2020 | MISO_IN_2_MISO_MO-IL | MISO_IN | MISO_MO-IL | Internal | Summer | B1 | 10 | 5000 | 342.37 | 64.47 | 64.48 | 0.01 | 0
2020 | MISO_IN_2_MISO_MO-IL | MISO_IN | MISO_MO-IL | Internal | Summer | B2 | 25 | 5000 | 0.26 | 63.13 | 63.12 | 0.01 | 0
2020 | MISO_IN_2_MISO_MO-IL | MISO_IN | MISO_MO-IL | Internal | Summer | B3 | 75 | 5000 | 905.97 | 61.13 | 61.14 | 0.01 | 0
2020 | MISO_IN_2_MISO_MO-IL | MISO_IN | MISO_MO-IL | Internal | Summer | B4 | 100 | 5000 | 642.49 | 59.39 | 59.41 | 0.01 | 0
2020 | MISO_IN_2_MISO_MO-IL | MISO_IN | MISO_MO-IL | Internal | Summer | B5 | 200 | 5000 | 695.28 | 52.99 | 53.01 | 0.01 | 0
2020 | MISO_IN_2_MISO_MO-IL | MISO_IN | MISO_MO-IL | Internal | Summer | B6 | 300 | 5000 | 116.71 | 47.85 | 47.86 | 0.01 | 0
2020 | MISO_IN_2_MISO_MO-IL | MISO_IN | MISO_MO-IL | Internal | Summer | B7 | 400 | 5000 | 65.39 | 39.96 | 39.98 | 0.01 | 0
2020 | MISO_IN_2_MISO_MO-IL | MISO_IN | MISO_MO-IL | Internal | Summer | B8 | 500 | 5000 | 0.01 | 37.53 | 37.52 | 0.01 | 0
2020 | MISO_IN_2_MISO_MO-IL | MISO_IN | MISO_MO-IL | Internal | Summer | B9 | 800 | 5000 | 0 | 37.27 | 37.26 | 0.01 | 0
2020 | MISO_IN_2_MISO_MO-IL | MISO_IN | MISO_MO-IL | Internal | Summer | B10 | 1262 | 5000 | 0 | 36.02 | 35.87 | 0.01 | 0
2020 | MISO_IN_2_MISO_MO-IL | MISO_IN | MISO_MO-IL | Internal | Winter | B16 | 25 | 5000 | 0.26 | 55.13 | 55.12 | 0.01 | 0
2020 | MISO_IN_2_MISO_MO-IL | MISO_IN | MISO_MO-IL | Internal | Winter | B17 | 100 | 5000 | 0.07 | 46.3 | 46.28 | 0.01 | 0
2020 | MISO_IN_2_MISO_MO-IL | MISO_IN | MISO_MO-IL | Internal | Winter | B18 | 400 | 5000 | 0.02 | 42.37 | 42.36 | 0.01 | 0
2020 | MISO_IN_2_MISO_MO-IL | MISO_IN | MISO_MO-IL | Internal | Winter | B19 | 700 | 5000 | 0.01 | 41.26 | 41.25 | 0.01 | 0
2020 | MISO_IN_2_MISO_MO-IL | MISO_IN | MISO_MO-IL | Internal | Winter | B20 | 935 | 5000 | 0 | 37.4 | 37.39 | 0.01 | 0
2020 | MISO_IN_2_NonRTO_Midwest | MISO_IN | NonRTO_Midwest | Internal | Shoulder | B11 | 25 | 4800 | 1072.4 | 55.86 | 63.86 | 8 | 0
2020 | MISO_IN_2_NonRTO_Midwest | MISO_IN | NonRTO_Midwest | Internal | Shoulder | B12 | 200 | 4800 | 517.27 | 46.42 | 54.42 | 8 | 0
2020 | MISO_IN_2_NonRTO_Midwest | MISO_IN | NonRTO_Midwest | Internal | Shoulder | B13 | 600 | 4800 | 0 | 41.63 | 46.29 | 8 | 0
2020 | MISO_IN_2_NonRTO_Midwest | MISO_IN | NonRTO_Midwest | Internal | Shoulder | B14 | 900 | 4800 | 0 | 39.63 | 43.88 | 8 | 0
2020 | MISO_IN_2_NonRTO_Midwest | MISO_IN | NonRTO_Midwest | Internal | Shoulder | B15 | 1203 | 4800 | 0 | 38.52 | 36.8 | 8 | 0
2020 | MISO_IN_2_NonRTO_Midwest | MISO_IN | NonRTO_Midwest | Internal | Summer | B1 | 10 | 4800 | 0 | 64.47 | 68.51 | 8 | 0
2020 | MISO_IN_2_NonRTO_Midwest | MISO_IN | NonRTO_Midwest | Internal | Summer | B2 | 25 | 4800 | 0 | 63.13 | 68.51 | 8 | 0
2020 | MISO_IN_2_NonRTO_Midwest | MISO_IN | NonRTO_Midwest | Internal | Summer | B3 | 75 | 4800 | 0 | 61.13 | 68.51 | 8 | 0
2020 | MISO_IN_2_NonRTO_Midwest | MISO_IN | NonRTO_Midwest | Internal | Summer | B4 | 100 | 4800 | 1121.12 | 59.39 | 67.39 | 8 | 0
2020 | MISO_IN_2_NonRTO_Midwest | MISO_IN | NonRTO_Midwest | Internal | Summer | B5 | 200 | 4800 | 1035.14 | 52.99 | 60.99 | 8 | 0
2020 | MISO_IN_2_NonRTO_Midwest | MISO_IN | NonRTO_Midwest | Internal | Summer | B6 | 300 | 4800 | 417.32 | 47.85 | 55.85 | 8 | 0
2020 | MISO_IN_2_NonRTO_Midwest | MISO_IN | NonRTO_Midwest | Internal | Summer | B7 | 400 | 4800 | 0 | 39.96 | 44.91 | 8 | 0
2020 | MISO_IN_2_NonRTO_Midwest | MISO_IN | NonRTO_Midwest | Internal | Summer | B8 | 500 | 4800 | 0 | 37.53 | 38.5 | 8 | 0
2020 | MISO_IN_2_NonRTO_Midwest | MISO_IN | NonRTO_Midwest | Internal | Summer | B9 | 800 | 4800 | 0 | 37.27 | 37.38 | 8 | 0
2020 | MISO_IN_2_NonRTO_Midwest | MISO_IN | NonRTO_Midwest | Internal | Summer | B10 | 1262 | 4800 | 0 | 36.02 | 35.8 | 8 | 0
2020 | MISO_IN_2_NonRTO_Midwest | MISO_IN | NonRTO_Midwest | Internal | Winter | B16 | 25 | 4800 | 2128 | 55.13 | 63.13 | 8 | 0
2020 | MISO_IN_2_NonRTO_Midwest | MISO_IN | NonRTO_Midwest | Internal | Winter | B17 | 100 | 4800 | 1030.39 | 46.3 | 54.3 | 8 | 0
2020 | MISO_IN_2_NonRTO_Midwest | MISO_IN | NonRTO_Midwest | Internal | Winter | B18 | 400 | 4800 | 99.99 | 42.37 | 50.37 | 8 | 0
2020 | MISO_IN_2_NonRTO_Midwest | MISO_IN | NonRTO_Midwest | Internal | Winter | B19 | 700 | 4800 | 0 | 41.26 | 42.67 | 8 | 0
2020 | MISO_IN_2_NonRTO_Midwest | MISO_IN | NonRTO_Midwest | Internal | Winter | B20 | 935 | 4800 | 0 | 37.4 | 36.86 | 8 | 0
2020 | MISO_IN_2_PJM_ROR | MISO_IN | PJM_ROR | Internal | Shoulder | B11 | 25 | 992 | 0 | 55.86 | 53.86 | 2 | 0
2020 | MISO_IN_2_PJM_ROR | MISO_IN | PJM_ROR | Internal | Shoulder | B12 | 200 | 992 | 0.07 | 46.42 | 48.41 | 2 | 0
2020 | MISO_IN_2_PJM_ROR | MISO_IN | PJM_ROR | Internal | Shoulder | B13 | 600 | 992 | 0 | 41.63 | 43.6 | 2 | 0
2020 | MISO_IN_2_PJM_ROR | MISO_IN | PJM_ROR | Internal | Shoulder | B14 | 900 | 992 | 0 | 39.63 | 41.6 | 2 | 0
2020 | MISO_IN_2_PJM_ROR | MISO_IN | PJM_ROR | Internal | Shoulder | B15 | 1203 | 992 | 0 | 38.52 | 37.21 | 2 | 0
2020 | MISO_IN_2_PJM_ROR | MISO_IN | PJM_ROR | Internal | Summer | B1 | 10 | 992 | 990.72 | 64.47 | 66.48 | 2 | 0.01
2020 | MISO_IN_2_PJM_ROR | MISO_IN | PJM_ROR | Internal | Summer | B2 | 25 | 992 | 0.48 | 63.13 | 65.12 | 2 | 0
2020 | MISO_IN_2_PJM_ROR | MISO_IN | PJM_ROR | Internal | Summer | B3 | 75 | 992 | 0 | 61.13 | 61.28 | 2 | 0
2020 | MISO_IN_2_PJM_ROR | MISO_IN | PJM_ROR | Internal | Summer | B4 | 100 | 992 | 0 | 59.39 | 60.16 | 2 | 0
2020 | MISO_IN_2_PJM_ROR | MISO_IN | PJM_ROR | Internal | Summer | B5 | 200 | 992 | 0 | 52.99 | 53.83 | 2 | 0
2020 | MISO_IN_2_PJM_ROR | MISO_IN | PJM_ROR | Internal | Summer | B6 | 300 | 992 | 466.05 | 47.85 | 49.85 | 2 | 0
2020 | MISO_IN_2_PJM_ROR | MISO_IN | PJM_ROR | Internal | Summer | B7 | 400 | 992 | 353.65 | 39.96 | 41.96 | 2 | 0
2020 | MISO_IN_2_PJM_ROR | MISO_IN | PJM_ROR | Internal | Summer | B8 | 500 | 992 | 0 | 37.53 | 38.6 | 2 | 0
2020 | MISO_IN_2_PJM_ROR | MISO_IN | PJM_ROR | Internal | Summer | B9 | 800 | 992 | 0 | 37.27 | 37.31 | 2 | 0
2020 | MISO_IN_2_PJM_ROR | MISO_IN | PJM_ROR | Internal | Summer | B10 | 1262 | 992 | 0 | 36.02 | 35.79 | 2 | 0
2020 | MISO_IN_2_PJM_ROR | MISO_IN | PJM_ROR | Internal | Winter | B16 | 25 | 992 | 0.51 | 55.13 | 57.12 | 2 | 0
2020 | MISO_IN_2_PJM_ROR | MISO_IN | PJM_ROR | Internal | Winter | B17 | 100 | 992 | 80.88 | 46.3 | 48.3 | 2 | 0
2020 | MISO_IN_2_PJM_ROR | MISO_IN | PJM_ROR | Internal | Winter | B18 | 400 | 992 | 714.7 | 42.37 | 44.37 | 2 | 0
2020 | MISO_IN_2_PJM_ROR | MISO_IN | PJM_ROR | Internal | Winter | B19 | 700 | 992 | 0.02 | 41.26 | 43.25 | 2 | 0
2020 | MISO_IN_2_PJM_ROR | MISO_IN | PJM_ROR | Internal | Winter | B20 | 935 | 992 | 0 | 37.4 | 38.75 | 2 | 0
2020 | MISO_MI_2_IESO | MISO_MI | IESO | Internal | Shoulder | B11 | 25 | 1580 | 0 | 53.75 | 32.24 | 8 | 0
2020 | MISO_MI_2_IESO | MISO_MI | IESO | Internal | Shoulder | B12 | 200 | 1580 | 0 | 46.41 | 32.24 | 8 | 0
2020 | MISO_MI_2_IESO | MISO_MI | IESO | Internal | Shoulder | B13 | 600 | 1580 | 0 | 41.64 | 32.24 | 8 | 0
2020 | MISO_MI_2_IESO | MISO_MI | IESO | Internal | Shoulder | B14 | 900 | 1580 | 0 | 39.65 | 32.24 | 8 | 0
2020 | MISO_MI_2_IESO | MISO_MI | IESO | Internal | Shoulder | B15 | 1203 | 1580 | 0 | 38.53 | 32.24 | 8 | 0
2020 | MISO_MI_2_IESO | MISO_MI | IESO | Internal | Summer | B1 | 10 | 1580 | 0 | 64.46 | 51.49 | 8 | 0
2020 | MISO_MI_2_IESO | MISO_MI | IESO | Internal | Summer | B2 | 25 | 1580 | 0 | 63.12 | 50.13 | 8 | 0
2020 | MISO_MI_2_IESO | MISO_MI | IESO | Internal | Summer | B3 | 75 | 1580 | 0 | 59.85 | 43.47 | 8 | 0
2020 | MISO_MI_2_IESO | MISO_MI | IESO | Internal | Summer | B4 | 100 | 1580 | 0 | 58.16 | 37.74 | 8 | 0
2020 | MISO_MI_2_IESO | MISO_MI | IESO | Internal | Summer | B5 | 200 | 1580 | 0 | 52.98 | 37.74 | 8 | 0
2020 | MISO_MI_2_IESO | MISO_MI | IESO | Internal | Summer | B6 | 300 | 1580 | 0 | 47.85 | 35.31 | 8 | 0
2020 | MISO_MI_2_IESO | MISO_MI | IESO | Internal | Summer | B7 | 400 | 1580 | 0 | 39.98 | 32.98 | 8 | 0
2020 | MISO_MI_2_IESO | MISO_MI | IESO | Internal | Summer | B8 | 500 | 1580 | 0 | 37.55 | 30.55 | 8 | 0
2020 | MISO_MI_2_IESO | MISO_MI | IESO | Internal | Summer | B9 | 800 | 1580 | 0 | 37.28 | 30.55 | 8 | 0
2020 | MISO_MI_2_IESO | MISO_MI | IESO | Internal | Summer | B10 | 1262 | 1580 | 0 | 36.03 | 30.55 | 8 | 0
2020 | MISO_MI_2_IESO | MISO_MI | IESO | Internal | Winter | B16 | 25 | 1580 | 0 | 55.12 | 39.26 | 8 | 0
2020 | MISO_MI_2_IESO | MISO_MI | IESO | Internal | Winter | B17 | 100 | 1580 | 0 | 46.31 | 36.27 | 8 | 0
2020 | MISO_MI_2_IESO | MISO_MI | IESO | Internal | Winter | B18 | 400 | 1580 | 0 | 42.38 | 35.19 | 8 | 0
2020 | MISO_MI_2_IESO | MISO_MI | IESO | Internal | Winter | B19 | 700 | 1580 | 0 | 41.27 | 35.19 | 8 | 0
2020 | MISO_MI_2_IESO | MISO_MI | IESO | Internal | Winter | B20 | 935 | 1580 | 0 | 37.41 | 35.19 | 8 | 0
2020 | MISO_MI_2_MISO_IN | MISO_MI | MISO_IN | Internal | Shoulder | B11 | 25 | 2045 | 2045 | 53.75 | 55.86 | 0.01 | 2.1
2020 | MISO_MI_2_MISO_IN | MISO_MI | MISO_IN | Internal | Shoulder | B12 | 200 | 2045 | 200.85 | 46.41 | 46.42 | 0.01 | 0
2020 | MISO_MI_2_MISO_IN | MISO_MI | MISO_IN | Internal | Shoulder | B13 | 600 | 2045 | 0.01 | 41.64 | 41.63 | 0.01 | 0
2020 | MISO_MI_2_MISO_IN | MISO_MI | MISO_IN | Internal | Shoulder | B14 | 900 | 2045 | 0 | 39.65 | 39.63 | 0.01 | 0
2020 | MISO_MI_2_MISO_IN | MISO_MI | MISO_IN | Internal | Shoulder | B15 | 1203 | 2045 | 0 | 38.53 | 38.52 | 0.01 | 0
2020 | MISO_MI_2_MISO_IN | MISO_MI | MISO_IN | Internal | Summer | B1 | 10 | 2045 | 1079.83 | 64.46 | 64.47 | 0.01 | 0
2020 | MISO_MI_2_MISO_IN | MISO_MI | MISO_IN | Internal | Summer | B2 | 25 | 2045 | 572.67 | 63.12 | 63.13 | 0.01 | 0
2020 | MISO_MI_2_MISO_IN | MISO_MI | MISO_IN | Internal | Summer | B3 | 75 | 2045 | 2045 | 59.85 | 61.13 | 0.01 | 1.27
2020 | MISO_MI_2_MISO_IN | MISO_MI | MISO_IN | Internal | Summer | B4 | 100 | 2045 | 2045 | 58.16 | 59.39 | 0.01 | 1.23
2020 | MISO_MI_2_MISO_IN | MISO_MI | MISO_IN | Internal | Summer | B5 | 200 | 2045 | 1710.86 | 52.98 | 52.99 | 0.01 | 0
2020 | MISO_MI_2_MISO_IN | MISO_MI | MISO_IN | Internal | Summer | B6 | 300 | 2045 | 0.05 | 47.85 | 47.85 | 0.01 | 0
2020 | MISO_MI_2_MISO_IN | MISO_MI | MISO_IN | Internal | Summer | B7 | 400 | 2045 | 0.02 | 39.98 | 39.96 | 0.01 | 0
2020 | MISO_MI_2_MISO_IN | MISO_MI | MISO_IN | Internal | Summer | B8 | 500 | 2045 | 0.01 | 37.55 | 37.53 | 0.01 | 0
2020 | MISO_MI_2_MISO_IN | MISO_MI | MISO_IN | Internal | Summer | B9 | 800 | 2045 | 0 | 37.28 | 37.27 | 0.01 | 0
2020 | MISO_MI_2_MISO_IN | MISO_MI | MISO_IN | Internal | Summer | B10 | 1262 | 2045 | 0 | 36.03 | 36.02 | 0.01 | 0
2020 | MISO_MI_2_MISO_IN | MISO_MI | MISO_IN | Internal | Winter | B16 | 25 | 2045 | 990.91 | 55.12 | 55.13 | 0.01 | 0
2020 | MISO_MI_2_MISO_IN | MISO_MI | MISO_IN | Internal | Winter | B17 | 100 | 2045 | 0.07 | 46.31 | 46.3 | 0.01 | 0
2020 | MISO_MI_2_MISO_IN | MISO_MI | MISO_IN | Internal | Winter | B18 | 400 | 2045 | 0.02 | 42.38 | 42.37 | 0.01 | 0
2020 | MISO_MI_2_MISO_IN | MISO_MI | MISO_IN | Internal | Winter | B19 | 700 | 2045 | 0.01 | 41.27 | 41.26 | 0.01 | 0
2020 | MISO_MI_2_MISO_IN | MISO_MI | MISO_IN | Internal | Winter | B20 | 935 | 2045 | 0 | 37.41 | 37.4 | 0.01 | 0
2020 | MISO_MI_2_MISO_WUMS | MISO_MI | MISO_WUMS | Internal | Shoulder | B11 | 25 | 117 | 0 | 53.75 | 51.86 | 0.01 | 0
2020 | MISO_MI_2_MISO_WUMS | MISO_MI | MISO_WUMS | Internal | Shoulder | B12 | 200 | 117 | 0.02 | 46.41 | 46.39 | 0.01 | 0
2020 | MISO_MI_2_MISO_WUMS | MISO_MI | MISO_WUMS | Internal | Shoulder | B13 | 600 | 117 | 0 | 41.64 | 41.6 | 0.01 | 0
2020 | MISO_MI_2_MISO_WUMS | MISO_MI | MISO_WUMS | Internal | Shoulder | B14 | 900 | 117 | 0 | 39.65 | 39.6 | 0.01 | 0
2020 | MISO_MI_2_MISO_WUMS | MISO_MI | MISO_WUMS | Internal | Shoulder | B15 | 1203 | 117 | 0 | 38.53 | 36.91 | 0.01 | 0
2020 | MISO_MI_2_MISO_WUMS | MISO_MI | MISO_WUMS | Internal | Summer | B1 | 10 | 117 | 0 | 64.46 | 59.88 | 0.01 | 0
2020 | MISO_MI_2_MISO_WUMS | MISO_MI | MISO_WUMS | Internal | Summer | B2 | 25 | 117 | 0 | 63.12 | 59.88 | 0.01 | 0
2020 | MISO_MI_2_MISO_WUMS | MISO_MI | MISO_WUMS | Internal | Summer | B3 | 75 | 117 | 116.87 | 59.85 | 59.88 | 0.01 | 0.01
2020 | MISO_MI_2_MISO_WUMS | MISO_MI | MISO_WUMS | Internal | Summer | B4 | 100 | 117 | 0.13 | 58.16 | 58.16 | 0.01 | 0
2020 | MISO_MI_2_MISO_WUMS | MISO_MI | MISO_WUMS | Internal | Summer | B5 | 200 | 117 | 0 | 52.98 | 51.83 | 0.01 | 0
2020 | MISO_MI_2_MISO_WUMS | MISO_MI | MISO_WUMS | Internal | Summer | B6 | 300 | 117 | 0.04 | 47.85 | 47.85 | 0.01 | 0
2020 | MISO_MI_2_MISO_WUMS | MISO_MI | MISO_WUMS | Internal | Summer | B7 | 400 | 117 | 0.02 | 39.98 | 39.96 | 0.01 | 0
2020 | MISO_MI_2_MISO_WUMS | MISO_MI | MISO_WUMS | Internal | Summer | B8 | 500 | 117 | 0 | 37.55 | 36.6 | 0.01 | 0
2020 | MISO_MI_2_MISO_WUMS | MISO_MI | MISO_WUMS | Internal | Summer | B9 | 800 | 117 | 0 | 37.28 | 35.66 | 0.01 | 0
2020 | MISO_MI_2_MISO_WUMS | MISO_MI | MISO_WUMS | Internal | Summer | B10 | 1262 | 117 | 0 | 36.03 | 35.66 | 0.01 | 0
2020 | MISO_MI_2_MISO_WUMS | MISO_MI | MISO_WUMS | Internal | Winter | B16 | 25 | 117 | 0.45 | 55.12 | 55.12 | 0.01 | 0
2020 | MISO_MI_2_MISO_WUMS | MISO_MI | MISO_WUMS | Internal | Winter | B17 | 100 | 117 | 0.04 | 46.31 | 46.28 | 0.01 | 0
2020 | MISO_MI_2_MISO_WUMS | MISO_MI | MISO_WUMS | Internal | Winter | B18 | 400 | 117 | 0.02 | 42.38 | 42.37 | 0.01 | 0
2020 | MISO_MI_2_MISO_WUMS | MISO_MI | MISO_WUMS | Internal | Winter | B19 | 700 | 117 | 0.05 | 41.27 | 41.26 | 0.01 | 0
2020 | MISO_MI_2_MISO_WUMS | MISO_MI | MISO_WUMS | Internal | Winter | B20 | 935 | 117 | 0 | 37.41 | 37.39 | 0.01 | 0
2020 | MISO_MI_2_PJM_ROR | MISO_MI | PJM_ROR | Internal | Shoulder | B11 | 25 | 1424 | 0 | 53.75 | 53.86 | 2 | 0
2020 | MISO_MI_2_PJM_ROR | MISO_MI | PJM_ROR | Internal | Shoulder | B12 | 200 | 1424 | 214.25 | 46.41 | 48.41 | 2 | 0
2020 | MISO_MI_2_PJM_ROR | MISO_MI | PJM_ROR | Internal | Shoulder | B13 | 600 | 1424 | 0 | 41.64 | 43.6 | 2 | 0
2020 | MISO_MI_2_PJM_ROR | MISO_MI | PJM_ROR | Internal | Shoulder | B14 | 900 | 1424 | 0 | 39.65 | 41.6 | 2 | 0
2020 | MISO_MI_2_PJM_ROR | MISO_MI | PJM_ROR | Internal | Shoulder | B15 | 1203 | 1424 | 0 | 38.53 | 37.21 | 2 | 0
2020 | MISO_MI_2_PJM_ROR | MISO_MI | PJM_ROR | Internal | Summer | B1 | 10 | 1424 | 1423.35 | 64.46 | 66.48 | 2 | 0.02
2020 | MISO_MI_2_PJM_ROR | MISO_MI | PJM_ROR | Internal | Summer | B2 | 25 | 1424 | 158.4 | 63.12 | 65.12 | 2 | 0
2020 | MISO_MI_2_PJM_ROR | MISO_MI | PJM_ROR | Internal | Summer | B3 | 75 | 1424 | 0 | 59.85 | 61.28 | 2 | 0
2020 | MISO_MI_2_PJM_ROR | MISO_MI | PJM_ROR | Internal | Summer | B4 | 100 | 1424 | 1203.61 | 58.16 | 60.16 | 2 | 0
2020 | MISO_MI_2_PJM_ROR | MISO_MI | PJM_ROR | Internal | Summer | B5 | 200 | 1424 | 0 | 52.98 | 53.83 | 2 | 0
2020 | MISO_MI_2_PJM_ROR | MISO_MI | PJM_ROR | Internal | Summer | B6 | 300 | 1424 | 555.78 | 47.85 | 49.85 | 2 | 0
2020 | MISO_MI_2_PJM_ROR | MISO_MI | PJM_ROR | Internal | Summer | B7 | 400 | 1424 | 0.03 | 39.98 | 41.96 | 2 | 0
2020 | MISO_MI_2_PJM_ROR | MISO_MI | PJM_ROR | Internal | Summer | B8 | 500 | 1424 | 0 | 37.55 | 38.6 | 2 | 0
2020 | MISO_MI_2_PJM_ROR | MISO_MI | PJM_ROR | Internal | Summer | B9 | 800 | 1424 | 0 | 37.28 | 37.31 | 2 | 0
2020 | MISO_MI_2_PJM_ROR | MISO_MI | PJM_ROR | Internal | Summer | B10 | 1262 | 1424 | 0 | 36.03 | 35.79 | 2 | 0
2020 | MISO_MI_2_PJM_ROR | MISO_MI | PJM_ROR | Internal | Winter | B16 | 25 | 1424 | 394.23 | 55.12 | 57.12 | 2 | 0
2020 | MISO_MI_2_PJM_ROR | MISO_MI | PJM_ROR | Internal | Winter | B17 | 100 | 1424 | 0.13 | 46.31 | 48.3 | 2 | 0
2020 | MISO_MI_2_PJM_ROR | MISO_MI | PJM_ROR | Internal | Winter | B18 | 400 | 1424 | 0.04 | 42.38 | 44.37 | 2 | 0
2020 | MISO_MI_2_PJM_ROR | MISO_MI | PJM_ROR | Internal | Winter | B19 | 700 | 1424 | 0 | 41.27 | 43.25 | 2 | 0
2020 | MISO_MI_2_PJM_ROR | MISO_MI | PJM_ROR | Internal | Winter | B20 | 935 | 1424 | 0 | 37.41 | 38.75 | 2 | 0
2020 | MISO_MO-IL_2_ENT | MISO_MO-IL | ENT | Internal | Shoulder | B11 | 25 | 2540 | 0 | 55.87 | 59.03 | 8 | 0
2020 | MISO_MO-IL_2_ENT | MISO_MO-IL | ENT | Internal | Shoulder | B12 | 200 | 2540 | 0 | 46.41 | 42.41 | 8 | 0
2020 | MISO_MO-IL_2_ENT | MISO_MO-IL | ENT | Internal | Shoulder | B13 | 600 | 2540 | 0 | 41.62 | 41.91 | 8 | 0
2020 | MISO_MO-IL_2_ENT | MISO_MO-IL | ENT | Internal | Shoulder | B14 | 900 | 2540 | 0 | 39.62 | 41.91 | 8 | 0
2020 | MISO_MO-IL_2_ENT | MISO_MO-IL | ENT | Internal | Shoulder | B15 | 1203 | 2540 | 0 | 38.51 | 41.61 | 8 | 0
2020 | MISO_MO-IL_2_ENT | MISO_MO-IL | ENT | Internal | Summer | B1 | 10 | 2540 | 0 | 64.48 | 67.49 | 8 | 0
2020 | MISO_MO-IL_2_ENT | MISO_MO-IL | ENT | Internal | Summer | B2 | 25 | 2540 | 0 | 63.12 | 63.12 | 8 | 0
2020 | MISO_MO-IL_2_ENT | MISO_MO-IL | ENT | Internal | Summer | B3 | 75 | 2540 | 0 | 61.14 | 61.69 | 8 | 0
2020 | MISO_MO-IL_2_ENT | MISO_MO-IL | ENT | Internal | Summer | B4 | 100 | 2540 | 0 | 59.41 | 61.69 | 8 | 0
2020 | MISO_MO-IL_2_ENT | MISO_MO-IL | ENT | Internal | Summer | B5 | 200 | 2540 | 0 | 53.01 | 58.83 | 8 | 0
2020 | MISO_MO-IL_2_ENT | MISO_MO-IL | ENT | Internal | Summer | B6 | 300 | 2540 | 0 | 47.86 | 51.95 | 8 | 0
2020 | MISO_MO-IL_2_ENT | MISO_MO-IL | ENT | Internal | Summer | B7 | 400 | 2540 | 0 | 39.98 | 46.96 | 8 | 0
2020 | MISO_MO-IL_2_ENT | MISO_MO-IL | ENT | Internal | Summer | B8 | 500 | 2540 | 0 | 37.52 | 41.13 | 8 | 0
2020 | MISO_MO-IL_2_ENT | MISO_MO-IL | ENT | Internal | Summer | B9 | 800 | 2540 | 0 | 37.26 | 40.59 | 8 | 0
2020 | MISO_MO-IL_2_ENT | MISO_MO-IL | ENT | Internal | Summer | B10 | 1262 | 2540 | 0 | 35.87 | 40.3 | 8 | 0
2020 | MISO_MO-IL_2_ENT | MISO_MO-IL | ENT | Internal | Winter | B16 | 25 | 2540 | 0 | 55.12 | 60.12 | 8 | 0
2020 | MISO_MO-IL_2_ENT | MISO_MO-IL | ENT | Internal | Winter | B17 | 100 | 2540 | 0 | 46.28 | 44.52 | 8 | 0
2020 | MISO_MO-IL_2_ENT | MISO_MO-IL | ENT | Internal | Winter | B18 | 400 | 2540 | 0 | 42.36 | 44.52 | 8 | 0
2020 | MISO_MO-IL_2_ENT | MISO_MO-IL | ENT | Internal | Winter | B19 | 700 | 2540 | 0 | 41.25 | 44.2 | 8 | 0
2020 | MISO_MO-IL_2_ENT | MISO_MO-IL | ENT | Internal | Winter | B20 | 935 | 2540 | 0 | 37.39 | 44.2 | 8 | 0
2020 | MISO_MO-IL_2_MISO_IN | MISO_MO-IL | MISO_IN | Internal | Shoulder | B11 | 25 | 2100 | 0.28 | 55.87 | 55.86 | 0.01 | 0
2020 | MISO_MO-IL_2_MISO_IN | MISO_MO-IL | MISO_IN | Internal | Shoulder | B12 | 200 | 2100 | 366.43 | 46.41 | 46.42 | 0.01 | 0
2020 | MISO_MO-IL_2_MISO_IN | MISO_MO-IL | MISO_IN | Internal | Shoulder | B13 | 600 | 2100 | 1473.84 | 41.62 | 41.63 | 0.01 | 0
2020 | MISO_MO-IL_2_MISO_IN | MISO_MO-IL | MISO_IN | Internal | Shoulder | B14 | 900 | 2100 | 73 | 39.62 | 39.63 | 0.01 | 0
2020 | MISO_MO-IL_2_MISO_IN | MISO_MO-IL | MISO_IN | Internal | Shoulder | B15 | 1203 | 2100 | 481.99 | 38.51 | 38.52 | 0.01 | 0
2020 | MISO_MO-IL_2_MISO_IN | MISO_MO-IL | MISO_IN | Internal | Summer | B1 | 10 | 2100 | 0.7 | 64.48 | 64.47 | 0.01 | 0
2020 | MISO_MO-IL_2_MISO_IN | MISO_MO-IL | MISO_IN | Internal | Summer | B2 | 25 | 2100 | 1500.72 | 63.12 | 63.13 | 0.01 | 0
2020 | MISO_MO-IL_2_MISO_IN | MISO_MO-IL | MISO_IN | Internal | Summer | B3 | 75 | 2100 | 0.09 | 61.14 | 61.13 | 0.01 | 0
2020 | MISO_MO-IL_2_MISO_IN | MISO_MO-IL | MISO_IN | Internal | Summer | B4 | 100 | 2100 | 0.07 | 59.41 | 59.39 | 0.01 | 0
2020 | MISO_MO-IL_2_MISO_IN | MISO_MO-IL | MISO_IN | Internal | Summer | B5 | 200 | 2100 | 0.04 | 53.01 | 52.99 | 0.01 | 0
2020 | MISO_MO-IL_2_MISO_IN | MISO_MO-IL | MISO_IN | Internal | Summer | B6 | 300 | 2100 | 0.02 | 47.86 | 47.85 | 0.01 | 0
2020 | MISO_MO-IL_2_MISO_IN | MISO_MO-IL | MISO_IN | Internal | Summer | B7 | 400 | 2100 | 0.02 | 39.98 | 39.96 | 0.01 | 0
2020 | MISO_MO-IL_2_MISO_IN | MISO_MO-IL | MISO_IN | Internal | Summer | B8 | 500 | 2100 | 1752.53 | 37.52 | 37.53 | 0.01 | 0
2020 | MISO_MO-IL_2_MISO_IN | MISO_MO-IL | MISO_IN | Internal | Summer | B9 | 800 | 2100 | 326.5 | 37.26 | 37.27 | 0.01 | 0
2020 | MISO_MO-IL_2_MISO_IN | MISO_MO-IL | MISO_IN | Internal | Summer | B10 | 1262 | 2100 | 2100 | 35.87 | 36.02 | 0.01 | 0.13
2020 | MISO_MO-IL_2_MISO_IN | MISO_MO-IL | MISO_IN | Internal | Winter | B16 | 25 | 2100 | 1464.14 | 55.12 | 55.13 | 0.01 | 0
2020 | MISO_MO-IL_2_MISO_IN | MISO_MO-IL | MISO_IN | Internal | Winter | B17 | 100 | 2100 | 1096.12 | 46.28 | 46.3 | 0.01 | 0
2020 | MISO_MO-IL_2_MISO_IN | MISO_MO-IL | MISO_IN | Internal | Winter | B18 | 400 | 2100 | 0.79 | 42.36 | 42.37 | 0.01 | 0
2020 | MISO_MO-IL_2_MISO_IN | MISO_MO-IL | MISO_IN | Internal | Winter | B19 | 700 | 2100 | 736.09 | 41.25 | 41.26 | 0.01 | 0
2020 | MISO_MO-IL_2_MISO_IN | MISO_MO-IL | MISO_IN | Internal | Winter | B20 | 935 | 2100 | 284.88 | 37.39 | 37.4 | 0.01 | 0
2020 | MISO_MO-IL_2_MISO_W | MISO_MO-IL | MISO_W | Internal | Shoulder | B11 | 25 | 960 | 0.29 | 55.87 | 55.86 | 0.01 | 0
2020 | MISO_MO-IL_2_MISO_W | MISO_MO-IL | MISO_W | Internal | Shoulder | B12 | 200 | 960 | 0.04 | 46.41 | 46.4 | 0.01 | 0
2020 | MISO_MO-IL_2_MISO_W | MISO_MO-IL | MISO_W | Internal | Shoulder | B13 | 600 | 960 | 0.01 | 41.62 | 41.61 | 0.01 | 0
2020 | MISO_MO-IL_2_MISO_W | MISO_MO-IL | MISO_W | Internal | Shoulder | B14 | 900 | 960 | 0 | 39.62 | 39.61 | 0.01 | 0
2020 | MISO_MO-IL_2_MISO_W | MISO_MO-IL | MISO_W | Internal | Shoulder | B15 | 1203 | 960 | 392.91 | 38.51 | 38.52 | 0.01 | 0
2020 | MISO_MO-IL_2_MISO_W | MISO_MO-IL | MISO_W | Internal | Summer | B1 | 10 | 960 | 0.66 | 64.48 | 64.47 | 0.01 | 0
2020 | MISO_MO-IL_2_MISO_W | MISO_MO-IL | MISO_W | Internal | Summer | B2 | 25 | 960 | 0.78 | 63.12 | 63.12 | 0.01 | 0
2020 | MISO_MO-IL_2_MISO_W | MISO_MO-IL | MISO_W | Internal | Summer | B3 | 75 | 960 | 960 | 61.14 | 62.58 | 0.01 | 1.42
2020 | MISO_MO-IL_2_MISO_W | MISO_MO-IL | MISO_W | Internal | Summer | B4 | 100 | 960 | 960 | 59.41 | 62.16 | 0.01 | 2.74
2020 | MISO_MO-IL_2_MISO_W | MISO_MO-IL | MISO_W | Internal | Summer | B5 | 200 | 960 | 959.98 | 53.01 | 53.09 | 0.01 | 0.07
2020 | MISO_MO-IL_2_MISO_W | MISO_MO-IL | MISO_W | Internal | Summer | B6 | 300 | 960 | 960 | 47.86 | 48.86 | 0.01 | 0.99
2020 | MISO_MO-IL_2_MISO_W | MISO_MO-IL | MISO_W | Internal | Summer | B7 | 400 | 960 | 0.03 | 39.98 | 39.98 | 0.01 | 0
2020 | MISO_MO-IL_2_MISO_W | MISO_MO-IL | MISO_W | Internal | Summer | B8 | 500 | 960 | 0.01 | 37.52 | 37.51 | 0.01 | 0
2020 | MISO_MO-IL_2_MISO_W | MISO_MO-IL | MISO_W | Internal | Summer | B9 | 800 | 960 | 0 | 37.26 | 37.25 | 0.01 | 0
2020 | MISO_MO-IL_2_MISO_W | MISO_MO-IL | MISO_W | Internal | Summer | B10 | 1262 | 960 | 0 | 35.87 | 35.86 | 0.01 | 0
2020 | MISO_MO-IL_2_MISO_W | MISO_MO-IL | MISO_W | Internal | Winter | B16 | 25 | 960 | 0.27 | 55.12 | 55.11 | 0.01 | 0
2020 | MISO_MO-IL_2_MISO_W | MISO_MO-IL | MISO_W | Internal | Winter | B17 | 100 | 960 | 0.07 | 46.28 | 46.27 | 0.01 | 0
2020 | MISO_MO-IL_2_MISO_W | MISO_MO-IL | MISO_W | Internal | Winter | B18 | 400 | 960 | 345.18 | 42.36 | 42.37 | 0.01 | 0
2020 | MISO_MO-IL_2_MISO_W | MISO_MO-IL | MISO_W | Internal | Winter | B19 | 700 | 960 | 959.99 | 41.25 | 41.27 | 0.01 | 0.01
2020 | MISO_MO-IL_2_MISO_W | MISO_MO-IL | MISO_W | Internal | Winter | B20 | 935 | 960 | 0 | 37.39 | 37.38 | 0.01 | 0
2020 | MISO_MO-IL_2_PJM_ROR | MISO_MO-IL | PJM_ROR | Internal | Shoulder | B11 | 25 | 1212 | 0 | 55.87 | 53.86 | 2 | 0
2020 | MISO_MO-IL_2_PJM_ROR | MISO_MO-IL | PJM_ROR | Internal | Shoulder | B12 | 200 | 1212 | 366.58 | 46.41 | 48.41 | 2 | 0
2020 | MISO_MO-IL_2_PJM_ROR | MISO_MO-IL | PJM_ROR | Internal | Shoulder | B13 | 600 | 1212 | 0.01 | 41.62 | 43.6 | 2 | 0
2020 | MISO_MO-IL_2_PJM_ROR | MISO_MO-IL | PJM_ROR | Internal | Shoulder | B14 | 900 | 1212 | 0 | 39.62 | 41.6 | 2 | 0
2020 | MISO_MO-IL_2_PJM_ROR | MISO_MO-IL | PJM_ROR | Internal | Shoulder | B15 | 1203 | 1212 | 0 | 38.51 | 37.21 | 2 | 0
2020 | MISO_MO-IL_2_PJM_ROR | MISO_MO-IL | PJM_ROR | Internal | Summer | B1 | 10 | 1212 | 655.61 | 64.48 | 66.48 | 2 | 0
2020 | MISO_MO-IL_2_PJM_ROR | MISO_MO-IL | PJM_ROR | Internal | Summer | B2 | 25 | 1212 | 221.28 | 63.12 | 65.12 | 2 | 0
2020 | MISO_MO-IL_2_PJM_ROR | MISO_MO-IL | PJM_ROR | Internal | Summer | B3 | 75 | 1212 | 0 | 61.14 | 61.28 | 2 | 0
2020 | MISO_MO-IL_2_PJM_ROR | MISO_MO-IL | PJM_ROR | Internal | Summer | B4 | 100 | 1212 | 0 | 59.41 | 60.16 | 2 | 0
2020 | MISO_MO-IL_2_PJM_ROR | MISO_MO-IL | PJM_ROR | Internal | Summer | B5 | 200 | 1212 | 0 | 53.01 | 53.83 | 2 | 0
2020 | MISO_MO-IL_2_PJM_ROR | MISO_MO-IL | PJM_ROR | Internal | Summer | B6 | 300 | 1212 | 0.05 | 47.86 | 49.85 | 2 | 0
2020 | MISO_MO-IL_2_PJM_ROR | MISO_MO-IL | PJM_ROR | Internal | Summer | B7 | 400 | 1212 | 0.04 | 39.98 | 41.96 | 2 | 0
2020 | MISO_MO-IL_2_PJM_ROR | MISO_MO-IL | PJM_ROR | Internal | Summer | B8 | 500 | 1212 | 0 | 37.52 | 38.6 | 2 | 0
2020 | MISO_MO-IL_2_PJM_ROR | MISO_MO-IL | PJM_ROR | Internal | Summer | B9 | 800 | 1212 | 0 | 37.26 | 37.31 | 2 | 0
2020 | MISO_MO-IL_2_PJM_ROR | MISO_MO-IL | PJM_ROR | Internal | Summer | B10 | 1262 | 1212 | 0 | 35.87 | 35.79 | 2 | 0
2020 | MISO_MO-IL_2_PJM_ROR | MISO_MO-IL | PJM_ROR | Internal | Winter | B16 | 25 | 1212 | 446.12 | 55.12 | 57.12 | 2 | 0
2020 | MISO_MO-IL_2_PJM_ROR | MISO_MO-IL | PJM_ROR | Internal | Winter | B17 | 100 | 1212 | 1211.86 | 46.28 | 48.3 | 2 | 0.01
2020 | MISO_MO-IL_2_PJM_ROR | MISO_MO-IL | PJM_ROR | Internal | Winter | B18 | 400 | 1212 | 1211.96 | 42.36 | 44.37 | 2 | 0.01
2020 | MISO_MO-IL_2_PJM_ROR | MISO_MO-IL | PJM_ROR | Internal | Winter | B19 | 700 | 1212 | 101.33 | 41.25 | 43.25 | 2 | 0
2020 | MISO_MO-IL_2_PJM_ROR | MISO_MO-IL | PJM_ROR | Internal | Winter | B20 | 935 | 1212 | 0 | 37.39 | 38.75 | 2 | 0
2020 | MISO_MO-IL_2_SPP_N | MISO_MO-IL | SPP_N | Internal | Shoulder | B11 | 25 | 2000 | 0 | 55.87 | 62.26 | 8 | 0
2020 | MISO_MO-IL_2_SPP_N | MISO_MO-IL | SPP_N | Internal | Shoulder | B12 | 200 | 2000 | 0 | 46.41 | 43.4 | 8 | 0
2020 | MISO_MO-IL_2_SPP_N | MISO_MO-IL | SPP_N | Internal | Shoulder | B13 | 600 | 2000 | 0 | 41.62 | 41.62 | 8 | 0
2020 | MISO_MO-IL_2_SPP_N | MISO_MO-IL | SPP_N | Internal | Shoulder | B14 | 900 | 2000 | 0 | 39.62 | 40.58 | 8 | 0
2020 | MISO_MO-IL_2_SPP_N | MISO_MO-IL | SPP_N | Internal | Shoulder | B15 | 1203 | 2000 | 0 | 38.51 | 40.19 | 8 | 0
2020 | MISO_MO-IL_2_SPP_N | MISO_MO-IL | SPP_N | Internal | Summer | B1 | 10 | 2000 | 0 | 64.48 | 66.03 | 8 | 0
2020 | MISO_MO-IL_2_SPP_N | MISO_MO-IL | SPP_N | Internal | Summer | B2 | 25 | 2000 | 0 | 63.12 | 66.03 | 8 | 0
2020 | MISO_MO-IL_2_SPP_N | MISO_MO-IL | SPP_N | Internal | Summer | B3 | 75 | 2000 | 0 | 61.14 | 66.03 | 8 | 0
2020 | MISO_MO-IL_2_SPP_N | MISO_MO-IL | SPP_N | Internal | Summer | B4 | 100 | 2000 | 0 | 59.41 | 64.15 | 8 | 0
2020 | MISO_MO-IL_2_SPP_N | MISO_MO-IL | SPP_N | Internal | Summer | B5 | 200 | 2000 | 0 | 53.01 | 60.09 | 8 | 0
2020 | MISO_MO-IL_2_SPP_N | MISO_MO-IL | SPP_N | Internal | Summer | B6 | 300 | 2000 | 59.15 | 47.86 | 55.86 | 8 | 0
2020 | MISO_MO-IL_2_SPP_N | MISO_MO-IL | SPP_N | Internal | Summer | B7 | 400 | 2000 | 0 | 39.98 | 46.98 | 8 | 0
2020 | MISO_MO-IL_2_SPP_N | MISO_MO-IL | SPP_N | Internal | Summer | B8 | 500 | 2000 | 0 | 37.52 | 40.6 | 8 | 0
2020 | MISO_MO-IL_2_SPP_N | MISO_MO-IL | SPP_N | Internal | Summer | B9 | 800 | 2000 | 0 | 37.26 | 39.8 | 8 | 0
2020 | MISO_MO-IL_2_SPP_N | MISO_MO-IL | SPP_N | Internal | Summer | B10 | 1262 | 2000 | 0 | 35.87 | 37.13 | 8 | 0
2020 | MISO_MO-IL_2_SPP_N | MISO_MO-IL | SPP_N | Internal | Winter | B16 | 25 | 2000 | 0 | 55.12 | 55.12 | 8 | 0
2020 | MISO_MO-IL_2_SPP_N | MISO_MO-IL | SPP_N | Internal | Winter | B17 | 100 | 2000 | 0 | 46.28 | 44.05 | 8 | 0
2020 | MISO_MO-IL_2_SPP_N | MISO_MO-IL | SPP_N | Internal | Winter | B18 | 400 | 2000 | 0 | 42.36 | 42.83 | 8 | 0
2020 | MISO_MO-IL_2_SPP_N | MISO_MO-IL | SPP_N | Internal | Winter | B19 | 700 | 2000 | 0 | 41.25 | 42.83 | 8 | 0
2020 | MISO_MO-IL_2_SPP_N | MISO_MO-IL | SPP_N | Internal | Winter | B20 | 935 | 2000 | 0 | 37.39 | 42.74 | 8 | 0
2020 | MISO_MO-IL_2_TVA_Transmission | MISO_MO-IL | TVA_Transmission | Internal | Shoulder | B11 | 25 | 4000 | 0 | 55.87 | 59.22 | 8 | 0
2020 | MISO_MO-IL_2_TVA_Transmission | MISO_MO-IL | TVA_Transmission | Internal | Shoulder | B12 | 200 | 4000 | 0 | 46.41 | 48.07 | 8 | 0
2020 | MISO_MO-IL_2_TVA_Transmission | MISO_MO-IL | TVA_Transmission | Internal | Shoulder | B13 | 600 | 4000 | 0 | 41.62 | 44.85 | 8 | 0
2020 | MISO_MO-IL_2_TVA_Transmission | MISO_MO-IL | TVA_Transmission | Internal | Shoulder | B14 | 900 | 4000 | 0 | 39.62 | 43.93 | 8 | 0
2020 | MISO_MO-IL_2_TVA_Transmission | MISO_MO-IL | TVA_Transmission | Internal | Shoulder | B15 | 1203 | 4000 | 0 | 38.51 | 42.34 | 8 | 0
2020 | MISO_MO-IL_2_TVA_Transmission | MISO_MO-IL | TVA_Transmission | Internal | Summer | B1 | 10 | 4000 | 1800.42 | 64.48 | 72.48 | 8 | 0
2020 | MISO_MO-IL_2_TVA_Transmission | MISO_MO-IL | TVA_Transmission | Internal | Summer | B2 | 25 | 4000 | 311.26 | 63.12 | 71.12 | 8 | 0
2020 | MISO_MO-IL_2_TVA_Transmission | MISO_MO-IL | TVA_Transmission | Internal | Summer | B3 | 75 | 4000 | 0 | 61.14 | 67.28 | 8 | 0
2020 | MISO_MO-IL_2_TVA_Transmission | MISO_MO-IL | TVA_Transmission | Internal | Summer | B4 | 100 | 4000 | 0 | 59.41 | 66.16 | 8 | 0
2020 | MISO_MO-IL_2_TVA_Transmission | MISO_MO-IL | TVA_Transmission | Internal | Summer | B5 | 200 | 4000 | 0 | 53.01 | 59.04 | 8 | 0
2020 | MISO_MO-IL_2_TVA_Transmission | MISO_MO-IL | TVA_Transmission | Internal | Summer | B6 | 300 | 4000 | 0 | 47.86 | 53.07 | 8 | 0
2020 | MISO_MO-IL_2_TVA_Transmission | MISO_MO-IL | TVA_Transmission | Internal | Summer | B7 | 400 | 4000 | 0 | 39.98 | 46.68 | 8 | 0
2020 | MISO_MO-IL_2_TVA_Transmission | MISO_MO-IL | TVA_Transmission | Internal | Summer | B8 | 500 | 4000 | 0 | 37.52 | 42.07 | 8 | 0
2020 | MISO_MO-IL_2_TVA_Transmission | MISO_MO-IL | TVA_Transmission | Internal | Summer | B9 | 800 | 4000 | 0 | 37.26 | 41.56 | 8 | 0
2020 | MISO_MO-IL_2_TVA_Transmission | MISO_MO-IL | TVA_Transmission | Internal | Summer | B10 | 1262 | 4000 | 0 | 35.87 | 39.32 | 8 | 0
2020 | MISO_MO-IL_2_TVA_Transmission | MISO_MO-IL | TVA_Transmission | Internal | Winter | B16 | 25 | 4000 | 0 | 55.12 | 61.31 | 8 | 0
2020 | MISO_MO-IL_2_TVA_Transmission | MISO_MO-IL | TVA_Transmission | Internal | Winter | B17 | 100 | 4000 | 0 | 46.28 | 49.56 | 8 | 0
2020 | MISO_MO-IL_2_TVA_Transmission | MISO_MO-IL | TVA_Transmission | Internal | Winter | B18 | 400 | 4000 | 0 | 42.36 | 46.25 | 8 | 0
2020 | MISO_MO-IL_2_TVA_Transmission | MISO_MO-IL | TVA_Transmission | Internal | Winter | B19 | 700 | 4000 | 0 | 41.25 | 45.03 | 8 | 0
2020 | MISO_MO-IL_2_TVA_Transmission | MISO_MO-IL | TVA_Transmission | Internal | Winter | B20 | 935 | 4000 | 0 | 37.39 | 43.45 | 8 | 0
2020 | MISO_W_2_IESO | MISO_W | IESO | Internal | Shoulder | B11 | 25 | 90 | 0 | 55.86 | 32.24 | 8 | 0
2020 | MISO_W_2_IESO | MISO_W | IESO | Internal | Shoulder | B12 | 200 | 90 | 0 | 46.4 | 32.24 | 8 | 0
2020 | MISO_W_2_IESO | MISO_W | IESO | Internal | Shoulder | B13 | 600 | 90 | 0 | 41.61 | 32.24 | 8 | 0
2020 | MISO_W_2_IESO | MISO_W | IESO | Internal | Shoulder | B14 | 900 | 90 | 0 | 39.61 | 32.24 | 8 | 0
2020 | MISO_W_2_IESO | MISO_W | IESO | Internal | Shoulder | B15 | 1203 | 90 | 0 | 38.52 | 32.24 | 8 | 0
2020 | MISO_W_2_IESO | MISO_W | IESO | Internal | Summer | B1 | 10 | 90 | 0 | 64.47 | 51.49 | 8 | 0
2020 | MISO_W_2_IESO | MISO_W | IESO | Internal | Summer | B2 | 25 | 90 | 0 | 63.12 | 50.13 | 8 | 0
2020 | MISO_W_2_IESO | MISO_W | IESO | Internal | Summer | B3 | 75 | 90 | 0 | 62.58 | 43.47 | 8 | 0
2020 | MISO_W_2_IESO | MISO_W | IESO | Internal | Summer | B4 | 100 | 90 | 0 | 62.16 | 37.74 | 8 | 0
2020 | MISO_W_2_IESO | MISO_W | IESO | Internal | Summer | B5 | 200 | 90 | 0 | 53.09 | 37.74 | 8 | 0
2020 | MISO_W_2_IESO | MISO_W | IESO | Internal | Summer | B6 | 300 | 90 | 0 | 48.86 | 35.31 | 8 | 0
2020 | MISO_W_2_IESO | MISO_W | IESO | Internal | Summer | B7 | 400 | 90 | 0 | 39.98 | 32.98 | 8 | 0
2020 | MISO_W_2_IESO | MISO_W | IESO | Internal | Summer | B8 | 500 | 90 | 0 | 37.51 | 30.55 | 8 | 0
2020 | MISO_W_2_IESO | MISO_W | IESO | Internal | Summer | B9 | 800 | 90 | 0 | 37.25 | 30.55 | 8 | 0
2020 | MISO_W_2_IESO | MISO_W | IESO | Internal | Summer | B10 | 1262 | 90 | 0 | 35.86 | 30.55 | 8 | 0
2020 | MISO_W_2_IESO | MISO_W | IESO | Internal | Winter | B16 | 25 | 90 | 0 | 55.11 | 39.26 | 8 | 0
2020 | MISO_W_2_IESO | MISO_W | IESO | Internal | Winter | B17 | 100 | 90 | 0 | 46.27 | 36.27 | 8 | 0
2020 | MISO_W_2_IESO | MISO_W | IESO | Internal | Winter | B18 | 400 | 90 | 0 | 42.37 | 35.19 | 8 | 0
2020 | MISO_W_2_IESO | MISO_W | IESO | Internal | Winter | B19 | 700 | 90 | 0 | 41.27 | 35.19 | 8 | 0
2020 | MISO_W_2_IESO | MISO_W | IESO | Internal | Winter | B20 | 935 | 90 | 0 | 37.38 | 35.19 | 8 | 0
2020 | MISO_W_2_MAPP_CA | MISO_W | MAPP_CA | Internal | Shoulder | B11 | 25 | 700 | 0 | 55.86 | 46.89 | 0.01 | 0
2020 | MISO_W_2_MAPP_CA | MISO_W | MAPP_CA | Internal | Shoulder | B12 | 200 | 700 | 0.03 | 46.4 | 46.39 | 0.01 | 0
2020 | MISO_W_2_MAPP_CA | MISO_W | MAPP_CA | Internal | Shoulder | B13 | 600 | 700 | 0.01 | 41.61 | 41.6 | 0.01 | 0
2020 | MISO_W_2_MAPP_CA | MISO_W | MAPP_CA | Internal | Shoulder | B14 | 900 | 700 | 0 | 39.61 | 39.6 | 0.01 | 0
2020 | MISO_W_2_MAPP_CA | MISO_W | MAPP_CA | Internal | Shoulder | B15 | 1203 | 700 | 700 | 38.52 | 39.6 | 0.01 | 1.07
2020 | MISO_W_2_MAPP_CA | MISO_W | MAPP_CA | Internal | Summer | B1 | 10 | 700 | 0 | 64.47 | 50.47 | 0.01 | 0
2020 | MISO_W_2_MAPP_CA | MISO_W | MAPP_CA | Internal | Summer | B2 | 25 | 700 | 0 | 63.12 | 57.13 | 0.01 | 0
2020 | MISO_W_2_MAPP_CA | MISO_W | MAPP_CA | Internal | Summer | B3 | 75 | 700 | 0 | 62.58 | 50.47 | 0.01 | 0
2020 | MISO_W_2_MAPP_CA | MISO_W | MAPP_CA | Internal | Summer | B4 | 100 | 700 | 0 | 62.16 | 50.14 | 0.01 | 0
2020 | MISO_W_2_MAPP_CA | MISO_W | MAPP_CA | Internal | Summer | B5 | 200 | 700 | 0 | 53.09 | 49.28 | 0.01 | 0
2020 | MISO_W_2_MAPP_CA | MISO_W | MAPP_CA | Internal | Summer | B6 | 300 | 700 | 0.02 | 48.86 | 48.85 | 0.01 | 0
2020 | MISO_W_2_MAPP_CA | MISO_W | MAPP_CA | Internal | Summer | B7 | 400 | 700 | 0.02 | 39.98 | 39.96 | 0.01 | 0
2020 | MISO_W_2_MAPP_CA | MISO_W | MAPP_CA | Internal | Summer | B8 | 500 | 700 | 0.01 | 37.51 | 37.5 | 0.01 | 0
2020 | MISO_W_2_MAPP_CA | MISO_W | MAPP_CA | Internal | Summer | B9 | 800 | 700 | 0.04 | 37.25 | 37.25 | 0.01 | 0
2020 | MISO_W_2_MAPP_CA | MISO_W | MAPP_CA | Internal | Summer | B10 | 1262 | 700 | 700 | 35.86 | 37.25 | 0.01 | 1.38
2020 | MISO_W_2_MAPP_CA | MISO_W | MAPP_CA | Internal | Winter | B16 | 25 | 700 | 0.26 | 55.11 | 55.1 | 0.01 | 0
2020 | MISO_W_2_MAPP_CA | MISO_W | MAPP_CA | Internal | Winter | B17 | 100 | 700 | 0.07 | 46.27 | 46.26 | 0.01 | 0
2020 | MISO_W_2_MAPP_CA | MISO_W | MAPP_CA | Internal | Winter | B18 | 400 | 700 | 700 | 42.37 | 42.8 | 0.01 | 0.41
2020 | MISO_W_2_MAPP_CA | MISO_W | MAPP_CA | Internal | Winter | B19 | 700 | 700 | 700 | 41.27 | 42.8 | 0.01 | 1.51
2020 | MISO_W_2_MAPP_CA | MISO_W | MAPP_CA | Internal | Winter | B20 | 935 | 700 | 700 | 37.38 | 42.8 | 0.01 | 5.41
2020 | MISO_W_2_MAPP_US | MISO_W | MAPP_US | Internal | Shoulder | B11 | 25 | 2300 | 0 | 55.86 | 53.89 | 7 | 0
2020 | MISO_W_2_MAPP_US | MISO_W | MAPP_US | Internal | Shoulder | B12 | 200 | 2300 | 0 | 46.4 | 39.4 | 7 | 0
2020 | MISO_W_2_MAPP_US | MISO_W | MAPP_US | Internal | Shoulder | B13 | 600 | 2300 | 0 | 41.61 | 34.61 | 7 | 0
2020 | MISO_W_2_MAPP_US | MISO_W | MAPP_US | Internal | Shoulder | B14 | 900 | 2300 | 0 | 39.61 | 34.61 | 7 | 0
2020 | MISO_W_2_MAPP_US | MISO_W | MAPP_US | Internal | Shoulder | B15 | 1203 | 2300 | 0 | 38.52 | 34.12 | 7 | 0
2020 | MISO_W_2_MAPP_US | MISO_W | MAPP_US | Internal | Summer | B1 | 10 | 2300 | 0 | 64.47 | 57.47 | 7 | 0
2020 | MISO_W_2_MAPP_US | MISO_W | MAPP_US | Internal | Summer | B2 | 25 | 2300 | 0 | 63.12 | 57.47 | 7 | 0
2020 | MISO_W_2_MAPP_US | MISO_W | MAPP_US | Internal | Summer | B3 | 75 | 2300 | 0 | 62.58 | 57.47 | 7 | 0
2020 | MISO_W_2_MAPP_US | MISO_W | MAPP_US | Internal | Summer | B4 | 100 | 2300 | 0 | 62.16 | 57.14 | 7 | 0
2020 | MISO_W_2_MAPP_US | MISO_W | MAPP_US | Internal | Summer | B5 | 200 | 2300 | 0 | 53.09 | 53.08 | 7 | 0
2020 | MISO_W_2_MAPP_US | MISO_W | MAPP_US | Internal | Summer | B6 | 300 | 2300 | 0 | 48.86 | 48.85 | 7 | 0
2020 | MISO_W_2_MAPP_US | MISO_W | MAPP_US | Internal | Summer | B7 | 400 | 2300 | 0 | 39.98 | 33.93 | 7 | 0
2020 | MISO_W_2_MAPP_US | MISO_W | MAPP_US | Internal | Summer | B8 | 500 | 2300 | 0 | 37.51 | 31.42 | 7 | 0
2020 | MISO_W_2_MAPP_US | MISO_W | MAPP_US | Internal | Summer | B9 | 800 | 2300 | 0 | 37.25 | 31.42 | 7 | 0
2020 | MISO_W_2_MAPP_US | MISO_W | MAPP_US | Internal | Summer | B10 | 1262 | 2300 | 0 | 35.86 | 28.86 | 7 | 0
2020 | MISO_W_2_MAPP_US | MISO_W | MAPP_US | Internal | Winter | B16 | 25 | 2300 | 0 | 55.11 | 48.11 | 7 | 0
2020 | MISO_W_2_MAPP_US | MISO_W | MAPP_US | Internal | Winter | B17 | 100 | 2300 | 0 | 46.27 | 39.27 | 7 | 0
2020 | MISO_W_2_MAPP_US | MISO_W | MAPP_US | Internal | Winter | B18 | 400 | 2300 | 0 | 42.37 | 35.82 | 7 | 0
2020 | MISO_W_2_MAPP_US | MISO_W | MAPP_US | Internal | Winter | B19 | 700 | 2300 | 0 | 41.27 | 35.82 | 7 | 0
2020 | MISO_W_2_MAPP_US | MISO_W | MAPP_US | Internal | Winter | B20 | 935 | 2300 | 0 | 37.38 | 33 | 7 | 0
2020 | MISO_W_2_MISO_MO-IL | MISO_W | MISO_MO-IL | Internal | Shoulder | B11 | 25 | 3800 | 91.5 | 55.86 | 55.87 | 0.01 | 0
2020 | MISO_W_2_MISO_MO-IL | MISO_W | MISO_MO-IL | Internal | Shoulder | B12 | 200 | 3800 | 216.67 | 46.4 | 46.41 | 0.01 | 0
2020 | MISO_W_2_MISO_MO-IL | MISO_W | MISO_MO-IL | Internal | Shoulder | B13 | 600 | 3800 | 569.47 | 41.61 | 41.62 | 0.01 | 0
2020 | MISO_W_2_MISO_MO-IL | MISO_W | MISO_MO-IL | Internal | Shoulder | B14 | 900 | 3800 | 164.03 | 39.61 | 39.62 | 0.01 | 0
2020 | MISO_W_2_MISO_MO-IL | MISO_W | MISO_MO-IL | Internal | Shoulder | B15 | 1203 | 3800 | 0 | 38.52 | 38.51 | 0.01 | 0
2020 | MISO_W_2_MISO_MO-IL | MISO_W | MISO_MO-IL | Internal | Summer | B1 | 10 | 3800 | 678.24 | 64.47 | 64.48 | 0.01 | 0
2020 | MISO_W_2_MISO_MO-IL | MISO_W | MISO_MO-IL | Internal | Summer | B2 | 25 | 3800 | 0.41 | 63.12 | 63.12 | 0.01 | 0
2020 | MISO_W_2_MISO_MO-IL | MISO_W | MISO_MO-IL | Internal | Summer | B3 | 75 | 3800 | 0 | 62.58 | 61.14 | 0.01 | 0
2020 | MISO_W_2_MISO_MO-IL | MISO_W | MISO_MO-IL | Internal | Summer | B4 | 100 | 3800 | 0 | 62.16 | 59.41 | 0.01 | 0
2020 | MISO_W_2_MISO_MO-IL | MISO_W | MISO_MO-IL | Internal | Summer | B5 | 200 | 3800 | 0.01 | 53.09 | 53.01 | 0.01 | 0
2020 | MISO_W_2_MISO_MO-IL | MISO_W | MISO_MO-IL | Internal | Summer | B6 | 300 | 3800 | 0 | 48.86 | 47.86 | 0.01 | 0
2020 | MISO_W_2_MISO_MO-IL | MISO_W | MISO_MO-IL | Internal | Summer | B7 | 400 | 3800 | 0.04 | 39.98 | 39.98 | 0.01 | 0
2020 | MISO_W_2_MISO_MO-IL | MISO_W | MISO_MO-IL | Internal | Summer | B8 | 500 | 3800 | 2701.15 | 37.51 | 37.52 | 0.01 | 0
2020 | MISO_W_2_MISO_MO-IL | MISO_W | MISO_MO-IL | Internal | Summer | B9 | 800 | 3800 | 348.16 | 37.25 | 37.26 | 0.01 | 0
2020 | MISO_W_2_MISO_MO-IL | MISO_W | MISO_MO-IL | Internal | Summer | B10 | 1262 | 3800 | 2087.54 | 35.86 | 35.87 | 0.01 | 0
2020 | MISO_W_2_MISO_MO-IL | MISO_W | MISO_MO-IL | Internal | Winter | B16 | 25 | 3800 | 1538.29 | 55.11 | 55.12 | 0.01 | 0
2020 | MISO_W_2_MISO_MO-IL | MISO_W | MISO_MO-IL | Internal | Winter | B17 | 100 | 3800 | 1263.05 | 46.27 | 46.28 | 0.01 | 0
2020 | MISO_W_2_MISO_MO-IL | MISO_W | MISO_MO-IL | Internal | Winter | B18 | 400 | 3800 | 0.02 | 42.37 | 42.36 | 0.01 | 0
2020 | MISO_W_2_MISO_MO-IL | MISO_W | MISO_MO-IL | Internal | Winter | B19 | 700 | 3800 | 0 | 41.27 | 41.25 | 0.01 | 0
2020 | MISO_W_2_MISO_MO-IL | MISO_W | MISO_MO-IL | Internal | Winter | B20 | 935 | 3800 | 870.1 | 37.38 | 37.39 | 0.01 | 0
2020 | MISO_W_2_MISO_WUMS | MISO_W | MISO_WUMS | Internal | Shoulder | B11 | 25 | 1629 | 0 | 55.86 | 51.86 | 0.01 | 0
2020 | MISO_W_2_MISO_WUMS | MISO_W | MISO_WUMS | Internal | Shoulder | B12 | 200 | 1629 | 0.04 | 46.4 | 46.39 | 0.01 | 0
2020 | MISO_W_2_MISO_WUMS | MISO_W | MISO_WUMS | Internal | Shoulder | B13 | 600 | 1629 | 0.01 | 41.61 | 41.6 | 0.01 | 0
2020 | MISO_W_2_MISO_WUMS | MISO_W | MISO_WUMS | Internal | Shoulder | B14 | 900 | 1629 | 0 | 39.61 | 39.6 | 0.01 | 0
2020 | MISO_W_2_MISO_WUMS | MISO_W | MISO_WUMS | Internal | Shoulder | B15 | 1203 | 1629 | 0 | 38.52 | 36.91 | 0.01 | 0
2020 | MISO_W_2_MISO_WUMS | MISO_W | MISO_WUMS | Internal | Summer | B1 | 10 | 1629 | 0 | 64.47 | 59.88 | 0.01 | 0
2020 | MISO_W_2_MISO_WUMS | MISO_W | MISO_WUMS | Internal | Summer | B2 | 25 | 1629 | 0 | 63.12 | 59.88 | 0.01 | 0
2020 | MISO_W_2_MISO_WUMS | MISO_W | MISO_WUMS | Internal | Summer | B3 | 75 | 1629 | 0 | 62.58 | 59.88 | 0.01 | 0
2020 | MISO_W_2_MISO_WUMS | MISO_W | MISO_WUMS | Internal | Summer | B4 | 100 | 1629 | 0 | 62.16 | 58.16 | 0.01 | 0
2020 | MISO_W_2_MISO_WUMS | MISO_W | MISO_WUMS | Internal | Summer | B5 | 200 | 1629 | 0 | 53.09 | 51.83 | 0.01 | 0
2020 | MISO_W_2_MISO_WUMS | MISO_W | MISO_WUMS | Internal | Summer | B6 | 300 | 1629 | 0 | 48.86 | 47.85 | 0.01 | 0
2020 | MISO_W_2_MISO_WUMS | MISO_W | MISO_WUMS | Internal | Summer | B7 | 400 | 1629 | 0.02 | 39.98 | 39.96 | 0.01 | 0
2020 | MISO_W_2_MISO_WUMS | MISO_W | MISO_WUMS | Internal | Summer | B8 | 500 | 1629 | 0 | 37.51 | 36.6 | 0.01 | 0
2020 | MISO_W_2_MISO_WUMS | MISO_W | MISO_WUMS | Internal | Summer | B9 | 800 | 1629 | 0 | 37.25 | 35.66 | 0.01 | 0
2020 | MISO_W_2_MISO_WUMS | MISO_W | MISO_WUMS | Internal | Summer | B10 | 1262 | 1629 | 0 | 35.86 | 35.66 | 0.01 | 0
2020 | MISO_W_2_MISO_WUMS | MISO_W | MISO_WUMS | Internal | Winter | B16 | 25 | 1629 | 175.59 | 55.11 | 55.12 | 0.01 | 0
2020 | MISO_W_2_MISO_WUMS | MISO_W | MISO_WUMS | Internal | Winter | B17 | 100 | 1629 | 246.71 | 46.27 | 46.28 | 0.01 | 0
2020 | MISO_W_2_MISO_WUMS | MISO_W | MISO_WUMS | Internal | Winter | B18 | 400 | 1629 | 0.03 | 42.37 | 42.37 | 0.01 | 0
2020 | MISO_W_2_MISO_WUMS | MISO_W | MISO_WUMS | Internal | Winter | B19 | 700 | 1629 | 0.01 | 41.27 | 41.26 | 0.01 | 0
2020 | MISO_W_2_MISO_WUMS | MISO_W | MISO_WUMS | Internal | Winter | B20 | 935 | 1629 | 164.33 | 37.38 | 37.39 | 0.01 | 0
2020 | MISO_W_2_NE | MISO_W | NE | Internal | Shoulder | B11 | 25 | 2800 | 0 | 55.86 | 60.89 | 7 | 0
2020 | MISO_W_2_NE | MISO_W | NE | Internal | Shoulder | B12 | 200 | 2800 | 0 | 46.4 | 43.39 | 7 | 0
2020 | MISO_W_2_NE | MISO_W | NE | Internal | Shoulder | B13 | 600 | 2800 | 0 | 41.61 | 41.61 | 7 | 0
2020 | MISO_W_2_NE | MISO_W | NE | Internal | Shoulder | B14 | 900 | 2800 | 0 | 39.61 | 40.57 | 7 | 0
2020 | MISO_W_2_NE | MISO_W | NE | Internal | Shoulder | B15 | 1203 | 2800 | 0 | 38.52 | 40.17 | 7 | 0
2020 | MISO_W_2_NE | MISO_W | NE | Internal | Summer | B1 | 10 | 2800 | 0 | 64.47 | 64.47 | 7 | 0
2020 | MISO_W_2_NE | MISO_W | NE | Internal | Summer | B2 | 25 | 2800 | 0 | 63.12 | 64.47 | 7 | 0
2020 | MISO_W_2_NE | MISO_W | NE | Internal | Summer | B3 | 75 | 2800 | 0 | 62.58 | 64.47 | 7 | 0
2020 | MISO_W_2_NE | MISO_W | NE | Internal | Summer | B4 | 100 | 2800 | 0 | 62.16 | 64.14 | 7 | 0
2020 | MISO_W_2_NE | MISO_W | NE | Internal | Summer | B5 | 200 | 2800 | 0.07 | 53.09 | 60.08 | 7 | 0
2020 | MISO_W_2_NE | MISO_W | NE | Internal | Summer | B6 | 300 | 2800 | 0.04 | 48.86 | 55.85 | 7 | 0
2020 | MISO_W_2_NE | MISO_W | NE | Internal | Summer | B7 | 400 | 2800 | 0 | 39.98 | 40.93 | 7 | 0
2020 | MISO_W_2_NE | MISO_W | NE | Internal | Summer | B8 | 500 | 2800 | 0 | 37.51 | 38.42 | 7 | 0
2020 | MISO_W_2_NE | MISO_W | NE | Internal | Summer | B9 | 800 | 2800 | 0 | 37.25 | 38.42 | 7 | 0
2020 | MISO_W_2_NE | MISO_W | NE | Internal | Summer | B10 | 1262 | 2800 | 0 | 35.86 | 35.86 | 7 | 0
2020 | MISO_W_2_NE | MISO_W | NE | Internal | Winter | B16 | 25 | 2800 | 0 | 55.11 | 55.11 | 7 | 0
2020 | MISO_W_2_NE | MISO_W | NE | Internal | Winter | B17 | 100 | 2800 | 0 | 46.27 | 44.04 | 7 | 0
2020 | MISO_W_2_NE | MISO_W | NE | Internal | Winter | B18 | 400 | 2800 | 0 | 42.37 | 42.82 | 7 | 0
2020 | MISO_W_2_NE | MISO_W | NE | Internal | Winter | B19 | 700 | 2800 | 0 | 41.27 | 42.82 | 7 | 0
2020 | MISO_W_2_NE | MISO_W | NE | Internal | Winter | B20 | 935 | 2800 | 0 | 37.38 | 40 | 7 | 0
2020 | MISO_W_2_PJM_ROR | MISO_W | PJM_ROR | Internal | Shoulder | B11 | 25 | 773 | 0 | 55.86 | 53.86 | 2 | 0
2020 | MISO_W_2_PJM_ROR | MISO_W | PJM_ROR | Internal | Shoulder | B12 | 200 | 773 | 772.93 | 46.4 | 48.41 | 2 | 0.01
2020 | MISO_W_2_PJM_ROR | MISO_W | PJM_ROR | Internal | Shoulder | B13 | 600 | 773 | 0.02 | 41.61 | 43.6 | 2 | 0
2020 | MISO_W_2_PJM_ROR | MISO_W | PJM_ROR | Internal | Shoulder | B14 | 900 | 773 | 0.02 | 39.61 | 41.6 | 2 | 0
2020 | MISO_W_2_PJM_ROR | MISO_W | PJM_ROR | Internal | Shoulder | B15 | 1203 | 773 | 0 | 38.52 | 37.21 | 2 | 0
2020 | MISO_W_2_PJM_ROR | MISO_W | PJM_ROR | Internal | Summer | B1 | 10 | 773 | 771.76 | 64.47 | 66.48 | 2 | 0.01
2020 | MISO_W_2_PJM_ROR | MISO_W | PJM_ROR | Internal | Summer | B2 | 25 | 773 | 1.43 | 63.12 | 65.12 | 2 | 0
2020 | MISO_W_2_PJM_ROR | MISO_W | PJM_ROR | Internal | Summer | B3 | 75 | 773 | 0 | 62.58 | 61.28 | 2 | 0
2020 | MISO_W_2_PJM_ROR | MISO_W | PJM_ROR | Internal | Summer | B4 | 100 | 773 | 0 | 62.16 | 60.16 | 2 | 0
2020 | MISO_W_2_PJM_ROR | MISO_W | PJM_ROR | Internal | Summer | B5 | 200 | 773 | 0 | 53.09 | 53.83 | 2 | 0
2020 | MISO_W_2_PJM_ROR | MISO_W | PJM_ROR | Internal | Summer | B6 | 300 | 773 | 0 | 48.86 | 49.85 | 2 | 0
2020 | MISO_W_2_PJM_ROR | MISO_W | PJM_ROR | Internal | Summer | B7 | 400 | 773 | 0.04 | 39.98 | 41.96 | 2 | 0
2020 | MISO_W_2_PJM_ROR | MISO_W | PJM_ROR | Internal | Summer | B8 | 500 | 773 | 0 | 37.51 | 38.6 | 2 | 0
2020 | MISO_W_2_PJM_ROR | MISO_W | PJM_ROR | Internal | Summer | B9 | 800 | 773 | 0 | 37.25 | 37.31 | 2 | 0
2020 | MISO_W_2_PJM_ROR | MISO_W | PJM_ROR | Internal | Summer | B10 | 1262 | 773 | 0 | 35.86 | 35.79 | 2 | 0
2020 | MISO_W_2_PJM_ROR | MISO_W | PJM_ROR | Internal | Winter | B16 | 25 | 773 | 772.47 | 55.11 | 57.12 | 2 | 0.01
2020 | MISO_W_2_PJM_ROR | MISO_W | PJM_ROR | Internal | Winter | B17 | 100 | 773 | 772.93 | 46.27 | 48.3 | 2 | 0.02
2020 | MISO_W_2_PJM_ROR | MISO_W | PJM_ROR | Internal | Winter | B18 | 400 | 773 | 1.03 | 42.37 | 44.37 | 2 | 0
2020 | MISO_W_2_PJM_ROR | MISO_W | PJM_ROR | Internal | Winter | B19 | 700 | 773 | 0 | 41.27 | 43.25 | 2 | 0
2020 | MISO_W_2_PJM_ROR | MISO_W | PJM_ROR | Internal | Winter | B20 | 935 | 773 | 0 | 37.38 | 38.75 | 2 | 0
2020 | MISO_W_2_SPP_N | MISO_W | SPP_N | Internal | Shoulder | B11 | 25 | 3200 | 0.01 | 55.86 | 62.26 | 7 | 0
2020 | MISO_W_2_SPP_N | MISO_W | SPP_N | Internal | Shoulder | B12 | 200 | 3200 | 0 | 46.4 | 43.4 | 7 | 0
2020 | MISO_W_2_SPP_N | MISO_W | SPP_N | Internal | Shoulder | B13 | 600 | 3200 | 0 | 41.61 | 41.62 | 7 | 0
2020 | MISO_W_2_SPP_N | MISO_W | SPP_N | Internal | Shoulder | B14 | 900 | 3200 | 0 | 39.61 | 40.58 | 7 | 0
2020 | MISO_W_2_SPP_N | MISO_W | SPP_N | Internal | Shoulder | B15 | 1203 | 3200 | 0 | 38.52 | 40.19 | 7 | 0
2020 | MISO_W_2_SPP_N | MISO_W | SPP_N | Internal | Summer | B1 | 10 | 3200 | 0 | 64.47 | 66.03 | 7 | 0
2020 | MISO_W_2_SPP_N | MISO_W | SPP_N | Internal | Summer | B2 | 25 | 3200 | 0 | 63.12 | 66.03 | 7 | 0
2020 | MISO_W_2_SPP_N | MISO_W | SPP_N | Internal | Summer | B3 | 75 | 3200 | 0 | 62.58 | 66.03 | 7 | 0
2020 | MISO_W_2_SPP_N | MISO_W | SPP_N | Internal | Summer | B4 | 100 | 3200 | 0 | 62.16 | 64.15 | 7 | 0
2020 | MISO_W_2_SPP_N | MISO_W | SPP_N | Internal | Summer | B5 | 200 | 3200 | 485.92 | 53.09 | 60.09 | 7 | 0
2020 | MISO_W_2_SPP_N | MISO_W | SPP_N | Internal | Summer | B6 | 300 | 3200 | 1300.65 | 48.86 | 55.86 | 7 | 0
2020 | MISO_W_2_SPP_N | MISO_W | SPP_N | Internal | Summer | B7 | 400 | 3200 | 692.02 | 39.98 | 46.98 | 7 | 0
2020 | MISO_W_2_SPP_N | MISO_W | SPP_N | Internal | Summer | B8 | 500 | 3200 | 0 | 37.51 | 40.6 | 7 | 0
2020 | MISO_W_2_SPP_N | MISO_W | SPP_N | Internal | Summer | B9 | 800 | 3200 | 0 | 37.25 | 39.8 | 7 | 0
2020 | MISO_W_2_SPP_N | MISO_W | SPP_N | Internal | Summer | B10 | 1262 | 3200 | 0 | 35.86 | 37.13 | 7 | 0
2020 | MISO_W_2_SPP_N | MISO_W | SPP_N | Internal | Winter | B16 | 25 | 3200 | 0 | 55.11 | 55.12 | 7 | 0
2020 | MISO_W_2_SPP_N | MISO_W | SPP_N | Internal | Winter | B17 | 100 | 3200 | 0 | 46.27 | 44.05 | 7 | 0
2020 | MISO_W_2_SPP_N | MISO_W | SPP_N | Internal | Winter | B18 | 400 | 3200 | 0 | 42.37 | 42.83 | 7 | 0
2020 | MISO_W_2_SPP_N | MISO_W | SPP_N | Internal | Winter | B19 | 700 | 3200 | 0 | 41.27 | 42.83 | 7 | 0
2020 | MISO_W_2_SPP_N | MISO_W | SPP_N | Internal | Winter | B20 | 935 | 3200 | 0 | 37.38 | 42.74 | 7 | 0
2020 | MISO_WUMS_2_MISO_MI | MISO_WUMS | MISO_MI | Internal | Shoulder | B11 | 25 | 99 | 99 | 51.86 | 53.75 | 0.01 | 1.88
2020 | MISO_WUMS_2_MISO_MI | MISO_WUMS | MISO_MI | Internal | Shoulder | B12 | 200 | 99 | 98.93 | 46.39 | 46.41 | 0.01 | 0.01
2020 | MISO_WUMS_2_MISO_MI | MISO_WUMS | MISO_MI | Internal | Shoulder | B13 | 600 | 99 | 98.99 | 41.6 | 41.64 | 0.01 | 0.04
2020 | MISO_WUMS_2_MISO_MI | MISO_WUMS | MISO_MI | Internal | Shoulder | B14 | 900 | 99 | 98.99 | 39.6 | 39.65 | 0.01 | 0.04
2020 | MISO_WUMS_2_MISO_MI | MISO_WUMS | MISO_MI | Internal | Shoulder | B15 | 1203 | 99 | 99 | 36.91 | 38.53 | 0.01 | 1.61
2020 | MISO_WUMS_2_MISO_MI | MISO_WUMS | MISO_MI | Internal | Summer | B1 | 10 | 99 | 99 | 59.88 | 64.46 | 0.01 | 4.57
2020 | MISO_WUMS_2_MISO_MI | MISO_WUMS | MISO_MI | Internal | Summer | B2 | 25 | 99 | 99 | 59.88 | 63.12 | 0.01 | 3.23
2020 | MISO_WUMS_2_MISO_MI | MISO_WUMS | MISO_MI | Internal | Summer | B3 | 75 | 99 | 0.05 | 59.88 | 59.85 | 0.01 | 0
2020 | MISO_WUMS_2_MISO_MI | MISO_WUMS | MISO_MI | Internal | Summer | B4 | 100 | 99 | 0.12 | 58.16 | 58.16 | 0.01 | 0
2020 | MISO_WUMS_2_MISO_MI | MISO_WUMS | MISO_MI | Internal | Summer | B5 | 200 | 99 | 99 | 51.83 | 52.98 | 0.01 | 1.14
2020 | MISO_WUMS_2_MISO_MI | MISO_WUMS | MISO_MI | Internal | Summer | B6 | 300 | 99 | 0.04 | 47.85 | 47.85 | 0.01 | 0
2020 | MISO_WUMS_2_MISO_MI | MISO_WUMS | MISO_MI | Internal | Summer | B7 | 400 | 99 | 50.93 | 39.96 | 39.98 | 0.01 | 0
2020 | MISO_WUMS_2_MISO_MI | MISO_WUMS | MISO_MI | Internal | Summer | B8 | 500 | 99 | 99 | 36.6 | 37.55 | 0.01 | 0.94
2020 | MISO_WUMS_2_MISO_MI | MISO_WUMS | MISO_MI | Internal | Summer | B9 | 800 | 99 | 99 | 35.66 | 37.28 | 0.01 | 1.61
2020 | MISO_WUMS_2_MISO_MI | MISO_WUMS | MISO_MI | Internal | Summer | B10 | 1262 | 99 | 99 | 35.66 | 36.03 | 0.01 | 0.36
2020 | MISO_WUMS_2_MISO_MI | MISO_WUMS | MISO_MI | Internal | Winter | B16 | 25 | 99 | 0.47 | 55.12 | 55.12 | 0.01 | 0
2020 | MISO_WUMS_2_MISO_MI | MISO_WUMS | MISO_MI | Internal | Winter | B17 | 100 | 99 | 98.87 | 46.28 | 46.31 | 0.01 | 0.01
2020 | MISO_WUMS_2_MISO_MI | MISO_WUMS | MISO_MI | Internal | Winter | B18 | 400 | 99 | 43.62 | 42.37 | 42.38 | 0.01 | 0
2020 | MISO_WUMS_2_MISO_MI | MISO_WUMS | MISO_MI | Internal | Winter | B19 | 700 | 99 | 9.37 | 41.26 | 41.27 | 0.01 | 0
2020 | MISO_WUMS_2_MISO_MI | MISO_WUMS | MISO_MI | Internal | Winter | B20 | 935 | 99 | 98.99 | 37.39 | 37.41 | 0.01 | 0.01
2020 | MISO_WUMS_2_MISO_W | MISO_WUMS | MISO_W | Internal | Shoulder | B11 | 25 | 1137 | 1137 | 51.86 | 55.86 | 0.01 | 3.99
2020 | MISO_WUMS_2_MISO_W | MISO_WUMS | MISO_W | Internal | Shoulder | B12 | 200 | 1137 | 76.61 | 46.39 | 46.4 | 0.01 | 0
2020 | MISO_WUMS_2_MISO_W | MISO_WUMS | MISO_W | Internal | Shoulder | B13 | 600 | 1137 | 317.9 | 41.6 | 41.61 | 0.01 | 0
2020 | MISO_WUMS_2_MISO_W | MISO_WUMS | MISO_W | Internal | Shoulder | B14 | 900 | 1137 | 41.9 | 39.6 | 39.61 | 0.01 | 0
2020 | MISO_WUMS_2_MISO_W | MISO_WUMS | MISO_W | Internal | Shoulder | B15 | 1203 | 1137 | 1137 | 36.91 | 38.52 | 0.01 | 1.6
2020 | MISO_WUMS_2_MISO_W | MISO_WUMS | MISO_W | Internal | Summer | B1 | 10 | 1137 | 1137 | 59.88 | 64.47 | 0.01 | 4.58
2020 | MISO_WUMS_2_MISO_W | MISO_WUMS | MISO_W | Internal | Summer | B2 | 25 | 1137 | 1137 | 59.88 | 63.12 | 0.01 | 3.23
2020 | MISO_WUMS_2_MISO_W | MISO_WUMS | MISO_W | Internal | Summer | B3 | 75 | 1137 | 1137 | 59.88 | 62.58 | 0.01 | 2.69
2020 | MISO_WUMS_2_MISO_W | MISO_WUMS | MISO_W | Internal | Summer | B4 | 100 | 1137 | 1137 | 58.16 | 62.16 | 0.01 | 3.99
2020 | MISO_WUMS_2_MISO_W | MISO_WUMS | MISO_W | Internal | Summer | B5 | 200 | 1137 | 1137 | 51.83 | 53.09 | 0.01 | 1.25
2020 | MISO_WUMS_2_MISO_W | MISO_WUMS | MISO_W | Internal | Summer | B6 | 300 | 1137 | 1137 | 47.85 | 48.86 | 0.01 | 1
2020 | MISO_WUMS_2_MISO_W | MISO_WUMS | MISO_W | Internal | Summer | B7 | 400 | 1137 | 525.58 | 39.96 | 39.98 | 0.01 | 0
2020 | MISO_WUMS_2_MISO_W | MISO_WUMS | MISO_W | Internal | Summer | B8 | 500 | 1137 | 1137 | 36.6 | 37.51 | 0.01 | 0.9
2020 | MISO_WUMS_2_MISO_W | MISO_WUMS | MISO_W | Internal | Summer | B9 | 800 | 1137 | 1137 | 35.66 | 37.25 | 0.01 | 1.57
2020 | MISO_WUMS_2_MISO_W | MISO_WUMS | MISO_W | Internal | Summer | B10 | 1262 | 1137 | 1137 | 35.66 | 35.86 | 0.01 | 0.19
2020 | MISO_WUMS_2_MISO_W | MISO_WUMS | MISO_W | Internal | Winter | B16 | 25 | 1137 | 0.29 | 55.12 | 55.11 | 0.01 | 0
2020 | MISO_WUMS_2_MISO_W | MISO_WUMS | MISO_W | Internal | Winter | B17 | 100 | 1137 | 0.07 | 46.28 | 46.27 | 0.01 | 0
2020 | MISO_WUMS_2_MISO_W | MISO_WUMS | MISO_W | Internal | Winter | B18 | 400 | 1137 | 0.04 | 42.37 | 42.37 | 0.01 | 0
2020 | MISO_WUMS_2_MISO_W | MISO_WUMS | MISO_W | Internal | Winter | B19 | 700 | 1137 | 892.19 | 41.26 | 41.27 | 0.01 | 0
2020 | MISO_WUMS_2_MISO_W | MISO_WUMS | MISO_W | Internal | Winter | B20 | 935 | 1137 | 0 | 37.39 | 37.38 | 0.01 | 0
2020 | MISO_WUMS_2_PJM_ROR | MISO_WUMS | PJM_ROR | Internal | Shoulder | B11 | 25 | 1600 | 378.32 | 51.86 | 53.86 | 2 | 0
2020 | MISO_WUMS_2_PJM_ROR | MISO_WUMS | PJM_ROR | Internal | Shoulder | B12 | 200 | 1600 | 1599.96 | 46.39 | 48.41 | 2 | 0.02
2020 | MISO_WUMS_2_PJM_ROR | MISO_WUMS | PJM_ROR | Internal | Shoulder | B13 | 600 | 1600 | 869.42 | 41.6 | 43.6 | 2 | 0
2020 | MISO_WUMS_2_PJM_ROR | MISO_WUMS | PJM_ROR | Internal | Shoulder | B14 | 900 | 1600 | 1529.69 | 39.6 | 41.6 | 2 | 0
2020 | MISO_WUMS_2_PJM_ROR | MISO_WUMS | PJM_ROR | Internal | Shoulder | B15 | 1203 | 1600 | 0 | 36.91 | 37.21 | 2 | 0
2020 | MISO_WUMS_2_PJM_ROR | MISO_WUMS | PJM_ROR | Internal | Summer | B1 | 10 | 1600 | 1600 | 59.88 | 66.48 | 2 | 4.6
2020 | MISO_WUMS_2_PJM_ROR | MISO_WUMS | PJM_ROR | Internal | Summer | B2 | 25 | 1600 | 1600 | 59.88 | 65.12 | 2 | 3.24
2020 | MISO_WUMS_2_PJM_ROR | MISO_WUMS | PJM_ROR | Internal | Summer | B3 | 75 | 1600 | 0 | 59.88 | 61.28 | 2 | 0
2020 | MISO_WUMS_2_PJM_ROR | MISO_WUMS | PJM_ROR | Internal | Summer | B4 | 100 | 1600 | 245.32 | 58.16 | 60.16 | 2 | 0
2020 | MISO_WUMS_2_PJM_ROR | MISO_WUMS | PJM_ROR | Internal | Summer | B5 | 200 | 1600 | 633.29 | 51.83 | 53.83 | 2 | 0
2020 | MISO_WUMS_2_PJM_ROR | MISO_WUMS | PJM_ROR | Internal | Summer | B6 | 300 | 1600 | 1275.18 | 47.85 | 49.85 | 2 | 0
2020 | MISO_WUMS_2_PJM_ROR | MISO_WUMS | PJM_ROR | Internal | Summer | B7 | 400 | 1600 | 1288.9 | 39.96 | 41.96 | 2 | 0
2020 | MISO_WUMS_2_PJM_ROR | MISO_WUMS | PJM_ROR | Internal | Summer | B8 | 500 | 1600 | 72.21 | 36.6 | 38.6 | 2 | 0
2020 | MISO_WUMS_2_PJM_ROR | MISO_WUMS | PJM_ROR | Internal | Summer | B9 | 800 | 1600 | 0 | 35.66 | 37.31 | 2 | 0
2020 | MISO_WUMS_2_PJM_ROR | MISO_WUMS | PJM_ROR | Internal | Summer | B10 | 1262 | 1600 | 0 | 35.66 | 35.79 | 2 | 0
2020 | MISO_WUMS_2_PJM_ROR | MISO_WUMS | PJM_ROR | Internal | Winter | B16 | 25 | 1600 | 1373.77 | 55.12 | 57.12 | 2 | 0
2020 | MISO_WUMS_2_PJM_ROR | MISO_WUMS | PJM_ROR | Internal | Winter | B17 | 100 | 1600 | 1599.86 | 46.28 | 48.3 | 2 | 0.01
2020 | MISO_WUMS_2_PJM_ROR | MISO_WUMS | PJM_ROR | Internal | Winter | B18 | 400 | 1600 | 1460.72 | 42.37 | 44.37 | 2 | 0
2020 | MISO_WUMS_2_PJM_ROR | MISO_WUMS | PJM_ROR | Internal | Winter | B19 | 700 | 1600 | 0 | 41.26 | 43.25 | 2 | 0
2020 | MISO_WUMS_2_PJM_ROR | MISO_WUMS | PJM_ROR | Internal | Winter | B20 | 935 | 1600 | 0 | 37.39 | 38.75 | 2 | 0
2020 | NE_2_MAPP_US | NE | MAPP_US | Internal | Shoulder | B11 | 25 | 1600 | 0 | 60.89 | 53.89 | 5 | 0
2020 | NE_2_MAPP_US | NE | MAPP_US | Internal | Shoulder | B12 | 200 | 1600 | 0 | 43.39 | 39.4 | 5 | 0
2020 | NE_2_MAPP_US | NE | MAPP_US | Internal | Shoulder | B13 | 600 | 1600 | 0 | 41.61 | 34.61 | 5 | 0
2020 | NE_2_MAPP_US | NE | MAPP_US | Internal | Shoulder | B14 | 900 | 1600 | 0 | 40.57 | 34.61 | 5 | 0
2020 | NE_2_MAPP_US | NE | MAPP_US | Internal | Shoulder | B15 | 1203 | 1600 | 0 | 40.17 | 34.12 | 5 | 0
2020 | NE_2_MAPP_US | NE | MAPP_US | Internal | Summer | B1 | 10 | 1600 | 0 | 64.47 | 57.47 | 5 | 0
2020 | NE_2_MAPP_US | NE | MAPP_US | Internal | Summer | B2 | 25 | 1600 | 0 | 64.47 | 57.47 | 5 | 0
2020 | NE_2_MAPP_US | NE | MAPP_US | Internal | Summer | B3 | 75 | 1600 | 0 | 64.47 | 57.47 | 5 | 0
2020 | NE_2_MAPP_US | NE | MAPP_US | Internal | Summer | B4 | 100 | 1600 | 0 | 64.14 | 57.14 | 5 | 0
2020 | NE_2_MAPP_US | NE | MAPP_US | Internal | Summer | B5 | 200 | 1600 | 0 | 60.08 | 53.08 | 5 | 0
2020 | NE_2_MAPP_US | NE | MAPP_US | Internal | Summer | B6 | 300 | 1600 | 0 | 55.85 | 48.85 | 5 | 0
2020 | NE_2_MAPP_US | NE | MAPP_US | Internal | Summer | B7 | 400 | 1600 | 0 | 40.93 | 33.93 | 5 | 0
2020 | NE_2_MAPP_US | NE | MAPP_US | Internal | Summer | B8 | 500 | 1600 | 0 | 38.42 | 31.42 | 5 | 0
2020 | NE_2_MAPP_US | NE | MAPP_US | Internal | Summer | B9 | 800 | 1600 | 0 | 38.42 | 31.42 | 5 | 0
2020 | NE_2_MAPP_US | NE | MAPP_US | Internal | Summer | B10 | 1262 | 1600 | 0 | 35.86 | 28.86 | 5 | 0
2020 | NE_2_MAPP_US | NE | MAPP_US | Internal | Winter | B16 | 25 | 1600 | 0 | 55.11 | 48.11 | 5 | 0
2020 | NE_2_MAPP_US | NE | MAPP_US | Internal | Winter | B17 | 100 | 1600 | 0 | 44.04 | 39.27 | 5 | 0
2020 | NE_2_MAPP_US | NE | MAPP_US | Internal | Winter | B18 | 400 | 1600 | 0 | 42.82 | 35.82 | 5 | 0
2020 | NE_2_MAPP_US | NE | MAPP_US | Internal | Winter | B19 | 700 | 1600 | 0 | 42.82 | 35.82 | 5 | 0
2020 | NE_2_MAPP_US | NE | MAPP_US | Internal | Winter | B20 | 935 | 1600 | 0 | 40 | 33 | 5 | 0
2020 | NE_2_MISO_W | NE | MISO_W | Internal | Shoulder | B11 | 25 | 1600 | 0 | 60.89 | 55.86 | 5 | 0
2020 | NE_2_MISO_W | NE | MISO_W | Internal | Shoulder | B12 | 200 | 1600 | 0 | 43.39 | 46.4 | 5 | 0
2020 | NE_2_MISO_W | NE | MISO_W | Internal | Shoulder | B13 | 600 | 1600 | 0 | 41.61 | 41.61 | 5 | 0
2020 | NE_2_MISO_W | NE | MISO_W | Internal | Shoulder | B14 | 900 | 1600 | 0 | 40.57 | 39.61 | 5 | 0
2020 | NE_2_MISO_W | NE | MISO_W | Internal | Shoulder | B15 | 1203 | 1600 | 0 | 40.17 | 38.52 | 5 | 0
2020 | NE_2_MISO_W | NE | MISO_W | Internal | Summer | B1 | 10 | 1600 | 0 | 64.47 | 64.47 | 5 | 0
2020 | NE_2_MISO_W | NE | MISO_W | Internal | Summer | B2 | 25 | 1600 | 0 | 64.47 | 63.12 | 5 | 0
2020 | NE_2_MISO_W | NE | MISO_W | Internal | Summer | B3 | 75 | 1600 | 0 | 64.47 | 62.58 | 5 | 0
2020 | NE_2_MISO_W | NE | MISO_W | Internal | Summer | B4 | 100 | 1600 | 0 | 64.14 | 62.16 | 5 | 0
2020 | NE_2_MISO_W | NE | MISO_W | Internal | Summer | B5 | 200 | 1600 | 0 | 60.08 | 53.09 | 5 | 0
2020 | NE_2_MISO_W | NE | MISO_W | Internal | Summer | B6 | 300 | 1600 | 0 | 55.85 | 48.86 | 5 | 0
2020 | NE_2_MISO_W | NE | MISO_W | Internal | Summer | B7 | 400 | 1600 | 0 | 40.93 | 39.98 | 5 | 0
2020 | NE_2_MISO_W | NE | MISO_W | Internal | Summer | B8 | 500 | 1600 | 0 | 38.42 | 37.51 | 5 | 0
2020 | NE_2_MISO_W | NE | MISO_W | Internal | Summer | B9 | 800 | 1600 | 0 | 38.42 | 37.25 | 5 | 0
2020 | NE_2_MISO_W | NE | MISO_W | Internal | Summer | B10 | 1262 | 1600 | 0 | 35.86 | 35.86 | 5 | 0
2020 | NE_2_MISO_W | NE | MISO_W | Internal | Winter | B16 | 25 | 1600 | 0 | 55.11 | 55.11 | 5 | 0
2020 | NE_2_MISO_W | NE | MISO_W | Internal | Winter | B17 | 100 | 1600 | 0 | 44.04 | 46.27 | 5 | 0
2020 | NE_2_MISO_W | NE | MISO_W | Internal | Winter | B18 | 400 | 1600 | 0 | 42.82 | 42.37 | 5 | 0
2020 | NE_2_MISO_W | NE | MISO_W | Internal | Winter | B19 | 700 | 1600 | 0 | 42.82 | 41.27 | 5 | 0
2020 | NE_2_MISO_W | NE | MISO_W | Internal | Winter | B20 | 935 | 1600 | 0 | 40 | 37.38 | 5 | 0
2020 | NE_2_SPP_N | NE | SPP_N | Internal | Shoulder | B11 | 25 | 1800 | 1800 | 60.89 | 62.26 | 0.01 | 1.36
2020 | NE_2_SPP_N | NE | SPP_N | Internal | Shoulder | B12 | 200 | 1800 | 239.97 | 43.39 | 43.4 | 0.01 | 0
2020 | NE_2_SPP_N | NE | SPP_N | Internal | Shoulder | B13 | 600 | 1800 | 597.78 | 41.61 | 41.62 | 0.01 | 0
2020 | NE_2_SPP_N | NE | SPP_N | Internal | Shoulder | B14 | 900 | 1800 | 296.15 | 40.57 | 40.58 | 0.01 | 0
2020 | NE_2_SPP_N | NE | SPP_N | Internal | Shoulder | B15 | 1203 | 1800 | 711.27 | 40.17 | 40.19 | 0.01 | 0
2020 | NE_2_SPP_N | NE | SPP_N | Internal | Summer | B1 | 10 | 1800 | 1799.99 | 64.47 | 66.03 | 0.01 | 1.55
2020 | NE_2_SPP_N | NE | SPP_N | Internal | Summer | B2 | 25 | 1800 | 1800 | 64.47 | 66.03 | 0.01 | 1.55
2020 | NE_2_SPP_N | NE | SPP_N | Internal | Summer | B3 | 75 | 1800 | 1800 | 64.47 | 66.03 | 0.01 | 1.55
2020 | NE_2_SPP_N | NE | SPP_N | Internal | Summer | B4 | 100 | 1800 | 1398.09 | 64.14 | 64.15 | 0.01 | 0
2020 | NE_2_SPP_N | NE | SPP_N | Internal | Summer | B5 | 200 | 1800 | 1212.81 | 60.08 | 60.09 | 0.01 | 0
2020 | NE_2_SPP_N | NE | SPP_N | Internal | Summer | B6 | 300 | 1800 | 1755.39 | 55.85 | 55.86 | 0.01 | 0
2020 | NE_2_SPP_N | NE | SPP_N | Internal | Summer | B7 | 400 | 1800 | 1800 | 40.93 | 46.98 | 0.01 | 6.03
2020 | NE_2_SPP_N | NE | SPP_N | Internal | Summer | B8 | 500 | 1800 | 1800 | 38.42 | 40.6 | 0.01 | 2.17
2020 | NE_2_SPP_N | NE | SPP_N | Internal | Summer | B9 | 800 | 1800 | 1800 | 38.42 | 39.8 | 0.01 | 1.37
2020 | NE_2_SPP_N | NE | SPP_N | Internal | Summer | B10 | 1262 | 1800 | 1800 | 35.86 | 37.13 | 0.01 | 1.26
2020 | NE_2_SPP_N | NE | SPP_N | Internal | Winter | B16 | 25 | 1800 | 1671.13 | 55.11 | 55.12 | 0.01 | 0
2020 | NE_2_SPP_N | NE | SPP_N | Internal | Winter | B17 | 100 | 1800 | 1124.37 | 44.04 | 44.05 | 0.01 | 0
2020 | NE_2_SPP_N | NE | SPP_N | Internal | Winter | B18 | 400 | 1800 | 1535.94 | 42.82 | 42.83 | 0.01 | 0
2020 | NE_2_SPP_N | NE | SPP_N | Internal | Winter | B19 | 700 | 1800 | 1436.85 | 42.82 | 42.83 | 0.01 | 0
2020 | NE_2_SPP_N | NE | SPP_N | Internal | Winter | B20 | 935 | 1800 | 1800 | 40 | 42.74 | 0.01 | 2.73
2020 | NEISO_2_NYISO_A-F | NEISO | NYISO_A-F | Internal | Shoulder | B11 | 25 | 600 | 158.92 | 37.67 | 40.67 | 3 | 0
2020 | NEISO_2_NYISO_A-F | NEISO | NYISO_A-F | Internal | Shoulder | B12 | 200 | 600 | 0 | 37.67 | 40.4 | 3 | 0
2020 | NEISO_2_NYISO_A-F | NEISO | NYISO_A-F | Internal | Shoulder | B13 | 600 | 600 | 0 | 37.67 | 39.85 | 3 | 0
2020 | NEISO_2_NYISO_A-F | NEISO | NYISO_A-F | Internal | Shoulder | B14 | 900 | 600 | 0 | 37.67 | 39.35 | 3 | 0
2020 | NEISO_2_NYISO_A-F | NEISO | NYISO_A-F | Internal | Shoulder | B15 | 1203 | 600 | 0 | 37.67 | 39.35 | 3 | 0
2020 | NEISO_2_NYISO_A-F | NEISO | NYISO_A-F | Internal | Summer | B1 | 10 | 600 | 0 | 75.4 | 58.49 | 3 | 0
2020 | NEISO_2_NYISO_A-F | NEISO | NYISO_A-F | Internal | Summer | B2 | 25 | 600 | 0 | 60.13 | 57.13 | 3 | 0
2020 | NEISO_2_NYISO_A-F | NEISO | NYISO_A-F | Internal | Summer | B3 | 75 | 600 | 289.01 | 48.9 | 51.9 | 3 | 0
2020 | NEISO_2_NYISO_A-F | NEISO | NYISO_A-F | Internal | Summer | B4 | 100 | 600 | 483.15 | 42.81 | 45.81 | 3 | 0
2020 | NEISO_2_NYISO_A-F | NEISO | NYISO_A-F | Internal | Summer | B5 | 200 | 600 | 600 | 34.9 | 44.74 | 3 | 6.85
2020 | NEISO_2_NYISO_A-F | NEISO | NYISO_A-F | Internal | Summer | B6 | 300 | 600 | 600 | 34.9 | 42.31 | 3 | 4.41
2020 | NEISO_2_NYISO_A-F | NEISO | NYISO_A-F | Internal | Summer | B7 | 400 | 600 | 600 | 34.9 | 39.98 | 3 | 2.08
2020 | NEISO_2_NYISO_A-F | NEISO | NYISO_A-F | Internal | Summer | B8 | 500 | 600 | 450.19 | 34.9 | 37.9 | 3 | 0
2020 | NEISO_2_NYISO_A-F | NEISO | NYISO_A-F | Internal | Summer | B9 | 800 | 600 | 0 | 34.9 | 37.87 | 3 | 0
2020 | NEISO_2_NYISO_A-F | NEISO | NYISO_A-F | Internal | Summer | B10 | 1262 | 600 | 0 | 34.9 | 37.87 | 3 | 0
2020 | NEISO_2_NYISO_A-F | NEISO | NYISO_A-F | Internal | Winter | B16 | 25 | 600 | 0 | 46.27 | 46.26 | 3 | 0
2020 | NEISO_2_NYISO_A-F | NEISO | NYISO_A-F | Internal | Winter | B17 | 100 | 600 | 0 | 46.27 | 43.27 | 3 | 0
2020 | NEISO_2_NYISO_A-F | NEISO | NYISO_A-F | Internal | Winter | B18 | 400 | 600 | 0 | 46.27 | 42.19 | 3 | 0
2020 | NEISO_2_NYISO_A-F | NEISO | NYISO_A-F | Internal | Winter | B19 | 700 | 600 | 0 | 46.27 | 42.19 | 3 | 0
2020 | NEISO_2_NYISO_A-F | NEISO | NYISO_A-F | Internal | Winter | B20 | 935 | 600 | 0 | 46.27 | 42.19 | 3 | 0
2020 | NEISO_2_NYISO_G-I | NEISO | NYISO_G-I | Internal | Shoulder | B11 | 25 | 600 | 600 | 37.67 | 53.27 | 3 | 12.6
2020 | NEISO_2_NYISO_G-I | NEISO | NYISO_G-I | Internal | Shoulder | B12 | 200 | 600 | 370.83 | 37.67 | 40.67 | 3 | 0
2020 | NEISO_2_NYISO_G-I | NEISO | NYISO_G-I | Internal | Shoulder | B13 | 600 | 600 | 0.02 | 37.67 | 40.66 | 3 | 0
2020 | NEISO_2_NYISO_G-I | NEISO | NYISO_G-I | Internal | Shoulder | B14 | 900 | 600 | 0 | 37.67 | 40.08 | 3 | 0
2020 | NEISO_2_NYISO_G-I | NEISO | NYISO_G-I | Internal | Shoulder | B15 | 1203 | 600 | 0 | 37.67 | 39.36 | 3 | 0
2020 | NEISO_2_NYISO_G-I | NEISO | NYISO_G-I | Internal | Summer | B1 | 10 | 600 | 1.28 | 75.4 | 78.39 | 3 | 0
2020 | NEISO_2_NYISO_G-I | NEISO | NYISO_G-I | Internal | Summer | B2 | 25 | 600 | 450.24 | 60.13 | 63.13 | 3 | 0
2020 | NEISO_2_NYISO_G-I | NEISO | NYISO_G-I | Internal | Summer | B3 | 75 | 600 | 600 | 48.9 | 53.14 | 3 | 1.23
2020 | NEISO_2_NYISO_G-I | NEISO | NYISO_G-I | Internal | Summer | B4 | 100 | 600 | 600 | 42.81 | 49.17 | 3 | 3.36
2020 | NEISO_2_NYISO_G-I | NEISO | NYISO_G-I | Internal | Summer | B5 | 200 | 600 | 600 | 34.9 | 49.17 | 3 | 11.27
2020 | NEISO_2_NYISO_G-I | NEISO | NYISO_G-I | Internal | Summer | B6 | 300 | 600 | 600 | 34.9 | 49.17 | 3 | 11.27
2020 | NEISO_2_NYISO_G-I | NEISO | NYISO_G-I | Internal | Summer | B7 | 400 | 600 | 600 | 34.9 | 47.94 | 3 | 10.04
2020 | NEISO_2_NYISO_G-I | NEISO | NYISO_G-I | Internal | Summer | B8 | 500 | 600 | 599.97 | 34.9 | 37.91 | 3 | 0.01
2020 | NEISO_2_NYISO_G-I | NEISO | NYISO_G-I | Internal | Summer | B9 | 800 | 600 | 0.02 | 34.9 | 37.88 | 3 | 0
2020 | NEISO_2_NYISO_G-I | NEISO | NYISO_G-I | Internal | Summer | B10 | 1262 | 600 | 0.01 | 34.9 | 37.88 | 3 | 0
2020 | NEISO_2_NYISO_G-I | NEISO | NYISO_G-I | Internal | Winter | B16 | 25 | 600 | 600 | 46.27 | 63.14 | 3 | 13.87
2020 | NEISO_2_NYISO_G-I | NEISO | NYISO_G-I | Internal | Winter | B17 | 100 | 600 | 600 | 46.27 | 53.57 | 3 | 4.3
2020 | NEISO_2_NYISO_G-I | NEISO | NYISO_G-I | Internal | Winter | B18 | 400 | 600 | 600 | 46.27 | 50.78 | 3 | 1.51
2020 | NEISO_2_NYISO_G-I | NEISO | NYISO_G-I | Internal | Winter | B19 | 700 | 600 | 487.95 | 46.27 | 49.27 | 3 | 0
2020 | NEISO_2_NYISO_G-I | NEISO | NYISO_G-I | Internal | Winter | B20 | 935 | 600 | 0 | 46.27 | 45.54 | 3 | 0
2020 | NEISO_2_NYISO_J-K | NEISO | NYISO_J-K | Internal | Shoulder | B11 | 25 | 430 | 430 | 37.67 | 53.28 | 3 | 12.61
2020 | NEISO_2_NYISO_J-K | NEISO | NYISO_J-K | Internal | Shoulder | B12 | 200 | 430 | 429.93 | 37.67 | 40.68 | 3 | 0.01
2020 | NEISO_2_NYISO_J-K | NEISO | NYISO_J-K | Internal | Shoulder | B13 | 600 | 430 | 325.07 | 37.67 | 40.67 | 3 | 0
2020 | NEISO_2_NYISO_J-K | NEISO | NYISO_J-K | Internal | Shoulder | B14 | 900 | 430 | 0 | 37.67 | 40.09 | 3 | 0
2020 | NEISO_2_NYISO_J-K | NEISO | NYISO_J-K | Internal | Shoulder | B15 | 1203 | 430 | 0 | 37.67 | 39.37 | 3 | 0
2020 | NEISO_2_NYISO_J-K | NEISO | NYISO_J-K | Internal | Summer | B1 | 10 | 430 | 366.74 | 75.4 | 78.4 | 3 | 0
2020 | NEISO_2_NYISO_J-K | NEISO | NYISO_J-K | Internal | Summer | B2 | 25 | 430 | 429.51 | 60.13 | 63.14 | 3 | 0.01
2020 | NEISO_2_NYISO_J-K | NEISO | NYISO_J-K | Internal | Summer | B3 | 75 | 430 | 430 | 48.9 | 53.15 | 3 | 1.24
2020 | NEISO_2_NYISO_J-K | NEISO | NYISO_J-K | Internal | Summer | B4 | 100 | 430 | 430 | 42.81 | 49.18 | 3 | 3.37
2020 | NEISO_2_NYISO_J-K | NEISO | NYISO_J-K | Internal | Summer | B5 | 200 | 430 | 430 | 34.9 | 49.18 | 3 | 11.28
2020 | NEISO_2_NYISO_J-K | NEISO | NYISO_J-K | Internal | Summer | B6 | 300 | 430 | 430 | 34.9 | 49.18 | 3 | 11.28
2020 | NEISO_2_NYISO_J-K | NEISO | NYISO_J-K | Internal | Summer | B7 | 400 | 430 | 430 | 34.9 | 47.95 | 3 | 10.06
2020 | NEISO_2_NYISO_J-K | NEISO | NYISO_J-K | Internal | Summer | B8 | 500 | 430 | 429.99 | 34.9 | 37.92 | 3 | 0.02
2020 | NEISO_2_NYISO_J-K | NEISO | NYISO_J-K | Internal | Summer | B9 | 800 | 430 | 320.71 | 34.9 | 37.9 | 3 | 0
2020 | NEISO_2_NYISO_J-K | NEISO | NYISO_J-K | Internal | Summer | B10 | 1262 | 430 | 269.85 | 34.9 | 37.9 | 3 | 0
2020 | NEISO_2_NYISO_J-K | NEISO | NYISO_J-K | Internal | Winter | B16 | 25 | 430 | 430 | 46.27 | 63.16 | 3 | 13.88
2020 | NEISO_2_NYISO_J-K | NEISO | NYISO_J-K | Internal | Winter | B17 | 100 | 430 | 430 | 46.27 | 53.58 | 3 | 4.31
2020 | NEISO_2_NYISO_J-K | NEISO | NYISO_J-K | Internal | Winter | B18 | 400 | 430 | 430 | 46.27 | 50.79 | 3 | 1.52
2020 | NEISO_2_NYISO_J-K | NEISO | NYISO_J-K | Internal | Winter | B19 | 700 | 430 | 429.98 | 46.27 | 49.29 | 3 | 0.01
2020 | NEISO_2_NYISO_J-K | NEISO | NYISO_J-K | Internal | Winter | B20 | 935 | 430 | 0 | 46.27 | 45.55 | 3 | 0
2020 | NonRTO_Midwest_2_MISO_IN | NonRTO_Midwest | MISO_IN | Internal | Shoulder | B11 | 25 | 4450 | 0 | 63.86 | 55.86 | 8 | 0
2020 | NonRTO_Midwest_2_MISO_IN | NonRTO_Midwest | MISO_IN | Internal | Shoulder | B12 | 200 | 4450 | 0 | 54.42 | 46.42 | 8 | 0
2020 | NonRTO_Midwest_2_MISO_IN | NonRTO_Midwest | MISO_IN | Internal | Shoulder | B13 | 600 | 4450 | 0 | 46.29 | 41.63 | 8 | 0
2020 | NonRTO_Midwest_2_MISO_IN | NonRTO_Midwest | MISO_IN | Internal | Shoulder | B14 | 900 | 4450 | 0 | 43.88 | 39.63 | 8 | 0
2020 | NonRTO_Midwest_2_MISO_IN | NonRTO_Midwest | MISO_IN | Internal | Shoulder | B15 | 1203 | 4450 | 0 | 36.8 | 38.52 | 8 | 0
2020 | NonRTO_Midwest_2_MISO_IN | NonRTO_Midwest | MISO_IN | Internal | Summer | B1 | 10 | 4450 | 0 | 68.51 | 64.47 | 8 | 0
2020 | NonRTO_Midwest_2_MISO_IN | NonRTO_Midwest | MISO_IN | Internal | Summer | B2 | 25 | 4450 | 0 | 68.51 | 63.13 | 8 | 0
2020 | NonRTO_Midwest_2_MISO_IN | NonRTO_Midwest | MISO_IN | Internal | Summer | B3 | 75 | 4450 | 0 | 68.51 | 61.13 | 8 | 0
2020 | NonRTO_Midwest_2_MISO_IN | NonRTO_Midwest | MISO_IN | Internal | Summer | B4 | 100 | 4450 | 0 | 67.39 | 59.39 | 8 | 0
2020 | NonRTO_Midwest_2_MISO_IN | NonRTO_Midwest | MISO_IN | Internal | Summer | B5 | 200 | 4450 | 0 | 60.99 | 52.99 | 8 | 0
2020 | NonRTO_Midwest_2_MISO_IN | NonRTO_Midwest | MISO_IN | Internal | Summer | B6 | 300 | 4450 | 0 | 55.85 | 47.85 | 8 | 0
2020 | NonRTO_Midwest_2_MISO_IN | NonRTO_Midwest | MISO_IN | Internal | Summer | B7 | 400 | 4450 | 0 | 44.91 | 39.96 | 8 | 0
2020 | NonRTO_Midwest_2_MISO_IN | NonRTO_Midwest | MISO_IN | Internal | Summer | B8 | 500 | 4450 | 0 | 38.5 | 37.53 | 8 | 0
2020 | NonRTO_Midwest_2_MISO_IN | NonRTO_Midwest | MISO_IN | Internal | Summer | B9 | 800 | 4450 | 0 | 37.38 | 37.27 | 8 | 0
2020 | NonRTO_Midwest_2_MISO_IN | NonRTO_Midwest | MISO_IN | Internal | Summer | B10 | 1262 | 4450 | 0 | 35.8 | 36.02 | 8 | 0
2020 | NonRTO_Midwest_2_MISO_IN | NonRTO_Midwest | MISO_IN | Internal | Winter | B16 | 25 | 4450 | 0 | 63.13 | 55.13 | 8 | 0
2020 | NonRTO_Midwest_2_MISO_IN | NonRTO_Midwest | MISO_IN | Internal | Winter | B17 | 100 | 4450 | 0 | 54.3 | 46.3 | 8 | 0
2020 | NonRTO_Midwest_2_MISO_IN | NonRTO_Midwest | MISO_IN | Internal | Winter | B18 | 400 | 4450 | 0 | 50.37 | 42.37 | 8 | 0
2020 | NonRTO_Midwest_2_MISO_IN | NonRTO_Midwest | MISO_IN | Internal | Winter | B19 | 700 | 4450 | 0 | 42.67 | 41.26 | 8 | 0
2020 | NonRTO_Midwest_2_MISO_IN | NonRTO_Midwest | MISO_IN | Internal | Winter | B20 | 935 | 4450 | 0 | 36.86 | 37.4 | 8 | 0
2020 | NonRTO_Midwest_2_TVA_Transmission | NonRTO_Midwest | TVA_Transmission | Internal | Shoulder | B11 | 25 | 2400 | 0 | 63.86 | 59.22 | 8 | 0
2020 | NonRTO_Midwest_2_TVA_Transmission | NonRTO_Midwest | TVA_Transmission | Internal | Shoulder | B12 | 200 | 2400 | 0 | 54.42 | 48.07 | 8 | 0
2020 | NonRTO_Midwest_2_TVA_Transmission | NonRTO_Midwest | TVA_Transmission | Internal | Shoulder | B13 | 600 | 2400 | 0 | 46.29 | 44.85 | 8 | 0
2020 | NonRTO_Midwest_2_TVA_Transmission | NonRTO_Midwest | TVA_Transmission | Internal | Shoulder | B14 | 900 | 2400 | 0 | 43.88 | 43.93 | 8 | 0
2020 | NonRTO_Midwest_2_TVA_Transmission | NonRTO_Midwest | TVA_Transmission | Internal | Shoulder | B15 | 1203 | 2400 | 0 | 36.8 | 42.34 | 8 | 0
2020 | NonRTO_Midwest_2_TVA_Transmission | NonRTO_Midwest | TVA_Transmission | Internal | Summer | B1 | 10 | 2400 | 0 | 68.51 | 72.48 | 8 | 0
2020 | NonRTO_Midwest_2_TVA_Transmission | NonRTO_Midwest | TVA_Transmission | Internal | Summer | B2 | 25 | 2400 | 0 | 68.51 | 71.12 | 8 | 0
2020 | NonRTO_Midwest_2_TVA_Transmission | NonRTO_Midwest | TVA_Transmission | Internal | Summer | B3 | 75 | 2400 | 0 | 68.51 | 67.28 | 8 | 0
2020 | NonRTO_Midwest_2_TVA_Transmission | NonRTO_Midwest | TVA_Transmission | Internal | Summer | B4 | 100 | 2400 | 0 | 67.39 | 66.16 | 8 | 0
2020 | NonRTO_Midwest_2_TVA_Transmission | NonRTO_Midwest | TVA_Transmission | Internal | Summer | B5 | 200 | 2400 | 0 | 60.99 | 59.04 | 8 | 0
2020 | NonRTO_Midwest_2_TVA_Transmission | NonRTO_Midwest | TVA_Transmission | Internal | Summer | B6 | 300 | 2400 | 0 | 55.85 | 53.07 | 8 | 0
2020 | NonRTO_Midwest_2_TVA_Transmission | NonRTO_Midwest | TVA_Transmission | Internal | Summer | B7 | 400 | 2400 | 0 | 44.91 | 46.68 | 8 | 0
2020 | NonRTO_Midwest_2_TVA_Transmission | NonRTO_Midwest | TVA_Transmission | Internal | Summer | B8 | 500 | 2400 | 0 | 38.5 | 42.07 | 8 | 0
2020 | NonRTO_Midwest_2_TVA_Transmission | NonRTO_Midwest | TVA_Transmission | Internal | Summer | B9 | 800 | 2400 | 0 | 37.38 | 41.56 | 8 | 0
2020 | NonRTO_Midwest_2_TVA_Transmission | NonRTO_Midwest | TVA_Transmission | Internal | Summer | B10 | 1262 | 2400 | 0 | 35.8 | 39.32 | 8 | 0
2020 | NonRTO_Midwest_2_TVA_Transmission | NonRTO_Midwest | TVA_Transmission | Internal | Winter | B16 | 25 | 2400 | 0 | 63.13 | 61.31 | 8 | 0
2020 | NonRTO_Midwest_2_TVA_Transmission | NonRTO_Midwest | TVA_Transmission | Internal | Winter | B17 | 100 | 2400 | 0 | 54.3 | 49.56 | 8 | 0
2020 | NonRTO_Midwest_2_TVA_Transmission | NonRTO_Midwest | TVA_Transmission | Internal | Winter | B18 | 400 | 2400 | 0 | 50.37 | 46.25 | 8 | 0
2020 | NonRTO_Midwest_2_TVA_Transmission | NonRTO_Midwest | TVA_Transmission | Internal | Winter | B19 | 700 | 2400 | 0 | 42.67 | 45.03 | 8 | 0
2020 | NonRTO_Midwest_2_TVA_Transmission | NonRTO_Midwest | TVA_Transmission | Internal | Winter | B20 | 935 | 2400 | 0 | 36.86 | 43.45 | 8 | 0
2020 | NYISO_A-F_2_IESO | NYISO_A-F | IESO | Internal | Shoulder | B11 | 25 | 1600 | 0 | 40.67 | 32.24 | 7 | 0
2020 | NYISO_A-F_2_IESO | NYISO_A-F | IESO | Internal | Shoulder | B12 | 200 | 1600 | 0 | 40.4 | 32.24 | 7 | 0
2020 | NYISO_A-F_2_IESO | NYISO_A-F | IESO | Internal | Shoulder | B13 | 600 | 1600 | 0 | 39.85 | 32.24 | 7 | 0
2020 | NYISO_A-F_2_IESO | NYISO_A-F | IESO | Internal | Shoulder | B14 | 900 | 1600 | 0 | 39.35 | 32.24 | 7 | 0
2020 | NYISO_A-F_2_IESO | NYISO_A-F | IESO | Internal | Shoulder | B15 | 1203 | 1600 | 0 | 39.35 | 32.24 | 7 | 0
2020 | NYISO_A-F_2_IESO | NYISO_A-F | IESO | Internal | Summer | B1 | 10 | 1600 | 0 | 58.49 | 51.49 | 7 | 0
2020 | NYISO_A-F_2_IESO | NYISO_A-F | IESO | Internal | Summer | B2 | 25 | 1600 | 0 | 57.13 | 50.13 | 7 | 0
2020 | NYISO_A-F_2_IESO | NYISO_A-F | IESO | Internal | Summer | B3 | 75 | 1600 | 0 | 51.9 | 43.47 | 7 | 0
2020 | NYISO_A-F_2_IESO | NYISO_A-F | IESO | Internal | Summer | B4 | 100 | 1600 | 0 | 45.81 | 37.74 | 7 | 0
2020 | NYISO_A-F_2_IESO | NYISO_A-F | IESO | Internal | Summer | B5 | 200 | 1600 | 0 | 44.74 | 37.74 | 7 | 0
2020 | NYISO_A-F_2_IESO | NYISO_A-F | IESO | Internal | Summer | B6 | 300 | 1600 | 0 | 42.31 | 35.31 | 7 | 0
2020 | NYISO_A-F_2_IESO | NYISO_A-F | IESO | Internal | Summer | B7 | 400 | 1600 | 0 | 39.98 | 32.98 | 7 | 0
2020 | NYISO_A-F_2_IESO | NYISO_A-F | IESO | Internal | Summer | B8 | 500 | 1600 | 0 | 37.9 | 30.55 | 7 | 0
2020 | NYISO_A-F_2_IESO | NYISO_A-F | IESO | Internal | Summer | B9 | 800 | 1600 | 0 | 37.87 | 30.55 | 7 | 0
2020 | NYISO_A-F_2_IESO | NYISO_A-F | IESO | Internal | Summer | B10 | 1262 | 1600 | 0 | 37.87 | 30.55 | 7 | 0
2020 | NYISO_A-F_2_IESO | NYISO_A-F | IESO | Internal | Winter | B16 | 25 | 1600 | 0 | 46.26 | 39.26 | 7 | 0
2020 | NYISO_A-F_2_IESO | NYISO_A-F | IESO | Internal | Winter | B17 | 100 | 1600 | 0 | 43.27 | 36.27 | 7 | 0
2020 | NYISO_A-F_2_IESO | NYISO_A-F | IESO | Internal | Winter | B18 | 400 | 1600 | 0 | 42.19 | 35.19 | 7 | 0
2020 | NYISO_A-F_2_IESO | NYISO_A-F | IESO | Internal | Winter | B19 | 700 | 1600 | 0 | 42.19 | 35.19 | 7 | 0
2020 | NYISO_A-F_2_IESO | NYISO_A-F | IESO | Internal | Winter | B20 | 935 | 1600 | 0 | 42.19 | 35.19 | 7 | 0
2020 | NYISO_A-F_2_NEISO | NYISO_A-F | NEISO | Internal | Shoulder | B11 | 25 | 600 | 0 | 40.67 | 37.67 | 3 | 0
2020 | NYISO_A-F_2_NEISO | NYISO_A-F | NEISO | Internal | Shoulder | B12 | 200 | 600 | 0 | 40.4 | 37.67 | 3 | 0
2020 | NYISO_A-F_2_NEISO | NYISO_A-F | NEISO | Internal | Shoulder | B13 | 600 | 600 | 0 | 39.85 | 37.67 | 3 | 0
2020 | NYISO_A-F_2_NEISO | NYISO_A-F | NEISO | Internal | Shoulder | B14 | 900 | 600 | 0 | 39.35 | 37.67 | 3 | 0
2020 | NYISO_A-F_2_NEISO | NYISO_A-F | NEISO | Internal | Shoulder | B15 | 1203 | 600 | 0 | 39.35 | 37.67 | 3 | 0
2020 | NYISO_A-F_2_NEISO | NYISO_A-F | NEISO | Internal | Summer | B1 | 10 | 600 | 600 | 58.49 | 75.4 | 3 | 13.9
2020 | NYISO_A-F_2_NEISO | NYISO_A-F | NEISO | Internal | Summer | B2 | 25 | 600 | 438.33 | 57.13 | 60.13 | 3 | 0
2020 | NYISO_A-F_2_NEISO | NYISO_A-F | NEISO | Internal | Summer | B3 | 75 | 600 | 0 | 51.9 | 48.9 | 3 | 0
2020 | NYISO_A-F_2_NEISO | NYISO_A-F | NEISO | Internal | Summer | B4 | 100 | 600 | 0 | 45.81 | 42.81 | 3 | 0
2020 | NYISO_A-F_2_NEISO | NYISO_A-F | NEISO | Internal | Summer | B5 | 200 | 600 | 0 | 44.74 | 34.9 | 3 | 0
2020 | NYISO_A-F_2_NEISO | NYISO_A-F | NEISO | Internal | Summer | B6 | 300 | 600 | 0 | 42.31 | 34.9 | 3 | 0
2020 | NYISO_A-F_2_NEISO | NYISO_A-F | NEISO | Internal | Summer | B7 | 400 | 600 | 0 | 39.98 | 34.9 | 3 | 0
2020 | NYISO_A-F_2_NEISO | NYISO_A-F | NEISO | Internal | Summer | B8 | 500 | 600 | 0 | 37.9 | 34.9 | 3 | 0
2020 | NYISO_A-F_2_NEISO | NYISO_A-F | NEISO | Internal | Summer | B9 | 800 | 600 | 0 | 37.87 | 34.9 | 3 | 0
2020 | NYISO_A-F_2_NEISO | NYISO_A-F | NEISO | Internal | Summer | B10 | 1262 | 600 | 0 | 37.87 | 34.9 | 3 | 0
2020 | NYISO_A-F_2_NEISO | NYISO_A-F | NEISO | Internal | Winter | B16 | 25 | 600 | 0 | 46.26 | 46.27 | 3 | 0
2020 | NYISO_A-F_2_NEISO | NYISO_A-F | NEISO | Internal | Winter | B17 | 100 | 600 | 388.51 | 43.27 | 46.27 | 3 | 0
2020 | NYISO_A-F_2_NEISO | NYISO_A-F | NEISO | Internal | Winter | B18 | 400 | 600 | 600 | 42.19 | 46.27 | 3 | 1.08
2020 | NYISO_A-F_2_NEISO | NYISO_A-F | NEISO | Internal | Winter | B19 | 700 | 600 | 600 | 42.19 | 46.27 | 3 | 1.08
2020 | NYISO_A-F_2_NEISO | NYISO_A-F | NEISO | Internal | Winter | B20 | 935 | 600 | 600 | 42.19 | 46.27 | 3 | 1.08
2020 | NYISO_A-F_2_NYISO_G-I | NYISO_A-F | NYISO_G-I | Internal | Shoulder | B11 | 25 | 4250 | 4250 | 40.67 | 53.27 | 0.01 | 12.59
2020 | NYISO_A-F_2_NYISO_G-I | NYISO_A-F | NYISO_G-I | Internal | Shoulder | B12 | 200 | 4250 | 4250 | 40.4 | 40.67 | 0.01 | 0.26
2020 | NYISO_A-F_2_NYISO_G-I | NYISO_A-F | NYISO_G-I | Internal | Shoulder | B13 | 600 | 4250 | 4250 | 39.85 | 40.66 | 0.01 | 0.8
2020 | NYISO_A-F_2_NYISO_G-I | NYISO_A-F | NYISO_G-I | Internal | Shoulder | B14 | 900 | 4250 | 4250 | 39.35 | 40.08 | 0.01 | 0.72
2020 | NYISO_A-F_2_NYISO_G-I | NYISO_A-F | NYISO_G-I | Internal | Shoulder | B15 | 1203 | 4250 | 2634.19 | 39.35 | 39.36 | 0.01 | 0
2020 | NYISO_A-F_2_NYISO_G-I | NYISO_A-F | NYISO_G-I | Internal | Summer | B1 | 10 | 4250 | 4250 | 58.49 | 78.39 | 0.01 | 19.88
2020 | NYISO_A-F_2_NYISO_G-I | NYISO_A-F | NYISO_G-I | Internal | Summer | B2 | 25 | 4250 | 4250 | 57.13 | 63.13 | 0.01 | 5.99
2020 | NYISO_A-F_2_NYISO_G-I | NYISO_A-F | NYISO_G-I | Internal | Summer | B3 | 75 | 4250 | 4250 | 51.9 | 53.14 | 0.01 | 1.22
2020 | NYISO_A-F_2_NYISO_G-I | NYISO_A-F | NYISO_G-I | Internal | Summer | B4 | 100 | 4250 | 4250 | 45.81 | 49.17 | 0.01 | 3.35
2020 | NYISO_A-F_2_NYISO_G-I | NYISO_A-F | NYISO_G-I | Internal | Summer | B5 | 200 | 4250 | 4250 | 44.74 | 49.17 | 0.01 | 4.42
2020 | NYISO_A-F_2_NYISO_G-I | NYISO_A-F | NYISO_G-I | Internal | Summer | B6 | 300 | 4250 | 4250 | 42.31 | 49.17 | 0.01 | 6.85
2020 | NYISO_A-F_2_NYISO_G-I | NYISO_A-F | NYISO_G-I | Internal | Summer | B7 | 400 | 4250 | 4250 | 39.98 | 47.94 | 0.01 | 7.95
2020 | NYISO_A-F_2_NYISO_G-I | NYISO_A-F | NYISO_G-I | Internal | Summer | B8 | 500 | 4250 | 3964.65 | 37.9 | 37.91 | 0.01 | 0
2020 | NYISO_A-F_2_NYISO_G-I | NYISO_A-F | NYISO_G-I | Internal | Summer | B9 | 800 | 4250 | 3552.3 | 37.87 | 37.88 | 0.01 | 0
2020 | NYISO_A-F_2_NYISO_G-I | NYISO_A-F | NYISO_G-I | Internal | Summer | B10 | 1262 | 4250 | 1278.54 | 37.87 | 37.88 | 0.01 | 0
2020 | NYISO_A-F_2_NYISO_G-I | NYISO_A-F | NYISO_G-I | Internal | Winter | B16 | 25 | 4250 | 4250 | 46.26 | 63.14 | 0.01 | 16.87
2020 | NYISO_A-F_2_NYISO_G-I | NYISO_A-F | NYISO_G-I | Internal | Winter | B17 | 100 | 4250 | 4250 | 43.27 | 53.57 | 0.01 | 10.29
2020 | NYISO_A-F_2_NYISO_G-I | NYISO_A-F | NYISO_G-I | Internal | Winter | B18 | 400 | 4250 | 4250 | 42.19 | 50.78 | 0.01 | 8.58
2020 | NYISO_A-F_2_NYISO_G-I | NYISO_A-F | NYISO_G-I | Internal | Winter | B19 | 700 | 4250 | 4250 | 42.19 | 49.27 | 0.01 | 7.07
2020 | NYISO_A-F_2_NYISO_G-I | NYISO_A-F | NYISO_G-I | Internal | Winter | B20 | 935 | 4250 | 4250 | 42.19 | 45.54 | 0.01 | 3.34
2020 | NYISO_A-F_2_PJM_ROM | NYISO_A-F | PJM_ROM | Internal | Shoulder | B11 | 25 | 1000 | 1000 | 40.67 | 53.85 | 8 | 5.18
2020 | NYISO_A-F_2_PJM_ROM | NYISO_A-F | PJM_ROM | Internal | Shoulder | B12 | 200 | 1000 | 471.86 | 40.4 | 48.4 | 8 | 0
2020 | NYISO_A-F_2_PJM_ROM | NYISO_A-F | PJM_ROM | Internal | Shoulder | B13 | 600 | 1000 | 0 | 39.85 | 43.58 | 8 | 0
2020 | NYISO_A-F_2_PJM_ROM | NYISO_A-F | PJM_ROM | Internal | Shoulder | B14 | 900 | 1000 | 0 | 39.35 | 41.61 | 8 | 0
2020 | NYISO_A-F_2_PJM_ROM | NYISO_A-F | PJM_ROM | Internal | Shoulder | B15 | 1203 | 1000 | 0 | 39.35 | 37.22 | 8 | 0
2020 | NYISO_A-F_2_PJM_ROM | NYISO_A-F | PJM_ROM | Internal | Summer | B1 | 10 | 1000 | 456.01 | 58.49 | 66.49 | 8 | 0
2020 | NYISO_A-F_2_PJM_ROM | NYISO_A-F | PJM_ROM | Internal | Summer | B2 | 25 | 1000 | 553.91 | 57.13 | 65.13 | 8 | 0
2020 | NYISO_A-F_2_PJM_ROM | NYISO_A-F | PJM_ROM | Internal | Summer | B3 | 75 | 1000 | 1000 | 51.9 | 61.27 | 8 | 1.36
2020 | NYISO_A-F_2_PJM_ROM | NYISO_A-F | PJM_ROM | Internal | Summer | B4 | 100 | 1000 | 1000 | 45.81 | 60.15 | 8 | 6.33
2020 | NYISO_A-F_2_PJM_ROM | NYISO_A-F | PJM_ROM | Internal | Summer | B5 | 200 | 1000 | 1000 | 44.74 | 53.82 | 8 | 1.08
2020 | NYISO_A-F_2_PJM_ROM | NYISO_A-F | PJM_ROM | Internal | Summer | B6 | 300 | 1000 | 0 | 42.31 | 49.86 | 8 | 0
2020 | NYISO_A-F_2_PJM_ROM | NYISO_A-F | PJM_ROM | Internal | Summer | B7 | 400 | 1000 | 0 | 39.98 | 41.95 | 8 | 0
2020 | NYISO_A-F_2_PJM_ROM | NYISO_A-F | PJM_ROM | Internal | Summer | B8 | 500 | 1000 | 0 | 37.9 | 38.61 | 8 | 0
2020 | NYISO_A-F_2_PJM_ROM | NYISO_A-F | PJM_ROM | Internal | Summer | B9 | 800 | 1000 | 0 | 37.87 | 37.32 | 8 | 0
2020 | NYISO_A-F_2_PJM_ROM | NYISO_A-F | PJM_ROM | Internal | Summer | B10 | 1262 | 1000 | 0 | 37.87 | 35.8 | 8 | 0
2020 | NYISO_A-F_2_PJM_ROM | NYISO_A-F | PJM_ROM | Internal | Winter | B16 | 25 | 1000 | 1000 | 46.26 | 57.13 | 8 | 2.87
2020 | NYISO_A-F_2_PJM_ROM | NYISO_A-F | PJM_ROM | Internal | Winter | B17 | 100 | 1000 | 0 | 43.27 | 48.31 | 8 | 0
2020 | NYISO_A-F_2_PJM_ROM | NYISO_A-F | PJM_ROM | Internal | Winter | B18 | 400 | 1000 | 0 | 42.19 | 44.38 | 8 | 0
2020 | NYISO_A-F_2_PJM_ROM | NYISO_A-F | PJM_ROM | Internal | Winter | B19 | 700 | 1000 | 0 | 42.19 | 43.26 | 8 | 0
2020 | NYISO_A-F_2_PJM_ROM | NYISO_A-F | PJM_ROM | Internal | Winter | B20 | 935 | 1000 | 0 | 42.19 | 38.76 | 8 | 0
2020 | NYISO_G-I_2_NEISO | NYISO_G-I | NEISO | Internal | Shoulder | B11 | 25 | 600 | 0 | 53.27 | 37.67 | 3 | 0
2020 | NYISO_G-I_2_NEISO | NYISO_G-I | NEISO | Internal | Shoulder | B12 | 200 | 600 | 0 | 40.67 | 37.67 | 3 | 0
2020 | NYISO_G-I_2_NEISO | NYISO_G-I | NEISO | Internal | Shoulder | B13 | 600 | 600 | 0 | 40.66 | 37.67 | 3 | 0
2020 | NYISO_G-I_2_NEISO | NYISO_G-I | NEISO | Internal | Shoulder | B14 | 900 | 600 | 0 | 40.08 | 37.67 | 3 | 0
2020 | NYISO_G-I_2_NEISO | NYISO_G-I | NEISO | Internal | Shoulder | B15 | 1203 | 600 | 0 | 39.36 | 37.67 | 3 | 0
2020 | NYISO_G-I_2_NEISO | NYISO_G-I | NEISO | Internal | Summer | B1 | 10 | 600 | 0 | 78.39 | 75.4 | 3 | 0
2020 | NYISO_G-I_2_NEISO | NYISO_G-I | NEISO | Internal | Summer | B2 | 25 | 600 | 0 | 63.13 | 60.13 | 3 | 0
2020 | NYISO_G-I_2_NEISO | NYISO_G-I | NEISO | Internal | Summer | B3 | 75 | 600 | 0 | 53.14 | 48.9 | 3 | 0
2020 | NYISO_G-I_2_NEISO | NYISO_G-I | NEISO | Internal | Summer | B4 | 100 | 600 | 0 | 49.17 | 42.81 | 3 | 0
2020 | NYISO_G-I_2_NEISO | NYISO_G-I | NEISO | Internal | Summer | B5 | 200 | 600 | 0 | 49.17 | 34.9 | 3 | 0
2020 | NYISO_G-I_2_NEISO | NYISO_G-I | NEISO | Internal | Summer | B6 | 300 | 600 | 0 | 49.17 | 34.9 | 3 | 0
2020 | NYISO_G-I_2_NEISO | NYISO_G-I | NEISO | Internal | Summer | B7 | 400 | 600 | 0 | 47.94 | 34.9 | 3 | 0
2020 | NYISO_G-I_2_NEISO | NYISO_G-I | NEISO | Internal | Summer | B8 | 500 | 600 | 0 | 37.91 | 34.9 | 3 | 0
2020 | NYISO_G-I_2_NEISO | NYISO_G-I | NEISO | Internal | Summer | B9 | 800 | 600 | 0 | 37.88 | 34.9 | 3 | 0
2020 | NYISO_G-I_2_NEISO | NYISO_G-I | NEISO | Internal | Summer | B10 | 1262 | 600 | 0 | 37.88 | 34.9 | 3 | 0
2020 | NYISO_G-I_2_NEISO | NYISO_G-I | NEISO | Internal | Winter | B16 | 25 | 600 | 0 | 63.14 | 46.27 | 3 | 0
2020 | NYISO_G-I_2_NEISO | NYISO_G-I | NEISO | Internal | Winter | B17 | 100 | 600 | 0 | 53.57 | 46.27 | 3 | 0
2020 | NYISO_G-I_2_NEISO | NYISO_G-I | NEISO | Internal | Winter | B18 | 400 | 600 | 0 | 50.78 | 46.27 | 3 | 0
2020 | NYISO_G-I_2_NEISO | NYISO_G-I | NEISO | Internal | Winter | B19 | 700 | 600 | 0 | 49.27 | 46.27 | 3 | 0
2020 | NYISO_G-I_2_NEISO | NYISO_G-I | NEISO | Internal | Winter | B20 | 935 | 600 | 0 | 45.54 | 46.27 | 3 | 0
2020 | NYISO_G-I_2_NYISO_A-F | NYISO_G-I | NYISO_A-F | Internal | Shoulder | B11 | 25 | 1999 | 0 | 53.27 | 40.67 | 0.01 | 0
2020 | NYISO_G-I_2_NYISO_A-F | NYISO_G-I | NYISO_A-F | Internal | Shoulder | B12 | 200 | 1999 | 0 | 40.67 | 40.4 | 0.01 | 0
2020 | NYISO_G-I_2_NYISO_A-F | NYISO_G-I | NYISO_A-F | Internal | Shoulder | B13 | 600 | 1999 | 0 | 40.66 | 39.85 | 0.01 | 0
2020 | NYISO_G-I_2_NYISO_A-F | NYISO_G-I | NYISO_A-F | Internal | Shoulder | B14 | 900 | 1999 | 0 | 40.08 | 39.35 | 0.01 | 0
2020 | NYISO_G-I_2_NYISO_A-F | NYISO_G-I | NYISO_A-F | Internal | Shoulder | B15 | 1203 | 1999 | 0 | 39.36 | 39.35 | 0.01 | 0
2020 | NYISO_G-I_2_NYISO_A-F | NYISO_G-I | NYISO_A-F | Internal | Summer | B1 | 10 | 1999 | 0 | 78.39 | 58.49 | 0.01 | 0
2020 | NYISO_G-I_2_NYISO_A-F | NYISO_G-I | NYISO_A-F | Internal | Summer | B2 | 25 | 1999 | 0 | 63.13 | 57.13 | 0.01 | 0
2020 | NYISO_G-I_2_NYISO_A-F | NYISO_G-I | NYISO_A-F | Internal | Summer | B3 | 75 | 1999 | 0 | 53.14 | 51.9 | 0.01 | 0
2020 | NYISO_G-I_2_NYISO_A-F | NYISO_G-I | NYISO_A-F | Internal | Summer | B4 | 100 | 1999 | 0 | 49.17 | 45.81 | 0.01 | 0
2020 | NYISO_G-I_2_NYISO_A-F | NYISO_G-I | NYISO_A-F | Internal | Summer | B5 | 200 | 1999 | 0 | 49.17 | 44.74 | 0.01 | 0
2020 | NYISO_G-I_2_NYISO_A-F | NYISO_G-I | NYISO_A-F | Internal | Summer | B6 | 300 | 1999 | 0 | 49.17 | 42.31 | 0.01 | 0
2020 | NYISO_G-I_2_NYISO_A-F | NYISO_G-I | NYISO_A-F | Internal | Summer | B7 | 400 | 1999 | 0 | 47.94 | 39.98 | 0.01 | 0
2020 | NYISO_G-I_2_NYISO_A-F | NYISO_G-I | NYISO_A-F | Internal | Summer | B8 | 500 | 1999 | 0.01 | 37.91 | 37.9 | 0.01 | 0
2020 | NYISO_G-I_2_NYISO_A-F | NYISO_G-I | NYISO_A-F | Internal | Summer | B9 | 800 | 1999 | 0 | 37.88 | 37.87 | 0.01 | 0
2020 | NYISO_G-I_2_NYISO_A-F | NYISO_G-I | NYISO_A-F | Internal | Summer | B10 | 1262 | 1999 | 0 | 37.88 | 37.87 | 0.01 | 0
2020 | NYISO_G-I_2_NYISO_A-F | NYISO_G-I | NYISO_A-F | Internal | Winter | B16 | 25 | 1999 | 0 | 63.14 | 46.26 | 0.01 | 0
2020 | NYISO_G-I_2_NYISO_A-F | NYISO_G-I | NYISO_A-F | Internal | Winter | B17 | 100 | 1999 | 0 | 53.57 | 43.27 | 0.01 | 0
2020 | NYISO_G-I_2_NYISO_A-F | NYISO_G-I | NYISO_A-F | Internal | Winter | B18 | 400 | 1999 | 0 | 50.78 | 42.19 | 0.01 | 0
2020 | NYISO_G-I_2_NYISO_A-F | NYISO_G-I | NYISO_A-F | Internal | Winter | B19 | 700 | 1999 | 0 | 49.27 | 42.19 | 0.01 | 0
2020 | NYISO_G-I_2_NYISO_A-F | NYISO_G-I | NYISO_A-F | Internal | Winter | B20 | 935 | 1999 | 0 | 45.54 | 42.19 | 0.01 | 0
2020 | NYISO_G-I_2_NYISO_J-K | NYISO_G-I | NYISO_J-K | Internal | Shoulder | B11 | 25 | 6130 | 4739.57 | 53.27 | 53.28 | 0.01 | 0
2020 | NYISO_G-I_2_NYISO_J-K | NYISO_G-I | NYISO_J-K | Internal | Shoulder | B12 | 200 | 6130 | 4565.54 | 40.67 | 40.68 | 0.01 | 0
2020 | NYISO_G-I_2_NYISO_J-K | NYISO_G-I | NYISO_J-K | Internal | Shoulder | B13 | 600 | 6130 | 4333.77 | 40.66 | 40.67 | 0.01 | 0
2020 | NYISO_G-I_2_NYISO_J-K | NYISO_G-I | NYISO_J-K | Internal | Shoulder | B14 | 900 | 6130 | 4499.19 | 40.08 | 40.09 | 0.01 | 0
2020 | NYISO_G-I_2_NYISO_J-K | NYISO_G-I | NYISO_J-K | Internal | Shoulder | B15 | 1203 | 6130 | 3320.02 | 39.36 | 39.37 | 0.01 | 0
2020 | NYISO_G-I_2_NYISO_J-K | NYISO_G-I | NYISO_J-K | Internal | Summer | B1 | 10 | 6130 | 3781.55 | 78.39 | 78.4 | 0.01 | 0
2020 | NYISO_G-I_2_NYISO_J-K | NYISO_G-I | NYISO_J-K | Internal | Summer | B2 | 25 | 6130 | 3885.04 | 63.13 | 63.14 | 0.01 | 0
2020 | NYISO_G-I_2_NYISO_J-K | NYISO_G-I | NYISO_J-K | Internal | Summer | B3 | 75 | 6130 | 2960.69 | 53.14 | 53.15 | 0.01 | 0
2020 | NYISO_G-I_2_NYISO_J-K | NYISO_G-I | NYISO_J-K | Internal | Summer | B4 | 100 | 6130 | 3235.4 | 49.17 | 49.18 | 0.01 | 0
2020 | NYISO_G-I_2_NYISO_J-K | NYISO_G-I | NYISO_J-K | Internal | Summer | B5 | 200 | 6130 | 4875.96 | 49.17 | 49.18 | 0.01 | 0
2020 | NYISO_G-I_2_NYISO_J-K | NYISO_G-I | NYISO_J-K | Internal | Summer | B6 | 300 | 6130 | 5081.86 | 49.17 | 49.18 | 0.01 | 0
2020 | NYISO_G-I_2_NYISO_J-K | NYISO_G-I | NYISO_J-K | Internal | Summer | B7 | 400 | 6130 | 5504.1 | 47.94 | 47.95 | 0.01 | 0
2020 | NYISO_G-I_2_NYISO_J-K | NYISO_G-I | NYISO_J-K | Internal | Summer | B8 | 500 | 6130 | 5133.51 | 37.91 | 37.92 | 0.01 | 0
2020 | NYISO_G-I_2_NYISO_J-K | NYISO_G-I | NYISO_J-K | Internal | Summer | B9 | 800 | 6130 | 4336.84 | 37.88 | 37.9 | 0.01 | 0
2020 | NYISO_G-I_2_NYISO_J-K | NYISO_G-I | NYISO_J-K | Internal | Summer | B10 | 1262 | 6130 | 2527.43 | 37.88 | 37.9 | 0.01 | 0
2020 | NYISO_G-I_2_NYISO_J-K | NYISO_G-I | NYISO_J-K | Internal | Winter | B16 | 25 | 6130 | 5437.76 | 63.14 | 63.16 | 0.01 | 0
2020 | NYISO_G-I_2_NYISO_J-K | NYISO_G-I | NYISO_J-K | Internal | Winter | B17 | 100 | 6130 | 5383.89 | 53.57 | 53.58 | 0.01 | 0
2020 | NYISO_G-I_2_NYISO_J-K | NYISO_G-I | NYISO_J-K | Internal | Winter | B18 | 400 | 6130 | 5957.73 | 50.78 | 50.79 | 0.01 | 0
2020 | NYISO_G-I_2_NYISO_J-K | NYISO_G-I | NYISO_J-K | Internal | Winter | B19 | 700 | 6130 | 5683.98 | 49.27 | 49.29 | 0.01 | 0
2020 | NYISO_G-I_2_NYISO_J-K | NYISO_G-I | NYISO_J-K | Internal | Winter | B20 | 935 | 6130 | 5846.7 | 45.54 | 45.55 | 0.01 | 0
2020 | NYISO_G-I_2_PJM_E | NYISO_G-I | PJM_E | Internal | Shoulder | B11 | 25 | 1500 | 0 | 53.27 | 53.84 | 8 | 0
2020 | NYISO_G-I_2_PJM_E | NYISO_G-I | PJM_E | Internal | Shoulder | B12 | 200 | 1500 | 0 | 40.67 | 48.39 | 8 | 0
2020 | NYISO_G-I_2_PJM_E | NYISO_G-I | PJM_E | Internal | Shoulder | B13 | 600 | 1500 | 0 | 40.66 | 43.57 | 8 | 0
2020 | NYISO_G-I_2_PJM_E | NYISO_G-I | PJM_E | Internal | Shoulder | B14 | 900 | 1500 | 0 | 40.08 | 41.6 | 8 | 0
2020 | NYISO_G-I_2_PJM_E | NYISO_G-I | PJM_E | Internal | Shoulder | B15 | 1203 | 1500 | 0 | 39.36 | 37.23 | 8 | 0
2020 | NYISO_G-I_2_PJM_E | NYISO_G-I | PJM_E | Internal | Summer | B1 | 10 | 1500 | 0 | 78.39 | 66.51 | 8 | 0
2020 | NYISO_G-I_2_PJM_E | NYISO_G-I | PJM_E | Internal | Summer | B2 | 25 | 1500 | 0 | 63.13 | 65.14 | 8 | 0
2020 | NYISO_G-I_2_PJM_E | NYISO_G-I | PJM_E | Internal | Summer | B3 | 75 | 1500 | 1499.98 | 53.14 | 61.26 | 8 | 0.12
2020 | NYISO_G-I_2_PJM_E | NYISO_G-I | PJM_E | Internal | Summer | B4 | 100 | 1500 | 1500 | 49.17 | 60.13 | 8 | 2.96
2020 | NYISO_G-I_2_PJM_E | NYISO_G-I | PJM_E | Internal | Summer | B5 | 200 | 1500 | 0 | 49.17 | 53.83 | 8 | 0
2020 | NYISO_G-I_2_PJM_E | NYISO_G-I | PJM_E | Internal | Summer | B6 | 300 | 1500 | 0 | 49.17 | 49.85 | 8 | 0
2020 | NYISO_G-I_2_PJM_E | NYISO_G-I | PJM_E | Internal | Summer | B7 | 400 | 1500 | 0 | 47.94 | 41.94 | 8 | 0
2020 | NYISO_G-I_2_PJM_E | NYISO_G-I | PJM_E | Internal | Summer | B8 | 500 | 1500 | 0 | 37.91 | 38.62 | 8 | 0
2020 | NYISO_G-I_2_PJM_E | NYISO_G-I | PJM_E | Internal | Summer | B9 | 800 | 1500 | 0 | 37.88 | 37.33 | 8 | 0
2020 | NYISO_G-I_2_PJM_E | NYISO_G-I | PJM_E | Internal | Summer | B10 | 1262 | 1500 | 0 | 37.88 | 35.79 | 8 | 0
2020 | NYISO_G-I_2_PJM_E | NYISO_G-I | PJM_E | Internal | Winter | B16 | 25 | 1500 | 0 | 63.14 | 57.14 | 8 | 0
2020 | NYISO_G-I_2_PJM_E | NYISO_G-I | PJM_E | Internal | Winter | B17 | 100 | 1500 | 0 | 53.57 | 48.32 | 8 | 0
2020 | NYISO_G-I_2_PJM_E | NYISO_G-I | PJM_E | Internal | Winter | B18 | 400 | 1500 | 0 | 50.78 | 44.39 | 8 | 0
2020 | NYISO_G-I_2_PJM_E | NYISO_G-I | PJM_E | Internal | Winter | B19 | 700 | 1500 | 0 | 49.27 | 43.27 | 8 | 0
2020 | NYISO_G-I_2_PJM_E | NYISO_G-I | PJM_E | Internal | Winter | B20 | 935 | 1500 | 0 | 45.54 | 38.77 | 8 | 0
2020 | NYISO_J-K_2_NEISO | NYISO_J-K | NEISO | Internal | Shoulder | B11 | 25 | 0.01 | 0 | 53.28 | 37.67 | 3 | 0.55
2020 | NYISO_J-K_2_NEISO | NYISO_J-K | NEISO | Internal | Shoulder | B12 | 200 | 0.01 | 0 | 40.68 | 37.67 | 3 | 0.08
2020 | NYISO_J-K_2_NEISO | NYISO_J-K | NEISO | Internal | Shoulder | B13 | 600 | 0.01 | 0 | 40.67 | 37.67 | 3 | 0.03
2020 | NYISO_J-K_2_NEISO | NYISO_J-K | NEISO | Internal | Shoulder | B14 | 900 | 0.01 | 0 | 40.09 | 37.67 | 3 | 0.02
2020 | NYISO_J-K_2_NEISO | NYISO_J-K | NEISO | Internal | Shoulder | B15 | 1203 | 0.01 | 0 | 39.37 | 37.67 | 3 | 0.01
2020 | NYISO_J-K_2_NEISO | NYISO_J-K | NEISO | Internal | Summer | B1 | 10 | 0.01 | 0 | 78.4 | 75.4 | 3 | 1.61
2020 | NYISO_J-K_2_NEISO | NYISO_J-K | NEISO | Internal | Summer | B2 | 25 | 0.01 | 0 | 63.14 | 60.13 | 3 | 0.57
2020 | NYISO_J-K_2_NEISO | NYISO_J-K | NEISO | Internal | Summer | B3 | 75 | 0.01 | 0 | 53.15 | 48.9 | 3 | 0.21
2020 | NYISO_J-K_2_NEISO | NYISO_J-K | NEISO | Internal | Summer | B4 | 100 | 0.01 | 0 | 49.18 | 42.81 | 3 | 0.16
2020 | NYISO_J-K_2_NEISO | NYISO_J-K | NEISO | Internal | Summer | B5 | 200 | 0.01 | 0 | 49.18 | 34.9 | 3 | 0.08
2020 | NYISO_J-K_2_NEISO | NYISO_J-K | NEISO | Internal | Summer | B6 | 300 | 0.01 | 0 | 49.18 | 34.9 | 3 | 0.05
2020 | NYISO_J-K_2_NEISO | NYISO_J-K | NEISO | Internal | Summer | B7 | 400 | 0.01 | 0 | 47.95 | 34.9 | 3 | 0.04
2020 | NYISO_J-K_2_NEISO | NYISO_J-K | NEISO | Internal | Summer | B8 | 500 | 0.01 | 0 | 37.92 | 34.9 | 3 | 0.03
2020 | NYISO_J-K_2_NEISO | NYISO_J-K | NEISO | Internal | Summer | B9 | 800 | 0.01 | 0 | 37.9 | 34.9 | 3 | 0.02
2020 | NYISO_J-K_2_NEISO | NYISO_J-K | NEISO | Internal | Summer | B10 | 1262 | 0.01 | 0 | 37.9 | 34.9 | 3 | 0.01
2020 | NYISO_J-K_2_NEISO | NYISO_J-K | NEISO | Internal | Winter | B16 | 25 | 0.01 | 0 | 63.16 | 46.27 | 3 | 0.55
2020 | NYISO_J-K_2_NEISO | NYISO_J-K | NEISO | Internal | Winter | B17 | 100 | 0.01 | 0 | 53.58 | 46.27 | 3 | 0.15
2020 | NYISO_J-K_2_NEISO | NYISO_J-K | NEISO | Internal | Winter | B18 | 400 | 0.01 | 0 | 50.79 | 46.27 | 3 | 0.04
2020 | NYISO_J-K_2_NEISO | NYISO_J-K | NEISO | Internal | Winter | B19 | 700 | 0.01 | 0 | 49.29 | 46.27 | 3 | 0.02
2020 | NYISO_J-K_2_NEISO | NYISO_J-K | NEISO | Internal | Winter | B20 | 935 | 0.01 | 0 | 45.55 | 46.27 | 3 | 0.02
2020 | NYISO_J-K_2_NYISO_G-I | NYISO_J-K | NYISO_G-I | Internal | Shoulder | B11 | 25 | 1999 | 0.27 | 53.28 | 53.27 | 0.01 | 0
2020 | NYISO_J-K_2_NYISO_G-I | NYISO_J-K | NYISO_G-I | Internal | Shoulder | B12 | 200 | 1999 | 0.04 | 40.68 | 40.67 | 0.01 | 0
2020 | NYISO_J-K_2_NYISO_G-I | NYISO_J-K | NYISO_G-I | Internal | Shoulder | B13 | 600 | 1999 | 0.01 | 40.67 | 40.66 | 0.01 | 0
2020 | NYISO_J-K_2_NYISO_G-I | NYISO_J-K | NYISO_G-I | Internal | Shoulder | B14 | 900 | 1999 | 0 | 40.09 | 40.08 | 0.01 | 0
2020 | NYISO_J-K_2_NYISO_G-I | NYISO_J-K | NYISO_G-I | Internal | Shoulder | B15 | 1203 | 1999 | 0 | 39.37 | 39.36 | 0.01 | 0
2020 | NYISO_J-K_2_NYISO_G-I | NYISO_J-K | NYISO_G-I | Internal | Summer | B1 | 10 | 1999 | 0.66 | 78.4 | 78.39 | 0.01 | 0
2020 | NYISO_J-K_2_NYISO_G-I | NYISO_J-K | NYISO_G-I | Internal | Summer | B2 | 25 | 1999 | 0.27 | 63.14 | 63.13 | 0.01 | 0
2020 | NYISO_J-K_2_NYISO_G-I | NYISO_J-K | NYISO_G-I | Internal | Summer | B3 | 75 | 1999 | 0.09 | 53.15 | 53.14 | 0.01 | 0
2020 | NYISO_J-K_2_NYISO_G-I | NYISO_J-K | NYISO_G-I | Internal | Summer | B4 | 100 | 1999 | 0.07 | 49.18 | 49.17 | 0.01 | 0
2020 | NYISO_J-K_2_NYISO_G-I | NYISO_J-K | NYISO_G-I | Internal | Summer | B5 | 200 | 1999 | 0.04 | 49.18 | 49.17 | 0.01 | 0
2020 | NYISO_J-K_2_NYISO_G-I | NYISO_J-K | NYISO_G-I | Internal | Summer | B6 | 300 | 1999 | 0.02 | 49.18 | 49.17 | 0.01 | 0
2020 | NYISO_J-K_2_NYISO_G-I | NYISO_J-K | NYISO_G-I | Internal | Summer | B7 | 400 | 1999 | 0.02 | 47.95 | 47.94 | 0.01 | 0
2020 | NYISO_J-K_2_NYISO_G-I | NYISO_J-K | NYISO_G-I | Internal | Summer | B8 | 500 | 1999 | 0.01 | 37.92 | 37.91 | 0.01 | 0
2020 | NYISO_J-K_2_NYISO_G-I | NYISO_J-K | NYISO_G-I | Internal | Summer | B9 | 800 | 1999 | 0 | 37.9 | 37.88 | 0.01 | 0
2020 | NYISO_J-K_2_NYISO_G-I | NYISO_J-K | NYISO_G-I | Internal | Summer | B10 | 1262 | 1999 | 0 | 37.9 | 37.88 | 0.01 | 0
2020 | NYISO_J-K_2_NYISO_G-I | NYISO_J-K | NYISO_G-I | Internal | Winter | B16 | 25 | 1999 | 0.26 | 63.16 | 63.14 | 0.01 | 0
2020 | NYISO_J-K_2_NYISO_G-I | NYISO_J-K | NYISO_G-I | Internal | Winter | B17 | 100 | 1999 | 0.07 | 53.58 | 53.57 | 0.01 | 0
2020 | NYISO_J-K_2_NYISO_G-I | NYISO_J-K | NYISO_G-I | Internal | Winter | B18 | 400 | 1999 | 0.02 | 50.79 | 50.78 | 0.01 | 0
2020 | NYISO_J-K_2_NYISO_G-I | NYISO_J-K | NYISO_G-I | Internal | Winter | B19 | 700 | 1999 | 0.01 | 49.29 | 49.27 | 0.01 | 0
2020 | NYISO_J-K_2_NYISO_G-I | NYISO_J-K | NYISO_G-I | Internal | Winter | B20 | 935 | 1999 | 0 | 45.55 | 45.54 | 0.01 | 0
2020 | NYISO_J-K_2_PJM_E | NYISO_J-K | PJM_E | Internal | Shoulder | B11 | 25 | 0.01 | 0 | 53.28 | 53.84 | 8 | 0.56
2020 | NYISO_J-K_2_PJM_E | NYISO_J-K | PJM_E | Internal | Shoulder | B12 | 200 | 0.01 | 0 | 40.68 | 48.39 | 8 | 0.1
2020 | NYISO_J-K_2_PJM_E | NYISO_J-K | PJM_E | Internal | Shoulder | B13 | 600 | 0.01 | 0 | 40.67 | 43.57 | 8 | 0.03
2020 | NYISO_J-K_2_PJM_E | NYISO_J-K | PJM_E | Internal | Shoulder | B14 | 900 | 0.01 | 0 | 40.09 | 41.6 | 8 | 0.02
2020 | NYISO_J-K_2_PJM_E | NYISO_J-K | PJM_E | Internal | Shoulder | B15 | 1203 | 0.01 | 0 | 39.37 | 37.23 | 8 | 0.01
2020 | NYISO_J-K_2_PJM_E | NYISO_J-K | PJM_E | Internal | Summer | B1 | 10 | 0.01 | 0 | 78.4 | 66.51 | 8 | 1.35
2020 | NYISO_J-K_2_PJM_E | NYISO_J-K | PJM_E | Internal | Summer | B2 | 25 | 0.01 | 0 | 63.14 | 65.14 | 8 | 0.58
2020 | NYISO_J-K_2_PJM_E | NYISO_J-K | PJM_E | Internal | Summer | B3 | 75 | 0.01 | 0 | 53.15 | 61.26 | 8 | 0.42
2020 | NYISO_J-K_2_PJM_E | NYISO_J-K | PJM_E | Internal | Summer | B4 | 100 | 0.01 | 0 | 49.18 | 60.13 | 8 | 3.12
2020 | NYISO_J-K_2_PJM_E | NYISO_J-K | PJM_E | Internal | Summer | B5 | 200 | 0.01 | 0 | 49.18 | 53.83 | 8 | 0.09
2020 | NYISO_J-K_2_PJM_E | NYISO_J-K | PJM_E | Internal | Summer | B6 | 300 | 0.01 | 0 | 49.18 | 49.85 | 8 | 0.06
2020 | NYISO_J-K_2_PJM_E | NYISO_J-K | PJM_E | Internal | Summer | B7 | 400 | 0.01 | 0 | 47.95 | 41.94 | 8 | 0.04
2020 | NYISO_J-K_2_PJM_E | NYISO_J-K | PJM_E | Internal | Summer | B8 | 500 | 0.01 | 0 | 37.92 | 38.62 | 8 | 0.03
2020 | NYISO_J-K_2_PJM_E | NYISO_J-K | PJM_E | Internal | Summer | B9 | 800 | 0.01 | 0 | 37.9 | 37.33 | 8 | 0.02
2020 | NYISO_J-K_2_PJM_E | NYISO_J-K | PJM_E | Internal | Summer | B10 | 1262 | 0.01 | 0 | 37.9 | 35.79 | 8 | 0.01
2020 | NYISO_J-K_2_PJM_E | NYISO_J-K | PJM_E | Internal | Winter | B16 | 25 | 0.01 | 0 | 63.16 | 57.14 | 8 | 0.55
2020 | NYISO_J-K_2_PJM_E | NYISO_J-K | PJM_E | Internal | Winter | B17 | 100 | 0.01 | 0 | 53.58 | 48.32 | 8 | 0.15
2020 | NYISO_J-K_2_PJM_E | NYISO_J-K | PJM_E | Internal | Winter | B18 | 400 | 0.01 | 0 | 50.79 | 44.39 | 8 | 0.04
2020 | NYISO_J-K_2_PJM_E | NYISO_J-K | PJM_E | Internal | Winter | B19 | 700 | 0.01 | 0 | 49.29 | 43.27 | 8 | 0.02
2020 | NYISO_J-K_2_PJM_E | NYISO_J-K | PJM_E | Internal | Winter | B20 | 935 | 0.01 | 0 | 45.55 | 38.77 | 8 | 0.02
2020 | PJM_E_2_NYISO_G-I | PJM_E | NYISO_G-I | Internal | Shoulder | B11 | 25 | 500 | 0 | 53.84 | 53.27 | 6 | 0
2020 | PJM_E_2_NYISO_G-I | PJM_E | NYISO_G-I | Internal | Shoulder | B12 | 200 | 500 | 0 | 48.39 | 40.67 | 6 | 0
2020 | PJM_E_2_NYISO_G-I | PJM_E | NYISO_G-I | Internal | Shoulder | B13 | 600 | 500 | 0 | 43.57 | 40.66 | 6 | 0
2020 | PJM_E_2_NYISO_G-I | PJM_E | NYISO_G-I | Internal | Shoulder | B14 | 900 | 500 | 0 | 41.6 | 40.08 | 6 | 0
2020 | PJM_E_2_NYISO_G-I | PJM_E | NYISO_G-I | Internal | Shoulder | B15 | 1203 | 500 | 0 | 37.23 | 39.36 | 6 | 0
2020 | PJM_E_2_NYISO_G-I | PJM_E | NYISO_G-I | Internal | Summer | B1 | 10 | 500 | 500 | 66.51 | 78.39 | 6 | 5.88
2020 | PJM_E_2_NYISO_G-I | PJM_E | NYISO_G-I | Internal | Summer | B2 | 25 | 500 | 0 | 65.14 | 63.13 | 6 | 0
2020 | PJM_E_2_NYISO_G-I | PJM_E | NYISO_G-I | Internal | Summer | B3 | 75 | 500 | 0 | 61.26 | 53.14 | 6 | 0
2020 | PJM_E_2_NYISO_G-I | PJM_E | NYISO_G-I | Internal | Summer | B4 | 100 | 500 | 0 | 60.13 | 49.17 | 6 | 0
2020 | PJM_E_2_NYISO_G-I | PJM_E | NYISO_G-I | Internal | Summer | B5 | 200 | 500 | 0 | 53.83 | 49.17 | 6 | 0
2020 | PJM_E_2_NYISO_G-I | PJM_E | NYISO_G-I | Internal | Summer | B6 | 300 | 500 | 0 | 49.85 | 49.17 | 6 | 0
2020 | PJM_E_2_NYISO_G-I | PJM_E | NYISO_G-I | Internal | Summer | B7 | 400 | 500 | 226.13 | 41.94 | 47.94 | 6 | 0
2020 | PJM_E_2_NYISO_G-I | PJM_E | NYISO_G-I | Internal | Summer | B8 | 500 | 500 | 0 | 38.62 | 37.91 | 6 | 0
2020 | PJM_E_2_NYISO_G-I | PJM_E | NYISO_G-I | Internal | Summer | B9 | 800 | 500 | 0 | 37.33 | 37.88 | 6 | 0
2020 | PJM_E_2_NYISO_G-I | PJM_E | NYISO_G-I | Internal | Summer | B10 | 1262 | 500 | 0 | 35.79 | 37.88 | 6 | 0
2020 | PJM_E_2_NYISO_G-I | PJM_E | NYISO_G-I | Internal | Winter | B16 | 25 | 500 | 188.24 | 57.14 | 63.14 | 6 | 0
2020 | PJM_E_2_NYISO_G-I | PJM_E | NYISO_G-I | Internal | Winter | B17 | 100 | 500 | 0 | 48.32 | 53.57 | 6 | 0
2020 | PJM_E_2_NYISO_G-I | PJM_E | NYISO_G-I | Internal | Winter | B18 | 400 | 500 | 500 | 44.39 | 50.78 | 6 | 0.39
2020 | PJM_E_2_NYISO_G-I | PJM_E | NYISO_G-I | Internal | Winter | B19 | 700 | 500 | 168.37 | 43.27 | 49.27 | 6 | 0
2020 | PJM_E_2_NYISO_G-I | PJM_E | NYISO_G-I | Internal | Winter | B20 | 935 | 500 | 500 | 38.77 | 45.54 | 6 | 0.77
2020 | PJM_E_2_NYISO_J-K | PJM_E | NYISO_J-K | Internal | Shoulder | B11 | 25 | 330 | 0 | 53.84 | 53.28 | 6 | 0
2020 | PJM_E_2_NYISO_J-K | PJM_E | NYISO_J-K | Internal | Shoulder | B12 | 200 | 330 | 0 | 48.39 | 40.68 | 6 | 0
2020 | PJM_E_2_NYISO_J-K | PJM_E | NYISO_J-K | Internal | Shoulder | B13 | 600 | 330 | 0 | 43.57 | 40.67 | 6 | 0
2020 | PJM_E_2_NYISO_J-K | PJM_E | NYISO_J-K | Internal | Shoulder | B14 | 900 | 330 | 0 | 41.6 | 40.09 | 6 | 0
2020 | PJM_E_2_NYISO_J-K | PJM_E | NYISO_J-K | Internal | Shoulder | B15 | 1203 | 330 | 0 | 37.23 | 39.37 | 6 | 0
2020 | PJM_E_2_NYISO_J-K | PJM_E | NYISO_J-K | Internal | Summer | B1 | 10 | 330 | 330 | 66.51 | 78.4 | 6 | 5.89
2020 | PJM_E_2_NYISO_J-K | PJM_E | NYISO_J-K | Internal | Summer | B2 | 25 | 330 | 0 | 65.14 | 63.14 | 6 | 0
2020 | PJM_E_2_NYISO_J-K | PJM_E | NYISO_J-K | Internal | Summer | B3 | 75 | 330 | 0 | 61.26 | 53.15 | 6 | 0
2020 | PJM_E_2_NYISO_J-K | PJM_E | NYISO_J-K | Internal | Summer | B4 | 100 | 330 | 0 | 60.13 | 49.18 | 6 | 0
2020 | PJM_E_2_NYISO_J-K | PJM_E | NYISO_J-K | Internal | Summer | B5 | 200 | 330 | 0 | 53.83 | 49.18 | 6 | 0
2020 | PJM_E_2_NYISO_J-K | PJM_E | NYISO_J-K | Internal | Summer | B6 | 300 | 330 | 0 | 49.85 | 49.18 | 6 | 0
2020 | PJM_E_2_NYISO_J-K | PJM_E | NYISO_J-K | Internal | Summer | B7 | 400 | 330 | 329.97 | 41.94 | 47.95 | 6 | 0.01
2020 | PJM_E_2_NYISO_J-K | PJM_E | NYISO_J-K | Internal | Summer | B8 | 500 | 330 | 0 | 38.62 | 37.92 | 6 | 0
2020 | PJM_E_2_NYISO_J-K | PJM_E | NYISO_J-K | Internal | Summer | B9 | 800 | 330 | 0 | 37.33 | 37.9 | 6 | 0
2020 | PJM_E_2_NYISO_J-K | PJM_E | NYISO_J-K | Internal | Summer | B10 | 1262 | 330 | 0 | 35.79 | 37.9 | 6 | 0
2020 | PJM_E_2_NYISO_J-K | PJM_E | NYISO_J-K | Internal | Winter | B16 | 25 | 330 | 329.51 | 57.14 | 63.16 | 6 | 0.01
2020 | PJM_E_2_NYISO_J-K | PJM_E | NYISO_J-K | Internal | Winter | B17 | 100 | 330 | 0 | 48.32 | 53.58 | 6 | 0
2020 | PJM_E_2_NYISO_J-K | PJM_E | NYISO_J-K | Internal | Winter | B18 | 400 | 330 | 330 | 44.39 | 50.79 | 6 | 0.4
2020 | PJM_E_2_NYISO_J-K | PJM_E | NYISO_J-K | Internal | Winter | B19 | 700 | 330 | 329.98 | 43.27 | 49.29 | 6 | 0.01
2020 | PJM_E_2_NYISO_J-K | PJM_E | NYISO_J-K | Internal | Winter | B20 | 935 | 330 | 330 | 38.77 | 45.55 | 6 | 0.78
2020 | PJM_E_2_PJM_ROM | PJM_E | PJM_ROM | Internal | Shoulder | B11 | 25 | 8000 | 2631.38 | 53.84 | 53.85 | 0.01 | 0
2020 | PJM_E_2_PJM_ROM | PJM_E | PJM_ROM | Internal | Shoulder | B12 | 200 | 8000 | 2965.6 | 48.39 | 48.4 | 0.01 | 0
2020 | PJM_E_2_PJM_ROM | PJM_E | PJM_ROM | Internal | Shoulder | B13 | 600 | 8000 | 3003.93 | 43.57 | 43.58 | 0.01 | 0
2020 | PJM_E_2_PJM_ROM | PJM_E | PJM_ROM | Internal | Shoulder | B14 | 900 | 8000 | 1238.83 | 41.6 | 41.61 | 0.01 | 0
2020 | PJM_E_2_PJM_ROM | PJM_E | PJM_ROM | Internal | Shoulder | B15 | 1203 | 8000 | 0 | 37.23 | 37.22 | 0.01 | 0
2020 | PJM_E_2_PJM_ROM | PJM_E | PJM_ROM | Internal | Summer | B1 | 10 | 8000 | 0.69 | 66.51 | 66.49 | 0.01 | 0
2020 | PJM_E_2_PJM_ROM | PJM_E | PJM_ROM | Internal | Summer | B2 | 25 | 8000 | 0.29 | 65.14 | 65.13 | 0.01 | 0
2020 | PJM_E_2_PJM_ROM | PJM_E | PJM_ROM | Internal | Summer | B3 | 75 | 8000 | 605.31 | 61.26 | 61.27 | 0.01 | 0
2020 | PJM_E_2_PJM_ROM | PJM_E | PJM_ROM | Internal | Summer | B4 | 100 | 8000 | 2527.81 | 60.13 | 60.15 | 0.01 | 0
2020 | PJM_E_2_PJM_ROM | PJM_E | PJM_ROM | Internal | Summer | B5 | 200 | 8000 | 0.04 | 53.83 | 53.82 | 0.01 | 0
2020 | PJM_E_2_PJM_ROM | PJM_E | PJM_ROM | Internal | Summer | B6 | 300 | 8000 | 512.04 | 49.85 | 49.86 | 0.01 | 0
2020 | PJM_E_2_PJM_ROM | PJM_E | PJM_ROM | Internal | Summer | B7 | 400 | 8000 | 1046.09 | 41.94 | 41.95 | 0.01 | 0
2020 | PJM_E_2_PJM_ROM | PJM_E | PJM_ROM | Internal | Summer | B8 | 500 | 8000 | 0.01 | 38.62 | 38.61 | 0.01 | 0
2020 | PJM_E_2_PJM_ROM | PJM_E | PJM_ROM | Internal | Summer | B9 | 800 | 8000 | 0 | 37.33 | 37.32 | 0.01 | 0
2020 | PJM_E_2_PJM_ROM | PJM_E | PJM_ROM | Internal | Summer | B10 | 1262 | 8000 | 89.86 | 35.79 | 35.8 | 0.01 | 0
2020 | PJM_E_2_PJM_ROM | PJM_E | PJM_ROM | Internal | Winter | B16 | 25 | 8000 | 0.29 | 57.14 | 57.13 | 0.01 | 0
2020 | PJM_E_2_PJM_ROM | PJM_E | PJM_ROM | Internal | Winter | B17 | 100 | 8000 | 0.07 | 48.32 | 48.31 | 0.01 | 0
2020 | PJM_E_2_PJM_ROM | PJM_E | PJM_ROM | Internal | Winter | B18 | 400 | 8000 | 0.02 | 44.39 | 44.38 | 0.01 | 0
2020 | PJM_E_2_PJM_ROM | PJM_E | PJM_ROM | Internal | Winter | B19 | 700 | 8000 | 0.01 | 43.27 | 43.26 | 0.01 | 0
2020 | PJM_E_2_PJM_ROM | PJM_E | PJM_ROM | Internal | Winter | B20 | 935 | 8000 | 0 | 38.77 | 38.76 | 0.01 | 0
2020 | PJM_ROR_2_MISO_IN | PJM_ROR | MISO_IN | Internal | Shoulder | B11 | 25 | 909 | 126.88 | 53.86 | 55.86 | 2 | 0
2020 | PJM_ROR_2_MISO_IN | PJM_ROR | MISO_IN | Internal | Shoulder | B12 | 200 | 909 | 0 | 48.41 | 46.42 | 2 | 0
2020 | PJM_ROR_2_MISO_IN | PJM_ROR | MISO_IN | Internal | Shoulder | B13 | 600 | 909 | 0 | 43.6 | 41.63 | 2 | 0
2020 | PJM_ROR_2_MISO_IN | PJM_ROR | MISO_IN | Internal | Shoulder | B14 | 900 | 909 | 0 | 41.6 | 39.63 | 2 | 0
2020 | PJM_ROR_2_MISO_IN | PJM_ROR | MISO_IN | Internal | Shoulder | B15 | 1203 | 909 | 0 | 37.21 | 38.52 | 2 | 0
2020 | PJM_ROR_2_MISO_IN | PJM_ROR | MISO_IN | Internal | Summer | B1 | 10 | 909 | 0 | 66.48 | 64.47 | 2 | 0
2020 | PJM_ROR_2_MISO_IN | PJM_ROR | MISO_IN | Internal | Summer | B2 | 25 | 909 | 0 | 65.12 | 63.13 | 2 | 0
2020 | PJM_ROR_2_MISO_IN | PJM_ROR | MISO_IN | Internal | Summer | B3 | 75 | 909 | 0 | 61.28 | 61.13 | 2 | 0
2020 | PJM_ROR_2_MISO_IN | PJM_ROR | MISO_IN | Internal | Summer | B4 | 100 | 909 | 0 | 60.16 | 59.39 | 2 | 0
2020 | PJM_ROR_2_MISO_IN | PJM_ROR | MISO_IN | Internal | Summer | B5 | 200 | 909 | 0 | 53.83 | 52.99 | 2 | 0
2020 | PJM_ROR_2_MISO_IN | PJM_ROR | MISO_IN | Internal | Summer | B6 | 300 | 909 | 0 | 49.85 | 47.85 | 2 | 0
2020 | PJM_ROR_2_MISO_IN | PJM_ROR | MISO_IN | Internal | Summer | B7 | 400 | 909 | 0 | 41.96 | 39.96 | 2 | 0
2020 | PJM_ROR_2_MISO_IN | PJM_ROR | MISO_IN | Internal | Summer | B8 | 500 | 909 | 0 | 38.6 | 37.53 | 2 | 0
2020 | PJM_ROR_2_MISO_IN | PJM_ROR | MISO_IN | Internal | Summer | B9 | 800 | 909 | 0 | 37.31 | 37.27 | 2 | 0
2020 | PJM_ROR_2_MISO_IN | PJM_ROR | MISO_IN | Internal | Summer | B10 | 1262 | 909 | 0 | 35.79 | 36.02 | 2 | 0
2020 | PJM_ROR_2_MISO_IN | PJM_ROR | MISO_IN | Internal | Winter | B16 | 25 | 909 | 0 | 57.12 | 55.13 | 2 | 0
2020 | PJM_ROR_2_MISO_IN | PJM_ROR | MISO_IN | Internal | Winter | B17 | 100 | 909 | 0 | 48.3 | 46.3 | 2 | 0
2020 | PJM_ROR_2_MISO_IN | PJM_ROR | MISO_IN | Internal | Winter | B18 | 400 | 909 | 0 | 44.37 | 42.37 | 2 | 0
2020 | PJM_ROR_2_MISO_IN | PJM_ROR | MISO_IN | Internal | Winter | B19 | 700 | 909 | 0 | 43.25 | 41.26 | 2 | 0
2020 | PJM_ROR_2_MISO_IN | PJM_ROR | MISO_IN | Internal | Winter | B20 | 935 | 909 | 0 | 38.75 | 37.4 | 2 | 0
2020 | PJM_ROR_2_MISO_MI | PJM_ROR | MISO_MI | Internal | Shoulder | B11 | 25 | 1305 | 0 | 53.86 | 53.75 | 2 | 0
2020 | PJM_ROR_2_MISO_MI | PJM_ROR | MISO_MI | Internal | Shoulder | B12 | 200 | 1305 | 0 | 48.41 | 46.41 | 2 | 0
2020 | PJM_ROR_2_MISO_MI | PJM_ROR | MISO_MI | Internal | Shoulder | B13 | 600 | 1305 | 0 | 43.6 | 41.64 | 2 | 0
2020 | PJM_ROR_2_MISO_MI | PJM_ROR | MISO_MI | Internal | Shoulder | B14 | 900 | 1305 | 0 | 41.6 | 39.65 | 2 | 0
2020 | PJM_ROR_2_MISO_MI | PJM_ROR | MISO_MI | Internal | Shoulder | B15 | 1203 | 1305 | 0 | 37.21 | 38.53 | 2 | 0
2020 | PJM_ROR_2_MISO_MI | PJM_ROR | MISO_MI | Internal | Summer | B1 | 10 | 1305 | 0 | 66.48 | 64.46 | 2 | 0
2020 | PJM_ROR_2_MISO_MI | PJM_ROR | MISO_MI | Internal | Summer | B2 | 25 | 1305 | 0 | 65.12 | 63.12 | 2 | 0
2020 | PJM_ROR_2_MISO_MI | PJM_ROR | MISO_MI | Internal | Summer | B3 | 75 | 1305 | 0 | 61.28 | 59.85 | 2 | 0
2020 | PJM_ROR_2_MISO_MI | PJM_ROR | MISO_MI | Internal | Summer | B4 | 100 | 1305 | 0 | 60.16 | 58.16 | 2 | 0
2020 | PJM_ROR_2_MISO_MI | PJM_ROR | MISO_MI | Internal | Summer | B5 | 200 | 1305 | 0 | 53.83 | 52.98 | 2 | 0
2020 | PJM_ROR_2_MISO_MI | PJM_ROR | MISO_MI | Internal | Summer | B6 | 300 | 1305 | 0 | 49.85 | 47.85 | 2 | 0
2020 | PJM_ROR_2_MISO_MI | PJM_ROR | MISO_MI | Internal | Summer | B7 | 400 | 1305 | 0 | 41.96 | 39.98 | 2 | 0
2020 | PJM_ROR_2_MISO_MI | PJM_ROR | MISO_MI | Internal | Summer | B8 | 500 | 1305 | 0 | 38.6 | 37.55 | 2 | 0
2020 | PJM_ROR_2_MISO_MI | PJM_ROR | MISO_MI | Internal | Summer | B9 | 800 | 1305 | 0 | 37.31 | 37.28 | 2 | 0
2020 | PJM_ROR_2_MISO_MI | PJM_ROR | MISO_MI | Internal | Summer | B10 | 1262 | 1305 | 0 | 35.79 | 36.03 | 2 | 0
2020 | PJM_ROR_2_MISO_MI | PJM_ROR | MISO_MI | Internal | Winter | B16 | 25 | 1305 | 0 | 57.12 | 55.12 | 2 | 0
2020 | PJM_ROR_2_MISO_MI | PJM_ROR | MISO_MI | Internal | Winter | B17 | 100 | 1305 | 0 | 48.3 | 46.31 | 2 | 0
2020 | PJM_ROR_2_MISO_MI | PJM_ROR | MISO_MI | Internal | Winter | B18 | 400 | 1305 | 0 | 44.37 | 42.38 | 2 | 0
2020 | PJM_ROR_2_MISO_MI | PJM_ROR | MISO_MI | Internal | Winter | B19 | 700 | 1305 | 0 | 43.25 | 41.27 | 2 | 0
2020 | PJM_ROR_2_MISO_MI | PJM_ROR | MISO_MI | Internal | Winter | B20 | 935 | 1305 | 0 | 38.75 | 37.41 | 2 | 0
2020 | PJM_ROR_2_MISO_MO-IL | PJM_ROR | MISO_MO-IL | Internal | Shoulder | B11 | 25 | 1111 | 1110.4 | 53.86 | 55.87 | 2 | 0.01
2020 | PJM_ROR_2_MISO_MO-IL | PJM_ROR | MISO_MO-IL | Internal | Shoulder | B12 | 200 | 1111 | 0 | 48.41 | 46.41 | 2 | 0
2020 | PJM_ROR_2_MISO_MO-IL | PJM_ROR | MISO_MO-IL | Internal | Shoulder | B13 | 600 | 1111 | 0 | 43.6 | 41.62 | 2 | 0
2020 | PJM_ROR_2_MISO_MO-IL | PJM_ROR | MISO_MO-IL | Internal | Shoulder | B14 | 900 | 1111 | 0 | 41.6 | 39.62 | 2 | 0
2020 | PJM_ROR_2_MISO_MO-IL | PJM_ROR | MISO_MO-IL | Internal | Shoulder | B15 | 1203 | 1111 | 0 | 37.21 | 38.51 | 2 | 0
2020 | PJM_ROR_2_MISO_MO-IL | PJM_ROR | MISO_MO-IL | Internal | Summer | B1 | 10 | 1111 | 0 | 66.48 | 64.48 | 2 | 0
2020 | PJM_ROR_2_MISO_MO-IL | PJM_ROR | MISO_MO-IL | Internal | Summer | B2 | 25 | 1111 | 0 | 65.12 | 63.12 | 2 | 0
2020 | PJM_ROR_2_MISO_MO-IL | PJM_ROR | MISO_MO-IL | Internal | Summer | B3 | 75 | 1111 | 0 | 61.28 | 61.14 | 2 | 0
2020 | PJM_ROR_2_MISO_MO-IL | PJM_ROR | MISO_MO-IL | Internal | Summer | B4 | 100 | 1111 | 0 | 60.16 | 59.41 | 2 | 0
2020 | PJM_ROR_2_MISO_MO-IL | PJM_ROR | MISO_MO-IL | Internal | Summer | B5 | 200 | 1111 | 0 | 53.83 | 53.01 | 2 | 0
2020 | PJM_ROR_2_MISO_MO-IL | PJM_ROR | MISO_MO-IL | Internal | Summer | B6 | 300 | 1111 | 0 | 49.85 | 47.86 | 2 | 0
2020 | PJM_ROR_2_MISO_MO-IL | PJM_ROR | MISO_MO-IL | Internal | Summer | B7 | 400 | 1111 | 0 | 41.96 | 39.98 | 2 | 0
2020 | PJM_ROR_2_MISO_MO-IL | PJM_ROR | MISO_MO-IL | Internal | Summer | B8 | 500 | 1111 | 0 | 38.6 | 37.52 | 2 | 0
2020 | PJM_ROR_2_MISO_MO-IL | PJM_ROR | MISO_MO-IL | Internal | Summer | B9 | 800 | 1111 | 0 | 37.31 | 37.26 | 2 | 0
2020 | PJM_ROR_2_MISO_MO-IL | PJM_ROR | MISO_MO-IL | Internal | Summer | B10 | 1262 | 1111 | 0 | 35.79 | 35.87 | 2 | 0
2020 | PJM_ROR_2_MISO_MO-IL | PJM_ROR | MISO_MO-IL | Internal | Winter | B16 | 25 | 1111 | 0 | 57.12 | 55.12 | 2 | 0
2020 | PJM_ROR_2_MISO_MO-IL | PJM_ROR | MISO_MO-IL | Internal | Winter | B17 | 100 | 1111 | 0 | 48.3 | 46.28 | 2 | 0
2020 | PJM_ROR_2_MISO_MO-IL | PJM_ROR | MISO_MO-IL | Internal | Winter | B18 | 400 | 1111 | 0 | 44.37 | 42.36 | 2 | 0
2020 | PJM_ROR_2_MISO_MO-IL | PJM_ROR | MISO_MO-IL | Internal | Winter | B19 | 700 | 1111 | 0 | 43.25 | 41.25 | 2 | 0
2020 | PJM_ROR_2_MISO_MO-IL | PJM_ROR | MISO_MO-IL | Internal | Winter | B20 | 935 | 1111 | 0 | 38.75 | 37.39 | 2 | 0
2020 | PJM_ROR_2_MISO_W | PJM_ROR | MISO_W | Internal | Shoulder | B11 | 25 | 709 | 400.54 | 53.86 | 55.86 | 2 | 0
2020 | PJM_ROR_2_MISO_W | PJM_ROR | MISO_W | Internal | Shoulder | B12 | 200 | 709 | 0 | 48.41 | 46.4 | 2 | 0
2020 | PJM_ROR_2_MISO_W | PJM_ROR | MISO_W | Internal | Shoulder | B13 | 600 | 709 | 0 | 43.6 | 41.61 | 2 | 0
2020 | PJM_ROR_2_MISO_W | PJM_ROR | MISO_W | Internal | Shoulder | B14 | 900 | 709 | 0 | 41.6 | 39.61 | 2 | 0
2020 | PJM_ROR_2_MISO_W | PJM_ROR | MISO_W | Internal | Shoulder | B15 | 1203 | 709 | 0 | 37.21 | 38.52 | 2 | 0
2020 | PJM_ROR_2_MISO_W | PJM_ROR | MISO_W | Internal | Summer | B1 | 10 | 709 | 0 | 66.48 | 64.47 | 2 | 0
2020 | PJM_ROR_2_MISO_W | PJM_ROR | MISO_W | Internal | Summer | B2 | 25 | 709 | 0 | 65.12 | 63.12 | 2 | 0
2020 | PJM_ROR_2_MISO_W | PJM_ROR | MISO_W | Internal | Summer | B3 | 75 | 709 | 0 | 61.28 | 62.58 | 2 | 0
2020 | PJM_ROR_2_MISO_W | PJM_ROR | MISO_W | Internal | Summer | B4 | 100 | 709 | 318.59 | 60.16 | 62.16 | 2 | 0
2020 | PJM_ROR_2_MISO_W | PJM_ROR | MISO_W | Internal | Summer | B5 | 200 | 709 | 0 | 53.83 | 53.09 | 2 | 0
2020 | PJM_ROR_2_MISO_W | PJM_ROR | MISO_W | Internal | Summer | B6 | 300 | 709 | 0 | 49.85 | 48.86 | 2 | 0
2020 | PJM_ROR_2_MISO_W | PJM_ROR | MISO_W | Internal | Summer | B7 | 400 | 709 | 0 | 41.96 | 39.98 | 2 | 0
2020 | PJM_ROR_2_MISO_W | PJM_ROR | MISO_W | Internal | Summer | B8 | 500 | 709 | 0 | 38.6 | 37.51 | 2 | 0
2020 | PJM_ROR_2_MISO_W | PJM_ROR | MISO_W | Internal | Summer | B9 | 800 | 709 | 0 | 37.31 | 37.25 | 2 | 0
2020 | PJM_ROR_2_MISO_W | PJM_ROR | MISO_W | Internal | Summer | B10 | 1262 | 709 | 0 | 35.79 | 35.86 | 2 | 0
2020 | PJM_ROR_2_MISO_W | PJM_ROR | MISO_W | Internal | Winter | B16 | 25 | 709 | 0 | 57.12 | 55.11 | 2 | 0
2020 | PJM_ROR_2_MISO_W | PJM_ROR | MISO_W | Internal | Winter | B17 | 100 | 709 | 0 | 48.3 | 46.27 | 2 | 0
2020 | PJM_ROR_2_MISO_W | PJM_ROR | MISO_W | Internal | Winter | B18 | 400 | 709 | 0 | 44.37 | 42.37 | 2 | 0
2020 | PJM_ROR_2_MISO_W | PJM_ROR | MISO_W | Internal | Winter | B19 | 700 | 709 | 0 | 43.25 | 41.27 | 2 | 0
2020 | PJM_ROR_2_MISO_W | PJM_ROR | MISO_W | Internal | Winter | B20 | 935 | 709 | 0 | 38.75 | 37.38 | 2 | 0
2020 | PJM_ROR_2_MISO_WUMS | PJM_ROR | MISO_WUMS | Internal | Shoulder | B11 | 25 | 1467 | 0 | 53.86 | 51.86 | 2 | 0
2020 | PJM_ROR_2_MISO_WUMS | PJM_ROR | MISO_WUMS | Internal | Shoulder | B12 | 200 | 1467 | 0 | 48.41 | 46.39 | 2 | 0
2020 | PJM_ROR_2_MISO_WUMS | PJM_ROR | MISO_WUMS | Internal | Shoulder | B13 | 600 | 1467 | 0 | 43.6 | 41.6 | 2 | 0
2020 | PJM_ROR_2_MISO_WUMS | PJM_ROR | MISO_WUMS | Internal | Shoulder | B14 | 900 | 1467 | 0 | 41.6 | 39.6 | 2 | 0
2020 | PJM_ROR_2_MISO_WUMS | PJM_ROR | MISO_WUMS | Internal | Shoulder | B15 | 1203 | 1467 | 0 | 37.21 | 36.91 | 2 | 0
2020 | PJM_ROR_2_MISO_WUMS | PJM_ROR | MISO_WUMS | Internal | Summer | B1 | 10 | 1467 | 0 | 66.48 | 59.88 | 2 | 0
2020 | PJM_ROR_2_MISO_WUMS | PJM_ROR | MISO_WUMS | Internal | Summer | B2 | 25 | 1467 | 0 | 65.12 | 59.88 | 2 | 0
2020 | PJM_ROR_2_MISO_WUMS | PJM_ROR | MISO_WUMS | Internal | Summer | B3 | 75 | 1467 | 0 | 61.28 | 59.88 | 2 | 0
2020 | PJM_ROR_2_MISO_WUMS | PJM_ROR | MISO_WUMS | Internal | Summer | B4 | 100 | 1467 | 0 | 60.16 | 58.16 | 2 | 0
2020 | PJM_ROR_2_MISO_WUMS | PJM_ROR | MISO_WUMS | Internal | Summer | B5 | 200 | 1467 | 0 | 53.83 | 51.83 | 2 | 0
2020 | PJM_ROR_2_MISO_WUMS | PJM_ROR | MISO_WUMS | Internal | Summer | B6 | 300 | 1467 | 0 | 49.85 | 47.85 | 2 | 0
2020 | PJM_ROR_2_MISO_WUMS | PJM_ROR | MISO_WUMS | Internal | Summer | B7 | 400 | 1467 | 0 | 41.96 | 39.96 | 2 | 0
2020 | PJM_ROR_2_MISO_WUMS | PJM_ROR | MISO_WUMS | Internal | Summer | B8 | 500 | 1467 | 0 | 38.6 | 36.6 | 2 | 0
2020 | PJM_ROR_2_MISO_WUMS | PJM_ROR | MISO_WUMS | Internal | Summer | B9 | 800 | 1467 | 0 | 37.31 | 35.66 | 2 | 0
2020 | PJM_ROR_2_MISO_WUMS | PJM_ROR | MISO_WUMS | Internal | Summer | B10 | 1262 | 1467 | 0 | 35.79 | 35.66 | 2 | 0
2020 | PJM_ROR_2_MISO_WUMS | PJM_ROR | MISO_WUMS | Internal | Winter | B16 | 25 | 1467 | 0 | 57.12 | 55.12 | 2 | 0
2020 | PJM_ROR_2_MISO_WUMS | PJM_ROR | MISO_WUMS | Internal | Winter | B17 | 100 | 1467 | 0 | 48.3 | 46.28 | 2 | 0
2020 | PJM_ROR_2_MISO_WUMS | PJM_ROR | MISO_WUMS | Internal | Winter | B18 | 400 | 1467 | 0 | 44.37 | 42.37 | 2 | 0
2020 | PJM_ROR_2_MISO_WUMS | PJM_ROR | MISO_WUMS | Internal | Winter | B19 | 700 | 1467 | 0 | 43.25 | 41.26 | 2 | 0
2020 | PJM_ROR_2_MISO_WUMS | PJM_ROR | MISO_WUMS | Internal | Winter | B20 | 935 | 1467 | 0 | 38.75 | 37.39 | 2 | 0
2020 | PJM_ROR_2_PJM_ROM | PJM_ROR | PJM_ROM | Internal | Shoulder | B11 | 25 | 8000 | 0.28 | 53.86 | 53.85 | 0.01 | 0
2020 | PJM_ROR_2_PJM_ROM | PJM_ROR | PJM_ROM | Internal | Shoulder | B12 | 200 | 8000 | 0.04 | 48.41 | 48.4 | 0.01 | 0
2020 | PJM_ROR_2_PJM_ROM | PJM_ROR | PJM_ROM | Internal | Shoulder | B13 | 600 | 8000 | 0.01 | 43.6 | 43.58 | 0.01 | 0
2020 | PJM_ROR_2_PJM_ROM | PJM_ROR | PJM_ROM | Internal | Shoulder | B14 | 900 | 8000 | 1384.49 | 41.6 | 41.61 | 0.01 | 0
2020 | PJM_ROR_2_PJM_ROM | PJM_ROR | PJM_ROM | Internal | Shoulder | B15 | 1203 | 8000 | 3382.74 | 37.21 | 37.22 | 0.01 | 0
2020 | PJM_ROR_2_PJM_ROM | PJM_ROR | PJM_ROM | Internal | Summer | B1 | 10 | 8000 | 3084.05 | 66.48 | 66.49 | 0.01 | 0
2020 | PJM_ROR_2_PJM_ROM | PJM_ROR | PJM_ROM | Internal | Summer | B2 | 25 | 8000 | 1845.22 | 65.12 | 65.13 | 0.01 | 0
2020 | PJM_ROR_2_PJM_ROM | PJM_ROR | PJM_ROM | Internal | Summer | B3 | 75 | 8000 | 0.1 | 61.28 | 61.27 | 0.01 | 0
2020 | PJM_ROR_2_PJM_ROM | PJM_ROR | PJM_ROM | Internal | Summer | B4 | 100 | 8000 | 0.07 | 60.16 | 60.15 | 0.01 | 0
2020 | PJM_ROR_2_PJM_ROM | PJM_ROR | PJM_ROM | Internal | Summer | B5 | 200 | 8000 | 0.04 | 53.83 | 53.82 | 0.01 | 0
2020 | PJM_ROR_2_PJM_ROM | PJM_ROR | PJM_ROM | Internal | Summer | B6 | 300 | 8000 | 987.55 | 49.85 | 49.86 | 0.01 | 0
2020 | PJM_ROR_2_PJM_ROM | PJM_ROR | PJM_ROM | Internal | Summer | B7 | 400 | 8000 | 0.02 | 41.96 | 41.95 | 0.01 | 0
2020 | PJM_ROR_2_PJM_ROM | PJM_ROR | PJM_ROM | Internal | Summer | B8 | 500 | 8000 | 1667.47 | 38.6 | 38.61 | 0.01 | 0
2020 | PJM_ROR_2_PJM_ROM | PJM_ROR | PJM_ROM | Internal | Summer | B9 | 800 | 8000 | 2757.04 | 37.31 | 37.32 | 0.01 | 0
2020 | PJM_ROR_2_PJM_ROM | PJM_ROR | PJM_ROM | Internal | Summer | B10 | 1262 | 8000 | 2868.38 | 35.79 | 35.8 | 0.01 | 0
2020 | PJM_ROR_2_PJM_ROM | PJM_ROR | PJM_ROM | Internal | Winter | B16 | 25 | 8000 | 1640.07 | 57.12 | 57.13 | 0.01 | 0
2020 | PJM_ROR_2_PJM_ROM | PJM_ROR | PJM_ROM | Internal | Winter | B17 | 100 | 8000 | 3848.69 | 48.3 | 48.31 | 0.01 | 0
2020 | PJM_ROR_2_PJM_ROM | PJM_ROR | PJM_ROM | Internal | Winter | B18 | 400 | 8000 | 7248.91 | 44.37 | 44.38 | 0.01 | 0
2020 | PJM_ROR_2_PJM_ROM | PJM_ROR | PJM_ROM | Internal | Winter | B19 | 700 | 8000 | 6690.86 | 43.25 | 43.26 | 0.01 | 0
2020 | PJM_ROR_2_PJM_ROM | PJM_ROR | PJM_ROM | Internal | Winter | B20 | 935 | 8000 | 6288.09 | 38.75 | 38.76 | 0.01 | 0
2020 | PJM_ROR_2_TVA_Transmission | PJM_ROR | TVA_Transmission | Internal | Shoulder | B11 | 25 | 2500 | 0.01 | 53.86 | 59.22 | 6 | 0
2020 | PJM_ROR_2_TVA_Transmission | PJM_ROR | TVA_Transmission | Internal | Shoulder | B12 | 200 | 2500 | 0 | 48.41 | 48.07 | 6 | 0
2020 | PJM_ROR_2_TVA_Transmission | PJM_ROR | TVA_Transmission | Internal | Shoulder | B13 | 600 | 2500 | 0 | 43.6 | 44.85 | 6 | 0
2020 | PJM_ROR_2_TVA_Transmission | PJM_ROR | TVA_Transmission | Internal | Shoulder | B14 | 900 | 2500 | 0 | 41.6 | 43.93 | 6 | 0
2020 | PJM_ROR_2_TVA_Transmission | PJM_ROR | TVA_Transmission | Internal | Shoulder | B15 | 1203 | 2500 | 0 | 37.21 | 42.34 | 6 | 0
2020 | PJM_ROR_2_TVA_Transmission | PJM_ROR | TVA_Transmission | Internal | Summer | B1 | 10 | 2500 | 1009.17 | 66.48 | 72.48 | 6 | 0
2020 | PJM_ROR_2_TVA_Transmission | PJM_ROR | TVA_Transmission | Internal | Summer | B2 | 25 | 2500 | 1571.75 | 65.12 | 71.12 | 6 | 0
2020 | PJM_ROR_2_TVA_Transmission | PJM_ROR | TVA_Transmission | Internal | Summer | B3 | 75 | 2500 | 325.01 | 61.28 | 67.28 | 6 | 0
2020 | PJM_ROR_2_TVA_Transmission | PJM_ROR | TVA_Transmission | Internal | Summer | B4 | 100 | 2500 | 1316.19 | 60.16 | 66.16 | 6 | 0
2020 | PJM_ROR_2_TVA_Transmission | PJM_ROR | TVA_Transmission | Internal | Summer | B5 | 200 | 2500 | 0 | 53.83 | 59.04 | 6 | 0
2020 | PJM_ROR_2_TVA_Transmission | PJM_ROR | TVA_Transmission | Internal | Summer | B6 | 300 | 2500 | 0 | 49.85 | 53.07 | 6 | 0
2020 | PJM_ROR_2_TVA_Transmission | PJM_ROR | TVA_Transmission | Internal | Summer | B7 | 400 | 2500 | 0 | 41.96 | 46.68 | 6 | 0
2020 | PJM_ROR_2_TVA_Transmission | PJM_ROR | TVA_Transmission | Internal | Summer | B8 | 500 | 2500 | 0 | 38.6 | 42.07 | 6 | 0
2020 | PJM_ROR_2_TVA_Transmission | PJM_ROR | TVA_Transmission | Internal | Summer | B9 | 800 | 2500 | 0 | 37.31 | 41.56 | 6 | 0
2020 | PJM_ROR_2_TVA_Transmission | PJM_ROR | TVA_Transmission | Internal | Summer | B10 | 1262 | 2500 | 0 | 35.79 | 39.32 | 6 | 0
2020 | PJM_ROR_2_TVA_Transmission | PJM_ROR | TVA_Transmission | Internal | Winter | B16 | 25 | 2500 | 0 | 57.12 | 61.31 | 6 | 0
2020 | PJM_ROR_2_TVA_Transmission | PJM_ROR | TVA_Transmission | Internal | Winter | B17 | 100 | 2500 | 0 | 48.3 | 49.56 | 6 | 0
2020 | PJM_ROR_2_TVA_Transmission | PJM_ROR | TVA_Transmission | Internal | Winter | B18 | 400 | 2500 | 0 | 44.37 | 46.25 | 6 | 0
2020 | PJM_ROR_2_TVA_Transmission | PJM_ROR | TVA_Transmission | Internal | Winter | B19 | 700 | 2500 | 0 | 43.25 | 45.03 | 6 | 0
2020 | PJM_ROR_2_TVA_Transmission | PJM_ROR | TVA_Transmission | Internal | Winter | B20 | 935 | 2500 | 0 | 38.75 | 43.45 | 6 | 0
2020 | PJM_ROR_2_VACAR | PJM_ROR | VACAR | Internal | Shoulder | B11 | 25 | 3000 | 1647.17 | 53.86 | 59.86 | 6 | 0
2020 | PJM_ROR_2_VACAR | PJM_ROR | VACAR | Internal | Shoulder | B12 | 200 | 3000 | 0 | 48.41 | 49.62 | 6 | 0
2020 | PJM_ROR_2_VACAR | PJM_ROR | VACAR | Internal | Shoulder | B13 | 600 | 3000 | 0 | 43.6 | 47.41 | 6 | 0
2020 | PJM_ROR_2_VACAR | PJM_ROR | VACAR | Internal | Shoulder | B14 | 900 | 3000 | 0 | 41.6 | 45.41 | 6 | 0
2020 | PJM_ROR_2_VACAR | PJM_ROR | VACAR | Internal | Shoulder | B15 | 1203 | 3000 | 0 | 37.21 | 43.11 | 6 | 0
2020 | PJM_ROR_2_VACAR | PJM_ROR | VACAR | Internal | Summer | B1 | 10 | 3000 | 2999.95 | 66.48 | 73.05 | 6 | 0.57
2020 | PJM_ROR_2_VACAR | PJM_ROR | VACAR | Internal | Summer | B2 | 25 | 3000 | 3000 | 65.12 | 73.05 | 6 | 1.94
2020 | PJM_ROR_2_VACAR | PJM_ROR | VACAR | Internal | Summer | B3 | 75 | 3000 | 3000 | 61.28 | 73.05 | 6 | 5.77
2020 | PJM_ROR_2_VACAR | PJM_ROR | VACAR | Internal | Summer | B4 | 100 | 3000 | 2228.06 | 60.16 | 66.16 | 6 | 0
2020 | PJM_ROR_2_VACAR | PJM_ROR | VACAR | Internal | Summer | B5 | 200 | 3000 | 2004.99 | 53.83 | 59.83 | 6 | 0
2020 | PJM_ROR_2_VACAR | PJM_ROR | VACAR | Internal | Summer | B6 | 300 | 3000 | 859.54 | 49.85 | 55.85 | 6 | 0
2020 | PJM_ROR_2_VACAR | PJM_ROR | VACAR | Internal | Summer | B7 | 400 | 3000 | 2769.61 | 41.96 | 47.96 | 6 | 0
2020 | PJM_ROR_2_VACAR | PJM_ROR | VACAR | Internal | Summer | B8 | 500 | 3000 | 1055.65 | 38.6 | 44.6 | 6 | 0
2020 | PJM_ROR_2_VACAR | PJM_ROR | VACAR | Internal | Summer | B9 | 800 | 3000 | 1780.71 | 37.31 | 43.31 | 6 | 0
2020 | PJM_ROR_2_VACAR | PJM_ROR | VACAR | Internal | Summer | B10 | 1262 | 3000 | 868.68 | 35.79 | 41.79 | 6 | 0
2020 | PJM_ROR_2_VACAR | PJM_ROR | VACAR | Internal | Winter | B16 | 25 | 3000 | 2192.05 | 57.12 | 63.12 | 6 | 0
2020 | PJM_ROR_2_VACAR | PJM_ROR | VACAR | Internal | Winter | B17 | 100 | 3000 | 68.28 | 48.3 | 54.3 | 6 | 0
2020 | PJM_ROR_2_VACAR | PJM_ROR | VACAR | Internal | Winter | B18 | 400 | 3000 | 0 | 44.37 | 47.61 | 6 | 0
2020 | PJM_ROR_2_VACAR | PJM_ROR | VACAR | Internal | Winter | B19 | 700 | 3000 | 0 | 43.25 | 45.6 | 6 | 0
2020 | PJM_ROR_2_VACAR | PJM_ROR | VACAR | Internal | Winter | B20 | 935 | 3000 | 1783.29 | 38.75 | 44.75 | 6 | 0
2020 | PJM_ROM_2_NYISO_A-F | PJM_ROM | NYISO_A-F | Internal | Shoulder | B11 | 25 | 2000 | 0 | 53.85 | 40.67 | 6 | 0
2020 | PJM_ROM_2_NYISO_A-F | PJM_ROM | NYISO_A-F | Internal | Shoulder | B12 | 200 | 2000 | 0 | 48.4 | 40.4 | 6 | 0
2020 | PJM_ROM_2_NYISO_A-F | PJM_ROM | NYISO_A-F | Internal | Shoulder | B13 | 600 | 2000 | 0 | 43.58 | 39.85 | 6 | 0
2020 | PJM_ROM_2_NYISO_A-F | PJM_ROM | NYISO_A-F | Internal | Shoulder | B14 | 900 | 2000 | 0 | 41.61 | 39.35 | 6 | 0
2020 | PJM_ROM_2_NYISO_A-F | PJM_ROM | NYISO_A-F | Internal | Shoulder | B15 | 1203 | 2000 | 0 | 37.22 | 39.35 | 6 | 0
2020 | PJM_ROM_2_NYISO_A-F | PJM_ROM | NYISO_A-F | Internal | Summer | B1 | 10 | 2000 | 0 | 66.49 | 58.49 | 6 | 0
2020 | PJM_ROM_2_NYISO_A-F | PJM_ROM | NYISO_A-F | Internal | Summer | B2 | 25 | 2000 | 0 | 65.13 | 57.13 | 6 | 0
2020 | PJM_ROM_2_NYISO_A-F | PJM_ROM | NYISO_A-F | Internal | Summer | B3 | 75 | 2000 | 0 | 61.27 | 51.9 | 6 | 0
2020 | PJM_ROM_2_NYISO_A-F | PJM_ROM | NYISO_A-F | Internal | Summer | B4 | 100 | 2000 | 0 | 60.15 | 45.81 | 6 | 0
2020 | PJM_ROM_2_NYISO_A-F | PJM_ROM | NYISO_A-F | Internal | Summer | B5 | 200 | 2000 | 0 | 53.82 | 44.74 | 6 | 0
2020 | PJM_ROM_2_NYISO_A-F | PJM_ROM | NYISO_A-F | Internal | Summer | B6 | 300 | 2000 | 0 | 49.86 | 42.31 | 6 | 0
2020 | PJM_ROM_2_NYISO_A-F | PJM_ROM | NYISO_A-F | Internal | Summer | B7 | 400 | 2000 | 0 | 41.95 | 39.98 | 6 | 0
2020 | PJM_ROM_2_NYISO_A-F | PJM_ROM | NYISO_A-F | Internal | Summer | B8 | 500 | 2000 | 0 | 38.61 | 37.9 | 6 | 0
2020 | PJM_ROM_2_NYISO_A-F | PJM_ROM | NYISO_A-F | Internal | Summer | B9 | 800 | 2000 | 0 | 37.32 | 37.87 | 6 | 0
2020 | PJM_ROM_2_NYISO_A-F | PJM_ROM | NYISO_A-F | Internal | Summer | B10 | 1262 | 2000 | 0 | 35.8 | 37.87 | 6 | 0
2020 | PJM_ROM_2_NYISO_A-F | PJM_ROM | NYISO_A-F | Internal | Winter | B16 | 25 | 2000 | 0 | 57.13 | 46.26 | 6 | 0
2020 | PJM_ROM_2_NYISO_A-F | PJM_ROM | NYISO_A-F | Internal | Winter | B17 | 100 | 2000 | 0 | 48.31 | 43.27 | 6 | 0
2020 | PJM_ROM_2_NYISO_A-F | PJM_ROM | NYISO_A-F | Internal | Winter | B18 | 400 | 2000 | 0 | 44.38 | 42.19 | 6 | 0
2020 | PJM_ROM_2_NYISO_A-F | PJM_ROM | NYISO_A-F | Internal | Winter | B19 | 700 | 2000 | 0 | 43.26 | 42.19 | 6 | 0
2020 | PJM_ROM_2_NYISO_A-F | PJM_ROM | NYISO_A-F | Internal | Winter | B20 | 935 | 2000 | 0 | 38.76 | 42.19 | 6 | 0
2020 | PJM_ROM_2_PJM_E | PJM_ROM | PJM_E | Internal | Shoulder | B11 | 25 | 8000 | 0.28 | 53.85 | 53.84 | 0.01 | 0
2020 | PJM_ROM_2_PJM_E | PJM_ROM | PJM_E | Internal | Shoulder | B12 | 200 | 8000 | 0.04 | 48.4 | 48.39 | 0.01 | 0
2020 | PJM_ROM_2_PJM_E | PJM_ROM | PJM_E | Internal | Shoulder | B13 | 600 | 8000 | 0.01 | 43.58 | 43.57 | 0.01 | 0
2020 | PJM_ROM_2_PJM_E | PJM_ROM | PJM_E | Internal | Shoulder | B14 | 900 | 8000 | 0 | 41.61 | 41.6 | 0.01 | 0
2020 | PJM_ROM_2_PJM_E | PJM_ROM | PJM_E | Internal | Shoulder | B15 | 1203 | 8000 | 430.04 | 37.22 | 37.23 | 0.01 | 0
2020 | PJM_ROM_2_PJM_E | PJM_ROM | PJM_E | Internal | Summer | B1 | 10 | 8000 | 3132.75 | 66.49 | 66.51 | 0.01 | 0
2020 | PJM_ROM_2_PJM_E | PJM_ROM | PJM_E | Internal | Summer | B2 | 25 | 8000 | 1451.31 | 65.13 | 65.14 | 0.01 | 0
2020 | PJM_ROM_2_PJM_E | PJM_ROM | PJM_E | Internal | Summer | B3 | 75 | 8000 | 0.1 | 61.27 | 61.26 | 0.01 | 0
2020 | PJM_ROM_2_PJM_E | PJM_ROM | PJM_E | Internal | Summer | B4 | 100 | 8000 | 0.07 | 60.15 | 60.13 | 0.01 | 0
2020 | PJM_ROM_2_PJM_E | PJM_ROM | PJM_E | Internal | Summer | B5 | 200 | 8000 | 394.11 | 53.82 | 53.83 | 0.01 | 0
2020 | PJM_ROM_2_PJM_E | PJM_ROM | PJM_E | Internal | Summer | B6 | 300 | 8000 | 0.02 | 49.86 | 49.85 | 0.01 | 0
2020 | PJM_ROM_2_PJM_E | PJM_ROM | PJM_E | Internal | Summer | B7 | 400 | 8000 | 0.02 | 41.95 | 41.94 | 0.01 | 0
2020 | PJM_ROM_2_PJM_E | PJM_ROM | PJM_E | Internal | Summer | B8 | 500 | 8000 | 285.12 | 38.61 | 38.62 | 0.01 | 0
2020 | PJM_ROM_2_PJM_E | PJM_ROM | PJM_E | Internal | Summer | B9 | 800 | 8000 | 2255.76 | 37.32 | 37.33 | 0.01 | 0
2020 | PJM_ROM_2_PJM_E | PJM_ROM | PJM_E | Internal | Summer | B10 | 1262 | 8000 | 0 | 35.8 | 35.79 | 0.01 | 0
2020 | PJM_ROM_2_PJM_E | PJM_ROM | PJM_E | Internal | Winter | B16 | 25 | 8000 | 700.6 | 57.13 | 57.14 | 0.01 | 0
2020 | PJM_ROM_2_PJM_E | PJM_ROM | PJM_E | Internal | Winter | B17 | 100 | 8000 | 1226.67 | 48.31 | 48.32 | 0.01 | 0
2020 | PJM_ROM_2_PJM_E | PJM_ROM | PJM_E | Internal | Winter | B18 | 400 | 8000 | 5123.86 | 44.38 | 44.39 | 0.01 | 0
2020 | PJM_ROM_2_PJM_E | PJM_ROM | PJM_E | Internal | Winter | B19 | 700 | 8000 | 3549.77 | 43.26 | 43.27 | 0.01 | 0
2020 | PJM_ROM_2_PJM_E | PJM_ROM | PJM_E | Internal | Winter | B20 | 935 | 8000 | 4251.1 | 38.76 | 38.77 | 0.01 | 0
2020 | PJM_ROM_2_PJM_ROR | PJM_ROM | PJM_ROR | Internal | Shoulder | B11 | 25 | 8000 | 2168.9 | 53.85 | 53.86 | 0.01 | 0
2020 | PJM_ROM_2_PJM_ROR | PJM_ROM | PJM_ROR | Internal | Shoulder | B12 | 200 | 8000 | 784.59 | 48.4 | 48.41 | 0.01 | 0
2020 | PJM_ROM_2_PJM_ROR | PJM_ROM | PJM_ROR | Internal | Shoulder | B13 | 600 | 8000 | 1163.44 | 43.58 | 43.6 | 0.01 | 0
2020 | PJM_ROM_2_PJM_ROR | PJM_ROM | PJM_ROR | Internal | Shoulder | B14 | 900 | 8000 | 0 | 41.61 | 41.6 | 0.01 | 0
2020 | PJM_ROM_2_PJM_ROR | PJM_ROM | PJM_ROR | Internal | Shoulder | B15 | 1203 | 8000 | 0 | 37.22 | 37.21 | 0.01 | 0
2020 | PJM_ROM_2_PJM_ROR | PJM_ROM | PJM_ROR | Internal | Summer | B1 | 10 | 8000 | 0.69 | 66.49 | 66.48 | 0.01 | 0
2020 | PJM_ROM_2_PJM_ROR | PJM_ROM | PJM_ROR | Internal | Summer | B2 | 25 | 8000 | 0.28 | 65.13 | 65.12 | 0.01 | 0
2020 | PJM_ROM_2_PJM_ROR | PJM_ROM | PJM_ROR | Internal | Summer | B3 | 75 | 8000 | 1920.33 | 61.27 | 61.28 | 0.01 | 0
2020 | PJM_ROM_2_PJM_ROR | PJM_ROM | PJM_ROR | Internal | Summer | B4 | 100 | 8000 | 5060.38 | 60.15 | 60.16 | 0.01 | 0
2020 | PJM_ROM_2_PJM_ROR | PJM_ROM | PJM_ROR | Internal | Summer | B5 | 200 | 8000 | 985.77 | 53.82 | 53.83 | 0.01 | 0
2020 | PJM_ROM_2_PJM_ROR | PJM_ROM | PJM_ROR | Internal | Summer | B6 | 300 | 8000 | 0.02 | 49.86 | 49.85 | 0.01 | 0
2020 | PJM_ROM_2_PJM_ROR | PJM_ROM | PJM_ROR | Internal | Summer | B7 | 400 | 8000 | 261.79 | 41.95 | 41.96 | 0.01 | 0
2020 | PJM_ROM_2_PJM_ROR | PJM_ROM | PJM_ROR | Internal | Summer | B8 | 500 | 8000 | 0.01 | 38.61 | 38.6 | 0.01 | 0
2020 | PJM_ROM_2_PJM_ROR | PJM_ROM | PJM_ROR | Internal | Summer | B9 | 800 | 8000 | 0 | 37.32 | 37.31 | 0.01 | 0
2020 | PJM_ROM_2_PJM_ROR | PJM_ROM | PJM_ROR | Internal | Summer | B10 | 1262 | 8000 | 0 | 35.8 | 35.79 | 0.01 | 0
2020 | PJM_ROM_2_PJM_ROR | PJM_ROM | PJM_ROR | Internal | Winter | B16 | 25 | 8000 | 0.28 | 57.13 | 57.12 | 0.01 | 0
2020 | PJM_ROM_2_PJM_ROR | PJM_ROM | PJM_ROR | Internal | Winter | B17 | 100 | 8000 | 0.07 | 48.31 | 48.3 | 0.01 | 0
2020 | PJM_ROM_2_PJM_ROR | PJM_ROM | PJM_ROR | Internal | Winter | B18 | 400 | 8000 | 0.02 | 44.38 | 44.37 | 0.01 | 0
2020 | PJM_ROM_2_PJM_ROR | PJM_ROM | PJM_ROR | Internal | Winter | B19 | 700 | 8000 | 0.01 | 43.26 | 43.25 | 0.01 | 0
2020 | PJM_ROM_2_PJM_ROR | PJM_ROM | PJM_ROR | Internal | Winter | B20 | 935 | 8000 | 0 | 38.76 | 38.75 | 0.01 | 0
2020 | SOCO_2_ENT | SOCO | ENT | Internal | Shoulder | B11 | 25 | 2400 | 0 | 66.86 | 59.03 | 10 | 0
2020 | SOCO_2_ENT | SOCO | ENT | Internal | Shoulder | B12 | 200 | 2400 | 0 | 44.99 | 42.41 | 10 | 0
2020 | SOCO_2_ENT | SOCO | ENT | Internal | Shoulder | B13 | 600 | 2400 | 0 | 42.49 | 41.91 | 10 | 0
2020 | SOCO_2_ENT | SOCO | ENT | Internal | Shoulder | B14 | 900 | 2400 | 0 | 42.49 | 41.91 | 10 | 0
2020 | SOCO_2_ENT | SOCO | ENT | Internal | Shoulder | B15 | 1203 | 2400 | 0 | 42.1 | 41.61 | 10 | 0
2020 | SOCO_2_ENT | SOCO | ENT | Internal | Summer | B1 | 10 | 2400 | 0 | 71.02 | 67.49 | 10 | 0
2020 | SOCO_2_ENT | SOCO | ENT | Internal | Summer | B2 | 25 | 2400 | 0 | 71.02 | 63.12 | 10 | 0
2020 | SOCO_2_ENT | SOCO | ENT | Internal | Summer | B3 | 75 | 2400 | 0 | 69.69 | 61.69 | 10 | 0
2020 | SOCO_2_ENT | SOCO | ENT | Internal | Summer | B4 | 100 | 2400 | 0 | 69.69 | 61.69 | 10 | 0
2020 | SOCO_2_ENT | SOCO | ENT | Internal | Summer | B5 | 200 | 2400 | 0 | 66.83 | 58.83 | 10 | 0
2020 | SOCO_2_ENT | SOCO | ENT | Internal | Summer | B6 | 300 | 2400 | 0 | 59.95 | 51.95 | 10 | 0
2020 | SOCO_2_ENT | SOCO | ENT | Internal | Summer | B7 | 400 | 2400 | 0 | 54.96 | 46.96 | 10 | 0
2020 | SOCO_2_ENT | SOCO | ENT | Internal | Summer | B8 | 500 | 2400 | 0 | 44.99 | 41.13 | 10 | 0
2020 | SOCO_2_ENT | SOCO | ENT | Internal | Summer | B9 | 800 | 2400 | 0 | 42.32 | 40.59 | 10 | 0
2020 | SOCO_2_ENT | SOCO | ENT | Internal | Summer | B10 | 1262 | 2400 | 0 | 40.87 | 40.3 | 10 | 0
2020 | SOCO_2_ENT | SOCO | ENT | Internal | Winter | B16 | 25 | 2400 | 0 | 68.12 | 60.12 | 10 | 0
2020 | SOCO_2_ENT | SOCO | ENT | Internal | Winter | B17 | 100 | 2400 | 0 | 46.18 | 44.52 | 10 | 0
2020 | SOCO_2_ENT | SOCO | ENT | Internal | Winter | B18 | 400 | 2400 | 0 | 44.59 | 44.52 | 10 | 0
2020 | SOCO_2_ENT | SOCO | ENT | Internal | Winter | B19 | 700 | 2400 | 0 | 44.59 | 44.2 | 10 | 0
2020 | SOCO_2_ENT | SOCO | ENT | Internal | Winter | B20 | 935 | 2400 | 0 | 44.59 | 44.2 | 10 | 0
2020 | SOCO_2_FRCC | SOCO | FRCC | Internal | Shoulder | B11 | 25 | 3700 | 1070.97 | 66.86 | 76.86 | 10 | 0
2020 | SOCO_2_FRCC | SOCO | FRCC | Internal | Shoulder | B12 | 200 | 3700 | 1476.74 | 44.99 | 54.99 | 10 | 0
2020 | SOCO_2_FRCC | SOCO | FRCC | Internal | Shoulder | B13 | 600 | 3700 | 0 | 42.49 | 48.83 | 10 | 0
2020 | SOCO_2_FRCC | SOCO | FRCC | Internal | Shoulder | B14 | 900 | 3700 | 0 | 42.49 | 48.83 | 10 | 0
2020 | SOCO_2_FRCC | SOCO | FRCC | Internal | Shoulder | B15 | 1203 | 3700 | 0 | 42.1 | 46.83 | 10 | 0
2020 | SOCO_2_FRCC | SOCO | FRCC | Internal | Summer | B1 | 10 | 3700 | 0 | 71.02 | 76.76 | 10 | 0
2020 | SOCO_2_FRCC | SOCO | FRCC | Internal | Summer | B2 | 25 | 3700 | 0 | 71.02 | 76.76 | 10 | 0
2020 | SOCO_2_FRCC | SOCO | FRCC | Internal | Summer | B3 | 75 | 3700 | 0 | 69.69 | 76.76 | 10 | 0
2020 | SOCO_2_FRCC | SOCO | FRCC | Internal | Summer | B4 | 100 | 3700 | 0 | 69.69 | 76.76 | 10 | 0
2020 | SOCO_2_FRCC | SOCO | FRCC | Internal | Summer | B5 | 200 | 3700 | 0 | 66.83 | 76.17 | 10 | 0
2020 | SOCO_2_FRCC | SOCO | FRCC | Internal | Summer | B6 | 300 | 3700 | 38.96 | 59.95 | 69.95 | 10 | 0
2020 | SOCO_2_FRCC | SOCO | FRCC | Internal | Summer | B7 | 400 | 3700 | 2065.75 | 54.96 | 64.96 | 10 | 0
2020 | SOCO_2_FRCC | SOCO | FRCC | Internal | Summer | B8 | 500 | 3700 | 0 | 44.99 | 54.75 | 10 | 0
2020 | SOCO_2_FRCC | SOCO | FRCC | Internal | Summer | B9 | 800 | 3700 | 0 | 42.32 | 48.1 | 10 | 0
2020 | SOCO_2_FRCC | SOCO | FRCC | Internal | Summer | B10 | 1262 | 3700 | 0 | 40.87 | 46.13 | 10 | 0
2020 | SOCO_2_FRCC | SOCO | FRCC | Internal | Winter | B16 | 25 | 3700 | 0 | 68.12 | 77.12 | 10 | 0
2020 | SOCO_2_FRCC | SOCO | FRCC | Internal | Winter | B17 | 100 | 3700 | 943.26 | 46.18 | 56.18 | 10 | 0
2020 | SOCO_2_FRCC | SOCO | FRCC | Internal | Winter | B18 | 400 | 3700 | 0 | 44.59 | 51.07 | 10 | 0
2020 | SOCO_2_FRCC | SOCO | FRCC | Internal | Winter | B19 | 700 | 3700 | 0 | 44.59 | 50.71 | 10 | 0
2020 | SOCO_2_FRCC | SOCO | FRCC | Internal | Winter | B20 | 935 | 3700 | 0 | 44.59 | 48.97 | 10 | 0
2020 | SOCO_2_TVA_Transmission | SOCO | TVA_Transmission | Internal | Shoulder | B11 | 25 | 2600 | 0 | 66.86 | 59.22 | 10 | 0
2020 | SOCO_2_TVA_Transmission | SOCO | TVA_Transmission | Internal | Shoulder | B12 | 200 | 2600 | 0 | 44.99 | 48.07 | 10 | 0
2020 | SOCO_2_TVA_Transmission | SOCO | TVA_Transmission | Internal | Shoulder | B13 | 600 | 2600 | 0 | 42.49 | 44.85 | 10 | 0
2020 | SOCO_2_TVA_Transmission | SOCO | TVA_Transmission | Internal | Shoulder | B14 | 900 | 2600 | 0 | 42.49 | 43.93 | 10 | 0
2020 | SOCO_2_TVA_Transmission | SOCO | TVA_Transmission | Internal | Shoulder | B15 | 1203 | 2600 | 0 | 42.1 | 42.34 | 10 | 0
2020 | SOCO_2_TVA_Transmission | SOCO | TVA_Transmission | Internal | Summer | B1 | 10 | 2600 | 0 | 71.02 | 72.48 | 10 | 0
2020 | SOCO_2_TVA_Transmission | SOCO | TVA_Transmission | Internal | Summer | B2 | 25 | 2600 | 0 | 71.02 | 71.12 | 10 | 0
2020 | SOCO_2_TVA_Transmission | SOCO | TVA_Transmission | Internal | Summer | B3 | 75 | 2600 | 0 | 69.69 | 67.28 | 10 | 0
2020 | SOCO_2_TVA_Transmission | SOCO | TVA_Transmission | Internal | Summer | B4 | 100 | 2600 | 0 | 69.69 | 66.16 | 10 | 0
2020 | SOCO_2_TVA_Transmission | SOCO | TVA_Transmission | Internal | Summer | B5 | 200 | 2600 | 0 | 66.83 | 59.04 | 10 | 0
2020 | SOCO_2_TVA_Transmission | SOCO | TVA_Transmission | Internal | Summer | B6 | 300 | 2600 | 0 | 59.95 | 53.07 | 10 | 0
2020 | SOCO_2_TVA_Transmission | SOCO | TVA_Transmission | Internal | Summer | B7 | 400 | 2600 | 0 | 54.96 | 46.68 | 10 | 0
2020 | SOCO_2_TVA_Transmission | SOCO | TVA_Transmission | Internal | Summer | B8 | 500 | 2600 | 0 | 44.99 | 42.07 | 10 | 0
2020 | SOCO_2_TVA_Transmission | SOCO | TVA_Transmission | Internal | Summer | B9 | 800 | 2600 | 0 | 42.32 | 41.56 | 10 | 0
2020 | SOCO_2_TVA_Transmission | SOCO | TVA_Transmission | Internal | Summer | B10 | 1262 | 2600 | 0 | 40.87 | 39.32 | 10 | 0
2020 | SOCO_2_TVA_Transmission | SOCO | TVA_Transmission | Internal | Winter | B16 | 25 | 2600 | 0 | 68.12 | 61.31 | 10 | 0
2020 | SOCO_2_TVA_Transmission | SOCO | TVA_Transmission | Internal | Winter | B17 | 100 | 2600 | 0 | 46.18 | 49.56 | 10 | 0
2020 | SOCO_2_TVA_Transmission | SOCO | TVA_Transmission | Internal | Winter | B18 | 400 | 2600 | 0 | 44.59 | 46.25 | 10 | 0
2020 | SOCO_2_TVA_Transmission | SOCO | TVA_Transmission | Internal | Winter | B19 | 700 | 2600 | 0 | 44.59 | 45.03 | 10 | 0
2020 | SOCO_2_TVA_Transmission | SOCO | TVA_Transmission | Internal | Winter | B20 | 935 | 2600 | 0 | 44.59 | 43.45 | 10 | 0
2020 | SOCO_2_VACAR | SOCO | VACAR | Internal | Shoulder | B11 | 25 | 2000 | 0 | 66.86 | 59.86 | 10 | 0
2020 | SOCO_2_VACAR | SOCO | VACAR | Internal | Shoulder | B12 | 200 | 2000 | 0 | 44.99 | 49.62 | 10 | 0
2020 | SOCO_2_VACAR | SOCO | VACAR | Internal | Shoulder | B13 | 600 | 2000 | 0 | 42.49 | 47.41 | 10 | 0
2020 | SOCO_2_VACAR | SOCO | VACAR | Internal | Shoulder | B14 | 900 | 2000 | 0 | 42.49 | 45.41 | 10 | 0
2020 | SOCO_2_VACAR | SOCO | VACAR | Internal | Shoulder | B15 | 1203 | 2000 | 0 | 42.1 | 43.11 | 10 | 0
2020 | SOCO_2_VACAR | SOCO | VACAR | Internal | Summer | B1 | 10 | 2000 | 0 | 71.02 | 73.05 | 10 | 0
2020 | SOCO_2_VACAR | SOCO | VACAR | Internal | Summer | B2 | 25 | 2000 | 0 | 71.02 | 73.05 | 10 | 0
2020 | SOCO_2_VACAR | SOCO | VACAR | Internal | Summer | B3 | 75 | 2000 | 0 | 69.69 | 73.05 | 10 | 0
2020 | SOCO_2_VACAR | SOCO | VACAR | Internal | Summer | B4 | 100 | 2000 | 0 | 69.69 | 66.16 | 10 | 0
2020 | SOCO_2_VACAR | SOCO | VACAR | Internal | Summer | B5 | 200 | 2000 | 0 | 66.83 | 59.83 | 10 | 0
2020 | SOCO_2_VACAR | SOCO | VACAR | Internal | Summer | B6 | 300 | 2000 | 0 | 59.95 | 55.85 | 10 | 0
2020 | SOCO_2_VACAR | SOCO | VACAR | Internal | Summer | B7 | 400 | 2000 | 0 | 54.96 | 47.96 | 10 | 0
2020 | SOCO_2_VACAR | SOCO | VACAR | Internal | Summer | B8 | 500 | 2000 | 0 | 44.99 | 44.6 | 10 | 0
2020 | SOCO_2_VACAR | SOCO | VACAR | Internal | Summer | B9 | 800 | 2000 | 0 | 42.32 | 43.31 | 10 | 0
2020 | SOCO_2_VACAR | SOCO | VACAR | Internal | Summer | B10 | 1262 | 2000 | 0 | 40.87 | 41.79 | 10 | 0
2020 | SOCO_2_VACAR | SOCO | VACAR | Internal | Winter | B16 | 25 | 2000 | 0 | 68.12 | 63.12 | 10 | 0
2020 | SOCO_2_VACAR | SOCO | VACAR | Internal | Winter | B17 | 100 | 2000 | 0 | 46.18 | 54.3 | 10 | 0
2020 | SOCO_2_VACAR | SOCO | VACAR | Internal | Winter | B18 | 400 | 2000 | 0 | 44.59 | 47.61 | 10 | 0
2020 | SOCO_2_VACAR | SOCO | VACAR | Internal | Winter | B19 | 700 | 2000 | 0 | 44.59 | 45.6 | 10 | 0
2020 | SOCO_2_VACAR | SOCO | VACAR | Internal | Winter | B20 | 935 | 2000 | 0 | 44.59 | 44.75 | 10 | 0
2020 | SPP_N_2_ENT | SPP_N | ENT | Internal | Shoulder | B11 | 25 | 1800 | 0 | 62.26 | 59.03 | 5 | 0
2020 | SPP_N_2_ENT | SPP_N | ENT | Internal | Shoulder | B12 | 200 | 1800 | 0 | 43.4 | 42.41 | 5 | 0
2020 | SPP_N_2_ENT | SPP_N | ENT | Internal | Shoulder | B13 | 600 | 1800 | 0 | 41.62 | 41.91 | 5 | 0
2020 | SPP_N_2_ENT | SPP_N | ENT | Internal | Shoulder | B14 | 900 | 1800 | 0 | 40.58 | 41.91 | 5 | 0
2020 | SPP_N_2_ENT | SPP_N | ENT | Internal | Shoulder | B15 | 1203 | 1800 | 0 | 40.19 | 41.61 | 5 | 0
2020 | SPP_N_2_ENT | SPP_N | ENT | Internal | Summer | B1 | 10 | 1800 | 0 | 66.03 | 67.49 | 5 | 0
2020 | SPP_N_2_ENT | SPP_N | ENT | Internal | Summer | B2 | 25 | 1800 | 0 | 66.03 | 63.12 | 5 | 0
2020 | SPP_N_2_ENT | SPP_N | ENT | Internal | Summer | B3 | 75 | 1800 | 0 | 66.03 | 61.69 | 5 | 0
2020 | SPP_N_2_ENT | SPP_N | ENT | Internal | Summer | B4 | 100 | 1800 | 0 | 64.15 | 61.69 | 5 | 0
2020 | SPP_N_2_ENT | SPP_N | ENT | Internal | Summer | B5 | 200 | 1800 | 0 | 60.09 | 58.83 | 5 | 0
2020 | SPP_N_2_ENT | SPP_N | ENT | Internal | Summer | B6 | 300 | 1800 | 0 | 55.86 | 51.95 | 5 | 0
2020 | SPP_N_2_ENT | SPP_N | ENT | Internal | Summer | B7 | 400 | 1800 | 0 | 46.98 | 46.96 | 5 | 0
2020 | SPP_N_2_ENT | SPP_N | ENT | Internal | Summer | B8 | 500 | 1800 | 0 | 40.6 | 41.13 | 5 | 0
2020 | SPP_N_2_ENT | SPP_N | ENT | Internal | Summer | B9 | 800 | 1800 | 0 | 39.8 | 40.59 | 5 | 0
2020 | SPP_N_2_ENT | SPP_N | ENT | Internal | Summer | B10 | 1262 | 1800 | 0 | 37.13 | 40.3 | 5 | 0
2020 | SPP_N_2_ENT | SPP_N | ENT | Internal | Winter | B16 | 25 | 1800 | 69.24 | 55.12 | 60.12 | 5 | 0
2020 | SPP_N_2_ENT | SPP_N | ENT | Internal | Winter | B17 | 100 | 1800 | 0 | 44.05 | 44.52 | 5 | 0
2020 | SPP_N_2_ENT | SPP_N | ENT | Internal | Winter | B18 | 400 | 1800 | 0 | 42.83 | 44.52 | 5 | 0
2020 | SPP_N_2_ENT | SPP_N | ENT | Internal | Winter | B19 | 700 | 1800 | 0 | 42.83 | 44.2 | 5 | 0
2020 | SPP_N_2_ENT | SPP_N | ENT | Internal | Winter | B20 | 935 | 1800 | 0 | 42.74 | 44.2 | 5 | 0
2020 | SPP_N_2_MISO_MO-IL | SPP_N | MISO_MO-IL | Internal | Shoulder | B11 | 25 | 2000 | 0 | 62.26 | 55.87 | 5 | 0
2020 | SPP_N_2_MISO_MO-IL | SPP_N | MISO_MO-IL | Internal | Shoulder | B12 | 200 | 2000 | 0 | 43.4 | 46.41 | 5 | 0
2020 | SPP_N_2_MISO_MO-IL | SPP_N | MISO_MO-IL | Internal | Shoulder | B13 | 600 | 2000 | 0 | 41.62 | 41.62 | 5 | 0
2020 | SPP_N_2_MISO_MO-IL | SPP_N | MISO_MO-IL | Internal | Shoulder | B14 | 900 | 2000 | 0 | 40.58 | 39.62 | 5 | 0
2020 | SPP_N_2_MISO_MO-IL | SPP_N | MISO_MO-IL | Internal | Shoulder | B15 | 1203 | 2000 | 0 | 40.19 | 38.51 | 5 | 0
2020 | SPP_N_2_MISO_MO-IL | SPP_N | MISO_MO-IL | Internal | Summer | B1 | 10 | 2000 | 0 | 66.03 | 64.48 | 5 | 0
2020 | SPP_N_2_MISO_MO-IL | SPP_N | MISO_MO-IL | Internal | Summer | B2 | 25 | 2000 | 0 | 66.03 | 63.12 | 5 | 0
2020 | SPP_N_2_MISO_MO-IL | SPP_N | MISO_MO-IL | Internal | Summer | B3 | 75 | 2000 | 0 | 66.03 | 61.14 | 5 | 0
2020 | SPP_N_2_MISO_MO-IL | SPP_N | MISO_MO-IL | Internal | Summer | B4 | 100 | 2000 | 0 | 64.15 | 59.41 | 5 | 0
2020 | SPP_N_2_MISO_MO-IL | SPP_N | MISO_MO-IL | Internal | Summer | B5 | 200 | 2000 | 0 | 60.09 | 53.01 | 5 | 0
2020 | SPP_N_2_MISO_MO-IL | SPP_N | MISO_MO-IL | Internal | Summer | B6 | 300 | 2000 | 0 | 55.86 | 47.86 | 5 | 0
2020 | SPP_N_2_MISO_MO-IL | SPP_N | MISO_MO-IL | Internal | Summer | B7 | 400 | 2000 | 0 | 46.98 | 39.98 | 5 | 0
2020 | SPP_N_2_MISO_MO-IL | SPP_N | MISO_MO-IL | Internal | Summer | B8 | 500 | 2000 | 0 | 40.6 | 37.52 | 5 | 0
2020 | SPP_N_2_MISO_MO-IL | SPP_N | MISO_MO-IL | Internal | Summer | B9 | 800 | 2000 | 0 | 39.8 | 37.26 | 5 | 0
2020 | SPP_N_2_MISO_MO-IL | SPP_N | MISO_MO-IL | Internal | Summer | B10 | 1262 | 2000 | 0 | 37.13 | 35.87 | 5 | 0
2020 | SPP_N_2_MISO_MO-IL | SPP_N | MISO_MO-IL | Internal | Winter | B16 | 25 | 2000 | 0 | 55.12 | 55.12 | 5 | 0
2020 | SPP_N_2_MISO_MO-IL | SPP_N | MISO_MO-IL | Internal | Winter | B17 | 100 | 2000 | 0 | 44.05 | 46.28 | 5 | 0
2020 | SPP_N_2_MISO_MO-IL | SPP_N | MISO_MO-IL | Internal | Winter | B18 | 400 | 2000 | 0 | 42.83 | 42.36 | 5 | 0
2020 | SPP_N_2_MISO_MO-IL | SPP_N | MISO_MO-IL | Internal | Winter | B19 | 700 | 2000 | 0 | 42.83 | 41.25 | 5 | 0
2020 | SPP_N_2_MISO_MO-IL | SPP_N | MISO_MO-IL | Internal | Winter | B20 | 935 | 2000 | 0 | 42.74 | 37.39 | 5 | 0
2020 | SPP_N_2_MISO_W | SPP_N | MISO_W | Internal | Shoulder | B11 | 25 | 750 | 0 | 62.26 | 55.86 | 5 | 0
2020 | SPP_N_2_MISO_W | SPP_N | MISO_W | Internal | Shoulder | B12 | 200 | 750 | 0 | 43.4 | 46.4 | 5 | 0
2020 | SPP_N_2_MISO_W | SPP_N | MISO_W | Internal | Shoulder | B13 | 600 | 750 | 0 | 41.62 | 41.61 | 5 | 0
2020 | SPP_N_2_MISO_W | SPP_N | MISO_W | Internal | Shoulder | B14 | 900 | 750 | 0 | 40.58 | 39.61 | 5 | 0
2020 | SPP_N_2_MISO_W | SPP_N | MISO_W | Internal | Shoulder | B15 | 1203 | 750 | 0 | 40.19 | 38.52 | 5 | 0
2020 | SPP_N_2_MISO_W | SPP_N | MISO_W | Internal | Summer | B1 | 10 | 750 | 0 | 66.03 | 64.47 | 5 | 0
2020 | SPP_N_2_MISO_W | SPP_N | MISO_W | Internal | Summer | B2 | 25 | 750 | 0 | 66.03 | 63.12 | 5 | 0
2020 | SPP_N_2_MISO_W | SPP_N | MISO_W | Internal | Summer | B3 | 75 | 750 | 0 | 66.03 | 62.58 | 5 | 0
2020 | SPP_N_2_MISO_W | SPP_N | MISO_W | Internal | Summer | B4 | 100 | 750 | 0 | 64.15 | 62.16 | 5 | 0
2020 | SPP_N_2_MISO_W | SPP_N | MISO_W | Internal | Summer | B5 | 200 | 750 | 0 | 60.09 | 53.09 | 5 | 0
2020 | SPP_N_2_MISO_W | SPP_N | MISO_W | Internal | Summer | B6 | 300 | 750 | 0 | 55.86 | 48.86 | 5 | 0
2020 | SPP_N_2_MISO_W | SPP_N | MISO_W | Internal | Summer | B7 | 400 | 750 | 0 | 46.98 | 39.98 | 5 | 0
2020 | SPP_N_2_MISO_W | SPP_N | MISO_W | Internal | Summer | B8 | 500 | 750 | 0 | 40.6 | 37.51 | 5 | 0
2020 | SPP_N_2_MISO_W | SPP_N | MISO_W | Internal | Summer | B9 | 800 | 750 | 0 | 39.8 | 37.25 | 5 | 0
2020 | SPP_N_2_MISO_W | SPP_N | MISO_W | Internal | Summer | B10 | 1262 | 750 | 0 | 37.13 | 35.86 | 5 | 0
2020 | SPP_N_2_MISO_W | SPP_N | MISO_W | Internal | Winter | B16 | 25 | 750 | 0 | 55.12 | 55.11 | 5 | 0
2020 | SPP_N_2_MISO_W | SPP_N | MISO_W | Internal | Winter | B17 | 100 | 750 | 0 | 44.05 | 46.27 | 5 | 0
2020 | SPP_N_2_MISO_W | SPP_N | MISO_W | Internal | Winter | B18 | 400 | 750 | 0 | 42.83 | 42.37 | 5 | 0
2020 | SPP_N_2_MISO_W | SPP_N | MISO_W | Internal | Winter | B19 | 700 | 750 | 0 | 42.83 | 41.27 | 5 | 0
2020 | SPP_N_2_MISO_W | SPP_N | MISO_W | Internal | Winter | B20 | 935 | 750 | 0 | 42.74 | 37.38 | 5 | 0
2020 | SPP_N_2_NE | SPP_N | NE | Internal | Shoulder | B11 | 25 | 330 | 0 | 62.26 | 60.89 | 0.01 | 0
2020 | SPP_N_2_NE | SPP_N | NE | Internal | Shoulder | B12 | 200 | 330 | 0.03 | 43.4 | 43.39 | 0.01 | 0
2020 | SPP_N_2_NE | SPP_N | NE | Internal | Shoulder | B13 | 600 | 330 | 0.01 | 41.62 | 41.61 | 0.01 | 0
2020 | SPP_N_2_NE | SPP_N | NE | Internal | Shoulder | B14 | 900 | 330 | 0 | 40.58 | 40.57 | 0.01 | 0
2020 | SPP_N_2_NE | SPP_N | NE | Internal | Shoulder | B15 | 1203 | 330 | 0 | 40.19 | 40.17 | 0.01 | 0
2020 | SPP_N_2_NE | SPP_N | NE | Internal | Summer | B1 | 10 | 330 | 0.01 | 66.03 | 64.47 | 0.01 | 0
2020 | SPP_N_2_NE | SPP_N | NE | Internal | Summer | B2 | 25 | 330 | 0 | 66.03 | 64.47 | 0.01 | 0
2020 | SPP_N_2_NE | SPP_N | NE | Internal | Summer | B3 | 75 | 330 | 0 | 66.03 | 64.47 | 0.01 | 0
2020 | SPP_N_2_NE | SPP_N | NE | Internal | Summer | B4 | 100 | 330 | 0.07 | 64.15 | 64.14 | 0.01 | 0
2020 | SPP_N_2_NE | SPP_N | NE | Internal | Summer | B5 | 200 | 330 | 0.03 | 60.09 | 60.08 | 0.01 | 0
2020 | SPP_N_2_NE | SPP_N | NE | Internal | Summer | B6 | 300 | 330 | 0.02 | 55.86 | 55.85 | 0.01 | 0
2020 | SPP_N_2_NE | SPP_N | NE | Internal | Summer | B7 | 400 | 330 | 0 | 46.98 | 40.93 | 0.01 | 0
2020 | SPP_N_2_NE | SPP_N | NE | Internal | Summer | B8 | 500 | 330 | 0 | 40.6 | 38.42 | 0.01 | 0
2020 | SPP_N_2_NE | SPP_N | NE | Internal | Summer | B9 | 800 | 330 | 0 | 39.8 | 38.42 | 0.01 | 0
2020 | SPP_N_2_NE | SPP_N | NE | Internal | Summer | B10 | 1262 | 330 | 0 | 37.13 | 35.86 | 0.01 | 0
2020 | SPP_N_2_NE | SPP_N | NE | Internal | Winter | B16 | 25 | 330 | 0.24 | 55.12 | 55.11 | 0.01 | 0
2020 | SPP_N_2_NE | SPP_N | NE | Internal | Winter | B17 | 100 | 330 | 0.07 | 44.05 | 44.04 | 0.01 | 0
2020 | SPP_N_2_NE | SPP_N | NE | Internal | Winter | B18 | 400 | 330 | 0.02 | 42.83 | 42.82 | 0.01 | 0
2020 | SPP_N_2_NE | SPP_N | NE | Internal | Winter | B19 | 700 | 330 | 0 | 42.83 | 42.82 | 0.01 | 0
2020 | SPP_N_2_NE | SPP_N | NE | Internal | Winter | B20 | 935 | 330 | 0 | 42.74 | 40 | 0.01 | 0
2020 | SPP_N_2_SPP_S | SPP_N | SPP_S | Internal | Shoulder | B11 | 25 | 4000 | 0 | 62.26 | 57.84 | 0.01 | 0
2020 | SPP_N_2_SPP_S | SPP_N | SPP_S | Internal | Shoulder | B12 | 200 | 4000 | 0.04 | 43.4 | 43.39 | 0.01 | 0
2020 | SPP_N_2_SPP_S | SPP_N | SPP_S | Internal | Shoulder | B13 | 600 | 4000 | 870.12 | 41.62 | 41.63 | 0.01 | 0
2020 | SPP_N_2_SPP_S | SPP_N | SPP_S | Internal | Shoulder | B14 | 900 | 4000 | 675.93 | 40.58 | 40.59 | 0.01 | 0
2020 | SPP_N_2_SPP_S | SPP_N | SPP_S | Internal | Shoulder | B15 | 1203 | 4000 | 1801.83 | 40.19 | 40.2 | 0.01 | 0
2020 | SPP_N_2_SPP_S | SPP_N | SPP_S | Internal | Summer | B1 | 10 | 4000 | 0 | 66.03 | 62.49 | 0.01 | 0
2020 | SPP_N_2_SPP_S | SPP_N | SPP_S | Internal | Summer | B2 | 25 | 4000 | 0 | 66.03 | 64.56 | 0.01 | 0
2020 | SPP_N_2_SPP_S | SPP_N | SPP_S | Internal | Summer | B3 | 75 | 4000 | 0 | 66.03 | 64.56 | 0.01 | 0
2020 | SPP_N_2_SPP_S | SPP_N | SPP_S | Internal | Summer | B4 | 100 | 4000 | 0 | 64.15 | 56.69 | 0.01 | 0
2020 | SPP_N_2_SPP_S | SPP_N | SPP_S | Internal | Summer | B5 | 200 | 4000 | 0 | 60.09 | 55.88 | 0.01 | 0
2020 | SPP_N_2_SPP_S | SPP_N | SPP_S | Internal | Summer | B6 | 300 | 4000 | 1634.89 | 55.86 | 55.88 | 0.01 | 0
2020 | SPP_N_2_SPP_S | SPP_N | SPP_S | Internal | Summer | B7 | 400 | 4000 | 1780.63 | 46.98 | 46.99 | 0.01 | 0
2020 | SPP_N_2_SPP_S | SPP_N | SPP_S | Internal | Summer | B8 | 500 | 4000 | 2342.89 | 40.6 | 40.62 | 0.01 | 0
2020 | SPP_N_2_SPP_S | SPP_N | SPP_S | Internal | Summer | B9 | 800 | 4000 | 3671.02 | 39.8 | 39.81 | 0.01 | 0
2020 | SPP_N_2_SPP_S | SPP_N | SPP_S | Internal | Summer | B10 | 1262 | 4000 | 4000 | 37.13 | 39.13 | 0.01 | 1.99
2020 | SPP_N_2_SPP_S | SPP_N | SPP_S | Internal | Winter | B16 | 25 | 4000 | 641.23 | 55.12 | 55.13 | 0.01 | 0
2020 | SPP_N_2_SPP_S | SPP_N | SPP_S | Internal | Winter | B17 | 100 | 4000 | 1730.08 | 44.05 | 44.07 | 0.01 | 0
2020 | SPP_N_2_SPP_S | SPP_N | SPP_S | Internal | Winter | B18 | 400 | 4000 | 1664.23 | 42.83 | 42.84 | 0.01 | 0
2020 | SPP_N_2_SPP_S | SPP_N | SPP_S | Internal | Winter | B19 | 700 | 4000 | 2220.1 | 42.83 | 42.84 | 0.01 | 0
2020 | SPP_N_2_SPP_S | SPP_N | SPP_S | Internal | Winter | B20 | 935 | 4000 | 3940.88 | 42.74 | 42.75 | 0.01 | 0
2020 | SPP_S_2_ENT | SPP_S | ENT | Internal | Shoulder | B11 | 25 | 850 | 0 | 57.84 | 59.03 | 5 | 0
2020 | SPP_S_2_ENT | SPP_S | ENT | Internal | Shoulder | B12 | 200 | 850 | 0 | 43.39 | 42.41 | 5 | 0
2020 | SPP_S_2_ENT | SPP_S | ENT | Internal | Shoulder | B13 | 600 | 850 | 0 | 41.63 | 41.91 | 5 | 0
2020 | SPP_S_2_ENT | SPP_S | ENT | Internal | Shoulder | B14 | 900 | 850 | 0 | 40.59 | 41.91 | 5 | 0
2020 | SPP_S_2_ENT | SPP_S | ENT | Internal | Shoulder | B15 | 1203 | 850 | 0 | 40.2 | 41.61 | 5 | 0
2020 | SPP_S_2_ENT | SPP_S | ENT | Internal | Summer | B1 | 10 | 850 | 296.49 | 62.49 | 67.49 | 5 | 0
2020 | SPP_S_2_ENT | SPP_S | ENT | Internal | Summer | B2 | 25 | 850 | 0 | 64.56 | 63.12 | 5 | 0
2020 | SPP_S_2_ENT | SPP_S | ENT | Internal | Summer | B3 | 75 | 850 | 0 | 64.56 | 61.69 | 5 | 0
2020 | SPP_S_2_ENT | SPP_S | ENT | Internal | Summer | B4 | 100 | 850 | 762.17 | 56.69 | 61.69 | 5 | 0
2020 | SPP_S_2_ENT | SPP_S | ENT | Internal | Summer | B5 | 200 | 850 | 0 | 55.88 | 58.83 | 5 | 0
2020 | SPP_S_2_ENT | SPP_S | ENT | Internal | Summer | B6 | 300 | 850 | 0 | 55.88 | 51.95 | 5 | 0
2020 | SPP_S_2_ENT | SPP_S | ENT | Internal | Summer | B7 | 400 | 850 | 0 | 46.99 | 46.96 | 5 | 0
2020 | SPP_S_2_ENT | SPP_S | ENT | Internal | Summer | B8 | 500 | 850 | 0 | 40.62 | 41.13 | 5 | 0
2020 | SPP_S_2_ENT | SPP_S | ENT | Internal | Summer | B9 | 800 | 850 | 0 | 39.81 | 40.59 | 5 | 0
2020 | SPP_S_2_ENT | SPP_S | ENT | Internal | Summer | B10 | 1262 | 850 | 0 | 39.13 | 40.3 | 5 | 0
2020 | SPP_S_2_ENT | SPP_S | ENT | Internal | Winter | B16 | 25 | 850 | 0.45 | 55.13 | 60.12 | 5 | 0
2020 | SPP_S_2_ENT | SPP_S | ENT | Internal | Winter | B17 | 100 | 850 | 0 | 44.07 | 44.52 | 5 | 0
2020 | SPP_S_2_ENT | SPP_S | ENT | Internal | Winter | B18 | 400 | 850 | 0 | 42.84 | 44.52 | 5 | 0
2020 | SPP_S_2_ENT | SPP_S | ENT | Internal | Winter | B19 | 700 | 850 | 0 | 42.84 | 44.2 | 5 | 0
2020 | SPP_S_2_ENT | SPP_S | ENT | Internal | Winter | B20 | 935 | 850 | 0 | 42.75 | 44.2 | 5 | 0
2020 | SPP_S_2_SPP_N | SPP_S | SPP_N | Internal | Shoulder | B11 | 25 | 640 | 640 | 57.84 | 62.26 | 0.01 | 4.41
2020 | SPP_S_2_SPP_N | SPP_S | SPP_N | Internal | Shoulder | B12 | 200 | 640 | 96.29 | 43.39 | 43.4 | 0.01 | 0
2020 | SPP_S_2_SPP_N | SPP_S | SPP_N | Internal | Shoulder | B13 | 600 | 640 | 0.01 | 41.63 | 41.62 | 0.01 | 0
2020 | SPP_S_2_SPP_N | SPP_S | SPP_N | Internal | Shoulder | B14 | 900 | 640 | 0 | 40.59 | 40.58 | 0.01 | 0
2020 | SPP_S_2_SPP_N | SPP_S | SPP_N | Internal | Shoulder | B15 | 1203 | 640 | 0 | 40.2 | 40.19 | 0.01 | 0
2020 | SPP_S_2_SPP_N | SPP_S | SPP_N | Internal | Summer | B1 | 10 | 640 | 640 | 62.49 | 66.03 | 0.01 | 3.54
2020 | SPP_S_2_SPP_N | SPP_S | SPP_N | Internal | Summer | B2 | 25 | 640 | 640 | 64.56 | 66.03 | 0.01 | 1.47
2020 | SPP_S_2_SPP_N | SPP_S | SPP_N | Internal | Summer | B3 | 75 | 640 | 640 | 64.56 | 66.03 | 0.01 | 1.47
2020 | SPP_S_2_SPP_N | SPP_S | SPP_N | Internal | Summer | B4 | 100 | 640 | 640 | 56.69 | 64.15 | 0.01 | 7.46
2020 | SPP_S_2_SPP_N | SPP_S | SPP_N | Internal | Summer | B5 | 200 | 640 | 640 | 55.88 | 60.09 | 0.01 | 4.2
2020 | SPP_S_2_SPP_N | SPP_S | SPP_N | Internal | Summer | B6 | 300 | 640 | 0.02 | 55.88 | 55.86 | 0.01 | 0
2020 | SPP_S_2_SPP_N | SPP_S | SPP_N | Internal | Summer | B7 | 400 | 640 | 0.02 | 46.99 | 46.98 | 0.01 | 0
2020 | SPP_S_2_SPP_N | SPP_S | SPP_N | Internal | Summer | B8 | 500 | 640 | 0.01 | 40.62 | 40.6 | 0.01 | 0
2020 | SPP_S_2_SPP_N | SPP_S | SPP_N | Internal | Summer | B9 | 800 | 640 | 0 | 39.81 | 39.8 | 0.01 | 0
2020 | SPP_S_2_SPP_N | SPP_S | SPP_N | Internal | Summer | B10 | 1262 | 640 | 0 | 39.13 | 37.13 | 0.01 | 0
2020 | SPP_S_2_SPP_N | SPP_S | SPP_N | Internal | Winter | B16 | 25 | 640 | 0.27 | 55.13 | 55.12 | 0.01 | 0
2020 | SPP_S_2_SPP_N | SPP_S | SPP_N | Internal | Winter | B17 | 100 | 640 | 0.07 | 44.07 | 44.05 | 0.01 | 0
2020 | SPP_S_2_SPP_N | SPP_S | SPP_N | Internal | Winter | B18 | 400 | 640 | 0.02 | 42.84 | 42.83 | 0.01 | 0
2020 | SPP_S_2_SPP_N | SPP_S | SPP_N | Internal | Winter | B19 | 700 | 640 | 0.01 | 42.84 | 42.83 | 0.01 | 0
2020 | SPP_S_2_SPP_N | SPP_S | SPP_N | Internal | Winter | B20 | 935 | 640 | 0 | 42.75 | 42.74 | 0.01 | 0
2020 | TVA_2_ENT | TVA | ENT | Internal | Shoulder | B11 | 25 | 500 | 0 | 58.04 | 59.03 | 9 | 0
2020 | TVA_2_ENT | TVA | ENT | Internal | Shoulder | B12 | 200 | 500 | 0 | 43.52 | 42.41 | 9 | 0
2020 | TVA_2_ENT | TVA | ENT | Internal | Shoulder | B13 | 600 | 500 | 0 | 41.95 | 41.91 | 9 | 0
2020 | TVA_2_ENT | TVA | ENT | Internal | Shoulder | B14 | 900 | 500 | 0 | 41.95 | 41.91 | 9 | 0
2020 | TVA_2_ENT | TVA | ENT | Internal | Shoulder | B15 | 1203 | 500 | 0 | 41.75 | 41.61 | 9 | 0
2020 | TVA_2_ENT | TVA | ENT | Internal | Summer | B1 | 10 | 500 | 0 | 72.49 | 67.49 | 9 | 0
2020 | TVA_2_ENT | TVA | ENT | Internal | Summer | B2 | 25 | 500 | 0 | 71.13 | 63.12 | 9 | 0
2020 | TVA_2_ENT | TVA | ENT | Internal | Summer | B3 | 75 | 500 | 0 | 67.29 | 61.69 | 9 | 0
2020 | TVA_2_ENT | TVA | ENT | Internal | Summer | B4 | 100 | 500 | 0 | 66.17 | 61.69 | 9 | 0
2020 | TVA_2_ENT | TVA | ENT | Internal | Summer | B5 | 200 | 500 | 0 | 57.83 | 58.83 | 9 | 0
2020 | TVA_2_ENT | TVA | ENT | Internal | Summer | B6 | 300 | 500 | 431.91 | 42.95 | 51.95 | 9 | 0
2020 | TVA_2_ENT | TVA | ENT | Internal | Summer | B7 | 400 | 500 | 0 | 40.44 | 46.96 | 9 | 0
2020 | TVA_2_ENT | TVA | ENT | Internal | Summer | B8 | 500 | 500 | 0 | 40.44 | 41.13 | 9 | 0
2020 | TVA_2_ENT | TVA | ENT | Internal | Summer | B9 | 800 | 500 | 0 | 40.44 | 40.59 | 9 | 0
2020 | TVA_2_ENT | TVA | ENT | Internal | Summer | B10 | 1262 | 500 | 0 | 37.45 | 40.3 | 9 | 0
2020 | TVA_2_ENT | TVA | ENT | Internal | Winter | B16 | 25 | 500 | 0 | 59.58 | 60.12 | 9 | 0
2020 | TVA_2_ENT | TVA | ENT | Internal | Winter | B17 | 100 | 500 | 0 | 46.15 | 44.52 | 9 | 0
2020 | TVA_2_ENT | TVA | ENT | Internal | Winter | B18 | 400 | 500 | 0 | 42.9 | 44.52 | 9 | 0
2020 | TVA_2_ENT | TVA | ENT | Internal | Winter | B19 | 700 | 500 | 0 | 42.9 | 44.2 | 9 | 0
2020 | TVA_2_ENT | TVA | ENT | Internal | Winter | B20 | 935 | 500 | 0 | 42.9 | 44.2 | 9 | 0
2020 | TVA_2_MISO_MO-IL | TVA | MISO_MO-IL | Internal | Shoulder | B11 | 25 | 50 | 0 | 58.04 | 55.87 | 9 | 0
2020 | TVA_2_MISO_MO-IL | TVA | MISO_MO-IL | Internal | Shoulder | B12 | 200 | 50 | 0 | 43.52 | 46.41 | 9 | 0
2020 | TVA_2_MISO_MO-IL | TVA | MISO_MO-IL | Internal | Shoulder | B13 | 600 | 50 | 0 | 41.95 | 41.62 | 9 | 0
2020 | TVA_2_MISO_MO-IL | TVA | MISO_MO-IL | Internal | Shoulder | B14 | 900 | 50 | 0 | 41.95 | 39.62 | 9 | 0
2020 | TVA_2_MISO_MO-IL | TVA | MISO_MO-IL | Internal | Shoulder | B15 | 1203 | 50 | 0 | 41.75 | 38.51 | 9 | 0
2020 | TVA_2_MISO_MO-IL | TVA | MISO_MO-IL | Internal | Summer | B1 | 10 | 50 | 0 | 72.49 | 64.48 | 9 | 0
2020 | TVA_2_MISO_MO-IL | TVA | MISO_MO-IL | Internal | Summer | B2 | 25 | 50 | 0 | 71.13 | 63.12 | 9 | 0
2020 | TVA_2_MISO_MO-IL | TVA | MISO_MO-IL | Internal | Summer | B3 | 75 | 50 | 0 | 67.29 | 61.14 | 9 | 0
2020 | TVA_2_MISO_MO-IL | TVA | MISO_MO-IL | Internal | Summer | B4 | 100 | 50 | 0 | 66.17 | 59.41 | 9 | 0
2020 | TVA_2_MISO_MO-IL | TVA | MISO_MO-IL | Internal | Summer | B5 | 200 | 50 | 0 | 57.83 | 53.01 | 9 | 0
2020 | TVA_2_MISO_MO-IL | TVA | MISO_MO-IL | Internal | Summer | B6 | 300 | 50 | 0 | 42.95 | 47.86 | 9 | 0
2020 | TVA_2_MISO_MO-IL | TVA | MISO_MO-IL | Internal | Summer | B7 | 400 | 50 | 0 | 40.44 | 39.98 | 9 | 0
2020 | TVA_2_MISO_MO-IL | TVA | MISO_MO-IL | Internal | Summer | B8 | 500 | 50 | 0 | 40.44 | 37.52 | 9 | 0
2020 | TVA_2_MISO_MO-IL | TVA | MISO_MO-IL | Internal | Summer | B9 | 800 | 50 | 0 | 40.44 | 37.26 | 9 | 0
2020 | TVA_2_MISO_MO-IL | TVA | MISO_MO-IL | Internal | Summer | B10 | 1262 | 50 | 0 | 37.45 | 35.87 | 9 | 0
2020 | TVA_2_MISO_MO-IL | TVA | MISO_MO-IL | Internal | Winter | B16 | 25 | 50 | 0 | 59.58 | 55.12 | 9 | 0
2020 | TVA_2_MISO_MO-IL | TVA | MISO_MO-IL | Internal | Winter | B17 | 100 | 50 | 0 | 46.15 | 46.28 | 9 | 0
2020 | TVA_2_MISO_MO-IL | TVA | MISO_MO-IL | Internal | Winter | B18 | 400 | 50 | 0 | 42.9 | 42.36 | 9 | 0
2020 | TVA_2_MISO_MO-IL | TVA | MISO_MO-IL | Internal | Winter | B19 | 700 | 50 | 0 | 42.9 | 41.25 | 9 | 0
2020 | TVA_2_MISO_MO-IL | TVA | MISO_MO-IL | Internal | Winter | B20 | 935 | 50 | 0 | 42.9 | 37.39 | 9 | 0
2020 | TVA_2_NonRTO_Midwest | TVA | NonRTO_Midwest | Internal | Shoulder | B11 | 25 | 100 | 0 | 58.04 | 63.86 | 9 | 0
2020 | TVA_2_NonRTO_Midwest | TVA | NonRTO_Midwest | Internal | Shoulder | B12 | 200 | 100 | 100 | 43.52 | 54.42 | 9 | 1.9
2020 | TVA_2_NonRTO_Midwest | TVA | NonRTO_Midwest | Internal | Shoulder | B13 | 600 | 100 | 0 | 41.95 | 46.29 | 9 | 0
2020 | TVA_2_NonRTO_Midwest | TVA | NonRTO_Midwest | Internal | Shoulder | B14 | 900 | 100 | 0 | 41.95 | 43.88 | 9 | 0
2020 | TVA_2_NonRTO_Midwest | TVA | NonRTO_Midwest | Internal | Shoulder | B15 | 1203 | 100 | 0 | 41.75 | 36.8 | 9 | 0
2020 | TVA_2_NonRTO_Midwest | TVA | NonRTO_Midwest | Internal | Summer | B1 | 10 | 100 | 0 | 72.49 | 68.51 | 9 | 0
2020 | TVA_2_NonRTO_Midwest | TVA | NonRTO_Midwest | Internal | Summer | B2 | 25 | 100 | 0 | 71.13 | 68.51 | 9 | 0
2020 | TVA_2_NonRTO_Midwest | TVA | NonRTO_Midwest | Internal | Summer | B3 | 75 | 100 | 0 | 67.29 | 68.51 | 9 | 0
2020 | TVA_2_NonRTO_Midwest | TVA | NonRTO_Midwest | Internal | Summer | B4 | 100 | 100 | 0 | 66.17 | 67.39 | 9 | 0
2020 | TVA_2_NonRTO_Midwest | TVA | NonRTO_Midwest | Internal | Summer | B5 | 200 | 100 | 0 | 57.83 | 60.99 | 9 | 0
2020 | TVA_2_NonRTO_Midwest | TVA | NonRTO_Midwest | Internal | Summer | B6 | 300 | 100 | 100 | 42.95 | 55.85 | 9 | 3.9
2020 | TVA_2_NonRTO_Midwest | TVA | NonRTO_Midwest | Internal | Summer | B7 | 400 | 100 | 0 | 40.44 | 44.91 | 9 | 0
2020 | TVA_2_NonRTO_Midwest | TVA | NonRTO_Midwest | Internal | Summer | B8 | 500 | 100 | 0 | 40.44 | 38.5 | 9 | 0
2020 | TVA_2_NonRTO_Midwest | TVA | NonRTO_Midwest | Internal | Summer | B9 | 800 | 100 | 0 | 40.44 | 37.38 | 9 | 0
2020 | TVA_2_NonRTO_Midwest | TVA | NonRTO_Midwest | Internal | Summer | B10 | 1262 | 100 | 0 | 37.45 | 35.8 | 9 | 0
2020 | TVA_2_NonRTO_Midwest | TVA | NonRTO_Midwest | Internal | Winter | B16 | 25 | 100 | 0 | 59.58 | 63.13 | 9 | 0
2020 | TVA_2_NonRTO_Midwest | TVA | NonRTO_Midwest | Internal | Winter | B17 | 100 | 100 | 0 | 46.15 | 54.3 | 9 | 0
2020 | TVA_2_NonRTO_Midwest | TVA | NonRTO_Midwest | Internal | Winter | B18 | 400 | 100 | 0 | 42.9 | 50.37 | 9 | 0
2020 | TVA_2_NonRTO_Midwest | TVA | NonRTO_Midwest | Internal | Winter | B19 | 700 | 100 | 0 | 42.9 | 42.67 | 9 | 0
2020 | TVA_2_NonRTO_Midwest | TVA | NonRTO_Midwest | Internal | Winter | B20 | 935 | 100 | 0 | 42.9 | 36.86 | 9 | 0
2020 | TVA_2_PJM_ROR | TVA | PJM_ROR | Internal | Shoulder | B11 | 25 | 500 | 0 | 58.04 | 53.86 | 9 | 0
2020 | TVA_2_PJM_ROR | TVA | PJM_ROR | Internal | Shoulder | B12 | 200 | 500 | 0 | 43.52 | 48.41 | 9 | 0
2020 | TVA_2_PJM_ROR | TVA | PJM_ROR | Internal | Shoulder | B13 | 600 | 500 | 0 | 41.95 | 43.6 | 9 | 0
2020 | TVA_2_PJM_ROR | TVA | PJM_ROR | Internal | Shoulder | B14 | 900 | 500 | 0 | 41.95 | 41.6 | 9 | 0
2020 | TVA_2_PJM_ROR | TVA | PJM_ROR | Internal | Shoulder | B15 | 1203 | 500 | 0 | 41.75 | 37.21 | 9 | 0
2020 | TVA_2_PJM_ROR | TVA | PJM_ROR | Internal | Summer | B1 | 10 | 500 | 0 | 72.49 | 66.48 | 9 | 0
2020 | TVA_2_PJM_ROR | TVA | PJM_ROR | Internal | Summer | B2 | 25 | 500 | 0 | 71.13 | 65.12 | 9 | 0
2020 | TVA_2_PJM_ROR | TVA | PJM_ROR | Internal | Summer | B3 | 75 | 500 | 0 | 67.29 | 61.28 | 9 | 0
2020 | TVA_2_PJM_ROR | TVA | PJM_ROR | Internal | Summer | B4 | 100 | 500 | 0 | 66.17 | 60.16 | 9 | 0
2020 | TVA_2_PJM_ROR | TVA | PJM_ROR | Internal | Summer | B5 | 200 | 500 | 0 | 57.83 | 53.83 | 9 | 0
2020 | TVA_2_PJM_ROR | TVA | PJM_ROR | Internal | Summer | B6 | 300 | 500 | 0 | 42.95 | 49.85 | 9 | 0
2020 | TVA_2_PJM_ROR | TVA | PJM_ROR | Internal | Summer | B7 | 400 | 500 | 0 | 40.44 | 41.96 | 9 | 0
2020 | TVA_2_PJM_ROR | TVA | PJM_ROR | Internal | Summer | B8 | 500 | 500 | 0 | 40.44 | 38.6 | 9 | 0
2020 | TVA_2_PJM_ROR | TVA | PJM_ROR | Internal | Summer | B9 | 800 | 500 | 0 | 40.44 | 37.31 | 9 | 0
2020 | TVA_2_PJM_ROR | TVA | PJM_ROR | Internal | Summer | B10 | 1262 | 500 | 0 | 37.45 | 35.79 | 9 | 0
2020 | TVA_2_PJM_ROR | TVA | PJM_ROR | Internal | Winter | B16 | 25 | 500 | 0 | 59.58 | 57.12 | 9 | 0
2020 | TVA_2_PJM_ROR | TVA | PJM_ROR | Internal | Winter | B17 | 100 | 500 | 0 | 46.15 | 48.3 | 9 | 0
2020 | TVA_2_PJM_ROR | TVA | PJM_ROR | Internal | Winter | B18 | 400 | 500 | 0 | 42.9 | 44.37 | 9 | 0
2020 | TVA_2_PJM_ROR | TVA | PJM_ROR | Internal | Winter | B19 | 700 | 500 | 0 | 42.9 | 43.25 | 9 | 0
2020 | TVA_2_PJM_ROR | TVA | PJM_ROR | Internal | Winter | B20 | 935 | 500 | 0 | 42.9 | 38.75 | 9 | 0
2020 | TVA_2_SOCO | TVA | SOCO | Internal | Shoulder | B11 | 25 | 500 | 0.04 | 58.04 | 66.86 | 9 | 0
2020 | TVA_2_SOCO | TVA | SOCO | Internal | Shoulder | B12 | 200 | 500 | 0 | 43.52 | 44.99 | 9 | 0
2020 | TVA_2_SOCO | TVA | SOCO | Internal | Shoulder | B13 | 600 | 500 | 0 | 41.95 | 42.49 | 9 | 0
2020 | TVA_2_SOCO | TVA | SOCO | Internal | Shoulder | B14 | 900 | 500 | 0 | 41.95 | 42.49 | 9 | 0
2020 | TVA_2_SOCO | TVA | SOCO | Internal | Shoulder | B15 | 1203 | 500 | 0 | 41.75 | 42.1 | 9 | 0
2020 | TVA_2_SOCO | TVA | SOCO | Internal | Summer | B1 | 10 | 500 | 0 | 72.49 | 71.02 | 9 | 0
2020 | TVA_2_SOCO | TVA | SOCO | Internal | Summer | B2 | 25 | 500 | 0 | 71.13 | 71.02 | 9 | 0
2020 | TVA_2_SOCO | TVA | SOCO | Internal | Summer | B3 | 75 | 500 | 0 | 67.29 | 69.69 | 9 | 0
2020 | TVA_2_SOCO | TVA | SOCO | Internal | Summer | B4 | 100 | 500 | 0 | 66.17 | 69.69 | 9 | 0
2020 | TVA_2_SOCO | TVA | SOCO | Internal | Summer | B5 | 200 | 500 | 436.09 | 57.83 | 66.83 | 9 | 0
2020 | TVA_2_SOCO | TVA | SOCO | Internal | Summer | B6 | 300 | 500 | 500 | 42.95 | 59.95 | 9 | 8
2020 | TVA_2_SOCO | TVA | SOCO | Internal | Summer | B7 | 400 | 500 | 500 | 40.44 | 54.96 | 9 | 5.52
2020 | TVA_2_SOCO | TVA | SOCO | Internal | Summer | B8 | 500 | 500 | 0 | 40.44 | 44.99 | 9 | 0
2020 | TVA_2_SOCO | TVA | SOCO | Internal | Summer | B9 | 800 | 500 | 0 | 40.44 | 42.32 | 9 | 0
2020 | TVA_2_SOCO | TVA | SOCO | Internal | Summer | B10 | 1262 | 500 | 0 | 37.45 | 40.87 | 9 | 0
2020 | TVA_2_SOCO | TVA | SOCO | Internal | Winter | B16 | 25 | 500 | 0.02 | 59.58 | 68.12 | 9 | 0
2020 | TVA_2_SOCO | TVA | SOCO | Internal | Winter | B17 | 100 | 500 | 0 | 46.15 | 46.18 | 9 | 0
2020 | TVA_2_SOCO | TVA | SOCO | Internal | Winter | B18 | 400 | 500 | 0 | 42.9 | 44.59 | 9 | 0
2020 | TVA_2_SOCO | TVA | SOCO | Internal | Winter | B19 | 700 | 500 | 0 | 42.9 | 44.59 | 9 | 0
2020 | TVA_2_SOCO | TVA | SOCO | Internal | Winter | B20 | 935 | 500 | 0 | 42.9 | 44.59 | 9 | 0
2020 | TVA_2_VACAR | TVA | VACAR | Internal | Shoulder | B11 | 25 | 150 | 0 | 58.04 | 59.86 | 9 | 0
2020 | TVA_2_VACAR | TVA | VACAR | Internal | Shoulder | B12 | 200 | 150 | 0 | 43.52 | 49.62 | 9 | 0
2020 | TVA_2_VACAR | TVA | VACAR | Internal | Shoulder | B13 | 600 | 150 | 0 | 41.95 | 47.41 | 9 | 0
2020 | TVA_2_VACAR | TVA | VACAR | Internal | Shoulder | B14 | 900 | 150 | 0 | 41.95 | 45.41 | 9 | 0
2020 | TVA_2_VACAR | TVA | VACAR | Internal | Shoulder | B15 | 1203 | 150 | 0 | 41.75 | 43.11 | 9 | 0
2020 | TVA_2_VACAR | TVA | VACAR | Internal | Summer | B1 | 10 | 150 | 0 | 72.49 | 73.05 | 9 | 0
2020 | TVA_2_VACAR | TVA | VACAR | Internal | Summer | B2 | 25 | 150 | 0 | 71.13 | 73.05 | 9 | 0
2020 | TVA_2_VACAR | TVA | VACAR | Internal | Summer | B3 | 75 | 150 | 0 | 67.29 | 73.05 | 9 | 0
2020 | TVA_2_VACAR | TVA | VACAR | Internal | Summer | B4 | 100 | 150 | 0 | 66.17 | 66.16 | 9 | 0
2020 | TVA_2_VACAR | TVA | VACAR | Internal | Summer | B5 | 200 | 150 | 0 | 57.83 | 59.83 | 9 | 0
2020 | TVA_2_VACAR | TVA | VACAR | Internal | Summer | B6 | 300 | 150 | 150 | 42.95 | 55.85 | 9 | 3.9
2020 | TVA_2_VACAR | TVA | VACAR | Internal | Summer | B7 | 400 | 150 | 0 | 40.44 | 47.96 | 9 | 0
2020 | TVA_2_VACAR | TVA | VACAR | Internal | Summer | B8 | 500 | 150 | 0 | 40.44 | 44.6 | 9 | 0
2020 | TVA_2_VACAR | TVA | VACAR | Internal | Summer | B9 | 800 | 150 | 0 | 40.44 | 43.31 | 9 | 0
2020 | TVA_2_VACAR | TVA | VACAR | Internal | Summer | B10 | 1262 | 150 | 0 | 37.45 | 41.79 | 9 | 0
2020 | TVA_2_VACAR | TVA | VACAR | Internal | Winter | B16 | 25 | 150 | 0 | 59.58 | 63.12 | 9 | 0
2020 | TVA_2_VACAR | TVA | VACAR | Internal | Winter | B17 | 100 | 150 | 0 | 46.15 | 54.3 | 9 | 0
2020 | TVA_2_VACAR | TVA | VACAR | Internal | Winter | B18 | 400 | 150 | 0 | 42.9 | 47.61 | 9 | 0
2020 | TVA_2_VACAR | TVA | VACAR | Internal | Winter | B19 | 700 | 150 | 0 | 42.9 | 45.6 | 9 | 0
2020 | TVA_2_VACAR | TVA | VACAR | Internal | Winter | B20 | 935 | 150 | 0 | 42.9 | 44.75 | 9 | 0
2020 | TVA_Transmission_2_ENT | TVA_Transmission | ENT | Internal | Shoulder | B11 | 25 | 3000 | 0 | 59.22 | 59.03 | 9 | 0
2020 | TVA_Transmission_2_ENT | TVA_Transmission | ENT | Internal | Shoulder | B12 | 200 | 3000 | 0 | 48.07 | 42.41 | 9 | 0
2020 | TVA_Transmission_2_ENT | TVA_Transmission | ENT | Internal | Shoulder | B13 | 600 | 3000 | 0 | 44.85 | 41.91 | 9 | 0
2020 | TVA_Transmission_2_ENT | TVA_Transmission | ENT | Internal | Shoulder | B14 | 900 | 3000 | 0 | 43.93 | 41.91 | 9 | 0
2020 | TVA_Transmission_2_ENT | TVA_Transmission | ENT | Internal | Shoulder | B15 | 1203 | 3000 | 0 | 42.34 | 41.61 | 9 | 0
2020 | TVA_Transmission_2_ENT | TVA_Transmission | ENT | Internal | Summer | B1 | 10 | 3000 | 0 | 72.48 | 67.49 | 9 | 0
2020 | TVA_Transmission_2_ENT | TVA_Transmission | ENT | Internal | Summer | B2 | 25 | 3000 | 0 | 71.12 | 63.12 | 9 | 0
2020 | TVA_Transmission_2_ENT | TVA_Transmission | ENT | Internal | Summer | B3 | 75 | 3000 | 0 | 67.28 | 61.69 | 9 | 0
2020 | TVA_Transmission_2_ENT | TVA_Transmission | ENT | Internal | Summer | B4 | 100 | 3000 | 0 | 66.16 | 61.69 | 9 | 0
2020 | TVA_Transmission_2_ENT | TVA_Transmission | ENT | Internal | Summer | B5 | 200 | 3000 | 0 | 59.04 | 58.83 | 9 | 0
2020 | TVA_Transmission_2_ENT | TVA_Transmission | ENT | Internal | Summer | B6 | 300 | 3000 | 0 | 53.07 | 51.95 | 9 | 0
2020 | TVA_Transmission_2_ENT | TVA_Transmission | ENT | Internal | Summer | B7 | 400 | 3000 | 0 | 46.68 | 46.96 | 9 | 0
2020 | TVA_Transmission_2_ENT | TVA_Transmission | ENT | Internal | Summer | B8 | 500 | 3000 | 0 | 42.07 | 41.13 | 9 | 0
2020 | TVA_Transmission_2_ENT | TVA_Transmission | ENT | Internal | Summer | B9 | 800 | 3000 | 0 | 41.56 | 40.59 | 9 | 0
2020 | TVA_Transmission_2_ENT | TVA_Transmission | ENT | Internal | Summer | B10 | 1262 | 3000 | 0 | 39.32 | 40.3 | 9 | 0
2020 | TVA_Transmission_2_ENT | TVA_Transmission | ENT | Internal | Winter | B16 | 25 | 3000 | 0 | 61.31 | 60.12 | 9 | 0
2020 | TVA_Transmission_2_ENT | TVA_Transmission | ENT | Internal | Winter | B17 | 100 | 3000 | 0 | 49.56 | 44.52 | 9 | 0
2020 | TVA_Transmission_2_ENT | TVA_Transmission | ENT | Internal | Winter | B18 | 400 | 3000 | 0 | 46.25 | 44.52 | 9 | 0
2020 | TVA_Transmission_2_ENT | TVA_Transmission | ENT | Internal | Winter | B19 | 700 | 3000 | 0 | 45.03 | 44.2 | 9 | 0
2020 | TVA_Transmission_2_ENT | TVA_Transmission | ENT | Internal | Winter | B20 | 935 | 3000 | 0 | 43.45 | 44.2 | 9 | 0
2020 | TVA_Transmission_2_MISO_MO-IL | TVA_Transmission | MISO_MO-IL | Internal | Shoulder | B11 | 25 | 4000 | 0 | 59.22 | 55.87 | 9 | 0
2020 | TVA_Transmission_2_MISO_MO-IL | TVA_Transmission | MISO_MO-IL | Internal | Shoulder | B12 | 200 | 4000 | 0 | 48.07 | 46.41 | 9 | 0
2020 | TVA_Transmission_2_MISO_MO-IL | TVA_Transmission | MISO_MO-IL | Internal | Shoulder | B13 | 600 | 4000 | 0 | 44.85 | 41.62 | 9 | 0
2020 | TVA_Transmission_2_MISO_MO-IL | TVA_Transmission | MISO_MO-IL | Internal | Shoulder | B14 | 900 | 4000 | 0 | 43.93 | 39.62 | 9 | 0
2020 | TVA_Transmission_2_MISO_MO-IL | TVA_Transmission | MISO_MO-IL | Internal | Shoulder | B15 | 1203 | 4000 | 0 | 42.34 | 38.51 | 9 | 0
2020 | TVA_Transmission_2_MISO_MO-IL | TVA_Transmission | MISO_MO-IL | Internal | Summer | B1 | 10 | 4000 | 0 | 72.48 | 64.48 | 9 | 0
2020 | TVA_Transmission_2_MISO_MO-IL | TVA_Transmission | MISO_MO-IL | Internal | Summer | B2 | 25 | 4000 | 0 | 71.12 | 63.12 | 9 | 0
2020 | TVA_Transmission_2_MISO_MO-IL | TVA_Transmission | MISO_MO-IL | Internal | Summer | B3 | 75 | 4000 | 0 | 67.28 | 61.14 | 9 | 0
2020 | TVA_Transmission_2_MISO_MO-IL | TVA_Transmission | MISO_MO-IL | Internal | Summer | B4 | 100 | 4000 | 0 | 66.16 | 59.41 | 9 | 0
2020 | TVA_Transmission_2_MISO_MO-IL | TVA_Transmission | MISO_MO-IL | Internal | Summer | B5 | 200 | 4000 | 0 | 59.04 | 53.01 | 9 | 0
2020 | TVA_Transmission_2_MISO_MO-IL | TVA_Transmission | MISO_MO-IL | Internal | Summer | B6 | 300 | 4000 | 0 | 53.07 | 47.86 | 9 | 0
2020 | TVA_Transmission_2_MISO_MO-IL | TVA_Transmission | MISO_MO-IL | Internal | Summer | B7 | 400 | 4000 | 0 | 46.68 | 39.98 | 9 | 0
2020 | TVA_Transmission_2_MISO_MO-IL | TVA_Transmission | MISO_MO-IL | Internal | Summer | B8 | 500 | 4000 | 0 | 42.07 | 37.52 | 9 | 0
2020 | TVA_Transmission_2_MISO_MO-IL | TVA_Transmission | MISO_MO-IL | Internal | Summer | B9 | 800 | 4000 | 0 | 41.56 | 37.26 | 9 | 0
2020 | TVA_Transmission_2_MISO_MO-IL | TVA_Transmission | MISO_MO-IL | Internal | Summer | B10 | 1262 | 4000 | 0 | 39.32 | 35.87 | 9 | 0
2020 | TVA_Transmission_2_MISO_MO-IL | TVA_Transmission | MISO_MO-IL | Internal | Winter | B16 | 25 | 4000 | 0 | 61.31 | 55.12 | 9 | 0
2020 | TVA_Transmission_2_MISO_MO-IL | TVA_Transmission | MISO_MO-IL | Internal | Winter | B17 | 100 | 4000 | 0 | 49.56 | 46.28 | 9 | 0
2020 | TVA_Transmission_2_MISO_MO-IL | TVA_Transmission | MISO_MO-IL | Internal | Winter | B18 | 400 | 4000 | 0 | 46.25 | 42.36 | 9 | 0
2020 | TVA_Transmission_2_MISO_MO-IL | TVA_Transmission | MISO_MO-IL | Internal | Winter | B19 | 700 | 4000 | 0 | 45.03 | 41.25 | 9 | 0
2020 | TVA_Transmission_2_MISO_MO-IL | TVA_Transmission | MISO_MO-IL | Internal | Winter | B20 | 935 | 4000 | 0 | 43.45 | 37.39 | 9 | 0
2020 | TVA_Transmission_2_NonRTO_Midwest | TVA_Transmission | NonRTO_Midwest | Internal | Shoulder | B11 | 25 | 700 | 0 | 59.22 | 63.86 | 9 | 0
2020 | TVA_Transmission_2_NonRTO_Midwest | TVA_Transmission | NonRTO_Midwest | Internal | Shoulder | B12 | 200 | 700 | 0 | 48.07 | 54.42 | 9 | 0
2020 | TVA_Transmission_2_NonRTO_Midwest | TVA_Transmission | NonRTO_Midwest | Internal | Shoulder | B13 | 600 | 700 | 0 | 44.85 | 46.29 | 9 | 0
2020 | TVA_Transmission_2_NonRTO_Midwest | TVA_Transmission | NonRTO_Midwest | Internal | Shoulder | B14 | 900 | 700 | 0 | 43.93 | 43.88 | 9 | 0
2020 | TVA_Transmission_2_NonRTO_Midwest | TVA_Transmission | NonRTO_Midwest | Internal | Shoulder | B15 | 1203 | 700 | 0 | 42.34 | 36.8 | 9 | 0
2020 | TVA_Transmission_2_NonRTO_Midwest | TVA_Transmission | NonRTO_Midwest | Internal | Summer | B1 | 10 | 700 | 0 | 72.48 | 68.51 | 9 | 0
2020 | TVA_Transmission_2_NonRTO_Midwest | TVA_Transmission | NonRTO_Midwest | Internal | Summer | B2 | 25 | 700 | 0 | 71.12 | 68.51 | 9 | 0
2020 | TVA_Transmission_2_NonRTO_Midwest | TVA_Transmission | NonRTO_Midwest | Internal | Summer | B3 | 75 | 700 | 0 | 67.28 | 68.51 | 9 | 0
2020 | TVA_Transmission_2_NonRTO_Midwest | TVA_Transmission | NonRTO_Midwest | Internal | Summer | B4 | 100 | 700 | 0 | 66.16 | 67.39 | 9 | 0
2020 | TVA_Transmission_2_NonRTO_Midwest | TVA_Transmission | NonRTO_Midwest | Internal | Summer | B5 | 200 | 700 | 0 | 59.04 | 60.99 | 9 | 0
2020 | TVA_Transmission_2_NonRTO_Midwest | TVA_Transmission | NonRTO_Midwest | Internal | Summer | B6 | 300 | 700 | 0 | 53.07 | 55.85 | 9 | 0
2020 | TVA_Transmission_2_NonRTO_Midwest | TVA_Transmission | NonRTO_Midwest | Internal | Summer | B7 | 400 | 700 | 0 | 46.68 | 44.91 | 9 | 0
2020 | TVA_Transmission_2_NonRTO_Midwest | TVA_Transmission | NonRTO_Midwest | Internal | Summer | B8 | 500 | 700 | 0 | 42.07 | 38.5 | 9 | 0
2020 | TVA_Transmission_2_NonRTO_Midwest | TVA_Transmission | NonRTO_Midwest | Internal | Summer | B9 | 800 | 700 | 0 | 41.56 | 37.38 | 9 | 0
2020 | TVA_Transmission_2_NonRTO_Midwest | TVA_Transmission | NonRTO_Midwest | Internal | Summer | B10 | 1262 | 700 | 0 | 39.32 | 35.8 | 9 | 0
2020 | TVA_Transmission_2_NonRTO_Midwest | TVA_Transmission | NonRTO_Midwest | Internal | Winter | B16 | 25 | 700 | 0 | 61.31 | 63.13 | 9 | 0
2020 | TVA_Transmission_2_NonRTO_Midwest | TVA_Transmission | NonRTO_Midwest | Internal | Winter | B17 | 100 | 700 | 0 | 49.56 | 54.3 | 9 | 0
2020 | TVA_Transmission_2_NonRTO_Midwest | TVA_Transmission | NonRTO_Midwest | Internal | Winter | B18 | 400 | 700 | 0 | 46.25 | 50.37 | 9 | 0
2020 | TVA_Transmission_2_NonRTO_Midwest | TVA_Transmission | NonRTO_Midwest | Internal | Winter | B19 | 700 | 700 | 0 | 45.03 | 42.67 | 9 | 0
2020 | TVA_Transmission_2_NonRTO_Midwest | TVA_Transmission | NonRTO_Midwest | Internal | Winter | B20 | 935 | 700 | 0 | 43.45 | 36.86 | 9 | 0
2020 | TVA_Transmission_2_PJM_ROR | TVA_Transmission | PJM_ROR | Internal | Shoulder | B11 | 25 | 2000 | 0 | 59.22 | 53.86 | 9 | 0
2020 | TVA_Transmission_2_PJM_ROR | TVA_Transmission | PJM_ROR | Internal | Shoulder | B12 | 200 | 2000 | 0 | 48.07 | 48.41 | 9 | 0
2020 | TVA_Transmission_2_PJM_ROR | TVA_Transmission | PJM_ROR | Internal | Shoulder | B13 | 600 | 2000 | 0 | 44.85 | 43.6 | 9 | 0
2020 | TVA_Transmission_2_PJM_ROR | TVA_Transmission | PJM_ROR | Internal | Shoulder | B14 | 900 | 2000 | 0 | 43.93 | 41.6 | 9 | 0
2020 | TVA_Transmission_2_PJM_ROR | TVA_Transmission | PJM_ROR | Internal | Shoulder | B15 | 1203 | 2000 | 0 | 42.34 | 37.21 | 9 | 0
2020 | TVA_Transmission_2_PJM_ROR | TVA_Transmission | PJM_ROR | Internal | Summer | B1 | 10 | 2000 | 0 | 72.48 | 66.48 | 9 | 0
2020 | TVA_Transmission_2_PJM_ROR | TVA_Transmission | PJM_ROR | Internal | Summer | B2 | 25 | 2000 | 0 | 71.12 | 65.12 | 9 | 0
2020 | TVA_Transmission_2_PJM_ROR | TVA_Transmission | PJM_ROR | Internal | Summer | B3 | 75 | 2000 | 0 | 67.28 | 61.28 | 9 | 0
2020 | TVA_Transmission_2_PJM_ROR | TVA_Transmission | PJM_ROR | Internal | Summer | B4 | 100 | 2000 | 0 | 66.16 | 60.16 | 9 | 0
2020 | TVA_Transmission_2_PJM_ROR | TVA_Transmission | PJM_ROR | Internal | Summer | B5 | 200 | 2000 | 0 | 59.04 | 53.83 | 9 | 0
2020 | TVA_Transmission_2_PJM_ROR | TVA_Transmission | PJM_ROR | Internal | Summer | B6 | 300 | 2000 | 0 | 53.07 | 49.85 | 9 | 0
2020 | TVA_Transmission_2_PJM_ROR | TVA_Transmission | PJM_ROR | Internal | Summer | B7 | 400 | 2000 | 0 | 46.68 | 41.96 | 9 | 0
2020 | TVA_Transmission_2_PJM_ROR | TVA_Transmission | PJM_ROR | Internal | Summer | B8 | 500 | 2000 | 0 | 42.07 | 38.6 | 9 | 0
2020 | TVA_Transmission_2_PJM_ROR | TVA_Transmission | PJM_ROR | Internal | Summer | B9 | 800 | 2000 | 0 | 41.56 | 37.31 | 9 | 0
2020 | TVA_Transmission_2_PJM_ROR | TVA_Transmission | PJM_ROR | Internal | Summer | B10 | 1262 | 2000 | 0 | 39.32 | 35.79 | 9 | 0
2020 | TVA_Transmission_2_PJM_ROR | TVA_Transmission | PJM_ROR | Internal | Winter | B16 | 25 | 2000 | 0 | 61.31 | 57.12 | 9 | 0
2020 | TVA_Transmission_2_PJM_ROR | TVA_Transmission | PJM_ROR | Internal | Winter | B17 | 100 | 2000 | 0 | 49.56 | 48.3 | 9 | 0
2020 | TVA_Transmission_2_PJM_ROR | TVA_Transmission | PJM_ROR | Internal | Winter | B18 | 400 | 2000 | 0 | 46.25 | 44.37 | 9 | 0
2020 | TVA_Transmission_2_PJM_ROR | TVA_Transmission | PJM_ROR | Internal | Winter | B19 | 700 | 2000 | 0 | 45.03 | 43.25 | 9 | 0
2020 | TVA_Transmission_2_PJM_ROR | TVA_Transmission | PJM_ROR | Internal | Winter | B20 | 935 | 2000 | 0 | 43.45 | 38.75 | 9 | 0
2020 | TVA_Transmission_2_SOCO | TVA_Transmission | SOCO | Internal | Shoulder | B11 | 25 | 3200 | 0 | 59.22 | 66.86 | 9 | 0
2020 | TVA_Transmission_2_SOCO | TVA_Transmission | SOCO | Internal | Shoulder | B12 | 200 | 3200 | 0 | 48.07 | 44.99 | 9 | 0
2020 | TVA_Transmission_2_SOCO | TVA_Transmission | SOCO | Internal | Shoulder | B13 | 600 | 3200 | 0 | 44.85 | 42.49 | 9 | 0
2020 | TVA_Transmission_2_SOCO | TVA_Transmission | SOCO | Internal | Shoulder | B14 | 900 | 3200 | 0 | 43.93 | 42.49 | 9 | 0
2020 | TVA_Transmission_2_SOCO | TVA_Transmission | SOCO | Internal | Shoulder | B15 | 1203 | 3200 | 0 | 42.34 | 42.1 | 9 | 0
2020 | TVA_Transmission_2_SOCO | TVA_Transmission | SOCO | Internal | Summer | B1 | 10 | 3200 | 0 | 72.48 | 71.02 | 9 | 0
2020 | TVA_Transmission_2_SOCO | TVA_Transmission | SOCO | Internal | Summer | B2 | 25 | 3200 | 0 | 71.12 | 71.02 | 9 | 0
2020 | TVA_Transmission_2_SOCO | TVA_Transmission | SOCO | Internal | Summer | B3 | 75 | 3200 | 0 | 67.28 | 69.69 | 9 | 0
2020 | TVA_Transmission_2_SOCO | TVA_Transmission | SOCO | Internal | Summer | B4 | 100 | 3200 | 0 | 66.16 | 69.69 | 9 | 0
2020 | TVA_Transmission_2_SOCO | TVA_Transmission | SOCO | Internal | Summer | B5 | 200 | 3200 | 0 | 59.04 | 66.83 | 9 | 0
2020 | TVA_Transmission_2_SOCO | TVA_Transmission | SOCO | Internal | Summer | B6 | 300 | 3200 | 0 | 53.07 | 59.95 | 9 | 0
2020 | TVA_Transmission_2_SOCO | TVA_Transmission | SOCO | Internal | Summer | B7 | 400 | 3200 | 0 | 46.68 | 54.96 | 9 | 0
2020 | TVA_Transmission_2_SOCO | TVA_Transmission | SOCO | Internal | Summer | B8 | 500 | 3200 | 0 | 42.07 | 44.99 | 9 | 0
2020 | TVA_Transmission_2_SOCO | TVA_Transmission | SOCO | Internal | Summer | B9 | 800 | 3200 | 0 | 41.56 | 42.32 | 9 | 0
2020 | TVA_Transmission_2_SOCO | TVA_Transmission | SOCO | Internal | Summer | B10 | 1262 | 3200 | 0 | 39.32 | 40.87 | 9 | 0
2020 | TVA_Transmission_2_SOCO | TVA_Transmission | SOCO | Internal | Winter | B16 | 25 | 3200 | 0 | 61.31 | 68.12 | 9 | 0
2020 | TVA_Transmission_2_SOCO | TVA_Transmission | SOCO | Internal | Winter | B17 | 100 | 3200 | 0 | 49.56 | 46.18 | 9 | 0
2020 | TVA_Transmission_2_SOCO | TVA_Transmission | SOCO | Internal | Winter | B18 | 400 | 3200 | 0 | 46.25 | 44.59 | 9 | 0
2020 | TVA_Transmission_2_SOCO | TVA_Transmission | SOCO | Internal | Winter | B19 | 700 | 3200 | 0 | 45.03 | 44.59 | 9 | 0
2020 | TVA_Transmission_2_SOCO | TVA_Transmission | SOCO | Internal | Winter | B20 | 935 | 3200 | 0 | 43.45 | 44.59 | 9 | 0
2020 | TVA_Transmission_2_TVA | TVA_Transmission | TVA | Internal | Shoulder | B11 | 25 | 99999 | 0 | 59.22 | 58.04 | 0.01 | 0
2020 | TVA_Transmission_2_TVA | TVA_Transmission | TVA | Internal | Shoulder | B12 | 200 | 99999 | 0 | 48.07 | 43.52 | 0.01 | 0
2020 | TVA_Transmission_2_TVA | TVA_Transmission | TVA | Internal | Shoulder | B13 | 600 | 99999 | 0 | 44.85 | 41.95 | 0.01 | 0
2020 | TVA_Transmission_2_TVA | TVA_Transmission | TVA | Internal | Shoulder | B14 | 900 | 99999 | 0 | 43.93 | 41.95 | 0.01 | 0
2020 | TVA_Transmission_2_TVA | TVA_Transmission | TVA | Internal | Shoulder | B15 | 1203 | 99999 | 0 | 42.34 | 41.75 | 0.01 | 0
2020 | TVA_Transmission_2_TVA | TVA_Transmission | TVA | Internal | Summer | B1 | 10 | 99999 | 2809.59 | 72.48 | 72.49 | 0.01 | 0
2020 | TVA_Transmission_2_TVA | TVA_Transmission | TVA | Internal | Summer | B2 | 25 | 99999 | 1992.92 | 71.12 | 71.13 | 0.01 | 0
2020 | TVA_Transmission_2_TVA | TVA_Transmission | TVA | Internal | Summer | B3 | 75 | 99999 | 325.01 | 67.28 | 67.29 | 0.01 | 0
2020 | TVA_Transmission_2_TVA | TVA_Transmission | TVA | Internal | Summer | B4 | 100 | 99999 | 1316.19 | 66.16 | 66.17 | 0.01 | 0
2020 | TVA_Transmission_2_TVA | TVA_Transmission | TVA | Internal | Summer | B5 | 200 | 99999 | 0 | 59.04 | 57.83 | 0.01 | 0
2020 | TVA_Transmission_2_TVA | TVA_Transmission | TVA | Internal | Summer | B6 | 300 | 99999 | 0 | 53.07 | 42.95 | 0.01 | 0
2020 | TVA_Transmission_2_TVA | TVA_Transmission | TVA | Internal | Summer | B7 | 400 | 99999 | 0 | 46.68 | 40.44 | 0.01 | 0
2020 | TVA_Transmission_2_TVA | TVA_Transmission | TVA | Internal | Summer | B8 | 500 | 99999 | 0 | 42.07 | 40.44 | 0.01 | 0
2020 | TVA_Transmission_2_TVA | TVA_Transmission | TVA | Internal | Summer | B9 | 800 | 99999 | 0 | 41.56 | 40.44 | 0.01 | 0
2020 | TVA_Transmission_2_TVA | TVA_Transmission | TVA | Internal | Summer | B10 | 1262 | 99999 | 0 | 39.32 | 37.45 | 0.01 | 0
2020 | TVA_Transmission_2_TVA | TVA_Transmission | TVA | Internal | Winter | B16 | 25 | 99999 | 0 | 61.31 | 59.58 | 0.01 | 0
2020 | TVA_Transmission_2_TVA | TVA_Transmission | TVA | Internal | Winter | B17 | 100 | 99999 | 0 | 49.56 | 46.15 | 0.01 | 0
2020 | TVA_Transmission_2_TVA | TVA_Transmission | TVA | Internal | Winter | B18 | 400 | 99999 | 0 | 46.25 | 42.9 | 0.01 | 0
2020 | TVA_Transmission_2_TVA | TVA_Transmission | TVA | Internal | Winter | B19 | 700 | 99999 | 0 | 45.03 | 42.9 | 0.01 | 0
2020 | TVA_Transmission_2_TVA | TVA_Transmission | TVA | Internal | Winter | B20 | 935 | 99999 | 0 | 43.45 | 42.9 | 0.01 | 0
2020 | TVA_Transmission_2_VACAR | TVA_Transmission | VACAR | Internal | Shoulder | B11 | 25 | 900 | 0 | 59.22 | 59.86 | 9 | 0
2020 | TVA_Transmission_2_VACAR | TVA_Transmission | VACAR | Internal | Shoulder | B12 | 200 | 900 | 0 | 48.07 | 49.62 | 9 | 0
2020 | TVA_Transmission_2_VACAR | TVA_Transmission | VACAR | Internal | Shoulder | B13 | 600 | 900 | 0 | 44.85 | 47.41 | 9 | 0
2020 | TVA_Transmission_2_VACAR | TVA_Transmission | VACAR | Internal | Shoulder | B14 | 900 | 900 | 0 | 43.93 | 45.41 | 9 | 0
2020 | TVA_Transmission_2_VACAR | TVA_Transmission | VACAR | Internal | Shoulder | B15 | 1203 | 900 | 0 | 42.34 | 43.11 | 9 | 0
2020 | TVA_Transmission_2_VACAR | TVA_Transmission | VACAR | Internal | Summer | B1 | 10 | 900 | 0 | 72.48 | 73.05 | 9 | 0
2020 | TVA_Transmission_2_VACAR | TVA_Transmission | VACAR | Internal | Summer | B2 | 25 | 900 | 0 | 71.12 | 73.05 | 9 | 0
2020 | TVA_Transmission_2_VACAR | TVA_Transmission | VACAR | Internal | Summer | B3 | 75 | 900 | 0 | 67.28 | 73.05 | 9 | 0
2020 | TVA_Transmission_2_VACAR | TVA_Transmission | VACAR | Internal | Summer | B4 | 100 | 900 | 0 | 66.16 | 66.16 | 9 | 0
2020 | TVA_Transmission_2_VACAR | TVA_Transmission | VACAR | Internal | Summer | B5 | 200 | 900 | 0 | 59.04 | 59.83 | 9 | 0
2020 | TVA_Transmission_2_VACAR | TVA_Transmission | VACAR | Internal | Summer | B6 | 300 | 900 | 0 | 53.07 | 55.85 | 9 | 0
2020 | TVA_Transmission_2_VACAR | TVA_Transmission | VACAR | Internal | Summer | B7 | 400 | 900 | 0 | 46.68 | 47.96 | 9 | 0
2020 | TVA_Transmission_2_VACAR | TVA_Transmission | VACAR | Internal | Summer | B8 | 500 | 900 | 0 | 42.07 | 44.6 | 9 | 0
2020 | TVA_Transmission_2_VACAR | TVA_Transmission | VACAR | Internal | Summer | B9 | 800 | 900 | 0 | 41.56 | 43.31 | 9 | 0
2020 | TVA_Transmission_2_VACAR | TVA_Transmission | VACAR | Internal | Summer | B10 | 1262 | 900 | 0 | 39.32 | 41.79 | 9 | 0
2020 | TVA_Transmission_2_VACAR | TVA_Transmission | VACAR | Internal | Winter | B16 | 25 | 900 | 0 | 61.31 | 63.12 | 9 | 0
2020 | TVA_Transmission_2_VACAR | TVA_Transmission | VACAR | Internal | Winter | B17 | 100 | 900 | 0 | 49.56 | 54.3 | 9 | 0
2020 | TVA_Transmission_2_VACAR | TVA_Transmission | VACAR | Internal | Winter | B18 | 400 | 900 | 0 | 46.25 | 47.61 | 9 | 0
2020 | TVA_Transmission_2_VACAR | TVA_Transmission | VACAR | Internal | Winter | B19 | 700 | 900 | 0 | 45.03 | 45.6 | 9 | 0
2020 | TVA_Transmission_2_VACAR | TVA_Transmission | VACAR | Internal | Winter | B20 | 935 | 900 | 0 | 43.45 | 44.75 | 9 | 0
2020 | VACAR_2_PJM_ROR | VACAR | PJM_ROR | Internal | Shoulder | B11 | 25 | 2000 | 0 | 59.86 | 53.86 | 7 | 0
2020 | VACAR_2_PJM_ROR | VACAR | PJM_ROR | Internal | Shoulder | B12 | 200 | 2000 | 0 | 49.62 | 48.41 | 7 | 0
2020 | VACAR_2_PJM_ROR | VACAR | PJM_ROR | Internal | Shoulder | B13 | 600 | 2000 | 0 | 47.41 | 43.6 | 7 | 0
2020 | VACAR_2_PJM_ROR | VACAR | PJM_ROR | Internal | Shoulder | B14 | 900 | 2000 | 0 | 45.41 | 41.6 | 7 | 0
2020 | VACAR_2_PJM_ROR | VACAR | PJM_ROR | Internal | Shoulder | B15 | 1203 | 2000 | 0 | 43.11 | 37.21 | 7 | 0
2020 | VACAR_2_PJM_ROR | VACAR | PJM_ROR | Internal | Summer | B1 | 10 | 2000 | 0 | 73.05 | 66.48 | 7 | 0
2020 | VACAR_2_PJM_ROR | VACAR | PJM_ROR | Internal | Summer | B2 | 25 | 2000 | 0 | 73.05 | 65.12 | 7 | 0
2020 | VACAR_2_PJM_ROR | VACAR | PJM_ROR | Internal | Summer | B3 | 75 | 2000 | 0 | 73.05 | 61.28 | 7 | 0
2020 | VACAR_2_PJM_ROR | VACAR | PJM_ROR | Internal | Summer | B4 | 100 | 2000 | 0 | 66.16 | 60.16 | 7 | 0
2020 | VACAR_2_PJM_ROR | VACAR | PJM_ROR | Internal | Summer | B5 | 200 | 2000 | 0 | 59.83 | 53.83 | 7 | 0
2020 | VACAR_2_PJM_ROR | VACAR | PJM_ROR | Internal | Summer | B6 | 300 | 2000 | 0 | 55.85 | 49.85 | 7 | 0
2020 | VACAR_2_PJM_ROR | VACAR | PJM_ROR | Internal | Summer | B7 | 400 | 2000 | 0 | 47.96 | 41.96 | 7 | 0
2020 | VACAR_2_PJM_ROR | VACAR | PJM_ROR | Internal | Summer | B8 | 500 | 2000 | 0 | 44.6 | 38.6 | 7 | 0
2020 | VACAR_2_PJM_ROR | VACAR | PJM_ROR | Internal | Summer | B9 | 800 | 2000 | 0 | 43.31 | 37.31 | 7 | 0
2020 | VACAR_2_PJM_ROR | VACAR | PJM_ROR | Internal | Summer | B10 | 1262 | 2000 | 0 | 41.79 | 35.79 | 7 | 0
2020 | VACAR_2_PJM_ROR | VACAR | PJM_ROR | Internal | Winter | B16 | 25 | 2000 | 0 | 63.12 | 57.12 | 7 | 0
2020 | VACAR_2_PJM_ROR | VACAR | PJM_ROR | Internal | Winter | B17 | 100 | 2000 | 0 | 54.3 | 48.3 | 7 | 0
2020 | VACAR_2_PJM_ROR | VACAR | PJM_ROR | Internal | Winter | B18 | 400 | 2000 | 0 | 47.61 | 44.37 | 7 | 0
2020 | VACAR_2_PJM_ROR | VACAR | PJM_ROR | Internal | Winter | B19 | 700 | 2000 | 0 | 45.6 | 43.25 | 7 | 0
2020 | VACAR_2_PJM_ROR | VACAR | PJM_ROR | Internal | Winter | B20 | 935 | 2000 | 0 | 44.75 | 38.75 | 7 | 0
2020 | VACAR_2_SOCO | VACAR | SOCO | Internal | Shoulder | B11 | 25 | 3000 | 2005.91 | 59.86 | 66.86 | 7 | 0
2020 | VACAR_2_SOCO | VACAR | SOCO | Internal | Shoulder | B12 | 200 | 3000 | 0 | 49.62 | 44.99 | 7 | 0
2020 | VACAR_2_SOCO | VACAR | SOCO | Internal | Shoulder | B13 | 600 | 3000 | 0 | 47.41 | 42.49 | 7 | 0
2020 | VACAR_2_SOCO | VACAR | SOCO | Internal | Shoulder | B14 | 900 | 3000 | 0 | 45.41 | 42.49 | 7 | 0
2020 | VACAR_2_SOCO | VACAR | SOCO | Internal | Shoulder | B15 | 1203 | 3000 | 0 | 43.11 | 42.1 | 7 | 0
2020 | VACAR_2_SOCO | VACAR | SOCO | Internal | Summer | B1 | 10 | 3000 | 0 | 73.05 | 71.02 | 7 | 0
2020 | VACAR_2_SOCO | VACAR | SOCO | Internal | Summer | B2 | 25 | 3000 | 0 | 73.05 | 71.02 | 7 | 0
2020 | VACAR_2_SOCO | VACAR | SOCO | Internal | Summer | B3 | 75 | 3000 | 0 | 73.05 | 69.69 | 7 | 0
2020 | VACAR_2_SOCO | VACAR | SOCO | Internal | Summer | B4 | 100 | 3000 | 0 | 66.16 | 69.69 | 7 | 0
2020 | VACAR_2_SOCO | VACAR | SOCO | Internal | Summer | B5 | 200 | 3000 | 1395.38 | 59.83 | 66.83 | 7 | 0
2020 | VACAR_2_SOCO | VACAR | SOCO | Internal | Summer | B6 | 300 | 3000 | 0 | 55.85 | 59.95 | 7 | 0
2020 | VACAR_2_SOCO | VACAR | SOCO | Internal | Summer | B7 | 400 | 3000 | 2269.61 | 47.96 | 54.96 | 7 | 0
2020 | VACAR_2_SOCO | VACAR | SOCO | Internal | Summer | B8 | 500 | 3000 | 0 | 44.6 | 44.99 | 7 | 0
2020 | VACAR_2_SOCO | VACAR | SOCO | Internal | Summer | B9 | 800 | 3000 | 0 | 43.31 | 42.32 | 7 | 0
2020 | VACAR_2_SOCO | VACAR | SOCO | Internal | Summer | B10 | 1262 | 3000 | 0 | 41.79 | 40.87 | 7 | 0
2020 | VACAR_2_SOCO | VACAR | SOCO | Internal | Winter | B16 | 25 | 3000 | 0 | 63.12 | 68.12 | 7 | 0
2020 | VACAR_2_SOCO | VACAR | SOCO | Internal | Winter | B17 | 100 | 3000 | 0 | 54.3 | 46.18 | 7 | 0
2020 | VACAR_2_SOCO | VACAR | SOCO | Internal | Winter | B18 | 400 | 3000 | 0 | 47.61 | 44.59 | 7 | 0
2020 | VACAR_2_SOCO | VACAR | SOCO | Internal | Winter | B19 | 700 | 3000 | 0 | 45.6 | 44.59 | 7 | 0
2020 | VACAR_2_SOCO | VACAR | SOCO | Internal | Winter | B20 | 935 | 3000 | 0 | 44.75 | 44.59 | 7 | 0
2020 | VACAR_2_TVA_Transmission | VACAR | TVA_Transmission | Internal | Shoulder | B11 | 25 | 900 | 0 | 59.86 | 59.22 | 7 | 0
2020 | VACAR_2_TVA_Transmission | VACAR | TVA_Transmission | Internal | Shoulder | B12 | 200 | 900 | 0 | 49.62 | 48.07 | 7 | 0
2020 | VACAR_2_TVA_Transmission | VACAR | TVA_Transmission | Internal | Shoulder | B13 | 600 | 900 | 0 | 47.41 | 44.85 | 7 | 0
2020 | VACAR_2_TVA_Transmission | VACAR | TVA_Transmission | Internal | Shoulder | B14 | 900 | 900 | 0 | 45.41 | 43.93 | 7 | 0
2020 | VACAR_2_TVA_Transmission | VACAR | TVA_Transmission | Internal | Shoulder | B15 | 1203 | 900 | 0 | 43.11 | 42.34 | 7 | 0
2020 | VACAR_2_TVA_Transmission | VACAR | TVA_Transmission | Internal | Summer | B1 | 10 | 900 | 0 | 73.05 | 72.48 | 7 | 0
2020 | VACAR_2_TVA_Transmission | VACAR | TVA_Transmission | Internal | Summer | B2 | 25 | 900 | 0 | 73.05 | 71.12 | 7 | 0
2020 | VACAR_2_TVA_Transmission | VACAR | TVA_Transmission | Internal | Summer | B3 | 75 | 900 | 0 | 73.05 | 67.28 | 7 | 0
2020 | VACAR_2_TVA_Transmission | VACAR | TVA_Transmission | Internal | Summer | B4 | 100 | 900 | 0 | 66.16 | 66.16 | 7 | 0
2020 | VACAR_2_TVA_Transmission | VACAR | TVA_Transmission | Internal | Summer | B5 | 200 | 900 | 0 | 59.83 | 59.04 | 7 | 0
2020 | VACAR_2_TVA_Transmission | VACAR | TVA_Transmission | Internal | Summer | B6 | 300 | 900 | 0 | 55.85 | 53.07 | 7 | 0
2020 | VACAR_2_TVA_Transmission | VACAR | TVA_Transmission | Internal | Summer | B7 | 400 | 900 | 0 | 47.96 | 46.68 | 7 | 0
2020 | VACAR_2_TVA_Transmission | VACAR | TVA_Transmission | Internal | Summer | B8 | 500 | 900 | 0 | 44.6 | 42.07 | 7 | 0
2020 | VACAR_2_TVA_Transmission | VACAR | TVA_Transmission | Internal | Summer | B9 | 800 | 900 | 0 | 43.31 | 41.56 | 7 | 0
2020 | VACAR_2_TVA_Transmission | VACAR | TVA_Transmission | Internal | Summer | B10 | 1262 | 900 | 0 | 41.79 | 39.32 | 7 | 0
2020 | VACAR_2_TVA_Transmission | VACAR | TVA_Transmission | Internal | Winter | B16 | 25 | 900 | 0 | 63.12 | 61.31 | 7 | 0
2020 | VACAR_2_TVA_Transmission | VACAR | TVA_Transmission | Internal | Winter | B17 | 100 | 900 | 0 | 54.3 | 49.56 | 7 | 0
2020 | VACAR_2_TVA_Transmission | VACAR | TVA_Transmission | Internal | Winter | B18 | 400 | 900 | 0 | 47.61 | 46.25 | 7 | 0
2020 | VACAR_2_TVA_Transmission | VACAR | TVA_Transmission | Internal | Winter | B19 | 700 | 900 | 0 | 45.6 | 45.03 | 7 | 0
2020 | VACAR_2_TVA_Transmission | VACAR | TVA_Transmission | Internal | Winter | B20 | 935 | 900 | 0 | 44.75 | 43.45 | 7 | 0
2025 | ENT_2_MISO_MO-IL | ENT | MISO_MO-IL | Internal | Shoulder | B11 | 25 | 2260 | 0 | 69.71 | 64.47 | 8 | 0
2025 | ENT_2_MISO_MO-IL | ENT | MISO_MO-IL | Internal | Shoulder | B12 | 200 | 2260 | 0 | 46.83 | 54.37 | 8 | 0
2025 | ENT_2_MISO_MO-IL | ENT | MISO_MO-IL | Internal | Shoulder | B13 | 600 | 2260 | 0 | 46.83 | 44.81 | 8 | 0
2025 | ENT_2_MISO_MO-IL | ENT | MISO_MO-IL | Internal | Shoulder | B14 | 900 | 2260 | 0 | 46.5 | 43.72 | 8 | 0
2025 | ENT_2_MISO_MO-IL | ENT | MISO_MO-IL | Internal | Shoulder | B15 | 1203 | 2260 | 0 | 46.5 | 41.44 | 8 | 0
2025 | ENT_2_MISO_MO-IL | ENT | MISO_MO-IL | Internal | Summer | B1 | 10 | 2260 | 0 | 75.69 | 73.42 | 8 | 0
2025 | ENT_2_MISO_MO-IL | ENT | MISO_MO-IL | Internal | Summer | B2 | 25 | 2260 | 0 | 75.69 | 71.43 | 8 | 0
2025 | ENT_2_MISO_MO-IL | ENT | MISO_MO-IL | Internal | Summer | B3 | 75 | 2260 | 0 | 70.61 | 68.9 | 8 | 0
2025 | ENT_2_MISO_MO-IL | ENT | MISO_MO-IL | Internal | Summer | B4 | 100 | 2260 | 0 | 69.11 | 67.84 | 8 | 0
2025 | ENT_2_MISO_MO-IL | ENT | MISO_MO-IL | Internal | Summer | B5 | 200 | 2260 | 0 | 69.11 | 65.34 | 8 | 0
2025 | ENT_2_MISO_MO-IL | ENT | MISO_MO-IL | Internal | Summer | B6 | 300 | 2260 | 0 | 61.78 | 53.78 | 8 | 0
2025 | ENT_2_MISO_MO-IL | ENT | MISO_MO-IL | Internal | Summer | B7 | 400 | 2260 | 0 | 52.49 | 44.49 | 8 | 0
2025 | ENT_2_MISO_MO-IL | ENT | MISO_MO-IL | Internal | Summer | B8 | 500 | 2260 | 0 | 45.36 | 40.83 | 8 | 0
2025 | ENT_2_MISO_MO-IL | ENT | MISO_MO-IL | Internal | Summer | B9 | 800 | 2260 | 0 | 45.28 | 40.5 | 8 | 0
2025 | ENT_2_MISO_MO-IL | ENT | MISO_MO-IL | Internal | Summer | B10 | 1262 | 2260 | 0 | 45.04 | 37.2 | 8 | 0
2025 | ENT_2_MISO_MO-IL | ENT | MISO_MO-IL | Internal | Winter | B16 | 25 | 2260 | 0 | 70.26 | 67.72 | 8 | 0
2025 | ENT_2_MISO_MO-IL | ENT | MISO_MO-IL | Internal | Winter | B17 | 100 | 2260 | 0 | 49.74 | 52.42 | 8 | 0
2025 | ENT_2_MISO_MO-IL | ENT | MISO_MO-IL | Internal | Winter | B18 | 400 | 2260 | 0 | 49.74 | 47.34 | 8 | 0
2025 | ENT_2_MISO_MO-IL | ENT | MISO_MO-IL | Internal | Winter | B19 | 700 | 2260 | 0 | 49.38 | 44.15 | 8 | 0
2025 | ENT_2_MISO_MO-IL | ENT | MISO_MO-IL | Internal | Winter | B20 | 935 | 2260 | 0 | 47.76 | 40.71 | 8 | 0
2025 | ENT_2_SOCO | ENT | SOCO | Internal | Shoulder | B11 | 25 | 2000 | 0 | 69.71 | 76.13 | 8 | 0
2025 | ENT_2_SOCO | ENT | SOCO | Internal | Shoulder | B12 | 200 | 2000 | 0 | 46.83 | 51.92 | 8 | 0
2025 | ENT_2_SOCO | ENT | SOCO | Internal | Shoulder | B13 | 600 | 2000 | 0 | 46.83 | 46.88 | 8 | 0
2025 | ENT_2_SOCO | ENT | SOCO | Internal | Shoulder | B14 | 900 | 2000 | 0 | 46.5 | 46.88 | 8 | 0
2025 | ENT_2_SOCO | ENT | SOCO | Internal | Shoulder | B15 | 1203 | 2000 | 0 | 46.5 | 46.88 | 8 | 0
2025 | ENT_2_SOCO | ENT | SOCO | Internal | Summer | B1 | 10 | 2000 | 895.37 | 75.69 | 83.69 | 8 | 0
2025 | ENT_2_SOCO | ENT | SOCO | Internal | Summer | B2 | 25 | 2000 | 0 | 75.69 | 78.61 | 8 | 0
2025 | ENT_2_SOCO | ENT | SOCO | Internal | Summer | B3 | 75 | 2000 | 147.12 | 70.61 | 78.61 | 8 | 0
2025 | ENT_2_SOCO | ENT | SOCO | Internal | Summer | B4 | 100 | 2000 | 21.37 | 69.11 | 77.11 | 8 | 0
2025 | ENT_2_SOCO | ENT | SOCO | Internal | Summer | B5 | 200 | 2000 | 1916.36 | 69.11 | 77.11 | 8 | 0
2025 | ENT_2_SOCO | ENT | SOCO | Internal | Summer | B6 | 300 | 2000 | 0 | 61.78 | 68.76 | 8 | 0
2025 | ENT_2_SOCO | ENT | SOCO | Internal | Summer | B7 | 400 | 2000 | 1156.34 | 52.49 | 60.49 | 8 | 0
2025 | ENT_2_SOCO | ENT | SOCO | Internal | Summer | B8 | 500 | 2000 | 0 | 45.36 | 47.16 | 8 | 0
2025 | ENT_2_SOCO | ENT | SOCO | Internal | Summer | B9 | 800 | 2000 | 0 | 45.28 | 45.53 | 8 | 0
2025 | ENT_2_SOCO | ENT | SOCO | Internal | Summer | B10 | 1262 | 2000 | 0 | 45.04 | 45.53 | 8 | 0
2025 | ENT_2_SOCO | ENT | SOCO | Internal | Winter | B16 | 25 | 2000 | 2000 | 70.26 | 83.33 | 8 | 5.08
2025 | ENT_2_SOCO | ENT | SOCO | Internal | Winter | B17 | 100 | 2000 | 0 | 49.74 | 52.33 | 8 | 0
2025 | ENT_2_SOCO | ENT | SOCO | Internal | Winter | B18 | 400 | 2000 | 0 | 49.74 | 49.67 | 8 | 0
2025 | ENT_2_SOCO | ENT | SOCO | Internal | Winter | B19 | 700 | 2000 | 0 | 49.38 | 49.67 | 8 | 0
2025 | ENT_2_SOCO | ENT | SOCO | Internal | Winter | B20 | 935 | 2000 | 0 | 47.76 | 49.67 | 8 | 0
2025 | ENT_2_SPP_N | ENT | SPP_N | Internal | Shoulder | B11 | 25 | 1300 | 0 | 69.71 | 70.09 | 8 | 0
2025 | ENT_2_SPP_N | ENT | SPP_N | Internal | Shoulder | B12 | 200 | 1300 | 0 | 46.83 | 54.37 | 8 | 0
2025 | ENT_2_SPP_N | ENT | SPP_N | Internal | Shoulder | B13 | 600 | 1300 | 0 | 46.83 | 46.45 | 8 | 0
2025 | ENT_2_SPP_N | ENT | SPP_N | Internal | Shoulder | B14 | 900 | 1300 | 0 | 46.5 | 44.89 | 8 | 0
2025 | ENT_2_SPP_N | ENT | SPP_N | Internal | Shoulder | B15 | 1203 | 1300 | 0 | 46.5 | 44.87 | 8 | 0
2025 | ENT_2_SPP_N | ENT | SPP_N | Internal | Summer | B1 | 10 | 1300 | 0 | 75.69 | 73.59 | 8 | 0
2025 | ENT_2_SPP_N | ENT | SPP_N | Internal | Summer | B2 | 25 | 1300 | 0 | 75.69 | 73.59 | 8 | 0
2025 | ENT_2_SPP_N | ENT | SPP_N | Internal | Summer | B3 | 75 | 1300 | 0 | 70.61 | 73.59 | 8 | 0
2025 | ENT_2_SPP_N | ENT | SPP_N | Internal | Summer | B4 | 100 | 1300 | 0 | 69.11 | 73.59 | 8 | 0
2025 | ENT_2_SPP_N | ENT | SPP_N | Internal | Summer | B5 | 200 | 1300 | 0 | 69.11 | 67.65 | 8 | 0
2025 | ENT_2_SPP_N | ENT | SPP_N | Internal | Summer | B6 | 300 | 1300 | 0 | 61.78 | 61.78 | 8 | 0
2025 | ENT_2_SPP_N | ENT | SPP_N | Internal | Summer | B7 | 400 | 1300 | 0 | 52.49 | 51.5 | 8 | 0
2025 | ENT_2_SPP_N | ENT | SPP_N | Internal | Summer | B8 | 500 | 1300 | 0 | 45.36 | 45.33 | 8 | 0
2025 | ENT_2_SPP_N | ENT | SPP_N | Internal | Summer | B9 | 800 | 1300 | 0 | 45.28 | 44.01 | 8 | 0
2025 | ENT_2_SPP_N | ENT | SPP_N | Internal | Summer | B10 | 1262 | 1300 | 0 | 45.04 | 43.05 | 8 | 0
2025 | ENT_2_SPP_N | ENT | SPP_N | Internal | Winter | B16 | 25 | 1300 | 0 | 70.26 | 67.72 | 8 | 0
2025 | ENT_2_SPP_N | ENT | SPP_N | Internal | Winter | B17 | 100 | 1300 | 0 | 49.74 | 49.51 | 8 | 0
2025 | ENT_2_SPP_N | ENT | SPP_N | Internal | Winter | B18 | 400 | 1300 | 0 | 49.74 | 47.82 | 8 | 0
2025 | ENT_2_SPP_N | ENT | SPP_N | Internal | Winter | B19 | 700 | 1300 | 0 | 49.38 | 47.82 | 8 | 0
2025 | ENT_2_SPP_N | ENT | SPP_N | Internal | Winter | B20 | 935 | 1300 | 0 | 47.76 | 47.71 | 8 | 0
2025 | ENT_2_SPP_S | ENT | SPP_S | Internal | Shoulder | B11 | 25 | 1300 | 0 | 69.71 | 64.71 | 8 | 0
2025 | ENT_2_SPP_S | ENT | SPP_S | Internal | Shoulder | B12 | 200 | 1300 | 0 | 46.83 | 54.35 | 8 | 0
2025 | ENT_2_SPP_S | ENT | SPP_S | Internal | Shoulder | B13 | 600 | 1300 | 0 | 46.83 | 46.46 | 8 | 0
2025 | ENT_2_SPP_S | ENT | SPP_S | Internal | Shoulder | B14 | 900 | 1300 | 0 | 46.5 | 44.88 | 8 | 0
2025 | ENT_2_SPP_S | ENT | SPP_S | Internal | Shoulder | B15 | 1203 | 1300 | 0 | 46.5 | 44.88 | 8 | 0
2025 | ENT_2_SPP_S | ENT | SPP_S | Internal | Summer | B1 | 10 | 1300 | 0 | 75.69 | 71.31 | 8 | 0
2025 | ENT_2_SPP_S | ENT | SPP_S | Internal | Summer | B2 | 25 | 1300 | 0 | 75.69 | 72.25 | 8 | 0
2025 | ENT_2_SPP_S | ENT | SPP_S | Internal | Summer | B3 | 75 | 1300 | 0 | 70.61 | 71.53 | 8 | 0
2025 | ENT_2_SPP_S | ENT | SPP_S | Internal | Summer | B4 | 100 | 1300 | 0 | 69.11 | 71.31 | 8 | 0
2025 | ENT_2_SPP_S | ENT | SPP_S | Internal | Summer | B5 | 200 | 1300 | 0 | 69.11 | 63.01 | 8 | 0
2025 | ENT_2_SPP_S | ENT | SPP_S | Internal | Summer | B6 | 300 | 1300 | 0 | 61.78 | 61.79 | 8 | 0
2025 | ENT_2_SPP_S | ENT | SPP_S | Internal | Summer | B7 | 400 | 1300 | 0 | 52.49 | 51.51 | 8 | 0
2025 | ENT_2_SPP_S | ENT | SPP_S | Internal | Summer | B8 | 500 | 1300 | 0 | 45.36 | 45.34 | 8 | 0
2025 | ENT_2_SPP_S | ENT | SPP_S | Internal | Summer | B9 | 800 | 1300 | 0 | 45.28 | 44.02 | 8 | 0
2025 | ENT_2_SPP_S | ENT | SPP_S | Internal | Summer | B10 | 1262 | 1300 | 0 | 45.04 | 43.27 | 8 | 0
2025 | ENT_2_SPP_S | ENT | SPP_S | Internal | Winter | B16 | 25 | 1300 | 0 | 70.26 | 67.73 | 8 | 0
2025 | ENT_2_SPP_S | ENT | SPP_S | Internal | Winter | B17 | 100 | 1300 | 0 | 49.74 | 49.52 | 8 | 0
2025 | ENT_2_SPP_S | ENT | SPP_S | Internal | Winter | B18 | 400 | 1300 | 0 | 49.74 | 47.83 | 8 | 0
2025 | ENT_2_SPP_S | ENT | SPP_S | Internal | Winter | B19 | 700 | 1300 | 0 | 49.38 | 47.83 | 8 | 0
2025 | ENT_2_SPP_S | ENT | SPP_S | Internal | Winter | B20 | 935 | 1300 | 0 | 47.76 | 47.73 | 8 | 0
2025 | ENT_2_TVA_Transmission | ENT | TVA_Transmission | Internal | Shoulder | B11 | 25 | 2100 | 0 | 69.71 | 67.86 | 8 | 0
2025 | ENT_2_TVA_Transmission | ENT | TVA_Transmission | Internal | Shoulder | B12 | 200 | 2100 | 0 | 46.83 | 54.16 | 8 | 0
2025 | ENT_2_TVA_Transmission | ENT | TVA_Transmission | Internal | Shoulder | B13 | 600 | 2100 | 0 | 46.83 | 49.12 | 8 | 0
2025 | ENT_2_TVA_Transmission | ENT | TVA_Transmission | Internal | Shoulder | B14 | 900 | 2100 | 0 | 46.5 | 47.98 | 8 | 0
2025 | ENT_2_TVA_Transmission | ENT | TVA_Transmission | Internal | Shoulder | B15 | 1203 | 2100 | 0 | 46.5 | 46.7 | 8 | 0
2025 | ENT_2_TVA_Transmission | ENT | TVA_Transmission | Internal | Summer | B1 | 10 | 2100 | 0 | 75.69 | 81.42 | 8 | 0
2025 | ENT_2_TVA_Transmission | ENT | TVA_Transmission | Internal | Summer | B2 | 25 | 2100 | 0 | 75.69 | 79.43 | 8 | 0
2025 | ENT_2_TVA_Transmission | ENT | TVA_Transmission | Internal | Summer | B3 | 75 | 2100 | 0 | 70.61 | 74.43 | 8 | 0
2025 | ENT_2_TVA_Transmission | ENT | TVA_Transmission | Internal | Summer | B4 | 100 | 2100 | 0 | 69.11 | 74.16 | 8 | 0
2025 | ENT_2_TVA_Transmission | ENT | TVA_Transmission | Internal | Summer | B5 | 200 | 2100 | 0 | 69.11 | 68.94 | 8 | 0
2025 | ENT_2_TVA_Transmission | ENT | TVA_Transmission | Internal | Summer | B6 | 300 | 2100 | 0 | 61.78 | 60.51 | 8 | 0
2025 | ENT_2_TVA_Transmission | ENT | TVA_Transmission | Internal | Summer | B7 | 400 | 2100 | 0 | 52.49 | 51.5 | 8 | 0
2025 | ENT_2_TVA_Transmission | ENT | TVA_Transmission | Internal | Summer | B8 | 500 | 2100 | 0 | 45.36 | 46.32 | 8 | 0
2025 | ENT_2_TVA_Transmission | ENT | TVA_Transmission | Internal | Summer | B9 | 800 | 2100 | 0 | 45.28 | 45.64 | 8 | 0
2025 | ENT_2_TVA_Transmission | ENT | TVA_Transmission | Internal | Summer | B10 | 1262 | 2100 | 0 | 45.04 | 42.63 | 8 | 0
2025 | ENT_2_TVA_Transmission | ENT | TVA_Transmission | Internal | Winter | B16 | 25 | 2100 | 0 | 70.26 | 75.72 | 8 | 0
2025 | ENT_2_TVA_Transmission | ENT | TVA_Transmission | Internal | Winter | B17 | 100 | 2100 | 0 | 49.74 | 55.3 | 8 | 0
2025 | ENT_2_TVA_Transmission | ENT | TVA_Transmission | Internal | Winter | B18 | 400 | 2100 | 0 | 49.74 | 50.74 | 8 | 0
2025 | ENT_2_TVA_Transmission | ENT | TVA_Transmission | Internal | Winter | B19 | 700 | 2100 | 0 | 49.38 | 48.52 | 8 | 0
2025 | ENT_2_TVA_Transmission | ENT | TVA_Transmission | Internal | Winter | B20 | 935 | 2100 | 0 | 47.76 | 46.5 | 8 | 0
2025 | FRCC_2_SOCO | FRCC | SOCO | Internal | Shoulder | B11 | 25 | 900 | 0 | 86.13 | 76.13 | 8 | 0
2025 | FRCC_2_SOCO | FRCC | SOCO | Internal | Shoulder | B12 | 200 | 900 | 0 | 61.92 | 51.92 | 8 | 0
2025 | FRCC_2_SOCO | FRCC | SOCO | Internal | Shoulder | B13 | 600 | 900 | 0 | 54.36 | 46.88 | 8 | 0
2025 | FRCC_2_SOCO | FRCC | SOCO | Internal | Shoulder | B14 | 900 | 900 | 0 | 52.12 | 46.88 | 8 | 0
2025 | FRCC_2_SOCO | FRCC | SOCO | Internal | Shoulder | B15 | 1203 | 900 | 0 | 52.12 | 46.88 | 8 | 0
2025 | FRCC_2_SOCO | FRCC | SOCO | Internal | Summer | B1 | 10 | 900 | 0 | 93.69 | 83.69 | 8 | 0
2025 | FRCC_2_SOCO | FRCC | SOCO | Internal | Summer | B2 | 25 | 900 | 0 | 84.92 | 78.61 | 8 | 0
2025 | FRCC_2_SOCO | FRCC | SOCO | Internal | Summer | B3 | 75 | 900 | 0 | 84.92 | 78.61 | 8 | 0
2025 | FRCC_2_SOCO | FRCC | SOCO | Internal | Summer | B4 | 100 | 900 | 0 | 84.92 | 77.11 | 8 | 0
2025 | FRCC_2_SOCO | FRCC | SOCO | Internal | Summer | B5 | 200 | 900 | 0 | 83.44 | 77.11 | 8 | 0
2025 | FRCC_2_SOCO | FRCC | SOCO | Internal | Summer | B6 | 300 | 900 | 0 | 72.63 | 68.76 | 8 | 0
2025 | FRCC_2_SOCO | FRCC | SOCO | Internal | Summer | B7 | 400 | 900 | 0 | 70.49 | 60.49 | 8 | 0
2025 | FRCC_2_SOCO | FRCC | SOCO | Internal | Summer | B8 | 500 | 900 | 0 | 57.16 | 47.16 | 8 | 0
2025 | FRCC_2_SOCO | FRCC | SOCO | Internal | Summer | B9 | 800 | 900 | 0 | 53.55 | 45.53 | 8 | 0
2025 | FRCC_2_SOCO | FRCC | SOCO | Internal | Summer | B10 | 1262 | 900 | 0 | 51.34 | 45.53 | 8 | 0
2025 | FRCC_2_SOCO | FRCC | SOCO | Internal | Winter | B16 | 25 | 900 | 0 | 86.31 | 83.33 | 8 | 0
2025 | FRCC_2_SOCO | FRCC | SOCO | Internal | Winter | B17 | 100 | 900 | 0 | 62.33 | 52.33 | 8 | 0
2025 | FRCC_2_SOCO | FRCC | SOCO | Internal | Winter | B18 | 400 | 900 | 0 | 56.86 | 49.67 | 8 | 0
2025 | FRCC_2_SOCO | FRCC | SOCO | Internal | Winter | B19 | 700 | 900 | 0 | 54.51 | 49.67 | 8 | 0
2025 | FRCC_2_SOCO | FRCC | SOCO | Internal | Winter | B20 | 935 | 900 | 0 | 54.51 | 49.67 | 8 | 0
2025 | HQ_NEISO_2_NEISO | HQ_NEISO | NEISO | Internal | Shoulder | B11 | 25 | 99999 | 2920 | 40.75 | 40.76 | 0.01 | 0
2025 | HQ_NEISO_2_NEISO | HQ_NEISO | NEISO | Internal | Shoulder | B12 | 200 | 99999 | 2920 | 40.75 | 40.76 | 0.01 | 0
2025 | HQ_NEISO_2_NEISO | HQ_NEISO | NEISO | Internal | Shoulder | B13 | 600 | 99999 | 2920 | 40.75 | 40.76 | 0.01 | 0
2025 | HQ_NEISO_2_NEISO | HQ_NEISO | NEISO | Internal | Shoulder | B14 | 900 | 99999 | 2920 | 40.75 | 40.76 | 0.01 | 0
2025 | HQ_NEISO_2_NEISO | HQ_NEISO | NEISO | Internal | Shoulder | B15 | 1203 | 99999 | 1143.24 | 40.75 | 40.76 | 0.01 | 0
2025 | HQ_NEISO_2_NEISO | HQ_NEISO | NEISO | Internal | Summer | B1 | 10 | 99999 | 2920 | 70.42 | 70.43 | 0.01 | 0
2025 | HQ_NEISO_2_NEISO | HQ_NEISO | NEISO | Internal | Summer | B2 | 25 | 99999 | 2920 | 62.93 | 62.95 | 0.01 | 0
2025 | HQ_NEISO_2_NEISO | HQ_NEISO | NEISO | Internal | Summer | B3 | 75 | 99999 | 2920 | 54.47 | 54.48 | 0.01 | 0
2025 | HQ_NEISO_2_NEISO | HQ_NEISO | NEISO | Internal | Summer | B4 | 100 | 99999 | 2920 | 48.26 | 48.27 | 0.01 | 0
2025 | HQ_NEISO_2_NEISO | HQ_NEISO | NEISO | Internal | Summer | B5 | 200 | 99999 | 2920 | 37.69 | 37.7 | 0.01 | 0
2025 | HQ_NEISO_2_NEISO | HQ_NEISO | NEISO | Internal | Summer | B6 | 300 | 99999 | 2920 | 37.69 | 37.7 | 0.01 | 0
2025 | HQ_NEISO_2_NEISO | HQ_NEISO | NEISO | Internal | Summer | B7 | 400 | 99999 | 2920 | 37.69 | 37.7 | 0.01 | 0
2025 | HQ_NEISO_2_NEISO | HQ_NEISO | NEISO | Internal | Summer | B8 | 500 | 99999 | 2920 | 37.69 | 37.7 | 0.01 | 0
2025 | HQ_NEISO_2_NEISO | HQ_NEISO | NEISO | Internal | Summer | B9 | 800 | 99999 | 2920 | 37.69 | 37.7 | 0.01 | 0
2025 | HQ_NEISO_2_NEISO | HQ_NEISO | NEISO | Internal | Summer | B10 | 1262 | 99999 | 795.94 | 37.69 | 37.7 | 0.01 | 0
2025 | HQ_NEISO_2_NEISO | HQ_NEISO | NEISO | Internal | Winter | B16 | 25 | 99999 | 2920 | 50.2 | 50.21 | 0.01 | 0
2025 | HQ_NEISO_2_NEISO | HQ_NEISO | NEISO | Internal | Winter | B17 | 100 | 99999 | 2920 | 50.2 | 50.21 | 0.01 | 0
2025 | HQ_NEISO_2_NEISO | HQ_NEISO | NEISO | Internal | Winter | B18 | 400 | 99999 | 2920 | 50.2 | 50.21 | 0.01 | 0
2025 | HQ_NEISO_2_NEISO | HQ_NEISO | NEISO | Internal | Winter | B19 | 700 | 99999 | 2920 | 50.2 | 50.21 | 0.01 | 0
2025 | HQ_NEISO_2_NEISO | HQ_NEISO | NEISO | Internal | Winter | B20 | 935 | 99999 | 1233.58 | 50.2 | 50.21 | 0.01 | 0
2025 | HQ_NY_2_NYISO_A-F | HQ_NY | NYISO_A-F | Internal | Shoulder | B11 | 25 | 99999 | 1000 | 43.75 | 43.76 | 0.01 | 0
2025 | HQ_NY_2_NYISO_A-F | HQ_NY | NYISO_A-F | Internal | Shoulder | B12 | 200 | 99999 | 1000 | 47.65 | 47.67 | 0.01 | 0
2025 | HQ_NY_2_NYISO_A-F | HQ_NY | NYISO_A-F | Internal | Shoulder | B13 | 600 | 99999 | 1000 | 43.45 | 43.47 | 0.01 | 0
2025 | HQ_NY_2_NYISO_A-F | HQ_NY | NYISO_A-F | Internal | Shoulder | B14 | 900 | 99999 | 1000 | 43.45 | 43.47 | 0.01 | 0
2025 | HQ_NY_2_NYISO_A-F | HQ_NY | NYISO_A-F | Internal | Shoulder | B15 | 1203 | 99999 | 188.69 | 43.45 | 43.47 | 0.01 | 0
2025 | HQ_NY_2_NYISO_A-F | HQ_NY | NYISO_A-F | Internal | Summer | B1 | 10 | 99999 | 1000 | 67.42 | 67.43 | 0.01 | 0
2025 | HQ_NY_2_NYISO_A-F | HQ_NY | NYISO_A-F | Internal | Summer | B2 | 25 | 99999 | 1000 | 65.92 | 65.93 | 0.01 | 0
2025 | HQ_NY_2_NYISO_A-F | HQ_NY | NYISO_A-F | Internal | Summer | B3 | 75 | 99999 | 1000 | 57.47 | 57.48 | 0.01 | 0
2025 | HQ_NY_2_NYISO_A-F | HQ_NY | NYISO_A-F | Internal | Summer | B4 | 100 | 99999 | 1000 | 53.67 | 53.68 | 0.01 | 0
2025 | HQ_NY_2_NYISO_A-F | HQ_NY | NYISO_A-F | Internal | Summer | B5 | 200 | 99999 | 1000 | 50.1 | 50.12 | 0.01 | 0
2025 | HQ_NY_2_NYISO_A-F | HQ_NY | NYISO_A-F | Internal | Summer | B6 | 300 | 99999 | 1000 | 48.4 | 48.41 | 0.01 | 0
2025 | HQ_NY_2_NYISO_A-F | HQ_NY | NYISO_A-F | Internal | Summer | B7 | 400 | 99999 | 1000 | 44.48 | 44.49 | 0.01 | 0
2025 | HQ_NY_2_NYISO_A-F | HQ_NY | NYISO_A-F | Internal | Summer | B8 | 500 | 99999 | 1000 | 42.18 | 42.19 | 0.01 | 0
2025 | HQ_NY_2_NYISO_A-F | HQ_NY | NYISO_A-F | Internal | Summer | B9 | 800 | 99999 | 1000 | 41.32 | 41.33 | 0.01 | 0
2025 | HQ_NY_2_NYISO_A-F | HQ_NY | NYISO_A-F | Internal | Summer | B10 | 1262 | 99999 | 30.11 | 41.32 | 41.33 | 0.01 | 0
2025 | HQ_NY_2_NYISO_A-F | HQ_NY | NYISO_A-F | Internal | Winter | B16 | 25 | 99999 | 1000 | 51.62 | 51.64 | 0.01 | 0
2025 | HQ_NY_2_NYISO_A-F | HQ_NY | NYISO_A-F | Internal | Winter | B17 | 100 | 99999 | 1000 | 48.18 | 48.19 | 0.01 | 0
2025 | HQ_NY_2_NYISO_A-F | HQ_NY | NYISO_A-F | Internal | Winter | B18 | 400 | 99999 | 1000 | 47.35 | 47.36 | 0.01 | 0
2025 | HQ_NY_2_NYISO_A-F | HQ_NY | NYISO_A-F | Internal | Winter | B19 | 700 | 99999 | 1000 | 47.35 | 47.36 | 0.01 | 0
2025 | HQ_NY_2_NYISO_A-F | HQ_NY | NYISO_A-F | Internal | Winter | B20 | 935 | 99999 | 229.95 | 47.35 | 47.36 | 0.01 | 0
2025 | HQ_IESO_2_IESO | HQ_IESO | IESO | Internal | Shoulder | B11 | 25 | 99999 | 400 | 36.75 | 36.76 | 0.01 | 0
2025 | HQ_IESO_2_IESO | HQ_IESO | IESO | Internal | Shoulder | B12 | 200 | 99999 | 400 | 39.14 | 39.15 | 0.01 | 0
2025 | HQ_IESO_2_IESO | HQ_IESO | IESO | Internal | Shoulder | B13 | 600 | 99999 | 400 | 36.45 | 36.47 | 0.01 | 0
2025 | HQ_IESO_2_IESO | HQ_IESO | IESO | Internal | Shoulder | B14 | 900 | 99999 | 400 | 36.45 | 36.47 | 0.01 | 0
2025 | HQ_IESO_2_IESO | HQ_IESO | IESO | Internal | Shoulder | B15 | 1203 | 99999 | 75.48 | 36.45 | 36.47 | 0.01 | 0
2025 | HQ_IESO_2_IESO | HQ_IESO | IESO | Internal | Summer | B1 | 10 | 99999 | 400 | 66.39 | 66.41 | 0.01 | 0
2025 | HQ_IESO_2_IESO | HQ_IESO | IESO | Internal | Summer | B2 | 25 | 99999 | 400 | 64.39 | 64.4 | 0.01 | 0
2025 | HQ_IESO_2_IESO | HQ_IESO | IESO | Internal | Summer | B3 | 75 | 99999 | 400 | 50.47 | 50.48 | 0.01 | 0
2025 | HQ_IESO_2_IESO | HQ_IESO | IESO | Internal | Summer | B4 | 100 | 99999 | 400 | 46.67 | 46.68 | 0.01 | 0
2025 | HQ_IESO_2_IESO | HQ_IESO | IESO | Internal | Summer | B5 | 200 | 99999 | 400 | 41.4 | 41.41 | 0.01 | 0
2025 | HQ_IESO_2_IESO | HQ_IESO | IESO | Internal | Summer | B6 | 300 | 99999 | 400 | 41.4 | 41.41 | 0.01 | 0
2025 | HQ_IESO_2_IESO | HQ_IESO | IESO | Internal | Summer | B7 | 400 | 99999 | 400 | 37.48 | 37.49 | 0.01 | 0
2025 | HQ_IESO_2_IESO | HQ_IESO | IESO | Internal | Summer | B8 | 500 | 99999 | 400 | 34.32 | 34.33 | 0.01 | 0
2025 | HQ_IESO_2_IESO | HQ_IESO | IESO | Internal | Summer | B9 | 800 | 99999 | 400 | 34.32 | 34.33 | 0.01 | 0
2025 | HQ_IESO_2_IESO | HQ_IESO | IESO | Internal | Summer | B10 | 1262 | 99999 | 12.04 | 34.32 | 34.33 | 0.01 | 0
2025 | HQ_IESO_2_IESO | HQ_IESO | IESO | Internal | Winter | B16 | 25 | 99999 | 400 | 44.62 | 44.64 | 0.01 | 0
2025 | HQ_IESO_2_IESO | HQ_IESO | IESO | Internal | Winter | B17 | 100 | 99999 | 400 | 41.18 | 41.19 | 0.01 | 0
2025 | HQ_IESO_2_IESO | HQ_IESO | IESO | Internal | Winter | B18 | 400 | 99999 | 400 | 40.35 | 40.36 | 0.01 | 0
2025 | HQ_IESO_2_IESO | HQ_IESO | IESO | Internal | Winter | B19 | 700 | 99999 | 400 | 40.35 | 40.36 | 0.01 | 0
2025 | HQ_IESO_2_IESO | HQ_IESO | IESO | Internal | Winter | B20 | 935 | 99999 | 91.98 | 40.35 | 40.36 | 0.01 | 0
2025 | IESO_2_MAPP_CA | IESO | MAPP_CA | Internal | Shoulder | B11 | 25 | 262 | 262 | 36.76 | 49.87 | 7 | 6.11
2025 | IESO_2_MAPP_CA | IESO | MAPP_CA | Internal | Shoulder | B12 | 200 | 262 | 262 | 39.15 | 54.34 | 7 | 8.19
2025 | IESO_2_MAPP_CA | IESO | MAPP_CA | Internal | Shoulder | B13 | 600 | 262 | 262 | 36.47 | 44.78 | 7 | 1.32
2025 | IESO_2_MAPP_CA | IESO | MAPP_CA | Internal | Shoulder | B14 | 900 | 262 | 262 | 36.47 | 43.95 | 7 | 0.48
2025 | IESO_2_MAPP_CA | IESO | MAPP_CA | Internal | Shoulder | B15 | 1203 | 262 | 262 | 36.47 | 43.95 | 7 | 0.48
2025 | IESO_2_MAPP_CA | IESO | MAPP_CA | Internal | Summer | B1 | 10 | 262 | 0 | 66.41 | 59.59 | 7 | 0
2025 | IESO_2_MAPP_CA | IESO | MAPP_CA | Internal | Summer | B2 | 25 | 262 | 123.03 | 64.4 | 71.4 | 7 | 0
2025 | IESO_2_MAPP_CA | IESO | MAPP_CA | Internal | Summer | B3 | 75 | 262 | 262 | 50.48 | 58.42 | 7 | 0.93
2025 | IESO_2_MAPP_CA | IESO | MAPP_CA | Internal | Summer | B4 | 100 | 262 | 262 | 46.68 | 58.42 | 7 | 4.74
2025 | IESO_2_MAPP_CA | IESO | MAPP_CA | Internal | Summer | B5 | 200 | 262 | 262 | 41.41 | 53.64 | 7 | 5.22
2025 | IESO_2_MAPP_CA | IESO | MAPP_CA | Internal | Summer | B6 | 300 | 262 | 262 | 41.41 | 49.87 | 7 | 1.46
2025 | IESO_2_MAPP_CA | IESO | MAPP_CA | Internal | Summer | B7 | 400 | 262 | 116.37 | 37.49 | 44.49 | 7 | 0
2025 | IESO_2_MAPP_CA | IESO | MAPP_CA | Internal | Summer | B8 | 500 | 262 | 0 | 34.33 | 40.81 | 7 | 0
2025 | IESO_2_MAPP_CA | IESO | MAPP_CA | Internal | Summer | B9 | 800 | 262 | 0 | 34.33 | 40.5 | 7 | 0
2025 | IESO_2_MAPP_CA | IESO | MAPP_CA | Internal | Summer | B10 | 1262 | 262 | 0 | 34.33 | 40.5 | 7 | 0
2025 | IESO_2_MAPP_CA | IESO | MAPP_CA | Internal | Winter | B16 | 25 | 262 | 262 | 44.64 | 67.69 | 7 | 16.06
2025 | IESO_2_MAPP_CA | IESO | MAPP_CA | Internal | Winter | B17 | 100 | 262 | 262 | 41.19 | 52.39 | 7 | 4.2
2025 | IESO_2_MAPP_CA | IESO | MAPP_CA | Internal | Winter | B18 | 400 | 262 | 242.62 | 40.36 | 47.36 | 7 | 0
2025 | IESO_2_MAPP_CA | IESO | MAPP_CA | Internal | Winter | B19 | 700 | 262 | 250.56 | 40.36 | 47.36 | 7 | 0
2025 | IESO_2_MAPP_CA | IESO | MAPP_CA | Internal | Winter | B20 | 935 | 262 | 253.34 | 40.36 | 47.36 | 7 | 0
2025 | IESO_2_MISO_MI | IESO | MISO_MI | Internal | Shoulder | B11 | 25 | 1840 | 1840 | 36.76 | 64.45 | 7 | 20.68
2025 | IESO_2_MISO_MI | IESO | MISO_MI | Internal | Shoulder | B12 | 200 | 1840 | 1840 | 39.15 | 54.39 | 7 | 8.24
2025 | IESO_2_MISO_MI | IESO | MISO_MI | Internal | Shoulder | B13 | 600 | 1840 | 1840 | 36.47 | 44.83 | 7 | 1.37
2025 | IESO_2_MISO_MI | IESO | MISO_MI | Internal | Shoulder | B14 | 900 | 1840 | 1840 | 36.47 | 43.74 | 7 | 0.27
2025 | IESO_2_MISO_MI | IESO | MISO_MI | Internal | Shoulder | B15 | 1203 | 1840 | 0 | 36.47 | 41.46 | 7 | 0
2025 | IESO_2_MISO_MI | IESO | MISO_MI | Internal | Summer | B1 | 10 | 1840 | 1207.16 | 66.41 | 73.41 | 7 | 0
2025 | IESO_2_MISO_MI | IESO | MISO_MI | Internal | Summer | B2 | 25 | 1840 | 1276.62 | 64.4 | 71.4 | 7 | 0
2025 | IESO_2_MISO_MI | IESO | MISO_MI | Internal | Summer | B3 | 75 | 1840 | 1840 | 50.48 | 68.88 | 7 | 11.39
2025 | IESO_2_MISO_MI | IESO | MISO_MI | Internal | Summer | B4 | 100 | 1840 | 1840 | 46.68 | 66.2 | 7 | 12.52
2025 | IESO_2_MISO_MI | IESO | MISO_MI | Internal | Summer | B5 | 200 | 1840 | 1840 | 41.41 | 65.32 | 7 | 16.91
2025 | IESO_2_MISO_MI | IESO | MISO_MI | Internal | Summer | B6 | 300 | 1840 | 1840 | 41.41 | 53.76 | 7 | 5.34
2025 | IESO_2_MISO_MI | IESO | MISO_MI | Internal | Summer | B7 | 400 | 1840 | 307.81 | 37.49 | 44.49 | 7 | 0
2025 | IESO_2_MISO_MI | IESO | MISO_MI | Internal | Summer | B8 | 500 | 1840 | 0 | 34.33 | 40.86 | 7 | 0
2025 | IESO_2_MISO_MI | IESO | MISO_MI | Internal | Summer | B9 | 800 | 1840 | 0 | 34.33 | 40.53 | 7 | 0
2025 | IESO_2_MISO_MI | IESO | MISO_MI | Internal | Summer | B10 | 1262 | 1840 | 0 | 34.33 | 37.58 | 7 | 0
2025 | IESO_2_MISO_MI | IESO | MISO_MI | Internal | Winter | B16 | 25 | 1840 | 1840 | 44.64 | 67.72 | 7 | 16.08
2025 | IESO_2_MISO_MI | IESO | MISO_MI | Internal | Winter | B17 | 100 | 1840 | 1840 | 41.19 | 52.44 | 7 | 4.25
2025 | IESO_2_MISO_MI | IESO | MISO_MI | Internal | Winter | B18 | 400 | 1840 | 950.12 | 40.36 | 47.36 | 7 | 0
2025 | IESO_2_MISO_MI | IESO | MISO_MI | Internal | Winter | B19 | 700 | 1840 | 0 | 40.36 | 44.17 | 7 | 0
2025 | IESO_2_MISO_MI | IESO | MISO_MI | Internal | Winter | B20 | 935 | 1840 | 0 | 40.36 | 40.74 | 7 | 0
2025 | IESO_2_MISO_W | IESO | MISO_W | Internal | Shoulder | B11 | 25 | 140 | 140 | 36.76 | 64.46 | 7 | 20.7
2025 | IESO_2_MISO_W | IESO | MISO_W | Internal | Shoulder | B12 | 200 | 140 | 140 | 39.15 | 54.35 | 7 | 8.2
2025 | IESO_2_MISO_W | IESO | MISO_W | Internal | Shoulder | B13 | 600 | 140 | 140 | 36.47 | 44.8 | 7 | 1.33
2025 | IESO_2_MISO_W | IESO | MISO_W | Internal | Shoulder | B14 | 900 | 140 | 140 | 36.47 | 43.94 | 7 | 0.47
2025 | IESO_2_MISO_W | IESO | MISO_W | Internal | Shoulder | B15 | 1203 | 140 | 0 | 36.47 | 41.43 | 7 | 0
2025 | IESO_2_MISO_W | IESO | MISO_W | Internal | Summer | B1 | 10 | 140 | 15.34 | 66.41 | 73.4 | 7 | 0
2025 | IESO_2_MISO_W | IESO | MISO_W | Internal | Summer | B2 | 25 | 140 | 139.69 | 64.4 | 71.43 | 7 | 0.02
2025 | IESO_2_MISO_W | IESO | MISO_W | Internal | Summer | B3 | 75 | 140 | 140 | 50.48 | 70.2 | 7 | 12.71
2025 | IESO_2_MISO_W | IESO | MISO_W | Internal | Summer | B4 | 100 | 140 | 140 | 46.68 | 70.2 | 7 | 16.52
2025 | IESO_2_MISO_W | IESO | MISO_W | Internal | Summer | B5 | 200 | 140 | 140 | 41.41 | 65.35 | 7 | 16.94
2025 | IESO_2_MISO_W | IESO | MISO_W | Internal | Summer | B6 | 300 | 140 | 140 | 41.41 | 54.78 | 7 | 6.37
2025 | IESO_2_MISO_W | IESO | MISO_W | Internal | Summer | B7 | 400 | 140 | 139.96 | 37.49 | 44.5 | 7 | 0.01
2025 | IESO_2_MISO_W | IESO | MISO_W | Internal | Summer | B8 | 500 | 140 | 0 | 34.33 | 40.82 | 7 | 0
2025 | IESO_2_MISO_W | IESO | MISO_W | Internal | Summer | B9 | 800 | 140 | 0 | 34.33 | 40.49 | 7 | 0
2025 | IESO_2_MISO_W | IESO | MISO_W | Internal | Summer | B10 | 1262 | 140 | 0 | 34.33 | 37.19 | 7 | 0
2025 | IESO_2_MISO_W | IESO | MISO_W | Internal | Winter | B16 | 25 | 140 | 140 | 44.64 | 67.7 | 7 | 16.07
2025 | IESO_2_MISO_W | IESO | MISO_W | Internal | Winter | B17 | 100 | 140 | 140 | 41.19 | 52.41 | 7 | 4.21
2025 | IESO_2_MISO_W | IESO | MISO_W | Internal | Winter | B18 | 400 | 140 | 0.04 | 40.36 | 47.35 | 7 | 0
2025 | IESO_2_MISO_W | IESO | MISO_W | Internal | Winter | B19 | 700 | 140 | 0 | 40.36 | 44.31 | 7 | 0
2025 | IESO_2_MISO_W | IESO | MISO_W | Internal | Winter | B20 | 935 | 140 | 0 | 40.36 | 40.72 | 7 | 0
2025 | IESO_2_NYISO_A-F | IESO | NYISO_A-F | Internal | Shoulder | B11 | 25 | 1725 | 1522.3 | 36.76 | 43.76 | 7 | 0
2025 | IESO_2_NYISO_A-F | IESO | NYISO_A-F | Internal | Shoulder | B12 | 200 | 1725 | 1725 | 39.15 | 47.67 | 7 | 1.52
2025 | IESO_2_NYISO_A-F | IESO | NYISO_A-F | Internal | Shoulder | B13 | 600 | 1725 | 1388.5 | 36.47 | 43.47 | 7 | 0
2025 | IESO_2_NYISO_A-F | IESO | NYISO_A-F | Internal | Shoulder | B14 | 900 | 1725 | 1310.98 | 36.47 | 43.47 | 7 | 0
2025 | IESO_2_NYISO_A-F | IESO | NYISO_A-F | Internal | Shoulder | B15 | 1203 | 1725 | 1199.6 | 36.47 | 43.47 | 7 | 0
2025 | IESO_2_NYISO_A-F | IESO | NYISO_A-F | Internal | Summer | B1 | 10 | 1725 | 0 | 66.41 | 67.43 | 7 | 0
2025 | IESO_2_NYISO_A-F | IESO | NYISO_A-F | Internal | Summer | B2 | 25 | 1725 | 0 | 64.4 | 65.93 | 7 | 0
2025 | IESO_2_NYISO_A-F | IESO | NYISO_A-F | Internal | Summer | B3 | 75 | 1725 | 504.44 | 50.48 | 57.48 | 7 | 0
2025 | IESO_2_NYISO_A-F | IESO | NYISO_A-F | Internal | Summer | B4 | 100 | 1725 | 1253.5 | 46.68 | 53.68 | 7 | 0
2025 | IESO_2_NYISO_A-F | IESO | NYISO_A-F | Internal | Summer | B5 | 200 | 1725 | 1725 | 41.41 | 50.12 | 7 | 1.7
2025 | IESO_2_NYISO_A-F | IESO | NYISO_A-F | Internal | Summer | B6 | 300 | 1725 | 327.45 | 41.41 | 48.41 | 7 | 0
2025 | IESO_2_NYISO_A-F | IESO | NYISO_A-F | Internal | Summer | B7 | 400 | 1725 | 1118.61 | 37.49 | 44.49 | 7 | 0
2025 | IESO_2_NYISO_A-F | IESO | NYISO_A-F | Internal | Summer | B8 | 500 | 1725 | 1725 | 34.33 | 42.19 | 7 | 0.86
2025 | IESO_2_NYISO_A-F | IESO | NYISO_A-F | Internal | Summer | B9 | 800 | 1725 | 926.98 | 34.33 | 41.33 | 7 | 0
2025 | IESO_2_NYISO_A-F | IESO | NYISO_A-F | Internal | Summer | B10 | 1262 | 1725 | 464.38 | 34.33 | 41.33 | 7 | 0
2025 | IESO_2_NYISO_A-F | IESO | NYISO_A-F | Internal | Winter | B16 | 25 | 1725 | 805.72 | 44.64 | 51.64 | 7 | 0
2025 | IESO_2_NYISO_A-F | IESO | NYISO_A-F | Internal | Winter | B17 | 100 | 1725 | 696.27 | 41.19 | 48.19 | 7 | 0
2025 | IESO_2_NYISO_A-F | IESO | NYISO_A-F | Internal | Winter | B18 | 400 | 1725 | 872.1 | 40.36 | 47.36 | 7 | 0
2025 | IESO_2_NYISO_A-F | IESO | NYISO_A-F | Internal | Winter | B19 | 700 | 1725 | 740.9 | 40.36 | 47.36 | 7 | 0
2025 | IESO_2_NYISO_A-F | IESO | NYISO_A-F | Internal | Winter | B20 | 935 | 1725 | 733.31 | 40.36 | 47.36 | 7 | 0
2025 | MAPP_CA_2_IESO | MAPP_CA | IESO | Internal | Shoulder | B11 | 25 | 330 | 0 | 49.87 | 36.76 | 8 | 0
2025 | MAPP_CA_2_IESO | MAPP_CA | IESO | Internal | Shoulder | B12 | 200 | 330 | 0 | 54.34 | 39.15 | 8 | 0
2025 | MAPP_CA_2_IESO | MAPP_CA | IESO | Internal | Shoulder | B13 | 600 | 330 | 0 | 44.78 | 36.47 | 8 | 0
2025 | MAPP_CA_2_IESO | MAPP_CA | IESO | Internal | Shoulder | B14 | 900 | 330 | 0 | 43.95 | 36.47 | 8 | 0
2025 | MAPP_CA_2_IESO | MAPP_CA | IESO | Internal | Shoulder | B15 | 1203 | 330 | 0 | 43.95 | 36.47 | 8 | 0
2025 | MAPP_CA_2_IESO | MAPP_CA | IESO | Internal | Summer | B1 | 10 | 330 | 0.02 | 59.59 | 66.41 | 8 | 0
2025 | MAPP_CA_2_IESO | MAPP_CA | IESO | Internal | Summer | B2 | 25 | 330 | 0 | 71.4 | 64.4 | 8 | 0
2025 | MAPP_CA_2_IESO | MAPP_CA | IESO | Internal | Summer | B3 | 75 | 330 | 0 | 58.42 | 50.48 | 8 | 0
2025 | MAPP_CA_2_IESO | MAPP_CA | IESO | Internal | Summer | B4 | 100 | 330 | 0 | 58.42 | 46.68 | 8 | 0
2025 | MAPP_CA_2_IESO | MAPP_CA | IESO | Internal | Summer | B5 | 200 | 330 | 0 | 53.64 | 41.41 | 8 | 0
2025 | MAPP_CA_2_IESO | MAPP_CA | IESO | Internal | Summer | B6 | 300 | 330 | 0 | 49.87 | 41.41 | 8 | 0
2025 | MAPP_CA_2_IESO | MAPP_CA | IESO | Internal | Summer | B7 | 400 | 330 | 0 | 44.49 | 37.49 | 8 | 0
2025 | MAPP_CA_2_IESO | MAPP_CA | IESO | Internal | Summer | B8 | 500 | 330 | 0 | 40.81 | 34.33 | 8 | 0
2025 | MAPP_CA_2_IESO | MAPP_CA | IESO | Internal | Summer | B9 | 800 | 330 | 0 | 40.5 | 34.33 | 8 | 0
2025 | MAPP_CA_2_IESO | MAPP_CA | IESO | Internal | Summer | B10 | 1262 | 330 | 0 | 40.5 | 34.33 | 8 | 0
2025 | MAPP_CA_2_IESO | MAPP_CA | IESO | Internal | Winter | B16 | 25 | 330 | 0 | 67.69 | 44.64 | 8 | 0
2025 | MAPP_CA_2_IESO | MAPP_CA | IESO | Internal | Winter | B17 | 100 | 330 | 0 | 52.39 | 41.19 | 8 | 0
2025 | MAPP_CA_2_IESO | MAPP_CA | IESO | Internal | Winter | B18 | 400 | 330 | 0 | 47.36 | 40.36 | 8 | 0
2025 | MAPP_CA_2_IESO | MAPP_CA | IESO | Internal | Winter | B19 | 700 | 330 | 0 | 47.36 | 40.36 | 8 | 0
2025 | MAPP_CA_2_IESO | MAPP_CA | IESO | Internal | Winter | B20 | 935 | 330 | 0 | 47.36 | 40.36 | 8 | 0
2025 | MAPP_CA_2_MAPP_US | MAPP_CA | MAPP_US | Internal | Shoulder | B11 | 25 | 372 | 371.99 | 49.87 | 57.46 | 7 | 0.58
2025 | MAPP_CA_2_MAPP_US | MAPP_CA | MAPP_US | Internal | Shoulder | B12 | 200 | 372 | 0 | 54.34 | 47.35 | 7 | 0
2025 | MAPP_CA_2_MAPP_US | MAPP_CA | MAPP_US | Internal | Shoulder | B13 | 600 | 372 | 0 | 44.78 | 39.44 | 7 | 0
2025 | MAPP_CA_2_MAPP_US | MAPP_CA | MAPP_US | Internal | Shoulder | B14 | 900 | 372 | 0 | 43.95 | 39.44 | 7 | 0
2025 | MAPP_CA_2_MAPP_US | MAPP_CA | MAPP_US | Internal | Shoulder | B15 | 1203 | 372 | 0 | 43.95 | 38.41 | 7 | 0
2025 | MAPP_CA_2_MAPP_US | MAPP_CA | MAPP_US | Internal | Summer | B1 | 10 | 372 | 7.56 | 59.59 | 66.58 | 7 | 0
2025 | MAPP_CA_2_MAPP_US | MAPP_CA | MAPP_US | Internal | Summer | B2 | 25 | 372 | 0 | 71.4 | 66.58 | 7 | 0
2025 | MAPP_CA_2_MAPP_US | MAPP_CA | MAPP_US | Internal | Summer | B3 | 75 | 372 | 84.39 | 58.42 | 65.42 | 7 | 0
2025 | MAPP_CA_2_MAPP_US | MAPP_CA | MAPP_US | Internal | Summer | B4 | 100 | 372 | 181.01 | 58.42 | 65.42 | 7 | 0
2025 | MAPP_CA_2_MAPP_US | MAPP_CA | MAPP_US | Internal | Summer | B5 | 200 | 372 | 253.19 | 53.64 | 60.64 | 7 | 0
2025 | MAPP_CA_2_MAPP_US | MAPP_CA | MAPP_US | Internal | Summer | B6 | 300 | 372 | 0 | 49.87 | 54.77 | 7 | 0
2025 | MAPP_CA_2_MAPP_US | MAPP_CA | MAPP_US | Internal | Summer | B7 | 400 | 372 | 0 | 44.49 | 42.14 | 7 | 0
2025 | MAPP_CA_2_MAPP_US | MAPP_CA | MAPP_US | Internal | Summer | B8 | 500 | 372 | 0 | 40.81 | 35.42 | 7 | 0
2025 | MAPP_CA_2_MAPP_US | MAPP_CA | MAPP_US | Internal | Summer | B9 | 800 | 372 | 0 | 40.5 | 35.42 | 7 | 0
2025 | MAPP_CA_2_MAPP_US | MAPP_CA | MAPP_US | Internal | Summer | B10 | 1262 | 372 | 0 | 40.5 | 32.15 | 7 | 0
2025 | MAPP_CA_2_MAPP_US | MAPP_CA | MAPP_US | Internal | Winter | B16 | 25 | 372 | 0 | 67.69 | 60.7 | 7 | 0
2025 | MAPP_CA_2_MAPP_US | MAPP_CA | MAPP_US | Internal | Winter | B17 | 100 | 372 | 0 | 52.39 | 45.41 | 7 | 0
2025 | MAPP_CA_2_MAPP_US | MAPP_CA | MAPP_US | Internal | Winter | B18 | 400 | 372 | 0 | 47.36 | 40.81 | 7 | 0
2025 | MAPP_CA_2_MAPP_US | MAPP_CA | MAPP_US | Internal | Winter | B19 | 700 | 372 | 0 | 47.36 | 40.81 | 7 | 0
2025 | MAPP_CA_2_MAPP_US | MAPP_CA | MAPP_US | Internal | Winter | B20 | 935 | 372 | 0 | 47.36 | 39.56 | 7 | 0
2025 | MAPP_CA_2_MISO_W | MAPP_CA | MISO_W | Internal | Shoulder | B11 | 25 | 1970 | 1970 | 49.87 | 64.46 | 0.01 | 14.57
2025 | MAPP_CA_2_MISO_W | MAPP_CA | MISO_W | Internal | Shoulder | B12 | 200 | 1970 | 1895.59 | 54.34 | 54.35 | 0.01 | 0
2025 | MAPP_CA_2_MISO_W | MAPP_CA | MISO_W | Internal | Shoulder | B13 | 600 | 1970 | 1098.86 | 44.78 | 44.8 | 0.01 | 0
2025 | MAPP_CA_2_MISO_W | MAPP_CA | MISO_W | Internal | Shoulder | B14 | 900 | 1970 | 0 | 43.95 | 43.94 | 0.01 | 0
2025 | MAPP_CA_2_MISO_W | MAPP_CA | MISO_W | Internal | Shoulder | B15 | 1203 | 1970 | 0 | 43.95 | 41.43 | 0.01 | 0
2025 | MAPP_CA_2_MISO_W | MAPP_CA | MISO_W | Internal | Summer | B1 | 10 | 1970 | 1970 | 59.59 | 73.4 | 0.01 | 13.81
2025 | MAPP_CA_2_MISO_W | MAPP_CA | MISO_W | Internal | Summer | B2 | 25 | 1970 | 1969.38 | 71.4 | 71.43 | 0.01 | 0.01
2025 | MAPP_CA_2_MISO_W | MAPP_CA | MISO_W | Internal | Summer | B3 | 75 | 1970 | 1970 | 58.42 | 70.2 | 0.01 | 11.77
2025 | MAPP_CA_2_MISO_W | MAPP_CA | MISO_W | Internal | Summer | B4 | 100 | 1970 | 1970 | 58.42 | 70.2 | 0.01 | 11.77
2025 | MAPP_CA_2_MISO_W | MAPP_CA | MISO_W | Internal | Summer | B5 | 200 | 1970 | 1970 | 53.64 | 65.35 | 0.01 | 11.71
2025 | MAPP_CA_2_MISO_W | MAPP_CA | MISO_W | Internal | Summer | B6 | 300 | 1970 | 1970 | 49.87 | 54.78 | 0.01 | 4.89
2025 | MAPP_CA_2_MISO_W | MAPP_CA | MISO_W | Internal | Summer | B7 | 400 | 1970 | 1260.54 | 44.49 | 44.5 | 0.01 | 0
2025 | MAPP_CA_2_MISO_W | MAPP_CA | MISO_W | Internal | Summer | B8 | 500 | 1970 | 1071.15 | 40.81 | 40.82 | 0.01 | 0
2025 | MAPP_CA_2_MISO_W | MAPP_CA | MISO_W | Internal | Summer | B9 | 800 | 1970 | 0.01 | 40.5 | 40.49 | 0.01 | 0
2025 | MAPP_CA_2_MISO_W | MAPP_CA | MISO_W | Internal | Summer | B10 | 1262 | 1970 | 0 | 40.5 | 37.19 | 0.01 | 0
2025 | MAPP_CA_2_MISO_W | MAPP_CA | MISO_W | Internal | Winter | B16 | 25 | 1970 | 1174.59 | 67.69 | 67.7 | 0.01 | 0
2025 | MAPP_CA_2_MISO_W | MAPP_CA | MISO_W | Internal | Winter | B17 | 100 | 1970 | 1057.75 | 52.39 | 52.41 | 0.01 | 0
2025 | MAPP_CA_2_MISO_W | MAPP_CA | MISO_W | Internal | Winter | B18 | 400 | 1970 | 0.02 | 47.36 | 47.35 | 0.01 | 0
2025 | MAPP_CA_2_MISO_W | MAPP_CA | MISO_W | Internal | Winter | B19 | 700 | 1970 | 0 | 47.36 | 44.31 | 0.01 | 0
2025 | MAPP_CA_2_MISO_W | MAPP_CA | MISO_W | Internal | Winter | B20 | 935 | 1970 | 0 | 47.36 | 40.72 | 0.01 | 0
2025 | MAPP_US_2_MAPP_CA | MAPP_US | MAPP_CA | Internal | Shoulder | B11 | 25 | 165 | 0 | 57.46 | 49.87 | 7 | 0
2025 | MAPP_US_2_MAPP_CA | MAPP_US | MAPP_CA | Internal | Shoulder | B12 | 200 | 165 | 0.08 | 47.35 | 54.34 | 7 | 0
2025 | MAPP_US_2_MAPP_CA | MAPP_US | MAPP_CA | Internal | Shoulder | B13 | 600 | 165 | 0 | 39.44 | 44.78 | 7 | 0
2025 | MAPP_US_2_MAPP_CA | MAPP_US | MAPP_CA | Internal | Shoulder | B14 | 900 | 165 | 0 | 39.44 | 43.95 | 7 | 0
2025 | MAPP_US_2_MAPP_CA | MAPP_US | MAPP_CA | Internal | Shoulder | B15 | 1203 | 165 | 0 | 38.41 | 43.95 | 7 | 0
2025 | MAPP_US_2_MAPP_CA | MAPP_US | MAPP_CA | Internal | Summer | B1 | 10 | 165 | 0 | 66.58 | 59.59 | 7 | 0
2025 | MAPP_US_2_MAPP_CA | MAPP_US | MAPP_CA | Internal | Summer | B2 | 25 | 165 | 0 | 66.58 | 71.4 | 7 | 0
2025 | MAPP_US_2_MAPP_CA | MAPP_US | MAPP_CA | Internal | Summer | B3 | 75 | 165 | 0 | 65.42 | 58.42 | 7 | 0
2025 | MAPP_US_2_MAPP_CA | MAPP_US | MAPP_CA | Internal | Summer | B4 | 100 | 165 | 0 | 65.42 | 58.42 | 7 | 0
2025 | MAPP_US_2_MAPP_CA | MAPP_US | MAPP_CA | Internal | Summer | B5 | 200 | 165 | 0 | 60.64 | 53.64 | 7 | 0
2025 | MAPP_US_2_MAPP_CA | MAPP_US | MAPP_CA | Internal | Summer | B6 | 300 | 165 | 0 | 54.77 | 49.87 | 7 | 0
2025 | MAPP_US_2_MAPP_CA | MAPP_US | MAPP_CA | Internal | Summer | B7 | 400 | 165 | 0 | 42.14 | 44.49 | 7 | 0
2025 | MAPP_US_2_MAPP_CA | MAPP_US | MAPP_CA | Internal | Summer | B8 | 500 | 165 | 0 | 35.42 | 40.81 | 7 | 0
2025 | MAPP_US_2_MAPP_CA | MAPP_US | MAPP_CA | Internal | Summer | B9 | 800 | 165 | 0 | 35.42 | 40.5 | 7 | 0
2025 | MAPP_US_2_MAPP_CA | MAPP_US | MAPP_CA | Internal | Summer | B10 | 1262 | 165 | 165 | 32.15 | 40.5 | 7 | 1.36
2025 | MAPP_US_2_MAPP_CA | MAPP_US | MAPP_CA | Internal | Winter | B16 | 25 | 165 | 0.6 | 60.7 | 67.69 | 7 | 0
2025 | MAPP_US_2_MAPP_CA | MAPP_US | MAPP_CA | Internal | Winter | B17 | 100 | 165 | 0.16 | 45.41 | 52.39 | 7 | 0
2025 | MAPP_US_2_MAPP_CA | MAPP_US | MAPP_CA | Internal | Winter | B18 | 400 | 165 | 0 | 40.81 | 47.36 | 7 | 0
2025 | MAPP_US_2_MAPP_CA | MAPP_US | MAPP_CA | Internal | Winter | B19 | 700 | 165 | 0 | 40.81 | 47.36 | 7 | 0
2025 | MAPP_US_2_MAPP_CA | MAPP_US | MAPP_CA | Internal | Winter | B20 | 935 | 165 | 165 | 39.56 | 47.36 | 7 | 0.81
2025 | MAPP_US_2_MISO_W | MAPP_US | MISO_W | Internal | Shoulder | B11 | 25 | 2635 | 45.19 | 57.46 | 64.46 | 7 | 0
2025 | MAPP_US_2_MISO_W | MAPP_US | MISO_W | Internal | Shoulder | B12 | 200 | 2635 | 916.88 | 47.35 | 54.35 | 7 | 0
2025 | MAPP_US_2_MISO_W | MAPP_US | MISO_W | Internal | Shoulder | B13 | 600 | 2635 | 0 | 39.44 | 44.8 | 7 | 0
2025 | MAPP_US_2_MISO_W | MAPP_US | MISO_W | Internal | Shoulder | B14 | 900 | 2635 | 0 | 39.44 | 43.94 | 7 | 0
2025 | MAPP_US_2_MISO_W | MAPP_US | MISO_W | Internal | Shoulder | B15 | 1203 | 2635 | 0 | 38.41 | 41.43 | 7 | 0
2025 | MAPP_US_2_MISO_W | MAPP_US | MISO_W | Internal | Summer | B1 | 10 | 2635 | 0.14 | 66.58 | 73.4 | 7 | 0
2025 | MAPP_US_2_MISO_W | MAPP_US | MISO_W | Internal | Summer | B2 | 25 | 2635 | 0 | 66.58 | 71.43 | 7 | 0
2025 | MAPP_US_2_MISO_W | MAPP_US | MISO_W | Internal | Summer | B3 | 75 | 2635 | 0 | 65.42 | 70.2 | 7 | 0
2025 | MAPP_US_2_MISO_W | MAPP_US | MISO_W | Internal | Summer | B4 | 100 | 2635 | 0 | 65.42 | 70.2 | 7 | 0
2025 | MAPP_US_2_MISO_W | MAPP_US | MISO_W | Internal | Summer | B5 | 200 | 2635 | 0 | 60.64 | 65.35 | 7 | 0
2025 | MAPP_US_2_MISO_W | MAPP_US | MISO_W | Internal | Summer | B6 | 300 | 2635 | 0 | 54.77 | 54.78 | 7 | 0
2025 | MAPP_US_2_MISO_W | MAPP_US | MISO_W | Internal | Summer | B7 | 400 | 2635 | 0 | 42.14 | 44.5 | 7 | 0
2025 | MAPP_US_2_MISO_W | MAPP_US | MISO_W | Internal | Summer | B8 | 500 | 2635 | 0 | 35.42 | 40.82 | 7 | 0
2025 | MAPP_US_2_MISO_W | MAPP_US | MISO_W | Internal | Summer | B9 | 800 | 2635 | 0 | 35.42 | 40.49 | 7 | 0
2025 | MAPP_US_2_MISO_W | MAPP_US | MISO_W | Internal | Summer | B10 | 1262 | 2635 | 0 | 32.15 | 37.19 | 7 | 0
2025 | MAPP_US_2_MISO_W | MAPP_US | MISO_W | Internal | Winter | B16 | 25 | 2635 | 1115.9 | 60.7 | 67.7 | 7 | 0
2025 | MAPP_US_2_MISO_W | MAPP_US | MISO_W | Internal | Winter | B17 | 100 | 2635 | 1109.69 | 45.41 | 52.41 | 7 | 0
2025 | MAPP_US_2_MISO_W | MAPP_US | MISO_W | Internal | Winter | B18 | 400 | 2635 | 0 | 40.81 | 47.35 | 7 | 0
2025 | MAPP_US_2_MISO_W | MAPP_US | MISO_W | Internal | Winter | B19 | 700 | 2635 | 0 | 40.81 | 44.31 | 7 | 0
2025 | MAPP_US_2_MISO_W | MAPP_US | MISO_W | Internal | Winter | B20 | 935 | 2635 | 0 | 39.56 | 40.72 | 7 | 0
2025 | MAPP_US_2_NE | MAPP_US | NE | Internal | Shoulder | B11 | 25 | 2000 | 1842.02 | 57.46 | 64.46 | 7 | 0
2025 | MAPP_US_2_NE | MAPP_US | NE | Internal | Shoulder | B12 | 200 | 2000 | 281.01 | 47.35 | 54.35 | 7 | 0
2025 | MAPP_US_2_NE | MAPP_US | NE | Internal | Shoulder | B13 | 600 | 2000 | 617.25 | 39.44 | 46.44 | 7 | 0
2025 | MAPP_US_2_NE | MAPP_US | NE | Internal | Shoulder | B14 | 900 | 2000 | 0 | 39.44 | 44.88 | 7 | 0
2025 | MAPP_US_2_NE | MAPP_US | NE | Internal | Shoulder | B15 | 1203 | 2000 | 0 | 38.41 | 44.86 | 7 | 0
2025 | MAPP_US_2_NE | MAPP_US | NE | Internal | Summer | B1 | 10 | 2000 | 902.08 | 66.58 | 73.58 | 7 | 0
2025 | MAPP_US_2_NE | MAPP_US | NE | Internal | Summer | B2 | 25 | 2000 | 968.81 | 66.58 | 73.58 | 7 | 0
2025 | MAPP_US_2_NE | MAPP_US | NE | Internal | Summer | B3 | 75 | 2000 | 1166.19 | 65.42 | 72.42 | 7 | 0
2025 | MAPP_US_2_NE | MAPP_US | NE | Internal | Summer | B4 | 100 | 2000 | 1542.97 | 65.42 | 72.42 | 7 | 0
2025 | MAPP_US_2_NE | MAPP_US | NE | Internal | Summer | B5 | 200 | 2000 | 1166.82 | 60.64 | 67.64 | 7 | 0
2025 | MAPP_US_2_NE | MAPP_US | NE | Internal | Summer | B6 | 300 | 2000 | 1179.37 | 54.77 | 61.77 | 7 | 0
2025 | MAPP_US_2_NE | MAPP_US | NE | Internal | Summer | B7 | 400 | 2000 | 1327.99 | 42.14 | 49.14 | 7 | 0
2025 | MAPP_US_2_NE | MAPP_US | NE | Internal | Summer | B8 | 500 | 2000 | 1322.15 | 35.42 | 42.42 | 7 | 0
2025 | MAPP_US_2_NE | MAPP_US | NE | Internal | Summer | B9 | 800 | 2000 | 900.53 | 35.42 | 42.42 | 7 | 0
2025 | MAPP_US_2_NE | MAPP_US | NE | Internal | Summer | B10 | 1262 | 2000 | 482.36 | 32.15 | 39.15 | 7 | 0
2025 | MAPP_US_2_NE | MAPP_US | NE | Internal | Winter | B16 | 25 | 2000 | 495.53 | 60.7 | 67.7 | 7 | 0
2025 | MAPP_US_2_NE | MAPP_US | NE | Internal | Winter | B17 | 100 | 2000 | 0 | 45.41 | 49.5 | 7 | 0
2025 | MAPP_US_2_NE | MAPP_US | NE | Internal | Winter | B18 | 400 | 2000 | 536.44 | 40.81 | 47.81 | 7 | 0
2025 | MAPP_US_2_NE | MAPP_US | NE | Internal | Winter | B19 | 700 | 2000 | 54.85 | 40.81 | 47.81 | 7 | 0
2025 | MAPP_US_2_NE | MAPP_US | NE | Internal | Winter | B20 | 935 | 2000 | 203.1 | 39.56 | 46.56 | 7 | 0
2025 | MARITIMES_2_NEISO | MARITIMES | NEISO | Internal | Shoulder | B11 | 25 | 99999 | 1400 | 40.75 | 40.76 | 0.01 | 0
2025 | MARITIMES_2_NEISO | MARITIMES | NEISO | Internal | Shoulder | B12 | 200 | 99999 | 1400 | 40.75 | 40.76 | 0.01 | 0
2025 | MARITIMES_2_NEISO | MARITIMES | NEISO | Internal | Shoulder | B13 | 600 | 99999 | 1400 | 40.75 | 40.76 | 0.01 | 0
2025 | MARITIMES_2_NEISO | MARITIMES | NEISO | Internal | Shoulder | B14 | 900 | 99999 | 1400 | 40.75 | 40.76 | 0.01 | 0
2025 | MARITIMES_2_NEISO | MARITIMES | NEISO | Internal | Shoulder | B15 | 1203 | 99999 | 426.43 | 40.75 | 40.76 | 0.01 | 0
2025 | MARITIMES_2_NEISO | MARITIMES | NEISO | Internal | Summer | B1 | 10 | 99999 | 1400 | 70.42 | 70.43 | 0.01 | 0
2025 | MARITIMES_2_NEISO | MARITIMES | NEISO | Internal | Summer | B2 | 25 | 99999 | 1400 | 62.93 | 62.95 | 0.01 | 0
2025 | MARITIMES_2_NEISO | MARITIMES | NEISO | Internal | Summer | B3 | 75 | 99999 | 1400 | 54.47 | 54.48 | 0.01 | 0
2025 | MARITIMES_2_NEISO | MARITIMES | NEISO | Internal | Summer | B4 | 100 | 99999 | 1400 | 48.26 | 48.27 | 0.01 | 0
2025 | MARITIMES_2_NEISO | MARITIMES | NEISO | Internal | Summer | B5 | 200 | 99999 | 1400 | 37.69 | 37.7 | 0.01 | 0
2025 | MARITIMES_2_NEISO | MARITIMES | NEISO | Internal | Summer | B6 | 300 | 99999 | 1400 | 37.69 | 37.7 | 0.01 | 0
2025 | MARITIMES_2_NEISO | MARITIMES | NEISO | Internal | Summer | B7 | 400 | 99999 | 1400 | 37.69 | 37.7 | 0.01 | 0
2025 | MARITIMES_2_NEISO | MARITIMES | NEISO | Internal | Summer | B8 | 500 | 99999 | 1400 | 37.69 | 37.7 | 0.01 | 0
2025 | MARITIMES_2_NEISO | MARITIMES | NEISO | Internal | Summer | B9 | 800 | 99999 | 1400 | 37.69 | 37.7 | 0.01 | 0
2025 | MARITIMES_2_NEISO | MARITIMES | NEISO | Internal | Summer | B10 | 1262 | 99999 | 236.13 | 37.69 | 37.7 | 0.01 | 0
2025 | MARITIMES_2_NEISO | MARITIMES | NEISO | Internal | Winter | B16 | 25 | 99999 | 1400 | 50.2 | 50.21 | 0.01 | 0
2025 | MARITIMES_2_NEISO | MARITIMES | NEISO | Internal | Winter | B17 | 100 | 99999 | 1400 | 50.2 | 50.21 | 0.01 | 0
2025 | MARITIMES_2_NEISO | MARITIMES | NEISO | Internal | Winter | B18 | 400 | 99999 | 1400 | 50.2 | 50.21 | 0.01 | 0
2025 | MARITIMES_2_NEISO | MARITIMES | NEISO | Internal | Winter | B19 | 700 | 99999 | 1400 | 50.2 | 50.21 | 0.01 | 0
2025 | MARITIMES_2_NEISO | MARITIMES | NEISO | Internal | Winter | B20 | 935 | 99999 | 475.94 | 50.2 | 50.21 | 0.01 | 0
2025 | MISO_IN_2_MISO_MI | MISO_IN | MISO_MI | Internal | Shoulder | B11 | 25 | 5000 | 0.33 | 64.46 | 64.45 | 0.01 | 0
2025 | MISO_IN_2_MISO_MI | MISO_IN | MISO_MI | Internal | Shoulder | B12 | 200 | 5000 | 332.02 | 54.38 | 54.39 | 0.01 | 0
2025 | MISO_IN_2_MISO_MI | MISO_IN | MISO_MI | Internal | Shoulder | B13 | 600 | 5000 | 1195.54 | 44.82 | 44.83 | 0.01 | 0
2025 | MISO_IN_2_MISO_MI | MISO_IN | MISO_MI | Internal | Shoulder | B14 | 900 | 5000 | 1270.84 | 43.73 | 43.74 | 0.01 | 0
2025 | MISO_IN_2_MISO_MI | MISO_IN | MISO_MI | Internal | Shoulder | B15 | 1203 | 5000 | 2579.58 | 41.45 | 41.46 | 0.01 | 0
2025 | MISO_IN_2_MISO_MI | MISO_IN | MISO_MI | Internal | Summer | B1 | 10 | 5000 | 0.99 | 73.42 | 73.41 | 0.01 | 0
2025 | MISO_IN_2_MISO_MI | MISO_IN | MISO_MI | Internal | Summer | B2 | 25 | 5000 | 0.34 | 71.42 | 71.4 | 0.01 | 0
2025 | MISO_IN_2_MISO_MI | MISO_IN | MISO_MI | Internal | Summer | B3 | 75 | 5000 | 0.12 | 68.89 | 68.88 | 0.01 | 0
2025 | MISO_IN_2_MISO_MI | MISO_IN | MISO_MI | Internal | Summer | B4 | 100 | 5000 | 0 | 67.82 | 66.2 | 0.01 | 0
2025 | MISO_IN_2_MISO_MI | MISO_IN | MISO_MI | Internal | Summer | B5 | 200 | 5000 | 0.05 | 65.33 | 65.32 | 0.01 | 0
2025 | MISO_IN_2_MISO_MI | MISO_IN | MISO_MI | Internal | Summer | B6 | 300 | 5000 | 0.03 | 53.77 | 53.76 | 0.01 | 0
2025 | MISO_IN_2_MISO_MI | MISO_IN | MISO_MI | Internal | Summer | B7 | 400 | 5000 | 1938.16 | 44.48 | 44.49 | 0.01 | 0
2025 | MISO_IN_2_MISO_MI | MISO_IN | MISO_MI | Internal | Summer | B8 | 500 | 5000 | 3120.77 | 40.84 | 40.86 | 0.01 | 0
2025 | MISO_IN_2_MISO_MI | MISO_IN | MISO_MI | Internal | Summer | B9 | 800 | 5000 | 3271.86 | 40.52 | 40.53 | 0.01 | 0
2025 | MISO_IN_2_MISO_MI | MISO_IN | MISO_MI | Internal | Summer | B10 | 1262 | 5000 | 4603.56 | 37.56 | 37.58 | 0.01 | 0
2025 | MISO_IN_2_MISO_MI | MISO_IN | MISO_MI | Internal | Winter | B16 | 25 | 5000 | 0.36 | 67.73 | 67.72 | 0.01 | 0
2025 | MISO_IN_2_MISO_MI | MISO_IN | MISO_MI | Internal | Winter | B17 | 100 | 5000 | 911.66 | 52.43 | 52.44 | 0.01 | 0
2025 | MISO_IN_2_MISO_MI | MISO_IN | MISO_MI | Internal | Winter | B18 | 400 | 5000 | 989.35 | 47.35 | 47.36 | 0.01 | 0
2025 | MISO_IN_2_MISO_MI | MISO_IN | MISO_MI | Internal | Winter | B19 | 700 | 5000 | 1652.8 | 44.16 | 44.17 | 0.01 | 0
2025 | MISO_IN_2_MISO_MI | MISO_IN | MISO_MI | Internal | Winter | B20 | 935 | 5000 | 1500.82 | 40.72 | 40.74 | 0.01 | 0
2025 | MISO_IN_2_MISO_MO-IL | MISO_IN | MISO_MO-IL | Internal | Shoulder | B11 | 25 | 5000 | 475.67 | 64.46 | 64.47 | 0.01 | 0
2025 | MISO_IN_2_MISO_MO-IL | MISO_IN | MISO_MO-IL | Internal | Shoulder | B12 | 200 | 5000 | 0.04 | 54.38 | 54.37 | 0.01 | 0
2025 | MISO_IN_2_MISO_MO-IL | MISO_IN | MISO_MO-IL | Internal | Shoulder | B13 | 600 | 5000 | 0.02 | 44.82 | 44.81 | 0.01 | 0
2025 | MISO_IN_2_MISO_MO-IL | MISO_IN | MISO_MO-IL | Internal | Shoulder | B14 | 900 | 5000 | 0.01 | 43.73 | 43.72 | 0.01 | 0
2025 | MISO_IN_2_MISO_MO-IL | MISO_IN | MISO_MO-IL | Internal | Shoulder | B15 | 1203 | 5000 | 0 | 41.45 | 41.44 | 0.01 | 0
2025 | MISO_IN_2_MISO_MO-IL | MISO_IN | MISO_MO-IL | Internal | Summer | B1 | 10 | 5000 | 2.01 | 73.42 | 73.42 | 0.01 | 0
2025 | MISO_IN_2_MISO_MO-IL | MISO_IN | MISO_MO-IL | Internal | Summer | B2 | 25 | 5000 | 74.08 | 71.42 | 71.43 | 0.01 | 0
2025 | MISO_IN_2_MISO_MO-IL | MISO_IN | MISO_MO-IL | Internal | Summer | B3 | 75 | 5000 | 1119.95 | 68.89 | 68.9 | 0.01 | 0
2025 | MISO_IN_2_MISO_MO-IL | MISO_IN | MISO_MO-IL | Internal | Summer | B4 | 100 | 5000 | 1500.24 | 67.82 | 67.84 | 0.01 | 0
2025 | MISO_IN_2_MISO_MO-IL | MISO_IN | MISO_MO-IL | Internal | Summer | B5 | 200 | 5000 | 935.13 | 65.33 | 65.34 | 0.01 | 0
2025 | MISO_IN_2_MISO_MO-IL | MISO_IN | MISO_MO-IL | Internal | Summer | B6 | 300 | 5000 | 2556.09 | 53.77 | 53.78 | 0.01 | 0
2025 | MISO_IN_2_MISO_MO-IL | MISO_IN | MISO_MO-IL | Internal | Summer | B7 | 400 | 5000 | 711.74 | 44.48 | 44.49 | 0.01 | 0
2025 | MISO_IN_2_MISO_MO-IL | MISO_IN | MISO_MO-IL | Internal | Summer | B8 | 500 | 5000 | 0.02 | 40.84 | 40.83 | 0.01 | 0
2025 | MISO_IN_2_MISO_MO-IL | MISO_IN | MISO_MO-IL | Internal | Summer | B9 | 800 | 5000 | 0.01 | 40.52 | 40.5 | 0.01 | 0
2025 | MISO_IN_2_MISO_MO-IL | MISO_IN | MISO_MO-IL | Internal | Summer | B10 | 1262 | 5000 | 0 | 37.56 | 37.2 | 0.01 | 0
2025 | MISO_IN_2_MISO_MO-IL | MISO_IN | MISO_MO-IL | Internal | Winter | B16 | 25 | 5000 | 0.33 | 67.73 | 67.72 | 0.01 | 0
2025 | MISO_IN_2_MISO_MO-IL | MISO_IN | MISO_MO-IL | Internal | Winter | B17 | 100 | 5000 | 0.08 | 52.43 | 52.42 | 0.01 | 0
2025 | MISO_IN_2_MISO_MO-IL | MISO_IN | MISO_MO-IL | Internal | Winter | B18 | 400 | 5000 | 0.02 | 47.35 | 47.34 | 0.01 | 0
2025 | MISO_IN_2_MISO_MO-IL | MISO_IN | MISO_MO-IL | Internal | Winter | B19 | 700 | 5000 | 0.01 | 44.16 | 44.15 | 0.01 | 0
2025 | MISO_IN_2_MISO_MO-IL | MISO_IN | MISO_MO-IL | Internal | Winter | B20 | 935 | 5000 | 0 | 40.72 | 40.71 | 0.01 | 0
2025 | MISO_IN_2_NonRTO_Midwest | MISO_IN | NonRTO_Midwest | Internal | Shoulder | B11 | 25 | 4800 | 1194.13 | 64.46 | 72.46 | 8 | 0
2025 | MISO_IN_2_NonRTO_Midwest | MISO_IN | NonRTO_Midwest | Internal | Shoulder | B12 | 200 | 4800 | 635.44 | 54.38 | 62.38 | 8 | 0
2025 | MISO_IN_2_NonRTO_Midwest | MISO_IN | NonRTO_Midwest | Internal | Shoulder | B13 | 600 | 4800 | 44.54 | 44.82 | 52.82 | 8 | 0
2025 | MISO_IN_2_NonRTO_Midwest | MISO_IN | NonRTO_Midwest | Internal | Shoulder | B14 | 900 | 4800 | 0 | 43.73 | 44.61 | 8 | 0
2025 | MISO_IN_2_NonRTO_Midwest | MISO_IN | NonRTO_Midwest | Internal | Shoulder | B15 | 1203 | 4800 | 0 | 41.45 | 39 | 8 | 0
2025 | MISO_IN_2_NonRTO_Midwest | MISO_IN | NonRTO_Midwest | Internal | Summer | B1 | 10 | 4800 | 0 | 73.42 | 75.82 | 8 | 0
2025 | MISO_IN_2_NonRTO_Midwest | MISO_IN | NonRTO_Midwest | Internal | Summer | B2 | 25 | 4800 | 0 | 71.42 | 75.82 | 8 | 0
2025 | MISO_IN_2_NonRTO_Midwest | MISO_IN | NonRTO_Midwest | Internal | Summer | B3 | 75 | 4800 | 0 | 68.89 | 75.82 | 8 | 0
2025 | MISO_IN_2_NonRTO_Midwest | MISO_IN | NonRTO_Midwest | Internal | Summer | B4 | 100 | 4800 | 893.6 | 67.82 | 75.82 | 8 | 0
2025 | MISO_IN_2_NonRTO_Midwest | MISO_IN | NonRTO_Midwest | Internal | Summer | B5 | 200 | 4800 | 1111.67 | 65.33 | 73.33 | 8 | 0
2025 | MISO_IN_2_NonRTO_Midwest | MISO_IN | NonRTO_Midwest | Internal | Summer | B6 | 300 | 4800 | 580.83 | 53.77 | 61.77 | 8 | 0
2025 | MISO_IN_2_NonRTO_Midwest | MISO_IN | NonRTO_Midwest | Internal | Summer | B7 | 400 | 4800 | 0 | 44.48 | 45.53 | 8 | 0
2025 | MISO_IN_2_NonRTO_Midwest | MISO_IN | NonRTO_Midwest | Internal | Summer | B8 | 500 | 4800 | 0 | 40.84 | 43.51 | 8 | 0
2025 | MISO_IN_2_NonRTO_Midwest | MISO_IN | NonRTO_Midwest | Internal | Summer | B9 | 800 | 4800 | 0 | 40.52 | 39.14 | 8 | 0
2025 | MISO_IN_2_NonRTO_Midwest | MISO_IN | NonRTO_Midwest | Internal | Summer | B10 | 1262 | 4800 | 0 | 37.56 | 36.81 | 8 | 0
2025 | MISO_IN_2_NonRTO_Midwest | MISO_IN | NonRTO_Midwest | Internal | Winter | B16 | 25 | 4800 | 2371.63 | 67.73 | 75.73 | 8 | 0
2025 | MISO_IN_2_NonRTO_Midwest | MISO_IN | NonRTO_Midwest | Internal | Winter | B17 | 100 | 4800 | 1169.95 | 52.43 | 60.43 | 8 | 0
2025 | MISO_IN_2_NonRTO_Midwest | MISO_IN | NonRTO_Midwest | Internal | Winter | B18 | 400 | 4800 | 156.08 | 47.35 | 55.35 | 8 | 0
2025 | MISO_IN_2_NonRTO_Midwest | MISO_IN | NonRTO_Midwest | Internal | Winter | B19 | 700 | 4800 | 0 | 44.16 | 45.52 | 8 | 0
2025 | MISO_IN_2_NonRTO_Midwest | MISO_IN | NonRTO_Midwest | Internal | Winter | B20 | 935 | 4800 | 0 | 40.72 | 38.72 | 8 | 0
2025 | MISO_IN_2_PJM_ROR | MISO_IN | PJM_ROR | Internal | Shoulder | B11 | 25 | 992 | 0 | 64.46 | 62.46 | 2 | 0
2025 | MISO_IN_2_PJM_ROR | MISO_IN | PJM_ROR | Internal | Shoulder | B12 | 200 | 992 | 0.09 | 54.38 | 56.37 | 2 | 0
2025 | MISO_IN_2_PJM_ROR | MISO_IN | PJM_ROR | Internal | Shoulder | B13 | 600 | 992 | 0.03 | 44.82 | 46.81 | 2 | 0
2025 | MISO_IN_2_PJM_ROR | MISO_IN | PJM_ROR | Internal | Shoulder | B14 | 900 | 992 | 0 | 43.73 | 44.23 | 2 | 0
2025 | MISO_IN_2_PJM_ROR | MISO_IN | PJM_ROR | Internal | Shoulder | B15 | 1203 | 992 | 0 | 41.45 | 41.88 | 2 | 0
2025 | MISO_IN_2_PJM_ROR | MISO_IN | PJM_ROR | Internal | Summer | B1 | 10 | 992 | 888.93 | 73.42 | 75.42 | 2 | 0
2025 | MISO_IN_2_PJM_ROR | MISO_IN | PJM_ROR | Internal | Summer | B2 | 25 | 992 | 991.25 | 71.42 | 73.43 | 2 | 0.01
2025 | MISO_IN_2_PJM_ROR | MISO_IN | PJM_ROR | Internal | Summer | B3 | 75 | 992 | 0 | 68.89 | 68.43 | 2 | 0
2025 | MISO_IN_2_PJM_ROR | MISO_IN | PJM_ROR | Internal | Summer | B4 | 100 | 992 | 0 | 67.82 | 68.2 | 2 | 0
2025 | MISO_IN_2_PJM_ROR | MISO_IN | PJM_ROR | Internal | Summer | B5 | 200 | 992 | 0 | 65.33 | 63.35 | 2 | 0
2025 | MISO_IN_2_PJM_ROR | MISO_IN | PJM_ROR | Internal | Summer | B6 | 300 | 992 | 0.06 | 53.77 | 55.76 | 2 | 0
2025 | MISO_IN_2_PJM_ROR | MISO_IN | PJM_ROR | Internal | Summer | B7 | 400 | 992 | 0 | 44.48 | 45.52 | 2 | 0
2025 | MISO_IN_2_PJM_ROR | MISO_IN | PJM_ROR | Internal | Summer | B8 | 500 | 992 | 0 | 40.84 | 42.37 | 2 | 0
2025 | MISO_IN_2_PJM_ROR | MISO_IN | PJM_ROR | Internal | Summer | B9 | 800 | 992 | 0 | 40.52 | 40.58 | 2 | 0
2025 | MISO_IN_2_PJM_ROR | MISO_IN | PJM_ROR | Internal | Summer | B10 | 1262 | 992 | 0 | 37.56 | 38.54 | 2 | 0
2025 | MISO_IN_2_PJM_ROR | MISO_IN | PJM_ROR | Internal | Winter | B16 | 25 | 992 | 0.65 | 67.73 | 69.72 | 2 | 0
2025 | MISO_IN_2_PJM_ROR | MISO_IN | PJM_ROR | Internal | Winter | B17 | 100 | 992 | 991.81 | 52.43 | 54.44 | 2 | 0.01
2025 | MISO_IN_2_PJM_ROR | MISO_IN | PJM_ROR | Internal | Winter | B18 | 400 | 992 | 889.12 | 47.35 | 49.35 | 2 | 0
2025 | MISO_IN_2_PJM_ROR | MISO_IN | PJM_ROR | Internal | Winter | B19 | 700 | 992 | 536.93 | 44.16 | 46.16 | 2 | 0
2025 | MISO_IN_2_PJM_ROR | MISO_IN | PJM_ROR | Internal | Winter | B20 | 935 | 992 | 0 | 40.72 | 42.13 | 2 | 0
2025 | MISO_MI_2_IESO | MISO_MI | IESO | Internal | Shoulder | B11 | 25 | 1580 | 0 | 64.45 | 36.76 | 8 | 0
2025 | MISO_MI_2_IESO | MISO_MI | IESO | Internal | Shoulder | B12 | 200 | 1580 | 0 | 54.39 | 39.15 | 8 | 0
2025 | MISO_MI_2_IESO | MISO_MI | IESO | Internal | Shoulder | B13 | 600 | 1580 | 0 | 44.83 | 36.47 | 8 | 0
2025 | MISO_MI_2_IESO | MISO_MI | IESO | Internal | Shoulder | B14 | 900 | 1580 | 0 | 43.74 | 36.47 | 8 | 0
2025 | MISO_MI_2_IESO | MISO_MI | IESO | Internal | Shoulder | B15 | 1203 | 1580 | 0 | 41.46 | 36.47 | 8 | 0
2025 | MISO_MI_2_IESO | MISO_MI | IESO | Internal | Summer | B1 | 10 | 1580 | 0 | 73.41 | 66.41 | 8 | 0
2025 | MISO_MI_2_IESO | MISO_MI | IESO | Internal | Summer | B2 | 25 | 1580 | 0 | 71.4 | 64.4 | 8 | 0
2025 | MISO_MI_2_IESO | MISO_MI | IESO | Internal | Summer | B3 | 75 | 1580 | 0 | 68.88 | 50.48 | 8 | 0
2025 | MISO_MI_2_IESO | MISO_MI | IESO | Internal | Summer | B4 | 100 | 1580 | 0 | 66.2 | 46.68 | 8 | 0
2025 | MISO_MI_2_IESO | MISO_MI | IESO | Internal | Summer | B5 | 200 | 1580 | 0 | 65.32 | 41.41 | 8 | 0
2025 | MISO_MI_2_IESO | MISO_MI | IESO | Internal | Summer | B6 | 300 | 1580 | 0 | 53.76 | 41.41 | 8 | 0
2025 | MISO_MI_2_IESO | MISO_MI | IESO | Internal | Summer | B7 | 400 | 1580 | 0 | 44.49 | 37.49 | 8 | 0
2025 | MISO_MI_2_IESO | MISO_MI | IESO | Internal | Summer | B8 | 500 | 1580 | 0 | 40.86 | 34.33 | 8 | 0
2025 | MISO_MI_2_IESO | MISO_MI | IESO | Internal | Summer | B9 | 800 | 1580 | 0 | 40.53 | 34.33 | 8 | 0
2025 | MISO_MI_2_IESO | MISO_MI | IESO | Internal | Summer | B10 | 1262 | 1580 | 0 | 37.58 | 34.33 | 8 | 0
2025 | MISO_MI_2_IESO | MISO_MI | IESO | Internal | Winter | B16 | 25 | 1580 | 0 | 67.72 | 44.64 | 8 | 0
2025 | MISO_MI_2_IESO | MISO_MI | IESO | Internal | Winter | B17 | 100 | 1580 | 0 | 52.44 | 41.19 | 8 | 0
2025 | MISO_MI_2_IESO | MISO_MI | IESO | Internal | Winter | B18 | 400 | 1580 | 0 | 47.36 | 40.36 | 8 | 0
2025 | MISO_MI_2_IESO | MISO_MI | IESO | Internal | Winter | B19 | 700 | 1580 | 0 | 44.17 | 40.36 | 8 | 0
2025 | MISO_MI_2_IESO | MISO_MI | IESO | Internal | Winter | B20 | 935 | 1580 | 0 | 40.74 | 40.36 | 8 | 0
2025 | MISO_MI_2_MISO_IN | MISO_MI | MISO_IN | Internal | Shoulder | B11 | 25 | 2045 | 1564.04 | 64.45 | 64.46 | 0.01 | 0
2025 | MISO_MI_2_MISO_IN | MISO_MI | MISO_IN | Internal | Shoulder | B12 | 200 | 2045 | 0.05 | 54.39 | 54.38 | 0.01 | 0
2025 | MISO_MI_2_MISO_IN | MISO_MI | MISO_IN | Internal | Shoulder | B13 | 600 | 2045 | 0.02 | 44.83 | 44.82 | 0.01 | 0
2025 | MISO_MI_2_MISO_IN | MISO_MI | MISO_IN | Internal | Shoulder | B14 | 900 | 2045 | 0.01 | 43.74 | 43.73 | 0.01 | 0
2025 | MISO_MI_2_MISO_IN | MISO_MI | MISO_IN | Internal | Shoulder | B15 | 1203 | 2045 | 0 | 41.46 | 41.45 | 0.01 | 0
2025 | MISO_MI_2_MISO_IN | MISO_MI | MISO_IN | Internal | Summer | B1 | 10 | 2045 | 13.07 | 73.41 | 73.42 | 0.01 | 0
2025 | MISO_MI_2_MISO_IN | MISO_MI | MISO_IN | Internal | Summer | B2 | 25 | 2045 | 1156.45 | 71.4 | 71.42 | 0.01 | 0
2025 | MISO_MI_2_MISO_IN | MISO_MI | MISO_IN | Internal | Summer | B3 | 75 | 2045 | 1653.05 | 68.88 | 68.89 | 0.01 | 0
2025 | MISO_MI_2_MISO_IN | MISO_MI | MISO_IN | Internal | Summer | B4 | 100 | 2045 | 2045 | 66.2 | 67.82 | 0.01 | 1.62
2025 | MISO_MI_2_MISO_IN | MISO_MI | MISO_IN | Internal | Summer | B5 | 200 | 2045 | 1138.16 | 65.32 | 65.33 | 0.01 | 0
2025 | MISO_MI_2_MISO_IN | MISO_MI | MISO_IN | Internal | Summer | B6 | 300 | 2045 | 1477.67 | 53.76 | 53.77 | 0.01 | 0
2025 | MISO_MI_2_MISO_IN | MISO_MI | MISO_IN | Internal | Summer | B7 | 400 | 2045 | 0.02 | 44.49 | 44.48 | 0.01 | 0
2025 | MISO_MI_2_MISO_IN | MISO_MI | MISO_IN | Internal | Summer | B8 | 500 | 2045 | 0.02 | 40.86 | 40.84 | 0.01 | 0
2025 | MISO_MI_2_MISO_IN | MISO_MI | MISO_IN | Internal | Summer | B9 | 800 | 2045 | 0.01 | 40.53 | 40.52 | 0.01 | 0
2025 | MISO_MI_2_MISO_IN | MISO_MI | MISO_IN | Internal | Summer | B10 | 1262 | 2045 | 0 | 37.58 | 37.56 | 0.01 | 0
2025 | MISO_MI_2_MISO_IN | MISO_MI | MISO_IN | Internal | Winter | B16 | 25 | 2045 | 642.68 | 67.72 | 67.73 | 0.01 | 0
2025 | MISO_MI_2_MISO_IN | MISO_MI | MISO_IN | Internal | Winter | B17 | 100 | 2045 | 0.09 | 52.44 | 52.43 | 0.01 | 0
2025 | MISO_MI_2_MISO_IN | MISO_MI | MISO_IN | Internal | Winter | B18 | 400 | 2045 | 0.02 | 47.36 | 47.35 | 0.01 | 0
2025 | MISO_MI_2_MISO_IN | MISO_MI | MISO_IN | Internal | Winter | B19 | 700 | 2045 | 0.01 | 44.17 | 44.16 | 0.01 | 0
2025 | MISO_MI_2_MISO_IN | MISO_MI | MISO_IN | Internal | Winter | B20 | 935 | 2045 | 0 | 40.74 | 40.72 | 0.01 | 0
2025 | MISO_MI_2_MISO_WUMS | MISO_MI | MISO_WUMS | Internal | Shoulder | B11 | 25 | 117 | 0 | 64.45 | 60.46 | 0.01 | 0
2025 | MISO_MI_2_MISO_WUMS | MISO_MI | MISO_WUMS | Internal | Shoulder | B12 | 200 | 117 | 0.02 | 54.39 | 54.34 | 0.01 | 0
2025 | MISO_MI_2_MISO_WUMS | MISO_MI | MISO_WUMS | Internal | Shoulder | B13 | 600 | 117 | 0 | 44.83 | 44.78 | 0.01 | 0
2025 | MISO_MI_2_MISO_WUMS | MISO_MI | MISO_WUMS | Internal | Shoulder | B14 | 900 | 117 | 0 | 43.74 | 42.23 | 0.01 | 0
2025 | MISO_MI_2_MISO_WUMS | MISO_MI | MISO_WUMS | Internal | Shoulder | B15 | 1203 | 117 | 0 | 41.46 | 41.41 | 0.01 | 0
2025 | MISO_MI_2_MISO_WUMS | MISO_MI | MISO_WUMS | Internal | Summer | B1 | 10 | 117 | 0 | 73.41 | 66.56 | 0.01 | 0
2025 | MISO_MI_2_MISO_WUMS | MISO_MI | MISO_WUMS | Internal | Summer | B2 | 25 | 117 | 0 | 71.4 | 66.56 | 0.01 | 0
2025 | MISO_MI_2_MISO_WUMS | MISO_MI | MISO_WUMS | Internal | Summer | B3 | 75 | 117 | 0 | 68.88 | 66.56 | 0.01 | 0
2025 | MISO_MI_2_MISO_WUMS | MISO_MI | MISO_WUMS | Internal | Summer | B4 | 100 | 117 | 116.99 | 66.2 | 66.56 | 0.01 | 0.35
2025 | MISO_MI_2_MISO_WUMS | MISO_MI | MISO_WUMS | Internal | Summer | B5 | 200 | 117 | 0 | 65.32 | 63.37 | 0.01 | 0
2025 | MISO_MI_2_MISO_WUMS | MISO_MI | MISO_WUMS | Internal | Summer | B6 | 300 | 117 | 0.06 | 53.76 | 53.76 | 0.01 | 0
2025 | MISO_MI_2_MISO_WUMS | MISO_MI | MISO_WUMS | Internal | Summer | B7 | 400 | 117 | 0 | 44.49 | 43.52 | 0.01 | 0
2025 | MISO_MI_2_MISO_WUMS | MISO_MI | MISO_WUMS | Internal | Summer | B8 | 500 | 117 | 0 | 40.86 | 40.37 | 0.01 | 0
2025 | MISO_MI_2_MISO_WUMS | MISO_MI | MISO_WUMS | Internal | Summer | B9 | 800 | 117 | 0 | 40.53 | 40.11 | 0.01 | 0
2025 | MISO_MI_2_MISO_WUMS | MISO_MI | MISO_WUMS | Internal | Summer | B10 | 1262 | 117 | 0 | 37.58 | 37.17 | 0.01 | 0
2025 | MISO_MI_2_MISO_WUMS | MISO_MI | MISO_WUMS | Internal | Winter | B16 | 25 | 117 | 0.58 | 67.72 | 67.72 | 0.01 | 0
2025 | MISO_MI_2_MISO_WUMS | MISO_MI | MISO_WUMS | Internal | Winter | B17 | 100 | 117 | 0.05 | 52.44 | 52.42 | 0.01 | 0
2025 | MISO_MI_2_MISO_WUMS | MISO_MI | MISO_WUMS | Internal | Winter | B18 | 400 | 117 | 0.02 | 47.36 | 47.35 | 0.01 | 0
2025 | MISO_MI_2_MISO_WUMS | MISO_MI | MISO_WUMS | Internal | Winter | B19 | 700 | 117 | 0.01 | 44.17 | 44.16 | 0.01 | 0
2025 | MISO_MI_2_MISO_WUMS | MISO_MI | MISO_WUMS | Internal | Winter | B20 | 935 | 117 | 66.55 | 40.74 | 40.75 | 0.01 | 0
2025 | MISO_MI_2_PJM_ROR | MISO_MI | PJM_ROR | Internal | Shoulder | B11 | 25 | 1424 | 0 | 64.45 | 62.46 | 2 | 0
2025 | MISO_MI_2_PJM_ROR | MISO_MI | PJM_ROR | Internal | Shoulder | B12 | 200 | 1424 | 0.04 | 54.39 | 56.37 | 2 | 0
2025 | MISO_MI_2_PJM_ROR | MISO_MI | PJM_ROR | Internal | Shoulder | B13 | 600 | 1424 | 0.02 | 44.83 | 46.81 | 2 | 0
2025 | MISO_MI_2_PJM_ROR | MISO_MI | PJM_ROR | Internal | Shoulder | B14 | 900 | 1424 | 0 | 43.74 | 44.23 | 2 | 0
2025 | MISO_MI_2_PJM_ROR | MISO_MI | PJM_ROR | Internal | Shoulder | B15 | 1203 | 1424 | 0 | 41.46 | 41.88 | 2 | 0
2025 | MISO_MI_2_PJM_ROR | MISO_MI | PJM_ROR | Internal | Summer | B1 | 10 | 1424 | 1422.41 | 73.41 | 75.42 | 2 | 0.01
2025 | MISO_MI_2_PJM_ROR | MISO_MI | PJM_ROR | Internal | Summer | B2 | 25 | 1424 | 1423.64 | 71.4 | 73.43 | 2 | 0.02
2025 | MISO_MI_2_PJM_ROR | MISO_MI | PJM_ROR | Internal | Summer | B3 | 75 | 1424 | 0 | 68.88 | 68.43 | 2 | 0
2025 | MISO_MI_2_PJM_ROR | MISO_MI | PJM_ROR | Internal | Summer | B4 | 100 | 1424 | 566 | 66.2 | 68.2 | 2 | 0
2025 | MISO_MI_2_PJM_ROR | MISO_MI | PJM_ROR | Internal | Summer | B5 | 200 | 1424 | 0 | 65.32 | 63.35 | 2 | 0
2025 | MISO_MI_2_PJM_ROR | MISO_MI | PJM_ROR | Internal | Summer | B6 | 300 | 1424 | 404.64 | 53.76 | 55.76 | 2 | 0
2025 | MISO_MI_2_PJM_ROR | MISO_MI | PJM_ROR | Internal | Summer | B7 | 400 | 1424 | 0 | 44.49 | 45.52 | 2 | 0
2025 | MISO_MI_2_PJM_ROR | MISO_MI | PJM_ROR | Internal | Summer | B8 | 500 | 1424 | 0 | 40.86 | 42.37 | 2 | 0
2025 | MISO_MI_2_PJM_ROR | MISO_MI | PJM_ROR | Internal | Summer | B9 | 800 | 1424 | 0 | 40.53 | 40.58 | 2 | 0
2025 | MISO_MI_2_PJM_ROR | MISO_MI | PJM_ROR | Internal | Summer | B10 | 1262 | 1424 | 0 | 37.58 | 38.54 | 2 | 0
2025 | MISO_MI_2_PJM_ROR | MISO_MI | PJM_ROR | Internal | Winter | B16 | 25 | 1424 | 431.68 | 67.72 | 69.72 | 2 | 0
2025 | MISO_MI_2_PJM_ROR | MISO_MI | PJM_ROR | Internal | Winter | B17 | 100 | 1424 | 43.26 | 52.44 | 54.44 | 2 | 0
2025 | MISO_MI_2_PJM_ROR | MISO_MI | PJM_ROR | Internal | Winter | B18 | 400 | 1424 | 0.05 | 47.36 | 49.35 | 2 | 0
2025 | MISO_MI_2_PJM_ROR | MISO_MI | PJM_ROR | Internal | Winter | B19 | 700 | 1424 | 0.03 | 44.17 | 46.16 | 2 | 0
2025 | MISO_MI_2_PJM_ROR | MISO_MI | PJM_ROR | Internal | Winter | B20 | 935 | 1424 | 0 | 40.74 | 42.13 | 2 | 0
2025 | MISO_MO-IL_2_ENT | MISO_MO-IL | ENT | Internal | Shoulder | B11 | 25 | 2540 | 0 | 64.47 | 69.71 | 8 | 0
2025 | MISO_MO-IL_2_ENT | MISO_MO-IL | ENT | Internal | Shoulder | B12 | 200 | 2540 | 0 | 54.37 | 46.83 | 8 | 0
2025 | MISO_MO-IL_2_ENT | MISO_MO-IL | ENT | Internal | Shoulder | B13 | 600 | 2540 | 0 | 44.81 | 46.83 | 8 | 0
2025 | MISO_MO-IL_2_ENT | MISO_MO-IL | ENT | Internal | Shoulder | B14 | 900 | 2540 | 0 | 43.72 | 46.5 | 8 | 0
2025 | MISO_MO-IL_2_ENT | MISO_MO-IL | ENT | Internal | Shoulder | B15 | 1203 | 2540 | 0 | 41.44 | 46.5 | 8 | 0
2025 | MISO_MO-IL_2_ENT | MISO_MO-IL | ENT | Internal | Summer | B1 | 10 | 2540 | 0 | 73.42 | 75.69 | 8 | 0
2025 | MISO_MO-IL_2_ENT | MISO_MO-IL | ENT | Internal | Summer | B2 | 25 | 2540 | 0 | 71.43 | 75.69 | 8 | 0
2025 | MISO_MO-IL_2_ENT | MISO_MO-IL | ENT | Internal | Summer | B3 | 75 | 2540 | 0 | 68.9 | 70.61 | 8 | 0
2025 | MISO_MO-IL_2_ENT | MISO_MO-IL | ENT | Internal | Summer | B4 | 100 | 2540 | 0 | 67.84 | 69.11 | 8 | 0
2025 | MISO_MO-IL_2_ENT | MISO_MO-IL | ENT | Internal | Summer | B5 | 200 | 2540 | 0 | 65.34 | 69.11 | 8 | 0
2025 | MISO_MO-IL_2_ENT | MISO_MO-IL | ENT | Internal | Summer | B6 | 300 | 2540 | 224.83 | 53.78 | 61.78 | 8 | 0
2025 | MISO_MO-IL_2_ENT | MISO_MO-IL | ENT | Internal | Summer | B7 | 400 | 2540 | 807.47 | 44.49 | 52.49 | 8 | 0
2025 | MISO_MO-IL_2_ENT | MISO_MO-IL | ENT | Internal | Summer | B8 | 500 | 2540 | 0 | 40.83 | 45.36 | 8 | 0
2025 | MISO_MO-IL_2_ENT | MISO_MO-IL | ENT | Internal | Summer | B9 | 800 | 2540 | 0 | 40.5 | 45.28 | 8 | 0
2025 | MISO_MO-IL_2_ENT | MISO_MO-IL | ENT | Internal | Summer | B10 | 1262 | 2540 | 0 | 37.2 | 45.04 | 8 | 0
2025 | MISO_MO-IL_2_ENT | MISO_MO-IL | ENT | Internal | Winter | B16 | 25 | 2540 | 0 | 67.72 | 70.26 | 8 | 0
2025 | MISO_MO-IL_2_ENT | MISO_MO-IL | ENT | Internal | Winter | B17 | 100 | 2540 | 0 | 52.42 | 49.74 | 8 | 0
2025 | MISO_MO-IL_2_ENT | MISO_MO-IL | ENT | Internal | Winter | B18 | 400 | 2540 | 0 | 47.34 | 49.74 | 8 | 0
2025 | MISO_MO-IL_2_ENT | MISO_MO-IL | ENT | Internal | Winter | B19 | 700 | 2540 | 0 | 44.15 | 49.38 | 8 | 0
2025 | MISO_MO-IL_2_ENT | MISO_MO-IL | ENT | Internal | Winter | B20 | 935 | 2540 | 0 | 40.71 | 47.76 | 8 | 0
2025 | MISO_MO-IL_2_MISO_IN | MISO_MO-IL | MISO_IN | Internal | Shoulder | B11 | 25 | 2100 | 0.36 | 64.47 | 64.46 | 0.01 | 0
2025 | MISO_MO-IL_2_MISO_IN | MISO_MO-IL | MISO_IN | Internal | Shoulder | B12 | 200 | 2100 | 822.07 | 54.37 | 54.38 | 0.01 | 0
2025 | MISO_MO-IL_2_MISO_IN | MISO_MO-IL | MISO_IN | Internal | Shoulder | B13 | 600 | 2100 | 432.42 | 44.81 | 44.82 | 0.01 | 0
2025 | MISO_MO-IL_2_MISO_IN | MISO_MO-IL | MISO_IN | Internal | Shoulder | B14 | 900 | 2100 | 128.73 | 43.72 | 43.73 | 0.01 | 0
2025 | MISO_MO-IL_2_MISO_IN | MISO_MO-IL | MISO_IN | Internal | Shoulder | B15 | 1203 | 2100 | 1921.2 | 41.44 | 41.45 | 0.01 | 0
2025 | MISO_MO-IL_2_MISO_IN | MISO_MO-IL | MISO_IN | Internal | Summer | B1 | 10 | 2100 | 1.52 | 73.42 | 73.42 | 0.01 | 0
2025 | MISO_MO-IL_2_MISO_IN | MISO_MO-IL | MISO_IN | Internal | Summer | B2 | 25 | 2100 | 0.36 | 71.43 | 71.42 | 0.01 | 0
2025 | MISO_MO-IL_2_MISO_IN | MISO_MO-IL | MISO_IN | Internal | Summer | B3 | 75 | 2100 | 0.12 | 68.9 | 68.89 | 0.01 | 0
2025 | MISO_MO-IL_2_MISO_IN | MISO_MO-IL | MISO_IN | Internal | Summer | B4 | 100 | 2100 | 0.09 | 67.84 | 67.82 | 0.01 | 0
2025 | MISO_MO-IL_2_MISO_IN | MISO_MO-IL | MISO_IN | Internal | Summer | B5 | 200 | 2100 | 0.05 | 65.34 | 65.33 | 0.01 | 0
2025 | MISO_MO-IL_2_MISO_IN | MISO_MO-IL | MISO_IN | Internal | Summer | B6 | 300 | 2100 | 0.03 | 53.78 | 53.77 | 0.01 | 0
2025 | MISO_MO-IL_2_MISO_IN | MISO_MO-IL | MISO_IN | Internal | Summer | B7 | 400 | 2100 | 0.02 | 44.49 | 44.48 | 0.01 | 0
2025 | MISO_MO-IL_2_MISO_IN | MISO_MO-IL | MISO_IN | Internal | Summer | B8 | 500 | 2100 | 722.27 | 40.83 | 40.84 | 0.01 | 0
2025 | MISO_MO-IL_2_MISO_IN | MISO_MO-IL | MISO_IN | Internal | Summer | B9 | 800 | 2100 | 726.58 | 40.5 | 40.52 | 0.01 | 0
2025 | MISO_MO-IL_2_MISO_IN | MISO_MO-IL | MISO_IN | Internal | Summer | B10 | 1262 | 2100 | 2100 | 37.2 | 37.56 | 0.01 | 0.36
2025 | MISO_MO-IL_2_MISO_IN | MISO_MO-IL | MISO_IN | Internal | Winter | B16 | 25 | 2100 | 1359.39 | 67.72 | 67.73 | 0.01 | 0
2025 | MISO_MO-IL_2_MISO_IN | MISO_MO-IL | MISO_IN | Internal | Winter | B17 | 100 | 2100 | 1742.5 | 52.42 | 52.43 | 0.01 | 0
2025 | MISO_MO-IL_2_MISO_IN | MISO_MO-IL | MISO_IN | Internal | Winter | B18 | 400 | 2100 | 16.28 | 47.34 | 47.35 | 0.01 | 0
2025 | MISO_MO-IL_2_MISO_IN | MISO_MO-IL | MISO_IN | Internal | Winter | B19 | 700 | 2100 | 133.81 | 44.15 | 44.16 | 0.01 | 0
2025 | MISO_MO-IL_2_MISO_IN | MISO_MO-IL | MISO_IN | Internal | Winter | B20 | 935 | 2100 | 1162.57 | 40.71 | 40.72 | 0.01 | 0
2025 | MISO_MO-IL_2_MISO_W | MISO_MO-IL | MISO_W | Internal | Shoulder | B11 | 25 | 960 | 0.35 | 64.47 | 64.46 | 0.01 | 0
2025 | MISO_MO-IL_2_MISO_W | MISO_MO-IL | MISO_W | Internal | Shoulder | B12 | 200 | 960 | 0.04 | 54.37 | 54.35 | 0.01 | 0
2025 | MISO_MO-IL_2_MISO_W | MISO_MO-IL | MISO_W | Internal | Shoulder | B13 | 600 | 960 | 0.02 | 44.81 | 44.8 | 0.01 | 0
2025 | MISO_MO-IL_2_MISO_W | MISO_MO-IL | MISO_W | Internal | Shoulder | B14 | 900 | 960 | 960 | 43.72 | 43.94 | 0.01 | 0.21
2025 | MISO_MO-IL_2_MISO_W | MISO_MO-IL | MISO_W | Internal | Shoulder | B15 | 1203 | 960 | 0 | 41.44 | 41.43 | 0.01 | 0
2025 | MISO_MO-IL_2_MISO_W | MISO_MO-IL | MISO_W | Internal | Summer | B1 | 10 | 960 | 0.85 | 73.42 | 73.4 | 0.01 | 0
2025 | MISO_MO-IL_2_MISO_W | MISO_MO-IL | MISO_W | Internal | Summer | B2 | 25 | 960 | 0.68 | 71.43 | 71.43 | 0.01 | 0
2025 | MISO_MO-IL_2_MISO_W | MISO_MO-IL | MISO_W | Internal | Summer | B3 | 75 | 960 | 960 | 68.9 | 70.2 | 0.01 | 1.28
2025 | MISO_MO-IL_2_MISO_W | MISO_MO-IL | MISO_W | Internal | Summer | B4 | 100 | 960 | 960 | 67.84 | 70.2 | 0.01 | 2.35
2025 | MISO_MO-IL_2_MISO_W | MISO_MO-IL | MISO_W | Internal | Summer | B5 | 200 | 960 | 317.64 | 65.34 | 65.35 | 0.01 | 0
2025 | MISO_MO-IL_2_MISO_W | MISO_MO-IL | MISO_W | Internal | Summer | B6 | 300 | 960 | 960 | 53.78 | 54.78 | 0.01 | 0.99
2025 | MISO_MO-IL_2_MISO_W | MISO_MO-IL | MISO_W | Internal | Summer | B7 | 400 | 960 | 702.1 | 44.49 | 44.5 | 0.01 | 0
2025 | MISO_MO-IL_2_MISO_W | MISO_MO-IL | MISO_W | Internal | Summer | B8 | 500 | 960 | 0.02 | 40.83 | 40.82 | 0.01 | 0
2025 | MISO_MO-IL_2_MISO_W | MISO_MO-IL | MISO_W | Internal | Summer | B9 | 800 | 960 | 0.01 | 40.5 | 40.49 | 0.01 | 0
2025 | MISO_MO-IL_2_MISO_W | MISO_MO-IL | MISO_W | Internal | Summer | B10 | 1262 | 960 | 0 | 37.2 | 37.19 | 0.01 | 0
2025 | MISO_MO-IL_2_MISO_W | MISO_MO-IL | MISO_W | Internal | Winter | B16 | 25 | 960 | 0.34 | 67.72 | 67.7 | 0.01 | 0
2025 | MISO_MO-IL_2_MISO_W | MISO_MO-IL | MISO_W | Internal | Winter | B17 | 100 | 960 | 0.09 | 52.42 | 52.41 | 0.01 | 0
2025 | MISO_MO-IL_2_MISO_W | MISO_MO-IL | MISO_W | Internal | Winter | B18 | 400 | 960 | 645.29 | 47.34 | 47.35 | 0.01 | 0
2025 | MISO_MO-IL_2_MISO_W | MISO_MO-IL | MISO_W | Internal | Winter | B19 | 700 | 960 | 960 | 44.15 | 44.31 | 0.01 | 0.15
2025 | MISO_MO-IL_2_MISO_W | MISO_MO-IL | MISO_W | Internal | Winter | B20 | 935 | 960 | 504.68 | 40.71 | 40.72 | 0.01 | 0
2025 | MISO_MO-IL_2_PJM_ROR | MISO_MO-IL | PJM_ROR | Internal | Shoulder | B11 | 25 | 1212 | 0 | 64.47 | 62.46 | 2 | 0
2025 | MISO_MO-IL_2_PJM_ROR | MISO_MO-IL | PJM_ROR | Internal | Shoulder | B12 | 200 | 1212 | 198.72 | 54.37 | 56.37 | 2 | 0
2025 | MISO_MO-IL_2_PJM_ROR | MISO_MO-IL | PJM_ROR | Internal | Shoulder | B13 | 600 | 1212 | 418.29 | 44.81 | 46.81 | 2 | 0
2025 | MISO_MO-IL_2_PJM_ROR | MISO_MO-IL | PJM_ROR | Internal | Shoulder | B14 | 900 | 1212 | 0 | 43.72 | 44.23 | 2 | 0
2025 | MISO_MO-IL_2_PJM_ROR | MISO_MO-IL | PJM_ROR | Internal | Shoulder | B15 | 1203 | 1212 | 0 | 41.44 | 41.88 | 2 | 0
2025 | MISO_MO-IL_2_PJM_ROR | MISO_MO-IL | PJM_ROR | Internal | Summer | B1 | 10 | 1212 | 383.72 | 73.42 | 75.42 | 2 | 0
2025 | MISO_MO-IL_2_PJM_ROR | MISO_MO-IL | PJM_ROR | Internal | Summer | B2 | 25 | 1212 | 353.28 | 71.43 | 73.43 | 2 | 0
2025 | MISO_MO-IL_2_PJM_ROR | MISO_MO-IL | PJM_ROR | Internal | Summer | B3 | 75 | 1212 | 0 | 68.9 | 68.43 | 2 | 0
2025 | MISO_MO-IL_2_PJM_ROR | MISO_MO-IL | PJM_ROR | Internal | Summer | B4 | 100 | 1212 | 0 | 67.84 | 68.2 | 2 | 0
2025 | MISO_MO-IL_2_PJM_ROR | MISO_MO-IL | PJM_ROR | Internal | Summer | B5 | 200 | 1212 | 0 | 65.34 | 63.35 | 2 | 0
2025 | MISO_MO-IL_2_PJM_ROR | MISO_MO-IL | PJM_ROR | Internal | Summer | B6 | 300 | 1212 | 0.03 | 53.78 | 55.76 | 2 | 0
2025 | MISO_MO-IL_2_PJM_ROR | MISO_MO-IL | PJM_ROR | Internal | Summer | B7 | 400 | 1212 | 0 | 44.49 | 45.52 | 2 | 0
2025 | MISO_MO-IL_2_PJM_ROR | MISO_MO-IL | PJM_ROR | Internal | Summer | B8 | 500 | 1212 | 0 | 40.83 | 42.37 | 2 | 0
2025 | MISO_MO-IL_2_PJM_ROR | MISO_MO-IL | PJM_ROR | Internal | Summer | B9 | 800 | 1212 | 0 | 40.5 | 40.58 | 2 | 0
2025 | MISO_MO-IL_2_PJM_ROR | MISO_MO-IL | PJM_ROR | Internal | Summer | B10 | 1262 | 1212 | 0 | 37.2 | 38.54 | 2 | 0
2025 | MISO_MO-IL_2_PJM_ROR | MISO_MO-IL | PJM_ROR | Internal | Winter | B16 | 25 | 1212 | 586.04 | 67.72 | 69.72 | 2 | 0
2025 | MISO_MO-IL_2_PJM_ROR | MISO_MO-IL | PJM_ROR | Internal | Winter | B17 | 100 | 1212 | 1211.92 | 52.42 | 54.44 | 2 | 0.02
2025 | MISO_MO-IL_2_PJM_ROR | MISO_MO-IL | PJM_ROR | Internal | Winter | B18 | 400 | 1212 | 1211.95 | 47.34 | 49.35 | 2 | 0.01
2025 | MISO_MO-IL_2_PJM_ROR | MISO_MO-IL | PJM_ROR | Internal | Winter | B19 | 700 | 1212 | 1211.97 | 44.15 | 46.16 | 2 | 0.01
2025 | MISO_MO-IL_2_PJM_ROR | MISO_MO-IL | PJM_ROR | Internal | Winter | B20 | 935 | 1212 | 0 | 40.71 | 42.13 | 2 | 0
2025 | MISO_MO-IL_2_SPP_N | MISO_MO-IL | SPP_N | Internal | Shoulder | B11 | 25 | 2000 | 0 | 64.47 | 70.09 | 8 | 0
2025 | MISO_MO-IL_2_SPP_N | MISO_MO-IL | SPP_N | Internal | Shoulder | B12 | 200 | 2000 | 0 | 54.37 | 54.37 | 8 | 0
2025 | MISO_MO-IL_2_SPP_N | MISO_MO-IL | SPP_N | Internal | Shoulder | B13 | 600 | 2000 | 0 | 44.81 | 46.45 | 8 | 0
2025 | MISO_MO-IL_2_SPP_N | MISO_MO-IL | SPP_N | Internal | Shoulder | B14 | 900 | 2000 | 0 | 43.72 | 44.89 | 8 | 0
2025 | MISO_MO-IL_2_SPP_N | MISO_MO-IL | SPP_N | Internal | Shoulder | B15 | 1203 | 2000 | 0 | 41.44 | 44.87 | 8 | 0
2025 | MISO_MO-IL_2_SPP_N | MISO_MO-IL | SPP_N | Internal | Summer | B1 | 10 | 2000 | 0 | 73.42 | 73.59 | 8 | 0
2025 | MISO_MO-IL_2_SPP_N | MISO_MO-IL | SPP_N | Internal | Summer | B2 | 25 | 2000 | 0 | 71.43 | 73.59 | 8 | 0
2025 | MISO_MO-IL_2_SPP_N | MISO_MO-IL | SPP_N | Internal | Summer | B3 | 75 | 2000 | 0 | 68.9 | 73.59 | 8 | 0
2025 | MISO_MO-IL_2_SPP_N | MISO_MO-IL | SPP_N | Internal | Summer | B4 | 100 | 2000 | 0 | 67.84 | 73.59 | 8 | 0
2025 | MISO_MO-IL_2_SPP_N | MISO_MO-IL | SPP_N | Internal | Summer | B5 | 200 | 2000 | 0 | 65.34 | 67.65 | 8 | 0
2025 | MISO_MO-IL_2_SPP_N | MISO_MO-IL | SPP_N | Internal | Summer | B6 | 300 | 2000 | 1876.13 | 53.78 | 61.78 | 8 | 0
2025 | MISO_MO-IL_2_SPP_N | MISO_MO-IL | SPP_N | Internal | Summer | B7 | 400 | 2000 | 0 | 44.49 | 51.5 | 8 | 0
2025 | MISO_MO-IL_2_SPP_N | MISO_MO-IL | SPP_N | Internal | Summer | B8 | 500 | 2000 | 0 | 40.83 | 45.33 | 8 | 0
2025 | MISO_MO-IL_2_SPP_N | MISO_MO-IL | SPP_N | Internal | Summer | B9 | 800 | 2000 | 0 | 40.5 | 44.01 | 8 | 0
2025 | MISO_MO-IL_2_SPP_N | MISO_MO-IL | SPP_N | Internal | Summer | B10 | 1262 | 2000 | 0 | 37.2 | 43.05 | 8 | 0
2025 | MISO_MO-IL_2_SPP_N | MISO_MO-IL | SPP_N | Internal | Winter | B16 | 25 | 2000 | 0 | 67.72 | 67.72 | 8 | 0
2025 | MISO_MO-IL_2_SPP_N | MISO_MO-IL | SPP_N | Internal | Winter | B17 | 100 | 2000 | 0 | 52.42 | 49.51 | 8 | 0
2025 | MISO_MO-IL_2_SPP_N | MISO_MO-IL | SPP_N | Internal | Winter | B18 | 400 | 2000 | 0 | 47.34 | 47.82 | 8 | 0
2025 | MISO_MO-IL_2_SPP_N | MISO_MO-IL | SPP_N | Internal | Winter | B19 | 700 | 2000 | 0 | 44.15 | 47.82 | 8 | 0
2025 | MISO_MO-IL_2_SPP_N | MISO_MO-IL | SPP_N | Internal | Winter | B20 | 935 | 2000 | 0 | 40.71 | 47.71 | 8 | 0
2025 | MISO_MO-IL_2_TVA_Transmission | MISO_MO-IL | TVA_Transmission | Internal | Shoulder | B11 | 25 | 4000 | 0 | 64.47 | 67.86 | 8 | 0
2025 | MISO_MO-IL_2_TVA_Transmission | MISO_MO-IL | TVA_Transmission | Internal | Shoulder | B12 | 200 | 4000 | 0 | 54.37 | 54.16 | 8 | 0
2025 | MISO_MO-IL_2_TVA_Transmission | MISO_MO-IL | TVA_Transmission | Internal | Shoulder | B13 | 600 | 4000 | 0 | 44.81 | 49.12 | 8 | 0
2025 | MISO_MO-IL_2_TVA_Transmission | MISO_MO-IL | TVA_Transmission | Internal | Shoulder | B14 | 900 | 4000 | 0 | 43.72 | 47.98 | 8 | 0
2025 | MISO_MO-IL_2_TVA_Transmission | MISO_MO-IL | TVA_Transmission | Internal | Shoulder | B15 | 1203 | 4000 | 0 | 41.44 | 46.7 | 8 | 0
2025 | MISO_MO-IL_2_TVA_Transmission | MISO_MO-IL | TVA_Transmission | Internal | Summer | B1 | 10 | 4000 | 464.78 | 73.42 | 81.42 | 8 | 0
2025 | MISO_MO-IL_2_TVA_Transmission | MISO_MO-IL | TVA_Transmission | Internal | Summer | B2 | 25 | 4000 | 753.51 | 71.43 | 79.43 | 8 | 0
2025 | MISO_MO-IL_2_TVA_Transmission | MISO_MO-IL | TVA_Transmission | Internal | Summer | B3 | 75 | 4000 | 0 | 68.9 | 74.43 | 8 | 0
2025 | MISO_MO-IL_2_TVA_Transmission | MISO_MO-IL | TVA_Transmission | Internal | Summer | B4 | 100 | 4000 | 0 | 67.84 | 74.16 | 8 | 0
2025 | MISO_MO-IL_2_TVA_Transmission | MISO_MO-IL | TVA_Transmission | Internal | Summer | B5 | 200 | 4000 | 0 | 65.34 | 68.94 | 8 | 0
2025 | MISO_MO-IL_2_TVA_Transmission | MISO_MO-IL | TVA_Transmission | Internal | Summer | B6 | 300 | 4000 | 0 | 53.78 | 60.51 | 8 | 0
2025 | MISO_MO-IL_2_TVA_Transmission | MISO_MO-IL | TVA_Transmission | Internal | Summer | B7 | 400 | 4000 | 0 | 44.49 | 51.5 | 8 | 0
2025 | MISO_MO-IL_2_TVA_Transmission | MISO_MO-IL | TVA_Transmission | Internal | Summer | B8 | 500 | 4000 | 0 | 40.83 | 46.32 | 8 | 0
2025 | MISO_MO-IL_2_TVA_Transmission | MISO_MO-IL | TVA_Transmission | Internal | Summer | B9 | 800 | 4000 | 0 | 40.5 | 45.64 | 8 | 0
2025 | MISO_MO-IL_2_TVA_Transmission | MISO_MO-IL | TVA_Transmission | Internal | Summer | B10 | 1262 | 4000 | 0 | 37.2 | 42.63 | 8 | 0
2025 | MISO_MO-IL_2_TVA_Transmission | MISO_MO-IL | TVA_Transmission | Internal | Winter | B16 | 25 | 4000 | 68.54 | 67.72 | 75.72 | 8 | 0
2025 | MISO_MO-IL_2_TVA_Transmission | MISO_MO-IL | TVA_Transmission | Internal | Winter | B17 | 100 | 4000 | 0 | 52.42 | 55.3 | 8 | 0
2025 | MISO_MO-IL_2_TVA_Transmission | MISO_MO-IL | TVA_Transmission | Internal | Winter | B18 | 400 | 4000 | 0 | 47.34 | 50.74 | 8 | 0
2025 | MISO_MO-IL_2_TVA_Transmission | MISO_MO-IL | TVA_Transmission | Internal | Winter | B19 | 700 | 4000 | 0 | 44.15 | 48.52 | 8 | 0
2025 | MISO_MO-IL_2_TVA_Transmission | MISO_MO-IL | TVA_Transmission | Internal | Winter | B20 | 935 | 4000 | 0 | 40.71 | 46.5 | 8 | 0
2025 | MISO_W_2_IESO | MISO_W | IESO | Internal | Shoulder | B11 | 25 | 90 | 0 | 64.46 | 36.76 | 8 | 0
2025 | MISO_W_2_IESO | MISO_W | IESO | Internal | Shoulder | B12 | 200 | 90 | 0 | 54.35 | 39.15 | 8 | 0
2025 | MISO_W_2_IESO | MISO_W | IESO | Internal | Shoulder | B13 | 600 | 90 | 0 | 44.8 | 36.47 | 8 | 0
2025 | MISO_W_2_IESO | MISO_W | IESO | Internal | Shoulder | B14 | 900 | 90 | 0 | 43.94 | 36.47 | 8 | 0
2025 | MISO_W_2_IESO | MISO_W | IESO | Internal | Shoulder | B15 | 1203 | 90 | 0 | 41.43 | 36.47 | 8 | 0
2025 | MISO_W_2_IESO | MISO_W | IESO | Internal | Summer | B1 | 10 | 90 | 0 | 73.4 | 66.41 | 8 | 0
2025 | MISO_W_2_IESO | MISO_W | IESO | Internal | Summer | B2 | 25 | 90 | 0 | 71.43 | 64.4 | 8 | 0
2025 | MISO_W_2_IESO | MISO_W | IESO | Internal | Summer | B3 | 75 | 90 | 0 | 70.2 | 50.48 | 8 | 0
2025 | MISO_W_2_IESO | MISO_W | IESO | Internal | Summer | B4 | 100 | 90 | 0 | 70.2 | 46.68 | 8 | 0
2025 | MISO_W_2_IESO | MISO_W | IESO | Internal | Summer | B5 | 200 | 90 | 0 | 65.35 | 41.41 | 8 | 0
2025 | MISO_W_2_IESO | MISO_W | IESO | Internal | Summer | B6 | 300 | 90 | 0 | 54.78 | 41.41 | 8 | 0
2025 | MISO_W_2_IESO | MISO_W | IESO | Internal | Summer | B7 | 400 | 90 | 0 | 44.5 | 37.49 | 8 | 0
2025 | MISO_W_2_IESO | MISO_W | IESO | Internal | Summer | B8 | 500 | 90 | 0 | 40.82 | 34.33 | 8 | 0
2025 | MISO_W_2_IESO | MISO_W | IESO | Internal | Summer | B9 | 800 | 90 | 0 | 40.49 | 34.33 | 8 | 0
2025 | MISO_W_2_IESO | MISO_W | IESO | Internal | Summer | B10 | 1262 | 90 | 0 | 37.19 | 34.33 | 8 | 0
2025 | MISO_W_2_IESO | MISO_W | IESO | Internal | Winter | B16 | 25 | 90 | 0 | 67.7 | 44.64 | 8 | 0
2025 | MISO_W_2_IESO | MISO_W | IESO | Internal | Winter | B17 | 100 | 90 | 0 | 52.41 | 41.19 | 8 | 0
2025 | MISO_W_2_IESO | MISO_W | IESO | Internal | Winter | B18 | 400 | 90 | 0 | 47.35 | 40.36 | 8 | 0
2025 | MISO_W_2_IESO | MISO_W | IESO | Internal | Winter | B19 | 700 | 90 | 0 | 44.31 | 40.36 | 8 | 0
2025 | MISO_W_2_IESO | MISO_W | IESO | Internal | Winter | B20 | 935 | 90 | 0 | 40.72 | 40.36 | 8 | 0
2025 | MISO_W_2_MAPP_CA | MISO_W | MAPP_CA | Internal | Shoulder | B11 | 25 | 700 | 0 | 64.46 | 49.87 | 0.01 | 0
2025 | MISO_W_2_MAPP_CA | MISO_W | MAPP_CA | Internal | Shoulder | B12 | 200 | 700 | 0.04 | 54.35 | 54.34 | 0.01 | 0
2025 | MISO_W_2_MAPP_CA | MISO_W | MAPP_CA | Internal | Shoulder | B13 | 600 | 700 | 0.01 | 44.8 | 44.78 | 0.01 | 0
2025 | MISO_W_2_MAPP_CA | MISO_W | MAPP_CA | Internal | Shoulder | B14 | 900 | 700 | 468.49 | 43.94 | 43.95 | 0.01 | 0
2025 | MISO_W_2_MAPP_CA | MISO_W | MAPP_CA | Internal | Shoulder | B15 | 1203 | 700 | 700 | 41.43 | 43.95 | 0.01 | 2.51
2025 | MISO_W_2_MAPP_CA | MISO_W | MAPP_CA | Internal | Summer | B1 | 10 | 700 | 0 | 73.4 | 59.59 | 0.01 | 0
2025 | MISO_W_2_MAPP_CA | MISO_W | MAPP_CA | Internal | Summer | B2 | 25 | 700 | 0.21 | 71.43 | 71.4 | 0.01 | 0
2025 | MISO_W_2_MAPP_CA | MISO_W | MAPP_CA | Internal | Summer | B3 | 75 | 700 | 0 | 70.2 | 58.42 | 0.01 | 0
2025 | MISO_W_2_MAPP_CA | MISO_W | MAPP_CA | Internal | Summer | B4 | 100 | 700 | 0 | 70.2 | 58.42 | 0.01 | 0
2025 | MISO_W_2_MAPP_CA | MISO_W | MAPP_CA | Internal | Summer | B5 | 200 | 700 | 0 | 65.35 | 53.64 | 0.01 | 0
2025 | MISO_W_2_MAPP_CA | MISO_W | MAPP_CA | Internal | Summer | B6 | 300 | 700 | 0 | 54.78 | 49.87 | 0.01 | 0
2025 | MISO_W_2_MAPP_CA | MISO_W | MAPP_CA | Internal | Summer | B7 | 400 | 700 | 0.02 | 44.5 | 44.49 | 0.01 | 0
2025 | MISO_W_2_MAPP_CA | MISO_W | MAPP_CA | Internal | Summer | B8 | 500 | 700 | 0.02 | 40.82 | 40.81 | 0.01 | 0
2025 | MISO_W_2_MAPP_CA | MISO_W | MAPP_CA | Internal | Summer | B9 | 800 | 700 | 552.08 | 40.49 | 40.5 | 0.01 | 0
2025 | MISO_W_2_MAPP_CA | MISO_W | MAPP_CA | Internal | Summer | B10 | 1262 | 700 | 700 | 37.19 | 40.5 | 0.01 | 3.31
2025 | MISO_W_2_MAPP_CA | MISO_W | MAPP_CA | Internal | Winter | B16 | 25 | 700 | 0.33 | 67.7 | 67.69 | 0.01 | 0
2025 | MISO_W_2_MAPP_CA | MISO_W | MAPP_CA | Internal | Winter | B17 | 100 | 700 | 0.09 | 52.41 | 52.39 | 0.01 | 0
2025 | MISO_W_2_MAPP_CA | MISO_W | MAPP_CA | Internal | Winter | B18 | 400 | 700 | 463 | 47.35 | 47.36 | 0.01 | 0
2025 | MISO_W_2_MAPP_CA | MISO_W | MAPP_CA | Internal | Winter | B19 | 700 | 700 | 700 | 44.31 | 47.36 | 0.01 | 3.04
2025 | MISO_W_2_MAPP_CA | MISO_W | MAPP_CA | Internal | Winter | B20 | 935 | 700 | 700 | 40.72 | 47.36 | 0.01 | 6.63
2025 | MISO_W_2_MAPP_US | MISO_W | MAPP_US | Internal | Shoulder | B11 | 25 | 2300 | 0 | 64.46 | 57.46 | 7 | 0
2025 | MISO_W_2_MAPP_US | MISO_W | MAPP_US | Internal | Shoulder | B12 | 200 | 2300 | 0 | 54.35 | 47.35 | 7 | 0
2025 | MISO_W_2_MAPP_US | MISO_W | MAPP_US | Internal | Shoulder | B13 | 600 | 2300 | 0 | 44.8 | 39.44 | 7 | 0
2025 | MISO_W_2_MAPP_US | MISO_W | MAPP_US | Internal | Shoulder | B14 | 900 | 2300 | 0 | 43.94 | 39.44 | 7 | 0
2025 | MISO_W_2_MAPP_US | MISO_W | MAPP_US | Internal | Shoulder | B15 | 1203 | 2300 | 0 | 41.43 | 38.41 | 7 | 0
2025 | MISO_W_2_MAPP_US | MISO_W | MAPP_US | Internal | Summer | B1 | 10 | 2300 | 0 | 73.4 | 66.58 | 7 | 0
2025 | MISO_W_2_MAPP_US | MISO_W | MAPP_US | Internal | Summer | B2 | 25 | 2300 | 0 | 71.43 | 66.58 | 7 | 0
2025 | MISO_W_2_MAPP_US | MISO_W | MAPP_US | Internal | Summer | B3 | 75 | 2300 | 0 | 70.2 | 65.42 | 7 | 0
2025 | MISO_W_2_MAPP_US | MISO_W | MAPP_US | Internal | Summer | B4 | 100 | 2300 | 0 | 70.2 | 65.42 | 7 | 0
2025 | MISO_W_2_MAPP_US | MISO_W | MAPP_US | Internal | Summer | B5 | 200 | 2300 | 0 | 65.35 | 60.64 | 7 | 0
2025 | MISO_W_2_MAPP_US | MISO_W | MAPP_US | Internal | Summer | B6 | 300 | 2300 | 0 | 54.78 | 54.77 | 7 | 0
2025 | MISO_W_2_MAPP_US | MISO_W | MAPP_US | Internal | Summer | B7 | 400 | 2300 | 0 | 44.5 | 42.14 | 7 | 0
2025 | MISO_W_2_MAPP_US | MISO_W | MAPP_US | Internal | Summer | B8 | 500 | 2300 | 0 | 40.82 | 35.42 | 7 | 0
2025 | MISO_W_2_MAPP_US | MISO_W | MAPP_US | Internal | Summer | B9 | 800 | 2300 | 0 | 40.49 | 35.42 | 7 | 0
2025 | MISO_W_2_MAPP_US | MISO_W | MAPP_US | Internal | Summer | B10 | 1262 | 2300 | 0 | 37.19 | 32.15 | 7 | 0
2025 | MISO_W_2_MAPP_US | MISO_W | MAPP_US | Internal | Winter | B16 | 25 | 2300 | 0 | 67.7 | 60.7 | 7 | 0
2025 | MISO_W_2_MAPP_US | MISO_W | MAPP_US | Internal | Winter | B17 | 100 | 2300 | 0 | 52.41 | 45.41 | 7 | 0
2025 | MISO_W_2_MAPP_US | MISO_W | MAPP_US | Internal | Winter | B18 | 400 | 2300 | 0 | 47.35 | 40.81 | 7 | 0
2025 | MISO_W_2_MAPP_US | MISO_W | MAPP_US | Internal | Winter | B19 | 700 | 2300 | 0 | 44.31 | 40.81 | 7 | 0
2025 | MISO_W_2_MAPP_US | MISO_W | MAPP_US | Internal | Winter | B20 | 935 | 2300 | 0 | 40.72 | 39.56 | 7 | 0
2025 | MISO_W_2_MISO_MO-IL | MISO_W | MISO_MO-IL | Internal | Shoulder | B11 | 25 | 3800 | 772.48 | 64.46 | 64.47 | 0.01 | 0
2025 | MISO_W_2_MISO_MO-IL | MISO_W | MISO_MO-IL | Internal | Shoulder | B12 | 200 | 3800 | 1241.61 | 54.35 | 54.37 | 0.01 | 0
2025 | MISO_W_2_MISO_MO-IL | MISO_W | MISO_MO-IL | Internal | Shoulder | B13 | 600 | 3800 | 485.83 | 44.8 | 44.81 | 0.01 | 0
2025 | MISO_W_2_MISO_MO-IL | MISO_W | MISO_MO-IL | Internal | Shoulder | B14 | 900 | 3800 | 0 | 43.94 | 43.72 | 0.01 | 0
2025 | MISO_W_2_MISO_MO-IL | MISO_W | MISO_MO-IL | Internal | Shoulder | B15 | 1203 | 3800 | 959.49 | 41.43 | 41.44 | 0.01 | 0
2025 | MISO_W_2_MISO_MO-IL | MISO_W | MISO_MO-IL | Internal | Summer | B1 | 10 | 3800 | 349.58 | 73.4 | 73.42 | 0.01 | 0
2025 | MISO_W_2_MISO_MO-IL | MISO_W | MISO_MO-IL | Internal | Summer | B2 | 25 | 3800 | 0.67 | 71.43 | 71.43 | 0.01 | 0
2025 | MISO_W_2_MISO_MO-IL | MISO_W | MISO_MO-IL | Internal | Summer | B3 | 75 | 3800 | 0 | 70.2 | 68.9 | 0.01 | 0
2025 | MISO_W_2_MISO_MO-IL | MISO_W | MISO_MO-IL | Internal | Summer | B4 | 100 | 3800 | 0 | 70.2 | 67.84 | 0.01 | 0
2025 | MISO_W_2_MISO_MO-IL | MISO_W | MISO_MO-IL | Internal | Summer | B5 | 200 | 3800 | 0.04 | 65.35 | 65.34 | 0.01 | 0
2025 | MISO_W_2_MISO_MO-IL | MISO_W | MISO_MO-IL | Internal | Summer | B6 | 300 | 3800 | 0 | 54.78 | 53.78 | 0.01 | 0
2025 | MISO_W_2_MISO_MO-IL | MISO_W | MISO_MO-IL | Internal | Summer | B7 | 400 | 3800 | 0.02 | 44.5 | 44.49 | 0.01 | 0
2025 | MISO_W_2_MISO_MO-IL | MISO_W | MISO_MO-IL | Internal | Summer | B8 | 500 | 3800 | 940.87 | 40.82 | 40.83 | 0.01 | 0
2025 | MISO_W_2_MISO_MO-IL | MISO_W | MISO_MO-IL | Internal | Summer | B9 | 800 | 3800 | 224.11 | 40.49 | 40.5 | 0.01 | 0
2025 | MISO_W_2_MISO_MO-IL | MISO_W | MISO_MO-IL | Internal | Summer | B10 | 1262 | 3800 | 1990.66 | 37.19 | 37.2 | 0.01 | 0
2025 | MISO_W_2_MISO_MO-IL | MISO_W | MISO_MO-IL | Internal | Winter | B16 | 25 | 3800 | 1497.39 | 67.7 | 67.72 | 0.01 | 0
2025 | MISO_W_2_MISO_MO-IL | MISO_W | MISO_MO-IL | Internal | Winter | B17 | 100 | 3800 | 1666.64 | 52.41 | 52.42 | 0.01 | 0
2025 | MISO_W_2_MISO_MO-IL | MISO_W | MISO_MO-IL | Internal | Winter | B18 | 400 | 3800 | 0.02 | 47.35 | 47.34 | 0.01 | 0
2025 | MISO_W_2_MISO_MO-IL | MISO_W | MISO_MO-IL | Internal | Winter | B19 | 700 | 3800 | 0 | 44.31 | 44.15 | 0.01 | 0
2025 | MISO_W_2_MISO_MO-IL | MISO_W | MISO_MO-IL | Internal | Winter | B20 | 935 | 3800 | 0 | 40.72 | 40.71 | 0.01 | 0
2025 | MISO_W_2_MISO_WUMS | MISO_W | MISO_WUMS | Internal | Shoulder | B11 | 25 | 1629 | 0 | 64.46 | 60.46 | 0.01 | 0
2025 | MISO_W_2_MISO_WUMS | MISO_W | MISO_WUMS | Internal | Shoulder | B12 | 200 | 1629 | 0.04 | 54.35 | 54.34 | 0.01 | 0
2025 | MISO_W_2_MISO_WUMS | MISO_W | MISO_WUMS | Internal | Shoulder | B13 | 600 | 1629 | 0.01 | 44.8 | 44.78 | 0.01 | 0
2025 | MISO_W_2_MISO_WUMS | MISO_W | MISO_WUMS | Internal | Shoulder | B14 | 900 | 1629 | 0 | 43.94 | 42.23 | 0.01 | 0
2025 | MISO_W_2_MISO_WUMS | MISO_W | MISO_WUMS | Internal | Shoulder | B15 | 1203 | 1629 | 0 | 41.43 | 41.41 | 0.01 | 0
2025 | MISO_W_2_MISO_WUMS | MISO_W | MISO_WUMS | Internal | Summer | B1 | 10 | 1629 | 0 | 73.4 | 66.56 | 0.01 | 0
2025 | MISO_W_2_MISO_WUMS | MISO_W | MISO_WUMS | Internal | Summer | B2 | 25 | 1629 | 0 | 71.43 | 66.56 | 0.01 | 0
2025 | MISO_W_2_MISO_WUMS | MISO_W | MISO_WUMS | Internal | Summer | B3 | 75 | 1629 | 0 | 70.2 | 66.56 | 0.01 | 0
2025 | MISO_W_2_MISO_WUMS | MISO_W | MISO_WUMS | Internal | Summer | B4 | 100 | 1629 | 0 | 70.2 | 66.56 | 0.01 | 0
2025 | MISO_W_2_MISO_WUMS | MISO_W | MISO_WUMS | Internal | Summer | B5 | 200 | 1629 | 0 | 65.35 | 63.37 | 0.01 | 0
2025 | MISO_W_2_MISO_WUMS | MISO_W | MISO_WUMS | Internal | Summer | B6 | 300 | 1629 | 0 | 54.78 | 53.76 | 0.01 | 0
2025 | MISO_W_2_MISO_WUMS | MISO_W | MISO_WUMS | Internal | Summer | B7 | 400 | 1629 | 0 | 44.5 | 43.52 | 0.01 | 0
2025 | MISO_W_2_MISO_WUMS | MISO_W | MISO_WUMS | Internal | Summer | B8 | 500 | 1629 | 0 | 40.82 | 40.37 | 0.01 | 0
2025 | MISO_W_2_MISO_WUMS | MISO_W | MISO_WUMS | Internal | Summer | B9 | 800 | 1629 | 0 | 40.49 | 40.11 | 0.01 | 0
2025 | MISO_W_2_MISO_WUMS | MISO_W | MISO_WUMS | Internal | Summer | B10 | 1262 | 1629 | 0 | 37.19 | 37.17 | 0.01 | 0
2025 | MISO_W_2_MISO_WUMS | MISO_W | MISO_WUMS | Internal | Winter | B16 | 25 | 1629 | 323.64 | 67.7 | 67.72 | 0.01 | 0
2025 | MISO_W_2_MISO_WUMS | MISO_W | MISO_WUMS | Internal | Winter | B17 | 100 | 1629 | 481.39 | 52.41 | 52.42 | 0.01 | 0
2025 | MISO_W_2_MISO_WUMS | MISO_W | MISO_WUMS | Internal | Winter | B18 | 400 | 1629 | 0.04 | 47.35 | 47.35 | 0.01 | 0
2025 | MISO_W_2_MISO_WUMS | MISO_W | MISO_WUMS | Internal | Winter | B19 | 700 | 1629 | 0 | 44.31 | 44.16 | 0.01 | 0
2025 | MISO_W_2_MISO_WUMS | MISO_W | MISO_WUMS | Internal | Winter | B20 | 935 | 1629 | 1628.98 | 40.72 | 40.75 | 0.01 | 0.01
2025 | MISO_W_2_NE | MISO_W | NE | Internal | Shoulder | B11 | 25 | 2800 | 0 | 64.46 | 64.46 | 7 | 0
2025 | MISO_W_2_NE | MISO_W | NE | Internal | Shoulder | B12 | 200 | 2800 | 0 | 54.35 | 54.35 | 7 | 0
2025 | MISO_W_2_NE | MISO_W | NE | Internal | Shoulder | B13 | 600 | 2800 | 0 | 44.8 | 46.44 | 7 | 0
2025 | MISO_W_2_NE | MISO_W | NE | Internal | Shoulder | B14 | 900 | 2800 | 0 | 43.94 | 44.88 | 7 | 0
2025 | MISO_W_2_NE | MISO_W | NE | Internal | Shoulder | B15 | 1203 | 2800 | 0 | 41.43 | 44.86 | 7 | 0
2025 | MISO_W_2_NE | MISO_W | NE | Internal | Summer | B1 | 10 | 2800 | 0 | 73.4 | 73.58 | 7 | 0
2025 | MISO_W_2_NE | MISO_W | NE | Internal | Summer | B2 | 25 | 2800 | 0 | 71.43 | 73.58 | 7 | 0
2025 | MISO_W_2_NE | MISO_W | NE | Internal | Summer | B3 | 75 | 2800 | 0 | 70.2 | 72.42 | 7 | 0
2025 | MISO_W_2_NE | MISO_W | NE | Internal | Summer | B4 | 100 | 2800 | 0 | 70.2 | 72.42 | 7 | 0
2025 | MISO_W_2_NE | MISO_W | NE | Internal | Summer | B5 | 200 | 2800 | 0 | 65.35 | 67.64 | 7 | 0
2025 | MISO_W_2_NE | MISO_W | NE | Internal | Summer | B6 | 300 | 2800 | 0.06 | 54.78 | 61.77 | 7 | 0
2025 | MISO_W_2_NE | MISO_W | NE | Internal | Summer | B7 | 400 | 2800 | 0 | 44.5 | 49.14 | 7 | 0
2025 | MISO_W_2_NE | MISO_W | NE | Internal | Summer | B8 | 500 | 2800 | 0 | 40.82 | 42.42 | 7 | 0
2025 | MISO_W_2_NE | MISO_W | NE | Internal | Summer | B9 | 800 | 2800 | 0 | 40.49 | 42.42 | 7 | 0
2025 | MISO_W_2_NE | MISO_W | NE | Internal | Summer | B10 | 1262 | 2800 | 0 | 37.19 | 39.15 | 7 | 0
2025 | MISO_W_2_NE | MISO_W | NE | Internal | Winter | B16 | 25 | 2800 | 0 | 67.7 | 67.7 | 7 | 0
2025 | MISO_W_2_NE | MISO_W | NE | Internal | Winter | B17 | 100 | 2800 | 0 | 52.41 | 49.5 | 7 | 0
2025 | MISO_W_2_NE | MISO_W | NE | Internal | Winter | B18 | 400 | 2800 | 0 | 47.35 | 47.81 | 7 | 0
2025 | MISO_W_2_NE | MISO_W | NE | Internal | Winter | B19 | 700 | 2800 | 0 | 44.31 | 47.81 | 7 | 0
2025 | MISO_W_2_NE | MISO_W | NE | Internal | Winter | B20 | 935 | 2800 | 0 | 40.72 | 46.56 | 7 | 0
2025 | MISO_W_2_PJM_ROR | MISO_W | PJM_ROR | Internal | Shoulder | B11 | 25 | 773 | 0 | 64.46 | 62.46 | 2 | 0
2025 | MISO_W_2_PJM_ROR | MISO_W | PJM_ROR | Internal | Shoulder | B12 | 200 | 773 | 772.91 | 54.35 | 56.37 | 2 | 0.01
2025 | MISO_W_2_PJM_ROR | MISO_W | PJM_ROR | Internal | Shoulder | B13 | 600 | 773 | 772.97 | 44.8 | 46.81 | 2 | 0.01
2025 | MISO_W_2_PJM_ROR | MISO_W | PJM_ROR | Internal | Shoulder | B14 | 900 | 773 | 0 | 43.94 | 44.23 | 2 | 0
2025 | MISO_W_2_PJM_ROR | MISO_W | PJM_ROR | Internal | Shoulder | B15 | 1203 | 773 | 0 | 41.43 | 41.88 | 2 | 0
2025 | MISO_W_2_PJM_ROR | MISO_W | PJM_ROR | Internal | Summer | B1 | 10 | 773 | 771.36 | 73.4 | 75.42 | 2 | 0.01
2025 | MISO_W_2_PJM_ROR | MISO_W | PJM_ROR | Internal | Summer | B2 | 25 | 773 | 315.28 | 71.43 | 73.43 | 2 | 0
2025 | MISO_W_2_PJM_ROR | MISO_W | PJM_ROR | Internal | Summer | B3 | 75 | 773 | 0 | 70.2 | 68.43 | 2 | 0
2025 | MISO_W_2_PJM_ROR | MISO_W | PJM_ROR | Internal | Summer | B4 | 100 | 773 | 0 | 70.2 | 68.2 | 2 | 0
2025 | MISO_W_2_PJM_ROR | MISO_W | PJM_ROR | Internal | Summer | B5 | 200 | 773 | 0 | 65.35 | 63.35 | 2 | 0
2025 | MISO_W_2_PJM_ROR | MISO_W | PJM_ROR | Internal | Summer | B6 | 300 | 773 | 0 | 54.78 | 55.76 | 2 | 0
2025 | MISO_W_2_PJM_ROR | MISO_W | PJM_ROR | Internal | Summer | B7 | 400 | 773 | 0 | 44.5 | 45.52 | 2 | 0
2025 | MISO_W_2_PJM_ROR | MISO_W | PJM_ROR | Internal | Summer | B8 | 500 | 773 | 0 | 40.82 | 42.37 | 2 | 0
2025 | MISO_W_2_PJM_ROR | MISO_W | PJM_ROR | Internal | Summer | B9 | 800 | 773 | 0 | 40.49 | 40.58 | 2 | 0
2025 | MISO_W_2_PJM_ROR | MISO_W | PJM_ROR | Internal | Summer | B10 | 1262 | 773 | 0 | 37.19 | 38.54 | 2 | 0
2025 | MISO_W_2_PJM_ROR | MISO_W | PJM_ROR | Internal | Winter | B16 | 25 | 773 | 772.35 | 67.7 | 69.72 | 2 | 0.01
2025 | MISO_W_2_PJM_ROR | MISO_W | PJM_ROR | Internal | Winter | B17 | 100 | 773 | 772.94 | 52.41 | 54.44 | 2 | 0.04
2025 | MISO_W_2_PJM_ROR | MISO_W | PJM_ROR | Internal | Winter | B18 | 400 | 773 | 21.11 | 47.35 | 49.35 | 2 | 0
2025 | MISO_W_2_PJM_ROR | MISO_W | PJM_ROR | Internal | Winter | B19 | 700 | 773 | 0 | 44.31 | 46.16 | 2 | 0
2025 | MISO_W_2_PJM_ROR | MISO_W | PJM_ROR | Internal | Winter | B20 | 935 | 773 | 0 | 40.72 | 42.13 | 2 | 0
2025 | MISO_W_2_SPP_N | MISO_W | SPP_N | Internal | Shoulder | B11 | 25 | 3200 | 0 | 64.46 | 70.09 | 7 | 0
2025 | MISO_W_2_SPP_N | MISO_W | SPP_N | Internal | Shoulder | B12 | 200 | 3200 | 0 | 54.35 | 54.37 | 7 | 0
2025 | MISO_W_2_SPP_N | MISO_W | SPP_N | Internal | Shoulder | B13 | 600 | 3200 | 0 | 44.8 | 46.45 | 7 | 0
2025 | MISO_W_2_SPP_N | MISO_W | SPP_N | Internal | Shoulder | B14 | 900 | 3200 | 0 | 43.94 | 44.89 | 7 | 0
2025 | MISO_W_2_SPP_N | MISO_W | SPP_N | Internal | Shoulder | B15 | 1203 | 3200 | 0 | 41.43 | 44.87 | 7 | 0
2025 | MISO_W_2_SPP_N | MISO_W | SPP_N | Internal | Summer | B1 | 10 | 3200 | 0 | 73.4 | 73.59 | 7 | 0
2025 | MISO_W_2_SPP_N | MISO_W | SPP_N | Internal | Summer | B2 | 25 | 3200 | 0 | 71.43 | 73.59 | 7 | 0
2025 | MISO_W_2_SPP_N | MISO_W | SPP_N | Internal | Summer | B3 | 75 | 3200 | 0 | 70.2 | 73.59 | 7 | 0
2025 | MISO_W_2_SPP_N | MISO_W | SPP_N | Internal | Summer | B4 | 100 | 3200 | 0 | 70.2 | 73.59 | 7 | 0
2025 | MISO_W_2_SPP_N | MISO_W | SPP_N | Internal | Summer | B5 | 200 | 3200 | 0 | 65.35 | 67.65 | 7 | 0
2025 | MISO_W_2_SPP_N | MISO_W | SPP_N | Internal | Summer | B6 | 300 | 3200 | 1414.01 | 54.78 | 61.78 | 7 | 0
2025 | MISO_W_2_SPP_N | MISO_W | SPP_N | Internal | Summer | B7 | 400 | 3200 | 2234.2 | 44.5 | 51.5 | 7 | 0
2025 | MISO_W_2_SPP_N | MISO_W | SPP_N | Internal | Summer | B8 | 500 | 3200 | 0 | 40.82 | 45.33 | 7 | 0
2025 | MISO_W_2_SPP_N | MISO_W | SPP_N | Internal | Summer | B9 | 800 | 3200 | 0 | 40.49 | 44.01 | 7 | 0
2025 | MISO_W_2_SPP_N | MISO_W | SPP_N | Internal | Summer | B10 | 1262 | 3200 | 0 | 37.19 | 43.05 | 7 | 0
2025 | MISO_W_2_SPP_N | MISO_W | SPP_N | Internal | Winter | B16 | 25 | 3200 | 0 | 67.7 | 67.72 | 7 | 0
2025 | MISO_W_2_SPP_N | MISO_W | SPP_N | Internal | Winter | B17 | 100 | 3200 | 0 | 52.41 | 49.51 | 7 | 0
2025 | MISO_W_2_SPP_N | MISO_W | SPP_N | Internal | Winter | B18 | 400 | 3200 | 0 | 47.35 | 47.82 | 7 | 0
2025 | MISO_W_2_SPP_N | MISO_W | SPP_N | Internal | Winter | B19 | 700 | 3200 | 0 | 44.31 | 47.82 | 7 | 0
2025 | MISO_W_2_SPP_N | MISO_W | SPP_N | Internal | Winter | B20 | 935 | 3200 | 0.02 | 40.72 | 47.71 | 7 | 0
2025 | MISO_WUMS_2_MISO_MI | MISO_WUMS | MISO_MI | Internal | Shoulder | B11 | 25 | 99 | 99 | 60.46 | 64.45 | 0.01 | 3.98
2025 | MISO_WUMS_2_MISO_MI | MISO_WUMS | MISO_MI | Internal | Shoulder | B12 | 200 | 99 | 98.97 | 54.34 | 54.39 | 0.01 | 0.04
2025 | MISO_WUMS_2_MISO_MI | MISO_WUMS | MISO_MI | Internal | Shoulder | B13 | 600 | 99 | 98.99 | 44.78 | 44.83 | 0.01 | 0.04
2025 | MISO_WUMS_2_MISO_MI | MISO_WUMS | MISO_MI | Internal | Shoulder | B14 | 900 | 99 | 99 | 42.23 | 43.74 | 0.01 | 1.49
2025 | MISO_WUMS_2_MISO_MI | MISO_WUMS | MISO_MI | Internal | Shoulder | B15 | 1203 | 99 | 99 | 41.41 | 41.46 | 0.01 | 0.04
2025 | MISO_WUMS_2_MISO_MI | MISO_WUMS | MISO_MI | Internal | Summer | B1 | 10 | 99 | 99 | 66.56 | 73.41 | 0.01 | 6.83
2025 | MISO_WUMS_2_MISO_MI | MISO_WUMS | MISO_MI | Internal | Summer | B2 | 25 | 99 | 99 | 66.56 | 71.4 | 0.01 | 4.83
2025 | MISO_WUMS_2_MISO_MI | MISO_WUMS | MISO_MI | Internal | Summer | B3 | 75 | 99 | 99 | 66.56 | 68.88 | 0.01 | 2.3
2025 | MISO_WUMS_2_MISO_MI | MISO_WUMS | MISO_MI | Internal | Summer | B4 | 100 | 99 | 0 | 66.56 | 66.2 | 0.01 | 0
2025 | MISO_WUMS_2_MISO_MI | MISO_WUMS | MISO_MI | Internal | Summer | B5 | 200 | 99 | 99 | 63.37 | 65.32 | 0.01 | 1.94
2025 | MISO_WUMS_2_MISO_MI | MISO_WUMS | MISO_MI | Internal | Summer | B6 | 300 | 99 | 0.06 | 53.76 | 53.76 | 0.01 | 0
2025 | MISO_WUMS_2_MISO_MI | MISO_WUMS | MISO_MI | Internal | Summer | B7 | 400 | 99 | 99 | 43.52 | 44.49 | 0.01 | 0.96
2025 | MISO_WUMS_2_MISO_MI | MISO_WUMS | MISO_MI | Internal | Summer | B8 | 500 | 99 | 99 | 40.37 | 40.86 | 0.01 | 0.47
2025 | MISO_WUMS_2_MISO_MI | MISO_WUMS | MISO_MI | Internal | Summer | B9 | 800 | 99 | 99 | 40.11 | 40.53 | 0.01 | 0.41
2025 | MISO_WUMS_2_MISO_MI | MISO_WUMS | MISO_MI | Internal | Summer | B10 | 1262 | 99 | 99 | 37.17 | 37.58 | 0.01 | 0.39
2025 | MISO_WUMS_2_MISO_MI | MISO_WUMS | MISO_MI | Internal | Winter | B16 | 25 | 99 | 0.59 | 67.72 | 67.72 | 0.01 | 0
2025 | MISO_WUMS_2_MISO_MI | MISO_WUMS | MISO_MI | Internal | Winter | B17 | 100 | 99 | 98.84 | 52.42 | 52.44 | 0.01 | 0.01
2025 | MISO_WUMS_2_MISO_MI | MISO_WUMS | MISO_MI | Internal | Winter | B18 | 400 | 99 | 43.66 | 47.35 | 47.36 | 0.01 | 0
2025 | MISO_WUMS_2_MISO_MI | MISO_WUMS | MISO_MI | Internal | Winter | B19 | 700 | 99 | 40.99 | 44.16 | 44.17 | 0.01 | 0
2025 | MISO_WUMS_2_MISO_MI | MISO_WUMS | MISO_MI | Internal | Winter | B20 | 935 | 99 | 0 | 40.75 | 40.74 | 0.01 | 0
2025 | MISO_WUMS_2_MISO_W | MISO_WUMS | MISO_W | Internal | Shoulder | B11 | 25 | 1137 | 1137 | 60.46 | 64.46 | 0.01 | 3.99
2025 | MISO_WUMS_2_MISO_W | MISO_WUMS | MISO_W | Internal | Shoulder | B12 | 200 | 1137 | 430.28 | 54.34 | 54.35 | 0.01 | 0
2025 | MISO_WUMS_2_MISO_W | MISO_WUMS | MISO_W | Internal | Shoulder | B13 | 600 | 1137 | 585.07 | 44.78 | 44.8 | 0.01 | 0
2025 | MISO_WUMS_2_MISO_W | MISO_WUMS | MISO_W | Internal | Shoulder | B14 | 900 | 1137 | 1137 | 42.23 | 43.94 | 0.01 | 1.69
2025 | MISO_WUMS_2_MISO_W | MISO_WUMS | MISO_W | Internal | Shoulder | B15 | 1203 | 1137 | 1083.82 | 41.41 | 41.43 | 0.01 | 0
2025 | MISO_WUMS_2_MISO_W | MISO_WUMS | MISO_W | Internal | Summer | B1 | 10 | 1137 | 1137 | 66.56 | 73.4 | 0.01 | 6.83
2025 | MISO_WUMS_2_MISO_W | MISO_WUMS | MISO_W | Internal | Summer | B2 | 25 | 1137 | 1137 | 66.56 | 71.43 | 0.01 | 4.85
2025 | MISO_WUMS_2_MISO_W | MISO_WUMS | MISO_W | Internal | Summer | B3 | 75 | 1137 | 1137 | 66.56 | 70.2 | 0.01 | 3.62
2025 | MISO_WUMS_2_MISO_W | MISO_WUMS | MISO_W | Internal | Summer | B4 | 100 | 1137 | 1137 | 66.56 | 70.2 | 0.01 | 3.62
2025 | MISO_WUMS_2_MISO_W | MISO_WUMS | MISO_W | Internal | Summer | B5 | 200 | 1137 | 1137 | 63.37 | 65.35 | 0.01 | 1.97
2025 | MISO_WUMS_2_MISO_W | MISO_WUMS | MISO_W | Internal | Summer | B6 | 300 | 1137 | 1137 | 53.76 | 54.78 | 0.01 | 1.01
2025 | MISO_WUMS_2_MISO_W | MISO_WUMS | MISO_W | Internal | Summer | B7 | 400 | 1137 | 1137 | 43.52 | 44.5 | 0.01 | 0.97
2025 | MISO_WUMS_2_MISO_W | MISO_WUMS | MISO_W | Internal | Summer | B8 | 500 | 1137 | 1137 | 40.37 | 40.82 | 0.01 | 0.44
2025 | MISO_WUMS_2_MISO_W | MISO_WUMS | MISO_W | Internal | Summer | B9 | 800 | 1137 | 1137 | 40.11 | 40.49 | 0.01 | 0.37
2025 | MISO_WUMS_2_MISO_W | MISO_WUMS | MISO_W | Internal | Summer | B10 | 1262 | 1137 | 65.96 | 37.17 | 37.19 | 0.01 | 0
2025 | MISO_WUMS_2_MISO_W | MISO_WUMS | MISO_W | Internal | Winter | B16 | 25 | 1137 | 0.35 | 67.72 | 67.7 | 0.01 | 0
2025 | MISO_WUMS_2_MISO_W | MISO_WUMS | MISO_W | Internal | Winter | B17 | 100 | 1137 | 0.09 | 52.42 | 52.41 | 0.01 | 0
2025 | MISO_WUMS_2_MISO_W | MISO_WUMS | MISO_W | Internal | Winter | B18 | 400 | 1137 | 0.05 | 47.35 | 47.35 | 0.01 | 0
2025 | MISO_WUMS_2_MISO_W | MISO_WUMS | MISO_W | Internal | Winter | B19 | 700 | 1137 | 1137 | 44.16 | 44.31 | 0.01 | 0.14
2025 | MISO_WUMS_2_MISO_W | MISO_WUMS | MISO_W | Internal | Winter | B20 | 935 | 1137 | 0 | 40.75 | 40.72 | 0.01 | 0
2025 | MISO_WUMS_2_PJM_ROR | MISO_WUMS | PJM_ROR | Internal | Shoulder | B11 | 25 | 1600 | 740.34 | 60.46 | 62.46 | 2 | 0
2025 | MISO_WUMS_2_PJM_ROR | MISO_WUMS | PJM_ROR | Internal | Shoulder | B12 | 200 | 1600 | 1599.96 | 54.34 | 56.37 | 2 | 0.02
2025 | MISO_WUMS_2_PJM_ROR | MISO_WUMS | PJM_ROR | Internal | Shoulder | B13 | 600 | 1600 | 1599.99 | 44.78 | 46.81 | 2 | 0.02
2025 | MISO_WUMS_2_PJM_ROR | MISO_WUMS | PJM_ROR | Internal | Shoulder | B14 | 900 | 1600 | 990.7 | 42.23 | 44.23 | 2 | 0
2025 | MISO_WUMS_2_PJM_ROR | MISO_WUMS | PJM_ROR | Internal | Shoulder | B15 | 1203 | 1600 | 0 | 41.41 | 41.88 | 2 | 0
2025 | MISO_WUMS_2_PJM_ROR | MISO_WUMS | PJM_ROR | Internal | Summer | B1 | 10 | 1600 | 1600 | 66.56 | 75.42 | 2 | 6.85
2025 | MISO_WUMS_2_PJM_ROR | MISO_WUMS | PJM_ROR | Internal | Summer | B2 | 25 | 1600 | 1600 | 66.56 | 73.43 | 2 | 4.86
2025 | MISO_WUMS_2_PJM_ROR | MISO_WUMS | PJM_ROR | Internal | Summer | B3 | 75 | 1600 | 0.02 | 66.56 | 68.43 | 2 | 0
2025 | MISO_WUMS_2_PJM_ROR | MISO_WUMS | PJM_ROR | Internal | Summer | B4 | 100 | 1600 | 0 | 66.56 | 68.2 | 2 | 0
2025 | MISO_WUMS_2_PJM_ROR | MISO_WUMS | PJM_ROR | Internal | Summer | B5 | 200 | 1600 | 0 | 63.37 | 63.35 | 2 | 0
2025 | MISO_WUMS_2_PJM_ROR | MISO_WUMS | PJM_ROR | Internal | Summer | B6 | 300 | 1600 | 565.31 | 53.76 | 55.76 | 2 | 0
2025 | MISO_WUMS_2_PJM_ROR | MISO_WUMS | PJM_ROR | Internal | Summer | B7 | 400 | 1600 | 928.75 | 43.52 | 45.52 | 2 | 0
2025 | MISO_WUMS_2_PJM_ROR | MISO_WUMS | PJM_ROR | Internal | Summer | B8 | 500 | 1600 | 220.08 | 40.37 | 42.37 | 2 | 0
2025 | MISO_WUMS_2_PJM_ROR | MISO_WUMS | PJM_ROR | Internal | Summer | B9 | 800 | 1600 | 0 | 40.11 | 40.58 | 2 | 0
2025 | MISO_WUMS_2_PJM_ROR | MISO_WUMS | PJM_ROR | Internal | Summer | B10 | 1262 | 1600 | 0 | 37.17 | 38.54 | 2 | 0
2025 | MISO_WUMS_2_PJM_ROR | MISO_WUMS | PJM_ROR | Internal | Winter | B16 | 25 | 1600 | 1230.39 | 67.72 | 69.72 | 2 | 0
2025 | MISO_WUMS_2_PJM_ROR | MISO_WUMS | PJM_ROR | Internal | Winter | B17 | 100 | 1600 | 1599.92 | 52.42 | 54.44 | 2 | 0.02
2025 | MISO_WUMS_2_PJM_ROR | MISO_WUMS | PJM_ROR | Internal | Winter | B18 | 400 | 1600 | 1379.35 | 47.35 | 49.35 | 2 | 0
2025 | MISO_WUMS_2_PJM_ROR | MISO_WUMS | PJM_ROR | Internal | Winter | B19 | 700 | 1600 | 147.44 | 44.16 | 46.16 | 2 | 0
2025 | MISO_WUMS_2_PJM_ROR | MISO_WUMS | PJM_ROR | Internal | Winter | B20 | 935 | 1600 | 0 | 40.75 | 42.13 | 2 | 0
2025 | NE_2_MAPP_US | NE | MAPP_US | Internal | Shoulder | B11 | 25 | 1600 | 0 | 64.46 | 57.46 | 5 | 0
2025 | NE_2_MAPP_US | NE | MAPP_US | Internal | Shoulder | B12 | 200 | 1600 | 0 | 54.35 | 47.35 | 5 | 0
2025 | NE_2_MAPP_US | NE | MAPP_US | Internal | Shoulder | B13 | 600 | 1600 | 0 | 46.44 | 39.44 | 5 | 0
2025 | NE_2_MAPP_US | NE | MAPP_US | Internal | Shoulder | B14 | 900 | 1600 | 0 | 44.88 | 39.44 | 5 | 0
2025 | NE_2_MAPP_US | NE | MAPP_US | Internal | Shoulder | B15 | 1203 | 1600 | 0 | 44.86 | 38.41 | 5 | 0
2025 | NE_2_MAPP_US | NE | MAPP_US | Internal | Summer | B1 | 10 | 1600 | 0 | 73.58 | 66.58 | 5 | 0
2025 | NE_2_MAPP_US | NE | MAPP_US | Internal | Summer | B2 | 25 | 1600 | 0 | 73.58 | 66.58 | 5 | 0
2025 | NE_2_MAPP_US | NE | MAPP_US | Internal | Summer | B3 | 75 | 1600 | 0 | 72.42 | 65.42 | 5 | 0
2025 | NE_2_MAPP_US | NE | MAPP_US | Internal | Summer | B4 | 100 | 1600 | 0 | 72.42 | 65.42 | 5 | 0
2025 | NE_2_MAPP_US | NE | MAPP_US | Internal | Summer | B5 | 200 | 1600 | 0 | 67.64 | 60.64 | 5 | 0
2025 | NE_2_MAPP_US | NE | MAPP_US | Internal | Summer | B6 | 300 | 1600 | 0 | 61.77 | 54.77 | 5 | 0
2025 | NE_2_MAPP_US | NE | MAPP_US | Internal | Summer | B7 | 400 | 1600 | 0 | 49.14 | 42.14 | 5 | 0
2025 | NE_2_MAPP_US | NE | MAPP_US | Internal | Summer | B8 | 500 | 1600 | 0 | 42.42 | 35.42 | 5 | 0
2025 | NE_2_MAPP_US | NE | MAPP_US | Internal | Summer | B9 | 800 | 1600 | 0 | 42.42 | 35.42 | 5 | 0
2025 | NE_2_MAPP_US | NE | MAPP_US | Internal | Summer | B10 | 1262 | 1600 | 0 | 39.15 | 32.15 | 5 | 0
2025 | NE_2_MAPP_US | NE | MAPP_US | Internal | Winter | B16 | 25 | 1600 | 0 | 67.7 | 60.7 | 5 | 0
2025 | NE_2_MAPP_US | NE | MAPP_US | Internal | Winter | B17 | 100 | 1600 | 0 | 49.5 | 45.41 | 5 | 0
2025 | NE_2_MAPP_US | NE | MAPP_US | Internal | Winter | B18 | 400 | 1600 | 0 | 47.81 | 40.81 | 5 | 0
2025 | NE_2_MAPP_US | NE | MAPP_US | Internal | Winter | B19 | 700 | 1600 | 0 | 47.81 | 40.81 | 5 | 0
2025 | NE_2_MAPP_US | NE | MAPP_US | Internal | Winter | B20 | 935 | 1600 | 0 | 46.56 | 39.56 | 5 | 0
2025 | NE_2_MISO_W | NE | MISO_W | Internal | Shoulder | B11 | 25 | 1600 | 0 | 64.46 | 64.46 | 5 | 0
2025 | NE_2_MISO_W | NE | MISO_W | Internal | Shoulder | B12 | 200 | 1600 | 0 | 54.35 | 54.35 | 5 | 0
2025 | NE_2_MISO_W | NE | MISO_W | Internal | Shoulder | B13 | 600 | 1600 | 0 | 46.44 | 44.8 | 5 | 0
2025 | NE_2_MISO_W | NE | MISO_W | Internal | Shoulder | B14 | 900 | 1600 | 0 | 44.88 | 43.94 | 5 | 0
2025 | NE_2_MISO_W | NE | MISO_W | Internal | Shoulder | B15 | 1203 | 1600 | 0 | 44.86 | 41.43 | 5 | 0
2025 | NE_2_MISO_W | NE | MISO_W | Internal | Summer | B1 | 10 | 1600 | 0 | 73.58 | 73.4 | 5 | 0
2025 | NE_2_MISO_W | NE | MISO_W | Internal | Summer | B2 | 25 | 1600 | 0 | 73.58 | 71.43 | 5 | 0
2025 | NE_2_MISO_W | NE | MISO_W | Internal | Summer | B3 | 75 | 1600 | 0 | 72.42 | 70.2 | 5 | 0
2025 | NE_2_MISO_W | NE | MISO_W | Internal | Summer | B4 | 100 | 1600 | 0 | 72.42 | 70.2 | 5 | 0
2025 | NE_2_MISO_W | NE | MISO_W | Internal | Summer | B5 | 200 | 1600 | 0 | 67.64 | 65.35 | 5 | 0
2025 | NE_2_MISO_W | NE | MISO_W | Internal | Summer | B6 | 300 | 1600 | 0 | 61.77 | 54.78 | 5 | 0
2025 | NE_2_MISO_W | NE | MISO_W | Internal | Summer | B7 | 400 | 1600 | 0 | 49.14 | 44.5 | 5 | 0
2025 | NE_2_MISO_W | NE | MISO_W | Internal | Summer | B8 | 500 | 1600 | 0 | 42.42 | 40.82 | 5 | 0
2025 | NE_2_MISO_W | NE | MISO_W | Internal | Summer | B9 | 800 | 1600 | 0 | 42.42 | 40.49 | 5 | 0
2025 | NE_2_MISO_W | NE | MISO_W | Internal | Summer | B10 | 1262 | 1600 | 0 | 39.15 | 37.19 | 5 | 0
2025 | NE_2_MISO_W | NE | MISO_W | Internal | Winter | B16 | 25 | 1600 | 0 | 67.7 | 67.7 | 5 | 0
2025 | NE_2_MISO_W | NE | MISO_W | Internal | Winter | B17 | 100 | 1600 | 0 | 49.5 | 52.41 | 5 | 0
2025 | NE_2_MISO_W | NE | MISO_W | Internal | Winter | B18 | 400 | 1600 | 0 | 47.81 | 47.35 | 5 | 0
2025 | NE_2_MISO_W | NE | MISO_W | Internal | Winter | B19 | 700 | 1600 | 0 | 47.81 | 44.31 | 5 | 0
2025 | NE_2_MISO_W | NE | MISO_W | Internal | Winter | B20 | 935 | 1600 | 0 | 46.56 | 40.72 | 5 | 0
2025 | NE_2_SPP_N | NE | SPP_N | Internal | Shoulder | B11 | 25 | 1800 | 1800 | 64.46 | 70.09 | 0.01 | 5.62
2025 | NE_2_SPP_N | NE | SPP_N | Internal | Shoulder | B12 | 200 | 1800 | 376.03 | 54.35 | 54.37 | 0.01 | 0
2025 | NE_2_SPP_N | NE | SPP_N | Internal | Shoulder | B13 | 600 | 1800 | 566.9 | 46.44 | 46.45 | 0.01 | 0
2025 | NE_2_SPP_N | NE | SPP_N | Internal | Shoulder | B14 | 900 | 1800 | 202.03 | 44.88 | 44.89 | 0.01 | 0
2025 | NE_2_SPP_N | NE | SPP_N | Internal | Shoulder | B15 | 1203 | 1800 | 613.74 | 44.86 | 44.87 | 0.01 | 0
2025 | NE_2_SPP_N | NE | SPP_N | Internal | Summer | B1 | 10 | 1800 | 1725.03 | 73.58 | 73.59 | 0.01 | 0
2025 | NE_2_SPP_N | NE | SPP_N | Internal | Summer | B2 | 25 | 1800 | 1755.43 | 73.58 | 73.59 | 0.01 | 0
2025 | NE_2_SPP_N | NE | SPP_N | Internal | Summer | B3 | 75 | 1800 | 1800 | 72.42 | 73.59 | 0.01 | 1.17
2025 | NE_2_SPP_N | NE | SPP_N | Internal | Summer | B4 | 100 | 1800 | 1800 | 72.42 | 73.59 | 0.01 | 1.17
2025 | NE_2_SPP_N | NE | SPP_N | Internal | Summer | B5 | 200 | 1800 | 1372.64 | 67.64 | 67.65 | 0.01 | 0
2025 | NE_2_SPP_N | NE | SPP_N | Internal | Summer | B6 | 300 | 1800 | 1705.27 | 61.77 | 61.78 | 0.01 | 0
2025 | NE_2_SPP_N | NE | SPP_N | Internal | Summer | B7 | 400 | 1800 | 1800 | 49.14 | 51.5 | 0.01 | 2.35
2025 | NE_2_SPP_N | NE | SPP_N | Internal | Summer | B8 | 500 | 1800 | 1800 | 42.42 | 45.33 | 0.01 | 2.9
2025 | NE_2_SPP_N | NE | SPP_N | Internal | Summer | B9 | 800 | 1800 | 1800 | 42.42 | 44.01 | 0.01 | 1.57
2025 | NE_2_SPP_N | NE | SPP_N | Internal | Summer | B10 | 1262 | 1800 | 1800 | 39.15 | 43.05 | 0.01 | 3.89
2025 | NE_2_SPP_N | NE | SPP_N | Internal | Winter | B16 | 25 | 1800 | 1728.82 | 67.7 | 67.72 | 0.01 | 0
2025 | NE_2_SPP_N | NE | SPP_N | Internal | Winter | B17 | 100 | 1800 | 994.13 | 49.5 | 49.51 | 0.01 | 0
2025 | NE_2_SPP_N | NE | SPP_N | Internal | Winter | B18 | 400 | 1800 | 1564.12 | 47.81 | 47.82 | 0.01 | 0
2025 | NE_2_SPP_N | NE | SPP_N | Internal | Winter | B19 | 700 | 1800 | 1256.01 | 47.81 | 47.82 | 0.01 | 0
2025 | NE_2_SPP_N | NE | SPP_N | Internal | Winter | B20 | 935 | 1800 | 1800 | 46.56 | 47.71 | 0.01 | 1.15
2025 | NEISO_2_NYISO_A-F | NEISO | NYISO_A-F | Internal | Shoulder | B11 | 25 | 600 | 525.86 | 40.76 | 43.76 | 3 | 0
2025 | NEISO_2_NYISO_A-F | NEISO | NYISO_A-F | Internal | Shoulder | B12 | 200 | 600 | 600 | 40.76 | 47.67 | 3 | 3.91
2025 | NEISO_2_NYISO_A-F | NEISO | NYISO_A-F | Internal | Shoulder | B13 | 600 | 600 | 0 | 40.76 | 43.47 | 3 | 0
2025 | NEISO_2_NYISO_A-F | NEISO | NYISO_A-F | Internal | Shoulder | B14 | 900 | 600 | 0 | 40.76 | 43.47 | 3 | 0
2025 | NEISO_2_NYISO_A-F | NEISO | NYISO_A-F | Internal | Shoulder | B15 | 1203 | 600 | 0 | 40.76 | 43.47 | 3 | 0
2025 | NEISO_2_NYISO_A-F | NEISO | NYISO_A-F | Internal | Summer | B1 | 10 | 600 | 0 | 70.43 | 67.43 | 3 | 0
2025 | NEISO_2_NYISO_A-F | NEISO | NYISO_A-F | Internal | Summer | B2 | 25 | 600 | 0.56 | 62.95 | 65.93 | 3 | 0
2025 | NEISO_2_NYISO_A-F | NEISO | NYISO_A-F | Internal | Summer | B3 | 75 | 600 | 425.8 | 54.48 | 57.48 | 3 | 0
2025 | NEISO_2_NYISO_A-F | NEISO | NYISO_A-F | Internal | Summer | B4 | 100 | 600 | 600 | 48.27 | 53.68 | 3 | 2.41
2025 | NEISO_2_NYISO_A-F | NEISO | NYISO_A-F | Internal | Summer | B5 | 200 | 600 | 600 | 37.7 | 50.12 | 3 | 9.41
2025 | NEISO_2_NYISO_A-F | NEISO | NYISO_A-F | Internal | Summer | B6 | 300 | 600 | 600 | 37.7 | 48.41 | 3 | 7.71
2025 | NEISO_2_NYISO_A-F | NEISO | NYISO_A-F | Internal | Summer | B7 | 400 | 600 | 600 | 37.7 | 44.49 | 3 | 3.79
2025 | NEISO_2_NYISO_A-F | NEISO | NYISO_A-F | Internal | Summer | B8 | 500 | 600 | 600 | 37.7 | 42.19 | 3 | 1.49
2025 | NEISO_2_NYISO_A-F | NEISO | NYISO_A-F | Internal | Summer | B9 | 800 | 600 | 600 | 37.7 | 41.33 | 3 | 0.63
2025 | NEISO_2_NYISO_A-F | NEISO | NYISO_A-F | Internal | Summer | B10 | 1262 | 600 | 600 | 37.7 | 41.33 | 3 | 0.63
2025 | NEISO_2_NYISO_A-F | NEISO | NYISO_A-F | Internal | Winter | B16 | 25 | 600 | 0 | 50.21 | 51.64 | 3 | 0
2025 | NEISO_2_NYISO_A-F | NEISO | NYISO_A-F | Internal | Winter | B17 | 100 | 600 | 0 | 50.21 | 48.19 | 3 | 0
2025 | NEISO_2_NYISO_A-F | NEISO | NYISO_A-F | Internal | Winter | B18 | 400 | 600 | 0 | 50.21 | 47.36 | 3 | 0
2025 | NEISO_2_NYISO_A-F | NEISO | NYISO_A-F | Internal | Winter | B19 | 700 | 600 | 0 | 50.21 | 47.36 | 3 | 0
2025 | NEISO_2_NYISO_A-F | NEISO | NYISO_A-F | Internal | Winter | B20 | 935 | 600 | 0 | 50.21 | 47.36 | 3 | 0
2025 | NEISO_2_NYISO_G-I | NEISO | NYISO_G-I | Internal | Shoulder | B11 | 25 | 600 | 600 | 40.76 | 58.18 | 3 | 14.42
2025 | NEISO_2_NYISO_G-I | NEISO | NYISO_G-I | Internal | Shoulder | B12 | 200 | 600 | 600 | 40.76 | 48.34 | 3 | 4.58
2025 | NEISO_2_NYISO_G-I | NEISO | NYISO_G-I | Internal | Shoulder | B13 | 600 | 600 | 0.03 | 40.76 | 43.75 | 3 | 0
2025 | NEISO_2_NYISO_G-I | NEISO | NYISO_G-I | Internal | Shoulder | B14 | 900 | 600 | 0 | 40.76 | 43.72 | 3 | 0
2025 | NEISO_2_NYISO_G-I | NEISO | NYISO_G-I | Internal | Shoulder | B15 | 1203 | 600 | 0 | 40.76 | 43.48 | 3 | 0
2025 | NEISO_2_NYISO_G-I | NEISO | NYISO_G-I | Internal | Summer | B1 | 10 | 600 | 473.4 | 70.43 | 73.43 | 3 | 0
2025 | NEISO_2_NYISO_G-I | NEISO | NYISO_G-I | Internal | Summer | B2 | 25 | 600 | 101.56 | 62.95 | 65.95 | 3 | 0
2025 | NEISO_2_NYISO_G-I | NEISO | NYISO_G-I | Internal | Summer | B3 | 75 | 600 | 599.78 | 54.48 | 57.5 | 3 | 0.01
2025 | NEISO_2_NYISO_G-I | NEISO | NYISO_G-I | Internal | Summer | B4 | 100 | 600 | 600 | 48.27 | 53.69 | 3 | 2.42
2025 | NEISO_2_NYISO_G-I | NEISO | NYISO_G-I | Internal | Summer | B5 | 200 | 600 | 600 | 37.7 | 53.69 | 3 | 12.99
2025 | NEISO_2_NYISO_G-I | NEISO | NYISO_G-I | Internal | Summer | B6 | 300 | 600 | 600 | 37.7 | 53.69 | 3 | 12.99
2025 | NEISO_2_NYISO_G-I | NEISO | NYISO_G-I | Internal | Summer | B7 | 400 | 600 | 600 | 37.7 | 51.52 | 3 | 10.82
2025 | NEISO_2_NYISO_G-I | NEISO | NYISO_G-I | Internal | Summer | B8 | 500 | 600 | 600 | 37.7 | 42.21 | 3 | 1.5
2025 | NEISO_2_NYISO_G-I | NEISO | NYISO_G-I | Internal | Summer | B9 | 800 | 600 | 600 | 37.7 | 41.34 | 3 | 0.64
2025 | NEISO_2_NYISO_G-I | NEISO | NYISO_G-I | Internal | Summer | B10 | 1262 | 600 | 600 | 37.7 | 41.34 | 3 | 0.64
2025 | NEISO_2_NYISO_G-I | NEISO | NYISO_G-I | Internal | Winter | B16 | 25 | 600 | 600 | 50.21 | 74.16 | 3 | 20.94
2025 | NEISO_2_NYISO_G-I | NEISO | NYISO_G-I | Internal | Winter | B17 | 100 | 600 | 600 | 50.21 | 60.45 | 3 | 7.24
2025 | NEISO_2_NYISO_G-I | NEISO | NYISO_G-I | Internal | Winter | B18 | 400 | 600 | 599.99 | 50.21 | 53.28 | 3 | 0.07
2025 | NEISO_2_NYISO_G-I | NEISO | NYISO_G-I | Internal | Winter | B19 | 700 | 600 | 0 | 50.21 | 52.19 | 3 | 0
2025 | NEISO_2_NYISO_G-I | NEISO | NYISO_G-I | Internal | Winter | B20 | 935 | 600 | 0 | 50.21 | 49.71 | 3 | 0
2025 | NEISO_2_NYISO_J-K | NEISO | NYISO_J-K | Internal | Shoulder | B11 | 25 | 430 | 430 | 40.76 | 58.19 | 3 | 14.43
2025 | NEISO_2_NYISO_J-K | NEISO | NYISO_J-K | Internal | Shoulder | B12 | 200 | 430 | 430 | 40.76 | 48.35 | 3 | 4.59
2025 | NEISO_2_NYISO_J-K | NEISO | NYISO_J-K | Internal | Shoulder | B13 | 600 | 430 | 86.7 | 40.76 | 43.76 | 3 | 0
2025 | NEISO_2_NYISO_J-K | NEISO | NYISO_J-K | Internal | Shoulder | B14 | 900 | 430 | 0 | 40.76 | 43.73 | 3 | 0
2025 | NEISO_2_NYISO_J-K | NEISO | NYISO_J-K | Internal | Shoulder | B15 | 1203 | 430 | 0 | 40.76 | 43.49 | 3 | 0
2025 | NEISO_2_NYISO_J-K | NEISO | NYISO_J-K | Internal | Summer | B1 | 10 | 430 | 428.58 | 70.43 | 73.44 | 3 | 0.01
2025 | NEISO_2_NYISO_J-K | NEISO | NYISO_J-K | Internal | Summer | B2 | 25 | 430 | 429.31 | 62.95 | 65.96 | 3 | 0.01
2025 | NEISO_2_NYISO_J-K | NEISO | NYISO_J-K | Internal | Summer | B3 | 75 | 430 | 429.89 | 54.48 | 57.51 | 3 | 0.02
2025 | NEISO_2_NYISO_J-K | NEISO | NYISO_J-K | Internal | Summer | B4 | 100 | 430 | 430 | 48.27 | 53.7 | 3 | 2.43
2025 | NEISO_2_NYISO_J-K | NEISO | NYISO_J-K | Internal | Summer | B5 | 200 | 430 | 430 | 37.7 | 53.7 | 3 | 13
2025 | NEISO_2_NYISO_J-K | NEISO | NYISO_J-K | Internal | Summer | B6 | 300 | 430 | 430 | 37.7 | 53.7 | 3 | 13
2025 | NEISO_2_NYISO_J-K | NEISO | NYISO_J-K | Internal | Summer | B7 | 400 | 430 | 430 | 37.7 | 51.53 | 3 | 10.83
2025 | NEISO_2_NYISO_J-K | NEISO | NYISO_J-K | Internal | Summer | B8 | 500 | 430 | 430 | 37.7 | 42.22 | 3 | 1.52
2025 | NEISO_2_NYISO_J-K | NEISO | NYISO_J-K | Internal | Summer | B9 | 800 | 430 | 430 | 37.7 | 41.36 | 3 | 0.66
2025 | NEISO_2_NYISO_J-K | NEISO | NYISO_J-K | Internal | Summer | B10 | 1262 | 430 | 430 | 37.7 | 41.36 | 3 | 0.66
2025 | NEISO_2_NYISO_J-K | NEISO | NYISO_J-K | Internal | Winter | B16 | 25 | 430 | 430 | 50.21 | 74.17 | 3 | 20.96
2025 | NEISO_2_NYISO_J-K | NEISO | NYISO_J-K | Internal | Winter | B17 | 100 | 430 | 430 | 50.21 | 60.46 | 3 | 7.25
2025 | NEISO_2_NYISO_J-K | NEISO | NYISO_J-K | Internal | Winter | B18 | 400 | 430 | 430 | 50.21 | 55.56 | 3 | 2.35
2025 | NEISO_2_NYISO_J-K | NEISO | NYISO_J-K | Internal | Winter | B19 | 700 | 430 | 417.87 | 50.21 | 53.21 | 3 | 0
2025 | NEISO_2_NYISO_J-K | NEISO | NYISO_J-K | Internal | Winter | B20 | 935 | 430 | 0 | 50.21 | 52.22 | 3 | 0
2025 | NonRTO_Midwest_2_MISO_IN | NonRTO_Midwest | MISO_IN | Internal | Shoulder | B11 | 25 | 4450 | 0 | 72.46 | 64.46 | 8 | 0
2025 | NonRTO_Midwest_2_MISO_IN | NonRTO_Midwest | MISO_IN | Internal | Shoulder | B12 | 200 | 4450 | 0 | 62.38 | 54.38 | 8 | 0
2025 | NonRTO_Midwest_2_MISO_IN | NonRTO_Midwest | MISO_IN | Internal | Shoulder | B13 | 600 | 4450 | 0 | 52.82 | 44.82 | 8 | 0
2025 | NonRTO_Midwest_2_MISO_IN | NonRTO_Midwest | MISO_IN | Internal | Shoulder | B14 | 900 | 4450 | 0 | 44.61 | 43.73 | 8 | 0
2025 | NonRTO_Midwest_2_MISO_IN | NonRTO_Midwest | MISO_IN | Internal | Shoulder | B15 | 1203 | 4450 | 0 | 39 | 41.45 | 8 | 0
2025 | NonRTO_Midwest_2_MISO_IN | NonRTO_Midwest | MISO_IN | Internal | Summer | B1 | 10 | 4450 | 0 | 75.82 | 73.42 | 8 | 0
2025 | NonRTO_Midwest_2_MISO_IN | NonRTO_Midwest | MISO_IN | Internal | Summer | B2 | 25 | 4450 | 0 | 75.82 | 71.42 | 8 | 0
2025 | NonRTO_Midwest_2_MISO_IN | NonRTO_Midwest | MISO_IN | Internal | Summer | B3 | 75 | 4450 | 0 | 75.82 | 68.89 | 8 | 0
2025 | NonRTO_Midwest_2_MISO_IN | NonRTO_Midwest | MISO_IN | Internal | Summer | B4 | 100 | 4450 | 0 | 75.82 | 67.82 | 8 | 0
2025 | NonRTO_Midwest_2_MISO_IN | NonRTO_Midwest | MISO_IN | Internal | Summer | B5 | 200 | 4450 | 0 | 73.33 | 65.33 | 8 | 0
2025 | NonRTO_Midwest_2_MISO_IN | NonRTO_Midwest | MISO_IN | Internal | Summer | B6 | 300 | 4450 | 0 | 61.77 | 53.77 | 8 | 0
2025 | NonRTO_Midwest_2_MISO_IN | NonRTO_Midwest | MISO_IN | Internal | Summer | B7 | 400 | 4450 | 0 | 45.53 | 44.48 | 8 | 0
2025 | NonRTO_Midwest_2_MISO_IN | NonRTO_Midwest | MISO_IN | Internal | Summer | B8 | 500 | 4450 | 0 | 43.51 | 40.84 | 8 | 0
2025 | NonRTO_Midwest_2_MISO_IN | NonRTO_Midwest | MISO_IN | Internal | Summer | B9 | 800 | 4450 | 0 | 39.14 | 40.52 | 8 | 0
2025 | NonRTO_Midwest_2_MISO_IN | NonRTO_Midwest | MISO_IN | Internal | Summer | B10 | 1262 | 4450 | 0 | 36.81 | 37.56 | 8 | 0
2025 | NonRTO_Midwest_2_MISO_IN | NonRTO_Midwest | MISO_IN | Internal | Winter | B16 | 25 | 4450 | 0 | 75.73 | 67.73 | 8 | 0
2025 | NonRTO_Midwest_2_MISO_IN | NonRTO_Midwest | MISO_IN | Internal | Winter | B17 | 100 | 4450 | 0 | 60.43 | 52.43 | 8 | 0
2025 | NonRTO_Midwest_2_MISO_IN | NonRTO_Midwest | MISO_IN | Internal | Winter | B18 | 400 | 4450 | 0 | 55.35 | 47.35 | 8 | 0
2025 | NonRTO_Midwest_2_MISO_IN | NonRTO_Midwest | MISO_IN | Internal | Winter | B19 | 700 | 4450 | 0 | 45.52 | 44.16 | 8 | 0
2025 | NonRTO_Midwest_2_MISO_IN | NonRTO_Midwest | MISO_IN | Internal | Winter | B20 | 935 | 4450 | 0 | 38.72 | 40.72 | 8 | 0
2025 | NonRTO_Midwest_2_TVA_Transmission | NonRTO_Midwest | TVA_Transmission | Internal | Shoulder | B11 | 25 | 2400 | 0 | 72.46 | 67.86 | 8 | 0
2025 | NonRTO_Midwest_2_TVA_Transmission | NonRTO_Midwest | TVA_Transmission | Internal | Shoulder | B12 | 200 | 2400 | 0 | 62.38 | 54.16 | 8 | 0
2025 | NonRTO_Midwest_2_TVA_Transmission | NonRTO_Midwest | TVA_Transmission | Internal | Shoulder | B13 | 600 | 2400 | 0 | 52.82 | 49.12 | 8 | 0
2025 | NonRTO_Midwest_2_TVA_Transmission | NonRTO_Midwest | TVA_Transmission | Internal | Shoulder | B14 | 900 | 2400 | 0 | 44.61 | 47.98 | 8 | 0
2025 | NonRTO_Midwest_2_TVA_Transmission | NonRTO_Midwest | TVA_Transmission | Internal | Shoulder | B15 | 1203 | 2400 | 0 | 39 | 46.7 | 8 | 0
2025 | NonRTO_Midwest_2_TVA_Transmission | NonRTO_Midwest | TVA_Transmission | Internal | Summer | B1 | 10 | 2400 | 0 | 75.82 | 81.42 | 8 | 0
2025 | NonRTO_Midwest_2_TVA_Transmission | NonRTO_Midwest | TVA_Transmission | Internal | Summer | B2 | 25 | 2400 | 0 | 75.82 | 79.43 | 8 | 0
2025 | NonRTO_Midwest_2_TVA_Transmission | NonRTO_Midwest | TVA_Transmission | Internal | Summer | B3 | 75 | 2400 | 0 | 75.82 | 74.43 | 8 | 0
2025 | NonRTO_Midwest_2_TVA_Transmission | NonRTO_Midwest | TVA_Transmission | Internal | Summer | B4 | 100 | 2400 | 0 | 75.82 | 74.16 | 8 | 0
2025 | NonRTO_Midwest_2_TVA_Transmission | NonRTO_Midwest | TVA_Transmission | Internal | Summer | B5 | 200 | 2400 | 0 | 73.33 | 68.94 | 8 | 0
2025 | NonRTO_Midwest_2_TVA_Transmission | NonRTO_Midwest | TVA_Transmission | Internal | Summer | B6 | 300 | 2400 | 0 | 61.77 | 60.51 | 8 | 0
2025 | NonRTO_Midwest_2_TVA_Transmission | NonRTO_Midwest | TVA_Transmission | Internal | Summer | B7 | 400 | 2400 | 0 | 45.53 | 51.5 | 8 | 0
2025 | NonRTO_Midwest_2_TVA_Transmission | NonRTO_Midwest | TVA_Transmission | Internal | Summer | B8 | 500 | 2400 | 0 | 43.51 | 46.32 | 8 | 0
2025 | NonRTO_Midwest_2_TVA_Transmission | NonRTO_Midwest | TVA_Transmission | Internal | Summer | B9 | 800 | 2400 | 0 | 39.14 | 45.64 | 8 | 0
2025 | NonRTO_Midwest_2_TVA_Transmission | NonRTO_Midwest | TVA_Transmission | Internal | Summer | B10 | 1262 | 2400 | 0 | 36.81 | 42.63 | 8 | 0
2025 | NonRTO_Midwest_2_TVA_Transmission | NonRTO_Midwest | TVA_Transmission | Internal | Winter | B16 | 25 | 2400 | 0 | 75.73 | 75.72 | 8 | 0
2025 | NonRTO_Midwest_2_TVA_Transmission | NonRTO_Midwest | TVA_Transmission | Internal | Winter | B17 | 100 | 2400 | 0 | 60.43 | 55.3 | 8 | 0
2025 | NonRTO_Midwest_2_TVA_Transmission | NonRTO_Midwest | TVA_Transmission | Internal | Winter | B18 | 400 | 2400 | 0 | 55.35 | 50.74 | 8 | 0
2025 | NonRTO_Midwest_2_TVA_Transmission | NonRTO_Midwest | TVA_Transmission | Internal | Winter | B19 | 700 | 2400 | 0 | 45.52 | 48.52 | 8 | 0
2025 | NonRTO_Midwest_2_TVA_Transmission | NonRTO_Midwest | TVA_Transmission | Internal | Winter | B20 | 935 | 2400 | 0 | 38.72 | 46.5 | 8 | 0
2025 | NYISO_A-F_2_IESO | NYISO_A-F | IESO | Internal | Shoulder | B11 | 25 | 1600 | 0 | 43.76 | 36.76 | 7 | 0
2025 | NYISO_A-F_2_IESO | NYISO_A-F | IESO | Internal | Shoulder | B12 | 200 | 1600 | 0 | 47.67 | 39.15 | 7 | 0
2025 | NYISO_A-F_2_IESO | NYISO_A-F | IESO | Internal | Shoulder | B13 | 600 | 1600 | 0 | 43.47 | 36.47 | 7 | 0
2025 | NYISO_A-F_2_IESO | NYISO_A-F | IESO | Internal | Shoulder | B14 | 900 | 1600 | 0 | 43.47 | 36.47 | 7 | 0
2025 | NYISO_A-F_2_IESO | NYISO_A-F | IESO | Internal | Shoulder | B15 | 1203 | 1600 | 0 | 43.47 | 36.47 | 7 | 0
2025 | NYISO_A-F_2_IESO | NYISO_A-F | IESO | Internal | Summer | B1 | 10 | 1600 | 0 | 67.43 | 66.41 | 7 | 0
2025 | NYISO_A-F_2_IESO | NYISO_A-F | IESO | Internal | Summer | B2 | 25 | 1600 | 0 | 65.93 | 64.4 | 7 | 0
2025 | NYISO_A-F_2_IESO | NYISO_A-F | IESO | Internal | Summer | B3 | 75 | 1600 | 0 | 57.48 | 50.48 | 7 | 0
2025 | NYISO_A-F_2_IESO | NYISO_A-F | IESO | Internal | Summer | B4 | 100 | 1600 | 0 | 53.68 | 46.68 | 7 | 0
2025 | NYISO_A-F_2_IESO | NYISO_A-F | IESO | Internal | Summer | B5 | 200 | 1600 | 0 | 50.12 | 41.41 | 7 | 0
2025 | NYISO_A-F_2_IESO | NYISO_A-F | IESO | Internal | Summer | B6 | 300 | 1600 | 0 | 48.41 | 41.41 | 7 | 0
2025 | NYISO_A-F_2_IESO | NYISO_A-F | IESO | Internal | Summer | B7 | 400 | 1600 | 0 | 44.49 | 37.49 | 7 | 0
2025 | NYISO_A-F_2_IESO | NYISO_A-F | IESO | Internal | Summer | B8 | 500 | 1600 | 0 | 42.19 | 34.33 | 7 | 0
2025 | NYISO_A-F_2_IESO | NYISO_A-F | IESO | Internal | Summer | B9 | 800 | 1600 | 0 | 41.33 | 34.33 | 7 | 0
2025 | NYISO_A-F_2_IESO | NYISO_A-F | IESO | Internal | Summer | B10 | 1262 | 1600 | 0 | 41.33 | 34.33 | 7 | 0
2025 | NYISO_A-F_2_IESO | NYISO_A-F | IESO | Internal | Winter | B16 | 25 | 1600 | 0 | 51.64 | 44.64 | 7 | 0
2025 | NYISO_A-F_2_IESO | NYISO_A-F | IESO | Internal | Winter | B17 | 100 | 1600 | 0 | 48.19 | 41.19 | 7 | 0
2025 | NYISO_A-F_2_IESO | NYISO_A-F | IESO | Internal | Winter | B18 | 400 | 1600 | 0 | 47.36 | 40.36 | 7 | 0
2025 | NYISO_A-F_2_IESO | NYISO_A-F | IESO | Internal | Winter | B19 | 700 | 1600 | 0 | 47.36 | 40.36 | 7 | 0
2025 | NYISO_A-F_2_IESO | NYISO_A-F | IESO | Internal | Winter | B20 | 935 | 1600 | 0 | 47.36 | 40.36 | 7 | 0
2025 | NYISO_A-F_2_NEISO | NYISO_A-F | NEISO | Internal | Shoulder | B11 | 25 | 600 | 0 | 43.76 | 40.76 | 3 | 0
2025 | NYISO_A-F_2_NEISO | NYISO_A-F | NEISO | Internal | Shoulder | B12 | 200 | 600 | 0 | 47.67 | 40.76 | 3 | 0
2025 | NYISO_A-F_2_NEISO | NYISO_A-F | NEISO | Internal | Shoulder | B13 | 600 | 600 | 0 | 43.47 | 40.76 | 3 | 0
2025 | NYISO_A-F_2_NEISO | NYISO_A-F | NEISO | Internal | Shoulder | B14 | 900 | 600 | 0 | 43.47 | 40.76 | 3 | 0
2025 | NYISO_A-F_2_NEISO | NYISO_A-F | NEISO | Internal | Shoulder | B15 | 1203 | 600 | 0 | 43.47 | 40.76 | 3 | 0
2025 | NYISO_A-F_2_NEISO | NYISO_A-F | NEISO | Internal | Summer | B1 | 10 | 600 | 412.42 | 67.43 | 70.43 | 3 | 0
2025 | NYISO_A-F_2_NEISO | NYISO_A-F | NEISO | Internal | Summer | B2 | 25 | 600 | 0 | 65.93 | 62.95 | 3 | 0
2025 | NYISO_A-F_2_NEISO | NYISO_A-F | NEISO | Internal | Summer | B3 | 75 | 600 | 0 | 57.48 | 54.48 | 3 | 0
2025 | NYISO_A-F_2_NEISO | NYISO_A-F | NEISO | Internal | Summer | B4 | 100 | 600 | 0 | 53.68 | 48.27 | 3 | 0
2025 | NYISO_A-F_2_NEISO | NYISO_A-F | NEISO | Internal | Summer | B5 | 200 | 600 | 0 | 50.12 | 37.7 | 3 | 0
2025 | NYISO_A-F_2_NEISO | NYISO_A-F | NEISO | Internal | Summer | B6 | 300 | 600 | 0 | 48.41 | 37.7 | 3 | 0
2025 | NYISO_A-F_2_NEISO | NYISO_A-F | NEISO | Internal | Summer | B7 | 400 | 600 | 0 | 44.49 | 37.7 | 3 | 0
2025 | NYISO_A-F_2_NEISO | NYISO_A-F | NEISO | Internal | Summer | B8 | 500 | 600 | 0 | 42.19 | 37.7 | 3 | 0
2025 | NYISO_A-F_2_NEISO | NYISO_A-F | NEISO | Internal | Summer | B9 | 800 | 600 | 0 | 41.33 | 37.7 | 3 | 0
2025 | NYISO_A-F_2_NEISO | NYISO_A-F | NEISO | Internal | Summer | B10 | 1262 | 600 | 0 | 41.33 | 37.7 | 3 | 0
2025 | NYISO_A-F_2_NEISO | NYISO_A-F | NEISO | Internal | Winter | B16 | 25 | 600 | 0 | 51.64 | 50.21 | 3 | 0
2025 | NYISO_A-F_2_NEISO | NYISO_A-F | NEISO | Internal | Winter | B17 | 100 | 600 | 0 | 48.19 | 50.21 | 3 | 0
2025 | NYISO_A-F_2_NEISO | NYISO_A-F | NEISO | Internal | Winter | B18 | 400 | 600 | 0 | 47.36 | 50.21 | 3 | 0
2025 | NYISO_A-F_2_NEISO | NYISO_A-F | NEISO | Internal | Winter | B19 | 700 | 600 | 0 | 47.36 | 50.21 | 3 | 0
2025 | NYISO_A-F_2_NEISO | NYISO_A-F | NEISO | Internal | Winter | B20 | 935 | 600 | 0 | 47.36 | 50.21 | 3 | 0
2025 | NYISO_A-F_2_NYISO_G-I | NYISO_A-F | NYISO_G-I | Internal | Shoulder | B11 | 25 | 4250 | 4250 | 43.76 | 58.18 | 0.01 | 14.41
2025 | NYISO_A-F_2_NYISO_G-I | NYISO_A-F | NYISO_G-I | Internal | Shoulder | B12 | 200 | 4250 | 4250 | 47.67 | 48.34 | 0.01 | 0.66
2025 | NYISO_A-F_2_NYISO_G-I | NYISO_A-F | NYISO_G-I | Internal | Shoulder | B13 | 600 | 4250 | 4250 | 43.47 | 43.75 | 0.01 | 0.27
2025 | NYISO_A-F_2_NYISO_G-I | NYISO_A-F | NYISO_G-I | Internal | Shoulder | B14 | 900 | 4250 | 4250 | 43.47 | 43.72 | 0.01 | 0.24
2025 | NYISO_A-F_2_NYISO_G-I | NYISO_A-F | NYISO_G-I | Internal | Shoulder | B15 | 1203 | 4250 | 2552.49 | 43.47 | 43.48 | 0.01 | 0
2025 | NYISO_A-F_2_NYISO_G-I | NYISO_A-F | NYISO_G-I | Internal | Summer | B1 | 10 | 4250 | 4250 | 67.43 | 73.43 | 0.01 | 5.99
2025 | NYISO_A-F_2_NYISO_G-I | NYISO_A-F | NYISO_G-I | Internal | Summer | B2 | 25 | 4250 | 4121.79 | 65.93 | 65.95 | 0.01 | 0
2025 | NYISO_A-F_2_NYISO_G-I | NYISO_A-F | NYISO_G-I | Internal | Summer | B3 | 75 | 4250 | 3809.23 | 57.48 | 57.5 | 0.01 | 0
2025 | NYISO_A-F_2_NYISO_G-I | NYISO_A-F | NYISO_G-I | Internal | Summer | B4 | 100 | 4250 | 4029.67 | 53.68 | 53.69 | 0.01 | 0
2025 | NYISO_A-F_2_NYISO_G-I | NYISO_A-F | NYISO_G-I | Internal | Summer | B5 | 200 | 4250 | 4250 | 50.12 | 53.69 | 0.01 | 3.56
2025 | NYISO_A-F_2_NYISO_G-I | NYISO_A-F | NYISO_G-I | Internal | Summer | B6 | 300 | 4250 | 4250 | 48.41 | 53.69 | 0.01 | 5.27
2025 | NYISO_A-F_2_NYISO_G-I | NYISO_A-F | NYISO_G-I | Internal | Summer | B7 | 400 | 4250 | 4250 | 44.49 | 51.52 | 0.01 | 7.02
2025 | NYISO_A-F_2_NYISO_G-I | NYISO_A-F | NYISO_G-I | Internal | Summer | B8 | 500 | 4250 | 3792.78 | 42.19 | 42.21 | 0.01 | 0
2025 | NYISO_A-F_2_NYISO_G-I | NYISO_A-F | NYISO_G-I | Internal | Summer | B9 | 800 | 4250 | 2641.8 | 41.33 | 41.34 | 0.01 | 0
2025 | NYISO_A-F_2_NYISO_G-I | NYISO_A-F | NYISO_G-I | Internal | Summer | B10 | 1262 | 4250 | 300.53 | 41.33 | 41.34 | 0.01 | 0
2025 | NYISO_A-F_2_NYISO_G-I | NYISO_A-F | NYISO_G-I | Internal | Winter | B16 | 25 | 4250 | 4250 | 51.64 | 74.16 | 0.01 | 22.51
2025 | NYISO_A-F_2_NYISO_G-I | NYISO_A-F | NYISO_G-I | Internal | Winter | B17 | 100 | 4250 | 4250 | 48.19 | 60.45 | 0.01 | 12.25
2025 | NYISO_A-F_2_NYISO_G-I | NYISO_A-F | NYISO_G-I | Internal | Winter | B18 | 400 | 4250 | 4250 | 47.36 | 53.28 | 0.01 | 5.91
2025 | NYISO_A-F_2_NYISO_G-I | NYISO_A-F | NYISO_G-I | Internal | Winter | B19 | 700 | 4250 | 4250 | 47.36 | 52.19 | 0.01 | 4.81
2025 | NYISO_A-F_2_NYISO_G-I | NYISO_A-F | NYISO_G-I | Internal | Winter | B20 | 935 | 4250 | 4250 | 47.36 | 49.71 | 0.01 | 2.34
2025 | NYISO_A-F_2_PJM_ROM | NYISO_A-F | PJM_ROM | Internal | Shoulder | B11 | 25 | 1000 | 1000 | 43.76 | 62.45 | 8 | 10.68
2025 | NYISO_A-F_2_PJM_ROM | NYISO_A-F | PJM_ROM | Internal | Shoulder | B12 | 200 | 1000 | 1000 | 47.67 | 56.35 | 8 | 0.69
2025 | NYISO_A-F_2_PJM_ROM | NYISO_A-F | PJM_ROM | Internal | Shoulder | B13 | 600 | 1000 | 0 | 43.47 | 46.82 | 8 | 0
2025 | NYISO_A-F_2_PJM_ROM | NYISO_A-F | PJM_ROM | Internal | Shoulder | B14 | 900 | 1000 | 0 | 43.47 | 44.25 | 8 | 0
2025 | NYISO_A-F_2_PJM_ROM | NYISO_A-F | PJM_ROM | Internal | Shoulder | B15 | 1203 | 1000 | 0 | 43.47 | 41.89 | 8 | 0
2025 | NYISO_A-F_2_PJM_ROM | NYISO_A-F | PJM_ROM | Internal | Summer | B1 | 10 | 1000 | 29.69 | 67.43 | 75.43 | 8 | 0
2025 | NYISO_A-F_2_PJM_ROM | NYISO_A-F | PJM_ROM | Internal | Summer | B2 | 25 | 1000 | 0.02 | 65.93 | 73.44 | 8 | 0
2025 | NYISO_A-F_2_PJM_ROM | NYISO_A-F | PJM_ROM | Internal | Summer | B3 | 75 | 1000 | 1000 | 57.48 | 68.42 | 8 | 2.93
2025 | NYISO_A-F_2_PJM_ROM | NYISO_A-F | PJM_ROM | Internal | Summer | B4 | 100 | 1000 | 1000 | 53.68 | 68.19 | 8 | 6.51
2025 | NYISO_A-F_2_PJM_ROM | NYISO_A-F | PJM_ROM | Internal | Summer | B5 | 200 | 1000 | 1000 | 50.12 | 63.34 | 8 | 5.23
2025 | NYISO_A-F_2_PJM_ROM | NYISO_A-F | PJM_ROM | Internal | Summer | B6 | 300 | 1000 | 0 | 48.41 | 55.77 | 8 | 0
2025 | NYISO_A-F_2_PJM_ROM | NYISO_A-F | PJM_ROM | Internal | Summer | B7 | 400 | 1000 | 0 | 44.49 | 45.53 | 8 | 0
2025 | NYISO_A-F_2_PJM_ROM | NYISO_A-F | PJM_ROM | Internal | Summer | B8 | 500 | 1000 | 0 | 42.19 | 42.39 | 8 | 0
2025 | NYISO_A-F_2_PJM_ROM | NYISO_A-F | PJM_ROM | Internal | Summer | B9 | 800 | 1000 | 0 | 41.33 | 40.59 | 8 | 0
2025 | NYISO_A-F_2_PJM_ROM | NYISO_A-F | PJM_ROM | Internal | Summer | B10 | 1262 | 1000 | 0 | 41.33 | 38.55 | 8 | 0
2025 | NYISO_A-F_2_PJM_ROM | NYISO_A-F | PJM_ROM | Internal | Winter | B16 | 25 | 1000 | 1000 | 51.64 | 69.73 | 8 | 10.09
2025 | NYISO_A-F_2_PJM_ROM | NYISO_A-F | PJM_ROM | Internal | Winter | B17 | 100 | 1000 | 0 | 48.19 | 54.45 | 8 | 0
2025 | NYISO_A-F_2_PJM_ROM | NYISO_A-F | PJM_ROM | Internal | Winter | B18 | 400 | 1000 | 0 | 47.36 | 49.36 | 8 | 0
2025 | NYISO_A-F_2_PJM_ROM | NYISO_A-F | PJM_ROM | Internal | Winter | B19 | 700 | 1000 | 0 | 47.36 | 46.17 | 8 | 0
2025 | NYISO_A-F_2_PJM_ROM | NYISO_A-F | PJM_ROM | Internal | Winter | B20 | 935 | 1000 | 0 | 47.36 | 42.14 | 8 | 0
2025 | NYISO_G-I_2_NEISO | NYISO_G-I | NEISO | Internal | Shoulder | B11 | 25 | 600 | 0 | 58.18 | 40.76 | 3 | 0
2025 | NYISO_G-I_2_NEISO | NYISO_G-I | NEISO | Internal | Shoulder | B12 | 200 | 600 | 0 | 48.34 | 40.76 | 3 | 0
2025 | NYISO_G-I_2_NEISO | NYISO_G-I | NEISO | Internal | Shoulder | B13 | 600 | 600 | 0 | 43.75 | 40.76 | 3 | 0
2025 | NYISO_G-I_2_NEISO | NYISO_G-I | NEISO | Internal | Shoulder | B14 | 900 | 600 | 0 | 43.72 | 40.76 | 3 | 0
2025 | NYISO_G-I_2_NEISO | NYISO_G-I | NEISO | Internal | Shoulder | B15 | 1203 | 600 | 0 | 43.48 | 40.76 | 3 | 0
2025 | NYISO_G-I_2_NEISO | NYISO_G-I | NEISO | Internal | Summer | B1 | 10 | 600 | 0 | 73.43 | 70.43 | 3 | 0
2025 | NYISO_G-I_2_NEISO | NYISO_G-I | NEISO | Internal | Summer | B2 | 25 | 600 | 0 | 65.95 | 62.95 | 3 | 0
2025 | NYISO_G-I_2_NEISO | NYISO_G-I | NEISO | Internal | Summer | B3 | 75 | 600 | 0 | 57.5 | 54.48 | 3 | 0
2025 | NYISO_G-I_2_NEISO | NYISO_G-I | NEISO | Internal | Summer | B4 | 100 | 600 | 0 | 53.69 | 48.27 | 3 | 0
2025 | NYISO_G-I_2_NEISO | NYISO_G-I | NEISO | Internal | Summer | B5 | 200 | 600 | 0 | 53.69 | 37.7 | 3 | 0
2025 | NYISO_G-I_2_NEISO | NYISO_G-I | NEISO | Internal | Summer | B6 | 300 | 600 | 0 | 53.69 | 37.7 | 3 | 0
2025 | NYISO_G-I_2_NEISO | NYISO_G-I | NEISO | Internal | Summer | B7 | 400 | 600 | 0 | 51.52 | 37.7 | 3 | 0
2025 | NYISO_G-I_2_NEISO | NYISO_G-I | NEISO | Internal | Summer | B8 | 500 | 600 | 0 | 42.21 | 37.7 | 3 | 0
2025 | NYISO_G-I_2_NEISO | NYISO_G-I | NEISO | Internal | Summer | B9 | 800 | 600 | 0 | 41.34 | 37.7 | 3 | 0
2025 | NYISO_G-I_2_NEISO | NYISO_G-I | NEISO | Internal | Summer | B10 | 1262 | 600 | 0 | 41.34 | 37.7 | 3 | 0
2025 | NYISO_G-I_2_NEISO | NYISO_G-I | NEISO | Internal | Winter | B16 | 25 | 600 | 0 | 74.16 | 50.21 | 3 | 0
2025 | NYISO_G-I_2_NEISO | NYISO_G-I | NEISO | Internal | Winter | B17 | 100 | 600 | 0 | 60.45 | 50.21 | 3 | 0
2025 | NYISO_G-I_2_NEISO | NYISO_G-I | NEISO | Internal | Winter | B18 | 400 | 600 | 0 | 53.28 | 50.21 | 3 | 0
2025 | NYISO_G-I_2_NEISO | NYISO_G-I | NEISO | Internal | Winter | B19 | 700 | 600 | 0 | 52.19 | 50.21 | 3 | 0
2025 | NYISO_G-I_2_NEISO | NYISO_G-I | NEISO | Internal | Winter | B20 | 935 | 600 | 0 | 49.71 | 50.21 | 3 | 0
2025 | NYISO_G-I_2_NYISO_A-F | NYISO_G-I | NYISO_A-F | Internal | Shoulder | B11 | 25 | 1999 | 0 | 58.18 | 43.76 | 0.01 | 0
2025 | NYISO_G-I_2_NYISO_A-F | NYISO_G-I | NYISO_A-F | Internal | Shoulder | B12 | 200 | 1999 | 0 | 48.34 | 47.67 | 0.01 | 0
2025 | NYISO_G-I_2_NYISO_A-F | NYISO_G-I | NYISO_A-F | Internal | Shoulder | B13 | 600 | 1999 | 0 | 43.75 | 43.47 | 0.01 | 0
2025 | NYISO_G-I_2_NYISO_A-F | NYISO_G-I | NYISO_A-F | Internal | Shoulder | B14 | 900 | 1999 | 0 | 43.72 | 43.47 | 0.01 | 0
2025 | NYISO_G-I_2_NYISO_A-F | NYISO_G-I | NYISO_A-F | Internal | Shoulder | B15 | 1203 | 1999 | 0 | 43.48 | 43.47 | 0.01 | 0
2025 | NYISO_G-I_2_NYISO_A-F | NYISO_G-I | NYISO_A-F | Internal | Summer | B1 | 10 | 1999 | 0 | 73.43 | 67.43 | 0.01 | 0
2025 | NYISO_G-I_2_NYISO_A-F | NYISO_G-I | NYISO_A-F | Internal | Summer | B2 | 25 | 1999 | 0.3 | 65.95 | 65.93 | 0.01 | 0
2025 | NYISO_G-I_2_NYISO_A-F | NYISO_G-I | NYISO_A-F | Internal | Summer | B3 | 75 | 1999 | 0.11 | 57.5 | 57.48 | 0.01 | 0
2025 | NYISO_G-I_2_NYISO_A-F | NYISO_G-I | NYISO_A-F | Internal | Summer | B4 | 100 | 1999 | 0.09 | 53.69 | 53.68 | 0.01 | 0
2025 | NYISO_G-I_2_NYISO_A-F | NYISO_G-I | NYISO_A-F | Internal | Summer | B5 | 200 | 1999 | 0 | 53.69 | 50.12 | 0.01 | 0
2025 | NYISO_G-I_2_NYISO_A-F | NYISO_G-I | NYISO_A-F | Internal | Summer | B6 | 300 | 1999 | 0 | 53.69 | 48.41 | 0.01 | 0
2025 | NYISO_G-I_2_NYISO_A-F | NYISO_G-I | NYISO_A-F | Internal | Summer | B7 | 400 | 1999 | 0 | 51.52 | 44.49 | 0.01 | 0
2025 | NYISO_G-I_2_NYISO_A-F | NYISO_G-I | NYISO_A-F | Internal | Summer | B8 | 500 | 1999 | 0.02 | 42.21 | 42.19 | 0.01 | 0
2025 | NYISO_G-I_2_NYISO_A-F | NYISO_G-I | NYISO_A-F | Internal | Summer | B9 | 800 | 1999 | 0.01 | 41.34 | 41.33 | 0.01 | 0
2025 | NYISO_G-I_2_NYISO_A-F | NYISO_G-I | NYISO_A-F | Internal | Summer | B10 | 1262 | 1999 | 0 | 41.34 | 41.33 | 0.01 | 0
2025 | NYISO_G-I_2_NYISO_A-F | NYISO_G-I | NYISO_A-F | Internal | Winter | B16 | 25 | 1999 | 0 | 74.16 | 51.64 | 0.01 | 0
2025 | NYISO_G-I_2_NYISO_A-F | NYISO_G-I | NYISO_A-F | Internal | Winter | B17 | 100 | 1999 | 0 | 60.45 | 48.19 | 0.01 | 0
2025 | NYISO_G-I_2_NYISO_A-F | NYISO_G-I | NYISO_A-F | Internal | Winter | B18 | 400 | 1999 | 0 | 53.28 | 47.36 | 0.01 | 0
2025 | NYISO_G-I_2_NYISO_A-F | NYISO_G-I | NYISO_A-F | Internal | Winter | B19 | 700 | 1999 | 0 | 52.19 | 47.36 | 0.01 | 0
2025 | NYISO_G-I_2_NYISO_A-F | NYISO_G-I | NYISO_A-F | Internal | Winter | B20 | 935 | 1999 | 0 | 49.71 | 47.36 | 0.01 | 0
2025 | NYISO_G-I_2_NYISO_J-K | NYISO_G-I | NYISO_J-K | Internal | Shoulder | B11 | 25 | 6130 | 5228.05 | 58.18 | 58.19 | 0.01 | 0
2025 | NYISO_G-I_2_NYISO_J-K | NYISO_G-I | NYISO_J-K | Internal | Shoulder | B12 | 200 | 6130 | 4978.85 | 48.34 | 48.35 | 0.01 | 0
2025 | NYISO_G-I_2_NYISO_J-K | NYISO_G-I | NYISO_J-K | Internal | Shoulder | B13 | 600 | 6130 | 4867.9 | 43.75 | 43.76 | 0.01 | 0
2025 | NYISO_G-I_2_NYISO_J-K | NYISO_G-I | NYISO_J-K | Internal | Shoulder | B14 | 900 | 6130 | 5052.3 | 43.72 | 43.73 | 0.01 | 0
2025 | NYISO_G-I_2_NYISO_J-K | NYISO_G-I | NYISO_J-K | Internal | Shoulder | B15 | 1203 | 6130 | 3776.9 | 43.48 | 43.49 | 0.01 | 0
2025 | NYISO_G-I_2_NYISO_J-K | NYISO_G-I | NYISO_J-K | Internal | Summer | B1 | 10 | 6130 | 4391.8 | 73.43 | 73.44 | 0.01 | 0
2025 | NYISO_G-I_2_NYISO_J-K | NYISO_G-I | NYISO_J-K | Internal | Summer | B2 | 25 | 6130 | 4027.28 | 65.95 | 65.96 | 0.01 | 0
2025 | NYISO_G-I_2_NYISO_J-K | NYISO_G-I | NYISO_J-K | Internal | Summer | B3 | 75 | 6130 | 3173.01 | 57.5 | 57.51 | 0.01 | 0
2025 | NYISO_G-I_2_NYISO_J-K | NYISO_G-I | NYISO_J-K | Internal | Summer | B4 | 100 | 6130 | 3678.85 | 53.69 | 53.7 | 0.01 | 0
2025 | NYISO_G-I_2_NYISO_J-K | NYISO_G-I | NYISO_J-K | Internal | Summer | B5 | 200 | 6130 | 4042.73 | 53.69 | 53.7 | 0.01 | 0
2025 | NYISO_G-I_2_NYISO_J-K | NYISO_G-I | NYISO_J-K | Internal | Summer | B6 | 300 | 6130 | 5768.08 | 53.69 | 53.7 | 0.01 | 0
2025 | NYISO_G-I_2_NYISO_J-K | NYISO_G-I | NYISO_J-K | Internal | Summer | B7 | 400 | 6130 | 6064.73 | 51.52 | 51.53 | 0.01 | 0
2025 | NYISO_G-I_2_NYISO_J-K | NYISO_G-I | NYISO_J-K | Internal | Summer | B8 | 500 | 6130 | 5663.8 | 42.21 | 42.22 | 0.01 | 0
2025 | NYISO_G-I_2_NYISO_J-K | NYISO_G-I | NYISO_J-K | Internal | Summer | B9 | 800 | 6130 | 4733.4 | 41.34 | 41.36 | 0.01 | 0
2025 | NYISO_G-I_2_NYISO_J-K | NYISO_G-I | NYISO_J-K | Internal | Summer | B10 | 1262 | 6130 | 2858.37 | 41.34 | 41.36 | 0.01 | 0
2025 | NYISO_G-I_2_NYISO_J-K | NYISO_G-I | NYISO_J-K | Internal | Winter | B16 | 25 | 6130 | 5918.45 | 74.16 | 74.17 | 0.01 | 0
2025 | NYISO_G-I_2_NYISO_J-K | NYISO_G-I | NYISO_J-K | Internal | Winter | B17 | 100 | 6130 | 6063.03 | 60.45 | 60.46 | 0.01 | 0
2025 | NYISO_G-I_2_NYISO_J-K | NYISO_G-I | NYISO_J-K | Internal | Winter | B18 | 400 | 6130 | 6130 | 53.28 | 55.56 | 0.01 | 2.27
2025 | NYISO_G-I_2_NYISO_J-K | NYISO_G-I | NYISO_J-K | Internal | Winter | B19 | 700 | 6130 | 6130 | 52.19 | 53.21 | 0.01 | 1.02
2025 | NYISO_G-I_2_NYISO_J-K | NYISO_G-I | NYISO_J-K | Internal | Winter | B20 | 935 | 6130 | 6130 | 49.71 | 52.22 | 0.01 | 2.5
2025 | NYISO_G-I_2_PJM_E | NYISO_G-I | PJM_E | Internal | Shoulder | B11 | 25 | 1500 | 0 | 58.18 | 62.43 | 8 | 0
2025 | NYISO_G-I_2_PJM_E | NYISO_G-I | PJM_E | Internal | Shoulder | B12 | 200 | 1500 | 330.6 | 48.34 | 56.34 | 8 | 0
2025 | NYISO_G-I_2_PJM_E | NYISO_G-I | PJM_E | Internal | Shoulder | B13 | 600 | 1500 | 0 | 43.75 | 46.8 | 8 | 0
2025 | NYISO_G-I_2_PJM_E | NYISO_G-I | PJM_E | Internal | Shoulder | B14 | 900 | 1500 | 0 | 43.72 | 44.23 | 8 | 0
2025 | NYISO_G-I_2_PJM_E | NYISO_G-I | PJM_E | Internal | Shoulder | B15 | 1203 | 1500 | 0 | 43.48 | 41.9 | 8 | 0
2025 | NYISO_G-I_2_PJM_E | NYISO_G-I | PJM_E | Internal | Summer | B1 | 10 | 1500 | 0 | 73.43 | 75.44 | 8 | 0
2025 | NYISO_G-I_2_PJM_E | NYISO_G-I | PJM_E | Internal | Summer | B2 | 25 | 1500 | 0.02 | 65.95 | 73.45 | 8 | 0
2025 | NYISO_G-I_2_PJM_E | NYISO_G-I | PJM_E | Internal | Summer | B3 | 75 | 1500 | 1500 | 57.5 | 68.4 | 8 | 2.91
2025 | NYISO_G-I_2_PJM_E | NYISO_G-I | PJM_E | Internal | Summer | B4 | 100 | 1500 | 1500 | 53.69 | 68.17 | 8 | 6.48
2025 | NYISO_G-I_2_PJM_E | NYISO_G-I | PJM_E | Internal | Summer | B5 | 200 | 1500 | 1500 | 53.69 | 63.33 | 8 | 1.64
2025 | NYISO_G-I_2_PJM_E | NYISO_G-I | PJM_E | Internal | Summer | B6 | 300 | 1500 | 0 | 53.69 | 55.76 | 8 | 0
2025 | NYISO_G-I_2_PJM_E | NYISO_G-I | PJM_E | Internal | Summer | B7 | 400 | 1500 | 0 | 51.52 | 45.52 | 8 | 0
2025 | NYISO_G-I_2_PJM_E | NYISO_G-I | PJM_E | Internal | Summer | B8 | 500 | 1500 | 0 | 42.21 | 42.4 | 8 | 0
2025 | NYISO_G-I_2_PJM_E | NYISO_G-I | PJM_E | Internal | Summer | B9 | 800 | 1500 | 0 | 41.34 | 40.6 | 8 | 0
2025 | NYISO_G-I_2_PJM_E | NYISO_G-I | PJM_E | Internal | Summer | B10 | 1262 | 1500 | 0 | 41.34 | 38.56 | 8 | 0
2025 | NYISO_G-I_2_PJM_E | NYISO_G-I | PJM_E | Internal | Winter | B16 | 25 | 1500 | 0 | 74.16 | 69.72 | 8 | 0
2025 | NYISO_G-I_2_PJM_E | NYISO_G-I | PJM_E | Internal | Winter | B17 | 100 | 1500 | 0 | 60.45 | 54.46 | 8 | 0
2025 | NYISO_G-I_2_PJM_E | NYISO_G-I | PJM_E | Internal | Winter | B18 | 400 | 1500 | 0 | 53.28 | 49.37 | 8 | 0
2025 | NYISO_G-I_2_PJM_E | NYISO_G-I | PJM_E | Internal | Winter | B19 | 700 | 1500 | 0 | 52.19 | 46.19 | 8 | 0
2025 | NYISO_G-I_2_PJM_E | NYISO_G-I | PJM_E | Internal | Winter | B20 | 935 | 1500 | 0 | 49.71 | 42.15 | 8 | 0
2025 | NYISO_J-K_2_NEISO | NYISO_J-K | NEISO | Internal | Shoulder | B11 | 25 | 0.01 | 0 | 58.19 | 40.76 | 3 | 0.71
2025 | NYISO_J-K_2_NEISO | NYISO_J-K | NEISO | Internal | Shoulder | B12 | 200 | 0.01 | 0 | 48.35 | 40.76 | 3 | 0.1
2025 | NYISO_J-K_2_NEISO | NYISO_J-K | NEISO | Internal | Shoulder | B13 | 600 | 0.01 | 0 | 43.76 | 40.76 | 3 | 0.04
2025 | NYISO_J-K_2_NEISO | NYISO_J-K | NEISO | Internal | Shoulder | B14 | 900 | 0.01 | 0 | 43.73 | 40.76 | 3 | 0.02
2025 | NYISO_J-K_2_NEISO | NYISO_J-K | NEISO | Internal | Shoulder | B15 | 1203 | 0.01 | 0 | 43.49 | 40.76 | 3 | 0.02
2025 | NYISO_J-K_2_NEISO | NYISO_J-K | NEISO | Internal | Summer | B1 | 10 | 0.01 | 0 | 73.44 | 70.43 | 3 | 2.14
2025 | NYISO_J-K_2_NEISO | NYISO_J-K | NEISO | Internal | Summer | B2 | 25 | 0.01 | 0 | 65.96 | 62.95 | 3 | 0.75
2025 | NYISO_J-K_2_NEISO | NYISO_J-K | NEISO | Internal | Summer | B3 | 75 | 0.01 | 0 | 57.51 | 54.48 | 3 | 0.27
2025 | NYISO_J-K_2_NEISO | NYISO_J-K | NEISO | Internal | Summer | B4 | 100 | 0.01 | 0 | 53.7 | 48.27 | 3 | 0.2
2025 | NYISO_J-K_2_NEISO | NYISO_J-K | NEISO | Internal | Summer | B5 | 200 | 0.01 | 0 | 53.7 | 37.7 | 3 | 0.1
2025 | NYISO_J-K_2_NEISO | NYISO_J-K | NEISO | Internal | Summer | B6 | 300 | 0.01 | 0 | 53.7 | 37.7 | 3 | 0.07
2025 | NYISO_J-K_2_NEISO | NYISO_J-K | NEISO | Internal | Summer | B7 | 400 | 0.01 | 0 | 51.53 | 37.7 | 3 | 0.05
2025 | NYISO_J-K_2_NEISO | NYISO_J-K | NEISO | Internal | Summer | B8 | 500 | 0.01 | 0 | 42.22 | 37.7 | 3 | 0.04
2025 | NYISO_J-K_2_NEISO | NYISO_J-K | NEISO | Internal | Summer | B9 | 800 | 0.01 | 0 | 41.36 | 37.7 | 3 | 0.03
2025 | NYISO_J-K_2_NEISO | NYISO_J-K | NEISO | Internal | Summer | B10 | 1262 | 0.01 | 0 | 41.36 | 37.7 | 3 | 0.02
2025 | NYISO_J-K_2_NEISO | NYISO_J-K | NEISO | Internal | Winter | B16 | 25 | 0.01 | 0 | 74.17 | 50.21 | 3 | 0.7
2025 | NYISO_J-K_2_NEISO | NYISO_J-K | NEISO | Internal | Winter | B17 | 100 | 0.01 | 0 | 60.46 | 50.21 | 3 | 0.2
2025 | NYISO_J-K_2_NEISO | NYISO_J-K | NEISO | Internal | Winter | B18 | 400 | 0.01 | 0 | 55.56 | 50.21 | 3 | 0.05
2025 | NYISO_J-K_2_NEISO | NYISO_J-K | NEISO | Internal | Winter | B19 | 700 | 0.01 | 0 | 53.21 | 50.21 | 3 | 0.03
2025 | NYISO_J-K_2_NEISO | NYISO_J-K | NEISO | Internal | Winter | B20 | 935 | 0.01 | 0 | 52.22 | 50.21 | 3 | 0.02
2025 | NYISO_J-K_2_NYISO_G-I | NYISO_J-K | NYISO_G-I | Internal | Shoulder | B11 | 25 | 1999 | 0.34 | 58.19 | 58.18 | 0.01 | 0
2025 | NYISO_J-K_2_NYISO_G-I | NYISO_J-K | NYISO_G-I | Internal | Shoulder | B12 | 200 | 1999 | 0.04 | 48.35 | 48.34 | 0.01 | 0
2025 | NYISO_J-K_2_NYISO_G-I | NYISO_J-K | NYISO_G-I | Internal | Shoulder | B13 | 600 | 1999 | 0.02 | 43.76 | 43.75 | 0.01 | 0
2025 | NYISO_J-K_2_NYISO_G-I | NYISO_J-K | NYISO_G-I | Internal | Shoulder | B14 | 900 | 1999 | 0.01 | 43.73 | 43.72 | 0.01 | 0
2025 | NYISO_J-K_2_NYISO_G-I | NYISO_J-K | NYISO_G-I | Internal | Shoulder | B15 | 1203 | 1999 | 0 | 43.49 | 43.48 | 0.01 | 0
2025 | NYISO_J-K_2_NYISO_G-I | NYISO_J-K | NYISO_G-I | Internal | Summer | B1 | 10 | 1999 | 0.83 | 73.44 | 73.43 | 0.01 | 0
2025 | NYISO_J-K_2_NYISO_G-I | NYISO_J-K | NYISO_G-I | Internal | Summer | B2 | 25 | 1999 | 0.34 | 65.96 | 65.95 | 0.01 | 0
2025 | NYISO_J-K_2_NYISO_G-I | NYISO_J-K | NYISO_G-I | Internal | Summer | B3 | 75 | 1999 | 0.12 | 57.51 | 57.5 | 0.01 | 0
2025 | NYISO_J-K_2_NYISO_G-I | NYISO_J-K | NYISO_G-I | Internal | Summer | B4 | 100 | 1999 | 0.09 | 53.7 | 53.69 | 0.01 | 0
2025 | NYISO_J-K_2_NYISO_G-I | NYISO_J-K | NYISO_G-I | Internal | Summer | B5 | 200 | 1999 | 0.04 | 53.7 | 53.69 | 0.01 | 0
2025 | NYISO_J-K_2_NYISO_G-I | NYISO_J-K | NYISO_G-I | Internal | Summer | B6 | 300 | 1999 | 0.03 | 53.7 | 53.69 | 0.01 | 0
2025 | NYISO_J-K_2_NYISO_G-I | NYISO_J-K | NYISO_G-I | Internal | Summer | B7 | 400 | 1999 | 0.02 | 51.53 | 51.52 | 0.01 | 0
2025 | NYISO_J-K_2_NYISO_G-I | NYISO_J-K | NYISO_G-I | Internal | Summer | B8 | 500 | 1999 | 0.02 | 42.22 | 42.21 | 0.01 | 0
2025 | NYISO_J-K_2_NYISO_G-I | NYISO_J-K | NYISO_G-I | Internal | Summer | B9 | 800 | 1999 | 0.01 | 41.36 | 41.34 | 0.01 | 0
2025 | NYISO_J-K_2_NYISO_G-I | NYISO_J-K | NYISO_G-I | Internal | Summer | B10 | 1262 | 1999 | 0 | 41.36 | 41.34 | 0.01 | 0
2025 | NYISO_J-K_2_NYISO_G-I | NYISO_J-K | NYISO_G-I | Internal | Winter | B16 | 25 | 1999 | 0.32 | 74.17 | 74.16 | 0.01 | 0
2025 | NYISO_J-K_2_NYISO_G-I | NYISO_J-K | NYISO_G-I | Internal | Winter | B17 | 100 | 1999 | 0.08 | 60.46 | 60.45 | 0.01 | 0
2025 | NYISO_J-K_2_NYISO_G-I | NYISO_J-K | NYISO_G-I | Internal | Winter | B18 | 400 | 1999 | 0 | 55.56 | 53.28 | 0.01 | 0
2025 | NYISO_J-K_2_NYISO_G-I | NYISO_J-K | NYISO_G-I | Internal | Winter | B19 | 700 | 1999 | 0 | 53.21 | 52.19 | 0.01 | 0
2025 | NYISO_J-K_2_NYISO_G-I | NYISO_J-K | NYISO_G-I | Internal | Winter | B20 | 935 | 1999 | 0 | 52.22 | 49.71 | 0.01 | 0
2025 | NYISO_J-K_2_PJM_E | NYISO_J-K | PJM_E | Internal | Shoulder | B11 | 25 | 0.01 | 0 | 58.19 | 62.43 | 8 | 0.81
2025 | NYISO_J-K_2_PJM_E | NYISO_J-K | PJM_E | Internal | Shoulder | B12 | 200 | 0.01 | 0 | 48.35 | 56.34 | 8 | 0.18
2025 | NYISO_J-K_2_PJM_E | NYISO_J-K | PJM_E | Internal | Shoulder | B13 | 600 | 0.01 | 0 | 43.76 | 46.8 | 8 | 0.04
2025 | NYISO_J-K_2_PJM_E | NYISO_J-K | PJM_E | Internal | Shoulder | B14 | 900 | 0.01 | 0 | 43.73 | 44.23 | 8 | 0.02
2025 | NYISO_J-K_2_PJM_E | NYISO_J-K | PJM_E | Internal | Shoulder | B15 | 1203 | 0.01 | 0 | 43.49 | 41.9 | 8 | 0.02
2025 | NYISO_J-K_2_PJM_E | NYISO_J-K | PJM_E | Internal | Summer | B1 | 10 | 0.01 | 0 | 73.44 | 75.44 | 8 | 2.14
2025 | NYISO_J-K_2_PJM_E | NYISO_J-K | PJM_E | Internal | Summer | B2 | 25 | 0.01 | 0 | 65.96 | 73.45 | 8 | 1.12
2025 | NYISO_J-K_2_PJM_E | NYISO_J-K | PJM_E | Internal | Summer | B3 | 75 | 0.01 | 0 | 57.51 | 68.4 | 8 | 3.17
2025 | NYISO_J-K_2_PJM_E | NYISO_J-K | PJM_E | Internal | Summer | B4 | 100 | 0.01 | 0 | 53.7 | 68.17 | 8 | 6.68
2025 | NYISO_J-K_2_PJM_E | NYISO_J-K | PJM_E | Internal | Summer | B5 | 200 | 0.01 | 0 | 53.7 | 63.33 | 8 | 1.74
2025 | NYISO_J-K_2_PJM_E | NYISO_J-K | PJM_E | Internal | Summer | B6 | 300 | 0.01 | 0 | 53.7 | 55.76 | 8 | 0.07
2025 | NYISO_J-K_2_PJM_E | NYISO_J-K | PJM_E | Internal | Summer | B7 | 400 | 0.01 | 0 | 51.53 | 45.52 | 8 | 0.05
2025 | NYISO_J-K_2_PJM_E | NYISO_J-K | PJM_E | Internal | Summer | B8 | 500 | 0.01 | 0 | 42.22 | 42.4 | 8 | 0.04
2025 | NYISO_J-K_2_PJM_E | NYISO_J-K | PJM_E | Internal | Summer | B9 | 800 | 0.01 | 0 | 41.36 | 40.6 | 8 | 0.03
2025 | NYISO_J-K_2_PJM_E | NYISO_J-K | PJM_E | Internal | Summer | B10 | 1262 | 0.01 | 0 | 41.36 | 38.56 | 8 | 0.02
2025 | NYISO_J-K_2_PJM_E | NYISO_J-K | PJM_E | Internal | Winter | B16 | 25 | 0.01 | 0 | 74.17 | 69.72 | 8 | 0.71
2025 | NYISO_J-K_2_PJM_E | NYISO_J-K | PJM_E | Internal | Winter | B17 | 100 | 0.01 | 0 | 60.46 | 54.46 | 8 | 0.2
2025 | NYISO_J-K_2_PJM_E | NYISO_J-K | PJM_E | Internal | Winter | B18 | 400 | 0.01 | 0 | 55.56 | 49.37 | 8 | 0.05
2025 | NYISO_J-K_2_PJM_E | NYISO_J-K | PJM_E | Internal | Winter | B19 | 700 | 0.01 | 0 | 53.21 | 46.19 | 8 | 0.03
2025 | NYISO_J-K_2_PJM_E | NYISO_J-K | PJM_E | Internal | Winter | B20 | 935 | 0.01 | 0 | 52.22 | 42.15 | 8 | 0.02
2025 | PJM_E_2_NYISO_G-I | PJM_E | NYISO_G-I | Internal | Shoulder | B11 | 25 | 500 | 0 | 62.43 | 58.18 | 6 | 0
2025 | PJM_E_2_NYISO_G-I | PJM_E | NYISO_G-I | Internal | Shoulder | B12 | 200 | 500 | 0 | 56.34 | 48.34 | 6 | 0
2025 | PJM_E_2_NYISO_G-I | PJM_E | NYISO_G-I | Internal | Shoulder | B13 | 600 | 500 | 0 | 46.8 | 43.75 | 6 | 0
2025 | PJM_E_2_NYISO_G-I | PJM_E | NYISO_G-I | Internal | Shoulder | B14 | 900 | 500 | 0 | 44.23 | 43.72 | 6 | 0
2025 | PJM_E_2_NYISO_G-I | PJM_E | NYISO_G-I | Internal | Shoulder | B15 | 1203 | 500 | 0 | 41.9 | 43.48 | 6 | 0
2025 | PJM_E_2_NYISO_G-I | PJM_E | NYISO_G-I | Internal | Summer | B1 | 10 | 500 | 0 | 75.44 | 73.43 | 6 | 0
2025 | PJM_E_2_NYISO_G-I | PJM_E | NYISO_G-I | Internal | Summer | B2 | 25 | 500 | 0 | 73.45 | 65.95 | 6 | 0
2025 | PJM_E_2_NYISO_G-I | PJM_E | NYISO_G-I | Internal | Summer | B3 | 75 | 500 | 0 | 68.4 | 57.5 | 6 | 0
2025 | PJM_E_2_NYISO_G-I | PJM_E | NYISO_G-I | Internal | Summer | B4 | 100 | 500 | 0 | 68.17 | 53.69 | 6 | 0
2025 | PJM_E_2_NYISO_G-I | PJM_E | NYISO_G-I | Internal | Summer | B5 | 200 | 500 | 0 | 63.33 | 53.69 | 6 | 0
2025 | PJM_E_2_NYISO_G-I | PJM_E | NYISO_G-I | Internal | Summer | B6 | 300 | 500 | 0 | 55.76 | 53.69 | 6 | 0
2025 | PJM_E_2_NYISO_G-I | PJM_E | NYISO_G-I | Internal | Summer | B7 | 400 | 500 | 91.2 | 45.52 | 51.52 | 6 | 0
2025 | PJM_E_2_NYISO_G-I | PJM_E | NYISO_G-I | Internal | Summer | B8 | 500 | 500 | 0 | 42.4 | 42.21 | 6 | 0
2025 | PJM_E_2_NYISO_G-I | PJM_E | NYISO_G-I | Internal | Summer | B9 | 800 | 500 | 0 | 40.6 | 41.34 | 6 | 0
2025 | PJM_E_2_NYISO_G-I | PJM_E | NYISO_G-I | Internal | Summer | B10 | 1262 | 500 | 0 | 38.56 | 41.34 | 6 | 0
2025 | PJM_E_2_NYISO_G-I | PJM_E | NYISO_G-I | Internal | Winter | B16 | 25 | 500 | 0 | 69.72 | 74.16 | 6 | 0
2025 | PJM_E_2_NYISO_G-I | PJM_E | NYISO_G-I | Internal | Winter | B17 | 100 | 500 | 0.15 | 54.46 | 60.45 | 6 | 0
2025 | PJM_E_2_NYISO_G-I | PJM_E | NYISO_G-I | Internal | Winter | B18 | 400 | 500 | 0 | 49.37 | 53.28 | 6 | 0
2025 | PJM_E_2_NYISO_G-I | PJM_E | NYISO_G-I | Internal | Winter | B19 | 700 | 500 | 382.66 | 46.19 | 52.19 | 6 | 0
2025 | PJM_E_2_NYISO_G-I | PJM_E | NYISO_G-I | Internal | Winter | B20 | 935 | 500 | 500 | 42.15 | 49.71 | 6 | 1.56
2025 | PJM_E_2_NYISO_J-K | PJM_E | NYISO_J-K | Internal | Shoulder | B11 | 25 | 330 | 0 | 62.43 | 58.19 | 6 | 0
2025 | PJM_E_2_NYISO_J-K | PJM_E | NYISO_J-K | Internal | Shoulder | B12 | 200 | 330 | 0 | 56.34 | 48.35 | 6 | 0
2025 | PJM_E_2_NYISO_J-K | PJM_E | NYISO_J-K | Internal | Shoulder | B13 | 600 | 330 | 0 | 46.8 | 43.76 | 6 | 0
2025 | PJM_E_2_NYISO_J-K | PJM_E | NYISO_J-K | Internal | Shoulder | B14 | 900 | 330 | 0 | 44.23 | 43.73 | 6 | 0
2025 | PJM_E_2_NYISO_J-K | PJM_E | NYISO_J-K | Internal | Shoulder | B15 | 1203 | 330 | 0 | 41.9 | 43.49 | 6 | 0
2025 | PJM_E_2_NYISO_J-K | PJM_E | NYISO_J-K | Internal | Summer | B1 | 10 | 330 | 0 | 75.44 | 73.44 | 6 | 0
2025 | PJM_E_2_NYISO_J-K | PJM_E | NYISO_J-K | Internal | Summer | B2 | 25 | 330 | 0 | 73.45 | 65.96 | 6 | 0
2025 | PJM_E_2_NYISO_J-K | PJM_E | NYISO_J-K | Internal | Summer | B3 | 75 | 330 | 0 | 68.4 | 57.51 | 6 | 0
2025 | PJM_E_2_NYISO_J-K | PJM_E | NYISO_J-K | Internal | Summer | B4 | 100 | 330 | 0 | 68.17 | 53.7 | 6 | 0
2025 | PJM_E_2_NYISO_J-K | PJM_E | NYISO_J-K | Internal | Summer | B5 | 200 | 330 | 0 | 63.33 | 53.7 | 6 | 0
2025 | PJM_E_2_NYISO_J-K | PJM_E | NYISO_J-K | Internal | Summer | B6 | 300 | 330 | 0 | 55.76 | 53.7 | 6 | 0
2025 | PJM_E_2_NYISO_J-K | PJM_E | NYISO_J-K | Internal | Summer | B7 | 400 | 330 | 329.96 | 45.52 | 51.53 | 6 | 0.01
2025 | PJM_E_2_NYISO_J-K | PJM_E | NYISO_J-K | Internal | Summer | B8 | 500 | 330 | 0 | 42.4 | 42.22 | 6 | 0
2025 | PJM_E_2_NYISO_J-K | PJM_E | NYISO_J-K | Internal | Summer | B9 | 800 | 330 | 0 | 40.6 | 41.36 | 6 | 0
2025 | PJM_E_2_NYISO_J-K | PJM_E | NYISO_J-K | Internal | Summer | B10 | 1262 | 330 | 0 | 38.56 | 41.36 | 6 | 0
2025 | PJM_E_2_NYISO_J-K | PJM_E | NYISO_J-K | Internal | Winter | B16 | 25 | 330 | 0 | 69.72 | 74.17 | 6 | 0
2025 | PJM_E_2_NYISO_J-K | PJM_E | NYISO_J-K | Internal | Winter | B17 | 100 | 330 | 151.1 | 54.46 | 60.46 | 6 | 0
2025 | PJM_E_2_NYISO_J-K | PJM_E | NYISO_J-K | Internal | Winter | B18 | 400 | 330 | 330 | 49.37 | 55.56 | 6 | 0.19
2025 | PJM_E_2_NYISO_J-K | PJM_E | NYISO_J-K | Internal | Winter | B19 | 700 | 330 | 330 | 46.19 | 53.21 | 6 | 1.03
2025 | PJM_E_2_NYISO_J-K | PJM_E | NYISO_J-K | Internal | Winter | B20 | 935 | 330 | 330 | 42.15 | 52.22 | 6 | 4.07
2025 | PJM_E_2_PJM_ROM | PJM_E | PJM_ROM | Internal | Shoulder | B11 | 25 | 8000 | 3020.73 | 62.43 | 62.45 | 0.01 | 0
2025 | PJM_E_2_PJM_ROM | PJM_E | PJM_ROM | Internal | Shoulder | B12 | 200 | 8000 | 3138.95 | 56.34 | 56.35 | 0.01 | 0
2025 | PJM_E_2_PJM_ROM | PJM_E | PJM_ROM | Internal | Shoulder | B13 | 600 | 8000 | 1982.47 | 46.8 | 46.82 | 0.01 | 0
2025 | PJM_E_2_PJM_ROM | PJM_E | PJM_ROM | Internal | Shoulder | B14 | 900 | 8000 | 637.49 | 44.23 | 44.25 | 0.01 | 0
2025 | PJM_E_2_PJM_ROM | PJM_E | PJM_ROM | Internal | Shoulder | B15 | 1203 | 8000 | 0 | 41.9 | 41.89 | 0.01 | 0
2025 | PJM_E_2_PJM_ROM | PJM_E | PJM_ROM | Internal | Summer | B1 | 10 | 8000 | 0.88 | 75.44 | 75.43 | 0.01 | 0
2025 | PJM_E_2_PJM_ROM | PJM_E | PJM_ROM | Internal | Summer | B2 | 25 | 8000 | 0.36 | 73.45 | 73.44 | 0.01 | 0
2025 | PJM_E_2_PJM_ROM | PJM_E | PJM_ROM | Internal | Summer | B3 | 75 | 8000 | 2424.82 | 68.4 | 68.42 | 0.01 | 0
2025 | PJM_E_2_PJM_ROM | PJM_E | PJM_ROM | Internal | Summer | B4 | 100 | 8000 | 4417.29 | 68.17 | 68.19 | 0.01 | 0
2025 | PJM_E_2_PJM_ROM | PJM_E | PJM_ROM | Internal | Summer | B5 | 200 | 8000 | 1419.47 | 63.33 | 63.34 | 0.01 | 0
2025 | PJM_E_2_PJM_ROM | PJM_E | PJM_ROM | Internal | Summer | B6 | 300 | 8000 | 645.46 | 55.76 | 55.77 | 0.01 | 0
2025 | PJM_E_2_PJM_ROM | PJM_E | PJM_ROM | Internal | Summer | B7 | 400 | 8000 | 962.97 | 45.52 | 45.53 | 0.01 | 0
2025 | PJM_E_2_PJM_ROM | PJM_E | PJM_ROM | Internal | Summer | B8 | 500 | 8000 | 0.02 | 42.4 | 42.39 | 0.01 | 0
2025 | PJM_E_2_PJM_ROM | PJM_E | PJM_ROM | Internal | Summer | B9 | 800 | 8000 | 0.01 | 40.6 | 40.59 | 0.01 | 0
2025 | PJM_E_2_PJM_ROM | PJM_E | PJM_ROM | Internal | Summer | B10 | 1262 | 8000 | 0 | 38.56 | 38.55 | 0.01 | 0
2025 | PJM_E_2_PJM_ROM | PJM_E | PJM_ROM | Internal | Winter | B16 | 25 | 8000 | 156.78 | 69.72 | 69.73 | 0.01 | 0
2025 | PJM_E_2_PJM_ROM | PJM_E | PJM_ROM | Internal | Winter | B17 | 100 | 8000 | 0.1 | 54.46 | 54.45 | 0.01 | 0
2025 | PJM_E_2_PJM_ROM | PJM_E | PJM_ROM | Internal | Winter | B18 | 400 | 8000 | 0.02 | 49.37 | 49.36 | 0.01 | 0
2025 | PJM_E_2_PJM_ROM | PJM_E | PJM_ROM | Internal | Winter | B19 | 700 | 8000 | 0.01 | 46.19 | 46.17 | 0.01 | 0
2025 | PJM_E_2_PJM_ROM | PJM_E | PJM_ROM | Internal | Winter | B20 | 935 | 8000 | 0 | 42.15 | 42.14 | 0.01 | 0
2025 | PJM_ROR_2_MISO_IN | PJM_ROR | MISO_IN | Internal | Shoulder | B11 | 25 | 909 | 688.08 | 62.46 | 64.46 | 2 | 0
2025 | PJM_ROR_2_MISO_IN | PJM_ROR | MISO_IN | Internal | Shoulder | B12 | 200 | 909 | 0 | 56.37 | 54.38 | 2 | 0
2025 | PJM_ROR_2_MISO_IN | PJM_ROR | MISO_IN | Internal | Shoulder | B13 | 600 | 909 | 0 | 46.81 | 44.82 | 2 | 0
2025 | PJM_ROR_2_MISO_IN | PJM_ROR | MISO_IN | Internal | Shoulder | B14 | 900 | 909 | 0 | 44.23 | 43.73 | 2 | 0
2025 | PJM_ROR_2_MISO_IN | PJM_ROR | MISO_IN | Internal | Shoulder | B15 | 1203 | 909 | 0 | 41.88 | 41.45 | 2 | 0
2025 | PJM_ROR_2_MISO_IN | PJM_ROR | MISO_IN | Internal | Summer | B1 | 10 | 909 | 0 | 75.42 | 73.42 | 2 | 0
2025 | PJM_ROR_2_MISO_IN | PJM_ROR | MISO_IN | Internal | Summer | B2 | 25 | 909 | 0 | 73.43 | 71.42 | 2 | 0
2025 | PJM_ROR_2_MISO_IN | PJM_ROR | MISO_IN | Internal | Summer | B3 | 75 | 909 | 0 | 68.43 | 68.89 | 2 | 0
2025 | PJM_ROR_2_MISO_IN | PJM_ROR | MISO_IN | Internal | Summer | B4 | 100 | 909 | 0 | 68.2 | 67.82 | 2 | 0
2025 | PJM_ROR_2_MISO_IN | PJM_ROR | MISO_IN | Internal | Summer | B5 | 200 | 909 | 0.04 | 63.35 | 65.33 | 2 | 0
2025 | PJM_ROR_2_MISO_IN | PJM_ROR | MISO_IN | Internal | Summer | B6 | 300 | 909 | 0 | 55.76 | 53.77 | 2 | 0
2025 | PJM_ROR_2_MISO_IN | PJM_ROR | MISO_IN | Internal | Summer | B7 | 400 | 909 | 0 | 45.52 | 44.48 | 2 | 0
2025 | PJM_ROR_2_MISO_IN | PJM_ROR | MISO_IN | Internal | Summer | B8 | 500 | 909 | 0 | 42.37 | 40.84 | 2 | 0
2025 | PJM_ROR_2_MISO_IN | PJM_ROR | MISO_IN | Internal | Summer | B9 | 800 | 909 | 0 | 40.58 | 40.52 | 2 | 0
2025 | PJM_ROR_2_MISO_IN | PJM_ROR | MISO_IN | Internal | Summer | B10 | 1262 | 909 | 0 | 38.54 | 37.56 | 2 | 0
2025 | PJM_ROR_2_MISO_IN | PJM_ROR | MISO_IN | Internal | Winter | B16 | 25 | 909 | 0 | 69.72 | 67.73 | 2 | 0
2025 | PJM_ROR_2_MISO_IN | PJM_ROR | MISO_IN | Internal | Winter | B17 | 100 | 909 | 0 | 54.44 | 52.43 | 2 | 0
2025 | PJM_ROR_2_MISO_IN | PJM_ROR | MISO_IN | Internal | Winter | B18 | 400 | 909 | 0 | 49.35 | 47.35 | 2 | 0
2025 | PJM_ROR_2_MISO_IN | PJM_ROR | MISO_IN | Internal | Winter | B19 | 700 | 909 | 0 | 46.16 | 44.16 | 2 | 0
2025 | PJM_ROR_2_MISO_IN | PJM_ROR | MISO_IN | Internal | Winter | B20 | 935 | 909 | 0 | 42.13 | 40.72 | 2 | 0
2025 | PJM_ROR_2_MISO_MI | PJM_ROR | MISO_MI | Internal | Shoulder | B11 | 25 | 1305 | 0.67 | 62.46 | 64.45 | 2 | 0
2025 | PJM_ROR_2_MISO_MI | PJM_ROR | MISO_MI | Internal | Shoulder | B12 | 200 | 1305 | 0 | 56.37 | 54.39 | 2 | 0
2025 | PJM_ROR_2_MISO_MI | PJM_ROR | MISO_MI | Internal | Shoulder | B13 | 600 | 1305 | 0 | 46.81 | 44.83 | 2 | 0
2025 | PJM_ROR_2_MISO_MI | PJM_ROR | MISO_MI | Internal | Shoulder | B14 | 900 | 1305 | 0 | 44.23 | 43.74 | 2 | 0
2025 | PJM_ROR_2_MISO_MI | PJM_ROR | MISO_MI | Internal | Shoulder | B15 | 1203 | 1305 | 0 | 41.88 | 41.46 | 2 | 0
2025 | PJM_ROR_2_MISO_MI | PJM_ROR | MISO_MI | Internal | Summer | B1 | 10 | 1305 | 0 | 75.42 | 73.41 | 2 | 0
2025 | PJM_ROR_2_MISO_MI | PJM_ROR | MISO_MI | Internal | Summer | B2 | 25 | 1305 | 0 | 73.43 | 71.4 | 2 | 0
2025 | PJM_ROR_2_MISO_MI | PJM_ROR | MISO_MI | Internal | Summer | B3 | 75 | 1305 | 0 | 68.43 | 68.88 | 2 | 0
2025 | PJM_ROR_2_MISO_MI | PJM_ROR | MISO_MI | Internal | Summer | B4 | 100 | 1305 | 0 | 68.2 | 66.2 | 2 | 0
2025 | PJM_ROR_2_MISO_MI | PJM_ROR | MISO_MI | Internal | Summer | B5 | 200 | 1305 | 0.03 | 63.35 | 65.32 | 2 | 0
2025 | PJM_ROR_2_MISO_MI | PJM_ROR | MISO_MI | Internal | Summer | B6 | 300 | 1305 | 0 | 55.76 | 53.76 | 2 | 0
2025 | PJM_ROR_2_MISO_MI | PJM_ROR | MISO_MI | Internal | Summer | B7 | 400 | 1305 | 0 | 45.52 | 44.49 | 2 | 0
2025 | PJM_ROR_2_MISO_MI | PJM_ROR | MISO_MI | Internal | Summer | B8 | 500 | 1305 | 0 | 42.37 | 40.86 | 2 | 0
2025 | PJM_ROR_2_MISO_MI | PJM_ROR | MISO_MI | Internal | Summer | B9 | 800 | 1305 | 0 | 40.58 | 40.53 | 2 | 0
2025 | PJM_ROR_2_MISO_MI | PJM_ROR | MISO_MI | Internal | Summer | B10 | 1262 | 1305 | 0 | 38.54 | 37.58 | 2 | 0
2025 | PJM_ROR_2_MISO_MI | PJM_ROR | MISO_MI | Internal | Winter | B16 | 25 | 1305 | 0 | 69.72 | 67.72 | 2 | 0
2025 | PJM_ROR_2_MISO_MI | PJM_ROR | MISO_MI | Internal | Winter | B17 | 100 | 1305 | 0 | 54.44 | 52.44 | 2 | 0
2025 | PJM_ROR_2_MISO_MI | PJM_ROR | MISO_MI | Internal | Winter | B18 | 400 | 1305 | 0 | 49.35 | 47.36 | 2 | 0
2025 | PJM_ROR_2_MISO_MI | PJM_ROR | MISO_MI | Internal | Winter | B19 | 700 | 1305 | 0 | 46.16 | 44.17 | 2 | 0
2025 | PJM_ROR_2_MISO_MI | PJM_ROR | MISO_MI | Internal | Winter | B20 | 935 | 1305 | 0 | 42.13 | 40.74 | 2 | 0
2025 | PJM_ROR_2_MISO_MO-IL | PJM_ROR | MISO_MO-IL | Internal | Shoulder | B11 | 25 | 1111 | 1110.36 | 62.46 | 64.47 | 2 | 0.01
2025 | PJM_ROR_2_MISO_MO-IL | PJM_ROR | MISO_MO-IL | Internal | Shoulder | B12 | 200 | 1111 | 0 | 56.37 | 54.37 | 2 | 0
2025 | PJM_ROR_2_MISO_MO-IL | PJM_ROR | MISO_MO-IL | Internal | Shoulder | B13 | 600 | 1111 | 0 | 46.81 | 44.81 | 2 | 0
2025 | PJM_ROR_2_MISO_MO-IL | PJM_ROR | MISO_MO-IL | Internal | Shoulder | B14 | 900 | 1111 | 0 | 44.23 | 43.72 | 2 | 0
2025 | PJM_ROR_2_MISO_MO-IL | PJM_ROR | MISO_MO-IL | Internal | Shoulder | B15 | 1203 | 1111 | 0 | 41.88 | 41.44 | 2 | 0
2025 | PJM_ROR_2_MISO_MO-IL | PJM_ROR | MISO_MO-IL | Internal | Summer | B1 | 10 | 1111 | 0 | 75.42 | 73.42 | 2 | 0
2025 | PJM_ROR_2_MISO_MO-IL | PJM_ROR | MISO_MO-IL | Internal | Summer | B2 | 25 | 1111 | 0 | 73.43 | 71.43 | 2 | 0
2025 | PJM_ROR_2_MISO_MO-IL | PJM_ROR | MISO_MO-IL | Internal | Summer | B3 | 75 | 1111 | 0 | 68.43 | 68.9 | 2 | 0
2025 | PJM_ROR_2_MISO_MO-IL | PJM_ROR | MISO_MO-IL | Internal | Summer | B4 | 100 | 1111 | 0 | 68.2 | 67.84 | 2 | 0
2025 | PJM_ROR_2_MISO_MO-IL | PJM_ROR | MISO_MO-IL | Internal | Summer | B5 | 200 | 1111 | 0.09 | 63.35 | 65.34 | 2 | 0
2025 | PJM_ROR_2_MISO_MO-IL | PJM_ROR | MISO_MO-IL | Internal | Summer | B6 | 300 | 1111 | 0 | 55.76 | 53.78 | 2 | 0
2025 | PJM_ROR_2_MISO_MO-IL | PJM_ROR | MISO_MO-IL | Internal | Summer | B7 | 400 | 1111 | 0 | 45.52 | 44.49 | 2 | 0
2025 | PJM_ROR_2_MISO_MO-IL | PJM_ROR | MISO_MO-IL | Internal | Summer | B8 | 500 | 1111 | 0 | 42.37 | 40.83 | 2 | 0
2025 | PJM_ROR_2_MISO_MO-IL | PJM_ROR | MISO_MO-IL | Internal | Summer | B9 | 800 | 1111 | 0 | 40.58 | 40.5 | 2 | 0
2025 | PJM_ROR_2_MISO_MO-IL | PJM_ROR | MISO_MO-IL | Internal | Summer | B10 | 1262 | 1111 | 0 | 38.54 | 37.2 | 2 | 0
2025 | PJM_ROR_2_MISO_MO-IL | PJM_ROR | MISO_MO-IL | Internal | Winter | B16 | 25 | 1111 | 0 | 69.72 | 67.72 | 2 | 0
2025 | PJM_ROR_2_MISO_MO-IL | PJM_ROR | MISO_MO-IL | Internal | Winter | B17 | 100 | 1111 | 0 | 54.44 | 52.42 | 2 | 0
2025 | PJM_ROR_2_MISO_MO-IL | PJM_ROR | MISO_MO-IL | Internal | Winter | B18 | 400 | 1111 | 0 | 49.35 | 47.34 | 2 | 0
2025 | PJM_ROR_2_MISO_MO-IL | PJM_ROR | MISO_MO-IL | Internal | Winter | B19 | 700 | 1111 | 0 | 46.16 | 44.15 | 2 | 0
2025 | PJM_ROR_2_MISO_MO-IL | PJM_ROR | MISO_MO-IL | Internal | Winter | B20 | 935 | 1111 | 0 | 42.13 | 40.71 | 2 | 0
2025 | PJM_ROR_2_MISO_W | PJM_ROR | MISO_W | Internal | Shoulder | B11 | 25 | 709 | 478.71 | 62.46 | 64.46 | 2 | 0
2025 | PJM_ROR_2_MISO_W | PJM_ROR | MISO_W | Internal | Shoulder | B12 | 200 | 709 | 0 | 56.37 | 54.35 | 2 | 0
2025 | PJM_ROR_2_MISO_W | PJM_ROR | MISO_W | Internal | Shoulder | B13 | 600 | 709 | 0 | 46.81 | 44.8 | 2 | 0
2025 | PJM_ROR_2_MISO_W | PJM_ROR | MISO_W | Internal | Shoulder | B14 | 900 | 709 | 0 | 44.23 | 43.94 | 2 | 0
2025 | PJM_ROR_2_MISO_W | PJM_ROR | MISO_W | Internal | Shoulder | B15 | 1203 | 709 | 0 | 41.88 | 41.43 | 2 | 0
2025 | PJM_ROR_2_MISO_W | PJM_ROR | MISO_W | Internal | Summer | B1 | 10 | 709 | 0 | 75.42 | 73.4 | 2 | 0
2025 | PJM_ROR_2_MISO_W | PJM_ROR | MISO_W | Internal | Summer | B2 | 25 | 709 | 0 | 73.43 | 71.43 | 2 | 0
2025 | PJM_ROR_2_MISO_W | PJM_ROR | MISO_W | Internal | Summer | B3 | 75 | 709 | 0.01 | 68.43 | 70.2 | 2 | 0
2025 | PJM_ROR_2_MISO_W | PJM_ROR | MISO_W | Internal | Summer | B4 | 100 | 709 | 133.24 | 68.2 | 70.2 | 2 | 0
2025 | PJM_ROR_2_MISO_W | PJM_ROR | MISO_W | Internal | Summer | B5 | 200 | 709 | 279.13 | 63.35 | 65.35 | 2 | 0
2025 | PJM_ROR_2_MISO_W | PJM_ROR | MISO_W | Internal | Summer | B6 | 300 | 709 | 0 | 55.76 | 54.78 | 2 | 0
2025 | PJM_ROR_2_MISO_W | PJM_ROR | MISO_W | Internal | Summer | B7 | 400 | 709 | 0 | 45.52 | 44.5 | 2 | 0
2025 | PJM_ROR_2_MISO_W | PJM_ROR | MISO_W | Internal | Summer | B8 | 500 | 709 | 0 | 42.37 | 40.82 | 2 | 0
2025 | PJM_ROR_2_MISO_W | PJM_ROR | MISO_W | Internal | Summer | B9 | 800 | 709 | 0 | 40.58 | 40.49 | 2 | 0
2025 | PJM_ROR_2_MISO_W | PJM_ROR | MISO_W | Internal | Summer | B10 | 1262 | 709 | 0 | 38.54 | 37.19 | 2 | 0
2025 | PJM_ROR_2_MISO_W | PJM_ROR | MISO_W | Internal | Winter | B16 | 25 | 709 | 0 | 69.72 | 67.7 | 2 | 0
2025 | PJM_ROR_2_MISO_W | PJM_ROR | MISO_W | Internal | Winter | B17 | 100 | 709 | 0 | 54.44 | 52.41 | 2 | 0
2025 | PJM_ROR_2_MISO_W | PJM_ROR | MISO_W | Internal | Winter | B18 | 400 | 709 | 0 | 49.35 | 47.35 | 2 | 0
2025 | PJM_ROR_2_MISO_W | PJM_ROR | MISO_W | Internal | Winter | B19 | 700 | 709 | 0 | 46.16 | 44.31 | 2 | 0
2025 | PJM_ROR_2_MISO_W | PJM_ROR | MISO_W | Internal | Winter | B20 | 935 | 709 | 0 | 42.13 | 40.72 | 2 | 0
2025 | PJM_ROR_2_MISO_WUMS | PJM_ROR | MISO_WUMS | Internal | Shoulder | B11 | 25 | 1467 | 0 | 62.46 | 60.46 | 2 | 0
2025 | PJM_ROR_2_MISO_WUMS | PJM_ROR | MISO_WUMS | Internal | Shoulder | B12 | 200 | 1467 | 0 | 56.37 | 54.34 | 2 | 0
2025 | PJM_ROR_2_MISO_WUMS | PJM_ROR | MISO_WUMS | Internal | Shoulder | B13 | 600 | 1467 | 0 | 46.81 | 44.78 | 2 | 0
2025 | PJM_ROR_2_MISO_WUMS | PJM_ROR | MISO_WUMS | Internal | Shoulder | B14 | 900 | 1467 | 0 | 44.23 | 42.23 | 2 | 0
2025 | PJM_ROR_2_MISO_WUMS | PJM_ROR | MISO_WUMS | Internal | Shoulder | B15 | 1203 | 1467 | 0 | 41.88 | 41.41 | 2 | 0
2025 | PJM_ROR_2_MISO_WUMS | PJM_ROR | MISO_WUMS | Internal | Summer | B1 | 10 | 1467 | 0 | 75.42 | 66.56 | 2 | 0
2025 | PJM_ROR_2_MISO_WUMS | PJM_ROR | MISO_WUMS | Internal | Summer | B2 | 25 | 1467 | 0 | 73.43 | 66.56 | 2 | 0
2025 | PJM_ROR_2_MISO_WUMS | PJM_ROR | MISO_WUMS | Internal | Summer | B3 | 75 | 1467 | 0 | 68.43 | 66.56 | 2 | 0
2025 | PJM_ROR_2_MISO_WUMS | PJM_ROR | MISO_WUMS | Internal | Summer | B4 | 100 | 1467 | 0 | 68.2 | 66.56 | 2 | 0
2025 | PJM_ROR_2_MISO_WUMS | PJM_ROR | MISO_WUMS | Internal | Summer | B5 | 200 | 1467 | 0 | 63.35 | 63.37 | 2 | 0
2025 | PJM_ROR_2_MISO_WUMS | PJM_ROR | MISO_WUMS | Internal | Summer | B6 | 300 | 1467 | 0 | 55.76 | 53.76 | 2 | 0
2025 | PJM_ROR_2_MISO_WUMS | PJM_ROR | MISO_WUMS | Internal | Summer | B7 | 400 | 1467 | 0 | 45.52 | 43.52 | 2 | 0
2025 | PJM_ROR_2_MISO_WUMS | PJM_ROR | MISO_WUMS | Internal | Summer | B8 | 500 | 1467 | 0 | 42.37 | 40.37 | 2 | 0
2025 | PJM_ROR_2_MISO_WUMS | PJM_ROR | MISO_WUMS | Internal | Summer | B9 | 800 | 1467 | 0 | 40.58 | 40.11 | 2 | 0
2025 | PJM_ROR_2_MISO_WUMS | PJM_ROR | MISO_WUMS | Internal | Summer | B10 | 1262 | 1467 | 0 | 38.54 | 37.17 | 2 | 0
2025 | PJM_ROR_2_MISO_WUMS | PJM_ROR | MISO_WUMS | Internal | Winter | B16 | 25 | 1467 | 0 | 69.72 | 67.72 | 2 | 0
2025 | PJM_ROR_2_MISO_WUMS | PJM_ROR | MISO_WUMS | Internal | Winter | B17 | 100 | 1467 | 0 | 54.44 | 52.42 | 2 | 0
2025 | PJM_ROR_2_MISO_WUMS | PJM_ROR | MISO_WUMS | Internal | Winter | B18 | 400 | 1467 | 0 | 49.35 | 47.35 | 2 | 0
2025 | PJM_ROR_2_MISO_WUMS | PJM_ROR | MISO_WUMS | Internal | Winter | B19 | 700 | 1467 | 0 | 46.16 | 44.16 | 2 | 0
2025 | PJM_ROR_2_MISO_WUMS | PJM_ROR | MISO_WUMS | Internal | Winter | B20 | 935 | 1467 | 0 | 42.13 | 40.75 | 2 | 0
2025 | PJM_ROR_2_PJM_ROM | PJM_ROR | PJM_ROM | Internal | Shoulder | B11 | 25 | 8000 | 0.35 | 62.46 | 62.45 | 0.01 | 0
2025 | PJM_ROR_2_PJM_ROM | PJM_ROR | PJM_ROM | Internal | Shoulder | B12 | 200 | 8000 | 0.05 | 56.37 | 56.35 | 0.01 | 0
2025 | PJM_ROR_2_PJM_ROM | PJM_ROR | PJM_ROM | Internal | Shoulder | B13 | 600 | 8000 | 0.37 | 46.81 | 46.82 | 0.01 | 0
2025 | PJM_ROR_2_PJM_ROM | PJM_ROR | PJM_ROM | Internal | Shoulder | B14 | 900 | 8000 | 876.59 | 44.23 | 44.25 | 0.01 | 0
2025 | PJM_ROR_2_PJM_ROM | PJM_ROR | PJM_ROM | Internal | Shoulder | B15 | 1203 | 8000 | 2224.58 | 41.88 | 41.89 | 0.01 | 0
2025 | PJM_ROR_2_PJM_ROM | PJM_ROR | PJM_ROM | Internal | Summer | B1 | 10 | 8000 | 5000.44 | 75.42 | 75.43 | 0.01 | 0
2025 | PJM_ROR_2_PJM_ROM | PJM_ROR | PJM_ROM | Internal | Summer | B2 | 25 | 8000 | 4140.78 | 73.43 | 73.44 | 0.01 | 0
2025 | PJM_ROR_2_PJM_ROM | PJM_ROR | PJM_ROM | Internal | Summer | B3 | 75 | 8000 | 0.12 | 68.43 | 68.42 | 0.01 | 0
2025 | PJM_ROR_2_PJM_ROM | PJM_ROR | PJM_ROM | Internal | Summer | B4 | 100 | 8000 | 0.09 | 68.2 | 68.19 | 0.01 | 0
2025 | PJM_ROR_2_PJM_ROM | PJM_ROR | PJM_ROM | Internal | Summer | B5 | 200 | 8000 | 0.05 | 63.35 | 63.34 | 0.01 | 0
2025 | PJM_ROR_2_PJM_ROM | PJM_ROR | PJM_ROM | Internal | Summer | B6 | 300 | 8000 | 1140.92 | 55.76 | 55.77 | 0.01 | 0
2025 | PJM_ROR_2_PJM_ROM | PJM_ROR | PJM_ROM | Internal | Summer | B7 | 400 | 8000 | 1570.27 | 45.52 | 45.53 | 0.01 | 0
2025 | PJM_ROR_2_PJM_ROM | PJM_ROR | PJM_ROM | Internal | Summer | B8 | 500 | 8000 | 3607.7 | 42.37 | 42.39 | 0.01 | 0
2025 | PJM_ROR_2_PJM_ROM | PJM_ROR | PJM_ROM | Internal | Summer | B9 | 800 | 8000 | 6521.59 | 40.58 | 40.59 | 0.01 | 0
2025 | PJM_ROR_2_PJM_ROM | PJM_ROR | PJM_ROM | Internal | Summer | B10 | 1262 | 8000 | 5301.36 | 38.54 | 38.55 | 0.01 | 0
2025 | PJM_ROR_2_PJM_ROM | PJM_ROR | PJM_ROM | Internal | Winter | B16 | 25 | 8000 | 1250.65 | 69.72 | 69.73 | 0.01 | 0
2025 | PJM_ROR_2_PJM_ROM | PJM_ROR | PJM_ROM | Internal | Winter | B17 | 100 | 8000 | 3215.65 | 54.44 | 54.45 | 0.01 | 0
2025 | PJM_ROR_2_PJM_ROM | PJM_ROR | PJM_ROM | Internal | Winter | B18 | 400 | 8000 | 6862.93 | 49.35 | 49.36 | 0.01 | 0
2025 | PJM_ROR_2_PJM_ROM | PJM_ROR | PJM_ROM | Internal | Winter | B19 | 700 | 8000 | 6980.68 | 46.16 | 46.17 | 0.01 | 0
2025 | PJM_ROR_2_PJM_ROM | PJM_ROR | PJM_ROM | Internal | Winter | B20 | 935 | 8000 | 6629.95 | 42.13 | 42.14 | 0.01 | 0
2025 | PJM_ROR_2_TVA_Transmission | PJM_ROR | TVA_Transmission | Internal | Shoulder | B11 | 25 | 2500 | 0.01 | 62.46 | 67.86 | 6 | 0
2025 | PJM_ROR_2_TVA_Transmission | PJM_ROR | TVA_Transmission | Internal | Shoulder | B12 | 200 | 2500 | 0 | 56.37 | 54.16 | 6 | 0
2025 | PJM_ROR_2_TVA_Transmission | PJM_ROR | TVA_Transmission | Internal | Shoulder | B13 | 600 | 2500 | 0 | 46.81 | 49.12 | 6 | 0
2025 | PJM_ROR_2_TVA_Transmission | PJM_ROR | TVA_Transmission | Internal | Shoulder | B14 | 900 | 2500 | 0 | 44.23 | 47.98 | 6 | 0
2025 | PJM_ROR_2_TVA_Transmission | PJM_ROR | TVA_Transmission | Internal | Shoulder | B15 | 1203 | 2500 | 0 | 41.88 | 46.7 | 6 | 0
2025 | PJM_ROR_2_TVA_Transmission | PJM_ROR | TVA_Transmission | Internal | Summer | B1 | 10 | 2500 | 587.92 | 75.42 | 81.42 | 6 | 0
2025 | PJM_ROR_2_TVA_Transmission | PJM_ROR | TVA_Transmission | Internal | Summer | B2 | 25 | 2500 | 1638.58 | 73.43 | 79.43 | 6 | 0
2025 | PJM_ROR_2_TVA_Transmission | PJM_ROR | TVA_Transmission | Internal | Summer | B3 | 75 | 2500 | 663.28 | 68.43 | 74.43 | 6 | 0
2025 | PJM_ROR_2_TVA_Transmission | PJM_ROR | TVA_Transmission | Internal | Summer | B4 | 100 | 2500 | 0.05 | 68.2 | 74.16 | 6 | 0
2025 | PJM_ROR_2_TVA_Transmission | PJM_ROR | TVA_Transmission | Internal | Summer | B5 | 200 | 2500 | 0 | 63.35 | 68.94 | 6 | 0
2025 | PJM_ROR_2_TVA_Transmission | PJM_ROR | TVA_Transmission | Internal | Summer | B6 | 300 | 2500 | 0 | 55.76 | 60.51 | 6 | 0
2025 | PJM_ROR_2_TVA_Transmission | PJM_ROR | TVA_Transmission | Internal | Summer | B7 | 400 | 2500 | 0.03 | 45.52 | 51.5 | 6 | 0
2025 | PJM_ROR_2_TVA_Transmission | PJM_ROR | TVA_Transmission | Internal | Summer | B8 | 500 | 2500 | 0 | 42.37 | 46.32 | 6 | 0
2025 | PJM_ROR_2_TVA_Transmission | PJM_ROR | TVA_Transmission | Internal | Summer | B9 | 800 | 2500 | 0 | 40.58 | 45.64 | 6 | 0
2025 | PJM_ROR_2_TVA_Transmission | PJM_ROR | TVA_Transmission | Internal | Summer | B10 | 1262 | 2500 | 0 | 38.54 | 42.63 | 6 | 0
2025 | PJM_ROR_2_TVA_Transmission | PJM_ROR | TVA_Transmission | Internal | Winter | B16 | 25 | 2500 | 68.22 | 69.72 | 75.72 | 6 | 0
2025 | PJM_ROR_2_TVA_Transmission | PJM_ROR | TVA_Transmission | Internal | Winter | B17 | 100 | 2500 | 0 | 54.44 | 55.3 | 6 | 0
2025 | PJM_ROR_2_TVA_Transmission | PJM_ROR | TVA_Transmission | Internal | Winter | B18 | 400 | 2500 | 0 | 49.35 | 50.74 | 6 | 0
2025 | PJM_ROR_2_TVA_Transmission | PJM_ROR | TVA_Transmission | Internal | Winter | B19 | 700 | 2500 | 0 | 46.16 | 48.52 | 6 | 0
2025 | PJM_ROR_2_TVA_Transmission | PJM_ROR | TVA_Transmission | Internal | Winter | B20 | 935 | 2500 | 0 | 42.13 | 46.5 | 6 | 0
2025 | PJM_ROR_2_VACAR | PJM_ROR | VACAR | Internal | Shoulder | B11 | 25 | 3000 | 2558.1 | 62.46 | 68.46 | 6 | 0
2025 | PJM_ROR_2_VACAR | PJM_ROR | VACAR | Internal | Shoulder | B12 | 200 | 3000 | 0 | 56.37 | 57.4 | 6 | 0
2025 | PJM_ROR_2_VACAR | PJM_ROR | VACAR | Internal | Shoulder | B13 | 600 | 3000 | 0 | 46.81 | 50.45 | 6 | 0
2025 | PJM_ROR_2_VACAR | PJM_ROR | VACAR | Internal | Shoulder | B14 | 900 | 3000 | 0 | 44.23 | 49.37 | 6 | 0
2025 | PJM_ROR_2_VACAR | PJM_ROR | VACAR | Internal | Shoulder | B15 | 1203 | 3000 | 0 | 41.88 | 46.39 | 6 | 0
2025 | PJM_ROR_2_VACAR | PJM_ROR | VACAR | Internal | Summer | B1 | 10 | 3000 | 1091.09 | 75.42 | 81.42 | 6 | 0
2025 | PJM_ROR_2_VACAR | PJM_ROR | VACAR | Internal | Summer | B2 | 25 | 3000 | 2999.99 | 73.43 | 80.6 | 6 | 1.17
2025 | PJM_ROR_2_VACAR | PJM_ROR | VACAR | Internal | Summer | B3 | 75 | 3000 | 3000 | 68.43 | 80.6 | 6 | 6.17
2025 | PJM_ROR_2_VACAR | PJM_ROR | VACAR | Internal | Summer | B4 | 100 | 3000 | 3000 | 68.2 | 78.98 | 6 | 4.79
2025 | PJM_ROR_2_VACAR | PJM_ROR | VACAR | Internal | Summer | B5 | 200 | 3000 | 3000 | 63.35 | 70.11 | 6 | 0.76
2025 | PJM_ROR_2_VACAR | PJM_ROR | VACAR | Internal | Summer | B6 | 300 | 3000 | 2996.07 | 55.76 | 61.76 | 6 | 0
2025 | PJM_ROR_2_VACAR | PJM_ROR | VACAR | Internal | Summer | B7 | 400 | 3000 | 2268.39 | 45.52 | 51.52 | 6 | 0
2025 | PJM_ROR_2_VACAR | PJM_ROR | VACAR | Internal | Summer | B8 | 500 | 3000 | 877.56 | 42.37 | 48.37 | 6 | 0
2025 | PJM_ROR_2_VACAR | PJM_ROR | VACAR | Internal | Summer | B9 | 800 | 3000 | 0 | 40.58 | 45.14 | 6 | 0
2025 | PJM_ROR_2_VACAR | PJM_ROR | VACAR | Internal | Summer | B10 | 1262 | 3000 | 1885.08 | 38.54 | 44.54 | 6 | 0
2025 | PJM_ROR_2_VACAR | PJM_ROR | VACAR | Internal | Winter | B16 | 25 | 3000 | 3000 | 69.72 | 84.72 | 6 | 9
2025 | PJM_ROR_2_VACAR | PJM_ROR | VACAR | Internal | Winter | B17 | 100 | 3000 | 914.35 | 54.44 | 60.44 | 6 | 0
2025 | PJM_ROR_2_VACAR | PJM_ROR | VACAR | Internal | Winter | B18 | 400 | 3000 | 0 | 49.35 | 50.54 | 6 | 0
2025 | PJM_ROR_2_VACAR | PJM_ROR | VACAR | Internal | Winter | B19 | 700 | 3000 | 0 | 46.16 | 50.54 | 6 | 0
2025 | PJM_ROR_2_VACAR | PJM_ROR | VACAR | Internal | Winter | B20 | 935 | 3000 | 1205.7 | 42.13 | 48.13 | 6 | 0
2025 | PJM_ROM_2_NYISO_A-F | PJM_ROM | NYISO_A-F | Internal | Shoulder | B11 | 25 | 2000 | 0 | 62.45 | 43.76 | 6 | 0
2025 | PJM_ROM_2_NYISO_A-F | PJM_ROM | NYISO_A-F | Internal | Shoulder | B12 | 200 | 2000 | 0 | 56.35 | 47.67 | 6 | 0
2025 | PJM_ROM_2_NYISO_A-F | PJM_ROM | NYISO_A-F | Internal | Shoulder | B13 | 600 | 2000 | 0 | 46.82 | 43.47 | 6 | 0
2025 | PJM_ROM_2_NYISO_A-F | PJM_ROM | NYISO_A-F | Internal | Shoulder | B14 | 900 | 2000 | 0 | 44.25 | 43.47 | 6 | 0
2025 | PJM_ROM_2_NYISO_A-F | PJM_ROM | NYISO_A-F | Internal | Shoulder | B15 | 1203 | 2000 | 0 | 41.89 | 43.47 | 6 | 0
2025 | PJM_ROM_2_NYISO_A-F | PJM_ROM | NYISO_A-F | Internal | Summer | B1 | 10 | 2000 | 0 | 75.43 | 67.43 | 6 | 0
2025 | PJM_ROM_2_NYISO_A-F | PJM_ROM | NYISO_A-F | Internal | Summer | B2 | 25 | 2000 | 0 | 73.44 | 65.93 | 6 | 0
2025 | PJM_ROM_2_NYISO_A-F | PJM_ROM | NYISO_A-F | Internal | Summer | B3 | 75 | 2000 | 0 | 68.42 | 57.48 | 6 | 0
2025 | PJM_ROM_2_NYISO_A-F | PJM_ROM | NYISO_A-F | Internal | Summer | B4 | 100 | 2000 | 0 | 68.19 | 53.68 | 6 | 0
2025 | PJM_ROM_2_NYISO_A-F | PJM_ROM | NYISO_A-F | Internal | Summer | B5 | 200 | 2000 | 0 | 63.34 | 50.12 | 6 | 0
2025 | PJM_ROM_2_NYISO_A-F | PJM_ROM | NYISO_A-F | Internal | Summer | B6 | 300 | 2000 | 0 | 55.77 | 48.41 | 6 | 0
2025 | PJM_ROM_2_NYISO_A-F | PJM_ROM | NYISO_A-F | Internal | Summer | B7 | 400 | 2000 | 0 | 45.53 | 44.49 | 6 | 0
2025 | PJM_ROM_2_NYISO_A-F | PJM_ROM | NYISO_A-F | Internal | Summer | B8 | 500 | 2000 | 0 | 42.39 | 42.19 | 6 | 0
2025 | PJM_ROM_2_NYISO_A-F | PJM_ROM | NYISO_A-F | Internal | Summer | B9 | 800 | 2000 | 0 | 40.59 | 41.33 | 6 | 0
2025 | PJM_ROM_2_NYISO_A-F | PJM_ROM | NYISO_A-F | Internal | Summer | B10 | 1262 | 2000 | 0 | 38.55 | 41.33 | 6 | 0
2025 | PJM_ROM_2_NYISO_A-F | PJM_ROM | NYISO_A-F | Internal | Winter | B16 | 25 | 2000 | 0 | 69.73 | 51.64 | 6 | 0
2025 | PJM_ROM_2_NYISO_A-F | PJM_ROM | NYISO_A-F | Internal | Winter | B17 | 100 | 2000 | 0 | 54.45 | 48.19 | 6 | 0
2025 | PJM_ROM_2_NYISO_A-F | PJM_ROM | NYISO_A-F | Internal | Winter | B18 | 400 | 2000 | 0 | 49.36 | 47.36 | 6 | 0
2025 | PJM_ROM_2_NYISO_A-F | PJM_ROM | NYISO_A-F | Internal | Winter | B19 | 700 | 2000 | 0 | 46.17 | 47.36 | 6 | 0
2025 | PJM_ROM_2_NYISO_A-F | PJM_ROM | NYISO_A-F | Internal | Winter | B20 | 935 | 2000 | 0 | 42.14 | 47.36 | 6 | 0
2025 | PJM_ROM_2_PJM_E | PJM_ROM | PJM_E | Internal | Shoulder | B11 | 25 | 8000 | 0.36 | 62.45 | 62.43 | 0.01 | 0
2025 | PJM_ROM_2_PJM_E | PJM_ROM | PJM_E | Internal | Shoulder | B12 | 200 | 8000 | 0.05 | 56.35 | 56.34 | 0.01 | 0
2025 | PJM_ROM_2_PJM_E | PJM_ROM | PJM_E | Internal | Shoulder | B13 | 600 | 8000 | 0.02 | 46.82 | 46.8 | 0.01 | 0
2025 | PJM_ROM_2_PJM_E | PJM_ROM | PJM_E | Internal | Shoulder | B14 | 900 | 8000 | 0.01 | 44.25 | 44.23 | 0.01 | 0
2025 | PJM_ROM_2_PJM_E | PJM_ROM | PJM_E | Internal | Shoulder | B15 | 1203 | 8000 | 512.96 | 41.89 | 41.9 | 0.01 | 0
2025 | PJM_ROM_2_PJM_E | PJM_ROM | PJM_E | Internal | Summer | B1 | 10 | 8000 | 2695.19 | 75.43 | 75.44 | 0.01 | 0
2025 | PJM_ROM_2_PJM_E | PJM_ROM | PJM_E | Internal | Summer | B2 | 25 | 8000 | 2008.68 | 73.44 | 73.45 | 0.01 | 0
2025 | PJM_ROM_2_PJM_E | PJM_ROM | PJM_E | Internal | Summer | B3 | 75 | 8000 | 0.12 | 68.42 | 68.4 | 0.01 | 0
2025 | PJM_ROM_2_PJM_E | PJM_ROM | PJM_E | Internal | Summer | B4 | 100 | 8000 | 0.09 | 68.19 | 68.17 | 0.01 | 0
2025 | PJM_ROM_2_PJM_E | PJM_ROM | PJM_E | Internal | Summer | B5 | 200 | 8000 | 0.05 | 63.34 | 63.33 | 0.01 | 0
2025 | PJM_ROM_2_PJM_E | PJM_ROM | PJM_E | Internal | Summer | B6 | 300 | 8000 | 0.03 | 55.77 | 55.76 | 0.01 | 0
2025 | PJM_ROM_2_PJM_E | PJM_ROM | PJM_E | Internal | Summer | B7 | 400 | 8000 | 0.02 | 45.53 | 45.52 | 0.01 | 0
2025 | PJM_ROM_2_PJM_E | PJM_ROM | PJM_E | Internal | Summer | B8 | 500 | 8000 | 529.8 | 42.39 | 42.4 | 0.01 | 0
2025 | PJM_ROM_2_PJM_E | PJM_ROM | PJM_E | Internal | Summer | B9 | 800 | 8000 | 2418.09 | 40.59 | 40.6 | 0.01 | 0
2025 | PJM_ROM_2_PJM_E | PJM_ROM | PJM_E | Internal | Summer | B10 | 1262 | 8000 | 249.59 | 38.55 | 38.56 | 0.01 | 0
2025 | PJM_ROM_2_PJM_E | PJM_ROM | PJM_E | Internal | Winter | B16 | 25 | 8000 | 0.4 | 69.73 | 69.72 | 0.01 | 0
2025 | PJM_ROM_2_PJM_E | PJM_ROM | PJM_E | Internal | Winter | B17 | 100 | 8000 | 169.69 | 54.45 | 54.46 | 0.01 | 0
2025 | PJM_ROM_2_PJM_E | PJM_ROM | PJM_E | Internal | Winter | B18 | 400 | 8000 | 4393.06 | 49.36 | 49.37 | 0.01 | 0
2025 | PJM_ROM_2_PJM_E | PJM_ROM | PJM_E | Internal | Winter | B19 | 700 | 8000 | 3741.9 | 46.17 | 46.19 | 0.01 | 0
2025 | PJM_ROM_2_PJM_E | PJM_ROM | PJM_E | Internal | Winter | B20 | 935 | 8000 | 4325.4 | 42.14 | 42.15 | 0.01 | 0
2025 | PJM_ROM_2_PJM_ROR | PJM_ROM | PJM_ROR | Internal | Shoulder | B11 | 25 | 8000 | 5318.55 | 62.45 | 62.46 | 0.01 | 0
2025 | PJM_ROM_2_PJM_ROR | PJM_ROM | PJM_ROR | Internal | Shoulder | B12 | 200 | 8000 | 2131.45 | 56.35 | 56.37 | 0.01 | 0
2025 | PJM_ROM_2_PJM_ROR | PJM_ROM | PJM_ROR | Internal | Shoulder | B13 | 600 | 8000 | 0.02 | 46.82 | 46.81 | 0.01 | 0
2025 | PJM_ROM_2_PJM_ROR | PJM_ROM | PJM_ROR | Internal | Shoulder | B14 | 900 | 8000 | 0.01 | 44.25 | 44.23 | 0.01 | 0
2025 | PJM_ROM_2_PJM_ROR | PJM_ROM | PJM_ROR | Internal | Shoulder | B15 | 1203 | 8000 | 0 | 41.89 | 41.88 | 0.01 | 0
2025 | PJM_ROM_2_PJM_ROR | PJM_ROM | PJM_ROR | Internal | Summer | B1 | 10 | 8000 | 0.86 | 75.43 | 75.42 | 0.01 | 0
2025 | PJM_ROM_2_PJM_ROR | PJM_ROM | PJM_ROR | Internal | Summer | B2 | 25 | 8000 | 0.36 | 73.44 | 73.43 | 0.01 | 0
2025 | PJM_ROM_2_PJM_ROR | PJM_ROM | PJM_ROR | Internal | Summer | B3 | 75 | 8000 | 1807.17 | 68.42 | 68.43 | 0.01 | 0
2025 | PJM_ROM_2_PJM_ROR | PJM_ROM | PJM_ROR | Internal | Summer | B4 | 100 | 8000 | 5015.63 | 68.19 | 68.2 | 0.01 | 0
2025 | PJM_ROM_2_PJM_ROR | PJM_ROM | PJM_ROR | Internal | Summer | B5 | 200 | 8000 | 2648.75 | 63.34 | 63.35 | 0.01 | 0
2025 | PJM_ROM_2_PJM_ROR | PJM_ROM | PJM_ROR | Internal | Summer | B6 | 300 | 8000 | 0.03 | 55.77 | 55.76 | 0.01 | 0
2025 | PJM_ROM_2_PJM_ROR | PJM_ROM | PJM_ROR | Internal | Summer | B7 | 400 | 8000 | 0.02 | 45.53 | 45.52 | 0.01 | 0
2025 | PJM_ROM_2_PJM_ROR | PJM_ROM | PJM_ROR | Internal | Summer | B8 | 500 | 8000 | 0.02 | 42.39 | 42.37 | 0.01 | 0
2025 | PJM_ROM_2_PJM_ROR | PJM_ROM | PJM_ROR | Internal | Summer | B9 | 800 | 8000 | 0.01 | 40.59 | 40.58 | 0.01 | 0
2025 | PJM_ROM_2_PJM_ROR | PJM_ROM | PJM_ROR | Internal | Summer | B10 | 1262 | 8000 | 0 | 38.55 | 38.54 | 0.01 | 0
2025 | PJM_ROM_2_PJM_ROR | PJM_ROM | PJM_ROR | Internal | Winter | B16 | 25 | 8000 | 0.37 | 69.73 | 69.72 | 0.01 | 0
2025 | PJM_ROM_2_PJM_ROR | PJM_ROM | PJM_ROR | Internal | Winter | B17 | 100 | 8000 | 0.09 | 54.45 | 54.44 | 0.01 | 0
2025 | PJM_ROM_2_PJM_ROR | PJM_ROM | PJM_ROR | Internal | Winter | B18 | 400 | 8000 | 0.02 | 49.36 | 49.35 | 0.01 | 0
2025 | PJM_ROM_2_PJM_ROR | PJM_ROM | PJM_ROR | Internal | Winter | B19 | 700 | 8000 | 0.01 | 46.17 | 46.16 | 0.01 | 0
2025 | PJM_ROM_2_PJM_ROR | PJM_ROM | PJM_ROR | Internal | Winter | B20 | 935 | 8000 | 0 | 42.14 | 42.13 | 0.01 | 0
2025 | SOCO_2_ENT | SOCO | ENT | Internal | Shoulder | B11 | 25 | 2400 | 0 | 76.13 | 69.71 | 10 | 0
2025 | SOCO_2_ENT | SOCO | ENT | Internal | Shoulder | B12 | 200 | 2400 | 0 | 51.92 | 46.83 | 10 | 0
2025 | SOCO_2_ENT | SOCO | ENT | Internal | Shoulder | B13 | 600 | 2400 | 0 | 46.88 | 46.83 | 10 | 0
2025 | SOCO_2_ENT | SOCO | ENT | Internal | Shoulder | B14 | 900 | 2400 | 0 | 46.88 | 46.5 | 10 | 0
2025 | SOCO_2_ENT | SOCO | ENT | Internal | Shoulder | B15 | 1203 | 2400 | 0 | 46.88 | 46.5 | 10 | 0
2025 | SOCO_2_ENT | SOCO | ENT | Internal | Summer | B1 | 10 | 2400 | 0 | 83.69 | 75.69 | 10 | 0
2025 | SOCO_2_ENT | SOCO | ENT | Internal | Summer | B2 | 25 | 2400 | 0 | 78.61 | 75.69 | 10 | 0
2025 | SOCO_2_ENT | SOCO | ENT | Internal | Summer | B3 | 75 | 2400 | 0 | 78.61 | 70.61 | 10 | 0
2025 | SOCO_2_ENT | SOCO | ENT | Internal | Summer | B4 | 100 | 2400 | 0 | 77.11 | 69.11 | 10 | 0
2025 | SOCO_2_ENT | SOCO | ENT | Internal | Summer | B5 | 200 | 2400 | 0 | 77.11 | 69.11 | 10 | 0
2025 | SOCO_2_ENT | SOCO | ENT | Internal | Summer | B6 | 300 | 2400 | 0 | 68.76 | 61.78 | 10 | 0
2025 | SOCO_2_ENT | SOCO | ENT | Internal | Summer | B7 | 400 | 2400 | 0 | 60.49 | 52.49 | 10 | 0
2025 | SOCO_2_ENT | SOCO | ENT | Internal | Summer | B8 | 500 | 2400 | 0 | 47.16 | 45.36 | 10 | 0
2025 | SOCO_2_ENT | SOCO | ENT | Internal | Summer | B9 | 800 | 2400 | 0 | 45.53 | 45.28 | 10 | 0
2025 | SOCO_2_ENT | SOCO | ENT | Internal | Summer | B10 | 1262 | 2400 | 0 | 45.53 | 45.04 | 10 | 0
2025 | SOCO_2_ENT | SOCO | ENT | Internal | Winter | B16 | 25 | 2400 | 0 | 83.33 | 70.26 | 10 | 0
2025 | SOCO_2_ENT | SOCO | ENT | Internal | Winter | B17 | 100 | 2400 | 0 | 52.33 | 49.74 | 10 | 0
2025 | SOCO_2_ENT | SOCO | ENT | Internal | Winter | B18 | 400 | 2400 | 0 | 49.67 | 49.74 | 10 | 0
2025 | SOCO_2_ENT | SOCO | ENT | Internal | Winter | B19 | 700 | 2400 | 0 | 49.67 | 49.38 | 10 | 0
2025 | SOCO_2_ENT | SOCO | ENT | Internal | Winter | B20 | 935 | 2400 | 0 | 49.67 | 47.76 | 10 | 0
2025 | SOCO_2_FRCC | SOCO | FRCC | Internal | Shoulder | B11 | 25 | 3700 | 436.76 | 76.13 | 86.13 | 10 | 0
2025 | SOCO_2_FRCC | SOCO | FRCC | Internal | Shoulder | B12 | 200 | 3700 | 996.89 | 51.92 | 61.92 | 10 | 0
2025 | SOCO_2_FRCC | SOCO | FRCC | Internal | Shoulder | B13 | 600 | 3700 | 0 | 46.88 | 54.36 | 10 | 0
2025 | SOCO_2_FRCC | SOCO | FRCC | Internal | Shoulder | B14 | 900 | 3700 | 0 | 46.88 | 52.12 | 10 | 0
2025 | SOCO_2_FRCC | SOCO | FRCC | Internal | Shoulder | B15 | 1203 | 3700 | 0 | 46.88 | 52.12 | 10 | 0
2025 | SOCO_2_FRCC | SOCO | FRCC | Internal | Summer | B1 | 10 | 3700 | 153.29 | 83.69 | 93.69 | 10 | 0
2025 | SOCO_2_FRCC | SOCO | FRCC | Internal | Summer | B2 | 25 | 3700 | 0 | 78.61 | 84.92 | 10 | 0
2025 | SOCO_2_FRCC | SOCO | FRCC | Internal | Summer | B3 | 75 | 3700 | 0 | 78.61 | 84.92 | 10 | 0
2025 | SOCO_2_FRCC | SOCO | FRCC | Internal | Summer | B4 | 100 | 3700 | 0 | 77.11 | 84.92 | 10 | 0
2025 | SOCO_2_FRCC | SOCO | FRCC | Internal | Summer | B5 | 200 | 3700 | 0 | 77.11 | 83.44 | 10 | 0
2025 | SOCO_2_FRCC | SOCO | FRCC | Internal | Summer | B6 | 300 | 3700 | 0 | 68.76 | 72.63 | 10 | 0
2025 | SOCO_2_FRCC | SOCO | FRCC | Internal | Summer | B7 | 400 | 3700 | 1773.29 | 60.49 | 70.49 | 10 | 0
2025 | SOCO_2_FRCC | SOCO | FRCC | Internal | Summer | B8 | 500 | 3700 | 13.83 | 47.16 | 57.16 | 10 | 0
2025 | SOCO_2_FRCC | SOCO | FRCC | Internal | Summer | B9 | 800 | 3700 | 0 | 45.53 | 53.55 | 10 | 0
2025 | SOCO_2_FRCC | SOCO | FRCC | Internal | Summer | B10 | 1262 | 3700 | 0 | 45.53 | 51.34 | 10 | 0
2025 | SOCO_2_FRCC | SOCO | FRCC | Internal | Winter | B16 | 25 | 3700 | 0 | 83.33 | 86.31 | 10 | 0
2025 | SOCO_2_FRCC | SOCO | FRCC | Internal | Winter | B17 | 100 | 3700 | 1026.84 | 52.33 | 62.33 | 10 | 0
2025 | SOCO_2_FRCC | SOCO | FRCC | Internal | Winter | B18 | 400 | 3700 | 0 | 49.67 | 56.86 | 10 | 0
2025 | SOCO_2_FRCC | SOCO | FRCC | Internal | Winter | B19 | 700 | 3700 | 0 | 49.67 | 54.51 | 10 | 0
2025 | SOCO_2_FRCC | SOCO | FRCC | Internal | Winter | B20 | 935 | 3700 | 0 | 49.67 | 54.51 | 10 | 0
2025 | SOCO_2_TVA_Transmission | SOCO | TVA_Transmission | Internal | Shoulder | B11 | 25 | 2600 | 0 | 76.13 | 67.86 | 10 | 0
2025 | SOCO_2_TVA_Transmission | SOCO | TVA_Transmission | Internal | Shoulder | B12 | 200 | 2600 | 0 | 51.92 | 54.16 | 10 | 0
2025 | SOCO_2_TVA_Transmission | SOCO | TVA_Transmission | Internal | Shoulder | B13 | 600 | 2600 | 0 | 46.88 | 49.12 | 10 | 0
2025 | SOCO_2_TVA_Transmission | SOCO | TVA_Transmission | Internal | Shoulder | B14 | 900 | 2600 | 0 | 46.88 | 47.98 | 10 | 0
2025 | SOCO_2_TVA_Transmission | SOCO | TVA_Transmission | Internal | Shoulder | B15 | 1203 | 2600 | 0 | 46.88 | 46.7 | 10 | 0
2025 | SOCO_2_TVA_Transmission | SOCO | TVA_Transmission | Internal | Summer | B1 | 10 | 2600 | 0 | 83.69 | 81.42 | 10 | 0
2025 | SOCO_2_TVA_Transmission | SOCO | TVA_Transmission | Internal | Summer | B2 | 25 | 2600 | 0 | 78.61 | 79.43 | 10 | 0
2025 | SOCO_2_TVA_Transmission | SOCO | TVA_Transmission | Internal | Summer | B3 | 75 | 2600 | 0 | 78.61 | 74.43 | 10 | 0
2025 | SOCO_2_TVA_Transmission | SOCO | TVA_Transmission | Internal | Summer | B4 | 100 | 2600 | 0 | 77.11 | 74.16 | 10 | 0
2025 | SOCO_2_TVA_Transmission | SOCO | TVA_Transmission | Internal | Summer | B5 | 200 | 2600 | 0 | 77.11 | 68.94 | 10 | 0
2025 | SOCO_2_TVA_Transmission | SOCO | TVA_Transmission | Internal | Summer | B6 | 300 | 2600 | 0 | 68.76 | 60.51 | 10 | 0
2025 | SOCO_2_TVA_Transmission | SOCO | TVA_Transmission | Internal | Summer | B7 | 400 | 2600 | 0 | 60.49 | 51.5 | 10 | 0
2025 | SOCO_2_TVA_Transmission | SOCO | TVA_Transmission | Internal | Summer | B8 | 500 | 2600 | 0 | 47.16 | 46.32 | 10 | 0
2025 | SOCO_2_TVA_Transmission | SOCO | TVA_Transmission | Internal | Summer | B9 | 800 | 2600 | 0 | 45.53 | 45.64 | 10 | 0
2025 | SOCO_2_TVA_Transmission | SOCO | TVA_Transmission | Internal | Summer | B10 | 1262 | 2600 | 0 | 45.53 | 42.63 | 10 | 0
2025 | SOCO_2_TVA_Transmission | SOCO | TVA_Transmission | Internal | Winter | B16 | 25 | 2600 | 0 | 83.33 | 75.72 | 10 | 0
2025 | SOCO_2_TVA_Transmission | SOCO | TVA_Transmission | Internal | Winter | B17 | 100 | 2600 | 0 | 52.33 | 55.3 | 10 | 0
2025 | SOCO_2_TVA_Transmission | SOCO | TVA_Transmission | Internal | Winter | B18 | 400 | 2600 | 0 | 49.67 | 50.74 | 10 | 0
2025 | SOCO_2_TVA_Transmission | SOCO | TVA_Transmission | Internal | Winter | B19 | 700 | 2600 | 0 | 49.67 | 48.52 | 10 | 0
2025 | SOCO_2_TVA_Transmission | SOCO | TVA_Transmission | Internal | Winter | B20 | 935 | 2600 | 0 | 49.67 | 46.5 | 10 | 0
2025 | SOCO_2_VACAR | SOCO | VACAR | Internal | Shoulder | B11 | 25 | 2000 | 0 | 76.13 | 68.46 | 10 | 0
2025 | SOCO_2_VACAR | SOCO | VACAR | Internal | Shoulder | B12 | 200 | 2000 | 0 | 51.92 | 57.4 | 10 | 0
2025 | SOCO_2_VACAR | SOCO | VACAR | Internal | Shoulder | B13 | 600 | 2000 | 0 | 46.88 | 50.45 | 10 | 0
2025 | SOCO_2_VACAR | SOCO | VACAR | Internal | Shoulder | B14 | 900 | 2000 | 0 | 46.88 | 49.37 | 10 | 0
2025 | SOCO_2_VACAR | SOCO | VACAR | Internal | Shoulder | B15 | 1203 | 2000 | 0 | 46.88 | 46.39 | 10 | 0
2025 | SOCO_2_VACAR | SOCO | VACAR | Internal | Summer | B1 | 10 | 2000 | 0 | 83.69 | 81.42 | 10 | 0
2025 | SOCO_2_VACAR | SOCO | VACAR | Internal | Summer | B2 | 25 | 2000 | 0 | 78.61 | 80.6 | 10 | 0
2025 | SOCO_2_VACAR | SOCO | VACAR | Internal | Summer | B3 | 75 | 2000 | 0 | 78.61 | 80.6 | 10 | 0
2025 | SOCO_2_VACAR | SOCO | VACAR | Internal | Summer | B4 | 100 | 2000 | 0 | 77.11 | 78.98 | 10 | 0
2025 | SOCO_2_VACAR | SOCO | VACAR | Internal | Summer | B5 | 200 | 2000 | 0 | 77.11 | 70.11 | 10 | 0
2025 | SOCO_2_VACAR | SOCO | VACAR | Internal | Summer | B6 | 300 | 2000 | 0 | 68.76 | 61.76 | 10 | 0
2025 | SOCO_2_VACAR | SOCO | VACAR | Internal | Summer | B7 | 400 | 2000 | 0 | 60.49 | 51.52 | 10 | 0
2025 | SOCO_2_VACAR | SOCO | VACAR | Internal | Summer | B8 | 500 | 2000 | 0 | 47.16 | 48.37 | 10 | 0
2025 | SOCO_2_VACAR | SOCO | VACAR | Internal | Summer | B9 | 800 | 2000 | 0 | 45.53 | 45.14 | 10 | 0
2025 | SOCO_2_VACAR | SOCO | VACAR | Internal | Summer | B10 | 1262 | 2000 | 0 | 45.53 | 44.54 | 10 | 0
2025 | SOCO_2_VACAR | SOCO | VACAR | Internal | Winter | B16 | 25 | 2000 | 0 | 83.33 | 84.72 | 10 | 0
2025 | SOCO_2_VACAR | SOCO | VACAR | Internal | Winter | B17 | 100 | 2000 | 0 | 52.33 | 60.44 | 10 | 0
2025 | SOCO_2_VACAR | SOCO | VACAR | Internal | Winter | B18 | 400 | 2000 | 0 | 49.67 | 50.54 | 10 | 0
2025 | SOCO_2_VACAR | SOCO | VACAR | Internal | Winter | B19 | 700 | 2000 | 0 | 49.67 | 50.54 | 10 | 0
2025 | SOCO_2_VACAR | SOCO | VACAR | Internal | Winter | B20 | 935 | 2000 | 0 | 49.67 | 48.13 | 10 | 0
2025 | SPP_N_2_ENT | SPP_N | ENT | Internal | Shoulder | B11 | 25 | 1800 | 0 | 70.09 | 69.71 | 5 | 0
2025 | SPP_N_2_ENT | SPP_N | ENT | Internal | Shoulder | B12 | 200 | 1800 | 0 | 54.37 | 46.83 | 5 | 0
2025 | SPP_N_2_ENT | SPP_N | ENT | Internal | Shoulder | B13 | 600 | 1800 | 0 | 46.45 | 46.83 | 5 | 0
2025 | SPP_N_2_ENT | SPP_N | ENT | Internal | Shoulder | B14 | 900 | 1800 | 0 | 44.89 | 46.5 | 5 | 0
2025 | SPP_N_2_ENT | SPP_N | ENT | Internal | Shoulder | B15 | 1203 | 1800 | 0 | 44.87 | 46.5 | 5 | 0
2025 | SPP_N_2_ENT | SPP_N | ENT | Internal | Summer | B1 | 10 | 1800 | 0 | 73.59 | 75.69 | 5 | 0
2025 | SPP_N_2_ENT | SPP_N | ENT | Internal | Summer | B2 | 25 | 1800 | 0 | 73.59 | 75.69 | 5 | 0
2025 | SPP_N_2_ENT | SPP_N | ENT | Internal | Summer | B3 | 75 | 1800 | 0 | 73.59 | 70.61 | 5 | 0
2025 | SPP_N_2_ENT | SPP_N | ENT | Internal | Summer | B4 | 100 | 1800 | 0 | 73.59 | 69.11 | 5 | 0
2025 | SPP_N_2_ENT | SPP_N | ENT | Internal | Summer | B5 | 200 | 1800 | 0 | 67.65 | 69.11 | 5 | 0
2025 | SPP_N_2_ENT | SPP_N | ENT | Internal | Summer | B6 | 300 | 1800 | 0 | 61.78 | 61.78 | 5 | 0
2025 | SPP_N_2_ENT | SPP_N | ENT | Internal | Summer | B7 | 400 | 1800 | 0 | 51.5 | 52.49 | 5 | 0
2025 | SPP_N_2_ENT | SPP_N | ENT | Internal | Summer | B8 | 500 | 1800 | 0 | 45.33 | 45.36 | 5 | 0
2025 | SPP_N_2_ENT | SPP_N | ENT | Internal | Summer | B9 | 800 | 1800 | 0 | 44.01 | 45.28 | 5 | 0
2025 | SPP_N_2_ENT | SPP_N | ENT | Internal | Summer | B10 | 1262 | 1800 | 0 | 43.05 | 45.04 | 5 | 0
2025 | SPP_N_2_ENT | SPP_N | ENT | Internal | Winter | B16 | 25 | 1800 | 0 | 67.72 | 70.26 | 5 | 0
2025 | SPP_N_2_ENT | SPP_N | ENT | Internal | Winter | B17 | 100 | 1800 | 0 | 49.51 | 49.74 | 5 | 0
2025 | SPP_N_2_ENT | SPP_N | ENT | Internal | Winter | B18 | 400 | 1800 | 0 | 47.82 | 49.74 | 5 | 0
2025 | SPP_N_2_ENT | SPP_N | ENT | Internal | Winter | B19 | 700 | 1800 | 0 | 47.82 | 49.38 | 5 | 0
2025 | SPP_N_2_ENT | SPP_N | ENT | Internal | Winter | B20 | 935 | 1800 | 0 | 47.71 | 47.76 | 5 | 0
2025 | SPP_N_2_MISO_MO-IL | SPP_N | MISO_MO-IL | Internal | Shoulder | B11 | 25 | 2000 | 0 | 70.09 | 64.47 | 5 | 0
2025 | SPP_N_2_MISO_MO-IL | SPP_N | MISO_MO-IL | Internal | Shoulder | B12 | 200 | 2000 | 0 | 54.37 | 54.37 | 5 | 0
2025 | SPP_N_2_MISO_MO-IL | SPP_N | MISO_MO-IL | Internal | Shoulder | B13 | 600 | 2000 | 0 | 46.45 | 44.81 | 5 | 0
2025 | SPP_N_2_MISO_MO-IL | SPP_N | MISO_MO-IL | Internal | Shoulder | B14 | 900 | 2000 | 0 | 44.89 | 43.72 | 5 | 0
2025 | SPP_N_2_MISO_MO-IL | SPP_N | MISO_MO-IL | Internal | Shoulder | B15 | 1203 | 2000 | 0 | 44.87 | 41.44 | 5 | 0
2025 | SPP_N_2_MISO_MO-IL | SPP_N | MISO_MO-IL | Internal | Summer | B1 | 10 | 2000 | 0 | 73.59 | 73.42 | 5 | 0
2025 | SPP_N_2_MISO_MO-IL | SPP_N | MISO_MO-IL | Internal | Summer | B2 | 25 | 2000 | 0 | 73.59 | 71.43 | 5 | 0
2025 | SPP_N_2_MISO_MO-IL | SPP_N | MISO_MO-IL | Internal | Summer | B3 | 75 | 2000 | 0 | 73.59 | 68.9 | 5 | 0
2025 | SPP_N_2_MISO_MO-IL | SPP_N | MISO_MO-IL | Internal | Summer | B4 | 100 | 2000 | 0 | 73.59 | 67.84 | 5 | 0
2025 | SPP_N_2_MISO_MO-IL | SPP_N | MISO_MO-IL | Internal | Summer | B5 | 200 | 2000 | 0 | 67.65 | 65.34 | 5 | 0
2025 | SPP_N_2_MISO_MO-IL | SPP_N | MISO_MO-IL | Internal | Summer | B6 | 300 | 2000 | 0 | 61.78 | 53.78 | 5 | 0
2025 | SPP_N_2_MISO_MO-IL | SPP_N | MISO_MO-IL | Internal | Summer | B7 | 400 | 2000 | 0 | 51.5 | 44.49 | 5 | 0
2025 | SPP_N_2_MISO_MO-IL | SPP_N | MISO_MO-IL | Internal | Summer | B8 | 500 | 2000 | 0 | 45.33 | 40.83 | 5 | 0
2025 | SPP_N_2_MISO_MO-IL | SPP_N | MISO_MO-IL | Internal | Summer | B9 | 800 | 2000 | 0 | 44.01 | 40.5 | 5 | 0
2025 | SPP_N_2_MISO_MO-IL | SPP_N | MISO_MO-IL | Internal | Summer | B10 | 1262 | 2000 | 0 | 43.05 | 37.2 | 5 | 0
2025 | SPP_N_2_MISO_MO-IL | SPP_N | MISO_MO-IL | Internal | Winter | B16 | 25 | 2000 | 0 | 67.72 | 67.72 | 5 | 0
2025 | SPP_N_2_MISO_MO-IL | SPP_N | MISO_MO-IL | Internal | Winter | B17 | 100 | 2000 | 0 | 49.51 | 52.42 | 5 | 0
2025 | SPP_N_2_MISO_MO-IL | SPP_N | MISO_MO-IL | Internal | Winter | B18 | 400 | 2000 | 0 | 47.82 | 47.34 | 5 | 0
2025 | SPP_N_2_MISO_MO-IL | SPP_N | MISO_MO-IL | Internal | Winter | B19 | 700 | 2000 | 0 | 47.82 | 44.15 | 5 | 0
2025 | SPP_N_2_MISO_MO-IL | SPP_N | MISO_MO-IL | Internal | Winter | B20 | 935 | 2000 | 0 | 47.71 | 40.71 | 5 | 0
2025 | SPP_N_2_MISO_W | SPP_N | MISO_W | Internal | Shoulder | B11 | 25 | 750 | 0 | 70.09 | 64.46 | 5 | 0
2025 | SPP_N_2_MISO_W | SPP_N | MISO_W | Internal | Shoulder | B12 | 200 | 750 | 0 | 54.37 | 54.35 | 5 | 0
2025 | SPP_N_2_MISO_W | SPP_N | MISO_W | Internal | Shoulder | B13 | 600 | 750 | 0 | 46.45 | 44.8 | 5 | 0
2025 | SPP_N_2_MISO_W | SPP_N | MISO_W | Internal | Shoulder | B14 | 900 | 750 | 0 | 44.89 | 43.94 | 5 | 0
2025 | SPP_N_2_MISO_W | SPP_N | MISO_W | Internal | Shoulder | B15 | 1203 | 750 | 0 | 44.87 | 41.43 | 5 | 0
2025 | SPP_N_2_MISO_W | SPP_N | MISO_W | Internal | Summer | B1 | 10 | 750 | 0 | 73.59 | 73.4 | 5 | 0
2025 | SPP_N_2_MISO_W | SPP_N | MISO_W | Internal | Summer | B2 | 25 | 750 | 0 | 73.59 | 71.43 | 5 | 0
2025 | SPP_N_2_MISO_W | SPP_N | MISO_W | Internal | Summer | B3 | 75 | 750 | 0 | 73.59 | 70.2 | 5 | 0
2025 | SPP_N_2_MISO_W | SPP_N | MISO_W | Internal | Summer | B4 | 100 | 750 | 0 | 73.59 | 70.2 | 5 | 0
2025 | SPP_N_2_MISO_W | SPP_N | MISO_W | Internal | Summer | B5 | 200 | 750 | 0 | 67.65 | 65.35 | 5 | 0
2025 | SPP_N_2_MISO_W | SPP_N | MISO_W | Internal | Summer | B6 | 300 | 750 | 0 | 61.78 | 54.78 | 5 | 0
2025 | SPP_N_2_MISO_W | SPP_N | MISO_W | Internal | Summer | B7 | 400 | 750 | 0 | 51.5 | 44.5 | 5 | 0
2025 | SPP_N_2_MISO_W | SPP_N | MISO_W | Internal | Summer | B8 | 500 | 750 | 0 | 45.33 | 40.82 | 5 | 0
2025 | SPP_N_2_MISO_W | SPP_N | MISO_W | Internal | Summer | B9 | 800 | 750 | 0 | 44.01 | 40.49 | 5 | 0
2025 | SPP_N_2_MISO_W | SPP_N | MISO_W | Internal | Summer | B10 | 1262 | 750 | 0 | 43.05 | 37.19 | 5 | 0
2025 | SPP_N_2_MISO_W | SPP_N | MISO_W | Internal | Winter | B16 | 25 | 750 | 0 | 67.72 | 67.7 | 5 | 0
2025 | SPP_N_2_MISO_W | SPP_N | MISO_W | Internal | Winter | B17 | 100 | 750 | 0 | 49.51 | 52.41 | 5 | 0
2025 | SPP_N_2_MISO_W | SPP_N | MISO_W | Internal | Winter | B18 | 400 | 750 | 0 | 47.82 | 47.35 | 5 | 0
2025 | SPP_N_2_MISO_W | SPP_N | MISO_W | Internal | Winter | B19 | 700 | 750 | 0 | 47.82 | 44.31 | 5 | 0
2025 | SPP_N_2_MISO_W | SPP_N | MISO_W | Internal | Winter | B20 | 935 | 750 | 0 | 47.71 | 40.72 | 5 | 0
2025 | SPP_N_2_NE | SPP_N | NE | Internal | Shoulder | B11 | 25 | 330 | 0 | 70.09 | 64.46 | 0.01 | 0
2025 | SPP_N_2_NE | SPP_N | NE | Internal | Shoulder | B12 | 200 | 330 | 0.04 | 54.37 | 54.35 | 0.01 | 0
2025 | SPP_N_2_NE | SPP_N | NE | Internal | Shoulder | B13 | 600 | 330 | 0.01 | 46.45 | 46.44 | 0.01 | 0
2025 | SPP_N_2_NE | SPP_N | NE | Internal | Shoulder | B14 | 900 | 330 | 0.01 | 44.89 | 44.88 | 0.01 | 0
2025 | SPP_N_2_NE | SPP_N | NE | Internal | Shoulder | B15 | 1203 | 330 | 0 | 44.87 | 44.86 | 0.01 | 0
2025 | SPP_N_2_NE | SPP_N | NE | Internal | Summer | B1 | 10 | 330 | 0.67 | 73.59 | 73.58 | 0.01 | 0
2025 | SPP_N_2_NE | SPP_N | NE | Internal | Summer | B2 | 25 | 330 | 0.28 | 73.59 | 73.58 | 0.01 | 0
2025 | SPP_N_2_NE | SPP_N | NE | Internal | Summer | B3 | 75 | 330 | 0 | 73.59 | 72.42 | 0.01 | 0
2025 | SPP_N_2_NE | SPP_N | NE | Internal | Summer | B4 | 100 | 330 | 0 | 73.59 | 72.42 | 0.01 | 0
2025 | SPP_N_2_NE | SPP_N | NE | Internal | Summer | B5 | 200 | 330 | 0.04 | 67.65 | 67.64 | 0.01 | 0
2025 | SPP_N_2_NE | SPP_N | NE | Internal | Summer | B6 | 300 | 330 | 0.03 | 61.78 | 61.77 | 0.01 | 0
2025 | SPP_N_2_NE | SPP_N | NE | Internal | Summer | B7 | 400 | 330 | 0 | 51.5 | 49.14 | 0.01 | 0
2025 | SPP_N_2_NE | SPP_N | NE | Internal | Summer | B8 | 500 | 330 | 0 | 45.33 | 42.42 | 0.01 | 0
2025 | SPP_N_2_NE | SPP_N | NE | Internal | Summer | B9 | 800 | 330 | 0 | 44.01 | 42.42 | 0.01 | 0
2025 | SPP_N_2_NE | SPP_N | NE | Internal | Summer | B10 | 1262 | 330 | 0 | 43.05 | 39.15 | 0.01 | 0
2025 | SPP_N_2_NE | SPP_N | NE | Internal | Winter | B16 | 25 | 330 | 0.29 | 67.72 | 67.7 | 0.01 | 0
2025 | SPP_N_2_NE | SPP_N | NE | Internal | Winter | B17 | 100 | 330 | 0.09 | 49.51 | 49.5 | 0.01 | 0
2025 | SPP_N_2_NE | SPP_N | NE | Internal | Winter | B18 | 400 | 330 | 0.02 | 47.82 | 47.81 | 0.01 | 0
2025 | SPP_N_2_NE | SPP_N | NE | Internal | Winter | B19 | 700 | 330 | 0.01 | 47.82 | 47.81 | 0.01 | 0
2025 | SPP_N_2_NE | SPP_N | NE | Internal | Winter | B20 | 935 | 330 | 0 | 47.71 | 46.56 | 0.01 | 0
2025 | SPP_N_2_SPP_S | SPP_N | SPP_S | Internal | Shoulder | B11 | 25 | 4000 | 0 | 70.09 | 64.71 | 0.01 | 0
2025 | SPP_N_2_SPP_S | SPP_N | SPP_S | Internal | Shoulder | B12 | 200 | 4000 | 0.04 | 54.37 | 54.35 | 0.01 | 0
2025 | SPP_N_2_SPP_S | SPP_N | SPP_S | Internal | Shoulder | B13 | 600 | 4000 | 465.18 | 46.45 | 46.46 | 0.01 | 0
2025 | SPP_N_2_SPP_S | SPP_N | SPP_S | Internal | Shoulder | B14 | 900 | 4000 | 0 | 44.89 | 44.88 | 0.01 | 0
2025 | SPP_N_2_SPP_S | SPP_N | SPP_S | Internal | Shoulder | B15 | 1203 | 4000 | 1390.38 | 44.87 | 44.88 | 0.01 | 0
2025 | SPP_N_2_SPP_S | SPP_N | SPP_S | Internal | Summer | B1 | 10 | 4000 | 0 | 73.59 | 71.31 | 0.01 | 0
2025 | SPP_N_2_SPP_S | SPP_N | SPP_S | Internal | Summer | B2 | 25 | 4000 | 0 | 73.59 | 72.25 | 0.01 | 0
2025 | SPP_N_2_SPP_S | SPP_N | SPP_S | Internal | Summer | B3 | 75 | 4000 | 0 | 73.59 | 71.53 | 0.01 | 0
2025 | SPP_N_2_SPP_S | SPP_N | SPP_S | Internal | Summer | B4 | 100 | 4000 | 0 | 73.59 | 71.31 | 0.01 | 0
2025 | SPP_N_2_SPP_S | SPP_N | SPP_S | Internal | Summer | B5 | 200 | 4000 | 0 | 67.65 | 63.01 | 0.01 | 0
2025 | SPP_N_2_SPP_S | SPP_N | SPP_S | Internal | Summer | B6 | 300 | 4000 | 2952.93 | 61.78 | 61.79 | 0.01 | 0
2025 | SPP_N_2_SPP_S | SPP_N | SPP_S | Internal | Summer | B7 | 400 | 4000 | 2816.71 | 51.5 | 51.51 | 0.01 | 0
2025 | SPP_N_2_SPP_S | SPP_N | SPP_S | Internal | Summer | B8 | 500 | 4000 | 1891.49 | 45.33 | 45.34 | 0.01 | 0
2025 | SPP_N_2_SPP_S | SPP_N | SPP_S | Internal | Summer | B9 | 800 | 4000 | 2259.28 | 44.01 | 44.02 | 0.01 | 0
2025 | SPP_N_2_SPP_S | SPP_N | SPP_S | Internal | Summer | B10 | 1262 | 4000 | 4000 | 43.05 | 43.27 | 0.01 | 0.21
2025 | SPP_N_2_SPP_S | SPP_N | SPP_S | Internal | Winter | B16 | 25 | 4000 | 428.83 | 67.72 | 67.73 | 0.01 | 0
2025 | SPP_N_2_SPP_S | SPP_N | SPP_S | Internal | Winter | B17 | 100 | 4000 | 1144.06 | 49.51 | 49.52 | 0.01 | 0
2025 | SPP_N_2_SPP_S | SPP_N | SPP_S | Internal | Winter | B18 | 400 | 4000 | 1278.59 | 47.82 | 47.83 | 0.01 | 0
2025 | SPP_N_2_SPP_S | SPP_N | SPP_S | Internal | Winter | B19 | 700 | 4000 | 1689.62 | 47.82 | 47.83 | 0.01 | 0
2025 | SPP_N_2_SPP_S | SPP_N | SPP_S | Internal | Winter | B20 | 935 | 4000 | 3605.91 | 47.71 | 47.73 | 0.01 | 0
2025 | SPP_S_2_ENT | SPP_S | ENT | Internal | Shoulder | B11 | 25 | 850 | 491.66 | 64.71 | 69.71 | 5 | 0
2025 | SPP_S_2_ENT | SPP_S | ENT | Internal | Shoulder | B12 | 200 | 850 | 0 | 54.35 | 46.83 | 5 | 0
2025 | SPP_S_2_ENT | SPP_S | ENT | Internal | Shoulder | B13 | 600 | 850 | 0 | 46.46 | 46.83 | 5 | 0
2025 | SPP_S_2_ENT | SPP_S | ENT | Internal | Shoulder | B14 | 900 | 850 | 0 | 44.88 | 46.5 | 5 | 0
2025 | SPP_S_2_ENT | SPP_S | ENT | Internal | Shoulder | B15 | 1203 | 850 | 0 | 44.88 | 46.5 | 5 | 0
2025 | SPP_S_2_ENT | SPP_S | ENT | Internal | Summer | B1 | 10 | 850 | 0.03 | 71.31 | 75.69 | 5 | 0
2025 | SPP_S_2_ENT | SPP_S | ENT | Internal | Summer | B2 | 25 | 850 | 0 | 72.25 | 75.69 | 5 | 0
2025 | SPP_S_2_ENT | SPP_S | ENT | Internal | Summer | B3 | 75 | 850 | 0 | 71.53 | 70.61 | 5 | 0
2025 | SPP_S_2_ENT | SPP_S | ENT | Internal | Summer | B4 | 100 | 850 | 0 | 71.31 | 69.11 | 5 | 0
2025 | SPP_S_2_ENT | SPP_S | ENT | Internal | Summer | B5 | 200 | 850 | 850 | 63.01 | 69.11 | 5 | 1.1
2025 | SPP_S_2_ENT | SPP_S | ENT | Internal | Summer | B6 | 300 | 850 | 0 | 61.79 | 61.78 | 5 | 0
2025 | SPP_S_2_ENT | SPP_S | ENT | Internal | Summer | B7 | 400 | 850 | 0 | 51.51 | 52.49 | 5 | 0
2025 | SPP_S_2_ENT | SPP_S | ENT | Internal | Summer | B8 | 500 | 850 | 0 | 45.34 | 45.36 | 5 | 0
2025 | SPP_S_2_ENT | SPP_S | ENT | Internal | Summer | B9 | 800 | 850 | 0 | 44.02 | 45.28 | 5 | 0
2025 | SPP_S_2_ENT | SPP_S | ENT | Internal | Summer | B10 | 1262 | 850 | 0 | 43.27 | 45.04 | 5 | 0
2025 | SPP_S_2_ENT | SPP_S | ENT | Internal | Winter | B16 | 25 | 850 | 0 | 67.73 | 70.26 | 5 | 0
2025 | SPP_S_2_ENT | SPP_S | ENT | Internal | Winter | B17 | 100 | 850 | 0 | 49.52 | 49.74 | 5 | 0
2025 | SPP_S_2_ENT | SPP_S | ENT | Internal | Winter | B18 | 400 | 850 | 0 | 47.83 | 49.74 | 5 | 0
2025 | SPP_S_2_ENT | SPP_S | ENT | Internal | Winter | B19 | 700 | 850 | 0 | 47.83 | 49.38 | 5 | 0
2025 | SPP_S_2_ENT | SPP_S | ENT | Internal | Winter | B20 | 935 | 850 | 0 | 47.73 | 47.76 | 5 | 0
2025 | SPP_S_2_SPP_N | SPP_S | SPP_N | Internal | Shoulder | B11 | 25 | 640 | 640 | 64.71 | 70.09 | 0.01 | 5.37
2025 | SPP_S_2_SPP_N | SPP_S | SPP_N | Internal | Shoulder | B12 | 200 | 640 | 418.61 | 54.35 | 54.37 | 0.01 | 0
2025 | SPP_S_2_SPP_N | SPP_S | SPP_N | Internal | Shoulder | B13 | 600 | 640 | 0.02 | 46.46 | 46.45 | 0.01 | 0
2025 | SPP_S_2_SPP_N | SPP_S | SPP_N | Internal | Shoulder | B14 | 900 | 640 | 464.81 | 44.88 | 44.89 | 0.01 | 0
2025 | SPP_S_2_SPP_N | SPP_S | SPP_N | Internal | Shoulder | B15 | 1203 | 640 | 0 | 44.88 | 44.87 | 0.01 | 0
2025 | SPP_S_2_SPP_N | SPP_S | SPP_N | Internal | Summer | B1 | 10 | 640 | 639.99 | 71.31 | 73.59 | 0.01 | 2.27
2025 | SPP_S_2_SPP_N | SPP_S | SPP_N | Internal | Summer | B2 | 25 | 640 | 639.99 | 72.25 | 73.59 | 0.01 | 1.33
2025 | SPP_S_2_SPP_N | SPP_S | SPP_N | Internal | Summer | B3 | 75 | 640 | 640 | 71.53 | 73.59 | 0.01 | 2.05
2025 | SPP_S_2_SPP_N | SPP_S | SPP_N | Internal | Summer | B4 | 100 | 640 | 640 | 71.31 | 73.59 | 0.01 | 2.27
2025 | SPP_S_2_SPP_N | SPP_S | SPP_N | Internal | Summer | B5 | 200 | 640 | 640 | 63.01 | 67.65 | 0.01 | 4.63
2025 | SPP_S_2_SPP_N | SPP_S | SPP_N | Internal | Summer | B6 | 300 | 640 | 0.03 | 61.79 | 61.78 | 0.01 | 0
2025 | SPP_S_2_SPP_N | SPP_S | SPP_N | Internal | Summer | B7 | 400 | 640 | 0.02 | 51.51 | 51.5 | 0.01 | 0
2025 | SPP_S_2_SPP_N | SPP_S | SPP_N | Internal | Summer | B8 | 500 | 640 | 0.02 | 45.34 | 45.33 | 0.01 | 0
2025 | SPP_S_2_SPP_N | SPP_S | SPP_N | Internal | Summer | B9 | 800 | 640 | 0.01 | 44.02 | 44.01 | 0.01 | 0
2025 | SPP_S_2_SPP_N | SPP_S | SPP_N | Internal | Summer | B10 | 1262 | 640 | 0 | 43.27 | 43.05 | 0.01 | 0
2025 | SPP_S_2_SPP_N | SPP_S | SPP_N | Internal | Winter | B16 | 25 | 640 | 0.35 | 67.73 | 67.72 | 0.01 | 0
2025 | SPP_S_2_SPP_N | SPP_S | SPP_N | Internal | Winter | B17 | 100 | 640 | 0.09 | 49.52 | 49.51 | 0.01 | 0
2025 | SPP_S_2_SPP_N | SPP_S | SPP_N | Internal | Winter | B18 | 400 | 640 | 0.02 | 47.83 | 47.82 | 0.01 | 0
2025 | SPP_S_2_SPP_N | SPP_S | SPP_N | Internal | Winter | B19 | 700 | 640 | 0.01 | 47.83 | 47.82 | 0.01 | 0
2025 | SPP_S_2_SPP_N | SPP_S | SPP_N | Internal | Winter | B20 | 935 | 640 | 0 | 47.73 | 47.71 | 0.01 | 0
2025 | TVA_2_ENT | TVA | ENT | Internal | Shoulder | B11 | 25 | 500 | 0 | 64.37 | 69.71 | 9 | 0
2025 | TVA_2_ENT | TVA | ENT | Internal | Shoulder | B12 | 200 | 500 | 0 | 48.48 | 46.83 | 9 | 0
2025 | TVA_2_ENT | TVA | ENT | Internal | Shoulder | B13 | 600 | 500 | 0 | 46.69 | 46.83 | 9 | 0
2025 | TVA_2_ENT | TVA | ENT | Internal | Shoulder | B14 | 900 | 500 | 0 | 46.69 | 46.5 | 9 | 0
2025 | TVA_2_ENT | TVA | ENT | Internal | Shoulder | B15 | 1203 | 500 | 0 | 46.5 | 46.5 | 9 | 0
2025 | TVA_2_ENT | TVA | ENT | Internal | Summer | B1 | 10 | 500 | 0 | 81.43 | 75.69 | 9 | 0
2025 | TVA_2_ENT | TVA | ENT | Internal | Summer | B2 | 25 | 500 | 0 | 79.44 | 75.69 | 9 | 0
2025 | TVA_2_ENT | TVA | ENT | Internal | Summer | B3 | 75 | 500 | 0 | 74.44 | 70.61 | 9 | 0
2025 | TVA_2_ENT | TVA | ENT | Internal | Summer | B4 | 100 | 500 | 0 | 74.13 | 69.11 | 9 | 0
2025 | TVA_2_ENT | TVA | ENT | Internal | Summer | B5 | 200 | 500 | 0 | 68.11 | 69.11 | 9 | 0
2025 | TVA_2_ENT | TVA | ENT | Internal | Summer | B6 | 300 | 500 | 447.26 | 52.78 | 61.78 | 9 | 0
2025 | TVA_2_ENT | TVA | ENT | Internal | Summer | B7 | 400 | 500 | 0 | 45.14 | 52.49 | 9 | 0
2025 | TVA_2_ENT | TVA | ENT | Internal | Summer | B8 | 500 | 500 | 0 | 45.14 | 45.36 | 9 | 0
2025 | TVA_2_ENT | TVA | ENT | Internal | Summer | B9 | 800 | 500 | 0 | 45.14 | 45.28 | 9 | 0
2025 | TVA_2_ENT | TVA | ENT | Internal | Summer | B10 | 1262 | 500 | 0 | 41.65 | 45.04 | 9 | 0
2025 | TVA_2_ENT | TVA | ENT | Internal | Winter | B16 | 25 | 500 | 0 | 74.33 | 70.26 | 9 | 0
2025 | TVA_2_ENT | TVA | ENT | Internal | Winter | B17 | 100 | 500 | 0 | 51.43 | 49.74 | 9 | 0
2025 | TVA_2_ENT | TVA | ENT | Internal | Winter | B18 | 400 | 500 | 0 | 46.32 | 49.74 | 9 | 0
2025 | TVA_2_ENT | TVA | ENT | Internal | Winter | B19 | 700 | 500 | 0 | 46.32 | 49.38 | 9 | 0
2025 | TVA_2_ENT | TVA | ENT | Internal | Winter | B20 | 935 | 500 | 0 | 46.32 | 47.76 | 9 | 0
2025 | TVA_2_MISO_MO-IL | TVA | MISO_MO-IL | Internal | Shoulder | B11 | 25 | 50 | 0 | 64.37 | 64.47 | 9 | 0
2025 | TVA_2_MISO_MO-IL | TVA | MISO_MO-IL | Internal | Shoulder | B12 | 200 | 50 | 0 | 48.48 | 54.37 | 9 | 0
2025 | TVA_2_MISO_MO-IL | TVA | MISO_MO-IL | Internal | Shoulder | B13 | 600 | 50 | 0 | 46.69 | 44.81 | 9 | 0
2025 | TVA_2_MISO_MO-IL | TVA | MISO_MO-IL | Internal | Shoulder | B14 | 900 | 50 | 0 | 46.69 | 43.72 | 9 | 0
2025 | TVA_2_MISO_MO-IL | TVA | MISO_MO-IL | Internal | Shoulder | B15 | 1203 | 50 | 0 | 46.5 | 41.44 | 9 | 0
2025 | TVA_2_MISO_MO-IL | TVA | MISO_MO-IL | Internal | Summer | B1 | 10 | 50 | 0 | 81.43 | 73.42 | 9 | 0
2025 | TVA_2_MISO_MO-IL | TVA | MISO_MO-IL | Internal | Summer | B2 | 25 | 50 | 0 | 79.44 | 71.43 | 9 | 0
2025 | TVA_2_MISO_MO-IL | TVA | MISO_MO-IL | Internal | Summer | B3 | 75 | 50 | 0 | 74.44 | 68.9 | 9 | 0
2025 | TVA_2_MISO_MO-IL | TVA | MISO_MO-IL | Internal | Summer | B4 | 100 | 50 | 0 | 74.13 | 67.84 | 9 | 0
2025 | TVA_2_MISO_MO-IL | TVA | MISO_MO-IL | Internal | Summer | B5 | 200 | 50 | 0 | 68.11 | 65.34 | 9 | 0
2025 | TVA_2_MISO_MO-IL | TVA | MISO_MO-IL | Internal | Summer | B6 | 300 | 50 | 0 | 52.78 | 53.78 | 9 | 0
2025 | TVA_2_MISO_MO-IL | TVA | MISO_MO-IL | Internal | Summer | B7 | 400 | 50 | 0 | 45.14 | 44.49 | 9 | 0
2025 | TVA_2_MISO_MO-IL | TVA | MISO_MO-IL | Internal | Summer | B8 | 500 | 50 | 0 | 45.14 | 40.83 | 9 | 0
2025 | TVA_2_MISO_MO-IL | TVA | MISO_MO-IL | Internal | Summer | B9 | 800 | 50 | 0 | 45.14 | 40.5 | 9 | 0
2025 | TVA_2_MISO_MO-IL | TVA | MISO_MO-IL | Internal | Summer | B10 | 1262 | 50 | 0 | 41.65 | 37.2 | 9 | 0
2025 | TVA_2_MISO_MO-IL | TVA | MISO_MO-IL | Internal | Winter | B16 | 25 | 50 | 0 | 74.33 | 67.72 | 9 | 0
2025 | TVA_2_MISO_MO-IL | TVA | MISO_MO-IL | Internal | Winter | B17 | 100 | 50 | 0 | 51.43 | 52.42 | 9 | 0
2025 | TVA_2_MISO_MO-IL | TVA | MISO_MO-IL | Internal | Winter | B18 | 400 | 50 | 0 | 46.32 | 47.34 | 9 | 0
2025 | TVA_2_MISO_MO-IL | TVA | MISO_MO-IL | Internal | Winter | B19 | 700 | 50 | 0 | 46.32 | 44.15 | 9 | 0
2025 | TVA_2_MISO_MO-IL | TVA | MISO_MO-IL | Internal | Winter | B20 | 935 | 50 | 0 | 46.32 | 40.71 | 9 | 0
2025 | TVA_2_NonRTO_Midwest | TVA | NonRTO_Midwest | Internal | Shoulder | B11 | 25 | 100 | 0 | 64.37 | 72.46 | 9 | 0
2025 | TVA_2_NonRTO_Midwest | TVA | NonRTO_Midwest | Internal | Shoulder | B12 | 200 | 100 | 100 | 48.48 | 62.38 | 9 | 4.89
2025 | TVA_2_NonRTO_Midwest | TVA | NonRTO_Midwest | Internal | Shoulder | B13 | 600 | 100 | 0 | 46.69 | 52.82 | 9 | 0
2025 | TVA_2_NonRTO_Midwest | TVA | NonRTO_Midwest | Internal | Shoulder | B14 | 900 | 100 | 0 | 46.69 | 44.61 | 9 | 0
2025 | TVA_2_NonRTO_Midwest | TVA | NonRTO_Midwest | Internal | Shoulder | B15 | 1203 | 100 | 0 | 46.5 | 39 | 9 | 0
2025 | TVA_2_NonRTO_Midwest | TVA | NonRTO_Midwest | Internal | Summer | B1 | 10 | 100 | 0 | 81.43 | 75.82 | 9 | 0
2025 | TVA_2_NonRTO_Midwest | TVA | NonRTO_Midwest | Internal | Summer | B2 | 25 | 100 | 0 | 79.44 | 75.82 | 9 | 0
2025 | TVA_2_NonRTO_Midwest | TVA | NonRTO_Midwest | Internal | Summer | B3 | 75 | 100 | 0 | 74.44 | 75.82 | 9 | 0
2025 | TVA_2_NonRTO_Midwest | TVA | NonRTO_Midwest | Internal | Summer | B4 | 100 | 100 | 0 | 74.13 | 75.82 | 9 | 0
2025 | TVA_2_NonRTO_Midwest | TVA | NonRTO_Midwest | Internal | Summer | B5 | 200 | 100 | 0 | 68.11 | 73.33 | 9 | 0
2025 | TVA_2_NonRTO_Midwest | TVA | NonRTO_Midwest | Internal | Summer | B6 | 300 | 100 | 0.06 | 52.78 | 61.77 | 9 | 0
2025 | TVA_2_NonRTO_Midwest | TVA | NonRTO_Midwest | Internal | Summer | B7 | 400 | 100 | 0 | 45.14 | 45.53 | 9 | 0
2025 | TVA_2_NonRTO_Midwest | TVA | NonRTO_Midwest | Internal | Summer | B8 | 500 | 100 | 0 | 45.14 | 43.51 | 9 | 0
2025 | TVA_2_NonRTO_Midwest | TVA | NonRTO_Midwest | Internal | Summer | B9 | 800 | 100 | 0 | 45.14 | 39.14 | 9 | 0
2025 | TVA_2_NonRTO_Midwest | TVA | NonRTO_Midwest | Internal | Summer | B10 | 1262 | 100 | 0 | 41.65 | 36.81 | 9 | 0
2025 | TVA_2_NonRTO_Midwest | TVA | NonRTO_Midwest | Internal | Winter | B16 | 25 | 100 | 0 | 74.33 | 75.73 | 9 | 0
2025 | TVA_2_NonRTO_Midwest | TVA | NonRTO_Midwest | Internal | Winter | B17 | 100 | 100 | 56.71 | 51.43 | 60.43 | 9 | 0
2025 | TVA_2_NonRTO_Midwest | TVA | NonRTO_Midwest | Internal | Winter | B18 | 400 | 100 | 99.98 | 46.32 | 55.35 | 9 | 0.03
2025 | TVA_2_NonRTO_Midwest | TVA | NonRTO_Midwest | Internal | Winter | B19 | 700 | 100 | 0 | 46.32 | 45.52 | 9 | 0
2025 | TVA_2_NonRTO_Midwest | TVA | NonRTO_Midwest | Internal | Winter | B20 | 935 | 100 | 0 | 46.32 | 38.72 | 9 | 0
2025 | TVA_2_PJM_ROR | TVA | PJM_ROR | Internal | Shoulder | B11 | 25 | 500 | 0 | 64.37 | 62.46 | 9 | 0
2025 | TVA_2_PJM_ROR | TVA | PJM_ROR | Internal | Shoulder | B12 | 200 | 500 | 0 | 48.48 | 56.37 | 9 | 0
2025 | TVA_2_PJM_ROR | TVA | PJM_ROR | Internal | Shoulder | B13 | 600 | 500 | 0 | 46.69 | 46.81 | 9 | 0
2025 | TVA_2_PJM_ROR | TVA | PJM_ROR | Internal | Shoulder | B14 | 900 | 500 | 0 | 46.69 | 44.23 | 9 | 0
2025 | TVA_2_PJM_ROR | TVA | PJM_ROR | Internal | Shoulder | B15 | 1203 | 500 | 0 | 46.5 | 41.88 | 9 | 0
2025 | TVA_2_PJM_ROR | TVA | PJM_ROR | Internal | Summer | B1 | 10 | 500 | 0 | 81.43 | 75.42 | 9 | 0
2025 | TVA_2_PJM_ROR | TVA | PJM_ROR | Internal | Summer | B2 | 25 | 500 | 0 | 79.44 | 73.43 | 9 | 0
2025 | TVA_2_PJM_ROR | TVA | PJM_ROR | Internal | Summer | B3 | 75 | 500 | 0 | 74.44 | 68.43 | 9 | 0
2025 | TVA_2_PJM_ROR | TVA | PJM_ROR | Internal | Summer | B4 | 100 | 500 | 0 | 74.13 | 68.2 | 9 | 0
2025 | TVA_2_PJM_ROR | TVA | PJM_ROR | Internal | Summer | B5 | 200 | 500 | 0 | 68.11 | 63.35 | 9 | 0
2025 | TVA_2_PJM_ROR | TVA | PJM_ROR | Internal | Summer | B6 | 300 | 500 | 0 | 52.78 | 55.76 | 9 | 0
2025 | TVA_2_PJM_ROR | TVA | PJM_ROR | Internal | Summer | B7 | 400 | 500 | 0 | 45.14 | 45.52 | 9 | 0
2025 | TVA_2_PJM_ROR | TVA | PJM_ROR | Internal | Summer | B8 | 500 | 500 | 0 | 45.14 | 42.37 | 9 | 0
2025 | TVA_2_PJM_ROR | TVA | PJM_ROR | Internal | Summer | B9 | 800 | 500 | 0 | 45.14 | 40.58 | 9 | 0
2025 | TVA_2_PJM_ROR | TVA | PJM_ROR | Internal | Summer | B10 | 1262 | 500 | 0 | 41.65 | 38.54 | 9 | 0
2025 | TVA_2_PJM_ROR | TVA | PJM_ROR | Internal | Winter | B16 | 25 | 500 | 0 | 74.33 | 69.72 | 9 | 0
2025 | TVA_2_PJM_ROR | TVA | PJM_ROR | Internal | Winter | B17 | 100 | 500 | 0 | 51.43 | 54.44 | 9 | 0
2025 | TVA_2_PJM_ROR | TVA | PJM_ROR | Internal | Winter | B18 | 400 | 500 | 0 | 46.32 | 49.35 | 9 | 0
2025 | TVA_2_PJM_ROR | TVA | PJM_ROR | Internal | Winter | B19 | 700 | 500 | 0 | 46.32 | 46.16 | 9 | 0
2025 | TVA_2_PJM_ROR | TVA | PJM_ROR | Internal | Winter | B20 | 935 | 500 | 0 | 46.32 | 42.13 | 9 | 0
2025 | TVA_2_SOCO | TVA | SOCO | Internal | Shoulder | B11 | 25 | 500 | 500 | 64.37 | 76.13 | 9 | 2.76
2025 | TVA_2_SOCO | TVA | SOCO | Internal | Shoulder | B12 | 200 | 500 | 0 | 48.48 | 51.92 | 9 | 0
2025 | TVA_2_SOCO | TVA | SOCO | Internal | Shoulder | B13 | 600 | 500 | 0 | 46.69 | 46.88 | 9 | 0
2025 | TVA_2_SOCO | TVA | SOCO | Internal | Shoulder | B14 | 900 | 500 | 0 | 46.69 | 46.88 | 9 | 0
2025 | TVA_2_SOCO | TVA | SOCO | Internal | Shoulder | B15 | 1203 | 500 | 0 | 46.5 | 46.88 | 9 | 0
2025 | TVA_2_SOCO | TVA | SOCO | Internal | Summer | B1 | 10 | 500 | 0 | 81.43 | 83.69 | 9 | 0
2025 | TVA_2_SOCO | TVA | SOCO | Internal | Summer | B2 | 25 | 500 | 0 | 79.44 | 78.61 | 9 | 0
2025 | TVA_2_SOCO | TVA | SOCO | Internal | Summer | B3 | 75 | 500 | 0 | 74.44 | 78.61 | 9 | 0
2025 | TVA_2_SOCO | TVA | SOCO | Internal | Summer | B4 | 100 | 500 | 0 | 74.13 | 77.11 | 9 | 0
2025 | TVA_2_SOCO | TVA | SOCO | Internal | Summer | B5 | 200 | 500 | 139.67 | 68.11 | 77.11 | 9 | 0
2025 | TVA_2_SOCO | TVA | SOCO | Internal | Summer | B6 | 300 | 500 | 500 | 52.78 | 68.76 | 9 | 6.98
2025 | TVA_2_SOCO | TVA | SOCO | Internal | Summer | B7 | 400 | 500 | 500 | 45.14 | 60.49 | 9 | 6.34
2025 | TVA_2_SOCO | TVA | SOCO | Internal | Summer | B8 | 500 | 500 | 0 | 45.14 | 47.16 | 9 | 0
2025 | TVA_2_SOCO | TVA | SOCO | Internal | Summer | B9 | 800 | 500 | 0 | 45.14 | 45.53 | 9 | 0
2025 | TVA_2_SOCO | TVA | SOCO | Internal | Summer | B10 | 1262 | 500 | 0 | 41.65 | 45.53 | 9 | 0
2025 | TVA_2_SOCO | TVA | SOCO | Internal | Winter | B16 | 25 | 500 | 301.77 | 74.33 | 83.33 | 9 | 0
2025 | TVA_2_SOCO | TVA | SOCO | Internal | Winter | B17 | 100 | 500 | 0 | 51.43 | 52.33 | 9 | 0
2025 | TVA_2_SOCO | TVA | SOCO | Internal | Winter | B18 | 400 | 500 | 0 | 46.32 | 49.67 | 9 | 0
2025 | TVA_2_SOCO | TVA | SOCO | Internal | Winter | B19 | 700 | 500 | 0 | 46.32 | 49.67 | 9 | 0
2025 | TVA_2_SOCO | TVA | SOCO | Internal | Winter | B20 | 935 | 500 | 0 | 46.32 | 49.67 | 9 | 0
2025 | TVA_2_VACAR | TVA | VACAR | Internal | Shoulder | B11 | 25 | 150 | 0 | 64.37 | 68.46 | 9 | 0
2025 | TVA_2_VACAR | TVA | VACAR | Internal | Shoulder | B12 | 200 | 150 | 0.01 | 48.48 | 57.4 | 9 | 0
2025 | TVA_2_VACAR | TVA | VACAR | Internal | Shoulder | B13 | 600 | 150 | 0 | 46.69 | 50.45 | 9 | 0
2025 | TVA_2_VACAR | TVA | VACAR | Internal | Shoulder | B14 | 900 | 150 | 0 | 46.69 | 49.37 | 9 | 0
2025 | TVA_2_VACAR | TVA | VACAR | Internal | Shoulder | B15 | 1203 | 150 | 0 | 46.5 | 46.39 | 9 | 0
2025 | TVA_2_VACAR | TVA | VACAR | Internal | Summer | B1 | 10 | 150 | 0 | 81.43 | 81.42 | 9 | 0
2025 | TVA_2_VACAR | TVA | VACAR | Internal | Summer | B2 | 25 | 150 | 0 | 79.44 | 80.6 | 9 | 0
2025 | TVA_2_VACAR | TVA | VACAR | Internal | Summer | B3 | 75 | 150 | 0 | 74.44 | 80.6 | 9 | 0
2025 | TVA_2_VACAR | TVA | VACAR | Internal | Summer | B4 | 100 | 150 | 0 | 74.13 | 78.98 | 9 | 0
2025 | TVA_2_VACAR | TVA | VACAR | Internal | Summer | B5 | 200 | 150 | 0 | 68.11 | 70.11 | 9 | 0
2025 | TVA_2_VACAR | TVA | VACAR | Internal | Summer | B6 | 300 | 150 | 0.04 | 52.78 | 61.76 | 9 | 0
2025 | TVA_2_VACAR | TVA | VACAR | Internal | Summer | B7 | 400 | 150 | 0 | 45.14 | 51.52 | 9 | 0
2025 | TVA_2_VACAR | TVA | VACAR | Internal | Summer | B8 | 500 | 150 | 0 | 45.14 | 48.37 | 9 | 0
2025 | TVA_2_VACAR | TVA | VACAR | Internal | Summer | B9 | 800 | 150 | 0 | 45.14 | 45.14 | 9 | 0
2025 | TVA_2_VACAR | TVA | VACAR | Internal | Summer | B10 | 1262 | 150 | 0 | 41.65 | 44.54 | 9 | 0
2025 | TVA_2_VACAR | TVA | VACAR | Internal | Winter | B16 | 25 | 150 | 149.99 | 74.33 | 84.72 | 9 | 1.38
2025 | TVA_2_VACAR | TVA | VACAR | Internal | Winter | B17 | 100 | 150 | 149.84 | 51.43 | 60.44 | 9 | 0.01
2025 | TVA_2_VACAR | TVA | VACAR | Internal | Winter | B18 | 400 | 150 | 0 | 46.32 | 50.54 | 9 | 0
2025 | TVA_2_VACAR | TVA | VACAR | Internal | Winter | B19 | 700 | 150 | 0 | 46.32 | 50.54 | 9 | 0
2025 | TVA_2_VACAR | TVA | VACAR | Internal | Winter | B20 | 935 | 150 | 0 | 46.32 | 48.13 | 9 | 0
2025 | TVA_Transmission_2_ENT | TVA_Transmission | ENT | Internal | Shoulder | B11 | 25 | 3000 | 0 | 67.86 | 69.71 | 9 | 0
2025 | TVA_Transmission_2_ENT | TVA_Transmission | ENT | Internal | Shoulder | B12 | 200 | 3000 | 0 | 54.16 | 46.83 | 9 | 0
2025 | TVA_Transmission_2_ENT | TVA_Transmission | ENT | Internal | Shoulder | B13 | 600 | 3000 | 0 | 49.12 | 46.83 | 9 | 0
2025 | TVA_Transmission_2_ENT | TVA_Transmission | ENT | Internal | Shoulder | B14 | 900 | 3000 | 0 | 47.98 | 46.5 | 9 | 0
2025 | TVA_Transmission_2_ENT | TVA_Transmission | ENT | Internal | Shoulder | B15 | 1203 | 3000 | 0 | 46.7 | 46.5 | 9 | 0
2025 | TVA_Transmission_2_ENT | TVA_Transmission | ENT | Internal | Summer | B1 | 10 | 3000 | 0 | 81.42 | 75.69 | 9 | 0
2025 | TVA_Transmission_2_ENT | TVA_Transmission | ENT | Internal | Summer | B2 | 25 | 3000 | 0 | 79.43 | 75.69 | 9 | 0
2025 | TVA_Transmission_2_ENT | TVA_Transmission | ENT | Internal | Summer | B3 | 75 | 3000 | 0 | 74.43 | 70.61 | 9 | 0
2025 | TVA_Transmission_2_ENT | TVA_Transmission | ENT | Internal | Summer | B4 | 100 | 3000 | 0 | 74.16 | 69.11 | 9 | 0
2025 | TVA_Transmission_2_ENT | TVA_Transmission | ENT | Internal | Summer | B5 | 200 | 3000 | 0 | 68.94 | 69.11 | 9 | 0
2025 | TVA_Transmission_2_ENT | TVA_Transmission | ENT | Internal | Summer | B6 | 300 | 3000 | 0 | 60.51 | 61.78 | 9 | 0
2025 | TVA_Transmission_2_ENT | TVA_Transmission | ENT | Internal | Summer | B7 | 400 | 3000 | 0 | 51.5 | 52.49 | 9 | 0
2025 | TVA_Transmission_2_ENT | TVA_Transmission | ENT | Internal | Summer | B8 | 500 | 3000 | 0 | 46.32 | 45.36 | 9 | 0
2025 | TVA_Transmission_2_ENT | TVA_Transmission | ENT | Internal | Summer | B9 | 800 | 3000 | 0 | 45.64 | 45.28 | 9 | 0
2025 | TVA_Transmission_2_ENT | TVA_Transmission | ENT | Internal | Summer | B10 | 1262 | 3000 | 0 | 42.63 | 45.04 | 9 | 0
2025 | TVA_Transmission_2_ENT | TVA_Transmission | ENT | Internal | Winter | B16 | 25 | 3000 | 0 | 75.72 | 70.26 | 9 | 0
2025 | TVA_Transmission_2_ENT | TVA_Transmission | ENT | Internal | Winter | B17 | 100 | 3000 | 0 | 55.3 | 49.74 | 9 | 0
2025 | TVA_Transmission_2_ENT | TVA_Transmission | ENT | Internal | Winter | B18 | 400 | 3000 | 0 | 50.74 | 49.74 | 9 | 0
2025 | TVA_Transmission_2_ENT | TVA_Transmission | ENT | Internal | Winter | B19 | 700 | 3000 | 0 | 48.52 | 49.38 | 9 | 0
2025 | TVA_Transmission_2_ENT | TVA_Transmission | ENT | Internal | Winter | B20 | 935 | 3000 | 0 | 46.5 | 47.76 | 9 | 0
2025 | TVA_Transmission_2_MISO_MO-IL | TVA_Transmission | MISO_MO-IL | Internal | Shoulder | B11 | 25 | 4000 | 0 | 67.86 | 64.47 | 9 | 0
2025 | TVA_Transmission_2_MISO_MO-IL | TVA_Transmission | MISO_MO-IL | Internal | Shoulder | B12 | 200 | 4000 | 0 | 54.16 | 54.37 | 9 | 0
2025 | TVA_Transmission_2_MISO_MO-IL | TVA_Transmission | MISO_MO-IL | Internal | Shoulder | B13 | 600 | 4000 | 0 | 49.12 | 44.81 | 9 | 0
2025 | TVA_Transmission_2_MISO_MO-IL | TVA_Transmission | MISO_MO-IL | Internal | Shoulder | B14 | 900 | 4000 | 0 | 47.98 | 43.72 | 9 | 0
2025 | TVA_Transmission_2_MISO_MO-IL | TVA_Transmission | MISO_MO-IL | Internal | Shoulder | B15 | 1203 | 4000 | 0 | 46.7 | 41.44 | 9 | 0
2025 | TVA_Transmission_2_MISO_MO-IL | TVA_Transmission | MISO_MO-IL | Internal | Summer | B1 | 10 | 4000 | 0 | 81.42 | 73.42 | 9 | 0
2025 | TVA_Transmission_2_MISO_MO-IL | TVA_Transmission | MISO_MO-IL | Internal | Summer | B2 | 25 | 4000 | 0 | 79.43 | 71.43 | 9 | 0
2025 | TVA_Transmission_2_MISO_MO-IL | TVA_Transmission | MISO_MO-IL | Internal | Summer | B3 | 75 | 4000 | 0 | 74.43 | 68.9 | 9 | 0
2025 | TVA_Transmission_2_MISO_MO-IL | TVA_Transmission | MISO_MO-IL | Internal | Summer | B4 | 100 | 4000 | 0 | 74.16 | 67.84 | 9 | 0
2025 | TVA_Transmission_2_MISO_MO-IL | TVA_Transmission | MISO_MO-IL | Internal | Summer | B5 | 200 | 4000 | 0 | 68.94 | 65.34 | 9 | 0
2025 | TVA_Transmission_2_MISO_MO-IL | TVA_Transmission | MISO_MO-IL | Internal | Summer | B6 | 300 | 4000 | 0 | 60.51 | 53.78 | 9 | 0
2025 | TVA_Transmission_2_MISO_MO-IL | TVA_Transmission | MISO_MO-IL | Internal | Summer | B7 | 400 | 4000 | 0 | 51.5 | 44.49 | 9 | 0
2025 | TVA_Transmission_2_MISO_MO-IL | TVA_Transmission | MISO_MO-IL | Internal | Summer | B8 | 500 | 4000 | 0 | 46.32 | 40.83 | 9 | 0
2025 | TVA_Transmission_2_MISO_MO-IL | TVA_Transmission | MISO_MO-IL | Internal | Summer | B9 | 800 | 4000 | 0 | 45.64 | 40.5 | 9 | 0
2025 | TVA_Transmission_2_MISO_MO-IL | TVA_Transmission | MISO_MO-IL | Internal | Summer | B10 | 1262 | 4000 | 0 | 42.63 | 37.2 | 9 | 0
2025 | TVA_Transmission_2_MISO_MO-IL | TVA_Transmission | MISO_MO-IL | Internal | Winter | B16 | 25 | 4000 | 0 | 75.72 | 67.72 | 9 | 0
2025 | TVA_Transmission_2_MISO_MO-IL | TVA_Transmission | MISO_MO-IL | Internal | Winter | B17 | 100 | 4000 | 0 | 55.3 | 52.42 | 9 | 0
2025 | TVA_Transmission_2_MISO_MO-IL | TVA_Transmission | MISO_MO-IL | Internal | Winter | B18 | 400 | 4000 | 0 | 50.74 | 47.34 | 9 | 0
2025 | TVA_Transmission_2_MISO_MO-IL | TVA_Transmission | MISO_MO-IL | Internal | Winter | B19 | 700 | 4000 | 0 | 48.52 | 44.15 | 9 | 0
2025 | TVA_Transmission_2_MISO_MO-IL | TVA_Transmission | MISO_MO-IL | Internal | Winter | B20 | 935 | 4000 | 0 | 46.5 | 40.71 | 9 | 0
2025 | TVA_Transmission_2_NonRTO_Midwest | TVA_Transmission | NonRTO_Midwest | Internal | Shoulder | B11 | 25 | 700 | 0 | 67.86 | 72.46 | 9 | 0
2025 | TVA_Transmission_2_NonRTO_Midwest | TVA_Transmission | NonRTO_Midwest | Internal | Shoulder | B12 | 200 | 700 | 0 | 54.16 | 62.38 | 9 | 0
2025 | TVA_Transmission_2_NonRTO_Midwest | TVA_Transmission | NonRTO_Midwest | Internal | Shoulder | B13 | 600 | 700 | 0 | 49.12 | 52.82 | 9 | 0
2025 | TVA_Transmission_2_NonRTO_Midwest | TVA_Transmission | NonRTO_Midwest | Internal | Shoulder | B14 | 900 | 700 | 0 | 47.98 | 44.61 | 9 | 0
2025 | TVA_Transmission_2_NonRTO_Midwest | TVA_Transmission | NonRTO_Midwest | Internal | Shoulder | B15 | 1203 | 700 | 0 | 46.7 | 39 | 9 | 0
2025 | TVA_Transmission_2_NonRTO_Midwest | TVA_Transmission | NonRTO_Midwest | Internal | Summer | B1 | 10 | 700 | 0 | 81.42 | 75.82 | 9 | 0
2025 | TVA_Transmission_2_NonRTO_Midwest | TVA_Transmission | NonRTO_Midwest | Internal | Summer | B2 | 25 | 700 | 0 | 79.43 | 75.82 | 9 | 0
2025 | TVA_Transmission_2_NonRTO_Midwest | TVA_Transmission | NonRTO_Midwest | Internal | Summer | B3 | 75 | 700 | 0 | 74.43 | 75.82 | 9 | 0
2025 | TVA_Transmission_2_NonRTO_Midwest | TVA_Transmission | NonRTO_Midwest | Internal | Summer | B4 | 100 | 700 | 0 | 74.16 | 75.82 | 9 | 0
2025 | TVA_Transmission_2_NonRTO_Midwest | TVA_Transmission | NonRTO_Midwest | Internal | Summer | B5 | 200 | 700 | 0 | 68.94 | 73.33 | 9 | 0
2025 | TVA_Transmission_2_NonRTO_Midwest | TVA_Transmission | NonRTO_Midwest | Internal | Summer | B6 | 300 | 700 | 0 | 60.51 | 61.77 | 9 | 0
2025 | TVA_Transmission_2_NonRTO_Midwest | TVA_Transmission | NonRTO_Midwest | Internal | Summer | B7 | 400 | 700 | 0 | 51.5 | 45.53 | 9 | 0
2025 | TVA_Transmission_2_NonRTO_Midwest | TVA_Transmission | NonRTO_Midwest | Internal | Summer | B8 | 500 | 700 | 0 | 46.32 | 43.51 | 9 | 0
2025 | TVA_Transmission_2_NonRTO_Midwest | TVA_Transmission | NonRTO_Midwest | Internal | Summer | B9 | 800 | 700 | 0 | 45.64 | 39.14 | 9 | 0
2025 | TVA_Transmission_2_NonRTO_Midwest | TVA_Transmission | NonRTO_Midwest | Internal | Summer | B10 | 1262 | 700 | 0 | 42.63 | 36.81 | 9 | 0
2025 | TVA_Transmission_2_NonRTO_Midwest | TVA_Transmission | NonRTO_Midwest | Internal | Winter | B16 | 25 | 700 | 0 | 75.72 | 75.73 | 9 | 0
2025 | TVA_Transmission_2_NonRTO_Midwest | TVA_Transmission | NonRTO_Midwest | Internal | Winter | B17 | 100 | 700 | 0 | 55.3 | 60.43 | 9 | 0
2025 | TVA_Transmission_2_NonRTO_Midwest | TVA_Transmission | NonRTO_Midwest | Internal | Winter | B18 | 400 | 700 | 0 | 50.74 | 55.35 | 9 | 0
2025 | TVA_Transmission_2_NonRTO_Midwest | TVA_Transmission | NonRTO_Midwest | Internal | Winter | B19 | 700 | 700 | 0 | 48.52 | 45.52 | 9 | 0
2025 | TVA_Transmission_2_NonRTO_Midwest | TVA_Transmission | NonRTO_Midwest | Internal | Winter | B20 | 935 | 700 | 0 | 46.5 | 38.72 | 9 | 0
2025 | TVA_Transmission_2_PJM_ROR | TVA_Transmission | PJM_ROR | Internal | Shoulder | B11 | 25 | 2000 | 0 | 67.86 | 62.46 | 9 | 0
2025 | TVA_Transmission_2_PJM_ROR | TVA_Transmission | PJM_ROR | Internal | Shoulder | B12 | 200 | 2000 | 0 | 54.16 | 56.37 | 9 | 0
2025 | TVA_Transmission_2_PJM_ROR | TVA_Transmission | PJM_ROR | Internal | Shoulder | B13 | 600 | 2000 | 0 | 49.12 | 46.81 | 9 | 0
2025 | TVA_Transmission_2_PJM_ROR | TVA_Transmission | PJM_ROR | Internal | Shoulder | B14 | 900 | 2000 | 0 | 47.98 | 44.23 | 9 | 0
2025 | TVA_Transmission_2_PJM_ROR | TVA_Transmission | PJM_ROR | Internal | Shoulder | B15 | 1203 | 2000 | 0 | 46.7 | 41.88 | 9 | 0
2025 | TVA_Transmission_2_PJM_ROR | TVA_Transmission | PJM_ROR | Internal | Summer | B1 | 10 | 2000 | 0 | 81.42 | 75.42 | 9 | 0
2025 | TVA_Transmission_2_PJM_ROR | TVA_Transmission | PJM_ROR | Internal | Summer | B2 | 25 | 2000 | 0 | 79.43 | 73.43 | 9 | 0
2025 | TVA_Transmission_2_PJM_ROR | TVA_Transmission | PJM_ROR | Internal | Summer | B3 | 75 | 2000 | 0 | 74.43 | 68.43 | 9 | 0
2025 | TVA_Transmission_2_PJM_ROR | TVA_Transmission | PJM_ROR | Internal | Summer | B4 | 100 | 2000 | 0 | 74.16 | 68.2 | 9 | 0
2025 | TVA_Transmission_2_PJM_ROR | TVA_Transmission | PJM_ROR | Internal | Summer | B5 | 200 | 2000 | 0 | 68.94 | 63.35 | 9 | 0
2025 | TVA_Transmission_2_PJM_ROR | TVA_Transmission | PJM_ROR | Internal | Summer | B6 | 300 | 2000 | 0 | 60.51 | 55.76 | 9 | 0
2025 | TVA_Transmission_2_PJM_ROR | TVA_Transmission | PJM_ROR | Internal | Summer | B7 | 400 | 2000 | 0 | 51.5 | 45.52 | 9 | 0
2025 | TVA_Transmission_2_PJM_ROR | TVA_Transmission | PJM_ROR | Internal | Summer | B8 | 500 | 2000 | 0 | 46.32 | 42.37 | 9 | 0
2025 | TVA_Transmission_2_PJM_ROR | TVA_Transmission | PJM_ROR | Internal | Summer | B9 | 800 | 2000 | 0 | 45.64 | 40.58 | 9 | 0
2025 | TVA_Transmission_2_PJM_ROR | TVA_Transmission | PJM_ROR | Internal | Summer | B10 | 1262 | 2000 | 0 | 42.63 | 38.54 | 9 | 0
2025 | TVA_Transmission_2_PJM_ROR | TVA_Transmission | PJM_ROR | Internal | Winter | B16 | 25 | 2000 | 0 | 75.72 | 69.72 | 9 | 0
2025 | TVA_Transmission_2_PJM_ROR | TVA_Transmission | PJM_ROR | Internal | Winter | B17 | 100 | 2000 | 0 | 55.3 | 54.44 | 9 | 0
2025 | TVA_Transmission_2_PJM_ROR | TVA_Transmission | PJM_ROR | Internal | Winter | B18 | 400 | 2000 | 0 | 50.74 | 49.35 | 9 | 0
2025 | TVA_Transmission_2_PJM_ROR | TVA_Transmission | PJM_ROR | Internal | Winter | B19 | 700 | 2000 | 0 | 48.52 | 46.16 | 9 | 0
2025 | TVA_Transmission_2_PJM_ROR | TVA_Transmission | PJM_ROR | Internal | Winter | B20 | 935 | 2000 | 0 | 46.5 | 42.13 | 9 | 0
2025 | TVA_Transmission_2_SOCO | TVA_Transmission | SOCO | Internal | Shoulder | B11 | 25 | 3200 | 0.01 | 67.86 | 76.13 | 9 | 0
2025 | TVA_Transmission_2_SOCO | TVA_Transmission | SOCO | Internal | Shoulder | B12 | 200 | 3200 | 0 | 54.16 | 51.92 | 9 | 0
2025 | TVA_Transmission_2_SOCO | TVA_Transmission | SOCO | Internal | Shoulder | B13 | 600 | 3200 | 0 | 49.12 | 46.88 | 9 | 0
2025 | TVA_Transmission_2_SOCO | TVA_Transmission | SOCO | Internal | Shoulder | B14 | 900 | 3200 | 0 | 47.98 | 46.88 | 9 | 0
2025 | TVA_Transmission_2_SOCO | TVA_Transmission | SOCO | Internal | Shoulder | B15 | 1203 | 3200 | 0 | 46.7 | 46.88 | 9 | 0
2025 | TVA_Transmission_2_SOCO | TVA_Transmission | SOCO | Internal | Summer | B1 | 10 | 3200 | 0 | 81.42 | 83.69 | 9 | 0
2025 | TVA_Transmission_2_SOCO | TVA_Transmission | SOCO | Internal | Summer | B2 | 25 | 3200 | 0 | 79.43 | 78.61 | 9 | 0
2025 | TVA_Transmission_2_SOCO | TVA_Transmission | SOCO | Internal | Summer | B3 | 75 | 3200 | 0 | 74.43 | 78.61 | 9 | 0
2025 | TVA_Transmission_2_SOCO | TVA_Transmission | SOCO | Internal | Summer | B4 | 100 | 3200 | 0 | 74.16 | 77.11 | 9 | 0
2025 | TVA_Transmission_2_SOCO | TVA_Transmission | SOCO | Internal | Summer | B5 | 200 | 3200 | 0 | 68.94 | 77.11 | 9 | 0
2025 | TVA_Transmission_2_SOCO | TVA_Transmission | SOCO | Internal | Summer | B6 | 300 | 3200 | 0 | 60.51 | 68.76 | 9 | 0
2025 | TVA_Transmission_2_SOCO | TVA_Transmission | SOCO | Internal | Summer | B7 | 400 | 3200 | 0.03 | 51.5 | 60.49 | 9 | 0
2025 | TVA_Transmission_2_SOCO | TVA_Transmission | SOCO | Internal | Summer | B8 | 500 | 3200 | 0 | 46.32 | 47.16 | 9 | 0
2025 | TVA_Transmission_2_SOCO | TVA_Transmission | SOCO | Internal | Summer | B9 | 800 | 3200 | 0 | 45.64 | 45.53 | 9 | 0
2025 | TVA_Transmission_2_SOCO | TVA_Transmission | SOCO | Internal | Summer | B10 | 1262 | 3200 | 0 | 42.63 | 45.53 | 9 | 0
2025 | TVA_Transmission_2_SOCO | TVA_Transmission | SOCO | Internal | Winter | B16 | 25 | 3200 | 0 | 75.72 | 83.33 | 9 | 0
2025 | TVA_Transmission_2_SOCO | TVA_Transmission | SOCO | Internal | Winter | B17 | 100 | 3200 | 0 | 55.3 | 52.33 | 9 | 0
2025 | TVA_Transmission_2_SOCO | TVA_Transmission | SOCO | Internal | Winter | B18 | 400 | 3200 | 0 | 50.74 | 49.67 | 9 | 0
2025 | TVA_Transmission_2_SOCO | TVA_Transmission | SOCO | Internal | Winter | B19 | 700 | 3200 | 0 | 48.52 | 49.67 | 9 | 0
2025 | TVA_Transmission_2_SOCO | TVA_Transmission | SOCO | Internal | Winter | B20 | 935 | 3200 | 0 | 46.5 | 49.67 | 9 | 0
2025 | TVA_Transmission_2_TVA | TVA_Transmission | TVA | Internal | Shoulder | B11 | 25 | 99999 | 0 | 67.86 | 64.37 | 0.01 | 0
2025 | TVA_Transmission_2_TVA | TVA_Transmission | TVA | Internal | Shoulder | B12 | 200 | 99999 | 0 | 54.16 | 48.48 | 0.01 | 0
2025 | TVA_Transmission_2_TVA | TVA_Transmission | TVA | Internal | Shoulder | B13 | 600 | 99999 | 0 | 49.12 | 46.69 | 0.01 | 0
2025 | TVA_Transmission_2_TVA | TVA_Transmission | TVA | Internal | Shoulder | B14 | 900 | 99999 | 0 | 47.98 | 46.69 | 0.01 | 0
2025 | TVA_Transmission_2_TVA | TVA_Transmission | TVA | Internal | Shoulder | B15 | 1203 | 99999 | 0 | 46.7 | 46.5 | 0.01 | 0
2025 | TVA_Transmission_2_TVA | TVA_Transmission | TVA | Internal | Summer | B1 | 10 | 99999 | 1052.71 | 81.42 | 81.43 | 0.01 | 0
2025 | TVA_Transmission_2_TVA | TVA_Transmission | TVA | Internal | Summer | B2 | 25 | 99999 | 2392.09 | 79.43 | 79.44 | 0.01 | 0
2025 | TVA_Transmission_2_TVA | TVA_Transmission | TVA | Internal | Summer | B3 | 75 | 99999 | 663.28 | 74.43 | 74.44 | 0.01 | 0
2025 | TVA_Transmission_2_TVA | TVA_Transmission | TVA | Internal | Summer | B4 | 100 | 99999 | 0.05 | 74.16 | 74.13 | 0.01 | 0
2025 | TVA_Transmission_2_TVA | TVA_Transmission | TVA | Internal | Summer | B5 | 200 | 99999 | 0 | 68.94 | 68.11 | 0.01 | 0
2025 | TVA_Transmission_2_TVA | TVA_Transmission | TVA | Internal | Summer | B6 | 300 | 99999 | 0 | 60.51 | 52.78 | 0.01 | 0
2025 | TVA_Transmission_2_TVA | TVA_Transmission | TVA | Internal | Summer | B7 | 400 | 99999 | 0 | 51.5 | 45.14 | 0.01 | 0
2025 | TVA_Transmission_2_TVA | TVA_Transmission | TVA | Internal | Summer | B8 | 500 | 99999 | 0 | 46.32 | 45.14 | 0.01 | 0
2025 | TVA_Transmission_2_TVA | TVA_Transmission | TVA | Internal | Summer | B9 | 800 | 99999 | 0 | 45.64 | 45.14 | 0.01 | 0
2025 | TVA_Transmission_2_TVA | TVA_Transmission | TVA | Internal | Summer | B10 | 1262 | 99999 | 0 | 42.63 | 41.65 | 0.01 | 0
2025 | TVA_Transmission_2_TVA | TVA_Transmission | TVA | Internal | Winter | B16 | 25 | 99999 | 0 | 75.72 | 74.33 | 0.01 | 0
2025 | TVA_Transmission_2_TVA | TVA_Transmission | TVA | Internal | Winter | B17 | 100 | 99999 | 0 | 55.3 | 51.43 | 0.01 | 0
2025 | TVA_Transmission_2_TVA | TVA_Transmission | TVA | Internal | Winter | B18 | 400 | 99999 | 0 | 50.74 | 46.32 | 0.01 | 0
2025 | TVA_Transmission_2_TVA | TVA_Transmission | TVA | Internal | Winter | B19 | 700 | 99999 | 0 | 48.52 | 46.32 | 0.01 | 0
2025 | TVA_Transmission_2_TVA | TVA_Transmission | TVA | Internal | Winter | B20 | 935 | 99999 | 0 | 46.5 | 46.32 | 0.01 | 0
2025 | TVA_Transmission_2_VACAR | TVA_Transmission | VACAR | Internal | Shoulder | B11 | 25 | 900 | 0 | 67.86 | 68.46 | 9 | 0
2025 | TVA_Transmission_2_VACAR | TVA_Transmission | VACAR | Internal | Shoulder | B12 | 200 | 900 | 0 | 54.16 | 57.4 | 9 | 0
2025 | TVA_Transmission_2_VACAR | TVA_Transmission | VACAR | Internal | Shoulder | B13 | 600 | 900 | 0 | 49.12 | 50.45 | 9 | 0
2025 | TVA_Transmission_2_VACAR | TVA_Transmission | VACAR | Internal | Shoulder | B14 | 900 | 900 | 0 | 47.98 | 49.37 | 9 | 0
2025 | TVA_Transmission_2_VACAR | TVA_Transmission | VACAR | Internal | Shoulder | B15 | 1203 | 900 | 0 | 46.7 | 46.39 | 9 | 0
2025 | TVA_Transmission_2_VACAR | TVA_Transmission | VACAR | Internal | Summer | B1 | 10 | 900 | 0 | 81.42 | 81.42 | 9 | 0
2025 | TVA_Transmission_2_VACAR | TVA_Transmission | VACAR | Internal | Summer | B2 | 25 | 900 | 0 | 79.43 | 80.6 | 9 | 0
2025 | TVA_Transmission_2_VACAR | TVA_Transmission | VACAR | Internal | Summer | B3 | 75 | 900 | 0 | 74.43 | 80.6 | 9 | 0
2025 | TVA_Transmission_2_VACAR | TVA_Transmission | VACAR | Internal | Summer | B4 | 100 | 900 | 0 | 74.16 | 78.98 | 9 | 0
2025 | TVA_Transmission_2_VACAR | TVA_Transmission | VACAR | Internal | Summer | B5 | 200 | 900 | 0 | 68.94 | 70.11 | 9 | 0
2025 | TVA_Transmission_2_VACAR | TVA_Transmission | VACAR | Internal | Summer | B6 | 300 | 900 | 0 | 60.51 | 61.76 | 9 | 0
2025 | TVA_Transmission_2_VACAR | TVA_Transmission | VACAR | Internal | Summer | B7 | 400 | 900 | 0 | 51.5 | 51.52 | 9 | 0
2025 | TVA_Transmission_2_VACAR | TVA_Transmission | VACAR | Internal | Summer | B8 | 500 | 900 | 0 | 46.32 | 48.37 | 9 | 0
2025 | TVA_Transmission_2_VACAR | TVA_Transmission | VACAR | Internal | Summer | B9 | 800 | 900 | 0 | 45.64 | 45.14 | 9 | 0
2025 | TVA_Transmission_2_VACAR | TVA_Transmission | VACAR | Internal | Summer | B10 | 1262 | 900 | 0 | 42.63 | 44.54 | 9 | 0
2025 | TVA_Transmission_2_VACAR | TVA_Transmission | VACAR | Internal | Winter | B16 | 25 | 900 | 136.75 | 75.72 | 84.72 | 9 | 0
2025 | TVA_Transmission_2_VACAR | TVA_Transmission | VACAR | Internal | Winter | B17 | 100 | 900 | 0 | 55.3 | 60.44 | 9 | 0
2025 | TVA_Transmission_2_VACAR | TVA_Transmission | VACAR | Internal | Winter | B18 | 400 | 900 | 0 | 50.74 | 50.54 | 9 | 0
2025 | TVA_Transmission_2_VACAR | TVA_Transmission | VACAR | Internal | Winter | B19 | 700 | 900 | 0 | 48.52 | 50.54 | 9 | 0
2025 | TVA_Transmission_2_VACAR | TVA_Transmission | VACAR | Internal | Winter | B20 | 935 | 900 | 0 | 46.5 | 48.13 | 9 | 0
2025 | VACAR_2_PJM_ROR | VACAR | PJM_ROR | Internal | Shoulder | B11 | 25 | 2000 | 0 | 68.46 | 62.46 | 7 | 0
2025 | VACAR_2_PJM_ROR | VACAR | PJM_ROR | Internal | Shoulder | B12 | 200 | 2000 | 0 | 57.4 | 56.37 | 7 | 0
2025 | VACAR_2_PJM_ROR | VACAR | PJM_ROR | Internal | Shoulder | B13 | 600 | 2000 | 0 | 50.45 | 46.81 | 7 | 0
2025 | VACAR_2_PJM_ROR | VACAR | PJM_ROR | Internal | Shoulder | B14 | 900 | 2000 | 0 | 49.37 | 44.23 | 7 | 0
2025 | VACAR_2_PJM_ROR | VACAR | PJM_ROR | Internal | Shoulder | B15 | 1203 | 2000 | 0 | 46.39 | 41.88 | 7 | 0
2025 | VACAR_2_PJM_ROR | VACAR | PJM_ROR | Internal | Summer | B1 | 10 | 2000 | 0 | 81.42 | 75.42 | 7 | 0
2025 | VACAR_2_PJM_ROR | VACAR | PJM_ROR | Internal | Summer | B2 | 25 | 2000 | 0 | 80.6 | 73.43 | 7 | 0
2025 | VACAR_2_PJM_ROR | VACAR | PJM_ROR | Internal | Summer | B3 | 75 | 2000 | 0 | 80.6 | 68.43 | 7 | 0
2025 | VACAR_2_PJM_ROR | VACAR | PJM_ROR | Internal | Summer | B4 | 100 | 2000 | 0 | 78.98 | 68.2 | 7 | 0
2025 | VACAR_2_PJM_ROR | VACAR | PJM_ROR | Internal | Summer | B5 | 200 | 2000 | 0 | 70.11 | 63.35 | 7 | 0
2025 | VACAR_2_PJM_ROR | VACAR | PJM_ROR | Internal | Summer | B6 | 300 | 2000 | 0 | 61.76 | 55.76 | 7 | 0
2025 | VACAR_2_PJM_ROR | VACAR | PJM_ROR | Internal | Summer | B7 | 400 | 2000 | 0 | 51.52 | 45.52 | 7 | 0
2025 | VACAR_2_PJM_ROR | VACAR | PJM_ROR | Internal | Summer | B8 | 500 | 2000 | 0 | 48.37 | 42.37 | 7 | 0
2025 | VACAR_2_PJM_ROR | VACAR | PJM_ROR | Internal | Summer | B9 | 800 | 2000 | 0 | 45.14 | 40.58 | 7 | 0
2025 | VACAR_2_PJM_ROR | VACAR | PJM_ROR | Internal | Summer | B10 | 1262 | 2000 | 0 | 44.54 | 38.54 | 7 | 0
2025 | VACAR_2_PJM_ROR | VACAR | PJM_ROR | Internal | Winter | B16 | 25 | 2000 | 0 | 84.72 | 69.72 | 7 | 0
2025 | VACAR_2_PJM_ROR | VACAR | PJM_ROR | Internal | Winter | B17 | 100 | 2000 | 0 | 60.44 | 54.44 | 7 | 0
2025 | VACAR_2_PJM_ROR | VACAR | PJM_ROR | Internal | Winter | B18 | 400 | 2000 | 0 | 50.54 | 49.35 | 7 | 0
2025 | VACAR_2_PJM_ROR | VACAR | PJM_ROR | Internal | Winter | B19 | 700 | 2000 | 0 | 50.54 | 46.16 | 7 | 0
2025 | VACAR_2_PJM_ROR | VACAR | PJM_ROR | Internal | Winter | B20 | 935 | 2000 | 0 | 48.13 | 42.13 | 7 | 0
2025 | VACAR_2_SOCO | VACAR | SOCO | Internal | Shoulder | B11 | 25 | 3000 | 2999.99 | 68.46 | 76.13 | 7 | 0.67
2025 | VACAR_2_SOCO | VACAR | SOCO | Internal | Shoulder | B12 | 200 | 3000 | 0 | 57.4 | 51.92 | 7 | 0
2025 | VACAR_2_SOCO | VACAR | SOCO | Internal | Shoulder | B13 | 600 | 3000 | 0 | 50.45 | 46.88 | 7 | 0
2025 | VACAR_2_SOCO | VACAR | SOCO | Internal | Shoulder | B14 | 900 | 3000 | 0 | 49.37 | 46.88 | 7 | 0
2025 | VACAR_2_SOCO | VACAR | SOCO | Internal | Shoulder | B15 | 1203 | 3000 | 0 | 46.39 | 46.88 | 7 | 0
2025 | VACAR_2_SOCO | VACAR | SOCO | Internal | Summer | B1 | 10 | 3000 | 0 | 81.42 | 83.69 | 7 | 0
2025 | VACAR_2_SOCO | VACAR | SOCO | Internal | Summer | B2 | 25 | 3000 | 0 | 80.6 | 78.61 | 7 | 0
2025 | VACAR_2_SOCO | VACAR | SOCO | Internal | Summer | B3 | 75 | 3000 | 0 | 80.6 | 78.61 | 7 | 0
2025 | VACAR_2_SOCO | VACAR | SOCO | Internal | Summer | B4 | 100 | 3000 | 0 | 78.98 | 77.11 | 7 | 0
2025 | VACAR_2_SOCO | VACAR | SOCO | Internal | Summer | B5 | 200 | 3000 | 1611.9 | 70.11 | 77.11 | 7 | 0
2025 | VACAR_2_SOCO | VACAR | SOCO | Internal | Summer | B6 | 300 | 3000 | 1765.93 | 61.76 | 68.76 | 7 | 0
2025 | VACAR_2_SOCO | VACAR | SOCO | Internal | Summer | B7 | 400 | 3000 | 3000 | 51.52 | 60.49 | 7 | 1.97
2025 | VACAR_2_SOCO | VACAR | SOCO | Internal | Summer | B8 | 500 | 3000 | 0 | 48.37 | 47.16 | 7 | 0
2025 | VACAR_2_SOCO | VACAR | SOCO | Internal | Summer | B9 | 800 | 3000 | 0 | 45.14 | 45.53 | 7 | 0
2025 | VACAR_2_SOCO | VACAR | SOCO | Internal | Summer | B10 | 1262 | 3000 | 0 | 44.54 | 45.53 | 7 | 0
2025 | VACAR_2_SOCO | VACAR | SOCO | Internal | Winter | B16 | 25 | 3000 | 0 | 84.72 | 83.33 | 7 | 0
2025 | VACAR_2_SOCO | VACAR | SOCO | Internal | Winter | B17 | 100 | 3000 | 0 | 60.44 | 52.33 | 7 | 0
2025 | VACAR_2_SOCO | VACAR | SOCO | Internal | Winter | B18 | 400 | 3000 | 0 | 50.54 | 49.67 | 7 | 0
2025 | VACAR_2_SOCO | VACAR | SOCO | Internal | Winter | B19 | 700 | 3000 | 0 | 50.54 | 49.67 | 7 | 0
2025 | VACAR_2_SOCO | VACAR | SOCO | Internal | Winter | B20 | 935 | 3000 | 0 | 48.13 | 49.67 | 7 | 0
2025 | VACAR_2_TVA_Transmission | VACAR | TVA_Transmission | Internal | Shoulder | B11 | 25 | 900 | 0 | 68.46 | 67.86 | 7 | 0
2025 | VACAR_2_TVA_Transmission | VACAR | TVA_Transmission | Internal | Shoulder | B12 | 200 | 900 | 0 | 57.4 | 54.16 | 7 | 0
2025 | VACAR_2_TVA_Transmission | VACAR | TVA_Transmission | Internal | Shoulder | B13 | 600 | 900 | 0 | 50.45 | 49.12 | 7 | 0
2025 | VACAR_2_TVA_Transmission | VACAR | TVA_Transmission | Internal | Shoulder | B14 | 900 | 900 | 0 | 49.37 | 47.98 | 7 | 0
2025 | VACAR_2_TVA_Transmission | VACAR | TVA_Transmission | Internal | Shoulder | B15 | 1203 | 900 | 0 | 46.39 | 46.7 | 7 | 0
2025 | VACAR_2_TVA_Transmission | VACAR | TVA_Transmission | Internal | Summer | B1 | 10 | 900 | 0 | 81.42 | 81.42 | 7 | 0
2025 | VACAR_2_TVA_Transmission | VACAR | TVA_Transmission | Internal | Summer | B2 | 25 | 900 | 0 | 80.6 | 79.43 | 7 | 0
2025 | VACAR_2_TVA_Transmission | VACAR | TVA_Transmission | Internal | Summer | B3 | 75 | 900 | 0 | 80.6 | 74.43 | 7 | 0
2025 | VACAR_2_TVA_Transmission | VACAR | TVA_Transmission | Internal | Summer | B4 | 100 | 900 | 0 | 78.98 | 74.16 | 7 | 0
2025 | VACAR_2_TVA_Transmission | VACAR | TVA_Transmission | Internal | Summer | B5 | 200 | 900 | 0 | 70.11 | 68.94 | 7 | 0
2025 | VACAR_2_TVA_Transmission | VACAR | TVA_Transmission | Internal | Summer | B6 | 300 | 900 | 0 | 61.76 | 60.51 | 7 | 0
2025 | VACAR_2_TVA_Transmission | VACAR | TVA_Transmission | Internal | Summer | B7 | 400 | 900 | 0 | 51.52 | 51.5 | 7 | 0
2025 | VACAR_2_TVA_Transmission | VACAR | TVA_Transmission | Internal | Summer | B8 | 500 | 900 | 0 | 48.37 | 46.32 | 7 | 0
2025 | VACAR_2_TVA_Transmission | VACAR | TVA_Transmission | Internal | Summer | B9 | 800 | 900 | 0 | 45.14 | 45.64 | 7 | 0
2025 | VACAR_2_TVA_Transmission | VACAR | TVA_Transmission | Internal | Summer | B10 | 1262 | 900 | 0 | 44.54 | 42.63 | 7 | 0
2025 | VACAR_2_TVA_Transmission | VACAR | TVA_Transmission | Internal | Winter | B16 | 25 | 900 | 0 | 84.72 | 75.72 | 7 | 0
2025 | VACAR_2_TVA_Transmission | VACAR | TVA_Transmission | Internal | Winter | B17 | 100 | 900 | 0 | 60.44 | 55.3 | 7 | 0
2025 | VACAR_2_TVA_Transmission | VACAR | TVA_Transmission | Internal | Winter | B18 | 400 | 900 | 0 | 50.54 | 50.74 | 7 | 0
2025 | VACAR_2_TVA_Transmission | VACAR | TVA_Transmission | Internal | Winter | B19 | 700 | 900 | 0 | 50.54 | 48.52 | 7 | 0
2025 | VACAR_2_TVA_Transmission | VACAR | TVA_Transmission | Internal | Winter | B20 | 935 | 900 | 0 | 48.13 | 46.5 | 7 | 0
2030 | ENT_2_MISO_MO-IL | ENT | MISO_MO-IL | Internal | Shoulder | B11 | 25 | 2260 | 0 | 74.41 | 69.78 | 8 | 0
2030 | ENT_2_MISO_MO-IL | ENT | MISO_MO-IL | Internal | Shoulder | B12 | 200 | 2260 | 189.57 | 50.17 | 58.17 | 8 | 0
2030 | ENT_2_MISO_MO-IL | ENT | MISO_MO-IL | Internal | Shoulder | B13 | 600 | 2260 | 0 | 50.17 | 48.1 | 8 | 0
2030 | ENT_2_MISO_MO-IL | ENT | MISO_MO-IL | Internal | Shoulder | B14 | 900 | 2260 | 0 | 49.81 | 47.65 | 8 | 0
2030 | ENT_2_MISO_MO-IL | ENT | MISO_MO-IL | Internal | Shoulder | B15 | 1203 | 2260 | 0 | 48.93 | 43.64 | 8 | 0
2030 | ENT_2_MISO_MO-IL | ENT | MISO_MO-IL | Internal | Summer | B1 | 10 | 2260 | 0 | 80.73 | 77.75 | 8 | 0
2030 | ENT_2_MISO_MO-IL | ENT | MISO_MO-IL | Internal | Summer | B2 | 25 | 2260 | 0 | 80.73 | 77.08 | 8 | 0
2030 | ENT_2_MISO_MO-IL | ENT | MISO_MO-IL | Internal | Summer | B3 | 75 | 2260 | 0 | 75.67 | 75 | 8 | 0
2030 | ENT_2_MISO_MO-IL | ENT | MISO_MO-IL | Internal | Summer | B4 | 100 | 2260 | 0 | 74.07 | 72.49 | 8 | 0
2030 | ENT_2_MISO_MO-IL | ENT | MISO_MO-IL | Internal | Summer | B5 | 200 | 2260 | 0 | 72.59 | 70.15 | 8 | 0
2030 | ENT_2_MISO_MO-IL | ENT | MISO_MO-IL | Internal | Summer | B6 | 300 | 2260 | 0 | 64.87 | 56.87 | 8 | 0
2030 | ENT_2_MISO_MO-IL | ENT | MISO_MO-IL | Internal | Summer | B7 | 400 | 2260 | 0 | 50.95 | 47.07 | 8 | 0
2030 | ENT_2_MISO_MO-IL | ENT | MISO_MO-IL | Internal | Summer | B8 | 500 | 2260 | 0 | 48.58 | 43.98 | 8 | 0
2030 | ENT_2_MISO_MO-IL | ENT | MISO_MO-IL | Internal | Summer | B9 | 800 | 2260 | 0 | 48.23 | 42.78 | 8 | 0
2030 | ENT_2_MISO_MO-IL | ENT | MISO_MO-IL | Internal | Summer | B10 | 1262 | 2260 | 0 | 46.65 | 40.32 | 8 | 0
2030 | ENT_2_MISO_MO-IL | ENT | MISO_MO-IL | Internal | Winter | B16 | 25 | 2260 | 0 | 75.36 | 74.02 | 8 | 0
2030 | ENT_2_MISO_MO-IL | ENT | MISO_MO-IL | Internal | Winter | B17 | 100 | 2260 | 0 | 53.3 | 56.23 | 8 | 0
2030 | ENT_2_MISO_MO-IL | ENT | MISO_MO-IL | Internal | Winter | B18 | 400 | 2260 | 0 | 52.92 | 51.33 | 8 | 0
2030 | ENT_2_MISO_MO-IL | ENT | MISO_MO-IL | Internal | Winter | B19 | 700 | 2260 | 0 | 52.92 | 47.38 | 8 | 0
2030 | ENT_2_MISO_MO-IL | ENT | MISO_MO-IL | Internal | Winter | B20 | 935 | 2260 | 0 | 51.17 | 43.17 | 8 | 0
2030 | ENT_2_SOCO | ENT | SOCO | Internal | Shoulder | B11 | 25 | 2000 | 359.99 | 74.41 | 82.41 | 8 | 0
2030 | ENT_2_SOCO | ENT | SOCO | Internal | Shoulder | B12 | 200 | 2000 | 0 | 50.17 | 51.92 | 8 | 0
2030 | ENT_2_SOCO | ENT | SOCO | Internal | Shoulder | B13 | 600 | 2000 | 0 | 50.17 | 50.12 | 8 | 0
2030 | ENT_2_SOCO | ENT | SOCO | Internal | Shoulder | B14 | 900 | 2000 | 0 | 49.81 | 50.12 | 8 | 0
2030 | ENT_2_SOCO | ENT | SOCO | Internal | Shoulder | B15 | 1203 | 2000 | 0 | 48.93 | 50.12 | 8 | 0
2030 | ENT_2_SOCO | ENT | SOCO | Internal | Summer | B1 | 10 | 2000 | 132 | 80.73 | 88.73 | 8 | 0
2030 | ENT_2_SOCO | ENT | SOCO | Internal | Summer | B2 | 25 | 2000 | 0 | 80.73 | 83.67 | 8 | 0
2030 | ENT_2_SOCO | ENT | SOCO | Internal | Summer | B3 | 75 | 2000 | 596.92 | 75.67 | 83.67 | 8 | 0
2030 | ENT_2_SOCO | ENT | SOCO | Internal | Summer | B4 | 100 | 2000 | 1090.71 | 74.07 | 82.07 | 8 | 0
2030 | ENT_2_SOCO | ENT | SOCO | Internal | Summer | B5 | 200 | 2000 | 2000 | 72.59 | 82.07 | 8 | 1.48
2030 | ENT_2_SOCO | ENT | SOCO | Internal | Summer | B6 | 300 | 2000 | 0 | 64.87 | 70.8 | 8 | 0
2030 | ENT_2_SOCO | ENT | SOCO | Internal | Summer | B7 | 400 | 2000 | 910.67 | 50.95 | 58.95 | 8 | 0
2030 | ENT_2_SOCO | ENT | SOCO | Internal | Summer | B8 | 500 | 2000 | 0 | 48.58 | 50.38 | 8 | 0
2030 | ENT_2_SOCO | ENT | SOCO | Internal | Summer | B9 | 800 | 2000 | 0 | 48.23 | 48.64 | 8 | 0
2030 | ENT_2_SOCO | ENT | SOCO | Internal | Summer | B10 | 1262 | 2000 | 0 | 46.65 | 48.64 | 8 | 0
2030 | ENT_2_SOCO | ENT | SOCO | Internal | Winter | B16 | 25 | 2000 | 1497.74 | 75.36 | 83.36 | 8 | 0
2030 | ENT_2_SOCO | ENT | SOCO | Internal | Winter | B17 | 100 | 2000 | 0 | 53.3 | 54.23 | 8 | 0
2030 | ENT_2_SOCO | ENT | SOCO | Internal | Winter | B18 | 400 | 2000 | 0 | 52.92 | 53.17 | 8 | 0
2030 | ENT_2_SOCO | ENT | SOCO | Internal | Winter | B19 | 700 | 2000 | 0 | 52.92 | 53.17 | 8 | 0
2030 | ENT_2_SOCO | ENT | SOCO | Internal | Winter | B20 | 935 | 2000 | 0 | 51.17 | 52.42 | 8 | 0
2030 | ENT_2_SPP_N | ENT | SPP_N | Internal | Shoulder | B11 | 25 | 1300 | 0 | 74.41 | 76.07 | 8 | 0
2030 | ENT_2_SPP_N | ENT | SPP_N | Internal | Shoulder | B12 | 200 | 1300 | 119.07 | 50.17 | 58.17 | 8 | 0
2030 | ENT_2_SPP_N | ENT | SPP_N | Internal | Shoulder | B13 | 600 | 1300 | 0 | 50.17 | 50.16 | 8 | 0
2030 | ENT_2_SPP_N | ENT | SPP_N | Internal | Shoulder | B14 | 900 | 1300 | 0 | 49.81 | 48.1 | 8 | 0
2030 | ENT_2_SPP_N | ENT | SPP_N | Internal | Shoulder | B15 | 1203 | 1300 | 0 | 48.93 | 47.97 | 8 | 0
2030 | ENT_2_SPP_N | ENT | SPP_N | Internal | Summer | B1 | 10 | 1300 | 0 | 80.73 | 79.41 | 8 | 0
2030 | ENT_2_SPP_N | ENT | SPP_N | Internal | Summer | B2 | 25 | 1300 | 0 | 80.73 | 79.41 | 8 | 0
2030 | ENT_2_SPP_N | ENT | SPP_N | Internal | Summer | B3 | 75 | 1300 | 0 | 75.67 | 79.41 | 8 | 0
2030 | ENT_2_SPP_N | ENT | SPP_N | Internal | Summer | B4 | 100 | 1300 | 0 | 74.07 | 78.45 | 8 | 0
2030 | ENT_2_SPP_N | ENT | SPP_N | Internal | Summer | B5 | 200 | 1300 | 0 | 72.59 | 76.19 | 8 | 0
2030 | ENT_2_SPP_N | ENT | SPP_N | Internal | Summer | B6 | 300 | 1300 | 0 | 64.87 | 65.23 | 8 | 0
2030 | ENT_2_SPP_N | ENT | SPP_N | Internal | Summer | B7 | 400 | 1300 | 0 | 50.95 | 54.08 | 8 | 0
2030 | ENT_2_SPP_N | ENT | SPP_N | Internal | Summer | B8 | 500 | 1300 | 0 | 48.58 | 48.57 | 8 | 0
2030 | ENT_2_SPP_N | ENT | SPP_N | Internal | Summer | B9 | 800 | 1300 | 0 | 48.23 | 46.45 | 8 | 0
2030 | ENT_2_SPP_N | ENT | SPP_N | Internal | Summer | B10 | 1262 | 1300 | 0 | 46.65 | 46.35 | 8 | 0
2030 | ENT_2_SPP_N | ENT | SPP_N | Internal | Winter | B16 | 25 | 1300 | 0 | 75.36 | 74.02 | 8 | 0
2030 | ENT_2_SPP_N | ENT | SPP_N | Internal | Winter | B17 | 100 | 1300 | 0 | 53.3 | 53.64 | 8 | 0
2030 | ENT_2_SPP_N | ENT | SPP_N | Internal | Winter | B18 | 400 | 1300 | 0 | 52.92 | 52.33 | 8 | 0
2030 | ENT_2_SPP_N | ENT | SPP_N | Internal | Winter | B19 | 700 | 1300 | 0 | 52.92 | 51.29 | 8 | 0
2030 | ENT_2_SPP_N | ENT | SPP_N | Internal | Winter | B20 | 935 | 1300 | 0 | 51.17 | 50.18 | 8 | 0
2030 | ENT_2_SPP_S | ENT | SPP_S | Internal | Shoulder | B11 | 25 | 1300 | 0 | 74.41 | 69.41 | 8 | 0
2030 | ENT_2_SPP_S | ENT | SPP_S | Internal | Shoulder | B12 | 200 | 1300 | 0 | 50.17 | 51.67 | 8 | 0
2030 | ENT_2_SPP_S | ENT | SPP_S | Internal | Shoulder | B13 | 600 | 1300 | 0 | 50.17 | 49.79 | 8 | 0
2030 | ENT_2_SPP_S | ENT | SPP_S | Internal | Shoulder | B14 | 900 | 1300 | 0 | 49.81 | 48.09 | 8 | 0
2030 | ENT_2_SPP_S | ENT | SPP_S | Internal | Shoulder | B15 | 1203 | 1300 | 0 | 48.93 | 47.98 | 8 | 0
2030 | ENT_2_SPP_S | ENT | SPP_S | Internal | Summer | B1 | 10 | 1300 | 0 | 80.73 | 75.73 | 8 | 0
2030 | ENT_2_SPP_S | ENT | SPP_S | Internal | Summer | B2 | 25 | 1300 | 0 | 80.73 | 75.95 | 8 | 0
2030 | ENT_2_SPP_S | ENT | SPP_S | Internal | Summer | B3 | 75 | 1300 | 0 | 75.67 | 75.95 | 8 | 0
2030 | ENT_2_SPP_S | ENT | SPP_S | Internal | Summer | B4 | 100 | 1300 | 0 | 74.07 | 69.07 | 8 | 0
2030 | ENT_2_SPP_S | ENT | SPP_S | Internal | Summer | B5 | 200 | 1300 | 0 | 72.59 | 67.59 | 8 | 0
2030 | ENT_2_SPP_S | ENT | SPP_S | Internal | Summer | B6 | 300 | 1300 | 0 | 64.87 | 65.24 | 8 | 0
2030 | ENT_2_SPP_S | ENT | SPP_S | Internal | Summer | B7 | 400 | 1300 | 0 | 50.95 | 54.09 | 8 | 0
2030 | ENT_2_SPP_S | ENT | SPP_S | Internal | Summer | B8 | 500 | 1300 | 0 | 48.58 | 48.58 | 8 | 0
2030 | ENT_2_SPP_S | ENT | SPP_S | Internal | Summer | B9 | 800 | 1300 | 0 | 48.23 | 46.46 | 8 | 0
2030 | ENT_2_SPP_S | ENT | SPP_S | Internal | Summer | B10 | 1262 | 1300 | 0 | 46.65 | 46.36 | 8 | 0
2030 | ENT_2_SPP_S | ENT | SPP_S | Internal | Winter | B16 | 25 | 1300 | 0 | 75.36 | 74.01 | 8 | 0
2030 | ENT_2_SPP_S | ENT | SPP_S | Internal | Winter | B17 | 100 | 1300 | 0 | 53.3 | 53.65 | 8 | 0
2030 | ENT_2_SPP_S | ENT | SPP_S | Internal | Winter | B18 | 400 | 1300 | 0 | 52.92 | 52.34 | 8 | 0
2030 | ENT_2_SPP_S | ENT | SPP_S | Internal | Winter | B19 | 700 | 1300 | 0 | 52.92 | 51.3 | 8 | 0
2030 | ENT_2_SPP_S | ENT | SPP_S | Internal | Winter | B20 | 935 | 1300 | 0 | 51.17 | 50.19 | 8 | 0
2030 | ENT_2_TVA_Transmission | ENT | TVA_Transmission | Internal | Shoulder | B11 | 25 | 2100 | 0 | 74.41 | 73.64 | 8 | 0
2030 | ENT_2_TVA_Transmission | ENT | TVA_Transmission | Internal | Shoulder | B12 | 200 | 2100 | 0 | 50.17 | 57.7 | 8 | 0
2030 | ENT_2_TVA_Transmission | ENT | TVA_Transmission | Internal | Shoulder | B13 | 600 | 2100 | 0 | 50.17 | 52.27 | 8 | 0
2030 | ENT_2_TVA_Transmission | ENT | TVA_Transmission | Internal | Shoulder | B14 | 900 | 2100 | 0 | 49.81 | 51.6 | 8 | 0
2030 | ENT_2_TVA_Transmission | ENT | TVA_Transmission | Internal | Shoulder | B15 | 1203 | 2100 | 0 | 48.93 | 49.69 | 8 | 0
2030 | ENT_2_TVA_Transmission | ENT | TVA_Transmission | Internal | Summer | B1 | 10 | 2100 | 0 | 80.73 | 85.75 | 8 | 0
2030 | ENT_2_TVA_Transmission | ENT | TVA_Transmission | Internal | Summer | B2 | 25 | 2100 | 0 | 80.73 | 85.06 | 8 | 0
2030 | ENT_2_TVA_Transmission | ENT | TVA_Transmission | Internal | Summer | B3 | 75 | 2100 | 0 | 75.67 | 79.8 | 8 | 0
2030 | ENT_2_TVA_Transmission | ENT | TVA_Transmission | Internal | Summer | B4 | 100 | 2100 | 0 | 74.07 | 78.62 | 8 | 0
2030 | ENT_2_TVA_Transmission | ENT | TVA_Transmission | Internal | Summer | B5 | 200 | 2100 | 0 | 72.59 | 74.13 | 8 | 0
2030 | ENT_2_TVA_Transmission | ENT | TVA_Transmission | Internal | Summer | B6 | 300 | 2100 | 0 | 64.87 | 62.05 | 8 | 0
2030 | ENT_2_TVA_Transmission | ENT | TVA_Transmission | Internal | Summer | B7 | 400 | 2100 | 0 | 50.95 | 50.92 | 8 | 0
2030 | ENT_2_TVA_Transmission | ENT | TVA_Transmission | Internal | Summer | B8 | 500 | 2100 | 0 | 48.58 | 49.14 | 8 | 0
2030 | ENT_2_TVA_Transmission | ENT | TVA_Transmission | Internal | Summer | B9 | 800 | 2100 | 0 | 48.23 | 48.74 | 8 | 0
2030 | ENT_2_TVA_Transmission | ENT | TVA_Transmission | Internal | Summer | B10 | 1262 | 2100 | 0 | 46.65 | 44.87 | 8 | 0
2030 | ENT_2_TVA_Transmission | ENT | TVA_Transmission | Internal | Winter | B16 | 25 | 2100 | 0 | 75.36 | 82.01 | 8 | 0
2030 | ENT_2_TVA_Transmission | ENT | TVA_Transmission | Internal | Winter | B17 | 100 | 2100 | 0 | 53.3 | 58.85 | 8 | 0
2030 | ENT_2_TVA_Transmission | ENT | TVA_Transmission | Internal | Winter | B18 | 400 | 2100 | 0 | 52.92 | 55.04 | 8 | 0
2030 | ENT_2_TVA_Transmission | ENT | TVA_Transmission | Internal | Winter | B19 | 700 | 2100 | 0 | 52.92 | 53.08 | 8 | 0
2030 | ENT_2_TVA_Transmission | ENT | TVA_Transmission | Internal | Winter | B20 | 935 | 2100 | 0 | 51.17 | 50.02 | 8 | 0
2030 | FRCC_2_SOCO | FRCC | SOCO | Internal | Shoulder | B11 | 25 | 900 | 0 | 91.16 | 82.41 | 8 | 0
2030 | FRCC_2_SOCO | FRCC | SOCO | Internal | Shoulder | B12 | 200 | 900 | 0 | 58.81 | 51.92 | 8 | 0
2030 | FRCC_2_SOCO | FRCC | SOCO | Internal | Shoulder | B13 | 600 | 900 | 0 | 56.48 | 50.12 | 8 | 0
2030 | FRCC_2_SOCO | FRCC | SOCO | Internal | Shoulder | B14 | 900 | 900 | 0 | 55.34 | 50.12 | 8 | 0
2030 | FRCC_2_SOCO | FRCC | SOCO | Internal | Shoulder | B15 | 1203 | 900 | 0 | 55.34 | 50.12 | 8 | 0
2030 | FRCC_2_SOCO | FRCC | SOCO | Internal | Summer | B1 | 10 | 900 | 0 | 89.81 | 88.73 | 8 | 0
2030 | FRCC_2_SOCO | FRCC | SOCO | Internal | Summer | B2 | 25 | 900 | 0 | 89.81 | 83.67 | 8 | 0
2030 | FRCC_2_SOCO | FRCC | SOCO | Internal | Summer | B3 | 75 | 900 | 0 | 89.81 | 83.67 | 8 | 0
2030 | FRCC_2_SOCO | FRCC | SOCO | Internal | Summer | B4 | 100 | 900 | 0 | 88.14 | 82.07 | 8 | 0
2030 | FRCC_2_SOCO | FRCC | SOCO | Internal | Summer | B5 | 200 | 900 | 0 | 88.14 | 82.07 | 8 | 0
2030 | FRCC_2_SOCO | FRCC | SOCO | Internal | Summer | B6 | 300 | 900 | 0 | 77.12 | 70.8 | 8 | 0
2030 | FRCC_2_SOCO | FRCC | SOCO | Internal | Summer | B7 | 400 | 900 | 0 | 64.74 | 58.95 | 8 | 0
2030 | FRCC_2_SOCO | FRCC | SOCO | Internal | Summer | B8 | 500 | 900 | 0 | 56.82 | 50.38 | 8 | 0
2030 | FRCC_2_SOCO | FRCC | SOCO | Internal | Summer | B9 | 800 | 900 | 0 | 54.47 | 48.64 | 8 | 0
2030 | FRCC_2_SOCO | FRCC | SOCO | Internal | Summer | B10 | 1262 | 900 | 0 | 54.47 | 48.64 | 8 | 0
2030 | FRCC_2_SOCO | FRCC | SOCO | Internal | Winter | B16 | 25 | 900 | 0 | 91.47 | 83.36 | 8 | 0
2030 | FRCC_2_SOCO | FRCC | SOCO | Internal | Winter | B17 | 100 | 900 | 0 | 60.39 | 54.23 | 8 | 0
2030 | FRCC_2_SOCO | FRCC | SOCO | Internal | Winter | B18 | 400 | 900 | 0 | 57.89 | 53.17 | 8 | 0
2030 | FRCC_2_SOCO | FRCC | SOCO | Internal | Winter | B19 | 700 | 900 | 0 | 57.89 | 53.17 | 8 | 0
2030 | FRCC_2_SOCO | FRCC | SOCO | Internal | Winter | B20 | 935 | 900 | 0 | 57.89 | 52.42 | 8 | 0
2030 | HQ_NEISO_2_NEISO | HQ_NEISO | NEISO | Internal | Shoulder | B11 | 25 | 99999 | 2920 | 44.15 | 44.17 | 0.01 | 0
2030 | HQ_NEISO_2_NEISO | HQ_NEISO | NEISO | Internal | Shoulder | B12 | 200 | 99999 | 2920 | 44.15 | 44.17 | 0.01 | 0
2030 | HQ_NEISO_2_NEISO | HQ_NEISO | NEISO | Internal | Shoulder | B13 | 600 | 99999 | 2920 | 44.15 | 44.17 | 0.01 | 0
2030 | HQ_NEISO_2_NEISO | HQ_NEISO | NEISO | Internal | Shoulder | B14 | 900 | 99999 | 2920 | 44.15 | 44.17 | 0.01 | 0
2030 | HQ_NEISO_2_NEISO | HQ_NEISO | NEISO | Internal | Shoulder | B15 | 1203 | 99999 | 1143.24 | 44.15 | 44.17 | 0.01 | 0
2030 | HQ_NEISO_2_NEISO | HQ_NEISO | NEISO | Internal | Summer | B1 | 10 | 99999 | 2920 | 68.77 | 68.78 | 0.01 | 0
2030 | HQ_NEISO_2_NEISO | HQ_NEISO | NEISO | Internal | Summer | B2 | 25 | 99999 | 2920 | 68.08 | 68.09 | 0.01 | 0
2030 | HQ_NEISO_2_NEISO | HQ_NEISO | NEISO | Internal | Summer | B3 | 75 | 99999 | 2920 | 60.54 | 60.55 | 0.01 | 0
2030 | HQ_NEISO_2_NEISO | HQ_NEISO | NEISO | Internal | Summer | B4 | 100 | 99999 | 2920 | 54.18 | 54.19 | 0.01 | 0
2030 | HQ_NEISO_2_NEISO | HQ_NEISO | NEISO | Internal | Summer | B5 | 200 | 99999 | 2920 | 40.81 | 40.82 | 0.01 | 0
2030 | HQ_NEISO_2_NEISO | HQ_NEISO | NEISO | Internal | Summer | B6 | 300 | 99999 | 2920 | 40.81 | 40.82 | 0.01 | 0
2030 | HQ_NEISO_2_NEISO | HQ_NEISO | NEISO | Internal | Summer | B7 | 400 | 99999 | 2920 | 40.81 | 40.82 | 0.01 | 0
2030 | HQ_NEISO_2_NEISO | HQ_NEISO | NEISO | Internal | Summer | B8 | 500 | 99999 | 2920 | 40.81 | 40.82 | 0.01 | 0
2030 | HQ_NEISO_2_NEISO | HQ_NEISO | NEISO | Internal | Summer | B9 | 800 | 99999 | 2920 | 40.81 | 40.82 | 0.01 | 0
2030 | HQ_NEISO_2_NEISO | HQ_NEISO | NEISO | Internal | Summer | B10 | 1262 | 99999 | 795.94 | 40.81 | 40.82 | 0.01 | 0
2030 | HQ_NEISO_2_NEISO | HQ_NEISO | NEISO | Internal | Winter | B16 | 25 | 99999 | 2920 | 54.5 | 54.51 | 0.01 | 0
2030 | HQ_NEISO_2_NEISO | HQ_NEISO | NEISO | Internal | Winter | B17 | 100 | 99999 | 2920 | 54.5 | 54.51 | 0.01 | 0
2030 | HQ_NEISO_2_NEISO | HQ_NEISO | NEISO | Internal | Winter | B18 | 400 | 99999 | 2920 | 54.5 | 54.51 | 0.01 | 0
2030 | HQ_NEISO_2_NEISO | HQ_NEISO | NEISO | Internal | Winter | B19 | 700 | 99999 | 2920 | 54.5 | 54.51 | 0.01 | 0
2030 | HQ_NEISO_2_NEISO | HQ_NEISO | NEISO | Internal | Winter | B20 | 935 | 99999 | 1233.58 | 54.5 | 54.51 | 0.01 | 0
2030 | HQ_NY_2_NYISO_A-F | HQ_NY | NYISO_A-F | Internal | Shoulder | B11 | 25 | 99999 | 1000 | 53.08 | 53.09 | 0.01 | 0
2030 | HQ_NY_2_NYISO_A-F | HQ_NY | NYISO_A-F | Internal | Shoulder | B12 | 200 | 99999 | 1000 | 53.08 | 53.09 | 0.01 | 0
2030 | HQ_NY_2_NYISO_A-F | HQ_NY | NYISO_A-F | Internal | Shoulder | B13 | 600 | 99999 | 1000 | 47.67 | 47.68 | 0.01 | 0
2030 | HQ_NY_2_NYISO_A-F | HQ_NY | NYISO_A-F | Internal | Shoulder | B14 | 900 | 99999 | 1000 | 47.2 | 47.21 | 0.01 | 0
2030 | HQ_NY_2_NYISO_A-F | HQ_NY | NYISO_A-F | Internal | Shoulder | B15 | 1203 | 99999 | 188.69 | 47.2 | 47.21 | 0.01 | 0
2030 | HQ_NY_2_NYISO_A-F | HQ_NY | NYISO_A-F | Internal | Summer | B1 | 10 | 99999 | 1000 | 71.75 | 71.76 | 0.01 | 0
2030 | HQ_NY_2_NYISO_A-F | HQ_NY | NYISO_A-F | Internal | Summer | B2 | 25 | 99999 | 1000 | 71.06 | 71.07 | 0.01 | 0
2030 | HQ_NY_2_NYISO_A-F | HQ_NY | NYISO_A-F | Internal | Summer | B3 | 75 | 99999 | 1000 | 63.54 | 63.55 | 0.01 | 0
2030 | HQ_NY_2_NYISO_A-F | HQ_NY | NYISO_A-F | Internal | Summer | B4 | 100 | 99999 | 1000 | 61.89 | 61.9 | 0.01 | 0
2030 | HQ_NY_2_NYISO_A-F | HQ_NY | NYISO_A-F | Internal | Summer | B5 | 200 | 99999 | 1000 | 54.53 | 54.54 | 0.01 | 0
2030 | HQ_NY_2_NYISO_A-F | HQ_NY | NYISO_A-F | Internal | Summer | B6 | 300 | 99999 | 1000 | 52.15 | 52.17 | 0.01 | 0
2030 | HQ_NY_2_NYISO_A-F | HQ_NY | NYISO_A-F | Internal | Summer | B7 | 400 | 99999 | 1000 | 47.06 | 47.07 | 0.01 | 0
2030 | HQ_NY_2_NYISO_A-F | HQ_NY | NYISO_A-F | Internal | Summer | B8 | 500 | 99999 | 1000 | 45.87 | 45.88 | 0.01 | 0
2030 | HQ_NY_2_NYISO_A-F | HQ_NY | NYISO_A-F | Internal | Summer | B9 | 800 | 99999 | 1000 | 45.87 | 45.88 | 0.01 | 0
2030 | HQ_NY_2_NYISO_A-F | HQ_NY | NYISO_A-F | Internal | Summer | B10 | 1262 | 99999 | 30.11 | 45.87 | 45.88 | 0.01 | 0
2030 | HQ_NY_2_NYISO_A-F | HQ_NY | NYISO_A-F | Internal | Winter | B16 | 25 | 99999 | 1000 | 57.5 | 57.51 | 0.01 | 0
2030 | HQ_NY_2_NYISO_A-F | HQ_NY | NYISO_A-F | Internal | Winter | B17 | 100 | 99999 | 1000 | 55.44 | 55.45 | 0.01 | 0
2030 | HQ_NY_2_NYISO_A-F | HQ_NY | NYISO_A-F | Internal | Winter | B18 | 400 | 99999 | 1000 | 51.59 | 51.6 | 0.01 | 0
2030 | HQ_NY_2_NYISO_A-F | HQ_NY | NYISO_A-F | Internal | Winter | B19 | 700 | 99999 | 1000 | 51.59 | 51.6 | 0.01 | 0
2030 | HQ_NY_2_NYISO_A-F | HQ_NY | NYISO_A-F | Internal | Winter | B20 | 935 | 99999 | 229.95 | 51.59 | 51.6 | 0.01 | 0
2030 | HQ_IESO_2_IESO | HQ_IESO | IESO | Internal | Shoulder | B11 | 25 | 99999 | 400 | 46.08 | 46.09 | 0.01 | 0
2030 | HQ_IESO_2_IESO | HQ_IESO | IESO | Internal | Shoulder | B12 | 200 | 99999 | 400 | 46.08 | 46.09 | 0.01 | 0
2030 | HQ_IESO_2_IESO | HQ_IESO | IESO | Internal | Shoulder | B13 | 600 | 99999 | 400 | 40.67 | 40.68 | 0.01 | 0
2030 | HQ_IESO_2_IESO | HQ_IESO | IESO | Internal | Shoulder | B14 | 900 | 99999 | 400 | 40.67 | 40.68 | 0.01 | 0
2030 | HQ_IESO_2_IESO | HQ_IESO | IESO | Internal | Shoulder | B15 | 1203 | 99999 | 75.48 | 40.67 | 40.68 | 0.01 | 0
2030 | HQ_IESO_2_IESO | HQ_IESO | IESO | Internal | Summer | B1 | 10 | 99999 | 400 | 70.73 | 70.75 | 0.01 | 0
2030 | HQ_IESO_2_IESO | HQ_IESO | IESO | Internal | Summer | B2 | 25 | 99999 | 400 | 70.05 | 70.06 | 0.01 | 0
2030 | HQ_IESO_2_IESO | HQ_IESO | IESO | Internal | Summer | B3 | 75 | 99999 | 400 | 56.54 | 56.55 | 0.01 | 0
2030 | HQ_IESO_2_IESO | HQ_IESO | IESO | Internal | Summer | B4 | 100 | 99999 | 400 | 54.89 | 54.9 | 0.01 | 0
2030 | HQ_IESO_2_IESO | HQ_IESO | IESO | Internal | Summer | B5 | 200 | 99999 | 400 | 47.53 | 47.54 | 0.01 | 0
2030 | HQ_IESO_2_IESO | HQ_IESO | IESO | Internal | Summer | B6 | 300 | 99999 | 400 | 45.15 | 45.17 | 0.01 | 0
2030 | HQ_IESO_2_IESO | HQ_IESO | IESO | Internal | Summer | B7 | 400 | 99999 | 400 | 40.06 | 40.07 | 0.01 | 0
2030 | HQ_IESO_2_IESO | HQ_IESO | IESO | Internal | Summer | B8 | 500 | 99999 | 400 | 38.87 | 38.88 | 0.01 | 0
2030 | HQ_IESO_2_IESO | HQ_IESO | IESO | Internal | Summer | B9 | 800 | 99999 | 400 | 38.87 | 38.88 | 0.01 | 0
2030 | HQ_IESO_2_IESO | HQ_IESO | IESO | Internal | Summer | B10 | 1262 | 99999 | 12.04 | 38.87 | 38.88 | 0.01 | 0
2030 | HQ_IESO_2_IESO | HQ_IESO | IESO | Internal | Winter | B16 | 25 | 99999 | 400 | 50.5 | 50.51 | 0.01 | 0
2030 | HQ_IESO_2_IESO | HQ_IESO | IESO | Internal | Winter | B17 | 100 | 99999 | 400 | 48.44 | 48.45 | 0.01 | 0
2030 | HQ_IESO_2_IESO | HQ_IESO | IESO | Internal | Winter | B18 | 400 | 99999 | 400 | 44.59 | 44.6 | 0.01 | 0
2030 | HQ_IESO_2_IESO | HQ_IESO | IESO | Internal | Winter | B19 | 700 | 99999 | 400 | 44.59 | 44.6 | 0.01 | 0
2030 | HQ_IESO_2_IESO | HQ_IESO | IESO | Internal | Winter | B20 | 935 | 99999 | 91.98 | 44.59 | 44.6 | 0.01 | 0
2030 | IESO_2_MAPP_CA | IESO | MAPP_CA | Internal | Shoulder | B11 | 25 | 262 | 64.56 | 46.09 | 53.09 | 7 | 0
2030 | IESO_2_MAPP_CA | IESO | MAPP_CA | Internal | Shoulder | B12 | 200 | 262 | 168.78 | 46.09 | 53.09 | 7 | 0
2030 | IESO_2_MAPP_CA | IESO | MAPP_CA | Internal | Shoulder | B13 | 600 | 262 | 262 | 40.68 | 48.07 | 7 | 0.4
2030 | IESO_2_MAPP_CA | IESO | MAPP_CA | Internal | Shoulder | B14 | 900 | 262 | 262 | 40.68 | 47.85 | 7 | 0.17
2030 | IESO_2_MAPP_CA | IESO | MAPP_CA | Internal | Shoulder | B15 | 1203 | 262 | 262 | 40.68 | 47.85 | 7 | 0.17
2030 | IESO_2_MAPP_CA | IESO | MAPP_CA | Internal | Summer | B1 | 10 | 262 | 0 | 70.75 | 65.4 | 7 | 0
2030 | IESO_2_MAPP_CA | IESO | MAPP_CA | Internal | Summer | B2 | 25 | 262 | 118.27 | 70.06 | 77.06 | 7 | 0
2030 | IESO_2_MAPP_CA | IESO | MAPP_CA | Internal | Summer | B3 | 75 | 262 | 262 | 56.55 | 65.4 | 7 | 1.85
2030 | IESO_2_MAPP_CA | IESO | MAPP_CA | Internal | Summer | B4 | 100 | 262 | 262 | 54.9 | 64.44 | 7 | 2.54
2030 | IESO_2_MAPP_CA | IESO | MAPP_CA | Internal | Summer | B5 | 200 | 262 | 262 | 47.54 | 62.18 | 7 | 7.64
2030 | IESO_2_MAPP_CA | IESO | MAPP_CA | Internal | Summer | B6 | 300 | 262 | 0 | 45.17 | 51.21 | 7 | 0
2030 | IESO_2_MAPP_CA | IESO | MAPP_CA | Internal | Summer | B7 | 400 | 262 | 230.9 | 40.07 | 47.07 | 7 | 0
2030 | IESO_2_MAPP_CA | IESO | MAPP_CA | Internal | Summer | B8 | 500 | 262 | 0 | 38.88 | 43.96 | 7 | 0
2030 | IESO_2_MAPP_CA | IESO | MAPP_CA | Internal | Summer | B9 | 800 | 262 | 0 | 38.88 | 42.8 | 7 | 0
2030 | IESO_2_MAPP_CA | IESO | MAPP_CA | Internal | Summer | B10 | 1262 | 262 | 0 | 38.88 | 42.8 | 7 | 0
2030 | IESO_2_MAPP_CA | IESO | MAPP_CA | Internal | Winter | B16 | 25 | 262 | 262 | 50.51 | 73.99 | 7 | 16.48
2030 | IESO_2_MAPP_CA | IESO | MAPP_CA | Internal | Winter | B17 | 100 | 262 | 262 | 48.45 | 56.2 | 7 | 0.75
2030 | IESO_2_MAPP_CA | IESO | MAPP_CA | Internal | Winter | B18 | 400 | 262 | 0 | 44.6 | 51.33 | 7 | 0
2030 | IESO_2_MAPP_CA | IESO | MAPP_CA | Internal | Winter | B19 | 700 | 262 | 0 | 44.6 | 50.99 | 7 | 0
2030 | IESO_2_MAPP_CA | IESO | MAPP_CA | Internal | Winter | B20 | 935 | 262 | 0 | 44.6 | 50.99 | 7 | 0
2030 | IESO_2_MISO_MI | IESO | MISO_MI | Internal | Shoulder | B11 | 25 | 1840 | 1840 | 46.09 | 69.75 | 7 | 16.67
2030 | IESO_2_MISO_MI | IESO | MISO_MI | Internal | Shoulder | B12 | 200 | 1840 | 1840 | 46.09 | 58.2 | 7 | 5.11
2030 | IESO_2_MISO_MI | IESO | MISO_MI | Internal | Shoulder | B13 | 600 | 1840 | 1840 | 40.68 | 48.12 | 7 | 0.44
2030 | IESO_2_MISO_MI | IESO | MISO_MI | Internal | Shoulder | B14 | 900 | 1840 | 322.3 | 40.68 | 47.68 | 7 | 0
2030 | IESO_2_MISO_MI | IESO | MISO_MI | Internal | Shoulder | B15 | 1203 | 1840 | 0 | 40.68 | 43.67 | 7 | 0
2030 | IESO_2_MISO_MI | IESO | MISO_MI | Internal | Summer | B1 | 10 | 1840 | 949.89 | 70.75 | 77.75 | 7 | 0
2030 | IESO_2_MISO_MI | IESO | MISO_MI | Internal | Summer | B2 | 25 | 1840 | 839.42 | 70.06 | 77.06 | 7 | 0
2030 | IESO_2_MISO_MI | IESO | MISO_MI | Internal | Summer | B3 | 75 | 1840 | 1840 | 56.55 | 74.97 | 7 | 11.42
2030 | IESO_2_MISO_MI | IESO | MISO_MI | Internal | Summer | B4 | 100 | 1840 | 1840 | 54.9 | 72.47 | 7 | 10.57
2030 | IESO_2_MISO_MI | IESO | MISO_MI | Internal | Summer | B5 | 200 | 1840 | 1840 | 47.54 | 70.12 | 7 | 15.58
2030 | IESO_2_MISO_MI | IESO | MISO_MI | Internal | Summer | B6 | 300 | 1840 | 1840 | 45.17 | 56.85 | 7 | 4.68
2030 | IESO_2_MISO_MI | IESO | MISO_MI | Internal | Summer | B7 | 400 | 1840 | 590.53 | 40.07 | 47.07 | 7 | 0
2030 | IESO_2_MISO_MI | IESO | MISO_MI | Internal | Summer | B8 | 500 | 1840 | 0 | 38.88 | 44.01 | 7 | 0
2030 | IESO_2_MISO_MI | IESO | MISO_MI | Internal | Summer | B9 | 800 | 1840 | 0 | 38.88 | 42.8 | 7 | 0
2030 | IESO_2_MISO_MI | IESO | MISO_MI | Internal | Summer | B10 | 1262 | 1840 | 0 | 38.88 | 40.63 | 7 | 0
2030 | IESO_2_MISO_MI | IESO | MISO_MI | Internal | Winter | B16 | 25 | 1840 | 1840 | 50.51 | 74.02 | 7 | 16.51
2030 | IESO_2_MISO_MI | IESO | MISO_MI | Internal | Winter | B17 | 100 | 1840 | 1840 | 48.45 | 56.25 | 7 | 0.8
2030 | IESO_2_MISO_MI | IESO | MISO_MI | Internal | Winter | B18 | 400 | 1840 | 0 | 44.6 | 51.35 | 7 | 0
2030 | IESO_2_MISO_MI | IESO | MISO_MI | Internal | Winter | B19 | 700 | 1840 | 0 | 44.6 | 47.4 | 7 | 0
2030 | IESO_2_MISO_MI | IESO | MISO_MI | Internal | Winter | B20 | 935 | 1840 | 0 | 44.6 | 43.19 | 7 | 0
2030 | IESO_2_MISO_W | IESO | MISO_W | Internal | Shoulder | B11 | 25 | 140 | 140 | 46.09 | 69.79 | 7 | 16.7
2030 | IESO_2_MISO_W | IESO | MISO_W | Internal | Shoulder | B12 | 200 | 140 | 140 | 46.09 | 58.16 | 7 | 5.07
2030 | IESO_2_MISO_W | IESO | MISO_W | Internal | Shoulder | B13 | 600 | 140 | 140 | 40.68 | 48.09 | 7 | 0.41
2030 | IESO_2_MISO_W | IESO | MISO_W | Internal | Shoulder | B14 | 900 | 140 | 140 | 40.68 | 47.86 | 7 | 0.18
2030 | IESO_2_MISO_W | IESO | MISO_W | Internal | Shoulder | B15 | 1203 | 140 | 0 | 40.68 | 43.66 | 7 | 0
2030 | IESO_2_MISO_W | IESO | MISO_W | Internal | Summer | B1 | 10 | 140 | 68.52 | 70.75 | 77.75 | 7 | 0
2030 | IESO_2_MISO_W | IESO | MISO_W | Internal | Summer | B2 | 25 | 140 | 139.74 | 70.06 | 77.09 | 7 | 0.04
2030 | IESO_2_MISO_W | IESO | MISO_W | Internal | Summer | B3 | 75 | 140 | 140 | 56.55 | 75.99 | 7 | 12.44
2030 | IESO_2_MISO_W | IESO | MISO_W | Internal | Summer | B4 | 100 | 140 | 140 | 54.9 | 75.99 | 7 | 14.09
2030 | IESO_2_MISO_W | IESO | MISO_W | Internal | Summer | B5 | 200 | 140 | 140 | 47.54 | 70.16 | 7 | 15.62
2030 | IESO_2_MISO_W | IESO | MISO_W | Internal | Summer | B6 | 300 | 140 | 140 | 45.17 | 58.23 | 7 | 6.06
2030 | IESO_2_MISO_W | IESO | MISO_W | Internal | Summer | B7 | 400 | 140 | 139.95 | 40.07 | 47.08 | 7 | 0.01
2030 | IESO_2_MISO_W | IESO | MISO_W | Internal | Summer | B8 | 500 | 140 | 0 | 38.88 | 43.97 | 7 | 0
2030 | IESO_2_MISO_W | IESO | MISO_W | Internal | Summer | B9 | 800 | 140 | 0 | 38.88 | 42.79 | 7 | 0
2030 | IESO_2_MISO_W | IESO | MISO_W | Internal | Summer | B10 | 1262 | 140 | 0 | 38.88 | 40.31 | 7 | 0
2030 | IESO_2_MISO_W | IESO | MISO_W | Internal | Winter | B16 | 25 | 140 | 140 | 50.51 | 74.01 | 7 | 16.49
2030 | IESO_2_MISO_W | IESO | MISO_W | Internal | Winter | B17 | 100 | 140 | 140 | 48.45 | 56.21 | 7 | 0.77
2030 | IESO_2_MISO_W | IESO | MISO_W | Internal | Winter | B18 | 400 | 140 | 0 | 44.6 | 51.34 | 7 | 0
2030 | IESO_2_MISO_W | IESO | MISO_W | Internal | Winter | B19 | 700 | 140 | 0 | 44.6 | 48.13 | 7 | 0
2030 | IESO_2_MISO_W | IESO | MISO_W | Internal | Winter | B20 | 935 | 140 | 0 | 44.6 | 43.18 | 7 | 0
2030 | IESO_2_NYISO_A-F | IESO | NYISO_A-F | Internal | Shoulder | B11 | 25 | 1725 | 1709.25 | 46.09 | 53.09 | 7 | 0
2030 | IESO_2_NYISO_A-F | IESO | NYISO_A-F | Internal | Shoulder | B12 | 200 | 1725 | 630.05 | 46.09 | 53.09 | 7 | 0
2030 | IESO_2_NYISO_A-F | IESO | NYISO_A-F | Internal | Shoulder | B13 | 600 | 1725 | 137.2 | 40.68 | 47.68 | 7 | 0
2030 | IESO_2_NYISO_A-F | IESO | NYISO_A-F | Internal | Shoulder | B14 | 900 | 1725 | 0 | 40.68 | 47.21 | 7 | 0
2030 | IESO_2_NYISO_A-F | IESO | NYISO_A-F | Internal | Shoulder | B15 | 1203 | 1725 | 0 | 40.68 | 47.21 | 7 | 0
2030 | IESO_2_NYISO_A-F | IESO | NYISO_A-F | Internal | Summer | B1 | 10 | 1725 | 0 | 70.75 | 71.76 | 7 | 0
2030 | IESO_2_NYISO_A-F | IESO | NYISO_A-F | Internal | Summer | B2 | 25 | 1725 | 0 | 70.06 | 71.07 | 7 | 0
2030 | IESO_2_NYISO_A-F | IESO | NYISO_A-F | Internal | Summer | B3 | 75 | 1725 | 275.49 | 56.55 | 63.55 | 7 | 0
2030 | IESO_2_NYISO_A-F | IESO | NYISO_A-F | Internal | Summer | B4 | 100 | 1725 | 1161.85 | 54.9 | 61.9 | 7 | 0
2030 | IESO_2_NYISO_A-F | IESO | NYISO_A-F | Internal | Summer | B5 | 200 | 1725 | 1692.51 | 47.54 | 54.54 | 7 | 0
2030 | IESO_2_NYISO_A-F | IESO | NYISO_A-F | Internal | Summer | B6 | 300 | 1725 | 74.99 | 45.17 | 52.17 | 7 | 0
2030 | IESO_2_NYISO_A-F | IESO | NYISO_A-F | Internal | Summer | B7 | 400 | 1725 | 660.21 | 40.07 | 47.07 | 7 | 0
2030 | IESO_2_NYISO_A-F | IESO | NYISO_A-F | Internal | Summer | B8 | 500 | 1725 | 1681.93 | 38.88 | 45.88 | 7 | 0
2030 | IESO_2_NYISO_A-F | IESO | NYISO_A-F | Internal | Summer | B9 | 800 | 1725 | 757.67 | 38.88 | 45.88 | 7 | 0
2030 | IESO_2_NYISO_A-F | IESO | NYISO_A-F | Internal | Summer | B10 | 1262 | 1725 | 353 | 38.88 | 45.88 | 7 | 0
2030 | IESO_2_NYISO_A-F | IESO | NYISO_A-F | Internal | Winter | B16 | 25 | 1725 | 1652.71 | 50.51 | 57.51 | 7 | 0
2030 | IESO_2_NYISO_A-F | IESO | NYISO_A-F | Internal | Winter | B17 | 100 | 1725 | 571.01 | 48.45 | 55.45 | 7 | 0
2030 | IESO_2_NYISO_A-F | IESO | NYISO_A-F | Internal | Winter | B18 | 400 | 1725 | 1225.56 | 44.6 | 51.6 | 7 | 0
2030 | IESO_2_NYISO_A-F | IESO | NYISO_A-F | Internal | Winter | B19 | 700 | 1725 | 577.95 | 44.6 | 51.6 | 7 | 0
2030 | IESO_2_NYISO_A-F | IESO | NYISO_A-F | Internal | Winter | B20 | 935 | 1725 | 210.42 | 44.6 | 51.6 | 7 | 0
2030 | MAPP_CA_2_IESO | MAPP_CA | IESO | Internal | Shoulder | B11 | 25 | 330 | 0 | 53.09 | 46.09 | 8 | 0
2030 | MAPP_CA_2_IESO | MAPP_CA | IESO | Internal | Shoulder | B12 | 200 | 330 | 0 | 53.09 | 46.09 | 8 | 0
2030 | MAPP_CA_2_IESO | MAPP_CA | IESO | Internal | Shoulder | B13 | 600 | 330 | 0 | 48.07 | 40.68 | 8 | 0
2030 | MAPP_CA_2_IESO | MAPP_CA | IESO | Internal | Shoulder | B14 | 900 | 330 | 0 | 47.85 | 40.68 | 8 | 0
2030 | MAPP_CA_2_IESO | MAPP_CA | IESO | Internal | Shoulder | B15 | 1203 | 330 | 0 | 47.85 | 40.68 | 8 | 0
2030 | MAPP_CA_2_IESO | MAPP_CA | IESO | Internal | Summer | B1 | 10 | 330 | 0 | 65.4 | 70.75 | 8 | 0
2030 | MAPP_CA_2_IESO | MAPP_CA | IESO | Internal | Summer | B2 | 25 | 330 | 0 | 77.06 | 70.06 | 8 | 0
2030 | MAPP_CA_2_IESO | MAPP_CA | IESO | Internal | Summer | B3 | 75 | 330 | 0 | 65.4 | 56.55 | 8 | 0
2030 | MAPP_CA_2_IESO | MAPP_CA | IESO | Internal | Summer | B4 | 100 | 330 | 0 | 64.44 | 54.9 | 8 | 0
2030 | MAPP_CA_2_IESO | MAPP_CA | IESO | Internal | Summer | B5 | 200 | 330 | 0 | 62.18 | 47.54 | 8 | 0
2030 | MAPP_CA_2_IESO | MAPP_CA | IESO | Internal | Summer | B6 | 300 | 330 | 0 | 51.21 | 45.17 | 8 | 0
2030 | MAPP_CA_2_IESO | MAPP_CA | IESO | Internal | Summer | B7 | 400 | 330 | 0 | 47.07 | 40.07 | 8 | 0
2030 | MAPP_CA_2_IESO | MAPP_CA | IESO | Internal | Summer | B8 | 500 | 330 | 0 | 43.96 | 38.88 | 8 | 0
2030 | MAPP_CA_2_IESO | MAPP_CA | IESO | Internal | Summer | B9 | 800 | 330 | 0 | 42.8 | 38.88 | 8 | 0
2030 | MAPP_CA_2_IESO | MAPP_CA | IESO | Internal | Summer | B10 | 1262 | 330 | 0 | 42.8 | 38.88 | 8 | 0
2030 | MAPP_CA_2_IESO | MAPP_CA | IESO | Internal | Winter | B16 | 25 | 330 | 0 | 73.99 | 50.51 | 8 | 0
2030 | MAPP_CA_2_IESO | MAPP_CA | IESO | Internal | Winter | B17 | 100 | 330 | 0 | 56.2 | 48.45 | 8 | 0
2030 | MAPP_CA_2_IESO | MAPP_CA | IESO | Internal | Winter | B18 | 400 | 330 | 0 | 51.33 | 44.6 | 8 | 0
2030 | MAPP_CA_2_IESO | MAPP_CA | IESO | Internal | Winter | B19 | 700 | 330 | 0 | 50.99 | 44.6 | 8 | 0
2030 | MAPP_CA_2_IESO | MAPP_CA | IESO | Internal | Winter | B20 | 935 | 330 | 0 | 50.99 | 44.6 | 8 | 0
2030 | MAPP_CA_2_MAPP_US | MAPP_CA | MAPP_US | Internal | Shoulder | B11 | 25 | 372 | 372 | 53.09 | 69.06 | 7 | 8.97
2030 | MAPP_CA_2_MAPP_US | MAPP_CA | MAPP_US | Internal | Shoulder | B12 | 200 | 372 | 0 | 53.09 | 51.16 | 7 | 0
2030 | MAPP_CA_2_MAPP_US | MAPP_CA | MAPP_US | Internal | Shoulder | B13 | 600 | 372 | 0 | 48.07 | 43.59 | 7 | 0
2030 | MAPP_CA_2_MAPP_US | MAPP_CA | MAPP_US | Internal | Shoulder | B14 | 900 | 372 | 0 | 47.85 | 43.59 | 7 | 0
2030 | MAPP_CA_2_MAPP_US | MAPP_CA | MAPP_US | Internal | Shoulder | B15 | 1203 | 372 | 0 | 47.85 | 43.59 | 7 | 0
2030 | MAPP_CA_2_MAPP_US | MAPP_CA | MAPP_US | Internal | Summer | B1 | 10 | 372 | 32.72 | 65.4 | 72.4 | 7 | 0
2030 | MAPP_CA_2_MAPP_US | MAPP_CA | MAPP_US | Internal | Summer | B2 | 25 | 372 | 0 | 77.06 | 72.4 | 7 | 0
2030 | MAPP_CA_2_MAPP_US | MAPP_CA | MAPP_US | Internal | Summer | B3 | 75 | 372 | 94.64 | 65.4 | 72.4 | 7 | 0
2030 | MAPP_CA_2_MAPP_US | MAPP_CA | MAPP_US | Internal | Summer | B4 | 100 | 372 | 194.53 | 64.44 | 71.44 | 7 | 0
2030 | MAPP_CA_2_MAPP_US | MAPP_CA | MAPP_US | Internal | Summer | B5 | 200 | 372 | 265.34 | 62.18 | 69.18 | 7 | 0
2030 | MAPP_CA_2_MAPP_US | MAPP_CA | MAPP_US | Internal | Summer | B6 | 300 | 372 | 139.61 | 51.21 | 58.21 | 7 | 0
2030 | MAPP_CA_2_MAPP_US | MAPP_CA | MAPP_US | Internal | Summer | B7 | 400 | 372 | 0 | 47.07 | 47.07 | 7 | 0
2030 | MAPP_CA_2_MAPP_US | MAPP_CA | MAPP_US | Internal | Summer | B8 | 500 | 372 | 0 | 43.96 | 41.56 | 7 | 0
2030 | MAPP_CA_2_MAPP_US | MAPP_CA | MAPP_US | Internal | Summer | B9 | 800 | 372 | 0 | 42.8 | 39.44 | 7 | 0
2030 | MAPP_CA_2_MAPP_US | MAPP_CA | MAPP_US | Internal | Summer | B10 | 1262 | 372 | 0 | 42.8 | 35.8 | 7 | 0
2030 | MAPP_CA_2_MAPP_US | MAPP_CA | MAPP_US | Internal | Winter | B16 | 25 | 372 | 0 | 73.99 | 67.01 | 7 | 0
2030 | MAPP_CA_2_MAPP_US | MAPP_CA | MAPP_US | Internal | Winter | B17 | 100 | 372 | 0 | 56.2 | 49.21 | 7 | 0
2030 | MAPP_CA_2_MAPP_US | MAPP_CA | MAPP_US | Internal | Winter | B18 | 400 | 372 | 0 | 51.33 | 45.32 | 7 | 0
2030 | MAPP_CA_2_MAPP_US | MAPP_CA | MAPP_US | Internal | Winter | B19 | 700 | 372 | 0 | 50.99 | 45.32 | 7 | 0
2030 | MAPP_CA_2_MAPP_US | MAPP_CA | MAPP_US | Internal | Winter | B20 | 935 | 372 | 0 | 50.99 | 43.17 | 7 | 0
2030 | MAPP_CA_2_MISO_W | MAPP_CA | MISO_W | Internal | Shoulder | B11 | 25 | 1970 | 1970 | 53.09 | 69.79 | 0.01 | 16.69
2030 | MAPP_CA_2_MISO_W | MAPP_CA | MISO_W | Internal | Shoulder | B12 | 200 | 1970 | 1970 | 53.09 | 58.16 | 0.01 | 5.06
2030 | MAPP_CA_2_MISO_W | MAPP_CA | MISO_W | Internal | Shoulder | B13 | 600 | 1970 | 1387.59 | 48.07 | 48.09 | 0.01 | 0
2030 | MAPP_CA_2_MISO_W | MAPP_CA | MISO_W | Internal | Shoulder | B14 | 900 | 1970 | 397.16 | 47.85 | 47.86 | 0.01 | 0
2030 | MAPP_CA_2_MISO_W | MAPP_CA | MISO_W | Internal | Shoulder | B15 | 1203 | 1970 | 0 | 47.85 | 43.66 | 0.01 | 0
2030 | MAPP_CA_2_MISO_W | MAPP_CA | MISO_W | Internal | Summer | B1 | 10 | 1970 | 1970 | 65.4 | 77.75 | 0.01 | 12.33
2030 | MAPP_CA_2_MISO_W | MAPP_CA | MISO_W | Internal | Summer | B2 | 25 | 1970 | 1969.62 | 77.06 | 77.09 | 0.01 | 0.02
2030 | MAPP_CA_2_MISO_W | MAPP_CA | MISO_W | Internal | Summer | B3 | 75 | 1970 | 1970 | 65.4 | 75.99 | 0.01 | 10.58
2030 | MAPP_CA_2_MISO_W | MAPP_CA | MISO_W | Internal | Summer | B4 | 100 | 1970 | 1970 | 64.44 | 75.99 | 0.01 | 11.54
2030 | MAPP_CA_2_MISO_W | MAPP_CA | MISO_W | Internal | Summer | B5 | 200 | 1970 | 1970 | 62.18 | 70.16 | 0.01 | 7.96
2030 | MAPP_CA_2_MISO_W | MAPP_CA | MISO_W | Internal | Summer | B6 | 300 | 1970 | 1970 | 51.21 | 58.23 | 0.01 | 7
2030 | MAPP_CA_2_MISO_W | MAPP_CA | MISO_W | Internal | Summer | B7 | 400 | 1970 | 1404.13 | 47.07 | 47.08 | 0.01 | 0
2030 | MAPP_CA_2_MISO_W | MAPP_CA | MISO_W | Internal | Summer | B8 | 500 | 1970 | 1107.16 | 43.96 | 43.97 | 0.01 | 0
2030 | MAPP_CA_2_MISO_W | MAPP_CA | MISO_W | Internal | Summer | B9 | 800 | 1970 | 0.01 | 42.8 | 42.79 | 0.01 | 0
2030 | MAPP_CA_2_MISO_W | MAPP_CA | MISO_W | Internal | Summer | B10 | 1262 | 1970 | 0 | 42.8 | 40.31 | 0.01 | 0
2030 | MAPP_CA_2_MISO_W | MAPP_CA | MISO_W | Internal | Winter | B16 | 25 | 1970 | 1248.93 | 73.99 | 74.01 | 0.01 | 0
2030 | MAPP_CA_2_MISO_W | MAPP_CA | MISO_W | Internal | Winter | B17 | 100 | 1970 | 1137.2 | 56.2 | 56.21 | 0.01 | 0
2030 | MAPP_CA_2_MISO_W | MAPP_CA | MISO_W | Internal | Winter | B18 | 400 | 1970 | 327.91 | 51.33 | 51.34 | 0.01 | 0
2030 | MAPP_CA_2_MISO_W | MAPP_CA | MISO_W | Internal | Winter | B19 | 700 | 1970 | 0 | 50.99 | 48.13 | 0.01 | 0
2030 | MAPP_CA_2_MISO_W | MAPP_CA | MISO_W | Internal | Winter | B20 | 935 | 1970 | 0 | 50.99 | 43.18 | 0.01 | 0
2030 | MAPP_US_2_MAPP_CA | MAPP_US | MAPP_CA | Internal | Shoulder | B11 | 25 | 165 | 0 | 69.06 | 53.09 | 7 | 0
2030 | MAPP_US_2_MAPP_CA | MAPP_US | MAPP_CA | Internal | Shoulder | B12 | 200 | 165 | 0 | 51.16 | 53.09 | 7 | 0
2030 | MAPP_US_2_MAPP_CA | MAPP_US | MAPP_CA | Internal | Shoulder | B13 | 600 | 165 | 0 | 43.59 | 48.07 | 7 | 0
2030 | MAPP_US_2_MAPP_CA | MAPP_US | MAPP_CA | Internal | Shoulder | B14 | 900 | 165 | 0 | 43.59 | 47.85 | 7 | 0
2030 | MAPP_US_2_MAPP_CA | MAPP_US | MAPP_CA | Internal | Shoulder | B15 | 1203 | 165 | 0 | 43.59 | 47.85 | 7 | 0
2030 | MAPP_US_2_MAPP_CA | MAPP_US | MAPP_CA | Internal | Summer | B1 | 10 | 165 | 0 | 72.4 | 65.4 | 7 | 0
2030 | MAPP_US_2_MAPP_CA | MAPP_US | MAPP_CA | Internal | Summer | B2 | 25 | 165 | 0 | 72.4 | 77.06 | 7 | 0
2030 | MAPP_US_2_MAPP_CA | MAPP_US | MAPP_CA | Internal | Summer | B3 | 75 | 165 | 0 | 72.4 | 65.4 | 7 | 0
2030 | MAPP_US_2_MAPP_CA | MAPP_US | MAPP_CA | Internal | Summer | B4 | 100 | 165 | 0 | 71.44 | 64.44 | 7 | 0
2030 | MAPP_US_2_MAPP_CA | MAPP_US | MAPP_CA | Internal | Summer | B5 | 200 | 165 | 0 | 69.18 | 62.18 | 7 | 0
2030 | MAPP_US_2_MAPP_CA | MAPP_US | MAPP_CA | Internal | Summer | B6 | 300 | 165 | 0 | 58.21 | 51.21 | 7 | 0
2030 | MAPP_US_2_MAPP_CA | MAPP_US | MAPP_CA | Internal | Summer | B7 | 400 | 165 | 0 | 47.07 | 47.07 | 7 | 0
2030 | MAPP_US_2_MAPP_CA | MAPP_US | MAPP_CA | Internal | Summer | B8 | 500 | 165 | 0 | 41.56 | 43.96 | 7 | 0
2030 | MAPP_US_2_MAPP_CA | MAPP_US | MAPP_CA | Internal | Summer | B9 | 800 | 165 | 0 | 39.44 | 42.8 | 7 | 0
2030 | MAPP_US_2_MAPP_CA | MAPP_US | MAPP_CA | Internal | Summer | B10 | 1262 | 165 | 52.73 | 35.8 | 42.8 | 7 | 0
2030 | MAPP_US_2_MAPP_CA | MAPP_US | MAPP_CA | Internal | Winter | B16 | 25 | 165 | 0.74 | 67.01 | 73.99 | 7 | 0
2030 | MAPP_US_2_MAPP_CA | MAPP_US | MAPP_CA | Internal | Winter | B17 | 100 | 165 | 0.2 | 49.21 | 56.2 | 7 | 0
2030 | MAPP_US_2_MAPP_CA | MAPP_US | MAPP_CA | Internal | Winter | B18 | 400 | 165 | 0 | 45.32 | 51.33 | 7 | 0
2030 | MAPP_US_2_MAPP_CA | MAPP_US | MAPP_CA | Internal | Winter | B19 | 700 | 165 | 0 | 45.32 | 50.99 | 7 | 0
2030 | MAPP_US_2_MAPP_CA | MAPP_US | MAPP_CA | Internal | Winter | B20 | 935 | 165 | 165 | 43.17 | 50.99 | 7 | 0.82
2030 | MAPP_US_2_MISO_W | MAPP_US | MISO_W | Internal | Shoulder | B11 | 25 | 2635 | 0 | 69.06 | 69.79 | 7 | 0
2030 | MAPP_US_2_MISO_W | MAPP_US | MISO_W | Internal | Shoulder | B12 | 200 | 2635 | 615.33 | 51.16 | 58.16 | 7 | 0
2030 | MAPP_US_2_MISO_W | MAPP_US | MISO_W | Internal | Shoulder | B13 | 600 | 2635 | 0 | 43.59 | 48.09 | 7 | 0
2030 | MAPP_US_2_MISO_W | MAPP_US | MISO_W | Internal | Shoulder | B14 | 900 | 2635 | 0 | 43.59 | 47.86 | 7 | 0
2030 | MAPP_US_2_MISO_W | MAPP_US | MISO_W | Internal | Shoulder | B15 | 1203 | 2635 | 0 | 43.59 | 43.66 | 7 | 0
2030 | MAPP_US_2_MISO_W | MAPP_US | MISO_W | Internal | Summer | B1 | 10 | 2635 | 0.02 | 72.4 | 77.75 | 7 | 0
2030 | MAPP_US_2_MISO_W | MAPP_US | MISO_W | Internal | Summer | B2 | 25 | 2635 | 0 | 72.4 | 77.09 | 7 | 0
2030 | MAPP_US_2_MISO_W | MAPP_US | MISO_W | Internal | Summer | B3 | 75 | 2635 | 0 | 72.4 | 75.99 | 7 | 0
2030 | MAPP_US_2_MISO_W | MAPP_US | MISO_W | Internal | Summer | B4 | 100 | 2635 | 0 | 71.44 | 75.99 | 7 | 0
2030 | MAPP_US_2_MISO_W | MAPP_US | MISO_W | Internal | Summer | B5 | 200 | 2635 | 0 | 69.18 | 70.16 | 7 | 0
2030 | MAPP_US_2_MISO_W | MAPP_US | MISO_W | Internal | Summer | B6 | 300 | 2635 | 0 | 58.21 | 58.23 | 7 | 0
2030 | MAPP_US_2_MISO_W | MAPP_US | MISO_W | Internal | Summer | B7 | 400 | 2635 | 0 | 47.07 | 47.08 | 7 | 0
2030 | MAPP_US_2_MISO_W | MAPP_US | MISO_W | Internal | Summer | B8 | 500 | 2635 | 0 | 41.56 | 43.97 | 7 | 0
2030 | MAPP_US_2_MISO_W | MAPP_US | MISO_W | Internal | Summer | B9 | 800 | 2635 | 0 | 39.44 | 42.79 | 7 | 0
2030 | MAPP_US_2_MISO_W | MAPP_US | MISO_W | Internal | Summer | B10 | 1262 | 2635 | 0 | 35.8 | 40.31 | 7 | 0
2030 | MAPP_US_2_MISO_W | MAPP_US | MISO_W | Internal | Winter | B16 | 25 | 2635 | 624.2 | 67.01 | 74.01 | 7 | 0
2030 | MAPP_US_2_MISO_W | MAPP_US | MISO_W | Internal | Winter | B17 | 100 | 2635 | 753.9 | 49.21 | 56.21 | 7 | 0
2030 | MAPP_US_2_MISO_W | MAPP_US | MISO_W | Internal | Winter | B18 | 400 | 2635 | 0 | 45.32 | 51.34 | 7 | 0
2030 | MAPP_US_2_MISO_W | MAPP_US | MISO_W | Internal | Winter | B19 | 700 | 2635 | 0 | 45.32 | 48.13 | 7 | 0
2030 | MAPP_US_2_MISO_W | MAPP_US | MISO_W | Internal | Winter | B20 | 935 | 2635 | 0 | 43.17 | 43.18 | 7 | 0
2030 | MAPP_US_2_NE | MAPP_US | NE | Internal | Shoulder | B11 | 25 | 2000 | 1831.3 | 69.06 | 76.06 | 7 | 0
2030 | MAPP_US_2_NE | MAPP_US | NE | Internal | Shoulder | B12 | 200 | 2000 | 369.35 | 51.16 | 58.16 | 7 | 0
2030 | MAPP_US_2_NE | MAPP_US | NE | Internal | Shoulder | B13 | 600 | 2000 | 0 | 43.59 | 50.17 | 7 | 0
2030 | MAPP_US_2_NE | MAPP_US | NE | Internal | Shoulder | B14 | 900 | 2000 | 0 | 43.59 | 48.09 | 7 | 0
2030 | MAPP_US_2_NE | MAPP_US | NE | Internal | Shoulder | B15 | 1203 | 2000 | 0 | 43.59 | 47.96 | 7 | 0
2030 | MAPP_US_2_NE | MAPP_US | NE | Internal | Summer | B1 | 10 | 2000 | 955.28 | 72.4 | 79.4 | 7 | 0
2030 | MAPP_US_2_NE | MAPP_US | NE | Internal | Summer | B2 | 25 | 2000 | 990.35 | 72.4 | 79.4 | 7 | 0
2030 | MAPP_US_2_NE | MAPP_US | NE | Internal | Summer | B3 | 75 | 2000 | 1049.17 | 72.4 | 79.4 | 7 | 0
2030 | MAPP_US_2_NE | MAPP_US | NE | Internal | Summer | B4 | 100 | 2000 | 1439.93 | 71.44 | 78.44 | 7 | 0
2030 | MAPP_US_2_NE | MAPP_US | NE | Internal | Summer | B5 | 200 | 2000 | 1463.89 | 69.18 | 76.18 | 7 | 0
2030 | MAPP_US_2_NE | MAPP_US | NE | Internal | Summer | B6 | 300 | 2000 | 1215.58 | 58.21 | 65.21 | 7 | 0
2030 | MAPP_US_2_NE | MAPP_US | NE | Internal | Summer | B7 | 400 | 2000 | 1478.1 | 47.07 | 54.07 | 7 | 0
2030 | MAPP_US_2_NE | MAPP_US | NE | Internal | Summer | B8 | 500 | 2000 | 1426.92 | 41.56 | 48.56 | 7 | 0
2030 | MAPP_US_2_NE | MAPP_US | NE | Internal | Summer | B9 | 800 | 2000 | 735.84 | 39.44 | 46.44 | 7 | 0
2030 | MAPP_US_2_NE | MAPP_US | NE | Internal | Summer | B10 | 1262 | 2000 | 623.75 | 35.8 | 42.8 | 7 | 0
2030 | MAPP_US_2_NE | MAPP_US | NE | Internal | Winter | B16 | 25 | 2000 | 837.01 | 67.01 | 74.01 | 7 | 0
2030 | MAPP_US_2_NE | MAPP_US | NE | Internal | Winter | B17 | 100 | 2000 | 0 | 49.21 | 53.63 | 7 | 0
2030 | MAPP_US_2_NE | MAPP_US | NE | Internal | Winter | B18 | 400 | 2000 | 237.81 | 45.32 | 52.32 | 7 | 0
2030 | MAPP_US_2_NE | MAPP_US | NE | Internal | Winter | B19 | 700 | 2000 | 0 | 45.32 | 51.28 | 7 | 0
2030 | MAPP_US_2_NE | MAPP_US | NE | Internal | Winter | B20 | 935 | 2000 | 83.79 | 43.17 | 50.17 | 7 | 0
2030 | MARITIMES_2_NEISO | MARITIMES | NEISO | Internal | Shoulder | B11 | 25 | 99999 | 1400 | 44.15 | 44.17 | 0.01 | 0
2030 | MARITIMES_2_NEISO | MARITIMES | NEISO | Internal | Shoulder | B12 | 200 | 99999 | 1400 | 44.15 | 44.17 | 0.01 | 0
2030 | MARITIMES_2_NEISO | MARITIMES | NEISO | Internal | Shoulder | B13 | 600 | 99999 | 1400 | 44.15 | 44.17 | 0.01 | 0
2030 | MARITIMES_2_NEISO | MARITIMES | NEISO | Internal | Shoulder | B14 | 900 | 99999 | 1400 | 44.15 | 44.17 | 0.01 | 0
2030 | MARITIMES_2_NEISO | MARITIMES | NEISO | Internal | Shoulder | B15 | 1203 | 99999 | 426.43 | 44.15 | 44.17 | 0.01 | 0
2030 | MARITIMES_2_NEISO | MARITIMES | NEISO | Internal | Summer | B1 | 10 | 99999 | 1400 | 68.77 | 68.78 | 0.01 | 0
2030 | MARITIMES_2_NEISO | MARITIMES | NEISO | Internal | Summer | B2 | 25 | 99999 | 1400 | 68.08 | 68.09 | 0.01 | 0
2030 | MARITIMES_2_NEISO | MARITIMES | NEISO | Internal | Summer | B3 | 75 | 99999 | 1400 | 60.54 | 60.55 | 0.01 | 0
2030 | MARITIMES_2_NEISO | MARITIMES | NEISO | Internal | Summer | B4 | 100 | 99999 | 1400 | 54.18 | 54.19 | 0.01 | 0
2030 | MARITIMES_2_NEISO | MARITIMES | NEISO | Internal | Summer | B5 | 200 | 99999 | 1400 | 40.81 | 40.82 | 0.01 | 0
2030 | MARITIMES_2_NEISO | MARITIMES | NEISO | Internal | Summer | B6 | 300 | 99999 | 1400 | 40.81 | 40.82 | 0.01 | 0
2030 | MARITIMES_2_NEISO | MARITIMES | NEISO | Internal | Summer | B7 | 400 | 99999 | 1400 | 40.81 | 40.82 | 0.01 | 0
2030 | MARITIMES_2_NEISO | MARITIMES | NEISO | Internal | Summer | B8 | 500 | 99999 | 1400 | 40.81 | 40.82 | 0.01 | 0
2030 | MARITIMES_2_NEISO | MARITIMES | NEISO | Internal | Summer | B9 | 800 | 99999 | 1400 | 40.81 | 40.82 | 0.01 | 0
2030 | MARITIMES_2_NEISO | MARITIMES | NEISO | Internal | Summer | B10 | 1262 | 99999 | 236.13 | 40.81 | 40.82 | 0.01 | 0
2030 | MARITIMES_2_NEISO | MARITIMES | NEISO | Internal | Winter | B16 | 25 | 99999 | 1400 | 54.5 | 54.51 | 0.01 | 0
2030 | MARITIMES_2_NEISO | MARITIMES | NEISO | Internal | Winter | B17 | 100 | 99999 | 1400 | 54.5 | 54.51 | 0.01 | 0
2030 | MARITIMES_2_NEISO | MARITIMES | NEISO | Internal | Winter | B18 | 400 | 99999 | 1400 | 54.5 | 54.51 | 0.01 | 0
2030 | MARITIMES_2_NEISO | MARITIMES | NEISO | Internal | Winter | B19 | 700 | 99999 | 1400 | 54.5 | 54.51 | 0.01 | 0
2030 | MARITIMES_2_NEISO | MARITIMES | NEISO | Internal | Winter | B20 | 935 | 99999 | 475.94 | 54.5 | 54.51 | 0.01 | 0
2030 | MISO_IN_2_MISO_MI | MISO_IN | MISO_MI | Internal | Shoulder | B11 | 25 | 5000 | 0.41 | 69.77 | 69.75 | 0.01 | 0
2030 | MISO_IN_2_MISO_MI | MISO_IN | MISO_MI | Internal | Shoulder | B12 | 200 | 5000 | 1084.7 | 58.19 | 58.2 | 0.01 | 0
2030 | MISO_IN_2_MISO_MI | MISO_IN | MISO_MI | Internal | Shoulder | B13 | 600 | 5000 | 2756.52 | 48.11 | 48.12 | 0.01 | 0
2030 | MISO_IN_2_MISO_MI | MISO_IN | MISO_MI | Internal | Shoulder | B14 | 900 | 5000 | 3122.09 | 47.67 | 47.68 | 0.01 | 0
2030 | MISO_IN_2_MISO_MI | MISO_IN | MISO_MI | Internal | Shoulder | B15 | 1203 | 5000 | 3725.62 | 43.66 | 43.67 | 0.01 | 0
2030 | MISO_IN_2_MISO_MI | MISO_IN | MISO_MI | Internal | Summer | B1 | 10 | 5000 | 148.3 | 77.73 | 77.75 | 0.01 | 0
2030 | MISO_IN_2_MISO_MI | MISO_IN | MISO_MI | Internal | Summer | B2 | 25 | 5000 | 0.45 | 77.07 | 77.06 | 0.01 | 0
2030 | MISO_IN_2_MISO_MI | MISO_IN | MISO_MI | Internal | Summer | B3 | 75 | 5000 | 0.15 | 74.99 | 74.97 | 0.01 | 0
2030 | MISO_IN_2_MISO_MI | MISO_IN | MISO_MI | Internal | Summer | B4 | 100 | 5000 | 0.09 | 72.48 | 72.47 | 0.01 | 0
2030 | MISO_IN_2_MISO_MI | MISO_IN | MISO_MI | Internal | Summer | B5 | 200 | 5000 | 0.06 | 70.13 | 70.12 | 0.01 | 0
2030 | MISO_IN_2_MISO_MI | MISO_IN | MISO_MI | Internal | Summer | B6 | 300 | 5000 | 0.04 | 56.86 | 56.85 | 0.01 | 0
2030 | MISO_IN_2_MISO_MI | MISO_IN | MISO_MI | Internal | Summer | B7 | 400 | 5000 | 3224.88 | 47.06 | 47.07 | 0.01 | 0
2030 | MISO_IN_2_MISO_MI | MISO_IN | MISO_MI | Internal | Summer | B8 | 500 | 5000 | 4717.29 | 44 | 44.01 | 0.01 | 0
2030 | MISO_IN_2_MISO_MI | MISO_IN | MISO_MI | Internal | Summer | B9 | 800 | 5000 | 4141.48 | 42.79 | 42.8 | 0.01 | 0
2030 | MISO_IN_2_MISO_MI | MISO_IN | MISO_MI | Internal | Summer | B10 | 1262 | 5000 | 4172.58 | 40.62 | 40.63 | 0.01 | 0
2030 | MISO_IN_2_MISO_MI | MISO_IN | MISO_MI | Internal | Winter | B16 | 25 | 5000 | 0.63 | 74.03 | 74.02 | 0.01 | 0
2030 | MISO_IN_2_MISO_MI | MISO_IN | MISO_MI | Internal | Winter | B17 | 100 | 5000 | 1906.62 | 56.24 | 56.25 | 0.01 | 0
2030 | MISO_IN_2_MISO_MI | MISO_IN | MISO_MI | Internal | Winter | B18 | 400 | 5000 | 2819.67 | 51.34 | 51.35 | 0.01 | 0
2030 | MISO_IN_2_MISO_MI | MISO_IN | MISO_MI | Internal | Winter | B19 | 700 | 5000 | 3606.14 | 47.39 | 47.4 | 0.01 | 0
2030 | MISO_IN_2_MISO_MI | MISO_IN | MISO_MI | Internal | Winter | B20 | 935 | 5000 | 2138.25 | 43.18 | 43.19 | 0.01 | 0
2030 | MISO_IN_2_MISO_MO-IL | MISO_IN | MISO_MO-IL | Internal | Shoulder | B11 | 25 | 5000 | 2054.36 | 69.77 | 69.78 | 0.01 | 0
2030 | MISO_IN_2_MISO_MO-IL | MISO_IN | MISO_MO-IL | Internal | Shoulder | B12 | 200 | 5000 | 0.06 | 58.19 | 58.17 | 0.01 | 0
2030 | MISO_IN_2_MISO_MO-IL | MISO_IN | MISO_MO-IL | Internal | Shoulder | B13 | 600 | 5000 | 0.02 | 48.11 | 48.1 | 0.01 | 0
2030 | MISO_IN_2_MISO_MO-IL | MISO_IN | MISO_MO-IL | Internal | Shoulder | B14 | 900 | 5000 | 0.02 | 47.67 | 47.65 | 0.01 | 0
2030 | MISO_IN_2_MISO_MO-IL | MISO_IN | MISO_MO-IL | Internal | Shoulder | B15 | 1203 | 5000 | 0 | 43.66 | 43.64 | 0.01 | 0
2030 | MISO_IN_2_MISO_MO-IL | MISO_IN | MISO_MO-IL | Internal | Summer | B1 | 10 | 5000 | 1151.42 | 77.73 | 77.75 | 0.01 | 0
2030 | MISO_IN_2_MISO_MO-IL | MISO_IN | MISO_MO-IL | Internal | Summer | B2 | 25 | 5000 | 964.38 | 77.07 | 77.08 | 0.01 | 0
2030 | MISO_IN_2_MISO_MO-IL | MISO_IN | MISO_MO-IL | Internal | Summer | B3 | 75 | 5000 | 1649.83 | 74.99 | 75 | 0.01 | 0
2030 | MISO_IN_2_MISO_MO-IL | MISO_IN | MISO_MO-IL | Internal | Summer | B4 | 100 | 5000 | 3060.21 | 72.48 | 72.49 | 0.01 | 0
2030 | MISO_IN_2_MISO_MO-IL | MISO_IN | MISO_MO-IL | Internal | Summer | B5 | 200 | 5000 | 1228.15 | 70.13 | 70.15 | 0.01 | 0
2030 | MISO_IN_2_MISO_MO-IL | MISO_IN | MISO_MO-IL | Internal | Summer | B6 | 300 | 5000 | 3588.13 | 56.86 | 56.87 | 0.01 | 0
2030 | MISO_IN_2_MISO_MO-IL | MISO_IN | MISO_MO-IL | Internal | Summer | B7 | 400 | 5000 | 1168.89 | 47.06 | 47.07 | 0.01 | 0
2030 | MISO_IN_2_MISO_MO-IL | MISO_IN | MISO_MO-IL | Internal | Summer | B8 | 500 | 5000 | 0.02 | 44 | 43.98 | 0.01 | 0
2030 | MISO_IN_2_MISO_MO-IL | MISO_IN | MISO_MO-IL | Internal | Summer | B9 | 800 | 5000 | 0.01 | 42.79 | 42.78 | 0.01 | 0
2030 | MISO_IN_2_MISO_MO-IL | MISO_IN | MISO_MO-IL | Internal | Summer | B10 | 1262 | 5000 | 0 | 40.62 | 40.32 | 0.01 | 0
2030 | MISO_IN_2_MISO_MO-IL | MISO_IN | MISO_MO-IL | Internal | Winter | B16 | 25 | 5000 | 0.42 | 74.03 | 74.02 | 0.01 | 0
2030 | MISO_IN_2_MISO_MO-IL | MISO_IN | MISO_MO-IL | Internal | Winter | B17 | 100 | 5000 | 0.11 | 56.24 | 56.23 | 0.01 | 0
2030 | MISO_IN_2_MISO_MO-IL | MISO_IN | MISO_MO-IL | Internal | Winter | B18 | 400 | 5000 | 0.03 | 51.34 | 51.33 | 0.01 | 0
2030 | MISO_IN_2_MISO_MO-IL | MISO_IN | MISO_MO-IL | Internal | Winter | B19 | 700 | 5000 | 0.02 | 47.39 | 47.38 | 0.01 | 0
2030 | MISO_IN_2_MISO_MO-IL | MISO_IN | MISO_MO-IL | Internal | Winter | B20 | 935 | 5000 | 0.01 | 43.18 | 43.17 | 0.01 | 0
2030 | MISO_IN_2_NonRTO_Midwest | MISO_IN | NonRTO_Midwest | Internal | Shoulder | B11 | 25 | 4800 | 1253.39 | 69.77 | 77.77 | 8 | 0
2030 | MISO_IN_2_NonRTO_Midwest | MISO_IN | NonRTO_Midwest | Internal | Shoulder | B12 | 200 | 4800 | 694.74 | 58.19 | 66.19 | 8 | 0
2030 | MISO_IN_2_NonRTO_Midwest | MISO_IN | NonRTO_Midwest | Internal | Shoulder | B13 | 600 | 4800 | 0 | 48.11 | 55.3 | 8 | 0
2030 | MISO_IN_2_NonRTO_Midwest | MISO_IN | NonRTO_Midwest | Internal | Shoulder | B14 | 900 | 4800 | 0 | 47.67 | 45.63 | 8 | 0
2030 | MISO_IN_2_NonRTO_Midwest | MISO_IN | NonRTO_Midwest | Internal | Shoulder | B15 | 1203 | 4800 | 0 | 43.66 | 42.2 | 8 | 0
2030 | MISO_IN_2_NonRTO_Midwest | MISO_IN | NonRTO_Midwest | Internal | Summer | B1 | 10 | 4800 | 0 | 77.73 | 80.48 | 8 | 0
2030 | MISO_IN_2_NonRTO_Midwest | MISO_IN | NonRTO_Midwest | Internal | Summer | B2 | 25 | 4800 | 0 | 77.07 | 80.48 | 8 | 0
2030 | MISO_IN_2_NonRTO_Midwest | MISO_IN | NonRTO_Midwest | Internal | Summer | B3 | 75 | 4800 | 0 | 74.99 | 80.48 | 8 | 0
2030 | MISO_IN_2_NonRTO_Midwest | MISO_IN | NonRTO_Midwest | Internal | Summer | B4 | 100 | 4800 | 710.96 | 72.48 | 80.48 | 8 | 0
2030 | MISO_IN_2_NonRTO_Midwest | MISO_IN | NonRTO_Midwest | Internal | Summer | B5 | 200 | 4800 | 1226.29 | 70.13 | 78.13 | 8 | 0
2030 | MISO_IN_2_NonRTO_Midwest | MISO_IN | NonRTO_Midwest | Internal | Summer | B6 | 300 | 4800 | 682.16 | 56.86 | 64.86 | 8 | 0
2030 | MISO_IN_2_NonRTO_Midwest | MISO_IN | NonRTO_Midwest | Internal | Summer | B7 | 400 | 4800 | 0 | 47.06 | 46.16 | 8 | 0
2030 | MISO_IN_2_NonRTO_Midwest | MISO_IN | NonRTO_Midwest | Internal | Summer | B8 | 500 | 4800 | 0 | 44 | 44.96 | 8 | 0
2030 | MISO_IN_2_NonRTO_Midwest | MISO_IN | NonRTO_Midwest | Internal | Summer | B9 | 800 | 4800 | 0 | 42.79 | 44.13 | 8 | 0
2030 | MISO_IN_2_NonRTO_Midwest | MISO_IN | NonRTO_Midwest | Internal | Summer | B10 | 1262 | 4800 | 0 | 40.62 | 37.69 | 8 | 0
2030 | MISO_IN_2_NonRTO_Midwest | MISO_IN | NonRTO_Midwest | Internal | Winter | B16 | 25 | 4800 | 2223.45 | 74.03 | 82.03 | 8 | 0
2030 | MISO_IN_2_NonRTO_Midwest | MISO_IN | NonRTO_Midwest | Internal | Winter | B17 | 100 | 4800 | 920.17 | 56.24 | 64.24 | 8 | 0
2030 | MISO_IN_2_NonRTO_Midwest | MISO_IN | NonRTO_Midwest | Internal | Winter | B18 | 400 | 4800 | 0 | 51.34 | 58.35 | 8 | 0
2030 | MISO_IN_2_NonRTO_Midwest | MISO_IN | NonRTO_Midwest | Internal | Winter | B19 | 700 | 4800 | 0 | 47.39 | 46.16 | 8 | 0
2030 | MISO_IN_2_NonRTO_Midwest | MISO_IN | NonRTO_Midwest | Internal | Winter | B20 | 935 | 4800 | 0 | 43.18 | 42.02 | 8 | 0
2030 | MISO_IN_2_PJM_ROR | MISO_IN | PJM_ROR | Internal | Shoulder | B11 | 25 | 992 | 0 | 69.77 | 67.75 | 2 | 0
2030 | MISO_IN_2_PJM_ROR | MISO_IN | PJM_ROR | Internal | Shoulder | B12 | 200 | 992 | 0.04 | 58.19 | 60.15 | 2 | 0
2030 | MISO_IN_2_PJM_ROR | MISO_IN | PJM_ROR | Internal | Shoulder | B13 | 600 | 992 | 0 | 48.11 | 48.04 | 2 | 0
2030 | MISO_IN_2_PJM_ROR | MISO_IN | PJM_ROR | Internal | Shoulder | B14 | 900 | 992 | 0 | 47.67 | 47.43 | 2 | 0
2030 | MISO_IN_2_PJM_ROR | MISO_IN | PJM_ROR | Internal | Shoulder | B15 | 1203 | 992 | 0 | 43.66 | 43.69 | 2 | 0
2030 | MISO_IN_2_PJM_ROR | MISO_IN | PJM_ROR | Internal | Summer | B1 | 10 | 992 | 989.56 | 77.73 | 79.75 | 2 | 0.01
2030 | MISO_IN_2_PJM_ROR | MISO_IN | PJM_ROR | Internal | Summer | B2 | 25 | 992 | 0.84 | 77.07 | 79.06 | 2 | 0
2030 | MISO_IN_2_PJM_ROR | MISO_IN | PJM_ROR | Internal | Summer | B3 | 75 | 992 | 0 | 74.99 | 73.8 | 2 | 0
2030 | MISO_IN_2_PJM_ROR | MISO_IN | PJM_ROR | Internal | Summer | B4 | 100 | 992 | 0 | 72.48 | 72.62 | 2 | 0
2030 | MISO_IN_2_PJM_ROR | MISO_IN | PJM_ROR | Internal | Summer | B5 | 200 | 992 | 0 | 70.13 | 68.13 | 2 | 0
2030 | MISO_IN_2_PJM_ROR | MISO_IN | PJM_ROR | Internal | Summer | B6 | 300 | 992 | 0 | 56.86 | 56.23 | 2 | 0
2030 | MISO_IN_2_PJM_ROR | MISO_IN | PJM_ROR | Internal | Summer | B7 | 400 | 992 | 0 | 47.06 | 45.95 | 2 | 0
2030 | MISO_IN_2_PJM_ROR | MISO_IN | PJM_ROR | Internal | Summer | B8 | 500 | 992 | 0 | 44 | 44.82 | 2 | 0
2030 | MISO_IN_2_PJM_ROR | MISO_IN | PJM_ROR | Internal | Summer | B9 | 800 | 992 | 0 | 42.79 | 43.74 | 2 | 0
2030 | MISO_IN_2_PJM_ROR | MISO_IN | PJM_ROR | Internal | Summer | B10 | 1262 | 992 | 0 | 40.62 | 40.39 | 2 | 0
2030 | MISO_IN_2_PJM_ROR | MISO_IN | PJM_ROR | Internal | Winter | B16 | 25 | 992 | 0.39 | 74.03 | 76.01 | 2 | 0
2030 | MISO_IN_2_PJM_ROR | MISO_IN | PJM_ROR | Internal | Winter | B17 | 100 | 992 | 0.22 | 56.24 | 58.23 | 2 | 0
2030 | MISO_IN_2_PJM_ROR | MISO_IN | PJM_ROR | Internal | Winter | B18 | 400 | 992 | 0.06 | 51.34 | 53.33 | 2 | 0
2030 | MISO_IN_2_PJM_ROR | MISO_IN | PJM_ROR | Internal | Winter | B19 | 700 | 992 | 0 | 47.39 | 49.22 | 2 | 0
2030 | MISO_IN_2_PJM_ROR | MISO_IN | PJM_ROR | Internal | Winter | B20 | 935 | 992 | 0 | 43.18 | 44.97 | 2 | 0
2030 | MISO_MI_2_IESO | MISO_MI | IESO | Internal | Shoulder | B11 | 25 | 1580 | 0 | 69.75 | 46.09 | 8 | 0
2030 | MISO_MI_2_IESO | MISO_MI | IESO | Internal | Shoulder | B12 | 200 | 1580 | 0 | 58.2 | 46.09 | 8 | 0
2030 | MISO_MI_2_IESO | MISO_MI | IESO | Internal | Shoulder | B13 | 600 | 1580 | 0 | 48.12 | 40.68 | 8 | 0
2030 | MISO_MI_2_IESO | MISO_MI | IESO | Internal | Shoulder | B14 | 900 | 1580 | 0 | 47.68 | 40.68 | 8 | 0
2030 | MISO_MI_2_IESO | MISO_MI | IESO | Internal | Shoulder | B15 | 1203 | 1580 | 0 | 43.67 | 40.68 | 8 | 0
2030 | MISO_MI_2_IESO | MISO_MI | IESO | Internal | Summer | B1 | 10 | 1580 | 0 | 77.75 | 70.75 | 8 | 0
2030 | MISO_MI_2_IESO | MISO_MI | IESO | Internal | Summer | B2 | 25 | 1580 | 0 | 77.06 | 70.06 | 8 | 0
2030 | MISO_MI_2_IESO | MISO_MI | IESO | Internal | Summer | B3 | 75 | 1580 | 0 | 74.97 | 56.55 | 8 | 0
2030 | MISO_MI_2_IESO | MISO_MI | IESO | Internal | Summer | B4 | 100 | 1580 | 0 | 72.47 | 54.9 | 8 | 0
2030 | MISO_MI_2_IESO | MISO_MI | IESO | Internal | Summer | B5 | 200 | 1580 | 0 | 70.12 | 47.54 | 8 | 0
2030 | MISO_MI_2_IESO | MISO_MI | IESO | Internal | Summer | B6 | 300 | 1580 | 0 | 56.85 | 45.17 | 8 | 0
2030 | MISO_MI_2_IESO | MISO_MI | IESO | Internal | Summer | B7 | 400 | 1580 | 0 | 47.07 | 40.07 | 8 | 0
2030 | MISO_MI_2_IESO | MISO_MI | IESO | Internal | Summer | B8 | 500 | 1580 | 0 | 44.01 | 38.88 | 8 | 0
2030 | MISO_MI_2_IESO | MISO_MI | IESO | Internal | Summer | B9 | 800 | 1580 | 0 | 42.8 | 38.88 | 8 | 0
2030 | MISO_MI_2_IESO | MISO_MI | IESO | Internal | Summer | B10 | 1262 | 1580 | 0 | 40.63 | 38.88 | 8 | 0
2030 | MISO_MI_2_IESO | MISO_MI | IESO | Internal | Winter | B16 | 25 | 1580 | 0 | 74.02 | 50.51 | 8 | 0
2030 | MISO_MI_2_IESO | MISO_MI | IESO | Internal | Winter | B17 | 100 | 1580 | 0 | 56.25 | 48.45 | 8 | 0
2030 | MISO_MI_2_IESO | MISO_MI | IESO | Internal | Winter | B18 | 400 | 1580 | 0 | 51.35 | 44.6 | 8 | 0
2030 | MISO_MI_2_IESO | MISO_MI | IESO | Internal | Winter | B19 | 700 | 1580 | 0 | 47.4 | 44.6 | 8 | 0
2030 | MISO_MI_2_IESO | MISO_MI | IESO | Internal | Winter | B20 | 935 | 1580 | 0 | 43.19 | 44.6 | 8 | 0
2030 | MISO_MI_2_MISO_IN | MISO_MI | MISO_IN | Internal | Shoulder | B11 | 25 | 2045 | 1627.55 | 69.75 | 69.77 | 0.01 | 0
2030 | MISO_MI_2_MISO_IN | MISO_MI | MISO_IN | Internal | Shoulder | B12 | 200 | 2045 | 0.06 | 58.2 | 58.19 | 0.01 | 0
2030 | MISO_MI_2_MISO_IN | MISO_MI | MISO_IN | Internal | Shoulder | B13 | 600 | 2045 | 0.02 | 48.12 | 48.11 | 0.01 | 0
2030 | MISO_MI_2_MISO_IN | MISO_MI | MISO_IN | Internal | Shoulder | B14 | 900 | 2045 | 0.01 | 47.68 | 47.67 | 0.01 | 0
2030 | MISO_MI_2_MISO_IN | MISO_MI | MISO_IN | Internal | Shoulder | B15 | 1203 | 2045 | 0 | 43.67 | 43.66 | 0.01 | 0
2030 | MISO_MI_2_MISO_IN | MISO_MI | MISO_IN | Internal | Summer | B1 | 10 | 2045 | 1.2 | 77.75 | 77.73 | 0.01 | 0
2030 | MISO_MI_2_MISO_IN | MISO_MI | MISO_IN | Internal | Summer | B2 | 25 | 2045 | 316.57 | 77.06 | 77.07 | 0.01 | 0
2030 | MISO_MI_2_MISO_IN | MISO_MI | MISO_IN | Internal | Summer | B3 | 75 | 2045 | 817.2 | 74.97 | 74.99 | 0.01 | 0
2030 | MISO_MI_2_MISO_IN | MISO_MI | MISO_IN | Internal | Summer | B4 | 100 | 2045 | 2033.27 | 72.47 | 72.48 | 0.01 | 0
2030 | MISO_MI_2_MISO_IN | MISO_MI | MISO_IN | Internal | Summer | B5 | 200 | 2045 | 342.84 | 70.12 | 70.13 | 0.01 | 0
2030 | MISO_MI_2_MISO_IN | MISO_MI | MISO_IN | Internal | Summer | B6 | 300 | 2045 | 1200 | 56.85 | 56.86 | 0.01 | 0
2030 | MISO_MI_2_MISO_IN | MISO_MI | MISO_IN | Internal | Summer | B7 | 400 | 2045 | 0.03 | 47.07 | 47.06 | 0.01 | 0
2030 | MISO_MI_2_MISO_IN | MISO_MI | MISO_IN | Internal | Summer | B8 | 500 | 2045 | 0.02 | 44.01 | 44 | 0.01 | 0
2030 | MISO_MI_2_MISO_IN | MISO_MI | MISO_IN | Internal | Summer | B9 | 800 | 2045 | 0.01 | 42.8 | 42.79 | 0.01 | 0
2030 | MISO_MI_2_MISO_IN | MISO_MI | MISO_IN | Internal | Summer | B10 | 1262 | 2045 | 0 | 40.63 | 40.62 | 0.01 | 0
2030 | MISO_MI_2_MISO_IN | MISO_MI | MISO_IN | Internal | Winter | B16 | 25 | 2045 | 4.18 | 74.02 | 74.03 | 0.01 | 0
2030 | MISO_MI_2_MISO_IN | MISO_MI | MISO_IN | Internal | Winter | B17 | 100 | 2045 | 0.11 | 56.25 | 56.24 | 0.01 | 0
2030 | MISO_MI_2_MISO_IN | MISO_MI | MISO_IN | Internal | Winter | B18 | 400 | 2045 | 0.03 | 51.35 | 51.34 | 0.01 | 0
2030 | MISO_MI_2_MISO_IN | MISO_MI | MISO_IN | Internal | Winter | B19 | 700 | 2045 | 0.02 | 47.4 | 47.39 | 0.01 | 0
2030 | MISO_MI_2_MISO_IN | MISO_MI | MISO_IN | Internal | Winter | B20 | 935 | 2045 | 0.01 | 43.19 | 43.18 | 0.01 | 0
2030 | MISO_MI_2_MISO_WUMS | MISO_MI | MISO_WUMS | Internal | Shoulder | B11 | 25 | 117 | 0.73 | 69.75 | 69.75 | 0.01 | 0
2030 | MISO_MI_2_MISO_WUMS | MISO_MI | MISO_WUMS | Internal | Shoulder | B12 | 200 | 117 | 0.02 | 58.2 | 58.15 | 0.01 | 0
2030 | MISO_MI_2_MISO_WUMS | MISO_MI | MISO_WUMS | Internal | Shoulder | B13 | 600 | 117 | 0 | 48.12 | 46.04 | 0.01 | 0
2030 | MISO_MI_2_MISO_WUMS | MISO_MI | MISO_WUMS | Internal | Shoulder | B14 | 900 | 117 | 0 | 47.68 | 45.43 | 0.01 | 0
2030 | MISO_MI_2_MISO_WUMS | MISO_MI | MISO_WUMS | Internal | Shoulder | B15 | 1203 | 117 | 0 | 43.67 | 43.64 | 0.01 | 0
2030 | MISO_MI_2_MISO_WUMS | MISO_MI | MISO_WUMS | Internal | Summer | B1 | 10 | 117 | 0 | 77.75 | 71.9 | 0.01 | 0
2030 | MISO_MI_2_MISO_WUMS | MISO_MI | MISO_WUMS | Internal | Summer | B2 | 25 | 117 | 0 | 77.06 | 71.9 | 0.01 | 0
2030 | MISO_MI_2_MISO_WUMS | MISO_MI | MISO_WUMS | Internal | Summer | B3 | 75 | 117 | 0 | 74.97 | 71.9 | 0.01 | 0
2030 | MISO_MI_2_MISO_WUMS | MISO_MI | MISO_WUMS | Internal | Summer | B4 | 100 | 117 | 0 | 72.47 | 71.9 | 0.01 | 0
2030 | MISO_MI_2_MISO_WUMS | MISO_MI | MISO_WUMS | Internal | Summer | B5 | 200 | 117 | 0 | 70.12 | 66.13 | 0.01 | 0
2030 | MISO_MI_2_MISO_WUMS | MISO_MI | MISO_WUMS | Internal | Summer | B6 | 300 | 117 | 0 | 56.85 | 54.23 | 0.01 | 0
2030 | MISO_MI_2_MISO_WUMS | MISO_MI | MISO_WUMS | Internal | Summer | B7 | 400 | 117 | 0 | 47.07 | 43.95 | 0.01 | 0
2030 | MISO_MI_2_MISO_WUMS | MISO_MI | MISO_WUMS | Internal | Summer | B8 | 500 | 117 | 0 | 44.01 | 43.66 | 0.01 | 0
2030 | MISO_MI_2_MISO_WUMS | MISO_MI | MISO_WUMS | Internal | Summer | B9 | 800 | 117 | 0 | 42.8 | 42.78 | 0.01 | 0
2030 | MISO_MI_2_MISO_WUMS | MISO_MI | MISO_WUMS | Internal | Summer | B10 | 1262 | 117 | 0 | 40.63 | 40.32 | 0.01 | 0
2030 | MISO_MI_2_MISO_WUMS | MISO_MI | MISO_WUMS | Internal | Winter | B16 | 25 | 117 | 0.33 | 74.02 | 74.01 | 0.01 | 0
2030 | MISO_MI_2_MISO_WUMS | MISO_MI | MISO_WUMS | Internal | Winter | B17 | 100 | 117 | 0.07 | 56.25 | 56.23 | 0.01 | 0
2030 | MISO_MI_2_MISO_WUMS | MISO_MI | MISO_WUMS | Internal | Winter | B18 | 400 | 117 | 0.02 | 51.35 | 51.33 | 0.01 | 0
2030 | MISO_MI_2_MISO_WUMS | MISO_MI | MISO_WUMS | Internal | Winter | B19 | 700 | 117 | 117 | 47.4 | 48.11 | 0.01 | 0.7
2030 | MISO_MI_2_MISO_WUMS | MISO_MI | MISO_WUMS | Internal | Winter | B20 | 935 | 117 | 0.02 | 43.19 | 43.19 | 0.01 | 0
2030 | MISO_MI_2_PJM_ROR | MISO_MI | PJM_ROR | Internal | Shoulder | B11 | 25 | 1424 | 0 | 69.75 | 67.75 | 2 | 0
2030 | MISO_MI_2_PJM_ROR | MISO_MI | PJM_ROR | Internal | Shoulder | B12 | 200 | 1424 | 0.03 | 58.2 | 60.15 | 2 | 0
2030 | MISO_MI_2_PJM_ROR | MISO_MI | PJM_ROR | Internal | Shoulder | B13 | 600 | 1424 | 0 | 48.12 | 48.04 | 2 | 0
2030 | MISO_MI_2_PJM_ROR | MISO_MI | PJM_ROR | Internal | Shoulder | B14 | 900 | 1424 | 0 | 47.68 | 47.43 | 2 | 0
2030 | MISO_MI_2_PJM_ROR | MISO_MI | PJM_ROR | Internal | Shoulder | B15 | 1203 | 1424 | 0 | 43.67 | 43.69 | 2 | 0
2030 | MISO_MI_2_PJM_ROR | MISO_MI | PJM_ROR | Internal | Summer | B1 | 10 | 1424 | 476.28 | 77.75 | 79.75 | 2 | 0
2030 | MISO_MI_2_PJM_ROR | MISO_MI | PJM_ROR | Internal | Summer | B2 | 25 | 1424 | 874.93 | 77.06 | 79.06 | 2 | 0
2030 | MISO_MI_2_PJM_ROR | MISO_MI | PJM_ROR | Internal | Summer | B3 | 75 | 1424 | 0 | 74.97 | 73.8 | 2 | 0
2030 | MISO_MI_2_PJM_ROR | MISO_MI | PJM_ROR | Internal | Summer | B4 | 100 | 1424 | 0 | 72.47 | 72.62 | 2 | 0
2030 | MISO_MI_2_PJM_ROR | MISO_MI | PJM_ROR | Internal | Summer | B5 | 200 | 1424 | 0 | 70.12 | 68.13 | 2 | 0
2030 | MISO_MI_2_PJM_ROR | MISO_MI | PJM_ROR | Internal | Summer | B6 | 300 | 1424 | 0 | 56.85 | 56.23 | 2 | 0
2030 | MISO_MI_2_PJM_ROR | MISO_MI | PJM_ROR | Internal | Summer | B7 | 400 | 1424 | 0 | 47.07 | 45.95 | 2 | 0
2030 | MISO_MI_2_PJM_ROR | MISO_MI | PJM_ROR | Internal | Summer | B8 | 500 | 1424 | 0 | 44.01 | 44.82 | 2 | 0
2030 | MISO_MI_2_PJM_ROR | MISO_MI | PJM_ROR | Internal | Summer | B9 | 800 | 1424 | 0 | 42.8 | 43.74 | 2 | 0
2030 | MISO_MI_2_PJM_ROR | MISO_MI | PJM_ROR | Internal | Summer | B10 | 1262 | 1424 | 0 | 40.63 | 40.39 | 2 | 0
2030 | MISO_MI_2_PJM_ROR | MISO_MI | PJM_ROR | Internal | Winter | B16 | 25 | 1424 | 0.59 | 74.02 | 76.01 | 2 | 0
2030 | MISO_MI_2_PJM_ROR | MISO_MI | PJM_ROR | Internal | Winter | B17 | 100 | 1424 | 0.11 | 56.25 | 58.23 | 2 | 0
2030 | MISO_MI_2_PJM_ROR | MISO_MI | PJM_ROR | Internal | Winter | B18 | 400 | 1424 | 0.03 | 51.35 | 53.33 | 2 | 0
2030 | MISO_MI_2_PJM_ROR | MISO_MI | PJM_ROR | Internal | Winter | B19 | 700 | 1424 | 0 | 47.4 | 49.22 | 2 | 0
2030 | MISO_MI_2_PJM_ROR | MISO_MI | PJM_ROR | Internal | Winter | B20 | 935 | 1424 | 0 | 43.19 | 44.97 | 2 | 0
2030 | MISO_MO-IL_2_ENT | MISO_MO-IL | ENT | Internal | Shoulder | B11 | 25 | 2540 | 0 | 69.78 | 74.41 | 8 | 0
2030 | MISO_MO-IL_2_ENT | MISO_MO-IL | ENT | Internal | Shoulder | B12 | 200 | 2540 | 0 | 58.17 | 50.17 | 8 | 0
2030 | MISO_MO-IL_2_ENT | MISO_MO-IL | ENT | Internal | Shoulder | B13 | 600 | 2540 | 0 | 48.1 | 50.17 | 8 | 0
2030 | MISO_MO-IL_2_ENT | MISO_MO-IL | ENT | Internal | Shoulder | B14 | 900 | 2540 | 0 | 47.65 | 49.81 | 8 | 0
2030 | MISO_MO-IL_2_ENT | MISO_MO-IL | ENT | Internal | Shoulder | B15 | 1203 | 2540 | 0 | 43.64 | 48.93 | 8 | 0
2030 | MISO_MO-IL_2_ENT | MISO_MO-IL | ENT | Internal | Summer | B1 | 10 | 2540 | 0 | 77.75 | 80.73 | 8 | 0
2030 | MISO_MO-IL_2_ENT | MISO_MO-IL | ENT | Internal | Summer | B2 | 25 | 2540 | 0 | 77.08 | 80.73 | 8 | 0
2030 | MISO_MO-IL_2_ENT | MISO_MO-IL | ENT | Internal | Summer | B3 | 75 | 2540 | 0 | 75 | 75.67 | 8 | 0
2030 | MISO_MO-IL_2_ENT | MISO_MO-IL | ENT | Internal | Summer | B4 | 100 | 2540 | 0 | 72.49 | 74.07 | 8 | 0
2030 | MISO_MO-IL_2_ENT | MISO_MO-IL | ENT | Internal | Summer | B5 | 200 | 2540 | 0 | 70.15 | 72.59 | 8 | 0
2030 | MISO_MO-IL_2_ENT | MISO_MO-IL | ENT | Internal | Summer | B6 | 300 | 2540 | 134.14 | 56.87 | 64.87 | 8 | 0
2030 | MISO_MO-IL_2_ENT | MISO_MO-IL | ENT | Internal | Summer | B7 | 400 | 2540 | 0 | 47.07 | 50.95 | 8 | 0
2030 | MISO_MO-IL_2_ENT | MISO_MO-IL | ENT | Internal | Summer | B8 | 500 | 2540 | 0 | 43.98 | 48.58 | 8 | 0
2030 | MISO_MO-IL_2_ENT | MISO_MO-IL | ENT | Internal | Summer | B9 | 800 | 2540 | 0 | 42.78 | 48.23 | 8 | 0
2030 | MISO_MO-IL_2_ENT | MISO_MO-IL | ENT | Internal | Summer | B10 | 1262 | 2540 | 0 | 40.32 | 46.65 | 8 | 0
2030 | MISO_MO-IL_2_ENT | MISO_MO-IL | ENT | Internal | Winter | B16 | 25 | 2540 | 0 | 74.02 | 75.36 | 8 | 0
2030 | MISO_MO-IL_2_ENT | MISO_MO-IL | ENT | Internal | Winter | B17 | 100 | 2540 | 0 | 56.23 | 53.3 | 8 | 0
2030 | MISO_MO-IL_2_ENT | MISO_MO-IL | ENT | Internal | Winter | B18 | 400 | 2540 | 0 | 51.33 | 52.92 | 8 | 0
2030 | MISO_MO-IL_2_ENT | MISO_MO-IL | ENT | Internal | Winter | B19 | 700 | 2540 | 0 | 47.38 | 52.92 | 8 | 0
2030 | MISO_MO-IL_2_ENT | MISO_MO-IL | ENT | Internal | Winter | B20 | 935 | 2540 | 517.32 | 43.17 | 51.17 | 8 | 0
2030 | MISO_MO-IL_2_MISO_IN | MISO_MO-IL | MISO_IN | Internal | Shoulder | B11 | 25 | 2100 | 0.44 | 69.78 | 69.77 | 0.01 | 0
2030 | MISO_MO-IL_2_MISO_IN | MISO_MO-IL | MISO_IN | Internal | Shoulder | B12 | 200 | 2100 | 278.56 | 58.17 | 58.19 | 0.01 | 0
2030 | MISO_MO-IL_2_MISO_IN | MISO_MO-IL | MISO_IN | Internal | Shoulder | B13 | 600 | 2100 | 707 | 48.1 | 48.11 | 0.01 | 0
2030 | MISO_MO-IL_2_MISO_IN | MISO_MO-IL | MISO_IN | Internal | Shoulder | B14 | 900 | 2100 | 154.15 | 47.65 | 47.67 | 0.01 | 0
2030 | MISO_MO-IL_2_MISO_IN | MISO_MO-IL | MISO_IN | Internal | Shoulder | B15 | 1203 | 2100 | 1258.23 | 43.64 | 43.66 | 0.01 | 0
2030 | MISO_MO-IL_2_MISO_IN | MISO_MO-IL | MISO_IN | Internal | Summer | B1 | 10 | 2100 | 1.08 | 77.75 | 77.73 | 0.01 | 0
2030 | MISO_MO-IL_2_MISO_IN | MISO_MO-IL | MISO_IN | Internal | Summer | B2 | 25 | 2100 | 0.45 | 77.08 | 77.07 | 0.01 | 0
2030 | MISO_MO-IL_2_MISO_IN | MISO_MO-IL | MISO_IN | Internal | Summer | B3 | 75 | 2100 | 0.15 | 75 | 74.99 | 0.01 | 0
2030 | MISO_MO-IL_2_MISO_IN | MISO_MO-IL | MISO_IN | Internal | Summer | B4 | 100 | 2100 | 0.11 | 72.49 | 72.48 | 0.01 | 0
2030 | MISO_MO-IL_2_MISO_IN | MISO_MO-IL | MISO_IN | Internal | Summer | B5 | 200 | 2100 | 0.06 | 70.15 | 70.13 | 0.01 | 0
2030 | MISO_MO-IL_2_MISO_IN | MISO_MO-IL | MISO_IN | Internal | Summer | B6 | 300 | 2100 | 0.04 | 56.87 | 56.86 | 0.01 | 0
2030 | MISO_MO-IL_2_MISO_IN | MISO_MO-IL | MISO_IN | Internal | Summer | B7 | 400 | 2100 | 0.03 | 47.07 | 47.06 | 0.01 | 0
2030 | MISO_MO-IL_2_MISO_IN | MISO_MO-IL | MISO_IN | Internal | Summer | B8 | 500 | 2100 | 769.57 | 43.98 | 44 | 0.01 | 0
2030 | MISO_MO-IL_2_MISO_IN | MISO_MO-IL | MISO_IN | Internal | Summer | B9 | 800 | 2100 | 57.57 | 42.78 | 42.79 | 0.01 | 0
2030 | MISO_MO-IL_2_MISO_IN | MISO_MO-IL | MISO_IN | Internal | Summer | B10 | 1262 | 2100 | 2100 | 40.32 | 40.62 | 0.01 | 0.29
2030 | MISO_MO-IL_2_MISO_IN | MISO_MO-IL | MISO_IN | Internal | Winter | B16 | 25 | 2100 | 1220.82 | 74.02 | 74.03 | 0.01 | 0
2030 | MISO_MO-IL_2_MISO_IN | MISO_MO-IL | MISO_IN | Internal | Winter | B17 | 100 | 2100 | 774.38 | 56.23 | 56.24 | 0.01 | 0
2030 | MISO_MO-IL_2_MISO_IN | MISO_MO-IL | MISO_IN | Internal | Winter | B18 | 400 | 2100 | 1.13 | 51.33 | 51.34 | 0.01 | 0
2030 | MISO_MO-IL_2_MISO_IN | MISO_MO-IL | MISO_IN | Internal | Winter | B19 | 700 | 2100 | 351.32 | 47.38 | 47.39 | 0.01 | 0
2030 | MISO_MO-IL_2_MISO_IN | MISO_MO-IL | MISO_IN | Internal | Winter | B20 | 935 | 2100 | 1892.45 | 43.17 | 43.18 | 0.01 | 0
2030 | MISO_MO-IL_2_MISO_W | MISO_MO-IL | MISO_W | Internal | Shoulder | B11 | 25 | 960 | 411.02 | 69.78 | 69.79 | 0.01 | 0
2030 | MISO_MO-IL_2_MISO_W | MISO_MO-IL | MISO_W | Internal | Shoulder | B12 | 200 | 960 | 0.06 | 58.17 | 58.16 | 0.01 | 0
2030 | MISO_MO-IL_2_MISO_W | MISO_MO-IL | MISO_W | Internal | Shoulder | B13 | 600 | 960 | 0.02 | 48.1 | 48.09 | 0.01 | 0
2030 | MISO_MO-IL_2_MISO_W | MISO_MO-IL | MISO_W | Internal | Shoulder | B14 | 900 | 960 | 960 | 47.65 | 47.86 | 0.01 | 0.2
2030 | MISO_MO-IL_2_MISO_W | MISO_MO-IL | MISO_W | Internal | Shoulder | B15 | 1203 | 960 | 349.31 | 43.64 | 43.66 | 0.01 | 0
2030 | MISO_MO-IL_2_MISO_W | MISO_MO-IL | MISO_W | Internal | Summer | B1 | 10 | 960 | 1.95 | 77.75 | 77.75 | 0.01 | 0
2030 | MISO_MO-IL_2_MISO_W | MISO_MO-IL | MISO_W | Internal | Summer | B2 | 25 | 960 | 828.41 | 77.08 | 77.09 | 0.01 | 0
2030 | MISO_MO-IL_2_MISO_W | MISO_MO-IL | MISO_W | Internal | Summer | B3 | 75 | 960 | 960 | 75 | 75.99 | 0.01 | 0.98
2030 | MISO_MO-IL_2_MISO_W | MISO_MO-IL | MISO_W | Internal | Summer | B4 | 100 | 960 | 960 | 72.49 | 75.99 | 0.01 | 3.48
2030 | MISO_MO-IL_2_MISO_W | MISO_MO-IL | MISO_W | Internal | Summer | B5 | 200 | 960 | 675.84 | 70.15 | 70.16 | 0.01 | 0
2030 | MISO_MO-IL_2_MISO_W | MISO_MO-IL | MISO_W | Internal | Summer | B6 | 300 | 960 | 960 | 56.87 | 58.23 | 0.01 | 1.34
2030 | MISO_MO-IL_2_MISO_W | MISO_MO-IL | MISO_W | Internal | Summer | B7 | 400 | 960 | 929.01 | 47.07 | 47.08 | 0.01 | 0
2030 | MISO_MO-IL_2_MISO_W | MISO_MO-IL | MISO_W | Internal | Summer | B8 | 500 | 960 | 0.02 | 43.98 | 43.97 | 0.01 | 0
2030 | MISO_MO-IL_2_MISO_W | MISO_MO-IL | MISO_W | Internal | Summer | B9 | 800 | 960 | 944.3 | 42.78 | 42.79 | 0.01 | 0
2030 | MISO_MO-IL_2_MISO_W | MISO_MO-IL | MISO_W | Internal | Summer | B10 | 1262 | 960 | 0 | 40.32 | 40.31 | 0.01 | 0
2030 | MISO_MO-IL_2_MISO_W | MISO_MO-IL | MISO_W | Internal | Winter | B16 | 25 | 960 | 0.43 | 74.02 | 74.01 | 0.01 | 0
2030 | MISO_MO-IL_2_MISO_W | MISO_MO-IL | MISO_W | Internal | Winter | B17 | 100 | 960 | 0.11 | 56.23 | 56.21 | 0.01 | 0
2030 | MISO_MO-IL_2_MISO_W | MISO_MO-IL | MISO_W | Internal | Winter | B18 | 400 | 960 | 423.34 | 51.33 | 51.34 | 0.01 | 0
2030 | MISO_MO-IL_2_MISO_W | MISO_MO-IL | MISO_W | Internal | Winter | B19 | 700 | 960 | 960 | 47.38 | 48.13 | 0.01 | 0.74
2030 | MISO_MO-IL_2_MISO_W | MISO_MO-IL | MISO_W | Internal | Winter | B20 | 935 | 960 | 14.45 | 43.17 | 43.18 | 0.01 | 0
2030 | MISO_MO-IL_2_PJM_ROR | MISO_MO-IL | PJM_ROR | Internal | Shoulder | B11 | 25 | 1212 | 0 | 69.78 | 67.75 | 2 | 0
2030 | MISO_MO-IL_2_PJM_ROR | MISO_MO-IL | PJM_ROR | Internal | Shoulder | B12 | 200 | 1212 | 0.05 | 58.17 | 60.15 | 2 | 0
2030 | MISO_MO-IL_2_PJM_ROR | MISO_MO-IL | PJM_ROR | Internal | Shoulder | B13 | 600 | 1212 | 0 | 48.1 | 48.04 | 2 | 0
2030 | MISO_MO-IL_2_PJM_ROR | MISO_MO-IL | PJM_ROR | Internal | Shoulder | B14 | 900 | 1212 | 0 | 47.65 | 47.43 | 2 | 0
2030 | MISO_MO-IL_2_PJM_ROR | MISO_MO-IL | PJM_ROR | Internal | Shoulder | B15 | 1203 | 1212 | 0 | 43.64 | 43.69 | 2 | 0
2030 | MISO_MO-IL_2_PJM_ROR | MISO_MO-IL | PJM_ROR | Internal | Summer | B1 | 10 | 1212 | 123.94 | 77.75 | 79.75 | 2 | 0
2030 | MISO_MO-IL_2_PJM_ROR | MISO_MO-IL | PJM_ROR | Internal | Summer | B2 | 25 | 1212 | 0.43 | 77.08 | 79.06 | 2 | 0
2030 | MISO_MO-IL_2_PJM_ROR | MISO_MO-IL | PJM_ROR | Internal | Summer | B3 | 75 | 1212 | 0 | 75 | 73.8 | 2 | 0
2030 | MISO_MO-IL_2_PJM_ROR | MISO_MO-IL | PJM_ROR | Internal | Summer | B4 | 100 | 1212 | 0 | 72.49 | 72.62 | 2 | 0
2030 | MISO_MO-IL_2_PJM_ROR | MISO_MO-IL | PJM_ROR | Internal | Summer | B5 | 200 | 1212 | 0 | 70.15 | 68.13 | 2 | 0
2030 | MISO_MO-IL_2_PJM_ROR | MISO_MO-IL | PJM_ROR | Internal | Summer | B6 | 300 | 1212 | 0 | 56.87 | 56.23 | 2 | 0
2030 | MISO_MO-IL_2_PJM_ROR | MISO_MO-IL | PJM_ROR | Internal | Summer | B7 | 400 | 1212 | 0 | 47.07 | 45.95 | 2 | 0
2030 | MISO_MO-IL_2_PJM_ROR | MISO_MO-IL | PJM_ROR | Internal | Summer | B8 | 500 | 1212 | 0 | 43.98 | 44.82 | 2 | 0
2030 | MISO_MO-IL_2_PJM_ROR | MISO_MO-IL | PJM_ROR | Internal | Summer | B9 | 800 | 1212 | 0 | 42.78 | 43.74 | 2 | 0
2030 | MISO_MO-IL_2_PJM_ROR | MISO_MO-IL | PJM_ROR | Internal | Summer | B10 | 1262 | 1212 | 0 | 40.32 | 40.39 | 2 | 0
2030 | MISO_MO-IL_2_PJM_ROR | MISO_MO-IL | PJM_ROR | Internal | Winter | B16 | 25 | 1212 | 0.76 | 74.02 | 76.01 | 2 | 0
2030 | MISO_MO-IL_2_PJM_ROR | MISO_MO-IL | PJM_ROR | Internal | Winter | B17 | 100 | 1212 | 802.31 | 56.23 | 58.23 | 2 | 0
2030 | MISO_MO-IL_2_PJM_ROR | MISO_MO-IL | PJM_ROR | Internal | Winter | B18 | 400 | 1212 | 286.37 | 51.33 | 53.33 | 2 | 0
2030 | MISO_MO-IL_2_PJM_ROR | MISO_MO-IL | PJM_ROR | Internal | Winter | B19 | 700 | 1212 | 0 | 47.38 | 49.22 | 2 | 0
2030 | MISO_MO-IL_2_PJM_ROR | MISO_MO-IL | PJM_ROR | Internal | Winter | B20 | 935 | 1212 | 0 | 43.17 | 44.97 | 2 | 0
2030 | MISO_MO-IL_2_SPP_N | MISO_MO-IL | SPP_N | Internal | Shoulder | B11 | 25 | 2000 | 0 | 69.78 | 76.07 | 8 | 0
2030 | MISO_MO-IL_2_SPP_N | MISO_MO-IL | SPP_N | Internal | Shoulder | B12 | 200 | 2000 | 0 | 58.17 | 58.17 | 8 | 0
2030 | MISO_MO-IL_2_SPP_N | MISO_MO-IL | SPP_N | Internal | Shoulder | B13 | 600 | 2000 | 0 | 48.1 | 50.16 | 8 | 0
2030 | MISO_MO-IL_2_SPP_N | MISO_MO-IL | SPP_N | Internal | Shoulder | B14 | 900 | 2000 | 0 | 47.65 | 48.1 | 8 | 0
2030 | MISO_MO-IL_2_SPP_N | MISO_MO-IL | SPP_N | Internal | Shoulder | B15 | 1203 | 2000 | 0 | 43.64 | 47.97 | 8 | 0
2030 | MISO_MO-IL_2_SPP_N | MISO_MO-IL | SPP_N | Internal | Summer | B1 | 10 | 2000 | 0 | 77.75 | 79.41 | 8 | 0
2030 | MISO_MO-IL_2_SPP_N | MISO_MO-IL | SPP_N | Internal | Summer | B2 | 25 | 2000 | 0 | 77.08 | 79.41 | 8 | 0
2030 | MISO_MO-IL_2_SPP_N | MISO_MO-IL | SPP_N | Internal | Summer | B3 | 75 | 2000 | 0 | 75 | 79.41 | 8 | 0
2030 | MISO_MO-IL_2_SPP_N | MISO_MO-IL | SPP_N | Internal | Summer | B4 | 100 | 2000 | 0 | 72.49 | 78.45 | 8 | 0
2030 | MISO_MO-IL_2_SPP_N | MISO_MO-IL | SPP_N | Internal | Summer | B5 | 200 | 2000 | 0 | 70.15 | 76.19 | 8 | 0
2030 | MISO_MO-IL_2_SPP_N | MISO_MO-IL | SPP_N | Internal | Summer | B6 | 300 | 2000 | 2000 | 56.87 | 65.23 | 8 | 0.35
2030 | MISO_MO-IL_2_SPP_N | MISO_MO-IL | SPP_N | Internal | Summer | B7 | 400 | 2000 | 0 | 47.07 | 54.08 | 8 | 0
2030 | MISO_MO-IL_2_SPP_N | MISO_MO-IL | SPP_N | Internal | Summer | B8 | 500 | 2000 | 0 | 43.98 | 48.57 | 8 | 0
2030 | MISO_MO-IL_2_SPP_N | MISO_MO-IL | SPP_N | Internal | Summer | B9 | 800 | 2000 | 0 | 42.78 | 46.45 | 8 | 0
2030 | MISO_MO-IL_2_SPP_N | MISO_MO-IL | SPP_N | Internal | Summer | B10 | 1262 | 2000 | 0 | 40.32 | 46.35 | 8 | 0
2030 | MISO_MO-IL_2_SPP_N | MISO_MO-IL | SPP_N | Internal | Winter | B16 | 25 | 2000 | 0 | 74.02 | 74.02 | 8 | 0
2030 | MISO_MO-IL_2_SPP_N | MISO_MO-IL | SPP_N | Internal | Winter | B17 | 100 | 2000 | 0 | 56.23 | 53.64 | 8 | 0
2030 | MISO_MO-IL_2_SPP_N | MISO_MO-IL | SPP_N | Internal | Winter | B18 | 400 | 2000 | 0 | 51.33 | 52.33 | 8 | 0
2030 | MISO_MO-IL_2_SPP_N | MISO_MO-IL | SPP_N | Internal | Winter | B19 | 700 | 2000 | 0 | 47.38 | 51.29 | 8 | 0
2030 | MISO_MO-IL_2_SPP_N | MISO_MO-IL | SPP_N | Internal | Winter | B20 | 935 | 2000 | 0 | 43.17 | 50.18 | 8 | 0
2030 | MISO_MO-IL_2_TVA_Transmission | MISO_MO-IL | TVA_Transmission | Internal | Shoulder | B11 | 25 | 4000 | 0 | 69.78 | 73.64 | 8 | 0
2030 | MISO_MO-IL_2_TVA_Transmission | MISO_MO-IL | TVA_Transmission | Internal | Shoulder | B12 | 200 | 4000 | 0 | 58.17 | 57.7 | 8 | 0
2030 | MISO_MO-IL_2_TVA_Transmission | MISO_MO-IL | TVA_Transmission | Internal | Shoulder | B13 | 600 | 4000 | 0 | 48.1 | 52.27 | 8 | 0
2030 | MISO_MO-IL_2_TVA_Transmission | MISO_MO-IL | TVA_Transmission | Internal | Shoulder | B14 | 900 | 4000 | 0 | 47.65 | 51.6 | 8 | 0
2030 | MISO_MO-IL_2_TVA_Transmission | MISO_MO-IL | TVA_Transmission | Internal | Shoulder | B15 | 1203 | 4000 | 0 | 43.64 | 49.69 | 8 | 0
2030 | MISO_MO-IL_2_TVA_Transmission | MISO_MO-IL | TVA_Transmission | Internal | Summer | B1 | 10 | 4000 | 461.46 | 77.75 | 85.75 | 8 | 0
2030 | MISO_MO-IL_2_TVA_Transmission | MISO_MO-IL | TVA_Transmission | Internal | Summer | B2 | 25 | 4000 | 0.46 | 77.08 | 85.06 | 8 | 0
2030 | MISO_MO-IL_2_TVA_Transmission | MISO_MO-IL | TVA_Transmission | Internal | Summer | B3 | 75 | 4000 | 0 | 75 | 79.8 | 8 | 0
2030 | MISO_MO-IL_2_TVA_Transmission | MISO_MO-IL | TVA_Transmission | Internal | Summer | B4 | 100 | 4000 | 0 | 72.49 | 78.62 | 8 | 0
2030 | MISO_MO-IL_2_TVA_Transmission | MISO_MO-IL | TVA_Transmission | Internal | Summer | B5 | 200 | 4000 | 0 | 70.15 | 74.13 | 8 | 0
2030 | MISO_MO-IL_2_TVA_Transmission | MISO_MO-IL | TVA_Transmission | Internal | Summer | B6 | 300 | 4000 | 0 | 56.87 | 62.05 | 8 | 0
2030 | MISO_MO-IL_2_TVA_Transmission | MISO_MO-IL | TVA_Transmission | Internal | Summer | B7 | 400 | 4000 | 0 | 47.07 | 50.92 | 8 | 0
2030 | MISO_MO-IL_2_TVA_Transmission | MISO_MO-IL | TVA_Transmission | Internal | Summer | B8 | 500 | 4000 | 0 | 43.98 | 49.14 | 8 | 0
2030 | MISO_MO-IL_2_TVA_Transmission | MISO_MO-IL | TVA_Transmission | Internal | Summer | B9 | 800 | 4000 | 0 | 42.78 | 48.74 | 8 | 0
2030 | MISO_MO-IL_2_TVA_Transmission | MISO_MO-IL | TVA_Transmission | Internal | Summer | B10 | 1262 | 4000 | 0 | 40.32 | 44.87 | 8 | 0
2030 | MISO_MO-IL_2_TVA_Transmission | MISO_MO-IL | TVA_Transmission | Internal | Winter | B16 | 25 | 4000 | 0.77 | 74.02 | 82.01 | 8 | 0
2030 | MISO_MO-IL_2_TVA_Transmission | MISO_MO-IL | TVA_Transmission | Internal | Winter | B17 | 100 | 4000 | 0 | 56.23 | 58.85 | 8 | 0
2030 | MISO_MO-IL_2_TVA_Transmission | MISO_MO-IL | TVA_Transmission | Internal | Winter | B18 | 400 | 4000 | 0 | 51.33 | 55.04 | 8 | 0
2030 | MISO_MO-IL_2_TVA_Transmission | MISO_MO-IL | TVA_Transmission | Internal | Winter | B19 | 700 | 4000 | 0 | 47.38 | 53.08 | 8 | 0
2030 | MISO_MO-IL_2_TVA_Transmission | MISO_MO-IL | TVA_Transmission | Internal | Winter | B20 | 935 | 4000 | 0 | 43.17 | 50.02 | 8 | 0
2030 | MISO_W_2_IESO | MISO_W | IESO | Internal | Shoulder | B11 | 25 | 90 | 0 | 69.79 | 46.09 | 8 | 0
2030 | MISO_W_2_IESO | MISO_W | IESO | Internal | Shoulder | B12 | 200 | 90 | 0 | 58.16 | 46.09 | 8 | 0
2030 | MISO_W_2_IESO | MISO_W | IESO | Internal | Shoulder | B13 | 600 | 90 | 0 | 48.09 | 40.68 | 8 | 0
2030 | MISO_W_2_IESO | MISO_W | IESO | Internal | Shoulder | B14 | 900 | 90 | 0 | 47.86 | 40.68 | 8 | 0
2030 | MISO_W_2_IESO | MISO_W | IESO | Internal | Shoulder | B15 | 1203 | 90 | 0 | 43.66 | 40.68 | 8 | 0
2030 | MISO_W_2_IESO | MISO_W | IESO | Internal | Summer | B1 | 10 | 90 | 0 | 77.75 | 70.75 | 8 | 0
2030 | MISO_W_2_IESO | MISO_W | IESO | Internal | Summer | B2 | 25 | 90 | 0 | 77.09 | 70.06 | 8 | 0
2030 | MISO_W_2_IESO | MISO_W | IESO | Internal | Summer | B3 | 75 | 90 | 0 | 75.99 | 56.55 | 8 | 0
2030 | MISO_W_2_IESO | MISO_W | IESO | Internal | Summer | B4 | 100 | 90 | 0 | 75.99 | 54.9 | 8 | 0
2030 | MISO_W_2_IESO | MISO_W | IESO | Internal | Summer | B5 | 200 | 90 | 0 | 70.16 | 47.54 | 8 | 0
2030 | MISO_W_2_IESO | MISO_W | IESO | Internal | Summer | B6 | 300 | 90 | 0 | 58.23 | 45.17 | 8 | 0
2030 | MISO_W_2_IESO | MISO_W | IESO | Internal | Summer | B7 | 400 | 90 | 0 | 47.08 | 40.07 | 8 | 0
2030 | MISO_W_2_IESO | MISO_W | IESO | Internal | Summer | B8 | 500 | 90 | 0 | 43.97 | 38.88 | 8 | 0
2030 | MISO_W_2_IESO | MISO_W | IESO | Internal | Summer | B9 | 800 | 90 | 0 | 42.79 | 38.88 | 8 | 0
2030 | MISO_W_2_IESO | MISO_W | IESO | Internal | Summer | B10 | 1262 | 90 | 0 | 40.31 | 38.88 | 8 | 0
2030 | MISO_W_2_IESO | MISO_W | IESO | Internal | Winter | B16 | 25 | 90 | 0 | 74.01 | 50.51 | 8 | 0
2030 | MISO_W_2_IESO | MISO_W | IESO | Internal | Winter | B17 | 100 | 90 | 0 | 56.21 | 48.45 | 8 | 0
2030 | MISO_W_2_IESO | MISO_W | IESO | Internal | Winter | B18 | 400 | 90 | 0 | 51.34 | 44.6 | 8 | 0
2030 | MISO_W_2_IESO | MISO_W | IESO | Internal | Winter | B19 | 700 | 90 | 0 | 48.13 | 44.6 | 8 | 0
2030 | MISO_W_2_IESO | MISO_W | IESO | Internal | Winter | B20 | 935 | 90 | 0 | 43.18 | 44.6 | 8 | 0
2030 | MISO_W_2_MAPP_CA | MISO_W | MAPP_CA | Internal | Shoulder | B11 | 25 | 700 | 0 | 69.79 | 53.09 | 0.01 | 0
2030 | MISO_W_2_MAPP_CA | MISO_W | MAPP_CA | Internal | Shoulder | B12 | 200 | 700 | 0 | 58.16 | 53.09 | 0.01 | 0
2030 | MISO_W_2_MAPP_CA | MISO_W | MAPP_CA | Internal | Shoulder | B13 | 600 | 700 | 0.02 | 48.09 | 48.07 | 0.01 | 0
2030 | MISO_W_2_MAPP_CA | MISO_W | MAPP_CA | Internal | Shoulder | B14 | 900 | 700 | 0.01 | 47.86 | 47.85 | 0.01 | 0
2030 | MISO_W_2_MAPP_CA | MISO_W | MAPP_CA | Internal | Shoulder | B15 | 1203 | 700 | 700 | 43.66 | 47.85 | 0.01 | 4.18
2030 | MISO_W_2_MAPP_CA | MISO_W | MAPP_CA | Internal | Summer | B1 | 10 | 700 | 0 | 77.75 | 65.4 | 0.01 | 0
2030 | MISO_W_2_MAPP_CA | MISO_W | MAPP_CA | Internal | Summer | B2 | 25 | 700 | 0.2 | 77.09 | 77.06 | 0.01 | 0
2030 | MISO_W_2_MAPP_CA | MISO_W | MAPP_CA | Internal | Summer | B3 | 75 | 700 | 0 | 75.99 | 65.4 | 0.01 | 0
2030 | MISO_W_2_MAPP_CA | MISO_W | MAPP_CA | Internal | Summer | B4 | 100 | 700 | 0 | 75.99 | 64.44 | 0.01 | 0
2030 | MISO_W_2_MAPP_CA | MISO_W | MAPP_CA | Internal | Summer | B5 | 200 | 700 | 0 | 70.16 | 62.18 | 0.01 | 0
2030 | MISO_W_2_MAPP_CA | MISO_W | MAPP_CA | Internal | Summer | B6 | 300 | 700 | 0 | 58.23 | 51.21 | 0.01 | 0
2030 | MISO_W_2_MAPP_CA | MISO_W | MAPP_CA | Internal | Summer | B7 | 400 | 700 | 0.03 | 47.08 | 47.07 | 0.01 | 0
2030 | MISO_W_2_MAPP_CA | MISO_W | MAPP_CA | Internal | Summer | B8 | 500 | 700 | 0.02 | 43.97 | 43.96 | 0.01 | 0
2030 | MISO_W_2_MAPP_CA | MISO_W | MAPP_CA | Internal | Summer | B9 | 800 | 700 | 587.86 | 42.79 | 42.8 | 0.01 | 0
2030 | MISO_W_2_MAPP_CA | MISO_W | MAPP_CA | Internal | Summer | B10 | 1262 | 700 | 700 | 40.31 | 42.8 | 0.01 | 2.48
2030 | MISO_W_2_MAPP_CA | MISO_W | MAPP_CA | Internal | Winter | B16 | 25 | 700 | 0.42 | 74.01 | 73.99 | 0.01 | 0
2030 | MISO_W_2_MAPP_CA | MISO_W | MAPP_CA | Internal | Winter | B17 | 100 | 700 | 0.11 | 56.21 | 56.2 | 0.01 | 0
2030 | MISO_W_2_MAPP_CA | MISO_W | MAPP_CA | Internal | Winter | B18 | 400 | 700 | 0.03 | 51.34 | 51.33 | 0.01 | 0
2030 | MISO_W_2_MAPP_CA | MISO_W | MAPP_CA | Internal | Winter | B19 | 700 | 700 | 700 | 48.13 | 50.99 | 0.01 | 2.85
2030 | MISO_W_2_MAPP_CA | MISO_W | MAPP_CA | Internal | Winter | B20 | 935 | 700 | 700 | 43.18 | 50.99 | 0.01 | 7.8
2030 | MISO_W_2_MAPP_US | MISO_W | MAPP_US | Internal | Shoulder | B11 | 25 | 2300 | 0 | 69.79 | 69.06 | 7 | 0
2030 | MISO_W_2_MAPP_US | MISO_W | MAPP_US | Internal | Shoulder | B12 | 200 | 2300 | 0 | 58.16 | 51.16 | 7 | 0
2030 | MISO_W_2_MAPP_US | MISO_W | MAPP_US | Internal | Shoulder | B13 | 600 | 2300 | 0 | 48.09 | 43.59 | 7 | 0
2030 | MISO_W_2_MAPP_US | MISO_W | MAPP_US | Internal | Shoulder | B14 | 900 | 2300 | 0 | 47.86 | 43.59 | 7 | 0
2030 | MISO_W_2_MAPP_US | MISO_W | MAPP_US | Internal | Shoulder | B15 | 1203 | 2300 | 0 | 43.66 | 43.59 | 7 | 0
2030 | MISO_W_2_MAPP_US | MISO_W | MAPP_US | Internal | Summer | B1 | 10 | 2300 | 0 | 77.75 | 72.4 | 7 | 0
2030 | MISO_W_2_MAPP_US | MISO_W | MAPP_US | Internal | Summer | B2 | 25 | 2300 | 0 | 77.09 | 72.4 | 7 | 0
2030 | MISO_W_2_MAPP_US | MISO_W | MAPP_US | Internal | Summer | B3 | 75 | 2300 | 0 | 75.99 | 72.4 | 7 | 0
2030 | MISO_W_2_MAPP_US | MISO_W | MAPP_US | Internal | Summer | B4 | 100 | 2300 | 0 | 75.99 | 71.44 | 7 | 0
2030 | MISO_W_2_MAPP_US | MISO_W | MAPP_US | Internal | Summer | B5 | 200 | 2300 | 0 | 70.16 | 69.18 | 7 | 0
2030 | MISO_W_2_MAPP_US | MISO_W | MAPP_US | Internal | Summer | B6 | 300 | 2300 | 0 | 58.23 | 58.21 | 7 | 0
2030 | MISO_W_2_MAPP_US | MISO_W | MAPP_US | Internal | Summer | B7 | 400 | 2300 | 0 | 47.08 | 47.07 | 7 | 0
2030 | MISO_W_2_MAPP_US | MISO_W | MAPP_US | Internal | Summer | B8 | 500 | 2300 | 0 | 43.97 | 41.56 | 7 | 0
2030 | MISO_W_2_MAPP_US | MISO_W | MAPP_US | Internal | Summer | B9 | 800 | 2300 | 0 | 42.79 | 39.44 | 7 | 0
2030 | MISO_W_2_MAPP_US | MISO_W | MAPP_US | Internal | Summer | B10 | 1262 | 2300 | 0 | 40.31 | 35.8 | 7 | 0
2030 | MISO_W_2_MAPP_US | MISO_W | MAPP_US | Internal | Winter | B16 | 25 | 2300 | 0 | 74.01 | 67.01 | 7 | 0
2030 | MISO_W_2_MAPP_US | MISO_W | MAPP_US | Internal | Winter | B17 | 100 | 2300 | 0 | 56.21 | 49.21 | 7 | 0
2030 | MISO_W_2_MAPP_US | MISO_W | MAPP_US | Internal | Winter | B18 | 400 | 2300 | 0 | 51.34 | 45.32 | 7 | 0
2030 | MISO_W_2_MAPP_US | MISO_W | MAPP_US | Internal | Winter | B19 | 700 | 2300 | 0 | 48.13 | 45.32 | 7 | 0
2030 | MISO_W_2_MAPP_US | MISO_W | MAPP_US | Internal | Winter | B20 | 935 | 2300 | 0 | 43.18 | 43.17 | 7 | 0
2030 | MISO_W_2_MISO_MO-IL | MISO_W | MISO_MO-IL | Internal | Shoulder | B11 | 25 | 3800 | 0.43 | 69.79 | 69.78 | 0.01 | 0
2030 | MISO_W_2_MISO_MO-IL | MISO_W | MISO_MO-IL | Internal | Shoulder | B12 | 200 | 3800 | 620.43 | 58.16 | 58.17 | 0.01 | 0
2030 | MISO_W_2_MISO_MO-IL | MISO_W | MISO_MO-IL | Internal | Shoulder | B13 | 600 | 3800 | 416.16 | 48.09 | 48.1 | 0.01 | 0
2030 | MISO_W_2_MISO_MO-IL | MISO_W | MISO_MO-IL | Internal | Shoulder | B14 | 900 | 3800 | 0 | 47.86 | 47.65 | 0.01 | 0
2030 | MISO_W_2_MISO_MO-IL | MISO_W | MISO_MO-IL | Internal | Shoulder | B15 | 1203 | 3800 | 0.01 | 43.66 | 43.64 | 0.01 | 0
2030 | MISO_W_2_MISO_MO-IL | MISO_W | MISO_MO-IL | Internal | Summer | B1 | 10 | 3800 | 2.17 | 77.75 | 77.75 | 0.01 | 0
2030 | MISO_W_2_MISO_MO-IL | MISO_W | MISO_MO-IL | Internal | Summer | B2 | 25 | 3800 | 0.4 | 77.09 | 77.08 | 0.01 | 0
2030 | MISO_W_2_MISO_MO-IL | MISO_W | MISO_MO-IL | Internal | Summer | B3 | 75 | 3800 | 0 | 75.99 | 75 | 0.01 | 0
2030 | MISO_W_2_MISO_MO-IL | MISO_W | MISO_MO-IL | Internal | Summer | B4 | 100 | 3800 | 0 | 75.99 | 72.49 | 0.01 | 0
2030 | MISO_W_2_MISO_MO-IL | MISO_W | MISO_MO-IL | Internal | Summer | B5 | 200 | 3800 | 0.06 | 70.16 | 70.15 | 0.01 | 0
2030 | MISO_W_2_MISO_MO-IL | MISO_W | MISO_MO-IL | Internal | Summer | B6 | 300 | 3800 | 0 | 58.23 | 56.87 | 0.01 | 0
2030 | MISO_W_2_MISO_MO-IL | MISO_W | MISO_MO-IL | Internal | Summer | B7 | 400 | 3800 | 0.03 | 47.08 | 47.07 | 0.01 | 0
2030 | MISO_W_2_MISO_MO-IL | MISO_W | MISO_MO-IL | Internal | Summer | B8 | 500 | 3800 | 511.41 | 43.97 | 43.98 | 0.01 | 0
2030 | MISO_W_2_MISO_MO-IL | MISO_W | MISO_MO-IL | Internal | Summer | B9 | 800 | 3800 | 0.01 | 42.79 | 42.78 | 0.01 | 0
2030 | MISO_W_2_MISO_MO-IL | MISO_W | MISO_MO-IL | Internal | Summer | B10 | 1262 | 3800 | 1547.6 | 40.31 | 40.32 | 0.01 | 0
2030 | MISO_W_2_MISO_MO-IL | MISO_W | MISO_MO-IL | Internal | Winter | B16 | 25 | 3800 | 2084.11 | 74.01 | 74.02 | 0.01 | 0
2030 | MISO_W_2_MISO_MO-IL | MISO_W | MISO_MO-IL | Internal | Winter | B17 | 100 | 3800 | 1544.69 | 56.21 | 56.23 | 0.01 | 0
2030 | MISO_W_2_MISO_MO-IL | MISO_W | MISO_MO-IL | Internal | Winter | B18 | 400 | 3800 | 0.03 | 51.34 | 51.33 | 0.01 | 0
2030 | MISO_W_2_MISO_MO-IL | MISO_W | MISO_MO-IL | Internal | Winter | B19 | 700 | 3800 | 0 | 48.13 | 47.38 | 0.01 | 0
2030 | MISO_W_2_MISO_MO-IL | MISO_W | MISO_MO-IL | Internal | Winter | B20 | 935 | 3800 | 0.01 | 43.18 | 43.17 | 0.01 | 0
2030 | MISO_W_2_MISO_WUMS | MISO_W | MISO_WUMS | Internal | Shoulder | B11 | 25 | 1629 | 0.2 | 69.79 | 69.75 | 0.01 | 0
2030 | MISO_W_2_MISO_WUMS | MISO_W | MISO_WUMS | Internal | Shoulder | B12 | 200 | 1629 | 0.06 | 58.16 | 58.15 | 0.01 | 0
2030 | MISO_W_2_MISO_WUMS | MISO_W | MISO_WUMS | Internal | Shoulder | B13 | 600 | 1629 | 0 | 48.09 | 46.04 | 0.01 | 0
2030 | MISO_W_2_MISO_WUMS | MISO_W | MISO_WUMS | Internal | Shoulder | B14 | 900 | 1629 | 0 | 47.86 | 45.43 | 0.01 | 0
2030 | MISO_W_2_MISO_WUMS | MISO_W | MISO_WUMS | Internal | Shoulder | B15 | 1203 | 1629 | 0 | 43.66 | 43.64 | 0.01 | 0
2030 | MISO_W_2_MISO_WUMS | MISO_W | MISO_WUMS | Internal | Summer | B1 | 10 | 1629 | 0 | 77.75 | 71.9 | 0.01 | 0
2030 | MISO_W_2_MISO_WUMS | MISO_W | MISO_WUMS | Internal | Summer | B2 | 25 | 1629 | 0 | 77.09 | 71.9 | 0.01 | 0
2030 | MISO_W_2_MISO_WUMS | MISO_W | MISO_WUMS | Internal | Summer | B3 | 75 | 1629 | 0 | 75.99 | 71.9 | 0.01 | 0
2030 | MISO_W_2_MISO_WUMS | MISO_W | MISO_WUMS | Internal | Summer | B4 | 100 | 1629 | 0 | 75.99 | 71.9 | 0.01 | 0
2030 | MISO_W_2_MISO_WUMS | MISO_W | MISO_WUMS | Internal | Summer | B5 | 200 | 1629 | 0 | 70.16 | 66.13 | 0.01 | 0
2030 | MISO_W_2_MISO_WUMS | MISO_W | MISO_WUMS | Internal | Summer | B6 | 300 | 1629 | 0 | 58.23 | 54.23 | 0.01 | 0
2030 | MISO_W_2_MISO_WUMS | MISO_W | MISO_WUMS | Internal | Summer | B7 | 400 | 1629 | 0 | 47.08 | 43.95 | 0.01 | 0
2030 | MISO_W_2_MISO_WUMS | MISO_W | MISO_WUMS | Internal | Summer | B8 | 500 | 1629 | 0 | 43.97 | 43.66 | 0.01 | 0
2030 | MISO_W_2_MISO_WUMS | MISO_W | MISO_WUMS | Internal | Summer | B9 | 800 | 1629 | 0.01 | 42.79 | 42.78 | 0.01 | 0
2030 | MISO_W_2_MISO_WUMS | MISO_W | MISO_WUMS | Internal | Summer | B10 | 1262 | 1629 | 102.99 | 40.31 | 40.32 | 0.01 | 0
2030 | MISO_W_2_MISO_WUMS | MISO_W | MISO_WUMS | Internal | Winter | B16 | 25 | 1629 | 0.82 | 74.01 | 74.01 | 0.01 | 0
2030 | MISO_W_2_MISO_WUMS | MISO_W | MISO_WUMS | Internal | Winter | B17 | 100 | 1629 | 596.61 | 56.21 | 56.23 | 0.01 | 0
2030 | MISO_W_2_MISO_WUMS | MISO_W | MISO_WUMS | Internal | Winter | B18 | 400 | 1629 | 0.03 | 51.34 | 51.33 | 0.01 | 0
2030 | MISO_W_2_MISO_WUMS | MISO_W | MISO_WUMS | Internal | Winter | B19 | 700 | 1629 | 0.02 | 48.13 | 48.11 | 0.01 | 0
2030 | MISO_W_2_MISO_WUMS | MISO_W | MISO_WUMS | Internal | Winter | B20 | 935 | 1629 | 1510.46 | 43.18 | 43.19 | 0.01 | 0
2030 | MISO_W_2_NE | MISO_W | NE | Internal | Shoulder | B11 | 25 | 2800 | 0.01 | 69.79 | 76.06 | 7 | 0
2030 | MISO_W_2_NE | MISO_W | NE | Internal | Shoulder | B12 | 200 | 2800 | 0 | 58.16 | 58.16 | 7 | 0
2030 | MISO_W_2_NE | MISO_W | NE | Internal | Shoulder | B13 | 600 | 2800 | 0 | 48.09 | 50.17 | 7 | 0
2030 | MISO_W_2_NE | MISO_W | NE | Internal | Shoulder | B14 | 900 | 2800 | 0 | 47.86 | 48.09 | 7 | 0
2030 | MISO_W_2_NE | MISO_W | NE | Internal | Shoulder | B15 | 1203 | 2800 | 0 | 43.66 | 47.96 | 7 | 0
2030 | MISO_W_2_NE | MISO_W | NE | Internal | Summer | B1 | 10 | 2800 | 0 | 77.75 | 79.4 | 7 | 0
2030 | MISO_W_2_NE | MISO_W | NE | Internal | Summer | B2 | 25 | 2800 | 0 | 77.09 | 79.4 | 7 | 0
2030 | MISO_W_2_NE | MISO_W | NE | Internal | Summer | B3 | 75 | 2800 | 0 | 75.99 | 79.4 | 7 | 0
2030 | MISO_W_2_NE | MISO_W | NE | Internal | Summer | B4 | 100 | 2800 | 0 | 75.99 | 78.44 | 7 | 0
2030 | MISO_W_2_NE | MISO_W | NE | Internal | Summer | B5 | 200 | 2800 | 0 | 70.16 | 76.18 | 7 | 0
2030 | MISO_W_2_NE | MISO_W | NE | Internal | Summer | B6 | 300 | 2800 | 0.07 | 58.23 | 65.21 | 7 | 0
2030 | MISO_W_2_NE | MISO_W | NE | Internal | Summer | B7 | 400 | 2800 | 0.05 | 47.08 | 54.07 | 7 | 0
2030 | MISO_W_2_NE | MISO_W | NE | Internal | Summer | B8 | 500 | 2800 | 0 | 43.97 | 48.56 | 7 | 0
2030 | MISO_W_2_NE | MISO_W | NE | Internal | Summer | B9 | 800 | 2800 | 0 | 42.79 | 46.44 | 7 | 0
2030 | MISO_W_2_NE | MISO_W | NE | Internal | Summer | B10 | 1262 | 2800 | 0 | 40.31 | 42.8 | 7 | 0
2030 | MISO_W_2_NE | MISO_W | NE | Internal | Winter | B16 | 25 | 2800 | 0 | 74.01 | 74.01 | 7 | 0
2030 | MISO_W_2_NE | MISO_W | NE | Internal | Winter | B17 | 100 | 2800 | 0 | 56.21 | 53.63 | 7 | 0
2030 | MISO_W_2_NE | MISO_W | NE | Internal | Winter | B18 | 400 | 2800 | 0 | 51.34 | 52.32 | 7 | 0
2030 | MISO_W_2_NE | MISO_W | NE | Internal | Winter | B19 | 700 | 2800 | 0 | 48.13 | 51.28 | 7 | 0
2030 | MISO_W_2_NE | MISO_W | NE | Internal | Winter | B20 | 935 | 2800 | 0.03 | 43.18 | 50.17 | 7 | 0
2030 | MISO_W_2_PJM_ROR | MISO_W | PJM_ROR | Internal | Shoulder | B11 | 25 | 773 | 0 | 69.79 | 67.75 | 2 | 0
2030 | MISO_W_2_PJM_ROR | MISO_W | PJM_ROR | Internal | Shoulder | B12 | 200 | 773 | 0.11 | 58.16 | 60.15 | 2 | 0
2030 | MISO_W_2_PJM_ROR | MISO_W | PJM_ROR | Internal | Shoulder | B13 | 600 | 773 | 0 | 48.09 | 48.04 | 2 | 0
2030 | MISO_W_2_PJM_ROR | MISO_W | PJM_ROR | Internal | Shoulder | B14 | 900 | 773 | 0 | 47.86 | 47.43 | 2 | 0
2030 | MISO_W_2_PJM_ROR | MISO_W | PJM_ROR | Internal | Shoulder | B15 | 1203 | 773 | 0 | 43.66 | 43.69 | 2 | 0
2030 | MISO_W_2_PJM_ROR | MISO_W | PJM_ROR | Internal | Summer | B1 | 10 | 773 | 350.31 | 77.75 | 79.75 | 2 | 0
2030 | MISO_W_2_PJM_ROR | MISO_W | PJM_ROR | Internal | Summer | B2 | 25 | 773 | 0.27 | 77.09 | 79.06 | 2 | 0
2030 | MISO_W_2_PJM_ROR | MISO_W | PJM_ROR | Internal | Summer | B3 | 75 | 773 | 0 | 75.99 | 73.8 | 2 | 0
2030 | MISO_W_2_PJM_ROR | MISO_W | PJM_ROR | Internal | Summer | B4 | 100 | 773 | 0 | 75.99 | 72.62 | 2 | 0
2030 | MISO_W_2_PJM_ROR | MISO_W | PJM_ROR | Internal | Summer | B5 | 200 | 773 | 0 | 70.16 | 68.13 | 2 | 0
2030 | MISO_W_2_PJM_ROR | MISO_W | PJM_ROR | Internal | Summer | B6 | 300 | 773 | 0 | 58.23 | 56.23 | 2 | 0
2030 | MISO_W_2_PJM_ROR | MISO_W | PJM_ROR | Internal | Summer | B7 | 400 | 773 | 0 | 47.08 | 45.95 | 2 | 0
2030 | MISO_W_2_PJM_ROR | MISO_W | PJM_ROR | Internal | Summer | B8 | 500 | 773 | 0 | 43.97 | 44.82 | 2 | 0
2030 | MISO_W_2_PJM_ROR | MISO_W | PJM_ROR | Internal | Summer | B9 | 800 | 773 | 0 | 42.79 | 43.74 | 2 | 0
2030 | MISO_W_2_PJM_ROR | MISO_W | PJM_ROR | Internal | Summer | B10 | 1262 | 773 | 0 | 40.31 | 40.39 | 2 | 0
2030 | MISO_W_2_PJM_ROR | MISO_W | PJM_ROR | Internal | Winter | B16 | 25 | 773 | 346.57 | 74.01 | 76.01 | 2 | 0
2030 | MISO_W_2_PJM_ROR | MISO_W | PJM_ROR | Internal | Winter | B17 | 100 | 773 | 772.78 | 56.21 | 58.23 | 2 | 0.01
2030 | MISO_W_2_PJM_ROR | MISO_W | PJM_ROR | Internal | Winter | B18 | 400 | 773 | 0.05 | 51.34 | 53.33 | 2 | 0
2030 | MISO_W_2_PJM_ROR | MISO_W | PJM_ROR | Internal | Winter | B19 | 700 | 773 | 0 | 48.13 | 49.22 | 2 | 0
2030 | MISO_W_2_PJM_ROR | MISO_W | PJM_ROR | Internal | Winter | B20 | 935 | 773 | 0 | 43.18 | 44.97 | 2 | 0
2030 | MISO_W_2_SPP_N | MISO_W | SPP_N | Internal | Shoulder | B11 | 25 | 3200 | 0.01 | 69.79 | 76.07 | 7 | 0
2030 | MISO_W_2_SPP_N | MISO_W | SPP_N | Internal | Shoulder | B12 | 200 | 3200 | 0 | 58.16 | 58.17 | 7 | 0
2030 | MISO_W_2_SPP_N | MISO_W | SPP_N | Internal | Shoulder | B13 | 600 | 3200 | 0 | 48.09 | 50.16 | 7 | 0
2030 | MISO_W_2_SPP_N | MISO_W | SPP_N | Internal | Shoulder | B14 | 900 | 3200 | 0 | 47.86 | 48.1 | 7 | 0
2030 | MISO_W_2_SPP_N | MISO_W | SPP_N | Internal | Shoulder | B15 | 1203 | 3200 | 0 | 43.66 | 47.97 | 7 | 0
2030 | MISO_W_2_SPP_N | MISO_W | SPP_N | Internal | Summer | B1 | 10 | 3200 | 0 | 77.75 | 79.41 | 7 | 0
2030 | MISO_W_2_SPP_N | MISO_W | SPP_N | Internal | Summer | B2 | 25 | 3200 | 0 | 77.09 | 79.41 | 7 | 0
2030 | MISO_W_2_SPP_N | MISO_W | SPP_N | Internal | Summer | B3 | 75 | 3200 | 0 | 75.99 | 79.41 | 7 | 0
2030 | MISO_W_2_SPP_N | MISO_W | SPP_N | Internal | Summer | B4 | 100 | 3200 | 0 | 75.99 | 78.45 | 7 | 0
2030 | MISO_W_2_SPP_N | MISO_W | SPP_N | Internal | Summer | B5 | 200 | 3200 | 0 | 70.16 | 76.19 | 7 | 0
2030 | MISO_W_2_SPP_N | MISO_W | SPP_N | Internal | Summer | B6 | 300 | 3200 | 1306.02 | 58.23 | 65.23 | 7 | 0
2030 | MISO_W_2_SPP_N | MISO_W | SPP_N | Internal | Summer | B7 | 400 | 3200 | 2020.92 | 47.08 | 54.08 | 7 | 0
2030 | MISO_W_2_SPP_N | MISO_W | SPP_N | Internal | Summer | B8 | 500 | 3200 | 0 | 43.97 | 48.57 | 7 | 0
2030 | MISO_W_2_SPP_N | MISO_W | SPP_N | Internal | Summer | B9 | 800 | 3200 | 0 | 42.79 | 46.45 | 7 | 0
2030 | MISO_W_2_SPP_N | MISO_W | SPP_N | Internal | Summer | B10 | 1262 | 3200 | 0 | 40.31 | 46.35 | 7 | 0
2030 | MISO_W_2_SPP_N | MISO_W | SPP_N | Internal | Winter | B16 | 25 | 3200 | 0 | 74.01 | 74.02 | 7 | 0
2030 | MISO_W_2_SPP_N | MISO_W | SPP_N | Internal | Winter | B17 | 100 | 3200 | 0 | 56.21 | 53.64 | 7 | 0
2030 | MISO_W_2_SPP_N | MISO_W | SPP_N | Internal | Winter | B18 | 400 | 3200 | 0 | 51.34 | 52.33 | 7 | 0
2030 | MISO_W_2_SPP_N | MISO_W | SPP_N | Internal | Winter | B19 | 700 | 3200 | 0 | 48.13 | 51.29 | 7 | 0
2030 | MISO_W_2_SPP_N | MISO_W | SPP_N | Internal | Winter | B20 | 935 | 3200 | 70.11 | 43.18 | 50.18 | 7 | 0
2030 | MISO_WUMS_2_MISO_MI | MISO_WUMS | MISO_MI | Internal | Shoulder | B11 | 25 | 99 | 0.75 | 69.75 | 69.75 | 0.01 | 0
2030 | MISO_WUMS_2_MISO_MI | MISO_WUMS | MISO_MI | Internal | Shoulder | B12 | 200 | 99 | 98.96 | 58.15 | 58.2 | 0.01 | 0.04
2030 | MISO_WUMS_2_MISO_MI | MISO_WUMS | MISO_MI | Internal | Shoulder | B13 | 600 | 99 | 99 | 46.04 | 48.12 | 0.01 | 2.07
2030 | MISO_WUMS_2_MISO_MI | MISO_WUMS | MISO_MI | Internal | Shoulder | B14 | 900 | 99 | 99 | 45.43 | 47.68 | 0.01 | 2.23
2030 | MISO_WUMS_2_MISO_MI | MISO_WUMS | MISO_MI | Internal | Shoulder | B15 | 1203 | 99 | 98.98 | 43.64 | 43.67 | 0.01 | 0.01
2030 | MISO_WUMS_2_MISO_MI | MISO_WUMS | MISO_MI | Internal | Summer | B1 | 10 | 99 | 99 | 71.9 | 77.75 | 0.01 | 5.83
2030 | MISO_WUMS_2_MISO_MI | MISO_WUMS | MISO_MI | Internal | Summer | B2 | 25 | 99 | 99 | 71.9 | 77.06 | 0.01 | 5.15
2030 | MISO_WUMS_2_MISO_MI | MISO_WUMS | MISO_MI | Internal | Summer | B3 | 75 | 99 | 99 | 71.9 | 74.97 | 0.01 | 3.06
2030 | MISO_WUMS_2_MISO_MI | MISO_WUMS | MISO_MI | Internal | Summer | B4 | 100 | 99 | 99 | 71.9 | 72.47 | 0.01 | 0.56
2030 | MISO_WUMS_2_MISO_MI | MISO_WUMS | MISO_MI | Internal | Summer | B5 | 200 | 99 | 99 | 66.13 | 70.12 | 0.01 | 3.98
2030 | MISO_WUMS_2_MISO_MI | MISO_WUMS | MISO_MI | Internal | Summer | B6 | 300 | 99 | 99 | 54.23 | 56.85 | 0.01 | 2.61
2030 | MISO_WUMS_2_MISO_MI | MISO_WUMS | MISO_MI | Internal | Summer | B7 | 400 | 99 | 99 | 43.95 | 47.07 | 0.01 | 3.11
2030 | MISO_WUMS_2_MISO_MI | MISO_WUMS | MISO_MI | Internal | Summer | B8 | 500 | 99 | 99 | 43.66 | 44.01 | 0.01 | 0.33
2030 | MISO_WUMS_2_MISO_MI | MISO_WUMS | MISO_MI | Internal | Summer | B9 | 800 | 99 | 98.97 | 42.78 | 42.8 | 0.01 | 0.01
2030 | MISO_WUMS_2_MISO_MI | MISO_WUMS | MISO_MI | Internal | Summer | B10 | 1262 | 99 | 99 | 40.32 | 40.63 | 0.01 | 0.3
2030 | MISO_WUMS_2_MISO_MI | MISO_WUMS | MISO_MI | Internal | Winter | B16 | 25 | 99 | 98.99 | 74.01 | 74.02 | 0.01 | 0
2030 | MISO_WUMS_2_MISO_MI | MISO_WUMS | MISO_MI | Internal | Winter | B17 | 100 | 99 | 98.8 | 56.23 | 56.25 | 0.01 | 0.01
2030 | MISO_WUMS_2_MISO_MI | MISO_WUMS | MISO_MI | Internal | Winter | B18 | 400 | 99 | 98.95 | 51.33 | 51.35 | 0.01 | 0.01
2030 | MISO_WUMS_2_MISO_MI | MISO_WUMS | MISO_MI | Internal | Winter | B19 | 700 | 99 | 0 | 48.11 | 47.4 | 0.01 | 0
2030 | MISO_WUMS_2_MISO_MI | MISO_WUMS | MISO_MI | Internal | Winter | B20 | 935 | 99 | 0.03 | 43.19 | 43.19 | 0.01 | 0
2030 | MISO_WUMS_2_MISO_W | MISO_WUMS | MISO_W | Internal | Shoulder | B11 | 25 | 1137 | 1136.61 | 69.75 | 69.79 | 0.01 | 0.02
2030 | MISO_WUMS_2_MISO_W | MISO_WUMS | MISO_W | Internal | Shoulder | B12 | 200 | 1137 | 535.18 | 58.15 | 58.16 | 0.01 | 0
2030 | MISO_WUMS_2_MISO_W | MISO_WUMS | MISO_W | Internal | Shoulder | B13 | 600 | 1137 | 1137 | 46.04 | 48.09 | 0.01 | 2.03
2030 | MISO_WUMS_2_MISO_W | MISO_WUMS | MISO_W | Internal | Shoulder | B14 | 900 | 1137 | 1137 | 45.43 | 47.86 | 0.01 | 2.42
2030 | MISO_WUMS_2_MISO_W | MISO_WUMS | MISO_W | Internal | Shoulder | B15 | 1203 | 1137 | 727.86 | 43.64 | 43.66 | 0.01 | 0
2030 | MISO_WUMS_2_MISO_W | MISO_WUMS | MISO_W | Internal | Summer | B1 | 10 | 1137 | 1137 | 71.9 | 77.75 | 0.01 | 5.83
2030 | MISO_WUMS_2_MISO_W | MISO_WUMS | MISO_W | Internal | Summer | B2 | 25 | 1137 | 1137 | 71.9 | 77.09 | 0.01 | 5.18
2030 | MISO_WUMS_2_MISO_W | MISO_WUMS | MISO_W | Internal | Summer | B3 | 75 | 1137 | 1137 | 71.9 | 75.99 | 0.01 | 4.08
2030 | MISO_WUMS_2_MISO_W | MISO_WUMS | MISO_W | Internal | Summer | B4 | 100 | 1137 | 1137 | 71.9 | 75.99 | 0.01 | 4.08
2030 | MISO_WUMS_2_MISO_W | MISO_WUMS | MISO_W | Internal | Summer | B5 | 200 | 1137 | 1137 | 66.13 | 70.16 | 0.01 | 4.01
2030 | MISO_WUMS_2_MISO_W | MISO_WUMS | MISO_W | Internal | Summer | B6 | 300 | 1137 | 1137 | 54.23 | 58.23 | 0.01 | 3.99
2030 | MISO_WUMS_2_MISO_W | MISO_WUMS | MISO_W | Internal | Summer | B7 | 400 | 1137 | 1137 | 43.95 | 47.08 | 0.01 | 3.12
2030 | MISO_WUMS_2_MISO_W | MISO_WUMS | MISO_W | Internal | Summer | B8 | 500 | 1137 | 1137 | 43.66 | 43.97 | 0.01 | 0.3
2030 | MISO_WUMS_2_MISO_W | MISO_WUMS | MISO_W | Internal | Summer | B9 | 800 | 1137 | 174.5 | 42.78 | 42.79 | 0.01 | 0
2030 | MISO_WUMS_2_MISO_W | MISO_WUMS | MISO_W | Internal | Summer | B10 | 1262 | 1137 | 0.01 | 40.32 | 40.31 | 0.01 | 0
2030 | MISO_WUMS_2_MISO_W | MISO_WUMS | MISO_W | Internal | Winter | B16 | 25 | 1137 | 0.9 | 74.01 | 74.01 | 0.01 | 0
2030 | MISO_WUMS_2_MISO_W | MISO_WUMS | MISO_W | Internal | Winter | B17 | 100 | 1137 | 0.11 | 56.23 | 56.21 | 0.01 | 0
2030 | MISO_WUMS_2_MISO_W | MISO_WUMS | MISO_W | Internal | Winter | B18 | 400 | 1137 | 541.74 | 51.33 | 51.34 | 0.01 | 0
2030 | MISO_WUMS_2_MISO_W | MISO_WUMS | MISO_W | Internal | Winter | B19 | 700 | 1137 | 676.85 | 48.11 | 48.13 | 0.01 | 0
2030 | MISO_WUMS_2_MISO_W | MISO_WUMS | MISO_W | Internal | Winter | B20 | 935 | 1137 | 0.01 | 43.19 | 43.18 | 0.01 | 0
2030 | MISO_WUMS_2_PJM_ROR | MISO_WUMS | PJM_ROR | Internal | Shoulder | B11 | 25 | 1600 | 0 | 69.75 | 67.75 | 2 | 0
2030 | MISO_WUMS_2_PJM_ROR | MISO_WUMS | PJM_ROR | Internal | Shoulder | B12 | 200 | 1600 | 299.17 | 58.15 | 60.15 | 2 | 0
2030 | MISO_WUMS_2_PJM_ROR | MISO_WUMS | PJM_ROR | Internal | Shoulder | B13 | 600 | 1600 | 13.02 | 46.04 | 48.04 | 2 | 0
2030 | MISO_WUMS_2_PJM_ROR | MISO_WUMS | PJM_ROR | Internal | Shoulder | B14 | 900 | 1600 | 690.13 | 45.43 | 47.43 | 2 | 0
2030 | MISO_WUMS_2_PJM_ROR | MISO_WUMS | PJM_ROR | Internal | Shoulder | B15 | 1203 | 1600 | 0 | 43.64 | 43.69 | 2 | 0
2030 | MISO_WUMS_2_PJM_ROR | MISO_WUMS | PJM_ROR | Internal | Summer | B1 | 10 | 1600 | 1600 | 71.9 | 79.75 | 2 | 5.84
2030 | MISO_WUMS_2_PJM_ROR | MISO_WUMS | PJM_ROR | Internal | Summer | B2 | 25 | 1600 | 1600 | 71.9 | 79.06 | 2 | 5.16
2030 | MISO_WUMS_2_PJM_ROR | MISO_WUMS | PJM_ROR | Internal | Summer | B3 | 75 | 1600 | 0.04 | 71.9 | 73.8 | 2 | 0
2030 | MISO_WUMS_2_PJM_ROR | MISO_WUMS | PJM_ROR | Internal | Summer | B4 | 100 | 1600 | 0 | 71.9 | 72.62 | 2 | 0
2030 | MISO_WUMS_2_PJM_ROR | MISO_WUMS | PJM_ROR | Internal | Summer | B5 | 200 | 1600 | 41.76 | 66.13 | 68.13 | 2 | 0
2030 | MISO_WUMS_2_PJM_ROR | MISO_WUMS | PJM_ROR | Internal | Summer | B6 | 300 | 1600 | 526.68 | 54.23 | 56.23 | 2 | 0
2030 | MISO_WUMS_2_PJM_ROR | MISO_WUMS | PJM_ROR | Internal | Summer | B7 | 400 | 1600 | 876.48 | 43.95 | 45.95 | 2 | 0
2030 | MISO_WUMS_2_PJM_ROR | MISO_WUMS | PJM_ROR | Internal | Summer | B8 | 500 | 1600 | 0 | 43.66 | 44.82 | 2 | 0
2030 | MISO_WUMS_2_PJM_ROR | MISO_WUMS | PJM_ROR | Internal | Summer | B9 | 800 | 1600 | 0 | 42.78 | 43.74 | 2 | 0
2030 | MISO_WUMS_2_PJM_ROR | MISO_WUMS | PJM_ROR | Internal | Summer | B10 | 1262 | 1600 | 0 | 40.32 | 40.39 | 2 | 0
2030 | MISO_WUMS_2_PJM_ROR | MISO_WUMS | PJM_ROR | Internal | Winter | B16 | 25 | 1600 | 220.75 | 74.01 | 76.01 | 2 | 0
2030 | MISO_WUMS_2_PJM_ROR | MISO_WUMS | PJM_ROR | Internal | Winter | B17 | 100 | 1600 | 1201.66 | 56.23 | 58.23 | 2 | 0
2030 | MISO_WUMS_2_PJM_ROR | MISO_WUMS | PJM_ROR | Internal | Winter | B18 | 400 | 1600 | 325.43 | 51.33 | 53.33 | 2 | 0
2030 | MISO_WUMS_2_PJM_ROR | MISO_WUMS | PJM_ROR | Internal | Winter | B19 | 700 | 1600 | 0 | 48.11 | 49.22 | 2 | 0
2030 | MISO_WUMS_2_PJM_ROR | MISO_WUMS | PJM_ROR | Internal | Winter | B20 | 935 | 1600 | 0 | 43.19 | 44.97 | 2 | 0
2030 | NE_2_MAPP_US | NE | MAPP_US | Internal | Shoulder | B11 | 25 | 1600 | 0 | 76.06 | 69.06 | 5 | 0
2030 | NE_2_MAPP_US | NE | MAPP_US | Internal | Shoulder | B12 | 200 | 1600 | 0 | 58.16 | 51.16 | 5 | 0
2030 | NE_2_MAPP_US | NE | MAPP_US | Internal | Shoulder | B13 | 600 | 1600 | 0 | 50.17 | 43.59 | 5 | 0
2030 | NE_2_MAPP_US | NE | MAPP_US | Internal | Shoulder | B14 | 900 | 1600 | 0 | 48.09 | 43.59 | 5 | 0
2030 | NE_2_MAPP_US | NE | MAPP_US | Internal | Shoulder | B15 | 1203 | 1600 | 0 | 47.96 | 43.59 | 5 | 0
2030 | NE_2_MAPP_US | NE | MAPP_US | Internal | Summer | B1 | 10 | 1600 | 0 | 79.4 | 72.4 | 5 | 0
2030 | NE_2_MAPP_US | NE | MAPP_US | Internal | Summer | B2 | 25 | 1600 | 0 | 79.4 | 72.4 | 5 | 0
2030 | NE_2_MAPP_US | NE | MAPP_US | Internal | Summer | B3 | 75 | 1600 | 0 | 79.4 | 72.4 | 5 | 0
2030 | NE_2_MAPP_US | NE | MAPP_US | Internal | Summer | B4 | 100 | 1600 | 0 | 78.44 | 71.44 | 5 | 0
2030 | NE_2_MAPP_US | NE | MAPP_US | Internal | Summer | B5 | 200 | 1600 | 0 | 76.18 | 69.18 | 5 | 0
2030 | NE_2_MAPP_US | NE | MAPP_US | Internal | Summer | B6 | 300 | 1600 | 0 | 65.21 | 58.21 | 5 | 0
2030 | NE_2_MAPP_US | NE | MAPP_US | Internal | Summer | B7 | 400 | 1600 | 0 | 54.07 | 47.07 | 5 | 0
2030 | NE_2_MAPP_US | NE | MAPP_US | Internal | Summer | B8 | 500 | 1600 | 0 | 48.56 | 41.56 | 5 | 0
2030 | NE_2_MAPP_US | NE | MAPP_US | Internal | Summer | B9 | 800 | 1600 | 0 | 46.44 | 39.44 | 5 | 0
2030 | NE_2_MAPP_US | NE | MAPP_US | Internal | Summer | B10 | 1262 | 1600 | 0 | 42.8 | 35.8 | 5 | 0
2030 | NE_2_MAPP_US | NE | MAPP_US | Internal | Winter | B16 | 25 | 1600 | 0 | 74.01 | 67.01 | 5 | 0
2030 | NE_2_MAPP_US | NE | MAPP_US | Internal | Winter | B17 | 100 | 1600 | 0 | 53.63 | 49.21 | 5 | 0
2030 | NE_2_MAPP_US | NE | MAPP_US | Internal | Winter | B18 | 400 | 1600 | 0 | 52.32 | 45.32 | 5 | 0
2030 | NE_2_MAPP_US | NE | MAPP_US | Internal | Winter | B19 | 700 | 1600 | 0 | 51.28 | 45.32 | 5 | 0
2030 | NE_2_MAPP_US | NE | MAPP_US | Internal | Winter | B20 | 935 | 1600 | 0 | 50.17 | 43.17 | 5 | 0
2030 | NE_2_MISO_W | NE | MISO_W | Internal | Shoulder | B11 | 25 | 1600 | 0 | 76.06 | 69.79 | 5 | 0
2030 | NE_2_MISO_W | NE | MISO_W | Internal | Shoulder | B12 | 200 | 1600 | 0 | 58.16 | 58.16 | 5 | 0
2030 | NE_2_MISO_W | NE | MISO_W | Internal | Shoulder | B13 | 600 | 1600 | 0 | 50.17 | 48.09 | 5 | 0
2030 | NE_2_MISO_W | NE | MISO_W | Internal | Shoulder | B14 | 900 | 1600 | 0 | 48.09 | 47.86 | 5 | 0
2030 | NE_2_MISO_W | NE | MISO_W | Internal | Shoulder | B15 | 1203 | 1600 | 0 | 47.96 | 43.66 | 5 | 0
2030 | NE_2_MISO_W | NE | MISO_W | Internal | Summer | B1 | 10 | 1600 | 0 | 79.4 | 77.75 | 5 | 0
2030 | NE_2_MISO_W | NE | MISO_W | Internal | Summer | B2 | 25 | 1600 | 0 | 79.4 | 77.09 | 5 | 0
2030 | NE_2_MISO_W | NE | MISO_W | Internal | Summer | B3 | 75 | 1600 | 0 | 79.4 | 75.99 | 5 | 0
2030 | NE_2_MISO_W | NE | MISO_W | Internal | Summer | B4 | 100 | 1600 | 0 | 78.44 | 75.99 | 5 | 0
2030 | NE_2_MISO_W | NE | MISO_W | Internal | Summer | B5 | 200 | 1600 | 0 | 76.18 | 70.16 | 5 | 0
2030 | NE_2_MISO_W | NE | MISO_W | Internal | Summer | B6 | 300 | 1600 | 0 | 65.21 | 58.23 | 5 | 0
2030 | NE_2_MISO_W | NE | MISO_W | Internal | Summer | B7 | 400 | 1600 | 0 | 54.07 | 47.08 | 5 | 0
2030 | NE_2_MISO_W | NE | MISO_W | Internal | Summer | B8 | 500 | 1600 | 0 | 48.56 | 43.97 | 5 | 0
2030 | NE_2_MISO_W | NE | MISO_W | Internal | Summer | B9 | 800 | 1600 | 0 | 46.44 | 42.79 | 5 | 0
2030 | NE_2_MISO_W | NE | MISO_W | Internal | Summer | B10 | 1262 | 1600 | 0 | 42.8 | 40.31 | 5 | 0
2030 | NE_2_MISO_W | NE | MISO_W | Internal | Winter | B16 | 25 | 1600 | 0 | 74.01 | 74.01 | 5 | 0
2030 | NE_2_MISO_W | NE | MISO_W | Internal | Winter | B17 | 100 | 1600 | 0 | 53.63 | 56.21 | 5 | 0
2030 | NE_2_MISO_W | NE | MISO_W | Internal | Winter | B18 | 400 | 1600 | 0 | 52.32 | 51.34 | 5 | 0
2030 | NE_2_MISO_W | NE | MISO_W | Internal | Winter | B19 | 700 | 1600 | 0 | 51.28 | 48.13 | 5 | 0
2030 | NE_2_MISO_W | NE | MISO_W | Internal | Winter | B20 | 935 | 1600 | 0 | 50.17 | 43.18 | 5 | 0
2030 | NE_2_SPP_N | NE | SPP_N | Internal | Shoulder | B11 | 25 | 1800 | 1552.09 | 76.06 | 76.07 | 0.01 | 0
2030 | NE_2_SPP_N | NE | SPP_N | Internal | Shoulder | B12 | 200 | 1800 | 238.57 | 58.16 | 58.17 | 0.01 | 0
2030 | NE_2_SPP_N | NE | SPP_N | Internal | Shoulder | B13 | 600 | 1800 | 0.02 | 50.17 | 50.16 | 0.01 | 0
2030 | NE_2_SPP_N | NE | SPP_N | Internal | Shoulder | B14 | 900 | 1800 | 39.97 | 48.09 | 48.1 | 0.01 | 0
2030 | NE_2_SPP_N | NE | SPP_N | Internal | Shoulder | B15 | 1203 | 1800 | 441.22 | 47.96 | 47.97 | 0.01 | 0
2030 | NE_2_SPP_N | NE | SPP_N | Internal | Summer | B1 | 10 | 1800 | 1539.31 | 79.4 | 79.41 | 0.01 | 0
2030 | NE_2_SPP_N | NE | SPP_N | Internal | Summer | B2 | 25 | 1800 | 1511.34 | 79.4 | 79.41 | 0.01 | 0
2030 | NE_2_SPP_N | NE | SPP_N | Internal | Summer | B3 | 75 | 1800 | 1616.27 | 79.4 | 79.41 | 0.01 | 0
2030 | NE_2_SPP_N | NE | SPP_N | Internal | Summer | B4 | 100 | 1800 | 1493.58 | 78.44 | 78.45 | 0.01 | 0
2030 | NE_2_SPP_N | NE | SPP_N | Internal | Summer | B5 | 200 | 1800 | 1492.55 | 76.18 | 76.19 | 0.01 | 0
2030 | NE_2_SPP_N | NE | SPP_N | Internal | Summer | B6 | 300 | 1800 | 1501.08 | 65.21 | 65.23 | 0.01 | 0
2030 | NE_2_SPP_N | NE | SPP_N | Internal | Summer | B7 | 400 | 1800 | 1727.06 | 54.07 | 54.08 | 0.01 | 0
2030 | NE_2_SPP_N | NE | SPP_N | Internal | Summer | B8 | 500 | 1800 | 1776.36 | 48.56 | 48.57 | 0.01 | 0
2030 | NE_2_SPP_N | NE | SPP_N | Internal | Summer | B9 | 800 | 1800 | 1391.91 | 46.44 | 46.45 | 0.01 | 0
2030 | NE_2_SPP_N | NE | SPP_N | Internal | Summer | B10 | 1262 | 1800 | 1800 | 42.8 | 46.35 | 0.01 | 3.53
2030 | NE_2_SPP_N | NE | SPP_N | Internal | Winter | B16 | 25 | 1800 | 1547.2 | 74.01 | 74.02 | 0.01 | 0
2030 | NE_2_SPP_N | NE | SPP_N | Internal | Winter | B17 | 100 | 1800 | 776.32 | 53.63 | 53.64 | 0.01 | 0
2030 | NE_2_SPP_N | NE | SPP_N | Internal | Winter | B18 | 400 | 1800 | 827.68 | 52.32 | 52.33 | 0.01 | 0
2030 | NE_2_SPP_N | NE | SPP_N | Internal | Winter | B19 | 700 | 1800 | 677.82 | 51.28 | 51.29 | 0.01 | 0
2030 | NE_2_SPP_N | NE | SPP_N | Internal | Winter | B20 | 935 | 1800 | 1498.05 | 50.17 | 50.18 | 0.01 | 0
2030 | NEISO_2_NYISO_A-F | NEISO | NYISO_A-F | Internal | Shoulder | B11 | 25 | 600 | 600 | 44.17 | 53.09 | 3 | 5.92
2030 | NEISO_2_NYISO_A-F | NEISO | NYISO_A-F | Internal | Shoulder | B12 | 200 | 600 | 600 | 44.17 | 53.09 | 3 | 5.92
2030 | NEISO_2_NYISO_A-F | NEISO | NYISO_A-F | Internal | Shoulder | B13 | 600 | 600 | 600 | 44.17 | 47.68 | 3 | 0.51
2030 | NEISO_2_NYISO_A-F | NEISO | NYISO_A-F | Internal | Shoulder | B14 | 900 | 600 | 599.99 | 44.17 | 47.21 | 3 | 0.05
2030 | NEISO_2_NYISO_A-F | NEISO | NYISO_A-F | Internal | Shoulder | B15 | 1203 | 600 | 600 | 44.17 | 47.21 | 3 | 0.05
2030 | NEISO_2_NYISO_A-F | NEISO | NYISO_A-F | Internal | Summer | B1 | 10 | 600 | 0.97 | 68.78 | 71.76 | 3 | 0
2030 | NEISO_2_NYISO_A-F | NEISO | NYISO_A-F | Internal | Summer | B2 | 25 | 600 | 0.41 | 68.09 | 71.07 | 3 | 0
2030 | NEISO_2_NYISO_A-F | NEISO | NYISO_A-F | Internal | Summer | B3 | 75 | 600 | 565.93 | 60.55 | 63.55 | 3 | 0
2030 | NEISO_2_NYISO_A-F | NEISO | NYISO_A-F | Internal | Summer | B4 | 100 | 600 | 600 | 54.19 | 61.9 | 3 | 4.7
2030 | NEISO_2_NYISO_A-F | NEISO | NYISO_A-F | Internal | Summer | B5 | 200 | 600 | 600 | 40.82 | 54.54 | 3 | 10.72
2030 | NEISO_2_NYISO_A-F | NEISO | NYISO_A-F | Internal | Summer | B6 | 300 | 600 | 600 | 40.82 | 52.17 | 3 | 8.35
2030 | NEISO_2_NYISO_A-F | NEISO | NYISO_A-F | Internal | Summer | B7 | 400 | 600 | 600 | 40.82 | 47.07 | 3 | 3.25
2030 | NEISO_2_NYISO_A-F | NEISO | NYISO_A-F | Internal | Summer | B8 | 500 | 600 | 600 | 40.82 | 45.88 | 3 | 2.07
2030 | NEISO_2_NYISO_A-F | NEISO | NYISO_A-F | Internal | Summer | B9 | 800 | 600 | 600 | 40.82 | 45.88 | 3 | 2.07
2030 | NEISO_2_NYISO_A-F | NEISO | NYISO_A-F | Internal | Summer | B10 | 1262 | 600 | 600 | 40.82 | 45.88 | 3 | 2.07
2030 | NEISO_2_NYISO_A-F | NEISO | NYISO_A-F | Internal | Winter | B16 | 25 | 600 | 161.66 | 54.51 | 57.51 | 3 | 0
2030 | NEISO_2_NYISO_A-F | NEISO | NYISO_A-F | Internal | Winter | B17 | 100 | 600 | 0 | 54.51 | 55.45 | 3 | 0
2030 | NEISO_2_NYISO_A-F | NEISO | NYISO_A-F | Internal | Winter | B18 | 400 | 600 | 0 | 54.51 | 51.6 | 3 | 0
2030 | NEISO_2_NYISO_A-F | NEISO | NYISO_A-F | Internal | Winter | B19 | 700 | 600 | 0 | 54.51 | 51.6 | 3 | 0
2030 | NEISO_2_NYISO_A-F | NEISO | NYISO_A-F | Internal | Winter | B20 | 935 | 600 | 0 | 54.51 | 51.6 | 3 | 0
2030 | NEISO_2_NYISO_G-I | NEISO | NYISO_G-I | Internal | Shoulder | B11 | 25 | 600 | 600 | 44.17 | 59.73 | 3 | 12.56
2030 | NEISO_2_NYISO_G-I | NEISO | NYISO_G-I | Internal | Shoulder | B12 | 200 | 600 | 600 | 44.17 | 53.1 | 3 | 5.93
2030 | NEISO_2_NYISO_G-I | NEISO | NYISO_G-I | Internal | Shoulder | B13 | 600 | 600 | 600 | 44.17 | 47.69 | 3 | 0.52
2030 | NEISO_2_NYISO_G-I | NEISO | NYISO_G-I | Internal | Shoulder | B14 | 900 | 600 | 600 | 44.17 | 47.23 | 3 | 0.06
2030 | NEISO_2_NYISO_G-I | NEISO | NYISO_G-I | Internal | Shoulder | B15 | 1203 | 600 | 600 | 44.17 | 47.23 | 3 | 0.06
2030 | NEISO_2_NYISO_G-I | NEISO | NYISO_G-I | Internal | Summer | B1 | 10 | 600 | 2.04 | 68.78 | 71.77 | 3 | 0
2030 | NEISO_2_NYISO_G-I | NEISO | NYISO_G-I | Internal | Summer | B2 | 25 | 600 | 0.8 | 68.09 | 71.08 | 3 | 0
2030 | NEISO_2_NYISO_G-I | NEISO | NYISO_G-I | Internal | Summer | B3 | 75 | 600 | 599.74 | 60.55 | 63.56 | 3 | 0.01
2030 | NEISO_2_NYISO_G-I | NEISO | NYISO_G-I | Internal | Summer | B4 | 100 | 600 | 600 | 54.19 | 61.91 | 3 | 4.72
2030 | NEISO_2_NYISO_G-I | NEISO | NYISO_G-I | Internal | Summer | B5 | 200 | 600 | 600 | 40.82 | 58.33 | 3 | 14.51
2030 | NEISO_2_NYISO_G-I | NEISO | NYISO_G-I | Internal | Summer | B6 | 300 | 600 | 600 | 40.82 | 52.18 | 3 | 8.36
2030 | NEISO_2_NYISO_G-I | NEISO | NYISO_G-I | Internal | Summer | B7 | 400 | 600 | 600 | 40.82 | 47.08 | 3 | 3.26
2030 | NEISO_2_NYISO_G-I | NEISO | NYISO_G-I | Internal | Summer | B8 | 500 | 600 | 600 | 40.82 | 45.89 | 3 | 2.08
2030 | NEISO_2_NYISO_G-I | NEISO | NYISO_G-I | Internal | Summer | B9 | 800 | 600 | 600 | 40.82 | 45.89 | 3 | 2.08
2030 | NEISO_2_NYISO_G-I | NEISO | NYISO_G-I | Internal | Summer | B10 | 1262 | 600 | 600 | 40.82 | 45.88 | 3 | 2.06
2030 | NEISO_2_NYISO_G-I | NEISO | NYISO_G-I | Internal | Winter | B16 | 25 | 600 | 600 | 54.51 | 80.7 | 3 | 23.19
2030 | NEISO_2_NYISO_G-I | NEISO | NYISO_G-I | Internal | Winter | B17 | 100 | 600 | 487.38 | 54.51 | 57.51 | 3 | 0
2030 | NEISO_2_NYISO_G-I | NEISO | NYISO_G-I | Internal | Winter | B18 | 400 | 600 | 386.86 | 54.51 | 57.51 | 3 | 0
2030 | NEISO_2_NYISO_G-I | NEISO | NYISO_G-I | Internal | Winter | B19 | 700 | 600 | 0 | 54.51 | 55.24 | 3 | 0
2030 | NEISO_2_NYISO_G-I | NEISO | NYISO_G-I | Internal | Winter | B20 | 935 | 600 | 0 | 54.51 | 53.19 | 3 | 0
2030 | NEISO_2_NYISO_J-K | NEISO | NYISO_J-K | Internal | Shoulder | B11 | 25 | 430 | 430 | 44.17 | 63.31 | 3 | 16.14
2030 | NEISO_2_NYISO_J-K | NEISO | NYISO_J-K | Internal | Shoulder | B12 | 200 | 430 | 430 | 44.17 | 53.11 | 3 | 5.95
2030 | NEISO_2_NYISO_J-K | NEISO | NYISO_J-K | Internal | Shoulder | B13 | 600 | 430 | 430 | 44.17 | 47.7 | 3 | 0.53
2030 | NEISO_2_NYISO_J-K | NEISO | NYISO_J-K | Internal | Shoulder | B14 | 900 | 430 | 430 | 44.17 | 47.24 | 3 | 0.07
2030 | NEISO_2_NYISO_J-K | NEISO | NYISO_J-K | Internal | Shoulder | B15 | 1203 | 430 | 430 | 44.17 | 47.24 | 3 | 0.07
2030 | NEISO_2_NYISO_J-K | NEISO | NYISO_J-K | Internal | Summer | B1 | 10 | 430 | 379.02 | 68.78 | 71.78 | 3 | 0
2030 | NEISO_2_NYISO_J-K | NEISO | NYISO_J-K | Internal | Summer | B2 | 25 | 430 | 301.09 | 68.09 | 71.09 | 3 | 0
2030 | NEISO_2_NYISO_J-K | NEISO | NYISO_J-K | Internal | Summer | B3 | 75 | 430 | 429.87 | 60.55 | 63.58 | 3 | 0.02
2030 | NEISO_2_NYISO_J-K | NEISO | NYISO_J-K | Internal | Summer | B4 | 100 | 430 | 430 | 54.19 | 61.92 | 3 | 4.73
2030 | NEISO_2_NYISO_J-K | NEISO | NYISO_J-K | Internal | Summer | B5 | 200 | 430 | 430 | 40.82 | 58.34 | 3 | 14.52
2030 | NEISO_2_NYISO_J-K | NEISO | NYISO_J-K | Internal | Summer | B6 | 300 | 430 | 430 | 40.82 | 58.34 | 3 | 14.52
2030 | NEISO_2_NYISO_J-K | NEISO | NYISO_J-K | Internal | Summer | B7 | 400 | 430 | 430 | 40.82 | 58.34 | 3 | 14.52
2030 | NEISO_2_NYISO_J-K | NEISO | NYISO_J-K | Internal | Summer | B8 | 500 | 430 | 430 | 40.82 | 50.84 | 3 | 7.02
2030 | NEISO_2_NYISO_J-K | NEISO | NYISO_J-K | Internal | Summer | B9 | 800 | 430 | 430 | 40.82 | 45.91 | 3 | 2.09
2030 | NEISO_2_NYISO_J-K | NEISO | NYISO_J-K | Internal | Summer | B10 | 1262 | 430 | 430 | 40.82 | 45.89 | 3 | 2.07
2030 | NEISO_2_NYISO_J-K | NEISO | NYISO_J-K | Internal | Winter | B16 | 25 | 430 | 430 | 54.51 | 80.71 | 3 | 23.2
2030 | NEISO_2_NYISO_J-K | NEISO | NYISO_J-K | Internal | Winter | B17 | 100 | 430 | 430 | 54.51 | 67.32 | 3 | 9.8
2030 | NEISO_2_NYISO_J-K | NEISO | NYISO_J-K | Internal | Winter | B18 | 400 | 430 | 430 | 54.51 | 60.41 | 3 | 2.9
2030 | NEISO_2_NYISO_J-K | NEISO | NYISO_J-K | Internal | Winter | B19 | 700 | 430 | 430 | 54.51 | 60.41 | 3 | 2.9
2030 | NEISO_2_NYISO_J-K | NEISO | NYISO_J-K | Internal | Winter | B20 | 935 | 430 | 0 | 54.51 | 56.77 | 3 | 0
2030 | NonRTO_Midwest_2_MISO_IN | NonRTO_Midwest | MISO_IN | Internal | Shoulder | B11 | 25 | 4450 | 0 | 77.77 | 69.77 | 8 | 0
2030 | NonRTO_Midwest_2_MISO_IN | NonRTO_Midwest | MISO_IN | Internal | Shoulder | B12 | 200 | 4450 | 0 | 66.19 | 58.19 | 8 | 0
2030 | NonRTO_Midwest_2_MISO_IN | NonRTO_Midwest | MISO_IN | Internal | Shoulder | B13 | 600 | 4450 | 0 | 55.3 | 48.11 | 8 | 0
2030 | NonRTO_Midwest_2_MISO_IN | NonRTO_Midwest | MISO_IN | Internal | Shoulder | B14 | 900 | 4450 | 0 | 45.63 | 47.67 | 8 | 0
2030 | NonRTO_Midwest_2_MISO_IN | NonRTO_Midwest | MISO_IN | Internal | Shoulder | B15 | 1203 | 4450 | 0 | 42.2 | 43.66 | 8 | 0
2030 | NonRTO_Midwest_2_MISO_IN | NonRTO_Midwest | MISO_IN | Internal | Summer | B1 | 10 | 4450 | 0 | 80.48 | 77.73 | 8 | 0
2030 | NonRTO_Midwest_2_MISO_IN | NonRTO_Midwest | MISO_IN | Internal | Summer | B2 | 25 | 4450 | 0 | 80.48 | 77.07 | 8 | 0
2030 | NonRTO_Midwest_2_MISO_IN | NonRTO_Midwest | MISO_IN | Internal | Summer | B3 | 75 | 4450 | 0 | 80.48 | 74.99 | 8 | 0
2030 | NonRTO_Midwest_2_MISO_IN | NonRTO_Midwest | MISO_IN | Internal | Summer | B4 | 100 | 4450 | 0 | 80.48 | 72.48 | 8 | 0
2030 | NonRTO_Midwest_2_MISO_IN | NonRTO_Midwest | MISO_IN | Internal | Summer | B5 | 200 | 4450 | 0 | 78.13 | 70.13 | 8 | 0
2030 | NonRTO_Midwest_2_MISO_IN | NonRTO_Midwest | MISO_IN | Internal | Summer | B6 | 300 | 4450 | 0 | 64.86 | 56.86 | 8 | 0
2030 | NonRTO_Midwest_2_MISO_IN | NonRTO_Midwest | MISO_IN | Internal | Summer | B7 | 400 | 4450 | 0 | 46.16 | 47.06 | 8 | 0
2030 | NonRTO_Midwest_2_MISO_IN | NonRTO_Midwest | MISO_IN | Internal | Summer | B8 | 500 | 4450 | 0 | 44.96 | 44 | 8 | 0
2030 | NonRTO_Midwest_2_MISO_IN | NonRTO_Midwest | MISO_IN | Internal | Summer | B9 | 800 | 4450 | 0 | 44.13 | 42.79 | 8 | 0
2030 | NonRTO_Midwest_2_MISO_IN | NonRTO_Midwest | MISO_IN | Internal | Summer | B10 | 1262 | 4450 | 0 | 37.69 | 40.62 | 8 | 0
2030 | NonRTO_Midwest_2_MISO_IN | NonRTO_Midwest | MISO_IN | Internal | Winter | B16 | 25 | 4450 | 0 | 82.03 | 74.03 | 8 | 0
2030 | NonRTO_Midwest_2_MISO_IN | NonRTO_Midwest | MISO_IN | Internal | Winter | B17 | 100 | 4450 | 0 | 64.24 | 56.24 | 8 | 0
2030 | NonRTO_Midwest_2_MISO_IN | NonRTO_Midwest | MISO_IN | Internal | Winter | B18 | 400 | 4450 | 0 | 58.35 | 51.34 | 8 | 0
2030 | NonRTO_Midwest_2_MISO_IN | NonRTO_Midwest | MISO_IN | Internal | Winter | B19 | 700 | 4450 | 0 | 46.16 | 47.39 | 8 | 0
2030 | NonRTO_Midwest_2_MISO_IN | NonRTO_Midwest | MISO_IN | Internal | Winter | B20 | 935 | 4450 | 0 | 42.02 | 43.18 | 8 | 0
2030 | NonRTO_Midwest_2_TVA_Transmission | NonRTO_Midwest | TVA_Transmission | Internal | Shoulder | B11 | 25 | 2400 | 0 | 77.77 | 73.64 | 8 | 0
2030 | NonRTO_Midwest_2_TVA_Transmission | NonRTO_Midwest | TVA_Transmission | Internal | Shoulder | B12 | 200 | 2400 | 0 | 66.19 | 57.7 | 8 | 0
2030 | NonRTO_Midwest_2_TVA_Transmission | NonRTO_Midwest | TVA_Transmission | Internal | Shoulder | B13 | 600 | 2400 | 0 | 55.3 | 52.27 | 8 | 0
2030 | NonRTO_Midwest_2_TVA_Transmission | NonRTO_Midwest | TVA_Transmission | Internal | Shoulder | B14 | 900 | 2400 | 0 | 45.63 | 51.6 | 8 | 0
2030 | NonRTO_Midwest_2_TVA_Transmission | NonRTO_Midwest | TVA_Transmission | Internal | Shoulder | B15 | 1203 | 2400 | 0 | 42.2 | 49.69 | 8 | 0
2030 | NonRTO_Midwest_2_TVA_Transmission | NonRTO_Midwest | TVA_Transmission | Internal | Summer | B1 | 10 | 2400 | 0.01 | 80.48 | 85.75 | 8 | 0
2030 | NonRTO_Midwest_2_TVA_Transmission | NonRTO_Midwest | TVA_Transmission | Internal | Summer | B2 | 25 | 2400 | 0 | 80.48 | 85.06 | 8 | 0
2030 | NonRTO_Midwest_2_TVA_Transmission | NonRTO_Midwest | TVA_Transmission | Internal | Summer | B3 | 75 | 2400 | 0 | 80.48 | 79.8 | 8 | 0
2030 | NonRTO_Midwest_2_TVA_Transmission | NonRTO_Midwest | TVA_Transmission | Internal | Summer | B4 | 100 | 2400 | 0 | 80.48 | 78.62 | 8 | 0
2030 | NonRTO_Midwest_2_TVA_Transmission | NonRTO_Midwest | TVA_Transmission | Internal | Summer | B5 | 200 | 2400 | 0 | 78.13 | 74.13 | 8 | 0
2030 | NonRTO_Midwest_2_TVA_Transmission | NonRTO_Midwest | TVA_Transmission | Internal | Summer | B6 | 300 | 2400 | 0 | 64.86 | 62.05 | 8 | 0
2030 | NonRTO_Midwest_2_TVA_Transmission | NonRTO_Midwest | TVA_Transmission | Internal | Summer | B7 | 400 | 2400 | 0 | 46.16 | 50.92 | 8 | 0
2030 | NonRTO_Midwest_2_TVA_Transmission | NonRTO_Midwest | TVA_Transmission | Internal | Summer | B8 | 500 | 2400 | 0 | 44.96 | 49.14 | 8 | 0
2030 | NonRTO_Midwest_2_TVA_Transmission | NonRTO_Midwest | TVA_Transmission | Internal | Summer | B9 | 800 | 2400 | 0 | 44.13 | 48.74 | 8 | 0
2030 | NonRTO_Midwest_2_TVA_Transmission | NonRTO_Midwest | TVA_Transmission | Internal | Summer | B10 | 1262 | 2400 | 0 | 37.69 | 44.87 | 8 | 0
2030 | NonRTO_Midwest_2_TVA_Transmission | NonRTO_Midwest | TVA_Transmission | Internal | Winter | B16 | 25 | 2400 | 0 | 82.03 | 82.01 | 8 | 0
2030 | NonRTO_Midwest_2_TVA_Transmission | NonRTO_Midwest | TVA_Transmission | Internal | Winter | B17 | 100 | 2400 | 0 | 64.24 | 58.85 | 8 | 0
2030 | NonRTO_Midwest_2_TVA_Transmission | NonRTO_Midwest | TVA_Transmission | Internal | Winter | B18 | 400 | 2400 | 0 | 58.35 | 55.04 | 8 | 0
2030 | NonRTO_Midwest_2_TVA_Transmission | NonRTO_Midwest | TVA_Transmission | Internal | Winter | B19 | 700 | 2400 | 0 | 46.16 | 53.08 | 8 | 0
2030 | NonRTO_Midwest_2_TVA_Transmission | NonRTO_Midwest | TVA_Transmission | Internal | Winter | B20 | 935 | 2400 | 542.95 | 42.02 | 50.02 | 8 | 0
2030 | NYISO_A-F_2_IESO | NYISO_A-F | IESO | Internal | Shoulder | B11 | 25 | 1600 | 0 | 53.09 | 46.09 | 7 | 0
2030 | NYISO_A-F_2_IESO | NYISO_A-F | IESO | Internal | Shoulder | B12 | 200 | 1600 | 0 | 53.09 | 46.09 | 7 | 0
2030 | NYISO_A-F_2_IESO | NYISO_A-F | IESO | Internal | Shoulder | B13 | 600 | 1600 | 0 | 47.68 | 40.68 | 7 | 0
2030 | NYISO_A-F_2_IESO | NYISO_A-F | IESO | Internal | Shoulder | B14 | 900 | 1600 | 0 | 47.21 | 40.68 | 7 | 0
2030 | NYISO_A-F_2_IESO | NYISO_A-F | IESO | Internal | Shoulder | B15 | 1203 | 1600 | 0 | 47.21 | 40.68 | 7 | 0
2030 | NYISO_A-F_2_IESO | NYISO_A-F | IESO | Internal | Summer | B1 | 10 | 1600 | 0 | 71.76 | 70.75 | 7 | 0
2030 | NYISO_A-F_2_IESO | NYISO_A-F | IESO | Internal | Summer | B2 | 25 | 1600 | 0 | 71.07 | 70.06 | 7 | 0
2030 | NYISO_A-F_2_IESO | NYISO_A-F | IESO | Internal | Summer | B3 | 75 | 1600 | 0 | 63.55 | 56.55 | 7 | 0
2030 | NYISO_A-F_2_IESO | NYISO_A-F | IESO | Internal | Summer | B4 | 100 | 1600 | 0 | 61.9 | 54.9 | 7 | 0
2030 | NYISO_A-F_2_IESO | NYISO_A-F | IESO | Internal | Summer | B5 | 200 | 1600 | 0 | 54.54 | 47.54 | 7 | 0
2030 | NYISO_A-F_2_IESO | NYISO_A-F | IESO | Internal | Summer | B6 | 300 | 1600 | 0 | 52.17 | 45.17 | 7 | 0
2030 | NYISO_A-F_2_IESO | NYISO_A-F | IESO | Internal | Summer | B7 | 400 | 1600 | 0 | 47.07 | 40.07 | 7 | 0
2030 | NYISO_A-F_2_IESO | NYISO_A-F | IESO | Internal | Summer | B8 | 500 | 1600 | 0 | 45.88 | 38.88 | 7 | 0
2030 | NYISO_A-F_2_IESO | NYISO_A-F | IESO | Internal | Summer | B9 | 800 | 1600 | 0 | 45.88 | 38.88 | 7 | 0
2030 | NYISO_A-F_2_IESO | NYISO_A-F | IESO | Internal | Summer | B10 | 1262 | 1600 | 0 | 45.88 | 38.88 | 7 | 0
2030 | NYISO_A-F_2_IESO | NYISO_A-F | IESO | Internal | Winter | B16 | 25 | 1600 | 0 | 57.51 | 50.51 | 7 | 0
2030 | NYISO_A-F_2_IESO | NYISO_A-F | IESO | Internal | Winter | B17 | 100 | 1600 | 0 | 55.45 | 48.45 | 7 | 0
2030 | NYISO_A-F_2_IESO | NYISO_A-F | IESO | Internal | Winter | B18 | 400 | 1600 | 0 | 51.6 | 44.6 | 7 | 0
2030 | NYISO_A-F_2_IESO | NYISO_A-F | IESO | Internal | Winter | B19 | 700 | 1600 | 0 | 51.6 | 44.6 | 7 | 0
2030 | NYISO_A-F_2_IESO | NYISO_A-F | IESO | Internal | Winter | B20 | 935 | 1600 | 0 | 51.6 | 44.6 | 7 | 0
2030 | NYISO_A-F_2_NEISO | NYISO_A-F | NEISO | Internal | Shoulder | B11 | 25 | 600 | 0 | 53.09 | 44.17 | 3 | 0
2030 | NYISO_A-F_2_NEISO | NYISO_A-F | NEISO | Internal | Shoulder | B12 | 200 | 600 | 0 | 53.09 | 44.17 | 3 | 0
2030 | NYISO_A-F_2_NEISO | NYISO_A-F | NEISO | Internal | Shoulder | B13 | 600 | 600 | 0 | 47.68 | 44.17 | 3 | 0
2030 | NYISO_A-F_2_NEISO | NYISO_A-F | NEISO | Internal | Shoulder | B14 | 900 | 600 | 0 | 47.21 | 44.17 | 3 | 0
2030 | NYISO_A-F_2_NEISO | NYISO_A-F | NEISO | Internal | Shoulder | B15 | 1203 | 600 | 0 | 47.21 | 44.17 | 3 | 0
2030 | NYISO_A-F_2_NEISO | NYISO_A-F | NEISO | Internal | Summer | B1 | 10 | 600 | 0 | 71.76 | 68.78 | 3 | 0
2030 | NYISO_A-F_2_NEISO | NYISO_A-F | NEISO | Internal | Summer | B2 | 25 | 600 | 0 | 71.07 | 68.09 | 3 | 0
2030 | NYISO_A-F_2_NEISO | NYISO_A-F | NEISO | Internal | Summer | B3 | 75 | 600 | 0 | 63.55 | 60.55 | 3 | 0
2030 | NYISO_A-F_2_NEISO | NYISO_A-F | NEISO | Internal | Summer | B4 | 100 | 600 | 0 | 61.9 | 54.19 | 3 | 0
2030 | NYISO_A-F_2_NEISO | NYISO_A-F | NEISO | Internal | Summer | B5 | 200 | 600 | 0 | 54.54 | 40.82 | 3 | 0
2030 | NYISO_A-F_2_NEISO | NYISO_A-F | NEISO | Internal | Summer | B6 | 300 | 600 | 0 | 52.17 | 40.82 | 3 | 0
2030 | NYISO_A-F_2_NEISO | NYISO_A-F | NEISO | Internal | Summer | B7 | 400 | 600 | 0 | 47.07 | 40.82 | 3 | 0
2030 | NYISO_A-F_2_NEISO | NYISO_A-F | NEISO | Internal | Summer | B8 | 500 | 600 | 0 | 45.88 | 40.82 | 3 | 0
2030 | NYISO_A-F_2_NEISO | NYISO_A-F | NEISO | Internal | Summer | B9 | 800 | 600 | 0 | 45.88 | 40.82 | 3 | 0
2030 | NYISO_A-F_2_NEISO | NYISO_A-F | NEISO | Internal | Summer | B10 | 1262 | 600 | 0 | 45.88 | 40.82 | 3 | 0
2030 | NYISO_A-F_2_NEISO | NYISO_A-F | NEISO | Internal | Winter | B16 | 25 | 600 | 0 | 57.51 | 54.51 | 3 | 0
2030 | NYISO_A-F_2_NEISO | NYISO_A-F | NEISO | Internal | Winter | B17 | 100 | 600 | 0 | 55.45 | 54.51 | 3 | 0
2030 | NYISO_A-F_2_NEISO | NYISO_A-F | NEISO | Internal | Winter | B18 | 400 | 600 | 0 | 51.6 | 54.51 | 3 | 0
2030 | NYISO_A-F_2_NEISO | NYISO_A-F | NEISO | Internal | Winter | B19 | 700 | 600 | 0 | 51.6 | 54.51 | 3 | 0
2030 | NYISO_A-F_2_NEISO | NYISO_A-F | NEISO | Internal | Winter | B20 | 935 | 600 | 0 | 51.6 | 54.51 | 3 | 0
2030 | NYISO_A-F_2_NYISO_G-I | NYISO_A-F | NYISO_G-I | Internal | Shoulder | B11 | 25 | 4250 | 4250 | 53.09 | 59.73 | 0.01 | 6.63
2030 | NYISO_A-F_2_NYISO_G-I | NYISO_A-F | NYISO_G-I | Internal | Shoulder | B12 | 200 | 4250 | 3827.25 | 53.09 | 53.1 | 0.01 | 0
2030 | NYISO_A-F_2_NYISO_G-I | NYISO_A-F | NYISO_G-I | Internal | Shoulder | B13 | 600 | 4250 | 2997.42 | 47.68 | 47.69 | 0.01 | 0
2030 | NYISO_A-F_2_NYISO_G-I | NYISO_A-F | NYISO_G-I | Internal | Shoulder | B14 | 900 | 4250 | 3157.7 | 47.21 | 47.23 | 0.01 | 0
2030 | NYISO_A-F_2_NYISO_G-I | NYISO_A-F | NYISO_G-I | Internal | Shoulder | B15 | 1203 | 4250 | 1205.75 | 47.21 | 47.23 | 0.01 | 0
2030 | NYISO_A-F_2_NYISO_G-I | NYISO_A-F | NYISO_G-I | Internal | Summer | B1 | 10 | 4250 | 3952.17 | 71.76 | 71.77 | 0.01 | 0
2030 | NYISO_A-F_2_NYISO_G-I | NYISO_A-F | NYISO_G-I | Internal | Summer | B2 | 25 | 4250 | 3400.82 | 71.07 | 71.08 | 0.01 | 0
2030 | NYISO_A-F_2_NYISO_G-I | NYISO_A-F | NYISO_G-I | Internal | Summer | B3 | 75 | 4250 | 3797.14 | 63.55 | 63.56 | 0.01 | 0
2030 | NYISO_A-F_2_NYISO_G-I | NYISO_A-F | NYISO_G-I | Internal | Summer | B4 | 100 | 4250 | 3688.08 | 61.9 | 61.91 | 0.01 | 0
2030 | NYISO_A-F_2_NYISO_G-I | NYISO_A-F | NYISO_G-I | Internal | Summer | B5 | 200 | 4250 | 4250 | 54.54 | 58.33 | 0.01 | 3.78
2030 | NYISO_A-F_2_NYISO_G-I | NYISO_A-F | NYISO_G-I | Internal | Summer | B6 | 300 | 4250 | 3805.53 | 52.17 | 52.18 | 0.01 | 0
2030 | NYISO_A-F_2_NYISO_G-I | NYISO_A-F | NYISO_G-I | Internal | Summer | B7 | 400 | 4250 | 3589.99 | 47.07 | 47.08 | 0.01 | 0
2030 | NYISO_A-F_2_NYISO_G-I | NYISO_A-F | NYISO_G-I | Internal | Summer | B8 | 500 | 4250 | 3435.73 | 45.88 | 45.89 | 0.01 | 0
2030 | NYISO_A-F_2_NYISO_G-I | NYISO_A-F | NYISO_G-I | Internal | Summer | B9 | 800 | 4250 | 2316.38 | 45.88 | 45.89 | 0.01 | 0
2030 | NYISO_A-F_2_NYISO_G-I | NYISO_A-F | NYISO_G-I | Internal | Summer | B10 | 1262 | 4250 | 0.01 | 45.88 | 45.88 | 0.01 | 0
2030 | NYISO_A-F_2_NYISO_G-I | NYISO_A-F | NYISO_G-I | Internal | Winter | B16 | 25 | 4250 | 4250 | 57.51 | 80.7 | 0.01 | 23.18
2030 | NYISO_A-F_2_NYISO_G-I | NYISO_A-F | NYISO_G-I | Internal | Winter | B17 | 100 | 4250 | 4250 | 55.45 | 57.51 | 0.01 | 2.05
2030 | NYISO_A-F_2_NYISO_G-I | NYISO_A-F | NYISO_G-I | Internal | Winter | B18 | 400 | 4250 | 4250 | 51.6 | 57.51 | 0.01 | 5.9
2030 | NYISO_A-F_2_NYISO_G-I | NYISO_A-F | NYISO_G-I | Internal | Winter | B19 | 700 | 4250 | 4250 | 51.6 | 55.24 | 0.01 | 3.63
2030 | NYISO_A-F_2_NYISO_G-I | NYISO_A-F | NYISO_G-I | Internal | Winter | B20 | 935 | 4250 | 4250 | 51.6 | 53.19 | 0.01 | 1.58
2030 | NYISO_A-F_2_PJM_ROM | NYISO_A-F | PJM_ROM | Internal | Shoulder | B11 | 25 | 1000 | 1000 | 53.09 | 67.74 | 8 | 6.65
2030 | NYISO_A-F_2_PJM_ROM | NYISO_A-F | PJM_ROM | Internal | Shoulder | B12 | 200 | 1000 | 0 | 53.09 | 60.16 | 8 | 0
2030 | NYISO_A-F_2_PJM_ROM | NYISO_A-F | PJM_ROM | Internal | Shoulder | B13 | 600 | 1000 | 0 | 47.68 | 48.05 | 8 | 0
2030 | NYISO_A-F_2_PJM_ROM | NYISO_A-F | PJM_ROM | Internal | Shoulder | B14 | 900 | 1000 | 0 | 47.21 | 47.45 | 8 | 0
2030 | NYISO_A-F_2_PJM_ROM | NYISO_A-F | PJM_ROM | Internal | Shoulder | B15 | 1203 | 1000 | 0 | 47.21 | 43.7 | 8 | 0
2030 | NYISO_A-F_2_PJM_ROM | NYISO_A-F | PJM_ROM | Internal | Summer | B1 | 10 | 1000 | 770.74 | 71.76 | 79.76 | 8 | 0
2030 | NYISO_A-F_2_PJM_ROM | NYISO_A-F | PJM_ROM | Internal | Summer | B2 | 25 | 1000 | 483.78 | 71.07 | 79.07 | 8 | 0
2030 | NYISO_A-F_2_PJM_ROM | NYISO_A-F | PJM_ROM | Internal | Summer | B3 | 75 | 1000 | 1000 | 63.55 | 73.79 | 8 | 2.24
2030 | NYISO_A-F_2_PJM_ROM | NYISO_A-F | PJM_ROM | Internal | Summer | B4 | 100 | 1000 | 1000 | 61.9 | 72.61 | 8 | 2.71
2030 | NYISO_A-F_2_PJM_ROM | NYISO_A-F | PJM_ROM | Internal | Summer | B5 | 200 | 1000 | 1000 | 54.54 | 68.12 | 8 | 5.58
2030 | NYISO_A-F_2_PJM_ROM | NYISO_A-F | PJM_ROM | Internal | Summer | B6 | 300 | 1000 | 0 | 52.17 | 56.24 | 8 | 0
2030 | NYISO_A-F_2_PJM_ROM | NYISO_A-F | PJM_ROM | Internal | Summer | B7 | 400 | 1000 | 0 | 47.07 | 45.96 | 8 | 0
2030 | NYISO_A-F_2_PJM_ROM | NYISO_A-F | PJM_ROM | Internal | Summer | B8 | 500 | 1000 | 0 | 45.88 | 44.83 | 8 | 0
2030 | NYISO_A-F_2_PJM_ROM | NYISO_A-F | PJM_ROM | Internal | Summer | B9 | 800 | 1000 | 0 | 45.88 | 43.75 | 8 | 0
2030 | NYISO_A-F_2_PJM_ROM | NYISO_A-F | PJM_ROM | Internal | Summer | B10 | 1262 | 1000 | 0 | 45.88 | 40.41 | 8 | 0
2030 | NYISO_A-F_2_PJM_ROM | NYISO_A-F | PJM_ROM | Internal | Winter | B16 | 25 | 1000 | 1000 | 57.51 | 75.99 | 8 | 10.48
2030 | NYISO_A-F_2_PJM_ROM | NYISO_A-F | PJM_ROM | Internal | Winter | B17 | 100 | 1000 | 0 | 55.45 | 58.24 | 8 | 0
2030 | NYISO_A-F_2_PJM_ROM | NYISO_A-F | PJM_ROM | Internal | Winter | B18 | 400 | 1000 | 0 | 51.6 | 53.34 | 8 | 0
2030 | NYISO_A-F_2_PJM_ROM | NYISO_A-F | PJM_ROM | Internal | Winter | B19 | 700 | 1000 | 0 | 51.6 | 49.23 | 8 | 0
2030 | NYISO_A-F_2_PJM_ROM | NYISO_A-F | PJM_ROM | Internal | Winter | B20 | 935 | 1000 | 0 | 51.6 | 45.6 | 8 | 0
2030 | NYISO_G-I_2_NEISO | NYISO_G-I | NEISO | Internal | Shoulder | B11 | 25 | 600 | 0 | 59.73 | 44.17 | 3 | 0
2030 | NYISO_G-I_2_NEISO | NYISO_G-I | NEISO | Internal | Shoulder | B12 | 200 | 600 | 0 | 53.1 | 44.17 | 3 | 0
2030 | NYISO_G-I_2_NEISO | NYISO_G-I | NEISO | Internal | Shoulder | B13 | 600 | 600 | 0 | 47.69 | 44.17 | 3 | 0
2030 | NYISO_G-I_2_NEISO | NYISO_G-I | NEISO | Internal | Shoulder | B14 | 900 | 600 | 0 | 47.23 | 44.17 | 3 | 0
2030 | NYISO_G-I_2_NEISO | NYISO_G-I | NEISO | Internal | Shoulder | B15 | 1203 | 600 | 0 | 47.23 | 44.17 | 3 | 0
2030 | NYISO_G-I_2_NEISO | NYISO_G-I | NEISO | Internal | Summer | B1 | 10 | 600 | 0 | 71.77 | 68.78 | 3 | 0
2030 | NYISO_G-I_2_NEISO | NYISO_G-I | NEISO | Internal | Summer | B2 | 25 | 600 | 0 | 71.08 | 68.09 | 3 | 0
2030 | NYISO_G-I_2_NEISO | NYISO_G-I | NEISO | Internal | Summer | B3 | 75 | 600 | 0 | 63.56 | 60.55 | 3 | 0
2030 | NYISO_G-I_2_NEISO | NYISO_G-I | NEISO | Internal | Summer | B4 | 100 | 600 | 0 | 61.91 | 54.19 | 3 | 0
2030 | NYISO_G-I_2_NEISO | NYISO_G-I | NEISO | Internal | Summer | B5 | 200 | 600 | 0 | 58.33 | 40.82 | 3 | 0
2030 | NYISO_G-I_2_NEISO | NYISO_G-I | NEISO | Internal | Summer | B6 | 300 | 600 | 0 | 52.18 | 40.82 | 3 | 0
2030 | NYISO_G-I_2_NEISO | NYISO_G-I | NEISO | Internal | Summer | B7 | 400 | 600 | 0 | 47.08 | 40.82 | 3 | 0
2030 | NYISO_G-I_2_NEISO | NYISO_G-I | NEISO | Internal | Summer | B8 | 500 | 600 | 0 | 45.89 | 40.82 | 3 | 0
2030 | NYISO_G-I_2_NEISO | NYISO_G-I | NEISO | Internal | Summer | B9 | 800 | 600 | 0 | 45.89 | 40.82 | 3 | 0
2030 | NYISO_G-I_2_NEISO | NYISO_G-I | NEISO | Internal | Summer | B10 | 1262 | 600 | 0 | 45.88 | 40.82 | 3 | 0
2030 | NYISO_G-I_2_NEISO | NYISO_G-I | NEISO | Internal | Winter | B16 | 25 | 600 | 0 | 80.7 | 54.51 | 3 | 0
2030 | NYISO_G-I_2_NEISO | NYISO_G-I | NEISO | Internal | Winter | B17 | 100 | 600 | 0 | 57.51 | 54.51 | 3 | 0
2030 | NYISO_G-I_2_NEISO | NYISO_G-I | NEISO | Internal | Winter | B18 | 400 | 600 | 0 | 57.51 | 54.51 | 3 | 0
2030 | NYISO_G-I_2_NEISO | NYISO_G-I | NEISO | Internal | Winter | B19 | 700 | 600 | 0 | 55.24 | 54.51 | 3 | 0
2030 | NYISO_G-I_2_NEISO | NYISO_G-I | NEISO | Internal | Winter | B20 | 935 | 600 | 0 | 53.19 | 54.51 | 3 | 0
2030 | NYISO_G-I_2_NYISO_A-F | NYISO_G-I | NYISO_A-F | Internal | Shoulder | B11 | 25 | 1999 | 0 | 59.73 | 53.09 | 0.01 | 0
2030 | NYISO_G-I_2_NYISO_A-F | NYISO_G-I | NYISO_A-F | Internal | Shoulder | B12 | 200 | 1999 | 0.06 | 53.1 | 53.09 | 0.01 | 0
2030 | NYISO_G-I_2_NYISO_A-F | NYISO_G-I | NYISO_A-F | Internal | Shoulder | B13 | 600 | 1999 | 0.02 | 47.69 | 47.68 | 0.01 | 0
2030 | NYISO_G-I_2_NYISO_A-F | NYISO_G-I | NYISO_A-F | Internal | Shoulder | B14 | 900 | 1999 | 0.01 | 47.23 | 47.21 | 0.01 | 0
2030 | NYISO_G-I_2_NYISO_A-F | NYISO_G-I | NYISO_A-F | Internal | Shoulder | B15 | 1203 | 1999 | 0 | 47.23 | 47.21 | 0.01 | 0
2030 | NYISO_G-I_2_NYISO_A-F | NYISO_G-I | NYISO_A-F | Internal | Summer | B1 | 10 | 1999 | 0.96 | 71.77 | 71.76 | 0.01 | 0
2030 | NYISO_G-I_2_NYISO_A-F | NYISO_G-I | NYISO_A-F | Internal | Summer | B2 | 25 | 1999 | 0.43 | 71.08 | 71.07 | 0.01 | 0
2030 | NYISO_G-I_2_NYISO_A-F | NYISO_G-I | NYISO_A-F | Internal | Summer | B3 | 75 | 1999 | 0.14 | 63.56 | 63.55 | 0.01 | 0
2030 | NYISO_G-I_2_NYISO_A-F | NYISO_G-I | NYISO_A-F | Internal | Summer | B4 | 100 | 1999 | 0.11 | 61.91 | 61.9 | 0.01 | 0
2030 | NYISO_G-I_2_NYISO_A-F | NYISO_G-I | NYISO_A-F | Internal | Summer | B5 | 200 | 1999 | 0 | 58.33 | 54.54 | 0.01 | 0
2030 | NYISO_G-I_2_NYISO_A-F | NYISO_G-I | NYISO_A-F | Internal | Summer | B6 | 300 | 1999 | 0.04 | 52.18 | 52.17 | 0.01 | 0
2030 | NYISO_G-I_2_NYISO_A-F | NYISO_G-I | NYISO_A-F | Internal | Summer | B7 | 400 | 1999 | 0.03 | 47.08 | 47.07 | 0.01 | 0
2030 | NYISO_G-I_2_NYISO_A-F | NYISO_G-I | NYISO_A-F | Internal | Summer | B8 | 500 | 1999 | 0.02 | 45.89 | 45.88 | 0.01 | 0
2030 | NYISO_G-I_2_NYISO_A-F | NYISO_G-I | NYISO_A-F | Internal | Summer | B9 | 800 | 1999 | 0.01 | 45.89 | 45.88 | 0.01 | 0
2030 | NYISO_G-I_2_NYISO_A-F | NYISO_G-I | NYISO_A-F | Internal | Summer | B10 | 1262 | 1999 | 0.03 | 45.88 | 45.88 | 0.01 | 0
2030 | NYISO_G-I_2_NYISO_A-F | NYISO_G-I | NYISO_A-F | Internal | Winter | B16 | 25 | 1999 | 0 | 80.7 | 57.51 | 0.01 | 0
2030 | NYISO_G-I_2_NYISO_A-F | NYISO_G-I | NYISO_A-F | Internal | Winter | B17 | 100 | 1999 | 0 | 57.51 | 55.45 | 0.01 | 0
2030 | NYISO_G-I_2_NYISO_A-F | NYISO_G-I | NYISO_A-F | Internal | Winter | B18 | 400 | 1999 | 0 | 57.51 | 51.6 | 0.01 | 0
2030 | NYISO_G-I_2_NYISO_A-F | NYISO_G-I | NYISO_A-F | Internal | Winter | B19 | 700 | 1999 | 0 | 55.24 | 51.6 | 0.01 | 0
2030 | NYISO_G-I_2_NYISO_A-F | NYISO_G-I | NYISO_A-F | Internal | Winter | B20 | 935 | 1999 | 0 | 53.19 | 51.6 | 0.01 | 0
2030 | NYISO_G-I_2_NYISO_J-K | NYISO_G-I | NYISO_J-K | Internal | Shoulder | B11 | 25 | 6130 | 6130 | 59.73 | 63.31 | 0.01 | 3.57
2030 | NYISO_G-I_2_NYISO_J-K | NYISO_G-I | NYISO_J-K | Internal | Shoulder | B12 | 200 | 6130 | 5899.77 | 53.1 | 53.11 | 0.01 | 0
2030 | NYISO_G-I_2_NYISO_J-K | NYISO_G-I | NYISO_J-K | Internal | Shoulder | B13 | 600 | 6130 | 5272.67 | 47.69 | 47.7 | 0.01 | 0
2030 | NYISO_G-I_2_NYISO_J-K | NYISO_G-I | NYISO_J-K | Internal | Shoulder | B14 | 900 | 6130 | 5642.96 | 47.23 | 47.24 | 0.01 | 0
2030 | NYISO_G-I_2_NYISO_J-K | NYISO_G-I | NYISO_J-K | Internal | Shoulder | B15 | 1203 | 6130 | 4081.66 | 47.23 | 47.24 | 0.01 | 0
2030 | NYISO_G-I_2_NYISO_J-K | NYISO_G-I | NYISO_J-K | Internal | Summer | B1 | 10 | 6130 | 3606.28 | 71.77 | 71.78 | 0.01 | 0
2030 | NYISO_G-I_2_NYISO_J-K | NYISO_G-I | NYISO_J-K | Internal | Summer | B2 | 25 | 6130 | 3446.69 | 71.08 | 71.09 | 0.01 | 0
2030 | NYISO_G-I_2_NYISO_J-K | NYISO_G-I | NYISO_J-K | Internal | Summer | B3 | 75 | 6130 | 3930.27 | 63.56 | 63.58 | 0.01 | 0
2030 | NYISO_G-I_2_NYISO_J-K | NYISO_G-I | NYISO_J-K | Internal | Summer | B4 | 100 | 6130 | 4116.75 | 61.91 | 61.92 | 0.01 | 0
2030 | NYISO_G-I_2_NYISO_J-K | NYISO_G-I | NYISO_J-K | Internal | Summer | B5 | 200 | 6130 | 4823.74 | 58.33 | 58.34 | 0.01 | 0
2030 | NYISO_G-I_2_NYISO_J-K | NYISO_G-I | NYISO_J-K | Internal | Summer | B6 | 300 | 6130 | 6130 | 52.18 | 58.34 | 0.01 | 6.15
2030 | NYISO_G-I_2_NYISO_J-K | NYISO_G-I | NYISO_J-K | Internal | Summer | B7 | 400 | 6130 | 6130 | 47.08 | 58.34 | 0.01 | 11.25
2030 | NYISO_G-I_2_NYISO_J-K | NYISO_G-I | NYISO_J-K | Internal | Summer | B8 | 500 | 6130 | 6130 | 45.89 | 50.84 | 0.01 | 4.94
2030 | NYISO_G-I_2_NYISO_J-K | NYISO_G-I | NYISO_J-K | Internal | Summer | B9 | 800 | 6130 | 5234.33 | 45.89 | 45.91 | 0.01 | 0
2030 | NYISO_G-I_2_NYISO_J-K | NYISO_G-I | NYISO_J-K | Internal | Summer | B10 | 1262 | 6130 | 3377.23 | 45.88 | 45.89 | 0.01 | 0
2030 | NYISO_G-I_2_NYISO_J-K | NYISO_G-I | NYISO_J-K | Internal | Winter | B16 | 25 | 6130 | 6098.34 | 80.7 | 80.71 | 0.01 | 0
2030 | NYISO_G-I_2_NYISO_J-K | NYISO_G-I | NYISO_J-K | Internal | Winter | B17 | 100 | 6130 | 6130 | 57.51 | 67.32 | 0.01 | 9.79
2030 | NYISO_G-I_2_NYISO_J-K | NYISO_G-I | NYISO_J-K | Internal | Winter | B18 | 400 | 6130 | 6130 | 57.51 | 60.41 | 0.01 | 2.89
2030 | NYISO_G-I_2_NYISO_J-K | NYISO_G-I | NYISO_J-K | Internal | Winter | B19 | 700 | 6130 | 6130 | 55.24 | 60.41 | 0.01 | 5.16
2030 | NYISO_G-I_2_NYISO_J-K | NYISO_G-I | NYISO_J-K | Internal | Winter | B20 | 935 | 6130 | 6130 | 53.19 | 56.77 | 0.01 | 3.57
2030 | NYISO_G-I_2_PJM_E | NYISO_G-I | PJM_E | Internal | Shoulder | B11 | 25 | 1500 | 93.55 | 59.73 | 67.73 | 8 | 0
2030 | NYISO_G-I_2_PJM_E | NYISO_G-I | PJM_E | Internal | Shoulder | B12 | 200 | 1500 | 0 | 53.1 | 60.15 | 8 | 0
2030 | NYISO_G-I_2_PJM_E | NYISO_G-I | PJM_E | Internal | Shoulder | B13 | 600 | 1500 | 0 | 47.69 | 48.06 | 8 | 0
2030 | NYISO_G-I_2_PJM_E | NYISO_G-I | PJM_E | Internal | Shoulder | B14 | 900 | 1500 | 0 | 47.23 | 47.46 | 8 | 0
2030 | NYISO_G-I_2_PJM_E | NYISO_G-I | PJM_E | Internal | Shoulder | B15 | 1203 | 1500 | 0 | 47.23 | 43.71 | 8 | 0
2030 | NYISO_G-I_2_PJM_E | NYISO_G-I | PJM_E | Internal | Summer | B1 | 10 | 1500 | 773.82 | 71.77 | 79.77 | 8 | 0
2030 | NYISO_G-I_2_PJM_E | NYISO_G-I | PJM_E | Internal | Summer | B2 | 25 | 1500 | 485.19 | 71.08 | 79.08 | 8 | 0
2030 | NYISO_G-I_2_PJM_E | NYISO_G-I | PJM_E | Internal | Summer | B3 | 75 | 1500 | 1500 | 63.56 | 73.78 | 8 | 2.21
2030 | NYISO_G-I_2_PJM_E | NYISO_G-I | PJM_E | Internal | Summer | B4 | 100 | 1500 | 1500 | 61.91 | 72.59 | 8 | 2.68
2030 | NYISO_G-I_2_PJM_E | NYISO_G-I | PJM_E | Internal | Summer | B5 | 200 | 1500 | 1500 | 58.33 | 68.13 | 8 | 1.8
2030 | NYISO_G-I_2_PJM_E | NYISO_G-I | PJM_E | Internal | Summer | B6 | 300 | 1500 | 0 | 52.18 | 56.25 | 8 | 0
2030 | NYISO_G-I_2_PJM_E | NYISO_G-I | PJM_E | Internal | Summer | B7 | 400 | 1500 | 0 | 47.08 | 45.97 | 8 | 0
2030 | NYISO_G-I_2_PJM_E | NYISO_G-I | PJM_E | Internal | Summer | B8 | 500 | 1500 | 0 | 45.89 | 44.84 | 8 | 0
2030 | NYISO_G-I_2_PJM_E | NYISO_G-I | PJM_E | Internal | Summer | B9 | 800 | 1500 | 0 | 45.89 | 43.76 | 8 | 0
2030 | NYISO_G-I_2_PJM_E | NYISO_G-I | PJM_E | Internal | Summer | B10 | 1262 | 1500 | 0 | 45.88 | 40.42 | 8 | 0
2030 | NYISO_G-I_2_PJM_E | NYISO_G-I | PJM_E | Internal | Winter | B16 | 25 | 1500 | 0 | 80.7 | 76.01 | 8 | 0
2030 | NYISO_G-I_2_PJM_E | NYISO_G-I | PJM_E | Internal | Winter | B17 | 100 | 1500 | 0 | 57.51 | 58.25 | 8 | 0
2030 | NYISO_G-I_2_PJM_E | NYISO_G-I | PJM_E | Internal | Winter | B18 | 400 | 1500 | 0 | 57.51 | 53.35 | 8 | 0
2030 | NYISO_G-I_2_PJM_E | NYISO_G-I | PJM_E | Internal | Winter | B19 | 700 | 1500 | 0 | 55.24 | 49.24 | 8 | 0
2030 | NYISO_G-I_2_PJM_E | NYISO_G-I | PJM_E | Internal | Winter | B20 | 935 | 1500 | 0 | 53.19 | 45.61 | 8 | 0
2030 | NYISO_J-K_2_NEISO | NYISO_J-K | NEISO | Internal | Shoulder | B11 | 25 | 0.01 | 0 | 63.31 | 44.17 | 3 | 0.9
2030 | NYISO_J-K_2_NEISO | NYISO_J-K | NEISO | Internal | Shoulder | B12 | 200 | 0.01 | 0 | 53.11 | 44.17 | 3 | 0.13
2030 | NYISO_J-K_2_NEISO | NYISO_J-K | NEISO | Internal | Shoulder | B13 | 600 | 0.01 | 0 | 47.7 | 44.17 | 3 | 0.05
2030 | NYISO_J-K_2_NEISO | NYISO_J-K | NEISO | Internal | Shoulder | B14 | 900 | 0.01 | 0 | 47.24 | 44.17 | 3 | 0.03
2030 | NYISO_J-K_2_NEISO | NYISO_J-K | NEISO | Internal | Shoulder | B15 | 1203 | 0.01 | 0 | 47.24 | 44.17 | 3 | 0.02
2030 | NYISO_J-K_2_NEISO | NYISO_J-K | NEISO | Internal | Summer | B1 | 10 | 0.01 | 0 | 71.78 | 68.78 | 3 | 2.84
2030 | NYISO_J-K_2_NEISO | NYISO_J-K | NEISO | Internal | Summer | B2 | 25 | 0.01 | 0 | 71.09 | 68.09 | 3 | 1
2030 | NYISO_J-K_2_NEISO | NYISO_J-K | NEISO | Internal | Summer | B3 | 75 | 0.01 | 0 | 63.58 | 60.55 | 3 | 0.35
2030 | NYISO_J-K_2_NEISO | NYISO_J-K | NEISO | Internal | Summer | B4 | 100 | 0.01 | 0 | 61.92 | 54.19 | 3 | 0.26
2030 | NYISO_J-K_2_NEISO | NYISO_J-K | NEISO | Internal | Summer | B5 | 200 | 0.01 | 0 | 58.34 | 40.82 | 3 | 0.13
2030 | NYISO_J-K_2_NEISO | NYISO_J-K | NEISO | Internal | Summer | B6 | 300 | 0.01 | 0 | 58.34 | 40.82 | 3 | 0.09
2030 | NYISO_J-K_2_NEISO | NYISO_J-K | NEISO | Internal | Summer | B7 | 400 | 0.01 | 0 | 58.34 | 40.82 | 3 | 0.07
2030 | NYISO_J-K_2_NEISO | NYISO_J-K | NEISO | Internal | Summer | B8 | 500 | 0.01 | 0 | 50.84 | 40.82 | 3 | 0.05
2030 | NYISO_J-K_2_NEISO | NYISO_J-K | NEISO | Internal | Summer | B9 | 800 | 0.01 | 0 | 45.91 | 40.82 | 3 | 0.04
2030 | NYISO_J-K_2_NEISO | NYISO_J-K | NEISO | Internal | Summer | B10 | 1262 | 0.01 | 0 | 45.89 | 40.82 | 3 | 0.02
2030 | NYISO_J-K_2_NEISO | NYISO_J-K | NEISO | Internal | Winter | B16 | 25 | 0.01 | 0 | 80.71 | 54.51 | 3 | 0.9
2030 | NYISO_J-K_2_NEISO | NYISO_J-K | NEISO | Internal | Winter | B17 | 100 | 0.01 | 0 | 67.32 | 54.51 | 3 | 0.25
2030 | NYISO_J-K_2_NEISO | NYISO_J-K | NEISO | Internal | Winter | B18 | 400 | 0.01 | 0 | 60.41 | 54.51 | 3 | 0.07
2030 | NYISO_J-K_2_NEISO | NYISO_J-K | NEISO | Internal | Winter | B19 | 700 | 0.01 | 0 | 60.41 | 54.51 | 3 | 0.04
2030 | NYISO_J-K_2_NEISO | NYISO_J-K | NEISO | Internal | Winter | B20 | 935 | 0.01 | 0 | 56.77 | 54.51 | 3 | 0.03
2030 | NYISO_J-K_2_NYISO_G-I | NYISO_J-K | NYISO_G-I | Internal | Shoulder | B11 | 25 | 1999 | 0 | 63.31 | 59.73 | 0.01 | 0
2030 | NYISO_J-K_2_NYISO_G-I | NYISO_J-K | NYISO_G-I | Internal | Shoulder | B12 | 200 | 1999 | 0.05 | 53.11 | 53.1 | 0.01 | 0
2030 | NYISO_J-K_2_NYISO_G-I | NYISO_J-K | NYISO_G-I | Internal | Shoulder | B13 | 600 | 1999 | 0.02 | 47.7 | 47.69 | 0.01 | 0
2030 | NYISO_J-K_2_NYISO_G-I | NYISO_J-K | NYISO_G-I | Internal | Shoulder | B14 | 900 | 1999 | 0.01 | 47.24 | 47.23 | 0.01 | 0
2030 | NYISO_J-K_2_NYISO_G-I | NYISO_J-K | NYISO_G-I | Internal | Shoulder | B15 | 1203 | 1999 | 0 | 47.24 | 47.23 | 0.01 | 0
2030 | NYISO_J-K_2_NYISO_G-I | NYISO_J-K | NYISO_G-I | Internal | Summer | B1 | 10 | 1999 | 1.06 | 71.78 | 71.77 | 0.01 | 0
2030 | NYISO_J-K_2_NYISO_G-I | NYISO_J-K | NYISO_G-I | Internal | Summer | B2 | 25 | 1999 | 0.44 | 71.09 | 71.08 | 0.01 | 0
2030 | NYISO_J-K_2_NYISO_G-I | NYISO_J-K | NYISO_G-I | Internal | Summer | B3 | 75 | 1999 | 0.15 | 63.58 | 63.56 | 0.01 | 0
2030 | NYISO_J-K_2_NYISO_G-I | NYISO_J-K | NYISO_G-I | Internal | Summer | B4 | 100 | 1999 | 0.11 | 61.92 | 61.91 | 0.01 | 0
2030 | NYISO_J-K_2_NYISO_G-I | NYISO_J-K | NYISO_G-I | Internal | Summer | B5 | 200 | 1999 | 0.06 | 58.34 | 58.33 | 0.01 | 0
2030 | NYISO_J-K_2_NYISO_G-I | NYISO_J-K | NYISO_G-I | Internal | Summer | B6 | 300 | 1999 | 0 | 58.34 | 52.18 | 0.01 | 0
2030 | NYISO_J-K_2_NYISO_G-I | NYISO_J-K | NYISO_G-I | Internal | Summer | B7 | 400 | 1999 | 0 | 58.34 | 47.08 | 0.01 | 0
2030 | NYISO_J-K_2_NYISO_G-I | NYISO_J-K | NYISO_G-I | Internal | Summer | B8 | 500 | 1999 | 0 | 50.84 | 45.89 | 0.01 | 0
2030 | NYISO_J-K_2_NYISO_G-I | NYISO_J-K | NYISO_G-I | Internal | Summer | B9 | 800 | 1999 | 0.01 | 45.91 | 45.89 | 0.01 | 0
2030 | NYISO_J-K_2_NYISO_G-I | NYISO_J-K | NYISO_G-I | Internal | Summer | B10 | 1262 | 1999 | 0 | 45.89 | 45.88 | 0.01 | 0
2030 | NYISO_J-K_2_NYISO_G-I | NYISO_J-K | NYISO_G-I | Internal | Winter | B16 | 25 | 1999 | 0.36 | 80.71 | 80.7 | 0.01 | 0
2030 | NYISO_J-K_2_NYISO_G-I | NYISO_J-K | NYISO_G-I | Internal | Winter | B17 | 100 | 1999 | 0 | 67.32 | 57.51 | 0.01 | 0
2030 | NYISO_J-K_2_NYISO_G-I | NYISO_J-K | NYISO_G-I | Internal | Winter | B18 | 400 | 1999 | 0 | 60.41 | 57.51 | 0.01 | 0
2030 | NYISO_J-K_2_NYISO_G-I | NYISO_J-K | NYISO_G-I | Internal | Winter | B19 | 700 | 1999 | 0 | 60.41 | 55.24 | 0.01 | 0
2030 | NYISO_J-K_2_NYISO_G-I | NYISO_J-K | NYISO_G-I | Internal | Winter | B20 | 935 | 1999 | 0 | 56.77 | 53.19 | 0.01 | 0
2030 | NYISO_J-K_2_PJM_E | NYISO_J-K | PJM_E | Internal | Shoulder | B11 | 25 | 0.01 | 0 | 63.31 | 67.73 | 8 | 1.08
2030 | NYISO_J-K_2_PJM_E | NYISO_J-K | PJM_E | Internal | Shoulder | B12 | 200 | 0.01 | 0 | 53.11 | 60.15 | 8 | 0.15
2030 | NYISO_J-K_2_PJM_E | NYISO_J-K | PJM_E | Internal | Shoulder | B13 | 600 | 0.01 | 0 | 47.7 | 48.06 | 8 | 0.05
2030 | NYISO_J-K_2_PJM_E | NYISO_J-K | PJM_E | Internal | Shoulder | B14 | 900 | 0.01 | 0 | 47.24 | 47.46 | 8 | 0.03
2030 | NYISO_J-K_2_PJM_E | NYISO_J-K | PJM_E | Internal | Shoulder | B15 | 1203 | 0.01 | 0 | 47.24 | 43.71 | 8 | 0.02
2030 | NYISO_J-K_2_PJM_E | NYISO_J-K | PJM_E | Internal | Summer | B1 | 10 | 0.01 | 0 | 71.78 | 79.77 | 8 | 4.22
2030 | NYISO_J-K_2_PJM_E | NYISO_J-K | PJM_E | Internal | Summer | B2 | 25 | 0.01 | 0 | 71.09 | 79.08 | 8 | 1.68
2030 | NYISO_J-K_2_PJM_E | NYISO_J-K | PJM_E | Internal | Summer | B3 | 75 | 0.01 | 0 | 63.58 | 73.78 | 8 | 2.56
2030 | NYISO_J-K_2_PJM_E | NYISO_J-K | PJM_E | Internal | Summer | B4 | 100 | 0.01 | 0 | 61.92 | 72.59 | 8 | 2.94
2030 | NYISO_J-K_2_PJM_E | NYISO_J-K | PJM_E | Internal | Summer | B5 | 200 | 0.01 | 0 | 58.34 | 68.13 | 8 | 1.94
2030 | NYISO_J-K_2_PJM_E | NYISO_J-K | PJM_E | Internal | Summer | B6 | 300 | 0.01 | 0 | 58.34 | 56.25 | 8 | 0.09
2030 | NYISO_J-K_2_PJM_E | NYISO_J-K | PJM_E | Internal | Summer | B7 | 400 | 0.01 | 0 | 58.34 | 45.97 | 8 | 0.07
2030 | NYISO_J-K_2_PJM_E | NYISO_J-K | PJM_E | Internal | Summer | B8 | 500 | 0.01 | 0 | 50.84 | 44.84 | 8 | 0.05
2030 | NYISO_J-K_2_PJM_E | NYISO_J-K | PJM_E | Internal | Summer | B9 | 800 | 0.01 | 0 | 45.91 | 43.76 | 8 | 0.03
2030 | NYISO_J-K_2_PJM_E | NYISO_J-K | PJM_E | Internal | Summer | B10 | 1262 | 0.01 | 0 | 45.89 | 40.42 | 8 | 0.02
2030 | NYISO_J-K_2_PJM_E | NYISO_J-K | PJM_E | Internal | Winter | B16 | 25 | 0.01 | 0 | 80.71 | 76.01 | 8 | 0.92
2030 | NYISO_J-K_2_PJM_E | NYISO_J-K | PJM_E | Internal | Winter | B17 | 100 | 0.01 | 0 | 67.32 | 58.25 | 8 | 0.25
2030 | NYISO_J-K_2_PJM_E | NYISO_J-K | PJM_E | Internal | Winter | B18 | 400 | 0.01 | 0 | 60.41 | 53.35 | 8 | 0.07
2030 | NYISO_J-K_2_PJM_E | NYISO_J-K | PJM_E | Internal | Winter | B19 | 700 | 0.01 | 0 | 60.41 | 49.24 | 8 | 0.04
2030 | NYISO_J-K_2_PJM_E | NYISO_J-K | PJM_E | Internal | Winter | B20 | 935 | 0.01 | 0 | 56.77 | 45.61 | 8 | 0.03
2030 | PJM_E_2_NYISO_G-I | PJM_E | NYISO_G-I | Internal | Shoulder | B11 | 25 | 500 | 0 | 67.73 | 59.73 | 6 | 0
2030 | PJM_E_2_NYISO_G-I | PJM_E | NYISO_G-I | Internal | Shoulder | B12 | 200 | 500 | 0 | 60.15 | 53.1 | 6 | 0
2030 | PJM_E_2_NYISO_G-I | PJM_E | NYISO_G-I | Internal | Shoulder | B13 | 600 | 500 | 0 | 48.06 | 47.69 | 6 | 0
2030 | PJM_E_2_NYISO_G-I | PJM_E | NYISO_G-I | Internal | Shoulder | B14 | 900 | 500 | 0 | 47.46 | 47.23 | 6 | 0
2030 | PJM_E_2_NYISO_G-I | PJM_E | NYISO_G-I | Internal | Shoulder | B15 | 1203 | 500 | 0 | 43.71 | 47.23 | 6 | 0
2030 | PJM_E_2_NYISO_G-I | PJM_E | NYISO_G-I | Internal | Summer | B1 | 10 | 500 | 0 | 79.77 | 71.77 | 6 | 0
2030 | PJM_E_2_NYISO_G-I | PJM_E | NYISO_G-I | Internal | Summer | B2 | 25 | 500 | 0 | 79.08 | 71.08 | 6 | 0
2030 | PJM_E_2_NYISO_G-I | PJM_E | NYISO_G-I | Internal | Summer | B3 | 75 | 500 | 0 | 73.78 | 63.56 | 6 | 0
2030 | PJM_E_2_NYISO_G-I | PJM_E | NYISO_G-I | Internal | Summer | B4 | 100 | 500 | 0 | 72.59 | 61.91 | 6 | 0
2030 | PJM_E_2_NYISO_G-I | PJM_E | NYISO_G-I | Internal | Summer | B5 | 200 | 500 | 0 | 68.13 | 58.33 | 6 | 0
2030 | PJM_E_2_NYISO_G-I | PJM_E | NYISO_G-I | Internal | Summer | B6 | 300 | 500 | 0 | 56.25 | 52.18 | 6 | 0
2030 | PJM_E_2_NYISO_G-I | PJM_E | NYISO_G-I | Internal | Summer | B7 | 400 | 500 | 0 | 45.97 | 47.08 | 6 | 0
2030 | PJM_E_2_NYISO_G-I | PJM_E | NYISO_G-I | Internal | Summer | B8 | 500 | 500 | 0 | 44.84 | 45.89 | 6 | 0
2030 | PJM_E_2_NYISO_G-I | PJM_E | NYISO_G-I | Internal | Summer | B9 | 800 | 500 | 0 | 43.76 | 45.89 | 6 | 0
2030 | PJM_E_2_NYISO_G-I | PJM_E | NYISO_G-I | Internal | Summer | B10 | 1262 | 500 | 0 | 40.42 | 45.88 | 6 | 0
2030 | PJM_E_2_NYISO_G-I | PJM_E | NYISO_G-I | Internal | Winter | B16 | 25 | 500 | 0 | 76.01 | 80.7 | 6 | 0
2030 | PJM_E_2_NYISO_G-I | PJM_E | NYISO_G-I | Internal | Winter | B17 | 100 | 500 | 0 | 58.25 | 57.51 | 6 | 0
2030 | PJM_E_2_NYISO_G-I | PJM_E | NYISO_G-I | Internal | Winter | B18 | 400 | 500 | 0 | 53.35 | 57.51 | 6 | 0
2030 | PJM_E_2_NYISO_G-I | PJM_E | NYISO_G-I | Internal | Winter | B19 | 700 | 500 | 128.28 | 49.24 | 55.24 | 6 | 0
2030 | PJM_E_2_NYISO_G-I | PJM_E | NYISO_G-I | Internal | Winter | B20 | 935 | 500 | 500 | 45.61 | 53.19 | 6 | 1.58
2030 | PJM_E_2_NYISO_J-K | PJM_E | NYISO_J-K | Internal | Shoulder | B11 | 25 | 330 | 0 | 67.73 | 63.31 | 6 | 0
2030 | PJM_E_2_NYISO_J-K | PJM_E | NYISO_J-K | Internal | Shoulder | B12 | 200 | 330 | 0 | 60.15 | 53.11 | 6 | 0
2030 | PJM_E_2_NYISO_J-K | PJM_E | NYISO_J-K | Internal | Shoulder | B13 | 600 | 330 | 0 | 48.06 | 47.7 | 6 | 0
2030 | PJM_E_2_NYISO_J-K | PJM_E | NYISO_J-K | Internal | Shoulder | B14 | 900 | 330 | 0 | 47.46 | 47.24 | 6 | 0
2030 | PJM_E_2_NYISO_J-K | PJM_E | NYISO_J-K | Internal | Shoulder | B15 | 1203 | 330 | 0 | 43.71 | 47.24 | 6 | 0
2030 | PJM_E_2_NYISO_J-K | PJM_E | NYISO_J-K | Internal | Summer | B1 | 10 | 330 | 0 | 79.77 | 71.78 | 6 | 0
2030 | PJM_E_2_NYISO_J-K | PJM_E | NYISO_J-K | Internal | Summer | B2 | 25 | 330 | 0 | 79.08 | 71.09 | 6 | 0
2030 | PJM_E_2_NYISO_J-K | PJM_E | NYISO_J-K | Internal | Summer | B3 | 75 | 330 | 0 | 73.78 | 63.58 | 6 | 0
2030 | PJM_E_2_NYISO_J-K | PJM_E | NYISO_J-K | Internal | Summer | B4 | 100 | 330 | 0 | 72.59 | 61.92 | 6 | 0
2030 | PJM_E_2_NYISO_J-K | PJM_E | NYISO_J-K | Internal | Summer | B5 | 200 | 330 | 0 | 68.13 | 58.34 | 6 | 0
2030 | PJM_E_2_NYISO_J-K | PJM_E | NYISO_J-K | Internal | Summer | B6 | 300 | 330 | 0 | 56.25 | 58.34 | 6 | 0
2030 | PJM_E_2_NYISO_J-K | PJM_E | NYISO_J-K | Internal | Summer | B7 | 400 | 330 | 330 | 45.97 | 58.34 | 6 | 6.37
2030 | PJM_E_2_NYISO_J-K | PJM_E | NYISO_J-K | Internal | Summer | B8 | 500 | 330 | 52.4 | 44.84 | 50.84 | 6 | 0
2030 | PJM_E_2_NYISO_J-K | PJM_E | NYISO_J-K | Internal | Summer | B9 | 800 | 330 | 0 | 43.76 | 45.91 | 6 | 0
2030 | PJM_E_2_NYISO_J-K | PJM_E | NYISO_J-K | Internal | Summer | B10 | 1262 | 330 | 0 | 40.42 | 45.89 | 6 | 0
2030 | PJM_E_2_NYISO_J-K | PJM_E | NYISO_J-K | Internal | Winter | B16 | 25 | 330 | 0 | 76.01 | 80.71 | 6 | 0
2030 | PJM_E_2_NYISO_J-K | PJM_E | NYISO_J-K | Internal | Winter | B17 | 100 | 330 | 330 | 58.25 | 67.32 | 6 | 3.07
2030 | PJM_E_2_NYISO_J-K | PJM_E | NYISO_J-K | Internal | Winter | B18 | 400 | 330 | 330 | 53.35 | 60.41 | 6 | 1.06
2030 | PJM_E_2_NYISO_J-K | PJM_E | NYISO_J-K | Internal | Winter | B19 | 700 | 330 | 330 | 49.24 | 60.41 | 6 | 5.17
2030 | PJM_E_2_NYISO_J-K | PJM_E | NYISO_J-K | Internal | Winter | B20 | 935 | 330 | 330 | 45.61 | 56.77 | 6 | 5.16
2030 | PJM_E_2_PJM_ROM | PJM_E | PJM_ROM | Internal | Shoulder | B11 | 25 | 8000 | 2135.43 | 67.73 | 67.74 | 0.01 | 0
2030 | PJM_E_2_PJM_ROM | PJM_E | PJM_ROM | Internal | Shoulder | B12 | 200 | 8000 | 1914.92 | 60.15 | 60.16 | 0.01 | 0
2030 | PJM_E_2_PJM_ROM | PJM_E | PJM_ROM | Internal | Shoulder | B13 | 600 | 8000 | 0.02 | 48.06 | 48.05 | 0.01 | 0
2030 | PJM_E_2_PJM_ROM | PJM_E | PJM_ROM | Internal | Shoulder | B14 | 900 | 8000 | 0.01 | 47.46 | 47.45 | 0.01 | 0
2030 | PJM_E_2_PJM_ROM | PJM_E | PJM_ROM | Internal | Shoulder | B15 | 1203 | 8000 | 0 | 43.71 | 43.7 | 0.01 | 0
2030 | PJM_E_2_PJM_ROM | PJM_E | PJM_ROM | Internal | Summer | B1 | 10 | 8000 | 1.11 | 79.77 | 79.76 | 0.01 | 0
2030 | PJM_E_2_PJM_ROM | PJM_E | PJM_ROM | Internal | Summer | B2 | 25 | 8000 | 0.45 | 79.08 | 79.07 | 0.01 | 0
2030 | PJM_E_2_PJM_ROM | PJM_E | PJM_ROM | Internal | Summer | B3 | 75 | 8000 | 1428.08 | 73.78 | 73.79 | 0.01 | 0
2030 | PJM_E_2_PJM_ROM | PJM_E | PJM_ROM | Internal | Summer | B4 | 100 | 8000 | 3453.81 | 72.59 | 72.61 | 0.01 | 0
2030 | PJM_E_2_PJM_ROM | PJM_E | PJM_ROM | Internal | Summer | B5 | 200 | 8000 | 0.06 | 68.13 | 68.12 | 0.01 | 0
2030 | PJM_E_2_PJM_ROM | PJM_E | PJM_ROM | Internal | Summer | B6 | 300 | 8000 | 0.04 | 56.25 | 56.24 | 0.01 | 0
2030 | PJM_E_2_PJM_ROM | PJM_E | PJM_ROM | Internal | Summer | B7 | 400 | 8000 | 0.03 | 45.97 | 45.96 | 0.01 | 0
2030 | PJM_E_2_PJM_ROM | PJM_E | PJM_ROM | Internal | Summer | B8 | 500 | 8000 | 0.02 | 44.84 | 44.83 | 0.01 | 0
2030 | PJM_E_2_PJM_ROM | PJM_E | PJM_ROM | Internal | Summer | B9 | 800 | 8000 | 0.01 | 43.76 | 43.75 | 0.01 | 0
2030 | PJM_E_2_PJM_ROM | PJM_E | PJM_ROM | Internal | Summer | B10 | 1262 | 8000 | 0 | 40.42 | 40.41 | 0.01 | 0
2030 | PJM_E_2_PJM_ROM | PJM_E | PJM_ROM | Internal | Winter | B16 | 25 | 8000 | 0.47 | 76.01 | 75.99 | 0.01 | 0
2030 | PJM_E_2_PJM_ROM | PJM_E | PJM_ROM | Internal | Winter | B17 | 100 | 8000 | 0.12 | 58.25 | 58.24 | 0.01 | 0
2030 | PJM_E_2_PJM_ROM | PJM_E | PJM_ROM | Internal | Winter | B18 | 400 | 8000 | 0.03 | 53.35 | 53.34 | 0.01 | 0
2030 | PJM_E_2_PJM_ROM | PJM_E | PJM_ROM | Internal | Winter | B19 | 700 | 8000 | 0.02 | 49.24 | 49.23 | 0.01 | 0
2030 | PJM_E_2_PJM_ROM | PJM_E | PJM_ROM | Internal | Winter | B20 | 935 | 8000 | 0.01 | 45.61 | 45.6 | 0.01 | 0
2030 | PJM_ROR_2_MISO_IN | PJM_ROR | MISO_IN | Internal | Shoulder | B11 | 25 | 909 | 908.22 | 67.75 | 69.77 | 2 | 0.01
2030 | PJM_ROR_2_MISO_IN | PJM_ROR | MISO_IN | Internal | Shoulder | B12 | 200 | 909 | 0 | 60.15 | 58.19 | 2 | 0
2030 | PJM_ROR_2_MISO_IN | PJM_ROR | MISO_IN | Internal | Shoulder | B13 | 600 | 909 | 0 | 48.04 | 48.11 | 2 | 0
2030 | PJM_ROR_2_MISO_IN | PJM_ROR | MISO_IN | Internal | Shoulder | B14 | 900 | 909 | 0 | 47.43 | 47.67 | 2 | 0
2030 | PJM_ROR_2_MISO_IN | PJM_ROR | MISO_IN | Internal | Shoulder | B15 | 1203 | 909 | 0 | 43.69 | 43.66 | 2 | 0
2030 | PJM_ROR_2_MISO_IN | PJM_ROR | MISO_IN | Internal | Summer | B1 | 10 | 909 | 0 | 79.75 | 77.73 | 2 | 0
2030 | PJM_ROR_2_MISO_IN | PJM_ROR | MISO_IN | Internal | Summer | B2 | 25 | 909 | 0 | 79.06 | 77.07 | 2 | 0
2030 | PJM_ROR_2_MISO_IN | PJM_ROR | MISO_IN | Internal | Summer | B3 | 75 | 909 | 0 | 73.8 | 74.99 | 2 | 0
2030 | PJM_ROR_2_MISO_IN | PJM_ROR | MISO_IN | Internal | Summer | B4 | 100 | 909 | 0 | 72.62 | 72.48 | 2 | 0
2030 | PJM_ROR_2_MISO_IN | PJM_ROR | MISO_IN | Internal | Summer | B5 | 200 | 909 | 84.04 | 68.13 | 70.13 | 2 | 0
2030 | PJM_ROR_2_MISO_IN | PJM_ROR | MISO_IN | Internal | Summer | B6 | 300 | 909 | 0 | 56.23 | 56.86 | 2 | 0
2030 | PJM_ROR_2_MISO_IN | PJM_ROR | MISO_IN | Internal | Summer | B7 | 400 | 909 | 0 | 45.95 | 47.06 | 2 | 0
2030 | PJM_ROR_2_MISO_IN | PJM_ROR | MISO_IN | Internal | Summer | B8 | 500 | 909 | 0 | 44.82 | 44 | 2 | 0
2030 | PJM_ROR_2_MISO_IN | PJM_ROR | MISO_IN | Internal | Summer | B9 | 800 | 909 | 0 | 43.74 | 42.79 | 2 | 0
2030 | PJM_ROR_2_MISO_IN | PJM_ROR | MISO_IN | Internal | Summer | B10 | 1262 | 909 | 0 | 40.39 | 40.62 | 2 | 0
2030 | PJM_ROR_2_MISO_IN | PJM_ROR | MISO_IN | Internal | Winter | B16 | 25 | 909 | 0 | 76.01 | 74.03 | 2 | 0
2030 | PJM_ROR_2_MISO_IN | PJM_ROR | MISO_IN | Internal | Winter | B17 | 100 | 909 | 0 | 58.23 | 56.24 | 2 | 0
2030 | PJM_ROR_2_MISO_IN | PJM_ROR | MISO_IN | Internal | Winter | B18 | 400 | 909 | 0 | 53.33 | 51.34 | 2 | 0
2030 | PJM_ROR_2_MISO_IN | PJM_ROR | MISO_IN | Internal | Winter | B19 | 700 | 909 | 0 | 49.22 | 47.39 | 2 | 0
2030 | PJM_ROR_2_MISO_IN | PJM_ROR | MISO_IN | Internal | Winter | B20 | 935 | 909 | 0 | 44.97 | 43.18 | 2 | 0
2030 | PJM_ROR_2_MISO_MI | PJM_ROR | MISO_MI | Internal | Shoulder | B11 | 25 | 1305 | 885.25 | 67.75 | 69.75 | 2 | 0
2030 | PJM_ROR_2_MISO_MI | PJM_ROR | MISO_MI | Internal | Shoulder | B12 | 200 | 1305 | 0 | 60.15 | 58.2 | 2 | 0
2030 | PJM_ROR_2_MISO_MI | PJM_ROR | MISO_MI | Internal | Shoulder | B13 | 600 | 1305 | 0 | 48.04 | 48.12 | 2 | 0
2030 | PJM_ROR_2_MISO_MI | PJM_ROR | MISO_MI | Internal | Shoulder | B14 | 900 | 1305 | 0 | 47.43 | 47.68 | 2 | 0
2030 | PJM_ROR_2_MISO_MI | PJM_ROR | MISO_MI | Internal | Shoulder | B15 | 1203 | 1305 | 0 | 43.69 | 43.67 | 2 | 0
2030 | PJM_ROR_2_MISO_MI | PJM_ROR | MISO_MI | Internal | Summer | B1 | 10 | 1305 | 0 | 79.75 | 77.75 | 2 | 0
2030 | PJM_ROR_2_MISO_MI | PJM_ROR | MISO_MI | Internal | Summer | B2 | 25 | 1305 | 0 | 79.06 | 77.06 | 2 | 0
2030 | PJM_ROR_2_MISO_MI | PJM_ROR | MISO_MI | Internal | Summer | B3 | 75 | 1305 | 0 | 73.8 | 74.97 | 2 | 0
2030 | PJM_ROR_2_MISO_MI | PJM_ROR | MISO_MI | Internal | Summer | B4 | 100 | 1305 | 0 | 72.62 | 72.47 | 2 | 0
2030 | PJM_ROR_2_MISO_MI | PJM_ROR | MISO_MI | Internal | Summer | B5 | 200 | 1305 | 0.11 | 68.13 | 70.12 | 2 | 0
2030 | PJM_ROR_2_MISO_MI | PJM_ROR | MISO_MI | Internal | Summer | B6 | 300 | 1305 | 0 | 56.23 | 56.85 | 2 | 0
2030 | PJM_ROR_2_MISO_MI | PJM_ROR | MISO_MI | Internal | Summer | B7 | 400 | 1305 | 0 | 45.95 | 47.07 | 2 | 0
2030 | PJM_ROR_2_MISO_MI | PJM_ROR | MISO_MI | Internal | Summer | B8 | 500 | 1305 | 0 | 44.82 | 44.01 | 2 | 0
2030 | PJM_ROR_2_MISO_MI | PJM_ROR | MISO_MI | Internal | Summer | B9 | 800 | 1305 | 0 | 43.74 | 42.8 | 2 | 0
2030 | PJM_ROR_2_MISO_MI | PJM_ROR | MISO_MI | Internal | Summer | B10 | 1262 | 1305 | 0 | 40.39 | 40.63 | 2 | 0
2030 | PJM_ROR_2_MISO_MI | PJM_ROR | MISO_MI | Internal | Winter | B16 | 25 | 1305 | 0 | 76.01 | 74.02 | 2 | 0
2030 | PJM_ROR_2_MISO_MI | PJM_ROR | MISO_MI | Internal | Winter | B17 | 100 | 1305 | 0 | 58.23 | 56.25 | 2 | 0
2030 | PJM_ROR_2_MISO_MI | PJM_ROR | MISO_MI | Internal | Winter | B18 | 400 | 1305 | 0 | 53.33 | 51.35 | 2 | 0
2030 | PJM_ROR_2_MISO_MI | PJM_ROR | MISO_MI | Internal | Winter | B19 | 700 | 1305 | 0 | 49.22 | 47.4 | 2 | 0
2030 | PJM_ROR_2_MISO_MI | PJM_ROR | MISO_MI | Internal | Winter | B20 | 935 | 1305 | 0 | 44.97 | 43.19 | 2 | 0
2030 | PJM_ROR_2_MISO_MO-IL | PJM_ROR | MISO_MO-IL | Internal | Shoulder | B11 | 25 | 1111 | 1110.6 | 67.75 | 69.78 | 2 | 0.02
2030 | PJM_ROR_2_MISO_MO-IL | PJM_ROR | MISO_MO-IL | Internal | Shoulder | B12 | 200 | 1111 | 0 | 60.15 | 58.17 | 2 | 0
2030 | PJM_ROR_2_MISO_MO-IL | PJM_ROR | MISO_MO-IL | Internal | Shoulder | B13 | 600 | 1111 | 0 | 48.04 | 48.1 | 2 | 0
2030 | PJM_ROR_2_MISO_MO-IL | PJM_ROR | MISO_MO-IL | Internal | Shoulder | B14 | 900 | 1111 | 0 | 47.43 | 47.65 | 2 | 0
2030 | PJM_ROR_2_MISO_MO-IL | PJM_ROR | MISO_MO-IL | Internal | Shoulder | B15 | 1203 | 1111 | 0 | 43.69 | 43.64 | 2 | 0
2030 | PJM_ROR_2_MISO_MO-IL | PJM_ROR | MISO_MO-IL | Internal | Summer | B1 | 10 | 1111 | 0 | 79.75 | 77.75 | 2 | 0
2030 | PJM_ROR_2_MISO_MO-IL | PJM_ROR | MISO_MO-IL | Internal | Summer | B2 | 25 | 1111 | 0 | 79.06 | 77.08 | 2 | 0
2030 | PJM_ROR_2_MISO_MO-IL | PJM_ROR | MISO_MO-IL | Internal | Summer | B3 | 75 | 1111 | 0 | 73.8 | 75 | 2 | 0
2030 | PJM_ROR_2_MISO_MO-IL | PJM_ROR | MISO_MO-IL | Internal | Summer | B4 | 100 | 1111 | 0 | 72.62 | 72.49 | 2 | 0
2030 | PJM_ROR_2_MISO_MO-IL | PJM_ROR | MISO_MO-IL | Internal | Summer | B5 | 200 | 1111 | 1110.88 | 68.13 | 70.15 | 2 | 0.01
2030 | PJM_ROR_2_MISO_MO-IL | PJM_ROR | MISO_MO-IL | Internal | Summer | B6 | 300 | 1111 | 0 | 56.23 | 56.87 | 2 | 0
2030 | PJM_ROR_2_MISO_MO-IL | PJM_ROR | MISO_MO-IL | Internal | Summer | B7 | 400 | 1111 | 0 | 45.95 | 47.07 | 2 | 0
2030 | PJM_ROR_2_MISO_MO-IL | PJM_ROR | MISO_MO-IL | Internal | Summer | B8 | 500 | 1111 | 0 | 44.82 | 43.98 | 2 | 0
2030 | PJM_ROR_2_MISO_MO-IL | PJM_ROR | MISO_MO-IL | Internal | Summer | B9 | 800 | 1111 | 0 | 43.74 | 42.78 | 2 | 0
2030 | PJM_ROR_2_MISO_MO-IL | PJM_ROR | MISO_MO-IL | Internal | Summer | B10 | 1262 | 1111 | 0 | 40.39 | 40.32 | 2 | 0
2030 | PJM_ROR_2_MISO_MO-IL | PJM_ROR | MISO_MO-IL | Internal | Winter | B16 | 25 | 1111 | 0 | 76.01 | 74.02 | 2 | 0
2030 | PJM_ROR_2_MISO_MO-IL | PJM_ROR | MISO_MO-IL | Internal | Winter | B17 | 100 | 1111 | 0 | 58.23 | 56.23 | 2 | 0
2030 | PJM_ROR_2_MISO_MO-IL | PJM_ROR | MISO_MO-IL | Internal | Winter | B18 | 400 | 1111 | 0 | 53.33 | 51.33 | 2 | 0
2030 | PJM_ROR_2_MISO_MO-IL | PJM_ROR | MISO_MO-IL | Internal | Winter | B19 | 700 | 1111 | 0 | 49.22 | 47.38 | 2 | 0
2030 | PJM_ROR_2_MISO_MO-IL | PJM_ROR | MISO_MO-IL | Internal | Winter | B20 | 935 | 1111 | 0 | 44.97 | 43.17 | 2 | 0
2030 | PJM_ROR_2_MISO_W | PJM_ROR | MISO_W | Internal | Shoulder | B11 | 25 | 709 | 708.73 | 67.75 | 69.79 | 2 | 0.04
2030 | PJM_ROR_2_MISO_W | PJM_ROR | MISO_W | Internal | Shoulder | B12 | 200 | 709 | 0 | 60.15 | 58.16 | 2 | 0
2030 | PJM_ROR_2_MISO_W | PJM_ROR | MISO_W | Internal | Shoulder | B13 | 600 | 709 | 0 | 48.04 | 48.09 | 2 | 0
2030 | PJM_ROR_2_MISO_W | PJM_ROR | MISO_W | Internal | Shoulder | B14 | 900 | 709 | 0 | 47.43 | 47.86 | 2 | 0
2030 | PJM_ROR_2_MISO_W | PJM_ROR | MISO_W | Internal | Shoulder | B15 | 1203 | 709 | 0 | 43.69 | 43.66 | 2 | 0
2030 | PJM_ROR_2_MISO_W | PJM_ROR | MISO_W | Internal | Summer | B1 | 10 | 709 | 0 | 79.75 | 77.75 | 2 | 0
2030 | PJM_ROR_2_MISO_W | PJM_ROR | MISO_W | Internal | Summer | B2 | 25 | 709 | 0 | 79.06 | 77.09 | 2 | 0
2030 | PJM_ROR_2_MISO_W | PJM_ROR | MISO_W | Internal | Summer | B3 | 75 | 709 | 708.98 | 73.8 | 75.99 | 2 | 0.19
2030 | PJM_ROR_2_MISO_W | PJM_ROR | MISO_W | Internal | Summer | B4 | 100 | 709 | 709 | 72.62 | 75.99 | 2 | 1.37
2030 | PJM_ROR_2_MISO_W | PJM_ROR | MISO_W | Internal | Summer | B5 | 200 | 709 | 708.94 | 68.13 | 70.16 | 2 | 0.02
2030 | PJM_ROR_2_MISO_W | PJM_ROR | MISO_W | Internal | Summer | B6 | 300 | 709 | 632.38 | 56.23 | 58.23 | 2 | 0
2030 | PJM_ROR_2_MISO_W | PJM_ROR | MISO_W | Internal | Summer | B7 | 400 | 709 | 0 | 45.95 | 47.08 | 2 | 0
2030 | PJM_ROR_2_MISO_W | PJM_ROR | MISO_W | Internal | Summer | B8 | 500 | 709 | 0 | 44.82 | 43.97 | 2 | 0
2030 | PJM_ROR_2_MISO_W | PJM_ROR | MISO_W | Internal | Summer | B9 | 800 | 709 | 0 | 43.74 | 42.79 | 2 | 0
2030 | PJM_ROR_2_MISO_W | PJM_ROR | MISO_W | Internal | Summer | B10 | 1262 | 709 | 0 | 40.39 | 40.31 | 2 | 0
2030 | PJM_ROR_2_MISO_W | PJM_ROR | MISO_W | Internal | Winter | B16 | 25 | 709 | 0 | 76.01 | 74.01 | 2 | 0
2030 | PJM_ROR_2_MISO_W | PJM_ROR | MISO_W | Internal | Winter | B17 | 100 | 709 | 0 | 58.23 | 56.21 | 2 | 0
2030 | PJM_ROR_2_MISO_W | PJM_ROR | MISO_W | Internal | Winter | B18 | 400 | 709 | 0 | 53.33 | 51.34 | 2 | 0
2030 | PJM_ROR_2_MISO_W | PJM_ROR | MISO_W | Internal | Winter | B19 | 700 | 709 | 0 | 49.22 | 48.13 | 2 | 0
2030 | PJM_ROR_2_MISO_W | PJM_ROR | MISO_W | Internal | Winter | B20 | 935 | 709 | 0 | 44.97 | 43.18 | 2 | 0
2030 | PJM_ROR_2_MISO_WUMS | PJM_ROR | MISO_WUMS | Internal | Shoulder | B11 | 25 | 1467 | 278.5 | 67.75 | 69.75 | 2 | 0
2030 | PJM_ROR_2_MISO_WUMS | PJM_ROR | MISO_WUMS | Internal | Shoulder | B12 | 200 | 1467 | 0 | 60.15 | 58.15 | 2 | 0
2030 | PJM_ROR_2_MISO_WUMS | PJM_ROR | MISO_WUMS | Internal | Shoulder | B13 | 600 | 1467 | 0 | 48.04 | 46.04 | 2 | 0
2030 | PJM_ROR_2_MISO_WUMS | PJM_ROR | MISO_WUMS | Internal | Shoulder | B14 | 900 | 1467 | 0 | 47.43 | 45.43 | 2 | 0
2030 | PJM_ROR_2_MISO_WUMS | PJM_ROR | MISO_WUMS | Internal | Shoulder | B15 | 1203 | 1467 | 0 | 43.69 | 43.64 | 2 | 0
2030 | PJM_ROR_2_MISO_WUMS | PJM_ROR | MISO_WUMS | Internal | Summer | B1 | 10 | 1467 | 0 | 79.75 | 71.9 | 2 | 0
2030 | PJM_ROR_2_MISO_WUMS | PJM_ROR | MISO_WUMS | Internal | Summer | B2 | 25 | 1467 | 0 | 79.06 | 71.9 | 2 | 0
2030 | PJM_ROR_2_MISO_WUMS | PJM_ROR | MISO_WUMS | Internal | Summer | B3 | 75 | 1467 | 0 | 73.8 | 71.9 | 2 | 0
2030 | PJM_ROR_2_MISO_WUMS | PJM_ROR | MISO_WUMS | Internal | Summer | B4 | 100 | 1467 | 0 | 72.62 | 71.9 | 2 | 0
2030 | PJM_ROR_2_MISO_WUMS | PJM_ROR | MISO_WUMS | Internal | Summer | B5 | 200 | 1467 | 0 | 68.13 | 66.13 | 2 | 0
2030 | PJM_ROR_2_MISO_WUMS | PJM_ROR | MISO_WUMS | Internal | Summer | B6 | 300 | 1467 | 0 | 56.23 | 54.23 | 2 | 0
2030 | PJM_ROR_2_MISO_WUMS | PJM_ROR | MISO_WUMS | Internal | Summer | B7 | 400 | 1467 | 0 | 45.95 | 43.95 | 2 | 0
2030 | PJM_ROR_2_MISO_WUMS | PJM_ROR | MISO_WUMS | Internal | Summer | B8 | 500 | 1467 | 0 | 44.82 | 43.66 | 2 | 0
2030 | PJM_ROR_2_MISO_WUMS | PJM_ROR | MISO_WUMS | Internal | Summer | B9 | 800 | 1467 | 0 | 43.74 | 42.78 | 2 | 0
2030 | PJM_ROR_2_MISO_WUMS | PJM_ROR | MISO_WUMS | Internal | Summer | B10 | 1262 | 1467 | 0 | 40.39 | 40.32 | 2 | 0
2030 | PJM_ROR_2_MISO_WUMS | PJM_ROR | MISO_WUMS | Internal | Winter | B16 | 25 | 1467 | 0 | 76.01 | 74.01 | 2 | 0
2030 | PJM_ROR_2_MISO_WUMS | PJM_ROR | MISO_WUMS | Internal | Winter | B17 | 100 | 1467 | 0 | 58.23 | 56.23 | 2 | 0
2030 | PJM_ROR_2_MISO_WUMS | PJM_ROR | MISO_WUMS | Internal | Winter | B18 | 400 | 1467 | 0 | 53.33 | 51.33 | 2 | 0
2030 | PJM_ROR_2_MISO_WUMS | PJM_ROR | MISO_WUMS | Internal | Winter | B19 | 700 | 1467 | 0 | 49.22 | 48.11 | 2 | 0
2030 | PJM_ROR_2_MISO_WUMS | PJM_ROR | MISO_WUMS | Internal | Winter | B20 | 935 | 1467 | 0 | 44.97 | 43.19 | 2 | 0
2030 | PJM_ROR_2_PJM_ROM | PJM_ROR | PJM_ROM | Internal | Shoulder | B11 | 25 | 8000 | 0.45 | 67.75 | 67.74 | 0.01 | 0
2030 | PJM_ROR_2_PJM_ROM | PJM_ROR | PJM_ROM | Internal | Shoulder | B12 | 200 | 8000 | 144.59 | 60.15 | 60.16 | 0.01 | 0
2030 | PJM_ROR_2_PJM_ROM | PJM_ROR | PJM_ROM | Internal | Shoulder | B13 | 600 | 8000 | 2585.31 | 48.04 | 48.05 | 0.01 | 0
2030 | PJM_ROR_2_PJM_ROM | PJM_ROR | PJM_ROM | Internal | Shoulder | B14 | 900 | 8000 | 3489.85 | 47.43 | 47.45 | 0.01 | 0
2030 | PJM_ROR_2_PJM_ROM | PJM_ROR | PJM_ROM | Internal | Shoulder | B15 | 1203 | 8000 | 3906.83 | 43.69 | 43.7 | 0.01 | 0
2030 | PJM_ROR_2_PJM_ROM | PJM_ROR | PJM_ROM | Internal | Summer | B1 | 10 | 8000 | 4883.53 | 79.75 | 79.76 | 0.01 | 0
2030 | PJM_ROR_2_PJM_ROM | PJM_ROR | PJM_ROM | Internal | Summer | B2 | 25 | 8000 | 5043.41 | 79.06 | 79.07 | 0.01 | 0
2030 | PJM_ROR_2_PJM_ROM | PJM_ROR | PJM_ROM | Internal | Summer | B3 | 75 | 8000 | 0.16 | 73.8 | 73.79 | 0.01 | 0
2030 | PJM_ROR_2_PJM_ROM | PJM_ROR | PJM_ROM | Internal | Summer | B4 | 100 | 8000 | 0.11 | 72.62 | 72.61 | 0.01 | 0
2030 | PJM_ROR_2_PJM_ROM | PJM_ROR | PJM_ROM | Internal | Summer | B5 | 200 | 8000 | 0.06 | 68.13 | 68.12 | 0.01 | 0
2030 | PJM_ROR_2_PJM_ROM | PJM_ROR | PJM_ROM | Internal | Summer | B6 | 300 | 8000 | 4061.67 | 56.23 | 56.24 | 0.01 | 0
2030 | PJM_ROR_2_PJM_ROM | PJM_ROR | PJM_ROM | Internal | Summer | B7 | 400 | 8000 | 6332.34 | 45.95 | 45.96 | 0.01 | 0
2030 | PJM_ROR_2_PJM_ROM | PJM_ROR | PJM_ROM | Internal | Summer | B8 | 500 | 8000 | 6539.73 | 44.82 | 44.83 | 0.01 | 0
2030 | PJM_ROR_2_PJM_ROM | PJM_ROR | PJM_ROM | Internal | Summer | B9 | 800 | 8000 | 7056.22 | 43.74 | 43.75 | 0.01 | 0
2030 | PJM_ROR_2_PJM_ROM | PJM_ROR | PJM_ROM | Internal | Summer | B10 | 1262 | 8000 | 7999.95 | 40.39 | 40.41 | 0.01 | 0.01
2030 | PJM_ROR_2_PJM_ROM | PJM_ROR | PJM_ROM | Internal | Winter | B16 | 25 | 8000 | 0.47 | 76.01 | 75.99 | 0.01 | 0
2030 | PJM_ROR_2_PJM_ROM | PJM_ROR | PJM_ROM | Internal | Winter | B17 | 100 | 8000 | 3010.43 | 58.23 | 58.24 | 0.01 | 0
2030 | PJM_ROR_2_PJM_ROM | PJM_ROR | PJM_ROM | Internal | Winter | B18 | 400 | 8000 | 6476.23 | 53.33 | 53.34 | 0.01 | 0
2030 | PJM_ROR_2_PJM_ROM | PJM_ROR | PJM_ROM | Internal | Winter | B19 | 700 | 8000 | 7999.13 | 49.22 | 49.23 | 0.01 | 0
2030 | PJM_ROR_2_PJM_ROM | PJM_ROR | PJM_ROM | Internal | Winter | B20 | 935 | 8000 | 8000 | 44.97 | 45.6 | 0.01 | 0.62
2030 | PJM_ROR_2_TVA_Transmission | PJM_ROR | TVA_Transmission | Internal | Shoulder | B11 | 25 | 2500 | 0.09 | 67.75 | 73.64 | 6 | 0
2030 | PJM_ROR_2_TVA_Transmission | PJM_ROR | TVA_Transmission | Internal | Shoulder | B12 | 200 | 2500 | 0 | 60.15 | 57.7 | 6 | 0
2030 | PJM_ROR_2_TVA_Transmission | PJM_ROR | TVA_Transmission | Internal | Shoulder | B13 | 600 | 2500 | 0 | 48.04 | 52.27 | 6 | 0
2030 | PJM_ROR_2_TVA_Transmission | PJM_ROR | TVA_Transmission | Internal | Shoulder | B14 | 900 | 2500 | 0 | 47.43 | 51.6 | 6 | 0
2030 | PJM_ROR_2_TVA_Transmission | PJM_ROR | TVA_Transmission | Internal | Shoulder | B15 | 1203 | 2500 | 279.91 | 43.69 | 49.69 | 6 | 0
2030 | PJM_ROR_2_TVA_Transmission | PJM_ROR | TVA_Transmission | Internal | Summer | B1 | 10 | 2500 | 2309.14 | 79.75 | 85.75 | 6 | 0
2030 | PJM_ROR_2_TVA_Transmission | PJM_ROR | TVA_Transmission | Internal | Summer | B2 | 25 | 2500 | 2095.59 | 79.06 | 85.06 | 6 | 0
2030 | PJM_ROR_2_TVA_Transmission | PJM_ROR | TVA_Transmission | Internal | Summer | B3 | 75 | 2500 | 299.75 | 73.8 | 79.8 | 6 | 0
2030 | PJM_ROR_2_TVA_Transmission | PJM_ROR | TVA_Transmission | Internal | Summer | B4 | 100 | 2500 | 1596.63 | 72.62 | 78.62 | 6 | 0
2030 | PJM_ROR_2_TVA_Transmission | PJM_ROR | TVA_Transmission | Internal | Summer | B5 | 200 | 2500 | 561.89 | 68.13 | 74.13 | 6 | 0
2030 | PJM_ROR_2_TVA_Transmission | PJM_ROR | TVA_Transmission | Internal | Summer | B6 | 300 | 2500 | 0 | 56.23 | 62.05 | 6 | 0
2030 | PJM_ROR_2_TVA_Transmission | PJM_ROR | TVA_Transmission | Internal | Summer | B7 | 400 | 2500 | 0 | 45.95 | 50.92 | 6 | 0
2030 | PJM_ROR_2_TVA_Transmission | PJM_ROR | TVA_Transmission | Internal | Summer | B8 | 500 | 2500 | 0 | 44.82 | 49.14 | 6 | 0
2030 | PJM_ROR_2_TVA_Transmission | PJM_ROR | TVA_Transmission | Internal | Summer | B9 | 800 | 2500 | 0 | 43.74 | 48.74 | 6 | 0
2030 | PJM_ROR_2_TVA_Transmission | PJM_ROR | TVA_Transmission | Internal | Summer | B10 | 1262 | 2500 | 0 | 40.39 | 44.87 | 6 | 0
2030 | PJM_ROR_2_TVA_Transmission | PJM_ROR | TVA_Transmission | Internal | Winter | B16 | 25 | 2500 | 1649.97 | 76.01 | 82.01 | 6 | 0
2030 | PJM_ROR_2_TVA_Transmission | PJM_ROR | TVA_Transmission | Internal | Winter | B17 | 100 | 2500 | 0 | 58.23 | 58.85 | 6 | 0
2030 | PJM_ROR_2_TVA_Transmission | PJM_ROR | TVA_Transmission | Internal | Winter | B18 | 400 | 2500 | 0 | 53.33 | 55.04 | 6 | 0
2030 | PJM_ROR_2_TVA_Transmission | PJM_ROR | TVA_Transmission | Internal | Winter | B19 | 700 | 2500 | 0 | 49.22 | 53.08 | 6 | 0
2030 | PJM_ROR_2_TVA_Transmission | PJM_ROR | TVA_Transmission | Internal | Winter | B20 | 935 | 2500 | 0 | 44.97 | 50.02 | 6 | 0
2030 | PJM_ROR_2_VACAR | PJM_ROR | VACAR | Internal | Shoulder | B11 | 25 | 3000 | 2999.95 | 67.75 | 73.95 | 6 | 0.2
2030 | PJM_ROR_2_VACAR | PJM_ROR | VACAR | Internal | Shoulder | B12 | 200 | 3000 | 0 | 60.15 | 61.92 | 6 | 0
2030 | PJM_ROR_2_VACAR | PJM_ROR | VACAR | Internal | Shoulder | B13 | 600 | 3000 | 0 | 48.04 | 53.88 | 6 | 0
2030 | PJM_ROR_2_VACAR | PJM_ROR | VACAR | Internal | Shoulder | B14 | 900 | 3000 | 0 | 47.43 | 49.96 | 6 | 0
2030 | PJM_ROR_2_VACAR | PJM_ROR | VACAR | Internal | Shoulder | B15 | 1203 | 3000 | 0 | 43.69 | 49.45 | 6 | 0
2030 | PJM_ROR_2_VACAR | PJM_ROR | VACAR | Internal | Summer | B1 | 10 | 3000 | 2004.88 | 79.75 | 85.75 | 6 | 0
2030 | PJM_ROR_2_VACAR | PJM_ROR | VACAR | Internal | Summer | B2 | 25 | 3000 | 2999.98 | 79.06 | 85.75 | 6 | 0.69
2030 | PJM_ROR_2_VACAR | PJM_ROR | VACAR | Internal | Summer | B3 | 75 | 3000 | 3000 | 73.8 | 85.75 | 6 | 5.95
2030 | PJM_ROR_2_VACAR | PJM_ROR | VACAR | Internal | Summer | B4 | 100 | 3000 | 3000 | 72.62 | 83.9 | 6 | 5.28
2030 | PJM_ROR_2_VACAR | PJM_ROR | VACAR | Internal | Summer | B5 | 200 | 3000 | 3000 | 68.13 | 75.07 | 6 | 0.94
2030 | PJM_ROR_2_VACAR | PJM_ROR | VACAR | Internal | Summer | B6 | 300 | 3000 | 3000 | 56.23 | 63.8 | 6 | 1.57
2030 | PJM_ROR_2_VACAR | PJM_ROR | VACAR | Internal | Summer | B7 | 400 | 3000 | 1249.8 | 45.95 | 51.95 | 6 | 0
2030 | PJM_ROR_2_VACAR | PJM_ROR | VACAR | Internal | Summer | B8 | 500 | 3000 | 0 | 44.82 | 50.08 | 6 | 0
2030 | PJM_ROR_2_VACAR | PJM_ROR | VACAR | Internal | Summer | B9 | 800 | 3000 | 0 | 43.74 | 47.46 | 6 | 0
2030 | PJM_ROR_2_VACAR | PJM_ROR | VACAR | Internal | Summer | B10 | 1262 | 3000 | 3000 | 40.39 | 47.46 | 6 | 1.07
2030 | PJM_ROR_2_VACAR | PJM_ROR | VACAR | Internal | Winter | B16 | 25 | 3000 | 3000 | 76.01 | 93.36 | 6 | 11.36
2030 | PJM_ROR_2_VACAR | PJM_ROR | VACAR | Internal | Winter | B17 | 100 | 3000 | 1206.72 | 58.23 | 64.23 | 6 | 0
2030 | PJM_ROR_2_VACAR | PJM_ROR | VACAR | Internal | Winter | B18 | 400 | 3000 | 0 | 53.33 | 53.9 | 6 | 0
2030 | PJM_ROR_2_VACAR | PJM_ROR | VACAR | Internal | Winter | B19 | 700 | 3000 | 0 | 49.22 | 53.9 | 6 | 0
2030 | PJM_ROR_2_VACAR | PJM_ROR | VACAR | Internal | Winter | B20 | 935 | 3000 | 1700.96 | 44.97 | 50.97 | 6 | 0
2030 | PJM_ROM_2_NYISO_A-F | PJM_ROM | NYISO_A-F | Internal | Shoulder | B11 | 25 | 2000 | 0 | 67.74 | 53.09 | 6 | 0
2030 | PJM_ROM_2_NYISO_A-F | PJM_ROM | NYISO_A-F | Internal | Shoulder | B12 | 200 | 2000 | 0 | 60.16 | 53.09 | 6 | 0
2030 | PJM_ROM_2_NYISO_A-F | PJM_ROM | NYISO_A-F | Internal | Shoulder | B13 | 600 | 2000 | 0 | 48.05 | 47.68 | 6 | 0
2030 | PJM_ROM_2_NYISO_A-F | PJM_ROM | NYISO_A-F | Internal | Shoulder | B14 | 900 | 2000 | 0 | 47.45 | 47.21 | 6 | 0
2030 | PJM_ROM_2_NYISO_A-F | PJM_ROM | NYISO_A-F | Internal | Shoulder | B15 | 1203 | 2000 | 0 | 43.7 | 47.21 | 6 | 0
2030 | PJM_ROM_2_NYISO_A-F | PJM_ROM | NYISO_A-F | Internal | Summer | B1 | 10 | 2000 | 0 | 79.76 | 71.76 | 6 | 0
2030 | PJM_ROM_2_NYISO_A-F | PJM_ROM | NYISO_A-F | Internal | Summer | B2 | 25 | 2000 | 0 | 79.07 | 71.07 | 6 | 0
2030 | PJM_ROM_2_NYISO_A-F | PJM_ROM | NYISO_A-F | Internal | Summer | B3 | 75 | 2000 | 0 | 73.79 | 63.55 | 6 | 0
2030 | PJM_ROM_2_NYISO_A-F | PJM_ROM | NYISO_A-F | Internal | Summer | B4 | 100 | 2000 | 0 | 72.61 | 61.9 | 6 | 0
2030 | PJM_ROM_2_NYISO_A-F | PJM_ROM | NYISO_A-F | Internal | Summer | B5 | 200 | 2000 | 0 | 68.12 | 54.54 | 6 | 0
2030 | PJM_ROM_2_NYISO_A-F | PJM_ROM | NYISO_A-F | Internal | Summer | B6 | 300 | 2000 | 0 | 56.24 | 52.17 | 6 | 0
2030 | PJM_ROM_2_NYISO_A-F | PJM_ROM | NYISO_A-F | Internal | Summer | B7 | 400 | 2000 | 0 | 45.96 | 47.07 | 6 | 0
2030 | PJM_ROM_2_NYISO_A-F | PJM_ROM | NYISO_A-F | Internal | Summer | B8 | 500 | 2000 | 0 | 44.83 | 45.88 | 6 | 0
2030 | PJM_ROM_2_NYISO_A-F | PJM_ROM | NYISO_A-F | Internal | Summer | B9 | 800 | 2000 | 0 | 43.75 | 45.88 | 6 | 0
2030 | PJM_ROM_2_NYISO_A-F | PJM_ROM | NYISO_A-F | Internal | Summer | B10 | 1262 | 2000 | 0 | 40.41 | 45.88 | 6 | 0
2030 | PJM_ROM_2_NYISO_A-F | PJM_ROM | NYISO_A-F | Internal | Winter | B16 | 25 | 2000 | 0 | 75.99 | 57.51 | 6 | 0
2030 | PJM_ROM_2_NYISO_A-F | PJM_ROM | NYISO_A-F | Internal | Winter | B17 | 100 | 2000 | 0 | 58.24 | 55.45 | 6 | 0
2030 | PJM_ROM_2_NYISO_A-F | PJM_ROM | NYISO_A-F | Internal | Winter | B18 | 400 | 2000 | 0 | 53.34 | 51.6 | 6 | 0
2030 | PJM_ROM_2_NYISO_A-F | PJM_ROM | NYISO_A-F | Internal | Winter | B19 | 700 | 2000 | 0 | 49.23 | 51.6 | 6 | 0
2030 | PJM_ROM_2_NYISO_A-F | PJM_ROM | NYISO_A-F | Internal | Winter | B20 | 935 | 2000 | 1752.35 | 45.6 | 51.6 | 6 | 0
2030 | PJM_ROM_2_PJM_E | PJM_ROM | PJM_E | Internal | Shoulder | B11 | 25 | 8000 | 0.46 | 67.74 | 67.73 | 0.01 | 0
2030 | PJM_ROM_2_PJM_E | PJM_ROM | PJM_E | Internal | Shoulder | B12 | 200 | 8000 | 0.06 | 60.16 | 60.15 | 0.01 | 0
2030 | PJM_ROM_2_PJM_E | PJM_ROM | PJM_E | Internal | Shoulder | B13 | 600 | 8000 | 1139.54 | 48.05 | 48.06 | 0.01 | 0
2030 | PJM_ROM_2_PJM_E | PJM_ROM | PJM_E | Internal | Shoulder | B14 | 900 | 8000 | 2723.22 | 47.45 | 47.46 | 0.01 | 0
2030 | PJM_ROM_2_PJM_E | PJM_ROM | PJM_E | Internal | Shoulder | B15 | 1203 | 8000 | 2633.31 | 43.7 | 43.71 | 0.01 | 0
2030 | PJM_ROM_2_PJM_E | PJM_ROM | PJM_E | Internal | Summer | B1 | 10 | 8000 | 3008.42 | 79.76 | 79.77 | 0.01 | 0
2030 | PJM_ROM_2_PJM_E | PJM_ROM | PJM_E | Internal | Summer | B2 | 25 | 8000 | 2743 | 79.07 | 79.08 | 0.01 | 0
2030 | PJM_ROM_2_PJM_E | PJM_ROM | PJM_E | Internal | Summer | B3 | 75 | 8000 | 0.16 | 73.79 | 73.78 | 0.01 | 0
2030 | PJM_ROM_2_PJM_E | PJM_ROM | PJM_E | Internal | Summer | B4 | 100 | 8000 | 0.12 | 72.61 | 72.59 | 0.01 | 0
2030 | PJM_ROM_2_PJM_E | PJM_ROM | PJM_E | Internal | Summer | B5 | 200 | 8000 | 213.17 | 68.12 | 68.13 | 0.01 | 0
2030 | PJM_ROM_2_PJM_E | PJM_ROM | PJM_E | Internal | Summer | B6 | 300 | 8000 | 572.36 | 56.24 | 56.25 | 0.01 | 0
2030 | PJM_ROM_2_PJM_E | PJM_ROM | PJM_E | Internal | Summer | B7 | 400 | 8000 | 2514.86 | 45.96 | 45.97 | 0.01 | 0
2030 | PJM_ROM_2_PJM_E | PJM_ROM | PJM_E | Internal | Summer | B8 | 500 | 8000 | 3373.56 | 44.83 | 44.84 | 0.01 | 0
2030 | PJM_ROM_2_PJM_E | PJM_ROM | PJM_E | Internal | Summer | B9 | 800 | 8000 | 3083.46 | 43.75 | 43.76 | 0.01 | 0
2030 | PJM_ROM_2_PJM_E | PJM_ROM | PJM_E | Internal | Summer | B10 | 1262 | 8000 | 4580.78 | 40.41 | 40.42 | 0.01 | 0
2030 | PJM_ROM_2_PJM_E | PJM_ROM | PJM_E | Internal | Winter | B16 | 25 | 8000 | 679.8 | 75.99 | 76.01 | 0.01 | 0
2030 | PJM_ROM_2_PJM_E | PJM_ROM | PJM_E | Internal | Winter | B17 | 100 | 8000 | 1116.65 | 58.24 | 58.25 | 0.01 | 0
2030 | PJM_ROM_2_PJM_E | PJM_ROM | PJM_E | Internal | Winter | B18 | 400 | 8000 | 5082.09 | 53.34 | 53.35 | 0.01 | 0
2030 | PJM_ROM_2_PJM_E | PJM_ROM | PJM_E | Internal | Winter | B19 | 700 | 8000 | 6187.86 | 49.23 | 49.24 | 0.01 | 0
2030 | PJM_ROM_2_PJM_E | PJM_ROM | PJM_E | Internal | Winter | B20 | 935 | 8000 | 5006.62 | 45.6 | 45.61 | 0.01 | 0
2030 | PJM_ROM_2_PJM_ROR | PJM_ROM | PJM_ROR | Internal | Shoulder | B11 | 25 | 8000 | 3821.95 | 67.74 | 67.75 | 0.01 | 0
2030 | PJM_ROM_2_PJM_ROR | PJM_ROM | PJM_ROR | Internal | Shoulder | B12 | 200 | 8000 | 0.06 | 60.16 | 60.15 | 0.01 | 0
2030 | PJM_ROM_2_PJM_ROR | PJM_ROM | PJM_ROR | Internal | Shoulder | B13 | 600 | 8000 | 0.02 | 48.05 | 48.04 | 0.01 | 0
2030 | PJM_ROM_2_PJM_ROR | PJM_ROM | PJM_ROR | Internal | Shoulder | B14 | 900 | 8000 | 0.01 | 47.45 | 47.43 | 0.01 | 0
2030 | PJM_ROM_2_PJM_ROR | PJM_ROM | PJM_ROR | Internal | Shoulder | B15 | 1203 | 8000 | 0 | 43.7 | 43.69 | 0.01 | 0
2030 | PJM_ROM_2_PJM_ROR | PJM_ROM | PJM_ROR | Internal | Summer | B1 | 10 | 8000 | 1.09 | 79.76 | 79.75 | 0.01 | 0
2030 | PJM_ROM_2_PJM_ROR | PJM_ROM | PJM_ROR | Internal | Summer | B2 | 25 | 8000 | 0.45 | 79.07 | 79.06 | 0.01 | 0
2030 | PJM_ROM_2_PJM_ROR | PJM_ROM | PJM_ROR | Internal | Summer | B3 | 75 | 8000 | 433.31 | 73.79 | 73.8 | 0.01 | 0
2030 | PJM_ROM_2_PJM_ROR | PJM_ROM | PJM_ROR | Internal | Summer | B4 | 100 | 8000 | 3508.01 | 72.61 | 72.62 | 0.01 | 0
2030 | PJM_ROM_2_PJM_ROR | PJM_ROM | PJM_ROR | Internal | Summer | B5 | 200 | 8000 | 523.98 | 68.12 | 68.13 | 0.01 | 0
2030 | PJM_ROM_2_PJM_ROR | PJM_ROM | PJM_ROR | Internal | Summer | B6 | 300 | 8000 | 0.04 | 56.24 | 56.23 | 0.01 | 0
2030 | PJM_ROM_2_PJM_ROR | PJM_ROM | PJM_ROR | Internal | Summer | B7 | 400 | 8000 | 0.03 | 45.96 | 45.95 | 0.01 | 0
2030 | PJM_ROM_2_PJM_ROR | PJM_ROM | PJM_ROR | Internal | Summer | B8 | 500 | 8000 | 0.02 | 44.83 | 44.82 | 0.01 | 0
2030 | PJM_ROM_2_PJM_ROR | PJM_ROM | PJM_ROR | Internal | Summer | B9 | 800 | 8000 | 0.01 | 43.75 | 43.74 | 0.01 | 0
2030 | PJM_ROM_2_PJM_ROR | PJM_ROM | PJM_ROR | Internal | Summer | B10 | 1262 | 8000 | 0 | 40.41 | 40.39 | 0.01 | 0
2030 | PJM_ROM_2_PJM_ROR | PJM_ROM | PJM_ROR | Internal | Winter | B16 | 25 | 8000 | 1109.73 | 75.99 | 76.01 | 0.01 | 0
2030 | PJM_ROM_2_PJM_ROR | PJM_ROM | PJM_ROR | Internal | Winter | B17 | 100 | 8000 | 0.12 | 58.24 | 58.23 | 0.01 | 0
2030 | PJM_ROM_2_PJM_ROR | PJM_ROM | PJM_ROR | Internal | Winter | B18 | 400 | 8000 | 0.03 | 53.34 | 53.33 | 0.01 | 0
2030 | PJM_ROM_2_PJM_ROR | PJM_ROM | PJM_ROR | Internal | Winter | B19 | 700 | 8000 | 0.01 | 49.23 | 49.22 | 0.01 | 0
2030 | PJM_ROM_2_PJM_ROR | PJM_ROM | PJM_ROR | Internal | Winter | B20 | 935 | 8000 | 0 | 45.6 | 44.97 | 0.01 | 0
2030 | SOCO_2_ENT | SOCO | ENT | Internal | Shoulder | B11 | 25 | 2400 | 0 | 82.41 | 74.41 | 10 | 0
2030 | SOCO_2_ENT | SOCO | ENT | Internal | Shoulder | B12 | 200 | 2400 | 0 | 51.92 | 50.17 | 10 | 0
2030 | SOCO_2_ENT | SOCO | ENT | Internal | Shoulder | B13 | 600 | 2400 | 0 | 50.12 | 50.17 | 10 | 0
2030 | SOCO_2_ENT | SOCO | ENT | Internal | Shoulder | B14 | 900 | 2400 | 0 | 50.12 | 49.81 | 10 | 0
2030 | SOCO_2_ENT | SOCO | ENT | Internal | Shoulder | B15 | 1203 | 2400 | 0 | 50.12 | 48.93 | 10 | 0
2030 | SOCO_2_ENT | SOCO | ENT | Internal | Summer | B1 | 10 | 2400 | 0 | 88.73 | 80.73 | 10 | 0
2030 | SOCO_2_ENT | SOCO | ENT | Internal | Summer | B2 | 25 | 2400 | 0 | 83.67 | 80.73 | 10 | 0
2030 | SOCO_2_ENT | SOCO | ENT | Internal | Summer | B3 | 75 | 2400 | 0 | 83.67 | 75.67 | 10 | 0
2030 | SOCO_2_ENT | SOCO | ENT | Internal | Summer | B4 | 100 | 2400 | 0 | 82.07 | 74.07 | 10 | 0
2030 | SOCO_2_ENT | SOCO | ENT | Internal | Summer | B5 | 200 | 2400 | 0 | 82.07 | 72.59 | 10 | 0
2030 | SOCO_2_ENT | SOCO | ENT | Internal | Summer | B6 | 300 | 2400 | 0 | 70.8 | 64.87 | 10 | 0
2030 | SOCO_2_ENT | SOCO | ENT | Internal | Summer | B7 | 400 | 2400 | 0 | 58.95 | 50.95 | 10 | 0
2030 | SOCO_2_ENT | SOCO | ENT | Internal | Summer | B8 | 500 | 2400 | 0 | 50.38 | 48.58 | 10 | 0
2030 | SOCO_2_ENT | SOCO | ENT | Internal | Summer | B9 | 800 | 2400 | 0 | 48.64 | 48.23 | 10 | 0
2030 | SOCO_2_ENT | SOCO | ENT | Internal | Summer | B10 | 1262 | 2400 | 0 | 48.64 | 46.65 | 10 | 0
2030 | SOCO_2_ENT | SOCO | ENT | Internal | Winter | B16 | 25 | 2400 | 0 | 83.36 | 75.36 | 10 | 0
2030 | SOCO_2_ENT | SOCO | ENT | Internal | Winter | B17 | 100 | 2400 | 0 | 54.23 | 53.3 | 10 | 0
2030 | SOCO_2_ENT | SOCO | ENT | Internal | Winter | B18 | 400 | 2400 | 0 | 53.17 | 52.92 | 10 | 0
2030 | SOCO_2_ENT | SOCO | ENT | Internal | Winter | B19 | 700 | 2400 | 0 | 53.17 | 52.92 | 10 | 0
2030 | SOCO_2_ENT | SOCO | ENT | Internal | Winter | B20 | 935 | 2400 | 0 | 52.42 | 51.17 | 10 | 0
2030 | SOCO_2_FRCC | SOCO | FRCC | Internal | Shoulder | B11 | 25 | 3700 | 0 | 82.41 | 91.16 | 10 | 0
2030 | SOCO_2_FRCC | SOCO | FRCC | Internal | Shoulder | B12 | 200 | 3700 | 0 | 51.92 | 58.81 | 10 | 0
2030 | SOCO_2_FRCC | SOCO | FRCC | Internal | Shoulder | B13 | 600 | 3700 | 0 | 50.12 | 56.48 | 10 | 0
2030 | SOCO_2_FRCC | SOCO | FRCC | Internal | Shoulder | B14 | 900 | 3700 | 0 | 50.12 | 55.34 | 10 | 0
2030 | SOCO_2_FRCC | SOCO | FRCC | Internal | Shoulder | B15 | 1203 | 3700 | 0 | 50.12 | 55.34 | 10 | 0
2030 | SOCO_2_FRCC | SOCO | FRCC | Internal | Summer | B1 | 10 | 3700 | 0 | 88.73 | 89.81 | 10 | 0
2030 | SOCO_2_FRCC | SOCO | FRCC | Internal | Summer | B2 | 25 | 3700 | 0 | 83.67 | 89.81 | 10 | 0
2030 | SOCO_2_FRCC | SOCO | FRCC | Internal | Summer | B3 | 75 | 3700 | 0 | 83.67 | 89.81 | 10 | 0
2030 | SOCO_2_FRCC | SOCO | FRCC | Internal | Summer | B4 | 100 | 3700 | 0 | 82.07 | 88.14 | 10 | 0
2030 | SOCO_2_FRCC | SOCO | FRCC | Internal | Summer | B5 | 200 | 3700 | 0 | 82.07 | 88.14 | 10 | 0
2030 | SOCO_2_FRCC | SOCO | FRCC | Internal | Summer | B6 | 300 | 3700 | 0 | 70.8 | 77.12 | 10 | 0
2030 | SOCO_2_FRCC | SOCO | FRCC | Internal | Summer | B7 | 400 | 3700 | 0 | 58.95 | 64.74 | 10 | 0
2030 | SOCO_2_FRCC | SOCO | FRCC | Internal | Summer | B8 | 500 | 3700 | 0 | 50.38 | 56.82 | 10 | 0
2030 | SOCO_2_FRCC | SOCO | FRCC | Internal | Summer | B9 | 800 | 3700 | 0 | 48.64 | 54.47 | 10 | 0
2030 | SOCO_2_FRCC | SOCO | FRCC | Internal | Summer | B10 | 1262 | 3700 | 0 | 48.64 | 54.47 | 10 | 0
2030 | SOCO_2_FRCC | SOCO | FRCC | Internal | Winter | B16 | 25 | 3700 | 0 | 83.36 | 91.47 | 10 | 0
2030 | SOCO_2_FRCC | SOCO | FRCC | Internal | Winter | B17 | 100 | 3700 | 0 | 54.23 | 60.39 | 10 | 0
2030 | SOCO_2_FRCC | SOCO | FRCC | Internal | Winter | B18 | 400 | 3700 | 0 | 53.17 | 57.89 | 10 | 0
2030 | SOCO_2_FRCC | SOCO | FRCC | Internal | Winter | B19 | 700 | 3700 | 0 | 53.17 | 57.89 | 10 | 0
2030 | SOCO_2_FRCC | SOCO | FRCC | Internal | Winter | B20 | 935 | 3700 | 0 | 52.42 | 57.89 | 10 | 0
2030 | SOCO_2_TVA_Transmission | SOCO | TVA_Transmission | Internal | Shoulder | B11 | 25 | 2600 | 0 | 82.41 | 73.64 | 10 | 0
2030 | SOCO_2_TVA_Transmission | SOCO | TVA_Transmission | Internal | Shoulder | B12 | 200 | 2600 | 0 | 51.92 | 57.7 | 10 | 0
2030 | SOCO_2_TVA_Transmission | SOCO | TVA_Transmission | Internal | Shoulder | B13 | 600 | 2600 | 0 | 50.12 | 52.27 | 10 | 0
2030 | SOCO_2_TVA_Transmission | SOCO | TVA_Transmission | Internal | Shoulder | B14 | 900 | 2600 | 0 | 50.12 | 51.6 | 10 | 0
2030 | SOCO_2_TVA_Transmission | SOCO | TVA_Transmission | Internal | Shoulder | B15 | 1203 | 2600 | 0 | 50.12 | 49.69 | 10 | 0
2030 | SOCO_2_TVA_Transmission | SOCO | TVA_Transmission | Internal | Summer | B1 | 10 | 2600 | 0 | 88.73 | 85.75 | 10 | 0
2030 | SOCO_2_TVA_Transmission | SOCO | TVA_Transmission | Internal | Summer | B2 | 25 | 2600 | 0 | 83.67 | 85.06 | 10 | 0
2030 | SOCO_2_TVA_Transmission | SOCO | TVA_Transmission | Internal | Summer | B3 | 75 | 2600 | 0 | 83.67 | 79.8 | 10 | 0
2030 | SOCO_2_TVA_Transmission | SOCO | TVA_Transmission | Internal | Summer | B4 | 100 | 2600 | 0 | 82.07 | 78.62 | 10 | 0
2030 | SOCO_2_TVA_Transmission | SOCO | TVA_Transmission | Internal | Summer | B5 | 200 | 2600 | 0 | 82.07 | 74.13 | 10 | 0
2030 | SOCO_2_TVA_Transmission | SOCO | TVA_Transmission | Internal | Summer | B6 | 300 | 2600 | 0 | 70.8 | 62.05 | 10 | 0
2030 | SOCO_2_TVA_Transmission | SOCO | TVA_Transmission | Internal | Summer | B7 | 400 | 2600 | 0 | 58.95 | 50.92 | 10 | 0
2030 | SOCO_2_TVA_Transmission | SOCO | TVA_Transmission | Internal | Summer | B8 | 500 | 2600 | 0 | 50.38 | 49.14 | 10 | 0
2030 | SOCO_2_TVA_Transmission | SOCO | TVA_Transmission | Internal | Summer | B9 | 800 | 2600 | 0 | 48.64 | 48.74 | 10 | 0
2030 | SOCO_2_TVA_Transmission | SOCO | TVA_Transmission | Internal | Summer | B10 | 1262 | 2600 | 0 | 48.64 | 44.87 | 10 | 0
2030 | SOCO_2_TVA_Transmission | SOCO | TVA_Transmission | Internal | Winter | B16 | 25 | 2600 | 0 | 83.36 | 82.01 | 10 | 0
2030 | SOCO_2_TVA_Transmission | SOCO | TVA_Transmission | Internal | Winter | B17 | 100 | 2600 | 0 | 54.23 | 58.85 | 10 | 0
2030 | SOCO_2_TVA_Transmission | SOCO | TVA_Transmission | Internal | Winter | B18 | 400 | 2600 | 0 | 53.17 | 55.04 | 10 | 0
2030 | SOCO_2_TVA_Transmission | SOCO | TVA_Transmission | Internal | Winter | B19 | 700 | 2600 | 0 | 53.17 | 53.08 | 10 | 0
2030 | SOCO_2_TVA_Transmission | SOCO | TVA_Transmission | Internal | Winter | B20 | 935 | 2600 | 0 | 52.42 | 50.02 | 10 | 0
2030 | SOCO_2_VACAR | SOCO | VACAR | Internal | Shoulder | B11 | 25 | 2000 | 0 | 82.41 | 73.95 | 10 | 0
2030 | SOCO_2_VACAR | SOCO | VACAR | Internal | Shoulder | B12 | 200 | 2000 | 222.25 | 51.92 | 61.92 | 10 | 0
2030 | SOCO_2_VACAR | SOCO | VACAR | Internal | Shoulder | B13 | 600 | 2000 | 0 | 50.12 | 53.88 | 10 | 0
2030 | SOCO_2_VACAR | SOCO | VACAR | Internal | Shoulder | B14 | 900 | 2000 | 0 | 50.12 | 49.96 | 10 | 0
2030 | SOCO_2_VACAR | SOCO | VACAR | Internal | Shoulder | B15 | 1203 | 2000 | 0 | 50.12 | 49.45 | 10 | 0
2030 | SOCO_2_VACAR | SOCO | VACAR | Internal | Summer | B1 | 10 | 2000 | 0 | 88.73 | 85.75 | 10 | 0
2030 | SOCO_2_VACAR | SOCO | VACAR | Internal | Summer | B2 | 25 | 2000 | 0 | 83.67 | 85.75 | 10 | 0
2030 | SOCO_2_VACAR | SOCO | VACAR | Internal | Summer | B3 | 75 | 2000 | 0 | 83.67 | 85.75 | 10 | 0
2030 | SOCO_2_VACAR | SOCO | VACAR | Internal | Summer | B4 | 100 | 2000 | 0 | 82.07 | 83.9 | 10 | 0
2030 | SOCO_2_VACAR | SOCO | VACAR | Internal | Summer | B5 | 200 | 2000 | 0 | 82.07 | 75.07 | 10 | 0
2030 | SOCO_2_VACAR | SOCO | VACAR | Internal | Summer | B6 | 300 | 2000 | 0 | 70.8 | 63.8 | 10 | 0
2030 | SOCO_2_VACAR | SOCO | VACAR | Internal | Summer | B7 | 400 | 2000 | 0 | 58.95 | 51.95 | 10 | 0
2030 | SOCO_2_VACAR | SOCO | VACAR | Internal | Summer | B8 | 500 | 2000 | 0 | 50.38 | 50.08 | 10 | 0
2030 | SOCO_2_VACAR | SOCO | VACAR | Internal | Summer | B9 | 800 | 2000 | 0 | 48.64 | 47.46 | 10 | 0
2030 | SOCO_2_VACAR | SOCO | VACAR | Internal | Summer | B10 | 1262 | 2000 | 0 | 48.64 | 47.46 | 10 | 0
2030 | SOCO_2_VACAR | SOCO | VACAR | Internal | Winter | B16 | 25 | 2000 | 753.3 | 83.36 | 93.36 | 10 | 0
2030 | SOCO_2_VACAR | SOCO | VACAR | Internal | Winter | B17 | 100 | 2000 | 923.72 | 54.23 | 64.23 | 10 | 0
2030 | SOCO_2_VACAR | SOCO | VACAR | Internal | Winter | B18 | 400 | 2000 | 0 | 53.17 | 53.9 | 10 | 0
2030 | SOCO_2_VACAR | SOCO | VACAR | Internal | Winter | B19 | 700 | 2000 | 0 | 53.17 | 53.9 | 10 | 0
2030 | SOCO_2_VACAR | SOCO | VACAR | Internal | Winter | B20 | 935 | 2000 | 0 | 52.42 | 50.97 | 10 | 0
2030 | SPP_N_2_ENT | SPP_N | ENT | Internal | Shoulder | B11 | 25 | 1800 | 0 | 76.07 | 74.41 | 5 | 0
2030 | SPP_N_2_ENT | SPP_N | ENT | Internal | Shoulder | B12 | 200 | 1800 | 0 | 58.17 | 50.17 | 5 | 0
2030 | SPP_N_2_ENT | SPP_N | ENT | Internal | Shoulder | B13 | 600 | 1800 | 0 | 50.16 | 50.17 | 5 | 0
2030 | SPP_N_2_ENT | SPP_N | ENT | Internal | Shoulder | B14 | 900 | 1800 | 0 | 48.1 | 49.81 | 5 | 0
2030 | SPP_N_2_ENT | SPP_N | ENT | Internal | Shoulder | B15 | 1203 | 1800 | 0 | 47.97 | 48.93 | 5 | 0
2030 | SPP_N_2_ENT | SPP_N | ENT | Internal | Summer | B1 | 10 | 1800 | 0 | 79.41 | 80.73 | 5 | 0
2030 | SPP_N_2_ENT | SPP_N | ENT | Internal | Summer | B2 | 25 | 1800 | 0 | 79.41 | 80.73 | 5 | 0
2030 | SPP_N_2_ENT | SPP_N | ENT | Internal | Summer | B3 | 75 | 1800 | 0 | 79.41 | 75.67 | 5 | 0
2030 | SPP_N_2_ENT | SPP_N | ENT | Internal | Summer | B4 | 100 | 1800 | 0 | 78.45 | 74.07 | 5 | 0
2030 | SPP_N_2_ENT | SPP_N | ENT | Internal | Summer | B5 | 200 | 1800 | 0 | 76.19 | 72.59 | 5 | 0
2030 | SPP_N_2_ENT | SPP_N | ENT | Internal | Summer | B6 | 300 | 1800 | 0 | 65.23 | 64.87 | 5 | 0
2030 | SPP_N_2_ENT | SPP_N | ENT | Internal | Summer | B7 | 400 | 1800 | 0 | 54.08 | 50.95 | 5 | 0
2030 | SPP_N_2_ENT | SPP_N | ENT | Internal | Summer | B8 | 500 | 1800 | 0 | 48.57 | 48.58 | 5 | 0
2030 | SPP_N_2_ENT | SPP_N | ENT | Internal | Summer | B9 | 800 | 1800 | 0 | 46.45 | 48.23 | 5 | 0
2030 | SPP_N_2_ENT | SPP_N | ENT | Internal | Summer | B10 | 1262 | 1800 | 0 | 46.35 | 46.65 | 5 | 0
2030 | SPP_N_2_ENT | SPP_N | ENT | Internal | Winter | B16 | 25 | 1800 | 0 | 74.02 | 75.36 | 5 | 0
2030 | SPP_N_2_ENT | SPP_N | ENT | Internal | Winter | B17 | 100 | 1800 | 0 | 53.64 | 53.3 | 5 | 0
2030 | SPP_N_2_ENT | SPP_N | ENT | Internal | Winter | B18 | 400 | 1800 | 0 | 52.33 | 52.92 | 5 | 0
2030 | SPP_N_2_ENT | SPP_N | ENT | Internal | Winter | B19 | 700 | 1800 | 0 | 51.29 | 52.92 | 5 | 0
2030 | SPP_N_2_ENT | SPP_N | ENT | Internal | Winter | B20 | 935 | 1800 | 0 | 50.18 | 51.17 | 5 | 0
2030 | SPP_N_2_MISO_MO-IL | SPP_N | MISO_MO-IL | Internal | Shoulder | B11 | 25 | 2000 | 0 | 76.07 | 69.78 | 5 | 0
2030 | SPP_N_2_MISO_MO-IL | SPP_N | MISO_MO-IL | Internal | Shoulder | B12 | 200 | 2000 | 0 | 58.17 | 58.17 | 5 | 0
2030 | SPP_N_2_MISO_MO-IL | SPP_N | MISO_MO-IL | Internal | Shoulder | B13 | 600 | 2000 | 0 | 50.16 | 48.1 | 5 | 0
2030 | SPP_N_2_MISO_MO-IL | SPP_N | MISO_MO-IL | Internal | Shoulder | B14 | 900 | 2000 | 0 | 48.1 | 47.65 | 5 | 0
2030 | SPP_N_2_MISO_MO-IL | SPP_N | MISO_MO-IL | Internal | Shoulder | B15 | 1203 | 2000 | 0 | 47.97 | 43.64 | 5 | 0
2030 | SPP_N_2_MISO_MO-IL | SPP_N | MISO_MO-IL | Internal | Summer | B1 | 10 | 2000 | 0 | 79.41 | 77.75 | 5 | 0
2030 | SPP_N_2_MISO_MO-IL | SPP_N | MISO_MO-IL | Internal | Summer | B2 | 25 | 2000 | 0 | 79.41 | 77.08 | 5 | 0
2030 | SPP_N_2_MISO_MO-IL | SPP_N | MISO_MO-IL | Internal | Summer | B3 | 75 | 2000 | 0 | 79.41 | 75 | 5 | 0
2030 | SPP_N_2_MISO_MO-IL | SPP_N | MISO_MO-IL | Internal | Summer | B4 | 100 | 2000 | 0 | 78.45 | 72.49 | 5 | 0
2030 | SPP_N_2_MISO_MO-IL | SPP_N | MISO_MO-IL | Internal | Summer | B5 | 200 | 2000 | 0 | 76.19 | 70.15 | 5 | 0
2030 | SPP_N_2_MISO_MO-IL | SPP_N | MISO_MO-IL | Internal | Summer | B6 | 300 | 2000 | 0 | 65.23 | 56.87 | 5 | 0
2030 | SPP_N_2_MISO_MO-IL | SPP_N | MISO_MO-IL | Internal | Summer | B7 | 400 | 2000 | 0 | 54.08 | 47.07 | 5 | 0
2030 | SPP_N_2_MISO_MO-IL | SPP_N | MISO_MO-IL | Internal | Summer | B8 | 500 | 2000 | 0 | 48.57 | 43.98 | 5 | 0
2030 | SPP_N_2_MISO_MO-IL | SPP_N | MISO_MO-IL | Internal | Summer | B9 | 800 | 2000 | 0 | 46.45 | 42.78 | 5 | 0
2030 | SPP_N_2_MISO_MO-IL | SPP_N | MISO_MO-IL | Internal | Summer | B10 | 1262 | 2000 | 0 | 46.35 | 40.32 | 5 | 0
2030 | SPP_N_2_MISO_MO-IL | SPP_N | MISO_MO-IL | Internal | Winter | B16 | 25 | 2000 | 0 | 74.02 | 74.02 | 5 | 0
2030 | SPP_N_2_MISO_MO-IL | SPP_N | MISO_MO-IL | Internal | Winter | B17 | 100 | 2000 | 0 | 53.64 | 56.23 | 5 | 0
2030 | SPP_N_2_MISO_MO-IL | SPP_N | MISO_MO-IL | Internal | Winter | B18 | 400 | 2000 | 0 | 52.33 | 51.33 | 5 | 0
2030 | SPP_N_2_MISO_MO-IL | SPP_N | MISO_MO-IL | Internal | Winter | B19 | 700 | 2000 | 0 | 51.29 | 47.38 | 5 | 0
2030 | SPP_N_2_MISO_MO-IL | SPP_N | MISO_MO-IL | Internal | Winter | B20 | 935 | 2000 | 0 | 50.18 | 43.17 | 5 | 0
2030 | SPP_N_2_MISO_W | SPP_N | MISO_W | Internal | Shoulder | B11 | 25 | 750 | 0 | 76.07 | 69.79 | 5 | 0
2030 | SPP_N_2_MISO_W | SPP_N | MISO_W | Internal | Shoulder | B12 | 200 | 750 | 0 | 58.17 | 58.16 | 5 | 0
2030 | SPP_N_2_MISO_W | SPP_N | MISO_W | Internal | Shoulder | B13 | 600 | 750 | 0 | 50.16 | 48.09 | 5 | 0
2030 | SPP_N_2_MISO_W | SPP_N | MISO_W | Internal | Shoulder | B14 | 900 | 750 | 0 | 48.1 | 47.86 | 5 | 0
2030 | SPP_N_2_MISO_W | SPP_N | MISO_W | Internal | Shoulder | B15 | 1203 | 750 | 0 | 47.97 | 43.66 | 5 | 0
2030 | SPP_N_2_MISO_W | SPP_N | MISO_W | Internal | Summer | B1 | 10 | 750 | 0 | 79.41 | 77.75 | 5 | 0
2030 | SPP_N_2_MISO_W | SPP_N | MISO_W | Internal | Summer | B2 | 25 | 750 | 0 | 79.41 | 77.09 | 5 | 0
2030 | SPP_N_2_MISO_W | SPP_N | MISO_W | Internal | Summer | B3 | 75 | 750 | 0 | 79.41 | 75.99 | 5 | 0
2030 | SPP_N_2_MISO_W | SPP_N | MISO_W | Internal | Summer | B4 | 100 | 750 | 0 | 78.45 | 75.99 | 5 | 0
2030 | SPP_N_2_MISO_W | SPP_N | MISO_W | Internal | Summer | B5 | 200 | 750 | 0 | 76.19 | 70.16 | 5 | 0
2030 | SPP_N_2_MISO_W | SPP_N | MISO_W | Internal | Summer | B6 | 300 | 750 | 0 | 65.23 | 58.23 | 5 | 0
2030 | SPP_N_2_MISO_W | SPP_N | MISO_W | Internal | Summer | B7 | 400 | 750 | 0 | 54.08 | 47.08 | 5 | 0
2030 | SPP_N_2_MISO_W | SPP_N | MISO_W | Internal | Summer | B8 | 500 | 750 | 0 | 48.57 | 43.97 | 5 | 0
2030 | SPP_N_2_MISO_W | SPP_N | MISO_W | Internal | Summer | B9 | 800 | 750 | 0 | 46.45 | 42.79 | 5 | 0
2030 | SPP_N_2_MISO_W | SPP_N | MISO_W | Internal | Summer | B10 | 1262 | 750 | 0 | 46.35 | 40.31 | 5 | 0
2030 | SPP_N_2_MISO_W | SPP_N | MISO_W | Internal | Winter | B16 | 25 | 750 | 0 | 74.02 | 74.01 | 5 | 0
2030 | SPP_N_2_MISO_W | SPP_N | MISO_W | Internal | Winter | B17 | 100 | 750 | 0 | 53.64 | 56.21 | 5 | 0
2030 | SPP_N_2_MISO_W | SPP_N | MISO_W | Internal | Winter | B18 | 400 | 750 | 0 | 52.33 | 51.34 | 5 | 0
2030 | SPP_N_2_MISO_W | SPP_N | MISO_W | Internal | Winter | B19 | 700 | 750 | 0 | 51.29 | 48.13 | 5 | 0
2030 | SPP_N_2_MISO_W | SPP_N | MISO_W | Internal | Winter | B20 | 935 | 750 | 0 | 50.18 | 43.18 | 5 | 0
2030 | SPP_N_2_NE | SPP_N | NE | Internal | Shoulder | B11 | 25 | 330 | 0.39 | 76.07 | 76.06 | 0.01 | 0
2030 | SPP_N_2_NE | SPP_N | NE | Internal | Shoulder | B12 | 200 | 330 | 0.06 | 58.17 | 58.16 | 0.01 | 0
2030 | SPP_N_2_NE | SPP_N | NE | Internal | Shoulder | B13 | 600 | 330 | 232.92 | 50.16 | 50.17 | 0.01 | 0
2030 | SPP_N_2_NE | SPP_N | NE | Internal | Shoulder | B14 | 900 | 330 | 0.01 | 48.1 | 48.09 | 0.01 | 0
2030 | SPP_N_2_NE | SPP_N | NE | Internal | Shoulder | B15 | 1203 | 330 | 0 | 47.97 | 47.96 | 0.01 | 0
2030 | SPP_N_2_NE | SPP_N | NE | Internal | Summer | B1 | 10 | 330 | 0.91 | 79.41 | 79.4 | 0.01 | 0
2030 | SPP_N_2_NE | SPP_N | NE | Internal | Summer | B2 | 25 | 330 | 0.4 | 79.41 | 79.4 | 0.01 | 0
2030 | SPP_N_2_NE | SPP_N | NE | Internal | Summer | B3 | 75 | 330 | 0.14 | 79.41 | 79.4 | 0.01 | 0
2030 | SPP_N_2_NE | SPP_N | NE | Internal | Summer | B4 | 100 | 330 | 0.11 | 78.45 | 78.44 | 0.01 | 0
2030 | SPP_N_2_NE | SPP_N | NE | Internal | Summer | B5 | 200 | 330 | 0.05 | 76.19 | 76.18 | 0.01 | 0
2030 | SPP_N_2_NE | SPP_N | NE | Internal | Summer | B6 | 300 | 330 | 0.04 | 65.23 | 65.21 | 0.01 | 0
2030 | SPP_N_2_NE | SPP_N | NE | Internal | Summer | B7 | 400 | 330 | 0.03 | 54.08 | 54.07 | 0.01 | 0
2030 | SPP_N_2_NE | SPP_N | NE | Internal | Summer | B8 | 500 | 330 | 0.02 | 48.57 | 48.56 | 0.01 | 0
2030 | SPP_N_2_NE | SPP_N | NE | Internal | Summer | B9 | 800 | 330 | 0.01 | 46.45 | 46.44 | 0.01 | 0
2030 | SPP_N_2_NE | SPP_N | NE | Internal | Summer | B10 | 1262 | 330 | 0 | 46.35 | 42.8 | 0.01 | 0
2030 | SPP_N_2_NE | SPP_N | NE | Internal | Winter | B16 | 25 | 330 | 0.4 | 74.02 | 74.01 | 0.01 | 0
2030 | SPP_N_2_NE | SPP_N | NE | Internal | Winter | B17 | 100 | 330 | 0.11 | 53.64 | 53.63 | 0.01 | 0
2030 | SPP_N_2_NE | SPP_N | NE | Internal | Winter | B18 | 400 | 330 | 0.03 | 52.33 | 52.32 | 0.01 | 0
2030 | SPP_N_2_NE | SPP_N | NE | Internal | Winter | B19 | 700 | 330 | 0.02 | 51.29 | 51.28 | 0.01 | 0
2030 | SPP_N_2_NE | SPP_N | NE | Internal | Winter | B20 | 935 | 330 | 0.01 | 50.18 | 50.17 | 0.01 | 0
2030 | SPP_N_2_SPP_S | SPP_N | SPP_S | Internal | Shoulder | B11 | 25 | 4000 | 0 | 76.07 | 69.41 | 0.01 | 0
2030 | SPP_N_2_SPP_S | SPP_N | SPP_S | Internal | Shoulder | B12 | 200 | 4000 | 0 | 58.17 | 51.67 | 0.01 | 0
2030 | SPP_N_2_SPP_S | SPP_N | SPP_S | Internal | Shoulder | B13 | 600 | 4000 | 0 | 50.16 | 49.79 | 0.01 | 0
2030 | SPP_N_2_SPP_S | SPP_N | SPP_S | Internal | Shoulder | B14 | 900 | 4000 | 0.01 | 48.1 | 48.09 | 0.01 | 0
2030 | SPP_N_2_SPP_S | SPP_N | SPP_S | Internal | Shoulder | B15 | 1203 | 4000 | 1214.96 | 47.97 | 47.98 | 0.01 | 0
2030 | SPP_N_2_SPP_S | SPP_N | SPP_S | Internal | Summer | B1 | 10 | 4000 | 0 | 79.41 | 75.73 | 0.01 | 0
2030 | SPP_N_2_SPP_S | SPP_N | SPP_S | Internal | Summer | B2 | 25 | 4000 | 0 | 79.41 | 75.95 | 0.01 | 0
2030 | SPP_N_2_SPP_S | SPP_N | SPP_S | Internal | Summer | B3 | 75 | 4000 | 0 | 79.41 | 75.95 | 0.01 | 0
2030 | SPP_N_2_SPP_S | SPP_N | SPP_S | Internal | Summer | B4 | 100 | 4000 | 0 | 78.45 | 69.07 | 0.01 | 0
2030 | SPP_N_2_SPP_S | SPP_N | SPP_S | Internal | Summer | B5 | 200 | 4000 | 0 | 76.19 | 67.59 | 0.01 | 0
2030 | SPP_N_2_SPP_S | SPP_N | SPP_S | Internal | Summer | B6 | 300 | 4000 | 2416.2 | 65.23 | 65.24 | 0.01 | 0
2030 | SPP_N_2_SPP_S | SPP_N | SPP_S | Internal | Summer | B7 | 400 | 4000 | 2254.31 | 54.08 | 54.09 | 0.01 | 0
2030 | SPP_N_2_SPP_S | SPP_N | SPP_S | Internal | Summer | B8 | 500 | 4000 | 1661.46 | 48.57 | 48.58 | 0.01 | 0
2030 | SPP_N_2_SPP_S | SPP_N | SPP_S | Internal | Summer | B9 | 800 | 4000 | 1537.75 | 46.45 | 46.46 | 0.01 | 0
2030 | SPP_N_2_SPP_S | SPP_N | SPP_S | Internal | Summer | B10 | 1262 | 4000 | 3913.6 | 46.35 | 46.36 | 0.01 | 0
2030 | SPP_N_2_SPP_S | SPP_N | SPP_S | Internal | Winter | B16 | 25 | 4000 | 0.43 | 74.02 | 74.01 | 0.01 | 0
2030 | SPP_N_2_SPP_S | SPP_N | SPP_S | Internal | Winter | B17 | 100 | 4000 | 682.33 | 53.64 | 53.65 | 0.01 | 0
2030 | SPP_N_2_SPP_S | SPP_N | SPP_S | Internal | Winter | B18 | 400 | 4000 | 202.75 | 52.33 | 52.34 | 0.01 | 0
2030 | SPP_N_2_SPP_S | SPP_N | SPP_S | Internal | Winter | B19 | 700 | 4000 | 759.21 | 51.29 | 51.3 | 0.01 | 0
2030 | SPP_N_2_SPP_S | SPP_N | SPP_S | Internal | Winter | B20 | 935 | 4000 | 3263.59 | 50.18 | 50.19 | 0.01 | 0
2030 | SPP_S_2_ENT | SPP_S | ENT | Internal | Shoulder | B11 | 25 | 850 | 487.34 | 69.41 | 74.41 | 5 | 0
2030 | SPP_S_2_ENT | SPP_S | ENT | Internal | Shoulder | B12 | 200 | 850 | 0 | 51.67 | 50.17 | 5 | 0
2030 | SPP_S_2_ENT | SPP_S | ENT | Internal | Shoulder | B13 | 600 | 850 | 0 | 49.79 | 50.17 | 5 | 0
2030 | SPP_S_2_ENT | SPP_S | ENT | Internal | Shoulder | B14 | 900 | 850 | 0 | 48.09 | 49.81 | 5 | 0
2030 | SPP_S_2_ENT | SPP_S | ENT | Internal | Shoulder | B15 | 1203 | 850 | 0 | 47.98 | 48.93 | 5 | 0
2030 | SPP_S_2_ENT | SPP_S | ENT | Internal | Summer | B1 | 10 | 850 | 273.04 | 75.73 | 80.73 | 5 | 0
2030 | SPP_S_2_ENT | SPP_S | ENT | Internal | Summer | B2 | 25 | 850 | 0.04 | 75.95 | 80.73 | 5 | 0
2030 | SPP_S_2_ENT | SPP_S | ENT | Internal | Summer | B3 | 75 | 850 | 0 | 75.95 | 75.67 | 5 | 0
2030 | SPP_S_2_ENT | SPP_S | ENT | Internal | Summer | B4 | 100 | 850 | 624.62 | 69.07 | 74.07 | 5 | 0
2030 | SPP_S_2_ENT | SPP_S | ENT | Internal | Summer | B5 | 200 | 850 | 497.47 | 67.59 | 72.59 | 5 | 0
2030 | SPP_S_2_ENT | SPP_S | ENT | Internal | Summer | B6 | 300 | 850 | 0 | 65.24 | 64.87 | 5 | 0
2030 | SPP_S_2_ENT | SPP_S | ENT | Internal | Summer | B7 | 400 | 850 | 0 | 54.09 | 50.95 | 5 | 0
2030 | SPP_S_2_ENT | SPP_S | ENT | Internal | Summer | B8 | 500 | 850 | 0 | 48.58 | 48.58 | 5 | 0
2030 | SPP_S_2_ENT | SPP_S | ENT | Internal | Summer | B9 | 800 | 850 | 0 | 46.46 | 48.23 | 5 | 0
2030 | SPP_S_2_ENT | SPP_S | ENT | Internal | Summer | B10 | 1262 | 850 | 0 | 46.36 | 46.65 | 5 | 0
2030 | SPP_S_2_ENT | SPP_S | ENT | Internal | Winter | B16 | 25 | 850 | 0 | 74.01 | 75.36 | 5 | 0
2030 | SPP_S_2_ENT | SPP_S | ENT | Internal | Winter | B17 | 100 | 850 | 0 | 53.65 | 53.3 | 5 | 0
2030 | SPP_S_2_ENT | SPP_S | ENT | Internal | Winter | B18 | 400 | 850 | 0 | 52.34 | 52.92 | 5 | 0
2030 | SPP_S_2_ENT | SPP_S | ENT | Internal | Winter | B19 | 700 | 850 | 0 | 51.3 | 52.92 | 5 | 0
2030 | SPP_S_2_ENT | SPP_S | ENT | Internal | Winter | B20 | 935 | 850 | 0 | 50.19 | 51.17 | 5 | 0
2030 | SPP_S_2_SPP_N | SPP_S | SPP_N | Internal | Shoulder | B11 | 25 | 640 | 640 | 69.41 | 76.07 | 0.01 | 6.65
2030 | SPP_S_2_SPP_N | SPP_S | SPP_N | Internal | Shoulder | B12 | 200 | 640 | 640 | 51.67 | 58.17 | 0.01 | 6.5
2030 | SPP_S_2_SPP_N | SPP_S | SPP_N | Internal | Shoulder | B13 | 600 | 640 | 640 | 49.79 | 50.16 | 0.01 | 0.36
2030 | SPP_S_2_SPP_N | SPP_S | SPP_N | Internal | Shoulder | B14 | 900 | 640 | 632.96 | 48.09 | 48.1 | 0.01 | 0
2030 | SPP_S_2_SPP_N | SPP_S | SPP_N | Internal | Shoulder | B15 | 1203 | 640 | 0 | 47.98 | 47.97 | 0.01 | 0
2030 | SPP_S_2_SPP_N | SPP_S | SPP_N | Internal | Summer | B1 | 10 | 640 | 639.99 | 75.73 | 79.41 | 0.01 | 3.67
2030 | SPP_S_2_SPP_N | SPP_S | SPP_N | Internal | Summer | B2 | 25 | 640 | 640 | 75.95 | 79.41 | 0.01 | 3.45
2030 | SPP_S_2_SPP_N | SPP_S | SPP_N | Internal | Summer | B3 | 75 | 640 | 640 | 75.95 | 79.41 | 0.01 | 3.45
2030 | SPP_S_2_SPP_N | SPP_S | SPP_N | Internal | Summer | B4 | 100 | 640 | 640 | 69.07 | 78.45 | 0.01 | 9.37
2030 | SPP_S_2_SPP_N | SPP_S | SPP_N | Internal | Summer | B5 | 200 | 640 | 640 | 67.59 | 76.19 | 0.01 | 8.6
2030 | SPP_S_2_SPP_N | SPP_S | SPP_N | Internal | Summer | B6 | 300 | 640 | 0.04 | 65.24 | 65.23 | 0.01 | 0
2030 | SPP_S_2_SPP_N | SPP_S | SPP_N | Internal | Summer | B7 | 400 | 640 | 0.03 | 54.09 | 54.08 | 0.01 | 0
2030 | SPP_S_2_SPP_N | SPP_S | SPP_N | Internal | Summer | B8 | 500 | 640 | 0.02 | 48.58 | 48.57 | 0.01 | 0
2030 | SPP_S_2_SPP_N | SPP_S | SPP_N | Internal | Summer | B9 | 800 | 640 | 0.01 | 46.46 | 46.45 | 0.01 | 0
2030 | SPP_S_2_SPP_N | SPP_S | SPP_N | Internal | Summer | B10 | 1262 | 640 | 0 | 46.36 | 46.35 | 0.01 | 0
2030 | SPP_S_2_SPP_N | SPP_S | SPP_N | Internal | Winter | B16 | 25 | 640 | 302.79 | 74.01 | 74.02 | 0.01 | 0
2030 | SPP_S_2_SPP_N | SPP_S | SPP_N | Internal | Winter | B17 | 100 | 640 | 0.11 | 53.65 | 53.64 | 0.01 | 0
2030 | SPP_S_2_SPP_N | SPP_S | SPP_N | Internal | Winter | B18 | 400 | 640 | 0.03 | 52.34 | 52.33 | 0.01 | 0
2030 | SPP_S_2_SPP_N | SPP_S | SPP_N | Internal | Winter | B19 | 700 | 640 | 0.02 | 51.3 | 51.29 | 0.01 | 0
2030 | SPP_S_2_SPP_N | SPP_S | SPP_N | Internal | Winter | B20 | 935 | 640 | 0.01 | 50.19 | 50.18 | 0.01 | 0
2030 | TVA_2_ENT | TVA | ENT | Internal | Shoulder | B11 | 25 | 500 | 0 | 73.41 | 74.41 | 9 | 0
2030 | TVA_2_ENT | TVA | ENT | Internal | Shoulder | B12 | 200 | 500 | 0 | 51.68 | 50.17 | 9 | 0
2030 | TVA_2_ENT | TVA | ENT | Internal | Shoulder | B13 | 600 | 500 | 0 | 50.83 | 50.17 | 9 | 0
2030 | TVA_2_ENT | TVA | ENT | Internal | Shoulder | B14 | 900 | 500 | 0 | 50.83 | 49.81 | 9 | 0
2030 | TVA_2_ENT | TVA | ENT | Internal | Shoulder | B15 | 1203 | 500 | 0 | 49.7 | 48.93 | 9 | 0
2030 | TVA_2_ENT | TVA | ENT | Internal | Summer | B1 | 10 | 500 | 0 | 85.76 | 80.73 | 9 | 0
2030 | TVA_2_ENT | TVA | ENT | Internal | Summer | B2 | 25 | 500 | 0 | 85.07 | 80.73 | 9 | 0
2030 | TVA_2_ENT | TVA | ENT | Internal | Summer | B3 | 75 | 500 | 0 | 79.81 | 75.67 | 9 | 0
2030 | TVA_2_ENT | TVA | ENT | Internal | Summer | B4 | 100 | 500 | 0 | 78.63 | 74.07 | 9 | 0
2030 | TVA_2_ENT | TVA | ENT | Internal | Summer | B5 | 200 | 500 | 0 | 74.15 | 72.59 | 9 | 0
2030 | TVA_2_ENT | TVA | ENT | Internal | Summer | B6 | 300 | 500 | 0 | 61.48 | 64.87 | 9 | 0
2030 | TVA_2_ENT | TVA | ENT | Internal | Summer | B7 | 400 | 500 | 0 | 48.14 | 50.95 | 9 | 0
2030 | TVA_2_ENT | TVA | ENT | Internal | Summer | B8 | 500 | 500 | 0 | 48.14 | 48.58 | 9 | 0
2030 | TVA_2_ENT | TVA | ENT | Internal | Summer | B9 | 800 | 500 | 0 | 48.14 | 48.23 | 9 | 0
2030 | TVA_2_ENT | TVA | ENT | Internal | Summer | B10 | 1262 | 500 | 0 | 44.33 | 46.65 | 9 | 0
2030 | TVA_2_ENT | TVA | ENT | Internal | Winter | B16 | 25 | 500 | 0 | 82.02 | 75.36 | 9 | 0
2030 | TVA_2_ENT | TVA | ENT | Internal | Winter | B17 | 100 | 500 | 0 | 54.75 | 53.3 | 9 | 0
2030 | TVA_2_ENT | TVA | ENT | Internal | Winter | B18 | 400 | 500 | 0 | 52.5 | 52.92 | 9 | 0
2030 | TVA_2_ENT | TVA | ENT | Internal | Winter | B19 | 700 | 500 | 0 | 52.5 | 52.92 | 9 | 0
2030 | TVA_2_ENT | TVA | ENT | Internal | Winter | B20 | 935 | 500 | 0 | 50.03 | 51.17 | 9 | 0
2030 | TVA_2_MISO_MO-IL | TVA | MISO_MO-IL | Internal | Shoulder | B11 | 25 | 50 | 0 | 73.41 | 69.78 | 9 | 0
2030 | TVA_2_MISO_MO-IL | TVA | MISO_MO-IL | Internal | Shoulder | B12 | 200 | 50 | 0 | 51.68 | 58.17 | 9 | 0
2030 | TVA_2_MISO_MO-IL | TVA | MISO_MO-IL | Internal | Shoulder | B13 | 600 | 50 | 0 | 50.83 | 48.1 | 9 | 0
2030 | TVA_2_MISO_MO-IL | TVA | MISO_MO-IL | Internal | Shoulder | B14 | 900 | 50 | 0 | 50.83 | 47.65 | 9 | 0
2030 | TVA_2_MISO_MO-IL | TVA | MISO_MO-IL | Internal | Shoulder | B15 | 1203 | 50 | 0 | 49.7 | 43.64 | 9 | 0
2030 | TVA_2_MISO_MO-IL | TVA | MISO_MO-IL | Internal | Summer | B1 | 10 | 50 | 0 | 85.76 | 77.75 | 9 | 0
2030 | TVA_2_MISO_MO-IL | TVA | MISO_MO-IL | Internal | Summer | B2 | 25 | 50 | 0 | 85.07 | 77.08 | 9 | 0
2030 | TVA_2_MISO_MO-IL | TVA | MISO_MO-IL | Internal | Summer | B3 | 75 | 50 | 0 | 79.81 | 75 | 9 | 0
2030 | TVA_2_MISO_MO-IL | TVA | MISO_MO-IL | Internal | Summer | B4 | 100 | 50 | 0 | 78.63 | 72.49 | 9 | 0
2030 | TVA_2_MISO_MO-IL | TVA | MISO_MO-IL | Internal | Summer | B5 | 200 | 50 | 0 | 74.15 | 70.15 | 9 | 0
2030 | TVA_2_MISO_MO-IL | TVA | MISO_MO-IL | Internal | Summer | B6 | 300 | 50 | 0 | 61.48 | 56.87 | 9 | 0
2030 | TVA_2_MISO_MO-IL | TVA | MISO_MO-IL | Internal | Summer | B7 | 400 | 50 | 0 | 48.14 | 47.07 | 9 | 0
2030 | TVA_2_MISO_MO-IL | TVA | MISO_MO-IL | Internal | Summer | B8 | 500 | 50 | 0 | 48.14 | 43.98 | 9 | 0
2030 | TVA_2_MISO_MO-IL | TVA | MISO_MO-IL | Internal | Summer | B9 | 800 | 50 | 0 | 48.14 | 42.78 | 9 | 0
2030 | TVA_2_MISO_MO-IL | TVA | MISO_MO-IL | Internal | Summer | B10 | 1262 | 50 | 0 | 44.33 | 40.32 | 9 | 0
2030 | TVA_2_MISO_MO-IL | TVA | MISO_MO-IL | Internal | Winter | B16 | 25 | 50 | 0 | 82.02 | 74.02 | 9 | 0
2030 | TVA_2_MISO_MO-IL | TVA | MISO_MO-IL | Internal | Winter | B17 | 100 | 50 | 0 | 54.75 | 56.23 | 9 | 0
2030 | TVA_2_MISO_MO-IL | TVA | MISO_MO-IL | Internal | Winter | B18 | 400 | 50 | 0 | 52.5 | 51.33 | 9 | 0
2030 | TVA_2_MISO_MO-IL | TVA | MISO_MO-IL | Internal | Winter | B19 | 700 | 50 | 0 | 52.5 | 47.38 | 9 | 0
2030 | TVA_2_MISO_MO-IL | TVA | MISO_MO-IL | Internal | Winter | B20 | 935 | 50 | 0 | 50.03 | 43.17 | 9 | 0
2030 | TVA_2_NonRTO_Midwest | TVA | NonRTO_Midwest | Internal | Shoulder | B11 | 25 | 100 | 0 | 73.41 | 77.77 | 9 | 0
2030 | TVA_2_NonRTO_Midwest | TVA | NonRTO_Midwest | Internal | Shoulder | B12 | 200 | 100 | 100 | 51.68 | 66.19 | 9 | 5.51
2030 | TVA_2_NonRTO_Midwest | TVA | NonRTO_Midwest | Internal | Shoulder | B13 | 600 | 100 | 0 | 50.83 | 55.3 | 9 | 0
2030 | TVA_2_NonRTO_Midwest | TVA | NonRTO_Midwest | Internal | Shoulder | B14 | 900 | 100 | 0 | 50.83 | 45.63 | 9 | 0
2030 | TVA_2_NonRTO_Midwest | TVA | NonRTO_Midwest | Internal | Shoulder | B15 | 1203 | 100 | 0 | 49.7 | 42.2 | 9 | 0
2030 | TVA_2_NonRTO_Midwest | TVA | NonRTO_Midwest | Internal | Summer | B1 | 10 | 100 | 0 | 85.76 | 80.48 | 9 | 0
2030 | TVA_2_NonRTO_Midwest | TVA | NonRTO_Midwest | Internal | Summer | B2 | 25 | 100 | 0 | 85.07 | 80.48 | 9 | 0
2030 | TVA_2_NonRTO_Midwest | TVA | NonRTO_Midwest | Internal | Summer | B3 | 75 | 100 | 0 | 79.81 | 80.48 | 9 | 0
2030 | TVA_2_NonRTO_Midwest | TVA | NonRTO_Midwest | Internal | Summer | B4 | 100 | 100 | 0 | 78.63 | 80.48 | 9 | 0
2030 | TVA_2_NonRTO_Midwest | TVA | NonRTO_Midwest | Internal | Summer | B5 | 200 | 100 | 0 | 74.15 | 78.13 | 9 | 0
2030 | TVA_2_NonRTO_Midwest | TVA | NonRTO_Midwest | Internal | Summer | B6 | 300 | 100 | 0 | 61.48 | 64.86 | 9 | 0
2030 | TVA_2_NonRTO_Midwest | TVA | NonRTO_Midwest | Internal | Summer | B7 | 400 | 100 | 0 | 48.14 | 46.16 | 9 | 0
2030 | TVA_2_NonRTO_Midwest | TVA | NonRTO_Midwest | Internal | Summer | B8 | 500 | 100 | 0 | 48.14 | 44.96 | 9 | 0
2030 | TVA_2_NonRTO_Midwest | TVA | NonRTO_Midwest | Internal | Summer | B9 | 800 | 100 | 0 | 48.14 | 44.13 | 9 | 0
2030 | TVA_2_NonRTO_Midwest | TVA | NonRTO_Midwest | Internal | Summer | B10 | 1262 | 100 | 0 | 44.33 | 37.69 | 9 | 0
2030 | TVA_2_NonRTO_Midwest | TVA | NonRTO_Midwest | Internal | Winter | B16 | 25 | 100 | 0 | 82.02 | 82.03 | 9 | 0
2030 | TVA_2_NonRTO_Midwest | TVA | NonRTO_Midwest | Internal | Winter | B17 | 100 | 100 | 99.99 | 54.75 | 64.24 | 9 | 0.48
2030 | TVA_2_NonRTO_Midwest | TVA | NonRTO_Midwest | Internal | Winter | B18 | 400 | 100 | 0 | 52.5 | 58.35 | 9 | 0
2030 | TVA_2_NonRTO_Midwest | TVA | NonRTO_Midwest | Internal | Winter | B19 | 700 | 100 | 0 | 52.5 | 46.16 | 9 | 0
2030 | TVA_2_NonRTO_Midwest | TVA | NonRTO_Midwest | Internal | Winter | B20 | 935 | 100 | 0 | 50.03 | 42.02 | 9 | 0
2030 | TVA_2_PJM_ROR | TVA | PJM_ROR | Internal | Shoulder | B11 | 25 | 500 | 0 | 73.41 | 67.75 | 9 | 0
2030 | TVA_2_PJM_ROR | TVA | PJM_ROR | Internal | Shoulder | B12 | 200 | 500 | 0 | 51.68 | 60.15 | 9 | 0
2030 | TVA_2_PJM_ROR | TVA | PJM_ROR | Internal | Shoulder | B13 | 600 | 500 | 0 | 50.83 | 48.04 | 9 | 0
2030 | TVA_2_PJM_ROR | TVA | PJM_ROR | Internal | Shoulder | B14 | 900 | 500 | 0 | 50.83 | 47.43 | 9 | 0
2030 | TVA_2_PJM_ROR | TVA | PJM_ROR | Internal | Shoulder | B15 | 1203 | 500 | 0 | 49.7 | 43.69 | 9 | 0
2030 | TVA_2_PJM_ROR | TVA | PJM_ROR | Internal | Summer | B1 | 10 | 500 | 0 | 85.76 | 79.75 | 9 | 0
2030 | TVA_2_PJM_ROR | TVA | PJM_ROR | Internal | Summer | B2 | 25 | 500 | 0 | 85.07 | 79.06 | 9 | 0
2030 | TVA_2_PJM_ROR | TVA | PJM_ROR | Internal | Summer | B3 | 75 | 500 | 0 | 79.81 | 73.8 | 9 | 0
2030 | TVA_2_PJM_ROR | TVA | PJM_ROR | Internal | Summer | B4 | 100 | 500 | 0 | 78.63 | 72.62 | 9 | 0
2030 | TVA_2_PJM_ROR | TVA | PJM_ROR | Internal | Summer | B5 | 200 | 500 | 0 | 74.15 | 68.13 | 9 | 0
2030 | TVA_2_PJM_ROR | TVA | PJM_ROR | Internal | Summer | B6 | 300 | 500 | 0 | 61.48 | 56.23 | 9 | 0
2030 | TVA_2_PJM_ROR | TVA | PJM_ROR | Internal | Summer | B7 | 400 | 500 | 0 | 48.14 | 45.95 | 9 | 0
2030 | TVA_2_PJM_ROR | TVA | PJM_ROR | Internal | Summer | B8 | 500 | 500 | 0 | 48.14 | 44.82 | 9 | 0
2030 | TVA_2_PJM_ROR | TVA | PJM_ROR | Internal | Summer | B9 | 800 | 500 | 0 | 48.14 | 43.74 | 9 | 0
2030 | TVA_2_PJM_ROR | TVA | PJM_ROR | Internal | Summer | B10 | 1262 | 500 | 0 | 44.33 | 40.39 | 9 | 0
2030 | TVA_2_PJM_ROR | TVA | PJM_ROR | Internal | Winter | B16 | 25 | 500 | 0 | 82.02 | 76.01 | 9 | 0
2030 | TVA_2_PJM_ROR | TVA | PJM_ROR | Internal | Winter | B17 | 100 | 500 | 0 | 54.75 | 58.23 | 9 | 0
2030 | TVA_2_PJM_ROR | TVA | PJM_ROR | Internal | Winter | B18 | 400 | 500 | 0 | 52.5 | 53.33 | 9 | 0
2030 | TVA_2_PJM_ROR | TVA | PJM_ROR | Internal | Winter | B19 | 700 | 500 | 0 | 52.5 | 49.22 | 9 | 0
2030 | TVA_2_PJM_ROR | TVA | PJM_ROR | Internal | Winter | B20 | 935 | 500 | 0 | 50.03 | 44.97 | 9 | 0
2030 | TVA_2_SOCO | TVA | SOCO | Internal | Shoulder | B11 | 25 | 500 | 155.02 | 73.41 | 82.41 | 9 | 0
2030 | TVA_2_SOCO | TVA | SOCO | Internal | Shoulder | B12 | 200 | 500 | 0 | 51.68 | 51.92 | 9 | 0
2030 | TVA_2_SOCO | TVA | SOCO | Internal | Shoulder | B13 | 600 | 500 | 0 | 50.83 | 50.12 | 9 | 0
2030 | TVA_2_SOCO | TVA | SOCO | Internal | Shoulder | B14 | 900 | 500 | 0 | 50.83 | 50.12 | 9 | 0
2030 | TVA_2_SOCO | TVA | SOCO | Internal | Shoulder | B15 | 1203 | 500 | 0 | 49.7 | 50.12 | 9 | 0
2030 | TVA_2_SOCO | TVA | SOCO | Internal | Summer | B1 | 10 | 500 | 0 | 85.76 | 88.73 | 9 | 0
2030 | TVA_2_SOCO | TVA | SOCO | Internal | Summer | B2 | 25 | 500 | 0 | 85.07 | 83.67 | 9 | 0
2030 | TVA_2_SOCO | TVA | SOCO | Internal | Summer | B3 | 75 | 500 | 0 | 79.81 | 83.67 | 9 | 0
2030 | TVA_2_SOCO | TVA | SOCO | Internal | Summer | B4 | 100 | 500 | 0 | 78.63 | 82.07 | 9 | 0
2030 | TVA_2_SOCO | TVA | SOCO | Internal | Summer | B5 | 200 | 500 | 0 | 74.15 | 82.07 | 9 | 0
2030 | TVA_2_SOCO | TVA | SOCO | Internal | Summer | B6 | 300 | 500 | 500 | 61.48 | 70.8 | 9 | 0.32
2030 | TVA_2_SOCO | TVA | SOCO | Internal | Summer | B7 | 400 | 500 | 500 | 48.14 | 58.95 | 9 | 1.81
2030 | TVA_2_SOCO | TVA | SOCO | Internal | Summer | B8 | 500 | 500 | 0 | 48.14 | 50.38 | 9 | 0
2030 | TVA_2_SOCO | TVA | SOCO | Internal | Summer | B9 | 800 | 500 | 0 | 48.14 | 48.64 | 9 | 0
2030 | TVA_2_SOCO | TVA | SOCO | Internal | Summer | B10 | 1262 | 500 | 0 | 44.33 | 48.64 | 9 | 0
2030 | TVA_2_SOCO | TVA | SOCO | Internal | Winter | B16 | 25 | 500 | 0 | 82.02 | 83.36 | 9 | 0
2030 | TVA_2_SOCO | TVA | SOCO | Internal | Winter | B17 | 100 | 500 | 0 | 54.75 | 54.23 | 9 | 0
2030 | TVA_2_SOCO | TVA | SOCO | Internal | Winter | B18 | 400 | 500 | 0 | 52.5 | 53.17 | 9 | 0
2030 | TVA_2_SOCO | TVA | SOCO | Internal | Winter | B19 | 700 | 500 | 0 | 52.5 | 53.17 | 9 | 0
2030 | TVA_2_SOCO | TVA | SOCO | Internal | Winter | B20 | 935 | 500 | 0 | 50.03 | 52.42 | 9 | 0
2030 | TVA_2_VACAR | TVA | VACAR | Internal | Shoulder | B11 | 25 | 150 | 0 | 73.41 | 73.95 | 9 | 0
2030 | TVA_2_VACAR | TVA | VACAR | Internal | Shoulder | B12 | 200 | 150 | 150 | 51.68 | 61.92 | 9 | 1.24
2030 | TVA_2_VACAR | TVA | VACAR | Internal | Shoulder | B13 | 600 | 150 | 0 | 50.83 | 53.88 | 9 | 0
2030 | TVA_2_VACAR | TVA | VACAR | Internal | Shoulder | B14 | 900 | 150 | 0 | 50.83 | 49.96 | 9 | 0
2030 | TVA_2_VACAR | TVA | VACAR | Internal | Shoulder | B15 | 1203 | 150 | 0 | 49.7 | 49.45 | 9 | 0
2030 | TVA_2_VACAR | TVA | VACAR | Internal | Summer | B1 | 10 | 150 | 0 | 85.76 | 85.75 | 9 | 0
2030 | TVA_2_VACAR | TVA | VACAR | Internal | Summer | B2 | 25 | 150 | 0 | 85.07 | 85.75 | 9 | 0
2030 | TVA_2_VACAR | TVA | VACAR | Internal | Summer | B3 | 75 | 150 | 0 | 79.81 | 85.75 | 9 | 0
2030 | TVA_2_VACAR | TVA | VACAR | Internal | Summer | B4 | 100 | 150 | 0 | 78.63 | 83.9 | 9 | 0
2030 | TVA_2_VACAR | TVA | VACAR | Internal | Summer | B5 | 200 | 150 | 0 | 74.15 | 75.07 | 9 | 0
2030 | TVA_2_VACAR | TVA | VACAR | Internal | Summer | B6 | 300 | 150 | 0 | 61.48 | 63.8 | 9 | 0
2030 | TVA_2_VACAR | TVA | VACAR | Internal | Summer | B7 | 400 | 150 | 0 | 48.14 | 51.95 | 9 | 0
2030 | TVA_2_VACAR | TVA | VACAR | Internal | Summer | B8 | 500 | 150 | 0 | 48.14 | 50.08 | 9 | 0
2030 | TVA_2_VACAR | TVA | VACAR | Internal | Summer | B9 | 800 | 150 | 0 | 48.14 | 47.46 | 9 | 0
2030 | TVA_2_VACAR | TVA | VACAR | Internal | Summer | B10 | 1262 | 150 | 0 | 44.33 | 47.46 | 9 | 0
2030 | TVA_2_VACAR | TVA | VACAR | Internal | Winter | B16 | 25 | 150 | 150 | 82.02 | 93.36 | 9 | 2.34
2030 | TVA_2_VACAR | TVA | VACAR | Internal | Winter | B17 | 100 | 150 | 149.99 | 54.75 | 64.23 | 9 | 0.47
2030 | TVA_2_VACAR | TVA | VACAR | Internal | Winter | B18 | 400 | 150 | 0 | 52.5 | 53.9 | 9 | 0
2030 | TVA_2_VACAR | TVA | VACAR | Internal | Winter | B19 | 700 | 150 | 0 | 52.5 | 53.9 | 9 | 0
2030 | TVA_2_VACAR | TVA | VACAR | Internal | Winter | B20 | 935 | 150 | 0 | 50.03 | 50.97 | 9 | 0
2030 | TVA_Transmission_2_ENT | TVA_Transmission | ENT | Internal | Shoulder | B11 | 25 | 3000 | 0 | 73.64 | 74.41 | 9 | 0
2030 | TVA_Transmission_2_ENT | TVA_Transmission | ENT | Internal | Shoulder | B12 | 200 | 3000 | 0 | 57.7 | 50.17 | 9 | 0
2030 | TVA_Transmission_2_ENT | TVA_Transmission | ENT | Internal | Shoulder | B13 | 600 | 3000 | 0 | 52.27 | 50.17 | 9 | 0
2030 | TVA_Transmission_2_ENT | TVA_Transmission | ENT | Internal | Shoulder | B14 | 900 | 3000 | 0 | 51.6 | 49.81 | 9 | 0
2030 | TVA_Transmission_2_ENT | TVA_Transmission | ENT | Internal | Shoulder | B15 | 1203 | 3000 | 0 | 49.69 | 48.93 | 9 | 0
2030 | TVA_Transmission_2_ENT | TVA_Transmission | ENT | Internal | Summer | B1 | 10 | 3000 | 0 | 85.75 | 80.73 | 9 | 0
2030 | TVA_Transmission_2_ENT | TVA_Transmission | ENT | Internal | Summer | B2 | 25 | 3000 | 0 | 85.06 | 80.73 | 9 | 0
2030 | TVA_Transmission_2_ENT | TVA_Transmission | ENT | Internal | Summer | B3 | 75 | 3000 | 0 | 79.8 | 75.67 | 9 | 0
2030 | TVA_Transmission_2_ENT | TVA_Transmission | ENT | Internal | Summer | B4 | 100 | 3000 | 0 | 78.62 | 74.07 | 9 | 0
2030 | TVA_Transmission_2_ENT | TVA_Transmission | ENT | Internal | Summer | B5 | 200 | 3000 | 0 | 74.13 | 72.59 | 9 | 0
2030 | TVA_Transmission_2_ENT | TVA_Transmission | ENT | Internal | Summer | B6 | 300 | 3000 | 0 | 62.05 | 64.87 | 9 | 0
2030 | TVA_Transmission_2_ENT | TVA_Transmission | ENT | Internal | Summer | B7 | 400 | 3000 | 0 | 50.92 | 50.95 | 9 | 0
2030 | TVA_Transmission_2_ENT | TVA_Transmission | ENT | Internal | Summer | B8 | 500 | 3000 | 0 | 49.14 | 48.58 | 9 | 0
2030 | TVA_Transmission_2_ENT | TVA_Transmission | ENT | Internal | Summer | B9 | 800 | 3000 | 0 | 48.74 | 48.23 | 9 | 0
2030 | TVA_Transmission_2_ENT | TVA_Transmission | ENT | Internal | Summer | B10 | 1262 | 3000 | 0 | 44.87 | 46.65 | 9 | 0
2030 | TVA_Transmission_2_ENT | TVA_Transmission | ENT | Internal | Winter | B16 | 25 | 3000 | 0 | 82.01 | 75.36 | 9 | 0
2030 | TVA_Transmission_2_ENT | TVA_Transmission | ENT | Internal | Winter | B17 | 100 | 3000 | 0 | 58.85 | 53.3 | 9 | 0
2030 | TVA_Transmission_2_ENT | TVA_Transmission | ENT | Internal | Winter | B18 | 400 | 3000 | 0 | 55.04 | 52.92 | 9 | 0
2030 | TVA_Transmission_2_ENT | TVA_Transmission | ENT | Internal | Winter | B19 | 700 | 3000 | 0 | 53.08 | 52.92 | 9 | 0
2030 | TVA_Transmission_2_ENT | TVA_Transmission | ENT | Internal | Winter | B20 | 935 | 3000 | 0 | 50.02 | 51.17 | 9 | 0
2030 | TVA_Transmission_2_MISO_MO-IL | TVA_Transmission | MISO_MO-IL | Internal | Shoulder | B11 | 25 | 4000 | 0 | 73.64 | 69.78 | 9 | 0
2030 | TVA_Transmission_2_MISO_MO-IL | TVA_Transmission | MISO_MO-IL | Internal | Shoulder | B12 | 200 | 4000 | 0 | 57.7 | 58.17 | 9 | 0
2030 | TVA_Transmission_2_MISO_MO-IL | TVA_Transmission | MISO_MO-IL | Internal | Shoulder | B13 | 600 | 4000 | 0 | 52.27 | 48.1 | 9 | 0
2030 | TVA_Transmission_2_MISO_MO-IL | TVA_Transmission | MISO_MO-IL | Internal | Shoulder | B14 | 900 | 4000 | 0 | 51.6 | 47.65 | 9 | 0
2030 | TVA_Transmission_2_MISO_MO-IL | TVA_Transmission | MISO_MO-IL | Internal | Shoulder | B15 | 1203 | 4000 | 0 | 49.69 | 43.64 | 9 | 0
2030 | TVA_Transmission_2_MISO_MO-IL | TVA_Transmission | MISO_MO-IL | Internal | Summer | B1 | 10 | 4000 | 0 | 85.75 | 77.75 | 9 | 0
2030 | TVA_Transmission_2_MISO_MO-IL | TVA_Transmission | MISO_MO-IL | Internal | Summer | B2 | 25 | 4000 | 0 | 85.06 | 77.08 | 9 | 0
2030 | TVA_Transmission_2_MISO_MO-IL | TVA_Transmission | MISO_MO-IL | Internal | Summer | B3 | 75 | 4000 | 0 | 79.8 | 75 | 9 | 0
2030 | TVA_Transmission_2_MISO_MO-IL | TVA_Transmission | MISO_MO-IL | Internal | Summer | B4 | 100 | 4000 | 0 | 78.62 | 72.49 | 9 | 0
2030 | TVA_Transmission_2_MISO_MO-IL | TVA_Transmission | MISO_MO-IL | Internal | Summer | B5 | 200 | 4000 | 0 | 74.13 | 70.15 | 9 | 0
2030 | TVA_Transmission_2_MISO_MO-IL | TVA_Transmission | MISO_MO-IL | Internal | Summer | B6 | 300 | 4000 | 0 | 62.05 | 56.87 | 9 | 0
2030 | TVA_Transmission_2_MISO_MO-IL | TVA_Transmission | MISO_MO-IL | Internal | Summer | B7 | 400 | 4000 | 0 | 50.92 | 47.07 | 9 | 0
2030 | TVA_Transmission_2_MISO_MO-IL | TVA_Transmission | MISO_MO-IL | Internal | Summer | B8 | 500 | 4000 | 0 | 49.14 | 43.98 | 9 | 0
2030 | TVA_Transmission_2_MISO_MO-IL | TVA_Transmission | MISO_MO-IL | Internal | Summer | B9 | 800 | 4000 | 0 | 48.74 | 42.78 | 9 | 0
2030 | TVA_Transmission_2_MISO_MO-IL | TVA_Transmission | MISO_MO-IL | Internal | Summer | B10 | 1262 | 4000 | 0 | 44.87 | 40.32 | 9 | 0
2030 | TVA_Transmission_2_MISO_MO-IL | TVA_Transmission | MISO_MO-IL | Internal | Winter | B16 | 25 | 4000 | 0 | 82.01 | 74.02 | 9 | 0
2030 | TVA_Transmission_2_MISO_MO-IL | TVA_Transmission | MISO_MO-IL | Internal | Winter | B17 | 100 | 4000 | 0 | 58.85 | 56.23 | 9 | 0
2030 | TVA_Transmission_2_MISO_MO-IL | TVA_Transmission | MISO_MO-IL | Internal | Winter | B18 | 400 | 4000 | 0 | 55.04 | 51.33 | 9 | 0
2030 | TVA_Transmission_2_MISO_MO-IL | TVA_Transmission | MISO_MO-IL | Internal | Winter | B19 | 700 | 4000 | 0 | 53.08 | 47.38 | 9 | 0
2030 | TVA_Transmission_2_MISO_MO-IL | TVA_Transmission | MISO_MO-IL | Internal | Winter | B20 | 935 | 4000 | 0 | 50.02 | 43.17 | 9 | 0
2030 | TVA_Transmission_2_NonRTO_Midwest | TVA_Transmission | NonRTO_Midwest | Internal | Shoulder | B11 | 25 | 700 | 0 | 73.64 | 77.77 | 9 | 0
2030 | TVA_Transmission_2_NonRTO_Midwest | TVA_Transmission | NonRTO_Midwest | Internal | Shoulder | B12 | 200 | 700 | 0 | 57.7 | 66.19 | 9 | 0
2030 | TVA_Transmission_2_NonRTO_Midwest | TVA_Transmission | NonRTO_Midwest | Internal | Shoulder | B13 | 600 | 700 | 0 | 52.27 | 55.3 | 9 | 0
2030 | TVA_Transmission_2_NonRTO_Midwest | TVA_Transmission | NonRTO_Midwest | Internal | Shoulder | B14 | 900 | 700 | 0 | 51.6 | 45.63 | 9 | 0
2030 | TVA_Transmission_2_NonRTO_Midwest | TVA_Transmission | NonRTO_Midwest | Internal | Shoulder | B15 | 1203 | 700 | 0 | 49.69 | 42.2 | 9 | 0
2030 | TVA_Transmission_2_NonRTO_Midwest | TVA_Transmission | NonRTO_Midwest | Internal | Summer | B1 | 10 | 700 | 0 | 85.75 | 80.48 | 9 | 0
2030 | TVA_Transmission_2_NonRTO_Midwest | TVA_Transmission | NonRTO_Midwest | Internal | Summer | B2 | 25 | 700 | 0 | 85.06 | 80.48 | 9 | 0
2030 | TVA_Transmission_2_NonRTO_Midwest | TVA_Transmission | NonRTO_Midwest | Internal | Summer | B3 | 75 | 700 | 0 | 79.8 | 80.48 | 9 | 0
2030 | TVA_Transmission_2_NonRTO_Midwest | TVA_Transmission | NonRTO_Midwest | Internal | Summer | B4 | 100 | 700 | 0 | 78.62 | 80.48 | 9 | 0
2030 | TVA_Transmission_2_NonRTO_Midwest | TVA_Transmission | NonRTO_Midwest | Internal | Summer | B5 | 200 | 700 | 0 | 74.13 | 78.13 | 9 | 0
2030 | TVA_Transmission_2_NonRTO_Midwest | TVA_Transmission | NonRTO_Midwest | Internal | Summer | B6 | 300 | 700 | 0 | 62.05 | 64.86 | 9 | 0
2030 | TVA_Transmission_2_NonRTO_Midwest | TVA_Transmission | NonRTO_Midwest | Internal | Summer | B7 | 400 | 700 | 0 | 50.92 | 46.16 | 9 | 0
2030 | TVA_Transmission_2_NonRTO_Midwest | TVA_Transmission | NonRTO_Midwest | Internal | Summer | B8 | 500 | 700 | 0 | 49.14 | 44.96 | 9 | 0
2030 | TVA_Transmission_2_NonRTO_Midwest | TVA_Transmission | NonRTO_Midwest | Internal | Summer | B9 | 800 | 700 | 0 | 48.74 | 44.13 | 9 | 0
2030 | TVA_Transmission_2_NonRTO_Midwest | TVA_Transmission | NonRTO_Midwest | Internal | Summer | B10 | 1262 | 700 | 0 | 44.87 | 37.69 | 9 | 0
2030 | TVA_Transmission_2_NonRTO_Midwest | TVA_Transmission | NonRTO_Midwest | Internal | Winter | B16 | 25 | 700 | 0 | 82.01 | 82.03 | 9 | 0
2030 | TVA_Transmission_2_NonRTO_Midwest | TVA_Transmission | NonRTO_Midwest | Internal | Winter | B17 | 100 | 700 | 0 | 58.85 | 64.24 | 9 | 0
2030 | TVA_Transmission_2_NonRTO_Midwest | TVA_Transmission | NonRTO_Midwest | Internal | Winter | B18 | 400 | 700 | 0 | 55.04 | 58.35 | 9 | 0
2030 | TVA_Transmission_2_NonRTO_Midwest | TVA_Transmission | NonRTO_Midwest | Internal | Winter | B19 | 700 | 700 | 0 | 53.08 | 46.16 | 9 | 0
2030 | TVA_Transmission_2_NonRTO_Midwest | TVA_Transmission | NonRTO_Midwest | Internal | Winter | B20 | 935 | 700 | 0 | 50.02 | 42.02 | 9 | 0
2030 | TVA_Transmission_2_PJM_ROR | TVA_Transmission | PJM_ROR | Internal | Shoulder | B11 | 25 | 2000 | 0 | 73.64 | 67.75 | 9 | 0
2030 | TVA_Transmission_2_PJM_ROR | TVA_Transmission | PJM_ROR | Internal | Shoulder | B12 | 200 | 2000 | 0 | 57.7 | 60.15 | 9 | 0
2030 | TVA_Transmission_2_PJM_ROR | TVA_Transmission | PJM_ROR | Internal | Shoulder | B13 | 600 | 2000 | 0 | 52.27 | 48.04 | 9 | 0
2030 | TVA_Transmission_2_PJM_ROR | TVA_Transmission | PJM_ROR | Internal | Shoulder | B14 | 900 | 2000 | 0 | 51.6 | 47.43 | 9 | 0
2030 | TVA_Transmission_2_PJM_ROR | TVA_Transmission | PJM_ROR | Internal | Shoulder | B15 | 1203 | 2000 | 0 | 49.69 | 43.69 | 9 | 0
2030 | TVA_Transmission_2_PJM_ROR | TVA_Transmission | PJM_ROR | Internal | Summer | B1 | 10 | 2000 | 0 | 85.75 | 79.75 | 9 | 0
2030 | TVA_Transmission_2_PJM_ROR | TVA_Transmission | PJM_ROR | Internal | Summer | B2 | 25 | 2000 | 0 | 85.06 | 79.06 | 9 | 0
2030 | TVA_Transmission_2_PJM_ROR | TVA_Transmission | PJM_ROR | Internal | Summer | B3 | 75 | 2000 | 0 | 79.8 | 73.8 | 9 | 0
2030 | TVA_Transmission_2_PJM_ROR | TVA_Transmission | PJM_ROR | Internal | Summer | B4 | 100 | 2000 | 0 | 78.62 | 72.62 | 9 | 0
2030 | TVA_Transmission_2_PJM_ROR | TVA_Transmission | PJM_ROR | Internal | Summer | B5 | 200 | 2000 | 0 | 74.13 | 68.13 | 9 | 0
2030 | TVA_Transmission_2_PJM_ROR | TVA_Transmission | PJM_ROR | Internal | Summer | B6 | 300 | 2000 | 0 | 62.05 | 56.23 | 9 | 0
2030 | TVA_Transmission_2_PJM_ROR | TVA_Transmission | PJM_ROR | Internal | Summer | B7 | 400 | 2000 | 0 | 50.92 | 45.95 | 9 | 0
2030 | TVA_Transmission_2_PJM_ROR | TVA_Transmission | PJM_ROR | Internal | Summer | B8 | 500 | 2000 | 0 | 49.14 | 44.82 | 9 | 0
2030 | TVA_Transmission_2_PJM_ROR | TVA_Transmission | PJM_ROR | Internal | Summer | B9 | 800 | 2000 | 0 | 48.74 | 43.74 | 9 | 0
2030 | TVA_Transmission_2_PJM_ROR | TVA_Transmission | PJM_ROR | Internal | Summer | B10 | 1262 | 2000 | 0 | 44.87 | 40.39 | 9 | 0
2030 | TVA_Transmission_2_PJM_ROR | TVA_Transmission | PJM_ROR | Internal | Winter | B16 | 25 | 2000 | 0 | 82.01 | 76.01 | 9 | 0
2030 | TVA_Transmission_2_PJM_ROR | TVA_Transmission | PJM_ROR | Internal | Winter | B17 | 100 | 2000 | 0 | 58.85 | 58.23 | 9 | 0
2030 | TVA_Transmission_2_PJM_ROR | TVA_Transmission | PJM_ROR | Internal | Winter | B18 | 400 | 2000 | 0 | 55.04 | 53.33 | 9 | 0
2030 | TVA_Transmission_2_PJM_ROR | TVA_Transmission | PJM_ROR | Internal | Winter | B19 | 700 | 2000 | 0 | 53.08 | 49.22 | 9 | 0
2030 | TVA_Transmission_2_PJM_ROR | TVA_Transmission | PJM_ROR | Internal | Winter | B20 | 935 | 2000 | 0 | 50.02 | 44.97 | 9 | 0
2030 | TVA_Transmission_2_SOCO | TVA_Transmission | SOCO | Internal | Shoulder | B11 | 25 | 3200 | 0.05 | 73.64 | 82.41 | 9 | 0
2030 | TVA_Transmission_2_SOCO | TVA_Transmission | SOCO | Internal | Shoulder | B12 | 200 | 3200 | 0 | 57.7 | 51.92 | 9 | 0
2030 | TVA_Transmission_2_SOCO | TVA_Transmission | SOCO | Internal | Shoulder | B13 | 600 | 3200 | 0 | 52.27 | 50.12 | 9 | 0
2030 | TVA_Transmission_2_SOCO | TVA_Transmission | SOCO | Internal | Shoulder | B14 | 900 | 3200 | 0 | 51.6 | 50.12 | 9 | 0
2030 | TVA_Transmission_2_SOCO | TVA_Transmission | SOCO | Internal | Shoulder | B15 | 1203 | 3200 | 0 | 49.69 | 50.12 | 9 | 0
2030 | TVA_Transmission_2_SOCO | TVA_Transmission | SOCO | Internal | Summer | B1 | 10 | 3200 | 0 | 85.75 | 88.73 | 9 | 0
2030 | TVA_Transmission_2_SOCO | TVA_Transmission | SOCO | Internal | Summer | B2 | 25 | 3200 | 0 | 85.06 | 83.67 | 9 | 0
2030 | TVA_Transmission_2_SOCO | TVA_Transmission | SOCO | Internal | Summer | B3 | 75 | 3200 | 0 | 79.8 | 83.67 | 9 | 0
2030 | TVA_Transmission_2_SOCO | TVA_Transmission | SOCO | Internal | Summer | B4 | 100 | 3200 | 0 | 78.62 | 82.07 | 9 | 0
2030 | TVA_Transmission_2_SOCO | TVA_Transmission | SOCO | Internal | Summer | B5 | 200 | 3200 | 0 | 74.13 | 82.07 | 9 | 0
2030 | TVA_Transmission_2_SOCO | TVA_Transmission | SOCO | Internal | Summer | B6 | 300 | 3200 | 0 | 62.05 | 70.8 | 9 | 0
2030 | TVA_Transmission_2_SOCO | TVA_Transmission | SOCO | Internal | Summer | B7 | 400 | 3200 | 0 | 50.92 | 58.95 | 9 | 0
2030 | TVA_Transmission_2_SOCO | TVA_Transmission | SOCO | Internal | Summer | B8 | 500 | 3200 | 0 | 49.14 | 50.38 | 9 | 0
2030 | TVA_Transmission_2_SOCO | TVA_Transmission | SOCO | Internal | Summer | B9 | 800 | 3200 | 0 | 48.74 | 48.64 | 9 | 0
2030 | TVA_Transmission_2_SOCO | TVA_Transmission | SOCO | Internal | Summer | B10 | 1262 | 3200 | 0 | 44.87 | 48.64 | 9 | 0
2030 | TVA_Transmission_2_SOCO | TVA_Transmission | SOCO | Internal | Winter | B16 | 25 | 3200 | 0 | 82.01 | 83.36 | 9 | 0
2030 | TVA_Transmission_2_SOCO | TVA_Transmission | SOCO | Internal | Winter | B17 | 100 | 3200 | 0 | 58.85 | 54.23 | 9 | 0
2030 | TVA_Transmission_2_SOCO | TVA_Transmission | SOCO | Internal | Winter | B18 | 400 | 3200 | 0 | 55.04 | 53.17 | 9 | 0
2030 | TVA_Transmission_2_SOCO | TVA_Transmission | SOCO | Internal | Winter | B19 | 700 | 3200 | 0 | 53.08 | 53.17 | 9 | 0
2030 | TVA_Transmission_2_SOCO | TVA_Transmission | SOCO | Internal | Winter | B20 | 935 | 3200 | 0 | 50.02 | 52.42 | 9 | 0
2030 | TVA_Transmission_2_TVA | TVA_Transmission | TVA | Internal | Shoulder | B11 | 25 | 99999 | 0.05 | 73.64 | 73.41 | 0.01 | 0
2030 | TVA_Transmission_2_TVA | TVA_Transmission | TVA | Internal | Shoulder | B12 | 200 | 99999 | 0 | 57.7 | 51.68 | 0.01 | 0
2030 | TVA_Transmission_2_TVA | TVA_Transmission | TVA | Internal | Shoulder | B13 | 600 | 99999 | 0 | 52.27 | 50.83 | 0.01 | 0
2030 | TVA_Transmission_2_TVA | TVA_Transmission | TVA | Internal | Shoulder | B14 | 900 | 99999 | 0 | 51.6 | 50.83 | 0.01 | 0
2030 | TVA_Transmission_2_TVA | TVA_Transmission | TVA | Internal | Shoulder | B15 | 1203 | 99999 | 279.91 | 49.69 | 49.7 | 0.01 | 0
2030 | TVA_Transmission_2_TVA | TVA_Transmission | TVA | Internal | Summer | B1 | 10 | 99999 | 2770.61 | 85.75 | 85.76 | 0.01 | 0
2030 | TVA_Transmission_2_TVA | TVA_Transmission | TVA | Internal | Summer | B2 | 25 | 99999 | 2096.05 | 85.06 | 85.07 | 0.01 | 0
2030 | TVA_Transmission_2_TVA | TVA_Transmission | TVA | Internal | Summer | B3 | 75 | 99999 | 299.75 | 79.8 | 79.81 | 0.01 | 0
2030 | TVA_Transmission_2_TVA | TVA_Transmission | TVA | Internal | Summer | B4 | 100 | 99999 | 1596.63 | 78.62 | 78.63 | 0.01 | 0
2030 | TVA_Transmission_2_TVA | TVA_Transmission | TVA | Internal | Summer | B5 | 200 | 99999 | 561.89 | 74.13 | 74.15 | 0.01 | 0
2030 | TVA_Transmission_2_TVA | TVA_Transmission | TVA | Internal | Summer | B6 | 300 | 99999 | 0 | 62.05 | 61.48 | 0.01 | 0
2030 | TVA_Transmission_2_TVA | TVA_Transmission | TVA | Internal | Summer | B7 | 400 | 99999 | 0 | 50.92 | 48.14 | 0.01 | 0
2030 | TVA_Transmission_2_TVA | TVA_Transmission | TVA | Internal | Summer | B8 | 500 | 99999 | 0 | 49.14 | 48.14 | 0.01 | 0
2030 | TVA_Transmission_2_TVA | TVA_Transmission | TVA | Internal | Summer | B9 | 800 | 99999 | 0 | 48.74 | 48.14 | 0.01 | 0
2030 | TVA_Transmission_2_TVA | TVA_Transmission | TVA | Internal | Summer | B10 | 1262 | 99999 | 0 | 44.87 | 44.33 | 0.01 | 0
2030 | TVA_Transmission_2_TVA | TVA_Transmission | TVA | Internal | Winter | B16 | 25 | 99999 | 750.75 | 82.01 | 82.02 | 0.01 | 0
2030 | TVA_Transmission_2_TVA | TVA_Transmission | TVA | Internal | Winter | B17 | 100 | 99999 | 0 | 58.85 | 54.75 | 0.01 | 0
2030 | TVA_Transmission_2_TVA | TVA_Transmission | TVA | Internal | Winter | B18 | 400 | 99999 | 0 | 55.04 | 52.5 | 0.01 | 0
2030 | TVA_Transmission_2_TVA | TVA_Transmission | TVA | Internal | Winter | B19 | 700 | 99999 | 0 | 53.08 | 52.5 | 0.01 | 0
2030 | TVA_Transmission_2_TVA | TVA_Transmission | TVA | Internal | Winter | B20 | 935 | 99999 | 542.95 | 50.02 | 50.03 | 0.01 | 0
2030 | TVA_Transmission_2_VACAR | TVA_Transmission | VACAR | Internal | Shoulder | B11 | 25 | 900 | 0 | 73.64 | 73.95 | 9 | 0
2030 | TVA_Transmission_2_VACAR | TVA_Transmission | VACAR | Internal | Shoulder | B12 | 200 | 900 | 0 | 57.7 | 61.92 | 9 | 0
2030 | TVA_Transmission_2_VACAR | TVA_Transmission | VACAR | Internal | Shoulder | B13 | 600 | 900 | 0 | 52.27 | 53.88 | 9 | 0
2030 | TVA_Transmission_2_VACAR | TVA_Transmission | VACAR | Internal | Shoulder | B14 | 900 | 900 | 0 | 51.6 | 49.96 | 9 | 0
2030 | TVA_Transmission_2_VACAR | TVA_Transmission | VACAR | Internal | Shoulder | B15 | 1203 | 900 | 0 | 49.69 | 49.45 | 9 | 0
2030 | TVA_Transmission_2_VACAR | TVA_Transmission | VACAR | Internal | Summer | B1 | 10 | 900 | 0 | 85.75 | 85.75 | 9 | 0
2030 | TVA_Transmission_2_VACAR | TVA_Transmission | VACAR | Internal | Summer | B2 | 25 | 900 | 0 | 85.06 | 85.75 | 9 | 0
2030 | TVA_Transmission_2_VACAR | TVA_Transmission | VACAR | Internal | Summer | B3 | 75 | 900 | 0 | 79.8 | 85.75 | 9 | 0
2030 | TVA_Transmission_2_VACAR | TVA_Transmission | VACAR | Internal | Summer | B4 | 100 | 900 | 0 | 78.62 | 83.9 | 9 | 0
2030 | TVA_Transmission_2_VACAR | TVA_Transmission | VACAR | Internal | Summer | B5 | 200 | 900 | 0 | 74.13 | 75.07 | 9 | 0
2030 | TVA_Transmission_2_VACAR | TVA_Transmission | VACAR | Internal | Summer | B6 | 300 | 900 | 0 | 62.05 | 63.8 | 9 | 0
2030 | TVA_Transmission_2_VACAR | TVA_Transmission | VACAR | Internal | Summer | B7 | 400 | 900 | 0 | 50.92 | 51.95 | 9 | 0
2030 | TVA_Transmission_2_VACAR | TVA_Transmission | VACAR | Internal | Summer | B8 | 500 | 900 | 0 | 49.14 | 50.08 | 9 | 0
2030 | TVA_Transmission_2_VACAR | TVA_Transmission | VACAR | Internal | Summer | B9 | 800 | 900 | 0 | 48.74 | 47.46 | 9 | 0
2030 | TVA_Transmission_2_VACAR | TVA_Transmission | VACAR | Internal | Summer | B10 | 1262 | 900 | 0 | 44.87 | 47.46 | 9 | 0
2030 | TVA_Transmission_2_VACAR | TVA_Transmission | VACAR | Internal | Winter | B16 | 25 | 900 | 900 | 82.01 | 93.36 | 9 | 2.36
2030 | TVA_Transmission_2_VACAR | TVA_Transmission | VACAR | Internal | Winter | B17 | 100 | 900 | 0 | 58.85 | 64.23 | 9 | 0
2030 | TVA_Transmission_2_VACAR | TVA_Transmission | VACAR | Internal | Winter | B18 | 400 | 900 | 0 | 55.04 | 53.9 | 9 | 0
2030 | TVA_Transmission_2_VACAR | TVA_Transmission | VACAR | Internal | Winter | B19 | 700 | 900 | 0 | 53.08 | 53.9 | 9 | 0
2030 | TVA_Transmission_2_VACAR | TVA_Transmission | VACAR | Internal | Winter | B20 | 935 | 900 | 0 | 50.02 | 50.97 | 9 | 0
2030 | VACAR_2_PJM_ROR | VACAR | PJM_ROR | Internal | Shoulder | B11 | 25 | 2000 | 0 | 73.95 | 67.75 | 7 | 0
2030 | VACAR_2_PJM_ROR | VACAR | PJM_ROR | Internal | Shoulder | B12 | 200 | 2000 | 0 | 61.92 | 60.15 | 7 | 0
2030 | VACAR_2_PJM_ROR | VACAR | PJM_ROR | Internal | Shoulder | B13 | 600 | 2000 | 0 | 53.88 | 48.04 | 7 | 0
2030 | VACAR_2_PJM_ROR | VACAR | PJM_ROR | Internal | Shoulder | B14 | 900 | 2000 | 0 | 49.96 | 47.43 | 7 | 0
2030 | VACAR_2_PJM_ROR | VACAR | PJM_ROR | Internal | Shoulder | B15 | 1203 | 2000 | 0 | 49.45 | 43.69 | 7 | 0
2030 | VACAR_2_PJM_ROR | VACAR | PJM_ROR | Internal | Summer | B1 | 10 | 2000 | 0 | 85.75 | 79.75 | 7 | 0
2030 | VACAR_2_PJM_ROR | VACAR | PJM_ROR | Internal | Summer | B2 | 25 | 2000 | 0 | 85.75 | 79.06 | 7 | 0
2030 | VACAR_2_PJM_ROR | VACAR | PJM_ROR | Internal | Summer | B3 | 75 | 2000 | 0 | 85.75 | 73.8 | 7 | 0
2030 | VACAR_2_PJM_ROR | VACAR | PJM_ROR | Internal | Summer | B4 | 100 | 2000 | 0 | 83.9 | 72.62 | 7 | 0
2030 | VACAR_2_PJM_ROR | VACAR | PJM_ROR | Internal | Summer | B5 | 200 | 2000 | 0 | 75.07 | 68.13 | 7 | 0
2030 | VACAR_2_PJM_ROR | VACAR | PJM_ROR | Internal | Summer | B6 | 300 | 2000 | 0 | 63.8 | 56.23 | 7 | 0
2030 | VACAR_2_PJM_ROR | VACAR | PJM_ROR | Internal | Summer | B7 | 400 | 2000 | 0 | 51.95 | 45.95 | 7 | 0
2030 | VACAR_2_PJM_ROR | VACAR | PJM_ROR | Internal | Summer | B8 | 500 | 2000 | 0 | 50.08 | 44.82 | 7 | 0
2030 | VACAR_2_PJM_ROR | VACAR | PJM_ROR | Internal | Summer | B9 | 800 | 2000 | 0 | 47.46 | 43.74 | 7 | 0
2030 | VACAR_2_PJM_ROR | VACAR | PJM_ROR | Internal | Summer | B10 | 1262 | 2000 | 0 | 47.46 | 40.39 | 7 | 0
2030 | VACAR_2_PJM_ROR | VACAR | PJM_ROR | Internal | Winter | B16 | 25 | 2000 | 0 | 93.36 | 76.01 | 7 | 0
2030 | VACAR_2_PJM_ROR | VACAR | PJM_ROR | Internal | Winter | B17 | 100 | 2000 | 0 | 64.23 | 58.23 | 7 | 0
2030 | VACAR_2_PJM_ROR | VACAR | PJM_ROR | Internal | Winter | B18 | 400 | 2000 | 0 | 53.9 | 53.33 | 7 | 0
2030 | VACAR_2_PJM_ROR | VACAR | PJM_ROR | Internal | Winter | B19 | 700 | 2000 | 0 | 53.9 | 49.22 | 7 | 0
2030 | VACAR_2_PJM_ROR | VACAR | PJM_ROR | Internal | Winter | B20 | 935 | 2000 | 0 | 50.97 | 44.97 | 7 | 0
2030 | VACAR_2_SOCO | VACAR | SOCO | Internal | Shoulder | B11 | 25 | 3000 | 2999.99 | 73.95 | 82.41 | 7 | 1.46
2030 | VACAR_2_SOCO | VACAR | SOCO | Internal | Shoulder | B12 | 200 | 3000 | 0 | 61.92 | 51.92 | 7 | 0
2030 | VACAR_2_SOCO | VACAR | SOCO | Internal | Shoulder | B13 | 600 | 3000 | 0 | 53.88 | 50.12 | 7 | 0
2030 | VACAR_2_SOCO | VACAR | SOCO | Internal | Shoulder | B14 | 900 | 3000 | 0 | 49.96 | 50.12 | 7 | 0
2030 | VACAR_2_SOCO | VACAR | SOCO | Internal | Shoulder | B15 | 1203 | 3000 | 0 | 49.45 | 50.12 | 7 | 0
2030 | VACAR_2_SOCO | VACAR | SOCO | Internal | Summer | B1 | 10 | 3000 | 0 | 85.75 | 88.73 | 7 | 0
2030 | VACAR_2_SOCO | VACAR | SOCO | Internal | Summer | B2 | 25 | 3000 | 0 | 85.75 | 83.67 | 7 | 0
2030 | VACAR_2_SOCO | VACAR | SOCO | Internal | Summer | B3 | 75 | 3000 | 0 | 85.75 | 83.67 | 7 | 0
2030 | VACAR_2_SOCO | VACAR | SOCO | Internal | Summer | B4 | 100 | 3000 | 0 | 83.9 | 82.07 | 7 | 0
2030 | VACAR_2_SOCO | VACAR | SOCO | Internal | Summer | B5 | 200 | 3000 | 802.96 | 75.07 | 82.07 | 7 | 0
2030 | VACAR_2_SOCO | VACAR | SOCO | Internal | Summer | B6 | 300 | 3000 | 847.34 | 63.8 | 70.8 | 7 | 0
2030 | VACAR_2_SOCO | VACAR | SOCO | Internal | Summer | B7 | 400 | 3000 | 569.41 | 51.95 | 58.95 | 7 | 0
2030 | VACAR_2_SOCO | VACAR | SOCO | Internal | Summer | B8 | 500 | 3000 | 0 | 50.08 | 50.38 | 7 | 0
2030 | VACAR_2_SOCO | VACAR | SOCO | Internal | Summer | B9 | 800 | 3000 | 0 | 47.46 | 48.64 | 7 | 0
2030 | VACAR_2_SOCO | VACAR | SOCO | Internal | Summer | B10 | 1262 | 3000 | 0 | 47.46 | 48.64 | 7 | 0
2030 | VACAR_2_SOCO | VACAR | SOCO | Internal | Winter | B16 | 25 | 3000 | 0 | 93.36 | 83.36 | 7 | 0
2030 | VACAR_2_SOCO | VACAR | SOCO | Internal | Winter | B17 | 100 | 3000 | 0 | 64.23 | 54.23 | 7 | 0
2030 | VACAR_2_SOCO | VACAR | SOCO | Internal | Winter | B18 | 400 | 3000 | 0 | 53.9 | 53.17 | 7 | 0
2030 | VACAR_2_SOCO | VACAR | SOCO | Internal | Winter | B19 | 700 | 3000 | 0 | 53.9 | 53.17 | 7 | 0
2030 | VACAR_2_SOCO | VACAR | SOCO | Internal | Winter | B20 | 935 | 3000 | 0 | 50.97 | 52.42 | 7 | 0
2030 | VACAR_2_TVA_Transmission | VACAR | TVA_Transmission | Internal | Shoulder | B11 | 25 | 900 | 0 | 73.95 | 73.64 | 7 | 0
2030 | VACAR_2_TVA_Transmission | VACAR | TVA_Transmission | Internal | Shoulder | B12 | 200 | 900 | 0 | 61.92 | 57.7 | 7 | 0
2030 | VACAR_2_TVA_Transmission | VACAR | TVA_Transmission | Internal | Shoulder | B13 | 600 | 900 | 0 | 53.88 | 52.27 | 7 | 0
2030 | VACAR_2_TVA_Transmission | VACAR | TVA_Transmission | Internal | Shoulder | B14 | 900 | 900 | 0 | 49.96 | 51.6 | 7 | 0
2030 | VACAR_2_TVA_Transmission | VACAR | TVA_Transmission | Internal | Shoulder | B15 | 1203 | 900 | 0 | 49.45 | 49.69 | 7 | 0
2030 | VACAR_2_TVA_Transmission | VACAR | TVA_Transmission | Internal | Summer | B1 | 10 | 900 | 0 | 85.75 | 85.75 | 7 | 0
2030 | VACAR_2_TVA_Transmission | VACAR | TVA_Transmission | Internal | Summer | B2 | 25 | 900 | 0 | 85.75 | 85.06 | 7 | 0
2030 | VACAR_2_TVA_Transmission | VACAR | TVA_Transmission | Internal | Summer | B3 | 75 | 900 | 0 | 85.75 | 79.8 | 7 | 0
2030 | VACAR_2_TVA_Transmission | VACAR | TVA_Transmission | Internal | Summer | B4 | 100 | 900 | 0 | 83.9 | 78.62 | 7 | 0
2030 | VACAR_2_TVA_Transmission | VACAR | TVA_Transmission | Internal | Summer | B5 | 200 | 900 | 0 | 75.07 | 74.13 | 7 | 0
2030 | VACAR_2_TVA_Transmission | VACAR | TVA_Transmission | Internal | Summer | B6 | 300 | 900 | 0 | 63.8 | 62.05 | 7 | 0
2030 | VACAR_2_TVA_Transmission | VACAR | TVA_Transmission | Internal | Summer | B7 | 400 | 900 | 0 | 51.95 | 50.92 | 7 | 0
2030 | VACAR_2_TVA_Transmission | VACAR | TVA_Transmission | Internal | Summer | B8 | 500 | 900 | 0 | 50.08 | 49.14 | 7 | 0
2030 | VACAR_2_TVA_Transmission | VACAR | TVA_Transmission | Internal | Summer | B9 | 800 | 900 | 0 | 47.46 | 48.74 | 7 | 0
2030 | VACAR_2_TVA_Transmission | VACAR | TVA_Transmission | Internal | Summer | B10 | 1262 | 900 | 0 | 47.46 | 44.87 | 7 | 0
2030 | VACAR_2_TVA_Transmission | VACAR | TVA_Transmission | Internal | Winter | B16 | 25 | 900 | 0 | 93.36 | 82.01 | 7 | 0
2030 | VACAR_2_TVA_Transmission | VACAR | TVA_Transmission | Internal | Winter | B17 | 100 | 900 | 0 | 64.23 | 58.85 | 7 | 0
2030 | VACAR_2_TVA_Transmission | VACAR | TVA_Transmission | Internal | Winter | B18 | 400 | 900 | 0 | 53.9 | 55.04 | 7 | 0
2030 | VACAR_2_TVA_Transmission | VACAR | TVA_Transmission | Internal | Winter | B19 | 700 | 900 | 0 | 53.9 | 53.08 | 7 | 0
2030 | VACAR_2_TVA_Transmission | VACAR | TVA_Transmission | Internal | Winter | B20 | 935 | 900 | 0 | 50.97 | 50.02 | 7 | 0
2035 | ENT_2_MISO_MO-IL | ENT | MISO_MO-IL | Internal | Shoulder | B11 | 25 | 2260 | 0 | 81.5 | 81.83 | 8 | 0
2035 | ENT_2_MISO_MO-IL | ENT | MISO_MO-IL | Internal | Shoulder | B12 | 200 | 2260 | 2260 | 58.52 | 67.1 | 8 | 0.58
2035 | ENT_2_MISO_MO-IL | ENT | MISO_MO-IL | Internal | Shoulder | B13 | 600 | 2260 | 0 | 55.45 | 54.78 | 8 | 0
2035 | ENT_2_MISO_MO-IL | ENT | MISO_MO-IL | Internal | Shoulder | B14 | 900 | 2260 | 0 | 55.45 | 52.28 | 8 | 0
2035 | ENT_2_MISO_MO-IL | ENT | MISO_MO-IL | Internal | Shoulder | B15 | 1203 | 2260 | 0 | 53.61 | 48.54 | 8 | 0
2035 | ENT_2_MISO_MO-IL | ENT | MISO_MO-IL | Internal | Summer | B1 | 10 | 2260 | 0 | 84.69 | 85.47 | 8 | 0
2035 | ENT_2_MISO_MO-IL | ENT | MISO_MO-IL | Internal | Summer | B2 | 25 | 2260 | 0 | 84.69 | 85.41 | 8 | 0
2035 | ENT_2_MISO_MO-IL | ENT | MISO_MO-IL | Internal | Summer | B3 | 75 | 2260 | 0 | 82.9 | 83.8 | 8 | 0
2035 | ENT_2_MISO_MO-IL | ENT | MISO_MO-IL | Internal | Summer | B4 | 100 | 2260 | 0 | 82.9 | 80.94 | 8 | 0
2035 | ENT_2_MISO_MO-IL | ENT | MISO_MO-IL | Internal | Summer | B5 | 200 | 2260 | 0 | 79.74 | 79.14 | 8 | 0
2035 | ENT_2_MISO_MO-IL | ENT | MISO_MO-IL | Internal | Summer | B6 | 300 | 2260 | 0 | 64.27 | 64.26 | 8 | 0
2035 | ENT_2_MISO_MO-IL | ENT | MISO_MO-IL | Internal | Summer | B7 | 400 | 2260 | 0 | 54.07 | 52.32 | 8 | 0
2035 | ENT_2_MISO_MO-IL | ENT | MISO_MO-IL | Internal | Summer | B8 | 500 | 2260 | 0 | 54.07 | 50.73 | 8 | 0
2035 | ENT_2_MISO_MO-IL | ENT | MISO_MO-IL | Internal | Summer | B9 | 800 | 2260 | 0 | 53.67 | 46.41 | 8 | 0
2035 | ENT_2_MISO_MO-IL | ENT | MISO_MO-IL | Internal | Summer | B10 | 1262 | 2260 | 0 | 51.9 | 45.14 | 8 | 0
2035 | ENT_2_MISO_MO-IL | ENT | MISO_MO-IL | Internal | Winter | B16 | 25 | 2260 | 0 | 84.13 | 86.76 | 8 | 0
2035 | ENT_2_MISO_MO-IL | ENT | MISO_MO-IL | Internal | Winter | B17 | 100 | 2260 | 0.01 | 59.42 | 67.13 | 8 | 0
2035 | ENT_2_MISO_MO-IL | ENT | MISO_MO-IL | Internal | Winter | B18 | 400 | 2260 | 0 | 58.99 | 57.89 | 8 | 0
2035 | ENT_2_MISO_MO-IL | ENT | MISO_MO-IL | Internal | Winter | B19 | 700 | 2260 | 0 | 58.15 | 52.57 | 8 | 0
2035 | ENT_2_MISO_MO-IL | ENT | MISO_MO-IL | Internal | Winter | B20 | 935 | 2260 | 0 | 57.03 | 49.43 | 8 | 0
2035 | ENT_2_SOCO | ENT | SOCO | Internal | Shoulder | B11 | 25 | 2000 | 1116.96 | 81.5 | 89.5 | 8 | 0
2035 | ENT_2_SOCO | ENT | SOCO | Internal | Shoulder | B12 | 200 | 2000 | 0 | 58.52 | 57.72 | 8 | 0
2035 | ENT_2_SOCO | ENT | SOCO | Internal | Shoulder | B13 | 600 | 2000 | 0 | 55.45 | 55.72 | 8 | 0
2035 | ENT_2_SOCO | ENT | SOCO | Internal | Shoulder | B14 | 900 | 2000 | 0 | 55.45 | 55.72 | 8 | 0
2035 | ENT_2_SOCO | ENT | SOCO | Internal | Shoulder | B15 | 1203 | 2000 | 0 | 53.61 | 55.72 | 8 | 0
2035 | ENT_2_SOCO | ENT | SOCO | Internal | Summer | B1 | 10 | 2000 | 767.46 | 84.69 | 92.69 | 8 | 0
2035 | ENT_2_SOCO | ENT | SOCO | Internal | Summer | B2 | 25 | 2000 | 784.99 | 84.69 | 92.69 | 8 | 0
2035 | ENT_2_SOCO | ENT | SOCO | Internal | Summer | B3 | 75 | 2000 | 1796.78 | 82.9 | 90.9 | 8 | 0
2035 | ENT_2_SOCO | ENT | SOCO | Internal | Summer | B4 | 100 | 2000 | 1827.84 | 82.9 | 90.9 | 8 | 0
2035 | ENT_2_SOCO | ENT | SOCO | Internal | Summer | B5 | 200 | 2000 | 2000 | 79.74 | 90.9 | 8 | 3.15
2035 | ENT_2_SOCO | ENT | SOCO | Internal | Summer | B6 | 300 | 2000 | 222.84 | 64.27 | 72.27 | 8 | 0
2035 | ENT_2_SOCO | ENT | SOCO | Internal | Summer | B7 | 400 | 2000 | 771.98 | 54.07 | 62.07 | 8 | 0
2035 | ENT_2_SOCO | ENT | SOCO | Internal | Summer | B8 | 500 | 2000 | 0 | 54.07 | 54.18 | 8 | 0
2035 | ENT_2_SOCO | ENT | SOCO | Internal | Summer | B9 | 800 | 2000 | 0 | 53.67 | 54.18 | 8 | 0
2035 | ENT_2_SOCO | ENT | SOCO | Internal | Summer | B10 | 1262 | 2000 | 0 | 51.9 | 49.99 | 8 | 0
2035 | ENT_2_SOCO | ENT | SOCO | Internal | Winter | B16 | 25 | 2000 | 1236.6 | 84.13 | 92.13 | 8 | 0
2035 | ENT_2_SOCO | ENT | SOCO | Internal | Winter | B17 | 100 | 2000 | 0 | 59.42 | 60 | 8 | 0
2035 | ENT_2_SOCO | ENT | SOCO | Internal | Winter | B18 | 400 | 2000 | 0 | 58.99 | 59.07 | 8 | 0
2035 | ENT_2_SOCO | ENT | SOCO | Internal | Winter | B19 | 700 | 2000 | 0 | 58.15 | 59.07 | 8 | 0
2035 | ENT_2_SOCO | ENT | SOCO | Internal | Winter | B20 | 935 | 2000 | 0 | 57.03 | 58.25 | 8 | 0
2035 | ENT_2_SPP_N | ENT | SPP_N | Internal | Shoulder | B11 | 25 | 1300 | 0 | 81.5 | 88.08 | 8 | 0
2035 | ENT_2_SPP_N | ENT | SPP_N | Internal | Shoulder | B12 | 200 | 1300 | 0.01 | 58.52 | 66.23 | 8 | 0
2035 | ENT_2_SPP_N | ENT | SPP_N | Internal | Shoulder | B13 | 600 | 1300 | 0 | 55.45 | 54.8 | 8 | 0
2035 | ENT_2_SPP_N | ENT | SPP_N | Internal | Shoulder | B14 | 900 | 1300 | 0 | 55.45 | 53.38 | 8 | 0
2035 | ENT_2_SPP_N | ENT | SPP_N | Internal | Shoulder | B15 | 1203 | 1300 | 0 | 53.61 | 49.03 | 8 | 0
2035 | ENT_2_SPP_N | ENT | SPP_N | Internal | Summer | B1 | 10 | 1300 | 0 | 84.69 | 88.32 | 8 | 0
2035 | ENT_2_SPP_N | ENT | SPP_N | Internal | Summer | B2 | 25 | 1300 | 0 | 84.69 | 88.32 | 8 | 0
2035 | ENT_2_SPP_N | ENT | SPP_N | Internal | Summer | B3 | 75 | 1300 | 0 | 82.9 | 88.32 | 8 | 0
2035 | ENT_2_SPP_N | ENT | SPP_N | Internal | Summer | B4 | 100 | 1300 | 0 | 82.9 | 85.81 | 8 | 0
2035 | ENT_2_SPP_N | ENT | SPP_N | Internal | Summer | B5 | 200 | 1300 | 0 | 79.74 | 85.45 | 8 | 0
2035 | ENT_2_SPP_N | ENT | SPP_N | Internal | Summer | B6 | 300 | 1300 | 0.08 | 64.27 | 72.26 | 8 | 0
2035 | ENT_2_SPP_N | ENT | SPP_N | Internal | Summer | B7 | 400 | 1300 | 0 | 54.07 | 55.91 | 8 | 0
2035 | ENT_2_SPP_N | ENT | SPP_N | Internal | Summer | B8 | 500 | 1300 | 0 | 54.07 | 52.35 | 8 | 0
2035 | ENT_2_SPP_N | ENT | SPP_N | Internal | Summer | B9 | 800 | 1300 | 0 | 53.67 | 51.6 | 8 | 0
2035 | ENT_2_SPP_N | ENT | SPP_N | Internal | Summer | B10 | 1262 | 1300 | 0 | 51.9 | 47.41 | 8 | 0
2035 | ENT_2_SPP_N | ENT | SPP_N | Internal | Winter | B16 | 25 | 1300 | 0 | 84.13 | 86.76 | 8 | 0
2035 | ENT_2_SPP_N | ENT | SPP_N | Internal | Winter | B17 | 100 | 1300 | 0 | 59.42 | 62.13 | 8 | 0
2035 | ENT_2_SPP_N | ENT | SPP_N | Internal | Winter | B18 | 400 | 1300 | 0 | 58.99 | 56.99 | 8 | 0
2035 | ENT_2_SPP_N | ENT | SPP_N | Internal | Winter | B19 | 700 | 1300 | 0 | 58.15 | 53.26 | 8 | 0
2035 | ENT_2_SPP_N | ENT | SPP_N | Internal | Winter | B20 | 935 | 1300 | 0 | 57.03 | 52.03 | 8 | 0
2035 | ENT_2_SPP_S | ENT | SPP_S | Internal | Shoulder | B11 | 25 | 1300 | 0 | 81.5 | 77.37 | 8 | 0
2035 | ENT_2_SPP_S | ENT | SPP_S | Internal | Shoulder | B12 | 200 | 1300 | 0 | 58.52 | 53.52 | 8 | 0
2035 | ENT_2_SPP_S | ENT | SPP_S | Internal | Shoulder | B13 | 600 | 1300 | 0 | 55.45 | 53.52 | 8 | 0
2035 | ENT_2_SPP_S | ENT | SPP_S | Internal | Shoulder | B14 | 900 | 1300 | 0 | 55.45 | 53.4 | 8 | 0
2035 | ENT_2_SPP_S | ENT | SPP_S | Internal | Shoulder | B15 | 1203 | 1300 | 0 | 53.61 | 49.02 | 8 | 0
2035 | ENT_2_SPP_S | ENT | SPP_S | Internal | Summer | B1 | 10 | 1300 | 0 | 84.69 | 74.74 | 8 | 0
2035 | ENT_2_SPP_S | ENT | SPP_S | Internal | Summer | B2 | 25 | 1300 | 0 | 84.69 | 75.37 | 8 | 0
2035 | ENT_2_SPP_S | ENT | SPP_S | Internal | Summer | B3 | 75 | 1300 | 0 | 82.9 | 75.37 | 8 | 0
2035 | ENT_2_SPP_S | ENT | SPP_S | Internal | Summer | B4 | 100 | 1300 | 0 | 82.9 | 74.74 | 8 | 0
2035 | ENT_2_SPP_S | ENT | SPP_S | Internal | Summer | B5 | 200 | 1300 | 0 | 79.74 | 74.74 | 8 | 0
2035 | ENT_2_SPP_S | ENT | SPP_S | Internal | Summer | B6 | 300 | 1300 | 38.1 | 64.27 | 72.27 | 8 | 0
2035 | ENT_2_SPP_S | ENT | SPP_S | Internal | Summer | B7 | 400 | 1300 | 0 | 54.07 | 55.89 | 8 | 0
2035 | ENT_2_SPP_S | ENT | SPP_S | Internal | Summer | B8 | 500 | 1300 | 0 | 54.07 | 52.34 | 8 | 0
2035 | ENT_2_SPP_S | ENT | SPP_S | Internal | Summer | B9 | 800 | 1300 | 0 | 53.67 | 51.61 | 8 | 0
2035 | ENT_2_SPP_S | ENT | SPP_S | Internal | Summer | B10 | 1262 | 1300 | 0 | 51.9 | 47.43 | 8 | 0
2035 | ENT_2_SPP_S | ENT | SPP_S | Internal | Winter | B16 | 25 | 1300 | 0 | 84.13 | 59.76 | 8 | 0
2035 | ENT_2_SPP_S | ENT | SPP_S | Internal | Winter | B17 | 100 | 1300 | 0 | 59.42 | 57.13 | 8 | 0
2035 | ENT_2_SPP_S | ENT | SPP_S | Internal | Winter | B18 | 400 | 1300 | 0 | 58.99 | 57 | 8 | 0
2035 | ENT_2_SPP_S | ENT | SPP_S | Internal | Winter | B19 | 700 | 1300 | 0 | 58.15 | 53.25 | 8 | 0
2035 | ENT_2_SPP_S | ENT | SPP_S | Internal | Winter | B20 | 935 | 1300 | 0 | 57.03 | 52.04 | 8 | 0
2035 | ENT_2_TVA_Transmission | ENT | TVA_Transmission | Internal | Shoulder | B11 | 25 | 2100 | 0 | 81.5 | 82.01 | 8 | 0
2035 | ENT_2_TVA_Transmission | ENT | TVA_Transmission | Internal | Shoulder | B12 | 200 | 2100 | 0 | 58.52 | 66.3 | 8 | 0
2035 | ENT_2_TVA_Transmission | ENT | TVA_Transmission | Internal | Shoulder | B13 | 600 | 2100 | 0 | 55.45 | 56.72 | 8 | 0
2035 | ENT_2_TVA_Transmission | ENT | TVA_Transmission | Internal | Shoulder | B14 | 900 | 2100 | 0 | 55.45 | 55.68 | 8 | 0
2035 | ENT_2_TVA_Transmission | ENT | TVA_Transmission | Internal | Shoulder | B15 | 1203 | 2100 | 0 | 53.61 | 54 | 8 | 0
2035 | ENT_2_TVA_Transmission | ENT | TVA_Transmission | Internal | Summer | B1 | 10 | 2100 | 0.01 | 84.69 | 89.47 | 8 | 0
2035 | ENT_2_TVA_Transmission | ENT | TVA_Transmission | Internal | Summer | B2 | 25 | 2100 | 0 | 84.69 | 89.38 | 8 | 0
2035 | ENT_2_TVA_Transmission | ENT | TVA_Transmission | Internal | Summer | B3 | 75 | 2100 | 0 | 82.9 | 87.48 | 8 | 0
2035 | ENT_2_TVA_Transmission | ENT | TVA_Transmission | Internal | Summer | B4 | 100 | 2100 | 0 | 82.9 | 84.93 | 8 | 0
2035 | ENT_2_TVA_Transmission | ENT | TVA_Transmission | Internal | Summer | B5 | 200 | 2100 | 0 | 79.74 | 81.9 | 8 | 0
2035 | ENT_2_TVA_Transmission | ENT | TVA_Transmission | Internal | Summer | B6 | 300 | 2100 | 0 | 64.27 | 66.43 | 8 | 0
2035 | ENT_2_TVA_Transmission | ENT | TVA_Transmission | Internal | Summer | B7 | 400 | 2100 | 0 | 54.07 | 55 | 8 | 0
2035 | ENT_2_TVA_Transmission | ENT | TVA_Transmission | Internal | Summer | B8 | 500 | 2100 | 0 | 54.07 | 54.07 | 8 | 0
2035 | ENT_2_TVA_Transmission | ENT | TVA_Transmission | Internal | Summer | B9 | 800 | 2100 | 0 | 53.67 | 50.4 | 8 | 0
2035 | ENT_2_TVA_Transmission | ENT | TVA_Transmission | Internal | Summer | B10 | 1262 | 2100 | 0 | 51.9 | 49.17 | 8 | 0
2035 | ENT_2_TVA_Transmission | ENT | TVA_Transmission | Internal | Winter | B16 | 25 | 2100 | 969.8 | 84.13 | 92.13 | 8 | 0
2035 | ENT_2_TVA_Transmission | ENT | TVA_Transmission | Internal | Winter | B17 | 100 | 2100 | 0 | 59.42 | 66.98 | 8 | 0
2035 | ENT_2_TVA_Transmission | ENT | TVA_Transmission | Internal | Winter | B18 | 400 | 2100 | 0 | 58.99 | 59.85 | 8 | 0
2035 | ENT_2_TVA_Transmission | ENT | TVA_Transmission | Internal | Winter | B19 | 700 | 2100 | 0 | 58.15 | 56.16 | 8 | 0
2035 | ENT_2_TVA_Transmission | ENT | TVA_Transmission | Internal | Winter | B20 | 935 | 2100 | 0 | 57.03 | 53.74 | 8 | 0
2035 | FRCC_2_SOCO | FRCC | SOCO | Internal | Shoulder | B11 | 25 | 900 | 0 | 97.93 | 89.5 | 8 | 0
2035 | FRCC_2_SOCO | FRCC | SOCO | Internal | Shoulder | B12 | 200 | 900 | 0 | 63.63 | 57.72 | 8 | 0
2035 | FRCC_2_SOCO | FRCC | SOCO | Internal | Shoulder | B13 | 600 | 900 | 0 | 60.99 | 55.72 | 8 | 0
2035 | FRCC_2_SOCO | FRCC | SOCO | Internal | Shoulder | B14 | 900 | 900 | 0 | 60.99 | 55.72 | 8 | 0
2035 | FRCC_2_SOCO | FRCC | SOCO | Internal | Shoulder | B15 | 1203 | 900 | 0 | 60.99 | 55.72 | 8 | 0
2035 | FRCC_2_SOCO | FRCC | SOCO | Internal | Summer | B1 | 10 | 900 | 0 | 98.45 | 92.69 | 8 | 0
2035 | FRCC_2_SOCO | FRCC | SOCO | Internal | Summer | B2 | 25 | 900 | 0 | 98.45 | 92.69 | 8 | 0
2035 | FRCC_2_SOCO | FRCC | SOCO | Internal | Summer | B3 | 75 | 900 | 0 | 96.43 | 90.9 | 8 | 0
2035 | FRCC_2_SOCO | FRCC | SOCO | Internal | Summer | B4 | 100 | 900 | 0 | 96.43 | 90.9 | 8 | 0
2035 | FRCC_2_SOCO | FRCC | SOCO | Internal | Summer | B5 | 200 | 900 | 0 | 85.04 | 90.9 | 8 | 0
2035 | FRCC_2_SOCO | FRCC | SOCO | Internal | Summer | B6 | 300 | 900 | 0 | 82.27 | 72.27 | 8 | 0
2035 | FRCC_2_SOCO | FRCC | SOCO | Internal | Summer | B7 | 400 | 900 | 0 | 62.59 | 62.07 | 8 | 0
2035 | FRCC_2_SOCO | FRCC | SOCO | Internal | Summer | B8 | 500 | 900 | 0 | 59.99 | 54.18 | 8 | 0
2035 | FRCC_2_SOCO | FRCC | SOCO | Internal | Summer | B9 | 800 | 900 | 0 | 59.99 | 54.18 | 8 | 0
2035 | FRCC_2_SOCO | FRCC | SOCO | Internal | Summer | B10 | 1262 | 900 | 0 | 59.99 | 49.99 | 8 | 0
2035 | FRCC_2_SOCO | FRCC | SOCO | Internal | Winter | B16 | 25 | 900 | 0 | 90.52 | 92.13 | 8 | 0
2035 | FRCC_2_SOCO | FRCC | SOCO | Internal | Winter | B17 | 100 | 900 | 0 | 66.58 | 60 | 8 | 0
2035 | FRCC_2_SOCO | FRCC | SOCO | Internal | Winter | B18 | 400 | 900 | 0 | 63.81 | 59.07 | 8 | 0
2035 | FRCC_2_SOCO | FRCC | SOCO | Internal | Winter | B19 | 700 | 900 | 0 | 63.81 | 59.07 | 8 | 0
2035 | FRCC_2_SOCO | FRCC | SOCO | Internal | Winter | B20 | 935 | 900 | 0 | 63.25 | 58.25 | 8 | 0
2035 | HQ_NEISO_2_NEISO | HQ_NEISO | NEISO | Internal | Shoulder | B11 | 25 | 99999 | 2920 | 46.3 | 46.31 | 0.01 | 0
2035 | HQ_NEISO_2_NEISO | HQ_NEISO | NEISO | Internal | Shoulder | B12 | 200 | 99999 | 2920 | 46.3 | 46.31 | 0.01 | 0
2035 | HQ_NEISO_2_NEISO | HQ_NEISO | NEISO | Internal | Shoulder | B13 | 600 | 99999 | 2920 | 46.3 | 46.31 | 0.01 | 0
2035 | HQ_NEISO_2_NEISO | HQ_NEISO | NEISO | Internal | Shoulder | B14 | 900 | 99999 | 2920 | 46.3 | 46.31 | 0.01 | 0
2035 | HQ_NEISO_2_NEISO | HQ_NEISO | NEISO | Internal | Shoulder | B15 | 1203 | 99999 | 1143.24 | 46.3 | 46.31 | 0.01 | 0
2035 | HQ_NEISO_2_NEISO | HQ_NEISO | NEISO | Internal | Summer | B1 | 10 | 99999 | 2920 | 70.55 | 70.56 | 0.01 | 0
2035 | HQ_NEISO_2_NEISO | HQ_NEISO | NEISO | Internal | Summer | B2 | 25 | 99999 | 2920 | 72.39 | 72.41 | 0.01 | 0
2035 | HQ_NEISO_2_NEISO | HQ_NEISO | NEISO | Internal | Summer | B3 | 75 | 99999 | 2920 | 68.39 | 68.4 | 0.01 | 0
2035 | HQ_NEISO_2_NEISO | HQ_NEISO | NEISO | Internal | Summer | B4 | 100 | 99999 | 2920 | 59.39 | 59.4 | 0.01 | 0
2035 | HQ_NEISO_2_NEISO | HQ_NEISO | NEISO | Internal | Summer | B5 | 200 | 99999 | 2920 | 58.33 | 58.34 | 0.01 | 0
2035 | HQ_NEISO_2_NEISO | HQ_NEISO | NEISO | Internal | Summer | B6 | 300 | 99999 | 2920 | 42.76 | 42.77 | 0.01 | 0
2035 | HQ_NEISO_2_NEISO | HQ_NEISO | NEISO | Internal | Summer | B7 | 400 | 99999 | 2920 | 42.76 | 42.77 | 0.01 | 0
2035 | HQ_NEISO_2_NEISO | HQ_NEISO | NEISO | Internal | Summer | B8 | 500 | 99999 | 2920 | 42.76 | 42.77 | 0.01 | 0
2035 | HQ_NEISO_2_NEISO | HQ_NEISO | NEISO | Internal | Summer | B9 | 800 | 99999 | 2920 | 42.76 | 42.77 | 0.01 | 0
2035 | HQ_NEISO_2_NEISO | HQ_NEISO | NEISO | Internal | Summer | B10 | 1262 | 99999 | 795.94 | 42.76 | 42.77 | 0.01 | 0
2035 | HQ_NEISO_2_NEISO | HQ_NEISO | NEISO | Internal | Winter | B16 | 25 | 99999 | 2920 | 57.21 | 57.22 | 0.01 | 0
2035 | HQ_NEISO_2_NEISO | HQ_NEISO | NEISO | Internal | Winter | B17 | 100 | 99999 | 2920 | 57.21 | 57.22 | 0.01 | 0
2035 | HQ_NEISO_2_NEISO | HQ_NEISO | NEISO | Internal | Winter | B18 | 400 | 99999 | 2920 | 57.21 | 57.22 | 0.01 | 0
2035 | HQ_NEISO_2_NEISO | HQ_NEISO | NEISO | Internal | Winter | B19 | 700 | 99999 | 2920 | 57.21 | 57.22 | 0.01 | 0
2035 | HQ_NEISO_2_NEISO | HQ_NEISO | NEISO | Internal | Winter | B20 | 935 | 99999 | 1233.58 | 57.21 | 57.22 | 0.01 | 0
2035 | HQ_NY_2_NYISO_A-F | HQ_NY | NYISO_A-F | Internal | Shoulder | B11 | 25 | 99999 | 1000 | 62.09 | 62.1 | 0.01 | 0
2035 | HQ_NY_2_NYISO_A-F | HQ_NY | NYISO_A-F | Internal | Shoulder | B12 | 200 | 99999 | 1000 | 58.37 | 58.38 | 0.01 | 0
2035 | HQ_NY_2_NYISO_A-F | HQ_NY | NYISO_A-F | Internal | Shoulder | B13 | 600 | 99999 | 1000 | 49.3 | 49.31 | 0.01 | 0
2035 | HQ_NY_2_NYISO_A-F | HQ_NY | NYISO_A-F | Internal | Shoulder | B14 | 900 | 99999 | 1000 | 49.3 | 49.31 | 0.01 | 0
2035 | HQ_NY_2_NYISO_A-F | HQ_NY | NYISO_A-F | Internal | Shoulder | B15 | 1203 | 99999 | 188.69 | 49.3 | 49.31 | 0.01 | 0
2035 | HQ_NY_2_NYISO_A-F | HQ_NY | NYISO_A-F | Internal | Summer | B1 | 10 | 99999 | 1000 | 73.54 | 73.55 | 0.01 | 0
2035 | HQ_NY_2_NYISO_A-F | HQ_NY | NYISO_A-F | Internal | Summer | B2 | 25 | 99999 | 1000 | 75.38 | 75.39 | 0.01 | 0
2035 | HQ_NY_2_NYISO_A-F | HQ_NY | NYISO_A-F | Internal | Summer | B3 | 75 | 99999 | 1000 | 71.37 | 71.39 | 0.01 | 0
2035 | HQ_NY_2_NYISO_A-F | HQ_NY | NYISO_A-F | Internal | Summer | B4 | 100 | 99999 | 1000 | 65.21 | 65.22 | 0.01 | 0
2035 | HQ_NY_2_NYISO_A-F | HQ_NY | NYISO_A-F | Internal | Summer | B5 | 200 | 99999 | 1000 | 61.33 | 61.34 | 0.01 | 0
2035 | HQ_NY_2_NYISO_A-F | HQ_NY | NYISO_A-F | Internal | Summer | B6 | 300 | 99999 | 1000 | 54.25 | 54.26 | 0.01 | 0
2035 | HQ_NY_2_NYISO_A-F | HQ_NY | NYISO_A-F | Internal | Summer | B7 | 400 | 99999 | 1000 | 48.34 | 48.35 | 0.01 | 0
2035 | HQ_NY_2_NYISO_A-F | HQ_NY | NYISO_A-F | Internal | Summer | B8 | 500 | 99999 | 1000 | 48.34 | 48.35 | 0.01 | 0
2035 | HQ_NY_2_NYISO_A-F | HQ_NY | NYISO_A-F | Internal | Summer | B9 | 800 | 99999 | 1000 | 47.12 | 47.13 | 0.01 | 0
2035 | HQ_NY_2_NYISO_A-F | HQ_NY | NYISO_A-F | Internal | Summer | B10 | 1262 | 99999 | 30.11 | 47.12 | 47.13 | 0.01 | 0
2035 | HQ_NY_2_NYISO_A-F | HQ_NY | NYISO_A-F | Internal | Winter | B16 | 25 | 99999 | 1000 | 78.13 | 78.14 | 0.01 | 0
2035 | HQ_NY_2_NYISO_A-F | HQ_NY | NYISO_A-F | Internal | Winter | B17 | 100 | 99999 | 1000 | 61.13 | 61.14 | 0.01 | 0
2035 | HQ_NY_2_NYISO_A-F | HQ_NY | NYISO_A-F | Internal | Winter | B18 | 400 | 99999 | 1000 | 57.46 | 57.47 | 0.01 | 0
2035 | HQ_NY_2_NYISO_A-F | HQ_NY | NYISO_A-F | Internal | Winter | B19 | 700 | 99999 | 1000 | 57.39 | 57.41 | 0.01 | 0
2035 | HQ_NY_2_NYISO_A-F | HQ_NY | NYISO_A-F | Internal | Winter | B20 | 935 | 99999 | 229.95 | 57.39 | 57.41 | 0.01 | 0
2035 | HQ_IESO_2_IESO | HQ_IESO | IESO | Internal | Shoulder | B11 | 25 | 99999 | 400 | 55.09 | 55.1 | 0.01 | 0
2035 | HQ_IESO_2_IESO | HQ_IESO | IESO | Internal | Shoulder | B12 | 200 | 99999 | 400 | 51.37 | 51.38 | 0.01 | 0
2035 | HQ_IESO_2_IESO | HQ_IESO | IESO | Internal | Shoulder | B13 | 600 | 99999 | 400 | 47.77 | 47.78 | 0.01 | 0
2035 | HQ_IESO_2_IESO | HQ_IESO | IESO | Internal | Shoulder | B14 | 900 | 99999 | 400 | 47.77 | 47.78 | 0.01 | 0
2035 | HQ_IESO_2_IESO | HQ_IESO | IESO | Internal | Shoulder | B15 | 1203 | 99999 | 75.48 | 47.77 | 47.78 | 0.01 | 0
2035 | HQ_IESO_2_IESO | HQ_IESO | IESO | Internal | Summer | B1 | 10 | 99999 | 400 | 78.46 | 78.47 | 0.01 | 0
2035 | HQ_IESO_2_IESO | HQ_IESO | IESO | Internal | Summer | B2 | 25 | 99999 | 400 | 78.37 | 78.38 | 0.01 | 0
2035 | HQ_IESO_2_IESO | HQ_IESO | IESO | Internal | Summer | B3 | 75 | 99999 | 400 | 76.79 | 76.8 | 0.01 | 0
2035 | HQ_IESO_2_IESO | HQ_IESO | IESO | Internal | Summer | B4 | 100 | 99999 | 400 | 72.21 | 72.22 | 0.01 | 0
2035 | HQ_IESO_2_IESO | HQ_IESO | IESO | Internal | Summer | B5 | 200 | 99999 | 400 | 63.54 | 63.55 | 0.01 | 0
2035 | HQ_IESO_2_IESO | HQ_IESO | IESO | Internal | Summer | B6 | 300 | 99999 | 400 | 47.67 | 47.68 | 0.01 | 0
2035 | HQ_IESO_2_IESO | HQ_IESO | IESO | Internal | Summer | B7 | 400 | 99999 | 400 | 45.31 | 45.32 | 0.01 | 0
2035 | HQ_IESO_2_IESO | HQ_IESO | IESO | Internal | Summer | B8 | 500 | 99999 | 400 | 45.15 | 45.17 | 0.01 | 0
2035 | HQ_IESO_2_IESO | HQ_IESO | IESO | Internal | Summer | B9 | 800 | 99999 | 400 | 45.15 | 45.17 | 0.01 | 0
2035 | HQ_IESO_2_IESO | HQ_IESO | IESO | Internal | Summer | B10 | 1262 | 99999 | 12.04 | 45.15 | 45.17 | 0.01 | 0
2035 | HQ_IESO_2_IESO | HQ_IESO | IESO | Internal | Winter | B16 | 25 | 99999 | 400 | 79.73 | 79.74 | 0.01 | 0
2035 | HQ_IESO_2_IESO | HQ_IESO | IESO | Internal | Winter | B17 | 100 | 99999 | 400 | 54.13 | 54.14 | 0.01 | 0
2035 | HQ_IESO_2_IESO | HQ_IESO | IESO | Internal | Winter | B18 | 400 | 99999 | 400 | 50.87 | 50.89 | 0.01 | 0
2035 | HQ_IESO_2_IESO | HQ_IESO | IESO | Internal | Winter | B19 | 700 | 99999 | 400 | 50.87 | 50.89 | 0.01 | 0
2035 | HQ_IESO_2_IESO | HQ_IESO | IESO | Internal | Winter | B20 | 935 | 99999 | 91.98 | 50.87 | 50.89 | 0.01 | 0
2035 | IESO_2_MAPP_CA | IESO | MAPP_CA | Internal | Shoulder | B11 | 25 | 262 | 133.75 | 55.1 | 62.1 | 7 | 0
2035 | IESO_2_MAPP_CA | IESO | MAPP_CA | Internal | Shoulder | B12 | 200 | 262 | 262 | 51.38 | 61.52 | 7 | 3.14
2035 | IESO_2_MAPP_CA | IESO | MAPP_CA | Internal | Shoulder | B13 | 600 | 262 | 85.04 | 47.78 | 54.78 | 7 | 0
2035 | IESO_2_MAPP_CA | IESO | MAPP_CA | Internal | Shoulder | B14 | 900 | 262 | 0 | 47.78 | 53.7 | 7 | 0
2035 | IESO_2_MAPP_CA | IESO | MAPP_CA | Internal | Shoulder | B15 | 1203 | 262 | 0 | 47.78 | 53.7 | 7 | 0
2035 | IESO_2_MAPP_CA | IESO | MAPP_CA | Internal | Summer | B1 | 10 | 262 | 0 | 78.47 | 73.66 | 7 | 0
2035 | IESO_2_MAPP_CA | IESO | MAPP_CA | Internal | Summer | B2 | 25 | 262 | 27.88 | 78.38 | 85.38 | 7 | 0
2035 | IESO_2_MAPP_CA | IESO | MAPP_CA | Internal | Summer | B3 | 75 | 262 | 71.3 | 76.8 | 83.8 | 7 | 0
2035 | IESO_2_MAPP_CA | IESO | MAPP_CA | Internal | Summer | B4 | 100 | 262 | 0 | 72.22 | 71.8 | 7 | 0
2035 | IESO_2_MAPP_CA | IESO | MAPP_CA | Internal | Summer | B5 | 200 | 262 | 87.11 | 63.55 | 70.55 | 7 | 0
2035 | IESO_2_MAPP_CA | IESO | MAPP_CA | Internal | Summer | B6 | 300 | 262 | 262 | 47.68 | 56.01 | 7 | 1.33
2035 | IESO_2_MAPP_CA | IESO | MAPP_CA | Internal | Summer | B7 | 400 | 262 | 0 | 45.32 | 51.89 | 7 | 0
2035 | IESO_2_MAPP_CA | IESO | MAPP_CA | Internal | Summer | B8 | 500 | 262 | 0 | 45.17 | 50.73 | 7 | 0
2035 | IESO_2_MAPP_CA | IESO | MAPP_CA | Internal | Summer | B9 | 800 | 262 | 0 | 45.17 | 48.41 | 7 | 0
2035 | IESO_2_MAPP_CA | IESO | MAPP_CA | Internal | Summer | B10 | 1262 | 262 | 0 | 45.17 | 48.41 | 7 | 0
2035 | IESO_2_MAPP_CA | IESO | MAPP_CA | Internal | Winter | B16 | 25 | 262 | 164.9 | 79.74 | 86.74 | 7 | 0
2035 | IESO_2_MAPP_CA | IESO | MAPP_CA | Internal | Winter | B17 | 100 | 262 | 262 | 54.14 | 67.11 | 7 | 5.96
2035 | IESO_2_MAPP_CA | IESO | MAPP_CA | Internal | Winter | B18 | 400 | 262 | 261.65 | 50.89 | 57.89 | 7 | 0
2035 | IESO_2_MAPP_CA | IESO | MAPP_CA | Internal | Winter | B19 | 700 | 262 | 0 | 50.89 | 57.45 | 7 | 0
2035 | IESO_2_MAPP_CA | IESO | MAPP_CA | Internal | Winter | B20 | 935 | 262 | 0 | 50.89 | 57.45 | 7 | 0
2035 | IESO_2_MISO_MI | IESO | MISO_MI | Internal | Shoulder | B11 | 25 | 1840 | 1840 | 55.1 | 81.81 | 7 | 19.71
2035 | IESO_2_MISO_MI | IESO | MISO_MI | Internal | Shoulder | B12 | 200 | 1840 | 1840 | 51.38 | 67.12 | 7 | 8.74
2035 | IESO_2_MISO_MI | IESO | MISO_MI | Internal | Shoulder | B13 | 600 | 1840 | 1224.45 | 47.78 | 54.78 | 7 | 0
2035 | IESO_2_MISO_MI | IESO | MISO_MI | Internal | Shoulder | B14 | 900 | 1840 | 0 | 47.78 | 52.28 | 7 | 0
2035 | IESO_2_MISO_MI | IESO | MISO_MI | Internal | Shoulder | B15 | 1203 | 1840 | 0 | 47.78 | 48.57 | 7 | 0
2035 | IESO_2_MISO_MI | IESO | MISO_MI | Internal | Summer | B1 | 10 | 1840 | 1224.34 | 78.47 | 85.47 | 7 | 0
2035 | IESO_2_MISO_MI | IESO | MISO_MI | Internal | Summer | B2 | 25 | 1840 | 1313.94 | 78.38 | 85.38 | 7 | 0
2035 | IESO_2_MISO_MI | IESO | MISO_MI | Internal | Summer | B3 | 75 | 1840 | 287.91 | 76.8 | 83.8 | 7 | 0
2035 | IESO_2_MISO_MI | IESO | MISO_MI | Internal | Summer | B4 | 100 | 1840 | 1840 | 72.22 | 80.92 | 7 | 1.7
2035 | IESO_2_MISO_MI | IESO | MISO_MI | Internal | Summer | B5 | 200 | 1840 | 1840 | 63.55 | 79.11 | 7 | 8.56
2035 | IESO_2_MISO_MI | IESO | MISO_MI | Internal | Summer | B6 | 300 | 1840 | 1840 | 47.68 | 64.25 | 7 | 9.56
2035 | IESO_2_MISO_MI | IESO | MISO_MI | Internal | Summer | B7 | 400 | 1840 | 841.18 | 45.32 | 52.32 | 7 | 0
2035 | IESO_2_MISO_MI | IESO | MISO_MI | Internal | Summer | B8 | 500 | 1840 | 0 | 45.17 | 50.73 | 7 | 0
2035 | IESO_2_MISO_MI | IESO | MISO_MI | Internal | Summer | B9 | 800 | 1840 | 0 | 45.17 | 47.88 | 7 | 0
2035 | IESO_2_MISO_MI | IESO | MISO_MI | Internal | Summer | B10 | 1262 | 1840 | 0 | 45.17 | 46.4 | 7 | 0
2035 | IESO_2_MISO_MI | IESO | MISO_MI | Internal | Winter | B16 | 25 | 1840 | 1705.97 | 79.74 | 86.74 | 7 | 0
2035 | IESO_2_MISO_MI | IESO | MISO_MI | Internal | Winter | B17 | 100 | 1840 | 1840 | 54.14 | 67.16 | 7 | 6.01
2035 | IESO_2_MISO_MI | IESO | MISO_MI | Internal | Winter | B18 | 400 | 1840 | 291.91 | 50.89 | 57.89 | 7 | 0
2035 | IESO_2_MISO_MI | IESO | MISO_MI | Internal | Winter | B19 | 700 | 1840 | 0 | 50.89 | 52.59 | 7 | 0
2035 | IESO_2_MISO_MI | IESO | MISO_MI | Internal | Winter | B20 | 935 | 1840 | 0 | 50.89 | 49.46 | 7 | 0
2035 | IESO_2_MISO_W | IESO | MISO_W | Internal | Shoulder | B11 | 25 | 140 | 140 | 55.1 | 87.98 | 7 | 25.88
2035 | IESO_2_MISO_W | IESO | MISO_W | Internal | Shoulder | B12 | 200 | 140 | 140 | 51.38 | 67.12 | 7 | 8.74
2035 | IESO_2_MISO_W | IESO | MISO_W | Internal | Shoulder | B13 | 600 | 140 | 139.95 | 47.78 | 54.79 | 7 | 0.01
2035 | IESO_2_MISO_W | IESO | MISO_W | Internal | Shoulder | B14 | 900 | 140 | 0 | 47.78 | 53.71 | 7 | 0
2035 | IESO_2_MISO_W | IESO | MISO_W | Internal | Shoulder | B15 | 1203 | 140 | 0 | 47.78 | 51.27 | 7 | 0
2035 | IESO_2_MISO_W | IESO | MISO_W | Internal | Summer | B1 | 10 | 140 | 139.99 | 78.47 | 87.66 | 7 | 2.18
2035 | IESO_2_MISO_W | IESO | MISO_W | Internal | Summer | B2 | 25 | 140 | 139.99 | 78.38 | 87.66 | 7 | 2.28
2035 | IESO_2_MISO_W | IESO | MISO_W | Internal | Summer | B3 | 75 | 140 | 140 | 76.8 | 88.31 | 7 | 4.51
2035 | IESO_2_MISO_W | IESO | MISO_W | Internal | Summer | B4 | 100 | 140 | 140 | 72.22 | 85.8 | 7 | 6.58
2035 | IESO_2_MISO_W | IESO | MISO_W | Internal | Summer | B5 | 200 | 140 | 140 | 63.55 | 84.55 | 7 | 14
2035 | IESO_2_MISO_W | IESO | MISO_W | Internal | Summer | B6 | 300 | 140 | 140 | 47.68 | 72.25 | 7 | 17.56
2035 | IESO_2_MISO_W | IESO | MISO_W | Internal | Summer | B7 | 400 | 140 | 139.93 | 45.32 | 52.33 | 7 | 0.01
2035 | IESO_2_MISO_W | IESO | MISO_W | Internal | Summer | B8 | 500 | 140 | 0 | 45.17 | 50.74 | 7 | 0
2035 | IESO_2_MISO_W | IESO | MISO_W | Internal | Summer | B9 | 800 | 140 | 0 | 45.17 | 48.42 | 7 | 0
2035 | IESO_2_MISO_W | IESO | MISO_W | Internal | Summer | B10 | 1262 | 140 | 0 | 45.17 | 45.13 | 7 | 0
2035 | IESO_2_MISO_W | IESO | MISO_W | Internal | Winter | B16 | 25 | 140 | 139.09 | 79.74 | 86.75 | 7 | 0.01
2035 | IESO_2_MISO_W | IESO | MISO_W | Internal | Winter | B17 | 100 | 140 | 140 | 54.14 | 67.12 | 7 | 5.98
2035 | IESO_2_MISO_W | IESO | MISO_W | Internal | Winter | B18 | 400 | 140 | 139.94 | 50.89 | 57.9 | 7 | 0.01
2035 | IESO_2_MISO_W | IESO | MISO_W | Internal | Winter | B19 | 700 | 140 | 0 | 50.89 | 57.46 | 7 | 0
2035 | IESO_2_MISO_W | IESO | MISO_W | Internal | Winter | B20 | 935 | 140 | 0 | 50.89 | 49.45 | 7 | 0
2035 | IESO_2_NYISO_A-F | IESO | NYISO_A-F | Internal | Shoulder | B11 | 25 | 1725 | 802.77 | 55.1 | 62.1 | 7 | 0
2035 | IESO_2_NYISO_A-F | IESO | NYISO_A-F | Internal | Shoulder | B12 | 200 | 1725 | 545.67 | 51.38 | 58.38 | 7 | 0
2035 | IESO_2_NYISO_A-F | IESO | NYISO_A-F | Internal | Shoulder | B13 | 600 | 1725 | 0 | 47.78 | 49.31 | 7 | 0
2035 | IESO_2_NYISO_A-F | IESO | NYISO_A-F | Internal | Shoulder | B14 | 900 | 1725 | 0 | 47.78 | 49.31 | 7 | 0
2035 | IESO_2_NYISO_A-F | IESO | NYISO_A-F | Internal | Shoulder | B15 | 1203 | 1725 | 0 | 47.78 | 49.31 | 7 | 0
2035 | IESO_2_NYISO_A-F | IESO | NYISO_A-F | Internal | Summer | B1 | 10 | 1725 | 0 | 78.47 | 73.55 | 7 | 0
2035 | IESO_2_NYISO_A-F | IESO | NYISO_A-F | Internal | Summer | B2 | 25 | 1725 | 0 | 78.38 | 75.39 | 7 | 0
2035 | IESO_2_NYISO_A-F | IESO | NYISO_A-F | Internal | Summer | B3 | 75 | 1725 | 0 | 76.8 | 71.39 | 7 | 0
2035 | IESO_2_NYISO_A-F | IESO | NYISO_A-F | Internal | Summer | B4 | 100 | 1725 | 0 | 72.22 | 65.22 | 7 | 0
2035 | IESO_2_NYISO_A-F | IESO | NYISO_A-F | Internal | Summer | B5 | 200 | 1725 | 0 | 63.55 | 61.34 | 7 | 0
2035 | IESO_2_NYISO_A-F | IESO | NYISO_A-F | Internal | Summer | B6 | 300 | 1725 | 0 | 47.68 | 54.26 | 7 | 0
2035 | IESO_2_NYISO_A-F | IESO | NYISO_A-F | Internal | Summer | B7 | 400 | 1725 | 0 | 45.32 | 48.35 | 7 | 0
2035 | IESO_2_NYISO_A-F | IESO | NYISO_A-F | Internal | Summer | B8 | 500 | 1725 | 0 | 45.17 | 48.35 | 7 | 0
2035 | IESO_2_NYISO_A-F | IESO | NYISO_A-F | Internal | Summer | B9 | 800 | 1725 | 0 | 45.17 | 47.13 | 7 | 0
2035 | IESO_2_NYISO_A-F | IESO | NYISO_A-F | Internal | Summer | B10 | 1262 | 1725 | 0 | 45.17 | 47.13 | 7 | 0
2035 | IESO_2_NYISO_A-F | IESO | NYISO_A-F | Internal | Winter | B16 | 25 | 1725 | 0 | 79.74 | 78.14 | 7 | 0
2035 | IESO_2_NYISO_A-F | IESO | NYISO_A-F | Internal | Winter | B17 | 100 | 1725 | 348.98 | 54.14 | 61.14 | 7 | 0
2035 | IESO_2_NYISO_A-F | IESO | NYISO_A-F | Internal | Winter | B18 | 400 | 1725 | 0 | 50.89 | 57.47 | 7 | 0
2035 | IESO_2_NYISO_A-F | IESO | NYISO_A-F | Internal | Winter | B19 | 700 | 1725 | 0 | 50.89 | 57.41 | 7 | 0
2035 | IESO_2_NYISO_A-F | IESO | NYISO_A-F | Internal | Winter | B20 | 935 | 1725 | 0 | 50.89 | 57.41 | 7 | 0
2035 | MAPP_CA_2_IESO | MAPP_CA | IESO | Internal | Shoulder | B11 | 25 | 330 | 0 | 62.1 | 55.1 | 8 | 0
2035 | MAPP_CA_2_IESO | MAPP_CA | IESO | Internal | Shoulder | B12 | 200 | 330 | 0 | 61.52 | 51.38 | 8 | 0
2035 | MAPP_CA_2_IESO | MAPP_CA | IESO | Internal | Shoulder | B13 | 600 | 330 | 0 | 54.78 | 47.78 | 8 | 0
2035 | MAPP_CA_2_IESO | MAPP_CA | IESO | Internal | Shoulder | B14 | 900 | 330 | 0 | 53.7 | 47.78 | 8 | 0
2035 | MAPP_CA_2_IESO | MAPP_CA | IESO | Internal | Shoulder | B15 | 1203 | 330 | 0 | 53.7 | 47.78 | 8 | 0
2035 | MAPP_CA_2_IESO | MAPP_CA | IESO | Internal | Summer | B1 | 10 | 330 | 0.01 | 73.66 | 78.47 | 8 | 0
2035 | MAPP_CA_2_IESO | MAPP_CA | IESO | Internal | Summer | B2 | 25 | 330 | 0 | 85.38 | 78.38 | 8 | 0
2035 | MAPP_CA_2_IESO | MAPP_CA | IESO | Internal | Summer | B3 | 75 | 330 | 0 | 83.8 | 76.8 | 8 | 0
2035 | MAPP_CA_2_IESO | MAPP_CA | IESO | Internal | Summer | B4 | 100 | 330 | 0 | 71.8 | 72.22 | 8 | 0
2035 | MAPP_CA_2_IESO | MAPP_CA | IESO | Internal | Summer | B5 | 200 | 330 | 0 | 70.55 | 63.55 | 8 | 0
2035 | MAPP_CA_2_IESO | MAPP_CA | IESO | Internal | Summer | B6 | 300 | 330 | 0 | 56.01 | 47.68 | 8 | 0
2035 | MAPP_CA_2_IESO | MAPP_CA | IESO | Internal | Summer | B7 | 400 | 330 | 0 | 51.89 | 45.32 | 8 | 0
2035 | MAPP_CA_2_IESO | MAPP_CA | IESO | Internal | Summer | B8 | 500 | 330 | 0 | 50.73 | 45.17 | 8 | 0
2035 | MAPP_CA_2_IESO | MAPP_CA | IESO | Internal | Summer | B9 | 800 | 330 | 0 | 48.41 | 45.17 | 8 | 0
2035 | MAPP_CA_2_IESO | MAPP_CA | IESO | Internal | Summer | B10 | 1262 | 330 | 0 | 48.41 | 45.17 | 8 | 0
2035 | MAPP_CA_2_IESO | MAPP_CA | IESO | Internal | Winter | B16 | 25 | 330 | 0 | 86.74 | 79.74 | 8 | 0
2035 | MAPP_CA_2_IESO | MAPP_CA | IESO | Internal | Winter | B17 | 100 | 330 | 0 | 67.11 | 54.14 | 8 | 0
2035 | MAPP_CA_2_IESO | MAPP_CA | IESO | Internal | Winter | B18 | 400 | 330 | 0 | 57.89 | 50.89 | 8 | 0
2035 | MAPP_CA_2_IESO | MAPP_CA | IESO | Internal | Winter | B19 | 700 | 330 | 0 | 57.45 | 50.89 | 8 | 0
2035 | MAPP_CA_2_IESO | MAPP_CA | IESO | Internal | Winter | B20 | 935 | 330 | 0 | 57.45 | 50.89 | 8 | 0
2035 | MAPP_CA_2_MAPP_US | MAPP_CA | MAPP_US | Internal | Shoulder | B11 | 25 | 372 | 372 | 62.1 | 80.98 | 7 | 11.88
2035 | MAPP_CA_2_MAPP_US | MAPP_CA | MAPP_US | Internal | Shoulder | B12 | 200 | 372 | 0 | 61.52 | 60.12 | 7 | 0
2035 | MAPP_CA_2_MAPP_US | MAPP_CA | MAPP_US | Internal | Shoulder | B13 | 600 | 372 | 0 | 54.78 | 47.79 | 7 | 0
2035 | MAPP_CA_2_MAPP_US | MAPP_CA | MAPP_US | Internal | Shoulder | B14 | 900 | 372 | 0 | 53.7 | 47.79 | 7 | 0
2035 | MAPP_CA_2_MAPP_US | MAPP_CA | MAPP_US | Internal | Shoulder | B15 | 1203 | 372 | 0 | 53.7 | 45.32 | 7 | 0
2035 | MAPP_CA_2_MAPP_US | MAPP_CA | MAPP_US | Internal | Summer | B1 | 10 | 372 | 136.92 | 73.66 | 80.66 | 7 | 0
2035 | MAPP_CA_2_MAPP_US | MAPP_CA | MAPP_US | Internal | Summer | B2 | 25 | 372 | 0 | 85.38 | 80.66 | 7 | 0
2035 | MAPP_CA_2_MAPP_US | MAPP_CA | MAPP_US | Internal | Summer | B3 | 75 | 372 | 0 | 83.8 | 81.31 | 7 | 0
2035 | MAPP_CA_2_MAPP_US | MAPP_CA | MAPP_US | Internal | Summer | B4 | 100 | 372 | 25.55 | 71.8 | 78.8 | 7 | 0
2035 | MAPP_CA_2_MAPP_US | MAPP_CA | MAPP_US | Internal | Summer | B5 | 200 | 372 | 182.33 | 70.55 | 77.55 | 7 | 0
2035 | MAPP_CA_2_MAPP_US | MAPP_CA | MAPP_US | Internal | Summer | B6 | 300 | 372 | 372 | 56.01 | 65.25 | 7 | 2.24
2035 | MAPP_CA_2_MAPP_US | MAPP_CA | MAPP_US | Internal | Summer | B7 | 400 | 372 | 0 | 51.89 | 48.9 | 7 | 0
2035 | MAPP_CA_2_MAPP_US | MAPP_CA | MAPP_US | Internal | Summer | B8 | 500 | 372 | 0 | 50.73 | 43.74 | 7 | 0
2035 | MAPP_CA_2_MAPP_US | MAPP_CA | MAPP_US | Internal | Summer | B9 | 800 | 372 | 0 | 48.41 | 43.08 | 7 | 0
2035 | MAPP_CA_2_MAPP_US | MAPP_CA | MAPP_US | Internal | Summer | B10 | 1262 | 372 | 0 | 48.41 | 38.13 | 7 | 0
2035 | MAPP_CA_2_MAPP_US | MAPP_CA | MAPP_US | Internal | Winter | B16 | 25 | 372 | 0 | 86.74 | 79.75 | 7 | 0
2035 | MAPP_CA_2_MAPP_US | MAPP_CA | MAPP_US | Internal | Winter | B17 | 100 | 372 | 0 | 67.11 | 60.12 | 7 | 0
2035 | MAPP_CA_2_MAPP_US | MAPP_CA | MAPP_US | Internal | Winter | B18 | 400 | 372 | 0 | 57.89 | 52.53 | 7 | 0
2035 | MAPP_CA_2_MAPP_US | MAPP_CA | MAPP_US | Internal | Winter | B19 | 700 | 372 | 0 | 57.45 | 52.53 | 7 | 0
2035 | MAPP_CA_2_MAPP_US | MAPP_CA | MAPP_US | Internal | Winter | B20 | 935 | 372 | 0 | 57.45 | 50.45 | 7 | 0
2035 | MAPP_CA_2_MISO_W | MAPP_CA | MISO_W | Internal | Shoulder | B11 | 25 | 1970 | 1970 | 62.1 | 87.98 | 0.01 | 25.87
2035 | MAPP_CA_2_MISO_W | MAPP_CA | MISO_W | Internal | Shoulder | B12 | 200 | 1970 | 1970 | 61.52 | 67.12 | 0.01 | 5.59
2035 | MAPP_CA_2_MISO_W | MAPP_CA | MISO_W | Internal | Shoulder | B13 | 600 | 1970 | 1673.03 | 54.78 | 54.79 | 0.01 | 0
2035 | MAPP_CA_2_MISO_W | MAPP_CA | MISO_W | Internal | Shoulder | B14 | 900 | 1970 | 1431.67 | 53.7 | 53.71 | 0.01 | 0
2035 | MAPP_CA_2_MISO_W | MAPP_CA | MISO_W | Internal | Shoulder | B15 | 1203 | 1970 | 0 | 53.7 | 51.27 | 0.01 | 0
2035 | MAPP_CA_2_MISO_W | MAPP_CA | MISO_W | Internal | Summer | B1 | 10 | 1970 | 1970 | 73.66 | 87.66 | 0.01 | 13.99
2035 | MAPP_CA_2_MISO_W | MAPP_CA | MISO_W | Internal | Summer | B2 | 25 | 1970 | 1969.99 | 85.38 | 87.66 | 0.01 | 2.27
2035 | MAPP_CA_2_MISO_W | MAPP_CA | MISO_W | Internal | Summer | B3 | 75 | 1970 | 1970 | 83.8 | 88.31 | 0.01 | 4.5
2035 | MAPP_CA_2_MISO_W | MAPP_CA | MISO_W | Internal | Summer | B4 | 100 | 1970 | 1970 | 71.8 | 85.8 | 0.01 | 13.99
2035 | MAPP_CA_2_MISO_W | MAPP_CA | MISO_W | Internal | Summer | B5 | 200 | 1970 | 1970 | 70.55 | 84.55 | 0.01 | 13.99
2035 | MAPP_CA_2_MISO_W | MAPP_CA | MISO_W | Internal | Summer | B6 | 300 | 1970 | 1970 | 56.01 | 72.25 | 0.01 | 16.22
2035 | MAPP_CA_2_MISO_W | MAPP_CA | MISO_W | Internal | Summer | B7 | 400 | 1970 | 1970 | 51.89 | 52.33 | 0.01 | 0.43
2035 | MAPP_CA_2_MISO_W | MAPP_CA | MISO_W | Internal | Summer | B8 | 500 | 1970 | 1273.24 | 50.73 | 50.74 | 0.01 | 0
2035 | MAPP_CA_2_MISO_W | MAPP_CA | MISO_W | Internal | Summer | B9 | 800 | 1970 | 69.78 | 48.41 | 48.42 | 0.01 | 0
2035 | MAPP_CA_2_MISO_W | MAPP_CA | MISO_W | Internal | Summer | B10 | 1262 | 1970 | 0 | 48.41 | 45.13 | 0.01 | 0
2035 | MAPP_CA_2_MISO_W | MAPP_CA | MISO_W | Internal | Winter | B16 | 25 | 1970 | 1427.32 | 86.74 | 86.75 | 0.01 | 0
2035 | MAPP_CA_2_MISO_W | MAPP_CA | MISO_W | Internal | Winter | B17 | 100 | 1970 | 1417.38 | 67.11 | 67.12 | 0.01 | 0
2035 | MAPP_CA_2_MISO_W | MAPP_CA | MISO_W | Internal | Winter | B18 | 400 | 1970 | 1161.34 | 57.89 | 57.9 | 0.01 | 0
2035 | MAPP_CA_2_MISO_W | MAPP_CA | MISO_W | Internal | Winter | B19 | 700 | 1970 | 197.1 | 57.45 | 57.46 | 0.01 | 0
2035 | MAPP_CA_2_MISO_W | MAPP_CA | MISO_W | Internal | Winter | B20 | 935 | 1970 | 0 | 57.45 | 49.45 | 0.01 | 0
2035 | MAPP_US_2_MAPP_CA | MAPP_US | MAPP_CA | Internal | Shoulder | B11 | 25 | 165 | 0 | 80.98 | 62.1 | 7 | 0
2035 | MAPP_US_2_MAPP_CA | MAPP_US | MAPP_CA | Internal | Shoulder | B12 | 200 | 165 | 0 | 60.12 | 61.52 | 7 | 0
2035 | MAPP_US_2_MAPP_CA | MAPP_US | MAPP_CA | Internal | Shoulder | B13 | 600 | 165 | 0.05 | 47.79 | 54.78 | 7 | 0
2035 | MAPP_US_2_MAPP_CA | MAPP_US | MAPP_CA | Internal | Shoulder | B14 | 900 | 165 | 0 | 47.79 | 53.7 | 7 | 0
2035 | MAPP_US_2_MAPP_CA | MAPP_US | MAPP_CA | Internal | Shoulder | B15 | 1203 | 165 | 165 | 45.32 | 53.7 | 7 | 1.37
2035 | MAPP_US_2_MAPP_CA | MAPP_US | MAPP_CA | Internal | Summer | B1 | 10 | 165 | 0 | 80.66 | 73.66 | 7 | 0
2035 | MAPP_US_2_MAPP_CA | MAPP_US | MAPP_CA | Internal | Summer | B2 | 25 | 165 | 0 | 80.66 | 85.38 | 7 | 0
2035 | MAPP_US_2_MAPP_CA | MAPP_US | MAPP_CA | Internal | Summer | B3 | 75 | 165 | 0 | 81.31 | 83.8 | 7 | 0
2035 | MAPP_US_2_MAPP_CA | MAPP_US | MAPP_CA | Internal | Summer | B4 | 100 | 165 | 0 | 78.8 | 71.8 | 7 | 0
2035 | MAPP_US_2_MAPP_CA | MAPP_US | MAPP_CA | Internal | Summer | B5 | 200 | 165 | 0 | 77.55 | 70.55 | 7 | 0
2035 | MAPP_US_2_MAPP_CA | MAPP_US | MAPP_CA | Internal | Summer | B6 | 300 | 165 | 0 | 65.25 | 56.01 | 7 | 0
2035 | MAPP_US_2_MAPP_CA | MAPP_US | MAPP_CA | Internal | Summer | B7 | 400 | 165 | 0 | 48.9 | 51.89 | 7 | 0
2035 | MAPP_US_2_MAPP_CA | MAPP_US | MAPP_CA | Internal | Summer | B8 | 500 | 165 | 0.05 | 43.74 | 50.73 | 7 | 0
2035 | MAPP_US_2_MAPP_CA | MAPP_US | MAPP_CA | Internal | Summer | B9 | 800 | 165 | 0 | 43.08 | 48.41 | 7 | 0
2035 | MAPP_US_2_MAPP_CA | MAPP_US | MAPP_CA | Internal | Summer | B10 | 1262 | 165 | 165 | 38.13 | 48.41 | 7 | 3.28
2035 | MAPP_US_2_MAPP_CA | MAPP_US | MAPP_CA | Internal | Winter | B16 | 25 | 165 | 0.94 | 79.75 | 86.74 | 7 | 0
2035 | MAPP_US_2_MAPP_CA | MAPP_US | MAPP_CA | Internal | Winter | B17 | 100 | 165 | 0.26 | 60.12 | 67.11 | 7 | 0
2035 | MAPP_US_2_MAPP_CA | MAPP_US | MAPP_CA | Internal | Winter | B18 | 400 | 165 | 0 | 52.53 | 57.89 | 7 | 0
2035 | MAPP_US_2_MAPP_CA | MAPP_US | MAPP_CA | Internal | Winter | B19 | 700 | 165 | 0 | 52.53 | 57.45 | 7 | 0
2035 | MAPP_US_2_MAPP_CA | MAPP_US | MAPP_CA | Internal | Winter | B20 | 935 | 165 | 127.99 | 50.45 | 57.45 | 7 | 0
2035 | MAPP_US_2_MISO_W | MAPP_US | MISO_W | Internal | Shoulder | B11 | 25 | 2635 | 1402.34 | 80.98 | 87.98 | 7 | 0
2035 | MAPP_US_2_MISO_W | MAPP_US | MISO_W | Internal | Shoulder | B12 | 200 | 2635 | 1192.83 | 60.12 | 67.12 | 7 | 0
2035 | MAPP_US_2_MISO_W | MAPP_US | MISO_W | Internal | Shoulder | B13 | 600 | 2635 | 274.12 | 47.79 | 54.79 | 7 | 0
2035 | MAPP_US_2_MISO_W | MAPP_US | MISO_W | Internal | Shoulder | B14 | 900 | 2635 | 0 | 47.79 | 53.71 | 7 | 0
2035 | MAPP_US_2_MISO_W | MAPP_US | MISO_W | Internal | Shoulder | B15 | 1203 | 2635 | 0 | 45.32 | 51.27 | 7 | 0
2035 | MAPP_US_2_MISO_W | MAPP_US | MISO_W | Internal | Summer | B1 | 10 | 2635 | 299.48 | 80.66 | 87.66 | 7 | 0
2035 | MAPP_US_2_MISO_W | MAPP_US | MISO_W | Internal | Summer | B2 | 25 | 2635 | 135.81 | 80.66 | 87.66 | 7 | 0
2035 | MAPP_US_2_MISO_W | MAPP_US | MISO_W | Internal | Summer | B3 | 75 | 2635 | 466.26 | 81.31 | 88.31 | 7 | 0
2035 | MAPP_US_2_MISO_W | MAPP_US | MISO_W | Internal | Summer | B4 | 100 | 2635 | 452.04 | 78.8 | 85.8 | 7 | 0
2035 | MAPP_US_2_MISO_W | MAPP_US | MISO_W | Internal | Summer | B5 | 200 | 2635 | 445.9 | 77.55 | 84.55 | 7 | 0
2035 | MAPP_US_2_MISO_W | MAPP_US | MISO_W | Internal | Summer | B6 | 300 | 2635 | 734.97 | 65.25 | 72.25 | 7 | 0
2035 | MAPP_US_2_MISO_W | MAPP_US | MISO_W | Internal | Summer | B7 | 400 | 2635 | 0 | 48.9 | 52.33 | 7 | 0
2035 | MAPP_US_2_MISO_W | MAPP_US | MISO_W | Internal | Summer | B8 | 500 | 2635 | 211.67 | 43.74 | 50.74 | 7 | 0
2035 | MAPP_US_2_MISO_W | MAPP_US | MISO_W | Internal | Summer | B9 | 800 | 2635 | 0 | 43.08 | 48.42 | 7 | 0
2035 | MAPP_US_2_MISO_W | MAPP_US | MISO_W | Internal | Summer | B10 | 1262 | 2635 | 182.43 | 38.13 | 45.13 | 7 | 0
2035 | MAPP_US_2_MISO_W | MAPP_US | MISO_W | Internal | Winter | B16 | 25 | 2635 | 1181.15 | 79.75 | 86.75 | 7 | 0
2035 | MAPP_US_2_MISO_W | MAPP_US | MISO_W | Internal | Winter | B17 | 100 | 2635 | 982.45 | 60.12 | 67.12 | 7 | 0
2035 | MAPP_US_2_MISO_W | MAPP_US | MISO_W | Internal | Winter | B18 | 400 | 2635 | 0 | 52.53 | 57.9 | 7 | 0
2035 | MAPP_US_2_MISO_W | MAPP_US | MISO_W | Internal | Winter | B19 | 700 | 2635 | 0 | 52.53 | 57.46 | 7 | 0
2035 | MAPP_US_2_MISO_W | MAPP_US | MISO_W | Internal | Winter | B20 | 935 | 2635 | 0 | 50.45 | 49.45 | 7 | 0
2035 | MAPP_US_2_NE | MAPP_US | NE | Internal | Shoulder | B11 | 25 | 2000 | 1065.72 | 80.98 | 87.98 | 7 | 0
2035 | MAPP_US_2_NE | MAPP_US | NE | Internal | Shoulder | B12 | 200 | 2000 | 0 | 60.12 | 66.21 | 7 | 0
2035 | MAPP_US_2_NE | MAPP_US | NE | Internal | Shoulder | B13 | 600 | 2000 | 449.57 | 47.79 | 54.79 | 7 | 0
2035 | MAPP_US_2_NE | MAPP_US | NE | Internal | Shoulder | B14 | 900 | 2000 | 0 | 47.79 | 53.37 | 7 | 0
2035 | MAPP_US_2_NE | MAPP_US | NE | Internal | Shoulder | B15 | 1203 | 2000 | 0 | 45.32 | 49.02 | 7 | 0
2035 | MAPP_US_2_NE | MAPP_US | NE | Internal | Summer | B1 | 10 | 2000 | 300.37 | 80.66 | 87.66 | 7 | 0
2035 | MAPP_US_2_NE | MAPP_US | NE | Internal | Summer | B2 | 25 | 2000 | 388.89 | 80.66 | 87.66 | 7 | 0
2035 | MAPP_US_2_NE | MAPP_US | NE | Internal | Summer | B3 | 75 | 2000 | 23.66 | 81.31 | 88.31 | 7 | 0
2035 | MAPP_US_2_NE | MAPP_US | NE | Internal | Summer | B4 | 100 | 2000 | 365.46 | 78.8 | 85.8 | 7 | 0
2035 | MAPP_US_2_NE | MAPP_US | NE | Internal | Summer | B5 | 200 | 2000 | 864.66 | 77.55 | 84.55 | 7 | 0
2035 | MAPP_US_2_NE | MAPP_US | NE | Internal | Summer | B6 | 300 | 2000 | 473.39 | 65.25 | 72.25 | 7 | 0
2035 | MAPP_US_2_NE | MAPP_US | NE | Internal | Summer | B7 | 400 | 2000 | 611.87 | 48.9 | 55.9 | 7 | 0
2035 | MAPP_US_2_NE | MAPP_US | NE | Internal | Summer | B8 | 500 | 2000 | 811.2 | 43.74 | 50.74 | 7 | 0
2035 | MAPP_US_2_NE | MAPP_US | NE | Internal | Summer | B9 | 800 | 2000 | 345.24 | 43.08 | 50.08 | 7 | 0
2035 | MAPP_US_2_NE | MAPP_US | NE | Internal | Summer | B10 | 1262 | 2000 | 0 | 38.13 | 40.13 | 7 | 0
2035 | MAPP_US_2_NE | MAPP_US | NE | Internal | Winter | B16 | 25 | 2000 | 279.47 | 79.75 | 86.75 | 7 | 0
2035 | MAPP_US_2_NE | MAPP_US | NE | Internal | Winter | B17 | 100 | 2000 | 0 | 60.12 | 62.12 | 7 | 0
2035 | MAPP_US_2_NE | MAPP_US | NE | Internal | Winter | B18 | 400 | 2000 | 0 | 52.53 | 56.98 | 7 | 0
2035 | MAPP_US_2_NE | MAPP_US | NE | Internal | Winter | B19 | 700 | 2000 | 0 | 52.53 | 53.25 | 7 | 0
2035 | MAPP_US_2_NE | MAPP_US | NE | Internal | Winter | B20 | 935 | 2000 | 0 | 50.45 | 49.35 | 7 | 0
2035 | MARITIMES_2_NEISO | MARITIMES | NEISO | Internal | Shoulder | B11 | 25 | 99999 | 1400 | 46.3 | 46.31 | 0.01 | 0
2035 | MARITIMES_2_NEISO | MARITIMES | NEISO | Internal | Shoulder | B12 | 200 | 99999 | 1400 | 46.3 | 46.31 | 0.01 | 0
2035 | MARITIMES_2_NEISO | MARITIMES | NEISO | Internal | Shoulder | B13 | 600 | 99999 | 1400 | 46.3 | 46.31 | 0.01 | 0
2035 | MARITIMES_2_NEISO | MARITIMES | NEISO | Internal | Shoulder | B14 | 900 | 99999 | 1400 | 46.3 | 46.31 | 0.01 | 0
2035 | MARITIMES_2_NEISO | MARITIMES | NEISO | Internal | Shoulder | B15 | 1203 | 99999 | 426.43 | 46.3 | 46.31 | 0.01 | 0
2035 | MARITIMES_2_NEISO | MARITIMES | NEISO | Internal | Summer | B1 | 10 | 99999 | 1400 | 70.55 | 70.56 | 0.01 | 0
2035 | MARITIMES_2_NEISO | MARITIMES | NEISO | Internal | Summer | B2 | 25 | 99999 | 1400 | 72.39 | 72.41 | 0.01 | 0
2035 | MARITIMES_2_NEISO | MARITIMES | NEISO | Internal | Summer | B3 | 75 | 99999 | 1400 | 68.39 | 68.4 | 0.01 | 0
2035 | MARITIMES_2_NEISO | MARITIMES | NEISO | Internal | Summer | B4 | 100 | 99999 | 1400 | 59.39 | 59.4 | 0.01 | 0
2035 | MARITIMES_2_NEISO | MARITIMES | NEISO | Internal | Summer | B5 | 200 | 99999 | 1400 | 58.33 | 58.34 | 0.01 | 0
2035 | MARITIMES_2_NEISO | MARITIMES | NEISO | Internal | Summer | B6 | 300 | 99999 | 1400 | 42.76 | 42.77 | 0.01 | 0
2035 | MARITIMES_2_NEISO | MARITIMES | NEISO | Internal | Summer | B7 | 400 | 99999 | 1400 | 42.76 | 42.77 | 0.01 | 0
2035 | MARITIMES_2_NEISO | MARITIMES | NEISO | Internal | Summer | B8 | 500 | 99999 | 1400 | 42.76 | 42.77 | 0.01 | 0
2035 | MARITIMES_2_NEISO | MARITIMES | NEISO | Internal | Summer | B9 | 800 | 99999 | 1400 | 42.76 | 42.77 | 0.01 | 0
2035 | MARITIMES_2_NEISO | MARITIMES | NEISO | Internal | Summer | B10 | 1262 | 99999 | 236.13 | 42.76 | 42.77 | 0.01 | 0
2035 | MARITIMES_2_NEISO | MARITIMES | NEISO | Internal | Winter | B16 | 25 | 99999 | 1400 | 57.21 | 57.22 | 0.01 | 0
2035 | MARITIMES_2_NEISO | MARITIMES | NEISO | Internal | Winter | B17 | 100 | 99999 | 1400 | 57.21 | 57.22 | 0.01 | 0
2035 | MARITIMES_2_NEISO | MARITIMES | NEISO | Internal | Winter | B18 | 400 | 99999 | 1400 | 57.21 | 57.22 | 0.01 | 0
2035 | MARITIMES_2_NEISO | MARITIMES | NEISO | Internal | Winter | B19 | 700 | 99999 | 1400 | 57.21 | 57.22 | 0.01 | 0
2035 | MARITIMES_2_NEISO | MARITIMES | NEISO | Internal | Winter | B20 | 935 | 99999 | 475.94 | 57.21 | 57.22 | 0.01 | 0
2035 | MISO_IN_2_MISO_MI | MISO_IN | MISO_MI | Internal | Shoulder | B11 | 25 | 5000 | 0.57 | 81.82 | 81.81 | 0.01 | 0
2035 | MISO_IN_2_MISO_MI | MISO_IN | MISO_MI | Internal | Shoulder | B12 | 200 | 5000 | 2555 | 67.11 | 67.12 | 0.01 | 0
2035 | MISO_IN_2_MISO_MI | MISO_IN | MISO_MI | Internal | Shoulder | B13 | 600 | 5000 | 3560.51 | 54.77 | 54.78 | 0.01 | 0
2035 | MISO_IN_2_MISO_MI | MISO_IN | MISO_MI | Internal | Shoulder | B14 | 900 | 5000 | 4482.9 | 52.27 | 52.28 | 0.01 | 0
2035 | MISO_IN_2_MISO_MI | MISO_IN | MISO_MI | Internal | Shoulder | B15 | 1203 | 5000 | 4941.81 | 48.55 | 48.57 | 0.01 | 0
2035 | MISO_IN_2_MISO_MI | MISO_IN | MISO_MI | Internal | Summer | B1 | 10 | 5000 | 186.38 | 85.46 | 85.47 | 0.01 | 0
2035 | MISO_IN_2_MISO_MI | MISO_IN | MISO_MI | Internal | Summer | B2 | 25 | 5000 | 0.58 | 85.39 | 85.38 | 0.01 | 0
2035 | MISO_IN_2_MISO_MI | MISO_IN | MISO_MI | Internal | Summer | B3 | 75 | 5000 | 991.33 | 83.79 | 83.8 | 0.01 | 0
2035 | MISO_IN_2_MISO_MI | MISO_IN | MISO_MI | Internal | Summer | B4 | 100 | 5000 | 0.14 | 80.93 | 80.92 | 0.01 | 0
2035 | MISO_IN_2_MISO_MI | MISO_IN | MISO_MI | Internal | Summer | B5 | 200 | 5000 | 0.08 | 79.12 | 79.11 | 0.01 | 0
2035 | MISO_IN_2_MISO_MI | MISO_IN | MISO_MI | Internal | Summer | B6 | 300 | 5000 | 0.09 | 64.25 | 64.25 | 0.01 | 0
2035 | MISO_IN_2_MISO_MI | MISO_IN | MISO_MI | Internal | Summer | B7 | 400 | 5000 | 3697.92 | 52.31 | 52.32 | 0.01 | 0
2035 | MISO_IN_2_MISO_MI | MISO_IN | MISO_MI | Internal | Summer | B8 | 500 | 5000 | 4452.22 | 50.72 | 50.73 | 0.01 | 0
2035 | MISO_IN_2_MISO_MI | MISO_IN | MISO_MI | Internal | Summer | B9 | 800 | 5000 | 5000 | 46.39 | 47.88 | 0.01 | 1.47
2035 | MISO_IN_2_MISO_MI | MISO_IN | MISO_MI | Internal | Summer | B10 | 1262 | 5000 | 5000 | 45.16 | 46.4 | 0.01 | 1.23
2035 | MISO_IN_2_MISO_MI | MISO_IN | MISO_MI | Internal | Winter | B16 | 25 | 5000 | 0.57 | 86.75 | 86.74 | 0.01 | 0
2035 | MISO_IN_2_MISO_MI | MISO_IN | MISO_MI | Internal | Winter | B17 | 100 | 5000 | 2055.44 | 67.14 | 67.16 | 0.01 | 0
2035 | MISO_IN_2_MISO_MI | MISO_IN | MISO_MI | Internal | Winter | B18 | 400 | 5000 | 3714.92 | 57.87 | 57.89 | 0.01 | 0
2035 | MISO_IN_2_MISO_MI | MISO_IN | MISO_MI | Internal | Winter | B19 | 700 | 5000 | 4503.39 | 52.58 | 52.59 | 0.01 | 0
2035 | MISO_IN_2_MISO_MI | MISO_IN | MISO_MI | Internal | Winter | B20 | 935 | 5000 | 2743.07 | 49.45 | 49.46 | 0.01 | 0
2035 | MISO_IN_2_MISO_MO-IL | MISO_IN | MISO_MO-IL | Internal | Shoulder | B11 | 25 | 5000 | 3246.23 | 81.82 | 81.83 | 0.01 | 0
2035 | MISO_IN_2_MISO_MO-IL | MISO_IN | MISO_MO-IL | Internal | Shoulder | B12 | 200 | 5000 | 0.08 | 67.11 | 67.1 | 0.01 | 0
2035 | MISO_IN_2_MISO_MO-IL | MISO_IN | MISO_MO-IL | Internal | Shoulder | B13 | 600 | 5000 | 373.02 | 54.77 | 54.78 | 0.01 | 0
2035 | MISO_IN_2_MISO_MO-IL | MISO_IN | MISO_MO-IL | Internal | Shoulder | B14 | 900 | 5000 | 142.14 | 52.27 | 52.28 | 0.01 | 0
2035 | MISO_IN_2_MISO_MO-IL | MISO_IN | MISO_MO-IL | Internal | Shoulder | B15 | 1203 | 5000 | 0.01 | 48.55 | 48.54 | 0.01 | 0
2035 | MISO_IN_2_MISO_MO-IL | MISO_IN | MISO_MO-IL | Internal | Summer | B1 | 10 | 5000 | 2328.38 | 85.46 | 85.47 | 0.01 | 0
2035 | MISO_IN_2_MISO_MO-IL | MISO_IN | MISO_MO-IL | Internal | Summer | B2 | 25 | 5000 | 1817.59 | 85.39 | 85.41 | 0.01 | 0
2035 | MISO_IN_2_MISO_MO-IL | MISO_IN | MISO_MO-IL | Internal | Summer | B3 | 75 | 5000 | 399.88 | 83.79 | 83.8 | 0.01 | 0
2035 | MISO_IN_2_MISO_MO-IL | MISO_IN | MISO_MO-IL | Internal | Summer | B4 | 100 | 5000 | 3644.02 | 80.93 | 80.94 | 0.01 | 0
2035 | MISO_IN_2_MISO_MO-IL | MISO_IN | MISO_MO-IL | Internal | Summer | B5 | 200 | 5000 | 3217.04 | 79.12 | 79.14 | 0.01 | 0
2035 | MISO_IN_2_MISO_MO-IL | MISO_IN | MISO_MO-IL | Internal | Summer | B6 | 300 | 5000 | 3689.78 | 64.25 | 64.26 | 0.01 | 0
2035 | MISO_IN_2_MISO_MO-IL | MISO_IN | MISO_MO-IL | Internal | Summer | B7 | 400 | 5000 | 1377.69 | 52.31 | 52.32 | 0.01 | 0
2035 | MISO_IN_2_MISO_MO-IL | MISO_IN | MISO_MO-IL | Internal | Summer | B8 | 500 | 5000 | 1516.81 | 50.72 | 50.73 | 0.01 | 0
2035 | MISO_IN_2_MISO_MO-IL | MISO_IN | MISO_MO-IL | Internal | Summer | B9 | 800 | 5000 | 909.18 | 46.39 | 46.41 | 0.01 | 0
2035 | MISO_IN_2_MISO_MO-IL | MISO_IN | MISO_MO-IL | Internal | Summer | B10 | 1262 | 5000 | 0 | 45.16 | 45.14 | 0.01 | 0
2035 | MISO_IN_2_MISO_MO-IL | MISO_IN | MISO_MO-IL | Internal | Winter | B16 | 25 | 5000 | 387.28 | 86.75 | 86.76 | 0.01 | 0
2035 | MISO_IN_2_MISO_MO-IL | MISO_IN | MISO_MO-IL | Internal | Winter | B17 | 100 | 5000 | 0.15 | 67.14 | 67.13 | 0.01 | 0
2035 | MISO_IN_2_MISO_MO-IL | MISO_IN | MISO_MO-IL | Internal | Winter | B18 | 400 | 5000 | 46.65 | 57.87 | 57.89 | 0.01 | 0
2035 | MISO_IN_2_MISO_MO-IL | MISO_IN | MISO_MO-IL | Internal | Winter | B19 | 700 | 5000 | 0.02 | 52.58 | 52.57 | 0.01 | 0
2035 | MISO_IN_2_MISO_MO-IL | MISO_IN | MISO_MO-IL | Internal | Winter | B20 | 935 | 5000 | 0.02 | 49.45 | 49.43 | 0.01 | 0
2035 | MISO_IN_2_NonRTO_Midwest | MISO_IN | NonRTO_Midwest | Internal | Shoulder | B11 | 25 | 4800 | 631.02 | 81.82 | 89.82 | 8 | 0
2035 | MISO_IN_2_NonRTO_Midwest | MISO_IN | NonRTO_Midwest | Internal | Shoulder | B12 | 200 | 4800 | 799.84 | 67.11 | 75.11 | 8 | 0
2035 | MISO_IN_2_NonRTO_Midwest | MISO_IN | NonRTO_Midwest | Internal | Shoulder | B13 | 600 | 4800 | 0 | 54.77 | 55.99 | 8 | 0
2035 | MISO_IN_2_NonRTO_Midwest | MISO_IN | NonRTO_Midwest | Internal | Shoulder | B14 | 900 | 4800 | 0 | 52.27 | 50.47 | 8 | 0
2035 | MISO_IN_2_NonRTO_Midwest | MISO_IN | NonRTO_Midwest | Internal | Shoulder | B15 | 1203 | 4800 | 0 | 48.55 | 46.98 | 8 | 0
2035 | MISO_IN_2_NonRTO_Midwest | MISO_IN | NonRTO_Midwest | Internal | Summer | B1 | 10 | 4800 | 0 | 85.46 | 88.93 | 8 | 0
2035 | MISO_IN_2_NonRTO_Midwest | MISO_IN | NonRTO_Midwest | Internal | Summer | B2 | 25 | 4800 | 0 | 85.39 | 88.93 | 8 | 0
2035 | MISO_IN_2_NonRTO_Midwest | MISO_IN | NonRTO_Midwest | Internal | Summer | B3 | 75 | 4800 | 0 | 83.79 | 88.93 | 8 | 0
2035 | MISO_IN_2_NonRTO_Midwest | MISO_IN | NonRTO_Midwest | Internal | Summer | B4 | 100 | 4800 | 24.08 | 80.93 | 88.93 | 8 | 0
2035 | MISO_IN_2_NonRTO_Midwest | MISO_IN | NonRTO_Midwest | Internal | Summer | B5 | 200 | 4800 | 657.69 | 79.12 | 87.12 | 8 | 0
2035 | MISO_IN_2_NonRTO_Midwest | MISO_IN | NonRTO_Midwest | Internal | Summer | B6 | 300 | 4800 | 627.55 | 64.25 | 72.25 | 8 | 0
2035 | MISO_IN_2_NonRTO_Midwest | MISO_IN | NonRTO_Midwest | Internal | Summer | B7 | 400 | 4800 | 0 | 52.31 | 49.63 | 8 | 0
2035 | MISO_IN_2_NonRTO_Midwest | MISO_IN | NonRTO_Midwest | Internal | Summer | B8 | 500 | 4800 | 0 | 50.72 | 48.9 | 8 | 0
2035 | MISO_IN_2_NonRTO_Midwest | MISO_IN | NonRTO_Midwest | Internal | Summer | B9 | 800 | 4800 | 0 | 46.39 | 46.98 | 8 | 0
2035 | MISO_IN_2_NonRTO_Midwest | MISO_IN | NonRTO_Midwest | Internal | Summer | B10 | 1262 | 4800 | 0 | 45.16 | 41.17 | 8 | 0
2035 | MISO_IN_2_NonRTO_Midwest | MISO_IN | NonRTO_Midwest | Internal | Winter | B16 | 25 | 4800 | 1828.85 | 86.75 | 94.75 | 8 | 0
2035 | MISO_IN_2_NonRTO_Midwest | MISO_IN | NonRTO_Midwest | Internal | Winter | B17 | 100 | 4800 | 970.57 | 67.14 | 75.14 | 8 | 0
2035 | MISO_IN_2_NonRTO_Midwest | MISO_IN | NonRTO_Midwest | Internal | Winter | B18 | 400 | 4800 | 0 | 57.87 | 62.84 | 8 | 0
2035 | MISO_IN_2_NonRTO_Midwest | MISO_IN | NonRTO_Midwest | Internal | Winter | B19 | 700 | 4800 | 0 | 52.58 | 49.9 | 8 | 0
2035 | MISO_IN_2_NonRTO_Midwest | MISO_IN | NonRTO_Midwest | Internal | Winter | B20 | 935 | 4800 | 0 | 49.45 | 45.74 | 8 | 0
2035 | MISO_IN_2_PJM_ROR | MISO_IN | PJM_ROR | Internal | Shoulder | B11 | 25 | 992 | 0 | 81.82 | 76.5 | 2 | 0
2035 | MISO_IN_2_PJM_ROR | MISO_IN | PJM_ROR | Internal | Shoulder | B12 | 200 | 992 | 0 | 67.11 | 66.37 | 2 | 0
2035 | MISO_IN_2_PJM_ROR | MISO_IN | PJM_ROR | Internal | Shoulder | B13 | 600 | 992 | 0 | 54.77 | 53.22 | 2 | 0
2035 | MISO_IN_2_PJM_ROR | MISO_IN | PJM_ROR | Internal | Shoulder | B14 | 900 | 992 | 0 | 52.27 | 50.65 | 2 | 0
2035 | MISO_IN_2_PJM_ROR | MISO_IN | PJM_ROR | Internal | Shoulder | B15 | 1203 | 992 | 0 | 48.55 | 48 | 2 | 0
2035 | MISO_IN_2_PJM_ROR | MISO_IN | PJM_ROR | Internal | Summer | B1 | 10 | 992 | 0 | 85.46 | 83.47 | 2 | 0
2035 | MISO_IN_2_PJM_ROR | MISO_IN | PJM_ROR | Internal | Summer | B2 | 25 | 992 | 0 | 85.39 | 83.38 | 2 | 0
2035 | MISO_IN_2_PJM_ROR | MISO_IN | PJM_ROR | Internal | Summer | B3 | 75 | 992 | 0 | 83.79 | 81.8 | 2 | 0
2035 | MISO_IN_2_PJM_ROR | MISO_IN | PJM_ROR | Internal | Summer | B4 | 100 | 992 | 0 | 80.93 | 78.93 | 2 | 0
2035 | MISO_IN_2_PJM_ROR | MISO_IN | PJM_ROR | Internal | Summer | B5 | 200 | 992 | 0 | 79.12 | 75.9 | 2 | 0
2035 | MISO_IN_2_PJM_ROR | MISO_IN | PJM_ROR | Internal | Summer | B6 | 300 | 992 | 0 | 64.25 | 62.25 | 2 | 0
2035 | MISO_IN_2_PJM_ROR | MISO_IN | PJM_ROR | Internal | Summer | B7 | 400 | 992 | 0 | 52.31 | 50.32 | 2 | 0
2035 | MISO_IN_2_PJM_ROR | MISO_IN | PJM_ROR | Internal | Summer | B8 | 500 | 992 | 0 | 50.72 | 48.74 | 2 | 0
2035 | MISO_IN_2_PJM_ROR | MISO_IN | PJM_ROR | Internal | Summer | B9 | 800 | 992 | 0 | 46.39 | 45.88 | 2 | 0
2035 | MISO_IN_2_PJM_ROR | MISO_IN | PJM_ROR | Internal | Summer | B10 | 1262 | 992 | 0 | 45.16 | 44.9 | 2 | 0
2035 | MISO_IN_2_PJM_ROR | MISO_IN | PJM_ROR | Internal | Winter | B16 | 25 | 992 | 0 | 86.75 | 86.13 | 2 | 0
2035 | MISO_IN_2_PJM_ROR | MISO_IN | PJM_ROR | Internal | Winter | B17 | 100 | 992 | 0.29 | 67.14 | 69.13 | 2 | 0
2035 | MISO_IN_2_PJM_ROR | MISO_IN | PJM_ROR | Internal | Winter | B18 | 400 | 992 | 0 | 57.87 | 58.8 | 2 | 0
2035 | MISO_IN_2_PJM_ROR | MISO_IN | PJM_ROR | Internal | Winter | B19 | 700 | 992 | 0.04 | 52.58 | 54.57 | 2 | 0
2035 | MISO_IN_2_PJM_ROR | MISO_IN | PJM_ROR | Internal | Winter | B20 | 935 | 992 | 0 | 49.45 | 50.07 | 2 | 0
2035 | MISO_MI_2_IESO | MISO_MI | IESO | Internal | Shoulder | B11 | 25 | 1580 | 0 | 81.81 | 55.1 | 8 | 0
2035 | MISO_MI_2_IESO | MISO_MI | IESO | Internal | Shoulder | B12 | 200 | 1580 | 0 | 67.12 | 51.38 | 8 | 0
2035 | MISO_MI_2_IESO | MISO_MI | IESO | Internal | Shoulder | B13 | 600 | 1580 | 0 | 54.78 | 47.78 | 8 | 0
2035 | MISO_MI_2_IESO | MISO_MI | IESO | Internal | Shoulder | B14 | 900 | 1580 | 0 | 52.28 | 47.78 | 8 | 0
2035 | MISO_MI_2_IESO | MISO_MI | IESO | Internal | Shoulder | B15 | 1203 | 1580 | 0 | 48.57 | 47.78 | 8 | 0
2035 | MISO_MI_2_IESO | MISO_MI | IESO | Internal | Summer | B1 | 10 | 1580 | 0 | 85.47 | 78.47 | 8 | 0
2035 | MISO_MI_2_IESO | MISO_MI | IESO | Internal | Summer | B2 | 25 | 1580 | 0 | 85.38 | 78.38 | 8 | 0
2035 | MISO_MI_2_IESO | MISO_MI | IESO | Internal | Summer | B3 | 75 | 1580 | 0 | 83.8 | 76.8 | 8 | 0
2035 | MISO_MI_2_IESO | MISO_MI | IESO | Internal | Summer | B4 | 100 | 1580 | 0 | 80.92 | 72.22 | 8 | 0
2035 | MISO_MI_2_IESO | MISO_MI | IESO | Internal | Summer | B5 | 200 | 1580 | 0 | 79.11 | 63.55 | 8 | 0
2035 | MISO_MI_2_IESO | MISO_MI | IESO | Internal | Summer | B6 | 300 | 1580 | 0 | 64.25 | 47.68 | 8 | 0
2035 | MISO_MI_2_IESO | MISO_MI | IESO | Internal | Summer | B7 | 400 | 1580 | 0 | 52.32 | 45.32 | 8 | 0
2035 | MISO_MI_2_IESO | MISO_MI | IESO | Internal | Summer | B8 | 500 | 1580 | 0 | 50.73 | 45.17 | 8 | 0
2035 | MISO_MI_2_IESO | MISO_MI | IESO | Internal | Summer | B9 | 800 | 1580 | 0 | 47.88 | 45.17 | 8 | 0
2035 | MISO_MI_2_IESO | MISO_MI | IESO | Internal | Summer | B10 | 1262 | 1580 | 0 | 46.4 | 45.17 | 8 | 0
2035 | MISO_MI_2_IESO | MISO_MI | IESO | Internal | Winter | B16 | 25 | 1580 | 0 | 86.74 | 79.74 | 8 | 0
2035 | MISO_MI_2_IESO | MISO_MI | IESO | Internal | Winter | B17 | 100 | 1580 | 0 | 67.16 | 54.14 | 8 | 0
2035 | MISO_MI_2_IESO | MISO_MI | IESO | Internal | Winter | B18 | 400 | 1580 | 0 | 57.89 | 50.89 | 8 | 0
2035 | MISO_MI_2_IESO | MISO_MI | IESO | Internal | Winter | B19 | 700 | 1580 | 0 | 52.59 | 50.89 | 8 | 0
2035 | MISO_MI_2_IESO | MISO_MI | IESO | Internal | Winter | B20 | 935 | 1580 | 0 | 49.46 | 50.89 | 8 | 0
2035 | MISO_MI_2_MISO_IN | MISO_MI | MISO_IN | Internal | Shoulder | B11 | 25 | 2045 | 757.87 | 81.81 | 81.82 | 0.01 | 0
2035 | MISO_MI_2_MISO_IN | MISO_MI | MISO_IN | Internal | Shoulder | B12 | 200 | 2045 | 0.07 | 67.12 | 67.11 | 0.01 | 0
2035 | MISO_MI_2_MISO_IN | MISO_MI | MISO_IN | Internal | Shoulder | B13 | 600 | 2045 | 0.02 | 54.78 | 54.77 | 0.01 | 0
2035 | MISO_MI_2_MISO_IN | MISO_MI | MISO_IN | Internal | Shoulder | B14 | 900 | 2045 | 0.02 | 52.28 | 52.27 | 0.01 | 0
2035 | MISO_MI_2_MISO_IN | MISO_MI | MISO_IN | Internal | Shoulder | B15 | 1203 | 2045 | 0.01 | 48.57 | 48.55 | 0.01 | 0
2035 | MISO_MI_2_MISO_IN | MISO_MI | MISO_IN | Internal | Summer | B1 | 10 | 2045 | 1.5 | 85.47 | 85.46 | 0.01 | 0
2035 | MISO_MI_2_MISO_IN | MISO_MI | MISO_IN | Internal | Summer | B2 | 25 | 2045 | 626.08 | 85.38 | 85.39 | 0.01 | 0
2035 | MISO_MI_2_MISO_IN | MISO_MI | MISO_IN | Internal | Summer | B3 | 75 | 2045 | 0.19 | 83.8 | 83.79 | 0.01 | 0
2035 | MISO_MI_2_MISO_IN | MISO_MI | MISO_IN | Internal | Summer | B4 | 100 | 2045 | 646.35 | 80.92 | 80.93 | 0.01 | 0
2035 | MISO_MI_2_MISO_IN | MISO_MI | MISO_IN | Internal | Summer | B5 | 200 | 2045 | 261.45 | 79.11 | 79.12 | 0.01 | 0
2035 | MISO_MI_2_MISO_IN | MISO_MI | MISO_IN | Internal | Summer | B6 | 300 | 2045 | 0.1 | 64.25 | 64.25 | 0.01 | 0
2035 | MISO_MI_2_MISO_IN | MISO_MI | MISO_IN | Internal | Summer | B7 | 400 | 2045 | 0.04 | 52.32 | 52.31 | 0.01 | 0
2035 | MISO_MI_2_MISO_IN | MISO_MI | MISO_IN | Internal | Summer | B8 | 500 | 2045 | 0.03 | 50.73 | 50.72 | 0.01 | 0
2035 | MISO_MI_2_MISO_IN | MISO_MI | MISO_IN | Internal | Summer | B9 | 800 | 2045 | 0 | 47.88 | 46.39 | 0.01 | 0
2035 | MISO_MI_2_MISO_IN | MISO_MI | MISO_IN | Internal | Summer | B10 | 1262 | 2045 | 0 | 46.4 | 45.16 | 0.01 | 0
2035 | MISO_MI_2_MISO_IN | MISO_MI | MISO_IN | Internal | Winter | B16 | 25 | 2045 | 660.97 | 86.74 | 86.75 | 0.01 | 0
2035 | MISO_MI_2_MISO_IN | MISO_MI | MISO_IN | Internal | Winter | B17 | 100 | 2045 | 0.14 | 67.16 | 67.14 | 0.01 | 0
2035 | MISO_MI_2_MISO_IN | MISO_MI | MISO_IN | Internal | Winter | B18 | 400 | 2045 | 0.04 | 57.89 | 57.87 | 0.01 | 0
2035 | MISO_MI_2_MISO_IN | MISO_MI | MISO_IN | Internal | Winter | B19 | 700 | 2045 | 0.02 | 52.59 | 52.58 | 0.01 | 0
2035 | MISO_MI_2_MISO_IN | MISO_MI | MISO_IN | Internal | Winter | B20 | 935 | 2045 | 0.02 | 49.46 | 49.45 | 0.01 | 0
2035 | MISO_MI_2_MISO_WUMS | MISO_MI | MISO_WUMS | Internal | Shoulder | B11 | 25 | 117 | 0 | 81.81 | 78.5 | 0.01 | 0
2035 | MISO_MI_2_MISO_WUMS | MISO_MI | MISO_WUMS | Internal | Shoulder | B12 | 200 | 117 | 0.07 | 67.12 | 67.11 | 0.01 | 0
2035 | MISO_MI_2_MISO_WUMS | MISO_MI | MISO_WUMS | Internal | Shoulder | B13 | 600 | 117 | 0.05 | 54.78 | 54.78 | 0.01 | 0
2035 | MISO_MI_2_MISO_WUMS | MISO_MI | MISO_WUMS | Internal | Shoulder | B14 | 900 | 117 | 0 | 52.28 | 50.57 | 0.01 | 0
2035 | MISO_MI_2_MISO_WUMS | MISO_MI | MISO_WUMS | Internal | Shoulder | B15 | 1203 | 117 | 117 | 48.57 | 49.71 | 0.01 | 1.13
2035 | MISO_MI_2_MISO_WUMS | MISO_MI | MISO_WUMS | Internal | Summer | B1 | 10 | 117 | 0 | 85.47 | 79.65 | 0.01 | 0
2035 | MISO_MI_2_MISO_WUMS | MISO_MI | MISO_WUMS | Internal | Summer | B2 | 25 | 117 | 0 | 85.38 | 79.65 | 0.01 | 0
2035 | MISO_MI_2_MISO_WUMS | MISO_MI | MISO_WUMS | Internal | Summer | B3 | 75 | 117 | 0 | 83.8 | 79.65 | 0.01 | 0
2035 | MISO_MI_2_MISO_WUMS | MISO_MI | MISO_WUMS | Internal | Summer | B4 | 100 | 117 | 0 | 80.92 | 79.65 | 0.01 | 0
2035 | MISO_MI_2_MISO_WUMS | MISO_MI | MISO_WUMS | Internal | Summer | B5 | 200 | 117 | 0 | 79.11 | 77.9 | 0.01 | 0
2035 | MISO_MI_2_MISO_WUMS | MISO_MI | MISO_WUMS | Internal | Summer | B6 | 300 | 117 | 0.09 | 64.25 | 64.25 | 0.01 | 0
2035 | MISO_MI_2_MISO_WUMS | MISO_MI | MISO_WUMS | Internal | Summer | B7 | 400 | 117 | 0.07 | 52.32 | 52.32 | 0.01 | 0
2035 | MISO_MI_2_MISO_WUMS | MISO_MI | MISO_WUMS | Internal | Summer | B8 | 500 | 117 | 0 | 50.73 | 48.82 | 0.01 | 0
2035 | MISO_MI_2_MISO_WUMS | MISO_MI | MISO_WUMS | Internal | Summer | B9 | 800 | 117 | 117 | 47.88 | 48.41 | 0.01 | 0.52
2035 | MISO_MI_2_MISO_WUMS | MISO_MI | MISO_WUMS | Internal | Summer | B10 | 1262 | 117 | 0 | 46.4 | 45.12 | 0.01 | 0
2035 | MISO_MI_2_MISO_WUMS | MISO_MI | MISO_WUMS | Internal | Winter | B16 | 25 | 117 | 116.05 | 86.74 | 86.76 | 0.01 | 0.01
2035 | MISO_MI_2_MISO_WUMS | MISO_MI | MISO_WUMS | Internal | Winter | B17 | 100 | 117 | 0.09 | 67.16 | 67.13 | 0.01 | 0
2035 | MISO_MI_2_MISO_WUMS | MISO_MI | MISO_WUMS | Internal | Winter | B18 | 400 | 117 | 0.09 | 57.89 | 57.89 | 0.01 | 0
2035 | MISO_MI_2_MISO_WUMS | MISO_MI | MISO_WUMS | Internal | Winter | B19 | 700 | 117 | 117 | 52.59 | 55.42 | 0.01 | 2.81
2035 | MISO_MI_2_MISO_WUMS | MISO_MI | MISO_WUMS | Internal | Winter | B20 | 935 | 117 | 0.03 | 49.46 | 49.46 | 0.01 | 0
2035 | MISO_MI_2_PJM_ROR | MISO_MI | PJM_ROR | Internal | Shoulder | B11 | 25 | 1424 | 0 | 81.81 | 76.5 | 2 | 0
2035 | MISO_MI_2_PJM_ROR | MISO_MI | PJM_ROR | Internal | Shoulder | B12 | 200 | 1424 | 0 | 67.12 | 66.37 | 2 | 0
2035 | MISO_MI_2_PJM_ROR | MISO_MI | PJM_ROR | Internal | Shoulder | B13 | 600 | 1424 | 0 | 54.78 | 53.22 | 2 | 0
2035 | MISO_MI_2_PJM_ROR | MISO_MI | PJM_ROR | Internal | Shoulder | B14 | 900 | 1424 | 0 | 52.28 | 50.65 | 2 | 0
2035 | MISO_MI_2_PJM_ROR | MISO_MI | PJM_ROR | Internal | Shoulder | B15 | 1203 | 1424 | 0 | 48.57 | 48 | 2 | 0
2035 | MISO_MI_2_PJM_ROR | MISO_MI | PJM_ROR | Internal | Summer | B1 | 10 | 1424 | 0 | 85.47 | 83.47 | 2 | 0
2035 | MISO_MI_2_PJM_ROR | MISO_MI | PJM_ROR | Internal | Summer | B2 | 25 | 1424 | 0 | 85.38 | 83.38 | 2 | 0
2035 | MISO_MI_2_PJM_ROR | MISO_MI | PJM_ROR | Internal | Summer | B3 | 75 | 1424 | 0 | 83.8 | 81.8 | 2 | 0
2035 | MISO_MI_2_PJM_ROR | MISO_MI | PJM_ROR | Internal | Summer | B4 | 100 | 1424 | 0 | 80.92 | 78.93 | 2 | 0
2035 | MISO_MI_2_PJM_ROR | MISO_MI | PJM_ROR | Internal | Summer | B5 | 200 | 1424 | 0 | 79.11 | 75.9 | 2 | 0
2035 | MISO_MI_2_PJM_ROR | MISO_MI | PJM_ROR | Internal | Summer | B6 | 300 | 1424 | 0 | 64.25 | 62.25 | 2 | 0
2035 | MISO_MI_2_PJM_ROR | MISO_MI | PJM_ROR | Internal | Summer | B7 | 400 | 1424 | 0 | 52.32 | 50.32 | 2 | 0
2035 | MISO_MI_2_PJM_ROR | MISO_MI | PJM_ROR | Internal | Summer | B8 | 500 | 1424 | 0 | 50.73 | 48.74 | 2 | 0
2035 | MISO_MI_2_PJM_ROR | MISO_MI | PJM_ROR | Internal | Summer | B9 | 800 | 1424 | 0 | 47.88 | 45.88 | 2 | 0
2035 | MISO_MI_2_PJM_ROR | MISO_MI | PJM_ROR | Internal | Summer | B10 | 1262 | 1424 | 0 | 46.4 | 44.9 | 2 | 0
2035 | MISO_MI_2_PJM_ROR | MISO_MI | PJM_ROR | Internal | Winter | B16 | 25 | 1424 | 0 | 86.74 | 86.13 | 2 | 0
2035 | MISO_MI_2_PJM_ROR | MISO_MI | PJM_ROR | Internal | Winter | B17 | 100 | 1424 | 0.14 | 67.16 | 69.13 | 2 | 0
2035 | MISO_MI_2_PJM_ROR | MISO_MI | PJM_ROR | Internal | Winter | B18 | 400 | 1424 | 0 | 57.89 | 58.8 | 2 | 0
2035 | MISO_MI_2_PJM_ROR | MISO_MI | PJM_ROR | Internal | Winter | B19 | 700 | 1424 | 0.02 | 52.59 | 54.57 | 2 | 0
2035 | MISO_MI_2_PJM_ROR | MISO_MI | PJM_ROR | Internal | Winter | B20 | 935 | 1424 | 0 | 49.46 | 50.07 | 2 | 0
2035 | MISO_MO-IL_2_ENT | MISO_MO-IL | ENT | Internal | Shoulder | B11 | 25 | 2540 | 0 | 81.83 | 81.5 | 8 | 0
2035 | MISO_MO-IL_2_ENT | MISO_MO-IL | ENT | Internal | Shoulder | B12 | 200 | 2540 | 0 | 67.1 | 58.52 | 8 | 0
2035 | MISO_MO-IL_2_ENT | MISO_MO-IL | ENT | Internal | Shoulder | B13 | 600 | 2540 | 0 | 54.78 | 55.45 | 8 | 0
2035 | MISO_MO-IL_2_ENT | MISO_MO-IL | ENT | Internal | Shoulder | B14 | 900 | 2540 | 0 | 52.28 | 55.45 | 8 | 0
2035 | MISO_MO-IL_2_ENT | MISO_MO-IL | ENT | Internal | Shoulder | B15 | 1203 | 2540 | 0 | 48.54 | 53.61 | 8 | 0
2035 | MISO_MO-IL_2_ENT | MISO_MO-IL | ENT | Internal | Summer | B1 | 10 | 2540 | 0 | 85.47 | 84.69 | 8 | 0
2035 | MISO_MO-IL_2_ENT | MISO_MO-IL | ENT | Internal | Summer | B2 | 25 | 2540 | 0 | 85.41 | 84.69 | 8 | 0
2035 | MISO_MO-IL_2_ENT | MISO_MO-IL | ENT | Internal | Summer | B3 | 75 | 2540 | 0 | 83.8 | 82.9 | 8 | 0
2035 | MISO_MO-IL_2_ENT | MISO_MO-IL | ENT | Internal | Summer | B4 | 100 | 2540 | 0 | 80.94 | 82.9 | 8 | 0
2035 | MISO_MO-IL_2_ENT | MISO_MO-IL | ENT | Internal | Summer | B5 | 200 | 2540 | 0 | 79.14 | 79.74 | 8 | 0
2035 | MISO_MO-IL_2_ENT | MISO_MO-IL | ENT | Internal | Summer | B6 | 300 | 2540 | 0 | 64.26 | 64.27 | 8 | 0
2035 | MISO_MO-IL_2_ENT | MISO_MO-IL | ENT | Internal | Summer | B7 | 400 | 2540 | 0 | 52.32 | 54.07 | 8 | 0
2035 | MISO_MO-IL_2_ENT | MISO_MO-IL | ENT | Internal | Summer | B8 | 500 | 2540 | 0 | 50.73 | 54.07 | 8 | 0
2035 | MISO_MO-IL_2_ENT | MISO_MO-IL | ENT | Internal | Summer | B9 | 800 | 2540 | 0 | 46.41 | 53.67 | 8 | 0
2035 | MISO_MO-IL_2_ENT | MISO_MO-IL | ENT | Internal | Summer | B10 | 1262 | 2540 | 0 | 45.14 | 51.9 | 8 | 0
2035 | MISO_MO-IL_2_ENT | MISO_MO-IL | ENT | Internal | Winter | B16 | 25 | 2540 | 0 | 86.76 | 84.13 | 8 | 0
2035 | MISO_MO-IL_2_ENT | MISO_MO-IL | ENT | Internal | Winter | B17 | 100 | 2540 | 0 | 67.13 | 59.42 | 8 | 0
2035 | MISO_MO-IL_2_ENT | MISO_MO-IL | ENT | Internal | Winter | B18 | 400 | 2540 | 0 | 57.89 | 58.99 | 8 | 0
2035 | MISO_MO-IL_2_ENT | MISO_MO-IL | ENT | Internal | Winter | B19 | 700 | 2540 | 0 | 52.57 | 58.15 | 8 | 0
2035 | MISO_MO-IL_2_ENT | MISO_MO-IL | ENT | Internal | Winter | B20 | 935 | 2540 | 0 | 49.43 | 57.03 | 8 | 0
2035 | MISO_MO-IL_2_MISO_IN | MISO_MO-IL | MISO_IN | Internal | Shoulder | B11 | 25 | 2100 | 0.55 | 81.83 | 81.82 | 0.01 | 0
2035 | MISO_MO-IL_2_MISO_IN | MISO_MO-IL | MISO_IN | Internal | Shoulder | B12 | 200 | 2100 | 467.72 | 67.1 | 67.11 | 0.01 | 0
2035 | MISO_MO-IL_2_MISO_IN | MISO_MO-IL | MISO_IN | Internal | Shoulder | B13 | 600 | 2100 | 0.03 | 54.78 | 54.77 | 0.01 | 0
2035 | MISO_MO-IL_2_MISO_IN | MISO_MO-IL | MISO_IN | Internal | Shoulder | B14 | 900 | 2100 | 0.02 | 52.28 | 52.27 | 0.01 | 0
2035 | MISO_MO-IL_2_MISO_IN | MISO_MO-IL | MISO_IN | Internal | Shoulder | B15 | 1203 | 2100 | 268.38 | 48.54 | 48.55 | 0.01 | 0
2035 | MISO_MO-IL_2_MISO_IN | MISO_MO-IL | MISO_IN | Internal | Summer | B1 | 10 | 2100 | 1.34 | 85.47 | 85.46 | 0.01 | 0
2035 | MISO_MO-IL_2_MISO_IN | MISO_MO-IL | MISO_IN | Internal | Summer | B2 | 25 | 2100 | 0.56 | 85.41 | 85.39 | 0.01 | 0
2035 | MISO_MO-IL_2_MISO_IN | MISO_MO-IL | MISO_IN | Internal | Summer | B3 | 75 | 2100 | 0.2 | 83.8 | 83.79 | 0.01 | 0
2035 | MISO_MO-IL_2_MISO_IN | MISO_MO-IL | MISO_IN | Internal | Summer | B4 | 100 | 2100 | 0.14 | 80.94 | 80.93 | 0.01 | 0
2035 | MISO_MO-IL_2_MISO_IN | MISO_MO-IL | MISO_IN | Internal | Summer | B5 | 200 | 2100 | 0.07 | 79.14 | 79.12 | 0.01 | 0
2035 | MISO_MO-IL_2_MISO_IN | MISO_MO-IL | MISO_IN | Internal | Summer | B6 | 300 | 2100 | 0.05 | 64.26 | 64.25 | 0.01 | 0
2035 | MISO_MO-IL_2_MISO_IN | MISO_MO-IL | MISO_IN | Internal | Summer | B7 | 400 | 2100 | 0.04 | 52.32 | 52.31 | 0.01 | 0
2035 | MISO_MO-IL_2_MISO_IN | MISO_MO-IL | MISO_IN | Internal | Summer | B8 | 500 | 2100 | 0.03 | 50.73 | 50.72 | 0.01 | 0
2035 | MISO_MO-IL_2_MISO_IN | MISO_MO-IL | MISO_IN | Internal | Summer | B9 | 800 | 2100 | 0.02 | 46.41 | 46.39 | 0.01 | 0
2035 | MISO_MO-IL_2_MISO_IN | MISO_MO-IL | MISO_IN | Internal | Summer | B10 | 1262 | 2100 | 2099.97 | 45.14 | 45.16 | 0.01 | 0.01
2035 | MISO_MO-IL_2_MISO_IN | MISO_MO-IL | MISO_IN | Internal | Winter | B16 | 25 | 2100 | 0.59 | 86.76 | 86.75 | 0.01 | 0
2035 | MISO_MO-IL_2_MISO_IN | MISO_MO-IL | MISO_IN | Internal | Winter | B17 | 100 | 2100 | 326.52 | 67.13 | 67.14 | 0.01 | 0
2035 | MISO_MO-IL_2_MISO_IN | MISO_MO-IL | MISO_IN | Internal | Winter | B18 | 400 | 2100 | 0.04 | 57.89 | 57.87 | 0.01 | 0
2035 | MISO_MO-IL_2_MISO_IN | MISO_MO-IL | MISO_IN | Internal | Winter | B19 | 700 | 2100 | 384.89 | 52.57 | 52.58 | 0.01 | 0
2035 | MISO_MO-IL_2_MISO_IN | MISO_MO-IL | MISO_IN | Internal | Winter | B20 | 935 | 2100 | 1974.82 | 49.43 | 49.45 | 0.01 | 0
2035 | MISO_MO-IL_2_MISO_W | MISO_MO-IL | MISO_W | Internal | Shoulder | B11 | 25 | 960 | 960 | 81.83 | 87.98 | 0.01 | 6.13
2035 | MISO_MO-IL_2_MISO_W | MISO_MO-IL | MISO_W | Internal | Shoulder | B12 | 200 | 960 | 959.87 | 67.1 | 67.12 | 0.01 | 0.01
2035 | MISO_MO-IL_2_MISO_W | MISO_MO-IL | MISO_W | Internal | Shoulder | B13 | 600 | 960 | 344.25 | 54.78 | 54.79 | 0.01 | 0
2035 | MISO_MO-IL_2_MISO_W | MISO_MO-IL | MISO_W | Internal | Shoulder | B14 | 900 | 960 | 960 | 52.28 | 53.71 | 0.01 | 1.42
2035 | MISO_MO-IL_2_MISO_W | MISO_MO-IL | MISO_W | Internal | Shoulder | B15 | 1203 | 960 | 960 | 48.54 | 51.27 | 0.01 | 2.71
2035 | MISO_MO-IL_2_MISO_W | MISO_MO-IL | MISO_W | Internal | Summer | B1 | 10 | 960 | 959.98 | 85.47 | 87.66 | 0.01 | 2.17
2035 | MISO_MO-IL_2_MISO_W | MISO_MO-IL | MISO_W | Internal | Summer | B2 | 25 | 960 | 959.99 | 85.41 | 87.66 | 0.01 | 2.24
2035 | MISO_MO-IL_2_MISO_W | MISO_MO-IL | MISO_W | Internal | Summer | B3 | 75 | 960 | 960 | 83.8 | 88.31 | 0.01 | 4.5
2035 | MISO_MO-IL_2_MISO_W | MISO_MO-IL | MISO_W | Internal | Summer | B4 | 100 | 960 | 960 | 80.94 | 85.8 | 0.01 | 4.85
2035 | MISO_MO-IL_2_MISO_W | MISO_MO-IL | MISO_W | Internal | Summer | B5 | 200 | 960 | 960 | 79.14 | 84.55 | 0.01 | 5.4
2035 | MISO_MO-IL_2_MISO_W | MISO_MO-IL | MISO_W | Internal | Summer | B6 | 300 | 960 | 960 | 64.26 | 72.25 | 0.01 | 7.98
2035 | MISO_MO-IL_2_MISO_W | MISO_MO-IL | MISO_W | Internal | Summer | B7 | 400 | 960 | 92.49 | 52.32 | 52.33 | 0.01 | 0
2035 | MISO_MO-IL_2_MISO_W | MISO_MO-IL | MISO_W | Internal | Summer | B8 | 500 | 960 | 894.3 | 50.73 | 50.74 | 0.01 | 0
2035 | MISO_MO-IL_2_MISO_W | MISO_MO-IL | MISO_W | Internal | Summer | B9 | 800 | 960 | 960 | 46.41 | 48.42 | 0.01 | 2
2035 | MISO_MO-IL_2_MISO_W | MISO_MO-IL | MISO_W | Internal | Summer | B10 | 1262 | 960 | 0.01 | 45.14 | 45.13 | 0.01 | 0
2035 | MISO_MO-IL_2_MISO_W | MISO_MO-IL | MISO_W | Internal | Winter | B16 | 25 | 960 | 0.57 | 86.76 | 86.75 | 0.01 | 0
2035 | MISO_MO-IL_2_MISO_W | MISO_MO-IL | MISO_W | Internal | Winter | B17 | 100 | 960 | 0.14 | 67.13 | 67.12 | 0.01 | 0
2035 | MISO_MO-IL_2_MISO_W | MISO_MO-IL | MISO_W | Internal | Winter | B18 | 400 | 960 | 959.71 | 57.89 | 57.9 | 0.01 | 0
2035 | MISO_MO-IL_2_MISO_W | MISO_MO-IL | MISO_W | Internal | Winter | B19 | 700 | 960 | 960 | 52.57 | 57.46 | 0.01 | 4.88
2035 | MISO_MO-IL_2_MISO_W | MISO_MO-IL | MISO_W | Internal | Winter | B20 | 935 | 960 | 722.85 | 49.43 | 49.45 | 0.01 | 0
2035 | MISO_MO-IL_2_PJM_ROR | MISO_MO-IL | PJM_ROR | Internal | Shoulder | B11 | 25 | 1212 | 0 | 81.83 | 76.5 | 2 | 0
2035 | MISO_MO-IL_2_PJM_ROR | MISO_MO-IL | PJM_ROR | Internal | Shoulder | B12 | 200 | 1212 | 0 | 67.1 | 66.37 | 2 | 0
2035 | MISO_MO-IL_2_PJM_ROR | MISO_MO-IL | PJM_ROR | Internal | Shoulder | B13 | 600 | 1212 | 0 | 54.78 | 53.22 | 2 | 0
2035 | MISO_MO-IL_2_PJM_ROR | MISO_MO-IL | PJM_ROR | Internal | Shoulder | B14 | 900 | 1212 | 0 | 52.28 | 50.65 | 2 | 0
2035 | MISO_MO-IL_2_PJM_ROR | MISO_MO-IL | PJM_ROR | Internal | Shoulder | B15 | 1203 | 1212 | 0 | 48.54 | 48 | 2 | 0
2035 | MISO_MO-IL_2_PJM_ROR | MISO_MO-IL | PJM_ROR | Internal | Summer | B1 | 10 | 1212 | 0 | 85.47 | 83.47 | 2 | 0
2035 | MISO_MO-IL_2_PJM_ROR | MISO_MO-IL | PJM_ROR | Internal | Summer | B2 | 25 | 1212 | 0 | 85.41 | 83.38 | 2 | 0
2035 | MISO_MO-IL_2_PJM_ROR | MISO_MO-IL | PJM_ROR | Internal | Summer | B3 | 75 | 1212 | 0 | 83.8 | 81.8 | 2 | 0
2035 | MISO_MO-IL_2_PJM_ROR | MISO_MO-IL | PJM_ROR | Internal | Summer | B4 | 100 | 1212 | 0 | 80.94 | 78.93 | 2 | 0
2035 | MISO_MO-IL_2_PJM_ROR | MISO_MO-IL | PJM_ROR | Internal | Summer | B5 | 200 | 1212 | 0 | 79.14 | 75.9 | 2 | 0
2035 | MISO_MO-IL_2_PJM_ROR | MISO_MO-IL | PJM_ROR | Internal | Summer | B6 | 300 | 1212 | 0 | 64.26 | 62.25 | 2 | 0
2035 | MISO_MO-IL_2_PJM_ROR | MISO_MO-IL | PJM_ROR | Internal | Summer | B7 | 400 | 1212 | 0 | 52.32 | 50.32 | 2 | 0
2035 | MISO_MO-IL_2_PJM_ROR | MISO_MO-IL | PJM_ROR | Internal | Summer | B8 | 500 | 1212 | 0 | 50.73 | 48.74 | 2 | 0
2035 | MISO_MO-IL_2_PJM_ROR | MISO_MO-IL | PJM_ROR | Internal | Summer | B9 | 800 | 1212 | 0 | 46.41 | 45.88 | 2 | 0
2035 | MISO_MO-IL_2_PJM_ROR | MISO_MO-IL | PJM_ROR | Internal | Summer | B10 | 1262 | 1212 | 0 | 45.14 | 44.9 | 2 | 0
2035 | MISO_MO-IL_2_PJM_ROR | MISO_MO-IL | PJM_ROR | Internal | Winter | B16 | 25 | 1212 | 0 | 86.76 | 86.13 | 2 | 0
2035 | MISO_MO-IL_2_PJM_ROR | MISO_MO-IL | PJM_ROR | Internal | Winter | B17 | 100 | 1212 | 751.31 | 67.13 | 69.13 | 2 | 0
2035 | MISO_MO-IL_2_PJM_ROR | MISO_MO-IL | PJM_ROR | Internal | Winter | B18 | 400 | 1212 | 0 | 57.89 | 58.8 | 2 | 0
2035 | MISO_MO-IL_2_PJM_ROR | MISO_MO-IL | PJM_ROR | Internal | Winter | B19 | 700 | 1212 | 334.97 | 52.57 | 54.57 | 2 | 0
2035 | MISO_MO-IL_2_PJM_ROR | MISO_MO-IL | PJM_ROR | Internal | Winter | B20 | 935 | 1212 | 0 | 49.43 | 50.07 | 2 | 0
2035 | MISO_MO-IL_2_SPP_N | MISO_MO-IL | SPP_N | Internal | Shoulder | B11 | 25 | 2000 | 0 | 81.83 | 88.08 | 8 | 0
2035 | MISO_MO-IL_2_SPP_N | MISO_MO-IL | SPP_N | Internal | Shoulder | B12 | 200 | 2000 | 0 | 67.1 | 66.23 | 8 | 0
2035 | MISO_MO-IL_2_SPP_N | MISO_MO-IL | SPP_N | Internal | Shoulder | B13 | 600 | 2000 | 0 | 54.78 | 54.8 | 8 | 0
2035 | MISO_MO-IL_2_SPP_N | MISO_MO-IL | SPP_N | Internal | Shoulder | B14 | 900 | 2000 | 0 | 52.28 | 53.38 | 8 | 0
2035 | MISO_MO-IL_2_SPP_N | MISO_MO-IL | SPP_N | Internal | Shoulder | B15 | 1203 | 2000 | 0 | 48.54 | 49.03 | 8 | 0
2035 | MISO_MO-IL_2_SPP_N | MISO_MO-IL | SPP_N | Internal | Summer | B1 | 10 | 2000 | 0 | 85.47 | 88.32 | 8 | 0
2035 | MISO_MO-IL_2_SPP_N | MISO_MO-IL | SPP_N | Internal | Summer | B2 | 25 | 2000 | 0 | 85.41 | 88.32 | 8 | 0
2035 | MISO_MO-IL_2_SPP_N | MISO_MO-IL | SPP_N | Internal | Summer | B3 | 75 | 2000 | 0 | 83.8 | 88.32 | 8 | 0
2035 | MISO_MO-IL_2_SPP_N | MISO_MO-IL | SPP_N | Internal | Summer | B4 | 100 | 2000 | 0 | 80.94 | 85.81 | 8 | 0
2035 | MISO_MO-IL_2_SPP_N | MISO_MO-IL | SPP_N | Internal | Summer | B5 | 200 | 2000 | 0 | 79.14 | 85.45 | 8 | 0
2035 | MISO_MO-IL_2_SPP_N | MISO_MO-IL | SPP_N | Internal | Summer | B6 | 300 | 2000 | 1690.54 | 64.26 | 72.26 | 8 | 0
2035 | MISO_MO-IL_2_SPP_N | MISO_MO-IL | SPP_N | Internal | Summer | B7 | 400 | 2000 | 0 | 52.32 | 55.91 | 8 | 0
2035 | MISO_MO-IL_2_SPP_N | MISO_MO-IL | SPP_N | Internal | Summer | B8 | 500 | 2000 | 0 | 50.73 | 52.35 | 8 | 0
2035 | MISO_MO-IL_2_SPP_N | MISO_MO-IL | SPP_N | Internal | Summer | B9 | 800 | 2000 | 0 | 46.41 | 51.6 | 8 | 0
2035 | MISO_MO-IL_2_SPP_N | MISO_MO-IL | SPP_N | Internal | Summer | B10 | 1262 | 2000 | 0 | 45.14 | 47.41 | 8 | 0
2035 | MISO_MO-IL_2_SPP_N | MISO_MO-IL | SPP_N | Internal | Winter | B16 | 25 | 2000 | 0 | 86.76 | 86.76 | 8 | 0
2035 | MISO_MO-IL_2_SPP_N | MISO_MO-IL | SPP_N | Internal | Winter | B17 | 100 | 2000 | 0 | 67.13 | 62.13 | 8 | 0
2035 | MISO_MO-IL_2_SPP_N | MISO_MO-IL | SPP_N | Internal | Winter | B18 | 400 | 2000 | 0 | 57.89 | 56.99 | 8 | 0
2035 | MISO_MO-IL_2_SPP_N | MISO_MO-IL | SPP_N | Internal | Winter | B19 | 700 | 2000 | 0 | 52.57 | 53.26 | 8 | 0
2035 | MISO_MO-IL_2_SPP_N | MISO_MO-IL | SPP_N | Internal | Winter | B20 | 935 | 2000 | 0 | 49.43 | 52.03 | 8 | 0
2035 | MISO_MO-IL_2_TVA_Transmission | MISO_MO-IL | TVA_Transmission | Internal | Shoulder | B11 | 25 | 4000 | 0 | 81.83 | 82.01 | 8 | 0
2035 | MISO_MO-IL_2_TVA_Transmission | MISO_MO-IL | TVA_Transmission | Internal | Shoulder | B12 | 200 | 4000 | 0 | 67.1 | 66.3 | 8 | 0
2035 | MISO_MO-IL_2_TVA_Transmission | MISO_MO-IL | TVA_Transmission | Internal | Shoulder | B13 | 600 | 4000 | 0 | 54.78 | 56.72 | 8 | 0
2035 | MISO_MO-IL_2_TVA_Transmission | MISO_MO-IL | TVA_Transmission | Internal | Shoulder | B14 | 900 | 4000 | 0 | 52.28 | 55.68 | 8 | 0
2035 | MISO_MO-IL_2_TVA_Transmission | MISO_MO-IL | TVA_Transmission | Internal | Shoulder | B15 | 1203 | 4000 | 0 | 48.54 | 54 | 8 | 0
2035 | MISO_MO-IL_2_TVA_Transmission | MISO_MO-IL | TVA_Transmission | Internal | Summer | B1 | 10 | 4000 | 0 | 85.47 | 89.47 | 8 | 0
2035 | MISO_MO-IL_2_TVA_Transmission | MISO_MO-IL | TVA_Transmission | Internal | Summer | B2 | 25 | 4000 | 0 | 85.41 | 89.38 | 8 | 0
2035 | MISO_MO-IL_2_TVA_Transmission | MISO_MO-IL | TVA_Transmission | Internal | Summer | B3 | 75 | 4000 | 0 | 83.8 | 87.48 | 8 | 0
2035 | MISO_MO-IL_2_TVA_Transmission | MISO_MO-IL | TVA_Transmission | Internal | Summer | B4 | 100 | 4000 | 0 | 80.94 | 84.93 | 8 | 0
2035 | MISO_MO-IL_2_TVA_Transmission | MISO_MO-IL | TVA_Transmission | Internal | Summer | B5 | 200 | 4000 | 0 | 79.14 | 81.9 | 8 | 0
2035 | MISO_MO-IL_2_TVA_Transmission | MISO_MO-IL | TVA_Transmission | Internal | Summer | B6 | 300 | 4000 | 0 | 64.26 | 66.43 | 8 | 0
2035 | MISO_MO-IL_2_TVA_Transmission | MISO_MO-IL | TVA_Transmission | Internal | Summer | B7 | 400 | 4000 | 0 | 52.32 | 55 | 8 | 0
2035 | MISO_MO-IL_2_TVA_Transmission | MISO_MO-IL | TVA_Transmission | Internal | Summer | B8 | 500 | 4000 | 0 | 50.73 | 54.07 | 8 | 0
2035 | MISO_MO-IL_2_TVA_Transmission | MISO_MO-IL | TVA_Transmission | Internal | Summer | B9 | 800 | 4000 | 0 | 46.41 | 50.4 | 8 | 0
2035 | MISO_MO-IL_2_TVA_Transmission | MISO_MO-IL | TVA_Transmission | Internal | Summer | B10 | 1262 | 4000 | 0 | 45.14 | 49.17 | 8 | 0
2035 | MISO_MO-IL_2_TVA_Transmission | MISO_MO-IL | TVA_Transmission | Internal | Winter | B16 | 25 | 4000 | 0 | 86.76 | 92.13 | 8 | 0
2035 | MISO_MO-IL_2_TVA_Transmission | MISO_MO-IL | TVA_Transmission | Internal | Winter | B17 | 100 | 4000 | 0 | 67.13 | 66.98 | 8 | 0
2035 | MISO_MO-IL_2_TVA_Transmission | MISO_MO-IL | TVA_Transmission | Internal | Winter | B18 | 400 | 4000 | 0 | 57.89 | 59.85 | 8 | 0
2035 | MISO_MO-IL_2_TVA_Transmission | MISO_MO-IL | TVA_Transmission | Internal | Winter | B19 | 700 | 4000 | 0 | 52.57 | 56.16 | 8 | 0
2035 | MISO_MO-IL_2_TVA_Transmission | MISO_MO-IL | TVA_Transmission | Internal | Winter | B20 | 935 | 4000 | 0 | 49.43 | 53.74 | 8 | 0
2035 | MISO_W_2_IESO | MISO_W | IESO | Internal | Shoulder | B11 | 25 | 90 | 0 | 87.98 | 55.1 | 8 | 0
2035 | MISO_W_2_IESO | MISO_W | IESO | Internal | Shoulder | B12 | 200 | 90 | 0 | 67.12 | 51.38 | 8 | 0
2035 | MISO_W_2_IESO | MISO_W | IESO | Internal | Shoulder | B13 | 600 | 90 | 0 | 54.79 | 47.78 | 8 | 0
2035 | MISO_W_2_IESO | MISO_W | IESO | Internal | Shoulder | B14 | 900 | 90 | 0 | 53.71 | 47.78 | 8 | 0
2035 | MISO_W_2_IESO | MISO_W | IESO | Internal | Shoulder | B15 | 1203 | 90 | 0 | 51.27 | 47.78 | 8 | 0
2035 | MISO_W_2_IESO | MISO_W | IESO | Internal | Summer | B1 | 10 | 90 | 0 | 87.66 | 78.47 | 8 | 0
2035 | MISO_W_2_IESO | MISO_W | IESO | Internal | Summer | B2 | 25 | 90 | 0 | 87.66 | 78.38 | 8 | 0
2035 | MISO_W_2_IESO | MISO_W | IESO | Internal | Summer | B3 | 75 | 90 | 0 | 88.31 | 76.8 | 8 | 0
2035 | MISO_W_2_IESO | MISO_W | IESO | Internal | Summer | B4 | 100 | 90 | 0 | 85.8 | 72.22 | 8 | 0
2035 | MISO_W_2_IESO | MISO_W | IESO | Internal | Summer | B5 | 200 | 90 | 0 | 84.55 | 63.55 | 8 | 0
2035 | MISO_W_2_IESO | MISO_W | IESO | Internal | Summer | B6 | 300 | 90 | 0 | 72.25 | 47.68 | 8 | 0
2035 | MISO_W_2_IESO | MISO_W | IESO | Internal | Summer | B7 | 400 | 90 | 0 | 52.33 | 45.32 | 8 | 0
2035 | MISO_W_2_IESO | MISO_W | IESO | Internal | Summer | B8 | 500 | 90 | 0 | 50.74 | 45.17 | 8 | 0
2035 | MISO_W_2_IESO | MISO_W | IESO | Internal | Summer | B9 | 800 | 90 | 0 | 48.42 | 45.17 | 8 | 0
2035 | MISO_W_2_IESO | MISO_W | IESO | Internal | Summer | B10 | 1262 | 90 | 0 | 45.13 | 45.17 | 8 | 0
2035 | MISO_W_2_IESO | MISO_W | IESO | Internal | Winter | B16 | 25 | 90 | 0 | 86.75 | 79.74 | 8 | 0
2035 | MISO_W_2_IESO | MISO_W | IESO | Internal | Winter | B17 | 100 | 90 | 0 | 67.12 | 54.14 | 8 | 0
2035 | MISO_W_2_IESO | MISO_W | IESO | Internal | Winter | B18 | 400 | 90 | 0 | 57.9 | 50.89 | 8 | 0
2035 | MISO_W_2_IESO | MISO_W | IESO | Internal | Winter | B19 | 700 | 90 | 0 | 57.46 | 50.89 | 8 | 0
2035 | MISO_W_2_IESO | MISO_W | IESO | Internal | Winter | B20 | 935 | 90 | 0 | 49.45 | 50.89 | 8 | 0
2035 | MISO_W_2_MAPP_CA | MISO_W | MAPP_CA | Internal | Shoulder | B11 | 25 | 700 | 0 | 87.98 | 62.1 | 0.01 | 0
2035 | MISO_W_2_MAPP_CA | MISO_W | MAPP_CA | Internal | Shoulder | B12 | 200 | 700 | 0 | 67.12 | 61.52 | 0.01 | 0
2035 | MISO_W_2_MAPP_CA | MISO_W | MAPP_CA | Internal | Shoulder | B13 | 600 | 700 | 0.02 | 54.79 | 54.78 | 0.01 | 0
2035 | MISO_W_2_MAPP_CA | MISO_W | MAPP_CA | Internal | Shoulder | B14 | 900 | 700 | 0.02 | 53.71 | 53.7 | 0.01 | 0
2035 | MISO_W_2_MAPP_CA | MISO_W | MAPP_CA | Internal | Shoulder | B15 | 1203 | 700 | 700 | 51.27 | 53.7 | 0.01 | 2.42
2035 | MISO_W_2_MAPP_CA | MISO_W | MAPP_CA | Internal | Summer | B1 | 10 | 700 | 0 | 87.66 | 73.66 | 0.01 | 0
2035 | MISO_W_2_MAPP_CA | MISO_W | MAPP_CA | Internal | Summer | B2 | 25 | 700 | 0 | 87.66 | 85.38 | 0.01 | 0
2035 | MISO_W_2_MAPP_CA | MISO_W | MAPP_CA | Internal | Summer | B3 | 75 | 700 | 0 | 88.31 | 83.8 | 0.01 | 0
2035 | MISO_W_2_MAPP_CA | MISO_W | MAPP_CA | Internal | Summer | B4 | 100 | 700 | 0 | 85.8 | 71.8 | 0.01 | 0
2035 | MISO_W_2_MAPP_CA | MISO_W | MAPP_CA | Internal | Summer | B5 | 200 | 700 | 0 | 84.55 | 70.55 | 0.01 | 0
2035 | MISO_W_2_MAPP_CA | MISO_W | MAPP_CA | Internal | Summer | B6 | 300 | 700 | 0 | 72.25 | 56.01 | 0.01 | 0
2035 | MISO_W_2_MAPP_CA | MISO_W | MAPP_CA | Internal | Summer | B7 | 400 | 700 | 0 | 52.33 | 51.89 | 0.01 | 0
2035 | MISO_W_2_MAPP_CA | MISO_W | MAPP_CA | Internal | Summer | B8 | 500 | 700 | 0.03 | 50.74 | 50.73 | 0.01 | 0
2035 | MISO_W_2_MAPP_CA | MISO_W | MAPP_CA | Internal | Summer | B9 | 800 | 700 | 0.02 | 48.42 | 48.41 | 0.01 | 0
2035 | MISO_W_2_MAPP_CA | MISO_W | MAPP_CA | Internal | Summer | B10 | 1262 | 700 | 700 | 45.13 | 48.41 | 0.01 | 3.27
2035 | MISO_W_2_MAPP_CA | MISO_W | MAPP_CA | Internal | Winter | B16 | 25 | 700 | 0.52 | 86.75 | 86.74 | 0.01 | 0
2035 | MISO_W_2_MAPP_CA | MISO_W | MAPP_CA | Internal | Winter | B17 | 100 | 700 | 0.14 | 67.12 | 67.11 | 0.01 | 0
2035 | MISO_W_2_MAPP_CA | MISO_W | MAPP_CA | Internal | Winter | B18 | 400 | 700 | 0.04 | 57.9 | 57.89 | 0.01 | 0
2035 | MISO_W_2_MAPP_CA | MISO_W | MAPP_CA | Internal | Winter | B19 | 700 | 700 | 0.02 | 57.46 | 57.45 | 0.01 | 0
2035 | MISO_W_2_MAPP_CA | MISO_W | MAPP_CA | Internal | Winter | B20 | 935 | 700 | 700 | 49.45 | 57.45 | 0.01 | 7.99
2035 | MISO_W_2_MAPP_US | MISO_W | MAPP_US | Internal | Shoulder | B11 | 25 | 2300 | 0 | 87.98 | 80.98 | 7 | 0
2035 | MISO_W_2_MAPP_US | MISO_W | MAPP_US | Internal | Shoulder | B12 | 200 | 2300 | 0 | 67.12 | 60.12 | 7 | 0
2035 | MISO_W_2_MAPP_US | MISO_W | MAPP_US | Internal | Shoulder | B13 | 600 | 2300 | 0 | 54.79 | 47.79 | 7 | 0
2035 | MISO_W_2_MAPP_US | MISO_W | MAPP_US | Internal | Shoulder | B14 | 900 | 2300 | 0 | 53.71 | 47.79 | 7 | 0
2035 | MISO_W_2_MAPP_US | MISO_W | MAPP_US | Internal | Shoulder | B15 | 1203 | 2300 | 0 | 51.27 | 45.32 | 7 | 0
2035 | MISO_W_2_MAPP_US | MISO_W | MAPP_US | Internal | Summer | B1 | 10 | 2300 | 0 | 87.66 | 80.66 | 7 | 0
2035 | MISO_W_2_MAPP_US | MISO_W | MAPP_US | Internal | Summer | B2 | 25 | 2300 | 0 | 87.66 | 80.66 | 7 | 0
2035 | MISO_W_2_MAPP_US | MISO_W | MAPP_US | Internal | Summer | B3 | 75 | 2300 | 0 | 88.31 | 81.31 | 7 | 0
2035 | MISO_W_2_MAPP_US | MISO_W | MAPP_US | Internal | Summer | B4 | 100 | 2300 | 0 | 85.8 | 78.8 | 7 | 0
2035 | MISO_W_2_MAPP_US | MISO_W | MAPP_US | Internal | Summer | B5 | 200 | 2300 | 0 | 84.55 | 77.55 | 7 | 0
2035 | MISO_W_2_MAPP_US | MISO_W | MAPP_US | Internal | Summer | B6 | 300 | 2300 | 0 | 72.25 | 65.25 | 7 | 0
2035 | MISO_W_2_MAPP_US | MISO_W | MAPP_US | Internal | Summer | B7 | 400 | 2300 | 0 | 52.33 | 48.9 | 7 | 0
2035 | MISO_W_2_MAPP_US | MISO_W | MAPP_US | Internal | Summer | B8 | 500 | 2300 | 0 | 50.74 | 43.74 | 7 | 0
2035 | MISO_W_2_MAPP_US | MISO_W | MAPP_US | Internal | Summer | B9 | 800 | 2300 | 0 | 48.42 | 43.08 | 7 | 0
2035 | MISO_W_2_MAPP_US | MISO_W | MAPP_US | Internal | Summer | B10 | 1262 | 2300 | 0 | 45.13 | 38.13 | 7 | 0
2035 | MISO_W_2_MAPP_US | MISO_W | MAPP_US | Internal | Winter | B16 | 25 | 2300 | 0 | 86.75 | 79.75 | 7 | 0
2035 | MISO_W_2_MAPP_US | MISO_W | MAPP_US | Internal | Winter | B17 | 100 | 2300 | 0 | 67.12 | 60.12 | 7 | 0
2035 | MISO_W_2_MAPP_US | MISO_W | MAPP_US | Internal | Winter | B18 | 400 | 2300 | 0 | 57.9 | 52.53 | 7 | 0
2035 | MISO_W_2_MAPP_US | MISO_W | MAPP_US | Internal | Winter | B19 | 700 | 2300 | 0 | 57.46 | 52.53 | 7 | 0
2035 | MISO_W_2_MAPP_US | MISO_W | MAPP_US | Internal | Winter | B20 | 935 | 2300 | 0 | 49.45 | 50.45 | 7 | 0
2035 | MISO_W_2_MISO_MO-IL | MISO_W | MISO_MO-IL | Internal | Shoulder | B11 | 25 | 3800 | 0 | 87.98 | 81.83 | 0.01 | 0
2035 | MISO_W_2_MISO_MO-IL | MISO_W | MISO_MO-IL | Internal | Shoulder | B12 | 200 | 3800 | 0.05 | 67.12 | 67.1 | 0.01 | 0
2035 | MISO_W_2_MISO_MO-IL | MISO_W | MISO_MO-IL | Internal | Shoulder | B13 | 600 | 3800 | 0.02 | 54.79 | 54.78 | 0.01 | 0
2035 | MISO_W_2_MISO_MO-IL | MISO_W | MISO_MO-IL | Internal | Shoulder | B14 | 900 | 3800 | 0 | 53.71 | 52.28 | 0.01 | 0
2035 | MISO_W_2_MISO_MO-IL | MISO_W | MISO_MO-IL | Internal | Shoulder | B15 | 1203 | 3800 | 0 | 51.27 | 48.54 | 0.01 | 0
2035 | MISO_W_2_MISO_MO-IL | MISO_W | MISO_MO-IL | Internal | Summer | B1 | 10 | 3800 | 0.02 | 87.66 | 85.47 | 0.01 | 0
2035 | MISO_W_2_MISO_MO-IL | MISO_W | MISO_MO-IL | Internal | Summer | B2 | 25 | 3800 | 0 | 87.66 | 85.41 | 0.01 | 0
2035 | MISO_W_2_MISO_MO-IL | MISO_W | MISO_MO-IL | Internal | Summer | B3 | 75 | 3800 | 0 | 88.31 | 83.8 | 0.01 | 0
2035 | MISO_W_2_MISO_MO-IL | MISO_W | MISO_MO-IL | Internal | Summer | B4 | 100 | 3800 | 0 | 85.8 | 80.94 | 0.01 | 0
2035 | MISO_W_2_MISO_MO-IL | MISO_W | MISO_MO-IL | Internal | Summer | B5 | 200 | 3800 | 0 | 84.55 | 79.14 | 0.01 | 0
2035 | MISO_W_2_MISO_MO-IL | MISO_W | MISO_MO-IL | Internal | Summer | B6 | 300 | 3800 | 0 | 72.25 | 64.26 | 0.01 | 0
2035 | MISO_W_2_MISO_MO-IL | MISO_W | MISO_MO-IL | Internal | Summer | B7 | 400 | 3800 | 0.04 | 52.33 | 52.32 | 0.01 | 0
2035 | MISO_W_2_MISO_MO-IL | MISO_W | MISO_MO-IL | Internal | Summer | B8 | 500 | 3800 | 0.03 | 50.74 | 50.73 | 0.01 | 0
2035 | MISO_W_2_MISO_MO-IL | MISO_W | MISO_MO-IL | Internal | Summer | B9 | 800 | 3800 | 0 | 48.42 | 46.41 | 0.01 | 0
2035 | MISO_W_2_MISO_MO-IL | MISO_W | MISO_MO-IL | Internal | Summer | B10 | 1262 | 3800 | 675.72 | 45.13 | 45.14 | 0.01 | 0
2035 | MISO_W_2_MISO_MO-IL | MISO_W | MISO_MO-IL | Internal | Winter | B16 | 25 | 3800 | 488.89 | 86.75 | 86.76 | 0.01 | 0
2035 | MISO_W_2_MISO_MO-IL | MISO_W | MISO_MO-IL | Internal | Winter | B17 | 100 | 3800 | 422.63 | 67.12 | 67.13 | 0.01 | 0
2035 | MISO_W_2_MISO_MO-IL | MISO_W | MISO_MO-IL | Internal | Winter | B18 | 400 | 3800 | 0.03 | 57.9 | 57.89 | 0.01 | 0
2035 | MISO_W_2_MISO_MO-IL | MISO_W | MISO_MO-IL | Internal | Winter | B19 | 700 | 3800 | 0 | 57.46 | 52.57 | 0.01 | 0
2035 | MISO_W_2_MISO_MO-IL | MISO_W | MISO_MO-IL | Internal | Winter | B20 | 935 | 3800 | 0.02 | 49.45 | 49.43 | 0.01 | 0
2035 | MISO_W_2_MISO_WUMS | MISO_W | MISO_WUMS | Internal | Shoulder | B11 | 25 | 1629 | 0 | 87.98 | 78.5 | 0.01 | 0
2035 | MISO_W_2_MISO_WUMS | MISO_W | MISO_WUMS | Internal | Shoulder | B12 | 200 | 1629 | 0.07 | 67.12 | 67.11 | 0.01 | 0
2035 | MISO_W_2_MISO_WUMS | MISO_W | MISO_WUMS | Internal | Shoulder | B13 | 600 | 1629 | 0.02 | 54.79 | 54.78 | 0.01 | 0
2035 | MISO_W_2_MISO_WUMS | MISO_W | MISO_WUMS | Internal | Shoulder | B14 | 900 | 1629 | 0 | 53.71 | 50.57 | 0.01 | 0
2035 | MISO_W_2_MISO_WUMS | MISO_W | MISO_WUMS | Internal | Shoulder | B15 | 1203 | 1629 | 0 | 51.27 | 49.71 | 0.01 | 0
2035 | MISO_W_2_MISO_WUMS | MISO_W | MISO_WUMS | Internal | Summer | B1 | 10 | 1629 | 0 | 87.66 | 79.65 | 0.01 | 0
2035 | MISO_W_2_MISO_WUMS | MISO_W | MISO_WUMS | Internal | Summer | B2 | 25 | 1629 | 0 | 87.66 | 79.65 | 0.01 | 0
2035 | MISO_W_2_MISO_WUMS | MISO_W | MISO_WUMS | Internal | Summer | B3 | 75 | 1629 | 0 | 88.31 | 79.65 | 0.01 | 0
2035 | MISO_W_2_MISO_WUMS | MISO_W | MISO_WUMS | Internal | Summer | B4 | 100 | 1629 | 0 | 85.8 | 79.65 | 0.01 | 0
2035 | MISO_W_2_MISO_WUMS | MISO_W | MISO_WUMS | Internal | Summer | B5 | 200 | 1629 | 0 | 84.55 | 77.9 | 0.01 | 0
2035 | MISO_W_2_MISO_WUMS | MISO_W | MISO_WUMS | Internal | Summer | B6 | 300 | 1629 | 0 | 72.25 | 64.25 | 0.01 | 0
2035 | MISO_W_2_MISO_WUMS | MISO_W | MISO_WUMS | Internal | Summer | B7 | 400 | 1629 | 0.04 | 52.33 | 52.32 | 0.01 | 0
2035 | MISO_W_2_MISO_WUMS | MISO_W | MISO_WUMS | Internal | Summer | B8 | 500 | 1629 | 0 | 50.74 | 48.82 | 0.01 | 0
2035 | MISO_W_2_MISO_WUMS | MISO_W | MISO_WUMS | Internal | Summer | B9 | 800 | 1629 | 0.02 | 48.42 | 48.41 | 0.01 | 0
2035 | MISO_W_2_MISO_WUMS | MISO_W | MISO_WUMS | Internal | Summer | B10 | 1262 | 1629 | 0.01 | 45.13 | 45.12 | 0.01 | 0
2035 | MISO_W_2_MISO_WUMS | MISO_W | MISO_WUMS | Internal | Winter | B16 | 25 | 1629 | 326.09 | 86.75 | 86.76 | 0.01 | 0
2035 | MISO_W_2_MISO_WUMS | MISO_W | MISO_WUMS | Internal | Winter | B17 | 100 | 1629 | 671.67 | 67.12 | 67.13 | 0.01 | 0
2035 | MISO_W_2_MISO_WUMS | MISO_W | MISO_WUMS | Internal | Winter | B18 | 400 | 1629 | 0.04 | 57.9 | 57.89 | 0.01 | 0
2035 | MISO_W_2_MISO_WUMS | MISO_W | MISO_WUMS | Internal | Winter | B19 | 700 | 1629 | 0 | 57.46 | 55.42 | 0.01 | 0
2035 | MISO_W_2_MISO_WUMS | MISO_W | MISO_WUMS | Internal | Winter | B20 | 935 | 1629 | 200.43 | 49.45 | 49.46 | 0.01 | 0
2035 | MISO_W_2_NE | MISO_W | NE | Internal | Shoulder | B11 | 25 | 2800 | 0 | 87.98 | 87.98 | 7 | 0
2035 | MISO_W_2_NE | MISO_W | NE | Internal | Shoulder | B12 | 200 | 2800 | 0 | 67.12 | 66.21 | 7 | 0
2035 | MISO_W_2_NE | MISO_W | NE | Internal | Shoulder | B13 | 600 | 2800 | 0 | 54.79 | 54.79 | 7 | 0
2035 | MISO_W_2_NE | MISO_W | NE | Internal | Shoulder | B14 | 900 | 2800 | 0 | 53.71 | 53.37 | 7 | 0
2035 | MISO_W_2_NE | MISO_W | NE | Internal | Shoulder | B15 | 1203 | 2800 | 0 | 51.27 | 49.02 | 7 | 0
2035 | MISO_W_2_NE | MISO_W | NE | Internal | Summer | B1 | 10 | 2800 | 0 | 87.66 | 87.66 | 7 | 0
2035 | MISO_W_2_NE | MISO_W | NE | Internal | Summer | B2 | 25 | 2800 | 0 | 87.66 | 87.66 | 7 | 0
2035 | MISO_W_2_NE | MISO_W | NE | Internal | Summer | B3 | 75 | 2800 | 0 | 88.31 | 88.31 | 7 | 0
2035 | MISO_W_2_NE | MISO_W | NE | Internal | Summer | B4 | 100 | 2800 | 0 | 85.8 | 85.8 | 7 | 0
2035 | MISO_W_2_NE | MISO_W | NE | Internal | Summer | B5 | 200 | 2800 | 0 | 84.55 | 84.55 | 7 | 0
2035 | MISO_W_2_NE | MISO_W | NE | Internal | Summer | B6 | 300 | 2800 | 0 | 72.25 | 72.25 | 7 | 0
2035 | MISO_W_2_NE | MISO_W | NE | Internal | Summer | B7 | 400 | 2800 | 0 | 52.33 | 55.9 | 7 | 0
2035 | MISO_W_2_NE | MISO_W | NE | Internal | Summer | B8 | 500 | 2800 | 0 | 50.74 | 50.74 | 7 | 0
2035 | MISO_W_2_NE | MISO_W | NE | Internal | Summer | B9 | 800 | 2800 | 0 | 48.42 | 50.08 | 7 | 0
2035 | MISO_W_2_NE | MISO_W | NE | Internal | Summer | B10 | 1262 | 2800 | 0 | 45.13 | 40.13 | 7 | 0
2035 | MISO_W_2_NE | MISO_W | NE | Internal | Winter | B16 | 25 | 2800 | 0 | 86.75 | 86.75 | 7 | 0
2035 | MISO_W_2_NE | MISO_W | NE | Internal | Winter | B17 | 100 | 2800 | 0 | 67.12 | 62.12 | 7 | 0
2035 | MISO_W_2_NE | MISO_W | NE | Internal | Winter | B18 | 400 | 2800 | 0 | 57.9 | 56.98 | 7 | 0
2035 | MISO_W_2_NE | MISO_W | NE | Internal | Winter | B19 | 700 | 2800 | 0 | 57.46 | 53.25 | 7 | 0
2035 | MISO_W_2_NE | MISO_W | NE | Internal | Winter | B20 | 935 | 2800 | 0 | 49.45 | 49.35 | 7 | 0
2035 | MISO_W_2_PJM_ROR | MISO_W | PJM_ROR | Internal | Shoulder | B11 | 25 | 773 | 0 | 87.98 | 76.5 | 2 | 0
2035 | MISO_W_2_PJM_ROR | MISO_W | PJM_ROR | Internal | Shoulder | B12 | 200 | 773 | 0 | 67.12 | 66.37 | 2 | 0
2035 | MISO_W_2_PJM_ROR | MISO_W | PJM_ROR | Internal | Shoulder | B13 | 600 | 773 | 0 | 54.79 | 53.22 | 2 | 0
2035 | MISO_W_2_PJM_ROR | MISO_W | PJM_ROR | Internal | Shoulder | B14 | 900 | 773 | 0 | 53.71 | 50.65 | 2 | 0
2035 | MISO_W_2_PJM_ROR | MISO_W | PJM_ROR | Internal | Shoulder | B15 | 1203 | 773 | 0 | 51.27 | 48 | 2 | 0
2035 | MISO_W_2_PJM_ROR | MISO_W | PJM_ROR | Internal | Summer | B1 | 10 | 773 | 0 | 87.66 | 83.47 | 2 | 0
2035 | MISO_W_2_PJM_ROR | MISO_W | PJM_ROR | Internal | Summer | B2 | 25 | 773 | 0 | 87.66 | 83.38 | 2 | 0
2035 | MISO_W_2_PJM_ROR | MISO_W | PJM_ROR | Internal | Summer | B3 | 75 | 773 | 0 | 88.31 | 81.8 | 2 | 0
2035 | MISO_W_2_PJM_ROR | MISO_W | PJM_ROR | Internal | Summer | B4 | 100 | 773 | 0 | 85.8 | 78.93 | 2 | 0
2035 | MISO_W_2_PJM_ROR | MISO_W | PJM_ROR | Internal | Summer | B5 | 200 | 773 | 0 | 84.55 | 75.9 | 2 | 0
2035 | MISO_W_2_PJM_ROR | MISO_W | PJM_ROR | Internal | Summer | B6 | 300 | 773 | 0 | 72.25 | 62.25 | 2 | 0
2035 | MISO_W_2_PJM_ROR | MISO_W | PJM_ROR | Internal | Summer | B7 | 400 | 773 | 0 | 52.33 | 50.32 | 2 | 0
2035 | MISO_W_2_PJM_ROR | MISO_W | PJM_ROR | Internal | Summer | B8 | 500 | 773 | 0 | 50.74 | 48.74 | 2 | 0
2035 | MISO_W_2_PJM_ROR | MISO_W | PJM_ROR | Internal | Summer | B9 | 800 | 773 | 0 | 48.42 | 45.88 | 2 | 0
2035 | MISO_W_2_PJM_ROR | MISO_W | PJM_ROR | Internal | Summer | B10 | 1262 | 773 | 0 | 45.13 | 44.9 | 2 | 0
2035 | MISO_W_2_PJM_ROR | MISO_W | PJM_ROR | Internal | Winter | B16 | 25 | 773 | 0 | 86.75 | 86.13 | 2 | 0
2035 | MISO_W_2_PJM_ROR | MISO_W | PJM_ROR | Internal | Winter | B17 | 100 | 773 | 772.72 | 67.12 | 69.13 | 2 | 0.01
2035 | MISO_W_2_PJM_ROR | MISO_W | PJM_ROR | Internal | Winter | B18 | 400 | 773 | 0 | 57.9 | 58.8 | 2 | 0
2035 | MISO_W_2_PJM_ROR | MISO_W | PJM_ROR | Internal | Winter | B19 | 700 | 773 | 0 | 57.46 | 54.57 | 2 | 0
2035 | MISO_W_2_PJM_ROR | MISO_W | PJM_ROR | Internal | Winter | B20 | 935 | 773 | 0 | 49.45 | 50.07 | 2 | 0
2035 | MISO_W_2_SPP_N | MISO_W | SPP_N | Internal | Shoulder | B11 | 25 | 3200 | 0 | 87.98 | 88.08 | 7 | 0
2035 | MISO_W_2_SPP_N | MISO_W | SPP_N | Internal | Shoulder | B12 | 200 | 3200 | 0 | 67.12 | 66.23 | 7 | 0
2035 | MISO_W_2_SPP_N | MISO_W | SPP_N | Internal | Shoulder | B13 | 600 | 3200 | 0 | 54.79 | 54.8 | 7 | 0
2035 | MISO_W_2_SPP_N | MISO_W | SPP_N | Internal | Shoulder | B14 | 900 | 3200 | 0 | 53.71 | 53.38 | 7 | 0
2035 | MISO_W_2_SPP_N | MISO_W | SPP_N | Internal | Shoulder | B15 | 1203 | 3200 | 0 | 51.27 | 49.03 | 7 | 0
2035 | MISO_W_2_SPP_N | MISO_W | SPP_N | Internal | Summer | B1 | 10 | 3200 | 0 | 87.66 | 88.32 | 7 | 0
2035 | MISO_W_2_SPP_N | MISO_W | SPP_N | Internal | Summer | B2 | 25 | 3200 | 0 | 87.66 | 88.32 | 7 | 0
2035 | MISO_W_2_SPP_N | MISO_W | SPP_N | Internal | Summer | B3 | 75 | 3200 | 0 | 88.31 | 88.32 | 7 | 0
2035 | MISO_W_2_SPP_N | MISO_W | SPP_N | Internal | Summer | B4 | 100 | 3200 | 0 | 85.8 | 85.81 | 7 | 0
2035 | MISO_W_2_SPP_N | MISO_W | SPP_N | Internal | Summer | B5 | 200 | 3200 | 0 | 84.55 | 85.45 | 7 | 0
2035 | MISO_W_2_SPP_N | MISO_W | SPP_N | Internal | Summer | B6 | 300 | 3200 | 0 | 72.25 | 72.26 | 7 | 0
2035 | MISO_W_2_SPP_N | MISO_W | SPP_N | Internal | Summer | B7 | 400 | 3200 | 0 | 52.33 | 55.91 | 7 | 0
2035 | MISO_W_2_SPP_N | MISO_W | SPP_N | Internal | Summer | B8 | 500 | 3200 | 0 | 50.74 | 52.35 | 7 | 0
2035 | MISO_W_2_SPP_N | MISO_W | SPP_N | Internal | Summer | B9 | 800 | 3200 | 0 | 48.42 | 51.6 | 7 | 0
2035 | MISO_W_2_SPP_N | MISO_W | SPP_N | Internal | Summer | B10 | 1262 | 3200 | 0 | 45.13 | 47.41 | 7 | 0
2035 | MISO_W_2_SPP_N | MISO_W | SPP_N | Internal | Winter | B16 | 25 | 3200 | 0 | 86.75 | 86.76 | 7 | 0
2035 | MISO_W_2_SPP_N | MISO_W | SPP_N | Internal | Winter | B17 | 100 | 3200 | 0 | 67.12 | 62.13 | 7 | 0
2035 | MISO_W_2_SPP_N | MISO_W | SPP_N | Internal | Winter | B18 | 400 | 3200 | 0 | 57.9 | 56.99 | 7 | 0
2035 | MISO_W_2_SPP_N | MISO_W | SPP_N | Internal | Winter | B19 | 700 | 3200 | 0 | 57.46 | 53.26 | 7 | 0
2035 | MISO_W_2_SPP_N | MISO_W | SPP_N | Internal | Winter | B20 | 935 | 3200 | 0 | 49.45 | 52.03 | 7 | 0
2035 | MISO_WUMS_2_MISO_MI | MISO_WUMS | MISO_MI | Internal | Shoulder | B11 | 25 | 99 | 99 | 78.5 | 81.81 | 0.01 | 3.3
2035 | MISO_WUMS_2_MISO_MI | MISO_WUMS | MISO_MI | Internal | Shoulder | B12 | 200 | 99 | 36.51 | 67.11 | 67.12 | 0.01 | 0
2035 | MISO_WUMS_2_MISO_MI | MISO_WUMS | MISO_MI | Internal | Shoulder | B13 | 600 | 99 | 0.05 | 54.78 | 54.78 | 0.01 | 0
2035 | MISO_WUMS_2_MISO_MI | MISO_WUMS | MISO_MI | Internal | Shoulder | B14 | 900 | 99 | 99 | 50.57 | 52.28 | 0.01 | 1.7
2035 | MISO_WUMS_2_MISO_MI | MISO_WUMS | MISO_MI | Internal | Shoulder | B15 | 1203 | 99 | 0 | 49.71 | 48.57 | 0.01 | 0
2035 | MISO_WUMS_2_MISO_MI | MISO_WUMS | MISO_MI | Internal | Summer | B1 | 10 | 99 | 98.99 | 79.65 | 85.47 | 0.01 | 5.81
2035 | MISO_WUMS_2_MISO_MI | MISO_WUMS | MISO_MI | Internal | Summer | B2 | 25 | 99 | 99 | 79.65 | 85.38 | 0.01 | 5.72
2035 | MISO_WUMS_2_MISO_MI | MISO_WUMS | MISO_MI | Internal | Summer | B3 | 75 | 99 | 99 | 79.65 | 83.8 | 0.01 | 4.14
2035 | MISO_WUMS_2_MISO_MI | MISO_WUMS | MISO_MI | Internal | Summer | B4 | 100 | 99 | 99 | 79.65 | 80.92 | 0.01 | 1.25
2035 | MISO_WUMS_2_MISO_MI | MISO_WUMS | MISO_MI | Internal | Summer | B5 | 200 | 99 | 99 | 77.9 | 79.11 | 0.01 | 1.2
2035 | MISO_WUMS_2_MISO_MI | MISO_WUMS | MISO_MI | Internal | Summer | B6 | 300 | 99 | 0.09 | 64.25 | 64.25 | 0.01 | 0
2035 | MISO_WUMS_2_MISO_MI | MISO_WUMS | MISO_MI | Internal | Summer | B7 | 400 | 99 | 0.07 | 52.32 | 52.32 | 0.01 | 0
2035 | MISO_WUMS_2_MISO_MI | MISO_WUMS | MISO_MI | Internal | Summer | B8 | 500 | 99 | 99 | 48.82 | 50.73 | 0.01 | 1.9
2035 | MISO_WUMS_2_MISO_MI | MISO_WUMS | MISO_MI | Internal | Summer | B9 | 800 | 99 | 0 | 48.41 | 47.88 | 0.01 | 0
2035 | MISO_WUMS_2_MISO_MI | MISO_WUMS | MISO_MI | Internal | Summer | B10 | 1262 | 99 | 99 | 45.12 | 46.4 | 0.01 | 1.28
2035 | MISO_WUMS_2_MISO_MI | MISO_WUMS | MISO_MI | Internal | Winter | B16 | 25 | 99 | 0.33 | 86.76 | 86.74 | 0.01 | 0
2035 | MISO_WUMS_2_MISO_MI | MISO_WUMS | MISO_MI | Internal | Winter | B17 | 100 | 99 | 98.74 | 67.13 | 67.16 | 0.01 | 0.01
2035 | MISO_WUMS_2_MISO_MI | MISO_WUMS | MISO_MI | Internal | Winter | B18 | 400 | 99 | 0.06 | 57.89 | 57.89 | 0.01 | 0
2035 | MISO_WUMS_2_MISO_MI | MISO_WUMS | MISO_MI | Internal | Winter | B19 | 700 | 99 | 0 | 55.42 | 52.59 | 0.01 | 0
2035 | MISO_WUMS_2_MISO_MI | MISO_WUMS | MISO_MI | Internal | Winter | B20 | 935 | 99 | 0.03 | 49.46 | 49.46 | 0.01 | 0
2035 | MISO_WUMS_2_MISO_W | MISO_WUMS | MISO_W | Internal | Shoulder | B11 | 25 | 1137 | 1137 | 78.5 | 87.98 | 0.01 | 9.47
2035 | MISO_WUMS_2_MISO_W | MISO_WUMS | MISO_W | Internal | Shoulder | B12 | 200 | 1137 | 360.31 | 67.11 | 67.12 | 0.01 | 0
2035 | MISO_WUMS_2_MISO_W | MISO_WUMS | MISO_W | Internal | Shoulder | B13 | 600 | 1137 | 946.36 | 54.78 | 54.79 | 0.01 | 0
2035 | MISO_WUMS_2_MISO_W | MISO_WUMS | MISO_W | Internal | Shoulder | B14 | 900 | 1137 | 1137 | 50.57 | 53.71 | 0.01 | 3.13
2035 | MISO_WUMS_2_MISO_W | MISO_WUMS | MISO_W | Internal | Shoulder | B15 | 1203 | 1137 | 1137 | 49.71 | 51.27 | 0.01 | 1.55
2035 | MISO_WUMS_2_MISO_W | MISO_WUMS | MISO_W | Internal | Summer | B1 | 10 | 1137 | 1137 | 79.65 | 87.66 | 0.01 | 8
2035 | MISO_WUMS_2_MISO_W | MISO_WUMS | MISO_W | Internal | Summer | B2 | 25 | 1137 | 1137 | 79.65 | 87.66 | 0.01 | 8
2035 | MISO_WUMS_2_MISO_W | MISO_WUMS | MISO_W | Internal | Summer | B3 | 75 | 1137 | 1137 | 79.65 | 88.31 | 0.01 | 8.65
2035 | MISO_WUMS_2_MISO_W | MISO_WUMS | MISO_W | Internal | Summer | B4 | 100 | 1137 | 1137 | 79.65 | 85.8 | 0.01 | 6.14
2035 | MISO_WUMS_2_MISO_W | MISO_WUMS | MISO_W | Internal | Summer | B5 | 200 | 1137 | 1137 | 77.9 | 84.55 | 0.01 | 6.64
2035 | MISO_WUMS_2_MISO_W | MISO_WUMS | MISO_W | Internal | Summer | B6 | 300 | 1137 | 1137 | 64.25 | 72.25 | 0.01 | 7.99
2035 | MISO_WUMS_2_MISO_W | MISO_WUMS | MISO_W | Internal | Summer | B7 | 400 | 1137 | 946.13 | 52.32 | 52.33 | 0.01 | 0
2035 | MISO_WUMS_2_MISO_W | MISO_WUMS | MISO_W | Internal | Summer | B8 | 500 | 1137 | 1137 | 48.82 | 50.74 | 0.01 | 1.91
2035 | MISO_WUMS_2_MISO_W | MISO_WUMS | MISO_W | Internal | Summer | B9 | 800 | 1137 | 907.44 | 48.41 | 48.42 | 0.01 | 0
2035 | MISO_WUMS_2_MISO_W | MISO_WUMS | MISO_W | Internal | Summer | B10 | 1262 | 1137 | 558.35 | 45.12 | 45.13 | 0.01 | 0
2035 | MISO_WUMS_2_MISO_W | MISO_WUMS | MISO_W | Internal | Winter | B16 | 25 | 1137 | 0.56 | 86.76 | 86.75 | 0.01 | 0
2035 | MISO_WUMS_2_MISO_W | MISO_WUMS | MISO_W | Internal | Winter | B17 | 100 | 1137 | 0.14 | 67.13 | 67.12 | 0.01 | 0
2035 | MISO_WUMS_2_MISO_W | MISO_WUMS | MISO_W | Internal | Winter | B18 | 400 | 1137 | 334.42 | 57.89 | 57.9 | 0.01 | 0
2035 | MISO_WUMS_2_MISO_W | MISO_WUMS | MISO_W | Internal | Winter | B19 | 700 | 1137 | 1137 | 55.42 | 57.46 | 0.01 | 2.03
2035 | MISO_WUMS_2_MISO_W | MISO_WUMS | MISO_W | Internal | Winter | B20 | 935 | 1137 | 0.02 | 49.46 | 49.45 | 0.01 | 0
2035 | MISO_WUMS_2_PJM_ROR | MISO_WUMS | PJM_ROR | Internal | Shoulder | B11 | 25 | 1600 | 0 | 78.5 | 76.5 | 2 | 0
2035 | MISO_WUMS_2_PJM_ROR | MISO_WUMS | PJM_ROR | Internal | Shoulder | B12 | 200 | 1600 | 0 | 67.11 | 66.37 | 2 | 0
2035 | MISO_WUMS_2_PJM_ROR | MISO_WUMS | PJM_ROR | Internal | Shoulder | B13 | 600 | 1600 | 0 | 54.78 | 53.22 | 2 | 0
2035 | MISO_WUMS_2_PJM_ROR | MISO_WUMS | PJM_ROR | Internal | Shoulder | B14 | 900 | 1600 | 0 | 50.57 | 50.65 | 2 | 0
2035 | MISO_WUMS_2_PJM_ROR | MISO_WUMS | PJM_ROR | Internal | Shoulder | B15 | 1203 | 1600 | 0 | 49.71 | 48 | 2 | 0
2035 | MISO_WUMS_2_PJM_ROR | MISO_WUMS | PJM_ROR | Internal | Summer | B1 | 10 | 1600 | 1599.98 | 79.65 | 83.47 | 2 | 1.82
2035 | MISO_WUMS_2_PJM_ROR | MISO_WUMS | PJM_ROR | Internal | Summer | B2 | 25 | 1600 | 1599.99 | 79.65 | 83.38 | 2 | 1.73
2035 | MISO_WUMS_2_PJM_ROR | MISO_WUMS | PJM_ROR | Internal | Summer | B3 | 75 | 1600 | 1599.97 | 79.65 | 81.8 | 2 | 0.15
2035 | MISO_WUMS_2_PJM_ROR | MISO_WUMS | PJM_ROR | Internal | Summer | B4 | 100 | 1600 | 0 | 79.65 | 78.93 | 2 | 0
2035 | MISO_WUMS_2_PJM_ROR | MISO_WUMS | PJM_ROR | Internal | Summer | B5 | 200 | 1600 | 0 | 77.9 | 75.9 | 2 | 0
2035 | MISO_WUMS_2_PJM_ROR | MISO_WUMS | PJM_ROR | Internal | Summer | B6 | 300 | 1600 | 0 | 64.25 | 62.25 | 2 | 0
2035 | MISO_WUMS_2_PJM_ROR | MISO_WUMS | PJM_ROR | Internal | Summer | B7 | 400 | 1600 | 0 | 52.32 | 50.32 | 2 | 0
2035 | MISO_WUMS_2_PJM_ROR | MISO_WUMS | PJM_ROR | Internal | Summer | B8 | 500 | 1600 | 0 | 48.82 | 48.74 | 2 | 0
2035 | MISO_WUMS_2_PJM_ROR | MISO_WUMS | PJM_ROR | Internal | Summer | B9 | 800 | 1600 | 0 | 48.41 | 45.88 | 2 | 0
2035 | MISO_WUMS_2_PJM_ROR | MISO_WUMS | PJM_ROR | Internal | Summer | B10 | 1262 | 1600 | 0 | 45.12 | 44.9 | 2 | 0
2035 | MISO_WUMS_2_PJM_ROR | MISO_WUMS | PJM_ROR | Internal | Winter | B16 | 25 | 1600 | 0 | 86.76 | 86.13 | 2 | 0
2035 | MISO_WUMS_2_PJM_ROR | MISO_WUMS | PJM_ROR | Internal | Winter | B17 | 100 | 1600 | 589.35 | 67.13 | 69.13 | 2 | 0
2035 | MISO_WUMS_2_PJM_ROR | MISO_WUMS | PJM_ROR | Internal | Winter | B18 | 400 | 1600 | 0 | 57.89 | 58.8 | 2 | 0
2035 | MISO_WUMS_2_PJM_ROR | MISO_WUMS | PJM_ROR | Internal | Winter | B19 | 700 | 1600 | 0 | 55.42 | 54.57 | 2 | 0
2035 | MISO_WUMS_2_PJM_ROR | MISO_WUMS | PJM_ROR | Internal | Winter | B20 | 935 | 1600 | 0 | 49.46 | 50.07 | 2 | 0
2035 | NE_2_MAPP_US | NE | MAPP_US | Internal | Shoulder | B11 | 25 | 1600 | 0 | 87.98 | 80.98 | 5 | 0
2035 | NE_2_MAPP_US | NE | MAPP_US | Internal | Shoulder | B12 | 200 | 1600 | 0 | 66.21 | 60.12 | 5 | 0
2035 | NE_2_MAPP_US | NE | MAPP_US | Internal | Shoulder | B13 | 600 | 1600 | 0 | 54.79 | 47.79 | 5 | 0
2035 | NE_2_MAPP_US | NE | MAPP_US | Internal | Shoulder | B14 | 900 | 1600 | 0 | 53.37 | 47.79 | 5 | 0
2035 | NE_2_MAPP_US | NE | MAPP_US | Internal | Shoulder | B15 | 1203 | 1600 | 0 | 49.02 | 45.32 | 5 | 0
2035 | NE_2_MAPP_US | NE | MAPP_US | Internal | Summer | B1 | 10 | 1600 | 0 | 87.66 | 80.66 | 5 | 0
2035 | NE_2_MAPP_US | NE | MAPP_US | Internal | Summer | B2 | 25 | 1600 | 0 | 87.66 | 80.66 | 5 | 0
2035 | NE_2_MAPP_US | NE | MAPP_US | Internal | Summer | B3 | 75 | 1600 | 0 | 88.31 | 81.31 | 5 | 0
2035 | NE_2_MAPP_US | NE | MAPP_US | Internal | Summer | B4 | 100 | 1600 | 0 | 85.8 | 78.8 | 5 | 0
2035 | NE_2_MAPP_US | NE | MAPP_US | Internal | Summer | B5 | 200 | 1600 | 0 | 84.55 | 77.55 | 5 | 0
2035 | NE_2_MAPP_US | NE | MAPP_US | Internal | Summer | B6 | 300 | 1600 | 0 | 72.25 | 65.25 | 5 | 0
2035 | NE_2_MAPP_US | NE | MAPP_US | Internal | Summer | B7 | 400 | 1600 | 0 | 55.9 | 48.9 | 5 | 0
2035 | NE_2_MAPP_US | NE | MAPP_US | Internal | Summer | B8 | 500 | 1600 | 0 | 50.74 | 43.74 | 5 | 0
2035 | NE_2_MAPP_US | NE | MAPP_US | Internal | Summer | B9 | 800 | 1600 | 0 | 50.08 | 43.08 | 5 | 0
2035 | NE_2_MAPP_US | NE | MAPP_US | Internal | Summer | B10 | 1262 | 1600 | 0 | 40.13 | 38.13 | 5 | 0
2035 | NE_2_MAPP_US | NE | MAPP_US | Internal | Winter | B16 | 25 | 1600 | 0 | 86.75 | 79.75 | 5 | 0
2035 | NE_2_MAPP_US | NE | MAPP_US | Internal | Winter | B17 | 100 | 1600 | 0 | 62.12 | 60.12 | 5 | 0
2035 | NE_2_MAPP_US | NE | MAPP_US | Internal | Winter | B18 | 400 | 1600 | 0 | 56.98 | 52.53 | 5 | 0
2035 | NE_2_MAPP_US | NE | MAPP_US | Internal | Winter | B19 | 700 | 1600 | 0 | 53.25 | 52.53 | 5 | 0
2035 | NE_2_MAPP_US | NE | MAPP_US | Internal | Winter | B20 | 935 | 1600 | 0 | 49.35 | 50.45 | 5 | 0
2035 | NE_2_MISO_W | NE | MISO_W | Internal | Shoulder | B11 | 25 | 1600 | 0 | 87.98 | 87.98 | 5 | 0
2035 | NE_2_MISO_W | NE | MISO_W | Internal | Shoulder | B12 | 200 | 1600 | 0 | 66.21 | 67.12 | 5 | 0
2035 | NE_2_MISO_W | NE | MISO_W | Internal | Shoulder | B13 | 600 | 1600 | 0 | 54.79 | 54.79 | 5 | 0
2035 | NE_2_MISO_W | NE | MISO_W | Internal | Shoulder | B14 | 900 | 1600 | 0 | 53.37 | 53.71 | 5 | 0
2035 | NE_2_MISO_W | NE | MISO_W | Internal | Shoulder | B15 | 1203 | 1600 | 0 | 49.02 | 51.27 | 5 | 0
2035 | NE_2_MISO_W | NE | MISO_W | Internal | Summer | B1 | 10 | 1600 | 0 | 87.66 | 87.66 | 5 | 0
2035 | NE_2_MISO_W | NE | MISO_W | Internal | Summer | B2 | 25 | 1600 | 0 | 87.66 | 87.66 | 5 | 0
2035 | NE_2_MISO_W | NE | MISO_W | Internal | Summer | B3 | 75 | 1600 | 0 | 88.31 | 88.31 | 5 | 0
2035 | NE_2_MISO_W | NE | MISO_W | Internal | Summer | B4 | 100 | 1600 | 0 | 85.8 | 85.8 | 5 | 0
2035 | NE_2_MISO_W | NE | MISO_W | Internal | Summer | B5 | 200 | 1600 | 0 | 84.55 | 84.55 | 5 | 0
2035 | NE_2_MISO_W | NE | MISO_W | Internal | Summer | B6 | 300 | 1600 | 0 | 72.25 | 72.25 | 5 | 0
2035 | NE_2_MISO_W | NE | MISO_W | Internal | Summer | B7 | 400 | 1600 | 0 | 55.9 | 52.33 | 5 | 0
2035 | NE_2_MISO_W | NE | MISO_W | Internal | Summer | B8 | 500 | 1600 | 0 | 50.74 | 50.74 | 5 | 0
2035 | NE_2_MISO_W | NE | MISO_W | Internal | Summer | B9 | 800 | 1600 | 0 | 50.08 | 48.42 | 5 | 0
2035 | NE_2_MISO_W | NE | MISO_W | Internal | Summer | B10 | 1262 | 1600 | 149.13 | 40.13 | 45.13 | 5 | 0
2035 | NE_2_MISO_W | NE | MISO_W | Internal | Winter | B16 | 25 | 1600 | 0 | 86.75 | 86.75 | 5 | 0
2035 | NE_2_MISO_W | NE | MISO_W | Internal | Winter | B17 | 100 | 1600 | 635.6 | 62.12 | 67.12 | 5 | 0
2035 | NE_2_MISO_W | NE | MISO_W | Internal | Winter | B18 | 400 | 1600 | 0 | 56.98 | 57.9 | 5 | 0
2035 | NE_2_MISO_W | NE | MISO_W | Internal | Winter | B19 | 700 | 1600 | 0 | 53.25 | 57.46 | 5 | 0
2035 | NE_2_MISO_W | NE | MISO_W | Internal | Winter | B20 | 935 | 1600 | 0 | 49.35 | 49.45 | 5 | 0
2035 | NE_2_SPP_N | NE | SPP_N | Internal | Shoulder | B11 | 25 | 1800 | 1799.85 | 87.98 | 88.08 | 0.01 | 0.09
2035 | NE_2_SPP_N | NE | SPP_N | Internal | Shoulder | B12 | 200 | 1800 | 895.4 | 66.21 | 66.23 | 0.01 | 0
2035 | NE_2_SPP_N | NE | SPP_N | Internal | Shoulder | B13 | 600 | 1800 | 1285.44 | 54.79 | 54.8 | 0.01 | 0
2035 | NE_2_SPP_N | NE | SPP_N | Internal | Shoulder | B14 | 900 | 1800 | 1134.38 | 53.37 | 53.38 | 0.01 | 0
2035 | NE_2_SPP_N | NE | SPP_N | Internal | Shoulder | B15 | 1203 | 1800 | 1521.84 | 49.02 | 49.03 | 0.01 | 0
2035 | NE_2_SPP_N | NE | SPP_N | Internal | Summer | B1 | 10 | 1800 | 1799.94 | 87.66 | 88.32 | 0.01 | 0.66
2035 | NE_2_SPP_N | NE | SPP_N | Internal | Summer | B2 | 25 | 1800 | 1799.98 | 87.66 | 88.32 | 0.01 | 0.65
2035 | NE_2_SPP_N | NE | SPP_N | Internal | Summer | B3 | 75 | 1800 | 1490.13 | 88.31 | 88.32 | 0.01 | 0
2035 | NE_2_SPP_N | NE | SPP_N | Internal | Summer | B4 | 100 | 1800 | 1102.48 | 85.8 | 85.81 | 0.01 | 0
2035 | NE_2_SPP_N | NE | SPP_N | Internal | Summer | B5 | 200 | 1800 | 1800 | 84.55 | 85.45 | 0.01 | 0.88
2035 | NE_2_SPP_N | NE | SPP_N | Internal | Summer | B6 | 300 | 1800 | 1675.76 | 72.25 | 72.26 | 0.01 | 0
2035 | NE_2_SPP_N | NE | SPP_N | Internal | Summer | B7 | 400 | 1800 | 1459.03 | 55.9 | 55.91 | 0.01 | 0
2035 | NE_2_SPP_N | NE | SPP_N | Internal | Summer | B8 | 500 | 1800 | 1800 | 50.74 | 52.35 | 0.01 | 1.59
2035 | NE_2_SPP_N | NE | SPP_N | Internal | Summer | B9 | 800 | 1800 | 1800 | 50.08 | 51.6 | 0.01 | 1.5
2035 | NE_2_SPP_N | NE | SPP_N | Internal | Summer | B10 | 1262 | 1800 | 1800 | 40.13 | 47.41 | 0.01 | 7.27
2035 | NE_2_SPP_N | NE | SPP_N | Internal | Winter | B16 | 25 | 1800 | 1624.6 | 86.75 | 86.76 | 0.01 | 0
2035 | NE_2_SPP_N | NE | SPP_N | Internal | Winter | B17 | 100 | 1800 | 490.4 | 62.12 | 62.13 | 0.01 | 0
2035 | NE_2_SPP_N | NE | SPP_N | Internal | Winter | B18 | 400 | 1800 | 1264.92 | 56.98 | 56.99 | 0.01 | 0
2035 | NE_2_SPP_N | NE | SPP_N | Internal | Winter | B19 | 700 | 1800 | 1073.9 | 53.25 | 53.26 | 0.01 | 0
2035 | NE_2_SPP_N | NE | SPP_N | Internal | Winter | B20 | 935 | 1800 | 1800 | 49.35 | 52.03 | 0.01 | 2.67
2035 | NEISO_2_NYISO_A-F | NEISO | NYISO_A-F | Internal | Shoulder | B11 | 25 | 600 | 600 | 46.31 | 62.1 | 3 | 12.79
2035 | NEISO_2_NYISO_A-F | NEISO | NYISO_A-F | Internal | Shoulder | B12 | 200 | 600 | 600 | 46.31 | 58.38 | 3 | 9.07
2035 | NEISO_2_NYISO_A-F | NEISO | NYISO_A-F | Internal | Shoulder | B13 | 600 | 600 | 588.92 | 46.31 | 49.31 | 3 | 0
2035 | NEISO_2_NYISO_A-F | NEISO | NYISO_A-F | Internal | Shoulder | B14 | 900 | 600 | 328.62 | 46.31 | 49.31 | 3 | 0
2035 | NEISO_2_NYISO_A-F | NEISO | NYISO_A-F | Internal | Shoulder | B15 | 1203 | 600 | 272.15 | 46.31 | 49.31 | 3 | 0
2035 | NEISO_2_NYISO_A-F | NEISO | NYISO_A-F | Internal | Summer | B1 | 10 | 600 | 2.21 | 70.56 | 73.55 | 3 | 0
2035 | NEISO_2_NYISO_A-F | NEISO | NYISO_A-F | Internal | Summer | B2 | 25 | 600 | 1.07 | 72.41 | 75.39 | 3 | 0
2035 | NEISO_2_NYISO_A-F | NEISO | NYISO_A-F | Internal | Summer | B3 | 75 | 600 | 0.4 | 68.4 | 71.39 | 3 | 0
2035 | NEISO_2_NYISO_A-F | NEISO | NYISO_A-F | Internal | Summer | B4 | 100 | 600 | 600 | 59.4 | 65.22 | 3 | 2.82
2035 | NEISO_2_NYISO_A-F | NEISO | NYISO_A-F | Internal | Summer | B5 | 200 | 600 | 584.59 | 58.34 | 61.34 | 3 | 0
2035 | NEISO_2_NYISO_A-F | NEISO | NYISO_A-F | Internal | Summer | B6 | 300 | 600 | 600 | 42.77 | 54.26 | 3 | 8.49
2035 | NEISO_2_NYISO_A-F | NEISO | NYISO_A-F | Internal | Summer | B7 | 400 | 600 | 600 | 42.77 | 48.35 | 3 | 2.58
2035 | NEISO_2_NYISO_A-F | NEISO | NYISO_A-F | Internal | Summer | B8 | 500 | 600 | 600 | 42.77 | 48.35 | 3 | 2.58
2035 | NEISO_2_NYISO_A-F | NEISO | NYISO_A-F | Internal | Summer | B9 | 800 | 600 | 600 | 42.77 | 47.13 | 3 | 1.36
2035 | NEISO_2_NYISO_A-F | NEISO | NYISO_A-F | Internal | Summer | B10 | 1262 | 600 | 600 | 42.77 | 47.13 | 3 | 1.36
2035 | NEISO_2_NYISO_A-F | NEISO | NYISO_A-F | Internal | Winter | B16 | 25 | 600 | 600 | 57.22 | 78.14 | 3 | 17.92
2035 | NEISO_2_NYISO_A-F | NEISO | NYISO_A-F | Internal | Winter | B17 | 100 | 600 | 600 | 57.22 | 61.14 | 3 | 0.92
2035 | NEISO_2_NYISO_A-F | NEISO | NYISO_A-F | Internal | Winter | B18 | 400 | 600 | 0 | 57.22 | 57.47 | 3 | 0
2035 | NEISO_2_NYISO_A-F | NEISO | NYISO_A-F | Internal | Winter | B19 | 700 | 600 | 0 | 57.22 | 57.41 | 3 | 0
2035 | NEISO_2_NYISO_A-F | NEISO | NYISO_A-F | Internal | Winter | B20 | 935 | 600 | 0 | 57.22 | 57.41 | 3 | 0
2035 | NEISO_2_NYISO_G-I | NEISO | NYISO_G-I | Internal | Shoulder | B11 | 25 | 600 | 600 | 46.31 | 62.11 | 3 | 12.8
2035 | NEISO_2_NYISO_G-I | NEISO | NYISO_G-I | Internal | Shoulder | B12 | 200 | 600 | 600 | 46.31 | 58.39 | 3 | 9.08
2035 | NEISO_2_NYISO_G-I | NEISO | NYISO_G-I | Internal | Shoulder | B13 | 600 | 600 | 599.96 | 46.31 | 49.32 | 3 | 0.01
2035 | NEISO_2_NYISO_G-I | NEISO | NYISO_G-I | Internal | Shoulder | B14 | 900 | 600 | 599.97 | 46.31 | 49.32 | 3 | 0.01
2035 | NEISO_2_NYISO_G-I | NEISO | NYISO_G-I | Internal | Shoulder | B15 | 1203 | 600 | 39.19 | 46.31 | 49.31 | 3 | 0
2035 | NEISO_2_NYISO_G-I | NEISO | NYISO_G-I | Internal | Summer | B1 | 10 | 600 | 110.71 | 70.56 | 73.56 | 3 | 0
2035 | NEISO_2_NYISO_G-I | NEISO | NYISO_G-I | Internal | Summer | B2 | 25 | 600 | 395.81 | 72.41 | 75.41 | 3 | 0
2035 | NEISO_2_NYISO_G-I | NEISO | NYISO_G-I | Internal | Summer | B3 | 75 | 600 | 508.34 | 68.4 | 71.4 | 3 | 0
2035 | NEISO_2_NYISO_G-I | NEISO | NYISO_G-I | Internal | Summer | B4 | 100 | 600 | 600 | 59.4 | 65.23 | 3 | 2.83
2035 | NEISO_2_NYISO_G-I | NEISO | NYISO_G-I | Internal | Summer | B5 | 200 | 600 | 599.88 | 58.34 | 61.36 | 3 | 0.01
2035 | NEISO_2_NYISO_G-I | NEISO | NYISO_G-I | Internal | Summer | B6 | 300 | 600 | 600 | 42.77 | 54.27 | 3 | 8.5
2035 | NEISO_2_NYISO_G-I | NEISO | NYISO_G-I | Internal | Summer | B7 | 400 | 600 | 600 | 42.77 | 48.36 | 3 | 2.59
2035 | NEISO_2_NYISO_G-I | NEISO | NYISO_G-I | Internal | Summer | B8 | 500 | 600 | 600 | 42.77 | 48.36 | 3 | 2.59
2035 | NEISO_2_NYISO_G-I | NEISO | NYISO_G-I | Internal | Summer | B9 | 800 | 600 | 600 | 42.77 | 47.15 | 3 | 1.37
2035 | NEISO_2_NYISO_G-I | NEISO | NYISO_G-I | Internal | Summer | B10 | 1262 | 600 | 600 | 42.77 | 47.12 | 3 | 1.35
2035 | NEISO_2_NYISO_G-I | NEISO | NYISO_G-I | Internal | Winter | B16 | 25 | 600 | 600 | 57.22 | 78.16 | 3 | 17.94
2035 | NEISO_2_NYISO_G-I | NEISO | NYISO_G-I | Internal | Winter | B17 | 100 | 600 | 600 | 57.22 | 61.16 | 3 | 0.94
2035 | NEISO_2_NYISO_G-I | NEISO | NYISO_G-I | Internal | Winter | B18 | 400 | 600 | 0 | 57.22 | 57.48 | 3 | 0
2035 | NEISO_2_NYISO_G-I | NEISO | NYISO_G-I | Internal | Winter | B19 | 700 | 600 | 0 | 57.22 | 57.42 | 3 | 0
2035 | NEISO_2_NYISO_G-I | NEISO | NYISO_G-I | Internal | Winter | B20 | 935 | 600 | 0 | 57.22 | 57.42 | 3 | 0
2035 | NEISO_2_NYISO_J-K | NEISO | NYISO_J-K | Internal | Shoulder | B11 | 25 | 430 | 430 | 46.31 | 66.67 | 3 | 17.36
2035 | NEISO_2_NYISO_J-K | NEISO | NYISO_J-K | Internal | Shoulder | B12 | 200 | 430 | 430 | 46.31 | 66.67 | 3 | 17.36
2035 | NEISO_2_NYISO_J-K | NEISO | NYISO_J-K | Internal | Shoulder | B13 | 600 | 430 | 430 | 46.31 | 59.22 | 3 | 9.91
2035 | NEISO_2_NYISO_J-K | NEISO | NYISO_J-K | Internal | Shoulder | B14 | 900 | 430 | 430 | 46.31 | 50.01 | 3 | 0.7
2035 | NEISO_2_NYISO_J-K | NEISO | NYISO_J-K | Internal | Shoulder | B15 | 1203 | 430 | 429.98 | 46.31 | 49.32 | 3 | 0.01
2035 | NEISO_2_NYISO_J-K | NEISO | NYISO_J-K | Internal | Summer | B1 | 10 | 430 | 427.35 | 70.56 | 73.57 | 3 | 0.01
2035 | NEISO_2_NYISO_J-K | NEISO | NYISO_J-K | Internal | Summer | B2 | 25 | 430 | 429.02 | 72.41 | 75.42 | 3 | 0.01
2035 | NEISO_2_NYISO_J-K | NEISO | NYISO_J-K | Internal | Summer | B3 | 75 | 430 | 429.66 | 68.4 | 71.41 | 3 | 0.01
2035 | NEISO_2_NYISO_J-K | NEISO | NYISO_J-K | Internal | Summer | B4 | 100 | 430 | 430 | 59.4 | 65.24 | 3 | 2.84
2035 | NEISO_2_NYISO_J-K | NEISO | NYISO_J-K | Internal | Summer | B5 | 200 | 430 | 429.94 | 58.34 | 61.37 | 3 | 0.02
2035 | NEISO_2_NYISO_J-K | NEISO | NYISO_J-K | Internal | Summer | B6 | 300 | 430 | 430 | 42.77 | 61.37 | 3 | 15.6
2035 | NEISO_2_NYISO_J-K | NEISO | NYISO_J-K | Internal | Summer | B7 | 400 | 430 | 430 | 42.77 | 61.37 | 3 | 15.6
2035 | NEISO_2_NYISO_J-K | NEISO | NYISO_J-K | Internal | Summer | B8 | 500 | 430 | 430 | 42.77 | 61.37 | 3 | 15.6
2035 | NEISO_2_NYISO_J-K | NEISO | NYISO_J-K | Internal | Summer | B9 | 800 | 430 | 430 | 42.77 | 47.16 | 3 | 1.39
2035 | NEISO_2_NYISO_J-K | NEISO | NYISO_J-K | Internal | Summer | B10 | 1262 | 430 | 430 | 42.77 | 47.13 | 3 | 1.36
2035 | NEISO_2_NYISO_J-K | NEISO | NYISO_J-K | Internal | Winter | B16 | 25 | 430 | 430 | 57.22 | 85.06 | 3 | 24.84
2035 | NEISO_2_NYISO_J-K | NEISO | NYISO_J-K | Internal | Winter | B17 | 100 | 430 | 430 | 57.22 | 85.06 | 3 | 24.84
2035 | NEISO_2_NYISO_J-K | NEISO | NYISO_J-K | Internal | Winter | B18 | 400 | 430 | 430 | 57.22 | 76.9 | 3 | 16.67
2035 | NEISO_2_NYISO_J-K | NEISO | NYISO_J-K | Internal | Winter | B19 | 700 | 430 | 430 | 57.22 | 63.63 | 3 | 3.41
2035 | NEISO_2_NYISO_J-K | NEISO | NYISO_J-K | Internal | Winter | B20 | 935 | 430 | 0 | 57.22 | 59.79 | 3 | 0
2035 | NonRTO_Midwest_2_MISO_IN | NonRTO_Midwest | MISO_IN | Internal | Shoulder | B11 | 25 | 4450 | 0 | 89.82 | 81.82 | 8 | 0
2035 | NonRTO_Midwest_2_MISO_IN | NonRTO_Midwest | MISO_IN | Internal | Shoulder | B12 | 200 | 4450 | 0 | 75.11 | 67.11 | 8 | 0
2035 | NonRTO_Midwest_2_MISO_IN | NonRTO_Midwest | MISO_IN | Internal | Shoulder | B13 | 600 | 4450 | 0 | 55.99 | 54.77 | 8 | 0
2035 | NonRTO_Midwest_2_MISO_IN | NonRTO_Midwest | MISO_IN | Internal | Shoulder | B14 | 900 | 4450 | 0 | 50.47 | 52.27 | 8 | 0
2035 | NonRTO_Midwest_2_MISO_IN | NonRTO_Midwest | MISO_IN | Internal | Shoulder | B15 | 1203 | 4450 | 0 | 46.98 | 48.55 | 8 | 0
2035 | NonRTO_Midwest_2_MISO_IN | NonRTO_Midwest | MISO_IN | Internal | Summer | B1 | 10 | 4450 | 0 | 88.93 | 85.46 | 8 | 0
2035 | NonRTO_Midwest_2_MISO_IN | NonRTO_Midwest | MISO_IN | Internal | Summer | B2 | 25 | 4450 | 0 | 88.93 | 85.39 | 8 | 0
2035 | NonRTO_Midwest_2_MISO_IN | NonRTO_Midwest | MISO_IN | Internal | Summer | B3 | 75 | 4450 | 0 | 88.93 | 83.79 | 8 | 0
2035 | NonRTO_Midwest_2_MISO_IN | NonRTO_Midwest | MISO_IN | Internal | Summer | B4 | 100 | 4450 | 0 | 88.93 | 80.93 | 8 | 0
2035 | NonRTO_Midwest_2_MISO_IN | NonRTO_Midwest | MISO_IN | Internal | Summer | B5 | 200 | 4450 | 0 | 87.12 | 79.12 | 8 | 0
2035 | NonRTO_Midwest_2_MISO_IN | NonRTO_Midwest | MISO_IN | Internal | Summer | B6 | 300 | 4450 | 0 | 72.25 | 64.25 | 8 | 0
2035 | NonRTO_Midwest_2_MISO_IN | NonRTO_Midwest | MISO_IN | Internal | Summer | B7 | 400 | 4450 | 0 | 49.63 | 52.31 | 8 | 0
2035 | NonRTO_Midwest_2_MISO_IN | NonRTO_Midwest | MISO_IN | Internal | Summer | B8 | 500 | 4450 | 0 | 48.9 | 50.72 | 8 | 0
2035 | NonRTO_Midwest_2_MISO_IN | NonRTO_Midwest | MISO_IN | Internal | Summer | B9 | 800 | 4450 | 0 | 46.98 | 46.39 | 8 | 0
2035 | NonRTO_Midwest_2_MISO_IN | NonRTO_Midwest | MISO_IN | Internal | Summer | B10 | 1262 | 4450 | 0 | 41.17 | 45.16 | 8 | 0
2035 | NonRTO_Midwest_2_MISO_IN | NonRTO_Midwest | MISO_IN | Internal | Winter | B16 | 25 | 4450 | 0 | 94.75 | 86.75 | 8 | 0
2035 | NonRTO_Midwest_2_MISO_IN | NonRTO_Midwest | MISO_IN | Internal | Winter | B17 | 100 | 4450 | 0 | 75.14 | 67.14 | 8 | 0
2035 | NonRTO_Midwest_2_MISO_IN | NonRTO_Midwest | MISO_IN | Internal | Winter | B18 | 400 | 4450 | 0 | 62.84 | 57.87 | 8 | 0
2035 | NonRTO_Midwest_2_MISO_IN | NonRTO_Midwest | MISO_IN | Internal | Winter | B19 | 700 | 4450 | 0 | 49.9 | 52.58 | 8 | 0
2035 | NonRTO_Midwest_2_MISO_IN | NonRTO_Midwest | MISO_IN | Internal | Winter | B20 | 935 | 4450 | 0 | 45.74 | 49.45 | 8 | 0
2035 | NonRTO_Midwest_2_TVA_Transmission | NonRTO_Midwest | TVA_Transmission | Internal | Shoulder | B11 | 25 | 2400 | 0 | 89.82 | 82.01 | 8 | 0
2035 | NonRTO_Midwest_2_TVA_Transmission | NonRTO_Midwest | TVA_Transmission | Internal | Shoulder | B12 | 200 | 2400 | 0 | 75.11 | 66.3 | 8 | 0
2035 | NonRTO_Midwest_2_TVA_Transmission | NonRTO_Midwest | TVA_Transmission | Internal | Shoulder | B13 | 600 | 2400 | 0 | 55.99 | 56.72 | 8 | 0
2035 | NonRTO_Midwest_2_TVA_Transmission | NonRTO_Midwest | TVA_Transmission | Internal | Shoulder | B14 | 900 | 2400 | 0 | 50.47 | 55.68 | 8 | 0
2035 | NonRTO_Midwest_2_TVA_Transmission | NonRTO_Midwest | TVA_Transmission | Internal | Shoulder | B15 | 1203 | 2400 | 0 | 46.98 | 54 | 8 | 0
2035 | NonRTO_Midwest_2_TVA_Transmission | NonRTO_Midwest | TVA_Transmission | Internal | Summer | B1 | 10 | 2400 | 0 | 88.93 | 89.47 | 8 | 0
2035 | NonRTO_Midwest_2_TVA_Transmission | NonRTO_Midwest | TVA_Transmission | Internal | Summer | B2 | 25 | 2400 | 0 | 88.93 | 89.38 | 8 | 0
2035 | NonRTO_Midwest_2_TVA_Transmission | NonRTO_Midwest | TVA_Transmission | Internal | Summer | B3 | 75 | 2400 | 0 | 88.93 | 87.48 | 8 | 0
2035 | NonRTO_Midwest_2_TVA_Transmission | NonRTO_Midwest | TVA_Transmission | Internal | Summer | B4 | 100 | 2400 | 0 | 88.93 | 84.93 | 8 | 0
2035 | NonRTO_Midwest_2_TVA_Transmission | NonRTO_Midwest | TVA_Transmission | Internal | Summer | B5 | 200 | 2400 | 0 | 87.12 | 81.9 | 8 | 0
2035 | NonRTO_Midwest_2_TVA_Transmission | NonRTO_Midwest | TVA_Transmission | Internal | Summer | B6 | 300 | 2400 | 0 | 72.25 | 66.43 | 8 | 0
2035 | NonRTO_Midwest_2_TVA_Transmission | NonRTO_Midwest | TVA_Transmission | Internal | Summer | B7 | 400 | 2400 | 0 | 49.63 | 55 | 8 | 0
2035 | NonRTO_Midwest_2_TVA_Transmission | NonRTO_Midwest | TVA_Transmission | Internal | Summer | B8 | 500 | 2400 | 0 | 48.9 | 54.07 | 8 | 0
2035 | NonRTO_Midwest_2_TVA_Transmission | NonRTO_Midwest | TVA_Transmission | Internal | Summer | B9 | 800 | 2400 | 0 | 46.98 | 50.4 | 8 | 0
2035 | NonRTO_Midwest_2_TVA_Transmission | NonRTO_Midwest | TVA_Transmission | Internal | Summer | B10 | 1262 | 2400 | 590.43 | 41.17 | 49.17 | 8 | 0
2035 | NonRTO_Midwest_2_TVA_Transmission | NonRTO_Midwest | TVA_Transmission | Internal | Winter | B16 | 25 | 2400 | 0 | 94.75 | 92.13 | 8 | 0
2035 | NonRTO_Midwest_2_TVA_Transmission | NonRTO_Midwest | TVA_Transmission | Internal | Winter | B17 | 100 | 2400 | 0 | 75.14 | 66.98 | 8 | 0
2035 | NonRTO_Midwest_2_TVA_Transmission | NonRTO_Midwest | TVA_Transmission | Internal | Winter | B18 | 400 | 2400 | 0 | 62.84 | 59.85 | 8 | 0
2035 | NonRTO_Midwest_2_TVA_Transmission | NonRTO_Midwest | TVA_Transmission | Internal | Winter | B19 | 700 | 2400 | 0 | 49.9 | 56.16 | 8 | 0
2035 | NonRTO_Midwest_2_TVA_Transmission | NonRTO_Midwest | TVA_Transmission | Internal | Winter | B20 | 935 | 2400 | 366.6 | 45.74 | 53.74 | 8 | 0
2035 | NYISO_A-F_2_IESO | NYISO_A-F | IESO | Internal | Shoulder | B11 | 25 | 1600 | 0 | 62.1 | 55.1 | 7 | 0
2035 | NYISO_A-F_2_IESO | NYISO_A-F | IESO | Internal | Shoulder | B12 | 200 | 1600 | 0 | 58.38 | 51.38 | 7 | 0
2035 | NYISO_A-F_2_IESO | NYISO_A-F | IESO | Internal | Shoulder | B13 | 600 | 1600 | 0 | 49.31 | 47.78 | 7 | 0
2035 | NYISO_A-F_2_IESO | NYISO_A-F | IESO | Internal | Shoulder | B14 | 900 | 1600 | 0 | 49.31 | 47.78 | 7 | 0
2035 | NYISO_A-F_2_IESO | NYISO_A-F | IESO | Internal | Shoulder | B15 | 1203 | 1600 | 0 | 49.31 | 47.78 | 7 | 0
2035 | NYISO_A-F_2_IESO | NYISO_A-F | IESO | Internal | Summer | B1 | 10 | 1600 | 0.02 | 73.55 | 78.47 | 7 | 0
2035 | NYISO_A-F_2_IESO | NYISO_A-F | IESO | Internal | Summer | B2 | 25 | 1600 | 0 | 75.39 | 78.38 | 7 | 0
2035 | NYISO_A-F_2_IESO | NYISO_A-F | IESO | Internal | Summer | B3 | 75 | 1600 | 0 | 71.39 | 76.8 | 7 | 0
2035 | NYISO_A-F_2_IESO | NYISO_A-F | IESO | Internal | Summer | B4 | 100 | 1600 | 557.91 | 65.22 | 72.22 | 7 | 0
2035 | NYISO_A-F_2_IESO | NYISO_A-F | IESO | Internal | Summer | B5 | 200 | 1600 | 0 | 61.34 | 63.55 | 7 | 0
2035 | NYISO_A-F_2_IESO | NYISO_A-F | IESO | Internal | Summer | B6 | 300 | 1600 | 0 | 54.26 | 47.68 | 7 | 0
2035 | NYISO_A-F_2_IESO | NYISO_A-F | IESO | Internal | Summer | B7 | 400 | 1600 | 0 | 48.35 | 45.32 | 7 | 0
2035 | NYISO_A-F_2_IESO | NYISO_A-F | IESO | Internal | Summer | B8 | 500 | 1600 | 0 | 48.35 | 45.17 | 7 | 0
2035 | NYISO_A-F_2_IESO | NYISO_A-F | IESO | Internal | Summer | B9 | 800 | 1600 | 0 | 47.13 | 45.17 | 7 | 0
2035 | NYISO_A-F_2_IESO | NYISO_A-F | IESO | Internal | Summer | B10 | 1262 | 1600 | 0 | 47.13 | 45.17 | 7 | 0
2035 | NYISO_A-F_2_IESO | NYISO_A-F | IESO | Internal | Winter | B16 | 25 | 1600 | 0 | 78.14 | 79.74 | 7 | 0
2035 | NYISO_A-F_2_IESO | NYISO_A-F | IESO | Internal | Winter | B17 | 100 | 1600 | 0 | 61.14 | 54.14 | 7 | 0
2035 | NYISO_A-F_2_IESO | NYISO_A-F | IESO | Internal | Winter | B18 | 400 | 1600 | 0 | 57.47 | 50.89 | 7 | 0
2035 | NYISO_A-F_2_IESO | NYISO_A-F | IESO | Internal | Winter | B19 | 700 | 1600 | 0 | 57.41 | 50.89 | 7 | 0
2035 | NYISO_A-F_2_IESO | NYISO_A-F | IESO | Internal | Winter | B20 | 935 | 1600 | 0 | 57.41 | 50.89 | 7 | 0
2035 | NYISO_A-F_2_NEISO | NYISO_A-F | NEISO | Internal | Shoulder | B11 | 25 | 600 | 0 | 62.1 | 46.31 | 3 | 0
2035 | NYISO_A-F_2_NEISO | NYISO_A-F | NEISO | Internal | Shoulder | B12 | 200 | 600 | 0 | 58.38 | 46.31 | 3 | 0
2035 | NYISO_A-F_2_NEISO | NYISO_A-F | NEISO | Internal | Shoulder | B13 | 600 | 600 | 0 | 49.31 | 46.31 | 3 | 0
2035 | NYISO_A-F_2_NEISO | NYISO_A-F | NEISO | Internal | Shoulder | B14 | 900 | 600 | 0 | 49.31 | 46.31 | 3 | 0
2035 | NYISO_A-F_2_NEISO | NYISO_A-F | NEISO | Internal | Shoulder | B15 | 1203 | 600 | 0 | 49.31 | 46.31 | 3 | 0
2035 | NYISO_A-F_2_NEISO | NYISO_A-F | NEISO | Internal | Summer | B1 | 10 | 600 | 0 | 73.55 | 70.56 | 3 | 0
2035 | NYISO_A-F_2_NEISO | NYISO_A-F | NEISO | Internal | Summer | B2 | 25 | 600 | 0 | 75.39 | 72.41 | 3 | 0
2035 | NYISO_A-F_2_NEISO | NYISO_A-F | NEISO | Internal | Summer | B3 | 75 | 600 | 0 | 71.39 | 68.4 | 3 | 0
2035 | NYISO_A-F_2_NEISO | NYISO_A-F | NEISO | Internal | Summer | B4 | 100 | 600 | 0 | 65.22 | 59.4 | 3 | 0
2035 | NYISO_A-F_2_NEISO | NYISO_A-F | NEISO | Internal | Summer | B5 | 200 | 600 | 0 | 61.34 | 58.34 | 3 | 0
2035 | NYISO_A-F_2_NEISO | NYISO_A-F | NEISO | Internal | Summer | B6 | 300 | 600 | 0 | 54.26 | 42.77 | 3 | 0
2035 | NYISO_A-F_2_NEISO | NYISO_A-F | NEISO | Internal | Summer | B7 | 400 | 600 | 0 | 48.35 | 42.77 | 3 | 0
2035 | NYISO_A-F_2_NEISO | NYISO_A-F | NEISO | Internal | Summer | B8 | 500 | 600 | 0 | 48.35 | 42.77 | 3 | 0
2035 | NYISO_A-F_2_NEISO | NYISO_A-F | NEISO | Internal | Summer | B9 | 800 | 600 | 0 | 47.13 | 42.77 | 3 | 0
2035 | NYISO_A-F_2_NEISO | NYISO_A-F | NEISO | Internal | Summer | B10 | 1262 | 600 | 0 | 47.13 | 42.77 | 3 | 0
2035 | NYISO_A-F_2_NEISO | NYISO_A-F | NEISO | Internal | Winter | B16 | 25 | 600 | 0 | 78.14 | 57.22 | 3 | 0
2035 | NYISO_A-F_2_NEISO | NYISO_A-F | NEISO | Internal | Winter | B17 | 100 | 600 | 0 | 61.14 | 57.22 | 3 | 0
2035 | NYISO_A-F_2_NEISO | NYISO_A-F | NEISO | Internal | Winter | B18 | 400 | 600 | 0 | 57.47 | 57.22 | 3 | 0
2035 | NYISO_A-F_2_NEISO | NYISO_A-F | NEISO | Internal | Winter | B19 | 700 | 600 | 0 | 57.41 | 57.22 | 3 | 0
2035 | NYISO_A-F_2_NEISO | NYISO_A-F | NEISO | Internal | Winter | B20 | 935 | 600 | 0 | 57.41 | 57.22 | 3 | 0
2035 | NYISO_A-F_2_NYISO_G-I | NYISO_A-F | NYISO_G-I | Internal | Shoulder | B11 | 25 | 4250 | 3309.89 | 62.1 | 62.11 | 0.01 | 0
2035 | NYISO_A-F_2_NYISO_G-I | NYISO_A-F | NYISO_G-I | Internal | Shoulder | B12 | 200 | 4250 | 2211.37 | 58.38 | 58.39 | 0.01 | 0
2035 | NYISO_A-F_2_NYISO_G-I | NYISO_A-F | NYISO_G-I | Internal | Shoulder | B13 | 600 | 4250 | 1441.83 | 49.31 | 49.32 | 0.01 | 0
2035 | NYISO_A-F_2_NYISO_G-I | NYISO_A-F | NYISO_G-I | Internal | Shoulder | B14 | 900 | 4250 | 1205.9 | 49.31 | 49.32 | 0.01 | 0
2035 | NYISO_A-F_2_NYISO_G-I | NYISO_A-F | NYISO_G-I | Internal | Shoulder | B15 | 1203 | 4250 | 0.02 | 49.31 | 49.31 | 0.01 | 0
2035 | NYISO_A-F_2_NYISO_G-I | NYISO_A-F | NYISO_G-I | Internal | Summer | B1 | 10 | 4250 | 3211.61 | 73.55 | 73.56 | 0.01 | 0
2035 | NYISO_A-F_2_NYISO_G-I | NYISO_A-F | NYISO_G-I | Internal | Summer | B2 | 25 | 4250 | 2357.16 | 75.39 | 75.41 | 0.01 | 0
2035 | NYISO_A-F_2_NYISO_G-I | NYISO_A-F | NYISO_G-I | Internal | Summer | B3 | 75 | 4250 | 2093.16 | 71.39 | 71.4 | 0.01 | 0
2035 | NYISO_A-F_2_NYISO_G-I | NYISO_A-F | NYISO_G-I | Internal | Summer | B4 | 100 | 4250 | 1112.81 | 65.22 | 65.23 | 0.01 | 0
2035 | NYISO_A-F_2_NYISO_G-I | NYISO_A-F | NYISO_G-I | Internal | Summer | B5 | 200 | 4250 | 1968.3 | 61.34 | 61.36 | 0.01 | 0
2035 | NYISO_A-F_2_NYISO_G-I | NYISO_A-F | NYISO_G-I | Internal | Summer | B6 | 300 | 4250 | 2420.64 | 54.26 | 54.27 | 0.01 | 0
2035 | NYISO_A-F_2_NYISO_G-I | NYISO_A-F | NYISO_G-I | Internal | Summer | B7 | 400 | 4250 | 1632.53 | 48.35 | 48.36 | 0.01 | 0
2035 | NYISO_A-F_2_NYISO_G-I | NYISO_A-F | NYISO_G-I | Internal | Summer | B8 | 500 | 4250 | 1453.39 | 48.35 | 48.36 | 0.01 | 0
2035 | NYISO_A-F_2_NYISO_G-I | NYISO_A-F | NYISO_G-I | Internal | Summer | B9 | 800 | 4250 | 929.64 | 47.13 | 47.15 | 0.01 | 0
2035 | NYISO_A-F_2_NYISO_G-I | NYISO_A-F | NYISO_G-I | Internal | Summer | B10 | 1262 | 4250 | 0.01 | 47.13 | 47.12 | 0.01 | 0
2035 | NYISO_A-F_2_NYISO_G-I | NYISO_A-F | NYISO_G-I | Internal | Winter | B16 | 25 | 4250 | 3887.02 | 78.14 | 78.16 | 0.01 | 0
2035 | NYISO_A-F_2_NYISO_G-I | NYISO_A-F | NYISO_G-I | Internal | Winter | B17 | 100 | 4250 | 3674.45 | 61.14 | 61.16 | 0.01 | 0
2035 | NYISO_A-F_2_NYISO_G-I | NYISO_A-F | NYISO_G-I | Internal | Winter | B18 | 400 | 4250 | 3052.62 | 57.47 | 57.48 | 0.01 | 0
2035 | NYISO_A-F_2_NYISO_G-I | NYISO_A-F | NYISO_G-I | Internal | Winter | B19 | 700 | 4250 | 2752.38 | 57.41 | 57.42 | 0.01 | 0
2035 | NYISO_A-F_2_NYISO_G-I | NYISO_A-F | NYISO_G-I | Internal | Winter | B20 | 935 | 4250 | 2294.48 | 57.41 | 57.42 | 0.01 | 0
2035 | NYISO_A-F_2_PJM_ROM | NYISO_A-F | PJM_ROM | Internal | Shoulder | B11 | 25 | 1000 | 1000 | 62.1 | 76.49 | 8 | 6.39
2035 | NYISO_A-F_2_PJM_ROM | NYISO_A-F | PJM_ROM | Internal | Shoulder | B12 | 200 | 1000 | 942.06 | 58.38 | 66.38 | 8 | 0
2035 | NYISO_A-F_2_PJM_ROM | NYISO_A-F | PJM_ROM | Internal | Shoulder | B13 | 600 | 1000 | 0 | 49.31 | 53.24 | 8 | 0
2035 | NYISO_A-F_2_PJM_ROM | NYISO_A-F | PJM_ROM | Internal | Shoulder | B14 | 900 | 1000 | 0 | 49.31 | 50.66 | 8 | 0
2035 | NYISO_A-F_2_PJM_ROM | NYISO_A-F | PJM_ROM | Internal | Shoulder | B15 | 1203 | 1000 | 0 | 49.31 | 48.01 | 8 | 0
2035 | NYISO_A-F_2_PJM_ROM | NYISO_A-F | PJM_ROM | Internal | Summer | B1 | 10 | 1000 | 999.98 | 73.55 | 83.49 | 8 | 1.93
2035 | NYISO_A-F_2_PJM_ROM | NYISO_A-F | PJM_ROM | Internal | Summer | B2 | 25 | 1000 | 677.5 | 75.39 | 83.39 | 8 | 0
2035 | NYISO_A-F_2_PJM_ROM | NYISO_A-F | PJM_ROM | Internal | Summer | B3 | 75 | 1000 | 1000 | 71.39 | 81.79 | 8 | 2.4
2035 | NYISO_A-F_2_PJM_ROM | NYISO_A-F | PJM_ROM | Internal | Summer | B4 | 100 | 1000 | 1000 | 65.22 | 78.92 | 8 | 5.7
2035 | NYISO_A-F_2_PJM_ROM | NYISO_A-F | PJM_ROM | Internal | Summer | B5 | 200 | 1000 | 1000 | 61.34 | 75.88 | 8 | 6.54
2035 | NYISO_A-F_2_PJM_ROM | NYISO_A-F | PJM_ROM | Internal | Summer | B6 | 300 | 1000 | 449.86 | 54.26 | 62.26 | 8 | 0
2035 | NYISO_A-F_2_PJM_ROM | NYISO_A-F | PJM_ROM | Internal | Summer | B7 | 400 | 1000 | 0 | 48.35 | 50.33 | 8 | 0
2035 | NYISO_A-F_2_PJM_ROM | NYISO_A-F | PJM_ROM | Internal | Summer | B8 | 500 | 1000 | 0 | 48.35 | 48.75 | 8 | 0
2035 | NYISO_A-F_2_PJM_ROM | NYISO_A-F | PJM_ROM | Internal | Summer | B9 | 800 | 1000 | 0 | 47.13 | 46.63 | 8 | 0
2035 | NYISO_A-F_2_PJM_ROM | NYISO_A-F | PJM_ROM | Internal | Summer | B10 | 1262 | 1000 | 0 | 47.13 | 44.92 | 8 | 0
2035 | NYISO_A-F_2_PJM_ROM | NYISO_A-F | PJM_ROM | Internal | Winter | B16 | 25 | 1000 | 832.83 | 78.14 | 86.14 | 8 | 0
2035 | NYISO_A-F_2_PJM_ROM | NYISO_A-F | PJM_ROM | Internal | Winter | B17 | 100 | 1000 | 782.26 | 61.14 | 69.14 | 8 | 0
2035 | NYISO_A-F_2_PJM_ROM | NYISO_A-F | PJM_ROM | Internal | Winter | B18 | 400 | 1000 | 0 | 57.47 | 58.81 | 8 | 0
2035 | NYISO_A-F_2_PJM_ROM | NYISO_A-F | PJM_ROM | Internal | Winter | B19 | 700 | 1000 | 0 | 57.41 | 55 | 8 | 0
2035 | NYISO_A-F_2_PJM_ROM | NYISO_A-F | PJM_ROM | Internal | Winter | B20 | 935 | 1000 | 0 | 57.41 | 51.41 | 8 | 0
2035 | NYISO_G-I_2_NEISO | NYISO_G-I | NEISO | Internal | Shoulder | B11 | 25 | 600 | 0 | 62.11 | 46.31 | 3 | 0
2035 | NYISO_G-I_2_NEISO | NYISO_G-I | NEISO | Internal | Shoulder | B12 | 200 | 600 | 0 | 58.39 | 46.31 | 3 | 0
2035 | NYISO_G-I_2_NEISO | NYISO_G-I | NEISO | Internal | Shoulder | B13 | 600 | 600 | 0 | 49.32 | 46.31 | 3 | 0
2035 | NYISO_G-I_2_NEISO | NYISO_G-I | NEISO | Internal | Shoulder | B14 | 900 | 600 | 0 | 49.32 | 46.31 | 3 | 0
2035 | NYISO_G-I_2_NEISO | NYISO_G-I | NEISO | Internal | Shoulder | B15 | 1203 | 600 | 0 | 49.31 | 46.31 | 3 | 0
2035 | NYISO_G-I_2_NEISO | NYISO_G-I | NEISO | Internal | Summer | B1 | 10 | 600 | 0 | 73.56 | 70.56 | 3 | 0
2035 | NYISO_G-I_2_NEISO | NYISO_G-I | NEISO | Internal | Summer | B2 | 25 | 600 | 0 | 75.41 | 72.41 | 3 | 0
2035 | NYISO_G-I_2_NEISO | NYISO_G-I | NEISO | Internal | Summer | B3 | 75 | 600 | 0 | 71.4 | 68.4 | 3 | 0
2035 | NYISO_G-I_2_NEISO | NYISO_G-I | NEISO | Internal | Summer | B4 | 100 | 600 | 0 | 65.23 | 59.4 | 3 | 0
2035 | NYISO_G-I_2_NEISO | NYISO_G-I | NEISO | Internal | Summer | B5 | 200 | 600 | 0 | 61.36 | 58.34 | 3 | 0
2035 | NYISO_G-I_2_NEISO | NYISO_G-I | NEISO | Internal | Summer | B6 | 300 | 600 | 0 | 54.27 | 42.77 | 3 | 0
2035 | NYISO_G-I_2_NEISO | NYISO_G-I | NEISO | Internal | Summer | B7 | 400 | 600 | 0 | 48.36 | 42.77 | 3 | 0
2035 | NYISO_G-I_2_NEISO | NYISO_G-I | NEISO | Internal | Summer | B8 | 500 | 600 | 0 | 48.36 | 42.77 | 3 | 0
2035 | NYISO_G-I_2_NEISO | NYISO_G-I | NEISO | Internal | Summer | B9 | 800 | 600 | 0 | 47.15 | 42.77 | 3 | 0
2035 | NYISO_G-I_2_NEISO | NYISO_G-I | NEISO | Internal | Summer | B10 | 1262 | 600 | 0 | 47.12 | 42.77 | 3 | 0
2035 | NYISO_G-I_2_NEISO | NYISO_G-I | NEISO | Internal | Winter | B16 | 25 | 600 | 0 | 78.16 | 57.22 | 3 | 0
2035 | NYISO_G-I_2_NEISO | NYISO_G-I | NEISO | Internal | Winter | B17 | 100 | 600 | 0 | 61.16 | 57.22 | 3 | 0
2035 | NYISO_G-I_2_NEISO | NYISO_G-I | NEISO | Internal | Winter | B18 | 400 | 600 | 0 | 57.48 | 57.22 | 3 | 0
2035 | NYISO_G-I_2_NEISO | NYISO_G-I | NEISO | Internal | Winter | B19 | 700 | 600 | 0 | 57.42 | 57.22 | 3 | 0
2035 | NYISO_G-I_2_NEISO | NYISO_G-I | NEISO | Internal | Winter | B20 | 935 | 600 | 0 | 57.42 | 57.22 | 3 | 0
2035 | NYISO_G-I_2_NYISO_A-F | NYISO_G-I | NYISO_A-F | Internal | Shoulder | B11 | 25 | 1999 | 0.54 | 62.11 | 62.1 | 0.01 | 0
2035 | NYISO_G-I_2_NYISO_A-F | NYISO_G-I | NYISO_A-F | Internal | Shoulder | B12 | 200 | 1999 | 0.07 | 58.39 | 58.38 | 0.01 | 0
2035 | NYISO_G-I_2_NYISO_A-F | NYISO_G-I | NYISO_A-F | Internal | Shoulder | B13 | 600 | 1999 | 0.02 | 49.32 | 49.31 | 0.01 | 0
2035 | NYISO_G-I_2_NYISO_A-F | NYISO_G-I | NYISO_A-F | Internal | Shoulder | B14 | 900 | 1999 | 0.02 | 49.32 | 49.31 | 0.01 | 0
2035 | NYISO_G-I_2_NYISO_A-F | NYISO_G-I | NYISO_A-F | Internal | Shoulder | B15 | 1203 | 1999 | 0.03 | 49.31 | 49.31 | 0.01 | 0
2035 | NYISO_G-I_2_NYISO_A-F | NYISO_G-I | NYISO_A-F | Internal | Summer | B1 | 10 | 1999 | 1.3 | 73.56 | 73.55 | 0.01 | 0
2035 | NYISO_G-I_2_NYISO_A-F | NYISO_G-I | NYISO_A-F | Internal | Summer | B2 | 25 | 1999 | 0.56 | 75.41 | 75.39 | 0.01 | 0
2035 | NYISO_G-I_2_NYISO_A-F | NYISO_G-I | NYISO_A-F | Internal | Summer | B3 | 75 | 1999 | 0.19 | 71.4 | 71.39 | 0.01 | 0
2035 | NYISO_G-I_2_NYISO_A-F | NYISO_G-I | NYISO_A-F | Internal | Summer | B4 | 100 | 1999 | 0.15 | 65.23 | 65.22 | 0.01 | 0
2035 | NYISO_G-I_2_NYISO_A-F | NYISO_G-I | NYISO_A-F | Internal | Summer | B5 | 200 | 1999 | 0.07 | 61.36 | 61.34 | 0.01 | 0
2035 | NYISO_G-I_2_NYISO_A-F | NYISO_G-I | NYISO_A-F | Internal | Summer | B6 | 300 | 1999 | 0.05 | 54.27 | 54.26 | 0.01 | 0
2035 | NYISO_G-I_2_NYISO_A-F | NYISO_G-I | NYISO_A-F | Internal | Summer | B7 | 400 | 1999 | 0.04 | 48.36 | 48.35 | 0.01 | 0
2035 | NYISO_G-I_2_NYISO_A-F | NYISO_G-I | NYISO_A-F | Internal | Summer | B8 | 500 | 1999 | 0.03 | 48.36 | 48.35 | 0.01 | 0
2035 | NYISO_G-I_2_NYISO_A-F | NYISO_G-I | NYISO_A-F | Internal | Summer | B9 | 800 | 1999 | 0.02 | 47.15 | 47.13 | 0.01 | 0
2035 | NYISO_G-I_2_NYISO_A-F | NYISO_G-I | NYISO_A-F | Internal | Summer | B10 | 1262 | 1999 | 1366.61 | 47.12 | 47.13 | 0.01 | 0
2035 | NYISO_G-I_2_NYISO_A-F | NYISO_G-I | NYISO_A-F | Internal | Winter | B16 | 25 | 1999 | 0.52 | 78.16 | 78.14 | 0.01 | 0
2035 | NYISO_G-I_2_NYISO_A-F | NYISO_G-I | NYISO_A-F | Internal | Winter | B17 | 100 | 1999 | 0.14 | 61.16 | 61.14 | 0.01 | 0
2035 | NYISO_G-I_2_NYISO_A-F | NYISO_G-I | NYISO_A-F | Internal | Winter | B18 | 400 | 1999 | 0.04 | 57.48 | 57.47 | 0.01 | 0
2035 | NYISO_G-I_2_NYISO_A-F | NYISO_G-I | NYISO_A-F | Internal | Winter | B19 | 700 | 1999 | 0.02 | 57.42 | 57.41 | 0.01 | 0
2035 | NYISO_G-I_2_NYISO_A-F | NYISO_G-I | NYISO_A-F | Internal | Winter | B20 | 935 | 1999 | 0.02 | 57.42 | 57.41 | 0.01 | 0
2035 | NYISO_G-I_2_NYISO_J-K | NYISO_G-I | NYISO_J-K | Internal | Shoulder | B11 | 25 | 6130 | 6130 | 62.11 | 66.67 | 0.01 | 4.55
2035 | NYISO_G-I_2_NYISO_J-K | NYISO_G-I | NYISO_J-K | Internal | Shoulder | B12 | 200 | 6130 | 6130 | 58.39 | 66.67 | 0.01 | 8.27
2035 | NYISO_G-I_2_NYISO_J-K | NYISO_G-I | NYISO_J-K | Internal | Shoulder | B13 | 600 | 6130 | 6130 | 49.32 | 59.22 | 0.01 | 9.89
2035 | NYISO_G-I_2_NYISO_J-K | NYISO_G-I | NYISO_J-K | Internal | Shoulder | B14 | 900 | 6130 | 6130 | 49.32 | 50.01 | 0.01 | 0.67
2035 | NYISO_G-I_2_NYISO_J-K | NYISO_G-I | NYISO_J-K | Internal | Shoulder | B15 | 1203 | 6130 | 4723.34 | 49.31 | 49.32 | 0.01 | 0
2035 | NYISO_G-I_2_NYISO_J-K | NYISO_G-I | NYISO_J-K | Internal | Summer | B1 | 10 | 6130 | 4162.37 | 73.56 | 73.57 | 0.01 | 0
2035 | NYISO_G-I_2_NYISO_J-K | NYISO_G-I | NYISO_J-K | Internal | Summer | B2 | 25 | 6130 | 4048.63 | 75.41 | 75.42 | 0.01 | 0
2035 | NYISO_G-I_2_NYISO_J-K | NYISO_G-I | NYISO_J-K | Internal | Summer | B3 | 75 | 6130 | 4061.42 | 71.4 | 71.41 | 0.01 | 0
2035 | NYISO_G-I_2_NYISO_J-K | NYISO_G-I | NYISO_J-K | Internal | Summer | B4 | 100 | 6130 | 3478.67 | 65.23 | 65.24 | 0.01 | 0
2035 | NYISO_G-I_2_NYISO_J-K | NYISO_G-I | NYISO_J-K | Internal | Summer | B5 | 200 | 6130 | 4480.84 | 61.36 | 61.37 | 0.01 | 0
2035 | NYISO_G-I_2_NYISO_J-K | NYISO_G-I | NYISO_J-K | Internal | Summer | B6 | 300 | 6130 | 6130 | 54.27 | 61.37 | 0.01 | 7.09
2035 | NYISO_G-I_2_NYISO_J-K | NYISO_G-I | NYISO_J-K | Internal | Summer | B7 | 400 | 6130 | 6130 | 48.36 | 61.37 | 0.01 | 12.99
2035 | NYISO_G-I_2_NYISO_J-K | NYISO_G-I | NYISO_J-K | Internal | Summer | B8 | 500 | 6130 | 6130 | 48.36 | 61.37 | 0.01 | 12.99
2035 | NYISO_G-I_2_NYISO_J-K | NYISO_G-I | NYISO_J-K | Internal | Summer | B9 | 800 | 6130 | 5833.4 | 47.15 | 47.16 | 0.01 | 0
2035 | NYISO_G-I_2_NYISO_J-K | NYISO_G-I | NYISO_J-K | Internal | Summer | B10 | 1262 | 6130 | 3990.42 | 47.12 | 47.13 | 0.01 | 0
2035 | NYISO_G-I_2_NYISO_J-K | NYISO_G-I | NYISO_J-K | Internal | Winter | B16 | 25 | 6130 | 6130 | 78.16 | 85.06 | 0.01 | 6.89
2035 | NYISO_G-I_2_NYISO_J-K | NYISO_G-I | NYISO_J-K | Internal | Winter | B17 | 100 | 6130 | 6130 | 61.16 | 85.06 | 0.01 | 23.89
2035 | NYISO_G-I_2_NYISO_J-K | NYISO_G-I | NYISO_J-K | Internal | Winter | B18 | 400 | 6130 | 6130 | 57.48 | 76.9 | 0.01 | 19.4
2035 | NYISO_G-I_2_NYISO_J-K | NYISO_G-I | NYISO_J-K | Internal | Winter | B19 | 700 | 6130 | 6130 | 57.42 | 63.63 | 0.01 | 6.2
2035 | NYISO_G-I_2_NYISO_J-K | NYISO_G-I | NYISO_J-K | Internal | Winter | B20 | 935 | 6130 | 6130 | 57.42 | 59.79 | 0.01 | 2.36
2035 | NYISO_G-I_2_PJM_E | NYISO_G-I | PJM_E | Internal | Shoulder | B11 | 25 | 1500 | 1500 | 62.11 | 76.48 | 8 | 6.36
2035 | NYISO_G-I_2_PJM_E | NYISO_G-I | PJM_E | Internal | Shoulder | B12 | 200 | 1500 | 518.35 | 58.39 | 66.39 | 8 | 0
2035 | NYISO_G-I_2_PJM_E | NYISO_G-I | PJM_E | Internal | Shoulder | B13 | 600 | 1500 | 0 | 49.32 | 53.22 | 8 | 0
2035 | NYISO_G-I_2_PJM_E | NYISO_G-I | PJM_E | Internal | Shoulder | B14 | 900 | 1500 | 0 | 49.32 | 50.67 | 8 | 0
2035 | NYISO_G-I_2_PJM_E | NYISO_G-I | PJM_E | Internal | Shoulder | B15 | 1203 | 1500 | 0 | 49.31 | 48.02 | 8 | 0
2035 | NYISO_G-I_2_PJM_E | NYISO_G-I | PJM_E | Internal | Summer | B1 | 10 | 1500 | 1499.98 | 73.56 | 83.5 | 8 | 1.93
2035 | NYISO_G-I_2_PJM_E | NYISO_G-I | PJM_E | Internal | Summer | B2 | 25 | 1500 | 1117.23 | 75.41 | 83.41 | 8 | 0
2035 | NYISO_G-I_2_PJM_E | NYISO_G-I | PJM_E | Internal | Summer | B3 | 75 | 1500 | 1500 | 71.4 | 81.8 | 8 | 2.4
2035 | NYISO_G-I_2_PJM_E | NYISO_G-I | PJM_E | Internal | Summer | B4 | 100 | 1500 | 1500 | 65.23 | 78.91 | 8 | 5.67
2035 | NYISO_G-I_2_PJM_E | NYISO_G-I | PJM_E | Internal | Summer | B5 | 200 | 1500 | 1500 | 61.36 | 75.9 | 8 | 6.54
2035 | NYISO_G-I_2_PJM_E | NYISO_G-I | PJM_E | Internal | Summer | B6 | 300 | 1500 | 579.94 | 54.27 | 62.27 | 8 | 0
2035 | NYISO_G-I_2_PJM_E | NYISO_G-I | PJM_E | Internal | Summer | B7 | 400 | 1500 | 0 | 48.36 | 50.34 | 8 | 0
2035 | NYISO_G-I_2_PJM_E | NYISO_G-I | PJM_E | Internal | Summer | B8 | 500 | 1500 | 0 | 48.36 | 48.77 | 8 | 0
2035 | NYISO_G-I_2_PJM_E | NYISO_G-I | PJM_E | Internal | Summer | B9 | 800 | 1500 | 0 | 47.15 | 46.64 | 8 | 0
2035 | NYISO_G-I_2_PJM_E | NYISO_G-I | PJM_E | Internal | Summer | B10 | 1262 | 1500 | 0 | 47.12 | 44.93 | 8 | 0
2035 | NYISO_G-I_2_PJM_E | NYISO_G-I | PJM_E | Internal | Winter | B16 | 25 | 1500 | 1160.25 | 78.16 | 86.16 | 8 | 0
2035 | NYISO_G-I_2_PJM_E | NYISO_G-I | PJM_E | Internal | Winter | B17 | 100 | 1500 | 1105.59 | 61.16 | 69.16 | 8 | 0
2035 | NYISO_G-I_2_PJM_E | NYISO_G-I | PJM_E | Internal | Winter | B18 | 400 | 1500 | 0 | 57.48 | 58.82 | 8 | 0
2035 | NYISO_G-I_2_PJM_E | NYISO_G-I | PJM_E | Internal | Winter | B19 | 700 | 1500 | 0 | 57.42 | 55.01 | 8 | 0
2035 | NYISO_G-I_2_PJM_E | NYISO_G-I | PJM_E | Internal | Winter | B20 | 935 | 1500 | 0 | 57.42 | 51.42 | 8 | 0
2035 | NYISO_J-K_2_NEISO | NYISO_J-K | NEISO | Internal | Shoulder | B11 | 25 | 0.01 | 0 | 66.67 | 46.31 | 3 | 1.16
2035 | NYISO_J-K_2_NEISO | NYISO_J-K | NEISO | Internal | Shoulder | B12 | 200 | 0.01 | 0 | 66.67 | 46.31 | 3 | 0.17
2035 | NYISO_J-K_2_NEISO | NYISO_J-K | NEISO | Internal | Shoulder | B13 | 600 | 0.01 | 0 | 59.22 | 46.31 | 3 | 0.06
2035 | NYISO_J-K_2_NEISO | NYISO_J-K | NEISO | Internal | Shoulder | B14 | 900 | 0.01 | 0 | 50.01 | 46.31 | 3 | 0.04
2035 | NYISO_J-K_2_NEISO | NYISO_J-K | NEISO | Internal | Shoulder | B15 | 1203 | 0.01 | 0 | 49.32 | 46.31 | 3 | 0.03
2035 | NYISO_J-K_2_NEISO | NYISO_J-K | NEISO | Internal | Summer | B1 | 10 | 0.01 | 0 | 73.57 | 70.56 | 3 | 3.78
2035 | NYISO_J-K_2_NEISO | NYISO_J-K | NEISO | Internal | Summer | B2 | 25 | 0.01 | 0 | 75.42 | 72.41 | 3 | 1.32
2035 | NYISO_J-K_2_NEISO | NYISO_J-K | NEISO | Internal | Summer | B3 | 75 | 0.01 | 0 | 71.41 | 68.4 | 3 | 0.45
2035 | NYISO_J-K_2_NEISO | NYISO_J-K | NEISO | Internal | Summer | B4 | 100 | 0.01 | 0 | 65.24 | 59.4 | 3 | 0.34
2035 | NYISO_J-K_2_NEISO | NYISO_J-K | NEISO | Internal | Summer | B5 | 200 | 0.01 | 0 | 61.37 | 58.34 | 3 | 0.18
2035 | NYISO_J-K_2_NEISO | NYISO_J-K | NEISO | Internal | Summer | B6 | 300 | 0.01 | 0 | 61.37 | 42.77 | 3 | 0.11
2035 | NYISO_J-K_2_NEISO | NYISO_J-K | NEISO | Internal | Summer | B7 | 400 | 0.01 | 0 | 61.37 | 42.77 | 3 | 0.09
2035 | NYISO_J-K_2_NEISO | NYISO_J-K | NEISO | Internal | Summer | B8 | 500 | 0.01 | 0 | 61.37 | 42.77 | 3 | 0.07
2035 | NYISO_J-K_2_NEISO | NYISO_J-K | NEISO | Internal | Summer | B9 | 800 | 0.01 | 0 | 47.16 | 42.77 | 3 | 0.05
2035 | NYISO_J-K_2_NEISO | NYISO_J-K | NEISO | Internal | Summer | B10 | 1262 | 0.01 | 0 | 47.13 | 42.77 | 3 | 0.03
2035 | NYISO_J-K_2_NEISO | NYISO_J-K | NEISO | Internal | Winter | B16 | 25 | 0.01 | 0 | 85.06 | 57.22 | 3 | 1.15
2035 | NYISO_J-K_2_NEISO | NYISO_J-K | NEISO | Internal | Winter | B17 | 100 | 0.01 | 0 | 85.06 | 57.22 | 3 | 0.31
2035 | NYISO_J-K_2_NEISO | NYISO_J-K | NEISO | Internal | Winter | B18 | 400 | 0.01 | 0 | 76.9 | 57.22 | 3 | 0.09
2035 | NYISO_J-K_2_NEISO | NYISO_J-K | NEISO | Internal | Winter | B19 | 700 | 0.01 | 0 | 63.63 | 57.22 | 3 | 0.05
2035 | NYISO_J-K_2_NEISO | NYISO_J-K | NEISO | Internal | Winter | B20 | 935 | 0.01 | 0 | 59.79 | 57.22 | 3 | 0.04
2035 | NYISO_J-K_2_NYISO_G-I | NYISO_J-K | NYISO_G-I | Internal | Shoulder | B11 | 25 | 1999 | 0 | 66.67 | 62.11 | 0.01 | 0
2035 | NYISO_J-K_2_NYISO_G-I | NYISO_J-K | NYISO_G-I | Internal | Shoulder | B12 | 200 | 1999 | 0 | 66.67 | 58.39 | 0.01 | 0
2035 | NYISO_J-K_2_NYISO_G-I | NYISO_J-K | NYISO_G-I | Internal | Shoulder | B13 | 600 | 1999 | 0 | 59.22 | 49.32 | 0.01 | 0
2035 | NYISO_J-K_2_NYISO_G-I | NYISO_J-K | NYISO_G-I | Internal | Shoulder | B14 | 900 | 1999 | 0 | 50.01 | 49.32 | 0.01 | 0
2035 | NYISO_J-K_2_NYISO_G-I | NYISO_J-K | NYISO_G-I | Internal | Shoulder | B15 | 1203 | 1999 | 0.01 | 49.32 | 49.31 | 0.01 | 0
2035 | NYISO_J-K_2_NYISO_G-I | NYISO_J-K | NYISO_G-I | Internal | Summer | B1 | 10 | 1999 | 1.33 | 73.57 | 73.56 | 0.01 | 0
2035 | NYISO_J-K_2_NYISO_G-I | NYISO_J-K | NYISO_G-I | Internal | Summer | B2 | 25 | 1999 | 0.55 | 75.42 | 75.41 | 0.01 | 0
2035 | NYISO_J-K_2_NYISO_G-I | NYISO_J-K | NYISO_G-I | Internal | Summer | B3 | 75 | 1999 | 0.19 | 71.41 | 71.4 | 0.01 | 0
2035 | NYISO_J-K_2_NYISO_G-I | NYISO_J-K | NYISO_G-I | Internal | Summer | B4 | 100 | 1999 | 0.14 | 65.24 | 65.23 | 0.01 | 0
2035 | NYISO_J-K_2_NYISO_G-I | NYISO_J-K | NYISO_G-I | Internal | Summer | B5 | 200 | 1999 | 0.07 | 61.37 | 61.36 | 0.01 | 0
2035 | NYISO_J-K_2_NYISO_G-I | NYISO_J-K | NYISO_G-I | Internal | Summer | B6 | 300 | 1999 | 0 | 61.37 | 54.27 | 0.01 | 0
2035 | NYISO_J-K_2_NYISO_G-I | NYISO_J-K | NYISO_G-I | Internal | Summer | B7 | 400 | 1999 | 0 | 61.37 | 48.36 | 0.01 | 0
2035 | NYISO_J-K_2_NYISO_G-I | NYISO_J-K | NYISO_G-I | Internal | Summer | B8 | 500 | 1999 | 0 | 61.37 | 48.36 | 0.01 | 0
2035 | NYISO_J-K_2_NYISO_G-I | NYISO_J-K | NYISO_G-I | Internal | Summer | B9 | 800 | 1999 | 0.02 | 47.16 | 47.15 | 0.01 | 0
2035 | NYISO_J-K_2_NYISO_G-I | NYISO_J-K | NYISO_G-I | Internal | Summer | B10 | 1262 | 1999 | 0.01 | 47.13 | 47.12 | 0.01 | 0
2035 | NYISO_J-K_2_NYISO_G-I | NYISO_J-K | NYISO_G-I | Internal | Winter | B16 | 25 | 1999 | 0 | 85.06 | 78.16 | 0.01 | 0
2035 | NYISO_J-K_2_NYISO_G-I | NYISO_J-K | NYISO_G-I | Internal | Winter | B17 | 100 | 1999 | 0 | 85.06 | 61.16 | 0.01 | 0
2035 | NYISO_J-K_2_NYISO_G-I | NYISO_J-K | NYISO_G-I | Internal | Winter | B18 | 400 | 1999 | 0 | 76.9 | 57.48 | 0.01 | 0
2035 | NYISO_J-K_2_NYISO_G-I | NYISO_J-K | NYISO_G-I | Internal | Winter | B19 | 700 | 1999 | 0 | 63.63 | 57.42 | 0.01 | 0
2035 | NYISO_J-K_2_NYISO_G-I | NYISO_J-K | NYISO_G-I | Internal | Winter | B20 | 935 | 1999 | 0 | 59.79 | 57.42 | 0.01 | 0
2035 | NYISO_J-K_2_PJM_E | NYISO_J-K | PJM_E | Internal | Shoulder | B11 | 25 | 0.01 | 0 | 66.67 | 76.48 | 8 | 3.41
2035 | NYISO_J-K_2_PJM_E | NYISO_J-K | PJM_E | Internal | Shoulder | B12 | 200 | 0.01 | 0 | 66.67 | 66.39 | 8 | 0.18
2035 | NYISO_J-K_2_PJM_E | NYISO_J-K | PJM_E | Internal | Shoulder | B13 | 600 | 0.01 | 0 | 59.22 | 53.22 | 8 | 0.06
2035 | NYISO_J-K_2_PJM_E | NYISO_J-K | PJM_E | Internal | Shoulder | B14 | 900 | 0.01 | 0 | 50.01 | 50.67 | 8 | 0.04
2035 | NYISO_J-K_2_PJM_E | NYISO_J-K | PJM_E | Internal | Shoulder | B15 | 1203 | 0.01 | 0 | 49.32 | 48.02 | 8 | 0.03
2035 | NYISO_J-K_2_PJM_E | NYISO_J-K | PJM_E | Internal | Summer | B1 | 10 | 0.01 | 0 | 73.57 | 83.5 | 8 | 6.52
2035 | NYISO_J-K_2_PJM_E | NYISO_J-K | PJM_E | Internal | Summer | B2 | 25 | 0.01 | 0 | 75.42 | 83.41 | 8 | 2.15
2035 | NYISO_J-K_2_PJM_E | NYISO_J-K | PJM_E | Internal | Summer | B3 | 75 | 0.01 | 0 | 71.41 | 81.8 | 8 | 2.86
2035 | NYISO_J-K_2_PJM_E | NYISO_J-K | PJM_E | Internal | Summer | B4 | 100 | 0.01 | 0 | 65.24 | 78.91 | 8 | 6.01
2035 | NYISO_J-K_2_PJM_E | NYISO_J-K | PJM_E | Internal | Summer | B5 | 200 | 0.01 | 0 | 61.37 | 75.9 | 8 | 6.71
2035 | NYISO_J-K_2_PJM_E | NYISO_J-K | PJM_E | Internal | Summer | B6 | 300 | 0.01 | 0 | 61.37 | 62.27 | 8 | 0.12
2035 | NYISO_J-K_2_PJM_E | NYISO_J-K | PJM_E | Internal | Summer | B7 | 400 | 0.01 | 0 | 61.37 | 50.34 | 8 | 0.09
2035 | NYISO_J-K_2_PJM_E | NYISO_J-K | PJM_E | Internal | Summer | B8 | 500 | 0.01 | 0 | 61.37 | 48.77 | 8 | 0.07
2035 | NYISO_J-K_2_PJM_E | NYISO_J-K | PJM_E | Internal | Summer | B9 | 800 | 0.01 | 0 | 47.16 | 46.64 | 8 | 0.05
2035 | NYISO_J-K_2_PJM_E | NYISO_J-K | PJM_E | Internal | Summer | B10 | 1262 | 0.01 | 0 | 47.13 | 44.93 | 8 | 0.03
2035 | NYISO_J-K_2_PJM_E | NYISO_J-K | PJM_E | Internal | Winter | B16 | 25 | 0.01 | 0 | 85.06 | 86.16 | 8 | 1.29
2035 | NYISO_J-K_2_PJM_E | NYISO_J-K | PJM_E | Internal | Winter | B17 | 100 | 0.01 | 0 | 85.06 | 69.16 | 8 | 0.32
2035 | NYISO_J-K_2_PJM_E | NYISO_J-K | PJM_E | Internal | Winter | B18 | 400 | 0.01 | 0 | 76.9 | 58.82 | 8 | 0.08
2035 | NYISO_J-K_2_PJM_E | NYISO_J-K | PJM_E | Internal | Winter | B19 | 700 | 0.01 | 0 | 63.63 | 55.01 | 8 | 0.05
2035 | NYISO_J-K_2_PJM_E | NYISO_J-K | PJM_E | Internal | Winter | B20 | 935 | 0.01 | 0 | 59.79 | 51.42 | 8 | 0.04
2035 | PJM_E_2_NYISO_G-I | PJM_E | NYISO_G-I | Internal | Shoulder | B11 | 25 | 500 | 0 | 76.48 | 62.11 | 6 | 0
2035 | PJM_E_2_NYISO_G-I | PJM_E | NYISO_G-I | Internal | Shoulder | B12 | 200 | 500 | 0 | 66.39 | 58.39 | 6 | 0
2035 | PJM_E_2_NYISO_G-I | PJM_E | NYISO_G-I | Internal | Shoulder | B13 | 600 | 500 | 0 | 53.22 | 49.32 | 6 | 0
2035 | PJM_E_2_NYISO_G-I | PJM_E | NYISO_G-I | Internal | Shoulder | B14 | 900 | 500 | 0 | 50.67 | 49.32 | 6 | 0
2035 | PJM_E_2_NYISO_G-I | PJM_E | NYISO_G-I | Internal | Shoulder | B15 | 1203 | 500 | 0 | 48.02 | 49.31 | 6 | 0
2035 | PJM_E_2_NYISO_G-I | PJM_E | NYISO_G-I | Internal | Summer | B1 | 10 | 500 | 0 | 83.5 | 73.56 | 6 | 0
2035 | PJM_E_2_NYISO_G-I | PJM_E | NYISO_G-I | Internal | Summer | B2 | 25 | 500 | 0 | 83.41 | 75.41 | 6 | 0
2035 | PJM_E_2_NYISO_G-I | PJM_E | NYISO_G-I | Internal | Summer | B3 | 75 | 500 | 0 | 81.8 | 71.4 | 6 | 0
2035 | PJM_E_2_NYISO_G-I | PJM_E | NYISO_G-I | Internal | Summer | B4 | 100 | 500 | 0 | 78.91 | 65.23 | 6 | 0
2035 | PJM_E_2_NYISO_G-I | PJM_E | NYISO_G-I | Internal | Summer | B5 | 200 | 500 | 0 | 75.9 | 61.36 | 6 | 0
2035 | PJM_E_2_NYISO_G-I | PJM_E | NYISO_G-I | Internal | Summer | B6 | 300 | 500 | 0 | 62.27 | 54.27 | 6 | 0
2035 | PJM_E_2_NYISO_G-I | PJM_E | NYISO_G-I | Internal | Summer | B7 | 400 | 500 | 0 | 50.34 | 48.36 | 6 | 0
2035 | PJM_E_2_NYISO_G-I | PJM_E | NYISO_G-I | Internal | Summer | B8 | 500 | 500 | 0 | 48.77 | 48.36 | 6 | 0
2035 | PJM_E_2_NYISO_G-I | PJM_E | NYISO_G-I | Internal | Summer | B9 | 800 | 500 | 0 | 46.64 | 47.15 | 6 | 0
2035 | PJM_E_2_NYISO_G-I | PJM_E | NYISO_G-I | Internal | Summer | B10 | 1262 | 500 | 0 | 44.93 | 47.12 | 6 | 0
2035 | PJM_E_2_NYISO_G-I | PJM_E | NYISO_G-I | Internal | Winter | B16 | 25 | 500 | 0 | 86.16 | 78.16 | 6 | 0
2035 | PJM_E_2_NYISO_G-I | PJM_E | NYISO_G-I | Internal | Winter | B17 | 100 | 500 | 0 | 69.16 | 61.16 | 6 | 0
2035 | PJM_E_2_NYISO_G-I | PJM_E | NYISO_G-I | Internal | Winter | B18 | 400 | 500 | 0 | 58.82 | 57.48 | 6 | 0
2035 | PJM_E_2_NYISO_G-I | PJM_E | NYISO_G-I | Internal | Winter | B19 | 700 | 500 | 0 | 55.01 | 57.42 | 6 | 0
2035 | PJM_E_2_NYISO_G-I | PJM_E | NYISO_G-I | Internal | Winter | B20 | 935 | 500 | 98.53 | 51.42 | 57.42 | 6 | 0
2035 | PJM_E_2_NYISO_J-K | PJM_E | NYISO_J-K | Internal | Shoulder | B11 | 25 | 330 | 0 | 76.48 | 66.67 | 6 | 0
2035 | PJM_E_2_NYISO_J-K | PJM_E | NYISO_J-K | Internal | Shoulder | B12 | 200 | 330 | 0 | 66.39 | 66.67 | 6 | 0
2035 | PJM_E_2_NYISO_J-K | PJM_E | NYISO_J-K | Internal | Shoulder | B13 | 600 | 330 | 54.75 | 53.22 | 59.22 | 6 | 0
2035 | PJM_E_2_NYISO_J-K | PJM_E | NYISO_J-K | Internal | Shoulder | B14 | 900 | 330 | 0 | 50.67 | 50.01 | 6 | 0
2035 | PJM_E_2_NYISO_J-K | PJM_E | NYISO_J-K | Internal | Shoulder | B15 | 1203 | 330 | 0 | 48.02 | 49.32 | 6 | 0
2035 | PJM_E_2_NYISO_J-K | PJM_E | NYISO_J-K | Internal | Summer | B1 | 10 | 330 | 0 | 83.5 | 73.57 | 6 | 0
2035 | PJM_E_2_NYISO_J-K | PJM_E | NYISO_J-K | Internal | Summer | B2 | 25 | 330 | 0 | 83.41 | 75.42 | 6 | 0
2035 | PJM_E_2_NYISO_J-K | PJM_E | NYISO_J-K | Internal | Summer | B3 | 75 | 330 | 0 | 81.8 | 71.41 | 6 | 0
2035 | PJM_E_2_NYISO_J-K | PJM_E | NYISO_J-K | Internal | Summer | B4 | 100 | 330 | 0 | 78.91 | 65.24 | 6 | 0
2035 | PJM_E_2_NYISO_J-K | PJM_E | NYISO_J-K | Internal | Summer | B5 | 200 | 330 | 0 | 75.9 | 61.37 | 6 | 0
2035 | PJM_E_2_NYISO_J-K | PJM_E | NYISO_J-K | Internal | Summer | B6 | 300 | 330 | 0 | 62.27 | 61.37 | 6 | 0
2035 | PJM_E_2_NYISO_J-K | PJM_E | NYISO_J-K | Internal | Summer | B7 | 400 | 330 | 330 | 50.34 | 61.37 | 6 | 5.02
2035 | PJM_E_2_NYISO_J-K | PJM_E | NYISO_J-K | Internal | Summer | B8 | 500 | 330 | 330 | 48.77 | 61.37 | 6 | 6.6
2035 | PJM_E_2_NYISO_J-K | PJM_E | NYISO_J-K | Internal | Summer | B9 | 800 | 330 | 0 | 46.64 | 47.16 | 6 | 0
2035 | PJM_E_2_NYISO_J-K | PJM_E | NYISO_J-K | Internal | Summer | B10 | 1262 | 330 | 0 | 44.93 | 47.13 | 6 | 0
2035 | PJM_E_2_NYISO_J-K | PJM_E | NYISO_J-K | Internal | Winter | B16 | 25 | 330 | 0 | 86.16 | 85.06 | 6 | 0
2035 | PJM_E_2_NYISO_J-K | PJM_E | NYISO_J-K | Internal | Winter | B17 | 100 | 330 | 330 | 69.16 | 85.06 | 6 | 9.9
2035 | PJM_E_2_NYISO_J-K | PJM_E | NYISO_J-K | Internal | Winter | B18 | 400 | 330 | 330 | 58.82 | 76.9 | 6 | 12.07
2035 | PJM_E_2_NYISO_J-K | PJM_E | NYISO_J-K | Internal | Winter | B19 | 700 | 330 | 330 | 55.01 | 63.63 | 6 | 2.62
2035 | PJM_E_2_NYISO_J-K | PJM_E | NYISO_J-K | Internal | Winter | B20 | 935 | 330 | 330 | 51.42 | 59.79 | 6 | 2.37
2035 | PJM_E_2_PJM_ROM | PJM_E | PJM_ROM | Internal | Shoulder | B11 | 25 | 8000 | 2879.3 | 76.48 | 76.49 | 0.01 | 0
2035 | PJM_E_2_PJM_ROM | PJM_E | PJM_ROM | Internal | Shoulder | B12 | 200 | 8000 | 0.09 | 66.39 | 66.38 | 0.01 | 0
2035 | PJM_E_2_PJM_ROM | PJM_E | PJM_ROM | Internal | Shoulder | B13 | 600 | 8000 | 143.38 | 53.22 | 53.24 | 0.01 | 0
2035 | PJM_E_2_PJM_ROM | PJM_E | PJM_ROM | Internal | Shoulder | B14 | 900 | 8000 | 0.02 | 50.67 | 50.66 | 0.01 | 0
2035 | PJM_E_2_PJM_ROM | PJM_E | PJM_ROM | Internal | Shoulder | B15 | 1203 | 8000 | 0.01 | 48.02 | 48.01 | 0.01 | 0
2035 | PJM_E_2_PJM_ROM | PJM_E | PJM_ROM | Internal | Summer | B1 | 10 | 8000 | 1.39 | 83.5 | 83.49 | 0.01 | 0
2035 | PJM_E_2_PJM_ROM | PJM_E | PJM_ROM | Internal | Summer | B2 | 25 | 8000 | 0.57 | 83.41 | 83.39 | 0.01 | 0
2035 | PJM_E_2_PJM_ROM | PJM_E | PJM_ROM | Internal | Summer | B3 | 75 | 8000 | 0.21 | 81.8 | 81.79 | 0.01 | 0
2035 | PJM_E_2_PJM_ROM | PJM_E | PJM_ROM | Internal | Summer | B4 | 100 | 8000 | 1589.98 | 78.91 | 78.92 | 0.01 | 0
2035 | PJM_E_2_PJM_ROM | PJM_E | PJM_ROM | Internal | Summer | B5 | 200 | 8000 | 0.08 | 75.9 | 75.88 | 0.01 | 0
2035 | PJM_E_2_PJM_ROM | PJM_E | PJM_ROM | Internal | Summer | B6 | 300 | 8000 | 0.05 | 62.27 | 62.26 | 0.01 | 0
2035 | PJM_E_2_PJM_ROM | PJM_E | PJM_ROM | Internal | Summer | B7 | 400 | 8000 | 0.04 | 50.34 | 50.33 | 0.01 | 0
2035 | PJM_E_2_PJM_ROM | PJM_E | PJM_ROM | Internal | Summer | B8 | 500 | 8000 | 0.03 | 48.77 | 48.75 | 0.01 | 0
2035 | PJM_E_2_PJM_ROM | PJM_E | PJM_ROM | Internal | Summer | B9 | 800 | 8000 | 0.02 | 46.64 | 46.63 | 0.01 | 0
2035 | PJM_E_2_PJM_ROM | PJM_E | PJM_ROM | Internal | Summer | B10 | 1262 | 8000 | 0.01 | 44.93 | 44.92 | 0.01 | 0
2035 | PJM_E_2_PJM_ROM | PJM_E | PJM_ROM | Internal | Winter | B16 | 25 | 8000 | 0.58 | 86.16 | 86.14 | 0.01 | 0
2035 | PJM_E_2_PJM_ROM | PJM_E | PJM_ROM | Internal | Winter | B17 | 100 | 8000 | 0.15 | 69.16 | 69.14 | 0.01 | 0
2035 | PJM_E_2_PJM_ROM | PJM_E | PJM_ROM | Internal | Winter | B18 | 400 | 8000 | 0.04 | 58.82 | 58.81 | 0.01 | 0
2035 | PJM_E_2_PJM_ROM | PJM_E | PJM_ROM | Internal | Winter | B19 | 700 | 8000 | 0.02 | 55.01 | 55 | 0.01 | 0
2035 | PJM_E_2_PJM_ROM | PJM_E | PJM_ROM | Internal | Winter | B20 | 935 | 8000 | 0.02 | 51.42 | 51.41 | 0.01 | 0
2035 | PJM_ROR_2_MISO_IN | PJM_ROR | MISO_IN | Internal | Shoulder | B11 | 25 | 909 | 909 | 76.5 | 81.82 | 2 | 3.32
2035 | PJM_ROR_2_MISO_IN | PJM_ROR | MISO_IN | Internal | Shoulder | B12 | 200 | 909 | 0 | 66.37 | 67.11 | 2 | 0
2035 | PJM_ROR_2_MISO_IN | PJM_ROR | MISO_IN | Internal | Shoulder | B13 | 600 | 909 | 0 | 53.22 | 54.77 | 2 | 0
2035 | PJM_ROR_2_MISO_IN | PJM_ROR | MISO_IN | Internal | Shoulder | B14 | 900 | 909 | 0 | 50.65 | 52.27 | 2 | 0
2035 | PJM_ROR_2_MISO_IN | PJM_ROR | MISO_IN | Internal | Shoulder | B15 | 1203 | 909 | 0 | 48 | 48.55 | 2 | 0
2035 | PJM_ROR_2_MISO_IN | PJM_ROR | MISO_IN | Internal | Summer | B1 | 10 | 909 | 2.65 | 83.47 | 85.46 | 2 | 0
2035 | PJM_ROR_2_MISO_IN | PJM_ROR | MISO_IN | Internal | Summer | B2 | 25 | 909 | 907.99 | 83.38 | 85.39 | 2 | 0.01
2035 | PJM_ROR_2_MISO_IN | PJM_ROR | MISO_IN | Internal | Summer | B3 | 75 | 909 | 0.41 | 81.8 | 83.79 | 2 | 0
2035 | PJM_ROR_2_MISO_IN | PJM_ROR | MISO_IN | Internal | Summer | B4 | 100 | 909 | 701.66 | 78.93 | 80.93 | 2 | 0
2035 | PJM_ROR_2_MISO_IN | PJM_ROR | MISO_IN | Internal | Summer | B5 | 200 | 909 | 909 | 75.9 | 79.12 | 2 | 1.23
2035 | PJM_ROR_2_MISO_IN | PJM_ROR | MISO_IN | Internal | Summer | B6 | 300 | 909 | 640.66 | 62.25 | 64.25 | 2 | 0
2035 | PJM_ROR_2_MISO_IN | PJM_ROR | MISO_IN | Internal | Summer | B7 | 400 | 909 | 0.07 | 50.32 | 52.31 | 2 | 0
2035 | PJM_ROR_2_MISO_IN | PJM_ROR | MISO_IN | Internal | Summer | B8 | 500 | 909 | 0.03 | 48.74 | 50.72 | 2 | 0
2035 | PJM_ROR_2_MISO_IN | PJM_ROR | MISO_IN | Internal | Summer | B9 | 800 | 909 | 0 | 45.88 | 46.39 | 2 | 0
2035 | PJM_ROR_2_MISO_IN | PJM_ROR | MISO_IN | Internal | Summer | B10 | 1262 | 909 | 0 | 44.9 | 45.16 | 2 | 0
2035 | PJM_ROR_2_MISO_IN | PJM_ROR | MISO_IN | Internal | Winter | B16 | 25 | 909 | 0.01 | 86.13 | 86.75 | 2 | 0
2035 | PJM_ROR_2_MISO_IN | PJM_ROR | MISO_IN | Internal | Winter | B17 | 100 | 909 | 0 | 69.13 | 67.14 | 2 | 0
2035 | PJM_ROR_2_MISO_IN | PJM_ROR | MISO_IN | Internal | Winter | B18 | 400 | 909 | 0 | 58.8 | 57.87 | 2 | 0
2035 | PJM_ROR_2_MISO_IN | PJM_ROR | MISO_IN | Internal | Winter | B19 | 700 | 909 | 0 | 54.57 | 52.58 | 2 | 0
2035 | PJM_ROR_2_MISO_IN | PJM_ROR | MISO_IN | Internal | Winter | B20 | 935 | 909 | 0 | 50.07 | 49.45 | 2 | 0
2035 | PJM_ROR_2_MISO_MI | PJM_ROR | MISO_MI | Internal | Shoulder | B11 | 25 | 1305 | 1305 | 76.5 | 81.81 | 2 | 3.31
2035 | PJM_ROR_2_MISO_MI | PJM_ROR | MISO_MI | Internal | Shoulder | B12 | 200 | 1305 | 0 | 66.37 | 67.12 | 2 | 0
2035 | PJM_ROR_2_MISO_MI | PJM_ROR | MISO_MI | Internal | Shoulder | B13 | 600 | 1305 | 0 | 53.22 | 54.78 | 2 | 0
2035 | PJM_ROR_2_MISO_MI | PJM_ROR | MISO_MI | Internal | Shoulder | B14 | 900 | 1305 | 0 | 50.65 | 52.28 | 2 | 0
2035 | PJM_ROR_2_MISO_MI | PJM_ROR | MISO_MI | Internal | Shoulder | B15 | 1203 | 1305 | 0 | 48 | 48.57 | 2 | 0
2035 | PJM_ROR_2_MISO_MI | PJM_ROR | MISO_MI | Internal | Summer | B1 | 10 | 1305 | 548.94 | 83.47 | 85.47 | 2 | 0
2035 | PJM_ROR_2_MISO_MI | PJM_ROR | MISO_MI | Internal | Summer | B2 | 25 | 1305 | 812.05 | 83.38 | 85.38 | 2 | 0
2035 | PJM_ROR_2_MISO_MI | PJM_ROR | MISO_MI | Internal | Summer | B3 | 75 | 1305 | 1166.32 | 81.8 | 83.8 | 2 | 0
2035 | PJM_ROR_2_MISO_MI | PJM_ROR | MISO_MI | Internal | Summer | B4 | 100 | 1305 | 0.3 | 78.93 | 80.92 | 2 | 0
2035 | PJM_ROR_2_MISO_MI | PJM_ROR | MISO_MI | Internal | Summer | B5 | 200 | 1305 | 1305 | 75.9 | 79.11 | 2 | 1.22
2035 | PJM_ROR_2_MISO_MI | PJM_ROR | MISO_MI | Internal | Summer | B6 | 300 | 1305 | 415.78 | 62.25 | 64.25 | 2 | 0
2035 | PJM_ROR_2_MISO_MI | PJM_ROR | MISO_MI | Internal | Summer | B7 | 400 | 1305 | 808.8 | 50.32 | 52.32 | 2 | 0
2035 | PJM_ROR_2_MISO_MI | PJM_ROR | MISO_MI | Internal | Summer | B8 | 500 | 1305 | 0.05 | 48.74 | 50.73 | 2 | 0
2035 | PJM_ROR_2_MISO_MI | PJM_ROR | MISO_MI | Internal | Summer | B9 | 800 | 1305 | 306.4 | 45.88 | 47.88 | 2 | 0
2035 | PJM_ROR_2_MISO_MI | PJM_ROR | MISO_MI | Internal | Summer | B10 | 1262 | 1305 | 0 | 44.9 | 46.4 | 2 | 0
2035 | PJM_ROR_2_MISO_MI | PJM_ROR | MISO_MI | Internal | Winter | B16 | 25 | 1305 | 0.01 | 86.13 | 86.74 | 2 | 0
2035 | PJM_ROR_2_MISO_MI | PJM_ROR | MISO_MI | Internal | Winter | B17 | 100 | 1305 | 0 | 69.13 | 67.16 | 2 | 0
2035 | PJM_ROR_2_MISO_MI | PJM_ROR | MISO_MI | Internal | Winter | B18 | 400 | 1305 | 0 | 58.8 | 57.89 | 2 | 0
2035 | PJM_ROR_2_MISO_MI | PJM_ROR | MISO_MI | Internal | Winter | B19 | 700 | 1305 | 0 | 54.57 | 52.59 | 2 | 0
2035 | PJM_ROR_2_MISO_MI | PJM_ROR | MISO_MI | Internal | Winter | B20 | 935 | 1305 | 0 | 50.07 | 49.46 | 2 | 0
2035 | PJM_ROR_2_MISO_MO-IL | PJM_ROR | MISO_MO-IL | Internal | Shoulder | B11 | 25 | 1111 | 1111 | 76.5 | 81.83 | 2 | 3.34
2035 | PJM_ROR_2_MISO_MO-IL | PJM_ROR | MISO_MO-IL | Internal | Shoulder | B12 | 200 | 1111 | 0 | 66.37 | 67.1 | 2 | 0
2035 | PJM_ROR_2_MISO_MO-IL | PJM_ROR | MISO_MO-IL | Internal | Shoulder | B13 | 600 | 1111 | 0 | 53.22 | 54.78 | 2 | 0
2035 | PJM_ROR_2_MISO_MO-IL | PJM_ROR | MISO_MO-IL | Internal | Shoulder | B14 | 900 | 1111 | 0 | 50.65 | 52.28 | 2 | 0
2035 | PJM_ROR_2_MISO_MO-IL | PJM_ROR | MISO_MO-IL | Internal | Shoulder | B15 | 1203 | 1111 | 0 | 48 | 48.54 | 2 | 0
2035 | PJM_ROR_2_MISO_MO-IL | PJM_ROR | MISO_MO-IL | Internal | Summer | B1 | 10 | 1111 | 931.87 | 83.47 | 85.47 | 2 | 0
2035 | PJM_ROR_2_MISO_MO-IL | PJM_ROR | MISO_MO-IL | Internal | Summer | B2 | 25 | 1111 | 1110.47 | 83.38 | 85.41 | 2 | 0.02
2035 | PJM_ROR_2_MISO_MO-IL | PJM_ROR | MISO_MO-IL | Internal | Summer | B3 | 75 | 1111 | 939.03 | 81.8 | 83.8 | 2 | 0
2035 | PJM_ROR_2_MISO_MO-IL | PJM_ROR | MISO_MO-IL | Internal | Summer | B4 | 100 | 1111 | 1110.73 | 78.93 | 80.94 | 2 | 0.01
2035 | PJM_ROR_2_MISO_MO-IL | PJM_ROR | MISO_MO-IL | Internal | Summer | B5 | 200 | 1111 | 1111 | 75.9 | 79.14 | 2 | 1.24
2035 | PJM_ROR_2_MISO_MO-IL | PJM_ROR | MISO_MO-IL | Internal | Summer | B6 | 300 | 1111 | 1110.91 | 62.25 | 64.26 | 2 | 0.01
2035 | PJM_ROR_2_MISO_MO-IL | PJM_ROR | MISO_MO-IL | Internal | Summer | B7 | 400 | 1111 | 529.29 | 50.32 | 52.32 | 2 | 0
2035 | PJM_ROR_2_MISO_MO-IL | PJM_ROR | MISO_MO-IL | Internal | Summer | B8 | 500 | 1111 | 0.05 | 48.74 | 50.73 | 2 | 0
2035 | PJM_ROR_2_MISO_MO-IL | PJM_ROR | MISO_MO-IL | Internal | Summer | B9 | 800 | 1111 | 0 | 45.88 | 46.41 | 2 | 0
2035 | PJM_ROR_2_MISO_MO-IL | PJM_ROR | MISO_MO-IL | Internal | Summer | B10 | 1262 | 1111 | 0 | 44.9 | 45.14 | 2 | 0
2035 | PJM_ROR_2_MISO_MO-IL | PJM_ROR | MISO_MO-IL | Internal | Winter | B16 | 25 | 1111 | 0.01 | 86.13 | 86.76 | 2 | 0
2035 | PJM_ROR_2_MISO_MO-IL | PJM_ROR | MISO_MO-IL | Internal | Winter | B17 | 100 | 1111 | 0 | 69.13 | 67.13 | 2 | 0
2035 | PJM_ROR_2_MISO_MO-IL | PJM_ROR | MISO_MO-IL | Internal | Winter | B18 | 400 | 1111 | 0 | 58.8 | 57.89 | 2 | 0
2035 | PJM_ROR_2_MISO_MO-IL | PJM_ROR | MISO_MO-IL | Internal | Winter | B19 | 700 | 1111 | 0 | 54.57 | 52.57 | 2 | 0
2035 | PJM_ROR_2_MISO_MO-IL | PJM_ROR | MISO_MO-IL | Internal | Winter | B20 | 935 | 1111 | 0 | 50.07 | 49.43 | 2 | 0
2035 | PJM_ROR_2_MISO_W | PJM_ROR | MISO_W | Internal | Shoulder | B11 | 25 | 709 | 709 | 76.5 | 87.98 | 2 | 9.48
2035 | PJM_ROR_2_MISO_W | PJM_ROR | MISO_W | Internal | Shoulder | B12 | 200 | 709 | 0 | 66.37 | 67.12 | 2 | 0
2035 | PJM_ROR_2_MISO_W | PJM_ROR | MISO_W | Internal | Shoulder | B13 | 600 | 709 | 0 | 53.22 | 54.79 | 2 | 0
2035 | PJM_ROR_2_MISO_W | PJM_ROR | MISO_W | Internal | Shoulder | B14 | 900 | 709 | 709 | 50.65 | 53.71 | 2 | 1.06
2035 | PJM_ROR_2_MISO_W | PJM_ROR | MISO_W | Internal | Shoulder | B15 | 1203 | 709 | 709 | 48 | 51.27 | 2 | 1.27
2035 | PJM_ROR_2_MISO_W | PJM_ROR | MISO_W | Internal | Summer | B1 | 10 | 709 | 708.98 | 83.47 | 87.66 | 2 | 2.18
2035 | PJM_ROR_2_MISO_W | PJM_ROR | MISO_W | Internal | Summer | B2 | 25 | 709 | 708.99 | 83.38 | 87.66 | 2 | 2.28
2035 | PJM_ROR_2_MISO_W | PJM_ROR | MISO_W | Internal | Summer | B3 | 75 | 709 | 709 | 81.8 | 88.31 | 2 | 4.51
2035 | PJM_ROR_2_MISO_W | PJM_ROR | MISO_W | Internal | Summer | B4 | 100 | 709 | 709 | 78.93 | 85.8 | 2 | 4.87
2035 | PJM_ROR_2_MISO_W | PJM_ROR | MISO_W | Internal | Summer | B5 | 200 | 709 | 709 | 75.9 | 84.55 | 2 | 6.66
2035 | PJM_ROR_2_MISO_W | PJM_ROR | MISO_W | Internal | Summer | B6 | 300 | 709 | 709 | 62.25 | 72.25 | 2 | 8
2035 | PJM_ROR_2_MISO_W | PJM_ROR | MISO_W | Internal | Summer | B7 | 400 | 709 | 708.93 | 50.32 | 52.33 | 2 | 0.01
2035 | PJM_ROR_2_MISO_W | PJM_ROR | MISO_W | Internal | Summer | B8 | 500 | 709 | 385.48 | 48.74 | 50.74 | 2 | 0
2035 | PJM_ROR_2_MISO_W | PJM_ROR | MISO_W | Internal | Summer | B9 | 800 | 709 | 709 | 45.88 | 48.42 | 2 | 0.54
2035 | PJM_ROR_2_MISO_W | PJM_ROR | MISO_W | Internal | Summer | B10 | 1262 | 709 | 0 | 44.9 | 45.13 | 2 | 0
2035 | PJM_ROR_2_MISO_W | PJM_ROR | MISO_W | Internal | Winter | B16 | 25 | 709 | 0.01 | 86.13 | 86.75 | 2 | 0
2035 | PJM_ROR_2_MISO_W | PJM_ROR | MISO_W | Internal | Winter | B17 | 100 | 709 | 0 | 69.13 | 67.12 | 2 | 0
2035 | PJM_ROR_2_MISO_W | PJM_ROR | MISO_W | Internal | Winter | B18 | 400 | 709 | 0 | 58.8 | 57.9 | 2 | 0
2035 | PJM_ROR_2_MISO_W | PJM_ROR | MISO_W | Internal | Winter | B19 | 700 | 709 | 709 | 54.57 | 57.46 | 2 | 0.89
2035 | PJM_ROR_2_MISO_W | PJM_ROR | MISO_W | Internal | Winter | B20 | 935 | 709 | 0 | 50.07 | 49.45 | 2 | 0
2035 | PJM_ROR_2_MISO_WUMS | PJM_ROR | MISO_WUMS | Internal | Shoulder | B11 | 25 | 1467 | 900.94 | 76.5 | 78.5 | 2 | 0
2035 | PJM_ROR_2_MISO_WUMS | PJM_ROR | MISO_WUMS | Internal | Shoulder | B12 | 200 | 1467 | 0 | 66.37 | 67.11 | 2 | 0
2035 | PJM_ROR_2_MISO_WUMS | PJM_ROR | MISO_WUMS | Internal | Shoulder | B13 | 600 | 1467 | 0 | 53.22 | 54.78 | 2 | 0
2035 | PJM_ROR_2_MISO_WUMS | PJM_ROR | MISO_WUMS | Internal | Shoulder | B14 | 900 | 1467 | 0 | 50.65 | 50.57 | 2 | 0
2035 | PJM_ROR_2_MISO_WUMS | PJM_ROR | MISO_WUMS | Internal | Shoulder | B15 | 1203 | 1467 | 0 | 48 | 49.71 | 2 | 0
2035 | PJM_ROR_2_MISO_WUMS | PJM_ROR | MISO_WUMS | Internal | Summer | B1 | 10 | 1467 | 0 | 83.47 | 79.65 | 2 | 0
2035 | PJM_ROR_2_MISO_WUMS | PJM_ROR | MISO_WUMS | Internal | Summer | B2 | 25 | 1467 | 0 | 83.38 | 79.65 | 2 | 0
2035 | PJM_ROR_2_MISO_WUMS | PJM_ROR | MISO_WUMS | Internal | Summer | B3 | 75 | 1467 | 0 | 81.8 | 79.65 | 2 | 0
2035 | PJM_ROR_2_MISO_WUMS | PJM_ROR | MISO_WUMS | Internal | Summer | B4 | 100 | 1467 | 0 | 78.93 | 79.65 | 2 | 0
2035 | PJM_ROR_2_MISO_WUMS | PJM_ROR | MISO_WUMS | Internal | Summer | B5 | 200 | 1467 | 1379.12 | 75.9 | 77.9 | 2 | 0
2035 | PJM_ROR_2_MISO_WUMS | PJM_ROR | MISO_WUMS | Internal | Summer | B6 | 300 | 1467 | 775.99 | 62.25 | 64.25 | 2 | 0
2035 | PJM_ROR_2_MISO_WUMS | PJM_ROR | MISO_WUMS | Internal | Summer | B7 | 400 | 1467 | 74.38 | 50.32 | 52.32 | 2 | 0
2035 | PJM_ROR_2_MISO_WUMS | PJM_ROR | MISO_WUMS | Internal | Summer | B8 | 500 | 1467 | 0 | 48.74 | 48.82 | 2 | 0
2035 | PJM_ROR_2_MISO_WUMS | PJM_ROR | MISO_WUMS | Internal | Summer | B9 | 800 | 1467 | 1467 | 45.88 | 48.41 | 2 | 0.53
2035 | PJM_ROR_2_MISO_WUMS | PJM_ROR | MISO_WUMS | Internal | Summer | B10 | 1262 | 1467 | 0 | 44.9 | 45.12 | 2 | 0
2035 | PJM_ROR_2_MISO_WUMS | PJM_ROR | MISO_WUMS | Internal | Winter | B16 | 25 | 1467 | 0.01 | 86.13 | 86.76 | 2 | 0
2035 | PJM_ROR_2_MISO_WUMS | PJM_ROR | MISO_WUMS | Internal | Winter | B17 | 100 | 1467 | 0 | 69.13 | 67.13 | 2 | 0
2035 | PJM_ROR_2_MISO_WUMS | PJM_ROR | MISO_WUMS | Internal | Winter | B18 | 400 | 1467 | 0 | 58.8 | 57.89 | 2 | 0
2035 | PJM_ROR_2_MISO_WUMS | PJM_ROR | MISO_WUMS | Internal | Winter | B19 | 700 | 1467 | 0 | 54.57 | 55.42 | 2 | 0
2035 | PJM_ROR_2_MISO_WUMS | PJM_ROR | MISO_WUMS | Internal | Winter | B20 | 935 | 1467 | 0 | 50.07 | 49.46 | 2 | 0
2035 | PJM_ROR_2_PJM_ROM | PJM_ROR | PJM_ROM | Internal | Shoulder | B11 | 25 | 8000 | 0.57 | 76.5 | 76.49 | 0.01 | 0
2035 | PJM_ROR_2_PJM_ROM | PJM_ROR | PJM_ROM | Internal | Shoulder | B12 | 200 | 8000 | 2545.41 | 66.37 | 66.38 | 0.01 | 0
2035 | PJM_ROR_2_PJM_ROM | PJM_ROR | PJM_ROM | Internal | Shoulder | B13 | 600 | 8000 | 2246.87 | 53.22 | 53.24 | 0.01 | 0
2035 | PJM_ROR_2_PJM_ROM | PJM_ROR | PJM_ROM | Internal | Shoulder | B14 | 900 | 8000 | 3225.23 | 50.65 | 50.66 | 0.01 | 0
2035 | PJM_ROR_2_PJM_ROM | PJM_ROR | PJM_ROM | Internal | Shoulder | B15 | 1203 | 8000 | 5854.32 | 48 | 48.01 | 0.01 | 0
2035 | PJM_ROR_2_PJM_ROM | PJM_ROR | PJM_ROM | Internal | Summer | B1 | 10 | 8000 | 4640.45 | 83.47 | 83.49 | 0.01 | 0
2035 | PJM_ROR_2_PJM_ROM | PJM_ROR | PJM_ROM | Internal | Summer | B2 | 25 | 8000 | 5408.81 | 83.38 | 83.39 | 0.01 | 0
2035 | PJM_ROR_2_PJM_ROM | PJM_ROR | PJM_ROM | Internal | Summer | B3 | 75 | 8000 | 0.2 | 81.8 | 81.79 | 0.01 | 0
2035 | PJM_ROR_2_PJM_ROM | PJM_ROR | PJM_ROM | Internal | Summer | B4 | 100 | 8000 | 0.15 | 78.93 | 78.92 | 0.01 | 0
2035 | PJM_ROR_2_PJM_ROM | PJM_ROR | PJM_ROM | Internal | Summer | B5 | 200 | 8000 | 0.08 | 75.9 | 75.88 | 0.01 | 0
2035 | PJM_ROR_2_PJM_ROM | PJM_ROR | PJM_ROM | Internal | Summer | B6 | 300 | 8000 | 4591.85 | 62.25 | 62.26 | 0.01 | 0
2035 | PJM_ROR_2_PJM_ROM | PJM_ROR | PJM_ROM | Internal | Summer | B7 | 400 | 8000 | 5466.24 | 50.32 | 50.33 | 0.01 | 0
2035 | PJM_ROR_2_PJM_ROM | PJM_ROR | PJM_ROM | Internal | Summer | B8 | 500 | 8000 | 5462.38 | 48.74 | 48.75 | 0.01 | 0
2035 | PJM_ROR_2_PJM_ROM | PJM_ROR | PJM_ROM | Internal | Summer | B9 | 800 | 8000 | 8000 | 45.88 | 46.63 | 0.01 | 0.74
2035 | PJM_ROR_2_PJM_ROM | PJM_ROR | PJM_ROM | Internal | Summer | B10 | 1262 | 8000 | 4131.03 | 44.9 | 44.92 | 0.01 | 0
2035 | PJM_ROR_2_PJM_ROM | PJM_ROR | PJM_ROM | Internal | Winter | B16 | 25 | 8000 | 634.44 | 86.13 | 86.14 | 0.01 | 0
2035 | PJM_ROR_2_PJM_ROM | PJM_ROR | PJM_ROM | Internal | Winter | B17 | 100 | 8000 | 4611.86 | 69.13 | 69.14 | 0.01 | 0
2035 | PJM_ROR_2_PJM_ROM | PJM_ROR | PJM_ROM | Internal | Winter | B18 | 400 | 8000 | 7368.85 | 58.8 | 58.81 | 0.01 | 0
2035 | PJM_ROR_2_PJM_ROM | PJM_ROR | PJM_ROM | Internal | Winter | B19 | 700 | 8000 | 8000 | 54.57 | 55 | 0.01 | 0.42
2035 | PJM_ROR_2_PJM_ROM | PJM_ROR | PJM_ROM | Internal | Winter | B20 | 935 | 8000 | 8000 | 50.07 | 51.41 | 0.01 | 1.32
2035 | PJM_ROR_2_TVA_Transmission | PJM_ROR | TVA_Transmission | Internal | Shoulder | B11 | 25 | 2500 | 0.03 | 76.5 | 82.01 | 6 | 0
2035 | PJM_ROR_2_TVA_Transmission | PJM_ROR | TVA_Transmission | Internal | Shoulder | B12 | 200 | 2500 | 0 | 66.37 | 66.3 | 6 | 0
2035 | PJM_ROR_2_TVA_Transmission | PJM_ROR | TVA_Transmission | Internal | Shoulder | B13 | 600 | 2500 | 0 | 53.22 | 56.72 | 6 | 0
2035 | PJM_ROR_2_TVA_Transmission | PJM_ROR | TVA_Transmission | Internal | Shoulder | B14 | 900 | 2500 | 0 | 50.65 | 55.68 | 6 | 0
2035 | PJM_ROR_2_TVA_Transmission | PJM_ROR | TVA_Transmission | Internal | Shoulder | B15 | 1203 | 2500 | 1513.77 | 48 | 54 | 6 | 0
2035 | PJM_ROR_2_TVA_Transmission | PJM_ROR | TVA_Transmission | Internal | Summer | B1 | 10 | 2500 | 2458.69 | 83.47 | 89.47 | 6 | 0
2035 | PJM_ROR_2_TVA_Transmission | PJM_ROR | TVA_Transmission | Internal | Summer | B2 | 25 | 2500 | 1874.12 | 83.38 | 89.38 | 6 | 0
2035 | PJM_ROR_2_TVA_Transmission | PJM_ROR | TVA_Transmission | Internal | Summer | B3 | 75 | 2500 | 0.01 | 81.8 | 87.48 | 6 | 0
2035 | PJM_ROR_2_TVA_Transmission | PJM_ROR | TVA_Transmission | Internal | Summer | B4 | 100 | 2500 | 2043.93 | 78.93 | 84.93 | 6 | 0
2035 | PJM_ROR_2_TVA_Transmission | PJM_ROR | TVA_Transmission | Internal | Summer | B5 | 200 | 2500 | 468.53 | 75.9 | 81.9 | 6 | 0
2035 | PJM_ROR_2_TVA_Transmission | PJM_ROR | TVA_Transmission | Internal | Summer | B6 | 300 | 2500 | 0 | 62.25 | 66.43 | 6 | 0
2035 | PJM_ROR_2_TVA_Transmission | PJM_ROR | TVA_Transmission | Internal | Summer | B7 | 400 | 2500 | 0 | 50.32 | 55 | 6 | 0
2035 | PJM_ROR_2_TVA_Transmission | PJM_ROR | TVA_Transmission | Internal | Summer | B8 | 500 | 2500 | 0 | 48.74 | 54.07 | 6 | 0
2035 | PJM_ROR_2_TVA_Transmission | PJM_ROR | TVA_Transmission | Internal | Summer | B9 | 800 | 2500 | 0 | 45.88 | 50.4 | 6 | 0
2035 | PJM_ROR_2_TVA_Transmission | PJM_ROR | TVA_Transmission | Internal | Summer | B10 | 1262 | 2500 | 0 | 44.9 | 49.17 | 6 | 0
2035 | PJM_ROR_2_TVA_Transmission | PJM_ROR | TVA_Transmission | Internal | Winter | B16 | 25 | 2500 | 250.43 | 86.13 | 92.13 | 6 | 0
2035 | PJM_ROR_2_TVA_Transmission | PJM_ROR | TVA_Transmission | Internal | Winter | B17 | 100 | 2500 | 0 | 69.13 | 66.98 | 6 | 0
2035 | PJM_ROR_2_TVA_Transmission | PJM_ROR | TVA_Transmission | Internal | Winter | B18 | 400 | 2500 | 0 | 58.8 | 59.85 | 6 | 0
2035 | PJM_ROR_2_TVA_Transmission | PJM_ROR | TVA_Transmission | Internal | Winter | B19 | 700 | 2500 | 0 | 54.57 | 56.16 | 6 | 0
2035 | PJM_ROR_2_TVA_Transmission | PJM_ROR | TVA_Transmission | Internal | Winter | B20 | 935 | 2500 | 0 | 50.07 | 53.74 | 6 | 0
2035 | PJM_ROR_2_VACAR | PJM_ROR | VACAR | Internal | Shoulder | B11 | 25 | 3000 | 2945.93 | 76.5 | 82.5 | 6 | 0
2035 | PJM_ROR_2_VACAR | PJM_ROR | VACAR | Internal | Shoulder | B12 | 200 | 3000 | 0 | 66.37 | 67.72 | 6 | 0
2035 | PJM_ROR_2_VACAR | PJM_ROR | VACAR | Internal | Shoulder | B13 | 600 | 3000 | 0 | 53.22 | 55.23 | 6 | 0
2035 | PJM_ROR_2_VACAR | PJM_ROR | VACAR | Internal | Shoulder | B14 | 900 | 3000 | 0 | 50.65 | 53.49 | 6 | 0
2035 | PJM_ROR_2_VACAR | PJM_ROR | VACAR | Internal | Shoulder | B15 | 1203 | 3000 | 0 | 48 | 53.49 | 6 | 0
2035 | PJM_ROR_2_VACAR | PJM_ROR | VACAR | Internal | Summer | B1 | 10 | 3000 | 2999.98 | 83.47 | 92.52 | 6 | 3.05
2035 | PJM_ROR_2_VACAR | PJM_ROR | VACAR | Internal | Summer | B2 | 25 | 3000 | 3000 | 83.38 | 92.52 | 6 | 3.14
2035 | PJM_ROR_2_VACAR | PJM_ROR | VACAR | Internal | Summer | B3 | 75 | 3000 | 3000 | 81.8 | 92.52 | 6 | 4.72
2035 | PJM_ROR_2_VACAR | PJM_ROR | VACAR | Internal | Summer | B4 | 100 | 3000 | 3000 | 78.93 | 90.38 | 6 | 5.45
2035 | PJM_ROR_2_VACAR | PJM_ROR | VACAR | Internal | Summer | B5 | 200 | 3000 | 3000 | 75.9 | 83.9 | 6 | 2
2035 | PJM_ROR_2_VACAR | PJM_ROR | VACAR | Internal | Summer | B6 | 300 | 3000 | 2335.04 | 62.25 | 68.25 | 6 | 0
2035 | PJM_ROR_2_VACAR | PJM_ROR | VACAR | Internal | Summer | B7 | 400 | 3000 | 755.29 | 50.32 | 56.32 | 6 | 0
2035 | PJM_ROR_2_VACAR | PJM_ROR | VACAR | Internal | Summer | B8 | 500 | 3000 | 0 | 48.74 | 51.32 | 6 | 0
2035 | PJM_ROR_2_VACAR | PJM_ROR | VACAR | Internal | Summer | B9 | 800 | 3000 | 0 | 45.88 | 51.32 | 6 | 0
2035 | PJM_ROR_2_VACAR | PJM_ROR | VACAR | Internal | Summer | B10 | 1262 | 3000 | 3000 | 44.9 | 51.32 | 6 | 0.41
2035 | PJM_ROR_2_VACAR | PJM_ROR | VACAR | Internal | Winter | B16 | 25 | 3000 | 3000 | 86.13 | 102.13 | 6 | 10
2035 | PJM_ROR_2_VACAR | PJM_ROR | VACAR | Internal | Winter | B17 | 100 | 3000 | 354.51 | 69.13 | 75.13 | 6 | 0
2035 | PJM_ROR_2_VACAR | PJM_ROR | VACAR | Internal | Winter | B18 | 400 | 3000 | 0 | 58.8 | 59.95 | 6 | 0
2035 | PJM_ROR_2_VACAR | PJM_ROR | VACAR | Internal | Winter | B19 | 700 | 3000 | 0 | 54.57 | 58.37 | 6 | 0
2035 | PJM_ROR_2_VACAR | PJM_ROR | VACAR | Internal | Winter | B20 | 935 | 3000 | 3000 | 50.07 | 58.37 | 6 | 2.3
2035 | PJM_ROM_2_NYISO_A-F | PJM_ROM | NYISO_A-F | Internal | Shoulder | B11 | 25 | 2000 | 0 | 76.49 | 62.1 | 6 | 0
2035 | PJM_ROM_2_NYISO_A-F | PJM_ROM | NYISO_A-F | Internal | Shoulder | B12 | 200 | 2000 | 0 | 66.38 | 58.38 | 6 | 0
2035 | PJM_ROM_2_NYISO_A-F | PJM_ROM | NYISO_A-F | Internal | Shoulder | B13 | 600 | 2000 | 0 | 53.24 | 49.31 | 6 | 0
2035 | PJM_ROM_2_NYISO_A-F | PJM_ROM | NYISO_A-F | Internal | Shoulder | B14 | 900 | 2000 | 0 | 50.66 | 49.31 | 6 | 0
2035 | PJM_ROM_2_NYISO_A-F | PJM_ROM | NYISO_A-F | Internal | Shoulder | B15 | 1203 | 2000 | 0 | 48.01 | 49.31 | 6 | 0
2035 | PJM_ROM_2_NYISO_A-F | PJM_ROM | NYISO_A-F | Internal | Summer | B1 | 10 | 2000 | 0 | 83.49 | 73.55 | 6 | 0
2035 | PJM_ROM_2_NYISO_A-F | PJM_ROM | NYISO_A-F | Internal | Summer | B2 | 25 | 2000 | 0 | 83.39 | 75.39 | 6 | 0
2035 | PJM_ROM_2_NYISO_A-F | PJM_ROM | NYISO_A-F | Internal | Summer | B3 | 75 | 2000 | 0 | 81.79 | 71.39 | 6 | 0
2035 | PJM_ROM_2_NYISO_A-F | PJM_ROM | NYISO_A-F | Internal | Summer | B4 | 100 | 2000 | 0 | 78.92 | 65.22 | 6 | 0
2035 | PJM_ROM_2_NYISO_A-F | PJM_ROM | NYISO_A-F | Internal | Summer | B5 | 200 | 2000 | 0 | 75.88 | 61.34 | 6 | 0
2035 | PJM_ROM_2_NYISO_A-F | PJM_ROM | NYISO_A-F | Internal | Summer | B6 | 300 | 2000 | 0 | 62.26 | 54.26 | 6 | 0
2035 | PJM_ROM_2_NYISO_A-F | PJM_ROM | NYISO_A-F | Internal | Summer | B7 | 400 | 2000 | 0 | 50.33 | 48.35 | 6 | 0
2035 | PJM_ROM_2_NYISO_A-F | PJM_ROM | NYISO_A-F | Internal | Summer | B8 | 500 | 2000 | 0 | 48.75 | 48.35 | 6 | 0
2035 | PJM_ROM_2_NYISO_A-F | PJM_ROM | NYISO_A-F | Internal | Summer | B9 | 800 | 2000 | 0 | 46.63 | 47.13 | 6 | 0
2035 | PJM_ROM_2_NYISO_A-F | PJM_ROM | NYISO_A-F | Internal | Summer | B10 | 1262 | 2000 | 0 | 44.92 | 47.13 | 6 | 0
2035 | PJM_ROM_2_NYISO_A-F | PJM_ROM | NYISO_A-F | Internal | Winter | B16 | 25 | 2000 | 0 | 86.14 | 78.14 | 6 | 0
2035 | PJM_ROM_2_NYISO_A-F | PJM_ROM | NYISO_A-F | Internal | Winter | B17 | 100 | 2000 | 0 | 69.14 | 61.14 | 6 | 0
2035 | PJM_ROM_2_NYISO_A-F | PJM_ROM | NYISO_A-F | Internal | Winter | B18 | 400 | 2000 | 0 | 58.81 | 57.47 | 6 | 0
2035 | PJM_ROM_2_NYISO_A-F | PJM_ROM | NYISO_A-F | Internal | Winter | B19 | 700 | 2000 | 0 | 55 | 57.41 | 6 | 0
2035 | PJM_ROM_2_NYISO_A-F | PJM_ROM | NYISO_A-F | Internal | Winter | B20 | 935 | 2000 | 132.11 | 51.41 | 57.41 | 6 | 0
2035 | PJM_ROM_2_PJM_E | PJM_ROM | PJM_E | Internal | Shoulder | B11 | 25 | 8000 | 0.58 | 76.49 | 76.48 | 0.01 | 0
2035 | PJM_ROM_2_PJM_E | PJM_ROM | PJM_E | Internal | Shoulder | B12 | 200 | 8000 | 62.2 | 66.38 | 66.39 | 0.01 | 0
2035 | PJM_ROM_2_PJM_E | PJM_ROM | PJM_E | Internal | Shoulder | B13 | 600 | 8000 | 0.03 | 53.24 | 53.22 | 0.01 | 0
2035 | PJM_ROM_2_PJM_E | PJM_ROM | PJM_E | Internal | Shoulder | B14 | 900 | 8000 | 1728.78 | 50.66 | 50.67 | 0.01 | 0
2035 | PJM_ROM_2_PJM_E | PJM_ROM | PJM_E | Internal | Shoulder | B15 | 1203 | 8000 | 3479.28 | 48.01 | 48.02 | 0.01 | 0
2035 | PJM_ROM_2_PJM_E | PJM_ROM | PJM_E | Internal | Summer | B1 | 10 | 8000 | 4300.44 | 83.49 | 83.5 | 0.01 | 0
2035 | PJM_ROM_2_PJM_E | PJM_ROM | PJM_E | Internal | Summer | B2 | 25 | 8000 | 4261.62 | 83.39 | 83.41 | 0.01 | 0
2035 | PJM_ROM_2_PJM_E | PJM_ROM | PJM_E | Internal | Summer | B3 | 75 | 8000 | 520.54 | 81.79 | 81.8 | 0.01 | 0
2035 | PJM_ROM_2_PJM_E | PJM_ROM | PJM_E | Internal | Summer | B4 | 100 | 8000 | 0.15 | 78.92 | 78.91 | 0.01 | 0
2035 | PJM_ROM_2_PJM_E | PJM_ROM | PJM_E | Internal | Summer | B5 | 200 | 8000 | 897.15 | 75.88 | 75.9 | 0.01 | 0
2035 | PJM_ROM_2_PJM_E | PJM_ROM | PJM_E | Internal | Summer | B6 | 300 | 8000 | 2984.51 | 62.26 | 62.27 | 0.01 | 0
2035 | PJM_ROM_2_PJM_E | PJM_ROM | PJM_E | Internal | Summer | B7 | 400 | 8000 | 3146.11 | 50.33 | 50.34 | 0.01 | 0
2035 | PJM_ROM_2_PJM_E | PJM_ROM | PJM_E | Internal | Summer | B8 | 500 | 8000 | 3833.3 | 48.75 | 48.77 | 0.01 | 0
2035 | PJM_ROM_2_PJM_E | PJM_ROM | PJM_E | Internal | Summer | B9 | 800 | 8000 | 5917.33 | 46.63 | 46.64 | 0.01 | 0
2035 | PJM_ROM_2_PJM_E | PJM_ROM | PJM_E | Internal | Summer | B10 | 1262 | 8000 | 3662.76 | 44.92 | 44.93 | 0.01 | 0
2035 | PJM_ROM_2_PJM_E | PJM_ROM | PJM_E | Internal | Winter | B16 | 25 | 8000 | 2599.15 | 86.14 | 86.16 | 0.01 | 0
2035 | PJM_ROM_2_PJM_E | PJM_ROM | PJM_E | Internal | Winter | B17 | 100 | 8000 | 2702.85 | 69.14 | 69.16 | 0.01 | 0
2035 | PJM_ROM_2_PJM_E | PJM_ROM | PJM_E | Internal | Winter | B18 | 400 | 8000 | 5186.42 | 58.81 | 58.82 | 0.01 | 0
2035 | PJM_ROM_2_PJM_E | PJM_ROM | PJM_E | Internal | Winter | B19 | 700 | 8000 | 6233.94 | 55 | 55.01 | 0.01 | 0
2035 | PJM_ROM_2_PJM_E | PJM_ROM | PJM_E | Internal | Winter | B20 | 935 | 8000 | 7002.45 | 51.41 | 51.42 | 0.01 | 0
2035 | PJM_ROM_2_PJM_ROR | PJM_ROM | PJM_ROR | Internal | Shoulder | B11 | 25 | 8000 | 3895.94 | 76.49 | 76.5 | 0.01 | 0
2035 | PJM_ROM_2_PJM_ROR | PJM_ROM | PJM_ROR | Internal | Shoulder | B12 | 200 | 8000 | 0.07 | 66.38 | 66.37 | 0.01 | 0
2035 | PJM_ROM_2_PJM_ROR | PJM_ROM | PJM_ROR | Internal | Shoulder | B13 | 600 | 8000 | 0.02 | 53.24 | 53.22 | 0.01 | 0
2035 | PJM_ROM_2_PJM_ROR | PJM_ROM | PJM_ROR | Internal | Shoulder | B14 | 900 | 8000 | 0.02 | 50.66 | 50.65 | 0.01 | 0
2035 | PJM_ROM_2_PJM_ROR | PJM_ROM | PJM_ROR | Internal | Shoulder | B15 | 1203 | 8000 | 0.01 | 48.01 | 48 | 0.01 | 0
2035 | PJM_ROM_2_PJM_ROR | PJM_ROM | PJM_ROR | Internal | Summer | B1 | 10 | 8000 | 1.42 | 83.49 | 83.47 | 0.01 | 0
2035 | PJM_ROM_2_PJM_ROR | PJM_ROM | PJM_ROR | Internal | Summer | B2 | 25 | 8000 | 0.59 | 83.39 | 83.38 | 0.01 | 0
2035 | PJM_ROM_2_PJM_ROR | PJM_ROM | PJM_ROR | Internal | Summer | B3 | 75 | 8000 | 1111.06 | 81.79 | 81.8 | 0.01 | 0
2035 | PJM_ROM_2_PJM_ROR | PJM_ROM | PJM_ROR | Internal | Summer | B4 | 100 | 8000 | 2922.47 | 78.92 | 78.93 | 0.01 | 0
2035 | PJM_ROM_2_PJM_ROR | PJM_ROM | PJM_ROR | Internal | Summer | B5 | 200 | 8000 | 1082.3 | 75.88 | 75.9 | 0.01 | 0
2035 | PJM_ROM_2_PJM_ROR | PJM_ROM | PJM_ROR | Internal | Summer | B6 | 300 | 8000 | 0.05 | 62.26 | 62.25 | 0.01 | 0
2035 | PJM_ROM_2_PJM_ROR | PJM_ROM | PJM_ROR | Internal | Summer | B7 | 400 | 8000 | 0.04 | 50.33 | 50.32 | 0.01 | 0
2035 | PJM_ROM_2_PJM_ROR | PJM_ROM | PJM_ROR | Internal | Summer | B8 | 500 | 8000 | 0.03 | 48.75 | 48.74 | 0.01 | 0
2035 | PJM_ROM_2_PJM_ROR | PJM_ROM | PJM_ROR | Internal | Summer | B9 | 800 | 8000 | 0 | 46.63 | 45.88 | 0.01 | 0
2035 | PJM_ROM_2_PJM_ROR | PJM_ROM | PJM_ROR | Internal | Summer | B10 | 1262 | 8000 | 0.01 | 44.92 | 44.9 | 0.01 | 0
2035 | PJM_ROM_2_PJM_ROR | PJM_ROM | PJM_ROR | Internal | Winter | B16 | 25 | 8000 | 0.61 | 86.14 | 86.13 | 0.01 | 0
2035 | PJM_ROM_2_PJM_ROR | PJM_ROM | PJM_ROR | Internal | Winter | B17 | 100 | 8000 | 0.15 | 69.14 | 69.13 | 0.01 | 0
2035 | PJM_ROM_2_PJM_ROR | PJM_ROM | PJM_ROR | Internal | Winter | B18 | 400 | 8000 | 0.04 | 58.81 | 58.8 | 0.01 | 0
2035 | PJM_ROM_2_PJM_ROR | PJM_ROM | PJM_ROR | Internal | Winter | B19 | 700 | 8000 | 0 | 55 | 54.57 | 0.01 | 0
2035 | PJM_ROM_2_PJM_ROR | PJM_ROM | PJM_ROR | Internal | Winter | B20 | 935 | 8000 | 0 | 51.41 | 50.07 | 0.01 | 0
2035 | SOCO_2_ENT | SOCO | ENT | Internal | Shoulder | B11 | 25 | 2400 | 0 | 89.5 | 81.5 | 10 | 0
2035 | SOCO_2_ENT | SOCO | ENT | Internal | Shoulder | B12 | 200 | 2400 | 0 | 57.72 | 58.52 | 10 | 0
2035 | SOCO_2_ENT | SOCO | ENT | Internal | Shoulder | B13 | 600 | 2400 | 0 | 55.72 | 55.45 | 10 | 0
2035 | SOCO_2_ENT | SOCO | ENT | Internal | Shoulder | B14 | 900 | 2400 | 0 | 55.72 | 55.45 | 10 | 0
2035 | SOCO_2_ENT | SOCO | ENT | Internal | Shoulder | B15 | 1203 | 2400 | 0 | 55.72 | 53.61 | 10 | 0
2035 | SOCO_2_ENT | SOCO | ENT | Internal | Summer | B1 | 10 | 2400 | 0 | 92.69 | 84.69 | 10 | 0
2035 | SOCO_2_ENT | SOCO | ENT | Internal | Summer | B2 | 25 | 2400 | 0 | 92.69 | 84.69 | 10 | 0
2035 | SOCO_2_ENT | SOCO | ENT | Internal | Summer | B3 | 75 | 2400 | 0 | 90.9 | 82.9 | 10 | 0
2035 | SOCO_2_ENT | SOCO | ENT | Internal | Summer | B4 | 100 | 2400 | 0 | 90.9 | 82.9 | 10 | 0
2035 | SOCO_2_ENT | SOCO | ENT | Internal | Summer | B5 | 200 | 2400 | 0 | 90.9 | 79.74 | 10 | 0
2035 | SOCO_2_ENT | SOCO | ENT | Internal | Summer | B6 | 300 | 2400 | 0 | 72.27 | 64.27 | 10 | 0
2035 | SOCO_2_ENT | SOCO | ENT | Internal | Summer | B7 | 400 | 2400 | 0 | 62.07 | 54.07 | 10 | 0
2035 | SOCO_2_ENT | SOCO | ENT | Internal | Summer | B8 | 500 | 2400 | 0 | 54.18 | 54.07 | 10 | 0
2035 | SOCO_2_ENT | SOCO | ENT | Internal | Summer | B9 | 800 | 2400 | 0 | 54.18 | 53.67 | 10 | 0
2035 | SOCO_2_ENT | SOCO | ENT | Internal | Summer | B10 | 1262 | 2400 | 0 | 49.99 | 51.9 | 10 | 0
2035 | SOCO_2_ENT | SOCO | ENT | Internal | Winter | B16 | 25 | 2400 | 0 | 92.13 | 84.13 | 10 | 0
2035 | SOCO_2_ENT | SOCO | ENT | Internal | Winter | B17 | 100 | 2400 | 0 | 60 | 59.42 | 10 | 0
2035 | SOCO_2_ENT | SOCO | ENT | Internal | Winter | B18 | 400 | 2400 | 0 | 59.07 | 58.99 | 10 | 0
2035 | SOCO_2_ENT | SOCO | ENT | Internal | Winter | B19 | 700 | 2400 | 0 | 59.07 | 58.15 | 10 | 0
2035 | SOCO_2_ENT | SOCO | ENT | Internal | Winter | B20 | 935 | 2400 | 0 | 58.25 | 57.03 | 10 | 0
2035 | SOCO_2_FRCC | SOCO | FRCC | Internal | Shoulder | B11 | 25 | 3700 | 0 | 89.5 | 97.93 | 10 | 0
2035 | SOCO_2_FRCC | SOCO | FRCC | Internal | Shoulder | B12 | 200 | 3700 | 0 | 57.72 | 63.63 | 10 | 0
2035 | SOCO_2_FRCC | SOCO | FRCC | Internal | Shoulder | B13 | 600 | 3700 | 0 | 55.72 | 60.99 | 10 | 0
2035 | SOCO_2_FRCC | SOCO | FRCC | Internal | Shoulder | B14 | 900 | 3700 | 0 | 55.72 | 60.99 | 10 | 0
2035 | SOCO_2_FRCC | SOCO | FRCC | Internal | Shoulder | B15 | 1203 | 3700 | 0 | 55.72 | 60.99 | 10 | 0
2035 | SOCO_2_FRCC | SOCO | FRCC | Internal | Summer | B1 | 10 | 3700 | 0 | 92.69 | 98.45 | 10 | 0
2035 | SOCO_2_FRCC | SOCO | FRCC | Internal | Summer | B2 | 25 | 3700 | 0 | 92.69 | 98.45 | 10 | 0
2035 | SOCO_2_FRCC | SOCO | FRCC | Internal | Summer | B3 | 75 | 3700 | 0 | 90.9 | 96.43 | 10 | 0
2035 | SOCO_2_FRCC | SOCO | FRCC | Internal | Summer | B4 | 100 | 3700 | 0 | 90.9 | 96.43 | 10 | 0
2035 | SOCO_2_FRCC | SOCO | FRCC | Internal | Summer | B5 | 200 | 3700 | 0 | 90.9 | 85.04 | 10 | 0
2035 | SOCO_2_FRCC | SOCO | FRCC | Internal | Summer | B6 | 300 | 3700 | 418.03 | 72.27 | 82.27 | 10 | 0
2035 | SOCO_2_FRCC | SOCO | FRCC | Internal | Summer | B7 | 400 | 3700 | 0 | 62.07 | 62.59 | 10 | 0
2035 | SOCO_2_FRCC | SOCO | FRCC | Internal | Summer | B8 | 500 | 3700 | 0 | 54.18 | 59.99 | 10 | 0
2035 | SOCO_2_FRCC | SOCO | FRCC | Internal | Summer | B9 | 800 | 3700 | 0 | 54.18 | 59.99 | 10 | 0
2035 | SOCO_2_FRCC | SOCO | FRCC | Internal | Summer | B10 | 1262 | 3700 | 200 | 49.99 | 59.99 | 10 | 0
2035 | SOCO_2_FRCC | SOCO | FRCC | Internal | Winter | B16 | 25 | 3700 | 0 | 92.13 | 90.52 | 10 | 0
2035 | SOCO_2_FRCC | SOCO | FRCC | Internal | Winter | B17 | 100 | 3700 | 0 | 60 | 66.58 | 10 | 0
2035 | SOCO_2_FRCC | SOCO | FRCC | Internal | Winter | B18 | 400 | 3700 | 0 | 59.07 | 63.81 | 10 | 0
2035 | SOCO_2_FRCC | SOCO | FRCC | Internal | Winter | B19 | 700 | 3700 | 0 | 59.07 | 63.81 | 10 | 0
2035 | SOCO_2_FRCC | SOCO | FRCC | Internal | Winter | B20 | 935 | 3700 | 0 | 58.25 | 63.25 | 10 | 0
2035 | SOCO_2_TVA_Transmission | SOCO | TVA_Transmission | Internal | Shoulder | B11 | 25 | 2600 | 0 | 89.5 | 82.01 | 10 | 0
2035 | SOCO_2_TVA_Transmission | SOCO | TVA_Transmission | Internal | Shoulder | B12 | 200 | 2600 | 0 | 57.72 | 66.3 | 10 | 0
2035 | SOCO_2_TVA_Transmission | SOCO | TVA_Transmission | Internal | Shoulder | B13 | 600 | 2600 | 0 | 55.72 | 56.72 | 10 | 0
2035 | SOCO_2_TVA_Transmission | SOCO | TVA_Transmission | Internal | Shoulder | B14 | 900 | 2600 | 0 | 55.72 | 55.68 | 10 | 0
2035 | SOCO_2_TVA_Transmission | SOCO | TVA_Transmission | Internal | Shoulder | B15 | 1203 | 2600 | 0 | 55.72 | 54 | 10 | 0
2035 | SOCO_2_TVA_Transmission | SOCO | TVA_Transmission | Internal | Summer | B1 | 10 | 2600 | 0 | 92.69 | 89.47 | 10 | 0
2035 | SOCO_2_TVA_Transmission | SOCO | TVA_Transmission | Internal | Summer | B2 | 25 | 2600 | 0 | 92.69 | 89.38 | 10 | 0
2035 | SOCO_2_TVA_Transmission | SOCO | TVA_Transmission | Internal | Summer | B3 | 75 | 2600 | 0 | 90.9 | 87.48 | 10 | 0
2035 | SOCO_2_TVA_Transmission | SOCO | TVA_Transmission | Internal | Summer | B4 | 100 | 2600 | 0 | 90.9 | 84.93 | 10 | 0
2035 | SOCO_2_TVA_Transmission | SOCO | TVA_Transmission | Internal | Summer | B5 | 200 | 2600 | 0 | 90.9 | 81.9 | 10 | 0
2035 | SOCO_2_TVA_Transmission | SOCO | TVA_Transmission | Internal | Summer | B6 | 300 | 2600 | 0 | 72.27 | 66.43 | 10 | 0
2035 | SOCO_2_TVA_Transmission | SOCO | TVA_Transmission | Internal | Summer | B7 | 400 | 2600 | 0 | 62.07 | 55 | 10 | 0
2035 | SOCO_2_TVA_Transmission | SOCO | TVA_Transmission | Internal | Summer | B8 | 500 | 2600 | 0 | 54.18 | 54.07 | 10 | 0
2035 | SOCO_2_TVA_Transmission | SOCO | TVA_Transmission | Internal | Summer | B9 | 800 | 2600 | 0 | 54.18 | 50.4 | 10 | 0
2035 | SOCO_2_TVA_Transmission | SOCO | TVA_Transmission | Internal | Summer | B10 | 1262 | 2600 | 0 | 49.99 | 49.17 | 10 | 0
2035 | SOCO_2_TVA_Transmission | SOCO | TVA_Transmission | Internal | Winter | B16 | 25 | 2600 | 0 | 92.13 | 92.13 | 10 | 0
2035 | SOCO_2_TVA_Transmission | SOCO | TVA_Transmission | Internal | Winter | B17 | 100 | 2600 | 0 | 60 | 66.98 | 10 | 0
2035 | SOCO_2_TVA_Transmission | SOCO | TVA_Transmission | Internal | Winter | B18 | 400 | 2600 | 0 | 59.07 | 59.85 | 10 | 0
2035 | SOCO_2_TVA_Transmission | SOCO | TVA_Transmission | Internal | Winter | B19 | 700 | 2600 | 0 | 59.07 | 56.16 | 10 | 0
2035 | SOCO_2_TVA_Transmission | SOCO | TVA_Transmission | Internal | Winter | B20 | 935 | 2600 | 0 | 58.25 | 53.74 | 10 | 0
2035 | SOCO_2_VACAR | SOCO | VACAR | Internal | Shoulder | B11 | 25 | 2000 | 0 | 89.5 | 82.5 | 10 | 0
2035 | SOCO_2_VACAR | SOCO | VACAR | Internal | Shoulder | B12 | 200 | 2000 | 850.12 | 57.72 | 67.72 | 10 | 0
2035 | SOCO_2_VACAR | SOCO | VACAR | Internal | Shoulder | B13 | 600 | 2000 | 0 | 55.72 | 55.23 | 10 | 0
2035 | SOCO_2_VACAR | SOCO | VACAR | Internal | Shoulder | B14 | 900 | 2000 | 0 | 55.72 | 53.49 | 10 | 0
2035 | SOCO_2_VACAR | SOCO | VACAR | Internal | Shoulder | B15 | 1203 | 2000 | 0 | 55.72 | 53.49 | 10 | 0
2035 | SOCO_2_VACAR | SOCO | VACAR | Internal | Summer | B1 | 10 | 2000 | 0 | 92.69 | 92.52 | 10 | 0
2035 | SOCO_2_VACAR | SOCO | VACAR | Internal | Summer | B2 | 25 | 2000 | 0 | 92.69 | 92.52 | 10 | 0
2035 | SOCO_2_VACAR | SOCO | VACAR | Internal | Summer | B3 | 75 | 2000 | 0 | 90.9 | 92.52 | 10 | 0
2035 | SOCO_2_VACAR | SOCO | VACAR | Internal | Summer | B4 | 100 | 2000 | 0 | 90.9 | 90.38 | 10 | 0
2035 | SOCO_2_VACAR | SOCO | VACAR | Internal | Summer | B5 | 200 | 2000 | 0 | 90.9 | 83.9 | 10 | 0
2035 | SOCO_2_VACAR | SOCO | VACAR | Internal | Summer | B6 | 300 | 2000 | 0 | 72.27 | 68.25 | 10 | 0
2035 | SOCO_2_VACAR | SOCO | VACAR | Internal | Summer | B7 | 400 | 2000 | 0 | 62.07 | 56.32 | 10 | 0
2035 | SOCO_2_VACAR | SOCO | VACAR | Internal | Summer | B8 | 500 | 2000 | 0 | 54.18 | 51.32 | 10 | 0
2035 | SOCO_2_VACAR | SOCO | VACAR | Internal | Summer | B9 | 800 | 2000 | 0 | 54.18 | 51.32 | 10 | 0
2035 | SOCO_2_VACAR | SOCO | VACAR | Internal | Summer | B10 | 1262 | 2000 | 0 | 49.99 | 51.32 | 10 | 0
2035 | SOCO_2_VACAR | SOCO | VACAR | Internal | Winter | B16 | 25 | 2000 | 1291.93 | 92.13 | 102.13 | 10 | 0
2035 | SOCO_2_VACAR | SOCO | VACAR | Internal | Winter | B17 | 100 | 2000 | 2000 | 60 | 75.13 | 10 | 5.13
2035 | SOCO_2_VACAR | SOCO | VACAR | Internal | Winter | B18 | 400 | 2000 | 0 | 59.07 | 59.95 | 10 | 0
2035 | SOCO_2_VACAR | SOCO | VACAR | Internal | Winter | B19 | 700 | 2000 | 0 | 59.07 | 58.37 | 10 | 0
2035 | SOCO_2_VACAR | SOCO | VACAR | Internal | Winter | B20 | 935 | 2000 | 0 | 58.25 | 58.37 | 10 | 0
2035 | SPP_N_2_ENT | SPP_N | ENT | Internal | Shoulder | B11 | 25 | 1800 | 0 | 88.08 | 81.5 | 5 | 0
2035 | SPP_N_2_ENT | SPP_N | ENT | Internal | Shoulder | B12 | 200 | 1800 | 0 | 66.23 | 58.52 | 5 | 0
2035 | SPP_N_2_ENT | SPP_N | ENT | Internal | Shoulder | B13 | 600 | 1800 | 0 | 54.8 | 55.45 | 5 | 0
2035 | SPP_N_2_ENT | SPP_N | ENT | Internal | Shoulder | B14 | 900 | 1800 | 0 | 53.38 | 55.45 | 5 | 0
2035 | SPP_N_2_ENT | SPP_N | ENT | Internal | Shoulder | B15 | 1203 | 1800 | 0 | 49.03 | 53.61 | 5 | 0
2035 | SPP_N_2_ENT | SPP_N | ENT | Internal | Summer | B1 | 10 | 1800 | 0 | 88.32 | 84.69 | 5 | 0
2035 | SPP_N_2_ENT | SPP_N | ENT | Internal | Summer | B2 | 25 | 1800 | 0 | 88.32 | 84.69 | 5 | 0
2035 | SPP_N_2_ENT | SPP_N | ENT | Internal | Summer | B3 | 75 | 1800 | 0 | 88.32 | 82.9 | 5 | 0
2035 | SPP_N_2_ENT | SPP_N | ENT | Internal | Summer | B4 | 100 | 1800 | 0 | 85.81 | 82.9 | 5 | 0
2035 | SPP_N_2_ENT | SPP_N | ENT | Internal | Summer | B5 | 200 | 1800 | 0 | 85.45 | 79.74 | 5 | 0
2035 | SPP_N_2_ENT | SPP_N | ENT | Internal | Summer | B6 | 300 | 1800 | 0 | 72.26 | 64.27 | 5 | 0
2035 | SPP_N_2_ENT | SPP_N | ENT | Internal | Summer | B7 | 400 | 1800 | 0 | 55.91 | 54.07 | 5 | 0
2035 | SPP_N_2_ENT | SPP_N | ENT | Internal | Summer | B8 | 500 | 1800 | 0 | 52.35 | 54.07 | 5 | 0
2035 | SPP_N_2_ENT | SPP_N | ENT | Internal | Summer | B9 | 800 | 1800 | 0 | 51.6 | 53.67 | 5 | 0
2035 | SPP_N_2_ENT | SPP_N | ENT | Internal | Summer | B10 | 1262 | 1800 | 0 | 47.41 | 51.9 | 5 | 0
2035 | SPP_N_2_ENT | SPP_N | ENT | Internal | Winter | B16 | 25 | 1800 | 0 | 86.76 | 84.13 | 5 | 0
2035 | SPP_N_2_ENT | SPP_N | ENT | Internal | Winter | B17 | 100 | 1800 | 0 | 62.13 | 59.42 | 5 | 0
2035 | SPP_N_2_ENT | SPP_N | ENT | Internal | Winter | B18 | 400 | 1800 | 0 | 56.99 | 58.99 | 5 | 0
2035 | SPP_N_2_ENT | SPP_N | ENT | Internal | Winter | B19 | 700 | 1800 | 0 | 53.26 | 58.15 | 5 | 0
2035 | SPP_N_2_ENT | SPP_N | ENT | Internal | Winter | B20 | 935 | 1800 | 825.22 | 52.03 | 57.03 | 5 | 0
2035 | SPP_N_2_MISO_MO-IL | SPP_N | MISO_MO-IL | Internal | Shoulder | B11 | 25 | 2000 | 0 | 88.08 | 81.83 | 5 | 0
2035 | SPP_N_2_MISO_MO-IL | SPP_N | MISO_MO-IL | Internal | Shoulder | B12 | 200 | 2000 | 0 | 66.23 | 67.1 | 5 | 0
2035 | SPP_N_2_MISO_MO-IL | SPP_N | MISO_MO-IL | Internal | Shoulder | B13 | 600 | 2000 | 0 | 54.8 | 54.78 | 5 | 0
2035 | SPP_N_2_MISO_MO-IL | SPP_N | MISO_MO-IL | Internal | Shoulder | B14 | 900 | 2000 | 0 | 53.38 | 52.28 | 5 | 0
2035 | SPP_N_2_MISO_MO-IL | SPP_N | MISO_MO-IL | Internal | Shoulder | B15 | 1203 | 2000 | 0 | 49.03 | 48.54 | 5 | 0
2035 | SPP_N_2_MISO_MO-IL | SPP_N | MISO_MO-IL | Internal | Summer | B1 | 10 | 2000 | 0 | 88.32 | 85.47 | 5 | 0
2035 | SPP_N_2_MISO_MO-IL | SPP_N | MISO_MO-IL | Internal | Summer | B2 | 25 | 2000 | 0 | 88.32 | 85.41 | 5 | 0
2035 | SPP_N_2_MISO_MO-IL | SPP_N | MISO_MO-IL | Internal | Summer | B3 | 75 | 2000 | 0 | 88.32 | 83.8 | 5 | 0
2035 | SPP_N_2_MISO_MO-IL | SPP_N | MISO_MO-IL | Internal | Summer | B4 | 100 | 2000 | 0 | 85.81 | 80.94 | 5 | 0
2035 | SPP_N_2_MISO_MO-IL | SPP_N | MISO_MO-IL | Internal | Summer | B5 | 200 | 2000 | 0 | 85.45 | 79.14 | 5 | 0
2035 | SPP_N_2_MISO_MO-IL | SPP_N | MISO_MO-IL | Internal | Summer | B6 | 300 | 2000 | 0 | 72.26 | 64.26 | 5 | 0
2035 | SPP_N_2_MISO_MO-IL | SPP_N | MISO_MO-IL | Internal | Summer | B7 | 400 | 2000 | 0 | 55.91 | 52.32 | 5 | 0
2035 | SPP_N_2_MISO_MO-IL | SPP_N | MISO_MO-IL | Internal | Summer | B8 | 500 | 2000 | 0 | 52.35 | 50.73 | 5 | 0
2035 | SPP_N_2_MISO_MO-IL | SPP_N | MISO_MO-IL | Internal | Summer | B9 | 800 | 2000 | 0 | 51.6 | 46.41 | 5 | 0
2035 | SPP_N_2_MISO_MO-IL | SPP_N | MISO_MO-IL | Internal | Summer | B10 | 1262 | 2000 | 0 | 47.41 | 45.14 | 5 | 0
2035 | SPP_N_2_MISO_MO-IL | SPP_N | MISO_MO-IL | Internal | Winter | B16 | 25 | 2000 | 0 | 86.76 | 86.76 | 5 | 0
2035 | SPP_N_2_MISO_MO-IL | SPP_N | MISO_MO-IL | Internal | Winter | B17 | 100 | 2000 | 513.65 | 62.13 | 67.13 | 5 | 0
2035 | SPP_N_2_MISO_MO-IL | SPP_N | MISO_MO-IL | Internal | Winter | B18 | 400 | 2000 | 0 | 56.99 | 57.89 | 5 | 0
2035 | SPP_N_2_MISO_MO-IL | SPP_N | MISO_MO-IL | Internal | Winter | B19 | 700 | 2000 | 0 | 53.26 | 52.57 | 5 | 0
2035 | SPP_N_2_MISO_MO-IL | SPP_N | MISO_MO-IL | Internal | Winter | B20 | 935 | 2000 | 0 | 52.03 | 49.43 | 5 | 0
2035 | SPP_N_2_MISO_W | SPP_N | MISO_W | Internal | Shoulder | B11 | 25 | 750 | 0 | 88.08 | 87.98 | 5 | 0
2035 | SPP_N_2_MISO_W | SPP_N | MISO_W | Internal | Shoulder | B12 | 200 | 750 | 0 | 66.23 | 67.12 | 5 | 0
2035 | SPP_N_2_MISO_W | SPP_N | MISO_W | Internal | Shoulder | B13 | 600 | 750 | 0 | 54.8 | 54.79 | 5 | 0
2035 | SPP_N_2_MISO_W | SPP_N | MISO_W | Internal | Shoulder | B14 | 900 | 750 | 0 | 53.38 | 53.71 | 5 | 0
2035 | SPP_N_2_MISO_W | SPP_N | MISO_W | Internal | Shoulder | B15 | 1203 | 750 | 0 | 49.03 | 51.27 | 5 | 0
2035 | SPP_N_2_MISO_W | SPP_N | MISO_W | Internal | Summer | B1 | 10 | 750 | 0 | 88.32 | 87.66 | 5 | 0
2035 | SPP_N_2_MISO_W | SPP_N | MISO_W | Internal | Summer | B2 | 25 | 750 | 0 | 88.32 | 87.66 | 5 | 0
2035 | SPP_N_2_MISO_W | SPP_N | MISO_W | Internal | Summer | B3 | 75 | 750 | 0 | 88.32 | 88.31 | 5 | 0
2035 | SPP_N_2_MISO_W | SPP_N | MISO_W | Internal | Summer | B4 | 100 | 750 | 0 | 85.81 | 85.8 | 5 | 0
2035 | SPP_N_2_MISO_W | SPP_N | MISO_W | Internal | Summer | B5 | 200 | 750 | 0 | 85.45 | 84.55 | 5 | 0
2035 | SPP_N_2_MISO_W | SPP_N | MISO_W | Internal | Summer | B6 | 300 | 750 | 0 | 72.26 | 72.25 | 5 | 0
2035 | SPP_N_2_MISO_W | SPP_N | MISO_W | Internal | Summer | B7 | 400 | 750 | 0 | 55.91 | 52.33 | 5 | 0
2035 | SPP_N_2_MISO_W | SPP_N | MISO_W | Internal | Summer | B8 | 500 | 750 | 0 | 52.35 | 50.74 | 5 | 0
2035 | SPP_N_2_MISO_W | SPP_N | MISO_W | Internal | Summer | B9 | 800 | 750 | 0 | 51.6 | 48.42 | 5 | 0
2035 | SPP_N_2_MISO_W | SPP_N | MISO_W | Internal | Summer | B10 | 1262 | 750 | 0 | 47.41 | 45.13 | 5 | 0
2035 | SPP_N_2_MISO_W | SPP_N | MISO_W | Internal | Winter | B16 | 25 | 750 | 0 | 86.76 | 86.75 | 5 | 0
2035 | SPP_N_2_MISO_W | SPP_N | MISO_W | Internal | Winter | B17 | 100 | 750 | 0.28 | 62.13 | 67.12 | 5 | 0
2035 | SPP_N_2_MISO_W | SPP_N | MISO_W | Internal | Winter | B18 | 400 | 750 | 0 | 56.99 | 57.9 | 5 | 0
2035 | SPP_N_2_MISO_W | SPP_N | MISO_W | Internal | Winter | B19 | 700 | 750 | 0 | 53.26 | 57.46 | 5 | 0
2035 | SPP_N_2_MISO_W | SPP_N | MISO_W | Internal | Winter | B20 | 935 | 750 | 0 | 52.03 | 49.45 | 5 | 0
2035 | SPP_N_2_NE | SPP_N | NE | Internal | Shoulder | B11 | 25 | 330 | 0.12 | 88.08 | 87.98 | 0.01 | 0
2035 | SPP_N_2_NE | SPP_N | NE | Internal | Shoulder | B12 | 200 | 330 | 0.07 | 66.23 | 66.21 | 0.01 | 0
2035 | SPP_N_2_NE | SPP_N | NE | Internal | Shoulder | B13 | 600 | 330 | 0.02 | 54.8 | 54.79 | 0.01 | 0
2035 | SPP_N_2_NE | SPP_N | NE | Internal | Shoulder | B14 | 900 | 330 | 0.02 | 53.38 | 53.37 | 0.01 | 0
2035 | SPP_N_2_NE | SPP_N | NE | Internal | Shoulder | B15 | 1203 | 330 | 0.01 | 49.03 | 49.02 | 0.01 | 0
2035 | SPP_N_2_NE | SPP_N | NE | Internal | Summer | B1 | 10 | 330 | 0.05 | 88.32 | 87.66 | 0.01 | 0
2035 | SPP_N_2_NE | SPP_N | NE | Internal | Summer | B2 | 25 | 330 | 0.02 | 88.32 | 87.66 | 0.01 | 0
2035 | SPP_N_2_NE | SPP_N | NE | Internal | Summer | B3 | 75 | 330 | 0.18 | 88.32 | 88.31 | 0.01 | 0
2035 | SPP_N_2_NE | SPP_N | NE | Internal | Summer | B4 | 100 | 330 | 0.14 | 85.81 | 85.8 | 0.01 | 0
2035 | SPP_N_2_NE | SPP_N | NE | Internal | Summer | B5 | 200 | 330 | 0 | 85.45 | 84.55 | 0.01 | 0
2035 | SPP_N_2_NE | SPP_N | NE | Internal | Summer | B6 | 300 | 330 | 0.05 | 72.26 | 72.25 | 0.01 | 0
2035 | SPP_N_2_NE | SPP_N | NE | Internal | Summer | B7 | 400 | 330 | 0.04 | 55.91 | 55.9 | 0.01 | 0
2035 | SPP_N_2_NE | SPP_N | NE | Internal | Summer | B8 | 500 | 330 | 0 | 52.35 | 50.74 | 0.01 | 0
2035 | SPP_N_2_NE | SPP_N | NE | Internal | Summer | B9 | 800 | 330 | 0 | 51.6 | 50.08 | 0.01 | 0
2035 | SPP_N_2_NE | SPP_N | NE | Internal | Summer | B10 | 1262 | 330 | 0 | 47.41 | 40.13 | 0.01 | 0
2035 | SPP_N_2_NE | SPP_N | NE | Internal | Winter | B16 | 25 | 330 | 0.49 | 86.76 | 86.75 | 0.01 | 0
2035 | SPP_N_2_NE | SPP_N | NE | Internal | Winter | B17 | 100 | 330 | 0.14 | 62.13 | 62.12 | 0.01 | 0
2035 | SPP_N_2_NE | SPP_N | NE | Internal | Winter | B18 | 400 | 330 | 0.04 | 56.99 | 56.98 | 0.01 | 0
2035 | SPP_N_2_NE | SPP_N | NE | Internal | Winter | B19 | 700 | 330 | 0.02 | 53.26 | 53.25 | 0.01 | 0
2035 | SPP_N_2_NE | SPP_N | NE | Internal | Winter | B20 | 935 | 330 | 0 | 52.03 | 49.35 | 0.01 | 0
2035 | SPP_N_2_SPP_S | SPP_N | SPP_S | Internal | Shoulder | B11 | 25 | 4000 | 0 | 88.08 | 77.37 | 0.01 | 0
2035 | SPP_N_2_SPP_S | SPP_N | SPP_S | Internal | Shoulder | B12 | 200 | 4000 | 0 | 66.23 | 53.52 | 0.01 | 0
2035 | SPP_N_2_SPP_S | SPP_N | SPP_S | Internal | Shoulder | B13 | 600 | 4000 | 0 | 54.8 | 53.52 | 0.01 | 0
2035 | SPP_N_2_SPP_S | SPP_N | SPP_S | Internal | Shoulder | B14 | 900 | 4000 | 106.89 | 53.38 | 53.4 | 0.01 | 0
2035 | SPP_N_2_SPP_S | SPP_N | SPP_S | Internal | Shoulder | B15 | 1203 | 4000 | 0.01 | 49.03 | 49.02 | 0.01 | 0
2035 | SPP_N_2_SPP_S | SPP_N | SPP_S | Internal | Summer | B1 | 10 | 4000 | 0 | 88.32 | 74.74 | 0.01 | 0
2035 | SPP_N_2_SPP_S | SPP_N | SPP_S | Internal | Summer | B2 | 25 | 4000 | 0 | 88.32 | 75.37 | 0.01 | 0
2035 | SPP_N_2_SPP_S | SPP_N | SPP_S | Internal | Summer | B3 | 75 | 4000 | 0 | 88.32 | 75.37 | 0.01 | 0
2035 | SPP_N_2_SPP_S | SPP_N | SPP_S | Internal | Summer | B4 | 100 | 4000 | 0 | 85.81 | 74.74 | 0.01 | 0
2035 | SPP_N_2_SPP_S | SPP_N | SPP_S | Internal | Summer | B5 | 200 | 4000 | 0 | 85.45 | 74.74 | 0.01 | 0
2035 | SPP_N_2_SPP_S | SPP_N | SPP_S | Internal | Summer | B6 | 300 | 4000 | 300.31 | 72.26 | 72.27 | 0.01 | 0
2035 | SPP_N_2_SPP_S | SPP_N | SPP_S | Internal | Summer | B7 | 400 | 4000 | 0.03 | 55.91 | 55.89 | 0.01 | 0
2035 | SPP_N_2_SPP_S | SPP_N | SPP_S | Internal | Summer | B8 | 500 | 4000 | 0.03 | 52.35 | 52.34 | 0.01 | 0
2035 | SPP_N_2_SPP_S | SPP_N | SPP_S | Internal | Summer | B9 | 800 | 4000 | 1473.68 | 51.6 | 51.61 | 0.01 | 0
2035 | SPP_N_2_SPP_S | SPP_N | SPP_S | Internal | Summer | B10 | 1262 | 4000 | 1414.93 | 47.41 | 47.43 | 0.01 | 0
2035 | SPP_N_2_SPP_S | SPP_N | SPP_S | Internal | Winter | B16 | 25 | 4000 | 0 | 86.76 | 59.76 | 0.01 | 0
2035 | SPP_N_2_SPP_S | SPP_N | SPP_S | Internal | Winter | B17 | 100 | 4000 | 0 | 62.13 | 57.13 | 0.01 | 0
2035 | SPP_N_2_SPP_S | SPP_N | SPP_S | Internal | Winter | B18 | 400 | 4000 | 276.63 | 56.99 | 57 | 0.01 | 0
2035 | SPP_N_2_SPP_S | SPP_N | SPP_S | Internal | Winter | B19 | 700 | 4000 | 0.02 | 53.26 | 53.25 | 0.01 | 0
2035 | SPP_N_2_SPP_S | SPP_N | SPP_S | Internal | Winter | B20 | 935 | 4000 | 813.03 | 52.03 | 52.04 | 0.01 | 0
2035 | SPP_S_2_ENT | SPP_S | ENT | Internal | Shoulder | B11 | 25 | 850 | 0.02 | 77.37 | 81.5 | 5 | 0
2035 | SPP_S_2_ENT | SPP_S | ENT | Internal | Shoulder | B12 | 200 | 850 | 374.65 | 53.52 | 58.52 | 5 | 0
2035 | SPP_S_2_ENT | SPP_S | ENT | Internal | Shoulder | B13 | 600 | 850 | 0 | 53.52 | 55.45 | 5 | 0
2035 | SPP_S_2_ENT | SPP_S | ENT | Internal | Shoulder | B14 | 900 | 850 | 0 | 53.4 | 55.45 | 5 | 0
2035 | SPP_S_2_ENT | SPP_S | ENT | Internal | Shoulder | B15 | 1203 | 850 | 0 | 49.02 | 53.61 | 5 | 0
2035 | SPP_S_2_ENT | SPP_S | ENT | Internal | Summer | B1 | 10 | 850 | 849.99 | 74.74 | 84.69 | 5 | 4.94
2035 | SPP_S_2_ENT | SPP_S | ENT | Internal | Summer | B2 | 25 | 850 | 850 | 75.37 | 84.69 | 5 | 4.31
2035 | SPP_S_2_ENT | SPP_S | ENT | Internal | Summer | B3 | 75 | 850 | 850 | 75.37 | 82.9 | 5 | 2.52
2035 | SPP_S_2_ENT | SPP_S | ENT | Internal | Summer | B4 | 100 | 850 | 850 | 74.74 | 82.9 | 5 | 3.15
2035 | SPP_S_2_ENT | SPP_S | ENT | Internal | Summer | B5 | 200 | 850 | 66.6 | 74.74 | 79.74 | 5 | 0
2035 | SPP_S_2_ENT | SPP_S | ENT | Internal | Summer | B6 | 300 | 850 | 0 | 72.27 | 64.27 | 5 | 0
2035 | SPP_S_2_ENT | SPP_S | ENT | Internal | Summer | B7 | 400 | 850 | 0 | 55.89 | 54.07 | 5 | 0
2035 | SPP_S_2_ENT | SPP_S | ENT | Internal | Summer | B8 | 500 | 850 | 0 | 52.34 | 54.07 | 5 | 0
2035 | SPP_S_2_ENT | SPP_S | ENT | Internal | Summer | B9 | 800 | 850 | 0 | 51.61 | 53.67 | 5 | 0
2035 | SPP_S_2_ENT | SPP_S | ENT | Internal | Summer | B10 | 1262 | 850 | 0 | 47.43 | 51.9 | 5 | 0
2035 | SPP_S_2_ENT | SPP_S | ENT | Internal | Winter | B16 | 25 | 850 | 850 | 59.76 | 84.13 | 5 | 19.37
2035 | SPP_S_2_ENT | SPP_S | ENT | Internal | Winter | B17 | 100 | 850 | 0 | 57.13 | 59.42 | 5 | 0
2035 | SPP_S_2_ENT | SPP_S | ENT | Internal | Winter | B18 | 400 | 850 | 0 | 57 | 58.99 | 5 | 0
2035 | SPP_S_2_ENT | SPP_S | ENT | Internal | Winter | B19 | 700 | 850 | 0 | 53.25 | 58.15 | 5 | 0
2035 | SPP_S_2_ENT | SPP_S | ENT | Internal | Winter | B20 | 935 | 850 | 0.03 | 52.04 | 57.03 | 5 | 0
2035 | SPP_S_2_SPP_N | SPP_S | SPP_N | Internal | Shoulder | B11 | 25 | 640 | 640 | 77.37 | 88.08 | 0.01 | 10.7
2035 | SPP_S_2_SPP_N | SPP_S | SPP_N | Internal | Shoulder | B12 | 200 | 640 | 640 | 53.52 | 66.23 | 0.01 | 12.7
2035 | SPP_S_2_SPP_N | SPP_S | SPP_N | Internal | Shoulder | B13 | 600 | 640 | 640 | 53.52 | 54.8 | 0.01 | 1.28
2035 | SPP_S_2_SPP_N | SPP_S | SPP_N | Internal | Shoulder | B14 | 900 | 640 | 0.02 | 53.4 | 53.38 | 0.01 | 0
2035 | SPP_S_2_SPP_N | SPP_S | SPP_N | Internal | Shoulder | B15 | 1203 | 640 | 135.74 | 49.02 | 49.03 | 0.01 | 0
2035 | SPP_S_2_SPP_N | SPP_S | SPP_N | Internal | Summer | B1 | 10 | 640 | 640 | 74.74 | 88.32 | 0.01 | 13.57
2035 | SPP_S_2_SPP_N | SPP_S | SPP_N | Internal | Summer | B2 | 25 | 640 | 640 | 75.37 | 88.32 | 0.01 | 12.94
2035 | SPP_S_2_SPP_N | SPP_S | SPP_N | Internal | Summer | B3 | 75 | 640 | 640 | 75.37 | 88.32 | 0.01 | 12.94
2035 | SPP_S_2_SPP_N | SPP_S | SPP_N | Internal | Summer | B4 | 100 | 640 | 640 | 74.74 | 85.81 | 0.01 | 11.06
2035 | SPP_S_2_SPP_N | SPP_S | SPP_N | Internal | Summer | B5 | 200 | 640 | 640 | 74.74 | 85.45 | 0.01 | 10.69
2035 | SPP_S_2_SPP_N | SPP_S | SPP_N | Internal | Summer | B6 | 300 | 640 | 0.05 | 72.27 | 72.26 | 0.01 | 0
2035 | SPP_S_2_SPP_N | SPP_S | SPP_N | Internal | Summer | B7 | 400 | 640 | 639.86 | 55.89 | 55.91 | 0.01 | 0.01
2035 | SPP_S_2_SPP_N | SPP_S | SPP_N | Internal | Summer | B8 | 500 | 640 | 154.84 | 52.34 | 52.35 | 0.01 | 0
2035 | SPP_S_2_SPP_N | SPP_S | SPP_N | Internal | Summer | B9 | 800 | 640 | 0.02 | 51.61 | 51.6 | 0.01 | 0
2035 | SPP_S_2_SPP_N | SPP_S | SPP_N | Internal | Summer | B10 | 1262 | 640 | 0.01 | 47.43 | 47.41 | 0.01 | 0
2035 | SPP_S_2_SPP_N | SPP_S | SPP_N | Internal | Winter | B16 | 25 | 640 | 640 | 59.76 | 86.76 | 0.01 | 26.99
2035 | SPP_S_2_SPP_N | SPP_S | SPP_N | Internal | Winter | B17 | 100 | 640 | 640 | 57.13 | 62.13 | 0.01 | 4.99
2035 | SPP_S_2_SPP_N | SPP_S | SPP_N | Internal | Winter | B18 | 400 | 640 | 0.04 | 57 | 56.99 | 0.01 | 0
2035 | SPP_S_2_SPP_N | SPP_S | SPP_N | Internal | Winter | B19 | 700 | 640 | 51.05 | 53.25 | 53.26 | 0.01 | 0
2035 | SPP_S_2_SPP_N | SPP_S | SPP_N | Internal | Winter | B20 | 935 | 640 | 0.02 | 52.04 | 52.03 | 0.01 | 0
2035 | TVA_2_ENT | TVA | ENT | Internal | Shoulder | B11 | 25 | 500 | 0 | 80.5 | 81.5 | 9 | 0
2035 | TVA_2_ENT | TVA | ENT | Internal | Shoulder | B12 | 200 | 500 | 0 | 57.42 | 58.52 | 9 | 0
2035 | TVA_2_ENT | TVA | ENT | Internal | Shoulder | B13 | 600 | 500 | 0 | 55.04 | 55.45 | 9 | 0
2035 | TVA_2_ENT | TVA | ENT | Internal | Shoulder | B14 | 900 | 500 | 0 | 55.04 | 55.45 | 9 | 0
2035 | TVA_2_ENT | TVA | ENT | Internal | Shoulder | B15 | 1203 | 500 | 0 | 54.01 | 53.61 | 9 | 0
2035 | TVA_2_ENT | TVA | ENT | Internal | Summer | B1 | 10 | 500 | 0 | 89.49 | 84.69 | 9 | 0
2035 | TVA_2_ENT | TVA | ENT | Internal | Summer | B2 | 25 | 500 | 0 | 89.39 | 84.69 | 9 | 0
2035 | TVA_2_ENT | TVA | ENT | Internal | Summer | B3 | 75 | 500 | 0 | 87.16 | 82.9 | 9 | 0
2035 | TVA_2_ENT | TVA | ENT | Internal | Summer | B4 | 100 | 500 | 0 | 84.94 | 82.9 | 9 | 0
2035 | TVA_2_ENT | TVA | ENT | Internal | Summer | B5 | 200 | 500 | 0 | 81.91 | 79.74 | 9 | 0
2035 | TVA_2_ENT | TVA | ENT | Internal | Summer | B6 | 300 | 500 | 0 | 59.25 | 64.27 | 9 | 0
2035 | TVA_2_ENT | TVA | ENT | Internal | Summer | B7 | 400 | 500 | 0 | 53.58 | 54.07 | 9 | 0
2035 | TVA_2_ENT | TVA | ENT | Internal | Summer | B8 | 500 | 500 | 0 | 53.58 | 54.07 | 9 | 0
2035 | TVA_2_ENT | TVA | ENT | Internal | Summer | B9 | 800 | 500 | 0 | 49.18 | 53.67 | 9 | 0
2035 | TVA_2_ENT | TVA | ENT | Internal | Summer | B10 | 1262 | 500 | 0 | 49.18 | 51.9 | 9 | 0
2035 | TVA_2_ENT | TVA | ENT | Internal | Winter | B16 | 25 | 500 | 0 | 92.14 | 84.13 | 9 | 0
2035 | TVA_2_ENT | TVA | ENT | Internal | Winter | B17 | 100 | 500 | 0 | 60.74 | 59.42 | 9 | 0
2035 | TVA_2_ENT | TVA | ENT | Internal | Winter | B18 | 400 | 500 | 0 | 54.7 | 58.99 | 9 | 0
2035 | TVA_2_ENT | TVA | ENT | Internal | Winter | B19 | 700 | 500 | 0 | 54.7 | 58.15 | 9 | 0
2035 | TVA_2_ENT | TVA | ENT | Internal | Winter | B20 | 935 | 500 | 0 | 53.75 | 57.03 | 9 | 0
2035 | TVA_2_MISO_MO-IL | TVA | MISO_MO-IL | Internal | Shoulder | B11 | 25 | 50 | 0 | 80.5 | 81.83 | 9 | 0
2035 | TVA_2_MISO_MO-IL | TVA | MISO_MO-IL | Internal | Shoulder | B12 | 200 | 50 | 50 | 57.42 | 67.1 | 9 | 0.68
2035 | TVA_2_MISO_MO-IL | TVA | MISO_MO-IL | Internal | Shoulder | B13 | 600 | 50 | 0 | 55.04 | 54.78 | 9 | 0
2035 | TVA_2_MISO_MO-IL | TVA | MISO_MO-IL | Internal | Shoulder | B14 | 900 | 50 | 0 | 55.04 | 52.28 | 9 | 0
2035 | TVA_2_MISO_MO-IL | TVA | MISO_MO-IL | Internal | Shoulder | B15 | 1203 | 50 | 0 | 54.01 | 48.54 | 9 | 0
2035 | TVA_2_MISO_MO-IL | TVA | MISO_MO-IL | Internal | Summer | B1 | 10 | 50 | 0 | 89.49 | 85.47 | 9 | 0
2035 | TVA_2_MISO_MO-IL | TVA | MISO_MO-IL | Internal | Summer | B2 | 25 | 50 | 0 | 89.39 | 85.41 | 9 | 0
2035 | TVA_2_MISO_MO-IL | TVA | MISO_MO-IL | Internal | Summer | B3 | 75 | 50 | 0 | 87.16 | 83.8 | 9 | 0
2035 | TVA_2_MISO_MO-IL | TVA | MISO_MO-IL | Internal | Summer | B4 | 100 | 50 | 0 | 84.94 | 80.94 | 9 | 0
2035 | TVA_2_MISO_MO-IL | TVA | MISO_MO-IL | Internal | Summer | B5 | 200 | 50 | 0 | 81.91 | 79.14 | 9 | 0
2035 | TVA_2_MISO_MO-IL | TVA | MISO_MO-IL | Internal | Summer | B6 | 300 | 50 | 0 | 59.25 | 64.26 | 9 | 0
2035 | TVA_2_MISO_MO-IL | TVA | MISO_MO-IL | Internal | Summer | B7 | 400 | 50 | 0 | 53.58 | 52.32 | 9 | 0
2035 | TVA_2_MISO_MO-IL | TVA | MISO_MO-IL | Internal | Summer | B8 | 500 | 50 | 0 | 53.58 | 50.73 | 9 | 0
2035 | TVA_2_MISO_MO-IL | TVA | MISO_MO-IL | Internal | Summer | B9 | 800 | 50 | 0 | 49.18 | 46.41 | 9 | 0
2035 | TVA_2_MISO_MO-IL | TVA | MISO_MO-IL | Internal | Summer | B10 | 1262 | 50 | 0 | 49.18 | 45.14 | 9 | 0
2035 | TVA_2_MISO_MO-IL | TVA | MISO_MO-IL | Internal | Winter | B16 | 25 | 50 | 0 | 92.14 | 86.76 | 9 | 0
2035 | TVA_2_MISO_MO-IL | TVA | MISO_MO-IL | Internal | Winter | B17 | 100 | 50 | 0 | 60.74 | 67.13 | 9 | 0
2035 | TVA_2_MISO_MO-IL | TVA | MISO_MO-IL | Internal | Winter | B18 | 400 | 50 | 0 | 54.7 | 57.89 | 9 | 0
2035 | TVA_2_MISO_MO-IL | TVA | MISO_MO-IL | Internal | Winter | B19 | 700 | 50 | 0 | 54.7 | 52.57 | 9 | 0
2035 | TVA_2_MISO_MO-IL | TVA | MISO_MO-IL | Internal | Winter | B20 | 935 | 50 | 0 | 53.75 | 49.43 | 9 | 0
2035 | TVA_2_NonRTO_Midwest | TVA | NonRTO_Midwest | Internal | Shoulder | B11 | 25 | 100 | 99.96 | 80.5 | 89.82 | 9 | 0.32
2035 | TVA_2_NonRTO_Midwest | TVA | NonRTO_Midwest | Internal | Shoulder | B12 | 200 | 100 | 100 | 57.42 | 75.11 | 9 | 8.69
2035 | TVA_2_NonRTO_Midwest | TVA | NonRTO_Midwest | Internal | Shoulder | B13 | 600 | 100 | 0 | 55.04 | 55.99 | 9 | 0
2035 | TVA_2_NonRTO_Midwest | TVA | NonRTO_Midwest | Internal | Shoulder | B14 | 900 | 100 | 0 | 55.04 | 50.47 | 9 | 0
2035 | TVA_2_NonRTO_Midwest | TVA | NonRTO_Midwest | Internal | Shoulder | B15 | 1203 | 100 | 0 | 54.01 | 46.98 | 9 | 0
2035 | TVA_2_NonRTO_Midwest | TVA | NonRTO_Midwest | Internal | Summer | B1 | 10 | 100 | 0 | 89.49 | 88.93 | 9 | 0
2035 | TVA_2_NonRTO_Midwest | TVA | NonRTO_Midwest | Internal | Summer | B2 | 25 | 100 | 0 | 89.39 | 88.93 | 9 | 0
2035 | TVA_2_NonRTO_Midwest | TVA | NonRTO_Midwest | Internal | Summer | B3 | 75 | 100 | 0 | 87.16 | 88.93 | 9 | 0
2035 | TVA_2_NonRTO_Midwest | TVA | NonRTO_Midwest | Internal | Summer | B4 | 100 | 100 | 0 | 84.94 | 88.93 | 9 | 0
2035 | TVA_2_NonRTO_Midwest | TVA | NonRTO_Midwest | Internal | Summer | B5 | 200 | 100 | 0 | 81.91 | 87.12 | 9 | 0
2035 | TVA_2_NonRTO_Midwest | TVA | NonRTO_Midwest | Internal | Summer | B6 | 300 | 100 | 100 | 59.25 | 72.25 | 9 | 4
2035 | TVA_2_NonRTO_Midwest | TVA | NonRTO_Midwest | Internal | Summer | B7 | 400 | 100 | 0 | 53.58 | 49.63 | 9 | 0
2035 | TVA_2_NonRTO_Midwest | TVA | NonRTO_Midwest | Internal | Summer | B8 | 500 | 100 | 0 | 53.58 | 48.9 | 9 | 0
2035 | TVA_2_NonRTO_Midwest | TVA | NonRTO_Midwest | Internal | Summer | B9 | 800 | 100 | 0 | 49.18 | 46.98 | 9 | 0
2035 | TVA_2_NonRTO_Midwest | TVA | NonRTO_Midwest | Internal | Summer | B10 | 1262 | 100 | 0 | 49.18 | 41.17 | 9 | 0
2035 | TVA_2_NonRTO_Midwest | TVA | NonRTO_Midwest | Internal | Winter | B16 | 25 | 100 | 0 | 92.14 | 94.75 | 9 | 0
2035 | TVA_2_NonRTO_Midwest | TVA | NonRTO_Midwest | Internal | Winter | B17 | 100 | 100 | 100 | 60.74 | 75.14 | 9 | 5.41
2035 | TVA_2_NonRTO_Midwest | TVA | NonRTO_Midwest | Internal | Winter | B18 | 400 | 100 | 0 | 54.7 | 62.84 | 9 | 0
2035 | TVA_2_NonRTO_Midwest | TVA | NonRTO_Midwest | Internal | Winter | B19 | 700 | 100 | 0 | 54.7 | 49.9 | 9 | 0
2035 | TVA_2_NonRTO_Midwest | TVA | NonRTO_Midwest | Internal | Winter | B20 | 935 | 100 | 0 | 53.75 | 45.74 | 9 | 0
2035 | TVA_2_PJM_ROR | TVA | PJM_ROR | Internal | Shoulder | B11 | 25 | 500 | 0 | 80.5 | 76.5 | 9 | 0
2035 | TVA_2_PJM_ROR | TVA | PJM_ROR | Internal | Shoulder | B12 | 200 | 500 | 0.04 | 57.42 | 66.37 | 9 | 0
2035 | TVA_2_PJM_ROR | TVA | PJM_ROR | Internal | Shoulder | B13 | 600 | 500 | 0 | 55.04 | 53.22 | 9 | 0
2035 | TVA_2_PJM_ROR | TVA | PJM_ROR | Internal | Shoulder | B14 | 900 | 500 | 0 | 55.04 | 50.65 | 9 | 0
2035 | TVA_2_PJM_ROR | TVA | PJM_ROR | Internal | Shoulder | B15 | 1203 | 500 | 0 | 54.01 | 48 | 9 | 0
2035 | TVA_2_PJM_ROR | TVA | PJM_ROR | Internal | Summer | B1 | 10 | 500 | 0 | 89.49 | 83.47 | 9 | 0
2035 | TVA_2_PJM_ROR | TVA | PJM_ROR | Internal | Summer | B2 | 25 | 500 | 0 | 89.39 | 83.38 | 9 | 0
2035 | TVA_2_PJM_ROR | TVA | PJM_ROR | Internal | Summer | B3 | 75 | 500 | 0 | 87.16 | 81.8 | 9 | 0
2035 | TVA_2_PJM_ROR | TVA | PJM_ROR | Internal | Summer | B4 | 100 | 500 | 0 | 84.94 | 78.93 | 9 | 0
2035 | TVA_2_PJM_ROR | TVA | PJM_ROR | Internal | Summer | B5 | 200 | 500 | 0 | 81.91 | 75.9 | 9 | 0
2035 | TVA_2_PJM_ROR | TVA | PJM_ROR | Internal | Summer | B6 | 300 | 500 | 0 | 59.25 | 62.25 | 9 | 0
2035 | TVA_2_PJM_ROR | TVA | PJM_ROR | Internal | Summer | B7 | 400 | 500 | 0 | 53.58 | 50.32 | 9 | 0
2035 | TVA_2_PJM_ROR | TVA | PJM_ROR | Internal | Summer | B8 | 500 | 500 | 0 | 53.58 | 48.74 | 9 | 0
2035 | TVA_2_PJM_ROR | TVA | PJM_ROR | Internal | Summer | B9 | 800 | 500 | 0 | 49.18 | 45.88 | 9 | 0
2035 | TVA_2_PJM_ROR | TVA | PJM_ROR | Internal | Summer | B10 | 1262 | 500 | 0 | 49.18 | 44.9 | 9 | 0
2035 | TVA_2_PJM_ROR | TVA | PJM_ROR | Internal | Winter | B16 | 25 | 500 | 0 | 92.14 | 86.13 | 9 | 0
2035 | TVA_2_PJM_ROR | TVA | PJM_ROR | Internal | Winter | B17 | 100 | 500 | 0 | 60.74 | 69.13 | 9 | 0
2035 | TVA_2_PJM_ROR | TVA | PJM_ROR | Internal | Winter | B18 | 400 | 500 | 0 | 54.7 | 58.8 | 9 | 0
2035 | TVA_2_PJM_ROR | TVA | PJM_ROR | Internal | Winter | B19 | 700 | 500 | 0 | 54.7 | 54.57 | 9 | 0
2035 | TVA_2_PJM_ROR | TVA | PJM_ROR | Internal | Winter | B20 | 935 | 500 | 0 | 53.75 | 50.07 | 9 | 0
2035 | TVA_2_SOCO | TVA | SOCO | Internal | Shoulder | B11 | 25 | 500 | 154.58 | 80.5 | 89.5 | 9 | 0
2035 | TVA_2_SOCO | TVA | SOCO | Internal | Shoulder | B12 | 200 | 500 | 0 | 57.42 | 57.72 | 9 | 0
2035 | TVA_2_SOCO | TVA | SOCO | Internal | Shoulder | B13 | 600 | 500 | 0 | 55.04 | 55.72 | 9 | 0
2035 | TVA_2_SOCO | TVA | SOCO | Internal | Shoulder | B14 | 900 | 500 | 0 | 55.04 | 55.72 | 9 | 0
2035 | TVA_2_SOCO | TVA | SOCO | Internal | Shoulder | B15 | 1203 | 500 | 0 | 54.01 | 55.72 | 9 | 0
2035 | TVA_2_SOCO | TVA | SOCO | Internal | Summer | B1 | 10 | 500 | 0 | 89.49 | 92.69 | 9 | 0
2035 | TVA_2_SOCO | TVA | SOCO | Internal | Summer | B2 | 25 | 500 | 0 | 89.39 | 92.69 | 9 | 0
2035 | TVA_2_SOCO | TVA | SOCO | Internal | Summer | B3 | 75 | 500 | 0 | 87.16 | 90.9 | 9 | 0
2035 | TVA_2_SOCO | TVA | SOCO | Internal | Summer | B4 | 100 | 500 | 0 | 84.94 | 90.9 | 9 | 0
2035 | TVA_2_SOCO | TVA | SOCO | Internal | Summer | B5 | 200 | 500 | 0.14 | 81.91 | 90.9 | 9 | 0
2035 | TVA_2_SOCO | TVA | SOCO | Internal | Summer | B6 | 300 | 500 | 500 | 59.25 | 72.27 | 9 | 4.02
2035 | TVA_2_SOCO | TVA | SOCO | Internal | Summer | B7 | 400 | 500 | 0 | 53.58 | 62.07 | 9 | 0
2035 | TVA_2_SOCO | TVA | SOCO | Internal | Summer | B8 | 500 | 500 | 0 | 53.58 | 54.18 | 9 | 0
2035 | TVA_2_SOCO | TVA | SOCO | Internal | Summer | B9 | 800 | 500 | 0 | 49.18 | 54.18 | 9 | 0
2035 | TVA_2_SOCO | TVA | SOCO | Internal | Summer | B10 | 1262 | 500 | 0 | 49.18 | 49.99 | 9 | 0
2035 | TVA_2_SOCO | TVA | SOCO | Internal | Winter | B16 | 25 | 500 | 0 | 92.14 | 92.13 | 9 | 0
2035 | TVA_2_SOCO | TVA | SOCO | Internal | Winter | B17 | 100 | 500 | 0 | 60.74 | 60 | 9 | 0
2035 | TVA_2_SOCO | TVA | SOCO | Internal | Winter | B18 | 400 | 500 | 0 | 54.7 | 59.07 | 9 | 0
2035 | TVA_2_SOCO | TVA | SOCO | Internal | Winter | B19 | 700 | 500 | 0 | 54.7 | 59.07 | 9 | 0
2035 | TVA_2_SOCO | TVA | SOCO | Internal | Winter | B20 | 935 | 500 | 0 | 53.75 | 58.25 | 9 | 0
2035 | TVA_2_VACAR | TVA | VACAR | Internal | Shoulder | B11 | 25 | 150 | 0 | 80.5 | 82.5 | 9 | 0
2035 | TVA_2_VACAR | TVA | VACAR | Internal | Shoulder | B12 | 200 | 150 | 150 | 57.42 | 67.72 | 9 | 1.31
2035 | TVA_2_VACAR | TVA | VACAR | Internal | Shoulder | B13 | 600 | 150 | 0 | 55.04 | 55.23 | 9 | 0
2035 | TVA_2_VACAR | TVA | VACAR | Internal | Shoulder | B14 | 900 | 150 | 0 | 55.04 | 53.49 | 9 | 0
2035 | TVA_2_VACAR | TVA | VACAR | Internal | Shoulder | B15 | 1203 | 150 | 0 | 54.01 | 53.49 | 9 | 0
2035 | TVA_2_VACAR | TVA | VACAR | Internal | Summer | B1 | 10 | 150 | 0 | 89.49 | 92.52 | 9 | 0
2035 | TVA_2_VACAR | TVA | VACAR | Internal | Summer | B2 | 25 | 150 | 0 | 89.39 | 92.52 | 9 | 0
2035 | TVA_2_VACAR | TVA | VACAR | Internal | Summer | B3 | 75 | 150 | 0 | 87.16 | 92.52 | 9 | 0
2035 | TVA_2_VACAR | TVA | VACAR | Internal | Summer | B4 | 100 | 150 | 0 | 84.94 | 90.38 | 9 | 0
2035 | TVA_2_VACAR | TVA | VACAR | Internal | Summer | B5 | 200 | 150 | 0 | 81.91 | 83.9 | 9 | 0
2035 | TVA_2_VACAR | TVA | VACAR | Internal | Summer | B6 | 300 | 150 | 103.9 | 59.25 | 68.25 | 9 | 0
2035 | TVA_2_VACAR | TVA | VACAR | Internal | Summer | B7 | 400 | 150 | 0 | 53.58 | 56.32 | 9 | 0
2035 | TVA_2_VACAR | TVA | VACAR | Internal | Summer | B8 | 500 | 150 | 0 | 53.58 | 51.32 | 9 | 0
2035 | TVA_2_VACAR | TVA | VACAR | Internal | Summer | B9 | 800 | 150 | 0 | 49.18 | 51.32 | 9 | 0
2035 | TVA_2_VACAR | TVA | VACAR | Internal | Summer | B10 | 1262 | 150 | 0 | 49.18 | 51.32 | 9 | 0
2035 | TVA_2_VACAR | TVA | VACAR | Internal | Winter | B16 | 25 | 150 | 149.99 | 92.14 | 102.13 | 9 | 0.99
2035 | TVA_2_VACAR | TVA | VACAR | Internal | Winter | B17 | 100 | 150 | 150 | 60.74 | 75.13 | 9 | 5.39
2035 | TVA_2_VACAR | TVA | VACAR | Internal | Winter | B18 | 400 | 150 | 0 | 54.7 | 59.95 | 9 | 0
2035 | TVA_2_VACAR | TVA | VACAR | Internal | Winter | B19 | 700 | 150 | 0 | 54.7 | 58.37 | 9 | 0
2035 | TVA_2_VACAR | TVA | VACAR | Internal | Winter | B20 | 935 | 150 | 0 | 53.75 | 58.37 | 9 | 0
2035 | TVA_Transmission_2_ENT | TVA_Transmission | ENT | Internal | Shoulder | B11 | 25 | 3000 | 0 | 82.01 | 81.5 | 9 | 0
2035 | TVA_Transmission_2_ENT | TVA_Transmission | ENT | Internal | Shoulder | B12 | 200 | 3000 | 0 | 66.3 | 58.52 | 9 | 0
2035 | TVA_Transmission_2_ENT | TVA_Transmission | ENT | Internal | Shoulder | B13 | 600 | 3000 | 0 | 56.72 | 55.45 | 9 | 0
2035 | TVA_Transmission_2_ENT | TVA_Transmission | ENT | Internal | Shoulder | B14 | 900 | 3000 | 0 | 55.68 | 55.45 | 9 | 0
2035 | TVA_Transmission_2_ENT | TVA_Transmission | ENT | Internal | Shoulder | B15 | 1203 | 3000 | 0 | 54 | 53.61 | 9 | 0
2035 | TVA_Transmission_2_ENT | TVA_Transmission | ENT | Internal | Summer | B1 | 10 | 3000 | 0 | 89.47 | 84.69 | 9 | 0
2035 | TVA_Transmission_2_ENT | TVA_Transmission | ENT | Internal | Summer | B2 | 25 | 3000 | 0 | 89.38 | 84.69 | 9 | 0
2035 | TVA_Transmission_2_ENT | TVA_Transmission | ENT | Internal | Summer | B3 | 75 | 3000 | 0 | 87.48 | 82.9 | 9 | 0
2035 | TVA_Transmission_2_ENT | TVA_Transmission | ENT | Internal | Summer | B4 | 100 | 3000 | 0 | 84.93 | 82.9 | 9 | 0
2035 | TVA_Transmission_2_ENT | TVA_Transmission | ENT | Internal | Summer | B5 | 200 | 3000 | 0 | 81.9 | 79.74 | 9 | 0
2035 | TVA_Transmission_2_ENT | TVA_Transmission | ENT | Internal | Summer | B6 | 300 | 3000 | 0 | 66.43 | 64.27 | 9 | 0
2035 | TVA_Transmission_2_ENT | TVA_Transmission | ENT | Internal | Summer | B7 | 400 | 3000 | 0 | 55 | 54.07 | 9 | 0
2035 | TVA_Transmission_2_ENT | TVA_Transmission | ENT | Internal | Summer | B8 | 500 | 3000 | 0 | 54.07 | 54.07 | 9 | 0
2035 | TVA_Transmission_2_ENT | TVA_Transmission | ENT | Internal | Summer | B9 | 800 | 3000 | 0 | 50.4 | 53.67 | 9 | 0
2035 | TVA_Transmission_2_ENT | TVA_Transmission | ENT | Internal | Summer | B10 | 1262 | 3000 | 0 | 49.17 | 51.9 | 9 | 0
2035 | TVA_Transmission_2_ENT | TVA_Transmission | ENT | Internal | Winter | B16 | 25 | 3000 | 0 | 92.13 | 84.13 | 9 | 0
2035 | TVA_Transmission_2_ENT | TVA_Transmission | ENT | Internal | Winter | B17 | 100 | 3000 | 0 | 66.98 | 59.42 | 9 | 0
2035 | TVA_Transmission_2_ENT | TVA_Transmission | ENT | Internal | Winter | B18 | 400 | 3000 | 0 | 59.85 | 58.99 | 9 | 0
2035 | TVA_Transmission_2_ENT | TVA_Transmission | ENT | Internal | Winter | B19 | 700 | 3000 | 0 | 56.16 | 58.15 | 9 | 0
2035 | TVA_Transmission_2_ENT | TVA_Transmission | ENT | Internal | Winter | B20 | 935 | 3000 | 0 | 53.74 | 57.03 | 9 | 0
2035 | TVA_Transmission_2_MISO_MO-IL | TVA_Transmission | MISO_MO-IL | Internal | Shoulder | B11 | 25 | 4000 | 0 | 82.01 | 81.83 | 9 | 0
2035 | TVA_Transmission_2_MISO_MO-IL | TVA_Transmission | MISO_MO-IL | Internal | Shoulder | B12 | 200 | 4000 | 0 | 66.3 | 67.1 | 9 | 0
2035 | TVA_Transmission_2_MISO_MO-IL | TVA_Transmission | MISO_MO-IL | Internal | Shoulder | B13 | 600 | 4000 | 0 | 56.72 | 54.78 | 9 | 0
2035 | TVA_Transmission_2_MISO_MO-IL | TVA_Transmission | MISO_MO-IL | Internal | Shoulder | B14 | 900 | 4000 | 0 | 55.68 | 52.28 | 9 | 0
2035 | TVA_Transmission_2_MISO_MO-IL | TVA_Transmission | MISO_MO-IL | Internal | Shoulder | B15 | 1203 | 4000 | 0 | 54 | 48.54 | 9 | 0
2035 | TVA_Transmission_2_MISO_MO-IL | TVA_Transmission | MISO_MO-IL | Internal | Summer | B1 | 10 | 4000 | 0 | 89.47 | 85.47 | 9 | 0
2035 | TVA_Transmission_2_MISO_MO-IL | TVA_Transmission | MISO_MO-IL | Internal | Summer | B2 | 25 | 4000 | 0 | 89.38 | 85.41 | 9 | 0
2035 | TVA_Transmission_2_MISO_MO-IL | TVA_Transmission | MISO_MO-IL | Internal | Summer | B3 | 75 | 4000 | 0 | 87.48 | 83.8 | 9 | 0
2035 | TVA_Transmission_2_MISO_MO-IL | TVA_Transmission | MISO_MO-IL | Internal | Summer | B4 | 100 | 4000 | 0 | 84.93 | 80.94 | 9 | 0
2035 | TVA_Transmission_2_MISO_MO-IL | TVA_Transmission | MISO_MO-IL | Internal | Summer | B5 | 200 | 4000 | 0 | 81.9 | 79.14 | 9 | 0
2035 | TVA_Transmission_2_MISO_MO-IL | TVA_Transmission | MISO_MO-IL | Internal | Summer | B6 | 300 | 4000 | 0 | 66.43 | 64.26 | 9 | 0
2035 | TVA_Transmission_2_MISO_MO-IL | TVA_Transmission | MISO_MO-IL | Internal | Summer | B7 | 400 | 4000 | 0 | 55 | 52.32 | 9 | 0
2035 | TVA_Transmission_2_MISO_MO-IL | TVA_Transmission | MISO_MO-IL | Internal | Summer | B8 | 500 | 4000 | 0 | 54.07 | 50.73 | 9 | 0
2035 | TVA_Transmission_2_MISO_MO-IL | TVA_Transmission | MISO_MO-IL | Internal | Summer | B9 | 800 | 4000 | 0 | 50.4 | 46.41 | 9 | 0
2035 | TVA_Transmission_2_MISO_MO-IL | TVA_Transmission | MISO_MO-IL | Internal | Summer | B10 | 1262 | 4000 | 0 | 49.17 | 45.14 | 9 | 0
2035 | TVA_Transmission_2_MISO_MO-IL | TVA_Transmission | MISO_MO-IL | Internal | Winter | B16 | 25 | 4000 | 0 | 92.13 | 86.76 | 9 | 0
2035 | TVA_Transmission_2_MISO_MO-IL | TVA_Transmission | MISO_MO-IL | Internal | Winter | B17 | 100 | 4000 | 0 | 66.98 | 67.13 | 9 | 0
2035 | TVA_Transmission_2_MISO_MO-IL | TVA_Transmission | MISO_MO-IL | Internal | Winter | B18 | 400 | 4000 | 0 | 59.85 | 57.89 | 9 | 0
2035 | TVA_Transmission_2_MISO_MO-IL | TVA_Transmission | MISO_MO-IL | Internal | Winter | B19 | 700 | 4000 | 0 | 56.16 | 52.57 | 9 | 0
2035 | TVA_Transmission_2_MISO_MO-IL | TVA_Transmission | MISO_MO-IL | Internal | Winter | B20 | 935 | 4000 | 0 | 53.74 | 49.43 | 9 | 0
2035 | TVA_Transmission_2_NonRTO_Midwest | TVA_Transmission | NonRTO_Midwest | Internal | Shoulder | B11 | 25 | 700 | 0.01 | 82.01 | 89.82 | 9 | 0
2035 | TVA_Transmission_2_NonRTO_Midwest | TVA_Transmission | NonRTO_Midwest | Internal | Shoulder | B12 | 200 | 700 | 0 | 66.3 | 75.11 | 9 | 0
2035 | TVA_Transmission_2_NonRTO_Midwest | TVA_Transmission | NonRTO_Midwest | Internal | Shoulder | B13 | 600 | 700 | 0 | 56.72 | 55.99 | 9 | 0
2035 | TVA_Transmission_2_NonRTO_Midwest | TVA_Transmission | NonRTO_Midwest | Internal | Shoulder | B14 | 900 | 700 | 0 | 55.68 | 50.47 | 9 | 0
2035 | TVA_Transmission_2_NonRTO_Midwest | TVA_Transmission | NonRTO_Midwest | Internal | Shoulder | B15 | 1203 | 700 | 0 | 54 | 46.98 | 9 | 0
2035 | TVA_Transmission_2_NonRTO_Midwest | TVA_Transmission | NonRTO_Midwest | Internal | Summer | B1 | 10 | 700 | 0 | 89.47 | 88.93 | 9 | 0
2035 | TVA_Transmission_2_NonRTO_Midwest | TVA_Transmission | NonRTO_Midwest | Internal | Summer | B2 | 25 | 700 | 0 | 89.38 | 88.93 | 9 | 0
2035 | TVA_Transmission_2_NonRTO_Midwest | TVA_Transmission | NonRTO_Midwest | Internal | Summer | B3 | 75 | 700 | 0 | 87.48 | 88.93 | 9 | 0
2035 | TVA_Transmission_2_NonRTO_Midwest | TVA_Transmission | NonRTO_Midwest | Internal | Summer | B4 | 100 | 700 | 0 | 84.93 | 88.93 | 9 | 0
2035 | TVA_Transmission_2_NonRTO_Midwest | TVA_Transmission | NonRTO_Midwest | Internal | Summer | B5 | 200 | 700 | 0 | 81.9 | 87.12 | 9 | 0
2035 | TVA_Transmission_2_NonRTO_Midwest | TVA_Transmission | NonRTO_Midwest | Internal | Summer | B6 | 300 | 700 | 0 | 66.43 | 72.25 | 9 | 0
2035 | TVA_Transmission_2_NonRTO_Midwest | TVA_Transmission | NonRTO_Midwest | Internal | Summer | B7 | 400 | 700 | 0 | 55 | 49.63 | 9 | 0
2035 | TVA_Transmission_2_NonRTO_Midwest | TVA_Transmission | NonRTO_Midwest | Internal | Summer | B8 | 500 | 700 | 0 | 54.07 | 48.9 | 9 | 0
2035 | TVA_Transmission_2_NonRTO_Midwest | TVA_Transmission | NonRTO_Midwest | Internal | Summer | B9 | 800 | 700 | 0 | 50.4 | 46.98 | 9 | 0
2035 | TVA_Transmission_2_NonRTO_Midwest | TVA_Transmission | NonRTO_Midwest | Internal | Summer | B10 | 1262 | 700 | 0 | 49.17 | 41.17 | 9 | 0
2035 | TVA_Transmission_2_NonRTO_Midwest | TVA_Transmission | NonRTO_Midwest | Internal | Winter | B16 | 25 | 700 | 0 | 92.13 | 94.75 | 9 | 0
2035 | TVA_Transmission_2_NonRTO_Midwest | TVA_Transmission | NonRTO_Midwest | Internal | Winter | B17 | 100 | 700 | 0 | 66.98 | 75.14 | 9 | 0
2035 | TVA_Transmission_2_NonRTO_Midwest | TVA_Transmission | NonRTO_Midwest | Internal | Winter | B18 | 400 | 700 | 0 | 59.85 | 62.84 | 9 | 0
2035 | TVA_Transmission_2_NonRTO_Midwest | TVA_Transmission | NonRTO_Midwest | Internal | Winter | B19 | 700 | 700 | 0 | 56.16 | 49.9 | 9 | 0
2035 | TVA_Transmission_2_NonRTO_Midwest | TVA_Transmission | NonRTO_Midwest | Internal | Winter | B20 | 935 | 700 | 0 | 53.74 | 45.74 | 9 | 0
2035 | TVA_Transmission_2_PJM_ROR | TVA_Transmission | PJM_ROR | Internal | Shoulder | B11 | 25 | 2000 | 0 | 82.01 | 76.5 | 9 | 0
2035 | TVA_Transmission_2_PJM_ROR | TVA_Transmission | PJM_ROR | Internal | Shoulder | B12 | 200 | 2000 | 0 | 66.3 | 66.37 | 9 | 0
2035 | TVA_Transmission_2_PJM_ROR | TVA_Transmission | PJM_ROR | Internal | Shoulder | B13 | 600 | 2000 | 0 | 56.72 | 53.22 | 9 | 0
2035 | TVA_Transmission_2_PJM_ROR | TVA_Transmission | PJM_ROR | Internal | Shoulder | B14 | 900 | 2000 | 0 | 55.68 | 50.65 | 9 | 0
2035 | TVA_Transmission_2_PJM_ROR | TVA_Transmission | PJM_ROR | Internal | Shoulder | B15 | 1203 | 2000 | 0 | 54 | 48 | 9 | 0
2035 | TVA_Transmission_2_PJM_ROR | TVA_Transmission | PJM_ROR | Internal | Summer | B1 | 10 | 2000 | 0 | 89.47 | 83.47 | 9 | 0
2035 | TVA_Transmission_2_PJM_ROR | TVA_Transmission | PJM_ROR | Internal | Summer | B2 | 25 | 2000 | 0 | 89.38 | 83.38 | 9 | 0
2035 | TVA_Transmission_2_PJM_ROR | TVA_Transmission | PJM_ROR | Internal | Summer | B3 | 75 | 2000 | 0 | 87.48 | 81.8 | 9 | 0
2035 | TVA_Transmission_2_PJM_ROR | TVA_Transmission | PJM_ROR | Internal | Summer | B4 | 100 | 2000 | 0 | 84.93 | 78.93 | 9 | 0
2035 | TVA_Transmission_2_PJM_ROR | TVA_Transmission | PJM_ROR | Internal | Summer | B5 | 200 | 2000 | 0 | 81.9 | 75.9 | 9 | 0
2035 | TVA_Transmission_2_PJM_ROR | TVA_Transmission | PJM_ROR | Internal | Summer | B6 | 300 | 2000 | 0 | 66.43 | 62.25 | 9 | 0
2035 | TVA_Transmission_2_PJM_ROR | TVA_Transmission | PJM_ROR | Internal | Summer | B7 | 400 | 2000 | 0 | 55 | 50.32 | 9 | 0
2035 | TVA_Transmission_2_PJM_ROR | TVA_Transmission | PJM_ROR | Internal | Summer | B8 | 500 | 2000 | 0 | 54.07 | 48.74 | 9 | 0
2035 | TVA_Transmission_2_PJM_ROR | TVA_Transmission | PJM_ROR | Internal | Summer | B9 | 800 | 2000 | 0 | 50.4 | 45.88 | 9 | 0
2035 | TVA_Transmission_2_PJM_ROR | TVA_Transmission | PJM_ROR | Internal | Summer | B10 | 1262 | 2000 | 0 | 49.17 | 44.9 | 9 | 0
2035 | TVA_Transmission_2_PJM_ROR | TVA_Transmission | PJM_ROR | Internal | Winter | B16 | 25 | 2000 | 0 | 92.13 | 86.13 | 9 | 0
2035 | TVA_Transmission_2_PJM_ROR | TVA_Transmission | PJM_ROR | Internal | Winter | B17 | 100 | 2000 | 0 | 66.98 | 69.13 | 9 | 0
2035 | TVA_Transmission_2_PJM_ROR | TVA_Transmission | PJM_ROR | Internal | Winter | B18 | 400 | 2000 | 0 | 59.85 | 58.8 | 9 | 0
2035 | TVA_Transmission_2_PJM_ROR | TVA_Transmission | PJM_ROR | Internal | Winter | B19 | 700 | 2000 | 0 | 56.16 | 54.57 | 9 | 0
2035 | TVA_Transmission_2_PJM_ROR | TVA_Transmission | PJM_ROR | Internal | Winter | B20 | 935 | 2000 | 0 | 53.74 | 50.07 | 9 | 0
2035 | TVA_Transmission_2_SOCO | TVA_Transmission | SOCO | Internal | Shoulder | B11 | 25 | 3200 | 0 | 82.01 | 89.5 | 9 | 0
2035 | TVA_Transmission_2_SOCO | TVA_Transmission | SOCO | Internal | Shoulder | B12 | 200 | 3200 | 0 | 66.3 | 57.72 | 9 | 0
2035 | TVA_Transmission_2_SOCO | TVA_Transmission | SOCO | Internal | Shoulder | B13 | 600 | 3200 | 0 | 56.72 | 55.72 | 9 | 0
2035 | TVA_Transmission_2_SOCO | TVA_Transmission | SOCO | Internal | Shoulder | B14 | 900 | 3200 | 0 | 55.68 | 55.72 | 9 | 0
2035 | TVA_Transmission_2_SOCO | TVA_Transmission | SOCO | Internal | Shoulder | B15 | 1203 | 3200 | 0 | 54 | 55.72 | 9 | 0
2035 | TVA_Transmission_2_SOCO | TVA_Transmission | SOCO | Internal | Summer | B1 | 10 | 3200 | 0 | 89.47 | 92.69 | 9 | 0
2035 | TVA_Transmission_2_SOCO | TVA_Transmission | SOCO | Internal | Summer | B2 | 25 | 3200 | 0 | 89.38 | 92.69 | 9 | 0
2035 | TVA_Transmission_2_SOCO | TVA_Transmission | SOCO | Internal | Summer | B3 | 75 | 3200 | 0 | 87.48 | 90.9 | 9 | 0
2035 | TVA_Transmission_2_SOCO | TVA_Transmission | SOCO | Internal | Summer | B4 | 100 | 3200 | 0 | 84.93 | 90.9 | 9 | 0
2035 | TVA_Transmission_2_SOCO | TVA_Transmission | SOCO | Internal | Summer | B5 | 200 | 3200 | 240.48 | 81.9 | 90.9 | 9 | 0
2035 | TVA_Transmission_2_SOCO | TVA_Transmission | SOCO | Internal | Summer | B6 | 300 | 3200 | 0 | 66.43 | 72.27 | 9 | 0
2035 | TVA_Transmission_2_SOCO | TVA_Transmission | SOCO | Internal | Summer | B7 | 400 | 3200 | 0 | 55 | 62.07 | 9 | 0
2035 | TVA_Transmission_2_SOCO | TVA_Transmission | SOCO | Internal | Summer | B8 | 500 | 3200 | 0 | 54.07 | 54.18 | 9 | 0
2035 | TVA_Transmission_2_SOCO | TVA_Transmission | SOCO | Internal | Summer | B9 | 800 | 3200 | 0 | 50.4 | 54.18 | 9 | 0
2035 | TVA_Transmission_2_SOCO | TVA_Transmission | SOCO | Internal | Summer | B10 | 1262 | 3200 | 0 | 49.17 | 49.99 | 9 | 0
2035 | TVA_Transmission_2_SOCO | TVA_Transmission | SOCO | Internal | Winter | B16 | 25 | 3200 | 0 | 92.13 | 92.13 | 9 | 0
2035 | TVA_Transmission_2_SOCO | TVA_Transmission | SOCO | Internal | Winter | B17 | 100 | 3200 | 0 | 66.98 | 60 | 9 | 0
2035 | TVA_Transmission_2_SOCO | TVA_Transmission | SOCO | Internal | Winter | B18 | 400 | 3200 | 0 | 59.85 | 59.07 | 9 | 0
2035 | TVA_Transmission_2_SOCO | TVA_Transmission | SOCO | Internal | Winter | B19 | 700 | 3200 | 0 | 56.16 | 59.07 | 9 | 0
2035 | TVA_Transmission_2_SOCO | TVA_Transmission | SOCO | Internal | Winter | B20 | 935 | 3200 | 0 | 53.74 | 58.25 | 9 | 0
2035 | TVA_Transmission_2_TVA | TVA_Transmission | TVA | Internal | Shoulder | B11 | 25 | 99999 | 0 | 82.01 | 80.5 | 0.01 | 0
2035 | TVA_Transmission_2_TVA | TVA_Transmission | TVA | Internal | Shoulder | B12 | 200 | 99999 | 0 | 66.3 | 57.42 | 0.01 | 0
2035 | TVA_Transmission_2_TVA | TVA_Transmission | TVA | Internal | Shoulder | B13 | 600 | 99999 | 0 | 56.72 | 55.04 | 0.01 | 0
2035 | TVA_Transmission_2_TVA | TVA_Transmission | TVA | Internal | Shoulder | B14 | 900 | 99999 | 0 | 55.68 | 55.04 | 0.01 | 0
2035 | TVA_Transmission_2_TVA | TVA_Transmission | TVA | Internal | Shoulder | B15 | 1203 | 99999 | 1513.77 | 54 | 54.01 | 0.01 | 0
2035 | TVA_Transmission_2_TVA | TVA_Transmission | TVA | Internal | Summer | B1 | 10 | 99999 | 2458.7 | 89.47 | 89.49 | 0.01 | 0
2035 | TVA_Transmission_2_TVA | TVA_Transmission | TVA | Internal | Summer | B2 | 25 | 99999 | 1874.13 | 89.38 | 89.39 | 0.01 | 0
2035 | TVA_Transmission_2_TVA | TVA_Transmission | TVA | Internal | Summer | B3 | 75 | 99999 | 0.01 | 87.48 | 87.16 | 0.01 | 0
2035 | TVA_Transmission_2_TVA | TVA_Transmission | TVA | Internal | Summer | B4 | 100 | 99999 | 2043.93 | 84.93 | 84.94 | 0.01 | 0
2035 | TVA_Transmission_2_TVA | TVA_Transmission | TVA | Internal | Summer | B5 | 200 | 99999 | 228.05 | 81.9 | 81.91 | 0.01 | 0
2035 | TVA_Transmission_2_TVA | TVA_Transmission | TVA | Internal | Summer | B6 | 300 | 99999 | 0 | 66.43 | 59.25 | 0.01 | 0
2035 | TVA_Transmission_2_TVA | TVA_Transmission | TVA | Internal | Summer | B7 | 400 | 99999 | 0 | 55 | 53.58 | 0.01 | 0
2035 | TVA_Transmission_2_TVA | TVA_Transmission | TVA | Internal | Summer | B8 | 500 | 99999 | 0 | 54.07 | 53.58 | 0.01 | 0
2035 | TVA_Transmission_2_TVA | TVA_Transmission | TVA | Internal | Summer | B9 | 800 | 99999 | 0 | 50.4 | 49.18 | 0.01 | 0
2035 | TVA_Transmission_2_TVA | TVA_Transmission | TVA | Internal | Summer | B10 | 1262 | 99999 | 590.43 | 49.17 | 49.18 | 0.01 | 0
2035 | TVA_Transmission_2_TVA | TVA_Transmission | TVA | Internal | Winter | B16 | 25 | 99999 | 320.25 | 92.13 | 92.14 | 0.01 | 0
2035 | TVA_Transmission_2_TVA | TVA_Transmission | TVA | Internal | Winter | B17 | 100 | 99999 | 0 | 66.98 | 60.74 | 0.01 | 0
2035 | TVA_Transmission_2_TVA | TVA_Transmission | TVA | Internal | Winter | B18 | 400 | 99999 | 0 | 59.85 | 54.7 | 0.01 | 0
2035 | TVA_Transmission_2_TVA | TVA_Transmission | TVA | Internal | Winter | B19 | 700 | 99999 | 0 | 56.16 | 54.7 | 0.01 | 0
2035 | TVA_Transmission_2_TVA | TVA_Transmission | TVA | Internal | Winter | B20 | 935 | 99999 | 366.6 | 53.74 | 53.75 | 0.01 | 0
2035 | TVA_Transmission_2_VACAR | TVA_Transmission | VACAR | Internal | Shoulder | B11 | 25 | 900 | 0 | 82.01 | 82.5 | 9 | 0
2035 | TVA_Transmission_2_VACAR | TVA_Transmission | VACAR | Internal | Shoulder | B12 | 200 | 900 | 0 | 66.3 | 67.72 | 9 | 0
2035 | TVA_Transmission_2_VACAR | TVA_Transmission | VACAR | Internal | Shoulder | B13 | 600 | 900 | 0 | 56.72 | 55.23 | 9 | 0
2035 | TVA_Transmission_2_VACAR | TVA_Transmission | VACAR | Internal | Shoulder | B14 | 900 | 900 | 0 | 55.68 | 53.49 | 9 | 0
2035 | TVA_Transmission_2_VACAR | TVA_Transmission | VACAR | Internal | Shoulder | B15 | 1203 | 900 | 0 | 54 | 53.49 | 9 | 0
2035 | TVA_Transmission_2_VACAR | TVA_Transmission | VACAR | Internal | Summer | B1 | 10 | 900 | 0 | 89.47 | 92.52 | 9 | 0
2035 | TVA_Transmission_2_VACAR | TVA_Transmission | VACAR | Internal | Summer | B2 | 25 | 900 | 0 | 89.38 | 92.52 | 9 | 0
2035 | TVA_Transmission_2_VACAR | TVA_Transmission | VACAR | Internal | Summer | B3 | 75 | 900 | 0 | 87.48 | 92.52 | 9 | 0
2035 | TVA_Transmission_2_VACAR | TVA_Transmission | VACAR | Internal | Summer | B4 | 100 | 900 | 0 | 84.93 | 90.38 | 9 | 0
2035 | TVA_Transmission_2_VACAR | TVA_Transmission | VACAR | Internal | Summer | B5 | 200 | 900 | 0 | 81.9 | 83.9 | 9 | 0
2035 | TVA_Transmission_2_VACAR | TVA_Transmission | VACAR | Internal | Summer | B6 | 300 | 900 | 0 | 66.43 | 68.25 | 9 | 0
2035 | TVA_Transmission_2_VACAR | TVA_Transmission | VACAR | Internal | Summer | B7 | 400 | 900 | 0 | 55 | 56.32 | 9 | 0
2035 | TVA_Transmission_2_VACAR | TVA_Transmission | VACAR | Internal | Summer | B8 | 500 | 900 | 0 | 54.07 | 51.32 | 9 | 0
2035 | TVA_Transmission_2_VACAR | TVA_Transmission | VACAR | Internal | Summer | B9 | 800 | 900 | 0 | 50.4 | 51.32 | 9 | 0
2035 | TVA_Transmission_2_VACAR | TVA_Transmission | VACAR | Internal | Summer | B10 | 1262 | 900 | 0 | 49.17 | 51.32 | 9 | 0
2035 | TVA_Transmission_2_VACAR | TVA_Transmission | VACAR | Internal | Winter | B16 | 25 | 900 | 899.99 | 92.13 | 102.13 | 9 | 1
2035 | TVA_Transmission_2_VACAR | TVA_Transmission | VACAR | Internal | Winter | B17 | 100 | 900 | 0 | 66.98 | 75.13 | 9 | 0
2035 | TVA_Transmission_2_VACAR | TVA_Transmission | VACAR | Internal | Winter | B18 | 400 | 900 | 0 | 59.85 | 59.95 | 9 | 0
2035 | TVA_Transmission_2_VACAR | TVA_Transmission | VACAR | Internal | Winter | B19 | 700 | 900 | 0 | 56.16 | 58.37 | 9 | 0
2035 | TVA_Transmission_2_VACAR | TVA_Transmission | VACAR | Internal | Winter | B20 | 935 | 900 | 0 | 53.74 | 58.37 | 9 | 0
2035 | VACAR_2_PJM_ROR | VACAR | PJM_ROR | Internal | Shoulder | B11 | 25 | 2000 | 0 | 82.5 | 76.5 | 7 | 0
2035 | VACAR_2_PJM_ROR | VACAR | PJM_ROR | Internal | Shoulder | B12 | 200 | 2000 | 0 | 67.72 | 66.37 | 7 | 0
2035 | VACAR_2_PJM_ROR | VACAR | PJM_ROR | Internal | Shoulder | B13 | 600 | 2000 | 0 | 55.23 | 53.22 | 7 | 0
2035 | VACAR_2_PJM_ROR | VACAR | PJM_ROR | Internal | Shoulder | B14 | 900 | 2000 | 0 | 53.49 | 50.65 | 7 | 0
2035 | VACAR_2_PJM_ROR | VACAR | PJM_ROR | Internal | Shoulder | B15 | 1203 | 2000 | 0 | 53.49 | 48 | 7 | 0
2035 | VACAR_2_PJM_ROR | VACAR | PJM_ROR | Internal | Summer | B1 | 10 | 2000 | 0 | 92.52 | 83.47 | 7 | 0
2035 | VACAR_2_PJM_ROR | VACAR | PJM_ROR | Internal | Summer | B2 | 25 | 2000 | 0 | 92.52 | 83.38 | 7 | 0
2035 | VACAR_2_PJM_ROR | VACAR | PJM_ROR | Internal | Summer | B3 | 75 | 2000 | 0 | 92.52 | 81.8 | 7 | 0
2035 | VACAR_2_PJM_ROR | VACAR | PJM_ROR | Internal | Summer | B4 | 100 | 2000 | 0 | 90.38 | 78.93 | 7 | 0
2035 | VACAR_2_PJM_ROR | VACAR | PJM_ROR | Internal | Summer | B5 | 200 | 2000 | 0 | 83.9 | 75.9 | 7 | 0
2035 | VACAR_2_PJM_ROR | VACAR | PJM_ROR | Internal | Summer | B6 | 300 | 2000 | 0 | 68.25 | 62.25 | 7 | 0
2035 | VACAR_2_PJM_ROR | VACAR | PJM_ROR | Internal | Summer | B7 | 400 | 2000 | 0 | 56.32 | 50.32 | 7 | 0
2035 | VACAR_2_PJM_ROR | VACAR | PJM_ROR | Internal | Summer | B8 | 500 | 2000 | 0 | 51.32 | 48.74 | 7 | 0
2035 | VACAR_2_PJM_ROR | VACAR | PJM_ROR | Internal | Summer | B9 | 800 | 2000 | 0 | 51.32 | 45.88 | 7 | 0
2035 | VACAR_2_PJM_ROR | VACAR | PJM_ROR | Internal | Summer | B10 | 1262 | 2000 | 0 | 51.32 | 44.9 | 7 | 0
2035 | VACAR_2_PJM_ROR | VACAR | PJM_ROR | Internal | Winter | B16 | 25 | 2000 | 0 | 102.13 | 86.13 | 7 | 0
2035 | VACAR_2_PJM_ROR | VACAR | PJM_ROR | Internal | Winter | B17 | 100 | 2000 | 0 | 75.13 | 69.13 | 7 | 0
2035 | VACAR_2_PJM_ROR | VACAR | PJM_ROR | Internal | Winter | B18 | 400 | 2000 | 0 | 59.95 | 58.8 | 7 | 0
2035 | VACAR_2_PJM_ROR | VACAR | PJM_ROR | Internal | Winter | B19 | 700 | 2000 | 0 | 58.37 | 54.57 | 7 | 0
2035 | VACAR_2_PJM_ROR | VACAR | PJM_ROR | Internal | Winter | B20 | 935 | 2000 | 0 | 58.37 | 50.07 | 7 | 0
2035 | VACAR_2_SOCO | VACAR | SOCO | Internal | Shoulder | B11 | 25 | 3000 | 2152.3 | 82.5 | 89.5 | 7 | 0
2035 | VACAR_2_SOCO | VACAR | SOCO | Internal | Shoulder | B12 | 200 | 3000 | 0 | 67.72 | 57.72 | 7 | 0
2035 | VACAR_2_SOCO | VACAR | SOCO | Internal | Shoulder | B13 | 600 | 3000 | 0 | 55.23 | 55.72 | 7 | 0
2035 | VACAR_2_SOCO | VACAR | SOCO | Internal | Shoulder | B14 | 900 | 3000 | 0 | 53.49 | 55.72 | 7 | 0
2035 | VACAR_2_SOCO | VACAR | SOCO | Internal | Shoulder | B15 | 1203 | 3000 | 0 | 53.49 | 55.72 | 7 | 0
2035 | VACAR_2_SOCO | VACAR | SOCO | Internal | Summer | B1 | 10 | 3000 | 0 | 92.52 | 92.69 | 7 | 0
2035 | VACAR_2_SOCO | VACAR | SOCO | Internal | Summer | B2 | 25 | 3000 | 0 | 92.52 | 92.69 | 7 | 0
2035 | VACAR_2_SOCO | VACAR | SOCO | Internal | Summer | B3 | 75 | 3000 | 0 | 92.52 | 90.9 | 7 | 0
2035 | VACAR_2_SOCO | VACAR | SOCO | Internal | Summer | B4 | 100 | 3000 | 0 | 90.38 | 90.9 | 7 | 0
2035 | VACAR_2_SOCO | VACAR | SOCO | Internal | Summer | B5 | 200 | 3000 | 260.39 | 83.9 | 90.9 | 7 | 0
2035 | VACAR_2_SOCO | VACAR | SOCO | Internal | Summer | B6 | 300 | 3000 | 0 | 68.25 | 72.27 | 7 | 0
2035 | VACAR_2_SOCO | VACAR | SOCO | Internal | Summer | B7 | 400 | 3000 | 0 | 56.32 | 62.07 | 7 | 0
2035 | VACAR_2_SOCO | VACAR | SOCO | Internal | Summer | B8 | 500 | 3000 | 0 | 51.32 | 54.18 | 7 | 0
2035 | VACAR_2_SOCO | VACAR | SOCO | Internal | Summer | B9 | 800 | 3000 | 0 | 51.32 | 54.18 | 7 | 0
2035 | VACAR_2_SOCO | VACAR | SOCO | Internal | Summer | B10 | 1262 | 3000 | 0 | 51.32 | 49.99 | 7 | 0
2035 | VACAR_2_SOCO | VACAR | SOCO | Internal | Winter | B16 | 25 | 3000 | 0 | 102.13 | 92.13 | 7 | 0
2035 | VACAR_2_SOCO | VACAR | SOCO | Internal | Winter | B17 | 100 | 3000 | 0 | 75.13 | 60 | 7 | 0
2035 | VACAR_2_SOCO | VACAR | SOCO | Internal | Winter | B18 | 400 | 3000 | 0 | 59.95 | 59.07 | 7 | 0
2035 | VACAR_2_SOCO | VACAR | SOCO | Internal | Winter | B19 | 700 | 3000 | 0 | 58.37 | 59.07 | 7 | 0
2035 | VACAR_2_SOCO | VACAR | SOCO | Internal | Winter | B20 | 935 | 3000 | 0 | 58.37 | 58.25 | 7 | 0
2035 | VACAR_2_TVA_Transmission | VACAR | TVA_Transmission | Internal | Shoulder | B11 | 25 | 900 | 0 | 82.5 | 82.01 | 7 | 0
2035 | VACAR_2_TVA_Transmission | VACAR | TVA_Transmission | Internal | Shoulder | B12 | 200 | 900 | 0 | 67.72 | 66.3 | 7 | 0
2035 | VACAR_2_TVA_Transmission | VACAR | TVA_Transmission | Internal | Shoulder | B13 | 600 | 900 | 0 | 55.23 | 56.72 | 7 | 0
2035 | VACAR_2_TVA_Transmission | VACAR | TVA_Transmission | Internal | Shoulder | B14 | 900 | 900 | 0 | 53.49 | 55.68 | 7 | 0
2035 | VACAR_2_TVA_Transmission | VACAR | TVA_Transmission | Internal | Shoulder | B15 | 1203 | 900 | 0 | 53.49 | 54 | 7 | 0
2035 | VACAR_2_TVA_Transmission | VACAR | TVA_Transmission | Internal | Summer | B1 | 10 | 900 | 0 | 92.52 | 89.47 | 7 | 0
2035 | VACAR_2_TVA_Transmission | VACAR | TVA_Transmission | Internal | Summer | B2 | 25 | 900 | 0 | 92.52 | 89.38 | 7 | 0
2035 | VACAR_2_TVA_Transmission | VACAR | TVA_Transmission | Internal | Summer | B3 | 75 | 900 | 0 | 92.52 | 87.48 | 7 | 0
2035 | VACAR_2_TVA_Transmission | VACAR | TVA_Transmission | Internal | Summer | B4 | 100 | 900 | 0 | 90.38 | 84.93 | 7 | 0
2035 | VACAR_2_TVA_Transmission | VACAR | TVA_Transmission | Internal | Summer | B5 | 200 | 900 | 0 | 83.9 | 81.9 | 7 | 0
2035 | VACAR_2_TVA_Transmission | VACAR | TVA_Transmission | Internal | Summer | B6 | 300 | 900 | 0 | 68.25 | 66.43 | 7 | 0
2035 | VACAR_2_TVA_Transmission | VACAR | TVA_Transmission | Internal | Summer | B7 | 400 | 900 | 0 | 56.32 | 55 | 7 | 0
2035 | VACAR_2_TVA_Transmission | VACAR | TVA_Transmission | Internal | Summer | B8 | 500 | 900 | 0 | 51.32 | 54.07 | 7 | 0
2035 | VACAR_2_TVA_Transmission | VACAR | TVA_Transmission | Internal | Summer | B9 | 800 | 900 | 0 | 51.32 | 50.4 | 7 | 0
2035 | VACAR_2_TVA_Transmission | VACAR | TVA_Transmission | Internal | Summer | B10 | 1262 | 900 | 0 | 51.32 | 49.17 | 7 | 0
2035 | VACAR_2_TVA_Transmission | VACAR | TVA_Transmission | Internal | Winter | B16 | 25 | 900 | 0 | 102.13 | 92.13 | 7 | 0
2035 | VACAR_2_TVA_Transmission | VACAR | TVA_Transmission | Internal | Winter | B17 | 100 | 900 | 0 | 75.13 | 66.98 | 7 | 0
2035 | VACAR_2_TVA_Transmission | VACAR | TVA_Transmission | Internal | Winter | B18 | 400 | 900 | 0 | 59.95 | 59.85 | 7 | 0
2035 | VACAR_2_TVA_Transmission | VACAR | TVA_Transmission | Internal | Winter | B19 | 700 | 900 | 0 | 58.37 | 56.16 | 7 | 0
2035 | VACAR_2_TVA_Transmission | VACAR | TVA_Transmission | Internal | Winter | B20 | 935 | 900 | 0 | 58.37 | 53.74 | 7 | 0
2040 | ENT_2_MISO_MO-IL | ENT | MISO_MO-IL | Internal | Shoulder | B11 | 25 | 2260 | 0 | 90.45 | 91.32 | 8 | 0
2040 | ENT_2_MISO_MO-IL | ENT | MISO_MO-IL | Internal | Shoulder | B12 | 200 | 2260 | 0.02 | 61.96 | 69.84 | 8 | 0
2040 | ENT_2_MISO_MO-IL | ENT | MISO_MO-IL | Internal | Shoulder | B13 | 600 | 2260 | 0 | 61.51 | 58.45 | 8 | 0
2040 | ENT_2_MISO_MO-IL | ENT | MISO_MO-IL | Internal | Shoulder | B14 | 900 | 2260 | 0 | 59.46 | 56.38 | 8 | 0
2040 | ENT_2_MISO_MO-IL | ENT | MISO_MO-IL | Internal | Shoulder | B15 | 1203 | 2260 | 0 | 59.46 | 51.63 | 8 | 0
2040 | ENT_2_MISO_MO-IL | ENT | MISO_MO-IL | Internal | Summer | B1 | 10 | 2260 | 0 | 92.52 | 94.45 | 8 | 0
2040 | ENT_2_MISO_MO-IL | ENT | MISO_MO-IL | Internal | Summer | B2 | 25 | 2260 | 0 | 92.52 | 94.45 | 8 | 0
2040 | ENT_2_MISO_MO-IL | ENT | MISO_MO-IL | Internal | Summer | B3 | 75 | 2260 | 0 | 88.82 | 92.45 | 8 | 0
2040 | ENT_2_MISO_MO-IL | ENT | MISO_MO-IL | Internal | Summer | B4 | 100 | 2260 | 0 | 88.11 | 91.44 | 8 | 0
2040 | ENT_2_MISO_MO-IL | ENT | MISO_MO-IL | Internal | Summer | B5 | 200 | 2260 | 0 | 84.96 | 87.43 | 8 | 0
2040 | ENT_2_MISO_MO-IL | ENT | MISO_MO-IL | Internal | Summer | B6 | 300 | 2260 | 0 | 65.4 | 66.4 | 8 | 0
2040 | ENT_2_MISO_MO-IL | ENT | MISO_MO-IL | Internal | Summer | B7 | 400 | 2260 | 0 | 60 | 56.24 | 8 | 0
2040 | ENT_2_MISO_MO-IL | ENT | MISO_MO-IL | Internal | Summer | B8 | 500 | 2260 | 0 | 60 | 52.56 | 8 | 0
2040 | ENT_2_MISO_MO-IL | ENT | MISO_MO-IL | Internal | Summer | B9 | 800 | 2260 | 0 | 58.02 | 50.02 | 8 | 0
2040 | ENT_2_MISO_MO-IL | ENT | MISO_MO-IL | Internal | Summer | B10 | 1262 | 2260 | 0 | 57.5 | 47.79 | 8 | 0
2040 | ENT_2_MISO_MO-IL | ENT | MISO_MO-IL | Internal | Winter | B16 | 25 | 2260 | 0 | 91.54 | 95.53 | 8 | 0
2040 | ENT_2_MISO_MO-IL | ENT | MISO_MO-IL | Internal | Winter | B17 | 100 | 2260 | 0 | 66.07 | 70.48 | 8 | 0
2040 | ENT_2_MISO_MO-IL | ENT | MISO_MO-IL | Internal | Winter | B18 | 400 | 2260 | 0 | 65.59 | 61.54 | 8 | 0
2040 | ENT_2_MISO_MO-IL | ENT | MISO_MO-IL | Internal | Winter | B19 | 700 | 2260 | 0 | 63.4 | 55.89 | 8 | 0
2040 | ENT_2_MISO_MO-IL | ENT | MISO_MO-IL | Internal | Winter | B20 | 935 | 2260 | 0 | 59.33 | 51.33 | 8 | 0
2040 | ENT_2_SOCO | ENT | SOCO | Internal | Shoulder | B11 | 25 | 2000 | 1999.99 | 90.45 | 102.32 | 8 | 3.87
2040 | ENT_2_SOCO | ENT | SOCO | Internal | Shoulder | B12 | 200 | 2000 | 0 | 61.96 | 62.52 | 8 | 0
2040 | ENT_2_SOCO | ENT | SOCO | Internal | Shoulder | B13 | 600 | 2000 | 0 | 61.51 | 61.82 | 8 | 0
2040 | ENT_2_SOCO | ENT | SOCO | Internal | Shoulder | B14 | 900 | 2000 | 0 | 59.46 | 61.82 | 8 | 0
2040 | ENT_2_SOCO | ENT | SOCO | Internal | Shoulder | B15 | 1203 | 2000 | 0 | 59.46 | 61.82 | 8 | 0
2040 | ENT_2_SOCO | ENT | SOCO | Internal | Summer | B1 | 10 | 2000 | 1503.16 | 92.52 | 100.52 | 8 | 0
2040 | ENT_2_SOCO | ENT | SOCO | Internal | Summer | B2 | 25 | 2000 | 1356.26 | 92.52 | 100.52 | 8 | 0
2040 | ENT_2_SOCO | ENT | SOCO | Internal | Summer | B3 | 75 | 2000 | 2000 | 88.82 | 100.52 | 8 | 3.7
2040 | ENT_2_SOCO | ENT | SOCO | Internal | Summer | B4 | 100 | 2000 | 2000 | 88.11 | 100.52 | 8 | 4.4
2040 | ENT_2_SOCO | ENT | SOCO | Internal | Summer | B5 | 200 | 2000 | 2000 | 84.96 | 100.41 | 8 | 7.44
2040 | ENT_2_SOCO | ENT | SOCO | Internal | Summer | B6 | 300 | 2000 | 551.44 | 65.4 | 73.4 | 8 | 0
2040 | ENT_2_SOCO | ENT | SOCO | Internal | Summer | B7 | 400 | 2000 | 0 | 60 | 62.39 | 8 | 0
2040 | ENT_2_SOCO | ENT | SOCO | Internal | Summer | B8 | 500 | 2000 | 0 | 60 | 60.21 | 8 | 0
2040 | ENT_2_SOCO | ENT | SOCO | Internal | Summer | B9 | 800 | 2000 | 0 | 58.02 | 60.21 | 8 | 0
2040 | ENT_2_SOCO | ENT | SOCO | Internal | Summer | B10 | 1262 | 2000 | 0 | 57.5 | 55.11 | 8 | 0
2040 | ENT_2_SOCO | ENT | SOCO | Internal | Winter | B16 | 25 | 2000 | 1395.22 | 91.54 | 99.54 | 8 | 0
2040 | ENT_2_SOCO | ENT | SOCO | Internal | Winter | B17 | 100 | 2000 | 0 | 66.07 | 65.5 | 8 | 0
2040 | ENT_2_SOCO | ENT | SOCO | Internal | Winter | B18 | 400 | 2000 | 0 | 65.59 | 65.5 | 8 | 0
2040 | ENT_2_SOCO | ENT | SOCO | Internal | Winter | B19 | 700 | 2000 | 0 | 63.4 | 65.5 | 8 | 0
2040 | ENT_2_SOCO | ENT | SOCO | Internal | Winter | B20 | 935 | 2000 | 0 | 59.33 | 59.84 | 8 | 0
2040 | ENT_2_SPP_N | ENT | SPP_N | Internal | Shoulder | B11 | 25 | 1300 | 0 | 90.45 | 94.6 | 8 | 0
2040 | ENT_2_SPP_N | ENT | SPP_N | Internal | Shoulder | B12 | 200 | 1300 | 0 | 61.96 | 64.84 | 8 | 0
2040 | ENT_2_SPP_N | ENT | SPP_N | Internal | Shoulder | B13 | 600 | 1300 | 0 | 61.51 | 59.24 | 8 | 0
2040 | ENT_2_SPP_N | ENT | SPP_N | Internal | Shoulder | B14 | 900 | 1300 | 0 | 59.46 | 54.71 | 8 | 0
2040 | ENT_2_SPP_N | ENT | SPP_N | Internal | Shoulder | B15 | 1203 | 1300 | 0 | 59.46 | 54.26 | 8 | 0
2040 | ENT_2_SPP_N | ENT | SPP_N | Internal | Summer | B1 | 10 | 1300 | 0.01 | 92.52 | 97.14 | 8 | 0
2040 | ENT_2_SPP_N | ENT | SPP_N | Internal | Summer | B2 | 25 | 1300 | 0 | 92.52 | 97.14 | 8 | 0
2040 | ENT_2_SPP_N | ENT | SPP_N | Internal | Summer | B3 | 75 | 1300 | 0 | 88.82 | 94.26 | 8 | 0
2040 | ENT_2_SPP_N | ENT | SPP_N | Internal | Summer | B4 | 100 | 1300 | 0 | 88.11 | 94.26 | 8 | 0
2040 | ENT_2_SPP_N | ENT | SPP_N | Internal | Summer | B5 | 200 | 1300 | 0 | 84.96 | 91.71 | 8 | 0
2040 | ENT_2_SPP_N | ENT | SPP_N | Internal | Summer | B6 | 300 | 1300 | 0.1 | 65.4 | 73.39 | 8 | 0
2040 | ENT_2_SPP_N | ENT | SPP_N | Internal | Summer | B7 | 400 | 1300 | 0 | 60 | 60.09 | 8 | 0
2040 | ENT_2_SPP_N | ENT | SPP_N | Internal | Summer | B8 | 500 | 1300 | 0 | 60 | 57.42 | 8 | 0
2040 | ENT_2_SPP_N | ENT | SPP_N | Internal | Summer | B9 | 800 | 1300 | 0 | 58.02 | 57.01 | 8 | 0
2040 | ENT_2_SPP_N | ENT | SPP_N | Internal | Summer | B10 | 1262 | 1300 | 0 | 57.5 | 52.5 | 8 | 0
2040 | ENT_2_SPP_N | ENT | SPP_N | Internal | Winter | B16 | 25 | 1300 | 0 | 91.54 | 93.31 | 8 | 0
2040 | ENT_2_SPP_N | ENT | SPP_N | Internal | Winter | B17 | 100 | 1300 | 0 | 66.07 | 65.48 | 8 | 0
2040 | ENT_2_SPP_N | ENT | SPP_N | Internal | Winter | B18 | 400 | 1300 | 0 | 65.59 | 60.59 | 8 | 0
2040 | ENT_2_SPP_N | ENT | SPP_N | Internal | Winter | B19 | 700 | 1300 | 0 | 63.4 | 58.4 | 8 | 0
2040 | ENT_2_SPP_N | ENT | SPP_N | Internal | Winter | B20 | 935 | 1300 | 0 | 59.33 | 51.35 | 8 | 0
2040 | ENT_2_SPP_S | ENT | SPP_S | Internal | Shoulder | B11 | 25 | 1300 | 0 | 90.45 | 81.88 | 8 | 0
2040 | ENT_2_SPP_S | ENT | SPP_S | Internal | Shoulder | B12 | 200 | 1300 | 0 | 61.96 | 59.39 | 8 | 0
2040 | ENT_2_SPP_S | ENT | SPP_S | Internal | Shoulder | B13 | 600 | 1300 | 0 | 61.51 | 59.25 | 8 | 0
2040 | ENT_2_SPP_S | ENT | SPP_S | Internal | Shoulder | B14 | 900 | 1300 | 0 | 59.46 | 54.25 | 8 | 0
2040 | ENT_2_SPP_S | ENT | SPP_S | Internal | Shoulder | B15 | 1203 | 1300 | 0 | 59.46 | 54.25 | 8 | 0
2040 | ENT_2_SPP_S | ENT | SPP_S | Internal | Summer | B1 | 10 | 1300 | 0 | 92.52 | 72.39 | 8 | 0
2040 | ENT_2_SPP_S | ENT | SPP_S | Internal | Summer | B2 | 25 | 1300 | 0 | 92.52 | 83.11 | 8 | 0
2040 | ENT_2_SPP_S | ENT | SPP_S | Internal | Summer | B3 | 75 | 1300 | 0 | 88.82 | 83.82 | 8 | 0
2040 | ENT_2_SPP_S | ENT | SPP_S | Internal | Summer | B4 | 100 | 1300 | 0 | 88.11 | 83.11 | 8 | 0
2040 | ENT_2_SPP_S | ENT | SPP_S | Internal | Summer | B5 | 200 | 1300 | 0 | 84.96 | 83.11 | 8 | 0
2040 | ENT_2_SPP_S | ENT | SPP_S | Internal | Summer | B6 | 300 | 1300 | 35.51 | 65.4 | 73.4 | 8 | 0
2040 | ENT_2_SPP_S | ENT | SPP_S | Internal | Summer | B7 | 400 | 1300 | 0 | 60 | 60.08 | 8 | 0
2040 | ENT_2_SPP_S | ENT | SPP_S | Internal | Summer | B8 | 500 | 1300 | 0 | 60 | 57.43 | 8 | 0
2040 | ENT_2_SPP_S | ENT | SPP_S | Internal | Summer | B9 | 800 | 1300 | 0 | 58.02 | 57.02 | 8 | 0
2040 | ENT_2_SPP_S | ENT | SPP_S | Internal | Summer | B10 | 1262 | 1300 | 0 | 57.5 | 52.51 | 8 | 0
2040 | ENT_2_SPP_S | ENT | SPP_S | Internal | Winter | B16 | 25 | 1300 | 0 | 91.54 | 63.42 | 8 | 0
2040 | ENT_2_SPP_S | ENT | SPP_S | Internal | Winter | B17 | 100 | 1300 | 0 | 66.07 | 63.27 | 8 | 0
2040 | ENT_2_SPP_S | ENT | SPP_S | Internal | Winter | B18 | 400 | 1300 | 0 | 65.59 | 60.59 | 8 | 0
2040 | ENT_2_SPP_S | ENT | SPP_S | Internal | Winter | B19 | 700 | 1300 | 0 | 63.4 | 57.85 | 8 | 0
2040 | ENT_2_SPP_S | ENT | SPP_S | Internal | Winter | B20 | 935 | 1300 | 0 | 59.33 | 51.36 | 8 | 0
2040 | ENT_2_TVA_Transmission | ENT | TVA_Transmission | Internal | Shoulder | B11 | 25 | 2100 | 0 | 90.45 | 94.31 | 8 | 0
2040 | ENT_2_TVA_Transmission | ENT | TVA_Transmission | Internal | Shoulder | B12 | 200 | 2100 | 604.88 | 61.96 | 69.96 | 8 | 0
2040 | ENT_2_TVA_Transmission | ENT | TVA_Transmission | Internal | Shoulder | B13 | 600 | 2100 | 0 | 61.51 | 61.3 | 8 | 0
2040 | ENT_2_TVA_Transmission | ENT | TVA_Transmission | Internal | Shoulder | B14 | 900 | 2100 | 0 | 59.46 | 60.41 | 8 | 0
2040 | ENT_2_TVA_Transmission | ENT | TVA_Transmission | Internal | Shoulder | B15 | 1203 | 2100 | 0 | 59.46 | 57.58 | 8 | 0
2040 | ENT_2_TVA_Transmission | ENT | TVA_Transmission | Internal | Summer | B1 | 10 | 2100 | 0.01 | 92.52 | 96.44 | 8 | 0
2040 | ENT_2_TVA_Transmission | ENT | TVA_Transmission | Internal | Summer | B2 | 25 | 2100 | 0 | 92.52 | 96.44 | 8 | 0
2040 | ENT_2_TVA_Transmission | ENT | TVA_Transmission | Internal | Summer | B3 | 75 | 2100 | 0 | 88.82 | 95.83 | 8 | 0
2040 | ENT_2_TVA_Transmission | ENT | TVA_Transmission | Internal | Summer | B4 | 100 | 2100 | 0 | 88.11 | 95.43 | 8 | 0
2040 | ENT_2_TVA_Transmission | ENT | TVA_Transmission | Internal | Summer | B5 | 200 | 2100 | 0 | 84.96 | 91.41 | 8 | 0
2040 | ENT_2_TVA_Transmission | ENT | TVA_Transmission | Internal | Summer | B6 | 300 | 2100 | 0 | 65.4 | 68.4 | 8 | 0
2040 | ENT_2_TVA_Transmission | ENT | TVA_Transmission | Internal | Summer | B7 | 400 | 2100 | 0 | 60 | 59.79 | 8 | 0
2040 | ENT_2_TVA_Transmission | ENT | TVA_Transmission | Internal | Summer | B8 | 500 | 2100 | 0 | 60 | 55.42 | 8 | 0
2040 | ENT_2_TVA_Transmission | ENT | TVA_Transmission | Internal | Summer | B9 | 800 | 2100 | 0 | 58.02 | 55.04 | 8 | 0
2040 | ENT_2_TVA_Transmission | ENT | TVA_Transmission | Internal | Summer | B10 | 1262 | 2100 | 0 | 57.5 | 53.66 | 8 | 0
2040 | ENT_2_TVA_Transmission | ENT | TVA_Transmission | Internal | Winter | B16 | 25 | 2100 | 527.41 | 91.54 | 99.54 | 8 | 0
2040 | ENT_2_TVA_Transmission | ENT | TVA_Transmission | Internal | Winter | B17 | 100 | 2100 | 0 | 66.07 | 73.19 | 8 | 0
2040 | ENT_2_TVA_Transmission | ENT | TVA_Transmission | Internal | Winter | B18 | 400 | 2100 | 0 | 65.59 | 64.54 | 8 | 0
2040 | ENT_2_TVA_Transmission | ENT | TVA_Transmission | Internal | Winter | B19 | 700 | 2100 | 0 | 63.4 | 61.09 | 8 | 0
2040 | ENT_2_TVA_Transmission | ENT | TVA_Transmission | Internal | Winter | B20 | 935 | 2100 | 0 | 59.33 | 58.74 | 8 | 0
2040 | FRCC_2_SOCO | FRCC | SOCO | Internal | Shoulder | B11 | 25 | 900 | 0 | 105.52 | 102.32 | 8 | 0
2040 | FRCC_2_SOCO | FRCC | SOCO | Internal | Shoulder | B12 | 200 | 900 | 0 | 69.82 | 62.52 | 8 | 0
2040 | FRCC_2_SOCO | FRCC | SOCO | Internal | Shoulder | B13 | 600 | 900 | 0 | 66.91 | 61.82 | 8 | 0
2040 | FRCC_2_SOCO | FRCC | SOCO | Internal | Shoulder | B14 | 900 | 900 | 0 | 66.91 | 61.82 | 8 | 0
2040 | FRCC_2_SOCO | FRCC | SOCO | Internal | Shoulder | B15 | 1203 | 900 | 0 | 66.91 | 61.82 | 8 | 0
2040 | FRCC_2_SOCO | FRCC | SOCO | Internal | Summer | B1 | 10 | 900 | 0 | 107.43 | 100.52 | 8 | 0
2040 | FRCC_2_SOCO | FRCC | SOCO | Internal | Summer | B2 | 25 | 900 | 0 | 107.43 | 100.52 | 8 | 0
2040 | FRCC_2_SOCO | FRCC | SOCO | Internal | Summer | B3 | 75 | 900 | 0 | 105.06 | 100.52 | 8 | 0
2040 | FRCC_2_SOCO | FRCC | SOCO | Internal | Summer | B4 | 100 | 900 | 0 | 93.28 | 100.52 | 8 | 0
2040 | FRCC_2_SOCO | FRCC | SOCO | Internal | Summer | B5 | 200 | 900 | 0 | 93.28 | 100.41 | 8 | 0
2040 | FRCC_2_SOCO | FRCC | SOCO | Internal | Summer | B6 | 300 | 900 | 0 | 68.59 | 73.4 | 8 | 0
2040 | FRCC_2_SOCO | FRCC | SOCO | Internal | Summer | B7 | 400 | 900 | 0 | 68.59 | 62.39 | 8 | 0
2040 | FRCC_2_SOCO | FRCC | SOCO | Internal | Summer | B8 | 500 | 900 | 0 | 65.74 | 60.21 | 8 | 0
2040 | FRCC_2_SOCO | FRCC | SOCO | Internal | Summer | B9 | 800 | 900 | 0 | 65.74 | 60.21 | 8 | 0
2040 | FRCC_2_SOCO | FRCC | SOCO | Internal | Summer | B10 | 1262 | 900 | 0 | 60.05 | 55.11 | 8 | 0
2040 | FRCC_2_SOCO | FRCC | SOCO | Internal | Winter | B16 | 25 | 900 | 0 | 99.36 | 99.54 | 8 | 0
2040 | FRCC_2_SOCO | FRCC | SOCO | Internal | Winter | B17 | 100 | 900 | 0 | 73.02 | 65.5 | 8 | 0
2040 | FRCC_2_SOCO | FRCC | SOCO | Internal | Winter | B18 | 400 | 900 | 0 | 69.97 | 65.5 | 8 | 0
2040 | FRCC_2_SOCO | FRCC | SOCO | Internal | Winter | B19 | 700 | 900 | 0 | 69.97 | 65.5 | 8 | 0
2040 | FRCC_2_SOCO | FRCC | SOCO | Internal | Winter | B20 | 935 | 900 | 0 | 69.33 | 59.84 | 8 | 0
2040 | HQ_NEISO_2_NEISO | HQ_NEISO | NEISO | Internal | Shoulder | B11 | 25 | 99999 | 2920 | 48.96 | 48.97 | 0.01 | 0
2040 | HQ_NEISO_2_NEISO | HQ_NEISO | NEISO | Internal | Shoulder | B12 | 200 | 99999 | 2920 | 48.96 | 48.97 | 0.01 | 0
2040 | HQ_NEISO_2_NEISO | HQ_NEISO | NEISO | Internal | Shoulder | B13 | 600 | 99999 | 2920 | 48.96 | 48.97 | 0.01 | 0
2040 | HQ_NEISO_2_NEISO | HQ_NEISO | NEISO | Internal | Shoulder | B14 | 900 | 99999 | 2920 | 48.96 | 48.97 | 0.01 | 0
2040 | HQ_NEISO_2_NEISO | HQ_NEISO | NEISO | Internal | Shoulder | B15 | 1203 | 99999 | 1143.24 | 48.96 | 48.97 | 0.01 | 0
2040 | HQ_NEISO_2_NEISO | HQ_NEISO | NEISO | Internal | Summer | B1 | 10 | 99999 | 2920 | 74.19 | 74.2 | 0.01 | 0
2040 | HQ_NEISO_2_NEISO | HQ_NEISO | NEISO | Internal | Summer | B2 | 25 | 99999 | 2920 | 74.19 | 74.2 | 0.01 | 0
2040 | HQ_NEISO_2_NEISO | HQ_NEISO | NEISO | Internal | Summer | B3 | 75 | 99999 | 2920 | 74.19 | 74.2 | 0.01 | 0
2040 | HQ_NEISO_2_NEISO | HQ_NEISO | NEISO | Internal | Summer | B4 | 100 | 99999 | 2920 | 67.84 | 67.85 | 0.01 | 0
2040 | HQ_NEISO_2_NEISO | HQ_NEISO | NEISO | Internal | Summer | B5 | 200 | 99999 | 2920 | 62.62 | 62.63 | 0.01 | 0
2040 | HQ_NEISO_2_NEISO | HQ_NEISO | NEISO | Internal | Summer | B6 | 300 | 99999 | 2920 | 50.14 | 50.16 | 0.01 | 0
2040 | HQ_NEISO_2_NEISO | HQ_NEISO | NEISO | Internal | Summer | B7 | 400 | 99999 | 2920 | 45.18 | 45.19 | 0.01 | 0
2040 | HQ_NEISO_2_NEISO | HQ_NEISO | NEISO | Internal | Summer | B8 | 500 | 99999 | 2920 | 45.18 | 45.19 | 0.01 | 0
2040 | HQ_NEISO_2_NEISO | HQ_NEISO | NEISO | Internal | Summer | B9 | 800 | 99999 | 2920 | 45.18 | 45.19 | 0.01 | 0
2040 | HQ_NEISO_2_NEISO | HQ_NEISO | NEISO | Internal | Summer | B10 | 1262 | 99999 | 795.94 | 45.18 | 45.19 | 0.01 | 0
2040 | HQ_NEISO_2_NEISO | HQ_NEISO | NEISO | Internal | Winter | B16 | 25 | 99999 | 2920 | 60.57 | 60.59 | 0.01 | 0
2040 | HQ_NEISO_2_NEISO | HQ_NEISO | NEISO | Internal | Winter | B17 | 100 | 99999 | 2920 | 60.57 | 60.59 | 0.01 | 0
2040 | HQ_NEISO_2_NEISO | HQ_NEISO | NEISO | Internal | Winter | B18 | 400 | 99999 | 2920 | 60.57 | 60.59 | 0.01 | 0
2040 | HQ_NEISO_2_NEISO | HQ_NEISO | NEISO | Internal | Winter | B19 | 700 | 99999 | 2920 | 60.57 | 60.59 | 0.01 | 0
2040 | HQ_NEISO_2_NEISO | HQ_NEISO | NEISO | Internal | Winter | B20 | 935 | 99999 | 1233.58 | 60.57 | 60.59 | 0.01 | 0
2040 | HQ_NY_2_NYISO_A-F | HQ_NY | NYISO_A-F | Internal | Shoulder | B11 | 25 | 99999 | 1000 | 63.13 | 63.14 | 0.01 | 0
2040 | HQ_NY_2_NYISO_A-F | HQ_NY | NYISO_A-F | Internal | Shoulder | B12 | 200 | 99999 | 1000 | 63.12 | 63.13 | 0.01 | 0
2040 | HQ_NY_2_NYISO_A-F | HQ_NY | NYISO_A-F | Internal | Shoulder | B13 | 600 | 99999 | 1000 | 52.64 | 52.65 | 0.01 | 0
2040 | HQ_NY_2_NYISO_A-F | HQ_NY | NYISO_A-F | Internal | Shoulder | B14 | 900 | 99999 | 1000 | 52.04 | 52.05 | 0.01 | 0
2040 | HQ_NY_2_NYISO_A-F | HQ_NY | NYISO_A-F | Internal | Shoulder | B15 | 1203 | 99999 | 188.69 | 52.04 | 52.05 | 0.01 | 0
2040 | HQ_NY_2_NYISO_A-F | HQ_NY | NYISO_A-F | Internal | Summer | B1 | 10 | 99999 | 1000 | 75.54 | 75.56 | 0.01 | 0
2040 | HQ_NY_2_NYISO_A-F | HQ_NY | NYISO_A-F | Internal | Summer | B2 | 25 | 99999 | 1000 | 77.18 | 77.19 | 0.01 | 0
2040 | HQ_NY_2_NYISO_A-F | HQ_NY | NYISO_A-F | Internal | Summer | B3 | 75 | 99999 | 1000 | 75.26 | 75.27 | 0.01 | 0
2040 | HQ_NY_2_NYISO_A-F | HQ_NY | NYISO_A-F | Internal | Summer | B4 | 100 | 99999 | 1000 | 70.84 | 70.85 | 0.01 | 0
2040 | HQ_NY_2_NYISO_A-F | HQ_NY | NYISO_A-F | Internal | Summer | B5 | 200 | 99999 | 1000 | 68.36 | 68.37 | 0.01 | 0
2040 | HQ_NY_2_NYISO_A-F | HQ_NY | NYISO_A-F | Internal | Summer | B6 | 300 | 99999 | 1000 | 56.36 | 56.37 | 0.01 | 0
2040 | HQ_NY_2_NYISO_A-F | HQ_NY | NYISO_A-F | Internal | Summer | B7 | 400 | 99999 | 1000 | 51.35 | 51.36 | 0.01 | 0
2040 | HQ_NY_2_NYISO_A-F | HQ_NY | NYISO_A-F | Internal | Summer | B8 | 500 | 99999 | 1000 | 51.35 | 51.36 | 0.01 | 0
2040 | HQ_NY_2_NYISO_A-F | HQ_NY | NYISO_A-F | Internal | Summer | B9 | 800 | 99999 | 1000 | 51.35 | 51.36 | 0.01 | 0
2040 | HQ_NY_2_NYISO_A-F | HQ_NY | NYISO_A-F | Internal | Summer | B10 | 1262 | 99999 | 30.11 | 51.35 | 51.36 | 0.01 | 0
2040 | HQ_NY_2_NYISO_A-F | HQ_NY | NYISO_A-F | Internal | Winter | B16 | 25 | 99999 | 1000 | 85.52 | 85.53 | 0.01 | 0
2040 | HQ_NY_2_NYISO_A-F | HQ_NY | NYISO_A-F | Internal | Winter | B17 | 100 | 99999 | 1000 | 65.97 | 65.98 | 0.01 | 0
2040 | HQ_NY_2_NYISO_A-F | HQ_NY | NYISO_A-F | Internal | Winter | B18 | 400 | 99999 | 1000 | 60.84 | 60.85 | 0.01 | 0
2040 | HQ_NY_2_NYISO_A-F | HQ_NY | NYISO_A-F | Internal | Winter | B19 | 700 | 99999 | 1000 | 60.84 | 60.85 | 0.01 | 0
2040 | HQ_NY_2_NYISO_A-F | HQ_NY | NYISO_A-F | Internal | Winter | B20 | 935 | 99999 | 229.95 | 60.84 | 60.85 | 0.01 | 0
2040 | HQ_IESO_2_IESO | HQ_IESO | IESO | Internal | Shoulder | B11 | 25 | 99999 | 400 | 56.13 | 56.14 | 0.01 | 0
2040 | HQ_IESO_2_IESO | HQ_IESO | IESO | Internal | Shoulder | B12 | 200 | 99999 | 400 | 56.12 | 56.13 | 0.01 | 0
2040 | HQ_IESO_2_IESO | HQ_IESO | IESO | Internal | Shoulder | B13 | 600 | 99999 | 400 | 50.52 | 50.54 | 0.01 | 0
2040 | HQ_IESO_2_IESO | HQ_IESO | IESO | Internal | Shoulder | B14 | 900 | 99999 | 400 | 50.52 | 50.54 | 0.01 | 0
2040 | HQ_IESO_2_IESO | HQ_IESO | IESO | Internal | Shoulder | B15 | 1203 | 99999 | 75.48 | 50.52 | 50.54 | 0.01 | 0
2040 | HQ_IESO_2_IESO | HQ_IESO | IESO | Internal | Summer | B1 | 10 | 99999 | 400 | 82.54 | 82.56 | 0.01 | 0
2040 | HQ_IESO_2_IESO | HQ_IESO | IESO | Internal | Summer | B2 | 25 | 99999 | 400 | 84.18 | 84.19 | 0.01 | 0
2040 | HQ_IESO_2_IESO | HQ_IESO | IESO | Internal | Summer | B3 | 75 | 99999 | 400 | 82.26 | 82.28 | 0.01 | 0
2040 | HQ_IESO_2_IESO | HQ_IESO | IESO | Internal | Summer | B4 | 100 | 99999 | 400 | 77.84 | 77.85 | 0.01 | 0
2040 | HQ_IESO_2_IESO | HQ_IESO | IESO | Internal | Summer | B5 | 200 | 99999 | 400 | 69.42 | 69.43 | 0.01 | 0
2040 | HQ_IESO_2_IESO | HQ_IESO | IESO | Internal | Summer | B6 | 300 | 99999 | 400 | 50.74 | 50.76 | 0.01 | 0
2040 | HQ_IESO_2_IESO | HQ_IESO | IESO | Internal | Summer | B7 | 400 | 99999 | 400 | 49.23 | 49.24 | 0.01 | 0
2040 | HQ_IESO_2_IESO | HQ_IESO | IESO | Internal | Summer | B8 | 500 | 99999 | 400 | 46.65 | 46.66 | 0.01 | 0
2040 | HQ_IESO_2_IESO | HQ_IESO | IESO | Internal | Summer | B9 | 800 | 99999 | 400 | 46.65 | 46.66 | 0.01 | 0
2040 | HQ_IESO_2_IESO | HQ_IESO | IESO | Internal | Summer | B10 | 1262 | 99999 | 12.04 | 46.65 | 46.66 | 0.01 | 0
2040 | HQ_IESO_2_IESO | HQ_IESO | IESO | Internal | Winter | B16 | 25 | 99999 | 400 | 86.27 | 86.28 | 0.01 | 0
2040 | HQ_IESO_2_IESO | HQ_IESO | IESO | Internal | Winter | B17 | 100 | 99999 | 400 | 58.97 | 58.98 | 0.01 | 0
2040 | HQ_IESO_2_IESO | HQ_IESO | IESO | Internal | Winter | B18 | 400 | 99999 | 400 | 53.84 | 53.85 | 0.01 | 0
2040 | HQ_IESO_2_IESO | HQ_IESO | IESO | Internal | Winter | B19 | 700 | 99999 | 400 | 53.84 | 53.85 | 0.01 | 0
2040 | HQ_IESO_2_IESO | HQ_IESO | IESO | Internal | Winter | B20 | 935 | 99999 | 91.98 | 53.84 | 53.85 | 0.01 | 0
2040 | IESO_2_MAPP_CA | IESO | MAPP_CA | Internal | Shoulder | B11 | 25 | 262 | 261.99 | 56.14 | 64.96 | 7 | 1.82
2040 | IESO_2_MAPP_CA | IESO | MAPP_CA | Internal | Shoulder | B12 | 200 | 262 | 262 | 56.13 | 69.82 | 7 | 6.68
2040 | IESO_2_MAPP_CA | IESO | MAPP_CA | Internal | Shoulder | B13 | 600 | 262 | 262 | 50.54 | 58.43 | 7 | 0.89
2040 | IESO_2_MAPP_CA | IESO | MAPP_CA | Internal | Shoulder | B14 | 900 | 262 | 0 | 50.54 | 56.36 | 7 | 0
2040 | IESO_2_MAPP_CA | IESO | MAPP_CA | Internal | Shoulder | B15 | 1203 | 262 | 0 | 50.54 | 56.36 | 7 | 0
2040 | IESO_2_MAPP_CA | IESO | MAPP_CA | Internal | Summer | B1 | 10 | 262 | 155.98 | 82.56 | 89.56 | 7 | 0
2040 | IESO_2_MAPP_CA | IESO | MAPP_CA | Internal | Summer | B2 | 25 | 262 | 261.99 | 84.19 | 92.47 | 7 | 1.28
2040 | IESO_2_MAPP_CA | IESO | MAPP_CA | Internal | Summer | B3 | 75 | 262 | 262 | 82.28 | 92.45 | 7 | 3.18
2040 | IESO_2_MAPP_CA | IESO | MAPP_CA | Internal | Summer | B4 | 100 | 262 | 262 | 77.85 | 91.42 | 7 | 6.56
2040 | IESO_2_MAPP_CA | IESO | MAPP_CA | Internal | Summer | B5 | 200 | 262 | 238.43 | 69.43 | 76.43 | 7 | 0
2040 | IESO_2_MAPP_CA | IESO | MAPP_CA | Internal | Summer | B6 | 300 | 262 | 262 | 50.76 | 62.45 | 7 | 4.7
2040 | IESO_2_MAPP_CA | IESO | MAPP_CA | Internal | Summer | B7 | 400 | 262 | 0.04 | 49.24 | 56.22 | 7 | 0
2040 | IESO_2_MAPP_CA | IESO | MAPP_CA | Internal | Summer | B8 | 500 | 262 | 0 | 46.66 | 52.56 | 7 | 0
2040 | IESO_2_MAPP_CA | IESO | MAPP_CA | Internal | Summer | B9 | 800 | 262 | 0 | 46.66 | 52.56 | 7 | 0
2040 | IESO_2_MAPP_CA | IESO | MAPP_CA | Internal | Summer | B10 | 1262 | 262 | 0 | 46.66 | 52.56 | 7 | 0
2040 | IESO_2_MAPP_CA | IESO | MAPP_CA | Internal | Winter | B16 | 25 | 262 | 16.35 | 86.28 | 93.28 | 7 | 0
2040 | IESO_2_MAPP_CA | IESO | MAPP_CA | Internal | Winter | B17 | 100 | 262 | 262 | 58.98 | 70.45 | 7 | 4.47
2040 | IESO_2_MAPP_CA | IESO | MAPP_CA | Internal | Winter | B18 | 400 | 262 | 262 | 53.85 | 61.52 | 7 | 0.66
2040 | IESO_2_MAPP_CA | IESO | MAPP_CA | Internal | Winter | B19 | 700 | 262 | 262 | 53.85 | 61.26 | 7 | 0.41
2040 | IESO_2_MAPP_CA | IESO | MAPP_CA | Internal | Winter | B20 | 935 | 262 | 262 | 53.85 | 61.26 | 7 | 0.41
2040 | IESO_2_MISO_MI | IESO | MISO_MI | Internal | Shoulder | B11 | 25 | 1840 | 1840 | 56.14 | 91.32 | 7 | 28.19
2040 | IESO_2_MISO_MI | IESO | MISO_MI | Internal | Shoulder | B12 | 200 | 1840 | 1840 | 56.13 | 70.97 | 7 | 7.84
2040 | IESO_2_MISO_MI | IESO | MISO_MI | Internal | Shoulder | B13 | 600 | 1840 | 1840 | 50.54 | 58.48 | 7 | 0.94
2040 | IESO_2_MISO_MI | IESO | MISO_MI | Internal | Shoulder | B14 | 900 | 1840 | 0 | 50.54 | 56.41 | 7 | 0
2040 | IESO_2_MISO_MI | IESO | MISO_MI | Internal | Shoulder | B15 | 1203 | 1840 | 0 | 50.54 | 53.58 | 7 | 0
2040 | IESO_2_MISO_MI | IESO | MISO_MI | Internal | Summer | B1 | 10 | 1840 | 1839.99 | 82.56 | 94.48 | 7 | 4.92
2040 | IESO_2_MISO_MI | IESO | MISO_MI | Internal | Summer | B2 | 25 | 1840 | 1839.99 | 84.19 | 94.48 | 7 | 3.29
2040 | IESO_2_MISO_MI | IESO | MISO_MI | Internal | Summer | B3 | 75 | 1840 | 1840 | 82.28 | 92.45 | 7 | 3.18
2040 | IESO_2_MISO_MI | IESO | MISO_MI | Internal | Summer | B4 | 100 | 1840 | 1840 | 77.85 | 91.43 | 7 | 6.57
2040 | IESO_2_MISO_MI | IESO | MISO_MI | Internal | Summer | B5 | 200 | 1840 | 1840 | 69.43 | 87.43 | 7 | 11
2040 | IESO_2_MISO_MI | IESO | MISO_MI | Internal | Summer | B6 | 300 | 1840 | 1840 | 50.76 | 66.4 | 7 | 8.65
2040 | IESO_2_MISO_MI | IESO | MISO_MI | Internal | Summer | B7 | 400 | 1840 | 1310.11 | 49.24 | 56.24 | 7 | 0
2040 | IESO_2_MISO_MI | IESO | MISO_MI | Internal | Summer | B8 | 500 | 1840 | 317.22 | 46.66 | 53.66 | 7 | 0
2040 | IESO_2_MISO_MI | IESO | MISO_MI | Internal | Summer | B9 | 800 | 1840 | 0 | 46.66 | 51.78 | 7 | 0
2040 | IESO_2_MISO_MI | IESO | MISO_MI | Internal | Summer | B10 | 1262 | 1840 | 0 | 46.66 | 51.78 | 7 | 0
2040 | IESO_2_MISO_MI | IESO | MISO_MI | Internal | Winter | B16 | 25 | 1840 | 1839.99 | 86.28 | 95.55 | 7 | 2.27
2040 | IESO_2_MISO_MI | IESO | MISO_MI | Internal | Winter | B17 | 100 | 1840 | 1840 | 58.98 | 73.27 | 7 | 7.28
2040 | IESO_2_MISO_MI | IESO | MISO_MI | Internal | Winter | B18 | 400 | 1840 | 1840 | 53.85 | 61.57 | 7 | 0.71
2040 | IESO_2_MISO_MI | IESO | MISO_MI | Internal | Winter | B19 | 700 | 1840 | 0 | 53.85 | 57.2 | 7 | 0
2040 | IESO_2_MISO_MI | IESO | MISO_MI | Internal | Winter | B20 | 935 | 1840 | 0 | 53.85 | 55.06 | 7 | 0
2040 | IESO_2_MISO_W | IESO | MISO_W | Internal | Shoulder | B11 | 25 | 140 | 140 | 56.14 | 91.31 | 7 | 28.17
2040 | IESO_2_MISO_W | IESO | MISO_W | Internal | Shoulder | B12 | 200 | 140 | 140 | 56.13 | 69.83 | 7 | 6.7
2040 | IESO_2_MISO_W | IESO | MISO_W | Internal | Shoulder | B13 | 600 | 140 | 140 | 50.54 | 58.44 | 7 | 0.91
2040 | IESO_2_MISO_W | IESO | MISO_W | Internal | Shoulder | B14 | 900 | 140 | 0 | 50.54 | 56.37 | 7 | 0
2040 | IESO_2_MISO_W | IESO | MISO_W | Internal | Shoulder | B15 | 1203 | 140 | 0 | 50.54 | 51.62 | 7 | 0
2040 | IESO_2_MISO_W | IESO | MISO_W | Internal | Summer | B1 | 10 | 140 | 139.99 | 82.56 | 94.44 | 7 | 4.89
2040 | IESO_2_MISO_W | IESO | MISO_W | Internal | Summer | B2 | 25 | 140 | 139.99 | 84.19 | 94.44 | 7 | 3.25
2040 | IESO_2_MISO_W | IESO | MISO_W | Internal | Summer | B3 | 75 | 140 | 140 | 82.28 | 92.46 | 7 | 3.19
2040 | IESO_2_MISO_W | IESO | MISO_W | Internal | Summer | B4 | 100 | 140 | 140 | 77.85 | 91.43 | 7 | 6.57
2040 | IESO_2_MISO_W | IESO | MISO_W | Internal | Summer | B5 | 200 | 140 | 140 | 69.43 | 87.42 | 7 | 10.99
2040 | IESO_2_MISO_W | IESO | MISO_W | Internal | Summer | B6 | 300 | 140 | 140 | 50.76 | 66.39 | 7 | 8.64
2040 | IESO_2_MISO_W | IESO | MISO_W | Internal | Summer | B7 | 400 | 140 | 0.09 | 49.24 | 56.23 | 7 | 0
2040 | IESO_2_MISO_W | IESO | MISO_W | Internal | Summer | B8 | 500 | 140 | 0 | 46.66 | 52.55 | 7 | 0
2040 | IESO_2_MISO_W | IESO | MISO_W | Internal | Summer | B9 | 800 | 140 | 0 | 46.66 | 50.01 | 7 | 0
2040 | IESO_2_MISO_W | IESO | MISO_W | Internal | Summer | B10 | 1262 | 140 | 0 | 46.66 | 47.78 | 7 | 0
2040 | IESO_2_MISO_W | IESO | MISO_W | Internal | Winter | B16 | 25 | 140 | 138.67 | 86.28 | 93.29 | 7 | 0.01
2040 | IESO_2_MISO_W | IESO | MISO_W | Internal | Winter | B17 | 100 | 140 | 140 | 58.98 | 70.47 | 7 | 4.48
2040 | IESO_2_MISO_W | IESO | MISO_W | Internal | Winter | B18 | 400 | 140 | 140 | 53.85 | 61.53 | 7 | 0.68
2040 | IESO_2_MISO_W | IESO | MISO_W | Internal | Winter | B19 | 700 | 140 | 0 | 53.85 | 55.88 | 7 | 0
2040 | IESO_2_MISO_W | IESO | MISO_W | Internal | Winter | B20 | 935 | 140 | 0 | 53.85 | 51.32 | 7 | 0
2040 | IESO_2_NYISO_A-F | IESO | NYISO_A-F | Internal | Shoulder | B11 | 25 | 1725 | 418.08 | 56.14 | 63.14 | 7 | 0
2040 | IESO_2_NYISO_A-F | IESO | NYISO_A-F | Internal | Shoulder | B12 | 200 | 1725 | 377.28 | 56.13 | 63.13 | 7 | 0
2040 | IESO_2_NYISO_A-F | IESO | NYISO_A-F | Internal | Shoulder | B13 | 600 | 1725 | 0 | 50.54 | 52.65 | 7 | 0
2040 | IESO_2_NYISO_A-F | IESO | NYISO_A-F | Internal | Shoulder | B14 | 900 | 1725 | 0 | 50.54 | 52.05 | 7 | 0
2040 | IESO_2_NYISO_A-F | IESO | NYISO_A-F | Internal | Shoulder | B15 | 1203 | 1725 | 0 | 50.54 | 52.05 | 7 | 0
2040 | IESO_2_NYISO_A-F | IESO | NYISO_A-F | Internal | Summer | B1 | 10 | 1725 | 0 | 82.56 | 75.56 | 7 | 0
2040 | IESO_2_NYISO_A-F | IESO | NYISO_A-F | Internal | Summer | B2 | 25 | 1725 | 0 | 84.19 | 77.19 | 7 | 0
2040 | IESO_2_NYISO_A-F | IESO | NYISO_A-F | Internal | Summer | B3 | 75 | 1725 | 0 | 82.28 | 75.27 | 7 | 0
2040 | IESO_2_NYISO_A-F | IESO | NYISO_A-F | Internal | Summer | B4 | 100 | 1725 | 0 | 77.85 | 70.85 | 7 | 0
2040 | IESO_2_NYISO_A-F | IESO | NYISO_A-F | Internal | Summer | B5 | 200 | 1725 | 0 | 69.43 | 68.37 | 7 | 0
2040 | IESO_2_NYISO_A-F | IESO | NYISO_A-F | Internal | Summer | B6 | 300 | 1725 | 0 | 50.76 | 56.37 | 7 | 0
2040 | IESO_2_NYISO_A-F | IESO | NYISO_A-F | Internal | Summer | B7 | 400 | 1725 | 0 | 49.24 | 51.36 | 7 | 0
2040 | IESO_2_NYISO_A-F | IESO | NYISO_A-F | Internal | Summer | B8 | 500 | 1725 | 0 | 46.66 | 51.36 | 7 | 0
2040 | IESO_2_NYISO_A-F | IESO | NYISO_A-F | Internal | Summer | B9 | 800 | 1725 | 0 | 46.66 | 51.36 | 7 | 0
2040 | IESO_2_NYISO_A-F | IESO | NYISO_A-F | Internal | Summer | B10 | 1262 | 1725 | 0 | 46.66 | 51.36 | 7 | 0
2040 | IESO_2_NYISO_A-F | IESO | NYISO_A-F | Internal | Winter | B16 | 25 | 1725 | 0 | 86.28 | 85.53 | 7 | 0
2040 | IESO_2_NYISO_A-F | IESO | NYISO_A-F | Internal | Winter | B17 | 100 | 1725 | 403.55 | 58.98 | 65.98 | 7 | 0
2040 | IESO_2_NYISO_A-F | IESO | NYISO_A-F | Internal | Winter | B18 | 400 | 1725 | 111.88 | 53.85 | 60.85 | 7 | 0
2040 | IESO_2_NYISO_A-F | IESO | NYISO_A-F | Internal | Winter | B19 | 700 | 1725 | 0.26 | 53.85 | 60.85 | 7 | 0
2040 | IESO_2_NYISO_A-F | IESO | NYISO_A-F | Internal | Winter | B20 | 935 | 1725 | 0.2 | 53.85 | 60.85 | 7 | 0
2040 | MAPP_CA_2_IESO | MAPP_CA | IESO | Internal | Shoulder | B11 | 25 | 330 | 0 | 64.96 | 56.14 | 8 | 0
2040 | MAPP_CA_2_IESO | MAPP_CA | IESO | Internal | Shoulder | B12 | 200 | 330 | 0 | 69.82 | 56.13 | 8 | 0
2040 | MAPP_CA_2_IESO | MAPP_CA | IESO | Internal | Shoulder | B13 | 600 | 330 | 0 | 58.43 | 50.54 | 8 | 0
2040 | MAPP_CA_2_IESO | MAPP_CA | IESO | Internal | Shoulder | B14 | 900 | 330 | 0 | 56.36 | 50.54 | 8 | 0
2040 | MAPP_CA_2_IESO | MAPP_CA | IESO | Internal | Shoulder | B15 | 1203 | 330 | 0 | 56.36 | 50.54 | 8 | 0
2040 | MAPP_CA_2_IESO | MAPP_CA | IESO | Internal | Summer | B1 | 10 | 330 | 0 | 89.56 | 82.56 | 8 | 0
2040 | MAPP_CA_2_IESO | MAPP_CA | IESO | Internal | Summer | B2 | 25 | 330 | 0 | 92.47 | 84.19 | 8 | 0
2040 | MAPP_CA_2_IESO | MAPP_CA | IESO | Internal | Summer | B3 | 75 | 330 | 0 | 92.45 | 82.28 | 8 | 0
2040 | MAPP_CA_2_IESO | MAPP_CA | IESO | Internal | Summer | B4 | 100 | 330 | 0 | 91.42 | 77.85 | 8 | 0
2040 | MAPP_CA_2_IESO | MAPP_CA | IESO | Internal | Summer | B5 | 200 | 330 | 0 | 76.43 | 69.43 | 8 | 0
2040 | MAPP_CA_2_IESO | MAPP_CA | IESO | Internal | Summer | B6 | 300 | 330 | 0 | 62.45 | 50.76 | 8 | 0
2040 | MAPP_CA_2_IESO | MAPP_CA | IESO | Internal | Summer | B7 | 400 | 330 | 0 | 56.22 | 49.24 | 8 | 0
2040 | MAPP_CA_2_IESO | MAPP_CA | IESO | Internal | Summer | B8 | 500 | 330 | 0 | 52.56 | 46.66 | 8 | 0
2040 | MAPP_CA_2_IESO | MAPP_CA | IESO | Internal | Summer | B9 | 800 | 330 | 0 | 52.56 | 46.66 | 8 | 0
2040 | MAPP_CA_2_IESO | MAPP_CA | IESO | Internal | Summer | B10 | 1262 | 330 | 0 | 52.56 | 46.66 | 8 | 0
2040 | MAPP_CA_2_IESO | MAPP_CA | IESO | Internal | Winter | B16 | 25 | 330 | 0 | 93.28 | 86.28 | 8 | 0
2040 | MAPP_CA_2_IESO | MAPP_CA | IESO | Internal | Winter | B17 | 100 | 330 | 0 | 70.45 | 58.98 | 8 | 0
2040 | MAPP_CA_2_IESO | MAPP_CA | IESO | Internal | Winter | B18 | 400 | 330 | 0 | 61.52 | 53.85 | 8 | 0
2040 | MAPP_CA_2_IESO | MAPP_CA | IESO | Internal | Winter | B19 | 700 | 330 | 0 | 61.26 | 53.85 | 8 | 0
2040 | MAPP_CA_2_IESO | MAPP_CA | IESO | Internal | Winter | B20 | 935 | 330 | 0 | 61.26 | 53.85 | 8 | 0
2040 | MAPP_CA_2_MAPP_US | MAPP_CA | MAPP_US | Internal | Shoulder | B11 | 25 | 372 | 372 | 64.96 | 84.31 | 7 | 12.35
2040 | MAPP_CA_2_MAPP_US | MAPP_CA | MAPP_US | Internal | Shoulder | B12 | 200 | 372 | 0 | 69.82 | 62.83 | 7 | 0
2040 | MAPP_CA_2_MAPP_US | MAPP_CA | MAPP_US | Internal | Shoulder | B13 | 600 | 372 | 0 | 58.43 | 51.44 | 7 | 0
2040 | MAPP_CA_2_MAPP_US | MAPP_CA | MAPP_US | Internal | Shoulder | B14 | 900 | 372 | 0 | 56.36 | 49.37 | 7 | 0
2040 | MAPP_CA_2_MAPP_US | MAPP_CA | MAPP_US | Internal | Shoulder | B15 | 1203 | 372 | 0 | 56.36 | 47.14 | 7 | 0
2040 | MAPP_CA_2_MAPP_US | MAPP_CA | MAPP_US | Internal | Summer | B1 | 10 | 372 | 0 | 89.56 | 90.13 | 7 | 0
2040 | MAPP_CA_2_MAPP_US | MAPP_CA | MAPP_US | Internal | Summer | B2 | 25 | 372 | 0 | 92.47 | 90.13 | 7 | 0
2040 | MAPP_CA_2_MAPP_US | MAPP_CA | MAPP_US | Internal | Summer | B3 | 75 | 372 | 0 | 92.45 | 87.25 | 7 | 0
2040 | MAPP_CA_2_MAPP_US | MAPP_CA | MAPP_US | Internal | Summer | B4 | 100 | 372 | 0 | 91.42 | 85.68 | 7 | 0
2040 | MAPP_CA_2_MAPP_US | MAPP_CA | MAPP_US | Internal | Summer | B5 | 200 | 372 | 25.57 | 76.43 | 83.43 | 7 | 0
2040 | MAPP_CA_2_MAPP_US | MAPP_CA | MAPP_US | Internal | Summer | B6 | 300 | 372 | 0 | 62.45 | 63.75 | 7 | 0
2040 | MAPP_CA_2_MAPP_US | MAPP_CA | MAPP_US | Internal | Summer | B7 | 400 | 372 | 0 | 56.22 | 53.08 | 7 | 0
2040 | MAPP_CA_2_MAPP_US | MAPP_CA | MAPP_US | Internal | Summer | B8 | 500 | 372 | 0 | 52.56 | 45.55 | 7 | 0
2040 | MAPP_CA_2_MAPP_US | MAPP_CA | MAPP_US | Internal | Summer | B9 | 800 | 372 | 0 | 52.56 | 43.01 | 7 | 0
2040 | MAPP_CA_2_MAPP_US | MAPP_CA | MAPP_US | Internal | Summer | B10 | 1262 | 372 | 0 | 52.56 | 40.78 | 7 | 0
2040 | MAPP_CA_2_MAPP_US | MAPP_CA | MAPP_US | Internal | Winter | B16 | 25 | 372 | 0 | 93.28 | 86.29 | 7 | 0
2040 | MAPP_CA_2_MAPP_US | MAPP_CA | MAPP_US | Internal | Winter | B17 | 100 | 372 | 0 | 70.45 | 63.47 | 7 | 0
2040 | MAPP_CA_2_MAPP_US | MAPP_CA | MAPP_US | Internal | Winter | B18 | 400 | 372 | 0 | 61.52 | 54.53 | 7 | 0
2040 | MAPP_CA_2_MAPP_US | MAPP_CA | MAPP_US | Internal | Winter | B19 | 700 | 372 | 0 | 61.26 | 54.53 | 7 | 0
2040 | MAPP_CA_2_MAPP_US | MAPP_CA | MAPP_US | Internal | Winter | B20 | 935 | 372 | 0 | 61.26 | 46.96 | 7 | 0
2040 | MAPP_CA_2_MISO_W | MAPP_CA | MISO_W | Internal | Shoulder | B11 | 25 | 1970 | 1970 | 64.96 | 91.31 | 0.01 | 26.34
2040 | MAPP_CA_2_MISO_W | MAPP_CA | MISO_W | Internal | Shoulder | B12 | 200 | 1970 | 1905.86 | 69.82 | 69.83 | 0.01 | 0
2040 | MAPP_CA_2_MISO_W | MAPP_CA | MISO_W | Internal | Shoulder | B13 | 600 | 1970 | 1455.96 | 58.43 | 58.44 | 0.01 | 0
2040 | MAPP_CA_2_MISO_W | MAPP_CA | MISO_W | Internal | Shoulder | B14 | 900 | 1970 | 566.41 | 56.36 | 56.37 | 0.01 | 0
2040 | MAPP_CA_2_MISO_W | MAPP_CA | MISO_W | Internal | Shoulder | B15 | 1203 | 1970 | 0 | 56.36 | 51.62 | 0.01 | 0
2040 | MAPP_CA_2_MISO_W | MAPP_CA | MISO_W | Internal | Summer | B1 | 10 | 1970 | 1969.99 | 89.56 | 94.44 | 0.01 | 4.87
2040 | MAPP_CA_2_MISO_W | MAPP_CA | MISO_W | Internal | Summer | B2 | 25 | 1970 | 1969.99 | 92.47 | 94.44 | 0.01 | 1.96
2040 | MAPP_CA_2_MISO_W | MAPP_CA | MISO_W | Internal | Summer | B3 | 75 | 1970 | 1844.96 | 92.45 | 92.46 | 0.01 | 0
2040 | MAPP_CA_2_MISO_W | MAPP_CA | MISO_W | Internal | Summer | B4 | 100 | 1970 | 1951.44 | 91.42 | 91.43 | 0.01 | 0
2040 | MAPP_CA_2_MISO_W | MAPP_CA | MISO_W | Internal | Summer | B5 | 200 | 1970 | 1970 | 76.43 | 87.42 | 0.01 | 10.98
2040 | MAPP_CA_2_MISO_W | MAPP_CA | MISO_W | Internal | Summer | B6 | 300 | 1970 | 1970 | 62.45 | 66.39 | 0.01 | 3.93
2040 | MAPP_CA_2_MISO_W | MAPP_CA | MISO_W | Internal | Summer | B7 | 400 | 1970 | 1401.75 | 56.22 | 56.23 | 0.01 | 0
2040 | MAPP_CA_2_MISO_W | MAPP_CA | MISO_W | Internal | Summer | B8 | 500 | 1970 | 0.04 | 52.56 | 52.55 | 0.01 | 0
2040 | MAPP_CA_2_MISO_W | MAPP_CA | MISO_W | Internal | Summer | B9 | 800 | 1970 | 0 | 52.56 | 50.01 | 0.01 | 0
2040 | MAPP_CA_2_MISO_W | MAPP_CA | MISO_W | Internal | Summer | B10 | 1262 | 1970 | 0 | 52.56 | 47.78 | 0.01 | 0
2040 | MAPP_CA_2_MISO_W | MAPP_CA | MISO_W | Internal | Winter | B16 | 25 | 1970 | 439.58 | 93.28 | 93.29 | 0.01 | 0
2040 | MAPP_CA_2_MISO_W | MAPP_CA | MISO_W | Internal | Winter | B17 | 100 | 1970 | 584.04 | 70.45 | 70.47 | 0.01 | 0
2040 | MAPP_CA_2_MISO_W | MAPP_CA | MISO_W | Internal | Winter | B18 | 400 | 1970 | 264.87 | 61.52 | 61.53 | 0.01 | 0
2040 | MAPP_CA_2_MISO_W | MAPP_CA | MISO_W | Internal | Winter | B19 | 700 | 1970 | 0 | 61.26 | 55.88 | 0.01 | 0
2040 | MAPP_CA_2_MISO_W | MAPP_CA | MISO_W | Internal | Winter | B20 | 935 | 1970 | 0 | 61.26 | 51.32 | 0.01 | 0
2040 | MAPP_US_2_MAPP_CA | MAPP_US | MAPP_CA | Internal | Shoulder | B11 | 25 | 165 | 0 | 84.31 | 64.96 | 7 | 0
2040 | MAPP_US_2_MAPP_CA | MAPP_US | MAPP_CA | Internal | Shoulder | B12 | 200 | 165 | 0.16 | 62.83 | 69.82 | 7 | 0
2040 | MAPP_US_2_MAPP_CA | MAPP_US | MAPP_CA | Internal | Shoulder | B13 | 600 | 165 | 0.06 | 51.44 | 58.43 | 7 | 0
2040 | MAPP_US_2_MAPP_CA | MAPP_US | MAPP_CA | Internal | Shoulder | B14 | 900 | 165 | 0.04 | 49.37 | 56.36 | 7 | 0
2040 | MAPP_US_2_MAPP_CA | MAPP_US | MAPP_CA | Internal | Shoulder | B15 | 1203 | 165 | 165 | 47.14 | 56.36 | 7 | 2.22
2040 | MAPP_US_2_MAPP_CA | MAPP_US | MAPP_CA | Internal | Summer | B1 | 10 | 165 | 0 | 90.13 | 89.56 | 7 | 0
2040 | MAPP_US_2_MAPP_CA | MAPP_US | MAPP_CA | Internal | Summer | B2 | 25 | 165 | 0 | 90.13 | 92.47 | 7 | 0
2040 | MAPP_US_2_MAPP_CA | MAPP_US | MAPP_CA | Internal | Summer | B3 | 75 | 165 | 0 | 87.25 | 92.45 | 7 | 0
2040 | MAPP_US_2_MAPP_CA | MAPP_US | MAPP_CA | Internal | Summer | B4 | 100 | 165 | 0 | 85.68 | 91.42 | 7 | 0
2040 | MAPP_US_2_MAPP_CA | MAPP_US | MAPP_CA | Internal | Summer | B5 | 200 | 165 | 0 | 83.43 | 76.43 | 7 | 0
2040 | MAPP_US_2_MAPP_CA | MAPP_US | MAPP_CA | Internal | Summer | B6 | 300 | 165 | 0 | 63.75 | 62.45 | 7 | 0
2040 | MAPP_US_2_MAPP_CA | MAPP_US | MAPP_CA | Internal | Summer | B7 | 400 | 165 | 0 | 53.08 | 56.22 | 7 | 0
2040 | MAPP_US_2_MAPP_CA | MAPP_US | MAPP_CA | Internal | Summer | B8 | 500 | 165 | 164.93 | 45.55 | 52.56 | 7 | 0.01
2040 | MAPP_US_2_MAPP_CA | MAPP_US | MAPP_CA | Internal | Summer | B9 | 800 | 165 | 165 | 43.01 | 52.56 | 7 | 2.55
2040 | MAPP_US_2_MAPP_CA | MAPP_US | MAPP_CA | Internal | Summer | B10 | 1262 | 165 | 165 | 40.78 | 52.56 | 7 | 4.78
2040 | MAPP_US_2_MAPP_CA | MAPP_US | MAPP_CA | Internal | Winter | B16 | 25 | 165 | 1.2 | 86.29 | 93.28 | 7 | 0
2040 | MAPP_US_2_MAPP_CA | MAPP_US | MAPP_CA | Internal | Winter | B17 | 100 | 165 | 0.33 | 63.47 | 70.45 | 7 | 0
2040 | MAPP_US_2_MAPP_CA | MAPP_US | MAPP_CA | Internal | Winter | B18 | 400 | 165 | 0.09 | 54.53 | 61.52 | 7 | 0
2040 | MAPP_US_2_MAPP_CA | MAPP_US | MAPP_CA | Internal | Winter | B19 | 700 | 165 | 0 | 54.53 | 61.26 | 7 | 0
2040 | MAPP_US_2_MAPP_CA | MAPP_US | MAPP_CA | Internal | Winter | B20 | 935 | 165 | 165 | 46.96 | 61.26 | 7 | 7.3
2040 | MAPP_US_2_MISO_W | MAPP_US | MISO_W | Internal | Shoulder | B11 | 25 | 2635 | 1070.97 | 84.31 | 91.31 | 7 | 0
2040 | MAPP_US_2_MISO_W | MAPP_US | MISO_W | Internal | Shoulder | B12 | 200 | 2635 | 1144.41 | 62.83 | 69.83 | 7 | 0
2040 | MAPP_US_2_MISO_W | MAPP_US | MISO_W | Internal | Shoulder | B13 | 600 | 2635 | 374.89 | 51.44 | 58.44 | 7 | 0
2040 | MAPP_US_2_MISO_W | MAPP_US | MISO_W | Internal | Shoulder | B14 | 900 | 2635 | 83.53 | 49.37 | 56.37 | 7 | 0
2040 | MAPP_US_2_MISO_W | MAPP_US | MISO_W | Internal | Shoulder | B15 | 1203 | 2635 | 0 | 47.14 | 51.62 | 7 | 0
2040 | MAPP_US_2_MISO_W | MAPP_US | MISO_W | Internal | Summer | B1 | 10 | 2635 | 0.02 | 90.13 | 94.44 | 7 | 0
2040 | MAPP_US_2_MISO_W | MAPP_US | MISO_W | Internal | Summer | B2 | 25 | 2635 | 0 | 90.13 | 94.44 | 7 | 0
2040 | MAPP_US_2_MISO_W | MAPP_US | MISO_W | Internal | Summer | B3 | 75 | 2635 | 0 | 87.25 | 92.46 | 7 | 0
2040 | MAPP_US_2_MISO_W | MAPP_US | MISO_W | Internal | Summer | B4 | 100 | 2635 | 0 | 85.68 | 91.43 | 7 | 0
2040 | MAPP_US_2_MISO_W | MAPP_US | MISO_W | Internal | Summer | B5 | 200 | 2635 | 0 | 83.43 | 87.42 | 7 | 0
2040 | MAPP_US_2_MISO_W | MAPP_US | MISO_W | Internal | Summer | B6 | 300 | 2635 | 0 | 63.75 | 66.39 | 7 | 0
2040 | MAPP_US_2_MISO_W | MAPP_US | MISO_W | Internal | Summer | B7 | 400 | 2635 | 0 | 53.08 | 56.23 | 7 | 0
2040 | MAPP_US_2_MISO_W | MAPP_US | MISO_W | Internal | Summer | B8 | 500 | 2635 | 245.7 | 45.55 | 52.55 | 7 | 0
2040 | MAPP_US_2_MISO_W | MAPP_US | MISO_W | Internal | Summer | B9 | 800 | 2635 | 431.61 | 43.01 | 50.01 | 7 | 0
2040 | MAPP_US_2_MISO_W | MAPP_US | MISO_W | Internal | Summer | B10 | 1262 | 2635 | 395.48 | 40.78 | 47.78 | 7 | 0
2040 | MAPP_US_2_MISO_W | MAPP_US | MISO_W | Internal | Winter | B16 | 25 | 2635 | 1151.69 | 86.29 | 93.29 | 7 | 0
2040 | MAPP_US_2_MISO_W | MAPP_US | MISO_W | Internal | Winter | B17 | 100 | 2635 | 792.62 | 63.47 | 70.47 | 7 | 0
2040 | MAPP_US_2_MISO_W | MAPP_US | MISO_W | Internal | Winter | B18 | 400 | 2635 | 383.48 | 54.53 | 61.53 | 7 | 0
2040 | MAPP_US_2_MISO_W | MAPP_US | MISO_W | Internal | Winter | B19 | 700 | 2635 | 0 | 54.53 | 55.88 | 7 | 0
2040 | MAPP_US_2_MISO_W | MAPP_US | MISO_W | Internal | Winter | B20 | 935 | 2635 | 0 | 46.96 | 51.32 | 7 | 0
2040 | MAPP_US_2_NE | MAPP_US | NE | Internal | Shoulder | B11 | 25 | 2000 | 931.36 | 84.31 | 91.31 | 7 | 0
2040 | MAPP_US_2_NE | MAPP_US | NE | Internal | Shoulder | B12 | 200 | 2000 | 0 | 62.83 | 64.83 | 7 | 0
2040 | MAPP_US_2_NE | MAPP_US | NE | Internal | Shoulder | B13 | 600 | 2000 | 695.51 | 51.44 | 58.44 | 7 | 0
2040 | MAPP_US_2_NE | MAPP_US | NE | Internal | Shoulder | B14 | 900 | 2000 | 0 | 49.37 | 54.69 | 7 | 0
2040 | MAPP_US_2_NE | MAPP_US | NE | Internal | Shoulder | B15 | 1203 | 2000 | 0 | 47.14 | 49.99 | 7 | 0
2040 | MAPP_US_2_NE | MAPP_US | NE | Internal | Summer | B1 | 10 | 2000 | 443.48 | 90.13 | 97.13 | 7 | 0
2040 | MAPP_US_2_NE | MAPP_US | NE | Internal | Summer | B2 | 25 | 2000 | 497.76 | 90.13 | 97.13 | 7 | 0
2040 | MAPP_US_2_NE | MAPP_US | NE | Internal | Summer | B3 | 75 | 2000 | 464.36 | 87.25 | 94.25 | 7 | 0
2040 | MAPP_US_2_NE | MAPP_US | NE | Internal | Summer | B4 | 100 | 2000 | 948.73 | 85.68 | 92.68 | 7 | 0
2040 | MAPP_US_2_NE | MAPP_US | NE | Internal | Summer | B5 | 200 | 2000 | 748.35 | 83.43 | 90.43 | 7 | 0
2040 | MAPP_US_2_NE | MAPP_US | NE | Internal | Summer | B6 | 300 | 2000 | 636.46 | 63.75 | 70.75 | 7 | 0
2040 | MAPP_US_2_NE | MAPP_US | NE | Internal | Summer | B7 | 400 | 2000 | 614.35 | 53.08 | 60.08 | 7 | 0
2040 | MAPP_US_2_NE | MAPP_US | NE | Internal | Summer | B8 | 500 | 2000 | 649.82 | 45.55 | 52.55 | 7 | 0
2040 | MAPP_US_2_NE | MAPP_US | NE | Internal | Summer | B9 | 800 | 2000 | 0 | 43.01 | 46.14 | 7 | 0
2040 | MAPP_US_2_NE | MAPP_US | NE | Internal | Summer | B10 | 1262 | 2000 | 0 | 40.78 | 42.78 | 7 | 0
2040 | MAPP_US_2_NE | MAPP_US | NE | Internal | Winter | B16 | 25 | 2000 | 316.05 | 86.29 | 93.29 | 7 | 0
2040 | MAPP_US_2_NE | MAPP_US | NE | Internal | Winter | B17 | 100 | 2000 | 0 | 63.47 | 65.47 | 7 | 0
2040 | MAPP_US_2_NE | MAPP_US | NE | Internal | Winter | B18 | 400 | 2000 | 0 | 54.53 | 60.58 | 7 | 0
2040 | MAPP_US_2_NE | MAPP_US | NE | Internal | Winter | B19 | 700 | 2000 | 0 | 54.53 | 58.39 | 7 | 0
2040 | MAPP_US_2_NE | MAPP_US | NE | Internal | Winter | B20 | 935 | 2000 | 0 | 46.96 | 46.86 | 7 | 0
2040 | MARITIMES_2_NEISO | MARITIMES | NEISO | Internal | Shoulder | B11 | 25 | 99999 | 1400 | 48.96 | 48.97 | 0.01 | 0
2040 | MARITIMES_2_NEISO | MARITIMES | NEISO | Internal | Shoulder | B12 | 200 | 99999 | 1400 | 48.96 | 48.97 | 0.01 | 0
2040 | MARITIMES_2_NEISO | MARITIMES | NEISO | Internal | Shoulder | B13 | 600 | 99999 | 1400 | 48.96 | 48.97 | 0.01 | 0
2040 | MARITIMES_2_NEISO | MARITIMES | NEISO | Internal | Shoulder | B14 | 900 | 99999 | 1400 | 48.96 | 48.97 | 0.01 | 0
2040 | MARITIMES_2_NEISO | MARITIMES | NEISO | Internal | Shoulder | B15 | 1203 | 99999 | 426.43 | 48.96 | 48.97 | 0.01 | 0
2040 | MARITIMES_2_NEISO | MARITIMES | NEISO | Internal | Summer | B1 | 10 | 99999 | 1400 | 74.19 | 74.2 | 0.01 | 0
2040 | MARITIMES_2_NEISO | MARITIMES | NEISO | Internal | Summer | B2 | 25 | 99999 | 1400 | 74.19 | 74.2 | 0.01 | 0
2040 | MARITIMES_2_NEISO | MARITIMES | NEISO | Internal | Summer | B3 | 75 | 99999 | 1400 | 74.19 | 74.2 | 0.01 | 0
2040 | MARITIMES_2_NEISO | MARITIMES | NEISO | Internal | Summer | B4 | 100 | 99999 | 1400 | 67.84 | 67.85 | 0.01 | 0
2040 | MARITIMES_2_NEISO | MARITIMES | NEISO | Internal | Summer | B5 | 200 | 99999 | 1400 | 62.62 | 62.63 | 0.01 | 0
2040 | MARITIMES_2_NEISO | MARITIMES | NEISO | Internal | Summer | B6 | 300 | 99999 | 1400 | 50.14 | 50.16 | 0.01 | 0
2040 | MARITIMES_2_NEISO | MARITIMES | NEISO | Internal | Summer | B7 | 400 | 99999 | 1400 | 45.18 | 45.19 | 0.01 | 0
2040 | MARITIMES_2_NEISO | MARITIMES | NEISO | Internal | Summer | B8 | 500 | 99999 | 1400 | 45.18 | 45.19 | 0.01 | 0
2040 | MARITIMES_2_NEISO | MARITIMES | NEISO | Internal | Summer | B9 | 800 | 99999 | 1400 | 45.18 | 45.19 | 0.01 | 0
2040 | MARITIMES_2_NEISO | MARITIMES | NEISO | Internal | Summer | B10 | 1262 | 99999 | 236.13 | 45.18 | 45.19 | 0.01 | 0
2040 | MARITIMES_2_NEISO | MARITIMES | NEISO | Internal | Winter | B16 | 25 | 99999 | 1400 | 60.57 | 60.59 | 0.01 | 0
2040 | MARITIMES_2_NEISO | MARITIMES | NEISO | Internal | Winter | B17 | 100 | 99999 | 1400 | 60.57 | 60.59 | 0.01 | 0
2040 | MARITIMES_2_NEISO | MARITIMES | NEISO | Internal | Winter | B18 | 400 | 99999 | 1400 | 60.57 | 60.59 | 0.01 | 0
2040 | MARITIMES_2_NEISO | MARITIMES | NEISO | Internal | Winter | B19 | 700 | 99999 | 1400 | 60.57 | 60.59 | 0.01 | 0
2040 | MARITIMES_2_NEISO | MARITIMES | NEISO | Internal | Winter | B20 | 935 | 99999 | 475.94 | 60.57 | 60.59 | 0.01 | 0
2040 | MISO_IN_2_MISO_MI | MISO_IN | MISO_MI | Internal | Shoulder | B11 | 25 | 5000 | 245.31 | 91.31 | 91.32 | 0.01 | 0
2040 | MISO_IN_2_MISO_MI | MISO_IN | MISO_MI | Internal | Shoulder | B12 | 200 | 5000 | 3447.31 | 70.96 | 70.97 | 0.01 | 0
2040 | MISO_IN_2_MISO_MI | MISO_IN | MISO_MI | Internal | Shoulder | B13 | 600 | 5000 | 3512.88 | 58.46 | 58.48 | 0.01 | 0
2040 | MISO_IN_2_MISO_MI | MISO_IN | MISO_MI | Internal | Shoulder | B14 | 900 | 5000 | 4265.72 | 56.39 | 56.41 | 0.01 | 0
2040 | MISO_IN_2_MISO_MI | MISO_IN | MISO_MI | Internal | Shoulder | B15 | 1203 | 5000 | 5000 | 51.64 | 53.58 | 0.01 | 1.93
2040 | MISO_IN_2_MISO_MI | MISO_IN | MISO_MI | Internal | Summer | B1 | 10 | 5000 | 2632.23 | 94.46 | 94.48 | 0.01 | 0
2040 | MISO_IN_2_MISO_MI | MISO_IN | MISO_MI | Internal | Summer | B2 | 25 | 5000 | 1947.37 | 94.46 | 94.48 | 0.01 | 0
2040 | MISO_IN_2_MISO_MI | MISO_IN | MISO_MI | Internal | Summer | B3 | 75 | 5000 | 172.92 | 92.44 | 92.45 | 0.01 | 0
2040 | MISO_IN_2_MISO_MI | MISO_IN | MISO_MI | Internal | Summer | B4 | 100 | 5000 | 0.34 | 91.43 | 91.43 | 0.01 | 0
2040 | MISO_IN_2_MISO_MI | MISO_IN | MISO_MI | Internal | Summer | B5 | 200 | 5000 | 573.31 | 87.42 | 87.43 | 0.01 | 0
2040 | MISO_IN_2_MISO_MI | MISO_IN | MISO_MI | Internal | Summer | B6 | 300 | 5000 | 2994.94 | 66.39 | 66.4 | 0.01 | 0
2040 | MISO_IN_2_MISO_MI | MISO_IN | MISO_MI | Internal | Summer | B7 | 400 | 5000 | 3556.34 | 56.23 | 56.24 | 0.01 | 0
2040 | MISO_IN_2_MISO_MI | MISO_IN | MISO_MI | Internal | Summer | B8 | 500 | 5000 | 5000 | 52.56 | 53.66 | 0.01 | 1.09
2040 | MISO_IN_2_MISO_MI | MISO_IN | MISO_MI | Internal | Summer | B9 | 800 | 5000 | 5000 | 50.03 | 51.78 | 0.01 | 1.74
2040 | MISO_IN_2_MISO_MI | MISO_IN | MISO_MI | Internal | Summer | B10 | 1262 | 5000 | 5000 | 50.03 | 51.78 | 0.01 | 1.74
2040 | MISO_IN_2_MISO_MI | MISO_IN | MISO_MI | Internal | Winter | B16 | 25 | 5000 | 970.12 | 95.54 | 95.55 | 0.01 | 0
2040 | MISO_IN_2_MISO_MI | MISO_IN | MISO_MI | Internal | Winter | B17 | 100 | 5000 | 3067.75 | 73.26 | 73.27 | 0.01 | 0
2040 | MISO_IN_2_MISO_MI | MISO_IN | MISO_MI | Internal | Winter | B18 | 400 | 5000 | 3562.61 | 61.55 | 61.57 | 0.01 | 0
2040 | MISO_IN_2_MISO_MI | MISO_IN | MISO_MI | Internal | Winter | B19 | 700 | 5000 | 5000 | 55.9 | 57.2 | 0.01 | 1.28
2040 | MISO_IN_2_MISO_MI | MISO_IN | MISO_MI | Internal | Winter | B20 | 935 | 5000 | 3294.21 | 55.05 | 55.06 | 0.01 | 0
2040 | MISO_IN_2_MISO_MO-IL | MISO_IN | MISO_MO-IL | Internal | Shoulder | B11 | 25 | 5000 | 461.81 | 91.31 | 91.32 | 0.01 | 0
2040 | MISO_IN_2_MISO_MO-IL | MISO_IN | MISO_MO-IL | Internal | Shoulder | B12 | 200 | 5000 | 0 | 70.96 | 69.84 | 0.01 | 0
2040 | MISO_IN_2_MISO_MO-IL | MISO_IN | MISO_MO-IL | Internal | Shoulder | B13 | 600 | 5000 | 0.03 | 58.46 | 58.45 | 0.01 | 0
2040 | MISO_IN_2_MISO_MO-IL | MISO_IN | MISO_MO-IL | Internal | Shoulder | B14 | 900 | 5000 | 0.02 | 56.39 | 56.38 | 0.01 | 0
2040 | MISO_IN_2_MISO_MO-IL | MISO_IN | MISO_MO-IL | Internal | Shoulder | B15 | 1203 | 5000 | 0.02 | 51.64 | 51.63 | 0.01 | 0
2040 | MISO_IN_2_MISO_MO-IL | MISO_IN | MISO_MO-IL | Internal | Summer | B1 | 10 | 5000 | 2.02 | 94.46 | 94.45 | 0.01 | 0
2040 | MISO_IN_2_MISO_MO-IL | MISO_IN | MISO_MO-IL | Internal | Summer | B2 | 25 | 5000 | 0.75 | 94.46 | 94.45 | 0.01 | 0
2040 | MISO_IN_2_MISO_MO-IL | MISO_IN | MISO_MO-IL | Internal | Summer | B3 | 75 | 5000 | 1182.6 | 92.44 | 92.45 | 0.01 | 0
2040 | MISO_IN_2_MISO_MO-IL | MISO_IN | MISO_MO-IL | Internal | Summer | B4 | 100 | 5000 | 2711.79 | 91.43 | 91.44 | 0.01 | 0
2040 | MISO_IN_2_MISO_MO-IL | MISO_IN | MISO_MO-IL | Internal | Summer | B5 | 200 | 5000 | 2128.11 | 87.42 | 87.43 | 0.01 | 0
2040 | MISO_IN_2_MISO_MO-IL | MISO_IN | MISO_MO-IL | Internal | Summer | B6 | 300 | 5000 | 596.23 | 66.39 | 66.4 | 0.01 | 0
2040 | MISO_IN_2_MISO_MO-IL | MISO_IN | MISO_MO-IL | Internal | Summer | B7 | 400 | 5000 | 963.77 | 56.23 | 56.24 | 0.01 | 0
2040 | MISO_IN_2_MISO_MO-IL | MISO_IN | MISO_MO-IL | Internal | Summer | B8 | 500 | 5000 | 0.08 | 52.56 | 52.56 | 0.01 | 0
2040 | MISO_IN_2_MISO_MO-IL | MISO_IN | MISO_MO-IL | Internal | Summer | B9 | 800 | 5000 | 0.02 | 50.03 | 50.02 | 0.01 | 0
2040 | MISO_IN_2_MISO_MO-IL | MISO_IN | MISO_MO-IL | Internal | Summer | B10 | 1262 | 5000 | 0 | 50.03 | 47.79 | 0.01 | 0
2040 | MISO_IN_2_MISO_MO-IL | MISO_IN | MISO_MO-IL | Internal | Winter | B16 | 25 | 5000 | 0.6 | 95.54 | 95.53 | 0.01 | 0
2040 | MISO_IN_2_MISO_MO-IL | MISO_IN | MISO_MO-IL | Internal | Winter | B17 | 100 | 5000 | 0 | 73.26 | 70.48 | 0.01 | 0
2040 | MISO_IN_2_MISO_MO-IL | MISO_IN | MISO_MO-IL | Internal | Winter | B18 | 400 | 5000 | 0.05 | 61.55 | 61.54 | 0.01 | 0
2040 | MISO_IN_2_MISO_MO-IL | MISO_IN | MISO_MO-IL | Internal | Winter | B19 | 700 | 5000 | 0.03 | 55.9 | 55.89 | 0.01 | 0
2040 | MISO_IN_2_MISO_MO-IL | MISO_IN | MISO_MO-IL | Internal | Winter | B20 | 935 | 5000 | 0 | 55.05 | 51.33 | 0.01 | 0
2040 | MISO_IN_2_NonRTO_Midwest | MISO_IN | NonRTO_Midwest | Internal | Shoulder | B11 | 25 | 4800 | 481.44 | 91.31 | 99.31 | 8 | 0
2040 | MISO_IN_2_NonRTO_Midwest | MISO_IN | NonRTO_Midwest | Internal | Shoulder | B12 | 200 | 4800 | 309.6 | 70.96 | 78.96 | 8 | 0
2040 | MISO_IN_2_NonRTO_Midwest | MISO_IN | NonRTO_Midwest | Internal | Shoulder | B13 | 600 | 4800 | 0 | 58.46 | 61.02 | 8 | 0
2040 | MISO_IN_2_NonRTO_Midwest | MISO_IN | NonRTO_Midwest | Internal | Shoulder | B14 | 900 | 4800 | 0 | 56.39 | 55.58 | 8 | 0
2040 | MISO_IN_2_NonRTO_Midwest | MISO_IN | NonRTO_Midwest | Internal | Shoulder | B15 | 1203 | 4800 | 0 | 51.64 | 55.58 | 8 | 0
2040 | MISO_IN_2_NonRTO_Midwest | MISO_IN | NonRTO_Midwest | Internal | Summer | B1 | 10 | 4800 | 0 | 94.46 | 97.9 | 8 | 0
2040 | MISO_IN_2_NonRTO_Midwest | MISO_IN | NonRTO_Midwest | Internal | Summer | B2 | 25 | 4800 | 0 | 94.46 | 97.9 | 8 | 0
2040 | MISO_IN_2_NonRTO_Midwest | MISO_IN | NonRTO_Midwest | Internal | Summer | B3 | 75 | 4800 | 0 | 92.44 | 97.9 | 8 | 0
2040 | MISO_IN_2_NonRTO_Midwest | MISO_IN | NonRTO_Midwest | Internal | Summer | B4 | 100 | 4800 | 0 | 91.43 | 97.9 | 8 | 0
2040 | MISO_IN_2_NonRTO_Midwest | MISO_IN | NonRTO_Midwest | Internal | Summer | B5 | 200 | 4800 | 517.98 | 87.42 | 95.42 | 8 | 0
2040 | MISO_IN_2_NonRTO_Midwest | MISO_IN | NonRTO_Midwest | Internal | Summer | B6 | 300 | 4800 | 737.23 | 66.39 | 74.39 | 8 | 0
2040 | MISO_IN_2_NonRTO_Midwest | MISO_IN | NonRTO_Midwest | Internal | Summer | B7 | 400 | 4800 | 72.08 | 56.23 | 64.23 | 8 | 0
2040 | MISO_IN_2_NonRTO_Midwest | MISO_IN | NonRTO_Midwest | Internal | Summer | B8 | 500 | 4800 | 0 | 52.56 | 53.96 | 8 | 0
2040 | MISO_IN_2_NonRTO_Midwest | MISO_IN | NonRTO_Midwest | Internal | Summer | B9 | 800 | 4800 | 0 | 50.03 | 53.96 | 8 | 0
2040 | MISO_IN_2_NonRTO_Midwest | MISO_IN | NonRTO_Midwest | Internal | Summer | B10 | 1262 | 4800 | 0 | 50.03 | 45.66 | 8 | 0
2040 | MISO_IN_2_NonRTO_Midwest | MISO_IN | NonRTO_Midwest | Internal | Winter | B16 | 25 | 4800 | 2449.91 | 95.54 | 103.54 | 8 | 0
2040 | MISO_IN_2_NonRTO_Midwest | MISO_IN | NonRTO_Midwest | Internal | Winter | B17 | 100 | 4800 | 1024.28 | 73.26 | 81.26 | 8 | 0
2040 | MISO_IN_2_NonRTO_Midwest | MISO_IN | NonRTO_Midwest | Internal | Winter | B18 | 400 | 4800 | 0 | 61.55 | 67.84 | 8 | 0
2040 | MISO_IN_2_NonRTO_Midwest | MISO_IN | NonRTO_Midwest | Internal | Winter | B19 | 700 | 4800 | 0 | 55.9 | 59.41 | 8 | 0
2040 | MISO_IN_2_NonRTO_Midwest | MISO_IN | NonRTO_Midwest | Internal | Winter | B20 | 935 | 4800 | 0 | 55.05 | 50.74 | 8 | 0
2040 | MISO_IN_2_PJM_ROR | MISO_IN | PJM_ROR | Internal | Shoulder | B11 | 25 | 992 | 0 | 91.31 | 89.32 | 2 | 0
2040 | MISO_IN_2_PJM_ROR | MISO_IN | PJM_ROR | Internal | Shoulder | B12 | 200 | 992 | 0 | 70.96 | 71.15 | 2 | 0
2040 | MISO_IN_2_PJM_ROR | MISO_IN | PJM_ROR | Internal | Shoulder | B13 | 600 | 992 | 0 | 58.46 | 56.48 | 2 | 0
2040 | MISO_IN_2_PJM_ROR | MISO_IN | PJM_ROR | Internal | Shoulder | B14 | 900 | 992 | 0 | 56.39 | 54.41 | 2 | 0
2040 | MISO_IN_2_PJM_ROR | MISO_IN | PJM_ROR | Internal | Shoulder | B15 | 1203 | 992 | 0 | 51.64 | 51.58 | 2 | 0
2040 | MISO_IN_2_PJM_ROR | MISO_IN | PJM_ROR | Internal | Summer | B1 | 10 | 992 | 0 | 94.46 | 90.44 | 2 | 0
2040 | MISO_IN_2_PJM_ROR | MISO_IN | PJM_ROR | Internal | Summer | B2 | 25 | 992 | 0 | 94.46 | 90.44 | 2 | 0
2040 | MISO_IN_2_PJM_ROR | MISO_IN | PJM_ROR | Internal | Summer | B3 | 75 | 992 | 0 | 92.44 | 90.44 | 2 | 0
2040 | MISO_IN_2_PJM_ROR | MISO_IN | PJM_ROR | Internal | Summer | B4 | 100 | 992 | 0 | 91.43 | 89.43 | 2 | 0
2040 | MISO_IN_2_PJM_ROR | MISO_IN | PJM_ROR | Internal | Summer | B5 | 200 | 992 | 0 | 87.42 | 85.41 | 2 | 0
2040 | MISO_IN_2_PJM_ROR | MISO_IN | PJM_ROR | Internal | Summer | B6 | 300 | 992 | 0 | 66.39 | 64.38 | 2 | 0
2040 | MISO_IN_2_PJM_ROR | MISO_IN | PJM_ROR | Internal | Summer | B7 | 400 | 992 | 0 | 56.23 | 54.24 | 2 | 0
2040 | MISO_IN_2_PJM_ROR | MISO_IN | PJM_ROR | Internal | Summer | B8 | 500 | 992 | 0 | 52.56 | 50.56 | 2 | 0
2040 | MISO_IN_2_PJM_ROR | MISO_IN | PJM_ROR | Internal | Summer | B9 | 800 | 992 | 0 | 50.03 | 49.78 | 2 | 0
2040 | MISO_IN_2_PJM_ROR | MISO_IN | PJM_ROR | Internal | Summer | B10 | 1262 | 992 | 0 | 50.03 | 49.78 | 2 | 0
2040 | MISO_IN_2_PJM_ROR | MISO_IN | PJM_ROR | Internal | Winter | B16 | 25 | 992 | 0 | 95.54 | 93.54 | 2 | 0
2040 | MISO_IN_2_PJM_ROR | MISO_IN | PJM_ROR | Internal | Winter | B17 | 100 | 992 | 0 | 73.26 | 74 | 2 | 0
2040 | MISO_IN_2_PJM_ROR | MISO_IN | PJM_ROR | Internal | Winter | B18 | 400 | 992 | 0.05 | 61.55 | 63.53 | 2 | 0
2040 | MISO_IN_2_PJM_ROR | MISO_IN | PJM_ROR | Internal | Winter | B19 | 700 | 992 | 0.03 | 55.9 | 57.88 | 2 | 0
2040 | MISO_IN_2_PJM_ROR | MISO_IN | PJM_ROR | Internal | Winter | B20 | 935 | 992 | 0 | 55.05 | 55.54 | 2 | 0
2040 | MISO_MI_2_IESO | MISO_MI | IESO | Internal | Shoulder | B11 | 25 | 1580 | 0 | 91.32 | 56.14 | 8 | 0
2040 | MISO_MI_2_IESO | MISO_MI | IESO | Internal | Shoulder | B12 | 200 | 1580 | 0 | 70.97 | 56.13 | 8 | 0
2040 | MISO_MI_2_IESO | MISO_MI | IESO | Internal | Shoulder | B13 | 600 | 1580 | 0 | 58.48 | 50.54 | 8 | 0
2040 | MISO_MI_2_IESO | MISO_MI | IESO | Internal | Shoulder | B14 | 900 | 1580 | 0 | 56.41 | 50.54 | 8 | 0
2040 | MISO_MI_2_IESO | MISO_MI | IESO | Internal | Shoulder | B15 | 1203 | 1580 | 0 | 53.58 | 50.54 | 8 | 0
2040 | MISO_MI_2_IESO | MISO_MI | IESO | Internal | Summer | B1 | 10 | 1580 | 0 | 94.48 | 82.56 | 8 | 0
2040 | MISO_MI_2_IESO | MISO_MI | IESO | Internal | Summer | B2 | 25 | 1580 | 0 | 94.48 | 84.19 | 8 | 0
2040 | MISO_MI_2_IESO | MISO_MI | IESO | Internal | Summer | B3 | 75 | 1580 | 0 | 92.45 | 82.28 | 8 | 0
2040 | MISO_MI_2_IESO | MISO_MI | IESO | Internal | Summer | B4 | 100 | 1580 | 0 | 91.43 | 77.85 | 8 | 0
2040 | MISO_MI_2_IESO | MISO_MI | IESO | Internal | Summer | B5 | 200 | 1580 | 0 | 87.43 | 69.43 | 8 | 0
2040 | MISO_MI_2_IESO | MISO_MI | IESO | Internal | Summer | B6 | 300 | 1580 | 0 | 66.4 | 50.76 | 8 | 0
2040 | MISO_MI_2_IESO | MISO_MI | IESO | Internal | Summer | B7 | 400 | 1580 | 0 | 56.24 | 49.24 | 8 | 0
2040 | MISO_MI_2_IESO | MISO_MI | IESO | Internal | Summer | B8 | 500 | 1580 | 0 | 53.66 | 46.66 | 8 | 0
2040 | MISO_MI_2_IESO | MISO_MI | IESO | Internal | Summer | B9 | 800 | 1580 | 0 | 51.78 | 46.66 | 8 | 0
2040 | MISO_MI_2_IESO | MISO_MI | IESO | Internal | Summer | B10 | 1262 | 1580 | 0 | 51.78 | 46.66 | 8 | 0
2040 | MISO_MI_2_IESO | MISO_MI | IESO | Internal | Winter | B16 | 25 | 1580 | 0 | 95.55 | 86.28 | 8 | 0
2040 | MISO_MI_2_IESO | MISO_MI | IESO | Internal | Winter | B17 | 100 | 1580 | 0 | 73.27 | 58.98 | 8 | 0
2040 | MISO_MI_2_IESO | MISO_MI | IESO | Internal | Winter | B18 | 400 | 1580 | 0 | 61.57 | 53.85 | 8 | 0
2040 | MISO_MI_2_IESO | MISO_MI | IESO | Internal | Winter | B19 | 700 | 1580 | 0 | 57.2 | 53.85 | 8 | 0
2040 | MISO_MI_2_IESO | MISO_MI | IESO | Internal | Winter | B20 | 935 | 1580 | 0 | 55.06 | 53.85 | 8 | 0
2040 | MISO_MI_2_MISO_IN | MISO_MI | MISO_IN | Internal | Shoulder | B11 | 25 | 2045 | 0.75 | 91.32 | 91.31 | 0.01 | 0
2040 | MISO_MI_2_MISO_IN | MISO_MI | MISO_IN | Internal | Shoulder | B12 | 200 | 2045 | 0.09 | 70.97 | 70.96 | 0.01 | 0
2040 | MISO_MI_2_MISO_IN | MISO_MI | MISO_IN | Internal | Shoulder | B13 | 600 | 2045 | 0.03 | 58.48 | 58.46 | 0.01 | 0
2040 | MISO_MI_2_MISO_IN | MISO_MI | MISO_IN | Internal | Shoulder | B14 | 900 | 2045 | 0.02 | 56.41 | 56.39 | 0.01 | 0
2040 | MISO_MI_2_MISO_IN | MISO_MI | MISO_IN | Internal | Shoulder | B15 | 1203 | 2045 | 0 | 53.58 | 51.64 | 0.01 | 0
2040 | MISO_MI_2_MISO_IN | MISO_MI | MISO_IN | Internal | Summer | B1 | 10 | 2045 | 1.69 | 94.48 | 94.46 | 0.01 | 0
2040 | MISO_MI_2_MISO_IN | MISO_MI | MISO_IN | Internal | Summer | B2 | 25 | 2045 | 0.71 | 94.48 | 94.46 | 0.01 | 0
2040 | MISO_MI_2_MISO_IN | MISO_MI | MISO_IN | Internal | Summer | B3 | 75 | 2045 | 0.26 | 92.45 | 92.44 | 0.01 | 0
2040 | MISO_MI_2_MISO_IN | MISO_MI | MISO_IN | Internal | Summer | B4 | 100 | 2045 | 0.42 | 91.43 | 91.43 | 0.01 | 0
2040 | MISO_MI_2_MISO_IN | MISO_MI | MISO_IN | Internal | Summer | B5 | 200 | 2045 | 0.09 | 87.43 | 87.42 | 0.01 | 0
2040 | MISO_MI_2_MISO_IN | MISO_MI | MISO_IN | Internal | Summer | B6 | 300 | 2045 | 0.06 | 66.4 | 66.39 | 0.01 | 0
2040 | MISO_MI_2_MISO_IN | MISO_MI | MISO_IN | Internal | Summer | B7 | 400 | 2045 | 0.05 | 56.24 | 56.23 | 0.01 | 0
2040 | MISO_MI_2_MISO_IN | MISO_MI | MISO_IN | Internal | Summer | B8 | 500 | 2045 | 0 | 53.66 | 52.56 | 0.01 | 0
2040 | MISO_MI_2_MISO_IN | MISO_MI | MISO_IN | Internal | Summer | B9 | 800 | 2045 | 0 | 51.78 | 50.03 | 0.01 | 0
2040 | MISO_MI_2_MISO_IN | MISO_MI | MISO_IN | Internal | Summer | B10 | 1262 | 2045 | 0 | 51.78 | 50.03 | 0.01 | 0
2040 | MISO_MI_2_MISO_IN | MISO_MI | MISO_IN | Internal | Winter | B16 | 25 | 2045 | 0.72 | 95.55 | 95.54 | 0.01 | 0
2040 | MISO_MI_2_MISO_IN | MISO_MI | MISO_IN | Internal | Winter | B17 | 100 | 2045 | 0.18 | 73.27 | 73.26 | 0.01 | 0
2040 | MISO_MI_2_MISO_IN | MISO_MI | MISO_IN | Internal | Winter | B18 | 400 | 2045 | 0.05 | 61.57 | 61.55 | 0.01 | 0
2040 | MISO_MI_2_MISO_IN | MISO_MI | MISO_IN | Internal | Winter | B19 | 700 | 2045 | 0 | 57.2 | 55.9 | 0.01 | 0
2040 | MISO_MI_2_MISO_IN | MISO_MI | MISO_IN | Internal | Winter | B20 | 935 | 2045 | 0.02 | 55.06 | 55.05 | 0.01 | 0
2040 | MISO_MI_2_MISO_WUMS | MISO_MI | MISO_WUMS | Internal | Shoulder | B11 | 25 | 117 | 0.05 | 91.32 | 91.01 | 0.01 | 0
2040 | MISO_MI_2_MISO_WUMS | MISO_MI | MISO_WUMS | Internal | Shoulder | B12 | 200 | 117 | 0 | 70.97 | 69.84 | 0.01 | 0
2040 | MISO_MI_2_MISO_WUMS | MISO_MI | MISO_WUMS | Internal | Shoulder | B13 | 600 | 117 | 0.01 | 58.48 | 58.43 | 0.01 | 0
2040 | MISO_MI_2_MISO_WUMS | MISO_MI | MISO_WUMS | Internal | Shoulder | B14 | 900 | 117 | 0.01 | 56.41 | 56.38 | 0.01 | 0
2040 | MISO_MI_2_MISO_WUMS | MISO_MI | MISO_WUMS | Internal | Shoulder | B15 | 1203 | 117 | 0 | 53.58 | 51.69 | 0.01 | 0
2040 | MISO_MI_2_MISO_WUMS | MISO_MI | MISO_WUMS | Internal | Summer | B1 | 10 | 117 | 0 | 94.48 | 87.99 | 0.01 | 0
2040 | MISO_MI_2_MISO_WUMS | MISO_MI | MISO_WUMS | Internal | Summer | B2 | 25 | 117 | 0 | 94.48 | 87.99 | 0.01 | 0
2040 | MISO_MI_2_MISO_WUMS | MISO_MI | MISO_WUMS | Internal | Summer | B3 | 75 | 117 | 0 | 92.45 | 87.99 | 0.01 | 0
2040 | MISO_MI_2_MISO_WUMS | MISO_MI | MISO_WUMS | Internal | Summer | B4 | 100 | 117 | 0 | 91.43 | 87.99 | 0.01 | 0
2040 | MISO_MI_2_MISO_WUMS | MISO_MI | MISO_WUMS | Internal | Summer | B5 | 200 | 117 | 0.06 | 87.43 | 87.41 | 0.01 | 0
2040 | MISO_MI_2_MISO_WUMS | MISO_MI | MISO_WUMS | Internal | Summer | B6 | 300 | 117 | 0.04 | 66.4 | 66.38 | 0.01 | 0
2040 | MISO_MI_2_MISO_WUMS | MISO_MI | MISO_WUMS | Internal | Summer | B7 | 400 | 117 | 0.03 | 56.24 | 56.22 | 0.01 | 0
2040 | MISO_MI_2_MISO_WUMS | MISO_MI | MISO_WUMS | Internal | Summer | B8 | 500 | 117 | 0 | 53.66 | 52.56 | 0.01 | 0
2040 | MISO_MI_2_MISO_WUMS | MISO_MI | MISO_WUMS | Internal | Summer | B9 | 800 | 117 | 0 | 51.78 | 50.02 | 0.01 | 0
2040 | MISO_MI_2_MISO_WUMS | MISO_MI | MISO_WUMS | Internal | Summer | B10 | 1262 | 117 | 0 | 51.78 | 49.9 | 0.01 | 0
2040 | MISO_MI_2_MISO_WUMS | MISO_MI | MISO_WUMS | Internal | Winter | B16 | 25 | 117 | 0.58 | 95.55 | 95.54 | 0.01 | 0
2040 | MISO_MI_2_MISO_WUMS | MISO_MI | MISO_WUMS | Internal | Winter | B17 | 100 | 117 | 0 | 73.27 | 72 | 0.01 | 0
2040 | MISO_MI_2_MISO_WUMS | MISO_MI | MISO_WUMS | Internal | Winter | B18 | 400 | 117 | 0.03 | 61.57 | 61.54 | 0.01 | 0
2040 | MISO_MI_2_MISO_WUMS | MISO_MI | MISO_WUMS | Internal | Winter | B19 | 700 | 117 | 94.99 | 57.2 | 57.21 | 0.01 | 0
2040 | MISO_MI_2_MISO_WUMS | MISO_MI | MISO_WUMS | Internal | Winter | B20 | 935 | 117 | 0.01 | 55.06 | 55.03 | 0.01 | 0
2040 | MISO_MI_2_PJM_ROR | MISO_MI | PJM_ROR | Internal | Shoulder | B11 | 25 | 1424 | 0 | 91.32 | 89.32 | 2 | 0
2040 | MISO_MI_2_PJM_ROR | MISO_MI | PJM_ROR | Internal | Shoulder | B12 | 200 | 1424 | 0 | 70.97 | 71.15 | 2 | 0
2040 | MISO_MI_2_PJM_ROR | MISO_MI | PJM_ROR | Internal | Shoulder | B13 | 600 | 1424 | 0 | 58.48 | 56.48 | 2 | 0
2040 | MISO_MI_2_PJM_ROR | MISO_MI | PJM_ROR | Internal | Shoulder | B14 | 900 | 1424 | 0 | 56.41 | 54.41 | 2 | 0
2040 | MISO_MI_2_PJM_ROR | MISO_MI | PJM_ROR | Internal | Shoulder | B15 | 1203 | 1424 | 0 | 53.58 | 51.58 | 2 | 0
2040 | MISO_MI_2_PJM_ROR | MISO_MI | PJM_ROR | Internal | Summer | B1 | 10 | 1424 | 0 | 94.48 | 90.44 | 2 | 0
2040 | MISO_MI_2_PJM_ROR | MISO_MI | PJM_ROR | Internal | Summer | B2 | 25 | 1424 | 0 | 94.48 | 90.44 | 2 | 0
2040 | MISO_MI_2_PJM_ROR | MISO_MI | PJM_ROR | Internal | Summer | B3 | 75 | 1424 | 0 | 92.45 | 90.44 | 2 | 0
2040 | MISO_MI_2_PJM_ROR | MISO_MI | PJM_ROR | Internal | Summer | B4 | 100 | 1424 | 0 | 91.43 | 89.43 | 2 | 0
2040 | MISO_MI_2_PJM_ROR | MISO_MI | PJM_ROR | Internal | Summer | B5 | 200 | 1424 | 0 | 87.43 | 85.41 | 2 | 0
2040 | MISO_MI_2_PJM_ROR | MISO_MI | PJM_ROR | Internal | Summer | B6 | 300 | 1424 | 0 | 66.4 | 64.38 | 2 | 0
2040 | MISO_MI_2_PJM_ROR | MISO_MI | PJM_ROR | Internal | Summer | B7 | 400 | 1424 | 0 | 56.24 | 54.24 | 2 | 0
2040 | MISO_MI_2_PJM_ROR | MISO_MI | PJM_ROR | Internal | Summer | B8 | 500 | 1424 | 0 | 53.66 | 50.56 | 2 | 0
2040 | MISO_MI_2_PJM_ROR | MISO_MI | PJM_ROR | Internal | Summer | B9 | 800 | 1424 | 0 | 51.78 | 49.78 | 2 | 0
2040 | MISO_MI_2_PJM_ROR | MISO_MI | PJM_ROR | Internal | Summer | B10 | 1262 | 1424 | 0 | 51.78 | 49.78 | 2 | 0
2040 | MISO_MI_2_PJM_ROR | MISO_MI | PJM_ROR | Internal | Winter | B16 | 25 | 1424 | 0 | 95.55 | 93.54 | 2 | 0
2040 | MISO_MI_2_PJM_ROR | MISO_MI | PJM_ROR | Internal | Winter | B17 | 100 | 1424 | 0 | 73.27 | 74 | 2 | 0
2040 | MISO_MI_2_PJM_ROR | MISO_MI | PJM_ROR | Internal | Winter | B18 | 400 | 1424 | 0.03 | 61.57 | 63.53 | 2 | 0
2040 | MISO_MI_2_PJM_ROR | MISO_MI | PJM_ROR | Internal | Winter | B19 | 700 | 1424 | 0 | 57.2 | 57.88 | 2 | 0
2040 | MISO_MI_2_PJM_ROR | MISO_MI | PJM_ROR | Internal | Winter | B20 | 935 | 1424 | 0 | 55.06 | 55.54 | 2 | 0
2040 | MISO_MO-IL_2_ENT | MISO_MO-IL | ENT | Internal | Shoulder | B11 | 25 | 2540 | 0 | 91.32 | 90.45 | 8 | 0
2040 | MISO_MO-IL_2_ENT | MISO_MO-IL | ENT | Internal | Shoulder | B12 | 200 | 2540 | 0 | 69.84 | 61.96 | 8 | 0
2040 | MISO_MO-IL_2_ENT | MISO_MO-IL | ENT | Internal | Shoulder | B13 | 600 | 2540 | 0 | 58.45 | 61.51 | 8 | 0
2040 | MISO_MO-IL_2_ENT | MISO_MO-IL | ENT | Internal | Shoulder | B14 | 900 | 2540 | 0 | 56.38 | 59.46 | 8 | 0
2040 | MISO_MO-IL_2_ENT | MISO_MO-IL | ENT | Internal | Shoulder | B15 | 1203 | 2540 | 0 | 51.63 | 59.46 | 8 | 0
2040 | MISO_MO-IL_2_ENT | MISO_MO-IL | ENT | Internal | Summer | B1 | 10 | 2540 | 0 | 94.45 | 92.52 | 8 | 0
2040 | MISO_MO-IL_2_ENT | MISO_MO-IL | ENT | Internal | Summer | B2 | 25 | 2540 | 0 | 94.45 | 92.52 | 8 | 0
2040 | MISO_MO-IL_2_ENT | MISO_MO-IL | ENT | Internal | Summer | B3 | 75 | 2540 | 0 | 92.45 | 88.82 | 8 | 0
2040 | MISO_MO-IL_2_ENT | MISO_MO-IL | ENT | Internal | Summer | B4 | 100 | 2540 | 0 | 91.44 | 88.11 | 8 | 0
2040 | MISO_MO-IL_2_ENT | MISO_MO-IL | ENT | Internal | Summer | B5 | 200 | 2540 | 0 | 87.43 | 84.96 | 8 | 0
2040 | MISO_MO-IL_2_ENT | MISO_MO-IL | ENT | Internal | Summer | B6 | 300 | 2540 | 0 | 66.4 | 65.4 | 8 | 0
2040 | MISO_MO-IL_2_ENT | MISO_MO-IL | ENT | Internal | Summer | B7 | 400 | 2540 | 0 | 56.24 | 60 | 8 | 0
2040 | MISO_MO-IL_2_ENT | MISO_MO-IL | ENT | Internal | Summer | B8 | 500 | 2540 | 0 | 52.56 | 60 | 8 | 0
2040 | MISO_MO-IL_2_ENT | MISO_MO-IL | ENT | Internal | Summer | B9 | 800 | 2540 | 43.89 | 50.02 | 58.02 | 8 | 0
2040 | MISO_MO-IL_2_ENT | MISO_MO-IL | ENT | Internal | Summer | B10 | 1262 | 2540 | 2540 | 47.79 | 57.5 | 8 | 1.71
2040 | MISO_MO-IL_2_ENT | MISO_MO-IL | ENT | Internal | Winter | B16 | 25 | 2540 | 0 | 95.53 | 91.54 | 8 | 0
2040 | MISO_MO-IL_2_ENT | MISO_MO-IL | ENT | Internal | Winter | B17 | 100 | 2540 | 0 | 70.48 | 66.07 | 8 | 0
2040 | MISO_MO-IL_2_ENT | MISO_MO-IL | ENT | Internal | Winter | B18 | 400 | 2540 | 0 | 61.54 | 65.59 | 8 | 0
2040 | MISO_MO-IL_2_ENT | MISO_MO-IL | ENT | Internal | Winter | B19 | 700 | 2540 | 0 | 55.89 | 63.4 | 8 | 0
2040 | MISO_MO-IL_2_ENT | MISO_MO-IL | ENT | Internal | Winter | B20 | 935 | 2540 | 1616.22 | 51.33 | 59.33 | 8 | 0
2040 | MISO_MO-IL_2_MISO_IN | MISO_MO-IL | MISO_IN | Internal | Shoulder | B11 | 25 | 2100 | 0.74 | 91.32 | 91.31 | 0.01 | 0
2040 | MISO_MO-IL_2_MISO_IN | MISO_MO-IL | MISO_IN | Internal | Shoulder | B12 | 200 | 2100 | 2100 | 69.84 | 70.96 | 0.01 | 1.11
2040 | MISO_MO-IL_2_MISO_IN | MISO_MO-IL | MISO_IN | Internal | Shoulder | B13 | 600 | 2100 | 903.05 | 58.45 | 58.46 | 0.01 | 0
2040 | MISO_MO-IL_2_MISO_IN | MISO_MO-IL | MISO_IN | Internal | Shoulder | B14 | 900 | 2100 | 566.67 | 56.38 | 56.39 | 0.01 | 0
2040 | MISO_MO-IL_2_MISO_IN | MISO_MO-IL | MISO_IN | Internal | Shoulder | B15 | 1203 | 2100 | 1545.76 | 51.63 | 51.64 | 0.01 | 0
2040 | MISO_MO-IL_2_MISO_IN | MISO_MO-IL | MISO_IN | Internal | Summer | B1 | 10 | 2100 | 129.44 | 94.45 | 94.46 | 0.01 | 0
2040 | MISO_MO-IL_2_MISO_IN | MISO_MO-IL | MISO_IN | Internal | Summer | B2 | 25 | 2100 | 368.54 | 94.45 | 94.46 | 0.01 | 0
2040 | MISO_MO-IL_2_MISO_IN | MISO_MO-IL | MISO_IN | Internal | Summer | B3 | 75 | 2100 | 0.25 | 92.45 | 92.44 | 0.01 | 0
2040 | MISO_MO-IL_2_MISO_IN | MISO_MO-IL | MISO_IN | Internal | Summer | B4 | 100 | 2100 | 0.18 | 91.44 | 91.43 | 0.01 | 0
2040 | MISO_MO-IL_2_MISO_IN | MISO_MO-IL | MISO_IN | Internal | Summer | B5 | 200 | 2100 | 0.09 | 87.43 | 87.42 | 0.01 | 0
2040 | MISO_MO-IL_2_MISO_IN | MISO_MO-IL | MISO_IN | Internal | Summer | B6 | 300 | 2100 | 0.06 | 66.4 | 66.39 | 0.01 | 0
2040 | MISO_MO-IL_2_MISO_IN | MISO_MO-IL | MISO_IN | Internal | Summer | B7 | 400 | 2100 | 0.05 | 56.24 | 56.23 | 0.01 | 0
2040 | MISO_MO-IL_2_MISO_IN | MISO_MO-IL | MISO_IN | Internal | Summer | B8 | 500 | 2100 | 0.07 | 52.56 | 52.56 | 0.01 | 0
2040 | MISO_MO-IL_2_MISO_IN | MISO_MO-IL | MISO_IN | Internal | Summer | B9 | 800 | 2100 | 680.39 | 50.02 | 50.03 | 0.01 | 0
2040 | MISO_MO-IL_2_MISO_IN | MISO_MO-IL | MISO_IN | Internal | Summer | B10 | 1262 | 2100 | 2100 | 47.79 | 50.03 | 0.01 | 2.23
2040 | MISO_MO-IL_2_MISO_IN | MISO_MO-IL | MISO_IN | Internal | Winter | B16 | 25 | 2100 | 1878.64 | 95.53 | 95.54 | 0.01 | 0
2040 | MISO_MO-IL_2_MISO_IN | MISO_MO-IL | MISO_IN | Internal | Winter | B17 | 100 | 2100 | 2100 | 70.48 | 73.26 | 0.01 | 2.77
2040 | MISO_MO-IL_2_MISO_IN | MISO_MO-IL | MISO_IN | Internal | Winter | B18 | 400 | 2100 | 640.95 | 61.54 | 61.55 | 0.01 | 0
2040 | MISO_MO-IL_2_MISO_IN | MISO_MO-IL | MISO_IN | Internal | Winter | B19 | 700 | 2100 | 1348.58 | 55.89 | 55.9 | 0.01 | 0
2040 | MISO_MO-IL_2_MISO_IN | MISO_MO-IL | MISO_IN | Internal | Winter | B20 | 935 | 2100 | 2100 | 51.33 | 55.05 | 0.01 | 3.71
2040 | MISO_MO-IL_2_MISO_W | MISO_MO-IL | MISO_W | Internal | Shoulder | B11 | 25 | 960 | 0.66 | 91.32 | 91.31 | 0.01 | 0
2040 | MISO_MO-IL_2_MISO_W | MISO_MO-IL | MISO_W | Internal | Shoulder | B12 | 200 | 960 | 0.09 | 69.84 | 69.83 | 0.01 | 0
2040 | MISO_MO-IL_2_MISO_W | MISO_MO-IL | MISO_W | Internal | Shoulder | B13 | 600 | 960 | 0.03 | 58.45 | 58.44 | 0.01 | 0
2040 | MISO_MO-IL_2_MISO_W | MISO_MO-IL | MISO_W | Internal | Shoulder | B14 | 900 | 960 | 0.02 | 56.38 | 56.37 | 0.01 | 0
2040 | MISO_MO-IL_2_MISO_W | MISO_MO-IL | MISO_W | Internal | Shoulder | B15 | 1203 | 960 | 0.02 | 51.63 | 51.62 | 0.01 | 0
2040 | MISO_MO-IL_2_MISO_W | MISO_MO-IL | MISO_W | Internal | Summer | B1 | 10 | 960 | 1.63 | 94.45 | 94.44 | 0.01 | 0
2040 | MISO_MO-IL_2_MISO_W | MISO_MO-IL | MISO_W | Internal | Summer | B2 | 25 | 960 | 0.69 | 94.45 | 94.44 | 0.01 | 0
2040 | MISO_MO-IL_2_MISO_W | MISO_MO-IL | MISO_W | Internal | Summer | B3 | 75 | 960 | 597.99 | 92.45 | 92.46 | 0.01 | 0
2040 | MISO_MO-IL_2_MISO_W | MISO_MO-IL | MISO_W | Internal | Summer | B4 | 100 | 960 | 0.18 | 91.44 | 91.43 | 0.01 | 0
2040 | MISO_MO-IL_2_MISO_W | MISO_MO-IL | MISO_W | Internal | Summer | B5 | 200 | 960 | 0.09 | 87.43 | 87.42 | 0.01 | 0
2040 | MISO_MO-IL_2_MISO_W | MISO_MO-IL | MISO_W | Internal | Summer | B6 | 300 | 960 | 0.06 | 66.4 | 66.39 | 0.01 | 0
2040 | MISO_MO-IL_2_MISO_W | MISO_MO-IL | MISO_W | Internal | Summer | B7 | 400 | 960 | 0.05 | 56.24 | 56.23 | 0.01 | 0
2040 | MISO_MO-IL_2_MISO_W | MISO_MO-IL | MISO_W | Internal | Summer | B8 | 500 | 960 | 0.04 | 52.56 | 52.55 | 0.01 | 0
2040 | MISO_MO-IL_2_MISO_W | MISO_MO-IL | MISO_W | Internal | Summer | B9 | 800 | 960 | 0.02 | 50.02 | 50.01 | 0.01 | 0
2040 | MISO_MO-IL_2_MISO_W | MISO_MO-IL | MISO_W | Internal | Summer | B10 | 1262 | 960 | 0.01 | 47.79 | 47.78 | 0.01 | 0
2040 | MISO_MO-IL_2_MISO_W | MISO_MO-IL | MISO_W | Internal | Winter | B16 | 25 | 960 | 0 | 95.53 | 93.29 | 0.01 | 0
2040 | MISO_MO-IL_2_MISO_W | MISO_MO-IL | MISO_W | Internal | Winter | B17 | 100 | 960 | 0.17 | 70.48 | 70.47 | 0.01 | 0
2040 | MISO_MO-IL_2_MISO_W | MISO_MO-IL | MISO_W | Internal | Winter | B18 | 400 | 960 | 0.05 | 61.54 | 61.53 | 0.01 | 0
2040 | MISO_MO-IL_2_MISO_W | MISO_MO-IL | MISO_W | Internal | Winter | B19 | 700 | 960 | 0.03 | 55.89 | 55.88 | 0.01 | 0
2040 | MISO_MO-IL_2_MISO_W | MISO_MO-IL | MISO_W | Internal | Winter | B20 | 935 | 960 | 0.02 | 51.33 | 51.32 | 0.01 | 0
2040 | MISO_MO-IL_2_PJM_ROR | MISO_MO-IL | PJM_ROR | Internal | Shoulder | B11 | 25 | 1212 | 0 | 91.32 | 89.32 | 2 | 0
2040 | MISO_MO-IL_2_PJM_ROR | MISO_MO-IL | PJM_ROR | Internal | Shoulder | B12 | 200 | 1212 | 0 | 69.84 | 71.15 | 2 | 0
2040 | MISO_MO-IL_2_PJM_ROR | MISO_MO-IL | PJM_ROR | Internal | Shoulder | B13 | 600 | 1212 | 0 | 58.45 | 56.48 | 2 | 0
2040 | MISO_MO-IL_2_PJM_ROR | MISO_MO-IL | PJM_ROR | Internal | Shoulder | B14 | 900 | 1212 | 0 | 56.38 | 54.41 | 2 | 0
2040 | MISO_MO-IL_2_PJM_ROR | MISO_MO-IL | PJM_ROR | Internal | Shoulder | B15 | 1203 | 1212 | 0 | 51.63 | 51.58 | 2 | 0
2040 | MISO_MO-IL_2_PJM_ROR | MISO_MO-IL | PJM_ROR | Internal | Summer | B1 | 10 | 1212 | 0 | 94.45 | 90.44 | 2 | 0
2040 | MISO_MO-IL_2_PJM_ROR | MISO_MO-IL | PJM_ROR | Internal | Summer | B2 | 25 | 1212 | 0 | 94.45 | 90.44 | 2 | 0
2040 | MISO_MO-IL_2_PJM_ROR | MISO_MO-IL | PJM_ROR | Internal | Summer | B3 | 75 | 1212 | 0 | 92.45 | 90.44 | 2 | 0
2040 | MISO_MO-IL_2_PJM_ROR | MISO_MO-IL | PJM_ROR | Internal | Summer | B4 | 100 | 1212 | 0 | 91.44 | 89.43 | 2 | 0
2040 | MISO_MO-IL_2_PJM_ROR | MISO_MO-IL | PJM_ROR | Internal | Summer | B5 | 200 | 1212 | 0 | 87.43 | 85.41 | 2 | 0
2040 | MISO_MO-IL_2_PJM_ROR | MISO_MO-IL | PJM_ROR | Internal | Summer | B6 | 300 | 1212 | 0 | 66.4 | 64.38 | 2 | 0
2040 | MISO_MO-IL_2_PJM_ROR | MISO_MO-IL | PJM_ROR | Internal | Summer | B7 | 400 | 1212 | 0 | 56.24 | 54.24 | 2 | 0
2040 | MISO_MO-IL_2_PJM_ROR | MISO_MO-IL | PJM_ROR | Internal | Summer | B8 | 500 | 1212 | 0 | 52.56 | 50.56 | 2 | 0
2040 | MISO_MO-IL_2_PJM_ROR | MISO_MO-IL | PJM_ROR | Internal | Summer | B9 | 800 | 1212 | 0 | 50.02 | 49.78 | 2 | 0
2040 | MISO_MO-IL_2_PJM_ROR | MISO_MO-IL | PJM_ROR | Internal | Summer | B10 | 1262 | 1212 | 0.03 | 47.79 | 49.78 | 2 | 0
2040 | MISO_MO-IL_2_PJM_ROR | MISO_MO-IL | PJM_ROR | Internal | Winter | B16 | 25 | 1212 | 0 | 95.53 | 93.54 | 2 | 0
2040 | MISO_MO-IL_2_PJM_ROR | MISO_MO-IL | PJM_ROR | Internal | Winter | B17 | 100 | 1212 | 1212 | 70.48 | 74 | 2 | 1.52
2040 | MISO_MO-IL_2_PJM_ROR | MISO_MO-IL | PJM_ROR | Internal | Winter | B18 | 400 | 1212 | 0.09 | 61.54 | 63.53 | 2 | 0
2040 | MISO_MO-IL_2_PJM_ROR | MISO_MO-IL | PJM_ROR | Internal | Winter | B19 | 700 | 1212 | 0.05 | 55.89 | 57.88 | 2 | 0
2040 | MISO_MO-IL_2_PJM_ROR | MISO_MO-IL | PJM_ROR | Internal | Winter | B20 | 935 | 1212 | 1212 | 51.33 | 55.54 | 2 | 2.21
2040 | MISO_MO-IL_2_SPP_N | MISO_MO-IL | SPP_N | Internal | Shoulder | B11 | 25 | 2000 | 0 | 91.32 | 94.6 | 8 | 0
2040 | MISO_MO-IL_2_SPP_N | MISO_MO-IL | SPP_N | Internal | Shoulder | B12 | 200 | 2000 | 0 | 69.84 | 64.84 | 8 | 0
2040 | MISO_MO-IL_2_SPP_N | MISO_MO-IL | SPP_N | Internal | Shoulder | B13 | 600 | 2000 | 0 | 58.45 | 59.24 | 8 | 0
2040 | MISO_MO-IL_2_SPP_N | MISO_MO-IL | SPP_N | Internal | Shoulder | B14 | 900 | 2000 | 0 | 56.38 | 54.71 | 8 | 0
2040 | MISO_MO-IL_2_SPP_N | MISO_MO-IL | SPP_N | Internal | Shoulder | B15 | 1203 | 2000 | 0 | 51.63 | 54.26 | 8 | 0
2040 | MISO_MO-IL_2_SPP_N | MISO_MO-IL | SPP_N | Internal | Summer | B1 | 10 | 2000 | 0 | 94.45 | 97.14 | 8 | 0
2040 | MISO_MO-IL_2_SPP_N | MISO_MO-IL | SPP_N | Internal | Summer | B2 | 25 | 2000 | 0 | 94.45 | 97.14 | 8 | 0
2040 | MISO_MO-IL_2_SPP_N | MISO_MO-IL | SPP_N | Internal | Summer | B3 | 75 | 2000 | 0 | 92.45 | 94.26 | 8 | 0
2040 | MISO_MO-IL_2_SPP_N | MISO_MO-IL | SPP_N | Internal | Summer | B4 | 100 | 2000 | 0 | 91.44 | 94.26 | 8 | 0
2040 | MISO_MO-IL_2_SPP_N | MISO_MO-IL | SPP_N | Internal | Summer | B5 | 200 | 2000 | 0 | 87.43 | 91.71 | 8 | 0
2040 | MISO_MO-IL_2_SPP_N | MISO_MO-IL | SPP_N | Internal | Summer | B6 | 300 | 2000 | 0 | 66.4 | 73.39 | 8 | 0
2040 | MISO_MO-IL_2_SPP_N | MISO_MO-IL | SPP_N | Internal | Summer | B7 | 400 | 2000 | 0 | 56.24 | 60.09 | 8 | 0
2040 | MISO_MO-IL_2_SPP_N | MISO_MO-IL | SPP_N | Internal | Summer | B8 | 500 | 2000 | 0 | 52.56 | 57.42 | 8 | 0
2040 | MISO_MO-IL_2_SPP_N | MISO_MO-IL | SPP_N | Internal | Summer | B9 | 800 | 2000 | 0 | 50.02 | 57.01 | 8 | 0
2040 | MISO_MO-IL_2_SPP_N | MISO_MO-IL | SPP_N | Internal | Summer | B10 | 1262 | 2000 | 0 | 47.79 | 52.5 | 8 | 0
2040 | MISO_MO-IL_2_SPP_N | MISO_MO-IL | SPP_N | Internal | Winter | B16 | 25 | 2000 | 0 | 95.53 | 93.31 | 8 | 0
2040 | MISO_MO-IL_2_SPP_N | MISO_MO-IL | SPP_N | Internal | Winter | B17 | 100 | 2000 | 0 | 70.48 | 65.48 | 8 | 0
2040 | MISO_MO-IL_2_SPP_N | MISO_MO-IL | SPP_N | Internal | Winter | B18 | 400 | 2000 | 0 | 61.54 | 60.59 | 8 | 0
2040 | MISO_MO-IL_2_SPP_N | MISO_MO-IL | SPP_N | Internal | Winter | B19 | 700 | 2000 | 0 | 55.89 | 58.4 | 8 | 0
2040 | MISO_MO-IL_2_SPP_N | MISO_MO-IL | SPP_N | Internal | Winter | B20 | 935 | 2000 | 0 | 51.33 | 51.35 | 8 | 0
2040 | MISO_MO-IL_2_TVA_Transmission | MISO_MO-IL | TVA_Transmission | Internal | Shoulder | B11 | 25 | 4000 | 0 | 91.32 | 94.31 | 8 | 0
2040 | MISO_MO-IL_2_TVA_Transmission | MISO_MO-IL | TVA_Transmission | Internal | Shoulder | B12 | 200 | 4000 | 0 | 69.84 | 69.96 | 8 | 0
2040 | MISO_MO-IL_2_TVA_Transmission | MISO_MO-IL | TVA_Transmission | Internal | Shoulder | B13 | 600 | 4000 | 0 | 58.45 | 61.3 | 8 | 0
2040 | MISO_MO-IL_2_TVA_Transmission | MISO_MO-IL | TVA_Transmission | Internal | Shoulder | B14 | 900 | 4000 | 0 | 56.38 | 60.41 | 8 | 0
2040 | MISO_MO-IL_2_TVA_Transmission | MISO_MO-IL | TVA_Transmission | Internal | Shoulder | B15 | 1203 | 4000 | 0 | 51.63 | 57.58 | 8 | 0
2040 | MISO_MO-IL_2_TVA_Transmission | MISO_MO-IL | TVA_Transmission | Internal | Summer | B1 | 10 | 4000 | 0 | 94.45 | 96.44 | 8 | 0
2040 | MISO_MO-IL_2_TVA_Transmission | MISO_MO-IL | TVA_Transmission | Internal | Summer | B2 | 25 | 4000 | 0 | 94.45 | 96.44 | 8 | 0
2040 | MISO_MO-IL_2_TVA_Transmission | MISO_MO-IL | TVA_Transmission | Internal | Summer | B3 | 75 | 4000 | 0 | 92.45 | 95.83 | 8 | 0
2040 | MISO_MO-IL_2_TVA_Transmission | MISO_MO-IL | TVA_Transmission | Internal | Summer | B4 | 100 | 4000 | 0 | 91.44 | 95.43 | 8 | 0
2040 | MISO_MO-IL_2_TVA_Transmission | MISO_MO-IL | TVA_Transmission | Internal | Summer | B5 | 200 | 4000 | 0 | 87.43 | 91.41 | 8 | 0
2040 | MISO_MO-IL_2_TVA_Transmission | MISO_MO-IL | TVA_Transmission | Internal | Summer | B6 | 300 | 4000 | 0 | 66.4 | 68.4 | 8 | 0
2040 | MISO_MO-IL_2_TVA_Transmission | MISO_MO-IL | TVA_Transmission | Internal | Summer | B7 | 400 | 4000 | 0 | 56.24 | 59.79 | 8 | 0
2040 | MISO_MO-IL_2_TVA_Transmission | MISO_MO-IL | TVA_Transmission | Internal | Summer | B8 | 500 | 4000 | 0 | 52.56 | 55.42 | 8 | 0
2040 | MISO_MO-IL_2_TVA_Transmission | MISO_MO-IL | TVA_Transmission | Internal | Summer | B9 | 800 | 4000 | 0 | 50.02 | 55.04 | 8 | 0
2040 | MISO_MO-IL_2_TVA_Transmission | MISO_MO-IL | TVA_Transmission | Internal | Summer | B10 | 1262 | 4000 | 0 | 47.79 | 53.66 | 8 | 0
2040 | MISO_MO-IL_2_TVA_Transmission | MISO_MO-IL | TVA_Transmission | Internal | Winter | B16 | 25 | 4000 | 0 | 95.53 | 99.54 | 8 | 0
2040 | MISO_MO-IL_2_TVA_Transmission | MISO_MO-IL | TVA_Transmission | Internal | Winter | B17 | 100 | 4000 | 0 | 70.48 | 73.19 | 8 | 0
2040 | MISO_MO-IL_2_TVA_Transmission | MISO_MO-IL | TVA_Transmission | Internal | Winter | B18 | 400 | 4000 | 0 | 61.54 | 64.54 | 8 | 0
2040 | MISO_MO-IL_2_TVA_Transmission | MISO_MO-IL | TVA_Transmission | Internal | Winter | B19 | 700 | 4000 | 0 | 55.89 | 61.09 | 8 | 0
2040 | MISO_MO-IL_2_TVA_Transmission | MISO_MO-IL | TVA_Transmission | Internal | Winter | B20 | 935 | 4000 | 0 | 51.33 | 58.74 | 8 | 0
2040 | MISO_W_2_IESO | MISO_W | IESO | Internal | Shoulder | B11 | 25 | 90 | 0 | 91.31 | 56.14 | 8 | 0
2040 | MISO_W_2_IESO | MISO_W | IESO | Internal | Shoulder | B12 | 200 | 90 | 0 | 69.83 | 56.13 | 8 | 0
2040 | MISO_W_2_IESO | MISO_W | IESO | Internal | Shoulder | B13 | 600 | 90 | 0 | 58.44 | 50.54 | 8 | 0
2040 | MISO_W_2_IESO | MISO_W | IESO | Internal | Shoulder | B14 | 900 | 90 | 0 | 56.37 | 50.54 | 8 | 0
2040 | MISO_W_2_IESO | MISO_W | IESO | Internal | Shoulder | B15 | 1203 | 90 | 0 | 51.62 | 50.54 | 8 | 0
2040 | MISO_W_2_IESO | MISO_W | IESO | Internal | Summer | B1 | 10 | 90 | 0 | 94.44 | 82.56 | 8 | 0
2040 | MISO_W_2_IESO | MISO_W | IESO | Internal | Summer | B2 | 25 | 90 | 0 | 94.44 | 84.19 | 8 | 0
2040 | MISO_W_2_IESO | MISO_W | IESO | Internal | Summer | B3 | 75 | 90 | 0 | 92.46 | 82.28 | 8 | 0
2040 | MISO_W_2_IESO | MISO_W | IESO | Internal | Summer | B4 | 100 | 90 | 0 | 91.43 | 77.85 | 8 | 0
2040 | MISO_W_2_IESO | MISO_W | IESO | Internal | Summer | B5 | 200 | 90 | 0 | 87.42 | 69.43 | 8 | 0
2040 | MISO_W_2_IESO | MISO_W | IESO | Internal | Summer | B6 | 300 | 90 | 0 | 66.39 | 50.76 | 8 | 0
2040 | MISO_W_2_IESO | MISO_W | IESO | Internal | Summer | B7 | 400 | 90 | 0 | 56.23 | 49.24 | 8 | 0
2040 | MISO_W_2_IESO | MISO_W | IESO | Internal | Summer | B8 | 500 | 90 | 0 | 52.55 | 46.66 | 8 | 0
2040 | MISO_W_2_IESO | MISO_W | IESO | Internal | Summer | B9 | 800 | 90 | 0 | 50.01 | 46.66 | 8 | 0
2040 | MISO_W_2_IESO | MISO_W | IESO | Internal | Summer | B10 | 1262 | 90 | 0 | 47.78 | 46.66 | 8 | 0
2040 | MISO_W_2_IESO | MISO_W | IESO | Internal | Winter | B16 | 25 | 90 | 0 | 93.29 | 86.28 | 8 | 0
2040 | MISO_W_2_IESO | MISO_W | IESO | Internal | Winter | B17 | 100 | 90 | 0 | 70.47 | 58.98 | 8 | 0
2040 | MISO_W_2_IESO | MISO_W | IESO | Internal | Winter | B18 | 400 | 90 | 0 | 61.53 | 53.85 | 8 | 0
2040 | MISO_W_2_IESO | MISO_W | IESO | Internal | Winter | B19 | 700 | 90 | 0 | 55.88 | 53.85 | 8 | 0
2040 | MISO_W_2_IESO | MISO_W | IESO | Internal | Winter | B20 | 935 | 90 | 0 | 51.32 | 53.85 | 8 | 0
2040 | MISO_W_2_MAPP_CA | MISO_W | MAPP_CA | Internal | Shoulder | B11 | 25 | 700 | 0 | 91.31 | 64.96 | 0.01 | 0
2040 | MISO_W_2_MAPP_CA | MISO_W | MAPP_CA | Internal | Shoulder | B12 | 200 | 700 | 0.08 | 69.83 | 69.82 | 0.01 | 0
2040 | MISO_W_2_MAPP_CA | MISO_W | MAPP_CA | Internal | Shoulder | B13 | 600 | 700 | 0.03 | 58.44 | 58.43 | 0.01 | 0
2040 | MISO_W_2_MAPP_CA | MISO_W | MAPP_CA | Internal | Shoulder | B14 | 900 | 700 | 0.02 | 56.37 | 56.36 | 0.01 | 0
2040 | MISO_W_2_MAPP_CA | MISO_W | MAPP_CA | Internal | Shoulder | B15 | 1203 | 700 | 700 | 51.62 | 56.36 | 0.01 | 4.73
2040 | MISO_W_2_MAPP_CA | MISO_W | MAPP_CA | Internal | Summer | B1 | 10 | 700 | 0 | 94.44 | 89.56 | 0.01 | 0
2040 | MISO_W_2_MAPP_CA | MISO_W | MAPP_CA | Internal | Summer | B2 | 25 | 700 | 0 | 94.44 | 92.47 | 0.01 | 0
2040 | MISO_W_2_MAPP_CA | MISO_W | MAPP_CA | Internal | Summer | B3 | 75 | 700 | 0.21 | 92.46 | 92.45 | 0.01 | 0
2040 | MISO_W_2_MAPP_CA | MISO_W | MAPP_CA | Internal | Summer | B4 | 100 | 700 | 0.14 | 91.43 | 91.42 | 0.01 | 0
2040 | MISO_W_2_MAPP_CA | MISO_W | MAPP_CA | Internal | Summer | B5 | 200 | 700 | 0 | 87.42 | 76.43 | 0.01 | 0
2040 | MISO_W_2_MAPP_CA | MISO_W | MAPP_CA | Internal | Summer | B6 | 300 | 700 | 0 | 66.39 | 62.45 | 0.01 | 0
2040 | MISO_W_2_MAPP_CA | MISO_W | MAPP_CA | Internal | Summer | B7 | 400 | 700 | 0.05 | 56.23 | 56.22 | 0.01 | 0
2040 | MISO_W_2_MAPP_CA | MISO_W | MAPP_CA | Internal | Summer | B8 | 500 | 700 | 598.26 | 52.55 | 52.56 | 0.01 | 0
2040 | MISO_W_2_MAPP_CA | MISO_W | MAPP_CA | Internal | Summer | B9 | 800 | 700 | 700 | 50.01 | 52.56 | 0.01 | 2.54
2040 | MISO_W_2_MAPP_CA | MISO_W | MAPP_CA | Internal | Summer | B10 | 1262 | 700 | 700 | 47.78 | 52.56 | 0.01 | 4.77
2040 | MISO_W_2_MAPP_CA | MISO_W | MAPP_CA | Internal | Winter | B16 | 25 | 700 | 0.69 | 93.29 | 93.28 | 0.01 | 0
2040 | MISO_W_2_MAPP_CA | MISO_W | MAPP_CA | Internal | Winter | B17 | 100 | 700 | 0.18 | 70.47 | 70.45 | 0.01 | 0
2040 | MISO_W_2_MAPP_CA | MISO_W | MAPP_CA | Internal | Winter | B18 | 400 | 700 | 0.05 | 61.53 | 61.52 | 0.01 | 0
2040 | MISO_W_2_MAPP_CA | MISO_W | MAPP_CA | Internal | Winter | B19 | 700 | 700 | 700 | 55.88 | 61.26 | 0.01 | 5.37
2040 | MISO_W_2_MAPP_CA | MISO_W | MAPP_CA | Internal | Winter | B20 | 935 | 700 | 700 | 51.32 | 61.26 | 0.01 | 9.93
2040 | MISO_W_2_MAPP_US | MISO_W | MAPP_US | Internal | Shoulder | B11 | 25 | 2300 | 0 | 91.31 | 84.31 | 7 | 0
2040 | MISO_W_2_MAPP_US | MISO_W | MAPP_US | Internal | Shoulder | B12 | 200 | 2300 | 0 | 69.83 | 62.83 | 7 | 0
2040 | MISO_W_2_MAPP_US | MISO_W | MAPP_US | Internal | Shoulder | B13 | 600 | 2300 | 0 | 58.44 | 51.44 | 7 | 0
2040 | MISO_W_2_MAPP_US | MISO_W | MAPP_US | Internal | Shoulder | B14 | 900 | 2300 | 0 | 56.37 | 49.37 | 7 | 0
2040 | MISO_W_2_MAPP_US | MISO_W | MAPP_US | Internal | Shoulder | B15 | 1203 | 2300 | 0 | 51.62 | 47.14 | 7 | 0
2040 | MISO_W_2_MAPP_US | MISO_W | MAPP_US | Internal | Summer | B1 | 10 | 2300 | 0 | 94.44 | 90.13 | 7 | 0
2040 | MISO_W_2_MAPP_US | MISO_W | MAPP_US | Internal | Summer | B2 | 25 | 2300 | 0 | 94.44 | 90.13 | 7 | 0
2040 | MISO_W_2_MAPP_US | MISO_W | MAPP_US | Internal | Summer | B3 | 75 | 2300 | 0 | 92.46 | 87.25 | 7 | 0
2040 | MISO_W_2_MAPP_US | MISO_W | MAPP_US | Internal | Summer | B4 | 100 | 2300 | 0 | 91.43 | 85.68 | 7 | 0
2040 | MISO_W_2_MAPP_US | MISO_W | MAPP_US | Internal | Summer | B5 | 200 | 2300 | 0 | 87.42 | 83.43 | 7 | 0
2040 | MISO_W_2_MAPP_US | MISO_W | MAPP_US | Internal | Summer | B6 | 300 | 2300 | 0 | 66.39 | 63.75 | 7 | 0
2040 | MISO_W_2_MAPP_US | MISO_W | MAPP_US | Internal | Summer | B7 | 400 | 2300 | 0 | 56.23 | 53.08 | 7 | 0
2040 | MISO_W_2_MAPP_US | MISO_W | MAPP_US | Internal | Summer | B8 | 500 | 2300 | 0 | 52.55 | 45.55 | 7 | 0
2040 | MISO_W_2_MAPP_US | MISO_W | MAPP_US | Internal | Summer | B9 | 800 | 2300 | 0 | 50.01 | 43.01 | 7 | 0
2040 | MISO_W_2_MAPP_US | MISO_W | MAPP_US | Internal | Summer | B10 | 1262 | 2300 | 0 | 47.78 | 40.78 | 7 | 0
2040 | MISO_W_2_MAPP_US | MISO_W | MAPP_US | Internal | Winter | B16 | 25 | 2300 | 0 | 93.29 | 86.29 | 7 | 0
2040 | MISO_W_2_MAPP_US | MISO_W | MAPP_US | Internal | Winter | B17 | 100 | 2300 | 0 | 70.47 | 63.47 | 7 | 0
2040 | MISO_W_2_MAPP_US | MISO_W | MAPP_US | Internal | Winter | B18 | 400 | 2300 | 0 | 61.53 | 54.53 | 7 | 0
2040 | MISO_W_2_MAPP_US | MISO_W | MAPP_US | Internal | Winter | B19 | 700 | 2300 | 0 | 55.88 | 54.53 | 7 | 0
2040 | MISO_W_2_MAPP_US | MISO_W | MAPP_US | Internal | Winter | B20 | 935 | 2300 | 0 | 51.32 | 46.96 | 7 | 0
2040 | MISO_W_2_MISO_MO-IL | MISO_W | MISO_MO-IL | Internal | Shoulder | B11 | 25 | 3800 | 3105.58 | 91.31 | 91.32 | 0.01 | 0
2040 | MISO_W_2_MISO_MO-IL | MISO_W | MISO_MO-IL | Internal | Shoulder | B12 | 200 | 3800 | 3599.88 | 69.83 | 69.84 | 0.01 | 0
2040 | MISO_W_2_MISO_MO-IL | MISO_W | MISO_MO-IL | Internal | Shoulder | B13 | 600 | 3800 | 1824.11 | 58.44 | 58.45 | 0.01 | 0
2040 | MISO_W_2_MISO_MO-IL | MISO_W | MISO_MO-IL | Internal | Shoulder | B14 | 900 | 3800 | 1110.1 | 56.37 | 56.38 | 0.01 | 0
2040 | MISO_W_2_MISO_MO-IL | MISO_W | MISO_MO-IL | Internal | Shoulder | B15 | 1203 | 3800 | 1193.37 | 51.62 | 51.63 | 0.01 | 0
2040 | MISO_W_2_MISO_MO-IL | MISO_W | MISO_MO-IL | Internal | Summer | B1 | 10 | 3800 | 2095.39 | 94.44 | 94.45 | 0.01 | 0
2040 | MISO_W_2_MISO_MO-IL | MISO_W | MISO_MO-IL | Internal | Summer | B2 | 25 | 3800 | 2119.69 | 94.44 | 94.45 | 0.01 | 0
2040 | MISO_W_2_MISO_MO-IL | MISO_W | MISO_MO-IL | Internal | Summer | B3 | 75 | 3800 | 0.23 | 92.46 | 92.45 | 0.01 | 0
2040 | MISO_W_2_MISO_MO-IL | MISO_W | MISO_MO-IL | Internal | Summer | B4 | 100 | 3800 | 720.46 | 91.43 | 91.44 | 0.01 | 0
2040 | MISO_W_2_MISO_MO-IL | MISO_W | MISO_MO-IL | Internal | Summer | B5 | 200 | 3800 | 890.94 | 87.42 | 87.43 | 0.01 | 0
2040 | MISO_W_2_MISO_MO-IL | MISO_W | MISO_MO-IL | Internal | Summer | B6 | 300 | 3800 | 1154.17 | 66.39 | 66.4 | 0.01 | 0
2040 | MISO_W_2_MISO_MO-IL | MISO_W | MISO_MO-IL | Internal | Summer | B7 | 400 | 3800 | 654.4 | 56.23 | 56.24 | 0.01 | 0
2040 | MISO_W_2_MISO_MO-IL | MISO_W | MISO_MO-IL | Internal | Summer | B8 | 500 | 3800 | 802.53 | 52.55 | 52.56 | 0.01 | 0
2040 | MISO_W_2_MISO_MO-IL | MISO_W | MISO_MO-IL | Internal | Summer | B9 | 800 | 3800 | 1199.74 | 50.01 | 50.02 | 0.01 | 0
2040 | MISO_W_2_MISO_MO-IL | MISO_W | MISO_MO-IL | Internal | Summer | B10 | 1262 | 3800 | 3799.78 | 47.78 | 47.79 | 0.01 | 0
2040 | MISO_W_2_MISO_MO-IL | MISO_W | MISO_MO-IL | Internal | Winter | B16 | 25 | 3800 | 3799.99 | 93.29 | 95.53 | 0.01 | 2.22
2040 | MISO_W_2_MISO_MO-IL | MISO_W | MISO_MO-IL | Internal | Winter | B17 | 100 | 3800 | 3615.34 | 70.47 | 70.48 | 0.01 | 0
2040 | MISO_W_2_MISO_MO-IL | MISO_W | MISO_MO-IL | Internal | Winter | B18 | 400 | 3800 | 1001.25 | 61.53 | 61.54 | 0.01 | 0
2040 | MISO_W_2_MISO_MO-IL | MISO_W | MISO_MO-IL | Internal | Winter | B19 | 700 | 3800 | 292.98 | 55.88 | 55.89 | 0.01 | 0
2040 | MISO_W_2_MISO_MO-IL | MISO_W | MISO_MO-IL | Internal | Winter | B20 | 935 | 3800 | 2970.61 | 51.32 | 51.33 | 0.01 | 0
2040 | MISO_W_2_MISO_WUMS | MISO_W | MISO_WUMS | Internal | Shoulder | B11 | 25 | 1629 | 0.05 | 91.31 | 91.01 | 0.01 | 0
2040 | MISO_W_2_MISO_WUMS | MISO_W | MISO_WUMS | Internal | Shoulder | B12 | 200 | 1629 | 374.35 | 69.83 | 69.84 | 0.01 | 0
2040 | MISO_W_2_MISO_WUMS | MISO_W | MISO_WUMS | Internal | Shoulder | B13 | 600 | 1629 | 0.03 | 58.44 | 58.43 | 0.01 | 0
2040 | MISO_W_2_MISO_WUMS | MISO_W | MISO_WUMS | Internal | Shoulder | B14 | 900 | 1629 | 997.26 | 56.37 | 56.38 | 0.01 | 0
2040 | MISO_W_2_MISO_WUMS | MISO_W | MISO_WUMS | Internal | Shoulder | B15 | 1203 | 1629 | 1628.99 | 51.62 | 51.69 | 0.01 | 0.06
2040 | MISO_W_2_MISO_WUMS | MISO_W | MISO_WUMS | Internal | Summer | B1 | 10 | 1629 | 0 | 94.44 | 87.99 | 0.01 | 0
2040 | MISO_W_2_MISO_WUMS | MISO_W | MISO_WUMS | Internal | Summer | B2 | 25 | 1629 | 0 | 94.44 | 87.99 | 0.01 | 0
2040 | MISO_W_2_MISO_WUMS | MISO_W | MISO_WUMS | Internal | Summer | B3 | 75 | 1629 | 0 | 92.46 | 87.99 | 0.01 | 0
2040 | MISO_W_2_MISO_WUMS | MISO_W | MISO_WUMS | Internal | Summer | B4 | 100 | 1629 | 0 | 91.43 | 87.99 | 0.01 | 0
2040 | MISO_W_2_MISO_WUMS | MISO_W | MISO_WUMS | Internal | Summer | B5 | 200 | 1629 | 0.09 | 87.42 | 87.41 | 0.01 | 0
2040 | MISO_W_2_MISO_WUMS | MISO_W | MISO_WUMS | Internal | Summer | B6 | 300 | 1629 | 0.06 | 66.39 | 66.38 | 0.01 | 0
2040 | MISO_W_2_MISO_WUMS | MISO_W | MISO_WUMS | Internal | Summer | B7 | 400 | 1629 | 0.05 | 56.23 | 56.22 | 0.01 | 0
2040 | MISO_W_2_MISO_WUMS | MISO_W | MISO_WUMS | Internal | Summer | B8 | 500 | 1629 | 58.05 | 52.55 | 52.56 | 0.01 | 0
2040 | MISO_W_2_MISO_WUMS | MISO_W | MISO_WUMS | Internal | Summer | B9 | 800 | 1629 | 723.19 | 50.01 | 50.02 | 0.01 | 0
2040 | MISO_W_2_MISO_WUMS | MISO_W | MISO_WUMS | Internal | Summer | B10 | 1262 | 1629 | 1629 | 47.78 | 49.9 | 0.01 | 2.1
2040 | MISO_W_2_MISO_WUMS | MISO_W | MISO_WUMS | Internal | Winter | B16 | 25 | 1629 | 1628.99 | 93.29 | 95.54 | 0.01 | 2.23
2040 | MISO_W_2_MISO_WUMS | MISO_W | MISO_WUMS | Internal | Winter | B17 | 100 | 1629 | 1629 | 70.47 | 72 | 0.01 | 1.52
2040 | MISO_W_2_MISO_WUMS | MISO_W | MISO_WUMS | Internal | Winter | B18 | 400 | 1629 | 943.65 | 61.53 | 61.54 | 0.01 | 0
2040 | MISO_W_2_MISO_WUMS | MISO_W | MISO_WUMS | Internal | Winter | B19 | 700 | 1629 | 1629 | 55.88 | 57.21 | 0.01 | 1.32
2040 | MISO_W_2_MISO_WUMS | MISO_W | MISO_WUMS | Internal | Winter | B20 | 935 | 1629 | 1629 | 51.32 | 55.03 | 0.01 | 3.7
2040 | MISO_W_2_NE | MISO_W | NE | Internal | Shoulder | B11 | 25 | 2800 | 0 | 91.31 | 91.31 | 7 | 0
2040 | MISO_W_2_NE | MISO_W | NE | Internal | Shoulder | B12 | 200 | 2800 | 0 | 69.83 | 64.83 | 7 | 0
2040 | MISO_W_2_NE | MISO_W | NE | Internal | Shoulder | B13 | 600 | 2800 | 0 | 58.44 | 58.44 | 7 | 0
2040 | MISO_W_2_NE | MISO_W | NE | Internal | Shoulder | B14 | 900 | 2800 | 0 | 56.37 | 54.69 | 7 | 0
2040 | MISO_W_2_NE | MISO_W | NE | Internal | Shoulder | B15 | 1203 | 2800 | 0 | 51.62 | 49.99 | 7 | 0
2040 | MISO_W_2_NE | MISO_W | NE | Internal | Summer | B1 | 10 | 2800 | 0.01 | 94.44 | 97.13 | 7 | 0
2040 | MISO_W_2_NE | MISO_W | NE | Internal | Summer | B2 | 25 | 2800 | 0 | 94.44 | 97.13 | 7 | 0
2040 | MISO_W_2_NE | MISO_W | NE | Internal | Summer | B3 | 75 | 2800 | 0 | 92.46 | 94.25 | 7 | 0
2040 | MISO_W_2_NE | MISO_W | NE | Internal | Summer | B4 | 100 | 2800 | 0 | 91.43 | 92.68 | 7 | 0
2040 | MISO_W_2_NE | MISO_W | NE | Internal | Summer | B5 | 200 | 2800 | 0 | 87.42 | 90.43 | 7 | 0
2040 | MISO_W_2_NE | MISO_W | NE | Internal | Summer | B6 | 300 | 2800 | 0 | 66.39 | 70.75 | 7 | 0
2040 | MISO_W_2_NE | MISO_W | NE | Internal | Summer | B7 | 400 | 2800 | 0 | 56.23 | 60.08 | 7 | 0
2040 | MISO_W_2_NE | MISO_W | NE | Internal | Summer | B8 | 500 | 2800 | 0 | 52.55 | 52.55 | 7 | 0
2040 | MISO_W_2_NE | MISO_W | NE | Internal | Summer | B9 | 800 | 2800 | 0 | 50.01 | 46.14 | 7 | 0
2040 | MISO_W_2_NE | MISO_W | NE | Internal | Summer | B10 | 1262 | 2800 | 0 | 47.78 | 42.78 | 7 | 0
2040 | MISO_W_2_NE | MISO_W | NE | Internal | Winter | B16 | 25 | 2800 | 0 | 93.29 | 93.29 | 7 | 0
2040 | MISO_W_2_NE | MISO_W | NE | Internal | Winter | B17 | 100 | 2800 | 0 | 70.47 | 65.47 | 7 | 0
2040 | MISO_W_2_NE | MISO_W | NE | Internal | Winter | B18 | 400 | 2800 | 0 | 61.53 | 60.58 | 7 | 0
2040 | MISO_W_2_NE | MISO_W | NE | Internal | Winter | B19 | 700 | 2800 | 0 | 55.88 | 58.39 | 7 | 0
2040 | MISO_W_2_NE | MISO_W | NE | Internal | Winter | B20 | 935 | 2800 | 0 | 51.32 | 46.86 | 7 | 0
2040 | MISO_W_2_PJM_ROR | MISO_W | PJM_ROR | Internal | Shoulder | B11 | 25 | 773 | 0 | 91.31 | 89.32 | 2 | 0
2040 | MISO_W_2_PJM_ROR | MISO_W | PJM_ROR | Internal | Shoulder | B12 | 200 | 773 | 0 | 69.83 | 71.15 | 2 | 0
2040 | MISO_W_2_PJM_ROR | MISO_W | PJM_ROR | Internal | Shoulder | B13 | 600 | 773 | 0 | 58.44 | 56.48 | 2 | 0
2040 | MISO_W_2_PJM_ROR | MISO_W | PJM_ROR | Internal | Shoulder | B14 | 900 | 773 | 0 | 56.37 | 54.41 | 2 | 0
2040 | MISO_W_2_PJM_ROR | MISO_W | PJM_ROR | Internal | Shoulder | B15 | 1203 | 773 | 0 | 51.62 | 51.58 | 2 | 0
2040 | MISO_W_2_PJM_ROR | MISO_W | PJM_ROR | Internal | Summer | B1 | 10 | 773 | 0 | 94.44 | 90.44 | 2 | 0
2040 | MISO_W_2_PJM_ROR | MISO_W | PJM_ROR | Internal | Summer | B2 | 25 | 773 | 0 | 94.44 | 90.44 | 2 | 0
2040 | MISO_W_2_PJM_ROR | MISO_W | PJM_ROR | Internal | Summer | B3 | 75 | 773 | 0 | 92.46 | 90.44 | 2 | 0
2040 | MISO_W_2_PJM_ROR | MISO_W | PJM_ROR | Internal | Summer | B4 | 100 | 773 | 0 | 91.43 | 89.43 | 2 | 0
2040 | MISO_W_2_PJM_ROR | MISO_W | PJM_ROR | Internal | Summer | B5 | 200 | 773 | 0 | 87.42 | 85.41 | 2 | 0
2040 | MISO_W_2_PJM_ROR | MISO_W | PJM_ROR | Internal | Summer | B6 | 300 | 773 | 0 | 66.39 | 64.38 | 2 | 0
2040 | MISO_W_2_PJM_ROR | MISO_W | PJM_ROR | Internal | Summer | B7 | 400 | 773 | 0 | 56.23 | 54.24 | 2 | 0
2040 | MISO_W_2_PJM_ROR | MISO_W | PJM_ROR | Internal | Summer | B8 | 500 | 773 | 0 | 52.55 | 50.56 | 2 | 0
2040 | MISO_W_2_PJM_ROR | MISO_W | PJM_ROR | Internal | Summer | B9 | 800 | 773 | 0 | 50.01 | 49.78 | 2 | 0
2040 | MISO_W_2_PJM_ROR | MISO_W | PJM_ROR | Internal | Summer | B10 | 1262 | 773 | 550.51 | 47.78 | 49.78 | 2 | 0
2040 | MISO_W_2_PJM_ROR | MISO_W | PJM_ROR | Internal | Winter | B16 | 25 | 773 | 0.01 | 93.29 | 93.54 | 2 | 0
2040 | MISO_W_2_PJM_ROR | MISO_W | PJM_ROR | Internal | Winter | B17 | 100 | 773 | 773 | 70.47 | 74 | 2 | 1.53
2040 | MISO_W_2_PJM_ROR | MISO_W | PJM_ROR | Internal | Winter | B18 | 400 | 773 | 690.21 | 61.53 | 63.53 | 2 | 0
2040 | MISO_W_2_PJM_ROR | MISO_W | PJM_ROR | Internal | Winter | B19 | 700 | 773 | 312.92 | 55.88 | 57.88 | 2 | 0
2040 | MISO_W_2_PJM_ROR | MISO_W | PJM_ROR | Internal | Winter | B20 | 935 | 773 | 773 | 51.32 | 55.54 | 2 | 2.22
2040 | MISO_W_2_SPP_N | MISO_W | SPP_N | Internal | Shoulder | B11 | 25 | 3200 | 0 | 91.31 | 94.6 | 7 | 0
2040 | MISO_W_2_SPP_N | MISO_W | SPP_N | Internal | Shoulder | B12 | 200 | 3200 | 0 | 69.83 | 64.84 | 7 | 0
2040 | MISO_W_2_SPP_N | MISO_W | SPP_N | Internal | Shoulder | B13 | 600 | 3200 | 0 | 58.44 | 59.24 | 7 | 0
2040 | MISO_W_2_SPP_N | MISO_W | SPP_N | Internal | Shoulder | B14 | 900 | 3200 | 0 | 56.37 | 54.71 | 7 | 0
2040 | MISO_W_2_SPP_N | MISO_W | SPP_N | Internal | Shoulder | B15 | 1203 | 3200 | 0 | 51.62 | 54.26 | 7 | 0
2040 | MISO_W_2_SPP_N | MISO_W | SPP_N | Internal | Summer | B1 | 10 | 3200 | 0.01 | 94.44 | 97.14 | 7 | 0
2040 | MISO_W_2_SPP_N | MISO_W | SPP_N | Internal | Summer | B2 | 25 | 3200 | 0 | 94.44 | 97.14 | 7 | 0
2040 | MISO_W_2_SPP_N | MISO_W | SPP_N | Internal | Summer | B3 | 75 | 3200 | 0 | 92.46 | 94.26 | 7 | 0
2040 | MISO_W_2_SPP_N | MISO_W | SPP_N | Internal | Summer | B4 | 100 | 3200 | 0 | 91.43 | 94.26 | 7 | 0
2040 | MISO_W_2_SPP_N | MISO_W | SPP_N | Internal | Summer | B5 | 200 | 3200 | 0 | 87.42 | 91.71 | 7 | 0
2040 | MISO_W_2_SPP_N | MISO_W | SPP_N | Internal | Summer | B6 | 300 | 3200 | 806.87 | 66.39 | 73.39 | 7 | 0
2040 | MISO_W_2_SPP_N | MISO_W | SPP_N | Internal | Summer | B7 | 400 | 3200 | 0 | 56.23 | 60.09 | 7 | 0
2040 | MISO_W_2_SPP_N | MISO_W | SPP_N | Internal | Summer | B8 | 500 | 3200 | 0 | 52.55 | 57.42 | 7 | 0
2040 | MISO_W_2_SPP_N | MISO_W | SPP_N | Internal | Summer | B9 | 800 | 3200 | 331.18 | 50.01 | 57.01 | 7 | 0
2040 | MISO_W_2_SPP_N | MISO_W | SPP_N | Internal | Summer | B10 | 1262 | 3200 | 0 | 47.78 | 52.5 | 7 | 0
2040 | MISO_W_2_SPP_N | MISO_W | SPP_N | Internal | Winter | B16 | 25 | 3200 | 0 | 93.29 | 93.31 | 7 | 0
2040 | MISO_W_2_SPP_N | MISO_W | SPP_N | Internal | Winter | B17 | 100 | 3200 | 0 | 70.47 | 65.48 | 7 | 0
2040 | MISO_W_2_SPP_N | MISO_W | SPP_N | Internal | Winter | B18 | 400 | 3200 | 0 | 61.53 | 60.59 | 7 | 0
2040 | MISO_W_2_SPP_N | MISO_W | SPP_N | Internal | Winter | B19 | 700 | 3200 | 0 | 55.88 | 58.4 | 7 | 0
2040 | MISO_W_2_SPP_N | MISO_W | SPP_N | Internal | Winter | B20 | 935 | 3200 | 0 | 51.32 | 51.35 | 7 | 0
2040 | MISO_WUMS_2_MISO_MI | MISO_WUMS | MISO_MI | Internal | Shoulder | B11 | 25 | 99 | 98.95 | 91.01 | 91.32 | 0.01 | 0.3
2040 | MISO_WUMS_2_MISO_MI | MISO_WUMS | MISO_MI | Internal | Shoulder | B12 | 200 | 99 | 99 | 69.84 | 70.97 | 0.01 | 1.12
2040 | MISO_WUMS_2_MISO_MI | MISO_WUMS | MISO_MI | Internal | Shoulder | B13 | 600 | 99 | 98.98 | 58.43 | 58.48 | 0.01 | 0.04
2040 | MISO_WUMS_2_MISO_MI | MISO_WUMS | MISO_MI | Internal | Shoulder | B14 | 900 | 99 | 98.96 | 56.38 | 56.41 | 0.01 | 0.01
2040 | MISO_WUMS_2_MISO_MI | MISO_WUMS | MISO_MI | Internal | Shoulder | B15 | 1203 | 99 | 99 | 51.69 | 53.58 | 0.01 | 1.88
2040 | MISO_WUMS_2_MISO_MI | MISO_WUMS | MISO_MI | Internal | Summer | B1 | 10 | 99 | 98.99 | 87.99 | 94.48 | 0.01 | 6.47
2040 | MISO_WUMS_2_MISO_MI | MISO_WUMS | MISO_MI | Internal | Summer | B2 | 25 | 99 | 99 | 87.99 | 94.48 | 0.01 | 6.47
2040 | MISO_WUMS_2_MISO_MI | MISO_WUMS | MISO_MI | Internal | Summer | B3 | 75 | 99 | 99 | 87.99 | 92.45 | 0.01 | 4.45
2040 | MISO_WUMS_2_MISO_MI | MISO_WUMS | MISO_MI | Internal | Summer | B4 | 100 | 99 | 99 | 87.99 | 91.43 | 0.01 | 3.42
2040 | MISO_WUMS_2_MISO_MI | MISO_WUMS | MISO_MI | Internal | Summer | B5 | 200 | 99 | 98.83 | 87.41 | 87.43 | 0.01 | 0.01
2040 | MISO_WUMS_2_MISO_MI | MISO_WUMS | MISO_MI | Internal | Summer | B6 | 300 | 99 | 98.89 | 66.38 | 66.4 | 0.01 | 0.01
2040 | MISO_WUMS_2_MISO_MI | MISO_WUMS | MISO_MI | Internal | Summer | B7 | 400 | 99 | 98.92 | 56.22 | 56.24 | 0.01 | 0.01
2040 | MISO_WUMS_2_MISO_MI | MISO_WUMS | MISO_MI | Internal | Summer | B8 | 500 | 99 | 99 | 52.56 | 53.66 | 0.01 | 1.09
2040 | MISO_WUMS_2_MISO_MI | MISO_WUMS | MISO_MI | Internal | Summer | B9 | 800 | 99 | 99 | 50.02 | 51.78 | 0.01 | 1.75
2040 | MISO_WUMS_2_MISO_MI | MISO_WUMS | MISO_MI | Internal | Summer | B10 | 1262 | 99 | 99 | 49.9 | 51.78 | 0.01 | 1.87
2040 | MISO_WUMS_2_MISO_MI | MISO_WUMS | MISO_MI | Internal | Winter | B16 | 25 | 99 | 62.31 | 95.54 | 95.55 | 0.01 | 0
2040 | MISO_WUMS_2_MISO_MI | MISO_WUMS | MISO_MI | Internal | Winter | B17 | 100 | 99 | 99 | 72 | 73.27 | 0.01 | 1.26
2040 | MISO_WUMS_2_MISO_MI | MISO_WUMS | MISO_MI | Internal | Winter | B18 | 400 | 99 | 98.91 | 61.54 | 61.57 | 0.01 | 0.01
2040 | MISO_WUMS_2_MISO_MI | MISO_WUMS | MISO_MI | Internal | Winter | B19 | 700 | 99 | 0.02 | 57.21 | 57.2 | 0.01 | 0
2040 | MISO_WUMS_2_MISO_MI | MISO_WUMS | MISO_MI | Internal | Winter | B20 | 935 | 99 | 98.97 | 55.03 | 55.06 | 0.01 | 0.02
2040 | MISO_WUMS_2_MISO_W | MISO_WUMS | MISO_W | Internal | Shoulder | B11 | 25 | 1137 | 1136.95 | 91.01 | 91.31 | 0.01 | 0.29
2040 | MISO_WUMS_2_MISO_W | MISO_WUMS | MISO_W | Internal | Shoulder | B12 | 200 | 1137 | 0.09 | 69.84 | 69.83 | 0.01 | 0
2040 | MISO_WUMS_2_MISO_W | MISO_WUMS | MISO_W | Internal | Shoulder | B13 | 600 | 1137 | 353.33 | 58.43 | 58.44 | 0.01 | 0
2040 | MISO_WUMS_2_MISO_W | MISO_WUMS | MISO_W | Internal | Shoulder | B14 | 900 | 1137 | 0.02 | 56.38 | 56.37 | 0.01 | 0
2040 | MISO_WUMS_2_MISO_W | MISO_WUMS | MISO_W | Internal | Shoulder | B15 | 1203 | 1137 | 0 | 51.69 | 51.62 | 0.01 | 0
2040 | MISO_WUMS_2_MISO_W | MISO_WUMS | MISO_W | Internal | Summer | B1 | 10 | 1137 | 1136.99 | 87.99 | 94.44 | 0.01 | 6.44
2040 | MISO_WUMS_2_MISO_W | MISO_WUMS | MISO_W | Internal | Summer | B2 | 25 | 1137 | 1137 | 87.99 | 94.44 | 0.01 | 6.44
2040 | MISO_WUMS_2_MISO_W | MISO_WUMS | MISO_W | Internal | Summer | B3 | 75 | 1137 | 1137 | 87.99 | 92.46 | 0.01 | 4.46
2040 | MISO_WUMS_2_MISO_W | MISO_WUMS | MISO_W | Internal | Summer | B4 | 100 | 1137 | 1137 | 87.99 | 91.43 | 0.01 | 3.42
2040 | MISO_WUMS_2_MISO_W | MISO_WUMS | MISO_W | Internal | Summer | B5 | 200 | 1137 | 350.01 | 87.41 | 87.42 | 0.01 | 0
2040 | MISO_WUMS_2_MISO_W | MISO_WUMS | MISO_W | Internal | Summer | B6 | 300 | 1137 | 259.31 | 66.38 | 66.39 | 0.01 | 0
2040 | MISO_WUMS_2_MISO_W | MISO_WUMS | MISO_W | Internal | Summer | B7 | 400 | 1137 | 801.34 | 56.22 | 56.23 | 0.01 | 0
2040 | MISO_WUMS_2_MISO_W | MISO_WUMS | MISO_W | Internal | Summer | B8 | 500 | 1137 | 0.04 | 52.56 | 52.55 | 0.01 | 0
2040 | MISO_WUMS_2_MISO_W | MISO_WUMS | MISO_W | Internal | Summer | B9 | 800 | 1137 | 0.02 | 50.02 | 50.01 | 0.01 | 0
2040 | MISO_WUMS_2_MISO_W | MISO_WUMS | MISO_W | Internal | Summer | B10 | 1262 | 1137 | 0 | 49.9 | 47.78 | 0.01 | 0
2040 | MISO_WUMS_2_MISO_W | MISO_WUMS | MISO_W | Internal | Winter | B16 | 25 | 1137 | 0 | 95.54 | 93.29 | 0.01 | 0
2040 | MISO_WUMS_2_MISO_W | MISO_WUMS | MISO_W | Internal | Winter | B17 | 100 | 1137 | 0 | 72 | 70.47 | 0.01 | 0
2040 | MISO_WUMS_2_MISO_W | MISO_WUMS | MISO_W | Internal | Winter | B18 | 400 | 1137 | 0.05 | 61.54 | 61.53 | 0.01 | 0
2040 | MISO_WUMS_2_MISO_W | MISO_WUMS | MISO_W | Internal | Winter | B19 | 700 | 1137 | 0 | 57.21 | 55.88 | 0.01 | 0
2040 | MISO_WUMS_2_MISO_W | MISO_WUMS | MISO_W | Internal | Winter | B20 | 935 | 1137 | 0 | 55.03 | 51.32 | 0.01 | 0
2040 | MISO_WUMS_2_PJM_ROR | MISO_WUMS | PJM_ROR | Internal | Shoulder | B11 | 25 | 1600 | 0 | 91.01 | 89.32 | 2 | 0
2040 | MISO_WUMS_2_PJM_ROR | MISO_WUMS | PJM_ROR | Internal | Shoulder | B12 | 200 | 1600 | 0 | 69.84 | 71.15 | 2 | 0
2040 | MISO_WUMS_2_PJM_ROR | MISO_WUMS | PJM_ROR | Internal | Shoulder | B13 | 600 | 1600 | 0 | 58.43 | 56.48 | 2 | 0
2040 | MISO_WUMS_2_PJM_ROR | MISO_WUMS | PJM_ROR | Internal | Shoulder | B14 | 900 | 1600 | 0 | 56.38 | 54.41 | 2 | 0
2040 | MISO_WUMS_2_PJM_ROR | MISO_WUMS | PJM_ROR | Internal | Shoulder | B15 | 1203 | 1600 | 0 | 51.69 | 51.58 | 2 | 0
2040 | MISO_WUMS_2_PJM_ROR | MISO_WUMS | PJM_ROR | Internal | Summer | B1 | 10 | 1600 | 1599.9 | 87.99 | 90.44 | 2 | 0.45
2040 | MISO_WUMS_2_PJM_ROR | MISO_WUMS | PJM_ROR | Internal | Summer | B2 | 25 | 1600 | 1599.96 | 87.99 | 90.44 | 2 | 0.45
2040 | MISO_WUMS_2_PJM_ROR | MISO_WUMS | PJM_ROR | Internal | Summer | B3 | 75 | 1600 | 1599.99 | 87.99 | 90.44 | 2 | 0.45
2040 | MISO_WUMS_2_PJM_ROR | MISO_WUMS | PJM_ROR | Internal | Summer | B4 | 100 | 1600 | 0 | 87.99 | 89.43 | 2 | 0
2040 | MISO_WUMS_2_PJM_ROR | MISO_WUMS | PJM_ROR | Internal | Summer | B5 | 200 | 1600 | 0 | 87.41 | 85.41 | 2 | 0
2040 | MISO_WUMS_2_PJM_ROR | MISO_WUMS | PJM_ROR | Internal | Summer | B6 | 300 | 1600 | 0 | 66.38 | 64.38 | 2 | 0
2040 | MISO_WUMS_2_PJM_ROR | MISO_WUMS | PJM_ROR | Internal | Summer | B7 | 400 | 1600 | 0 | 56.22 | 54.24 | 2 | 0
2040 | MISO_WUMS_2_PJM_ROR | MISO_WUMS | PJM_ROR | Internal | Summer | B8 | 500 | 1600 | 0 | 52.56 | 50.56 | 2 | 0
2040 | MISO_WUMS_2_PJM_ROR | MISO_WUMS | PJM_ROR | Internal | Summer | B9 | 800 | 1600 | 0 | 50.02 | 49.78 | 2 | 0
2040 | MISO_WUMS_2_PJM_ROR | MISO_WUMS | PJM_ROR | Internal | Summer | B10 | 1262 | 1600 | 0 | 49.9 | 49.78 | 2 | 0
2040 | MISO_WUMS_2_PJM_ROR | MISO_WUMS | PJM_ROR | Internal | Winter | B16 | 25 | 1600 | 0 | 95.54 | 93.54 | 2 | 0
2040 | MISO_WUMS_2_PJM_ROR | MISO_WUMS | PJM_ROR | Internal | Winter | B17 | 100 | 1600 | 305.29 | 72 | 74 | 2 | 0
2040 | MISO_WUMS_2_PJM_ROR | MISO_WUMS | PJM_ROR | Internal | Winter | B18 | 400 | 1600 | 0.09 | 61.54 | 63.53 | 2 | 0
2040 | MISO_WUMS_2_PJM_ROR | MISO_WUMS | PJM_ROR | Internal | Winter | B19 | 700 | 1600 | 0 | 57.21 | 57.88 | 2 | 0
2040 | MISO_WUMS_2_PJM_ROR | MISO_WUMS | PJM_ROR | Internal | Winter | B20 | 935 | 1600 | 0 | 55.03 | 55.54 | 2 | 0
2040 | NE_2_MAPP_US | NE | MAPP_US | Internal | Shoulder | B11 | 25 | 1600 | 0 | 91.31 | 84.31 | 5 | 0
2040 | NE_2_MAPP_US | NE | MAPP_US | Internal | Shoulder | B12 | 200 | 1600 | 0 | 64.83 | 62.83 | 5 | 0
2040 | NE_2_MAPP_US | NE | MAPP_US | Internal | Shoulder | B13 | 600 | 1600 | 0 | 58.44 | 51.44 | 5 | 0
2040 | NE_2_MAPP_US | NE | MAPP_US | Internal | Shoulder | B14 | 900 | 1600 | 0 | 54.69 | 49.37 | 5 | 0
2040 | NE_2_MAPP_US | NE | MAPP_US | Internal | Shoulder | B15 | 1203 | 1600 | 0 | 49.99 | 47.14 | 5 | 0
2040 | NE_2_MAPP_US | NE | MAPP_US | Internal | Summer | B1 | 10 | 1600 | 0 | 97.13 | 90.13 | 5 | 0
2040 | NE_2_MAPP_US | NE | MAPP_US | Internal | Summer | B2 | 25 | 1600 | 0 | 97.13 | 90.13 | 5 | 0
2040 | NE_2_MAPP_US | NE | MAPP_US | Internal | Summer | B3 | 75 | 1600 | 0 | 94.25 | 87.25 | 5 | 0
2040 | NE_2_MAPP_US | NE | MAPP_US | Internal | Summer | B4 | 100 | 1600 | 0 | 92.68 | 85.68 | 5 | 0
2040 | NE_2_MAPP_US | NE | MAPP_US | Internal | Summer | B5 | 200 | 1600 | 0 | 90.43 | 83.43 | 5 | 0
2040 | NE_2_MAPP_US | NE | MAPP_US | Internal | Summer | B6 | 300 | 1600 | 0 | 70.75 | 63.75 | 5 | 0
2040 | NE_2_MAPP_US | NE | MAPP_US | Internal | Summer | B7 | 400 | 1600 | 0 | 60.08 | 53.08 | 5 | 0
2040 | NE_2_MAPP_US | NE | MAPP_US | Internal | Summer | B8 | 500 | 1600 | 0 | 52.55 | 45.55 | 5 | 0
2040 | NE_2_MAPP_US | NE | MAPP_US | Internal | Summer | B9 | 800 | 1600 | 0 | 46.14 | 43.01 | 5 | 0
2040 | NE_2_MAPP_US | NE | MAPP_US | Internal | Summer | B10 | 1262 | 1600 | 0 | 42.78 | 40.78 | 5 | 0
2040 | NE_2_MAPP_US | NE | MAPP_US | Internal | Winter | B16 | 25 | 1600 | 0 | 93.29 | 86.29 | 5 | 0
2040 | NE_2_MAPP_US | NE | MAPP_US | Internal | Winter | B17 | 100 | 1600 | 0 | 65.47 | 63.47 | 5 | 0
2040 | NE_2_MAPP_US | NE | MAPP_US | Internal | Winter | B18 | 400 | 1600 | 0 | 60.58 | 54.53 | 5 | 0
2040 | NE_2_MAPP_US | NE | MAPP_US | Internal | Winter | B19 | 700 | 1600 | 0 | 58.39 | 54.53 | 5 | 0
2040 | NE_2_MAPP_US | NE | MAPP_US | Internal | Winter | B20 | 935 | 1600 | 0 | 46.86 | 46.96 | 5 | 0
2040 | NE_2_MISO_W | NE | MISO_W | Internal | Shoulder | B11 | 25 | 1600 | 0 | 91.31 | 91.31 | 5 | 0
2040 | NE_2_MISO_W | NE | MISO_W | Internal | Shoulder | B12 | 200 | 1600 | 153.95 | 64.83 | 69.83 | 5 | 0
2040 | NE_2_MISO_W | NE | MISO_W | Internal | Shoulder | B13 | 600 | 1600 | 0 | 58.44 | 58.44 | 5 | 0
2040 | NE_2_MISO_W | NE | MISO_W | Internal | Shoulder | B14 | 900 | 1600 | 0 | 54.69 | 56.37 | 5 | 0
2040 | NE_2_MISO_W | NE | MISO_W | Internal | Shoulder | B15 | 1203 | 1600 | 0 | 49.99 | 51.62 | 5 | 0
2040 | NE_2_MISO_W | NE | MISO_W | Internal | Summer | B1 | 10 | 1600 | 0 | 97.13 | 94.44 | 5 | 0
2040 | NE_2_MISO_W | NE | MISO_W | Internal | Summer | B2 | 25 | 1600 | 0 | 97.13 | 94.44 | 5 | 0
2040 | NE_2_MISO_W | NE | MISO_W | Internal | Summer | B3 | 75 | 1600 | 0 | 94.25 | 92.46 | 5 | 0
2040 | NE_2_MISO_W | NE | MISO_W | Internal | Summer | B4 | 100 | 1600 | 0 | 92.68 | 91.43 | 5 | 0
2040 | NE_2_MISO_W | NE | MISO_W | Internal | Summer | B5 | 200 | 1600 | 0 | 90.43 | 87.42 | 5 | 0
2040 | NE_2_MISO_W | NE | MISO_W | Internal | Summer | B6 | 300 | 1600 | 0 | 70.75 | 66.39 | 5 | 0
2040 | NE_2_MISO_W | NE | MISO_W | Internal | Summer | B7 | 400 | 1600 | 0 | 60.08 | 56.23 | 5 | 0
2040 | NE_2_MISO_W | NE | MISO_W | Internal | Summer | B8 | 500 | 1600 | 0 | 52.55 | 52.55 | 5 | 0
2040 | NE_2_MISO_W | NE | MISO_W | Internal | Summer | B9 | 800 | 1600 | 0 | 46.14 | 50.01 | 5 | 0
2040 | NE_2_MISO_W | NE | MISO_W | Internal | Summer | B10 | 1262 | 1600 | 637.62 | 42.78 | 47.78 | 5 | 0
2040 | NE_2_MISO_W | NE | MISO_W | Internal | Winter | B16 | 25 | 1600 | 0 | 93.29 | 93.29 | 5 | 0
2040 | NE_2_MISO_W | NE | MISO_W | Internal | Winter | B17 | 100 | 1600 | 136.56 | 65.47 | 70.47 | 5 | 0
2040 | NE_2_MISO_W | NE | MISO_W | Internal | Winter | B18 | 400 | 1600 | 0 | 60.58 | 61.53 | 5 | 0
2040 | NE_2_MISO_W | NE | MISO_W | Internal | Winter | B19 | 700 | 1600 | 0 | 58.39 | 55.88 | 5 | 0
2040 | NE_2_MISO_W | NE | MISO_W | Internal | Winter | B20 | 935 | 1600 | 0 | 46.86 | 51.32 | 5 | 0
2040 | NE_2_SPP_N | NE | SPP_N | Internal | Shoulder | B11 | 25 | 1800 | 1799.99 | 91.31 | 94.6 | 0.01 | 3.28
2040 | NE_2_SPP_N | NE | SPP_N | Internal | Shoulder | B12 | 200 | 1800 | 779.75 | 64.83 | 64.84 | 0.01 | 0
2040 | NE_2_SPP_N | NE | SPP_N | Internal | Shoulder | B13 | 600 | 1800 | 1800 | 58.44 | 59.24 | 0.01 | 0.79
2040 | NE_2_SPP_N | NE | SPP_N | Internal | Shoulder | B14 | 900 | 1800 | 1428.58 | 54.69 | 54.71 | 0.01 | 0
2040 | NE_2_SPP_N | NE | SPP_N | Internal | Shoulder | B15 | 1203 | 1800 | 1800 | 49.99 | 54.26 | 0.01 | 4.26
2040 | NE_2_SPP_N | NE | SPP_N | Internal | Summer | B1 | 10 | 1800 | 1613.86 | 97.13 | 97.14 | 0.01 | 0
2040 | NE_2_SPP_N | NE | SPP_N | Internal | Summer | B2 | 25 | 1800 | 1515.97 | 97.13 | 97.14 | 0.01 | 0
2040 | NE_2_SPP_N | NE | SPP_N | Internal | Summer | B3 | 75 | 1800 | 861.4 | 94.25 | 94.26 | 0.01 | 0
2040 | NE_2_SPP_N | NE | SPP_N | Internal | Summer | B4 | 100 | 1800 | 1800 | 92.68 | 94.26 | 0.01 | 1.57
2040 | NE_2_SPP_N | NE | SPP_N | Internal | Summer | B5 | 200 | 1800 | 1800 | 90.43 | 91.71 | 0.01 | 1.27
2040 | NE_2_SPP_N | NE | SPP_N | Internal | Summer | B6 | 300 | 1800 | 1800 | 70.75 | 73.39 | 0.01 | 2.63
2040 | NE_2_SPP_N | NE | SPP_N | Internal | Summer | B7 | 400 | 1800 | 1607.51 | 60.08 | 60.09 | 0.01 | 0
2040 | NE_2_SPP_N | NE | SPP_N | Internal | Summer | B8 | 500 | 1800 | 1800 | 52.55 | 57.42 | 0.01 | 4.86
2040 | NE_2_SPP_N | NE | SPP_N | Internal | Summer | B9 | 800 | 1800 | 1800 | 46.14 | 57.01 | 0.01 | 10.86
2040 | NE_2_SPP_N | NE | SPP_N | Internal | Summer | B10 | 1262 | 1800 | 1800 | 42.78 | 52.5 | 0.01 | 9.71
2040 | NE_2_SPP_N | NE | SPP_N | Internal | Winter | B16 | 25 | 1800 | 1658.17 | 93.29 | 93.31 | 0.01 | 0
2040 | NE_2_SPP_N | NE | SPP_N | Internal | Winter | B17 | 100 | 1800 | 951.05 | 65.47 | 65.48 | 0.01 | 0
2040 | NE_2_SPP_N | NE | SPP_N | Internal | Winter | B18 | 400 | 1800 | 1244.23 | 60.58 | 60.59 | 0.01 | 0
2040 | NE_2_SPP_N | NE | SPP_N | Internal | Winter | B19 | 700 | 1800 | 1398.39 | 58.39 | 58.4 | 0.01 | 0
2040 | NE_2_SPP_N | NE | SPP_N | Internal | Winter | B20 | 935 | 1800 | 1800 | 46.86 | 51.35 | 0.01 | 4.48
2040 | NEISO_2_NYISO_A-F | NEISO | NYISO_A-F | Internal | Shoulder | B11 | 25 | 600 | 600 | 48.97 | 63.14 | 3 | 11.17
2040 | NEISO_2_NYISO_A-F | NEISO | NYISO_A-F | Internal | Shoulder | B12 | 200 | 600 | 600 | 48.97 | 63.13 | 3 | 11.16
2040 | NEISO_2_NYISO_A-F | NEISO | NYISO_A-F | Internal | Shoulder | B13 | 600 | 600 | 600 | 48.97 | 52.65 | 3 | 0.68
2040 | NEISO_2_NYISO_A-F | NEISO | NYISO_A-F | Internal | Shoulder | B14 | 900 | 600 | 599.99 | 48.97 | 52.05 | 3 | 0.08
2040 | NEISO_2_NYISO_A-F | NEISO | NYISO_A-F | Internal | Shoulder | B15 | 1203 | 600 | 600 | 48.97 | 52.05 | 3 | 0.08
2040 | NEISO_2_NYISO_A-F | NEISO | NYISO_A-F | Internal | Summer | B1 | 10 | 600 | 0.03 | 74.2 | 75.56 | 3 | 0
2040 | NEISO_2_NYISO_A-F | NEISO | NYISO_A-F | Internal | Summer | B2 | 25 | 600 | 1.47 | 74.2 | 77.19 | 3 | 0
2040 | NEISO_2_NYISO_A-F | NEISO | NYISO_A-F | Internal | Summer | B3 | 75 | 600 | 0 | 74.2 | 75.27 | 3 | 0
2040 | NEISO_2_NYISO_A-F | NEISO | NYISO_A-F | Internal | Summer | B4 | 100 | 600 | 104.52 | 67.85 | 70.85 | 3 | 0
2040 | NEISO_2_NYISO_A-F | NEISO | NYISO_A-F | Internal | Summer | B5 | 200 | 600 | 600 | 62.63 | 68.37 | 3 | 2.74
2040 | NEISO_2_NYISO_A-F | NEISO | NYISO_A-F | Internal | Summer | B6 | 300 | 600 | 600 | 50.16 | 56.37 | 3 | 3.21
2040 | NEISO_2_NYISO_A-F | NEISO | NYISO_A-F | Internal | Summer | B7 | 400 | 600 | 600 | 45.19 | 51.36 | 3 | 3.17
2040 | NEISO_2_NYISO_A-F | NEISO | NYISO_A-F | Internal | Summer | B8 | 500 | 600 | 600 | 45.19 | 51.36 | 3 | 3.17
2040 | NEISO_2_NYISO_A-F | NEISO | NYISO_A-F | Internal | Summer | B9 | 800 | 600 | 600 | 45.19 | 51.36 | 3 | 3.17
2040 | NEISO_2_NYISO_A-F | NEISO | NYISO_A-F | Internal | Summer | B10 | 1262 | 600 | 600 | 45.19 | 51.36 | 3 | 3.17
2040 | NEISO_2_NYISO_A-F | NEISO | NYISO_A-F | Internal | Winter | B16 | 25 | 600 | 600 | 60.59 | 85.53 | 3 | 21.94
2040 | NEISO_2_NYISO_A-F | NEISO | NYISO_A-F | Internal | Winter | B17 | 100 | 600 | 600 | 60.59 | 65.98 | 3 | 2.4
2040 | NEISO_2_NYISO_A-F | NEISO | NYISO_A-F | Internal | Winter | B18 | 400 | 600 | 0 | 60.59 | 60.85 | 3 | 0
2040 | NEISO_2_NYISO_A-F | NEISO | NYISO_A-F | Internal | Winter | B19 | 700 | 600 | 0 | 60.59 | 60.85 | 3 | 0
2040 | NEISO_2_NYISO_A-F | NEISO | NYISO_A-F | Internal | Winter | B20 | 935 | 600 | 0 | 60.59 | 60.85 | 3 | 0
2040 | NEISO_2_NYISO_G-I | NEISO | NYISO_G-I | Internal | Shoulder | B11 | 25 | 600 | 600 | 48.97 | 63.15 | 3 | 11.18
2040 | NEISO_2_NYISO_G-I | NEISO | NYISO_G-I | Internal | Shoulder | B12 | 200 | 600 | 600 | 48.97 | 63.15 | 3 | 11.18
2040 | NEISO_2_NYISO_G-I | NEISO | NYISO_G-I | Internal | Shoulder | B13 | 600 | 600 | 600 | 48.97 | 52.66 | 3 | 0.7
2040 | NEISO_2_NYISO_G-I | NEISO | NYISO_G-I | Internal | Shoulder | B14 | 900 | 600 | 599.99 | 48.97 | 52.06 | 3 | 0.09
2040 | NEISO_2_NYISO_G-I | NEISO | NYISO_G-I | Internal | Shoulder | B15 | 1203 | 600 | 599.99 | 48.97 | 52.04 | 3 | 0.07
2040 | NEISO_2_NYISO_G-I | NEISO | NYISO_G-I | Internal | Summer | B1 | 10 | 600 | 0.03 | 74.2 | 75.57 | 3 | 0
2040 | NEISO_2_NYISO_G-I | NEISO | NYISO_G-I | Internal | Summer | B2 | 25 | 600 | 508.49 | 74.2 | 77.2 | 3 | 0
2040 | NEISO_2_NYISO_G-I | NEISO | NYISO_G-I | Internal | Summer | B3 | 75 | 600 | 0 | 74.2 | 75.29 | 3 | 0
2040 | NEISO_2_NYISO_G-I | NEISO | NYISO_G-I | Internal | Summer | B4 | 100 | 600 | 599.62 | 67.85 | 70.87 | 3 | 0.01
2040 | NEISO_2_NYISO_G-I | NEISO | NYISO_G-I | Internal | Summer | B5 | 200 | 600 | 600 | 62.63 | 68.38 | 3 | 2.75
2040 | NEISO_2_NYISO_G-I | NEISO | NYISO_G-I | Internal | Summer | B6 | 300 | 600 | 600 | 50.16 | 56.38 | 3 | 3.22
2040 | NEISO_2_NYISO_G-I | NEISO | NYISO_G-I | Internal | Summer | B7 | 400 | 600 | 600 | 45.19 | 51.37 | 3 | 3.18
2040 | NEISO_2_NYISO_G-I | NEISO | NYISO_G-I | Internal | Summer | B8 | 500 | 600 | 600 | 45.19 | 51.37 | 3 | 3.18
2040 | NEISO_2_NYISO_G-I | NEISO | NYISO_G-I | Internal | Summer | B9 | 800 | 600 | 600 | 45.19 | 51.37 | 3 | 3.18
2040 | NEISO_2_NYISO_G-I | NEISO | NYISO_G-I | Internal | Summer | B10 | 1262 | 600 | 600 | 45.19 | 48.83 | 3 | 0.64
2040 | NEISO_2_NYISO_G-I | NEISO | NYISO_G-I | Internal | Winter | B16 | 25 | 600 | 600 | 60.59 | 85.54 | 3 | 21.95
2040 | NEISO_2_NYISO_G-I | NEISO | NYISO_G-I | Internal | Winter | B17 | 100 | 600 | 600 | 60.59 | 66 | 3 | 2.41
2040 | NEISO_2_NYISO_G-I | NEISO | NYISO_G-I | Internal | Winter | B18 | 400 | 600 | 0 | 60.59 | 60.87 | 3 | 0
2040 | NEISO_2_NYISO_G-I | NEISO | NYISO_G-I | Internal | Winter | B19 | 700 | 600 | 0 | 60.59 | 60.86 | 3 | 0
2040 | NEISO_2_NYISO_G-I | NEISO | NYISO_G-I | Internal | Winter | B20 | 935 | 600 | 0 | 60.59 | 60.86 | 3 | 0
2040 | NEISO_2_NYISO_J-K | NEISO | NYISO_J-K | Internal | Shoulder | B11 | 25 | 430 | 430 | 48.97 | 70.74 | 3 | 18.77
2040 | NEISO_2_NYISO_J-K | NEISO | NYISO_J-K | Internal | Shoulder | B12 | 200 | 430 | 430 | 48.97 | 70.74 | 3 | 18.77
2040 | NEISO_2_NYISO_J-K | NEISO | NYISO_J-K | Internal | Shoulder | B13 | 600 | 430 | 430 | 48.97 | 70.74 | 3 | 18.77
2040 | NEISO_2_NYISO_J-K | NEISO | NYISO_J-K | Internal | Shoulder | B14 | 900 | 430 | 430 | 48.97 | 53.02 | 3 | 1.05
2040 | NEISO_2_NYISO_J-K | NEISO | NYISO_J-K | Internal | Shoulder | B15 | 1203 | 430 | 430 | 48.97 | 52.05 | 3 | 0.08
2040 | NEISO_2_NYISO_J-K | NEISO | NYISO_J-K | Internal | Summer | B1 | 10 | 430 | 0.03 | 74.2 | 75.58 | 3 | 0
2040 | NEISO_2_NYISO_J-K | NEISO | NYISO_J-K | Internal | Summer | B2 | 25 | 430 | 428.8 | 74.2 | 77.21 | 3 | 0.01
2040 | NEISO_2_NYISO_J-K | NEISO | NYISO_J-K | Internal | Summer | B3 | 75 | 430 | 0 | 74.2 | 75.3 | 3 | 0
2040 | NEISO_2_NYISO_J-K | NEISO | NYISO_J-K | Internal | Summer | B4 | 100 | 430 | 429.82 | 67.85 | 70.88 | 3 | 0.02
2040 | NEISO_2_NYISO_J-K | NEISO | NYISO_J-K | Internal | Summer | B5 | 200 | 430 | 430 | 62.63 | 68.39 | 3 | 2.76
2040 | NEISO_2_NYISO_J-K | NEISO | NYISO_J-K | Internal | Summer | B6 | 300 | 430 | 430 | 50.16 | 65.1 | 3 | 11.94
2040 | NEISO_2_NYISO_J-K | NEISO | NYISO_J-K | Internal | Summer | B7 | 400 | 430 | 430 | 45.19 | 65.1 | 3 | 16.9
2040 | NEISO_2_NYISO_J-K | NEISO | NYISO_J-K | Internal | Summer | B8 | 500 | 430 | 430 | 45.19 | 65.1 | 3 | 16.9
2040 | NEISO_2_NYISO_J-K | NEISO | NYISO_J-K | Internal | Summer | B9 | 800 | 430 | 430 | 45.19 | 52.54 | 3 | 4.35
2040 | NEISO_2_NYISO_J-K | NEISO | NYISO_J-K | Internal | Summer | B10 | 1262 | 430 | 430 | 45.19 | 48.84 | 3 | 0.65
2040 | NEISO_2_NYISO_J-K | NEISO | NYISO_J-K | Internal | Winter | B16 | 25 | 430 | 430 | 60.59 | 90.38 | 3 | 26.79
2040 | NEISO_2_NYISO_J-K | NEISO | NYISO_J-K | Internal | Winter | B17 | 100 | 430 | 430 | 60.59 | 90.38 | 3 | 26.79
2040 | NEISO_2_NYISO_J-K | NEISO | NYISO_J-K | Internal | Winter | B18 | 400 | 430 | 430 | 60.59 | 89.88 | 3 | 26.3
2040 | NEISO_2_NYISO_J-K | NEISO | NYISO_J-K | Internal | Winter | B19 | 700 | 430 | 430 | 60.59 | 67.57 | 3 | 3.98
2040 | NEISO_2_NYISO_J-K | NEISO | NYISO_J-K | Internal | Winter | B20 | 935 | 430 | 0 | 60.59 | 63.48 | 3 | 0
2040 | NonRTO_Midwest_2_MISO_IN | NonRTO_Midwest | MISO_IN | Internal | Shoulder | B11 | 25 | 4450 | 0 | 99.31 | 91.31 | 8 | 0
2040 | NonRTO_Midwest_2_MISO_IN | NonRTO_Midwest | MISO_IN | Internal | Shoulder | B12 | 200 | 4450 | 0 | 78.96 | 70.96 | 8 | 0
2040 | NonRTO_Midwest_2_MISO_IN | NonRTO_Midwest | MISO_IN | Internal | Shoulder | B13 | 600 | 4450 | 0 | 61.02 | 58.46 | 8 | 0
2040 | NonRTO_Midwest_2_MISO_IN | NonRTO_Midwest | MISO_IN | Internal | Shoulder | B14 | 900 | 4450 | 0 | 55.58 | 56.39 | 8 | 0
2040 | NonRTO_Midwest_2_MISO_IN | NonRTO_Midwest | MISO_IN | Internal | Shoulder | B15 | 1203 | 4450 | 0 | 55.58 | 51.64 | 8 | 0
2040 | NonRTO_Midwest_2_MISO_IN | NonRTO_Midwest | MISO_IN | Internal | Summer | B1 | 10 | 4450 | 0 | 97.9 | 94.46 | 8 | 0
2040 | NonRTO_Midwest_2_MISO_IN | NonRTO_Midwest | MISO_IN | Internal | Summer | B2 | 25 | 4450 | 0 | 97.9 | 94.46 | 8 | 0
2040 | NonRTO_Midwest_2_MISO_IN | NonRTO_Midwest | MISO_IN | Internal | Summer | B3 | 75 | 4450 | 0 | 97.9 | 92.44 | 8 | 0
2040 | NonRTO_Midwest_2_MISO_IN | NonRTO_Midwest | MISO_IN | Internal | Summer | B4 | 100 | 4450 | 0 | 97.9 | 91.43 | 8 | 0
2040 | NonRTO_Midwest_2_MISO_IN | NonRTO_Midwest | MISO_IN | Internal | Summer | B5 | 200 | 4450 | 0 | 95.42 | 87.42 | 8 | 0
2040 | NonRTO_Midwest_2_MISO_IN | NonRTO_Midwest | MISO_IN | Internal | Summer | B6 | 300 | 4450 | 0 | 74.39 | 66.39 | 8 | 0
2040 | NonRTO_Midwest_2_MISO_IN | NonRTO_Midwest | MISO_IN | Internal | Summer | B7 | 400 | 4450 | 0 | 64.23 | 56.23 | 8 | 0
2040 | NonRTO_Midwest_2_MISO_IN | NonRTO_Midwest | MISO_IN | Internal | Summer | B8 | 500 | 4450 | 0 | 53.96 | 52.56 | 8 | 0
2040 | NonRTO_Midwest_2_MISO_IN | NonRTO_Midwest | MISO_IN | Internal | Summer | B9 | 800 | 4450 | 0 | 53.96 | 50.03 | 8 | 0
2040 | NonRTO_Midwest_2_MISO_IN | NonRTO_Midwest | MISO_IN | Internal | Summer | B10 | 1262 | 4450 | 0 | 45.66 | 50.03 | 8 | 0
2040 | NonRTO_Midwest_2_MISO_IN | NonRTO_Midwest | MISO_IN | Internal | Winter | B16 | 25 | 4450 | 0 | 103.54 | 95.54 | 8 | 0
2040 | NonRTO_Midwest_2_MISO_IN | NonRTO_Midwest | MISO_IN | Internal | Winter | B17 | 100 | 4450 | 0 | 81.26 | 73.26 | 8 | 0
2040 | NonRTO_Midwest_2_MISO_IN | NonRTO_Midwest | MISO_IN | Internal | Winter | B18 | 400 | 4450 | 0 | 67.84 | 61.55 | 8 | 0
2040 | NonRTO_Midwest_2_MISO_IN | NonRTO_Midwest | MISO_IN | Internal | Winter | B19 | 700 | 4450 | 0 | 59.41 | 55.9 | 8 | 0
2040 | NonRTO_Midwest_2_MISO_IN | NonRTO_Midwest | MISO_IN | Internal | Winter | B20 | 935 | 4450 | 0 | 50.74 | 55.05 | 8 | 0
2040 | NonRTO_Midwest_2_TVA_Transmission | NonRTO_Midwest | TVA_Transmission | Internal | Shoulder | B11 | 25 | 2400 | 0 | 99.31 | 94.31 | 8 | 0
2040 | NonRTO_Midwest_2_TVA_Transmission | NonRTO_Midwest | TVA_Transmission | Internal | Shoulder | B12 | 200 | 2400 | 0 | 78.96 | 69.96 | 8 | 0
2040 | NonRTO_Midwest_2_TVA_Transmission | NonRTO_Midwest | TVA_Transmission | Internal | Shoulder | B13 | 600 | 2400 | 0 | 61.02 | 61.3 | 8 | 0
2040 | NonRTO_Midwest_2_TVA_Transmission | NonRTO_Midwest | TVA_Transmission | Internal | Shoulder | B14 | 900 | 2400 | 0 | 55.58 | 60.41 | 8 | 0
2040 | NonRTO_Midwest_2_TVA_Transmission | NonRTO_Midwest | TVA_Transmission | Internal | Shoulder | B15 | 1203 | 2400 | 0 | 55.58 | 57.58 | 8 | 0
2040 | NonRTO_Midwest_2_TVA_Transmission | NonRTO_Midwest | TVA_Transmission | Internal | Summer | B1 | 10 | 2400 | 0 | 97.9 | 96.44 | 8 | 0
2040 | NonRTO_Midwest_2_TVA_Transmission | NonRTO_Midwest | TVA_Transmission | Internal | Summer | B2 | 25 | 2400 | 0 | 97.9 | 96.44 | 8 | 0
2040 | NonRTO_Midwest_2_TVA_Transmission | NonRTO_Midwest | TVA_Transmission | Internal | Summer | B3 | 75 | 2400 | 0 | 97.9 | 95.83 | 8 | 0
2040 | NonRTO_Midwest_2_TVA_Transmission | NonRTO_Midwest | TVA_Transmission | Internal | Summer | B4 | 100 | 2400 | 0 | 97.9 | 95.43 | 8 | 0
2040 | NonRTO_Midwest_2_TVA_Transmission | NonRTO_Midwest | TVA_Transmission | Internal | Summer | B5 | 200 | 2400 | 0 | 95.42 | 91.41 | 8 | 0
2040 | NonRTO_Midwest_2_TVA_Transmission | NonRTO_Midwest | TVA_Transmission | Internal | Summer | B6 | 300 | 2400 | 0 | 74.39 | 68.4 | 8 | 0
2040 | NonRTO_Midwest_2_TVA_Transmission | NonRTO_Midwest | TVA_Transmission | Internal | Summer | B7 | 400 | 2400 | 0 | 64.23 | 59.79 | 8 | 0
2040 | NonRTO_Midwest_2_TVA_Transmission | NonRTO_Midwest | TVA_Transmission | Internal | Summer | B8 | 500 | 2400 | 0 | 53.96 | 55.42 | 8 | 0
2040 | NonRTO_Midwest_2_TVA_Transmission | NonRTO_Midwest | TVA_Transmission | Internal | Summer | B9 | 800 | 2400 | 0 | 53.96 | 55.04 | 8 | 0
2040 | NonRTO_Midwest_2_TVA_Transmission | NonRTO_Midwest | TVA_Transmission | Internal | Summer | B10 | 1262 | 2400 | 236.8 | 45.66 | 53.66 | 8 | 0
2040 | NonRTO_Midwest_2_TVA_Transmission | NonRTO_Midwest | TVA_Transmission | Internal | Winter | B16 | 25 | 2400 | 0 | 103.54 | 99.54 | 8 | 0
2040 | NonRTO_Midwest_2_TVA_Transmission | NonRTO_Midwest | TVA_Transmission | Internal | Winter | B17 | 100 | 2400 | 0 | 81.26 | 73.19 | 8 | 0
2040 | NonRTO_Midwest_2_TVA_Transmission | NonRTO_Midwest | TVA_Transmission | Internal | Winter | B18 | 400 | 2400 | 0 | 67.84 | 64.54 | 8 | 0
2040 | NonRTO_Midwest_2_TVA_Transmission | NonRTO_Midwest | TVA_Transmission | Internal | Winter | B19 | 700 | 2400 | 0 | 59.41 | 61.09 | 8 | 0
2040 | NonRTO_Midwest_2_TVA_Transmission | NonRTO_Midwest | TVA_Transmission | Internal | Winter | B20 | 935 | 2400 | 673.23 | 50.74 | 58.74 | 8 | 0
2040 | NYISO_A-F_2_IESO | NYISO_A-F | IESO | Internal | Shoulder | B11 | 25 | 1600 | 0 | 63.14 | 56.14 | 7 | 0
2040 | NYISO_A-F_2_IESO | NYISO_A-F | IESO | Internal | Shoulder | B12 | 200 | 1600 | 0 | 63.13 | 56.13 | 7 | 0
2040 | NYISO_A-F_2_IESO | NYISO_A-F | IESO | Internal | Shoulder | B13 | 600 | 1600 | 0 | 52.65 | 50.54 | 7 | 0
2040 | NYISO_A-F_2_IESO | NYISO_A-F | IESO | Internal | Shoulder | B14 | 900 | 1600 | 0 | 52.05 | 50.54 | 7 | 0
2040 | NYISO_A-F_2_IESO | NYISO_A-F | IESO | Internal | Shoulder | B15 | 1203 | 1600 | 0 | 52.05 | 50.54 | 7 | 0
2040 | NYISO_A-F_2_IESO | NYISO_A-F | IESO | Internal | Summer | B1 | 10 | 1600 | 556.24 | 75.56 | 82.56 | 7 | 0
2040 | NYISO_A-F_2_IESO | NYISO_A-F | IESO | Internal | Summer | B2 | 25 | 1600 | 339.4 | 77.19 | 84.19 | 7 | 0
2040 | NYISO_A-F_2_IESO | NYISO_A-F | IESO | Internal | Summer | B3 | 75 | 1600 | 1595.05 | 75.27 | 82.28 | 7 | 0
2040 | NYISO_A-F_2_IESO | NYISO_A-F | IESO | Internal | Summer | B4 | 100 | 1600 | 657.39 | 70.85 | 77.85 | 7 | 0
2040 | NYISO_A-F_2_IESO | NYISO_A-F | IESO | Internal | Summer | B5 | 200 | 1600 | 0 | 68.37 | 69.43 | 7 | 0
2040 | NYISO_A-F_2_IESO | NYISO_A-F | IESO | Internal | Summer | B6 | 300 | 1600 | 0 | 56.37 | 50.76 | 7 | 0
2040 | NYISO_A-F_2_IESO | NYISO_A-F | IESO | Internal | Summer | B7 | 400 | 1600 | 0 | 51.36 | 49.24 | 7 | 0
2040 | NYISO_A-F_2_IESO | NYISO_A-F | IESO | Internal | Summer | B8 | 500 | 1600 | 0 | 51.36 | 46.66 | 7 | 0
2040 | NYISO_A-F_2_IESO | NYISO_A-F | IESO | Internal | Summer | B9 | 800 | 1600 | 0 | 51.36 | 46.66 | 7 | 0
2040 | NYISO_A-F_2_IESO | NYISO_A-F | IESO | Internal | Summer | B10 | 1262 | 1600 | 0 | 51.36 | 46.66 | 7 | 0
2040 | NYISO_A-F_2_IESO | NYISO_A-F | IESO | Internal | Winter | B16 | 25 | 1600 | 0 | 85.53 | 86.28 | 7 | 0
2040 | NYISO_A-F_2_IESO | NYISO_A-F | IESO | Internal | Winter | B17 | 100 | 1600 | 0 | 65.98 | 58.98 | 7 | 0
2040 | NYISO_A-F_2_IESO | NYISO_A-F | IESO | Internal | Winter | B18 | 400 | 1600 | 0 | 60.85 | 53.85 | 7 | 0
2040 | NYISO_A-F_2_IESO | NYISO_A-F | IESO | Internal | Winter | B19 | 700 | 1600 | 0 | 60.85 | 53.85 | 7 | 0
2040 | NYISO_A-F_2_IESO | NYISO_A-F | IESO | Internal | Winter | B20 | 935 | 1600 | 0 | 60.85 | 53.85 | 7 | 0
2040 | NYISO_A-F_2_NEISO | NYISO_A-F | NEISO | Internal | Shoulder | B11 | 25 | 600 | 0 | 63.14 | 48.97 | 3 | 0
2040 | NYISO_A-F_2_NEISO | NYISO_A-F | NEISO | Internal | Shoulder | B12 | 200 | 600 | 0 | 63.13 | 48.97 | 3 | 0
2040 | NYISO_A-F_2_NEISO | NYISO_A-F | NEISO | Internal | Shoulder | B13 | 600 | 600 | 0 | 52.65 | 48.97 | 3 | 0
2040 | NYISO_A-F_2_NEISO | NYISO_A-F | NEISO | Internal | Shoulder | B14 | 900 | 600 | 0 | 52.05 | 48.97 | 3 | 0
2040 | NYISO_A-F_2_NEISO | NYISO_A-F | NEISO | Internal | Shoulder | B15 | 1203 | 600 | 0 | 52.05 | 48.97 | 3 | 0
2040 | NYISO_A-F_2_NEISO | NYISO_A-F | NEISO | Internal | Summer | B1 | 10 | 600 | 0.01 | 75.56 | 74.2 | 3 | 0
2040 | NYISO_A-F_2_NEISO | NYISO_A-F | NEISO | Internal | Summer | B2 | 25 | 600 | 0 | 77.19 | 74.2 | 3 | 0
2040 | NYISO_A-F_2_NEISO | NYISO_A-F | NEISO | Internal | Summer | B3 | 75 | 600 | 0 | 75.27 | 74.2 | 3 | 0
2040 | NYISO_A-F_2_NEISO | NYISO_A-F | NEISO | Internal | Summer | B4 | 100 | 600 | 0 | 70.85 | 67.85 | 3 | 0
2040 | NYISO_A-F_2_NEISO | NYISO_A-F | NEISO | Internal | Summer | B5 | 200 | 600 | 0 | 68.37 | 62.63 | 3 | 0
2040 | NYISO_A-F_2_NEISO | NYISO_A-F | NEISO | Internal | Summer | B6 | 300 | 600 | 0 | 56.37 | 50.16 | 3 | 0
2040 | NYISO_A-F_2_NEISO | NYISO_A-F | NEISO | Internal | Summer | B7 | 400 | 600 | 0 | 51.36 | 45.19 | 3 | 0
2040 | NYISO_A-F_2_NEISO | NYISO_A-F | NEISO | Internal | Summer | B8 | 500 | 600 | 0 | 51.36 | 45.19 | 3 | 0
2040 | NYISO_A-F_2_NEISO | NYISO_A-F | NEISO | Internal | Summer | B9 | 800 | 600 | 0 | 51.36 | 45.19 | 3 | 0
2040 | NYISO_A-F_2_NEISO | NYISO_A-F | NEISO | Internal | Summer | B10 | 1262 | 600 | 0 | 51.36 | 45.19 | 3 | 0
2040 | NYISO_A-F_2_NEISO | NYISO_A-F | NEISO | Internal | Winter | B16 | 25 | 600 | 0 | 85.53 | 60.59 | 3 | 0
2040 | NYISO_A-F_2_NEISO | NYISO_A-F | NEISO | Internal | Winter | B17 | 100 | 600 | 0 | 65.98 | 60.59 | 3 | 0
2040 | NYISO_A-F_2_NEISO | NYISO_A-F | NEISO | Internal | Winter | B18 | 400 | 600 | 0 | 60.85 | 60.59 | 3 | 0
2040 | NYISO_A-F_2_NEISO | NYISO_A-F | NEISO | Internal | Winter | B19 | 700 | 600 | 0 | 60.85 | 60.59 | 3 | 0
2040 | NYISO_A-F_2_NEISO | NYISO_A-F | NEISO | Internal | Winter | B20 | 935 | 600 | 0 | 60.85 | 60.59 | 3 | 0
2040 | NYISO_A-F_2_NYISO_G-I | NYISO_A-F | NYISO_G-I | Internal | Shoulder | B11 | 25 | 4250 | 1998.7 | 63.14 | 63.15 | 0.01 | 0
2040 | NYISO_A-F_2_NYISO_G-I | NYISO_A-F | NYISO_G-I | Internal | Shoulder | B12 | 200 | 4250 | 1696.03 | 63.13 | 63.15 | 0.01 | 0
2040 | NYISO_A-F_2_NYISO_G-I | NYISO_A-F | NYISO_G-I | Internal | Shoulder | B13 | 600 | 4250 | 636.34 | 52.65 | 52.66 | 0.01 | 0
2040 | NYISO_A-F_2_NYISO_G-I | NYISO_A-F | NYISO_G-I | Internal | Shoulder | B14 | 900 | 4250 | 372.41 | 52.05 | 52.06 | 0.01 | 0
2040 | NYISO_A-F_2_NYISO_G-I | NYISO_A-F | NYISO_G-I | Internal | Shoulder | B15 | 1203 | 4250 | 0.02 | 52.05 | 52.04 | 0.01 | 0
2040 | NYISO_A-F_2_NYISO_G-I | NYISO_A-F | NYISO_G-I | Internal | Summer | B1 | 10 | 4250 | 1578.51 | 75.56 | 75.57 | 0.01 | 0
2040 | NYISO_A-F_2_NYISO_G-I | NYISO_A-F | NYISO_G-I | Internal | Summer | B2 | 25 | 4250 | 629.1 | 77.19 | 77.2 | 0.01 | 0
2040 | NYISO_A-F_2_NYISO_G-I | NYISO_A-F | NYISO_G-I | Internal | Summer | B3 | 75 | 4250 | 508.19 | 75.27 | 75.29 | 0.01 | 0
2040 | NYISO_A-F_2_NYISO_G-I | NYISO_A-F | NYISO_G-I | Internal | Summer | B4 | 100 | 4250 | 269.8 | 70.85 | 70.87 | 0.01 | 0
2040 | NYISO_A-F_2_NYISO_G-I | NYISO_A-F | NYISO_G-I | Internal | Summer | B5 | 200 | 4250 | 1200.71 | 68.37 | 68.38 | 0.01 | 0
2040 | NYISO_A-F_2_NYISO_G-I | NYISO_A-F | NYISO_G-I | Internal | Summer | B6 | 300 | 4250 | 1480.06 | 56.37 | 56.38 | 0.01 | 0
2040 | NYISO_A-F_2_NYISO_G-I | NYISO_A-F | NYISO_G-I | Internal | Summer | B7 | 400 | 4250 | 652 | 51.36 | 51.37 | 0.01 | 0
2040 | NYISO_A-F_2_NYISO_G-I | NYISO_A-F | NYISO_G-I | Internal | Summer | B8 | 500 | 4250 | 465.54 | 51.36 | 51.37 | 0.01 | 0
2040 | NYISO_A-F_2_NYISO_G-I | NYISO_A-F | NYISO_G-I | Internal | Summer | B9 | 800 | 4250 | 235.12 | 51.36 | 51.37 | 0.01 | 0
2040 | NYISO_A-F_2_NYISO_G-I | NYISO_A-F | NYISO_G-I | Internal | Summer | B10 | 1262 | 4250 | 0 | 51.36 | 48.83 | 0.01 | 0
2040 | NYISO_A-F_2_NYISO_G-I | NYISO_A-F | NYISO_G-I | Internal | Winter | B16 | 25 | 4250 | 4054.08 | 85.53 | 85.54 | 0.01 | 0
2040 | NYISO_A-F_2_NYISO_G-I | NYISO_A-F | NYISO_G-I | Internal | Winter | B17 | 100 | 4250 | 3183.48 | 65.98 | 66 | 0.01 | 0
2040 | NYISO_A-F_2_NYISO_G-I | NYISO_A-F | NYISO_G-I | Internal | Winter | B18 | 400 | 4250 | 2911.26 | 60.85 | 60.87 | 0.01 | 0
2040 | NYISO_A-F_2_NYISO_G-I | NYISO_A-F | NYISO_G-I | Internal | Winter | B19 | 700 | 4250 | 2565.8 | 60.85 | 60.86 | 0.01 | 0
2040 | NYISO_A-F_2_NYISO_G-I | NYISO_A-F | NYISO_G-I | Internal | Winter | B20 | 935 | 4250 | 2234.47 | 60.85 | 60.86 | 0.01 | 0
2040 | NYISO_A-F_2_PJM_ROM | NYISO_A-F | PJM_ROM | Internal | Shoulder | B11 | 25 | 1000 | 607.59 | 63.14 | 71.14 | 8 | 0
2040 | NYISO_A-F_2_PJM_ROM | NYISO_A-F | PJM_ROM | Internal | Shoulder | B12 | 200 | 1000 | 536.73 | 63.13 | 71.13 | 8 | 0
2040 | NYISO_A-F_2_PJM_ROM | NYISO_A-F | PJM_ROM | Internal | Shoulder | B13 | 600 | 1000 | 0 | 52.65 | 56.31 | 8 | 0
2040 | NYISO_A-F_2_PJM_ROM | NYISO_A-F | PJM_ROM | Internal | Shoulder | B14 | 900 | 1000 | 0 | 52.05 | 52.8 | 8 | 0
2040 | NYISO_A-F_2_PJM_ROM | NYISO_A-F | PJM_ROM | Internal | Shoulder | B15 | 1203 | 1000 | 0 | 52.05 | 51.57 | 8 | 0
2040 | NYISO_A-F_2_PJM_ROM | NYISO_A-F | PJM_ROM | Internal | Summer | B1 | 10 | 1000 | 999.99 | 75.56 | 90.43 | 8 | 6.87
2040 | NYISO_A-F_2_PJM_ROM | NYISO_A-F | PJM_ROM | Internal | Summer | B2 | 25 | 1000 | 1000 | 77.19 | 90.43 | 8 | 5.24
2040 | NYISO_A-F_2_PJM_ROM | NYISO_A-F | PJM_ROM | Internal | Summer | B3 | 75 | 1000 | 0 | 75.27 | 81.39 | 8 | 0
2040 | NYISO_A-F_2_PJM_ROM | NYISO_A-F | PJM_ROM | Internal | Summer | B4 | 100 | 1000 | 304.23 | 70.85 | 78.85 | 8 | 0
2040 | NYISO_A-F_2_PJM_ROM | NYISO_A-F | PJM_ROM | Internal | Summer | B5 | 200 | 1000 | 782.47 | 68.37 | 76.37 | 8 | 0
2040 | NYISO_A-F_2_PJM_ROM | NYISO_A-F | PJM_ROM | Internal | Summer | B6 | 300 | 1000 | 383.25 | 56.37 | 64.37 | 8 | 0
2040 | NYISO_A-F_2_PJM_ROM | NYISO_A-F | PJM_ROM | Internal | Summer | B7 | 400 | 1000 | 0 | 51.36 | 54.23 | 8 | 0
2040 | NYISO_A-F_2_PJM_ROM | NYISO_A-F | PJM_ROM | Internal | Summer | B8 | 500 | 1000 | 0 | 51.36 | 50.55 | 8 | 0
2040 | NYISO_A-F_2_PJM_ROM | NYISO_A-F | PJM_ROM | Internal | Summer | B9 | 800 | 1000 | 0 | 51.36 | 49.77 | 8 | 0
2040 | NYISO_A-F_2_PJM_ROM | NYISO_A-F | PJM_ROM | Internal | Summer | B10 | 1262 | 1000 | 0 | 51.36 | 49.36 | 8 | 0
2040 | NYISO_A-F_2_PJM_ROM | NYISO_A-F | PJM_ROM | Internal | Winter | B16 | 25 | 1000 | 953.48 | 85.53 | 93.53 | 8 | 0
2040 | NYISO_A-F_2_PJM_ROM | NYISO_A-F | PJM_ROM | Internal | Winter | B17 | 100 | 1000 | 558.58 | 65.98 | 73.98 | 8 | 0
2040 | NYISO_A-F_2_PJM_ROM | NYISO_A-F | PJM_ROM | Internal | Winter | B18 | 400 | 1000 | 0 | 60.85 | 63.54 | 8 | 0
2040 | NYISO_A-F_2_PJM_ROM | NYISO_A-F | PJM_ROM | Internal | Winter | B19 | 700 | 1000 | 0 | 60.85 | 57.89 | 8 | 0
2040 | NYISO_A-F_2_PJM_ROM | NYISO_A-F | PJM_ROM | Internal | Winter | B20 | 935 | 1000 | 0 | 60.85 | 55.53 | 8 | 0
2040 | NYISO_G-I_2_NEISO | NYISO_G-I | NEISO | Internal | Shoulder | B11 | 25 | 600 | 0 | 63.15 | 48.97 | 3 | 0
2040 | NYISO_G-I_2_NEISO | NYISO_G-I | NEISO | Internal | Shoulder | B12 | 200 | 600 | 0 | 63.15 | 48.97 | 3 | 0
2040 | NYISO_G-I_2_NEISO | NYISO_G-I | NEISO | Internal | Shoulder | B13 | 600 | 600 | 0 | 52.66 | 48.97 | 3 | 0
2040 | NYISO_G-I_2_NEISO | NYISO_G-I | NEISO | Internal | Shoulder | B14 | 900 | 600 | 0 | 52.06 | 48.97 | 3 | 0
2040 | NYISO_G-I_2_NEISO | NYISO_G-I | NEISO | Internal | Shoulder | B15 | 1203 | 600 | 0 | 52.04 | 48.97 | 3 | 0
2040 | NYISO_G-I_2_NEISO | NYISO_G-I | NEISO | Internal | Summer | B1 | 10 | 600 | 0.01 | 75.57 | 74.2 | 3 | 0
2040 | NYISO_G-I_2_NEISO | NYISO_G-I | NEISO | Internal | Summer | B2 | 25 | 600 | 0 | 77.2 | 74.2 | 3 | 0
2040 | NYISO_G-I_2_NEISO | NYISO_G-I | NEISO | Internal | Summer | B3 | 75 | 600 | 0 | 75.29 | 74.2 | 3 | 0
2040 | NYISO_G-I_2_NEISO | NYISO_G-I | NEISO | Internal | Summer | B4 | 100 | 600 | 0 | 70.87 | 67.85 | 3 | 0
2040 | NYISO_G-I_2_NEISO | NYISO_G-I | NEISO | Internal | Summer | B5 | 200 | 600 | 0 | 68.38 | 62.63 | 3 | 0
2040 | NYISO_G-I_2_NEISO | NYISO_G-I | NEISO | Internal | Summer | B6 | 300 | 600 | 0 | 56.38 | 50.16 | 3 | 0
2040 | NYISO_G-I_2_NEISO | NYISO_G-I | NEISO | Internal | Summer | B7 | 400 | 600 | 0 | 51.37 | 45.19 | 3 | 0
2040 | NYISO_G-I_2_NEISO | NYISO_G-I | NEISO | Internal | Summer | B8 | 500 | 600 | 0 | 51.37 | 45.19 | 3 | 0
2040 | NYISO_G-I_2_NEISO | NYISO_G-I | NEISO | Internal | Summer | B9 | 800 | 600 | 0 | 51.37 | 45.19 | 3 | 0
2040 | NYISO_G-I_2_NEISO | NYISO_G-I | NEISO | Internal | Summer | B10 | 1262 | 600 | 0 | 48.83 | 45.19 | 3 | 0
2040 | NYISO_G-I_2_NEISO | NYISO_G-I | NEISO | Internal | Winter | B16 | 25 | 600 | 0 | 85.54 | 60.59 | 3 | 0
2040 | NYISO_G-I_2_NEISO | NYISO_G-I | NEISO | Internal | Winter | B17 | 100 | 600 | 0 | 66 | 60.59 | 3 | 0
2040 | NYISO_G-I_2_NEISO | NYISO_G-I | NEISO | Internal | Winter | B18 | 400 | 600 | 0 | 60.87 | 60.59 | 3 | 0
2040 | NYISO_G-I_2_NEISO | NYISO_G-I | NEISO | Internal | Winter | B19 | 700 | 600 | 0 | 60.86 | 60.59 | 3 | 0
2040 | NYISO_G-I_2_NEISO | NYISO_G-I | NEISO | Internal | Winter | B20 | 935 | 600 | 0 | 60.86 | 60.59 | 3 | 0
2040 | NYISO_G-I_2_NYISO_A-F | NYISO_G-I | NYISO_A-F | Internal | Shoulder | B11 | 25 | 1999 | 0.71 | 63.15 | 63.14 | 0.01 | 0
2040 | NYISO_G-I_2_NYISO_A-F | NYISO_G-I | NYISO_A-F | Internal | Shoulder | B12 | 200 | 1999 | 0.09 | 63.15 | 63.13 | 0.01 | 0
2040 | NYISO_G-I_2_NYISO_A-F | NYISO_G-I | NYISO_A-F | Internal | Shoulder | B13 | 600 | 1999 | 0.03 | 52.66 | 52.65 | 0.01 | 0
2040 | NYISO_G-I_2_NYISO_A-F | NYISO_G-I | NYISO_A-F | Internal | Shoulder | B14 | 900 | 1999 | 0.02 | 52.06 | 52.05 | 0.01 | 0
2040 | NYISO_G-I_2_NYISO_A-F | NYISO_G-I | NYISO_A-F | Internal | Shoulder | B15 | 1203 | 1999 | 817.64 | 52.04 | 52.05 | 0.01 | 0
2040 | NYISO_G-I_2_NYISO_A-F | NYISO_G-I | NYISO_A-F | Internal | Summer | B1 | 10 | 1999 | 1.73 | 75.57 | 75.56 | 0.01 | 0
2040 | NYISO_G-I_2_NYISO_A-F | NYISO_G-I | NYISO_A-F | Internal | Summer | B2 | 25 | 1999 | 0.73 | 77.2 | 77.19 | 0.01 | 0
2040 | NYISO_G-I_2_NYISO_A-F | NYISO_G-I | NYISO_A-F | Internal | Summer | B3 | 75 | 1999 | 0.25 | 75.29 | 75.27 | 0.01 | 0
2040 | NYISO_G-I_2_NYISO_A-F | NYISO_G-I | NYISO_A-F | Internal | Summer | B4 | 100 | 1999 | 0.19 | 70.87 | 70.85 | 0.01 | 0
2040 | NYISO_G-I_2_NYISO_A-F | NYISO_G-I | NYISO_A-F | Internal | Summer | B5 | 200 | 1999 | 0.09 | 68.38 | 68.37 | 0.01 | 0
2040 | NYISO_G-I_2_NYISO_A-F | NYISO_G-I | NYISO_A-F | Internal | Summer | B6 | 300 | 1999 | 0.06 | 56.38 | 56.37 | 0.01 | 0
2040 | NYISO_G-I_2_NYISO_A-F | NYISO_G-I | NYISO_A-F | Internal | Summer | B7 | 400 | 1999 | 0.05 | 51.37 | 51.36 | 0.01 | 0
2040 | NYISO_G-I_2_NYISO_A-F | NYISO_G-I | NYISO_A-F | Internal | Summer | B8 | 500 | 1999 | 0.04 | 51.37 | 51.36 | 0.01 | 0
2040 | NYISO_G-I_2_NYISO_A-F | NYISO_G-I | NYISO_A-F | Internal | Summer | B9 | 800 | 1999 | 0.02 | 51.37 | 51.36 | 0.01 | 0
2040 | NYISO_G-I_2_NYISO_A-F | NYISO_G-I | NYISO_A-F | Internal | Summer | B10 | 1262 | 1999 | 1999 | 48.83 | 51.36 | 0.01 | 2.52
2040 | NYISO_G-I_2_NYISO_A-F | NYISO_G-I | NYISO_A-F | Internal | Winter | B16 | 25 | 1999 | 0.62 | 85.54 | 85.53 | 0.01 | 0
2040 | NYISO_G-I_2_NYISO_A-F | NYISO_G-I | NYISO_A-F | Internal | Winter | B17 | 100 | 1999 | 0.18 | 66 | 65.98 | 0.01 | 0
2040 | NYISO_G-I_2_NYISO_A-F | NYISO_G-I | NYISO_A-F | Internal | Winter | B18 | 400 | 1999 | 0.05 | 60.87 | 60.85 | 0.01 | 0
2040 | NYISO_G-I_2_NYISO_A-F | NYISO_G-I | NYISO_A-F | Internal | Winter | B19 | 700 | 1999 | 0.03 | 60.86 | 60.85 | 0.01 | 0
2040 | NYISO_G-I_2_NYISO_A-F | NYISO_G-I | NYISO_A-F | Internal | Winter | B20 | 935 | 1999 | 0.02 | 60.86 | 60.85 | 0.01 | 0
2040 | NYISO_G-I_2_NYISO_J-K | NYISO_G-I | NYISO_J-K | Internal | Shoulder | B11 | 25 | 6130 | 6130 | 63.15 | 70.74 | 0.01 | 7.58
2040 | NYISO_G-I_2_NYISO_J-K | NYISO_G-I | NYISO_J-K | Internal | Shoulder | B12 | 200 | 6130 | 6130 | 63.15 | 70.74 | 0.01 | 7.58
2040 | NYISO_G-I_2_NYISO_J-K | NYISO_G-I | NYISO_J-K | Internal | Shoulder | B13 | 600 | 6130 | 6130 | 52.66 | 70.74 | 0.01 | 18.07
2040 | NYISO_G-I_2_NYISO_J-K | NYISO_G-I | NYISO_J-K | Internal | Shoulder | B14 | 900 | 6130 | 6130 | 52.06 | 53.02 | 0.01 | 0.95
2040 | NYISO_G-I_2_NYISO_J-K | NYISO_G-I | NYISO_J-K | Internal | Shoulder | B15 | 1203 | 6130 | 5265.23 | 52.04 | 52.05 | 0.01 | 0
2040 | NYISO_G-I_2_NYISO_J-K | NYISO_G-I | NYISO_J-K | Internal | Summer | B1 | 10 | 6130 | 3334.68 | 75.57 | 75.58 | 0.01 | 0
2040 | NYISO_G-I_2_NYISO_J-K | NYISO_G-I | NYISO_J-K | Internal | Summer | B2 | 25 | 6130 | 2932.48 | 77.2 | 77.21 | 0.01 | 0
2040 | NYISO_G-I_2_NYISO_J-K | NYISO_G-I | NYISO_J-K | Internal | Summer | B3 | 75 | 6130 | 4397.21 | 75.29 | 75.3 | 0.01 | 0
2040 | NYISO_G-I_2_NYISO_J-K | NYISO_G-I | NYISO_J-K | Internal | Summer | B4 | 100 | 6130 | 4005.39 | 70.87 | 70.88 | 0.01 | 0
2040 | NYISO_G-I_2_NYISO_J-K | NYISO_G-I | NYISO_J-K | Internal | Summer | B5 | 200 | 6130 | 4859.74 | 68.38 | 68.39 | 0.01 | 0
2040 | NYISO_G-I_2_NYISO_J-K | NYISO_G-I | NYISO_J-K | Internal | Summer | B6 | 300 | 6130 | 6130 | 56.38 | 65.1 | 0.01 | 8.71
2040 | NYISO_G-I_2_NYISO_J-K | NYISO_G-I | NYISO_J-K | Internal | Summer | B7 | 400 | 6130 | 6130 | 51.37 | 65.1 | 0.01 | 13.71
2040 | NYISO_G-I_2_NYISO_J-K | NYISO_G-I | NYISO_J-K | Internal | Summer | B8 | 500 | 6130 | 6130 | 51.37 | 65.1 | 0.01 | 13.71
2040 | NYISO_G-I_2_NYISO_J-K | NYISO_G-I | NYISO_J-K | Internal | Summer | B9 | 800 | 6130 | 6130 | 51.37 | 52.54 | 0.01 | 1.16
2040 | NYISO_G-I_2_NYISO_J-K | NYISO_G-I | NYISO_J-K | Internal | Summer | B10 | 1262 | 6130 | 4341.32 | 48.83 | 48.84 | 0.01 | 0
2040 | NYISO_G-I_2_NYISO_J-K | NYISO_G-I | NYISO_J-K | Internal | Winter | B16 | 25 | 6130 | 6130 | 85.54 | 90.38 | 0.01 | 4.83
2040 | NYISO_G-I_2_NYISO_J-K | NYISO_G-I | NYISO_J-K | Internal | Winter | B17 | 100 | 6130 | 6130 | 66 | 90.38 | 0.01 | 24.37
2040 | NYISO_G-I_2_NYISO_J-K | NYISO_G-I | NYISO_J-K | Internal | Winter | B18 | 400 | 6130 | 6130 | 60.87 | 89.88 | 0.01 | 29
2040 | NYISO_G-I_2_NYISO_J-K | NYISO_G-I | NYISO_J-K | Internal | Winter | B19 | 700 | 6130 | 6130 | 60.86 | 67.57 | 0.01 | 6.69
2040 | NYISO_G-I_2_NYISO_J-K | NYISO_G-I | NYISO_J-K | Internal | Winter | B20 | 935 | 6130 | 6130 | 60.86 | 63.48 | 0.01 | 2.6
2040 | NYISO_G-I_2_PJM_E | NYISO_G-I | PJM_E | Internal | Shoulder | B11 | 25 | 1500 | 922.34 | 63.15 | 71.15 | 8 | 0
2040 | NYISO_G-I_2_PJM_E | NYISO_G-I | PJM_E | Internal | Shoulder | B12 | 200 | 1500 | 755.63 | 63.15 | 71.15 | 8 | 0
2040 | NYISO_G-I_2_PJM_E | NYISO_G-I | PJM_E | Internal | Shoulder | B13 | 600 | 1500 | 0 | 52.66 | 56.32 | 8 | 0
2040 | NYISO_G-I_2_PJM_E | NYISO_G-I | PJM_E | Internal | Shoulder | B14 | 900 | 1500 | 0 | 52.06 | 52.82 | 8 | 0
2040 | NYISO_G-I_2_PJM_E | NYISO_G-I | PJM_E | Internal | Shoulder | B15 | 1203 | 1500 | 0 | 52.04 | 51.58 | 8 | 0
2040 | NYISO_G-I_2_PJM_E | NYISO_G-I | PJM_E | Internal | Summer | B1 | 10 | 1500 | 1499.99 | 75.57 | 90.44 | 8 | 6.87
2040 | NYISO_G-I_2_PJM_E | NYISO_G-I | PJM_E | Internal | Summer | B2 | 25 | 1500 | 1500 | 77.2 | 90.44 | 8 | 5.24
2040 | NYISO_G-I_2_PJM_E | NYISO_G-I | PJM_E | Internal | Summer | B3 | 75 | 1500 | 0 | 75.29 | 81.4 | 8 | 0
2040 | NYISO_G-I_2_PJM_E | NYISO_G-I | PJM_E | Internal | Summer | B4 | 100 | 1500 | 1069.97 | 70.87 | 78.87 | 8 | 0
2040 | NYISO_G-I_2_PJM_E | NYISO_G-I | PJM_E | Internal | Summer | B5 | 200 | 1500 | 1295.32 | 68.38 | 76.38 | 8 | 0
2040 | NYISO_G-I_2_PJM_E | NYISO_G-I | PJM_E | Internal | Summer | B6 | 300 | 1500 | 608.9 | 56.38 | 64.38 | 8 | 0
2040 | NYISO_G-I_2_PJM_E | NYISO_G-I | PJM_E | Internal | Summer | B7 | 400 | 1500 | 0 | 51.37 | 54.24 | 8 | 0
2040 | NYISO_G-I_2_PJM_E | NYISO_G-I | PJM_E | Internal | Summer | B8 | 500 | 1500 | 0 | 51.37 | 50.56 | 8 | 0
2040 | NYISO_G-I_2_PJM_E | NYISO_G-I | PJM_E | Internal | Summer | B9 | 800 | 1500 | 0 | 51.37 | 49.78 | 8 | 0
2040 | NYISO_G-I_2_PJM_E | NYISO_G-I | PJM_E | Internal | Summer | B10 | 1262 | 1500 | 0 | 48.83 | 49.38 | 8 | 0
2040 | NYISO_G-I_2_PJM_E | NYISO_G-I | PJM_E | Internal | Winter | B16 | 25 | 1500 | 1437.86 | 85.54 | 93.54 | 8 | 0
2040 | NYISO_G-I_2_PJM_E | NYISO_G-I | PJM_E | Internal | Winter | B17 | 100 | 1500 | 751.59 | 66 | 74 | 8 | 0
2040 | NYISO_G-I_2_PJM_E | NYISO_G-I | PJM_E | Internal | Winter | B18 | 400 | 1500 | 0 | 60.87 | 63.55 | 8 | 0
2040 | NYISO_G-I_2_PJM_E | NYISO_G-I | PJM_E | Internal | Winter | B19 | 700 | 1500 | 0 | 60.86 | 57.9 | 8 | 0
2040 | NYISO_G-I_2_PJM_E | NYISO_G-I | PJM_E | Internal | Winter | B20 | 935 | 1500 | 0 | 60.86 | 55.54 | 8 | 0
2040 | NYISO_J-K_2_NEISO | NYISO_J-K | NEISO | Internal | Shoulder | B11 | 25 | 0.01 | 0 | 70.74 | 48.97 | 3 | 1.49
2040 | NYISO_J-K_2_NEISO | NYISO_J-K | NEISO | Internal | Shoulder | B12 | 200 | 0.01 | 0 | 70.74 | 48.97 | 3 | 0.22
2040 | NYISO_J-K_2_NEISO | NYISO_J-K | NEISO | Internal | Shoulder | B13 | 600 | 0.01 | 0 | 70.74 | 48.97 | 3 | 0.07
2040 | NYISO_J-K_2_NEISO | NYISO_J-K | NEISO | Internal | Shoulder | B14 | 900 | 0.01 | 0 | 53.02 | 48.97 | 3 | 0.05
2040 | NYISO_J-K_2_NEISO | NYISO_J-K | NEISO | Internal | Shoulder | B15 | 1203 | 0.01 | 0 | 52.05 | 48.97 | 3 | 0.04
2040 | NYISO_J-K_2_NEISO | NYISO_J-K | NEISO | Internal | Summer | B1 | 10 | 0.01 | 0 | 75.58 | 74.2 | 3 | 5.35
2040 | NYISO_J-K_2_NEISO | NYISO_J-K | NEISO | Internal | Summer | B2 | 25 | 0.01 | 0 | 77.21 | 74.2 | 3 | 1.76
2040 | NYISO_J-K_2_NEISO | NYISO_J-K | NEISO | Internal | Summer | B3 | 75 | 0.01 | 0 | 75.3 | 74.2 | 3 | 0.58
2040 | NYISO_J-K_2_NEISO | NYISO_J-K | NEISO | Internal | Summer | B4 | 100 | 0.01 | 0 | 70.88 | 67.85 | 3 | 0.44
2040 | NYISO_J-K_2_NEISO | NYISO_J-K | NEISO | Internal | Summer | B5 | 200 | 0.01 | 0 | 68.39 | 62.63 | 3 | 0.23
2040 | NYISO_J-K_2_NEISO | NYISO_J-K | NEISO | Internal | Summer | B6 | 300 | 0.01 | 0 | 65.1 | 50.16 | 3 | 0.15
2040 | NYISO_J-K_2_NEISO | NYISO_J-K | NEISO | Internal | Summer | B7 | 400 | 0.01 | 0 | 65.1 | 45.19 | 3 | 0.11
2040 | NYISO_J-K_2_NEISO | NYISO_J-K | NEISO | Internal | Summer | B8 | 500 | 0.01 | 0 | 65.1 | 45.19 | 3 | 0.09
2040 | NYISO_J-K_2_NEISO | NYISO_J-K | NEISO | Internal | Summer | B9 | 800 | 0.01 | 0 | 52.54 | 45.19 | 3 | 0.06
2040 | NYISO_J-K_2_NEISO | NYISO_J-K | NEISO | Internal | Summer | B10 | 1262 | 0.01 | 0 | 48.84 | 45.19 | 3 | 0.04
2040 | NYISO_J-K_2_NEISO | NYISO_J-K | NEISO | Internal | Winter | B16 | 25 | 0.01 | 0 | 90.38 | 60.59 | 3 | 1.48
2040 | NYISO_J-K_2_NEISO | NYISO_J-K | NEISO | Internal | Winter | B17 | 100 | 0.01 | 0 | 90.38 | 60.59 | 3 | 0.41
2040 | NYISO_J-K_2_NEISO | NYISO_J-K | NEISO | Internal | Winter | B18 | 400 | 0.01 | 0 | 89.88 | 60.59 | 3 | 0.11
2040 | NYISO_J-K_2_NEISO | NYISO_J-K | NEISO | Internal | Winter | B19 | 700 | 0.01 | 0 | 67.57 | 60.59 | 3 | 0.07
2040 | NYISO_J-K_2_NEISO | NYISO_J-K | NEISO | Internal | Winter | B20 | 935 | 0.01 | 0 | 63.48 | 60.59 | 3 | 0.05
2040 | NYISO_J-K_2_NYISO_G-I | NYISO_J-K | NYISO_G-I | Internal | Shoulder | B11 | 25 | 1999 | 0 | 70.74 | 63.15 | 0.01 | 0
2040 | NYISO_J-K_2_NYISO_G-I | NYISO_J-K | NYISO_G-I | Internal | Shoulder | B12 | 200 | 1999 | 0 | 70.74 | 63.15 | 0.01 | 0
2040 | NYISO_J-K_2_NYISO_G-I | NYISO_J-K | NYISO_G-I | Internal | Shoulder | B13 | 600 | 1999 | 0 | 70.74 | 52.66 | 0.01 | 0
2040 | NYISO_J-K_2_NYISO_G-I | NYISO_J-K | NYISO_G-I | Internal | Shoulder | B14 | 900 | 1999 | 0 | 53.02 | 52.06 | 0.01 | 0
2040 | NYISO_J-K_2_NYISO_G-I | NYISO_J-K | NYISO_G-I | Internal | Shoulder | B15 | 1203 | 1999 | 0.02 | 52.05 | 52.04 | 0.01 | 0
2040 | NYISO_J-K_2_NYISO_G-I | NYISO_J-K | NYISO_G-I | Internal | Summer | B1 | 10 | 1999 | 1.71 | 75.58 | 75.57 | 0.01 | 0
2040 | NYISO_J-K_2_NYISO_G-I | NYISO_J-K | NYISO_G-I | Internal | Summer | B2 | 25 | 1999 | 0.71 | 77.21 | 77.2 | 0.01 | 0
2040 | NYISO_J-K_2_NYISO_G-I | NYISO_J-K | NYISO_G-I | Internal | Summer | B3 | 75 | 1999 | 0.24 | 75.3 | 75.29 | 0.01 | 0
2040 | NYISO_J-K_2_NYISO_G-I | NYISO_J-K | NYISO_G-I | Internal | Summer | B4 | 100 | 1999 | 0.18 | 70.88 | 70.87 | 0.01 | 0
2040 | NYISO_J-K_2_NYISO_G-I | NYISO_J-K | NYISO_G-I | Internal | Summer | B5 | 200 | 1999 | 0.09 | 68.39 | 68.38 | 0.01 | 0
2040 | NYISO_J-K_2_NYISO_G-I | NYISO_J-K | NYISO_G-I | Internal | Summer | B6 | 300 | 1999 | 0 | 65.1 | 56.38 | 0.01 | 0
2040 | NYISO_J-K_2_NYISO_G-I | NYISO_J-K | NYISO_G-I | Internal | Summer | B7 | 400 | 1999 | 0 | 65.1 | 51.37 | 0.01 | 0
2040 | NYISO_J-K_2_NYISO_G-I | NYISO_J-K | NYISO_G-I | Internal | Summer | B8 | 500 | 1999 | 0 | 65.1 | 51.37 | 0.01 | 0
2040 | NYISO_J-K_2_NYISO_G-I | NYISO_J-K | NYISO_G-I | Internal | Summer | B9 | 800 | 1999 | 0 | 52.54 | 51.37 | 0.01 | 0
2040 | NYISO_J-K_2_NYISO_G-I | NYISO_J-K | NYISO_G-I | Internal | Summer | B10 | 1262 | 1999 | 0.01 | 48.84 | 48.83 | 0.01 | 0
2040 | NYISO_J-K_2_NYISO_G-I | NYISO_J-K | NYISO_G-I | Internal | Winter | B16 | 25 | 1999 | 0 | 90.38 | 85.54 | 0.01 | 0
2040 | NYISO_J-K_2_NYISO_G-I | NYISO_J-K | NYISO_G-I | Internal | Winter | B17 | 100 | 1999 | 0 | 90.38 | 66 | 0.01 | 0
2040 | NYISO_J-K_2_NYISO_G-I | NYISO_J-K | NYISO_G-I | Internal | Winter | B18 | 400 | 1999 | 0 | 89.88 | 60.87 | 0.01 | 0
2040 | NYISO_J-K_2_NYISO_G-I | NYISO_J-K | NYISO_G-I | Internal | Winter | B19 | 700 | 1999 | 0 | 67.57 | 60.86 | 0.01 | 0
2040 | NYISO_J-K_2_NYISO_G-I | NYISO_J-K | NYISO_G-I | Internal | Winter | B20 | 935 | 1999 | 0 | 63.48 | 60.86 | 0.01 | 0
2040 | NYISO_J-K_2_PJM_E | NYISO_J-K | PJM_E | Internal | Shoulder | B11 | 25 | 0.01 | 0 | 70.74 | 71.15 | 8 | 1.69
2040 | NYISO_J-K_2_PJM_E | NYISO_J-K | PJM_E | Internal | Shoulder | B12 | 200 | 0.01 | 0 | 70.74 | 71.15 | 8 | 0.23
2040 | NYISO_J-K_2_PJM_E | NYISO_J-K | PJM_E | Internal | Shoulder | B13 | 600 | 0.01 | 0 | 70.74 | 56.32 | 8 | 0.07
2040 | NYISO_J-K_2_PJM_E | NYISO_J-K | PJM_E | Internal | Shoulder | B14 | 900 | 0.01 | 0 | 53.02 | 52.82 | 8 | 0.05
2040 | NYISO_J-K_2_PJM_E | NYISO_J-K | PJM_E | Internal | Shoulder | B15 | 1203 | 0.01 | 0 | 52.05 | 51.58 | 8 | 0.04
2040 | NYISO_J-K_2_PJM_E | NYISO_J-K | PJM_E | Internal | Summer | B1 | 10 | 0.01 | 0 | 75.58 | 90.44 | 8 | 11.78
2040 | NYISO_J-K_2_PJM_E | NYISO_J-K | PJM_E | Internal | Summer | B2 | 25 | 0.01 | 0 | 77.21 | 90.44 | 8 | 7.02
2040 | NYISO_J-K_2_PJM_E | NYISO_J-K | PJM_E | Internal | Summer | B3 | 75 | 0.01 | 0 | 75.3 | 81.4 | 8 | 0.64
2040 | NYISO_J-K_2_PJM_E | NYISO_J-K | PJM_E | Internal | Summer | B4 | 100 | 0.01 | 0 | 70.88 | 78.87 | 8 | 0.73
2040 | NYISO_J-K_2_PJM_E | NYISO_J-K | PJM_E | Internal | Summer | B5 | 200 | 0.01 | 0 | 68.39 | 76.38 | 8 | 0.38
2040 | NYISO_J-K_2_PJM_E | NYISO_J-K | PJM_E | Internal | Summer | B6 | 300 | 0.01 | 0 | 65.1 | 64.38 | 8 | 0.16
2040 | NYISO_J-K_2_PJM_E | NYISO_J-K | PJM_E | Internal | Summer | B7 | 400 | 0.01 | 0 | 65.1 | 54.24 | 8 | 0.11
2040 | NYISO_J-K_2_PJM_E | NYISO_J-K | PJM_E | Internal | Summer | B8 | 500 | 0.01 | 0 | 65.1 | 50.56 | 8 | 0.09
2040 | NYISO_J-K_2_PJM_E | NYISO_J-K | PJM_E | Internal | Summer | B9 | 800 | 0.01 | 0 | 52.54 | 49.78 | 8 | 0.06
2040 | NYISO_J-K_2_PJM_E | NYISO_J-K | PJM_E | Internal | Summer | B10 | 1262 | 0.01 | 0 | 48.84 | 49.38 | 8 | 0.04
2040 | NYISO_J-K_2_PJM_E | NYISO_J-K | PJM_E | Internal | Winter | B16 | 25 | 0.01 | 0 | 90.38 | 93.54 | 8 | 1.82
2040 | NYISO_J-K_2_PJM_E | NYISO_J-K | PJM_E | Internal | Winter | B17 | 100 | 0.01 | 0 | 90.38 | 74 | 8 | 0.41
2040 | NYISO_J-K_2_PJM_E | NYISO_J-K | PJM_E | Internal | Winter | B18 | 400 | 0.01 | 0 | 89.88 | 63.55 | 8 | 0.11
2040 | NYISO_J-K_2_PJM_E | NYISO_J-K | PJM_E | Internal | Winter | B19 | 700 | 0.01 | 0 | 67.57 | 57.9 | 8 | 0.06
2040 | NYISO_J-K_2_PJM_E | NYISO_J-K | PJM_E | Internal | Winter | B20 | 935 | 0.01 | 0 | 63.48 | 55.54 | 8 | 0.05
2040 | PJM_E_2_NYISO_G-I | PJM_E | NYISO_G-I | Internal | Shoulder | B11 | 25 | 500 | 0 | 71.15 | 63.15 | 6 | 0
2040 | PJM_E_2_NYISO_G-I | PJM_E | NYISO_G-I | Internal | Shoulder | B12 | 200 | 500 | 0 | 71.15 | 63.15 | 6 | 0
2040 | PJM_E_2_NYISO_G-I | PJM_E | NYISO_G-I | Internal | Shoulder | B13 | 600 | 500 | 0 | 56.32 | 52.66 | 6 | 0
2040 | PJM_E_2_NYISO_G-I | PJM_E | NYISO_G-I | Internal | Shoulder | B14 | 900 | 500 | 0 | 52.82 | 52.06 | 6 | 0
2040 | PJM_E_2_NYISO_G-I | PJM_E | NYISO_G-I | Internal | Shoulder | B15 | 1203 | 500 | 0 | 51.58 | 52.04 | 6 | 0
2040 | PJM_E_2_NYISO_G-I | PJM_E | NYISO_G-I | Internal | Summer | B1 | 10 | 500 | 0 | 90.44 | 75.57 | 6 | 0
2040 | PJM_E_2_NYISO_G-I | PJM_E | NYISO_G-I | Internal | Summer | B2 | 25 | 500 | 0 | 90.44 | 77.2 | 6 | 0
2040 | PJM_E_2_NYISO_G-I | PJM_E | NYISO_G-I | Internal | Summer | B3 | 75 | 500 | 0 | 81.4 | 75.29 | 6 | 0
2040 | PJM_E_2_NYISO_G-I | PJM_E | NYISO_G-I | Internal | Summer | B4 | 100 | 500 | 0 | 78.87 | 70.87 | 6 | 0
2040 | PJM_E_2_NYISO_G-I | PJM_E | NYISO_G-I | Internal | Summer | B5 | 200 | 500 | 0 | 76.38 | 68.38 | 6 | 0
2040 | PJM_E_2_NYISO_G-I | PJM_E | NYISO_G-I | Internal | Summer | B6 | 300 | 500 | 0 | 64.38 | 56.38 | 6 | 0
2040 | PJM_E_2_NYISO_G-I | PJM_E | NYISO_G-I | Internal | Summer | B7 | 400 | 500 | 0 | 54.24 | 51.37 | 6 | 0
2040 | PJM_E_2_NYISO_G-I | PJM_E | NYISO_G-I | Internal | Summer | B8 | 500 | 500 | 0 | 50.56 | 51.37 | 6 | 0
2040 | PJM_E_2_NYISO_G-I | PJM_E | NYISO_G-I | Internal | Summer | B9 | 800 | 500 | 0 | 49.78 | 51.37 | 6 | 0
2040 | PJM_E_2_NYISO_G-I | PJM_E | NYISO_G-I | Internal | Summer | B10 | 1262 | 500 | 0 | 49.38 | 48.83 | 6 | 0
2040 | PJM_E_2_NYISO_G-I | PJM_E | NYISO_G-I | Internal | Winter | B16 | 25 | 500 | 0 | 93.54 | 85.54 | 6 | 0
2040 | PJM_E_2_NYISO_G-I | PJM_E | NYISO_G-I | Internal | Winter | B17 | 100 | 500 | 0 | 74 | 66 | 6 | 0
2040 | PJM_E_2_NYISO_G-I | PJM_E | NYISO_G-I | Internal | Winter | B18 | 400 | 500 | 0 | 63.55 | 60.87 | 6 | 0
2040 | PJM_E_2_NYISO_G-I | PJM_E | NYISO_G-I | Internal | Winter | B19 | 700 | 500 | 0 | 57.9 | 60.86 | 6 | 0
2040 | PJM_E_2_NYISO_G-I | PJM_E | NYISO_G-I | Internal | Winter | B20 | 935 | 500 | 0 | 55.54 | 60.86 | 6 | 0
2040 | PJM_E_2_NYISO_J-K | PJM_E | NYISO_J-K | Internal | Shoulder | B11 | 25 | 330 | 0 | 71.15 | 70.74 | 6 | 0
2040 | PJM_E_2_NYISO_J-K | PJM_E | NYISO_J-K | Internal | Shoulder | B12 | 200 | 330 | 0 | 71.15 | 70.74 | 6 | 0
2040 | PJM_E_2_NYISO_J-K | PJM_E | NYISO_J-K | Internal | Shoulder | B13 | 600 | 330 | 330 | 56.32 | 70.74 | 6 | 8.42
2040 | PJM_E_2_NYISO_J-K | PJM_E | NYISO_J-K | Internal | Shoulder | B14 | 900 | 330 | 0 | 52.82 | 53.02 | 6 | 0
2040 | PJM_E_2_NYISO_J-K | PJM_E | NYISO_J-K | Internal | Shoulder | B15 | 1203 | 330 | 0 | 51.58 | 52.05 | 6 | 0
2040 | PJM_E_2_NYISO_J-K | PJM_E | NYISO_J-K | Internal | Summer | B1 | 10 | 330 | 0 | 90.44 | 75.58 | 6 | 0
2040 | PJM_E_2_NYISO_J-K | PJM_E | NYISO_J-K | Internal | Summer | B2 | 25 | 330 | 0 | 90.44 | 77.21 | 6 | 0
2040 | PJM_E_2_NYISO_J-K | PJM_E | NYISO_J-K | Internal | Summer | B3 | 75 | 330 | 0 | 81.4 | 75.3 | 6 | 0
2040 | PJM_E_2_NYISO_J-K | PJM_E | NYISO_J-K | Internal | Summer | B4 | 100 | 330 | 0 | 78.87 | 70.88 | 6 | 0
2040 | PJM_E_2_NYISO_J-K | PJM_E | NYISO_J-K | Internal | Summer | B5 | 200 | 330 | 0 | 76.38 | 68.39 | 6 | 0
2040 | PJM_E_2_NYISO_J-K | PJM_E | NYISO_J-K | Internal | Summer | B6 | 300 | 330 | 0 | 64.38 | 65.1 | 6 | 0
2040 | PJM_E_2_NYISO_J-K | PJM_E | NYISO_J-K | Internal | Summer | B7 | 400 | 330 | 330 | 54.24 | 65.1 | 6 | 4.85
2040 | PJM_E_2_NYISO_J-K | PJM_E | NYISO_J-K | Internal | Summer | B8 | 500 | 330 | 330 | 50.56 | 65.1 | 6 | 8.54
2040 | PJM_E_2_NYISO_J-K | PJM_E | NYISO_J-K | Internal | Summer | B9 | 800 | 330 | 0 | 49.78 | 52.54 | 6 | 0
2040 | PJM_E_2_NYISO_J-K | PJM_E | NYISO_J-K | Internal | Summer | B10 | 1262 | 330 | 0 | 49.38 | 48.84 | 6 | 0
2040 | PJM_E_2_NYISO_J-K | PJM_E | NYISO_J-K | Internal | Winter | B16 | 25 | 330 | 0 | 93.54 | 90.38 | 6 | 0
2040 | PJM_E_2_NYISO_J-K | PJM_E | NYISO_J-K | Internal | Winter | B17 | 100 | 330 | 330 | 74 | 90.38 | 6 | 10.38
2040 | PJM_E_2_NYISO_J-K | PJM_E | NYISO_J-K | Internal | Winter | B18 | 400 | 330 | 330 | 63.55 | 89.88 | 6 | 20.33
2040 | PJM_E_2_NYISO_J-K | PJM_E | NYISO_J-K | Internal | Winter | B19 | 700 | 330 | 330 | 57.9 | 67.57 | 6 | 3.67
2040 | PJM_E_2_NYISO_J-K | PJM_E | NYISO_J-K | Internal | Winter | B20 | 935 | 330 | 330 | 55.54 | 63.48 | 6 | 1.93
2040 | PJM_E_2_PJM_ROM | PJM_E | PJM_ROM | Internal | Shoulder | B11 | 25 | 8000 | 0.74 | 71.15 | 71.14 | 0.01 | 0
2040 | PJM_E_2_PJM_ROM | PJM_E | PJM_ROM | Internal | Shoulder | B12 | 200 | 8000 | 0.1 | 71.15 | 71.13 | 0.01 | 0
2040 | PJM_E_2_PJM_ROM | PJM_E | PJM_ROM | Internal | Shoulder | B13 | 600 | 8000 | 0.03 | 56.32 | 56.31 | 0.01 | 0
2040 | PJM_E_2_PJM_ROM | PJM_E | PJM_ROM | Internal | Shoulder | B14 | 900 | 8000 | 0.02 | 52.82 | 52.8 | 0.01 | 0
2040 | PJM_E_2_PJM_ROM | PJM_E | PJM_ROM | Internal | Shoulder | B15 | 1203 | 8000 | 0.02 | 51.58 | 51.57 | 0.01 | 0
2040 | PJM_E_2_PJM_ROM | PJM_E | PJM_ROM | Internal | Summer | B1 | 10 | 8000 | 1.75 | 90.44 | 90.43 | 0.01 | 0
2040 | PJM_E_2_PJM_ROM | PJM_E | PJM_ROM | Internal | Summer | B2 | 25 | 8000 | 0.72 | 90.44 | 90.43 | 0.01 | 0
2040 | PJM_E_2_PJM_ROM | PJM_E | PJM_ROM | Internal | Summer | B3 | 75 | 8000 | 0.25 | 81.4 | 81.39 | 0.01 | 0
2040 | PJM_E_2_PJM_ROM | PJM_E | PJM_ROM | Internal | Summer | B4 | 100 | 8000 | 0.19 | 78.87 | 78.85 | 0.01 | 0
2040 | PJM_E_2_PJM_ROM | PJM_E | PJM_ROM | Internal | Summer | B5 | 200 | 8000 | 0.09 | 76.38 | 76.37 | 0.01 | 0
2040 | PJM_E_2_PJM_ROM | PJM_E | PJM_ROM | Internal | Summer | B6 | 300 | 8000 | 0.06 | 64.38 | 64.37 | 0.01 | 0
2040 | PJM_E_2_PJM_ROM | PJM_E | PJM_ROM | Internal | Summer | B7 | 400 | 8000 | 0.05 | 54.24 | 54.23 | 0.01 | 0
2040 | PJM_E_2_PJM_ROM | PJM_E | PJM_ROM | Internal | Summer | B8 | 500 | 8000 | 0.04 | 50.56 | 50.55 | 0.01 | 0
2040 | PJM_E_2_PJM_ROM | PJM_E | PJM_ROM | Internal | Summer | B9 | 800 | 8000 | 0.02 | 49.78 | 49.77 | 0.01 | 0
2040 | PJM_E_2_PJM_ROM | PJM_E | PJM_ROM | Internal | Summer | B10 | 1262 | 8000 | 0.02 | 49.38 | 49.36 | 0.01 | 0
2040 | PJM_E_2_PJM_ROM | PJM_E | PJM_ROM | Internal | Winter | B16 | 25 | 8000 | 0.74 | 93.54 | 93.53 | 0.01 | 0
2040 | PJM_E_2_PJM_ROM | PJM_E | PJM_ROM | Internal | Winter | B17 | 100 | 8000 | 0.18 | 74 | 73.98 | 0.01 | 0
2040 | PJM_E_2_PJM_ROM | PJM_E | PJM_ROM | Internal | Winter | B18 | 400 | 8000 | 0.05 | 63.55 | 63.54 | 0.01 | 0
2040 | PJM_E_2_PJM_ROM | PJM_E | PJM_ROM | Internal | Winter | B19 | 700 | 8000 | 0.02 | 57.9 | 57.89 | 0.01 | 0
2040 | PJM_E_2_PJM_ROM | PJM_E | PJM_ROM | Internal | Winter | B20 | 935 | 8000 | 0.02 | 55.54 | 55.53 | 0.01 | 0
2040 | PJM_ROR_2_MISO_IN | PJM_ROR | MISO_IN | Internal | Shoulder | B11 | 25 | 909 | 1.64 | 89.32 | 91.31 | 2 | 0
2040 | PJM_ROR_2_MISO_IN | PJM_ROR | MISO_IN | Internal | Shoulder | B12 | 200 | 909 | 0 | 71.15 | 70.96 | 2 | 0
2040 | PJM_ROR_2_MISO_IN | PJM_ROR | MISO_IN | Internal | Shoulder | B13 | 600 | 909 | 0.06 | 56.48 | 58.46 | 2 | 0
2040 | PJM_ROR_2_MISO_IN | PJM_ROR | MISO_IN | Internal | Shoulder | B14 | 900 | 909 | 0.04 | 54.41 | 56.39 | 2 | 0
2040 | PJM_ROR_2_MISO_IN | PJM_ROR | MISO_IN | Internal | Shoulder | B15 | 1203 | 909 | 0 | 51.58 | 51.64 | 2 | 0
2040 | PJM_ROR_2_MISO_IN | PJM_ROR | MISO_IN | Internal | Summer | B1 | 10 | 909 | 908.98 | 90.44 | 94.46 | 2 | 2.03
2040 | PJM_ROR_2_MISO_IN | PJM_ROR | MISO_IN | Internal | Summer | B2 | 25 | 909 | 908.99 | 90.44 | 94.46 | 2 | 2.03
2040 | PJM_ROR_2_MISO_IN | PJM_ROR | MISO_IN | Internal | Summer | B3 | 75 | 909 | 268.39 | 90.44 | 92.44 | 2 | 0
2040 | PJM_ROR_2_MISO_IN | PJM_ROR | MISO_IN | Internal | Summer | B4 | 100 | 909 | 670.58 | 89.43 | 91.43 | 2 | 0
2040 | PJM_ROR_2_MISO_IN | PJM_ROR | MISO_IN | Internal | Summer | B5 | 200 | 909 | 908.82 | 85.41 | 87.42 | 2 | 0.01
2040 | PJM_ROR_2_MISO_IN | PJM_ROR | MISO_IN | Internal | Summer | B6 | 300 | 909 | 908.87 | 64.38 | 66.39 | 2 | 0.01
2040 | PJM_ROR_2_MISO_IN | PJM_ROR | MISO_IN | Internal | Summer | B7 | 400 | 909 | 0.09 | 54.24 | 56.23 | 2 | 0
2040 | PJM_ROR_2_MISO_IN | PJM_ROR | MISO_IN | Internal | Summer | B8 | 500 | 909 | 180.47 | 50.56 | 52.56 | 2 | 0
2040 | PJM_ROR_2_MISO_IN | PJM_ROR | MISO_IN | Internal | Summer | B9 | 800 | 909 | 0 | 49.78 | 50.03 | 2 | 0
2040 | PJM_ROR_2_MISO_IN | PJM_ROR | MISO_IN | Internal | Summer | B10 | 1262 | 909 | 0 | 49.78 | 50.03 | 2 | 0
2040 | PJM_ROR_2_MISO_IN | PJM_ROR | MISO_IN | Internal | Winter | B16 | 25 | 909 | 795.27 | 93.54 | 95.54 | 2 | 0
2040 | PJM_ROR_2_MISO_IN | PJM_ROR | MISO_IN | Internal | Winter | B17 | 100 | 909 | 0 | 74 | 73.26 | 2 | 0
2040 | PJM_ROR_2_MISO_IN | PJM_ROR | MISO_IN | Internal | Winter | B18 | 400 | 909 | 0 | 63.53 | 61.55 | 2 | 0
2040 | PJM_ROR_2_MISO_IN | PJM_ROR | MISO_IN | Internal | Winter | B19 | 700 | 909 | 0 | 57.88 | 55.9 | 2 | 0
2040 | PJM_ROR_2_MISO_IN | PJM_ROR | MISO_IN | Internal | Winter | B20 | 935 | 909 | 0 | 55.54 | 55.05 | 2 | 0
2040 | PJM_ROR_2_MISO_MI | PJM_ROR | MISO_MI | Internal | Shoulder | B11 | 25 | 1305 | 1204.44 | 89.32 | 91.32 | 2 | 0
2040 | PJM_ROR_2_MISO_MI | PJM_ROR | MISO_MI | Internal | Shoulder | B12 | 200 | 1305 | 0 | 71.15 | 70.97 | 2 | 0
2040 | PJM_ROR_2_MISO_MI | PJM_ROR | MISO_MI | Internal | Shoulder | B13 | 600 | 1305 | 1050.08 | 56.48 | 58.48 | 2 | 0
2040 | PJM_ROR_2_MISO_MI | PJM_ROR | MISO_MI | Internal | Shoulder | B14 | 900 | 1305 | 725.31 | 54.41 | 56.41 | 2 | 0
2040 | PJM_ROR_2_MISO_MI | PJM_ROR | MISO_MI | Internal | Shoulder | B15 | 1203 | 1305 | 306.37 | 51.58 | 53.58 | 2 | 0
2040 | PJM_ROR_2_MISO_MI | PJM_ROR | MISO_MI | Internal | Summer | B1 | 10 | 1305 | 1304.98 | 90.44 | 94.48 | 2 | 2.04
2040 | PJM_ROR_2_MISO_MI | PJM_ROR | MISO_MI | Internal | Summer | B2 | 25 | 1305 | 1304.99 | 90.44 | 94.48 | 2 | 2.04
2040 | PJM_ROR_2_MISO_MI | PJM_ROR | MISO_MI | Internal | Summer | B3 | 75 | 1305 | 1304.5 | 90.44 | 92.45 | 2 | 0.01
2040 | PJM_ROR_2_MISO_MI | PJM_ROR | MISO_MI | Internal | Summer | B4 | 100 | 1305 | 185.7 | 89.43 | 91.43 | 2 | 0
2040 | PJM_ROR_2_MISO_MI | PJM_ROR | MISO_MI | Internal | Summer | B5 | 200 | 1305 | 1304.91 | 85.41 | 87.43 | 2 | 0.02
2040 | PJM_ROR_2_MISO_MI | PJM_ROR | MISO_MI | Internal | Summer | B6 | 300 | 1305 | 1304.94 | 64.38 | 66.4 | 2 | 0.02
2040 | PJM_ROR_2_MISO_MI | PJM_ROR | MISO_MI | Internal | Summer | B7 | 400 | 1305 | 1079.84 | 54.24 | 56.24 | 2 | 0
2040 | PJM_ROR_2_MISO_MI | PJM_ROR | MISO_MI | Internal | Summer | B8 | 500 | 1305 | 1305 | 50.56 | 53.66 | 2 | 1.1
2040 | PJM_ROR_2_MISO_MI | PJM_ROR | MISO_MI | Internal | Summer | B9 | 800 | 1305 | 877.28 | 49.78 | 51.78 | 2 | 0
2040 | PJM_ROR_2_MISO_MI | PJM_ROR | MISO_MI | Internal | Summer | B10 | 1262 | 1305 | 111.55 | 49.78 | 51.78 | 2 | 0
2040 | PJM_ROR_2_MISO_MI | PJM_ROR | MISO_MI | Internal | Winter | B16 | 25 | 1305 | 1303.85 | 93.54 | 95.55 | 2 | 0.01
2040 | PJM_ROR_2_MISO_MI | PJM_ROR | MISO_MI | Internal | Winter | B17 | 100 | 1305 | 0 | 74 | 73.27 | 2 | 0
2040 | PJM_ROR_2_MISO_MI | PJM_ROR | MISO_MI | Internal | Winter | B18 | 400 | 1305 | 0 | 63.53 | 61.57 | 2 | 0
2040 | PJM_ROR_2_MISO_MI | PJM_ROR | MISO_MI | Internal | Winter | B19 | 700 | 1305 | 0 | 57.88 | 57.2 | 2 | 0
2040 | PJM_ROR_2_MISO_MI | PJM_ROR | MISO_MI | Internal | Winter | B20 | 935 | 1305 | 0 | 55.54 | 55.06 | 2 | 0
2040 | PJM_ROR_2_MISO_MO-IL | PJM_ROR | MISO_MO-IL | Internal | Shoulder | B11 | 25 | 1111 | 1027.62 | 89.32 | 91.32 | 2 | 0
2040 | PJM_ROR_2_MISO_MO-IL | PJM_ROR | MISO_MO-IL | Internal | Shoulder | B12 | 200 | 1111 | 0 | 71.15 | 69.84 | 2 | 0
2040 | PJM_ROR_2_MISO_MO-IL | PJM_ROR | MISO_MO-IL | Internal | Shoulder | B13 | 600 | 1111 | 0.03 | 56.48 | 58.45 | 2 | 0
2040 | PJM_ROR_2_MISO_MO-IL | PJM_ROR | MISO_MO-IL | Internal | Shoulder | B14 | 900 | 1111 | 0.02 | 54.41 | 56.38 | 2 | 0
2040 | PJM_ROR_2_MISO_MO-IL | PJM_ROR | MISO_MO-IL | Internal | Shoulder | B15 | 1203 | 1111 | 0 | 51.58 | 51.63 | 2 | 0
2040 | PJM_ROR_2_MISO_MO-IL | PJM_ROR | MISO_MO-IL | Internal | Summer | B1 | 10 | 1111 | 1110.98 | 90.44 | 94.45 | 2 | 2.01
2040 | PJM_ROR_2_MISO_MO-IL | PJM_ROR | MISO_MO-IL | Internal | Summer | B2 | 25 | 1111 | 1110.99 | 90.44 | 94.45 | 2 | 2.01
2040 | PJM_ROR_2_MISO_MO-IL | PJM_ROR | MISO_MO-IL | Internal | Summer | B3 | 75 | 1111 | 1110.53 | 90.44 | 92.45 | 2 | 0.01
2040 | PJM_ROR_2_MISO_MO-IL | PJM_ROR | MISO_MO-IL | Internal | Summer | B4 | 100 | 1111 | 1110.66 | 89.43 | 91.44 | 2 | 0.01
2040 | PJM_ROR_2_MISO_MO-IL | PJM_ROR | MISO_MO-IL | Internal | Summer | B5 | 200 | 1111 | 1110.91 | 85.41 | 87.43 | 2 | 0.02
2040 | PJM_ROR_2_MISO_MO-IL | PJM_ROR | MISO_MO-IL | Internal | Summer | B6 | 300 | 1111 | 1110.94 | 64.38 | 66.4 | 2 | 0.02
2040 | PJM_ROR_2_MISO_MO-IL | PJM_ROR | MISO_MO-IL | Internal | Summer | B7 | 400 | 1111 | 818.22 | 54.24 | 56.24 | 2 | 0
2040 | PJM_ROR_2_MISO_MO-IL | PJM_ROR | MISO_MO-IL | Internal | Summer | B8 | 500 | 1111 | 1056.19 | 50.56 | 52.56 | 2 | 0
2040 | PJM_ROR_2_MISO_MO-IL | PJM_ROR | MISO_MO-IL | Internal | Summer | B9 | 800 | 1111 | 0 | 49.78 | 50.02 | 2 | 0
2040 | PJM_ROR_2_MISO_MO-IL | PJM_ROR | MISO_MO-IL | Internal | Summer | B10 | 1262 | 1111 | 0 | 49.78 | 47.79 | 2 | 0
2040 | PJM_ROR_2_MISO_MO-IL | PJM_ROR | MISO_MO-IL | Internal | Winter | B16 | 25 | 1111 | 1.27 | 93.54 | 95.53 | 2 | 0
2040 | PJM_ROR_2_MISO_MO-IL | PJM_ROR | MISO_MO-IL | Internal | Winter | B17 | 100 | 1111 | 0 | 74 | 70.48 | 2 | 0
2040 | PJM_ROR_2_MISO_MO-IL | PJM_ROR | MISO_MO-IL | Internal | Winter | B18 | 400 | 1111 | 0 | 63.53 | 61.54 | 2 | 0
2040 | PJM_ROR_2_MISO_MO-IL | PJM_ROR | MISO_MO-IL | Internal | Winter | B19 | 700 | 1111 | 0 | 57.88 | 55.89 | 2 | 0
2040 | PJM_ROR_2_MISO_MO-IL | PJM_ROR | MISO_MO-IL | Internal | Winter | B20 | 935 | 1111 | 0 | 55.54 | 51.33 | 2 | 0
2040 | PJM_ROR_2_MISO_W | PJM_ROR | MISO_W | Internal | Shoulder | B11 | 25 | 709 | 1.35 | 89.32 | 91.31 | 2 | 0
2040 | PJM_ROR_2_MISO_W | PJM_ROR | MISO_W | Internal | Shoulder | B12 | 200 | 709 | 0 | 71.15 | 69.83 | 2 | 0
2040 | PJM_ROR_2_MISO_W | PJM_ROR | MISO_W | Internal | Shoulder | B13 | 600 | 709 | 0.02 | 56.48 | 58.44 | 2 | 0
2040 | PJM_ROR_2_MISO_W | PJM_ROR | MISO_W | Internal | Shoulder | B14 | 900 | 709 | 0.01 | 54.41 | 56.37 | 2 | 0
2040 | PJM_ROR_2_MISO_W | PJM_ROR | MISO_W | Internal | Shoulder | B15 | 1203 | 709 | 0 | 51.58 | 51.62 | 2 | 0
2040 | PJM_ROR_2_MISO_W | PJM_ROR | MISO_W | Internal | Summer | B1 | 10 | 709 | 708.98 | 90.44 | 94.44 | 2 | 2
2040 | PJM_ROR_2_MISO_W | PJM_ROR | MISO_W | Internal | Summer | B2 | 25 | 709 | 708.99 | 90.44 | 94.44 | 2 | 2
2040 | PJM_ROR_2_MISO_W | PJM_ROR | MISO_W | Internal | Summer | B3 | 75 | 709 | 708.77 | 90.44 | 92.46 | 2 | 0.02
2040 | PJM_ROR_2_MISO_W | PJM_ROR | MISO_W | Internal | Summer | B4 | 100 | 709 | 534.53 | 89.43 | 91.43 | 2 | 0
2040 | PJM_ROR_2_MISO_W | PJM_ROR | MISO_W | Internal | Summer | B5 | 200 | 709 | 708.82 | 85.41 | 87.42 | 2 | 0.01
2040 | PJM_ROR_2_MISO_W | PJM_ROR | MISO_W | Internal | Summer | B6 | 300 | 709 | 708.87 | 64.38 | 66.39 | 2 | 0.01
2040 | PJM_ROR_2_MISO_W | PJM_ROR | MISO_W | Internal | Summer | B7 | 400 | 709 | 0.09 | 54.24 | 56.23 | 2 | 0
2040 | PJM_ROR_2_MISO_W | PJM_ROR | MISO_W | Internal | Summer | B8 | 500 | 709 | 0.08 | 50.56 | 52.55 | 2 | 0
2040 | PJM_ROR_2_MISO_W | PJM_ROR | MISO_W | Internal | Summer | B9 | 800 | 709 | 0 | 49.78 | 50.01 | 2 | 0
2040 | PJM_ROR_2_MISO_W | PJM_ROR | MISO_W | Internal | Summer | B10 | 1262 | 709 | 0 | 49.78 | 47.78 | 2 | 0
2040 | PJM_ROR_2_MISO_W | PJM_ROR | MISO_W | Internal | Winter | B16 | 25 | 709 | 0 | 93.54 | 93.29 | 2 | 0
2040 | PJM_ROR_2_MISO_W | PJM_ROR | MISO_W | Internal | Winter | B17 | 100 | 709 | 0 | 74 | 70.47 | 2 | 0
2040 | PJM_ROR_2_MISO_W | PJM_ROR | MISO_W | Internal | Winter | B18 | 400 | 709 | 0 | 63.53 | 61.53 | 2 | 0
2040 | PJM_ROR_2_MISO_W | PJM_ROR | MISO_W | Internal | Winter | B19 | 700 | 709 | 0 | 57.88 | 55.88 | 2 | 0
2040 | PJM_ROR_2_MISO_W | PJM_ROR | MISO_W | Internal | Winter | B20 | 935 | 709 | 0 | 55.54 | 51.32 | 2 | 0
2040 | PJM_ROR_2_MISO_WUMS | PJM_ROR | MISO_WUMS | Internal | Shoulder | B11 | 25 | 1467 | 0.05 | 89.32 | 91.01 | 2 | 0
2040 | PJM_ROR_2_MISO_WUMS | PJM_ROR | MISO_WUMS | Internal | Shoulder | B12 | 200 | 1467 | 0 | 71.15 | 69.84 | 2 | 0
2040 | PJM_ROR_2_MISO_WUMS | PJM_ROR | MISO_WUMS | Internal | Shoulder | B13 | 600 | 1467 | 0.02 | 56.48 | 58.43 | 2 | 0
2040 | PJM_ROR_2_MISO_WUMS | PJM_ROR | MISO_WUMS | Internal | Shoulder | B14 | 900 | 1467 | 0.02 | 54.41 | 56.38 | 2 | 0
2040 | PJM_ROR_2_MISO_WUMS | PJM_ROR | MISO_WUMS | Internal | Shoulder | B15 | 1203 | 1467 | 0 | 51.58 | 51.69 | 2 | 0
2040 | PJM_ROR_2_MISO_WUMS | PJM_ROR | MISO_WUMS | Internal | Summer | B1 | 10 | 1467 | 0 | 90.44 | 87.99 | 2 | 0
2040 | PJM_ROR_2_MISO_WUMS | PJM_ROR | MISO_WUMS | Internal | Summer | B2 | 25 | 1467 | 0 | 90.44 | 87.99 | 2 | 0
2040 | PJM_ROR_2_MISO_WUMS | PJM_ROR | MISO_WUMS | Internal | Summer | B3 | 75 | 1467 | 0 | 90.44 | 87.99 | 2 | 0
2040 | PJM_ROR_2_MISO_WUMS | PJM_ROR | MISO_WUMS | Internal | Summer | B4 | 100 | 1467 | 0 | 89.43 | 87.99 | 2 | 0
2040 | PJM_ROR_2_MISO_WUMS | PJM_ROR | MISO_WUMS | Internal | Summer | B5 | 200 | 1467 | 637.75 | 85.41 | 87.41 | 2 | 0
2040 | PJM_ROR_2_MISO_WUMS | PJM_ROR | MISO_WUMS | Internal | Summer | B6 | 300 | 1467 | 23.12 | 64.38 | 66.38 | 2 | 0
2040 | PJM_ROR_2_MISO_WUMS | PJM_ROR | MISO_WUMS | Internal | Summer | B7 | 400 | 1467 | 0.05 | 54.24 | 56.22 | 2 | 0
2040 | PJM_ROR_2_MISO_WUMS | PJM_ROR | MISO_WUMS | Internal | Summer | B8 | 500 | 1467 | 1075.23 | 50.56 | 52.56 | 2 | 0
2040 | PJM_ROR_2_MISO_WUMS | PJM_ROR | MISO_WUMS | Internal | Summer | B9 | 800 | 1467 | 0 | 49.78 | 50.02 | 2 | 0
2040 | PJM_ROR_2_MISO_WUMS | PJM_ROR | MISO_WUMS | Internal | Summer | B10 | 1262 | 1467 | 0 | 49.78 | 49.9 | 2 | 0
2040 | PJM_ROR_2_MISO_WUMS | PJM_ROR | MISO_WUMS | Internal | Winter | B16 | 25 | 1467 | 196.43 | 93.54 | 95.54 | 2 | 0
2040 | PJM_ROR_2_MISO_WUMS | PJM_ROR | MISO_WUMS | Internal | Winter | B17 | 100 | 1467 | 0 | 74 | 72 | 2 | 0
2040 | PJM_ROR_2_MISO_WUMS | PJM_ROR | MISO_WUMS | Internal | Winter | B18 | 400 | 1467 | 0 | 63.53 | 61.54 | 2 | 0
2040 | PJM_ROR_2_MISO_WUMS | PJM_ROR | MISO_WUMS | Internal | Winter | B19 | 700 | 1467 | 0 | 57.88 | 57.21 | 2 | 0
2040 | PJM_ROR_2_MISO_WUMS | PJM_ROR | MISO_WUMS | Internal | Winter | B20 | 935 | 1467 | 0 | 55.54 | 55.03 | 2 | 0
2040 | PJM_ROR_2_PJM_ROM | PJM_ROR | PJM_ROM | Internal | Shoulder | B11 | 25 | 8000 | 0 | 89.32 | 71.14 | 0.01 | 0
2040 | PJM_ROR_2_PJM_ROM | PJM_ROR | PJM_ROM | Internal | Shoulder | B12 | 200 | 8000 | 0.08 | 71.15 | 71.13 | 0.01 | 0
2040 | PJM_ROR_2_PJM_ROM | PJM_ROR | PJM_ROM | Internal | Shoulder | B13 | 600 | 8000 | 0 | 56.48 | 56.31 | 0.01 | 0
2040 | PJM_ROR_2_PJM_ROM | PJM_ROR | PJM_ROM | Internal | Shoulder | B14 | 900 | 8000 | 0 | 54.41 | 52.8 | 0.01 | 0
2040 | PJM_ROR_2_PJM_ROM | PJM_ROR | PJM_ROM | Internal | Shoulder | B15 | 1203 | 8000 | 0.02 | 51.58 | 51.57 | 0.01 | 0
2040 | PJM_ROR_2_PJM_ROM | PJM_ROR | PJM_ROM | Internal | Summer | B1 | 10 | 8000 | 1.68 | 90.44 | 90.43 | 0.01 | 0
2040 | PJM_ROR_2_PJM_ROM | PJM_ROR | PJM_ROM | Internal | Summer | B2 | 25 | 8000 | 0.71 | 90.44 | 90.43 | 0.01 | 0
2040 | PJM_ROR_2_PJM_ROM | PJM_ROR | PJM_ROM | Internal | Summer | B3 | 75 | 8000 | 0 | 90.44 | 81.39 | 0.01 | 0
2040 | PJM_ROR_2_PJM_ROM | PJM_ROR | PJM_ROM | Internal | Summer | B4 | 100 | 8000 | 0 | 89.43 | 78.85 | 0.01 | 0
2040 | PJM_ROR_2_PJM_ROM | PJM_ROR | PJM_ROM | Internal | Summer | B5 | 200 | 8000 | 0 | 85.41 | 76.37 | 0.01 | 0
2040 | PJM_ROR_2_PJM_ROM | PJM_ROR | PJM_ROM | Internal | Summer | B6 | 300 | 8000 | 0.06 | 64.38 | 64.37 | 0.01 | 0
2040 | PJM_ROR_2_PJM_ROM | PJM_ROR | PJM_ROM | Internal | Summer | B7 | 400 | 8000 | 0.05 | 54.24 | 54.23 | 0.01 | 0
2040 | PJM_ROR_2_PJM_ROM | PJM_ROR | PJM_ROM | Internal | Summer | B8 | 500 | 8000 | 0.04 | 50.56 | 50.55 | 0.01 | 0
2040 | PJM_ROR_2_PJM_ROM | PJM_ROR | PJM_ROM | Internal | Summer | B9 | 800 | 8000 | 0.02 | 49.78 | 49.77 | 0.01 | 0
2040 | PJM_ROR_2_PJM_ROM | PJM_ROR | PJM_ROM | Internal | Summer | B10 | 1262 | 8000 | 0 | 49.78 | 49.36 | 0.01 | 0
2040 | PJM_ROR_2_PJM_ROM | PJM_ROR | PJM_ROM | Internal | Winter | B16 | 25 | 8000 | 0.64 | 93.54 | 93.53 | 0.01 | 0
2040 | PJM_ROR_2_PJM_ROM | PJM_ROR | PJM_ROM | Internal | Winter | B17 | 100 | 8000 | 0.2 | 74 | 73.98 | 0.01 | 0
2040 | PJM_ROR_2_PJM_ROM | PJM_ROR | PJM_ROM | Internal | Winter | B18 | 400 | 8000 | 1366.21 | 63.53 | 63.54 | 0.01 | 0
2040 | PJM_ROR_2_PJM_ROM | PJM_ROR | PJM_ROM | Internal | Winter | B19 | 700 | 8000 | 1956.3 | 57.88 | 57.89 | 0.01 | 0
2040 | PJM_ROR_2_PJM_ROM | PJM_ROR | PJM_ROM | Internal | Winter | B20 | 935 | 8000 | 0.02 | 55.54 | 55.53 | 0.01 | 0
2040 | PJM_ROR_2_TVA_Transmission | PJM_ROR | TVA_Transmission | Internal | Shoulder | B11 | 25 | 2500 | 0.02 | 89.32 | 94.31 | 6 | 0
2040 | PJM_ROR_2_TVA_Transmission | PJM_ROR | TVA_Transmission | Internal | Shoulder | B12 | 200 | 2500 | 0 | 71.15 | 69.96 | 6 | 0
2040 | PJM_ROR_2_TVA_Transmission | PJM_ROR | TVA_Transmission | Internal | Shoulder | B13 | 600 | 2500 | 0 | 56.48 | 61.3 | 6 | 0
2040 | PJM_ROR_2_TVA_Transmission | PJM_ROR | TVA_Transmission | Internal | Shoulder | B14 | 900 | 2500 | 737.26 | 54.41 | 60.41 | 6 | 0
2040 | PJM_ROR_2_TVA_Transmission | PJM_ROR | TVA_Transmission | Internal | Shoulder | B15 | 1203 | 2500 | 621 | 51.58 | 57.58 | 6 | 0
2040 | PJM_ROR_2_TVA_Transmission | PJM_ROR | TVA_Transmission | Internal | Summer | B1 | 10 | 2500 | 2044.8 | 90.44 | 96.44 | 6 | 0
2040 | PJM_ROR_2_TVA_Transmission | PJM_ROR | TVA_Transmission | Internal | Summer | B2 | 25 | 2500 | 1561.1 | 90.44 | 96.44 | 6 | 0
2040 | PJM_ROR_2_TVA_Transmission | PJM_ROR | TVA_Transmission | Internal | Summer | B3 | 75 | 2500 | 0.01 | 90.44 | 95.83 | 6 | 0
2040 | PJM_ROR_2_TVA_Transmission | PJM_ROR | TVA_Transmission | Internal | Summer | B4 | 100 | 2500 | 1597.74 | 89.43 | 95.43 | 6 | 0
2040 | PJM_ROR_2_TVA_Transmission | PJM_ROR | TVA_Transmission | Internal | Summer | B5 | 200 | 2500 | 200.88 | 85.41 | 91.41 | 6 | 0
2040 | PJM_ROR_2_TVA_Transmission | PJM_ROR | TVA_Transmission | Internal | Summer | B6 | 300 | 2500 | 0 | 64.38 | 68.4 | 6 | 0
2040 | PJM_ROR_2_TVA_Transmission | PJM_ROR | TVA_Transmission | Internal | Summer | B7 | 400 | 2500 | 0 | 54.24 | 59.79 | 6 | 0
2040 | PJM_ROR_2_TVA_Transmission | PJM_ROR | TVA_Transmission | Internal | Summer | B8 | 500 | 2500 | 0 | 50.56 | 55.42 | 6 | 0
2040 | PJM_ROR_2_TVA_Transmission | PJM_ROR | TVA_Transmission | Internal | Summer | B9 | 800 | 2500 | 0 | 49.78 | 55.04 | 6 | 0
2040 | PJM_ROR_2_TVA_Transmission | PJM_ROR | TVA_Transmission | Internal | Summer | B10 | 1262 | 2500 | 0 | 49.78 | 53.66 | 6 | 0
2040 | PJM_ROR_2_TVA_Transmission | PJM_ROR | TVA_Transmission | Internal | Winter | B16 | 25 | 2500 | 1028.81 | 93.54 | 99.54 | 6 | 0
2040 | PJM_ROR_2_TVA_Transmission | PJM_ROR | TVA_Transmission | Internal | Winter | B17 | 100 | 2500 | 0 | 74 | 73.19 | 6 | 0
2040 | PJM_ROR_2_TVA_Transmission | PJM_ROR | TVA_Transmission | Internal | Winter | B18 | 400 | 2500 | 0 | 63.53 | 64.54 | 6 | 0
2040 | PJM_ROR_2_TVA_Transmission | PJM_ROR | TVA_Transmission | Internal | Winter | B19 | 700 | 2500 | 0 | 57.88 | 61.09 | 6 | 0
2040 | PJM_ROR_2_TVA_Transmission | PJM_ROR | TVA_Transmission | Internal | Winter | B20 | 935 | 2500 | 0 | 55.54 | 58.74 | 6 | 0
2040 | PJM_ROR_2_VACAR | PJM_ROR | VACAR | Internal | Shoulder | B11 | 25 | 3000 | 939.49 | 89.32 | 95.32 | 6 | 0
2040 | PJM_ROR_2_VACAR | PJM_ROR | VACAR | Internal | Shoulder | B12 | 200 | 3000 | 0 | 71.15 | 72.52 | 6 | 0
2040 | PJM_ROR_2_VACAR | PJM_ROR | VACAR | Internal | Shoulder | B13 | 600 | 3000 | 0 | 56.48 | 57.65 | 6 | 0
2040 | PJM_ROR_2_VACAR | PJM_ROR | VACAR | Internal | Shoulder | B14 | 900 | 3000 | 0 | 54.41 | 57.65 | 6 | 0
2040 | PJM_ROR_2_VACAR | PJM_ROR | VACAR | Internal | Shoulder | B15 | 1203 | 3000 | 2999.99 | 51.58 | 57.65 | 6 | 0.07
2040 | PJM_ROR_2_VACAR | PJM_ROR | VACAR | Internal | Summer | B1 | 10 | 3000 | 2999.99 | 90.44 | 99.6 | 6 | 3.16
2040 | PJM_ROR_2_VACAR | PJM_ROR | VACAR | Internal | Summer | B2 | 25 | 3000 | 2999.99 | 90.44 | 99.6 | 6 | 3.16
2040 | PJM_ROR_2_VACAR | PJM_ROR | VACAR | Internal | Summer | B3 | 75 | 3000 | 2999.99 | 90.44 | 97.15 | 6 | 0.71
2040 | PJM_ROR_2_VACAR | PJM_ROR | VACAR | Internal | Summer | B4 | 100 | 3000 | 3000 | 89.43 | 97.15 | 6 | 1.72
2040 | PJM_ROR_2_VACAR | PJM_ROR | VACAR | Internal | Summer | B5 | 200 | 3000 | 3000 | 85.41 | 93.41 | 6 | 2
2040 | PJM_ROR_2_VACAR | PJM_ROR | VACAR | Internal | Summer | B6 | 300 | 3000 | 1950.51 | 64.38 | 70.38 | 6 | 0
2040 | PJM_ROR_2_VACAR | PJM_ROR | VACAR | Internal | Summer | B7 | 400 | 3000 | 2131.38 | 54.24 | 60.24 | 6 | 0
2040 | PJM_ROR_2_VACAR | PJM_ROR | VACAR | Internal | Summer | B8 | 500 | 3000 | 0 | 50.56 | 55.34 | 6 | 0
2040 | PJM_ROR_2_VACAR | PJM_ROR | VACAR | Internal | Summer | B9 | 800 | 3000 | 0 | 49.78 | 55.34 | 6 | 0
2040 | PJM_ROR_2_VACAR | PJM_ROR | VACAR | Internal | Summer | B10 | 1262 | 3000 | 0 | 49.78 | 55.34 | 6 | 0
2040 | PJM_ROR_2_VACAR | PJM_ROR | VACAR | Internal | Winter | B16 | 25 | 3000 | 3000 | 93.54 | 110.1 | 6 | 10.56
2040 | PJM_ROR_2_VACAR | PJM_ROR | VACAR | Internal | Winter | B17 | 100 | 3000 | 737.96 | 74 | 80 | 6 | 0
2040 | PJM_ROR_2_VACAR | PJM_ROR | VACAR | Internal | Winter | B18 | 400 | 3000 | 0 | 63.53 | 63.09 | 6 | 0
2040 | PJM_ROR_2_VACAR | PJM_ROR | VACAR | Internal | Winter | B19 | 700 | 3000 | 0 | 57.88 | 63.05 | 6 | 0
2040 | PJM_ROR_2_VACAR | PJM_ROR | VACAR | Internal | Winter | B20 | 935 | 3000 | 3000 | 55.54 | 63.05 | 6 | 1.5
2040 | PJM_ROM_2_NYISO_A-F | PJM_ROM | NYISO_A-F | Internal | Shoulder | B11 | 25 | 2000 | 0 | 71.14 | 63.14 | 6 | 0
2040 | PJM_ROM_2_NYISO_A-F | PJM_ROM | NYISO_A-F | Internal | Shoulder | B12 | 200 | 2000 | 0 | 71.13 | 63.13 | 6 | 0
2040 | PJM_ROM_2_NYISO_A-F | PJM_ROM | NYISO_A-F | Internal | Shoulder | B13 | 600 | 2000 | 0 | 56.31 | 52.65 | 6 | 0
2040 | PJM_ROM_2_NYISO_A-F | PJM_ROM | NYISO_A-F | Internal | Shoulder | B14 | 900 | 2000 | 0 | 52.8 | 52.05 | 6 | 0
2040 | PJM_ROM_2_NYISO_A-F | PJM_ROM | NYISO_A-F | Internal | Shoulder | B15 | 1203 | 2000 | 0 | 51.57 | 52.05 | 6 | 0
2040 | PJM_ROM_2_NYISO_A-F | PJM_ROM | NYISO_A-F | Internal | Summer | B1 | 10 | 2000 | 0 | 90.43 | 75.56 | 6 | 0
2040 | PJM_ROM_2_NYISO_A-F | PJM_ROM | NYISO_A-F | Internal | Summer | B2 | 25 | 2000 | 0 | 90.43 | 77.19 | 6 | 0
2040 | PJM_ROM_2_NYISO_A-F | PJM_ROM | NYISO_A-F | Internal | Summer | B3 | 75 | 2000 | 0 | 81.39 | 75.27 | 6 | 0
2040 | PJM_ROM_2_NYISO_A-F | PJM_ROM | NYISO_A-F | Internal | Summer | B4 | 100 | 2000 | 0 | 78.85 | 70.85 | 6 | 0
2040 | PJM_ROM_2_NYISO_A-F | PJM_ROM | NYISO_A-F | Internal | Summer | B5 | 200 | 2000 | 0 | 76.37 | 68.37 | 6 | 0
2040 | PJM_ROM_2_NYISO_A-F | PJM_ROM | NYISO_A-F | Internal | Summer | B6 | 300 | 2000 | 0 | 64.37 | 56.37 | 6 | 0
2040 | PJM_ROM_2_NYISO_A-F | PJM_ROM | NYISO_A-F | Internal | Summer | B7 | 400 | 2000 | 0 | 54.23 | 51.36 | 6 | 0
2040 | PJM_ROM_2_NYISO_A-F | PJM_ROM | NYISO_A-F | Internal | Summer | B8 | 500 | 2000 | 0 | 50.55 | 51.36 | 6 | 0
2040 | PJM_ROM_2_NYISO_A-F | PJM_ROM | NYISO_A-F | Internal | Summer | B9 | 800 | 2000 | 0 | 49.77 | 51.36 | 6 | 0
2040 | PJM_ROM_2_NYISO_A-F | PJM_ROM | NYISO_A-F | Internal | Summer | B10 | 1262 | 2000 | 0 | 49.36 | 51.36 | 6 | 0
2040 | PJM_ROM_2_NYISO_A-F | PJM_ROM | NYISO_A-F | Internal | Winter | B16 | 25 | 2000 | 0 | 93.53 | 85.53 | 6 | 0
2040 | PJM_ROM_2_NYISO_A-F | PJM_ROM | NYISO_A-F | Internal | Winter | B17 | 100 | 2000 | 0 | 73.98 | 65.98 | 6 | 0
2040 | PJM_ROM_2_NYISO_A-F | PJM_ROM | NYISO_A-F | Internal | Winter | B18 | 400 | 2000 | 0 | 63.54 | 60.85 | 6 | 0
2040 | PJM_ROM_2_NYISO_A-F | PJM_ROM | NYISO_A-F | Internal | Winter | B19 | 700 | 2000 | 0 | 57.89 | 60.85 | 6 | 0
2040 | PJM_ROM_2_NYISO_A-F | PJM_ROM | NYISO_A-F | Internal | Winter | B20 | 935 | 2000 | 0 | 55.53 | 60.85 | 6 | 0
2040 | PJM_ROM_2_PJM_E | PJM_ROM | PJM_E | Internal | Shoulder | B11 | 25 | 8000 | 2069.76 | 71.14 | 71.15 | 0.01 | 0
2040 | PJM_ROM_2_PJM_E | PJM_ROM | PJM_E | Internal | Shoulder | B12 | 200 | 8000 | 1597.42 | 71.13 | 71.15 | 0.01 | 0
2040 | PJM_ROM_2_PJM_E | PJM_ROM | PJM_E | Internal | Shoulder | B13 | 600 | 8000 | 2033.13 | 56.31 | 56.32 | 0.01 | 0
2040 | PJM_ROM_2_PJM_E | PJM_ROM | PJM_E | Internal | Shoulder | B14 | 900 | 8000 | 3158.05 | 52.8 | 52.82 | 0.01 | 0
2040 | PJM_ROM_2_PJM_E | PJM_ROM | PJM_E | Internal | Shoulder | B15 | 1203 | 8000 | 4863.97 | 51.57 | 51.58 | 0.01 | 0
2040 | PJM_ROM_2_PJM_E | PJM_ROM | PJM_E | Internal | Summer | B1 | 10 | 8000 | 5191.26 | 90.43 | 90.44 | 0.01 | 0
2040 | PJM_ROM_2_PJM_E | PJM_ROM | PJM_E | Internal | Summer | B2 | 25 | 8000 | 4916.57 | 90.43 | 90.44 | 0.01 | 0
2040 | PJM_ROM_2_PJM_E | PJM_ROM | PJM_E | Internal | Summer | B3 | 75 | 8000 | 3182.22 | 81.39 | 81.4 | 0.01 | 0
2040 | PJM_ROM_2_PJM_E | PJM_ROM | PJM_E | Internal | Summer | B4 | 100 | 8000 | 4581.66 | 78.85 | 78.87 | 0.01 | 0
2040 | PJM_ROM_2_PJM_E | PJM_ROM | PJM_E | Internal | Summer | B5 | 200 | 8000 | 5697.28 | 76.37 | 76.38 | 0.01 | 0
2040 | PJM_ROM_2_PJM_E | PJM_ROM | PJM_E | Internal | Summer | B6 | 300 | 8000 | 4969.09 | 64.37 | 64.38 | 0.01 | 0
2040 | PJM_ROM_2_PJM_E | PJM_ROM | PJM_E | Internal | Summer | B7 | 400 | 8000 | 4086.48 | 54.23 | 54.24 | 0.01 | 0
2040 | PJM_ROM_2_PJM_E | PJM_ROM | PJM_E | Internal | Summer | B8 | 500 | 8000 | 6292.65 | 50.55 | 50.56 | 0.01 | 0
2040 | PJM_ROM_2_PJM_E | PJM_ROM | PJM_E | Internal | Summer | B9 | 800 | 8000 | 7768.56 | 49.77 | 49.78 | 0.01 | 0
2040 | PJM_ROM_2_PJM_E | PJM_ROM | PJM_E | Internal | Summer | B10 | 1262 | 8000 | 5540.81 | 49.36 | 49.38 | 0.01 | 0
2040 | PJM_ROM_2_PJM_E | PJM_ROM | PJM_E | Internal | Winter | B16 | 25 | 8000 | 1993.07 | 93.53 | 93.54 | 0.01 | 0
2040 | PJM_ROM_2_PJM_E | PJM_ROM | PJM_E | Internal | Winter | B17 | 100 | 8000 | 5095.94 | 73.98 | 74 | 0.01 | 0
2040 | PJM_ROM_2_PJM_E | PJM_ROM | PJM_E | Internal | Winter | B18 | 400 | 8000 | 7071.81 | 63.54 | 63.55 | 0.01 | 0
2040 | PJM_ROM_2_PJM_E | PJM_ROM | PJM_E | Internal | Winter | B19 | 700 | 8000 | 7990.55 | 57.89 | 57.9 | 0.01 | 0
2040 | PJM_ROM_2_PJM_E | PJM_ROM | PJM_E | Internal | Winter | B20 | 935 | 8000 | 6109.59 | 55.53 | 55.54 | 0.01 | 0
2040 | PJM_ROM_2_PJM_ROR | PJM_ROM | PJM_ROR | Internal | Shoulder | B11 | 25 | 8000 | 8000 | 71.14 | 89.32 | 0.01 | 18.17
2040 | PJM_ROM_2_PJM_ROR | PJM_ROM | PJM_ROR | Internal | Shoulder | B12 | 200 | 8000 | 7999.44 | 71.13 | 71.15 | 0.01 | 0
2040 | PJM_ROM_2_PJM_ROR | PJM_ROM | PJM_ROR | Internal | Shoulder | B13 | 600 | 8000 | 7999.99 | 56.31 | 56.48 | 0.01 | 0.15
2040 | PJM_ROM_2_PJM_ROR | PJM_ROM | PJM_ROR | Internal | Shoulder | B14 | 900 | 8000 | 8000 | 52.8 | 54.41 | 0.01 | 1.59
2040 | PJM_ROM_2_PJM_ROR | PJM_ROM | PJM_ROR | Internal | Shoulder | B15 | 1203 | 8000 | 4889.8 | 51.57 | 51.58 | 0.01 | 0
2040 | PJM_ROM_2_PJM_ROR | PJM_ROM | PJM_ROR | Internal | Summer | B1 | 10 | 8000 | 6485.13 | 90.43 | 90.44 | 0.01 | 0
2040 | PJM_ROM_2_PJM_ROR | PJM_ROM | PJM_ROR | Internal | Summer | B2 | 25 | 8000 | 5894.82 | 90.43 | 90.44 | 0.01 | 0
2040 | PJM_ROM_2_PJM_ROR | PJM_ROM | PJM_ROR | Internal | Summer | B3 | 75 | 8000 | 8000 | 81.39 | 90.44 | 0.01 | 9.04
2040 | PJM_ROM_2_PJM_ROR | PJM_ROM | PJM_ROR | Internal | Summer | B4 | 100 | 8000 | 8000 | 78.85 | 89.43 | 0.01 | 10.56
2040 | PJM_ROM_2_PJM_ROR | PJM_ROM | PJM_ROR | Internal | Summer | B5 | 200 | 8000 | 8000 | 76.37 | 85.41 | 0.01 | 9.02
2040 | PJM_ROM_2_PJM_ROR | PJM_ROM | PJM_ROR | Internal | Summer | B6 | 300 | 8000 | 5496.66 | 64.37 | 64.38 | 0.01 | 0
2040 | PJM_ROM_2_PJM_ROR | PJM_ROM | PJM_ROR | Internal | Summer | B7 | 400 | 8000 | 6901.12 | 54.23 | 54.24 | 0.01 | 0
2040 | PJM_ROM_2_PJM_ROR | PJM_ROM | PJM_ROR | Internal | Summer | B8 | 500 | 8000 | 4327.26 | 50.55 | 50.56 | 0.01 | 0
2040 | PJM_ROM_2_PJM_ROR | PJM_ROM | PJM_ROR | Internal | Summer | B9 | 800 | 8000 | 4446.39 | 49.77 | 49.78 | 0.01 | 0
2040 | PJM_ROM_2_PJM_ROR | PJM_ROM | PJM_ROR | Internal | Summer | B10 | 1262 | 8000 | 8000 | 49.36 | 49.78 | 0.01 | 0.4
2040 | PJM_ROM_2_PJM_ROR | PJM_ROM | PJM_ROR | Internal | Winter | B16 | 25 | 8000 | 7707.36 | 93.53 | 93.54 | 0.01 | 0
2040 | PJM_ROM_2_PJM_ROR | PJM_ROM | PJM_ROR | Internal | Winter | B17 | 100 | 8000 | 488.88 | 73.98 | 74 | 0.01 | 0
2040 | PJM_ROM_2_PJM_ROR | PJM_ROM | PJM_ROR | Internal | Winter | B18 | 400 | 8000 | 0.05 | 63.54 | 63.53 | 0.01 | 0
2040 | PJM_ROM_2_PJM_ROR | PJM_ROM | PJM_ROR | Internal | Winter | B19 | 700 | 8000 | 0.03 | 57.89 | 57.88 | 0.01 | 0
2040 | PJM_ROM_2_PJM_ROR | PJM_ROM | PJM_ROR | Internal | Winter | B20 | 935 | 8000 | 958 | 55.53 | 55.54 | 0.01 | 0
2040 | SOCO_2_ENT | SOCO | ENT | Internal | Shoulder | B11 | 25 | 2400 | 0 | 102.32 | 90.45 | 10 | 0
2040 | SOCO_2_ENT | SOCO | ENT | Internal | Shoulder | B12 | 200 | 2400 | 0 | 62.52 | 61.96 | 10 | 0
2040 | SOCO_2_ENT | SOCO | ENT | Internal | Shoulder | B13 | 600 | 2400 | 0 | 61.82 | 61.51 | 10 | 0
2040 | SOCO_2_ENT | SOCO | ENT | Internal | Shoulder | B14 | 900 | 2400 | 0 | 61.82 | 59.46 | 10 | 0
2040 | SOCO_2_ENT | SOCO | ENT | Internal | Shoulder | B15 | 1203 | 2400 | 0 | 61.82 | 59.46 | 10 | 0
2040 | SOCO_2_ENT | SOCO | ENT | Internal | Summer | B1 | 10 | 2400 | 0 | 100.52 | 92.52 | 10 | 0
2040 | SOCO_2_ENT | SOCO | ENT | Internal | Summer | B2 | 25 | 2400 | 0 | 100.52 | 92.52 | 10 | 0
2040 | SOCO_2_ENT | SOCO | ENT | Internal | Summer | B3 | 75 | 2400 | 0 | 100.52 | 88.82 | 10 | 0
2040 | SOCO_2_ENT | SOCO | ENT | Internal | Summer | B4 | 100 | 2400 | 0 | 100.52 | 88.11 | 10 | 0
2040 | SOCO_2_ENT | SOCO | ENT | Internal | Summer | B5 | 200 | 2400 | 0 | 100.41 | 84.96 | 10 | 0
2040 | SOCO_2_ENT | SOCO | ENT | Internal | Summer | B6 | 300 | 2400 | 0 | 73.4 | 65.4 | 10 | 0
2040 | SOCO_2_ENT | SOCO | ENT | Internal | Summer | B7 | 400 | 2400 | 0 | 62.39 | 60 | 10 | 0
2040 | SOCO_2_ENT | SOCO | ENT | Internal | Summer | B8 | 500 | 2400 | 0 | 60.21 | 60 | 10 | 0
2040 | SOCO_2_ENT | SOCO | ENT | Internal | Summer | B9 | 800 | 2400 | 0 | 60.21 | 58.02 | 10 | 0
2040 | SOCO_2_ENT | SOCO | ENT | Internal | Summer | B10 | 1262 | 2400 | 0 | 55.11 | 57.5 | 10 | 0
2040 | SOCO_2_ENT | SOCO | ENT | Internal | Winter | B16 | 25 | 2400 | 0 | 99.54 | 91.54 | 10 | 0
2040 | SOCO_2_ENT | SOCO | ENT | Internal | Winter | B17 | 100 | 2400 | 0 | 65.5 | 66.07 | 10 | 0
2040 | SOCO_2_ENT | SOCO | ENT | Internal | Winter | B18 | 400 | 2400 | 0 | 65.5 | 65.59 | 10 | 0
2040 | SOCO_2_ENT | SOCO | ENT | Internal | Winter | B19 | 700 | 2400 | 0 | 65.5 | 63.4 | 10 | 0
2040 | SOCO_2_ENT | SOCO | ENT | Internal | Winter | B20 | 935 | 2400 | 0 | 59.84 | 59.33 | 10 | 0
2040 | SOCO_2_FRCC | SOCO | FRCC | Internal | Shoulder | B11 | 25 | 3700 | 0 | 102.32 | 105.52 | 10 | 0
2040 | SOCO_2_FRCC | SOCO | FRCC | Internal | Shoulder | B12 | 200 | 3700 | 0 | 62.52 | 69.82 | 10 | 0
2040 | SOCO_2_FRCC | SOCO | FRCC | Internal | Shoulder | B13 | 600 | 3700 | 0 | 61.82 | 66.91 | 10 | 0
2040 | SOCO_2_FRCC | SOCO | FRCC | Internal | Shoulder | B14 | 900 | 3700 | 0 | 61.82 | 66.91 | 10 | 0
2040 | SOCO_2_FRCC | SOCO | FRCC | Internal | Shoulder | B15 | 1203 | 3700 | 0 | 61.82 | 66.91 | 10 | 0
2040 | SOCO_2_FRCC | SOCO | FRCC | Internal | Summer | B1 | 10 | 3700 | 0.01 | 100.52 | 107.43 | 10 | 0
2040 | SOCO_2_FRCC | SOCO | FRCC | Internal | Summer | B2 | 25 | 3700 | 0 | 100.52 | 107.43 | 10 | 0
2040 | SOCO_2_FRCC | SOCO | FRCC | Internal | Summer | B3 | 75 | 3700 | 0 | 100.52 | 105.06 | 10 | 0
2040 | SOCO_2_FRCC | SOCO | FRCC | Internal | Summer | B4 | 100 | 3700 | 0 | 100.52 | 93.28 | 10 | 0
2040 | SOCO_2_FRCC | SOCO | FRCC | Internal | Summer | B5 | 200 | 3700 | 0 | 100.41 | 93.28 | 10 | 0
2040 | SOCO_2_FRCC | SOCO | FRCC | Internal | Summer | B6 | 300 | 3700 | 0 | 73.4 | 68.59 | 10 | 0
2040 | SOCO_2_FRCC | SOCO | FRCC | Internal | Summer | B7 | 400 | 3700 | 0 | 62.39 | 68.59 | 10 | 0
2040 | SOCO_2_FRCC | SOCO | FRCC | Internal | Summer | B8 | 500 | 3700 | 0 | 60.21 | 65.74 | 10 | 0
2040 | SOCO_2_FRCC | SOCO | FRCC | Internal | Summer | B9 | 800 | 3700 | 0 | 60.21 | 65.74 | 10 | 0
2040 | SOCO_2_FRCC | SOCO | FRCC | Internal | Summer | B10 | 1262 | 3700 | 0 | 55.11 | 60.05 | 10 | 0
2040 | SOCO_2_FRCC | SOCO | FRCC | Internal | Winter | B16 | 25 | 3700 | 0 | 99.54 | 99.36 | 10 | 0
2040 | SOCO_2_FRCC | SOCO | FRCC | Internal | Winter | B17 | 100 | 3700 | 0 | 65.5 | 73.02 | 10 | 0
2040 | SOCO_2_FRCC | SOCO | FRCC | Internal | Winter | B18 | 400 | 3700 | 0 | 65.5 | 69.97 | 10 | 0
2040 | SOCO_2_FRCC | SOCO | FRCC | Internal | Winter | B19 | 700 | 3700 | 0 | 65.5 | 69.97 | 10 | 0
2040 | SOCO_2_FRCC | SOCO | FRCC | Internal | Winter | B20 | 935 | 3700 | 0 | 59.84 | 69.33 | 10 | 0
2040 | SOCO_2_TVA_Transmission | SOCO | TVA_Transmission | Internal | Shoulder | B11 | 25 | 2600 | 0 | 102.32 | 94.31 | 10 | 0
2040 | SOCO_2_TVA_Transmission | SOCO | TVA_Transmission | Internal | Shoulder | B12 | 200 | 2600 | 0 | 62.52 | 69.96 | 10 | 0
2040 | SOCO_2_TVA_Transmission | SOCO | TVA_Transmission | Internal | Shoulder | B13 | 600 | 2600 | 0 | 61.82 | 61.3 | 10 | 0
2040 | SOCO_2_TVA_Transmission | SOCO | TVA_Transmission | Internal | Shoulder | B14 | 900 | 2600 | 0 | 61.82 | 60.41 | 10 | 0
2040 | SOCO_2_TVA_Transmission | SOCO | TVA_Transmission | Internal | Shoulder | B15 | 1203 | 2600 | 0 | 61.82 | 57.58 | 10 | 0
2040 | SOCO_2_TVA_Transmission | SOCO | TVA_Transmission | Internal | Summer | B1 | 10 | 2600 | 0 | 100.52 | 96.44 | 10 | 0
2040 | SOCO_2_TVA_Transmission | SOCO | TVA_Transmission | Internal | Summer | B2 | 25 | 2600 | 0 | 100.52 | 96.44 | 10 | 0
2040 | SOCO_2_TVA_Transmission | SOCO | TVA_Transmission | Internal | Summer | B3 | 75 | 2600 | 0 | 100.52 | 95.83 | 10 | 0
2040 | SOCO_2_TVA_Transmission | SOCO | TVA_Transmission | Internal | Summer | B4 | 100 | 2600 | 0 | 100.52 | 95.43 | 10 | 0
2040 | SOCO_2_TVA_Transmission | SOCO | TVA_Transmission | Internal | Summer | B5 | 200 | 2600 | 0 | 100.41 | 91.41 | 10 | 0
2040 | SOCO_2_TVA_Transmission | SOCO | TVA_Transmission | Internal | Summer | B6 | 300 | 2600 | 0 | 73.4 | 68.4 | 10 | 0
2040 | SOCO_2_TVA_Transmission | SOCO | TVA_Transmission | Internal | Summer | B7 | 400 | 2600 | 0 | 62.39 | 59.79 | 10 | 0
2040 | SOCO_2_TVA_Transmission | SOCO | TVA_Transmission | Internal | Summer | B8 | 500 | 2600 | 0 | 60.21 | 55.42 | 10 | 0
2040 | SOCO_2_TVA_Transmission | SOCO | TVA_Transmission | Internal | Summer | B9 | 800 | 2600 | 0 | 60.21 | 55.04 | 10 | 0
2040 | SOCO_2_TVA_Transmission | SOCO | TVA_Transmission | Internal | Summer | B10 | 1262 | 2600 | 0 | 55.11 | 53.66 | 10 | 0
2040 | SOCO_2_TVA_Transmission | SOCO | TVA_Transmission | Internal | Winter | B16 | 25 | 2600 | 0 | 99.54 | 99.54 | 10 | 0
2040 | SOCO_2_TVA_Transmission | SOCO | TVA_Transmission | Internal | Winter | B17 | 100 | 2600 | 0 | 65.5 | 73.19 | 10 | 0
2040 | SOCO_2_TVA_Transmission | SOCO | TVA_Transmission | Internal | Winter | B18 | 400 | 2600 | 0 | 65.5 | 64.54 | 10 | 0
2040 | SOCO_2_TVA_Transmission | SOCO | TVA_Transmission | Internal | Winter | B19 | 700 | 2600 | 0 | 65.5 | 61.09 | 10 | 0
2040 | SOCO_2_TVA_Transmission | SOCO | TVA_Transmission | Internal | Winter | B20 | 935 | 2600 | 0 | 59.84 | 58.74 | 10 | 0
2040 | SOCO_2_VACAR | SOCO | VACAR | Internal | Shoulder | B11 | 25 | 2000 | 0 | 102.32 | 95.32 | 10 | 0
2040 | SOCO_2_VACAR | SOCO | VACAR | Internal | Shoulder | B12 | 200 | 2000 | 254.53 | 62.52 | 72.52 | 10 | 0
2040 | SOCO_2_VACAR | SOCO | VACAR | Internal | Shoulder | B13 | 600 | 2000 | 0 | 61.82 | 57.65 | 10 | 0
2040 | SOCO_2_VACAR | SOCO | VACAR | Internal | Shoulder | B14 | 900 | 2000 | 0 | 61.82 | 57.65 | 10 | 0
2040 | SOCO_2_VACAR | SOCO | VACAR | Internal | Shoulder | B15 | 1203 | 2000 | 0 | 61.82 | 57.65 | 10 | 0
2040 | SOCO_2_VACAR | SOCO | VACAR | Internal | Summer | B1 | 10 | 2000 | 0 | 100.52 | 99.6 | 10 | 0
2040 | SOCO_2_VACAR | SOCO | VACAR | Internal | Summer | B2 | 25 | 2000 | 0 | 100.52 | 99.6 | 10 | 0
2040 | SOCO_2_VACAR | SOCO | VACAR | Internal | Summer | B3 | 75 | 2000 | 0 | 100.52 | 97.15 | 10 | 0
2040 | SOCO_2_VACAR | SOCO | VACAR | Internal | Summer | B4 | 100 | 2000 | 0 | 100.52 | 97.15 | 10 | 0
2040 | SOCO_2_VACAR | SOCO | VACAR | Internal | Summer | B5 | 200 | 2000 | 0 | 100.41 | 93.41 | 10 | 0
2040 | SOCO_2_VACAR | SOCO | VACAR | Internal | Summer | B6 | 300 | 2000 | 0 | 73.4 | 70.38 | 10 | 0
2040 | SOCO_2_VACAR | SOCO | VACAR | Internal | Summer | B7 | 400 | 2000 | 0 | 62.39 | 60.24 | 10 | 0
2040 | SOCO_2_VACAR | SOCO | VACAR | Internal | Summer | B8 | 500 | 2000 | 0 | 60.21 | 55.34 | 10 | 0
2040 | SOCO_2_VACAR | SOCO | VACAR | Internal | Summer | B9 | 800 | 2000 | 0 | 60.21 | 55.34 | 10 | 0
2040 | SOCO_2_VACAR | SOCO | VACAR | Internal | Summer | B10 | 1262 | 2000 | 0 | 55.11 | 55.34 | 10 | 0
2040 | SOCO_2_VACAR | SOCO | VACAR | Internal | Winter | B16 | 25 | 2000 | 1999.95 | 99.54 | 110.1 | 10 | 0.56
2040 | SOCO_2_VACAR | SOCO | VACAR | Internal | Winter | B17 | 100 | 2000 | 2000 | 65.5 | 80 | 10 | 4.49
2040 | SOCO_2_VACAR | SOCO | VACAR | Internal | Winter | B18 | 400 | 2000 | 0 | 65.5 | 63.09 | 10 | 0
2040 | SOCO_2_VACAR | SOCO | VACAR | Internal | Winter | B19 | 700 | 2000 | 0 | 65.5 | 63.05 | 10 | 0
2040 | SOCO_2_VACAR | SOCO | VACAR | Internal | Winter | B20 | 935 | 2000 | 0 | 59.84 | 63.05 | 10 | 0
2040 | SPP_N_2_ENT | SPP_N | ENT | Internal | Shoulder | B11 | 25 | 1800 | 0 | 94.6 | 90.45 | 5 | 0
2040 | SPP_N_2_ENT | SPP_N | ENT | Internal | Shoulder | B12 | 200 | 1800 | 0 | 64.84 | 61.96 | 5 | 0
2040 | SPP_N_2_ENT | SPP_N | ENT | Internal | Shoulder | B13 | 600 | 1800 | 0 | 59.24 | 61.51 | 5 | 0
2040 | SPP_N_2_ENT | SPP_N | ENT | Internal | Shoulder | B14 | 900 | 1800 | 0 | 54.71 | 59.46 | 5 | 0
2040 | SPP_N_2_ENT | SPP_N | ENT | Internal | Shoulder | B15 | 1203 | 1800 | 1800 | 54.26 | 59.46 | 5 | 0.2
2040 | SPP_N_2_ENT | SPP_N | ENT | Internal | Summer | B1 | 10 | 1800 | 0 | 97.14 | 92.52 | 5 | 0
2040 | SPP_N_2_ENT | SPP_N | ENT | Internal | Summer | B2 | 25 | 1800 | 0 | 97.14 | 92.52 | 5 | 0
2040 | SPP_N_2_ENT | SPP_N | ENT | Internal | Summer | B3 | 75 | 1800 | 0 | 94.26 | 88.82 | 5 | 0
2040 | SPP_N_2_ENT | SPP_N | ENT | Internal | Summer | B4 | 100 | 1800 | 0 | 94.26 | 88.11 | 5 | 0
2040 | SPP_N_2_ENT | SPP_N | ENT | Internal | Summer | B5 | 200 | 1800 | 0 | 91.71 | 84.96 | 5 | 0
2040 | SPP_N_2_ENT | SPP_N | ENT | Internal | Summer | B6 | 300 | 1800 | 0 | 73.39 | 65.4 | 5 | 0
2040 | SPP_N_2_ENT | SPP_N | ENT | Internal | Summer | B7 | 400 | 1800 | 0 | 60.09 | 60 | 5 | 0
2040 | SPP_N_2_ENT | SPP_N | ENT | Internal | Summer | B8 | 500 | 1800 | 0 | 57.42 | 60 | 5 | 0
2040 | SPP_N_2_ENT | SPP_N | ENT | Internal | Summer | B9 | 800 | 1800 | 0 | 57.01 | 58.02 | 5 | 0
2040 | SPP_N_2_ENT | SPP_N | ENT | Internal | Summer | B10 | 1262 | 1800 | 1153.99 | 52.5 | 57.5 | 5 | 0
2040 | SPP_N_2_ENT | SPP_N | ENT | Internal | Winter | B16 | 25 | 1800 | 0 | 93.31 | 91.54 | 5 | 0
2040 | SPP_N_2_ENT | SPP_N | ENT | Internal | Winter | B17 | 100 | 1800 | 0 | 65.48 | 66.07 | 5 | 0
2040 | SPP_N_2_ENT | SPP_N | ENT | Internal | Winter | B18 | 400 | 1800 | 394.96 | 60.59 | 65.59 | 5 | 0
2040 | SPP_N_2_ENT | SPP_N | ENT | Internal | Winter | B19 | 700 | 1800 | 685.39 | 58.4 | 63.4 | 5 | 0
2040 | SPP_N_2_ENT | SPP_N | ENT | Internal | Winter | B20 | 935 | 1800 | 1800 | 51.35 | 59.33 | 5 | 2.98
2040 | SPP_N_2_MISO_MO-IL | SPP_N | MISO_MO-IL | Internal | Shoulder | B11 | 25 | 2000 | 0 | 94.6 | 91.32 | 5 | 0
2040 | SPP_N_2_MISO_MO-IL | SPP_N | MISO_MO-IL | Internal | Shoulder | B12 | 200 | 2000 | 738.22 | 64.84 | 69.84 | 5 | 0
2040 | SPP_N_2_MISO_MO-IL | SPP_N | MISO_MO-IL | Internal | Shoulder | B13 | 600 | 2000 | 0 | 59.24 | 58.45 | 5 | 0
2040 | SPP_N_2_MISO_MO-IL | SPP_N | MISO_MO-IL | Internal | Shoulder | B14 | 900 | 2000 | 0 | 54.71 | 56.38 | 5 | 0
2040 | SPP_N_2_MISO_MO-IL | SPP_N | MISO_MO-IL | Internal | Shoulder | B15 | 1203 | 2000 | 0 | 54.26 | 51.63 | 5 | 0
2040 | SPP_N_2_MISO_MO-IL | SPP_N | MISO_MO-IL | Internal | Summer | B1 | 10 | 2000 | 0 | 97.14 | 94.45 | 5 | 0
2040 | SPP_N_2_MISO_MO-IL | SPP_N | MISO_MO-IL | Internal | Summer | B2 | 25 | 2000 | 0 | 97.14 | 94.45 | 5 | 0
2040 | SPP_N_2_MISO_MO-IL | SPP_N | MISO_MO-IL | Internal | Summer | B3 | 75 | 2000 | 0 | 94.26 | 92.45 | 5 | 0
2040 | SPP_N_2_MISO_MO-IL | SPP_N | MISO_MO-IL | Internal | Summer | B4 | 100 | 2000 | 0 | 94.26 | 91.44 | 5 | 0
2040 | SPP_N_2_MISO_MO-IL | SPP_N | MISO_MO-IL | Internal | Summer | B5 | 200 | 2000 | 0 | 91.71 | 87.43 | 5 | 0
2040 | SPP_N_2_MISO_MO-IL | SPP_N | MISO_MO-IL | Internal | Summer | B6 | 300 | 2000 | 0 | 73.39 | 66.4 | 5 | 0
2040 | SPP_N_2_MISO_MO-IL | SPP_N | MISO_MO-IL | Internal | Summer | B7 | 400 | 2000 | 0 | 60.09 | 56.24 | 5 | 0
2040 | SPP_N_2_MISO_MO-IL | SPP_N | MISO_MO-IL | Internal | Summer | B8 | 500 | 2000 | 0 | 57.42 | 52.56 | 5 | 0
2040 | SPP_N_2_MISO_MO-IL | SPP_N | MISO_MO-IL | Internal | Summer | B9 | 800 | 2000 | 0 | 57.01 | 50.02 | 5 | 0
2040 | SPP_N_2_MISO_MO-IL | SPP_N | MISO_MO-IL | Internal | Summer | B10 | 1262 | 2000 | 0 | 52.5 | 47.79 | 5 | 0
2040 | SPP_N_2_MISO_MO-IL | SPP_N | MISO_MO-IL | Internal | Winter | B16 | 25 | 2000 | 0 | 93.31 | 95.53 | 5 | 0
2040 | SPP_N_2_MISO_MO-IL | SPP_N | MISO_MO-IL | Internal | Winter | B17 | 100 | 2000 | 468.47 | 65.48 | 70.48 | 5 | 0
2040 | SPP_N_2_MISO_MO-IL | SPP_N | MISO_MO-IL | Internal | Winter | B18 | 400 | 2000 | 0 | 60.59 | 61.54 | 5 | 0
2040 | SPP_N_2_MISO_MO-IL | SPP_N | MISO_MO-IL | Internal | Winter | B19 | 700 | 2000 | 0 | 58.4 | 55.89 | 5 | 0
2040 | SPP_N_2_MISO_MO-IL | SPP_N | MISO_MO-IL | Internal | Winter | B20 | 935 | 2000 | 0 | 51.35 | 51.33 | 5 | 0
2040 | SPP_N_2_MISO_W | SPP_N | MISO_W | Internal | Shoulder | B11 | 25 | 750 | 0 | 94.6 | 91.31 | 5 | 0
2040 | SPP_N_2_MISO_W | SPP_N | MISO_W | Internal | Shoulder | B12 | 200 | 750 | 0.17 | 64.84 | 69.83 | 5 | 0
2040 | SPP_N_2_MISO_W | SPP_N | MISO_W | Internal | Shoulder | B13 | 600 | 750 | 0 | 59.24 | 58.44 | 5 | 0
2040 | SPP_N_2_MISO_W | SPP_N | MISO_W | Internal | Shoulder | B14 | 900 | 750 | 0 | 54.71 | 56.37 | 5 | 0
2040 | SPP_N_2_MISO_W | SPP_N | MISO_W | Internal | Shoulder | B15 | 1203 | 750 | 0 | 54.26 | 51.62 | 5 | 0
2040 | SPP_N_2_MISO_W | SPP_N | MISO_W | Internal | Summer | B1 | 10 | 750 | 0 | 97.14 | 94.44 | 5 | 0
2040 | SPP_N_2_MISO_W | SPP_N | MISO_W | Internal | Summer | B2 | 25 | 750 | 0 | 97.14 | 94.44 | 5 | 0
2040 | SPP_N_2_MISO_W | SPP_N | MISO_W | Internal | Summer | B3 | 75 | 750 | 0 | 94.26 | 92.46 | 5 | 0
2040 | SPP_N_2_MISO_W | SPP_N | MISO_W | Internal | Summer | B4 | 100 | 750 | 0 | 94.26 | 91.43 | 5 | 0
2040 | SPP_N_2_MISO_W | SPP_N | MISO_W | Internal | Summer | B5 | 200 | 750 | 0 | 91.71 | 87.42 | 5 | 0
2040 | SPP_N_2_MISO_W | SPP_N | MISO_W | Internal | Summer | B6 | 300 | 750 | 0 | 73.39 | 66.39 | 5 | 0
2040 | SPP_N_2_MISO_W | SPP_N | MISO_W | Internal | Summer | B7 | 400 | 750 | 0 | 60.09 | 56.23 | 5 | 0
2040 | SPP_N_2_MISO_W | SPP_N | MISO_W | Internal | Summer | B8 | 500 | 750 | 0 | 57.42 | 52.55 | 5 | 0
2040 | SPP_N_2_MISO_W | SPP_N | MISO_W | Internal | Summer | B9 | 800 | 750 | 0 | 57.01 | 50.01 | 5 | 0
2040 | SPP_N_2_MISO_W | SPP_N | MISO_W | Internal | Summer | B10 | 1262 | 750 | 0 | 52.5 | 47.78 | 5 | 0
2040 | SPP_N_2_MISO_W | SPP_N | MISO_W | Internal | Winter | B16 | 25 | 750 | 0 | 93.31 | 93.29 | 5 | 0
2040 | SPP_N_2_MISO_W | SPP_N | MISO_W | Internal | Winter | B17 | 100 | 750 | 0.32 | 65.48 | 70.47 | 5 | 0
2040 | SPP_N_2_MISO_W | SPP_N | MISO_W | Internal | Winter | B18 | 400 | 750 | 0 | 60.59 | 61.53 | 5 | 0
2040 | SPP_N_2_MISO_W | SPP_N | MISO_W | Internal | Winter | B19 | 700 | 750 | 0 | 58.4 | 55.88 | 5 | 0
2040 | SPP_N_2_MISO_W | SPP_N | MISO_W | Internal | Winter | B20 | 935 | 750 | 0 | 51.35 | 51.32 | 5 | 0
2040 | SPP_N_2_NE | SPP_N | NE | Internal | Shoulder | B11 | 25 | 330 | 0 | 94.6 | 91.31 | 0.01 | 0
2040 | SPP_N_2_NE | SPP_N | NE | Internal | Shoulder | B12 | 200 | 330 | 0.09 | 64.84 | 64.83 | 0.01 | 0
2040 | SPP_N_2_NE | SPP_N | NE | Internal | Shoulder | B13 | 600 | 330 | 0 | 59.24 | 58.44 | 0.01 | 0
2040 | SPP_N_2_NE | SPP_N | NE | Internal | Shoulder | B14 | 900 | 330 | 0.02 | 54.71 | 54.69 | 0.01 | 0
2040 | SPP_N_2_NE | SPP_N | NE | Internal | Shoulder | B15 | 1203 | 330 | 0 | 54.26 | 49.99 | 0.01 | 0
2040 | SPP_N_2_NE | SPP_N | NE | Internal | Summer | B1 | 10 | 330 | 1.41 | 97.14 | 97.13 | 0.01 | 0
2040 | SPP_N_2_NE | SPP_N | NE | Internal | Summer | B2 | 25 | 330 | 0.62 | 97.14 | 97.13 | 0.01 | 0
2040 | SPP_N_2_NE | SPP_N | NE | Internal | Summer | B3 | 75 | 330 | 0.23 | 94.26 | 94.25 | 0.01 | 0
2040 | SPP_N_2_NE | SPP_N | NE | Internal | Summer | B4 | 100 | 330 | 0 | 94.26 | 92.68 | 0.01 | 0
2040 | SPP_N_2_NE | SPP_N | NE | Internal | Summer | B5 | 200 | 330 | 0 | 91.71 | 90.43 | 0.01 | 0
2040 | SPP_N_2_NE | SPP_N | NE | Internal | Summer | B6 | 300 | 330 | 0 | 73.39 | 70.75 | 0.01 | 0
2040 | SPP_N_2_NE | SPP_N | NE | Internal | Summer | B7 | 400 | 330 | 0.04 | 60.09 | 60.08 | 0.01 | 0
2040 | SPP_N_2_NE | SPP_N | NE | Internal | Summer | B8 | 500 | 330 | 0 | 57.42 | 52.55 | 0.01 | 0
2040 | SPP_N_2_NE | SPP_N | NE | Internal | Summer | B9 | 800 | 330 | 0 | 57.01 | 46.14 | 0.01 | 0
2040 | SPP_N_2_NE | SPP_N | NE | Internal | Summer | B10 | 1262 | 330 | 0 | 52.5 | 42.78 | 0.01 | 0
2040 | SPP_N_2_NE | SPP_N | NE | Internal | Winter | B16 | 25 | 330 | 0.59 | 93.31 | 93.29 | 0.01 | 0
2040 | SPP_N_2_NE | SPP_N | NE | Internal | Winter | B17 | 100 | 330 | 0.17 | 65.48 | 65.47 | 0.01 | 0
2040 | SPP_N_2_NE | SPP_N | NE | Internal | Winter | B18 | 400 | 330 | 0.05 | 60.59 | 60.58 | 0.01 | 0
2040 | SPP_N_2_NE | SPP_N | NE | Internal | Winter | B19 | 700 | 330 | 0.03 | 58.4 | 58.39 | 0.01 | 0
2040 | SPP_N_2_NE | SPP_N | NE | Internal | Winter | B20 | 935 | 330 | 0 | 51.35 | 46.86 | 0.01 | 0
2040 | SPP_N_2_SPP_S | SPP_N | SPP_S | Internal | Shoulder | B11 | 25 | 4000 | 0 | 94.6 | 81.88 | 0.01 | 0
2040 | SPP_N_2_SPP_S | SPP_N | SPP_S | Internal | Shoulder | B12 | 200 | 4000 | 0 | 64.84 | 59.39 | 0.01 | 0
2040 | SPP_N_2_SPP_S | SPP_N | SPP_S | Internal | Shoulder | B13 | 600 | 4000 | 852.2 | 59.24 | 59.25 | 0.01 | 0
2040 | SPP_N_2_SPP_S | SPP_N | SPP_S | Internal | Shoulder | B14 | 900 | 4000 | 0 | 54.71 | 54.25 | 0.01 | 0
2040 | SPP_N_2_SPP_S | SPP_N | SPP_S | Internal | Shoulder | B15 | 1203 | 4000 | 0.01 | 54.26 | 54.25 | 0.01 | 0
2040 | SPP_N_2_SPP_S | SPP_N | SPP_S | Internal | Summer | B1 | 10 | 4000 | 0 | 97.14 | 72.39 | 0.01 | 0
2040 | SPP_N_2_SPP_S | SPP_N | SPP_S | Internal | Summer | B2 | 25 | 4000 | 0 | 97.14 | 83.11 | 0.01 | 0
2040 | SPP_N_2_SPP_S | SPP_N | SPP_S | Internal | Summer | B3 | 75 | 4000 | 0 | 94.26 | 83.82 | 0.01 | 0
2040 | SPP_N_2_SPP_S | SPP_N | SPP_S | Internal | Summer | B4 | 100 | 4000 | 0 | 94.26 | 83.11 | 0.01 | 0
2040 | SPP_N_2_SPP_S | SPP_N | SPP_S | Internal | Summer | B5 | 200 | 4000 | 0 | 91.71 | 83.11 | 0.01 | 0
2040 | SPP_N_2_SPP_S | SPP_N | SPP_S | Internal | Summer | B6 | 300 | 4000 | 174.39 | 73.39 | 73.4 | 0.01 | 0
2040 | SPP_N_2_SPP_S | SPP_N | SPP_S | Internal | Summer | B7 | 400 | 4000 | 0.05 | 60.09 | 60.08 | 0.01 | 0
2040 | SPP_N_2_SPP_S | SPP_N | SPP_S | Internal | Summer | B8 | 500 | 4000 | 610.13 | 57.42 | 57.43 | 0.01 | 0
2040 | SPP_N_2_SPP_S | SPP_N | SPP_S | Internal | Summer | B9 | 800 | 4000 | 2851.15 | 57.01 | 57.02 | 0.01 | 0
2040 | SPP_N_2_SPP_S | SPP_N | SPP_S | Internal | Summer | B10 | 1262 | 4000 | 1135.01 | 52.5 | 52.51 | 0.01 | 0
2040 | SPP_N_2_SPP_S | SPP_N | SPP_S | Internal | Winter | B16 | 25 | 4000 | 0 | 93.31 | 63.42 | 0.01 | 0
2040 | SPP_N_2_SPP_S | SPP_N | SPP_S | Internal | Winter | B17 | 100 | 4000 | 0 | 65.48 | 63.27 | 0.01 | 0
2040 | SPP_N_2_SPP_S | SPP_N | SPP_S | Internal | Winter | B18 | 400 | 4000 | 0.1 | 60.59 | 60.59 | 0.01 | 0
2040 | SPP_N_2_SPP_S | SPP_N | SPP_S | Internal | Winter | B19 | 700 | 4000 | 0 | 58.4 | 57.85 | 0.01 | 0
2040 | SPP_N_2_SPP_S | SPP_N | SPP_S | Internal | Winter | B20 | 935 | 4000 | 273.26 | 51.35 | 51.36 | 0.01 | 0
2040 | SPP_S_2_ENT | SPP_S | ENT | Internal | Shoulder | B11 | 25 | 850 | 850 | 81.88 | 90.45 | 5 | 3.57
2040 | SPP_S_2_ENT | SPP_S | ENT | Internal | Shoulder | B12 | 200 | 850 | 0 | 59.39 | 61.96 | 5 | 0
2040 | SPP_S_2_ENT | SPP_S | ENT | Internal | Shoulder | B13 | 600 | 850 | 0 | 59.25 | 61.51 | 5 | 0
2040 | SPP_S_2_ENT | SPP_S | ENT | Internal | Shoulder | B14 | 900 | 850 | 850 | 54.25 | 59.46 | 5 | 0.21
2040 | SPP_S_2_ENT | SPP_S | ENT | Internal | Shoulder | B15 | 1203 | 850 | 850 | 54.25 | 59.46 | 5 | 0.21
2040 | SPP_S_2_ENT | SPP_S | ENT | Internal | Summer | B1 | 10 | 850 | 850 | 72.39 | 92.52 | 5 | 15.13
2040 | SPP_S_2_ENT | SPP_S | ENT | Internal | Summer | B2 | 25 | 850 | 850 | 83.11 | 92.52 | 5 | 4.4
2040 | SPP_S_2_ENT | SPP_S | ENT | Internal | Summer | B3 | 75 | 850 | 298.48 | 83.82 | 88.82 | 5 | 0
2040 | SPP_S_2_ENT | SPP_S | ENT | Internal | Summer | B4 | 100 | 850 | 440.47 | 83.11 | 88.11 | 5 | 0
2040 | SPP_S_2_ENT | SPP_S | ENT | Internal | Summer | B5 | 200 | 850 | 0 | 83.11 | 84.96 | 5 | 0
2040 | SPP_S_2_ENT | SPP_S | ENT | Internal | Summer | B6 | 300 | 850 | 0 | 73.4 | 65.4 | 5 | 0
2040 | SPP_S_2_ENT | SPP_S | ENT | Internal | Summer | B7 | 400 | 850 | 0 | 60.08 | 60 | 5 | 0
2040 | SPP_S_2_ENT | SPP_S | ENT | Internal | Summer | B8 | 500 | 850 | 0 | 57.43 | 60 | 5 | 0
2040 | SPP_S_2_ENT | SPP_S | ENT | Internal | Summer | B9 | 800 | 850 | 0 | 57.02 | 58.02 | 5 | 0
2040 | SPP_S_2_ENT | SPP_S | ENT | Internal | Summer | B10 | 1262 | 850 | 0.03 | 52.51 | 57.5 | 5 | 0
2040 | SPP_S_2_ENT | SPP_S | ENT | Internal | Winter | B16 | 25 | 850 | 850 | 63.42 | 91.54 | 5 | 23.12
2040 | SPP_S_2_ENT | SPP_S | ENT | Internal | Winter | B17 | 100 | 850 | 0 | 63.27 | 66.07 | 5 | 0
2040 | SPP_S_2_ENT | SPP_S | ENT | Internal | Winter | B18 | 400 | 850 | 49.98 | 60.59 | 65.59 | 5 | 0
2040 | SPP_S_2_ENT | SPP_S | ENT | Internal | Winter | B19 | 700 | 850 | 850 | 57.85 | 63.4 | 5 | 0.56
2040 | SPP_S_2_ENT | SPP_S | ENT | Internal | Winter | B20 | 935 | 850 | 850 | 51.36 | 59.33 | 5 | 2.97
2040 | SPP_S_2_SPP_N | SPP_S | SPP_N | Internal | Shoulder | B11 | 25 | 640 | 640 | 81.88 | 94.6 | 0.01 | 12.71
2040 | SPP_S_2_SPP_N | SPP_S | SPP_N | Internal | Shoulder | B12 | 200 | 640 | 640 | 59.39 | 64.84 | 0.01 | 5.44
2040 | SPP_S_2_SPP_N | SPP_S | SPP_N | Internal | Shoulder | B13 | 600 | 640 | 0.03 | 59.25 | 59.24 | 0.01 | 0
2040 | SPP_S_2_SPP_N | SPP_S | SPP_N | Internal | Shoulder | B14 | 900 | 640 | 640 | 54.25 | 54.71 | 0.01 | 0.44
2040 | SPP_S_2_SPP_N | SPP_S | SPP_N | Internal | Shoulder | B15 | 1203 | 640 | 627.32 | 54.25 | 54.26 | 0.01 | 0
2040 | SPP_S_2_SPP_N | SPP_S | SPP_N | Internal | Summer | B1 | 10 | 640 | 640 | 72.39 | 97.14 | 0.01 | 24.74
2040 | SPP_S_2_SPP_N | SPP_S | SPP_N | Internal | Summer | B2 | 25 | 640 | 640 | 83.11 | 97.14 | 0.01 | 14.02
2040 | SPP_S_2_SPP_N | SPP_S | SPP_N | Internal | Summer | B3 | 75 | 640 | 640 | 83.82 | 94.26 | 0.01 | 10.43
2040 | SPP_S_2_SPP_N | SPP_S | SPP_N | Internal | Summer | B4 | 100 | 640 | 640 | 83.11 | 94.26 | 0.01 | 11.14
2040 | SPP_S_2_SPP_N | SPP_S | SPP_N | Internal | Summer | B5 | 200 | 640 | 640 | 83.11 | 91.71 | 0.01 | 8.58
2040 | SPP_S_2_SPP_N | SPP_S | SPP_N | Internal | Summer | B6 | 300 | 640 | 0.06 | 73.4 | 73.39 | 0.01 | 0
2040 | SPP_S_2_SPP_N | SPP_S | SPP_N | Internal | Summer | B7 | 400 | 640 | 370.14 | 60.08 | 60.09 | 0.01 | 0
2040 | SPP_S_2_SPP_N | SPP_S | SPP_N | Internal | Summer | B8 | 500 | 640 | 0.04 | 57.43 | 57.42 | 0.01 | 0
2040 | SPP_S_2_SPP_N | SPP_S | SPP_N | Internal | Summer | B9 | 800 | 640 | 0.02 | 57.02 | 57.01 | 0.01 | 0
2040 | SPP_S_2_SPP_N | SPP_S | SPP_N | Internal | Summer | B10 | 1262 | 640 | 0.01 | 52.51 | 52.5 | 0.01 | 0
2040 | SPP_S_2_SPP_N | SPP_S | SPP_N | Internal | Winter | B16 | 25 | 640 | 640 | 63.42 | 93.31 | 0.01 | 29.88
2040 | SPP_S_2_SPP_N | SPP_S | SPP_N | Internal | Winter | B17 | 100 | 640 | 640 | 63.27 | 65.48 | 0.01 | 2.19
2040 | SPP_S_2_SPP_N | SPP_S | SPP_N | Internal | Winter | B18 | 400 | 640 | 0.09 | 60.59 | 60.59 | 0.01 | 0
2040 | SPP_S_2_SPP_N | SPP_S | SPP_N | Internal | Winter | B19 | 700 | 640 | 640 | 57.85 | 58.4 | 0.01 | 0.54
2040 | SPP_S_2_SPP_N | SPP_S | SPP_N | Internal | Winter | B20 | 935 | 640 | 0.02 | 51.36 | 51.35 | 0.01 | 0
2040 | TVA_2_ENT | TVA | ENT | Internal | Shoulder | B11 | 25 | 500 | 100.29 | 81.45 | 90.45 | 9 | 0
2040 | TVA_2_ENT | TVA | ENT | Internal | Shoulder | B12 | 200 | 500 | 0 | 63.5 | 61.96 | 9 | 0
2040 | TVA_2_ENT | TVA | ENT | Internal | Shoulder | B13 | 600 | 500 | 0 | 60.42 | 61.51 | 9 | 0
2040 | TVA_2_ENT | TVA | ENT | Internal | Shoulder | B14 | 900 | 500 | 0 | 60.42 | 59.46 | 9 | 0
2040 | TVA_2_ENT | TVA | ENT | Internal | Shoulder | B15 | 1203 | 500 | 0 | 57.59 | 59.46 | 9 | 0
2040 | TVA_2_ENT | TVA | ENT | Internal | Summer | B1 | 10 | 500 | 0 | 96.45 | 92.52 | 9 | 0
2040 | TVA_2_ENT | TVA | ENT | Internal | Summer | B2 | 25 | 500 | 0 | 96.45 | 92.52 | 9 | 0
2040 | TVA_2_ENT | TVA | ENT | Internal | Summer | B3 | 75 | 500 | 0 | 95.44 | 88.82 | 9 | 0
2040 | TVA_2_ENT | TVA | ENT | Internal | Summer | B4 | 100 | 500 | 0 | 95.44 | 88.11 | 9 | 0
2040 | TVA_2_ENT | TVA | ENT | Internal | Summer | B5 | 200 | 500 | 0 | 91.41 | 84.96 | 9 | 0
2040 | TVA_2_ENT | TVA | ENT | Internal | Summer | B6 | 300 | 500 | 0 | 61.9 | 65.4 | 9 | 0
2040 | TVA_2_ENT | TVA | ENT | Internal | Summer | B7 | 400 | 500 | 0 | 59.33 | 60 | 9 | 0
2040 | TVA_2_ENT | TVA | ENT | Internal | Summer | B8 | 500 | 500 | 0 | 54.33 | 60 | 9 | 0
2040 | TVA_2_ENT | TVA | ENT | Internal | Summer | B9 | 800 | 500 | 0 | 54.33 | 58.02 | 9 | 0
2040 | TVA_2_ENT | TVA | ENT | Internal | Summer | B10 | 1262 | 500 | 0 | 53.68 | 57.5 | 9 | 0
2040 | TVA_2_ENT | TVA | ENT | Internal | Winter | B16 | 25 | 500 | 0 | 99.55 | 91.54 | 9 | 0
2040 | TVA_2_ENT | TVA | ENT | Internal | Winter | B17 | 100 | 500 | 0 | 67.07 | 66.07 | 9 | 0
2040 | TVA_2_ENT | TVA | ENT | Internal | Winter | B18 | 400 | 500 | 0 | 58.97 | 65.59 | 9 | 0
2040 | TVA_2_ENT | TVA | ENT | Internal | Winter | B19 | 700 | 500 | 0 | 58.75 | 63.4 | 9 | 0
2040 | TVA_2_ENT | TVA | ENT | Internal | Winter | B20 | 935 | 500 | 0 | 58.75 | 59.33 | 9 | 0
2040 | TVA_2_MISO_MO-IL | TVA | MISO_MO-IL | Internal | Shoulder | B11 | 25 | 50 | 49.98 | 81.45 | 91.32 | 9 | 0.87
2040 | TVA_2_MISO_MO-IL | TVA | MISO_MO-IL | Internal | Shoulder | B12 | 200 | 50 | 0 | 63.5 | 69.84 | 9 | 0
2040 | TVA_2_MISO_MO-IL | TVA | MISO_MO-IL | Internal | Shoulder | B13 | 600 | 50 | 0 | 60.42 | 58.45 | 9 | 0
2040 | TVA_2_MISO_MO-IL | TVA | MISO_MO-IL | Internal | Shoulder | B14 | 900 | 50 | 0 | 60.42 | 56.38 | 9 | 0
2040 | TVA_2_MISO_MO-IL | TVA | MISO_MO-IL | Internal | Shoulder | B15 | 1203 | 50 | 0 | 57.59 | 51.63 | 9 | 0
2040 | TVA_2_MISO_MO-IL | TVA | MISO_MO-IL | Internal | Summer | B1 | 10 | 50 | 0 | 96.45 | 94.45 | 9 | 0
2040 | TVA_2_MISO_MO-IL | TVA | MISO_MO-IL | Internal | Summer | B2 | 25 | 50 | 0 | 96.45 | 94.45 | 9 | 0
2040 | TVA_2_MISO_MO-IL | TVA | MISO_MO-IL | Internal | Summer | B3 | 75 | 50 | 0 | 95.44 | 92.45 | 9 | 0
2040 | TVA_2_MISO_MO-IL | TVA | MISO_MO-IL | Internal | Summer | B4 | 100 | 50 | 0 | 95.44 | 91.44 | 9 | 0
2040 | TVA_2_MISO_MO-IL | TVA | MISO_MO-IL | Internal | Summer | B5 | 200 | 50 | 0 | 91.41 | 87.43 | 9 | 0
2040 | TVA_2_MISO_MO-IL | TVA | MISO_MO-IL | Internal | Summer | B6 | 300 | 50 | 0 | 61.9 | 66.4 | 9 | 0
2040 | TVA_2_MISO_MO-IL | TVA | MISO_MO-IL | Internal | Summer | B7 | 400 | 50 | 0 | 59.33 | 56.24 | 9 | 0
2040 | TVA_2_MISO_MO-IL | TVA | MISO_MO-IL | Internal | Summer | B8 | 500 | 50 | 0 | 54.33 | 52.56 | 9 | 0
2040 | TVA_2_MISO_MO-IL | TVA | MISO_MO-IL | Internal | Summer | B9 | 800 | 50 | 0 | 54.33 | 50.02 | 9 | 0
2040 | TVA_2_MISO_MO-IL | TVA | MISO_MO-IL | Internal | Summer | B10 | 1262 | 50 | 0 | 53.68 | 47.79 | 9 | 0
2040 | TVA_2_MISO_MO-IL | TVA | MISO_MO-IL | Internal | Winter | B16 | 25 | 50 | 0 | 99.55 | 95.53 | 9 | 0
2040 | TVA_2_MISO_MO-IL | TVA | MISO_MO-IL | Internal | Winter | B17 | 100 | 50 | 0 | 67.07 | 70.48 | 9 | 0
2040 | TVA_2_MISO_MO-IL | TVA | MISO_MO-IL | Internal | Winter | B18 | 400 | 50 | 0 | 58.97 | 61.54 | 9 | 0
2040 | TVA_2_MISO_MO-IL | TVA | MISO_MO-IL | Internal | Winter | B19 | 700 | 50 | 0 | 58.75 | 55.89 | 9 | 0
2040 | TVA_2_MISO_MO-IL | TVA | MISO_MO-IL | Internal | Winter | B20 | 935 | 50 | 0 | 58.75 | 51.33 | 9 | 0
2040 | TVA_2_NonRTO_Midwest | TVA | NonRTO_Midwest | Internal | Shoulder | B11 | 25 | 100 | 100 | 81.45 | 99.31 | 9 | 8.86
2040 | TVA_2_NonRTO_Midwest | TVA | NonRTO_Midwest | Internal | Shoulder | B12 | 200 | 100 | 100 | 63.5 | 78.96 | 9 | 6.46
2040 | TVA_2_NonRTO_Midwest | TVA | NonRTO_Midwest | Internal | Shoulder | B13 | 600 | 100 | 0 | 60.42 | 61.02 | 9 | 0
2040 | TVA_2_NonRTO_Midwest | TVA | NonRTO_Midwest | Internal | Shoulder | B14 | 900 | 100 | 0 | 60.42 | 55.58 | 9 | 0
2040 | TVA_2_NonRTO_Midwest | TVA | NonRTO_Midwest | Internal | Shoulder | B15 | 1203 | 100 | 0 | 57.59 | 55.58 | 9 | 0
2040 | TVA_2_NonRTO_Midwest | TVA | NonRTO_Midwest | Internal | Summer | B1 | 10 | 100 | 0 | 96.45 | 97.9 | 9 | 0
2040 | TVA_2_NonRTO_Midwest | TVA | NonRTO_Midwest | Internal | Summer | B2 | 25 | 100 | 0 | 96.45 | 97.9 | 9 | 0
2040 | TVA_2_NonRTO_Midwest | TVA | NonRTO_Midwest | Internal | Summer | B3 | 75 | 100 | 0 | 95.44 | 97.9 | 9 | 0
2040 | TVA_2_NonRTO_Midwest | TVA | NonRTO_Midwest | Internal | Summer | B4 | 100 | 100 | 0 | 95.44 | 97.9 | 9 | 0
2040 | TVA_2_NonRTO_Midwest | TVA | NonRTO_Midwest | Internal | Summer | B5 | 200 | 100 | 0 | 91.41 | 95.42 | 9 | 0
2040 | TVA_2_NonRTO_Midwest | TVA | NonRTO_Midwest | Internal | Summer | B6 | 300 | 100 | 100 | 61.9 | 74.39 | 9 | 3.49
2040 | TVA_2_NonRTO_Midwest | TVA | NonRTO_Midwest | Internal | Summer | B7 | 400 | 100 | 0 | 59.33 | 64.23 | 9 | 0
2040 | TVA_2_NonRTO_Midwest | TVA | NonRTO_Midwest | Internal | Summer | B8 | 500 | 100 | 0 | 54.33 | 53.96 | 9 | 0
2040 | TVA_2_NonRTO_Midwest | TVA | NonRTO_Midwest | Internal | Summer | B9 | 800 | 100 | 0 | 54.33 | 53.96 | 9 | 0
2040 | TVA_2_NonRTO_Midwest | TVA | NonRTO_Midwest | Internal | Summer | B10 | 1262 | 100 | 0 | 53.68 | 45.66 | 9 | 0
2040 | TVA_2_NonRTO_Midwest | TVA | NonRTO_Midwest | Internal | Winter | B16 | 25 | 100 | 0 | 99.55 | 103.54 | 9 | 0
2040 | TVA_2_NonRTO_Midwest | TVA | NonRTO_Midwest | Internal | Winter | B17 | 100 | 100 | 100 | 67.07 | 81.26 | 9 | 5.19
2040 | TVA_2_NonRTO_Midwest | TVA | NonRTO_Midwest | Internal | Winter | B18 | 400 | 100 | 0.01 | 58.97 | 67.84 | 9 | 0
2040 | TVA_2_NonRTO_Midwest | TVA | NonRTO_Midwest | Internal | Winter | B19 | 700 | 100 | 0 | 58.75 | 59.41 | 9 | 0
2040 | TVA_2_NonRTO_Midwest | TVA | NonRTO_Midwest | Internal | Winter | B20 | 935 | 100 | 0 | 58.75 | 50.74 | 9 | 0
2040 | TVA_2_PJM_ROR | TVA | PJM_ROR | Internal | Shoulder | B11 | 25 | 500 | 0.01 | 81.45 | 89.32 | 9 | 0
2040 | TVA_2_PJM_ROR | TVA | PJM_ROR | Internal | Shoulder | B12 | 200 | 500 | 0 | 63.5 | 71.15 | 9 | 0
2040 | TVA_2_PJM_ROR | TVA | PJM_ROR | Internal | Shoulder | B13 | 600 | 500 | 0 | 60.42 | 56.48 | 9 | 0
2040 | TVA_2_PJM_ROR | TVA | PJM_ROR | Internal | Shoulder | B14 | 900 | 500 | 0 | 60.42 | 54.41 | 9 | 0
2040 | TVA_2_PJM_ROR | TVA | PJM_ROR | Internal | Shoulder | B15 | 1203 | 500 | 0 | 57.59 | 51.58 | 9 | 0
2040 | TVA_2_PJM_ROR | TVA | PJM_ROR | Internal | Summer | B1 | 10 | 500 | 0 | 96.45 | 90.44 | 9 | 0
2040 | TVA_2_PJM_ROR | TVA | PJM_ROR | Internal | Summer | B2 | 25 | 500 | 0 | 96.45 | 90.44 | 9 | 0
2040 | TVA_2_PJM_ROR | TVA | PJM_ROR | Internal | Summer | B3 | 75 | 500 | 0 | 95.44 | 90.44 | 9 | 0
2040 | TVA_2_PJM_ROR | TVA | PJM_ROR | Internal | Summer | B4 | 100 | 500 | 0 | 95.44 | 89.43 | 9 | 0
2040 | TVA_2_PJM_ROR | TVA | PJM_ROR | Internal | Summer | B5 | 200 | 500 | 0 | 91.41 | 85.41 | 9 | 0
2040 | TVA_2_PJM_ROR | TVA | PJM_ROR | Internal | Summer | B6 | 300 | 500 | 0 | 61.9 | 64.38 | 9 | 0
2040 | TVA_2_PJM_ROR | TVA | PJM_ROR | Internal | Summer | B7 | 400 | 500 | 0 | 59.33 | 54.24 | 9 | 0
2040 | TVA_2_PJM_ROR | TVA | PJM_ROR | Internal | Summer | B8 | 500 | 500 | 0 | 54.33 | 50.56 | 9 | 0
2040 | TVA_2_PJM_ROR | TVA | PJM_ROR | Internal | Summer | B9 | 800 | 500 | 0 | 54.33 | 49.78 | 9 | 0
2040 | TVA_2_PJM_ROR | TVA | PJM_ROR | Internal | Summer | B10 | 1262 | 500 | 0 | 53.68 | 49.78 | 9 | 0
2040 | TVA_2_PJM_ROR | TVA | PJM_ROR | Internal | Winter | B16 | 25 | 500 | 0 | 99.55 | 93.54 | 9 | 0
2040 | TVA_2_PJM_ROR | TVA | PJM_ROR | Internal | Winter | B17 | 100 | 500 | 0 | 67.07 | 74 | 9 | 0
2040 | TVA_2_PJM_ROR | TVA | PJM_ROR | Internal | Winter | B18 | 400 | 500 | 0 | 58.97 | 63.53 | 9 | 0
2040 | TVA_2_PJM_ROR | TVA | PJM_ROR | Internal | Winter | B19 | 700 | 500 | 0 | 58.75 | 57.88 | 9 | 0
2040 | TVA_2_PJM_ROR | TVA | PJM_ROR | Internal | Winter | B20 | 935 | 500 | 0 | 58.75 | 55.54 | 9 | 0
2040 | TVA_2_SOCO | TVA | SOCO | Internal | Shoulder | B11 | 25 | 500 | 500 | 81.45 | 102.32 | 9 | 11.87
2040 | TVA_2_SOCO | TVA | SOCO | Internal | Shoulder | B12 | 200 | 500 | 0 | 63.5 | 62.52 | 9 | 0
2040 | TVA_2_SOCO | TVA | SOCO | Internal | Shoulder | B13 | 600 | 500 | 0 | 60.42 | 61.82 | 9 | 0
2040 | TVA_2_SOCO | TVA | SOCO | Internal | Shoulder | B14 | 900 | 500 | 0 | 60.42 | 61.82 | 9 | 0
2040 | TVA_2_SOCO | TVA | SOCO | Internal | Shoulder | B15 | 1203 | 500 | 0 | 57.59 | 61.82 | 9 | 0
2040 | TVA_2_SOCO | TVA | SOCO | Internal | Summer | B1 | 10 | 500 | 0 | 96.45 | 100.52 | 9 | 0
2040 | TVA_2_SOCO | TVA | SOCO | Internal | Summer | B2 | 25 | 500 | 0 | 96.45 | 100.52 | 9 | 0
2040 | TVA_2_SOCO | TVA | SOCO | Internal | Summer | B3 | 75 | 500 | 0 | 95.44 | 100.52 | 9 | 0
2040 | TVA_2_SOCO | TVA | SOCO | Internal | Summer | B4 | 100 | 500 | 0 | 95.44 | 100.52 | 9 | 0
2040 | TVA_2_SOCO | TVA | SOCO | Internal | Summer | B5 | 200 | 500 | 195.41 | 91.41 | 100.41 | 9 | 0
2040 | TVA_2_SOCO | TVA | SOCO | Internal | Summer | B6 | 300 | 500 | 500 | 61.9 | 73.4 | 9 | 2.51
2040 | TVA_2_SOCO | TVA | SOCO | Internal | Summer | B7 | 400 | 500 | 0 | 59.33 | 62.39 | 9 | 0
2040 | TVA_2_SOCO | TVA | SOCO | Internal | Summer | B8 | 500 | 500 | 0 | 54.33 | 60.21 | 9 | 0
2040 | TVA_2_SOCO | TVA | SOCO | Internal | Summer | B9 | 800 | 500 | 0 | 54.33 | 60.21 | 9 | 0
2040 | TVA_2_SOCO | TVA | SOCO | Internal | Summer | B10 | 1262 | 500 | 0 | 53.68 | 55.11 | 9 | 0
2040 | TVA_2_SOCO | TVA | SOCO | Internal | Winter | B16 | 25 | 500 | 0 | 99.55 | 99.54 | 9 | 0
2040 | TVA_2_SOCO | TVA | SOCO | Internal | Winter | B17 | 100 | 500 | 0 | 67.07 | 65.5 | 9 | 0
2040 | TVA_2_SOCO | TVA | SOCO | Internal | Winter | B18 | 400 | 500 | 0 | 58.97 | 65.5 | 9 | 0
2040 | TVA_2_SOCO | TVA | SOCO | Internal | Winter | B19 | 700 | 500 | 0 | 58.75 | 65.5 | 9 | 0
2040 | TVA_2_SOCO | TVA | SOCO | Internal | Winter | B20 | 935 | 500 | 0 | 58.75 | 59.84 | 9 | 0
2040 | TVA_2_VACAR | TVA | VACAR | Internal | Shoulder | B11 | 25 | 150 | 150 | 81.45 | 95.32 | 9 | 4.87
2040 | TVA_2_VACAR | TVA | VACAR | Internal | Shoulder | B12 | 200 | 150 | 149.9 | 63.5 | 72.52 | 9 | 0.02
2040 | TVA_2_VACAR | TVA | VACAR | Internal | Shoulder | B13 | 600 | 150 | 0 | 60.42 | 57.65 | 9 | 0
2040 | TVA_2_VACAR | TVA | VACAR | Internal | Shoulder | B14 | 900 | 150 | 0 | 60.42 | 57.65 | 9 | 0
2040 | TVA_2_VACAR | TVA | VACAR | Internal | Shoulder | B15 | 1203 | 150 | 0 | 57.59 | 57.65 | 9 | 0
2040 | TVA_2_VACAR | TVA | VACAR | Internal | Summer | B1 | 10 | 150 | 0 | 96.45 | 99.6 | 9 | 0
2040 | TVA_2_VACAR | TVA | VACAR | Internal | Summer | B2 | 25 | 150 | 0 | 96.45 | 99.6 | 9 | 0
2040 | TVA_2_VACAR | TVA | VACAR | Internal | Summer | B3 | 75 | 150 | 0 | 95.44 | 97.15 | 9 | 0
2040 | TVA_2_VACAR | TVA | VACAR | Internal | Summer | B4 | 100 | 150 | 0 | 95.44 | 97.15 | 9 | 0
2040 | TVA_2_VACAR | TVA | VACAR | Internal | Summer | B5 | 200 | 150 | 0 | 91.41 | 93.41 | 9 | 0
2040 | TVA_2_VACAR | TVA | VACAR | Internal | Summer | B6 | 300 | 150 | 0 | 61.9 | 70.38 | 9 | 0
2040 | TVA_2_VACAR | TVA | VACAR | Internal | Summer | B7 | 400 | 150 | 0 | 59.33 | 60.24 | 9 | 0
2040 | TVA_2_VACAR | TVA | VACAR | Internal | Summer | B8 | 500 | 150 | 0 | 54.33 | 55.34 | 9 | 0
2040 | TVA_2_VACAR | TVA | VACAR | Internal | Summer | B9 | 800 | 150 | 0 | 54.33 | 55.34 | 9 | 0
2040 | TVA_2_VACAR | TVA | VACAR | Internal | Summer | B10 | 1262 | 150 | 0 | 53.68 | 55.34 | 9 | 0
2040 | TVA_2_VACAR | TVA | VACAR | Internal | Winter | B16 | 25 | 150 | 149.99 | 99.55 | 110.1 | 9 | 1.55
2040 | TVA_2_VACAR | TVA | VACAR | Internal | Winter | B17 | 100 | 150 | 150 | 67.07 | 80 | 9 | 3.93
2040 | TVA_2_VACAR | TVA | VACAR | Internal | Winter | B18 | 400 | 150 | 0 | 58.97 | 63.09 | 9 | 0
2040 | TVA_2_VACAR | TVA | VACAR | Internal | Winter | B19 | 700 | 150 | 0 | 58.75 | 63.05 | 9 | 0
2040 | TVA_2_VACAR | TVA | VACAR | Internal | Winter | B20 | 935 | 150 | 0 | 58.75 | 63.05 | 9 | 0
2040 | TVA_Transmission_2_ENT | TVA_Transmission | ENT | Internal | Shoulder | B11 | 25 | 3000 | 0 | 94.31 | 90.45 | 9 | 0
2040 | TVA_Transmission_2_ENT | TVA_Transmission | ENT | Internal | Shoulder | B12 | 200 | 3000 | 0 | 69.96 | 61.96 | 9 | 0
2040 | TVA_Transmission_2_ENT | TVA_Transmission | ENT | Internal | Shoulder | B13 | 600 | 3000 | 0 | 61.3 | 61.51 | 9 | 0
2040 | TVA_Transmission_2_ENT | TVA_Transmission | ENT | Internal | Shoulder | B14 | 900 | 3000 | 0 | 60.41 | 59.46 | 9 | 0
2040 | TVA_Transmission_2_ENT | TVA_Transmission | ENT | Internal | Shoulder | B15 | 1203 | 3000 | 0 | 57.58 | 59.46 | 9 | 0
2040 | TVA_Transmission_2_ENT | TVA_Transmission | ENT | Internal | Summer | B1 | 10 | 3000 | 0 | 96.44 | 92.52 | 9 | 0
2040 | TVA_Transmission_2_ENT | TVA_Transmission | ENT | Internal | Summer | B2 | 25 | 3000 | 0 | 96.44 | 92.52 | 9 | 0
2040 | TVA_Transmission_2_ENT | TVA_Transmission | ENT | Internal | Summer | B3 | 75 | 3000 | 0 | 95.83 | 88.82 | 9 | 0
2040 | TVA_Transmission_2_ENT | TVA_Transmission | ENT | Internal | Summer | B4 | 100 | 3000 | 0 | 95.43 | 88.11 | 9 | 0
2040 | TVA_Transmission_2_ENT | TVA_Transmission | ENT | Internal | Summer | B5 | 200 | 3000 | 0 | 91.41 | 84.96 | 9 | 0
2040 | TVA_Transmission_2_ENT | TVA_Transmission | ENT | Internal | Summer | B6 | 300 | 3000 | 0 | 68.4 | 65.4 | 9 | 0
2040 | TVA_Transmission_2_ENT | TVA_Transmission | ENT | Internal | Summer | B7 | 400 | 3000 | 0 | 59.79 | 60 | 9 | 0
2040 | TVA_Transmission_2_ENT | TVA_Transmission | ENT | Internal | Summer | B8 | 500 | 3000 | 0 | 55.42 | 60 | 9 | 0
2040 | TVA_Transmission_2_ENT | TVA_Transmission | ENT | Internal | Summer | B9 | 800 | 3000 | 0 | 55.04 | 58.02 | 9 | 0
2040 | TVA_Transmission_2_ENT | TVA_Transmission | ENT | Internal | Summer | B10 | 1262 | 3000 | 0 | 53.66 | 57.5 | 9 | 0
2040 | TVA_Transmission_2_ENT | TVA_Transmission | ENT | Internal | Winter | B16 | 25 | 3000 | 0 | 99.54 | 91.54 | 9 | 0
2040 | TVA_Transmission_2_ENT | TVA_Transmission | ENT | Internal | Winter | B17 | 100 | 3000 | 0 | 73.19 | 66.07 | 9 | 0
2040 | TVA_Transmission_2_ENT | TVA_Transmission | ENT | Internal | Winter | B18 | 400 | 3000 | 0 | 64.54 | 65.59 | 9 | 0
2040 | TVA_Transmission_2_ENT | TVA_Transmission | ENT | Internal | Winter | B19 | 700 | 3000 | 0 | 61.09 | 63.4 | 9 | 0
2040 | TVA_Transmission_2_ENT | TVA_Transmission | ENT | Internal | Winter | B20 | 935 | 3000 | 0 | 58.74 | 59.33 | 9 | 0
2040 | TVA_Transmission_2_MISO_MO-IL | TVA_Transmission | MISO_MO-IL | Internal | Shoulder | B11 | 25 | 4000 | 0 | 94.31 | 91.32 | 9 | 0
2040 | TVA_Transmission_2_MISO_MO-IL | TVA_Transmission | MISO_MO-IL | Internal | Shoulder | B12 | 200 | 4000 | 0 | 69.96 | 69.84 | 9 | 0
2040 | TVA_Transmission_2_MISO_MO-IL | TVA_Transmission | MISO_MO-IL | Internal | Shoulder | B13 | 600 | 4000 | 0 | 61.3 | 58.45 | 9 | 0
2040 | TVA_Transmission_2_MISO_MO-IL | TVA_Transmission | MISO_MO-IL | Internal | Shoulder | B14 | 900 | 4000 | 0 | 60.41 | 56.38 | 9 | 0
2040 | TVA_Transmission_2_MISO_MO-IL | TVA_Transmission | MISO_MO-IL | Internal | Shoulder | B15 | 1203 | 4000 | 0 | 57.58 | 51.63 | 9 | 0
2040 | TVA_Transmission_2_MISO_MO-IL | TVA_Transmission | MISO_MO-IL | Internal | Summer | B1 | 10 | 4000 | 0 | 96.44 | 94.45 | 9 | 0
2040 | TVA_Transmission_2_MISO_MO-IL | TVA_Transmission | MISO_MO-IL | Internal | Summer | B2 | 25 | 4000 | 0 | 96.44 | 94.45 | 9 | 0
2040 | TVA_Transmission_2_MISO_MO-IL | TVA_Transmission | MISO_MO-IL | Internal | Summer | B3 | 75 | 4000 | 0 | 95.83 | 92.45 | 9 | 0
2040 | TVA_Transmission_2_MISO_MO-IL | TVA_Transmission | MISO_MO-IL | Internal | Summer | B4 | 100 | 4000 | 0 | 95.43 | 91.44 | 9 | 0
2040 | TVA_Transmission_2_MISO_MO-IL | TVA_Transmission | MISO_MO-IL | Internal | Summer | B5 | 200 | 4000 | 0 | 91.41 | 87.43 | 9 | 0
2040 | TVA_Transmission_2_MISO_MO-IL | TVA_Transmission | MISO_MO-IL | Internal | Summer | B6 | 300 | 4000 | 0 | 68.4 | 66.4 | 9 | 0
2040 | TVA_Transmission_2_MISO_MO-IL | TVA_Transmission | MISO_MO-IL | Internal | Summer | B7 | 400 | 4000 | 0 | 59.79 | 56.24 | 9 | 0
2040 | TVA_Transmission_2_MISO_MO-IL | TVA_Transmission | MISO_MO-IL | Internal | Summer | B8 | 500 | 4000 | 0 | 55.42 | 52.56 | 9 | 0
2040 | TVA_Transmission_2_MISO_MO-IL | TVA_Transmission | MISO_MO-IL | Internal | Summer | B9 | 800 | 4000 | 0 | 55.04 | 50.02 | 9 | 0
2040 | TVA_Transmission_2_MISO_MO-IL | TVA_Transmission | MISO_MO-IL | Internal | Summer | B10 | 1262 | 4000 | 0 | 53.66 | 47.79 | 9 | 0
2040 | TVA_Transmission_2_MISO_MO-IL | TVA_Transmission | MISO_MO-IL | Internal | Winter | B16 | 25 | 4000 | 0 | 99.54 | 95.53 | 9 | 0
2040 | TVA_Transmission_2_MISO_MO-IL | TVA_Transmission | MISO_MO-IL | Internal | Winter | B17 | 100 | 4000 | 0 | 73.19 | 70.48 | 9 | 0
2040 | TVA_Transmission_2_MISO_MO-IL | TVA_Transmission | MISO_MO-IL | Internal | Winter | B18 | 400 | 4000 | 0 | 64.54 | 61.54 | 9 | 0
2040 | TVA_Transmission_2_MISO_MO-IL | TVA_Transmission | MISO_MO-IL | Internal | Winter | B19 | 700 | 4000 | 0 | 61.09 | 55.89 | 9 | 0
2040 | TVA_Transmission_2_MISO_MO-IL | TVA_Transmission | MISO_MO-IL | Internal | Winter | B20 | 935 | 4000 | 0 | 58.74 | 51.33 | 9 | 0
2040 | TVA_Transmission_2_NonRTO_Midwest | TVA_Transmission | NonRTO_Midwest | Internal | Shoulder | B11 | 25 | 700 | 0 | 94.31 | 99.31 | 9 | 0
2040 | TVA_Transmission_2_NonRTO_Midwest | TVA_Transmission | NonRTO_Midwest | Internal | Shoulder | B12 | 200 | 700 | 604.88 | 69.96 | 78.96 | 9 | 0
2040 | TVA_Transmission_2_NonRTO_Midwest | TVA_Transmission | NonRTO_Midwest | Internal | Shoulder | B13 | 600 | 700 | 0 | 61.3 | 61.02 | 9 | 0
2040 | TVA_Transmission_2_NonRTO_Midwest | TVA_Transmission | NonRTO_Midwest | Internal | Shoulder | B14 | 900 | 700 | 0 | 60.41 | 55.58 | 9 | 0
2040 | TVA_Transmission_2_NonRTO_Midwest | TVA_Transmission | NonRTO_Midwest | Internal | Shoulder | B15 | 1203 | 700 | 0 | 57.58 | 55.58 | 9 | 0
2040 | TVA_Transmission_2_NonRTO_Midwest | TVA_Transmission | NonRTO_Midwest | Internal | Summer | B1 | 10 | 700 | 0 | 96.44 | 97.9 | 9 | 0
2040 | TVA_Transmission_2_NonRTO_Midwest | TVA_Transmission | NonRTO_Midwest | Internal | Summer | B2 | 25 | 700 | 0 | 96.44 | 97.9 | 9 | 0
2040 | TVA_Transmission_2_NonRTO_Midwest | TVA_Transmission | NonRTO_Midwest | Internal | Summer | B3 | 75 | 700 | 0 | 95.83 | 97.9 | 9 | 0
2040 | TVA_Transmission_2_NonRTO_Midwest | TVA_Transmission | NonRTO_Midwest | Internal | Summer | B4 | 100 | 700 | 0 | 95.43 | 97.9 | 9 | 0
2040 | TVA_Transmission_2_NonRTO_Midwest | TVA_Transmission | NonRTO_Midwest | Internal | Summer | B5 | 200 | 700 | 0 | 91.41 | 95.42 | 9 | 0
2040 | TVA_Transmission_2_NonRTO_Midwest | TVA_Transmission | NonRTO_Midwest | Internal | Summer | B6 | 300 | 700 | 0 | 68.4 | 74.39 | 9 | 0
2040 | TVA_Transmission_2_NonRTO_Midwest | TVA_Transmission | NonRTO_Midwest | Internal | Summer | B7 | 400 | 700 | 0 | 59.79 | 64.23 | 9 | 0
2040 | TVA_Transmission_2_NonRTO_Midwest | TVA_Transmission | NonRTO_Midwest | Internal | Summer | B8 | 500 | 700 | 0 | 55.42 | 53.96 | 9 | 0
2040 | TVA_Transmission_2_NonRTO_Midwest | TVA_Transmission | NonRTO_Midwest | Internal | Summer | B9 | 800 | 700 | 0 | 55.04 | 53.96 | 9 | 0
2040 | TVA_Transmission_2_NonRTO_Midwest | TVA_Transmission | NonRTO_Midwest | Internal | Summer | B10 | 1262 | 700 | 0 | 53.66 | 45.66 | 9 | 0
2040 | TVA_Transmission_2_NonRTO_Midwest | TVA_Transmission | NonRTO_Midwest | Internal | Winter | B16 | 25 | 700 | 0 | 99.54 | 103.54 | 9 | 0
2040 | TVA_Transmission_2_NonRTO_Midwest | TVA_Transmission | NonRTO_Midwest | Internal | Winter | B17 | 100 | 700 | 0 | 73.19 | 81.26 | 9 | 0
2040 | TVA_Transmission_2_NonRTO_Midwest | TVA_Transmission | NonRTO_Midwest | Internal | Winter | B18 | 400 | 700 | 0 | 64.54 | 67.84 | 9 | 0
2040 | TVA_Transmission_2_NonRTO_Midwest | TVA_Transmission | NonRTO_Midwest | Internal | Winter | B19 | 700 | 700 | 0 | 61.09 | 59.41 | 9 | 0
2040 | TVA_Transmission_2_NonRTO_Midwest | TVA_Transmission | NonRTO_Midwest | Internal | Winter | B20 | 935 | 700 | 0 | 58.74 | 50.74 | 9 | 0
2040 | TVA_Transmission_2_PJM_ROR | TVA_Transmission | PJM_ROR | Internal | Shoulder | B11 | 25 | 2000 | 0 | 94.31 | 89.32 | 9 | 0
2040 | TVA_Transmission_2_PJM_ROR | TVA_Transmission | PJM_ROR | Internal | Shoulder | B12 | 200 | 2000 | 0 | 69.96 | 71.15 | 9 | 0
2040 | TVA_Transmission_2_PJM_ROR | TVA_Transmission | PJM_ROR | Internal | Shoulder | B13 | 600 | 2000 | 0 | 61.3 | 56.48 | 9 | 0
2040 | TVA_Transmission_2_PJM_ROR | TVA_Transmission | PJM_ROR | Internal | Shoulder | B14 | 900 | 2000 | 0 | 60.41 | 54.41 | 9 | 0
2040 | TVA_Transmission_2_PJM_ROR | TVA_Transmission | PJM_ROR | Internal | Shoulder | B15 | 1203 | 2000 | 0 | 57.58 | 51.58 | 9 | 0
2040 | TVA_Transmission_2_PJM_ROR | TVA_Transmission | PJM_ROR | Internal | Summer | B1 | 10 | 2000 | 0 | 96.44 | 90.44 | 9 | 0
2040 | TVA_Transmission_2_PJM_ROR | TVA_Transmission | PJM_ROR | Internal | Summer | B2 | 25 | 2000 | 0 | 96.44 | 90.44 | 9 | 0
2040 | TVA_Transmission_2_PJM_ROR | TVA_Transmission | PJM_ROR | Internal | Summer | B3 | 75 | 2000 | 0 | 95.83 | 90.44 | 9 | 0
2040 | TVA_Transmission_2_PJM_ROR | TVA_Transmission | PJM_ROR | Internal | Summer | B4 | 100 | 2000 | 0 | 95.43 | 89.43 | 9 | 0
2040 | TVA_Transmission_2_PJM_ROR | TVA_Transmission | PJM_ROR | Internal | Summer | B5 | 200 | 2000 | 0 | 91.41 | 85.41 | 9 | 0
2040 | TVA_Transmission_2_PJM_ROR | TVA_Transmission | PJM_ROR | Internal | Summer | B6 | 300 | 2000 | 0 | 68.4 | 64.38 | 9 | 0
2040 | TVA_Transmission_2_PJM_ROR | TVA_Transmission | PJM_ROR | Internal | Summer | B7 | 400 | 2000 | 0 | 59.79 | 54.24 | 9 | 0
2040 | TVA_Transmission_2_PJM_ROR | TVA_Transmission | PJM_ROR | Internal | Summer | B8 | 500 | 2000 | 0 | 55.42 | 50.56 | 9 | 0
2040 | TVA_Transmission_2_PJM_ROR | TVA_Transmission | PJM_ROR | Internal | Summer | B9 | 800 | 2000 | 0 | 55.04 | 49.78 | 9 | 0
2040 | TVA_Transmission_2_PJM_ROR | TVA_Transmission | PJM_ROR | Internal | Summer | B10 | 1262 | 2000 | 0 | 53.66 | 49.78 | 9 | 0
2040 | TVA_Transmission_2_PJM_ROR | TVA_Transmission | PJM_ROR | Internal | Winter | B16 | 25 | 2000 | 0 | 99.54 | 93.54 | 9 | 0
2040 | TVA_Transmission_2_PJM_ROR | TVA_Transmission | PJM_ROR | Internal | Winter | B17 | 100 | 2000 | 0 | 73.19 | 74 | 9 | 0
2040 | TVA_Transmission_2_PJM_ROR | TVA_Transmission | PJM_ROR | Internal | Winter | B18 | 400 | 2000 | 0 | 64.54 | 63.53 | 9 | 0
2040 | TVA_Transmission_2_PJM_ROR | TVA_Transmission | PJM_ROR | Internal | Winter | B19 | 700 | 2000 | 0 | 61.09 | 57.88 | 9 | 0
2040 | TVA_Transmission_2_PJM_ROR | TVA_Transmission | PJM_ROR | Internal | Winter | B20 | 935 | 2000 | 0 | 58.74 | 55.54 | 9 | 0
2040 | TVA_Transmission_2_SOCO | TVA_Transmission | SOCO | Internal | Shoulder | B11 | 25 | 3200 | 0.02 | 94.31 | 102.32 | 9 | 0
2040 | TVA_Transmission_2_SOCO | TVA_Transmission | SOCO | Internal | Shoulder | B12 | 200 | 3200 | 0 | 69.96 | 62.52 | 9 | 0
2040 | TVA_Transmission_2_SOCO | TVA_Transmission | SOCO | Internal | Shoulder | B13 | 600 | 3200 | 0 | 61.3 | 61.82 | 9 | 0
2040 | TVA_Transmission_2_SOCO | TVA_Transmission | SOCO | Internal | Shoulder | B14 | 900 | 3200 | 0 | 60.41 | 61.82 | 9 | 0
2040 | TVA_Transmission_2_SOCO | TVA_Transmission | SOCO | Internal | Shoulder | B15 | 1203 | 3200 | 0 | 57.58 | 61.82 | 9 | 0
2040 | TVA_Transmission_2_SOCO | TVA_Transmission | SOCO | Internal | Summer | B1 | 10 | 3200 | 0 | 96.44 | 100.52 | 9 | 0
2040 | TVA_Transmission_2_SOCO | TVA_Transmission | SOCO | Internal | Summer | B2 | 25 | 3200 | 0 | 96.44 | 100.52 | 9 | 0
2040 | TVA_Transmission_2_SOCO | TVA_Transmission | SOCO | Internal | Summer | B3 | 75 | 3200 | 0 | 95.83 | 100.52 | 9 | 0
2040 | TVA_Transmission_2_SOCO | TVA_Transmission | SOCO | Internal | Summer | B4 | 100 | 3200 | 0 | 95.43 | 100.52 | 9 | 0
2040 | TVA_Transmission_2_SOCO | TVA_Transmission | SOCO | Internal | Summer | B5 | 200 | 3200 | 200.7 | 91.41 | 100.41 | 9 | 0
2040 | TVA_Transmission_2_SOCO | TVA_Transmission | SOCO | Internal | Summer | B6 | 300 | 3200 | 0 | 68.4 | 73.4 | 9 | 0
2040 | TVA_Transmission_2_SOCO | TVA_Transmission | SOCO | Internal | Summer | B7 | 400 | 3200 | 0 | 59.79 | 62.39 | 9 | 0
2040 | TVA_Transmission_2_SOCO | TVA_Transmission | SOCO | Internal | Summer | B8 | 500 | 3200 | 0 | 55.42 | 60.21 | 9 | 0
2040 | TVA_Transmission_2_SOCO | TVA_Transmission | SOCO | Internal | Summer | B9 | 800 | 3200 | 0 | 55.04 | 60.21 | 9 | 0
2040 | TVA_Transmission_2_SOCO | TVA_Transmission | SOCO | Internal | Summer | B10 | 1262 | 3200 | 0 | 53.66 | 55.11 | 9 | 0
2040 | TVA_Transmission_2_SOCO | TVA_Transmission | SOCO | Internal | Winter | B16 | 25 | 3200 | 0 | 99.54 | 99.54 | 9 | 0
2040 | TVA_Transmission_2_SOCO | TVA_Transmission | SOCO | Internal | Winter | B17 | 100 | 3200 | 0 | 73.19 | 65.5 | 9 | 0
2040 | TVA_Transmission_2_SOCO | TVA_Transmission | SOCO | Internal | Winter | B18 | 400 | 3200 | 0 | 64.54 | 65.5 | 9 | 0
2040 | TVA_Transmission_2_SOCO | TVA_Transmission | SOCO | Internal | Winter | B19 | 700 | 3200 | 0 | 61.09 | 65.5 | 9 | 0
2040 | TVA_Transmission_2_SOCO | TVA_Transmission | SOCO | Internal | Winter | B20 | 935 | 3200 | 0 | 58.74 | 59.84 | 9 | 0
2040 | TVA_Transmission_2_TVA | TVA_Transmission | TVA | Internal | Shoulder | B11 | 25 | 99999 | 0 | 94.31 | 81.45 | 0.01 | 0
2040 | TVA_Transmission_2_TVA | TVA_Transmission | TVA | Internal | Shoulder | B12 | 200 | 99999 | 0 | 69.96 | 63.5 | 0.01 | 0
2040 | TVA_Transmission_2_TVA | TVA_Transmission | TVA | Internal | Shoulder | B13 | 600 | 99999 | 0 | 61.3 | 60.42 | 0.01 | 0
2040 | TVA_Transmission_2_TVA | TVA_Transmission | TVA | Internal | Shoulder | B14 | 900 | 99999 | 737.26 | 60.41 | 60.42 | 0.01 | 0
2040 | TVA_Transmission_2_TVA | TVA_Transmission | TVA | Internal | Shoulder | B15 | 1203 | 99999 | 621 | 57.58 | 57.59 | 0.01 | 0
2040 | TVA_Transmission_2_TVA | TVA_Transmission | TVA | Internal | Summer | B1 | 10 | 99999 | 2044.8 | 96.44 | 96.45 | 0.01 | 0
2040 | TVA_Transmission_2_TVA | TVA_Transmission | TVA | Internal | Summer | B2 | 25 | 99999 | 1561.1 | 96.44 | 96.45 | 0.01 | 0
2040 | TVA_Transmission_2_TVA | TVA_Transmission | TVA | Internal | Summer | B3 | 75 | 99999 | 0.02 | 95.83 | 95.44 | 0.01 | 0
2040 | TVA_Transmission_2_TVA | TVA_Transmission | TVA | Internal | Summer | B4 | 100 | 99999 | 1597.75 | 95.43 | 95.44 | 0.01 | 0
2040 | TVA_Transmission_2_TVA | TVA_Transmission | TVA | Internal | Summer | B5 | 200 | 99999 | 0.17 | 91.41 | 91.41 | 0.01 | 0
2040 | TVA_Transmission_2_TVA | TVA_Transmission | TVA | Internal | Summer | B6 | 300 | 99999 | 0 | 68.4 | 61.9 | 0.01 | 0
2040 | TVA_Transmission_2_TVA | TVA_Transmission | TVA | Internal | Summer | B7 | 400 | 99999 | 0 | 59.79 | 59.33 | 0.01 | 0
2040 | TVA_Transmission_2_TVA | TVA_Transmission | TVA | Internal | Summer | B8 | 500 | 99999 | 0 | 55.42 | 54.33 | 0.01 | 0
2040 | TVA_Transmission_2_TVA | TVA_Transmission | TVA | Internal | Summer | B9 | 800 | 99999 | 0 | 55.04 | 54.33 | 0.01 | 0
2040 | TVA_Transmission_2_TVA | TVA_Transmission | TVA | Internal | Summer | B10 | 1262 | 99999 | 236.8 | 53.66 | 53.68 | 0.01 | 0
2040 | TVA_Transmission_2_TVA | TVA_Transmission | TVA | Internal | Winter | B16 | 25 | 99999 | 656.24 | 99.54 | 99.55 | 0.01 | 0
2040 | TVA_Transmission_2_TVA | TVA_Transmission | TVA | Internal | Winter | B17 | 100 | 99999 | 0 | 73.19 | 67.07 | 0.01 | 0
2040 | TVA_Transmission_2_TVA | TVA_Transmission | TVA | Internal | Winter | B18 | 400 | 99999 | 0 | 64.54 | 58.97 | 0.01 | 0
2040 | TVA_Transmission_2_TVA | TVA_Transmission | TVA | Internal | Winter | B19 | 700 | 99999 | 0 | 61.09 | 58.75 | 0.01 | 0
2040 | TVA_Transmission_2_TVA | TVA_Transmission | TVA | Internal | Winter | B20 | 935 | 99999 | 673.23 | 58.74 | 58.75 | 0.01 | 0
2040 | TVA_Transmission_2_VACAR | TVA_Transmission | VACAR | Internal | Shoulder | B11 | 25 | 900 | 0 | 94.31 | 95.32 | 9 | 0
2040 | TVA_Transmission_2_VACAR | TVA_Transmission | VACAR | Internal | Shoulder | B12 | 200 | 900 | 0 | 69.96 | 72.52 | 9 | 0
2040 | TVA_Transmission_2_VACAR | TVA_Transmission | VACAR | Internal | Shoulder | B13 | 600 | 900 | 0 | 61.3 | 57.65 | 9 | 0
2040 | TVA_Transmission_2_VACAR | TVA_Transmission | VACAR | Internal | Shoulder | B14 | 900 | 900 | 0 | 60.41 | 57.65 | 9 | 0
2040 | TVA_Transmission_2_VACAR | TVA_Transmission | VACAR | Internal | Shoulder | B15 | 1203 | 900 | 0 | 57.58 | 57.65 | 9 | 0
2040 | TVA_Transmission_2_VACAR | TVA_Transmission | VACAR | Internal | Summer | B1 | 10 | 900 | 0 | 96.44 | 99.6 | 9 | 0
2040 | TVA_Transmission_2_VACAR | TVA_Transmission | VACAR | Internal | Summer | B2 | 25 | 900 | 0 | 96.44 | 99.6 | 9 | 0
2040 | TVA_Transmission_2_VACAR | TVA_Transmission | VACAR | Internal | Summer | B3 | 75 | 900 | 0 | 95.83 | 97.15 | 9 | 0
2040 | TVA_Transmission_2_VACAR | TVA_Transmission | VACAR | Internal | Summer | B4 | 100 | 900 | 0 | 95.43 | 97.15 | 9 | 0
2040 | TVA_Transmission_2_VACAR | TVA_Transmission | VACAR | Internal | Summer | B5 | 200 | 900 | 0 | 91.41 | 93.41 | 9 | 0
2040 | TVA_Transmission_2_VACAR | TVA_Transmission | VACAR | Internal | Summer | B6 | 300 | 900 | 0 | 68.4 | 70.38 | 9 | 0
2040 | TVA_Transmission_2_VACAR | TVA_Transmission | VACAR | Internal | Summer | B7 | 400 | 900 | 0 | 59.79 | 60.24 | 9 | 0
2040 | TVA_Transmission_2_VACAR | TVA_Transmission | VACAR | Internal | Summer | B8 | 500 | 900 | 0 | 55.42 | 55.34 | 9 | 0
2040 | TVA_Transmission_2_VACAR | TVA_Transmission | VACAR | Internal | Summer | B9 | 800 | 900 | 0 | 55.04 | 55.34 | 9 | 0
2040 | TVA_Transmission_2_VACAR | TVA_Transmission | VACAR | Internal | Summer | B10 | 1262 | 900 | 0 | 53.66 | 55.34 | 9 | 0
2040 | TVA_Transmission_2_VACAR | TVA_Transmission | VACAR | Internal | Winter | B16 | 25 | 900 | 899.99 | 99.54 | 110.1 | 9 | 1.56
2040 | TVA_Transmission_2_VACAR | TVA_Transmission | VACAR | Internal | Winter | B17 | 100 | 900 | 0 | 73.19 | 80 | 9 | 0
2040 | TVA_Transmission_2_VACAR | TVA_Transmission | VACAR | Internal | Winter | B18 | 400 | 900 | 0 | 64.54 | 63.09 | 9 | 0
2040 | TVA_Transmission_2_VACAR | TVA_Transmission | VACAR | Internal | Winter | B19 | 700 | 900 | 0 | 61.09 | 63.05 | 9 | 0
2040 | TVA_Transmission_2_VACAR | TVA_Transmission | VACAR | Internal | Winter | B20 | 935 | 900 | 0 | 58.74 | 63.05 | 9 | 0
2040 | VACAR_2_PJM_ROR | VACAR | PJM_ROR | Internal | Shoulder | B11 | 25 | 2000 | 0 | 95.32 | 89.32 | 7 | 0
2040 | VACAR_2_PJM_ROR | VACAR | PJM_ROR | Internal | Shoulder | B12 | 200 | 2000 | 0 | 72.52 | 71.15 | 7 | 0
2040 | VACAR_2_PJM_ROR | VACAR | PJM_ROR | Internal | Shoulder | B13 | 600 | 2000 | 0 | 57.65 | 56.48 | 7 | 0
2040 | VACAR_2_PJM_ROR | VACAR | PJM_ROR | Internal | Shoulder | B14 | 900 | 2000 | 0 | 57.65 | 54.41 | 7 | 0
2040 | VACAR_2_PJM_ROR | VACAR | PJM_ROR | Internal | Shoulder | B15 | 1203 | 2000 | 0 | 57.65 | 51.58 | 7 | 0
2040 | VACAR_2_PJM_ROR | VACAR | PJM_ROR | Internal | Summer | B1 | 10 | 2000 | 0 | 99.6 | 90.44 | 7 | 0
2040 | VACAR_2_PJM_ROR | VACAR | PJM_ROR | Internal | Summer | B2 | 25 | 2000 | 0 | 99.6 | 90.44 | 7 | 0
2040 | VACAR_2_PJM_ROR | VACAR | PJM_ROR | Internal | Summer | B3 | 75 | 2000 | 0 | 97.15 | 90.44 | 7 | 0
2040 | VACAR_2_PJM_ROR | VACAR | PJM_ROR | Internal | Summer | B4 | 100 | 2000 | 0 | 97.15 | 89.43 | 7 | 0
2040 | VACAR_2_PJM_ROR | VACAR | PJM_ROR | Internal | Summer | B5 | 200 | 2000 | 0 | 93.41 | 85.41 | 7 | 0
2040 | VACAR_2_PJM_ROR | VACAR | PJM_ROR | Internal | Summer | B6 | 300 | 2000 | 0 | 70.38 | 64.38 | 7 | 0
2040 | VACAR_2_PJM_ROR | VACAR | PJM_ROR | Internal | Summer | B7 | 400 | 2000 | 0 | 60.24 | 54.24 | 7 | 0
2040 | VACAR_2_PJM_ROR | VACAR | PJM_ROR | Internal | Summer | B8 | 500 | 2000 | 0 | 55.34 | 50.56 | 7 | 0
2040 | VACAR_2_PJM_ROR | VACAR | PJM_ROR | Internal | Summer | B9 | 800 | 2000 | 0 | 55.34 | 49.78 | 7 | 0
2040 | VACAR_2_PJM_ROR | VACAR | PJM_ROR | Internal | Summer | B10 | 1262 | 2000 | 0 | 55.34 | 49.78 | 7 | 0
2040 | VACAR_2_PJM_ROR | VACAR | PJM_ROR | Internal | Winter | B16 | 25 | 2000 | 0 | 110.1 | 93.54 | 7 | 0
2040 | VACAR_2_PJM_ROR | VACAR | PJM_ROR | Internal | Winter | B17 | 100 | 2000 | 0 | 80 | 74 | 7 | 0
2040 | VACAR_2_PJM_ROR | VACAR | PJM_ROR | Internal | Winter | B18 | 400 | 2000 | 0 | 63.09 | 63.53 | 7 | 0
2040 | VACAR_2_PJM_ROR | VACAR | PJM_ROR | Internal | Winter | B19 | 700 | 2000 | 0 | 63.05 | 57.88 | 7 | 0
2040 | VACAR_2_PJM_ROR | VACAR | PJM_ROR | Internal | Winter | B20 | 935 | 2000 | 0 | 63.05 | 55.54 | 7 | 0
2040 | VACAR_2_SOCO | VACAR | SOCO | Internal | Shoulder | B11 | 25 | 3000 | 689.51 | 95.32 | 102.32 | 7 | 0
2040 | VACAR_2_SOCO | VACAR | SOCO | Internal | Shoulder | B12 | 200 | 3000 | 0 | 72.52 | 62.52 | 7 | 0
2040 | VACAR_2_SOCO | VACAR | SOCO | Internal | Shoulder | B13 | 600 | 3000 | 0 | 57.65 | 61.82 | 7 | 0
2040 | VACAR_2_SOCO | VACAR | SOCO | Internal | Shoulder | B14 | 900 | 3000 | 0 | 57.65 | 61.82 | 7 | 0
2040 | VACAR_2_SOCO | VACAR | SOCO | Internal | Shoulder | B15 | 1203 | 3000 | 0 | 57.65 | 61.82 | 7 | 0
2040 | VACAR_2_SOCO | VACAR | SOCO | Internal | Summer | B1 | 10 | 3000 | 0 | 99.6 | 100.52 | 7 | 0
2040 | VACAR_2_SOCO | VACAR | SOCO | Internal | Summer | B2 | 25 | 3000 | 0 | 99.6 | 100.52 | 7 | 0
2040 | VACAR_2_SOCO | VACAR | SOCO | Internal | Summer | B3 | 75 | 3000 | 0 | 97.15 | 100.52 | 7 | 0
2040 | VACAR_2_SOCO | VACAR | SOCO | Internal | Summer | B4 | 100 | 3000 | 0 | 97.15 | 100.52 | 7 | 0
2040 | VACAR_2_SOCO | VACAR | SOCO | Internal | Summer | B5 | 200 | 3000 | 476.6 | 93.41 | 100.41 | 7 | 0
2040 | VACAR_2_SOCO | VACAR | SOCO | Internal | Summer | B6 | 300 | 3000 | 0 | 70.38 | 73.4 | 7 | 0
2040 | VACAR_2_SOCO | VACAR | SOCO | Internal | Summer | B7 | 400 | 3000 | 0 | 60.24 | 62.39 | 7 | 0
2040 | VACAR_2_SOCO | VACAR | SOCO | Internal | Summer | B8 | 500 | 3000 | 0 | 55.34 | 60.21 | 7 | 0
2040 | VACAR_2_SOCO | VACAR | SOCO | Internal | Summer | B9 | 800 | 3000 | 0 | 55.34 | 60.21 | 7 | 0
2040 | VACAR_2_SOCO | VACAR | SOCO | Internal | Summer | B10 | 1262 | 3000 | 0 | 55.34 | 55.11 | 7 | 0
2040 | VACAR_2_SOCO | VACAR | SOCO | Internal | Winter | B16 | 25 | 3000 | 0 | 110.1 | 99.54 | 7 | 0
2040 | VACAR_2_SOCO | VACAR | SOCO | Internal | Winter | B17 | 100 | 3000 | 0 | 80 | 65.5 | 7 | 0
2040 | VACAR_2_SOCO | VACAR | SOCO | Internal | Winter | B18 | 400 | 3000 | 0 | 63.09 | 65.5 | 7 | 0
2040 | VACAR_2_SOCO | VACAR | SOCO | Internal | Winter | B19 | 700 | 3000 | 0 | 63.05 | 65.5 | 7 | 0
2040 | VACAR_2_SOCO | VACAR | SOCO | Internal | Winter | B20 | 935 | 3000 | 0 | 63.05 | 59.84 | 7 | 0
2040 | VACAR_2_TVA_Transmission | VACAR | TVA_Transmission | Internal | Shoulder | B11 | 25 | 900 | 0 | 95.32 | 94.31 | 7 | 0
2040 | VACAR_2_TVA_Transmission | VACAR | TVA_Transmission | Internal | Shoulder | B12 | 200 | 900 | 0 | 72.52 | 69.96 | 7 | 0
2040 | VACAR_2_TVA_Transmission | VACAR | TVA_Transmission | Internal | Shoulder | B13 | 600 | 900 | 0 | 57.65 | 61.3 | 7 | 0
2040 | VACAR_2_TVA_Transmission | VACAR | TVA_Transmission | Internal | Shoulder | B14 | 900 | 900 | 0 | 57.65 | 60.41 | 7 | 0
2040 | VACAR_2_TVA_Transmission | VACAR | TVA_Transmission | Internal | Shoulder | B15 | 1203 | 900 | 0 | 57.65 | 57.58 | 7 | 0
2040 | VACAR_2_TVA_Transmission | VACAR | TVA_Transmission | Internal | Summer | B1 | 10 | 900 | 0 | 99.6 | 96.44 | 7 | 0
2040 | VACAR_2_TVA_Transmission | VACAR | TVA_Transmission | Internal | Summer | B2 | 25 | 900 | 0 | 99.6 | 96.44 | 7 | 0
2040 | VACAR_2_TVA_Transmission | VACAR | TVA_Transmission | Internal | Summer | B3 | 75 | 900 | 0 | 97.15 | 95.83 | 7 | 0
2040 | VACAR_2_TVA_Transmission | VACAR | TVA_Transmission | Internal | Summer | B4 | 100 | 900 | 0 | 97.15 | 95.43 | 7 | 0
2040 | VACAR_2_TVA_Transmission | VACAR | TVA_Transmission | Internal | Summer | B5 | 200 | 900 | 0 | 93.41 | 91.41 | 7 | 0
2040 | VACAR_2_TVA_Transmission | VACAR | TVA_Transmission | Internal | Summer | B6 | 300 | 900 | 0 | 70.38 | 68.4 | 7 | 0
2040 | VACAR_2_TVA_Transmission | VACAR | TVA_Transmission | Internal | Summer | B7 | 400 | 900 | 0 | 60.24 | 59.79 | 7 | 0
2040 | VACAR_2_TVA_Transmission | VACAR | TVA_Transmission | Internal | Summer | B8 | 500 | 900 | 0 | 55.34 | 55.42 | 7 | 0
2040 | VACAR_2_TVA_Transmission | VACAR | TVA_Transmission | Internal | Summer | B9 | 800 | 900 | 0 | 55.34 | 55.04 | 7 | 0
2040 | VACAR_2_TVA_Transmission | VACAR | TVA_Transmission | Internal | Summer | B10 | 1262 | 900 | 0 | 55.34 | 53.66 | 7 | 0
2040 | VACAR_2_TVA_Transmission | VACAR | TVA_Transmission | Internal | Winter | B16 | 25 | 900 | 0 | 110.1 | 99.54 | 7 | 0
2040 | VACAR_2_TVA_Transmission | VACAR | TVA_Transmission | Internal | Winter | B17 | 100 | 900 | 0 | 80 | 73.19 | 7 | 0
2040 | VACAR_2_TVA_Transmission | VACAR | TVA_Transmission | Internal | Winter | B18 | 400 | 900 | 0 | 63.09 | 64.54 | 7 | 0
2040 | VACAR_2_TVA_Transmission | VACAR | TVA_Transmission | Internal | Winter | B19 | 700 | 900 | 0 | 63.05 | 61.09 | 7 | 0
2040 | VACAR_2_TVA_Transmission | VACAR | TVA_Transmission | Internal | Winter | B20 | 935 | 900 | 0 | 63.05 | 58.74 | 7 | 0
2015 | AZ_NM_SNV_Coal_2_SPP_S | AZ_NM_SNV_Coal | SPP_S | External | Shoulder | B11 | 25 | 400 | 400 | 37.03 | 52.2 | 8.17 | 7.01
2015 | AZ_NM_SNV_Coal_2_SPP_S | AZ_NM_SNV_Coal | SPP_S | External | Shoulder | B12 | 200 | 400 | 0 | 37.02 | 39.22 | 8.17 | 0
2015 | AZ_NM_SNV_Coal_2_SPP_S | AZ_NM_SNV_Coal | SPP_S | External | Shoulder | B13 | 600 | 400 | 0 | 37 | 37.62 | 8.17 | 0
2015 | AZ_NM_SNV_Coal_2_SPP_S | AZ_NM_SNV_Coal | SPP_S | External | Shoulder | B14 | 900 | 400 | 0 | 37 | 36.35 | 8.17 | 0
2015 | AZ_NM_SNV_Coal_2_SPP_S | AZ_NM_SNV_Coal | SPP_S | External | Shoulder | B15 | 1203 | 400 | 0 | 37 | 36.35 | 8.17 | 0
2015 | AZ_NM_SNV_Coal_2_SPP_S | AZ_NM_SNV_Coal | SPP_S | External | Summer | B1 | 10 | 400 | 0 | 54.72 | 58.75 | 8.17 | 0
2015 | AZ_NM_SNV_Coal_2_SPP_S | AZ_NM_SNV_Coal | SPP_S | External | Summer | B2 | 25 | 400 | 0 | 54.72 | 58.75 | 8.17 | 0
2015 | AZ_NM_SNV_Coal_2_SPP_S | AZ_NM_SNV_Coal | SPP_S | External | Summer | B3 | 75 | 400 | 0 | 54.72 | 50.82 | 8.17 | 0
2015 | AZ_NM_SNV_Coal_2_SPP_S | AZ_NM_SNV_Coal | SPP_S | External | Summer | B4 | 100 | 400 | 0 | 53.13 | 50.82 | 8.17 | 0
2015 | AZ_NM_SNV_Coal_2_SPP_S | AZ_NM_SNV_Coal | SPP_S | External | Summer | B5 | 200 | 400 | 0 | 45.03 | 50.41 | 8.17 | 0
2015 | AZ_NM_SNV_Coal_2_SPP_S | AZ_NM_SNV_Coal | SPP_S | External | Summer | B6 | 300 | 400 | 400 | 39.53 | 49.11 | 8.17 | 1.42
2015 | AZ_NM_SNV_Coal_2_SPP_S | AZ_NM_SNV_Coal | SPP_S | External | Summer | B7 | 400 | 400 | 0 | 37.03 | 42.93 | 8.17 | 0
2015 | AZ_NM_SNV_Coal_2_SPP_S | AZ_NM_SNV_Coal | SPP_S | External | Summer | B8 | 500 | 400 | 0 | 37.03 | 36.71 | 8.17 | 0
2015 | AZ_NM_SNV_Coal_2_SPP_S | AZ_NM_SNV_Coal | SPP_S | External | Summer | B9 | 800 | 400 | 0 | 37.02 | 35.13 | 8.17 | 0
2015 | AZ_NM_SNV_Coal_2_SPP_S | AZ_NM_SNV_Coal | SPP_S | External | Summer | B10 | 1262 | 400 | 0 | 36.03 | 35.05 | 8.17 | 0
2015 | AZ_NM_SNV_Coal_2_SPP_S | AZ_NM_SNV_Coal | SPP_S | External | Winter | B16 | 25 | 400 | 0 | 39.31 | 46.79 | 8.17 | 0
2015 | AZ_NM_SNV_Coal_2_SPP_S | AZ_NM_SNV_Coal | SPP_S | External | Winter | B17 | 100 | 400 | 0 | 39.3 | 40.08 | 8.17 | 0
2015 | AZ_NM_SNV_Coal_2_SPP_S | AZ_NM_SNV_Coal | SPP_S | External | Winter | B18 | 400 | 400 | 0 | 39.3 | 38.73 | 8.17 | 0
2015 | AZ_NM_SNV_Coal_2_SPP_S | AZ_NM_SNV_Coal | SPP_S | External | Winter | B19 | 700 | 400 | 0 | 39.3 | 38.68 | 8.17 | 0
2015 | AZ_NM_SNV_Coal_2_SPP_S | AZ_NM_SNV_Coal | SPP_S | External | Winter | B20 | 935 | 400 | 0 | 39.29 | 38.64 | 8.17 | 0
2015 | ERCOT_2_SPP_S | ERCOT | SPP_S | External | Shoulder | B11 | 25 | 800 | 0 | 52.82 | 52.2 | 8 | 0
2015 | ERCOT_2_SPP_S | ERCOT | SPP_S | External | Shoulder | B12 | 200 | 800 | 0 | 39.52 | 39.22 | 8 | 0
2015 | ERCOT_2_SPP_S | ERCOT | SPP_S | External | Shoulder | B13 | 600 | 800 | 0 | 36.57 | 37.62 | 8 | 0
2015 | ERCOT_2_SPP_S | ERCOT | SPP_S | External | Shoulder | B14 | 900 | 800 | 0 | 36.29 | 36.35 | 8 | 0
2015 | ERCOT_2_SPP_S | ERCOT | SPP_S | External | Shoulder | B15 | 1203 | 800 | 0 | 36.29 | 36.35 | 8 | 0
2015 | ERCOT_2_SPP_S | ERCOT | SPP_S | External | Summer | B1 | 10 | 800 | 0.02 | 51.3 | 58.75 | 8 | 0
2015 | ERCOT_2_SPP_S | ERCOT | SPP_S | External | Summer | B2 | 25 | 800 | 0 | 51.3 | 58.75 | 8 | 0
2015 | ERCOT_2_SPP_S | ERCOT | SPP_S | External | Summer | B3 | 75 | 800 | 0 | 51.3 | 50.82 | 8 | 0
2015 | ERCOT_2_SPP_S | ERCOT | SPP_S | External | Summer | B4 | 100 | 800 | 0 | 51.3 | 50.82 | 8 | 0
2015 | ERCOT_2_SPP_S | ERCOT | SPP_S | External | Summer | B5 | 200 | 800 | 0 | 51.3 | 50.41 | 8 | 0
2015 | ERCOT_2_SPP_S | ERCOT | SPP_S | External | Summer | B6 | 300 | 800 | 0 | 51.3 | 49.11 | 8 | 0
2015 | ERCOT_2_SPP_S | ERCOT | SPP_S | External | Summer | B7 | 400 | 800 | 0 | 40.28 | 42.93 | 8 | 0
2015 | ERCOT_2_SPP_S | ERCOT | SPP_S | External | Summer | B8 | 500 | 800 | 0 | 38.4 | 36.71 | 8 | 0
2015 | ERCOT_2_SPP_S | ERCOT | SPP_S | External | Summer | B9 | 800 | 800 | 0 | 35.61 | 35.13 | 8 | 0
2015 | ERCOT_2_SPP_S | ERCOT | SPP_S | External | Summer | B10 | 1262 | 800 | 0 | 35.27 | 35.05 | 8 | 0
2015 | ERCOT_2_SPP_S | ERCOT | SPP_S | External | Winter | B16 | 25 | 800 | 0 | 47.7 | 46.79 | 8 | 0
2015 | ERCOT_2_SPP_S | ERCOT | SPP_S | External | Winter | B17 | 100 | 800 | 0 | 40.28 | 40.08 | 8 | 0
2015 | ERCOT_2_SPP_S | ERCOT | SPP_S | External | Winter | B18 | 400 | 800 | 0 | 38.39 | 38.73 | 8 | 0
2015 | ERCOT_2_SPP_S | ERCOT | SPP_S | External | Winter | B19 | 700 | 800 | 0 | 38.39 | 38.68 | 8 | 0
2015 | ERCOT_2_SPP_S | ERCOT | SPP_S | External | Winter | B20 | 935 | 800 | 0 | 38.39 | 38.64 | 8 | 0
2015 | MAPP_US_2_RMPA | MAPP_US | RMPA | External | Shoulder | B11 | 25 | 200 | 0 | 39.79 | 38.16 | 8 | 0
2015 | MAPP_US_2_RMPA | MAPP_US | RMPA | External | Shoulder | B12 | 200 | 200 | 0 | 32.85 | 38.16 | 8 | 0
2015 | MAPP_US_2_RMPA | MAPP_US | RMPA | External | Shoulder | B13 | 600 | 200 | 200 | 30.11 | 38.16 | 8 | 0.05
2015 | MAPP_US_2_RMPA | MAPP_US | RMPA | External | Shoulder | B14 | 900 | 200 | 200 | 29.33 | 38.16 | 8 | 0.83
2015 | MAPP_US_2_RMPA | MAPP_US | RMPA | External | Shoulder | B15 | 1203 | 200 | 200 | 29.2 | 38.16 | 8 | 0.97
2015 | MAPP_US_2_RMPA | MAPP_US | RMPA | External | Summer | B1 | 10 | 200 | 0 | 52.37 | 57.71 | 8 | 0
2015 | MAPP_US_2_RMPA | MAPP_US | RMPA | External | Summer | B2 | 25 | 200 | 0 | 50.36 | 57.71 | 8 | 0
2015 | MAPP_US_2_RMPA | MAPP_US | RMPA | External | Summer | B3 | 75 | 200 | 0 | 50.36 | 57.71 | 8 | 0
2015 | MAPP_US_2_RMPA | MAPP_US | RMPA | External | Summer | B4 | 100 | 200 | 0 | 49.95 | 50.58 | 8 | 0
2015 | MAPP_US_2_RMPA | MAPP_US | RMPA | External | Summer | B5 | 200 | 200 | 0 | 45.81 | 44.82 | 8 | 0
2015 | MAPP_US_2_RMPA | MAPP_US | RMPA | External | Summer | B6 | 300 | 200 | 0 | 35.1 | 36.71 | 8 | 0
2015 | MAPP_US_2_RMPA | MAPP_US | RMPA | External | Summer | B7 | 400 | 200 | 0 | 28.91 | 36.71 | 8 | 0
2015 | MAPP_US_2_RMPA | MAPP_US | RMPA | External | Summer | B8 | 500 | 200 | 200 | 26.53 | 36.71 | 8 | 2.18
2015 | MAPP_US_2_RMPA | MAPP_US | RMPA | External | Summer | B9 | 800 | 200 | 200 | 26.53 | 36.71 | 8 | 2.18
2015 | MAPP_US_2_RMPA | MAPP_US | RMPA | External | Summer | B10 | 1262 | 200 | 200 | 26.14 | 36.71 | 8 | 2.58
2015 | MAPP_US_2_RMPA | MAPP_US | RMPA | External | Winter | B16 | 25 | 200 | 0.02 | 39.77 | 47.45 | 8 | 0
2015 | MAPP_US_2_RMPA | MAPP_US | RMPA | External | Winter | B17 | 100 | 200 | 0 | 34.41 | 40.91 | 8 | 0
2015 | MAPP_US_2_RMPA | MAPP_US | RMPA | External | Winter | B18 | 400 | 200 | 200 | 31.66 | 40.91 | 8 | 1.26
2015 | MAPP_US_2_RMPA | MAPP_US | RMPA | External | Winter | B19 | 700 | 200 | 200 | 31.66 | 40.91 | 8 | 1.26
2015 | MAPP_US_2_RMPA | MAPP_US | RMPA | External | Winter | B20 | 935 | 200 | 0 | 26.82 | 34.38 | 8 | 0
2015 | NE_2_RMPA | NE | RMPA | External | Shoulder | B11 | 25 | 310 | 0 | 46.79 | 38.16 | 5 | 0
2015 | NE_2_RMPA | NE | RMPA | External | Shoulder | B12 | 200 | 310 | 0 | 39.2 | 38.16 | 5 | 0
2015 | NE_2_RMPA | NE | RMPA | External | Shoulder | B13 | 600 | 310 | 0 | 37.11 | 38.16 | 5 | 0
2015 | NE_2_RMPA | NE | RMPA | External | Shoulder | B14 | 900 | 310 | 0 | 36.33 | 38.16 | 5 | 0
2015 | NE_2_RMPA | NE | RMPA | External | Shoulder | B15 | 1203 | 310 | 0 | 36.2 | 38.16 | 5 | 0
2015 | NE_2_RMPA | NE | RMPA | External | Summer | B1 | 10 | 310 | 0 | 58.75 | 57.71 | 5 | 0
2015 | NE_2_RMPA | NE | RMPA | External | Summer | B2 | 25 | 310 | 0 | 57.36 | 57.71 | 5 | 0
2015 | NE_2_RMPA | NE | RMPA | External | Summer | B3 | 75 | 310 | 0 | 57.36 | 57.71 | 5 | 0
2015 | NE_2_RMPA | NE | RMPA | External | Summer | B4 | 100 | 310 | 0 | 56.95 | 50.58 | 5 | 0
2015 | NE_2_RMPA | NE | RMPA | External | Summer | B5 | 200 | 310 | 0 | 52.81 | 44.82 | 5 | 0
2015 | NE_2_RMPA | NE | RMPA | External | Summer | B6 | 300 | 310 | 0 | 42.1 | 36.71 | 5 | 0
2015 | NE_2_RMPA | NE | RMPA | External | Summer | B7 | 400 | 310 | 0 | 35.91 | 36.71 | 5 | 0
2015 | NE_2_RMPA | NE | RMPA | External | Summer | B8 | 500 | 310 | 0 | 33.53 | 36.71 | 5 | 0
2015 | NE_2_RMPA | NE | RMPA | External | Summer | B9 | 800 | 310 | 0 | 33.53 | 36.71 | 5 | 0
2015 | NE_2_RMPA | NE | RMPA | External | Summer | B10 | 1262 | 310 | 0 | 33.02 | 36.71 | 5 | 0
2015 | NE_2_RMPA | NE | RMPA | External | Winter | B16 | 25 | 310 | 0 | 46.77 | 47.45 | 5 | 0
2015 | NE_2_RMPA | NE | RMPA | External | Winter | B17 | 100 | 310 | 0 | 40.06 | 40.91 | 5 | 0
2015 | NE_2_RMPA | NE | RMPA | External | Winter | B18 | 400 | 310 | 0 | 38.66 | 40.91 | 5 | 0
2015 | NE_2_RMPA | NE | RMPA | External | Winter | B19 | 700 | 310 | 0 | 38.66 | 40.91 | 5 | 0
2015 | NE_2_RMPA | NE | RMPA | External | Winter | B20 | 935 | 310 | 0 | 33.82 | 34.38 | 5 | 0
2015 | NWPP_Coal_2_MAPP_US | NWPP_Coal | MAPP_US | External | Shoulder | B11 | 25 | 150 | 0 | 37 | 39.79 | 8 | 0
2015 | NWPP_Coal_2_MAPP_US | NWPP_Coal | MAPP_US | External | Shoulder | B12 | 200 | 150 | 0 | 37 | 32.85 | 8 | 0
2015 | NWPP_Coal_2_MAPP_US | NWPP_Coal | MAPP_US | External | Shoulder | B13 | 600 | 150 | 0 | 37 | 30.11 | 8 | 0
2015 | NWPP_Coal_2_MAPP_US | NWPP_Coal | MAPP_US | External | Shoulder | B14 | 900 | 150 | 0 | 37 | 29.33 | 8 | 0
2015 | NWPP_Coal_2_MAPP_US | NWPP_Coal | MAPP_US | External | Shoulder | B15 | 1203 | 150 | 0 | 37 | 29.2 | 8 | 0
2015 | NWPP_Coal_2_MAPP_US | NWPP_Coal | MAPP_US | External | Summer | B1 | 10 | 150 | 150 | 37 | 52.37 | 8 | 7.36
2015 | NWPP_Coal_2_MAPP_US | NWPP_Coal | MAPP_US | External | Summer | B2 | 25 | 150 | 150 | 37 | 50.36 | 8 | 5.35
2015 | NWPP_Coal_2_MAPP_US | NWPP_Coal | MAPP_US | External | Summer | B3 | 75 | 150 | 150 | 37 | 50.36 | 8 | 5.35
2015 | NWPP_Coal_2_MAPP_US | NWPP_Coal | MAPP_US | External | Summer | B4 | 100 | 150 | 150 | 37 | 49.95 | 8 | 4.94
2015 | NWPP_Coal_2_MAPP_US | NWPP_Coal | MAPP_US | External | Summer | B5 | 200 | 150 | 150 | 37 | 45.81 | 8 | 0.8
2015 | NWPP_Coal_2_MAPP_US | NWPP_Coal | MAPP_US | External | Summer | B6 | 300 | 150 | 0 | 37 | 35.1 | 8 | 0
2015 | NWPP_Coal_2_MAPP_US | NWPP_Coal | MAPP_US | External | Summer | B7 | 400 | 150 | 0 | 37 | 28.91 | 8 | 0
2015 | NWPP_Coal_2_MAPP_US | NWPP_Coal | MAPP_US | External | Summer | B8 | 500 | 150 | 0 | 37 | 26.53 | 8 | 0
2015 | NWPP_Coal_2_MAPP_US | NWPP_Coal | MAPP_US | External | Summer | B9 | 800 | 150 | 0 | 37 | 26.53 | 8 | 0
2015 | NWPP_Coal_2_MAPP_US | NWPP_Coal | MAPP_US | External | Summer | B10 | 1262 | 150 | 0 | 37 | 26.14 | 8 | 0
2015 | NWPP_Coal_2_MAPP_US | NWPP_Coal | MAPP_US | External | Winter | B16 | 25 | 150 | 0 | 39.29 | 39.77 | 8 | 0
2015 | NWPP_Coal_2_MAPP_US | NWPP_Coal | MAPP_US | External | Winter | B17 | 100 | 150 | 0 | 39.29 | 34.41 | 8 | 0
2015 | NWPP_Coal_2_MAPP_US | NWPP_Coal | MAPP_US | External | Winter | B18 | 400 | 150 | 0 | 39.29 | 31.66 | 8 | 0
2015 | NWPP_Coal_2_MAPP_US | NWPP_Coal | MAPP_US | External | Winter | B19 | 700 | 150 | 0 | 39.29 | 31.66 | 8 | 0
2015 | NWPP_Coal_2_MAPP_US | NWPP_Coal | MAPP_US | External | Winter | B20 | 935 | 150 | 0 | 39.29 | 26.82 | 8 | 0
2015 | RMPA_2_MAPP_US | RMPA | MAPP_US | External | Shoulder | B11 | 25 | 200 | 0 | 38.16 | 39.79 | 8 | 0
2015 | RMPA_2_MAPP_US | RMPA | MAPP_US | External | Shoulder | B12 | 200 | 200 | 0 | 38.16 | 32.85 | 8 | 0
2015 | RMPA_2_MAPP_US | RMPA | MAPP_US | External | Shoulder | B13 | 600 | 200 | 0 | 38.16 | 30.11 | 8 | 0
2015 | RMPA_2_MAPP_US | RMPA | MAPP_US | External | Shoulder | B14 | 900 | 200 | 0 | 38.16 | 29.33 | 8 | 0
2015 | RMPA_2_MAPP_US | RMPA | MAPP_US | External | Shoulder | B15 | 1203 | 200 | 0 | 38.16 | 29.2 | 8 | 0
2015 | RMPA_2_MAPP_US | RMPA | MAPP_US | External | Summer | B1 | 10 | 200 | 0 | 57.71 | 52.37 | 8 | 0
2015 | RMPA_2_MAPP_US | RMPA | MAPP_US | External | Summer | B2 | 25 | 200 | 0 | 57.71 | 50.36 | 8 | 0
2015 | RMPA_2_MAPP_US | RMPA | MAPP_US | External | Summer | B3 | 75 | 200 | 0 | 57.71 | 50.36 | 8 | 0
2015 | RMPA_2_MAPP_US | RMPA | MAPP_US | External | Summer | B4 | 100 | 200 | 0 | 50.58 | 49.95 | 8 | 0
2015 | RMPA_2_MAPP_US | RMPA | MAPP_US | External | Summer | B5 | 200 | 200 | 0 | 44.82 | 45.81 | 8 | 0
2015 | RMPA_2_MAPP_US | RMPA | MAPP_US | External | Summer | B6 | 300 | 200 | 0 | 36.71 | 35.1 | 8 | 0
2015 | RMPA_2_MAPP_US | RMPA | MAPP_US | External | Summer | B7 | 400 | 200 | 0 | 36.71 | 28.91 | 8 | 0
2015 | RMPA_2_MAPP_US | RMPA | MAPP_US | External | Summer | B8 | 500 | 200 | 0 | 36.71 | 26.53 | 8 | 0
2015 | RMPA_2_MAPP_US | RMPA | MAPP_US | External | Summer | B9 | 800 | 200 | 0 | 36.71 | 26.53 | 8 | 0
2015 | RMPA_2_MAPP_US | RMPA | MAPP_US | External | Summer | B10 | 1262 | 200 | 0 | 36.71 | 26.14 | 8 | 0
2015 | RMPA_2_MAPP_US | RMPA | MAPP_US | External | Winter | B16 | 25 | 200 | 0 | 47.45 | 39.77 | 8 | 0
2015 | RMPA_2_MAPP_US | RMPA | MAPP_US | External | Winter | B17 | 100 | 200 | 0 | 40.91 | 34.41 | 8 | 0
2015 | RMPA_2_MAPP_US | RMPA | MAPP_US | External | Winter | B18 | 400 | 200 | 0 | 40.91 | 31.66 | 8 | 0
2015 | RMPA_2_MAPP_US | RMPA | MAPP_US | External | Winter | B19 | 700 | 200 | 0 | 40.91 | 31.66 | 8 | 0
2015 | RMPA_2_MAPP_US | RMPA | MAPP_US | External | Winter | B20 | 935 | 200 | 0 | 34.38 | 26.82 | 8 | 0
2015 | RMPA_2_NE | RMPA | NE | External | Shoulder | B11 | 25 | 310 | 309.99 | 38.16 | 46.79 | 8 | 0.63
2015 | RMPA_2_NE | RMPA | NE | External | Shoulder | B12 | 200 | 310 | 0 | 38.16 | 39.2 | 8 | 0
2015 | RMPA_2_NE | RMPA | NE | External | Shoulder | B13 | 600 | 310 | 0 | 38.16 | 37.11 | 8 | 0
2015 | RMPA_2_NE | RMPA | NE | External | Shoulder | B14 | 900 | 310 | 0 | 38.16 | 36.33 | 8 | 0
2015 | RMPA_2_NE | RMPA | NE | External | Shoulder | B15 | 1203 | 310 | 0 | 38.16 | 36.2 | 8 | 0
2015 | RMPA_2_NE | RMPA | NE | External | Summer | B1 | 10 | 310 | 0 | 57.71 | 58.75 | 8 | 0
2015 | RMPA_2_NE | RMPA | NE | External | Summer | B2 | 25 | 310 | 0 | 57.71 | 57.36 | 8 | 0
2015 | RMPA_2_NE | RMPA | NE | External | Summer | B3 | 75 | 310 | 0 | 57.71 | 57.36 | 8 | 0
2015 | RMPA_2_NE | RMPA | NE | External | Summer | B4 | 100 | 310 | 0 | 50.58 | 56.95 | 8 | 0
2015 | RMPA_2_NE | RMPA | NE | External | Summer | B5 | 200 | 310 | 0.05 | 44.82 | 52.81 | 8 | 0
2015 | RMPA_2_NE | RMPA | NE | External | Summer | B6 | 300 | 310 | 0 | 36.71 | 42.1 | 8 | 0
2015 | RMPA_2_NE | RMPA | NE | External | Summer | B7 | 400 | 310 | 0 | 36.71 | 35.91 | 8 | 0
2015 | RMPA_2_NE | RMPA | NE | External | Summer | B8 | 500 | 310 | 0 | 36.71 | 33.53 | 8 | 0
2015 | RMPA_2_NE | RMPA | NE | External | Summer | B9 | 800 | 310 | 0 | 36.71 | 33.53 | 8 | 0
2015 | RMPA_2_NE | RMPA | NE | External | Summer | B10 | 1262 | 310 | 0 | 36.71 | 33.02 | 8 | 0
2015 | RMPA_2_NE | RMPA | NE | External | Winter | B16 | 25 | 310 | 0 | 47.45 | 46.77 | 8 | 0
2015 | RMPA_2_NE | RMPA | NE | External | Winter | B17 | 100 | 310 | 0 | 40.91 | 40.06 | 8 | 0
2015 | RMPA_2_NE | RMPA | NE | External | Winter | B18 | 400 | 310 | 0 | 40.91 | 38.66 | 8 | 0
2015 | RMPA_2_NE | RMPA | NE | External | Winter | B19 | 700 | 310 | 0 | 40.91 | 38.66 | 8 | 0
2015 | RMPA_2_NE | RMPA | NE | External | Winter | B20 | 935 | 310 | 0 | 34.38 | 33.82 | 8 | 0
2015 | RMPA_2_SPP_N | RMPA | SPP_N | External | Shoulder | B11 | 25 | 210 | 210 | 38.16 | 53.79 | 8 | 7.63
2015 | RMPA_2_SPP_N | RMPA | SPP_N | External | Shoulder | B12 | 200 | 210 | 0 | 38.16 | 39.21 | 8 | 0
2015 | RMPA_2_SPP_N | RMPA | SPP_N | External | Shoulder | B13 | 600 | 210 | 0 | 38.16 | 37.6 | 8 | 0
2015 | RMPA_2_SPP_N | RMPA | SPP_N | External | Shoulder | B14 | 900 | 210 | 0 | 38.16 | 36.34 | 8 | 0
2015 | RMPA_2_SPP_N | RMPA | SPP_N | External | Shoulder | B15 | 1203 | 210 | 0 | 38.16 | 36.34 | 8 | 0
2015 | RMPA_2_SPP_N | RMPA | SPP_N | External | Summer | B1 | 10 | 210 | 0 | 57.71 | 58.76 | 8 | 0
2015 | RMPA_2_SPP_N | RMPA | SPP_N | External | Summer | B2 | 25 | 210 | 0 | 57.71 | 58.76 | 8 | 0
2015 | RMPA_2_SPP_N | RMPA | SPP_N | External | Summer | B3 | 75 | 210 | 0 | 57.71 | 58.76 | 8 | 0
2015 | RMPA_2_SPP_N | RMPA | SPP_N | External | Summer | B4 | 100 | 210 | 0 | 50.58 | 56.96 | 8 | 0
2015 | RMPA_2_SPP_N | RMPA | SPP_N | External | Summer | B5 | 200 | 210 | 23.92 | 44.82 | 52.82 | 8 | 0
2015 | RMPA_2_SPP_N | RMPA | SPP_N | External | Summer | B6 | 300 | 210 | 210 | 36.71 | 49.1 | 8 | 4.38
2015 | RMPA_2_SPP_N | RMPA | SPP_N | External | Summer | B7 | 400 | 210 | 0 | 36.71 | 42.91 | 8 | 0
2015 | RMPA_2_SPP_N | RMPA | SPP_N | External | Summer | B8 | 500 | 210 | 0 | 36.71 | 36.69 | 8 | 0
2015 | RMPA_2_SPP_N | RMPA | SPP_N | External | Summer | B9 | 800 | 210 | 0 | 36.71 | 35.12 | 8 | 0
2015 | RMPA_2_SPP_N | RMPA | SPP_N | External | Summer | B10 | 1262 | 210 | 0 | 36.71 | 34.55 | 8 | 0
2015 | RMPA_2_SPP_N | RMPA | SPP_N | External | Winter | B16 | 25 | 210 | 0 | 47.45 | 46.78 | 8 | 0
2015 | RMPA_2_SPP_N | RMPA | SPP_N | External | Winter | B17 | 100 | 210 | 0 | 40.91 | 40.07 | 8 | 0
2015 | RMPA_2_SPP_N | RMPA | SPP_N | External | Winter | B18 | 400 | 210 | 0 | 40.91 | 38.72 | 8 | 0
2015 | RMPA_2_SPP_N | RMPA | SPP_N | External | Winter | B19 | 700 | 210 | 0 | 40.91 | 38.67 | 8 | 0
2015 | RMPA_2_SPP_N | RMPA | SPP_N | External | Winter | B20 | 935 | 210 | 0 | 34.38 | 38.07 | 8 | 0
2015 | SPP_N_2_RMPA | SPP_N | RMPA | External | Shoulder | B11 | 25 | 210 | 0 | 53.79 | 38.16 | 5 | 0
2015 | SPP_N_2_RMPA | SPP_N | RMPA | External | Shoulder | B12 | 200 | 210 | 0 | 39.21 | 38.16 | 5 | 0
2015 | SPP_N_2_RMPA | SPP_N | RMPA | External | Shoulder | B13 | 600 | 210 | 0 | 37.6 | 38.16 | 5 | 0
2015 | SPP_N_2_RMPA | SPP_N | RMPA | External | Shoulder | B14 | 900 | 210 | 0 | 36.34 | 38.16 | 5 | 0
2015 | SPP_N_2_RMPA | SPP_N | RMPA | External | Shoulder | B15 | 1203 | 210 | 0 | 36.34 | 38.16 | 5 | 0
2015 | SPP_N_2_RMPA | SPP_N | RMPA | External | Summer | B1 | 10 | 210 | 0 | 58.76 | 57.71 | 5 | 0
2015 | SPP_N_2_RMPA | SPP_N | RMPA | External | Summer | B2 | 25 | 210 | 0 | 58.76 | 57.71 | 5 | 0
2015 | SPP_N_2_RMPA | SPP_N | RMPA | External | Summer | B3 | 75 | 210 | 0 | 58.76 | 57.71 | 5 | 0
2015 | SPP_N_2_RMPA | SPP_N | RMPA | External | Summer | B4 | 100 | 210 | 0 | 56.96 | 50.58 | 5 | 0
2015 | SPP_N_2_RMPA | SPP_N | RMPA | External | Summer | B5 | 200 | 210 | 0 | 52.82 | 44.82 | 5 | 0
2015 | SPP_N_2_RMPA | SPP_N | RMPA | External | Summer | B6 | 300 | 210 | 0 | 49.1 | 36.71 | 5 | 0
2015 | SPP_N_2_RMPA | SPP_N | RMPA | External | Summer | B7 | 400 | 210 | 0 | 42.91 | 36.71 | 5 | 0
2015 | SPP_N_2_RMPA | SPP_N | RMPA | External | Summer | B8 | 500 | 210 | 0 | 36.69 | 36.71 | 5 | 0
2015 | SPP_N_2_RMPA | SPP_N | RMPA | External | Summer | B9 | 800 | 210 | 0 | 35.12 | 36.71 | 5 | 0
2015 | SPP_N_2_RMPA | SPP_N | RMPA | External | Summer | B10 | 1262 | 210 | 0 | 34.55 | 36.71 | 5 | 0
2015 | SPP_N_2_RMPA | SPP_N | RMPA | External | Winter | B16 | 25 | 210 | 0 | 46.78 | 47.45 | 5 | 0
2015 | SPP_N_2_RMPA | SPP_N | RMPA | External | Winter | B17 | 100 | 210 | 0 | 40.07 | 40.91 | 5 | 0
2015 | SPP_N_2_RMPA | SPP_N | RMPA | External | Winter | B18 | 400 | 210 | 0 | 38.72 | 40.91 | 5 | 0
2015 | SPP_N_2_RMPA | SPP_N | RMPA | External | Winter | B19 | 700 | 210 | 0 | 38.67 | 40.91 | 5 | 0
2015 | SPP_N_2_RMPA | SPP_N | RMPA | External | Winter | B20 | 935 | 210 | 0 | 38.07 | 34.38 | 5 | 0
2015 | SPP_S_2_ERCOT | SPP_S | ERCOT | External | Shoulder | B11 | 25 | 800 | 0 | 52.2 | 52.82 | 5 | 0
2015 | SPP_S_2_ERCOT | SPP_S | ERCOT | External | Shoulder | B12 | 200 | 800 | 0 | 39.22 | 39.52 | 5 | 0
2015 | SPP_S_2_ERCOT | SPP_S | ERCOT | External | Shoulder | B13 | 600 | 800 | 0 | 37.62 | 36.57 | 5 | 0
2015 | SPP_S_2_ERCOT | SPP_S | ERCOT | External | Shoulder | B14 | 900 | 800 | 0 | 36.35 | 36.29 | 5 | 0
2015 | SPP_S_2_ERCOT | SPP_S | ERCOT | External | Shoulder | B15 | 1203 | 800 | 0 | 36.35 | 36.29 | 5 | 0
2015 | SPP_S_2_ERCOT | SPP_S | ERCOT | External | Summer | B1 | 10 | 800 | 0 | 58.75 | 51.3 | 5 | 0
2015 | SPP_S_2_ERCOT | SPP_S | ERCOT | External | Summer | B2 | 25 | 800 | 0 | 58.75 | 51.3 | 5 | 0
2015 | SPP_S_2_ERCOT | SPP_S | ERCOT | External | Summer | B3 | 75 | 800 | 0 | 50.82 | 51.3 | 5 | 0
2015 | SPP_S_2_ERCOT | SPP_S | ERCOT | External | Summer | B4 | 100 | 800 | 0 | 50.82 | 51.3 | 5 | 0
2015 | SPP_S_2_ERCOT | SPP_S | ERCOT | External | Summer | B5 | 200 | 800 | 0 | 50.41 | 51.3 | 5 | 0
2015 | SPP_S_2_ERCOT | SPP_S | ERCOT | External | Summer | B6 | 300 | 800 | 0 | 49.11 | 51.3 | 5 | 0
2015 | SPP_S_2_ERCOT | SPP_S | ERCOT | External | Summer | B7 | 400 | 800 | 0 | 42.93 | 40.28 | 5 | 0
2015 | SPP_S_2_ERCOT | SPP_S | ERCOT | External | Summer | B8 | 500 | 800 | 0 | 36.71 | 38.4 | 5 | 0
2015 | SPP_S_2_ERCOT | SPP_S | ERCOT | External | Summer | B9 | 800 | 800 | 0 | 35.13 | 35.61 | 5 | 0
2015 | SPP_S_2_ERCOT | SPP_S | ERCOT | External | Summer | B10 | 1262 | 800 | 0 | 35.05 | 35.27 | 5 | 0
2015 | SPP_S_2_ERCOT | SPP_S | ERCOT | External | Winter | B16 | 25 | 800 | 0 | 46.79 | 47.7 | 5 | 0
2015 | SPP_S_2_ERCOT | SPP_S | ERCOT | External | Winter | B17 | 100 | 800 | 0 | 40.08 | 40.28 | 5 | 0
2015 | SPP_S_2_ERCOT | SPP_S | ERCOT | External | Winter | B18 | 400 | 800 | 0 | 38.73 | 38.39 | 5 | 0
2015 | SPP_S_2_ERCOT | SPP_S | ERCOT | External | Winter | B19 | 700 | 800 | 0 | 38.68 | 38.39 | 5 | 0
2015 | SPP_S_2_ERCOT | SPP_S | ERCOT | External | Winter | B20 | 935 | 800 | 0 | 38.64 | 38.39 | 5 | 0
2020 | AZ_NM_SNV_Coal_2_SPP_S | AZ_NM_SNV_Coal | SPP_S | External | Shoulder | B11 | 25 | 400 | 400 | 44.75 | 57.84 | 8.17 | 4.93
2020 | AZ_NM_SNV_Coal_2_SPP_S | AZ_NM_SNV_Coal | SPP_S | External | Shoulder | B12 | 200 | 400 | 0 | 44.74 | 43.39 | 8.17 | 0
2020 | AZ_NM_SNV_Coal_2_SPP_S | AZ_NM_SNV_Coal | SPP_S | External | Shoulder | B13 | 600 | 400 | 0 | 44.72 | 41.63 | 8.17 | 0
2020 | AZ_NM_SNV_Coal_2_SPP_S | AZ_NM_SNV_Coal | SPP_S | External | Shoulder | B14 | 900 | 400 | 0 | 44.72 | 40.59 | 8.17 | 0
2020 | AZ_NM_SNV_Coal_2_SPP_S | AZ_NM_SNV_Coal | SPP_S | External | Shoulder | B15 | 1203 | 400 | 0 | 41.53 | 40.2 | 8.17 | 0
2020 | AZ_NM_SNV_Coal_2_SPP_S | AZ_NM_SNV_Coal | SPP_S | External | Summer | B1 | 10 | 400 | 0 | 65.8 | 62.49 | 8.17 | 0
2020 | AZ_NM_SNV_Coal_2_SPP_S | AZ_NM_SNV_Coal | SPP_S | External | Summer | B2 | 25 | 400 | 0 | 65.8 | 64.56 | 8.17 | 0
2020 | AZ_NM_SNV_Coal_2_SPP_S | AZ_NM_SNV_Coal | SPP_S | External | Summer | B3 | 75 | 400 | 0 | 65.8 | 64.56 | 8.17 | 0
2020 | AZ_NM_SNV_Coal_2_SPP_S | AZ_NM_SNV_Coal | SPP_S | External | Summer | B4 | 100 | 400 | 0 | 59.09 | 56.69 | 8.17 | 0
2020 | AZ_NM_SNV_Coal_2_SPP_S | AZ_NM_SNV_Coal | SPP_S | External | Summer | B5 | 200 | 400 | 0 | 47.83 | 55.88 | 8.17 | 0
2020 | AZ_NM_SNV_Coal_2_SPP_S | AZ_NM_SNV_Coal | SPP_S | External | Summer | B6 | 300 | 400 | 400 | 44.64 | 55.88 | 8.17 | 3.08
2020 | AZ_NM_SNV_Coal_2_SPP_S | AZ_NM_SNV_Coal | SPP_S | External | Summer | B7 | 400 | 400 | 0 | 44.64 | 46.99 | 8.17 | 0
2020 | AZ_NM_SNV_Coal_2_SPP_S | AZ_NM_SNV_Coal | SPP_S | External | Summer | B8 | 500 | 400 | 0 | 44.62 | 40.62 | 8.17 | 0
2020 | AZ_NM_SNV_Coal_2_SPP_S | AZ_NM_SNV_Coal | SPP_S | External | Summer | B9 | 800 | 400 | 0 | 44.61 | 39.81 | 8.17 | 0
2020 | AZ_NM_SNV_Coal_2_SPP_S | AZ_NM_SNV_Coal | SPP_S | External | Summer | B10 | 1262 | 400 | 0 | 42.54 | 39.13 | 8.17 | 0
2020 | AZ_NM_SNV_Coal_2_SPP_S | AZ_NM_SNV_Coal | SPP_S | External | Winter | B16 | 25 | 400 | 0.02 | 47.32 | 55.13 | 8.17 | 0
2020 | AZ_NM_SNV_Coal_2_SPP_S | AZ_NM_SNV_Coal | SPP_S | External | Winter | B17 | 100 | 400 | 0 | 47.3 | 44.07 | 8.17 | 0
2020 | AZ_NM_SNV_Coal_2_SPP_S | AZ_NM_SNV_Coal | SPP_S | External | Winter | B18 | 400 | 400 | 0 | 47.29 | 42.84 | 8.17 | 0
2020 | AZ_NM_SNV_Coal_2_SPP_S | AZ_NM_SNV_Coal | SPP_S | External | Winter | B19 | 700 | 400 | 0 | 47.29 | 42.84 | 8.17 | 0
2020 | AZ_NM_SNV_Coal_2_SPP_S | AZ_NM_SNV_Coal | SPP_S | External | Winter | B20 | 935 | 400 | 0 | 44.43 | 42.75 | 8.17 | 0
2020 | ERCOT_2_SPP_S | ERCOT | SPP_S | External | Shoulder | B11 | 25 | 800 | 0 | 58.4 | 57.84 | 8 | 0
2020 | ERCOT_2_SPP_S | ERCOT | SPP_S | External | Shoulder | B12 | 200 | 800 | 0 | 44.89 | 43.39 | 8 | 0
2020 | ERCOT_2_SPP_S | ERCOT | SPP_S | External | Shoulder | B13 | 600 | 800 | 0 | 40.04 | 41.63 | 8 | 0
2020 | ERCOT_2_SPP_S | ERCOT | SPP_S | External | Shoulder | B14 | 900 | 800 | 0 | 40.04 | 40.59 | 8 | 0
2020 | ERCOT_2_SPP_S | ERCOT | SPP_S | External | Shoulder | B15 | 1203 | 800 | 0 | 40.04 | 40.2 | 8 | 0
2020 | ERCOT_2_SPP_S | ERCOT | SPP_S | External | Summer | B1 | 10 | 800 | 0 | 67.49 | 62.49 | 8 | 0
2020 | ERCOT_2_SPP_S | ERCOT | SPP_S | External | Summer | B2 | 25 | 800 | 0.02 | 56.78 | 64.56 | 8 | 0
2020 | ERCOT_2_SPP_S | ERCOT | SPP_S | External | Summer | B3 | 75 | 800 | 0.01 | 56.77 | 64.56 | 8 | 0
2020 | ERCOT_2_SPP_S | ERCOT | SPP_S | External | Summer | B4 | 100 | 800 | 0 | 56.77 | 56.69 | 8 | 0
2020 | ERCOT_2_SPP_S | ERCOT | SPP_S | External | Summer | B5 | 200 | 800 | 0 | 56.77 | 55.88 | 8 | 0
2020 | ERCOT_2_SPP_S | ERCOT | SPP_S | External | Summer | B6 | 300 | 800 | 0 | 56.77 | 55.88 | 8 | 0
2020 | ERCOT_2_SPP_S | ERCOT | SPP_S | External | Summer | B7 | 400 | 800 | 0 | 51.99 | 46.99 | 8 | 0
2020 | ERCOT_2_SPP_S | ERCOT | SPP_S | External | Summer | B8 | 500 | 800 | 0 | 42.43 | 40.62 | 8 | 0
2020 | ERCOT_2_SPP_S | ERCOT | SPP_S | External | Summer | B9 | 800 | 800 | 0 | 38.95 | 39.81 | 8 | 0
2020 | ERCOT_2_SPP_S | ERCOT | SPP_S | External | Summer | B10 | 1262 | 800 | 0 | 38.95 | 39.13 | 8 | 0
2020 | ERCOT_2_SPP_S | ERCOT | SPP_S | External | Winter | B16 | 25 | 800 | 0 | 59.69 | 55.13 | 8 | 0
2020 | ERCOT_2_SPP_S | ERCOT | SPP_S | External | Winter | B17 | 100 | 800 | 0 | 43.18 | 44.07 | 8 | 0
2020 | ERCOT_2_SPP_S | ERCOT | SPP_S | External | Winter | B18 | 400 | 800 | 0 | 42.4 | 42.84 | 8 | 0
2020 | ERCOT_2_SPP_S | ERCOT | SPP_S | External | Winter | B19 | 700 | 800 | 0 | 42.4 | 42.84 | 8 | 0
2020 | ERCOT_2_SPP_S | ERCOT | SPP_S | External | Winter | B20 | 935 | 800 | 0 | 42.4 | 42.75 | 8 | 0
2020 | MAPP_US_2_RMPA | MAPP_US | RMPA | External | Shoulder | B11 | 25 | 200 | 0 | 53.89 | 52.89 | 8 | 0
2020 | MAPP_US_2_RMPA | MAPP_US | RMPA | External | Shoulder | B12 | 200 | 200 | 0 | 39.4 | 43.92 | 8 | 0
2020 | MAPP_US_2_RMPA | MAPP_US | RMPA | External | Shoulder | B13 | 600 | 200 | 200 | 34.61 | 43.61 | 8 | 1
2020 | MAPP_US_2_RMPA | MAPP_US | RMPA | External | Shoulder | B14 | 900 | 200 | 200 | 34.61 | 43.61 | 8 | 1
2020 | MAPP_US_2_RMPA | MAPP_US | RMPA | External | Shoulder | B15 | 1203 | 200 | 200 | 34.12 | 43.61 | 8 | 1.49
2020 | MAPP_US_2_RMPA | MAPP_US | RMPA | External | Summer | B1 | 10 | 200 | 0.06 | 57.47 | 65.22 | 8 | 0
2020 | MAPP_US_2_RMPA | MAPP_US | RMPA | External | Summer | B2 | 25 | 200 | 0.03 | 57.47 | 65.22 | 8 | 0
2020 | MAPP_US_2_RMPA | MAPP_US | RMPA | External | Summer | B3 | 75 | 200 | 0 | 57.47 | 65.22 | 8 | 0
2020 | MAPP_US_2_RMPA | MAPP_US | RMPA | External | Summer | B4 | 100 | 200 | 0 | 57.14 | 56.86 | 8 | 0
2020 | MAPP_US_2_RMPA | MAPP_US | RMPA | External | Summer | B5 | 200 | 200 | 0 | 53.08 | 52.16 | 8 | 0
2020 | MAPP_US_2_RMPA | MAPP_US | RMPA | External | Summer | B6 | 300 | 200 | 0 | 48.85 | 47.85 | 8 | 0
2020 | MAPP_US_2_RMPA | MAPP_US | RMPA | External | Summer | B7 | 400 | 200 | 93.69 | 33.93 | 41.93 | 8 | 0
2020 | MAPP_US_2_RMPA | MAPP_US | RMPA | External | Summer | B8 | 500 | 200 | 200 | 31.42 | 41.93 | 8 | 2.51
2020 | MAPP_US_2_RMPA | MAPP_US | RMPA | External | Summer | B9 | 800 | 200 | 200 | 31.42 | 41.93 | 8 | 2.51
2020 | MAPP_US_2_RMPA | MAPP_US | RMPA | External | Summer | B10 | 1262 | 200 | 200 | 28.86 | 40.86 | 8 | 4
2020 | MAPP_US_2_RMPA | MAPP_US | RMPA | External | Winter | B16 | 25 | 200 | 0.01 | 48.11 | 55.46 | 8 | 0
2020 | MAPP_US_2_RMPA | MAPP_US | RMPA | External | Winter | B17 | 100 | 200 | 0 | 39.27 | 46.79 | 8 | 0
2020 | MAPP_US_2_RMPA | MAPP_US | RMPA | External | Winter | B18 | 400 | 200 | 200 | 35.82 | 46.79 | 8 | 2.96
2020 | MAPP_US_2_RMPA | MAPP_US | RMPA | External | Winter | B19 | 700 | 200 | 200 | 35.82 | 46.79 | 8 | 2.96
2020 | MAPP_US_2_RMPA | MAPP_US | RMPA | External | Winter | B20 | 935 | 200 | 0 | 33 | 39.45 | 8 | 0
2020 | NE_2_RMPA | NE | RMPA | External | Shoulder | B11 | 25 | 310 | 0 | 60.89 | 52.89 | 5 | 0
2020 | NE_2_RMPA | NE | RMPA | External | Shoulder | B12 | 200 | 310 | 0 | 43.39 | 43.92 | 5 | 0
2020 | NE_2_RMPA | NE | RMPA | External | Shoulder | B13 | 600 | 310 | 0 | 41.61 | 43.61 | 5 | 0
2020 | NE_2_RMPA | NE | RMPA | External | Shoulder | B14 | 900 | 310 | 0 | 40.57 | 43.61 | 5 | 0
2020 | NE_2_RMPA | NE | RMPA | External | Shoulder | B15 | 1203 | 310 | 0 | 40.17 | 43.61 | 5 | 0
2020 | NE_2_RMPA | NE | RMPA | External | Summer | B1 | 10 | 310 | 0 | 64.47 | 65.22 | 5 | 0
2020 | NE_2_RMPA | NE | RMPA | External | Summer | B2 | 25 | 310 | 0 | 64.47 | 65.22 | 5 | 0
2020 | NE_2_RMPA | NE | RMPA | External | Summer | B3 | 75 | 310 | 0 | 64.47 | 65.22 | 5 | 0
2020 | NE_2_RMPA | NE | RMPA | External | Summer | B4 | 100 | 310 | 0 | 64.14 | 56.86 | 5 | 0
2020 | NE_2_RMPA | NE | RMPA | External | Summer | B5 | 200 | 310 | 0 | 60.08 | 52.16 | 5 | 0
2020 | NE_2_RMPA | NE | RMPA | External | Summer | B6 | 300 | 310 | 0 | 55.85 | 47.85 | 5 | 0
2020 | NE_2_RMPA | NE | RMPA | External | Summer | B7 | 400 | 310 | 0 | 40.93 | 41.93 | 5 | 0
2020 | NE_2_RMPA | NE | RMPA | External | Summer | B8 | 500 | 310 | 0 | 38.42 | 41.93 | 5 | 0
2020 | NE_2_RMPA | NE | RMPA | External | Summer | B9 | 800 | 310 | 0 | 38.42 | 41.93 | 5 | 0
2020 | NE_2_RMPA | NE | RMPA | External | Summer | B10 | 1262 | 310 | 164.95 | 35.86 | 40.86 | 5 | 0
2020 | NE_2_RMPA | NE | RMPA | External | Winter | B16 | 25 | 310 | 0 | 55.11 | 55.46 | 5 | 0
2020 | NE_2_RMPA | NE | RMPA | External | Winter | B17 | 100 | 310 | 0 | 44.04 | 46.79 | 5 | 0
2020 | NE_2_RMPA | NE | RMPA | External | Winter | B18 | 400 | 310 | 0 | 42.82 | 46.79 | 5 | 0
2020 | NE_2_RMPA | NE | RMPA | External | Winter | B19 | 700 | 310 | 0 | 42.82 | 46.79 | 5 | 0
2020 | NE_2_RMPA | NE | RMPA | External | Winter | B20 | 935 | 310 | 0 | 40 | 39.45 | 5 | 0
2020 | NWPP_Coal_2_MAPP_US | NWPP_Coal | MAPP_US | External | Shoulder | B11 | 25 | 150 | 149.99 | 44.72 | 53.89 | 8 | 1.17
2020 | NWPP_Coal_2_MAPP_US | NWPP_Coal | MAPP_US | External | Shoulder | B12 | 200 | 150 | 0 | 44.72 | 39.4 | 8 | 0
2020 | NWPP_Coal_2_MAPP_US | NWPP_Coal | MAPP_US | External | Shoulder | B13 | 600 | 150 | 0 | 44.72 | 34.61 | 8 | 0
2020 | NWPP_Coal_2_MAPP_US | NWPP_Coal | MAPP_US | External | Shoulder | B14 | 900 | 150 | 0 | 44.72 | 34.61 | 8 | 0
2020 | NWPP_Coal_2_MAPP_US | NWPP_Coal | MAPP_US | External | Shoulder | B15 | 1203 | 150 | 0 | 44.72 | 34.12 | 8 | 0
2020 | NWPP_Coal_2_MAPP_US | NWPP_Coal | MAPP_US | External | Summer | B1 | 10 | 150 | 0 | 56.46 | 57.47 | 8 | 0
2020 | NWPP_Coal_2_MAPP_US | NWPP_Coal | MAPP_US | External | Summer | B2 | 25 | 150 | 0 | 56.46 | 57.47 | 8 | 0
2020 | NWPP_Coal_2_MAPP_US | NWPP_Coal | MAPP_US | External | Summer | B3 | 75 | 150 | 150 | 44.61 | 57.47 | 8 | 4.86
2020 | NWPP_Coal_2_MAPP_US | NWPP_Coal | MAPP_US | External | Summer | B4 | 100 | 150 | 150 | 44.61 | 57.14 | 8 | 4.53
2020 | NWPP_Coal_2_MAPP_US | NWPP_Coal | MAPP_US | External | Summer | B5 | 200 | 150 | 150 | 44.61 | 53.08 | 8 | 0.47
2020 | NWPP_Coal_2_MAPP_US | NWPP_Coal | MAPP_US | External | Summer | B6 | 300 | 150 | 0 | 44.61 | 48.85 | 8 | 0
2020 | NWPP_Coal_2_MAPP_US | NWPP_Coal | MAPP_US | External | Summer | B7 | 400 | 150 | 0 | 44.61 | 33.93 | 8 | 0
2020 | NWPP_Coal_2_MAPP_US | NWPP_Coal | MAPP_US | External | Summer | B8 | 500 | 150 | 0 | 44.61 | 31.42 | 8 | 0
2020 | NWPP_Coal_2_MAPP_US | NWPP_Coal | MAPP_US | External | Summer | B9 | 800 | 150 | 0 | 44.61 | 31.42 | 8 | 0
2020 | NWPP_Coal_2_MAPP_US | NWPP_Coal | MAPP_US | External | Summer | B10 | 1262 | 150 | 0 | 44.61 | 28.86 | 8 | 0
2020 | NWPP_Coal_2_MAPP_US | NWPP_Coal | MAPP_US | External | Winter | B16 | 25 | 150 | 0 | 47.29 | 48.11 | 8 | 0
2020 | NWPP_Coal_2_MAPP_US | NWPP_Coal | MAPP_US | External | Winter | B17 | 100 | 150 | 0 | 47.29 | 39.27 | 8 | 0
2020 | NWPP_Coal_2_MAPP_US | NWPP_Coal | MAPP_US | External | Winter | B18 | 400 | 150 | 0 | 47.29 | 35.82 | 8 | 0
2020 | NWPP_Coal_2_MAPP_US | NWPP_Coal | MAPP_US | External | Winter | B19 | 700 | 150 | 0 | 47.29 | 35.82 | 8 | 0
2020 | NWPP_Coal_2_MAPP_US | NWPP_Coal | MAPP_US | External | Winter | B20 | 935 | 150 | 0 | 47.29 | 33 | 8 | 0
2020 | RMPA_2_MAPP_US | RMPA | MAPP_US | External | Shoulder | B11 | 25 | 200 | 0 | 52.89 | 53.89 | 8 | 0
2020 | RMPA_2_MAPP_US | RMPA | MAPP_US | External | Shoulder | B12 | 200 | 200 | 0 | 43.92 | 39.4 | 8 | 0
2020 | RMPA_2_MAPP_US | RMPA | MAPP_US | External | Shoulder | B13 | 600 | 200 | 0 | 43.61 | 34.61 | 8 | 0
2020 | RMPA_2_MAPP_US | RMPA | MAPP_US | External | Shoulder | B14 | 900 | 200 | 0 | 43.61 | 34.61 | 8 | 0
2020 | RMPA_2_MAPP_US | RMPA | MAPP_US | External | Shoulder | B15 | 1203 | 200 | 0 | 43.61 | 34.12 | 8 | 0
2020 | RMPA_2_MAPP_US | RMPA | MAPP_US | External | Summer | B1 | 10 | 200 | 0 | 65.22 | 57.47 | 8 | 0
2020 | RMPA_2_MAPP_US | RMPA | MAPP_US | External | Summer | B2 | 25 | 200 | 0 | 65.22 | 57.47 | 8 | 0
2020 | RMPA_2_MAPP_US | RMPA | MAPP_US | External | Summer | B3 | 75 | 200 | 0 | 65.22 | 57.47 | 8 | 0
2020 | RMPA_2_MAPP_US | RMPA | MAPP_US | External | Summer | B4 | 100 | 200 | 0 | 56.86 | 57.14 | 8 | 0
2020 | RMPA_2_MAPP_US | RMPA | MAPP_US | External | Summer | B5 | 200 | 200 | 0 | 52.16 | 53.08 | 8 | 0
2020 | RMPA_2_MAPP_US | RMPA | MAPP_US | External | Summer | B6 | 300 | 200 | 0 | 47.85 | 48.85 | 8 | 0
2020 | RMPA_2_MAPP_US | RMPA | MAPP_US | External | Summer | B7 | 400 | 200 | 0 | 41.93 | 33.93 | 8 | 0
2020 | RMPA_2_MAPP_US | RMPA | MAPP_US | External | Summer | B8 | 500 | 200 | 0 | 41.93 | 31.42 | 8 | 0
2020 | RMPA_2_MAPP_US | RMPA | MAPP_US | External | Summer | B9 | 800 | 200 | 0 | 41.93 | 31.42 | 8 | 0
2020 | RMPA_2_MAPP_US | RMPA | MAPP_US | External | Summer | B10 | 1262 | 200 | 0 | 40.86 | 28.86 | 8 | 0
2020 | RMPA_2_MAPP_US | RMPA | MAPP_US | External | Winter | B16 | 25 | 200 | 0 | 55.46 | 48.11 | 8 | 0
2020 | RMPA_2_MAPP_US | RMPA | MAPP_US | External | Winter | B17 | 100 | 200 | 0 | 46.79 | 39.27 | 8 | 0
2020 | RMPA_2_MAPP_US | RMPA | MAPP_US | External | Winter | B18 | 400 | 200 | 0 | 46.79 | 35.82 | 8 | 0
2020 | RMPA_2_MAPP_US | RMPA | MAPP_US | External | Winter | B19 | 700 | 200 | 0 | 46.79 | 35.82 | 8 | 0
2020 | RMPA_2_MAPP_US | RMPA | MAPP_US | External | Winter | B20 | 935 | 200 | 0 | 39.45 | 33 | 8 | 0
2020 | RMPA_2_NE | RMPA | NE | External | Shoulder | B11 | 25 | 310 | 289.73 | 52.89 | 60.89 | 8 | 0
2020 | RMPA_2_NE | RMPA | NE | External | Shoulder | B12 | 200 | 310 | 0 | 43.92 | 43.39 | 8 | 0
2020 | RMPA_2_NE | RMPA | NE | External | Shoulder | B13 | 600 | 310 | 0 | 43.61 | 41.61 | 8 | 0
2020 | RMPA_2_NE | RMPA | NE | External | Shoulder | B14 | 900 | 310 | 0 | 43.61 | 40.57 | 8 | 0
2020 | RMPA_2_NE | RMPA | NE | External | Shoulder | B15 | 1203 | 310 | 0 | 43.61 | 40.17 | 8 | 0
2020 | RMPA_2_NE | RMPA | NE | External | Summer | B1 | 10 | 310 | 0 | 65.22 | 64.47 | 8 | 0
2020 | RMPA_2_NE | RMPA | NE | External | Summer | B2 | 25 | 310 | 0 | 65.22 | 64.47 | 8 | 0
2020 | RMPA_2_NE | RMPA | NE | External | Summer | B3 | 75 | 310 | 0 | 65.22 | 64.47 | 8 | 0
2020 | RMPA_2_NE | RMPA | NE | External | Summer | B4 | 100 | 310 | 0 | 56.86 | 64.14 | 8 | 0
2020 | RMPA_2_NE | RMPA | NE | External | Summer | B5 | 200 | 310 | 0 | 52.16 | 60.08 | 8 | 0
2020 | RMPA_2_NE | RMPA | NE | External | Summer | B6 | 300 | 310 | 199.28 | 47.85 | 55.85 | 8 | 0
2020 | RMPA_2_NE | RMPA | NE | External | Summer | B7 | 400 | 310 | 0 | 41.93 | 40.93 | 8 | 0
2020 | RMPA_2_NE | RMPA | NE | External | Summer | B8 | 500 | 310 | 0 | 41.93 | 38.42 | 8 | 0
2020 | RMPA_2_NE | RMPA | NE | External | Summer | B9 | 800 | 310 | 0 | 41.93 | 38.42 | 8 | 0
2020 | RMPA_2_NE | RMPA | NE | External | Summer | B10 | 1262 | 310 | 0 | 40.86 | 35.86 | 8 | 0
2020 | RMPA_2_NE | RMPA | NE | External | Winter | B16 | 25 | 310 | 0 | 55.46 | 55.11 | 8 | 0
2020 | RMPA_2_NE | RMPA | NE | External | Winter | B17 | 100 | 310 | 0 | 46.79 | 44.04 | 8 | 0
2020 | RMPA_2_NE | RMPA | NE | External | Winter | B18 | 400 | 310 | 0 | 46.79 | 42.82 | 8 | 0
2020 | RMPA_2_NE | RMPA | NE | External | Winter | B19 | 700 | 310 | 0 | 46.79 | 42.82 | 8 | 0
2020 | RMPA_2_NE | RMPA | NE | External | Winter | B20 | 935 | 310 | 0 | 39.45 | 40 | 8 | 0
2020 | RMPA_2_SPP_N | RMPA | SPP_N | External | Shoulder | B11 | 25 | 210 | 210 | 52.89 | 62.26 | 8 | 1.37
2020 | RMPA_2_SPP_N | RMPA | SPP_N | External | Shoulder | B12 | 200 | 210 | 0 | 43.92 | 43.4 | 8 | 0
2020 | RMPA_2_SPP_N | RMPA | SPP_N | External | Shoulder | B13 | 600 | 210 | 0 | 43.61 | 41.62 | 8 | 0
2020 | RMPA_2_SPP_N | RMPA | SPP_N | External | Shoulder | B14 | 900 | 210 | 0 | 43.61 | 40.58 | 8 | 0
2020 | RMPA_2_SPP_N | RMPA | SPP_N | External | Shoulder | B15 | 1203 | 210 | 0 | 43.61 | 40.19 | 8 | 0
2020 | RMPA_2_SPP_N | RMPA | SPP_N | External | Summer | B1 | 10 | 210 | 0 | 65.22 | 66.03 | 8 | 0
2020 | RMPA_2_SPP_N | RMPA | SPP_N | External | Summer | B2 | 25 | 210 | 0 | 65.22 | 66.03 | 8 | 0
2020 | RMPA_2_SPP_N | RMPA | SPP_N | External | Summer | B3 | 75 | 210 | 0 | 65.22 | 66.03 | 8 | 0
2020 | RMPA_2_SPP_N | RMPA | SPP_N | External | Summer | B4 | 100 | 210 | 0 | 56.86 | 64.15 | 8 | 0
2020 | RMPA_2_SPP_N | RMPA | SPP_N | External | Summer | B5 | 200 | 210 | 0 | 52.16 | 60.09 | 8 | 0
2020 | RMPA_2_SPP_N | RMPA | SPP_N | External | Summer | B6 | 300 | 210 | 209.96 | 47.85 | 55.86 | 8 | 0.01
2020 | RMPA_2_SPP_N | RMPA | SPP_N | External | Summer | B7 | 400 | 210 | 0 | 41.93 | 46.98 | 8 | 0
2020 | RMPA_2_SPP_N | RMPA | SPP_N | External | Summer | B8 | 500 | 210 | 0 | 41.93 | 40.6 | 8 | 0
2020 | RMPA_2_SPP_N | RMPA | SPP_N | External | Summer | B9 | 800 | 210 | 0 | 41.93 | 39.8 | 8 | 0
2020 | RMPA_2_SPP_N | RMPA | SPP_N | External | Summer | B10 | 1262 | 210 | 0 | 40.86 | 37.13 | 8 | 0
2020 | RMPA_2_SPP_N | RMPA | SPP_N | External | Winter | B16 | 25 | 210 | 0 | 55.46 | 55.12 | 8 | 0
2020 | RMPA_2_SPP_N | RMPA | SPP_N | External | Winter | B17 | 100 | 210 | 0 | 46.79 | 44.05 | 8 | 0
2020 | RMPA_2_SPP_N | RMPA | SPP_N | External | Winter | B18 | 400 | 210 | 0 | 46.79 | 42.83 | 8 | 0
2020 | RMPA_2_SPP_N | RMPA | SPP_N | External | Winter | B19 | 700 | 210 | 0 | 46.79 | 42.83 | 8 | 0
2020 | RMPA_2_SPP_N | RMPA | SPP_N | External | Winter | B20 | 935 | 210 | 0 | 39.45 | 42.74 | 8 | 0
2020 | SPP_N_2_RMPA | SPP_N | RMPA | External | Shoulder | B11 | 25 | 210 | 0 | 62.26 | 52.89 | 5 | 0
2020 | SPP_N_2_RMPA | SPP_N | RMPA | External | Shoulder | B12 | 200 | 210 | 0 | 43.4 | 43.92 | 5 | 0
2020 | SPP_N_2_RMPA | SPP_N | RMPA | External | Shoulder | B13 | 600 | 210 | 0 | 41.62 | 43.61 | 5 | 0
2020 | SPP_N_2_RMPA | SPP_N | RMPA | External | Shoulder | B14 | 900 | 210 | 0 | 40.58 | 43.61 | 5 | 0
2020 | SPP_N_2_RMPA | SPP_N | RMPA | External | Shoulder | B15 | 1203 | 210 | 0 | 40.19 | 43.61 | 5 | 0
2020 | SPP_N_2_RMPA | SPP_N | RMPA | External | Summer | B1 | 10 | 210 | 0 | 66.03 | 65.22 | 5 | 0
2020 | SPP_N_2_RMPA | SPP_N | RMPA | External | Summer | B2 | 25 | 210 | 0 | 66.03 | 65.22 | 5 | 0
2020 | SPP_N_2_RMPA | SPP_N | RMPA | External | Summer | B3 | 75 | 210 | 0 | 66.03 | 65.22 | 5 | 0
2020 | SPP_N_2_RMPA | SPP_N | RMPA | External | Summer | B4 | 100 | 210 | 0 | 64.15 | 56.86 | 5 | 0
2020 | SPP_N_2_RMPA | SPP_N | RMPA | External | Summer | B5 | 200 | 210 | 0 | 60.09 | 52.16 | 5 | 0
2020 | SPP_N_2_RMPA | SPP_N | RMPA | External | Summer | B6 | 300 | 210 | 0 | 55.86 | 47.85 | 5 | 0
2020 | SPP_N_2_RMPA | SPP_N | RMPA | External | Summer | B7 | 400 | 210 | 0 | 46.98 | 41.93 | 5 | 0
2020 | SPP_N_2_RMPA | SPP_N | RMPA | External | Summer | B8 | 500 | 210 | 0 | 40.6 | 41.93 | 5 | 0
2020 | SPP_N_2_RMPA | SPP_N | RMPA | External | Summer | B9 | 800 | 210 | 0 | 39.8 | 41.93 | 5 | 0
2020 | SPP_N_2_RMPA | SPP_N | RMPA | External | Summer | B10 | 1262 | 210 | 0 | 37.13 | 40.86 | 5 | 0
2020 | SPP_N_2_RMPA | SPP_N | RMPA | External | Winter | B16 | 25 | 210 | 0 | 55.12 | 55.46 | 5 | 0
2020 | SPP_N_2_RMPA | SPP_N | RMPA | External | Winter | B17 | 100 | 210 | 0 | 44.05 | 46.79 | 5 | 0
2020 | SPP_N_2_RMPA | SPP_N | RMPA | External | Winter | B18 | 400 | 210 | 0 | 42.83 | 46.79 | 5 | 0
2020 | SPP_N_2_RMPA | SPP_N | RMPA | External | Winter | B19 | 700 | 210 | 0 | 42.83 | 46.79 | 5 | 0
2020 | SPP_N_2_RMPA | SPP_N | RMPA | External | Winter | B20 | 935 | 210 | 0 | 42.74 | 39.45 | 5 | 0
2020 | SPP_S_2_ERCOT | SPP_S | ERCOT | External | Shoulder | B11 | 25 | 800 | 0 | 57.84 | 58.4 | 5 | 0
2020 | SPP_S_2_ERCOT | SPP_S | ERCOT | External | Shoulder | B12 | 200 | 800 | 0 | 43.39 | 44.89 | 5 | 0
2020 | SPP_S_2_ERCOT | SPP_S | ERCOT | External | Shoulder | B13 | 600 | 800 | 0 | 41.63 | 40.04 | 5 | 0
2020 | SPP_S_2_ERCOT | SPP_S | ERCOT | External | Shoulder | B14 | 900 | 800 | 0 | 40.59 | 40.04 | 5 | 0
2020 | SPP_S_2_ERCOT | SPP_S | ERCOT | External | Shoulder | B15 | 1203 | 800 | 0 | 40.2 | 40.04 | 5 | 0
2020 | SPP_S_2_ERCOT | SPP_S | ERCOT | External | Summer | B1 | 10 | 800 | 90.92 | 62.49 | 67.49 | 5 | 0
2020 | SPP_S_2_ERCOT | SPP_S | ERCOT | External | Summer | B2 | 25 | 800 | 0 | 64.56 | 56.78 | 5 | 0
2020 | SPP_S_2_ERCOT | SPP_S | ERCOT | External | Summer | B3 | 75 | 800 | 0 | 64.56 | 56.77 | 5 | 0
2020 | SPP_S_2_ERCOT | SPP_S | ERCOT | External | Summer | B4 | 100 | 800 | 0 | 56.69 | 56.77 | 5 | 0
2020 | SPP_S_2_ERCOT | SPP_S | ERCOT | External | Summer | B5 | 200 | 800 | 0 | 55.88 | 56.77 | 5 | 0
2020 | SPP_S_2_ERCOT | SPP_S | ERCOT | External | Summer | B6 | 300 | 800 | 0 | 55.88 | 56.77 | 5 | 0
2020 | SPP_S_2_ERCOT | SPP_S | ERCOT | External | Summer | B7 | 400 | 800 | 384.16 | 46.99 | 51.99 | 5 | 0
2020 | SPP_S_2_ERCOT | SPP_S | ERCOT | External | Summer | B8 | 500 | 800 | 0 | 40.62 | 42.43 | 5 | 0
2020 | SPP_S_2_ERCOT | SPP_S | ERCOT | External | Summer | B9 | 800 | 800 | 0 | 39.81 | 38.95 | 5 | 0
2020 | SPP_S_2_ERCOT | SPP_S | ERCOT | External | Summer | B10 | 1262 | 800 | 0 | 39.13 | 38.95 | 5 | 0
2020 | SPP_S_2_ERCOT | SPP_S | ERCOT | External | Winter | B16 | 25 | 800 | 0.01 | 55.13 | 59.69 | 5 | 0
2020 | SPP_S_2_ERCOT | SPP_S | ERCOT | External | Winter | B17 | 100 | 800 | 0 | 44.07 | 43.18 | 5 | 0
2020 | SPP_S_2_ERCOT | SPP_S | ERCOT | External | Winter | B18 | 400 | 800 | 0 | 42.84 | 42.4 | 5 | 0
2020 | SPP_S_2_ERCOT | SPP_S | ERCOT | External | Winter | B19 | 700 | 800 | 0 | 42.84 | 42.4 | 5 | 0
2020 | SPP_S_2_ERCOT | SPP_S | ERCOT | External | Winter | B20 | 935 | 800 | 0 | 42.75 | 42.4 | 5 | 0
2025 | AZ_NM_SNV_Coal_2_SPP_S | AZ_NM_SNV_Coal | SPP_S | External | Shoulder | B11 | 25 | 400 | 400 | 54.58 | 64.71 | 8.17 | 1.96
2025 | AZ_NM_SNV_Coal_2_SPP_S | AZ_NM_SNV_Coal | SPP_S | External | Shoulder | B12 | 200 | 400 | 0 | 52.63 | 54.35 | 8.17 | 0
2025 | AZ_NM_SNV_Coal_2_SPP_S | AZ_NM_SNV_Coal | SPP_S | External | Shoulder | B13 | 600 | 400 | 0 | 52.6 | 46.46 | 8.17 | 0
2025 | AZ_NM_SNV_Coal_2_SPP_S | AZ_NM_SNV_Coal | SPP_S | External | Shoulder | B14 | 900 | 400 | 0 | 52.6 | 44.88 | 8.17 | 0
2025 | AZ_NM_SNV_Coal_2_SPP_S | AZ_NM_SNV_Coal | SPP_S | External | Shoulder | B15 | 1203 | 400 | 0 | 46.41 | 44.88 | 8.17 | 0
2025 | AZ_NM_SNV_Coal_2_SPP_S | AZ_NM_SNV_Coal | SPP_S | External | Summer | B1 | 10 | 400 | 0 | 76.88 | 71.31 | 8.17 | 0
2025 | AZ_NM_SNV_Coal_2_SPP_S | AZ_NM_SNV_Coal | SPP_S | External | Summer | B2 | 25 | 400 | 0 | 76.88 | 72.25 | 8.17 | 0
2025 | AZ_NM_SNV_Coal_2_SPP_S | AZ_NM_SNV_Coal | SPP_S | External | Summer | B3 | 75 | 400 | 0 | 74.08 | 71.53 | 8.17 | 0
2025 | AZ_NM_SNV_Coal_2_SPP_S | AZ_NM_SNV_Coal | SPP_S | External | Summer | B4 | 100 | 400 | 0 | 71.63 | 71.31 | 8.17 | 0
2025 | AZ_NM_SNV_Coal_2_SPP_S | AZ_NM_SNV_Coal | SPP_S | External | Summer | B5 | 200 | 400 | 0 | 63.64 | 63.01 | 8.17 | 0
2025 | AZ_NM_SNV_Coal_2_SPP_S | AZ_NM_SNV_Coal | SPP_S | External | Summer | B6 | 300 | 400 | 0 | 56.13 | 61.79 | 8.17 | 0
2025 | AZ_NM_SNV_Coal_2_SPP_S | AZ_NM_SNV_Coal | SPP_S | External | Summer | B7 | 400 | 400 | 0 | 55.32 | 51.51 | 8.17 | 0
2025 | AZ_NM_SNV_Coal_2_SPP_S | AZ_NM_SNV_Coal | SPP_S | External | Summer | B8 | 500 | 400 | 0 | 55.31 | 45.34 | 8.17 | 0
2025 | AZ_NM_SNV_Coal_2_SPP_S | AZ_NM_SNV_Coal | SPP_S | External | Summer | B9 | 800 | 400 | 0 | 55.3 | 44.02 | 8.17 | 0
2025 | AZ_NM_SNV_Coal_2_SPP_S | AZ_NM_SNV_Coal | SPP_S | External | Summer | B10 | 1262 | 400 | 0 | 47.51 | 43.27 | 8.17 | 0
2025 | AZ_NM_SNV_Coal_2_SPP_S | AZ_NM_SNV_Coal | SPP_S | External | Winter | B16 | 25 | 400 | 400 | 57.12 | 67.73 | 8.17 | 2.45
2025 | AZ_NM_SNV_Coal_2_SPP_S | AZ_NM_SNV_Coal | SPP_S | External | Winter | B17 | 100 | 400 | 0 | 55.67 | 49.52 | 8.17 | 0
2025 | AZ_NM_SNV_Coal_2_SPP_S | AZ_NM_SNV_Coal | SPP_S | External | Winter | B18 | 400 | 400 | 0 | 55.44 | 47.83 | 8.17 | 0
2025 | AZ_NM_SNV_Coal_2_SPP_S | AZ_NM_SNV_Coal | SPP_S | External | Winter | B19 | 700 | 400 | 0 | 55.44 | 47.83 | 8.17 | 0
2025 | AZ_NM_SNV_Coal_2_SPP_S | AZ_NM_SNV_Coal | SPP_S | External | Winter | B20 | 935 | 400 | 0 | 49.65 | 47.73 | 8.17 | 0
2025 | ERCOT_2_SPP_S | ERCOT | SPP_S | External | Shoulder | B11 | 25 | 800 | 0 | 65.35 | 64.71 | 8 | 0
2025 | ERCOT_2_SPP_S | ERCOT | SPP_S | External | Shoulder | B12 | 200 | 800 | 0 | 59.35 | 54.35 | 8 | 0
2025 | ERCOT_2_SPP_S | ERCOT | SPP_S | External | Shoulder | B13 | 600 | 800 | 0 | 44.71 | 46.46 | 8 | 0
2025 | ERCOT_2_SPP_S | ERCOT | SPP_S | External | Shoulder | B14 | 900 | 800 | 0 | 44.71 | 44.88 | 8 | 0
2025 | ERCOT_2_SPP_S | ERCOT | SPP_S | External | Shoulder | B15 | 1203 | 800 | 0 | 44.71 | 44.88 | 8 | 0
2025 | ERCOT_2_SPP_S | ERCOT | SPP_S | External | Summer | B1 | 10 | 800 | 0 | 74.84 | 71.31 | 8 | 0
2025 | ERCOT_2_SPP_S | ERCOT | SPP_S | External | Summer | B2 | 25 | 800 | 0 | 74.84 | 72.25 | 8 | 0
2025 | ERCOT_2_SPP_S | ERCOT | SPP_S | External | Summer | B3 | 75 | 800 | 177.3 | 63.53 | 71.53 | 8 | 0
2025 | ERCOT_2_SPP_S | ERCOT | SPP_S | External | Summer | B4 | 100 | 800 | 0 | 63.53 | 71.31 | 8 | 0
2025 | ERCOT_2_SPP_S | ERCOT | SPP_S | External | Summer | B5 | 200 | 800 | 0 | 63.53 | 63.01 | 8 | 0
2025 | ERCOT_2_SPP_S | ERCOT | SPP_S | External | Summer | B6 | 300 | 800 | 0 | 63.53 | 61.79 | 8 | 0
2025 | ERCOT_2_SPP_S | ERCOT | SPP_S | External | Summer | B7 | 400 | 800 | 0 | 63.53 | 51.51 | 8 | 0
2025 | ERCOT_2_SPP_S | ERCOT | SPP_S | External | Summer | B8 | 500 | 800 | 0 | 47.41 | 45.34 | 8 | 0
2025 | ERCOT_2_SPP_S | ERCOT | SPP_S | External | Summer | B9 | 800 | 800 | 0 | 43.49 | 44.02 | 8 | 0
2025 | ERCOT_2_SPP_S | ERCOT | SPP_S | External | Summer | B10 | 1262 | 800 | 0 | 43.49 | 43.27 | 8 | 0
2025 | ERCOT_2_SPP_S | ERCOT | SPP_S | External | Winter | B16 | 25 | 800 | 0 | 69.26 | 67.73 | 8 | 0
2025 | ERCOT_2_SPP_S | ERCOT | SPP_S | External | Winter | B17 | 100 | 800 | 0 | 51.63 | 49.52 | 8 | 0
2025 | ERCOT_2_SPP_S | ERCOT | SPP_S | External | Winter | B18 | 400 | 800 | 0 | 47.34 | 47.83 | 8 | 0
2025 | ERCOT_2_SPP_S | ERCOT | SPP_S | External | Winter | B19 | 700 | 800 | 0 | 47.34 | 47.83 | 8 | 0
2025 | ERCOT_2_SPP_S | ERCOT | SPP_S | External | Winter | B20 | 935 | 800 | 0 | 47.34 | 47.73 | 8 | 0
2025 | MAPP_US_2_RMPA | MAPP_US | RMPA | External | Shoulder | B11 | 25 | 200 | 0 | 57.46 | 48.96 | 8 | 0
2025 | MAPP_US_2_RMPA | MAPP_US | RMPA | External | Shoulder | B12 | 200 | 200 | 0 | 47.35 | 48.96 | 8 | 0
2025 | MAPP_US_2_RMPA | MAPP_US | RMPA | External | Shoulder | B13 | 600 | 200 | 200 | 39.44 | 48.86 | 8 | 1.42
2025 | MAPP_US_2_RMPA | MAPP_US | RMPA | External | Shoulder | B14 | 900 | 200 | 200 | 39.44 | 48.86 | 8 | 1.42
2025 | MAPP_US_2_RMPA | MAPP_US | RMPA | External | Shoulder | B15 | 1203 | 200 | 99.22 | 38.41 | 46.41 | 8 | 0
2025 | MAPP_US_2_RMPA | MAPP_US | RMPA | External | Summer | B1 | 10 | 200 | 0.01 | 66.58 | 72.57 | 8 | 0
2025 | MAPP_US_2_RMPA | MAPP_US | RMPA | External | Summer | B2 | 25 | 200 | 0 | 66.58 | 68.71 | 8 | 0
2025 | MAPP_US_2_RMPA | MAPP_US | RMPA | External | Summer | B3 | 75 | 200 | 0 | 65.42 | 65.92 | 8 | 0
2025 | MAPP_US_2_RMPA | MAPP_US | RMPA | External | Summer | B4 | 100 | 200 | 0 | 65.42 | 63.46 | 8 | 0
2025 | MAPP_US_2_RMPA | MAPP_US | RMPA | External | Summer | B5 | 200 | 200 | 0 | 60.64 | 59.64 | 8 | 0
2025 | MAPP_US_2_RMPA | MAPP_US | RMPA | External | Summer | B6 | 300 | 200 | 0 | 54.77 | 47.96 | 8 | 0
2025 | MAPP_US_2_RMPA | MAPP_US | RMPA | External | Summer | B7 | 400 | 200 | 0 | 42.14 | 47.04 | 8 | 0
2025 | MAPP_US_2_RMPA | MAPP_US | RMPA | External | Summer | B8 | 500 | 200 | 200 | 35.42 | 47.04 | 8 | 3.62
2025 | MAPP_US_2_RMPA | MAPP_US | RMPA | External | Summer | B9 | 800 | 200 | 200 | 35.42 | 47.04 | 8 | 3.62
2025 | MAPP_US_2_RMPA | MAPP_US | RMPA | External | Summer | B10 | 1262 | 200 | 200 | 32.15 | 44.15 | 8 | 4
2025 | MAPP_US_2_RMPA | MAPP_US | RMPA | External | Winter | B16 | 25 | 200 | 0 | 60.7 | 59.7 | 8 | 0
2025 | MAPP_US_2_RMPA | MAPP_US | RMPA | External | Winter | B17 | 100 | 200 | 0 | 45.41 | 52.57 | 8 | 0
2025 | MAPP_US_2_RMPA | MAPP_US | RMPA | External | Winter | B18 | 400 | 200 | 200 | 40.81 | 52.57 | 8 | 3.76
2025 | MAPP_US_2_RMPA | MAPP_US | RMPA | External | Winter | B19 | 700 | 200 | 200 | 40.81 | 52.57 | 8 | 3.76
2025 | MAPP_US_2_RMPA | MAPP_US | RMPA | External | Winter | B20 | 935 | 200 | 0 | 39.56 | 41.49 | 8 | 0
2025 | NE_2_RMPA | NE | RMPA | External | Shoulder | B11 | 25 | 310 | 0 | 64.46 | 48.96 | 5 | 0
2025 | NE_2_RMPA | NE | RMPA | External | Shoulder | B12 | 200 | 310 | 0 | 54.35 | 48.96 | 5 | 0
2025 | NE_2_RMPA | NE | RMPA | External | Shoulder | B13 | 600 | 310 | 0 | 46.44 | 48.86 | 5 | 0
2025 | NE_2_RMPA | NE | RMPA | External | Shoulder | B14 | 900 | 310 | 0 | 44.88 | 48.86 | 5 | 0
2025 | NE_2_RMPA | NE | RMPA | External | Shoulder | B15 | 1203 | 310 | 0 | 44.86 | 46.41 | 5 | 0
2025 | NE_2_RMPA | NE | RMPA | External | Summer | B1 | 10 | 310 | 0 | 73.58 | 72.57 | 5 | 0
2025 | NE_2_RMPA | NE | RMPA | External | Summer | B2 | 25 | 310 | 0 | 73.58 | 68.71 | 5 | 0
2025 | NE_2_RMPA | NE | RMPA | External | Summer | B3 | 75 | 310 | 0 | 72.42 | 65.92 | 5 | 0
2025 | NE_2_RMPA | NE | RMPA | External | Summer | B4 | 100 | 310 | 0 | 72.42 | 63.46 | 5 | 0
2025 | NE_2_RMPA | NE | RMPA | External | Summer | B5 | 200 | 310 | 0 | 67.64 | 59.64 | 5 | 0
2025 | NE_2_RMPA | NE | RMPA | External | Summer | B6 | 300 | 310 | 0 | 61.77 | 47.96 | 5 | 0
2025 | NE_2_RMPA | NE | RMPA | External | Summer | B7 | 400 | 310 | 0 | 49.14 | 47.04 | 5 | 0
2025 | NE_2_RMPA | NE | RMPA | External | Summer | B8 | 500 | 310 | 0 | 42.42 | 47.04 | 5 | 0
2025 | NE_2_RMPA | NE | RMPA | External | Summer | B9 | 800 | 310 | 0 | 42.42 | 47.04 | 5 | 0
2025 | NE_2_RMPA | NE | RMPA | External | Summer | B10 | 1262 | 310 | 164.13 | 39.15 | 44.15 | 5 | 0
2025 | NE_2_RMPA | NE | RMPA | External | Winter | B16 | 25 | 310 | 0 | 67.7 | 59.7 | 5 | 0
2025 | NE_2_RMPA | NE | RMPA | External | Winter | B17 | 100 | 310 | 0 | 49.5 | 52.57 | 5 | 0
2025 | NE_2_RMPA | NE | RMPA | External | Winter | B18 | 400 | 310 | 0 | 47.81 | 52.57 | 5 | 0
2025 | NE_2_RMPA | NE | RMPA | External | Winter | B19 | 700 | 310 | 0 | 47.81 | 52.57 | 5 | 0
2025 | NE_2_RMPA | NE | RMPA | External | Winter | B20 | 935 | 310 | 0 | 46.56 | 41.49 | 5 | 0
2025 | NWPP_Coal_2_MAPP_US | NWPP_Coal | MAPP_US | External | Shoulder | B11 | 25 | 150 | 0 | 54.57 | 57.46 | 8 | 0
2025 | NWPP_Coal_2_MAPP_US | NWPP_Coal | MAPP_US | External | Shoulder | B12 | 200 | 150 | 0 | 54.57 | 47.35 | 8 | 0
2025 | NWPP_Coal_2_MAPP_US | NWPP_Coal | MAPP_US | External | Shoulder | B13 | 600 | 150 | 0 | 54.57 | 39.44 | 8 | 0
2025 | NWPP_Coal_2_MAPP_US | NWPP_Coal | MAPP_US | External | Shoulder | B14 | 900 | 150 | 0 | 54.57 | 39.44 | 8 | 0
2025 | NWPP_Coal_2_MAPP_US | NWPP_Coal | MAPP_US | External | Shoulder | B15 | 1203 | 150 | 0 | 54.57 | 38.41 | 8 | 0
2025 | NWPP_Coal_2_MAPP_US | NWPP_Coal | MAPP_US | External | Summer | B1 | 10 | 150 | 0.02 | 59.59 | 66.58 | 8 | 0
2025 | NWPP_Coal_2_MAPP_US | NWPP_Coal | MAPP_US | External | Summer | B2 | 25 | 150 | 0 | 59.59 | 66.58 | 8 | 0
2025 | NWPP_Coal_2_MAPP_US | NWPP_Coal | MAPP_US | External | Summer | B3 | 75 | 150 | 150 | 55.3 | 65.42 | 8 | 2.12
2025 | NWPP_Coal_2_MAPP_US | NWPP_Coal | MAPP_US | External | Summer | B4 | 100 | 150 | 150 | 55.3 | 65.42 | 8 | 2.12
2025 | NWPP_Coal_2_MAPP_US | NWPP_Coal | MAPP_US | External | Summer | B5 | 200 | 150 | 0 | 55.3 | 60.64 | 8 | 0
2025 | NWPP_Coal_2_MAPP_US | NWPP_Coal | MAPP_US | External | Summer | B6 | 300 | 150 | 0 | 55.3 | 54.77 | 8 | 0
2025 | NWPP_Coal_2_MAPP_US | NWPP_Coal | MAPP_US | External | Summer | B7 | 400 | 150 | 0 | 55.3 | 42.14 | 8 | 0
2025 | NWPP_Coal_2_MAPP_US | NWPP_Coal | MAPP_US | External | Summer | B8 | 500 | 150 | 0 | 55.3 | 35.42 | 8 | 0
2025 | NWPP_Coal_2_MAPP_US | NWPP_Coal | MAPP_US | External | Summer | B9 | 800 | 150 | 0 | 55.3 | 35.42 | 8 | 0
2025 | NWPP_Coal_2_MAPP_US | NWPP_Coal | MAPP_US | External | Summer | B10 | 1262 | 150 | 0 | 55.3 | 32.15 | 8 | 0
2025 | NWPP_Coal_2_MAPP_US | NWPP_Coal | MAPP_US | External | Winter | B16 | 25 | 150 | 0 | 57.82 | 60.7 | 8 | 0
2025 | NWPP_Coal_2_MAPP_US | NWPP_Coal | MAPP_US | External | Winter | B17 | 100 | 150 | 0 | 57.82 | 45.41 | 8 | 0
2025 | NWPP_Coal_2_MAPP_US | NWPP_Coal | MAPP_US | External | Winter | B18 | 400 | 150 | 0 | 57.82 | 40.81 | 8 | 0
2025 | NWPP_Coal_2_MAPP_US | NWPP_Coal | MAPP_US | External | Winter | B19 | 700 | 150 | 0 | 57.82 | 40.81 | 8 | 0
2025 | NWPP_Coal_2_MAPP_US | NWPP_Coal | MAPP_US | External | Winter | B20 | 935 | 150 | 0 | 57.82 | 39.56 | 8 | 0
2025 | RMPA_2_MAPP_US | RMPA | MAPP_US | External | Shoulder | B11 | 25 | 200 | 199.98 | 48.96 | 57.46 | 8 | 0.5
2025 | RMPA_2_MAPP_US | RMPA | MAPP_US | External | Shoulder | B12 | 200 | 200 | 0 | 48.96 | 47.35 | 8 | 0
2025 | RMPA_2_MAPP_US | RMPA | MAPP_US | External | Shoulder | B13 | 600 | 200 | 0 | 48.86 | 39.44 | 8 | 0
2025 | RMPA_2_MAPP_US | RMPA | MAPP_US | External | Shoulder | B14 | 900 | 200 | 0 | 48.86 | 39.44 | 8 | 0
2025 | RMPA_2_MAPP_US | RMPA | MAPP_US | External | Shoulder | B15 | 1203 | 200 | 0 | 46.41 | 38.41 | 8 | 0
2025 | RMPA_2_MAPP_US | RMPA | MAPP_US | External | Summer | B1 | 10 | 200 | 0 | 72.57 | 66.58 | 8 | 0
2025 | RMPA_2_MAPP_US | RMPA | MAPP_US | External | Summer | B2 | 25 | 200 | 0 | 68.71 | 66.58 | 8 | 0
2025 | RMPA_2_MAPP_US | RMPA | MAPP_US | External | Summer | B3 | 75 | 200 | 0 | 65.92 | 65.42 | 8 | 0
2025 | RMPA_2_MAPP_US | RMPA | MAPP_US | External | Summer | B4 | 100 | 200 | 0 | 63.46 | 65.42 | 8 | 0
2025 | RMPA_2_MAPP_US | RMPA | MAPP_US | External | Summer | B5 | 200 | 200 | 0 | 59.64 | 60.64 | 8 | 0
2025 | RMPA_2_MAPP_US | RMPA | MAPP_US | External | Summer | B6 | 300 | 200 | 0 | 47.96 | 54.77 | 8 | 0
2025 | RMPA_2_MAPP_US | RMPA | MAPP_US | External | Summer | B7 | 400 | 200 | 0 | 47.04 | 42.14 | 8 | 0
2025 | RMPA_2_MAPP_US | RMPA | MAPP_US | External | Summer | B8 | 500 | 200 | 0 | 47.04 | 35.42 | 8 | 0
2025 | RMPA_2_MAPP_US | RMPA | MAPP_US | External | Summer | B9 | 800 | 200 | 0 | 47.04 | 35.42 | 8 | 0
2025 | RMPA_2_MAPP_US | RMPA | MAPP_US | External | Summer | B10 | 1262 | 200 | 0 | 44.15 | 32.15 | 8 | 0
2025 | RMPA_2_MAPP_US | RMPA | MAPP_US | External | Winter | B16 | 25 | 200 | 0 | 59.7 | 60.7 | 8 | 0
2025 | RMPA_2_MAPP_US | RMPA | MAPP_US | External | Winter | B17 | 100 | 200 | 0 | 52.57 | 45.41 | 8 | 0
2025 | RMPA_2_MAPP_US | RMPA | MAPP_US | External | Winter | B18 | 400 | 200 | 0 | 52.57 | 40.81 | 8 | 0
2025 | RMPA_2_MAPP_US | RMPA | MAPP_US | External | Winter | B19 | 700 | 200 | 0 | 52.57 | 40.81 | 8 | 0
2025 | RMPA_2_MAPP_US | RMPA | MAPP_US | External | Winter | B20 | 935 | 200 | 0 | 41.49 | 39.56 | 8 | 0
2025 | RMPA_2_NE | RMPA | NE | External | Shoulder | B11 | 25 | 310 | 310 | 48.96 | 64.46 | 8 | 7.5
2025 | RMPA_2_NE | RMPA | NE | External | Shoulder | B12 | 200 | 310 | 0 | 48.96 | 54.35 | 8 | 0
2025 | RMPA_2_NE | RMPA | NE | External | Shoulder | B13 | 600 | 310 | 0 | 48.86 | 46.44 | 8 | 0
2025 | RMPA_2_NE | RMPA | NE | External | Shoulder | B14 | 900 | 310 | 0 | 48.86 | 44.88 | 8 | 0
2025 | RMPA_2_NE | RMPA | NE | External | Shoulder | B15 | 1203 | 310 | 0 | 46.41 | 44.86 | 8 | 0
2025 | RMPA_2_NE | RMPA | NE | External | Summer | B1 | 10 | 310 | 0 | 72.57 | 73.58 | 8 | 0
2025 | RMPA_2_NE | RMPA | NE | External | Summer | B2 | 25 | 310 | 0 | 68.71 | 73.58 | 8 | 0
2025 | RMPA_2_NE | RMPA | NE | External | Summer | B3 | 75 | 310 | 0 | 65.92 | 72.42 | 8 | 0
2025 | RMPA_2_NE | RMPA | NE | External | Summer | B4 | 100 | 310 | 310 | 63.46 | 72.42 | 8 | 0.96
2025 | RMPA_2_NE | RMPA | NE | External | Summer | B5 | 200 | 310 | 237.07 | 59.64 | 67.64 | 8 | 0
2025 | RMPA_2_NE | RMPA | NE | External | Summer | B6 | 300 | 310 | 310 | 47.96 | 61.77 | 8 | 5.8
2025 | RMPA_2_NE | RMPA | NE | External | Summer | B7 | 400 | 310 | 0 | 47.04 | 49.14 | 8 | 0
2025 | RMPA_2_NE | RMPA | NE | External | Summer | B8 | 500 | 310 | 0 | 47.04 | 42.42 | 8 | 0
2025 | RMPA_2_NE | RMPA | NE | External | Summer | B9 | 800 | 310 | 0 | 47.04 | 42.42 | 8 | 0
2025 | RMPA_2_NE | RMPA | NE | External | Summer | B10 | 1262 | 310 | 0 | 44.15 | 39.15 | 8 | 0
2025 | RMPA_2_NE | RMPA | NE | External | Winter | B16 | 25 | 310 | 280.85 | 59.7 | 67.7 | 8 | 0
2025 | RMPA_2_NE | RMPA | NE | External | Winter | B17 | 100 | 310 | 0 | 52.57 | 49.5 | 8 | 0
2025 | RMPA_2_NE | RMPA | NE | External | Winter | B18 | 400 | 310 | 0 | 52.57 | 47.81 | 8 | 0
2025 | RMPA_2_NE | RMPA | NE | External | Winter | B19 | 700 | 310 | 0 | 52.57 | 47.81 | 8 | 0
2025 | RMPA_2_NE | RMPA | NE | External | Winter | B20 | 935 | 310 | 0 | 41.49 | 46.56 | 8 | 0
2025 | RMPA_2_SPP_N | RMPA | SPP_N | External | Shoulder | B11 | 25 | 210 | 210 | 48.96 | 70.09 | 8 | 13.13
2025 | RMPA_2_SPP_N | RMPA | SPP_N | External | Shoulder | B12 | 200 | 210 | 0 | 48.96 | 54.37 | 8 | 0
2025 | RMPA_2_SPP_N | RMPA | SPP_N | External | Shoulder | B13 | 600 | 210 | 0 | 48.86 | 46.45 | 8 | 0
2025 | RMPA_2_SPP_N | RMPA | SPP_N | External | Shoulder | B14 | 900 | 210 | 0 | 48.86 | 44.89 | 8 | 0
2025 | RMPA_2_SPP_N | RMPA | SPP_N | External | Shoulder | B15 | 1203 | 210 | 0 | 46.41 | 44.87 | 8 | 0
2025 | RMPA_2_SPP_N | RMPA | SPP_N | External | Summer | B1 | 10 | 210 | 0 | 72.57 | 73.59 | 8 | 0
2025 | RMPA_2_SPP_N | RMPA | SPP_N | External | Summer | B2 | 25 | 210 | 0 | 68.71 | 73.59 | 8 | 0
2025 | RMPA_2_SPP_N | RMPA | SPP_N | External | Summer | B3 | 75 | 210 | 0 | 65.92 | 73.59 | 8 | 0
2025 | RMPA_2_SPP_N | RMPA | SPP_N | External | Summer | B4 | 100 | 210 | 210 | 63.46 | 73.59 | 8 | 2.13
2025 | RMPA_2_SPP_N | RMPA | SPP_N | External | Summer | B5 | 200 | 210 | 209.92 | 59.64 | 67.65 | 8 | 0.01
2025 | RMPA_2_SPP_N | RMPA | SPP_N | External | Summer | B6 | 300 | 210 | 210 | 47.96 | 61.78 | 8 | 5.81
2025 | RMPA_2_SPP_N | RMPA | SPP_N | External | Summer | B7 | 400 | 210 | 0 | 47.04 | 51.5 | 8 | 0
2025 | RMPA_2_SPP_N | RMPA | SPP_N | External | Summer | B8 | 500 | 210 | 0 | 47.04 | 45.33 | 8 | 0
2025 | RMPA_2_SPP_N | RMPA | SPP_N | External | Summer | B9 | 800 | 210 | 0 | 47.04 | 44.01 | 8 | 0
2025 | RMPA_2_SPP_N | RMPA | SPP_N | External | Summer | B10 | 1262 | 210 | 0 | 44.15 | 43.05 | 8 | 0
2025 | RMPA_2_SPP_N | RMPA | SPP_N | External | Winter | B16 | 25 | 210 | 209.48 | 59.7 | 67.72 | 8 | 0.01
2025 | RMPA_2_SPP_N | RMPA | SPP_N | External | Winter | B17 | 100 | 210 | 0 | 52.57 | 49.51 | 8 | 0
2025 | RMPA_2_SPP_N | RMPA | SPP_N | External | Winter | B18 | 400 | 210 | 0 | 52.57 | 47.82 | 8 | 0
2025 | RMPA_2_SPP_N | RMPA | SPP_N | External | Winter | B19 | 700 | 210 | 0 | 52.57 | 47.82 | 8 | 0
2025 | RMPA_2_SPP_N | RMPA | SPP_N | External | Winter | B20 | 935 | 210 | 0 | 41.49 | 47.71 | 8 | 0
2025 | SPP_N_2_RMPA | SPP_N | RMPA | External | Shoulder | B11 | 25 | 210 | 0 | 70.09 | 48.96 | 5 | 0
2025 | SPP_N_2_RMPA | SPP_N | RMPA | External | Shoulder | B12 | 200 | 210 | 0 | 54.37 | 48.96 | 5 | 0
2025 | SPP_N_2_RMPA | SPP_N | RMPA | External | Shoulder | B13 | 600 | 210 | 0 | 46.45 | 48.86 | 5 | 0
2025 | SPP_N_2_RMPA | SPP_N | RMPA | External | Shoulder | B14 | 900 | 210 | 0 | 44.89 | 48.86 | 5 | 0
2025 | SPP_N_2_RMPA | SPP_N | RMPA | External | Shoulder | B15 | 1203 | 210 | 0 | 44.87 | 46.41 | 5 | 0
2025 | SPP_N_2_RMPA | SPP_N | RMPA | External | Summer | B1 | 10 | 210 | 0 | 73.59 | 72.57 | 5 | 0
2025 | SPP_N_2_RMPA | SPP_N | RMPA | External | Summer | B2 | 25 | 210 | 0 | 73.59 | 68.71 | 5 | 0
2025 | SPP_N_2_RMPA | SPP_N | RMPA | External | Summer | B3 | 75 | 210 | 0 | 73.59 | 65.92 | 5 | 0
2025 | SPP_N_2_RMPA | SPP_N | RMPA | External | Summer | B4 | 100 | 210 | 0 | 73.59 | 63.46 | 5 | 0
2025 | SPP_N_2_RMPA | SPP_N | RMPA | External | Summer | B5 | 200 | 210 | 0 | 67.65 | 59.64 | 5 | 0
2025 | SPP_N_2_RMPA | SPP_N | RMPA | External | Summer | B6 | 300 | 210 | 0 | 61.78 | 47.96 | 5 | 0
2025 | SPP_N_2_RMPA | SPP_N | RMPA | External | Summer | B7 | 400 | 210 | 0 | 51.5 | 47.04 | 5 | 0
2025 | SPP_N_2_RMPA | SPP_N | RMPA | External | Summer | B8 | 500 | 210 | 0 | 45.33 | 47.04 | 5 | 0
2025 | SPP_N_2_RMPA | SPP_N | RMPA | External | Summer | B9 | 800 | 210 | 0 | 44.01 | 47.04 | 5 | 0
2025 | SPP_N_2_RMPA | SPP_N | RMPA | External | Summer | B10 | 1262 | 210 | 0 | 43.05 | 44.15 | 5 | 0
2025 | SPP_N_2_RMPA | SPP_N | RMPA | External | Winter | B16 | 25 | 210 | 0 | 67.72 | 59.7 | 5 | 0
2025 | SPP_N_2_RMPA | SPP_N | RMPA | External | Winter | B17 | 100 | 210 | 0 | 49.51 | 52.57 | 5 | 0
2025 | SPP_N_2_RMPA | SPP_N | RMPA | External | Winter | B18 | 400 | 210 | 0 | 47.82 | 52.57 | 5 | 0
2025 | SPP_N_2_RMPA | SPP_N | RMPA | External | Winter | B19 | 700 | 210 | 0 | 47.82 | 52.57 | 5 | 0
2025 | SPP_N_2_RMPA | SPP_N | RMPA | External | Winter | B20 | 935 | 210 | 0 | 47.71 | 41.49 | 5 | 0
2025 | SPP_S_2_ERCOT | SPP_S | ERCOT | External | Shoulder | B11 | 25 | 800 | 0 | 64.71 | 65.35 | 5 | 0
2025 | SPP_S_2_ERCOT | SPP_S | ERCOT | External | Shoulder | B12 | 200 | 800 | 644.82 | 54.35 | 59.35 | 5 | 0
2025 | SPP_S_2_ERCOT | SPP_S | ERCOT | External | Shoulder | B13 | 600 | 800 | 0 | 46.46 | 44.71 | 5 | 0
2025 | SPP_S_2_ERCOT | SPP_S | ERCOT | External | Shoulder | B14 | 900 | 800 | 0 | 44.88 | 44.71 | 5 | 0
2025 | SPP_S_2_ERCOT | SPP_S | ERCOT | External | Shoulder | B15 | 1203 | 800 | 0 | 44.88 | 44.71 | 5 | 0
2025 | SPP_S_2_ERCOT | SPP_S | ERCOT | External | Summer | B1 | 10 | 800 | 0.01 | 71.31 | 74.84 | 5 | 0
2025 | SPP_S_2_ERCOT | SPP_S | ERCOT | External | Summer | B2 | 25 | 800 | 0 | 72.25 | 74.84 | 5 | 0
2025 | SPP_S_2_ERCOT | SPP_S | ERCOT | External | Summer | B3 | 75 | 800 | 0 | 71.53 | 63.53 | 5 | 0
2025 | SPP_S_2_ERCOT | SPP_S | ERCOT | External | Summer | B4 | 100 | 800 | 0 | 71.31 | 63.53 | 5 | 0
2025 | SPP_S_2_ERCOT | SPP_S | ERCOT | External | Summer | B5 | 200 | 800 | 0 | 63.01 | 63.53 | 5 | 0
2025 | SPP_S_2_ERCOT | SPP_S | ERCOT | External | Summer | B6 | 300 | 800 | 0 | 61.79 | 63.53 | 5 | 0
2025 | SPP_S_2_ERCOT | SPP_S | ERCOT | External | Summer | B7 | 400 | 800 | 800 | 51.51 | 63.53 | 5 | 7.02
2025 | SPP_S_2_ERCOT | SPP_S | ERCOT | External | Summer | B8 | 500 | 800 | 0 | 45.34 | 47.41 | 5 | 0
2025 | SPP_S_2_ERCOT | SPP_S | ERCOT | External | Summer | B9 | 800 | 800 | 0 | 44.02 | 43.49 | 5 | 0
2025 | SPP_S_2_ERCOT | SPP_S | ERCOT | External | Summer | B10 | 1262 | 800 | 0 | 43.27 | 43.49 | 5 | 0
2025 | SPP_S_2_ERCOT | SPP_S | ERCOT | External | Winter | B16 | 25 | 800 | 0 | 67.73 | 69.26 | 5 | 0
2025 | SPP_S_2_ERCOT | SPP_S | ERCOT | External | Winter | B17 | 100 | 800 | 0 | 49.52 | 51.63 | 5 | 0
2025 | SPP_S_2_ERCOT | SPP_S | ERCOT | External | Winter | B18 | 400 | 800 | 0 | 47.83 | 47.34 | 5 | 0
2025 | SPP_S_2_ERCOT | SPP_S | ERCOT | External | Winter | B19 | 700 | 800 | 0 | 47.83 | 47.34 | 5 | 0
2025 | SPP_S_2_ERCOT | SPP_S | ERCOT | External | Winter | B20 | 935 | 800 | 0 | 47.73 | 47.34 | 5 | 0
2030 | AZ_NM_SNV_Coal_2_SPP_S | AZ_NM_SNV_Coal | SPP_S | External | Shoulder | B11 | 25 | 400 | 399.99 | 59.91 | 69.41 | 8.17 | 1.33
2030 | AZ_NM_SNV_Coal_2_SPP_S | AZ_NM_SNV_Coal | SPP_S | External | Shoulder | B12 | 200 | 400 | 0 | 58.88 | 51.67 | 8.17 | 0
2030 | AZ_NM_SNV_Coal_2_SPP_S | AZ_NM_SNV_Coal | SPP_S | External | Shoulder | B13 | 600 | 400 | 0 | 58.65 | 49.79 | 8.17 | 0
2030 | AZ_NM_SNV_Coal_2_SPP_S | AZ_NM_SNV_Coal | SPP_S | External | Shoulder | B14 | 900 | 400 | 0 | 58.65 | 48.09 | 8.17 | 0
2030 | AZ_NM_SNV_Coal_2_SPP_S | AZ_NM_SNV_Coal | SPP_S | External | Shoulder | B15 | 1203 | 400 | 0 | 50.57 | 47.98 | 8.17 | 0
2030 | AZ_NM_SNV_Coal_2_SPP_S | AZ_NM_SNV_Coal | SPP_S | External | Summer | B1 | 10 | 400 | 0 | 87.3 | 75.73 | 8.17 | 0
2030 | AZ_NM_SNV_Coal_2_SPP_S | AZ_NM_SNV_Coal | SPP_S | External | Summer | B2 | 25 | 400 | 0 | 87.3 | 75.95 | 8.17 | 0
2030 | AZ_NM_SNV_Coal_2_SPP_S | AZ_NM_SNV_Coal | SPP_S | External | Summer | B3 | 75 | 400 | 0 | 87.3 | 75.95 | 8.17 | 0
2030 | AZ_NM_SNV_Coal_2_SPP_S | AZ_NM_SNV_Coal | SPP_S | External | Summer | B4 | 100 | 400 | 0 | 80.34 | 69.07 | 8.17 | 0
2030 | AZ_NM_SNV_Coal_2_SPP_S | AZ_NM_SNV_Coal | SPP_S | External | Summer | B5 | 200 | 400 | 0 | 74.28 | 67.59 | 8.17 | 0
2030 | AZ_NM_SNV_Coal_2_SPP_S | AZ_NM_SNV_Coal | SPP_S | External | Summer | B6 | 300 | 400 | 0 | 63.93 | 65.24 | 8.17 | 0
2030 | AZ_NM_SNV_Coal_2_SPP_S | AZ_NM_SNV_Coal | SPP_S | External | Summer | B7 | 400 | 400 | 0 | 58.66 | 54.09 | 8.17 | 0
2030 | AZ_NM_SNV_Coal_2_SPP_S | AZ_NM_SNV_Coal | SPP_S | External | Summer | B8 | 500 | 400 | 0 | 58.65 | 48.58 | 8.17 | 0
2030 | AZ_NM_SNV_Coal_2_SPP_S | AZ_NM_SNV_Coal | SPP_S | External | Summer | B9 | 800 | 400 | 0 | 58.64 | 46.46 | 8.17 | 0
2030 | AZ_NM_SNV_Coal_2_SPP_S | AZ_NM_SNV_Coal | SPP_S | External | Summer | B10 | 1262 | 400 | 0 | 52.55 | 46.36 | 8.17 | 0
2030 | AZ_NM_SNV_Coal_2_SPP_S | AZ_NM_SNV_Coal | SPP_S | External | Winter | B16 | 25 | 400 | 400 | 63 | 74.01 | 8.17 | 2.84
2030 | AZ_NM_SNV_Coal_2_SPP_S | AZ_NM_SNV_Coal | SPP_S | External | Winter | B17 | 100 | 400 | 0 | 62.56 | 53.65 | 8.17 | 0
2030 | AZ_NM_SNV_Coal_2_SPP_S | AZ_NM_SNV_Coal | SPP_S | External | Winter | B18 | 400 | 400 | 0 | 62.55 | 52.34 | 8.17 | 0
2030 | AZ_NM_SNV_Coal_2_SPP_S | AZ_NM_SNV_Coal | SPP_S | External | Winter | B19 | 700 | 400 | 0 | 62.55 | 51.3 | 8.17 | 0
2030 | AZ_NM_SNV_Coal_2_SPP_S | AZ_NM_SNV_Coal | SPP_S | External | Winter | B20 | 935 | 400 | 0 | 54.12 | 50.19 | 8.17 | 0
2030 | ERCOT_2_SPP_S | ERCOT | SPP_S | External | Shoulder | B11 | 25 | 800 | 0 | 70.04 | 69.41 | 8 | 0
2030 | ERCOT_2_SPP_S | ERCOT | SPP_S | External | Shoulder | B12 | 200 | 800 | 0 | 56.67 | 51.67 | 8 | 0
2030 | ERCOT_2_SPP_S | ERCOT | SPP_S | External | Shoulder | B13 | 600 | 800 | 0 | 47.87 | 49.79 | 8 | 0
2030 | ERCOT_2_SPP_S | ERCOT | SPP_S | External | Shoulder | B14 | 900 | 800 | 0 | 47.87 | 48.09 | 8 | 0
2030 | ERCOT_2_SPP_S | ERCOT | SPP_S | External | Shoulder | B15 | 1203 | 800 | 0 | 47.87 | 47.98 | 8 | 0
2030 | ERCOT_2_SPP_S | ERCOT | SPP_S | External | Summer | B1 | 10 | 800 | 0 | 79.8 | 75.73 | 8 | 0
2030 | ERCOT_2_SPP_S | ERCOT | SPP_S | External | Summer | B2 | 25 | 800 | 0 | 79.8 | 75.95 | 8 | 0
2030 | ERCOT_2_SPP_S | ERCOT | SPP_S | External | Summer | B3 | 75 | 800 | 0.02 | 68.1 | 75.95 | 8 | 0
2030 | ERCOT_2_SPP_S | ERCOT | SPP_S | External | Summer | B4 | 100 | 800 | 0 | 68.1 | 69.07 | 8 | 0
2030 | ERCOT_2_SPP_S | ERCOT | SPP_S | External | Summer | B5 | 200 | 800 | 0 | 68.1 | 67.59 | 8 | 0
2030 | ERCOT_2_SPP_S | ERCOT | SPP_S | External | Summer | B6 | 300 | 800 | 0 | 68.1 | 65.24 | 8 | 0
2030 | ERCOT_2_SPP_S | ERCOT | SPP_S | External | Summer | B7 | 400 | 800 | 0 | 60.06 | 54.09 | 8 | 0
2030 | ERCOT_2_SPP_S | ERCOT | SPP_S | External | Summer | B8 | 500 | 800 | 0 | 50.77 | 48.58 | 8 | 0
2030 | ERCOT_2_SPP_S | ERCOT | SPP_S | External | Summer | B9 | 800 | 800 | 0 | 46.56 | 46.46 | 8 | 0
2030 | ERCOT_2_SPP_S | ERCOT | SPP_S | External | Summer | B10 | 1262 | 800 | 0 | 46.56 | 46.36 | 8 | 0
2030 | ERCOT_2_SPP_S | ERCOT | SPP_S | External | Winter | B16 | 25 | 800 | 0 | 74.3 | 74.01 | 8 | 0
2030 | ERCOT_2_SPP_S | ERCOT | SPP_S | External | Winter | B17 | 100 | 800 | 0 | 55.33 | 53.65 | 8 | 0
2030 | ERCOT_2_SPP_S | ERCOT | SPP_S | External | Winter | B18 | 400 | 800 | 0 | 50.72 | 52.34 | 8 | 0
2030 | ERCOT_2_SPP_S | ERCOT | SPP_S | External | Winter | B19 | 700 | 800 | 0 | 50.72 | 51.3 | 8 | 0
2030 | ERCOT_2_SPP_S | ERCOT | SPP_S | External | Winter | B20 | 935 | 800 | 0 | 50.72 | 50.19 | 8 | 0
2030 | MAPP_US_2_RMPA | MAPP_US | RMPA | External | Shoulder | B11 | 25 | 200 | 0 | 69.06 | 53.4 | 8 | 0
2030 | MAPP_US_2_RMPA | MAPP_US | RMPA | External | Shoulder | B12 | 200 | 200 | 0 | 51.16 | 53.4 | 8 | 0
2030 | MAPP_US_2_RMPA | MAPP_US | RMPA | External | Shoulder | B13 | 600 | 200 | 200 | 43.59 | 53.09 | 8 | 1.5
2030 | MAPP_US_2_RMPA | MAPP_US | RMPA | External | Shoulder | B14 | 900 | 200 | 200 | 43.59 | 53.09 | 8 | 1.5
2030 | MAPP_US_2_RMPA | MAPP_US | RMPA | External | Shoulder | B15 | 1203 | 200 | 0 | 43.59 | 51.42 | 8 | 0
2030 | MAPP_US_2_RMPA | MAPP_US | RMPA | External | Summer | B1 | 10 | 200 | 0.02 | 72.4 | 78.67 | 8 | 0
2030 | MAPP_US_2_RMPA | MAPP_US | RMPA | External | Summer | B2 | 25 | 200 | 0 | 72.4 | 78.67 | 8 | 0
2030 | MAPP_US_2_RMPA | MAPP_US | RMPA | External | Summer | B3 | 75 | 200 | 0 | 72.4 | 78.67 | 8 | 0
2030 | MAPP_US_2_RMPA | MAPP_US | RMPA | External | Summer | B4 | 100 | 200 | 0 | 71.44 | 70.44 | 8 | 0
2030 | MAPP_US_2_RMPA | MAPP_US | RMPA | External | Summer | B5 | 200 | 200 | 0 | 69.18 | 66.11 | 8 | 0
2030 | MAPP_US_2_RMPA | MAPP_US | RMPA | External | Summer | B6 | 300 | 200 | 0 | 58.21 | 55.77 | 8 | 0
2030 | MAPP_US_2_RMPA | MAPP_US | RMPA | External | Summer | B7 | 400 | 200 | 0 | 47.07 | 51.28 | 8 | 0
2030 | MAPP_US_2_RMPA | MAPP_US | RMPA | External | Summer | B8 | 500 | 200 | 200 | 41.56 | 51.28 | 8 | 1.72
2030 | MAPP_US_2_RMPA | MAPP_US | RMPA | External | Summer | B9 | 800 | 200 | 200 | 39.44 | 50.47 | 8 | 3.04
2030 | MAPP_US_2_RMPA | MAPP_US | RMPA | External | Summer | B10 | 1262 | 200 | 200 | 35.8 | 47.8 | 8 | 4
2030 | MAPP_US_2_RMPA | MAPP_US | RMPA | External | Winter | B16 | 25 | 200 | 0 | 67.01 | 71.14 | 8 | 0
2030 | MAPP_US_2_RMPA | MAPP_US | RMPA | External | Winter | B17 | 100 | 200 | 199.98 | 49.21 | 57.33 | 8 | 0.12
2030 | MAPP_US_2_RMPA | MAPP_US | RMPA | External | Winter | B18 | 400 | 200 | 200 | 45.32 | 57.33 | 8 | 4.01
2030 | MAPP_US_2_RMPA | MAPP_US | RMPA | External | Winter | B19 | 700 | 200 | 200 | 45.32 | 56.9 | 8 | 3.59
2030 | MAPP_US_2_RMPA | MAPP_US | RMPA | External | Winter | B20 | 935 | 200 | 0 | 43.17 | 45.95 | 8 | 0
2030 | NE_2_RMPA | NE | RMPA | External | Shoulder | B11 | 25 | 310 | 0 | 76.06 | 53.4 | 5 | 0
2030 | NE_2_RMPA | NE | RMPA | External | Shoulder | B12 | 200 | 310 | 0 | 58.16 | 53.4 | 5 | 0
2030 | NE_2_RMPA | NE | RMPA | External | Shoulder | B13 | 600 | 310 | 0 | 50.17 | 53.09 | 5 | 0
2030 | NE_2_RMPA | NE | RMPA | External | Shoulder | B14 | 900 | 310 | 2.53 | 48.09 | 53.09 | 5 | 0
2030 | NE_2_RMPA | NE | RMPA | External | Shoulder | B15 | 1203 | 310 | 0 | 47.96 | 51.42 | 5 | 0
2030 | NE_2_RMPA | NE | RMPA | External | Summer | B1 | 10 | 310 | 0 | 79.4 | 78.67 | 5 | 0
2030 | NE_2_RMPA | NE | RMPA | External | Summer | B2 | 25 | 310 | 0 | 79.4 | 78.67 | 5 | 0
2030 | NE_2_RMPA | NE | RMPA | External | Summer | B3 | 75 | 310 | 0 | 79.4 | 78.67 | 5 | 0
2030 | NE_2_RMPA | NE | RMPA | External | Summer | B4 | 100 | 310 | 0 | 78.44 | 70.44 | 5 | 0
2030 | NE_2_RMPA | NE | RMPA | External | Summer | B5 | 200 | 310 | 0 | 76.18 | 66.11 | 5 | 0
2030 | NE_2_RMPA | NE | RMPA | External | Summer | B6 | 300 | 310 | 0 | 65.21 | 55.77 | 5 | 0
2030 | NE_2_RMPA | NE | RMPA | External | Summer | B7 | 400 | 310 | 0 | 54.07 | 51.28 | 5 | 0
2030 | NE_2_RMPA | NE | RMPA | External | Summer | B8 | 500 | 310 | 0 | 48.56 | 51.28 | 5 | 0
2030 | NE_2_RMPA | NE | RMPA | External | Summer | B9 | 800 | 310 | 0 | 46.44 | 50.47 | 5 | 0
2030 | NE_2_RMPA | NE | RMPA | External | Summer | B10 | 1262 | 310 | 113.93 | 42.8 | 47.8 | 5 | 0
2030 | NE_2_RMPA | NE | RMPA | External | Winter | B16 | 25 | 310 | 0 | 74.01 | 71.14 | 5 | 0
2030 | NE_2_RMPA | NE | RMPA | External | Winter | B17 | 100 | 310 | 0 | 53.63 | 57.33 | 5 | 0
2030 | NE_2_RMPA | NE | RMPA | External | Winter | B18 | 400 | 310 | 309.95 | 52.32 | 57.33 | 5 | 0.01
2030 | NE_2_RMPA | NE | RMPA | External | Winter | B19 | 700 | 310 | 310 | 51.28 | 56.9 | 5 | 0.63
2030 | NE_2_RMPA | NE | RMPA | External | Winter | B20 | 935 | 310 | 0 | 50.17 | 45.95 | 5 | 0
2030 | NWPP_Coal_2_MAPP_US | NWPP_Coal | MAPP_US | External | Shoulder | B11 | 25 | 150 | 150 | 58.64 | 69.06 | 8 | 2.42
2030 | NWPP_Coal_2_MAPP_US | NWPP_Coal | MAPP_US | External | Shoulder | B12 | 200 | 150 | 0 | 58.64 | 51.16 | 8 | 0
2030 | NWPP_Coal_2_MAPP_US | NWPP_Coal | MAPP_US | External | Shoulder | B13 | 600 | 150 | 0 | 58.64 | 43.59 | 8 | 0
2030 | NWPP_Coal_2_MAPP_US | NWPP_Coal | MAPP_US | External | Shoulder | B14 | 900 | 150 | 0 | 58.64 | 43.59 | 8 | 0
2030 | NWPP_Coal_2_MAPP_US | NWPP_Coal | MAPP_US | External | Shoulder | B15 | 1203 | 150 | 0 | 58.64 | 43.59 | 8 | 0
2030 | NWPP_Coal_2_MAPP_US | NWPP_Coal | MAPP_US | External | Summer | B1 | 10 | 150 | 150 | 58.64 | 72.4 | 8 | 5.76
2030 | NWPP_Coal_2_MAPP_US | NWPP_Coal | MAPP_US | External | Summer | B2 | 25 | 150 | 150 | 58.64 | 72.4 | 8 | 5.76
2030 | NWPP_Coal_2_MAPP_US | NWPP_Coal | MAPP_US | External | Summer | B3 | 75 | 150 | 150 | 58.64 | 72.4 | 8 | 5.76
2030 | NWPP_Coal_2_MAPP_US | NWPP_Coal | MAPP_US | External | Summer | B4 | 100 | 150 | 150 | 58.64 | 71.44 | 8 | 4.8
2030 | NWPP_Coal_2_MAPP_US | NWPP_Coal | MAPP_US | External | Summer | B5 | 200 | 150 | 150 | 58.64 | 69.18 | 8 | 2.54
2030 | NWPP_Coal_2_MAPP_US | NWPP_Coal | MAPP_US | External | Summer | B6 | 300 | 150 | 0 | 58.64 | 58.21 | 8 | 0
2030 | NWPP_Coal_2_MAPP_US | NWPP_Coal | MAPP_US | External | Summer | B7 | 400 | 150 | 0 | 58.64 | 47.07 | 8 | 0
2030 | NWPP_Coal_2_MAPP_US | NWPP_Coal | MAPP_US | External | Summer | B8 | 500 | 150 | 0 | 58.64 | 41.56 | 8 | 0
2030 | NWPP_Coal_2_MAPP_US | NWPP_Coal | MAPP_US | External | Summer | B9 | 800 | 150 | 0 | 58.64 | 39.44 | 8 | 0
2030 | NWPP_Coal_2_MAPP_US | NWPP_Coal | MAPP_US | External | Summer | B10 | 1262 | 150 | 0 | 58.64 | 35.8 | 8 | 0
2030 | NWPP_Coal_2_MAPP_US | NWPP_Coal | MAPP_US | External | Winter | B16 | 25 | 150 | 0 | 62.97 | 67.01 | 8 | 0
2030 | NWPP_Coal_2_MAPP_US | NWPP_Coal | MAPP_US | External | Winter | B17 | 100 | 150 | 0 | 62.55 | 49.21 | 8 | 0
2030 | NWPP_Coal_2_MAPP_US | NWPP_Coal | MAPP_US | External | Winter | B18 | 400 | 150 | 0 | 62.55 | 45.32 | 8 | 0
2030 | NWPP_Coal_2_MAPP_US | NWPP_Coal | MAPP_US | External | Winter | B19 | 700 | 150 | 0 | 62.55 | 45.32 | 8 | 0
2030 | NWPP_Coal_2_MAPP_US | NWPP_Coal | MAPP_US | External | Winter | B20 | 935 | 150 | 0 | 62.55 | 43.17 | 8 | 0
2030 | RMPA_2_MAPP_US | RMPA | MAPP_US | External | Shoulder | B11 | 25 | 200 | 200 | 53.4 | 69.06 | 8 | 7.66
2030 | RMPA_2_MAPP_US | RMPA | MAPP_US | External | Shoulder | B12 | 200 | 200 | 0 | 53.4 | 51.16 | 8 | 0
2030 | RMPA_2_MAPP_US | RMPA | MAPP_US | External | Shoulder | B13 | 600 | 200 | 0 | 53.09 | 43.59 | 8 | 0
2030 | RMPA_2_MAPP_US | RMPA | MAPP_US | External | Shoulder | B14 | 900 | 200 | 0 | 53.09 | 43.59 | 8 | 0
2030 | RMPA_2_MAPP_US | RMPA | MAPP_US | External | Shoulder | B15 | 1203 | 200 | 0 | 51.42 | 43.59 | 8 | 0
2030 | RMPA_2_MAPP_US | RMPA | MAPP_US | External | Summer | B1 | 10 | 200 | 0 | 78.67 | 72.4 | 8 | 0
2030 | RMPA_2_MAPP_US | RMPA | MAPP_US | External | Summer | B2 | 25 | 200 | 0 | 78.67 | 72.4 | 8 | 0
2030 | RMPA_2_MAPP_US | RMPA | MAPP_US | External | Summer | B3 | 75 | 200 | 0 | 78.67 | 72.4 | 8 | 0
2030 | RMPA_2_MAPP_US | RMPA | MAPP_US | External | Summer | B4 | 100 | 200 | 0 | 70.44 | 71.44 | 8 | 0
2030 | RMPA_2_MAPP_US | RMPA | MAPP_US | External | Summer | B5 | 200 | 200 | 0 | 66.11 | 69.18 | 8 | 0
2030 | RMPA_2_MAPP_US | RMPA | MAPP_US | External | Summer | B6 | 300 | 200 | 0 | 55.77 | 58.21 | 8 | 0
2030 | RMPA_2_MAPP_US | RMPA | MAPP_US | External | Summer | B7 | 400 | 200 | 0 | 51.28 | 47.07 | 8 | 0
2030 | RMPA_2_MAPP_US | RMPA | MAPP_US | External | Summer | B8 | 500 | 200 | 0 | 51.28 | 41.56 | 8 | 0
2030 | RMPA_2_MAPP_US | RMPA | MAPP_US | External | Summer | B9 | 800 | 200 | 0 | 50.47 | 39.44 | 8 | 0
2030 | RMPA_2_MAPP_US | RMPA | MAPP_US | External | Summer | B10 | 1262 | 200 | 0 | 47.8 | 35.8 | 8 | 0
2030 | RMPA_2_MAPP_US | RMPA | MAPP_US | External | Winter | B16 | 25 | 200 | 0 | 71.14 | 67.01 | 8 | 0
2030 | RMPA_2_MAPP_US | RMPA | MAPP_US | External | Winter | B17 | 100 | 200 | 0 | 57.33 | 49.21 | 8 | 0
2030 | RMPA_2_MAPP_US | RMPA | MAPP_US | External | Winter | B18 | 400 | 200 | 0 | 57.33 | 45.32 | 8 | 0
2030 | RMPA_2_MAPP_US | RMPA | MAPP_US | External | Winter | B19 | 700 | 200 | 0 | 56.9 | 45.32 | 8 | 0
2030 | RMPA_2_MAPP_US | RMPA | MAPP_US | External | Winter | B20 | 935 | 200 | 0 | 45.95 | 43.17 | 8 | 0
2030 | RMPA_2_NE | RMPA | NE | External | Shoulder | B11 | 25 | 310 | 310 | 53.4 | 76.06 | 8 | 14.66
2030 | RMPA_2_NE | RMPA | NE | External | Shoulder | B12 | 200 | 310 | 0 | 53.4 | 58.16 | 8 | 0
2030 | RMPA_2_NE | RMPA | NE | External | Shoulder | B13 | 600 | 310 | 0 | 53.09 | 50.17 | 8 | 0
2030 | RMPA_2_NE | RMPA | NE | External | Shoulder | B14 | 900 | 310 | 0 | 53.09 | 48.09 | 8 | 0
2030 | RMPA_2_NE | RMPA | NE | External | Shoulder | B15 | 1203 | 310 | 0 | 51.42 | 47.96 | 8 | 0
2030 | RMPA_2_NE | RMPA | NE | External | Summer | B1 | 10 | 310 | 0 | 78.67 | 79.4 | 8 | 0
2030 | RMPA_2_NE | RMPA | NE | External | Summer | B2 | 25 | 310 | 0 | 78.67 | 79.4 | 8 | 0
2030 | RMPA_2_NE | RMPA | NE | External | Summer | B3 | 75 | 310 | 0 | 78.67 | 79.4 | 8 | 0
2030 | RMPA_2_NE | RMPA | NE | External | Summer | B4 | 100 | 310 | 83.41 | 70.44 | 78.44 | 8 | 0
2030 | RMPA_2_NE | RMPA | NE | External | Summer | B5 | 200 | 310 | 310 | 66.11 | 76.18 | 8 | 2.07
2030 | RMPA_2_NE | RMPA | NE | External | Summer | B6 | 300 | 310 | 310 | 55.77 | 65.21 | 8 | 1.45
2030 | RMPA_2_NE | RMPA | NE | External | Summer | B7 | 400 | 310 | 0 | 51.28 | 54.07 | 8 | 0
2030 | RMPA_2_NE | RMPA | NE | External | Summer | B8 | 500 | 310 | 0 | 51.28 | 48.56 | 8 | 0
2030 | RMPA_2_NE | RMPA | NE | External | Summer | B9 | 800 | 310 | 0 | 50.47 | 46.44 | 8 | 0
2030 | RMPA_2_NE | RMPA | NE | External | Summer | B10 | 1262 | 310 | 0 | 47.8 | 42.8 | 8 | 0
2030 | RMPA_2_NE | RMPA | NE | External | Winter | B16 | 25 | 310 | 0 | 71.14 | 74.01 | 8 | 0
2030 | RMPA_2_NE | RMPA | NE | External | Winter | B17 | 100 | 310 | 0 | 57.33 | 53.63 | 8 | 0
2030 | RMPA_2_NE | RMPA | NE | External | Winter | B18 | 400 | 310 | 0 | 57.33 | 52.32 | 8 | 0
2030 | RMPA_2_NE | RMPA | NE | External | Winter | B19 | 700 | 310 | 0 | 56.9 | 51.28 | 8 | 0
2030 | RMPA_2_NE | RMPA | NE | External | Winter | B20 | 935 | 310 | 0 | 45.95 | 50.17 | 8 | 0
2030 | RMPA_2_SPP_N | RMPA | SPP_N | External | Shoulder | B11 | 25 | 210 | 210 | 53.4 | 76.07 | 8 | 14.67
2030 | RMPA_2_SPP_N | RMPA | SPP_N | External | Shoulder | B12 | 200 | 210 | 0 | 53.4 | 58.17 | 8 | 0
2030 | RMPA_2_SPP_N | RMPA | SPP_N | External | Shoulder | B13 | 600 | 210 | 0 | 53.09 | 50.16 | 8 | 0
2030 | RMPA_2_SPP_N | RMPA | SPP_N | External | Shoulder | B14 | 900 | 210 | 0 | 53.09 | 48.1 | 8 | 0
2030 | RMPA_2_SPP_N | RMPA | SPP_N | External | Shoulder | B15 | 1203 | 210 | 0 | 51.42 | 47.97 | 8 | 0
2030 | RMPA_2_SPP_N | RMPA | SPP_N | External | Summer | B1 | 10 | 210 | 0 | 78.67 | 79.41 | 8 | 0
2030 | RMPA_2_SPP_N | RMPA | SPP_N | External | Summer | B2 | 25 | 210 | 0 | 78.67 | 79.41 | 8 | 0
2030 | RMPA_2_SPP_N | RMPA | SPP_N | External | Summer | B3 | 75 | 210 | 0 | 78.67 | 79.41 | 8 | 0
2030 | RMPA_2_SPP_N | RMPA | SPP_N | External | Summer | B4 | 100 | 210 | 209.79 | 70.44 | 78.45 | 8 | 0.01
2030 | RMPA_2_SPP_N | RMPA | SPP_N | External | Summer | B5 | 200 | 210 | 210 | 66.11 | 76.19 | 8 | 2.08
2030 | RMPA_2_SPP_N | RMPA | SPP_N | External | Summer | B6 | 300 | 210 | 210 | 55.77 | 65.23 | 8 | 1.46
2030 | RMPA_2_SPP_N | RMPA | SPP_N | External | Summer | B7 | 400 | 210 | 0 | 51.28 | 54.08 | 8 | 0
2030 | RMPA_2_SPP_N | RMPA | SPP_N | External | Summer | B8 | 500 | 210 | 0 | 51.28 | 48.57 | 8 | 0
2030 | RMPA_2_SPP_N | RMPA | SPP_N | External | Summer | B9 | 800 | 210 | 0 | 50.47 | 46.45 | 8 | 0
2030 | RMPA_2_SPP_N | RMPA | SPP_N | External | Summer | B10 | 1262 | 210 | 0 | 47.8 | 46.35 | 8 | 0
2030 | RMPA_2_SPP_N | RMPA | SPP_N | External | Winter | B16 | 25 | 210 | 0 | 71.14 | 74.02 | 8 | 0
2030 | RMPA_2_SPP_N | RMPA | SPP_N | External | Winter | B17 | 100 | 210 | 0 | 57.33 | 53.64 | 8 | 0
2030 | RMPA_2_SPP_N | RMPA | SPP_N | External | Winter | B18 | 400 | 210 | 0 | 57.33 | 52.33 | 8 | 0
2030 | RMPA_2_SPP_N | RMPA | SPP_N | External | Winter | B19 | 700 | 210 | 0 | 56.9 | 51.29 | 8 | 0
2030 | RMPA_2_SPP_N | RMPA | SPP_N | External | Winter | B20 | 935 | 210 | 0 | 45.95 | 50.18 | 8 | 0
2030 | SPP_N_2_RMPA | SPP_N | RMPA | External | Shoulder | B11 | 25 | 210 | 0 | 76.07 | 53.4 | 5 | 0
2030 | SPP_N_2_RMPA | SPP_N | RMPA | External | Shoulder | B12 | 200 | 210 | 0 | 58.17 | 53.4 | 5 | 0
2030 | SPP_N_2_RMPA | SPP_N | RMPA | External | Shoulder | B13 | 600 | 210 | 0 | 50.16 | 53.09 | 5 | 0
2030 | SPP_N_2_RMPA | SPP_N | RMPA | External | Shoulder | B14 | 900 | 210 | 0.02 | 48.1 | 53.09 | 5 | 0
2030 | SPP_N_2_RMPA | SPP_N | RMPA | External | Shoulder | B15 | 1203 | 210 | 0 | 47.97 | 51.42 | 5 | 0
2030 | SPP_N_2_RMPA | SPP_N | RMPA | External | Summer | B1 | 10 | 210 | 0 | 79.41 | 78.67 | 5 | 0
2030 | SPP_N_2_RMPA | SPP_N | RMPA | External | Summer | B2 | 25 | 210 | 0 | 79.41 | 78.67 | 5 | 0
2030 | SPP_N_2_RMPA | SPP_N | RMPA | External | Summer | B3 | 75 | 210 | 0 | 79.41 | 78.67 | 5 | 0
2030 | SPP_N_2_RMPA | SPP_N | RMPA | External | Summer | B4 | 100 | 210 | 0 | 78.45 | 70.44 | 5 | 0
2030 | SPP_N_2_RMPA | SPP_N | RMPA | External | Summer | B5 | 200 | 210 | 0 | 76.19 | 66.11 | 5 | 0
2030 | SPP_N_2_RMPA | SPP_N | RMPA | External | Summer | B6 | 300 | 210 | 0 | 65.23 | 55.77 | 5 | 0
2030 | SPP_N_2_RMPA | SPP_N | RMPA | External | Summer | B7 | 400 | 210 | 0 | 54.08 | 51.28 | 5 | 0
2030 | SPP_N_2_RMPA | SPP_N | RMPA | External | Summer | B8 | 500 | 210 | 0 | 48.57 | 51.28 | 5 | 0
2030 | SPP_N_2_RMPA | SPP_N | RMPA | External | Summer | B9 | 800 | 210 | 0 | 46.45 | 50.47 | 5 | 0
2030 | SPP_N_2_RMPA | SPP_N | RMPA | External | Summer | B10 | 1262 | 210 | 0 | 46.35 | 47.8 | 5 | 0
2030 | SPP_N_2_RMPA | SPP_N | RMPA | External | Winter | B16 | 25 | 210 | 0 | 74.02 | 71.14 | 5 | 0
2030 | SPP_N_2_RMPA | SPP_N | RMPA | External | Winter | B17 | 100 | 210 | 0 | 53.64 | 57.33 | 5 | 0
2030 | SPP_N_2_RMPA | SPP_N | RMPA | External | Winter | B18 | 400 | 210 | 126.13 | 52.33 | 57.33 | 5 | 0
2030 | SPP_N_2_RMPA | SPP_N | RMPA | External | Winter | B19 | 700 | 210 | 210 | 51.29 | 56.9 | 5 | 0.61
2030 | SPP_N_2_RMPA | SPP_N | RMPA | External | Winter | B20 | 935 | 210 | 0 | 50.18 | 45.95 | 5 | 0
2030 | SPP_S_2_ERCOT | SPP_S | ERCOT | External | Shoulder | B11 | 25 | 800 | 0 | 69.41 | 70.04 | 5 | 0
2030 | SPP_S_2_ERCOT | SPP_S | ERCOT | External | Shoulder | B12 | 200 | 800 | 434.67 | 51.67 | 56.67 | 5 | 0
2030 | SPP_S_2_ERCOT | SPP_S | ERCOT | External | Shoulder | B13 | 600 | 800 | 0 | 49.79 | 47.87 | 5 | 0
2030 | SPP_S_2_ERCOT | SPP_S | ERCOT | External | Shoulder | B14 | 900 | 800 | 0 | 48.09 | 47.87 | 5 | 0
2030 | SPP_S_2_ERCOT | SPP_S | ERCOT | External | Shoulder | B15 | 1203 | 800 | 0 | 47.98 | 47.87 | 5 | 0
2030 | SPP_S_2_ERCOT | SPP_S | ERCOT | External | Summer | B1 | 10 | 800 | 0.03 | 75.73 | 79.8 | 5 | 0
2030 | SPP_S_2_ERCOT | SPP_S | ERCOT | External | Summer | B2 | 25 | 800 | 0 | 75.95 | 79.8 | 5 | 0
2030 | SPP_S_2_ERCOT | SPP_S | ERCOT | External | Summer | B3 | 75 | 800 | 0 | 75.95 | 68.1 | 5 | 0
2030 | SPP_S_2_ERCOT | SPP_S | ERCOT | External | Summer | B4 | 100 | 800 | 0 | 69.07 | 68.1 | 5 | 0
2030 | SPP_S_2_ERCOT | SPP_S | ERCOT | External | Summer | B5 | 200 | 800 | 0 | 67.59 | 68.1 | 5 | 0
2030 | SPP_S_2_ERCOT | SPP_S | ERCOT | External | Summer | B6 | 300 | 800 | 0 | 65.24 | 68.1 | 5 | 0
2030 | SPP_S_2_ERCOT | SPP_S | ERCOT | External | Summer | B7 | 400 | 800 | 800 | 54.09 | 60.06 | 5 | 0.97
2030 | SPP_S_2_ERCOT | SPP_S | ERCOT | External | Summer | B8 | 500 | 800 | 0 | 48.58 | 50.77 | 5 | 0
2030 | SPP_S_2_ERCOT | SPP_S | ERCOT | External | Summer | B9 | 800 | 800 | 0 | 46.46 | 46.56 | 5 | 0
2030 | SPP_S_2_ERCOT | SPP_S | ERCOT | External | Summer | B10 | 1262 | 800 | 0 | 46.36 | 46.56 | 5 | 0
2030 | SPP_S_2_ERCOT | SPP_S | ERCOT | External | Winter | B16 | 25 | 800 | 0 | 74.01 | 74.3 | 5 | 0
2030 | SPP_S_2_ERCOT | SPP_S | ERCOT | External | Winter | B17 | 100 | 800 | 0 | 53.65 | 55.33 | 5 | 0
2030 | SPP_S_2_ERCOT | SPP_S | ERCOT | External | Winter | B18 | 400 | 800 | 0 | 52.34 | 50.72 | 5 | 0
2030 | SPP_S_2_ERCOT | SPP_S | ERCOT | External | Winter | B19 | 700 | 800 | 0 | 51.3 | 50.72 | 5 | 0
2030 | SPP_S_2_ERCOT | SPP_S | ERCOT | External | Winter | B20 | 935 | 800 | 0 | 50.19 | 50.72 | 5 | 0
2035 | AZ_NM_SNV_Coal_2_SPP_S | AZ_NM_SNV_Coal | SPP_S | External | Shoulder | B11 | 25 | 400 | 0.02 | 69.84 | 77.37 | 8.17 | 0
2035 | AZ_NM_SNV_Coal_2_SPP_S | AZ_NM_SNV_Coal | SPP_S | External | Shoulder | B12 | 200 | 400 | 0 | 69.84 | 53.52 | 8.17 | 0
2035 | AZ_NM_SNV_Coal_2_SPP_S | AZ_NM_SNV_Coal | SPP_S | External | Shoulder | B13 | 600 | 400 | 0 | 64.24 | 53.52 | 8.17 | 0
2035 | AZ_NM_SNV_Coal_2_SPP_S | AZ_NM_SNV_Coal | SPP_S | External | Shoulder | B14 | 900 | 400 | 0 | 64.24 | 53.4 | 8.17 | 0
2035 | AZ_NM_SNV_Coal_2_SPP_S | AZ_NM_SNV_Coal | SPP_S | External | Shoulder | B15 | 1203 | 400 | 0 | 56.07 | 49.02 | 8.17 | 0
2035 | AZ_NM_SNV_Coal_2_SPP_S | AZ_NM_SNV_Coal | SPP_S | External | Summer | B1 | 10 | 400 | 0 | 101.54 | 74.74 | 8.17 | 0
2035 | AZ_NM_SNV_Coal_2_SPP_S | AZ_NM_SNV_Coal | SPP_S | External | Summer | B2 | 25 | 400 | 0 | 101.54 | 75.37 | 8.17 | 0
2035 | AZ_NM_SNV_Coal_2_SPP_S | AZ_NM_SNV_Coal | SPP_S | External | Summer | B3 | 75 | 400 | 0 | 101.54 | 75.37 | 8.17 | 0
2035 | AZ_NM_SNV_Coal_2_SPP_S | AZ_NM_SNV_Coal | SPP_S | External | Summer | B4 | 100 | 400 | 0 | 95.9 | 74.74 | 8.17 | 0
2035 | AZ_NM_SNV_Coal_2_SPP_S | AZ_NM_SNV_Coal | SPP_S | External | Summer | B5 | 200 | 400 | 0 | 88.23 | 74.74 | 8.17 | 0
2035 | AZ_NM_SNV_Coal_2_SPP_S | AZ_NM_SNV_Coal | SPP_S | External | Summer | B6 | 300 | 400 | 0 | 74.19 | 72.27 | 8.17 | 0
2035 | AZ_NM_SNV_Coal_2_SPP_S | AZ_NM_SNV_Coal | SPP_S | External | Summer | B7 | 400 | 400 | 0 | 68.36 | 55.89 | 8.17 | 0
2035 | AZ_NM_SNV_Coal_2_SPP_S | AZ_NM_SNV_Coal | SPP_S | External | Summer | B8 | 500 | 400 | 0 | 68.33 | 52.34 | 8.17 | 0
2035 | AZ_NM_SNV_Coal_2_SPP_S | AZ_NM_SNV_Coal | SPP_S | External | Summer | B9 | 800 | 400 | 0 | 68.13 | 51.61 | 8.17 | 0
2035 | AZ_NM_SNV_Coal_2_SPP_S | AZ_NM_SNV_Coal | SPP_S | External | Summer | B10 | 1262 | 400 | 0 | 57.22 | 47.43 | 8.17 | 0
2035 | AZ_NM_SNV_Coal_2_SPP_S | AZ_NM_SNV_Coal | SPP_S | External | Winter | B16 | 25 | 400 | 0 | 73.59 | 59.76 | 8.17 | 0
2035 | AZ_NM_SNV_Coal_2_SPP_S | AZ_NM_SNV_Coal | SPP_S | External | Winter | B17 | 100 | 400 | 0 | 69.16 | 57.13 | 8.17 | 0
2035 | AZ_NM_SNV_Coal_2_SPP_S | AZ_NM_SNV_Coal | SPP_S | External | Winter | B18 | 400 | 400 | 0 | 68.7 | 57 | 8.17 | 0
2035 | AZ_NM_SNV_Coal_2_SPP_S | AZ_NM_SNV_Coal | SPP_S | External | Winter | B19 | 700 | 400 | 0 | 68.7 | 53.25 | 8.17 | 0
2035 | AZ_NM_SNV_Coal_2_SPP_S | AZ_NM_SNV_Coal | SPP_S | External | Winter | B20 | 935 | 400 | 0 | 59.92 | 52.04 | 8.17 | 0
2035 | ERCOT_2_SPP_S | ERCOT | SPP_S | External | Shoulder | B11 | 25 | 800 | 0 | 78.16 | 77.37 | 8 | 0
2035 | ERCOT_2_SPP_S | ERCOT | SPP_S | External | Shoulder | B12 | 200 | 800 | 0 | 58.18 | 53.52 | 8 | 0
2035 | ERCOT_2_SPP_S | ERCOT | SPP_S | External | Shoulder | B13 | 600 | 800 | 0 | 53.32 | 53.52 | 8 | 0
2035 | ERCOT_2_SPP_S | ERCOT | SPP_S | External | Shoulder | B14 | 900 | 800 | 0 | 53.32 | 53.4 | 8 | 0
2035 | ERCOT_2_SPP_S | ERCOT | SPP_S | External | Shoulder | B15 | 1203 | 800 | 0 | 53.32 | 49.02 | 8 | 0
2035 | ERCOT_2_SPP_S | ERCOT | SPP_S | External | Summer | B1 | 10 | 800 | 0 | 88.33 | 74.74 | 8 | 0
2035 | ERCOT_2_SPP_S | ERCOT | SPP_S | External | Summer | B2 | 25 | 800 | 0 | 88.33 | 75.37 | 8 | 0
2035 | ERCOT_2_SPP_S | ERCOT | SPP_S | External | Summer | B3 | 75 | 800 | 0 | 75.93 | 75.37 | 8 | 0
2035 | ERCOT_2_SPP_S | ERCOT | SPP_S | External | Summer | B4 | 100 | 800 | 0 | 75.93 | 74.74 | 8 | 0
2035 | ERCOT_2_SPP_S | ERCOT | SPP_S | External | Summer | B5 | 200 | 800 | 0 | 75.93 | 74.74 | 8 | 0
2035 | ERCOT_2_SPP_S | ERCOT | SPP_S | External | Summer | B6 | 300 | 800 | 0 | 75.93 | 72.27 | 8 | 0
2035 | ERCOT_2_SPP_S | ERCOT | SPP_S | External | Summer | B7 | 400 | 800 | 0 | 56.54 | 55.89 | 8 | 0
2035 | ERCOT_2_SPP_S | ERCOT | SPP_S | External | Summer | B8 | 500 | 800 | 0 | 51.83 | 52.34 | 8 | 0
2035 | ERCOT_2_SPP_S | ERCOT | SPP_S | External | Summer | B9 | 800 | 800 | 0 | 51.83 | 51.61 | 8 | 0
2035 | ERCOT_2_SPP_S | ERCOT | SPP_S | External | Summer | B10 | 1262 | 800 | 0 | 51.83 | 47.43 | 8 | 0
2035 | ERCOT_2_SPP_S | ERCOT | SPP_S | External | Winter | B16 | 25 | 800 | 0 | 72.99 | 59.76 | 8 | 0
2035 | ERCOT_2_SPP_S | ERCOT | SPP_S | External | Winter | B17 | 100 | 800 | 0 | 56.86 | 57.13 | 8 | 0
2035 | ERCOT_2_SPP_S | ERCOT | SPP_S | External | Winter | B18 | 400 | 800 | 0 | 56.47 | 57 | 8 | 0
2035 | ERCOT_2_SPP_S | ERCOT | SPP_S | External | Winter | B19 | 700 | 800 | 0 | 56.47 | 53.25 | 8 | 0
2035 | ERCOT_2_SPP_S | ERCOT | SPP_S | External | Winter | B20 | 935 | 800 | 0 | 56.47 | 52.04 | 8 | 0
2035 | MAPP_US_2_RMPA | MAPP_US | RMPA | External | Shoulder | B11 | 25 | 200 | 0 | 80.98 | 59.27 | 8 | 0
2035 | MAPP_US_2_RMPA | MAPP_US | RMPA | External | Shoulder | B12 | 200 | 200 | 0 | 60.12 | 59.27 | 8 | 0
2035 | MAPP_US_2_RMPA | MAPP_US | RMPA | External | Shoulder | B13 | 600 | 200 | 200 | 47.79 | 56.07 | 8 | 0.28
2035 | MAPP_US_2_RMPA | MAPP_US | RMPA | External | Shoulder | B14 | 900 | 200 | 200 | 47.79 | 56.07 | 8 | 0.28
2035 | MAPP_US_2_RMPA | MAPP_US | RMPA | External | Shoulder | B15 | 1203 | 200 | 0 | 45.32 | 51.96 | 8 | 0
2035 | MAPP_US_2_RMPA | MAPP_US | RMPA | External | Summer | B1 | 10 | 200 | 0.02 | 80.66 | 86.76 | 8 | 0
2035 | MAPP_US_2_RMPA | MAPP_US | RMPA | External | Summer | B2 | 25 | 200 | 0 | 80.66 | 86.76 | 8 | 0
2035 | MAPP_US_2_RMPA | MAPP_US | RMPA | External | Summer | B3 | 75 | 200 | 0 | 81.31 | 86.76 | 8 | 0
2035 | MAPP_US_2_RMPA | MAPP_US | RMPA | External | Summer | B4 | 100 | 200 | 0 | 78.8 | 72.4 | 8 | 0
2035 | MAPP_US_2_RMPA | MAPP_US | RMPA | External | Summer | B5 | 200 | 200 | 0 | 77.55 | 66.3 | 8 | 0
2035 | MAPP_US_2_RMPA | MAPP_US | RMPA | External | Summer | B6 | 300 | 200 | 0 | 65.25 | 56.9 | 8 | 0
2035 | MAPP_US_2_RMPA | MAPP_US | RMPA | External | Summer | B7 | 400 | 200 | 181.48 | 48.9 | 56.9 | 8 | 0
2035 | MAPP_US_2_RMPA | MAPP_US | RMPA | External | Summer | B8 | 500 | 200 | 200 | 43.74 | 56.9 | 8 | 5.16
2035 | MAPP_US_2_RMPA | MAPP_US | RMPA | External | Summer | B9 | 800 | 200 | 200 | 43.08 | 55.08 | 8 | 4
2035 | MAPP_US_2_RMPA | MAPP_US | RMPA | External | Summer | B10 | 1262 | 200 | 150.44 | 38.13 | 46.13 | 8 | 0
2035 | MAPP_US_2_RMPA | MAPP_US | RMPA | External | Winter | B16 | 25 | 200 | 0 | 79.75 | 76.86 | 8 | 0
2035 | MAPP_US_2_RMPA | MAPP_US | RMPA | External | Winter | B17 | 100 | 200 | 0 | 60.12 | 63.7 | 8 | 0
2035 | MAPP_US_2_RMPA | MAPP_US | RMPA | External | Winter | B18 | 400 | 200 | 174.52 | 52.53 | 60.53 | 8 | 0
2035 | MAPP_US_2_RMPA | MAPP_US | RMPA | External | Winter | B19 | 700 | 200 | 120.18 | 52.53 | 60.53 | 8 | 0
2035 | MAPP_US_2_RMPA | MAPP_US | RMPA | External | Winter | B20 | 935 | 200 | 0 | 50.45 | 46.12 | 8 | 0
2035 | NE_2_RMPA | NE | RMPA | External | Shoulder | B11 | 25 | 310 | 0 | 87.98 | 59.27 | 5 | 0
2035 | NE_2_RMPA | NE | RMPA | External | Shoulder | B12 | 200 | 310 | 0 | 66.21 | 59.27 | 5 | 0
2035 | NE_2_RMPA | NE | RMPA | External | Shoulder | B13 | 600 | 310 | 0 | 54.79 | 56.07 | 5 | 0
2035 | NE_2_RMPA | NE | RMPA | External | Shoulder | B14 | 900 | 310 | 0 | 53.37 | 56.07 | 5 | 0
2035 | NE_2_RMPA | NE | RMPA | External | Shoulder | B15 | 1203 | 310 | 0 | 49.02 | 51.96 | 5 | 0
2035 | NE_2_RMPA | NE | RMPA | External | Summer | B1 | 10 | 310 | 0 | 87.66 | 86.76 | 5 | 0
2035 | NE_2_RMPA | NE | RMPA | External | Summer | B2 | 25 | 310 | 0 | 87.66 | 86.76 | 5 | 0
2035 | NE_2_RMPA | NE | RMPA | External | Summer | B3 | 75 | 310 | 0 | 88.31 | 86.76 | 5 | 0
2035 | NE_2_RMPA | NE | RMPA | External | Summer | B4 | 100 | 310 | 0 | 85.8 | 72.4 | 5 | 0
2035 | NE_2_RMPA | NE | RMPA | External | Summer | B5 | 200 | 310 | 0 | 84.55 | 66.3 | 5 | 0
2035 | NE_2_RMPA | NE | RMPA | External | Summer | B6 | 300 | 310 | 0 | 72.25 | 56.9 | 5 | 0
2035 | NE_2_RMPA | NE | RMPA | External | Summer | B7 | 400 | 310 | 0 | 55.9 | 56.9 | 5 | 0
2035 | NE_2_RMPA | NE | RMPA | External | Summer | B8 | 500 | 310 | 310 | 50.74 | 56.9 | 5 | 1.16
2035 | NE_2_RMPA | NE | RMPA | External | Summer | B9 | 800 | 310 | 167.09 | 50.08 | 55.08 | 5 | 0
2035 | NE_2_RMPA | NE | RMPA | External | Summer | B10 | 1262 | 310 | 310 | 40.13 | 46.13 | 5 | 1
2035 | NE_2_RMPA | NE | RMPA | External | Winter | B16 | 25 | 310 | 0 | 86.75 | 76.86 | 5 | 0
2035 | NE_2_RMPA | NE | RMPA | External | Winter | B17 | 100 | 310 | 0 | 62.12 | 63.7 | 5 | 0
2035 | NE_2_RMPA | NE | RMPA | External | Winter | B18 | 400 | 310 | 0 | 56.98 | 60.53 | 5 | 0
2035 | NE_2_RMPA | NE | RMPA | External | Winter | B19 | 700 | 310 | 310 | 53.25 | 60.53 | 5 | 2.29
2035 | NE_2_RMPA | NE | RMPA | External | Winter | B20 | 935 | 310 | 0 | 49.35 | 46.12 | 5 | 0
2035 | NWPP_Coal_2_MAPP_US | NWPP_Coal | MAPP_US | External | Shoulder | B11 | 25 | 150 | 150 | 64.24 | 80.98 | 8 | 8.74
2035 | NWPP_Coal_2_MAPP_US | NWPP_Coal | MAPP_US | External | Shoulder | B12 | 200 | 150 | 0 | 64.24 | 60.12 | 8 | 0
2035 | NWPP_Coal_2_MAPP_US | NWPP_Coal | MAPP_US | External | Shoulder | B13 | 600 | 150 | 0 | 64.24 | 47.79 | 8 | 0
2035 | NWPP_Coal_2_MAPP_US | NWPP_Coal | MAPP_US | External | Shoulder | B14 | 900 | 150 | 0 | 64.24 | 47.79 | 8 | 0
2035 | NWPP_Coal_2_MAPP_US | NWPP_Coal | MAPP_US | External | Shoulder | B15 | 1203 | 150 | 0 | 64.24 | 45.32 | 8 | 0
2035 | NWPP_Coal_2_MAPP_US | NWPP_Coal | MAPP_US | External | Summer | B1 | 10 | 150 | 150 | 64.24 | 80.66 | 8 | 8.42
2035 | NWPP_Coal_2_MAPP_US | NWPP_Coal | MAPP_US | External | Summer | B2 | 25 | 150 | 150 | 64.24 | 80.66 | 8 | 8.42
2035 | NWPP_Coal_2_MAPP_US | NWPP_Coal | MAPP_US | External | Summer | B3 | 75 | 150 | 150 | 64.24 | 81.31 | 8 | 9.07
2035 | NWPP_Coal_2_MAPP_US | NWPP_Coal | MAPP_US | External | Summer | B4 | 100 | 150 | 150 | 64.24 | 78.8 | 8 | 6.56
2035 | NWPP_Coal_2_MAPP_US | NWPP_Coal | MAPP_US | External | Summer | B5 | 200 | 150 | 150 | 64.24 | 77.55 | 8 | 5.31
2035 | NWPP_Coal_2_MAPP_US | NWPP_Coal | MAPP_US | External | Summer | B6 | 300 | 150 | 0 | 64.24 | 65.25 | 8 | 0
2035 | NWPP_Coal_2_MAPP_US | NWPP_Coal | MAPP_US | External | Summer | B7 | 400 | 150 | 0 | 64.24 | 48.9 | 8 | 0
2035 | NWPP_Coal_2_MAPP_US | NWPP_Coal | MAPP_US | External | Summer | B8 | 500 | 150 | 0 | 64.24 | 43.74 | 8 | 0
2035 | NWPP_Coal_2_MAPP_US | NWPP_Coal | MAPP_US | External | Summer | B9 | 800 | 150 | 0 | 64.24 | 43.08 | 8 | 0
2035 | NWPP_Coal_2_MAPP_US | NWPP_Coal | MAPP_US | External | Summer | B10 | 1262 | 150 | 0 | 64.24 | 38.13 | 8 | 0
2035 | NWPP_Coal_2_MAPP_US | NWPP_Coal | MAPP_US | External | Winter | B16 | 25 | 150 | 150 | 68.7 | 79.75 | 8 | 3.05
2035 | NWPP_Coal_2_MAPP_US | NWPP_Coal | MAPP_US | External | Winter | B17 | 100 | 150 | 0 | 68.7 | 60.12 | 8 | 0
2035 | NWPP_Coal_2_MAPP_US | NWPP_Coal | MAPP_US | External | Winter | B18 | 400 | 150 | 0 | 68.7 | 52.53 | 8 | 0
2035 | NWPP_Coal_2_MAPP_US | NWPP_Coal | MAPP_US | External | Winter | B19 | 700 | 150 | 0 | 68.7 | 52.53 | 8 | 0
2035 | NWPP_Coal_2_MAPP_US | NWPP_Coal | MAPP_US | External | Winter | B20 | 935 | 150 | 0 | 68.7 | 50.45 | 8 | 0
2035 | RMPA_2_MAPP_US | RMPA | MAPP_US | External | Shoulder | B11 | 25 | 200 | 200 | 59.27 | 80.98 | 8 | 13.71
2035 | RMPA_2_MAPP_US | RMPA | MAPP_US | External | Shoulder | B12 | 200 | 200 | 0 | 59.27 | 60.12 | 8 | 0
2035 | RMPA_2_MAPP_US | RMPA | MAPP_US | External | Shoulder | B13 | 600 | 200 | 0 | 56.07 | 47.79 | 8 | 0
2035 | RMPA_2_MAPP_US | RMPA | MAPP_US | External | Shoulder | B14 | 900 | 200 | 0 | 56.07 | 47.79 | 8 | 0
2035 | RMPA_2_MAPP_US | RMPA | MAPP_US | External | Shoulder | B15 | 1203 | 200 | 0 | 51.96 | 45.32 | 8 | 0
2035 | RMPA_2_MAPP_US | RMPA | MAPP_US | External | Summer | B1 | 10 | 200 | 0 | 86.76 | 80.66 | 8 | 0
2035 | RMPA_2_MAPP_US | RMPA | MAPP_US | External | Summer | B2 | 25 | 200 | 0 | 86.76 | 80.66 | 8 | 0
2035 | RMPA_2_MAPP_US | RMPA | MAPP_US | External | Summer | B3 | 75 | 200 | 0 | 86.76 | 81.31 | 8 | 0
2035 | RMPA_2_MAPP_US | RMPA | MAPP_US | External | Summer | B4 | 100 | 200 | 0 | 72.4 | 78.8 | 8 | 0
2035 | RMPA_2_MAPP_US | RMPA | MAPP_US | External | Summer | B5 | 200 | 200 | 200 | 66.3 | 77.55 | 8 | 3.25
2035 | RMPA_2_MAPP_US | RMPA | MAPP_US | External | Summer | B6 | 300 | 200 | 200 | 56.9 | 65.25 | 8 | 0.35
2035 | RMPA_2_MAPP_US | RMPA | MAPP_US | External | Summer | B7 | 400 | 200 | 0 | 56.9 | 48.9 | 8 | 0
2035 | RMPA_2_MAPP_US | RMPA | MAPP_US | External | Summer | B8 | 500 | 200 | 0 | 56.9 | 43.74 | 8 | 0
2035 | RMPA_2_MAPP_US | RMPA | MAPP_US | External | Summer | B9 | 800 | 200 | 0 | 55.08 | 43.08 | 8 | 0
2035 | RMPA_2_MAPP_US | RMPA | MAPP_US | External | Summer | B10 | 1262 | 200 | 0 | 46.13 | 38.13 | 8 | 0
2035 | RMPA_2_MAPP_US | RMPA | MAPP_US | External | Winter | B16 | 25 | 200 | 0 | 76.86 | 79.75 | 8 | 0
2035 | RMPA_2_MAPP_US | RMPA | MAPP_US | External | Winter | B17 | 100 | 200 | 0 | 63.7 | 60.12 | 8 | 0
2035 | RMPA_2_MAPP_US | RMPA | MAPP_US | External | Winter | B18 | 400 | 200 | 0 | 60.53 | 52.53 | 8 | 0
2035 | RMPA_2_MAPP_US | RMPA | MAPP_US | External | Winter | B19 | 700 | 200 | 0 | 60.53 | 52.53 | 8 | 0
2035 | RMPA_2_MAPP_US | RMPA | MAPP_US | External | Winter | B20 | 935 | 200 | 0 | 46.12 | 50.45 | 8 | 0
2035 | RMPA_2_NE | RMPA | NE | External | Shoulder | B11 | 25 | 310 | 310 | 59.27 | 87.98 | 8 | 20.71
2035 | RMPA_2_NE | RMPA | NE | External | Shoulder | B12 | 200 | 310 | 0 | 59.27 | 66.21 | 8 | 0
2035 | RMPA_2_NE | RMPA | NE | External | Shoulder | B13 | 600 | 310 | 0 | 56.07 | 54.79 | 8 | 0
2035 | RMPA_2_NE | RMPA | NE | External | Shoulder | B14 | 900 | 310 | 0 | 56.07 | 53.37 | 8 | 0
2035 | RMPA_2_NE | RMPA | NE | External | Shoulder | B15 | 1203 | 310 | 0 | 51.96 | 49.02 | 8 | 0
2035 | RMPA_2_NE | RMPA | NE | External | Summer | B1 | 10 | 310 | 0 | 86.76 | 87.66 | 8 | 0
2035 | RMPA_2_NE | RMPA | NE | External | Summer | B2 | 25 | 310 | 0 | 86.76 | 87.66 | 8 | 0
2035 | RMPA_2_NE | RMPA | NE | External | Summer | B3 | 75 | 310 | 0 | 86.76 | 88.31 | 8 | 0
2035 | RMPA_2_NE | RMPA | NE | External | Summer | B4 | 100 | 310 | 310 | 72.4 | 85.8 | 8 | 5.4
2035 | RMPA_2_NE | RMPA | NE | External | Summer | B5 | 200 | 310 | 310 | 66.3 | 84.55 | 8 | 10.25
2035 | RMPA_2_NE | RMPA | NE | External | Summer | B6 | 300 | 310 | 310 | 56.9 | 72.25 | 8 | 7.35
2035 | RMPA_2_NE | RMPA | NE | External | Summer | B7 | 400 | 310 | 0 | 56.9 | 55.9 | 8 | 0
2035 | RMPA_2_NE | RMPA | NE | External | Summer | B8 | 500 | 310 | 0 | 56.9 | 50.74 | 8 | 0
2035 | RMPA_2_NE | RMPA | NE | External | Summer | B9 | 800 | 310 | 0 | 55.08 | 50.08 | 8 | 0
2035 | RMPA_2_NE | RMPA | NE | External | Summer | B10 | 1262 | 310 | 0 | 46.13 | 40.13 | 8 | 0
2035 | RMPA_2_NE | RMPA | NE | External | Winter | B16 | 25 | 310 | 309.99 | 76.86 | 86.75 | 8 | 1.89
2035 | RMPA_2_NE | RMPA | NE | External | Winter | B17 | 100 | 310 | 0 | 63.7 | 62.12 | 8 | 0
2035 | RMPA_2_NE | RMPA | NE | External | Winter | B18 | 400 | 310 | 0 | 60.53 | 56.98 | 8 | 0
2035 | RMPA_2_NE | RMPA | NE | External | Winter | B19 | 700 | 310 | 0 | 60.53 | 53.25 | 8 | 0
2035 | RMPA_2_NE | RMPA | NE | External | Winter | B20 | 935 | 310 | 0 | 46.12 | 49.35 | 8 | 0
2035 | RMPA_2_SPP_N | RMPA | SPP_N | External | Shoulder | B11 | 25 | 210 | 210 | 59.27 | 88.08 | 8 | 20.81
2035 | RMPA_2_SPP_N | RMPA | SPP_N | External | Shoulder | B12 | 200 | 210 | 0 | 59.27 | 66.23 | 8 | 0
2035 | RMPA_2_SPP_N | RMPA | SPP_N | External | Shoulder | B13 | 600 | 210 | 0 | 56.07 | 54.8 | 8 | 0
2035 | RMPA_2_SPP_N | RMPA | SPP_N | External | Shoulder | B14 | 900 | 210 | 0 | 56.07 | 53.38 | 8 | 0
2035 | RMPA_2_SPP_N | RMPA | SPP_N | External | Shoulder | B15 | 1203 | 210 | 0 | 51.96 | 49.03 | 8 | 0
2035 | RMPA_2_SPP_N | RMPA | SPP_N | External | Summer | B1 | 10 | 210 | 0 | 86.76 | 88.32 | 8 | 0
2035 | RMPA_2_SPP_N | RMPA | SPP_N | External | Summer | B2 | 25 | 210 | 0 | 86.76 | 88.32 | 8 | 0
2035 | RMPA_2_SPP_N | RMPA | SPP_N | External | Summer | B3 | 75 | 210 | 0 | 86.76 | 88.32 | 8 | 0
2035 | RMPA_2_SPP_N | RMPA | SPP_N | External | Summer | B4 | 100 | 210 | 210 | 72.4 | 85.81 | 8 | 5.41
2035 | RMPA_2_SPP_N | RMPA | SPP_N | External | Summer | B5 | 200 | 210 | 210 | 66.3 | 85.45 | 8 | 11.15
2035 | RMPA_2_SPP_N | RMPA | SPP_N | External | Summer | B6 | 300 | 210 | 210 | 56.9 | 72.26 | 8 | 7.36
2035 | RMPA_2_SPP_N | RMPA | SPP_N | External | Summer | B7 | 400 | 210 | 0 | 56.9 | 55.91 | 8 | 0
2035 | RMPA_2_SPP_N | RMPA | SPP_N | External | Summer | B8 | 500 | 210 | 0 | 56.9 | 52.35 | 8 | 0
2035 | RMPA_2_SPP_N | RMPA | SPP_N | External | Summer | B9 | 800 | 210 | 0 | 55.08 | 51.6 | 8 | 0
2035 | RMPA_2_SPP_N | RMPA | SPP_N | External | Summer | B10 | 1262 | 210 | 0 | 46.13 | 47.41 | 8 | 0
2035 | RMPA_2_SPP_N | RMPA | SPP_N | External | Winter | B16 | 25 | 210 | 209.99 | 76.86 | 86.76 | 8 | 1.9
2035 | RMPA_2_SPP_N | RMPA | SPP_N | External | Winter | B17 | 100 | 210 | 0 | 63.7 | 62.13 | 8 | 0
2035 | RMPA_2_SPP_N | RMPA | SPP_N | External | Winter | B18 | 400 | 210 | 0 | 60.53 | 56.99 | 8 | 0
2035 | RMPA_2_SPP_N | RMPA | SPP_N | External | Winter | B19 | 700 | 210 | 0 | 60.53 | 53.26 | 8 | 0
2035 | RMPA_2_SPP_N | RMPA | SPP_N | External | Winter | B20 | 935 | 210 | 0 | 46.12 | 52.03 | 8 | 0
2035 | SPP_N_2_RMPA | SPP_N | RMPA | External | Shoulder | B11 | 25 | 210 | 0 | 88.08 | 59.27 | 5 | 0
2035 | SPP_N_2_RMPA | SPP_N | RMPA | External | Shoulder | B12 | 200 | 210 | 0 | 66.23 | 59.27 | 5 | 0
2035 | SPP_N_2_RMPA | SPP_N | RMPA | External | Shoulder | B13 | 600 | 210 | 0 | 54.8 | 56.07 | 5 | 0
2035 | SPP_N_2_RMPA | SPP_N | RMPA | External | Shoulder | B14 | 900 | 210 | 0 | 53.38 | 56.07 | 5 | 0
2035 | SPP_N_2_RMPA | SPP_N | RMPA | External | Shoulder | B15 | 1203 | 210 | 0 | 49.03 | 51.96 | 5 | 0
2035 | SPP_N_2_RMPA | SPP_N | RMPA | External | Summer | B1 | 10 | 210 | 0 | 88.32 | 86.76 | 5 | 0
2035 | SPP_N_2_RMPA | SPP_N | RMPA | External | Summer | B2 | 25 | 210 | 0 | 88.32 | 86.76 | 5 | 0
2035 | SPP_N_2_RMPA | SPP_N | RMPA | External | Summer | B3 | 75 | 210 | 0 | 88.32 | 86.76 | 5 | 0
2035 | SPP_N_2_RMPA | SPP_N | RMPA | External | Summer | B4 | 100 | 210 | 0 | 85.81 | 72.4 | 5 | 0
2035 | SPP_N_2_RMPA | SPP_N | RMPA | External | Summer | B5 | 200 | 210 | 0 | 85.45 | 66.3 | 5 | 0
2035 | SPP_N_2_RMPA | SPP_N | RMPA | External | Summer | B6 | 300 | 210 | 0 | 72.26 | 56.9 | 5 | 0
2035 | SPP_N_2_RMPA | SPP_N | RMPA | External | Summer | B7 | 400 | 210 | 0 | 55.91 | 56.9 | 5 | 0
2035 | SPP_N_2_RMPA | SPP_N | RMPA | External | Summer | B8 | 500 | 210 | 0 | 52.35 | 56.9 | 5 | 0
2035 | SPP_N_2_RMPA | SPP_N | RMPA | External | Summer | B9 | 800 | 210 | 0 | 51.6 | 55.08 | 5 | 0
2035 | SPP_N_2_RMPA | SPP_N | RMPA | External | Summer | B10 | 1262 | 210 | 0 | 47.41 | 46.13 | 5 | 0
2035 | SPP_N_2_RMPA | SPP_N | RMPA | External | Winter | B16 | 25 | 210 | 0 | 86.76 | 76.86 | 5 | 0
2035 | SPP_N_2_RMPA | SPP_N | RMPA | External | Winter | B17 | 100 | 210 | 0 | 62.13 | 63.7 | 5 | 0
2035 | SPP_N_2_RMPA | SPP_N | RMPA | External | Winter | B18 | 400 | 210 | 0 | 56.99 | 60.53 | 5 | 0
2035 | SPP_N_2_RMPA | SPP_N | RMPA | External | Winter | B19 | 700 | 210 | 210 | 53.26 | 60.53 | 5 | 2.27
2035 | SPP_N_2_RMPA | SPP_N | RMPA | External | Winter | B20 | 935 | 210 | 0 | 52.03 | 46.12 | 5 | 0
2035 | SPP_S_2_ERCOT | SPP_S | ERCOT | External | Shoulder | B11 | 25 | 800 | 0 | 77.37 | 78.16 | 5 | 0
2035 | SPP_S_2_ERCOT | SPP_S | ERCOT | External | Shoulder | B12 | 200 | 800 | 0 | 53.52 | 58.18 | 5 | 0
2035 | SPP_S_2_ERCOT | SPP_S | ERCOT | External | Shoulder | B13 | 600 | 800 | 0 | 53.52 | 53.32 | 5 | 0
2035 | SPP_S_2_ERCOT | SPP_S | ERCOT | External | Shoulder | B14 | 900 | 800 | 0 | 53.4 | 53.32 | 5 | 0
2035 | SPP_S_2_ERCOT | SPP_S | ERCOT | External | Shoulder | B15 | 1203 | 800 | 0 | 49.02 | 53.32 | 5 | 0
2035 | SPP_S_2_ERCOT | SPP_S | ERCOT | External | Summer | B1 | 10 | 800 | 800 | 74.74 | 88.33 | 5 | 8.58
2035 | SPP_S_2_ERCOT | SPP_S | ERCOT | External | Summer | B2 | 25 | 800 | 800 | 75.37 | 88.33 | 5 | 7.95
2035 | SPP_S_2_ERCOT | SPP_S | ERCOT | External | Summer | B3 | 75 | 800 | 0 | 75.37 | 75.93 | 5 | 0
2035 | SPP_S_2_ERCOT | SPP_S | ERCOT | External | Summer | B4 | 100 | 800 | 0 | 74.74 | 75.93 | 5 | 0
2035 | SPP_S_2_ERCOT | SPP_S | ERCOT | External | Summer | B5 | 200 | 800 | 0 | 74.74 | 75.93 | 5 | 0
2035 | SPP_S_2_ERCOT | SPP_S | ERCOT | External | Summer | B6 | 300 | 800 | 0 | 72.27 | 75.93 | 5 | 0
2035 | SPP_S_2_ERCOT | SPP_S | ERCOT | External | Summer | B7 | 400 | 800 | 0 | 55.89 | 56.54 | 5 | 0
2035 | SPP_S_2_ERCOT | SPP_S | ERCOT | External | Summer | B8 | 500 | 800 | 0 | 52.34 | 51.83 | 5 | 0
2035 | SPP_S_2_ERCOT | SPP_S | ERCOT | External | Summer | B9 | 800 | 800 | 0 | 51.61 | 51.83 | 5 | 0
2035 | SPP_S_2_ERCOT | SPP_S | ERCOT | External | Summer | B10 | 1262 | 800 | 0 | 47.43 | 51.83 | 5 | 0
2035 | SPP_S_2_ERCOT | SPP_S | ERCOT | External | Winter | B16 | 25 | 800 | 800 | 59.76 | 72.99 | 5 | 8.23
2035 | SPP_S_2_ERCOT | SPP_S | ERCOT | External | Winter | B17 | 100 | 800 | 0 | 57.13 | 56.86 | 5 | 0
2035 | SPP_S_2_ERCOT | SPP_S | ERCOT | External | Winter | B18 | 400 | 800 | 0 | 57 | 56.47 | 5 | 0
2035 | SPP_S_2_ERCOT | SPP_S | ERCOT | External | Winter | B19 | 700 | 800 | 0 | 53.25 | 56.47 | 5 | 0
2035 | SPP_S_2_ERCOT | SPP_S | ERCOT | External | Winter | B20 | 935 | 800 | 0 | 52.04 | 56.47 | 5 | 0
2040 | AZ_NM_SNV_Coal_2_SPP_S | AZ_NM_SNV_Coal | SPP_S | External | Shoulder | B11 | 25 | 400 | 0 | 81.13 | 81.88 | 8.17 | 0
2040 | AZ_NM_SNV_Coal_2_SPP_S | AZ_NM_SNV_Coal | SPP_S | External | Shoulder | B12 | 200 | 400 | 0 | 77.68 | 59.39 | 8.17 | 0
2040 | AZ_NM_SNV_Coal_2_SPP_S | AZ_NM_SNV_Coal | SPP_S | External | Shoulder | B13 | 600 | 400 | 0 | 66.5 | 59.25 | 8.17 | 0
2040 | AZ_NM_SNV_Coal_2_SPP_S | AZ_NM_SNV_Coal | SPP_S | External | Shoulder | B14 | 900 | 400 | 0 | 61.35 | 54.25 | 8.17 | 0
2040 | AZ_NM_SNV_Coal_2_SPP_S | AZ_NM_SNV_Coal | SPP_S | External | Shoulder | B15 | 1203 | 400 | 0 | 61.35 | 54.25 | 8.17 | 0
2040 | AZ_NM_SNV_Coal_2_SPP_S | AZ_NM_SNV_Coal | SPP_S | External | Summer | B1 | 10 | 400 | 0 | 126.85 | 72.39 | 8.17 | 0
2040 | AZ_NM_SNV_Coal_2_SPP_S | AZ_NM_SNV_Coal | SPP_S | External | Summer | B2 | 25 | 400 | 0 | 126.85 | 83.11 | 8.17 | 0
2040 | AZ_NM_SNV_Coal_2_SPP_S | AZ_NM_SNV_Coal | SPP_S | External | Summer | B3 | 75 | 400 | 0 | 117.69 | 83.82 | 8.17 | 0
2040 | AZ_NM_SNV_Coal_2_SPP_S | AZ_NM_SNV_Coal | SPP_S | External | Summer | B4 | 100 | 400 | 0 | 111.15 | 83.11 | 8.17 | 0
2040 | AZ_NM_SNV_Coal_2_SPP_S | AZ_NM_SNV_Coal | SPP_S | External | Summer | B5 | 200 | 400 | 0 | 97.91 | 83.11 | 8.17 | 0
2040 | AZ_NM_SNV_Coal_2_SPP_S | AZ_NM_SNV_Coal | SPP_S | External | Summer | B6 | 300 | 400 | 0 | 81.21 | 73.4 | 8.17 | 0
2040 | AZ_NM_SNV_Coal_2_SPP_S | AZ_NM_SNV_Coal | SPP_S | External | Summer | B7 | 400 | 400 | 0 | 79.45 | 60.08 | 8.17 | 0
2040 | AZ_NM_SNV_Coal_2_SPP_S | AZ_NM_SNV_Coal | SPP_S | External | Summer | B8 | 500 | 400 | 0 | 79.25 | 57.43 | 8.17 | 0
2040 | AZ_NM_SNV_Coal_2_SPP_S | AZ_NM_SNV_Coal | SPP_S | External | Summer | B9 | 800 | 400 | 0 | 71.1 | 57.02 | 8.17 | 0
2040 | AZ_NM_SNV_Coal_2_SPP_S | AZ_NM_SNV_Coal | SPP_S | External | Summer | B10 | 1262 | 400 | 0 | 59.12 | 52.51 | 8.17 | 0
2040 | AZ_NM_SNV_Coal_2_SPP_S | AZ_NM_SNV_Coal | SPP_S | External | Winter | B16 | 25 | 400 | 0 | 85.29 | 63.42 | 8.17 | 0
2040 | AZ_NM_SNV_Coal_2_SPP_S | AZ_NM_SNV_Coal | SPP_S | External | Winter | B17 | 100 | 400 | 0 | 79.94 | 63.27 | 8.17 | 0
2040 | AZ_NM_SNV_Coal_2_SPP_S | AZ_NM_SNV_Coal | SPP_S | External | Winter | B18 | 400 | 400 | 0 | 70.7 | 60.59 | 8.17 | 0
2040 | AZ_NM_SNV_Coal_2_SPP_S | AZ_NM_SNV_Coal | SPP_S | External | Winter | B19 | 700 | 400 | 0 | 66.39 | 57.85 | 8.17 | 0
2040 | AZ_NM_SNV_Coal_2_SPP_S | AZ_NM_SNV_Coal | SPP_S | External | Winter | B20 | 935 | 400 | 0 | 66.04 | 51.36 | 8.17 | 0
2040 | ERCOT_2_SPP_S | ERCOT | SPP_S | External | Shoulder | B11 | 25 | 800 | 0 | 86.87 | 81.88 | 8 | 0
2040 | ERCOT_2_SPP_S | ERCOT | SPP_S | External | Shoulder | B12 | 200 | 800 | 0 | 64.6 | 59.39 | 8 | 0
2040 | ERCOT_2_SPP_S | ERCOT | SPP_S | External | Shoulder | B13 | 600 | 800 | 0 | 59.18 | 59.25 | 8 | 0
2040 | ERCOT_2_SPP_S | ERCOT | SPP_S | External | Shoulder | B14 | 900 | 800 | 0 | 59.18 | 54.25 | 8 | 0
2040 | ERCOT_2_SPP_S | ERCOT | SPP_S | External | Shoulder | B15 | 1203 | 800 | 0 | 59.18 | 54.25 | 8 | 0
2040 | ERCOT_2_SPP_S | ERCOT | SPP_S | External | Summer | B1 | 10 | 800 | 0 | 84.4 | 72.39 | 8 | 0
2040 | ERCOT_2_SPP_S | ERCOT | SPP_S | External | Summer | B2 | 25 | 800 | 0 | 88.11 | 83.11 | 8 | 0
2040 | ERCOT_2_SPP_S | ERCOT | SPP_S | External | Summer | B3 | 75 | 800 | 0 | 84.4 | 83.82 | 8 | 0
2040 | ERCOT_2_SPP_S | ERCOT | SPP_S | External | Summer | B4 | 100 | 800 | 0 | 84.4 | 83.11 | 8 | 0
2040 | ERCOT_2_SPP_S | ERCOT | SPP_S | External | Summer | B5 | 200 | 800 | 0 | 84.4 | 83.11 | 8 | 0
2040 | ERCOT_2_SPP_S | ERCOT | SPP_S | External | Summer | B6 | 300 | 800 | 0 | 84.4 | 73.4 | 8 | 0
2040 | ERCOT_2_SPP_S | ERCOT | SPP_S | External | Summer | B7 | 400 | 800 | 0 | 62.77 | 60.08 | 8 | 0
2040 | ERCOT_2_SPP_S | ERCOT | SPP_S | External | Summer | B8 | 500 | 800 | 0 | 57.52 | 57.43 | 8 | 0
2040 | ERCOT_2_SPP_S | ERCOT | SPP_S | External | Summer | B9 | 800 | 800 | 0 | 57.52 | 57.02 | 8 | 0
2040 | ERCOT_2_SPP_S | ERCOT | SPP_S | External | Summer | B10 | 1262 | 800 | 0 | 57.52 | 52.51 | 8 | 0
2040 | ERCOT_2_SPP_S | ERCOT | SPP_S | External | Winter | B16 | 25 | 800 | 0 | 84.83 | 63.42 | 8 | 0
2040 | ERCOT_2_SPP_S | ERCOT | SPP_S | External | Winter | B17 | 100 | 800 | 0 | 68.27 | 63.27 | 8 | 0
2040 | ERCOT_2_SPP_S | ERCOT | SPP_S | External | Winter | B18 | 400 | 800 | 0 | 62.65 | 60.59 | 8 | 0
2040 | ERCOT_2_SPP_S | ERCOT | SPP_S | External | Winter | B19 | 700 | 800 | 0 | 62.65 | 57.85 | 8 | 0
2040 | ERCOT_2_SPP_S | ERCOT | SPP_S | External | Winter | B20 | 935 | 800 | 0 | 62 | 51.36 | 8 | 0
2040 | MAPP_US_2_RMPA | MAPP_US | RMPA | External | Shoulder | B11 | 25 | 200 | 0 | 84.31 | 65.38 | 8 | 0
2040 | MAPP_US_2_RMPA | MAPP_US | RMPA | External | Shoulder | B12 | 200 | 200 | 0 | 62.83 | 65.38 | 8 | 0
2040 | MAPP_US_2_RMPA | MAPP_US | RMPA | External | Shoulder | B13 | 600 | 200 | 0 | 51.44 | 58.33 | 8 | 0
2040 | MAPP_US_2_RMPA | MAPP_US | RMPA | External | Shoulder | B14 | 900 | 200 | 0 | 49.37 | 53.18 | 8 | 0
2040 | MAPP_US_2_RMPA | MAPP_US | RMPA | External | Shoulder | B15 | 1203 | 200 | 0 | 47.14 | 50.19 | 8 | 0
2040 | MAPP_US_2_RMPA | MAPP_US | RMPA | External | Summer | B1 | 10 | 200 | 0.01 | 90.13 | 95.17 | 8 | 0
2040 | MAPP_US_2_RMPA | MAPP_US | RMPA | External | Summer | B2 | 25 | 200 | 0 | 90.13 | 95.17 | 8 | 0
2040 | MAPP_US_2_RMPA | MAPP_US | RMPA | External | Summer | B3 | 75 | 200 | 0 | 87.25 | 86.26 | 8 | 0
2040 | MAPP_US_2_RMPA | MAPP_US | RMPA | External | Summer | B4 | 100 | 200 | 0 | 85.68 | 77.68 | 8 | 0
2040 | MAPP_US_2_RMPA | MAPP_US | RMPA | External | Summer | B5 | 200 | 200 | 0 | 83.43 | 62.75 | 8 | 0
2040 | MAPP_US_2_RMPA | MAPP_US | RMPA | External | Summer | B6 | 300 | 200 | 0 | 63.75 | 62.75 | 8 | 0
2040 | MAPP_US_2_RMPA | MAPP_US | RMPA | External | Summer | B7 | 400 | 200 | 200 | 53.08 | 62.75 | 8 | 1.66
2040 | MAPP_US_2_RMPA | MAPP_US | RMPA | External | Summer | B8 | 500 | 200 | 200 | 45.55 | 61.35 | 8 | 7.8
2040 | MAPP_US_2_RMPA | MAPP_US | RMPA | External | Summer | B9 | 800 | 200 | 0 | 43.01 | 45.28 | 8 | 0
2040 | MAPP_US_2_RMPA | MAPP_US | RMPA | External | Summer | B10 | 1262 | 200 | 0 | 40.78 | 45.28 | 8 | 0
2040 | MAPP_US_2_RMPA | MAPP_US | RMPA | External | Winter | B16 | 25 | 200 | 0 | 86.29 | 85.29 | 8 | 0
2040 | MAPP_US_2_RMPA | MAPP_US | RMPA | External | Winter | B17 | 100 | 200 | 0 | 63.47 | 70.34 | 8 | 0
2040 | MAPP_US_2_RMPA | MAPP_US | RMPA | External | Winter | B18 | 400 | 200 | 32.56 | 54.53 | 62.53 | 8 | 0
2040 | MAPP_US_2_RMPA | MAPP_US | RMPA | External | Winter | B19 | 700 | 200 | 0 | 54.53 | 59.95 | 8 | 0
2040 | MAPP_US_2_RMPA | MAPP_US | RMPA | External | Winter | B20 | 935 | 200 | 0 | 46.96 | 43.18 | 8 | 0
2040 | NE_2_RMPA | NE | RMPA | External | Shoulder | B11 | 25 | 310 | 0 | 91.31 | 65.38 | 5 | 0
2040 | NE_2_RMPA | NE | RMPA | External | Shoulder | B12 | 200 | 310 | 0 | 64.83 | 65.38 | 5 | 0
2040 | NE_2_RMPA | NE | RMPA | External | Shoulder | B13 | 600 | 310 | 0 | 58.44 | 58.33 | 5 | 0
2040 | NE_2_RMPA | NE | RMPA | External | Shoulder | B14 | 900 | 310 | 0 | 54.69 | 53.18 | 5 | 0
2040 | NE_2_RMPA | NE | RMPA | External | Shoulder | B15 | 1203 | 310 | 0 | 49.99 | 50.19 | 5 | 0
2040 | NE_2_RMPA | NE | RMPA | External | Summer | B1 | 10 | 310 | 0 | 97.13 | 95.17 | 5 | 0
2040 | NE_2_RMPA | NE | RMPA | External | Summer | B2 | 25 | 310 | 0 | 97.13 | 95.17 | 5 | 0
2040 | NE_2_RMPA | NE | RMPA | External | Summer | B3 | 75 | 310 | 0 | 94.25 | 86.26 | 5 | 0
2040 | NE_2_RMPA | NE | RMPA | External | Summer | B4 | 100 | 310 | 0 | 92.68 | 77.68 | 5 | 0
2040 | NE_2_RMPA | NE | RMPA | External | Summer | B5 | 200 | 310 | 0 | 90.43 | 62.75 | 5 | 0
2040 | NE_2_RMPA | NE | RMPA | External | Summer | B6 | 300 | 310 | 0 | 70.75 | 62.75 | 5 | 0
2040 | NE_2_RMPA | NE | RMPA | External | Summer | B7 | 400 | 310 | 0 | 60.08 | 62.75 | 5 | 0
2040 | NE_2_RMPA | NE | RMPA | External | Summer | B8 | 500 | 310 | 310 | 52.55 | 61.35 | 5 | 3.8
2040 | NE_2_RMPA | NE | RMPA | External | Summer | B9 | 800 | 310 | 0 | 46.14 | 45.28 | 5 | 0
2040 | NE_2_RMPA | NE | RMPA | External | Summer | B10 | 1262 | 310 | 0 | 42.78 | 45.28 | 5 | 0
2040 | NE_2_RMPA | NE | RMPA | External | Winter | B16 | 25 | 310 | 0 | 93.29 | 85.29 | 5 | 0
2040 | NE_2_RMPA | NE | RMPA | External | Winter | B17 | 100 | 310 | 0.03 | 65.47 | 70.34 | 5 | 0
2040 | NE_2_RMPA | NE | RMPA | External | Winter | B18 | 400 | 310 | 0 | 60.58 | 62.53 | 5 | 0
2040 | NE_2_RMPA | NE | RMPA | External | Winter | B19 | 700 | 310 | 0 | 58.39 | 59.95 | 5 | 0
2040 | NE_2_RMPA | NE | RMPA | External | Winter | B20 | 935 | 310 | 0 | 46.86 | 43.18 | 5 | 0
2040 | NWPP_Coal_2_MAPP_US | NWPP_Coal | MAPP_US | External | Shoulder | B11 | 25 | 150 | 150 | 69.51 | 84.31 | 8 | 6.8
2040 | NWPP_Coal_2_MAPP_US | NWPP_Coal | MAPP_US | External | Shoulder | B12 | 200 | 150 | 0 | 69.51 | 62.83 | 8 | 0
2040 | NWPP_Coal_2_MAPP_US | NWPP_Coal | MAPP_US | External | Shoulder | B13 | 600 | 150 | 0 | 69.51 | 51.44 | 8 | 0
2040 | NWPP_Coal_2_MAPP_US | NWPP_Coal | MAPP_US | External | Shoulder | B14 | 900 | 150 | 0 | 69.51 | 49.37 | 8 | 0
2040 | NWPP_Coal_2_MAPP_US | NWPP_Coal | MAPP_US | External | Shoulder | B15 | 1203 | 150 | 0 | 69.51 | 47.14 | 8 | 0
2040 | NWPP_Coal_2_MAPP_US | NWPP_Coal | MAPP_US | External | Summer | B1 | 10 | 150 | 150 | 69.51 | 90.13 | 8 | 12.62
2040 | NWPP_Coal_2_MAPP_US | NWPP_Coal | MAPP_US | External | Summer | B2 | 25 | 150 | 150 | 69.51 | 90.13 | 8 | 12.62
2040 | NWPP_Coal_2_MAPP_US | NWPP_Coal | MAPP_US | External | Summer | B3 | 75 | 150 | 150 | 69.51 | 87.25 | 8 | 9.74
2040 | NWPP_Coal_2_MAPP_US | NWPP_Coal | MAPP_US | External | Summer | B4 | 100 | 150 | 150 | 69.51 | 85.68 | 8 | 8.17
2040 | NWPP_Coal_2_MAPP_US | NWPP_Coal | MAPP_US | External | Summer | B5 | 200 | 150 | 150 | 69.51 | 83.43 | 8 | 5.92
2040 | NWPP_Coal_2_MAPP_US | NWPP_Coal | MAPP_US | External | Summer | B6 | 300 | 150 | 0 | 69.51 | 63.75 | 8 | 0
2040 | NWPP_Coal_2_MAPP_US | NWPP_Coal | MAPP_US | External | Summer | B7 | 400 | 150 | 0 | 69.51 | 53.08 | 8 | 0
2040 | NWPP_Coal_2_MAPP_US | NWPP_Coal | MAPP_US | External | Summer | B8 | 500 | 150 | 0 | 69.51 | 45.55 | 8 | 0
2040 | NWPP_Coal_2_MAPP_US | NWPP_Coal | MAPP_US | External | Summer | B9 | 800 | 150 | 0 | 69.51 | 43.01 | 8 | 0
2040 | NWPP_Coal_2_MAPP_US | NWPP_Coal | MAPP_US | External | Summer | B10 | 1262 | 150 | 0 | 69.51 | 40.78 | 8 | 0
2040 | NWPP_Coal_2_MAPP_US | NWPP_Coal | MAPP_US | External | Winter | B16 | 25 | 150 | 149.99 | 77.13 | 86.29 | 8 | 1.17
2040 | NWPP_Coal_2_MAPP_US | NWPP_Coal | MAPP_US | External | Winter | B17 | 100 | 150 | 0 | 74.56 | 63.47 | 8 | 0
2040 | NWPP_Coal_2_MAPP_US | NWPP_Coal | MAPP_US | External | Winter | B18 | 400 | 150 | 0 | 74.56 | 54.53 | 8 | 0
2040 | NWPP_Coal_2_MAPP_US | NWPP_Coal | MAPP_US | External | Winter | B19 | 700 | 150 | 0 | 74.56 | 54.53 | 8 | 0
2040 | NWPP_Coal_2_MAPP_US | NWPP_Coal | MAPP_US | External | Winter | B20 | 935 | 150 | 0 | 74.56 | 46.96 | 8 | 0
2040 | RMPA_2_MAPP_US | RMPA | MAPP_US | External | Shoulder | B11 | 25 | 200 | 200 | 65.38 | 84.31 | 8 | 10.93
2040 | RMPA_2_MAPP_US | RMPA | MAPP_US | External | Shoulder | B12 | 200 | 200 | 0 | 65.38 | 62.83 | 8 | 0
2040 | RMPA_2_MAPP_US | RMPA | MAPP_US | External | Shoulder | B13 | 600 | 200 | 0 | 58.33 | 51.44 | 8 | 0
2040 | RMPA_2_MAPP_US | RMPA | MAPP_US | External | Shoulder | B14 | 900 | 200 | 0 | 53.18 | 49.37 | 8 | 0
2040 | RMPA_2_MAPP_US | RMPA | MAPP_US | External | Shoulder | B15 | 1203 | 200 | 0 | 50.19 | 47.14 | 8 | 0
2040 | RMPA_2_MAPP_US | RMPA | MAPP_US | External | Summer | B1 | 10 | 200 | 0 | 95.17 | 90.13 | 8 | 0
2040 | RMPA_2_MAPP_US | RMPA | MAPP_US | External | Summer | B2 | 25 | 200 | 0 | 95.17 | 90.13 | 8 | 0
2040 | RMPA_2_MAPP_US | RMPA | MAPP_US | External | Summer | B3 | 75 | 200 | 0 | 86.26 | 87.25 | 8 | 0
2040 | RMPA_2_MAPP_US | RMPA | MAPP_US | External | Summer | B4 | 100 | 200 | 170.75 | 77.68 | 85.68 | 8 | 0
2040 | RMPA_2_MAPP_US | RMPA | MAPP_US | External | Summer | B5 | 200 | 200 | 200 | 62.75 | 83.43 | 8 | 12.68
2040 | RMPA_2_MAPP_US | RMPA | MAPP_US | External | Summer | B6 | 300 | 200 | 0 | 62.75 | 63.75 | 8 | 0
2040 | RMPA_2_MAPP_US | RMPA | MAPP_US | External | Summer | B7 | 400 | 200 | 0 | 62.75 | 53.08 | 8 | 0
2040 | RMPA_2_MAPP_US | RMPA | MAPP_US | External | Summer | B8 | 500 | 200 | 0 | 61.35 | 45.55 | 8 | 0
2040 | RMPA_2_MAPP_US | RMPA | MAPP_US | External | Summer | B9 | 800 | 200 | 0 | 45.28 | 43.01 | 8 | 0
2040 | RMPA_2_MAPP_US | RMPA | MAPP_US | External | Summer | B10 | 1262 | 200 | 0 | 45.28 | 40.78 | 8 | 0
2040 | RMPA_2_MAPP_US | RMPA | MAPP_US | External | Winter | B16 | 25 | 200 | 0 | 85.29 | 86.29 | 8 | 0
2040 | RMPA_2_MAPP_US | RMPA | MAPP_US | External | Winter | B17 | 100 | 200 | 0 | 70.34 | 63.47 | 8 | 0
2040 | RMPA_2_MAPP_US | RMPA | MAPP_US | External | Winter | B18 | 400 | 200 | 0 | 62.53 | 54.53 | 8 | 0
2040 | RMPA_2_MAPP_US | RMPA | MAPP_US | External | Winter | B19 | 700 | 200 | 0 | 59.95 | 54.53 | 8 | 0
2040 | RMPA_2_MAPP_US | RMPA | MAPP_US | External | Winter | B20 | 935 | 200 | 0 | 43.18 | 46.96 | 8 | 0
2040 | RMPA_2_NE | RMPA | NE | External | Shoulder | B11 | 25 | 310 | 310 | 65.38 | 91.31 | 8 | 17.93
2040 | RMPA_2_NE | RMPA | NE | External | Shoulder | B12 | 200 | 310 | 0 | 65.38 | 64.83 | 8 | 0
2040 | RMPA_2_NE | RMPA | NE | External | Shoulder | B13 | 600 | 310 | 0 | 58.33 | 58.44 | 8 | 0
2040 | RMPA_2_NE | RMPA | NE | External | Shoulder | B14 | 900 | 310 | 0 | 53.18 | 54.69 | 8 | 0
2040 | RMPA_2_NE | RMPA | NE | External | Shoulder | B15 | 1203 | 310 | 0 | 50.19 | 49.99 | 8 | 0
2040 | RMPA_2_NE | RMPA | NE | External | Summer | B1 | 10 | 310 | 0 | 95.17 | 97.13 | 8 | 0
2040 | RMPA_2_NE | RMPA | NE | External | Summer | B2 | 25 | 310 | 0 | 95.17 | 97.13 | 8 | 0
2040 | RMPA_2_NE | RMPA | NE | External | Summer | B3 | 75 | 310 | 0.49 | 86.26 | 94.25 | 8 | 0
2040 | RMPA_2_NE | RMPA | NE | External | Summer | B4 | 100 | 310 | 310 | 77.68 | 92.68 | 8 | 7
2040 | RMPA_2_NE | RMPA | NE | External | Summer | B5 | 200 | 310 | 310 | 62.75 | 90.43 | 8 | 19.68
2040 | RMPA_2_NE | RMPA | NE | External | Summer | B6 | 300 | 310 | 144.37 | 62.75 | 70.75 | 8 | 0
2040 | RMPA_2_NE | RMPA | NE | External | Summer | B7 | 400 | 310 | 0 | 62.75 | 60.08 | 8 | 0
2040 | RMPA_2_NE | RMPA | NE | External | Summer | B8 | 500 | 310 | 0 | 61.35 | 52.55 | 8 | 0
2040 | RMPA_2_NE | RMPA | NE | External | Summer | B9 | 800 | 310 | 0 | 45.28 | 46.14 | 8 | 0
2040 | RMPA_2_NE | RMPA | NE | External | Summer | B10 | 1262 | 310 | 0 | 45.28 | 42.78 | 8 | 0
2040 | RMPA_2_NE | RMPA | NE | External | Winter | B16 | 25 | 310 | 273.98 | 85.29 | 93.29 | 8 | 0
2040 | RMPA_2_NE | RMPA | NE | External | Winter | B17 | 100 | 310 | 0 | 70.34 | 65.47 | 8 | 0
2040 | RMPA_2_NE | RMPA | NE | External | Winter | B18 | 400 | 310 | 0 | 62.53 | 60.58 | 8 | 0
2040 | RMPA_2_NE | RMPA | NE | External | Winter | B19 | 700 | 310 | 0 | 59.95 | 58.39 | 8 | 0
2040 | RMPA_2_NE | RMPA | NE | External | Winter | B20 | 935 | 310 | 0 | 43.18 | 46.86 | 8 | 0
2040 | RMPA_2_SPP_N | RMPA | SPP_N | External | Shoulder | B11 | 25 | 210 | 210 | 65.38 | 94.6 | 8 | 21.22
2040 | RMPA_2_SPP_N | RMPA | SPP_N | External | Shoulder | B12 | 200 | 210 | 0 | 65.38 | 64.84 | 8 | 0
2040 | RMPA_2_SPP_N | RMPA | SPP_N | External | Shoulder | B13 | 600 | 210 | 0 | 58.33 | 59.24 | 8 | 0
2040 | RMPA_2_SPP_N | RMPA | SPP_N | External | Shoulder | B14 | 900 | 210 | 0 | 53.18 | 54.71 | 8 | 0
2040 | RMPA_2_SPP_N | RMPA | SPP_N | External | Shoulder | B15 | 1203 | 210 | 0 | 50.19 | 54.26 | 8 | 0
2040 | RMPA_2_SPP_N | RMPA | SPP_N | External | Summer | B1 | 10 | 210 | 0 | 95.17 | 97.14 | 8 | 0
2040 | RMPA_2_SPP_N | RMPA | SPP_N | External | Summer | B2 | 25 | 210 | 0 | 95.17 | 97.14 | 8 | 0
2040 | RMPA_2_SPP_N | RMPA | SPP_N | External | Summer | B3 | 75 | 210 | 188.41 | 86.26 | 94.26 | 8 | 0
2040 | RMPA_2_SPP_N | RMPA | SPP_N | External | Summer | B4 | 100 | 210 | 210 | 77.68 | 94.26 | 8 | 8.59
2040 | RMPA_2_SPP_N | RMPA | SPP_N | External | Summer | B5 | 200 | 210 | 210 | 62.75 | 91.71 | 8 | 20.96
2040 | RMPA_2_SPP_N | RMPA | SPP_N | External | Summer | B6 | 300 | 210 | 210 | 62.75 | 73.39 | 8 | 2.65
2040 | RMPA_2_SPP_N | RMPA | SPP_N | External | Summer | B7 | 400 | 210 | 0 | 62.75 | 60.09 | 8 | 0
2040 | RMPA_2_SPP_N | RMPA | SPP_N | External | Summer | B8 | 500 | 210 | 0 | 61.35 | 57.42 | 8 | 0
2040 | RMPA_2_SPP_N | RMPA | SPP_N | External | Summer | B9 | 800 | 210 | 210 | 45.28 | 57.01 | 8 | 3.73
2040 | RMPA_2_SPP_N | RMPA | SPP_N | External | Summer | B10 | 1262 | 210 | 0 | 45.28 | 52.5 | 8 | 0
2040 | RMPA_2_SPP_N | RMPA | SPP_N | External | Winter | B16 | 25 | 210 | 209 | 85.29 | 93.31 | 8 | 0.01
2040 | RMPA_2_SPP_N | RMPA | SPP_N | External | Winter | B17 | 100 | 210 | 0 | 70.34 | 65.48 | 8 | 0
2040 | RMPA_2_SPP_N | RMPA | SPP_N | External | Winter | B18 | 400 | 210 | 0 | 62.53 | 60.59 | 8 | 0
2040 | RMPA_2_SPP_N | RMPA | SPP_N | External | Winter | B19 | 700 | 210 | 0 | 59.95 | 58.4 | 8 | 0
2040 | RMPA_2_SPP_N | RMPA | SPP_N | External | Winter | B20 | 935 | 210 | 210 | 43.18 | 51.35 | 8 | 0.17
2040 | SPP_N_2_RMPA | SPP_N | RMPA | External | Shoulder | B11 | 25 | 210 | 0 | 94.6 | 65.38 | 5 | 0
2040 | SPP_N_2_RMPA | SPP_N | RMPA | External | Shoulder | B12 | 200 | 210 | 0 | 64.84 | 65.38 | 5 | 0
2040 | SPP_N_2_RMPA | SPP_N | RMPA | External | Shoulder | B13 | 600 | 210 | 0 | 59.24 | 58.33 | 5 | 0
2040 | SPP_N_2_RMPA | SPP_N | RMPA | External | Shoulder | B14 | 900 | 210 | 0 | 54.71 | 53.18 | 5 | 0
2040 | SPP_N_2_RMPA | SPP_N | RMPA | External | Shoulder | B15 | 1203 | 210 | 0 | 54.26 | 50.19 | 5 | 0
2040 | SPP_N_2_RMPA | SPP_N | RMPA | External | Summer | B1 | 10 | 210 | 0 | 97.14 | 95.17 | 5 | 0
2040 | SPP_N_2_RMPA | SPP_N | RMPA | External | Summer | B2 | 25 | 210 | 0 | 97.14 | 95.17 | 5 | 0
2040 | SPP_N_2_RMPA | SPP_N | RMPA | External | Summer | B3 | 75 | 210 | 0 | 94.26 | 86.26 | 5 | 0
2040 | SPP_N_2_RMPA | SPP_N | RMPA | External | Summer | B4 | 100 | 210 | 0 | 94.26 | 77.68 | 5 | 0
2040 | SPP_N_2_RMPA | SPP_N | RMPA | External | Summer | B5 | 200 | 210 | 0 | 91.71 | 62.75 | 5 | 0
2040 | SPP_N_2_RMPA | SPP_N | RMPA | External | Summer | B6 | 300 | 210 | 0 | 73.39 | 62.75 | 5 | 0
2040 | SPP_N_2_RMPA | SPP_N | RMPA | External | Summer | B7 | 400 | 210 | 0 | 60.09 | 62.75 | 5 | 0
2040 | SPP_N_2_RMPA | SPP_N | RMPA | External | Summer | B8 | 500 | 210 | 0 | 57.42 | 61.35 | 5 | 0
2040 | SPP_N_2_RMPA | SPP_N | RMPA | External | Summer | B9 | 800 | 210 | 0 | 57.01 | 45.28 | 5 | 0
2040 | SPP_N_2_RMPA | SPP_N | RMPA | External | Summer | B10 | 1262 | 210 | 0 | 52.5 | 45.28 | 5 | 0
2040 | SPP_N_2_RMPA | SPP_N | RMPA | External | Winter | B16 | 25 | 210 | 0 | 93.31 | 85.29 | 5 | 0
2040 | SPP_N_2_RMPA | SPP_N | RMPA | External | Winter | B17 | 100 | 210 | 0.03 | 65.48 | 70.34 | 5 | 0
2040 | SPP_N_2_RMPA | SPP_N | RMPA | External | Winter | B18 | 400 | 210 | 0 | 60.59 | 62.53 | 5 | 0
2040 | SPP_N_2_RMPA | SPP_N | RMPA | External | Winter | B19 | 700 | 210 | 0 | 58.4 | 59.95 | 5 | 0
2040 | SPP_N_2_RMPA | SPP_N | RMPA | External | Winter | B20 | 935 | 210 | 0 | 51.35 | 43.18 | 5 | 0
2040 | SPP_S_2_ERCOT | SPP_S | ERCOT | External | Shoulder | B11 | 25 | 800 | 5.19 | 81.88 | 86.87 | 5 | 0
2040 | SPP_S_2_ERCOT | SPP_S | ERCOT | External | Shoulder | B12 | 200 | 800 | 799.99 | 59.39 | 64.6 | 5 | 0.21
2040 | SPP_S_2_ERCOT | SPP_S | ERCOT | External | Shoulder | B13 | 600 | 800 | 0 | 59.25 | 59.18 | 5 | 0
2040 | SPP_S_2_ERCOT | SPP_S | ERCOT | External | Shoulder | B14 | 900 | 800 | 0 | 54.25 | 59.18 | 5 | 0
2040 | SPP_S_2_ERCOT | SPP_S | ERCOT | External | Shoulder | B15 | 1203 | 800 | 0 | 54.25 | 59.18 | 5 | 0
2040 | SPP_S_2_ERCOT | SPP_S | ERCOT | External | Summer | B1 | 10 | 800 | 799.99 | 72.39 | 84.4 | 5 | 7.01
2040 | SPP_S_2_ERCOT | SPP_S | ERCOT | External | Summer | B2 | 25 | 800 | 662.19 | 83.11 | 88.11 | 5 | 0
2040 | SPP_S_2_ERCOT | SPP_S | ERCOT | External | Summer | B3 | 75 | 800 | 0 | 83.82 | 84.4 | 5 | 0
2040 | SPP_S_2_ERCOT | SPP_S | ERCOT | External | Summer | B4 | 100 | 800 | 0 | 83.11 | 84.4 | 5 | 0
2040 | SPP_S_2_ERCOT | SPP_S | ERCOT | External | Summer | B5 | 200 | 800 | 0 | 83.11 | 84.4 | 5 | 0
2040 | SPP_S_2_ERCOT | SPP_S | ERCOT | External | Summer | B6 | 300 | 800 | 800 | 73.4 | 84.4 | 5 | 5.99
2040 | SPP_S_2_ERCOT | SPP_S | ERCOT | External | Summer | B7 | 400 | 800 | 0 | 60.08 | 62.77 | 5 | 0
2040 | SPP_S_2_ERCOT | SPP_S | ERCOT | External | Summer | B8 | 500 | 800 | 0 | 57.43 | 57.52 | 5 | 0
2040 | SPP_S_2_ERCOT | SPP_S | ERCOT | External | Summer | B9 | 800 | 800 | 0 | 57.02 | 57.52 | 5 | 0
2040 | SPP_S_2_ERCOT | SPP_S | ERCOT | External | Summer | B10 | 1262 | 800 | 799.76 | 52.51 | 57.52 | 5 | 0
2040 | SPP_S_2_ERCOT | SPP_S | ERCOT | External | Winter | B16 | 25 | 800 | 800 | 63.42 | 84.83 | 5 | 16.41
2040 | SPP_S_2_ERCOT | SPP_S | ERCOT | External | Winter | B17 | 100 | 800 | 250.43 | 63.27 | 68.27 | 5 | 0
2040 | SPP_S_2_ERCOT | SPP_S | ERCOT | External | Winter | B18 | 400 | 800 | 0 | 60.59 | 62.65 | 5 | 0
2040 | SPP_S_2_ERCOT | SPP_S | ERCOT | External | Winter | B19 | 700 | 800 | 0 | 57.85 | 62.65 | 5 | 0
2040 | SPP_S_2_ERCOT | SPP_S | ERCOT | External | Winter | B20 | 935 | 800 | 800 | 51.36 | 62 | 5 | 5.64